## README
Dashboard for the Preliminary Busbar Mapping of the Recommended 2026-2027 TPP Recommended Base Case Portfolio |  | Date: 11-3-2025
Dashboard Purpose: | This dashboard provides an overview of busbar mapping results of the recommended base case portfolio for the CPUC IRP Proceeding. Resource-to-busbar mapping (“busbar mapping”) is the process of refining the geographically coarse portfolios produced in the California Public Utilities Commission’s (CPUC) Integrated Resource Plan (IRP) proceeding, into plausible network modeling locations for electrical analysis in the California Independent System Operator’s (CAISO) annual Transmission Planning Process (TPP). The purpose of this workbook is to communicate the results of the busbar mapping results for the proposed 2026-27 TPP recommended base case portfolio.
2026-2027 TPP Portfolios - IRP Proceeding Documents: | The September 30, 2025, Ruling can be accessed from the webpage below:
https://docs.cpuc.ca.gov/PublishedDocs/Efile/G000/M582/K082/582082526.PDF
The November 3, 2025, Ruling can be accessed from the webpage below:
https://www.cpuc.ca.gov/industries-and-topics/electrical-energy/electric-power-procurement/long-term-procurement-planning/2024-26-irp-cycle-events-and-materials/assumptions-for-the-2026-2027-tpp
Busbar Mapping and Portfolio Information: | This dashboard contains mapping results for the 2026-27 TPP recommended base case portfolio. The portfolio utilizes CEC's 2024 IEPR and includes mapping of the 2036 and 2041 model years. All busbar mapping materials, portfolio information, and RESOLVE results can be found at the CPUC Assumptions for the 2026-27 TPP webpage below:
https://www.cpuc.ca.gov/industries-and-topics/electrical-energy/electric-power-procurement/long-term-procurement-planning/2024-26-irp-cycle-events-and-materials/assumptions-for-the-2026-2027-tpp
Busbar Mapping Methodology: | The busbar mapping working group utilized the busbar mapping methodology included with the September 2025 CPUC Ruling, with minor updates to expand Protected Areas Layer Analysis to Western Arizona and Southern Nevada.
See the Busbar Mapping Methodology document for more detail, available at:
https://www.cpuc.ca.gov/-/media/cpuc-website/divisions/energy-division/documents/integrated-resource-plan-and-long-term-procurement-plan-irp-ltpp/2024-2026-irp-cycle-events-and-materials/assumptions-for-the-2026-2027-tpp/mapping_methodology_26-27.pdf
How to Read this Document: | The CPUC staff highly recommends using the Busbar Mapping Methodology document (see above) as a reference and guide to understanding this dashboard.
Busbar Mapping Webinar: | On August 19th, 2025, the CPUC held a virtual MAG webinar that went over possible methodology updates and provided a busbar mapping overview. Links to the recording and the presentations are available at the bottom of the Assumptions for the 2026-2027 TPP webpage:
https://www.cpuc.ca.gov/industries-and-topics/electrical-energy/electric-power-procurement/long-term-procurement-planning/2024-26-irp-cycle-events-and-materials/assumptions-for-the-2026-2027-tpp
Table of Contents
Summary_byCAISO_zone | Summary of Mapping Results by CAISO Study Areas.
as | Summary of Recommended Base Case Portfolio and Mapping Results by RESOLVE resource areas.
Summary_bySub_forTPP | Inventory of all resources (baseline, in-development, and generic) based on relevancy to inclusion in transmission exceedance calculations.
Out-of-CAISO_Summary | Summary of out-of-CAISO resources, their locations, and likely CAISO interties.
Unaccountedfor_TPD | Inventory of unaccounted for Transmission Plan Deliverability (TPD) amounts that could impact the transmission deliverability and MIC needs of Out-of-CAISO OOS wind and geothermal, as well as North Coast Offshore Wind
2036 and 2041 Criteria Alignment Tabs | Summary of the criteria alignment for the 2036 and 2041 mapped resources.
Res_by_Sub_Mapping Tab | Contains the complete by substation mapping of resources for the portfolio. This tab contains the full mapping of resource MW amounts to the substations and tracks the adjustments made between initial and final results.
RESOLVE System Build | Tab is color-coded red and used to display the RESOLVE system build.
Tx System Criteria Tabs | Tabs color-coded blue are used to assess the system transmission impacts and criteria analysis.
Interconnection Criteria Tabs | Tabs color-coded purple are used to assess the interconnection criteria analysis.
Land-use & Environmental Impacts Criteria Tabs | Tabs color-coded green are used to assess the land-use analysis and environmental impacts criteria analysis.
Community Environmental Impacts Criteria Tabs | Tabs color-coded light red are used to assess the community-level environmental impacts criteria analysis.
Commercial Development Interest Criteria Tabs | Tabs color-coded yellow are used to assess the commercial development interest criteria analysis.
Previous TPP alignment Criteria Tabs | Tabs color-coded orange are used to assess the alignment with previous TPP portfolio criteria analysis.
Gas Capacity Not Retained | Tabs color-coded blue are used to score each gas generator to identify units for non-retention up to the MW not retained by RESOLVE.
Portfolio Comparisons | Tabs color-coded orange are used to assess the alignment with previous TPP RESOLVE portfolios.

## Summary_byCAISO_zone
Summary of the Recommended Base Case Portfolio by CAISO zone. Summarizes the mapping results for the 2036 and 2041 TPP portfolio years. Shows the amount of in-development resources identified and mapped in the portfolio and the additional generic resources mapped for the 2036 and 2041 portfolios.
| Recommended Base Case Portfolio - Modeling Results Summary by RESOLVE Region (from September 30, 2025 Ruling Portfolio) | [9 empty] | Mapping Results Summary by RESOLVE Region | [17 empty] | 25-26 TPP Base Case - Mapped Portfolio | [5 empty] | 24-25 TPP Base Case - Mapped Portfolio
|  | Model Year 2030 |  |  | Model Year 2036 |  |  | Model Year 2041 |  |  | In-Development Resources |  |  | 2036 - Mapped Generic |  |  | 2036 - Mapped Total (In-Dev & Generic) |  |  | 2041 - Generic Additions Incremental to 2036 |  |  | 2041 - Mapped Generic |  |  | 2041 - Mapped Total (In-Dev & Generic) |  |  | Mapped Total (2035) |  |  | Mapped Total (2040) |  |  | Mapped Total (2034) |  |  | Mapped Total (2039)
CAISO Study Area | Resource Type | FCDS (MW) | EODS (MW) | Total (MW) | FCDS (MW) | EODS (MW) | Total (MW) | FCDS (MW) | EODS (MW) | Total (MW) | FCDS (MW) | EODS (MW) | Total (MW) | FCDS (MW) | EODS (MW) | Total (MW) | FCDS (MW) | EODS (MW) | Total (MW) | FCDS (MW) | EODS (MW) | Total (MW) | FCDS (MW) | EODS (MW) | Total (MW) | FCDS (MW) | EODS (MW) | Total (MW) | FCDS (MW) | EODS (MW) | Total (MW) | FCDS (MW) | EODS (MW) | Total (MW) | FCDS (MW) | EODS (MW) | Total (MW) | FCDS (MW) | EODS (MW) | Total (MW)
In-State | Biomass | 0 |  | 0 | 0 | 0 | 0 | 0 | 0 | 0 | 0 |  | 0 | 0 |  | 0 | 0 |  | 0 | 0 |  | 0 | 0 |  | 0 | 0 |  | 0 | 171 |  | 171 | 171 |  | 171 | 171 |  | 171 | 171 |  | 171
PG&E North of Greater Bay Study Area | Geothermal | 0 |  | 0 | 3064.75 | 0 | 3064.75 | 3064.75 | 0 | 3064.75 | 11.2 |  | 11.2 | 2878.8 |  | 2878.8 | 2890 |  | 2890 | 0 |  | 0 | 2878.8 |  | 2878.8 | 2890 |  | 2890 | 123 |  | 123 | 123 |  | 123 | 144 |  | 144 | 144 |  | 144 | PG&E NGBA | PG&E NGBA
PG&E Greater Bay Study Area | Geothermal | 0 |  | 0 | 29.3325 | 0 | 29.3325 | 29.3325 | 0 | 29.3325 | 0 |  | 0 | 30 |  | 30 | 30 |  | 30 | 0 |  | 0 | 30 |  | 30 | 30 |  | 30 | 0 |  | 0 | 0 |  | 0 | 0 |  | 0 | 0 |  | 0 | PG&E GBA | PG&E GBA
PG&E Fresno Study Area | Geothermal | 0 |  | 0 | 264.889 | 0 | 264.889 | 264.889 | 0 | 264.889 | 0 |  | 0 | 270 |  | 270 | 270 |  | 270 | 0 |  | 0 | 270 |  | 270 | 270 |  | 270 | 0 |  | 0 | 0 |  | 0 | 0 |  | 0 | 0 |  | 0 | PG&E FRESNO | PG&E FRESNO
PG&E Kern Study Area | Geothermal | 0 |  | 0 | 0 | 0 | 0 | 0 | 0 | 0 | 0 |  | 0 | 0 |  | 0 | 0 |  | 0 | 0 |  | 0 | 0 |  | 0 | 0 |  | 0 | 0 |  | 0 | 0 |  | 0 | 0 |  | 0 | 0 |  | 0 | PG&E KERN | PG&E KERN
SCE Northern Area | Geothermal | 0 |  | 0 | 0 | 0 | 0 | 0 | 0 | 0 | 0 |  | 0 | 0 |  | 0 | 0 |  | 0 | 0 |  | 0 | 0 |  | 0 | 0 |  | 0 | 0 |  | 0 | 0 |  | 0 | 0 |  | 0 | 0 |  | 0 | SCE Northern | SCE Northern
SCE Metro Study Area | Geothermal | 0 |  | 0 | 0 | 0 | 0 | 0 | 0 | 0 | 203 |  | 203 | 0 |  | 0 | 203 |  | 203 | 0 |  | 0 | 0 |  | 0 | 203 |  | 203 | 389 |  | 389 | 389 |  | 389 | 0 |  | 0 | 0 |  | 0 | SCE Metro | SCE Metro
SCE North of Lugo Study Area | Geothermal | 0 |  | 0 | 302.79 | 0 | 302.79 | 302.79 | 0 | 302.79 | 0 |  | 0 | 116.8 |  | 116.8 | 116.8 |  | 116.8 | 0 |  | 0 | 116.8 |  | 116.8 | 116.8 |  | 116.8 | 9.7 |  | 9.7 | 9.7 |  | 9.7 | 0 |  | 0 | 0 |  | 0 | SCE NOL | SCE NOL
East of Pisgah Study Area | Geothermal | 0 |  | 0 | 908 | 0 | 908 | 908 | 0 | 908 | 45 |  | 45 | 823 |  | 823 | 868 |  | 868 | 0 |  | 0 | 823 |  | 823 | 868 |  | 868 | 517.3 |  | 517.3 | 517.3 |  | 517.3 | 875 |  | 875 | 875 |  | 875 | SCE EOP | EOP
SCE Eastern Study Area | Geothermal | 0 |  | 0 | 7.1 | 0 | 7.1 | 7.1 | 0 | 7.1 | 30 |  | 30 | 0 |  | 0 | 30 |  | 30 | 7 |  | 7 | 7 |  | 7 | 37 |  | 37 | 500 |  | 500 | 500 |  | 500 | 790 |  | 790 | 790 |  | 790 | SCE Eastern | SCE Eastern
SDG&E Study Area | Geothermal | 0 |  | 0 | 528.6 | 0 | 528.6 | 528.6 | 0 | 528.6 | 25 |  | 25 | 505 |  | 505 | 530 |  | 530 | 0 |  | 0 | 505 |  | 505 | 530 |  | 530 | 100 |  | 100 | 100 |  | 100 | 160 |  | 160 | 160 |  | 160 | SDGE | SDGE
Distributed Solar | Distributed Solar |  | 0 | 0 | 0 | 0 | 0 | 0 | 0 | 0 |  | 116.384 | 116.384 |  | 0 | 0 |  | 116.384 | 116.384 |  | 0 | 0 |  | 0 | 0 |  | 116.384 | 116.384 |  | 294 | 294 |  | 294 | 294 |  | 260 | 260 |  | 283 | 283
PG&E North of Greater Bay Study Area | Solar | 0 | 0 | 0 | 0 | 1960 | 1960 | 0 | 1960 | 1960 | 0 | 25 | 25 | 0 | 1502.5 | 1502.5 | 0 | 1527.5 | 1527.5 | 0 | 0 | 0 | 0 | 1502.5 | 1502.5 | 0 | 1527.5 | 1527.5 | 74.5 | 258 | 332.5 | 429.5 | 858 | 1287.5 | 275 | 319.6 | 594.6 | 430 | 1114.6 | 1544.6 | PG&E NGBA | PG&E NGBA
PG&E Greater Bay Study Area | Solar | 0 | 0 | 0 | 482.3524 | 480 | 962.3524 | 700.3431 | 480 | 1180.3431 | 0 | 0 | 0 | 490 | 480 | 970 | 490 | 480 | 970 | 230 | 0 | 230 | 720 | 480 | 1200 | 720 | 480 | 1200 | 0 | 250 | 250 | 252 | 1150 | 1402 | 0 | 100 | 100 | 470 | 215 | 685 | PG&E GBA | PG&E GBA
PG&E Fresno Study Area | Solar | 0 | 0 | 0 | 2871.2712 | 580 | 3451.2712 | 5549.5464 | 580 | 6129.5464 | 336.8 | 987.5 | 1324.3 | 2523.2 | 0 | 2523.2 | 2860 | 987.5 | 3847.5 | 2660 | 0 | 2660 | 5183.2 | 0 | 5183.2 | 5520 | 987.5 | 6507.5 | 1471 | 2852.5 | 4323.5 | 5521 | 8012.5 | 13533.5 | 2636.25 | 868.5 | 3504.75 | 3026.5 | 3403.5 | 6430 | PG&E FRESNO | PG&E FRESNO
PG&E Kern Study Area | Solar | 0 | 0 | 0 | 5009.2913 | 4670 | 9679.2913 | 5009.2913 | 4670 | 9679.2913 | 60 | 440 | 500 | 4960 | 4230 | 9190 | 5020 | 4670 | 9690 | 0 | 0 | 0 | 4960 | 4230 | 9190 | 5020 | 4670 | 9690 | 830 | 1972 | 2802 | 1810 | 3787 | 5597 | 680 | 1301 | 1981 | 1035.5 | 2060.5 | 3096 | PG&E KERN | PG&E KERN
SCE Northern Area | Solar | 0 | 0 | 0 | 5246.5457 | 1100 | 6346.5457 | 6179.3178 | 1100 | 7279.3178 | 197 | 1363 | 1560 | 4259 | 0 | 4259 | 4456 | 1363 | 5819 | 930 | 0 | 930 | 5189 | 0 | 5189 | 5386 | 1363 | 6749 | 1177.5 | 1608 | 2785.5 | 1677.5 | 3718 | 5395.5 | 1633 | 1653 | 3286 | 1634.25 | 3017 | 4651.25 | SCE Northern | SCE Northern
SCE Metro Study Area | Solar | 0 | 0 | 0 | 4.99 | 0 | 4.99 | 387.4925 | 0 | 387.4925 | 0 | 0 | 0 | 486 | 0 | 486 | 486 | 0 | 486 | 400 | 0 | 400 | 886 | 0 | 886 | 886 | 0 | 886 | 10 | 10 | 20 | 10 | 10 | 20 | 0 | 0 | 0 | 0 | 0 | 0 | SCE Metro | SCE Metro
SCE North of Lugo Study Area | Solar | 0 | 0 | 0 | 278 | 0 | 278 | 278 | 0 | 278 | 70 | 235.8 | 305.8 | 106 | 0 | 106 | 176 | 235.8 | 411.8 | 0 | 0 | 0 | 106 | 0 | 106 | 176 | 235.8 | 411.8 | 650 | 523.8 | 1173.8 | 750 | 1242.8 | 1992.8 | 672 | 910 | 1582 | 752 | 1258 | 2010 | SCE NOL | SCE NOL
East of Pisgah Study Area | Solar | 0 | 0 | 0 | 125 | 570 | 695 | 125 | 570 | 695 | 65 | 650 | 715 | 4500 | 983 | 5483 | 4565 | 1633 | 6198 | 500 | 0 | 500 | 5000 | 983 | 5983 | 5065 | 1633 | 6698 | 886 | 1512 | 2398 | 1666 | 4332 | 5998 | 1075 | 1565 | 2640 | 1200 | 3030 | 4230 | SCE EOP | EOP
SCE Eastern Study Area | Solar | 0 | 0 | 0 | 4369.5842 | 5560 | 9929.5842 | 5473.5991 | 6290 | 11763.5991 | 175 | 2685 | 2860 | 420 | 1480 | 1900 | 595 | 4165 | 4760 | 600 | 730 | 1330 | 1020 | 2210 | 3230 | 1195 | 4895 | 6090 | 475 | 3398.5 | 3873.5 | 1375 | 4878.5 | 6253.5 | 810 | 2648.5 | 3458.5 | 1610 | 4223.5 | 5833.5 | SCE Eastern | SCE Eastern
SDG&E Study Area | Solar | 0 | 0 | 0 | 6977.3389 | 7190 | 14167.3389 | 6977.3389 | 7420 | 14397.3389 | 237.5 | 388.4 | 625.9 | 6742.5 | 6801.6 | 13544.1 | 6980 | 7190 | 14170 | 0 | 230 | 230 | 6742.5 | 7031.6 | 13774.1 | 6980 | 7420 | 14400 | 419.5 | 1161 | 1580.5 | 797.5 | 2321 | 3118.5 | 700 | 882 | 1582 | 700 | 1219 | 1919 | SDGE | SDGE
PG&E North of Greater Bay Study Area | Wind | 0 | 0 | 0 | 0 | 780 | 780 | 878.8153 | 780 | 1658.8153 | 0 | 0 | 0 | 0 | 711.7 | 711.7 | 0 | 711.7 | 711.7 | 880 | 0 | 880 | 880 | 711.7 | 1591.7 | 880 | 711.7 | 1591.7 | 1705 | 97.7 | 1802.7 | 1705 | 97.7 | 1802.7 | 777.5 | 319.5 | 1097 | 1677.9 | 319.5 | 1997.4 | PG&E NGBA | PG&E NGBA
PG&E Greater Bay Study Area | Wind | 0 | 0 | 0 | 234.433 | 10 | 244.433 | 234.433 | 10 | 244.433 | 0 | 0 | 0 | 230 | 0 | 230 | 230 | 0 | 230 | 0 | 0 | 0 | 230 | 0 | 230 | 230 | 0 | 230 | 826.6 | 186.95 | 1013.55 | 826.6 | 186.95 | 1013.55 | 688 | 90 | 778 | 688 | 90 | 778 | PG&E GBA | PG&E GBA
PG&E Fresno Study Area | Wind | 0 | 0 | 0 | 0 | 0 | 0 | 0 | 0 | 0 | 0 | 69.3 | 69.3 | 0 | 0 | 0 | 0 | 69.3 | 69.3 | 0 | 0 | 0 | 0 | 0 | 0 | 0 | 69.3 | 69.3 | 490.5 | 70 | 560.5 | 490.5 | 70 | 560.5 | 394 | 96 | 490 | 394 | 96 | 490 | PG&E FRESNO | PG&E FRESNO
PG&E Kern Study Area | Wind | 0 | 0 | 0 | 0 | 0 | 0 | 0 | 0 | 0 | 0 | 0 | 0 | 0 | 0 | 0 | 0 | 0 | 0 | 0 | 0 | 0 | 0 | 0 | 0 | 0 | 0 | 0 | 113.07 | 0 | 113.07 | 113.07 | 0 | 113.07 | 300 | 10 | 310 | 300 | 10 | 310 | PG&E KERN | PG&E KERN
SCE Northern Area | Wind | 0 | 0 | 0 | 0 | 0 | 0 | 0 | 0 | 0 | 0 | 0 | 0 | 0 | 0 | 0 | 0 | 0 | 0 | 0 | 0 | 0 | 0 | 0 | 0 | 0 | 0 | 0 | 674 | 0 | 674 | 674 | 0 | 674 | 564 | 16 | 580 | 564 | 16 | 580 | SCE Northern | SCE Northern
SCE Metro Study Area | Wind | 0 | 0 | 0 | 0 | 0 | 0 | 0 | 0 | 0 | 0 | 0 | 0 | 0 | 0 | 0 | 0 | 0 | 0 | 0 | 0 | 0 | 0 | 0 | 0 | 0 | 0 | 0 | 0 | 0 | 0 | 0 | 0 | 0 | 0 | 0 | 0 | 0 | 0 | 0 | SCE Metro | SCE Metro
SCE North of Lugo Study Area | Wind | 0 | 0 | 0 | 0 | 0 | 0 | 0 | 0 | 0 | 0 | 0 | 0 | 0 | 0 | 0 | 0 | 0 | 0 | 0 | 0 | 0 | 0 | 0 | 0 | 0 | 0 | 0 | 330 | 32.18 | 362.18 | 330 | 32.18 | 362.18 | 310 | 50 | 360 | 310 | 50 | 360 | SCE NOL | SCE NOL
East of Pisgah Study Area | Wind | 0 | 0 | 0 | 254.7157 | 0 | 254.7157 | 254.7157 | 0 | 254.7157 | 0 | 0 | 0 | 321 | 0 | 321 | 321 | 0 | 321 | 0 | 0 | 0 | 321 | 0 | 321 | 321 | 0 | 321 | 1052 | 176.5 | 1228.5 | 1052 | 176.5 | 1228.5 | 620 | 0 | 620 | 620 | 0 | 620 | SCE EOP | EOP
SCE Eastern Study Area | Wind | 0 | 0 | 0 | 262.6991 | 60 | 322.6991 | 262.6991 | 60 | 322.6991 | 0 | 0 | 0 | 263 | 60 | 323 | 263 | 60 | 323 | 3000 | 0 | 3000 | 3263 | 60 | 3323 | 3263 | 60 | 3323 | 287.5 | 37 | 324.5 | 287.5 | 37 | 324.5 | 224 | 100 | 324 | 224 | 100 | 324 | SCE Eastern | SCE Eastern
SDG&E Study Area | Wind | 0 | 0 | 0 | 990.8541 | 0 | 990.8541 | 2291.8541 | 0 | 2291.8541 | 0 | 0 | 0 | 990 | 0 | 990 | 990 | 0 | 990 | 1300 | 0 | 1300 | 2290 | 0 | 2290 | 2290 | 0 | 2290 | 1260 | 555.8 | 1815.8 | 1260 | 555.8 | 1815.8 | 1325 | 239 | 1564 | 1325 | 239 | 1564 | SDGE | SDGE
PG&E North of Greater Bay Study Area | OOS Wind | 0 | 0 | 0 | 0 | 0 | 0 | 0 | 0 | 0 | 0 | 0 | 0 | 0 | 0 | 0 | 0 | 0 | 0 | 0 | 0 | 0 | 0 | 0 | 0 | 0 | 0 | 0 | 0 | 0 | 0 | 0 | 0 | 0 | 0 | 0 | 0 | 0 | 0 | 0 | PG&E NGBA | PG&E NGBA
PG&E Greater Bay Study Area | OOS Wind | 0 | 0 | 0 | 0 | 0 | 0 | 4000 | 0 | 4000 | 0 | 0 | 0 | 0 | 0 | 0 | 0 | 0 | 0 | 4000 | 0 | 4000 | 4000 | 0 | 4000 | 4000 | 0 | 4000 | 0 | 0 | 0 | 1707 | 0 | 1707 | 0 | 0 | 0 | 1500 | 0 | 1500 | PG&E GBA | PG&E GBA
PG&E Fresno Study Area | OOS Wind | 0 | 0 | 0 | 0 | 0 | 0 | 0 | 0 | 0 | 0 | 0 | 0 | 0 | 0 | 0 | 0 | 0 | 0 | 0 | 0 | 0 | 0 | 0 | 0 | 0 | 0 | 0 | 0 | 0 | 0 | 0 | 0 | 0 | 0 | 0 | 0 | 0 | 0 | 0 | PG&E FRESNO | PG&E FRESNO
PG&E Kern Study Area | OOS Wind | 0 | 0 | 0 | 0 | 0 | 0 | 0 | 0 | 0 | 0 | 0 | 0 | 0 | 0 | 0 | 0 | 0 | 0 | 0 | 0 | 0 | 0 | 0 | 0 | 0 | 0 | 0 | 0 | 0 | 0 | 0 | 0 | 0 | 0 | 0 | 0 | 0 | 0 | 0 | PG&E KERN | PG&E KERN
SCE Northern Area | OOS Wind | 0 | 0 | 0 | 0 | 0 | 0 | 0 | 0 | 0 | 0 | 0 | 0 | 0 | 0 | 0 | 0 | 0 | 0 | 0 | 0 | 0 | 0 | 0 | 0 | 0 | 0 | 0 | 0 | 0 | 0 | 0 | 0 | 0 | 0 | 0 | 0 | 0 | 0 | 0 | SCE Northern | SCE Northern
SCE Metro Study Area | OOS Wind | 0 | 0 | 0 | 0 | 0 | 0 | 3000 | 0 | 3000 | 0 | 0 | 0 | 0 | 0 | 0 | 0 | 0 | 0 | 3000 | 0 | 3000 | 3000 | 0 | 3000 | 3000 | 0 | 3000 | 1750 | 0 | 1750 | 1750 | 0 | 1750 | 0 | 0 | 0 | 0 | 0 | 0 | SCE Metro | SCE Metro
SCE North of Lugo Study Area | OOS Wind | 0 | 0 | 0 | 0 | 0 | 0 | 0 | 0 | 0 | 0 | 0 | 0 | 0 | 0 | 0 | 0 | 0 | 0 | 0 | 0 | 0 | 0 | 0 | 0 | 0 | 0 | 0 | 0 | 0 | 0 | 0 | 0 | 0 | 0 | 0 | 0 | 0 | 0 | 0 | SCE NOL | SCE NOL
East of Pisgah Study Area | OOS Wind | 0 | 0 | 0 | 4100 | 0 | 4100 | 4100 | 0 | 4100 | 0 | 0 | 0 | 4100 | 0 | 4100 | 4100 | 0 | 4100 | 0 | 0 | 0 | 4100 | 0 | 4100 | 4100 | 0 | 4100 | 4151 | 0 | 4151 | 4151 | 0 | 4151 | 3964.8 | 0 | 3964.8 | 4060 | 0 | 4060 | SCE EOP | EOP
SCE Eastern Study Area | OOS Wind | 0 | 0 | 0 | 2936 | 0 | 2936 | 5936 | 0 | 5936 | 285 | 0 | 285 | 2651 | 0 | 2651 | 2936 | 0 | 2936 | 0 | 0 | 0 | 2651 | 0 | 2651 | 2936 | 0 | 2936 | 3099 | 0 | 3099 | 3099 | 0 | 3099 | 2130.8 | 0 | 2130.8 | 3535.6 | 0 | 3535.6 | SCE Eastern | SCE Eastern
SDG&E Study Area | OOS Wind | 0 | 0 | 0 | 0 | 0 | 0 | 0 | 0 | 0 | 0 | 0 | 0 | 0 | 0 | 0 | 0 | 0 | 0 | 0 | 0 | 0 | 0 | 0 | 0 | 0 | 0 | 0 | 0 | 0 | 0 | 0 | 0 | 0 | 0 | 0 | 0 | 0 | 0 | 0 | SDGE | SDGE
PG&E North of Greater Bay Study Area | Offshore Wind | 0 | 0 | 0 | 0 | 0 | 0 | 1607 | 0 | 1607 | 0 | 0 | 0 | 0 | 0 | 0 | 0 | 0 | 0 | 1607 | 0 | 1607 | 1607 | 0 | 1607 | 1607 | 0 | 1607 | 1607 | 0 | 1607 | 1607 | 0 | 1607 | 931 | 0 | 931 | 1607 | 0 | 1607 | PG&E NGBA | PG&E NGBA
PG&E Greater Bay Study Area | Offshore Wind | 0 | 0 | 0 | 0 | 0 | 0 | 0 | 0 | 0 | 0 | 0 | 0 | 0 | 0 | 0 | 0 | 0 | 0 | 0 | 0 | 0 | 0 | 0 | 0 | 0 | 0 | 0 | 0 | 0 | 0 | 0 | 0 | 0 | 0 | 0 | 0 | 0 | 0 | 0 | PG&E GBA | PG&E GBA
PG&E Fresno Study Area | Offshore Wind | 0 | 0 | 0 | 0 | 0 | 0 | 0 | 0 | 0 | 0 | 0 | 0 | 0 | 0 | 0 | 0 | 0 | 0 | 0 | 0 | 0 | 0 | 0 | 0 | 0 | 0 | 0 | 0 | 0 | 0 | 0 | 0 | 0 | 0 | 0 | 0 | 0 | 0 | 0 | PG&E FRESNO | PG&E FRESNO
PG&E Kern Study Area | Offshore Wind | 0 | 0 | 0 | 2924 | 0 | 2924 | 2924 | 0 | 2924 | 0 | 0 | 0 | 2924 | 0 | 2924 | 2924 | 0 | 2924 | 0 | 0 | 0 | 2924 | 0 | 2924 | 2924 | 0 | 2924 | 2924 | 0 | 2924 | 2924 | 0 | 2924 | 2924 | 0 | 2924 | 2924 | 0 | 2924 | PG&E KERN | PG&E KERN
SCE Northern Area | Offshore Wind | 0 | 0 | 0 | 0 | 0 | 0 | 0 | 0 | 0 | 0 | 0 | 0 | 0 | 0 | 0 | 0 | 0 | 0 | 0 | 0 | 0 | 0 | 0 | 0 | 0 | 0 | 0 | 0 | 0 | 0 | 0 | 0 | 0 | 0 | 0 | 0 | 0 | 0 | 0 | SCE Northern | SCE Northern
SCE Metro Study Area | Offshore Wind | 0 | 0 | 0 | 0 | 0 | 0 | 0 | 0 | 0 | 0 | 0 | 0 | 0 | 0 | 0 | 0 | 0 | 0 | 0 | 0 | 0 | 0 | 0 | 0 | 0 | 0 | 0 | 0 | 0 | 0 | 0 | 0 | 0 | 0 | 0 | 0 | 0 | 0 | 0 | SCE Metro | SCE Metro
SCE North of Lugo Study Area | Offshore Wind | 0 | 0 | 0 | 0 | 0 | 0 | 0 | 0 | 0 | 0 | 0 | 0 | 0 | 0 | 0 | 0 | 0 | 0 | 0 | 0 | 0 | 0 | 0 | 0 | 0 | 0 | 0 | 0 | 0 | 0 | 0 | 0 | 0 | 0 | 0 | 0 | 0 | 0 | 0 | SCE NOL | SCE NOL
East of Pisgah Study Area | Offshore Wind | 0 | 0 | 0 | 0 | 0 | 0 | 0 | 0 | 0 | 0 | 0 | 0 | 0 | 0 | 0 | 0 | 0 | 0 | 0 | 0 | 0 | 0 | 0 | 0 | 0 | 0 | 0 | 0 | 0 | 0 | 0 | 0 | 0 | 0 | 0 | 0 | 0 | 0 | 0 | SCE EOP | EOP
SCE Eastern Study Area | Offshore Wind | 0 | 0 | 0 | 0 | 0 | 0 | 0 | 0 | 0 | 0 | 0 | 0 | 0 | 0 | 0 | 0 | 0 | 0 | 0 | 0 | 0 | 0 | 0 | 0 | 0 | 0 | 0 | 0 | 0 | 0 | 0 | 0 | 0 | 0 | 0 | 0 | 0 | 0 | 0 | SCE Eastern | SCE Eastern
SDG&E Study Area | Offshore Wind | 0 | 0 | 0 | 0 | 0 | 0 | 0 | 0 | 0 | 0 | 0 | 0 | 0 | 0 | 0 | 0 | 0 | 0 | 0 | 0 | 0 | 0 | 0 | 0 | 0 | 0 | 0 | 0 | 0 | 0 | 0 | 0 | 0 | 0 | 0 | 0 | 0 | 0 | 0 | SDGE | SDGE
Renewable Resource Total |  | 0 | 0 | 0 | 42172.5371 | 22960 | 65132.5371 | 61274.9079 | 23920 | 85194.9079 | 1740.5 | 6960.384 | 8700.884 | 40589.3 | 16248.8 | 56838.1 | 42329.8 | 23209.184 | 65538.984 | 19114 | 960 | 20074 | 59703.3 | 17208.8 | 76912.1 | 61443.8 | 24169.184 | 85612.984 | 28073.17 | 14995.93 | 43069.1 | 38075.17 | 31759.93 | 69835.1 | 25774.35 | 11428.1 | 37202.45 | 32727.75 | 20744.6 | 53472.35
PG&E North of Greater Bay Study Area | Li-ion Battery (4-hr) | 0 |  | 0 | 314.25 | 0 | 314.25 | 314.25 | 0 | 314.25 | 362.7 |  | 362.7 | 0 |  | 0 | 362.7 |  | 362.7 | 0 |  | 0 | 0 |  | 0 | 362.7 |  | 362.7 | 124.95 |  | 124.95 | 124.95 |  | 124.95 | 293.45 |  | 293.45 | 293.45 |  | 293.45 | PG&E NGBA | PG&E NGBA
PG&E Greater Bay Study Area | Li-ion Battery (4-hr) | 0 |  | 0 | 612 | 0 | 612 | 612 | 0 | 612 | 628 |  | 628 | 0 |  | 0 | 628 |  | 628 | 0 |  | 0 | 0 |  | 0 | 628 |  | 628 | 718.8 |  | 718.8 | 718.8 |  | 718.8 | 828.82 |  | 828.82 | 878.82 |  | 878.82 | PG&E GBA | PG&E GBA
PG&E Fresno Study Area | Li-ion Battery (4-hr) | 0 |  | 0 | 226 | 0 | 226 | 226 | 0 | 226 | 979.6 |  | 979.6 | 0 |  | 0 | 979.6 |  | 979.6 | 0 |  | 0 | 0 |  | 0 | 979.6 |  | 979.6 | 2307.75 |  | 2307.75 | 2307.75 |  | 2307.75 | 1554.231 |  | 1554.231 | 1669.231 |  | 1669.231 | PG&E FRESNO | PG&E FRESNO
PG&E Kern Study Area | Li-ion Battery (4-hr) | 0 |  | 0 | 368.5 | 0 | 368.5 | 368.5 | 0 | 368.5 | 398.1 |  | 398.1 | 0 |  | 0 | 398.1 |  | 398.1 | 0 |  | 0 | 0 |  | 0 | 398.1 |  | 398.1 | 493 |  | 493 | 493 |  | 493 | 776.8 |  | 776.8 | 776.8 |  | 776.8 | PG&E KERN | PG&E KERN
SCE Northern Area | Li-ion Battery (4-hr) | 0 |  | 0 | 622.55 | 0 | 622.55 | 622.55 | 0 | 622.55 | 1884 |  | 1884 | 0 |  | 0 | 1884 |  | 1884 | 0 |  | 0 | 0 |  | 0 | 1884 |  | 1884 | 3224 |  | 3224 | 3224 |  | 3224 | 3239.9 |  | 3239.9 | 3239.9 |  | 3239.9 | SCE Northern | SCE Northern
SCE Metro Study Area | Li-ion Battery (4-hr) | 0 |  | 0 | 1365 | 0 | 1365 | 1365 | 0 | 1365 | 1589 |  | 1589 | 0 |  | 0 | 1589 |  | 1589 | 0 |  | 0 | 0 |  | 0 | 1589 |  | 1589 | 1890.5 |  | 1890.5 | 1890.5 |  | 1890.5 | 1795 |  | 1795 | 1845 |  | 1845 | SCE Metro | SCE Metro
SCE North of Lugo Study Area | Li-ion Battery (4-hr) | 0 |  | 0 | 542.2 | 0 | 542.2 | 542.2 | 0 | 542.2 | 338.5 |  | 338.5 | 203.5 |  | 203.5 | 542 |  | 542 | 0 |  | 0 | 203.5 |  | 203.5 | 542 |  | 542 | 507.2 |  | 507.2 | 507.2 |  | 507.2 | 716 |  | 716 | 746 |  | 746 | SCE NOL | SCE NOL
East of Pisgah Study Area | Li-ion Battery (4-hr) | 0 |  | 0 | 638 | 0 | 638 | 638 | 0 | 638 | 685 |  | 685 | 0 |  | 0 | 685 |  | 685 | 0 |  | 0 | 0 |  | 0 | 685 |  | 685 | 1210 |  | 1210 | 1210 |  | 1210 | 1684 |  | 1684 | 2188.1 |  | 2188.1 | SCE EOP | EOP
SCE Eastern Study Area | Li-ion Battery (4-hr) | 0 |  | 0 | 1373.648 | 0 | 1373.648 | 1373.648 | 0 | 1373.648 | 1341.516 |  | 1341.516 | 28.5 |  | 28.5 | 1370.016 |  | 1370.016 | 0 |  | 0 | 28.5 |  | 28.5 | 1370.016 |  | 1370.016 | 3985.4 |  | 3985.4 | 3985.4 |  | 3985.4 | 2680 |  | 2680 | 2680 |  | 2680 | SCE Eastern | SCE Eastern
SDG&E Study Area | Li-ion Battery (4-hr) | 0 |  | 0 | 759.5 | 0 | 759.5 | 759.5 | 0 | 759.5 | 1251.21 |  | 1251.21 | 0 |  | 0 | 1251.21 |  | 1251.21 | 0 |  | 0 | 0 |  | 0 | 1251.21 |  | 1251.21 | 1727.21 |  | 1727.21 | 1727.21 |  | 1727.21 | 1389.72 |  | 1389.72 | 1389.72 |  | 1389.72 | SDGE | SDGE
PG&E North of Greater Bay Study Area | Li-ion Battery (8-hr) | 0 |  | 0 | 0 | 0 | 0 | 0 | 0 | 0 | 0 |  | 0 | 0 |  | 0 | 0 |  | 0 | 0 |  | 0 | 0 |  | 0 | 0 |  | 0 | 95 |  | 95 | 305 |  | 305 | 88.4 |  | 88.4 | 488.4 |  | 488.4 | PG&E NGBA | PG&E NGBA
PG&E Greater Bay Study Area | Li-ion Battery (8-hr) | 0 |  | 0 | 45.3 | 0 | 45.3 | 45.3 | 0 | 45.3 | 0 |  | 0 | 95.7 |  | 95.7 | 95.7 |  | 95.7 | 0 |  | 0 | 95.7 |  | 95.7 | 95.7 |  | 95.7 | 236.075 |  | 236.075 | 1508.275 |  | 1508.275 | 211.6 |  | 211.6 | 821.6 |  | 821.6 | PG&E GBA | PG&E GBA
PG&E Fresno Study Area | Li-ion Battery (8-hr) | 0 |  | 0 | 2845.0989 | 0 | 2845.0989 | 2845.0989 | 0 | 2845.0989 | 35 |  | 35 | 2401 |  | 2401 | 2436 |  | 2436 | 0 |  | 0 | 2401 |  | 2401 | 2436 |  | 2436 | 700 |  | 700 | 2765 |  | 2765 | 200 |  | 200 | 1606.5 |  | 1606.5 | PG&E FRESNO | PG&E FRESNO
PG&E Kern Study Area | Li-ion Battery (8-hr) | 0 |  | 0 | 368.5533 | 0 | 368.5533 | 368.5533 | 0 | 368.5533 | 0 |  | 0 | 355 |  | 355 | 355 |  | 355 | 0 |  | 0 | 355 |  | 355 | 355 |  | 355 | 410 |  | 410 | 1210 |  | 1210 | 142 |  | 142 | 682 |  | 682 | PG&E KERN | PG&E KERN
SCE Northern Area | Li-ion Battery (8-hr) | 0 |  | 0 | 634.6175 | 0 | 634.6175 | 634.6175 | 0 | 634.6175 | 523 |  | 523 | 0 |  | 0 | 523 |  | 523 | 0 |  | 0 | 0 |  | 0 | 523 |  | 523 | 509 |  | 509 | 1584 |  | 1584 | 169.5 |  | 169.5 | 734 |  | 734 | SCE Northern | SCE Northern
SCE Metro Study Area | Li-ion Battery (8-hr) | 0 |  | 0 | 7084.0493 | 0 | 7084.0493 | 7084.0493 | 0 | 7084.0493 | 10 |  | 10 | 6516.5 |  | 6516.5 | 6526.5 |  | 6526.5 | 0 |  | 0 | 6516.5 |  | 6516.5 | 6526.5 |  | 6526.5 | 10 |  | 10 | 610 |  | 610 | 166.5 |  | 166.5 | 446.5 |  | 446.5 | SCE Metro | SCE Metro
SCE North of Lugo Study Area | Li-ion Battery (8-hr) | 0 |  | 0 | 6 | 0 | 6 | 6 | 0 | 6 | 6 |  | 6 | 0 |  | 0 | 6 |  | 6 | 0 |  | 0 | 0 |  | 0 | 6 |  | 6 | 113 |  | 113 | 463 |  | 463 | 90 |  | 90 | 265 |  | 265 | SCE NOL | SCE NOL
East of Pisgah Study Area | Li-ion Battery (8-hr) | 0 |  | 0 | 698.7129 | 0 | 698.7129 | 698.7129 | 0 | 698.7129 | 0 |  | 0 | 734.5 |  | 734.5 | 734.5 |  | 734.5 | 0 |  | 0 | 734.5 |  | 734.5 | 734.5 |  | 734.5 | 320 |  | 320 | 1635 |  | 1635 | 180 |  | 180 | 695.5 |  | 695.5 | SCE EOP | EOP
SCE Eastern Study Area | Li-ion Battery (8-hr) | 0 |  | 0 | 155.8758 | 0 | 155.8758 | 155.8758 | 0 | 155.8758 | 100 |  | 100 | 0 |  | 0 | 100 |  | 100 | 0 |  | 0 | 0 |  | 0 | 100 |  | 100 | 100 |  | 100 | 780 |  | 780 | 270 |  | 270 | 1070 |  | 1070 | SCE Eastern | SCE Eastern
SDG&E Study Area | Li-ion Battery (8-hr) | 0 |  | 0 | 1349.523 | 0 | 1349.523 | 1349.523 | 0 | 1349.523 | 50 |  | 50 | 1064.4 |  | 1064.4 | 1114.4 |  | 1114.4 | -245.7 |  | -245.7 | 818.7 |  | 818.7 | 868.7 |  | 868.7 | 100 |  | 100 | 910 |  | 910 | 100 |  | 100 | 305 |  | 305 | SDGE | SDGE
Li-ion Battery Total |  | 0 |  | 0 | 20009.3787 | 0 | 20009.3787 | 20009.3787 | 0 | 20009.3787 | 10181.626 |  | 10181.626 | 11399.1 |  | 11399.1 | 21580.726 |  | 21580.726 | -245.7 |  | -245.7 | 11153.4 |  | 11153.4 | 21335.026 |  | 21335.026 | 18781.885 |  | 18781.885 | 27959.085 |  | 27959.085 | 16575.921 |  | 16575.921 | 22821.521 |  | 22821.521
PG&E North of Greater Bay Study Area | LDES | 0 |  | 0 | 0 | 0 | 0 | 0 | 0 | 0 | 0 |  | 0 | 0 |  | 0 | 0 |  | 0 | 0 |  | 0 | 0 |  | 0 | 0 |  | 0 | 5 |  | 5 | 5 |  | 5 | 5 |  | 5 | 5 |  | 5 | PG&E NGBA | PG&E NGBA
PG&E Greater Bay Study Area | LDES | 0 |  | 0 | 165.0814 | 0 | 165.0814 | 165.0814 | 0 | 165.0814 | 0 |  | 0 | 170 |  | 170 | 170 |  | 170 | 0 |  | 0 | 170 |  | 170 | 170 |  | 170 | 310 |  | 310 | 310 |  | 310 | 0 |  | 0 | 0 |  | 0 | PG&E GBA | PG&E GBA
PG&E Fresno Study Area | LDES | 0 |  | 0 | 0 | 0 | 0 | 0 | 0 | 0 | 0 |  | 0 | 0 |  | 0 | 0 |  | 0 | 0 |  | 0 | 0 |  | 0 | 0 |  | 0 | 140 |  | 140 | 140 |  | 140 | 130 |  | 130 | 130 |  | 130 | PG&E FRESNO | PG&E FRESNO
PG&E Kern Study Area | LDES | 0 |  | 0 | 816.8465 | 0 | 816.8465 | 816.8465 | 0 | 816.8465 | 0 |  | 0 | 820 |  | 820 | 820 |  | 820 | 0 |  | 0 | 820 |  | 820 | 820 |  | 820 | 0 |  | 0 | 0 |  | 0 | 0 |  | 0 | 0 |  | 0 | PG&E KERN | PG&E KERN
SCE Northern Area | LDES | 0 |  | 0 | 1280 | 0 | 1280 | 1280 | 0 | 1280 | 0 |  | 0 | 1380 |  | 1380 | 1380 |  | 1380 | 0 |  | 0 | 1380 |  | 1380 | 1380 |  | 1380 | 400 |  | 400 | 400 |  | 400 | 458 |  | 458 | 458 |  | 458 | SCE Northern | SCE Northern
SCE Metro Study Area | LDES | 0 |  | 0 | 0 | 0 | 0 | 0 | 0 | 0 | 0 |  | 0 | 100 |  | 100 | 100 |  | 100 | 0 |  | 0 | 100 |  | 100 | 100 |  | 100 | 0 |  | 0 | 0 |  | 0 | 0 |  | 0 | 0 |  | 0 | SCE Metro | SCE Metro
SCE North of Lugo Study Area | LDES | 0 |  | 0 | 386.3452 | 0 | 386.3452 | 386.3452 | 0 | 386.3452 | 0 |  | 0 | 286 |  | 286 | 286 |  | 286 | 0 |  | 0 | 286 |  | 286 | 286 |  | 286 | 0 |  | 0 | 0 |  | 0 | 0 |  | 0 | 0 |  | 0 | SCE NOL | SCE NOL
East of Pisgah Study Area | LDES | 0 |  | 0 | 500 | 0 | 500 | 500 | 0 | 500 | 0 |  | 0 | 1100 |  | 1100 | 1100 |  | 1100 | 0 |  | 0 | 1100 |  | 1100 | 1100 |  | 1100 | 0 |  | 0 | 0 |  | 0 | 0 |  | 0 | 0 |  | 0 | SCE EOP | EOP
SCE Eastern Study Area | LDES | 0 |  | 0 | 1800 | 0 | 1800 | 1800 | 0 | 1800 | 0 |  | 0 | 900 |  | 900 | 900 |  | 900 | 0 |  | 0 | 900 |  | 900 | 900 |  | 900 | 0 |  | 0 | 0 |  | 0 | 0 |  | 0 | 0 |  | 0 | SCE Eastern | SCE Eastern
SDG&E Study Area | LDES | 0 |  | 0 | 500 | 0 | 500 | 500 | 0 | 500 | 0 |  | 0 | 500 |  | 500 | 500 |  | 500 | 0 |  | 0 | 500 |  | 500 | 500 |  | 500 | 409.2 |  | 409.2 | 409.2 |  | 409.2 | 437 |  | 437 | 487 |  | 487 | SDGE | SDGE
Other Storage Total |  | 0 |  | 0 | 5448.2731 |  | 5448.2731 | 5448.2731 |  | 5448.2731 | 0 |  | 0 | 5256 |  | 5256 | 5256 |  | 5256 | 0 |  | 0 | 5256 |  | 5256 | 5256 |  | 5256 | 1264.2 |  | 1264.2 | 1264.2 |  | 1264.2 | 1030 |  | 1030 | 1080 |  | 1080
Storage Total |  | 0 |  | 0 | 25457.6518 |  | 25457.6518 | 25457.6518 |  | 25457.6518 | 10181.626 |  | 10181.626 | 16655.1 |  | 16655.1 | 26836.726 |  | 26836.726 | -245.7 |  | -245.7 | 16409.4 |  | 16409.4 | 26591.026 |  | 26591.026 | 20046.085 |  | 20046.085 | 29223.285 |  | 29223.285 | 17605.921 |  | 17605.921 | 23901.521 |  | 23901.521
Total Storage + Resources |  | 0 | 0 | 0 | 67630.1889 | 22960 | 90590.1889 | 86732.5597 | 23920 | 110652.5597 | 11922.126 | 6960.384 | 18882.51 | 57244.4 | 16248.8 | 73493.2 | 69166.526 | 23209.184 | 92375.71 | 18868.3 | 960 | 19828.3 | 76112.7 | 17208.8 | 93321.5 | 88034.826 | 24169.184 | 112204.01 | 48119.255 | 14995.93 | 63115.185 | 60041.381 | 21956.314 | 81997.695 | 43380.271 | 11428.1 | 54808.371 | 55302.397 | 18388.484 | 73690.881

## Summary_bySub_forTPP
Tab shows all the resources by resource type, substation, and status within the portfolio and relevancy to transmission need calculations. This tab shows the IRP baseline resources, not included in the portfolio that do need to be included in transmission calculations; the in-development resources that do and do not need to be included in the transmission calculations; and the generic resources for the 2036 and 2041 mapped years that all need to be in the transmission calculations.
[7 empty] | Not in White Paper Baseline | [5 empty] | In White Paper Baseline |  |  | Not in White Paper Baseline
[7 empty] | IRP Model Baseline Resources not in Tx Baseline |  |  | In-Development Resources |  |  | In-Development Resources online before 1/1/24 |  |  | In-Development Resources for Transmission Analysis |  |  | 2036 Generic Resourcess Mapped |  |  | Incremental 2041 Generic Resources Mapped |  |  | Total 2041 Generic Resourcess Mapped |  |  | Total 2036 Resources not in Tx Baseline |  |  | Total 2041 Resources not in Tx Baseline
[7 empty] | Resources in baseline so not in portfolio totals, but in-development or online after 1/1/24 |  |  | In-Dev Res. not in IRP Model Baseline, so are included in the portfolio and mapped totals |  |  | Portion of the In-Dev Res. that are online before 1/1/24 or using existing gen-tie so are excluded from the Tx calculations |  |  | Net total In-Dev Res. for the transmission analysis, excluding those online before 1/1/24 |  |  | 2036 portfolio resources beyond those aligned with the In-Dev Res. |  |  | 2041 generic resources beyond those mapped in 2036. |  |  | 2041 portfolio resources beyond those aligned with the In-Dev Res. |  |  | Total 2036 Resources (Baseline, In-Dev, & Generic) not included in White Paper Tx baseline (online before 1/1/24) |  |  | Total 2041 Resources (Baseline, In-Dev, & Generic) not included in White Paper Tx baseline (online before 1/1/24)
CAISO Study Area | Substation | Voltage | Resource Type | Out-of-CAISO | Mapped Res. Note | Has Res. | FCDS (or 4-hr for Battery) | EODS (or 8-hr for Battery) | Total (MW) | FCDS (or 4-hr for Battery) | EODS (or 8-hr for Battery) | Total (MW) | FCDS (or 4-hr for Battery) | EODS (or 8-hr for Battery) | Total (MW) | FCDS (or 4-hr for Battery) | EODS (or 8-hr for Battery) | Total (MW) | FCDS (or 4-hr for Battery) | EODS (or 8-hr for Battery) | Total (MW) | FCDS (or 4-hr for Battery) | EODS (or 8-hr for Battery) | Total (MW) | FCDS (or 4-hr for Battery) | EODS (or 8-hr for Battery) | Total (MW) | FCDS (or 4-hr for Battery) | EODS (or 8-hr for Battery) | Total (MW) | FCDS (or 4-hr for Battery) | EODS (or 8-hr for Battery) | Total (MW)
PG&E KERN | 7th Standard | 115 | Geothermal |  |  | 0 | 0 |  | 0 | 0 |  | 0 | 0 |  | 0 | 0 | 0 | 0 | 0 |  | 0 | 0 | 0 | 0 | 0 |  | 0 | 0 | 0 | 0 | 0 | 0 | 0
SCE Metro | Alamitos | 230 | Geothermal |  |  | 0 | 0 |  | 0 | 0 |  | 0 | 0 |  | 0 | 0 | 0 | 0 | 0 |  | 0 | 0 | 0 | 0 | 0 |  | 0 | 0 | 0 | 0 | 0 | 0 | 0
SCE Eastern | Alberhill | 115 | Geothermal |  |  | 1 | 0 |  | 0 | 0 |  | 0 | 0 |  | 0 | 0 | 0 | 0 | 0 |  | 0 | 7 | 0 | 7 | 7 |  | 7 | 0 | 0 | 0 | 7 | 0 | 7
SCE Eastern | Alberhill | 500 | Geothermal |  |  | 0 | 0 |  | 0 | 0 |  | 0 | 0 |  | 0 | 0 | 0 | 0 | 0 |  | 0 | 0 | 0 | 0 | 0 |  | 0 | 0 | 0 | 0 | 0 | 0 | 0
PG&E GBA | Alhambra | 115 | Geothermal |  |  | 0 | 0 |  | 0 | 0 |  | 0 | 0 |  | 0 | 0 | 0 | 0 | 0 |  | 0 | 0 | 0 | 0 | 0 |  | 0 | 0 | 0 | 0 | 0 | 0 | 0
PG&E FRESNO | Alpaugh | 115 | Geothermal |  |  | 0 | 0 |  | 0 | 0 |  | 0 | 0 |  | 0 | 0 | 0 | 0 | 0 |  | 0 | 0 | 0 | 0 | 0 |  | 0 | 0 | 0 | 0 | 0 | 0 | 0
SDGE | Alpine | 69 | Geothermal |  |  | 0 | 0 |  | 0 | 0 |  | 0 | 0 |  | 0 | 0 | 0 | 0 | 0 |  | 0 | 0 | 0 | 0 | 0 |  | 0 | 0 | 0 | 0 | 0 | 0 | 0
PG&E GBA | Altamont Midway (Sandhill) | 230 | Geothermal |  |  | 0 | 0 |  | 0 | 0 |  | 0 | 0 |  | 0 | 0 | 0 | 0 | 0 |  | 0 | 0 | 0 | 0 | 0 |  | 0 | 0 | 0 | 0 | 0 | 0 | 0
SCE Northern | Antelope | 66 | Geothermal |  |  | 0 | 0 |  | 0 | 0 |  | 0 | 0 |  | 0 | 0 | 0 | 0 | 0 |  | 0 | 0 | 0 | 0 | 0 |  | 0 | 0 | 0 | 0 | 0 | 0 | 0
SCE Northern | Antelope | 230 | Geothermal |  |  | 0 | 0 |  | 0 | 0 |  | 0 | 0 |  | 0 | 0 | 0 | 0 | 0 |  | 0 | 0 | 0 | 0 | 0 |  | 0 | 0 | 0 | 0 | 0 | 0 | 0
SCE Northern | Antelope | 500 | Geothermal |  |  | 0 | 0 |  | 0 | 0 |  | 0 | 0 |  | 0 | 0 | 0 | 0 | 0 |  | 0 | 0 | 0 | 0 | 0 |  | 0 | 0 | 0 | 0 | 0 | 0 | 0
PG&E NGBA | Arcata | 60 | Geothermal |  |  | 0 | 0 |  | 0 | 0 |  | 0 | 0 |  | 0 | 0 | 0 | 0 | 0 |  | 0 | 0 | 0 | 0 | 0 |  | 0 | 0 | 0 | 0 | 0 | 0 | 0
PG&E KERN | Arco | 230 | Geothermal |  |  | 0 | 0 |  | 0 | 0 |  | 0 | 0 |  | 0 | 0 | 0 | 0 | 0 |  | 0 | 0 | 0 | 0 | 0 |  | 0 | 0 | 0 | 0 | 0 | 0 | 0
PG&E KERN | Arco | 70 | Geothermal |  |  | 0 | 0 |  | 0 | 0 |  | 0 | 0 |  | 0 | 0 | 0 | 0 | 0 |  | 0 | 0 | 0 | 0 | 0 |  | 0 | 0 | 0 | 0 | 0 | 0 | 0
SCE Metro | ArcoGen | 230 | Geothermal |  |  | 0 | 0 |  | 0 | 0 |  | 0 | 0 |  | 0 | 0 | 0 | 0 | 0 |  | 0 | 0 | 0 | 0 | 0 |  | 0 | 0 | 0 | 0 | 0 | 0 | 0
SDGE | Artesian | 230 | Geothermal |  |  | 0 | 0 |  | 0 | 0 |  | 0 | 0 |  | 0 | 0 | 0 | 0 | 0 |  | 0 | 0 | 0 | 0 | 0 |  | 0 | 0 | 0 | 0 | 0 | 0 | 0
SDGE | Artesian | 69 | Geothermal |  |  | 0 | 0 |  | 0 | 0 |  | 0 | 0 |  | 0 | 0 | 0 | 0 | 0 |  | 0 | 0 | 0 | 0 | 0 |  | 0 | 0 | 0 | 0 | 0 | 0 | 0
PG&E FRESNO | Ashlan | 230 | Geothermal |  |  | 0 | 0 |  | 0 | 0 |  | 0 | 0 |  | 0 | 0 | 0 | 0 | 0 |  | 0 | 0 | 0 | 0 | 0 |  | 0 | 0 | 0 | 0 | 0 | 0 | 0
PG&E NGBA | Atlantic | 115 | Geothermal |  |  | 0 | 0 |  | 0 | 0 |  | 0 | 0 |  | 0 | 0 | 0 | 0 | 0 |  | 0 | 0 | 0 | 0 | 0 |  | 0 | 0 | 0 | 0 | 0 | 0 | 0
PG&E NGBA | Atlantic | 230 | Geothermal |  |  | 0 | 0 |  | 0 | 0 |  | 0 | 0 |  | 0 | 0 | 0 | 0 | 0 |  | 0 | 0 | 0 | 0 | 0 |  | 0 | 0 | 0 | 0 | 0 | 0 | 0
PG&E NGBA | Atlantic | 60 | Geothermal |  |  | 0 | 0 |  | 0 | 0 |  | 0 | 0 |  | 0 | 0 | 0 | 0 | 0 |  | 0 | 0 | 0 | 0 | 0 |  | 0 | 0 | 0 | 0 | 0 | 0 | 0
PG&E FRESNO | Atwater | 115 | Geothermal |  |  | 0 | 0 |  | 0 | 0 |  | 0 | 0 |  | 0 | 0 | 0 | 0 | 0 |  | 0 | 0 | 0 | 0 | 0 |  | 0 | 0 | 0 | 0 | 0 | 0 | 0
PG&E GBA | Avena | 115 | Geothermal |  |  | 0 | 0 |  | 0 | 0 |  | 0 | 0 |  | 0 | 0 | 0 | 0 | 0 |  | 0 | 0 | 0 | 0 | 0 |  | 0 | 0 | 0 | 0 | 0 | 0 | 0
SDGE | Avocado | 69 | Geothermal |  |  | 0 | 0 |  | 0 | 0 |  | 0 | 0 |  | 0 | 0 | 0 | 0 | 0 |  | 0 | 0 | 0 | 0 | 0 |  | 0 | 0 | 0 | 0 | 0 | 0 | 0
PG&E NGBA | Bahia | 230 | Geothermal |  |  | 0 | 0 |  | 0 | 0 |  | 0 | 0 |  | 0 | 0 | 0 | 0 | 0 |  | 0 | 0 | 0 | 0 | 0 |  | 0 | 0 | 0 | 0 | 0 | 0 | 0
SCE Northern | Bailey | 230 | Geothermal |  |  | 0 | 0 |  | 0 | 0 |  | 0 | 0 |  | 0 | 0 | 0 | 0 | 0 |  | 0 | 0 | 0 | 0 | 0 |  | 0 | 0 | 0 | 0 | 0 | 0 | 0
SCE NOL | Baker | 115 | Geothermal |  |  | 0 | 0 |  | 0 | 0 |  | 0 | 0 |  | 0 | 0 | 0 | 0 | 0 |  | 0 | 0 | 0 | 0 | 0 |  | 0 | 0 | 0 | 0 | 0 | 0 | 0
PG&E KERN | Bakersfield | 230 | Geothermal |  |  | 0 | 0 |  | 0 | 0 |  | 0 | 0 |  | 0 | 0 | 0 | 0 | 0 |  | 0 | 0 | 0 | 0 | 0 |  | 0 | 0 | 0 | 0 | 0 | 0 | 0
PG&E FRESNO | Balch | 230 | Geothermal |  |  | 0 | 0 |  | 0 | 0 |  | 0 | 0 |  | 0 | 0 | 0 | 0 | 0 |  | 0 | 0 | 0 | 0 | 0 |  | 0 | 0 | 0 | 0 | 0 | 0 | 0
SCE Eastern | Bannister | 230 | Geothermal |  |  | 0 | 0 |  | 0 | 0 |  | 0 | 0 |  | 0 | 0 | 0 | 0 | 0 |  | 0 | 0 | 0 | 0 | 0 |  | 0 | 0 | 0 | 0 | 0 | 0 | 0
SCE Metro | Barre | 230 | Geothermal |  |  | 0 | 0 |  | 0 | 0 |  | 0 | 0 |  | 0 | 0 | 0 | 0 | 0 |  | 0 | 0 | 0 | 0 | 0 |  | 0 | 0 | 0 | 0 | 0 | 0 | 0
SDGE | Bay Boulevard | 69 | Geothermal |  |  | 0 | 0 |  | 0 | 0 |  | 0 | 0 |  | 0 | 0 | 0 | 0 | 0 |  | 0 | 0 | 0 | 0 | 0 |  | 0 | 0 | 0 | 0 | 0 | 0 | 0
SDGE | Bay Boulevard | 230 | Geothermal |  |  | 0 | 0 |  | 0 | 0 |  | 0 | 0 |  | 0 | 0 | 0 | 0 | 0 |  | 0 | 0 | 0 | 0 | 0 |  | 0 | 0 | 0 | 0 | 0 | 0 | 0
EOP | Beatty | 138 | Geothermal |  |  | 0 | 0 |  | 0 | 0 |  | 0 | 0 |  | 0 | 0 | 0 | 0 | 0 |  | 0 | 0 | 0 | 0 | 0 |  | 0 | 0 | 0 | 0 | 0 | 0 | 0
EOP | Beatty | 230 | Geothermal |  |  | 1 | 0 |  | 0 | 0 |  | 0 | 0 |  | 0 | 0 | 0 | 0 | 436 |  | 436 | 0 | 0 | 0 | 436 |  | 436 | 436 | 0 | 436 | 436 | 0 | 436
PG&E NGBA | Belden | 230 | Geothermal |  |  | 0 | 0 |  | 0 | 0 |  | 0 | 0 |  | 0 | 0 | 0 | 0 | 0 |  | 0 | 0 | 0 | 0 | 0 |  | 0 | 0 | 0 | 0 | 0 | 0 | 0
PG&E NGBA | Bell | 115 | Geothermal |  |  | 0 | 0 |  | 0 | 0 |  | 0 | 0 |  | 0 | 0 | 0 | 0 | 0 |  | 0 | 0 | 0 | 0 | 0 |  | 0 | 0 | 0 | 0 | 0 | 0 | 0
PG&E NGBA | Bellevue | 115 | Geothermal |  |  | 0 | 0 |  | 0 | 0 |  | 0 | 0 |  | 0 | 0 | 0 | 0 | 0 |  | 0 | 0 | 0 | 0 | 0 |  | 0 | 0 | 0 | 0 | 0 | 0 | 0
PG&E GBA | Bellota | 115 | Geothermal |  |  | 0 | 0 |  | 0 | 0 |  | 0 | 0 |  | 0 | 0 | 0 | 0 | 0 |  | 0 | 0 | 0 | 0 | 0 |  | 0 | 0 | 0 | 0 | 0 | 0 | 0
PG&E GBA | Bellota | 230 | Geothermal |  |  | 0 | 0 |  | 0 | 0 |  | 0 | 0 |  | 0 | 0 | 0 | 0 | 0 |  | 0 | 0 | 0 | 0 | 0 |  | 0 | 0 | 0 | 0 | 0 | 0 | 0
SCE Northern | Big Creek | 230 | Geothermal |  |  | 0 | 0 |  | 0 | 0 |  | 0 | 0 |  | 0 | 0 | 0 | 0 | 0 |  | 0 | 0 | 0 | 0 | 0 |  | 0 | 0 | 0 | 0 | 0 | 0 | 0
PG&E FRESNO | Biola | 70 | Geothermal |  |  | 0 | 0 |  | 0 | 0 |  | 0 | 0 |  | 0 | 0 | 0 | 0 | 0 |  | 0 | 0 | 0 | 0 | 0 |  | 0 | 0 | 0 | 0 | 0 | 0 | 0
PG&E GBA | Birds Landing | 230 | Geothermal |  |  | 0 | 0 |  | 0 | 0 |  | 0 | 0 |  | 0 | 0 | 0 | 0 | 0 |  | 0 | 0 | 0 | 0 | 0 |  | 0 | 0 | 0 | 0 | 0 | 0 | 0
SCE Northern | Bliss | 66 | Geothermal |  |  | 0 | 0 |  | 0 | 0 |  | 0 | 0 |  | 0 | 0 | 0 | 0 | 0 |  | 0 | 0 | 0 | 0 | 0 |  | 0 | 0 | 0 | 0 | 0 | 0 | 0
SCE Eastern | Blythe | 161 | Geothermal |  |  | 0 | 0 |  | 0 | 0 |  | 0 | 0 |  | 0 | 0 | 0 | 0 | 0 |  | 0 | 0 | 0 | 0 | 0 |  | 0 | 0 | 0 | 0 | 0 | 0 | 0
PG&E NGBA | Bogue | 115 | Geothermal |  |  | 0 | 0 |  | 0 | 0 |  | 0 | 0 |  | 0 | 0 | 0 | 0 | 0 |  | 0 | 0 | 0 | 0 | 0 |  | 0 | 0 | 0 | 0 | 0 | 0 | 0
PG&E FRESNO | Borden | 230 | Geothermal |  |  | 0 | 0 |  | 0 | 0 |  | 0 | 0 |  | 0 | 0 | 0 | 0 | 0 |  | 0 | 0 | 0 | 0 | 0 |  | 0 | 0 | 0 | 0 | 0 | 0 | 0
PG&E FRESNO | Borden | 70 | Geothermal |  |  | 0 | 0 |  | 0 | 0 |  | 0 | 0 |  | 0 | 0 | 0 | 0 | 0 |  | 0 | 0 | 0 | 0 | 0 |  | 0 | 0 | 0 | 0 | 0 | 0 | 0
SDGE | Boulevard East | 138 | Geothermal |  |  | 0 | 0 |  | 0 | 0 |  | 0 | 0 |  | 0 | 0 | 0 | 0 | 0 |  | 0 | 0 | 0 | 0 | 0 |  | 0 | 0 | 0 | 0 | 0 | 0 | 0
SDGE | Boulevard East | 69 | Geothermal |  |  | 0 | 0 |  | 0 | 0 |  | 0 | 0 |  | 0 | 0 | 0 | 0 | 0 |  | 0 | 0 | 0 | 0 | 0 |  | 0 | 0 | 0 | 0 | 0 | 0 | 0
PG&E GBA | Brentwood | 230 | Geothermal |  |  | 0 | 0 |  | 0 | 0 |  | 0 | 0 |  | 0 | 0 | 0 | 0 | 0 |  | 0 | 0 | 0 | 0 | 0 |  | 0 | 0 | 0 | 0 | 0 | 0 | 0
PG&E NGBA | Bridgeville | 115 | Geothermal |  |  | 0 | 0 |  | 0 | 0 |  | 0 | 0 |  | 0 | 0 | 0 | 0 | 0 |  | 0 | 0 | 0 | 0 | 0 |  | 0 | 0 | 0 | 0 | 0 | 0 | 0
PG&E NGBA | Brighton | 115 | Geothermal |  |  | 0 | 0 |  | 0 | 0 |  | 0 | 0 |  | 0 | 0 | 0 | 0 | 0 |  | 0 | 0 | 0 | 0 | 0 |  | 0 | 0 | 0 | 0 | 0 | 0 | 0
PG&E NGBA | Brighton | 230 | Geothermal |  |  | 0 | 0 |  | 0 | 0 |  | 0 | 0 |  | 0 | 0 | 0 | 0 | 0 |  | 0 | 0 | 0 | 0 | 0 |  | 0 | 0 | 0 | 0 | 0 | 0 | 0
PG&E NGBA | Brunswick | 115 | Geothermal |  |  | 0 | 0 |  | 0 | 0 |  | 0 | 0 |  | 0 | 0 | 0 | 0 | 0 |  | 0 | 0 | 0 | 0 | 0 |  | 0 | 0 | 0 | 0 | 0 | 0 | 0
PG&E NGBA | Bucks Creek | 230 | Geothermal |  |  | 0 | 0 |  | 0 | 0 |  | 0 | 0 |  | 0 | 0 | 0 | 0 | 0 |  | 0 | 0 | 0 | 0 | 0 |  | 0 | 0 | 0 | 0 | 0 | 0 | 0
PG&E KERN | Buena Vista | 230 | Geothermal |  |  | 0 | 0 |  | 0 | 0 |  | 0 | 0 |  | 0 | 0 | 0 | 0 | 0 |  | 0 | 0 | 0 | 0 | 0 |  | 0 | 0 | 0 | 0 | 0 | 0 | 0
PG&E FRESNO | Bullard | 115 | Geothermal |  |  | 0 | 0 |  | 0 | 0 |  | 0 | 0 |  | 0 | 0 | 0 | 0 | 0 |  | 0 | 0 | 0 | 0 | 0 |  | 0 | 0 | 0 | 0 | 0 | 0 | 0
PG&E GBA | Burlingame | 115 | Geothermal |  |  | 0 | 0 |  | 0 | 0 |  | 0 | 0 |  | 0 | 0 | 0 | 0 | 0 |  | 0 | 0 | 0 | 0 | 0 |  | 0 | 0 | 0 | 0 | 0 | 0 | 0
PG&E NGBA | Burney Forest | 230 | Geothermal |  |  | 1 | 0 |  | 0 | 0 |  | 0 | 0 |  | 0 | 0 | 0 | 0 | 40 |  | 40 | 0 | 0 | 0 | 40 |  | 40 | 40 | 0 | 40 | 40 | 0 | 40
PG&E NGBA | Butte | 115 | Geothermal |  |  | 0 | 0 |  | 0 | 0 |  | 0 | 0 |  | 0 | 0 | 0 | 0 | 0 |  | 0 | 0 | 0 | 0 | 0 |  | 0 | 0 | 0 | 0 | 0 | 0 | 0
PG&E KERN | Cabrillo | 115 | Geothermal |  |  | 0 | 0 |  | 0 | 0 |  | 0 | 0 |  | 0 | 0 | 0 | 0 | 0 |  | 0 | 0 | 0 | 0 | 0 |  | 0 | 0 | 0 | 0 | 0 | 0 | 0
PG&E FRESNO | Cal Flats | 230 | Geothermal |  |  | 0 | 0 |  | 0 | 0 |  | 0 | 0 |  | 0 | 0 | 0 | 0 | 0 |  | 0 | 0 | 0 | 0 | 0 |  | 0 | 0 | 0 | 0 | 0 | 0 | 0
SCE NOL | Calcite | 230 | Geothermal |  |  | 0 | 0 |  | 0 | 0 |  | 0 | 0 |  | 0 | 0 | 0 | 0 | 0 |  | 0 | 0 | 0 | 0 | 0 |  | 0 | 0 | 0 | 0 | 0 | 0 | 0
PG&E KERN | Caliente | 230 | Geothermal |  |  | 0 | 0 |  | 0 | 0 |  | 0 | 0 |  | 0 | 0 | 0 | 0 | 0 |  | 0 | 0 | 0 | 0 | 0 |  | 0 | 0 | 0 | 0 | 0 | 0 | 0
PG&E FRESNO | California Ave | 115 | Geothermal |  |  | 0 | 0 |  | 0 | 0 |  | 0 | 0 |  | 0 | 0 | 0 | 0 | 0 |  | 0 | 0 | 0 | 0 | 0 |  | 0 | 0 | 0 | 0 | 0 | 0 | 0
PG&E KERN | Callender | 115 | Geothermal |  |  | 0 | 0 |  | 0 | 0 |  | 0 | 0 |  | 0 | 0 | 0 | 0 | 0 |  | 0 | 0 | 0 | 0 | 0 |  | 0 | 0 | 0 | 0 | 0 | 0 | 0
PG&E NGBA | Calpella | 115 | Geothermal |  |  | 0 | 0 |  | 0 | 0 |  | 0 | 0 |  | 0 | 0 | 0 | 0 | 0 |  | 0 | 0 | 0 | 0 | 0 |  | 0 | 0 | 0 | 0 | 0 | 0 | 0
PG&E GBA | Camanche | 230 | Geothermal |  |  | 0 | 0 |  | 0 | 0 |  | 0 | 0 |  | 0 | 0 | 0 | 0 | 0 |  | 0 | 0 | 0 | 0 | 0 |  | 0 | 0 | 0 | 0 | 0 | 0 | 0
SDGE | Cameron | 69 | Geothermal |  |  | 0 | 0 |  | 0 | 0 |  | 0 | 0 |  | 0 | 0 | 0 | 0 | 0 |  | 0 | 0 | 0 | 0 | 0 |  | 0 | 0 | 0 | 0 | 0 | 0 | 0
SDGE | Cannon | 69 | Geothermal |  |  | 0 | 0 |  | 0 | 0 |  | 0 | 0 |  | 0 | 0 | 0 | 0 | 0 |  | 0 | 0 | 0 | 0 | 0 |  | 0 | 0 | 0 | 0 | 0 | 0 | 0
PG&E FRESNO | Cantua | 115 | Geothermal |  |  | 0 | 0 |  | 0 | 0 |  | 0 | 0 |  | 0 | 0 | 0 | 0 | 0 |  | 0 | 0 | 0 | 0 | 0 |  | 0 | 0 | 0 | 0 | 0 | 0 | 0
SDGE | Capistrano | 138 | Geothermal |  |  | 0 | 0 |  | 0 | 0 |  | 0 | 0 |  | 0 | 0 | 0 | 0 | 0 |  | 0 | 0 | 0 | 0 | 0 |  | 0 | 0 | 0 | 0 | 0 | 0 | 0
SDGE | Capistrano | 230 | Geothermal |  |  | 0 | 0 |  | 0 | 0 |  | 0 | 0 |  | 0 | 0 | 0 | 0 | 0 |  | 0 | 0 | 0 | 0 | 0 |  | 0 | 0 | 0 | 0 | 0 | 0 | 0
PG&E NGBA | Carberry | 230 | Geothermal |  |  | 0 | 0 |  | 0 | 0 |  | 0 | 0 |  | 0 | 0 | 0 | 0 | 0 |  | 0 | 0 | 0 | 0 | 0 |  | 0 | 0 | 0 | 0 | 0 | 0 | 0
SCE Eastern | Cardiff | 66 | Geothermal |  |  | 0 | 0 |  | 0 | 0 |  | 0 | 0 |  | 0 | 0 | 0 | 0 | 0 |  | 0 | 0 | 0 | 0 | 0 |  | 0 | 0 | 0 | 0 | 0 | 0 | 0
PG&E NGBA | Caribou | 60 | Geothermal |  |  | 0 | 0 |  | 0 | 0 |  | 0 | 0 |  | 0 | 0 | 0 | 0 | 0 |  | 0 | 0 | 0 | 0 | 0 |  | 0 | 0 | 0 | 0 | 0 | 0 | 0
PG&E NGBA | Caribou | 115 | Geothermal |  |  | 0 | 0 |  | 0 | 0 |  | 0 | 0 |  | 0 | 0 | 0 | 0 | 0 |  | 0 | 0 | 0 | 0 | 0 |  | 0 | 0 | 0 | 0 | 0 | 0 | 0
PG&E NGBA | Caribou | 230 | Geothermal |  |  | 0 | 0 |  | 0 | 0 |  | 0 | 0 |  | 0 | 0 | 0 | 0 | 0 |  | 0 | 0 | 0 | 0 | 0 |  | 0 | 0 | 0 | 0 | 0 | 0 | 0
EOP | Carpenter Canyon (fka Gamebird) | 138 | Geothermal |  |  | 0 | 0 |  | 0 | 0 |  | 0 | 0 |  | 0 | 0 | 0 | 0 | 0 |  | 0 | 0 | 0 | 0 | 0 |  | 0 | 0 | 0 | 0 | 0 | 0 | 0
EOP | Carpenter Canyon (fka Gamebird) | 230 | Geothermal |  |  | 0 | 0 |  | 0 | 0 |  | 0 | 0 |  | 0 | 0 | 0 | 0 | 0 |  | 0 | 0 | 0 | 0 | 0 |  | 0 | 0 | 0 | 0 | 0 | 0 | 0
PG&E NGBA | Carquinez | 115 | Geothermal |  |  | 0 | 0 |  | 0 | 0 |  | 0 | 0 |  | 0 | 0 | 0 | 0 | 0 |  | 0 | 0 | 0 | 0 | 0 |  | 0 | 0 | 0 | 0 | 0 | 0 | 0
SDGE | Carrizo Gorge | 138 | Geothermal |  |  | 0 | 0 |  | 0 | 0 |  | 0 | 0 |  | 0 | 0 | 0 | 0 | 0 |  | 0 | 0 | 0 | 0 | 0 |  | 0 | 0 | 0 | 0 | 0 | 0 | 0
PG&E KERN | Carrizo Plains | 115 | Geothermal |  |  | 0 | 0 |  | 0 | 0 |  | 0 | 0 |  | 0 | 0 | 0 | 0 | 0 |  | 0 | 0 | 0 | 0 | 0 |  | 0 | 0 | 0 | 0 | 0 | 0 | 0
PG&E KERN | Casaloma | 230 | Geothermal |  |  | 0 | 0 |  | 0 | 0 |  | 0 | 0 |  | 0 | 0 | 0 | 0 | 0 |  | 0 | 0 | 0 | 0 | 0 |  | 0 | 0 | 0 | 0 | 0 | 0 | 0
PG&E GBA | Castro Valley | 230 | Geothermal |  |  | 0 | 0 |  | 0 | 0 |  | 0 | 0 |  | 0 | 0 | 0 | 0 | 0 |  | 0 | 0 | 0 | 0 | 0 |  | 0 | 0 | 0 | 0 | 0 | 0 | 0
PG&E GBA | Cayetano | 230 | Geothermal |  |  | 0 | 0 |  | 0 | 0 |  | 0 | 0 |  | 0 | 0 | 0 | 0 | 0 |  | 0 | 0 | 0 | 0 | 0 |  | 0 | 0 | 0 | 0 | 0 | 0 | 0
SCE Metro | Center | 230 | Geothermal |  |  | 0 | 0 |  | 0 | 0 |  | 0 | 0 |  | 0 | 0 | 0 | 0 | 0 |  | 0 | 0 | 0 | 0 | 0 |  | 0 | 0 | 0 | 0 | 0 | 0 | 0
PG&E KERN | Charca | 115 | Geothermal |  |  | 0 | 0 |  | 0 | 0 |  | 0 | 0 |  | 0 | 0 | 0 | 0 | 0 |  | 0 | 0 | 0 | 0 | 0 |  | 0 | 0 | 0 | 0 | 0 | 0 | 0
EOP | Charleston | 138 | Geothermal |  |  | 0 | 0 |  | 0 | 0 |  | 0 | 0 |  | 0 | 0 | 0 | 0 | 0 |  | 0 | 0 | 0 | 0 | 0 |  | 0 | 0 | 0 | 0 | 0 | 0 | 0
SCE Metro | Chevmain | 230 | Geothermal |  |  | 0 | 0 |  | 0 | 0 |  | 0 | 0 |  | 0 | 0 | 0 | 0 | 0 |  | 0 | 0 | 0 | 0 | 0 |  | 0 | 0 | 0 | 0 | 0 | 0 | 0
SDGE | Chicarita | 138 | Geothermal |  |  | 0 | 0 |  | 0 | 0 |  | 0 | 0 |  | 0 | 0 | 0 | 0 | 0 |  | 0 | 0 | 0 | 0 | 0 |  | 0 | 0 | 0 | 0 | 0 | 0 | 0
SCE Metro | Chino | 230 | Geothermal |  |  | 0 | 0 |  | 0 | 0 |  | 0 | 0 |  | 0 | 0 | 0 | 0 | 0 |  | 0 | 0 | 0 | 0 | 0 |  | 0 | 0 | 0 | 0 | 0 | 0 | 0
PG&E FRESNO | Chowchilla | 115 | Geothermal |  |  | 0 | 0 |  | 0 | 0 |  | 0 | 0 |  | 0 | 0 | 0 | 0 | 0 |  | 0 | 0 | 0 | 0 | 0 |  | 0 | 0 | 0 | 0 | 0 | 0 | 0
PG&E GBA | Christie | 60 | Geothermal |  |  | 0 | 0 |  | 0 | 0 |  | 0 | 0 |  | 0 | 0 | 0 | 0 | 0 |  | 0 | 0 | 0 | 0 | 0 |  | 0 | 0 | 0 | 0 | 0 | 0 | 0
PG&E GBA | Christie | 115 | Geothermal |  |  | 0 | 0 |  | 0 | 0 |  | 0 | 0 |  | 0 | 0 | 0 | 0 | 0 |  | 0 | 0 | 0 | 0 | 0 |  | 0 | 0 | 0 | 0 | 0 | 0 | 0
SCE Eastern | Cielo Azul | 500 | Geothermal |  |  | 0 | 0 |  | 0 | 0 |  | 0 | 0 |  | 0 | 0 | 0 | 0 | 0 |  | 0 | 0 | 0 | 0 | 0 |  | 0 | 0 | 0 | 0 | 0 | 0 | 0
PG&E GBA | Clay | 60 | Geothermal |  |  | 0 | 0 |  | 0 | 0 |  | 0 | 0 |  | 0 | 0 | 0 | 0 | 0 |  | 0 | 0 | 0 | 0 | 0 |  | 0 | 0 | 0 | 0 | 0 | 0 | 0
PG&E GBA | Clayton | 115 | Geothermal |  |  | 0 | 0 |  | 0 | 0 |  | 0 | 0 |  | 0 | 0 | 0 | 0 | 0 |  | 0 | 0 | 0 | 0 | 0 |  | 0 | 0 | 0 | 0 | 0 | 0 | 0
PG&E NGBA | Cloverdale | 115 | Geothermal |  |  | 1 | 0 |  | 0 | 4.2 |  | 4.2 | 0 |  | 0 | 4.2 | 0 | 4.2 | 0 |  | 0 | 0 | 0 | 0 | 0 |  | 0 | 4.2 | 0 | 4.2 | 4.2 | 0 | 4.2
PG&E FRESNO | Clovis | 115 | Geothermal |  |  | 0 | 0 |  | 0 | 0 |  | 0 | 0 |  | 0 | 0 | 0 | 0 | 0 |  | 0 | 0 | 0 | 0 | 0 |  | 0 | 0 | 0 | 0 | 0 | 0 | 0
PG&E GBA | Coburn | 230 | Geothermal |  |  | 0 | 0 |  | 0 | 0 |  | 0 | 0 |  | 0 | 0 | 0 | 0 | 0 |  | 0 | 0 | 0 | 0 | 0 |  | 0 | 0 | 0 | 0 | 0 | 0 | 0
PG&E GBA | Coburn | 60 | Geothermal |  |  | 0 | 0 |  | 0 | 0 |  | 0 | 0 |  | 0 | 0 | 0 | 0 | 0 |  | 0 | 0 | 0 | 0 | 0 |  | 0 | 0 | 0 | 0 | 0 | 0 | 0
PG&E NGBA | Colgate | 230 | Geothermal |  |  | 0 | 0 |  | 0 | 0 |  | 0 | 0 |  | 0 | 0 | 0 | 0 | 0 |  | 0 | 0 | 0 | 0 | 0 |  | 0 | 0 | 0 | 0 | 0 | 0 | 0
PG&E GBA | Collierville | 230 | Geothermal |  |  | 0 | 0 |  | 0 | 0 |  | 0 | 0 |  | 0 | 0 | 0 | 0 | 0 |  | 0 | 0 | 0 | 0 | 0 |  | 0 | 0 | 0 | 0 | 0 | 0 | 0
PG&E GBA | Collinsville | 230 | Geothermal |  |  | 0 | 0 |  | 0 | 0 |  | 0 | 0 |  | 0 | 0 | 0 | 0 | 0 |  | 0 | 0 | 0 | 0 | 0 |  | 0 | 0 | 0 | 0 | 0 | 0 | 0
PG&E GBA | Collinsville | 500 | Geothermal |  |  | 0 | 0 |  | 0 | 0 |  | 0 | 0 |  | 0 | 0 | 0 | 0 | 0 |  | 0 | 0 | 0 | 0 | 0 |  | 0 | 0 | 0 | 0 | 0 | 0 | 0
SCE Eastern | Colorado River | 230 | Geothermal |  |  | 0 | 0 |  | 0 | 0 |  | 0 | 0 |  | 0 | 0 | 0 | 0 | 0 |  | 0 | 0 | 0 | 0 | 0 |  | 0 | 0 | 0 | 0 | 0 | 0 | 0
SCE Eastern | Colorado River | 500 | Geothermal |  |  | 0 | 0 |  | 0 | 0 |  | 0 | 0 |  | 0 | 0 | 0 | 0 | 0 |  | 0 | 0 | 0 | 0 | 0 |  | 0 | 0 | 0 | 0 | 0 | 0 | 0
PG&E KERN | Columbus | 115 | Geothermal |  |  | 0 | 0 |  | 0 | 0 |  | 0 | 0 |  | 0 | 0 | 0 | 0 | 0 |  | 0 | 0 | 0 | 0 | 0 |  | 0 | 0 | 0 | 0 | 0 | 0 | 0
PG&E GBA | Contra Costa | 115 | Geothermal |  |  | 0 | 0 |  | 0 | 0 |  | 0 | 0 |  | 0 | 0 | 0 | 0 | 0 |  | 0 | 0 | 0 | 0 | 0 |  | 0 | 0 | 0 | 0 | 0 | 0 | 0
PG&E GBA | Contra Costa | 230 | Geothermal |  |  | 0 | 0 |  | 0 | 0 |  | 0 | 0 |  | 0 | 0 | 0 | 0 | 0 |  | 0 | 0 | 0 | 0 | 0 |  | 0 | 0 | 0 | 0 | 0 | 0 | 0
PG&E GBA | Contra Costa PP | 230 | Geothermal |  |  | 0 | 0 |  | 0 | 0 |  | 0 | 0 |  | 0 | 0 | 0 | 0 | 0 |  | 0 | 0 | 0 | 0 | 0 |  | 0 | 0 | 0 | 0 | 0 | 0 | 0
SCE NOL | Control | 115 | Geothermal | YES | Northern Nevada (13 MW in baseline), 9.7 MW in-Dev is instate and already in Tx baseline | 1 | 0 |  | 0 | 0 |  | 0 | 0 |  | 0 | 0 | 0 | 0 | 116.8 |  | 116.8 | 0 | 0 | 0 | 116.8 |  | 116.8 | 116.8 | 0 | 116.8 | 116.8 | 0 | 116.8
SCE NOL | Control | 55 | Geothermal |  |  | 0 | 0 |  | 0 | 0 |  | 0 | 0 |  | 0 | 0 | 0 | 0 | 0 |  | 0 | 0 | 0 | 0 | 0 |  | 0 | 0 | 0 | 0 | 0 | 0 | 0
PG&E GBA | Cooley Landing | 115 | Geothermal |  |  | 0 | 0 |  | 0 | 0 |  | 0 | 0 |  | 0 | 0 | 0 | 0 | 0 |  | 0 | 0 | 0 | 0 | 0 |  | 0 | 0 | 0 | 0 | 0 | 0 | 0
PG&E GBA | Cooley Landing | 60 | Geothermal |  |  | 0 | 0 |  | 0 | 0 |  | 0 | 0 |  | 0 | 0 | 0 | 0 | 0 |  | 0 | 0 | 0 | 0 | 0 |  | 0 | 0 | 0 | 0 | 0 | 0 | 0
SCE NOL | Coolwater | 230 | Geothermal |  |  | 0 | 0 |  | 0 | 0 |  | 0 | 0 |  | 0 | 0 | 0 | 0 | 0 |  | 0 | 0 | 0 | 0 | 0 |  | 0 | 0 | 0 | 0 | 0 | 0 | 0
SCE NOL | Coolwater | 115 | Geothermal |  |  | 0 | 0 |  | 0 | 0 |  | 0 | 0 |  | 0 | 0 | 0 | 0 | 0 |  | 0 | 0 | 0 | 0 | 0 |  | 0 | 0 | 0 | 0 | 0 | 0 | 0
PG&E KERN | Copus | 70 | Geothermal |  |  | 0 | 0 |  | 0 | 0 |  | 0 | 0 |  | 0 | 0 | 0 | 0 | 0 |  | 0 | 0 | 0 | 0 | 0 |  | 0 | 0 | 0 | 0 | 0 | 0 | 0
PG&E FRESNO | Corcoran | 70 | Geothermal |  |  | 0 | 0 |  | 0 | 0 |  | 0 | 0 |  | 0 | 0 | 0 | 0 | 0 |  | 0 | 0 | 0 | 0 | 0 |  | 0 | 0 | 0 | 0 | 0 | 0 | 0
PG&E FRESNO | Corcoran | 115 | Geothermal |  |  | 0 | 0 |  | 0 | 0 |  | 0 | 0 |  | 0 | 0 | 0 | 0 | 0 |  | 0 | 0 | 0 | 0 | 0 |  | 0 | 0 | 0 | 0 | 0 | 0 | 0
PG&E NGBA | Corona | 115 | Geothermal |  |  | 0 | 0 |  | 0 | 0 |  | 0 | 0 |  | 0 | 0 | 0 | 0 | 0 |  | 0 | 0 | 0 | 0 | 0 |  | 0 | 0 | 0 | 0 | 0 | 0 | 0
PG&E NGBA | Cortina | 230 | Geothermal |  |  | 1 | 0 |  | 0 | 0 |  | 0 | 0 |  | 0 | 0 | 0 | 0 | 115 |  | 115 | 0 | 0 | 0 | 115 |  | 115 | 115 | 0 | 115 | 115 | 0 | 115
PG&E NGBA | Cortina | 115 | Geothermal |  |  | 0 | 0 |  | 0 | 0 |  | 0 | 0 |  | 0 | 0 | 0 | 0 | 0 |  | 0 | 0 | 0 | 0 | 0 |  | 0 | 0 | 0 | 0 | 0 | 0 | 0
PG&E GBA | Cottle | 230 | Geothermal |  |  | 0 | 0 |  | 0 | 0 |  | 0 | 0 |  | 0 | 0 | 0 | 0 | 0 |  | 0 | 0 | 0 | 0 | 0 |  | 0 | 0 | 0 | 0 | 0 | 0 | 0
PG&E NGBA | Cottonwood | 115 | Geothermal |  |  | 0 | 0 |  | 0 | 0 |  | 0 | 0 |  | 0 | 0 | 0 | 0 | 0 |  | 0 | 0 | 0 | 0 | 0 |  | 0 | 0 | 0 | 0 | 0 | 0 | 0
PG&E NGBA | Cottonwood | 230 | Geothermal |  |  | 1 | 0 |  | 0 | 0 |  | 0 | 0 |  | 0 | 0 | 0 | 0 | 105 |  | 105 | 0 | 0 | 0 | 105 |  | 105 | 105 | 0 | 105 | 105 | 0 | 105
PG&E NGBA | Cottonwood | 60 | Geothermal |  |  | 0 | 0 |  | 0 | 0 |  | 0 | 0 |  | 0 | 0 | 0 | 0 | 0 |  | 0 | 0 | 0 | 0 | 0 |  | 0 | 0 | 0 | 0 | 0 | 0 | 0
PG&E NGBA | Cove Road | 230 | Geothermal |  |  | 0 | 0 |  | 0 | 0 |  | 0 | 0 |  | 0 | 0 | 0 | 0 | 0 |  | 0 | 0 | 0 | 0 | 0 |  | 0 | 0 | 0 | 0 | 0 | 0 | 0
PG&E GBA | Coyote | 230 | Geothermal |  |  | 0 | 0 |  | 0 | 0 |  | 0 | 0 |  | 0 | 0 | 0 | 0 | 0 |  | 0 | 0 | 0 | 0 | 0 |  | 0 | 0 | 0 | 0 | 0 | 0 | 0
PG&E GBA | Crazy Horse Canyon | 115 | Geothermal |  |  | 0 | 0 |  | 0 | 0 |  | 0 | 0 |  | 0 | 0 | 0 | 0 | 0 |  | 0 | 0 | 0 | 0 | 0 |  | 0 | 0 | 0 | 0 | 0 | 0 | 0
SDGE | Creelman | 69 | Geothermal |  |  | 0 | 0 |  | 0 | 0 |  | 0 | 0 |  | 0 | 0 | 0 | 0 | 0 |  | 0 | 0 | 0 | 0 | 0 |  | 0 | 0 | 0 | 0 | 0 | 0 | 0
PG&E FRESNO | Crescent | 70 | Geothermal |  |  | 0 | 0 |  | 0 | 0 |  | 0 | 0 |  | 0 | 0 | 0 | 0 | 0 |  | 0 | 0 | 0 | 0 | 0 |  | 0 | 0 | 0 | 0 | 0 | 0 | 0
PG&E FRESNO | Cressey | 115 | Geothermal |  |  | 0 | 0 |  | 0 | 0 |  | 0 | 0 |  | 0 | 0 | 0 | 0 | 0 |  | 0 | 0 | 0 | 0 | 0 |  | 0 | 0 | 0 | 0 | 0 | 0 | 0
PG&E NGBA | Cresta | 230 | Geothermal |  |  | 0 | 0 |  | 0 | 0 |  | 0 | 0 |  | 0 | 0 | 0 | 0 | 0 |  | 0 | 0 | 0 | 0 | 0 |  | 0 | 0 | 0 | 0 | 0 | 0 | 0
SDGE | Crestwood | 69 | Geothermal |  |  | 0 | 0 |  | 0 | 0 |  | 0 | 0 |  | 0 | 0 | 0 | 0 | 0 |  | 0 | 0 | 0 | 0 | 0 |  | 0 | 0 | 0 | 0 | 0 | 0 | 0
PG&E GBA | Crow Creek | 60 | Geothermal |  |  | 0 | 0 |  | 0 | 0 |  | 0 | 0 |  | 0 | 0 | 0 | 0 | 0 |  | 0 | 0 | 0 | 0 | 0 |  | 0 | 0 | 0 | 0 | 0 | 0 | 0
PG&E GBA | Crows Landing | 60 | Geothermal |  |  | 0 | 0 |  | 0 | 0 |  | 0 | 0 |  | 0 | 0 | 0 | 0 | 0 |  | 0 | 0 | 0 | 0 | 0 |  | 0 | 0 | 0 | 0 | 0 | 0 | 0
PG&E GBA | Curtis | 115 | Geothermal |  |  | 0 | 0 |  | 0 | 0 |  | 0 | 0 |  | 0 | 0 | 0 | 0 | 0 |  | 0 | 0 | 0 | 0 | 0 |  | 0 | 0 | 0 | 0 | 0 | 0 | 0
PG&E FRESNO | Dairyland | 115 | Geothermal |  |  | 0 | 0 |  | 0 | 0 |  | 0 | 0 |  | 0 | 0 | 0 | 0 | 0 |  | 0 | 0 | 0 | 0 | 0 |  | 0 | 0 | 0 | 0 | 0 | 0 | 0
PG&E NGBA | Davis | 115 | Geothermal |  |  | 0 | 0 |  | 0 | 0 |  | 0 | 0 |  | 0 | 0 | 0 | 0 | 0 |  | 0 | 0 | 0 | 0 | 0 |  | 0 | 0 | 0 | 0 | 0 | 0 | 0
SCE Metro | Del Amo | 500 | Geothermal |  |  | 0 | 0 |  | 0 | 0 |  | 0 | 0 |  | 0 | 0 | 0 | 0 | 0 |  | 0 | 0 | 0 | 0 | 0 |  | 0 | 0 | 0 | 0 | 0 | 0 | 0
SCE Metro | Del Amo | 230 | Geothermal |  |  | 0 | 0 |  | 0 | 0 |  | 0 | 0 |  | 0 | 0 | 0 | 0 | 0 |  | 0 | 0 | 0 | 0 | 0 |  | 0 | 0 | 0 | 0 | 0 | 0 | 0
SCE Eastern | Delaney | 500 | Geothermal |  |  | 0 | 0 |  | 0 | 0 |  | 0 | 0 |  | 0 | 0 | 0 | 0 | 0 |  | 0 | 0 | 0 | 0 | 0 |  | 0 | 0 | 0 | 0 | 0 | 0 | 0
PG&E NGBA | Delevan | 230 | Geothermal |  |  | 0 | 0 |  | 0 | 0 |  | 0 | 0 |  | 0 | 0 | 0 | 0 | 0 |  | 0 | 0 | 0 | 0 | 0 |  | 0 | 0 | 0 | 0 | 0 | 0 | 0
PG&E GBA | Delta PP | 230 | Geothermal |  |  | 0 | 0 |  | 0 | 0 |  | 0 | 0 |  | 0 | 0 | 0 | 0 | 0 |  | 0 | 0 | 0 | 0 | 0 |  | 0 | 0 | 0 | 0 | 0 | 0 | 0
EOP | Desert View | 230 | Geothermal |  |  | 0 | 0 |  | 0 | 0 |  | 0 | 0 |  | 0 | 0 | 0 | 0 | 0 |  | 0 | 0 | 0 | 0 | 0 |  | 0 | 0 | 0 | 0 | 0 | 0 | 0
SCE Eastern | Devers | 230 | Geothermal |  |  | 0 | 0 |  | 0 | 0 |  | 0 | 0 |  | 0 | 0 | 0 | 0 | 0 |  | 0 | 0 | 0 | 0 | 0 |  | 0 | 0 | 0 | 0 | 0 | 0 | 0
SCE Eastern | Devers | 500 | Geothermal |  |  | 0 | 0 |  | 0 | 0 |  | 0 | 0 |  | 0 | 0 | 0 | 0 | 0 |  | 0 | 0 | 0 | 0 | 0 |  | 0 | 0 | 0 | 0 | 0 | 0 | 0
PG&E KERN | Diablo Canyon | 230 | Geothermal |  |  | 0 | 0 |  | 0 | 0 |  | 0 | 0 |  | 0 | 0 | 0 | 0 | 0 |  | 0 | 0 | 0 | 0 | 0 |  | 0 | 0 | 0 | 0 | 0 | 0 | 0
PG&E KERN | Diablo Canyon | 500 | Geothermal |  |  | 0 | 0 |  | 0 | 0 |  | 0 | 0 |  | 0 | 0 | 0 | 0 | 0 |  | 0 | 0 | 0 | 0 | 0 |  | 0 | 0 | 0 | 0 | 0 | 0 | 0
PG&E KERN | Divide | 115 | Geothermal |  |  | 0 | 0 |  | 0 | 0 |  | 0 | 0 |  | 0 | 0 | 0 | 0 | 0 |  | 0 | 0 | 0 | 0 | 0 |  | 0 | 0 | 0 | 0 | 0 | 0 | 0
PG&E GBA | Dixon Landing | 115 | Geothermal |  |  | 0 | 0 |  | 0 | 0 |  | 0 | 0 |  | 0 | 0 | 0 | 0 | 0 |  | 0 | 0 | 0 | 0 | 0 |  | 0 | 0 | 0 | 0 | 0 | 0 | 0
PG&E FRESNO | Dos Amigos | 230 | Geothermal |  |  | 1 | 0 |  | 0 | 0 |  | 0 | 0 |  | 0 | 0 | 0 | 0 | 10 |  | 10 | 0 | 0 | 0 | 10 |  | 10 | 10 | 0 | 10 | 10 | 0 | 10
PG&E NGBA | Drum | 115 | Geothermal |  |  | 0 | 0 |  | 0 | 0 |  | 0 | 0 |  | 0 | 0 | 0 | 0 | 0 |  | 0 | 0 | 0 | 0 | 0 |  | 0 | 0 | 0 | 0 | 0 | 0 | 0
PG&E GBA | Dumbarton | 115 | Geothermal |  |  | 0 | 0 |  | 0 | 0 |  | 0 | 0 |  | 0 | 0 | 0 | 0 | 0 |  | 0 | 0 | 0 | 0 | 0 |  | 0 | 0 | 0 | 0 | 0 | 0 | 0
SCE NOL | Dunn Siding | 115 | Geothermal |  |  | 0 | 0 |  | 0 | 0 |  | 0 | 0 |  | 0 | 0 | 0 | 0 | 0 |  | 0 | 0 | 0 | 0 | 0 |  | 0 | 0 | 0 | 0 | 0 | 0 | 0
SCE Eastern | Eagle Mountain | 230 | Geothermal |  |  | 0 | 0 |  | 0 | 0 |  | 0 | 0 |  | 0 | 0 | 0 | 0 | 0 |  | 0 | 0 | 0 | 0 | 0 |  | 0 | 0 | 0 | 0 | 0 | 0 | 0
PG&E NGBA | Eagle Rock (PGE) | 60 | Geothermal |  |  | 0 | 0 |  | 0 | 0 |  | 0 | 0 |  | 0 | 0 | 0 | 0 | 0 |  | 0 | 0 | 0 | 0 | 0 |  | 0 | 0 | 0 | 0 | 0 | 0 | 0
PG&E NGBA | Eagle Rock (PGE) | 115 | Geothermal |  |  | 1 | 0 |  | 0 | 7 |  | 7 | 7 |  | 7 | 0 | 0 | 0 | 0 |  | 0 | 0 | 0 | 0 | 0 |  | 0 | 0 | 0 | 0 | 0 | 0 | 0
SCE Metro | Eagle Rock (SCE) | 230 | Geothermal |  |  | 0 | 0 |  | 0 | 0 |  | 0 | 0 |  | 0 | 0 | 0 | 0 | 0 |  | 0 | 0 | 0 | 0 | 0 |  | 0 | 0 | 0 | 0 | 0 | 0 | 0
PG&E NGBA | East Marysville | 115 | Geothermal |  |  | 0 | 0 |  | 0 | 0 |  | 0 | 0 |  | 0 | 0 | 0 | 0 | 0 |  | 0 | 0 | 0 | 0 | 0 |  | 0 | 0 | 0 | 0 | 0 | 0 | 0
PG&E NGBA | East Nicolaus | 115 | Geothermal |  |  | 0 | 0 |  | 0 | 0 |  | 0 | 0 |  | 0 | 0 | 0 | 0 | 0 |  | 0 | 0 | 0 | 0 | 0 |  | 0 | 0 | 0 | 0 | 0 | 0 | 0
PG&E NGBA | East Nicolaus | 60 | Geothermal |  |  | 0 | 0 |  | 0 | 0 |  | 0 | 0 |  | 0 | 0 | 0 | 0 | 0 |  | 0 | 0 | 0 | 0 | 0 |  | 0 | 0 | 0 | 0 | 0 | 0 | 0
PG&E GBA | Eastshore | 115 | Geothermal |  |  | 0 | 0 |  | 0 | 0 |  | 0 | 0 |  | 0 | 0 | 0 | 0 | 0 |  | 0 | 0 | 0 | 0 | 0 |  | 0 | 0 | 0 | 0 | 0 | 0 | 0
PG&E GBA | Eastshore | 230 | Geothermal |  |  | 0 | 0 |  | 0 | 0 |  | 0 | 0 |  | 0 | 0 | 0 | 0 | 0 |  | 0 | 0 | 0 | 0 | 0 |  | 0 | 0 | 0 | 0 | 0 | 0 | 0
SDGE | ECO | 138 | Geothermal |  |  | 0 | 0 |  | 0 | 0 |  | 0 | 0 |  | 0 | 0 | 0 | 0 | 0 |  | 0 | 0 | 0 | 0 | 0 |  | 0 | 0 | 0 | 0 | 0 | 0 | 0
SDGE | ECO | 230 | Geothermal |  |  | 0 | 0 |  | 0 | 0 |  | 0 | 0 |  | 0 | 0 | 0 | 0 | 0 |  | 0 | 0 | 0 | 0 | 0 |  | 0 | 0 | 0 | 0 | 0 | 0 | 0
SDGE | ECO | 500 | Geothermal |  |  | 0 | 0 |  | 0 | 0 |  | 0 | 0 |  | 0 | 0 | 0 | 0 | 0 |  | 0 | 0 | 0 | 0 | 0 |  | 0 | 0 | 0 | 0 | 0 | 0 | 0
PG&E GBA | Edenvale | 115 | Geothermal |  |  | 0 | 0 |  | 0 | 0 |  | 0 | 0 |  | 0 | 0 | 0 | 0 | 0 |  | 0 | 0 | 0 | 0 | 0 |  | 0 | 0 | 0 | 0 | 0 | 0 | 0
PG&E GBA | Edes | 115 | Geothermal |  |  | 0 | 0 |  | 0 | 0 |  | 0 | 0 |  | 0 | 0 | 0 | 0 | 0 |  | 0 | 0 | 0 | 0 | 0 |  | 0 | 0 | 0 | 0 | 0 | 0 | 0
PG&E GBA | Eight Mile | 230 | Geothermal |  |  | 0 | 0 |  | 0 | 0 |  | 0 | 0 |  | 0 | 0 | 0 | 0 | 0 |  | 0 | 0 | 0 | 0 | 0 |  | 0 | 0 | 0 | 0 | 0 | 0 | 0
SDGE | El Cajon | 69 | Geothermal |  |  | 0 | 0 |  | 0 | 0 |  | 0 | 0 |  | 0 | 0 | 0 | 0 | 0 |  | 0 | 0 | 0 | 0 | 0 |  | 0 | 0 | 0 | 0 | 0 | 0 | 0
SCE Eastern | El Casco | 230 | Geothermal |  |  | 0 | 0 |  | 0 | 0 |  | 0 | 0 |  | 0 | 0 | 0 | 0 | 0 |  | 0 | 0 | 0 | 0 | 0 |  | 0 | 0 | 0 | 0 | 0 | 0 | 0
PG&E GBA | El Cerrito G | 115 | Geothermal |  |  | 0 | 0 |  | 0 | 0 |  | 0 | 0 |  | 0 | 0 | 0 | 0 | 0 |  | 0 | 0 | 0 | 0 | 0 |  | 0 | 0 | 0 | 0 | 0 | 0 | 0
PG&E NGBA | El Dorado PH | 115 | Geothermal |  |  | 0 | 0 |  | 0 | 0 |  | 0 | 0 |  | 0 | 0 | 0 | 0 | 0 |  | 0 | 0 | 0 | 0 | 0 |  | 0 | 0 | 0 | 0 | 0 | 0 | 0
PG&E FRESNO | El Nido (PGE) | 115 | Geothermal |  |  | 0 | 0 |  | 0 | 0 |  | 0 | 0 |  | 0 | 0 | 0 | 0 | 0 |  | 0 | 0 | 0 | 0 | 0 |  | 0 | 0 | 0 | 0 | 0 | 0 | 0
SCE Metro | El Nido (SCE) | 230 | Geothermal |  |  | 0 | 0 |  | 0 | 0 |  | 0 | 0 |  | 0 | 0 | 0 | 0 | 0 |  | 0 | 0 | 0 | 0 | 0 |  | 0 | 0 | 0 | 0 | 0 | 0 | 0
PG&E GBA | El Patio | 115 | Geothermal |  |  | 0 | 0 |  | 0 | 0 |  | 0 | 0 |  | 0 | 0 | 0 | 0 | 0 |  | 0 | 0 | 0 | 0 | 0 |  | 0 | 0 | 0 | 0 | 0 | 0 | 0
SCE Metro | El Segundo | 230 | Geothermal |  |  | 0 | 0 |  | 0 | 0 |  | 0 | 0 |  | 0 | 0 | 0 | 0 | 0 |  | 0 | 0 | 0 | 0 | 0 |  | 0 | 0 | 0 | 0 | 0 | 0 | 0
EOP | Eldorado | 230 | Geothermal | YES | Northern Nevada | 1 | 0 |  | 0 | 45 |  | 45 | 0 |  | 0 | 45 | 0 | 45 | 139 |  | 139 | 0 | 0 | 0 | 139 |  | 139 | 184 | 0 | 184 | 184 | 0 | 184
EOP | Eldorado | 500 | Geothermal |  |  | 1 | 0 |  | 0 | 0 |  | 0 | 0 |  | 0 | 0 | 0 | 0 | 248 |  | 248 | 0 | 0 | 0 | 248 |  | 248 | 248 | 0 | 248 | 248 | 0 | 248
SCE Northern | Elizabeth Lake | 66 | Geothermal |  |  | 0 | 0 |  | 0 | 0 |  | 0 | 0 |  | 0 | 0 | 0 | 0 | 0 |  | 0 | 0 | 0 | 0 | 0 |  | 0 | 0 | 0 | 0 | 0 | 0 | 0
PG&E KERN | Elk Hills | 230 | Geothermal |  |  | 0 | 0 |  | 0 | 0 |  | 0 | 0 |  | 0 | 0 | 0 | 0 | 0 |  | 0 | 0 | 0 | 0 | 0 |  | 0 | 0 | 0 | 0 | 0 | 0 | 0
SDGE | Elliot | 69 | Geothermal |  |  | 0 | 0 |  | 0 | 0 |  | 0 | 0 |  | 0 | 0 | 0 | 0 | 0 |  | 0 | 0 | 0 | 0 | 0 |  | 0 | 0 | 0 | 0 | 0 | 0 | 0
SCE Metro | Ellis | 230 | Geothermal |  |  | 0 | 0 |  | 0 | 0 |  | 0 | 0 |  | 0 | 0 | 0 | 0 | 0 |  | 0 | 0 | 0 | 0 | 0 |  | 0 | 0 | 0 | 0 | 0 | 0 | 0
SDGE | Encina | 138 | Geothermal |  |  | 0 | 0 |  | 0 | 0 |  | 0 | 0 |  | 0 | 0 | 0 | 0 | 0 |  | 0 | 0 | 0 | 0 | 0 |  | 0 | 0 | 0 | 0 | 0 | 0 | 0
SDGE | Encina | 230 | Geothermal |  |  | 0 | 0 |  | 0 | 0 |  | 0 | 0 |  | 0 | 0 | 0 | 0 | 0 |  | 0 | 0 | 0 | 0 | 0 |  | 0 | 0 | 0 | 0 | 0 | 0 | 0
SDGE | Escondido | 230 | Geothermal |  |  | 0 | 0 |  | 0 | 0 |  | 0 | 0 |  | 0 | 0 | 0 | 0 | 0 |  | 0 | 0 | 0 | 0 | 0 |  | 0 | 0 | 0 | 0 | 0 | 0 | 0
SDGE | Escondido | 69 | Geothermal |  |  | 0 | 0 |  | 0 | 0 |  | 0 | 0 |  | 0 | 0 | 0 | 0 | 0 |  | 0 | 0 | 0 | 0 | 0 |  | 0 | 0 | 0 | 0 | 0 | 0 | 0
PG&E KERN | Estrella | 230 | Geothermal |  |  | 0 | 0 |  | 0 | 0 |  | 0 | 0 |  | 0 | 0 | 0 | 0 | 0 |  | 0 | 0 | 0 | 0 | 0 |  | 0 | 0 | 0 | 0 | 0 | 0 | 0
SCE Eastern | Etiwanda | 230 | Geothermal |  |  | 0 | 0 |  | 0 | 0 |  | 0 | 0 |  | 0 | 0 | 0 | 0 | 0 |  | 0 | 0 | 0 | 0 | 0 |  | 0 | 0 | 0 | 0 | 0 | 0 | 0
PG&E GBA | Evergreen | 115 | Geothermal |  |  | 0 | 0 |  | 0 | 0 |  | 0 | 0 |  | 0 | 0 | 0 | 0 | 0 |  | 0 | 0 | 0 | 0 | 0 |  | 0 | 0 | 0 | 0 | 0 | 0 | 0
PG&E GBA | Evergreen | 60 | Geothermal |  |  | 0 | 0 |  | 0 | 0 |  | 0 | 0 |  | 0 | 0 | 0 | 0 | 0 |  | 0 | 0 | 0 | 0 | 0 |  | 0 | 0 | 0 | 0 | 0 | 0 | 0
PG&E FRESNO | Excelsior | 115 | Geothermal |  |  | 0 | 0 |  | 0 | 0 |  | 0 | 0 |  | 0 | 0 | 0 | 0 | 0 |  | 0 | 0 | 0 | 0 | 0 |  | 0 | 0 | 0 | 0 | 0 | 0 | 0
PG&E FRESNO | Exchequer | 115 | Geothermal |  |  | 0 | 0 |  | 0 | 0 |  | 0 | 0 |  | 0 | 0 | 0 | 0 | 0 |  | 0 | 0 | 0 | 0 | 0 |  | 0 | 0 | 0 | 0 | 0 | 0 | 0
PG&E KERN | Fairway | 115 | Geothermal |  |  | 0 | 0 |  | 0 | 0 |  | 0 | 0 |  | 0 | 0 | 0 | 0 | 0 |  | 0 | 0 | 0 | 0 | 0 |  | 0 | 0 | 0 | 0 | 0 | 0 | 0
PG&E KERN | Famoso | 115 | Geothermal |  |  | 0 | 0 |  | 0 | 0 |  | 0 | 0 |  | 0 | 0 | 0 | 0 | 0 |  | 0 | 0 | 0 | 0 | 0 |  | 0 | 0 | 0 | 0 | 0 | 0 | 0
PG&E NGBA | Fern Road | 500 | Geothermal |  |  | 1 | 0 |  | 0 | 0 |  | 0 | 0 |  | 0 | 0 | 0 | 0 | 185 |  | 185 | 0 | 0 | 0 | 185 |  | 185 | 185 | 0 | 185 | 185 | 0 | 185
PG&E GBA | Fibreboard (SPI Sonora) | 115 | Geothermal |  |  | 0 | 0 |  | 0 | 0 |  | 0 | 0 |  | 0 | 0 | 0 | 0 | 0 |  | 0 | 0 | 0 | 0 | 0 |  | 0 | 0 | 0 | 0 | 0 | 0 | 0
PG&E FRESNO | Figarden | 230 | Geothermal |  |  | 0 | 0 |  | 0 | 0 |  | 0 | 0 |  | 0 | 0 | 0 | 0 | 0 |  | 0 | 0 | 0 | 0 | 0 |  | 0 | 0 | 0 | 0 | 0 | 0 | 0
PG&E FRESNO | Fink | 230 | Geothermal |  |  | 1 | 0 |  | 0 | 0 |  | 0 | 0 |  | 0 | 0 | 0 | 0 | 70 |  | 70 | 0 | 0 | 0 | 70 |  | 70 | 70 | 0 | 70 | 70 | 0 | 70
PG&E NGBA | Fitch Mountain | 60 | Geothermal |  |  | 0 | 0 |  | 0 | 0 |  | 0 | 0 |  | 0 | 0 | 0 | 0 | 0 |  | 0 | 0 | 0 | 0 | 0 |  | 0 | 0 | 0 | 0 | 0 | 0 | 0
PG&E GBA | FMC | 115 | Geothermal |  |  | 0 | 0 |  | 0 | 0 |  | 0 | 0 |  | 0 | 0 | 0 | 0 | 0 |  | 0 | 0 | 0 | 0 | 0 |  | 0 | 0 | 0 | 0 | 0 | 0 | 0
PG&E GBA | Fremont | 115 | Geothermal |  |  | 0 | 0 |  | 0 | 0 |  | 0 | 0 |  | 0 | 0 | 0 | 0 | 0 |  | 0 | 0 | 0 | 0 | 0 |  | 0 | 0 | 0 | 0 | 0 | 0 | 0
PG&E GBA | French Camp | 60 | Geothermal |  |  | 0 | 0 |  | 0 | 0 |  | 0 | 0 |  | 0 | 0 | 0 | 0 | 0 |  | 0 | 0 | 0 | 0 | 0 |  | 0 | 0 | 0 | 0 | 0 | 0 | 0
PG&E GBA | Frogtown | 115 | Geothermal |  |  | 0 | 0 |  | 0 | 0 |  | 0 | 0 |  | 0 | 0 | 0 | 0 | 0 |  | 0 | 0 | 0 | 0 | 0 |  | 0 | 0 | 0 | 0 | 0 | 0 | 0
PG&E NGBA | Fulton | 115 | Geothermal |  |  | 0 | 0 |  | 0 | 0 |  | 0 | 0 |  | 0 | 0 | 0 | 0 | 0 |  | 0 | 0 | 0 | 0 | 0 |  | 0 | 0 | 0 | 0 | 0 | 0 | 0
PG&E NGBA | Fulton | 230 | Geothermal |  |  | 1 | 18 |  | 18 | 0 |  | 0 | 0 |  | 0 | 0 | 0 | 0 | 0 |  | 0 | 0 | 0 | 0 | 0 |  | 0 | 18 | 0 | 18 | 18 | 0 | 18
PG&E NGBA | Fulton | 60 | Geothermal |  |  | 0 | 0 |  | 0 | 0 |  | 0 | 0 |  | 0 | 0 | 0 | 0 | 0 |  | 0 | 0 | 0 | 0 | 0 |  | 0 | 0 | 0 | 0 | 0 | 0 | 0
PG&E KERN | Ganso | 115 | Geothermal |  |  | 0 | 0 |  | 0 | 0 |  | 0 | 0 |  | 0 | 0 | 0 | 0 | 0 |  | 0 | 0 | 0 | 0 | 0 |  | 0 | 0 | 0 | 0 | 0 | 0 | 0
PG&E FRESNO | Gates | 230 | Geothermal |  |  | 0 | 0 |  | 0 | 0 |  | 0 | 0 |  | 0 | 0 | 0 | 0 | 0 |  | 0 | 0 | 0 | 0 | 0 |  | 0 | 0 | 0 | 0 | 0 | 0 | 0
PG&E FRESNO | Gates | 500 | Geothermal |  |  | 0 | 0 |  | 0 | 0 |  | 0 | 0 |  | 0 | 0 | 0 | 0 | 0 |  | 0 | 0 | 0 | 0 | 0 |  | 0 | 0 | 0 | 0 | 0 | 0 | 0
PG&E NGBA | Geysers 12 | 230 | Geothermal |  |  | 0 | 0 |  | 0 | 0 |  | 0 | 0 |  | 0 | 0 | 0 | 0 | 0 |  | 0 | 0 | 0 | 0 | 0 |  | 0 | 0 | 0 | 0 | 0 | 0 | 0
PG&E NGBA | Geysers 17 | 230 | Geothermal |  |  | 0 | 0 |  | 0 | 0 |  | 0 | 0 |  | 0 | 0 | 0 | 0 | 0 |  | 0 | 0 | 0 | 0 | 0 |  | 0 | 0 | 0 | 0 | 0 | 0 | 0
PG&E NGBA | Geysers 3 | 115 | Geothermal |  |  | 0 | 0 |  | 0 | 0 |  | 0 | 0 |  | 0 | 0 | 0 | 0 | 0 |  | 0 | 0 | 0 | 0 | 0 |  | 0 | 0 | 0 | 0 | 0 | 0 | 0
PG&E NGBA | Glenn | 230 | Geothermal |  |  | 0 | 0 |  | 0 | 0 |  | 0 | 0 |  | 0 | 0 | 0 | 0 | 0 |  | 0 | 0 | 0 | 0 | 0 |  | 0 | 0 | 0 | 0 | 0 | 0 | 0
PG&E NGBA | Glenn | 60 | Geothermal |  |  | 0 | 0 |  | 0 | 0 |  | 0 | 0 |  | 0 | 0 | 0 | 0 | 0 |  | 0 | 0 | 0 | 0 | 0 |  | 0 | 0 | 0 | 0 | 0 | 0 | 0
PG&E NGBA | Gold Hill | 115 | Geothermal |  |  | 0 | 0 |  | 0 | 0 |  | 0 | 0 |  | 0 | 0 | 0 | 0 | 0 |  | 0 | 0 | 0 | 0 | 0 |  | 0 | 0 | 0 | 0 | 0 | 0 | 0
PG&E NGBA | Gold Hill | 230 | Geothermal |  |  | 1 | 0 |  | 0 | 0 |  | 0 | 0 |  | 0 | 0 | 0 | 0 | 40 |  | 40 | 0 | 0 | 0 | 40 |  | 40 | 40 | 0 | 40 | 40 | 0 | 40
SCE Northern | Goleta | 230 | Geothermal |  |  | 0 | 0 |  | 0 | 0 |  | 0 | 0 |  | 0 | 0 | 0 | 0 | 0 |  | 0 | 0 | 0 | 0 | 0 |  | 0 | 0 | 0 | 0 | 0 | 0 | 0
SCE Metro | Goodrich | 230 | Geothermal |  |  | 0 | 0 |  | 0 | 0 |  | 0 | 0 |  | 0 | 0 | 0 | 0 | 0 |  | 0 | 0 | 0 | 0 | 0 |  | 0 | 0 | 0 | 0 | 0 | 0 | 0
PG&E KERN | Goose Lake | 115 | Geothermal |  |  | 0 | 0 |  | 0 | 0 |  | 0 | 0 |  | 0 | 0 | 0 | 0 | 0 |  | 0 | 0 | 0 | 0 | 0 |  | 0 | 0 | 0 | 0 | 0 | 0 | 0
SCE Metro | Gould | 230 | Geothermal |  |  | 0 | 0 |  | 0 | 0 |  | 0 | 0 |  | 0 | 0 | 0 | 0 | 0 |  | 0 | 0 | 0 | 0 | 0 |  | 0 | 0 | 0 | 0 | 0 | 0 | 0
PG&E NGBA | Grand Island | 115 | Geothermal |  |  | 0 | 0 |  | 0 | 0 |  | 0 | 0 |  | 0 | 0 | 0 | 0 | 0 |  | 0 | 0 | 0 | 0 | 0 |  | 0 | 0 | 0 | 0 | 0 | 0 | 0
SDGE | Granite | 69 | Geothermal |  |  | 0 | 0 |  | 0 | 0 |  | 0 | 0 |  | 0 | 0 | 0 | 0 | 0 |  | 0 | 0 | 0 | 0 | 0 |  | 0 | 0 | 0 | 0 | 0 | 0 | 0
PG&E GBA | Grant | 115 | Geothermal |  |  | 0 | 0 |  | 0 | 0 |  | 0 | 0 |  | 0 | 0 | 0 | 0 | 0 |  | 0 | 0 | 0 | 0 | 0 |  | 0 | 0 | 0 | 0 | 0 | 0 | 0
PG&E GBA | Green Valley | 115 | Geothermal |  |  | 0 | 0 |  | 0 | 0 |  | 0 | 0 |  | 0 | 0 | 0 | 0 | 0 |  | 0 | 0 | 0 | 0 | 0 |  | 0 | 0 | 0 | 0 | 0 | 0 | 0
PG&E NGBA | Greenleaf 1 | 115 | Geothermal |  |  | 0 | 0 |  | 0 | 0 |  | 0 | 0 |  | 0 | 0 | 0 | 0 | 0 |  | 0 | 0 | 0 | 0 | 0 |  | 0 | 0 | 0 | 0 | 0 | 0 | 0
PG&E FRESNO | Gregg | 230 | Geothermal |  |  | 0 | 0 |  | 0 | 0 |  | 0 | 0 |  | 0 | 0 | 0 | 0 | 0 |  | 0 | 0 | 0 | 0 | 0 |  | 0 | 0 | 0 | 0 | 0 | 0 | 0
PG&E FRESNO | Grimmway-Malaga | 115 | Geothermal |  |  | 0 | 0 |  | 0 | 0 |  | 0 | 0 |  | 0 | 0 | 0 | 0 | 0 |  | 0 | 0 | 0 | 0 | 0 |  | 0 | 0 | 0 | 0 | 0 | 0 | 0
PG&E NGBA | Grizzly | 230 | Geothermal |  |  | 0 | 0 |  | 0 | 0 |  | 0 | 0 |  | 0 | 0 | 0 | 0 | 0 |  | 0 | 0 | 0 | 0 | 0 |  | 0 | 0 | 0 | 0 | 0 | 0 | 0
PG&E FRESNO | Guernsey | 70 | Geothermal |  |  | 0 | 0 |  | 0 | 0 |  | 0 | 0 |  | 0 | 0 | 0 | 0 | 0 |  | 0 | 0 | 0 | 0 | 0 |  | 0 | 0 | 0 | 0 | 0 | 0 | 0
PG&E FRESNO | GWF Hanford | 115 | Geothermal |  |  | 0 | 0 |  | 0 | 0 |  | 0 | 0 |  | 0 | 0 | 0 | 0 | 0 |  | 0 | 0 | 0 | 0 | 0 |  | 0 | 0 | 0 | 0 | 0 | 0 | 0
PG&E FRESNO | Haas | 230 | Geothermal |  |  | 0 | 0 |  | 0 | 0 |  | 0 | 0 |  | 0 | 0 | 0 | 0 | 0 |  | 0 | 0 | 0 | 0 | 0 |  | 0 | 0 | 0 | 0 | 0 | 0 | 0
PG&E FRESNO | Hammonds | 115 | Geothermal |  |  | 0 | 0 |  | 0 | 0 |  | 0 | 0 |  | 0 | 0 | 0 | 0 | 0 |  | 0 | 0 | 0 | 0 | 0 |  | 0 | 0 | 0 | 0 | 0 | 0 | 0
SCE Metro | HarborGen | 230 | Geothermal |  |  | 0 | 0 |  | 0 | 0 |  | 0 | 0 |  | 0 | 0 | 0 | 0 | 0 |  | 0 | 0 | 0 | 0 | 0 |  | 0 | 0 | 0 | 0 | 0 | 0 | 0
PG&E NGBA | Harris | 60 | Geothermal |  |  | 0 | 0 |  | 0 | 0 |  | 0 | 0 |  | 0 | 0 | 0 | 0 | 0 |  | 0 | 0 | 0 | 0 | 0 |  | 0 | 0 | 0 | 0 | 0 | 0 | 0
EOP | Harry Allen | 500 | Geothermal |  |  | 0 | 0 |  | 0 | 0 |  | 0 | 0 |  | 0 | 0 | 0 | 0 | 0 |  | 0 | 0 | 0 | 0 | 0 |  | 0 | 0 | 0 | 0 | 0 | 0 | 0
PG&E NGBA | Hartley | 60 | Geothermal |  |  | 0 | 0 |  | 0 | 0 |  | 0 | 0 |  | 0 | 0 | 0 | 0 | 0 |  | 0 | 0 | 0 | 0 | 0 |  | 0 | 0 | 0 | 0 | 0 | 0 | 0
SCE NOL | Harvard | 115 | Geothermal |  |  | 0 | 0 |  | 0 | 0 |  | 0 | 0 |  | 0 | 0 | 0 | 0 | 0 |  | 0 | 0 | 0 | 0 | 0 |  | 0 | 0 | 0 | 0 | 0 | 0 | 0
SDGE | Hassayampa | 500 | Geothermal |  |  | 0 | 0 |  | 0 | 0 |  | 0 | 0 |  | 0 | 0 | 0 | 0 | 0 |  | 0 | 0 | 0 | 0 | 0 |  | 0 | 0 | 0 | 0 | 0 | 0 | 0
PG&E FRESNO | Helm | 230 | Geothermal |  |  | 0 | 0 |  | 0 | 0 |  | 0 | 0 |  | 0 | 0 | 0 | 0 | 0 |  | 0 | 0 | 0 | 0 | 0 |  | 0 | 0 | 0 | 0 | 0 | 0 | 0
PG&E FRESNO | Helm | 70 | Geothermal |  |  | 0 | 0 |  | 0 | 0 |  | 0 | 0 |  | 0 | 0 | 0 | 0 | 0 |  | 0 | 0 | 0 | 0 | 0 |  | 0 | 0 | 0 | 0 | 0 | 0 | 0
PG&E FRESNO | Henrietta | 115 | Geothermal |  |  | 0 | 0 |  | 0 | 0 |  | 0 | 0 |  | 0 | 0 | 0 | 0 | 0 |  | 0 | 0 | 0 | 0 | 0 |  | 0 | 0 | 0 | 0 | 0 | 0 | 0
PG&E FRESNO | Henrietta | 230 | Geothermal |  |  | 0 | 0 |  | 0 | 0 |  | 0 | 0 |  | 0 | 0 | 0 | 0 | 0 |  | 0 | 0 | 0 | 0 | 0 |  | 0 | 0 | 0 | 0 | 0 | 0 | 0
PG&E FRESNO | Henrietta | 70 | Geothermal |  |  | 0 | 0 |  | 0 | 0 |  | 0 | 0 |  | 0 | 0 | 0 | 0 | 0 |  | 0 | 0 | 0 | 0 | 0 |  | 0 | 0 | 0 | 0 | 0 | 0 | 0
PG&E FRESNO | Herndon | 115 | Geothermal |  |  | 0 | 0 |  | 0 | 0 |  | 0 | 0 |  | 0 | 0 | 0 | 0 | 0 |  | 0 | 0 | 0 | 0 | 0 |  | 0 | 0 | 0 | 0 | 0 | 0 | 0
PG&E FRESNO | Herndon | 230 | Geothermal |  |  | 0 | 0 |  | 0 | 0 |  | 0 | 0 |  | 0 | 0 | 0 | 0 | 0 |  | 0 | 0 | 0 | 0 | 0 |  | 0 | 0 | 0 | 0 | 0 | 0 | 0
PG&E GBA | Hicks | 230 | Geothermal |  |  | 0 | 0 |  | 0 | 0 |  | 0 | 0 |  | 0 | 0 | 0 | 0 | 0 |  | 0 | 0 | 0 | 0 | 0 |  | 0 | 0 | 0 | 0 | 0 | 0 | 0
PG&E NGBA | Higgins | 115 | Geothermal |  |  | 0 | 0 |  | 0 | 0 |  | 0 | 0 |  | 0 | 0 | 0 | 0 | 0 |  | 0 | 0 | 0 | 0 | 0 |  | 0 | 0 | 0 | 0 | 0 | 0 | 0
PG&E NGBA | Hilltop | 345 | Geothermal |  |  | 1 | 0 |  | 0 | 0 |  | 0 | 0 |  | 0 | 0 | 0 | 0 | 100 |  | 100 | 0 | 0 | 0 | 100 |  | 100 | 100 | 0 | 100 | 100 | 0 | 100
SCE Metro | Hinson | 230 | Geothermal |  |  | 0 | 0 |  | 0 | 0 |  | 0 | 0 |  | 0 | 0 | 0 | 0 | 0 |  | 0 | 0 | 0 | 0 | 0 |  | 0 | 0 | 0 | 0 | 0 | 0 | 0
PG&E GBA | Hollister | 115 | Geothermal |  |  | 0 | 0 |  | 0 | 0 |  | 0 | 0 |  | 0 | 0 | 0 | 0 | 0 |  | 0 | 0 | 0 | 0 | 0 |  | 0 | 0 | 0 | 0 | 0 | 0 | 0
PG&E NGBA | Homestake | 115 | Geothermal |  |  | 0 | 0 |  | 0 | 0 |  | 0 | 0 |  | 0 | 0 | 0 | 0 | 0 |  | 0 | 0 | 0 | 0 | 0 |  | 0 | 0 | 0 | 0 | 0 | 0 | 0
PG&E NGBA | Honcut | 115 | Geothermal |  |  | 0 | 0 |  | 0 | 0 |  | 0 | 0 |  | 0 | 0 | 0 | 0 | 0 |  | 0 | 0 | 0 | 0 | 0 |  | 0 | 0 | 0 | 0 | 0 | 0 | 0
SDGE | Hoodoo Wash | 500 | Geothermal |  |  | 0 | 0 |  | 0 | 0 |  | 0 | 0 |  | 0 | 0 | 0 | 0 | 0 |  | 0 | 0 | 0 | 0 | 0 |  | 0 | 0 | 0 | 0 | 0 | 0 | 0
PG&E NGBA | Hopland | 115 | Geothermal |  |  | 0 | 0 |  | 0 | 0 |  | 0 | 0 |  | 0 | 0 | 0 | 0 | 0 |  | 0 | 0 | 0 | 0 | 0 |  | 0 | 0 | 0 | 0 | 0 | 0 | 0
PG&E NGBA | Hopland | 60 | Geothermal |  |  | 0 | 0 |  | 0 | 0 |  | 0 | 0 |  | 0 | 0 | 0 | 0 | 0 |  | 0 | 0 | 0 | 0 | 0 |  | 0 | 0 | 0 | 0 | 0 | 0 | 0
PG&E NGBA | Humboldt | 115 | Geothermal |  |  | 0 | 0 |  | 0 | 0 |  | 0 | 0 |  | 0 | 0 | 0 | 0 | 0 |  | 0 | 0 | 0 | 0 | 0 |  | 0 | 0 | 0 | 0 | 0 | 0 | 0
PG&E NGBA | Humboldt | 60 | Geothermal |  |  | 0 | 0 |  | 0 | 0 |  | 0 | 0 |  | 0 | 0 | 0 | 0 | 0 |  | 0 | 0 | 0 | 0 | 0 |  | 0 | 0 | 0 | 0 | 0 | 0 | 0
PG&E NGBA | Humboldt | 500 | Geothermal |  |  | 0 | 0 |  | 0 | 0 |  | 0 | 0 |  | 0 | 0 | 0 | 0 | 0 |  | 0 | 0 | 0 | 0 | 0 |  | 0 | 0 | 0 | 0 | 0 | 0 | 0
SCE Metro | Huntington Beach | 230 | Geothermal |  |  | 0 | 0 |  | 0 | 0 |  | 0 | 0 |  | 0 | 0 | 0 | 0 | 0 |  | 0 | 0 | 0 | 0 | 0 |  | 0 | 0 | 0 | 0 | 0 | 0 | 0
PG&E NGBA | Ignacio | 115 | Geothermal |  |  | 0 | 0 |  | 0 | 0 |  | 0 | 0 |  | 0 | 0 | 0 | 0 | 0 |  | 0 | 0 | 0 | 0 | 0 |  | 0 | 0 | 0 | 0 | 0 | 0 | 0
PG&E NGBA | Ignacio | 230 | Geothermal |  |  | 1 | 0 |  | 0 | 0 |  | 0 | 0 |  | 0 | 0 | 0 | 0 | 115 |  | 115 | 0 | 0 | 0 | 115 |  | 115 | 115 | 0 | 115 | 115 | 0 | 115
PG&E NGBA | Ignacio | 60 | Geothermal |  |  | 0 | 0 |  | 0 | 0 |  | 0 | 0 |  | 0 | 0 | 0 | 0 | 0 |  | 0 | 0 | 0 | 0 | 0 |  | 0 | 0 | 0 | 0 | 0 | 0 | 0
SDGE | Imperial Beach | 69 | Geothermal |  |  | 0 | 0 |  | 0 | 0 |  | 0 | 0 |  | 0 | 0 | 0 | 0 | 0 |  | 0 | 0 | 0 | 0 | 0 |  | 0 | 0 | 0 | 0 | 0 | 0 | 0
SDGE | Imperial Valley | 230 | Geothermal | YES | Imperial-IID | 1 | 0 |  | 0 | 25 |  | 25 | 0 |  | 0 | 25 | 0 | 25 | 0 |  | 0 | 0 | 0 | 0 | 0 |  | 0 | 25 | 0 | 25 | 25 | 0 | 25
SDGE | Imperial Valley | 500 | Geothermal |  |  | 1 | 0 |  | 0 | 0 |  | 0 | 0 |  | 0 | 0 | 0 | 0 | 505 |  | 505 | 0 | 0 | 0 | 505 |  | 505 | 505 | 0 | 505 | 505 | 0 | 505
EOP | Innovation | 138 | Geothermal |  |  | 0 | 0 |  | 0 | 0 |  | 0 | 0 |  | 0 | 0 | 0 | 0 | 0 |  | 0 | 0 | 0 | 0 | 0 |  | 0 | 0 | 0 | 0 | 0 | 0 | 0
EOP | Innovation | 230 | Geothermal |  |  | 0 | 0 |  | 0 | 0 |  | 0 | 0 |  | 0 | 0 | 0 | 0 | 0 |  | 0 | 0 | 0 | 0 | 0 |  | 0 | 0 | 0 | 0 | 0 | 0 | 0
SCE NOL | Inyokern | 115 | Geothermal |  |  | 0 | 0 |  | 0 | 0 |  | 0 | 0 |  | 0 | 0 | 0 | 0 | 0 |  | 0 | 0 | 0 | 0 | 0 |  | 0 | 0 | 0 | 0 | 0 | 0 | 0
EOP | IS Tap | 138 | Geothermal |  |  | 0 | 0 |  | 0 | 0 |  | 0 | 0 |  | 0 | 0 | 0 | 0 | 0 |  | 0 | 0 | 0 | 0 | 0 |  | 0 | 0 | 0 | 0 | 0 | 0 | 0
EOP | Ivanpah | 115 | Geothermal |  |  | 0 | 0 |  | 0 | 0 |  | 0 | 0 |  | 0 | 0 | 0 | 0 | 0 |  | 0 | 0 | 0 | 0 | 0 |  | 0 | 0 | 0 | 0 | 0 | 0 | 0
EOP | Ivanpah | 230 | Geothermal |  |  | 0 | 0 |  | 0 | 0 |  | 0 | 0 |  | 0 | 0 | 0 | 0 | 0 |  | 0 | 0 | 0 | 0 | 0 |  | 0 | 0 | 0 | 0 | 0 | 0 | 0
EOP | Jackass (DOE) | 138 | Geothermal |  |  | 0 | 0 |  | 0 | 0 |  | 0 | 0 |  | 0 | 0 | 0 | 0 | 0 |  | 0 | 0 | 0 | 0 | 0 |  | 0 | 0 | 0 | 0 | 0 | 0 | 0
PG&E NGBA | James B Black | 230 | Geothermal |  |  | 0 | 0 |  | 0 | 0 |  | 0 | 0 |  | 0 | 0 | 0 | 0 | 0 |  | 0 | 0 | 0 | 0 | 0 |  | 0 | 0 | 0 | 0 | 0 | 0 | 0
PG&E GBA | Jefferson | 230 | Geothermal |  |  | 0 | 0 |  | 0 | 0 |  | 0 | 0 |  | 0 | 0 | 0 | 0 | 0 |  | 0 | 0 | 0 | 0 | 0 |  | 0 | 0 | 0 | 0 | 0 | 0 | 0
PG&E NGBA | Jessup | 115 | Geothermal |  |  | 0 | 0 |  | 0 | 0 |  | 0 | 0 |  | 0 | 0 | 0 | 0 | 0 |  | 0 | 0 | 0 | 0 | 0 |  | 0 | 0 | 0 | 0 | 0 | 0 | 0
SCE Metro | Johanna | 230 | Geothermal |  |  | 0 | 0 |  | 0 | 0 |  | 0 | 0 |  | 0 | 0 | 0 | 0 | 0 |  | 0 | 0 | 0 | 0 | 0 |  | 0 | 0 | 0 | 0 | 0 | 0 | 0
SCE Eastern | Julian Hinds | 230 | Geothermal |  |  | 0 | 0 |  | 0 | 0 |  | 0 | 0 |  | 0 | 0 | 0 | 0 | 0 |  | 0 | 0 | 0 | 0 | 0 |  | 0 | 0 | 0 | 0 | 0 | 0 | 0
PG&E GBA | Kasson | 115 | Geothermal |  |  | 0 | 0 |  | 0 | 0 |  | 0 | 0 |  | 0 | 0 | 0 | 0 | 0 |  | 0 | 0 | 0 | 0 | 0 |  | 0 | 0 | 0 | 0 | 0 | 0 | 0
PG&E GBA | Kasson | 60 | Geothermal |  |  | 0 | 0 |  | 0 | 0 |  | 0 | 0 |  | 0 | 0 | 0 | 0 | 0 |  | 0 | 0 | 0 | 0 | 0 |  | 0 | 0 | 0 | 0 | 0 | 0 | 0
PG&E FRESNO | Kearney | 230 | Geothermal |  |  | 0 | 0 |  | 0 | 0 |  | 0 | 0 |  | 0 | 0 | 0 | 0 | 0 |  | 0 | 0 | 0 | 0 | 0 |  | 0 | 0 | 0 | 0 | 0 | 0 | 0
PG&E FRESNO | Kearney | 70 | Geothermal |  |  | 0 | 0 |  | 0 | 0 |  | 0 | 0 |  | 0 | 0 | 0 | 0 | 0 |  | 0 | 0 | 0 | 0 | 0 |  | 0 | 0 | 0 | 0 | 0 | 0 | 0
PG&E GBA | Kelso | 230 | Geothermal |  |  | 0 | 0 |  | 0 | 0 |  | 0 | 0 |  | 0 | 0 | 0 | 0 | 0 |  | 0 | 0 | 0 | 0 | 0 |  | 0 | 0 | 0 | 0 | 0 | 0 | 0
PG&E FRESNO | Kerchoff 1 | 115 | Geothermal |  |  | 0 | 0 |  | 0 | 0 |  | 0 | 0 |  | 0 | 0 | 0 | 0 | 0 |  | 0 | 0 | 0 | 0 | 0 |  | 0 | 0 | 0 | 0 | 0 | 0 | 0
PG&E KERN | Kern Oil | 115 | Geothermal |  |  | 0 | 0 |  | 0 | 0 |  | 0 | 0 |  | 0 | 0 | 0 | 0 | 0 |  | 0 | 0 | 0 | 0 | 0 |  | 0 | 0 | 0 | 0 | 0 | 0 | 0
PG&E KERN | Kern PP | 115 | Geothermal |  |  | 0 | 0 |  | 0 | 0 |  | 0 | 0 |  | 0 | 0 | 0 | 0 | 0 |  | 0 | 0 | 0 | 0 | 0 |  | 0 | 0 | 0 | 0 | 0 | 0 | 0
PG&E KERN | Kern PP | 230 | Geothermal |  |  | 0 | 0 |  | 0 | 0 |  | 0 | 0 |  | 0 | 0 | 0 | 0 | 0 |  | 0 | 0 | 0 | 0 | 0 |  | 0 | 0 | 0 | 0 | 0 | 0 | 0
PG&E KERN | Kern PP | 70 | Geothermal |  |  | 0 | 0 |  | 0 | 0 |  | 0 | 0 |  | 0 | 0 | 0 | 0 | 0 |  | 0 | 0 | 0 | 0 | 0 |  | 0 | 0 | 0 | 0 | 0 | 0 | 0
PG&E KERN | Kernridge | 115 | Geothermal |  |  | 0 | 0 |  | 0 | 0 |  | 0 | 0 |  | 0 | 0 | 0 | 0 | 0 |  | 0 | 0 | 0 | 0 | 0 |  | 0 | 0 | 0 | 0 | 0 | 0 | 0
PG&E FRESNO | Kingsburg | 115 | Geothermal |  |  | 0 | 0 |  | 0 | 0 |  | 0 | 0 |  | 0 | 0 | 0 | 0 | 0 |  | 0 | 0 | 0 | 0 | 0 |  | 0 | 0 | 0 | 0 | 0 | 0 | 0
PG&E GBA | Kirker | 115 | Geothermal |  |  | 0 | 0 |  | 0 | 0 |  | 0 | 0 |  | 0 | 0 | 0 | 0 | 0 |  | 0 | 0 | 0 | 0 | 0 |  | 0 | 0 | 0 | 0 | 0 | 0 | 0
PG&E NGBA | Knights Landing | 115 | Geothermal |  |  | 0 | 0 |  | 0 | 0 |  | 0 | 0 |  | 0 | 0 | 0 | 0 | 0 |  | 0 | 0 | 0 | 0 | 0 |  | 0 | 0 | 0 | 0 | 0 | 0 | 0
PG&E NGBA | Konocti | 60 | Geothermal |  |  | 0 | 0 |  | 0 | 0 |  | 0 | 0 |  | 0 | 0 | 0 | 0 | 0 |  | 0 | 0 | 0 | 0 | 0 |  | 0 | 0 | 0 | 0 | 0 | 0 | 0
SCE NOL | Kramer | 115 | Geothermal |  |  | 0 | 0 |  | 0 | 0 |  | 0 | 0 |  | 0 | 0 | 0 | 0 | 0 |  | 0 | 0 | 0 | 0 | 0 |  | 0 | 0 | 0 | 0 | 0 | 0 | 0
SCE NOL | Kramer | 230 | Geothermal |  |  | 0 | 0 |  | 0 | 0 |  | 0 | 0 |  | 0 | 0 | 0 | 0 | 0 |  | 0 | 0 | 0 | 0 | 0 |  | 0 | 0 | 0 | 0 | 0 | 0 | 0
SCE Metro | La Cienega | 230 | Geothermal |  |  | 0 | 0 |  | 0 | 0 |  | 0 | 0 |  | 0 | 0 | 0 | 0 | 0 |  | 0 | 0 | 0 | 0 | 0 |  | 0 | 0 | 0 | 0 | 0 | 0 | 0
SCE Metro | La Fresa | 230 | Geothermal |  |  | 0 | 0 |  | 0 | 0 |  | 0 | 0 |  | 0 | 0 | 0 | 0 | 0 |  | 0 | 0 | 0 | 0 | 0 |  | 0 | 0 | 0 | 0 | 0 | 0 | 0
SCE Metro | Laguna Bell | 230 | Geothermal |  |  | 0 | 0 |  | 0 | 0 |  | 0 | 0 |  | 0 | 0 | 0 | 0 | 0 |  | 0 | 0 | 0 | 0 | 0 |  | 0 | 0 | 0 | 0 | 0 | 0 | 0
PG&E KERN | Lakeview | 70 | Geothermal |  |  | 0 | 0 |  | 0 | 0 |  | 0 | 0 |  | 0 | 0 | 0 | 0 | 0 |  | 0 | 0 | 0 | 0 | 0 |  | 0 | 0 | 0 | 0 | 0 | 0 | 0
PG&E NGBA | Lakeville | 230 | Geothermal |  |  | 0 | 0 |  | 0 | 0 |  | 0 | 0 |  | 0 | 0 | 0 | 0 | 0 |  | 0 | 0 | 0 | 0 | 0 |  | 0 | 0 | 0 | 0 | 0 | 0 | 0
PG&E NGBA | Lakeville | 60 | Geothermal |  |  | 0 | 0 |  | 0 | 0 |  | 0 | 0 |  | 0 | 0 | 0 | 0 | 0 |  | 0 | 0 | 0 | 0 | 0 |  | 0 | 0 | 0 | 0 | 0 | 0 | 0
PG&E NGBA | Lakeville | 115 | Geothermal |  |  | 1 | 0 |  | 0 | 0 |  | 0 | 0 |  | 0 | 0 | 0 | 0 | 35.8 |  | 35.8 | 0 | 0 | 0 | 35.8 |  | 35.8 | 35.8 | 0 | 35.8 | 35.8 | 0 | 35.8
PG&E GBA | Lakewood | 115 | Geothermal |  |  | 0 | 0 |  | 0 | 0 |  | 0 | 0 |  | 0 | 0 | 0 | 0 | 0 |  | 0 | 0 | 0 | 0 | 0 |  | 0 | 0 | 0 | 0 | 0 | 0 | 0
PG&E NGBA | Lambie | 230 | Geothermal |  |  | 0 | 0 |  | 0 | 0 |  | 0 | 0 |  | 0 | 0 | 0 | 0 | 0 |  | 0 | 0 | 0 | 0 | 0 |  | 0 | 0 | 0 | 0 | 0 | 0 | 0
PG&E GBA | Lammers | 115 | Geothermal |  |  | 0 | 0 |  | 0 | 0 |  | 0 | 0 |  | 0 | 0 | 0 | 0 | 0 |  | 0 | 0 | 0 | 0 | 0 |  | 0 | 0 | 0 | 0 | 0 | 0 | 0
PG&E KERN | Lamont | 115 | Geothermal |  |  | 0 | 0 |  | 0 | 0 |  | 0 | 0 |  | 0 | 0 | 0 | 0 | 0 |  | 0 | 0 | 0 | 0 | 0 |  | 0 | 0 | 0 | 0 | 0 | 0 | 0
PG&E FRESNO | Las Aguilas | 230 | Geothermal |  |  | 0 | 0 |  | 0 | 0 |  | 0 | 0 |  | 0 | 0 | 0 | 0 | 0 |  | 0 | 0 | 0 | 0 | 0 |  | 0 | 0 | 0 | 0 | 0 | 0 | 0
EOP | Lathrop | 138 | Geothermal |  |  | 0 | 0 |  | 0 | 0 |  | 0 | 0 |  | 0 | 0 | 0 | 0 | 0 |  | 0 | 0 | 0 | 0 | 0 |  | 0 | 0 | 0 | 0 | 0 | 0 | 0
EOP | Lathrop | 230 | Geothermal |  |  | 0 | 0 |  | 0 | 0 |  | 0 | 0 |  | 0 | 0 | 0 | 0 | 0 |  | 0 | 0 | 0 | 0 | 0 |  | 0 | 0 | 0 | 0 | 0 | 0 | 0
PG&E FRESNO | Le Grand | 115 | Geothermal |  |  | 0 | 0 |  | 0 | 0 |  | 0 | 0 |  | 0 | 0 | 0 | 0 | 0 |  | 0 | 0 | 0 | 0 | 0 |  | 0 | 0 | 0 | 0 | 0 | 0 | 0
PG&E FRESNO | Lemoore | 70 | Geothermal |  |  | 0 | 0 |  | 0 | 0 |  | 0 | 0 |  | 0 | 0 | 0 | 0 | 0 |  | 0 | 0 | 0 | 0 | 0 |  | 0 | 0 | 0 | 0 | 0 | 0 | 0
PG&E KERN | Lerdo | 115 | Geothermal |  |  | 0 | 0 |  | 0 | 0 |  | 0 | 0 |  | 0 | 0 | 0 | 0 | 0 |  | 0 | 0 | 0 | 0 | 0 |  | 0 | 0 | 0 | 0 | 0 | 0 | 0
SCE Metro | Lewis | 230 | Geothermal |  |  | 0 | 0 |  | 0 | 0 |  | 0 | 0 |  | 0 | 0 | 0 | 0 | 0 |  | 0 | 0 | 0 | 0 | 0 |  | 0 | 0 | 0 | 0 | 0 | 0 | 0
SCE Metro | Lighthipe | 230 | Geothermal |  |  | 0 | 0 |  | 0 | 0 |  | 0 | 0 |  | 0 | 0 | 0 | 0 | 0 |  | 0 | 0 | 0 | 0 | 0 |  | 0 | 0 | 0 | 0 | 0 | 0 | 0
SDGE | Lilac | 69 | Geothermal |  |  | 0 | 0 |  | 0 | 0 |  | 0 | 0 |  | 0 | 0 | 0 | 0 | 0 |  | 0 | 0 | 0 | 0 | 0 |  | 0 | 0 | 0 | 0 | 0 | 0 | 0
PG&E NGBA | Lincoln | 115 | Geothermal |  |  | 0 | 0 |  | 0 | 0 |  | 0 | 0 |  | 0 | 0 | 0 | 0 | 0 |  | 0 | 0 | 0 | 0 | 0 |  | 0 | 0 | 0 | 0 | 0 | 0 | 0
PG&E KERN | Live Oak | 115 | Geothermal |  |  | 0 | 0 |  | 0 | 0 |  | 0 | 0 |  | 0 | 0 | 0 | 0 | 0 |  | 0 | 0 | 0 | 0 | 0 |  | 0 | 0 | 0 | 0 | 0 | 0 | 0
PG&E GBA | Llagas | 115 | Geothermal |  |  | 0 | 0 |  | 0 | 0 |  | 0 | 0 |  | 0 | 0 | 0 | 0 | 0 |  | 0 | 0 | 0 | 0 | 0 |  | 0 | 0 | 0 | 0 | 0 | 0 | 0
PG&E GBA | Lockeford | 115 | Geothermal |  |  | 0 | 0 |  | 0 | 0 |  | 0 | 0 |  | 0 | 0 | 0 | 0 | 0 |  | 0 | 0 | 0 | 0 | 0 |  | 0 | 0 | 0 | 0 | 0 | 0 | 0
PG&E GBA | Lockeford | 230 | Geothermal |  |  | 0 | 0 |  | 0 | 0 |  | 0 | 0 |  | 0 | 0 | 0 | 0 | 0 |  | 0 | 0 | 0 | 0 | 0 |  | 0 | 0 | 0 | 0 | 0 | 0 | 0
PG&E GBA | Lockeford | 60 | Geothermal |  |  | 0 | 0 |  | 0 | 0 |  | 0 | 0 |  | 0 | 0 | 0 | 0 | 0 |  | 0 | 0 | 0 | 0 | 0 |  | 0 | 0 | 0 | 0 | 0 | 0 | 0
PG&E GBA | Lodi | 230 | Geothermal |  |  | 0 | 0 |  | 0 | 0 |  | 0 | 0 |  | 0 | 0 | 0 | 0 | 0 |  | 0 | 0 | 0 | 0 | 0 |  | 0 | 0 | 0 | 0 | 0 | 0 | 0
PG&E NGBA | Logan Creek | 230 | Geothermal |  |  | 0 | 0 |  | 0 | 0 |  | 0 | 0 |  | 0 | 0 | 0 | 0 | 0 |  | 0 | 0 | 0 | 0 | 0 |  | 0 | 0 | 0 | 0 | 0 | 0 | 0
PG&E GBA | Lone Tree | 230 | Geothermal |  |  | 0 | 0 |  | 0 | 0 |  | 0 | 0 |  | 0 | 0 | 0 | 0 | 0 |  | 0 | 0 | 0 | 0 | 0 |  | 0 | 0 | 0 | 0 | 0 | 0 | 0
PG&E FRESNO | Los Banos | 230 | Geothermal |  |  | 1 | 0 |  | 0 | 0 |  | 0 | 0 |  | 0 | 0 | 0 | 0 | 10 |  | 10 | 0 | 0 | 0 | 10 |  | 10 | 10 | 0 | 10 | 10 | 0 | 10
PG&E FRESNO | Los Banos | 500 | Geothermal |  |  | 0 | 0 |  | 0 | 0 |  | 0 | 0 |  | 0 | 0 | 0 | 0 | 0 |  | 0 | 0 | 0 | 0 | 0 |  | 0 | 0 | 0 | 0 | 0 | 0 | 0
SDGE | Los Coches | 138 | Geothermal |  |  | 0 | 0 |  | 0 | 0 |  | 0 | 0 |  | 0 | 0 | 0 | 0 | 0 |  | 0 | 0 | 0 | 0 | 0 |  | 0 | 0 | 0 | 0 | 0 | 0 | 0
SDGE | Los Coches | 69 | Geothermal |  |  | 0 | 0 |  | 0 | 0 |  | 0 | 0 |  | 0 | 0 | 0 | 0 | 0 |  | 0 | 0 | 0 | 0 | 0 |  | 0 | 0 | 0 | 0 | 0 | 0 | 0
PG&E GBA | Los Esteros | 115 | Geothermal |  |  | 0 | 0 |  | 0 | 0 |  | 0 | 0 |  | 0 | 0 | 0 | 0 | 0 |  | 0 | 0 | 0 | 0 | 0 |  | 0 | 0 | 0 | 0 | 0 | 0 | 0
PG&E GBA | Los Esteros | 230 | Geothermal |  |  | 0 | 0 |  | 0 | 0 |  | 0 | 0 |  | 0 | 0 | 0 | 0 | 0 |  | 0 | 0 | 0 | 0 | 0 |  | 0 | 0 | 0 | 0 | 0 | 0 | 0
PG&E GBA | Los Positas | 230 | Geothermal |  |  | 0 | 0 |  | 0 | 0 |  | 0 | 0 |  | 0 | 0 | 0 | 0 | 0 |  | 0 | 0 | 0 | 0 | 0 |  | 0 | 0 | 0 | 0 | 0 | 0 | 0
PG&E GBA | Los Positas | 60 | Geothermal |  |  | 0 | 0 |  | 0 | 0 |  | 0 | 0 |  | 0 | 0 | 0 | 0 | 0 |  | 0 | 0 | 0 | 0 | 0 |  | 0 | 0 | 0 | 0 | 0 | 0 | 0
SDGE | Loveland | 69 | Geothermal |  |  | 0 | 0 |  | 0 | 0 |  | 0 | 0 |  | 0 | 0 | 0 | 0 | 0 |  | 0 | 0 | 0 | 0 | 0 |  | 0 | 0 | 0 | 0 | 0 | 0 | 0
SCE NOL | Lugo | 230 | Geothermal |  |  | 0 | 0 |  | 0 | 0 |  | 0 | 0 |  | 0 | 0 | 0 | 0 | 0 |  | 0 | 0 | 0 | 0 | 0 |  | 0 | 0 | 0 | 0 | 0 | 0 | 0
SCE Metro | Lugo | 500 | Geothermal | YES | Utah, Northern Nevada | 1 | 320 |  | 320 | 203 |  | 203 | 0 |  | 0 | 203 | 0 | 203 | 0 |  | 0 | 0 | 0 | 0 | 0 |  | 0 | 523 | 0 | 523 | 523 | 0 | 523
PG&E FRESNO | Madera | 70 | Geothermal |  |  | 0 | 0 |  | 0 | 0 |  | 0 | 0 |  | 0 | 0 | 0 | 0 | 0 |  | 0 | 0 | 0 | 0 | 0 |  | 0 | 0 | 0 | 0 | 0 | 0 | 0
PG&E NGBA | Madison | 115 | Geothermal |  |  | 0 | 0 |  | 0 | 0 |  | 0 | 0 |  | 0 | 0 | 0 | 0 | 0 |  | 0 | 0 | 0 | 0 | 0 |  | 0 | 0 | 0 | 0 | 0 | 0 | 0
PG&E KERN | Magunden | 115 | Geothermal |  |  | 0 | 0 |  | 0 | 0 |  | 0 | 0 |  | 0 | 0 | 0 | 0 | 0 |  | 0 | 0 | 0 | 0 | 0 |  | 0 | 0 | 0 | 0 | 0 | 0 | 0
SCE Northern | Magunden | 230 | Geothermal |  |  | 0 | 0 |  | 0 | 0 |  | 0 | 0 |  | 0 | 0 | 0 | 0 | 0 |  | 0 | 0 | 0 | 0 | 0 |  | 0 | 0 | 0 | 0 | 0 | 0 | 0
PG&E FRESNO | Malaga | 115 | Geothermal |  |  | 0 | 0 |  | 0 | 0 |  | 0 | 0 |  | 0 | 0 | 0 | 0 | 0 |  | 0 | 0 | 0 | 0 | 0 |  | 0 | 0 | 0 | 0 | 0 | 0 | 0
PG&E NGBA | Malin | 500 | Geothermal |  |  | 1 | 0 |  | 0 | 0 |  | 0 | 0 |  | 0 | 0 | 0 | 0 | 1590 |  | 1590 | 0 | 0 | 0 | 1590 |  | 1590 | 1590 | 0 | 1590 | 1590 | 0 | 1590
SCE Northern | Mandalay | 230 | Geothermal |  |  | 0 | 0 |  | 0 | 0 |  | 0 | 0 |  | 0 | 0 | 0 | 0 | 0 |  | 0 | 0 | 0 | 0 | 0 |  | 0 | 0 | 0 | 0 | 0 | 0 | 0
PG&E FRESNO | Manning | 230 | Geothermal |  |  | 0 | 0 |  | 0 | 0 |  | 0 | 0 |  | 0 | 0 | 0 | 0 | 0 |  | 0 | 0 | 0 | 0 | 0 |  | 0 | 0 | 0 | 0 | 0 | 0 | 0
PG&E FRESNO | Manning | 500 | Geothermal |  |  | 0 | 0 |  | 0 | 0 |  | 0 | 0 |  | 0 | 0 | 0 | 0 | 0 |  | 0 | 0 | 0 | 0 | 0 |  | 0 | 0 | 0 | 0 | 0 | 0 | 0
PG&E GBA | Manteca | 115 | Geothermal |  |  | 0 | 0 |  | 0 | 0 |  | 0 | 0 |  | 0 | 0 | 0 | 0 | 0 |  | 0 | 0 | 0 | 0 | 0 |  | 0 | 0 | 0 | 0 | 0 | 0 | 0
SDGE | Margarita | 138 | Geothermal |  |  | 0 | 0 |  | 0 | 0 |  | 0 | 0 |  | 0 | 0 | 0 | 0 | 0 |  | 0 | 0 | 0 | 0 | 0 |  | 0 | 0 | 0 | 0 | 0 | 0 | 0
PG&E GBA | Martin | 230 | Geothermal |  |  | 0 | 0 |  | 0 | 0 |  | 0 | 0 |  | 0 | 0 | 0 | 0 | 0 |  | 0 | 0 | 0 | 0 | 0 |  | 0 | 0 | 0 | 0 | 0 | 0 | 0
PG&E GBA | Martin | 115 | Geothermal |  |  | 0 | 0 |  | 0 | 0 |  | 0 | 0 |  | 0 | 0 | 0 | 0 | 0 |  | 0 | 0 | 0 | 0 | 0 |  | 0 | 0 | 0 | 0 | 0 | 0 | 0
PG&E GBA | Martinez | 115 | Geothermal |  |  | 0 | 0 |  | 0 | 0 |  | 0 | 0 |  | 0 | 0 | 0 | 0 | 0 |  | 0 | 0 | 0 | 0 | 0 |  | 0 | 0 | 0 | 0 | 0 | 0 | 0
PG&E FRESNO | Mc Mullin | 230 | Geothermal |  |  | 0 | 0 |  | 0 | 0 |  | 0 | 0 |  | 0 | 0 | 0 | 0 | 0 |  | 0 | 0 | 0 | 0 | 0 |  | 0 | 0 | 0 | 0 | 0 | 0 | 0
PG&E FRESNO | McCall | 115 | Geothermal |  |  | 0 | 0 |  | 0 | 0 |  | 0 | 0 |  | 0 | 0 | 0 | 0 | 0 |  | 0 | 0 | 0 | 0 | 0 |  | 0 | 0 | 0 | 0 | 0 | 0 | 0
PG&E FRESNO | McCall | 230 | Geothermal |  |  | 0 | 0 |  | 0 | 0 |  | 0 | 0 |  | 0 | 0 | 0 | 0 | 0 |  | 0 | 0 | 0 | 0 | 0 |  | 0 | 0 | 0 | 0 | 0 | 0 | 0
PG&E GBA | Meadow Lane | 115 | Geothermal |  |  | 0 | 0 |  | 0 | 0 |  | 0 | 0 |  | 0 | 0 | 0 | 0 | 0 |  | 0 | 0 | 0 | 0 | 0 |  | 0 | 0 | 0 | 0 | 0 | 0 | 0
PG&E GBA | Melones | 115 | Geothermal |  |  | 0 | 0 |  | 0 | 0 |  | 0 | 0 |  | 0 | 0 | 0 | 0 | 0 |  | 0 | 0 | 0 | 0 | 0 |  | 0 | 0 | 0 | 0 | 0 | 0 | 0
PG&E GBA | Melones | 230 | Geothermal |  |  | 0 | 0 |  | 0 | 0 |  | 0 | 0 |  | 0 | 0 | 0 | 0 | 0 |  | 0 | 0 | 0 | 0 | 0 |  | 0 | 0 | 0 | 0 | 0 | 0 | 0
SDGE | Melrose | 69 | Geothermal |  |  | 0 | 0 |  | 0 | 0 |  | 0 | 0 |  | 0 | 0 | 0 | 0 | 0 |  | 0 | 0 | 0 | 0 | 0 |  | 0 | 0 | 0 | 0 | 0 | 0 | 0
PG&E NGBA | Mendocino | 115 | Geothermal |  |  | 0 | 0 |  | 0 | 0 |  | 0 | 0 |  | 0 | 0 | 0 | 0 | 0 |  | 0 | 0 | 0 | 0 | 0 |  | 0 | 0 | 0 | 0 | 0 | 0 | 0
PG&E NGBA | Mendocino | 60 | Geothermal |  |  | 0 | 0 |  | 0 | 0 |  | 0 | 0 |  | 0 | 0 | 0 | 0 | 0 |  | 0 | 0 | 0 | 0 | 0 |  | 0 | 0 | 0 | 0 | 0 | 0 | 0
PG&E FRESNO | Mendota | 115 | Geothermal |  |  | 0 | 0 |  | 0 | 0 |  | 0 | 0 |  | 0 | 0 | 0 | 0 | 0 |  | 0 | 0 | 0 | 0 | 0 |  | 0 | 0 | 0 | 0 | 0 | 0 | 0
PG&E GBA | Menlo | 60 | Geothermal |  |  | 0 | 0 |  | 0 | 0 |  | 0 | 0 |  | 0 | 0 | 0 | 0 | 0 |  | 0 | 0 | 0 | 0 | 0 |  | 0 | 0 | 0 | 0 | 0 | 0 | 0
PG&E FRESNO | Merced | 115 | Geothermal |  |  | 0 | 0 |  | 0 | 0 |  | 0 | 0 |  | 0 | 0 | 0 | 0 | 0 |  | 0 | 0 | 0 | 0 | 0 |  | 0 | 0 | 0 | 0 | 0 | 0 | 0
EOP | Mercury | 138 | Geothermal |  |  | 0 | 0 |  | 0 | 0 |  | 0 | 0 |  | 0 | 0 | 0 | 0 | 0 |  | 0 | 0 | 0 | 0 | 0 |  | 0 | 0 | 0 | 0 | 0 | 0 | 0
PG&E FRESNO | Mercy Springs | 70 | Geothermal |  |  | 0 | 0 |  | 0 | 0 |  | 0 | 0 |  | 0 | 0 | 0 | 0 | 0 |  | 0 | 0 | 0 | 0 | 0 |  | 0 | 0 | 0 | 0 | 0 | 0 | 0
PG&E NGBA | Meridian | 60 | Geothermal |  |  | 0 | 0 |  | 0 | 0 |  | 0 | 0 |  | 0 | 0 | 0 | 0 | 0 |  | 0 | 0 | 0 | 0 | 0 |  | 0 | 0 | 0 | 0 | 0 | 0 | 0
PG&E KERN | Mesa (PGE) | 115 | Geothermal |  |  | 0 | 0 |  | 0 | 0 |  | 0 | 0 |  | 0 | 0 | 0 | 0 | 0 |  | 0 | 0 | 0 | 0 | 0 |  | 0 | 0 | 0 | 0 | 0 | 0 | 0
PG&E KERN | Mesa (PGE) | 230 | Geothermal |  |  | 0 | 0 |  | 0 | 0 |  | 0 | 0 |  | 0 | 0 | 0 | 0 | 0 |  | 0 | 0 | 0 | 0 | 0 |  | 0 | 0 | 0 | 0 | 0 | 0 | 0
SCE Metro | Mesa (SCE) | 230 | Geothermal |  |  | 0 | 0 |  | 0 | 0 |  | 0 | 0 |  | 0 | 0 | 0 | 0 | 0 |  | 0 | 0 | 0 | 0 | 0 |  | 0 | 0 | 0 | 0 | 0 | 0 | 0
SCE Metro | Mesa (SCE) | 500 | Geothermal |  |  | 0 | 0 |  | 0 | 0 |  | 0 | 0 |  | 0 | 0 | 0 | 0 | 0 |  | 0 | 0 | 0 | 0 | 0 |  | 0 | 0 | 0 | 0 | 0 | 0 | 0
SDGE | Mesa Heights | 69 | Geothermal |  |  | 0 | 0 |  | 0 | 0 |  | 0 | 0 |  | 0 | 0 | 0 | 0 | 0 |  | 0 | 0 | 0 | 0 | 0 |  | 0 | 0 | 0 | 0 | 0 | 0 | 0
PG&E GBA | Metcalf | 115 | Geothermal |  |  | 0 | 0 |  | 0 | 0 |  | 0 | 0 |  | 0 | 0 | 0 | 0 | 0 |  | 0 | 0 | 0 | 0 | 0 |  | 0 | 0 | 0 | 0 | 0 | 0 | 0
PG&E GBA | Metcalf | 230 | Geothermal |  |  | 0 | 0 |  | 0 | 0 |  | 0 | 0 |  | 0 | 0 | 0 | 0 | 0 |  | 0 | 0 | 0 | 0 | 0 |  | 0 | 0 | 0 | 0 | 0 | 0 | 0
PG&E GBA | Metcalf | 500 | Geothermal |  |  | 1 | 0 |  | 0 | 0 |  | 0 | 0 |  | 0 | 0 | 0 | 0 | 30 |  | 30 | 0 | 0 | 0 | 30 |  | 30 | 30 | 0 | 30 | 30 | 0 | 30
PG&E KERN | Midway | 115 | Geothermal |  |  | 0 | 0 |  | 0 | 0 |  | 0 | 0 |  | 0 | 0 | 0 | 0 | 0 |  | 0 | 0 | 0 | 0 | 0 |  | 0 | 0 | 0 | 0 | 0 | 0 | 0
PG&E KERN | Midway | 230 | Geothermal |  |  | 0 | 0 |  | 0 | 0 |  | 0 | 0 |  | 0 | 0 | 0 | 0 | 0 |  | 0 | 0 | 0 | 0 | 0 |  | 0 | 0 | 0 | 0 | 0 | 0 | 0
PG&E KERN | Midway | 500 | Geothermal |  |  | 0 | 0 |  | 0 | 0 |  | 0 | 0 |  | 0 | 0 | 0 | 0 | 0 |  | 0 | 0 | 0 | 0 | 0 |  | 0 | 0 | 0 | 0 | 0 | 0 | 0
SDGE | Miguel | 230 | Geothermal |  |  | 0 | 0 |  | 0 | 0 |  | 0 | 0 |  | 0 | 0 | 0 | 0 | 0 |  | 0 | 0 | 0 | 0 | 0 |  | 0 | 0 | 0 | 0 | 0 | 0 | 0
SDGE | Miguel | 500 | Geothermal |  |  | 0 | 0 |  | 0 | 0 |  | 0 | 0 |  | 0 | 0 | 0 | 0 | 0 |  | 0 | 0 | 0 | 0 | 0 |  | 0 | 0 | 0 | 0 | 0 | 0 | 0
SDGE | Miguel | 69 | Geothermal |  |  | 0 | 0 |  | 0 | 0 |  | 0 | 0 |  | 0 | 0 | 0 | 0 | 0 |  | 0 | 0 | 0 | 0 | 0 |  | 0 | 0 | 0 | 0 | 0 | 0 | 0
PG&E GBA | Millbrae | 115 | Geothermal |  |  | 0 | 0 |  | 0 | 0 |  | 0 | 0 |  | 0 | 0 | 0 | 0 | 0 |  | 0 | 0 | 0 | 0 | 0 |  | 0 | 0 | 0 | 0 | 0 | 0 | 0
PG&E GBA | Miller | 115 | Geothermal |  |  | 0 | 0 |  | 0 | 0 |  | 0 | 0 |  | 0 | 0 | 0 | 0 | 0 |  | 0 | 0 | 0 | 0 | 0 |  | 0 | 0 | 0 | 0 | 0 | 0 | 0
SCE Metro | Mira Loma | 230 | Geothermal |  |  | 0 | 0 |  | 0 | 0 |  | 0 | 0 |  | 0 | 0 | 0 | 0 | 0 |  | 0 | 0 | 0 | 0 | 0 |  | 0 | 0 | 0 | 0 | 0 | 0 | 0
SCE Metro | Mira Loma | 500 | Geothermal |  |  | 0 | 0 |  | 0 | 0 |  | 0 | 0 |  | 0 | 0 | 0 | 0 | 0 |  | 0 | 0 | 0 | 0 | 0 |  | 0 | 0 | 0 | 0 | 0 | 0 | 0
SCE Eastern | Mirage | 115 | Geothermal |  |  | 0 | 0 |  | 0 | 0 |  | 0 | 0 |  | 0 | 0 | 0 | 0 | 0 |  | 0 | 0 | 0 | 0 | 0 |  | 0 | 0 | 0 | 0 | 0 | 0 | 0
SCE Eastern | Mirage | 230 | Geothermal | YES | Imperial-IID | 1 | 0 |  | 0 | 30 |  | 30 | 0 |  | 0 | 30 | 0 | 30 | 0 |  | 0 | 0 | 0 | 0 | 0 |  | 0 | 30 | 0 | 30 | 30 | 0 | 30
SDGE | Mission | 138 | Geothermal |  |  | 0 | 0 |  | 0 | 0 |  | 0 | 0 |  | 0 | 0 | 0 | 0 | 0 |  | 0 | 0 | 0 | 0 | 0 |  | 0 | 0 | 0 | 0 | 0 | 0 | 0
SDGE | Mission | 230 | Geothermal |  |  | 0 | 0 |  | 0 | 0 |  | 0 | 0 |  | 0 | 0 | 0 | 0 | 0 |  | 0 | 0 | 0 | 0 | 0 |  | 0 | 0 | 0 | 0 | 0 | 0 | 0
SDGE | Mission | 69 | Geothermal |  |  | 0 | 0 |  | 0 | 0 |  | 0 | 0 |  | 0 | 0 | 0 | 0 | 0 |  | 0 | 0 | 0 | 0 | 0 |  | 0 | 0 | 0 | 0 | 0 | 0 | 0
PG&E GBA | Mi-Wuk | 115 | Geothermal |  |  | 0 | 0 |  | 0 | 0 |  | 0 | 0 |  | 0 | 0 | 0 | 0 | 0 |  | 0 | 0 | 0 | 0 | 0 |  | 0 | 0 | 0 | 0 | 0 | 0 | 0
EOP | Mohave | 500 | Geothermal |  |  | 0 | 0 |  | 0 | 0 |  | 0 | 0 |  | 0 | 0 | 0 | 0 | 0 |  | 0 | 0 | 0 | 0 | 0 |  | 0 | 0 | 0 | 0 | 0 | 0 | 0
PG&E NGBA | Monroe | 115 | Geothermal |  |  | 0 | 0 |  | 0 | 0 |  | 0 | 0 |  | 0 | 0 | 0 | 0 | 0 |  | 0 | 0 | 0 | 0 | 0 |  | 0 | 0 | 0 | 0 | 0 | 0 | 0
SDGE | Monserate | 69 | Geothermal |  |  | 0 | 0 |  | 0 | 0 |  | 0 | 0 |  | 0 | 0 | 0 | 0 | 0 |  | 0 | 0 | 0 | 0 | 0 |  | 0 | 0 | 0 | 0 | 0 | 0 | 0
PG&E GBA | Monta Vista | 115 | Geothermal |  |  | 0 | 0 |  | 0 | 0 |  | 0 | 0 |  | 0 | 0 | 0 | 0 | 0 |  | 0 | 0 | 0 | 0 | 0 |  | 0 | 0 | 0 | 0 | 0 | 0 | 0
PG&E GBA | Monta Vista | 230 | Geothermal |  |  | 0 | 0 |  | 0 | 0 |  | 0 | 0 |  | 0 | 0 | 0 | 0 | 0 |  | 0 | 0 | 0 | 0 | 0 |  | 0 | 0 | 0 | 0 | 0 | 0 | 0
PG&E GBA | Monta Vista | 60 | Geothermal |  |  | 0 | 0 |  | 0 | 0 |  | 0 | 0 |  | 0 | 0 | 0 | 0 | 0 |  | 0 | 0 | 0 | 0 | 0 |  | 0 | 0 | 0 | 0 | 0 | 0 | 0
PG&E NGBA | Monticello | 115 | Geothermal |  |  | 0 | 0 |  | 0 | 0 |  | 0 | 0 |  | 0 | 0 | 0 | 0 | 0 |  | 0 | 0 | 0 | 0 | 0 |  | 0 | 0 | 0 | 0 | 0 | 0 | 0
SCE Northern | Moorpark | 230 | Geothermal |  |  | 0 | 0 |  | 0 | 0 |  | 0 | 0 |  | 0 | 0 | 0 | 0 | 0 |  | 0 | 0 | 0 | 0 | 0 |  | 0 | 0 | 0 | 0 | 0 | 0 | 0
SCE Northern | Moorpark | 66 | Geothermal |  |  | 0 | 0 |  | 0 | 0 |  | 0 | 0 |  | 0 | 0 | 0 | 0 | 0 |  | 0 | 0 | 0 | 0 | 0 |  | 0 | 0 | 0 | 0 | 0 | 0 | 0
PG&E GBA | Moraga | 115 | Geothermal |  |  | 0 | 0 |  | 0 | 0 |  | 0 | 0 |  | 0 | 0 | 0 | 0 | 0 |  | 0 | 0 | 0 | 0 | 0 |  | 0 | 0 | 0 | 0 | 0 | 0 | 0
PG&E GBA | Moraga | 230 | Geothermal |  |  | 0 | 0 |  | 0 | 0 |  | 0 | 0 |  | 0 | 0 | 0 | 0 | 0 |  | 0 | 0 | 0 | 0 | 0 |  | 0 | 0 | 0 | 0 | 0 | 0 | 0
PG&E GBA | Morgan Hill | 115 | Geothermal |  |  | 0 | 0 |  | 0 | 0 |  | 0 | 0 |  | 0 | 0 | 0 | 0 | 0 |  | 0 | 0 | 0 | 0 | 0 |  | 0 | 0 | 0 | 0 | 0 | 0 | 0
PG&E KERN | Morro Bay | 115 | Geothermal |  |  | 0 | 0 |  | 0 | 0 |  | 0 | 0 |  | 0 | 0 | 0 | 0 | 0 |  | 0 | 0 | 0 | 0 | 0 |  | 0 | 0 | 0 | 0 | 0 | 0 | 0
PG&E KERN | Morro Bay | 230 | Geothermal |  |  | 0 | 0 |  | 0 | 0 |  | 0 | 0 |  | 0 | 0 | 0 | 0 | 0 |  | 0 | 0 | 0 | 0 | 0 |  | 0 | 0 | 0 | 0 | 0 | 0 | 0
PG&E KERN | Morro Bay | 500 | Geothermal |  |  | 0 | 0 |  | 0 | 0 |  | 0 | 0 |  | 0 | 0 | 0 | 0 | 0 |  | 0 | 0 | 0 | 0 | 0 |  | 0 | 0 | 0 | 0 | 0 | 0 | 0
PG&E GBA | Moss Landing | 115 | Geothermal |  |  | 0 | 0 |  | 0 | 0 |  | 0 | 0 |  | 0 | 0 | 0 | 0 | 0 |  | 0 | 0 | 0 | 0 | 0 |  | 0 | 0 | 0 | 0 | 0 | 0 | 0
PG&E GBA | Moss Landing | 230 | Geothermal |  |  | 0 | 0 |  | 0 | 0 |  | 0 | 0 |  | 0 | 0 | 0 | 0 | 0 |  | 0 | 0 | 0 | 0 | 0 |  | 0 | 0 | 0 | 0 | 0 | 0 | 0
PG&E GBA | Moss Landing | 500 | Geothermal |  |  | 0 | 0 |  | 0 | 0 |  | 0 | 0 |  | 0 | 0 | 0 | 0 | 0 |  | 0 | 0 | 0 | 0 | 0 |  | 0 | 0 | 0 | 0 | 0 | 0 | 0
EOP | Mountain Pass | 115 | Geothermal |  |  | 0 | 0 |  | 0 | 0 |  | 0 | 0 |  | 0 | 0 | 0 | 0 | 0 |  | 0 | 0 | 0 | 0 | 0 |  | 0 | 0 | 0 | 0 | 0 | 0 | 0
PG&E GBA | Mountain View | 115 | Geothermal |  |  | 0 | 0 |  | 0 | 0 |  | 0 | 0 |  | 0 | 0 | 0 | 0 | 0 |  | 0 | 0 | 0 | 0 | 0 |  | 0 | 0 | 0 | 0 | 0 | 0 | 0
PG&E GBA | Mt Eden | 115 | Geothermal |  |  | 0 | 0 |  | 0 | 0 |  | 0 | 0 |  | 0 | 0 | 0 | 0 | 0 |  | 0 | 0 | 0 | 0 | 0 |  | 0 | 0 | 0 | 0 | 0 | 0 | 0
PG&E KERN | Mt Poso | 115 | Geothermal |  |  | 0 | 0 |  | 0 | 0 |  | 0 | 0 |  | 0 | 0 | 0 | 0 | 0 |  | 0 | 0 | 0 | 0 | 0 |  | 0 | 0 | 0 | 0 | 0 | 0 | 0
SDGE | Murray | 69 | Geothermal |  |  | 0 | 0 |  | 0 | 0 |  | 0 | 0 |  | 0 | 0 | 0 | 0 | 0 |  | 0 | 0 | 0 | 0 | 0 |  | 0 | 0 | 0 | 0 | 0 | 0 | 0
PG&E FRESNO | Mustang | 230 | Geothermal |  |  | 0 | 0 |  | 0 | 0 |  | 0 | 0 |  | 0 | 0 | 0 | 0 | 0 |  | 0 | 0 | 0 | 0 | 0 |  | 0 | 0 | 0 | 0 | 0 | 0 | 0
SCE Northern | Neenach | 66 | Geothermal |  |  | 0 | 0 |  | 0 | 0 |  | 0 | 0 |  | 0 | 0 | 0 | 0 | 0 |  | 0 | 0 | 0 | 0 | 0 |  | 0 | 0 | 0 | 0 | 0 | 0 | 0
PG&E KERN | New Sub - Gates - Midway (Proposed) | 230 | Geothermal |  |  | 0 | 0 |  | 0 | 0 |  | 0 | 0 |  | 0 | 0 | 0 | 0 | 0 |  | 0 | 0 | 0 | 0 | 0 |  | 0 | 0 | 0 | 0 | 0 | 0 | 0
PG&E KERN | New Sub - Gates - Templeton (Proposed) | 230 | Geothermal |  |  | 0 | 0 |  | 0 | 0 |  | 0 | 0 |  | 0 | 0 | 0 | 0 | 0 |  | 0 | 0 | 0 | 0 | 0 |  | 0 | 0 | 0 | 0 | 0 | 0 | 0
SCE NOL | New Sub - Kramer - Lugo (Proposed) | 230 | Geothermal |  |  | 0 | 0 |  | 0 | 0 |  | 0 | 0 |  | 0 | 0 | 0 | 0 | 0 |  | 0 | 0 | 0 | 0 | 0 |  | 0 | 0 | 0 | 0 | 0 | 0 | 0
PG&E FRESNO | New Sub - Los Banos - Midway (Proposed) | 500 | Geothermal |  |  | 0 | 0 |  | 0 | 0 |  | 0 | 0 |  | 0 | 0 | 0 | 0 | 0 |  | 0 | 0 | 0 | 0 | 0 |  | 0 | 0 | 0 | 0 | 0 | 0 | 0
SCE NOL | New Sub - Lugo - Pisgah (Proposed) | 230 | Geothermal |  |  | 0 | 0 |  | 0 | 0 |  | 0 | 0 |  | 0 | 0 | 0 | 0 | 0 |  | 0 | 0 | 0 | 0 | 0 |  | 0 | 0 | 0 | 0 | 0 | 0 | 0
PG&E KERN | New Sub - Midway - Wheeler Ridge (Proposed) | 230 | Geothermal |  |  | 0 | 0 |  | 0 | 0 |  | 0 | 0 |  | 0 | 0 | 0 | 0 | 0 |  | 0 | 0 | 0 | 0 | 0 |  | 0 | 0 | 0 | 0 | 0 | 0 | 0
PG&E NGBA | New Sub - Near existing Leavitt (PSREC) | 345 | Geothermal |  |  | 1 | 0 |  | 0 | 0 |  | 0 | 0 |  | 0 | 0 | 0 | 0 | 180 |  | 180 | 0 | 0 | 0 | 180 |  | 180 | 180 | 0 | 180 | 180 | 0 | 180
PG&E NGBA | New Sub - Near existing Madeline (NVE) | 345 | Geothermal |  |  | 0 | 0 |  | 0 | 0 |  | 0 | 0 |  | 0 | 0 | 0 | 0 | 0 |  | 0 | 0 | 0 | 0 | 0 |  | 0 | 0 | 0 | 0 | 0 | 0 | 0
SDGE | New Sub - North Gila - IV (Proposed) | 500 | Geothermal |  |  | 0 | 0 |  | 0 | 0 |  | 0 | 0 |  | 0 | 0 | 0 | 0 | 0 |  | 0 | 0 | 0 | 0 | 0 |  | 0 | 0 | 0 | 0 | 0 | 0 | 0
PG&E NGBA | New Sub - Pit 1 - Cottonwood (Proposed) | 230 | Geothermal |  |  | 0 | 0 |  | 0 | 0 |  | 0 | 0 |  | 0 | 0 | 0 | 0 | 0 |  | 0 | 0 | 0 | 0 | 0 |  | 0 | 0 | 0 | 0 | 0 | 0 | 0
PG&E GBA | New Sub - Rancho Seco - Bellota (Proposed) | 230 | Geothermal |  |  | 0 | 0 |  | 0 | 0 |  | 0 | 0 |  | 0 | 0 | 0 | 0 | 0 |  | 0 | 0 | 0 | 0 | 0 |  | 0 | 0 | 0 | 0 | 0 | 0 | 0
SDGE | New Sub - Suncrest - Ocotillo (Proposed) | 500 | Geothermal |  |  | 0 | 0 |  | 0 | 0 |  | 0 | 0 |  | 0 | 0 | 0 | 0 | 0 |  | 0 | 0 | 0 | 0 | 0 |  | 0 | 0 | 0 | 0 | 0 | 0 | 0
PG&E FRESNO | New Sub - Westley - Quinto (Proposed) | 230 | Geothermal |  |  | 1 | 0 |  | 0 | 0 |  | 0 | 0 |  | 0 | 0 | 0 | 0 | 80 |  | 80 | 0 | 0 | 0 | 80 |  | 80 | 80 | 0 | 80 | 80 | 0 | 80
PG&E GBA | Newark | 115 | Geothermal |  |  | 0 | 0 |  | 0 | 0 |  | 0 | 0 |  | 0 | 0 | 0 | 0 | 0 |  | 0 | 0 | 0 | 0 | 0 |  | 0 | 0 | 0 | 0 | 0 | 0 | 0
PG&E GBA | Newark | 230 | Geothermal |  |  | 0 | 0 |  | 0 | 0 |  | 0 | 0 |  | 0 | 0 | 0 | 0 | 0 |  | 0 | 0 | 0 | 0 | 0 |  | 0 | 0 | 0 | 0 | 0 | 0 | 0
PG&E GBA | Newark | 60 | Geothermal |  |  | 0 | 0 |  | 0 | 0 |  | 0 | 0 |  | 0 | 0 | 0 | 0 | 0 |  | 0 | 0 | 0 | 0 | 0 |  | 0 | 0 | 0 | 0 | 0 | 0 | 0
PG&E FRESNO | Newhall | 115 | Geothermal |  |  | 0 | 0 |  | 0 | 0 |  | 0 | 0 |  | 0 | 0 | 0 | 0 | 0 |  | 0 | 0 | 0 | 0 | 0 |  | 0 | 0 | 0 | 0 | 0 | 0 | 0
PG&E KERN | Norco | 115 | Geothermal |  |  | 0 | 0 |  | 0 | 0 |  | 0 | 0 |  | 0 | 0 | 0 | 0 | 0 |  | 0 | 0 | 0 | 0 | 0 |  | 0 | 0 | 0 | 0 | 0 | 0 | 0
PG&E GBA | Nortech | 115 | Geothermal |  |  | 0 | 0 |  | 0 | 0 |  | 0 | 0 |  | 0 | 0 | 0 | 0 | 0 |  | 0 | 0 | 0 | 0 | 0 |  | 0 | 0 | 0 | 0 | 0 | 0 | 0
SDGE | North City Metering | 138 | Geothermal |  |  | 0 | 0 |  | 0 | 0 |  | 0 | 0 |  | 0 | 0 | 0 | 0 | 0 |  | 0 | 0 | 0 | 0 | 0 |  | 0 | 0 | 0 | 0 | 0 | 0 | 0
PG&E GBA | North Dublin | 230 | Geothermal |  |  | 0 | 0 |  | 0 | 0 |  | 0 | 0 |  | 0 | 0 | 0 | 0 | 0 |  | 0 | 0 | 0 | 0 | 0 |  | 0 | 0 | 0 | 0 | 0 | 0 | 0
SDGE | North Gila | 500 | Geothermal |  |  | 0 | 0 |  | 0 | 0 |  | 0 | 0 |  | 0 | 0 | 0 | 0 | 0 |  | 0 | 0 | 0 | 0 | 0 |  | 0 | 0 | 0 | 0 | 0 | 0 | 0
SCE Metro | North of SONGS | 230 | Geothermal |  |  | 0 | 0 |  | 0 | 0 |  | 0 | 0 |  | 0 | 0 | 0 | 0 | 0 |  | 0 | 0 | 0 | 0 | 0 |  | 0 | 0 | 0 | 0 | 0 | 0 | 0
SCE Metro | North of SONGS | 500 | Geothermal |  |  | 0 | 0 |  | 0 | 0 |  | 0 | 0 |  | 0 | 0 | 0 | 0 | 0 |  | 0 | 0 | 0 | 0 | 0 |  | 0 | 0 | 0 | 0 | 0 | 0 | 0
PG&E NGBA | Notre Dame | 115 | Geothermal |  |  | 0 | 0 |  | 0 | 0 |  | 0 | 0 |  | 0 | 0 | 0 | 0 | 0 |  | 0 | 0 | 0 | 0 | 0 |  | 0 | 0 | 0 | 0 | 0 | 0 | 0
PG&E GBA | Oakland C | 115 | Geothermal |  |  | 0 | 0 |  | 0 | 0 |  | 0 | 0 |  | 0 | 0 | 0 | 0 | 0 |  | 0 | 0 | 0 | 0 | 0 |  | 0 | 0 | 0 | 0 | 0 | 0 | 0
PG&E GBA | Oakland J | 115 | Geothermal |  |  | 0 | 0 |  | 0 | 0 |  | 0 | 0 |  | 0 | 0 | 0 | 0 | 0 |  | 0 | 0 | 0 | 0 | 0 |  | 0 | 0 | 0 | 0 | 0 | 0 | 0
PG&E GBA | Oakland L | 115 | Geothermal |  |  | 0 | 0 |  | 0 | 0 |  | 0 | 0 |  | 0 | 0 | 0 | 0 | 0 |  | 0 | 0 | 0 | 0 | 0 |  | 0 | 0 | 0 | 0 | 0 | 0 | 0
PG&E GBA | Oakland X | 115 | Geothermal |  |  | 0 | 0 |  | 0 | 0 |  | 0 | 0 |  | 0 | 0 | 0 | 0 | 0 |  | 0 | 0 | 0 | 0 | 0 |  | 0 | 0 | 0 | 0 | 0 | 0 | 0
SDGE | Ocean Ranch | 69 | Geothermal |  |  | 0 | 0 |  | 0 | 0 |  | 0 | 0 |  | 0 | 0 | 0 | 0 | 0 |  | 0 | 0 | 0 | 0 | 0 |  | 0 | 0 | 0 | 0 | 0 | 0 | 0
PG&E KERN | Oceano | 115 | Geothermal |  |  | 0 | 0 |  | 0 | 0 |  | 0 | 0 |  | 0 | 0 | 0 | 0 | 0 |  | 0 | 0 | 0 | 0 | 0 |  | 0 | 0 | 0 | 0 | 0 | 0 | 0
SDGE | Ocotillo Express | 500 | Geothermal |  |  | 0 | 0 |  | 0 | 0 |  | 0 | 0 |  | 0 | 0 | 0 | 0 | 0 |  | 0 | 0 | 0 | 0 | 0 |  | 0 | 0 | 0 | 0 | 0 | 0 | 0
PG&E KERN | Old River | 70 | Geothermal |  |  | 0 | 0 |  | 0 | 0 |  | 0 | 0 |  | 0 | 0 | 0 | 0 | 0 |  | 0 | 0 | 0 | 0 | 0 |  | 0 | 0 | 0 | 0 | 0 | 0 | 0
SDGE | Old Town | 230 | Geothermal |  |  | 0 | 0 |  | 0 | 0 |  | 0 | 0 |  | 0 | 0 | 0 | 0 | 0 |  | 0 | 0 | 0 | 0 | 0 |  | 0 | 0 | 0 | 0 | 0 | 0 | 0
SCE Metro | Olinda | 230 | Geothermal |  |  | 0 | 0 |  | 0 | 0 |  | 0 | 0 |  | 0 | 0 | 0 | 0 | 0 |  | 0 | 0 | 0 | 0 | 0 |  | 0 | 0 | 0 | 0 | 0 | 0 | 0
PG&E FRESNO | Olive | 115 | Geothermal |  |  | 0 | 0 |  | 0 | 0 |  | 0 | 0 |  | 0 | 0 | 0 | 0 | 0 |  | 0 | 0 | 0 | 0 | 0 |  | 0 | 0 | 0 | 0 | 0 | 0 | 0
PG&E NGBA | Olivehurst | 115 | Geothermal |  |  | 0 | 0 |  | 0 | 0 |  | 0 | 0 |  | 0 | 0 | 0 | 0 | 0 |  | 0 | 0 | 0 | 0 | 0 |  | 0 | 0 | 0 | 0 | 0 | 0 | 0
PG&E NGBA | Oregon Trail | 60 | Geothermal |  |  | 0 | 0 |  | 0 | 0 |  | 0 | 0 |  | 0 | 0 | 0 | 0 | 0 |  | 0 | 0 | 0 | 0 | 0 |  | 0 | 0 | 0 | 0 | 0 | 0 | 0
SCE Northern | Ormond Beach | 230 | Geothermal |  |  | 0 | 0 |  | 0 | 0 |  | 0 | 0 |  | 0 | 0 | 0 | 0 | 0 |  | 0 | 0 | 0 | 0 | 0 |  | 0 | 0 | 0 | 0 | 0 | 0 | 0
PG&E FRESNO | Oro Loma | 115 | Geothermal |  |  | 1 | 0 |  | 0 | 0 |  | 0 | 0 |  | 0 | 0 | 0 | 0 | 20 |  | 20 | 0 | 0 | 0 | 20 |  | 20 | 20 | 0 | 20 | 20 | 0 | 20
PG&E FRESNO | Oro Loma | 70 | Geothermal |  |  | 0 | 0 |  | 0 | 0 |  | 0 | 0 |  | 0 | 0 | 0 | 0 | 0 |  | 0 | 0 | 0 | 0 | 0 |  | 0 | 0 | 0 | 0 | 0 | 0 | 0
PG&E FRESNO | Orosi | 70 | Geothermal |  |  | 0 | 0 |  | 0 | 0 |  | 0 | 0 |  | 0 | 0 | 0 | 0 | 0 |  | 0 | 0 | 0 | 0 | 0 |  | 0 | 0 | 0 | 0 | 0 | 0 | 0
SDGE | Otay | 69 | Geothermal |  |  | 0 | 0 |  | 0 | 0 |  | 0 | 0 |  | 0 | 0 | 0 | 0 | 0 |  | 0 | 0 | 0 | 0 | 0 |  | 0 | 0 | 0 | 0 | 0 | 0 | 0
SDGE | Otay Mesa | 230 | Geothermal |  |  | 0 | 0 |  | 0 | 0 |  | 0 | 0 |  | 0 | 0 | 0 | 0 | 0 |  | 0 | 0 | 0 | 0 | 0 |  | 0 | 0 | 0 | 0 | 0 | 0 | 0
PG&E FRESNO | Padre Flats SW STA | 230 | Geothermal |  |  | 1 | 0 |  | 0 | 0 |  | 0 | 0 |  | 0 | 0 | 0 | 0 | 50 |  | 50 | 0 | 0 | 0 | 50 |  | 50 | 50 | 0 | 50 | 50 | 0 | 50
EOP | Pahrump | 138 | Geothermal |  |  | 0 | 0 |  | 0 | 0 |  | 0 | 0 |  | 0 | 0 | 0 | 0 | 0 |  | 0 | 0 | 0 | 0 | 0 |  | 0 | 0 | 0 | 0 | 0 | 0 | 0
EOP | Pahrump | 230 | Geothermal |  |  | 0 | 0 |  | 0 | 0 |  | 0 | 0 |  | 0 | 0 | 0 | 0 | 0 |  | 0 | 0 | 0 | 0 | 0 |  | 0 | 0 | 0 | 0 | 0 | 0 | 0
SDGE | Pala | 69 | Geothermal |  |  | 0 | 0 |  | 0 | 0 |  | 0 | 0 |  | 0 | 0 | 0 | 0 | 0 |  | 0 | 0 | 0 | 0 | 0 |  | 0 | 0 | 0 | 0 | 0 | 0 | 0
PG&E NGBA | Palermo | 115 | Geothermal |  |  | 0 | 0 |  | 0 | 0 |  | 0 | 0 |  | 0 | 0 | 0 | 0 | 0 |  | 0 | 0 | 0 | 0 | 0 |  | 0 | 0 | 0 | 0 | 0 | 0 | 0
PG&E NGBA | Palermo | 230 | Geothermal |  |  | 0 | 0 |  | 0 | 0 |  | 0 | 0 |  | 0 | 0 | 0 | 0 | 0 |  | 0 | 0 | 0 | 0 | 0 |  | 0 | 0 | 0 | 0 | 0 | 0 | 0
SCE Eastern | Palo Verde | 500 | Geothermal |  |  | 0 | 0 |  | 0 | 0 |  | 0 | 0 |  | 0 | 0 | 0 | 0 | 0 |  | 0 | 0 | 0 | 0 | 0 |  | 0 | 0 | 0 | 0 | 0 | 0 | 0
SDGE | Palomar Energy | 230 | Geothermal |  |  | 0 | 0 |  | 0 | 0 |  | 0 | 0 |  | 0 | 0 | 0 | 0 | 0 |  | 0 | 0 | 0 | 0 | 0 |  | 0 | 0 | 0 | 0 | 0 | 0 | 0
PG&E KERN | Panama | 70 | Geothermal |  |  | 0 | 0 |  | 0 | 0 |  | 0 | 0 |  | 0 | 0 | 0 | 0 | 0 |  | 0 | 0 | 0 | 0 | 0 |  | 0 | 0 | 0 | 0 | 0 | 0 | 0
PG&E FRESNO | Panoche | 115 | Geothermal |  |  | 0 | 0 |  | 0 | 0 |  | 0 | 0 |  | 0 | 0 | 0 | 0 | 0 |  | 0 | 0 | 0 | 0 | 0 |  | 0 | 0 | 0 | 0 | 0 | 0 | 0
PG&E FRESNO | Panoche | 230 | Geothermal |  |  | 0 | 0 |  | 0 | 0 |  | 0 | 0 |  | 0 | 0 | 0 | 0 | 0 |  | 0 | 0 | 0 | 0 | 0 |  | 0 | 0 | 0 | 0 | 0 | 0 | 0
SCE Northern | Pardee | 230 | Geothermal |  |  | 0 | 0 |  | 0 | 0 |  | 0 | 0 |  | 0 | 0 | 0 | 0 | 0 |  | 0 | 0 | 0 | 0 | 0 |  | 0 | 0 | 0 | 0 | 0 | 0 | 0
PG&E NGBA | Parkway | 230 | Geothermal |  |  | 0 | 0 |  | 0 | 0 |  | 0 | 0 |  | 0 | 0 | 0 | 0 | 0 |  | 0 | 0 | 0 | 0 | 0 |  | 0 | 0 | 0 | 0 | 0 | 0 | 0
SCE Northern | Pastoria | 230 | Geothermal |  |  | 0 | 0 |  | 0 | 0 |  | 0 | 0 |  | 0 | 0 | 0 | 0 | 0 |  | 0 | 0 | 0 | 0 | 0 |  | 0 | 0 | 0 | 0 | 0 | 0 | 0
SCE Metro | Pauda | 230 | Geothermal |  |  | 0 | 0 |  | 0 | 0 |  | 0 | 0 |  | 0 | 0 | 0 | 0 | 0 |  | 0 | 0 | 0 | 0 | 0 |  | 0 | 0 | 0 | 0 | 0 | 0 | 0
PG&E GBA | Paul Sweet | 115 | Geothermal |  |  | 0 | 0 |  | 0 | 0 |  | 0 | 0 |  | 0 | 0 | 0 | 0 | 0 |  | 0 | 0 | 0 | 0 | 0 |  | 0 | 0 | 0 | 0 | 0 | 0 | 0
PG&E NGBA | Peabody | 230 | Geothermal |  |  | 0 | 0 |  | 0 | 0 |  | 0 | 0 |  | 0 | 0 | 0 | 0 | 0 |  | 0 | 0 | 0 | 0 | 0 |  | 0 | 0 | 0 | 0 | 0 | 0 | 0
PG&E NGBA | Pease | 115 | Geothermal |  |  | 0 | 0 |  | 0 | 0 |  | 0 | 0 |  | 0 | 0 | 0 | 0 | 0 |  | 0 | 0 | 0 | 0 | 0 |  | 0 | 0 | 0 | 0 | 0 | 0 | 0
PG&E NGBA | Pease | 60 | Geothermal |  |  | 0 | 0 |  | 0 | 0 |  | 0 | 0 |  | 0 | 0 | 0 | 0 | 0 |  | 0 | 0 | 0 | 0 | 0 |  | 0 | 0 | 0 | 0 | 0 | 0 | 0
SDGE | Penasquitos | 138 | Geothermal |  |  | 0 | 0 |  | 0 | 0 |  | 0 | 0 |  | 0 | 0 | 0 | 0 | 0 |  | 0 | 0 | 0 | 0 | 0 |  | 0 | 0 | 0 | 0 | 0 | 0 | 0
SDGE | Penasquitos | 230 | Geothermal |  |  | 0 | 0 |  | 0 | 0 |  | 0 | 0 |  | 0 | 0 | 0 | 0 | 0 |  | 0 | 0 | 0 | 0 | 0 |  | 0 | 0 | 0 | 0 | 0 | 0 | 0
SDGE | Penasquitos | 69 | Geothermal |  |  | 0 | 0 |  | 0 | 0 |  | 0 | 0 |  | 0 | 0 | 0 | 0 | 0 |  | 0 | 0 | 0 | 0 | 0 |  | 0 | 0 | 0 | 0 | 0 | 0 | 0
SDGE | Pendleton | 69 | Geothermal |  |  | 0 | 0 |  | 0 | 0 |  | 0 | 0 |  | 0 | 0 | 0 | 0 | 0 |  | 0 | 0 | 0 | 0 | 0 |  | 0 | 0 | 0 | 0 | 0 | 0 | 0
PG&E NGBA | Penngrove | 115 | Geothermal |  |  | 0 | 0 |  | 0 | 0 |  | 0 | 0 |  | 0 | 0 | 0 | 0 | 0 |  | 0 | 0 | 0 | 0 | 0 |  | 0 | 0 | 0 | 0 | 0 | 0 | 0
PG&E GBA | Peoria | 115 | Geothermal |  |  | 0 | 0 |  | 0 | 0 |  | 0 | 0 |  | 0 | 0 | 0 | 0 | 0 |  | 0 | 0 | 0 | 0 | 0 |  | 0 | 0 | 0 | 0 | 0 | 0 | 0
PG&E GBA | Piercy | 115 | Geothermal |  |  | 0 | 0 |  | 0 | 0 |  | 0 | 0 |  | 0 | 0 | 0 | 0 | 0 |  | 0 | 0 | 0 | 0 | 0 |  | 0 | 0 | 0 | 0 | 0 | 0 | 0
PG&E FRESNO | Pine Flat | 230 | Geothermal |  |  | 0 | 0 |  | 0 | 0 |  | 0 | 0 |  | 0 | 0 | 0 | 0 | 0 |  | 0 | 0 | 0 | 0 | 0 |  | 0 | 0 | 0 | 0 | 0 | 0 | 0
SCE NOL | Pisgah | 230 | Geothermal |  |  | 0 | 0 |  | 0 | 0 |  | 0 | 0 |  | 0 | 0 | 0 | 0 | 0 |  | 0 | 0 | 0 | 0 | 0 |  | 0 | 0 | 0 | 0 | 0 | 0 | 0
PG&E NGBA | Pit 1 | 230 | Geothermal |  |  | 0 | 0 |  | 0 | 0 |  | 0 | 0 |  | 0 | 0 | 0 | 0 | 0 |  | 0 | 0 | 0 | 0 | 0 |  | 0 | 0 | 0 | 0 | 0 | 0 | 0
PG&E NGBA | Pit 1 | 60 | Geothermal |  |  | 0 | 0 |  | 0 | 0 |  | 0 | 0 |  | 0 | 0 | 0 | 0 | 0 |  | 0 | 0 | 0 | 0 | 0 |  | 0 | 0 | 0 | 0 | 0 | 0 | 0
PG&E NGBA | Pit 3 | 230 | Geothermal |  |  | 0 | 0 |  | 0 | 0 |  | 0 | 0 |  | 0 | 0 | 0 | 0 | 0 |  | 0 | 0 | 0 | 0 | 0 |  | 0 | 0 | 0 | 0 | 0 | 0 | 0
PG&E NGBA | Pit 4 | 230 | Geothermal |  |  | 0 | 0 |  | 0 | 0 |  | 0 | 0 |  | 0 | 0 | 0 | 0 | 0 |  | 0 | 0 | 0 | 0 | 0 |  | 0 | 0 | 0 | 0 | 0 | 0 | 0
PG&E GBA | Pittsburg | 115 | Geothermal |  |  | 0 | 0 |  | 0 | 0 |  | 0 | 0 |  | 0 | 0 | 0 | 0 | 0 |  | 0 | 0 | 0 | 0 | 0 |  | 0 | 0 | 0 | 0 | 0 | 0 | 0
PG&E GBA | Pittsburg | 230 | Geothermal |  |  | 0 | 0 |  | 0 | 0 |  | 0 | 0 |  | 0 | 0 | 0 | 0 | 0 |  | 0 | 0 | 0 | 0 | 0 |  | 0 | 0 | 0 | 0 | 0 | 0 | 0
PG&E NGBA | Pleasant Grove | 115 | Geothermal |  |  | 0 | 0 |  | 0 | 0 |  | 0 | 0 |  | 0 | 0 | 0 | 0 | 0 |  | 0 | 0 | 0 | 0 | 0 |  | 0 | 0 | 0 | 0 | 0 | 0 | 0
PG&E NGBA | POE | 230 | Geothermal |  |  | 0 | 0 |  | 0 | 0 |  | 0 | 0 |  | 0 | 0 | 0 | 0 | 0 |  | 0 | 0 | 0 | 0 | 0 |  | 0 | 0 | 0 | 0 | 0 | 0 | 0
SDGE | Point Loma | 69 | Geothermal |  |  | 0 | 0 |  | 0 | 0 |  | 0 | 0 |  | 0 | 0 | 0 | 0 | 0 |  | 0 | 0 | 0 | 0 | 0 |  | 0 | 0 | 0 | 0 | 0 | 0 | 0
SDGE | Pomerado | 69 | Geothermal |  |  | 0 | 0 |  | 0 | 0 |  | 0 | 0 |  | 0 | 0 | 0 | 0 | 0 |  | 0 | 0 | 0 | 0 | 0 |  | 0 | 0 | 0 | 0 | 0 | 0 | 0
PG&E KERN | Poso Mountain | 115 | Geothermal |  |  | 0 | 0 |  | 0 | 0 |  | 0 | 0 |  | 0 | 0 | 0 | 0 | 0 |  | 0 | 0 | 0 | 0 | 0 |  | 0 | 0 | 0 | 0 | 0 | 0 | 0
EOP | Primm | 230 | Geothermal |  |  | 0 | 0 |  | 0 | 0 |  | 0 | 0 |  | 0 | 0 | 0 | 0 | 0 |  | 0 | 0 | 0 | 0 | 0 |  | 0 | 0 | 0 | 0 | 0 | 0 | 0
PG&E NGBA | Putah Creek | 115 | Geothermal |  |  | 0 | 0 |  | 0 | 0 |  | 0 | 0 |  | 0 | 0 | 0 | 0 | 0 |  | 0 | 0 | 0 | 0 | 0 |  | 0 | 0 | 0 | 0 | 0 | 0 | 0
SDGE | Q1806 | 138 | Geothermal |  |  | 0 | 0 |  | 0 | 0 |  | 0 | 0 |  | 0 | 0 | 0 | 0 | 0 |  | 0 | 0 | 0 | 0 | 0 |  | 0 | 0 | 0 | 0 | 0 | 0 | 0
PG&E FRESNO | Quinto | 230 | Geothermal |  |  | 1 | 0 |  | 0 | 0 |  | 0 | 0 |  | 0 | 0 | 0 | 0 | 30 |  | 30 | 0 | 0 | 0 | 30 |  | 30 | 30 | 0 | 30 | 30 | 0 | 30
PG&E GBA | Race Track | 115 | Geothermal |  |  | 0 | 0 |  | 0 | 0 |  | 0 | 0 |  | 0 | 0 | 0 | 0 | 0 |  | 0 | 0 | 0 | 0 | 0 |  | 0 | 0 | 0 | 0 | 0 | 0 | 0
SDGE | Rancho Mission Viejo | 138 | Geothermal |  |  | 0 | 0 |  | 0 | 0 |  | 0 | 0 |  | 0 | 0 | 0 | 0 | 0 |  | 0 | 0 | 0 | 0 | 0 |  | 0 | 0 | 0 | 0 | 0 | 0 | 0
PG&E GBA | Rancho Seco | 230 | Geothermal |  |  | 0 | 0 |  | 0 | 0 |  | 0 | 0 |  | 0 | 0 | 0 | 0 | 0 |  | 0 | 0 | 0 | 0 | 0 |  | 0 | 0 | 0 | 0 | 0 | 0 | 0
SCE Metro | Rancho Vista | 230 | Geothermal |  |  | 0 | 0 |  | 0 | 0 |  | 0 | 0 |  | 0 | 0 | 0 | 0 | 0 |  | 0 | 0 | 0 | 0 | 0 |  | 0 | 0 | 0 | 0 | 0 | 0 | 0
SCE Metro | Rancho Vista | 500 | Geothermal |  |  | 0 | 0 |  | 0 | 0 |  | 0 | 0 |  | 0 | 0 | 0 | 0 | 0 |  | 0 | 0 | 0 | 0 | 0 |  | 0 | 0 | 0 | 0 | 0 | 0 | 0
SCE NOL | Ransburg | 115 | Geothermal |  |  | 0 | 0 |  | 0 | 0 |  | 0 | 0 |  | 0 | 0 | 0 | 0 | 0 |  | 0 | 0 | 0 | 0 | 0 |  | 0 | 0 | 0 | 0 | 0 | 0 | 0
PG&E GBA | Ravenswood | 115 | Geothermal |  |  | 0 | 0 |  | 0 | 0 |  | 0 | 0 |  | 0 | 0 | 0 | 0 | 0 |  | 0 | 0 | 0 | 0 | 0 |  | 0 | 0 | 0 | 0 | 0 | 0 | 0
PG&E GBA | Ravenswood | 230 | Geothermal |  |  | 0 | 0 |  | 0 | 0 |  | 0 | 0 |  | 0 | 0 | 0 | 0 | 0 |  | 0 | 0 | 0 | 0 | 0 |  | 0 | 0 | 0 | 0 | 0 | 0 | 0
SCE Northern | Rector | 230 | Geothermal |  |  | 0 | 0 |  | 0 | 0 |  | 0 | 0 |  | 0 | 0 | 0 | 0 | 0 |  | 0 | 0 | 0 | 0 | 0 |  | 0 | 0 | 0 | 0 | 0 | 0 | 0
SCE Eastern | Red Bluff | 230 | Geothermal |  |  | 0 | 0 |  | 0 | 0 |  | 0 | 0 |  | 0 | 0 | 0 | 0 | 0 |  | 0 | 0 | 0 | 0 | 0 |  | 0 | 0 | 0 | 0 | 0 | 0 | 0
SCE Eastern | Red Bluff | 500 | Geothermal |  |  | 0 | 0 |  | 0 | 0 |  | 0 | 0 |  | 0 | 0 | 0 | 0 | 0 |  | 0 | 0 | 0 | 0 | 0 |  | 0 | 0 | 0 | 0 | 0 | 0 | 0
PG&E NGBA | Redbud | 115 | Geothermal |  |  | 0 | 0 |  | 0 | 0 |  | 0 | 0 |  | 0 | 0 | 0 | 0 | 0 |  | 0 | 0 | 0 | 0 | 0 |  | 0 | 0 | 0 | 0 | 0 | 0 | 0
SCE Metro | Redondo | 230 | Geothermal |  |  | 0 | 0 |  | 0 | 0 |  | 0 | 0 |  | 0 | 0 | 0 | 0 | 0 |  | 0 | 0 | 0 | 0 | 0 |  | 0 | 0 | 0 | 0 | 0 | 0 | 0
PG&E FRESNO | Reedley | 115 | Geothermal |  |  | 0 | 0 |  | 0 | 0 |  | 0 | 0 |  | 0 | 0 | 0 | 0 | 0 |  | 0 | 0 | 0 | 0 | 0 |  | 0 | 0 | 0 | 0 | 0 | 0 | 0
PG&E KERN | Renfro | 115 | Geothermal |  |  | 0 | 0 |  | 0 | 0 |  | 0 | 0 |  | 0 | 0 | 0 | 0 | 0 |  | 0 | 0 | 0 | 0 | 0 |  | 0 | 0 | 0 | 0 | 0 | 0 | 0
PG&E GBA | Richmond R | 115 | Geothermal |  |  | 0 | 0 |  | 0 | 0 |  | 0 | 0 |  | 0 | 0 | 0 | 0 | 0 |  | 0 | 0 | 0 | 0 | 0 |  | 0 | 0 | 0 | 0 | 0 | 0 | 0
PG&E NGBA | Rincon | 115 | Geothermal |  |  | 0 | 0 |  | 0 | 0 |  | 0 | 0 |  | 0 | 0 | 0 | 0 | 0 |  | 0 | 0 | 0 | 0 | 0 |  | 0 | 0 | 0 | 0 | 0 | 0 | 0
PG&E KERN | Rio Bravo | 115 | Geothermal |  |  | 0 | 0 |  | 0 | 0 |  | 0 | 0 |  | 0 | 0 | 0 | 0 | 0 |  | 0 | 0 | 0 | 0 | 0 |  | 0 | 0 | 0 | 0 | 0 | 0 | 0
SCE Metro | Rio Hondo | 230 | Geothermal |  |  | 0 | 0 |  | 0 | 0 |  | 0 | 0 |  | 0 | 0 | 0 | 0 | 0 |  | 0 | 0 | 0 | 0 | 0 |  | 0 | 0 | 0 | 0 | 0 | 0 | 0
PG&E NGBA | Rio Oso | 115 | Geothermal |  |  | 0 | 0 |  | 0 | 0 |  | 0 | 0 |  | 0 | 0 | 0 | 0 | 0 |  | 0 | 0 | 0 | 0 | 0 |  | 0 | 0 | 0 | 0 | 0 | 0 | 0
PG&E NGBA | Rio Oso | 230 | Geothermal |  |  | 0 | 0 |  | 0 | 0 |  | 0 | 0 |  | 0 | 0 | 0 | 0 | 0 |  | 0 | 0 | 0 | 0 | 0 |  | 0 | 0 | 0 | 0 | 0 | 0 | 0
PG&E GBA | Ripon | 115 | Geothermal |  |  | 0 | 0 |  | 0 | 0 |  | 0 | 0 |  | 0 | 0 | 0 | 0 | 0 |  | 0 | 0 | 0 | 0 | 0 |  | 0 | 0 | 0 | 0 | 0 | 0 | 0
PG&E GBA | Riverbank | 115 | Geothermal |  |  | 0 | 0 |  | 0 | 0 |  | 0 | 0 |  | 0 | 0 | 0 | 0 | 0 |  | 0 | 0 | 0 | 0 | 0 |  | 0 | 0 | 0 | 0 | 0 | 0 | 0
SCE NOL | Roadway | 115 | Geothermal |  |  | 0 | 0 |  | 0 | 0 |  | 0 | 0 |  | 0 | 0 | 0 | 0 | 0 |  | 0 | 0 | 0 | 0 | 0 |  | 0 | 0 | 0 | 0 | 0 | 0 | 0
PG&E NGBA | Rock Creek 1 | 230 | Geothermal |  |  | 0 | 0 |  | 0 | 0 |  | 0 | 0 |  | 0 | 0 | 0 | 0 | 0 |  | 0 | 0 | 0 | 0 | 0 |  | 0 | 0 | 0 | 0 | 0 | 0 | 0
SCE Northern | Rosamond | 66 | Geothermal |  |  | 0 | 0 |  | 0 | 0 |  | 0 | 0 |  | 0 | 0 | 0 | 0 | 0 |  | 0 | 0 | 0 | 0 | 0 |  | 0 | 0 | 0 | 0 | 0 | 0 | 0
PG&E GBA | Rossmoor | 230 | Geothermal |  |  | 0 | 0 |  | 0 | 0 |  | 0 | 0 |  | 0 | 0 | 0 | 0 | 0 |  | 0 | 0 | 0 | 0 | 0 |  | 0 | 0 | 0 | 0 | 0 | 0 | 0
PG&E NGBA | Round Mountain | 230 | Geothermal |  |  | 1 | 0 |  | 0 | 0 |  | 0 | 0 |  | 0 | 0 | 0 | 0 | 80 |  | 80 | 0 | 0 | 0 | 80 |  | 80 | 80 | 0 | 80 | 80 | 0 | 80
PG&E NGBA | Round Mountain | 500 | Geothermal |  |  | 0 | 0 |  | 0 | 0 |  | 0 | 0 |  | 0 | 0 | 0 | 0 | 0 |  | 0 | 0 | 0 | 0 | 0 |  | 0 | 0 | 0 | 0 | 0 | 0 | 0
PG&E GBA | Salado | 115 | Geothermal |  |  | 0 | 0 |  | 0 | 0 |  | 0 | 0 |  | 0 | 0 | 0 | 0 | 0 |  | 0 | 0 | 0 | 0 | 0 |  | 0 | 0 | 0 | 0 | 0 | 0 | 0
PG&E GBA | Salado | 60 | Geothermal |  |  | 0 | 0 |  | 0 | 0 |  | 0 | 0 |  | 0 | 0 | 0 | 0 | 0 |  | 0 | 0 | 0 | 0 | 0 |  | 0 | 0 | 0 | 0 | 0 | 0 | 0
PG&E GBA | Salinas | 115 | Geothermal |  |  | 0 | 0 |  | 0 | 0 |  | 0 | 0 |  | 0 | 0 | 0 | 0 | 0 |  | 0 | 0 | 0 | 0 | 0 |  | 0 | 0 | 0 | 0 | 0 | 0 | 0
SDGE | Salt Creek | 69 | Geothermal |  |  | 0 | 0 |  | 0 | 0 |  | 0 | 0 |  | 0 | 0 | 0 | 0 | 0 |  | 0 | 0 | 0 | 0 | 0 |  | 0 | 0 | 0 | 0 | 0 | 0 | 0
SCE Eastern | San Bernardino | 230 | Geothermal |  |  | 0 | 0 |  | 0 | 0 |  | 0 | 0 |  | 0 | 0 | 0 | 0 | 0 |  | 0 | 0 | 0 | 0 | 0 |  | 0 | 0 | 0 | 0 | 0 | 0 | 0
PG&E GBA | SAN FRAN A (POTRERO PP) | 115 | Geothermal |  |  | 0 | 0 |  | 0 | 0 |  | 0 | 0 |  | 0 | 0 | 0 | 0 | 0 |  | 0 | 0 | 0 | 0 | 0 |  | 0 | 0 | 0 | 0 | 0 | 0 | 0
PG&E GBA | SAN FRAN A (POTRERO PP) | 230 | Geothermal |  |  | 0 | 0 |  | 0 | 0 |  | 0 | 0 |  | 0 | 0 | 0 | 0 | 0 |  | 0 | 0 | 0 | 0 | 0 |  | 0 | 0 | 0 | 0 | 0 | 0 | 0
PG&E GBA | San Jose A | 115 | Geothermal |  |  | 0 | 0 |  | 0 | 0 |  | 0 | 0 |  | 0 | 0 | 0 | 0 | 0 |  | 0 | 0 | 0 | 0 | 0 |  | 0 | 0 | 0 | 0 | 0 | 0 | 0
PG&E GBA | San Jose B | 115 | Geothermal |  |  | 0 | 0 |  | 0 | 0 |  | 0 | 0 |  | 0 | 0 | 0 | 0 | 0 |  | 0 | 0 | 0 | 0 | 0 |  | 0 | 0 | 0 | 0 | 0 | 0 | 0
PG&E GBA | San Leandro U | 115 | Geothermal |  |  | 0 | 0 |  | 0 | 0 |  | 0 | 0 |  | 0 | 0 | 0 | 0 | 0 |  | 0 | 0 | 0 | 0 | 0 |  | 0 | 0 | 0 | 0 | 0 | 0 | 0
PG&E KERN | San Luis Obispo | 115 | Geothermal |  |  | 0 | 0 |  | 0 | 0 |  | 0 | 0 |  | 0 | 0 | 0 | 0 | 0 |  | 0 | 0 | 0 | 0 | 0 |  | 0 | 0 | 0 | 0 | 0 | 0 | 0
PG&E KERN | San Luis Obispo | 70 | Geothermal |  |  | 0 | 0 |  | 0 | 0 |  | 0 | 0 |  | 0 | 0 | 0 | 0 | 0 |  | 0 | 0 | 0 | 0 | 0 |  | 0 | 0 | 0 | 0 | 0 | 0 | 0
SDGE | San Luis Rey | 230 | Geothermal |  |  | 0 | 0 |  | 0 | 0 |  | 0 | 0 |  | 0 | 0 | 0 | 0 | 0 |  | 0 | 0 | 0 | 0 | 0 |  | 0 | 0 | 0 | 0 | 0 | 0 | 0
SDGE | San Luis Rey | 69 | Geothermal |  |  | 0 | 0 |  | 0 | 0 |  | 0 | 0 |  | 0 | 0 | 0 | 0 | 0 |  | 0 | 0 | 0 | 0 | 0 |  | 0 | 0 | 0 | 0 | 0 | 0 | 0
SDGE | San Marcos | 69 | Geothermal |  |  | 0 | 0 |  | 0 | 0 |  | 0 | 0 |  | 0 | 0 | 0 | 0 | 0 |  | 0 | 0 | 0 | 0 | 0 |  | 0 | 0 | 0 | 0 | 0 | 0 | 0
SCE Metro | San Onofre | 230 | Geothermal |  |  | 0 | 0 |  | 0 | 0 |  | 0 | 0 |  | 0 | 0 | 0 | 0 | 0 |  | 0 | 0 | 0 | 0 | 0 |  | 0 | 0 | 0 | 0 | 0 | 0 | 0
PG&E GBA | San Pablo | 115 | Geothermal |  |  | 0 | 0 |  | 0 | 0 |  | 0 | 0 |  | 0 | 0 | 0 | 0 | 0 |  | 0 | 0 | 0 | 0 | 0 |  | 0 | 0 | 0 | 0 | 0 | 0 | 0
PG&E GBA | San Ramon | 230 | Geothermal |  |  | 0 | 0 |  | 0 | 0 |  | 0 | 0 |  | 0 | 0 | 0 | 0 | 0 |  | 0 | 0 | 0 | 0 | 0 |  | 0 | 0 | 0 | 0 | 0 | 0 | 0
SDGE | San Ysidro | 69 | Geothermal |  |  | 0 | 0 |  | 0 | 0 |  | 0 | 0 |  | 0 | 0 | 0 | 0 | 0 |  | 0 | 0 | 0 | 0 | 0 |  | 0 | 0 | 0 | 0 | 0 | 0 | 0
SCE NOL | Sandlot | 230 | Geothermal |  |  | 0 | 0 |  | 0 | 0 |  | 0 | 0 |  | 0 | 0 | 0 | 0 | 0 |  | 0 | 0 | 0 | 0 | 0 |  | 0 | 0 | 0 | 0 | 0 | 0 | 0
EOP | Sandy | 138 | Geothermal |  |  | 0 | 0 |  | 0 | 0 |  | 0 | 0 |  | 0 | 0 | 0 | 0 | 0 |  | 0 | 0 | 0 | 0 | 0 |  | 0 | 0 | 0 | 0 | 0 | 0 | 0
PG&E FRESNO | Sanger | 115 | Geothermal |  |  | 0 | 0 |  | 0 | 0 |  | 0 | 0 |  | 0 | 0 | 0 | 0 | 0 |  | 0 | 0 | 0 | 0 | 0 |  | 0 | 0 | 0 | 0 | 0 | 0 | 0
SCE Northern | Santa Clara | 230 | Geothermal |  |  | 0 | 0 |  | 0 | 0 |  | 0 | 0 |  | 0 | 0 | 0 | 0 | 0 |  | 0 | 0 | 0 | 0 | 0 |  | 0 | 0 | 0 | 0 | 0 | 0 | 0
PG&E NGBA | Santa Rosa A | 115 | Geothermal |  |  | 0 | 0 |  | 0 | 0 |  | 0 | 0 |  | 0 | 0 | 0 | 0 | 0 |  | 0 | 0 | 0 | 0 | 0 |  | 0 | 0 | 0 | 0 | 0 | 0 | 0
PG&E GBA | Santa Teresa | 115 | Geothermal |  |  | 0 | 0 |  | 0 | 0 |  | 0 | 0 |  | 0 | 0 | 0 | 0 | 0 |  | 0 | 0 | 0 | 0 | 0 |  | 0 | 0 | 0 | 0 | 0 | 0 | 0
SDGE | Santee | 138 | Geothermal |  |  | 0 | 0 |  | 0 | 0 |  | 0 | 0 |  | 0 | 0 | 0 | 0 | 0 |  | 0 | 0 | 0 | 0 | 0 |  | 0 | 0 | 0 | 0 | 0 | 0 | 0
SCE Metro | Santiago | 230 | Geothermal |  |  | 0 | 0 |  | 0 | 0 |  | 0 | 0 |  | 0 | 0 | 0 | 0 | 0 |  | 0 | 0 | 0 | 0 | 0 |  | 0 | 0 | 0 | 0 | 0 | 0 | 0
PG&E GBA | Saratoga | 230 | Geothermal |  |  | 0 | 0 |  | 0 | 0 |  | 0 | 0 |  | 0 | 0 | 0 | 0 | 0 |  | 0 | 0 | 0 | 0 | 0 |  | 0 | 0 | 0 | 0 | 0 | 0 | 0
SCE Northern | Saugus | 230 | Geothermal |  |  | 0 | 0 |  | 0 | 0 |  | 0 | 0 |  | 0 | 0 | 0 | 0 | 0 |  | 0 | 0 | 0 | 0 | 0 |  | 0 | 0 | 0 | 0 | 0 | 0 | 0
PG&E FRESNO | Schindler | 115 | Geothermal |  |  | 0 | 0 |  | 0 | 0 |  | 0 | 0 |  | 0 | 0 | 0 | 0 | 0 |  | 0 | 0 | 0 | 0 | 0 |  | 0 | 0 | 0 | 0 | 0 | 0 | 0
PG&E FRESNO | Schindler | 70 | Geothermal |  |  | 0 | 0 |  | 0 | 0 |  | 0 | 0 |  | 0 | 0 | 0 | 0 | 0 |  | 0 | 0 | 0 | 0 | 0 |  | 0 | 0 | 0 | 0 | 0 | 0 | 0
PG&E GBA | Schulte | 115 | Geothermal |  |  | 0 | 0 |  | 0 | 0 |  | 0 | 0 |  | 0 | 0 | 0 | 0 | 0 |  | 0 | 0 | 0 | 0 | 0 |  | 0 | 0 | 0 | 0 | 0 | 0 | 0
SDGE | Scripps | 69 | Geothermal |  |  | 0 | 0 |  | 0 | 0 |  | 0 | 0 |  | 0 | 0 | 0 | 0 | 0 |  | 0 | 0 | 0 | 0 | 0 |  | 0 | 0 | 0 | 0 | 0 | 0 | 0
PG&E KERN | Semitropic | 115 | Geothermal |  |  | 0 | 0 |  | 0 | 0 |  | 0 | 0 |  | 0 | 0 | 0 | 0 | 0 |  | 0 | 0 | 0 | 0 | 0 |  | 0 | 0 | 0 | 0 | 0 | 0 | 0
SCE Metro | Serrano | 230 | Geothermal |  |  | 0 | 0 |  | 0 | 0 |  | 0 | 0 |  | 0 | 0 | 0 | 0 | 0 |  | 0 | 0 | 0 | 0 | 0 |  | 0 | 0 | 0 | 0 | 0 | 0 | 0
SCE Metro | Serrano | 500 | Geothermal |  |  | 0 | 0 |  | 0 | 0 |  | 0 | 0 |  | 0 | 0 | 0 | 0 | 0 |  | 0 | 0 | 0 | 0 | 0 |  | 0 | 0 | 0 | 0 | 0 | 0 | 0
SDGE | Shadowridge | 138 | Geothermal |  |  | 0 | 0 |  | 0 | 0 |  | 0 | 0 |  | 0 | 0 | 0 | 0 | 0 |  | 0 | 0 | 0 | 0 | 0 |  | 0 | 0 | 0 | 0 | 0 | 0 | 0
PG&E KERN | Shafter | 115 | Geothermal |  |  | 0 | 0 |  | 0 | 0 |  | 0 | 0 |  | 0 | 0 | 0 | 0 | 0 |  | 0 | 0 | 0 | 0 | 0 |  | 0 | 0 | 0 | 0 | 0 | 0 | 0
PG&E NGBA | Silverado | 115 | Geothermal |  |  | 0 | 0 |  | 0 | 0 |  | 0 | 0 |  | 0 | 0 | 0 | 0 | 0 |  | 0 | 0 | 0 | 0 | 0 |  | 0 | 0 | 0 | 0 | 0 | 0 | 0
SDGE | Silvergate | 230 | Geothermal |  |  | 0 | 0 |  | 0 | 0 |  | 0 | 0 |  | 0 | 0 | 0 | 0 | 0 |  | 0 | 0 | 0 | 0 | 0 |  | 0 | 0 | 0 | 0 | 0 | 0 | 0
SDGE | Silvergate | 69 | Geothermal |  |  | 0 | 0 |  | 0 | 0 |  | 0 | 0 |  | 0 | 0 | 0 | 0 | 0 |  | 0 | 0 | 0 | 0 | 0 |  | 0 | 0 | 0 | 0 | 0 | 0 | 0
PG&E KERN | Sisquoc | 115 | Geothermal |  |  | 0 | 0 |  | 0 | 0 |  | 0 | 0 |  | 0 | 0 | 0 | 0 | 0 |  | 0 | 0 | 0 | 0 | 0 |  | 0 | 0 | 0 | 0 | 0 | 0 | 0
EOP | Sloan Canyon | 230 | Geothermal |  |  | 0 | 0 |  | 0 | 0 |  | 0 | 0 |  | 0 | 0 | 0 | 0 | 0 |  | 0 | 0 | 0 | 0 | 0 |  | 0 | 0 | 0 | 0 | 0 | 0 | 0
EOP | Sloan Canyon | 500 | Geothermal |  |  | 0 | 0 |  | 0 | 0 |  | 0 | 0 |  | 0 | 0 | 0 | 0 | 0 |  | 0 | 0 | 0 | 0 | 0 |  | 0 | 0 | 0 | 0 | 0 | 0 | 0
PG&E KERN | Smyrna | 115 | Geothermal |  |  | 0 | 0 |  | 0 | 0 |  | 0 | 0 |  | 0 | 0 | 0 | 0 | 0 |  | 0 | 0 | 0 | 0 | 0 |  | 0 | 0 | 0 | 0 | 0 | 0 | 0
PG&E GBA | Sobrante | 115 | Geothermal |  |  | 0 | 0 |  | 0 | 0 |  | 0 | 0 |  | 0 | 0 | 0 | 0 | 0 |  | 0 | 0 | 0 | 0 | 0 |  | 0 | 0 | 0 | 0 | 0 | 0 | 0
PG&E GBA | Sobrante | 230 | Geothermal |  |  | 0 | 0 |  | 0 | 0 |  | 0 | 0 |  | 0 | 0 | 0 | 0 | 0 |  | 0 | 0 | 0 | 0 | 0 |  | 0 | 0 | 0 | 0 | 0 | 0 | 0
PG&E KERN | Solar | 230 | Geothermal |  |  | 0 | 0 |  | 0 | 0 |  | 0 | 0 |  | 0 | 0 | 0 | 0 | 0 |  | 0 | 0 | 0 | 0 | 0 |  | 0 | 0 | 0 | 0 | 0 | 0 | 0
PG&E GBA | Soledad | 115 | Geothermal |  |  | 0 | 0 |  | 0 | 0 |  | 0 | 0 |  | 0 | 0 | 0 | 0 | 0 |  | 0 | 0 | 0 | 0 | 0 |  | 0 | 0 | 0 | 0 | 0 | 0 | 0
PG&E GBA | Soledad | 60 | Geothermal |  |  | 0 | 0 |  | 0 | 0 |  | 0 | 0 |  | 0 | 0 | 0 | 0 | 0 |  | 0 | 0 | 0 | 0 | 0 |  | 0 | 0 | 0 | 0 | 0 | 0 | 0
SDGE | Spring Valley | 69 | Geothermal |  |  | 0 | 0 |  | 0 | 0 |  | 0 | 0 |  | 0 | 0 | 0 | 0 | 0 |  | 0 | 0 | 0 | 0 | 0 |  | 0 | 0 | 0 | 0 | 0 | 0 | 0
SCE Northern | Springville | 230 | Geothermal |  |  | 0 | 0 |  | 0 | 0 |  | 0 | 0 |  | 0 | 0 | 0 | 0 | 0 |  | 0 | 0 | 0 | 0 | 0 |  | 0 | 0 | 0 | 0 | 0 | 0 | 0
PG&E GBA | Stagg | 230 | Geothermal |  |  | 0 | 0 |  | 0 | 0 |  | 0 | 0 |  | 0 | 0 | 0 | 0 | 0 |  | 0 | 0 | 0 | 0 | 0 |  | 0 | 0 | 0 | 0 | 0 | 0 | 0
PG&E GBA | Standard Oil | 115 | Geothermal |  |  | 0 | 0 |  | 0 | 0 |  | 0 | 0 |  | 0 | 0 | 0 | 0 | 0 |  | 0 | 0 | 0 | 0 | 0 |  | 0 | 0 | 0 | 0 | 0 | 0 | 0
PG&E GBA | Stanislaus | 115 | Geothermal |  |  | 0 | 0 |  | 0 | 0 |  | 0 | 0 |  | 0 | 0 | 0 | 0 | 0 |  | 0 | 0 | 0 | 0 | 0 |  | 0 | 0 | 0 | 0 | 0 | 0 | 0
PG&E KERN | Stockdale | 115 | Geothermal |  |  | 0 | 0 |  | 0 | 0 |  | 0 | 0 |  | 0 | 0 | 0 | 0 | 0 |  | 0 | 0 | 0 | 0 | 0 |  | 0 | 0 | 0 | 0 | 0 | 0 | 0
PG&E KERN | Stockdale | 230 | Geothermal |  |  | 0 | 0 |  | 0 | 0 |  | 0 | 0 |  | 0 | 0 | 0 | 0 | 0 |  | 0 | 0 | 0 | 0 | 0 |  | 0 | 0 | 0 | 0 | 0 | 0 | 0
PG&E GBA | Stockton A | 115 | Geothermal |  |  | 0 | 0 |  | 0 | 0 |  | 0 | 0 |  | 0 | 0 | 0 | 0 | 0 |  | 0 | 0 | 0 | 0 | 0 |  | 0 | 0 | 0 | 0 | 0 | 0 | 0
PG&E GBA | Stone | 115 | Geothermal |  |  | 0 | 0 |  | 0 | 0 |  | 0 | 0 |  | 0 | 0 | 0 | 0 | 0 |  | 0 | 0 | 0 | 0 | 0 |  | 0 | 0 | 0 | 0 | 0 | 0 | 0
PG&E FRESNO | Storey | 230 | Geothermal |  |  | 0 | 0 |  | 0 | 0 |  | 0 | 0 |  | 0 | 0 | 0 | 0 | 0 |  | 0 | 0 | 0 | 0 | 0 |  | 0 | 0 | 0 | 0 | 0 | 0 | 0
PG&E NGBA | Summit | 115 | Geothermal | YES | Northern Nevada | 0 | 0 |  | 0 | 0 |  | 0 | 0 |  | 0 | 0 | 0 | 0 | 0 |  | 0 | 0 | 0 | 0 | 0 |  | 0 | 0 | 0 | 0 | 0 | 0 | 0
SDGE | Suncrest | 230 | Geothermal |  |  | 0 | 0 |  | 0 | 0 |  | 0 | 0 |  | 0 | 0 | 0 | 0 | 0 |  | 0 | 0 | 0 | 0 | 0 |  | 0 | 0 | 0 | 0 | 0 | 0 | 0
SDGE | Suncrest | 500 | Geothermal |  |  | 0 | 0 |  | 0 | 0 |  | 0 | 0 |  | 0 | 0 | 0 | 0 | 0 |  | 0 | 0 | 0 | 0 | 0 |  | 0 | 0 | 0 | 0 | 0 | 0 | 0
PG&E KERN | Sunrise | 230 | Geothermal |  |  | 0 | 0 |  | 0 | 0 |  | 0 | 0 |  | 0 | 0 | 0 | 0 | 0 |  | 0 | 0 | 0 | 0 | 0 |  | 0 | 0 | 0 | 0 | 0 | 0 | 0
PG&E KERN | Sunset | 230 | Geothermal |  |  | 0 | 0 |  | 0 | 0 |  | 0 | 0 |  | 0 | 0 | 0 | 0 | 0 |  | 0 | 0 | 0 | 0 | 0 |  | 0 | 0 | 0 | 0 | 0 | 0 | 0
PG&E GBA | Swift | 115 | Geothermal |  |  | 0 | 0 |  | 0 | 0 |  | 0 | 0 |  | 0 | 0 | 0 | 0 | 0 |  | 0 | 0 | 0 | 0 | 0 |  | 0 | 0 | 0 | 0 | 0 | 0 | 0
SDGE | Sycamore Canyon | 138 | Geothermal |  |  | 0 | 0 |  | 0 | 0 |  | 0 | 0 |  | 0 | 0 | 0 | 0 | 0 |  | 0 | 0 | 0 | 0 | 0 |  | 0 | 0 | 0 | 0 | 0 | 0 | 0
SDGE | Sycamore Canyon | 230 | Geothermal |  |  | 0 | 0 |  | 0 | 0 |  | 0 | 0 |  | 0 | 0 | 0 | 0 | 0 |  | 0 | 0 | 0 | 0 | 0 |  | 0 | 0 | 0 | 0 | 0 | 0 | 0
SDGE | Sycamore Canyon | 69 | Geothermal |  |  | 0 | 0 |  | 0 | 0 |  | 0 | 0 |  | 0 | 0 | 0 | 0 | 0 |  | 0 | 0 | 0 | 0 | 0 |  | 0 | 0 | 0 | 0 | 0 | 0 | 0
SCE Northern | Sylmar | 230 | Geothermal |  |  | 0 | 0 |  | 0 | 0 |  | 0 | 0 |  | 0 | 0 | 0 | 0 | 0 |  | 0 | 0 | 0 | 0 | 0 |  | 0 | 0 | 0 | 0 | 0 | 0 | 0
PG&E NGBA | Table Mountain | 115 | Geothermal |  |  | 0 | 0 |  | 0 | 0 |  | 0 | 0 |  | 0 | 0 | 0 | 0 | 0 |  | 0 | 0 | 0 | 0 | 0 |  | 0 | 0 | 0 | 0 | 0 | 0 | 0
PG&E NGBA | Table Mountain | 230 | Geothermal |  |  | 0 | 0 |  | 0 | 0 |  | 0 | 0 |  | 0 | 0 | 0 | 0 | 0 |  | 0 | 0 | 0 | 0 | 0 |  | 0 | 0 | 0 | 0 | 0 | 0 | 0
PG&E NGBA | Table Mountain | 500 | Geothermal |  |  | 1 | 0 |  | 0 | 0 |  | 0 | 0 |  | 0 | 0 | 0 | 0 | 178 |  | 178 | 0 | 0 | 0 | 178 |  | 178 | 178 | 0 | 178 | 178 | 0 | 178
PG&E NGBA | Table Mountain | 60 | Geothermal |  |  | 0 | 0 |  | 0 | 0 |  | 0 | 0 |  | 0 | 0 | 0 | 0 | 0 |  | 0 | 0 | 0 | 0 | 0 |  | 0 | 0 | 0 | 0 | 0 | 0 | 0
PG&E KERN | Taft | 115 | Geothermal |  |  | 0 | 0 |  | 0 | 0 |  | 0 | 0 |  | 0 | 0 | 0 | 0 | 0 |  | 0 | 0 | 0 | 0 | 0 |  | 0 | 0 | 0 | 0 | 0 | 0 | 0
SDGE | Talega | 138 | Geothermal |  |  | 0 | 0 |  | 0 | 0 |  | 0 | 0 |  | 0 | 0 | 0 | 0 | 0 |  | 0 | 0 | 0 | 0 | 0 |  | 0 | 0 | 0 | 0 | 0 | 0 | 0
SDGE | Talega | 230 | Geothermal |  |  | 0 | 0 |  | 0 | 0 |  | 0 | 0 |  | 0 | 0 | 0 | 0 | 0 |  | 0 | 0 | 0 | 0 | 0 |  | 0 | 0 | 0 | 0 | 0 | 0 | 0
PG&E GBA | Tassajara | 230 | Geothermal |  |  | 0 | 0 |  | 0 | 0 |  | 0 | 0 |  | 0 | 0 | 0 | 0 | 0 |  | 0 | 0 | 0 | 0 | 0 |  | 0 | 0 | 0 | 0 | 0 | 0 | 0
PG&E KERN | Tejon | 70 | Geothermal |  |  | 0 | 0 |  | 0 | 0 |  | 0 | 0 |  | 0 | 0 | 0 | 0 | 0 |  | 0 | 0 | 0 | 0 | 0 |  | 0 | 0 | 0 | 0 | 0 | 0 | 0
SDGE | Telegraph Canyon | 138 | Geothermal |  |  | 0 | 0 |  | 0 | 0 |  | 0 | 0 |  | 0 | 0 | 0 | 0 | 0 |  | 0 | 0 | 0 | 0 | 0 |  | 0 | 0 | 0 | 0 | 0 | 0 | 0
PG&E KERN | Temblor | 115 | Geothermal |  |  | 0 | 0 |  | 0 | 0 |  | 0 | 0 |  | 0 | 0 | 0 | 0 | 0 |  | 0 | 0 | 0 | 0 | 0 |  | 0 | 0 | 0 | 0 | 0 | 0 | 0
PG&E KERN | Templeton | 230 | Geothermal |  |  | 0 | 0 |  | 0 | 0 |  | 0 | 0 |  | 0 | 0 | 0 | 0 | 0 |  | 0 | 0 | 0 | 0 | 0 |  | 0 | 0 | 0 | 0 | 0 | 0 | 0
PG&E KERN | Templeton | 70 | Geothermal |  |  | 0 | 0 |  | 0 | 0 |  | 0 | 0 |  | 0 | 0 | 0 | 0 | 0 |  | 0 | 0 | 0 | 0 | 0 |  | 0 | 0 | 0 | 0 | 0 | 0 | 0
PG&E GBA | Tesla | 115 | Geothermal |  |  | 0 | 0 |  | 0 | 0 |  | 0 | 0 |  | 0 | 0 | 0 | 0 | 0 |  | 0 | 0 | 0 | 0 | 0 |  | 0 | 0 | 0 | 0 | 0 | 0 | 0
PG&E GBA | Tesla | 230 | Geothermal |  |  | 0 | 0 |  | 0 | 0 |  | 0 | 0 |  | 0 | 0 | 0 | 0 | 0 |  | 0 | 0 | 0 | 0 | 0 |  | 0 | 0 | 0 | 0 | 0 | 0 | 0
PG&E GBA | Tesla | 500 | Geothermal |  |  | 0 | 0 |  | 0 | 0 |  | 0 | 0 |  | 0 | 0 | 0 | 0 | 0 |  | 0 | 0 | 0 | 0 | 0 |  | 0 | 0 | 0 | 0 | 0 | 0 | 0
PG&E KERN | Tevis | 115 | Geothermal |  |  | 0 | 0 |  | 0 | 0 |  | 0 | 0 |  | 0 | 0 | 0 | 0 | 0 |  | 0 | 0 | 0 | 0 | 0 |  | 0 | 0 | 0 | 0 | 0 | 0 | 0
EOP | Thousandaire | 138 | Geothermal |  |  | 0 | 0 |  | 0 | 0 |  | 0 | 0 |  | 0 | 0 | 0 | 0 | 0 |  | 0 | 0 | 0 | 0 | 0 |  | 0 | 0 | 0 | 0 | 0 | 0 | 0
PG&E KERN | Topaz | 230 | Geothermal |  |  | 0 | 0 |  | 0 | 0 |  | 0 | 0 |  | 0 | 0 | 0 | 0 | 0 |  | 0 | 0 | 0 | 0 | 0 |  | 0 | 0 | 0 | 0 | 0 | 0 | 0
SCE NOL | Tortilla | 115 | Geothermal |  |  | 0 | 0 |  | 0 | 0 |  | 0 | 0 |  | 0 | 0 | 0 | 0 | 0 |  | 0 | 0 | 0 | 0 | 0 |  | 0 | 0 | 0 | 0 | 0 | 0 | 0
SDGE | Trabuco | 138 | Geothermal |  |  | 0 | 0 |  | 0 | 0 |  | 0 | 0 |  | 0 | 0 | 0 | 0 | 0 |  | 0 | 0 | 0 | 0 | 0 |  | 0 | 0 | 0 | 0 | 0 | 0 | 0
PG&E GBA | Tracy | 115 | Geothermal |  |  | 0 | 0 |  | 0 | 0 |  | 0 | 0 |  | 0 | 0 | 0 | 0 | 0 |  | 0 | 0 | 0 | 0 | 0 |  | 0 | 0 | 0 | 0 | 0 | 0 | 0
PG&E FRESNO | Tranquility | 230 | Geothermal |  |  | 0 | 0 |  | 0 | 0 |  | 0 | 0 |  | 0 | 0 | 0 | 0 | 0 |  | 0 | 0 | 0 | 0 | 0 |  | 0 | 0 | 0 | 0 | 0 | 0 | 0
PG&E GBA | Trimble | 115 | Geothermal |  |  | 0 | 0 |  | 0 | 0 |  | 0 | 0 |  | 0 | 0 | 0 | 0 | 0 |  | 0 | 0 | 0 | 0 | 0 |  | 0 | 0 | 0 | 0 | 0 | 0 | 0
EOP | Trout Canyon | 230 | Geothermal |  |  | 0 | 0 |  | 0 | 0 |  | 0 | 0 |  | 0 | 0 | 0 | 0 | 0 |  | 0 | 0 | 0 | 0 | 0 |  | 0 | 0 | 0 | 0 | 0 | 0 | 0
EOP | Trout Canyon | 500 | Geothermal |  |  | 0 | 0 |  | 0 | 0 |  | 0 | 0 |  | 0 | 0 | 0 | 0 | 0 |  | 0 | 0 | 0 | 0 | 0 |  | 0 | 0 | 0 | 0 | 0 | 0 | 0
PG&E NGBA | Tulucay | 230 | Geothermal |  |  | 1 | 0 |  | 0 | 0 |  | 0 | 0 |  | 0 | 0 | 0 | 0 | 115 |  | 115 | 0 | 0 | 0 | 115 |  | 115 | 115 | 0 | 115 | 115 | 0 | 115
PG&E NGBA | Tulucay | 60 | Geothermal |  |  | 0 | 0 |  | 0 | 0 |  | 0 | 0 |  | 0 | 0 | 0 | 0 | 0 |  | 0 | 0 | 0 | 0 | 0 |  | 0 | 0 | 0 | 0 | 0 | 0 | 0
PG&E KERN | Tupman | 115 | Geothermal |  |  | 0 | 0 |  | 0 | 0 |  | 0 | 0 |  | 0 | 0 | 0 | 0 | 0 |  | 0 | 0 | 0 | 0 | 0 |  | 0 | 0 | 0 | 0 | 0 | 0 | 0
PG&E NGBA | Ukiah | 115 | Geothermal |  |  | 0 | 0 |  | 0 | 0 |  | 0 | 0 |  | 0 | 0 | 0 | 0 | 0 |  | 0 | 0 | 0 | 0 | 0 |  | 0 | 0 | 0 | 0 | 0 | 0 | 0
PG&E KERN | Union (Estrella) | 70 | Geothermal |  |  | 0 | 0 |  | 0 | 0 |  | 0 | 0 |  | 0 | 0 | 0 | 0 | 0 |  | 0 | 0 | 0 | 0 | 0 |  | 0 | 0 | 0 | 0 | 0 | 0 | 0
PG&E NGBA | Vaca Dixon | 115 | Geothermal |  |  | 0 | 0 |  | 0 | 0 |  | 0 | 0 |  | 0 | 0 | 0 | 0 | 0 |  | 0 | 0 | 0 | 0 | 0 |  | 0 | 0 | 0 | 0 | 0 | 0 | 0
PG&E NGBA | Vaca Dixon | 230 | Geothermal |  |  | 0 | 0 |  | 0 | 0 |  | 0 | 0 |  | 0 | 0 | 0 | 0 | 0 |  | 0 | 0 | 0 | 0 | 0 |  | 0 | 0 | 0 | 0 | 0 | 0 | 0
PG&E NGBA | Vaca Dixon | 500 | Geothermal |  |  | 0 | 0 |  | 0 | 0 |  | 0 | 0 |  | 0 | 0 | 0 | 0 | 0 |  | 0 | 0 | 0 | 0 | 0 |  | 0 | 0 | 0 | 0 | 0 | 0 | 0
PG&E NGBA | Vaca Dixon | 60 | Geothermal |  |  | 0 | 0 |  | 0 | 0 |  | 0 | 0 |  | 0 | 0 | 0 | 0 | 0 |  | 0 | 0 | 0 | 0 | 0 |  | 0 | 0 | 0 | 0 | 0 | 0 | 0
SCE Eastern | Valley (SCE) | 500 | Geothermal |  |  | 0 | 0 |  | 0 | 0 |  | 0 | 0 |  | 0 | 0 | 0 | 0 | 0 |  | 0 | 0 | 0 | 0 | 0 |  | 0 | 0 | 0 | 0 | 0 | 0 | 0
EOP | Valley (VEA) | 138 | Geothermal |  |  | 0 | 0 |  | 0 | 0 |  | 0 | 0 |  | 0 | 0 | 0 | 0 | 0 |  | 0 | 0 | 0 | 0 | 0 |  | 0 | 0 | 0 | 0 | 0 | 0 | 0
SDGE | Valley Center | 69 | Geothermal |  |  | 0 | 0 |  | 0 | 0 |  | 0 | 0 |  | 0 | 0 | 0 | 0 | 0 |  | 0 | 0 | 0 | 0 | 0 |  | 0 | 0 | 0 | 0 | 0 | 0 | 0
PG&E GBA | Valley Home | 115 | Geothermal |  |  | 0 | 0 |  | 0 | 0 |  | 0 | 0 |  | 0 | 0 | 0 | 0 | 0 |  | 0 | 0 | 0 | 0 | 0 |  | 0 | 0 | 0 | 0 | 0 | 0 | 0
PG&E GBA | Valley Springs | 230 | Geothermal |  |  | 0 | 0 |  | 0 | 0 |  | 0 | 0 |  | 0 | 0 | 0 | 0 | 0 |  | 0 | 0 | 0 | 0 | 0 |  | 0 | 0 | 0 | 0 | 0 | 0 | 0
PG&E GBA | Valley Springs | 60 | Geothermal |  |  | 0 | 0 |  | 0 | 0 |  | 0 | 0 |  | 0 | 0 | 0 | 0 | 0 |  | 0 | 0 | 0 | 0 | 0 |  | 0 | 0 | 0 | 0 | 0 | 0 | 0
EOP | Valley Switch | 138 | Geothermal |  |  | 0 | 0 |  | 0 | 0 |  | 0 | 0 |  | 0 | 0 | 0 | 0 | 0 |  | 0 | 0 | 0 | 0 | 0 |  | 0 | 0 | 0 | 0 | 0 | 0 | 0
EOP | Valley Switch | 230 | Geothermal |  |  | 0 | 0 |  | 0 | 0 |  | 0 | 0 |  | 0 | 0 | 0 | 0 | 0 |  | 0 | 0 | 0 | 0 | 0 |  | 0 | 0 | 0 | 0 | 0 | 0 | 0
PG&E GBA | Vasco | 230 | Geothermal |  |  | 0 | 0 |  | 0 | 0 |  | 0 | 0 |  | 0 | 0 | 0 | 0 | 0 |  | 0 | 0 | 0 | 0 | 0 |  | 0 | 0 | 0 | 0 | 0 | 0 | 0
PG&E GBA | Vasona | 230 | Geothermal |  |  | 0 | 0 |  | 0 | 0 |  | 0 | 0 |  | 0 | 0 | 0 | 0 | 0 |  | 0 | 0 | 0 | 0 | 0 |  | 0 | 0 | 0 | 0 | 0 | 0 | 0
SCE Northern | Vestal | 230 | Geothermal |  |  | 0 | 0 |  | 0 | 0 |  | 0 | 0 |  | 0 | 0 | 0 | 0 | 0 |  | 0 | 0 | 0 | 0 | 0 |  | 0 | 0 | 0 | 0 | 0 | 0 | 0
SCE Northern | Vestal | 66 | Geothermal |  |  | 0 | 0 |  | 0 | 0 |  | 0 | 0 |  | 0 | 0 | 0 | 0 | 0 |  | 0 | 0 | 0 | 0 | 0 |  | 0 | 0 | 0 | 0 | 0 | 0 | 0
SCE NOL | Victor | 115 | Geothermal |  |  | 0 | 0 |  | 0 | 0 |  | 0 | 0 |  | 0 | 0 | 0 | 0 | 0 |  | 0 | 0 | 0 | 0 | 0 |  | 0 | 0 | 0 | 0 | 0 | 0 | 0
SCE NOL | Victor | 230 | Geothermal |  |  | 0 | 0 |  | 0 | 0 |  | 0 | 0 |  | 0 | 0 | 0 | 0 | 0 |  | 0 | 0 | 0 | 0 | 0 |  | 0 | 0 | 0 | 0 | 0 | 0 | 0
SCE Metro | Viejo | 230 | Geothermal |  |  | 0 | 0 |  | 0 | 0 |  | 0 | 0 |  | 0 | 0 | 0 | 0 | 0 |  | 0 | 0 | 0 | 0 | 0 |  | 0 | 0 | 0 | 0 | 0 | 0 | 0
PG&E GBA | Vierra | 115 | Geothermal |  |  | 0 | 0 |  | 0 | 0 |  | 0 | 0 |  | 0 | 0 | 0 | 0 | 0 |  | 0 | 0 | 0 | 0 | 0 |  | 0 | 0 | 0 | 0 | 0 | 0 | 0
SCE Metro | Villa Park | 230 | Geothermal |  |  | 0 | 0 |  | 0 | 0 |  | 0 | 0 |  | 0 | 0 | 0 | 0 | 0 |  | 0 | 0 | 0 | 0 | 0 |  | 0 | 0 | 0 | 0 | 0 | 0 | 0
SCE Northern | Vincent | 230 | Geothermal |  |  | 0 | 0 |  | 0 | 0 |  | 0 | 0 |  | 0 | 0 | 0 | 0 | 0 |  | 0 | 0 | 0 | 0 | 0 |  | 0 | 0 | 0 | 0 | 0 | 0 | 0
SCE Northern | Vincent | 500 | Geothermal |  |  | 0 | 0 |  | 0 | 0 |  | 0 | 0 |  | 0 | 0 | 0 | 0 | 0 |  | 0 | 0 | 0 | 0 | 0 |  | 0 | 0 | 0 | 0 | 0 | 0 | 0
PG&E GBA | Vineyard | 230 | Geothermal |  |  | 0 | 0 |  | 0 | 0 |  | 0 | 0 |  | 0 | 0 | 0 | 0 | 0 |  | 0 | 0 | 0 | 0 | 0 |  | 0 | 0 | 0 | 0 | 0 | 0 | 0
SDGE | Vineyard | 69 | Geothermal |  |  | 0 | 0 |  | 0 | 0 |  | 0 | 0 |  | 0 | 0 | 0 | 0 | 0 |  | 0 | 0 | 0 | 0 | 0 |  | 0 | 0 | 0 | 0 | 0 | 0 | 0
SCE Eastern | Vista (SCE) | 230 | Geothermal |  |  | 0 | 0 |  | 0 | 0 |  | 0 | 0 |  | 0 | 0 | 0 | 0 | 0 |  | 0 | 0 | 0 | 0 | 0 |  | 0 | 0 | 0 | 0 | 0 | 0 | 0
EOP | Vista (VEA) | 138 | Geothermal |  |  | 0 | 0 |  | 0 | 0 |  | 0 | 0 |  | 0 | 0 | 0 | 0 | 0 |  | 0 | 0 | 0 | 0 | 0 |  | 0 | 0 | 0 | 0 | 0 | 0 | 0
EOP | Vista (VEA) | 230 | Geothermal |  |  | 0 | 0 |  | 0 | 0 |  | 0 | 0 |  | 0 | 0 | 0 | 0 | 0 |  | 0 | 0 | 0 | 0 | 0 |  | 0 | 0 | 0 | 0 | 0 | 0 | 0
PG&E FRESNO | Wahtoke | 115 | Geothermal |  |  | 0 | 0 |  | 0 | 0 |  | 0 | 0 |  | 0 | 0 | 0 | 0 | 0 |  | 0 | 0 | 0 | 0 | 0 |  | 0 | 0 | 0 | 0 | 0 | 0 | 0
SCE Northern | Wakefield | 66 | Geothermal |  |  | 0 | 0 |  | 0 | 0 |  | 0 | 0 |  | 0 | 0 | 0 | 0 | 0 |  | 0 | 0 | 0 | 0 | 0 |  | 0 | 0 | 0 | 0 | 0 | 0 | 0
SCE Metro | Walnut | 230 | Geothermal |  |  | 0 | 0 |  | 0 | 0 |  | 0 | 0 |  | 0 | 0 | 0 | 0 | 0 |  | 0 | 0 | 0 | 0 | 0 |  | 0 | 0 | 0 | 0 | 0 | 0 | 0
SCE Northern | Warne | 230 | Geothermal |  |  | 0 | 0 |  | 0 | 0 |  | 0 | 0 |  | 0 | 0 | 0 | 0 | 0 |  | 0 | 0 | 0 | 0 | 0 |  | 0 | 0 | 0 | 0 | 0 | 0 | 0
PG&E GBA | Warnerville | 230 | Geothermal |  |  | 0 | 0 |  | 0 | 0 |  | 0 | 0 |  | 0 | 0 | 0 | 0 | 0 |  | 0 | 0 | 0 | 0 | 0 |  | 0 | 0 | 0 | 0 | 0 | 0 | 0
PG&E FRESNO | Waukena | 115 | Geothermal |  |  | 0 | 0 |  | 0 | 0 |  | 0 | 0 |  | 0 | 0 | 0 | 0 | 0 |  | 0 | 0 | 0 | 0 | 0 |  | 0 | 0 | 0 | 0 | 0 | 0 | 0
PG&E GBA | Weber | 230 | Geothermal |  |  | 0 | 0 |  | 0 | 0 |  | 0 | 0 |  | 0 | 0 | 0 | 0 | 0 |  | 0 | 0 | 0 | 0 | 0 |  | 0 | 0 | 0 | 0 | 0 | 0 | 0
PG&E GBA | Weber | 60 | Geothermal |  |  | 0 | 0 |  | 0 | 0 |  | 0 | 0 |  | 0 | 0 | 0 | 0 | 0 |  | 0 | 0 | 0 | 0 | 0 |  | 0 | 0 | 0 | 0 | 0 | 0 | 0
PG&E FRESNO | West Fresno | 115 | Geothermal |  |  | 0 | 0 |  | 0 | 0 |  | 0 | 0 |  | 0 | 0 | 0 | 0 | 0 |  | 0 | 0 | 0 | 0 | 0 |  | 0 | 0 | 0 | 0 | 0 | 0 | 0
PG&E FRESNO | Westley | 230 | Geothermal |  |  | 0 | 0 |  | 0 | 0 |  | 0 | 0 |  | 0 | 0 | 0 | 0 | 0 |  | 0 | 0 | 0 | 0 | 0 |  | 0 | 0 | 0 | 0 | 0 | 0 | 0
PG&E KERN | Westpark | 115 | Geothermal |  |  | 0 | 0 |  | 0 | 0 |  | 0 | 0 |  | 0 | 0 | 0 | 0 | 0 |  | 0 | 0 | 0 | 0 | 0 |  | 0 | 0 | 0 | 0 | 0 | 0 | 0
PG&E KERN | Wheeler Ridge | 230 | Geothermal |  |  | 0 | 0 |  | 0 | 0 |  | 0 | 0 |  | 0 | 0 | 0 | 0 | 0 |  | 0 | 0 | 0 | 0 | 0 |  | 0 | 0 | 0 | 0 | 0 | 0 | 0
PG&E KERN | Wheeler Ridge | 115 | Geothermal |  |  | 0 | 0 |  | 0 | 0 |  | 0 | 0 |  | 0 | 0 | 0 | 0 | 0 |  | 0 | 0 | 0 | 0 | 0 |  | 0 | 0 | 0 | 0 | 0 | 0 | 0
PG&E KERN | Wheeler Ridge | 70 | Geothermal |  |  | 0 | 0 |  | 0 | 0 |  | 0 | 0 |  | 0 | 0 | 0 | 0 | 0 |  | 0 | 0 | 0 | 0 | 0 |  | 0 | 0 | 0 | 0 | 0 | 0 | 0
SCE Northern | Whirlwind | 230 | Geothermal |  |  | 0 | 0 |  | 0 | 0 |  | 0 | 0 |  | 0 | 0 | 0 | 0 | 0 |  | 0 | 0 | 0 | 0 | 0 |  | 0 | 0 | 0 | 0 | 0 | 0 | 0
SCE Northern | Whirlwind | 500 | Geothermal |  |  | 0 | 0 |  | 0 | 0 |  | 0 | 0 |  | 0 | 0 | 0 | 0 | 0 |  | 0 | 0 | 0 | 0 | 0 |  | 0 | 0 | 0 | 0 | 0 | 0 | 0
PG&E GBA | Whisman | 115 | Geothermal |  |  | 0 | 0 |  | 0 | 0 |  | 0 | 0 |  | 0 | 0 | 0 | 0 | 0 |  | 0 | 0 | 0 | 0 | 0 |  | 0 | 0 | 0 | 0 | 0 | 0 | 0
SCE Eastern | Wildlife | 230 | Geothermal |  |  | 0 | 0 |  | 0 | 0 |  | 0 | 0 |  | 0 | 0 | 0 | 0 | 0 |  | 0 | 0 | 0 | 0 | 0 |  | 0 | 0 | 0 | 0 | 0 | 0 | 0
PG&E FRESNO | Wilson | 115 | Geothermal |  |  | 0 | 0 |  | 0 | 0 |  | 0 | 0 |  | 0 | 0 | 0 | 0 | 0 |  | 0 | 0 | 0 | 0 | 0 |  | 0 | 0 | 0 | 0 | 0 | 0 | 0
PG&E FRESNO | Wilson | 230 | Geothermal |  |  | 0 | 0 |  | 0 | 0 |  | 0 | 0 |  | 0 | 0 | 0 | 0 | 0 |  | 0 | 0 | 0 | 0 | 0 |  | 0 | 0 | 0 | 0 | 0 | 0 | 0
SCE Northern | Windhub | 230 | Geothermal |  |  | 0 | 0 |  | 0 | 0 |  | 0 | 0 |  | 0 | 0 | 0 | 0 | 0 |  | 0 | 0 | 0 | 0 | 0 |  | 0 | 0 | 0 | 0 | 0 | 0 | 0
SCE Northern | Windhub | 500 | Geothermal |  |  | 0 | 0 |  | 0 | 0 |  | 0 | 0 |  | 0 | 0 | 0 | 0 | 0 |  | 0 | 0 | 0 | 0 | 0 |  | 0 | 0 | 0 | 0 | 0 | 0 | 0
PG&E GBA | Windmaster | 230 | Geothermal |  |  | 0 | 0 |  | 0 | 0 |  | 0 | 0 |  | 0 | 0 | 0 | 0 | 0 |  | 0 | 0 | 0 | 0 | 0 |  | 0 | 0 | 0 | 0 | 0 | 0 | 0
PG&E NGBA | Windsor | 60 | Geothermal |  |  | 0 | 0 |  | 0 | 0 |  | 0 | 0 |  | 0 | 0 | 0 | 0 | 0 |  | 0 | 0 | 0 | 0 | 0 |  | 0 | 0 | 0 | 0 | 0 | 0 | 0
PG&E NGBA | Woodland | 115 | Geothermal |  |  | 0 | 0 |  | 0 | 0 |  | 0 | 0 |  | 0 | 0 | 0 | 0 | 0 |  | 0 | 0 | 0 | 0 | 0 |  | 0 | 0 | 0 | 0 | 0 | 0 | 0
PG&E FRESNO | Woodward | 115 | Geothermal |  |  | 0 | 0 |  | 0 | 0 |  | 0 | 0 |  | 0 | 0 | 0 | 0 | 0 |  | 0 | 0 | 0 | 0 | 0 |  | 0 | 0 | 0 | 0 | 0 | 0 | 0
PG&E NGBA | Wyandotte | 115 | Geothermal |  |  | 0 | 0 |  | 0 | 0 |  | 0 | 0 |  | 0 | 0 | 0 | 0 | 0 |  | 0 | 0 | 0 | 0 | 0 |  | 0 | 0 | 0 | 0 | 0 | 0 | 0
PG&E KERN | 7th Standard | 115 | Biomass |  |  | 0 | 0 |  | 0 | 0 |  | 0 | 0 |  | 0 | 0 | 0 | 0 | 0 |  | 0 | 0 | 0 | 0 | 0 |  | 0 | 0 | 0 | 0 | 0 | 0 | 0
SCE Metro | Alamitos | 230 | Biomass |  |  | 0 | 0 |  | 0 | 0 |  | 0 | 0 |  | 0 | 0 | 0 | 0 | 0 |  | 0 | 0 | 0 | 0 | 0 |  | 0 | 0 | 0 | 0 | 0 | 0 | 0
SCE Eastern | Alberhill | 115 | Biomass |  |  | 0 | 0 |  | 0 | 0 |  | 0 | 0 |  | 0 | 0 | 0 | 0 | 0 |  | 0 | 0 | 0 | 0 | 0 |  | 0 | 0 | 0 | 0 | 0 | 0 | 0
SCE Eastern | Alberhill | 500 | Biomass |  |  | 0 | 0 |  | 0 | 0 |  | 0 | 0 |  | 0 | 0 | 0 | 0 | 0 |  | 0 | 0 | 0 | 0 | 0 |  | 0 | 0 | 0 | 0 | 0 | 0 | 0
PG&E GBA | Alhambra | 115 | Biomass |  |  | 0 | 0 |  | 0 | 0 |  | 0 | 0 |  | 0 | 0 | 0 | 0 | 0 |  | 0 | 0 | 0 | 0 | 0 |  | 0 | 0 | 0 | 0 | 0 | 0 | 0
PG&E FRESNO | Alpaugh | 115 | Biomass |  |  | 0 | 0 |  | 0 | 0 |  | 0 | 0 |  | 0 | 0 | 0 | 0 | 0 |  | 0 | 0 | 0 | 0 | 0 |  | 0 | 0 | 0 | 0 | 0 | 0 | 0
SDGE | Alpine | 69 | Biomass |  |  | 0 | 0 |  | 0 | 0 |  | 0 | 0 |  | 0 | 0 | 0 | 0 | 0 |  | 0 | 0 | 0 | 0 | 0 |  | 0 | 0 | 0 | 0 | 0 | 0 | 0
PG&E GBA | Altamont Midway (Sandhill) | 230 | Biomass |  |  | 0 | 0 |  | 0 | 0 |  | 0 | 0 |  | 0 | 0 | 0 | 0 | 0 |  | 0 | 0 | 0 | 0 | 0 |  | 0 | 0 | 0 | 0 | 0 | 0 | 0
SCE Northern | Antelope | 66 | Biomass |  |  | 0 | 0 |  | 0 | 0 |  | 0 | 0 |  | 0 | 0 | 0 | 0 | 0 |  | 0 | 0 | 0 | 0 | 0 |  | 0 | 0 | 0 | 0 | 0 | 0 | 0
SCE Northern | Antelope | 230 | Biomass |  |  | 0 | 0 |  | 0 | 0 |  | 0 | 0 |  | 0 | 0 | 0 | 0 | 0 |  | 0 | 0 | 0 | 0 | 0 |  | 0 | 0 | 0 | 0 | 0 | 0 | 0
SCE Northern | Antelope | 500 | Biomass |  |  | 0 | 0 |  | 0 | 0 |  | 0 | 0 |  | 0 | 0 | 0 | 0 | 0 |  | 0 | 0 | 0 | 0 | 0 |  | 0 | 0 | 0 | 0 | 0 | 0 | 0
PG&E NGBA | Arcata | 60 | Biomass |  |  | 0 | 0 |  | 0 | 0 |  | 0 | 0 |  | 0 | 0 | 0 | 0 | 0 |  | 0 | 0 | 0 | 0 | 0 |  | 0 | 0 | 0 | 0 | 0 | 0 | 0
PG&E KERN | Arco | 230 | Biomass |  |  | 0 | 0 |  | 0 | 0 |  | 0 | 0 |  | 0 | 0 | 0 | 0 | 0 |  | 0 | 0 | 0 | 0 | 0 |  | 0 | 0 | 0 | 0 | 0 | 0 | 0
PG&E KERN | Arco | 70 | Biomass |  |  | 0 | 0 |  | 0 | 0 |  | 0 | 0 |  | 0 | 0 | 0 | 0 | 0 |  | 0 | 0 | 0 | 0 | 0 |  | 0 | 0 | 0 | 0 | 0 | 0 | 0
SCE Metro | ArcoGen | 230 | Biomass |  |  | 0 | 0 |  | 0 | 0 |  | 0 | 0 |  | 0 | 0 | 0 | 0 | 0 |  | 0 | 0 | 0 | 0 | 0 |  | 0 | 0 | 0 | 0 | 0 | 0 | 0
SDGE | Artesian | 230 | Biomass |  |  | 0 | 0 |  | 0 | 0 |  | 0 | 0 |  | 0 | 0 | 0 | 0 | 0 |  | 0 | 0 | 0 | 0 | 0 |  | 0 | 0 | 0 | 0 | 0 | 0 | 0
SDGE | Artesian | 69 | Biomass |  |  | 0 | 0 |  | 0 | 0 |  | 0 | 0 |  | 0 | 0 | 0 | 0 | 0 |  | 0 | 0 | 0 | 0 | 0 |  | 0 | 0 | 0 | 0 | 0 | 0 | 0
PG&E FRESNO | Ashlan | 230 | Biomass |  |  | 0 | 0 |  | 0 | 0 |  | 0 | 0 |  | 0 | 0 | 0 | 0 | 0 |  | 0 | 0 | 0 | 0 | 0 |  | 0 | 0 | 0 | 0 | 0 | 0 | 0
PG&E NGBA | Atlantic | 115 | Biomass |  |  | 0 | 0 |  | 0 | 0 |  | 0 | 0 |  | 0 | 0 | 0 | 0 | 0 |  | 0 | 0 | 0 | 0 | 0 |  | 0 | 0 | 0 | 0 | 0 | 0 | 0
PG&E NGBA | Atlantic | 230 | Biomass |  |  | 0 | 0 |  | 0 | 0 |  | 0 | 0 |  | 0 | 0 | 0 | 0 | 0 |  | 0 | 0 | 0 | 0 | 0 |  | 0 | 0 | 0 | 0 | 0 | 0 | 0
PG&E NGBA | Atlantic | 60 | Biomass |  |  | 0 | 0 |  | 0 | 0 |  | 0 | 0 |  | 0 | 0 | 0 | 0 | 0 |  | 0 | 0 | 0 | 0 | 0 |  | 0 | 0 | 0 | 0 | 0 | 0 | 0
PG&E FRESNO | Atwater | 115 | Biomass |  |  | 0 | 0 |  | 0 | 0 |  | 0 | 0 |  | 0 | 0 | 0 | 0 | 0 |  | 0 | 0 | 0 | 0 | 0 |  | 0 | 0 | 0 | 0 | 0 | 0 | 0
PG&E GBA | Avena | 115 | Biomass |  |  | 0 | 0 |  | 0 | 0 |  | 0 | 0 |  | 0 | 0 | 0 | 0 | 0 |  | 0 | 0 | 0 | 0 | 0 |  | 0 | 0 | 0 | 0 | 0 | 0 | 0
SDGE | Avocado | 69 | Biomass |  |  | 0 | 0 |  | 0 | 0 |  | 0 | 0 |  | 0 | 0 | 0 | 0 | 0 |  | 0 | 0 | 0 | 0 | 0 |  | 0 | 0 | 0 | 0 | 0 | 0 | 0
PG&E NGBA | Bahia | 230 | Biomass |  |  | 0 | 0 |  | 0 | 0 |  | 0 | 0 |  | 0 | 0 | 0 | 0 | 0 |  | 0 | 0 | 0 | 0 | 0 |  | 0 | 0 | 0 | 0 | 0 | 0 | 0
SCE Northern | Bailey | 230 | Biomass |  |  | 0 | 0 |  | 0 | 0 |  | 0 | 0 |  | 0 | 0 | 0 | 0 | 0 |  | 0 | 0 | 0 | 0 | 0 |  | 0 | 0 | 0 | 0 | 0 | 0 | 0
SCE NOL | Baker | 115 | Biomass |  |  | 0 | 0 |  | 0 | 0 |  | 0 | 0 |  | 0 | 0 | 0 | 0 | 0 |  | 0 | 0 | 0 | 0 | 0 |  | 0 | 0 | 0 | 0 | 0 | 0 | 0
PG&E KERN | Bakersfield | 230 | Biomass |  |  | 0 | 0 |  | 0 | 0 |  | 0 | 0 |  | 0 | 0 | 0 | 0 | 0 |  | 0 | 0 | 0 | 0 | 0 |  | 0 | 0 | 0 | 0 | 0 | 0 | 0
PG&E FRESNO | Balch | 230 | Biomass |  |  | 0 | 0 |  | 0 | 0 |  | 0 | 0 |  | 0 | 0 | 0 | 0 | 0 |  | 0 | 0 | 0 | 0 | 0 |  | 0 | 0 | 0 | 0 | 0 | 0 | 0
SCE Eastern | Bannister | 230 | Biomass |  |  | 0 | 0 |  | 0 | 0 |  | 0 | 0 |  | 0 | 0 | 0 | 0 | 0 |  | 0 | 0 | 0 | 0 | 0 |  | 0 | 0 | 0 | 0 | 0 | 0 | 0
SCE Metro | Barre | 230 | Biomass |  |  | 0 | 0 |  | 0 | 0 |  | 0 | 0 |  | 0 | 0 | 0 | 0 | 0 |  | 0 | 0 | 0 | 0 | 0 |  | 0 | 0 | 0 | 0 | 0 | 0 | 0
SDGE | Bay Boulevard | 69 | Biomass |  |  | 0 | 0 |  | 0 | 0 |  | 0 | 0 |  | 0 | 0 | 0 | 0 | 0 |  | 0 | 0 | 0 | 0 | 0 |  | 0 | 0 | 0 | 0 | 0 | 0 | 0
SDGE | Bay Boulevard | 230 | Biomass |  |  | 0 | 0 |  | 0 | 0 |  | 0 | 0 |  | 0 | 0 | 0 | 0 | 0 |  | 0 | 0 | 0 | 0 | 0 |  | 0 | 0 | 0 | 0 | 0 | 0 | 0
EOP | Beatty | 138 | Biomass |  |  | 0 | 0 |  | 0 | 0 |  | 0 | 0 |  | 0 | 0 | 0 | 0 | 0 |  | 0 | 0 | 0 | 0 | 0 |  | 0 | 0 | 0 | 0 | 0 | 0 | 0
EOP | Beatty | 230 | Biomass |  |  | 0 | 0 |  | 0 | 0 |  | 0 | 0 |  | 0 | 0 | 0 | 0 | 0 |  | 0 | 0 | 0 | 0 | 0 |  | 0 | 0 | 0 | 0 | 0 | 0 | 0
PG&E NGBA | Belden | 230 | Biomass |  |  | 0 | 0 |  | 0 | 0 |  | 0 | 0 |  | 0 | 0 | 0 | 0 | 0 |  | 0 | 0 | 0 | 0 | 0 |  | 0 | 0 | 0 | 0 | 0 | 0 | 0
PG&E NGBA | Bell | 115 | Biomass |  |  | 0 | 0 |  | 0 | 0 |  | 0 | 0 |  | 0 | 0 | 0 | 0 | 0 |  | 0 | 0 | 0 | 0 | 0 |  | 0 | 0 | 0 | 0 | 0 | 0 | 0
PG&E NGBA | Bellevue | 115 | Biomass |  |  | 0 | 0 |  | 0 | 0 |  | 0 | 0 |  | 0 | 0 | 0 | 0 | 0 |  | 0 | 0 | 0 | 0 | 0 |  | 0 | 0 | 0 | 0 | 0 | 0 | 0
PG&E GBA | Bellota | 115 | Biomass |  |  | 0 | 0 |  | 0 | 0 |  | 0 | 0 |  | 0 | 0 | 0 | 0 | 0 |  | 0 | 0 | 0 | 0 | 0 |  | 0 | 0 | 0 | 0 | 0 | 0 | 0
PG&E GBA | Bellota | 230 | Biomass |  |  | 0 | 0 |  | 0 | 0 |  | 0 | 0 |  | 0 | 0 | 0 | 0 | 0 |  | 0 | 0 | 0 | 0 | 0 |  | 0 | 0 | 0 | 0 | 0 | 0 | 0
SCE Northern | Big Creek | 230 | Biomass |  |  | 0 | 0 |  | 0 | 0 |  | 0 | 0 |  | 0 | 0 | 0 | 0 | 0 |  | 0 | 0 | 0 | 0 | 0 |  | 0 | 0 | 0 | 0 | 0 | 0 | 0
PG&E FRESNO | Biola | 70 | Biomass |  |  | 0 | 0 |  | 0 | 0 |  | 0 | 0 |  | 0 | 0 | 0 | 0 | 0 |  | 0 | 0 | 0 | 0 | 0 |  | 0 | 0 | 0 | 0 | 0 | 0 | 0
PG&E GBA | Birds Landing | 230 | Biomass |  |  | 0 | 0 |  | 0 | 0 |  | 0 | 0 |  | 0 | 0 | 0 | 0 | 0 |  | 0 | 0 | 0 | 0 | 0 |  | 0 | 0 | 0 | 0 | 0 | 0 | 0
SCE Northern | Bliss | 66 | Biomass |  |  | 0 | 0 |  | 0 | 0 |  | 0 | 0 |  | 0 | 0 | 0 | 0 | 0 |  | 0 | 0 | 0 | 0 | 0 |  | 0 | 0 | 0 | 0 | 0 | 0 | 0
SCE Eastern | Blythe | 161 | Biomass |  |  | 0 | 0 |  | 0 | 0 |  | 0 | 0 |  | 0 | 0 | 0 | 0 | 0 |  | 0 | 0 | 0 | 0 | 0 |  | 0 | 0 | 0 | 0 | 0 | 0 | 0
PG&E NGBA | Bogue | 115 | Biomass |  |  | 0 | 0 |  | 0 | 0 |  | 0 | 0 |  | 0 | 0 | 0 | 0 | 0 |  | 0 | 0 | 0 | 0 | 0 |  | 0 | 0 | 0 | 0 | 0 | 0 | 0
PG&E FRESNO | Borden | 230 | Biomass |  |  | 0 | 0 |  | 0 | 0 |  | 0 | 0 |  | 0 | 0 | 0 | 0 | 0 |  | 0 | 0 | 0 | 0 | 0 |  | 0 | 0 | 0 | 0 | 0 | 0 | 0
PG&E FRESNO | Borden | 70 | Biomass |  |  | 0 | 0 |  | 0 | 0 |  | 0 | 0 |  | 0 | 0 | 0 | 0 | 0 |  | 0 | 0 | 0 | 0 | 0 |  | 0 | 0 | 0 | 0 | 0 | 0 | 0
SDGE | Boulevard East | 138 | Biomass |  |  | 0 | 0 |  | 0 | 0 |  | 0 | 0 |  | 0 | 0 | 0 | 0 | 0 |  | 0 | 0 | 0 | 0 | 0 |  | 0 | 0 | 0 | 0 | 0 | 0 | 0
SDGE | Boulevard East | 69 | Biomass |  |  | 0 | 0 |  | 0 | 0 |  | 0 | 0 |  | 0 | 0 | 0 | 0 | 0 |  | 0 | 0 | 0 | 0 | 0 |  | 0 | 0 | 0 | 0 | 0 | 0 | 0
PG&E GBA | Brentwood | 230 | Biomass |  |  | 0 | 0 |  | 0 | 0 |  | 0 | 0 |  | 0 | 0 | 0 | 0 | 0 |  | 0 | 0 | 0 | 0 | 0 |  | 0 | 0 | 0 | 0 | 0 | 0 | 0
PG&E NGBA | Bridgeville | 115 | Biomass |  |  | 0 | 0 |  | 0 | 0 |  | 0 | 0 |  | 0 | 0 | 0 | 0 | 0 |  | 0 | 0 | 0 | 0 | 0 |  | 0 | 0 | 0 | 0 | 0 | 0 | 0
PG&E NGBA | Brighton | 115 | Biomass |  |  | 0 | 0 |  | 0 | 0 |  | 0 | 0 |  | 0 | 0 | 0 | 0 | 0 |  | 0 | 0 | 0 | 0 | 0 |  | 0 | 0 | 0 | 0 | 0 | 0 | 0
PG&E NGBA | Brighton | 230 | Biomass |  |  | 0 | 0 |  | 0 | 0 |  | 0 | 0 |  | 0 | 0 | 0 | 0 | 0 |  | 0 | 0 | 0 | 0 | 0 |  | 0 | 0 | 0 | 0 | 0 | 0 | 0
PG&E NGBA | Brunswick | 115 | Biomass |  |  | 0 | 0 |  | 0 | 0 |  | 0 | 0 |  | 0 | 0 | 0 | 0 | 0 |  | 0 | 0 | 0 | 0 | 0 |  | 0 | 0 | 0 | 0 | 0 | 0 | 0
PG&E NGBA | Bucks Creek | 230 | Biomass |  |  | 0 | 0 |  | 0 | 0 |  | 0 | 0 |  | 0 | 0 | 0 | 0 | 0 |  | 0 | 0 | 0 | 0 | 0 |  | 0 | 0 | 0 | 0 | 0 | 0 | 0
PG&E KERN | Buena Vista | 230 | Biomass |  |  | 0 | 0 |  | 0 | 0 |  | 0 | 0 |  | 0 | 0 | 0 | 0 | 0 |  | 0 | 0 | 0 | 0 | 0 |  | 0 | 0 | 0 | 0 | 0 | 0 | 0
PG&E FRESNO | Bullard | 115 | Biomass |  |  | 0 | 0 |  | 0 | 0 |  | 0 | 0 |  | 0 | 0 | 0 | 0 | 0 |  | 0 | 0 | 0 | 0 | 0 |  | 0 | 0 | 0 | 0 | 0 | 0 | 0
PG&E GBA | Burlingame | 115 | Biomass |  |  | 0 | 0 |  | 0 | 0 |  | 0 | 0 |  | 0 | 0 | 0 | 0 | 0 |  | 0 | 0 | 0 | 0 | 0 |  | 0 | 0 | 0 | 0 | 0 | 0 | 0
PG&E NGBA | Burney Forest | 230 | Biomass |  |  | 0 | 0 |  | 0 | 0 |  | 0 | 0 |  | 0 | 0 | 0 | 0 | 0 |  | 0 | 0 | 0 | 0 | 0 |  | 0 | 0 | 0 | 0 | 0 | 0 | 0
PG&E NGBA | Butte | 115 | Biomass |  |  | 0 | 0 |  | 0 | 0 |  | 0 | 0 |  | 0 | 0 | 0 | 0 | 0 |  | 0 | 0 | 0 | 0 | 0 |  | 0 | 0 | 0 | 0 | 0 | 0 | 0
PG&E KERN | Cabrillo | 115 | Biomass |  |  | 0 | 0 |  | 0 | 0 |  | 0 | 0 |  | 0 | 0 | 0 | 0 | 0 |  | 0 | 0 | 0 | 0 | 0 |  | 0 | 0 | 0 | 0 | 0 | 0 | 0
PG&E FRESNO | Cal Flats | 230 | Biomass |  |  | 0 | 0 |  | 0 | 0 |  | 0 | 0 |  | 0 | 0 | 0 | 0 | 0 |  | 0 | 0 | 0 | 0 | 0 |  | 0 | 0 | 0 | 0 | 0 | 0 | 0
SCE NOL | Calcite | 230 | Biomass |  |  | 0 | 0 |  | 0 | 0 |  | 0 | 0 |  | 0 | 0 | 0 | 0 | 0 |  | 0 | 0 | 0 | 0 | 0 |  | 0 | 0 | 0 | 0 | 0 | 0 | 0
PG&E KERN | Caliente | 230 | Biomass |  |  | 0 | 0 |  | 0 | 0 |  | 0 | 0 |  | 0 | 0 | 0 | 0 | 0 |  | 0 | 0 | 0 | 0 | 0 |  | 0 | 0 | 0 | 0 | 0 | 0 | 0
PG&E FRESNO | California Ave | 115 | Biomass |  |  | 0 | 0 |  | 0 | 0 |  | 0 | 0 |  | 0 | 0 | 0 | 0 | 0 |  | 0 | 0 | 0 | 0 | 0 |  | 0 | 0 | 0 | 0 | 0 | 0 | 0
PG&E KERN | Callender | 115 | Biomass |  |  | 0 | 0 |  | 0 | 0 |  | 0 | 0 |  | 0 | 0 | 0 | 0 | 0 |  | 0 | 0 | 0 | 0 | 0 |  | 0 | 0 | 0 | 0 | 0 | 0 | 0
PG&E NGBA | Calpella | 115 | Biomass |  |  | 0 | 0 |  | 0 | 0 |  | 0 | 0 |  | 0 | 0 | 0 | 0 | 0 |  | 0 | 0 | 0 | 0 | 0 |  | 0 | 0 | 0 | 0 | 0 | 0 | 0
PG&E GBA | Camanche | 230 | Biomass |  |  | 0 | 0 |  | 0 | 0 |  | 0 | 0 |  | 0 | 0 | 0 | 0 | 0 |  | 0 | 0 | 0 | 0 | 0 |  | 0 | 0 | 0 | 0 | 0 | 0 | 0
SDGE | Cameron | 69 | Biomass |  |  | 0 | 0 |  | 0 | 0 |  | 0 | 0 |  | 0 | 0 | 0 | 0 | 0 |  | 0 | 0 | 0 | 0 | 0 |  | 0 | 0 | 0 | 0 | 0 | 0 | 0
SDGE | Cannon | 69 | Biomass |  |  | 0 | 0 |  | 0 | 0 |  | 0 | 0 |  | 0 | 0 | 0 | 0 | 0 |  | 0 | 0 | 0 | 0 | 0 |  | 0 | 0 | 0 | 0 | 0 | 0 | 0
PG&E FRESNO | Cantua | 115 | Biomass |  |  | 0 | 0 |  | 0 | 0 |  | 0 | 0 |  | 0 | 0 | 0 | 0 | 0 |  | 0 | 0 | 0 | 0 | 0 |  | 0 | 0 | 0 | 0 | 0 | 0 | 0
SDGE | Capistrano | 138 | Biomass |  |  | 0 | 0 |  | 0 | 0 |  | 0 | 0 |  | 0 | 0 | 0 | 0 | 0 |  | 0 | 0 | 0 | 0 | 0 |  | 0 | 0 | 0 | 0 | 0 | 0 | 0
SDGE | Capistrano | 230 | Biomass |  |  | 0 | 0 |  | 0 | 0 |  | 0 | 0 |  | 0 | 0 | 0 | 0 | 0 |  | 0 | 0 | 0 | 0 | 0 |  | 0 | 0 | 0 | 0 | 0 | 0 | 0
PG&E NGBA | Carberry | 230 | Biomass |  |  | 0 | 0 |  | 0 | 0 |  | 0 | 0 |  | 0 | 0 | 0 | 0 | 0 |  | 0 | 0 | 0 | 0 | 0 |  | 0 | 0 | 0 | 0 | 0 | 0 | 0
SCE Eastern | Cardiff | 66 | Biomass |  |  | 0 | 0 |  | 0 | 0 |  | 0 | 0 |  | 0 | 0 | 0 | 0 | 0 |  | 0 | 0 | 0 | 0 | 0 |  | 0 | 0 | 0 | 0 | 0 | 0 | 0
PG&E NGBA | Caribou | 60 | Biomass |  |  | 0 | 0 |  | 0 | 0 |  | 0 | 0 |  | 0 | 0 | 0 | 0 | 0 |  | 0 | 0 | 0 | 0 | 0 |  | 0 | 0 | 0 | 0 | 0 | 0 | 0
PG&E NGBA | Caribou | 115 | Biomass |  |  | 0 | 0 |  | 0 | 0 |  | 0 | 0 |  | 0 | 0 | 0 | 0 | 0 |  | 0 | 0 | 0 | 0 | 0 |  | 0 | 0 | 0 | 0 | 0 | 0 | 0
PG&E NGBA | Caribou | 230 | Biomass |  |  | 0 | 0 |  | 0 | 0 |  | 0 | 0 |  | 0 | 0 | 0 | 0 | 0 |  | 0 | 0 | 0 | 0 | 0 |  | 0 | 0 | 0 | 0 | 0 | 0 | 0
EOP | Carpenter Canyon (fka Gamebird) | 138 | Biomass |  |  | 0 | 0 |  | 0 | 0 |  | 0 | 0 |  | 0 | 0 | 0 | 0 | 0 |  | 0 | 0 | 0 | 0 | 0 |  | 0 | 0 | 0 | 0 | 0 | 0 | 0
EOP | Carpenter Canyon (fka Gamebird) | 230 | Biomass |  |  | 0 | 0 |  | 0 | 0 |  | 0 | 0 |  | 0 | 0 | 0 | 0 | 0 |  | 0 | 0 | 0 | 0 | 0 |  | 0 | 0 | 0 | 0 | 0 | 0 | 0
PG&E NGBA | Carquinez | 115 | Biomass |  |  | 0 | 0 |  | 0 | 0 |  | 0 | 0 |  | 0 | 0 | 0 | 0 | 0 |  | 0 | 0 | 0 | 0 | 0 |  | 0 | 0 | 0 | 0 | 0 | 0 | 0
SDGE | Carrizo Gorge | 138 | Biomass |  |  | 0 | 0 |  | 0 | 0 |  | 0 | 0 |  | 0 | 0 | 0 | 0 | 0 |  | 0 | 0 | 0 | 0 | 0 |  | 0 | 0 | 0 | 0 | 0 | 0 | 0
PG&E KERN | Carrizo Plains | 115 | Biomass |  |  | 0 | 0 |  | 0 | 0 |  | 0 | 0 |  | 0 | 0 | 0 | 0 | 0 |  | 0 | 0 | 0 | 0 | 0 |  | 0 | 0 | 0 | 0 | 0 | 0 | 0
PG&E KERN | Casaloma | 230 | Biomass |  |  | 0 | 0 |  | 0 | 0 |  | 0 | 0 |  | 0 | 0 | 0 | 0 | 0 |  | 0 | 0 | 0 | 0 | 0 |  | 0 | 0 | 0 | 0 | 0 | 0 | 0
PG&E GBA | Castro Valley | 230 | Biomass |  |  | 0 | 0 |  | 0 | 0 |  | 0 | 0 |  | 0 | 0 | 0 | 0 | 0 |  | 0 | 0 | 0 | 0 | 0 |  | 0 | 0 | 0 | 0 | 0 | 0 | 0
PG&E GBA | Cayetano | 230 | Biomass |  |  | 0 | 0 |  | 0 | 0 |  | 0 | 0 |  | 0 | 0 | 0 | 0 | 0 |  | 0 | 0 | 0 | 0 | 0 |  | 0 | 0 | 0 | 0 | 0 | 0 | 0
SCE Metro | Center | 230 | Biomass |  |  | 0 | 0 |  | 0 | 0 |  | 0 | 0 |  | 0 | 0 | 0 | 0 | 0 |  | 0 | 0 | 0 | 0 | 0 |  | 0 | 0 | 0 | 0 | 0 | 0 | 0
PG&E KERN | Charca | 115 | Biomass |  |  | 0 | 0 |  | 0 | 0 |  | 0 | 0 |  | 0 | 0 | 0 | 0 | 0 |  | 0 | 0 | 0 | 0 | 0 |  | 0 | 0 | 0 | 0 | 0 | 0 | 0
EOP | Charleston | 138 | Biomass |  |  | 0 | 0 |  | 0 | 0 |  | 0 | 0 |  | 0 | 0 | 0 | 0 | 0 |  | 0 | 0 | 0 | 0 | 0 |  | 0 | 0 | 0 | 0 | 0 | 0 | 0
SCE Metro | Chevmain | 230 | Biomass |  |  | 0 | 0 |  | 0 | 0 |  | 0 | 0 |  | 0 | 0 | 0 | 0 | 0 |  | 0 | 0 | 0 | 0 | 0 |  | 0 | 0 | 0 | 0 | 0 | 0 | 0
SDGE | Chicarita | 138 | Biomass |  |  | 0 | 0 |  | 0 | 0 |  | 0 | 0 |  | 0 | 0 | 0 | 0 | 0 |  | 0 | 0 | 0 | 0 | 0 |  | 0 | 0 | 0 | 0 | 0 | 0 | 0
SCE Metro | Chino | 230 | Biomass |  |  | 0 | 0 |  | 0 | 0 |  | 0 | 0 |  | 0 | 0 | 0 | 0 | 0 |  | 0 | 0 | 0 | 0 | 0 |  | 0 | 0 | 0 | 0 | 0 | 0 | 0
PG&E FRESNO | Chowchilla | 115 | Biomass |  |  | 0 | 0 |  | 0 | 0 |  | 0 | 0 |  | 0 | 0 | 0 | 0 | 0 |  | 0 | 0 | 0 | 0 | 0 |  | 0 | 0 | 0 | 0 | 0 | 0 | 0
PG&E GBA | Christie | 60 | Biomass |  |  | 0 | 0 |  | 0 | 0 |  | 0 | 0 |  | 0 | 0 | 0 | 0 | 0 |  | 0 | 0 | 0 | 0 | 0 |  | 0 | 0 | 0 | 0 | 0 | 0 | 0
PG&E GBA | Christie | 115 | Biomass |  |  | 0 | 0 |  | 0 | 0 |  | 0 | 0 |  | 0 | 0 | 0 | 0 | 0 |  | 0 | 0 | 0 | 0 | 0 |  | 0 | 0 | 0 | 0 | 0 | 0 | 0
SCE Eastern | Cielo Azul | 500 | Biomass |  |  | 0 | 0 |  | 0 | 0 |  | 0 | 0 |  | 0 | 0 | 0 | 0 | 0 |  | 0 | 0 | 0 | 0 | 0 |  | 0 | 0 | 0 | 0 | 0 | 0 | 0
PG&E GBA | Clay | 60 | Biomass |  |  | 0 | 0 |  | 0 | 0 |  | 0 | 0 |  | 0 | 0 | 0 | 0 | 0 |  | 0 | 0 | 0 | 0 | 0 |  | 0 | 0 | 0 | 0 | 0 | 0 | 0
PG&E GBA | Clayton | 115 | Biomass |  |  | 0 | 0 |  | 0 | 0 |  | 0 | 0 |  | 0 | 0 | 0 | 0 | 0 |  | 0 | 0 | 0 | 0 | 0 |  | 0 | 0 | 0 | 0 | 0 | 0 | 0
PG&E NGBA | Cloverdale | 115 | Biomass |  |  | 0 | 0 |  | 0 | 0 |  | 0 | 0 |  | 0 | 0 | 0 | 0 | 0 |  | 0 | 0 | 0 | 0 | 0 |  | 0 | 0 | 0 | 0 | 0 | 0 | 0
PG&E FRESNO | Clovis | 115 | Biomass |  |  | 0 | 0 |  | 0 | 0 |  | 0 | 0 |  | 0 | 0 | 0 | 0 | 0 |  | 0 | 0 | 0 | 0 | 0 |  | 0 | 0 | 0 | 0 | 0 | 0 | 0
PG&E GBA | Coburn | 230 | Biomass |  |  | 0 | 0 |  | 0 | 0 |  | 0 | 0 |  | 0 | 0 | 0 | 0 | 0 |  | 0 | 0 | 0 | 0 | 0 |  | 0 | 0 | 0 | 0 | 0 | 0 | 0
PG&E GBA | Coburn | 60 | Biomass |  |  | 0 | 0 |  | 0 | 0 |  | 0 | 0 |  | 0 | 0 | 0 | 0 | 0 |  | 0 | 0 | 0 | 0 | 0 |  | 0 | 0 | 0 | 0 | 0 | 0 | 0
PG&E NGBA | Colgate | 230 | Biomass |  |  | 0 | 0 |  | 0 | 0 |  | 0 | 0 |  | 0 | 0 | 0 | 0 | 0 |  | 0 | 0 | 0 | 0 | 0 |  | 0 | 0 | 0 | 0 | 0 | 0 | 0
PG&E GBA | Collierville | 230 | Biomass |  |  | 0 | 0 |  | 0 | 0 |  | 0 | 0 |  | 0 | 0 | 0 | 0 | 0 |  | 0 | 0 | 0 | 0 | 0 |  | 0 | 0 | 0 | 0 | 0 | 0 | 0
PG&E GBA | Collinsville | 230 | Biomass |  |  | 0 | 0 |  | 0 | 0 |  | 0 | 0 |  | 0 | 0 | 0 | 0 | 0 |  | 0 | 0 | 0 | 0 | 0 |  | 0 | 0 | 0 | 0 | 0 | 0 | 0
PG&E GBA | Collinsville | 500 | Biomass |  |  | 0 | 0 |  | 0 | 0 |  | 0 | 0 |  | 0 | 0 | 0 | 0 | 0 |  | 0 | 0 | 0 | 0 | 0 |  | 0 | 0 | 0 | 0 | 0 | 0 | 0
SCE Eastern | Colorado River | 230 | Biomass |  |  | 0 | 0 |  | 0 | 0 |  | 0 | 0 |  | 0 | 0 | 0 | 0 | 0 |  | 0 | 0 | 0 | 0 | 0 |  | 0 | 0 | 0 | 0 | 0 | 0 | 0
SCE Eastern | Colorado River | 500 | Biomass |  |  | 0 | 0 |  | 0 | 0 |  | 0 | 0 |  | 0 | 0 | 0 | 0 | 0 |  | 0 | 0 | 0 | 0 | 0 |  | 0 | 0 | 0 | 0 | 0 | 0 | 0
PG&E KERN | Columbus | 115 | Biomass |  |  | 0 | 0 |  | 0 | 0 |  | 0 | 0 |  | 0 | 0 | 0 | 0 | 0 |  | 0 | 0 | 0 | 0 | 0 |  | 0 | 0 | 0 | 0 | 0 | 0 | 0
PG&E GBA | Contra Costa | 115 | Biomass |  |  | 0 | 0 |  | 0 | 0 |  | 0 | 0 |  | 0 | 0 | 0 | 0 | 0 |  | 0 | 0 | 0 | 0 | 0 |  | 0 | 0 | 0 | 0 | 0 | 0 | 0
PG&E GBA | Contra Costa | 230 | Biomass |  |  | 0 | 0 |  | 0 | 0 |  | 0 | 0 |  | 0 | 0 | 0 | 0 | 0 |  | 0 | 0 | 0 | 0 | 0 |  | 0 | 0 | 0 | 0 | 0 | 0 | 0
PG&E GBA | Contra Costa PP | 230 | Biomass |  |  | 0 | 0 |  | 0 | 0 |  | 0 | 0 |  | 0 | 0 | 0 | 0 | 0 |  | 0 | 0 | 0 | 0 | 0 |  | 0 | 0 | 0 | 0 | 0 | 0 | 0
SCE NOL | Control | 115 | Biomass |  |  | 0 | 0 |  | 0 | 0 |  | 0 | 0 |  | 0 | 0 | 0 | 0 | 0 |  | 0 | 0 | 0 | 0 | 0 |  | 0 | 0 | 0 | 0 | 0 | 0 | 0
SCE NOL | Control | 55 | Biomass |  |  | 0 | 0 |  | 0 | 0 |  | 0 | 0 |  | 0 | 0 | 0 | 0 | 0 |  | 0 | 0 | 0 | 0 | 0 |  | 0 | 0 | 0 | 0 | 0 | 0 | 0
PG&E GBA | Cooley Landing | 115 | Biomass |  |  | 0 | 0 |  | 0 | 0 |  | 0 | 0 |  | 0 | 0 | 0 | 0 | 0 |  | 0 | 0 | 0 | 0 | 0 |  | 0 | 0 | 0 | 0 | 0 | 0 | 0
PG&E GBA | Cooley Landing | 60 | Biomass |  |  | 0 | 0 |  | 0 | 0 |  | 0 | 0 |  | 0 | 0 | 0 | 0 | 0 |  | 0 | 0 | 0 | 0 | 0 |  | 0 | 0 | 0 | 0 | 0 | 0 | 0
SCE NOL | Coolwater | 230 | Biomass |  |  | 0 | 0 |  | 0 | 0 |  | 0 | 0 |  | 0 | 0 | 0 | 0 | 0 |  | 0 | 0 | 0 | 0 | 0 |  | 0 | 0 | 0 | 0 | 0 | 0 | 0
SCE NOL | Coolwater | 115 | Biomass |  |  | 0 | 0 |  | 0 | 0 |  | 0 | 0 |  | 0 | 0 | 0 | 0 | 0 |  | 0 | 0 | 0 | 0 | 0 |  | 0 | 0 | 0 | 0 | 0 | 0 | 0
PG&E KERN | Copus | 70 | Biomass |  |  | 0 | 0 |  | 0 | 0 |  | 0 | 0 |  | 0 | 0 | 0 | 0 | 0 |  | 0 | 0 | 0 | 0 | 0 |  | 0 | 0 | 0 | 0 | 0 | 0 | 0
PG&E FRESNO | Corcoran | 70 | Biomass |  |  | 0 | 0 |  | 0 | 0 |  | 0 | 0 |  | 0 | 0 | 0 | 0 | 0 |  | 0 | 0 | 0 | 0 | 0 |  | 0 | 0 | 0 | 0 | 0 | 0 | 0
PG&E FRESNO | Corcoran | 115 | Biomass |  |  | 0 | 0 |  | 0 | 0 |  | 0 | 0 |  | 0 | 0 | 0 | 0 | 0 |  | 0 | 0 | 0 | 0 | 0 |  | 0 | 0 | 0 | 0 | 0 | 0 | 0
PG&E NGBA | Corona | 115 | Biomass |  |  | 0 | 0 |  | 0 | 0 |  | 0 | 0 |  | 0 | 0 | 0 | 0 | 0 |  | 0 | 0 | 0 | 0 | 0 |  | 0 | 0 | 0 | 0 | 0 | 0 | 0
PG&E NGBA | Cortina | 230 | Biomass |  |  | 0 | 0 |  | 0 | 0 |  | 0 | 0 |  | 0 | 0 | 0 | 0 | 0 |  | 0 | 0 | 0 | 0 | 0 |  | 0 | 0 | 0 | 0 | 0 | 0 | 0
PG&E NGBA | Cortina | 115 | Biomass |  |  | 0 | 0 |  | 0 | 0 |  | 0 | 0 |  | 0 | 0 | 0 | 0 | 0 |  | 0 | 0 | 0 | 0 | 0 |  | 0 | 0 | 0 | 0 | 0 | 0 | 0
PG&E GBA | Cottle | 230 | Biomass |  |  | 0 | 0 |  | 0 | 0 |  | 0 | 0 |  | 0 | 0 | 0 | 0 | 0 |  | 0 | 0 | 0 | 0 | 0 |  | 0 | 0 | 0 | 0 | 0 | 0 | 0
PG&E NGBA | Cottonwood | 115 | Biomass |  |  | 0 | 0 |  | 0 | 0 |  | 0 | 0 |  | 0 | 0 | 0 | 0 | 0 |  | 0 | 0 | 0 | 0 | 0 |  | 0 | 0 | 0 | 0 | 0 | 0 | 0
PG&E NGBA | Cottonwood | 230 | Biomass |  |  | 0 | 0 |  | 0 | 0 |  | 0 | 0 |  | 0 | 0 | 0 | 0 | 0 |  | 0 | 0 | 0 | 0 | 0 |  | 0 | 0 | 0 | 0 | 0 | 0 | 0
PG&E NGBA | Cottonwood | 60 | Biomass |  |  | 0 | 0 |  | 0 | 0 |  | 0 | 0 |  | 0 | 0 | 0 | 0 | 0 |  | 0 | 0 | 0 | 0 | 0 |  | 0 | 0 | 0 | 0 | 0 | 0 | 0
PG&E NGBA | Cove Road | 230 | Biomass |  |  | 0 | 0 |  | 0 | 0 |  | 0 | 0 |  | 0 | 0 | 0 | 0 | 0 |  | 0 | 0 | 0 | 0 | 0 |  | 0 | 0 | 0 | 0 | 0 | 0 | 0
PG&E GBA | Coyote | 230 | Biomass |  |  | 0 | 0 |  | 0 | 0 |  | 0 | 0 |  | 0 | 0 | 0 | 0 | 0 |  | 0 | 0 | 0 | 0 | 0 |  | 0 | 0 | 0 | 0 | 0 | 0 | 0
PG&E GBA | Crazy Horse Canyon | 115 | Biomass |  |  | 0 | 0 |  | 0 | 0 |  | 0 | 0 |  | 0 | 0 | 0 | 0 | 0 |  | 0 | 0 | 0 | 0 | 0 |  | 0 | 0 | 0 | 0 | 0 | 0 | 0
SDGE | Creelman | 69 | Biomass |  |  | 0 | 0 |  | 0 | 0 |  | 0 | 0 |  | 0 | 0 | 0 | 0 | 0 |  | 0 | 0 | 0 | 0 | 0 |  | 0 | 0 | 0 | 0 | 0 | 0 | 0
PG&E FRESNO | Crescent | 70 | Biomass |  |  | 0 | 0 |  | 0 | 0 |  | 0 | 0 |  | 0 | 0 | 0 | 0 | 0 |  | 0 | 0 | 0 | 0 | 0 |  | 0 | 0 | 0 | 0 | 0 | 0 | 0
PG&E FRESNO | Cressey | 115 | Biomass |  |  | 0 | 0 |  | 0 | 0 |  | 0 | 0 |  | 0 | 0 | 0 | 0 | 0 |  | 0 | 0 | 0 | 0 | 0 |  | 0 | 0 | 0 | 0 | 0 | 0 | 0
PG&E NGBA | Cresta | 230 | Biomass |  |  | 0 | 0 |  | 0 | 0 |  | 0 | 0 |  | 0 | 0 | 0 | 0 | 0 |  | 0 | 0 | 0 | 0 | 0 |  | 0 | 0 | 0 | 0 | 0 | 0 | 0
SDGE | Crestwood | 69 | Biomass |  |  | 0 | 0 |  | 0 | 0 |  | 0 | 0 |  | 0 | 0 | 0 | 0 | 0 |  | 0 | 0 | 0 | 0 | 0 |  | 0 | 0 | 0 | 0 | 0 | 0 | 0
PG&E GBA | Crow Creek | 60 | Biomass |  |  | 0 | 0 |  | 0 | 0 |  | 0 | 0 |  | 0 | 0 | 0 | 0 | 0 |  | 0 | 0 | 0 | 0 | 0 |  | 0 | 0 | 0 | 0 | 0 | 0 | 0
PG&E GBA | Crows Landing | 60 | Biomass |  |  | 0 | 0 |  | 0 | 0 |  | 0 | 0 |  | 0 | 0 | 0 | 0 | 0 |  | 0 | 0 | 0 | 0 | 0 |  | 0 | 0 | 0 | 0 | 0 | 0 | 0
PG&E GBA | Curtis | 115 | Biomass |  |  | 0 | 0 |  | 0 | 0 |  | 0 | 0 |  | 0 | 0 | 0 | 0 | 0 |  | 0 | 0 | 0 | 0 | 0 |  | 0 | 0 | 0 | 0 | 0 | 0 | 0
PG&E FRESNO | Dairyland | 115 | Biomass |  |  | 0 | 0 |  | 0 | 0 |  | 0 | 0 |  | 0 | 0 | 0 | 0 | 0 |  | 0 | 0 | 0 | 0 | 0 |  | 0 | 0 | 0 | 0 | 0 | 0 | 0
PG&E NGBA | Davis | 115 | Biomass |  |  | 0 | 0 |  | 0 | 0 |  | 0 | 0 |  | 0 | 0 | 0 | 0 | 0 |  | 0 | 0 | 0 | 0 | 0 |  | 0 | 0 | 0 | 0 | 0 | 0 | 0
SCE Metro | Del Amo | 500 | Biomass |  |  | 0 | 0 |  | 0 | 0 |  | 0 | 0 |  | 0 | 0 | 0 | 0 | 0 |  | 0 | 0 | 0 | 0 | 0 |  | 0 | 0 | 0 | 0 | 0 | 0 | 0
SCE Metro | Del Amo | 230 | Biomass |  |  | 0 | 0 |  | 0 | 0 |  | 0 | 0 |  | 0 | 0 | 0 | 0 | 0 |  | 0 | 0 | 0 | 0 | 0 |  | 0 | 0 | 0 | 0 | 0 | 0 | 0
SCE Eastern | Delaney | 500 | Biomass |  |  | 0 | 0 |  | 0 | 0 |  | 0 | 0 |  | 0 | 0 | 0 | 0 | 0 |  | 0 | 0 | 0 | 0 | 0 |  | 0 | 0 | 0 | 0 | 0 | 0 | 0
PG&E NGBA | Delevan | 230 | Biomass |  |  | 0 | 0 |  | 0 | 0 |  | 0 | 0 |  | 0 | 0 | 0 | 0 | 0 |  | 0 | 0 | 0 | 0 | 0 |  | 0 | 0 | 0 | 0 | 0 | 0 | 0
PG&E GBA | Delta PP | 230 | Biomass |  |  | 0 | 0 |  | 0 | 0 |  | 0 | 0 |  | 0 | 0 | 0 | 0 | 0 |  | 0 | 0 | 0 | 0 | 0 |  | 0 | 0 | 0 | 0 | 0 | 0 | 0
EOP | Desert View | 230 | Biomass |  |  | 0 | 0 |  | 0 | 0 |  | 0 | 0 |  | 0 | 0 | 0 | 0 | 0 |  | 0 | 0 | 0 | 0 | 0 |  | 0 | 0 | 0 | 0 | 0 | 0 | 0
SCE Eastern | Devers | 230 | Biomass |  |  | 0 | 0 |  | 0 | 0 |  | 0 | 0 |  | 0 | 0 | 0 | 0 | 0 |  | 0 | 0 | 0 | 0 | 0 |  | 0 | 0 | 0 | 0 | 0 | 0 | 0
SCE Eastern | Devers | 500 | Biomass |  |  | 0 | 0 |  | 0 | 0 |  | 0 | 0 |  | 0 | 0 | 0 | 0 | 0 |  | 0 | 0 | 0 | 0 | 0 |  | 0 | 0 | 0 | 0 | 0 | 0 | 0
PG&E KERN | Diablo Canyon | 230 | Biomass |  |  | 0 | 0 |  | 0 | 0 |  | 0 | 0 |  | 0 | 0 | 0 | 0 | 0 |  | 0 | 0 | 0 | 0 | 0 |  | 0 | 0 | 0 | 0 | 0 | 0 | 0
PG&E KERN | Diablo Canyon | 500 | Biomass |  |  | 0 | 0 |  | 0 | 0 |  | 0 | 0 |  | 0 | 0 | 0 | 0 | 0 |  | 0 | 0 | 0 | 0 | 0 |  | 0 | 0 | 0 | 0 | 0 | 0 | 0
PG&E KERN | Divide | 115 | Biomass |  |  | 0 | 0 |  | 0 | 0 |  | 0 | 0 |  | 0 | 0 | 0 | 0 | 0 |  | 0 | 0 | 0 | 0 | 0 |  | 0 | 0 | 0 | 0 | 0 | 0 | 0
PG&E GBA | Dixon Landing | 115 | Biomass |  |  | 0 | 0 |  | 0 | 0 |  | 0 | 0 |  | 0 | 0 | 0 | 0 | 0 |  | 0 | 0 | 0 | 0 | 0 |  | 0 | 0 | 0 | 0 | 0 | 0 | 0
PG&E FRESNO | Dos Amigos | 230 | Biomass |  |  | 0 | 0 |  | 0 | 0 |  | 0 | 0 |  | 0 | 0 | 0 | 0 | 0 |  | 0 | 0 | 0 | 0 | 0 |  | 0 | 0 | 0 | 0 | 0 | 0 | 0
PG&E NGBA | Drum | 115 | Biomass |  |  | 0 | 0 |  | 0 | 0 |  | 0 | 0 |  | 0 | 0 | 0 | 0 | 0 |  | 0 | 0 | 0 | 0 | 0 |  | 0 | 0 | 0 | 0 | 0 | 0 | 0
PG&E GBA | Dumbarton | 115 | Biomass |  |  | 0 | 0 |  | 0 | 0 |  | 0 | 0 |  | 0 | 0 | 0 | 0 | 0 |  | 0 | 0 | 0 | 0 | 0 |  | 0 | 0 | 0 | 0 | 0 | 0 | 0
SCE NOL | Dunn Siding | 115 | Biomass |  |  | 0 | 0 |  | 0 | 0 |  | 0 | 0 |  | 0 | 0 | 0 | 0 | 0 |  | 0 | 0 | 0 | 0 | 0 |  | 0 | 0 | 0 | 0 | 0 | 0 | 0
SCE Eastern | Eagle Mountain | 230 | Biomass |  |  | 0 | 0 |  | 0 | 0 |  | 0 | 0 |  | 0 | 0 | 0 | 0 | 0 |  | 0 | 0 | 0 | 0 | 0 |  | 0 | 0 | 0 | 0 | 0 | 0 | 0
PG&E NGBA | Eagle Rock (PGE) | 60 | Biomass |  |  | 0 | 0 |  | 0 | 0 |  | 0 | 0 |  | 0 | 0 | 0 | 0 | 0 |  | 0 | 0 | 0 | 0 | 0 |  | 0 | 0 | 0 | 0 | 0 | 0 | 0
PG&E NGBA | Eagle Rock (PGE) | 115 | Biomass |  |  | 0 | 0 |  | 0 | 0 |  | 0 | 0 |  | 0 | 0 | 0 | 0 | 0 |  | 0 | 0 | 0 | 0 | 0 |  | 0 | 0 | 0 | 0 | 0 | 0 | 0
SCE Metro | Eagle Rock (SCE) | 230 | Biomass |  |  | 0 | 0 |  | 0 | 0 |  | 0 | 0 |  | 0 | 0 | 0 | 0 | 0 |  | 0 | 0 | 0 | 0 | 0 |  | 0 | 0 | 0 | 0 | 0 | 0 | 0
PG&E NGBA | East Marysville | 115 | Biomass |  |  | 0 | 0 |  | 0 | 0 |  | 0 | 0 |  | 0 | 0 | 0 | 0 | 0 |  | 0 | 0 | 0 | 0 | 0 |  | 0 | 0 | 0 | 0 | 0 | 0 | 0
PG&E NGBA | East Nicolaus | 115 | Biomass |  |  | 0 | 0 |  | 0 | 0 |  | 0 | 0 |  | 0 | 0 | 0 | 0 | 0 |  | 0 | 0 | 0 | 0 | 0 |  | 0 | 0 | 0 | 0 | 0 | 0 | 0
PG&E NGBA | East Nicolaus | 60 | Biomass |  |  | 0 | 0 |  | 0 | 0 |  | 0 | 0 |  | 0 | 0 | 0 | 0 | 0 |  | 0 | 0 | 0 | 0 | 0 |  | 0 | 0 | 0 | 0 | 0 | 0 | 0
PG&E GBA | Eastshore | 115 | Biomass |  |  | 0 | 0 |  | 0 | 0 |  | 0 | 0 |  | 0 | 0 | 0 | 0 | 0 |  | 0 | 0 | 0 | 0 | 0 |  | 0 | 0 | 0 | 0 | 0 | 0 | 0
PG&E GBA | Eastshore | 230 | Biomass |  |  | 0 | 0 |  | 0 | 0 |  | 0 | 0 |  | 0 | 0 | 0 | 0 | 0 |  | 0 | 0 | 0 | 0 | 0 |  | 0 | 0 | 0 | 0 | 0 | 0 | 0
SDGE | ECO | 138 | Biomass |  |  | 0 | 0 |  | 0 | 0 |  | 0 | 0 |  | 0 | 0 | 0 | 0 | 0 |  | 0 | 0 | 0 | 0 | 0 |  | 0 | 0 | 0 | 0 | 0 | 0 | 0
SDGE | ECO | 230 | Biomass |  |  | 0 | 0 |  | 0 | 0 |  | 0 | 0 |  | 0 | 0 | 0 | 0 | 0 |  | 0 | 0 | 0 | 0 | 0 |  | 0 | 0 | 0 | 0 | 0 | 0 | 0
SDGE | ECO | 500 | Biomass |  |  | 0 | 0 |  | 0 | 0 |  | 0 | 0 |  | 0 | 0 | 0 | 0 | 0 |  | 0 | 0 | 0 | 0 | 0 |  | 0 | 0 | 0 | 0 | 0 | 0 | 0
PG&E GBA | Edenvale | 115 | Biomass |  |  | 0 | 0 |  | 0 | 0 |  | 0 | 0 |  | 0 | 0 | 0 | 0 | 0 |  | 0 | 0 | 0 | 0 | 0 |  | 0 | 0 | 0 | 0 | 0 | 0 | 0
PG&E GBA | Edes | 115 | Biomass |  |  | 0 | 0 |  | 0 | 0 |  | 0 | 0 |  | 0 | 0 | 0 | 0 | 0 |  | 0 | 0 | 0 | 0 | 0 |  | 0 | 0 | 0 | 0 | 0 | 0 | 0
PG&E GBA | Eight Mile | 230 | Biomass |  |  | 0 | 0 |  | 0 | 0 |  | 0 | 0 |  | 0 | 0 | 0 | 0 | 0 |  | 0 | 0 | 0 | 0 | 0 |  | 0 | 0 | 0 | 0 | 0 | 0 | 0
SDGE | El Cajon | 69 | Biomass |  |  | 0 | 0 |  | 0 | 0 |  | 0 | 0 |  | 0 | 0 | 0 | 0 | 0 |  | 0 | 0 | 0 | 0 | 0 |  | 0 | 0 | 0 | 0 | 0 | 0 | 0
SCE Eastern | El Casco | 230 | Biomass |  |  | 0 | 0 |  | 0 | 0 |  | 0 | 0 |  | 0 | 0 | 0 | 0 | 0 |  | 0 | 0 | 0 | 0 | 0 |  | 0 | 0 | 0 | 0 | 0 | 0 | 0
PG&E GBA | El Cerrito G | 115 | Biomass |  |  | 0 | 0 |  | 0 | 0 |  | 0 | 0 |  | 0 | 0 | 0 | 0 | 0 |  | 0 | 0 | 0 | 0 | 0 |  | 0 | 0 | 0 | 0 | 0 | 0 | 0
PG&E NGBA | El Dorado PH | 115 | Biomass |  |  | 0 | 0 |  | 0 | 0 |  | 0 | 0 |  | 0 | 0 | 0 | 0 | 0 |  | 0 | 0 | 0 | 0 | 0 |  | 0 | 0 | 0 | 0 | 0 | 0 | 0
PG&E FRESNO | El Nido (PGE) | 115 | Biomass |  |  | 0 | 0 |  | 0 | 0 |  | 0 | 0 |  | 0 | 0 | 0 | 0 | 0 |  | 0 | 0 | 0 | 0 | 0 |  | 0 | 0 | 0 | 0 | 0 | 0 | 0
SCE Metro | El Nido (SCE) | 230 | Biomass |  |  | 0 | 0 |  | 0 | 0 |  | 0 | 0 |  | 0 | 0 | 0 | 0 | 0 |  | 0 | 0 | 0 | 0 | 0 |  | 0 | 0 | 0 | 0 | 0 | 0 | 0
PG&E GBA | El Patio | 115 | Biomass |  |  | 0 | 0 |  | 0 | 0 |  | 0 | 0 |  | 0 | 0 | 0 | 0 | 0 |  | 0 | 0 | 0 | 0 | 0 |  | 0 | 0 | 0 | 0 | 0 | 0 | 0
SCE Metro | El Segundo | 230 | Biomass |  |  | 0 | 0 |  | 0 | 0 |  | 0 | 0 |  | 0 | 0 | 0 | 0 | 0 |  | 0 | 0 | 0 | 0 | 0 |  | 0 | 0 | 0 | 0 | 0 | 0 | 0
EOP | Eldorado | 230 | Biomass |  |  | 0 | 0 |  | 0 | 0 |  | 0 | 0 |  | 0 | 0 | 0 | 0 | 0 |  | 0 | 0 | 0 | 0 | 0 |  | 0 | 0 | 0 | 0 | 0 | 0 | 0
EOP | Eldorado | 500 | Biomass |  |  | 0 | 0 |  | 0 | 0 |  | 0 | 0 |  | 0 | 0 | 0 | 0 | 0 |  | 0 | 0 | 0 | 0 | 0 |  | 0 | 0 | 0 | 0 | 0 | 0 | 0
SCE Northern | Elizabeth Lake | 66 | Biomass |  |  | 0 | 0 |  | 0 | 0 |  | 0 | 0 |  | 0 | 0 | 0 | 0 | 0 |  | 0 | 0 | 0 | 0 | 0 |  | 0 | 0 | 0 | 0 | 0 | 0 | 0
PG&E KERN | Elk Hills | 230 | Biomass |  |  | 0 | 0 |  | 0 | 0 |  | 0 | 0 |  | 0 | 0 | 0 | 0 | 0 |  | 0 | 0 | 0 | 0 | 0 |  | 0 | 0 | 0 | 0 | 0 | 0 | 0
SDGE | Elliot | 69 | Biomass |  |  | 0 | 0 |  | 0 | 0 |  | 0 | 0 |  | 0 | 0 | 0 | 0 | 0 |  | 0 | 0 | 0 | 0 | 0 |  | 0 | 0 | 0 | 0 | 0 | 0 | 0
SCE Metro | Ellis | 230 | Biomass |  |  | 0 | 0 |  | 0 | 0 |  | 0 | 0 |  | 0 | 0 | 0 | 0 | 0 |  | 0 | 0 | 0 | 0 | 0 |  | 0 | 0 | 0 | 0 | 0 | 0 | 0
SDGE | Encina | 138 | Biomass |  |  | 0 | 0 |  | 0 | 0 |  | 0 | 0 |  | 0 | 0 | 0 | 0 | 0 |  | 0 | 0 | 0 | 0 | 0 |  | 0 | 0 | 0 | 0 | 0 | 0 | 0
SDGE | Encina | 230 | Biomass |  |  | 0 | 0 |  | 0 | 0 |  | 0 | 0 |  | 0 | 0 | 0 | 0 | 0 |  | 0 | 0 | 0 | 0 | 0 |  | 0 | 0 | 0 | 0 | 0 | 0 | 0
SDGE | Escondido | 230 | Biomass |  |  | 0 | 0 |  | 0 | 0 |  | 0 | 0 |  | 0 | 0 | 0 | 0 | 0 |  | 0 | 0 | 0 | 0 | 0 |  | 0 | 0 | 0 | 0 | 0 | 0 | 0
SDGE | Escondido | 69 | Biomass |  |  | 0 | 0 |  | 0 | 0 |  | 0 | 0 |  | 0 | 0 | 0 | 0 | 0 |  | 0 | 0 | 0 | 0 | 0 |  | 0 | 0 | 0 | 0 | 0 | 0 | 0
PG&E KERN | Estrella | 230 | Biomass |  |  | 0 | 0 |  | 0 | 0 |  | 0 | 0 |  | 0 | 0 | 0 | 0 | 0 |  | 0 | 0 | 0 | 0 | 0 |  | 0 | 0 | 0 | 0 | 0 | 0 | 0
SCE Eastern | Etiwanda | 230 | Biomass |  |  | 0 | 0 |  | 0 | 0 |  | 0 | 0 |  | 0 | 0 | 0 | 0 | 0 |  | 0 | 0 | 0 | 0 | 0 |  | 0 | 0 | 0 | 0 | 0 | 0 | 0
PG&E GBA | Evergreen | 115 | Biomass |  |  | 0 | 0 |  | 0 | 0 |  | 0 | 0 |  | 0 | 0 | 0 | 0 | 0 |  | 0 | 0 | 0 | 0 | 0 |  | 0 | 0 | 0 | 0 | 0 | 0 | 0
PG&E GBA | Evergreen | 60 | Biomass |  |  | 0 | 0 |  | 0 | 0 |  | 0 | 0 |  | 0 | 0 | 0 | 0 | 0 |  | 0 | 0 | 0 | 0 | 0 |  | 0 | 0 | 0 | 0 | 0 | 0 | 0
PG&E FRESNO | Excelsior | 115 | Biomass |  |  | 0 | 0 |  | 0 | 0 |  | 0 | 0 |  | 0 | 0 | 0 | 0 | 0 |  | 0 | 0 | 0 | 0 | 0 |  | 0 | 0 | 0 | 0 | 0 | 0 | 0
PG&E FRESNO | Exchequer | 115 | Biomass |  |  | 0 | 0 |  | 0 | 0 |  | 0 | 0 |  | 0 | 0 | 0 | 0 | 0 |  | 0 | 0 | 0 | 0 | 0 |  | 0 | 0 | 0 | 0 | 0 | 0 | 0
PG&E KERN | Fairway | 115 | Biomass |  |  | 0 | 0 |  | 0 | 0 |  | 0 | 0 |  | 0 | 0 | 0 | 0 | 0 |  | 0 | 0 | 0 | 0 | 0 |  | 0 | 0 | 0 | 0 | 0 | 0 | 0
PG&E KERN | Famoso | 115 | Biomass |  |  | 0 | 0 |  | 0 | 0 |  | 0 | 0 |  | 0 | 0 | 0 | 0 | 0 |  | 0 | 0 | 0 | 0 | 0 |  | 0 | 0 | 0 | 0 | 0 | 0 | 0
PG&E NGBA | Fern Road | 500 | Biomass |  |  | 0 | 0 |  | 0 | 0 |  | 0 | 0 |  | 0 | 0 | 0 | 0 | 0 |  | 0 | 0 | 0 | 0 | 0 |  | 0 | 0 | 0 | 0 | 0 | 0 | 0
PG&E GBA | Fibreboard (SPI Sonora) | 115 | Biomass |  |  | 0 | 0 |  | 0 | 0 |  | 0 | 0 |  | 0 | 0 | 0 | 0 | 0 |  | 0 | 0 | 0 | 0 | 0 |  | 0 | 0 | 0 | 0 | 0 | 0 | 0
PG&E FRESNO | Figarden | 230 | Biomass |  |  | 0 | 0 |  | 0 | 0 |  | 0 | 0 |  | 0 | 0 | 0 | 0 | 0 |  | 0 | 0 | 0 | 0 | 0 |  | 0 | 0 | 0 | 0 | 0 | 0 | 0
PG&E FRESNO | Fink | 230 | Biomass |  |  | 0 | 0 |  | 0 | 0 |  | 0 | 0 |  | 0 | 0 | 0 | 0 | 0 |  | 0 | 0 | 0 | 0 | 0 |  | 0 | 0 | 0 | 0 | 0 | 0 | 0
PG&E NGBA | Fitch Mountain | 60 | Biomass |  |  | 0 | 0 |  | 0 | 0 |  | 0 | 0 |  | 0 | 0 | 0 | 0 | 0 |  | 0 | 0 | 0 | 0 | 0 |  | 0 | 0 | 0 | 0 | 0 | 0 | 0
PG&E GBA | FMC | 115 | Biomass |  |  | 0 | 0 |  | 0 | 0 |  | 0 | 0 |  | 0 | 0 | 0 | 0 | 0 |  | 0 | 0 | 0 | 0 | 0 |  | 0 | 0 | 0 | 0 | 0 | 0 | 0
PG&E GBA | Fremont | 115 | Biomass |  |  | 0 | 0 |  | 0 | 0 |  | 0 | 0 |  | 0 | 0 | 0 | 0 | 0 |  | 0 | 0 | 0 | 0 | 0 |  | 0 | 0 | 0 | 0 | 0 | 0 | 0
PG&E GBA | French Camp | 60 | Biomass |  |  | 0 | 0 |  | 0 | 0 |  | 0 | 0 |  | 0 | 0 | 0 | 0 | 0 |  | 0 | 0 | 0 | 0 | 0 |  | 0 | 0 | 0 | 0 | 0 | 0 | 0
PG&E GBA | Frogtown | 115 | Biomass |  |  | 0 | 0 |  | 0 | 0 |  | 0 | 0 |  | 0 | 0 | 0 | 0 | 0 |  | 0 | 0 | 0 | 0 | 0 |  | 0 | 0 | 0 | 0 | 0 | 0 | 0
PG&E NGBA | Fulton | 115 | Biomass |  |  | 0 | 0 |  | 0 | 0 |  | 0 | 0 |  | 0 | 0 | 0 | 0 | 0 |  | 0 | 0 | 0 | 0 | 0 |  | 0 | 0 | 0 | 0 | 0 | 0 | 0
PG&E NGBA | Fulton | 230 | Biomass |  |  | 0 | 0 |  | 0 | 0 |  | 0 | 0 |  | 0 | 0 | 0 | 0 | 0 |  | 0 | 0 | 0 | 0 | 0 |  | 0 | 0 | 0 | 0 | 0 | 0 | 0
PG&E NGBA | Fulton | 60 | Biomass |  |  | 0 | 0 |  | 0 | 0 |  | 0 | 0 |  | 0 | 0 | 0 | 0 | 0 |  | 0 | 0 | 0 | 0 | 0 |  | 0 | 0 | 0 | 0 | 0 | 0 | 0
PG&E KERN | Ganso | 115 | Biomass |  |  | 0 | 0 |  | 0 | 0 |  | 0 | 0 |  | 0 | 0 | 0 | 0 | 0 |  | 0 | 0 | 0 | 0 | 0 |  | 0 | 0 | 0 | 0 | 0 | 0 | 0
PG&E FRESNO | Gates | 230 | Biomass |  |  | 0 | 0 |  | 0 | 0 |  | 0 | 0 |  | 0 | 0 | 0 | 0 | 0 |  | 0 | 0 | 0 | 0 | 0 |  | 0 | 0 | 0 | 0 | 0 | 0 | 0
PG&E FRESNO | Gates | 500 | Biomass |  |  | 0 | 0 |  | 0 | 0 |  | 0 | 0 |  | 0 | 0 | 0 | 0 | 0 |  | 0 | 0 | 0 | 0 | 0 |  | 0 | 0 | 0 | 0 | 0 | 0 | 0
PG&E NGBA | Geysers 12 | 230 | Biomass |  |  | 0 | 0 |  | 0 | 0 |  | 0 | 0 |  | 0 | 0 | 0 | 0 | 0 |  | 0 | 0 | 0 | 0 | 0 |  | 0 | 0 | 0 | 0 | 0 | 0 | 0
PG&E NGBA | Geysers 17 | 230 | Biomass |  |  | 0 | 0 |  | 0 | 0 |  | 0 | 0 |  | 0 | 0 | 0 | 0 | 0 |  | 0 | 0 | 0 | 0 | 0 |  | 0 | 0 | 0 | 0 | 0 | 0 | 0
PG&E NGBA | Geysers 3 | 115 | Biomass |  |  | 0 | 0 |  | 0 | 0 |  | 0 | 0 |  | 0 | 0 | 0 | 0 | 0 |  | 0 | 0 | 0 | 0 | 0 |  | 0 | 0 | 0 | 0 | 0 | 0 | 0
PG&E NGBA | Glenn | 230 | Biomass |  |  | 0 | 0 |  | 0 | 0 |  | 0 | 0 |  | 0 | 0 | 0 | 0 | 0 |  | 0 | 0 | 0 | 0 | 0 |  | 0 | 0 | 0 | 0 | 0 | 0 | 0
PG&E NGBA | Glenn | 60 | Biomass |  |  | 0 | 0 |  | 0 | 0 |  | 0 | 0 |  | 0 | 0 | 0 | 0 | 0 |  | 0 | 0 | 0 | 0 | 0 |  | 0 | 0 | 0 | 0 | 0 | 0 | 0
PG&E NGBA | Gold Hill | 115 | Biomass |  |  | 0 | 0 |  | 0 | 0 |  | 0 | 0 |  | 0 | 0 | 0 | 0 | 0 |  | 0 | 0 | 0 | 0 | 0 |  | 0 | 0 | 0 | 0 | 0 | 0 | 0
PG&E NGBA | Gold Hill | 230 | Biomass |  |  | 0 | 0 |  | 0 | 0 |  | 0 | 0 |  | 0 | 0 | 0 | 0 | 0 |  | 0 | 0 | 0 | 0 | 0 |  | 0 | 0 | 0 | 0 | 0 | 0 | 0
SCE Northern | Goleta | 230 | Biomass |  |  | 0 | 0 |  | 0 | 0 |  | 0 | 0 |  | 0 | 0 | 0 | 0 | 0 |  | 0 | 0 | 0 | 0 | 0 |  | 0 | 0 | 0 | 0 | 0 | 0 | 0
SCE Metro | Goodrich | 230 | Biomass |  |  | 0 | 0 |  | 0 | 0 |  | 0 | 0 |  | 0 | 0 | 0 | 0 | 0 |  | 0 | 0 | 0 | 0 | 0 |  | 0 | 0 | 0 | 0 | 0 | 0 | 0
PG&E KERN | Goose Lake | 115 | Biomass |  |  | 0 | 0 |  | 0 | 0 |  | 0 | 0 |  | 0 | 0 | 0 | 0 | 0 |  | 0 | 0 | 0 | 0 | 0 |  | 0 | 0 | 0 | 0 | 0 | 0 | 0
SCE Metro | Gould | 230 | Biomass |  |  | 0 | 0 |  | 0 | 0 |  | 0 | 0 |  | 0 | 0 | 0 | 0 | 0 |  | 0 | 0 | 0 | 0 | 0 |  | 0 | 0 | 0 | 0 | 0 | 0 | 0
PG&E NGBA | Grand Island | 115 | Biomass |  |  | 0 | 0 |  | 0 | 0 |  | 0 | 0 |  | 0 | 0 | 0 | 0 | 0 |  | 0 | 0 | 0 | 0 | 0 |  | 0 | 0 | 0 | 0 | 0 | 0 | 0
SDGE | Granite | 69 | Biomass |  |  | 0 | 0 |  | 0 | 0 |  | 0 | 0 |  | 0 | 0 | 0 | 0 | 0 |  | 0 | 0 | 0 | 0 | 0 |  | 0 | 0 | 0 | 0 | 0 | 0 | 0
PG&E GBA | Grant | 115 | Biomass |  |  | 0 | 0 |  | 0 | 0 |  | 0 | 0 |  | 0 | 0 | 0 | 0 | 0 |  | 0 | 0 | 0 | 0 | 0 |  | 0 | 0 | 0 | 0 | 0 | 0 | 0
PG&E GBA | Green Valley | 115 | Biomass |  |  | 0 | 0 |  | 0 | 0 |  | 0 | 0 |  | 0 | 0 | 0 | 0 | 0 |  | 0 | 0 | 0 | 0 | 0 |  | 0 | 0 | 0 | 0 | 0 | 0 | 0
PG&E NGBA | Greenleaf 1 | 115 | Biomass |  |  | 0 | 0 |  | 0 | 0 |  | 0 | 0 |  | 0 | 0 | 0 | 0 | 0 |  | 0 | 0 | 0 | 0 | 0 |  | 0 | 0 | 0 | 0 | 0 | 0 | 0
PG&E FRESNO | Gregg | 230 | Biomass |  |  | 0 | 0 |  | 0 | 0 |  | 0 | 0 |  | 0 | 0 | 0 | 0 | 0 |  | 0 | 0 | 0 | 0 | 0 |  | 0 | 0 | 0 | 0 | 0 | 0 | 0
PG&E FRESNO | Grimmway-Malaga | 115 | Biomass |  |  | 0 | 0 |  | 0 | 0 |  | 0 | 0 |  | 0 | 0 | 0 | 0 | 0 |  | 0 | 0 | 0 | 0 | 0 |  | 0 | 0 | 0 | 0 | 0 | 0 | 0
PG&E NGBA | Grizzly | 230 | Biomass |  |  | 0 | 0 |  | 0 | 0 |  | 0 | 0 |  | 0 | 0 | 0 | 0 | 0 |  | 0 | 0 | 0 | 0 | 0 |  | 0 | 0 | 0 | 0 | 0 | 0 | 0
PG&E FRESNO | Guernsey | 70 | Biomass |  |  | 0 | 0 |  | 0 | 0 |  | 0 | 0 |  | 0 | 0 | 0 | 0 | 0 |  | 0 | 0 | 0 | 0 | 0 |  | 0 | 0 | 0 | 0 | 0 | 0 | 0
PG&E FRESNO | GWF Hanford | 115 | Biomass |  |  | 0 | 0 |  | 0 | 0 |  | 0 | 0 |  | 0 | 0 | 0 | 0 | 0 |  | 0 | 0 | 0 | 0 | 0 |  | 0 | 0 | 0 | 0 | 0 | 0 | 0
PG&E FRESNO | Haas | 230 | Biomass |  |  | 0 | 0 |  | 0 | 0 |  | 0 | 0 |  | 0 | 0 | 0 | 0 | 0 |  | 0 | 0 | 0 | 0 | 0 |  | 0 | 0 | 0 | 0 | 0 | 0 | 0
PG&E FRESNO | Hammonds | 115 | Biomass |  |  | 0 | 0 |  | 0 | 0 |  | 0 | 0 |  | 0 | 0 | 0 | 0 | 0 |  | 0 | 0 | 0 | 0 | 0 |  | 0 | 0 | 0 | 0 | 0 | 0 | 0
SCE Metro | HarborGen | 230 | Biomass |  |  | 0 | 0 |  | 0 | 0 |  | 0 | 0 |  | 0 | 0 | 0 | 0 | 0 |  | 0 | 0 | 0 | 0 | 0 |  | 0 | 0 | 0 | 0 | 0 | 0 | 0
PG&E NGBA | Harris | 60 | Biomass |  |  | 0 | 0 |  | 0 | 0 |  | 0 | 0 |  | 0 | 0 | 0 | 0 | 0 |  | 0 | 0 | 0 | 0 | 0 |  | 0 | 0 | 0 | 0 | 0 | 0 | 0
EOP | Harry Allen | 500 | Biomass |  |  | 0 | 0 |  | 0 | 0 |  | 0 | 0 |  | 0 | 0 | 0 | 0 | 0 |  | 0 | 0 | 0 | 0 | 0 |  | 0 | 0 | 0 | 0 | 0 | 0 | 0
PG&E NGBA | Hartley | 60 | Biomass |  |  | 0 | 0 |  | 0 | 0 |  | 0 | 0 |  | 0 | 0 | 0 | 0 | 0 |  | 0 | 0 | 0 | 0 | 0 |  | 0 | 0 | 0 | 0 | 0 | 0 | 0
SCE NOL | Harvard | 115 | Biomass |  |  | 0 | 0 |  | 0 | 0 |  | 0 | 0 |  | 0 | 0 | 0 | 0 | 0 |  | 0 | 0 | 0 | 0 | 0 |  | 0 | 0 | 0 | 0 | 0 | 0 | 0
SDGE | Hassayampa | 500 | Biomass |  |  | 0 | 0 |  | 0 | 0 |  | 0 | 0 |  | 0 | 0 | 0 | 0 | 0 |  | 0 | 0 | 0 | 0 | 0 |  | 0 | 0 | 0 | 0 | 0 | 0 | 0
PG&E FRESNO | Helm | 230 | Biomass |  |  | 0 | 0 |  | 0 | 0 |  | 0 | 0 |  | 0 | 0 | 0 | 0 | 0 |  | 0 | 0 | 0 | 0 | 0 |  | 0 | 0 | 0 | 0 | 0 | 0 | 0
PG&E FRESNO | Helm | 70 | Biomass |  |  | 0 | 0 |  | 0 | 0 |  | 0 | 0 |  | 0 | 0 | 0 | 0 | 0 |  | 0 | 0 | 0 | 0 | 0 |  | 0 | 0 | 0 | 0 | 0 | 0 | 0
PG&E FRESNO | Henrietta | 115 | Biomass |  |  | 0 | 0 |  | 0 | 0 |  | 0 | 0 |  | 0 | 0 | 0 | 0 | 0 |  | 0 | 0 | 0 | 0 | 0 |  | 0 | 0 | 0 | 0 | 0 | 0 | 0
PG&E FRESNO | Henrietta | 230 | Biomass |  |  | 0 | 0 |  | 0 | 0 |  | 0 | 0 |  | 0 | 0 | 0 | 0 | 0 |  | 0 | 0 | 0 | 0 | 0 |  | 0 | 0 | 0 | 0 | 0 | 0 | 0
PG&E FRESNO | Henrietta | 70 | Biomass |  |  | 0 | 0 |  | 0 | 0 |  | 0 | 0 |  | 0 | 0 | 0 | 0 | 0 |  | 0 | 0 | 0 | 0 | 0 |  | 0 | 0 | 0 | 0 | 0 | 0 | 0
PG&E FRESNO | Herndon | 115 | Biomass |  |  | 0 | 0 |  | 0 | 0 |  | 0 | 0 |  | 0 | 0 | 0 | 0 | 0 |  | 0 | 0 | 0 | 0 | 0 |  | 0 | 0 | 0 | 0 | 0 | 0 | 0
PG&E FRESNO | Herndon | 230 | Biomass |  |  | 1 | 2 |  | 2 | 0 |  | 0 | 0 |  | 0 | 0 | 0 | 0 | 0 |  | 0 | 0 | 0 | 0 | 0 |  | 0 | 2 | 0 | 2 | 2 | 0 | 2
PG&E GBA | Hicks | 230 | Biomass |  |  | 0 | 0 |  | 0 | 0 |  | 0 | 0 |  | 0 | 0 | 0 | 0 | 0 |  | 0 | 0 | 0 | 0 | 0 |  | 0 | 0 | 0 | 0 | 0 | 0 | 0
PG&E NGBA | Higgins | 115 | Biomass |  |  | 0 | 0 |  | 0 | 0 |  | 0 | 0 |  | 0 | 0 | 0 | 0 | 0 |  | 0 | 0 | 0 | 0 | 0 |  | 0 | 0 | 0 | 0 | 0 | 0 | 0
PG&E NGBA | Hilltop | 345 | Biomass |  |  | 0 | 0 |  | 0 | 0 |  | 0 | 0 |  | 0 | 0 | 0 | 0 | 0 |  | 0 | 0 | 0 | 0 | 0 |  | 0 | 0 | 0 | 0 | 0 | 0 | 0
SCE Metro | Hinson | 230 | Biomass |  |  | 0 | 0 |  | 0 | 0 |  | 0 | 0 |  | 0 | 0 | 0 | 0 | 0 |  | 0 | 0 | 0 | 0 | 0 |  | 0 | 0 | 0 | 0 | 0 | 0 | 0
PG&E GBA | Hollister | 115 | Biomass |  |  | 0 | 0 |  | 0 | 0 |  | 0 | 0 |  | 0 | 0 | 0 | 0 | 0 |  | 0 | 0 | 0 | 0 | 0 |  | 0 | 0 | 0 | 0 | 0 | 0 | 0
PG&E NGBA | Homestake | 115 | Biomass |  |  | 0 | 0 |  | 0 | 0 |  | 0 | 0 |  | 0 | 0 | 0 | 0 | 0 |  | 0 | 0 | 0 | 0 | 0 |  | 0 | 0 | 0 | 0 | 0 | 0 | 0
PG&E NGBA | Honcut | 115 | Biomass |  |  | 0 | 0 |  | 0 | 0 |  | 0 | 0 |  | 0 | 0 | 0 | 0 | 0 |  | 0 | 0 | 0 | 0 | 0 |  | 0 | 0 | 0 | 0 | 0 | 0 | 0
SDGE | Hoodoo Wash | 500 | Biomass |  |  | 0 | 0 |  | 0 | 0 |  | 0 | 0 |  | 0 | 0 | 0 | 0 | 0 |  | 0 | 0 | 0 | 0 | 0 |  | 0 | 0 | 0 | 0 | 0 | 0 | 0
PG&E NGBA | Hopland | 115 | Biomass |  |  | 0 | 0 |  | 0 | 0 |  | 0 | 0 |  | 0 | 0 | 0 | 0 | 0 |  | 0 | 0 | 0 | 0 | 0 |  | 0 | 0 | 0 | 0 | 0 | 0 | 0
PG&E NGBA | Hopland | 60 | Biomass |  |  | 0 | 0 |  | 0 | 0 |  | 0 | 0 |  | 0 | 0 | 0 | 0 | 0 |  | 0 | 0 | 0 | 0 | 0 |  | 0 | 0 | 0 | 0 | 0 | 0 | 0
PG&E NGBA | Humboldt | 115 | Biomass |  |  | 0 | 0 |  | 0 | 0 |  | 0 | 0 |  | 0 | 0 | 0 | 0 | 0 |  | 0 | 0 | 0 | 0 | 0 |  | 0 | 0 | 0 | 0 | 0 | 0 | 0
PG&E NGBA | Humboldt | 60 | Biomass |  |  | 0 | 0 |  | 0 | 0 |  | 0 | 0 |  | 0 | 0 | 0 | 0 | 0 |  | 0 | 0 | 0 | 0 | 0 |  | 0 | 0 | 0 | 0 | 0 | 0 | 0
PG&E NGBA | Humboldt | 500 | Biomass |  |  | 0 | 0 |  | 0 | 0 |  | 0 | 0 |  | 0 | 0 | 0 | 0 | 0 |  | 0 | 0 | 0 | 0 | 0 |  | 0 | 0 | 0 | 0 | 0 | 0 | 0
SCE Metro | Huntington Beach | 230 | Biomass |  |  | 0 | 0 |  | 0 | 0 |  | 0 | 0 |  | 0 | 0 | 0 | 0 | 0 |  | 0 | 0 | 0 | 0 | 0 |  | 0 | 0 | 0 | 0 | 0 | 0 | 0
PG&E NGBA | Ignacio | 115 | Biomass |  |  | 0 | 0 |  | 0 | 0 |  | 0 | 0 |  | 0 | 0 | 0 | 0 | 0 |  | 0 | 0 | 0 | 0 | 0 |  | 0 | 0 | 0 | 0 | 0 | 0 | 0
PG&E NGBA | Ignacio | 230 | Biomass |  |  | 0 | 0 |  | 0 | 0 |  | 0 | 0 |  | 0 | 0 | 0 | 0 | 0 |  | 0 | 0 | 0 | 0 | 0 |  | 0 | 0 | 0 | 0 | 0 | 0 | 0
PG&E NGBA | Ignacio | 60 | Biomass |  |  | 0 | 0 |  | 0 | 0 |  | 0 | 0 |  | 0 | 0 | 0 | 0 | 0 |  | 0 | 0 | 0 | 0 | 0 |  | 0 | 0 | 0 | 0 | 0 | 0 | 0
SDGE | Imperial Beach | 69 | Biomass |  |  | 0 | 0 |  | 0 | 0 |  | 0 | 0 |  | 0 | 0 | 0 | 0 | 0 |  | 0 | 0 | 0 | 0 | 0 |  | 0 | 0 | 0 | 0 | 0 | 0 | 0
SDGE | Imperial Valley | 230 | Biomass |  |  | 0 | 0 |  | 0 | 0 |  | 0 | 0 |  | 0 | 0 | 0 | 0 | 0 |  | 0 | 0 | 0 | 0 | 0 |  | 0 | 0 | 0 | 0 | 0 | 0 | 0
SDGE | Imperial Valley | 500 | Biomass |  |  | 0 | 0 |  | 0 | 0 |  | 0 | 0 |  | 0 | 0 | 0 | 0 | 0 |  | 0 | 0 | 0 | 0 | 0 |  | 0 | 0 | 0 | 0 | 0 | 0 | 0
EOP | Innovation | 138 | Biomass |  |  | 0 | 0 |  | 0 | 0 |  | 0 | 0 |  | 0 | 0 | 0 | 0 | 0 |  | 0 | 0 | 0 | 0 | 0 |  | 0 | 0 | 0 | 0 | 0 | 0 | 0
EOP | Innovation | 230 | Biomass |  |  | 0 | 0 |  | 0 | 0 |  | 0 | 0 |  | 0 | 0 | 0 | 0 | 0 |  | 0 | 0 | 0 | 0 | 0 |  | 0 | 0 | 0 | 0 | 0 | 0 | 0
SCE NOL | Inyokern | 115 | Biomass |  |  | 0 | 0 |  | 0 | 0 |  | 0 | 0 |  | 0 | 0 | 0 | 0 | 0 |  | 0 | 0 | 0 | 0 | 0 |  | 0 | 0 | 0 | 0 | 0 | 0 | 0
EOP | IS Tap | 138 | Biomass |  |  | 0 | 0 |  | 0 | 0 |  | 0 | 0 |  | 0 | 0 | 0 | 0 | 0 |  | 0 | 0 | 0 | 0 | 0 |  | 0 | 0 | 0 | 0 | 0 | 0 | 0
EOP | Ivanpah | 115 | Biomass |  |  | 0 | 0 |  | 0 | 0 |  | 0 | 0 |  | 0 | 0 | 0 | 0 | 0 |  | 0 | 0 | 0 | 0 | 0 |  | 0 | 0 | 0 | 0 | 0 | 0 | 0
EOP | Ivanpah | 230 | Biomass |  |  | 0 | 0 |  | 0 | 0 |  | 0 | 0 |  | 0 | 0 | 0 | 0 | 0 |  | 0 | 0 | 0 | 0 | 0 |  | 0 | 0 | 0 | 0 | 0 | 0 | 0
EOP | Jackass (DOE) | 138 | Biomass |  |  | 0 | 0 |  | 0 | 0 |  | 0 | 0 |  | 0 | 0 | 0 | 0 | 0 |  | 0 | 0 | 0 | 0 | 0 |  | 0 | 0 | 0 | 0 | 0 | 0 | 0
PG&E NGBA | James B Black | 230 | Biomass |  |  | 0 | 0 |  | 0 | 0 |  | 0 | 0 |  | 0 | 0 | 0 | 0 | 0 |  | 0 | 0 | 0 | 0 | 0 |  | 0 | 0 | 0 | 0 | 0 | 0 | 0
PG&E GBA | Jefferson | 230 | Biomass |  |  | 0 | 0 |  | 0 | 0 |  | 0 | 0 |  | 0 | 0 | 0 | 0 | 0 |  | 0 | 0 | 0 | 0 | 0 |  | 0 | 0 | 0 | 0 | 0 | 0 | 0
PG&E NGBA | Jessup | 115 | Biomass |  |  | 0 | 0 |  | 0 | 0 |  | 0 | 0 |  | 0 | 0 | 0 | 0 | 0 |  | 0 | 0 | 0 | 0 | 0 |  | 0 | 0 | 0 | 0 | 0 | 0 | 0
SCE Metro | Johanna | 230 | Biomass |  |  | 0 | 0 |  | 0 | 0 |  | 0 | 0 |  | 0 | 0 | 0 | 0 | 0 |  | 0 | 0 | 0 | 0 | 0 |  | 0 | 0 | 0 | 0 | 0 | 0 | 0
SCE Eastern | Julian Hinds | 230 | Biomass |  |  | 0 | 0 |  | 0 | 0 |  | 0 | 0 |  | 0 | 0 | 0 | 0 | 0 |  | 0 | 0 | 0 | 0 | 0 |  | 0 | 0 | 0 | 0 | 0 | 0 | 0
PG&E GBA | Kasson | 115 | Biomass |  |  | 0 | 0 |  | 0 | 0 |  | 0 | 0 |  | 0 | 0 | 0 | 0 | 0 |  | 0 | 0 | 0 | 0 | 0 |  | 0 | 0 | 0 | 0 | 0 | 0 | 0
PG&E GBA | Kasson | 60 | Biomass |  |  | 0 | 0 |  | 0 | 0 |  | 0 | 0 |  | 0 | 0 | 0 | 0 | 0 |  | 0 | 0 | 0 | 0 | 0 |  | 0 | 0 | 0 | 0 | 0 | 0 | 0
PG&E FRESNO | Kearney | 230 | Biomass |  |  | 0 | 0 |  | 0 | 0 |  | 0 | 0 |  | 0 | 0 | 0 | 0 | 0 |  | 0 | 0 | 0 | 0 | 0 |  | 0 | 0 | 0 | 0 | 0 | 0 | 0
PG&E FRESNO | Kearney | 70 | Biomass |  |  | 1 | 0.55 |  | 0.55 | 0 |  | 0 | 0 |  | 0 | 0 | 0 | 0 | 0 |  | 0 | 0 | 0 | 0 | 0 |  | 0 | 0.55 | 0 | 0.55 | 0.55 | 0 | 0.55
PG&E GBA | Kelso | 230 | Biomass |  |  | 0 | 0 |  | 0 | 0 |  | 0 | 0 |  | 0 | 0 | 0 | 0 | 0 |  | 0 | 0 | 0 | 0 | 0 |  | 0 | 0 | 0 | 0 | 0 | 0 | 0
PG&E FRESNO | Kerchoff 1 | 115 | Biomass |  |  | 0 | 0 |  | 0 | 0 |  | 0 | 0 |  | 0 | 0 | 0 | 0 | 0 |  | 0 | 0 | 0 | 0 | 0 |  | 0 | 0 | 0 | 0 | 0 | 0 | 0
PG&E KERN | Kern Oil | 115 | Biomass |  |  | 0 | 0 |  | 0 | 0 |  | 0 | 0 |  | 0 | 0 | 0 | 0 | 0 |  | 0 | 0 | 0 | 0 | 0 |  | 0 | 0 | 0 | 0 | 0 | 0 | 0
PG&E KERN | Kern PP | 115 | Biomass |  |  | 0 | 0 |  | 0 | 0 |  | 0 | 0 |  | 0 | 0 | 0 | 0 | 0 |  | 0 | 0 | 0 | 0 | 0 |  | 0 | 0 | 0 | 0 | 0 | 0 | 0
PG&E KERN | Kern PP | 230 | Biomass |  |  | 0 | 0 |  | 0 | 0 |  | 0 | 0 |  | 0 | 0 | 0 | 0 | 0 |  | 0 | 0 | 0 | 0 | 0 |  | 0 | 0 | 0 | 0 | 0 | 0 | 0
PG&E KERN | Kern PP | 70 | Biomass |  |  | 0 | 0 |  | 0 | 0 |  | 0 | 0 |  | 0 | 0 | 0 | 0 | 0 |  | 0 | 0 | 0 | 0 | 0 |  | 0 | 0 | 0 | 0 | 0 | 0 | 0
PG&E KERN | Kernridge | 115 | Biomass |  |  | 0 | 0 |  | 0 | 0 |  | 0 | 0 |  | 0 | 0 | 0 | 0 | 0 |  | 0 | 0 | 0 | 0 | 0 |  | 0 | 0 | 0 | 0 | 0 | 0 | 0
PG&E FRESNO | Kingsburg | 115 | Biomass |  |  | 0 | 0 |  | 0 | 0 |  | 0 | 0 |  | 0 | 0 | 0 | 0 | 0 |  | 0 | 0 | 0 | 0 | 0 |  | 0 | 0 | 0 | 0 | 0 | 0 | 0
PG&E GBA | Kirker | 115 | Biomass |  |  | 0 | 0 |  | 0 | 0 |  | 0 | 0 |  | 0 | 0 | 0 | 0 | 0 |  | 0 | 0 | 0 | 0 | 0 |  | 0 | 0 | 0 | 0 | 0 | 0 | 0
PG&E NGBA | Knights Landing | 115 | Biomass |  |  | 0 | 0 |  | 0 | 0 |  | 0 | 0 |  | 0 | 0 | 0 | 0 | 0 |  | 0 | 0 | 0 | 0 | 0 |  | 0 | 0 | 0 | 0 | 0 | 0 | 0
PG&E NGBA | Konocti | 60 | Biomass |  |  | 0 | 0 |  | 0 | 0 |  | 0 | 0 |  | 0 | 0 | 0 | 0 | 0 |  | 0 | 0 | 0 | 0 | 0 |  | 0 | 0 | 0 | 0 | 0 | 0 | 0
SCE NOL | Kramer | 115 | Biomass |  |  | 0 | 0 |  | 0 | 0 |  | 0 | 0 |  | 0 | 0 | 0 | 0 | 0 |  | 0 | 0 | 0 | 0 | 0 |  | 0 | 0 | 0 | 0 | 0 | 0 | 0
SCE NOL | Kramer | 230 | Biomass |  |  | 0 | 0 |  | 0 | 0 |  | 0 | 0 |  | 0 | 0 | 0 | 0 | 0 |  | 0 | 0 | 0 | 0 | 0 |  | 0 | 0 | 0 | 0 | 0 | 0 | 0
SCE Metro | La Cienega | 230 | Biomass |  |  | 0 | 0 |  | 0 | 0 |  | 0 | 0 |  | 0 | 0 | 0 | 0 | 0 |  | 0 | 0 | 0 | 0 | 0 |  | 0 | 0 | 0 | 0 | 0 | 0 | 0
SCE Metro | La Fresa | 230 | Biomass |  |  | 0 | 0 |  | 0 | 0 |  | 0 | 0 |  | 0 | 0 | 0 | 0 | 0 |  | 0 | 0 | 0 | 0 | 0 |  | 0 | 0 | 0 | 0 | 0 | 0 | 0
SCE Metro | Laguna Bell | 230 | Biomass |  |  | 0 | 0 |  | 0 | 0 |  | 0 | 0 |  | 0 | 0 | 0 | 0 | 0 |  | 0 | 0 | 0 | 0 | 0 |  | 0 | 0 | 0 | 0 | 0 | 0 | 0
PG&E KERN | Lakeview | 70 | Biomass |  |  | 0 | 0 |  | 0 | 0 |  | 0 | 0 |  | 0 | 0 | 0 | 0 | 0 |  | 0 | 0 | 0 | 0 | 0 |  | 0 | 0 | 0 | 0 | 0 | 0 | 0
PG&E NGBA | Lakeville | 230 | Biomass |  |  | 0 | 0 |  | 0 | 0 |  | 0 | 0 |  | 0 | 0 | 0 | 0 | 0 |  | 0 | 0 | 0 | 0 | 0 |  | 0 | 0 | 0 | 0 | 0 | 0 | 0
PG&E NGBA | Lakeville | 60 | Biomass |  |  | 0 | 0 |  | 0 | 0 |  | 0 | 0 |  | 0 | 0 | 0 | 0 | 0 |  | 0 | 0 | 0 | 0 | 0 |  | 0 | 0 | 0 | 0 | 0 | 0 | 0
PG&E NGBA | Lakeville | 115 | Biomass |  |  | 0 | 0 |  | 0 | 0 |  | 0 | 0 |  | 0 | 0 | 0 | 0 | 0 |  | 0 | 0 | 0 | 0 | 0 |  | 0 | 0 | 0 | 0 | 0 | 0 | 0
PG&E GBA | Lakewood | 115 | Biomass |  |  | 0 | 0 |  | 0 | 0 |  | 0 | 0 |  | 0 | 0 | 0 | 0 | 0 |  | 0 | 0 | 0 | 0 | 0 |  | 0 | 0 | 0 | 0 | 0 | 0 | 0
PG&E NGBA | Lambie | 230 | Biomass |  |  | 0 | 0 |  | 0 | 0 |  | 0 | 0 |  | 0 | 0 | 0 | 0 | 0 |  | 0 | 0 | 0 | 0 | 0 |  | 0 | 0 | 0 | 0 | 0 | 0 | 0
PG&E GBA | Lammers | 115 | Biomass |  |  | 0 | 0 |  | 0 | 0 |  | 0 | 0 |  | 0 | 0 | 0 | 0 | 0 |  | 0 | 0 | 0 | 0 | 0 |  | 0 | 0 | 0 | 0 | 0 | 0 | 0
PG&E KERN | Lamont | 115 | Biomass |  |  | 0 | 0 |  | 0 | 0 |  | 0 | 0 |  | 0 | 0 | 0 | 0 | 0 |  | 0 | 0 | 0 | 0 | 0 |  | 0 | 0 | 0 | 0 | 0 | 0 | 0
PG&E FRESNO | Las Aguilas | 230 | Biomass |  |  | 0 | 0 |  | 0 | 0 |  | 0 | 0 |  | 0 | 0 | 0 | 0 | 0 |  | 0 | 0 | 0 | 0 | 0 |  | 0 | 0 | 0 | 0 | 0 | 0 | 0
EOP | Lathrop | 138 | Biomass |  |  | 0 | 0 |  | 0 | 0 |  | 0 | 0 |  | 0 | 0 | 0 | 0 | 0 |  | 0 | 0 | 0 | 0 | 0 |  | 0 | 0 | 0 | 0 | 0 | 0 | 0
EOP | Lathrop | 230 | Biomass |  |  | 0 | 0 |  | 0 | 0 |  | 0 | 0 |  | 0 | 0 | 0 | 0 | 0 |  | 0 | 0 | 0 | 0 | 0 |  | 0 | 0 | 0 | 0 | 0 | 0 | 0
PG&E FRESNO | Le Grand | 115 | Biomass |  |  | 0 | 0 |  | 0 | 0 |  | 0 | 0 |  | 0 | 0 | 0 | 0 | 0 |  | 0 | 0 | 0 | 0 | 0 |  | 0 | 0 | 0 | 0 | 0 | 0 | 0
PG&E FRESNO | Lemoore | 70 | Biomass |  |  | 0 | 0 |  | 0 | 0 |  | 0 | 0 |  | 0 | 0 | 0 | 0 | 0 |  | 0 | 0 | 0 | 0 | 0 |  | 0 | 0 | 0 | 0 | 0 | 0 | 0
PG&E KERN | Lerdo | 115 | Biomass |  |  | 0 | 0 |  | 0 | 0 |  | 0 | 0 |  | 0 | 0 | 0 | 0 | 0 |  | 0 | 0 | 0 | 0 | 0 |  | 0 | 0 | 0 | 0 | 0 | 0 | 0
SCE Metro | Lewis | 230 | Biomass |  |  | 0 | 0 |  | 0 | 0 |  | 0 | 0 |  | 0 | 0 | 0 | 0 | 0 |  | 0 | 0 | 0 | 0 | 0 |  | 0 | 0 | 0 | 0 | 0 | 0 | 0
SCE Metro | Lighthipe | 230 | Biomass |  |  | 0 | 0 |  | 0 | 0 |  | 0 | 0 |  | 0 | 0 | 0 | 0 | 0 |  | 0 | 0 | 0 | 0 | 0 |  | 0 | 0 | 0 | 0 | 0 | 0 | 0
SDGE | Lilac | 69 | Biomass |  |  | 0 | 0 |  | 0 | 0 |  | 0 | 0 |  | 0 | 0 | 0 | 0 | 0 |  | 0 | 0 | 0 | 0 | 0 |  | 0 | 0 | 0 | 0 | 0 | 0 | 0
PG&E NGBA | Lincoln | 115 | Biomass |  |  | 0 | 0 |  | 0 | 0 |  | 0 | 0 |  | 0 | 0 | 0 | 0 | 0 |  | 0 | 0 | 0 | 0 | 0 |  | 0 | 0 | 0 | 0 | 0 | 0 | 0
PG&E KERN | Live Oak | 115 | Biomass |  |  | 0 | 0 |  | 0 | 0 |  | 0 | 0 |  | 0 | 0 | 0 | 0 | 0 |  | 0 | 0 | 0 | 0 | 0 |  | 0 | 0 | 0 | 0 | 0 | 0 | 0
PG&E GBA | Llagas | 115 | Biomass |  |  | 0 | 0 |  | 0 | 0 |  | 0 | 0 |  | 0 | 0 | 0 | 0 | 0 |  | 0 | 0 | 0 | 0 | 0 |  | 0 | 0 | 0 | 0 | 0 | 0 | 0
PG&E GBA | Lockeford | 115 | Biomass |  |  | 0 | 0 |  | 0 | 0 |  | 0 | 0 |  | 0 | 0 | 0 | 0 | 0 |  | 0 | 0 | 0 | 0 | 0 |  | 0 | 0 | 0 | 0 | 0 | 0 | 0
PG&E GBA | Lockeford | 230 | Biomass |  |  | 0 | 0 |  | 0 | 0 |  | 0 | 0 |  | 0 | 0 | 0 | 0 | 0 |  | 0 | 0 | 0 | 0 | 0 |  | 0 | 0 | 0 | 0 | 0 | 0 | 0
PG&E GBA | Lockeford | 60 | Biomass |  |  | 0 | 0 |  | 0 | 0 |  | 0 | 0 |  | 0 | 0 | 0 | 0 | 0 |  | 0 | 0 | 0 | 0 | 0 |  | 0 | 0 | 0 | 0 | 0 | 0 | 0
PG&E GBA | Lodi | 230 | Biomass |  |  | 0 | 0 |  | 0 | 0 |  | 0 | 0 |  | 0 | 0 | 0 | 0 | 0 |  | 0 | 0 | 0 | 0 | 0 |  | 0 | 0 | 0 | 0 | 0 | 0 | 0
PG&E NGBA | Logan Creek | 230 | Biomass |  |  | 0 | 0 |  | 0 | 0 |  | 0 | 0 |  | 0 | 0 | 0 | 0 | 0 |  | 0 | 0 | 0 | 0 | 0 |  | 0 | 0 | 0 | 0 | 0 | 0 | 0
PG&E GBA | Lone Tree | 230 | Biomass |  |  | 0 | 0 |  | 0 | 0 |  | 0 | 0 |  | 0 | 0 | 0 | 0 | 0 |  | 0 | 0 | 0 | 0 | 0 |  | 0 | 0 | 0 | 0 | 0 | 0 | 0
PG&E FRESNO | Los Banos | 230 | Biomass |  |  | 0 | 0 |  | 0 | 0 |  | 0 | 0 |  | 0 | 0 | 0 | 0 | 0 |  | 0 | 0 | 0 | 0 | 0 |  | 0 | 0 | 0 | 0 | 0 | 0 | 0
PG&E FRESNO | Los Banos | 500 | Biomass |  |  | 0 | 0 |  | 0 | 0 |  | 0 | 0 |  | 0 | 0 | 0 | 0 | 0 |  | 0 | 0 | 0 | 0 | 0 |  | 0 | 0 | 0 | 0 | 0 | 0 | 0
SDGE | Los Coches | 138 | Biomass |  |  | 0 | 0 |  | 0 | 0 |  | 0 | 0 |  | 0 | 0 | 0 | 0 | 0 |  | 0 | 0 | 0 | 0 | 0 |  | 0 | 0 | 0 | 0 | 0 | 0 | 0
SDGE | Los Coches | 69 | Biomass |  |  | 0 | 0 |  | 0 | 0 |  | 0 | 0 |  | 0 | 0 | 0 | 0 | 0 |  | 0 | 0 | 0 | 0 | 0 |  | 0 | 0 | 0 | 0 | 0 | 0 | 0
PG&E GBA | Los Esteros | 115 | Biomass |  |  | 0 | 0 |  | 0 | 0 |  | 0 | 0 |  | 0 | 0 | 0 | 0 | 0 |  | 0 | 0 | 0 | 0 | 0 |  | 0 | 0 | 0 | 0 | 0 | 0 | 0
PG&E GBA | Los Esteros | 230 | Biomass |  |  | 0 | 0 |  | 0 | 0 |  | 0 | 0 |  | 0 | 0 | 0 | 0 | 0 |  | 0 | 0 | 0 | 0 | 0 |  | 0 | 0 | 0 | 0 | 0 | 0 | 0
PG&E GBA | Los Positas | 230 | Biomass |  |  | 0 | 0 |  | 0 | 0 |  | 0 | 0 |  | 0 | 0 | 0 | 0 | 0 |  | 0 | 0 | 0 | 0 | 0 |  | 0 | 0 | 0 | 0 | 0 | 0 | 0
PG&E GBA | Los Positas | 60 | Biomass |  |  | 0 | 0 |  | 0 | 0 |  | 0 | 0 |  | 0 | 0 | 0 | 0 | 0 |  | 0 | 0 | 0 | 0 | 0 |  | 0 | 0 | 0 | 0 | 0 | 0 | 0
SDGE | Loveland | 69 | Biomass |  |  | 0 | 0 |  | 0 | 0 |  | 0 | 0 |  | 0 | 0 | 0 | 0 | 0 |  | 0 | 0 | 0 | 0 | 0 |  | 0 | 0 | 0 | 0 | 0 | 0 | 0
SCE NOL | Lugo | 230 | Biomass |  |  | 0 | 0 |  | 0 | 0 |  | 0 | 0 |  | 0 | 0 | 0 | 0 | 0 |  | 0 | 0 | 0 | 0 | 0 |  | 0 | 0 | 0 | 0 | 0 | 0 | 0
SCE Metro | Lugo | 500 | Biomass |  |  | 0 | 0 |  | 0 | 0 |  | 0 | 0 |  | 0 | 0 | 0 | 0 | 0 |  | 0 | 0 | 0 | 0 | 0 |  | 0 | 0 | 0 | 0 | 0 | 0 | 0
PG&E FRESNO | Madera | 70 | Biomass |  |  | 0 | 0 |  | 0 | 0 |  | 0 | 0 |  | 0 | 0 | 0 | 0 | 0 |  | 0 | 0 | 0 | 0 | 0 |  | 0 | 0 | 0 | 0 | 0 | 0 | 0
PG&E NGBA | Madison | 115 | Biomass |  |  | 0 | 0 |  | 0 | 0 |  | 0 | 0 |  | 0 | 0 | 0 | 0 | 0 |  | 0 | 0 | 0 | 0 | 0 |  | 0 | 0 | 0 | 0 | 0 | 0 | 0
PG&E KERN | Magunden | 115 | Biomass |  |  | 0 | 0 |  | 0 | 0 |  | 0 | 0 |  | 0 | 0 | 0 | 0 | 0 |  | 0 | 0 | 0 | 0 | 0 |  | 0 | 0 | 0 | 0 | 0 | 0 | 0
SCE Northern | Magunden | 230 | Biomass |  |  | 0 | 0 |  | 0 | 0 |  | 0 | 0 |  | 0 | 0 | 0 | 0 | 0 |  | 0 | 0 | 0 | 0 | 0 |  | 0 | 0 | 0 | 0 | 0 | 0 | 0
PG&E FRESNO | Malaga | 115 | Biomass |  |  | 0 | 0 |  | 0 | 0 |  | 0 | 0 |  | 0 | 0 | 0 | 0 | 0 |  | 0 | 0 | 0 | 0 | 0 |  | 0 | 0 | 0 | 0 | 0 | 0 | 0
PG&E NGBA | Malin | 500 | Biomass |  |  | 0 | 0 |  | 0 | 0 |  | 0 | 0 |  | 0 | 0 | 0 | 0 | 0 |  | 0 | 0 | 0 | 0 | 0 |  | 0 | 0 | 0 | 0 | 0 | 0 | 0
SCE Northern | Mandalay | 230 | Biomass |  |  | 0 | 0 |  | 0 | 0 |  | 0 | 0 |  | 0 | 0 | 0 | 0 | 0 |  | 0 | 0 | 0 | 0 | 0 |  | 0 | 0 | 0 | 0 | 0 | 0 | 0
PG&E FRESNO | Manning | 230 | Biomass |  |  | 0 | 0 |  | 0 | 0 |  | 0 | 0 |  | 0 | 0 | 0 | 0 | 0 |  | 0 | 0 | 0 | 0 | 0 |  | 0 | 0 | 0 | 0 | 0 | 0 | 0
PG&E FRESNO | Manning | 500 | Biomass |  |  | 0 | 0 |  | 0 | 0 |  | 0 | 0 |  | 0 | 0 | 0 | 0 | 0 |  | 0 | 0 | 0 | 0 | 0 |  | 0 | 0 | 0 | 0 | 0 | 0 | 0
PG&E GBA | Manteca | 115 | Biomass |  |  | 0 | 0 |  | 0 | 0 |  | 0 | 0 |  | 0 | 0 | 0 | 0 | 0 |  | 0 | 0 | 0 | 0 | 0 |  | 0 | 0 | 0 | 0 | 0 | 0 | 0
SDGE | Margarita | 138 | Biomass |  |  | 0 | 0 |  | 0 | 0 |  | 0 | 0 |  | 0 | 0 | 0 | 0 | 0 |  | 0 | 0 | 0 | 0 | 0 |  | 0 | 0 | 0 | 0 | 0 | 0 | 0
PG&E GBA | Martin | 230 | Biomass |  |  | 0 | 0 |  | 0 | 0 |  | 0 | 0 |  | 0 | 0 | 0 | 0 | 0 |  | 0 | 0 | 0 | 0 | 0 |  | 0 | 0 | 0 | 0 | 0 | 0 | 0
PG&E GBA | Martin | 115 | Biomass |  |  | 0 | 0 |  | 0 | 0 |  | 0 | 0 |  | 0 | 0 | 0 | 0 | 0 |  | 0 | 0 | 0 | 0 | 0 |  | 0 | 0 | 0 | 0 | 0 | 0 | 0
PG&E GBA | Martinez | 115 | Biomass |  |  | 0 | 0 |  | 0 | 0 |  | 0 | 0 |  | 0 | 0 | 0 | 0 | 0 |  | 0 | 0 | 0 | 0 | 0 |  | 0 | 0 | 0 | 0 | 0 | 0 | 0
PG&E FRESNO | Mc Mullin | 230 | Biomass |  |  | 0 | 0 |  | 0 | 0 |  | 0 | 0 |  | 0 | 0 | 0 | 0 | 0 |  | 0 | 0 | 0 | 0 | 0 |  | 0 | 0 | 0 | 0 | 0 | 0 | 0
PG&E FRESNO | McCall | 115 | Biomass |  |  | 0 | 0 |  | 0 | 0 |  | 0 | 0 |  | 0 | 0 | 0 | 0 | 0 |  | 0 | 0 | 0 | 0 | 0 |  | 0 | 0 | 0 | 0 | 0 | 0 | 0
PG&E FRESNO | McCall | 230 | Biomass |  |  | 0 | 0 |  | 0 | 0 |  | 0 | 0 |  | 0 | 0 | 0 | 0 | 0 |  | 0 | 0 | 0 | 0 | 0 |  | 0 | 0 | 0 | 0 | 0 | 0 | 0
PG&E GBA | Meadow Lane | 115 | Biomass |  |  | 0 | 0 |  | 0 | 0 |  | 0 | 0 |  | 0 | 0 | 0 | 0 | 0 |  | 0 | 0 | 0 | 0 | 0 |  | 0 | 0 | 0 | 0 | 0 | 0 | 0
PG&E GBA | Melones | 115 | Biomass |  |  | 0 | 0 |  | 0 | 0 |  | 0 | 0 |  | 0 | 0 | 0 | 0 | 0 |  | 0 | 0 | 0 | 0 | 0 |  | 0 | 0 | 0 | 0 | 0 | 0 | 0
PG&E GBA | Melones | 230 | Biomass |  |  | 0 | 0 |  | 0 | 0 |  | 0 | 0 |  | 0 | 0 | 0 | 0 | 0 |  | 0 | 0 | 0 | 0 | 0 |  | 0 | 0 | 0 | 0 | 0 | 0 | 0
SDGE | Melrose | 69 | Biomass |  |  | 0 | 0 |  | 0 | 0 |  | 0 | 0 |  | 0 | 0 | 0 | 0 | 0 |  | 0 | 0 | 0 | 0 | 0 |  | 0 | 0 | 0 | 0 | 0 | 0 | 0
PG&E NGBA | Mendocino | 115 | Biomass |  |  | 0 | 0 |  | 0 | 0 |  | 0 | 0 |  | 0 | 0 | 0 | 0 | 0 |  | 0 | 0 | 0 | 0 | 0 |  | 0 | 0 | 0 | 0 | 0 | 0 | 0
PG&E NGBA | Mendocino | 60 | Biomass |  |  | 0 | 0 |  | 0 | 0 |  | 0 | 0 |  | 0 | 0 | 0 | 0 | 0 |  | 0 | 0 | 0 | 0 | 0 |  | 0 | 0 | 0 | 0 | 0 | 0 | 0
PG&E FRESNO | Mendota | 115 | Biomass |  |  | 0 | 0 |  | 0 | 0 |  | 0 | 0 |  | 0 | 0 | 0 | 0 | 0 |  | 0 | 0 | 0 | 0 | 0 |  | 0 | 0 | 0 | 0 | 0 | 0 | 0
PG&E GBA | Menlo | 60 | Biomass |  |  | 0 | 0 |  | 0 | 0 |  | 0 | 0 |  | 0 | 0 | 0 | 0 | 0 |  | 0 | 0 | 0 | 0 | 0 |  | 0 | 0 | 0 | 0 | 0 | 0 | 0
PG&E FRESNO | Merced | 115 | Biomass |  |  | 0 | 0 |  | 0 | 0 |  | 0 | 0 |  | 0 | 0 | 0 | 0 | 0 |  | 0 | 0 | 0 | 0 | 0 |  | 0 | 0 | 0 | 0 | 0 | 0 | 0
EOP | Mercury | 138 | Biomass |  |  | 0 | 0 |  | 0 | 0 |  | 0 | 0 |  | 0 | 0 | 0 | 0 | 0 |  | 0 | 0 | 0 | 0 | 0 |  | 0 | 0 | 0 | 0 | 0 | 0 | 0
PG&E FRESNO | Mercy Springs | 70 | Biomass |  |  | 0 | 0 |  | 0 | 0 |  | 0 | 0 |  | 0 | 0 | 0 | 0 | 0 |  | 0 | 0 | 0 | 0 | 0 |  | 0 | 0 | 0 | 0 | 0 | 0 | 0
PG&E NGBA | Meridian | 60 | Biomass |  |  | 0 | 0 |  | 0 | 0 |  | 0 | 0 |  | 0 | 0 | 0 | 0 | 0 |  | 0 | 0 | 0 | 0 | 0 |  | 0 | 0 | 0 | 0 | 0 | 0 | 0
PG&E KERN | Mesa (PGE) | 115 | Biomass |  |  | 0 | 0 |  | 0 | 0 |  | 0 | 0 |  | 0 | 0 | 0 | 0 | 0 |  | 0 | 0 | 0 | 0 | 0 |  | 0 | 0 | 0 | 0 | 0 | 0 | 0
PG&E KERN | Mesa (PGE) | 230 | Biomass |  |  | 0 | 0 |  | 0 | 0 |  | 0 | 0 |  | 0 | 0 | 0 | 0 | 0 |  | 0 | 0 | 0 | 0 | 0 |  | 0 | 0 | 0 | 0 | 0 | 0 | 0
SCE Metro | Mesa (SCE) | 230 | Biomass |  |  | 0 | 0 |  | 0 | 0 |  | 0 | 0 |  | 0 | 0 | 0 | 0 | 0 |  | 0 | 0 | 0 | 0 | 0 |  | 0 | 0 | 0 | 0 | 0 | 0 | 0
SCE Metro | Mesa (SCE) | 500 | Biomass |  |  | 0 | 0 |  | 0 | 0 |  | 0 | 0 |  | 0 | 0 | 0 | 0 | 0 |  | 0 | 0 | 0 | 0 | 0 |  | 0 | 0 | 0 | 0 | 0 | 0 | 0
SDGE | Mesa Heights | 69 | Biomass |  |  | 0 | 0 |  | 0 | 0 |  | 0 | 0 |  | 0 | 0 | 0 | 0 | 0 |  | 0 | 0 | 0 | 0 | 0 |  | 0 | 0 | 0 | 0 | 0 | 0 | 0
PG&E GBA | Metcalf | 115 | Biomass |  |  | 0 | 0 |  | 0 | 0 |  | 0 | 0 |  | 0 | 0 | 0 | 0 | 0 |  | 0 | 0 | 0 | 0 | 0 |  | 0 | 0 | 0 | 0 | 0 | 0 | 0
PG&E GBA | Metcalf | 230 | Biomass |  |  | 0 | 0 |  | 0 | 0 |  | 0 | 0 |  | 0 | 0 | 0 | 0 | 0 |  | 0 | 0 | 0 | 0 | 0 |  | 0 | 0 | 0 | 0 | 0 | 0 | 0
PG&E GBA | Metcalf | 500 | Biomass |  |  | 0 | 0 |  | 0 | 0 |  | 0 | 0 |  | 0 | 0 | 0 | 0 | 0 |  | 0 | 0 | 0 | 0 | 0 |  | 0 | 0 | 0 | 0 | 0 | 0 | 0
PG&E KERN | Midway | 115 | Biomass |  |  | 0 | 0 |  | 0 | 0 |  | 0 | 0 |  | 0 | 0 | 0 | 0 | 0 |  | 0 | 0 | 0 | 0 | 0 |  | 0 | 0 | 0 | 0 | 0 | 0 | 0
PG&E KERN | Midway | 230 | Biomass |  |  | 0 | 0 |  | 0 | 0 |  | 0 | 0 |  | 0 | 0 | 0 | 0 | 0 |  | 0 | 0 | 0 | 0 | 0 |  | 0 | 0 | 0 | 0 | 0 | 0 | 0
PG&E KERN | Midway | 500 | Biomass |  |  | 0 | 0 |  | 0 | 0 |  | 0 | 0 |  | 0 | 0 | 0 | 0 | 0 |  | 0 | 0 | 0 | 0 | 0 |  | 0 | 0 | 0 | 0 | 0 | 0 | 0
SDGE | Miguel | 230 | Biomass |  |  | 0 | 0 |  | 0 | 0 |  | 0 | 0 |  | 0 | 0 | 0 | 0 | 0 |  | 0 | 0 | 0 | 0 | 0 |  | 0 | 0 | 0 | 0 | 0 | 0 | 0
SDGE | Miguel | 500 | Biomass |  |  | 0 | 0 |  | 0 | 0 |  | 0 | 0 |  | 0 | 0 | 0 | 0 | 0 |  | 0 | 0 | 0 | 0 | 0 |  | 0 | 0 | 0 | 0 | 0 | 0 | 0
SDGE | Miguel | 69 | Biomass |  |  | 0 | 0 |  | 0 | 0 |  | 0 | 0 |  | 0 | 0 | 0 | 0 | 0 |  | 0 | 0 | 0 | 0 | 0 |  | 0 | 0 | 0 | 0 | 0 | 0 | 0
PG&E GBA | Millbrae | 115 | Biomass |  |  | 0 | 0 |  | 0 | 0 |  | 0 | 0 |  | 0 | 0 | 0 | 0 | 0 |  | 0 | 0 | 0 | 0 | 0 |  | 0 | 0 | 0 | 0 | 0 | 0 | 0
PG&E GBA | Miller | 115 | Biomass |  |  | 0 | 0 |  | 0 | 0 |  | 0 | 0 |  | 0 | 0 | 0 | 0 | 0 |  | 0 | 0 | 0 | 0 | 0 |  | 0 | 0 | 0 | 0 | 0 | 0 | 0
SCE Metro | Mira Loma | 230 | Biomass |  |  | 0 | 0 |  | 0 | 0 |  | 0 | 0 |  | 0 | 0 | 0 | 0 | 0 |  | 0 | 0 | 0 | 0 | 0 |  | 0 | 0 | 0 | 0 | 0 | 0 | 0
SCE Metro | Mira Loma | 500 | Biomass |  |  | 0 | 0 |  | 0 | 0 |  | 0 | 0 |  | 0 | 0 | 0 | 0 | 0 |  | 0 | 0 | 0 | 0 | 0 |  | 0 | 0 | 0 | 0 | 0 | 0 | 0
SCE Eastern | Mirage | 115 | Biomass |  |  | 0 | 0 |  | 0 | 0 |  | 0 | 0 |  | 0 | 0 | 0 | 0 | 0 |  | 0 | 0 | 0 | 0 | 0 |  | 0 | 0 | 0 | 0 | 0 | 0 | 0
SCE Eastern | Mirage | 230 | Biomass |  |  | 0 | 0 |  | 0 | 0 |  | 0 | 0 |  | 0 | 0 | 0 | 0 | 0 |  | 0 | 0 | 0 | 0 | 0 |  | 0 | 0 | 0 | 0 | 0 | 0 | 0
SDGE | Mission | 138 | Biomass |  |  | 0 | 0 |  | 0 | 0 |  | 0 | 0 |  | 0 | 0 | 0 | 0 | 0 |  | 0 | 0 | 0 | 0 | 0 |  | 0 | 0 | 0 | 0 | 0 | 0 | 0
SDGE | Mission | 230 | Biomass |  |  | 0 | 0 |  | 0 | 0 |  | 0 | 0 |  | 0 | 0 | 0 | 0 | 0 |  | 0 | 0 | 0 | 0 | 0 |  | 0 | 0 | 0 | 0 | 0 | 0 | 0
SDGE | Mission | 69 | Biomass |  |  | 0 | 0 |  | 0 | 0 |  | 0 | 0 |  | 0 | 0 | 0 | 0 | 0 |  | 0 | 0 | 0 | 0 | 0 |  | 0 | 0 | 0 | 0 | 0 | 0 | 0
PG&E GBA | Mi-Wuk | 115 | Biomass |  |  | 0 | 0 |  | 0 | 0 |  | 0 | 0 |  | 0 | 0 | 0 | 0 | 0 |  | 0 | 0 | 0 | 0 | 0 |  | 0 | 0 | 0 | 0 | 0 | 0 | 0
EOP | Mohave | 500 | Biomass |  |  | 0 | 0 |  | 0 | 0 |  | 0 | 0 |  | 0 | 0 | 0 | 0 | 0 |  | 0 | 0 | 0 | 0 | 0 |  | 0 | 0 | 0 | 0 | 0 | 0 | 0
PG&E NGBA | Monroe | 115 | Biomass |  |  | 0 | 0 |  | 0 | 0 |  | 0 | 0 |  | 0 | 0 | 0 | 0 | 0 |  | 0 | 0 | 0 | 0 | 0 |  | 0 | 0 | 0 | 0 | 0 | 0 | 0
SDGE | Monserate | 69 | Biomass |  |  | 0 | 0 |  | 0 | 0 |  | 0 | 0 |  | 0 | 0 | 0 | 0 | 0 |  | 0 | 0 | 0 | 0 | 0 |  | 0 | 0 | 0 | 0 | 0 | 0 | 0
PG&E GBA | Monta Vista | 115 | Biomass |  |  | 0 | 0 |  | 0 | 0 |  | 0 | 0 |  | 0 | 0 | 0 | 0 | 0 |  | 0 | 0 | 0 | 0 | 0 |  | 0 | 0 | 0 | 0 | 0 | 0 | 0
PG&E GBA | Monta Vista | 230 | Biomass |  |  | 0 | 0 |  | 0 | 0 |  | 0 | 0 |  | 0 | 0 | 0 | 0 | 0 |  | 0 | 0 | 0 | 0 | 0 |  | 0 | 0 | 0 | 0 | 0 | 0 | 0
PG&E GBA | Monta Vista | 60 | Biomass |  |  | 0 | 0 |  | 0 | 0 |  | 0 | 0 |  | 0 | 0 | 0 | 0 | 0 |  | 0 | 0 | 0 | 0 | 0 |  | 0 | 0 | 0 | 0 | 0 | 0 | 0
PG&E NGBA | Monticello | 115 | Biomass |  |  | 0 | 0 |  | 0 | 0 |  | 0 | 0 |  | 0 | 0 | 0 | 0 | 0 |  | 0 | 0 | 0 | 0 | 0 |  | 0 | 0 | 0 | 0 | 0 | 0 | 0
SCE Northern | Moorpark | 230 | Biomass |  |  | 0 | 0 |  | 0 | 0 |  | 0 | 0 |  | 0 | 0 | 0 | 0 | 0 |  | 0 | 0 | 0 | 0 | 0 |  | 0 | 0 | 0 | 0 | 0 | 0 | 0
SCE Northern | Moorpark | 66 | Biomass |  |  | 0 | 0 |  | 0 | 0 |  | 0 | 0 |  | 0 | 0 | 0 | 0 | 0 |  | 0 | 0 | 0 | 0 | 0 |  | 0 | 0 | 0 | 0 | 0 | 0 | 0
PG&E GBA | Moraga | 115 | Biomass |  |  | 0 | 0 |  | 0 | 0 |  | 0 | 0 |  | 0 | 0 | 0 | 0 | 0 |  | 0 | 0 | 0 | 0 | 0 |  | 0 | 0 | 0 | 0 | 0 | 0 | 0
PG&E GBA | Moraga | 230 | Biomass |  |  | 0 | 0 |  | 0 | 0 |  | 0 | 0 |  | 0 | 0 | 0 | 0 | 0 |  | 0 | 0 | 0 | 0 | 0 |  | 0 | 0 | 0 | 0 | 0 | 0 | 0
PG&E GBA | Morgan Hill | 115 | Biomass |  |  | 0 | 0 |  | 0 | 0 |  | 0 | 0 |  | 0 | 0 | 0 | 0 | 0 |  | 0 | 0 | 0 | 0 | 0 |  | 0 | 0 | 0 | 0 | 0 | 0 | 0
PG&E KERN | Morro Bay | 115 | Biomass |  |  | 0 | 0 |  | 0 | 0 |  | 0 | 0 |  | 0 | 0 | 0 | 0 | 0 |  | 0 | 0 | 0 | 0 | 0 |  | 0 | 0 | 0 | 0 | 0 | 0 | 0
PG&E KERN | Morro Bay | 230 | Biomass |  |  | 0 | 0 |  | 0 | 0 |  | 0 | 0 |  | 0 | 0 | 0 | 0 | 0 |  | 0 | 0 | 0 | 0 | 0 |  | 0 | 0 | 0 | 0 | 0 | 0 | 0
PG&E KERN | Morro Bay | 500 | Biomass |  |  | 0 | 0 |  | 0 | 0 |  | 0 | 0 |  | 0 | 0 | 0 | 0 | 0 |  | 0 | 0 | 0 | 0 | 0 |  | 0 | 0 | 0 | 0 | 0 | 0 | 0
PG&E GBA | Moss Landing | 115 | Biomass |  |  | 0 | 0 |  | 0 | 0 |  | 0 | 0 |  | 0 | 0 | 0 | 0 | 0 |  | 0 | 0 | 0 | 0 | 0 |  | 0 | 0 | 0 | 0 | 0 | 0 | 0
PG&E GBA | Moss Landing | 230 | Biomass |  |  | 0 | 0 |  | 0 | 0 |  | 0 | 0 |  | 0 | 0 | 0 | 0 | 0 |  | 0 | 0 | 0 | 0 | 0 |  | 0 | 0 | 0 | 0 | 0 | 0 | 0
PG&E GBA | Moss Landing | 500 | Biomass |  |  | 0 | 0 |  | 0 | 0 |  | 0 | 0 |  | 0 | 0 | 0 | 0 | 0 |  | 0 | 0 | 0 | 0 | 0 |  | 0 | 0 | 0 | 0 | 0 | 0 | 0
EOP | Mountain Pass | 115 | Biomass |  |  | 0 | 0 |  | 0 | 0 |  | 0 | 0 |  | 0 | 0 | 0 | 0 | 0 |  | 0 | 0 | 0 | 0 | 0 |  | 0 | 0 | 0 | 0 | 0 | 0 | 0
PG&E GBA | Mountain View | 115 | Biomass |  |  | 0 | 0 |  | 0 | 0 |  | 0 | 0 |  | 0 | 0 | 0 | 0 | 0 |  | 0 | 0 | 0 | 0 | 0 |  | 0 | 0 | 0 | 0 | 0 | 0 | 0
PG&E GBA | Mt Eden | 115 | Biomass |  |  | 0 | 0 |  | 0 | 0 |  | 0 | 0 |  | 0 | 0 | 0 | 0 | 0 |  | 0 | 0 | 0 | 0 | 0 |  | 0 | 0 | 0 | 0 | 0 | 0 | 0
PG&E KERN | Mt Poso | 115 | Biomass |  |  | 0 | 0 |  | 0 | 0 |  | 0 | 0 |  | 0 | 0 | 0 | 0 | 0 |  | 0 | 0 | 0 | 0 | 0 |  | 0 | 0 | 0 | 0 | 0 | 0 | 0
SDGE | Murray | 69 | Biomass |  |  | 0 | 0 |  | 0 | 0 |  | 0 | 0 |  | 0 | 0 | 0 | 0 | 0 |  | 0 | 0 | 0 | 0 | 0 |  | 0 | 0 | 0 | 0 | 0 | 0 | 0
PG&E FRESNO | Mustang | 230 | Biomass |  |  | 0 | 0 |  | 0 | 0 |  | 0 | 0 |  | 0 | 0 | 0 | 0 | 0 |  | 0 | 0 | 0 | 0 | 0 |  | 0 | 0 | 0 | 0 | 0 | 0 | 0
SCE Northern | Neenach | 66 | Biomass |  |  | 0 | 0 |  | 0 | 0 |  | 0 | 0 |  | 0 | 0 | 0 | 0 | 0 |  | 0 | 0 | 0 | 0 | 0 |  | 0 | 0 | 0 | 0 | 0 | 0 | 0
PG&E KERN | New Sub - Gates - Midway (Proposed) | 230 | Biomass |  |  | 0 | 0 |  | 0 | 0 |  | 0 | 0 |  | 0 | 0 | 0 | 0 | 0 |  | 0 | 0 | 0 | 0 | 0 |  | 0 | 0 | 0 | 0 | 0 | 0 | 0
PG&E KERN | New Sub - Gates - Templeton (Proposed) | 230 | Biomass |  |  | 0 | 0 |  | 0 | 0 |  | 0 | 0 |  | 0 | 0 | 0 | 0 | 0 |  | 0 | 0 | 0 | 0 | 0 |  | 0 | 0 | 0 | 0 | 0 | 0 | 0
SCE NOL | New Sub - Kramer - Lugo (Proposed) | 230 | Biomass |  |  | 0 | 0 |  | 0 | 0 |  | 0 | 0 |  | 0 | 0 | 0 | 0 | 0 |  | 0 | 0 | 0 | 0 | 0 |  | 0 | 0 | 0 | 0 | 0 | 0 | 0
PG&E FRESNO | New Sub - Los Banos - Midway (Proposed) | 500 | Biomass |  |  | 0 | 0 |  | 0 | 0 |  | 0 | 0 |  | 0 | 0 | 0 | 0 | 0 |  | 0 | 0 | 0 | 0 | 0 |  | 0 | 0 | 0 | 0 | 0 | 0 | 0
SCE NOL | New Sub - Lugo - Pisgah (Proposed) | 230 | Biomass |  |  | 0 | 0 |  | 0 | 0 |  | 0 | 0 |  | 0 | 0 | 0 | 0 | 0 |  | 0 | 0 | 0 | 0 | 0 |  | 0 | 0 | 0 | 0 | 0 | 0 | 0
PG&E KERN | New Sub - Midway - Wheeler Ridge (Proposed) | 230 | Biomass |  |  | 0 | 0 |  | 0 | 0 |  | 0 | 0 |  | 0 | 0 | 0 | 0 | 0 |  | 0 | 0 | 0 | 0 | 0 |  | 0 | 0 | 0 | 0 | 0 | 0 | 0
PG&E NGBA | New Sub - Near existing Leavitt (PSREC) | 345 | Biomass |  |  | 0 | 0 |  | 0 | 0 |  | 0 | 0 |  | 0 | 0 | 0 | 0 | 0 |  | 0 | 0 | 0 | 0 | 0 |  | 0 | 0 | 0 | 0 | 0 | 0 | 0
PG&E NGBA | New Sub - Near existing Madeline (NVE) | 345 | Biomass |  |  | 0 | 0 |  | 0 | 0 |  | 0 | 0 |  | 0 | 0 | 0 | 0 | 0 |  | 0 | 0 | 0 | 0 | 0 |  | 0 | 0 | 0 | 0 | 0 | 0 | 0
SDGE | New Sub - North Gila - IV (Proposed) | 500 | Biomass |  |  | 0 | 0 |  | 0 | 0 |  | 0 | 0 |  | 0 | 0 | 0 | 0 | 0 |  | 0 | 0 | 0 | 0 | 0 |  | 0 | 0 | 0 | 0 | 0 | 0 | 0
PG&E NGBA | New Sub - Pit 1 - Cottonwood (Proposed) | 230 | Biomass |  |  | 0 | 0 |  | 0 | 0 |  | 0 | 0 |  | 0 | 0 | 0 | 0 | 0 |  | 0 | 0 | 0 | 0 | 0 |  | 0 | 0 | 0 | 0 | 0 | 0 | 0
PG&E GBA | New Sub - Rancho Seco - Bellota (Proposed) | 230 | Biomass |  |  | 0 | 0 |  | 0 | 0 |  | 0 | 0 |  | 0 | 0 | 0 | 0 | 0 |  | 0 | 0 | 0 | 0 | 0 |  | 0 | 0 | 0 | 0 | 0 | 0 | 0
SDGE | New Sub - Suncrest - Ocotillo (Proposed) | 500 | Biomass |  |  | 0 | 0 |  | 0 | 0 |  | 0 | 0 |  | 0 | 0 | 0 | 0 | 0 |  | 0 | 0 | 0 | 0 | 0 |  | 0 | 0 | 0 | 0 | 0 | 0 | 0
PG&E FRESNO | New Sub - Westley - Quinto (Proposed) | 230 | Biomass |  |  | 0 | 0 |  | 0 | 0 |  | 0 | 0 |  | 0 | 0 | 0 | 0 | 0 |  | 0 | 0 | 0 | 0 | 0 |  | 0 | 0 | 0 | 0 | 0 | 0 | 0
PG&E GBA | Newark | 115 | Biomass |  |  | 0 | 0 |  | 0 | 0 |  | 0 | 0 |  | 0 | 0 | 0 | 0 | 0 |  | 0 | 0 | 0 | 0 | 0 |  | 0 | 0 | 0 | 0 | 0 | 0 | 0
PG&E GBA | Newark | 230 | Biomass |  |  | 0 | 0 |  | 0 | 0 |  | 0 | 0 |  | 0 | 0 | 0 | 0 | 0 |  | 0 | 0 | 0 | 0 | 0 |  | 0 | 0 | 0 | 0 | 0 | 0 | 0
PG&E GBA | Newark | 60 | Biomass |  |  | 0 | 0 |  | 0 | 0 |  | 0 | 0 |  | 0 | 0 | 0 | 0 | 0 |  | 0 | 0 | 0 | 0 | 0 |  | 0 | 0 | 0 | 0 | 0 | 0 | 0
PG&E FRESNO | Newhall | 115 | Biomass |  |  | 0 | 0 |  | 0 | 0 |  | 0 | 0 |  | 0 | 0 | 0 | 0 | 0 |  | 0 | 0 | 0 | 0 | 0 |  | 0 | 0 | 0 | 0 | 0 | 0 | 0
PG&E KERN | Norco | 115 | Biomass |  |  | 0 | 0 |  | 0 | 0 |  | 0 | 0 |  | 0 | 0 | 0 | 0 | 0 |  | 0 | 0 | 0 | 0 | 0 |  | 0 | 0 | 0 | 0 | 0 | 0 | 0
PG&E GBA | Nortech | 115 | Biomass |  |  | 0 | 0 |  | 0 | 0 |  | 0 | 0 |  | 0 | 0 | 0 | 0 | 0 |  | 0 | 0 | 0 | 0 | 0 |  | 0 | 0 | 0 | 0 | 0 | 0 | 0
SDGE | North City Metering | 138 | Biomass |  |  | 0 | 0 |  | 0 | 0 |  | 0 | 0 |  | 0 | 0 | 0 | 0 | 0 |  | 0 | 0 | 0 | 0 | 0 |  | 0 | 0 | 0 | 0 | 0 | 0 | 0
PG&E GBA | North Dublin | 230 | Biomass |  |  | 0 | 0 |  | 0 | 0 |  | 0 | 0 |  | 0 | 0 | 0 | 0 | 0 |  | 0 | 0 | 0 | 0 | 0 |  | 0 | 0 | 0 | 0 | 0 | 0 | 0
SDGE | North Gila | 500 | Biomass |  |  | 0 | 0 |  | 0 | 0 |  | 0 | 0 |  | 0 | 0 | 0 | 0 | 0 |  | 0 | 0 | 0 | 0 | 0 |  | 0 | 0 | 0 | 0 | 0 | 0 | 0
SCE Metro | North of SONGS | 230 | Biomass |  |  | 0 | 0 |  | 0 | 0 |  | 0 | 0 |  | 0 | 0 | 0 | 0 | 0 |  | 0 | 0 | 0 | 0 | 0 |  | 0 | 0 | 0 | 0 | 0 | 0 | 0
SCE Metro | North of SONGS | 500 | Biomass |  |  | 0 | 0 |  | 0 | 0 |  | 0 | 0 |  | 0 | 0 | 0 | 0 | 0 |  | 0 | 0 | 0 | 0 | 0 |  | 0 | 0 | 0 | 0 | 0 | 0 | 0
PG&E NGBA | Notre Dame | 115 | Biomass |  |  | 0 | 0 |  | 0 | 0 |  | 0 | 0 |  | 0 | 0 | 0 | 0 | 0 |  | 0 | 0 | 0 | 0 | 0 |  | 0 | 0 | 0 | 0 | 0 | 0 | 0
PG&E GBA | Oakland C | 115 | Biomass |  |  | 0 | 0 |  | 0 | 0 |  | 0 | 0 |  | 0 | 0 | 0 | 0 | 0 |  | 0 | 0 | 0 | 0 | 0 |  | 0 | 0 | 0 | 0 | 0 | 0 | 0
PG&E GBA | Oakland J | 115 | Biomass |  |  | 0 | 0 |  | 0 | 0 |  | 0 | 0 |  | 0 | 0 | 0 | 0 | 0 |  | 0 | 0 | 0 | 0 | 0 |  | 0 | 0 | 0 | 0 | 0 | 0 | 0
PG&E GBA | Oakland L | 115 | Biomass |  |  | 0 | 0 |  | 0 | 0 |  | 0 | 0 |  | 0 | 0 | 0 | 0 | 0 |  | 0 | 0 | 0 | 0 | 0 |  | 0 | 0 | 0 | 0 | 0 | 0 | 0
PG&E GBA | Oakland X | 115 | Biomass |  |  | 0 | 0 |  | 0 | 0 |  | 0 | 0 |  | 0 | 0 | 0 | 0 | 0 |  | 0 | 0 | 0 | 0 | 0 |  | 0 | 0 | 0 | 0 | 0 | 0 | 0
SDGE | Ocean Ranch | 69 | Biomass |  |  | 0 | 0 |  | 0 | 0 |  | 0 | 0 |  | 0 | 0 | 0 | 0 | 0 |  | 0 | 0 | 0 | 0 | 0 |  | 0 | 0 | 0 | 0 | 0 | 0 | 0
PG&E KERN | Oceano | 115 | Biomass |  |  | 0 | 0 |  | 0 | 0 |  | 0 | 0 |  | 0 | 0 | 0 | 0 | 0 |  | 0 | 0 | 0 | 0 | 0 |  | 0 | 0 | 0 | 0 | 0 | 0 | 0
SDGE | Ocotillo Express | 500 | Biomass |  |  | 0 | 0 |  | 0 | 0 |  | 0 | 0 |  | 0 | 0 | 0 | 0 | 0 |  | 0 | 0 | 0 | 0 | 0 |  | 0 | 0 | 0 | 0 | 0 | 0 | 0
PG&E KERN | Old River | 70 | Biomass |  |  | 0 | 0 |  | 0 | 0 |  | 0 | 0 |  | 0 | 0 | 0 | 0 | 0 |  | 0 | 0 | 0 | 0 | 0 |  | 0 | 0 | 0 | 0 | 0 | 0 | 0
SDGE | Old Town | 230 | Biomass |  |  | 0 | 0 |  | 0 | 0 |  | 0 | 0 |  | 0 | 0 | 0 | 0 | 0 |  | 0 | 0 | 0 | 0 | 0 |  | 0 | 0 | 0 | 0 | 0 | 0 | 0
SCE Metro | Olinda | 230 | Biomass |  |  | 0 | 0 |  | 0 | 0 |  | 0 | 0 |  | 0 | 0 | 0 | 0 | 0 |  | 0 | 0 | 0 | 0 | 0 |  | 0 | 0 | 0 | 0 | 0 | 0 | 0
PG&E FRESNO | Olive | 115 | Biomass |  |  | 0 | 0 |  | 0 | 0 |  | 0 | 0 |  | 0 | 0 | 0 | 0 | 0 |  | 0 | 0 | 0 | 0 | 0 |  | 0 | 0 | 0 | 0 | 0 | 0 | 0
PG&E NGBA | Olivehurst | 115 | Biomass |  |  | 0 | 0 |  | 0 | 0 |  | 0 | 0 |  | 0 | 0 | 0 | 0 | 0 |  | 0 | 0 | 0 | 0 | 0 |  | 0 | 0 | 0 | 0 | 0 | 0 | 0
PG&E NGBA | Oregon Trail | 60 | Biomass |  |  | 0 | 0 |  | 0 | 0 |  | 0 | 0 |  | 0 | 0 | 0 | 0 | 0 |  | 0 | 0 | 0 | 0 | 0 |  | 0 | 0 | 0 | 0 | 0 | 0 | 0
SCE Northern | Ormond Beach | 230 | Biomass |  |  | 0 | 0 |  | 0 | 0 |  | 0 | 0 |  | 0 | 0 | 0 | 0 | 0 |  | 0 | 0 | 0 | 0 | 0 |  | 0 | 0 | 0 | 0 | 0 | 0 | 0
PG&E FRESNO | Oro Loma | 115 | Biomass |  |  | 0 | 0 |  | 0 | 0 |  | 0 | 0 |  | 0 | 0 | 0 | 0 | 0 |  | 0 | 0 | 0 | 0 | 0 |  | 0 | 0 | 0 | 0 | 0 | 0 | 0
PG&E FRESNO | Oro Loma | 70 | Biomass |  |  | 0 | 0 |  | 0 | 0 |  | 0 | 0 |  | 0 | 0 | 0 | 0 | 0 |  | 0 | 0 | 0 | 0 | 0 |  | 0 | 0 | 0 | 0 | 0 | 0 | 0
PG&E FRESNO | Orosi | 70 | Biomass |  |  | 0 | 0 |  | 0 | 0 |  | 0 | 0 |  | 0 | 0 | 0 | 0 | 0 |  | 0 | 0 | 0 | 0 | 0 |  | 0 | 0 | 0 | 0 | 0 | 0 | 0
SDGE | Otay | 69 | Biomass |  |  | 0 | 0 |  | 0 | 0 |  | 0 | 0 |  | 0 | 0 | 0 | 0 | 0 |  | 0 | 0 | 0 | 0 | 0 |  | 0 | 0 | 0 | 0 | 0 | 0 | 0
SDGE | Otay Mesa | 230 | Biomass |  |  | 0 | 0 |  | 0 | 0 |  | 0 | 0 |  | 0 | 0 | 0 | 0 | 0 |  | 0 | 0 | 0 | 0 | 0 |  | 0 | 0 | 0 | 0 | 0 | 0 | 0
PG&E FRESNO | Padre Flats SW STA | 230 | Biomass |  |  | 0 | 0 |  | 0 | 0 |  | 0 | 0 |  | 0 | 0 | 0 | 0 | 0 |  | 0 | 0 | 0 | 0 | 0 |  | 0 | 0 | 0 | 0 | 0 | 0 | 0
EOP | Pahrump | 138 | Biomass |  |  | 0 | 0 |  | 0 | 0 |  | 0 | 0 |  | 0 | 0 | 0 | 0 | 0 |  | 0 | 0 | 0 | 0 | 0 |  | 0 | 0 | 0 | 0 | 0 | 0 | 0
EOP | Pahrump | 230 | Biomass |  |  | 0 | 0 |  | 0 | 0 |  | 0 | 0 |  | 0 | 0 | 0 | 0 | 0 |  | 0 | 0 | 0 | 0 | 0 |  | 0 | 0 | 0 | 0 | 0 | 0 | 0
SDGE | Pala | 69 | Biomass |  |  | 0 | 0 |  | 0 | 0 |  | 0 | 0 |  | 0 | 0 | 0 | 0 | 0 |  | 0 | 0 | 0 | 0 | 0 |  | 0 | 0 | 0 | 0 | 0 | 0 | 0
PG&E NGBA | Palermo | 115 | Biomass |  |  | 0 | 0 |  | 0 | 0 |  | 0 | 0 |  | 0 | 0 | 0 | 0 | 0 |  | 0 | 0 | 0 | 0 | 0 |  | 0 | 0 | 0 | 0 | 0 | 0 | 0
PG&E NGBA | Palermo | 230 | Biomass |  |  | 0 | 0 |  | 0 | 0 |  | 0 | 0 |  | 0 | 0 | 0 | 0 | 0 |  | 0 | 0 | 0 | 0 | 0 |  | 0 | 0 | 0 | 0 | 0 | 0 | 0
SCE Eastern | Palo Verde | 500 | Biomass |  |  | 0 | 0 |  | 0 | 0 |  | 0 | 0 |  | 0 | 0 | 0 | 0 | 0 |  | 0 | 0 | 0 | 0 | 0 |  | 0 | 0 | 0 | 0 | 0 | 0 | 0
SDGE | Palomar Energy | 230 | Biomass |  |  | 0 | 0 |  | 0 | 0 |  | 0 | 0 |  | 0 | 0 | 0 | 0 | 0 |  | 0 | 0 | 0 | 0 | 0 |  | 0 | 0 | 0 | 0 | 0 | 0 | 0
PG&E KERN | Panama | 70 | Biomass |  |  | 0 | 0 |  | 0 | 0 |  | 0 | 0 |  | 0 | 0 | 0 | 0 | 0 |  | 0 | 0 | 0 | 0 | 0 |  | 0 | 0 | 0 | 0 | 0 | 0 | 0
PG&E FRESNO | Panoche | 115 | Biomass |  |  | 0 | 0 |  | 0 | 0 |  | 0 | 0 |  | 0 | 0 | 0 | 0 | 0 |  | 0 | 0 | 0 | 0 | 0 |  | 0 | 0 | 0 | 0 | 0 | 0 | 0
PG&E FRESNO | Panoche | 230 | Biomass |  |  | 0 | 0 |  | 0 | 0 |  | 0 | 0 |  | 0 | 0 | 0 | 0 | 0 |  | 0 | 0 | 0 | 0 | 0 |  | 0 | 0 | 0 | 0 | 0 | 0 | 0
SCE Northern | Pardee | 230 | Biomass |  |  | 0 | 0 |  | 0 | 0 |  | 0 | 0 |  | 0 | 0 | 0 | 0 | 0 |  | 0 | 0 | 0 | 0 | 0 |  | 0 | 0 | 0 | 0 | 0 | 0 | 0
PG&E NGBA | Parkway | 230 | Biomass |  |  | 0 | 0 |  | 0 | 0 |  | 0 | 0 |  | 0 | 0 | 0 | 0 | 0 |  | 0 | 0 | 0 | 0 | 0 |  | 0 | 0 | 0 | 0 | 0 | 0 | 0
SCE Northern | Pastoria | 230 | Biomass |  |  | 0 | 0 |  | 0 | 0 |  | 0 | 0 |  | 0 | 0 | 0 | 0 | 0 |  | 0 | 0 | 0 | 0 | 0 |  | 0 | 0 | 0 | 0 | 0 | 0 | 0
SCE Metro | Pauda | 230 | Biomass |  |  | 0 | 0 |  | 0 | 0 |  | 0 | 0 |  | 0 | 0 | 0 | 0 | 0 |  | 0 | 0 | 0 | 0 | 0 |  | 0 | 0 | 0 | 0 | 0 | 0 | 0
PG&E GBA | Paul Sweet | 115 | Biomass |  |  | 0 | 0 |  | 0 | 0 |  | 0 | 0 |  | 0 | 0 | 0 | 0 | 0 |  | 0 | 0 | 0 | 0 | 0 |  | 0 | 0 | 0 | 0 | 0 | 0 | 0
PG&E NGBA | Peabody | 230 | Biomass |  |  | 0 | 0 |  | 0 | 0 |  | 0 | 0 |  | 0 | 0 | 0 | 0 | 0 |  | 0 | 0 | 0 | 0 | 0 |  | 0 | 0 | 0 | 0 | 0 | 0 | 0
PG&E NGBA | Pease | 115 | Biomass |  |  | 0 | 0 |  | 0 | 0 |  | 0 | 0 |  | 0 | 0 | 0 | 0 | 0 |  | 0 | 0 | 0 | 0 | 0 |  | 0 | 0 | 0 | 0 | 0 | 0 | 0
PG&E NGBA | Pease | 60 | Biomass |  |  | 0 | 0 |  | 0 | 0 |  | 0 | 0 |  | 0 | 0 | 0 | 0 | 0 |  | 0 | 0 | 0 | 0 | 0 |  | 0 | 0 | 0 | 0 | 0 | 0 | 0
SDGE | Penasquitos | 138 | Biomass |  |  | 0 | 0 |  | 0 | 0 |  | 0 | 0 |  | 0 | 0 | 0 | 0 | 0 |  | 0 | 0 | 0 | 0 | 0 |  | 0 | 0 | 0 | 0 | 0 | 0 | 0
SDGE | Penasquitos | 230 | Biomass |  |  | 0 | 0 |  | 0 | 0 |  | 0 | 0 |  | 0 | 0 | 0 | 0 | 0 |  | 0 | 0 | 0 | 0 | 0 |  | 0 | 0 | 0 | 0 | 0 | 0 | 0
SDGE | Penasquitos | 69 | Biomass |  |  | 0 | 0 |  | 0 | 0 |  | 0 | 0 |  | 0 | 0 | 0 | 0 | 0 |  | 0 | 0 | 0 | 0 | 0 |  | 0 | 0 | 0 | 0 | 0 | 0 | 0
SDGE | Pendleton | 69 | Biomass |  |  | 0 | 0 |  | 0 | 0 |  | 0 | 0 |  | 0 | 0 | 0 | 0 | 0 |  | 0 | 0 | 0 | 0 | 0 |  | 0 | 0 | 0 | 0 | 0 | 0 | 0
PG&E NGBA | Penngrove | 115 | Biomass |  |  | 0 | 0 |  | 0 | 0 |  | 0 | 0 |  | 0 | 0 | 0 | 0 | 0 |  | 0 | 0 | 0 | 0 | 0 |  | 0 | 0 | 0 | 0 | 0 | 0 | 0
PG&E GBA | Peoria | 115 | Biomass |  |  | 0 | 0 |  | 0 | 0 |  | 0 | 0 |  | 0 | 0 | 0 | 0 | 0 |  | 0 | 0 | 0 | 0 | 0 |  | 0 | 0 | 0 | 0 | 0 | 0 | 0
PG&E GBA | Piercy | 115 | Biomass |  |  | 0 | 0 |  | 0 | 0 |  | 0 | 0 |  | 0 | 0 | 0 | 0 | 0 |  | 0 | 0 | 0 | 0 | 0 |  | 0 | 0 | 0 | 0 | 0 | 0 | 0
PG&E FRESNO | Pine Flat | 230 | Biomass |  |  | 0 | 0 |  | 0 | 0 |  | 0 | 0 |  | 0 | 0 | 0 | 0 | 0 |  | 0 | 0 | 0 | 0 | 0 |  | 0 | 0 | 0 | 0 | 0 | 0 | 0
SCE NOL | Pisgah | 230 | Biomass |  |  | 0 | 0 |  | 0 | 0 |  | 0 | 0 |  | 0 | 0 | 0 | 0 | 0 |  | 0 | 0 | 0 | 0 | 0 |  | 0 | 0 | 0 | 0 | 0 | 0 | 0
PG&E NGBA | Pit 1 | 230 | Biomass |  |  | 0 | 0 |  | 0 | 0 |  | 0 | 0 |  | 0 | 0 | 0 | 0 | 0 |  | 0 | 0 | 0 | 0 | 0 |  | 0 | 0 | 0 | 0 | 0 | 0 | 0
PG&E NGBA | Pit 1 | 60 | Biomass |  |  | 0 | 0 |  | 0 | 0 |  | 0 | 0 |  | 0 | 0 | 0 | 0 | 0 |  | 0 | 0 | 0 | 0 | 0 |  | 0 | 0 | 0 | 0 | 0 | 0 | 0
PG&E NGBA | Pit 3 | 230 | Biomass |  |  | 0 | 0 |  | 0 | 0 |  | 0 | 0 |  | 0 | 0 | 0 | 0 | 0 |  | 0 | 0 | 0 | 0 | 0 |  | 0 | 0 | 0 | 0 | 0 | 0 | 0
PG&E NGBA | Pit 4 | 230 | Biomass |  |  | 0 | 0 |  | 0 | 0 |  | 0 | 0 |  | 0 | 0 | 0 | 0 | 0 |  | 0 | 0 | 0 | 0 | 0 |  | 0 | 0 | 0 | 0 | 0 | 0 | 0
PG&E GBA | Pittsburg | 115 | Biomass |  |  | 0 | 0 |  | 0 | 0 |  | 0 | 0 |  | 0 | 0 | 0 | 0 | 0 |  | 0 | 0 | 0 | 0 | 0 |  | 0 | 0 | 0 | 0 | 0 | 0 | 0
PG&E GBA | Pittsburg | 230 | Biomass |  |  | 0 | 0 |  | 0 | 0 |  | 0 | 0 |  | 0 | 0 | 0 | 0 | 0 |  | 0 | 0 | 0 | 0 | 0 |  | 0 | 0 | 0 | 0 | 0 | 0 | 0
PG&E NGBA | Pleasant Grove | 115 | Biomass |  |  | 0 | 0 |  | 0 | 0 |  | 0 | 0 |  | 0 | 0 | 0 | 0 | 0 |  | 0 | 0 | 0 | 0 | 0 |  | 0 | 0 | 0 | 0 | 0 | 0 | 0
PG&E NGBA | POE | 230 | Biomass |  |  | 0 | 0 |  | 0 | 0 |  | 0 | 0 |  | 0 | 0 | 0 | 0 | 0 |  | 0 | 0 | 0 | 0 | 0 |  | 0 | 0 | 0 | 0 | 0 | 0 | 0
SDGE | Point Loma | 69 | Biomass |  |  | 0 | 0 |  | 0 | 0 |  | 0 | 0 |  | 0 | 0 | 0 | 0 | 0 |  | 0 | 0 | 0 | 0 | 0 |  | 0 | 0 | 0 | 0 | 0 | 0 | 0
SDGE | Pomerado | 69 | Biomass |  |  | 0 | 0 |  | 0 | 0 |  | 0 | 0 |  | 0 | 0 | 0 | 0 | 0 |  | 0 | 0 | 0 | 0 | 0 |  | 0 | 0 | 0 | 0 | 0 | 0 | 0
PG&E KERN | Poso Mountain | 115 | Biomass |  |  | 0 | 0 |  | 0 | 0 |  | 0 | 0 |  | 0 | 0 | 0 | 0 | 0 |  | 0 | 0 | 0 | 0 | 0 |  | 0 | 0 | 0 | 0 | 0 | 0 | 0
EOP | Primm | 230 | Biomass |  |  | 0 | 0 |  | 0 | 0 |  | 0 | 0 |  | 0 | 0 | 0 | 0 | 0 |  | 0 | 0 | 0 | 0 | 0 |  | 0 | 0 | 0 | 0 | 0 | 0 | 0
PG&E NGBA | Putah Creek | 115 | Biomass |  |  | 0 | 0 |  | 0 | 0 |  | 0 | 0 |  | 0 | 0 | 0 | 0 | 0 |  | 0 | 0 | 0 | 0 | 0 |  | 0 | 0 | 0 | 0 | 0 | 0 | 0
SDGE | Q1806 | 138 | Biomass |  |  | 0 | 0 |  | 0 | 0 |  | 0 | 0 |  | 0 | 0 | 0 | 0 | 0 |  | 0 | 0 | 0 | 0 | 0 |  | 0 | 0 | 0 | 0 | 0 | 0 | 0
PG&E FRESNO | Quinto | 230 | Biomass |  |  | 0 | 0 |  | 0 | 0 |  | 0 | 0 |  | 0 | 0 | 0 | 0 | 0 |  | 0 | 0 | 0 | 0 | 0 |  | 0 | 0 | 0 | 0 | 0 | 0 | 0
PG&E GBA | Race Track | 115 | Biomass |  |  | 0 | 0 |  | 0 | 0 |  | 0 | 0 |  | 0 | 0 | 0 | 0 | 0 |  | 0 | 0 | 0 | 0 | 0 |  | 0 | 0 | 0 | 0 | 0 | 0 | 0
SDGE | Rancho Mission Viejo | 138 | Biomass |  |  | 0 | 0 |  | 0 | 0 |  | 0 | 0 |  | 0 | 0 | 0 | 0 | 0 |  | 0 | 0 | 0 | 0 | 0 |  | 0 | 0 | 0 | 0 | 0 | 0 | 0
PG&E GBA | Rancho Seco | 230 | Biomass |  |  | 0 | 0 |  | 0 | 0 |  | 0 | 0 |  | 0 | 0 | 0 | 0 | 0 |  | 0 | 0 | 0 | 0 | 0 |  | 0 | 0 | 0 | 0 | 0 | 0 | 0
SCE Metro | Rancho Vista | 230 | Biomass |  |  | 0 | 0 |  | 0 | 0 |  | 0 | 0 |  | 0 | 0 | 0 | 0 | 0 |  | 0 | 0 | 0 | 0 | 0 |  | 0 | 0 | 0 | 0 | 0 | 0 | 0
SCE Metro | Rancho Vista | 500 | Biomass |  |  | 0 | 0 |  | 0 | 0 |  | 0 | 0 |  | 0 | 0 | 0 | 0 | 0 |  | 0 | 0 | 0 | 0 | 0 |  | 0 | 0 | 0 | 0 | 0 | 0 | 0
SCE NOL | Ransburg | 115 | Biomass |  |  | 0 | 0 |  | 0 | 0 |  | 0 | 0 |  | 0 | 0 | 0 | 0 | 0 |  | 0 | 0 | 0 | 0 | 0 |  | 0 | 0 | 0 | 0 | 0 | 0 | 0
PG&E GBA | Ravenswood | 115 | Biomass |  |  | 0 | 0 |  | 0 | 0 |  | 0 | 0 |  | 0 | 0 | 0 | 0 | 0 |  | 0 | 0 | 0 | 0 | 0 |  | 0 | 0 | 0 | 0 | 0 | 0 | 0
PG&E GBA | Ravenswood | 230 | Biomass |  |  | 0 | 0 |  | 0 | 0 |  | 0 | 0 |  | 0 | 0 | 0 | 0 | 0 |  | 0 | 0 | 0 | 0 | 0 |  | 0 | 0 | 0 | 0 | 0 | 0 | 0
SCE Northern | Rector | 230 | Biomass |  |  | 0 | 0 |  | 0 | 0 |  | 0 | 0 |  | 0 | 0 | 0 | 0 | 0 |  | 0 | 0 | 0 | 0 | 0 |  | 0 | 0 | 0 | 0 | 0 | 0 | 0
SCE Eastern | Red Bluff | 230 | Biomass |  |  | 0 | 0 |  | 0 | 0 |  | 0 | 0 |  | 0 | 0 | 0 | 0 | 0 |  | 0 | 0 | 0 | 0 | 0 |  | 0 | 0 | 0 | 0 | 0 | 0 | 0
SCE Eastern | Red Bluff | 500 | Biomass |  |  | 0 | 0 |  | 0 | 0 |  | 0 | 0 |  | 0 | 0 | 0 | 0 | 0 |  | 0 | 0 | 0 | 0 | 0 |  | 0 | 0 | 0 | 0 | 0 | 0 | 0
PG&E NGBA | Redbud | 115 | Biomass |  |  | 0 | 0 |  | 0 | 0 |  | 0 | 0 |  | 0 | 0 | 0 | 0 | 0 |  | 0 | 0 | 0 | 0 | 0 |  | 0 | 0 | 0 | 0 | 0 | 0 | 0
SCE Metro | Redondo | 230 | Biomass |  |  | 0 | 0 |  | 0 | 0 |  | 0 | 0 |  | 0 | 0 | 0 | 0 | 0 |  | 0 | 0 | 0 | 0 | 0 |  | 0 | 0 | 0 | 0 | 0 | 0 | 0
PG&E FRESNO | Reedley | 115 | Biomass |  |  | 0 | 0 |  | 0 | 0 |  | 0 | 0 |  | 0 | 0 | 0 | 0 | 0 |  | 0 | 0 | 0 | 0 | 0 |  | 0 | 0 | 0 | 0 | 0 | 0 | 0
PG&E KERN | Renfro | 115 | Biomass |  |  | 0 | 0 |  | 0 | 0 |  | 0 | 0 |  | 0 | 0 | 0 | 0 | 0 |  | 0 | 0 | 0 | 0 | 0 |  | 0 | 0 | 0 | 0 | 0 | 0 | 0
PG&E GBA | Richmond R | 115 | Biomass |  |  | 0 | 0 |  | 0 | 0 |  | 0 | 0 |  | 0 | 0 | 0 | 0 | 0 |  | 0 | 0 | 0 | 0 | 0 |  | 0 | 0 | 0 | 0 | 0 | 0 | 0
PG&E NGBA | Rincon | 115 | Biomass |  |  | 0 | 0 |  | 0 | 0 |  | 0 | 0 |  | 0 | 0 | 0 | 0 | 0 |  | 0 | 0 | 0 | 0 | 0 |  | 0 | 0 | 0 | 0 | 0 | 0 | 0
PG&E KERN | Rio Bravo | 115 | Biomass |  |  | 0 | 0 |  | 0 | 0 |  | 0 | 0 |  | 0 | 0 | 0 | 0 | 0 |  | 0 | 0 | 0 | 0 | 0 |  | 0 | 0 | 0 | 0 | 0 | 0 | 0
SCE Metro | Rio Hondo | 230 | Biomass |  |  | 0 | 0 |  | 0 | 0 |  | 0 | 0 |  | 0 | 0 | 0 | 0 | 0 |  | 0 | 0 | 0 | 0 | 0 |  | 0 | 0 | 0 | 0 | 0 | 0 | 0
PG&E NGBA | Rio Oso | 115 | Biomass |  |  | 0 | 0 |  | 0 | 0 |  | 0 | 0 |  | 0 | 0 | 0 | 0 | 0 |  | 0 | 0 | 0 | 0 | 0 |  | 0 | 0 | 0 | 0 | 0 | 0 | 0
PG&E NGBA | Rio Oso | 230 | Biomass |  |  | 0 | 0 |  | 0 | 0 |  | 0 | 0 |  | 0 | 0 | 0 | 0 | 0 |  | 0 | 0 | 0 | 0 | 0 |  | 0 | 0 | 0 | 0 | 0 | 0 | 0
PG&E GBA | Ripon | 115 | Biomass |  |  | 0 | 0 |  | 0 | 0 |  | 0 | 0 |  | 0 | 0 | 0 | 0 | 0 |  | 0 | 0 | 0 | 0 | 0 |  | 0 | 0 | 0 | 0 | 0 | 0 | 0
PG&E GBA | Riverbank | 115 | Biomass |  |  | 0 | 0 |  | 0 | 0 |  | 0 | 0 |  | 0 | 0 | 0 | 0 | 0 |  | 0 | 0 | 0 | 0 | 0 |  | 0 | 0 | 0 | 0 | 0 | 0 | 0
SCE NOL | Roadway | 115 | Biomass |  |  | 0 | 0 |  | 0 | 0 |  | 0 | 0 |  | 0 | 0 | 0 | 0 | 0 |  | 0 | 0 | 0 | 0 | 0 |  | 0 | 0 | 0 | 0 | 0 | 0 | 0
PG&E NGBA | Rock Creek 1 | 230 | Biomass |  |  | 0 | 0 |  | 0 | 0 |  | 0 | 0 |  | 0 | 0 | 0 | 0 | 0 |  | 0 | 0 | 0 | 0 | 0 |  | 0 | 0 | 0 | 0 | 0 | 0 | 0
SCE Northern | Rosamond | 66 | Biomass |  |  | 0 | 0 |  | 0 | 0 |  | 0 | 0 |  | 0 | 0 | 0 | 0 | 0 |  | 0 | 0 | 0 | 0 | 0 |  | 0 | 0 | 0 | 0 | 0 | 0 | 0
PG&E GBA | Rossmoor | 230 | Biomass |  |  | 0 | 0 |  | 0 | 0 |  | 0 | 0 |  | 0 | 0 | 0 | 0 | 0 |  | 0 | 0 | 0 | 0 | 0 |  | 0 | 0 | 0 | 0 | 0 | 0 | 0
PG&E NGBA | Round Mountain | 230 | Biomass |  |  | 0 | 0 |  | 0 | 0 |  | 0 | 0 |  | 0 | 0 | 0 | 0 | 0 |  | 0 | 0 | 0 | 0 | 0 |  | 0 | 0 | 0 | 0 | 0 | 0 | 0
PG&E NGBA | Round Mountain | 500 | Biomass |  |  | 0 | 0 |  | 0 | 0 |  | 0 | 0 |  | 0 | 0 | 0 | 0 | 0 |  | 0 | 0 | 0 | 0 | 0 |  | 0 | 0 | 0 | 0 | 0 | 0 | 0
PG&E GBA | Salado | 115 | Biomass |  |  | 0 | 0 |  | 0 | 0 |  | 0 | 0 |  | 0 | 0 | 0 | 0 | 0 |  | 0 | 0 | 0 | 0 | 0 |  | 0 | 0 | 0 | 0 | 0 | 0 | 0
PG&E GBA | Salado | 60 | Biomass |  |  | 0 | 0 |  | 0 | 0 |  | 0 | 0 |  | 0 | 0 | 0 | 0 | 0 |  | 0 | 0 | 0 | 0 | 0 |  | 0 | 0 | 0 | 0 | 0 | 0 | 0
PG&E GBA | Salinas | 115 | Biomass |  |  | 0 | 0 |  | 0 | 0 |  | 0 | 0 |  | 0 | 0 | 0 | 0 | 0 |  | 0 | 0 | 0 | 0 | 0 |  | 0 | 0 | 0 | 0 | 0 | 0 | 0
SDGE | Salt Creek | 69 | Biomass |  |  | 0 | 0 |  | 0 | 0 |  | 0 | 0 |  | 0 | 0 | 0 | 0 | 0 |  | 0 | 0 | 0 | 0 | 0 |  | 0 | 0 | 0 | 0 | 0 | 0 | 0
SCE Eastern | San Bernardino | 230 | Biomass |  |  | 0 | 0 |  | 0 | 0 |  | 0 | 0 |  | 0 | 0 | 0 | 0 | 0 |  | 0 | 0 | 0 | 0 | 0 |  | 0 | 0 | 0 | 0 | 0 | 0 | 0
PG&E GBA | SAN FRAN A (POTRERO PP) | 115 | Biomass |  |  | 0 | 0 |  | 0 | 0 |  | 0 | 0 |  | 0 | 0 | 0 | 0 | 0 |  | 0 | 0 | 0 | 0 | 0 |  | 0 | 0 | 0 | 0 | 0 | 0 | 0
PG&E GBA | SAN FRAN A (POTRERO PP) | 230 | Biomass |  |  | 0 | 0 |  | 0 | 0 |  | 0 | 0 |  | 0 | 0 | 0 | 0 | 0 |  | 0 | 0 | 0 | 0 | 0 |  | 0 | 0 | 0 | 0 | 0 | 0 | 0
PG&E GBA | San Jose A | 115 | Biomass |  |  | 0 | 0 |  | 0 | 0 |  | 0 | 0 |  | 0 | 0 | 0 | 0 | 0 |  | 0 | 0 | 0 | 0 | 0 |  | 0 | 0 | 0 | 0 | 0 | 0 | 0
PG&E GBA | San Jose B | 115 | Biomass |  |  | 0 | 0 |  | 0 | 0 |  | 0 | 0 |  | 0 | 0 | 0 | 0 | 0 |  | 0 | 0 | 0 | 0 | 0 |  | 0 | 0 | 0 | 0 | 0 | 0 | 0
PG&E GBA | San Leandro U | 115 | Biomass |  |  | 0 | 0 |  | 0 | 0 |  | 0 | 0 |  | 0 | 0 | 0 | 0 | 0 |  | 0 | 0 | 0 | 0 | 0 |  | 0 | 0 | 0 | 0 | 0 | 0 | 0
PG&E KERN | San Luis Obispo | 115 | Biomass |  |  | 0 | 0 |  | 0 | 0 |  | 0 | 0 |  | 0 | 0 | 0 | 0 | 0 |  | 0 | 0 | 0 | 0 | 0 |  | 0 | 0 | 0 | 0 | 0 | 0 | 0
PG&E KERN | San Luis Obispo | 70 | Biomass |  |  | 0 | 0 |  | 0 | 0 |  | 0 | 0 |  | 0 | 0 | 0 | 0 | 0 |  | 0 | 0 | 0 | 0 | 0 |  | 0 | 0 | 0 | 0 | 0 | 0 | 0
SDGE | San Luis Rey | 230 | Biomass |  |  | 0 | 0 |  | 0 | 0 |  | 0 | 0 |  | 0 | 0 | 0 | 0 | 0 |  | 0 | 0 | 0 | 0 | 0 |  | 0 | 0 | 0 | 0 | 0 | 0 | 0
SDGE | San Luis Rey | 69 | Biomass |  |  | 0 | 0 |  | 0 | 0 |  | 0 | 0 |  | 0 | 0 | 0 | 0 | 0 |  | 0 | 0 | 0 | 0 | 0 |  | 0 | 0 | 0 | 0 | 0 | 0 | 0
SDGE | San Marcos | 69 | Biomass |  |  | 0 | 0 |  | 0 | 0 |  | 0 | 0 |  | 0 | 0 | 0 | 0 | 0 |  | 0 | 0 | 0 | 0 | 0 |  | 0 | 0 | 0 | 0 | 0 | 0 | 0
SCE Metro | San Onofre | 230 | Biomass |  |  | 0 | 0 |  | 0 | 0 |  | 0 | 0 |  | 0 | 0 | 0 | 0 | 0 |  | 0 | 0 | 0 | 0 | 0 |  | 0 | 0 | 0 | 0 | 0 | 0 | 0
PG&E GBA | San Pablo | 115 | Biomass |  |  | 0 | 0 |  | 0 | 0 |  | 0 | 0 |  | 0 | 0 | 0 | 0 | 0 |  | 0 | 0 | 0 | 0 | 0 |  | 0 | 0 | 0 | 0 | 0 | 0 | 0
PG&E GBA | San Ramon | 230 | Biomass |  |  | 0 | 0 |  | 0 | 0 |  | 0 | 0 |  | 0 | 0 | 0 | 0 | 0 |  | 0 | 0 | 0 | 0 | 0 |  | 0 | 0 | 0 | 0 | 0 | 0 | 0
SDGE | San Ysidro | 69 | Biomass |  |  | 0 | 0 |  | 0 | 0 |  | 0 | 0 |  | 0 | 0 | 0 | 0 | 0 |  | 0 | 0 | 0 | 0 | 0 |  | 0 | 0 | 0 | 0 | 0 | 0 | 0
SCE NOL | Sandlot | 230 | Biomass |  |  | 0 | 0 |  | 0 | 0 |  | 0 | 0 |  | 0 | 0 | 0 | 0 | 0 |  | 0 | 0 | 0 | 0 | 0 |  | 0 | 0 | 0 | 0 | 0 | 0 | 0
EOP | Sandy | 138 | Biomass |  |  | 0 | 0 |  | 0 | 0 |  | 0 | 0 |  | 0 | 0 | 0 | 0 | 0 |  | 0 | 0 | 0 | 0 | 0 |  | 0 | 0 | 0 | 0 | 0 | 0 | 0
PG&E FRESNO | Sanger | 115 | Biomass |  |  | 0 | 0 |  | 0 | 0 |  | 0 | 0 |  | 0 | 0 | 0 | 0 | 0 |  | 0 | 0 | 0 | 0 | 0 |  | 0 | 0 | 0 | 0 | 0 | 0 | 0
SCE Northern | Santa Clara | 230 | Biomass |  |  | 0 | 0 |  | 0 | 0 |  | 0 | 0 |  | 0 | 0 | 0 | 0 | 0 |  | 0 | 0 | 0 | 0 | 0 |  | 0 | 0 | 0 | 0 | 0 | 0 | 0
PG&E NGBA | Santa Rosa A | 115 | Biomass |  |  | 0 | 0 |  | 0 | 0 |  | 0 | 0 |  | 0 | 0 | 0 | 0 | 0 |  | 0 | 0 | 0 | 0 | 0 |  | 0 | 0 | 0 | 0 | 0 | 0 | 0
PG&E GBA | Santa Teresa | 115 | Biomass |  |  | 0 | 0 |  | 0 | 0 |  | 0 | 0 |  | 0 | 0 | 0 | 0 | 0 |  | 0 | 0 | 0 | 0 | 0 |  | 0 | 0 | 0 | 0 | 0 | 0 | 0
SDGE | Santee | 138 | Biomass |  |  | 0 | 0 |  | 0 | 0 |  | 0 | 0 |  | 0 | 0 | 0 | 0 | 0 |  | 0 | 0 | 0 | 0 | 0 |  | 0 | 0 | 0 | 0 | 0 | 0 | 0
SCE Metro | Santiago | 230 | Biomass |  |  | 0 | 0 |  | 0 | 0 |  | 0 | 0 |  | 0 | 0 | 0 | 0 | 0 |  | 0 | 0 | 0 | 0 | 0 |  | 0 | 0 | 0 | 0 | 0 | 0 | 0
PG&E GBA | Saratoga | 230 | Biomass |  |  | 0 | 0 |  | 0 | 0 |  | 0 | 0 |  | 0 | 0 | 0 | 0 | 0 |  | 0 | 0 | 0 | 0 | 0 |  | 0 | 0 | 0 | 0 | 0 | 0 | 0
SCE Northern | Saugus | 230 | Biomass |  |  | 0 | 0 |  | 0 | 0 |  | 0 | 0 |  | 0 | 0 | 0 | 0 | 0 |  | 0 | 0 | 0 | 0 | 0 |  | 0 | 0 | 0 | 0 | 0 | 0 | 0
PG&E FRESNO | Schindler | 115 | Biomass |  |  | 0 | 0 |  | 0 | 0 |  | 0 | 0 |  | 0 | 0 | 0 | 0 | 0 |  | 0 | 0 | 0 | 0 | 0 |  | 0 | 0 | 0 | 0 | 0 | 0 | 0
PG&E FRESNO | Schindler | 70 | Biomass |  |  | 0 | 0 |  | 0 | 0 |  | 0 | 0 |  | 0 | 0 | 0 | 0 | 0 |  | 0 | 0 | 0 | 0 | 0 |  | 0 | 0 | 0 | 0 | 0 | 0 | 0
PG&E GBA | Schulte | 115 | Biomass |  |  | 0 | 0 |  | 0 | 0 |  | 0 | 0 |  | 0 | 0 | 0 | 0 | 0 |  | 0 | 0 | 0 | 0 | 0 |  | 0 | 0 | 0 | 0 | 0 | 0 | 0
SDGE | Scripps | 69 | Biomass |  |  | 0 | 0 |  | 0 | 0 |  | 0 | 0 |  | 0 | 0 | 0 | 0 | 0 |  | 0 | 0 | 0 | 0 | 0 |  | 0 | 0 | 0 | 0 | 0 | 0 | 0
PG&E KERN | Semitropic | 115 | Biomass |  |  | 0 | 0 |  | 0 | 0 |  | 0 | 0 |  | 0 | 0 | 0 | 0 | 0 |  | 0 | 0 | 0 | 0 | 0 |  | 0 | 0 | 0 | 0 | 0 | 0 | 0
SCE Metro | Serrano | 230 | Biomass |  |  | 0 | 0 |  | 0 | 0 |  | 0 | 0 |  | 0 | 0 | 0 | 0 | 0 |  | 0 | 0 | 0 | 0 | 0 |  | 0 | 0 | 0 | 0 | 0 | 0 | 0
SCE Metro | Serrano | 500 | Biomass |  |  | 0 | 0 |  | 0 | 0 |  | 0 | 0 |  | 0 | 0 | 0 | 0 | 0 |  | 0 | 0 | 0 | 0 | 0 |  | 0 | 0 | 0 | 0 | 0 | 0 | 0
SDGE | Shadowridge | 138 | Biomass |  |  | 0 | 0 |  | 0 | 0 |  | 0 | 0 |  | 0 | 0 | 0 | 0 | 0 |  | 0 | 0 | 0 | 0 | 0 |  | 0 | 0 | 0 | 0 | 0 | 0 | 0
PG&E KERN | Shafter | 115 | Biomass |  |  | 0 | 0 |  | 0 | 0 |  | 0 | 0 |  | 0 | 0 | 0 | 0 | 0 |  | 0 | 0 | 0 | 0 | 0 |  | 0 | 0 | 0 | 0 | 0 | 0 | 0
PG&E NGBA | Silverado | 115 | Biomass |  |  | 0 | 0 |  | 0 | 0 |  | 0 | 0 |  | 0 | 0 | 0 | 0 | 0 |  | 0 | 0 | 0 | 0 | 0 |  | 0 | 0 | 0 | 0 | 0 | 0 | 0
SDGE | Silvergate | 230 | Biomass |  |  | 0 | 0 |  | 0 | 0 |  | 0 | 0 |  | 0 | 0 | 0 | 0 | 0 |  | 0 | 0 | 0 | 0 | 0 |  | 0 | 0 | 0 | 0 | 0 | 0 | 0
SDGE | Silvergate | 69 | Biomass |  |  | 0 | 0 |  | 0 | 0 |  | 0 | 0 |  | 0 | 0 | 0 | 0 | 0 |  | 0 | 0 | 0 | 0 | 0 |  | 0 | 0 | 0 | 0 | 0 | 0 | 0
PG&E KERN | Sisquoc | 115 | Biomass |  |  | 0 | 0 |  | 0 | 0 |  | 0 | 0 |  | 0 | 0 | 0 | 0 | 0 |  | 0 | 0 | 0 | 0 | 0 |  | 0 | 0 | 0 | 0 | 0 | 0 | 0
EOP | Sloan Canyon | 230 | Biomass |  |  | 0 | 0 |  | 0 | 0 |  | 0 | 0 |  | 0 | 0 | 0 | 0 | 0 |  | 0 | 0 | 0 | 0 | 0 |  | 0 | 0 | 0 | 0 | 0 | 0 | 0
EOP | Sloan Canyon | 500 | Biomass |  |  | 0 | 0 |  | 0 | 0 |  | 0 | 0 |  | 0 | 0 | 0 | 0 | 0 |  | 0 | 0 | 0 | 0 | 0 |  | 0 | 0 | 0 | 0 | 0 | 0 | 0
PG&E KERN | Smyrna | 115 | Biomass |  |  | 0 | 0 |  | 0 | 0 |  | 0 | 0 |  | 0 | 0 | 0 | 0 | 0 |  | 0 | 0 | 0 | 0 | 0 |  | 0 | 0 | 0 | 0 | 0 | 0 | 0
PG&E GBA | Sobrante | 115 | Biomass |  |  | 0 | 0 |  | 0 | 0 |  | 0 | 0 |  | 0 | 0 | 0 | 0 | 0 |  | 0 | 0 | 0 | 0 | 0 |  | 0 | 0 | 0 | 0 | 0 | 0 | 0
PG&E GBA | Sobrante | 230 | Biomass |  |  | 0 | 0 |  | 0 | 0 |  | 0 | 0 |  | 0 | 0 | 0 | 0 | 0 |  | 0 | 0 | 0 | 0 | 0 |  | 0 | 0 | 0 | 0 | 0 | 0 | 0
PG&E KERN | Solar | 230 | Biomass |  |  | 0 | 0 |  | 0 | 0 |  | 0 | 0 |  | 0 | 0 | 0 | 0 | 0 |  | 0 | 0 | 0 | 0 | 0 |  | 0 | 0 | 0 | 0 | 0 | 0 | 0
PG&E GBA | Soledad | 115 | Biomass |  |  | 0 | 0 |  | 0 | 0 |  | 0 | 0 |  | 0 | 0 | 0 | 0 | 0 |  | 0 | 0 | 0 | 0 | 0 |  | 0 | 0 | 0 | 0 | 0 | 0 | 0
PG&E GBA | Soledad | 60 | Biomass |  |  | 0 | 0 |  | 0 | 0 |  | 0 | 0 |  | 0 | 0 | 0 | 0 | 0 |  | 0 | 0 | 0 | 0 | 0 |  | 0 | 0 | 0 | 0 | 0 | 0 | 0
SDGE | Spring Valley | 69 | Biomass |  |  | 0 | 0 |  | 0 | 0 |  | 0 | 0 |  | 0 | 0 | 0 | 0 | 0 |  | 0 | 0 | 0 | 0 | 0 |  | 0 | 0 | 0 | 0 | 0 | 0 | 0
SCE Northern | Springville | 230 | Biomass |  |  | 0 | 0 |  | 0 | 0 |  | 0 | 0 |  | 0 | 0 | 0 | 0 | 0 |  | 0 | 0 | 0 | 0 | 0 |  | 0 | 0 | 0 | 0 | 0 | 0 | 0
PG&E GBA | Stagg | 230 | Biomass |  |  | 0 | 0 |  | 0 | 0 |  | 0 | 0 |  | 0 | 0 | 0 | 0 | 0 |  | 0 | 0 | 0 | 0 | 0 |  | 0 | 0 | 0 | 0 | 0 | 0 | 0
PG&E GBA | Standard Oil | 115 | Biomass |  |  | 0 | 0 |  | 0 | 0 |  | 0 | 0 |  | 0 | 0 | 0 | 0 | 0 |  | 0 | 0 | 0 | 0 | 0 |  | 0 | 0 | 0 | 0 | 0 | 0 | 0
PG&E GBA | Stanislaus | 115 | Biomass |  |  | 0 | 0 |  | 0 | 0 |  | 0 | 0 |  | 0 | 0 | 0 | 0 | 0 |  | 0 | 0 | 0 | 0 | 0 |  | 0 | 0 | 0 | 0 | 0 | 0 | 0
PG&E KERN | Stockdale | 115 | Biomass |  |  | 0 | 0 |  | 0 | 0 |  | 0 | 0 |  | 0 | 0 | 0 | 0 | 0 |  | 0 | 0 | 0 | 0 | 0 |  | 0 | 0 | 0 | 0 | 0 | 0 | 0
PG&E KERN | Stockdale | 230 | Biomass |  |  | 0 | 0 |  | 0 | 0 |  | 0 | 0 |  | 0 | 0 | 0 | 0 | 0 |  | 0 | 0 | 0 | 0 | 0 |  | 0 | 0 | 0 | 0 | 0 | 0 | 0
PG&E GBA | Stockton A | 115 | Biomass |  |  | 0 | 0 |  | 0 | 0 |  | 0 | 0 |  | 0 | 0 | 0 | 0 | 0 |  | 0 | 0 | 0 | 0 | 0 |  | 0 | 0 | 0 | 0 | 0 | 0 | 0
PG&E GBA | Stone | 115 | Biomass |  |  | 0 | 0 |  | 0 | 0 |  | 0 | 0 |  | 0 | 0 | 0 | 0 | 0 |  | 0 | 0 | 0 | 0 | 0 |  | 0 | 0 | 0 | 0 | 0 | 0 | 0
PG&E FRESNO | Storey | 230 | Biomass |  |  | 0 | 0 |  | 0 | 0 |  | 0 | 0 |  | 0 | 0 | 0 | 0 | 0 |  | 0 | 0 | 0 | 0 | 0 |  | 0 | 0 | 0 | 0 | 0 | 0 | 0
PG&E NGBA | Summit | 115 | Biomass |  |  | 0 | 0 |  | 0 | 0 |  | 0 | 0 |  | 0 | 0 | 0 | 0 | 0 |  | 0 | 0 | 0 | 0 | 0 |  | 0 | 0 | 0 | 0 | 0 | 0 | 0
SDGE | Suncrest | 230 | Biomass |  |  | 0 | 0 |  | 0 | 0 |  | 0 | 0 |  | 0 | 0 | 0 | 0 | 0 |  | 0 | 0 | 0 | 0 | 0 |  | 0 | 0 | 0 | 0 | 0 | 0 | 0
SDGE | Suncrest | 500 | Biomass |  |  | 0 | 0 |  | 0 | 0 |  | 0 | 0 |  | 0 | 0 | 0 | 0 | 0 |  | 0 | 0 | 0 | 0 | 0 |  | 0 | 0 | 0 | 0 | 0 | 0 | 0
PG&E KERN | Sunrise | 230 | Biomass |  |  | 0 | 0 |  | 0 | 0 |  | 0 | 0 |  | 0 | 0 | 0 | 0 | 0 |  | 0 | 0 | 0 | 0 | 0 |  | 0 | 0 | 0 | 0 | 0 | 0 | 0
PG&E KERN | Sunset | 230 | Biomass |  |  | 0 | 0 |  | 0 | 0 |  | 0 | 0 |  | 0 | 0 | 0 | 0 | 0 |  | 0 | 0 | 0 | 0 | 0 |  | 0 | 0 | 0 | 0 | 0 | 0 | 0
PG&E GBA | Swift | 115 | Biomass |  |  | 0 | 0 |  | 0 | 0 |  | 0 | 0 |  | 0 | 0 | 0 | 0 | 0 |  | 0 | 0 | 0 | 0 | 0 |  | 0 | 0 | 0 | 0 | 0 | 0 | 0
SDGE | Sycamore Canyon | 138 | Biomass |  |  | 0 | 0 |  | 0 | 0 |  | 0 | 0 |  | 0 | 0 | 0 | 0 | 0 |  | 0 | 0 | 0 | 0 | 0 |  | 0 | 0 | 0 | 0 | 0 | 0 | 0
SDGE | Sycamore Canyon | 230 | Biomass |  |  | 0 | 0 |  | 0 | 0 |  | 0 | 0 |  | 0 | 0 | 0 | 0 | 0 |  | 0 | 0 | 0 | 0 | 0 |  | 0 | 0 | 0 | 0 | 0 | 0 | 0
SDGE | Sycamore Canyon | 69 | Biomass |  |  | 0 | 0 |  | 0 | 0 |  | 0 | 0 |  | 0 | 0 | 0 | 0 | 0 |  | 0 | 0 | 0 | 0 | 0 |  | 0 | 0 | 0 | 0 | 0 | 0 | 0
SCE Northern | Sylmar | 230 | Biomass |  |  | 0 | 0 |  | 0 | 0 |  | 0 | 0 |  | 0 | 0 | 0 | 0 | 0 |  | 0 | 0 | 0 | 0 | 0 |  | 0 | 0 | 0 | 0 | 0 | 0 | 0
PG&E NGBA | Table Mountain | 115 | Biomass |  |  | 0 | 0 |  | 0 | 0 |  | 0 | 0 |  | 0 | 0 | 0 | 0 | 0 |  | 0 | 0 | 0 | 0 | 0 |  | 0 | 0 | 0 | 0 | 0 | 0 | 0
PG&E NGBA | Table Mountain | 230 | Biomass |  |  | 0 | 0 |  | 0 | 0 |  | 0 | 0 |  | 0 | 0 | 0 | 0 | 0 |  | 0 | 0 | 0 | 0 | 0 |  | 0 | 0 | 0 | 0 | 0 | 0 | 0
PG&E NGBA | Table Mountain | 500 | Biomass |  |  | 0 | 0 |  | 0 | 0 |  | 0 | 0 |  | 0 | 0 | 0 | 0 | 0 |  | 0 | 0 | 0 | 0 | 0 |  | 0 | 0 | 0 | 0 | 0 | 0 | 0
PG&E NGBA | Table Mountain | 60 | Biomass |  |  | 0 | 0 |  | 0 | 0 |  | 0 | 0 |  | 0 | 0 | 0 | 0 | 0 |  | 0 | 0 | 0 | 0 | 0 |  | 0 | 0 | 0 | 0 | 0 | 0 | 0
PG&E KERN | Taft | 115 | Biomass |  |  | 0 | 0 |  | 0 | 0 |  | 0 | 0 |  | 0 | 0 | 0 | 0 | 0 |  | 0 | 0 | 0 | 0 | 0 |  | 0 | 0 | 0 | 0 | 0 | 0 | 0
SDGE | Talega | 138 | Biomass |  |  | 0 | 0 |  | 0 | 0 |  | 0 | 0 |  | 0 | 0 | 0 | 0 | 0 |  | 0 | 0 | 0 | 0 | 0 |  | 0 | 0 | 0 | 0 | 0 | 0 | 0
SDGE | Talega | 230 | Biomass |  |  | 0 | 0 |  | 0 | 0 |  | 0 | 0 |  | 0 | 0 | 0 | 0 | 0 |  | 0 | 0 | 0 | 0 | 0 |  | 0 | 0 | 0 | 0 | 0 | 0 | 0
PG&E GBA | Tassajara | 230 | Biomass |  |  | 0 | 0 |  | 0 | 0 |  | 0 | 0 |  | 0 | 0 | 0 | 0 | 0 |  | 0 | 0 | 0 | 0 | 0 |  | 0 | 0 | 0 | 0 | 0 | 0 | 0
PG&E KERN | Tejon | 70 | Biomass |  |  | 0 | 0 |  | 0 | 0 |  | 0 | 0 |  | 0 | 0 | 0 | 0 | 0 |  | 0 | 0 | 0 | 0 | 0 |  | 0 | 0 | 0 | 0 | 0 | 0 | 0
SDGE | Telegraph Canyon | 138 | Biomass |  |  | 0 | 0 |  | 0 | 0 |  | 0 | 0 |  | 0 | 0 | 0 | 0 | 0 |  | 0 | 0 | 0 | 0 | 0 |  | 0 | 0 | 0 | 0 | 0 | 0 | 0
PG&E KERN | Temblor | 115 | Biomass |  |  | 0 | 0 |  | 0 | 0 |  | 0 | 0 |  | 0 | 0 | 0 | 0 | 0 |  | 0 | 0 | 0 | 0 | 0 |  | 0 | 0 | 0 | 0 | 0 | 0 | 0
PG&E KERN | Templeton | 230 | Biomass |  |  | 0 | 0 |  | 0 | 0 |  | 0 | 0 |  | 0 | 0 | 0 | 0 | 0 |  | 0 | 0 | 0 | 0 | 0 |  | 0 | 0 | 0 | 0 | 0 | 0 | 0
PG&E KERN | Templeton | 70 | Biomass |  |  | 0 | 0 |  | 0 | 0 |  | 0 | 0 |  | 0 | 0 | 0 | 0 | 0 |  | 0 | 0 | 0 | 0 | 0 |  | 0 | 0 | 0 | 0 | 0 | 0 | 0
PG&E GBA | Tesla | 115 | Biomass |  |  | 0 | 0 |  | 0 | 0 |  | 0 | 0 |  | 0 | 0 | 0 | 0 | 0 |  | 0 | 0 | 0 | 0 | 0 |  | 0 | 0 | 0 | 0 | 0 | 0 | 0
PG&E GBA | Tesla | 230 | Biomass |  |  | 0 | 0 |  | 0 | 0 |  | 0 | 0 |  | 0 | 0 | 0 | 0 | 0 |  | 0 | 0 | 0 | 0 | 0 |  | 0 | 0 | 0 | 0 | 0 | 0 | 0
PG&E GBA | Tesla | 500 | Biomass |  |  | 0 | 0 |  | 0 | 0 |  | 0 | 0 |  | 0 | 0 | 0 | 0 | 0 |  | 0 | 0 | 0 | 0 | 0 |  | 0 | 0 | 0 | 0 | 0 | 0 | 0
PG&E KERN | Tevis | 115 | Biomass |  |  | 0 | 0 |  | 0 | 0 |  | 0 | 0 |  | 0 | 0 | 0 | 0 | 0 |  | 0 | 0 | 0 | 0 | 0 |  | 0 | 0 | 0 | 0 | 0 | 0 | 0
EOP | Thousandaire | 138 | Biomass |  |  | 0 | 0 |  | 0 | 0 |  | 0 | 0 |  | 0 | 0 | 0 | 0 | 0 |  | 0 | 0 | 0 | 0 | 0 |  | 0 | 0 | 0 | 0 | 0 | 0 | 0
PG&E KERN | Topaz | 230 | Biomass |  |  | 0 | 0 |  | 0 | 0 |  | 0 | 0 |  | 0 | 0 | 0 | 0 | 0 |  | 0 | 0 | 0 | 0 | 0 |  | 0 | 0 | 0 | 0 | 0 | 0 | 0
SCE NOL | Tortilla | 115 | Biomass |  |  | 0 | 0 |  | 0 | 0 |  | 0 | 0 |  | 0 | 0 | 0 | 0 | 0 |  | 0 | 0 | 0 | 0 | 0 |  | 0 | 0 | 0 | 0 | 0 | 0 | 0
SDGE | Trabuco | 138 | Biomass |  |  | 0 | 0 |  | 0 | 0 |  | 0 | 0 |  | 0 | 0 | 0 | 0 | 0 |  | 0 | 0 | 0 | 0 | 0 |  | 0 | 0 | 0 | 0 | 0 | 0 | 0
PG&E GBA | Tracy | 115 | Biomass |  |  | 0 | 0 |  | 0 | 0 |  | 0 | 0 |  | 0 | 0 | 0 | 0 | 0 |  | 0 | 0 | 0 | 0 | 0 |  | 0 | 0 | 0 | 0 | 0 | 0 | 0
PG&E FRESNO | Tranquility | 230 | Biomass |  |  | 0 | 0 |  | 0 | 0 |  | 0 | 0 |  | 0 | 0 | 0 | 0 | 0 |  | 0 | 0 | 0 | 0 | 0 |  | 0 | 0 | 0 | 0 | 0 | 0 | 0
PG&E GBA | Trimble | 115 | Biomass |  |  | 0 | 0 |  | 0 | 0 |  | 0 | 0 |  | 0 | 0 | 0 | 0 | 0 |  | 0 | 0 | 0 | 0 | 0 |  | 0 | 0 | 0 | 0 | 0 | 0 | 0
EOP | Trout Canyon | 230 | Biomass |  |  | 0 | 0 |  | 0 | 0 |  | 0 | 0 |  | 0 | 0 | 0 | 0 | 0 |  | 0 | 0 | 0 | 0 | 0 |  | 0 | 0 | 0 | 0 | 0 | 0 | 0
EOP | Trout Canyon | 500 | Biomass |  |  | 0 | 0 |  | 0 | 0 |  | 0 | 0 |  | 0 | 0 | 0 | 0 | 0 |  | 0 | 0 | 0 | 0 | 0 |  | 0 | 0 | 0 | 0 | 0 | 0 | 0
PG&E NGBA | Tulucay | 230 | Biomass |  |  | 0 | 0 |  | 0 | 0 |  | 0 | 0 |  | 0 | 0 | 0 | 0 | 0 |  | 0 | 0 | 0 | 0 | 0 |  | 0 | 0 | 0 | 0 | 0 | 0 | 0
PG&E NGBA | Tulucay | 60 | Biomass |  |  | 0 | 0 |  | 0 | 0 |  | 0 | 0 |  | 0 | 0 | 0 | 0 | 0 |  | 0 | 0 | 0 | 0 | 0 |  | 0 | 0 | 0 | 0 | 0 | 0 | 0
PG&E KERN | Tupman | 115 | Biomass |  |  | 0 | 0 |  | 0 | 0 |  | 0 | 0 |  | 0 | 0 | 0 | 0 | 0 |  | 0 | 0 | 0 | 0 | 0 |  | 0 | 0 | 0 | 0 | 0 | 0 | 0
PG&E NGBA | Ukiah | 115 | Biomass |  |  | 0 | 0 |  | 0 | 0 |  | 0 | 0 |  | 0 | 0 | 0 | 0 | 0 |  | 0 | 0 | 0 | 0 | 0 |  | 0 | 0 | 0 | 0 | 0 | 0 | 0
PG&E KERN | Union (Estrella) | 70 | Biomass |  |  | 0 | 0 |  | 0 | 0 |  | 0 | 0 |  | 0 | 0 | 0 | 0 | 0 |  | 0 | 0 | 0 | 0 | 0 |  | 0 | 0 | 0 | 0 | 0 | 0 | 0
PG&E NGBA | Vaca Dixon | 115 | Biomass |  |  | 0 | 0 |  | 0 | 0 |  | 0 | 0 |  | 0 | 0 | 0 | 0 | 0 |  | 0 | 0 | 0 | 0 | 0 |  | 0 | 0 | 0 | 0 | 0 | 0 | 0
PG&E NGBA | Vaca Dixon | 230 | Biomass |  |  | 0 | 0 |  | 0 | 0 |  | 0 | 0 |  | 0 | 0 | 0 | 0 | 0 |  | 0 | 0 | 0 | 0 | 0 |  | 0 | 0 | 0 | 0 | 0 | 0 | 0
PG&E NGBA | Vaca Dixon | 500 | Biomass |  |  | 0 | 0 |  | 0 | 0 |  | 0 | 0 |  | 0 | 0 | 0 | 0 | 0 |  | 0 | 0 | 0 | 0 | 0 |  | 0 | 0 | 0 | 0 | 0 | 0 | 0
PG&E NGBA | Vaca Dixon | 60 | Biomass |  |  | 0 | 0 |  | 0 | 0 |  | 0 | 0 |  | 0 | 0 | 0 | 0 | 0 |  | 0 | 0 | 0 | 0 | 0 |  | 0 | 0 | 0 | 0 | 0 | 0 | 0
SCE Eastern | Valley (SCE) | 500 | Biomass |  |  | 0 | 0 |  | 0 | 0 |  | 0 | 0 |  | 0 | 0 | 0 | 0 | 0 |  | 0 | 0 | 0 | 0 | 0 |  | 0 | 0 | 0 | 0 | 0 | 0 | 0
EOP | Valley (VEA) | 138 | Biomass |  |  | 0 | 0 |  | 0 | 0 |  | 0 | 0 |  | 0 | 0 | 0 | 0 | 0 |  | 0 | 0 | 0 | 0 | 0 |  | 0 | 0 | 0 | 0 | 0 | 0 | 0
SDGE | Valley Center | 69 | Biomass |  |  | 0 | 0 |  | 0 | 0 |  | 0 | 0 |  | 0 | 0 | 0 | 0 | 0 |  | 0 | 0 | 0 | 0 | 0 |  | 0 | 0 | 0 | 0 | 0 | 0 | 0
PG&E GBA | Valley Home | 115 | Biomass |  |  | 0 | 0 |  | 0 | 0 |  | 0 | 0 |  | 0 | 0 | 0 | 0 | 0 |  | 0 | 0 | 0 | 0 | 0 |  | 0 | 0 | 0 | 0 | 0 | 0 | 0
PG&E GBA | Valley Springs | 230 | Biomass |  |  | 0 | 0 |  | 0 | 0 |  | 0 | 0 |  | 0 | 0 | 0 | 0 | 0 |  | 0 | 0 | 0 | 0 | 0 |  | 0 | 0 | 0 | 0 | 0 | 0 | 0
PG&E GBA | Valley Springs | 60 | Biomass |  |  | 0 | 0 |  | 0 | 0 |  | 0 | 0 |  | 0 | 0 | 0 | 0 | 0 |  | 0 | 0 | 0 | 0 | 0 |  | 0 | 0 | 0 | 0 | 0 | 0 | 0
EOP | Valley Switch | 138 | Biomass |  |  | 0 | 0 |  | 0 | 0 |  | 0 | 0 |  | 0 | 0 | 0 | 0 | 0 |  | 0 | 0 | 0 | 0 | 0 |  | 0 | 0 | 0 | 0 | 0 | 0 | 0
EOP | Valley Switch | 230 | Biomass |  |  | 0 | 0 |  | 0 | 0 |  | 0 | 0 |  | 0 | 0 | 0 | 0 | 0 |  | 0 | 0 | 0 | 0 | 0 |  | 0 | 0 | 0 | 0 | 0 | 0 | 0
PG&E GBA | Vasco | 230 | Biomass |  |  | 0 | 0 |  | 0 | 0 |  | 0 | 0 |  | 0 | 0 | 0 | 0 | 0 |  | 0 | 0 | 0 | 0 | 0 |  | 0 | 0 | 0 | 0 | 0 | 0 | 0
PG&E GBA | Vasona | 230 | Biomass |  |  | 0 | 0 |  | 0 | 0 |  | 0 | 0 |  | 0 | 0 | 0 | 0 | 0 |  | 0 | 0 | 0 | 0 | 0 |  | 0 | 0 | 0 | 0 | 0 | 0 | 0
SCE Northern | Vestal | 230 | Biomass |  |  | 0 | 0 |  | 0 | 0 |  | 0 | 0 |  | 0 | 0 | 0 | 0 | 0 |  | 0 | 0 | 0 | 0 | 0 |  | 0 | 0 | 0 | 0 | 0 | 0 | 0
SCE Northern | Vestal | 66 | Biomass |  |  | 0 | 0 |  | 0 | 0 |  | 0 | 0 |  | 0 | 0 | 0 | 0 | 0 |  | 0 | 0 | 0 | 0 | 0 |  | 0 | 0 | 0 | 0 | 0 | 0 | 0
SCE NOL | Victor | 115 | Biomass |  |  | 0 | 0 |  | 0 | 0 |  | 0 | 0 |  | 0 | 0 | 0 | 0 | 0 |  | 0 | 0 | 0 | 0 | 0 |  | 0 | 0 | 0 | 0 | 0 | 0 | 0
SCE NOL | Victor | 230 | Biomass |  |  | 0 | 0 |  | 0 | 0 |  | 0 | 0 |  | 0 | 0 | 0 | 0 | 0 |  | 0 | 0 | 0 | 0 | 0 |  | 0 | 0 | 0 | 0 | 0 | 0 | 0
SCE Metro | Viejo | 230 | Biomass |  |  | 0 | 0 |  | 0 | 0 |  | 0 | 0 |  | 0 | 0 | 0 | 0 | 0 |  | 0 | 0 | 0 | 0 | 0 |  | 0 | 0 | 0 | 0 | 0 | 0 | 0
PG&E GBA | Vierra | 115 | Biomass |  |  | 0 | 0 |  | 0 | 0 |  | 0 | 0 |  | 0 | 0 | 0 | 0 | 0 |  | 0 | 0 | 0 | 0 | 0 |  | 0 | 0 | 0 | 0 | 0 | 0 | 0
SCE Metro | Villa Park | 230 | Biomass |  |  | 0 | 0 |  | 0 | 0 |  | 0 | 0 |  | 0 | 0 | 0 | 0 | 0 |  | 0 | 0 | 0 | 0 | 0 |  | 0 | 0 | 0 | 0 | 0 | 0 | 0
SCE Northern | Vincent | 230 | Biomass |  |  | 0 | 0 |  | 0 | 0 |  | 0 | 0 |  | 0 | 0 | 0 | 0 | 0 |  | 0 | 0 | 0 | 0 | 0 |  | 0 | 0 | 0 | 0 | 0 | 0 | 0
SCE Northern | Vincent | 500 | Biomass |  |  | 0 | 0 |  | 0 | 0 |  | 0 | 0 |  | 0 | 0 | 0 | 0 | 0 |  | 0 | 0 | 0 | 0 | 0 |  | 0 | 0 | 0 | 0 | 0 | 0 | 0
PG&E GBA | Vineyard | 230 | Biomass |  |  | 0 | 0 |  | 0 | 0 |  | 0 | 0 |  | 0 | 0 | 0 | 0 | 0 |  | 0 | 0 | 0 | 0 | 0 |  | 0 | 0 | 0 | 0 | 0 | 0 | 0
SDGE | Vineyard | 69 | Biomass |  |  | 0 | 0 |  | 0 | 0 |  | 0 | 0 |  | 0 | 0 | 0 | 0 | 0 |  | 0 | 0 | 0 | 0 | 0 |  | 0 | 0 | 0 | 0 | 0 | 0 | 0
SCE Eastern | Vista (SCE) | 230 | Biomass |  |  | 0 | 0 |  | 0 | 0 |  | 0 | 0 |  | 0 | 0 | 0 | 0 | 0 |  | 0 | 0 | 0 | 0 | 0 |  | 0 | 0 | 0 | 0 | 0 | 0 | 0
EOP | Vista (VEA) | 138 | Biomass |  |  | 0 | 0 |  | 0 | 0 |  | 0 | 0 |  | 0 | 0 | 0 | 0 | 0 |  | 0 | 0 | 0 | 0 | 0 |  | 0 | 0 | 0 | 0 | 0 | 0 | 0
EOP | Vista (VEA) | 230 | Biomass |  |  | 0 | 0 |  | 0 | 0 |  | 0 | 0 |  | 0 | 0 | 0 | 0 | 0 |  | 0 | 0 | 0 | 0 | 0 |  | 0 | 0 | 0 | 0 | 0 | 0 | 0
PG&E FRESNO | Wahtoke | 115 | Biomass |  |  | 0 | 0 |  | 0 | 0 |  | 0 | 0 |  | 0 | 0 | 0 | 0 | 0 |  | 0 | 0 | 0 | 0 | 0 |  | 0 | 0 | 0 | 0 | 0 | 0 | 0
SCE Northern | Wakefield | 66 | Biomass |  |  | 0 | 0 |  | 0 | 0 |  | 0 | 0 |  | 0 | 0 | 0 | 0 | 0 |  | 0 | 0 | 0 | 0 | 0 |  | 0 | 0 | 0 | 0 | 0 | 0 | 0
SCE Metro | Walnut | 230 | Biomass |  |  | 0 | 0 |  | 0 | 0 |  | 0 | 0 |  | 0 | 0 | 0 | 0 | 0 |  | 0 | 0 | 0 | 0 | 0 |  | 0 | 0 | 0 | 0 | 0 | 0 | 0
SCE Northern | Warne | 230 | Biomass |  |  | 0 | 0 |  | 0 | 0 |  | 0 | 0 |  | 0 | 0 | 0 | 0 | 0 |  | 0 | 0 | 0 | 0 | 0 |  | 0 | 0 | 0 | 0 | 0 | 0 | 0
PG&E GBA | Warnerville | 230 | Biomass |  |  | 0 | 0 |  | 0 | 0 |  | 0 | 0 |  | 0 | 0 | 0 | 0 | 0 |  | 0 | 0 | 0 | 0 | 0 |  | 0 | 0 | 0 | 0 | 0 | 0 | 0
PG&E FRESNO | Waukena | 115 | Biomass |  |  | 0 | 0 |  | 0 | 0 |  | 0 | 0 |  | 0 | 0 | 0 | 0 | 0 |  | 0 | 0 | 0 | 0 | 0 |  | 0 | 0 | 0 | 0 | 0 | 0 | 0
PG&E GBA | Weber | 230 | Biomass |  |  | 0 | 0 |  | 0 | 0 |  | 0 | 0 |  | 0 | 0 | 0 | 0 | 0 |  | 0 | 0 | 0 | 0 | 0 |  | 0 | 0 | 0 | 0 | 0 | 0 | 0
PG&E GBA | Weber | 60 | Biomass |  |  | 0 | 0 |  | 0 | 0 |  | 0 | 0 |  | 0 | 0 | 0 | 0 | 0 |  | 0 | 0 | 0 | 0 | 0 |  | 0 | 0 | 0 | 0 | 0 | 0 | 0
PG&E FRESNO | West Fresno | 115 | Biomass |  |  | 0 | 0 |  | 0 | 0 |  | 0 | 0 |  | 0 | 0 | 0 | 0 | 0 |  | 0 | 0 | 0 | 0 | 0 |  | 0 | 0 | 0 | 0 | 0 | 0 | 0
PG&E FRESNO | Westley | 230 | Biomass |  |  | 0 | 0 |  | 0 | 0 |  | 0 | 0 |  | 0 | 0 | 0 | 0 | 0 |  | 0 | 0 | 0 | 0 | 0 |  | 0 | 0 | 0 | 0 | 0 | 0 | 0
PG&E KERN | Westpark | 115 | Biomass |  |  | 0 | 0 |  | 0 | 0 |  | 0 | 0 |  | 0 | 0 | 0 | 0 | 0 |  | 0 | 0 | 0 | 0 | 0 |  | 0 | 0 | 0 | 0 | 0 | 0 | 0
PG&E KERN | Wheeler Ridge | 230 | Biomass |  |  | 0 | 0 |  | 0 | 0 |  | 0 | 0 |  | 0 | 0 | 0 | 0 | 0 |  | 0 | 0 | 0 | 0 | 0 |  | 0 | 0 | 0 | 0 | 0 | 0 | 0
PG&E KERN | Wheeler Ridge | 115 | Biomass |  |  | 0 | 0 |  | 0 | 0 |  | 0 | 0 |  | 0 | 0 | 0 | 0 | 0 |  | 0 | 0 | 0 | 0 | 0 |  | 0 | 0 | 0 | 0 | 0 | 0 | 0
PG&E KERN | Wheeler Ridge | 70 | Biomass |  |  | 0 | 0 |  | 0 | 0 |  | 0 | 0 |  | 0 | 0 | 0 | 0 | 0 |  | 0 | 0 | 0 | 0 | 0 |  | 0 | 0 | 0 | 0 | 0 | 0 | 0
SCE Northern | Whirlwind | 230 | Biomass |  |  | 0 | 0 |  | 0 | 0 |  | 0 | 0 |  | 0 | 0 | 0 | 0 | 0 |  | 0 | 0 | 0 | 0 | 0 |  | 0 | 0 | 0 | 0 | 0 | 0 | 0
SCE Northern | Whirlwind | 500 | Biomass |  |  | 0 | 0 |  | 0 | 0 |  | 0 | 0 |  | 0 | 0 | 0 | 0 | 0 |  | 0 | 0 | 0 | 0 | 0 |  | 0 | 0 | 0 | 0 | 0 | 0 | 0
PG&E GBA | Whisman | 115 | Biomass |  |  | 0 | 0 |  | 0 | 0 |  | 0 | 0 |  | 0 | 0 | 0 | 0 | 0 |  | 0 | 0 | 0 | 0 | 0 |  | 0 | 0 | 0 | 0 | 0 | 0 | 0
SCE Eastern | Wildlife | 230 | Biomass |  |  | 0 | 0 |  | 0 | 0 |  | 0 | 0 |  | 0 | 0 | 0 | 0 | 0 |  | 0 | 0 | 0 | 0 | 0 |  | 0 | 0 | 0 | 0 | 0 | 0 | 0
PG&E FRESNO | Wilson | 115 | Biomass |  |  | 0 | 0 |  | 0 | 0 |  | 0 | 0 |  | 0 | 0 | 0 | 0 | 0 |  | 0 | 0 | 0 | 0 | 0 |  | 0 | 0 | 0 | 0 | 0 | 0 | 0
PG&E FRESNO | Wilson | 230 | Biomass |  |  | 0 | 0 |  | 0 | 0 |  | 0 | 0 |  | 0 | 0 | 0 | 0 | 0 |  | 0 | 0 | 0 | 0 | 0 |  | 0 | 0 | 0 | 0 | 0 | 0 | 0
SCE Northern | Windhub | 230 | Biomass |  |  | 0 | 0 |  | 0 | 0 |  | 0 | 0 |  | 0 | 0 | 0 | 0 | 0 |  | 0 | 0 | 0 | 0 | 0 |  | 0 | 0 | 0 | 0 | 0 | 0 | 0
SCE Northern | Windhub | 500 | Biomass |  |  | 0 | 0 |  | 0 | 0 |  | 0 | 0 |  | 0 | 0 | 0 | 0 | 0 |  | 0 | 0 | 0 | 0 | 0 |  | 0 | 0 | 0 | 0 | 0 | 0 | 0
PG&E GBA | Windmaster | 230 | Biomass |  |  | 0 | 0 |  | 0 | 0 |  | 0 | 0 |  | 0 | 0 | 0 | 0 | 0 |  | 0 | 0 | 0 | 0 | 0 |  | 0 | 0 | 0 | 0 | 0 | 0 | 0
PG&E NGBA | Windsor | 60 | Biomass |  |  | 0 | 0 |  | 0 | 0 |  | 0 | 0 |  | 0 | 0 | 0 | 0 | 0 |  | 0 | 0 | 0 | 0 | 0 |  | 0 | 0 | 0 | 0 | 0 | 0 | 0
PG&E NGBA | Woodland | 115 | Biomass |  |  | 0 | 0 |  | 0 | 0 |  | 0 | 0 |  | 0 | 0 | 0 | 0 | 0 |  | 0 | 0 | 0 | 0 | 0 |  | 0 | 0 | 0 | 0 | 0 | 0 | 0
PG&E FRESNO | Woodward | 115 | Biomass |  |  | 0 | 0 |  | 0 | 0 |  | 0 | 0 |  | 0 | 0 | 0 | 0 | 0 |  | 0 | 0 | 0 | 0 | 0 |  | 0 | 0 | 0 | 0 | 0 | 0 | 0
PG&E NGBA | Wyandotte | 115 | Biomass |  |  | 0 | 0 |  | 0 | 0 |  | 0 | 0 |  | 0 | 0 | 0 | 0 | 0 |  | 0 | 0 | 0 | 0 | 0 |  | 0 | 0 | 0 | 0 | 0 | 0 | 0
PG&E KERN | 7th Standard | 115 | Wind, Onshore |  |  | 0 | 0 | 0 | 0 | 0 | 0 | 0 | 0 | 0 | 0 | 0 | 0 | 0 | 0 | 0 | 0 | 0 | 0 | 0 | 0 | 0 | 0 | 0 | 0 | 0 | 0 | 0 | 0
SCE Metro | Alamitos | 230 | Wind, Onshore |  |  | 0 | 0 | 0 | 0 | 0 | 0 | 0 | 0 | 0 | 0 | 0 | 0 | 0 | 0 | 0 | 0 | 0 | 0 | 0 | 0 | 0 | 0 | 0 | 0 | 0 | 0 | 0 | 0
SCE Eastern | Alberhill | 115 | Wind, Onshore |  |  | 0 | 0 | 0 | 0 | 0 | 0 | 0 | 0 | 0 | 0 | 0 | 0 | 0 | 0 | 0 | 0 | 0 | 0 | 0 | 0 | 0 | 0 | 0 | 0 | 0 | 0 | 0 | 0
SCE Eastern | Alberhill | 500 | Wind, Onshore |  |  | 0 | 0 | 0 | 0 | 0 | 0 | 0 | 0 | 0 | 0 | 0 | 0 | 0 | 0 | 0 | 0 | 0 | 0 | 0 | 0 | 0 | 0 | 0 | 0 | 0 | 0 | 0 | 0
PG&E GBA | Alhambra | 115 | Wind, Onshore |  |  | 0 | 0 | 0 | 0 | 0 | 0 | 0 | 0 | 0 | 0 | 0 | 0 | 0 | 0 | 0 | 0 | 0 | 0 | 0 | 0 | 0 | 0 | 0 | 0 | 0 | 0 | 0 | 0
PG&E FRESNO | Alpaugh | 115 | Wind, Onshore |  |  | 0 | 0 | 0 | 0 | 0 | 0 | 0 | 0 | 0 | 0 | 0 | 0 | 0 | 0 | 0 | 0 | 0 | 0 | 0 | 0 | 0 | 0 | 0 | 0 | 0 | 0 | 0 | 0
SDGE | Alpine | 69 | Wind, Onshore |  |  | 0 | 0 | 0 | 0 | 0 | 0 | 0 | 0 | 0 | 0 | 0 | 0 | 0 | 0 | 0 | 0 | 0 | 0 | 0 | 0 | 0 | 0 | 0 | 0 | 0 | 0 | 0 | 0
PG&E GBA | Altamont Midway (Sandhill) | 230 | Wind, Onshore |  |  | 0 | 0 | 0 | 0 | 0 | 0 | 0 | 0 | 0 | 0 | 0 | 0 | 0 | 0 | 0 | 0 | 0 | 0 | 0 | 0 | 0 | 0 | 0 | 0 | 0 | 0 | 0 | 0
SCE Northern | Antelope | 66 | Wind, Onshore |  |  | 0 | 0 | 0 | 0 | 0 | 0 | 0 | 0 | 0 | 0 | 0 | 0 | 0 | 0 | 0 | 0 | 0 | 0 | 0 | 0 | 0 | 0 | 0 | 0 | 0 | 0 | 0 | 0
SCE Northern | Antelope | 230 | Wind, Onshore |  |  | 0 | 0 | 0 | 0 | 0 | 0 | 0 | 0 | 0 | 0 | 0 | 0 | 0 | 0 | 0 | 0 | 0 | 0 | 0 | 0 | 0 | 0 | 0 | 0 | 0 | 0 | 0 | 0
SCE Northern | Antelope | 500 | Wind, Onshore |  |  | 0 | 0 | 0 | 0 | 0 | 0 | 0 | 0 | 0 | 0 | 0 | 0 | 0 | 0 | 0 | 0 | 0 | 0 | 0 | 0 | 0 | 0 | 0 | 0 | 0 | 0 | 0 | 0
PG&E NGBA | Arcata | 60 | Wind, Onshore |  |  | 0 | 0 | 0 | 0 | 0 | 0 | 0 | 0 | 0 | 0 | 0 | 0 | 0 | 0 | 0 | 0 | 0 | 0 | 0 | 0 | 0 | 0 | 0 | 0 | 0 | 0 | 0 | 0
PG&E KERN | Arco | 230 | Wind, Onshore |  |  | 0 | 0 | 0 | 0 | 0 | 0 | 0 | 0 | 0 | 0 | 0 | 0 | 0 | 0 | 0 | 0 | 0 | 0 | 0 | 0 | 0 | 0 | 0 | 0 | 0 | 0 | 0 | 0
PG&E KERN | Arco | 70 | Wind, Onshore |  |  | 0 | 0 | 0 | 0 | 0 | 0 | 0 | 0 | 0 | 0 | 0 | 0 | 0 | 0 | 0 | 0 | 0 | 0 | 0 | 0 | 0 | 0 | 0 | 0 | 0 | 0 | 0 | 0
SCE Metro | ArcoGen | 230 | Wind, Onshore |  |  | 0 | 0 | 0 | 0 | 0 | 0 | 0 | 0 | 0 | 0 | 0 | 0 | 0 | 0 | 0 | 0 | 0 | 0 | 0 | 0 | 0 | 0 | 0 | 0 | 0 | 0 | 0 | 0
SDGE | Artesian | 230 | Wind, Onshore |  |  | 0 | 0 | 0 | 0 | 0 | 0 | 0 | 0 | 0 | 0 | 0 | 0 | 0 | 0 | 0 | 0 | 0 | 0 | 0 | 0 | 0 | 0 | 0 | 0 | 0 | 0 | 0 | 0
SDGE | Artesian | 69 | Wind, Onshore |  |  | 0 | 0 | 0 | 0 | 0 | 0 | 0 | 0 | 0 | 0 | 0 | 0 | 0 | 0 | 0 | 0 | 0 | 0 | 0 | 0 | 0 | 0 | 0 | 0 | 0 | 0 | 0 | 0
PG&E FRESNO | Ashlan | 230 | Wind, Onshore |  |  | 0 | 0 | 0 | 0 | 0 | 0 | 0 | 0 | 0 | 0 | 0 | 0 | 0 | 0 | 0 | 0 | 0 | 0 | 0 | 0 | 0 | 0 | 0 | 0 | 0 | 0 | 0 | 0
PG&E NGBA | Atlantic | 115 | Wind, Onshore |  |  | 0 | 0 | 0 | 0 | 0 | 0 | 0 | 0 | 0 | 0 | 0 | 0 | 0 | 0 | 0 | 0 | 0 | 0 | 0 | 0 | 0 | 0 | 0 | 0 | 0 | 0 | 0 | 0
PG&E NGBA | Atlantic | 230 | Wind, Onshore |  |  | 0 | 0 | 0 | 0 | 0 | 0 | 0 | 0 | 0 | 0 | 0 | 0 | 0 | 0 | 0 | 0 | 0 | 0 | 0 | 0 | 0 | 0 | 0 | 0 | 0 | 0 | 0 | 0
PG&E NGBA | Atlantic | 60 | Wind, Onshore |  |  | 0 | 0 | 0 | 0 | 0 | 0 | 0 | 0 | 0 | 0 | 0 | 0 | 0 | 0 | 0 | 0 | 0 | 0 | 0 | 0 | 0 | 0 | 0 | 0 | 0 | 0 | 0 | 0
PG&E FRESNO | Atwater | 115 | Wind, Onshore |  |  | 0 | 0 | 0 | 0 | 0 | 0 | 0 | 0 | 0 | 0 | 0 | 0 | 0 | 0 | 0 | 0 | 0 | 0 | 0 | 0 | 0 | 0 | 0 | 0 | 0 | 0 | 0 | 0
PG&E GBA | Avena | 115 | Wind, Onshore |  |  | 0 | 0 | 0 | 0 | 0 | 0 | 0 | 0 | 0 | 0 | 0 | 0 | 0 | 0 | 0 | 0 | 0 | 0 | 0 | 0 | 0 | 0 | 0 | 0 | 0 | 0 | 0 | 0
SDGE | Avocado | 69 | Wind, Onshore |  |  | 0 | 0 | 0 | 0 | 0 | 0 | 0 | 0 | 0 | 0 | 0 | 0 | 0 | 0 | 0 | 0 | 0 | 0 | 0 | 0 | 0 | 0 | 0 | 0 | 0 | 0 | 0 | 0
PG&E NGBA | Bahia | 230 | Wind, Onshore |  |  | 0 | 0 | 0 | 0 | 0 | 0 | 0 | 0 | 0 | 0 | 0 | 0 | 0 | 0 | 0 | 0 | 0 | 0 | 0 | 0 | 0 | 0 | 0 | 0 | 0 | 0 | 0 | 0
SCE Northern | Bailey | 230 | Wind, Onshore |  |  | 0 | 0 | 0 | 0 | 0 | 0 | 0 | 0 | 0 | 0 | 0 | 0 | 0 | 0 | 0 | 0 | 0 | 0 | 0 | 0 | 0 | 0 | 0 | 0 | 0 | 0 | 0 | 0
SCE NOL | Baker | 115 | Wind, Onshore |  |  | 0 | 0 | 0 | 0 | 0 | 0 | 0 | 0 | 0 | 0 | 0 | 0 | 0 | 0 | 0 | 0 | 0 | 0 | 0 | 0 | 0 | 0 | 0 | 0 | 0 | 0 | 0 | 0
PG&E KERN | Bakersfield | 230 | Wind, Onshore |  |  | 0 | 0 | 0 | 0 | 0 | 0 | 0 | 0 | 0 | 0 | 0 | 0 | 0 | 0 | 0 | 0 | 0 | 0 | 0 | 0 | 0 | 0 | 0 | 0 | 0 | 0 | 0 | 0
PG&E FRESNO | Balch | 230 | Wind, Onshore |  |  | 0 | 0 | 0 | 0 | 0 | 0 | 0 | 0 | 0 | 0 | 0 | 0 | 0 | 0 | 0 | 0 | 0 | 0 | 0 | 0 | 0 | 0 | 0 | 0 | 0 | 0 | 0 | 0
SCE Eastern | Bannister | 230 | Wind, Onshore |  |  | 1 | 0 | 0 | 0 | 0 | 0 | 0 | 0 | 0 | 0 | 0 | 0 | 0 | 0 | 60 | 60 | 0 | 0 | 0 | 0 | 60 | 60 | 0 | 60 | 60 | 0 | 60 | 60
SCE Metro | Barre | 230 | Wind, Onshore |  |  | 0 | 0 | 0 | 0 | 0 | 0 | 0 | 0 | 0 | 0 | 0 | 0 | 0 | 0 | 0 | 0 | 0 | 0 | 0 | 0 | 0 | 0 | 0 | 0 | 0 | 0 | 0 | 0
SDGE | Bay Boulevard | 69 | Wind, Onshore |  |  | 0 | 0 | 0 | 0 | 0 | 0 | 0 | 0 | 0 | 0 | 0 | 0 | 0 | 0 | 0 | 0 | 0 | 0 | 0 | 0 | 0 | 0 | 0 | 0 | 0 | 0 | 0 | 0
SDGE | Bay Boulevard | 230 | Wind, Onshore |  |  | 0 | 0 | 0 | 0 | 0 | 0 | 0 | 0 | 0 | 0 | 0 | 0 | 0 | 0 | 0 | 0 | 0 | 0 | 0 | 0 | 0 | 0 | 0 | 0 | 0 | 0 | 0 | 0
EOP | Beatty | 138 | Wind, Onshore |  |  | 0 | 0 | 0 | 0 | 0 | 0 | 0 | 0 | 0 | 0 | 0 | 0 | 0 | 0 | 0 | 0 | 0 | 0 | 0 | 0 | 0 | 0 | 0 | 0 | 0 | 0 | 0 | 0
EOP | Beatty | 230 | Wind, Onshore |  |  | 0 | 0 | 0 | 0 | 0 | 0 | 0 | 0 | 0 | 0 | 0 | 0 | 0 | 0 | 0 | 0 | 0 | 0 | 0 | 0 | 0 | 0 | 0 | 0 | 0 | 0 | 0 | 0
PG&E NGBA | Belden | 230 | Wind, Onshore |  |  | 0 | 0 | 0 | 0 | 0 | 0 | 0 | 0 | 0 | 0 | 0 | 0 | 0 | 0 | 0 | 0 | 0 | 0 | 0 | 0 | 0 | 0 | 0 | 0 | 0 | 0 | 0 | 0
PG&E NGBA | Bell | 115 | Wind, Onshore |  |  | 0 | 0 | 0 | 0 | 0 | 0 | 0 | 0 | 0 | 0 | 0 | 0 | 0 | 0 | 0 | 0 | 0 | 0 | 0 | 0 | 0 | 0 | 0 | 0 | 0 | 0 | 0 | 0
PG&E NGBA | Bellevue | 115 | Wind, Onshore |  |  | 0 | 0 | 0 | 0 | 0 | 0 | 0 | 0 | 0 | 0 | 0 | 0 | 0 | 0 | 0 | 0 | 0 | 0 | 0 | 0 | 0 | 0 | 0 | 0 | 0 | 0 | 0 | 0
PG&E GBA | Bellota | 115 | Wind, Onshore |  |  | 0 | 0 | 0 | 0 | 0 | 0 | 0 | 0 | 0 | 0 | 0 | 0 | 0 | 0 | 0 | 0 | 0 | 0 | 0 | 0 | 0 | 0 | 0 | 0 | 0 | 0 | 0 | 0
PG&E GBA | Bellota | 230 | Wind, Onshore |  |  | 0 | 0 | 0 | 0 | 0 | 0 | 0 | 0 | 0 | 0 | 0 | 0 | 0 | 0 | 0 | 0 | 0 | 0 | 0 | 0 | 0 | 0 | 0 | 0 | 0 | 0 | 0 | 0
SCE Northern | Big Creek | 230 | Wind, Onshore |  |  | 0 | 0 | 0 | 0 | 0 | 0 | 0 | 0 | 0 | 0 | 0 | 0 | 0 | 0 | 0 | 0 | 0 | 0 | 0 | 0 | 0 | 0 | 0 | 0 | 0 | 0 | 0 | 0
PG&E FRESNO | Biola | 70 | Wind, Onshore |  |  | 0 | 0 | 0 | 0 | 0 | 0 | 0 | 0 | 0 | 0 | 0 | 0 | 0 | 0 | 0 | 0 | 0 | 0 | 0 | 0 | 0 | 0 | 0 | 0 | 0 | 0 | 0 | 0
PG&E GBA | Birds Landing | 230 | Wind, Onshore |  |  | 1 | 229.98 | 0 | 229.98 | 0 | 0 | 0 | 0 | 0 | 0 | 0 | 0 | 0 | 0 | 0 | 0 | 0 | 0 | 0 | 0 | 0 | 0 | 229.98 | 0 | 229.98 | 229.98 | 0 | 229.98
SCE Northern | Bliss | 66 | Wind, Onshore |  |  | 0 | 0 | 0 | 0 | 0 | 0 | 0 | 0 | 0 | 0 | 0 | 0 | 0 | 0 | 0 | 0 | 0 | 0 | 0 | 0 | 0 | 0 | 0 | 0 | 0 | 0 | 0 | 0
SCE Eastern | Blythe | 161 | Wind, Onshore |  |  | 0 | 0 | 0 | 0 | 0 | 0 | 0 | 0 | 0 | 0 | 0 | 0 | 0 | 0 | 0 | 0 | 0 | 0 | 0 | 0 | 0 | 0 | 0 | 0 | 0 | 0 | 0 | 0
PG&E NGBA | Bogue | 115 | Wind, Onshore |  |  | 0 | 0 | 0 | 0 | 0 | 0 | 0 | 0 | 0 | 0 | 0 | 0 | 0 | 0 | 0 | 0 | 0 | 0 | 0 | 0 | 0 | 0 | 0 | 0 | 0 | 0 | 0 | 0
PG&E FRESNO | Borden | 230 | Wind, Onshore |  |  | 0 | 0 | 0 | 0 | 0 | 0 | 0 | 0 | 0 | 0 | 0 | 0 | 0 | 0 | 0 | 0 | 0 | 0 | 0 | 0 | 0 | 0 | 0 | 0 | 0 | 0 | 0 | 0
PG&E FRESNO | Borden | 70 | Wind, Onshore |  |  | 0 | 0 | 0 | 0 | 0 | 0 | 0 | 0 | 0 | 0 | 0 | 0 | 0 | 0 | 0 | 0 | 0 | 0 | 0 | 0 | 0 | 0 | 0 | 0 | 0 | 0 | 0 | 0
SDGE | Boulevard East | 138 | Wind, Onshore |  |  | 1 | 0 | 0 | 0 | 0 | 0 | 0 | 0 | 0 | 0 | 0 | 0 | 0 | 180 | 0 | 180 | 0 | 0 | 0 | 180 | 0 | 180 | 180 | 0 | 180 | 180 | 0 | 180
SDGE | Boulevard East | 69 | Wind, Onshore |  |  | 0 | 0 | 0 | 0 | 0 | 0 | 0 | 0 | 0 | 0 | 0 | 0 | 0 | 0 | 0 | 0 | 0 | 0 | 0 | 0 | 0 | 0 | 0 | 0 | 0 | 0 | 0 | 0
PG&E GBA | Brentwood | 230 | Wind, Onshore |  |  | 0 | 0 | 0 | 0 | 0 | 0 | 0 | 0 | 0 | 0 | 0 | 0 | 0 | 0 | 0 | 0 | 0 | 0 | 0 | 0 | 0 | 0 | 0 | 0 | 0 | 0 | 0 | 0
PG&E NGBA | Bridgeville | 115 | Wind, Onshore |  |  | 0 | 0 | 0 | 0 | 0 | 0 | 0 | 0 | 0 | 0 | 0 | 0 | 0 | 0 | 0 | 0 | 0 | 0 | 0 | 0 | 0 | 0 | 0 | 0 | 0 | 0 | 0 | 0
PG&E NGBA | Brighton | 115 | Wind, Onshore |  |  | 0 | 0 | 0 | 0 | 0 | 0 | 0 | 0 | 0 | 0 | 0 | 0 | 0 | 0 | 0 | 0 | 0 | 0 | 0 | 0 | 0 | 0 | 0 | 0 | 0 | 0 | 0 | 0
PG&E NGBA | Brighton | 230 | Wind, Onshore |  |  | 0 | 0 | 0 | 0 | 0 | 0 | 0 | 0 | 0 | 0 | 0 | 0 | 0 | 0 | 0 | 0 | 0 | 0 | 0 | 0 | 0 | 0 | 0 | 0 | 0 | 0 | 0 | 0
PG&E NGBA | Brunswick | 115 | Wind, Onshore |  |  | 0 | 0 | 0 | 0 | 0 | 0 | 0 | 0 | 0 | 0 | 0 | 0 | 0 | 0 | 0 | 0 | 0 | 0 | 0 | 0 | 0 | 0 | 0 | 0 | 0 | 0 | 0 | 0
PG&E NGBA | Bucks Creek | 230 | Wind, Onshore |  |  | 0 | 0 | 0 | 0 | 0 | 0 | 0 | 0 | 0 | 0 | 0 | 0 | 0 | 0 | 0 | 0 | 0 | 0 | 0 | 0 | 0 | 0 | 0 | 0 | 0 | 0 | 0 | 0
PG&E KERN | Buena Vista | 230 | Wind, Onshore |  |  | 0 | 0 | 0 | 0 | 0 | 0 | 0 | 0 | 0 | 0 | 0 | 0 | 0 | 0 | 0 | 0 | 0 | 0 | 0 | 0 | 0 | 0 | 0 | 0 | 0 | 0 | 0 | 0
PG&E FRESNO | Bullard | 115 | Wind, Onshore |  |  | 0 | 0 | 0 | 0 | 0 | 0 | 0 | 0 | 0 | 0 | 0 | 0 | 0 | 0 | 0 | 0 | 0 | 0 | 0 | 0 | 0 | 0 | 0 | 0 | 0 | 0 | 0 | 0
PG&E GBA | Burlingame | 115 | Wind, Onshore |  |  | 1 | 0 | 0 | 0 | 0 | 0 | 0 | 0 | 0 | 0 | 0 | 0 | 0 | 50 | 0 | 50 | 0 | 0 | 0 | 50 | 0 | 50 | 50 | 0 | 50 | 50 | 0 | 50
PG&E NGBA | Burney Forest | 230 | Wind, Onshore |  |  | 0 | 0 | 0 | 0 | 0 | 0 | 0 | 0 | 0 | 0 | 0 | 0 | 0 | 0 | 0 | 0 | 0 | 0 | 0 | 0 | 0 | 0 | 0 | 0 | 0 | 0 | 0 | 0
PG&E NGBA | Butte | 115 | Wind, Onshore |  |  | 0 | 0 | 0 | 0 | 0 | 0 | 0 | 0 | 0 | 0 | 0 | 0 | 0 | 0 | 0 | 0 | 0 | 0 | 0 | 0 | 0 | 0 | 0 | 0 | 0 | 0 | 0 | 0
PG&E KERN | Cabrillo | 115 | Wind, Onshore |  |  | 0 | 0 | 0 | 0 | 0 | 0 | 0 | 0 | 0 | 0 | 0 | 0 | 0 | 0 | 0 | 0 | 0 | 0 | 0 | 0 | 0 | 0 | 0 | 0 | 0 | 0 | 0 | 0
PG&E FRESNO | Cal Flats | 230 | Wind, Onshore |  |  | 0 | 0 | 0 | 0 | 0 | 0 | 0 | 0 | 0 | 0 | 0 | 0 | 0 | 0 | 0 | 0 | 0 | 0 | 0 | 0 | 0 | 0 | 0 | 0 | 0 | 0 | 0 | 0
SCE NOL | Calcite | 230 | Wind, Onshore |  |  | 0 | 0 | 0 | 0 | 0 | 0 | 0 | 0 | 0 | 0 | 0 | 0 | 0 | 0 | 0 | 0 | 0 | 0 | 0 | 0 | 0 | 0 | 0 | 0 | 0 | 0 | 0 | 0
PG&E KERN | Caliente | 230 | Wind, Onshore |  |  | 0 | 0 | 0 | 0 | 0 | 0 | 0 | 0 | 0 | 0 | 0 | 0 | 0 | 0 | 0 | 0 | 0 | 0 | 0 | 0 | 0 | 0 | 0 | 0 | 0 | 0 | 0 | 0
PG&E FRESNO | California Ave | 115 | Wind, Onshore |  |  | 0 | 0 | 0 | 0 | 0 | 0 | 0 | 0 | 0 | 0 | 0 | 0 | 0 | 0 | 0 | 0 | 0 | 0 | 0 | 0 | 0 | 0 | 0 | 0 | 0 | 0 | 0 | 0
PG&E KERN | Callender | 115 | Wind, Onshore |  |  | 0 | 0 | 0 | 0 | 0 | 0 | 0 | 0 | 0 | 0 | 0 | 0 | 0 | 0 | 0 | 0 | 0 | 0 | 0 | 0 | 0 | 0 | 0 | 0 | 0 | 0 | 0 | 0
PG&E NGBA | Calpella | 115 | Wind, Onshore |  |  | 1 | 0 | 0 | 0 | 0 | 0 | 0 | 0 | 0 | 0 | 0 | 0 | 0 | 0 | 100 | 100 | 0 | 0 | 0 | 0 | 100 | 100 | 0 | 100 | 100 | 0 | 100 | 100
PG&E GBA | Camanche | 230 | Wind, Onshore |  |  | 0 | 0 | 0 | 0 | 0 | 0 | 0 | 0 | 0 | 0 | 0 | 0 | 0 | 0 | 0 | 0 | 0 | 0 | 0 | 0 | 0 | 0 | 0 | 0 | 0 | 0 | 0 | 0
SDGE | Cameron | 69 | Wind, Onshore |  |  | 0 | 0 | 0 | 0 | 0 | 0 | 0 | 0 | 0 | 0 | 0 | 0 | 0 | 0 | 0 | 0 | 0 | 0 | 0 | 0 | 0 | 0 | 0 | 0 | 0 | 0 | 0 | 0
SDGE | Cannon | 69 | Wind, Onshore |  |  | 0 | 0 | 0 | 0 | 0 | 0 | 0 | 0 | 0 | 0 | 0 | 0 | 0 | 0 | 0 | 0 | 0 | 0 | 0 | 0 | 0 | 0 | 0 | 0 | 0 | 0 | 0 | 0
PG&E FRESNO | Cantua | 115 | Wind, Onshore |  |  | 0 | 0 | 0 | 0 | 0 | 0 | 0 | 0 | 0 | 0 | 0 | 0 | 0 | 0 | 0 | 0 | 0 | 0 | 0 | 0 | 0 | 0 | 0 | 0 | 0 | 0 | 0 | 0
SDGE | Capistrano | 138 | Wind, Onshore |  |  | 0 | 0 | 0 | 0 | 0 | 0 | 0 | 0 | 0 | 0 | 0 | 0 | 0 | 0 | 0 | 0 | 0 | 0 | 0 | 0 | 0 | 0 | 0 | 0 | 0 | 0 | 0 | 0
SDGE | Capistrano | 230 | Wind, Onshore |  |  | 0 | 0 | 0 | 0 | 0 | 0 | 0 | 0 | 0 | 0 | 0 | 0 | 0 | 0 | 0 | 0 | 0 | 0 | 0 | 0 | 0 | 0 | 0 | 0 | 0 | 0 | 0 | 0
PG&E NGBA | Carberry | 230 | Wind, Onshore |  |  | 0 | 0 | 0 | 0 | 0 | 0 | 0 | 0 | 0 | 0 | 0 | 0 | 0 | 0 | 0 | 0 | 0 | 0 | 0 | 0 | 0 | 0 | 0 | 0 | 0 | 0 | 0 | 0
SCE Eastern | Cardiff | 66 | Wind, Onshore |  |  | 0 | 0 | 0 | 0 | 0 | 0 | 0 | 0 | 0 | 0 | 0 | 0 | 0 | 0 | 0 | 0 | 0 | 0 | 0 | 0 | 0 | 0 | 0 | 0 | 0 | 0 | 0 | 0
PG&E NGBA | Caribou | 60 | Wind, Onshore |  |  | 0 | 0 | 0 | 0 | 0 | 0 | 0 | 0 | 0 | 0 | 0 | 0 | 0 | 0 | 0 | 0 | 0 | 0 | 0 | 0 | 0 | 0 | 0 | 0 | 0 | 0 | 0 | 0
PG&E NGBA | Caribou | 115 | Wind, Onshore |  |  | 1 | 0 | 0 | 0 | 0 | 0 | 0 | 0 | 0 | 0 | 0 | 0 | 0 | 0 | 95 | 95 | 0 | 0 | 0 | 0 | 95 | 95 | 0 | 95 | 95 | 0 | 95 | 95
PG&E NGBA | Caribou | 230 | Wind, Onshore |  |  | 0 | 0 | 0 | 0 | 0 | 0 | 0 | 0 | 0 | 0 | 0 | 0 | 0 | 0 | 0 | 0 | 0 | 0 | 0 | 0 | 0 | 0 | 0 | 0 | 0 | 0 | 0 | 0
EOP | Carpenter Canyon (fka Gamebird) | 138 | Wind, Onshore |  |  | 0 | 0 | 0 | 0 | 0 | 0 | 0 | 0 | 0 | 0 | 0 | 0 | 0 | 0 | 0 | 0 | 0 | 0 | 0 | 0 | 0 | 0 | 0 | 0 | 0 | 0 | 0 | 0
EOP | Carpenter Canyon (fka Gamebird) | 230 | Wind, Onshore |  |  | 0 | 0 | 0 | 0 | 0 | 0 | 0 | 0 | 0 | 0 | 0 | 0 | 0 | 0 | 0 | 0 | 0 | 0 | 0 | 0 | 0 | 0 | 0 | 0 | 0 | 0 | 0 | 0
PG&E NGBA | Carquinez | 115 | Wind, Onshore |  |  | 0 | 0 | 0 | 0 | 0 | 0 | 0 | 0 | 0 | 0 | 0 | 0 | 0 | 0 | 0 | 0 | 0 | 0 | 0 | 0 | 0 | 0 | 0 | 0 | 0 | 0 | 0 | 0
SDGE | Carrizo Gorge | 138 | Wind, Onshore |  |  | 0 | 0 | 0 | 0 | 0 | 0 | 0 | 0 | 0 | 0 | 0 | 0 | 0 | 0 | 0 | 0 | 0 | 0 | 0 | 0 | 0 | 0 | 0 | 0 | 0 | 0 | 0 | 0
PG&E KERN | Carrizo Plains | 115 | Wind, Onshore |  |  | 0 | 0 | 0 | 0 | 0 | 0 | 0 | 0 | 0 | 0 | 0 | 0 | 0 | 0 | 0 | 0 | 0 | 0 | 0 | 0 | 0 | 0 | 0 | 0 | 0 | 0 | 0 | 0
PG&E KERN | Casaloma | 230 | Wind, Onshore |  |  | 0 | 0 | 0 | 0 | 0 | 0 | 0 | 0 | 0 | 0 | 0 | 0 | 0 | 0 | 0 | 0 | 0 | 0 | 0 | 0 | 0 | 0 | 0 | 0 | 0 | 0 | 0 | 0
PG&E GBA | Castro Valley | 230 | Wind, Onshore |  |  | 0 | 0 | 0 | 0 | 0 | 0 | 0 | 0 | 0 | 0 | 0 | 0 | 0 | 0 | 0 | 0 | 0 | 0 | 0 | 0 | 0 | 0 | 0 | 0 | 0 | 0 | 0 | 0
PG&E GBA | Cayetano | 230 | Wind, Onshore |  |  | 0 | 0 | 0 | 0 | 0 | 0 | 0 | 0 | 0 | 0 | 0 | 0 | 0 | 0 | 0 | 0 | 0 | 0 | 0 | 0 | 0 | 0 | 0 | 0 | 0 | 0 | 0 | 0
SCE Metro | Center | 230 | Wind, Onshore |  |  | 0 | 0 | 0 | 0 | 0 | 0 | 0 | 0 | 0 | 0 | 0 | 0 | 0 | 0 | 0 | 0 | 0 | 0 | 0 | 0 | 0 | 0 | 0 | 0 | 0 | 0 | 0 | 0
PG&E KERN | Charca | 115 | Wind, Onshore |  |  | 0 | 0 | 0 | 0 | 0 | 0 | 0 | 0 | 0 | 0 | 0 | 0 | 0 | 0 | 0 | 0 | 0 | 0 | 0 | 0 | 0 | 0 | 0 | 0 | 0 | 0 | 0 | 0
EOP | Charleston | 138 | Wind, Onshore |  |  | 0 | 0 | 0 | 0 | 0 | 0 | 0 | 0 | 0 | 0 | 0 | 0 | 0 | 0 | 0 | 0 | 0 | 0 | 0 | 0 | 0 | 0 | 0 | 0 | 0 | 0 | 0 | 0
SCE Metro | Chevmain | 230 | Wind, Onshore |  |  | 0 | 0 | 0 | 0 | 0 | 0 | 0 | 0 | 0 | 0 | 0 | 0 | 0 | 0 | 0 | 0 | 0 | 0 | 0 | 0 | 0 | 0 | 0 | 0 | 0 | 0 | 0 | 0
SDGE | Chicarita | 138 | Wind, Onshore |  |  | 0 | 0 | 0 | 0 | 0 | 0 | 0 | 0 | 0 | 0 | 0 | 0 | 0 | 0 | 0 | 0 | 0 | 0 | 0 | 0 | 0 | 0 | 0 | 0 | 0 | 0 | 0 | 0
SCE Metro | Chino | 230 | Wind, Onshore |  |  | 0 | 0 | 0 | 0 | 0 | 0 | 0 | 0 | 0 | 0 | 0 | 0 | 0 | 0 | 0 | 0 | 0 | 0 | 0 | 0 | 0 | 0 | 0 | 0 | 0 | 0 | 0 | 0
PG&E FRESNO | Chowchilla | 115 | Wind, Onshore |  |  | 0 | 0 | 0 | 0 | 0 | 0 | 0 | 0 | 0 | 0 | 0 | 0 | 0 | 0 | 0 | 0 | 0 | 0 | 0 | 0 | 0 | 0 | 0 | 0 | 0 | 0 | 0 | 0
PG&E GBA | Christie | 60 | Wind, Onshore |  |  | 0 | 0 | 0 | 0 | 0 | 0 | 0 | 0 | 0 | 0 | 0 | 0 | 0 | 0 | 0 | 0 | 0 | 0 | 0 | 0 | 0 | 0 | 0 | 0 | 0 | 0 | 0 | 0
PG&E GBA | Christie | 115 | Wind, Onshore |  |  | 0 | 0 | 0 | 0 | 0 | 0 | 0 | 0 | 0 | 0 | 0 | 0 | 0 | 0 | 0 | 0 | 0 | 0 | 0 | 0 | 0 | 0 | 0 | 0 | 0 | 0 | 0 | 0
SCE Eastern | Cielo Azul | 500 | Wind, Onshore |  |  | 0 | 0 | 0 | 0 | 0 | 0 | 0 | 0 | 0 | 0 | 0 | 0 | 0 | 0 | 0 | 0 | 0 | 0 | 0 | 0 | 0 | 0 | 0 | 0 | 0 | 0 | 0 | 0
PG&E GBA | Clay | 60 | Wind, Onshore |  |  | 0 | 0 | 0 | 0 | 0 | 0 | 0 | 0 | 0 | 0 | 0 | 0 | 0 | 0 | 0 | 0 | 0 | 0 | 0 | 0 | 0 | 0 | 0 | 0 | 0 | 0 | 0 | 0
PG&E GBA | Clayton | 115 | Wind, Onshore |  |  | 0 | 0 | 0 | 0 | 0 | 0 | 0 | 0 | 0 | 0 | 0 | 0 | 0 | 0 | 0 | 0 | 0 | 0 | 0 | 0 | 0 | 0 | 0 | 0 | 0 | 0 | 0 | 0
PG&E NGBA | Cloverdale | 115 | Wind, Onshore |  |  | 0 | 0 | 0 | 0 | 0 | 0 | 0 | 0 | 0 | 0 | 0 | 0 | 0 | 0 | 0 | 0 | 0 | 0 | 0 | 0 | 0 | 0 | 0 | 0 | 0 | 0 | 0 | 0
PG&E FRESNO | Clovis | 115 | Wind, Onshore |  |  | 0 | 0 | 0 | 0 | 0 | 0 | 0 | 0 | 0 | 0 | 0 | 0 | 0 | 0 | 0 | 0 | 0 | 0 | 0 | 0 | 0 | 0 | 0 | 0 | 0 | 0 | 0 | 0
PG&E GBA | Coburn | 230 | Wind, Onshore |  |  | 0 | 0 | 0 | 0 | 0 | 0 | 0 | 0 | 0 | 0 | 0 | 0 | 0 | 0 | 0 | 0 | 0 | 0 | 0 | 0 | 0 | 0 | 0 | 0 | 0 | 0 | 0 | 0
PG&E GBA | Coburn | 60 | Wind, Onshore |  |  | 0 | 0 | 0 | 0 | 0 | 0 | 0 | 0 | 0 | 0 | 0 | 0 | 0 | 0 | 0 | 0 | 0 | 0 | 0 | 0 | 0 | 0 | 0 | 0 | 0 | 0 | 0 | 0
PG&E NGBA | Colgate | 230 | Wind, Onshore |  |  | 0 | 0 | 0 | 0 | 0 | 0 | 0 | 0 | 0 | 0 | 0 | 0 | 0 | 0 | 0 | 0 | 0 | 0 | 0 | 0 | 0 | 0 | 0 | 0 | 0 | 0 | 0 | 0
PG&E GBA | Collierville | 230 | Wind, Onshore |  |  | 0 | 0 | 0 | 0 | 0 | 0 | 0 | 0 | 0 | 0 | 0 | 0 | 0 | 0 | 0 | 0 | 0 | 0 | 0 | 0 | 0 | 0 | 0 | 0 | 0 | 0 | 0 | 0
PG&E GBA | Collinsville | 230 | Wind, Onshore |  |  | 0 | 0 | 0 | 0 | 0 | 0 | 0 | 0 | 0 | 0 | 0 | 0 | 0 | 0 | 0 | 0 | 0 | 0 | 0 | 0 | 0 | 0 | 0 | 0 | 0 | 0 | 0 | 0
PG&E GBA | Collinsville | 500 | Wind, Onshore |  |  | 0 | 0 | 0 | 0 | 0 | 0 | 0 | 0 | 0 | 0 | 0 | 0 | 0 | 0 | 0 | 0 | 0 | 0 | 0 | 0 | 0 | 0 | 0 | 0 | 0 | 0 | 0 | 0
SCE Eastern | Colorado River | 230 | Wind, Onshore |  |  | 0 | 0 | 0 | 0 | 0 | 0 | 0 | 0 | 0 | 0 | 0 | 0 | 0 | 0 | 0 | 0 | 0 | 0 | 0 | 0 | 0 | 0 | 0 | 0 | 0 | 0 | 0 | 0
SCE Eastern | Colorado River | 500 | Wind, Onshore |  |  | 0 | 0 | 0 | 0 | 0 | 0 | 0 | 0 | 0 | 0 | 0 | 0 | 0 | 0 | 0 | 0 | 0 | 0 | 0 | 0 | 0 | 0 | 0 | 0 | 0 | 0 | 0 | 0
PG&E KERN | Columbus | 115 | Wind, Onshore |  |  | 0 | 0 | 0 | 0 | 0 | 0 | 0 | 0 | 0 | 0 | 0 | 0 | 0 | 0 | 0 | 0 | 0 | 0 | 0 | 0 | 0 | 0 | 0 | 0 | 0 | 0 | 0 | 0
PG&E GBA | Contra Costa | 115 | Wind, Onshore |  |  | 0 | 0 | 0 | 0 | 0 | 0 | 0 | 0 | 0 | 0 | 0 | 0 | 0 | 0 | 0 | 0 | 0 | 0 | 0 | 0 | 0 | 0 | 0 | 0 | 0 | 0 | 0 | 0
PG&E GBA | Contra Costa | 230 | Wind, Onshore |  |  | 0 | 0 | 0 | 0 | 0 | 0 | 0 | 0 | 0 | 0 | 0 | 0 | 0 | 0 | 0 | 0 | 0 | 0 | 0 | 0 | 0 | 0 | 0 | 0 | 0 | 0 | 0 | 0
PG&E GBA | Contra Costa PP | 230 | Wind, Onshore |  |  | 0 | 0 | 0 | 0 | 0 | 0 | 0 | 0 | 0 | 0 | 0 | 0 | 0 | 0 | 0 | 0 | 0 | 0 | 0 | 0 | 0 | 0 | 0 | 0 | 0 | 0 | 0 | 0
SCE NOL | Control | 115 | Wind, Onshore |  |  | 0 | 0 | 0 | 0 | 0 | 0 | 0 | 0 | 0 | 0 | 0 | 0 | 0 | 0 | 0 | 0 | 0 | 0 | 0 | 0 | 0 | 0 | 0 | 0 | 0 | 0 | 0 | 0
SCE NOL | Control | 55 | Wind, Onshore |  |  | 0 | 0 | 0 | 0 | 0 | 0 | 0 | 0 | 0 | 0 | 0 | 0 | 0 | 0 | 0 | 0 | 0 | 0 | 0 | 0 | 0 | 0 | 0 | 0 | 0 | 0 | 0 | 0
PG&E GBA | Cooley Landing | 115 | Wind, Onshore |  |  | 0 | 0 | 0 | 0 | 0 | 0 | 0 | 0 | 0 | 0 | 0 | 0 | 0 | 0 | 0 | 0 | 0 | 0 | 0 | 0 | 0 | 0 | 0 | 0 | 0 | 0 | 0 | 0
PG&E GBA | Cooley Landing | 60 | Wind, Onshore |  |  | 0 | 0 | 0 | 0 | 0 | 0 | 0 | 0 | 0 | 0 | 0 | 0 | 0 | 0 | 0 | 0 | 0 | 0 | 0 | 0 | 0 | 0 | 0 | 0 | 0 | 0 | 0 | 0
SCE NOL | Coolwater | 230 | Wind, Onshore |  |  | 0 | 0 | 0 | 0 | 0 | 0 | 0 | 0 | 0 | 0 | 0 | 0 | 0 | 0 | 0 | 0 | 0 | 0 | 0 | 0 | 0 | 0 | 0 | 0 | 0 | 0 | 0 | 0
SCE NOL | Coolwater | 115 | Wind, Onshore |  |  | 0 | 0 | 0 | 0 | 0 | 0 | 0 | 0 | 0 | 0 | 0 | 0 | 0 | 0 | 0 | 0 | 0 | 0 | 0 | 0 | 0 | 0 | 0 | 0 | 0 | 0 | 0 | 0
PG&E KERN | Copus | 70 | Wind, Onshore |  |  | 0 | 0 | 0 | 0 | 0 | 0 | 0 | 0 | 0 | 0 | 0 | 0 | 0 | 0 | 0 | 0 | 0 | 0 | 0 | 0 | 0 | 0 | 0 | 0 | 0 | 0 | 0 | 0
PG&E FRESNO | Corcoran | 70 | Wind, Onshore |  |  | 0 | 0 | 0 | 0 | 0 | 0 | 0 | 0 | 0 | 0 | 0 | 0 | 0 | 0 | 0 | 0 | 0 | 0 | 0 | 0 | 0 | 0 | 0 | 0 | 0 | 0 | 0 | 0
PG&E FRESNO | Corcoran | 115 | Wind, Onshore |  |  | 0 | 0 | 0 | 0 | 0 | 0 | 0 | 0 | 0 | 0 | 0 | 0 | 0 | 0 | 0 | 0 | 0 | 0 | 0 | 0 | 0 | 0 | 0 | 0 | 0 | 0 | 0 | 0
PG&E NGBA | Corona | 115 | Wind, Onshore |  |  | 0 | 0 | 0 | 0 | 0 | 0 | 0 | 0 | 0 | 0 | 0 | 0 | 0 | 0 | 0 | 0 | 0 | 0 | 0 | 0 | 0 | 0 | 0 | 0 | 0 | 0 | 0 | 0
PG&E NGBA | Cortina | 230 | Wind, Onshore |  |  | 1 | 0 | 0 | 0 | 0 | 0 | 0 | 0 | 0 | 0 | 0 | 0 | 0 | 0 | 101 | 101 | 0 | 0 | 0 | 0 | 101 | 101 | 0 | 101 | 101 | 0 | 101 | 101
PG&E NGBA | Cortina | 115 | Wind, Onshore |  |  | 0 | 0 | 0 | 0 | 0 | 0 | 0 | 0 | 0 | 0 | 0 | 0 | 0 | 0 | 0 | 0 | 0 | 0 | 0 | 0 | 0 | 0 | 0 | 0 | 0 | 0 | 0 | 0
PG&E GBA | Cottle | 230 | Wind, Onshore |  |  | 0 | 0 | 0 | 0 | 0 | 0 | 0 | 0 | 0 | 0 | 0 | 0 | 0 | 0 | 0 | 0 | 0 | 0 | 0 | 0 | 0 | 0 | 0 | 0 | 0 | 0 | 0 | 0
PG&E NGBA | Cottonwood | 115 | Wind, Onshore |  |  | 0 | 0 | 0 | 0 | 0 | 0 | 0 | 0 | 0 | 0 | 0 | 0 | 0 | 0 | 0 | 0 | 0 | 0 | 0 | 0 | 0 | 0 | 0 | 0 | 0 | 0 | 0 | 0
PG&E NGBA | Cottonwood | 230 | Wind, Onshore |  |  | 1 | 0 | 0 | 0 | 0 | 0 | 0 | 0 | 0 | 0 | 0 | 0 | 0 | 0 | 0 | 0 | 100 | 0 | 100 | 100 | 0 | 100 | 0 | 0 | 0 | 100 | 0 | 100
PG&E NGBA | Cottonwood | 60 | Wind, Onshore |  |  | 0 | 0 | 0 | 0 | 0 | 0 | 0 | 0 | 0 | 0 | 0 | 0 | 0 | 0 | 0 | 0 | 0 | 0 | 0 | 0 | 0 | 0 | 0 | 0 | 0 | 0 | 0 | 0
PG&E NGBA | Cove Road | 230 | Wind, Onshore |  |  | 1 | 0 | 0 | 0 | 0 | 0 | 0 | 0 | 0 | 0 | 0 | 0 | 0 | 0 | 0 | 0 | 140 | 0 | 140 | 140 | 0 | 140 | 0 | 0 | 0 | 140 | 0 | 140
PG&E GBA | Coyote | 230 | Wind, Onshore |  |  | 0 | 0 | 0 | 0 | 0 | 0 | 0 | 0 | 0 | 0 | 0 | 0 | 0 | 0 | 0 | 0 | 0 | 0 | 0 | 0 | 0 | 0 | 0 | 0 | 0 | 0 | 0 | 0
PG&E GBA | Crazy Horse Canyon | 115 | Wind, Onshore |  |  | 1 | 0 | 0 | 0 | 0 | 0 | 0 | 0 | 0 | 0 | 0 | 0 | 0 | 50 | 0 | 50 | 0 | 0 | 0 | 50 | 0 | 50 | 50 | 0 | 50 | 50 | 0 | 50
SDGE | Creelman | 69 | Wind, Onshore |  |  | 0 | 0 | 0 | 0 | 0 | 0 | 0 | 0 | 0 | 0 | 0 | 0 | 0 | 0 | 0 | 0 | 0 | 0 | 0 | 0 | 0 | 0 | 0 | 0 | 0 | 0 | 0 | 0
PG&E FRESNO | Crescent | 70 | Wind, Onshore |  |  | 0 | 0 | 0 | 0 | 0 | 0 | 0 | 0 | 0 | 0 | 0 | 0 | 0 | 0 | 0 | 0 | 0 | 0 | 0 | 0 | 0 | 0 | 0 | 0 | 0 | 0 | 0 | 0
PG&E FRESNO | Cressey | 115 | Wind, Onshore |  |  | 0 | 0 | 0 | 0 | 0 | 0 | 0 | 0 | 0 | 0 | 0 | 0 | 0 | 0 | 0 | 0 | 0 | 0 | 0 | 0 | 0 | 0 | 0 | 0 | 0 | 0 | 0 | 0
PG&E NGBA | Cresta | 230 | Wind, Onshore |  |  | 0 | 0 | 0 | 0 | 0 | 0 | 0 | 0 | 0 | 0 | 0 | 0 | 0 | 0 | 0 | 0 | 0 | 0 | 0 | 0 | 0 | 0 | 0 | 0 | 0 | 0 | 0 | 0
SDGE | Crestwood | 69 | Wind, Onshore |  |  | 0 | 0 | 0 | 0 | 0 | 0 | 0 | 0 | 0 | 0 | 0 | 0 | 0 | 0 | 0 | 0 | 0 | 0 | 0 | 0 | 0 | 0 | 0 | 0 | 0 | 0 | 0 | 0
PG&E GBA | Crow Creek | 60 | Wind, Onshore |  |  | 0 | 0 | 0 | 0 | 0 | 0 | 0 | 0 | 0 | 0 | 0 | 0 | 0 | 0 | 0 | 0 | 0 | 0 | 0 | 0 | 0 | 0 | 0 | 0 | 0 | 0 | 0 | 0
PG&E GBA | Crows Landing | 60 | Wind, Onshore |  |  | 0 | 0 | 0 | 0 | 0 | 0 | 0 | 0 | 0 | 0 | 0 | 0 | 0 | 0 | 0 | 0 | 0 | 0 | 0 | 0 | 0 | 0 | 0 | 0 | 0 | 0 | 0 | 0
PG&E GBA | Curtis | 115 | Wind, Onshore |  |  | 0 | 0 | 0 | 0 | 0 | 0 | 0 | 0 | 0 | 0 | 0 | 0 | 0 | 0 | 0 | 0 | 0 | 0 | 0 | 0 | 0 | 0 | 0 | 0 | 0 | 0 | 0 | 0
PG&E FRESNO | Dairyland | 115 | Wind, Onshore |  |  | 0 | 0 | 0 | 0 | 0 | 0 | 0 | 0 | 0 | 0 | 0 | 0 | 0 | 0 | 0 | 0 | 0 | 0 | 0 | 0 | 0 | 0 | 0 | 0 | 0 | 0 | 0 | 0
PG&E NGBA | Davis | 115 | Wind, Onshore |  |  | 0 | 0 | 0 | 0 | 0 | 0 | 0 | 0 | 0 | 0 | 0 | 0 | 0 | 0 | 0 | 0 | 0 | 0 | 0 | 0 | 0 | 0 | 0 | 0 | 0 | 0 | 0 | 0
SCE Metro | Del Amo | 500 | Wind, Onshore |  |  | 0 | 0 | 0 | 0 | 0 | 0 | 0 | 0 | 0 | 0 | 0 | 0 | 0 | 0 | 0 | 0 | 0 | 0 | 0 | 0 | 0 | 0 | 0 | 0 | 0 | 0 | 0 | 0
SCE Metro | Del Amo | 230 | Wind, Onshore |  |  | 0 | 0 | 0 | 0 | 0 | 0 | 0 | 0 | 0 | 0 | 0 | 0 | 0 | 0 | 0 | 0 | 0 | 0 | 0 | 0 | 0 | 0 | 0 | 0 | 0 | 0 | 0 | 0
SCE Eastern | Delaney | 500 | Wind, Onshore |  |  | 0 | 0 | 0 | 0 | 0 | 0 | 0 | 0 | 0 | 0 | 0 | 0 | 0 | 0 | 0 | 0 | 0 | 0 | 0 | 0 | 0 | 0 | 0 | 0 | 0 | 0 | 0 | 0
PG&E NGBA | Delevan | 230 | Wind, Onshore |  |  | 0 | 0 | 0 | 0 | 0 | 0 | 0 | 0 | 0 | 0 | 0 | 0 | 0 | 0 | 0 | 0 | 0 | 0 | 0 | 0 | 0 | 0 | 0 | 0 | 0 | 0 | 0 | 0
PG&E GBA | Delta PP | 230 | Wind, Onshore |  |  | 0 | 0 | 0 | 0 | 0 | 0 | 0 | 0 | 0 | 0 | 0 | 0 | 0 | 0 | 0 | 0 | 0 | 0 | 0 | 0 | 0 | 0 | 0 | 0 | 0 | 0 | 0 | 0
EOP | Desert View | 230 | Wind, Onshore |  |  | 0 | 0 | 0 | 0 | 0 | 0 | 0 | 0 | 0 | 0 | 0 | 0 | 0 | 0 | 0 | 0 | 0 | 0 | 0 | 0 | 0 | 0 | 0 | 0 | 0 | 0 | 0 | 0
SCE Eastern | Devers | 230 | Wind, Onshore |  |  | 1 | 57 | 0 | 57 | 0 | 0 | 0 | 0 | 0 | 0 | 0 | 0 | 0 | 263 | 0 | 263 | 0 | 0 | 0 | 263 | 0 | 263 | 320 | 0 | 320 | 320 | 0 | 320
SCE Eastern | Devers | 500 | Wind, Onshore |  |  | 0 | 0 | 0 | 0 | 0 | 0 | 0 | 0 | 0 | 0 | 0 | 0 | 0 | 0 | 0 | 0 | 0 | 0 | 0 | 0 | 0 | 0 | 0 | 0 | 0 | 0 | 0 | 0
PG&E KERN | Diablo Canyon | 230 | Wind, Onshore |  |  | 0 | 0 | 0 | 0 | 0 | 0 | 0 | 0 | 0 | 0 | 0 | 0 | 0 | 0 | 0 | 0 | 0 | 0 | 0 | 0 | 0 | 0 | 0 | 0 | 0 | 0 | 0 | 0
PG&E KERN | Diablo Canyon | 500 | Wind, Onshore |  |  | 0 | 0 | 0 | 0 | 0 | 0 | 0 | 0 | 0 | 0 | 0 | 0 | 0 | 0 | 0 | 0 | 0 | 0 | 0 | 0 | 0 | 0 | 0 | 0 | 0 | 0 | 0 | 0
PG&E KERN | Divide | 115 | Wind, Onshore |  |  | 0 | 0 | 0 | 0 | 0 | 0 | 0 | 0 | 0 | 0 | 0 | 0 | 0 | 0 | 0 | 0 | 0 | 0 | 0 | 0 | 0 | 0 | 0 | 0 | 0 | 0 | 0 | 0
PG&E GBA | Dixon Landing | 115 | Wind, Onshore |  |  | 0 | 0 | 0 | 0 | 0 | 0 | 0 | 0 | 0 | 0 | 0 | 0 | 0 | 0 | 0 | 0 | 0 | 0 | 0 | 0 | 0 | 0 | 0 | 0 | 0 | 0 | 0 | 0
PG&E FRESNO | Dos Amigos | 230 | Wind, Onshore |  |  | 0 | 0 | 0 | 0 | 0 | 0 | 0 | 0 | 0 | 0 | 0 | 0 | 0 | 0 | 0 | 0 | 0 | 0 | 0 | 0 | 0 | 0 | 0 | 0 | 0 | 0 | 0 | 0
PG&E NGBA | Drum | 115 | Wind, Onshore |  |  | 0 | 0 | 0 | 0 | 0 | 0 | 0 | 0 | 0 | 0 | 0 | 0 | 0 | 0 | 0 | 0 | 0 | 0 | 0 | 0 | 0 | 0 | 0 | 0 | 0 | 0 | 0 | 0
PG&E GBA | Dumbarton | 115 | Wind, Onshore |  |  | 0 | 0 | 0 | 0 | 0 | 0 | 0 | 0 | 0 | 0 | 0 | 0 | 0 | 0 | 0 | 0 | 0 | 0 | 0 | 0 | 0 | 0 | 0 | 0 | 0 | 0 | 0 | 0
SCE NOL | Dunn Siding | 115 | Wind, Onshore |  |  | 0 | 0 | 0 | 0 | 0 | 0 | 0 | 0 | 0 | 0 | 0 | 0 | 0 | 0 | 0 | 0 | 0 | 0 | 0 | 0 | 0 | 0 | 0 | 0 | 0 | 0 | 0 | 0
SCE Eastern | Eagle Mountain | 230 | Wind, Onshore |  |  | 0 | 0 | 0 | 0 | 0 | 0 | 0 | 0 | 0 | 0 | 0 | 0 | 0 | 0 | 0 | 0 | 0 | 0 | 0 | 0 | 0 | 0 | 0 | 0 | 0 | 0 | 0 | 0
PG&E NGBA | Eagle Rock (PGE) | 60 | Wind, Onshore |  |  | 0 | 0 | 0 | 0 | 0 | 0 | 0 | 0 | 0 | 0 | 0 | 0 | 0 | 0 | 0 | 0 | 0 | 0 | 0 | 0 | 0 | 0 | 0 | 0 | 0 | 0 | 0 | 0
PG&E NGBA | Eagle Rock (PGE) | 115 | Wind, Onshore |  |  | 0 | 0 | 0 | 0 | 0 | 0 | 0 | 0 | 0 | 0 | 0 | 0 | 0 | 0 | 0 | 0 | 0 | 0 | 0 | 0 | 0 | 0 | 0 | 0 | 0 | 0 | 0 | 0
SCE Metro | Eagle Rock (SCE) | 230 | Wind, Onshore |  |  | 0 | 0 | 0 | 0 | 0 | 0 | 0 | 0 | 0 | 0 | 0 | 0 | 0 | 0 | 0 | 0 | 0 | 0 | 0 | 0 | 0 | 0 | 0 | 0 | 0 | 0 | 0 | 0
PG&E NGBA | East Marysville | 115 | Wind, Onshore |  |  | 0 | 0 | 0 | 0 | 0 | 0 | 0 | 0 | 0 | 0 | 0 | 0 | 0 | 0 | 0 | 0 | 0 | 0 | 0 | 0 | 0 | 0 | 0 | 0 | 0 | 0 | 0 | 0
PG&E NGBA | East Nicolaus | 115 | Wind, Onshore |  |  | 0 | 0 | 0 | 0 | 0 | 0 | 0 | 0 | 0 | 0 | 0 | 0 | 0 | 0 | 0 | 0 | 0 | 0 | 0 | 0 | 0 | 0 | 0 | 0 | 0 | 0 | 0 | 0
PG&E NGBA | East Nicolaus | 60 | Wind, Onshore |  |  | 0 | 0 | 0 | 0 | 0 | 0 | 0 | 0 | 0 | 0 | 0 | 0 | 0 | 0 | 0 | 0 | 0 | 0 | 0 | 0 | 0 | 0 | 0 | 0 | 0 | 0 | 0 | 0
PG&E GBA | Eastshore | 115 | Wind, Onshore |  |  | 0 | 0 | 0 | 0 | 0 | 0 | 0 | 0 | 0 | 0 | 0 | 0 | 0 | 0 | 0 | 0 | 0 | 0 | 0 | 0 | 0 | 0 | 0 | 0 | 0 | 0 | 0 | 0
PG&E GBA | Eastshore | 230 | Wind, Onshore |  |  | 0 | 0 | 0 | 0 | 0 | 0 | 0 | 0 | 0 | 0 | 0 | 0 | 0 | 0 | 0 | 0 | 0 | 0 | 0 | 0 | 0 | 0 | 0 | 0 | 0 | 0 | 0 | 0
SDGE | ECO | 138 | Wind, Onshore |  |  | 0 | 0 | 0 | 0 | 0 | 0 | 0 | 0 | 0 | 0 | 0 | 0 | 0 | 0 | 0 | 0 | 0 | 0 | 0 | 0 | 0 | 0 | 0 | 0 | 0 | 0 | 0 | 0
SDGE | ECO | 230 | Wind, Onshore |  |  | 0 | 0 | 0 | 0 | 0 | 0 | 0 | 0 | 0 | 0 | 0 | 0 | 0 | 0 | 0 | 0 | 0 | 0 | 0 | 0 | 0 | 0 | 0 | 0 | 0 | 0 | 0 | 0
SDGE | ECO | 500 | Wind, Onshore |  |  | 1 | 0 | 0 | 0 | 0 | 0 | 0 | 0 | 0 | 0 | 0 | 0 | 0 | 350 | 0 | 350 | 1300 | 0 | 1300 | 1650 | 0 | 1650 | 350 | 0 | 350 | 1650 | 0 | 1650
PG&E GBA | Edenvale | 115 | Wind, Onshore |  |  | 0 | 0 | 0 | 0 | 0 | 0 | 0 | 0 | 0 | 0 | 0 | 0 | 0 | 0 | 0 | 0 | 0 | 0 | 0 | 0 | 0 | 0 | 0 | 0 | 0 | 0 | 0 | 0
PG&E GBA | Edes | 115 | Wind, Onshore |  |  | 0 | 0 | 0 | 0 | 0 | 0 | 0 | 0 | 0 | 0 | 0 | 0 | 0 | 0 | 0 | 0 | 0 | 0 | 0 | 0 | 0 | 0 | 0 | 0 | 0 | 0 | 0 | 0
PG&E GBA | Eight Mile | 230 | Wind, Onshore |  |  | 0 | 0 | 0 | 0 | 0 | 0 | 0 | 0 | 0 | 0 | 0 | 0 | 0 | 0 | 0 | 0 | 0 | 0 | 0 | 0 | 0 | 0 | 0 | 0 | 0 | 0 | 0 | 0
SDGE | El Cajon | 69 | Wind, Onshore |  |  | 0 | 0 | 0 | 0 | 0 | 0 | 0 | 0 | 0 | 0 | 0 | 0 | 0 | 0 | 0 | 0 | 0 | 0 | 0 | 0 | 0 | 0 | 0 | 0 | 0 | 0 | 0 | 0
SCE Eastern | El Casco | 230 | Wind, Onshore |  |  | 0 | 0 | 0 | 0 | 0 | 0 | 0 | 0 | 0 | 0 | 0 | 0 | 0 | 0 | 0 | 0 | 0 | 0 | 0 | 0 | 0 | 0 | 0 | 0 | 0 | 0 | 0 | 0
PG&E GBA | El Cerrito G | 115 | Wind, Onshore |  |  | 0 | 0 | 0 | 0 | 0 | 0 | 0 | 0 | 0 | 0 | 0 | 0 | 0 | 0 | 0 | 0 | 0 | 0 | 0 | 0 | 0 | 0 | 0 | 0 | 0 | 0 | 0 | 0
PG&E NGBA | El Dorado PH | 115 | Wind, Onshore |  |  | 0 | 0 | 0 | 0 | 0 | 0 | 0 | 0 | 0 | 0 | 0 | 0 | 0 | 0 | 0 | 0 | 0 | 0 | 0 | 0 | 0 | 0 | 0 | 0 | 0 | 0 | 0 | 0
PG&E FRESNO | El Nido (PGE) | 115 | Wind, Onshore |  |  | 0 | 0 | 0 | 0 | 0 | 0 | 0 | 0 | 0 | 0 | 0 | 0 | 0 | 0 | 0 | 0 | 0 | 0 | 0 | 0 | 0 | 0 | 0 | 0 | 0 | 0 | 0 | 0
SCE Metro | El Nido (SCE) | 230 | Wind, Onshore |  |  | 0 | 0 | 0 | 0 | 0 | 0 | 0 | 0 | 0 | 0 | 0 | 0 | 0 | 0 | 0 | 0 | 0 | 0 | 0 | 0 | 0 | 0 | 0 | 0 | 0 | 0 | 0 | 0
PG&E GBA | El Patio | 115 | Wind, Onshore |  |  | 0 | 0 | 0 | 0 | 0 | 0 | 0 | 0 | 0 | 0 | 0 | 0 | 0 | 0 | 0 | 0 | 0 | 0 | 0 | 0 | 0 | 0 | 0 | 0 | 0 | 0 | 0 | 0
SCE Metro | El Segundo | 230 | Wind, Onshore |  |  | 0 | 0 | 0 | 0 | 0 | 0 | 0 | 0 | 0 | 0 | 0 | 0 | 0 | 0 | 0 | 0 | 0 | 0 | 0 | 0 | 0 | 0 | 0 | 0 | 0 | 0 | 0 | 0
EOP | Eldorado | 230 | Wind, Onshore |  |  | 0 | 0 | 0 | 0 | 0 | 0 | 0 | 0 | 0 | 0 | 0 | 0 | 0 | 0 | 0 | 0 | 0 | 0 | 0 | 0 | 0 | 0 | 0 | 0 | 0 | 0 | 0 | 0
EOP | Eldorado | 500 | Wind, Onshore |  |  | 0 | 0 | 0 | 0 | 0 | 0 | 0 | 0 | 0 | 0 | 0 | 0 | 0 | 0 | 0 | 0 | 0 | 0 | 0 | 0 | 0 | 0 | 0 | 0 | 0 | 0 | 0 | 0
SCE Northern | Elizabeth Lake | 66 | Wind, Onshore |  |  | 0 | 0 | 0 | 0 | 0 | 0 | 0 | 0 | 0 | 0 | 0 | 0 | 0 | 0 | 0 | 0 | 0 | 0 | 0 | 0 | 0 | 0 | 0 | 0 | 0 | 0 | 0 | 0
PG&E KERN | Elk Hills | 230 | Wind, Onshore |  |  | 0 | 0 | 0 | 0 | 0 | 0 | 0 | 0 | 0 | 0 | 0 | 0 | 0 | 0 | 0 | 0 | 0 | 0 | 0 | 0 | 0 | 0 | 0 | 0 | 0 | 0 | 0 | 0
SDGE | Elliot | 69 | Wind, Onshore |  |  | 0 | 0 | 0 | 0 | 0 | 0 | 0 | 0 | 0 | 0 | 0 | 0 | 0 | 0 | 0 | 0 | 0 | 0 | 0 | 0 | 0 | 0 | 0 | 0 | 0 | 0 | 0 | 0
SCE Metro | Ellis | 230 | Wind, Onshore |  |  | 0 | 0 | 0 | 0 | 0 | 0 | 0 | 0 | 0 | 0 | 0 | 0 | 0 | 0 | 0 | 0 | 0 | 0 | 0 | 0 | 0 | 0 | 0 | 0 | 0 | 0 | 0 | 0
SDGE | Encina | 138 | Wind, Onshore |  |  | 0 | 0 | 0 | 0 | 0 | 0 | 0 | 0 | 0 | 0 | 0 | 0 | 0 | 0 | 0 | 0 | 0 | 0 | 0 | 0 | 0 | 0 | 0 | 0 | 0 | 0 | 0 | 0
SDGE | Encina | 230 | Wind, Onshore |  |  | 0 | 0 | 0 | 0 | 0 | 0 | 0 | 0 | 0 | 0 | 0 | 0 | 0 | 0 | 0 | 0 | 0 | 0 | 0 | 0 | 0 | 0 | 0 | 0 | 0 | 0 | 0 | 0
SDGE | Escondido | 230 | Wind, Onshore |  |  | 0 | 0 | 0 | 0 | 0 | 0 | 0 | 0 | 0 | 0 | 0 | 0 | 0 | 0 | 0 | 0 | 0 | 0 | 0 | 0 | 0 | 0 | 0 | 0 | 0 | 0 | 0 | 0
SDGE | Escondido | 69 | Wind, Onshore |  |  | 0 | 0 | 0 | 0 | 0 | 0 | 0 | 0 | 0 | 0 | 0 | 0 | 0 | 0 | 0 | 0 | 0 | 0 | 0 | 0 | 0 | 0 | 0 | 0 | 0 | 0 | 0 | 0
PG&E KERN | Estrella | 230 | Wind, Onshore |  |  | 0 | 0 | 0 | 0 | 0 | 0 | 0 | 0 | 0 | 0 | 0 | 0 | 0 | 0 | 0 | 0 | 0 | 0 | 0 | 0 | 0 | 0 | 0 | 0 | 0 | 0 | 0 | 0
SCE Eastern | Etiwanda | 230 | Wind, Onshore |  |  | 0 | 0 | 0 | 0 | 0 | 0 | 0 | 0 | 0 | 0 | 0 | 0 | 0 | 0 | 0 | 0 | 0 | 0 | 0 | 0 | 0 | 0 | 0 | 0 | 0 | 0 | 0 | 0
PG&E GBA | Evergreen | 115 | Wind, Onshore |  |  | 0 | 0 | 0 | 0 | 0 | 0 | 0 | 0 | 0 | 0 | 0 | 0 | 0 | 0 | 0 | 0 | 0 | 0 | 0 | 0 | 0 | 0 | 0 | 0 | 0 | 0 | 0 | 0
PG&E GBA | Evergreen | 60 | Wind, Onshore |  |  | 0 | 0 | 0 | 0 | 0 | 0 | 0 | 0 | 0 | 0 | 0 | 0 | 0 | 0 | 0 | 0 | 0 | 0 | 0 | 0 | 0 | 0 | 0 | 0 | 0 | 0 | 0 | 0
PG&E FRESNO | Excelsior | 115 | Wind, Onshore |  |  | 0 | 0 | 0 | 0 | 0 | 0 | 0 | 0 | 0 | 0 | 0 | 0 | 0 | 0 | 0 | 0 | 0 | 0 | 0 | 0 | 0 | 0 | 0 | 0 | 0 | 0 | 0 | 0
PG&E FRESNO | Exchequer | 115 | Wind, Onshore |  |  | 0 | 0 | 0 | 0 | 0 | 0 | 0 | 0 | 0 | 0 | 0 | 0 | 0 | 0 | 0 | 0 | 0 | 0 | 0 | 0 | 0 | 0 | 0 | 0 | 0 | 0 | 0 | 0
PG&E KERN | Fairway | 115 | Wind, Onshore |  |  | 0 | 0 | 0 | 0 | 0 | 0 | 0 | 0 | 0 | 0 | 0 | 0 | 0 | 0 | 0 | 0 | 0 | 0 | 0 | 0 | 0 | 0 | 0 | 0 | 0 | 0 | 0 | 0
PG&E KERN | Famoso | 115 | Wind, Onshore |  |  | 0 | 0 | 0 | 0 | 0 | 0 | 0 | 0 | 0 | 0 | 0 | 0 | 0 | 0 | 0 | 0 | 0 | 0 | 0 | 0 | 0 | 0 | 0 | 0 | 0 | 0 | 0 | 0
PG&E NGBA | Fern Road | 500 | Wind, Onshore |  |  | 0 | 0 | 0 | 0 | 0 | 0 | 0 | 0 | 0 | 0 | 0 | 0 | 0 | 0 | 0 | 0 | 0 | 0 | 0 | 0 | 0 | 0 | 0 | 0 | 0 | 0 | 0 | 0
PG&E GBA | Fibreboard (SPI Sonora) | 115 | Wind, Onshore |  |  | 0 | 0 | 0 | 0 | 0 | 0 | 0 | 0 | 0 | 0 | 0 | 0 | 0 | 0 | 0 | 0 | 0 | 0 | 0 | 0 | 0 | 0 | 0 | 0 | 0 | 0 | 0 | 0
PG&E FRESNO | Figarden | 230 | Wind, Onshore |  |  | 0 | 0 | 0 | 0 | 0 | 0 | 0 | 0 | 0 | 0 | 0 | 0 | 0 | 0 | 0 | 0 | 0 | 0 | 0 | 0 | 0 | 0 | 0 | 0 | 0 | 0 | 0 | 0
PG&E FRESNO | Fink | 230 | Wind, Onshore |  |  | 0 | 0 | 0 | 0 | 0 | 0 | 0 | 0 | 0 | 0 | 0 | 0 | 0 | 0 | 0 | 0 | 0 | 0 | 0 | 0 | 0 | 0 | 0 | 0 | 0 | 0 | 0 | 0
PG&E NGBA | Fitch Mountain | 60 | Wind, Onshore |  |  | 0 | 0 | 0 | 0 | 0 | 0 | 0 | 0 | 0 | 0 | 0 | 0 | 0 | 0 | 0 | 0 | 0 | 0 | 0 | 0 | 0 | 0 | 0 | 0 | 0 | 0 | 0 | 0
PG&E GBA | FMC | 115 | Wind, Onshore |  |  | 0 | 0 | 0 | 0 | 0 | 0 | 0 | 0 | 0 | 0 | 0 | 0 | 0 | 0 | 0 | 0 | 0 | 0 | 0 | 0 | 0 | 0 | 0 | 0 | 0 | 0 | 0 | 0
PG&E GBA | Fremont | 115 | Wind, Onshore |  |  | 0 | 0 | 0 | 0 | 0 | 0 | 0 | 0 | 0 | 0 | 0 | 0 | 0 | 0 | 0 | 0 | 0 | 0 | 0 | 0 | 0 | 0 | 0 | 0 | 0 | 0 | 0 | 0
PG&E GBA | French Camp | 60 | Wind, Onshore |  |  | 0 | 0 | 0 | 0 | 0 | 0 | 0 | 0 | 0 | 0 | 0 | 0 | 0 | 0 | 0 | 0 | 0 | 0 | 0 | 0 | 0 | 0 | 0 | 0 | 0 | 0 | 0 | 0
PG&E GBA | Frogtown | 115 | Wind, Onshore |  |  | 0 | 0 | 0 | 0 | 0 | 0 | 0 | 0 | 0 | 0 | 0 | 0 | 0 | 0 | 0 | 0 | 0 | 0 | 0 | 0 | 0 | 0 | 0 | 0 | 0 | 0 | 0 | 0
PG&E NGBA | Fulton | 115 | Wind, Onshore |  |  | 0 | 0 | 0 | 0 | 0 | 0 | 0 | 0 | 0 | 0 | 0 | 0 | 0 | 0 | 0 | 0 | 0 | 0 | 0 | 0 | 0 | 0 | 0 | 0 | 0 | 0 | 0 | 0
PG&E NGBA | Fulton | 230 | Wind, Onshore |  |  | 0 | 0 | 0 | 0 | 0 | 0 | 0 | 0 | 0 | 0 | 0 | 0 | 0 | 0 | 0 | 0 | 0 | 0 | 0 | 0 | 0 | 0 | 0 | 0 | 0 | 0 | 0 | 0
PG&E NGBA | Fulton | 60 | Wind, Onshore |  |  | 0 | 0 | 0 | 0 | 0 | 0 | 0 | 0 | 0 | 0 | 0 | 0 | 0 | 0 | 0 | 0 | 0 | 0 | 0 | 0 | 0 | 0 | 0 | 0 | 0 | 0 | 0 | 0
PG&E KERN | Ganso | 115 | Wind, Onshore |  |  | 0 | 0 | 0 | 0 | 0 | 0 | 0 | 0 | 0 | 0 | 0 | 0 | 0 | 0 | 0 | 0 | 0 | 0 | 0 | 0 | 0 | 0 | 0 | 0 | 0 | 0 | 0 | 0
PG&E FRESNO | Gates | 230 | Wind, Onshore |  |  | 0 | 0 | 0 | 0 | 0 | 0 | 0 | 0 | 0 | 0 | 0 | 0 | 0 | 0 | 0 | 0 | 0 | 0 | 0 | 0 | 0 | 0 | 0 | 0 | 0 | 0 | 0 | 0
PG&E FRESNO | Gates | 500 | Wind, Onshore |  |  | 0 | 0 | 0 | 0 | 0 | 0 | 0 | 0 | 0 | 0 | 0 | 0 | 0 | 0 | 0 | 0 | 0 | 0 | 0 | 0 | 0 | 0 | 0 | 0 | 0 | 0 | 0 | 0
PG&E NGBA | Geysers 12 | 230 | Wind, Onshore |  |  | 0 | 0 | 0 | 0 | 0 | 0 | 0 | 0 | 0 | 0 | 0 | 0 | 0 | 0 | 0 | 0 | 0 | 0 | 0 | 0 | 0 | 0 | 0 | 0 | 0 | 0 | 0 | 0
PG&E NGBA | Geysers 17 | 230 | Wind, Onshore |  |  | 0 | 0 | 0 | 0 | 0 | 0 | 0 | 0 | 0 | 0 | 0 | 0 | 0 | 0 | 0 | 0 | 0 | 0 | 0 | 0 | 0 | 0 | 0 | 0 | 0 | 0 | 0 | 0
PG&E NGBA | Geysers 3 | 115 | Wind, Onshore |  |  | 0 | 0 | 0 | 0 | 0 | 0 | 0 | 0 | 0 | 0 | 0 | 0 | 0 | 0 | 0 | 0 | 0 | 0 | 0 | 0 | 0 | 0 | 0 | 0 | 0 | 0 | 0 | 0
PG&E NGBA | Glenn | 230 | Wind, Onshore |  |  | 1 | 0 | 0 | 0 | 0 | 0 | 0 | 0 | 0 | 0 | 0 | 0 | 0 | 0 | 0 | 0 | 120 | 0 | 120 | 120 | 0 | 120 | 0 | 0 | 0 | 120 | 0 | 120
PG&E NGBA | Glenn | 60 | Wind, Onshore |  |  | 0 | 0 | 0 | 0 | 0 | 0 | 0 | 0 | 0 | 0 | 0 | 0 | 0 | 0 | 0 | 0 | 0 | 0 | 0 | 0 | 0 | 0 | 0 | 0 | 0 | 0 | 0 | 0
PG&E NGBA | Gold Hill | 115 | Wind, Onshore |  |  | 0 | 0 | 0 | 0 | 0 | 0 | 0 | 0 | 0 | 0 | 0 | 0 | 0 | 0 | 0 | 0 | 0 | 0 | 0 | 0 | 0 | 0 | 0 | 0 | 0 | 0 | 0 | 0
PG&E NGBA | Gold Hill | 230 | Wind, Onshore |  |  | 0 | 0 | 0 | 0 | 0 | 0 | 0 | 0 | 0 | 0 | 0 | 0 | 0 | 0 | 0 | 0 | 0 | 0 | 0 | 0 | 0 | 0 | 0 | 0 | 0 | 0 | 0 | 0
SCE Northern | Goleta | 230 | Wind, Onshore |  |  | 0 | 0 | 0 | 0 | 0 | 0 | 0 | 0 | 0 | 0 | 0 | 0 | 0 | 0 | 0 | 0 | 0 | 0 | 0 | 0 | 0 | 0 | 0 | 0 | 0 | 0 | 0 | 0
SCE Metro | Goodrich | 230 | Wind, Onshore |  |  | 0 | 0 | 0 | 0 | 0 | 0 | 0 | 0 | 0 | 0 | 0 | 0 | 0 | 0 | 0 | 0 | 0 | 0 | 0 | 0 | 0 | 0 | 0 | 0 | 0 | 0 | 0 | 0
PG&E KERN | Goose Lake | 115 | Wind, Onshore |  |  | 0 | 0 | 0 | 0 | 0 | 0 | 0 | 0 | 0 | 0 | 0 | 0 | 0 | 0 | 0 | 0 | 0 | 0 | 0 | 0 | 0 | 0 | 0 | 0 | 0 | 0 | 0 | 0
SCE Metro | Gould | 230 | Wind, Onshore |  |  | 0 | 0 | 0 | 0 | 0 | 0 | 0 | 0 | 0 | 0 | 0 | 0 | 0 | 0 | 0 | 0 | 0 | 0 | 0 | 0 | 0 | 0 | 0 | 0 | 0 | 0 | 0 | 0
PG&E NGBA | Grand Island | 115 | Wind, Onshore |  |  | 0 | 0 | 0 | 0 | 0 | 0 | 0 | 0 | 0 | 0 | 0 | 0 | 0 | 0 | 0 | 0 | 0 | 0 | 0 | 0 | 0 | 0 | 0 | 0 | 0 | 0 | 0 | 0
SDGE | Granite | 69 | Wind, Onshore |  |  | 0 | 0 | 0 | 0 | 0 | 0 | 0 | 0 | 0 | 0 | 0 | 0 | 0 | 0 | 0 | 0 | 0 | 0 | 0 | 0 | 0 | 0 | 0 | 0 | 0 | 0 | 0 | 0
PG&E GBA | Grant | 115 | Wind, Onshore |  |  | 0 | 0 | 0 | 0 | 0 | 0 | 0 | 0 | 0 | 0 | 0 | 0 | 0 | 0 | 0 | 0 | 0 | 0 | 0 | 0 | 0 | 0 | 0 | 0 | 0 | 0 | 0 | 0
PG&E GBA | Green Valley | 115 | Wind, Onshore |  |  | 0 | 0 | 0 | 0 | 0 | 0 | 0 | 0 | 0 | 0 | 0 | 0 | 0 | 0 | 0 | 0 | 0 | 0 | 0 | 0 | 0 | 0 | 0 | 0 | 0 | 0 | 0 | 0
PG&E NGBA | Greenleaf 1 | 115 | Wind, Onshore |  |  | 0 | 0 | 0 | 0 | 0 | 0 | 0 | 0 | 0 | 0 | 0 | 0 | 0 | 0 | 0 | 0 | 0 | 0 | 0 | 0 | 0 | 0 | 0 | 0 | 0 | 0 | 0 | 0
PG&E FRESNO | Gregg | 230 | Wind, Onshore |  |  | 0 | 0 | 0 | 0 | 0 | 0 | 0 | 0 | 0 | 0 | 0 | 0 | 0 | 0 | 0 | 0 | 0 | 0 | 0 | 0 | 0 | 0 | 0 | 0 | 0 | 0 | 0 | 0
PG&E FRESNO | Grimmway-Malaga | 115 | Wind, Onshore |  |  | 0 | 0 | 0 | 0 | 0 | 0 | 0 | 0 | 0 | 0 | 0 | 0 | 0 | 0 | 0 | 0 | 0 | 0 | 0 | 0 | 0 | 0 | 0 | 0 | 0 | 0 | 0 | 0
PG&E NGBA | Grizzly | 230 | Wind, Onshore |  |  | 0 | 0 | 0 | 0 | 0 | 0 | 0 | 0 | 0 | 0 | 0 | 0 | 0 | 0 | 0 | 0 | 0 | 0 | 0 | 0 | 0 | 0 | 0 | 0 | 0 | 0 | 0 | 0
PG&E FRESNO | Guernsey | 70 | Wind, Onshore |  |  | 0 | 0 | 0 | 0 | 0 | 0 | 0 | 0 | 0 | 0 | 0 | 0 | 0 | 0 | 0 | 0 | 0 | 0 | 0 | 0 | 0 | 0 | 0 | 0 | 0 | 0 | 0 | 0
PG&E FRESNO | GWF Hanford | 115 | Wind, Onshore |  |  | 0 | 0 | 0 | 0 | 0 | 0 | 0 | 0 | 0 | 0 | 0 | 0 | 0 | 0 | 0 | 0 | 0 | 0 | 0 | 0 | 0 | 0 | 0 | 0 | 0 | 0 | 0 | 0
PG&E FRESNO | Haas | 230 | Wind, Onshore |  |  | 0 | 0 | 0 | 0 | 0 | 0 | 0 | 0 | 0 | 0 | 0 | 0 | 0 | 0 | 0 | 0 | 0 | 0 | 0 | 0 | 0 | 0 | 0 | 0 | 0 | 0 | 0 | 0
PG&E FRESNO | Hammonds | 115 | Wind, Onshore |  |  | 0 | 0 | 0 | 0 | 0 | 0 | 0 | 0 | 0 | 0 | 0 | 0 | 0 | 0 | 0 | 0 | 0 | 0 | 0 | 0 | 0 | 0 | 0 | 0 | 0 | 0 | 0 | 0
SCE Metro | HarborGen | 230 | Wind, Onshore |  |  | 0 | 0 | 0 | 0 | 0 | 0 | 0 | 0 | 0 | 0 | 0 | 0 | 0 | 0 | 0 | 0 | 0 | 0 | 0 | 0 | 0 | 0 | 0 | 0 | 0 | 0 | 0 | 0
PG&E NGBA | Harris | 60 | Wind, Onshore |  |  | 0 | 0 | 0 | 0 | 0 | 0 | 0 | 0 | 0 | 0 | 0 | 0 | 0 | 0 | 0 | 0 | 0 | 0 | 0 | 0 | 0 | 0 | 0 | 0 | 0 | 0 | 0 | 0
EOP | Harry Allen | 500 | Wind, Onshore |  |  | 0 | 0 | 0 | 0 | 0 | 0 | 0 | 0 | 0 | 0 | 0 | 0 | 0 | 0 | 0 | 0 | 0 | 0 | 0 | 0 | 0 | 0 | 0 | 0 | 0 | 0 | 0 | 0
PG&E NGBA | Hartley | 60 | Wind, Onshore |  |  | 0 | 0 | 0 | 0 | 0 | 0 | 0 | 0 | 0 | 0 | 0 | 0 | 0 | 0 | 0 | 0 | 0 | 0 | 0 | 0 | 0 | 0 | 0 | 0 | 0 | 0 | 0 | 0
SCE NOL | Harvard | 115 | Wind, Onshore |  |  | 0 | 0 | 0 | 0 | 0 | 0 | 0 | 0 | 0 | 0 | 0 | 0 | 0 | 0 | 0 | 0 | 0 | 0 | 0 | 0 | 0 | 0 | 0 | 0 | 0 | 0 | 0 | 0
SDGE | Hassayampa | 500 | Wind, Onshore |  |  | 0 | 0 | 0 | 0 | 0 | 0 | 0 | 0 | 0 | 0 | 0 | 0 | 0 | 0 | 0 | 0 | 0 | 0 | 0 | 0 | 0 | 0 | 0 | 0 | 0 | 0 | 0 | 0
PG&E FRESNO | Helm | 230 | Wind, Onshore |  |  | 0 | 0 | 0 | 0 | 0 | 0 | 0 | 0 | 0 | 0 | 0 | 0 | 0 | 0 | 0 | 0 | 0 | 0 | 0 | 0 | 0 | 0 | 0 | 0 | 0 | 0 | 0 | 0
PG&E FRESNO | Helm | 70 | Wind, Onshore |  |  | 0 | 0 | 0 | 0 | 0 | 0 | 0 | 0 | 0 | 0 | 0 | 0 | 0 | 0 | 0 | 0 | 0 | 0 | 0 | 0 | 0 | 0 | 0 | 0 | 0 | 0 | 0 | 0
PG&E FRESNO | Henrietta | 115 | Wind, Onshore |  |  | 0 | 0 | 0 | 0 | 0 | 0 | 0 | 0 | 0 | 0 | 0 | 0 | 0 | 0 | 0 | 0 | 0 | 0 | 0 | 0 | 0 | 0 | 0 | 0 | 0 | 0 | 0 | 0
PG&E FRESNO | Henrietta | 230 | Wind, Onshore |  |  | 0 | 0 | 0 | 0 | 0 | 0 | 0 | 0 | 0 | 0 | 0 | 0 | 0 | 0 | 0 | 0 | 0 | 0 | 0 | 0 | 0 | 0 | 0 | 0 | 0 | 0 | 0 | 0
PG&E FRESNO | Henrietta | 70 | Wind, Onshore |  |  | 0 | 0 | 0 | 0 | 0 | 0 | 0 | 0 | 0 | 0 | 0 | 0 | 0 | 0 | 0 | 0 | 0 | 0 | 0 | 0 | 0 | 0 | 0 | 0 | 0 | 0 | 0 | 0
PG&E FRESNO | Herndon | 115 | Wind, Onshore |  |  | 0 | 0 | 0 | 0 | 0 | 0 | 0 | 0 | 0 | 0 | 0 | 0 | 0 | 0 | 0 | 0 | 0 | 0 | 0 | 0 | 0 | 0 | 0 | 0 | 0 | 0 | 0 | 0
PG&E FRESNO | Herndon | 230 | Wind, Onshore |  |  | 0 | 0 | 0 | 0 | 0 | 0 | 0 | 0 | 0 | 0 | 0 | 0 | 0 | 0 | 0 | 0 | 0 | 0 | 0 | 0 | 0 | 0 | 0 | 0 | 0 | 0 | 0 | 0
PG&E GBA | Hicks | 230 | Wind, Onshore |  |  | 0 | 0 | 0 | 0 | 0 | 0 | 0 | 0 | 0 | 0 | 0 | 0 | 0 | 0 | 0 | 0 | 0 | 0 | 0 | 0 | 0 | 0 | 0 | 0 | 0 | 0 | 0 | 0
PG&E NGBA | Higgins | 115 | Wind, Onshore |  |  | 0 | 0 | 0 | 0 | 0 | 0 | 0 | 0 | 0 | 0 | 0 | 0 | 0 | 0 | 0 | 0 | 0 | 0 | 0 | 0 | 0 | 0 | 0 | 0 | 0 | 0 | 0 | 0
PG&E NGBA | Hilltop | 345 | Wind, Onshore | YES | Northern CA Wind Mapped to NVE area | 0 | 0 | 0 | 0 | 0 | 0 | 0 | 0 | 0 | 0 | 0 | 0 | 0 | 0 | 0 | 0 | 0 | 0 | 0 | 0 | 0 | 0 | 0 | 0 | 0 | 0 | 0 | 0
SCE Metro | Hinson | 230 | Wind, Onshore |  |  | 0 | 0 | 0 | 0 | 0 | 0 | 0 | 0 | 0 | 0 | 0 | 0 | 0 | 0 | 0 | 0 | 0 | 0 | 0 | 0 | 0 | 0 | 0 | 0 | 0 | 0 | 0 | 0
PG&E GBA | Hollister | 115 | Wind, Onshore |  |  | 0 | 0 | 0 | 0 | 0 | 0 | 0 | 0 | 0 | 0 | 0 | 0 | 0 | 0 | 0 | 0 | 0 | 0 | 0 | 0 | 0 | 0 | 0 | 0 | 0 | 0 | 0 | 0
PG&E NGBA | Homestake | 115 | Wind, Onshore |  |  | 0 | 0 | 0 | 0 | 0 | 0 | 0 | 0 | 0 | 0 | 0 | 0 | 0 | 0 | 0 | 0 | 0 | 0 | 0 | 0 | 0 | 0 | 0 | 0 | 0 | 0 | 0 | 0
PG&E NGBA | Honcut | 115 | Wind, Onshore |  |  | 0 | 0 | 0 | 0 | 0 | 0 | 0 | 0 | 0 | 0 | 0 | 0 | 0 | 0 | 0 | 0 | 0 | 0 | 0 | 0 | 0 | 0 | 0 | 0 | 0 | 0 | 0 | 0
SDGE | Hoodoo Wash | 500 | Wind, Onshore |  |  | 0 | 0 | 0 | 0 | 0 | 0 | 0 | 0 | 0 | 0 | 0 | 0 | 0 | 0 | 0 | 0 | 0 | 0 | 0 | 0 | 0 | 0 | 0 | 0 | 0 | 0 | 0 | 0
PG&E NGBA | Hopland | 115 | Wind, Onshore |  |  | 0 | 0 | 0 | 0 | 0 | 0 | 0 | 0 | 0 | 0 | 0 | 0 | 0 | 0 | 0 | 0 | 0 | 0 | 0 | 0 | 0 | 0 | 0 | 0 | 0 | 0 | 0 | 0
PG&E NGBA | Hopland | 60 | Wind, Onshore |  |  | 0 | 0 | 0 | 0 | 0 | 0 | 0 | 0 | 0 | 0 | 0 | 0 | 0 | 0 | 0 | 0 | 0 | 0 | 0 | 0 | 0 | 0 | 0 | 0 | 0 | 0 | 0 | 0
PG&E NGBA | Humboldt | 115 | Wind, Onshore |  |  | 0 | 0 | 0 | 0 | 0 | 0 | 0 | 0 | 0 | 0 | 0 | 0 | 0 | 0 | 0 | 0 | 0 | 0 | 0 | 0 | 0 | 0 | 0 | 0 | 0 | 0 | 0 | 0
PG&E NGBA | Humboldt | 60 | Wind, Onshore |  |  | 0 | 0 | 0 | 0 | 0 | 0 | 0 | 0 | 0 | 0 | 0 | 0 | 0 | 0 | 0 | 0 | 0 | 0 | 0 | 0 | 0 | 0 | 0 | 0 | 0 | 0 | 0 | 0
PG&E NGBA | Humboldt | 500 | Wind, Onshore |  |  | 1 | 0 | 0 | 0 | 0 | 0 | 0 | 0 | 0 | 0 | 0 | 0 | 0 | 0 | 170.7 | 170.7 | 0 | 0 | 0 | 0 | 170.7 | 170.7 | 0 | 170.7 | 170.7 | 0 | 170.7 | 170.7
SCE Metro | Huntington Beach | 230 | Wind, Onshore |  |  | 0 | 0 | 0 | 0 | 0 | 0 | 0 | 0 | 0 | 0 | 0 | 0 | 0 | 0 | 0 | 0 | 0 | 0 | 0 | 0 | 0 | 0 | 0 | 0 | 0 | 0 | 0 | 0
PG&E NGBA | Ignacio | 115 | Wind, Onshore |  |  | 0 | 0 | 0 | 0 | 0 | 0 | 0 | 0 | 0 | 0 | 0 | 0 | 0 | 0 | 0 | 0 | 0 | 0 | 0 | 0 | 0 | 0 | 0 | 0 | 0 | 0 | 0 | 0
PG&E NGBA | Ignacio | 230 | Wind, Onshore |  |  | 0 | 0 | 0 | 0 | 0 | 0 | 0 | 0 | 0 | 0 | 0 | 0 | 0 | 0 | 0 | 0 | 0 | 0 | 0 | 0 | 0 | 0 | 0 | 0 | 0 | 0 | 0 | 0
PG&E NGBA | Ignacio | 60 | Wind, Onshore |  |  | 0 | 0 | 0 | 0 | 0 | 0 | 0 | 0 | 0 | 0 | 0 | 0 | 0 | 0 | 0 | 0 | 0 | 0 | 0 | 0 | 0 | 0 | 0 | 0 | 0 | 0 | 0 | 0
SDGE | Imperial Beach | 69 | Wind, Onshore |  |  | 0 | 0 | 0 | 0 | 0 | 0 | 0 | 0 | 0 | 0 | 0 | 0 | 0 | 0 | 0 | 0 | 0 | 0 | 0 | 0 | 0 | 0 | 0 | 0 | 0 | 0 | 0 | 0
SDGE | Imperial Valley | 230 | Wind, Onshore |  |  | 0 | 0 | 0 | 0 | 0 | 0 | 0 | 0 | 0 | 0 | 0 | 0 | 0 | 0 | 0 | 0 | 0 | 0 | 0 | 0 | 0 | 0 | 0 | 0 | 0 | 0 | 0 | 0
SDGE | Imperial Valley | 500 | Wind, Onshore |  |  | 1 | 0 | 0 | 0 | 0 | 0 | 0 | 0 | 0 | 0 | 0 | 0 | 0 | 50 | 0 | 50 | 0 | 0 | 0 | 50 | 0 | 50 | 50 | 0 | 50 | 50 | 0 | 50
EOP | Innovation | 138 | Wind, Onshore |  |  | 0 | 0 | 0 | 0 | 0 | 0 | 0 | 0 | 0 | 0 | 0 | 0 | 0 | 0 | 0 | 0 | 0 | 0 | 0 | 0 | 0 | 0 | 0 | 0 | 0 | 0 | 0 | 0
EOP | Innovation | 230 | Wind, Onshore |  |  | 0 | 0 | 0 | 0 | 0 | 0 | 0 | 0 | 0 | 0 | 0 | 0 | 0 | 0 | 0 | 0 | 0 | 0 | 0 | 0 | 0 | 0 | 0 | 0 | 0 | 0 | 0 | 0
SCE NOL | Inyokern | 115 | Wind, Onshore |  |  | 0 | 0 | 0 | 0 | 0 | 0 | 0 | 0 | 0 | 0 | 0 | 0 | 0 | 0 | 0 | 0 | 0 | 0 | 0 | 0 | 0 | 0 | 0 | 0 | 0 | 0 | 0 | 0
EOP | IS Tap | 138 | Wind, Onshore |  |  | 0 | 0 | 0 | 0 | 0 | 0 | 0 | 0 | 0 | 0 | 0 | 0 | 0 | 0 | 0 | 0 | 0 | 0 | 0 | 0 | 0 | 0 | 0 | 0 | 0 | 0 | 0 | 0
EOP | Ivanpah | 115 | Wind, Onshore |  |  | 0 | 0 | 0 | 0 | 0 | 0 | 0 | 0 | 0 | 0 | 0 | 0 | 0 | 0 | 0 | 0 | 0 | 0 | 0 | 0 | 0 | 0 | 0 | 0 | 0 | 0 | 0 | 0
EOP | Ivanpah | 230 | Wind, Onshore |  |  | 0 | 0 | 0 | 0 | 0 | 0 | 0 | 0 | 0 | 0 | 0 | 0 | 0 | 0 | 0 | 0 | 0 | 0 | 0 | 0 | 0 | 0 | 0 | 0 | 0 | 0 | 0 | 0
EOP | Jackass (DOE) | 138 | Wind, Onshore |  |  | 0 | 0 | 0 | 0 | 0 | 0 | 0 | 0 | 0 | 0 | 0 | 0 | 0 | 0 | 0 | 0 | 0 | 0 | 0 | 0 | 0 | 0 | 0 | 0 | 0 | 0 | 0 | 0
PG&E NGBA | James B Black | 230 | Wind, Onshore |  |  | 1 | 0 | 0 | 0 | 0 | 0 | 0 | 0 | 0 | 0 | 0 | 0 | 0 | 0 | 0 | 0 | 150 | 0 | 150 | 150 | 0 | 150 | 0 | 0 | 0 | 150 | 0 | 150
PG&E GBA | Jefferson | 230 | Wind, Onshore |  |  | 0 | 0 | 0 | 0 | 0 | 0 | 0 | 0 | 0 | 0 | 0 | 0 | 0 | 0 | 0 | 0 | 0 | 0 | 0 | 0 | 0 | 0 | 0 | 0 | 0 | 0 | 0 | 0
PG&E NGBA | Jessup | 115 | Wind, Onshore |  |  | 1 | 0 | 0 | 0 | 0 | 0 | 0 | 0 | 0 | 0 | 0 | 0 | 0 | 0 | 0 | 0 | 110 | 0 | 110 | 110 | 0 | 110 | 0 | 0 | 0 | 110 | 0 | 110
SCE Metro | Johanna | 230 | Wind, Onshore |  |  | 0 | 0 | 0 | 0 | 0 | 0 | 0 | 0 | 0 | 0 | 0 | 0 | 0 | 0 | 0 | 0 | 0 | 0 | 0 | 0 | 0 | 0 | 0 | 0 | 0 | 0 | 0 | 0
SCE Eastern | Julian Hinds | 230 | Wind, Onshore |  |  | 0 | 0 | 0 | 0 | 0 | 0 | 0 | 0 | 0 | 0 | 0 | 0 | 0 | 0 | 0 | 0 | 0 | 0 | 0 | 0 | 0 | 0 | 0 | 0 | 0 | 0 | 0 | 0
PG&E GBA | Kasson | 115 | Wind, Onshore |  |  | 0 | 0 | 0 | 0 | 0 | 0 | 0 | 0 | 0 | 0 | 0 | 0 | 0 | 0 | 0 | 0 | 0 | 0 | 0 | 0 | 0 | 0 | 0 | 0 | 0 | 0 | 0 | 0
PG&E GBA | Kasson | 60 | Wind, Onshore |  |  | 0 | 0 | 0 | 0 | 0 | 0 | 0 | 0 | 0 | 0 | 0 | 0 | 0 | 0 | 0 | 0 | 0 | 0 | 0 | 0 | 0 | 0 | 0 | 0 | 0 | 0 | 0 | 0
PG&E FRESNO | Kearney | 230 | Wind, Onshore |  |  | 0 | 0 | 0 | 0 | 0 | 0 | 0 | 0 | 0 | 0 | 0 | 0 | 0 | 0 | 0 | 0 | 0 | 0 | 0 | 0 | 0 | 0 | 0 | 0 | 0 | 0 | 0 | 0
PG&E FRESNO | Kearney | 70 | Wind, Onshore |  |  | 0 | 0 | 0 | 0 | 0 | 0 | 0 | 0 | 0 | 0 | 0 | 0 | 0 | 0 | 0 | 0 | 0 | 0 | 0 | 0 | 0 | 0 | 0 | 0 | 0 | 0 | 0 | 0
PG&E GBA | Kelso | 230 | Wind, Onshore |  |  | 0 | 0 | 0 | 0 | 0 | 0 | 0 | 0 | 0 | 0 | 0 | 0 | 0 | 0 | 0 | 0 | 0 | 0 | 0 | 0 | 0 | 0 | 0 | 0 | 0 | 0 | 0 | 0
PG&E FRESNO | Kerchoff 1 | 115 | Wind, Onshore |  |  | 0 | 0 | 0 | 0 | 0 | 0 | 0 | 0 | 0 | 0 | 0 | 0 | 0 | 0 | 0 | 0 | 0 | 0 | 0 | 0 | 0 | 0 | 0 | 0 | 0 | 0 | 0 | 0
PG&E KERN | Kern Oil | 115 | Wind, Onshore |  |  | 0 | 0 | 0 | 0 | 0 | 0 | 0 | 0 | 0 | 0 | 0 | 0 | 0 | 0 | 0 | 0 | 0 | 0 | 0 | 0 | 0 | 0 | 0 | 0 | 0 | 0 | 0 | 0
PG&E KERN | Kern PP | 115 | Wind, Onshore |  |  | 0 | 0 | 0 | 0 | 0 | 0 | 0 | 0 | 0 | 0 | 0 | 0 | 0 | 0 | 0 | 0 | 0 | 0 | 0 | 0 | 0 | 0 | 0 | 0 | 0 | 0 | 0 | 0
PG&E KERN | Kern PP | 230 | Wind, Onshore |  |  | 0 | 0 | 0 | 0 | 0 | 0 | 0 | 0 | 0 | 0 | 0 | 0 | 0 | 0 | 0 | 0 | 0 | 0 | 0 | 0 | 0 | 0 | 0 | 0 | 0 | 0 | 0 | 0
PG&E KERN | Kern PP | 70 | Wind, Onshore |  |  | 0 | 0 | 0 | 0 | 0 | 0 | 0 | 0 | 0 | 0 | 0 | 0 | 0 | 0 | 0 | 0 | 0 | 0 | 0 | 0 | 0 | 0 | 0 | 0 | 0 | 0 | 0 | 0
PG&E KERN | Kernridge | 115 | Wind, Onshore |  |  | 0 | 0 | 0 | 0 | 0 | 0 | 0 | 0 | 0 | 0 | 0 | 0 | 0 | 0 | 0 | 0 | 0 | 0 | 0 | 0 | 0 | 0 | 0 | 0 | 0 | 0 | 0 | 0
PG&E FRESNO | Kingsburg | 115 | Wind, Onshore |  |  | 0 | 0 | 0 | 0 | 0 | 0 | 0 | 0 | 0 | 0 | 0 | 0 | 0 | 0 | 0 | 0 | 0 | 0 | 0 | 0 | 0 | 0 | 0 | 0 | 0 | 0 | 0 | 0
PG&E GBA | Kirker | 115 | Wind, Onshore |  |  | 0 | 0 | 0 | 0 | 0 | 0 | 0 | 0 | 0 | 0 | 0 | 0 | 0 | 0 | 0 | 0 | 0 | 0 | 0 | 0 | 0 | 0 | 0 | 0 | 0 | 0 | 0 | 0
PG&E NGBA | Knights Landing | 115 | Wind, Onshore |  |  | 0 | 0 | 0 | 0 | 0 | 0 | 0 | 0 | 0 | 0 | 0 | 0 | 0 | 0 | 0 | 0 | 0 | 0 | 0 | 0 | 0 | 0 | 0 | 0 | 0 | 0 | 0 | 0
PG&E NGBA | Konocti | 60 | Wind, Onshore |  |  | 0 | 0 | 0 | 0 | 0 | 0 | 0 | 0 | 0 | 0 | 0 | 0 | 0 | 0 | 0 | 0 | 0 | 0 | 0 | 0 | 0 | 0 | 0 | 0 | 0 | 0 | 0 | 0
SCE NOL | Kramer | 115 | Wind, Onshore |  |  | 0 | 0 | 0 | 0 | 0 | 0 | 0 | 0 | 0 | 0 | 0 | 0 | 0 | 0 | 0 | 0 | 0 | 0 | 0 | 0 | 0 | 0 | 0 | 0 | 0 | 0 | 0 | 0
SCE NOL | Kramer | 230 | Wind, Onshore |  |  | 0 | 0 | 0 | 0 | 0 | 0 | 0 | 0 | 0 | 0 | 0 | 0 | 0 | 0 | 0 | 0 | 0 | 0 | 0 | 0 | 0 | 0 | 0 | 0 | 0 | 0 | 0 | 0
SCE Metro | La Cienega | 230 | Wind, Onshore |  |  | 0 | 0 | 0 | 0 | 0 | 0 | 0 | 0 | 0 | 0 | 0 | 0 | 0 | 0 | 0 | 0 | 0 | 0 | 0 | 0 | 0 | 0 | 0 | 0 | 0 | 0 | 0 | 0
SCE Metro | La Fresa | 230 | Wind, Onshore |  |  | 0 | 0 | 0 | 0 | 0 | 0 | 0 | 0 | 0 | 0 | 0 | 0 | 0 | 0 | 0 | 0 | 0 | 0 | 0 | 0 | 0 | 0 | 0 | 0 | 0 | 0 | 0 | 0
SCE Metro | Laguna Bell | 230 | Wind, Onshore |  |  | 0 | 0 | 0 | 0 | 0 | 0 | 0 | 0 | 0 | 0 | 0 | 0 | 0 | 0 | 0 | 0 | 0 | 0 | 0 | 0 | 0 | 0 | 0 | 0 | 0 | 0 | 0 | 0
PG&E KERN | Lakeview | 70 | Wind, Onshore |  |  | 0 | 0 | 0 | 0 | 0 | 0 | 0 | 0 | 0 | 0 | 0 | 0 | 0 | 0 | 0 | 0 | 0 | 0 | 0 | 0 | 0 | 0 | 0 | 0 | 0 | 0 | 0 | 0
PG&E NGBA | Lakeville | 230 | Wind, Onshore |  |  | 0 | 0 | 0 | 0 | 0 | 0 | 0 | 0 | 0 | 0 | 0 | 0 | 0 | 0 | 0 | 0 | 0 | 0 | 0 | 0 | 0 | 0 | 0 | 0 | 0 | 0 | 0 | 0
PG&E NGBA | Lakeville | 60 | Wind, Onshore |  |  | 0 | 0 | 0 | 0 | 0 | 0 | 0 | 0 | 0 | 0 | 0 | 0 | 0 | 0 | 0 | 0 | 0 | 0 | 0 | 0 | 0 | 0 | 0 | 0 | 0 | 0 | 0 | 0
PG&E NGBA | Lakeville | 115 | Wind, Onshore |  |  | 0 | 0 | 0 | 0 | 0 | 0 | 0 | 0 | 0 | 0 | 0 | 0 | 0 | 0 | 0 | 0 | 0 | 0 | 0 | 0 | 0 | 0 | 0 | 0 | 0 | 0 | 0 | 0
PG&E GBA | Lakewood | 115 | Wind, Onshore |  |  | 0 | 0 | 0 | 0 | 0 | 0 | 0 | 0 | 0 | 0 | 0 | 0 | 0 | 0 | 0 | 0 | 0 | 0 | 0 | 0 | 0 | 0 | 0 | 0 | 0 | 0 | 0 | 0
PG&E NGBA | Lambie | 230 | Wind, Onshore |  |  | 1 | 0 | 0 | 0 | 0 | 0 | 0 | 0 | 0 | 0 | 0 | 0 | 0 | 0 | 130 | 130 | 0 | 0 | 0 | 0 | 130 | 130 | 0 | 130 | 130 | 0 | 130 | 130
PG&E GBA | Lammers | 115 | Wind, Onshore |  |  | 0 | 0 | 0 | 0 | 0 | 0 | 0 | 0 | 0 | 0 | 0 | 0 | 0 | 0 | 0 | 0 | 0 | 0 | 0 | 0 | 0 | 0 | 0 | 0 | 0 | 0 | 0 | 0
PG&E KERN | Lamont | 115 | Wind, Onshore |  |  | 0 | 0 | 0 | 0 | 0 | 0 | 0 | 0 | 0 | 0 | 0 | 0 | 0 | 0 | 0 | 0 | 0 | 0 | 0 | 0 | 0 | 0 | 0 | 0 | 0 | 0 | 0 | 0
PG&E FRESNO | Las Aguilas | 230 | Wind, Onshore |  |  | 0 | 0 | 0 | 0 | 0 | 0 | 0 | 0 | 0 | 0 | 0 | 0 | 0 | 0 | 0 | 0 | 0 | 0 | 0 | 0 | 0 | 0 | 0 | 0 | 0 | 0 | 0 | 0
EOP | Lathrop | 138 | Wind, Onshore |  |  | 0 | 0 | 0 | 0 | 0 | 0 | 0 | 0 | 0 | 0 | 0 | 0 | 0 | 0 | 0 | 0 | 0 | 0 | 0 | 0 | 0 | 0 | 0 | 0 | 0 | 0 | 0 | 0
EOP | Lathrop | 230 | Wind, Onshore |  |  | 0 | 0 | 0 | 0 | 0 | 0 | 0 | 0 | 0 | 0 | 0 | 0 | 0 | 0 | 0 | 0 | 0 | 0 | 0 | 0 | 0 | 0 | 0 | 0 | 0 | 0 | 0 | 0
PG&E FRESNO | Le Grand | 115 | Wind, Onshore |  |  | 0 | 0 | 0 | 0 | 0 | 0 | 0 | 0 | 0 | 0 | 0 | 0 | 0 | 0 | 0 | 0 | 0 | 0 | 0 | 0 | 0 | 0 | 0 | 0 | 0 | 0 | 0 | 0
PG&E FRESNO | Lemoore | 70 | Wind, Onshore |  |  | 0 | 0 | 0 | 0 | 0 | 0 | 0 | 0 | 0 | 0 | 0 | 0 | 0 | 0 | 0 | 0 | 0 | 0 | 0 | 0 | 0 | 0 | 0 | 0 | 0 | 0 | 0 | 0
PG&E KERN | Lerdo | 115 | Wind, Onshore |  |  | 0 | 0 | 0 | 0 | 0 | 0 | 0 | 0 | 0 | 0 | 0 | 0 | 0 | 0 | 0 | 0 | 0 | 0 | 0 | 0 | 0 | 0 | 0 | 0 | 0 | 0 | 0 | 0
SCE Metro | Lewis | 230 | Wind, Onshore |  |  | 0 | 0 | 0 | 0 | 0 | 0 | 0 | 0 | 0 | 0 | 0 | 0 | 0 | 0 | 0 | 0 | 0 | 0 | 0 | 0 | 0 | 0 | 0 | 0 | 0 | 0 | 0 | 0
SCE Metro | Lighthipe | 230 | Wind, Onshore |  |  | 0 | 0 | 0 | 0 | 0 | 0 | 0 | 0 | 0 | 0 | 0 | 0 | 0 | 0 | 0 | 0 | 0 | 0 | 0 | 0 | 0 | 0 | 0 | 0 | 0 | 0 | 0 | 0
SDGE | Lilac | 69 | Wind, Onshore |  |  | 0 | 0 | 0 | 0 | 0 | 0 | 0 | 0 | 0 | 0 | 0 | 0 | 0 | 0 | 0 | 0 | 0 | 0 | 0 | 0 | 0 | 0 | 0 | 0 | 0 | 0 | 0 | 0
PG&E NGBA | Lincoln | 115 | Wind, Onshore |  |  | 0 | 0 | 0 | 0 | 0 | 0 | 0 | 0 | 0 | 0 | 0 | 0 | 0 | 0 | 0 | 0 | 0 | 0 | 0 | 0 | 0 | 0 | 0 | 0 | 0 | 0 | 0 | 0
PG&E KERN | Live Oak | 115 | Wind, Onshore |  |  | 0 | 0 | 0 | 0 | 0 | 0 | 0 | 0 | 0 | 0 | 0 | 0 | 0 | 0 | 0 | 0 | 0 | 0 | 0 | 0 | 0 | 0 | 0 | 0 | 0 | 0 | 0 | 0
PG&E GBA | Llagas | 115 | Wind, Onshore |  |  | 0 | 0 | 0 | 0 | 0 | 0 | 0 | 0 | 0 | 0 | 0 | 0 | 0 | 0 | 0 | 0 | 0 | 0 | 0 | 0 | 0 | 0 | 0 | 0 | 0 | 0 | 0 | 0
PG&E GBA | Lockeford | 115 | Wind, Onshore |  |  | 0 | 0 | 0 | 0 | 0 | 0 | 0 | 0 | 0 | 0 | 0 | 0 | 0 | 0 | 0 | 0 | 0 | 0 | 0 | 0 | 0 | 0 | 0 | 0 | 0 | 0 | 0 | 0
PG&E GBA | Lockeford | 230 | Wind, Onshore |  |  | 0 | 0 | 0 | 0 | 0 | 0 | 0 | 0 | 0 | 0 | 0 | 0 | 0 | 0 | 0 | 0 | 0 | 0 | 0 | 0 | 0 | 0 | 0 | 0 | 0 | 0 | 0 | 0
PG&E GBA | Lockeford | 60 | Wind, Onshore |  |  | 0 | 0 | 0 | 0 | 0 | 0 | 0 | 0 | 0 | 0 | 0 | 0 | 0 | 0 | 0 | 0 | 0 | 0 | 0 | 0 | 0 | 0 | 0 | 0 | 0 | 0 | 0 | 0
PG&E GBA | Lodi | 230 | Wind, Onshore |  |  | 0 | 0 | 0 | 0 | 0 | 0 | 0 | 0 | 0 | 0 | 0 | 0 | 0 | 0 | 0 | 0 | 0 | 0 | 0 | 0 | 0 | 0 | 0 | 0 | 0 | 0 | 0 | 0
PG&E NGBA | Logan Creek | 230 | Wind, Onshore |  |  | 0 | 0 | 0 | 0 | 0 | 0 | 0 | 0 | 0 | 0 | 0 | 0 | 0 | 0 | 0 | 0 | 0 | 0 | 0 | 0 | 0 | 0 | 0 | 0 | 0 | 0 | 0 | 0
PG&E GBA | Lone Tree | 230 | Wind, Onshore |  |  | 0 | 0 | 0 | 0 | 0 | 0 | 0 | 0 | 0 | 0 | 0 | 0 | 0 | 0 | 0 | 0 | 0 | 0 | 0 | 0 | 0 | 0 | 0 | 0 | 0 | 0 | 0 | 0
PG&E FRESNO | Los Banos | 230 | Wind, Onshore |  |  | 1 | 0 | 0 | 0 | 0 | 69.3 | 69.3 | 0 | 0 | 0 | 0 | 69.3 | 69.3 | 0 | 0 | 0 | 0 | 0 | 0 | 0 | 0 | 0 | 0 | 69.3 | 69.3 | 0 | 69.3 | 69.3
PG&E FRESNO | Los Banos | 500 | Wind, Onshore |  |  | 0 | 0 | 0 | 0 | 0 | 0 | 0 | 0 | 0 | 0 | 0 | 0 | 0 | 0 | 0 | 0 | 0 | 0 | 0 | 0 | 0 | 0 | 0 | 0 | 0 | 0 | 0 | 0
SDGE | Los Coches | 138 | Wind, Onshore |  |  | 0 | 0 | 0 | 0 | 0 | 0 | 0 | 0 | 0 | 0 | 0 | 0 | 0 | 0 | 0 | 0 | 0 | 0 | 0 | 0 | 0 | 0 | 0 | 0 | 0 | 0 | 0 | 0
SDGE | Los Coches | 69 | Wind, Onshore |  |  | 0 | 0 | 0 | 0 | 0 | 0 | 0 | 0 | 0 | 0 | 0 | 0 | 0 | 0 | 0 | 0 | 0 | 0 | 0 | 0 | 0 | 0 | 0 | 0 | 0 | 0 | 0 | 0
PG&E GBA | Los Esteros | 115 | Wind, Onshore |  |  | 0 | 0 | 0 | 0 | 0 | 0 | 0 | 0 | 0 | 0 | 0 | 0 | 0 | 0 | 0 | 0 | 0 | 0 | 0 | 0 | 0 | 0 | 0 | 0 | 0 | 0 | 0 | 0
PG&E GBA | Los Esteros | 230 | Wind, Onshore |  |  | 0 | 0 | 0 | 0 | 0 | 0 | 0 | 0 | 0 | 0 | 0 | 0 | 0 | 0 | 0 | 0 | 0 | 0 | 0 | 0 | 0 | 0 | 0 | 0 | 0 | 0 | 0 | 0
PG&E GBA | Los Positas | 230 | Wind, Onshore |  |  | 0 | 0 | 0 | 0 | 0 | 0 | 0 | 0 | 0 | 0 | 0 | 0 | 0 | 0 | 0 | 0 | 0 | 0 | 0 | 0 | 0 | 0 | 0 | 0 | 0 | 0 | 0 | 0
PG&E GBA | Los Positas | 60 | Wind, Onshore |  |  | 0 | 0 | 0 | 0 | 0 | 0 | 0 | 0 | 0 | 0 | 0 | 0 | 0 | 0 | 0 | 0 | 0 | 0 | 0 | 0 | 0 | 0 | 0 | 0 | 0 | 0 | 0 | 0
SDGE | Loveland | 69 | Wind, Onshore |  |  | 0 | 0 | 0 | 0 | 0 | 0 | 0 | 0 | 0 | 0 | 0 | 0 | 0 | 0 | 0 | 0 | 0 | 0 | 0 | 0 | 0 | 0 | 0 | 0 | 0 | 0 | 0 | 0
SCE NOL | Lugo | 230 | Wind, Onshore |  |  | 0 | 0 | 0 | 0 | 0 | 0 | 0 | 0 | 0 | 0 | 0 | 0 | 0 | 0 | 0 | 0 | 0 | 0 | 0 | 0 | 0 | 0 | 0 | 0 | 0 | 0 | 0 | 0
SCE Metro | Lugo | 500 | Wind, Onshore |  |  | 0 | 0 | 0 | 0 | 0 | 0 | 0 | 0 | 0 | 0 | 0 | 0 | 0 | 0 | 0 | 0 | 0 | 0 | 0 | 0 | 0 | 0 | 0 | 0 | 0 | 0 | 0 | 0
PG&E FRESNO | Madera | 70 | Wind, Onshore |  |  | 0 | 0 | 0 | 0 | 0 | 0 | 0 | 0 | 0 | 0 | 0 | 0 | 0 | 0 | 0 | 0 | 0 | 0 | 0 | 0 | 0 | 0 | 0 | 0 | 0 | 0 | 0 | 0
PG&E NGBA | Madison | 115 | Wind, Onshore |  |  | 1 | 0 | 0 | 0 | 0 | 0 | 0 | 0 | 0 | 0 | 0 | 0 | 0 | 0 | 95 | 95 | 0 | 0 | 0 | 0 | 95 | 95 | 0 | 95 | 95 | 0 | 95 | 95
PG&E KERN | Magunden | 115 | Wind, Onshore |  |  | 0 | 0 | 0 | 0 | 0 | 0 | 0 | 0 | 0 | 0 | 0 | 0 | 0 | 0 | 0 | 0 | 0 | 0 | 0 | 0 | 0 | 0 | 0 | 0 | 0 | 0 | 0 | 0
SCE Northern | Magunden | 230 | Wind, Onshore |  |  | 0 | 0 | 0 | 0 | 0 | 0 | 0 | 0 | 0 | 0 | 0 | 0 | 0 | 0 | 0 | 0 | 0 | 0 | 0 | 0 | 0 | 0 | 0 | 0 | 0 | 0 | 0 | 0
PG&E FRESNO | Malaga | 115 | Wind, Onshore |  |  | 0 | 0 | 0 | 0 | 0 | 0 | 0 | 0 | 0 | 0 | 0 | 0 | 0 | 0 | 0 | 0 | 0 | 0 | 0 | 0 | 0 | 0 | 0 | 0 | 0 | 0 | 0 | 0
PG&E NGBA | Malin | 500 | Wind, Onshore |  |  | 0 | 0 | 0 | 0 | 0 | 0 | 0 | 0 | 0 | 0 | 0 | 0 | 0 | 0 | 0 | 0 | 0 | 0 | 0 | 0 | 0 | 0 | 0 | 0 | 0 | 0 | 0 | 0
SCE Northern | Mandalay | 230 | Wind, Onshore |  |  | 0 | 0 | 0 | 0 | 0 | 0 | 0 | 0 | 0 | 0 | 0 | 0 | 0 | 0 | 0 | 0 | 0 | 0 | 0 | 0 | 0 | 0 | 0 | 0 | 0 | 0 | 0 | 0
PG&E FRESNO | Manning | 230 | Wind, Onshore |  |  | 0 | 0 | 0 | 0 | 0 | 0 | 0 | 0 | 0 | 0 | 0 | 0 | 0 | 0 | 0 | 0 | 0 | 0 | 0 | 0 | 0 | 0 | 0 | 0 | 0 | 0 | 0 | 0
PG&E FRESNO | Manning | 500 | Wind, Onshore |  |  | 0 | 0 | 0 | 0 | 0 | 0 | 0 | 0 | 0 | 0 | 0 | 0 | 0 | 0 | 0 | 0 | 0 | 0 | 0 | 0 | 0 | 0 | 0 | 0 | 0 | 0 | 0 | 0
PG&E GBA | Manteca | 115 | Wind, Onshore |  |  | 0 | 0 | 0 | 0 | 0 | 0 | 0 | 0 | 0 | 0 | 0 | 0 | 0 | 0 | 0 | 0 | 0 | 0 | 0 | 0 | 0 | 0 | 0 | 0 | 0 | 0 | 0 | 0
SDGE | Margarita | 138 | Wind, Onshore |  |  | 0 | 0 | 0 | 0 | 0 | 0 | 0 | 0 | 0 | 0 | 0 | 0 | 0 | 0 | 0 | 0 | 0 | 0 | 0 | 0 | 0 | 0 | 0 | 0 | 0 | 0 | 0 | 0
PG&E GBA | Martin | 230 | Wind, Onshore |  |  | 0 | 0 | 0 | 0 | 0 | 0 | 0 | 0 | 0 | 0 | 0 | 0 | 0 | 0 | 0 | 0 | 0 | 0 | 0 | 0 | 0 | 0 | 0 | 0 | 0 | 0 | 0 | 0
PG&E GBA | Martin | 115 | Wind, Onshore |  |  | 0 | 0 | 0 | 0 | 0 | 0 | 0 | 0 | 0 | 0 | 0 | 0 | 0 | 0 | 0 | 0 | 0 | 0 | 0 | 0 | 0 | 0 | 0 | 0 | 0 | 0 | 0 | 0
PG&E GBA | Martinez | 115 | Wind, Onshore |  |  | 0 | 0 | 0 | 0 | 0 | 0 | 0 | 0 | 0 | 0 | 0 | 0 | 0 | 0 | 0 | 0 | 0 | 0 | 0 | 0 | 0 | 0 | 0 | 0 | 0 | 0 | 0 | 0
PG&E FRESNO | Mc Mullin | 230 | Wind, Onshore |  |  | 0 | 0 | 0 | 0 | 0 | 0 | 0 | 0 | 0 | 0 | 0 | 0 | 0 | 0 | 0 | 0 | 0 | 0 | 0 | 0 | 0 | 0 | 0 | 0 | 0 | 0 | 0 | 0
PG&E FRESNO | McCall | 115 | Wind, Onshore |  |  | 0 | 0 | 0 | 0 | 0 | 0 | 0 | 0 | 0 | 0 | 0 | 0 | 0 | 0 | 0 | 0 | 0 | 0 | 0 | 0 | 0 | 0 | 0 | 0 | 0 | 0 | 0 | 0
PG&E FRESNO | McCall | 230 | Wind, Onshore |  |  | 0 | 0 | 0 | 0 | 0 | 0 | 0 | 0 | 0 | 0 | 0 | 0 | 0 | 0 | 0 | 0 | 0 | 0 | 0 | 0 | 0 | 0 | 0 | 0 | 0 | 0 | 0 | 0
PG&E GBA | Meadow Lane | 115 | Wind, Onshore |  |  | 0 | 0 | 0 | 0 | 0 | 0 | 0 | 0 | 0 | 0 | 0 | 0 | 0 | 0 | 0 | 0 | 0 | 0 | 0 | 0 | 0 | 0 | 0 | 0 | 0 | 0 | 0 | 0
PG&E GBA | Melones | 115 | Wind, Onshore |  |  | 0 | 0 | 0 | 0 | 0 | 0 | 0 | 0 | 0 | 0 | 0 | 0 | 0 | 0 | 0 | 0 | 0 | 0 | 0 | 0 | 0 | 0 | 0 | 0 | 0 | 0 | 0 | 0
PG&E GBA | Melones | 230 | Wind, Onshore |  |  | 0 | 0 | 0 | 0 | 0 | 0 | 0 | 0 | 0 | 0 | 0 | 0 | 0 | 0 | 0 | 0 | 0 | 0 | 0 | 0 | 0 | 0 | 0 | 0 | 0 | 0 | 0 | 0
SDGE | Melrose | 69 | Wind, Onshore |  |  | 0 | 0 | 0 | 0 | 0 | 0 | 0 | 0 | 0 | 0 | 0 | 0 | 0 | 0 | 0 | 0 | 0 | 0 | 0 | 0 | 0 | 0 | 0 | 0 | 0 | 0 | 0 | 0
PG&E NGBA | Mendocino | 115 | Wind, Onshore |  |  | 0 | 0 | 0 | 0 | 0 | 0 | 0 | 0 | 0 | 0 | 0 | 0 | 0 | 0 | 0 | 0 | 0 | 0 | 0 | 0 | 0 | 0 | 0 | 0 | 0 | 0 | 0 | 0
PG&E NGBA | Mendocino | 60 | Wind, Onshore |  |  | 0 | 0 | 0 | 0 | 0 | 0 | 0 | 0 | 0 | 0 | 0 | 0 | 0 | 0 | 0 | 0 | 0 | 0 | 0 | 0 | 0 | 0 | 0 | 0 | 0 | 0 | 0 | 0
PG&E FRESNO | Mendota | 115 | Wind, Onshore |  |  | 0 | 0 | 0 | 0 | 0 | 0 | 0 | 0 | 0 | 0 | 0 | 0 | 0 | 0 | 0 | 0 | 0 | 0 | 0 | 0 | 0 | 0 | 0 | 0 | 0 | 0 | 0 | 0
PG&E GBA | Menlo | 60 | Wind, Onshore |  |  | 0 | 0 | 0 | 0 | 0 | 0 | 0 | 0 | 0 | 0 | 0 | 0 | 0 | 0 | 0 | 0 | 0 | 0 | 0 | 0 | 0 | 0 | 0 | 0 | 0 | 0 | 0 | 0
PG&E FRESNO | Merced | 115 | Wind, Onshore |  |  | 0 | 0 | 0 | 0 | 0 | 0 | 0 | 0 | 0 | 0 | 0 | 0 | 0 | 0 | 0 | 0 | 0 | 0 | 0 | 0 | 0 | 0 | 0 | 0 | 0 | 0 | 0 | 0
EOP | Mercury | 138 | Wind, Onshore |  |  | 0 | 0 | 0 | 0 | 0 | 0 | 0 | 0 | 0 | 0 | 0 | 0 | 0 | 0 | 0 | 0 | 0 | 0 | 0 | 0 | 0 | 0 | 0 | 0 | 0 | 0 | 0 | 0
PG&E FRESNO | Mercy Springs | 70 | Wind, Onshore |  |  | 0 | 0 | 0 | 0 | 0 | 0 | 0 | 0 | 0 | 0 | 0 | 0 | 0 | 0 | 0 | 0 | 0 | 0 | 0 | 0 | 0 | 0 | 0 | 0 | 0 | 0 | 0 | 0
PG&E NGBA | Meridian | 60 | Wind, Onshore |  |  | 0 | 0 | 0 | 0 | 0 | 0 | 0 | 0 | 0 | 0 | 0 | 0 | 0 | 0 | 0 | 0 | 0 | 0 | 0 | 0 | 0 | 0 | 0 | 0 | 0 | 0 | 0 | 0
PG&E KERN | Mesa (PGE) | 115 | Wind, Onshore |  |  | 0 | 0 | 0 | 0 | 0 | 0 | 0 | 0 | 0 | 0 | 0 | 0 | 0 | 0 | 0 | 0 | 0 | 0 | 0 | 0 | 0 | 0 | 0 | 0 | 0 | 0 | 0 | 0
PG&E KERN | Mesa (PGE) | 230 | Wind, Onshore |  |  | 0 | 0 | 0 | 0 | 0 | 0 | 0 | 0 | 0 | 0 | 0 | 0 | 0 | 0 | 0 | 0 | 0 | 0 | 0 | 0 | 0 | 0 | 0 | 0 | 0 | 0 | 0 | 0
SCE Metro | Mesa (SCE) | 230 | Wind, Onshore |  |  | 0 | 0 | 0 | 0 | 0 | 0 | 0 | 0 | 0 | 0 | 0 | 0 | 0 | 0 | 0 | 0 | 0 | 0 | 0 | 0 | 0 | 0 | 0 | 0 | 0 | 0 | 0 | 0
SCE Metro | Mesa (SCE) | 500 | Wind, Onshore |  |  | 0 | 0 | 0 | 0 | 0 | 0 | 0 | 0 | 0 | 0 | 0 | 0 | 0 | 0 | 0 | 0 | 0 | 0 | 0 | 0 | 0 | 0 | 0 | 0 | 0 | 0 | 0 | 0
SDGE | Mesa Heights | 69 | Wind, Onshore |  |  | 0 | 0 | 0 | 0 | 0 | 0 | 0 | 0 | 0 | 0 | 0 | 0 | 0 | 0 | 0 | 0 | 0 | 0 | 0 | 0 | 0 | 0 | 0 | 0 | 0 | 0 | 0 | 0
PG&E GBA | Metcalf | 115 | Wind, Onshore |  |  | 0 | 0 | 0 | 0 | 0 | 0 | 0 | 0 | 0 | 0 | 0 | 0 | 0 | 0 | 0 | 0 | 0 | 0 | 0 | 0 | 0 | 0 | 0 | 0 | 0 | 0 | 0 | 0
PG&E GBA | Metcalf | 230 | Wind, Onshore |  |  | 0 | 0 | 0 | 0 | 0 | 0 | 0 | 0 | 0 | 0 | 0 | 0 | 0 | 0 | 0 | 0 | 0 | 0 | 0 | 0 | 0 | 0 | 0 | 0 | 0 | 0 | 0 | 0
PG&E GBA | Metcalf | 500 | Wind, Onshore |  |  | 0 | 0 | 0 | 0 | 0 | 0 | 0 | 0 | 0 | 0 | 0 | 0 | 0 | 0 | 0 | 0 | 0 | 0 | 0 | 0 | 0 | 0 | 0 | 0 | 0 | 0 | 0 | 0
PG&E KERN | Midway | 115 | Wind, Onshore |  |  | 0 | 0 | 0 | 0 | 0 | 0 | 0 | 0 | 0 | 0 | 0 | 0 | 0 | 0 | 0 | 0 | 0 | 0 | 0 | 0 | 0 | 0 | 0 | 0 | 0 | 0 | 0 | 0
PG&E KERN | Midway | 230 | Wind, Onshore |  |  | 0 | 0 | 0 | 0 | 0 | 0 | 0 | 0 | 0 | 0 | 0 | 0 | 0 | 0 | 0 | 0 | 0 | 0 | 0 | 0 | 0 | 0 | 0 | 0 | 0 | 0 | 0 | 0
PG&E KERN | Midway | 500 | Wind, Onshore |  |  | 0 | 0 | 0 | 0 | 0 | 0 | 0 | 0 | 0 | 0 | 0 | 0 | 0 | 0 | 0 | 0 | 0 | 0 | 0 | 0 | 0 | 0 | 0 | 0 | 0 | 0 | 0 | 0
SDGE | Miguel | 230 | Wind, Onshore |  |  | 0 | 0 | 0 | 0 | 0 | 0 | 0 | 0 | 0 | 0 | 0 | 0 | 0 | 0 | 0 | 0 | 0 | 0 | 0 | 0 | 0 | 0 | 0 | 0 | 0 | 0 | 0 | 0
SDGE | Miguel | 500 | Wind, Onshore |  |  | 0 | 0 | 0 | 0 | 0 | 0 | 0 | 0 | 0 | 0 | 0 | 0 | 0 | 0 | 0 | 0 | 0 | 0 | 0 | 0 | 0 | 0 | 0 | 0 | 0 | 0 | 0 | 0
SDGE | Miguel | 69 | Wind, Onshore |  |  | 0 | 0 | 0 | 0 | 0 | 0 | 0 | 0 | 0 | 0 | 0 | 0 | 0 | 0 | 0 | 0 | 0 | 0 | 0 | 0 | 0 | 0 | 0 | 0 | 0 | 0 | 0 | 0
PG&E GBA | Millbrae | 115 | Wind, Onshore |  |  | 0 | 0 | 0 | 0 | 0 | 0 | 0 | 0 | 0 | 0 | 0 | 0 | 0 | 0 | 0 | 0 | 0 | 0 | 0 | 0 | 0 | 0 | 0 | 0 | 0 | 0 | 0 | 0
PG&E GBA | Miller | 115 | Wind, Onshore |  |  | 0 | 0 | 0 | 0 | 0 | 0 | 0 | 0 | 0 | 0 | 0 | 0 | 0 | 0 | 0 | 0 | 0 | 0 | 0 | 0 | 0 | 0 | 0 | 0 | 0 | 0 | 0 | 0
SCE Metro | Mira Loma | 230 | Wind, Onshore |  |  | 0 | 0 | 0 | 0 | 0 | 0 | 0 | 0 | 0 | 0 | 0 | 0 | 0 | 0 | 0 | 0 | 0 | 0 | 0 | 0 | 0 | 0 | 0 | 0 | 0 | 0 | 0 | 0
SCE Metro | Mira Loma | 500 | Wind, Onshore |  |  | 0 | 0 | 0 | 0 | 0 | 0 | 0 | 0 | 0 | 0 | 0 | 0 | 0 | 0 | 0 | 0 | 0 | 0 | 0 | 0 | 0 | 0 | 0 | 0 | 0 | 0 | 0 | 0
SCE Eastern | Mirage | 115 | Wind, Onshore |  |  | 0 | 0 | 0 | 0 | 0 | 0 | 0 | 0 | 0 | 0 | 0 | 0 | 0 | 0 | 0 | 0 | 0 | 0 | 0 | 0 | 0 | 0 | 0 | 0 | 0 | 0 | 0 | 0
SCE Eastern | Mirage | 230 | Wind, Onshore |  |  | 0 | 0 | 0 | 0 | 0 | 0 | 0 | 0 | 0 | 0 | 0 | 0 | 0 | 0 | 0 | 0 | 0 | 0 | 0 | 0 | 0 | 0 | 0 | 0 | 0 | 0 | 0 | 0
SDGE | Mission | 138 | Wind, Onshore |  |  | 0 | 0 | 0 | 0 | 0 | 0 | 0 | 0 | 0 | 0 | 0 | 0 | 0 | 0 | 0 | 0 | 0 | 0 | 0 | 0 | 0 | 0 | 0 | 0 | 0 | 0 | 0 | 0
SDGE | Mission | 230 | Wind, Onshore |  |  | 0 | 0 | 0 | 0 | 0 | 0 | 0 | 0 | 0 | 0 | 0 | 0 | 0 | 0 | 0 | 0 | 0 | 0 | 0 | 0 | 0 | 0 | 0 | 0 | 0 | 0 | 0 | 0
SDGE | Mission | 69 | Wind, Onshore |  |  | 0 | 0 | 0 | 0 | 0 | 0 | 0 | 0 | 0 | 0 | 0 | 0 | 0 | 0 | 0 | 0 | 0 | 0 | 0 | 0 | 0 | 0 | 0 | 0 | 0 | 0 | 0 | 0
PG&E GBA | Mi-Wuk | 115 | Wind, Onshore |  |  | 0 | 0 | 0 | 0 | 0 | 0 | 0 | 0 | 0 | 0 | 0 | 0 | 0 | 0 | 0 | 0 | 0 | 0 | 0 | 0 | 0 | 0 | 0 | 0 | 0 | 0 | 0 | 0
EOP | Mohave | 500 | Wind, Onshore |  |  | 0 | 0 | 0 | 0 | 0 | 0 | 0 | 0 | 0 | 0 | 0 | 0 | 0 | 0 | 0 | 0 | 0 | 0 | 0 | 0 | 0 | 0 | 0 | 0 | 0 | 0 | 0 | 0
PG&E NGBA | Monroe | 115 | Wind, Onshore |  |  | 0 | 0 | 0 | 0 | 0 | 0 | 0 | 0 | 0 | 0 | 0 | 0 | 0 | 0 | 0 | 0 | 0 | 0 | 0 | 0 | 0 | 0 | 0 | 0 | 0 | 0 | 0 | 0
SDGE | Monserate | 69 | Wind, Onshore |  |  | 0 | 0 | 0 | 0 | 0 | 0 | 0 | 0 | 0 | 0 | 0 | 0 | 0 | 0 | 0 | 0 | 0 | 0 | 0 | 0 | 0 | 0 | 0 | 0 | 0 | 0 | 0 | 0
PG&E GBA | Monta Vista | 115 | Wind, Onshore |  |  | 0 | 0 | 0 | 0 | 0 | 0 | 0 | 0 | 0 | 0 | 0 | 0 | 0 | 0 | 0 | 0 | 0 | 0 | 0 | 0 | 0 | 0 | 0 | 0 | 0 | 0 | 0 | 0
PG&E GBA | Monta Vista | 230 | Wind, Onshore |  |  | 0 | 0 | 0 | 0 | 0 | 0 | 0 | 0 | 0 | 0 | 0 | 0 | 0 | 0 | 0 | 0 | 0 | 0 | 0 | 0 | 0 | 0 | 0 | 0 | 0 | 0 | 0 | 0
PG&E GBA | Monta Vista | 60 | Wind, Onshore |  |  | 0 | 0 | 0 | 0 | 0 | 0 | 0 | 0 | 0 | 0 | 0 | 0 | 0 | 0 | 0 | 0 | 0 | 0 | 0 | 0 | 0 | 0 | 0 | 0 | 0 | 0 | 0 | 0
PG&E NGBA | Monticello | 115 | Wind, Onshore |  |  | 0 | 0 | 0 | 0 | 0 | 0 | 0 | 0 | 0 | 0 | 0 | 0 | 0 | 0 | 0 | 0 | 0 | 0 | 0 | 0 | 0 | 0 | 0 | 0 | 0 | 0 | 0 | 0
SCE Northern | Moorpark | 230 | Wind, Onshore |  |  | 0 | 0 | 0 | 0 | 0 | 0 | 0 | 0 | 0 | 0 | 0 | 0 | 0 | 0 | 0 | 0 | 0 | 0 | 0 | 0 | 0 | 0 | 0 | 0 | 0 | 0 | 0 | 0
SCE Northern | Moorpark | 66 | Wind, Onshore |  |  | 0 | 0 | 0 | 0 | 0 | 0 | 0 | 0 | 0 | 0 | 0 | 0 | 0 | 0 | 0 | 0 | 0 | 0 | 0 | 0 | 0 | 0 | 0 | 0 | 0 | 0 | 0 | 0
PG&E GBA | Moraga | 115 | Wind, Onshore |  |  | 0 | 0 | 0 | 0 | 0 | 0 | 0 | 0 | 0 | 0 | 0 | 0 | 0 | 0 | 0 | 0 | 0 | 0 | 0 | 0 | 0 | 0 | 0 | 0 | 0 | 0 | 0 | 0
PG&E GBA | Moraga | 230 | Wind, Onshore |  |  | 0 | 0 | 0 | 0 | 0 | 0 | 0 | 0 | 0 | 0 | 0 | 0 | 0 | 0 | 0 | 0 | 0 | 0 | 0 | 0 | 0 | 0 | 0 | 0 | 0 | 0 | 0 | 0
PG&E GBA | Morgan Hill | 115 | Wind, Onshore |  |  | 0 | 0 | 0 | 0 | 0 | 0 | 0 | 0 | 0 | 0 | 0 | 0 | 0 | 0 | 0 | 0 | 0 | 0 | 0 | 0 | 0 | 0 | 0 | 0 | 0 | 0 | 0 | 0
PG&E KERN | Morro Bay | 115 | Wind, Onshore |  |  | 0 | 0 | 0 | 0 | 0 | 0 | 0 | 0 | 0 | 0 | 0 | 0 | 0 | 0 | 0 | 0 | 0 | 0 | 0 | 0 | 0 | 0 | 0 | 0 | 0 | 0 | 0 | 0
PG&E KERN | Morro Bay | 230 | Wind, Onshore |  |  | 0 | 0 | 0 | 0 | 0 | 0 | 0 | 0 | 0 | 0 | 0 | 0 | 0 | 0 | 0 | 0 | 0 | 0 | 0 | 0 | 0 | 0 | 0 | 0 | 0 | 0 | 0 | 0
PG&E KERN | Morro Bay | 500 | Wind, Onshore |  |  | 0 | 0 | 0 | 0 | 0 | 0 | 0 | 0 | 0 | 0 | 0 | 0 | 0 | 0 | 0 | 0 | 0 | 0 | 0 | 0 | 0 | 0 | 0 | 0 | 0 | 0 | 0 | 0
PG&E GBA | Moss Landing | 115 | Wind, Onshore |  |  | 0 | 0 | 0 | 0 | 0 | 0 | 0 | 0 | 0 | 0 | 0 | 0 | 0 | 0 | 0 | 0 | 0 | 0 | 0 | 0 | 0 | 0 | 0 | 0 | 0 | 0 | 0 | 0
PG&E GBA | Moss Landing | 230 | Wind, Onshore |  |  | 0 | 0 | 0 | 0 | 0 | 0 | 0 | 0 | 0 | 0 | 0 | 0 | 0 | 0 | 0 | 0 | 0 | 0 | 0 | 0 | 0 | 0 | 0 | 0 | 0 | 0 | 0 | 0
PG&E GBA | Moss Landing | 500 | Wind, Onshore |  |  | 0 | 0 | 0 | 0 | 0 | 0 | 0 | 0 | 0 | 0 | 0 | 0 | 0 | 0 | 0 | 0 | 0 | 0 | 0 | 0 | 0 | 0 | 0 | 0 | 0 | 0 | 0 | 0
EOP | Mountain Pass | 115 | Wind, Onshore |  |  | 0 | 0 | 0 | 0 | 0 | 0 | 0 | 0 | 0 | 0 | 0 | 0 | 0 | 0 | 0 | 0 | 0 | 0 | 0 | 0 | 0 | 0 | 0 | 0 | 0 | 0 | 0 | 0
PG&E GBA | Mountain View | 115 | Wind, Onshore |  |  | 0 | 0 | 0 | 0 | 0 | 0 | 0 | 0 | 0 | 0 | 0 | 0 | 0 | 0 | 0 | 0 | 0 | 0 | 0 | 0 | 0 | 0 | 0 | 0 | 0 | 0 | 0 | 0
PG&E GBA | Mt Eden | 115 | Wind, Onshore |  |  | 0 | 0 | 0 | 0 | 0 | 0 | 0 | 0 | 0 | 0 | 0 | 0 | 0 | 0 | 0 | 0 | 0 | 0 | 0 | 0 | 0 | 0 | 0 | 0 | 0 | 0 | 0 | 0
PG&E KERN | Mt Poso | 115 | Wind, Onshore |  |  | 0 | 0 | 0 | 0 | 0 | 0 | 0 | 0 | 0 | 0 | 0 | 0 | 0 | 0 | 0 | 0 | 0 | 0 | 0 | 0 | 0 | 0 | 0 | 0 | 0 | 0 | 0 | 0
SDGE | Murray | 69 | Wind, Onshore |  |  | 0 | 0 | 0 | 0 | 0 | 0 | 0 | 0 | 0 | 0 | 0 | 0 | 0 | 0 | 0 | 0 | 0 | 0 | 0 | 0 | 0 | 0 | 0 | 0 | 0 | 0 | 0 | 0
PG&E FRESNO | Mustang | 230 | Wind, Onshore |  |  | 0 | 0 | 0 | 0 | 0 | 0 | 0 | 0 | 0 | 0 | 0 | 0 | 0 | 0 | 0 | 0 | 0 | 0 | 0 | 0 | 0 | 0 | 0 | 0 | 0 | 0 | 0 | 0
SCE Northern | Neenach | 66 | Wind, Onshore |  |  | 0 | 0 | 0 | 0 | 0 | 0 | 0 | 0 | 0 | 0 | 0 | 0 | 0 | 0 | 0 | 0 | 0 | 0 | 0 | 0 | 0 | 0 | 0 | 0 | 0 | 0 | 0 | 0
PG&E KERN | New Sub - Gates - Midway (Proposed) | 230 | Wind, Onshore |  |  | 0 | 0 | 0 | 0 | 0 | 0 | 0 | 0 | 0 | 0 | 0 | 0 | 0 | 0 | 0 | 0 | 0 | 0 | 0 | 0 | 0 | 0 | 0 | 0 | 0 | 0 | 0 | 0
PG&E KERN | New Sub - Gates - Templeton (Proposed) | 230 | Wind, Onshore |  |  | 0 | 0 | 0 | 0 | 0 | 0 | 0 | 0 | 0 | 0 | 0 | 0 | 0 | 0 | 0 | 0 | 0 | 0 | 0 | 0 | 0 | 0 | 0 | 0 | 0 | 0 | 0 | 0
SCE NOL | New Sub - Kramer - Lugo (Proposed) | 230 | Wind, Onshore |  |  | 0 | 0 | 0 | 0 | 0 | 0 | 0 | 0 | 0 | 0 | 0 | 0 | 0 | 0 | 0 | 0 | 0 | 0 | 0 | 0 | 0 | 0 | 0 | 0 | 0 | 0 | 0 | 0
PG&E FRESNO | New Sub - Los Banos - Midway (Proposed) | 500 | Wind, Onshore |  |  | 0 | 0 | 0 | 0 | 0 | 0 | 0 | 0 | 0 | 0 | 0 | 0 | 0 | 0 | 0 | 0 | 0 | 0 | 0 | 0 | 0 | 0 | 0 | 0 | 0 | 0 | 0 | 0
SCE NOL | New Sub - Lugo - Pisgah (Proposed) | 230 | Wind, Onshore |  |  | 0 | 0 | 0 | 0 | 0 | 0 | 0 | 0 | 0 | 0 | 0 | 0 | 0 | 0 | 0 | 0 | 0 | 0 | 0 | 0 | 0 | 0 | 0 | 0 | 0 | 0 | 0 | 0
PG&E KERN | New Sub - Midway - Wheeler Ridge (Proposed) | 230 | Wind, Onshore |  |  | 0 | 0 | 0 | 0 | 0 | 0 | 0 | 0 | 0 | 0 | 0 | 0 | 0 | 0 | 0 | 0 | 0 | 0 | 0 | 0 | 0 | 0 | 0 | 0 | 0 | 0 | 0 | 0
PG&E NGBA | New Sub - Near existing Leavitt (PSREC) | 345 | Wind, Onshore | YES | Northern CA Wind Mapped to NVE area | 1 | 0 | 0 | 0 | 0 | 0 | 0 | 0 | 0 | 0 | 0 | 0 | 0 | 0 | 0 | 0 | 110 | 0 | 110 | 110 | 0 | 110 | 0 | 0 | 0 | 110 | 0 | 110
PG&E NGBA | New Sub - Near existing Madeline (NVE) | 345 | Wind, Onshore | YES | Northern CA Wind Mapped to NVE area | 0 | 0 | 0 | 0 | 0 | 0 | 0 | 0 | 0 | 0 | 0 | 0 | 0 | 0 | 0 | 0 | 0 | 0 | 0 | 0 | 0 | 0 | 0 | 0 | 0 | 0 | 0 | 0
SDGE | New Sub - North Gila - IV (Proposed) | 500 | Wind, Onshore |  |  | 0 | 0 | 0 | 0 | 0 | 0 | 0 | 0 | 0 | 0 | 0 | 0 | 0 | 0 | 0 | 0 | 0 | 0 | 0 | 0 | 0 | 0 | 0 | 0 | 0 | 0 | 0 | 0
PG&E NGBA | New Sub - Pit 1 - Cottonwood (Proposed) | 230 | Wind, Onshore |  |  | 0 | 0 | 0 | 0 | 0 | 0 | 0 | 0 | 0 | 0 | 0 | 0 | 0 | 0 | 0 | 0 | 0 | 0 | 0 | 0 | 0 | 0 | 0 | 0 | 0 | 0 | 0 | 0
PG&E GBA | New Sub - Rancho Seco - Bellota (Proposed) | 230 | Wind, Onshore |  |  | 0 | 0 | 0 | 0 | 0 | 0 | 0 | 0 | 0 | 0 | 0 | 0 | 0 | 0 | 0 | 0 | 0 | 0 | 0 | 0 | 0 | 0 | 0 | 0 | 0 | 0 | 0 | 0
SDGE | New Sub - Suncrest - Ocotillo (Proposed) | 500 | Wind, Onshore |  |  | 1 | 0 | 0 | 0 | 0 | 0 | 0 | 0 | 0 | 0 | 0 | 0 | 0 | 280 | 0 | 280 | 0 | 0 | 0 | 280 | 0 | 280 | 280 | 0 | 280 | 280 | 0 | 280
PG&E FRESNO | New Sub - Westley - Quinto (Proposed) | 230 | Wind, Onshore |  |  | 0 | 0 | 0 | 0 | 0 | 0 | 0 | 0 | 0 | 0 | 0 | 0 | 0 | 0 | 0 | 0 | 0 | 0 | 0 | 0 | 0 | 0 | 0 | 0 | 0 | 0 | 0 | 0
PG&E GBA | Newark | 115 | Wind, Onshore |  |  | 0 | 0 | 0 | 0 | 0 | 0 | 0 | 0 | 0 | 0 | 0 | 0 | 0 | 0 | 0 | 0 | 0 | 0 | 0 | 0 | 0 | 0 | 0 | 0 | 0 | 0 | 0 | 0
PG&E GBA | Newark | 230 | Wind, Onshore |  |  | 0 | 0 | 0 | 0 | 0 | 0 | 0 | 0 | 0 | 0 | 0 | 0 | 0 | 0 | 0 | 0 | 0 | 0 | 0 | 0 | 0 | 0 | 0 | 0 | 0 | 0 | 0 | 0
PG&E GBA | Newark | 60 | Wind, Onshore |  |  | 0 | 0 | 0 | 0 | 0 | 0 | 0 | 0 | 0 | 0 | 0 | 0 | 0 | 0 | 0 | 0 | 0 | 0 | 0 | 0 | 0 | 0 | 0 | 0 | 0 | 0 | 0 | 0
PG&E FRESNO | Newhall | 115 | Wind, Onshore |  |  | 0 | 0 | 0 | 0 | 0 | 0 | 0 | 0 | 0 | 0 | 0 | 0 | 0 | 0 | 0 | 0 | 0 | 0 | 0 | 0 | 0 | 0 | 0 | 0 | 0 | 0 | 0 | 0
PG&E KERN | Norco | 115 | Wind, Onshore |  |  | 0 | 0 | 0 | 0 | 0 | 0 | 0 | 0 | 0 | 0 | 0 | 0 | 0 | 0 | 0 | 0 | 0 | 0 | 0 | 0 | 0 | 0 | 0 | 0 | 0 | 0 | 0 | 0
PG&E GBA | Nortech | 115 | Wind, Onshore |  |  | 0 | 0 | 0 | 0 | 0 | 0 | 0 | 0 | 0 | 0 | 0 | 0 | 0 | 0 | 0 | 0 | 0 | 0 | 0 | 0 | 0 | 0 | 0 | 0 | 0 | 0 | 0 | 0
SDGE | North City Metering | 138 | Wind, Onshore |  |  | 0 | 0 | 0 | 0 | 0 | 0 | 0 | 0 | 0 | 0 | 0 | 0 | 0 | 0 | 0 | 0 | 0 | 0 | 0 | 0 | 0 | 0 | 0 | 0 | 0 | 0 | 0 | 0
PG&E GBA | North Dublin | 230 | Wind, Onshore |  |  | 0 | 0 | 0 | 0 | 0 | 0 | 0 | 0 | 0 | 0 | 0 | 0 | 0 | 0 | 0 | 0 | 0 | 0 | 0 | 0 | 0 | 0 | 0 | 0 | 0 | 0 | 0 | 0
SDGE | North Gila | 500 | Wind, Onshore |  |  | 0 | 0 | 0 | 0 | 0 | 0 | 0 | 0 | 0 | 0 | 0 | 0 | 0 | 0 | 0 | 0 | 0 | 0 | 0 | 0 | 0 | 0 | 0 | 0 | 0 | 0 | 0 | 0
SCE Metro | North of SONGS | 230 | Wind, Onshore |  |  | 0 | 0 | 0 | 0 | 0 | 0 | 0 | 0 | 0 | 0 | 0 | 0 | 0 | 0 | 0 | 0 | 0 | 0 | 0 | 0 | 0 | 0 | 0 | 0 | 0 | 0 | 0 | 0
SCE Metro | North of SONGS | 500 | Wind, Onshore |  |  | 0 | 0 | 0 | 0 | 0 | 0 | 0 | 0 | 0 | 0 | 0 | 0 | 0 | 0 | 0 | 0 | 0 | 0 | 0 | 0 | 0 | 0 | 0 | 0 | 0 | 0 | 0 | 0
PG&E NGBA | Notre Dame | 115 | Wind, Onshore |  |  | 0 | 0 | 0 | 0 | 0 | 0 | 0 | 0 | 0 | 0 | 0 | 0 | 0 | 0 | 0 | 0 | 0 | 0 | 0 | 0 | 0 | 0 | 0 | 0 | 0 | 0 | 0 | 0
PG&E GBA | Oakland C | 115 | Wind, Onshore |  |  | 0 | 0 | 0 | 0 | 0 | 0 | 0 | 0 | 0 | 0 | 0 | 0 | 0 | 0 | 0 | 0 | 0 | 0 | 0 | 0 | 0 | 0 | 0 | 0 | 0 | 0 | 0 | 0
PG&E GBA | Oakland J | 115 | Wind, Onshore |  |  | 0 | 0 | 0 | 0 | 0 | 0 | 0 | 0 | 0 | 0 | 0 | 0 | 0 | 0 | 0 | 0 | 0 | 0 | 0 | 0 | 0 | 0 | 0 | 0 | 0 | 0 | 0 | 0
PG&E GBA | Oakland L | 115 | Wind, Onshore |  |  | 0 | 0 | 0 | 0 | 0 | 0 | 0 | 0 | 0 | 0 | 0 | 0 | 0 | 0 | 0 | 0 | 0 | 0 | 0 | 0 | 0 | 0 | 0 | 0 | 0 | 0 | 0 | 0
PG&E GBA | Oakland X | 115 | Wind, Onshore |  |  | 0 | 0 | 0 | 0 | 0 | 0 | 0 | 0 | 0 | 0 | 0 | 0 | 0 | 0 | 0 | 0 | 0 | 0 | 0 | 0 | 0 | 0 | 0 | 0 | 0 | 0 | 0 | 0
SDGE | Ocean Ranch | 69 | Wind, Onshore |  |  | 0 | 0 | 0 | 0 | 0 | 0 | 0 | 0 | 0 | 0 | 0 | 0 | 0 | 0 | 0 | 0 | 0 | 0 | 0 | 0 | 0 | 0 | 0 | 0 | 0 | 0 | 0 | 0
PG&E KERN | Oceano | 115 | Wind, Onshore |  |  | 0 | 0 | 0 | 0 | 0 | 0 | 0 | 0 | 0 | 0 | 0 | 0 | 0 | 0 | 0 | 0 | 0 | 0 | 0 | 0 | 0 | 0 | 0 | 0 | 0 | 0 | 0 | 0
SDGE | Ocotillo Express | 500 | Wind, Onshore |  |  | 1 | 0 | 0 | 0 | 0 | 0 | 0 | 0 | 0 | 0 | 0 | 0 | 0 | 130 | 0 | 130 | 0 | 0 | 0 | 130 | 0 | 130 | 130 | 0 | 130 | 130 | 0 | 130
PG&E KERN | Old River | 70 | Wind, Onshore |  |  | 0 | 0 | 0 | 0 | 0 | 0 | 0 | 0 | 0 | 0 | 0 | 0 | 0 | 0 | 0 | 0 | 0 | 0 | 0 | 0 | 0 | 0 | 0 | 0 | 0 | 0 | 0 | 0
SDGE | Old Town | 230 | Wind, Onshore |  |  | 0 | 0 | 0 | 0 | 0 | 0 | 0 | 0 | 0 | 0 | 0 | 0 | 0 | 0 | 0 | 0 | 0 | 0 | 0 | 0 | 0 | 0 | 0 | 0 | 0 | 0 | 0 | 0
SCE Metro | Olinda | 230 | Wind, Onshore |  |  | 0 | 0 | 0 | 0 | 0 | 0 | 0 | 0 | 0 | 0 | 0 | 0 | 0 | 0 | 0 | 0 | 0 | 0 | 0 | 0 | 0 | 0 | 0 | 0 | 0 | 0 | 0 | 0
PG&E FRESNO | Olive | 115 | Wind, Onshore |  |  | 0 | 0 | 0 | 0 | 0 | 0 | 0 | 0 | 0 | 0 | 0 | 0 | 0 | 0 | 0 | 0 | 0 | 0 | 0 | 0 | 0 | 0 | 0 | 0 | 0 | 0 | 0 | 0
PG&E NGBA | Olivehurst | 115 | Wind, Onshore |  |  | 0 | 0 | 0 | 0 | 0 | 0 | 0 | 0 | 0 | 0 | 0 | 0 | 0 | 0 | 0 | 0 | 0 | 0 | 0 | 0 | 0 | 0 | 0 | 0 | 0 | 0 | 0 | 0
PG&E NGBA | Oregon Trail | 60 | Wind, Onshore |  |  | 0 | 0 | 0 | 0 | 0 | 0 | 0 | 0 | 0 | 0 | 0 | 0 | 0 | 0 | 0 | 0 | 0 | 0 | 0 | 0 | 0 | 0 | 0 | 0 | 0 | 0 | 0 | 0
SCE Northern | Ormond Beach | 230 | Wind, Onshore |  |  | 0 | 0 | 0 | 0 | 0 | 0 | 0 | 0 | 0 | 0 | 0 | 0 | 0 | 0 | 0 | 0 | 0 | 0 | 0 | 0 | 0 | 0 | 0 | 0 | 0 | 0 | 0 | 0
PG&E FRESNO | Oro Loma | 115 | Wind, Onshore |  |  | 0 | 0 | 0 | 0 | 0 | 0 | 0 | 0 | 0 | 0 | 0 | 0 | 0 | 0 | 0 | 0 | 0 | 0 | 0 | 0 | 0 | 0 | 0 | 0 | 0 | 0 | 0 | 0
PG&E FRESNO | Oro Loma | 70 | Wind, Onshore |  |  | 0 | 0 | 0 | 0 | 0 | 0 | 0 | 0 | 0 | 0 | 0 | 0 | 0 | 0 | 0 | 0 | 0 | 0 | 0 | 0 | 0 | 0 | 0 | 0 | 0 | 0 | 0 | 0
PG&E FRESNO | Orosi | 70 | Wind, Onshore |  |  | 0 | 0 | 0 | 0 | 0 | 0 | 0 | 0 | 0 | 0 | 0 | 0 | 0 | 0 | 0 | 0 | 0 | 0 | 0 | 0 | 0 | 0 | 0 | 0 | 0 | 0 | 0 | 0
SDGE | Otay | 69 | Wind, Onshore |  |  | 0 | 0 | 0 | 0 | 0 | 0 | 0 | 0 | 0 | 0 | 0 | 0 | 0 | 0 | 0 | 0 | 0 | 0 | 0 | 0 | 0 | 0 | 0 | 0 | 0 | 0 | 0 | 0
SDGE | Otay Mesa | 230 | Wind, Onshore |  |  | 0 | 0 | 0 | 0 | 0 | 0 | 0 | 0 | 0 | 0 | 0 | 0 | 0 | 0 | 0 | 0 | 0 | 0 | 0 | 0 | 0 | 0 | 0 | 0 | 0 | 0 | 0 | 0
PG&E FRESNO | Padre Flats SW STA | 230 | Wind, Onshore |  |  | 0 | 0 | 0 | 0 | 0 | 0 | 0 | 0 | 0 | 0 | 0 | 0 | 0 | 0 | 0 | 0 | 0 | 0 | 0 | 0 | 0 | 0 | 0 | 0 | 0 | 0 | 0 | 0
EOP | Pahrump | 138 | Wind, Onshore |  |  | 0 | 0 | 0 | 0 | 0 | 0 | 0 | 0 | 0 | 0 | 0 | 0 | 0 | 0 | 0 | 0 | 0 | 0 | 0 | 0 | 0 | 0 | 0 | 0 | 0 | 0 | 0 | 0
EOP | Pahrump | 230 | Wind, Onshore |  |  | 0 | 0 | 0 | 0 | 0 | 0 | 0 | 0 | 0 | 0 | 0 | 0 | 0 | 0 | 0 | 0 | 0 | 0 | 0 | 0 | 0 | 0 | 0 | 0 | 0 | 0 | 0 | 0
SDGE | Pala | 69 | Wind, Onshore |  |  | 0 | 0 | 0 | 0 | 0 | 0 | 0 | 0 | 0 | 0 | 0 | 0 | 0 | 0 | 0 | 0 | 0 | 0 | 0 | 0 | 0 | 0 | 0 | 0 | 0 | 0 | 0 | 0
PG&E NGBA | Palermo | 115 | Wind, Onshore |  |  | 0 | 0 | 0 | 0 | 0 | 0 | 0 | 0 | 0 | 0 | 0 | 0 | 0 | 0 | 0 | 0 | 0 | 0 | 0 | 0 | 0 | 0 | 0 | 0 | 0 | 0 | 0 | 0
PG&E NGBA | Palermo | 230 | Wind, Onshore |  |  | 0 | 0 | 0 | 0 | 0 | 0 | 0 | 0 | 0 | 0 | 0 | 0 | 0 | 0 | 0 | 0 | 0 | 0 | 0 | 0 | 0 | 0 | 0 | 0 | 0 | 0 | 0 | 0
SCE Eastern | Palo Verde | 500 | Wind, Onshore |  |  | 1 | 0 | 0 | 0 | 0 | 0 | 0 | 0 | 0 | 0 | 0 | 0 | 0 | 0 | 0 | 0 | 3000 | 0 | 3000 | 3000 | 0 | 3000 | 0 | 0 | 0 | 3000 | 0 | 3000
SDGE | Palomar Energy | 230 | Wind, Onshore |  |  | 0 | 0 | 0 | 0 | 0 | 0 | 0 | 0 | 0 | 0 | 0 | 0 | 0 | 0 | 0 | 0 | 0 | 0 | 0 | 0 | 0 | 0 | 0 | 0 | 0 | 0 | 0 | 0
PG&E KERN | Panama | 70 | Wind, Onshore |  |  | 0 | 0 | 0 | 0 | 0 | 0 | 0 | 0 | 0 | 0 | 0 | 0 | 0 | 0 | 0 | 0 | 0 | 0 | 0 | 0 | 0 | 0 | 0 | 0 | 0 | 0 | 0 | 0
PG&E FRESNO | Panoche | 115 | Wind, Onshore |  |  | 0 | 0 | 0 | 0 | 0 | 0 | 0 | 0 | 0 | 0 | 0 | 0 | 0 | 0 | 0 | 0 | 0 | 0 | 0 | 0 | 0 | 0 | 0 | 0 | 0 | 0 | 0 | 0
PG&E FRESNO | Panoche | 230 | Wind, Onshore |  |  | 0 | 0 | 0 | 0 | 0 | 0 | 0 | 0 | 0 | 0 | 0 | 0 | 0 | 0 | 0 | 0 | 0 | 0 | 0 | 0 | 0 | 0 | 0 | 0 | 0 | 0 | 0 | 0
SCE Northern | Pardee | 230 | Wind, Onshore |  |  | 0 | 0 | 0 | 0 | 0 | 0 | 0 | 0 | 0 | 0 | 0 | 0 | 0 | 0 | 0 | 0 | 0 | 0 | 0 | 0 | 0 | 0 | 0 | 0 | 0 | 0 | 0 | 0
PG&E NGBA | Parkway | 230 | Wind, Onshore |  |  | 0 | 0 | 0 | 0 | 0 | 0 | 0 | 0 | 0 | 0 | 0 | 0 | 0 | 0 | 0 | 0 | 0 | 0 | 0 | 0 | 0 | 0 | 0 | 0 | 0 | 0 | 0 | 0
SCE Northern | Pastoria | 230 | Wind, Onshore |  |  | 0 | 0 | 0 | 0 | 0 | 0 | 0 | 0 | 0 | 0 | 0 | 0 | 0 | 0 | 0 | 0 | 0 | 0 | 0 | 0 | 0 | 0 | 0 | 0 | 0 | 0 | 0 | 0
SCE Metro | Pauda | 230 | Wind, Onshore |  |  | 0 | 0 | 0 | 0 | 0 | 0 | 0 | 0 | 0 | 0 | 0 | 0 | 0 | 0 | 0 | 0 | 0 | 0 | 0 | 0 | 0 | 0 | 0 | 0 | 0 | 0 | 0 | 0
PG&E GBA | Paul Sweet | 115 | Wind, Onshore |  |  | 0 | 0 | 0 | 0 | 0 | 0 | 0 | 0 | 0 | 0 | 0 | 0 | 0 | 0 | 0 | 0 | 0 | 0 | 0 | 0 | 0 | 0 | 0 | 0 | 0 | 0 | 0 | 0
PG&E NGBA | Peabody | 230 | Wind, Onshore |  |  | 0 | 0 | 0 | 0 | 0 | 0 | 0 | 0 | 0 | 0 | 0 | 0 | 0 | 0 | 0 | 0 | 0 | 0 | 0 | 0 | 0 | 0 | 0 | 0 | 0 | 0 | 0 | 0
PG&E NGBA | Pease | 115 | Wind, Onshore |  |  | 0 | 0 | 0 | 0 | 0 | 0 | 0 | 0 | 0 | 0 | 0 | 0 | 0 | 0 | 0 | 0 | 0 | 0 | 0 | 0 | 0 | 0 | 0 | 0 | 0 | 0 | 0 | 0
PG&E NGBA | Pease | 60 | Wind, Onshore |  |  | 0 | 0 | 0 | 0 | 0 | 0 | 0 | 0 | 0 | 0 | 0 | 0 | 0 | 0 | 0 | 0 | 0 | 0 | 0 | 0 | 0 | 0 | 0 | 0 | 0 | 0 | 0 | 0
SDGE | Penasquitos | 138 | Wind, Onshore |  |  | 0 | 0 | 0 | 0 | 0 | 0 | 0 | 0 | 0 | 0 | 0 | 0 | 0 | 0 | 0 | 0 | 0 | 0 | 0 | 0 | 0 | 0 | 0 | 0 | 0 | 0 | 0 | 0
SDGE | Penasquitos | 230 | Wind, Onshore |  |  | 0 | 0 | 0 | 0 | 0 | 0 | 0 | 0 | 0 | 0 | 0 | 0 | 0 | 0 | 0 | 0 | 0 | 0 | 0 | 0 | 0 | 0 | 0 | 0 | 0 | 0 | 0 | 0
SDGE | Penasquitos | 69 | Wind, Onshore |  |  | 0 | 0 | 0 | 0 | 0 | 0 | 0 | 0 | 0 | 0 | 0 | 0 | 0 | 0 | 0 | 0 | 0 | 0 | 0 | 0 | 0 | 0 | 0 | 0 | 0 | 0 | 0 | 0
SDGE | Pendleton | 69 | Wind, Onshore |  |  | 0 | 0 | 0 | 0 | 0 | 0 | 0 | 0 | 0 | 0 | 0 | 0 | 0 | 0 | 0 | 0 | 0 | 0 | 0 | 0 | 0 | 0 | 0 | 0 | 0 | 0 | 0 | 0
PG&E NGBA | Penngrove | 115 | Wind, Onshore |  |  | 0 | 0 | 0 | 0 | 0 | 0 | 0 | 0 | 0 | 0 | 0 | 0 | 0 | 0 | 0 | 0 | 0 | 0 | 0 | 0 | 0 | 0 | 0 | 0 | 0 | 0 | 0 | 0
PG&E GBA | Peoria | 115 | Wind, Onshore |  |  | 0 | 0 | 0 | 0 | 0 | 0 | 0 | 0 | 0 | 0 | 0 | 0 | 0 | 0 | 0 | 0 | 0 | 0 | 0 | 0 | 0 | 0 | 0 | 0 | 0 | 0 | 0 | 0
PG&E GBA | Piercy | 115 | Wind, Onshore |  |  | 0 | 0 | 0 | 0 | 0 | 0 | 0 | 0 | 0 | 0 | 0 | 0 | 0 | 0 | 0 | 0 | 0 | 0 | 0 | 0 | 0 | 0 | 0 | 0 | 0 | 0 | 0 | 0
PG&E FRESNO | Pine Flat | 230 | Wind, Onshore |  |  | 0 | 0 | 0 | 0 | 0 | 0 | 0 | 0 | 0 | 0 | 0 | 0 | 0 | 0 | 0 | 0 | 0 | 0 | 0 | 0 | 0 | 0 | 0 | 0 | 0 | 0 | 0 | 0
SCE NOL | Pisgah | 230 | Wind, Onshore |  |  | 0 | 0 | 0 | 0 | 0 | 0 | 0 | 0 | 0 | 0 | 0 | 0 | 0 | 0 | 0 | 0 | 0 | 0 | 0 | 0 | 0 | 0 | 0 | 0 | 0 | 0 | 0 | 0
PG&E NGBA | Pit 1 | 230 | Wind, Onshore |  |  | 0 | 0 | 0 | 0 | 0 | 0 | 0 | 0 | 0 | 0 | 0 | 0 | 0 | 0 | 0 | 0 | 0 | 0 | 0 | 0 | 0 | 0 | 0 | 0 | 0 | 0 | 0 | 0
PG&E NGBA | Pit 1 | 60 | Wind, Onshore |  |  | 0 | 0 | 0 | 0 | 0 | 0 | 0 | 0 | 0 | 0 | 0 | 0 | 0 | 0 | 0 | 0 | 0 | 0 | 0 | 0 | 0 | 0 | 0 | 0 | 0 | 0 | 0 | 0
PG&E NGBA | Pit 3 | 230 | Wind, Onshore |  |  | 0 | 0 | 0 | 0 | 0 | 0 | 0 | 0 | 0 | 0 | 0 | 0 | 0 | 0 | 0 | 0 | 0 | 0 | 0 | 0 | 0 | 0 | 0 | 0 | 0 | 0 | 0 | 0
PG&E NGBA | Pit 4 | 230 | Wind, Onshore |  |  | 0 | 0 | 0 | 0 | 0 | 0 | 0 | 0 | 0 | 0 | 0 | 0 | 0 | 0 | 0 | 0 | 0 | 0 | 0 | 0 | 0 | 0 | 0 | 0 | 0 | 0 | 0 | 0
PG&E GBA | Pittsburg | 115 | Wind, Onshore |  |  | 0 | 0 | 0 | 0 | 0 | 0 | 0 | 0 | 0 | 0 | 0 | 0 | 0 | 0 | 0 | 0 | 0 | 0 | 0 | 0 | 0 | 0 | 0 | 0 | 0 | 0 | 0 | 0
PG&E GBA | Pittsburg | 230 | Wind, Onshore |  |  | 0 | 0 | 0 | 0 | 0 | 0 | 0 | 0 | 0 | 0 | 0 | 0 | 0 | 0 | 0 | 0 | 0 | 0 | 0 | 0 | 0 | 0 | 0 | 0 | 0 | 0 | 0 | 0
PG&E NGBA | Pleasant Grove | 115 | Wind, Onshore |  |  | 0 | 0 | 0 | 0 | 0 | 0 | 0 | 0 | 0 | 0 | 0 | 0 | 0 | 0 | 0 | 0 | 0 | 0 | 0 | 0 | 0 | 0 | 0 | 0 | 0 | 0 | 0 | 0
PG&E NGBA | POE | 230 | Wind, Onshore |  |  | 0 | 0 | 0 | 0 | 0 | 0 | 0 | 0 | 0 | 0 | 0 | 0 | 0 | 0 | 0 | 0 | 0 | 0 | 0 | 0 | 0 | 0 | 0 | 0 | 0 | 0 | 0 | 0
SDGE | Point Loma | 69 | Wind, Onshore |  |  | 0 | 0 | 0 | 0 | 0 | 0 | 0 | 0 | 0 | 0 | 0 | 0 | 0 | 0 | 0 | 0 | 0 | 0 | 0 | 0 | 0 | 0 | 0 | 0 | 0 | 0 | 0 | 0
SDGE | Pomerado | 69 | Wind, Onshore |  |  | 0 | 0 | 0 | 0 | 0 | 0 | 0 | 0 | 0 | 0 | 0 | 0 | 0 | 0 | 0 | 0 | 0 | 0 | 0 | 0 | 0 | 0 | 0 | 0 | 0 | 0 | 0 | 0
PG&E KERN | Poso Mountain | 115 | Wind, Onshore |  |  | 0 | 0 | 0 | 0 | 0 | 0 | 0 | 0 | 0 | 0 | 0 | 0 | 0 | 0 | 0 | 0 | 0 | 0 | 0 | 0 | 0 | 0 | 0 | 0 | 0 | 0 | 0 | 0
EOP | Primm | 230 | Wind, Onshore |  |  | 0 | 0 | 0 | 0 | 0 | 0 | 0 | 0 | 0 | 0 | 0 | 0 | 0 | 0 | 0 | 0 | 0 | 0 | 0 | 0 | 0 | 0 | 0 | 0 | 0 | 0 | 0 | 0
PG&E NGBA | Putah Creek | 115 | Wind, Onshore |  |  | 0 | 0 | 0 | 0 | 0 | 0 | 0 | 0 | 0 | 0 | 0 | 0 | 0 | 0 | 0 | 0 | 0 | 0 | 0 | 0 | 0 | 0 | 0 | 0 | 0 | 0 | 0 | 0
SDGE | Q1806 | 138 | Wind, Onshore |  |  | 0 | 0 | 0 | 0 | 0 | 0 | 0 | 0 | 0 | 0 | 0 | 0 | 0 | 0 | 0 | 0 | 0 | 0 | 0 | 0 | 0 | 0 | 0 | 0 | 0 | 0 | 0 | 0
PG&E FRESNO | Quinto | 230 | Wind, Onshore |  |  | 0 | 0 | 0 | 0 | 0 | 0 | 0 | 0 | 0 | 0 | 0 | 0 | 0 | 0 | 0 | 0 | 0 | 0 | 0 | 0 | 0 | 0 | 0 | 0 | 0 | 0 | 0 | 0
PG&E GBA | Race Track | 115 | Wind, Onshore |  |  | 1 | 0 | 0 | 0 | 0 | 0 | 0 | 0 | 0 | 0 | 0 | 0 | 0 | 20 | 0 | 20 | 0 | 0 | 0 | 20 | 0 | 20 | 20 | 0 | 20 | 20 | 0 | 20
SDGE | Rancho Mission Viejo | 138 | Wind, Onshore |  |  | 0 | 0 | 0 | 0 | 0 | 0 | 0 | 0 | 0 | 0 | 0 | 0 | 0 | 0 | 0 | 0 | 0 | 0 | 0 | 0 | 0 | 0 | 0 | 0 | 0 | 0 | 0 | 0
PG&E GBA | Rancho Seco | 230 | Wind, Onshore |  |  | 0 | 0 | 0 | 0 | 0 | 0 | 0 | 0 | 0 | 0 | 0 | 0 | 0 | 0 | 0 | 0 | 0 | 0 | 0 | 0 | 0 | 0 | 0 | 0 | 0 | 0 | 0 | 0
SCE Metro | Rancho Vista | 230 | Wind, Onshore |  |  | 0 | 0 | 0 | 0 | 0 | 0 | 0 | 0 | 0 | 0 | 0 | 0 | 0 | 0 | 0 | 0 | 0 | 0 | 0 | 0 | 0 | 0 | 0 | 0 | 0 | 0 | 0 | 0
SCE Metro | Rancho Vista | 500 | Wind, Onshore |  |  | 0 | 0 | 0 | 0 | 0 | 0 | 0 | 0 | 0 | 0 | 0 | 0 | 0 | 0 | 0 | 0 | 0 | 0 | 0 | 0 | 0 | 0 | 0 | 0 | 0 | 0 | 0 | 0
SCE NOL | Ransburg | 115 | Wind, Onshore |  |  | 0 | 0 | 0 | 0 | 0 | 0 | 0 | 0 | 0 | 0 | 0 | 0 | 0 | 0 | 0 | 0 | 0 | 0 | 0 | 0 | 0 | 0 | 0 | 0 | 0 | 0 | 0 | 0
PG&E GBA | Ravenswood | 115 | Wind, Onshore |  |  | 0 | 0 | 0 | 0 | 0 | 0 | 0 | 0 | 0 | 0 | 0 | 0 | 0 | 0 | 0 | 0 | 0 | 0 | 0 | 0 | 0 | 0 | 0 | 0 | 0 | 0 | 0 | 0
PG&E GBA | Ravenswood | 230 | Wind, Onshore |  |  | 0 | 0 | 0 | 0 | 0 | 0 | 0 | 0 | 0 | 0 | 0 | 0 | 0 | 0 | 0 | 0 | 0 | 0 | 0 | 0 | 0 | 0 | 0 | 0 | 0 | 0 | 0 | 0
SCE Northern | Rector | 230 | Wind, Onshore |  |  | 0 | 0 | 0 | 0 | 0 | 0 | 0 | 0 | 0 | 0 | 0 | 0 | 0 | 0 | 0 | 0 | 0 | 0 | 0 | 0 | 0 | 0 | 0 | 0 | 0 | 0 | 0 | 0
SCE Eastern | Red Bluff | 230 | Wind, Onshore |  |  | 0 | 0 | 0 | 0 | 0 | 0 | 0 | 0 | 0 | 0 | 0 | 0 | 0 | 0 | 0 | 0 | 0 | 0 | 0 | 0 | 0 | 0 | 0 | 0 | 0 | 0 | 0 | 0
SCE Eastern | Red Bluff | 500 | Wind, Onshore |  |  | 0 | 0 | 0 | 0 | 0 | 0 | 0 | 0 | 0 | 0 | 0 | 0 | 0 | 0 | 0 | 0 | 0 | 0 | 0 | 0 | 0 | 0 | 0 | 0 | 0 | 0 | 0 | 0
PG&E NGBA | Redbud | 115 | Wind, Onshore |  |  | 0 | 0 | 0 | 0 | 0 | 0 | 0 | 0 | 0 | 0 | 0 | 0 | 0 | 0 | 0 | 0 | 0 | 0 | 0 | 0 | 0 | 0 | 0 | 0 | 0 | 0 | 0 | 0
SCE Metro | Redondo | 230 | Wind, Onshore |  |  | 0 | 0 | 0 | 0 | 0 | 0 | 0 | 0 | 0 | 0 | 0 | 0 | 0 | 0 | 0 | 0 | 0 | 0 | 0 | 0 | 0 | 0 | 0 | 0 | 0 | 0 | 0 | 0
PG&E FRESNO | Reedley | 115 | Wind, Onshore |  |  | 0 | 0 | 0 | 0 | 0 | 0 | 0 | 0 | 0 | 0 | 0 | 0 | 0 | 0 | 0 | 0 | 0 | 0 | 0 | 0 | 0 | 0 | 0 | 0 | 0 | 0 | 0 | 0
PG&E KERN | Renfro | 115 | Wind, Onshore |  |  | 0 | 0 | 0 | 0 | 0 | 0 | 0 | 0 | 0 | 0 | 0 | 0 | 0 | 0 | 0 | 0 | 0 | 0 | 0 | 0 | 0 | 0 | 0 | 0 | 0 | 0 | 0 | 0
PG&E GBA | Richmond R | 115 | Wind, Onshore |  |  | 0 | 0 | 0 | 0 | 0 | 0 | 0 | 0 | 0 | 0 | 0 | 0 | 0 | 0 | 0 | 0 | 0 | 0 | 0 | 0 | 0 | 0 | 0 | 0 | 0 | 0 | 0 | 0
PG&E NGBA | Rincon | 115 | Wind, Onshore |  |  | 0 | 0 | 0 | 0 | 0 | 0 | 0 | 0 | 0 | 0 | 0 | 0 | 0 | 0 | 0 | 0 | 0 | 0 | 0 | 0 | 0 | 0 | 0 | 0 | 0 | 0 | 0 | 0
PG&E KERN | Rio Bravo | 115 | Wind, Onshore |  |  | 0 | 0 | 0 | 0 | 0 | 0 | 0 | 0 | 0 | 0 | 0 | 0 | 0 | 0 | 0 | 0 | 0 | 0 | 0 | 0 | 0 | 0 | 0 | 0 | 0 | 0 | 0 | 0
SCE Metro | Rio Hondo | 230 | Wind, Onshore |  |  | 0 | 0 | 0 | 0 | 0 | 0 | 0 | 0 | 0 | 0 | 0 | 0 | 0 | 0 | 0 | 0 | 0 | 0 | 0 | 0 | 0 | 0 | 0 | 0 | 0 | 0 | 0 | 0
PG&E NGBA | Rio Oso | 115 | Wind, Onshore |  |  | 0 | 0 | 0 | 0 | 0 | 0 | 0 | 0 | 0 | 0 | 0 | 0 | 0 | 0 | 0 | 0 | 0 | 0 | 0 | 0 | 0 | 0 | 0 | 0 | 0 | 0 | 0 | 0
PG&E NGBA | Rio Oso | 230 | Wind, Onshore |  |  | 0 | 0 | 0 | 0 | 0 | 0 | 0 | 0 | 0 | 0 | 0 | 0 | 0 | 0 | 0 | 0 | 0 | 0 | 0 | 0 | 0 | 0 | 0 | 0 | 0 | 0 | 0 | 0
PG&E GBA | Ripon | 115 | Wind, Onshore |  |  | 0 | 0 | 0 | 0 | 0 | 0 | 0 | 0 | 0 | 0 | 0 | 0 | 0 | 0 | 0 | 0 | 0 | 0 | 0 | 0 | 0 | 0 | 0 | 0 | 0 | 0 | 0 | 0
PG&E GBA | Riverbank | 115 | Wind, Onshore |  |  | 0 | 0 | 0 | 0 | 0 | 0 | 0 | 0 | 0 | 0 | 0 | 0 | 0 | 0 | 0 | 0 | 0 | 0 | 0 | 0 | 0 | 0 | 0 | 0 | 0 | 0 | 0 | 0
SCE NOL | Roadway | 115 | Wind, Onshore |  |  | 0 | 0 | 0 | 0 | 0 | 0 | 0 | 0 | 0 | 0 | 0 | 0 | 0 | 0 | 0 | 0 | 0 | 0 | 0 | 0 | 0 | 0 | 0 | 0 | 0 | 0 | 0 | 0
PG&E NGBA | Rock Creek 1 | 230 | Wind, Onshore |  |  | 0 | 0 | 0 | 0 | 0 | 0 | 0 | 0 | 0 | 0 | 0 | 0 | 0 | 0 | 0 | 0 | 0 | 0 | 0 | 0 | 0 | 0 | 0 | 0 | 0 | 0 | 0 | 0
SCE Northern | Rosamond | 66 | Wind, Onshore |  |  | 0 | 0 | 0 | 0 | 0 | 0 | 0 | 0 | 0 | 0 | 0 | 0 | 0 | 0 | 0 | 0 | 0 | 0 | 0 | 0 | 0 | 0 | 0 | 0 | 0 | 0 | 0 | 0
PG&E GBA | Rossmoor | 230 | Wind, Onshore |  |  | 0 | 0 | 0 | 0 | 0 | 0 | 0 | 0 | 0 | 0 | 0 | 0 | 0 | 0 | 0 | 0 | 0 | 0 | 0 | 0 | 0 | 0 | 0 | 0 | 0 | 0 | 0 | 0
PG&E NGBA | Round Mountain | 230 | Wind, Onshore |  |  | 1 | 0 | 0 | 0 | 0 | 0 | 0 | 0 | 0 | 0 | 0 | 0 | 0 | 0 | 0 | 0 | 150 | 0 | 150 | 150 | 0 | 150 | 0 | 0 | 0 | 150 | 0 | 150
PG&E NGBA | Round Mountain | 500 | Wind, Onshore |  |  | 0 | 0 | 0 | 0 | 0 | 0 | 0 | 0 | 0 | 0 | 0 | 0 | 0 | 0 | 0 | 0 | 0 | 0 | 0 | 0 | 0 | 0 | 0 | 0 | 0 | 0 | 0 | 0
PG&E GBA | Salado | 115 | Wind, Onshore |  |  | 0 | 0 | 0 | 0 | 0 | 0 | 0 | 0 | 0 | 0 | 0 | 0 | 0 | 0 | 0 | 0 | 0 | 0 | 0 | 0 | 0 | 0 | 0 | 0 | 0 | 0 | 0 | 0
PG&E GBA | Salado | 60 | Wind, Onshore |  |  | 0 | 0 | 0 | 0 | 0 | 0 | 0 | 0 | 0 | 0 | 0 | 0 | 0 | 0 | 0 | 0 | 0 | 0 | 0 | 0 | 0 | 0 | 0 | 0 | 0 | 0 | 0 | 0
PG&E GBA | Salinas | 115 | Wind, Onshore |  |  | 1 | 0 | 0 | 0 | 0 | 0 | 0 | 0 | 0 | 0 | 0 | 0 | 0 | 60 | 0 | 60 | 0 | 0 | 0 | 60 | 0 | 60 | 60 | 0 | 60 | 60 | 0 | 60
SDGE | Salt Creek | 69 | Wind, Onshore |  |  | 0 | 0 | 0 | 0 | 0 | 0 | 0 | 0 | 0 | 0 | 0 | 0 | 0 | 0 | 0 | 0 | 0 | 0 | 0 | 0 | 0 | 0 | 0 | 0 | 0 | 0 | 0 | 0
SCE Eastern | San Bernardino | 230 | Wind, Onshore |  |  | 0 | 0 | 0 | 0 | 0 | 0 | 0 | 0 | 0 | 0 | 0 | 0 | 0 | 0 | 0 | 0 | 0 | 0 | 0 | 0 | 0 | 0 | 0 | 0 | 0 | 0 | 0 | 0
PG&E GBA | SAN FRAN A (POTRERO PP) | 115 | Wind, Onshore |  |  | 0 | 0 | 0 | 0 | 0 | 0 | 0 | 0 | 0 | 0 | 0 | 0 | 0 | 0 | 0 | 0 | 0 | 0 | 0 | 0 | 0 | 0 | 0 | 0 | 0 | 0 | 0 | 0
PG&E GBA | SAN FRAN A (POTRERO PP) | 230 | Wind, Onshore |  |  | 0 | 0 | 0 | 0 | 0 | 0 | 0 | 0 | 0 | 0 | 0 | 0 | 0 | 0 | 0 | 0 | 0 | 0 | 0 | 0 | 0 | 0 | 0 | 0 | 0 | 0 | 0 | 0
PG&E GBA | San Jose A | 115 | Wind, Onshore |  |  | 0 | 0 | 0 | 0 | 0 | 0 | 0 | 0 | 0 | 0 | 0 | 0 | 0 | 0 | 0 | 0 | 0 | 0 | 0 | 0 | 0 | 0 | 0 | 0 | 0 | 0 | 0 | 0
PG&E GBA | San Jose B | 115 | Wind, Onshore |  |  | 0 | 0 | 0 | 0 | 0 | 0 | 0 | 0 | 0 | 0 | 0 | 0 | 0 | 0 | 0 | 0 | 0 | 0 | 0 | 0 | 0 | 0 | 0 | 0 | 0 | 0 | 0 | 0
PG&E GBA | San Leandro U | 115 | Wind, Onshore |  |  | 0 | 0 | 0 | 0 | 0 | 0 | 0 | 0 | 0 | 0 | 0 | 0 | 0 | 0 | 0 | 0 | 0 | 0 | 0 | 0 | 0 | 0 | 0 | 0 | 0 | 0 | 0 | 0
PG&E KERN | San Luis Obispo | 115 | Wind, Onshore |  |  | 0 | 0 | 0 | 0 | 0 | 0 | 0 | 0 | 0 | 0 | 0 | 0 | 0 | 0 | 0 | 0 | 0 | 0 | 0 | 0 | 0 | 0 | 0 | 0 | 0 | 0 | 0 | 0
PG&E KERN | San Luis Obispo | 70 | Wind, Onshore |  |  | 0 | 0 | 0 | 0 | 0 | 0 | 0 | 0 | 0 | 0 | 0 | 0 | 0 | 0 | 0 | 0 | 0 | 0 | 0 | 0 | 0 | 0 | 0 | 0 | 0 | 0 | 0 | 0
SDGE | San Luis Rey | 230 | Wind, Onshore |  |  | 0 | 0 | 0 | 0 | 0 | 0 | 0 | 0 | 0 | 0 | 0 | 0 | 0 | 0 | 0 | 0 | 0 | 0 | 0 | 0 | 0 | 0 | 0 | 0 | 0 | 0 | 0 | 0
SDGE | San Luis Rey | 69 | Wind, Onshore |  |  | 0 | 0 | 0 | 0 | 0 | 0 | 0 | 0 | 0 | 0 | 0 | 0 | 0 | 0 | 0 | 0 | 0 | 0 | 0 | 0 | 0 | 0 | 0 | 0 | 0 | 0 | 0 | 0
SDGE | San Marcos | 69 | Wind, Onshore |  |  | 0 | 0 | 0 | 0 | 0 | 0 | 0 | 0 | 0 | 0 | 0 | 0 | 0 | 0 | 0 | 0 | 0 | 0 | 0 | 0 | 0 | 0 | 0 | 0 | 0 | 0 | 0 | 0
SCE Metro | San Onofre | 230 | Wind, Onshore |  |  | 0 | 0 | 0 | 0 | 0 | 0 | 0 | 0 | 0 | 0 | 0 | 0 | 0 | 0 | 0 | 0 | 0 | 0 | 0 | 0 | 0 | 0 | 0 | 0 | 0 | 0 | 0 | 0
PG&E GBA | San Pablo | 115 | Wind, Onshore |  |  | 0 | 0 | 0 | 0 | 0 | 0 | 0 | 0 | 0 | 0 | 0 | 0 | 0 | 0 | 0 | 0 | 0 | 0 | 0 | 0 | 0 | 0 | 0 | 0 | 0 | 0 | 0 | 0
PG&E GBA | San Ramon | 230 | Wind, Onshore |  |  | 0 | 0 | 0 | 0 | 0 | 0 | 0 | 0 | 0 | 0 | 0 | 0 | 0 | 0 | 0 | 0 | 0 | 0 | 0 | 0 | 0 | 0 | 0 | 0 | 0 | 0 | 0 | 0
SDGE | San Ysidro | 69 | Wind, Onshore |  |  | 0 | 0 | 0 | 0 | 0 | 0 | 0 | 0 | 0 | 0 | 0 | 0 | 0 | 0 | 0 | 0 | 0 | 0 | 0 | 0 | 0 | 0 | 0 | 0 | 0 | 0 | 0 | 0
SCE NOL | Sandlot | 230 | Wind, Onshore |  |  | 0 | 0 | 0 | 0 | 0 | 0 | 0 | 0 | 0 | 0 | 0 | 0 | 0 | 0 | 0 | 0 | 0 | 0 | 0 | 0 | 0 | 0 | 0 | 0 | 0 | 0 | 0 | 0
EOP | Sandy | 138 | Wind, Onshore |  |  | 0 | 0 | 0 | 0 | 0 | 0 | 0 | 0 | 0 | 0 | 0 | 0 | 0 | 0 | 0 | 0 | 0 | 0 | 0 | 0 | 0 | 0 | 0 | 0 | 0 | 0 | 0 | 0
PG&E FRESNO | Sanger | 115 | Wind, Onshore |  |  | 0 | 0 | 0 | 0 | 0 | 0 | 0 | 0 | 0 | 0 | 0 | 0 | 0 | 0 | 0 | 0 | 0 | 0 | 0 | 0 | 0 | 0 | 0 | 0 | 0 | 0 | 0 | 0
SCE Northern | Santa Clara | 230 | Wind, Onshore |  |  | 0 | 0 | 0 | 0 | 0 | 0 | 0 | 0 | 0 | 0 | 0 | 0 | 0 | 0 | 0 | 0 | 0 | 0 | 0 | 0 | 0 | 0 | 0 | 0 | 0 | 0 | 0 | 0
PG&E NGBA | Santa Rosa A | 115 | Wind, Onshore |  |  | 0 | 0 | 0 | 0 | 0 | 0 | 0 | 0 | 0 | 0 | 0 | 0 | 0 | 0 | 0 | 0 | 0 | 0 | 0 | 0 | 0 | 0 | 0 | 0 | 0 | 0 | 0 | 0
PG&E GBA | Santa Teresa | 115 | Wind, Onshore |  |  | 0 | 0 | 0 | 0 | 0 | 0 | 0 | 0 | 0 | 0 | 0 | 0 | 0 | 0 | 0 | 0 | 0 | 0 | 0 | 0 | 0 | 0 | 0 | 0 | 0 | 0 | 0 | 0
SDGE | Santee | 138 | Wind, Onshore |  |  | 0 | 0 | 0 | 0 | 0 | 0 | 0 | 0 | 0 | 0 | 0 | 0 | 0 | 0 | 0 | 0 | 0 | 0 | 0 | 0 | 0 | 0 | 0 | 0 | 0 | 0 | 0 | 0
SCE Metro | Santiago | 230 | Wind, Onshore |  |  | 0 | 0 | 0 | 0 | 0 | 0 | 0 | 0 | 0 | 0 | 0 | 0 | 0 | 0 | 0 | 0 | 0 | 0 | 0 | 0 | 0 | 0 | 0 | 0 | 0 | 0 | 0 | 0
PG&E GBA | Saratoga | 230 | Wind, Onshore |  |  | 0 | 0 | 0 | 0 | 0 | 0 | 0 | 0 | 0 | 0 | 0 | 0 | 0 | 0 | 0 | 0 | 0 | 0 | 0 | 0 | 0 | 0 | 0 | 0 | 0 | 0 | 0 | 0
SCE Northern | Saugus | 230 | Wind, Onshore |  |  | 0 | 0 | 0 | 0 | 0 | 0 | 0 | 0 | 0 | 0 | 0 | 0 | 0 | 0 | 0 | 0 | 0 | 0 | 0 | 0 | 0 | 0 | 0 | 0 | 0 | 0 | 0 | 0
PG&E FRESNO | Schindler | 115 | Wind, Onshore |  |  | 0 | 0 | 0 | 0 | 0 | 0 | 0 | 0 | 0 | 0 | 0 | 0 | 0 | 0 | 0 | 0 | 0 | 0 | 0 | 0 | 0 | 0 | 0 | 0 | 0 | 0 | 0 | 0
PG&E FRESNO | Schindler | 70 | Wind, Onshore |  |  | 0 | 0 | 0 | 0 | 0 | 0 | 0 | 0 | 0 | 0 | 0 | 0 | 0 | 0 | 0 | 0 | 0 | 0 | 0 | 0 | 0 | 0 | 0 | 0 | 0 | 0 | 0 | 0
PG&E GBA | Schulte | 115 | Wind, Onshore |  |  | 0 | 0 | 0 | 0 | 0 | 0 | 0 | 0 | 0 | 0 | 0 | 0 | 0 | 0 | 0 | 0 | 0 | 0 | 0 | 0 | 0 | 0 | 0 | 0 | 0 | 0 | 0 | 0
SDGE | Scripps | 69 | Wind, Onshore |  |  | 0 | 0 | 0 | 0 | 0 | 0 | 0 | 0 | 0 | 0 | 0 | 0 | 0 | 0 | 0 | 0 | 0 | 0 | 0 | 0 | 0 | 0 | 0 | 0 | 0 | 0 | 0 | 0
PG&E KERN | Semitropic | 115 | Wind, Onshore |  |  | 0 | 0 | 0 | 0 | 0 | 0 | 0 | 0 | 0 | 0 | 0 | 0 | 0 | 0 | 0 | 0 | 0 | 0 | 0 | 0 | 0 | 0 | 0 | 0 | 0 | 0 | 0 | 0
SCE Metro | Serrano | 230 | Wind, Onshore |  |  | 0 | 0 | 0 | 0 | 0 | 0 | 0 | 0 | 0 | 0 | 0 | 0 | 0 | 0 | 0 | 0 | 0 | 0 | 0 | 0 | 0 | 0 | 0 | 0 | 0 | 0 | 0 | 0
SCE Metro | Serrano | 500 | Wind, Onshore |  |  | 0 | 0 | 0 | 0 | 0 | 0 | 0 | 0 | 0 | 0 | 0 | 0 | 0 | 0 | 0 | 0 | 0 | 0 | 0 | 0 | 0 | 0 | 0 | 0 | 0 | 0 | 0 | 0
SDGE | Shadowridge | 138 | Wind, Onshore |  |  | 0 | 0 | 0 | 0 | 0 | 0 | 0 | 0 | 0 | 0 | 0 | 0 | 0 | 0 | 0 | 0 | 0 | 0 | 0 | 0 | 0 | 0 | 0 | 0 | 0 | 0 | 0 | 0
PG&E KERN | Shafter | 115 | Wind, Onshore |  |  | 0 | 0 | 0 | 0 | 0 | 0 | 0 | 0 | 0 | 0 | 0 | 0 | 0 | 0 | 0 | 0 | 0 | 0 | 0 | 0 | 0 | 0 | 0 | 0 | 0 | 0 | 0 | 0
PG&E NGBA | Silverado | 115 | Wind, Onshore |  |  | 0 | 0 | 0 | 0 | 0 | 0 | 0 | 0 | 0 | 0 | 0 | 0 | 0 | 0 | 0 | 0 | 0 | 0 | 0 | 0 | 0 | 0 | 0 | 0 | 0 | 0 | 0 | 0
SDGE | Silvergate | 230 | Wind, Onshore |  |  | 0 | 0 | 0 | 0 | 0 | 0 | 0 | 0 | 0 | 0 | 0 | 0 | 0 | 0 | 0 | 0 | 0 | 0 | 0 | 0 | 0 | 0 | 0 | 0 | 0 | 0 | 0 | 0
SDGE | Silvergate | 69 | Wind, Onshore |  |  | 0 | 0 | 0 | 0 | 0 | 0 | 0 | 0 | 0 | 0 | 0 | 0 | 0 | 0 | 0 | 0 | 0 | 0 | 0 | 0 | 0 | 0 | 0 | 0 | 0 | 0 | 0 | 0
PG&E KERN | Sisquoc | 115 | Wind, Onshore |  |  | 0 | 0 | 0 | 0 | 0 | 0 | 0 | 0 | 0 | 0 | 0 | 0 | 0 | 0 | 0 | 0 | 0 | 0 | 0 | 0 | 0 | 0 | 0 | 0 | 0 | 0 | 0 | 0
EOP | Sloan Canyon | 230 | Wind, Onshore |  |  | 1 | 0 | 0 | 0 | 0 | 0 | 0 | 0 | 0 | 0 | 0 | 0 | 0 | 321 | 0 | 321 | 0 | 0 | 0 | 321 | 0 | 321 | 321 | 0 | 321 | 321 | 0 | 321
EOP | Sloan Canyon | 500 | Wind, Onshore |  |  | 0 | 0 | 0 | 0 | 0 | 0 | 0 | 0 | 0 | 0 | 0 | 0 | 0 | 0 | 0 | 0 | 0 | 0 | 0 | 0 | 0 | 0 | 0 | 0 | 0 | 0 | 0 | 0
PG&E KERN | Smyrna | 115 | Wind, Onshore |  |  | 0 | 0 | 0 | 0 | 0 | 0 | 0 | 0 | 0 | 0 | 0 | 0 | 0 | 0 | 0 | 0 | 0 | 0 | 0 | 0 | 0 | 0 | 0 | 0 | 0 | 0 | 0 | 0
PG&E GBA | Sobrante | 115 | Wind, Onshore |  |  | 0 | 0 | 0 | 0 | 0 | 0 | 0 | 0 | 0 | 0 | 0 | 0 | 0 | 0 | 0 | 0 | 0 | 0 | 0 | 0 | 0 | 0 | 0 | 0 | 0 | 0 | 0 | 0
PG&E GBA | Sobrante | 230 | Wind, Onshore |  |  | 0 | 0 | 0 | 0 | 0 | 0 | 0 | 0 | 0 | 0 | 0 | 0 | 0 | 0 | 0 | 0 | 0 | 0 | 0 | 0 | 0 | 0 | 0 | 0 | 0 | 0 | 0 | 0
PG&E KERN | Solar | 230 | Wind, Onshore |  |  | 0 | 0 | 0 | 0 | 0 | 0 | 0 | 0 | 0 | 0 | 0 | 0 | 0 | 0 | 0 | 0 | 0 | 0 | 0 | 0 | 0 | 0 | 0 | 0 | 0 | 0 | 0 | 0
PG&E GBA | Soledad | 115 | Wind, Onshore |  |  | 1 | 0 | 0 | 0 | 0 | 0 | 0 | 0 | 0 | 0 | 0 | 0 | 0 | 50 | 0 | 50 | 0 | 0 | 0 | 50 | 0 | 50 | 50 | 0 | 50 | 50 | 0 | 50
PG&E GBA | Soledad | 60 | Wind, Onshore |  |  | 0 | 0 | 0 | 0 | 0 | 0 | 0 | 0 | 0 | 0 | 0 | 0 | 0 | 0 | 0 | 0 | 0 | 0 | 0 | 0 | 0 | 0 | 0 | 0 | 0 | 0 | 0 | 0
SDGE | Spring Valley | 69 | Wind, Onshore |  |  | 0 | 0 | 0 | 0 | 0 | 0 | 0 | 0 | 0 | 0 | 0 | 0 | 0 | 0 | 0 | 0 | 0 | 0 | 0 | 0 | 0 | 0 | 0 | 0 | 0 | 0 | 0 | 0
SCE Northern | Springville | 230 | Wind, Onshore |  |  | 0 | 0 | 0 | 0 | 0 | 0 | 0 | 0 | 0 | 0 | 0 | 0 | 0 | 0 | 0 | 0 | 0 | 0 | 0 | 0 | 0 | 0 | 0 | 0 | 0 | 0 | 0 | 0
PG&E GBA | Stagg | 230 | Wind, Onshore |  |  | 0 | 0 | 0 | 0 | 0 | 0 | 0 | 0 | 0 | 0 | 0 | 0 | 0 | 0 | 0 | 0 | 0 | 0 | 0 | 0 | 0 | 0 | 0 | 0 | 0 | 0 | 0 | 0
PG&E GBA | Standard Oil | 115 | Wind, Onshore |  |  | 0 | 0 | 0 | 0 | 0 | 0 | 0 | 0 | 0 | 0 | 0 | 0 | 0 | 0 | 0 | 0 | 0 | 0 | 0 | 0 | 0 | 0 | 0 | 0 | 0 | 0 | 0 | 0
PG&E GBA | Stanislaus | 115 | Wind, Onshore |  |  | 0 | 0 | 0 | 0 | 0 | 0 | 0 | 0 | 0 | 0 | 0 | 0 | 0 | 0 | 0 | 0 | 0 | 0 | 0 | 0 | 0 | 0 | 0 | 0 | 0 | 0 | 0 | 0
PG&E KERN | Stockdale | 115 | Wind, Onshore |  |  | 0 | 0 | 0 | 0 | 0 | 0 | 0 | 0 | 0 | 0 | 0 | 0 | 0 | 0 | 0 | 0 | 0 | 0 | 0 | 0 | 0 | 0 | 0 | 0 | 0 | 0 | 0 | 0
PG&E KERN | Stockdale | 230 | Wind, Onshore |  |  | 0 | 0 | 0 | 0 | 0 | 0 | 0 | 0 | 0 | 0 | 0 | 0 | 0 | 0 | 0 | 0 | 0 | 0 | 0 | 0 | 0 | 0 | 0 | 0 | 0 | 0 | 0 | 0
PG&E GBA | Stockton A | 115 | Wind, Onshore |  |  | 0 | 0 | 0 | 0 | 0 | 0 | 0 | 0 | 0 | 0 | 0 | 0 | 0 | 0 | 0 | 0 | 0 | 0 | 0 | 0 | 0 | 0 | 0 | 0 | 0 | 0 | 0 | 0
PG&E GBA | Stone | 115 | Wind, Onshore |  |  | 0 | 0 | 0 | 0 | 0 | 0 | 0 | 0 | 0 | 0 | 0 | 0 | 0 | 0 | 0 | 0 | 0 | 0 | 0 | 0 | 0 | 0 | 0 | 0 | 0 | 0 | 0 | 0
PG&E FRESNO | Storey | 230 | Wind, Onshore |  |  | 0 | 0 | 0 | 0 | 0 | 0 | 0 | 0 | 0 | 0 | 0 | 0 | 0 | 0 | 0 | 0 | 0 | 0 | 0 | 0 | 0 | 0 | 0 | 0 | 0 | 0 | 0 | 0
PG&E NGBA | Summit | 115 | Wind, Onshore |  |  | 0 | 0 | 0 | 0 | 0 | 0 | 0 | 0 | 0 | 0 | 0 | 0 | 0 | 0 | 0 | 0 | 0 | 0 | 0 | 0 | 0 | 0 | 0 | 0 | 0 | 0 | 0 | 0
SDGE | Suncrest | 230 | Wind, Onshore |  |  | 0 | 0 | 0 | 0 | 0 | 0 | 0 | 0 | 0 | 0 | 0 | 0 | 0 | 0 | 0 | 0 | 0 | 0 | 0 | 0 | 0 | 0 | 0 | 0 | 0 | 0 | 0 | 0
SDGE | Suncrest | 500 | Wind, Onshore |  |  | 0 | 0 | 0 | 0 | 0 | 0 | 0 | 0 | 0 | 0 | 0 | 0 | 0 | 0 | 0 | 0 | 0 | 0 | 0 | 0 | 0 | 0 | 0 | 0 | 0 | 0 | 0 | 0
PG&E KERN | Sunrise | 230 | Wind, Onshore |  |  | 0 | 0 | 0 | 0 | 0 | 0 | 0 | 0 | 0 | 0 | 0 | 0 | 0 | 0 | 0 | 0 | 0 | 0 | 0 | 0 | 0 | 0 | 0 | 0 | 0 | 0 | 0 | 0
PG&E KERN | Sunset | 230 | Wind, Onshore |  |  | 0 | 0 | 0 | 0 | 0 | 0 | 0 | 0 | 0 | 0 | 0 | 0 | 0 | 0 | 0 | 0 | 0 | 0 | 0 | 0 | 0 | 0 | 0 | 0 | 0 | 0 | 0 | 0
PG&E GBA | Swift | 115 | Wind, Onshore |  |  | 0 | 0 | 0 | 0 | 0 | 0 | 0 | 0 | 0 | 0 | 0 | 0 | 0 | 0 | 0 | 0 | 0 | 0 | 0 | 0 | 0 | 0 | 0 | 0 | 0 | 0 | 0 | 0
SDGE | Sycamore Canyon | 138 | Wind, Onshore |  |  | 0 | 0 | 0 | 0 | 0 | 0 | 0 | 0 | 0 | 0 | 0 | 0 | 0 | 0 | 0 | 0 | 0 | 0 | 0 | 0 | 0 | 0 | 0 | 0 | 0 | 0 | 0 | 0
SDGE | Sycamore Canyon | 230 | Wind, Onshore |  |  | 0 | 0 | 0 | 0 | 0 | 0 | 0 | 0 | 0 | 0 | 0 | 0 | 0 | 0 | 0 | 0 | 0 | 0 | 0 | 0 | 0 | 0 | 0 | 0 | 0 | 0 | 0 | 0
SDGE | Sycamore Canyon | 69 | Wind, Onshore |  |  | 0 | 0 | 0 | 0 | 0 | 0 | 0 | 0 | 0 | 0 | 0 | 0 | 0 | 0 | 0 | 0 | 0 | 0 | 0 | 0 | 0 | 0 | 0 | 0 | 0 | 0 | 0 | 0
SCE Northern | Sylmar | 230 | Wind, Onshore |  |  | 0 | 0 | 0 | 0 | 0 | 0 | 0 | 0 | 0 | 0 | 0 | 0 | 0 | 0 | 0 | 0 | 0 | 0 | 0 | 0 | 0 | 0 | 0 | 0 | 0 | 0 | 0 | 0
PG&E NGBA | Table Mountain | 115 | Wind, Onshore |  |  | 0 | 0 | 0 | 0 | 0 | 0 | 0 | 0 | 0 | 0 | 0 | 0 | 0 | 0 | 0 | 0 | 0 | 0 | 0 | 0 | 0 | 0 | 0 | 0 | 0 | 0 | 0 | 0
PG&E NGBA | Table Mountain | 230 | Wind, Onshore |  |  | 0 | 0 | 0 | 0 | 0 | 0 | 0 | 0 | 0 | 0 | 0 | 0 | 0 | 0 | 0 | 0 | 0 | 0 | 0 | 0 | 0 | 0 | 0 | 0 | 0 | 0 | 0 | 0
PG&E NGBA | Table Mountain | 500 | Wind, Onshore |  |  | 0 | 0 | 0 | 0 | 0 | 0 | 0 | 0 | 0 | 0 | 0 | 0 | 0 | 0 | 0 | 0 | 0 | 0 | 0 | 0 | 0 | 0 | 0 | 0 | 0 | 0 | 0 | 0
PG&E NGBA | Table Mountain | 60 | Wind, Onshore |  |  | 0 | 0 | 0 | 0 | 0 | 0 | 0 | 0 | 0 | 0 | 0 | 0 | 0 | 0 | 0 | 0 | 0 | 0 | 0 | 0 | 0 | 0 | 0 | 0 | 0 | 0 | 0 | 0
PG&E KERN | Taft | 115 | Wind, Onshore |  |  | 0 | 0 | 0 | 0 | 0 | 0 | 0 | 0 | 0 | 0 | 0 | 0 | 0 | 0 | 0 | 0 | 0 | 0 | 0 | 0 | 0 | 0 | 0 | 0 | 0 | 0 | 0 | 0
SDGE | Talega | 138 | Wind, Onshore |  |  | 0 | 0 | 0 | 0 | 0 | 0 | 0 | 0 | 0 | 0 | 0 | 0 | 0 | 0 | 0 | 0 | 0 | 0 | 0 | 0 | 0 | 0 | 0 | 0 | 0 | 0 | 0 | 0
SDGE | Talega | 230 | Wind, Onshore |  |  | 0 | 0 | 0 | 0 | 0 | 0 | 0 | 0 | 0 | 0 | 0 | 0 | 0 | 0 | 0 | 0 | 0 | 0 | 0 | 0 | 0 | 0 | 0 | 0 | 0 | 0 | 0 | 0
PG&E GBA | Tassajara | 230 | Wind, Onshore |  |  | 0 | 0 | 0 | 0 | 0 | 0 | 0 | 0 | 0 | 0 | 0 | 0 | 0 | 0 | 0 | 0 | 0 | 0 | 0 | 0 | 0 | 0 | 0 | 0 | 0 | 0 | 0 | 0
PG&E KERN | Tejon | 70 | Wind, Onshore |  |  | 0 | 0 | 0 | 0 | 0 | 0 | 0 | 0 | 0 | 0 | 0 | 0 | 0 | 0 | 0 | 0 | 0 | 0 | 0 | 0 | 0 | 0 | 0 | 0 | 0 | 0 | 0 | 0
SDGE | Telegraph Canyon | 138 | Wind, Onshore |  |  | 0 | 0 | 0 | 0 | 0 | 0 | 0 | 0 | 0 | 0 | 0 | 0 | 0 | 0 | 0 | 0 | 0 | 0 | 0 | 0 | 0 | 0 | 0 | 0 | 0 | 0 | 0 | 0
PG&E KERN | Temblor | 115 | Wind, Onshore |  |  | 0 | 0 | 0 | 0 | 0 | 0 | 0 | 0 | 0 | 0 | 0 | 0 | 0 | 0 | 0 | 0 | 0 | 0 | 0 | 0 | 0 | 0 | 0 | 0 | 0 | 0 | 0 | 0
PG&E KERN | Templeton | 230 | Wind, Onshore |  |  | 0 | 0 | 0 | 0 | 0 | 0 | 0 | 0 | 0 | 0 | 0 | 0 | 0 | 0 | 0 | 0 | 0 | 0 | 0 | 0 | 0 | 0 | 0 | 0 | 0 | 0 | 0 | 0
PG&E KERN | Templeton | 70 | Wind, Onshore |  |  | 0 | 0 | 0 | 0 | 0 | 0 | 0 | 0 | 0 | 0 | 0 | 0 | 0 | 0 | 0 | 0 | 0 | 0 | 0 | 0 | 0 | 0 | 0 | 0 | 0 | 0 | 0 | 0
PG&E GBA | Tesla | 115 | Wind, Onshore |  |  | 0 | 0 | 0 | 0 | 0 | 0 | 0 | 0 | 0 | 0 | 0 | 0 | 0 | 0 | 0 | 0 | 0 | 0 | 0 | 0 | 0 | 0 | 0 | 0 | 0 | 0 | 0 | 0
PG&E GBA | Tesla | 230 | Wind, Onshore |  |  | 0 | 0 | 0 | 0 | 0 | 0 | 0 | 0 | 0 | 0 | 0 | 0 | 0 | 0 | 0 | 0 | 0 | 0 | 0 | 0 | 0 | 0 | 0 | 0 | 0 | 0 | 0 | 0
PG&E GBA | Tesla | 500 | Wind, Onshore |  |  | 0 | 0 | 0 | 0 | 0 | 0 | 0 | 0 | 0 | 0 | 0 | 0 | 0 | 0 | 0 | 0 | 0 | 0 | 0 | 0 | 0 | 0 | 0 | 0 | 0 | 0 | 0 | 0
PG&E KERN | Tevis | 115 | Wind, Onshore |  |  | 0 | 0 | 0 | 0 | 0 | 0 | 0 | 0 | 0 | 0 | 0 | 0 | 0 | 0 | 0 | 0 | 0 | 0 | 0 | 0 | 0 | 0 | 0 | 0 | 0 | 0 | 0 | 0
EOP | Thousandaire | 138 | Wind, Onshore |  |  | 0 | 0 | 0 | 0 | 0 | 0 | 0 | 0 | 0 | 0 | 0 | 0 | 0 | 0 | 0 | 0 | 0 | 0 | 0 | 0 | 0 | 0 | 0 | 0 | 0 | 0 | 0 | 0
PG&E KERN | Topaz | 230 | Wind, Onshore |  |  | 0 | 0 | 0 | 0 | 0 | 0 | 0 | 0 | 0 | 0 | 0 | 0 | 0 | 0 | 0 | 0 | 0 | 0 | 0 | 0 | 0 | 0 | 0 | 0 | 0 | 0 | 0 | 0
SCE NOL | Tortilla | 115 | Wind, Onshore |  |  | 0 | 0 | 0 | 0 | 0 | 0 | 0 | 0 | 0 | 0 | 0 | 0 | 0 | 0 | 0 | 0 | 0 | 0 | 0 | 0 | 0 | 0 | 0 | 0 | 0 | 0 | 0 | 0
SDGE | Trabuco | 138 | Wind, Onshore |  |  | 0 | 0 | 0 | 0 | 0 | 0 | 0 | 0 | 0 | 0 | 0 | 0 | 0 | 0 | 0 | 0 | 0 | 0 | 0 | 0 | 0 | 0 | 0 | 0 | 0 | 0 | 0 | 0
PG&E GBA | Tracy | 115 | Wind, Onshore |  |  | 0 | 0 | 0 | 0 | 0 | 0 | 0 | 0 | 0 | 0 | 0 | 0 | 0 | 0 | 0 | 0 | 0 | 0 | 0 | 0 | 0 | 0 | 0 | 0 | 0 | 0 | 0 | 0
PG&E FRESNO | Tranquility | 230 | Wind, Onshore |  |  | 0 | 0 | 0 | 0 | 0 | 0 | 0 | 0 | 0 | 0 | 0 | 0 | 0 | 0 | 0 | 0 | 0 | 0 | 0 | 0 | 0 | 0 | 0 | 0 | 0 | 0 | 0 | 0
PG&E GBA | Trimble | 115 | Wind, Onshore |  |  | 0 | 0 | 0 | 0 | 0 | 0 | 0 | 0 | 0 | 0 | 0 | 0 | 0 | 0 | 0 | 0 | 0 | 0 | 0 | 0 | 0 | 0 | 0 | 0 | 0 | 0 | 0 | 0
EOP | Trout Canyon | 230 | Wind, Onshore |  |  | 0 | 0 | 0 | 0 | 0 | 0 | 0 | 0 | 0 | 0 | 0 | 0 | 0 | 0 | 0 | 0 | 0 | 0 | 0 | 0 | 0 | 0 | 0 | 0 | 0 | 0 | 0 | 0
EOP | Trout Canyon | 500 | Wind, Onshore |  |  | 0 | 0 | 0 | 0 | 0 | 0 | 0 | 0 | 0 | 0 | 0 | 0 | 0 | 0 | 0 | 0 | 0 | 0 | 0 | 0 | 0 | 0 | 0 | 0 | 0 | 0 | 0 | 0
PG&E NGBA | Tulucay | 230 | Wind, Onshore |  |  | 0 | 0 | 0 | 0 | 0 | 0 | 0 | 0 | 0 | 0 | 0 | 0 | 0 | 0 | 0 | 0 | 0 | 0 | 0 | 0 | 0 | 0 | 0 | 0 | 0 | 0 | 0 | 0
PG&E NGBA | Tulucay | 60 | Wind, Onshore |  |  | 0 | 0 | 0 | 0 | 0 | 0 | 0 | 0 | 0 | 0 | 0 | 0 | 0 | 0 | 0 | 0 | 0 | 0 | 0 | 0 | 0 | 0 | 0 | 0 | 0 | 0 | 0 | 0
PG&E KERN | Tupman | 115 | Wind, Onshore |  |  | 0 | 0 | 0 | 0 | 0 | 0 | 0 | 0 | 0 | 0 | 0 | 0 | 0 | 0 | 0 | 0 | 0 | 0 | 0 | 0 | 0 | 0 | 0 | 0 | 0 | 0 | 0 | 0
PG&E NGBA | Ukiah | 115 | Wind, Onshore |  |  | 0 | 0 | 0 | 0 | 0 | 0 | 0 | 0 | 0 | 0 | 0 | 0 | 0 | 0 | 0 | 0 | 0 | 0 | 0 | 0 | 0 | 0 | 0 | 0 | 0 | 0 | 0 | 0
PG&E KERN | Union (Estrella) | 70 | Wind, Onshore |  |  | 0 | 0 | 0 | 0 | 0 | 0 | 0 | 0 | 0 | 0 | 0 | 0 | 0 | 0 | 0 | 0 | 0 | 0 | 0 | 0 | 0 | 0 | 0 | 0 | 0 | 0 | 0 | 0
PG&E NGBA | Vaca Dixon | 115 | Wind, Onshore |  |  | 0 | 0 | 0 | 0 | 0 | 0 | 0 | 0 | 0 | 0 | 0 | 0 | 0 | 0 | 0 | 0 | 0 | 0 | 0 | 0 | 0 | 0 | 0 | 0 | 0 | 0 | 0 | 0
PG&E NGBA | Vaca Dixon | 230 | Wind, Onshore |  |  | 0 | 0 | 0 | 0 | 0 | 0 | 0 | 0 | 0 | 0 | 0 | 0 | 0 | 0 | 0 | 0 | 0 | 0 | 0 | 0 | 0 | 0 | 0 | 0 | 0 | 0 | 0 | 0
PG&E NGBA | Vaca Dixon | 500 | Wind, Onshore |  |  | 1 | 0 | 0 | 0 | 0 | 0 | 0 | 0 | 0 | 0 | 0 | 0 | 0 | 0 | 20 | 20 | 0 | 0 | 0 | 0 | 20 | 20 | 0 | 20 | 20 | 0 | 20 | 20
PG&E NGBA | Vaca Dixon | 60 | Wind, Onshore |  |  | 0 | 0 | 0 | 0 | 0 | 0 | 0 | 0 | 0 | 0 | 0 | 0 | 0 | 0 | 0 | 0 | 0 | 0 | 0 | 0 | 0 | 0 | 0 | 0 | 0 | 0 | 0 | 0
SCE Eastern | Valley (SCE) | 500 | Wind, Onshore |  |  | 0 | 0 | 0 | 0 | 0 | 0 | 0 | 0 | 0 | 0 | 0 | 0 | 0 | 0 | 0 | 0 | 0 | 0 | 0 | 0 | 0 | 0 | 0 | 0 | 0 | 0 | 0 | 0
EOP | Valley (VEA) | 138 | Wind, Onshore |  |  | 0 | 0 | 0 | 0 | 0 | 0 | 0 | 0 | 0 | 0 | 0 | 0 | 0 | 0 | 0 | 0 | 0 | 0 | 0 | 0 | 0 | 0 | 0 | 0 | 0 | 0 | 0 | 0
SDGE | Valley Center | 69 | Wind, Onshore |  |  | 0 | 0 | 0 | 0 | 0 | 0 | 0 | 0 | 0 | 0 | 0 | 0 | 0 | 0 | 0 | 0 | 0 | 0 | 0 | 0 | 0 | 0 | 0 | 0 | 0 | 0 | 0 | 0
PG&E GBA | Valley Home | 115 | Wind, Onshore |  |  | 0 | 0 | 0 | 0 | 0 | 0 | 0 | 0 | 0 | 0 | 0 | 0 | 0 | 0 | 0 | 0 | 0 | 0 | 0 | 0 | 0 | 0 | 0 | 0 | 0 | 0 | 0 | 0
PG&E GBA | Valley Springs | 230 | Wind, Onshore |  |  | 0 | 0 | 0 | 0 | 0 | 0 | 0 | 0 | 0 | 0 | 0 | 0 | 0 | 0 | 0 | 0 | 0 | 0 | 0 | 0 | 0 | 0 | 0 | 0 | 0 | 0 | 0 | 0
PG&E GBA | Valley Springs | 60 | Wind, Onshore |  |  | 0 | 0 | 0 | 0 | 0 | 0 | 0 | 0 | 0 | 0 | 0 | 0 | 0 | 0 | 0 | 0 | 0 | 0 | 0 | 0 | 0 | 0 | 0 | 0 | 0 | 0 | 0 | 0
EOP | Valley Switch | 138 | Wind, Onshore |  |  | 0 | 0 | 0 | 0 | 0 | 0 | 0 | 0 | 0 | 0 | 0 | 0 | 0 | 0 | 0 | 0 | 0 | 0 | 0 | 0 | 0 | 0 | 0 | 0 | 0 | 0 | 0 | 0
EOP | Valley Switch | 230 | Wind, Onshore |  |  | 0 | 0 | 0 | 0 | 0 | 0 | 0 | 0 | 0 | 0 | 0 | 0 | 0 | 0 | 0 | 0 | 0 | 0 | 0 | 0 | 0 | 0 | 0 | 0 | 0 | 0 | 0 | 0
PG&E GBA | Vasco | 230 | Wind, Onshore |  |  | 0 | 0 | 0 | 0 | 0 | 0 | 0 | 0 | 0 | 0 | 0 | 0 | 0 | 0 | 0 | 0 | 0 | 0 | 0 | 0 | 0 | 0 | 0 | 0 | 0 | 0 | 0 | 0
PG&E GBA | Vasona | 230 | Wind, Onshore |  |  | 0 | 0 | 0 | 0 | 0 | 0 | 0 | 0 | 0 | 0 | 0 | 0 | 0 | 0 | 0 | 0 | 0 | 0 | 0 | 0 | 0 | 0 | 0 | 0 | 0 | 0 | 0 | 0
SCE Northern | Vestal | 230 | Wind, Onshore |  |  | 0 | 0 | 0 | 0 | 0 | 0 | 0 | 0 | 0 | 0 | 0 | 0 | 0 | 0 | 0 | 0 | 0 | 0 | 0 | 0 | 0 | 0 | 0 | 0 | 0 | 0 | 0 | 0
SCE Northern | Vestal | 66 | Wind, Onshore |  |  | 0 | 0 | 0 | 0 | 0 | 0 | 0 | 0 | 0 | 0 | 0 | 0 | 0 | 0 | 0 | 0 | 0 | 0 | 0 | 0 | 0 | 0 | 0 | 0 | 0 | 0 | 0 | 0
SCE NOL | Victor | 115 | Wind, Onshore |  |  | 0 | 0 | 0 | 0 | 0 | 0 | 0 | 0 | 0 | 0 | 0 | 0 | 0 | 0 | 0 | 0 | 0 | 0 | 0 | 0 | 0 | 0 | 0 | 0 | 0 | 0 | 0 | 0
SCE NOL | Victor | 230 | Wind, Onshore |  |  | 0 | 0 | 0 | 0 | 0 | 0 | 0 | 0 | 0 | 0 | 0 | 0 | 0 | 0 | 0 | 0 | 0 | 0 | 0 | 0 | 0 | 0 | 0 | 0 | 0 | 0 | 0 | 0
SCE Metro | Viejo | 230 | Wind, Onshore |  |  | 0 | 0 | 0 | 0 | 0 | 0 | 0 | 0 | 0 | 0 | 0 | 0 | 0 | 0 | 0 | 0 | 0 | 0 | 0 | 0 | 0 | 0 | 0 | 0 | 0 | 0 | 0 | 0
PG&E GBA | Vierra | 115 | Wind, Onshore |  |  | 0 | 0 | 0 | 0 | 0 | 0 | 0 | 0 | 0 | 0 | 0 | 0 | 0 | 0 | 0 | 0 | 0 | 0 | 0 | 0 | 0 | 0 | 0 | 0 | 0 | 0 | 0 | 0
SCE Metro | Villa Park | 230 | Wind, Onshore |  |  | 0 | 0 | 0 | 0 | 0 | 0 | 0 | 0 | 0 | 0 | 0 | 0 | 0 | 0 | 0 | 0 | 0 | 0 | 0 | 0 | 0 | 0 | 0 | 0 | 0 | 0 | 0 | 0
SCE Northern | Vincent | 230 | Wind, Onshore |  |  | 0 | 0 | 0 | 0 | 0 | 0 | 0 | 0 | 0 | 0 | 0 | 0 | 0 | 0 | 0 | 0 | 0 | 0 | 0 | 0 | 0 | 0 | 0 | 0 | 0 | 0 | 0 | 0
SCE Northern | Vincent | 500 | Wind, Onshore |  |  | 0 | 0 | 0 | 0 | 0 | 0 | 0 | 0 | 0 | 0 | 0 | 0 | 0 | 0 | 0 | 0 | 0 | 0 | 0 | 0 | 0 | 0 | 0 | 0 | 0 | 0 | 0 | 0
PG&E GBA | Vineyard | 230 | Wind, Onshore |  |  | 0 | 0 | 0 | 0 | 0 | 0 | 0 | 0 | 0 | 0 | 0 | 0 | 0 | 0 | 0 | 0 | 0 | 0 | 0 | 0 | 0 | 0 | 0 | 0 | 0 | 0 | 0 | 0
SDGE | Vineyard | 69 | Wind, Onshore |  |  | 0 | 0 | 0 | 0 | 0 | 0 | 0 | 0 | 0 | 0 | 0 | 0 | 0 | 0 | 0 | 0 | 0 | 0 | 0 | 0 | 0 | 0 | 0 | 0 | 0 | 0 | 0 | 0
SCE Eastern | Vista (SCE) | 230 | Wind, Onshore |  |  | 0 | 0 | 0 | 0 | 0 | 0 | 0 | 0 | 0 | 0 | 0 | 0 | 0 | 0 | 0 | 0 | 0 | 0 | 0 | 0 | 0 | 0 | 0 | 0 | 0 | 0 | 0 | 0
EOP | Vista (VEA) | 138 | Wind, Onshore |  |  | 0 | 0 | 0 | 0 | 0 | 0 | 0 | 0 | 0 | 0 | 0 | 0 | 0 | 0 | 0 | 0 | 0 | 0 | 0 | 0 | 0 | 0 | 0 | 0 | 0 | 0 | 0 | 0
EOP | Vista (VEA) | 230 | Wind, Onshore |  |  | 0 | 0 | 0 | 0 | 0 | 0 | 0 | 0 | 0 | 0 | 0 | 0 | 0 | 0 | 0 | 0 | 0 | 0 | 0 | 0 | 0 | 0 | 0 | 0 | 0 | 0 | 0 | 0
PG&E FRESNO | Wahtoke | 115 | Wind, Onshore |  |  | 0 | 0 | 0 | 0 | 0 | 0 | 0 | 0 | 0 | 0 | 0 | 0 | 0 | 0 | 0 | 0 | 0 | 0 | 0 | 0 | 0 | 0 | 0 | 0 | 0 | 0 | 0 | 0
SCE Northern | Wakefield | 66 | Wind, Onshore |  |  | 0 | 0 | 0 | 0 | 0 | 0 | 0 | 0 | 0 | 0 | 0 | 0 | 0 | 0 | 0 | 0 | 0 | 0 | 0 | 0 | 0 | 0 | 0 | 0 | 0 | 0 | 0 | 0
SCE Metro | Walnut | 230 | Wind, Onshore |  |  | 0 | 0 | 0 | 0 | 0 | 0 | 0 | 0 | 0 | 0 | 0 | 0 | 0 | 0 | 0 | 0 | 0 | 0 | 0 | 0 | 0 | 0 | 0 | 0 | 0 | 0 | 0 | 0
SCE Northern | Warne | 230 | Wind, Onshore |  |  | 0 | 0 | 0 | 0 | 0 | 0 | 0 | 0 | 0 | 0 | 0 | 0 | 0 | 0 | 0 | 0 | 0 | 0 | 0 | 0 | 0 | 0 | 0 | 0 | 0 | 0 | 0 | 0
PG&E GBA | Warnerville | 230 | Wind, Onshore |  |  | 0 | 0 | 0 | 0 | 0 | 0 | 0 | 0 | 0 | 0 | 0 | 0 | 0 | 0 | 0 | 0 | 0 | 0 | 0 | 0 | 0 | 0 | 0 | 0 | 0 | 0 | 0 | 0
PG&E FRESNO | Waukena | 115 | Wind, Onshore |  |  | 0 | 0 | 0 | 0 | 0 | 0 | 0 | 0 | 0 | 0 | 0 | 0 | 0 | 0 | 0 | 0 | 0 | 0 | 0 | 0 | 0 | 0 | 0 | 0 | 0 | 0 | 0 | 0
PG&E GBA | Weber | 230 | Wind, Onshore |  |  | 0 | 0 | 0 | 0 | 0 | 0 | 0 | 0 | 0 | 0 | 0 | 0 | 0 | 0 | 0 | 0 | 0 | 0 | 0 | 0 | 0 | 0 | 0 | 0 | 0 | 0 | 0 | 0
PG&E GBA | Weber | 60 | Wind, Onshore |  |  | 0 | 0 | 0 | 0 | 0 | 0 | 0 | 0 | 0 | 0 | 0 | 0 | 0 | 0 | 0 | 0 | 0 | 0 | 0 | 0 | 0 | 0 | 0 | 0 | 0 | 0 | 0 | 0
PG&E FRESNO | West Fresno | 115 | Wind, Onshore |  |  | 0 | 0 | 0 | 0 | 0 | 0 | 0 | 0 | 0 | 0 | 0 | 0 | 0 | 0 | 0 | 0 | 0 | 0 | 0 | 0 | 0 | 0 | 0 | 0 | 0 | 0 | 0 | 0
PG&E FRESNO | Westley | 230 | Wind, Onshore |  |  | 0 | 0 | 0 | 0 | 0 | 0 | 0 | 0 | 0 | 0 | 0 | 0 | 0 | 0 | 0 | 0 | 0 | 0 | 0 | 0 | 0 | 0 | 0 | 0 | 0 | 0 | 0 | 0
PG&E KERN | Westpark | 115 | Wind, Onshore |  |  | 0 | 0 | 0 | 0 | 0 | 0 | 0 | 0 | 0 | 0 | 0 | 0 | 0 | 0 | 0 | 0 | 0 | 0 | 0 | 0 | 0 | 0 | 0 | 0 | 0 | 0 | 0 | 0
PG&E KERN | Wheeler Ridge | 230 | Wind, Onshore |  |  | 0 | 0 | 0 | 0 | 0 | 0 | 0 | 0 | 0 | 0 | 0 | 0 | 0 | 0 | 0 | 0 | 0 | 0 | 0 | 0 | 0 | 0 | 0 | 0 | 0 | 0 | 0 | 0
PG&E KERN | Wheeler Ridge | 115 | Wind, Onshore |  |  | 0 | 0 | 0 | 0 | 0 | 0 | 0 | 0 | 0 | 0 | 0 | 0 | 0 | 0 | 0 | 0 | 0 | 0 | 0 | 0 | 0 | 0 | 0 | 0 | 0 | 0 | 0 | 0
PG&E KERN | Wheeler Ridge | 70 | Wind, Onshore |  |  | 0 | 0 | 0 | 0 | 0 | 0 | 0 | 0 | 0 | 0 | 0 | 0 | 0 | 0 | 0 | 0 | 0 | 0 | 0 | 0 | 0 | 0 | 0 | 0 | 0 | 0 | 0 | 0
SCE Northern | Whirlwind | 230 | Wind, Onshore |  |  | 0 | 0 | 0 | 0 | 0 | 0 | 0 | 0 | 0 | 0 | 0 | 0 | 0 | 0 | 0 | 0 | 0 | 0 | 0 | 0 | 0 | 0 | 0 | 0 | 0 | 0 | 0 | 0
SCE Northern | Whirlwind | 500 | Wind, Onshore |  |  | 0 | 0 | 0 | 0 | 0 | 0 | 0 | 0 | 0 | 0 | 0 | 0 | 0 | 0 | 0 | 0 | 0 | 0 | 0 | 0 | 0 | 0 | 0 | 0 | 0 | 0 | 0 | 0
PG&E GBA | Whisman | 115 | Wind, Onshore |  |  | 0 | 0 | 0 | 0 | 0 | 0 | 0 | 0 | 0 | 0 | 0 | 0 | 0 | 0 | 0 | 0 | 0 | 0 | 0 | 0 | 0 | 0 | 0 | 0 | 0 | 0 | 0 | 0
SCE Eastern | Wildlife | 230 | Wind, Onshore |  |  | 0 | 0 | 0 | 0 | 0 | 0 | 0 | 0 | 0 | 0 | 0 | 0 | 0 | 0 | 0 | 0 | 0 | 0 | 0 | 0 | 0 | 0 | 0 | 0 | 0 | 0 | 0 | 0
PG&E FRESNO | Wilson | 115 | Wind, Onshore |  |  | 0 | 0 | 0 | 0 | 0 | 0 | 0 | 0 | 0 | 0 | 0 | 0 | 0 | 0 | 0 | 0 | 0 | 0 | 0 | 0 | 0 | 0 | 0 | 0 | 0 | 0 | 0 | 0
PG&E FRESNO | Wilson | 230 | Wind, Onshore |  |  | 0 | 0 | 0 | 0 | 0 | 0 | 0 | 0 | 0 | 0 | 0 | 0 | 0 | 0 | 0 | 0 | 0 | 0 | 0 | 0 | 0 | 0 | 0 | 0 | 0 | 0 | 0 | 0
SCE Northern | Windhub | 230 | Wind, Onshore |  |  | 0 | 0 | 0 | 0 | 0 | 0 | 0 | 0 | 0 | 0 | 0 | 0 | 0 | 0 | 0 | 0 | 0 | 0 | 0 | 0 | 0 | 0 | 0 | 0 | 0 | 0 | 0 | 0
SCE Northern | Windhub | 500 | Wind, Onshore |  |  | 0 | 0 | 0 | 0 | 0 | 0 | 0 | 0 | 0 | 0 | 0 | 0 | 0 | 0 | 0 | 0 | 0 | 0 | 0 | 0 | 0 | 0 | 0 | 0 | 0 | 0 | 0 | 0
PG&E GBA | Windmaster | 230 | Wind, Onshore |  |  | 0 | 0 | 0 | 0 | 0 | 0 | 0 | 0 | 0 | 0 | 0 | 0 | 0 | 0 | 0 | 0 | 0 | 0 | 0 | 0 | 0 | 0 | 0 | 0 | 0 | 0 | 0 | 0
PG&E NGBA | Windsor | 60 | Wind, Onshore |  |  | 0 | 0 | 0 | 0 | 0 | 0 | 0 | 0 | 0 | 0 | 0 | 0 | 0 | 0 | 0 | 0 | 0 | 0 | 0 | 0 | 0 | 0 | 0 | 0 | 0 | 0 | 0 | 0
PG&E NGBA | Woodland | 115 | Wind, Onshore |  |  | 0 | 0 | 0 | 0 | 0 | 0 | 0 | 0 | 0 | 0 | 0 | 0 | 0 | 0 | 0 | 0 | 0 | 0 | 0 | 0 | 0 | 0 | 0 | 0 | 0 | 0 | 0 | 0
PG&E FRESNO | Woodward | 115 | Wind, Onshore |  |  | 0 | 0 | 0 | 0 | 0 | 0 | 0 | 0 | 0 | 0 | 0 | 0 | 0 | 0 | 0 | 0 | 0 | 0 | 0 | 0 | 0 | 0 | 0 | 0 | 0 | 0 | 0 | 0
PG&E NGBA | Wyandotte | 115 | Wind, Onshore |  |  | 0 | 0 | 0 | 0 | 0 | 0 | 0 | 0 | 0 | 0 | 0 | 0 | 0 | 0 | 0 | 0 | 0 | 0 | 0 | 0 | 0 | 0 | 0 | 0 | 0 | 0 | 0 | 0
PG&E KERN | 7th Standard | 115 | Distributed_Solar |  |  | 0 |  | 0 | 0 |  | 0 | 0 |  | 0 | 0 | 0 | 0 | 0 |  | 0 | 0 | 0 | 0 | 0 |  | 0 | 0 | 0 | 0 | 0 | 0 | 0 | 0
SCE Metro | Alamitos | 230 | Distributed_Solar |  |  | 0 |  | 0 | 0 |  | 0 | 0 |  | 0 | 0 | 0 | 0 | 0 |  | 0 | 0 | 0 | 0 | 0 |  | 0 | 0 | 0 | 0 | 0 | 0 | 0 | 0
SCE Eastern | Alberhill | 115 | Distributed_Solar |  |  | 0 |  | 0 | 0 |  | 0 | 0 |  | 0 | 0 | 0 | 0 | 0 |  | 0 | 0 | 0 | 0 | 0 |  | 0 | 0 | 0 | 0 | 0 | 0 | 0 | 0
SCE Eastern | Alberhill | 500 | Distributed_Solar |  |  | 0 |  | 0 | 0 |  | 0 | 0 |  | 0 | 0 | 0 | 0 | 0 |  | 0 | 0 | 0 | 0 | 0 |  | 0 | 0 | 0 | 0 | 0 | 0 | 0 | 0
PG&E GBA | Alhambra | 115 | Distributed_Solar |  |  | 0 |  | 0 | 0 |  | 0 | 0 |  | 0 | 0 | 0 | 0 | 0 |  | 0 | 0 | 0 | 0 | 0 |  | 0 | 0 | 0 | 0 | 0 | 0 | 0 | 0
PG&E FRESNO | Alpaugh | 115 | Distributed_Solar |  |  | 1 |  | 3 | 3 |  | 0 | 0 |  | 0 | 0 | 0 | 0 | 0 |  | 0 | 0 | 0 | 0 | 0 |  | 0 | 0 | 0 | 3 | 3 | 0 | 3 | 3
SDGE | Alpine | 69 | Distributed_Solar |  |  | 0 |  | 0 | 0 |  | 0 | 0 |  | 0 | 0 | 0 | 0 | 0 |  | 0 | 0 | 0 | 0 | 0 |  | 0 | 0 | 0 | 0 | 0 | 0 | 0 | 0
PG&E GBA | Altamont Midway (Sandhill) | 230 | Distributed_Solar |  |  | 0 |  | 0 | 0 |  | 0 | 0 |  | 0 | 0 | 0 | 0 | 0 |  | 0 | 0 | 0 | 0 | 0 |  | 0 | 0 | 0 | 0 | 0 | 0 | 0 | 0
SCE Northern | Antelope | 66 | Distributed_Solar |  |  | 1 |  | 7.5 | 7.5 |  | 6 | 6 |  | 0 | 0 | 0 | 6 | 6 |  | 0 | 0 | 0 | 0 | 0 |  | 0 | 0 | 0 | 13.5 | 13.5 | 0 | 13.5 | 13.5
SCE Northern | Antelope | 230 | Distributed_Solar |  |  | 0 |  | 0 | 0 |  | 0 | 0 |  | 0 | 0 | 0 | 0 | 0 |  | 0 | 0 | 0 | 0 | 0 |  | 0 | 0 | 0 | 0 | 0 | 0 | 0 | 0
SCE Northern | Antelope | 500 | Distributed_Solar |  |  | 0 |  | 0 | 0 |  | 0 | 0 |  | 0 | 0 | 0 | 0 | 0 |  | 0 | 0 | 0 | 0 | 0 |  | 0 | 0 | 0 | 0 | 0 | 0 | 0 | 0
PG&E NGBA | Arcata | 60 | Distributed_Solar |  |  | 1 |  | 3 | 3 |  | 4 | 4 |  | 0 | 0 | 0 | 4 | 4 |  | 0 | 0 | 0 | 0 | 0 |  | 0 | 0 | 0 | 7 | 7 | 0 | 7 | 7
PG&E KERN | Arco | 230 | Distributed_Solar |  |  | 1 |  | 0 | 0 |  | 4.79 | 4.79 |  | 0 | 0 | 0 | 4.79 | 4.79 |  | 0 | 0 | 0 | 0 | 0 |  | 0 | 0 | 0 | 4.79 | 4.79 | 0 | 4.79 | 4.79
PG&E KERN | Arco | 70 | Distributed_Solar |  |  | 0 |  | 0 | 0 |  | 0 | 0 |  | 0 | 0 | 0 | 0 | 0 |  | 0 | 0 | 0 | 0 | 0 |  | 0 | 0 | 0 | 0 | 0 | 0 | 0 | 0
SCE Metro | ArcoGen | 230 | Distributed_Solar |  |  | 0 |  | 0 | 0 |  | 0 | 0 |  | 0 | 0 | 0 | 0 | 0 |  | 0 | 0 | 0 | 0 | 0 |  | 0 | 0 | 0 | 0 | 0 | 0 | 0 | 0
SDGE | Artesian | 230 | Distributed_Solar |  |  | 0 |  | 0 | 0 |  | 0 | 0 |  | 0 | 0 | 0 | 0 | 0 |  | 0 | 0 | 0 | 0 | 0 |  | 0 | 0 | 0 | 0 | 0 | 0 | 0 | 0
SDGE | Artesian | 69 | Distributed_Solar |  |  | 0 |  | 0 | 0 |  | 0 | 0 |  | 0 | 0 | 0 | 0 | 0 |  | 0 | 0 | 0 | 0 | 0 |  | 0 | 0 | 0 | 0 | 0 | 0 | 0 | 0
PG&E FRESNO | Ashlan | 230 | Distributed_Solar |  |  | 0 |  | 0 | 0 |  | 0 | 0 |  | 0 | 0 | 0 | 0 | 0 |  | 0 | 0 | 0 | 0 | 0 |  | 0 | 0 | 0 | 0 | 0 | 0 | 0 | 0
PG&E NGBA | Atlantic | 115 | Distributed_Solar |  |  | 0 |  | 0 | 0 |  | 0 | 0 |  | 0 | 0 | 0 | 0 | 0 |  | 0 | 0 | 0 | 0 | 0 |  | 0 | 0 | 0 | 0 | 0 | 0 | 0 | 0
PG&E NGBA | Atlantic | 230 | Distributed_Solar |  |  | 0 |  | 0 | 0 |  | 0 | 0 |  | 0 | 0 | 0 | 0 | 0 |  | 0 | 0 | 0 | 0 | 0 |  | 0 | 0 | 0 | 0 | 0 | 0 | 0 | 0
PG&E NGBA | Atlantic | 60 | Distributed_Solar |  |  | 0 |  | 0 | 0 |  | 0 | 0 |  | 0 | 0 | 0 | 0 | 0 |  | 0 | 0 | 0 | 0 | 0 |  | 0 | 0 | 0 | 0 | 0 | 0 | 0 | 0
PG&E FRESNO | Atwater | 115 | Distributed_Solar |  |  | 1 |  | 0 | 0 |  | 2 | 2 |  | 0 | 0 | 0 | 2 | 2 |  | 0 | 0 | 0 | 0 | 0 |  | 0 | 0 | 0 | 2 | 2 | 0 | 2 | 2
PG&E GBA | Avena | 115 | Distributed_Solar |  |  | 0 |  | 0 | 0 |  | 0 | 0 |  | 0 | 0 | 0 | 0 | 0 |  | 0 | 0 | 0 | 0 | 0 |  | 0 | 0 | 0 | 0 | 0 | 0 | 0 | 0
SDGE | Avocado | 69 | Distributed_Solar |  |  | 0 |  | 0 | 0 |  | 0 | 0 |  | 0 | 0 | 0 | 0 | 0 |  | 0 | 0 | 0 | 0 | 0 |  | 0 | 0 | 0 | 0 | 0 | 0 | 0 | 0
PG&E NGBA | Bahia | 230 | Distributed_Solar |  |  | 0 |  | 0 | 0 |  | 0 | 0 |  | 0 | 0 | 0 | 0 | 0 |  | 0 | 0 | 0 | 0 | 0 |  | 0 | 0 | 0 | 0 | 0 | 0 | 0 | 0
SCE Northern | Bailey | 230 | Distributed_Solar |  |  | 0 |  | 0 | 0 |  | 0 | 0 |  | 0 | 0 | 0 | 0 | 0 |  | 0 | 0 | 0 | 0 | 0 |  | 0 | 0 | 0 | 0 | 0 | 0 | 0 | 0
SCE NOL | Baker | 115 | Distributed_Solar |  |  | 0 |  | 0 | 0 |  | 0 | 0 |  | 0 | 0 | 0 | 0 | 0 |  | 0 | 0 | 0 | 0 | 0 |  | 0 | 0 | 0 | 0 | 0 | 0 | 0 | 0
PG&E KERN | Bakersfield | 230 | Distributed_Solar |  |  | 0 |  | 0 | 0 |  | 0 | 0 |  | 0 | 0 | 0 | 0 | 0 |  | 0 | 0 | 0 | 0 | 0 |  | 0 | 0 | 0 | 0 | 0 | 0 | 0 | 0
PG&E FRESNO | Balch | 230 | Distributed_Solar |  |  | 0 |  | 0 | 0 |  | 0 | 0 |  | 0 | 0 | 0 | 0 | 0 |  | 0 | 0 | 0 | 0 | 0 |  | 0 | 0 | 0 | 0 | 0 | 0 | 0 | 0
SCE Eastern | Bannister | 230 | Distributed_Solar |  |  | 0 |  | 0 | 0 |  | 0 | 0 |  | 0 | 0 | 0 | 0 | 0 |  | 0 | 0 | 0 | 0 | 0 |  | 0 | 0 | 0 | 0 | 0 | 0 | 0 | 0
SCE Metro | Barre | 230 | Distributed_Solar |  |  | 0 |  | 0 | 0 |  | 0 | 0 |  | 0 | 0 | 0 | 0 | 0 |  | 0 | 0 | 0 | 0 | 0 |  | 0 | 0 | 0 | 0 | 0 | 0 | 0 | 0
SDGE | Bay Boulevard | 69 | Distributed_Solar |  |  | 0 |  | 0 | 0 |  | 0 | 0 |  | 0 | 0 | 0 | 0 | 0 |  | 0 | 0 | 0 | 0 | 0 |  | 0 | 0 | 0 | 0 | 0 | 0 | 0 | 0
SDGE | Bay Boulevard | 230 | Distributed_Solar |  |  | 0 |  | 0 | 0 |  | 0 | 0 |  | 0 | 0 | 0 | 0 | 0 |  | 0 | 0 | 0 | 0 | 0 |  | 0 | 0 | 0 | 0 | 0 | 0 | 0 | 0
EOP | Beatty | 138 | Distributed_Solar |  |  | 0 |  | 0 | 0 |  | 0 | 0 |  | 0 | 0 | 0 | 0 | 0 |  | 0 | 0 | 0 | 0 | 0 |  | 0 | 0 | 0 | 0 | 0 | 0 | 0 | 0
EOP | Beatty | 230 | Distributed_Solar |  |  | 0 |  | 0 | 0 |  | 0 | 0 |  | 0 | 0 | 0 | 0 | 0 |  | 0 | 0 | 0 | 0 | 0 |  | 0 | 0 | 0 | 0 | 0 | 0 | 0 | 0
PG&E NGBA | Belden | 230 | Distributed_Solar |  |  | 0 |  | 0 | 0 |  | 0 | 0 |  | 0 | 0 | 0 | 0 | 0 |  | 0 | 0 | 0 | 0 | 0 |  | 0 | 0 | 0 | 0 | 0 | 0 | 0 | 0
PG&E NGBA | Bell | 115 | Distributed_Solar |  |  | 0 |  | 0 | 0 |  | 0 | 0 |  | 0 | 0 | 0 | 0 | 0 |  | 0 | 0 | 0 | 0 | 0 |  | 0 | 0 | 0 | 0 | 0 | 0 | 0 | 0
PG&E NGBA | Bellevue | 115 | Distributed_Solar |  |  | 0 |  | 0 | 0 |  | 0 | 0 |  | 0 | 0 | 0 | 0 | 0 |  | 0 | 0 | 0 | 0 | 0 |  | 0 | 0 | 0 | 0 | 0 | 0 | 0 | 0
PG&E GBA | Bellota | 115 | Distributed_Solar |  |  | 0 |  | 0 | 0 |  | 0 | 0 |  | 0 | 0 | 0 | 0 | 0 |  | 0 | 0 | 0 | 0 | 0 |  | 0 | 0 | 0 | 0 | 0 | 0 | 0 | 0
PG&E GBA | Bellota | 230 | Distributed_Solar |  |  | 0 |  | 0 | 0 |  | 0 | 0 |  | 0 | 0 | 0 | 0 | 0 |  | 0 | 0 | 0 | 0 | 0 |  | 0 | 0 | 0 | 0 | 0 | 0 | 0 | 0
SCE Northern | Big Creek | 230 | Distributed_Solar |  |  | 0 |  | 0 | 0 |  | 0 | 0 |  | 0 | 0 | 0 | 0 | 0 |  | 0 | 0 | 0 | 0 | 0 |  | 0 | 0 | 0 | 0 | 0 | 0 | 0 | 0
PG&E FRESNO | Biola | 70 | Distributed_Solar |  |  | 0 |  | 0 | 0 |  | 0 | 0 |  | 0 | 0 | 0 | 0 | 0 |  | 0 | 0 | 0 | 0 | 0 |  | 0 | 0 | 0 | 0 | 0 | 0 | 0 | 0
PG&E GBA | Birds Landing | 230 | Distributed_Solar |  |  | 0 |  | 0 | 0 |  | 0 | 0 |  | 0 | 0 | 0 | 0 | 0 |  | 0 | 0 | 0 | 0 | 0 |  | 0 | 0 | 0 | 0 | 0 | 0 | 0 | 0
SCE Northern | Bliss | 66 | Distributed_Solar |  |  | 0 |  | 0 | 0 |  | 0 | 0 |  | 0 | 0 | 0 | 0 | 0 |  | 0 | 0 | 0 | 0 | 0 |  | 0 | 0 | 0 | 0 | 0 | 0 | 0 | 0
SCE Eastern | Blythe | 161 | Distributed_Solar |  |  | 0 |  | 0 | 0 |  | 0 | 0 |  | 0 | 0 | 0 | 0 | 0 |  | 0 | 0 | 0 | 0 | 0 |  | 0 | 0 | 0 | 0 | 0 | 0 | 0 | 0
PG&E NGBA | Bogue | 115 | Distributed_Solar |  |  | 0 |  | 0 | 0 |  | 0 | 0 |  | 0 | 0 | 0 | 0 | 0 |  | 0 | 0 | 0 | 0 | 0 |  | 0 | 0 | 0 | 0 | 0 | 0 | 0 | 0
PG&E FRESNO | Borden | 230 | Distributed_Solar |  |  | 0 |  | 0 | 0 |  | 0 | 0 |  | 0 | 0 | 0 | 0 | 0 |  | 0 | 0 | 0 | 0 | 0 |  | 0 | 0 | 0 | 0 | 0 | 0 | 0 | 0
PG&E FRESNO | Borden | 70 | Distributed_Solar |  |  | 0 |  | 0 | 0 |  | 0 | 0 |  | 0 | 0 | 0 | 0 | 0 |  | 0 | 0 | 0 | 0 | 0 |  | 0 | 0 | 0 | 0 | 0 | 0 | 0 | 0
SDGE | Boulevard East | 138 | Distributed_Solar |  |  | 0 |  | 0 | 0 |  | 0 | 0 |  | 0 | 0 | 0 | 0 | 0 |  | 0 | 0 | 0 | 0 | 0 |  | 0 | 0 | 0 | 0 | 0 | 0 | 0 | 0
SDGE | Boulevard East | 69 | Distributed_Solar |  |  | 0 |  | 0 | 0 |  | 0 | 0 |  | 0 | 0 | 0 | 0 | 0 |  | 0 | 0 | 0 | 0 | 0 |  | 0 | 0 | 0 | 0 | 0 | 0 | 0 | 0
PG&E GBA | Brentwood | 230 | Distributed_Solar |  |  | 1 |  | 0 | 0 |  | 2 | 2 |  | 0 | 0 | 0 | 2 | 2 |  | 0 | 0 | 0 | 0 | 0 |  | 0 | 0 | 0 | 2 | 2 | 0 | 2 | 2
PG&E NGBA | Bridgeville | 115 | Distributed_Solar |  |  | 0 |  | 0 | 0 |  | 0 | 0 |  | 0 | 0 | 0 | 0 | 0 |  | 0 | 0 | 0 | 0 | 0 |  | 0 | 0 | 0 | 0 | 0 | 0 | 0 | 0
PG&E NGBA | Brighton | 115 | Distributed_Solar |  |  | 0 |  | 0 | 0 |  | 0 | 0 |  | 0 | 0 | 0 | 0 | 0 |  | 0 | 0 | 0 | 0 | 0 |  | 0 | 0 | 0 | 0 | 0 | 0 | 0 | 0
PG&E NGBA | Brighton | 230 | Distributed_Solar |  |  | 0 |  | 0 | 0 |  | 0 | 0 |  | 0 | 0 | 0 | 0 | 0 |  | 0 | 0 | 0 | 0 | 0 |  | 0 | 0 | 0 | 0 | 0 | 0 | 0 | 0
PG&E NGBA | Brunswick | 115 | Distributed_Solar |  |  | 0 |  | 0 | 0 |  | 0 | 0 |  | 0 | 0 | 0 | 0 | 0 |  | 0 | 0 | 0 | 0 | 0 |  | 0 | 0 | 0 | 0 | 0 | 0 | 0 | 0
PG&E NGBA | Bucks Creek | 230 | Distributed_Solar |  |  | 0 |  | 0 | 0 |  | 0 | 0 |  | 0 | 0 | 0 | 0 | 0 |  | 0 | 0 | 0 | 0 | 0 |  | 0 | 0 | 0 | 0 | 0 | 0 | 0 | 0
PG&E KERN | Buena Vista | 230 | Distributed_Solar |  |  | 0 |  | 0 | 0 |  | 0 | 0 |  | 0 | 0 | 0 | 0 | 0 |  | 0 | 0 | 0 | 0 | 0 |  | 0 | 0 | 0 | 0 | 0 | 0 | 0 | 0
PG&E FRESNO | Bullard | 115 | Distributed_Solar |  |  | 0 |  | 0 | 0 |  | 0 | 0 |  | 0 | 0 | 0 | 0 | 0 |  | 0 | 0 | 0 | 0 | 0 |  | 0 | 0 | 0 | 0 | 0 | 0 | 0 | 0
PG&E GBA | Burlingame | 115 | Distributed_Solar |  |  | 0 |  | 0 | 0 |  | 0 | 0 |  | 0 | 0 | 0 | 0 | 0 |  | 0 | 0 | 0 | 0 | 0 |  | 0 | 0 | 0 | 0 | 0 | 0 | 0 | 0
PG&E NGBA | Burney Forest | 230 | Distributed_Solar |  |  | 0 |  | 0 | 0 |  | 0 | 0 |  | 0 | 0 | 0 | 0 | 0 |  | 0 | 0 | 0 | 0 | 0 |  | 0 | 0 | 0 | 0 | 0 | 0 | 0 | 0
PG&E NGBA | Butte | 115 | Distributed_Solar |  |  | 0 |  | 0 | 0 |  | 0 | 0 |  | 0 | 0 | 0 | 0 | 0 |  | 0 | 0 | 0 | 0 | 0 |  | 0 | 0 | 0 | 0 | 0 | 0 | 0 | 0
PG&E KERN | Cabrillo | 115 | Distributed_Solar |  |  | 0 |  | 0 | 0 |  | 0 | 0 |  | 0 | 0 | 0 | 0 | 0 |  | 0 | 0 | 0 | 0 | 0 |  | 0 | 0 | 0 | 0 | 0 | 0 | 0 | 0
PG&E FRESNO | Cal Flats | 230 | Distributed_Solar |  |  | 0 |  | 0 | 0 |  | 0 | 0 |  | 0 | 0 | 0 | 0 | 0 |  | 0 | 0 | 0 | 0 | 0 |  | 0 | 0 | 0 | 0 | 0 | 0 | 0 | 0
SCE NOL | Calcite | 230 | Distributed_Solar |  |  | 0 |  | 0 | 0 |  | 0 | 0 |  | 0 | 0 | 0 | 0 | 0 |  | 0 | 0 | 0 | 0 | 0 |  | 0 | 0 | 0 | 0 | 0 | 0 | 0 | 0
PG&E KERN | Caliente | 230 | Distributed_Solar |  |  | 0 |  | 0 | 0 |  | 0 | 0 |  | 0 | 0 | 0 | 0 | 0 |  | 0 | 0 | 0 | 0 | 0 |  | 0 | 0 | 0 | 0 | 0 | 0 | 0 | 0
PG&E FRESNO | California Ave | 115 | Distributed_Solar |  |  | 0 |  | 0 | 0 |  | 0 | 0 |  | 0 | 0 | 0 | 0 | 0 |  | 0 | 0 | 0 | 0 | 0 |  | 0 | 0 | 0 | 0 | 0 | 0 | 0 | 0
PG&E KERN | Callender | 115 | Distributed_Solar |  |  | 0 |  | 0 | 0 |  | 0 | 0 |  | 0 | 0 | 0 | 0 | 0 |  | 0 | 0 | 0 | 0 | 0 |  | 0 | 0 | 0 | 0 | 0 | 0 | 0 | 0
PG&E NGBA | Calpella | 115 | Distributed_Solar |  |  | 1 |  | 0 | 0 |  | 4 | 4 |  | 0 | 0 | 0 | 4 | 4 |  | 0 | 0 | 0 | 0 | 0 |  | 0 | 0 | 0 | 4 | 4 | 0 | 4 | 4
PG&E GBA | Camanche | 230 | Distributed_Solar |  |  | 0 |  | 0 | 0 |  | 0 | 0 |  | 0 | 0 | 0 | 0 | 0 |  | 0 | 0 | 0 | 0 | 0 |  | 0 | 0 | 0 | 0 | 0 | 0 | 0 | 0
SDGE | Cameron | 69 | Distributed_Solar |  |  | 1 |  | 0.84 | 0.84 |  | 0 | 0 |  | 0 | 0 | 0 | 0 | 0 |  | 0 | 0 | 0 | 0 | 0 |  | 0 | 0 | 0 | 0.84 | 0.84 | 0 | 0.84 | 0.84
SDGE | Cannon | 69 | Distributed_Solar |  |  | 0 |  | 0 | 0 |  | 0 | 0 |  | 0 | 0 | 0 | 0 | 0 |  | 0 | 0 | 0 | 0 | 0 |  | 0 | 0 | 0 | 0 | 0 | 0 | 0 | 0
PG&E FRESNO | Cantua | 115 | Distributed_Solar |  |  | 0 |  | 0 | 0 |  | 0 | 0 |  | 0 | 0 | 0 | 0 | 0 |  | 0 | 0 | 0 | 0 | 0 |  | 0 | 0 | 0 | 0 | 0 | 0 | 0 | 0
SDGE | Capistrano | 138 | Distributed_Solar |  |  | 0 |  | 0 | 0 |  | 0 | 0 |  | 0 | 0 | 0 | 0 | 0 |  | 0 | 0 | 0 | 0 | 0 |  | 0 | 0 | 0 | 0 | 0 | 0 | 0 | 0
SDGE | Capistrano | 230 | Distributed_Solar |  |  | 0 |  | 0 | 0 |  | 0 | 0 |  | 0 | 0 | 0 | 0 | 0 |  | 0 | 0 | 0 | 0 | 0 |  | 0 | 0 | 0 | 0 | 0 | 0 | 0 | 0
PG&E NGBA | Carberry | 230 | Distributed_Solar |  |  | 0 |  | 0 | 0 |  | 0 | 0 |  | 0 | 0 | 0 | 0 | 0 |  | 0 | 0 | 0 | 0 | 0 |  | 0 | 0 | 0 | 0 | 0 | 0 | 0 | 0
SCE Eastern | Cardiff | 66 | Distributed_Solar |  |  | 0 |  | 0 | 0 |  | 0 | 0 |  | 0 | 0 | 0 | 0 | 0 |  | 0 | 0 | 0 | 0 | 0 |  | 0 | 0 | 0 | 0 | 0 | 0 | 0 | 0
PG&E NGBA | Caribou | 60 | Distributed_Solar |  |  | 0 |  | 0 | 0 |  | 0 | 0 |  | 0 | 0 | 0 | 0 | 0 |  | 0 | 0 | 0 | 0 | 0 |  | 0 | 0 | 0 | 0 | 0 | 0 | 0 | 0
PG&E NGBA | Caribou | 115 | Distributed_Solar |  |  | 0 |  | 0 | 0 |  | 0 | 0 |  | 0 | 0 | 0 | 0 | 0 |  | 0 | 0 | 0 | 0 | 0 |  | 0 | 0 | 0 | 0 | 0 | 0 | 0 | 0
PG&E NGBA | Caribou | 230 | Distributed_Solar |  |  | 0 |  | 0 | 0 |  | 0 | 0 |  | 0 | 0 | 0 | 0 | 0 |  | 0 | 0 | 0 | 0 | 0 |  | 0 | 0 | 0 | 0 | 0 | 0 | 0 | 0
EOP | Carpenter Canyon (fka Gamebird) | 138 | Distributed_Solar |  |  | 0 |  | 0 | 0 |  | 0 | 0 |  | 0 | 0 | 0 | 0 | 0 |  | 0 | 0 | 0 | 0 | 0 |  | 0 | 0 | 0 | 0 | 0 | 0 | 0 | 0
EOP | Carpenter Canyon (fka Gamebird) | 230 | Distributed_Solar |  |  | 0 |  | 0 | 0 |  | 0 | 0 |  | 0 | 0 | 0 | 0 | 0 |  | 0 | 0 | 0 | 0 | 0 |  | 0 | 0 | 0 | 0 | 0 | 0 | 0 | 0
PG&E NGBA | Carquinez | 115 | Distributed_Solar |  |  | 0 |  | 0 | 0 |  | 0 | 0 |  | 0 | 0 | 0 | 0 | 0 |  | 0 | 0 | 0 | 0 | 0 |  | 0 | 0 | 0 | 0 | 0 | 0 | 0 | 0
SDGE | Carrizo Gorge | 138 | Distributed_Solar |  |  | 0 |  | 0 | 0 |  | 0 | 0 |  | 0 | 0 | 0 | 0 | 0 |  | 0 | 0 | 0 | 0 | 0 |  | 0 | 0 | 0 | 0 | 0 | 0 | 0 | 0
PG&E KERN | Carrizo Plains | 115 | Distributed_Solar |  |  | 0 |  | 0 | 0 |  | 0 | 0 |  | 0 | 0 | 0 | 0 | 0 |  | 0 | 0 | 0 | 0 | 0 |  | 0 | 0 | 0 | 0 | 0 | 0 | 0 | 0
PG&E KERN | Casaloma | 230 | Distributed_Solar |  |  | 0 |  | 0 | 0 |  | 0 | 0 |  | 0 | 0 | 0 | 0 | 0 |  | 0 | 0 | 0 | 0 | 0 |  | 0 | 0 | 0 | 0 | 0 | 0 | 0 | 0
PG&E GBA | Castro Valley | 230 | Distributed_Solar |  |  | 0 |  | 0 | 0 |  | 0 | 0 |  | 0 | 0 | 0 | 0 | 0 |  | 0 | 0 | 0 | 0 | 0 |  | 0 | 0 | 0 | 0 | 0 | 0 | 0 | 0
PG&E GBA | Cayetano | 230 | Distributed_Solar |  |  | 0 |  | 0 | 0 |  | 0 | 0 |  | 0 | 0 | 0 | 0 | 0 |  | 0 | 0 | 0 | 0 | 0 |  | 0 | 0 | 0 | 0 | 0 | 0 | 0 | 0
SCE Metro | Center | 230 | Distributed_Solar |  |  | 0 |  | 0 | 0 |  | 0 | 0 |  | 0 | 0 | 0 | 0 | 0 |  | 0 | 0 | 0 | 0 | 0 |  | 0 | 0 | 0 | 0 | 0 | 0 | 0 | 0
PG&E KERN | Charca | 115 | Distributed_Solar |  |  | 1 |  | 0 | 0 |  | 4.62 | 4.62 |  | 0 | 0 | 0 | 4.62 | 4.62 |  | 0 | 0 | 0 | 0 | 0 |  | 0 | 0 | 0 | 4.62 | 4.62 | 0 | 4.62 | 4.62
EOP | Charleston | 138 | Distributed_Solar |  |  | 0 |  | 0 | 0 |  | 0 | 0 |  | 0 | 0 | 0 | 0 | 0 |  | 0 | 0 | 0 | 0 | 0 |  | 0 | 0 | 0 | 0 | 0 | 0 | 0 | 0
SCE Metro | Chevmain | 230 | Distributed_Solar |  |  | 0 |  | 0 | 0 |  | 0 | 0 |  | 0 | 0 | 0 | 0 | 0 |  | 0 | 0 | 0 | 0 | 0 |  | 0 | 0 | 0 | 0 | 0 | 0 | 0 | 0
SDGE | Chicarita | 138 | Distributed_Solar |  |  | 0 |  | 0 | 0 |  | 0 | 0 |  | 0 | 0 | 0 | 0 | 0 |  | 0 | 0 | 0 | 0 | 0 |  | 0 | 0 | 0 | 0 | 0 | 0 | 0 | 0
SCE Metro | Chino | 230 | Distributed_Solar |  |  | 0 |  | 0 | 0 |  | 0 | 0 |  | 0 | 0 | 0 | 0 | 0 |  | 0 | 0 | 0 | 0 | 0 |  | 0 | 0 | 0 | 0 | 0 | 0 | 0 | 0
PG&E FRESNO | Chowchilla | 115 | Distributed_Solar |  |  | 1 |  | 0 | 0 |  | 7.56 | 7.56 |  | 0 | 0 | 0 | 7.56 | 7.56 |  | 0 | 0 | 0 | 0 | 0 |  | 0 | 0 | 0 | 7.56 | 7.56 | 0 | 7.56 | 7.56
PG&E GBA | Christie | 60 | Distributed_Solar |  |  | 0 |  | 0 | 0 |  | 0 | 0 |  | 0 | 0 | 0 | 0 | 0 |  | 0 | 0 | 0 | 0 | 0 |  | 0 | 0 | 0 | 0 | 0 | 0 | 0 | 0
PG&E GBA | Christie | 115 | Distributed_Solar |  |  | 0 |  | 0 | 0 |  | 0 | 0 |  | 0 | 0 | 0 | 0 | 0 |  | 0 | 0 | 0 | 0 | 0 |  | 0 | 0 | 0 | 0 | 0 | 0 | 0 | 0
SCE Eastern | Cielo Azul | 500 | Distributed_Solar |  |  | 0 |  | 0 | 0 |  | 0 | 0 |  | 0 | 0 | 0 | 0 | 0 |  | 0 | 0 | 0 | 0 | 0 |  | 0 | 0 | 0 | 0 | 0 | 0 | 0 | 0
PG&E GBA | Clay | 60 | Distributed_Solar |  |  | 0 |  | 0 | 0 |  | 0 | 0 |  | 0 | 0 | 0 | 0 | 0 |  | 0 | 0 | 0 | 0 | 0 |  | 0 | 0 | 0 | 0 | 0 | 0 | 0 | 0
PG&E GBA | Clayton | 115 | Distributed_Solar |  |  | 0 |  | 0 | 0 |  | 0 | 0 |  | 0 | 0 | 0 | 0 | 0 |  | 0 | 0 | 0 | 0 | 0 |  | 0 | 0 | 0 | 0 | 0 | 0 | 0 | 0
PG&E NGBA | Cloverdale | 115 | Distributed_Solar |  |  | 0 |  | 0 | 0 |  | 0 | 0 |  | 0 | 0 | 0 | 0 | 0 |  | 0 | 0 | 0 | 0 | 0 |  | 0 | 0 | 0 | 0 | 0 | 0 | 0 | 0
PG&E FRESNO | Clovis | 115 | Distributed_Solar |  |  | 0 |  | 0 | 0 |  | 0 | 0 |  | 0 | 0 | 0 | 0 | 0 |  | 0 | 0 | 0 | 0 | 0 |  | 0 | 0 | 0 | 0 | 0 | 0 | 0 | 0
PG&E GBA | Coburn | 230 | Distributed_Solar |  |  | 0 |  | 0 | 0 |  | 0 | 0 |  | 0 | 0 | 0 | 0 | 0 |  | 0 | 0 | 0 | 0 | 0 |  | 0 | 0 | 0 | 0 | 0 | 0 | 0 | 0
PG&E GBA | Coburn | 60 | Distributed_Solar |  |  | 0 |  | 0 | 0 |  | 0 | 0 |  | 0 | 0 | 0 | 0 | 0 |  | 0 | 0 | 0 | 0 | 0 |  | 0 | 0 | 0 | 0 | 0 | 0 | 0 | 0
PG&E NGBA | Colgate | 230 | Distributed_Solar |  |  | 0 |  | 0 | 0 |  | 0 | 0 |  | 0 | 0 | 0 | 0 | 0 |  | 0 | 0 | 0 | 0 | 0 |  | 0 | 0 | 0 | 0 | 0 | 0 | 0 | 0
PG&E GBA | Collierville | 230 | Distributed_Solar |  |  | 0 |  | 0 | 0 |  | 0 | 0 |  | 0 | 0 | 0 | 0 | 0 |  | 0 | 0 | 0 | 0 | 0 |  | 0 | 0 | 0 | 0 | 0 | 0 | 0 | 0
PG&E GBA | Collinsville | 230 | Distributed_Solar |  |  | 0 |  | 0 | 0 |  | 0 | 0 |  | 0 | 0 | 0 | 0 | 0 |  | 0 | 0 | 0 | 0 | 0 |  | 0 | 0 | 0 | 0 | 0 | 0 | 0 | 0
PG&E GBA | Collinsville | 500 | Distributed_Solar |  |  | 0 |  | 0 | 0 |  | 0 | 0 |  | 0 | 0 | 0 | 0 | 0 |  | 0 | 0 | 0 | 0 | 0 |  | 0 | 0 | 0 | 0 | 0 | 0 | 0 | 0
SCE Eastern | Colorado River | 230 | Distributed_Solar |  |  | 0 |  | 0 | 0 |  | 0 | 0 |  | 0 | 0 | 0 | 0 | 0 |  | 0 | 0 | 0 | 0 | 0 |  | 0 | 0 | 0 | 0 | 0 | 0 | 0 | 0
SCE Eastern | Colorado River | 500 | Distributed_Solar |  |  | 0 |  | 0 | 0 |  | 0 | 0 |  | 0 | 0 | 0 | 0 | 0 |  | 0 | 0 | 0 | 0 | 0 |  | 0 | 0 | 0 | 0 | 0 | 0 | 0 | 0
PG&E KERN | Columbus | 115 | Distributed_Solar |  |  | 0 |  | 0 | 0 |  | 0 | 0 |  | 0 | 0 | 0 | 0 | 0 |  | 0 | 0 | 0 | 0 | 0 |  | 0 | 0 | 0 | 0 | 0 | 0 | 0 | 0
PG&E GBA | Contra Costa | 115 | Distributed_Solar |  |  | 0 |  | 0 | 0 |  | 0 | 0 |  | 0 | 0 | 0 | 0 | 0 |  | 0 | 0 | 0 | 0 | 0 |  | 0 | 0 | 0 | 0 | 0 | 0 | 0 | 0
PG&E GBA | Contra Costa | 230 | Distributed_Solar |  |  | 0 |  | 0 | 0 |  | 0 | 0 |  | 0 | 0 | 0 | 0 | 0 |  | 0 | 0 | 0 | 0 | 0 |  | 0 | 0 | 0 | 0 | 0 | 0 | 0 | 0
PG&E GBA | Contra Costa PP | 230 | Distributed_Solar |  |  | 0 |  | 0 | 0 |  | 0 | 0 |  | 0 | 0 | 0 | 0 | 0 |  | 0 | 0 | 0 | 0 | 0 |  | 0 | 0 | 0 | 0 | 0 | 0 | 0 | 0
SCE NOL | Control | 115 | Distributed_Solar |  |  | 0 |  | 0 | 0 |  | 0 | 0 |  | 0 | 0 | 0 | 0 | 0 |  | 0 | 0 | 0 | 0 | 0 |  | 0 | 0 | 0 | 0 | 0 | 0 | 0 | 0
SCE NOL | Control | 55 | Distributed_Solar |  |  | 0 |  | 0 | 0 |  | 0 | 0 |  | 0 | 0 | 0 | 0 | 0 |  | 0 | 0 | 0 | 0 | 0 |  | 0 | 0 | 0 | 0 | 0 | 0 | 0 | 0
PG&E GBA | Cooley Landing | 115 | Distributed_Solar |  |  | 0 |  | 0 | 0 |  | 0 | 0 |  | 0 | 0 | 0 | 0 | 0 |  | 0 | 0 | 0 | 0 | 0 |  | 0 | 0 | 0 | 0 | 0 | 0 | 0 | 0
PG&E GBA | Cooley Landing | 60 | Distributed_Solar |  |  | 0 |  | 0 | 0 |  | 0 | 0 |  | 0 | 0 | 0 | 0 | 0 |  | 0 | 0 | 0 | 0 | 0 |  | 0 | 0 | 0 | 0 | 0 | 0 | 0 | 0
SCE NOL | Coolwater | 230 | Distributed_Solar |  |  | 0 |  | 0 | 0 |  | 0 | 0 |  | 0 | 0 | 0 | 0 | 0 |  | 0 | 0 | 0 | 0 | 0 |  | 0 | 0 | 0 | 0 | 0 | 0 | 0 | 0
SCE NOL | Coolwater | 115 | Distributed_Solar |  |  | 0 |  | 0 | 0 |  | 0 | 0 |  | 0 | 0 | 0 | 0 | 0 |  | 0 | 0 | 0 | 0 | 0 |  | 0 | 0 | 0 | 0 | 0 | 0 | 0 | 0
PG&E KERN | Copus | 70 | Distributed_Solar |  |  | 0 |  | 0 | 0 |  | 0 | 0 |  | 0 | 0 | 0 | 0 | 0 |  | 0 | 0 | 0 | 0 | 0 |  | 0 | 0 | 0 | 0 | 0 | 0 | 0 | 0
PG&E FRESNO | Corcoran | 70 | Distributed_Solar |  |  | 0 |  | 0 | 0 |  | 0 | 0 |  | 0 | 0 | 0 | 0 | 0 |  | 0 | 0 | 0 | 0 | 0 |  | 0 | 0 | 0 | 0 | 0 | 0 | 0 | 0
PG&E FRESNO | Corcoran | 115 | Distributed_Solar |  |  | 0 |  | 0 | 0 |  | 0 | 0 |  | 0 | 0 | 0 | 0 | 0 |  | 0 | 0 | 0 | 0 | 0 |  | 0 | 0 | 0 | 0 | 0 | 0 | 0 | 0
PG&E NGBA | Corona | 115 | Distributed_Solar |  |  | 0 |  | 0 | 0 |  | 0 | 0 |  | 0 | 0 | 0 | 0 | 0 |  | 0 | 0 | 0 | 0 | 0 |  | 0 | 0 | 0 | 0 | 0 | 0 | 0 | 0
PG&E NGBA | Cortina | 230 | Distributed_Solar |  |  | 0 |  | 0 | 0 |  | 0 | 0 |  | 0 | 0 | 0 | 0 | 0 |  | 0 | 0 | 0 | 0 | 0 |  | 0 | 0 | 0 | 0 | 0 | 0 | 0 | 0
PG&E NGBA | Cortina | 115 | Distributed_Solar |  |  | 0 |  | 0 | 0 |  | 0 | 0 |  | 0 | 0 | 0 | 0 | 0 |  | 0 | 0 | 0 | 0 | 0 |  | 0 | 0 | 0 | 0 | 0 | 0 | 0 | 0
PG&E GBA | Cottle | 230 | Distributed_Solar |  |  | 0 |  | 0 | 0 |  | 0 | 0 |  | 0 | 0 | 0 | 0 | 0 |  | 0 | 0 | 0 | 0 | 0 |  | 0 | 0 | 0 | 0 | 0 | 0 | 0 | 0
PG&E NGBA | Cottonwood | 115 | Distributed_Solar |  |  | 0 |  | 0 | 0 |  | 0 | 0 |  | 0 | 0 | 0 | 0 | 0 |  | 0 | 0 | 0 | 0 | 0 |  | 0 | 0 | 0 | 0 | 0 | 0 | 0 | 0
PG&E NGBA | Cottonwood | 230 | Distributed_Solar |  |  | 0 |  | 0 | 0 |  | 0 | 0 |  | 0 | 0 | 0 | 0 | 0 |  | 0 | 0 | 0 | 0 | 0 |  | 0 | 0 | 0 | 0 | 0 | 0 | 0 | 0
PG&E NGBA | Cottonwood | 60 | Distributed_Solar |  |  | 0 |  | 0 | 0 |  | 0 | 0 |  | 0 | 0 | 0 | 0 | 0 |  | 0 | 0 | 0 | 0 | 0 |  | 0 | 0 | 0 | 0 | 0 | 0 | 0 | 0
PG&E NGBA | Cove Road | 230 | Distributed_Solar |  |  | 0 |  | 0 | 0 |  | 0 | 0 |  | 0 | 0 | 0 | 0 | 0 |  | 0 | 0 | 0 | 0 | 0 |  | 0 | 0 | 0 | 0 | 0 | 0 | 0 | 0
PG&E GBA | Coyote | 230 | Distributed_Solar |  |  | 0 |  | 0 | 0 |  | 0 | 0 |  | 0 | 0 | 0 | 0 | 0 |  | 0 | 0 | 0 | 0 | 0 |  | 0 | 0 | 0 | 0 | 0 | 0 | 0 | 0
PG&E GBA | Crazy Horse Canyon | 115 | Distributed_Solar |  |  | 0 |  | 0 | 0 |  | 0 | 0 |  | 0 | 0 | 0 | 0 | 0 |  | 0 | 0 | 0 | 0 | 0 |  | 0 | 0 | 0 | 0 | 0 | 0 | 0 | 0
SDGE | Creelman | 69 | Distributed_Solar |  |  | 0 |  | 0 | 0 |  | 0 | 0 |  | 0 | 0 | 0 | 0 | 0 |  | 0 | 0 | 0 | 0 | 0 |  | 0 | 0 | 0 | 0 | 0 | 0 | 0 | 0
PG&E FRESNO | Crescent | 70 | Distributed_Solar |  |  | 0 |  | 0 | 0 |  | 0 | 0 |  | 0 | 0 | 0 | 0 | 0 |  | 0 | 0 | 0 | 0 | 0 |  | 0 | 0 | 0 | 0 | 0 | 0 | 0 | 0
PG&E FRESNO | Cressey | 115 | Distributed_Solar |  |  | 0 |  | 0 | 0 |  | 0 | 0 |  | 0 | 0 | 0 | 0 | 0 |  | 0 | 0 | 0 | 0 | 0 |  | 0 | 0 | 0 | 0 | 0 | 0 | 0 | 0
PG&E NGBA | Cresta | 230 | Distributed_Solar |  |  | 0 |  | 0 | 0 |  | 0 | 0 |  | 0 | 0 | 0 | 0 | 0 |  | 0 | 0 | 0 | 0 | 0 |  | 0 | 0 | 0 | 0 | 0 | 0 | 0 | 0
SDGE | Crestwood | 69 | Distributed_Solar |  |  | 0 |  | 0 | 0 |  | 0 | 0 |  | 0 | 0 | 0 | 0 | 0 |  | 0 | 0 | 0 | 0 | 0 |  | 0 | 0 | 0 | 0 | 0 | 0 | 0 | 0
PG&E GBA | Crow Creek | 60 | Distributed_Solar |  |  | 0 |  | 0 | 0 |  | 0 | 0 |  | 0 | 0 | 0 | 0 | 0 |  | 0 | 0 | 0 | 0 | 0 |  | 0 | 0 | 0 | 0 | 0 | 0 | 0 | 0
PG&E GBA | Crows Landing | 60 | Distributed_Solar |  |  | 0 |  | 0 | 0 |  | 0 | 0 |  | 0 | 0 | 0 | 0 | 0 |  | 0 | 0 | 0 | 0 | 0 |  | 0 | 0 | 0 | 0 | 0 | 0 | 0 | 0
PG&E GBA | Curtis | 115 | Distributed_Solar |  |  | 0 |  | 0 | 0 |  | 0 | 0 |  | 0 | 0 | 0 | 0 | 0 |  | 0 | 0 | 0 | 0 | 0 |  | 0 | 0 | 0 | 0 | 0 | 0 | 0 | 0
PG&E FRESNO | Dairyland | 115 | Distributed_Solar |  |  | 0 |  | 0 | 0 |  | 0 | 0 |  | 0 | 0 | 0 | 0 | 0 |  | 0 | 0 | 0 | 0 | 0 |  | 0 | 0 | 0 | 0 | 0 | 0 | 0 | 0
PG&E NGBA | Davis | 115 | Distributed_Solar |  |  | 0 |  | 0 | 0 |  | 0 | 0 |  | 0 | 0 | 0 | 0 | 0 |  | 0 | 0 | 0 | 0 | 0 |  | 0 | 0 | 0 | 0 | 0 | 0 | 0 | 0
SCE Metro | Del Amo | 500 | Distributed_Solar |  |  | 0 |  | 0 | 0 |  | 0 | 0 |  | 0 | 0 | 0 | 0 | 0 |  | 0 | 0 | 0 | 0 | 0 |  | 0 | 0 | 0 | 0 | 0 | 0 | 0 | 0
SCE Metro | Del Amo | 230 | Distributed_Solar |  |  | 0 |  | 0 | 0 |  | 0 | 0 |  | 0 | 0 | 0 | 0 | 0 |  | 0 | 0 | 0 | 0 | 0 |  | 0 | 0 | 0 | 0 | 0 | 0 | 0 | 0
SCE Eastern | Delaney | 500 | Distributed_Solar |  |  | 0 |  | 0 | 0 |  | 0 | 0 |  | 0 | 0 | 0 | 0 | 0 |  | 0 | 0 | 0 | 0 | 0 |  | 0 | 0 | 0 | 0 | 0 | 0 | 0 | 0
PG&E NGBA | Delevan | 230 | Distributed_Solar |  |  | 0 |  | 0 | 0 |  | 0 | 0 |  | 0 | 0 | 0 | 0 | 0 |  | 0 | 0 | 0 | 0 | 0 |  | 0 | 0 | 0 | 0 | 0 | 0 | 0 | 0
PG&E GBA | Delta PP | 230 | Distributed_Solar |  |  | 0 |  | 0 | 0 |  | 0 | 0 |  | 0 | 0 | 0 | 0 | 0 |  | 0 | 0 | 0 | 0 | 0 |  | 0 | 0 | 0 | 0 | 0 | 0 | 0 | 0
EOP | Desert View | 230 | Distributed_Solar |  |  | 0 |  | 0 | 0 |  | 0 | 0 |  | 0 | 0 | 0 | 0 | 0 |  | 0 | 0 | 0 | 0 | 0 |  | 0 | 0 | 0 | 0 | 0 | 0 | 0 | 0
SCE Eastern | Devers | 230 | Distributed_Solar |  |  | 0 |  | 0 | 0 |  | 0 | 0 |  | 0 | 0 | 0 | 0 | 0 |  | 0 | 0 | 0 | 0 | 0 |  | 0 | 0 | 0 | 0 | 0 | 0 | 0 | 0
SCE Eastern | Devers | 500 | Distributed_Solar |  |  | 0 |  | 0 | 0 |  | 0 | 0 |  | 0 | 0 | 0 | 0 | 0 |  | 0 | 0 | 0 | 0 | 0 |  | 0 | 0 | 0 | 0 | 0 | 0 | 0 | 0
PG&E KERN | Diablo Canyon | 230 | Distributed_Solar |  |  | 0 |  | 0 | 0 |  | 0 | 0 |  | 0 | 0 | 0 | 0 | 0 |  | 0 | 0 | 0 | 0 | 0 |  | 0 | 0 | 0 | 0 | 0 | 0 | 0 | 0
PG&E KERN | Diablo Canyon | 500 | Distributed_Solar |  |  | 0 |  | 0 | 0 |  | 0 | 0 |  | 0 | 0 | 0 | 0 | 0 |  | 0 | 0 | 0 | 0 | 0 |  | 0 | 0 | 0 | 0 | 0 | 0 | 0 | 0
PG&E KERN | Divide | 115 | Distributed_Solar |  |  | 0 |  | 0 | 0 |  | 0 | 0 |  | 0 | 0 | 0 | 0 | 0 |  | 0 | 0 | 0 | 0 | 0 |  | 0 | 0 | 0 | 0 | 0 | 0 | 0 | 0
PG&E GBA | Dixon Landing | 115 | Distributed_Solar |  |  | 0 |  | 0 | 0 |  | 0 | 0 |  | 0 | 0 | 0 | 0 | 0 |  | 0 | 0 | 0 | 0 | 0 |  | 0 | 0 | 0 | 0 | 0 | 0 | 0 | 0
PG&E FRESNO | Dos Amigos | 230 | Distributed_Solar |  |  | 1 |  | 0 | 0 |  | 3 | 3 |  | 0 | 0 | 0 | 3 | 3 |  | 0 | 0 | 0 | 0 | 0 |  | 0 | 0 | 0 | 3 | 3 | 0 | 3 | 3
PG&E NGBA | Drum | 115 | Distributed_Solar |  |  | 0 |  | 0 | 0 |  | 0 | 0 |  | 0 | 0 | 0 | 0 | 0 |  | 0 | 0 | 0 | 0 | 0 |  | 0 | 0 | 0 | 0 | 0 | 0 | 0 | 0
PG&E GBA | Dumbarton | 115 | Distributed_Solar |  |  | 0 |  | 0 | 0 |  | 0 | 0 |  | 0 | 0 | 0 | 0 | 0 |  | 0 | 0 | 0 | 0 | 0 |  | 0 | 0 | 0 | 0 | 0 | 0 | 0 | 0
SCE NOL | Dunn Siding | 115 | Distributed_Solar |  |  | 0 |  | 0 | 0 |  | 0 | 0 |  | 0 | 0 | 0 | 0 | 0 |  | 0 | 0 | 0 | 0 | 0 |  | 0 | 0 | 0 | 0 | 0 | 0 | 0 | 0
SCE Eastern | Eagle Mountain | 230 | Distributed_Solar |  |  | 0 |  | 0 | 0 |  | 0 | 0 |  | 0 | 0 | 0 | 0 | 0 |  | 0 | 0 | 0 | 0 | 0 |  | 0 | 0 | 0 | 0 | 0 | 0 | 0 | 0
PG&E NGBA | Eagle Rock (PGE) | 60 | Distributed_Solar |  |  | 0 |  | 0 | 0 |  | 0 | 0 |  | 0 | 0 | 0 | 0 | 0 |  | 0 | 0 | 0 | 0 | 0 |  | 0 | 0 | 0 | 0 | 0 | 0 | 0 | 0
PG&E NGBA | Eagle Rock (PGE) | 115 | Distributed_Solar |  |  | 0 |  | 0 | 0 |  | 0 | 0 |  | 0 | 0 | 0 | 0 | 0 |  | 0 | 0 | 0 | 0 | 0 |  | 0 | 0 | 0 | 0 | 0 | 0 | 0 | 0
SCE Metro | Eagle Rock (SCE) | 230 | Distributed_Solar |  |  | 0 |  | 0 | 0 |  | 0 | 0 |  | 0 | 0 | 0 | 0 | 0 |  | 0 | 0 | 0 | 0 | 0 |  | 0 | 0 | 0 | 0 | 0 | 0 | 0 | 0
PG&E NGBA | East Marysville | 115 | Distributed_Solar |  |  | 0 |  | 0 | 0 |  | 0 | 0 |  | 0 | 0 | 0 | 0 | 0 |  | 0 | 0 | 0 | 0 | 0 |  | 0 | 0 | 0 | 0 | 0 | 0 | 0 | 0
PG&E NGBA | East Nicolaus | 115 | Distributed_Solar |  |  | 0 |  | 0 | 0 |  | 0 | 0 |  | 0 | 0 | 0 | 0 | 0 |  | 0 | 0 | 0 | 0 | 0 |  | 0 | 0 | 0 | 0 | 0 | 0 | 0 | 0
PG&E NGBA | East Nicolaus | 60 | Distributed_Solar |  |  | 0 |  | 0 | 0 |  | 0 | 0 |  | 0 | 0 | 0 | 0 | 0 |  | 0 | 0 | 0 | 0 | 0 |  | 0 | 0 | 0 | 0 | 0 | 0 | 0 | 0
PG&E GBA | Eastshore | 115 | Distributed_Solar |  |  | 0 |  | 0 | 0 |  | 0 | 0 |  | 0 | 0 | 0 | 0 | 0 |  | 0 | 0 | 0 | 0 | 0 |  | 0 | 0 | 0 | 0 | 0 | 0 | 0 | 0
PG&E GBA | Eastshore | 230 | Distributed_Solar |  |  | 0 |  | 0 | 0 |  | 0 | 0 |  | 0 | 0 | 0 | 0 | 0 |  | 0 | 0 | 0 | 0 | 0 |  | 0 | 0 | 0 | 0 | 0 | 0 | 0 | 0
SDGE | ECO | 138 | Distributed_Solar |  |  | 0 |  | 0 | 0 |  | 0 | 0 |  | 0 | 0 | 0 | 0 | 0 |  | 0 | 0 | 0 | 0 | 0 |  | 0 | 0 | 0 | 0 | 0 | 0 | 0 | 0
SDGE | ECO | 230 | Distributed_Solar |  |  | 0 |  | 0 | 0 |  | 0 | 0 |  | 0 | 0 | 0 | 0 | 0 |  | 0 | 0 | 0 | 0 | 0 |  | 0 | 0 | 0 | 0 | 0 | 0 | 0 | 0
SDGE | ECO | 500 | Distributed_Solar |  |  | 0 |  | 0 | 0 |  | 0 | 0 |  | 0 | 0 | 0 | 0 | 0 |  | 0 | 0 | 0 | 0 | 0 |  | 0 | 0 | 0 | 0 | 0 | 0 | 0 | 0
PG&E GBA | Edenvale | 115 | Distributed_Solar |  |  | 0 |  | 0 | 0 |  | 0 | 0 |  | 0 | 0 | 0 | 0 | 0 |  | 0 | 0 | 0 | 0 | 0 |  | 0 | 0 | 0 | 0 | 0 | 0 | 0 | 0
PG&E GBA | Edes | 115 | Distributed_Solar |  |  | 0 |  | 0 | 0 |  | 0 | 0 |  | 0 | 0 | 0 | 0 | 0 |  | 0 | 0 | 0 | 0 | 0 |  | 0 | 0 | 0 | 0 | 0 | 0 | 0 | 0
PG&E GBA | Eight Mile | 230 | Distributed_Solar |  |  | 0 |  | 0 | 0 |  | 0 | 0 |  | 0 | 0 | 0 | 0 | 0 |  | 0 | 0 | 0 | 0 | 0 |  | 0 | 0 | 0 | 0 | 0 | 0 | 0 | 0
SDGE | El Cajon | 69 | Distributed_Solar |  |  | 0 |  | 0 | 0 |  | 0 | 0 |  | 0 | 0 | 0 | 0 | 0 |  | 0 | 0 | 0 | 0 | 0 |  | 0 | 0 | 0 | 0 | 0 | 0 | 0 | 0
SCE Eastern | El Casco | 230 | Distributed_Solar |  |  | 0 |  | 0 | 0 |  | 0 | 0 |  | 0 | 0 | 0 | 0 | 0 |  | 0 | 0 | 0 | 0 | 0 |  | 0 | 0 | 0 | 0 | 0 | 0 | 0 | 0
PG&E GBA | El Cerrito G | 115 | Distributed_Solar |  |  | 0 |  | 0 | 0 |  | 0 | 0 |  | 0 | 0 | 0 | 0 | 0 |  | 0 | 0 | 0 | 0 | 0 |  | 0 | 0 | 0 | 0 | 0 | 0 | 0 | 0
PG&E NGBA | El Dorado PH | 115 | Distributed_Solar |  |  | 0 |  | 0 | 0 |  | 0 | 0 |  | 0 | 0 | 0 | 0 | 0 |  | 0 | 0 | 0 | 0 | 0 |  | 0 | 0 | 0 | 0 | 0 | 0 | 0 | 0
PG&E FRESNO | El Nido (PGE) | 115 | Distributed_Solar |  |  | 1 |  | 0 | 0 |  | 3 | 3 |  | 0 | 0 | 0 | 3 | 3 |  | 0 | 0 | 0 | 0 | 0 |  | 0 | 0 | 0 | 3 | 3 | 0 | 3 | 3
SCE Metro | El Nido (SCE) | 230 | Distributed_Solar |  |  | 0 |  | 0 | 0 |  | 0 | 0 |  | 0 | 0 | 0 | 0 | 0 |  | 0 | 0 | 0 | 0 | 0 |  | 0 | 0 | 0 | 0 | 0 | 0 | 0 | 0
PG&E GBA | El Patio | 115 | Distributed_Solar |  |  | 0 |  | 0 | 0 |  | 0 | 0 |  | 0 | 0 | 0 | 0 | 0 |  | 0 | 0 | 0 | 0 | 0 |  | 0 | 0 | 0 | 0 | 0 | 0 | 0 | 0
SCE Metro | El Segundo | 230 | Distributed_Solar |  |  | 0 |  | 0 | 0 |  | 0 | 0 |  | 0 | 0 | 0 | 0 | 0 |  | 0 | 0 | 0 | 0 | 0 |  | 0 | 0 | 0 | 0 | 0 | 0 | 0 | 0
EOP | Eldorado | 230 | Distributed_Solar |  |  | 0 |  | 0 | 0 |  | 0 | 0 |  | 0 | 0 | 0 | 0 | 0 |  | 0 | 0 | 0 | 0 | 0 |  | 0 | 0 | 0 | 0 | 0 | 0 | 0 | 0
EOP | Eldorado | 500 | Distributed_Solar |  |  | 0 |  | 0 | 0 |  | 0 | 0 |  | 0 | 0 | 0 | 0 | 0 |  | 0 | 0 | 0 | 0 | 0 |  | 0 | 0 | 0 | 0 | 0 | 0 | 0 | 0
SCE Northern | Elizabeth Lake | 66 | Distributed_Solar |  |  | 0 |  | 0 | 0 |  | 0 | 0 |  | 0 | 0 | 0 | 0 | 0 |  | 0 | 0 | 0 | 0 | 0 |  | 0 | 0 | 0 | 0 | 0 | 0 | 0 | 0
PG&E KERN | Elk Hills | 230 | Distributed_Solar |  |  | 0 |  | 0 | 0 |  | 0 | 0 |  | 0 | 0 | 0 | 0 | 0 |  | 0 | 0 | 0 | 0 | 0 |  | 0 | 0 | 0 | 0 | 0 | 0 | 0 | 0
SDGE | Elliot | 69 | Distributed_Solar |  |  | 0 |  | 0 | 0 |  | 0 | 0 |  | 0 | 0 | 0 | 0 | 0 |  | 0 | 0 | 0 | 0 | 0 |  | 0 | 0 | 0 | 0 | 0 | 0 | 0 | 0
SCE Metro | Ellis | 230 | Distributed_Solar |  |  | 0 |  | 0 | 0 |  | 0 | 0 |  | 0 | 0 | 0 | 0 | 0 |  | 0 | 0 | 0 | 0 | 0 |  | 0 | 0 | 0 | 0 | 0 | 0 | 0 | 0
SDGE | Encina | 138 | Distributed_Solar |  |  | 0 |  | 0 | 0 |  | 0 | 0 |  | 0 | 0 | 0 | 0 | 0 |  | 0 | 0 | 0 | 0 | 0 |  | 0 | 0 | 0 | 0 | 0 | 0 | 0 | 0
SDGE | Encina | 230 | Distributed_Solar |  |  | 0 |  | 0 | 0 |  | 0 | 0 |  | 0 | 0 | 0 | 0 | 0 |  | 0 | 0 | 0 | 0 | 0 |  | 0 | 0 | 0 | 0 | 0 | 0 | 0 | 0
SDGE | Escondido | 230 | Distributed_Solar |  |  | 0 |  | 0 | 0 |  | 0 | 0 |  | 0 | 0 | 0 | 0 | 0 |  | 0 | 0 | 0 | 0 | 0 |  | 0 | 0 | 0 | 0 | 0 | 0 | 0 | 0
SDGE | Escondido | 69 | Distributed_Solar |  |  | 0 |  | 0 | 0 |  | 0 | 0 |  | 0 | 0 | 0 | 0 | 0 |  | 0 | 0 | 0 | 0 | 0 |  | 0 | 0 | 0 | 0 | 0 | 0 | 0 | 0
PG&E KERN | Estrella | 230 | Distributed_Solar |  |  | 0 |  | 0 | 0 |  | 0 | 0 |  | 0 | 0 | 0 | 0 | 0 |  | 0 | 0 | 0 | 0 | 0 |  | 0 | 0 | 0 | 0 | 0 | 0 | 0 | 0
SCE Eastern | Etiwanda | 230 | Distributed_Solar |  |  | 0 |  | 0 | 0 |  | 0 | 0 |  | 0 | 0 | 0 | 0 | 0 |  | 0 | 0 | 0 | 0 | 0 |  | 0 | 0 | 0 | 0 | 0 | 0 | 0 | 0
PG&E GBA | Evergreen | 115 | Distributed_Solar |  |  | 0 |  | 0 | 0 |  | 0 | 0 |  | 0 | 0 | 0 | 0 | 0 |  | 0 | 0 | 0 | 0 | 0 |  | 0 | 0 | 0 | 0 | 0 | 0 | 0 | 0
PG&E GBA | Evergreen | 60 | Distributed_Solar |  |  | 0 |  | 0 | 0 |  | 0 | 0 |  | 0 | 0 | 0 | 0 | 0 |  | 0 | 0 | 0 | 0 | 0 |  | 0 | 0 | 0 | 0 | 0 | 0 | 0 | 0
PG&E FRESNO | Excelsior | 115 | Distributed_Solar |  |  | 0 |  | 0 | 0 |  | 0 | 0 |  | 0 | 0 | 0 | 0 | 0 |  | 0 | 0 | 0 | 0 | 0 |  | 0 | 0 | 0 | 0 | 0 | 0 | 0 | 0
PG&E FRESNO | Exchequer | 115 | Distributed_Solar |  |  | 0 |  | 0 | 0 |  | 0 | 0 |  | 0 | 0 | 0 | 0 | 0 |  | 0 | 0 | 0 | 0 | 0 |  | 0 | 0 | 0 | 0 | 0 | 0 | 0 | 0
PG&E KERN | Fairway | 115 | Distributed_Solar |  |  | 0 |  | 0 | 0 |  | 0 | 0 |  | 0 | 0 | 0 | 0 | 0 |  | 0 | 0 | 0 | 0 | 0 |  | 0 | 0 | 0 | 0 | 0 | 0 | 0 | 0
PG&E KERN | Famoso | 115 | Distributed_Solar |  |  | 0 |  | 0 | 0 |  | 0 | 0 |  | 0 | 0 | 0 | 0 | 0 |  | 0 | 0 | 0 | 0 | 0 |  | 0 | 0 | 0 | 0 | 0 | 0 | 0 | 0
PG&E NGBA | Fern Road | 500 | Distributed_Solar |  |  | 0 |  | 0 | 0 |  | 0 | 0 |  | 0 | 0 | 0 | 0 | 0 |  | 0 | 0 | 0 | 0 | 0 |  | 0 | 0 | 0 | 0 | 0 | 0 | 0 | 0
PG&E GBA | Fibreboard (SPI Sonora) | 115 | Distributed_Solar |  |  | 0 |  | 0 | 0 |  | 0 | 0 |  | 0 | 0 | 0 | 0 | 0 |  | 0 | 0 | 0 | 0 | 0 |  | 0 | 0 | 0 | 0 | 0 | 0 | 0 | 0
PG&E FRESNO | Figarden | 230 | Distributed_Solar |  |  | 0 |  | 0 | 0 |  | 0 | 0 |  | 0 | 0 | 0 | 0 | 0 |  | 0 | 0 | 0 | 0 | 0 |  | 0 | 0 | 0 | 0 | 0 | 0 | 0 | 0
PG&E FRESNO | Fink | 230 | Distributed_Solar |  |  | 0 |  | 0 | 0 |  | 0 | 0 |  | 0 | 0 | 0 | 0 | 0 |  | 0 | 0 | 0 | 0 | 0 |  | 0 | 0 | 0 | 0 | 0 | 0 | 0 | 0
PG&E NGBA | Fitch Mountain | 60 | Distributed_Solar |  |  | 0 |  | 0 | 0 |  | 0 | 0 |  | 0 | 0 | 0 | 0 | 0 |  | 0 | 0 | 0 | 0 | 0 |  | 0 | 0 | 0 | 0 | 0 | 0 | 0 | 0
PG&E GBA | FMC | 115 | Distributed_Solar |  |  | 0 |  | 0 | 0 |  | 0 | 0 |  | 0 | 0 | 0 | 0 | 0 |  | 0 | 0 | 0 | 0 | 0 |  | 0 | 0 | 0 | 0 | 0 | 0 | 0 | 0
PG&E GBA | Fremont | 115 | Distributed_Solar |  |  | 0 |  | 0 | 0 |  | 0 | 0 |  | 0 | 0 | 0 | 0 | 0 |  | 0 | 0 | 0 | 0 | 0 |  | 0 | 0 | 0 | 0 | 0 | 0 | 0 | 0
PG&E GBA | French Camp | 60 | Distributed_Solar |  |  | 0 |  | 0 | 0 |  | 0 | 0 |  | 0 | 0 | 0 | 0 | 0 |  | 0 | 0 | 0 | 0 | 0 |  | 0 | 0 | 0 | 0 | 0 | 0 | 0 | 0
PG&E GBA | Frogtown | 115 | Distributed_Solar |  |  | 0 |  | 0 | 0 |  | 0 | 0 |  | 0 | 0 | 0 | 0 | 0 |  | 0 | 0 | 0 | 0 | 0 |  | 0 | 0 | 0 | 0 | 0 | 0 | 0 | 0
PG&E NGBA | Fulton | 115 | Distributed_Solar |  |  | 0 |  | 0 | 0 |  | 0 | 0 |  | 0 | 0 | 0 | 0 | 0 |  | 0 | 0 | 0 | 0 | 0 |  | 0 | 0 | 0 | 0 | 0 | 0 | 0 | 0
PG&E NGBA | Fulton | 230 | Distributed_Solar |  |  | 0 |  | 0 | 0 |  | 0 | 0 |  | 0 | 0 | 0 | 0 | 0 |  | 0 | 0 | 0 | 0 | 0 |  | 0 | 0 | 0 | 0 | 0 | 0 | 0 | 0
PG&E NGBA | Fulton | 60 | Distributed_Solar |  |  | 0 |  | 0 | 0 |  | 0 | 0 |  | 0 | 0 | 0 | 0 | 0 |  | 0 | 0 | 0 | 0 | 0 |  | 0 | 0 | 0 | 0 | 0 | 0 | 0 | 0
PG&E KERN | Ganso | 115 | Distributed_Solar |  |  | 0 |  | 0 | 0 |  | 0 | 0 |  | 0 | 0 | 0 | 0 | 0 |  | 0 | 0 | 0 | 0 | 0 |  | 0 | 0 | 0 | 0 | 0 | 0 | 0 | 0
PG&E FRESNO | Gates | 230 | Distributed_Solar |  |  | 1 |  | 0 | 0 |  | 3 | 3 |  | 0 | 0 | 0 | 3 | 3 |  | 0 | 0 | 0 | 0 | 0 |  | 0 | 0 | 0 | 3 | 3 | 0 | 3 | 3
PG&E FRESNO | Gates | 500 | Distributed_Solar |  |  | 0 |  | 0 | 0 |  | 0 | 0 |  | 0 | 0 | 0 | 0 | 0 |  | 0 | 0 | 0 | 0 | 0 |  | 0 | 0 | 0 | 0 | 0 | 0 | 0 | 0
PG&E NGBA | Geysers 12 | 230 | Distributed_Solar |  |  | 0 |  | 0 | 0 |  | 0 | 0 |  | 0 | 0 | 0 | 0 | 0 |  | 0 | 0 | 0 | 0 | 0 |  | 0 | 0 | 0 | 0 | 0 | 0 | 0 | 0
PG&E NGBA | Geysers 17 | 230 | Distributed_Solar |  |  | 0 |  | 0 | 0 |  | 0 | 0 |  | 0 | 0 | 0 | 0 | 0 |  | 0 | 0 | 0 | 0 | 0 |  | 0 | 0 | 0 | 0 | 0 | 0 | 0 | 0
PG&E NGBA | Geysers 3 | 115 | Distributed_Solar |  |  | 0 |  | 0 | 0 |  | 0 | 0 |  | 0 | 0 | 0 | 0 | 0 |  | 0 | 0 | 0 | 0 | 0 |  | 0 | 0 | 0 | 0 | 0 | 0 | 0 | 0
PG&E NGBA | Glenn | 230 | Distributed_Solar |  |  | 0 |  | 0 | 0 |  | 0 | 0 |  | 0 | 0 | 0 | 0 | 0 |  | 0 | 0 | 0 | 0 | 0 |  | 0 | 0 | 0 | 0 | 0 | 0 | 0 | 0
PG&E NGBA | Glenn | 60 | Distributed_Solar |  |  | 0 |  | 0 | 0 |  | 0 | 0 |  | 0 | 0 | 0 | 0 | 0 |  | 0 | 0 | 0 | 0 | 0 |  | 0 | 0 | 0 | 0 | 0 | 0 | 0 | 0
PG&E NGBA | Gold Hill | 115 | Distributed_Solar |  |  | 0 |  | 0 | 0 |  | 0 | 0 |  | 0 | 0 | 0 | 0 | 0 |  | 0 | 0 | 0 | 0 | 0 |  | 0 | 0 | 0 | 0 | 0 | 0 | 0 | 0
PG&E NGBA | Gold Hill | 230 | Distributed_Solar |  |  | 0 |  | 0 | 0 |  | 0 | 0 |  | 0 | 0 | 0 | 0 | 0 |  | 0 | 0 | 0 | 0 | 0 |  | 0 | 0 | 0 | 0 | 0 | 0 | 0 | 0
SCE Northern | Goleta | 230 | Distributed_Solar |  |  | 0 |  | 0 | 0 |  | 0 | 0 |  | 0 | 0 | 0 | 0 | 0 |  | 0 | 0 | 0 | 0 | 0 |  | 0 | 0 | 0 | 0 | 0 | 0 | 0 | 0
SCE Metro | Goodrich | 230 | Distributed_Solar |  |  | 0 |  | 0 | 0 |  | 0 | 0 |  | 0 | 0 | 0 | 0 | 0 |  | 0 | 0 | 0 | 0 | 0 |  | 0 | 0 | 0 | 0 | 0 | 0 | 0 | 0
PG&E KERN | Goose Lake | 115 | Distributed_Solar |  |  | 0 |  | 0 | 0 |  | 0 | 0 |  | 0 | 0 | 0 | 0 | 0 |  | 0 | 0 | 0 | 0 | 0 |  | 0 | 0 | 0 | 0 | 0 | 0 | 0 | 0
SCE Metro | Gould | 230 | Distributed_Solar |  |  | 0 |  | 0 | 0 |  | 0 | 0 |  | 0 | 0 | 0 | 0 | 0 |  | 0 | 0 | 0 | 0 | 0 |  | 0 | 0 | 0 | 0 | 0 | 0 | 0 | 0
PG&E NGBA | Grand Island | 115 | Distributed_Solar |  |  | 1 |  | 0 | 0 |  | 2.73 | 2.73 |  | 0 | 0 | 0 | 2.73 | 2.73 |  | 0 | 0 | 0 | 0 | 0 |  | 0 | 0 | 0 | 2.73 | 2.73 | 0 | 2.73 | 2.73
SDGE | Granite | 69 | Distributed_Solar |  |  | 0 |  | 0 | 0 |  | 0 | 0 |  | 0 | 0 | 0 | 0 | 0 |  | 0 | 0 | 0 | 0 | 0 |  | 0 | 0 | 0 | 0 | 0 | 0 | 0 | 0
PG&E GBA | Grant | 115 | Distributed_Solar |  |  | 0 |  | 0 | 0 |  | 0 | 0 |  | 0 | 0 | 0 | 0 | 0 |  | 0 | 0 | 0 | 0 | 0 |  | 0 | 0 | 0 | 0 | 0 | 0 | 0 | 0
PG&E GBA | Green Valley | 115 | Distributed_Solar |  |  | 0 |  | 0 | 0 |  | 0 | 0 |  | 0 | 0 | 0 | 0 | 0 |  | 0 | 0 | 0 | 0 | 0 |  | 0 | 0 | 0 | 0 | 0 | 0 | 0 | 0
PG&E NGBA | Greenleaf 1 | 115 | Distributed_Solar |  |  | 0 |  | 0 | 0 |  | 0 | 0 |  | 0 | 0 | 0 | 0 | 0 |  | 0 | 0 | 0 | 0 | 0 |  | 0 | 0 | 0 | 0 | 0 | 0 | 0 | 0
PG&E FRESNO | Gregg | 230 | Distributed_Solar |  |  | 0 |  | 0 | 0 |  | 0 | 0 |  | 0 | 0 | 0 | 0 | 0 |  | 0 | 0 | 0 | 0 | 0 |  | 0 | 0 | 0 | 0 | 0 | 0 | 0 | 0
PG&E FRESNO | Grimmway-Malaga | 115 | Distributed_Solar |  |  | 0 |  | 0 | 0 |  | 0 | 0 |  | 0 | 0 | 0 | 0 | 0 |  | 0 | 0 | 0 | 0 | 0 |  | 0 | 0 | 0 | 0 | 0 | 0 | 0 | 0
PG&E NGBA | Grizzly | 230 | Distributed_Solar |  |  | 0 |  | 0 | 0 |  | 0 | 0 |  | 0 | 0 | 0 | 0 | 0 |  | 0 | 0 | 0 | 0 | 0 |  | 0 | 0 | 0 | 0 | 0 | 0 | 0 | 0
PG&E FRESNO | Guernsey | 70 | Distributed_Solar |  |  | 0 |  | 0 | 0 |  | 0 | 0 |  | 0 | 0 | 0 | 0 | 0 |  | 0 | 0 | 0 | 0 | 0 |  | 0 | 0 | 0 | 0 | 0 | 0 | 0 | 0
PG&E FRESNO | GWF Hanford | 115 | Distributed_Solar |  |  | 0 |  | 0 | 0 |  | 0 | 0 |  | 0 | 0 | 0 | 0 | 0 |  | 0 | 0 | 0 | 0 | 0 |  | 0 | 0 | 0 | 0 | 0 | 0 | 0 | 0
PG&E FRESNO | Haas | 230 | Distributed_Solar |  |  | 0 |  | 0 | 0 |  | 0 | 0 |  | 0 | 0 | 0 | 0 | 0 |  | 0 | 0 | 0 | 0 | 0 |  | 0 | 0 | 0 | 0 | 0 | 0 | 0 | 0
PG&E FRESNO | Hammonds | 115 | Distributed_Solar |  |  | 0 |  | 0 | 0 |  | 0 | 0 |  | 0 | 0 | 0 | 0 | 0 |  | 0 | 0 | 0 | 0 | 0 |  | 0 | 0 | 0 | 0 | 0 | 0 | 0 | 0
SCE Metro | HarborGen | 230 | Distributed_Solar |  |  | 0 |  | 0 | 0 |  | 0 | 0 |  | 0 | 0 | 0 | 0 | 0 |  | 0 | 0 | 0 | 0 | 0 |  | 0 | 0 | 0 | 0 | 0 | 0 | 0 | 0
PG&E NGBA | Harris | 60 | Distributed_Solar |  |  | 0 |  | 0 | 0 |  | 0 | 0 |  | 0 | 0 | 0 | 0 | 0 |  | 0 | 0 | 0 | 0 | 0 |  | 0 | 0 | 0 | 0 | 0 | 0 | 0 | 0
EOP | Harry Allen | 500 | Distributed_Solar |  |  | 0 |  | 0 | 0 |  | 0 | 0 |  | 0 | 0 | 0 | 0 | 0 |  | 0 | 0 | 0 | 0 | 0 |  | 0 | 0 | 0 | 0 | 0 | 0 | 0 | 0
PG&E NGBA | Hartley | 60 | Distributed_Solar |  |  | 0 |  | 0 | 0 |  | 0 | 0 |  | 0 | 0 | 0 | 0 | 0 |  | 0 | 0 | 0 | 0 | 0 |  | 0 | 0 | 0 | 0 | 0 | 0 | 0 | 0
SCE NOL | Harvard | 115 | Distributed_Solar |  |  | 0 |  | 0 | 0 |  | 0 | 0 |  | 0 | 0 | 0 | 0 | 0 |  | 0 | 0 | 0 | 0 | 0 |  | 0 | 0 | 0 | 0 | 0 | 0 | 0 | 0
SDGE | Hassayampa | 500 | Distributed_Solar |  |  | 0 |  | 0 | 0 |  | 0 | 0 |  | 0 | 0 | 0 | 0 | 0 |  | 0 | 0 | 0 | 0 | 0 |  | 0 | 0 | 0 | 0 | 0 | 0 | 0 | 0
PG&E FRESNO | Helm | 230 | Distributed_Solar |  |  | 0 |  | 0 | 0 |  | 0 | 0 |  | 0 | 0 | 0 | 0 | 0 |  | 0 | 0 | 0 | 0 | 0 |  | 0 | 0 | 0 | 0 | 0 | 0 | 0 | 0
PG&E FRESNO | Helm | 70 | Distributed_Solar |  |  | 0 |  | 0 | 0 |  | 0 | 0 |  | 0 | 0 | 0 | 0 | 0 |  | 0 | 0 | 0 | 0 | 0 |  | 0 | 0 | 0 | 0 | 0 | 0 | 0 | 0
PG&E FRESNO | Henrietta | 115 | Distributed_Solar |  |  | 0 |  | 0 | 0 |  | 0 | 0 |  | 0 | 0 | 0 | 0 | 0 |  | 0 | 0 | 0 | 0 | 0 |  | 0 | 0 | 0 | 0 | 0 | 0 | 0 | 0
PG&E FRESNO | Henrietta | 230 | Distributed_Solar |  |  | 0 |  | 0 | 0 |  | 0 | 0 |  | 0 | 0 | 0 | 0 | 0 |  | 0 | 0 | 0 | 0 | 0 |  | 0 | 0 | 0 | 0 | 0 | 0 | 0 | 0
PG&E FRESNO | Henrietta | 70 | Distributed_Solar |  |  | 1 |  | 3 | 3 |  | 0 | 0 |  | 0 | 0 | 0 | 0 | 0 |  | 0 | 0 | 0 | 0 | 0 |  | 0 | 0 | 0 | 3 | 3 | 0 | 3 | 3
PG&E FRESNO | Herndon | 115 | Distributed_Solar |  |  | 0 |  | 0 | 0 |  | 0 | 0 |  | 0 | 0 | 0 | 0 | 0 |  | 0 | 0 | 0 | 0 | 0 |  | 0 | 0 | 0 | 0 | 0 | 0 | 0 | 0
PG&E FRESNO | Herndon | 230 | Distributed_Solar |  |  | 0 |  | 0 | 0 |  | 0 | 0 |  | 0 | 0 | 0 | 0 | 0 |  | 0 | 0 | 0 | 0 | 0 |  | 0 | 0 | 0 | 0 | 0 | 0 | 0 | 0
PG&E GBA | Hicks | 230 | Distributed_Solar |  |  | 0 |  | 0 | 0 |  | 0 | 0 |  | 0 | 0 | 0 | 0 | 0 |  | 0 | 0 | 0 | 0 | 0 |  | 0 | 0 | 0 | 0 | 0 | 0 | 0 | 0
PG&E NGBA | Higgins | 115 | Distributed_Solar |  |  | 0 |  | 0 | 0 |  | 0 | 0 |  | 0 | 0 | 0 | 0 | 0 |  | 0 | 0 | 0 | 0 | 0 |  | 0 | 0 | 0 | 0 | 0 | 0 | 0 | 0
PG&E NGBA | Hilltop | 345 | Distributed_Solar |  |  | 0 |  | 0 | 0 |  | 0 | 0 |  | 0 | 0 | 0 | 0 | 0 |  | 0 | 0 | 0 | 0 | 0 |  | 0 | 0 | 0 | 0 | 0 | 0 | 0 | 0
SCE Metro | Hinson | 230 | Distributed_Solar |  |  | 1 |  | 2.4 | 2.4 |  | 0.68 | 0.68 |  | 0 | 0 | 0 | 0.68 | 0.68 |  | 0 | 0 | 0 | 0 | 0 |  | 0 | 0 | 0 | 3.08 | 3.08 | 0 | 3.08 | 3.08
PG&E GBA | Hollister | 115 | Distributed_Solar |  |  | 0 |  | 0 | 0 |  | 0 | 0 |  | 0 | 0 | 0 | 0 | 0 |  | 0 | 0 | 0 | 0 | 0 |  | 0 | 0 | 0 | 0 | 0 | 0 | 0 | 0
PG&E NGBA | Homestake | 115 | Distributed_Solar |  |  | 0 |  | 0 | 0 |  | 0 | 0 |  | 0 | 0 | 0 | 0 | 0 |  | 0 | 0 | 0 | 0 | 0 |  | 0 | 0 | 0 | 0 | 0 | 0 | 0 | 0
PG&E NGBA | Honcut | 115 | Distributed_Solar |  |  | 0 |  | 0 | 0 |  | 0 | 0 |  | 0 | 0 | 0 | 0 | 0 |  | 0 | 0 | 0 | 0 | 0 |  | 0 | 0 | 0 | 0 | 0 | 0 | 0 | 0
SDGE | Hoodoo Wash | 500 | Distributed_Solar |  |  | 0 |  | 0 | 0 |  | 0 | 0 |  | 0 | 0 | 0 | 0 | 0 |  | 0 | 0 | 0 | 0 | 0 |  | 0 | 0 | 0 | 0 | 0 | 0 | 0 | 0
PG&E NGBA | Hopland | 115 | Distributed_Solar |  |  | 0 |  | 0 | 0 |  | 0 | 0 |  | 0 | 0 | 0 | 0 | 0 |  | 0 | 0 | 0 | 0 | 0 |  | 0 | 0 | 0 | 0 | 0 | 0 | 0 | 0
PG&E NGBA | Hopland | 60 | Distributed_Solar |  |  | 0 |  | 0 | 0 |  | 0 | 0 |  | 0 | 0 | 0 | 0 | 0 |  | 0 | 0 | 0 | 0 | 0 |  | 0 | 0 | 0 | 0 | 0 | 0 | 0 | 0
PG&E NGBA | Humboldt | 115 | Distributed_Solar |  |  | 0 |  | 0 | 0 |  | 0 | 0 |  | 0 | 0 | 0 | 0 | 0 |  | 0 | 0 | 0 | 0 | 0 |  | 0 | 0 | 0 | 0 | 0 | 0 | 0 | 0
PG&E NGBA | Humboldt | 60 | Distributed_Solar |  |  | 1 |  | 0 | 0 |  | 1.999 | 1.999 |  | 0 | 0 | 0 | 1.999 | 1.999 |  | 0 | 0 | 0 | 0 | 0 |  | 0 | 0 | 0 | 1.999 | 1.999 | 0 | 1.999 | 1.999
PG&E NGBA | Humboldt | 500 | Distributed_Solar |  |  | 0 |  | 0 | 0 |  | 0 | 0 |  | 0 | 0 | 0 | 0 | 0 |  | 0 | 0 | 0 | 0 | 0 |  | 0 | 0 | 0 | 0 | 0 | 0 | 0 | 0
SCE Metro | Huntington Beach | 230 | Distributed_Solar |  |  | 0 |  | 0 | 0 |  | 0 | 0 |  | 0 | 0 | 0 | 0 | 0 |  | 0 | 0 | 0 | 0 | 0 |  | 0 | 0 | 0 | 0 | 0 | 0 | 0 | 0
PG&E NGBA | Ignacio | 115 | Distributed_Solar |  |  | 0 |  | 0 | 0 |  | 0 | 0 |  | 0 | 0 | 0 | 0 | 0 |  | 0 | 0 | 0 | 0 | 0 |  | 0 | 0 | 0 | 0 | 0 | 0 | 0 | 0
PG&E NGBA | Ignacio | 230 | Distributed_Solar |  |  | 0 |  | 0 | 0 |  | 0 | 0 |  | 0 | 0 | 0 | 0 | 0 |  | 0 | 0 | 0 | 0 | 0 |  | 0 | 0 | 0 | 0 | 0 | 0 | 0 | 0
PG&E NGBA | Ignacio | 60 | Distributed_Solar |  |  | 0 |  | 0 | 0 |  | 0 | 0 |  | 0 | 0 | 0 | 0 | 0 |  | 0 | 0 | 0 | 0 | 0 |  | 0 | 0 | 0 | 0 | 0 | 0 | 0 | 0
SDGE | Imperial Beach | 69 | Distributed_Solar |  |  | 0 |  | 0 | 0 |  | 0 | 0 |  | 0 | 0 | 0 | 0 | 0 |  | 0 | 0 | 0 | 0 | 0 |  | 0 | 0 | 0 | 0 | 0 | 0 | 0 | 0
SDGE | Imperial Valley | 230 | Distributed_Solar |  |  | 0 |  | 0 | 0 |  | 0 | 0 |  | 0 | 0 | 0 | 0 | 0 |  | 0 | 0 | 0 | 0 | 0 |  | 0 | 0 | 0 | 0 | 0 | 0 | 0 | 0
SDGE | Imperial Valley | 500 | Distributed_Solar |  |  | 0 |  | 0 | 0 |  | 0 | 0 |  | 0 | 0 | 0 | 0 | 0 |  | 0 | 0 | 0 | 0 | 0 |  | 0 | 0 | 0 | 0 | 0 | 0 | 0 | 0
EOP | Innovation | 138 | Distributed_Solar |  |  | 0 |  | 0 | 0 |  | 0 | 0 |  | 0 | 0 | 0 | 0 | 0 |  | 0 | 0 | 0 | 0 | 0 |  | 0 | 0 | 0 | 0 | 0 | 0 | 0 | 0
EOP | Innovation | 230 | Distributed_Solar |  |  | 0 |  | 0 | 0 |  | 0 | 0 |  | 0 | 0 | 0 | 0 | 0 |  | 0 | 0 | 0 | 0 | 0 |  | 0 | 0 | 0 | 0 | 0 | 0 | 0 | 0
SCE NOL | Inyokern | 115 | Distributed_Solar |  |  | 0 |  | 0 | 0 |  | 0 | 0 |  | 0 | 0 | 0 | 0 | 0 |  | 0 | 0 | 0 | 0 | 0 |  | 0 | 0 | 0 | 0 | 0 | 0 | 0 | 0
EOP | IS Tap | 138 | Distributed_Solar |  |  | 0 |  | 0 | 0 |  | 0 | 0 |  | 0 | 0 | 0 | 0 | 0 |  | 0 | 0 | 0 | 0 | 0 |  | 0 | 0 | 0 | 0 | 0 | 0 | 0 | 0
EOP | Ivanpah | 115 | Distributed_Solar |  |  | 0 |  | 0 | 0 |  | 0 | 0 |  | 0 | 0 | 0 | 0 | 0 |  | 0 | 0 | 0 | 0 | 0 |  | 0 | 0 | 0 | 0 | 0 | 0 | 0 | 0
EOP | Ivanpah | 230 | Distributed_Solar |  |  | 0 |  | 0 | 0 |  | 0 | 0 |  | 0 | 0 | 0 | 0 | 0 |  | 0 | 0 | 0 | 0 | 0 |  | 0 | 0 | 0 | 0 | 0 | 0 | 0 | 0
EOP | Jackass (DOE) | 138 | Distributed_Solar |  |  | 0 |  | 0 | 0 |  | 0 | 0 |  | 0 | 0 | 0 | 0 | 0 |  | 0 | 0 | 0 | 0 | 0 |  | 0 | 0 | 0 | 0 | 0 | 0 | 0 | 0
PG&E NGBA | James B Black | 230 | Distributed_Solar |  |  | 0 |  | 0 | 0 |  | 0 | 0 |  | 0 | 0 | 0 | 0 | 0 |  | 0 | 0 | 0 | 0 | 0 |  | 0 | 0 | 0 | 0 | 0 | 0 | 0 | 0
PG&E GBA | Jefferson | 230 | Distributed_Solar |  |  | 0 |  | 0 | 0 |  | 0 | 0 |  | 0 | 0 | 0 | 0 | 0 |  | 0 | 0 | 0 | 0 | 0 |  | 0 | 0 | 0 | 0 | 0 | 0 | 0 | 0
PG&E NGBA | Jessup | 115 | Distributed_Solar |  |  | 0 |  | 0 | 0 |  | 0 | 0 |  | 0 | 0 | 0 | 0 | 0 |  | 0 | 0 | 0 | 0 | 0 |  | 0 | 0 | 0 | 0 | 0 | 0 | 0 | 0
SCE Metro | Johanna | 230 | Distributed_Solar |  |  | 0 |  | 0 | 0 |  | 0 | 0 |  | 0 | 0 | 0 | 0 | 0 |  | 0 | 0 | 0 | 0 | 0 |  | 0 | 0 | 0 | 0 | 0 | 0 | 0 | 0
SCE Eastern | Julian Hinds | 230 | Distributed_Solar |  |  | 0 |  | 0 | 0 |  | 0 | 0 |  | 0 | 0 | 0 | 0 | 0 |  | 0 | 0 | 0 | 0 | 0 |  | 0 | 0 | 0 | 0 | 0 | 0 | 0 | 0
PG&E GBA | Kasson | 115 | Distributed_Solar |  |  | 0 |  | 0 | 0 |  | 0 | 0 |  | 0 | 0 | 0 | 0 | 0 |  | 0 | 0 | 0 | 0 | 0 |  | 0 | 0 | 0 | 0 | 0 | 0 | 0 | 0
PG&E GBA | Kasson | 60 | Distributed_Solar |  |  | 0 |  | 0 | 0 |  | 0 | 0 |  | 0 | 0 | 0 | 0 | 0 |  | 0 | 0 | 0 | 0 | 0 |  | 0 | 0 | 0 | 0 | 0 | 0 | 0 | 0
PG&E FRESNO | Kearney | 230 | Distributed_Solar |  |  | 1 |  | 10 | 10 |  | 0 | 0 |  | 0 | 0 | 0 | 0 | 0 |  | 0 | 0 | 0 | 0 | 0 |  | 0 | 0 | 0 | 10 | 10 | 0 | 10 | 10
PG&E FRESNO | Kearney | 70 | Distributed_Solar |  |  | 0 |  | 0 | 0 |  | 0 | 0 |  | 0 | 0 | 0 | 0 | 0 |  | 0 | 0 | 0 | 0 | 0 |  | 0 | 0 | 0 | 0 | 0 | 0 | 0 | 0
PG&E GBA | Kelso | 230 | Distributed_Solar |  |  | 0 |  | 0 | 0 |  | 0 | 0 |  | 0 | 0 | 0 | 0 | 0 |  | 0 | 0 | 0 | 0 | 0 |  | 0 | 0 | 0 | 0 | 0 | 0 | 0 | 0
PG&E FRESNO | Kerchoff 1 | 115 | Distributed_Solar |  |  | 0 |  | 0 | 0 |  | 0 | 0 |  | 0 | 0 | 0 | 0 | 0 |  | 0 | 0 | 0 | 0 | 0 |  | 0 | 0 | 0 | 0 | 0 | 0 | 0 | 0
PG&E KERN | Kern Oil | 115 | Distributed_Solar |  |  | 0 |  | 0 | 0 |  | 0 | 0 |  | 0 | 0 | 0 | 0 | 0 |  | 0 | 0 | 0 | 0 | 0 |  | 0 | 0 | 0 | 0 | 0 | 0 | 0 | 0
PG&E KERN | Kern PP | 115 | Distributed_Solar |  |  | 0 |  | 0 | 0 |  | 0 | 0 |  | 0 | 0 | 0 | 0 | 0 |  | 0 | 0 | 0 | 0 | 0 |  | 0 | 0 | 0 | 0 | 0 | 0 | 0 | 0
PG&E KERN | Kern PP | 230 | Distributed_Solar |  |  | 0 |  | 0 | 0 |  | 0 | 0 |  | 0 | 0 | 0 | 0 | 0 |  | 0 | 0 | 0 | 0 | 0 |  | 0 | 0 | 0 | 0 | 0 | 0 | 0 | 0
PG&E KERN | Kern PP | 70 | Distributed_Solar |  |  | 0 |  | 0 | 0 |  | 0 | 0 |  | 0 | 0 | 0 | 0 | 0 |  | 0 | 0 | 0 | 0 | 0 |  | 0 | 0 | 0 | 0 | 0 | 0 | 0 | 0
PG&E KERN | Kernridge | 115 | Distributed_Solar |  |  | 0 |  | 0 | 0 |  | 0 | 0 |  | 0 | 0 | 0 | 0 | 0 |  | 0 | 0 | 0 | 0 | 0 |  | 0 | 0 | 0 | 0 | 0 | 0 | 0 | 0
PG&E FRESNO | Kingsburg | 115 | Distributed_Solar |  |  | 0 |  | 0 | 0 |  | 0 | 0 |  | 0 | 0 | 0 | 0 | 0 |  | 0 | 0 | 0 | 0 | 0 |  | 0 | 0 | 0 | 0 | 0 | 0 | 0 | 0
PG&E GBA | Kirker | 115 | Distributed_Solar |  |  | 1 |  | 0 | 0 |  | 2.9 | 2.9 |  | 0 | 0 | 0 | 2.9 | 2.9 |  | 0 | 0 | 0 | 0 | 0 |  | 0 | 0 | 0 | 2.9 | 2.9 | 0 | 2.9 | 2.9
PG&E NGBA | Knights Landing | 115 | Distributed_Solar |  |  | 0 |  | 0 | 0 |  | 0 | 0 |  | 0 | 0 | 0 | 0 | 0 |  | 0 | 0 | 0 | 0 | 0 |  | 0 | 0 | 0 | 0 | 0 | 0 | 0 | 0
PG&E NGBA | Konocti | 60 | Distributed_Solar |  |  | 0 |  | 0 | 0 |  | 0 | 0 |  | 0 | 0 | 0 | 0 | 0 |  | 0 | 0 | 0 | 0 | 0 |  | 0 | 0 | 0 | 0 | 0 | 0 | 0 | 0
SCE NOL | Kramer | 115 | Distributed_Solar |  |  | 0 |  | 0 | 0 |  | 0 | 0 |  | 0 | 0 | 0 | 0 | 0 |  | 0 | 0 | 0 | 0 | 0 |  | 0 | 0 | 0 | 0 | 0 | 0 | 0 | 0
SCE NOL | Kramer | 230 | Distributed_Solar |  |  | 0 |  | 0 | 0 |  | 0 | 0 |  | 0 | 0 | 0 | 0 | 0 |  | 0 | 0 | 0 | 0 | 0 |  | 0 | 0 | 0 | 0 | 0 | 0 | 0 | 0
SCE Metro | La Cienega | 230 | Distributed_Solar |  |  | 0 |  | 0 | 0 |  | 0 | 0 |  | 0 | 0 | 0 | 0 | 0 |  | 0 | 0 | 0 | 0 | 0 |  | 0 | 0 | 0 | 0 | 0 | 0 | 0 | 0
SCE Metro | La Fresa | 230 | Distributed_Solar |  |  | 1 |  | 0.64 | 0.64 |  | 0 | 0 |  | 0 | 0 | 0 | 0 | 0 |  | 0 | 0 | 0 | 0 | 0 |  | 0 | 0 | 0 | 0.64 | 0.64 | 0 | 0.64 | 0.64
SCE Metro | Laguna Bell | 230 | Distributed_Solar |  |  | 1 |  | 1.35 | 1.35 |  | 0.68 | 0.68 |  | 0 | 0 | 0 | 0.68 | 0.68 |  | 0 | 0 | 0 | 0 | 0 |  | 0 | 0 | 0 | 2.03 | 2.03 | 0 | 2.03 | 2.03
PG&E KERN | Lakeview | 70 | Distributed_Solar |  |  | 0 |  | 0 | 0 |  | 0 | 0 |  | 0 | 0 | 0 | 0 | 0 |  | 0 | 0 | 0 | 0 | 0 |  | 0 | 0 | 0 | 0 | 0 | 0 | 0 | 0
PG&E NGBA | Lakeville | 230 | Distributed_Solar |  |  | 0 |  | 0 | 0 |  | 0 | 0 |  | 0 | 0 | 0 | 0 | 0 |  | 0 | 0 | 0 | 0 | 0 |  | 0 | 0 | 0 | 0 | 0 | 0 | 0 | 0
PG&E NGBA | Lakeville | 60 | Distributed_Solar |  |  | 0 |  | 0 | 0 |  | 0 | 0 |  | 0 | 0 | 0 | 0 | 0 |  | 0 | 0 | 0 | 0 | 0 |  | 0 | 0 | 0 | 0 | 0 | 0 | 0 | 0
PG&E NGBA | Lakeville | 115 | Distributed_Solar |  |  | 0 |  | 0 | 0 |  | 0 | 0 |  | 0 | 0 | 0 | 0 | 0 |  | 0 | 0 | 0 | 0 | 0 |  | 0 | 0 | 0 | 0 | 0 | 0 | 0 | 0
PG&E GBA | Lakewood | 115 | Distributed_Solar |  |  | 0 |  | 0 | 0 |  | 0 | 0 |  | 0 | 0 | 0 | 0 | 0 |  | 0 | 0 | 0 | 0 | 0 |  | 0 | 0 | 0 | 0 | 0 | 0 | 0 | 0
PG&E NGBA | Lambie | 230 | Distributed_Solar |  |  | 0 |  | 0 | 0 |  | 0 | 0 |  | 0 | 0 | 0 | 0 | 0 |  | 0 | 0 | 0 | 0 | 0 |  | 0 | 0 | 0 | 0 | 0 | 0 | 0 | 0
PG&E GBA | Lammers | 115 | Distributed_Solar |  |  | 0 |  | 0 | 0 |  | 0 | 0 |  | 0 | 0 | 0 | 0 | 0 |  | 0 | 0 | 0 | 0 | 0 |  | 0 | 0 | 0 | 0 | 0 | 0 | 0 | 0
PG&E KERN | Lamont | 115 | Distributed_Solar |  |  | 0 |  | 0 | 0 |  | 0 | 0 |  | 0 | 0 | 0 | 0 | 0 |  | 0 | 0 | 0 | 0 | 0 |  | 0 | 0 | 0 | 0 | 0 | 0 | 0 | 0
PG&E FRESNO | Las Aguilas | 230 | Distributed_Solar |  |  | 0 |  | 0 | 0 |  | 0 | 0 |  | 0 | 0 | 0 | 0 | 0 |  | 0 | 0 | 0 | 0 | 0 |  | 0 | 0 | 0 | 0 | 0 | 0 | 0 | 0
EOP | Lathrop | 138 | Distributed_Solar |  |  | 0 |  | 0 | 0 |  | 0 | 0 |  | 0 | 0 | 0 | 0 | 0 |  | 0 | 0 | 0 | 0 | 0 |  | 0 | 0 | 0 | 0 | 0 | 0 | 0 | 0
EOP | Lathrop | 230 | Distributed_Solar |  |  | 0 |  | 0 | 0 |  | 0 | 0 |  | 0 | 0 | 0 | 0 | 0 |  | 0 | 0 | 0 | 0 | 0 |  | 0 | 0 | 0 | 0 | 0 | 0 | 0 | 0
PG&E FRESNO | Le Grand | 115 | Distributed_Solar |  |  | 0 |  | 0 | 0 |  | 0 | 0 |  | 0 | 0 | 0 | 0 | 0 |  | 0 | 0 | 0 | 0 | 0 |  | 0 | 0 | 0 | 0 | 0 | 0 | 0 | 0
PG&E FRESNO | Lemoore | 70 | Distributed_Solar |  |  | 0 |  | 0 | 0 |  | 0 | 0 |  | 0 | 0 | 0 | 0 | 0 |  | 0 | 0 | 0 | 0 | 0 |  | 0 | 0 | 0 | 0 | 0 | 0 | 0 | 0
PG&E KERN | Lerdo | 115 | Distributed_Solar |  |  | 0 |  | 0 | 0 |  | 0 | 0 |  | 0 | 0 | 0 | 0 | 0 |  | 0 | 0 | 0 | 0 | 0 |  | 0 | 0 | 0 | 0 | 0 | 0 | 0 | 0
SCE Metro | Lewis | 230 | Distributed_Solar |  |  | 0 |  | 0 | 0 |  | 0 | 0 |  | 0 | 0 | 0 | 0 | 0 |  | 0 | 0 | 0 | 0 | 0 |  | 0 | 0 | 0 | 0 | 0 | 0 | 0 | 0
SCE Metro | Lighthipe | 230 | Distributed_Solar |  |  | 1 |  | 2.34 | 2.34 |  | 1.32 | 1.32 |  | 0 | 0 | 0 | 1.32 | 1.32 |  | 0 | 0 | 0 | 0 | 0 |  | 0 | 0 | 0 | 3.66 | 3.66 | 0 | 3.66 | 3.66
SDGE | Lilac | 69 | Distributed_Solar |  |  | 0 |  | 0 | 0 |  | 0 | 0 |  | 0 | 0 | 0 | 0 | 0 |  | 0 | 0 | 0 | 0 | 0 |  | 0 | 0 | 0 | 0 | 0 | 0 | 0 | 0
PG&E NGBA | Lincoln | 115 | Distributed_Solar |  |  | 0 |  | 0 | 0 |  | 0 | 0 |  | 0 | 0 | 0 | 0 | 0 |  | 0 | 0 | 0 | 0 | 0 |  | 0 | 0 | 0 | 0 | 0 | 0 | 0 | 0
PG&E KERN | Live Oak | 115 | Distributed_Solar |  |  | 0 |  | 0 | 0 |  | 0 | 0 |  | 0 | 0 | 0 | 0 | 0 |  | 0 | 0 | 0 | 0 | 0 |  | 0 | 0 | 0 | 0 | 0 | 0 | 0 | 0
PG&E GBA | Llagas | 115 | Distributed_Solar |  |  | 0 |  | 0 | 0 |  | 0 | 0 |  | 0 | 0 | 0 | 0 | 0 |  | 0 | 0 | 0 | 0 | 0 |  | 0 | 0 | 0 | 0 | 0 | 0 | 0 | 0
PG&E GBA | Lockeford | 115 | Distributed_Solar |  |  | 0 |  | 0 | 0 |  | 0 | 0 |  | 0 | 0 | 0 | 0 | 0 |  | 0 | 0 | 0 | 0 | 0 |  | 0 | 0 | 0 | 0 | 0 | 0 | 0 | 0
PG&E GBA | Lockeford | 230 | Distributed_Solar |  |  | 0 |  | 0 | 0 |  | 0 | 0 |  | 0 | 0 | 0 | 0 | 0 |  | 0 | 0 | 0 | 0 | 0 |  | 0 | 0 | 0 | 0 | 0 | 0 | 0 | 0
PG&E GBA | Lockeford | 60 | Distributed_Solar |  |  | 0 |  | 0 | 0 |  | 0 | 0 |  | 0 | 0 | 0 | 0 | 0 |  | 0 | 0 | 0 | 0 | 0 |  | 0 | 0 | 0 | 0 | 0 | 0 | 0 | 0
PG&E GBA | Lodi | 230 | Distributed_Solar |  |  | 0 |  | 0 | 0 |  | 0 | 0 |  | 0 | 0 | 0 | 0 | 0 |  | 0 | 0 | 0 | 0 | 0 |  | 0 | 0 | 0 | 0 | 0 | 0 | 0 | 0
PG&E NGBA | Logan Creek | 230 | Distributed_Solar |  |  | 0 |  | 0 | 0 |  | 0 | 0 |  | 0 | 0 | 0 | 0 | 0 |  | 0 | 0 | 0 | 0 | 0 |  | 0 | 0 | 0 | 0 | 0 | 0 | 0 | 0
PG&E GBA | Lone Tree | 230 | Distributed_Solar |  |  | 0 |  | 0 | 0 |  | 0 | 0 |  | 0 | 0 | 0 | 0 | 0 |  | 0 | 0 | 0 | 0 | 0 |  | 0 | 0 | 0 | 0 | 0 | 0 | 0 | 0
PG&E FRESNO | Los Banos | 230 | Distributed_Solar |  |  | 1 |  | 0 | 0 |  | 5.9 | 5.9 |  | 0 | 0 | 0 | 5.9 | 5.9 |  | 0 | 0 | 0 | 0 | 0 |  | 0 | 0 | 0 | 5.9 | 5.9 | 0 | 5.9 | 5.9
PG&E FRESNO | Los Banos | 500 | Distributed_Solar |  |  | 0 |  | 0 | 0 |  | 0 | 0 |  | 0 | 0 | 0 | 0 | 0 |  | 0 | 0 | 0 | 0 | 0 |  | 0 | 0 | 0 | 0 | 0 | 0 | 0 | 0
SDGE | Los Coches | 138 | Distributed_Solar |  |  | 0 |  | 0 | 0 |  | 0 | 0 |  | 0 | 0 | 0 | 0 | 0 |  | 0 | 0 | 0 | 0 | 0 |  | 0 | 0 | 0 | 0 | 0 | 0 | 0 | 0
SDGE | Los Coches | 69 | Distributed_Solar |  |  | 0 |  | 0 | 0 |  | 0 | 0 |  | 0 | 0 | 0 | 0 | 0 |  | 0 | 0 | 0 | 0 | 0 |  | 0 | 0 | 0 | 0 | 0 | 0 | 0 | 0
PG&E GBA | Los Esteros | 115 | Distributed_Solar |  |  | 0 |  | 0 | 0 |  | 0 | 0 |  | 0 | 0 | 0 | 0 | 0 |  | 0 | 0 | 0 | 0 | 0 |  | 0 | 0 | 0 | 0 | 0 | 0 | 0 | 0
PG&E GBA | Los Esteros | 230 | Distributed_Solar |  |  | 0 |  | 0 | 0 |  | 0 | 0 |  | 0 | 0 | 0 | 0 | 0 |  | 0 | 0 | 0 | 0 | 0 |  | 0 | 0 | 0 | 0 | 0 | 0 | 0 | 0
PG&E GBA | Los Positas | 230 | Distributed_Solar |  |  | 0 |  | 0 | 0 |  | 0 | 0 |  | 0 | 0 | 0 | 0 | 0 |  | 0 | 0 | 0 | 0 | 0 |  | 0 | 0 | 0 | 0 | 0 | 0 | 0 | 0
PG&E GBA | Los Positas | 60 | Distributed_Solar |  |  | 0 |  | 0 | 0 |  | 0 | 0 |  | 0 | 0 | 0 | 0 | 0 |  | 0 | 0 | 0 | 0 | 0 |  | 0 | 0 | 0 | 0 | 0 | 0 | 0 | 0
SDGE | Loveland | 69 | Distributed_Solar |  |  | 0 |  | 0 | 0 |  | 0 | 0 |  | 0 | 0 | 0 | 0 | 0 |  | 0 | 0 | 0 | 0 | 0 |  | 0 | 0 | 0 | 0 | 0 | 0 | 0 | 0
SCE NOL | Lugo | 230 | Distributed_Solar |  |  | 0 |  | 0 | 0 |  | 0 | 0 |  | 0 | 0 | 0 | 0 | 0 |  | 0 | 0 | 0 | 0 | 0 |  | 0 | 0 | 0 | 0 | 0 | 0 | 0 | 0
SCE Metro | Lugo | 500 | Distributed_Solar |  |  | 0 |  | 0 | 0 |  | 0 | 0 |  | 0 | 0 | 0 | 0 | 0 |  | 0 | 0 | 0 | 0 | 0 |  | 0 | 0 | 0 | 0 | 0 | 0 | 0 | 0
PG&E FRESNO | Madera | 70 | Distributed_Solar |  |  | 0 |  | 0 | 0 |  | 0 | 0 |  | 0 | 0 | 0 | 0 | 0 |  | 0 | 0 | 0 | 0 | 0 |  | 0 | 0 | 0 | 0 | 0 | 0 | 0 | 0
PG&E NGBA | Madison | 115 | Distributed_Solar |  |  | 0 |  | 0 | 0 |  | 0 | 0 |  | 0 | 0 | 0 | 0 | 0 |  | 0 | 0 | 0 | 0 | 0 |  | 0 | 0 | 0 | 0 | 0 | 0 | 0 | 0
PG&E KERN | Magunden | 115 | Distributed_Solar |  |  | 0 |  | 0 | 0 |  | 0 | 0 |  | 0 | 0 | 0 | 0 | 0 |  | 0 | 0 | 0 | 0 | 0 |  | 0 | 0 | 0 | 0 | 0 | 0 | 0 | 0
SCE Northern | Magunden | 230 | Distributed_Solar |  |  | 0 |  | 0 | 0 |  | 0 | 0 |  | 0 | 0 | 0 | 0 | 0 |  | 0 | 0 | 0 | 0 | 0 |  | 0 | 0 | 0 | 0 | 0 | 0 | 0 | 0
PG&E FRESNO | Malaga | 115 | Distributed_Solar |  |  | 0 |  | 0 | 0 |  | 0 | 0 |  | 0 | 0 | 0 | 0 | 0 |  | 0 | 0 | 0 | 0 | 0 |  | 0 | 0 | 0 | 0 | 0 | 0 | 0 | 0
PG&E NGBA | Malin | 500 | Distributed_Solar |  |  | 0 |  | 0 | 0 |  | 0 | 0 |  | 0 | 0 | 0 | 0 | 0 |  | 0 | 0 | 0 | 0 | 0 |  | 0 | 0 | 0 | 0 | 0 | 0 | 0 | 0
SCE Northern | Mandalay | 230 | Distributed_Solar |  |  | 0 |  | 0 | 0 |  | 0 | 0 |  | 0 | 0 | 0 | 0 | 0 |  | 0 | 0 | 0 | 0 | 0 |  | 0 | 0 | 0 | 0 | 0 | 0 | 0 | 0
PG&E FRESNO | Manning | 230 | Distributed_Solar |  |  | 0 |  | 0 | 0 |  | 0 | 0 |  | 0 | 0 | 0 | 0 | 0 |  | 0 | 0 | 0 | 0 | 0 |  | 0 | 0 | 0 | 0 | 0 | 0 | 0 | 0
PG&E FRESNO | Manning | 500 | Distributed_Solar |  |  | 0 |  | 0 | 0 |  | 0 | 0 |  | 0 | 0 | 0 | 0 | 0 |  | 0 | 0 | 0 | 0 | 0 |  | 0 | 0 | 0 | 0 | 0 | 0 | 0 | 0
PG&E GBA | Manteca | 115 | Distributed_Solar |  |  | 0 |  | 0 | 0 |  | 0 | 0 |  | 0 | 0 | 0 | 0 | 0 |  | 0 | 0 | 0 | 0 | 0 |  | 0 | 0 | 0 | 0 | 0 | 0 | 0 | 0
SDGE | Margarita | 138 | Distributed_Solar |  |  | 0 |  | 0 | 0 |  | 0 | 0 |  | 0 | 0 | 0 | 0 | 0 |  | 0 | 0 | 0 | 0 | 0 |  | 0 | 0 | 0 | 0 | 0 | 0 | 0 | 0
PG&E GBA | Martin | 230 | Distributed_Solar |  |  | 0 |  | 0 | 0 |  | 0 | 0 |  | 0 | 0 | 0 | 0 | 0 |  | 0 | 0 | 0 | 0 | 0 |  | 0 | 0 | 0 | 0 | 0 | 0 | 0 | 0
PG&E GBA | Martin | 115 | Distributed_Solar |  |  | 0 |  | 0 | 0 |  | 0 | 0 |  | 0 | 0 | 0 | 0 | 0 |  | 0 | 0 | 0 | 0 | 0 |  | 0 | 0 | 0 | 0 | 0 | 0 | 0 | 0
PG&E GBA | Martinez | 115 | Distributed_Solar |  |  | 0 |  | 0 | 0 |  | 0 | 0 |  | 0 | 0 | 0 | 0 | 0 |  | 0 | 0 | 0 | 0 | 0 |  | 0 | 0 | 0 | 0 | 0 | 0 | 0 | 0
PG&E FRESNO | Mc Mullin | 230 | Distributed_Solar |  |  | 0 |  | 0 | 0 |  | 0 | 0 |  | 0 | 0 | 0 | 0 | 0 |  | 0 | 0 | 0 | 0 | 0 |  | 0 | 0 | 0 | 0 | 0 | 0 | 0 | 0
PG&E FRESNO | McCall | 115 | Distributed_Solar |  |  | 0 |  | 0 | 0 |  | 0 | 0 |  | 0 | 0 | 0 | 0 | 0 |  | 0 | 0 | 0 | 0 | 0 |  | 0 | 0 | 0 | 0 | 0 | 0 | 0 | 0
PG&E FRESNO | McCall | 230 | Distributed_Solar |  |  | 0 |  | 0 | 0 |  | 0 | 0 |  | 0 | 0 | 0 | 0 | 0 |  | 0 | 0 | 0 | 0 | 0 |  | 0 | 0 | 0 | 0 | 0 | 0 | 0 | 0
PG&E GBA | Meadow Lane | 115 | Distributed_Solar |  |  | 0 |  | 0 | 0 |  | 0 | 0 |  | 0 | 0 | 0 | 0 | 0 |  | 0 | 0 | 0 | 0 | 0 |  | 0 | 0 | 0 | 0 | 0 | 0 | 0 | 0
PG&E GBA | Melones | 115 | Distributed_Solar |  |  | 0 |  | 0 | 0 |  | 0 | 0 |  | 0 | 0 | 0 | 0 | 0 |  | 0 | 0 | 0 | 0 | 0 |  | 0 | 0 | 0 | 0 | 0 | 0 | 0 | 0
PG&E GBA | Melones | 230 | Distributed_Solar |  |  | 0 |  | 0 | 0 |  | 0 | 0 |  | 0 | 0 | 0 | 0 | 0 |  | 0 | 0 | 0 | 0 | 0 |  | 0 | 0 | 0 | 0 | 0 | 0 | 0 | 0
SDGE | Melrose | 69 | Distributed_Solar |  |  | 0 |  | 0 | 0 |  | 0 | 0 |  | 0 | 0 | 0 | 0 | 0 |  | 0 | 0 | 0 | 0 | 0 |  | 0 | 0 | 0 | 0 | 0 | 0 | 0 | 0
PG&E NGBA | Mendocino | 115 | Distributed_Solar |  |  | 1 |  | 0 | 0 |  | 5 | 5 |  | 0 | 0 | 0 | 5 | 5 |  | 0 | 0 | 0 | 0 | 0 |  | 0 | 0 | 0 | 5 | 5 | 0 | 5 | 5
PG&E NGBA | Mendocino | 60 | Distributed_Solar |  |  | 0 |  | 0 | 0 |  | 0 | 0 |  | 0 | 0 | 0 | 0 | 0 |  | 0 | 0 | 0 | 0 | 0 |  | 0 | 0 | 0 | 0 | 0 | 0 | 0 | 0
PG&E FRESNO | Mendota | 115 | Distributed_Solar |  |  | 0 |  | 0 | 0 |  | 0 | 0 |  | 0 | 0 | 0 | 0 | 0 |  | 0 | 0 | 0 | 0 | 0 |  | 0 | 0 | 0 | 0 | 0 | 0 | 0 | 0
PG&E GBA | Menlo | 60 | Distributed_Solar |  |  | 0 |  | 0 | 0 |  | 0 | 0 |  | 0 | 0 | 0 | 0 | 0 |  | 0 | 0 | 0 | 0 | 0 |  | 0 | 0 | 0 | 0 | 0 | 0 | 0 | 0
PG&E FRESNO | Merced | 115 | Distributed_Solar |  |  | 0 |  | 0 | 0 |  | 0 | 0 |  | 0 | 0 | 0 | 0 | 0 |  | 0 | 0 | 0 | 0 | 0 |  | 0 | 0 | 0 | 0 | 0 | 0 | 0 | 0
EOP | Mercury | 138 | Distributed_Solar |  |  | 0 |  | 0 | 0 |  | 0 | 0 |  | 0 | 0 | 0 | 0 | 0 |  | 0 | 0 | 0 | 0 | 0 |  | 0 | 0 | 0 | 0 | 0 | 0 | 0 | 0
PG&E FRESNO | Mercy Springs | 70 | Distributed_Solar |  |  | 0 |  | 0 | 0 |  | 0 | 0 |  | 0 | 0 | 0 | 0 | 0 |  | 0 | 0 | 0 | 0 | 0 |  | 0 | 0 | 0 | 0 | 0 | 0 | 0 | 0
PG&E NGBA | Meridian | 60 | Distributed_Solar |  |  | 0 |  | 0 | 0 |  | 0 | 0 |  | 0 | 0 | 0 | 0 | 0 |  | 0 | 0 | 0 | 0 | 0 |  | 0 | 0 | 0 | 0 | 0 | 0 | 0 | 0
PG&E KERN | Mesa (PGE) | 115 | Distributed_Solar |  |  | 0 |  | 0 | 0 |  | 0 | 0 |  | 0 | 0 | 0 | 0 | 0 |  | 0 | 0 | 0 | 0 | 0 |  | 0 | 0 | 0 | 0 | 0 | 0 | 0 | 0
PG&E KERN | Mesa (PGE) | 230 | Distributed_Solar |  |  | 0 |  | 0 | 0 |  | 0 | 0 |  | 0 | 0 | 0 | 0 | 0 |  | 0 | 0 | 0 | 0 | 0 |  | 0 | 0 | 0 | 0 | 0 | 0 | 0 | 0
SCE Metro | Mesa (SCE) | 230 | Distributed_Solar |  |  | 1 |  | 0 | 0 |  | 1.92 | 1.92 |  | 0 | 0 | 0 | 1.92 | 1.92 |  | 0 | 0 | 0 | 0 | 0 |  | 0 | 0 | 0 | 1.92 | 1.92 | 0 | 1.92 | 1.92
SCE Metro | Mesa (SCE) | 500 | Distributed_Solar |  |  | 0 |  | 0 | 0 |  | 0 | 0 |  | 0 | 0 | 0 | 0 | 0 |  | 0 | 0 | 0 | 0 | 0 |  | 0 | 0 | 0 | 0 | 0 | 0 | 0 | 0
SDGE | Mesa Heights | 69 | Distributed_Solar |  |  | 0 |  | 0 | 0 |  | 0 | 0 |  | 0 | 0 | 0 | 0 | 0 |  | 0 | 0 | 0 | 0 | 0 |  | 0 | 0 | 0 | 0 | 0 | 0 | 0 | 0
PG&E GBA | Metcalf | 115 | Distributed_Solar |  |  | 0 |  | 0 | 0 |  | 0 | 0 |  | 0 | 0 | 0 | 0 | 0 |  | 0 | 0 | 0 | 0 | 0 |  | 0 | 0 | 0 | 0 | 0 | 0 | 0 | 0
PG&E GBA | Metcalf | 230 | Distributed_Solar |  |  | 0 |  | 0 | 0 |  | 0 | 0 |  | 0 | 0 | 0 | 0 | 0 |  | 0 | 0 | 0 | 0 | 0 |  | 0 | 0 | 0 | 0 | 0 | 0 | 0 | 0
PG&E GBA | Metcalf | 500 | Distributed_Solar |  |  | 0 |  | 0 | 0 |  | 0 | 0 |  | 0 | 0 | 0 | 0 | 0 |  | 0 | 0 | 0 | 0 | 0 |  | 0 | 0 | 0 | 0 | 0 | 0 | 0 | 0
PG&E KERN | Midway | 115 | Distributed_Solar |  |  | 0 |  | 0 | 0 |  | 0 | 0 |  | 0 | 0 | 0 | 0 | 0 |  | 0 | 0 | 0 | 0 | 0 |  | 0 | 0 | 0 | 0 | 0 | 0 | 0 | 0
PG&E KERN | Midway | 230 | Distributed_Solar |  |  | 0 |  | 0 | 0 |  | 0 | 0 |  | 0 | 0 | 0 | 0 | 0 |  | 0 | 0 | 0 | 0 | 0 |  | 0 | 0 | 0 | 0 | 0 | 0 | 0 | 0
PG&E KERN | Midway | 500 | Distributed_Solar |  |  | 0 |  | 0 | 0 |  | 0 | 0 |  | 0 | 0 | 0 | 0 | 0 |  | 0 | 0 | 0 | 0 | 0 |  | 0 | 0 | 0 | 0 | 0 | 0 | 0 | 0
SDGE | Miguel | 230 | Distributed_Solar |  |  | 0 |  | 0 | 0 |  | 0 | 0 |  | 0 | 0 | 0 | 0 | 0 |  | 0 | 0 | 0 | 0 | 0 |  | 0 | 0 | 0 | 0 | 0 | 0 | 0 | 0
SDGE | Miguel | 500 | Distributed_Solar |  |  | 0 |  | 0 | 0 |  | 0 | 0 |  | 0 | 0 | 0 | 0 | 0 |  | 0 | 0 | 0 | 0 | 0 |  | 0 | 0 | 0 | 0 | 0 | 0 | 0 | 0
SDGE | Miguel | 69 | Distributed_Solar |  |  | 0 |  | 0 | 0 |  | 0 | 0 |  | 0 | 0 | 0 | 0 | 0 |  | 0 | 0 | 0 | 0 | 0 |  | 0 | 0 | 0 | 0 | 0 | 0 | 0 | 0
PG&E GBA | Millbrae | 115 | Distributed_Solar |  |  | 0 |  | 0 | 0 |  | 0 | 0 |  | 0 | 0 | 0 | 0 | 0 |  | 0 | 0 | 0 | 0 | 0 |  | 0 | 0 | 0 | 0 | 0 | 0 | 0 | 0
PG&E GBA | Miller | 115 | Distributed_Solar |  |  | 0 |  | 0 | 0 |  | 0 | 0 |  | 0 | 0 | 0 | 0 | 0 |  | 0 | 0 | 0 | 0 | 0 |  | 0 | 0 | 0 | 0 | 0 | 0 | 0 | 0
SCE Metro | Mira Loma | 230 | Distributed_Solar |  |  | 0 |  | 0 | 0 |  | 0 | 0 |  | 0 | 0 | 0 | 0 | 0 |  | 0 | 0 | 0 | 0 | 0 |  | 0 | 0 | 0 | 0 | 0 | 0 | 0 | 0
SCE Metro | Mira Loma | 500 | Distributed_Solar |  |  | 0 |  | 0 | 0 |  | 0 | 0 |  | 0 | 0 | 0 | 0 | 0 |  | 0 | 0 | 0 | 0 | 0 |  | 0 | 0 | 0 | 0 | 0 | 0 | 0 | 0
SCE Eastern | Mirage | 115 | Distributed_Solar |  |  | 0 |  | 0 | 0 |  | 0 | 0 |  | 0 | 0 | 0 | 0 | 0 |  | 0 | 0 | 0 | 0 | 0 |  | 0 | 0 | 0 | 0 | 0 | 0 | 0 | 0
SCE Eastern | Mirage | 230 | Distributed_Solar |  |  | 0 |  | 0 | 0 |  | 0 | 0 |  | 0 | 0 | 0 | 0 | 0 |  | 0 | 0 | 0 | 0 | 0 |  | 0 | 0 | 0 | 0 | 0 | 0 | 0 | 0
SDGE | Mission | 138 | Distributed_Solar |  |  | 0 |  | 0 | 0 |  | 0 | 0 |  | 0 | 0 | 0 | 0 | 0 |  | 0 | 0 | 0 | 0 | 0 |  | 0 | 0 | 0 | 0 | 0 | 0 | 0 | 0
SDGE | Mission | 230 | Distributed_Solar |  |  | 0 |  | 0 | 0 |  | 0 | 0 |  | 0 | 0 | 0 | 0 | 0 |  | 0 | 0 | 0 | 0 | 0 |  | 0 | 0 | 0 | 0 | 0 | 0 | 0 | 0
SDGE | Mission | 69 | Distributed_Solar |  |  | 0 |  | 0 | 0 |  | 0 | 0 |  | 0 | 0 | 0 | 0 | 0 |  | 0 | 0 | 0 | 0 | 0 |  | 0 | 0 | 0 | 0 | 0 | 0 | 0 | 0
PG&E GBA | Mi-Wuk | 115 | Distributed_Solar |  |  | 0 |  | 0 | 0 |  | 0 | 0 |  | 0 | 0 | 0 | 0 | 0 |  | 0 | 0 | 0 | 0 | 0 |  | 0 | 0 | 0 | 0 | 0 | 0 | 0 | 0
EOP | Mohave | 500 | Distributed_Solar |  |  | 0 |  | 0 | 0 |  | 0 | 0 |  | 0 | 0 | 0 | 0 | 0 |  | 0 | 0 | 0 | 0 | 0 |  | 0 | 0 | 0 | 0 | 0 | 0 | 0 | 0
PG&E NGBA | Monroe | 115 | Distributed_Solar |  |  | 0 |  | 0 | 0 |  | 0 | 0 |  | 0 | 0 | 0 | 0 | 0 |  | 0 | 0 | 0 | 0 | 0 |  | 0 | 0 | 0 | 0 | 0 | 0 | 0 | 0
SDGE | Monserate | 69 | Distributed_Solar |  |  | 0 |  | 0 | 0 |  | 0 | 0 |  | 0 | 0 | 0 | 0 | 0 |  | 0 | 0 | 0 | 0 | 0 |  | 0 | 0 | 0 | 0 | 0 | 0 | 0 | 0
PG&E GBA | Monta Vista | 115 | Distributed_Solar |  |  | 0 |  | 0 | 0 |  | 0 | 0 |  | 0 | 0 | 0 | 0 | 0 |  | 0 | 0 | 0 | 0 | 0 |  | 0 | 0 | 0 | 0 | 0 | 0 | 0 | 0
PG&E GBA | Monta Vista | 230 | Distributed_Solar |  |  | 0 |  | 0 | 0 |  | 0 | 0 |  | 0 | 0 | 0 | 0 | 0 |  | 0 | 0 | 0 | 0 | 0 |  | 0 | 0 | 0 | 0 | 0 | 0 | 0 | 0
PG&E GBA | Monta Vista | 60 | Distributed_Solar |  |  | 0 |  | 0 | 0 |  | 0 | 0 |  | 0 | 0 | 0 | 0 | 0 |  | 0 | 0 | 0 | 0 | 0 |  | 0 | 0 | 0 | 0 | 0 | 0 | 0 | 0
PG&E NGBA | Monticello | 115 | Distributed_Solar |  |  | 0 |  | 0 | 0 |  | 0 | 0 |  | 0 | 0 | 0 | 0 | 0 |  | 0 | 0 | 0 | 0 | 0 |  | 0 | 0 | 0 | 0 | 0 | 0 | 0 | 0
SCE Northern | Moorpark | 230 | Distributed_Solar |  |  | 0 |  | 0 | 0 |  | 0 | 0 |  | 0 | 0 | 0 | 0 | 0 |  | 0 | 0 | 0 | 0 | 0 |  | 0 | 0 | 0 | 0 | 0 | 0 | 0 | 0
SCE Northern | Moorpark | 66 | Distributed_Solar |  |  | 0 |  | 0 | 0 |  | 0 | 0 |  | 0 | 0 | 0 | 0 | 0 |  | 0 | 0 | 0 | 0 | 0 |  | 0 | 0 | 0 | 0 | 0 | 0 | 0 | 0
PG&E GBA | Moraga | 115 | Distributed_Solar |  |  | 0 |  | 0 | 0 |  | 0 | 0 |  | 0 | 0 | 0 | 0 | 0 |  | 0 | 0 | 0 | 0 | 0 |  | 0 | 0 | 0 | 0 | 0 | 0 | 0 | 0
PG&E GBA | Moraga | 230 | Distributed_Solar |  |  | 0 |  | 0 | 0 |  | 0 | 0 |  | 0 | 0 | 0 | 0 | 0 |  | 0 | 0 | 0 | 0 | 0 |  | 0 | 0 | 0 | 0 | 0 | 0 | 0 | 0
PG&E GBA | Morgan Hill | 115 | Distributed_Solar |  |  | 0 |  | 0 | 0 |  | 0 | 0 |  | 0 | 0 | 0 | 0 | 0 |  | 0 | 0 | 0 | 0 | 0 |  | 0 | 0 | 0 | 0 | 0 | 0 | 0 | 0
PG&E KERN | Morro Bay | 115 | Distributed_Solar |  |  | 0 |  | 0 | 0 |  | 0 | 0 |  | 0 | 0 | 0 | 0 | 0 |  | 0 | 0 | 0 | 0 | 0 |  | 0 | 0 | 0 | 0 | 0 | 0 | 0 | 0
PG&E KERN | Morro Bay | 230 | Distributed_Solar |  |  | 0 |  | 0 | 0 |  | 0 | 0 |  | 0 | 0 | 0 | 0 | 0 |  | 0 | 0 | 0 | 0 | 0 |  | 0 | 0 | 0 | 0 | 0 | 0 | 0 | 0
PG&E KERN | Morro Bay | 500 | Distributed_Solar |  |  | 0 |  | 0 | 0 |  | 0 | 0 |  | 0 | 0 | 0 | 0 | 0 |  | 0 | 0 | 0 | 0 | 0 |  | 0 | 0 | 0 | 0 | 0 | 0 | 0 | 0
PG&E GBA | Moss Landing | 115 | Distributed_Solar |  |  | 0 |  | 0 | 0 |  | 0 | 0 |  | 0 | 0 | 0 | 0 | 0 |  | 0 | 0 | 0 | 0 | 0 |  | 0 | 0 | 0 | 0 | 0 | 0 | 0 | 0
PG&E GBA | Moss Landing | 230 | Distributed_Solar |  |  | 0 |  | 0 | 0 |  | 0 | 0 |  | 0 | 0 | 0 | 0 | 0 |  | 0 | 0 | 0 | 0 | 0 |  | 0 | 0 | 0 | 0 | 0 | 0 | 0 | 0
PG&E GBA | Moss Landing | 500 | Distributed_Solar |  |  | 0 |  | 0 | 0 |  | 0 | 0 |  | 0 | 0 | 0 | 0 | 0 |  | 0 | 0 | 0 | 0 | 0 |  | 0 | 0 | 0 | 0 | 0 | 0 | 0 | 0
EOP | Mountain Pass | 115 | Distributed_Solar |  |  | 0 |  | 0 | 0 |  | 0 | 0 |  | 0 | 0 | 0 | 0 | 0 |  | 0 | 0 | 0 | 0 | 0 |  | 0 | 0 | 0 | 0 | 0 | 0 | 0 | 0
PG&E GBA | Mountain View | 115 | Distributed_Solar |  |  | 0 |  | 0 | 0 |  | 0 | 0 |  | 0 | 0 | 0 | 0 | 0 |  | 0 | 0 | 0 | 0 | 0 |  | 0 | 0 | 0 | 0 | 0 | 0 | 0 | 0
PG&E GBA | Mt Eden | 115 | Distributed_Solar |  |  | 0 |  | 0 | 0 |  | 0 | 0 |  | 0 | 0 | 0 | 0 | 0 |  | 0 | 0 | 0 | 0 | 0 |  | 0 | 0 | 0 | 0 | 0 | 0 | 0 | 0
PG&E KERN | Mt Poso | 115 | Distributed_Solar |  |  | 0 |  | 0 | 0 |  | 0 | 0 |  | 0 | 0 | 0 | 0 | 0 |  | 0 | 0 | 0 | 0 | 0 |  | 0 | 0 | 0 | 0 | 0 | 0 | 0 | 0
SDGE | Murray | 69 | Distributed_Solar |  |  | 0 |  | 0 | 0 |  | 0 | 0 |  | 0 | 0 | 0 | 0 | 0 |  | 0 | 0 | 0 | 0 | 0 |  | 0 | 0 | 0 | 0 | 0 | 0 | 0 | 0
PG&E FRESNO | Mustang | 230 | Distributed_Solar |  |  | 0 |  | 0 | 0 |  | 0 | 0 |  | 0 | 0 | 0 | 0 | 0 |  | 0 | 0 | 0 | 0 | 0 |  | 0 | 0 | 0 | 0 | 0 | 0 | 0 | 0
SCE Northern | Neenach | 66 | Distributed_Solar |  |  | 0 |  | 0 | 0 |  | 0 | 0 |  | 0 | 0 | 0 | 0 | 0 |  | 0 | 0 | 0 | 0 | 0 |  | 0 | 0 | 0 | 0 | 0 | 0 | 0 | 0
PG&E KERN | New Sub - Gates - Midway (Proposed) | 230 | Distributed_Solar |  |  | 0 |  | 0 | 0 |  | 0 | 0 |  | 0 | 0 | 0 | 0 | 0 |  | 0 | 0 | 0 | 0 | 0 |  | 0 | 0 | 0 | 0 | 0 | 0 | 0 | 0
PG&E KERN | New Sub - Gates - Templeton (Proposed) | 230 | Distributed_Solar |  |  | 0 |  | 0 | 0 |  | 0 | 0 |  | 0 | 0 | 0 | 0 | 0 |  | 0 | 0 | 0 | 0 | 0 |  | 0 | 0 | 0 | 0 | 0 | 0 | 0 | 0
SCE NOL | New Sub - Kramer - Lugo (Proposed) | 230 | Distributed_Solar |  |  | 0 |  | 0 | 0 |  | 0 | 0 |  | 0 | 0 | 0 | 0 | 0 |  | 0 | 0 | 0 | 0 | 0 |  | 0 | 0 | 0 | 0 | 0 | 0 | 0 | 0
PG&E FRESNO | New Sub - Los Banos - Midway (Proposed) | 500 | Distributed_Solar |  |  | 0 |  | 0 | 0 |  | 0 | 0 |  | 0 | 0 | 0 | 0 | 0 |  | 0 | 0 | 0 | 0 | 0 |  | 0 | 0 | 0 | 0 | 0 | 0 | 0 | 0
SCE NOL | New Sub - Lugo - Pisgah (Proposed) | 230 | Distributed_Solar |  |  | 0 |  | 0 | 0 |  | 0 | 0 |  | 0 | 0 | 0 | 0 | 0 |  | 0 | 0 | 0 | 0 | 0 |  | 0 | 0 | 0 | 0 | 0 | 0 | 0 | 0
PG&E KERN | New Sub - Midway - Wheeler Ridge (Proposed) | 230 | Distributed_Solar |  |  | 0 |  | 0 | 0 |  | 0 | 0 |  | 0 | 0 | 0 | 0 | 0 |  | 0 | 0 | 0 | 0 | 0 |  | 0 | 0 | 0 | 0 | 0 | 0 | 0 | 0
PG&E NGBA | New Sub - Near existing Leavitt (PSREC) | 345 | Distributed_Solar |  |  | 0 |  | 0 | 0 |  | 0 | 0 |  | 0 | 0 | 0 | 0 | 0 |  | 0 | 0 | 0 | 0 | 0 |  | 0 | 0 | 0 | 0 | 0 | 0 | 0 | 0
PG&E NGBA | New Sub - Near existing Madeline (NVE) | 345 | Distributed_Solar |  |  | 0 |  | 0 | 0 |  | 0 | 0 |  | 0 | 0 | 0 | 0 | 0 |  | 0 | 0 | 0 | 0 | 0 |  | 0 | 0 | 0 | 0 | 0 | 0 | 0 | 0
SDGE | New Sub - North Gila - IV (Proposed) | 500 | Distributed_Solar |  |  | 0 |  | 0 | 0 |  | 0 | 0 |  | 0 | 0 | 0 | 0 | 0 |  | 0 | 0 | 0 | 0 | 0 |  | 0 | 0 | 0 | 0 | 0 | 0 | 0 | 0
PG&E NGBA | New Sub - Pit 1 - Cottonwood (Proposed) | 230 | Distributed_Solar |  |  | 0 |  | 0 | 0 |  | 0 | 0 |  | 0 | 0 | 0 | 0 | 0 |  | 0 | 0 | 0 | 0 | 0 |  | 0 | 0 | 0 | 0 | 0 | 0 | 0 | 0
PG&E GBA | New Sub - Rancho Seco - Bellota (Proposed) | 230 | Distributed_Solar |  |  | 0 |  | 0 | 0 |  | 0 | 0 |  | 0 | 0 | 0 | 0 | 0 |  | 0 | 0 | 0 | 0 | 0 |  | 0 | 0 | 0 | 0 | 0 | 0 | 0 | 0
SDGE | New Sub - Suncrest - Ocotillo (Proposed) | 500 | Distributed_Solar |  |  | 0 |  | 0 | 0 |  | 0 | 0 |  | 0 | 0 | 0 | 0 | 0 |  | 0 | 0 | 0 | 0 | 0 |  | 0 | 0 | 0 | 0 | 0 | 0 | 0 | 0
PG&E FRESNO | New Sub - Westley - Quinto (Proposed) | 230 | Distributed_Solar |  |  | 0 |  | 0 | 0 |  | 0 | 0 |  | 0 | 0 | 0 | 0 | 0 |  | 0 | 0 | 0 | 0 | 0 |  | 0 | 0 | 0 | 0 | 0 | 0 | 0 | 0
PG&E GBA | Newark | 115 | Distributed_Solar |  |  | 0 |  | 0 | 0 |  | 0 | 0 |  | 0 | 0 | 0 | 0 | 0 |  | 0 | 0 | 0 | 0 | 0 |  | 0 | 0 | 0 | 0 | 0 | 0 | 0 | 0
PG&E GBA | Newark | 230 | Distributed_Solar |  |  | 0 |  | 0 | 0 |  | 0 | 0 |  | 0 | 0 | 0 | 0 | 0 |  | 0 | 0 | 0 | 0 | 0 |  | 0 | 0 | 0 | 0 | 0 | 0 | 0 | 0
PG&E GBA | Newark | 60 | Distributed_Solar |  |  | 0 |  | 0 | 0 |  | 0 | 0 |  | 0 | 0 | 0 | 0 | 0 |  | 0 | 0 | 0 | 0 | 0 |  | 0 | 0 | 0 | 0 | 0 | 0 | 0 | 0
PG&E FRESNO | Newhall | 115 | Distributed_Solar |  |  | 0 |  | 0 | 0 |  | 0 | 0 |  | 0 | 0 | 0 | 0 | 0 |  | 0 | 0 | 0 | 0 | 0 |  | 0 | 0 | 0 | 0 | 0 | 0 | 0 | 0
PG&E KERN | Norco | 115 | Distributed_Solar |  |  | 0 |  | 0 | 0 |  | 0 | 0 |  | 0 | 0 | 0 | 0 | 0 |  | 0 | 0 | 0 | 0 | 0 |  | 0 | 0 | 0 | 0 | 0 | 0 | 0 | 0
PG&E GBA | Nortech | 115 | Distributed_Solar |  |  | 0 |  | 0 | 0 |  | 0 | 0 |  | 0 | 0 | 0 | 0 | 0 |  | 0 | 0 | 0 | 0 | 0 |  | 0 | 0 | 0 | 0 | 0 | 0 | 0 | 0
SDGE | North City Metering | 138 | Distributed_Solar |  |  | 0 |  | 0 | 0 |  | 0 | 0 |  | 0 | 0 | 0 | 0 | 0 |  | 0 | 0 | 0 | 0 | 0 |  | 0 | 0 | 0 | 0 | 0 | 0 | 0 | 0
PG&E GBA | North Dublin | 230 | Distributed_Solar |  |  | 0 |  | 0 | 0 |  | 0 | 0 |  | 0 | 0 | 0 | 0 | 0 |  | 0 | 0 | 0 | 0 | 0 |  | 0 | 0 | 0 | 0 | 0 | 0 | 0 | 0
SDGE | North Gila | 500 | Distributed_Solar |  |  | 0 |  | 0 | 0 |  | 0 | 0 |  | 0 | 0 | 0 | 0 | 0 |  | 0 | 0 | 0 | 0 | 0 |  | 0 | 0 | 0 | 0 | 0 | 0 | 0 | 0
SCE Metro | North of SONGS | 230 | Distributed_Solar |  |  | 0 |  | 0 | 0 |  | 0 | 0 |  | 0 | 0 | 0 | 0 | 0 |  | 0 | 0 | 0 | 0 | 0 |  | 0 | 0 | 0 | 0 | 0 | 0 | 0 | 0
SCE Metro | North of SONGS | 500 | Distributed_Solar |  |  | 0 |  | 0 | 0 |  | 0 | 0 |  | 0 | 0 | 0 | 0 | 0 |  | 0 | 0 | 0 | 0 | 0 |  | 0 | 0 | 0 | 0 | 0 | 0 | 0 | 0
PG&E NGBA | Notre Dame | 115 | Distributed_Solar |  |  | 0 |  | 0 | 0 |  | 0 | 0 |  | 0 | 0 | 0 | 0 | 0 |  | 0 | 0 | 0 | 0 | 0 |  | 0 | 0 | 0 | 0 | 0 | 0 | 0 | 0
PG&E GBA | Oakland C | 115 | Distributed_Solar |  |  | 0 |  | 0 | 0 |  | 0 | 0 |  | 0 | 0 | 0 | 0 | 0 |  | 0 | 0 | 0 | 0 | 0 |  | 0 | 0 | 0 | 0 | 0 | 0 | 0 | 0
PG&E GBA | Oakland J | 115 | Distributed_Solar |  |  | 0 |  | 0 | 0 |  | 0 | 0 |  | 0 | 0 | 0 | 0 | 0 |  | 0 | 0 | 0 | 0 | 0 |  | 0 | 0 | 0 | 0 | 0 | 0 | 0 | 0
PG&E GBA | Oakland L | 115 | Distributed_Solar |  |  | 0 |  | 0 | 0 |  | 0 | 0 |  | 0 | 0 | 0 | 0 | 0 |  | 0 | 0 | 0 | 0 | 0 |  | 0 | 0 | 0 | 0 | 0 | 0 | 0 | 0
PG&E GBA | Oakland X | 115 | Distributed_Solar |  |  | 0 |  | 0 | 0 |  | 0 | 0 |  | 0 | 0 | 0 | 0 | 0 |  | 0 | 0 | 0 | 0 | 0 |  | 0 | 0 | 0 | 0 | 0 | 0 | 0 | 0
SDGE | Ocean Ranch | 69 | Distributed_Solar |  |  | 0 |  | 0 | 0 |  | 0 | 0 |  | 0 | 0 | 0 | 0 | 0 |  | 0 | 0 | 0 | 0 | 0 |  | 0 | 0 | 0 | 0 | 0 | 0 | 0 | 0
PG&E KERN | Oceano | 115 | Distributed_Solar |  |  | 0 |  | 0 | 0 |  | 0 | 0 |  | 0 | 0 | 0 | 0 | 0 |  | 0 | 0 | 0 | 0 | 0 |  | 0 | 0 | 0 | 0 | 0 | 0 | 0 | 0
SDGE | Ocotillo Express | 500 | Distributed_Solar |  |  | 0 |  | 0 | 0 |  | 0 | 0 |  | 0 | 0 | 0 | 0 | 0 |  | 0 | 0 | 0 | 0 | 0 |  | 0 | 0 | 0 | 0 | 0 | 0 | 0 | 0
PG&E KERN | Old River | 70 | Distributed_Solar |  |  | 1 |  | 0 | 0 |  | 2.4 | 2.4 |  | 0 | 0 | 0 | 2.4 | 2.4 |  | 0 | 0 | 0 | 0 | 0 |  | 0 | 0 | 0 | 2.4 | 2.4 | 0 | 2.4 | 2.4
SDGE | Old Town | 230 | Distributed_Solar |  |  | 0 |  | 0 | 0 |  | 0 | 0 |  | 0 | 0 | 0 | 0 | 0 |  | 0 | 0 | 0 | 0 | 0 |  | 0 | 0 | 0 | 0 | 0 | 0 | 0 | 0
SCE Metro | Olinda | 230 | Distributed_Solar |  |  | 0 |  | 0 | 0 |  | 0 | 0 |  | 0 | 0 | 0 | 0 | 0 |  | 0 | 0 | 0 | 0 | 0 |  | 0 | 0 | 0 | 0 | 0 | 0 | 0 | 0
PG&E FRESNO | Olive | 115 | Distributed_Solar |  |  | 0 |  | 0 | 0 |  | 0 | 0 |  | 0 | 0 | 0 | 0 | 0 |  | 0 | 0 | 0 | 0 | 0 |  | 0 | 0 | 0 | 0 | 0 | 0 | 0 | 0
PG&E NGBA | Olivehurst | 115 | Distributed_Solar |  |  | 0 |  | 0 | 0 |  | 0 | 0 |  | 0 | 0 | 0 | 0 | 0 |  | 0 | 0 | 0 | 0 | 0 |  | 0 | 0 | 0 | 0 | 0 | 0 | 0 | 0
PG&E NGBA | Oregon Trail | 60 | Distributed_Solar |  |  | 0 |  | 0 | 0 |  | 0 | 0 |  | 0 | 0 | 0 | 0 | 0 |  | 0 | 0 | 0 | 0 | 0 |  | 0 | 0 | 0 | 0 | 0 | 0 | 0 | 0
SCE Northern | Ormond Beach | 230 | Distributed_Solar |  |  | 0 |  | 0 | 0 |  | 0 | 0 |  | 0 | 0 | 0 | 0 | 0 |  | 0 | 0 | 0 | 0 | 0 |  | 0 | 0 | 0 | 0 | 0 | 0 | 0 | 0
PG&E FRESNO | Oro Loma | 115 | Distributed_Solar |  |  | 0 |  | 0 | 0 |  | 0 | 0 |  | 0 | 0 | 0 | 0 | 0 |  | 0 | 0 | 0 | 0 | 0 |  | 0 | 0 | 0 | 0 | 0 | 0 | 0 | 0
PG&E FRESNO | Oro Loma | 70 | Distributed_Solar |  |  | 1 |  | 0 | 0 |  | 5 | 5 |  | 0 | 0 | 0 | 5 | 5 |  | 0 | 0 | 0 | 0 | 0 |  | 0 | 0 | 0 | 5 | 5 | 0 | 5 | 5
PG&E FRESNO | Orosi | 70 | Distributed_Solar |  |  | 0 |  | 0 | 0 |  | 0 | 0 |  | 0 | 0 | 0 | 0 | 0 |  | 0 | 0 | 0 | 0 | 0 |  | 0 | 0 | 0 | 0 | 0 | 0 | 0 | 0
SDGE | Otay | 69 | Distributed_Solar |  |  | 0 |  | 0 | 0 |  | 0 | 0 |  | 0 | 0 | 0 | 0 | 0 |  | 0 | 0 | 0 | 0 | 0 |  | 0 | 0 | 0 | 0 | 0 | 0 | 0 | 0
SDGE | Otay Mesa | 230 | Distributed_Solar |  |  | 0 |  | 0 | 0 |  | 0 | 0 |  | 0 | 0 | 0 | 0 | 0 |  | 0 | 0 | 0 | 0 | 0 |  | 0 | 0 | 0 | 0 | 0 | 0 | 0 | 0
PG&E FRESNO | Padre Flats SW STA | 230 | Distributed_Solar |  |  | 0 |  | 0 | 0 |  | 0 | 0 |  | 0 | 0 | 0 | 0 | 0 |  | 0 | 0 | 0 | 0 | 0 |  | 0 | 0 | 0 | 0 | 0 | 0 | 0 | 0
EOP | Pahrump | 138 | Distributed_Solar |  |  | 0 |  | 0 | 0 |  | 0 | 0 |  | 0 | 0 | 0 | 0 | 0 |  | 0 | 0 | 0 | 0 | 0 |  | 0 | 0 | 0 | 0 | 0 | 0 | 0 | 0
EOP | Pahrump | 230 | Distributed_Solar |  |  | 0 |  | 0 | 0 |  | 0 | 0 |  | 0 | 0 | 0 | 0 | 0 |  | 0 | 0 | 0 | 0 | 0 |  | 0 | 0 | 0 | 0 | 0 | 0 | 0 | 0
SDGE | Pala | 69 | Distributed_Solar |  |  | 0 |  | 0 | 0 |  | 0 | 0 |  | 0 | 0 | 0 | 0 | 0 |  | 0 | 0 | 0 | 0 | 0 |  | 0 | 0 | 0 | 0 | 0 | 0 | 0 | 0
PG&E NGBA | Palermo | 115 | Distributed_Solar |  |  | 0 |  | 0 | 0 |  | 0 | 0 |  | 0 | 0 | 0 | 0 | 0 |  | 0 | 0 | 0 | 0 | 0 |  | 0 | 0 | 0 | 0 | 0 | 0 | 0 | 0
PG&E NGBA | Palermo | 230 | Distributed_Solar |  |  | 0 |  | 0 | 0 |  | 0 | 0 |  | 0 | 0 | 0 | 0 | 0 |  | 0 | 0 | 0 | 0 | 0 |  | 0 | 0 | 0 | 0 | 0 | 0 | 0 | 0
SCE Eastern | Palo Verde | 500 | Distributed_Solar |  |  | 0 |  | 0 | 0 |  | 0 | 0 |  | 0 | 0 | 0 | 0 | 0 |  | 0 | 0 | 0 | 0 | 0 |  | 0 | 0 | 0 | 0 | 0 | 0 | 0 | 0
SDGE | Palomar Energy | 230 | Distributed_Solar |  |  | 0 |  | 0 | 0 |  | 0 | 0 |  | 0 | 0 | 0 | 0 | 0 |  | 0 | 0 | 0 | 0 | 0 |  | 0 | 0 | 0 | 0 | 0 | 0 | 0 | 0
PG&E KERN | Panama | 70 | Distributed_Solar |  |  | 0 |  | 0 | 0 |  | 0 | 0 |  | 0 | 0 | 0 | 0 | 0 |  | 0 | 0 | 0 | 0 | 0 |  | 0 | 0 | 0 | 0 | 0 | 0 | 0 | 0
PG&E FRESNO | Panoche | 115 | Distributed_Solar |  |  | 1 |  | 0 | 0 |  | 4.4 | 4.4 |  | 0 | 0 | 0 | 4.4 | 4.4 |  | 0 | 0 | 0 | 0 | 0 |  | 0 | 0 | 0 | 4.4 | 4.4 | 0 | 4.4 | 4.4
PG&E FRESNO | Panoche | 230 | Distributed_Solar |  |  | 0 |  | 0 | 0 |  | 0 | 0 |  | 0 | 0 | 0 | 0 | 0 |  | 0 | 0 | 0 | 0 | 0 |  | 0 | 0 | 0 | 0 | 0 | 0 | 0 | 0
SCE Northern | Pardee | 230 | Distributed_Solar |  |  | 0 |  | 0 | 0 |  | 0 | 0 |  | 0 | 0 | 0 | 0 | 0 |  | 0 | 0 | 0 | 0 | 0 |  | 0 | 0 | 0 | 0 | 0 | 0 | 0 | 0
PG&E NGBA | Parkway | 230 | Distributed_Solar |  |  | 0 |  | 0 | 0 |  | 0 | 0 |  | 0 | 0 | 0 | 0 | 0 |  | 0 | 0 | 0 | 0 | 0 |  | 0 | 0 | 0 | 0 | 0 | 0 | 0 | 0
SCE Northern | Pastoria | 230 | Distributed_Solar |  |  | 0 |  | 0 | 0 |  | 0 | 0 |  | 0 | 0 | 0 | 0 | 0 |  | 0 | 0 | 0 | 0 | 0 |  | 0 | 0 | 0 | 0 | 0 | 0 | 0 | 0
SCE Metro | Pauda | 230 | Distributed_Solar |  |  | 0 |  | 0 | 0 |  | 0 | 0 |  | 0 | 0 | 0 | 0 | 0 |  | 0 | 0 | 0 | 0 | 0 |  | 0 | 0 | 0 | 0 | 0 | 0 | 0 | 0
PG&E GBA | Paul Sweet | 115 | Distributed_Solar |  |  | 0 |  | 0 | 0 |  | 0 | 0 |  | 0 | 0 | 0 | 0 | 0 |  | 0 | 0 | 0 | 0 | 0 |  | 0 | 0 | 0 | 0 | 0 | 0 | 0 | 0
PG&E NGBA | Peabody | 230 | Distributed_Solar |  |  | 0 |  | 0 | 0 |  | 0 | 0 |  | 0 | 0 | 0 | 0 | 0 |  | 0 | 0 | 0 | 0 | 0 |  | 0 | 0 | 0 | 0 | 0 | 0 | 0 | 0
PG&E NGBA | Pease | 115 | Distributed_Solar |  |  | 0 |  | 0 | 0 |  | 0 | 0 |  | 0 | 0 | 0 | 0 | 0 |  | 0 | 0 | 0 | 0 | 0 |  | 0 | 0 | 0 | 0 | 0 | 0 | 0 | 0
PG&E NGBA | Pease | 60 | Distributed_Solar |  |  | 0 |  | 0 | 0 |  | 0 | 0 |  | 0 | 0 | 0 | 0 | 0 |  | 0 | 0 | 0 | 0 | 0 |  | 0 | 0 | 0 | 0 | 0 | 0 | 0 | 0
SDGE | Penasquitos | 138 | Distributed_Solar |  |  | 0 |  | 0 | 0 |  | 0 | 0 |  | 0 | 0 | 0 | 0 | 0 |  | 0 | 0 | 0 | 0 | 0 |  | 0 | 0 | 0 | 0 | 0 | 0 | 0 | 0
SDGE | Penasquitos | 230 | Distributed_Solar |  |  | 0 |  | 0 | 0 |  | 0 | 0 |  | 0 | 0 | 0 | 0 | 0 |  | 0 | 0 | 0 | 0 | 0 |  | 0 | 0 | 0 | 0 | 0 | 0 | 0 | 0
SDGE | Penasquitos | 69 | Distributed_Solar |  |  | 0 |  | 0 | 0 |  | 0 | 0 |  | 0 | 0 | 0 | 0 | 0 |  | 0 | 0 | 0 | 0 | 0 |  | 0 | 0 | 0 | 0 | 0 | 0 | 0 | 0
SDGE | Pendleton | 69 | Distributed_Solar |  |  | 0 |  | 0 | 0 |  | 0 | 0 |  | 0 | 0 | 0 | 0 | 0 |  | 0 | 0 | 0 | 0 | 0 |  | 0 | 0 | 0 | 0 | 0 | 0 | 0 | 0
PG&E NGBA | Penngrove | 115 | Distributed_Solar |  |  | 0 |  | 0 | 0 |  | 0 | 0 |  | 0 | 0 | 0 | 0 | 0 |  | 0 | 0 | 0 | 0 | 0 |  | 0 | 0 | 0 | 0 | 0 | 0 | 0 | 0
PG&E GBA | Peoria | 115 | Distributed_Solar |  |  | 0 |  | 0 | 0 |  | 0 | 0 |  | 0 | 0 | 0 | 0 | 0 |  | 0 | 0 | 0 | 0 | 0 |  | 0 | 0 | 0 | 0 | 0 | 0 | 0 | 0
PG&E GBA | Piercy | 115 | Distributed_Solar |  |  | 0 |  | 0 | 0 |  | 0 | 0 |  | 0 | 0 | 0 | 0 | 0 |  | 0 | 0 | 0 | 0 | 0 |  | 0 | 0 | 0 | 0 | 0 | 0 | 0 | 0
PG&E FRESNO | Pine Flat | 230 | Distributed_Solar |  |  | 0 |  | 0 | 0 |  | 0 | 0 |  | 0 | 0 | 0 | 0 | 0 |  | 0 | 0 | 0 | 0 | 0 |  | 0 | 0 | 0 | 0 | 0 | 0 | 0 | 0
SCE NOL | Pisgah | 230 | Distributed_Solar |  |  | 0 |  | 0 | 0 |  | 0 | 0 |  | 0 | 0 | 0 | 0 | 0 |  | 0 | 0 | 0 | 0 | 0 |  | 0 | 0 | 0 | 0 | 0 | 0 | 0 | 0
PG&E NGBA | Pit 1 | 230 | Distributed_Solar |  |  | 0 |  | 0 | 0 |  | 0 | 0 |  | 0 | 0 | 0 | 0 | 0 |  | 0 | 0 | 0 | 0 | 0 |  | 0 | 0 | 0 | 0 | 0 | 0 | 0 | 0
PG&E NGBA | Pit 1 | 60 | Distributed_Solar |  |  | 0 |  | 0 | 0 |  | 0 | 0 |  | 0 | 0 | 0 | 0 | 0 |  | 0 | 0 | 0 | 0 | 0 |  | 0 | 0 | 0 | 0 | 0 | 0 | 0 | 0
PG&E NGBA | Pit 3 | 230 | Distributed_Solar |  |  | 0 |  | 0 | 0 |  | 0 | 0 |  | 0 | 0 | 0 | 0 | 0 |  | 0 | 0 | 0 | 0 | 0 |  | 0 | 0 | 0 | 0 | 0 | 0 | 0 | 0
PG&E NGBA | Pit 4 | 230 | Distributed_Solar |  |  | 0 |  | 0 | 0 |  | 0 | 0 |  | 0 | 0 | 0 | 0 | 0 |  | 0 | 0 | 0 | 0 | 0 |  | 0 | 0 | 0 | 0 | 0 | 0 | 0 | 0
PG&E GBA | Pittsburg | 115 | Distributed_Solar |  |  | 0 |  | 0 | 0 |  | 0 | 0 |  | 0 | 0 | 0 | 0 | 0 |  | 0 | 0 | 0 | 0 | 0 |  | 0 | 0 | 0 | 0 | 0 | 0 | 0 | 0
PG&E GBA | Pittsburg | 230 | Distributed_Solar |  |  | 0 |  | 0 | 0 |  | 0 | 0 |  | 0 | 0 | 0 | 0 | 0 |  | 0 | 0 | 0 | 0 | 0 |  | 0 | 0 | 0 | 0 | 0 | 0 | 0 | 0
PG&E NGBA | Pleasant Grove | 115 | Distributed_Solar |  |  | 0 |  | 0 | 0 |  | 0 | 0 |  | 0 | 0 | 0 | 0 | 0 |  | 0 | 0 | 0 | 0 | 0 |  | 0 | 0 | 0 | 0 | 0 | 0 | 0 | 0
PG&E NGBA | POE | 230 | Distributed_Solar |  |  | 0 |  | 0 | 0 |  | 0 | 0 |  | 0 | 0 | 0 | 0 | 0 |  | 0 | 0 | 0 | 0 | 0 |  | 0 | 0 | 0 | 0 | 0 | 0 | 0 | 0
SDGE | Point Loma | 69 | Distributed_Solar |  |  | 0 |  | 0 | 0 |  | 0 | 0 |  | 0 | 0 | 0 | 0 | 0 |  | 0 | 0 | 0 | 0 | 0 |  | 0 | 0 | 0 | 0 | 0 | 0 | 0 | 0
SDGE | Pomerado | 69 | Distributed_Solar |  |  | 0 |  | 0 | 0 |  | 0 | 0 |  | 0 | 0 | 0 | 0 | 0 |  | 0 | 0 | 0 | 0 | 0 |  | 0 | 0 | 0 | 0 | 0 | 0 | 0 | 0
PG&E KERN | Poso Mountain | 115 | Distributed_Solar |  |  | 0 |  | 0 | 0 |  | 0 | 0 |  | 0 | 0 | 0 | 0 | 0 |  | 0 | 0 | 0 | 0 | 0 |  | 0 | 0 | 0 | 0 | 0 | 0 | 0 | 0
EOP | Primm | 230 | Distributed_Solar |  |  | 0 |  | 0 | 0 |  | 0 | 0 |  | 0 | 0 | 0 | 0 | 0 |  | 0 | 0 | 0 | 0 | 0 |  | 0 | 0 | 0 | 0 | 0 | 0 | 0 | 0
PG&E NGBA | Putah Creek | 115 | Distributed_Solar |  |  | 0 |  | 0 | 0 |  | 0 | 0 |  | 0 | 0 | 0 | 0 | 0 |  | 0 | 0 | 0 | 0 | 0 |  | 0 | 0 | 0 | 0 | 0 | 0 | 0 | 0
SDGE | Q1806 | 138 | Distributed_Solar |  |  | 0 |  | 0 | 0 |  | 0 | 0 |  | 0 | 0 | 0 | 0 | 0 |  | 0 | 0 | 0 | 0 | 0 |  | 0 | 0 | 0 | 0 | 0 | 0 | 0 | 0
PG&E FRESNO | Quinto | 230 | Distributed_Solar |  |  | 0 |  | 0 | 0 |  | 0 | 0 |  | 0 | 0 | 0 | 0 | 0 |  | 0 | 0 | 0 | 0 | 0 |  | 0 | 0 | 0 | 0 | 0 | 0 | 0 | 0
PG&E GBA | Race Track | 115 | Distributed_Solar |  |  | 0 |  | 0 | 0 |  | 0 | 0 |  | 0 | 0 | 0 | 0 | 0 |  | 0 | 0 | 0 | 0 | 0 |  | 0 | 0 | 0 | 0 | 0 | 0 | 0 | 0
SDGE | Rancho Mission Viejo | 138 | Distributed_Solar |  |  | 0 |  | 0 | 0 |  | 0 | 0 |  | 0 | 0 | 0 | 0 | 0 |  | 0 | 0 | 0 | 0 | 0 |  | 0 | 0 | 0 | 0 | 0 | 0 | 0 | 0
PG&E GBA | Rancho Seco | 230 | Distributed_Solar |  |  | 0 |  | 0 | 0 |  | 0 | 0 |  | 0 | 0 | 0 | 0 | 0 |  | 0 | 0 | 0 | 0 | 0 |  | 0 | 0 | 0 | 0 | 0 | 0 | 0 | 0
SCE Metro | Rancho Vista | 230 | Distributed_Solar |  |  | 0 |  | 0 | 0 |  | 0 | 0 |  | 0 | 0 | 0 | 0 | 0 |  | 0 | 0 | 0 | 0 | 0 |  | 0 | 0 | 0 | 0 | 0 | 0 | 0 | 0
SCE Metro | Rancho Vista | 500 | Distributed_Solar |  |  | 0 |  | 0 | 0 |  | 0 | 0 |  | 0 | 0 | 0 | 0 | 0 |  | 0 | 0 | 0 | 0 | 0 |  | 0 | 0 | 0 | 0 | 0 | 0 | 0 | 0
SCE NOL | Ransburg | 115 | Distributed_Solar |  |  | 0 |  | 0 | 0 |  | 0 | 0 |  | 0 | 0 | 0 | 0 | 0 |  | 0 | 0 | 0 | 0 | 0 |  | 0 | 0 | 0 | 0 | 0 | 0 | 0 | 0
PG&E GBA | Ravenswood | 115 | Distributed_Solar |  |  | 0 |  | 0 | 0 |  | 0 | 0 |  | 0 | 0 | 0 | 0 | 0 |  | 0 | 0 | 0 | 0 | 0 |  | 0 | 0 | 0 | 0 | 0 | 0 | 0 | 0
PG&E GBA | Ravenswood | 230 | Distributed_Solar |  |  | 0 |  | 0 | 0 |  | 0 | 0 |  | 0 | 0 | 0 | 0 | 0 |  | 0 | 0 | 0 | 0 | 0 |  | 0 | 0 | 0 | 0 | 0 | 0 | 0 | 0
SCE Northern | Rector | 230 | Distributed_Solar |  |  | 1 |  | 3 | 3 |  | 12 | 12 |  | 0 | 0 | 0 | 12 | 12 |  | 0 | 0 | 0 | 0 | 0 |  | 0 | 0 | 0 | 15 | 15 | 0 | 15 | 15
SCE Eastern | Red Bluff | 230 | Distributed_Solar |  |  | 0 |  | 0 | 0 |  | 0 | 0 |  | 0 | 0 | 0 | 0 | 0 |  | 0 | 0 | 0 | 0 | 0 |  | 0 | 0 | 0 | 0 | 0 | 0 | 0 | 0
SCE Eastern | Red Bluff | 500 | Distributed_Solar |  |  | 0 |  | 0 | 0 |  | 0 | 0 |  | 0 | 0 | 0 | 0 | 0 |  | 0 | 0 | 0 | 0 | 0 |  | 0 | 0 | 0 | 0 | 0 | 0 | 0 | 0
PG&E NGBA | Redbud | 115 | Distributed_Solar |  |  | 0 |  | 0 | 0 |  | 0 | 0 |  | 0 | 0 | 0 | 0 | 0 |  | 0 | 0 | 0 | 0 | 0 |  | 0 | 0 | 0 | 0 | 0 | 0 | 0 | 0
SCE Metro | Redondo | 230 | Distributed_Solar |  |  | 0 |  | 0 | 0 |  | 0 | 0 |  | 0 | 0 | 0 | 0 | 0 |  | 0 | 0 | 0 | 0 | 0 |  | 0 | 0 | 0 | 0 | 0 | 0 | 0 | 0
PG&E FRESNO | Reedley | 115 | Distributed_Solar |  |  | 0 |  | 0 | 0 |  | 0 | 0 |  | 0 | 0 | 0 | 0 | 0 |  | 0 | 0 | 0 | 0 | 0 |  | 0 | 0 | 0 | 0 | 0 | 0 | 0 | 0
PG&E KERN | Renfro | 115 | Distributed_Solar |  |  | 0 |  | 0 | 0 |  | 0 | 0 |  | 0 | 0 | 0 | 0 | 0 |  | 0 | 0 | 0 | 0 | 0 |  | 0 | 0 | 0 | 0 | 0 | 0 | 0 | 0
PG&E GBA | Richmond R | 115 | Distributed_Solar |  |  | 0 |  | 0 | 0 |  | 0 | 0 |  | 0 | 0 | 0 | 0 | 0 |  | 0 | 0 | 0 | 0 | 0 |  | 0 | 0 | 0 | 0 | 0 | 0 | 0 | 0
PG&E NGBA | Rincon | 115 | Distributed_Solar |  |  | 0 |  | 0 | 0 |  | 0 | 0 |  | 0 | 0 | 0 | 0 | 0 |  | 0 | 0 | 0 | 0 | 0 |  | 0 | 0 | 0 | 0 | 0 | 0 | 0 | 0
PG&E KERN | Rio Bravo | 115 | Distributed_Solar |  |  | 0 |  | 0 | 0 |  | 0 | 0 |  | 0 | 0 | 0 | 0 | 0 |  | 0 | 0 | 0 | 0 | 0 |  | 0 | 0 | 0 | 0 | 0 | 0 | 0 | 0
SCE Metro | Rio Hondo | 230 | Distributed_Solar |  |  | 0 |  | 0 | 0 |  | 0 | 0 |  | 0 | 0 | 0 | 0 | 0 |  | 0 | 0 | 0 | 0 | 0 |  | 0 | 0 | 0 | 0 | 0 | 0 | 0 | 0
PG&E NGBA | Rio Oso | 115 | Distributed_Solar |  |  | 0 |  | 0 | 0 |  | 0 | 0 |  | 0 | 0 | 0 | 0 | 0 |  | 0 | 0 | 0 | 0 | 0 |  | 0 | 0 | 0 | 0 | 0 | 0 | 0 | 0
PG&E NGBA | Rio Oso | 230 | Distributed_Solar |  |  | 0 |  | 0 | 0 |  | 0 | 0 |  | 0 | 0 | 0 | 0 | 0 |  | 0 | 0 | 0 | 0 | 0 |  | 0 | 0 | 0 | 0 | 0 | 0 | 0 | 0
PG&E GBA | Ripon | 115 | Distributed_Solar |  |  | 1 |  | 0 | 0 |  | 2.6 | 2.6 |  | 0 | 0 | 0 | 2.6 | 2.6 |  | 0 | 0 | 0 | 0 | 0 |  | 0 | 0 | 0 | 2.6 | 2.6 | 0 | 2.6 | 2.6
PG&E GBA | Riverbank | 115 | Distributed_Solar |  |  | 0 |  | 0 | 0 |  | 0 | 0 |  | 0 | 0 | 0 | 0 | 0 |  | 0 | 0 | 0 | 0 | 0 |  | 0 | 0 | 0 | 0 | 0 | 0 | 0 | 0
SCE NOL | Roadway | 115 | Distributed_Solar |  |  | 1 |  | 2 | 2 |  | 0 | 0 |  | 0 | 0 | 0 | 0 | 0 |  | 0 | 0 | 0 | 0 | 0 |  | 0 | 0 | 0 | 2 | 2 | 0 | 2 | 2
PG&E NGBA | Rock Creek 1 | 230 | Distributed_Solar |  |  | 0 |  | 0 | 0 |  | 0 | 0 |  | 0 | 0 | 0 | 0 | 0 |  | 0 | 0 | 0 | 0 | 0 |  | 0 | 0 | 0 | 0 | 0 | 0 | 0 | 0
SCE Northern | Rosamond | 66 | Distributed_Solar |  |  | 0 |  | 0 | 0 |  | 0 | 0 |  | 0 | 0 | 0 | 0 | 0 |  | 0 | 0 | 0 | 0 | 0 |  | 0 | 0 | 0 | 0 | 0 | 0 | 0 | 0
PG&E GBA | Rossmoor | 230 | Distributed_Solar |  |  | 0 |  | 0 | 0 |  | 0 | 0 |  | 0 | 0 | 0 | 0 | 0 |  | 0 | 0 | 0 | 0 | 0 |  | 0 | 0 | 0 | 0 | 0 | 0 | 0 | 0
PG&E NGBA | Round Mountain | 230 | Distributed_Solar |  |  | 0 |  | 0 | 0 |  | 0 | 0 |  | 0 | 0 | 0 | 0 | 0 |  | 0 | 0 | 0 | 0 | 0 |  | 0 | 0 | 0 | 0 | 0 | 0 | 0 | 0
PG&E NGBA | Round Mountain | 500 | Distributed_Solar |  |  | 0 |  | 0 | 0 |  | 0 | 0 |  | 0 | 0 | 0 | 0 | 0 |  | 0 | 0 | 0 | 0 | 0 |  | 0 | 0 | 0 | 0 | 0 | 0 | 0 | 0
PG&E GBA | Salado | 115 | Distributed_Solar |  |  | 0 |  | 0 | 0 |  | 0 | 0 |  | 0 | 0 | 0 | 0 | 0 |  | 0 | 0 | 0 | 0 | 0 |  | 0 | 0 | 0 | 0 | 0 | 0 | 0 | 0
PG&E GBA | Salado | 60 | Distributed_Solar |  |  | 0 |  | 0 | 0 |  | 0 | 0 |  | 0 | 0 | 0 | 0 | 0 |  | 0 | 0 | 0 | 0 | 0 |  | 0 | 0 | 0 | 0 | 0 | 0 | 0 | 0
PG&E GBA | Salinas | 115 | Distributed_Solar |  |  | 0 |  | 0 | 0 |  | 0 | 0 |  | 0 | 0 | 0 | 0 | 0 |  | 0 | 0 | 0 | 0 | 0 |  | 0 | 0 | 0 | 0 | 0 | 0 | 0 | 0
SDGE | Salt Creek | 69 | Distributed_Solar |  |  | 0 |  | 0 | 0 |  | 0 | 0 |  | 0 | 0 | 0 | 0 | 0 |  | 0 | 0 | 0 | 0 | 0 |  | 0 | 0 | 0 | 0 | 0 | 0 | 0 | 0
SCE Eastern | San Bernardino | 230 | Distributed_Solar |  |  | 0 |  | 0 | 0 |  | 0 | 0 |  | 0 | 0 | 0 | 0 | 0 |  | 0 | 0 | 0 | 0 | 0 |  | 0 | 0 | 0 | 0 | 0 | 0 | 0 | 0
PG&E GBA | SAN FRAN A (POTRERO PP) | 115 | Distributed_Solar |  |  | 0 |  | 0 | 0 |  | 0 | 0 |  | 0 | 0 | 0 | 0 | 0 |  | 0 | 0 | 0 | 0 | 0 |  | 0 | 0 | 0 | 0 | 0 | 0 | 0 | 0
PG&E GBA | SAN FRAN A (POTRERO PP) | 230 | Distributed_Solar |  |  | 0 |  | 0 | 0 |  | 0 | 0 |  | 0 | 0 | 0 | 0 | 0 |  | 0 | 0 | 0 | 0 | 0 |  | 0 | 0 | 0 | 0 | 0 | 0 | 0 | 0
PG&E GBA | San Jose A | 115 | Distributed_Solar |  |  | 0 |  | 0 | 0 |  | 0 | 0 |  | 0 | 0 | 0 | 0 | 0 |  | 0 | 0 | 0 | 0 | 0 |  | 0 | 0 | 0 | 0 | 0 | 0 | 0 | 0
PG&E GBA | San Jose B | 115 | Distributed_Solar |  |  | 0 |  | 0 | 0 |  | 0 | 0 |  | 0 | 0 | 0 | 0 | 0 |  | 0 | 0 | 0 | 0 | 0 |  | 0 | 0 | 0 | 0 | 0 | 0 | 0 | 0
PG&E GBA | San Leandro U | 115 | Distributed_Solar |  |  | 0 |  | 0 | 0 |  | 0 | 0 |  | 0 | 0 | 0 | 0 | 0 |  | 0 | 0 | 0 | 0 | 0 |  | 0 | 0 | 0 | 0 | 0 | 0 | 0 | 0
PG&E KERN | San Luis Obispo | 115 | Distributed_Solar |  |  | 0 |  | 0 | 0 |  | 0 | 0 |  | 0 | 0 | 0 | 0 | 0 |  | 0 | 0 | 0 | 0 | 0 |  | 0 | 0 | 0 | 0 | 0 | 0 | 0 | 0
PG&E KERN | San Luis Obispo | 70 | Distributed_Solar |  |  | 0 |  | 0 | 0 |  | 0 | 0 |  | 0 | 0 | 0 | 0 | 0 |  | 0 | 0 | 0 | 0 | 0 |  | 0 | 0 | 0 | 0 | 0 | 0 | 0 | 0
SDGE | San Luis Rey | 230 | Distributed_Solar |  |  | 0 |  | 0 | 0 |  | 0 | 0 |  | 0 | 0 | 0 | 0 | 0 |  | 0 | 0 | 0 | 0 | 0 |  | 0 | 0 | 0 | 0 | 0 | 0 | 0 | 0
SDGE | San Luis Rey | 69 | Distributed_Solar |  |  | 0 |  | 0 | 0 |  | 0 | 0 |  | 0 | 0 | 0 | 0 | 0 |  | 0 | 0 | 0 | 0 | 0 |  | 0 | 0 | 0 | 0 | 0 | 0 | 0 | 0
SDGE | San Marcos | 69 | Distributed_Solar |  |  | 0 |  | 0 | 0 |  | 0 | 0 |  | 0 | 0 | 0 | 0 | 0 |  | 0 | 0 | 0 | 0 | 0 |  | 0 | 0 | 0 | 0 | 0 | 0 | 0 | 0
SCE Metro | San Onofre | 230 | Distributed_Solar |  |  | 0 |  | 0 | 0 |  | 0 | 0 |  | 0 | 0 | 0 | 0 | 0 |  | 0 | 0 | 0 | 0 | 0 |  | 0 | 0 | 0 | 0 | 0 | 0 | 0 | 0
PG&E GBA | San Pablo | 115 | Distributed_Solar |  |  | 0 |  | 0 | 0 |  | 0 | 0 |  | 0 | 0 | 0 | 0 | 0 |  | 0 | 0 | 0 | 0 | 0 |  | 0 | 0 | 0 | 0 | 0 | 0 | 0 | 0
PG&E GBA | San Ramon | 230 | Distributed_Solar |  |  | 0 |  | 0 | 0 |  | 0 | 0 |  | 0 | 0 | 0 | 0 | 0 |  | 0 | 0 | 0 | 0 | 0 |  | 0 | 0 | 0 | 0 | 0 | 0 | 0 | 0
SDGE | San Ysidro | 69 | Distributed_Solar |  |  | 0 |  | 0 | 0 |  | 0 | 0 |  | 0 | 0 | 0 | 0 | 0 |  | 0 | 0 | 0 | 0 | 0 |  | 0 | 0 | 0 | 0 | 0 | 0 | 0 | 0
SCE NOL | Sandlot | 230 | Distributed_Solar |  |  | 0 |  | 0 | 0 |  | 0 | 0 |  | 0 | 0 | 0 | 0 | 0 |  | 0 | 0 | 0 | 0 | 0 |  | 0 | 0 | 0 | 0 | 0 | 0 | 0 | 0
EOP | Sandy | 138 | Distributed_Solar |  |  | 0 |  | 0 | 0 |  | 0 | 0 |  | 0 | 0 | 0 | 0 | 0 |  | 0 | 0 | 0 | 0 | 0 |  | 0 | 0 | 0 | 0 | 0 | 0 | 0 | 0
PG&E FRESNO | Sanger | 115 | Distributed_Solar |  |  | 0 |  | 0 | 0 |  | 0 | 0 |  | 0 | 0 | 0 | 0 | 0 |  | 0 | 0 | 0 | 0 | 0 |  | 0 | 0 | 0 | 0 | 0 | 0 | 0 | 0
SCE Northern | Santa Clara | 230 | Distributed_Solar |  |  | 0 |  | 0 | 0 |  | 0 | 0 |  | 0 | 0 | 0 | 0 | 0 |  | 0 | 0 | 0 | 0 | 0 |  | 0 | 0 | 0 | 0 | 0 | 0 | 0 | 0
PG&E NGBA | Santa Rosa A | 115 | Distributed_Solar |  |  | 0 |  | 0 | 0 |  | 0 | 0 |  | 0 | 0 | 0 | 0 | 0 |  | 0 | 0 | 0 | 0 | 0 |  | 0 | 0 | 0 | 0 | 0 | 0 | 0 | 0
PG&E GBA | Santa Teresa | 115 | Distributed_Solar |  |  | 0 |  | 0 | 0 |  | 0 | 0 |  | 0 | 0 | 0 | 0 | 0 |  | 0 | 0 | 0 | 0 | 0 |  | 0 | 0 | 0 | 0 | 0 | 0 | 0 | 0
SDGE | Santee | 138 | Distributed_Solar |  |  | 0 |  | 0 | 0 |  | 0 | 0 |  | 0 | 0 | 0 | 0 | 0 |  | 0 | 0 | 0 | 0 | 0 |  | 0 | 0 | 0 | 0 | 0 | 0 | 0 | 0
SCE Metro | Santiago | 230 | Distributed_Solar |  |  | 0 |  | 0 | 0 |  | 0 | 0 |  | 0 | 0 | 0 | 0 | 0 |  | 0 | 0 | 0 | 0 | 0 |  | 0 | 0 | 0 | 0 | 0 | 0 | 0 | 0
PG&E GBA | Saratoga | 230 | Distributed_Solar |  |  | 0 |  | 0 | 0 |  | 0 | 0 |  | 0 | 0 | 0 | 0 | 0 |  | 0 | 0 | 0 | 0 | 0 |  | 0 | 0 | 0 | 0 | 0 | 0 | 0 | 0
SCE Northern | Saugus | 230 | Distributed_Solar |  |  | 0 |  | 0 | 0 |  | 0 | 0 |  | 0 | 0 | 0 | 0 | 0 |  | 0 | 0 | 0 | 0 | 0 |  | 0 | 0 | 0 | 0 | 0 | 0 | 0 | 0
PG&E FRESNO | Schindler | 115 | Distributed_Solar |  |  | 0 |  | 0 | 0 |  | 0 | 0 |  | 0 | 0 | 0 | 0 | 0 |  | 0 | 0 | 0 | 0 | 0 |  | 0 | 0 | 0 | 0 | 0 | 0 | 0 | 0
PG&E FRESNO | Schindler | 70 | Distributed_Solar |  |  | 0 |  | 0 | 0 |  | 0 | 0 |  | 0 | 0 | 0 | 0 | 0 |  | 0 | 0 | 0 | 0 | 0 |  | 0 | 0 | 0 | 0 | 0 | 0 | 0 | 0
PG&E GBA | Schulte | 115 | Distributed_Solar |  |  | 0 |  | 0 | 0 |  | 0 | 0 |  | 0 | 0 | 0 | 0 | 0 |  | 0 | 0 | 0 | 0 | 0 |  | 0 | 0 | 0 | 0 | 0 | 0 | 0 | 0
SDGE | Scripps | 69 | Distributed_Solar |  |  | 0 |  | 0 | 0 |  | 0 | 0 |  | 0 | 0 | 0 | 0 | 0 |  | 0 | 0 | 0 | 0 | 0 |  | 0 | 0 | 0 | 0 | 0 | 0 | 0 | 0
PG&E KERN | Semitropic | 115 | Distributed_Solar |  |  | 1 |  | 0 | 0 |  | 4.66 | 4.66 |  | 0 | 0 | 0 | 4.66 | 4.66 |  | 0 | 0 | 0 | 0 | 0 |  | 0 | 0 | 0 | 4.66 | 4.66 | 0 | 4.66 | 4.66
SCE Metro | Serrano | 230 | Distributed_Solar |  |  | 0 |  | 0 | 0 |  | 0 | 0 |  | 0 | 0 | 0 | 0 | 0 |  | 0 | 0 | 0 | 0 | 0 |  | 0 | 0 | 0 | 0 | 0 | 0 | 0 | 0
SCE Metro | Serrano | 500 | Distributed_Solar |  |  | 0 |  | 0 | 0 |  | 0 | 0 |  | 0 | 0 | 0 | 0 | 0 |  | 0 | 0 | 0 | 0 | 0 |  | 0 | 0 | 0 | 0 | 0 | 0 | 0 | 0
SDGE | Shadowridge | 138 | Distributed_Solar |  |  | 0 |  | 0 | 0 |  | 0 | 0 |  | 0 | 0 | 0 | 0 | 0 |  | 0 | 0 | 0 | 0 | 0 |  | 0 | 0 | 0 | 0 | 0 | 0 | 0 | 0
PG&E KERN | Shafter | 115 | Distributed_Solar |  |  | 1 |  | 0 | 0 |  | 2.25 | 2.25 |  | 0 | 0 | 0 | 2.25 | 2.25 |  | 0 | 0 | 0 | 0 | 0 |  | 0 | 0 | 0 | 2.25 | 2.25 | 0 | 2.25 | 2.25
PG&E NGBA | Silverado | 115 | Distributed_Solar |  |  | 0 |  | 0 | 0 |  | 0 | 0 |  | 0 | 0 | 0 | 0 | 0 |  | 0 | 0 | 0 | 0 | 0 |  | 0 | 0 | 0 | 0 | 0 | 0 | 0 | 0
SDGE | Silvergate | 230 | Distributed_Solar |  |  | 0 |  | 0 | 0 |  | 0 | 0 |  | 0 | 0 | 0 | 0 | 0 |  | 0 | 0 | 0 | 0 | 0 |  | 0 | 0 | 0 | 0 | 0 | 0 | 0 | 0
SDGE | Silvergate | 69 | Distributed_Solar |  |  | 0 |  | 0 | 0 |  | 0 | 0 |  | 0 | 0 | 0 | 0 | 0 |  | 0 | 0 | 0 | 0 | 0 |  | 0 | 0 | 0 | 0 | 0 | 0 | 0 | 0
PG&E KERN | Sisquoc | 115 | Distributed_Solar |  |  | 0 |  | 0 | 0 |  | 0 | 0 |  | 0 | 0 | 0 | 0 | 0 |  | 0 | 0 | 0 | 0 | 0 |  | 0 | 0 | 0 | 0 | 0 | 0 | 0 | 0
EOP | Sloan Canyon | 230 | Distributed_Solar |  |  | 0 |  | 0 | 0 |  | 0 | 0 |  | 0 | 0 | 0 | 0 | 0 |  | 0 | 0 | 0 | 0 | 0 |  | 0 | 0 | 0 | 0 | 0 | 0 | 0 | 0
EOP | Sloan Canyon | 500 | Distributed_Solar |  |  | 0 |  | 0 | 0 |  | 0 | 0 |  | 0 | 0 | 0 | 0 | 0 |  | 0 | 0 | 0 | 0 | 0 |  | 0 | 0 | 0 | 0 | 0 | 0 | 0 | 0
PG&E KERN | Smyrna | 115 | Distributed_Solar |  |  | 0 |  | 0 | 0 |  | 0 | 0 |  | 0 | 0 | 0 | 0 | 0 |  | 0 | 0 | 0 | 0 | 0 |  | 0 | 0 | 0 | 0 | 0 | 0 | 0 | 0
PG&E GBA | Sobrante | 115 | Distributed_Solar |  |  | 0 |  | 0 | 0 |  | 0 | 0 |  | 0 | 0 | 0 | 0 | 0 |  | 0 | 0 | 0 | 0 | 0 |  | 0 | 0 | 0 | 0 | 0 | 0 | 0 | 0
PG&E GBA | Sobrante | 230 | Distributed_Solar |  |  | 0 |  | 0 | 0 |  | 0 | 0 |  | 0 | 0 | 0 | 0 | 0 |  | 0 | 0 | 0 | 0 | 0 |  | 0 | 0 | 0 | 0 | 0 | 0 | 0 | 0
PG&E KERN | Solar | 230 | Distributed_Solar |  |  | 0 |  | 0 | 0 |  | 0 | 0 |  | 0 | 0 | 0 | 0 | 0 |  | 0 | 0 | 0 | 0 | 0 |  | 0 | 0 | 0 | 0 | 0 | 0 | 0 | 0
PG&E GBA | Soledad | 115 | Distributed_Solar |  |  | 0 |  | 0 | 0 |  | 0 | 0 |  | 0 | 0 | 0 | 0 | 0 |  | 0 | 0 | 0 | 0 | 0 |  | 0 | 0 | 0 | 0 | 0 | 0 | 0 | 0
PG&E GBA | Soledad | 60 | Distributed_Solar |  |  | 0 |  | 0 | 0 |  | 0 | 0 |  | 0 | 0 | 0 | 0 | 0 |  | 0 | 0 | 0 | 0 | 0 |  | 0 | 0 | 0 | 0 | 0 | 0 | 0 | 0
SDGE | Spring Valley | 69 | Distributed_Solar |  |  | 0 |  | 0 | 0 |  | 0 | 0 |  | 0 | 0 | 0 | 0 | 0 |  | 0 | 0 | 0 | 0 | 0 |  | 0 | 0 | 0 | 0 | 0 | 0 | 0 | 0
SCE Northern | Springville | 230 | Distributed_Solar |  |  | 1 |  | 0 | 0 |  | 3 | 3 |  | 0 | 0 | 0 | 3 | 3 |  | 0 | 0 | 0 | 0 | 0 |  | 0 | 0 | 0 | 3 | 3 | 0 | 3 | 3
PG&E GBA | Stagg | 230 | Distributed_Solar |  |  | 0 |  | 0 | 0 |  | 0 | 0 |  | 0 | 0 | 0 | 0 | 0 |  | 0 | 0 | 0 | 0 | 0 |  | 0 | 0 | 0 | 0 | 0 | 0 | 0 | 0
PG&E GBA | Standard Oil | 115 | Distributed_Solar |  |  | 0 |  | 0 | 0 |  | 0 | 0 |  | 0 | 0 | 0 | 0 | 0 |  | 0 | 0 | 0 | 0 | 0 |  | 0 | 0 | 0 | 0 | 0 | 0 | 0 | 0
PG&E GBA | Stanislaus | 115 | Distributed_Solar |  |  | 0 |  | 0 | 0 |  | 0 | 0 |  | 0 | 0 | 0 | 0 | 0 |  | 0 | 0 | 0 | 0 | 0 |  | 0 | 0 | 0 | 0 | 0 | 0 | 0 | 0
PG&E KERN | Stockdale | 115 | Distributed_Solar |  |  | 0 |  | 0 | 0 |  | 0 | 0 |  | 0 | 0 | 0 | 0 | 0 |  | 0 | 0 | 0 | 0 | 0 |  | 0 | 0 | 0 | 0 | 0 | 0 | 0 | 0
PG&E KERN | Stockdale | 230 | Distributed_Solar |  |  | 0 |  | 0 | 0 |  | 0 | 0 |  | 0 | 0 | 0 | 0 | 0 |  | 0 | 0 | 0 | 0 | 0 |  | 0 | 0 | 0 | 0 | 0 | 0 | 0 | 0
PG&E GBA | Stockton A | 115 | Distributed_Solar |  |  | 0 |  | 0 | 0 |  | 0 | 0 |  | 0 | 0 | 0 | 0 | 0 |  | 0 | 0 | 0 | 0 | 0 |  | 0 | 0 | 0 | 0 | 0 | 0 | 0 | 0
PG&E GBA | Stone | 115 | Distributed_Solar |  |  | 0 |  | 0 | 0 |  | 0 | 0 |  | 0 | 0 | 0 | 0 | 0 |  | 0 | 0 | 0 | 0 | 0 |  | 0 | 0 | 0 | 0 | 0 | 0 | 0 | 0
PG&E FRESNO | Storey | 230 | Distributed_Solar |  |  | 0 |  | 0 | 0 |  | 0 | 0 |  | 0 | 0 | 0 | 0 | 0 |  | 0 | 0 | 0 | 0 | 0 |  | 0 | 0 | 0 | 0 | 0 | 0 | 0 | 0
PG&E NGBA | Summit | 115 | Distributed_Solar |  |  | 0 |  | 0 | 0 |  | 0 | 0 |  | 0 | 0 | 0 | 0 | 0 |  | 0 | 0 | 0 | 0 | 0 |  | 0 | 0 | 0 | 0 | 0 | 0 | 0 | 0
SDGE | Suncrest | 230 | Distributed_Solar |  |  | 0 |  | 0 | 0 |  | 0 | 0 |  | 0 | 0 | 0 | 0 | 0 |  | 0 | 0 | 0 | 0 | 0 |  | 0 | 0 | 0 | 0 | 0 | 0 | 0 | 0
SDGE | Suncrest | 500 | Distributed_Solar |  |  | 0 |  | 0 | 0 |  | 0 | 0 |  | 0 | 0 | 0 | 0 | 0 |  | 0 | 0 | 0 | 0 | 0 |  | 0 | 0 | 0 | 0 | 0 | 0 | 0 | 0
PG&E KERN | Sunrise | 230 | Distributed_Solar |  |  | 0 |  | 0 | 0 |  | 0 | 0 |  | 0 | 0 | 0 | 0 | 0 |  | 0 | 0 | 0 | 0 | 0 |  | 0 | 0 | 0 | 0 | 0 | 0 | 0 | 0
PG&E KERN | Sunset | 230 | Distributed_Solar |  |  | 0 |  | 0 | 0 |  | 0 | 0 |  | 0 | 0 | 0 | 0 | 0 |  | 0 | 0 | 0 | 0 | 0 |  | 0 | 0 | 0 | 0 | 0 | 0 | 0 | 0
PG&E GBA | Swift | 115 | Distributed_Solar |  |  | 0 |  | 0 | 0 |  | 0 | 0 |  | 0 | 0 | 0 | 0 | 0 |  | 0 | 0 | 0 | 0 | 0 |  | 0 | 0 | 0 | 0 | 0 | 0 | 0 | 0
SDGE | Sycamore Canyon | 138 | Distributed_Solar |  |  | 0 |  | 0 | 0 |  | 0 | 0 |  | 0 | 0 | 0 | 0 | 0 |  | 0 | 0 | 0 | 0 | 0 |  | 0 | 0 | 0 | 0 | 0 | 0 | 0 | 0
SDGE | Sycamore Canyon | 230 | Distributed_Solar |  |  | 0 |  | 0 | 0 |  | 0 | 0 |  | 0 | 0 | 0 | 0 | 0 |  | 0 | 0 | 0 | 0 | 0 |  | 0 | 0 | 0 | 0 | 0 | 0 | 0 | 0
SDGE | Sycamore Canyon | 69 | Distributed_Solar |  |  | 0 |  | 0 | 0 |  | 0 | 0 |  | 0 | 0 | 0 | 0 | 0 |  | 0 | 0 | 0 | 0 | 0 |  | 0 | 0 | 0 | 0 | 0 | 0 | 0 | 0
SCE Northern | Sylmar | 230 | Distributed_Solar |  |  | 0 |  | 0 | 0 |  | 0 | 0 |  | 0 | 0 | 0 | 0 | 0 |  | 0 | 0 | 0 | 0 | 0 |  | 0 | 0 | 0 | 0 | 0 | 0 | 0 | 0
PG&E NGBA | Table Mountain | 115 | Distributed_Solar |  |  | 0 |  | 0 | 0 |  | 0 | 0 |  | 0 | 0 | 0 | 0 | 0 |  | 0 | 0 | 0 | 0 | 0 |  | 0 | 0 | 0 | 0 | 0 | 0 | 0 | 0
PG&E NGBA | Table Mountain | 230 | Distributed_Solar |  |  | 0 |  | 0 | 0 |  | 0 | 0 |  | 0 | 0 | 0 | 0 | 0 |  | 0 | 0 | 0 | 0 | 0 |  | 0 | 0 | 0 | 0 | 0 | 0 | 0 | 0
PG&E NGBA | Table Mountain | 500 | Distributed_Solar |  |  | 0 |  | 0 | 0 |  | 0 | 0 |  | 0 | 0 | 0 | 0 | 0 |  | 0 | 0 | 0 | 0 | 0 |  | 0 | 0 | 0 | 0 | 0 | 0 | 0 | 0
PG&E NGBA | Table Mountain | 60 | Distributed_Solar |  |  | 0 |  | 0 | 0 |  | 0 | 0 |  | 0 | 0 | 0 | 0 | 0 |  | 0 | 0 | 0 | 0 | 0 |  | 0 | 0 | 0 | 0 | 0 | 0 | 0 | 0
PG&E KERN | Taft | 115 | Distributed_Solar |  |  | 0 |  | 0 | 0 |  | 0 | 0 |  | 0 | 0 | 0 | 0 | 0 |  | 0 | 0 | 0 | 0 | 0 |  | 0 | 0 | 0 | 0 | 0 | 0 | 0 | 0
SDGE | Talega | 138 | Distributed_Solar |  |  | 0 |  | 0 | 0 |  | 0 | 0 |  | 0 | 0 | 0 | 0 | 0 |  | 0 | 0 | 0 | 0 | 0 |  | 0 | 0 | 0 | 0 | 0 | 0 | 0 | 0
SDGE | Talega | 230 | Distributed_Solar |  |  | 0 |  | 0 | 0 |  | 0 | 0 |  | 0 | 0 | 0 | 0 | 0 |  | 0 | 0 | 0 | 0 | 0 |  | 0 | 0 | 0 | 0 | 0 | 0 | 0 | 0
PG&E GBA | Tassajara | 230 | Distributed_Solar |  |  | 0 |  | 0 | 0 |  | 0 | 0 |  | 0 | 0 | 0 | 0 | 0 |  | 0 | 0 | 0 | 0 | 0 |  | 0 | 0 | 0 | 0 | 0 | 0 | 0 | 0
PG&E KERN | Tejon | 70 | Distributed_Solar |  |  | 0 |  | 0 | 0 |  | 0 | 0 |  | 0 | 0 | 0 | 0 | 0 |  | 0 | 0 | 0 | 0 | 0 |  | 0 | 0 | 0 | 0 | 0 | 0 | 0 | 0
SDGE | Telegraph Canyon | 138 | Distributed_Solar |  |  | 0 |  | 0 | 0 |  | 0 | 0 |  | 0 | 0 | 0 | 0 | 0 |  | 0 | 0 | 0 | 0 | 0 |  | 0 | 0 | 0 | 0 | 0 | 0 | 0 | 0
PG&E KERN | Temblor | 115 | Distributed_Solar |  |  | 0 |  | 0 | 0 |  | 0 | 0 |  | 0 | 0 | 0 | 0 | 0 |  | 0 | 0 | 0 | 0 | 0 |  | 0 | 0 | 0 | 0 | 0 | 0 | 0 | 0
PG&E KERN | Templeton | 230 | Distributed_Solar |  |  | 0 |  | 0 | 0 |  | 0 | 0 |  | 0 | 0 | 0 | 0 | 0 |  | 0 | 0 | 0 | 0 | 0 |  | 0 | 0 | 0 | 0 | 0 | 0 | 0 | 0
PG&E KERN | Templeton | 70 | Distributed_Solar |  |  | 0 |  | 0 | 0 |  | 0 | 0 |  | 0 | 0 | 0 | 0 | 0 |  | 0 | 0 | 0 | 0 | 0 |  | 0 | 0 | 0 | 0 | 0 | 0 | 0 | 0
PG&E GBA | Tesla | 115 | Distributed_Solar |  |  | 0 |  | 0 | 0 |  | 0 | 0 |  | 0 | 0 | 0 | 0 | 0 |  | 0 | 0 | 0 | 0 | 0 |  | 0 | 0 | 0 | 0 | 0 | 0 | 0 | 0
PG&E GBA | Tesla | 230 | Distributed_Solar |  |  | 0 |  | 0 | 0 |  | 0 | 0 |  | 0 | 0 | 0 | 0 | 0 |  | 0 | 0 | 0 | 0 | 0 |  | 0 | 0 | 0 | 0 | 0 | 0 | 0 | 0
PG&E GBA | Tesla | 500 | Distributed_Solar |  |  | 0 |  | 0 | 0 |  | 0 | 0 |  | 0 | 0 | 0 | 0 | 0 |  | 0 | 0 | 0 | 0 | 0 |  | 0 | 0 | 0 | 0 | 0 | 0 | 0 | 0
PG&E KERN | Tevis | 115 | Distributed_Solar |  |  | 0 |  | 0 | 0 |  | 0 | 0 |  | 0 | 0 | 0 | 0 | 0 |  | 0 | 0 | 0 | 0 | 0 |  | 0 | 0 | 0 | 0 | 0 | 0 | 0 | 0
EOP | Thousandaire | 138 | Distributed_Solar |  |  | 0 |  | 0 | 0 |  | 0 | 0 |  | 0 | 0 | 0 | 0 | 0 |  | 0 | 0 | 0 | 0 | 0 |  | 0 | 0 | 0 | 0 | 0 | 0 | 0 | 0
PG&E KERN | Topaz | 230 | Distributed_Solar |  |  | 0 |  | 0 | 0 |  | 0 | 0 |  | 0 | 0 | 0 | 0 | 0 |  | 0 | 0 | 0 | 0 | 0 |  | 0 | 0 | 0 | 0 | 0 | 0 | 0 | 0
SCE NOL | Tortilla | 115 | Distributed_Solar |  |  | 1 |  | 0 | 0 |  | 3 | 3 |  | 0 | 0 | 0 | 3 | 3 |  | 0 | 0 | 0 | 0 | 0 |  | 0 | 0 | 0 | 3 | 3 | 0 | 3 | 3
SDGE | Trabuco | 138 | Distributed_Solar |  |  | 0 |  | 0 | 0 |  | 0 | 0 |  | 0 | 0 | 0 | 0 | 0 |  | 0 | 0 | 0 | 0 | 0 |  | 0 | 0 | 0 | 0 | 0 | 0 | 0 | 0
PG&E GBA | Tracy | 115 | Distributed_Solar |  |  | 0 |  | 0 | 0 |  | 0 | 0 |  | 0 | 0 | 0 | 0 | 0 |  | 0 | 0 | 0 | 0 | 0 |  | 0 | 0 | 0 | 0 | 0 | 0 | 0 | 0
PG&E FRESNO | Tranquility | 230 | Distributed_Solar |  |  | 0 |  | 0 | 0 |  | 0 | 0 |  | 0 | 0 | 0 | 0 | 0 |  | 0 | 0 | 0 | 0 | 0 |  | 0 | 0 | 0 | 0 | 0 | 0 | 0 | 0
PG&E GBA | Trimble | 115 | Distributed_Solar |  |  | 0 |  | 0 | 0 |  | 0 | 0 |  | 0 | 0 | 0 | 0 | 0 |  | 0 | 0 | 0 | 0 | 0 |  | 0 | 0 | 0 | 0 | 0 | 0 | 0 | 0
EOP | Trout Canyon | 230 | Distributed_Solar |  |  | 0 |  | 0 | 0 |  | 0 | 0 |  | 0 | 0 | 0 | 0 | 0 |  | 0 | 0 | 0 | 0 | 0 |  | 0 | 0 | 0 | 0 | 0 | 0 | 0 | 0
EOP | Trout Canyon | 500 | Distributed_Solar |  |  | 0 |  | 0 | 0 |  | 0 | 0 |  | 0 | 0 | 0 | 0 | 0 |  | 0 | 0 | 0 | 0 | 0 |  | 0 | 0 | 0 | 0 | 0 | 0 | 0 | 0
PG&E NGBA | Tulucay | 230 | Distributed_Solar |  |  | 0 |  | 0 | 0 |  | 0 | 0 |  | 0 | 0 | 0 | 0 | 0 |  | 0 | 0 | 0 | 0 | 0 |  | 0 | 0 | 0 | 0 | 0 | 0 | 0 | 0
PG&E NGBA | Tulucay | 60 | Distributed_Solar |  |  | 0 |  | 0 | 0 |  | 0 | 0 |  | 0 | 0 | 0 | 0 | 0 |  | 0 | 0 | 0 | 0 | 0 |  | 0 | 0 | 0 | 0 | 0 | 0 | 0 | 0
PG&E KERN | Tupman | 115 | Distributed_Solar |  |  | 0 |  | 0 | 0 |  | 0 | 0 |  | 0 | 0 | 0 | 0 | 0 |  | 0 | 0 | 0 | 0 | 0 |  | 0 | 0 | 0 | 0 | 0 | 0 | 0 | 0
PG&E NGBA | Ukiah | 115 | Distributed_Solar |  |  | 0 |  | 0 | 0 |  | 0 | 0 |  | 0 | 0 | 0 | 0 | 0 |  | 0 | 0 | 0 | 0 | 0 |  | 0 | 0 | 0 | 0 | 0 | 0 | 0 | 0
PG&E KERN | Union (Estrella) | 70 | Distributed_Solar |  |  | 0 |  | 0 | 0 |  | 0 | 0 |  | 0 | 0 | 0 | 0 | 0 |  | 0 | 0 | 0 | 0 | 0 |  | 0 | 0 | 0 | 0 | 0 | 0 | 0 | 0
PG&E NGBA | Vaca Dixon | 115 | Distributed_Solar |  |  | 0 |  | 0 | 0 |  | 0 | 0 |  | 0 | 0 | 0 | 0 | 0 |  | 0 | 0 | 0 | 0 | 0 |  | 0 | 0 | 0 | 0 | 0 | 0 | 0 | 0
PG&E NGBA | Vaca Dixon | 230 | Distributed_Solar |  |  | 0 |  | 0 | 0 |  | 0 | 0 |  | 0 | 0 | 0 | 0 | 0 |  | 0 | 0 | 0 | 0 | 0 |  | 0 | 0 | 0 | 0 | 0 | 0 | 0 | 0
PG&E NGBA | Vaca Dixon | 500 | Distributed_Solar |  |  | 0 |  | 0 | 0 |  | 0 | 0 |  | 0 | 0 | 0 | 0 | 0 |  | 0 | 0 | 0 | 0 | 0 |  | 0 | 0 | 0 | 0 | 0 | 0 | 0 | 0
PG&E NGBA | Vaca Dixon | 60 | Distributed_Solar |  |  | 0 |  | 0 | 0 |  | 0 | 0 |  | 0 | 0 | 0 | 0 | 0 |  | 0 | 0 | 0 | 0 | 0 |  | 0 | 0 | 0 | 0 | 0 | 0 | 0 | 0
SCE Eastern | Valley (SCE) | 500 | Distributed_Solar |  |  | 0 |  | 0 | 0 |  | 0 | 0 |  | 0 | 0 | 0 | 0 | 0 |  | 0 | 0 | 0 | 0 | 0 |  | 0 | 0 | 0 | 0 | 0 | 0 | 0 | 0
EOP | Valley (VEA) | 138 | Distributed_Solar |  |  | 0 |  | 0 | 0 |  | 0 | 0 |  | 0 | 0 | 0 | 0 | 0 |  | 0 | 0 | 0 | 0 | 0 |  | 0 | 0 | 0 | 0 | 0 | 0 | 0 | 0
SDGE | Valley Center | 69 | Distributed_Solar |  |  | 0 |  | 0 | 0 |  | 0 | 0 |  | 0 | 0 | 0 | 0 | 0 |  | 0 | 0 | 0 | 0 | 0 |  | 0 | 0 | 0 | 0 | 0 | 0 | 0 | 0
PG&E GBA | Valley Home | 115 | Distributed_Solar |  |  | 0 |  | 0 | 0 |  | 0 | 0 |  | 0 | 0 | 0 | 0 | 0 |  | 0 | 0 | 0 | 0 | 0 |  | 0 | 0 | 0 | 0 | 0 | 0 | 0 | 0
PG&E GBA | Valley Springs | 230 | Distributed_Solar |  |  | 0 |  | 0 | 0 |  | 0 | 0 |  | 0 | 0 | 0 | 0 | 0 |  | 0 | 0 | 0 | 0 | 0 |  | 0 | 0 | 0 | 0 | 0 | 0 | 0 | 0
PG&E GBA | Valley Springs | 60 | Distributed_Solar |  |  | 0 |  | 0 | 0 |  | 0 | 0 |  | 0 | 0 | 0 | 0 | 0 |  | 0 | 0 | 0 | 0 | 0 |  | 0 | 0 | 0 | 0 | 0 | 0 | 0 | 0
EOP | Valley Switch | 138 | Distributed_Solar |  |  | 0 |  | 0 | 0 |  | 0 | 0 |  | 0 | 0 | 0 | 0 | 0 |  | 0 | 0 | 0 | 0 | 0 |  | 0 | 0 | 0 | 0 | 0 | 0 | 0 | 0
EOP | Valley Switch | 230 | Distributed_Solar |  |  | 0 |  | 0 | 0 |  | 0 | 0 |  | 0 | 0 | 0 | 0 | 0 |  | 0 | 0 | 0 | 0 | 0 |  | 0 | 0 | 0 | 0 | 0 | 0 | 0 | 0
PG&E GBA | Vasco | 230 | Distributed_Solar |  |  | 0 |  | 0 | 0 |  | 0 | 0 |  | 0 | 0 | 0 | 0 | 0 |  | 0 | 0 | 0 | 0 | 0 |  | 0 | 0 | 0 | 0 | 0 | 0 | 0 | 0
PG&E GBA | Vasona | 230 | Distributed_Solar |  |  | 0 |  | 0 | 0 |  | 0 | 0 |  | 0 | 0 | 0 | 0 | 0 |  | 0 | 0 | 0 | 0 | 0 |  | 0 | 0 | 0 | 0 | 0 | 0 | 0 | 0
SCE Northern | Vestal | 230 | Distributed_Solar |  |  | 0 |  | 0 | 0 |  | 0 | 0 |  | 0 | 0 | 0 | 0 | 0 |  | 0 | 0 | 0 | 0 | 0 |  | 0 | 0 | 0 | 0 | 0 | 0 | 0 | 0
SCE Northern | Vestal | 66 | Distributed_Solar |  |  | 0 |  | 0 | 0 |  | 0 | 0 |  | 0 | 0 | 0 | 0 | 0 |  | 0 | 0 | 0 | 0 | 0 |  | 0 | 0 | 0 | 0 | 0 | 0 | 0 | 0
SCE NOL | Victor | 115 | Distributed_Solar |  |  | 1 |  | 0 | 0 |  | 7 | 7 |  | 0 | 0 | 0 | 7 | 7 |  | 0 | 0 | 0 | 0 | 0 |  | 0 | 0 | 0 | 7 | 7 | 0 | 7 | 7
SCE NOL | Victor | 230 | Distributed_Solar |  |  | 1 |  | 5 | 5 |  | 0 | 0 |  | 0 | 0 | 0 | 0 | 0 |  | 0 | 0 | 0 | 0 | 0 |  | 0 | 0 | 0 | 5 | 5 | 0 | 5 | 5
SCE Metro | Viejo | 230 | Distributed_Solar |  |  | 0 |  | 0 | 0 |  | 0 | 0 |  | 0 | 0 | 0 | 0 | 0 |  | 0 | 0 | 0 | 0 | 0 |  | 0 | 0 | 0 | 0 | 0 | 0 | 0 | 0
PG&E GBA | Vierra | 115 | Distributed_Solar |  |  | 1 |  | 0 | 0 |  | 2.975 | 2.975 |  | 0 | 0 | 0 | 2.975 | 2.975 |  | 0 | 0 | 0 | 0 | 0 |  | 0 | 0 | 0 | 2.975 | 2.975 | 0 | 2.975 | 2.975
SCE Metro | Villa Park | 230 | Distributed_Solar |  |  | 0 |  | 0 | 0 |  | 0 | 0 |  | 0 | 0 | 0 | 0 | 0 |  | 0 | 0 | 0 | 0 | 0 |  | 0 | 0 | 0 | 0 | 0 | 0 | 0 | 0
SCE Northern | Vincent | 230 | Distributed_Solar |  |  | 0 |  | 0 | 0 |  | 0 | 0 |  | 0 | 0 | 0 | 0 | 0 |  | 0 | 0 | 0 | 0 | 0 |  | 0 | 0 | 0 | 0 | 0 | 0 | 0 | 0
SCE Northern | Vincent | 500 | Distributed_Solar |  |  | 0 |  | 0 | 0 |  | 0 | 0 |  | 0 | 0 | 0 | 0 | 0 |  | 0 | 0 | 0 | 0 | 0 |  | 0 | 0 | 0 | 0 | 0 | 0 | 0 | 0
PG&E GBA | Vineyard | 230 | Distributed_Solar |  |  | 0 |  | 0 | 0 |  | 0 | 0 |  | 0 | 0 | 0 | 0 | 0 |  | 0 | 0 | 0 | 0 | 0 |  | 0 | 0 | 0 | 0 | 0 | 0 | 0 | 0
SDGE | Vineyard | 69 | Distributed_Solar |  |  | 0 |  | 0 | 0 |  | 0 | 0 |  | 0 | 0 | 0 | 0 | 0 |  | 0 | 0 | 0 | 0 | 0 |  | 0 | 0 | 0 | 0 | 0 | 0 | 0 | 0
SCE Eastern | Vista (SCE) | 230 | Distributed_Solar |  |  | 0 |  | 0 | 0 |  | 0 | 0 |  | 0 | 0 | 0 | 0 | 0 |  | 0 | 0 | 0 | 0 | 0 |  | 0 | 0 | 0 | 0 | 0 | 0 | 0 | 0
EOP | Vista (VEA) | 138 | Distributed_Solar |  |  | 0 |  | 0 | 0 |  | 0 | 0 |  | 0 | 0 | 0 | 0 | 0 |  | 0 | 0 | 0 | 0 | 0 |  | 0 | 0 | 0 | 0 | 0 | 0 | 0 | 0
EOP | Vista (VEA) | 230 | Distributed_Solar |  |  | 0 |  | 0 | 0 |  | 0 | 0 |  | 0 | 0 | 0 | 0 | 0 |  | 0 | 0 | 0 | 0 | 0 |  | 0 | 0 | 0 | 0 | 0 | 0 | 0 | 0
PG&E FRESNO | Wahtoke | 115 | Distributed_Solar |  |  | 0 |  | 0 | 0 |  | 0 | 0 |  | 0 | 0 | 0 | 0 | 0 |  | 0 | 0 | 0 | 0 | 0 |  | 0 | 0 | 0 | 0 | 0 | 0 | 0 | 0
SCE Northern | Wakefield | 66 | Distributed_Solar |  |  | 0 |  | 0 | 0 |  | 0 | 0 |  | 0 | 0 | 0 | 0 | 0 |  | 0 | 0 | 0 | 0 | 0 |  | 0 | 0 | 0 | 0 | 0 | 0 | 0 | 0
SCE Metro | Walnut | 230 | Distributed_Solar |  |  | 0 |  | 0 | 0 |  | 0 | 0 |  | 0 | 0 | 0 | 0 | 0 |  | 0 | 0 | 0 | 0 | 0 |  | 0 | 0 | 0 | 0 | 0 | 0 | 0 | 0
SCE Northern | Warne | 230 | Distributed_Solar |  |  | 0 |  | 0 | 0 |  | 0 | 0 |  | 0 | 0 | 0 | 0 | 0 |  | 0 | 0 | 0 | 0 | 0 |  | 0 | 0 | 0 | 0 | 0 | 0 | 0 | 0
PG&E GBA | Warnerville | 230 | Distributed_Solar |  |  | 0 |  | 0 | 0 |  | 0 | 0 |  | 0 | 0 | 0 | 0 | 0 |  | 0 | 0 | 0 | 0 | 0 |  | 0 | 0 | 0 | 0 | 0 | 0 | 0 | 0
PG&E FRESNO | Waukena | 115 | Distributed_Solar |  |  | 0 |  | 0 | 0 |  | 0 | 0 |  | 0 | 0 | 0 | 0 | 0 |  | 0 | 0 | 0 | 0 | 0 |  | 0 | 0 | 0 | 0 | 0 | 0 | 0 | 0
PG&E GBA | Weber | 230 | Distributed_Solar |  |  | 0 |  | 0 | 0 |  | 0 | 0 |  | 0 | 0 | 0 | 0 | 0 |  | 0 | 0 | 0 | 0 | 0 |  | 0 | 0 | 0 | 0 | 0 | 0 | 0 | 0
PG&E GBA | Weber | 60 | Distributed_Solar |  |  | 0 |  | 0 | 0 |  | 0 | 0 |  | 0 | 0 | 0 | 0 | 0 |  | 0 | 0 | 0 | 0 | 0 |  | 0 | 0 | 0 | 0 | 0 | 0 | 0 | 0
PG&E FRESNO | West Fresno | 115 | Distributed_Solar |  |  | 0 |  | 0 | 0 |  | 0 | 0 |  | 0 | 0 | 0 | 0 | 0 |  | 0 | 0 | 0 | 0 | 0 |  | 0 | 0 | 0 | 0 | 0 | 0 | 0 | 0
PG&E FRESNO | Westley | 230 | Distributed_Solar |  |  | 0 |  | 0 | 0 |  | 0 | 0 |  | 0 | 0 | 0 | 0 | 0 |  | 0 | 0 | 0 | 0 | 0 |  | 0 | 0 | 0 | 0 | 0 | 0 | 0 | 0
PG&E KERN | Westpark | 115 | Distributed_Solar |  |  | 0 |  | 0 | 0 |  | 0 | 0 |  | 0 | 0 | 0 | 0 | 0 |  | 0 | 0 | 0 | 0 | 0 |  | 0 | 0 | 0 | 0 | 0 | 0 | 0 | 0
PG&E KERN | Wheeler Ridge | 230 | Distributed_Solar |  |  | 0 |  | 0 | 0 |  | 0 | 0 |  | 0 | 0 | 0 | 0 | 0 |  | 0 | 0 | 0 | 0 | 0 |  | 0 | 0 | 0 | 0 | 0 | 0 | 0 | 0
PG&E KERN | Wheeler Ridge | 115 | Distributed_Solar |  |  | 0 |  | 0 | 0 |  | 0 | 0 |  | 0 | 0 | 0 | 0 | 0 |  | 0 | 0 | 0 | 0 | 0 |  | 0 | 0 | 0 | 0 | 0 | 0 | 0 | 0
PG&E KERN | Wheeler Ridge | 70 | Distributed_Solar |  |  | 0 |  | 0 | 0 |  | 0 | 0 |  | 0 | 0 | 0 | 0 | 0 |  | 0 | 0 | 0 | 0 | 0 |  | 0 | 0 | 0 | 0 | 0 | 0 | 0 | 0
SCE Northern | Whirlwind | 230 | Distributed_Solar |  |  | 0 |  | 0 | 0 |  | 0 | 0 |  | 0 | 0 | 0 | 0 | 0 |  | 0 | 0 | 0 | 0 | 0 |  | 0 | 0 | 0 | 0 | 0 | 0 | 0 | 0
SCE Northern | Whirlwind | 500 | Distributed_Solar |  |  | 0 |  | 0 | 0 |  | 0 | 0 |  | 0 | 0 | 0 | 0 | 0 |  | 0 | 0 | 0 | 0 | 0 |  | 0 | 0 | 0 | 0 | 0 | 0 | 0 | 0
PG&E GBA | Whisman | 115 | Distributed_Solar |  |  | 0 |  | 0 | 0 |  | 0 | 0 |  | 0 | 0 | 0 | 0 | 0 |  | 0 | 0 | 0 | 0 | 0 |  | 0 | 0 | 0 | 0 | 0 | 0 | 0 | 0
SCE Eastern | Wildlife | 230 | Distributed_Solar |  |  | 0 |  | 0 | 0 |  | 0 | 0 |  | 0 | 0 | 0 | 0 | 0 |  | 0 | 0 | 0 | 0 | 0 |  | 0 | 0 | 0 | 0 | 0 | 0 | 0 | 0
PG&E FRESNO | Wilson | 115 | Distributed_Solar |  |  | 0 |  | 0 | 0 |  | 0 | 0 |  | 0 | 0 | 0 | 0 | 0 |  | 0 | 0 | 0 | 0 | 0 |  | 0 | 0 | 0 | 0 | 0 | 0 | 0 | 0
PG&E FRESNO | Wilson | 230 | Distributed_Solar |  |  | 0 |  | 0 | 0 |  | 0 | 0 |  | 0 | 0 | 0 | 0 | 0 |  | 0 | 0 | 0 | 0 | 0 |  | 0 | 0 | 0 | 0 | 0 | 0 | 0 | 0
SCE Northern | Windhub | 230 | Distributed_Solar |  |  | 0 |  | 0 | 0 |  | 0 | 0 |  | 0 | 0 | 0 | 0 | 0 |  | 0 | 0 | 0 | 0 | 0 |  | 0 | 0 | 0 | 0 | 0 | 0 | 0 | 0
SCE Northern | Windhub | 500 | Distributed_Solar |  |  | 0 |  | 0 | 0 |  | 0 | 0 |  | 0 | 0 | 0 | 0 | 0 |  | 0 | 0 | 0 | 0 | 0 |  | 0 | 0 | 0 | 0 | 0 | 0 | 0 | 0
PG&E GBA | Windmaster | 230 | Distributed_Solar |  |  | 0 |  | 0 | 0 |  | 0 | 0 |  | 0 | 0 | 0 | 0 | 0 |  | 0 | 0 | 0 | 0 | 0 |  | 0 | 0 | 0 | 0 | 0 | 0 | 0 | 0
PG&E NGBA | Windsor | 60 | Distributed_Solar |  |  | 0 |  | 0 | 0 |  | 0 | 0 |  | 0 | 0 | 0 | 0 | 0 |  | 0 | 0 | 0 | 0 | 0 |  | 0 | 0 | 0 | 0 | 0 | 0 | 0 | 0
PG&E NGBA | Woodland | 115 | Distributed_Solar |  |  | 0 |  | 0 | 0 |  | 0 | 0 |  | 0 | 0 | 0 | 0 | 0 |  | 0 | 0 | 0 | 0 | 0 |  | 0 | 0 | 0 | 0 | 0 | 0 | 0 | 0
PG&E FRESNO | Woodward | 115 | Distributed_Solar |  |  | 0 |  | 0 | 0 |  | 0 | 0 |  | 0 | 0 | 0 | 0 | 0 |  | 0 | 0 | 0 | 0 | 0 |  | 0 | 0 | 0 | 0 | 0 | 0 | 0 | 0
PG&E NGBA | Wyandotte | 115 | Distributed_Solar |  |  | 0 |  | 0 | 0 |  | 0 | 0 |  | 0 | 0 | 0 | 0 | 0 |  | 0 | 0 | 0 | 0 | 0 |  | 0 | 0 | 0 | 0 | 0 | 0 | 0 | 0
PG&E KERN | 7th Standard | 115 | Solar |  |  | 1 | 0 | 0 | 0 | 0 | 0 | 0 | 0 | 0 | 0 | 0 | 0 | 0 | 110 | 120 | 230 | 0 | 0 | 0 | 110 | 120 | 230 | 110 | 120 | 230 | 110 | 120 | 230
SCE Metro | Alamitos | 230 | Solar |  |  | 0 | 0 | 0 | 0 | 0 | 0 | 0 | 0 | 0 | 0 | 0 | 0 | 0 | 0 | 0 | 0 | 0 | 0 | 0 | 0 | 0 | 0 | 0 | 0 | 0 | 0 | 0 | 0
SCE Eastern | Alberhill | 115 | Solar |  |  | 0 | 0 | 0 | 0 | 0 | 0 | 0 | 0 | 0 | 0 | 0 | 0 | 0 | 0 | 0 | 0 | 0 | 0 | 0 | 0 | 0 | 0 | 0 | 0 | 0 | 0 | 0 | 0
SCE Eastern | Alberhill | 500 | Solar |  |  | 0 | 0 | 0 | 0 | 0 | 0 | 0 | 0 | 0 | 0 | 0 | 0 | 0 | 0 | 0 | 0 | 0 | 0 | 0 | 0 | 0 | 0 | 0 | 0 | 0 | 0 | 0 | 0
PG&E GBA | Alhambra | 115 | Solar |  |  | 1 | 0 | 0 | 0 | 0 | 0 | 0 | 0 | 0 | 0 | 0 | 0 | 0 | 90 | 0 | 90 | 0 | 0 | 0 | 90 | 0 | 90 | 90 | 0 | 90 | 90 | 0 | 90
PG&E FRESNO | Alpaugh | 115 | Solar |  |  | 0 | 0 | 0 | 0 | 0 | 0 | 0 | 0 | 0 | 0 | 0 | 0 | 0 | 0 | 0 | 0 | 0 | 0 | 0 | 0 | 0 | 0 | 0 | 0 | 0 | 0 | 0 | 0
SDGE | Alpine | 69 | Solar |  |  | 0 | 0 | 0 | 0 | 0 | 0 | 0 | 0 | 0 | 0 | 0 | 0 | 0 | 0 | 0 | 0 | 0 | 0 | 0 | 0 | 0 | 0 | 0 | 0 | 0 | 0 | 0 | 0
PG&E GBA | Altamont Midway (Sandhill) | 230 | Solar |  |  | 0 | 0 | 0 | 0 | 0 | 0 | 0 | 0 | 0 | 0 | 0 | 0 | 0 | 0 | 0 | 0 | 0 | 0 | 0 | 0 | 0 | 0 | 0 | 0 | 0 | 0 | 0 | 0
SCE Northern | Antelope | 66 | Solar |  |  | 0 | 0 | 0 | 0 | 0 | 0 | 0 | 0 | 0 | 0 | 0 | 0 | 0 | 0 | 0 | 0 | 0 | 0 | 0 | 0 | 0 | 0 | 0 | 0 | 0 | 0 | 0 | 0
SCE Northern | Antelope | 230 | Solar |  |  | 1 | 125 | 0 | 125 | 0 | 0 | 0 | 0 | 0 | 0 | 0 | 0 | 0 | 0 | 0 | 0 | 930 | 0 | 930 | 930 | 0 | 930 | 125 | 0 | 125 | 1055 | 0 | 1055
SCE Northern | Antelope | 500 | Solar |  |  | 0 | 0 | 0 | 0 | 0 | 0 | 0 | 0 | 0 | 0 | 0 | 0 | 0 | 0 | 0 | 0 | 0 | 0 | 0 | 0 | 0 | 0 | 0 | 0 | 0 | 0 | 0 | 0
PG&E NGBA | Arcata | 60 | Solar |  |  | 0 | 0 | 0 | 0 | 0 | 0 | 0 | 0 | 0 | 0 | 0 | 0 | 0 | 0 | 0 | 0 | 0 | 0 | 0 | 0 | 0 | 0 | 0 | 0 | 0 | 0 | 0 | 0
PG&E KERN | Arco | 230 | Solar |  |  | 1 | 43.2 | 21.7 | 64.9 | 0 | 0 | 0 | 0 | 0 | 0 | 0 | 0 | 0 | 870 | 455 | 1325 | 0 | 0 | 0 | 870 | 455 | 1325 | 913.2 | 476.7 | 1389.9 | 913.2 | 476.7 | 1389.9
PG&E KERN | Arco | 70 | Solar |  |  | 1 | 0 | 0 | 0 | 60 | 0 | 60 | 0 | 0 | 0 | 60 | 0 | 60 | 0 | 0 | 0 | 0 | 0 | 0 | 0 | 0 | 0 | 60 | 0 | 60 | 60 | 0 | 60
SCE Metro | ArcoGen | 230 | Solar |  |  | 1 | 0 | 0 | 0 | 0 | 0 | 0 | 0 | 0 | 0 | 0 | 0 | 0 | 486 | 0 | 486 | 0 | 0 | 0 | 486 | 0 | 486 | 486 | 0 | 486 | 486 | 0 | 486
SDGE | Artesian | 230 | Solar |  |  | 0 | 0 | 0 | 0 | 0 | 0 | 0 | 0 | 0 | 0 | 0 | 0 | 0 | 0 | 0 | 0 | 0 | 0 | 0 | 0 | 0 | 0 | 0 | 0 | 0 | 0 | 0 | 0
SDGE | Artesian | 69 | Solar |  |  | 0 | 0 | 0 | 0 | 0 | 0 | 0 | 0 | 0 | 0 | 0 | 0 | 0 | 0 | 0 | 0 | 0 | 0 | 0 | 0 | 0 | 0 | 0 | 0 | 0 | 0 | 0 | 0
PG&E FRESNO | Ashlan | 230 | Solar |  |  | 0 | 0 | 0 | 0 | 0 | 0 | 0 | 0 | 0 | 0 | 0 | 0 | 0 | 0 | 0 | 0 | 0 | 0 | 0 | 0 | 0 | 0 | 0 | 0 | 0 | 0 | 0 | 0
PG&E NGBA | Atlantic | 115 | Solar |  |  | 0 | 0 | 0 | 0 | 0 | 0 | 0 | 0 | 0 | 0 | 0 | 0 | 0 | 0 | 0 | 0 | 0 | 0 | 0 | 0 | 0 | 0 | 0 | 0 | 0 | 0 | 0 | 0
PG&E NGBA | Atlantic | 230 | Solar |  |  | 1 | 0 | 0 | 0 | 0 | 0 | 0 | 0 | 0 | 0 | 0 | 0 | 0 | 0 | 235 | 235 | 0 | 0 | 0 | 0 | 235 | 235 | 0 | 235 | 235 | 0 | 235 | 235
PG&E NGBA | Atlantic | 60 | Solar |  |  | 0 | 0 | 0 | 0 | 0 | 0 | 0 | 0 | 0 | 0 | 0 | 0 | 0 | 0 | 0 | 0 | 0 | 0 | 0 | 0 | 0 | 0 | 0 | 0 | 0 | 0 | 0 | 0
PG&E FRESNO | Atwater | 115 | Solar |  |  | 0 | 0 | 0 | 0 | 0 | 0 | 0 | 0 | 0 | 0 | 0 | 0 | 0 | 0 | 0 | 0 | 0 | 0 | 0 | 0 | 0 | 0 | 0 | 0 | 0 | 0 | 0 | 0
PG&E GBA | Avena | 115 | Solar |  |  | 0 | 0 | 0 | 0 | 0 | 0 | 0 | 0 | 0 | 0 | 0 | 0 | 0 | 0 | 0 | 0 | 0 | 0 | 0 | 0 | 0 | 0 | 0 | 0 | 0 | 0 | 0 | 0
SDGE | Avocado | 69 | Solar |  |  | 0 | 0 | 0 | 0 | 0 | 0 | 0 | 0 | 0 | 0 | 0 | 0 | 0 | 0 | 0 | 0 | 0 | 0 | 0 | 0 | 0 | 0 | 0 | 0 | 0 | 0 | 0 | 0
PG&E NGBA | Bahia | 230 | Solar |  |  | 0 | 0 | 0 | 0 | 0 | 0 | 0 | 0 | 0 | 0 | 0 | 0 | 0 | 0 | 0 | 0 | 0 | 0 | 0 | 0 | 0 | 0 | 0 | 0 | 0 | 0 | 0 | 0
SCE Northern | Bailey | 230 | Solar |  |  | 0 | 0 | 0 | 0 | 0 | 0 | 0 | 0 | 0 | 0 | 0 | 0 | 0 | 0 | 0 | 0 | 0 | 0 | 0 | 0 | 0 | 0 | 0 | 0 | 0 | 0 | 0 | 0
SCE NOL | Baker | 115 | Solar |  |  | 0 | 0 | 0 | 0 | 0 | 0 | 0 | 0 | 0 | 0 | 0 | 0 | 0 | 0 | 0 | 0 | 0 | 0 | 0 | 0 | 0 | 0 | 0 | 0 | 0 | 0 | 0 | 0
PG&E KERN | Bakersfield | 230 | Solar |  |  | 1 | 0 | 0 | 0 | 0 | 0 | 0 | 0 | 0 | 0 | 0 | 0 | 0 | 440 | 320 | 760 | 0 | 0 | 0 | 440 | 320 | 760 | 440 | 320 | 760 | 440 | 320 | 760
PG&E FRESNO | Balch | 230 | Solar |  |  | 1 | 0 | 0 | 0 | 0 | 0 | 0 | 0 | 0 | 0 | 0 | 0 | 0 | 0 | 0 | 0 | 190 | 0 | 190 | 190 | 0 | 190 | 0 | 0 | 0 | 190 | 0 | 190
SCE Eastern | Bannister | 230 | Solar |  |  | 0 | 0 | 0 | 0 | 0 | 0 | 0 | 0 | 0 | 0 | 0 | 0 | 0 | 0 | 0 | 0 | 0 | 0 | 0 | 0 | 0 | 0 | 0 | 0 | 0 | 0 | 0 | 0
SCE Metro | Barre | 230 | Solar |  |  | 1 | 20 | 0 | 20 | 0 | 0 | 0 | 0 | 0 | 0 | 0 | 0 | 0 | 0 | 0 | 0 | 0 | 0 | 0 | 0 | 0 | 0 | 20 | 0 | 20 | 20 | 0 | 20
SDGE | Bay Boulevard | 69 | Solar |  |  | 0 | 0 | 0 | 0 | 0 | 0 | 0 | 0 | 0 | 0 | 0 | 0 | 0 | 0 | 0 | 0 | 0 | 0 | 0 | 0 | 0 | 0 | 0 | 0 | 0 | 0 | 0 | 0
SDGE | Bay Boulevard | 230 | Solar |  |  | 0 | 0 | 0 | 0 | 0 | 0 | 0 | 0 | 0 | 0 | 0 | 0 | 0 | 0 | 0 | 0 | 0 | 0 | 0 | 0 | 0 | 0 | 0 | 0 | 0 | 0 | 0 | 0
EOP | Beatty | 138 | Solar |  |  | 0 | 0 | 0 | 0 | 0 | 0 | 0 | 0 | 0 | 0 | 0 | 0 | 0 | 0 | 0 | 0 | 0 | 0 | 0 | 0 | 0 | 0 | 0 | 0 | 0 | 0 | 0 | 0
EOP | Beatty | 230 | Solar |  |  | 1 | 0 | 0 | 0 | 0 | 0 | 0 | 0 | 0 | 0 | 0 | 0 | 0 | 500 | 0 | 500 | 0 | 0 | 0 | 500 | 0 | 500 | 500 | 0 | 500 | 500 | 0 | 500
PG&E NGBA | Belden | 230 | Solar |  |  | 0 | 0 | 0 | 0 | 0 | 0 | 0 | 0 | 0 | 0 | 0 | 0 | 0 | 0 | 0 | 0 | 0 | 0 | 0 | 0 | 0 | 0 | 0 | 0 | 0 | 0 | 0 | 0
PG&E NGBA | Bell | 115 | Solar |  |  | 0 | 0 | 0 | 0 | 0 | 0 | 0 | 0 | 0 | 0 | 0 | 0 | 0 | 0 | 0 | 0 | 0 | 0 | 0 | 0 | 0 | 0 | 0 | 0 | 0 | 0 | 0 | 0
PG&E NGBA | Bellevue | 115 | Solar |  |  | 0 | 0 | 0 | 0 | 0 | 0 | 0 | 0 | 0 | 0 | 0 | 0 | 0 | 0 | 0 | 0 | 0 | 0 | 0 | 0 | 0 | 0 | 0 | 0 | 0 | 0 | 0 | 0
PG&E GBA | Bellota | 115 | Solar |  |  | 0 | 0 | 0 | 0 | 0 | 0 | 0 | 0 | 0 | 0 | 0 | 0 | 0 | 0 | 0 | 0 | 0 | 0 | 0 | 0 | 0 | 0 | 0 | 0 | 0 | 0 | 0 | 0
PG&E GBA | Bellota | 230 | Solar |  |  | 0 | 0 | 0 | 0 | 0 | 0 | 0 | 0 | 0 | 0 | 0 | 0 | 0 | 0 | 0 | 0 | 0 | 0 | 0 | 0 | 0 | 0 | 0 | 0 | 0 | 0 | 0 | 0
SCE Northern | Big Creek | 230 | Solar |  |  | 1 | 0 | 0 | 0 | 0 | 0 | 0 | 0 | 0 | 0 | 0 | 0 | 0 | 192 | 0 | 192 | 0 | 0 | 0 | 192 | 0 | 192 | 192 | 0 | 192 | 192 | 0 | 192
PG&E FRESNO | Biola | 70 | Solar |  |  | 0 | 0 | 0 | 0 | 0 | 0 | 0 | 0 | 0 | 0 | 0 | 0 | 0 | 0 | 0 | 0 | 0 | 0 | 0 | 0 | 0 | 0 | 0 | 0 | 0 | 0 | 0 | 0
PG&E GBA | Birds Landing | 230 | Solar |  |  | 0 | 0 | 0 | 0 | 0 | 0 | 0 | 0 | 0 | 0 | 0 | 0 | 0 | 0 | 0 | 0 | 0 | 0 | 0 | 0 | 0 | 0 | 0 | 0 | 0 | 0 | 0 | 0
SCE Northern | Bliss | 66 | Solar |  |  | 0 | 0 | 0 | 0 | 0 | 0 | 0 | 0 | 0 | 0 | 0 | 0 | 0 | 0 | 0 | 0 | 0 | 0 | 0 | 0 | 0 | 0 | 0 | 0 | 0 | 0 | 0 | 0
SCE Eastern | Blythe | 161 | Solar |  |  | 1 | 300 | 0 | 300 | 0 | 160 | 160 | 0 | 0 | 0 | 0 | 160 | 160 | 0 | 0 | 0 | 0 | 0 | 0 | 0 | 0 | 0 | 300 | 160 | 460 | 300 | 160 | 460
PG&E NGBA | Bogue | 115 | Solar |  |  | 0 | 0 | 0 | 0 | 0 | 0 | 0 | 0 | 0 | 0 | 0 | 0 | 0 | 0 | 0 | 0 | 0 | 0 | 0 | 0 | 0 | 0 | 0 | 0 | 0 | 0 | 0 | 0
PG&E FRESNO | Borden | 230 | Solar |  |  | 0 | 0 | 0 | 0 | 0 | 0 | 0 | 0 | 0 | 0 | 0 | 0 | 0 | 0 | 0 | 0 | 0 | 0 | 0 | 0 | 0 | 0 | 0 | 0 | 0 | 0 | 0 | 0
PG&E FRESNO | Borden | 70 | Solar |  |  | 0 | 0 | 0 | 0 | 0 | 0 | 0 | 0 | 0 | 0 | 0 | 0 | 0 | 0 | 0 | 0 | 0 | 0 | 0 | 0 | 0 | 0 | 0 | 0 | 0 | 0 | 0 | 0
SDGE | Boulevard East | 138 | Solar |  |  | 1 | 0 | 0 | 0 | 0 | 0 | 0 | 0 | 0 | 0 | 0 | 0 | 0 | 20 | 10 | 30 | 0 | 0 | 0 | 20 | 10 | 30 | 20 | 10 | 30 | 20 | 10 | 30
SDGE | Boulevard East | 69 | Solar |  |  | 1 | 0 | 0 | 0 | 0 | 17.4 | 17.4 | 0 | 0 | 0 | 0 | 17.4 | 17.4 | 0 | 0 | 0 | 0 | 0 | 0 | 0 | 0 | 0 | 0 | 17.4 | 17.4 | 0 | 17.4 | 17.4
PG&E GBA | Brentwood | 230 | Solar |  |  | 1 | 0 | 0 | 0 | 0 | 0 | 0 | 0 | 0 | 0 | 0 | 0 | 0 | 0 | 50 | 50 | 0 | 0 | 0 | 0 | 50 | 50 | 0 | 50 | 50 | 0 | 50 | 50
PG&E NGBA | Bridgeville | 115 | Solar |  |  | 0 | 0 | 0 | 0 | 0 | 0 | 0 | 0 | 0 | 0 | 0 | 0 | 0 | 0 | 0 | 0 | 0 | 0 | 0 | 0 | 0 | 0 | 0 | 0 | 0 | 0 | 0 | 0
PG&E NGBA | Brighton | 115 | Solar |  |  | 0 | 0 | 0 | 0 | 0 | 0 | 0 | 0 | 0 | 0 | 0 | 0 | 0 | 0 | 0 | 0 | 0 | 0 | 0 | 0 | 0 | 0 | 0 | 0 | 0 | 0 | 0 | 0
PG&E NGBA | Brighton | 230 | Solar |  |  | 0 | 0 | 0 | 0 | 0 | 0 | 0 | 0 | 0 | 0 | 0 | 0 | 0 | 0 | 0 | 0 | 0 | 0 | 0 | 0 | 0 | 0 | 0 | 0 | 0 | 0 | 0 | 0
PG&E NGBA | Brunswick | 115 | Solar |  |  | 0 | 0 | 0 | 0 | 0 | 0 | 0 | 0 | 0 | 0 | 0 | 0 | 0 | 0 | 0 | 0 | 0 | 0 | 0 | 0 | 0 | 0 | 0 | 0 | 0 | 0 | 0 | 0
PG&E NGBA | Bucks Creek | 230 | Solar |  |  | 0 | 0 | 0 | 0 | 0 | 0 | 0 | 0 | 0 | 0 | 0 | 0 | 0 | 0 | 0 | 0 | 0 | 0 | 0 | 0 | 0 | 0 | 0 | 0 | 0 | 0 | 0 | 0
PG&E KERN | Buena Vista | 230 | Solar |  |  | 1 | 0 | 0 | 0 | 0 | 0 | 0 | 0 | 0 | 0 | 0 | 0 | 0 | 895 | 555 | 1450 | 0 | 0 | 0 | 895 | 555 | 1450 | 895 | 555 | 1450 | 895 | 555 | 1450
PG&E FRESNO | Bullard | 115 | Solar |  |  | 0 | 0 | 0 | 0 | 0 | 0 | 0 | 0 | 0 | 0 | 0 | 0 | 0 | 0 | 0 | 0 | 0 | 0 | 0 | 0 | 0 | 0 | 0 | 0 | 0 | 0 | 0 | 0
PG&E GBA | Burlingame | 115 | Solar |  |  | 1 | 0 | 0 | 0 | 0 | 0 | 0 | 0 | 0 | 0 | 0 | 0 | 0 | 60 | 0 | 60 | 40 | 0 | 40 | 100 | 0 | 100 | 60 | 0 | 60 | 100 | 0 | 100
PG&E NGBA | Burney Forest | 230 | Solar |  |  | 0 | 0 | 0 | 0 | 0 | 0 | 0 | 0 | 0 | 0 | 0 | 0 | 0 | 0 | 0 | 0 | 0 | 0 | 0 | 0 | 0 | 0 | 0 | 0 | 0 | 0 | 0 | 0
PG&E NGBA | Butte | 115 | Solar |  |  | 0 | 0 | 0 | 0 | 0 | 0 | 0 | 0 | 0 | 0 | 0 | 0 | 0 | 0 | 0 | 0 | 0 | 0 | 0 | 0 | 0 | 0 | 0 | 0 | 0 | 0 | 0 | 0
PG&E KERN | Cabrillo | 115 | Solar |  |  | 1 | 0 | 0 | 0 | 0 | 0 | 0 | 0 | 0 | 0 | 0 | 0 | 0 | 0 | 80 | 80 | 0 | 0 | 0 | 0 | 80 | 80 | 0 | 80 | 80 | 0 | 80 | 80
PG&E FRESNO | Cal Flats | 230 | Solar |  |  | 0 | 0 | 0 | 0 | 0 | 0 | 0 | 0 | 0 | 0 | 0 | 0 | 0 | 0 | 0 | 0 | 0 | 0 | 0 | 0 | 0 | 0 | 0 | 0 | 0 | 0 | 0 | 0
SCE NOL | Calcite | 230 | Solar |  |  | 1 | 0 | 0 | 0 | 0 | 0 | 0 | 0 | 0 | 0 | 0 | 0 | 0 | 106 | 0 | 106 | 0 | 0 | 0 | 106 | 0 | 106 | 106 | 0 | 106 | 106 | 0 | 106
PG&E KERN | Caliente | 230 | Solar |  |  | 0 | 0 | 0 | 0 | 0 | 0 | 0 | 0 | 0 | 0 | 0 | 0 | 0 | 0 | 0 | 0 | 0 | 0 | 0 | 0 | 0 | 0 | 0 | 0 | 0 | 0 | 0 | 0
PG&E FRESNO | California Ave | 115 | Solar |  |  | 1 | 0 | 0 | 0 | 0 | 0 | 0 | 0 | 0 | 0 | 0 | 0 | 0 | 100 | 0 | 100 | 0 | 0 | 0 | 100 | 0 | 100 | 100 | 0 | 100 | 100 | 0 | 100
PG&E KERN | Callender | 115 | Solar |  |  | 0 | 0 | 0 | 0 | 0 | 0 | 0 | 0 | 0 | 0 | 0 | 0 | 0 | 0 | 0 | 0 | 0 | 0 | 0 | 0 | 0 | 0 | 0 | 0 | 0 | 0 | 0 | 0
PG&E NGBA | Calpella | 115 | Solar |  |  | 0 | 0 | 0 | 0 | 0 | 0 | 0 | 0 | 0 | 0 | 0 | 0 | 0 | 0 | 0 | 0 | 0 | 0 | 0 | 0 | 0 | 0 | 0 | 0 | 0 | 0 | 0 | 0
PG&E GBA | Camanche | 230 | Solar |  |  | 0 | 0 | 0 | 0 | 0 | 0 | 0 | 0 | 0 | 0 | 0 | 0 | 0 | 0 | 0 | 0 | 0 | 0 | 0 | 0 | 0 | 0 | 0 | 0 | 0 | 0 | 0 | 0
SDGE | Cameron | 69 | Solar |  |  | 0 | 0 | 0 | 0 | 0 | 0 | 0 | 0 | 0 | 0 | 0 | 0 | 0 | 0 | 0 | 0 | 0 | 0 | 0 | 0 | 0 | 0 | 0 | 0 | 0 | 0 | 0 | 0
SDGE | Cannon | 69 | Solar |  |  | 0 | 0 | 0 | 0 | 0 | 0 | 0 | 0 | 0 | 0 | 0 | 0 | 0 | 0 | 0 | 0 | 0 | 0 | 0 | 0 | 0 | 0 | 0 | 0 | 0 | 0 | 0 | 0
PG&E FRESNO | Cantua | 115 | Solar |  |  | 1 | 0 | 0 | 0 | 0 | 0 | 0 | 0 | 0 | 0 | 0 | 0 | 0 | 100 | 0 | 100 | 100 | 0 | 100 | 200 | 0 | 200 | 100 | 0 | 100 | 200 | 0 | 200
SDGE | Capistrano | 138 | Solar |  |  | 0 | 0 | 0 | 0 | 0 | 0 | 0 | 0 | 0 | 0 | 0 | 0 | 0 | 0 | 0 | 0 | 0 | 0 | 0 | 0 | 0 | 0 | 0 | 0 | 0 | 0 | 0 | 0
SDGE | Capistrano | 230 | Solar |  |  | 0 | 0 | 0 | 0 | 0 | 0 | 0 | 0 | 0 | 0 | 0 | 0 | 0 | 0 | 0 | 0 | 0 | 0 | 0 | 0 | 0 | 0 | 0 | 0 | 0 | 0 | 0 | 0
PG&E NGBA | Carberry | 230 | Solar |  |  | 0 | 0 | 0 | 0 | 0 | 0 | 0 | 0 | 0 | 0 | 0 | 0 | 0 | 0 | 0 | 0 | 0 | 0 | 0 | 0 | 0 | 0 | 0 | 0 | 0 | 0 | 0 | 0
SCE Eastern | Cardiff | 66 | Solar |  |  | 0 | 0 | 0 | 0 | 0 | 0 | 0 | 0 | 0 | 0 | 0 | 0 | 0 | 0 | 0 | 0 | 0 | 0 | 0 | 0 | 0 | 0 | 0 | 0 | 0 | 0 | 0 | 0
PG&E NGBA | Caribou | 60 | Solar |  |  | 0 | 0 | 0 | 0 | 0 | 0 | 0 | 0 | 0 | 0 | 0 | 0 | 0 | 0 | 0 | 0 | 0 | 0 | 0 | 0 | 0 | 0 | 0 | 0 | 0 | 0 | 0 | 0
PG&E NGBA | Caribou | 115 | Solar |  |  | 0 | 0 | 0 | 0 | 0 | 0 | 0 | 0 | 0 | 0 | 0 | 0 | 0 | 0 | 0 | 0 | 0 | 0 | 0 | 0 | 0 | 0 | 0 | 0 | 0 | 0 | 0 | 0
PG&E NGBA | Caribou | 230 | Solar |  |  | 0 | 0 | 0 | 0 | 0 | 0 | 0 | 0 | 0 | 0 | 0 | 0 | 0 | 0 | 0 | 0 | 0 | 0 | 0 | 0 | 0 | 0 | 0 | 0 | 0 | 0 | 0 | 0
EOP | Carpenter Canyon (fka Gamebird) | 138 | Solar |  |  | 0 | 0 | 0 | 0 | 0 | 0 | 0 | 0 | 0 | 0 | 0 | 0 | 0 | 0 | 0 | 0 | 0 | 0 | 0 | 0 | 0 | 0 | 0 | 0 | 0 | 0 | 0 | 0
EOP | Carpenter Canyon (fka Gamebird) | 230 | Solar |  |  | 1 | 0 | 0 | 0 | 0 | 0 | 0 | 0 | 0 | 0 | 0 | 0 | 0 | 550 | 180 | 730 | 0 | 0 | 0 | 550 | 180 | 730 | 550 | 180 | 730 | 550 | 180 | 730
PG&E NGBA | Carquinez | 115 | Solar |  |  | 0 | 0 | 0 | 0 | 0 | 0 | 0 | 0 | 0 | 0 | 0 | 0 | 0 | 0 | 0 | 0 | 0 | 0 | 0 | 0 | 0 | 0 | 0 | 0 | 0 | 0 | 0 | 0
SDGE | Carrizo Gorge | 138 | Solar |  |  | 1 | 0 | 90 | 90 | 0 | 0 | 0 | 0 | 0 | 0 | 0 | 0 | 0 | 0 | 0 | 0 | 0 | 0 | 0 | 0 | 0 | 0 | 0 | 90 | 90 | 0 | 90 | 90
PG&E KERN | Carrizo Plains | 115 | Solar |  |  | 0 | 0 | 0 | 0 | 0 | 0 | 0 | 0 | 0 | 0 | 0 | 0 | 0 | 0 | 0 | 0 | 0 | 0 | 0 | 0 | 0 | 0 | 0 | 0 | 0 | 0 | 0 | 0
PG&E KERN | Casaloma | 230 | Solar |  |  | 0 | 0 | 0 | 0 | 0 | 0 | 0 | 0 | 0 | 0 | 0 | 0 | 0 | 0 | 0 | 0 | 0 | 0 | 0 | 0 | 0 | 0 | 0 | 0 | 0 | 0 | 0 | 0
PG&E GBA | Castro Valley | 230 | Solar |  |  | 0 | 0 | 0 | 0 | 0 | 0 | 0 | 0 | 0 | 0 | 0 | 0 | 0 | 0 | 0 | 0 | 0 | 0 | 0 | 0 | 0 | 0 | 0 | 0 | 0 | 0 | 0 | 0
PG&E GBA | Cayetano | 230 | Solar |  |  | 1 | 0 | 100 | 100 | 0 | 0 | 0 | 0 | 0 | 0 | 0 | 0 | 0 | 0 | 0 | 0 | 0 | 0 | 0 | 0 | 0 | 0 | 0 | 100 | 100 | 0 | 100 | 100
SCE Metro | Center | 230 | Solar |  |  | 0 | 0 | 0 | 0 | 0 | 0 | 0 | 0 | 0 | 0 | 0 | 0 | 0 | 0 | 0 | 0 | 0 | 0 | 0 | 0 | 0 | 0 | 0 | 0 | 0 | 0 | 0 | 0
PG&E KERN | Charca | 115 | Solar |  |  | 0 | 0 | 0 | 0 | 0 | 0 | 0 | 0 | 0 | 0 | 0 | 0 | 0 | 0 | 0 | 0 | 0 | 0 | 0 | 0 | 0 | 0 | 0 | 0 | 0 | 0 | 0 | 0
EOP | Charleston | 138 | Solar |  |  | 0 | 0 | 0 | 0 | 0 | 0 | 0 | 0 | 0 | 0 | 0 | 0 | 0 | 0 | 0 | 0 | 0 | 0 | 0 | 0 | 0 | 0 | 0 | 0 | 0 | 0 | 0 | 0
SCE Metro | Chevmain | 230 | Solar |  |  | 0 | 0 | 0 | 0 | 0 | 0 | 0 | 0 | 0 | 0 | 0 | 0 | 0 | 0 | 0 | 0 | 0 | 0 | 0 | 0 | 0 | 0 | 0 | 0 | 0 | 0 | 0 | 0
SDGE | Chicarita | 138 | Solar |  |  | 0 | 0 | 0 | 0 | 0 | 0 | 0 | 0 | 0 | 0 | 0 | 0 | 0 | 0 | 0 | 0 | 0 | 0 | 0 | 0 | 0 | 0 | 0 | 0 | 0 | 0 | 0 | 0
SCE Metro | Chino | 230 | Solar |  |  | 0 | 0 | 0 | 0 | 0 | 0 | 0 | 0 | 0 | 0 | 0 | 0 | 0 | 0 | 0 | 0 | 0 | 0 | 0 | 0 | 0 | 0 | 0 | 0 | 0 | 0 | 0 | 0
PG&E FRESNO | Chowchilla | 115 | Solar |  |  | 1 | 0 | 0 | 0 | 0 | 0 | 0 | 0 | 0 | 0 | 0 | 0 | 0 | 50 | 0 | 50 | 0 | 0 | 0 | 50 | 0 | 50 | 50 | 0 | 50 | 50 | 0 | 50
PG&E GBA | Christie | 60 | Solar |  |  | 0 | 0 | 0 | 0 | 0 | 0 | 0 | 0 | 0 | 0 | 0 | 0 | 0 | 0 | 0 | 0 | 0 | 0 | 0 | 0 | 0 | 0 | 0 | 0 | 0 | 0 | 0 | 0
PG&E GBA | Christie | 115 | Solar |  |  | 0 | 0 | 0 | 0 | 0 | 0 | 0 | 0 | 0 | 0 | 0 | 0 | 0 | 0 | 0 | 0 | 0 | 0 | 0 | 0 | 0 | 0 | 0 | 0 | 0 | 0 | 0 | 0
SCE Eastern | Cielo Azul | 500 | Solar |  |  | 1 | 0 | 0 | 0 | 0 | 2025 | 2025 | 0 | 0 | 0 | 0 | 2025 | 2025 | 150 | 300 | 450 | 0 | 0 | 0 | 150 | 300 | 450 | 150 | 2325 | 2475 | 150 | 2325 | 2475
PG&E GBA | Clay | 60 | Solar |  |  | 0 | 0 | 0 | 0 | 0 | 0 | 0 | 0 | 0 | 0 | 0 | 0 | 0 | 0 | 0 | 0 | 0 | 0 | 0 | 0 | 0 | 0 | 0 | 0 | 0 | 0 | 0 | 0
PG&E GBA | Clayton | 115 | Solar |  |  | 0 | 0 | 0 | 0 | 0 | 0 | 0 | 0 | 0 | 0 | 0 | 0 | 0 | 0 | 0 | 0 | 0 | 0 | 0 | 0 | 0 | 0 | 0 | 0 | 0 | 0 | 0 | 0
PG&E NGBA | Cloverdale | 115 | Solar |  |  | 0 | 0 | 0 | 0 | 0 | 0 | 0 | 0 | 0 | 0 | 0 | 0 | 0 | 0 | 0 | 0 | 0 | 0 | 0 | 0 | 0 | 0 | 0 | 0 | 0 | 0 | 0 | 0
PG&E FRESNO | Clovis | 115 | Solar |  |  | 0 | 0 | 0 | 0 | 0 | 0 | 0 | 0 | 0 | 0 | 0 | 0 | 0 | 0 | 0 | 0 | 0 | 0 | 0 | 0 | 0 | 0 | 0 | 0 | 0 | 0 | 0 | 0
PG&E GBA | Coburn | 230 | Solar |  |  | 0 | 0 | 0 | 0 | 0 | 0 | 0 | 0 | 0 | 0 | 0 | 0 | 0 | 0 | 0 | 0 | 0 | 0 | 0 | 0 | 0 | 0 | 0 | 0 | 0 | 0 | 0 | 0
PG&E GBA | Coburn | 60 | Solar |  |  | 0 | 0 | 0 | 0 | 0 | 0 | 0 | 0 | 0 | 0 | 0 | 0 | 0 | 0 | 0 | 0 | 0 | 0 | 0 | 0 | 0 | 0 | 0 | 0 | 0 | 0 | 0 | 0
PG&E NGBA | Colgate | 230 | Solar |  |  | 0 | 0 | 0 | 0 | 0 | 0 | 0 | 0 | 0 | 0 | 0 | 0 | 0 | 0 | 0 | 0 | 0 | 0 | 0 | 0 | 0 | 0 | 0 | 0 | 0 | 0 | 0 | 0
PG&E GBA | Collierville | 230 | Solar |  |  | 0 | 0 | 0 | 0 | 0 | 0 | 0 | 0 | 0 | 0 | 0 | 0 | 0 | 0 | 0 | 0 | 0 | 0 | 0 | 0 | 0 | 0 | 0 | 0 | 0 | 0 | 0 | 0
PG&E GBA | Collinsville | 230 | Solar |  |  | 0 | 0 | 0 | 0 | 0 | 0 | 0 | 0 | 0 | 0 | 0 | 0 | 0 | 0 | 0 | 0 | 0 | 0 | 0 | 0 | 0 | 0 | 0 | 0 | 0 | 0 | 0 | 0
PG&E GBA | Collinsville | 500 | Solar |  |  | 0 | 0 | 0 | 0 | 0 | 0 | 0 | 0 | 0 | 0 | 0 | 0 | 0 | 0 | 0 | 0 | 0 | 0 | 0 | 0 | 0 | 0 | 0 | 0 | 0 | 0 | 0 | 0
SCE Eastern | Colorado River | 230 | Solar |  |  | 1 | 0 | 0 | 0 | 0 | 500 | 500 | 0 | 0 | 0 | 0 | 500 | 500 | 100 | 200 | 300 | 0 | 0 | 0 | 100 | 200 | 300 | 100 | 700 | 800 | 100 | 700 | 800
SCE Eastern | Colorado River | 500 | Solar |  |  | 0 | 0 | 0 | 0 | 0 | 0 | 0 | 0 | 0 | 0 | 0 | 0 | 0 | 0 | 0 | 0 | 0 | 0 | 0 | 0 | 0 | 0 | 0 | 0 | 0 | 0 | 0 | 0
PG&E KERN | Columbus | 115 | Solar |  |  | 1 | 0 | 0 | 0 | 0 | 0 | 0 | 0 | 0 | 0 | 0 | 0 | 0 | 100 | 130 | 230 | 0 | 0 | 0 | 100 | 130 | 230 | 100 | 130 | 230 | 100 | 130 | 230
PG&E GBA | Contra Costa | 115 | Solar |  |  | 0 | 0 | 0 | 0 | 0 | 0 | 0 | 0 | 0 | 0 | 0 | 0 | 0 | 0 | 0 | 0 | 0 | 0 | 0 | 0 | 0 | 0 | 0 | 0 | 0 | 0 | 0 | 0
PG&E GBA | Contra Costa | 230 | Solar |  |  | 0 | 0 | 0 | 0 | 0 | 0 | 0 | 0 | 0 | 0 | 0 | 0 | 0 | 0 | 0 | 0 | 0 | 0 | 0 | 0 | 0 | 0 | 0 | 0 | 0 | 0 | 0 | 0
PG&E GBA | Contra Costa PP | 230 | Solar |  |  | 0 | 0 | 0 | 0 | 0 | 0 | 0 | 0 | 0 | 0 | 0 | 0 | 0 | 0 | 0 | 0 | 0 | 0 | 0 | 0 | 0 | 0 | 0 | 0 | 0 | 0 | 0 | 0
SCE NOL | Control | 115 | Solar |  |  | 0 | 0 | 0 | 0 | 0 | 0 | 0 | 0 | 0 | 0 | 0 | 0 | 0 | 0 | 0 | 0 | 0 | 0 | 0 | 0 | 0 | 0 | 0 | 0 | 0 | 0 | 0 | 0
SCE NOL | Control | 55 | Solar |  |  | 0 | 0 | 0 | 0 | 0 | 0 | 0 | 0 | 0 | 0 | 0 | 0 | 0 | 0 | 0 | 0 | 0 | 0 | 0 | 0 | 0 | 0 | 0 | 0 | 0 | 0 | 0 | 0
PG&E GBA | Cooley Landing | 115 | Solar |  |  | 1 | 0 | 0 | 0 | 0 | 0 | 0 | 0 | 0 | 0 | 0 | 0 | 0 | 0 | 50 | 50 | 0 | 0 | 0 | 0 | 50 | 50 | 0 | 50 | 50 | 0 | 50 | 50
PG&E GBA | Cooley Landing | 60 | Solar |  |  | 0 | 0 | 0 | 0 | 0 | 0 | 0 | 0 | 0 | 0 | 0 | 0 | 0 | 0 | 0 | 0 | 0 | 0 | 0 | 0 | 0 | 0 | 0 | 0 | 0 | 0 | 0 | 0
SCE NOL | Coolwater | 230 | Solar |  |  | 0 | 0 | 0 | 0 | 0 | 0 | 0 | 0 | 0 | 0 | 0 | 0 | 0 | 0 | 0 | 0 | 0 | 0 | 0 | 0 | 0 | 0 | 0 | 0 | 0 | 0 | 0 | 0
SCE NOL | Coolwater | 115 | Solar |  |  | 0 | 0 | 0 | 0 | 0 | 0 | 0 | 0 | 0 | 0 | 0 | 0 | 0 | 0 | 0 | 0 | 0 | 0 | 0 | 0 | 0 | 0 | 0 | 0 | 0 | 0 | 0 | 0
PG&E KERN | Copus | 70 | Solar |  |  | 0 | 0 | 0 | 0 | 0 | 0 | 0 | 0 | 0 | 0 | 0 | 0 | 0 | 0 | 0 | 0 | 0 | 0 | 0 | 0 | 0 | 0 | 0 | 0 | 0 | 0 | 0 | 0
PG&E FRESNO | Corcoran | 70 | Solar |  |  | 0 | 0 | 0 | 0 | 0 | 0 | 0 | 0 | 0 | 0 | 0 | 0 | 0 | 0 | 0 | 0 | 0 | 0 | 0 | 0 | 0 | 0 | 0 | 0 | 0 | 0 | 0 | 0
PG&E FRESNO | Corcoran | 115 | Solar |  |  | 0 | 0 | 0 | 0 | 0 | 0 | 0 | 0 | 0 | 0 | 0 | 0 | 0 | 0 | 0 | 0 | 0 | 0 | 0 | 0 | 0 | 0 | 0 | 0 | 0 | 0 | 0 | 0
PG&E NGBA | Corona | 115 | Solar |  |  | 0 | 0 | 0 | 0 | 0 | 0 | 0 | 0 | 0 | 0 | 0 | 0 | 0 | 0 | 0 | 0 | 0 | 0 | 0 | 0 | 0 | 0 | 0 | 0 | 0 | 0 | 0 | 0
PG&E NGBA | Cortina | 230 | Solar |  |  | 0 | 0 | 0 | 0 | 0 | 0 | 0 | 0 | 0 | 0 | 0 | 0 | 0 | 0 | 0 | 0 | 0 | 0 | 0 | 0 | 0 | 0 | 0 | 0 | 0 | 0 | 0 | 0
PG&E NGBA | Cortina | 115 | Solar |  |  | 0 | 0 | 0 | 0 | 0 | 0 | 0 | 0 | 0 | 0 | 0 | 0 | 0 | 0 | 0 | 0 | 0 | 0 | 0 | 0 | 0 | 0 | 0 | 0 | 0 | 0 | 0 | 0
PG&E GBA | Cottle | 230 | Solar |  |  | 0 | 0 | 0 | 0 | 0 | 0 | 0 | 0 | 0 | 0 | 0 | 0 | 0 | 0 | 0 | 0 | 0 | 0 | 0 | 0 | 0 | 0 | 0 | 0 | 0 | 0 | 0 | 0
PG&E NGBA | Cottonwood | 115 | Solar |  |  | 0 | 0 | 0 | 0 | 0 | 0 | 0 | 0 | 0 | 0 | 0 | 0 | 0 | 0 | 0 | 0 | 0 | 0 | 0 | 0 | 0 | 0 | 0 | 0 | 0 | 0 | 0 | 0
PG&E NGBA | Cottonwood | 230 | Solar |  |  | 0 | 0 | 0 | 0 | 0 | 0 | 0 | 0 | 0 | 0 | 0 | 0 | 0 | 0 | 0 | 0 | 0 | 0 | 0 | 0 | 0 | 0 | 0 | 0 | 0 | 0 | 0 | 0
PG&E NGBA | Cottonwood | 60 | Solar |  |  | 0 | 0 | 0 | 0 | 0 | 0 | 0 | 0 | 0 | 0 | 0 | 0 | 0 | 0 | 0 | 0 | 0 | 0 | 0 | 0 | 0 | 0 | 0 | 0 | 0 | 0 | 0 | 0
PG&E NGBA | Cove Road | 230 | Solar |  |  | 0 | 0 | 0 | 0 | 0 | 0 | 0 | 0 | 0 | 0 | 0 | 0 | 0 | 0 | 0 | 0 | 0 | 0 | 0 | 0 | 0 | 0 | 0 | 0 | 0 | 0 | 0 | 0
PG&E GBA | Coyote | 230 | Solar |  |  | 0 | 0 | 0 | 0 | 0 | 0 | 0 | 0 | 0 | 0 | 0 | 0 | 0 | 0 | 0 | 0 | 0 | 0 | 0 | 0 | 0 | 0 | 0 | 0 | 0 | 0 | 0 | 0
PG&E GBA | Crazy Horse Canyon | 115 | Solar |  |  | 0 | 0 | 0 | 0 | 0 | 0 | 0 | 0 | 0 | 0 | 0 | 0 | 0 | 0 | 0 | 0 | 0 | 0 | 0 | 0 | 0 | 0 | 0 | 0 | 0 | 0 | 0 | 0
SDGE | Creelman | 69 | Solar |  |  | 0 | 0 | 0 | 0 | 0 | 0 | 0 | 0 | 0 | 0 | 0 | 0 | 0 | 0 | 0 | 0 | 0 | 0 | 0 | 0 | 0 | 0 | 0 | 0 | 0 | 0 | 0 | 0
PG&E FRESNO | Crescent | 70 | Solar |  |  | 1 | 0 | 0 | 0 | 0 | 35 | 35 | 0 | 0 | 0 | 0 | 35 | 35 | 0 | 0 | 0 | 0 | 0 | 0 | 0 | 0 | 0 | 0 | 35 | 35 | 0 | 35 | 35
PG&E FRESNO | Cressey | 115 | Solar |  |  | 0 | 0 | 0 | 0 | 0 | 0 | 0 | 0 | 0 | 0 | 0 | 0 | 0 | 0 | 0 | 0 | 0 | 0 | 0 | 0 | 0 | 0 | 0 | 0 | 0 | 0 | 0 | 0
PG&E NGBA | Cresta | 230 | Solar |  |  | 0 | 0 | 0 | 0 | 0 | 0 | 0 | 0 | 0 | 0 | 0 | 0 | 0 | 0 | 0 | 0 | 0 | 0 | 0 | 0 | 0 | 0 | 0 | 0 | 0 | 0 | 0 | 0
SDGE | Crestwood | 69 | Solar |  |  | 0 | 0 | 0 | 0 | 0 | 0 | 0 | 0 | 0 | 0 | 0 | 0 | 0 | 0 | 0 | 0 | 0 | 0 | 0 | 0 | 0 | 0 | 0 | 0 | 0 | 0 | 0 | 0
PG&E GBA | Crow Creek | 60 | Solar |  |  | 1 | 6 | 14 | 20 | 0 | 0 | 0 | 0 | 0 | 0 | 0 | 0 | 0 | 0 | 0 | 0 | 0 | 0 | 0 | 0 | 0 | 0 | 6 | 14 | 20 | 6 | 14 | 20
PG&E GBA | Crows Landing | 60 | Solar |  |  | 0 | 0 | 0 | 0 | 0 | 0 | 0 | 0 | 0 | 0 | 0 | 0 | 0 | 0 | 0 | 0 | 0 | 0 | 0 | 0 | 0 | 0 | 0 | 0 | 0 | 0 | 0 | 0
PG&E GBA | Curtis | 115 | Solar |  |  | 0 | 0 | 0 | 0 | 0 | 0 | 0 | 0 | 0 | 0 | 0 | 0 | 0 | 0 | 0 | 0 | 0 | 0 | 0 | 0 | 0 | 0 | 0 | 0 | 0 | 0 | 0 | 0
PG&E FRESNO | Dairyland | 115 | Solar |  |  | 1 | 0 | 0 | 0 | 0 | 0 | 0 | 0 | 0 | 0 | 0 | 0 | 0 | 120 | 0 | 120 | 0 | 0 | 0 | 120 | 0 | 120 | 120 | 0 | 120 | 120 | 0 | 120
PG&E NGBA | Davis | 115 | Solar |  |  | 0 | 0 | 0 | 0 | 0 | 0 | 0 | 0 | 0 | 0 | 0 | 0 | 0 | 0 | 0 | 0 | 0 | 0 | 0 | 0 | 0 | 0 | 0 | 0 | 0 | 0 | 0 | 0
SCE Metro | Del Amo | 500 | Solar |  |  | 0 | 0 | 0 | 0 | 0 | 0 | 0 | 0 | 0 | 0 | 0 | 0 | 0 | 0 | 0 | 0 | 0 | 0 | 0 | 0 | 0 | 0 | 0 | 0 | 0 | 0 | 0 | 0
SCE Metro | Del Amo | 230 | Solar |  |  | 1 | 0 | 0 | 0 | 0 | 0 | 0 | 0 | 0 | 0 | 0 | 0 | 0 | 0 | 0 | 0 | 400 | 0 | 400 | 400 | 0 | 400 | 0 | 0 | 0 | 400 | 0 | 400
SCE Eastern | Delaney | 500 | Solar |  |  | 1 | 0 | 0 | 0 | 0 | 0 | 0 | 0 | 0 | 0 | 0 | 0 | 0 | 170 | 250 | 420 | 0 | 0 | 0 | 170 | 250 | 420 | 170 | 250 | 420 | 170 | 250 | 420
PG&E NGBA | Delevan | 230 | Solar |  |  | 0 | 0 | 0 | 0 | 0 | 0 | 0 | 0 | 0 | 0 | 0 | 0 | 0 | 0 | 0 | 0 | 0 | 0 | 0 | 0 | 0 | 0 | 0 | 0 | 0 | 0 | 0 | 0
PG&E GBA | Delta PP | 230 | Solar |  |  | 0 | 0 | 0 | 0 | 0 | 0 | 0 | 0 | 0 | 0 | 0 | 0 | 0 | 0 | 0 | 0 | 0 | 0 | 0 | 0 | 0 | 0 | 0 | 0 | 0 | 0 | 0 | 0
EOP | Desert View | 230 | Solar |  |  | 1 | 0 | 0 | 0 | 0 | 0 | 0 | 0 | 0 | 0 | 0 | 0 | 0 | 450 | 0 | 450 | 0 | 0 | 0 | 450 | 0 | 450 | 450 | 0 | 450 | 450 | 0 | 450
SCE Eastern | Devers | 230 | Solar |  |  | 1 | 0 | 0 | 0 | 0 | 0 | 0 | 0 | 0 | 0 | 0 | 0 | 0 | 0 | 180 | 180 | 0 | 0 | 0 | 0 | 180 | 180 | 0 | 180 | 180 | 0 | 180 | 180
SCE Eastern | Devers | 500 | Solar |  |  | 1 | 0 | 0 | 0 | 0 | 0 | 0 | 0 | 0 | 0 | 0 | 0 | 0 | 0 | 0 | 0 | 600 | 730 | 1330 | 600 | 730 | 1330 | 0 | 0 | 0 | 600 | 730 | 1330
PG&E KERN | Diablo Canyon | 230 | Solar |  |  | 0 | 0 | 0 | 0 | 0 | 0 | 0 | 0 | 0 | 0 | 0 | 0 | 0 | 0 | 0 | 0 | 0 | 0 | 0 | 0 | 0 | 0 | 0 | 0 | 0 | 0 | 0 | 0
PG&E KERN | Diablo Canyon | 500 | Solar |  |  | 0 | 0 | 0 | 0 | 0 | 0 | 0 | 0 | 0 | 0 | 0 | 0 | 0 | 0 | 0 | 0 | 0 | 0 | 0 | 0 | 0 | 0 | 0 | 0 | 0 | 0 | 0 | 0
PG&E KERN | Divide | 115 | Solar |  |  | 1 | 0 | 0 | 0 | 0 | 0 | 0 | 0 | 0 | 0 | 0 | 0 | 0 | 0 | 100 | 100 | 0 | 0 | 0 | 0 | 100 | 100 | 0 | 100 | 100 | 0 | 100 | 100
PG&E GBA | Dixon Landing | 115 | Solar |  |  | 0 | 0 | 0 | 0 | 0 | 0 | 0 | 0 | 0 | 0 | 0 | 0 | 0 | 0 | 0 | 0 | 0 | 0 | 0 | 0 | 0 | 0 | 0 | 0 | 0 | 0 | 0 | 0
PG&E FRESNO | Dos Amigos | 230 | Solar |  |  | 1 | 0 | 0 | 0 | 0 | 0 | 0 | 0 | 0 | 0 | 0 | 0 | 0 | 493.2 | 0 | 493.2 | 0 | 0 | 0 | 493.2 | 0 | 493.2 | 493.2 | 0 | 493.2 | 493.2 | 0 | 493.2
PG&E NGBA | Drum | 115 | Solar |  |  | 0 | 0 | 0 | 0 | 0 | 0 | 0 | 0 | 0 | 0 | 0 | 0 | 0 | 0 | 0 | 0 | 0 | 0 | 0 | 0 | 0 | 0 | 0 | 0 | 0 | 0 | 0 | 0
PG&E GBA | Dumbarton | 115 | Solar |  |  | 0 | 0 | 0 | 0 | 0 | 0 | 0 | 0 | 0 | 0 | 0 | 0 | 0 | 0 | 0 | 0 | 0 | 0 | 0 | 0 | 0 | 0 | 0 | 0 | 0 | 0 | 0 | 0
SCE NOL | Dunn Siding | 115 | Solar |  |  | 0 | 0 | 0 | 0 | 0 | 0 | 0 | 0 | 0 | 0 | 0 | 0 | 0 | 0 | 0 | 0 | 0 | 0 | 0 | 0 | 0 | 0 | 0 | 0 | 0 | 0 | 0 | 0
SCE Eastern | Eagle Mountain | 230 | Solar |  |  | 0 | 0 | 0 | 0 | 0 | 0 | 0 | 0 | 0 | 0 | 0 | 0 | 0 | 0 | 0 | 0 | 0 | 0 | 0 | 0 | 0 | 0 | 0 | 0 | 0 | 0 | 0 | 0
PG&E NGBA | Eagle Rock (PGE) | 60 | Solar |  |  | 0 | 0 | 0 | 0 | 0 | 0 | 0 | 0 | 0 | 0 | 0 | 0 | 0 | 0 | 0 | 0 | 0 | 0 | 0 | 0 | 0 | 0 | 0 | 0 | 0 | 0 | 0 | 0
PG&E NGBA | Eagle Rock (PGE) | 115 | Solar |  |  | 0 | 0 | 0 | 0 | 0 | 0 | 0 | 0 | 0 | 0 | 0 | 0 | 0 | 0 | 0 | 0 | 0 | 0 | 0 | 0 | 0 | 0 | 0 | 0 | 0 | 0 | 0 | 0
SCE Metro | Eagle Rock (SCE) | 230 | Solar |  |  | 0 | 0 | 0 | 0 | 0 | 0 | 0 | 0 | 0 | 0 | 0 | 0 | 0 | 0 | 0 | 0 | 0 | 0 | 0 | 0 | 0 | 0 | 0 | 0 | 0 | 0 | 0 | 0
PG&E NGBA | East Marysville | 115 | Solar |  |  | 0 | 0 | 0 | 0 | 0 | 0 | 0 | 0 | 0 | 0 | 0 | 0 | 0 | 0 | 0 | 0 | 0 | 0 | 0 | 0 | 0 | 0 | 0 | 0 | 0 | 0 | 0 | 0
PG&E NGBA | East Nicolaus | 115 | Solar |  |  | 1 | 0 | 0 | 0 | 0 | 0 | 0 | 0 | 0 | 0 | 0 | 0 | 0 | 0 | 140 | 140 | 0 | 0 | 0 | 0 | 140 | 140 | 0 | 140 | 140 | 0 | 140 | 140
PG&E NGBA | East Nicolaus | 60 | Solar |  |  | 0 | 0 | 0 | 0 | 0 | 0 | 0 | 0 | 0 | 0 | 0 | 0 | 0 | 0 | 0 | 0 | 0 | 0 | 0 | 0 | 0 | 0 | 0 | 0 | 0 | 0 | 0 | 0
PG&E GBA | Eastshore | 115 | Solar |  |  | 1 | 0 | 0 | 0 | 0 | 0 | 0 | 0 | 0 | 0 | 0 | 0 | 0 | 0 | 0 | 0 | 130 | 0 | 130 | 130 | 0 | 130 | 0 | 0 | 0 | 130 | 0 | 130
PG&E GBA | Eastshore | 230 | Solar |  |  | 0 | 0 | 0 | 0 | 0 | 0 | 0 | 0 | 0 | 0 | 0 | 0 | 0 | 0 | 0 | 0 | 0 | 0 | 0 | 0 | 0 | 0 | 0 | 0 | 0 | 0 | 0 | 0
SDGE | ECO | 138 | Solar |  |  | 0 | 0 | 0 | 0 | 0 | 0 | 0 | 0 | 0 | 0 | 0 | 0 | 0 | 0 | 0 | 0 | 0 | 0 | 0 | 0 | 0 | 0 | 0 | 0 | 0 | 0 | 0 | 0
SDGE | ECO | 230 | Solar |  |  | 0 | 0 | 0 | 0 | 0 | 0 | 0 | 0 | 0 | 0 | 0 | 0 | 0 | 0 | 0 | 0 | 0 | 0 | 0 | 0 | 0 | 0 | 0 | 0 | 0 | 0 | 0 | 0
SDGE | ECO | 500 | Solar |  |  | 0 | 0 | 0 | 0 | 0 | 0 | 0 | 0 | 0 | 0 | 0 | 0 | 0 | 0 | 0 | 0 | 0 | 0 | 0 | 0 | 0 | 0 | 0 | 0 | 0 | 0 | 0 | 0
PG&E GBA | Edenvale | 115 | Solar |  |  | 0 | 0 | 0 | 0 | 0 | 0 | 0 | 0 | 0 | 0 | 0 | 0 | 0 | 0 | 0 | 0 | 0 | 0 | 0 | 0 | 0 | 0 | 0 | 0 | 0 | 0 | 0 | 0
PG&E GBA | Edes | 115 | Solar |  |  | 0 | 0 | 0 | 0 | 0 | 0 | 0 | 0 | 0 | 0 | 0 | 0 | 0 | 0 | 0 | 0 | 0 | 0 | 0 | 0 | 0 | 0 | 0 | 0 | 0 | 0 | 0 | 0
PG&E GBA | Eight Mile | 230 | Solar |  |  | 0 | 0 | 0 | 0 | 0 | 0 | 0 | 0 | 0 | 0 | 0 | 0 | 0 | 0 | 0 | 0 | 0 | 0 | 0 | 0 | 0 | 0 | 0 | 0 | 0 | 0 | 0 | 0
SDGE | El Cajon | 69 | Solar |  |  | 0 | 0 | 0 | 0 | 0 | 0 | 0 | 0 | 0 | 0 | 0 | 0 | 0 | 0 | 0 | 0 | 0 | 0 | 0 | 0 | 0 | 0 | 0 | 0 | 0 | 0 | 0 | 0
SCE Eastern | El Casco | 230 | Solar |  |  | 0 | 0 | 0 | 0 | 0 | 0 | 0 | 0 | 0 | 0 | 0 | 0 | 0 | 0 | 0 | 0 | 0 | 0 | 0 | 0 | 0 | 0 | 0 | 0 | 0 | 0 | 0 | 0
PG&E GBA | El Cerrito G | 115 | Solar |  |  | 0 | 0 | 0 | 0 | 0 | 0 | 0 | 0 | 0 | 0 | 0 | 0 | 0 | 0 | 0 | 0 | 0 | 0 | 0 | 0 | 0 | 0 | 0 | 0 | 0 | 0 | 0 | 0
PG&E NGBA | El Dorado PH | 115 | Solar |  |  | 0 | 0 | 0 | 0 | 0 | 0 | 0 | 0 | 0 | 0 | 0 | 0 | 0 | 0 | 0 | 0 | 0 | 0 | 0 | 0 | 0 | 0 | 0 | 0 | 0 | 0 | 0 | 0
PG&E FRESNO | El Nido (PGE) | 115 | Solar |  |  | 0 | 0 | 0 | 0 | 0 | 0 | 0 | 0 | 0 | 0 | 0 | 0 | 0 | 0 | 0 | 0 | 0 | 0 | 0 | 0 | 0 | 0 | 0 | 0 | 0 | 0 | 0 | 0
SCE Metro | El Nido (SCE) | 230 | Solar |  |  | 0 | 0 | 0 | 0 | 0 | 0 | 0 | 0 | 0 | 0 | 0 | 0 | 0 | 0 | 0 | 0 | 0 | 0 | 0 | 0 | 0 | 0 | 0 | 0 | 0 | 0 | 0 | 0
PG&E GBA | El Patio | 115 | Solar |  |  | 0 | 0 | 0 | 0 | 0 | 0 | 0 | 0 | 0 | 0 | 0 | 0 | 0 | 0 | 0 | 0 | 0 | 0 | 0 | 0 | 0 | 0 | 0 | 0 | 0 | 0 | 0 | 0
SCE Metro | El Segundo | 230 | Solar |  |  | 0 | 0 | 0 | 0 | 0 | 0 | 0 | 0 | 0 | 0 | 0 | 0 | 0 | 0 | 0 | 0 | 0 | 0 | 0 | 0 | 0 | 0 | 0 | 0 | 0 | 0 | 0 | 0
EOP | Eldorado | 230 | Solar |  |  | 0 | 0 | 0 | 0 | 0 | 0 | 0 | 0 | 0 | 0 | 0 | 0 | 0 | 0 | 0 | 0 | 0 | 0 | 0 | 0 | 0 | 0 | 0 | 0 | 0 | 0 | 0 | 0
EOP | Eldorado | 500 | Solar |  |  | 1 | 0 | 0 | 0 | 0 | 0 | 0 | 0 | 0 | 0 | 0 | 0 | 0 | 600 | 0 | 600 | 0 | 0 | 0 | 600 | 0 | 600 | 600 | 0 | 600 | 600 | 0 | 600
SCE Northern | Elizabeth Lake | 66 | Solar |  |  | 0 | 0 | 0 | 0 | 0 | 0 | 0 | 0 | 0 | 0 | 0 | 0 | 0 | 0 | 0 | 0 | 0 | 0 | 0 | 0 | 0 | 0 | 0 | 0 | 0 | 0 | 0 | 0
PG&E KERN | Elk Hills | 230 | Solar |  |  | 0 | 0 | 0 | 0 | 0 | 0 | 0 | 0 | 0 | 0 | 0 | 0 | 0 | 0 | 0 | 0 | 0 | 0 | 0 | 0 | 0 | 0 | 0 | 0 | 0 | 0 | 0 | 0
SDGE | Elliot | 69 | Solar |  |  | 0 | 0 | 0 | 0 | 0 | 0 | 0 | 0 | 0 | 0 | 0 | 0 | 0 | 0 | 0 | 0 | 0 | 0 | 0 | 0 | 0 | 0 | 0 | 0 | 0 | 0 | 0 | 0
SCE Metro | Ellis | 230 | Solar |  |  | 0 | 0 | 0 | 0 | 0 | 0 | 0 | 0 | 0 | 0 | 0 | 0 | 0 | 0 | 0 | 0 | 0 | 0 | 0 | 0 | 0 | 0 | 0 | 0 | 0 | 0 | 0 | 0
SDGE | Encina | 138 | Solar |  |  | 0 | 0 | 0 | 0 | 0 | 0 | 0 | 0 | 0 | 0 | 0 | 0 | 0 | 0 | 0 | 0 | 0 | 0 | 0 | 0 | 0 | 0 | 0 | 0 | 0 | 0 | 0 | 0
SDGE | Encina | 230 | Solar |  |  | 1 | 0 | 0 | 0 | 0 | 0 | 0 | 0 | 0 | 0 | 0 | 0 | 0 | 20 | 0 | 20 | 0 | 0 | 0 | 20 | 0 | 20 | 20 | 0 | 20 | 20 | 0 | 20
SDGE | Escondido | 230 | Solar |  |  | 0 | 0 | 0 | 0 | 0 | 0 | 0 | 0 | 0 | 0 | 0 | 0 | 0 | 0 | 0 | 0 | 0 | 0 | 0 | 0 | 0 | 0 | 0 | 0 | 0 | 0 | 0 | 0
SDGE | Escondido | 69 | Solar |  |  | 0 | 0 | 0 | 0 | 0 | 0 | 0 | 0 | 0 | 0 | 0 | 0 | 0 | 0 | 0 | 0 | 0 | 0 | 0 | 0 | 0 | 0 | 0 | 0 | 0 | 0 | 0 | 0
PG&E KERN | Estrella | 230 | Solar |  |  | 0 | 0 | 0 | 0 | 0 | 0 | 0 | 0 | 0 | 0 | 0 | 0 | 0 | 0 | 0 | 0 | 0 | 0 | 0 | 0 | 0 | 0 | 0 | 0 | 0 | 0 | 0 | 0
SCE Eastern | Etiwanda | 230 | Solar |  |  | 0 | 0 | 0 | 0 | 0 | 0 | 0 | 0 | 0 | 0 | 0 | 0 | 0 | 0 | 0 | 0 | 0 | 0 | 0 | 0 | 0 | 0 | 0 | 0 | 0 | 0 | 0 | 0
PG&E GBA | Evergreen | 115 | Solar |  |  | 0 | 0 | 0 | 0 | 0 | 0 | 0 | 0 | 0 | 0 | 0 | 0 | 0 | 0 | 0 | 0 | 0 | 0 | 0 | 0 | 0 | 0 | 0 | 0 | 0 | 0 | 0 | 0
PG&E GBA | Evergreen | 60 | Solar |  |  | 0 | 0 | 0 | 0 | 0 | 0 | 0 | 0 | 0 | 0 | 0 | 0 | 0 | 0 | 0 | 0 | 0 | 0 | 0 | 0 | 0 | 0 | 0 | 0 | 0 | 0 | 0 | 0
PG&E FRESNO | Excelsior | 115 | Solar |  |  | 0 | 0 | 0 | 0 | 0 | 0 | 0 | 0 | 0 | 0 | 0 | 0 | 0 | 0 | 0 | 0 | 0 | 0 | 0 | 0 | 0 | 0 | 0 | 0 | 0 | 0 | 0 | 0
PG&E FRESNO | Exchequer | 115 | Solar |  |  | 0 | 0 | 0 | 0 | 0 | 0 | 0 | 0 | 0 | 0 | 0 | 0 | 0 | 0 | 0 | 0 | 0 | 0 | 0 | 0 | 0 | 0 | 0 | 0 | 0 | 0 | 0 | 0
PG&E KERN | Fairway | 115 | Solar |  |  | 0 | 0 | 0 | 0 | 0 | 0 | 0 | 0 | 0 | 0 | 0 | 0 | 0 | 0 | 0 | 0 | 0 | 0 | 0 | 0 | 0 | 0 | 0 | 0 | 0 | 0 | 0 | 0
PG&E KERN | Famoso | 115 | Solar |  |  | 0 | 0 | 0 | 0 | 0 | 0 | 0 | 0 | 0 | 0 | 0 | 0 | 0 | 0 | 0 | 0 | 0 | 0 | 0 | 0 | 0 | 0 | 0 | 0 | 0 | 0 | 0 | 0
PG&E NGBA | Fern Road | 500 | Solar |  |  | 0 | 0 | 0 | 0 | 0 | 0 | 0 | 0 | 0 | 0 | 0 | 0 | 0 | 0 | 0 | 0 | 0 | 0 | 0 | 0 | 0 | 0 | 0 | 0 | 0 | 0 | 0 | 0
PG&E GBA | Fibreboard (SPI Sonora) | 115 | Solar |  |  | 0 | 0 | 0 | 0 | 0 | 0 | 0 | 0 | 0 | 0 | 0 | 0 | 0 | 0 | 0 | 0 | 0 | 0 | 0 | 0 | 0 | 0 | 0 | 0 | 0 | 0 | 0 | 0
PG&E FRESNO | Figarden | 230 | Solar |  |  | 0 | 0 | 0 | 0 | 0 | 0 | 0 | 0 | 0 | 0 | 0 | 0 | 0 | 0 | 0 | 0 | 0 | 0 | 0 | 0 | 0 | 0 | 0 | 0 | 0 | 0 | 0 | 0
PG&E FRESNO | Fink | 230 | Solar |  |  | 1 | 190 | 0 | 190 | 0 | 0 | 0 | 0 | 0 | 0 | 0 | 0 | 0 | 0 | 0 | 0 | 200 | 0 | 200 | 200 | 0 | 200 | 190 | 0 | 190 | 390 | 0 | 390
PG&E NGBA | Fitch Mountain | 60 | Solar |  |  | 0 | 0 | 0 | 0 | 0 | 0 | 0 | 0 | 0 | 0 | 0 | 0 | 0 | 0 | 0 | 0 | 0 | 0 | 0 | 0 | 0 | 0 | 0 | 0 | 0 | 0 | 0 | 0
PG&E GBA | FMC | 115 | Solar |  |  | 0 | 0 | 0 | 0 | 0 | 0 | 0 | 0 | 0 | 0 | 0 | 0 | 0 | 0 | 0 | 0 | 0 | 0 | 0 | 0 | 0 | 0 | 0 | 0 | 0 | 0 | 0 | 0
PG&E GBA | Fremont | 115 | Solar |  |  | 0 | 0 | 0 | 0 | 0 | 0 | 0 | 0 | 0 | 0 | 0 | 0 | 0 | 0 | 0 | 0 | 0 | 0 | 0 | 0 | 0 | 0 | 0 | 0 | 0 | 0 | 0 | 0
PG&E GBA | French Camp | 60 | Solar |  |  | 0 | 0 | 0 | 0 | 0 | 0 | 0 | 0 | 0 | 0 | 0 | 0 | 0 | 0 | 0 | 0 | 0 | 0 | 0 | 0 | 0 | 0 | 0 | 0 | 0 | 0 | 0 | 0
PG&E GBA | Frogtown | 115 | Solar |  |  | 0 | 0 | 0 | 0 | 0 | 0 | 0 | 0 | 0 | 0 | 0 | 0 | 0 | 0 | 0 | 0 | 0 | 0 | 0 | 0 | 0 | 0 | 0 | 0 | 0 | 0 | 0 | 0
PG&E NGBA | Fulton | 115 | Solar |  |  | 0 | 0 | 0 | 0 | 0 | 0 | 0 | 0 | 0 | 0 | 0 | 0 | 0 | 0 | 0 | 0 | 0 | 0 | 0 | 0 | 0 | 0 | 0 | 0 | 0 | 0 | 0 | 0
PG&E NGBA | Fulton | 230 | Solar |  |  | 0 | 0 | 0 | 0 | 0 | 0 | 0 | 0 | 0 | 0 | 0 | 0 | 0 | 0 | 0 | 0 | 0 | 0 | 0 | 0 | 0 | 0 | 0 | 0 | 0 | 0 | 0 | 0
PG&E NGBA | Fulton | 60 | Solar |  |  | 0 | 0 | 0 | 0 | 0 | 0 | 0 | 0 | 0 | 0 | 0 | 0 | 0 | 0 | 0 | 0 | 0 | 0 | 0 | 0 | 0 | 0 | 0 | 0 | 0 | 0 | 0 | 0
PG&E KERN | Ganso | 115 | Solar |  |  | 0 | 0 | 0 | 0 | 0 | 0 | 0 | 0 | 0 | 0 | 0 | 0 | 0 | 0 | 0 | 0 | 0 | 0 | 0 | 0 | 0 | 0 | 0 | 0 | 0 | 0 | 0 | 0
PG&E FRESNO | Gates | 230 | Solar |  |  | 1 | 0 | 0 | 0 | 166 | 477.5 | 643.5 | 0 | 0 | 0 | 166 | 477.5 | 643.5 | 0 | 0 | 0 | 0 | 0 | 0 | 0 | 0 | 0 | 166 | 477.5 | 643.5 | 166 | 477.5 | 643.5
PG&E FRESNO | Gates | 500 | Solar |  |  | 0 | 0 | 0 | 0 | 0 | 0 | 0 | 0 | 0 | 0 | 0 | 0 | 0 | 0 | 0 | 0 | 0 | 0 | 0 | 0 | 0 | 0 | 0 | 0 | 0 | 0 | 0 | 0
PG&E NGBA | Geysers 12 | 230 | Solar |  |  | 0 | 0 | 0 | 0 | 0 | 0 | 0 | 0 | 0 | 0 | 0 | 0 | 0 | 0 | 0 | 0 | 0 | 0 | 0 | 0 | 0 | 0 | 0 | 0 | 0 | 0 | 0 | 0
PG&E NGBA | Geysers 17 | 230 | Solar |  |  | 0 | 0 | 0 | 0 | 0 | 0 | 0 | 0 | 0 | 0 | 0 | 0 | 0 | 0 | 0 | 0 | 0 | 0 | 0 | 0 | 0 | 0 | 0 | 0 | 0 | 0 | 0 | 0
PG&E NGBA | Geysers 3 | 115 | Solar |  |  | 0 | 0 | 0 | 0 | 0 | 0 | 0 | 0 | 0 | 0 | 0 | 0 | 0 | 0 | 0 | 0 | 0 | 0 | 0 | 0 | 0 | 0 | 0 | 0 | 0 | 0 | 0 | 0
PG&E NGBA | Glenn | 230 | Solar |  |  | 0 | 0 | 0 | 0 | 0 | 0 | 0 | 0 | 0 | 0 | 0 | 0 | 0 | 0 | 0 | 0 | 0 | 0 | 0 | 0 | 0 | 0 | 0 | 0 | 0 | 0 | 0 | 0
PG&E NGBA | Glenn | 60 | Solar |  |  | 0 | 0 | 0 | 0 | 0 | 0 | 0 | 0 | 0 | 0 | 0 | 0 | 0 | 0 | 0 | 0 | 0 | 0 | 0 | 0 | 0 | 0 | 0 | 0 | 0 | 0 | 0 | 0
PG&E NGBA | Gold Hill | 115 | Solar |  |  | 1 | 0 | 0 | 0 | 0 | 0 | 0 | 0 | 0 | 0 | 0 | 0 | 0 | 0 | 150 | 150 | 0 | 0 | 0 | 0 | 150 | 150 | 0 | 150 | 150 | 0 | 150 | 150
PG&E NGBA | Gold Hill | 230 | Solar |  |  | 0 | 0 | 0 | 0 | 0 | 0 | 0 | 0 | 0 | 0 | 0 | 0 | 0 | 0 | 0 | 0 | 0 | 0 | 0 | 0 | 0 | 0 | 0 | 0 | 0 | 0 | 0 | 0
SCE Northern | Goleta | 230 | Solar |  |  | 0 | 0 | 0 | 0 | 0 | 0 | 0 | 0 | 0 | 0 | 0 | 0 | 0 | 0 | 0 | 0 | 0 | 0 | 0 | 0 | 0 | 0 | 0 | 0 | 0 | 0 | 0 | 0
SCE Metro | Goodrich | 230 | Solar |  |  | 0 | 0 | 0 | 0 | 0 | 0 | 0 | 0 | 0 | 0 | 0 | 0 | 0 | 0 | 0 | 0 | 0 | 0 | 0 | 0 | 0 | 0 | 0 | 0 | 0 | 0 | 0 | 0
PG&E KERN | Goose Lake | 115 | Solar |  |  | 0 | 0 | 0 | 0 | 0 | 0 | 0 | 0 | 0 | 0 | 0 | 0 | 0 | 0 | 0 | 0 | 0 | 0 | 0 | 0 | 0 | 0 | 0 | 0 | 0 | 0 | 0 | 0
SCE Metro | Gould | 230 | Solar |  |  | 0 | 0 | 0 | 0 | 0 | 0 | 0 | 0 | 0 | 0 | 0 | 0 | 0 | 0 | 0 | 0 | 0 | 0 | 0 | 0 | 0 | 0 | 0 | 0 | 0 | 0 | 0 | 0
PG&E NGBA | Grand Island | 115 | Solar |  |  | 0 | 0 | 0 | 0 | 0 | 0 | 0 | 0 | 0 | 0 | 0 | 0 | 0 | 0 | 0 | 0 | 0 | 0 | 0 | 0 | 0 | 0 | 0 | 0 | 0 | 0 | 0 | 0
SDGE | Granite | 69 | Solar |  |  | 0 | 0 | 0 | 0 | 0 | 0 | 0 | 0 | 0 | 0 | 0 | 0 | 0 | 0 | 0 | 0 | 0 | 0 | 0 | 0 | 0 | 0 | 0 | 0 | 0 | 0 | 0 | 0
PG&E GBA | Grant | 115 | Solar |  |  | 0 | 0 | 0 | 0 | 0 | 0 | 0 | 0 | 0 | 0 | 0 | 0 | 0 | 0 | 0 | 0 | 0 | 0 | 0 | 0 | 0 | 0 | 0 | 0 | 0 | 0 | 0 | 0
PG&E GBA | Green Valley | 115 | Solar |  |  | 0 | 0 | 0 | 0 | 0 | 0 | 0 | 0 | 0 | 0 | 0 | 0 | 0 | 0 | 0 | 0 | 0 | 0 | 0 | 0 | 0 | 0 | 0 | 0 | 0 | 0 | 0 | 0
PG&E NGBA | Greenleaf 1 | 115 | Solar |  |  | 0 | 0 | 0 | 0 | 0 | 0 | 0 | 0 | 0 | 0 | 0 | 0 | 0 | 0 | 0 | 0 | 0 | 0 | 0 | 0 | 0 | 0 | 0 | 0 | 0 | 0 | 0 | 0
PG&E FRESNO | Gregg | 230 | Solar |  |  | 1 | 0 | 0 | 0 | 0 | 0 | 0 | 0 | 0 | 0 | 0 | 0 | 0 | 0 | 0 | 0 | 100 | 0 | 100 | 100 | 0 | 100 | 0 | 0 | 0 | 100 | 0 | 100
PG&E FRESNO | Grimmway-Malaga | 115 | Solar |  |  | 1 | 0 | 0 | 0 | 0 | 0 | 0 | 0 | 0 | 0 | 0 | 0 | 0 | 0 | 0 | 0 | 75 | 0 | 75 | 75 | 0 | 75 | 0 | 0 | 0 | 75 | 0 | 75
PG&E NGBA | Grizzly | 230 | Solar |  |  | 0 | 0 | 0 | 0 | 0 | 0 | 0 | 0 | 0 | 0 | 0 | 0 | 0 | 0 | 0 | 0 | 0 | 0 | 0 | 0 | 0 | 0 | 0 | 0 | 0 | 0 | 0 | 0
PG&E FRESNO | Guernsey | 70 | Solar |  |  | 0 | 0 | 0 | 0 | 0 | 0 | 0 | 0 | 0 | 0 | 0 | 0 | 0 | 0 | 0 | 0 | 0 | 0 | 0 | 0 | 0 | 0 | 0 | 0 | 0 | 0 | 0 | 0
PG&E FRESNO | GWF Hanford | 115 | Solar |  |  | 0 | 0 | 0 | 0 | 0 | 0 | 0 | 0 | 0 | 0 | 0 | 0 | 0 | 0 | 0 | 0 | 0 | 0 | 0 | 0 | 0 | 0 | 0 | 0 | 0 | 0 | 0 | 0
PG&E FRESNO | Haas | 230 | Solar |  |  | 1 | 0 | 0 | 0 | 0 | 0 | 0 | 0 | 0 | 0 | 0 | 0 | 0 | 0 | 0 | 0 | 150 | 0 | 150 | 150 | 0 | 150 | 0 | 0 | 0 | 150 | 0 | 150
PG&E FRESNO | Hammonds | 115 | Solar |  |  | 1 | 0 | 0 | 0 | 0 | 0 | 0 | 0 | 0 | 0 | 0 | 0 | 0 | 100 | 0 | 100 | 0 | 0 | 0 | 100 | 0 | 100 | 100 | 0 | 100 | 100 | 0 | 100
SCE Metro | HarborGen | 230 | Solar |  |  | 0 | 0 | 0 | 0 | 0 | 0 | 0 | 0 | 0 | 0 | 0 | 0 | 0 | 0 | 0 | 0 | 0 | 0 | 0 | 0 | 0 | 0 | 0 | 0 | 0 | 0 | 0 | 0
PG&E NGBA | Harris | 60 | Solar |  |  | 0 | 0 | 0 | 0 | 0 | 0 | 0 | 0 | 0 | 0 | 0 | 0 | 0 | 0 | 0 | 0 | 0 | 0 | 0 | 0 | 0 | 0 | 0 | 0 | 0 | 0 | 0 | 0
EOP | Harry Allen | 500 | Solar |  |  | 0 | 0 | 0 | 0 | 0 | 0 | 0 | 0 | 0 | 0 | 0 | 0 | 0 | 0 | 0 | 0 | 0 | 0 | 0 | 0 | 0 | 0 | 0 | 0 | 0 | 0 | 0 | 0
PG&E NGBA | Hartley | 60 | Solar |  |  | 0 | 0 | 0 | 0 | 0 | 0 | 0 | 0 | 0 | 0 | 0 | 0 | 0 | 0 | 0 | 0 | 0 | 0 | 0 | 0 | 0 | 0 | 0 | 0 | 0 | 0 | 0 | 0
SCE NOL | Harvard | 115 | Solar |  |  | 0 | 0 | 0 | 0 | 0 | 0 | 0 | 0 | 0 | 0 | 0 | 0 | 0 | 0 | 0 | 0 | 0 | 0 | 0 | 0 | 0 | 0 | 0 | 0 | 0 | 0 | 0 | 0
SDGE | Hassayampa | 500 | Solar |  |  | 1 | 52.5 | 0 | 52.5 | 0 | 85 | 85 | 0 | 0 | 0 | 0 | 85 | 85 | 5032.5 | 0 | 5032.5 | 0 | 0 | 0 | 5032.5 | 0 | 5032.5 | 5085 | 85 | 5170 | 5085 | 85 | 5170
PG&E FRESNO | Helm | 230 | Solar |  |  | 1 | 0 | 0 | 0 | 0 | 0 | 0 | 0 | 0 | 0 | 0 | 0 | 0 | 0 | 0 | 0 | 150 | 0 | 150 | 150 | 0 | 150 | 0 | 0 | 0 | 150 | 0 | 150
PG&E FRESNO | Helm | 70 | Solar |  |  | 0 | 0 | 0 | 0 | 0 | 0 | 0 | 0 | 0 | 0 | 0 | 0 | 0 | 0 | 0 | 0 | 0 | 0 | 0 | 0 | 0 | 0 | 0 | 0 | 0 | 0 | 0 | 0
PG&E FRESNO | Henrietta | 115 | Solar |  |  | 1 | 0 | 0 | 0 | 80 | 0 | 80 | 0 | 0 | 0 | 80 | 0 | 80 | 0 | 0 | 0 | 80 | 0 | 80 | 80 | 0 | 80 | 80 | 0 | 80 | 160 | 0 | 160
PG&E FRESNO | Henrietta | 230 | Solar |  |  | 1 | 0 | 0 | 0 | 0 | 0 | 0 | 0 | 0 | 0 | 0 | 0 | 0 | 0 | 0 | 0 | 460 | 0 | 460 | 460 | 0 | 460 | 0 | 0 | 0 | 460 | 0 | 460
PG&E FRESNO | Henrietta | 70 | Solar |  |  | 0 | 0 | 0 | 0 | 0 | 0 | 0 | 0 | 0 | 0 | 0 | 0 | 0 | 0 | 0 | 0 | 0 | 0 | 0 | 0 | 0 | 0 | 0 | 0 | 0 | 0 | 0 | 0
PG&E FRESNO | Herndon | 115 | Solar |  |  | 0 | 0 | 0 | 0 | 0 | 0 | 0 | 0 | 0 | 0 | 0 | 0 | 0 | 0 | 0 | 0 | 0 | 0 | 0 | 0 | 0 | 0 | 0 | 0 | 0 | 0 | 0 | 0
PG&E FRESNO | Herndon | 230 | Solar |  |  | 0 | 0 | 0 | 0 | 0 | 0 | 0 | 0 | 0 | 0 | 0 | 0 | 0 | 0 | 0 | 0 | 0 | 0 | 0 | 0 | 0 | 0 | 0 | 0 | 0 | 0 | 0 | 0
PG&E GBA | Hicks | 230 | Solar |  |  | 0 | 0 | 0 | 0 | 0 | 0 | 0 | 0 | 0 | 0 | 0 | 0 | 0 | 0 | 0 | 0 | 0 | 0 | 0 | 0 | 0 | 0 | 0 | 0 | 0 | 0 | 0 | 0
PG&E NGBA | Higgins | 115 | Solar |  |  | 0 | 0 | 0 | 0 | 0 | 0 | 0 | 0 | 0 | 0 | 0 | 0 | 0 | 0 | 0 | 0 | 0 | 0 | 0 | 0 | 0 | 0 | 0 | 0 | 0 | 0 | 0 | 0
PG&E NGBA | Hilltop | 345 | Solar |  |  | 0 | 0 | 0 | 0 | 0 | 0 | 0 | 0 | 0 | 0 | 0 | 0 | 0 | 0 | 0 | 0 | 0 | 0 | 0 | 0 | 0 | 0 | 0 | 0 | 0 | 0 | 0 | 0
SCE Metro | Hinson | 230 | Solar |  |  | 0 | 0 | 0 | 0 | 0 | 0 | 0 | 0 | 0 | 0 | 0 | 0 | 0 | 0 | 0 | 0 | 0 | 0 | 0 | 0 | 0 | 0 | 0 | 0 | 0 | 0 | 0 | 0
PG&E GBA | Hollister | 115 | Solar |  |  | 0 | 0 | 0 | 0 | 0 | 0 | 0 | 0 | 0 | 0 | 0 | 0 | 0 | 0 | 0 | 0 | 0 | 0 | 0 | 0 | 0 | 0 | 0 | 0 | 0 | 0 | 0 | 0
PG&E NGBA | Homestake | 115 | Solar |  |  | 0 | 0 | 0 | 0 | 0 | 0 | 0 | 0 | 0 | 0 | 0 | 0 | 0 | 0 | 0 | 0 | 0 | 0 | 0 | 0 | 0 | 0 | 0 | 0 | 0 | 0 | 0 | 0
PG&E NGBA | Honcut | 115 | Solar |  |  | 0 | 0 | 0 | 0 | 0 | 0 | 0 | 0 | 0 | 0 | 0 | 0 | 0 | 0 | 0 | 0 | 0 | 0 | 0 | 0 | 0 | 0 | 0 | 0 | 0 | 0 | 0 | 0
SDGE | Hoodoo Wash | 500 | Solar |  |  | 1 | 6 | 0 | 6 | 237.5 | 179 | 416.5 | 0 | 0 | 0 | 237.5 | 179 | 416.5 | 0 | 5611.6 | 5611.6 | 0 | 0 | 0 | 0 | 5611.6 | 5611.6 | 243.5 | 5790.6 | 6034.1 | 243.5 | 5790.6 | 6034.1
PG&E NGBA | Hopland | 115 | Solar |  |  | 0 | 0 | 0 | 0 | 0 | 0 | 0 | 0 | 0 | 0 | 0 | 0 | 0 | 0 | 0 | 0 | 0 | 0 | 0 | 0 | 0 | 0 | 0 | 0 | 0 | 0 | 0 | 0
PG&E NGBA | Hopland | 60 | Solar |  |  | 0 | 0 | 0 | 0 | 0 | 0 | 0 | 0 | 0 | 0 | 0 | 0 | 0 | 0 | 0 | 0 | 0 | 0 | 0 | 0 | 0 | 0 | 0 | 0 | 0 | 0 | 0 | 0
PG&E NGBA | Humboldt | 115 | Solar |  |  | 0 | 0 | 0 | 0 | 0 | 0 | 0 | 0 | 0 | 0 | 0 | 0 | 0 | 0 | 0 | 0 | 0 | 0 | 0 | 0 | 0 | 0 | 0 | 0 | 0 | 0 | 0 | 0
PG&E NGBA | Humboldt | 60 | Solar |  |  | 0 | 0 | 0 | 0 | 0 | 0 | 0 | 0 | 0 | 0 | 0 | 0 | 0 | 0 | 0 | 0 | 0 | 0 | 0 | 0 | 0 | 0 | 0 | 0 | 0 | 0 | 0 | 0
PG&E NGBA | Humboldt | 500 | Solar |  |  | 0 | 0 | 0 | 0 | 0 | 0 | 0 | 0 | 0 | 0 | 0 | 0 | 0 | 0 | 0 | 0 | 0 | 0 | 0 | 0 | 0 | 0 | 0 | 0 | 0 | 0 | 0 | 0
SCE Metro | Huntington Beach | 230 | Solar |  |  | 0 | 0 | 0 | 0 | 0 | 0 | 0 | 0 | 0 | 0 | 0 | 0 | 0 | 0 | 0 | 0 | 0 | 0 | 0 | 0 | 0 | 0 | 0 | 0 | 0 | 0 | 0 | 0
PG&E NGBA | Ignacio | 115 | Solar |  |  | 0 | 0 | 0 | 0 | 0 | 0 | 0 | 0 | 0 | 0 | 0 | 0 | 0 | 0 | 0 | 0 | 0 | 0 | 0 | 0 | 0 | 0 | 0 | 0 | 0 | 0 | 0 | 0
PG&E NGBA | Ignacio | 230 | Solar |  |  | 0 | 0 | 0 | 0 | 0 | 0 | 0 | 0 | 0 | 0 | 0 | 0 | 0 | 0 | 0 | 0 | 0 | 0 | 0 | 0 | 0 | 0 | 0 | 0 | 0 | 0 | 0 | 0
PG&E NGBA | Ignacio | 60 | Solar |  |  | 0 | 0 | 0 | 0 | 0 | 0 | 0 | 0 | 0 | 0 | 0 | 0 | 0 | 0 | 0 | 0 | 0 | 0 | 0 | 0 | 0 | 0 | 0 | 0 | 0 | 0 | 0 | 0
SDGE | Imperial Beach | 69 | Solar |  |  | 0 | 0 | 0 | 0 | 0 | 0 | 0 | 0 | 0 | 0 | 0 | 0 | 0 | 0 | 0 | 0 | 0 | 0 | 0 | 0 | 0 | 0 | 0 | 0 | 0 | 0 | 0 | 0
SDGE | Imperial Valley | 230 | Solar |  |  | 1 | 0 | 0 | 0 | 0 | 107 | 107 | 0 | 0 | 0 | 0 | 107 | 107 | 0 | 0 | 0 | 0 | 0 | 0 | 0 | 0 | 0 | 0 | 107 | 107 | 0 | 107 | 107
SDGE | Imperial Valley | 500 | Solar |  |  | 0 | 0 | 0 | 0 | 0 | 0 | 0 | 0 | 0 | 0 | 0 | 0 | 0 | 0 | 0 | 0 | 0 | 0 | 0 | 0 | 0 | 0 | 0 | 0 | 0 | 0 | 0 | 0
EOP | Innovation | 138 | Solar |  |  | 0 | 0 | 0 | 0 | 0 | 0 | 0 | 0 | 0 | 0 | 0 | 0 | 0 | 0 | 0 | 0 | 0 | 0 | 0 | 0 | 0 | 0 | 0 | 0 | 0 | 0 | 0 | 0
EOP | Innovation | 230 | Solar |  |  | 1 | 0 | 0 | 0 | 0 | 0 | 0 | 0 | 0 | 0 | 0 | 0 | 0 | 400 | 0 | 400 | 0 | 0 | 0 | 400 | 0 | 400 | 400 | 0 | 400 | 400 | 0 | 400
SCE NOL | Inyokern | 115 | Solar |  |  | 1 | 0 | 0 | 0 | 0 | 31.8 | 31.8 | 0 | 0 | 0 | 0 | 31.8 | 31.8 | 0 | 0 | 0 | 0 | 0 | 0 | 0 | 0 | 0 | 0 | 31.8 | 31.8 | 0 | 31.8 | 31.8
EOP | IS Tap | 138 | Solar |  |  | 0 | 0 | 0 | 0 | 0 | 0 | 0 | 0 | 0 | 0 | 0 | 0 | 0 | 0 | 0 | 0 | 0 | 0 | 0 | 0 | 0 | 0 | 0 | 0 | 0 | 0 | 0 | 0
EOP | Ivanpah | 115 | Solar |  |  | 0 | 0 | 0 | 0 | 0 | 0 | 0 | 0 | 0 | 0 | 0 | 0 | 0 | 0 | 0 | 0 | 0 | 0 | 0 | 0 | 0 | 0 | 0 | 0 | 0 | 0 | 0 | 0
EOP | Ivanpah | 230 | Solar |  |  | 0 | 0 | 0 | 0 | 0 | 0 | 0 | 0 | 0 | 0 | 0 | 0 | 0 | 0 | 0 | 0 | 0 | 0 | 0 | 0 | 0 | 0 | 0 | 0 | 0 | 0 | 0 | 0
EOP | Jackass (DOE) | 138 | Solar |  |  | 0 | 0 | 0 | 0 | 0 | 0 | 0 | 0 | 0 | 0 | 0 | 0 | 0 | 0 | 0 | 0 | 0 | 0 | 0 | 0 | 0 | 0 | 0 | 0 | 0 | 0 | 0 | 0
PG&E NGBA | James B Black | 230 | Solar |  |  | 0 | 0 | 0 | 0 | 0 | 0 | 0 | 0 | 0 | 0 | 0 | 0 | 0 | 0 | 0 | 0 | 0 | 0 | 0 | 0 | 0 | 0 | 0 | 0 | 0 | 0 | 0 | 0
PG&E GBA | Jefferson | 230 | Solar |  |  | 0 | 0 | 0 | 0 | 0 | 0 | 0 | 0 | 0 | 0 | 0 | 0 | 0 | 0 | 0 | 0 | 0 | 0 | 0 | 0 | 0 | 0 | 0 | 0 | 0 | 0 | 0 | 0
PG&E NGBA | Jessup | 115 | Solar |  |  | 0 | 0 | 0 | 0 | 0 | 0 | 0 | 0 | 0 | 0 | 0 | 0 | 0 | 0 | 0 | 0 | 0 | 0 | 0 | 0 | 0 | 0 | 0 | 0 | 0 | 0 | 0 | 0
SCE Metro | Johanna | 230 | Solar |  |  | 0 | 0 | 0 | 0 | 0 | 0 | 0 | 0 | 0 | 0 | 0 | 0 | 0 | 0 | 0 | 0 | 0 | 0 | 0 | 0 | 0 | 0 | 0 | 0 | 0 | 0 | 0 | 0
SCE Eastern | Julian Hinds | 230 | Solar |  |  | 0 | 0 | 0 | 0 | 0 | 0 | 0 | 0 | 0 | 0 | 0 | 0 | 0 | 0 | 0 | 0 | 0 | 0 | 0 | 0 | 0 | 0 | 0 | 0 | 0 | 0 | 0 | 0
PG&E GBA | Kasson | 115 | Solar |  |  | 0 | 0 | 0 | 0 | 0 | 0 | 0 | 0 | 0 | 0 | 0 | 0 | 0 | 0 | 0 | 0 | 0 | 0 | 0 | 0 | 0 | 0 | 0 | 0 | 0 | 0 | 0 | 0
PG&E GBA | Kasson | 60 | Solar |  |  | 0 | 0 | 0 | 0 | 0 | 0 | 0 | 0 | 0 | 0 | 0 | 0 | 0 | 0 | 0 | 0 | 0 | 0 | 0 | 0 | 0 | 0 | 0 | 0 | 0 | 0 | 0 | 0
PG&E FRESNO | Kearney | 230 | Solar |  |  | 0 | 0 | 0 | 0 | 0 | 0 | 0 | 0 | 0 | 0 | 0 | 0 | 0 | 0 | 0 | 0 | 0 | 0 | 0 | 0 | 0 | 0 | 0 | 0 | 0 | 0 | 0 | 0
PG&E FRESNO | Kearney | 70 | Solar |  |  | 1 | 0 | 0 | 0 | 0 | 0 | 0 | 0 | 0 | 0 | 0 | 0 | 0 | 30 | 0 | 30 | 0 | 0 | 0 | 30 | 0 | 30 | 30 | 0 | 30 | 30 | 0 | 30
PG&E GBA | Kelso | 230 | Solar |  |  | 0 | 0 | 0 | 0 | 0 | 0 | 0 | 0 | 0 | 0 | 0 | 0 | 0 | 0 | 0 | 0 | 0 | 0 | 0 | 0 | 0 | 0 | 0 | 0 | 0 | 0 | 0 | 0
PG&E FRESNO | Kerchoff 1 | 115 | Solar |  |  | 0 | 0 | 0 | 0 | 0 | 0 | 0 | 0 | 0 | 0 | 0 | 0 | 0 | 0 | 0 | 0 | 0 | 0 | 0 | 0 | 0 | 0 | 0 | 0 | 0 | 0 | 0 | 0
PG&E KERN | Kern Oil | 115 | Solar |  |  | 1 | 0 | 0 | 0 | 0 | 0 | 0 | 0 | 0 | 0 | 0 | 0 | 0 | 0 | 115 | 115 | 0 | 0 | 0 | 0 | 115 | 115 | 0 | 115 | 115 | 0 | 115 | 115
PG&E KERN | Kern PP | 115 | Solar |  |  | 1 | 0 | 0 | 0 | 0 | 0 | 0 | 0 | 0 | 0 | 0 | 0 | 0 | 0 | 120 | 120 | 0 | 0 | 0 | 0 | 120 | 120 | 0 | 120 | 120 | 0 | 120 | 120
PG&E KERN | Kern PP | 230 | Solar |  |  | 1 | 0 | 0 | 0 | 0 | 0 | 0 | 0 | 0 | 0 | 0 | 0 | 0 | 0 | 90 | 90 | 0 | 0 | 0 | 0 | 90 | 90 | 0 | 90 | 90 | 0 | 90 | 90
PG&E KERN | Kern PP | 70 | Solar |  |  | 0 | 0 | 0 | 0 | 0 | 0 | 0 | 0 | 0 | 0 | 0 | 0 | 0 | 0 | 0 | 0 | 0 | 0 | 0 | 0 | 0 | 0 | 0 | 0 | 0 | 0 | 0 | 0
PG&E KERN | Kernridge | 115 | Solar |  |  | 0 | 0 | 0 | 0 | 0 | 0 | 0 | 0 | 0 | 0 | 0 | 0 | 0 | 0 | 0 | 0 | 0 | 0 | 0 | 0 | 0 | 0 | 0 | 0 | 0 | 0 | 0 | 0
PG&E FRESNO | Kingsburg | 115 | Solar |  |  | 0 | 0 | 0 | 0 | 0 | 0 | 0 | 0 | 0 | 0 | 0 | 0 | 0 | 0 | 0 | 0 | 0 | 0 | 0 | 0 | 0 | 0 | 0 | 0 | 0 | 0 | 0 | 0
PG&E GBA | Kirker | 115 | Solar |  |  | 0 | 0 | 0 | 0 | 0 | 0 | 0 | 0 | 0 | 0 | 0 | 0 | 0 | 0 | 0 | 0 | 0 | 0 | 0 | 0 | 0 | 0 | 0 | 0 | 0 | 0 | 0 | 0
PG&E NGBA | Knights Landing | 115 | Solar |  |  | 0 | 0 | 0 | 0 | 0 | 0 | 0 | 0 | 0 | 0 | 0 | 0 | 0 | 0 | 0 | 0 | 0 | 0 | 0 | 0 | 0 | 0 | 0 | 0 | 0 | 0 | 0 | 0
PG&E NGBA | Konocti | 60 | Solar |  |  | 0 | 0 | 0 | 0 | 0 | 0 | 0 | 0 | 0 | 0 | 0 | 0 | 0 | 0 | 0 | 0 | 0 | 0 | 0 | 0 | 0 | 0 | 0 | 0 | 0 | 0 | 0 | 0
SCE NOL | Kramer | 115 | Solar |  |  | 1 | 0 | 0 | 0 | 0 | 4 | 4 | 0 | 0 | 0 | 0 | 4 | 4 | 0 | 0 | 0 | 0 | 0 | 0 | 0 | 0 | 0 | 0 | 4 | 4 | 0 | 4 | 4
SCE NOL | Kramer | 230 | Solar |  |  | 1 | 0 | 0 | 0 | 70 | 200 | 270 | 0 | 0 | 0 | 70 | 200 | 270 | 0 | 0 | 0 | 0 | 0 | 0 | 0 | 0 | 0 | 70 | 200 | 270 | 70 | 200 | 270
SCE Metro | La Cienega | 230 | Solar |  |  | 0 | 0 | 0 | 0 | 0 | 0 | 0 | 0 | 0 | 0 | 0 | 0 | 0 | 0 | 0 | 0 | 0 | 0 | 0 | 0 | 0 | 0 | 0 | 0 | 0 | 0 | 0 | 0
SCE Metro | La Fresa | 230 | Solar |  |  | 0 | 0 | 0 | 0 | 0 | 0 | 0 | 0 | 0 | 0 | 0 | 0 | 0 | 0 | 0 | 0 | 0 | 0 | 0 | 0 | 0 | 0 | 0 | 0 | 0 | 0 | 0 | 0
SCE Metro | Laguna Bell | 230 | Solar |  |  | 0 | 0 | 0 | 0 | 0 | 0 | 0 | 0 | 0 | 0 | 0 | 0 | 0 | 0 | 0 | 0 | 0 | 0 | 0 | 0 | 0 | 0 | 0 | 0 | 0 | 0 | 0 | 0
PG&E KERN | Lakeview | 70 | Solar |  |  | 1 | 0 | 89 | 89 | 0 | 0 | 0 | 0 | 0 | 0 | 0 | 0 | 0 | 0 | 0 | 0 | 0 | 0 | 0 | 0 | 0 | 0 | 0 | 89 | 89 | 0 | 89 | 89
PG&E NGBA | Lakeville | 230 | Solar |  |  | 0 | 0 | 0 | 0 | 0 | 0 | 0 | 0 | 0 | 0 | 0 | 0 | 0 | 0 | 0 | 0 | 0 | 0 | 0 | 0 | 0 | 0 | 0 | 0 | 0 | 0 | 0 | 0
PG&E NGBA | Lakeville | 60 | Solar |  |  | 0 | 0 | 0 | 0 | 0 | 0 | 0 | 0 | 0 | 0 | 0 | 0 | 0 | 0 | 0 | 0 | 0 | 0 | 0 | 0 | 0 | 0 | 0 | 0 | 0 | 0 | 0 | 0
PG&E NGBA | Lakeville | 115 | Solar |  |  | 0 | 0 | 0 | 0 | 0 | 0 | 0 | 0 | 0 | 0 | 0 | 0 | 0 | 0 | 0 | 0 | 0 | 0 | 0 | 0 | 0 | 0 | 0 | 0 | 0 | 0 | 0 | 0
PG&E GBA | Lakewood | 115 | Solar |  |  | 0 | 0 | 0 | 0 | 0 | 0 | 0 | 0 | 0 | 0 | 0 | 0 | 0 | 0 | 0 | 0 | 0 | 0 | 0 | 0 | 0 | 0 | 0 | 0 | 0 | 0 | 0 | 0
PG&E NGBA | Lambie | 230 | Solar |  |  | 0 | 0 | 0 | 0 | 0 | 0 | 0 | 0 | 0 | 0 | 0 | 0 | 0 | 0 | 0 | 0 | 0 | 0 | 0 | 0 | 0 | 0 | 0 | 0 | 0 | 0 | 0 | 0
PG&E GBA | Lammers | 115 | Solar |  |  | 0 | 0 | 0 | 0 | 0 | 0 | 0 | 0 | 0 | 0 | 0 | 0 | 0 | 0 | 0 | 0 | 0 | 0 | 0 | 0 | 0 | 0 | 0 | 0 | 0 | 0 | 0 | 0
PG&E KERN | Lamont | 115 | Solar |  |  | 0 | 0 | 0 | 0 | 0 | 0 | 0 | 0 | 0 | 0 | 0 | 0 | 0 | 0 | 0 | 0 | 0 | 0 | 0 | 0 | 0 | 0 | 0 | 0 | 0 | 0 | 0 | 0
PG&E FRESNO | Las Aguilas | 230 | Solar |  |  | 1 | 0 | 0 | 0 | 0 | 0 | 0 | 0 | 0 | 0 | 0 | 0 | 0 | 120 | 0 | 120 | 20 | 0 | 20 | 140 | 0 | 140 | 120 | 0 | 120 | 140 | 0 | 140
EOP | Lathrop | 138 | Solar |  |  | 0 | 0 | 0 | 0 | 0 | 0 | 0 | 0 | 0 | 0 | 0 | 0 | 0 | 0 | 0 | 0 | 0 | 0 | 0 | 0 | 0 | 0 | 0 | 0 | 0 | 0 | 0 | 0
EOP | Lathrop | 230 | Solar |  |  | 1 | 0 | 0 | 0 | 0 | 0 | 0 | 0 | 0 | 0 | 0 | 0 | 0 | 300 | 0 | 300 | 0 | 0 | 0 | 300 | 0 | 300 | 300 | 0 | 300 | 300 | 0 | 300
PG&E FRESNO | Le Grand | 115 | Solar |  |  | 0 | 0 | 0 | 0 | 0 | 0 | 0 | 0 | 0 | 0 | 0 | 0 | 0 | 0 | 0 | 0 | 0 | 0 | 0 | 0 | 0 | 0 | 0 | 0 | 0 | 0 | 0 | 0
PG&E FRESNO | Lemoore | 70 | Solar |  |  | 0 | 0 | 0 | 0 | 0 | 0 | 0 | 0 | 0 | 0 | 0 | 0 | 0 | 0 | 0 | 0 | 0 | 0 | 0 | 0 | 0 | 0 | 0 | 0 | 0 | 0 | 0 | 0
PG&E KERN | Lerdo | 115 | Solar |  |  | 0 | 0 | 0 | 0 | 0 | 0 | 0 | 0 | 0 | 0 | 0 | 0 | 0 | 0 | 0 | 0 | 0 | 0 | 0 | 0 | 0 | 0 | 0 | 0 | 0 | 0 | 0 | 0
SCE Metro | Lewis | 230 | Solar |  |  | 0 | 0 | 0 | 0 | 0 | 0 | 0 | 0 | 0 | 0 | 0 | 0 | 0 | 0 | 0 | 0 | 0 | 0 | 0 | 0 | 0 | 0 | 0 | 0 | 0 | 0 | 0 | 0
SCE Metro | Lighthipe | 230 | Solar |  |  | 1 | 1.32 | 0 | 1.32 | 0 | 0 | 0 | 0 | 0 | 0 | 0 | 0 | 0 | 0 | 0 | 0 | 0 | 0 | 0 | 0 | 0 | 0 | 1.32 | 0 | 1.32 | 1.32 | 0 | 1.32
SDGE | Lilac | 69 | Solar |  |  | 0 | 0 | 0 | 0 | 0 | 0 | 0 | 0 | 0 | 0 | 0 | 0 | 0 | 0 | 0 | 0 | 0 | 0 | 0 | 0 | 0 | 0 | 0 | 0 | 0 | 0 | 0 | 0
PG&E NGBA | Lincoln | 115 | Solar |  |  | 0 | 0 | 0 | 0 | 0 | 0 | 0 | 0 | 0 | 0 | 0 | 0 | 0 | 0 | 0 | 0 | 0 | 0 | 0 | 0 | 0 | 0 | 0 | 0 | 0 | 0 | 0 | 0
PG&E KERN | Live Oak | 115 | Solar |  |  | 1 | 0 | 0 | 0 | 0 | 0 | 0 | 0 | 0 | 0 | 0 | 0 | 0 | 100 | 110 | 210 | 0 | 0 | 0 | 100 | 110 | 210 | 100 | 110 | 210 | 100 | 110 | 210
PG&E GBA | Llagas | 115 | Solar |  |  | 0 | 0 | 0 | 0 | 0 | 0 | 0 | 0 | 0 | 0 | 0 | 0 | 0 | 0 | 0 | 0 | 0 | 0 | 0 | 0 | 0 | 0 | 0 | 0 | 0 | 0 | 0 | 0
PG&E GBA | Lockeford | 115 | Solar |  |  | 0 | 0 | 0 | 0 | 0 | 0 | 0 | 0 | 0 | 0 | 0 | 0 | 0 | 0 | 0 | 0 | 0 | 0 | 0 | 0 | 0 | 0 | 0 | 0 | 0 | 0 | 0 | 0
PG&E GBA | Lockeford | 230 | Solar |  |  | 0 | 0 | 0 | 0 | 0 | 0 | 0 | 0 | 0 | 0 | 0 | 0 | 0 | 0 | 0 | 0 | 0 | 0 | 0 | 0 | 0 | 0 | 0 | 0 | 0 | 0 | 0 | 0
PG&E GBA | Lockeford | 60 | Solar |  |  | 0 | 0 | 0 | 0 | 0 | 0 | 0 | 0 | 0 | 0 | 0 | 0 | 0 | 0 | 0 | 0 | 0 | 0 | 0 | 0 | 0 | 0 | 0 | 0 | 0 | 0 | 0 | 0
PG&E GBA | Lodi | 230 | Solar |  |  | 0 | 0 | 0 | 0 | 0 | 0 | 0 | 0 | 0 | 0 | 0 | 0 | 0 | 0 | 0 | 0 | 0 | 0 | 0 | 0 | 0 | 0 | 0 | 0 | 0 | 0 | 0 | 0
PG&E NGBA | Logan Creek | 230 | Solar |  |  | 0 | 0 | 0 | 0 | 0 | 0 | 0 | 0 | 0 | 0 | 0 | 0 | 0 | 0 | 0 | 0 | 0 | 0 | 0 | 0 | 0 | 0 | 0 | 0 | 0 | 0 | 0 | 0
PG&E GBA | Lone Tree | 230 | Solar |  |  | 0 | 0 | 0 | 0 | 0 | 0 | 0 | 0 | 0 | 0 | 0 | 0 | 0 | 0 | 0 | 0 | 0 | 0 | 0 | 0 | 0 | 0 | 0 | 0 | 0 | 0 | 0 | 0
PG&E FRESNO | Los Banos | 230 | Solar |  |  | 0 | 0 | 0 | 0 | 0 | 0 | 0 | 0 | 0 | 0 | 0 | 0 | 0 | 0 | 0 | 0 | 0 | 0 | 0 | 0 | 0 | 0 | 0 | 0 | 0 | 0 | 0 | 0
PG&E FRESNO | Los Banos | 500 | Solar |  |  | 1 | 0 | 0 | 0 | 90.8 | 0 | 90.8 | 0 | 0 | 0 | 90.8 | 0 | 90.8 | 110 | 0 | 110 | 0 | 0 | 0 | 110 | 0 | 110 | 200.8 | 0 | 200.8 | 200.8 | 0 | 200.8
SDGE | Los Coches | 138 | Solar |  |  | 0 | 0 | 0 | 0 | 0 | 0 | 0 | 0 | 0 | 0 | 0 | 0 | 0 | 0 | 0 | 0 | 0 | 0 | 0 | 0 | 0 | 0 | 0 | 0 | 0 | 0 | 0 | 0
SDGE | Los Coches | 69 | Solar |  |  | 0 | 0 | 0 | 0 | 0 | 0 | 0 | 0 | 0 | 0 | 0 | 0 | 0 | 0 | 0 | 0 | 0 | 0 | 0 | 0 | 0 | 0 | 0 | 0 | 0 | 0 | 0 | 0
PG&E GBA | Los Esteros | 115 | Solar |  |  | 0 | 0 | 0 | 0 | 0 | 0 | 0 | 0 | 0 | 0 | 0 | 0 | 0 | 0 | 0 | 0 | 0 | 0 | 0 | 0 | 0 | 0 | 0 | 0 | 0 | 0 | 0 | 0
PG&E GBA | Los Esteros | 230 | Solar |  |  | 0 | 0 | 0 | 0 | 0 | 0 | 0 | 0 | 0 | 0 | 0 | 0 | 0 | 0 | 0 | 0 | 0 | 0 | 0 | 0 | 0 | 0 | 0 | 0 | 0 | 0 | 0 | 0
PG&E GBA | Los Positas | 230 | Solar |  |  | 0 | 0 | 0 | 0 | 0 | 0 | 0 | 0 | 0 | 0 | 0 | 0 | 0 | 0 | 0 | 0 | 0 | 0 | 0 | 0 | 0 | 0 | 0 | 0 | 0 | 0 | 0 | 0
PG&E GBA | Los Positas | 60 | Solar |  |  | 0 | 0 | 0 | 0 | 0 | 0 | 0 | 0 | 0 | 0 | 0 | 0 | 0 | 0 | 0 | 0 | 0 | 0 | 0 | 0 | 0 | 0 | 0 | 0 | 0 | 0 | 0 | 0
SDGE | Loveland | 69 | Solar |  |  | 0 | 0 | 0 | 0 | 0 | 0 | 0 | 0 | 0 | 0 | 0 | 0 | 0 | 0 | 0 | 0 | 0 | 0 | 0 | 0 | 0 | 0 | 0 | 0 | 0 | 0 | 0 | 0
SCE NOL | Lugo | 230 | Solar |  |  | 0 | 0 | 0 | 0 | 0 | 0 | 0 | 0 | 0 | 0 | 0 | 0 | 0 | 0 | 0 | 0 | 0 | 0 | 0 | 0 | 0 | 0 | 0 | 0 | 0 | 0 | 0 | 0
SCE Metro | Lugo | 500 | Solar |  |  | 0 | 0 | 0 | 0 | 0 | 0 | 0 | 0 | 0 | 0 | 0 | 0 | 0 | 0 | 0 | 0 | 0 | 0 | 0 | 0 | 0 | 0 | 0 | 0 | 0 | 0 | 0 | 0
PG&E FRESNO | Madera | 70 | Solar |  |  | 0 | 0 | 0 | 0 | 0 | 0 | 0 | 0 | 0 | 0 | 0 | 0 | 0 | 0 | 0 | 0 | 0 | 0 | 0 | 0 | 0 | 0 | 0 | 0 | 0 | 0 | 0 | 0
PG&E NGBA | Madison | 115 | Solar |  |  | 1 | 0 | 0 | 0 | 0 | 13 | 13 | 0 | 0 | 0 | 0 | 13 | 13 | 0 | 110 | 110 | 0 | 0 | 0 | 0 | 110 | 110 | 0 | 123 | 123 | 0 | 123 | 123
PG&E KERN | Magunden | 115 | Solar |  |  | 1 | 0 | 0 | 0 | 0 | 0 | 0 | 0 | 0 | 0 | 0 | 0 | 0 | 105 | 115 | 220 | 0 | 0 | 0 | 105 | 115 | 220 | 105 | 115 | 220 | 105 | 115 | 220
SCE Northern | Magunden | 230 | Solar |  |  | 0 | 0 | 0 | 0 | 0 | 0 | 0 | 0 | 0 | 0 | 0 | 0 | 0 | 0 | 0 | 0 | 0 | 0 | 0 | 0 | 0 | 0 | 0 | 0 | 0 | 0 | 0 | 0
PG&E FRESNO | Malaga | 115 | Solar |  |  | 0 | 0 | 0 | 0 | 0 | 0 | 0 | 0 | 0 | 0 | 0 | 0 | 0 | 0 | 0 | 0 | 0 | 0 | 0 | 0 | 0 | 0 | 0 | 0 | 0 | 0 | 0 | 0
PG&E NGBA | Malin | 500 | Solar |  |  | 0 | 0 | 0 | 0 | 0 | 0 | 0 | 0 | 0 | 0 | 0 | 0 | 0 | 0 | 0 | 0 | 0 | 0 | 0 | 0 | 0 | 0 | 0 | 0 | 0 | 0 | 0 | 0
SCE Northern | Mandalay | 230 | Solar |  |  | 0 | 0 | 0 | 0 | 0 | 0 | 0 | 0 | 0 | 0 | 0 | 0 | 0 | 0 | 0 | 0 | 0 | 0 | 0 | 0 | 0 | 0 | 0 | 0 | 0 | 0 | 0 | 0
PG&E FRESNO | Manning | 230 | Solar |  |  | 1 | 0 | 0 | 0 | 0 | 0 | 0 | 0 | 0 | 0 | 0 | 0 | 0 | 100 | 0 | 100 | 0 | 0 | 0 | 100 | 0 | 100 | 100 | 0 | 100 | 100 | 0 | 100
PG&E FRESNO | Manning | 500 | Solar |  |  | 0 | 0 | 0 | 0 | 0 | 0 | 0 | 0 | 0 | 0 | 0 | 0 | 0 | 0 | 0 | 0 | 0 | 0 | 0 | 0 | 0 | 0 | 0 | 0 | 0 | 0 | 0 | 0
PG&E GBA | Manteca | 115 | Solar |  |  | 0 | 0 | 0 | 0 | 0 | 0 | 0 | 0 | 0 | 0 | 0 | 0 | 0 | 0 | 0 | 0 | 0 | 0 | 0 | 0 | 0 | 0 | 0 | 0 | 0 | 0 | 0 | 0
SDGE | Margarita | 138 | Solar |  |  | 1 | 0 | 0 | 0 | 0 | 0 | 0 | 0 | 0 | 0 | 0 | 0 | 0 | 90 | 0 | 90 | 0 | 0 | 0 | 90 | 0 | 90 | 90 | 0 | 90 | 90 | 0 | 90
PG&E GBA | Martin | 230 | Solar |  |  | 0 | 0 | 0 | 0 | 0 | 0 | 0 | 0 | 0 | 0 | 0 | 0 | 0 | 0 | 0 | 0 | 0 | 0 | 0 | 0 | 0 | 0 | 0 | 0 | 0 | 0 | 0 | 0
PG&E GBA | Martin | 115 | Solar |  |  | 0 | 0 | 0 | 0 | 0 | 0 | 0 | 0 | 0 | 0 | 0 | 0 | 0 | 0 | 0 | 0 | 0 | 0 | 0 | 0 | 0 | 0 | 0 | 0 | 0 | 0 | 0 | 0
PG&E GBA | Martinez | 115 | Solar |  |  | 0 | 0 | 0 | 0 | 0 | 0 | 0 | 0 | 0 | 0 | 0 | 0 | 0 | 0 | 0 | 0 | 0 | 0 | 0 | 0 | 0 | 0 | 0 | 0 | 0 | 0 | 0 | 0
PG&E FRESNO | Mc Mullin | 230 | Solar |  |  | 1 | 0 | 0 | 0 | 0 | 0 | 0 | 0 | 0 | 0 | 0 | 0 | 0 | 0 | 0 | 0 | 100 | 0 | 100 | 100 | 0 | 100 | 0 | 0 | 0 | 100 | 0 | 100
PG&E FRESNO | McCall | 115 | Solar |  |  | 0 | 0 | 0 | 0 | 0 | 0 | 0 | 0 | 0 | 0 | 0 | 0 | 0 | 0 | 0 | 0 | 0 | 0 | 0 | 0 | 0 | 0 | 0 | 0 | 0 | 0 | 0 | 0
PG&E FRESNO | McCall | 230 | Solar |  |  | 1 | 0 | 0 | 0 | 0 | 0 | 0 | 0 | 0 | 0 | 0 | 0 | 0 | 100 | 0 | 100 | 213 | 0 | 213 | 313 | 0 | 313 | 100 | 0 | 100 | 313 | 0 | 313
PG&E GBA | Meadow Lane | 115 | Solar |  |  | 0 | 0 | 0 | 0 | 0 | 0 | 0 | 0 | 0 | 0 | 0 | 0 | 0 | 0 | 0 | 0 | 0 | 0 | 0 | 0 | 0 | 0 | 0 | 0 | 0 | 0 | 0 | 0
PG&E GBA | Melones | 115 | Solar |  |  | 0 | 0 | 0 | 0 | 0 | 0 | 0 | 0 | 0 | 0 | 0 | 0 | 0 | 0 | 0 | 0 | 0 | 0 | 0 | 0 | 0 | 0 | 0 | 0 | 0 | 0 | 0 | 0
PG&E GBA | Melones | 230 | Solar |  |  | 0 | 0 | 0 | 0 | 0 | 0 | 0 | 0 | 0 | 0 | 0 | 0 | 0 | 0 | 0 | 0 | 0 | 0 | 0 | 0 | 0 | 0 | 0 | 0 | 0 | 0 | 0 | 0
SDGE | Melrose | 69 | Solar |  |  | 0 | 0 | 0 | 0 | 0 | 0 | 0 | 0 | 0 | 0 | 0 | 0 | 0 | 0 | 0 | 0 | 0 | 0 | 0 | 0 | 0 | 0 | 0 | 0 | 0 | 0 | 0 | 0
PG&E NGBA | Mendocino | 115 | Solar |  |  | 0 | 0 | 0 | 0 | 0 | 0 | 0 | 0 | 0 | 0 | 0 | 0 | 0 | 0 | 0 | 0 | 0 | 0 | 0 | 0 | 0 | 0 | 0 | 0 | 0 | 0 | 0 | 0
PG&E NGBA | Mendocino | 60 | Solar |  |  | 0 | 0 | 0 | 0 | 0 | 0 | 0 | 0 | 0 | 0 | 0 | 0 | 0 | 0 | 0 | 0 | 0 | 0 | 0 | 0 | 0 | 0 | 0 | 0 | 0 | 0 | 0 | 0
PG&E FRESNO | Mendota | 115 | Solar |  |  | 0 | 0 | 0 | 0 | 0 | 0 | 0 | 0 | 0 | 0 | 0 | 0 | 0 | 0 | 0 | 0 | 0 | 0 | 0 | 0 | 0 | 0 | 0 | 0 | 0 | 0 | 0 | 0
PG&E GBA | Menlo | 60 | Solar |  |  | 0 | 0 | 0 | 0 | 0 | 0 | 0 | 0 | 0 | 0 | 0 | 0 | 0 | 0 | 0 | 0 | 0 | 0 | 0 | 0 | 0 | 0 | 0 | 0 | 0 | 0 | 0 | 0
PG&E FRESNO | Merced | 115 | Solar |  |  | 0 | 0 | 0 | 0 | 0 | 0 | 0 | 0 | 0 | 0 | 0 | 0 | 0 | 0 | 0 | 0 | 0 | 0 | 0 | 0 | 0 | 0 | 0 | 0 | 0 | 0 | 0 | 0
EOP | Mercury | 138 | Solar |  |  | 0 | 0 | 0 | 0 | 0 | 0 | 0 | 0 | 0 | 0 | 0 | 0 | 0 | 0 | 0 | 0 | 0 | 0 | 0 | 0 | 0 | 0 | 0 | 0 | 0 | 0 | 0 | 0
PG&E FRESNO | Mercy Springs | 70 | Solar |  |  | 1 | 0 | 0 | 0 | 0 | 75 | 75 | 0 | 0 | 0 | 0 | 75 | 75 | 0 | 0 | 0 | 0 | 0 | 0 | 0 | 0 | 0 | 0 | 75 | 75 | 0 | 75 | 75
PG&E NGBA | Meridian | 60 | Solar |  |  | 0 | 0 | 0 | 0 | 0 | 0 | 0 | 0 | 0 | 0 | 0 | 0 | 0 | 0 | 0 | 0 | 0 | 0 | 0 | 0 | 0 | 0 | 0 | 0 | 0 | 0 | 0 | 0
PG&E KERN | Mesa (PGE) | 115 | Solar |  |  | 0 | 0 | 0 | 0 | 0 | 0 | 0 | 0 | 0 | 0 | 0 | 0 | 0 | 0 | 0 | 0 | 0 | 0 | 0 | 0 | 0 | 0 | 0 | 0 | 0 | 0 | 0 | 0
PG&E KERN | Mesa (PGE) | 230 | Solar |  |  | 0 | 0 | 0 | 0 | 0 | 0 | 0 | 0 | 0 | 0 | 0 | 0 | 0 | 0 | 0 | 0 | 0 | 0 | 0 | 0 | 0 | 0 | 0 | 0 | 0 | 0 | 0 | 0
SCE Metro | Mesa (SCE) | 230 | Solar |  |  | 1 | 1.92 | 0 | 1.92 | 0 | 0 | 0 | 0 | 0 | 0 | 0 | 0 | 0 | 0 | 0 | 0 | 0 | 0 | 0 | 0 | 0 | 0 | 1.92 | 0 | 1.92 | 1.92 | 0 | 1.92
SCE Metro | Mesa (SCE) | 500 | Solar |  |  | 0 | 0 | 0 | 0 | 0 | 0 | 0 | 0 | 0 | 0 | 0 | 0 | 0 | 0 | 0 | 0 | 0 | 0 | 0 | 0 | 0 | 0 | 0 | 0 | 0 | 0 | 0 | 0
SDGE | Mesa Heights | 69 | Solar |  |  | 0 | 0 | 0 | 0 | 0 | 0 | 0 | 0 | 0 | 0 | 0 | 0 | 0 | 0 | 0 | 0 | 0 | 0 | 0 | 0 | 0 | 0 | 0 | 0 | 0 | 0 | 0 | 0
PG&E GBA | Metcalf | 115 | Solar |  |  | 0 | 0 | 0 | 0 | 0 | 0 | 0 | 0 | 0 | 0 | 0 | 0 | 0 | 0 | 0 | 0 | 0 | 0 | 0 | 0 | 0 | 0 | 0 | 0 | 0 | 0 | 0 | 0
PG&E GBA | Metcalf | 230 | Solar |  |  | 0 | 0 | 0 | 0 | 0 | 0 | 0 | 0 | 0 | 0 | 0 | 0 | 0 | 0 | 0 | 0 | 0 | 0 | 0 | 0 | 0 | 0 | 0 | 0 | 0 | 0 | 0 | 0
PG&E GBA | Metcalf | 500 | Solar |  |  | 0 | 0 | 0 | 0 | 0 | 0 | 0 | 0 | 0 | 0 | 0 | 0 | 0 | 0 | 0 | 0 | 0 | 0 | 0 | 0 | 0 | 0 | 0 | 0 | 0 | 0 | 0 | 0
PG&E KERN | Midway | 115 | Solar |  |  | 0 | 0 | 0 | 0 | 0 | 0 | 0 | 0 | 0 | 0 | 0 | 0 | 0 | 0 | 0 | 0 | 0 | 0 | 0 | 0 | 0 | 0 | 0 | 0 | 0 | 0 | 0 | 0
PG&E KERN | Midway | 230 | Solar |  |  | 0 | 0 | 0 | 0 | 0 | 0 | 0 | 0 | 0 | 0 | 0 | 0 | 0 | 0 | 0 | 0 | 0 | 0 | 0 | 0 | 0 | 0 | 0 | 0 | 0 | 0 | 0 | 0
PG&E KERN | Midway | 500 | Solar |  |  | 0 | 0 | 0 | 0 | 0 | 0 | 0 | 0 | 0 | 0 | 0 | 0 | 0 | 0 | 0 | 0 | 0 | 0 | 0 | 0 | 0 | 0 | 0 | 0 | 0 | 0 | 0 | 0
SDGE | Miguel | 230 | Solar |  |  | 0 | 0 | 0 | 0 | 0 | 0 | 0 | 0 | 0 | 0 | 0 | 0 | 0 | 0 | 0 | 0 | 0 | 0 | 0 | 0 | 0 | 0 | 0 | 0 | 0 | 0 | 0 | 0
SDGE | Miguel | 500 | Solar |  |  | 0 | 0 | 0 | 0 | 0 | 0 | 0 | 0 | 0 | 0 | 0 | 0 | 0 | 0 | 0 | 0 | 0 | 0 | 0 | 0 | 0 | 0 | 0 | 0 | 0 | 0 | 0 | 0
SDGE | Miguel | 69 | Solar |  |  | 0 | 0 | 0 | 0 | 0 | 0 | 0 | 0 | 0 | 0 | 0 | 0 | 0 | 0 | 0 | 0 | 0 | 0 | 0 | 0 | 0 | 0 | 0 | 0 | 0 | 0 | 0 | 0
PG&E GBA | Millbrae | 115 | Solar |  |  | 0 | 0 | 0 | 0 | 0 | 0 | 0 | 0 | 0 | 0 | 0 | 0 | 0 | 0 | 0 | 0 | 0 | 0 | 0 | 0 | 0 | 0 | 0 | 0 | 0 | 0 | 0 | 0
PG&E GBA | Miller | 115 | Solar |  |  | 0 | 0 | 0 | 0 | 0 | 0 | 0 | 0 | 0 | 0 | 0 | 0 | 0 | 0 | 0 | 0 | 0 | 0 | 0 | 0 | 0 | 0 | 0 | 0 | 0 | 0 | 0 | 0
SCE Metro | Mira Loma | 230 | Solar |  |  | 0 | 0 | 0 | 0 | 0 | 0 | 0 | 0 | 0 | 0 | 0 | 0 | 0 | 0 | 0 | 0 | 0 | 0 | 0 | 0 | 0 | 0 | 0 | 0 | 0 | 0 | 0 | 0
SCE Metro | Mira Loma | 500 | Solar |  |  | 0 | 0 | 0 | 0 | 0 | 0 | 0 | 0 | 0 | 0 | 0 | 0 | 0 | 0 | 0 | 0 | 0 | 0 | 0 | 0 | 0 | 0 | 0 | 0 | 0 | 0 | 0 | 0
SCE Eastern | Mirage | 115 | Solar |  |  | 0 | 0 | 0 | 0 | 0 | 0 | 0 | 0 | 0 | 0 | 0 | 0 | 0 | 0 | 0 | 0 | 0 | 0 | 0 | 0 | 0 | 0 | 0 | 0 | 0 | 0 | 0 | 0
SCE Eastern | Mirage | 230 | Solar |  |  | 1 | 0 | 132 | 132 | 0 | 0 | 0 | 0 | 0 | 0 | 0 | 0 | 0 | 0 | 0 | 0 | 0 | 0 | 0 | 0 | 0 | 0 | 0 | 132 | 132 | 0 | 132 | 132
SDGE | Mission | 138 | Solar |  |  | 0 | 0 | 0 | 0 | 0 | 0 | 0 | 0 | 0 | 0 | 0 | 0 | 0 | 0 | 0 | 0 | 0 | 0 | 0 | 0 | 0 | 0 | 0 | 0 | 0 | 0 | 0 | 0
SDGE | Mission | 230 | Solar |  |  | 0 | 0 | 0 | 0 | 0 | 0 | 0 | 0 | 0 | 0 | 0 | 0 | 0 | 0 | 0 | 0 | 0 | 0 | 0 | 0 | 0 | 0 | 0 | 0 | 0 | 0 | 0 | 0
SDGE | Mission | 69 | Solar |  |  | 0 | 0 | 0 | 0 | 0 | 0 | 0 | 0 | 0 | 0 | 0 | 0 | 0 | 0 | 0 | 0 | 0 | 0 | 0 | 0 | 0 | 0 | 0 | 0 | 0 | 0 | 0 | 0
PG&E GBA | Mi-Wuk | 115 | Solar |  |  | 0 | 0 | 0 | 0 | 0 | 0 | 0 | 0 | 0 | 0 | 0 | 0 | 0 | 0 | 0 | 0 | 0 | 0 | 0 | 0 | 0 | 0 | 0 | 0 | 0 | 0 | 0 | 0
EOP | Mohave | 500 | Solar |  |  | 1 | 0 | 0 | 0 | 0 | 0 | 0 | 0 | 0 | 0 | 0 | 0 | 0 | 665 | 587 | 1252 | 500 | 0 | 500 | 1165 | 587 | 1752 | 665 | 587 | 1252 | 1165 | 587 | 1752
PG&E NGBA | Monroe | 115 | Solar |  |  | 0 | 0 | 0 | 0 | 0 | 0 | 0 | 0 | 0 | 0 | 0 | 0 | 0 | 0 | 0 | 0 | 0 | 0 | 0 | 0 | 0 | 0 | 0 | 0 | 0 | 0 | 0 | 0
SDGE | Monserate | 69 | Solar |  |  | 0 | 0 | 0 | 0 | 0 | 0 | 0 | 0 | 0 | 0 | 0 | 0 | 0 | 0 | 0 | 0 | 0 | 0 | 0 | 0 | 0 | 0 | 0 | 0 | 0 | 0 | 0 | 0
PG&E GBA | Monta Vista | 115 | Solar |  |  | 0 | 0 | 0 | 0 | 0 | 0 | 0 | 0 | 0 | 0 | 0 | 0 | 0 | 0 | 0 | 0 | 0 | 0 | 0 | 0 | 0 | 0 | 0 | 0 | 0 | 0 | 0 | 0
PG&E GBA | Monta Vista | 230 | Solar |  |  | 0 | 0 | 0 | 0 | 0 | 0 | 0 | 0 | 0 | 0 | 0 | 0 | 0 | 0 | 0 | 0 | 0 | 0 | 0 | 0 | 0 | 0 | 0 | 0 | 0 | 0 | 0 | 0
PG&E GBA | Monta Vista | 60 | Solar |  |  | 0 | 0 | 0 | 0 | 0 | 0 | 0 | 0 | 0 | 0 | 0 | 0 | 0 | 0 | 0 | 0 | 0 | 0 | 0 | 0 | 0 | 0 | 0 | 0 | 0 | 0 | 0 | 0
PG&E NGBA | Monticello | 115 | Solar |  |  | 0 | 0 | 0 | 0 | 0 | 0 | 0 | 0 | 0 | 0 | 0 | 0 | 0 | 0 | 0 | 0 | 0 | 0 | 0 | 0 | 0 | 0 | 0 | 0 | 0 | 0 | 0 | 0
SCE Northern | Moorpark | 230 | Solar |  |  | 0 | 0 | 0 | 0 | 0 | 0 | 0 | 0 | 0 | 0 | 0 | 0 | 0 | 0 | 0 | 0 | 0 | 0 | 0 | 0 | 0 | 0 | 0 | 0 | 0 | 0 | 0 | 0
SCE Northern | Moorpark | 66 | Solar |  |  | 0 | 0 | 0 | 0 | 0 | 0 | 0 | 0 | 0 | 0 | 0 | 0 | 0 | 0 | 0 | 0 | 0 | 0 | 0 | 0 | 0 | 0 | 0 | 0 | 0 | 0 | 0 | 0
PG&E GBA | Moraga | 115 | Solar |  |  | 0 | 0 | 0 | 0 | 0 | 0 | 0 | 0 | 0 | 0 | 0 | 0 | 0 | 0 | 0 | 0 | 0 | 0 | 0 | 0 | 0 | 0 | 0 | 0 | 0 | 0 | 0 | 0
PG&E GBA | Moraga | 230 | Solar |  |  | 0 | 0 | 0 | 0 | 0 | 0 | 0 | 0 | 0 | 0 | 0 | 0 | 0 | 0 | 0 | 0 | 0 | 0 | 0 | 0 | 0 | 0 | 0 | 0 | 0 | 0 | 0 | 0
PG&E GBA | Morgan Hill | 115 | Solar |  |  | 0 | 0 | 0 | 0 | 0 | 0 | 0 | 0 | 0 | 0 | 0 | 0 | 0 | 0 | 0 | 0 | 0 | 0 | 0 | 0 | 0 | 0 | 0 | 0 | 0 | 0 | 0 | 0
PG&E KERN | Morro Bay | 115 | Solar |  |  | 1 | 0 | 0 | 0 | 0 | 0 | 0 | 0 | 0 | 0 | 0 | 0 | 0 | 0 | 90 | 90 | 0 | 0 | 0 | 0 | 90 | 90 | 0 | 90 | 90 | 0 | 90 | 90
PG&E KERN | Morro Bay | 230 | Solar |  |  | 0 | 0 | 0 | 0 | 0 | 0 | 0 | 0 | 0 | 0 | 0 | 0 | 0 | 0 | 0 | 0 | 0 | 0 | 0 | 0 | 0 | 0 | 0 | 0 | 0 | 0 | 0 | 0
PG&E KERN | Morro Bay | 500 | Solar |  |  | 1 | 0 | 0 | 0 | 0 | 0 | 0 | 0 | 0 | 0 | 0 | 0 | 0 | 60 | 0 | 60 | 0 | 0 | 0 | 60 | 0 | 60 | 60 | 0 | 60 | 60 | 0 | 60
PG&E GBA | Moss Landing | 115 | Solar |  |  | 0 | 0 | 0 | 0 | 0 | 0 | 0 | 0 | 0 | 0 | 0 | 0 | 0 | 0 | 0 | 0 | 0 | 0 | 0 | 0 | 0 | 0 | 0 | 0 | 0 | 0 | 0 | 0
PG&E GBA | Moss Landing | 230 | Solar |  |  | 0 | 0 | 0 | 0 | 0 | 0 | 0 | 0 | 0 | 0 | 0 | 0 | 0 | 0 | 0 | 0 | 0 | 0 | 0 | 0 | 0 | 0 | 0 | 0 | 0 | 0 | 0 | 0
PG&E GBA | Moss Landing | 500 | Solar |  |  | 0 | 0 | 0 | 0 | 0 | 0 | 0 | 0 | 0 | 0 | 0 | 0 | 0 | 0 | 0 | 0 | 0 | 0 | 0 | 0 | 0 | 0 | 0 | 0 | 0 | 0 | 0 | 0
EOP | Mountain Pass | 115 | Solar |  |  | 0 | 0 | 0 | 0 | 0 | 0 | 0 | 0 | 0 | 0 | 0 | 0 | 0 | 0 | 0 | 0 | 0 | 0 | 0 | 0 | 0 | 0 | 0 | 0 | 0 | 0 | 0 | 0
PG&E GBA | Mountain View | 115 | Solar |  |  | 0 | 0 | 0 | 0 | 0 | 0 | 0 | 0 | 0 | 0 | 0 | 0 | 0 | 0 | 0 | 0 | 0 | 0 | 0 | 0 | 0 | 0 | 0 | 0 | 0 | 0 | 0 | 0
PG&E GBA | Mt Eden | 115 | Solar |  |  | 0 | 0 | 0 | 0 | 0 | 0 | 0 | 0 | 0 | 0 | 0 | 0 | 0 | 0 | 0 | 0 | 0 | 0 | 0 | 0 | 0 | 0 | 0 | 0 | 0 | 0 | 0 | 0
PG&E KERN | Mt Poso | 115 | Solar |  |  | 0 | 0 | 0 | 0 | 0 | 0 | 0 | 0 | 0 | 0 | 0 | 0 | 0 | 0 | 0 | 0 | 0 | 0 | 0 | 0 | 0 | 0 | 0 | 0 | 0 | 0 | 0 | 0
SDGE | Murray | 69 | Solar |  |  | 0 | 0 | 0 | 0 | 0 | 0 | 0 | 0 | 0 | 0 | 0 | 0 | 0 | 0 | 0 | 0 | 0 | 0 | 0 | 0 | 0 | 0 | 0 | 0 | 0 | 0 | 0 | 0
PG&E FRESNO | Mustang | 230 | Solar |  |  | 0 | 0 | 0 | 0 | 0 | 0 | 0 | 0 | 0 | 0 | 0 | 0 | 0 | 0 | 0 | 0 | 0 | 0 | 0 | 0 | 0 | 0 | 0 | 0 | 0 | 0 | 0 | 0
SCE Northern | Neenach | 66 | Solar |  |  | 0 | 0 | 0 | 0 | 0 | 0 | 0 | 0 | 0 | 0 | 0 | 0 | 0 | 0 | 0 | 0 | 0 | 0 | 0 | 0 | 0 | 0 | 0 | 0 | 0 | 0 | 0 | 0
PG&E KERN | New Sub - Gates - Midway (Proposed) | 230 | Solar |  |  | 1 | 0 | 0 | 0 | 0 | 440 | 440 | 0 | 0 | 0 | 0 | 440 | 440 | 890 | 480 | 1370 | 0 | 0 | 0 | 890 | 480 | 1370 | 890 | 920 | 1810 | 890 | 920 | 1810
PG&E KERN | New Sub - Gates - Templeton (Proposed) | 230 | Solar |  |  | 1 | 0 | 0 | 0 | 0 | 0 | 0 | 0 | 0 | 0 | 0 | 0 | 0 | 0 | 240 | 240 | 0 | 0 | 0 | 0 | 240 | 240 | 0 | 240 | 240 | 0 | 240 | 240
SCE NOL | New Sub - Kramer - Lugo (Proposed) | 230 | Solar |  |  | 0 | 0 | 0 | 0 | 0 | 0 | 0 | 0 | 0 | 0 | 0 | 0 | 0 | 0 | 0 | 0 | 0 | 0 | 0 | 0 | 0 | 0 | 0 | 0 | 0 | 0 | 0 | 0
PG&E FRESNO | New Sub - Los Banos - Midway (Proposed) | 500 | Solar |  |  | 0 | 0 | 0 | 0 | 0 | 0 | 0 | 0 | 0 | 0 | 0 | 0 | 0 | 0 | 0 | 0 | 0 | 0 | 0 | 0 | 0 | 0 | 0 | 0 | 0 | 0 | 0 | 0
SCE NOL | New Sub - Lugo - Pisgah (Proposed) | 230 | Solar |  |  | 0 | 0 | 0 | 0 | 0 | 0 | 0 | 0 | 0 | 0 | 0 | 0 | 0 | 0 | 0 | 0 | 0 | 0 | 0 | 0 | 0 | 0 | 0 | 0 | 0 | 0 | 0 | 0
PG&E KERN | New Sub - Midway - Wheeler Ridge (Proposed) | 230 | Solar |  |  | 1 | 150 | 0 | 150 | 0 | 0 | 0 | 0 | 0 | 0 | 0 | 0 | 0 | 890 | 475 | 1365 | 0 | 0 | 0 | 890 | 475 | 1365 | 1040 | 475 | 1515 | 1040 | 475 | 1515
PG&E NGBA | New Sub - Near existing Leavitt (PSREC) | 345 | Solar |  |  | 0 | 0 | 0 | 0 | 0 | 0 | 0 | 0 | 0 | 0 | 0 | 0 | 0 | 0 | 0 | 0 | 0 | 0 | 0 | 0 | 0 | 0 | 0 | 0 | 0 | 0 | 0 | 0
PG&E NGBA | New Sub - Near existing Madeline (NVE) | 345 | Solar |  |  | 0 | 0 | 0 | 0 | 0 | 0 | 0 | 0 | 0 | 0 | 0 | 0 | 0 | 0 | 0 | 0 | 0 | 0 | 0 | 0 | 0 | 0 | 0 | 0 | 0 | 0 | 0 | 0
SDGE | New Sub - North Gila - IV (Proposed) | 500 | Solar |  |  | 0 | 0 | 0 | 0 | 0 | 0 | 0 | 0 | 0 | 0 | 0 | 0 | 0 | 0 | 0 | 0 | 0 | 0 | 0 | 0 | 0 | 0 | 0 | 0 | 0 | 0 | 0 | 0
PG&E NGBA | New Sub - Pit 1 - Cottonwood (Proposed) | 230 | Solar |  |  | 0 | 0 | 0 | 0 | 0 | 0 | 0 | 0 | 0 | 0 | 0 | 0 | 0 | 0 | 0 | 0 | 0 | 0 | 0 | 0 | 0 | 0 | 0 | 0 | 0 | 0 | 0 | 0
PG&E GBA | New Sub - Rancho Seco - Bellota (Proposed) | 230 | Solar |  |  | 0 | 0 | 0 | 0 | 0 | 0 | 0 | 0 | 0 | 0 | 0 | 0 | 0 | 0 | 0 | 0 | 0 | 0 | 0 | 0 | 0 | 0 | 0 | 0 | 0 | 0 | 0 | 0
SDGE | New Sub - Suncrest - Ocotillo (Proposed) | 500 | Solar |  |  | 0 | 0 | 0 | 0 | 0 | 0 | 0 | 0 | 0 | 0 | 0 | 0 | 0 | 0 | 0 | 0 | 0 | 0 | 0 | 0 | 0 | 0 | 0 | 0 | 0 | 0 | 0 | 0
PG&E FRESNO | New Sub - Westley - Quinto (Proposed) | 230 | Solar |  |  | 1 | 0 | 0 | 0 | 0 | 0 | 0 | 0 | 0 | 0 | 0 | 0 | 0 | 0 | 0 | 0 | 175 | 0 | 175 | 175 | 0 | 175 | 0 | 0 | 0 | 175 | 0 | 175
PG&E GBA | Newark | 115 | Solar |  |  | 0 | 0 | 0 | 0 | 0 | 0 | 0 | 0 | 0 | 0 | 0 | 0 | 0 | 0 | 0 | 0 | 0 | 0 | 0 | 0 | 0 | 0 | 0 | 0 | 0 | 0 | 0 | 0
PG&E GBA | Newark | 230 | Solar |  |  | 0 | 0 | 0 | 0 | 0 | 0 | 0 | 0 | 0 | 0 | 0 | 0 | 0 | 0 | 0 | 0 | 0 | 0 | 0 | 0 | 0 | 0 | 0 | 0 | 0 | 0 | 0 | 0
PG&E GBA | Newark | 60 | Solar |  |  | 0 | 0 | 0 | 0 | 0 | 0 | 0 | 0 | 0 | 0 | 0 | 0 | 0 | 0 | 0 | 0 | 0 | 0 | 0 | 0 | 0 | 0 | 0 | 0 | 0 | 0 | 0 | 0
PG&E FRESNO | Newhall | 115 | Solar |  |  | 0 | 0 | 0 | 0 | 0 | 0 | 0 | 0 | 0 | 0 | 0 | 0 | 0 | 0 | 0 | 0 | 0 | 0 | 0 | 0 | 0 | 0 | 0 | 0 | 0 | 0 | 0 | 0
PG&E KERN | Norco | 115 | Solar |  |  | 0 | 0 | 0 | 0 | 0 | 0 | 0 | 0 | 0 | 0 | 0 | 0 | 0 | 0 | 0 | 0 | 0 | 0 | 0 | 0 | 0 | 0 | 0 | 0 | 0 | 0 | 0 | 0
PG&E GBA | Nortech | 115 | Solar |  |  | 0 | 0 | 0 | 0 | 0 | 0 | 0 | 0 | 0 | 0 | 0 | 0 | 0 | 0 | 0 | 0 | 0 | 0 | 0 | 0 | 0 | 0 | 0 | 0 | 0 | 0 | 0 | 0
SDGE | North City Metering | 138 | Solar |  |  | 0 | 0 | 0 | 0 | 0 | 0 | 0 | 0 | 0 | 0 | 0 | 0 | 0 | 0 | 0 | 0 | 0 | 0 | 0 | 0 | 0 | 0 | 0 | 0 | 0 | 0 | 0 | 0
PG&E GBA | North Dublin | 230 | Solar |  |  | 0 | 0 | 0 | 0 | 0 | 0 | 0 | 0 | 0 | 0 | 0 | 0 | 0 | 0 | 0 | 0 | 0 | 0 | 0 | 0 | 0 | 0 | 0 | 0 | 0 | 0 | 0 | 0
SDGE | North Gila | 500 | Solar |  |  | 1 | 0 | 0 | 0 | 0 | 0 | 0 | 0 | 0 | 0 | 0 | 0 | 0 | 1520 | 1180 | 2700 | 0 | 230 | 230 | 1520 | 1410 | 2930 | 1520 | 1180 | 2700 | 1520 | 1410 | 2930
SCE Metro | North of SONGS | 230 | Solar |  |  | 0 | 0 | 0 | 0 | 0 | 0 | 0 | 0 | 0 | 0 | 0 | 0 | 0 | 0 | 0 | 0 | 0 | 0 | 0 | 0 | 0 | 0 | 0 | 0 | 0 | 0 | 0 | 0
SCE Metro | North of SONGS | 500 | Solar |  |  | 0 | 0 | 0 | 0 | 0 | 0 | 0 | 0 | 0 | 0 | 0 | 0 | 0 | 0 | 0 | 0 | 0 | 0 | 0 | 0 | 0 | 0 | 0 | 0 | 0 | 0 | 0 | 0
PG&E NGBA | Notre Dame | 115 | Solar |  |  | 0 | 0 | 0 | 0 | 0 | 0 | 0 | 0 | 0 | 0 | 0 | 0 | 0 | 0 | 0 | 0 | 0 | 0 | 0 | 0 | 0 | 0 | 0 | 0 | 0 | 0 | 0 | 0
PG&E GBA | Oakland C | 115 | Solar |  |  | 1 | 0 | 0 | 0 | 0 | 0 | 0 | 0 | 0 | 0 | 0 | 0 | 0 | 0 | 40 | 40 | 0 | 0 | 0 | 0 | 40 | 40 | 0 | 40 | 40 | 0 | 40 | 40
PG&E GBA | Oakland J | 115 | Solar |  |  | 1 | 0 | 0 | 0 | 0 | 0 | 0 | 0 | 0 | 0 | 0 | 0 | 0 | 0 | 50 | 50 | 0 | 0 | 0 | 0 | 50 | 50 | 0 | 50 | 50 | 0 | 50 | 50
PG&E GBA | Oakland L | 115 | Solar |  |  | 0 | 0 | 0 | 0 | 0 | 0 | 0 | 0 | 0 | 0 | 0 | 0 | 0 | 0 | 0 | 0 | 0 | 0 | 0 | 0 | 0 | 0 | 0 | 0 | 0 | 0 | 0 | 0
PG&E GBA | Oakland X | 115 | Solar |  |  | 1 | 0 | 0 | 0 | 0 | 0 | 0 | 0 | 0 | 0 | 0 | 0 | 0 | 0 | 70 | 70 | 0 | 0 | 0 | 0 | 70 | 70 | 0 | 70 | 70 | 0 | 70 | 70
SDGE | Ocean Ranch | 69 | Solar |  |  | 0 | 0 | 0 | 0 | 0 | 0 | 0 | 0 | 0 | 0 | 0 | 0 | 0 | 0 | 0 | 0 | 0 | 0 | 0 | 0 | 0 | 0 | 0 | 0 | 0 | 0 | 0 | 0
PG&E KERN | Oceano | 115 | Solar |  |  | 1 | 0 | 0 | 0 | 0 | 0 | 0 | 0 | 0 | 0 | 0 | 0 | 0 | 0 | 100 | 100 | 0 | 0 | 0 | 0 | 100 | 100 | 0 | 100 | 100 | 0 | 100 | 100
SDGE | Ocotillo Express | 500 | Solar |  |  | 0 | 0 | 0 | 0 | 0 | 0 | 0 | 0 | 0 | 0 | 0 | 0 | 0 | 0 | 0 | 0 | 0 | 0 | 0 | 0 | 0 | 0 | 0 | 0 | 0 | 0 | 0 | 0
PG&E KERN | Old River | 70 | Solar |  |  | 0 | 0 | 0 | 0 | 0 | 0 | 0 | 0 | 0 | 0 | 0 | 0 | 0 | 0 | 0 | 0 | 0 | 0 | 0 | 0 | 0 | 0 | 0 | 0 | 0 | 0 | 0 | 0
SDGE | Old Town | 230 | Solar |  |  | 0 | 0 | 0 | 0 | 0 | 0 | 0 | 0 | 0 | 0 | 0 | 0 | 0 | 0 | 0 | 0 | 0 | 0 | 0 | 0 | 0 | 0 | 0 | 0 | 0 | 0 | 0 | 0
SCE Metro | Olinda | 230 | Solar |  |  | 0 | 0 | 0 | 0 | 0 | 0 | 0 | 0 | 0 | 0 | 0 | 0 | 0 | 0 | 0 | 0 | 0 | 0 | 0 | 0 | 0 | 0 | 0 | 0 | 0 | 0 | 0 | 0
PG&E FRESNO | Olive | 115 | Solar |  |  | 1 | 40 | 0 | 40 | 0 | 0 | 0 | 0 | 0 | 0 | 0 | 0 | 0 | 0 | 0 | 0 | 0 | 0 | 0 | 0 | 0 | 0 | 40 | 0 | 40 | 40 | 0 | 40
PG&E NGBA | Olivehurst | 115 | Solar |  |  | 0 | 0 | 0 | 0 | 0 | 0 | 0 | 0 | 0 | 0 | 0 | 0 | 0 | 0 | 0 | 0 | 0 | 0 | 0 | 0 | 0 | 0 | 0 | 0 | 0 | 0 | 0 | 0
PG&E NGBA | Oregon Trail | 60 | Solar |  |  | 0 | 0 | 0 | 0 | 0 | 0 | 0 | 0 | 0 | 0 | 0 | 0 | 0 | 0 | 0 | 0 | 0 | 0 | 0 | 0 | 0 | 0 | 0 | 0 | 0 | 0 | 0 | 0
SCE Northern | Ormond Beach | 230 | Solar |  |  | 0 | 0 | 0 | 0 | 0 | 0 | 0 | 0 | 0 | 0 | 0 | 0 | 0 | 0 | 0 | 0 | 0 | 0 | 0 | 0 | 0 | 0 | 0 | 0 | 0 | 0 | 0 | 0
PG&E FRESNO | Oro Loma | 115 | Solar |  |  | 1 | 0 | 0 | 0 | 0 | 0 | 0 | 0 | 0 | 0 | 0 | 0 | 0 | 110 | 0 | 110 | 0 | 0 | 0 | 110 | 0 | 110 | 110 | 0 | 110 | 110 | 0 | 110
PG&E FRESNO | Oro Loma | 70 | Solar |  |  | 0 | 0 | 0 | 0 | 0 | 0 | 0 | 0 | 0 | 0 | 0 | 0 | 0 | 0 | 0 | 0 | 0 | 0 | 0 | 0 | 0 | 0 | 0 | 0 | 0 | 0 | 0 | 0
PG&E FRESNO | Orosi | 70 | Solar |  |  | 0 | 0 | 0 | 0 | 0 | 0 | 0 | 0 | 0 | 0 | 0 | 0 | 0 | 0 | 0 | 0 | 0 | 0 | 0 | 0 | 0 | 0 | 0 | 0 | 0 | 0 | 0 | 0
SDGE | Otay | 69 | Solar |  |  | 0 | 0 | 0 | 0 | 0 | 0 | 0 | 0 | 0 | 0 | 0 | 0 | 0 | 0 | 0 | 0 | 0 | 0 | 0 | 0 | 0 | 0 | 0 | 0 | 0 | 0 | 0 | 0
SDGE | Otay Mesa | 230 | Solar |  |  | 0 | 0 | 0 | 0 | 0 | 0 | 0 | 0 | 0 | 0 | 0 | 0 | 0 | 0 | 0 | 0 | 0 | 0 | 0 | 0 | 0 | 0 | 0 | 0 | 0 | 0 | 0 | 0
PG&E FRESNO | Padre Flats SW STA | 230 | Solar |  |  | 1 | 0 | 0 | 0 | 0 | 0 | 0 | 0 | 0 | 0 | 0 | 0 | 0 | 370 | 0 | 370 | 0 | 0 | 0 | 370 | 0 | 370 | 370 | 0 | 370 | 370 | 0 | 370
EOP | Pahrump | 138 | Solar |  |  | 0 | 0 | 0 | 0 | 0 | 0 | 0 | 0 | 0 | 0 | 0 | 0 | 0 | 0 | 0 | 0 | 0 | 0 | 0 | 0 | 0 | 0 | 0 | 0 | 0 | 0 | 0 | 0
EOP | Pahrump | 230 | Solar |  |  | 0 | 0 | 0 | 0 | 0 | 0 | 0 | 0 | 0 | 0 | 0 | 0 | 0 | 0 | 0 | 0 | 0 | 0 | 0 | 0 | 0 | 0 | 0 | 0 | 0 | 0 | 0 | 0
SDGE | Pala | 69 | Solar |  |  | 0 | 0 | 0 | 0 | 0 | 0 | 0 | 0 | 0 | 0 | 0 | 0 | 0 | 0 | 0 | 0 | 0 | 0 | 0 | 0 | 0 | 0 | 0 | 0 | 0 | 0 | 0 | 0
PG&E NGBA | Palermo | 115 | Solar |  |  | 0 | 0 | 0 | 0 | 0 | 0 | 0 | 0 | 0 | 0 | 0 | 0 | 0 | 0 | 0 | 0 | 0 | 0 | 0 | 0 | 0 | 0 | 0 | 0 | 0 | 0 | 0 | 0
PG&E NGBA | Palermo | 230 | Solar |  |  | 0 | 0 | 0 | 0 | 0 | 0 | 0 | 0 | 0 | 0 | 0 | 0 | 0 | 0 | 0 | 0 | 0 | 0 | 0 | 0 | 0 | 0 | 0 | 0 | 0 | 0 | 0 | 0
SCE Eastern | Palo Verde | 500 | Solar |  |  | 0 | 0 | 0 | 0 | 0 | 0 | 0 | 0 | 0 | 0 | 0 | 0 | 0 | 0 | 0 | 0 | 0 | 0 | 0 | 0 | 0 | 0 | 0 | 0 | 0 | 0 | 0 | 0
SDGE | Palomar Energy | 230 | Solar |  |  | 0 | 0 | 0 | 0 | 0 | 0 | 0 | 0 | 0 | 0 | 0 | 0 | 0 | 0 | 0 | 0 | 0 | 0 | 0 | 0 | 0 | 0 | 0 | 0 | 0 | 0 | 0 | 0
PG&E KERN | Panama | 70 | Solar |  |  | 0 | 0 | 0 | 0 | 0 | 0 | 0 | 0 | 0 | 0 | 0 | 0 | 0 | 0 | 0 | 0 | 0 | 0 | 0 | 0 | 0 | 0 | 0 | 0 | 0 | 0 | 0 | 0
PG&E FRESNO | Panoche | 115 | Solar |  |  | 1 | 0 | 0 | 0 | 0 | 0 | 0 | 0 | 0 | 0 | 0 | 0 | 0 | 40 | 0 | 40 | 90 | 0 | 90 | 130 | 0 | 130 | 40 | 0 | 40 | 130 | 0 | 130
PG&E FRESNO | Panoche | 230 | Solar |  |  | 0 | 0 | 0 | 0 | 0 | 0 | 0 | 0 | 0 | 0 | 0 | 0 | 0 | 0 | 0 | 0 | 0 | 0 | 0 | 0 | 0 | 0 | 0 | 0 | 0 | 0 | 0 | 0
SCE Northern | Pardee | 230 | Solar |  |  | 1 | 0 | 0 | 0 | 0 | 0 | 0 | 0 | 0 | 0 | 0 | 0 | 0 | 192 | 0 | 192 | 0 | 0 | 0 | 192 | 0 | 192 | 192 | 0 | 192 | 192 | 0 | 192
PG&E NGBA | Parkway | 230 | Solar |  |  | 0 | 0 | 0 | 0 | 0 | 0 | 0 | 0 | 0 | 0 | 0 | 0 | 0 | 0 | 0 | 0 | 0 | 0 | 0 | 0 | 0 | 0 | 0 | 0 | 0 | 0 | 0 | 0
SCE Northern | Pastoria | 230 | Solar |  |  | 1 | 0 | 0 | 0 | 0 | 105 | 105 | 0 | 0 | 0 | 0 | 105 | 105 | 0 | 0 | 0 | 0 | 0 | 0 | 0 | 0 | 0 | 0 | 105 | 105 | 0 | 105 | 105
SCE Metro | Pauda | 230 | Solar |  |  | 0 | 0 | 0 | 0 | 0 | 0 | 0 | 0 | 0 | 0 | 0 | 0 | 0 | 0 | 0 | 0 | 0 | 0 | 0 | 0 | 0 | 0 | 0 | 0 | 0 | 0 | 0 | 0
PG&E GBA | Paul Sweet | 115 | Solar |  |  | 0 | 0 | 0 | 0 | 0 | 0 | 0 | 0 | 0 | 0 | 0 | 0 | 0 | 0 | 0 | 0 | 0 | 0 | 0 | 0 | 0 | 0 | 0 | 0 | 0 | 0 | 0 | 0
PG&E NGBA | Peabody | 230 | Solar |  |  | 0 | 0 | 0 | 0 | 0 | 0 | 0 | 0 | 0 | 0 | 0 | 0 | 0 | 0 | 0 | 0 | 0 | 0 | 0 | 0 | 0 | 0 | 0 | 0 | 0 | 0 | 0 | 0
PG&E NGBA | Pease | 115 | Solar |  |  | 0 | 0 | 0 | 0 | 0 | 0 | 0 | 0 | 0 | 0 | 0 | 0 | 0 | 0 | 0 | 0 | 0 | 0 | 0 | 0 | 0 | 0 | 0 | 0 | 0 | 0 | 0 | 0
PG&E NGBA | Pease | 60 | Solar |  |  | 0 | 0 | 0 | 0 | 0 | 0 | 0 | 0 | 0 | 0 | 0 | 0 | 0 | 0 | 0 | 0 | 0 | 0 | 0 | 0 | 0 | 0 | 0 | 0 | 0 | 0 | 0 | 0
SDGE | Penasquitos | 138 | Solar |  |  | 0 | 0 | 0 | 0 | 0 | 0 | 0 | 0 | 0 | 0 | 0 | 0 | 0 | 0 | 0 | 0 | 0 | 0 | 0 | 0 | 0 | 0 | 0 | 0 | 0 | 0 | 0 | 0
SDGE | Penasquitos | 230 | Solar |  |  | 0 | 0 | 0 | 0 | 0 | 0 | 0 | 0 | 0 | 0 | 0 | 0 | 0 | 0 | 0 | 0 | 0 | 0 | 0 | 0 | 0 | 0 | 0 | 0 | 0 | 0 | 0 | 0
SDGE | Penasquitos | 69 | Solar |  |  | 0 | 0 | 0 | 0 | 0 | 0 | 0 | 0 | 0 | 0 | 0 | 0 | 0 | 0 | 0 | 0 | 0 | 0 | 0 | 0 | 0 | 0 | 0 | 0 | 0 | 0 | 0 | 0
SDGE | Pendleton | 69 | Solar |  |  | 0 | 0 | 0 | 0 | 0 | 0 | 0 | 0 | 0 | 0 | 0 | 0 | 0 | 0 | 0 | 0 | 0 | 0 | 0 | 0 | 0 | 0 | 0 | 0 | 0 | 0 | 0 | 0
PG&E NGBA | Penngrove | 115 | Solar |  |  | 0 | 0 | 0 | 0 | 0 | 0 | 0 | 0 | 0 | 0 | 0 | 0 | 0 | 0 | 0 | 0 | 0 | 0 | 0 | 0 | 0 | 0 | 0 | 0 | 0 | 0 | 0 | 0
PG&E GBA | Peoria | 115 | Solar |  |  | 0 | 0 | 0 | 0 | 0 | 0 | 0 | 0 | 0 | 0 | 0 | 0 | 0 | 0 | 0 | 0 | 0 | 0 | 0 | 0 | 0 | 0 | 0 | 0 | 0 | 0 | 0 | 0
PG&E GBA | Piercy | 115 | Solar |  |  | 0 | 0 | 0 | 0 | 0 | 0 | 0 | 0 | 0 | 0 | 0 | 0 | 0 | 0 | 0 | 0 | 0 | 0 | 0 | 0 | 0 | 0 | 0 | 0 | 0 | 0 | 0 | 0
PG&E FRESNO | Pine Flat | 230 | Solar |  |  | 1 | 0 | 0 | 0 | 0 | 0 | 0 | 0 | 0 | 0 | 0 | 0 | 0 | 0 | 0 | 0 | 225 | 0 | 225 | 225 | 0 | 225 | 0 | 0 | 0 | 225 | 0 | 225
SCE NOL | Pisgah | 230 | Solar |  |  | 0 | 0 | 0 | 0 | 0 | 0 | 0 | 0 | 0 | 0 | 0 | 0 | 0 | 0 | 0 | 0 | 0 | 0 | 0 | 0 | 0 | 0 | 0 | 0 | 0 | 0 | 0 | 0
PG&E NGBA | Pit 1 | 230 | Solar |  |  | 0 | 0 | 0 | 0 | 0 | 0 | 0 | 0 | 0 | 0 | 0 | 0 | 0 | 0 | 0 | 0 | 0 | 0 | 0 | 0 | 0 | 0 | 0 | 0 | 0 | 0 | 0 | 0
PG&E NGBA | Pit 1 | 60 | Solar |  |  | 0 | 0 | 0 | 0 | 0 | 0 | 0 | 0 | 0 | 0 | 0 | 0 | 0 | 0 | 0 | 0 | 0 | 0 | 0 | 0 | 0 | 0 | 0 | 0 | 0 | 0 | 0 | 0
PG&E NGBA | Pit 3 | 230 | Solar |  |  | 0 | 0 | 0 | 0 | 0 | 0 | 0 | 0 | 0 | 0 | 0 | 0 | 0 | 0 | 0 | 0 | 0 | 0 | 0 | 0 | 0 | 0 | 0 | 0 | 0 | 0 | 0 | 0
PG&E NGBA | Pit 4 | 230 | Solar |  |  | 0 | 0 | 0 | 0 | 0 | 0 | 0 | 0 | 0 | 0 | 0 | 0 | 0 | 0 | 0 | 0 | 0 | 0 | 0 | 0 | 0 | 0 | 0 | 0 | 0 | 0 | 0 | 0
PG&E GBA | Pittsburg | 115 | Solar |  |  | 0 | 0 | 0 | 0 | 0 | 0 | 0 | 0 | 0 | 0 | 0 | 0 | 0 | 0 | 0 | 0 | 0 | 0 | 0 | 0 | 0 | 0 | 0 | 0 | 0 | 0 | 0 | 0
PG&E GBA | Pittsburg | 230 | Solar |  |  | 0 | 0 | 0 | 0 | 0 | 0 | 0 | 0 | 0 | 0 | 0 | 0 | 0 | 0 | 0 | 0 | 0 | 0 | 0 | 0 | 0 | 0 | 0 | 0 | 0 | 0 | 0 | 0
PG&E NGBA | Pleasant Grove | 115 | Solar |  |  | 0 | 0 | 0 | 0 | 0 | 0 | 0 | 0 | 0 | 0 | 0 | 0 | 0 | 0 | 0 | 0 | 0 | 0 | 0 | 0 | 0 | 0 | 0 | 0 | 0 | 0 | 0 | 0
PG&E NGBA | POE | 230 | Solar |  |  | 0 | 0 | 0 | 0 | 0 | 0 | 0 | 0 | 0 | 0 | 0 | 0 | 0 | 0 | 0 | 0 | 0 | 0 | 0 | 0 | 0 | 0 | 0 | 0 | 0 | 0 | 0 | 0
SDGE | Point Loma | 69 | Solar |  |  | 0 | 0 | 0 | 0 | 0 | 0 | 0 | 0 | 0 | 0 | 0 | 0 | 0 | 0 | 0 | 0 | 0 | 0 | 0 | 0 | 0 | 0 | 0 | 0 | 0 | 0 | 0 | 0
SDGE | Pomerado | 69 | Solar |  |  | 0 | 0 | 0 | 0 | 0 | 0 | 0 | 0 | 0 | 0 | 0 | 0 | 0 | 0 | 0 | 0 | 0 | 0 | 0 | 0 | 0 | 0 | 0 | 0 | 0 | 0 | 0 | 0
PG&E KERN | Poso Mountain | 115 | Solar |  |  | 1 | 0 | 0 | 0 | 0 | 0 | 0 | 0 | 0 | 0 | 0 | 0 | 0 | 100 | 150 | 250 | 0 | 0 | 0 | 100 | 150 | 250 | 100 | 150 | 250 | 100 | 150 | 250
EOP | Primm | 230 | Solar |  |  | 0 | 0 | 0 | 0 | 0 | 0 | 0 | 0 | 0 | 0 | 0 | 0 | 0 | 0 | 0 | 0 | 0 | 0 | 0 | 0 | 0 | 0 | 0 | 0 | 0 | 0 | 0 | 0
PG&E NGBA | Putah Creek | 115 | Solar |  |  | 0 | 0 | 0 | 0 | 0 | 0 | 0 | 0 | 0 | 0 | 0 | 0 | 0 | 0 | 0 | 0 | 0 | 0 | 0 | 0 | 0 | 0 | 0 | 0 | 0 | 0 | 0 | 0
SDGE | Q1806 | 138 | Solar |  |  | 0 | 0 | 0 | 0 | 0 | 0 | 0 | 0 | 0 | 0 | 0 | 0 | 0 | 0 | 0 | 0 | 0 | 0 | 0 | 0 | 0 | 0 | 0 | 0 | 0 | 0 | 0 | 0
PG&E FRESNO | Quinto | 230 | Solar |  |  | 1 | 0 | 0 | 0 | 0 | 0 | 0 | 0 | 0 | 0 | 0 | 0 | 0 | 370 | 0 | 370 | 0 | 0 | 0 | 370 | 0 | 370 | 370 | 0 | 370 | 370 | 0 | 370
PG&E GBA | Race Track | 115 | Solar |  |  | 0 | 0 | 0 | 0 | 0 | 0 | 0 | 0 | 0 | 0 | 0 | 0 | 0 | 0 | 0 | 0 | 0 | 0 | 0 | 0 | 0 | 0 | 0 | 0 | 0 | 0 | 0 | 0
SDGE | Rancho Mission Viejo | 138 | Solar |  |  | 0 | 0 | 0 | 0 | 0 | 0 | 0 | 0 | 0 | 0 | 0 | 0 | 0 | 0 | 0 | 0 | 0 | 0 | 0 | 0 | 0 | 0 | 0 | 0 | 0 | 0 | 0 | 0
PG&E GBA | Rancho Seco | 230 | Solar |  |  | 0 | 0 | 0 | 0 | 0 | 0 | 0 | 0 | 0 | 0 | 0 | 0 | 0 | 0 | 0 | 0 | 0 | 0 | 0 | 0 | 0 | 0 | 0 | 0 | 0 | 0 | 0 | 0
SCE Metro | Rancho Vista | 230 | Solar |  |  | 0 | 0 | 0 | 0 | 0 | 0 | 0 | 0 | 0 | 0 | 0 | 0 | 0 | 0 | 0 | 0 | 0 | 0 | 0 | 0 | 0 | 0 | 0 | 0 | 0 | 0 | 0 | 0
SCE Metro | Rancho Vista | 500 | Solar |  |  | 0 | 0 | 0 | 0 | 0 | 0 | 0 | 0 | 0 | 0 | 0 | 0 | 0 | 0 | 0 | 0 | 0 | 0 | 0 | 0 | 0 | 0 | 0 | 0 | 0 | 0 | 0 | 0
SCE NOL | Ransburg | 115 | Solar |  |  | 0 | 0 | 0 | 0 | 0 | 0 | 0 | 0 | 0 | 0 | 0 | 0 | 0 | 0 | 0 | 0 | 0 | 0 | 0 | 0 | 0 | 0 | 0 | 0 | 0 | 0 | 0 | 0
PG&E GBA | Ravenswood | 115 | Solar |  |  | 0 | 0 | 0 | 0 | 0 | 0 | 0 | 0 | 0 | 0 | 0 | 0 | 0 | 0 | 0 | 0 | 0 | 0 | 0 | 0 | 0 | 0 | 0 | 0 | 0 | 0 | 0 | 0
PG&E GBA | Ravenswood | 230 | Solar |  |  | 1 | 0 | 0 | 0 | 0 | 0 | 0 | 0 | 0 | 0 | 0 | 0 | 0 | 50 | 100 | 150 | 0 | 0 | 0 | 50 | 100 | 150 | 50 | 100 | 150 | 50 | 100 | 150
SCE Northern | Rector | 230 | Solar |  |  | 1 | 0 | 0 | 0 | 0 | 0 | 0 | 0 | 0 | 0 | 0 | 0 | 0 | 170 | 0 | 170 | 0 | 0 | 0 | 170 | 0 | 170 | 170 | 0 | 170 | 170 | 0 | 170
SCE Eastern | Red Bluff | 230 | Solar |  |  | 1 | 0 | 463 | 463 | 0 | 0 | 0 | 0 | 0 | 0 | 0 | 0 | 0 | 0 | 0 | 0 | 0 | 0 | 0 | 0 | 0 | 0 | 0 | 463 | 463 | 0 | 463 | 463
SCE Eastern | Red Bluff | 500 | Solar |  |  | 1 | 0 | 0 | 0 | 175 | 0 | 175 | 0 | 0 | 0 | 175 | 0 | 175 | 0 | 0 | 0 | 0 | 0 | 0 | 0 | 0 | 0 | 175 | 0 | 175 | 175 | 0 | 175
PG&E NGBA | Redbud | 115 | Solar |  |  | 0 | 0 | 0 | 0 | 0 | 0 | 0 | 0 | 0 | 0 | 0 | 0 | 0 | 0 | 0 | 0 | 0 | 0 | 0 | 0 | 0 | 0 | 0 | 0 | 0 | 0 | 0 | 0
SCE Metro | Redondo | 230 | Solar |  |  | 0 | 0 | 0 | 0 | 0 | 0 | 0 | 0 | 0 | 0 | 0 | 0 | 0 | 0 | 0 | 0 | 0 | 0 | 0 | 0 | 0 | 0 | 0 | 0 | 0 | 0 | 0 | 0
PG&E FRESNO | Reedley | 115 | Solar |  |  | 0 | 0 | 0 | 0 | 0 | 0 | 0 | 0 | 0 | 0 | 0 | 0 | 0 | 0 | 0 | 0 | 0 | 0 | 0 | 0 | 0 | 0 | 0 | 0 | 0 | 0 | 0 | 0
PG&E KERN | Renfro | 115 | Solar |  |  | 1 | 0 | 0 | 0 | 0 | 0 | 0 | 0 | 0 | 0 | 0 | 0 | 0 | 100 | 0 | 100 | 0 | 0 | 0 | 100 | 0 | 100 | 100 | 0 | 100 | 100 | 0 | 100
PG&E GBA | Richmond R | 115 | Solar |  |  | 0 | 0 | 0 | 0 | 0 | 0 | 0 | 0 | 0 | 0 | 0 | 0 | 0 | 0 | 0 | 0 | 0 | 0 | 0 | 0 | 0 | 0 | 0 | 0 | 0 | 0 | 0 | 0
PG&E NGBA | Rincon | 115 | Solar |  |  | 0 | 0 | 0 | 0 | 0 | 0 | 0 | 0 | 0 | 0 | 0 | 0 | 0 | 0 | 0 | 0 | 0 | 0 | 0 | 0 | 0 | 0 | 0 | 0 | 0 | 0 | 0 | 0
PG&E KERN | Rio Bravo | 115 | Solar |  |  | 1 | 0 | 0 | 0 | 0 | 0 | 0 | 0 | 0 | 0 | 0 | 0 | 0 | 100 | 0 | 100 | 0 | 0 | 0 | 100 | 0 | 100 | 100 | 0 | 100 | 100 | 0 | 100
SCE Metro | Rio Hondo | 230 | Solar |  |  | 0 | 0 | 0 | 0 | 0 | 0 | 0 | 0 | 0 | 0 | 0 | 0 | 0 | 0 | 0 | 0 | 0 | 0 | 0 | 0 | 0 | 0 | 0 | 0 | 0 | 0 | 0 | 0
PG&E NGBA | Rio Oso | 115 | Solar |  |  | 0 | 0 | 0 | 0 | 0 | 0 | 0 | 0 | 0 | 0 | 0 | 0 | 0 | 0 | 0 | 0 | 0 | 0 | 0 | 0 | 0 | 0 | 0 | 0 | 0 | 0 | 0 | 0
PG&E NGBA | Rio Oso | 230 | Solar |  |  | 0 | 0 | 0 | 0 | 0 | 0 | 0 | 0 | 0 | 0 | 0 | 0 | 0 | 0 | 0 | 0 | 0 | 0 | 0 | 0 | 0 | 0 | 0 | 0 | 0 | 0 | 0 | 0
PG&E GBA | Ripon | 115 | Solar |  |  | 0 | 0 | 0 | 0 | 0 | 0 | 0 | 0 | 0 | 0 | 0 | 0 | 0 | 0 | 0 | 0 | 0 | 0 | 0 | 0 | 0 | 0 | 0 | 0 | 0 | 0 | 0 | 0
PG&E GBA | Riverbank | 115 | Solar |  |  | 0 | 0 | 0 | 0 | 0 | 0 | 0 | 0 | 0 | 0 | 0 | 0 | 0 | 0 | 0 | 0 | 0 | 0 | 0 | 0 | 0 | 0 | 0 | 0 | 0 | 0 | 0 | 0
SCE NOL | Roadway | 115 | Solar |  |  | 1 | 150 | 0 | 150 | 0 | 0 | 0 | 0 | 0 | 0 | 0 | 0 | 0 | 0 | 0 | 0 | 0 | 0 | 0 | 0 | 0 | 0 | 150 | 0 | 150 | 150 | 0 | 150
PG&E NGBA | Rock Creek 1 | 230 | Solar |  |  | 1 | 0 | 0 | 0 | 0 | 0 | 0 | 0 | 0 | 0 | 0 | 0 | 0 | 0 | 397.5 | 397.5 | 0 | 0 | 0 | 0 | 397.5 | 397.5 | 0 | 397.5 | 397.5 | 0 | 397.5 | 397.5
SCE Northern | Rosamond | 66 | Solar |  |  | 0 | 0 | 0 | 0 | 0 | 0 | 0 | 0 | 0 | 0 | 0 | 0 | 0 | 0 | 0 | 0 | 0 | 0 | 0 | 0 | 0 | 0 | 0 | 0 | 0 | 0 | 0 | 0
PG&E GBA | Rossmoor | 230 | Solar |  |  | 0 | 0 | 0 | 0 | 0 | 0 | 0 | 0 | 0 | 0 | 0 | 0 | 0 | 0 | 0 | 0 | 0 | 0 | 0 | 0 | 0 | 0 | 0 | 0 | 0 | 0 | 0 | 0
PG&E NGBA | Round Mountain | 230 | Solar |  |  | 0 | 0 | 0 | 0 | 0 | 0 | 0 | 0 | 0 | 0 | 0 | 0 | 0 | 0 | 0 | 0 | 0 | 0 | 0 | 0 | 0 | 0 | 0 | 0 | 0 | 0 | 0 | 0
PG&E NGBA | Round Mountain | 500 | Solar |  |  | 0 | 0 | 0 | 0 | 0 | 0 | 0 | 0 | 0 | 0 | 0 | 0 | 0 | 0 | 0 | 0 | 0 | 0 | 0 | 0 | 0 | 0 | 0 | 0 | 0 | 0 | 0 | 0
PG&E GBA | Salado | 115 | Solar |  |  | 0 | 0 | 0 | 0 | 0 | 0 | 0 | 0 | 0 | 0 | 0 | 0 | 0 | 0 | 0 | 0 | 0 | 0 | 0 | 0 | 0 | 0 | 0 | 0 | 0 | 0 | 0 | 0
PG&E GBA | Salado | 60 | Solar |  |  | 0 | 0 | 0 | 0 | 0 | 0 | 0 | 0 | 0 | 0 | 0 | 0 | 0 | 0 | 0 | 0 | 0 | 0 | 0 | 0 | 0 | 0 | 0 | 0 | 0 | 0 | 0 | 0
PG&E GBA | Salinas | 115 | Solar |  |  | 0 | 0 | 0 | 0 | 0 | 0 | 0 | 0 | 0 | 0 | 0 | 0 | 0 | 0 | 0 | 0 | 0 | 0 | 0 | 0 | 0 | 0 | 0 | 0 | 0 | 0 | 0 | 0
SDGE | Salt Creek | 69 | Solar |  |  | 0 | 0 | 0 | 0 | 0 | 0 | 0 | 0 | 0 | 0 | 0 | 0 | 0 | 0 | 0 | 0 | 0 | 0 | 0 | 0 | 0 | 0 | 0 | 0 | 0 | 0 | 0 | 0
SCE Eastern | San Bernardino | 230 | Solar |  |  | 0 | 0 | 0 | 0 | 0 | 0 | 0 | 0 | 0 | 0 | 0 | 0 | 0 | 0 | 0 | 0 | 0 | 0 | 0 | 0 | 0 | 0 | 0 | 0 | 0 | 0 | 0 | 0
PG&E GBA | SAN FRAN A (POTRERO PP) | 115 | Solar |  |  | 1 | 0 | 0 | 0 | 0 | 0 | 0 | 0 | 0 | 0 | 0 | 0 | 0 | 100 | 0 | 100 | 0 | 0 | 0 | 100 | 0 | 100 | 100 | 0 | 100 | 100 | 0 | 100
PG&E GBA | SAN FRAN A (POTRERO PP) | 230 | Solar |  |  | 1 | 0 | 0 | 0 | 0 | 0 | 0 | 0 | 0 | 0 | 0 | 0 | 0 | 0 | 0 | 0 | 60 | 0 | 60 | 60 | 0 | 60 | 0 | 0 | 0 | 60 | 0 | 60
PG&E GBA | San Jose A | 115 | Solar |  |  | 0 | 0 | 0 | 0 | 0 | 0 | 0 | 0 | 0 | 0 | 0 | 0 | 0 | 0 | 0 | 0 | 0 | 0 | 0 | 0 | 0 | 0 | 0 | 0 | 0 | 0 | 0 | 0
PG&E GBA | San Jose B | 115 | Solar |  |  | 0 | 0 | 0 | 0 | 0 | 0 | 0 | 0 | 0 | 0 | 0 | 0 | 0 | 0 | 0 | 0 | 0 | 0 | 0 | 0 | 0 | 0 | 0 | 0 | 0 | 0 | 0 | 0
PG&E GBA | San Leandro U | 115 | Solar |  |  | 1 | 0 | 0 | 0 | 0 | 0 | 0 | 0 | 0 | 0 | 0 | 0 | 0 | 70 | 0 | 70 | 0 | 0 | 0 | 70 | 0 | 70 | 70 | 0 | 70 | 70 | 0 | 70
PG&E KERN | San Luis Obispo | 115 | Solar |  |  | 0 | 0 | 0 | 0 | 0 | 0 | 0 | 0 | 0 | 0 | 0 | 0 | 0 | 0 | 0 | 0 | 0 | 0 | 0 | 0 | 0 | 0 | 0 | 0 | 0 | 0 | 0 | 0
PG&E KERN | San Luis Obispo | 70 | Solar |  |  | 0 | 0 | 0 | 0 | 0 | 0 | 0 | 0 | 0 | 0 | 0 | 0 | 0 | 0 | 0 | 0 | 0 | 0 | 0 | 0 | 0 | 0 | 0 | 0 | 0 | 0 | 0 | 0
SDGE | San Luis Rey | 230 | Solar |  |  | 0 | 0 | 0 | 0 | 0 | 0 | 0 | 0 | 0 | 0 | 0 | 0 | 0 | 0 | 0 | 0 | 0 | 0 | 0 | 0 | 0 | 0 | 0 | 0 | 0 | 0 | 0 | 0
SDGE | San Luis Rey | 69 | Solar |  |  | 0 | 0 | 0 | 0 | 0 | 0 | 0 | 0 | 0 | 0 | 0 | 0 | 0 | 0 | 0 | 0 | 0 | 0 | 0 | 0 | 0 | 0 | 0 | 0 | 0 | 0 | 0 | 0
SDGE | San Marcos | 69 | Solar |  |  | 0 | 0 | 0 | 0 | 0 | 0 | 0 | 0 | 0 | 0 | 0 | 0 | 0 | 0 | 0 | 0 | 0 | 0 | 0 | 0 | 0 | 0 | 0 | 0 | 0 | 0 | 0 | 0
SCE Metro | San Onofre | 230 | Solar |  |  | 0 | 0 | 0 | 0 | 0 | 0 | 0 | 0 | 0 | 0 | 0 | 0 | 0 | 0 | 0 | 0 | 0 | 0 | 0 | 0 | 0 | 0 | 0 | 0 | 0 | 0 | 0 | 0
PG&E GBA | San Pablo | 115 | Solar |  |  | 1 | 0 | 0 | 0 | 0 | 0 | 0 | 0 | 0 | 0 | 0 | 0 | 0 | 0 | 40 | 40 | 0 | 0 | 0 | 0 | 40 | 40 | 0 | 40 | 40 | 0 | 40 | 40
PG&E GBA | San Ramon | 230 | Solar |  |  | 0 | 0 | 0 | 0 | 0 | 0 | 0 | 0 | 0 | 0 | 0 | 0 | 0 | 0 | 0 | 0 | 0 | 0 | 0 | 0 | 0 | 0 | 0 | 0 | 0 | 0 | 0 | 0
SDGE | San Ysidro | 69 | Solar |  |  | 0 | 0 | 0 | 0 | 0 | 0 | 0 | 0 | 0 | 0 | 0 | 0 | 0 | 0 | 0 | 0 | 0 | 0 | 0 | 0 | 0 | 0 | 0 | 0 | 0 | 0 | 0 | 0
SCE NOL | Sandlot | 230 | Solar |  |  | 0 | 0 | 0 | 0 | 0 | 0 | 0 | 0 | 0 | 0 | 0 | 0 | 0 | 0 | 0 | 0 | 0 | 0 | 0 | 0 | 0 | 0 | 0 | 0 | 0 | 0 | 0 | 0
EOP | Sandy | 138 | Solar |  |  | 0 | 0 | 0 | 0 | 0 | 0 | 0 | 0 | 0 | 0 | 0 | 0 | 0 | 0 | 0 | 0 | 0 | 0 | 0 | 0 | 0 | 0 | 0 | 0 | 0 | 0 | 0 | 0
PG&E FRESNO | Sanger | 115 | Solar |  |  | 0 | 0 | 0 | 0 | 0 | 0 | 0 | 0 | 0 | 0 | 0 | 0 | 0 | 0 | 0 | 0 | 0 | 0 | 0 | 0 | 0 | 0 | 0 | 0 | 0 | 0 | 0 | 0
SCE Northern | Santa Clara | 230 | Solar |  |  | 0 | 0 | 0 | 0 | 0 | 0 | 0 | 0 | 0 | 0 | 0 | 0 | 0 | 0 | 0 | 0 | 0 | 0 | 0 | 0 | 0 | 0 | 0 | 0 | 0 | 0 | 0 | 0
PG&E NGBA | Santa Rosa A | 115 | Solar |  |  | 0 | 0 | 0 | 0 | 0 | 0 | 0 | 0 | 0 | 0 | 0 | 0 | 0 | 0 | 0 | 0 | 0 | 0 | 0 | 0 | 0 | 0 | 0 | 0 | 0 | 0 | 0 | 0
PG&E GBA | Santa Teresa | 115 | Solar |  |  | 0 | 0 | 0 | 0 | 0 | 0 | 0 | 0 | 0 | 0 | 0 | 0 | 0 | 0 | 0 | 0 | 0 | 0 | 0 | 0 | 0 | 0 | 0 | 0 | 0 | 0 | 0 | 0
SDGE | Santee | 138 | Solar |  |  | 0 | 0 | 0 | 0 | 0 | 0 | 0 | 0 | 0 | 0 | 0 | 0 | 0 | 0 | 0 | 0 | 0 | 0 | 0 | 0 | 0 | 0 | 0 | 0 | 0 | 0 | 0 | 0
SCE Metro | Santiago | 230 | Solar |  |  | 0 | 0 | 0 | 0 | 0 | 0 | 0 | 0 | 0 | 0 | 0 | 0 | 0 | 0 | 0 | 0 | 0 | 0 | 0 | 0 | 0 | 0 | 0 | 0 | 0 | 0 | 0 | 0
PG&E GBA | Saratoga | 230 | Solar |  |  | 0 | 0 | 0 | 0 | 0 | 0 | 0 | 0 | 0 | 0 | 0 | 0 | 0 | 0 | 0 | 0 | 0 | 0 | 0 | 0 | 0 | 0 | 0 | 0 | 0 | 0 | 0 | 0
SCE Northern | Saugus | 230 | Solar |  |  | 0 | 0 | 0 | 0 | 0 | 0 | 0 | 0 | 0 | 0 | 0 | 0 | 0 | 0 | 0 | 0 | 0 | 0 | 0 | 0 | 0 | 0 | 0 | 0 | 0 | 0 | 0 | 0
PG&E FRESNO | Schindler | 115 | Solar |  |  | 1 | 0 | 0 | 0 | 0 | 0 | 0 | 0 | 0 | 0 | 0 | 0 | 0 | 110 | 0 | 110 | 0 | 0 | 0 | 110 | 0 | 110 | 110 | 0 | 110 | 110 | 0 | 110
PG&E FRESNO | Schindler | 70 | Solar |  |  | 0 | 0 | 0 | 0 | 0 | 0 | 0 | 0 | 0 | 0 | 0 | 0 | 0 | 0 | 0 | 0 | 0 | 0 | 0 | 0 | 0 | 0 | 0 | 0 | 0 | 0 | 0 | 0
PG&E GBA | Schulte | 115 | Solar |  |  | 1 | 0 | 0 | 0 | 0 | 0 | 0 | 0 | 0 | 0 | 0 | 0 | 0 | 40 | 0 | 40 | 0 | 0 | 0 | 40 | 0 | 40 | 40 | 0 | 40 | 40 | 0 | 40
SDGE | Scripps | 69 | Solar |  |  | 0 | 0 | 0 | 0 | 0 | 0 | 0 | 0 | 0 | 0 | 0 | 0 | 0 | 0 | 0 | 0 | 0 | 0 | 0 | 0 | 0 | 0 | 0 | 0 | 0 | 0 | 0 | 0
PG&E KERN | Semitropic | 115 | Solar |  |  | 1 | 0 | 0 | 0 | 0 | 0 | 0 | 0 | 0 | 0 | 0 | 0 | 0 | 0 | 95 | 95 | 0 | 0 | 0 | 0 | 95 | 95 | 0 | 95 | 95 | 0 | 95 | 95
SCE Metro | Serrano | 230 | Solar |  |  | 0 | 0 | 0 | 0 | 0 | 0 | 0 | 0 | 0 | 0 | 0 | 0 | 0 | 0 | 0 | 0 | 0 | 0 | 0 | 0 | 0 | 0 | 0 | 0 | 0 | 0 | 0 | 0
SCE Metro | Serrano | 500 | Solar |  |  | 0 | 0 | 0 | 0 | 0 | 0 | 0 | 0 | 0 | 0 | 0 | 0 | 0 | 0 | 0 | 0 | 0 | 0 | 0 | 0 | 0 | 0 | 0 | 0 | 0 | 0 | 0 | 0
SDGE | Shadowridge | 138 | Solar |  |  | 0 | 0 | 0 | 0 | 0 | 0 | 0 | 0 | 0 | 0 | 0 | 0 | 0 | 0 | 0 | 0 | 0 | 0 | 0 | 0 | 0 | 0 | 0 | 0 | 0 | 0 | 0 | 0
PG&E KERN | Shafter | 115 | Solar |  |  | 1 | 0 | 0 | 0 | 0 | 0 | 0 | 0 | 0 | 0 | 0 | 0 | 0 | 0 | 100 | 100 | 0 | 0 | 0 | 0 | 100 | 100 | 0 | 100 | 100 | 0 | 100 | 100
PG&E NGBA | Silverado | 115 | Solar |  |  | 0 | 0 | 0 | 0 | 0 | 0 | 0 | 0 | 0 | 0 | 0 | 0 | 0 | 0 | 0 | 0 | 0 | 0 | 0 | 0 | 0 | 0 | 0 | 0 | 0 | 0 | 0 | 0
SDGE | Silvergate | 230 | Solar |  |  | 1 | 0 | 0 | 0 | 0 | 0 | 0 | 0 | 0 | 0 | 0 | 0 | 0 | 60 | 0 | 60 | 0 | 0 | 0 | 60 | 0 | 60 | 60 | 0 | 60 | 60 | 0 | 60
SDGE | Silvergate | 69 | Solar |  |  | 0 | 0 | 0 | 0 | 0 | 0 | 0 | 0 | 0 | 0 | 0 | 0 | 0 | 0 | 0 | 0 | 0 | 0 | 0 | 0 | 0 | 0 | 0 | 0 | 0 | 0 | 0 | 0
PG&E KERN | Sisquoc | 115 | Solar |  |  | 1 | 0 | 0 | 0 | 0 | 0 | 0 | 0 | 0 | 0 | 0 | 0 | 0 | 0 | 100 | 100 | 0 | 0 | 0 | 0 | 100 | 100 | 0 | 100 | 100 | 0 | 100 | 100
EOP | Sloan Canyon | 230 | Solar |  |  | 0 | 0 | 0 | 0 | 0 | 0 | 0 | 0 | 0 | 0 | 0 | 0 | 0 | 0 | 0 | 0 | 0 | 0 | 0 | 0 | 0 | 0 | 0 | 0 | 0 | 0 | 0 | 0
EOP | Sloan Canyon | 500 | Solar |  |  | 0 | 0 | 0 | 0 | 0 | 0 | 0 | 0 | 0 | 0 | 0 | 0 | 0 | 0 | 0 | 0 | 0 | 0 | 0 | 0 | 0 | 0 | 0 | 0 | 0 | 0 | 0 | 0
PG&E KERN | Smyrna | 115 | Solar |  |  | 0 | 0 | 0 | 0 | 0 | 0 | 0 | 0 | 0 | 0 | 0 | 0 | 0 | 0 | 0 | 0 | 0 | 0 | 0 | 0 | 0 | 0 | 0 | 0 | 0 | 0 | 0 | 0
PG&E GBA | Sobrante | 115 | Solar |  |  | 1 | 0 | 0 | 0 | 0 | 0 | 0 | 0 | 0 | 0 | 0 | 0 | 0 | 0 | 40 | 40 | 0 | 0 | 0 | 0 | 40 | 40 | 0 | 40 | 40 | 0 | 40 | 40
PG&E GBA | Sobrante | 230 | Solar |  |  | 0 | 0 | 0 | 0 | 0 | 0 | 0 | 0 | 0 | 0 | 0 | 0 | 0 | 0 | 0 | 0 | 0 | 0 | 0 | 0 | 0 | 0 | 0 | 0 | 0 | 0 | 0 | 0
PG&E KERN | Solar | 230 | Solar |  |  | 0 | 0 | 0 | 0 | 0 | 0 | 0 | 0 | 0 | 0 | 0 | 0 | 0 | 0 | 0 | 0 | 0 | 0 | 0 | 0 | 0 | 0 | 0 | 0 | 0 | 0 | 0 | 0
PG&E GBA | Soledad | 115 | Solar |  |  | 0 | 0 | 0 | 0 | 0 | 0 | 0 | 0 | 0 | 0 | 0 | 0 | 0 | 0 | 0 | 0 | 0 | 0 | 0 | 0 | 0 | 0 | 0 | 0 | 0 | 0 | 0 | 0
PG&E GBA | Soledad | 60 | Solar |  |  | 0 | 0 | 0 | 0 | 0 | 0 | 0 | 0 | 0 | 0 | 0 | 0 | 0 | 0 | 0 | 0 | 0 | 0 | 0 | 0 | 0 | 0 | 0 | 0 | 0 | 0 | 0 | 0
SDGE | Spring Valley | 69 | Solar |  |  | 0 | 0 | 0 | 0 | 0 | 0 | 0 | 0 | 0 | 0 | 0 | 0 | 0 | 0 | 0 | 0 | 0 | 0 | 0 | 0 | 0 | 0 | 0 | 0 | 0 | 0 | 0 | 0
SCE Northern | Springville | 230 | Solar |  |  | 0 | 0 | 0 | 0 | 0 | 0 | 0 | 0 | 0 | 0 | 0 | 0 | 0 | 0 | 0 | 0 | 0 | 0 | 0 | 0 | 0 | 0 | 0 | 0 | 0 | 0 | 0 | 0
PG&E GBA | Stagg | 230 | Solar |  |  | 0 | 0 | 0 | 0 | 0 | 0 | 0 | 0 | 0 | 0 | 0 | 0 | 0 | 0 | 0 | 0 | 0 | 0 | 0 | 0 | 0 | 0 | 0 | 0 | 0 | 0 | 0 | 0
PG&E GBA | Standard Oil | 115 | Solar |  |  | 1 | 0 | 0 | 0 | 0 | 0 | 0 | 0 | 0 | 0 | 0 | 0 | 0 | 0 | 40 | 40 | 0 | 0 | 0 | 0 | 40 | 40 | 0 | 40 | 40 | 0 | 40 | 40
PG&E GBA | Stanislaus | 115 | Solar |  |  | 0 | 0 | 0 | 0 | 0 | 0 | 0 | 0 | 0 | 0 | 0 | 0 | 0 | 0 | 0 | 0 | 0 | 0 | 0 | 0 | 0 | 0 | 0 | 0 | 0 | 0 | 0 | 0
PG&E KERN | Stockdale | 115 | Solar |  |  | 1 | 0 | 0 | 0 | 0 | 0 | 0 | 0 | 0 | 0 | 0 | 0 | 0 | 100 | 0 | 100 | 0 | 0 | 0 | 100 | 0 | 100 | 100 | 0 | 100 | 100 | 0 | 100
PG&E KERN | Stockdale | 230 | Solar |  |  | 0 | 0 | 0 | 0 | 0 | 0 | 0 | 0 | 0 | 0 | 0 | 0 | 0 | 0 | 0 | 0 | 0 | 0 | 0 | 0 | 0 | 0 | 0 | 0 | 0 | 0 | 0 | 0
PG&E GBA | Stockton A | 115 | Solar |  |  | 0 | 0 | 0 | 0 | 0 | 0 | 0 | 0 | 0 | 0 | 0 | 0 | 0 | 0 | 0 | 0 | 0 | 0 | 0 | 0 | 0 | 0 | 0 | 0 | 0 | 0 | 0 | 0
PG&E GBA | Stone | 115 | Solar |  |  | 0 | 0 | 0 | 0 | 0 | 0 | 0 | 0 | 0 | 0 | 0 | 0 | 0 | 0 | 0 | 0 | 0 | 0 | 0 | 0 | 0 | 0 | 0 | 0 | 0 | 0 | 0 | 0
PG&E FRESNO | Storey | 230 | Solar |  |  | 0 | 0 | 0 | 0 | 0 | 0 | 0 | 0 | 0 | 0 | 0 | 0 | 0 | 0 | 0 | 0 | 0 | 0 | 0 | 0 | 0 | 0 | 0 | 0 | 0 | 0 | 0 | 0
PG&E NGBA | Summit | 115 | Solar |  |  | 0 | 0 | 0 | 0 | 0 | 0 | 0 | 0 | 0 | 0 | 0 | 0 | 0 | 0 | 0 | 0 | 0 | 0 | 0 | 0 | 0 | 0 | 0 | 0 | 0 | 0 | 0 | 0
SDGE | Suncrest | 230 | Solar |  |  | 0 | 0 | 0 | 0 | 0 | 0 | 0 | 0 | 0 | 0 | 0 | 0 | 0 | 0 | 0 | 0 | 0 | 0 | 0 | 0 | 0 | 0 | 0 | 0 | 0 | 0 | 0 | 0
SDGE | Suncrest | 500 | Solar |  |  | 0 | 0 | 0 | 0 | 0 | 0 | 0 | 0 | 0 | 0 | 0 | 0 | 0 | 0 | 0 | 0 | 0 | 0 | 0 | 0 | 0 | 0 | 0 | 0 | 0 | 0 | 0 | 0
PG&E KERN | Sunrise | 230 | Solar |  |  | 0 | 0 | 0 | 0 | 0 | 0 | 0 | 0 | 0 | 0 | 0 | 0 | 0 | 0 | 0 | 0 | 0 | 0 | 0 | 0 | 0 | 0 | 0 | 0 | 0 | 0 | 0 | 0
PG&E KERN | Sunset | 230 | Solar |  |  | 0 | 0 | 0 | 0 | 0 | 0 | 0 | 0 | 0 | 0 | 0 | 0 | 0 | 0 | 0 | 0 | 0 | 0 | 0 | 0 | 0 | 0 | 0 | 0 | 0 | 0 | 0 | 0
PG&E GBA | Swift | 115 | Solar |  |  | 0 | 0 | 0 | 0 | 0 | 0 | 0 | 0 | 0 | 0 | 0 | 0 | 0 | 0 | 0 | 0 | 0 | 0 | 0 | 0 | 0 | 0 | 0 | 0 | 0 | 0 | 0 | 0
SDGE | Sycamore Canyon | 138 | Solar |  |  | 0 | 0 | 0 | 0 | 0 | 0 | 0 | 0 | 0 | 0 | 0 | 0 | 0 | 0 | 0 | 0 | 0 | 0 | 0 | 0 | 0 | 0 | 0 | 0 | 0 | 0 | 0 | 0
SDGE | Sycamore Canyon | 230 | Solar |  |  | 0 | 0 | 0 | 0 | 0 | 0 | 0 | 0 | 0 | 0 | 0 | 0 | 0 | 0 | 0 | 0 | 0 | 0 | 0 | 0 | 0 | 0 | 0 | 0 | 0 | 0 | 0 | 0
SDGE | Sycamore Canyon | 69 | Solar |  |  | 0 | 0 | 0 | 0 | 0 | 0 | 0 | 0 | 0 | 0 | 0 | 0 | 0 | 0 | 0 | 0 | 0 | 0 | 0 | 0 | 0 | 0 | 0 | 0 | 0 | 0 | 0 | 0
SCE Northern | Sylmar | 230 | Solar |  |  | 0 | 0 | 0 | 0 | 0 | 0 | 0 | 0 | 0 | 0 | 0 | 0 | 0 | 0 | 0 | 0 | 0 | 0 | 0 | 0 | 0 | 0 | 0 | 0 | 0 | 0 | 0 | 0
PG&E NGBA | Table Mountain | 115 | Solar |  |  | 0 | 0 | 0 | 0 | 0 | 0 | 0 | 0 | 0 | 0 | 0 | 0 | 0 | 0 | 0 | 0 | 0 | 0 | 0 | 0 | 0 | 0 | 0 | 0 | 0 | 0 | 0 | 0
PG&E NGBA | Table Mountain | 230 | Solar |  |  | 0 | 0 | 0 | 0 | 0 | 0 | 0 | 0 | 0 | 0 | 0 | 0 | 0 | 0 | 0 | 0 | 0 | 0 | 0 | 0 | 0 | 0 | 0 | 0 | 0 | 0 | 0 | 0
PG&E NGBA | Table Mountain | 500 | Solar |  |  | 0 | 0 | 0 | 0 | 0 | 0 | 0 | 0 | 0 | 0 | 0 | 0 | 0 | 0 | 0 | 0 | 0 | 0 | 0 | 0 | 0 | 0 | 0 | 0 | 0 | 0 | 0 | 0
PG&E NGBA | Table Mountain | 60 | Solar |  |  | 0 | 0 | 0 | 0 | 0 | 0 | 0 | 0 | 0 | 0 | 0 | 0 | 0 | 0 | 0 | 0 | 0 | 0 | 0 | 0 | 0 | 0 | 0 | 0 | 0 | 0 | 0 | 0
PG&E KERN | Taft | 115 | Solar |  |  | 1 | 3 | 0 | 3 | 0 | 0 | 0 | 0 | 0 | 0 | 0 | 0 | 0 | 0 | 0 | 0 | 0 | 0 | 0 | 0 | 0 | 0 | 3 | 0 | 3 | 3 | 0 | 3
SDGE | Talega | 138 | Solar |  |  | 0 | 0 | 0 | 0 | 0 | 0 | 0 | 0 | 0 | 0 | 0 | 0 | 0 | 0 | 0 | 0 | 0 | 0 | 0 | 0 | 0 | 0 | 0 | 0 | 0 | 0 | 0 | 0
SDGE | Talega | 230 | Solar |  |  | 0 | 0 | 0 | 0 | 0 | 0 | 0 | 0 | 0 | 0 | 0 | 0 | 0 | 0 | 0 | 0 | 0 | 0 | 0 | 0 | 0 | 0 | 0 | 0 | 0 | 0 | 0 | 0
PG&E GBA | Tassajara | 230 | Solar |  |  | 0 | 0 | 0 | 0 | 0 | 0 | 0 | 0 | 0 | 0 | 0 | 0 | 0 | 0 | 0 | 0 | 0 | 0 | 0 | 0 | 0 | 0 | 0 | 0 | 0 | 0 | 0 | 0
PG&E KERN | Tejon | 70 | Solar |  |  | 0 | 0 | 0 | 0 | 0 | 0 | 0 | 0 | 0 | 0 | 0 | 0 | 0 | 0 | 0 | 0 | 0 | 0 | 0 | 0 | 0 | 0 | 0 | 0 | 0 | 0 | 0 | 0
SDGE | Telegraph Canyon | 138 | Solar |  |  | 0 | 0 | 0 | 0 | 0 | 0 | 0 | 0 | 0 | 0 | 0 | 0 | 0 | 0 | 0 | 0 | 0 | 0 | 0 | 0 | 0 | 0 | 0 | 0 | 0 | 0 | 0 | 0
PG&E KERN | Temblor | 115 | Solar |  |  | 0 | 0 | 0 | 0 | 0 | 0 | 0 | 0 | 0 | 0 | 0 | 0 | 0 | 0 | 0 | 0 | 0 | 0 | 0 | 0 | 0 | 0 | 0 | 0 | 0 | 0 | 0 | 0
PG&E KERN | Templeton | 230 | Solar |  |  | 0 | 0 | 0 | 0 | 0 | 0 | 0 | 0 | 0 | 0 | 0 | 0 | 0 | 0 | 0 | 0 | 0 | 0 | 0 | 0 | 0 | 0 | 0 | 0 | 0 | 0 | 0 | 0
PG&E KERN | Templeton | 70 | Solar |  |  | 0 | 0 | 0 | 0 | 0 | 0 | 0 | 0 | 0 | 0 | 0 | 0 | 0 | 0 | 0 | 0 | 0 | 0 | 0 | 0 | 0 | 0 | 0 | 0 | 0 | 0 | 0 | 0
PG&E GBA | Tesla | 115 | Solar |  |  | 0 | 0 | 0 | 0 | 0 | 0 | 0 | 0 | 0 | 0 | 0 | 0 | 0 | 0 | 0 | 0 | 0 | 0 | 0 | 0 | 0 | 0 | 0 | 0 | 0 | 0 | 0 | 0
PG&E GBA | Tesla | 230 | Solar |  |  | 0 | 0 | 0 | 0 | 0 | 0 | 0 | 0 | 0 | 0 | 0 | 0 | 0 | 0 | 0 | 0 | 0 | 0 | 0 | 0 | 0 | 0 | 0 | 0 | 0 | 0 | 0 | 0
PG&E GBA | Tesla | 500 | Solar |  |  | 0 | 0 | 0 | 0 | 0 | 0 | 0 | 0 | 0 | 0 | 0 | 0 | 0 | 0 | 0 | 0 | 0 | 0 | 0 | 0 | 0 | 0 | 0 | 0 | 0 | 0 | 0 | 0
PG&E KERN | Tevis | 115 | Solar |  |  | 1 | 0 | 0 | 0 | 0 | 0 | 0 | 0 | 0 | 0 | 0 | 0 | 0 | 100 | 0 | 100 | 0 | 0 | 0 | 100 | 0 | 100 | 100 | 0 | 100 | 100 | 0 | 100
EOP | Thousandaire | 138 | Solar |  |  | 0 | 0 | 0 | 0 | 0 | 0 | 0 | 0 | 0 | 0 | 0 | 0 | 0 | 0 | 0 | 0 | 0 | 0 | 0 | 0 | 0 | 0 | 0 | 0 | 0 | 0 | 0 | 0
PG&E KERN | Topaz | 230 | Solar |  |  | 0 | 0 | 0 | 0 | 0 | 0 | 0 | 0 | 0 | 0 | 0 | 0 | 0 | 0 | 0 | 0 | 0 | 0 | 0 | 0 | 0 | 0 | 0 | 0 | 0 | 0 | 0 | 0
SCE NOL | Tortilla | 115 | Solar |  |  | 0 | 0 | 0 | 0 | 0 | 0 | 0 | 0 | 0 | 0 | 0 | 0 | 0 | 0 | 0 | 0 | 0 | 0 | 0 | 0 | 0 | 0 | 0 | 0 | 0 | 0 | 0 | 0
SDGE | Trabuco | 138 | Solar |  |  | 0 | 0 | 0 | 0 | 0 | 0 | 0 | 0 | 0 | 0 | 0 | 0 | 0 | 0 | 0 | 0 | 0 | 0 | 0 | 0 | 0 | 0 | 0 | 0 | 0 | 0 | 0 | 0
PG&E GBA | Tracy | 115 | Solar |  |  | 0 | 0 | 0 | 0 | 0 | 0 | 0 | 0 | 0 | 0 | 0 | 0 | 0 | 0 | 0 | 0 | 0 | 0 | 0 | 0 | 0 | 0 | 0 | 0 | 0 | 0 | 0 | 0
PG&E FRESNO | Tranquility | 230 | Solar |  |  | 1 | 0 | 400 | 400 | 0 | 400 | 400 | 0 | 0 | 0 | 0 | 400 | 400 | 100 | 0 | 100 | 110 | 0 | 110 | 210 | 0 | 210 | 100 | 800 | 900 | 210 | 800 | 1010
PG&E GBA | Trimble | 115 | Solar |  |  | 0 | 0 | 0 | 0 | 0 | 0 | 0 | 0 | 0 | 0 | 0 | 0 | 0 | 0 | 0 | 0 | 0 | 0 | 0 | 0 | 0 | 0 | 0 | 0 | 0 | 0 | 0 | 0
EOP | Trout Canyon | 230 | Solar |  |  | 1 | 60 | 0 | 60 | 65 | 650 | 715 | 0 | 0 | 0 | 65 | 650 | 715 | 835 | 216 | 1051 | 0 | 0 | 0 | 835 | 216 | 1051 | 960 | 866 | 1826 | 960 | 866 | 1826
EOP | Trout Canyon | 500 | Solar |  |  | 0 | 0 | 0 | 0 | 0 | 0 | 0 | 0 | 0 | 0 | 0 | 0 | 0 | 0 | 0 | 0 | 0 | 0 | 0 | 0 | 0 | 0 | 0 | 0 | 0 | 0 | 0 | 0
PG&E NGBA | Tulucay | 230 | Solar |  |  | 0 | 0 | 0 | 0 | 0 | 0 | 0 | 0 | 0 | 0 | 0 | 0 | 0 | 0 | 0 | 0 | 0 | 0 | 0 | 0 | 0 | 0 | 0 | 0 | 0 | 0 | 0 | 0
PG&E NGBA | Tulucay | 60 | Solar |  |  | 0 | 0 | 0 | 0 | 0 | 0 | 0 | 0 | 0 | 0 | 0 | 0 | 0 | 0 | 0 | 0 | 0 | 0 | 0 | 0 | 0 | 0 | 0 | 0 | 0 | 0 | 0 | 0
PG&E KERN | Tupman | 115 | Solar |  |  | 0 | 0 | 0 | 0 | 0 | 0 | 0 | 0 | 0 | 0 | 0 | 0 | 0 | 0 | 0 | 0 | 0 | 0 | 0 | 0 | 0 | 0 | 0 | 0 | 0 | 0 | 0 | 0
PG&E NGBA | Ukiah | 115 | Solar |  |  | 0 | 0 | 0 | 0 | 0 | 0 | 0 | 0 | 0 | 0 | 0 | 0 | 0 | 0 | 0 | 0 | 0 | 0 | 0 | 0 | 0 | 0 | 0 | 0 | 0 | 0 | 0 | 0
PG&E KERN | Union (Estrella) | 70 | Solar |  |  | 0 | 0 | 0 | 0 | 0 | 0 | 0 | 0 | 0 | 0 | 0 | 0 | 0 | 0 | 0 | 0 | 0 | 0 | 0 | 0 | 0 | 0 | 0 | 0 | 0 | 0 | 0 | 0
PG&E NGBA | Vaca Dixon | 115 | Solar |  |  | 0 | 0 | 0 | 0 | 0 | 0 | 0 | 0 | 0 | 0 | 0 | 0 | 0 | 0 | 0 | 0 | 0 | 0 | 0 | 0 | 0 | 0 | 0 | 0 | 0 | 0 | 0 | 0
PG&E NGBA | Vaca Dixon | 230 | Solar |  |  | 1 | 0 | 0 | 0 | 0 | 0 | 0 | 0 | 0 | 0 | 0 | 0 | 0 | 0 | 160 | 160 | 0 | 0 | 0 | 0 | 160 | 160 | 0 | 160 | 160 | 0 | 160 | 160
PG&E NGBA | Vaca Dixon | 500 | Solar |  |  | 1 | 0 | 0 | 0 | 0 | 0 | 0 | 0 | 0 | 0 | 0 | 0 | 0 | 0 | 310 | 310 | 0 | 0 | 0 | 0 | 310 | 310 | 0 | 310 | 310 | 0 | 310 | 310
PG&E NGBA | Vaca Dixon | 60 | Solar |  |  | 0 | 0 | 0 | 0 | 0 | 0 | 0 | 0 | 0 | 0 | 0 | 0 | 0 | 0 | 0 | 0 | 0 | 0 | 0 | 0 | 0 | 0 | 0 | 0 | 0 | 0 | 0 | 0
SCE Eastern | Valley (SCE) | 500 | Solar |  |  | 1 | 0 | 0 | 0 | 0 | 0 | 0 | 0 | 0 | 0 | 0 | 0 | 0 | 0 | 300 | 300 | 0 | 0 | 0 | 0 | 300 | 300 | 0 | 300 | 300 | 0 | 300 | 300
EOP | Valley (VEA) | 138 | Solar |  |  | 0 | 0 | 0 | 0 | 0 | 0 | 0 | 0 | 0 | 0 | 0 | 0 | 0 | 0 | 0 | 0 | 0 | 0 | 0 | 0 | 0 | 0 | 0 | 0 | 0 | 0 | 0 | 0
SDGE | Valley Center | 69 | Solar |  |  | 0 | 0 | 0 | 0 | 0 | 0 | 0 | 0 | 0 | 0 | 0 | 0 | 0 | 0 | 0 | 0 | 0 | 0 | 0 | 0 | 0 | 0 | 0 | 0 | 0 | 0 | 0 | 0
PG&E GBA | Valley Home | 115 | Solar |  |  | 0 | 0 | 0 | 0 | 0 | 0 | 0 | 0 | 0 | 0 | 0 | 0 | 0 | 0 | 0 | 0 | 0 | 0 | 0 | 0 | 0 | 0 | 0 | 0 | 0 | 0 | 0 | 0
PG&E GBA | Valley Springs | 230 | Solar |  |  | 0 | 0 | 0 | 0 | 0 | 0 | 0 | 0 | 0 | 0 | 0 | 0 | 0 | 0 | 0 | 0 | 0 | 0 | 0 | 0 | 0 | 0 | 0 | 0 | 0 | 0 | 0 | 0
PG&E GBA | Valley Springs | 60 | Solar |  |  | 0 | 0 | 0 | 0 | 0 | 0 | 0 | 0 | 0 | 0 | 0 | 0 | 0 | 0 | 0 | 0 | 0 | 0 | 0 | 0 | 0 | 0 | 0 | 0 | 0 | 0 | 0 | 0
EOP | Valley Switch | 138 | Solar |  |  | 0 | 0 | 0 | 0 | 0 | 0 | 0 | 0 | 0 | 0 | 0 | 0 | 0 | 0 | 0 | 0 | 0 | 0 | 0 | 0 | 0 | 0 | 0 | 0 | 0 | 0 | 0 | 0
EOP | Valley Switch | 230 | Solar |  |  | 0 | 0 | 0 | 0 | 0 | 0 | 0 | 0 | 0 | 0 | 0 | 0 | 0 | 0 | 0 | 0 | 0 | 0 | 0 | 0 | 0 | 0 | 0 | 0 | 0 | 0 | 0 | 0
PG&E GBA | Vasco | 230 | Solar |  |  | 0 | 0 | 0 | 0 | 0 | 0 | 0 | 0 | 0 | 0 | 0 | 0 | 0 | 0 | 0 | 0 | 0 | 0 | 0 | 0 | 0 | 0 | 0 | 0 | 0 | 0 | 0 | 0
PG&E GBA | Vasona | 230 | Solar |  |  | 0 | 0 | 0 | 0 | 0 | 0 | 0 | 0 | 0 | 0 | 0 | 0 | 0 | 0 | 0 | 0 | 0 | 0 | 0 | 0 | 0 | 0 | 0 | 0 | 0 | 0 | 0 | 0
SCE Northern | Vestal | 230 | Solar |  |  | 1 | 300 | 0 | 300 | 0 | 50 | 50 | 0 | 0 | 0 | 0 | 50 | 50 | 92 | 0 | 92 | 0 | 0 | 0 | 92 | 0 | 92 | 392 | 50 | 442 | 392 | 50 | 442
SCE Northern | Vestal | 66 | Solar |  |  | 0 | 0 | 0 | 0 | 0 | 0 | 0 | 0 | 0 | 0 | 0 | 0 | 0 | 0 | 0 | 0 | 0 | 0 | 0 | 0 | 0 | 0 | 0 | 0 | 0 | 0 | 0 | 0
SCE NOL | Victor | 115 | Solar |  |  | 0 | 0 | 0 | 0 | 0 | 0 | 0 | 0 | 0 | 0 | 0 | 0 | 0 | 0 | 0 | 0 | 0 | 0 | 0 | 0 | 0 | 0 | 0 | 0 | 0 | 0 | 0 | 0
SCE NOL | Victor | 230 | Solar |  |  | 0 | 0 | 0 | 0 | 0 | 0 | 0 | 0 | 0 | 0 | 0 | 0 | 0 | 0 | 0 | 0 | 0 | 0 | 0 | 0 | 0 | 0 | 0 | 0 | 0 | 0 | 0 | 0
SCE Metro | Viejo | 230 | Solar |  |  | 0 | 0 | 0 | 0 | 0 | 0 | 0 | 0 | 0 | 0 | 0 | 0 | 0 | 0 | 0 | 0 | 0 | 0 | 0 | 0 | 0 | 0 | 0 | 0 | 0 | 0 | 0 | 0
PG&E GBA | Vierra | 115 | Solar |  |  | 0 | 0 | 0 | 0 | 0 | 0 | 0 | 0 | 0 | 0 | 0 | 0 | 0 | 0 | 0 | 0 | 0 | 0 | 0 | 0 | 0 | 0 | 0 | 0 | 0 | 0 | 0 | 0
SCE Metro | Villa Park | 230 | Solar |  |  | 0 | 0 | 0 | 0 | 0 | 0 | 0 | 0 | 0 | 0 | 0 | 0 | 0 | 0 | 0 | 0 | 0 | 0 | 0 | 0 | 0 | 0 | 0 | 0 | 0 | 0 | 0 | 0
SCE Northern | Vincent | 230 | Solar |  |  | 0 | 0 | 0 | 0 | 0 | 0 | 0 | 0 | 0 | 0 | 0 | 0 | 0 | 0 | 0 | 0 | 0 | 0 | 0 | 0 | 0 | 0 | 0 | 0 | 0 | 0 | 0 | 0
SCE Northern | Vincent | 500 | Solar |  |  | 0 | 0 | 0 | 0 | 0 | 0 | 0 | 0 | 0 | 0 | 0 | 0 | 0 | 0 | 0 | 0 | 0 | 0 | 0 | 0 | 0 | 0 | 0 | 0 | 0 | 0 | 0 | 0
PG&E GBA | Vineyard | 230 | Solar |  |  | 0 | 0 | 0 | 0 | 0 | 0 | 0 | 0 | 0 | 0 | 0 | 0 | 0 | 0 | 0 | 0 | 0 | 0 | 0 | 0 | 0 | 0 | 0 | 0 | 0 | 0 | 0 | 0
SDGE | Vineyard | 69 | Solar |  |  | 0 | 0 | 0 | 0 | 0 | 0 | 0 | 0 | 0 | 0 | 0 | 0 | 0 | 0 | 0 | 0 | 0 | 0 | 0 | 0 | 0 | 0 | 0 | 0 | 0 | 0 | 0 | 0
SCE Eastern | Vista (SCE) | 230 | Solar |  |  | 0 | 0 | 0 | 0 | 0 | 0 | 0 | 0 | 0 | 0 | 0 | 0 | 0 | 0 | 0 | 0 | 0 | 0 | 0 | 0 | 0 | 0 | 0 | 0 | 0 | 0 | 0 | 0
EOP | Vista (VEA) | 138 | Solar |  |  | 0 | 0 | 0 | 0 | 0 | 0 | 0 | 0 | 0 | 0 | 0 | 0 | 0 | 0 | 0 | 0 | 0 | 0 | 0 | 0 | 0 | 0 | 0 | 0 | 0 | 0 | 0 | 0
EOP | Vista (VEA) | 230 | Solar |  |  | 1 | 0 | 0 | 0 | 0 | 0 | 0 | 0 | 0 | 0 | 0 | 0 | 0 | 200 | 0 | 200 | 0 | 0 | 0 | 200 | 0 | 200 | 200 | 0 | 200 | 200 | 0 | 200
PG&E FRESNO | Wahtoke | 115 | Solar |  |  | 0 | 0 | 0 | 0 | 0 | 0 | 0 | 0 | 0 | 0 | 0 | 0 | 0 | 0 | 0 | 0 | 0 | 0 | 0 | 0 | 0 | 0 | 0 | 0 | 0 | 0 | 0 | 0
SCE Northern | Wakefield | 66 | Solar |  |  | 1 | 0 | 0 | 0 | 0 | 0 | 0 | 0 | 0 | 0 | 0 | 0 | 0 | 140 | 0 | 140 | 0 | 0 | 0 | 140 | 0 | 140 | 140 | 0 | 140 | 140 | 0 | 140
SCE Metro | Walnut | 230 | Solar |  |  | 0 | 0 | 0 | 0 | 0 | 0 | 0 | 0 | 0 | 0 | 0 | 0 | 0 | 0 | 0 | 0 | 0 | 0 | 0 | 0 | 0 | 0 | 0 | 0 | 0 | 0 | 0 | 0
SCE Northern | Warne | 230 | Solar |  |  | 0 | 0 | 0 | 0 | 0 | 0 | 0 | 0 | 0 | 0 | 0 | 0 | 0 | 0 | 0 | 0 | 0 | 0 | 0 | 0 | 0 | 0 | 0 | 0 | 0 | 0 | 0 | 0
PG&E GBA | Warnerville | 230 | Solar |  |  | 0 | 0 | 0 | 0 | 0 | 0 | 0 | 0 | 0 | 0 | 0 | 0 | 0 | 0 | 0 | 0 | 0 | 0 | 0 | 0 | 0 | 0 | 0 | 0 | 0 | 0 | 0 | 0
PG&E FRESNO | Waukena | 115 | Solar |  |  | 0 | 0 | 0 | 0 | 0 | 0 | 0 | 0 | 0 | 0 | 0 | 0 | 0 | 0 | 0 | 0 | 0 | 0 | 0 | 0 | 0 | 0 | 0 | 0 | 0 | 0 | 0 | 0
PG&E GBA | Weber | 230 | Solar |  |  | 0 | 0 | 0 | 0 | 0 | 0 | 0 | 0 | 0 | 0 | 0 | 0 | 0 | 0 | 0 | 0 | 0 | 0 | 0 | 0 | 0 | 0 | 0 | 0 | 0 | 0 | 0 | 0
PG&E GBA | Weber | 60 | Solar |  |  | 0 | 0 | 0 | 0 | 0 | 0 | 0 | 0 | 0 | 0 | 0 | 0 | 0 | 0 | 0 | 0 | 0 | 0 | 0 | 0 | 0 | 0 | 0 | 0 | 0 | 0 | 0 | 0
PG&E FRESNO | West Fresno | 115 | Solar |  |  | 1 | 0 | 0 | 0 | 0 | 0 | 0 | 0 | 0 | 0 | 0 | 0 | 0 | 0 | 0 | 0 | 67 | 0 | 67 | 67 | 0 | 67 | 0 | 0 | 0 | 67 | 0 | 67
PG&E FRESNO | Westley | 230 | Solar |  |  | 1 | 0 | 0 | 0 | 0 | 0 | 0 | 0 | 0 | 0 | 0 | 0 | 0 | 0 | 0 | 0 | 155 | 0 | 155 | 155 | 0 | 155 | 0 | 0 | 0 | 155 | 0 | 155
PG&E KERN | Westpark | 115 | Solar |  |  | 0 | 0 | 0 | 0 | 0 | 0 | 0 | 0 | 0 | 0 | 0 | 0 | 0 | 0 | 0 | 0 | 0 | 0 | 0 | 0 | 0 | 0 | 0 | 0 | 0 | 0 | 0 | 0
PG&E KERN | Wheeler Ridge | 230 | Solar |  |  | 1 | 100 | 0 | 100 | 0 | 0 | 0 | 0 | 0 | 0 | 0 | 0 | 0 | 0 | 90 | 90 | 0 | 0 | 0 | 0 | 90 | 90 | 100 | 90 | 190 | 100 | 90 | 190
PG&E KERN | Wheeler Ridge | 115 | Solar |  |  | 0 | 0 | 0 | 0 | 0 | 0 | 0 | 0 | 0 | 0 | 0 | 0 | 0 | 0 | 0 | 0 | 0 | 0 | 0 | 0 | 0 | 0 | 0 | 0 | 0 | 0 | 0 | 0
PG&E KERN | Wheeler Ridge | 70 | Solar |  |  | 1 | 100 | 0 | 100 | 0 | 0 | 0 | 0 | 0 | 0 | 0 | 0 | 0 | 0 | 0 | 0 | 0 | 0 | 0 | 0 | 0 | 0 | 100 | 0 | 100 | 100 | 0 | 100
SCE Northern | Whirlwind | 230 | Solar |  |  | 1 | 174 | 0 | 174 | 44 | 188 | 232 | 0 | 0 | 0 | 44 | 188 | 232 | 2041 | 0 | 2041 | 0 | 0 | 0 | 2041 | 0 | 2041 | 2259 | 188 | 2447 | 2259 | 188 | 2447
SCE Northern | Whirlwind | 500 | Solar |  |  | 1 | 0 | 0 | 0 | 0 | 0 | 0 | 0 | 0 | 0 | 0 | 0 | 0 | 1432 | 0 | 1432 | 0 | 0 | 0 | 1432 | 0 | 1432 | 1432 | 0 | 1432 | 1432 | 0 | 1432
PG&E GBA | Whisman | 115 | Solar |  |  | 1 | 0 | 0 | 0 | 0 | 0 | 0 | 0 | 0 | 0 | 0 | 0 | 0 | 80 | 0 | 80 | 0 | 0 | 0 | 80 | 0 | 80 | 80 | 0 | 80 | 80 | 0 | 80
SCE Eastern | Wildlife | 230 | Solar |  |  | 1 | 0 | 0 | 0 | 0 | 0 | 0 | 0 | 0 | 0 | 0 | 0 | 0 | 0 | 250 | 250 | 0 | 0 | 0 | 0 | 250 | 250 | 0 | 250 | 250 | 0 | 250 | 250
PG&E FRESNO | Wilson | 115 | Solar |  |  | 0 | 0 | 0 | 0 | 0 | 0 | 0 | 0 | 0 | 0 | 0 | 0 | 0 | 0 | 0 | 0 | 0 | 0 | 0 | 0 | 0 | 0 | 0 | 0 | 0 | 0 | 0 | 0
PG&E FRESNO | Wilson | 230 | Solar |  |  | 0 | 0 | 0 | 0 | 0 | 0 | 0 | 0 | 0 | 0 | 0 | 0 | 0 | 0 | 0 | 0 | 0 | 0 | 0 | 0 | 0 | 0 | 0 | 0 | 0 | 0 | 0 | 0
SCE Northern | Windhub | 230 | Solar |  |  | 1 | 68 | 0 | 68 | 0 | 1020 | 1020 | 0 | 0 | 0 | 0 | 1020 | 1020 | 0 | 0 | 0 | 0 | 0 | 0 | 0 | 0 | 0 | 68 | 1020 | 1088 | 68 | 1020 | 1088
SCE Northern | Windhub | 500 | Solar |  |  | 1 | 0 | 0 | 0 | 153 | 0 | 153 | 0 | 0 | 0 | 153 | 0 | 153 | 0 | 0 | 0 | 0 | 0 | 0 | 0 | 0 | 0 | 153 | 0 | 153 | 153 | 0 | 153
PG&E GBA | Windmaster | 230 | Solar |  |  | 0 | 0 | 0 | 0 | 0 | 0 | 0 | 0 | 0 | 0 | 0 | 0 | 0 | 0 | 0 | 0 | 0 | 0 | 0 | 0 | 0 | 0 | 0 | 0 | 0 | 0 | 0 | 0
PG&E NGBA | Windsor | 60 | Solar |  |  | 0 | 0 | 0 | 0 | 0 | 0 | 0 | 0 | 0 | 0 | 0 | 0 | 0 | 0 | 0 | 0 | 0 | 0 | 0 | 0 | 0 | 0 | 0 | 0 | 0 | 0 | 0 | 0
PG&E NGBA | Woodland | 115 | Solar |  |  | 1 | 0 | 0 | 0 | 0 | 12 | 12 | 0 | 0 | 0 | 0 | 12 | 12 | 0 | 0 | 0 | 0 | 0 | 0 | 0 | 0 | 0 | 0 | 12 | 12 | 0 | 12 | 12
PG&E FRESNO | Woodward | 115 | Solar |  |  | 0 | 0 | 0 | 0 | 0 | 0 | 0 | 0 | 0 | 0 | 0 | 0 | 0 | 0 | 0 | 0 | 0 | 0 | 0 | 0 | 0 | 0 | 0 | 0 | 0 | 0 | 0 | 0
PG&E NGBA | Wyandotte | 115 | Solar |  |  | 0 | 0 | 0 | 0 | 0 | 0 | 0 | 0 | 0 | 0 | 0 | 0 | 0 | 0 | 0 | 0 | 0 | 0 | 0 | 0 | 0 | 0 | 0 | 0 | 0 | 0 | 0 | 0
PG&E KERN | 7th Standard | 115 | Battery |  |  | 0 | 0 | 0 | 0 | 0 | 0 | 0 | 0 | 0 | 0 | 0 | 0 | 0 | 0 | 0 | 0 | 0 | 0 | 0 | 0 | 0 | 0 | 0 | 0 | 0 | 0 | 0 | 0
SCE Metro | Alamitos | 230 | Battery |  |  | 1 | 0 | 0 | 0 | 82 | 0 | 82 | 82 | 0 | 82 | 0 | 0 | 0 | 0 | 188 | 188 | 0 | 0 | 0 | 0 | 188 | 188 | 0 | 188 | 188 | 0 | 188 | 188
SCE Eastern | Alberhill | 115 | Battery |  |  | 0 | 0 | 0 | 0 | 0 | 0 | 0 | 0 | 0 | 0 | 0 | 0 | 0 | 0 | 0 | 0 | 0 | 0 | 0 | 0 | 0 | 0 | 0 | 0 | 0 | 0 | 0 | 0
SCE Eastern | Alberhill | 500 | Battery |  |  | 0 | 0 | 0 | 0 | 0 | 0 | 0 | 0 | 0 | 0 | 0 | 0 | 0 | 0 | 0 | 0 | 0 | 0 | 0 | 0 | 0 | 0 | 0 | 0 | 0 | 0 | 0 | 0
PG&E GBA | Alhambra | 115 | Battery |  |  | 0 | 0 | 0 | 0 | 0 | 0 | 0 | 0 | 0 | 0 | 0 | 0 | 0 | 0 | 0 | 0 | 0 | 0 | 0 | 0 | 0 | 0 | 0 | 0 | 0 | 0 | 0 | 0
PG&E FRESNO | Alpaugh | 115 | Battery |  |  | 0 | 0 | 0 | 0 | 0 | 0 | 0 | 0 | 0 | 0 | 0 | 0 | 0 | 0 | 0 | 0 | 0 | 0 | 0 | 0 | 0 | 0 | 0 | 0 | 0 | 0 | 0 | 0
SDGE | Alpine | 69 | Battery |  |  | 1 | 0 | 0 | 0 | 6 | 0 | 6 | 0 | 0 | 0 | 6 | 0 | 6 | 0 | 0 | 0 | 0 | 0 | 0 | 0 | 0 | 0 | 6 | 0 | 6 | 6 | 0 | 6
PG&E GBA | Altamont Midway (Sandhill) | 230 | Battery |  |  | 0 | 0 | 0 | 0 | 0 | 0 | 0 | 0 | 0 | 0 | 0 | 0 | 0 | 0 | 0 | 0 | 0 | 0 | 0 | 0 | 0 | 0 | 0 | 0 | 0 | 0 | 0 | 0
SCE Northern | Antelope | 66 | Battery |  |  | 0 | 0 | 0 | 0 | 0 | 0 | 0 | 0 | 0 | 0 | 0 | 0 | 0 | 0 | 0 | 0 | 0 | 0 | 0 | 0 | 0 | 0 | 0 | 0 | 0 | 0 | 0 | 0
SCE Northern | Antelope | 230 | Battery |  |  | 1 | 80 | 0 | 80 | 0 | 0 | 0 | 0 | 0 | 0 | 0 | 0 | 0 | 0 | 0 | 0 | 0 | 0 | 0 | 0 | 0 | 0 | 80 | 0 | 80 | 80 | 0 | 80
SCE Northern | Antelope | 500 | Battery |  |  | 0 | 0 | 0 | 0 | 0 | 0 | 0 | 0 | 0 | 0 | 0 | 0 | 0 | 0 | 0 | 0 | 0 | 0 | 0 | 0 | 0 | 0 | 0 | 0 | 0 | 0 | 0 | 0
PG&E NGBA | Arcata | 60 | Battery |  |  | 1 | 0 | 0 | 0 | 2.5 | 0 | 2.5 | 0 | 0 | 0 | 2.5 | 0 | 2.5 | 0 | 0 | 0 | 0 | 0 | 0 | 0 | 0 | 0 | 2.5 | 0 | 2.5 | 2.5 | 0 | 2.5
PG&E KERN | Arco | 230 | Battery |  |  | 1 | 25 | 0 | 25 | 0 | 0 | 0 | 0 | 0 | 0 | 0 | 0 | 0 | 0 | 0 | 0 | 0 | 0 | 0 | 0 | 0 | 0 | 25 | 0 | 25 | 25 | 0 | 25
PG&E KERN | Arco | 70 | Battery |  |  | 1 | 55 | 0 | 55 | 2 | 0 | 2 | 0 | 0 | 0 | 2 | 0 | 2 | 0 | 0 | 0 | 0 | 0 | 0 | 0 | 0 | 0 | 57 | 0 | 57 | 57 | 0 | 57
SCE Metro | ArcoGen | 230 | Battery |  |  | 0 | 0 | 0 | 0 | 0 | 0 | 0 | 0 | 0 | 0 | 0 | 0 | 0 | 0 | 0 | 0 | 0 | 0 | 0 | 0 | 0 | 0 | 0 | 0 | 0 | 0 | 0 | 0
SDGE | Artesian | 230 | Battery |  |  | 0 | 0 | 0 | 0 | 0 | 0 | 0 | 0 | 0 | 0 | 0 | 0 | 0 | 0 | 0 | 0 | 0 | 0 | 0 | 0 | 0 | 0 | 0 | 0 | 0 | 0 | 0 | 0
SDGE | Artesian | 69 | Battery |  |  | 0 | 0 | 0 | 0 | 0 | 0 | 0 | 0 | 0 | 0 | 0 | 0 | 0 | 0 | 0 | 0 | 0 | 0 | 0 | 0 | 0 | 0 | 0 | 0 | 0 | 0 | 0 | 0
PG&E FRESNO | Ashlan | 230 | Battery |  |  | 1 | 0 | 0 | 0 | 0 | 0 | 0 | 0 | 0 | 0 | 0 | 0 | 0 | 0 | 300 | 300 | 0 | 0 | 0 | 0 | 300 | 300 | 0 | 300 | 300 | 0 | 300 | 300
PG&E NGBA | Atlantic | 115 | Battery |  |  | 0 | 0 | 0 | 0 | 0 | 0 | 0 | 0 | 0 | 0 | 0 | 0 | 0 | 0 | 0 | 0 | 0 | 0 | 0 | 0 | 0 | 0 | 0 | 0 | 0 | 0 | 0 | 0
PG&E NGBA | Atlantic | 230 | Battery |  |  | 0 | 0 | 0 | 0 | 0 | 0 | 0 | 0 | 0 | 0 | 0 | 0 | 0 | 0 | 0 | 0 | 0 | 0 | 0 | 0 | 0 | 0 | 0 | 0 | 0 | 0 | 0 | 0
PG&E NGBA | Atlantic | 60 | Battery |  |  | 0 | 0 | 0 | 0 | 0 | 0 | 0 | 0 | 0 | 0 | 0 | 0 | 0 | 0 | 0 | 0 | 0 | 0 | 0 | 0 | 0 | 0 | 0 | 0 | 0 | 0 | 0 | 0
PG&E FRESNO | Atwater | 115 | Battery |  |  | 0 | 0 | 0 | 0 | 0 | 0 | 0 | 0 | 0 | 0 | 0 | 0 | 0 | 0 | 0 | 0 | 0 | 0 | 0 | 0 | 0 | 0 | 0 | 0 | 0 | 0 | 0 | 0
PG&E GBA | Avena | 115 | Battery |  |  | 0 | 0 | 0 | 0 | 0 | 0 | 0 | 0 | 0 | 0 | 0 | 0 | 0 | 0 | 0 | 0 | 0 | 0 | 0 | 0 | 0 | 0 | 0 | 0 | 0 | 0 | 0 | 0
SDGE | Avocado | 69 | Battery |  |  | 0 | 0 | 0 | 0 | 0 | 0 | 0 | 0 | 0 | 0 | 0 | 0 | 0 | 0 | 0 | 0 | 0 | 0 | 0 | 0 | 0 | 0 | 0 | 0 | 0 | 0 | 0 | 0
PG&E NGBA | Bahia | 230 | Battery |  |  | 0 | 0 | 0 | 0 | 0 | 0 | 0 | 0 | 0 | 0 | 0 | 0 | 0 | 0 | 0 | 0 | 0 | 0 | 0 | 0 | 0 | 0 | 0 | 0 | 0 | 0 | 0 | 0
SCE Northern | Bailey | 230 | Battery |  |  | 0 | 0 | 0 | 0 | 0 | 0 | 0 | 0 | 0 | 0 | 0 | 0 | 0 | 0 | 0 | 0 | 0 | 0 | 0 | 0 | 0 | 0 | 0 | 0 | 0 | 0 | 0 | 0
SCE NOL | Baker | 115 | Battery |  |  | 0 | 0 | 0 | 0 | 0 | 0 | 0 | 0 | 0 | 0 | 0 | 0 | 0 | 0 | 0 | 0 | 0 | 0 | 0 | 0 | 0 | 0 | 0 | 0 | 0 | 0 | 0 | 0
PG&E KERN | Bakersfield | 230 | Battery |  |  | 0 | 0 | 0 | 0 | 0 | 0 | 0 | 0 | 0 | 0 | 0 | 0 | 0 | 0 | 0 | 0 | 0 | 0 | 0 | 0 | 0 | 0 | 0 | 0 | 0 | 0 | 0 | 0
PG&E FRESNO | Balch | 230 | Battery |  |  | 0 | 0 | 0 | 0 | 0 | 0 | 0 | 0 | 0 | 0 | 0 | 0 | 0 | 0 | 0 | 0 | 0 | 0 | 0 | 0 | 0 | 0 | 0 | 0 | 0 | 0 | 0 | 0
SCE Eastern | Bannister | 230 | Battery |  |  | 0 | 0 | 0 | 0 | 0 | 0 | 0 | 0 | 0 | 0 | 0 | 0 | 0 | 0 | 0 | 0 | 0 | 0 | 0 | 0 | 0 | 0 | 0 | 0 | 0 | 0 | 0 | 0
SCE Metro | Barre | 230 | Battery |  |  | 1 | 0 | 0 | 0 | 0 | 0 | 0 | 0 | 0 | 0 | 0 | 0 | 0 | 0 | 300 | 300 | 0 | 0 | 0 | 0 | 300 | 300 | 0 | 300 | 300 | 0 | 300 | 300
SDGE | Bay Boulevard | 69 | Battery |  |  | 0 | 0 | 0 | 0 | 0 | 0 | 0 | 0 | 0 | 0 | 0 | 0 | 0 | 0 | 0 | 0 | 0 | 0 | 0 | 0 | 0 | 0 | 0 | 0 | 0 | 0 | 0 | 0
SDGE | Bay Boulevard | 230 | Battery |  |  | 0 | 0 | 0 | 0 | 0 | 0 | 0 | 0 | 0 | 0 | 0 | 0 | 0 | 0 | 0 | 0 | 0 | 0 | 0 | 0 | 0 | 0 | 0 | 0 | 0 | 0 | 0 | 0
EOP | Beatty | 138 | Battery |  |  | 0 | 0 | 0 | 0 | 0 | 0 | 0 | 0 | 0 | 0 | 0 | 0 | 0 | 0 | 0 | 0 | 0 | 0 | 0 | 0 | 0 | 0 | 0 | 0 | 0 | 0 | 0 | 0
EOP | Beatty | 230 | Battery |  |  | 0 | 0 | 0 | 0 | 0 | 0 | 0 | 0 | 0 | 0 | 0 | 0 | 0 | 0 | 0 | 0 | 0 | 0 | 0 | 0 | 0 | 0 | 0 | 0 | 0 | 0 | 0 | 0
PG&E NGBA | Belden | 230 | Battery |  |  | 0 | 0 | 0 | 0 | 0 | 0 | 0 | 0 | 0 | 0 | 0 | 0 | 0 | 0 | 0 | 0 | 0 | 0 | 0 | 0 | 0 | 0 | 0 | 0 | 0 | 0 | 0 | 0
PG&E NGBA | Bell | 115 | Battery |  |  | 0 | 0 | 0 | 0 | 0 | 0 | 0 | 0 | 0 | 0 | 0 | 0 | 0 | 0 | 0 | 0 | 0 | 0 | 0 | 0 | 0 | 0 | 0 | 0 | 0 | 0 | 0 | 0
PG&E NGBA | Bellevue | 115 | Battery |  |  | 0 | 0 | 0 | 0 | 0 | 0 | 0 | 0 | 0 | 0 | 0 | 0 | 0 | 0 | 0 | 0 | 0 | 0 | 0 | 0 | 0 | 0 | 0 | 0 | 0 | 0 | 0 | 0
PG&E GBA | Bellota | 115 | Battery |  |  | 0 | 0 | 0 | 0 | 0 | 0 | 0 | 0 | 0 | 0 | 0 | 0 | 0 | 0 | 0 | 0 | 0 | 0 | 0 | 0 | 0 | 0 | 0 | 0 | 0 | 0 | 0 | 0
PG&E GBA | Bellota | 230 | Battery |  |  | 0 | 0 | 0 | 0 | 0 | 0 | 0 | 0 | 0 | 0 | 0 | 0 | 0 | 0 | 0 | 0 | 0 | 0 | 0 | 0 | 0 | 0 | 0 | 0 | 0 | 0 | 0 | 0
SCE Northern | Big Creek | 230 | Battery |  |  | 0 | 0 | 0 | 0 | 0 | 0 | 0 | 0 | 0 | 0 | 0 | 0 | 0 | 0 | 0 | 0 | 0 | 0 | 0 | 0 | 0 | 0 | 0 | 0 | 0 | 0 | 0 | 0
PG&E FRESNO | Biola | 70 | Battery |  |  | 1 | 0 | 0 | 0 | 0 | 0 | 0 | 0 | 0 | 0 | 0 | 0 | 0 | 0 | 78 | 78 | 0 | 0 | 0 | 0 | 78 | 78 | 0 | 78 | 78 | 0 | 78 | 78
PG&E GBA | Birds Landing | 230 | Battery |  |  | 0 | 0 | 0 | 0 | 0 | 0 | 0 | 0 | 0 | 0 | 0 | 0 | 0 | 0 | 0 | 0 | 0 | 0 | 0 | 0 | 0 | 0 | 0 | 0 | 0 | 0 | 0 | 0
SCE Northern | Bliss | 66 | Battery |  |  | 0 | 0 | 0 | 0 | 0 | 0 | 0 | 0 | 0 | 0 | 0 | 0 | 0 | 0 | 0 | 0 | 0 | 0 | 0 | 0 | 0 | 0 | 0 | 0 | 0 | 0 | 0 | 0
SCE Eastern | Blythe | 161 | Battery |  |  | 1 | 150 | 0 | 150 | 160 | 0 | 160 | 0 | 0 | 0 | 160 | 0 | 160 | 0 | 0 | 0 | 0 | 0 | 0 | 0 | 0 | 0 | 310 | 0 | 310 | 310 | 0 | 310
PG&E NGBA | Bogue | 115 | Battery |  |  | 0 | 0 | 0 | 0 | 0 | 0 | 0 | 0 | 0 | 0 | 0 | 0 | 0 | 0 | 0 | 0 | 0 | 0 | 0 | 0 | 0 | 0 | 0 | 0 | 0 | 0 | 0 | 0
PG&E FRESNO | Borden | 230 | Battery |  |  | 0 | 0 | 0 | 0 | 0 | 0 | 0 | 0 | 0 | 0 | 0 | 0 | 0 | 0 | 0 | 0 | 0 | 0 | 0 | 0 | 0 | 0 | 0 | 0 | 0 | 0 | 0 | 0
PG&E FRESNO | Borden | 70 | Battery |  |  | 0 | 0 | 0 | 0 | 0 | 0 | 0 | 0 | 0 | 0 | 0 | 0 | 0 | 0 | 0 | 0 | 0 | 0 | 0 | 0 | 0 | 0 | 0 | 0 | 0 | 0 | 0 | 0
SDGE | Boulevard East | 138 | Battery |  |  | 0 | 0 | 0 | 0 | 0 | 0 | 0 | 0 | 0 | 0 | 0 | 0 | 0 | 0 | 0 | 0 | 0 | 0 | 0 | 0 | 0 | 0 | 0 | 0 | 0 | 0 | 0 | 0
SDGE | Boulevard East | 69 | Battery |  |  | 1 | 9.75 | 0 | 9.75 | 17.4 | 0 | 17.4 | 0 | 0 | 0 | 17.4 | 0 | 17.4 | 0 | 0 | 0 | 0 | 0 | 0 | 0 | 0 | 0 | 27.15 | 0 | 27.15 | 27.15 | 0 | 27.15
PG&E GBA | Brentwood | 230 | Battery |  |  | 0 | 0 | 0 | 0 | 0 | 0 | 0 | 0 | 0 | 0 | 0 | 0 | 0 | 0 | 0 | 0 | 0 | 0 | 0 | 0 | 0 | 0 | 0 | 0 | 0 | 0 | 0 | 0
PG&E NGBA | Bridgeville | 115 | Battery |  |  | 0 | 0 | 0 | 0 | 0 | 0 | 0 | 0 | 0 | 0 | 0 | 0 | 0 | 0 | 0 | 0 | 0 | 0 | 0 | 0 | 0 | 0 | 0 | 0 | 0 | 0 | 0 | 0
PG&E NGBA | Brighton | 115 | Battery |  |  | 0 | 0 | 0 | 0 | 0 | 0 | 0 | 0 | 0 | 0 | 0 | 0 | 0 | 0 | 0 | 0 | 0 | 0 | 0 | 0 | 0 | 0 | 0 | 0 | 0 | 0 | 0 | 0
PG&E NGBA | Brighton | 230 | Battery |  |  | 0 | 0 | 0 | 0 | 0 | 0 | 0 | 0 | 0 | 0 | 0 | 0 | 0 | 0 | 0 | 0 | 0 | 0 | 0 | 0 | 0 | 0 | 0 | 0 | 0 | 0 | 0 | 0
PG&E NGBA | Brunswick | 115 | Battery |  |  | 0 | 0 | 0 | 0 | 0 | 0 | 0 | 0 | 0 | 0 | 0 | 0 | 0 | 0 | 0 | 0 | 0 | 0 | 0 | 0 | 0 | 0 | 0 | 0 | 0 | 0 | 0 | 0
PG&E NGBA | Bucks Creek | 230 | Battery |  |  | 0 | 0 | 0 | 0 | 0 | 0 | 0 | 0 | 0 | 0 | 0 | 0 | 0 | 0 | 0 | 0 | 0 | 0 | 0 | 0 | 0 | 0 | 0 | 0 | 0 | 0 | 0 | 0
PG&E KERN | Buena Vista | 230 | Battery |  |  | 1 | 0 | 0 | 0 | 0 | 0 | 0 | 0 | 0 | 0 | 0 | 0 | 0 | 0 | 100 | 100 | 0 | 0 | 0 | 0 | 100 | 100 | 0 | 100 | 100 | 0 | 100 | 100
PG&E FRESNO | Bullard | 115 | Battery |  |  | 0 | 0 | 0 | 0 | 0 | 0 | 0 | 0 | 0 | 0 | 0 | 0 | 0 | 0 | 0 | 0 | 0 | 0 | 0 | 0 | 0 | 0 | 0 | 0 | 0 | 0 | 0 | 0
PG&E GBA | Burlingame | 115 | Battery |  |  | 0 | 0 | 0 | 0 | 0 | 0 | 0 | 0 | 0 | 0 | 0 | 0 | 0 | 0 | 0 | 0 | 0 | 0 | 0 | 0 | 0 | 0 | 0 | 0 | 0 | 0 | 0 | 0
PG&E NGBA | Burney Forest | 230 | Battery |  |  | 0 | 0 | 0 | 0 | 0 | 0 | 0 | 0 | 0 | 0 | 0 | 0 | 0 | 0 | 0 | 0 | 0 | 0 | 0 | 0 | 0 | 0 | 0 | 0 | 0 | 0 | 0 | 0
PG&E NGBA | Butte | 115 | Battery |  |  | 0 | 0 | 0 | 0 | 0 | 0 | 0 | 0 | 0 | 0 | 0 | 0 | 0 | 0 | 0 | 0 | 0 | 0 | 0 | 0 | 0 | 0 | 0 | 0 | 0 | 0 | 0 | 0
PG&E KERN | Cabrillo | 115 | Battery |  |  | 0 | 0 | 0 | 0 | 0 | 0 | 0 | 0 | 0 | 0 | 0 | 0 | 0 | 0 | 0 | 0 | 0 | 0 | 0 | 0 | 0 | 0 | 0 | 0 | 0 | 0 | 0 | 0
PG&E FRESNO | Cal Flats | 230 | Battery |  |  | 0 | 0 | 0 | 0 | 0 | 0 | 0 | 0 | 0 | 0 | 0 | 0 | 0 | 0 | 0 | 0 | 0 | 0 | 0 | 0 | 0 | 0 | 0 | 0 | 0 | 0 | 0 | 0
SCE NOL | Calcite | 230 | Battery |  |  | 0 | 0 | 0 | 0 | 0 | 0 | 0 | 0 | 0 | 0 | 0 | 0 | 0 | 0 | 0 | 0 | 0 | 0 | 0 | 0 | 0 | 0 | 0 | 0 | 0 | 0 | 0 | 0
PG&E KERN | Caliente | 230 | Battery |  |  | 0 | 0 | 0 | 0 | 0 | 0 | 0 | 0 | 0 | 0 | 0 | 0 | 0 | 0 | 0 | 0 | 0 | 0 | 0 | 0 | 0 | 0 | 0 | 0 | 0 | 0 | 0 | 0
PG&E FRESNO | California Ave | 115 | Battery |  |  | 0 | 0 | 0 | 0 | 0 | 0 | 0 | 0 | 0 | 0 | 0 | 0 | 0 | 0 | 0 | 0 | 0 | 0 | 0 | 0 | 0 | 0 | 0 | 0 | 0 | 0 | 0 | 0
PG&E KERN | Callender | 115 | Battery |  |  | 0 | 0 | 0 | 0 | 0 | 0 | 0 | 0 | 0 | 0 | 0 | 0 | 0 | 0 | 0 | 0 | 0 | 0 | 0 | 0 | 0 | 0 | 0 | 0 | 0 | 0 | 0 | 0
PG&E NGBA | Calpella | 115 | Battery |  |  | 0 | 0 | 0 | 0 | 0 | 0 | 0 | 0 | 0 | 0 | 0 | 0 | 0 | 0 | 0 | 0 | 0 | 0 | 0 | 0 | 0 | 0 | 0 | 0 | 0 | 0 | 0 | 0
PG&E GBA | Camanche | 230 | Battery |  |  | 0 | 0 | 0 | 0 | 0 | 0 | 0 | 0 | 0 | 0 | 0 | 0 | 0 | 0 | 0 | 0 | 0 | 0 | 0 | 0 | 0 | 0 | 0 | 0 | 0 | 0 | 0 | 0
SDGE | Cameron | 69 | Battery |  |  | 0 | 0 | 0 | 0 | 0 | 0 | 0 | 0 | 0 | 0 | 0 | 0 | 0 | 0 | 0 | 0 | 0 | 0 | 0 | 0 | 0 | 0 | 0 | 0 | 0 | 0 | 0 | 0
SDGE | Cannon | 69 | Battery |  |  | 0 | 0 | 0 | 0 | 0 | 0 | 0 | 0 | 0 | 0 | 0 | 0 | 0 | 0 | 0 | 0 | 0 | 0 | 0 | 0 | 0 | 0 | 0 | 0 | 0 | 0 | 0 | 0
PG&E FRESNO | Cantua | 115 | Battery |  |  | 1 | 0 | 0 | 0 | 0 | 0 | 0 | 0 | 0 | 0 | 0 | 0 | 0 | 0 | 50 | 50 | 0 | 0 | 0 | 0 | 50 | 50 | 0 | 50 | 50 | 0 | 50 | 50
SDGE | Capistrano | 138 | Battery |  |  | 0 | 0 | 0 | 0 | 0 | 0 | 0 | 0 | 0 | 0 | 0 | 0 | 0 | 0 | 0 | 0 | 0 | 0 | 0 | 0 | 0 | 0 | 0 | 0 | 0 | 0 | 0 | 0
SDGE | Capistrano | 230 | Battery |  |  | 0 | 0 | 0 | 0 | 0 | 0 | 0 | 0 | 0 | 0 | 0 | 0 | 0 | 0 | 0 | 0 | 0 | 0 | 0 | 0 | 0 | 0 | 0 | 0 | 0 | 0 | 0 | 0
PG&E NGBA | Carberry | 230 | Battery |  |  | 0 | 0 | 0 | 0 | 0 | 0 | 0 | 0 | 0 | 0 | 0 | 0 | 0 | 0 | 0 | 0 | 0 | 0 | 0 | 0 | 0 | 0 | 0 | 0 | 0 | 0 | 0 | 0
SCE Eastern | Cardiff | 66 | Battery |  |  | 0 | 0 | 0 | 0 | 0 | 0 | 0 | 0 | 0 | 0 | 0 | 0 | 0 | 0 | 0 | 0 | 0 | 0 | 0 | 0 | 0 | 0 | 0 | 0 | 0 | 0 | 0 | 0
PG&E NGBA | Caribou | 60 | Battery |  |  | 0 | 0 | 0 | 0 | 0 | 0 | 0 | 0 | 0 | 0 | 0 | 0 | 0 | 0 | 0 | 0 | 0 | 0 | 0 | 0 | 0 | 0 | 0 | 0 | 0 | 0 | 0 | 0
PG&E NGBA | Caribou | 115 | Battery |  |  | 0 | 0 | 0 | 0 | 0 | 0 | 0 | 0 | 0 | 0 | 0 | 0 | 0 | 0 | 0 | 0 | 0 | 0 | 0 | 0 | 0 | 0 | 0 | 0 | 0 | 0 | 0 | 0
PG&E NGBA | Caribou | 230 | Battery |  |  | 0 | 0 | 0 | 0 | 0 | 0 | 0 | 0 | 0 | 0 | 0 | 0 | 0 | 0 | 0 | 0 | 0 | 0 | 0 | 0 | 0 | 0 | 0 | 0 | 0 | 0 | 0 | 0
EOP | Carpenter Canyon (fka Gamebird) | 138 | Battery |  |  | 0 | 0 | 0 | 0 | 0 | 0 | 0 | 0 | 0 | 0 | 0 | 0 | 0 | 0 | 0 | 0 | 0 | 0 | 0 | 0 | 0 | 0 | 0 | 0 | 0 | 0 | 0 | 0
EOP | Carpenter Canyon (fka Gamebird) | 230 | Battery |  |  | 1 | 0 | 0 | 0 | 0 | 0 | 0 | 0 | 0 | 0 | 0 | 0 | 0 | 0 | 36.5 | 36.5 | 0 | 0 | 0 | 0 | 36.5 | 36.5 | 0 | 36.5 | 36.5 | 0 | 36.5 | 36.5
PG&E NGBA | Carquinez | 115 | Battery |  |  | 0 | 0 | 0 | 0 | 0 | 0 | 0 | 0 | 0 | 0 | 0 | 0 | 0 | 0 | 0 | 0 | 0 | 0 | 0 | 0 | 0 | 0 | 0 | 0 | 0 | 0 | 0 | 0
SDGE | Carrizo Gorge | 138 | Battery |  |  | 1 | 0 | 0 | 0 | 70 | 0 | 70 | 0 | 0 | 0 | 70 | 0 | 70 | 0 | 0 | 0 | 0 | 0 | 0 | 0 | 0 | 0 | 70 | 0 | 70 | 70 | 0 | 70
PG&E KERN | Carrizo Plains | 115 | Battery |  |  | 0 | 0 | 0 | 0 | 0 | 0 | 0 | 0 | 0 | 0 | 0 | 0 | 0 | 0 | 0 | 0 | 0 | 0 | 0 | 0 | 0 | 0 | 0 | 0 | 0 | 0 | 0 | 0
PG&E KERN | Casaloma | 230 | Battery |  |  | 0 | 0 | 0 | 0 | 0 | 0 | 0 | 0 | 0 | 0 | 0 | 0 | 0 | 0 | 0 | 0 | 0 | 0 | 0 | 0 | 0 | 0 | 0 | 0 | 0 | 0 | 0 | 0
PG&E GBA | Castro Valley | 230 | Battery |  |  | 0 | 0 | 0 | 0 | 0 | 0 | 0 | 0 | 0 | 0 | 0 | 0 | 0 | 0 | 0 | 0 | 0 | 0 | 0 | 0 | 0 | 0 | 0 | 0 | 0 | 0 | 0 | 0
PG&E GBA | Cayetano | 230 | Battery |  |  | 0 | 0 | 0 | 0 | 0 | 0 | 0 | 0 | 0 | 0 | 0 | 0 | 0 | 0 | 0 | 0 | 0 | 0 | 0 | 0 | 0 | 0 | 0 | 0 | 0 | 0 | 0 | 0
SCE Metro | Center | 230 | Battery |  |  | 1 | 90 | 0 | 90 | 0 | 0 | 0 | 0 | 0 | 0 | 0 | 0 | 0 | 0 | 200 | 200 | 0 | 0 | 0 | 0 | 200 | 200 | 90 | 200 | 290 | 90 | 200 | 290
PG&E KERN | Charca | 115 | Battery |  |  | 0 | 0 | 0 | 0 | 0 | 0 | 0 | 0 | 0 | 0 | 0 | 0 | 0 | 0 | 0 | 0 | 0 | 0 | 0 | 0 | 0 | 0 | 0 | 0 | 0 | 0 | 0 | 0
EOP | Charleston | 138 | Battery |  |  | 0 | 0 | 0 | 0 | 0 | 0 | 0 | 0 | 0 | 0 | 0 | 0 | 0 | 0 | 0 | 0 | 0 | 0 | 0 | 0 | 0 | 0 | 0 | 0 | 0 | 0 | 0 | 0
SCE Metro | Chevmain | 230 | Battery |  |  | 1 | 0 | 0 | 0 | 0 | 0 | 0 | 0 | 0 | 0 | 0 | 0 | 0 | 0 | 500 | 500 | 0 | 0 | 0 | 0 | 500 | 500 | 0 | 500 | 500 | 0 | 500 | 500
SDGE | Chicarita | 138 | Battery |  |  | 0 | 0 | 0 | 0 | 0 | 0 | 0 | 0 | 0 | 0 | 0 | 0 | 0 | 0 | 0 | 0 | 0 | 0 | 0 | 0 | 0 | 0 | 0 | 0 | 0 | 0 | 0 | 0
SCE Metro | Chino | 230 | Battery |  |  | 1 | 0 | 0 | 0 | 225 | 0 | 225 | 0 | 0 | 0 | 225 | 0 | 225 | 0 | 0 | 0 | 0 | 0 | 0 | 0 | 0 | 0 | 225 | 0 | 225 | 225 | 0 | 225
PG&E FRESNO | Chowchilla | 115 | Battery |  |  | 1 | 0 | 0 | 0 | 0 | 0 | 0 | 0 | 0 | 0 | 0 | 0 | 0 | 0 | 50 | 50 | 0 | 0 | 0 | 0 | 50 | 50 | 0 | 50 | 50 | 0 | 50 | 50
PG&E GBA | Christie | 60 | Battery |  |  | 0 | 0 | 0 | 0 | 0 | 0 | 0 | 0 | 0 | 0 | 0 | 0 | 0 | 0 | 0 | 0 | 0 | 0 | 0 | 0 | 0 | 0 | 0 | 0 | 0 | 0 | 0 | 0
PG&E GBA | Christie | 115 | Battery |  |  | 0 | 0 | 0 | 0 | 0 | 0 | 0 | 0 | 0 | 0 | 0 | 0 | 0 | 0 | 0 | 0 | 0 | 0 | 0 | 0 | 0 | 0 | 0 | 0 | 0 | 0 | 0 | 0
SCE Eastern | Cielo Azul | 500 | Battery |  |  | 1 | 900 | 0 | 900 | 471.516 | 0 | 471.516 | 0 | 0 | 0 | 471.516 | 0 | 471.516 | 0 | 0 | 0 | 0 | 0 | 0 | 0 | 0 | 0 | 1371.516 | 0 | 1371.516 | 1371.516 | 0 | 1371.516
PG&E GBA | Clay | 60 | Battery |  |  | 0 | 0 | 0 | 0 | 0 | 0 | 0 | 0 | 0 | 0 | 0 | 0 | 0 | 0 | 0 | 0 | 0 | 0 | 0 | 0 | 0 | 0 | 0 | 0 | 0 | 0 | 0 | 0
PG&E GBA | Clayton | 115 | Battery |  |  | 0 | 0 | 0 | 0 | 0 | 0 | 0 | 0 | 0 | 0 | 0 | 0 | 0 | 0 | 0 | 0 | 0 | 0 | 0 | 0 | 0 | 0 | 0 | 0 | 0 | 0 | 0 | 0
PG&E NGBA | Cloverdale | 115 | Battery |  |  | 0 | 0 | 0 | 0 | 0 | 0 | 0 | 0 | 0 | 0 | 0 | 0 | 0 | 0 | 0 | 0 | 0 | 0 | 0 | 0 | 0 | 0 | 0 | 0 | 0 | 0 | 0 | 0
PG&E FRESNO | Clovis | 115 | Battery |  |  | 0 | 0 | 0 | 0 | 0 | 0 | 0 | 0 | 0 | 0 | 0 | 0 | 0 | 0 | 0 | 0 | 0 | 0 | 0 | 0 | 0 | 0 | 0 | 0 | 0 | 0 | 0 | 0
PG&E GBA | Coburn | 230 | Battery |  |  | 1 | 0 | 0 | 0 | 0 | 0 | 0 | 0 | 0 | 0 | 0 | 0 | 0 | 0 | 2 | 2 | 0 | 0 | 0 | 0 | 2 | 2 | 0 | 2 | 2 | 0 | 2 | 2
PG&E GBA | Coburn | 60 | Battery |  |  | 1 | 0 | 1.5 | 1.5 | 0 | 0 | 0 | 0 | 0 | 0 | 0 | 0 | 0 | 0 | 0 | 0 | 0 | 0 | 0 | 0 | 0 | 0 | 0 | 1.5 | 1.5 | 0 | 1.5 | 1.5
PG&E NGBA | Colgate | 230 | Battery |  |  | 0 | 0 | 0 | 0 | 0 | 0 | 0 | 0 | 0 | 0 | 0 | 0 | 0 | 0 | 0 | 0 | 0 | 0 | 0 | 0 | 0 | 0 | 0 | 0 | 0 | 0 | 0 | 0
PG&E GBA | Collierville | 230 | Battery |  |  | 0 | 0 | 0 | 0 | 0 | 0 | 0 | 0 | 0 | 0 | 0 | 0 | 0 | 0 | 0 | 0 | 0 | 0 | 0 | 0 | 0 | 0 | 0 | 0 | 0 | 0 | 0 | 0
PG&E GBA | Collinsville | 230 | Battery |  |  | 0 | 0 | 0 | 0 | 0 | 0 | 0 | 0 | 0 | 0 | 0 | 0 | 0 | 0 | 0 | 0 | 0 | 0 | 0 | 0 | 0 | 0 | 0 | 0 | 0 | 0 | 0 | 0
PG&E GBA | Collinsville | 500 | Battery |  |  | 0 | 0 | 0 | 0 | 0 | 0 | 0 | 0 | 0 | 0 | 0 | 0 | 0 | 0 | 0 | 0 | 0 | 0 | 0 | 0 | 0 | 0 | 0 | 0 | 0 | 0 | 0 | 0
SCE Eastern | Colorado River | 230 | Battery |  |  | 1 | 0 | 0 | 0 | 30 | 0 | 30 | 0 | 0 | 0 | 30 | 0 | 30 | 0 | 0 | 0 | 0 | 0 | 0 | 0 | 0 | 0 | 30 | 0 | 30 | 30 | 0 | 30
SCE Eastern | Colorado River | 500 | Battery |  |  | 0 | 0 | 0 | 0 | 0 | 0 | 0 | 0 | 0 | 0 | 0 | 0 | 0 | 0 | 0 | 0 | 0 | 0 | 0 | 0 | 0 | 0 | 0 | 0 | 0 | 0 | 0 | 0
PG&E KERN | Columbus | 115 | Battery |  |  | 1 | 0 | 0 | 0 | 0 | 0 | 0 | 0 | 0 | 0 | 0 | 0 | 0 | 0 | 20 | 20 | 0 | 0 | 0 | 0 | 20 | 20 | 0 | 20 | 20 | 0 | 20 | 20
PG&E GBA | Contra Costa | 115 | Battery |  |  | 0 | 0 | 0 | 0 | 0 | 0 | 0 | 0 | 0 | 0 | 0 | 0 | 0 | 0 | 0 | 0 | 0 | 0 | 0 | 0 | 0 | 0 | 0 | 0 | 0 | 0 | 0 | 0
PG&E GBA | Contra Costa | 230 | Battery |  |  | 0 | 0 | 0 | 0 | 0 | 0 | 0 | 0 | 0 | 0 | 0 | 0 | 0 | 0 | 0 | 0 | 0 | 0 | 0 | 0 | 0 | 0 | 0 | 0 | 0 | 0 | 0 | 0
PG&E GBA | Contra Costa PP | 230 | Battery |  |  | 0 | 0 | 0 | 0 | 0 | 0 | 0 | 0 | 0 | 0 | 0 | 0 | 0 | 0 | 0 | 0 | 0 | 0 | 0 | 0 | 0 | 0 | 0 | 0 | 0 | 0 | 0 | 0
SCE NOL | Control | 115 | Battery |  |  | 0 | 0 | 0 | 0 | 0 | 0 | 0 | 0 | 0 | 0 | 0 | 0 | 0 | 0 | 0 | 0 | 0 | 0 | 0 | 0 | 0 | 0 | 0 | 0 | 0 | 0 | 0 | 0
SCE NOL | Control | 55 | Battery |  |  | 0 | 0 | 0 | 0 | 0 | 0 | 0 | 0 | 0 | 0 | 0 | 0 | 0 | 0 | 0 | 0 | 0 | 0 | 0 | 0 | 0 | 0 | 0 | 0 | 0 | 0 | 0 | 0
PG&E GBA | Cooley Landing | 115 | Battery |  |  | 0 | 0 | 0 | 0 | 0 | 0 | 0 | 0 | 0 | 0 | 0 | 0 | 0 | 0 | 0 | 0 | 0 | 0 | 0 | 0 | 0 | 0 | 0 | 0 | 0 | 0 | 0 | 0
PG&E GBA | Cooley Landing | 60 | Battery |  |  | 0 | 0 | 0 | 0 | 0 | 0 | 0 | 0 | 0 | 0 | 0 | 0 | 0 | 0 | 0 | 0 | 0 | 0 | 0 | 0 | 0 | 0 | 0 | 0 | 0 | 0 | 0 | 0
SCE NOL | Coolwater | 230 | Battery |  |  | 0 | 0 | 0 | 0 | 0 | 0 | 0 | 0 | 0 | 0 | 0 | 0 | 0 | 0 | 0 | 0 | 0 | 0 | 0 | 0 | 0 | 0 | 0 | 0 | 0 | 0 | 0 | 0
SCE NOL | Coolwater | 115 | Battery |  |  | 1 | 0 | 0 | 0 | 113.5 | 0 | 113.5 | 0 | 0 | 0 | 113.5 | 0 | 113.5 | 0 | 0 | 0 | 0 | 0 | 0 | 0 | 0 | 0 | 113.5 | 0 | 113.5 | 113.5 | 0 | 113.5
PG&E KERN | Copus | 70 | Battery |  |  | 0 | 0 | 0 | 0 | 0 | 0 | 0 | 0 | 0 | 0 | 0 | 0 | 0 | 0 | 0 | 0 | 0 | 0 | 0 | 0 | 0 | 0 | 0 | 0 | 0 | 0 | 0 | 0
PG&E FRESNO | Corcoran | 70 | Battery |  |  | 0 | 0 | 0 | 0 | 0 | 0 | 0 | 0 | 0 | 0 | 0 | 0 | 0 | 0 | 0 | 0 | 0 | 0 | 0 | 0 | 0 | 0 | 0 | 0 | 0 | 0 | 0 | 0
PG&E FRESNO | Corcoran | 115 | Battery |  |  | 0 | 0 | 0 | 0 | 0 | 0 | 0 | 0 | 0 | 0 | 0 | 0 | 0 | 0 | 0 | 0 | 0 | 0 | 0 | 0 | 0 | 0 | 0 | 0 | 0 | 0 | 0 | 0
PG&E NGBA | Corona | 115 | Battery |  |  | 0 | 0 | 0 | 0 | 0 | 0 | 0 | 0 | 0 | 0 | 0 | 0 | 0 | 0 | 0 | 0 | 0 | 0 | 0 | 0 | 0 | 0 | 0 | 0 | 0 | 0 | 0 | 0
PG&E NGBA | Cortina | 230 | Battery |  |  | 0 | 0 | 0 | 0 | 0 | 0 | 0 | 0 | 0 | 0 | 0 | 0 | 0 | 0 | 0 | 0 | 0 | 0 | 0 | 0 | 0 | 0 | 0 | 0 | 0 | 0 | 0 | 0
PG&E NGBA | Cortina | 115 | Battery |  |  | 0 | 0 | 0 | 0 | 0 | 0 | 0 | 0 | 0 | 0 | 0 | 0 | 0 | 0 | 0 | 0 | 0 | 0 | 0 | 0 | 0 | 0 | 0 | 0 | 0 | 0 | 0 | 0
PG&E GBA | Cottle | 230 | Battery |  |  | 0 | 0 | 0 | 0 | 0 | 0 | 0 | 0 | 0 | 0 | 0 | 0 | 0 | 0 | 0 | 0 | 0 | 0 | 0 | 0 | 0 | 0 | 0 | 0 | 0 | 0 | 0 | 0
PG&E NGBA | Cottonwood | 115 | Battery |  |  | 0 | 0 | 0 | 0 | 0 | 0 | 0 | 0 | 0 | 0 | 0 | 0 | 0 | 0 | 0 | 0 | 0 | 0 | 0 | 0 | 0 | 0 | 0 | 0 | 0 | 0 | 0 | 0
PG&E NGBA | Cottonwood | 230 | Battery |  |  | 0 | 0 | 0 | 0 | 0 | 0 | 0 | 0 | 0 | 0 | 0 | 0 | 0 | 0 | 0 | 0 | 0 | 0 | 0 | 0 | 0 | 0 | 0 | 0 | 0 | 0 | 0 | 0
PG&E NGBA | Cottonwood | 60 | Battery |  |  | 0 | 0 | 0 | 0 | 0 | 0 | 0 | 0 | 0 | 0 | 0 | 0 | 0 | 0 | 0 | 0 | 0 | 0 | 0 | 0 | 0 | 0 | 0 | 0 | 0 | 0 | 0 | 0
PG&E NGBA | Cove Road | 230 | Battery |  |  | 0 | 0 | 0 | 0 | 0 | 0 | 0 | 0 | 0 | 0 | 0 | 0 | 0 | 0 | 0 | 0 | 0 | 0 | 0 | 0 | 0 | 0 | 0 | 0 | 0 | 0 | 0 | 0
PG&E GBA | Coyote | 230 | Battery |  |  | 0 | 0 | 0 | 0 | 0 | 0 | 0 | 0 | 0 | 0 | 0 | 0 | 0 | 0 | 0 | 0 | 0 | 0 | 0 | 0 | 0 | 0 | 0 | 0 | 0 | 0 | 0 | 0
PG&E GBA | Crazy Horse Canyon | 115 | Battery |  |  | 0 | 0 | 0 | 0 | 0 | 0 | 0 | 0 | 0 | 0 | 0 | 0 | 0 | 0 | 0 | 0 | 0 | 0 | 0 | 0 | 0 | 0 | 0 | 0 | 0 | 0 | 0 | 0
SDGE | Creelman | 69 | Battery |  |  | 1 | 0 | 0 | 0 | 7.36 | 0 | 7.36 | 0 | 0 | 0 | 7.36 | 0 | 7.36 | 0 | 0 | 0 | 0 | 0 | 0 | 0 | 0 | 0 | 7.36 | 0 | 7.36 | 7.36 | 0 | 7.36
PG&E FRESNO | Crescent | 70 | Battery |  |  | 1 | 0 | 0 | 0 | 35 | 0 | 35 | 0 | 0 | 0 | 35 | 0 | 35 | 0 | 0 | 0 | 0 | 0 | 0 | 0 | 0 | 0 | 35 | 0 | 35 | 35 | 0 | 35
PG&E FRESNO | Cressey | 115 | Battery |  |  | 0 | 0 | 0 | 0 | 0 | 0 | 0 | 0 | 0 | 0 | 0 | 0 | 0 | 0 | 0 | 0 | 0 | 0 | 0 | 0 | 0 | 0 | 0 | 0 | 0 | 0 | 0 | 0
PG&E NGBA | Cresta | 230 | Battery |  |  | 0 | 0 | 0 | 0 | 0 | 0 | 0 | 0 | 0 | 0 | 0 | 0 | 0 | 0 | 0 | 0 | 0 | 0 | 0 | 0 | 0 | 0 | 0 | 0 | 0 | 0 | 0 | 0
SDGE | Crestwood | 69 | Battery |  |  | 0 | 0 | 0 | 0 | 0 | 0 | 0 | 0 | 0 | 0 | 0 | 0 | 0 | 0 | 0 | 0 | 0 | 0 | 0 | 0 | 0 | 0 | 0 | 0 | 0 | 0 | 0 | 0
PG&E GBA | Crow Creek | 60 | Battery |  |  | 1 | 20 | 0 | 20 | 0 | 0 | 0 | 0 | 0 | 0 | 0 | 0 | 0 | 0 | 0 | 0 | 0 | 0 | 0 | 0 | 0 | 0 | 20 | 0 | 20 | 20 | 0 | 20
PG&E GBA | Crows Landing | 60 | Battery |  |  | 0 | 0 | 0 | 0 | 0 | 0 | 0 | 0 | 0 | 0 | 0 | 0 | 0 | 0 | 0 | 0 | 0 | 0 | 0 | 0 | 0 | 0 | 0 | 0 | 0 | 0 | 0 | 0
PG&E GBA | Curtis | 115 | Battery |  |  | 0 | 0 | 0 | 0 | 0 | 0 | 0 | 0 | 0 | 0 | 0 | 0 | 0 | 0 | 0 | 0 | 0 | 0 | 0 | 0 | 0 | 0 | 0 | 0 | 0 | 0 | 0 | 0
PG&E FRESNO | Dairyland | 115 | Battery |  |  | 0 | 0 | 0 | 0 | 0 | 0 | 0 | 0 | 0 | 0 | 0 | 0 | 0 | 0 | 0 | 0 | 0 | 0 | 0 | 0 | 0 | 0 | 0 | 0 | 0 | 0 | 0 | 0
PG&E NGBA | Davis | 115 | Battery |  |  | 0 | 0 | 0 | 0 | 0 | 0 | 0 | 0 | 0 | 0 | 0 | 0 | 0 | 0 | 0 | 0 | 0 | 0 | 0 | 0 | 0 | 0 | 0 | 0 | 0 | 0 | 0 | 0
SCE Metro | Del Amo | 500 | Battery |  |  | 1 | 0 | 0 | 0 | 0 | 0 | 0 | 0 | 0 | 0 | 0 | 0 | 0 | 0 | 500 | 500 | 0 | 0 | 0 | 0 | 500 | 500 | 0 | 500 | 500 | 0 | 500 | 500
SCE Metro | Del Amo | 230 | Battery |  |  | 1 | 0 | 0 | 0 | 0 | 0 | 0 | 0 | 0 | 0 | 0 | 0 | 0 | 0 | 300 | 300 | 0 | 0 | 0 | 0 | 300 | 300 | 0 | 300 | 300 | 0 | 300 | 300
SCE Eastern | Delaney | 500 | Battery |  |  | 1 | 0 | 0 | 0 | 0 | 0 | 0 | 0 | 0 | 0 | 0 | 0 | 0 | 28.5 | 0 | 28.5 | 0 | 0 | 0 | 28.5 | 0 | 28.5 | 28.5 | 0 | 28.5 | 28.5 | 0 | 28.5
PG&E NGBA | Delevan | 230 | Battery |  |  | 0 | 0 | 0 | 0 | 0 | 0 | 0 | 0 | 0 | 0 | 0 | 0 | 0 | 0 | 0 | 0 | 0 | 0 | 0 | 0 | 0 | 0 | 0 | 0 | 0 | 0 | 0 | 0
PG&E GBA | Delta PP | 230 | Battery |  |  | 0 | 0 | 0 | 0 | 0 | 0 | 0 | 0 | 0 | 0 | 0 | 0 | 0 | 0 | 0 | 0 | 0 | 0 | 0 | 0 | 0 | 0 | 0 | 0 | 0 | 0 | 0 | 0
EOP | Desert View | 230 | Battery |  |  | 0 | 0 | 0 | 0 | 0 | 0 | 0 | 0 | 0 | 0 | 0 | 0 | 0 | 0 | 0 | 0 | 0 | 0 | 0 | 0 | 0 | 0 | 0 | 0 | 0 | 0 | 0 | 0
SCE Eastern | Devers | 230 | Battery |  |  | 1 | 345 | 360 | 705 | 200 | 100 | 300 | 0 | 0 | 0 | 200 | 100 | 300 | 0 | 0 | 0 | 0 | 0 | 0 | 0 | 0 | 0 | 545 | 460 | 1005 | 545 | 460 | 1005
SCE Eastern | Devers | 500 | Battery |  |  | 0 | 0 | 0 | 0 | 0 | 0 | 0 | 0 | 0 | 0 | 0 | 0 | 0 | 0 | 0 | 0 | 0 | 0 | 0 | 0 | 0 | 0 | 0 | 0 | 0 | 0 | 0 | 0
PG&E KERN | Diablo Canyon | 230 | Battery |  |  | 0 | 0 | 0 | 0 | 0 | 0 | 0 | 0 | 0 | 0 | 0 | 0 | 0 | 0 | 0 | 0 | 0 | 0 | 0 | 0 | 0 | 0 | 0 | 0 | 0 | 0 | 0 | 0
PG&E KERN | Diablo Canyon | 500 | Battery |  |  | 0 | 0 | 0 | 0 | 0 | 0 | 0 | 0 | 0 | 0 | 0 | 0 | 0 | 0 | 0 | 0 | 0 | 0 | 0 | 0 | 0 | 0 | 0 | 0 | 0 | 0 | 0 | 0
PG&E KERN | Divide | 115 | Battery |  |  | 0 | 0 | 0 | 0 | 0 | 0 | 0 | 0 | 0 | 0 | 0 | 0 | 0 | 0 | 0 | 0 | 0 | 0 | 0 | 0 | 0 | 0 | 0 | 0 | 0 | 0 | 0 | 0
PG&E GBA | Dixon Landing | 115 | Battery |  |  | 0 | 0 | 0 | 0 | 0 | 0 | 0 | 0 | 0 | 0 | 0 | 0 | 0 | 0 | 0 | 0 | 0 | 0 | 0 | 0 | 0 | 0 | 0 | 0 | 0 | 0 | 0 | 0
PG&E FRESNO | Dos Amigos | 230 | Battery |  |  | 1 | 0 | 0 | 0 | 0 | 0 | 0 | 0 | 0 | 0 | 0 | 0 | 0 | 0 | 860 | 860 | 0 | 0 | 0 | 0 | 860 | 860 | 0 | 860 | 860 | 0 | 860 | 860
PG&E NGBA | Drum | 115 | Battery |  |  | 0 | 0 | 0 | 0 | 0 | 0 | 0 | 0 | 0 | 0 | 0 | 0 | 0 | 0 | 0 | 0 | 0 | 0 | 0 | 0 | 0 | 0 | 0 | 0 | 0 | 0 | 0 | 0
PG&E GBA | Dumbarton | 115 | Battery |  |  | 0 | 0 | 0 | 0 | 0 | 0 | 0 | 0 | 0 | 0 | 0 | 0 | 0 | 0 | 0 | 0 | 0 | 0 | 0 | 0 | 0 | 0 | 0 | 0 | 0 | 0 | 0 | 0
SCE NOL | Dunn Siding | 115 | Battery |  |  | 0 | 0 | 0 | 0 | 0 | 0 | 0 | 0 | 0 | 0 | 0 | 0 | 0 | 0 | 0 | 0 | 0 | 0 | 0 | 0 | 0 | 0 | 0 | 0 | 0 | 0 | 0 | 0
SCE Eastern | Eagle Mountain | 230 | Battery |  |  | 0 | 0 | 0 | 0 | 0 | 0 | 0 | 0 | 0 | 0 | 0 | 0 | 0 | 0 | 0 | 0 | 0 | 0 | 0 | 0 | 0 | 0 | 0 | 0 | 0 | 0 | 0 | 0
PG&E NGBA | Eagle Rock (PGE) | 60 | Battery |  |  | 0 | 0 | 0 | 0 | 0 | 0 | 0 | 0 | 0 | 0 | 0 | 0 | 0 | 0 | 0 | 0 | 0 | 0 | 0 | 0 | 0 | 0 | 0 | 0 | 0 | 0 | 0 | 0
PG&E NGBA | Eagle Rock (PGE) | 115 | Battery |  |  | 0 | 0 | 0 | 0 | 0 | 0 | 0 | 0 | 0 | 0 | 0 | 0 | 0 | 0 | 0 | 0 | 0 | 0 | 0 | 0 | 0 | 0 | 0 | 0 | 0 | 0 | 0 | 0
SCE Metro | Eagle Rock (SCE) | 230 | Battery |  |  | 0 | 0 | 0 | 0 | 0 | 0 | 0 | 0 | 0 | 0 | 0 | 0 | 0 | 0 | 0 | 0 | 0 | 0 | 0 | 0 | 0 | 0 | 0 | 0 | 0 | 0 | 0 | 0
PG&E NGBA | East Marysville | 115 | Battery |  |  | 0 | 0 | 0 | 0 | 0 | 0 | 0 | 0 | 0 | 0 | 0 | 0 | 0 | 0 | 0 | 0 | 0 | 0 | 0 | 0 | 0 | 0 | 0 | 0 | 0 | 0 | 0 | 0
PG&E NGBA | East Nicolaus | 115 | Battery |  |  | 0 | 0 | 0 | 0 | 0 | 0 | 0 | 0 | 0 | 0 | 0 | 0 | 0 | 0 | 0 | 0 | 0 | 0 | 0 | 0 | 0 | 0 | 0 | 0 | 0 | 0 | 0 | 0
PG&E NGBA | East Nicolaus | 60 | Battery |  |  | 0 | 0 | 0 | 0 | 0 | 0 | 0 | 0 | 0 | 0 | 0 | 0 | 0 | 0 | 0 | 0 | 0 | 0 | 0 | 0 | 0 | 0 | 0 | 0 | 0 | 0 | 0 | 0
PG&E GBA | Eastshore | 115 | Battery |  |  | 1 | 0 | 0 | 0 | 0 | 0 | 0 | 0 | 0 | 0 | 0 | 0 | 0 | 0 | 90.7 | 90.7 | 0 | 0 | 0 | 0 | 90.7 | 90.7 | 0 | 90.7 | 90.7 | 0 | 90.7 | 90.7
PG&E GBA | Eastshore | 230 | Battery |  |  | 0 | 0 | 0 | 0 | 0 | 0 | 0 | 0 | 0 | 0 | 0 | 0 | 0 | 0 | 0 | 0 | 0 | 0 | 0 | 0 | 0 | 0 | 0 | 0 | 0 | 0 | 0 | 0
SDGE | ECO | 138 | Battery |  |  | 0 | 0 | 0 | 0 | 0 | 0 | 0 | 0 | 0 | 0 | 0 | 0 | 0 | 0 | 0 | 0 | 0 | 0 | 0 | 0 | 0 | 0 | 0 | 0 | 0 | 0 | 0 | 0
SDGE | ECO | 230 | Battery |  |  | 0 | 0 | 0 | 0 | 0 | 0 | 0 | 0 | 0 | 0 | 0 | 0 | 0 | 0 | 0 | 0 | 0 | 0 | 0 | 0 | 0 | 0 | 0 | 0 | 0 | 0 | 0 | 0
SDGE | ECO | 500 | Battery |  |  | 0 | 0 | 0 | 0 | 0 | 0 | 0 | 0 | 0 | 0 | 0 | 0 | 0 | 0 | 0 | 0 | 0 | 0 | 0 | 0 | 0 | 0 | 0 | 0 | 0 | 0 | 0 | 0
PG&E GBA | Edenvale | 115 | Battery |  |  | 0 | 0 | 0 | 0 | 0 | 0 | 0 | 0 | 0 | 0 | 0 | 0 | 0 | 0 | 0 | 0 | 0 | 0 | 0 | 0 | 0 | 0 | 0 | 0 | 0 | 0 | 0 | 0
PG&E GBA | Edes | 115 | Battery |  |  | 0 | 0 | 0 | 0 | 0 | 0 | 0 | 0 | 0 | 0 | 0 | 0 | 0 | 0 | 0 | 0 | 0 | 0 | 0 | 0 | 0 | 0 | 0 | 0 | 0 | 0 | 0 | 0
PG&E GBA | Eight Mile | 230 | Battery |  |  | 0 | 0 | 0 | 0 | 0 | 0 | 0 | 0 | 0 | 0 | 0 | 0 | 0 | 0 | 0 | 0 | 0 | 0 | 0 | 0 | 0 | 0 | 0 | 0 | 0 | 0 | 0 | 0
SDGE | El Cajon | 69 | Battery |  |  | 1 | 50 | 0 | 50 | 0 | 0 | 0 | 0 | 0 | 0 | 0 | 0 | 0 | 0 | 0 | 0 | 0 | 0 | 0 | 0 | 0 | 0 | 50 | 0 | 50 | 50 | 0 | 50
SCE Eastern | El Casco | 230 | Battery |  |  | 1 | 165 | 0 | 165 | 0 | 0 | 0 | 0 | 0 | 0 | 0 | 0 | 0 | 0 | 0 | 0 | 0 | 0 | 0 | 0 | 0 | 0 | 165 | 0 | 165 | 165 | 0 | 165
PG&E GBA | El Cerrito G | 115 | Battery |  |  | 0 | 0 | 0 | 0 | 0 | 0 | 0 | 0 | 0 | 0 | 0 | 0 | 0 | 0 | 0 | 0 | 0 | 0 | 0 | 0 | 0 | 0 | 0 | 0 | 0 | 0 | 0 | 0
PG&E NGBA | El Dorado PH | 115 | Battery |  |  | 0 | 0 | 0 | 0 | 0 | 0 | 0 | 0 | 0 | 0 | 0 | 0 | 0 | 0 | 0 | 0 | 0 | 0 | 0 | 0 | 0 | 0 | 0 | 0 | 0 | 0 | 0 | 0
PG&E FRESNO | El Nido (PGE) | 115 | Battery |  |  | 0 | 0 | 0 | 0 | 0 | 0 | 0 | 0 | 0 | 0 | 0 | 0 | 0 | 0 | 0 | 0 | 0 | 0 | 0 | 0 | 0 | 0 | 0 | 0 | 0 | 0 | 0 | 0
SCE Metro | El Nido (SCE) | 230 | Battery |  |  | 1 | 0 | 0 | 0 | 0 | 0 | 0 | 0 | 0 | 0 | 0 | 0 | 0 | 0 | 400 | 400 | 0 | 0 | 0 | 0 | 400 | 400 | 0 | 400 | 400 | 0 | 400 | 400
PG&E GBA | El Patio | 115 | Battery |  |  | 0 | 0 | 0 | 0 | 0 | 0 | 0 | 0 | 0 | 0 | 0 | 0 | 0 | 0 | 0 | 0 | 0 | 0 | 0 | 0 | 0 | 0 | 0 | 0 | 0 | 0 | 0 | 0
SCE Metro | El Segundo | 230 | Battery |  |  | 0 | 0 | 0 | 0 | 0 | 0 | 0 | 0 | 0 | 0 | 0 | 0 | 0 | 0 | 0 | 0 | 0 | 0 | 0 | 0 | 0 | 0 | 0 | 0 | 0 | 0 | 0 | 0
EOP | Eldorado | 230 | Battery |  |  | 1 | 279 | 0 | 279 | 0 | 0 | 0 | 0 | 0 | 0 | 0 | 0 | 0 | 0 | 0 | 0 | 0 | 0 | 0 | 0 | 0 | 0 | 279 | 0 | 279 | 279 | 0 | 279
EOP | Eldorado | 500 | Battery |  |  | 1 | 0 | 0 | 0 | 0 | 0 | 0 | 0 | 0 | 0 | 0 | 0 | 0 | 0 | 390 | 390 | 0 | 0 | 0 | 0 | 390 | 390 | 0 | 390 | 390 | 0 | 390 | 390
SCE Northern | Elizabeth Lake | 66 | Battery |  |  | 0 | 0 | 0 | 0 | 0 | 0 | 0 | 0 | 0 | 0 | 0 | 0 | 0 | 0 | 0 | 0 | 0 | 0 | 0 | 0 | 0 | 0 | 0 | 0 | 0 | 0 | 0 | 0
PG&E KERN | Elk Hills | 230 | Battery |  |  | 0 | 0 | 0 | 0 | 0 | 0 | 0 | 0 | 0 | 0 | 0 | 0 | 0 | 0 | 0 | 0 | 0 | 0 | 0 | 0 | 0 | 0 | 0 | 0 | 0 | 0 | 0 | 0
SDGE | Elliot | 69 | Battery |  |  | 1 | 9.75 | 0 | 9.75 | 0 | 0 | 0 | 0 | 0 | 0 | 0 | 0 | 0 | 0 | 0 | 0 | 0 | 0 | 0 | 0 | 0 | 0 | 9.75 | 0 | 9.75 | 9.75 | 0 | 9.75
SCE Metro | Ellis | 230 | Battery |  |  | 0 | 0 | 0 | 0 | 0 | 0 | 0 | 0 | 0 | 0 | 0 | 0 | 0 | 0 | 0 | 0 | 0 | 0 | 0 | 0 | 0 | 0 | 0 | 0 | 0 | 0 | 0 | 0
SDGE | Encina | 138 | Battery |  |  | 0 | 0 | 0 | 0 | 0 | 0 | 0 | 0 | 0 | 0 | 0 | 0 | 0 | 0 | 0 | 0 | 0 | 0 | 0 | 0 | 0 | 0 | 0 | 0 | 0 | 0 | 0 | 0
SDGE | Encina | 230 | Battery |  |  | 0 | 0 | 0 | 0 | 0 | 0 | 0 | 0 | 0 | 0 | 0 | 0 | 0 | 0 | 0 | 0 | 0 | 0 | 0 | 0 | 0 | 0 | 0 | 0 | 0 | 0 | 0 | 0
SDGE | Escondido | 230 | Battery |  |  | 0 | 0 | 0 | 0 | 0 | 0 | 0 | 0 | 0 | 0 | 0 | 0 | 0 | 0 | 0 | 0 | 0 | 0 | 0 | 0 | 0 | 0 | 0 | 0 | 0 | 0 | 0 | 0
SDGE | Escondido | 69 | Battery |  |  | 1 | 0 | 0 | 0 | 13 | 0 | 13 | 13 | 0 | 13 | 0 | 0 | 0 | 0 | 0 | 0 | 0 | 0 | 0 | 0 | 0 | 0 | 0 | 0 | 0 | 0 | 0 | 0
PG&E KERN | Estrella | 230 | Battery |  |  | 0 | 0 | 0 | 0 | 0 | 0 | 0 | 0 | 0 | 0 | 0 | 0 | 0 | 0 | 0 | 0 | 0 | 0 | 0 | 0 | 0 | 0 | 0 | 0 | 0 | 0 | 0 | 0
SCE Eastern | Etiwanda | 230 | Battery |  |  | 1 | 100 | 0 | 100 | 70 | 0 | 70 | 0 | 0 | 0 | 70 | 0 | 70 | 0 | 0 | 0 | 0 | 0 | 0 | 0 | 0 | 0 | 170 | 0 | 170 | 170 | 0 | 170
PG&E GBA | Evergreen | 115 | Battery |  |  | 0 | 0 | 0 | 0 | 0 | 0 | 0 | 0 | 0 | 0 | 0 | 0 | 0 | 0 | 0 | 0 | 0 | 0 | 0 | 0 | 0 | 0 | 0 | 0 | 0 | 0 | 0 | 0
PG&E GBA | Evergreen | 60 | Battery |  |  | 0 | 0 | 0 | 0 | 0 | 0 | 0 | 0 | 0 | 0 | 0 | 0 | 0 | 0 | 0 | 0 | 0 | 0 | 0 | 0 | 0 | 0 | 0 | 0 | 0 | 0 | 0 | 0
PG&E FRESNO | Excelsior | 115 | Battery |  |  | 0 | 0 | 0 | 0 | 0 | 0 | 0 | 0 | 0 | 0 | 0 | 0 | 0 | 0 | 0 | 0 | 0 | 0 | 0 | 0 | 0 | 0 | 0 | 0 | 0 | 0 | 0 | 0
PG&E FRESNO | Exchequer | 115 | Battery |  |  | 0 | 0 | 0 | 0 | 0 | 0 | 0 | 0 | 0 | 0 | 0 | 0 | 0 | 0 | 0 | 0 | 0 | 0 | 0 | 0 | 0 | 0 | 0 | 0 | 0 | 0 | 0 | 0
PG&E KERN | Fairway | 115 | Battery |  |  | 0 | 0 | 0 | 0 | 0 | 0 | 0 | 0 | 0 | 0 | 0 | 0 | 0 | 0 | 0 | 0 | 0 | 0 | 0 | 0 | 0 | 0 | 0 | 0 | 0 | 0 | 0 | 0
PG&E KERN | Famoso | 115 | Battery |  |  | 0 | 0 | 0 | 0 | 0 | 0 | 0 | 0 | 0 | 0 | 0 | 0 | 0 | 0 | 0 | 0 | 0 | 0 | 0 | 0 | 0 | 0 | 0 | 0 | 0 | 0 | 0 | 0
PG&E NGBA | Fern Road | 500 | Battery |  |  | 0 | 0 | 0 | 0 | 0 | 0 | 0 | 0 | 0 | 0 | 0 | 0 | 0 | 0 | 0 | 0 | 0 | 0 | 0 | 0 | 0 | 0 | 0 | 0 | 0 | 0 | 0 | 0
PG&E GBA | Fibreboard (SPI Sonora) | 115 | Battery |  |  | 0 | 0 | 0 | 0 | 0 | 0 | 0 | 0 | 0 | 0 | 0 | 0 | 0 | 0 | 0 | 0 | 0 | 0 | 0 | 0 | 0 | 0 | 0 | 0 | 0 | 0 | 0 | 0
PG&E FRESNO | Figarden | 230 | Battery |  |  | 0 | 0 | 0 | 0 | 0 | 0 | 0 | 0 | 0 | 0 | 0 | 0 | 0 | 0 | 0 | 0 | 0 | 0 | 0 | 0 | 0 | 0 | 0 | 0 | 0 | 0 | 0 | 0
PG&E FRESNO | Fink | 230 | Battery |  |  | 1 | 162 | 0 | 162 | 0 | 0 | 0 | 0 | 0 | 0 | 0 | 0 | 0 | 0 | 0 | 0 | 0 | 0 | 0 | 0 | 0 | 0 | 162 | 0 | 162 | 162 | 0 | 162
PG&E NGBA | Fitch Mountain | 60 | Battery |  |  | 0 | 0 | 0 | 0 | 0 | 0 | 0 | 0 | 0 | 0 | 0 | 0 | 0 | 0 | 0 | 0 | 0 | 0 | 0 | 0 | 0 | 0 | 0 | 0 | 0 | 0 | 0 | 0
PG&E GBA | FMC | 115 | Battery |  |  | 0 | 0 | 0 | 0 | 0 | 0 | 0 | 0 | 0 | 0 | 0 | 0 | 0 | 0 | 0 | 0 | 0 | 0 | 0 | 0 | 0 | 0 | 0 | 0 | 0 | 0 | 0 | 0
PG&E GBA | Fremont | 115 | Battery |  |  | 0 | 0 | 0 | 0 | 0 | 0 | 0 | 0 | 0 | 0 | 0 | 0 | 0 | 0 | 0 | 0 | 0 | 0 | 0 | 0 | 0 | 0 | 0 | 0 | 0 | 0 | 0 | 0
PG&E GBA | French Camp | 60 | Battery |  |  | 0 | 0 | 0 | 0 | 0 | 0 | 0 | 0 | 0 | 0 | 0 | 0 | 0 | 0 | 0 | 0 | 0 | 0 | 0 | 0 | 0 | 0 | 0 | 0 | 0 | 0 | 0 | 0
PG&E GBA | Frogtown | 115 | Battery |  |  | 0 | 0 | 0 | 0 | 0 | 0 | 0 | 0 | 0 | 0 | 0 | 0 | 0 | 0 | 0 | 0 | 0 | 0 | 0 | 0 | 0 | 0 | 0 | 0 | 0 | 0 | 0 | 0
PG&E NGBA | Fulton | 115 | Battery |  |  | 0 | 0 | 0 | 0 | 0 | 0 | 0 | 0 | 0 | 0 | 0 | 0 | 0 | 0 | 0 | 0 | 0 | 0 | 0 | 0 | 0 | 0 | 0 | 0 | 0 | 0 | 0 | 0
PG&E NGBA | Fulton | 230 | Battery |  |  | 1 | 38 | 0 | 38 | 0 | 0 | 0 | 0 | 0 | 0 | 0 | 0 | 0 | 0 | 0 | 0 | 0 | 0 | 0 | 0 | 0 | 0 | 38 | 0 | 38 | 38 | 0 | 38
PG&E NGBA | Fulton | 60 | Battery |  |  | 0 | 0 | 0 | 0 | 0 | 0 | 0 | 0 | 0 | 0 | 0 | 0 | 0 | 0 | 0 | 0 | 0 | 0 | 0 | 0 | 0 | 0 | 0 | 0 | 0 | 0 | 0 | 0
PG&E KERN | Ganso | 115 | Battery |  |  | 0 | 0 | 0 | 0 | 0 | 0 | 0 | 0 | 0 | 0 | 0 | 0 | 0 | 0 | 0 | 0 | 0 | 0 | 0 | 0 | 0 | 0 | 0 | 0 | 0 | 0 | 0 | 0
PG&E FRESNO | Gates | 230 | Battery |  |  | 0 | 0 | 0 | 0 | 0 | 0 | 0 | 0 | 0 | 0 | 0 | 0 | 0 | 0 | 0 | 0 | 0 | 0 | 0 | 0 | 0 | 0 | 0 | 0 | 0 | 0 | 0 | 0
PG&E FRESNO | Gates | 500 | Battery |  |  | 1 | 0 | 0 | 0 | 190 | 35 | 225 | 0 | 0 | 0 | 190 | 35 | 225 | 0 | 0 | 0 | 0 | 0 | 0 | 0 | 0 | 0 | 190 | 35 | 225 | 190 | 35 | 225
PG&E NGBA | Geysers 12 | 230 | Battery |  |  | 0 | 0 | 0 | 0 | 0 | 0 | 0 | 0 | 0 | 0 | 0 | 0 | 0 | 0 | 0 | 0 | 0 | 0 | 0 | 0 | 0 | 0 | 0 | 0 | 0 | 0 | 0 | 0
PG&E NGBA | Geysers 17 | 230 | Battery |  |  | 0 | 0 | 0 | 0 | 0 | 0 | 0 | 0 | 0 | 0 | 0 | 0 | 0 | 0 | 0 | 0 | 0 | 0 | 0 | 0 | 0 | 0 | 0 | 0 | 0 | 0 | 0 | 0
PG&E NGBA | Geysers 3 | 115 | Battery |  |  | 0 | 0 | 0 | 0 | 0 | 0 | 0 | 0 | 0 | 0 | 0 | 0 | 0 | 0 | 0 | 0 | 0 | 0 | 0 | 0 | 0 | 0 | 0 | 0 | 0 | 0 | 0 | 0
PG&E NGBA | Glenn | 230 | Battery |  |  | 0 | 0 | 0 | 0 | 0 | 0 | 0 | 0 | 0 | 0 | 0 | 0 | 0 | 0 | 0 | 0 | 0 | 0 | 0 | 0 | 0 | 0 | 0 | 0 | 0 | 0 | 0 | 0
PG&E NGBA | Glenn | 60 | Battery |  |  | 0 | 0 | 0 | 0 | 0 | 0 | 0 | 0 | 0 | 0 | 0 | 0 | 0 | 0 | 0 | 0 | 0 | 0 | 0 | 0 | 0 | 0 | 0 | 0 | 0 | 0 | 0 | 0
PG&E NGBA | Gold Hill | 115 | Battery |  |  | 0 | 0 | 0 | 0 | 0 | 0 | 0 | 0 | 0 | 0 | 0 | 0 | 0 | 0 | 0 | 0 | 0 | 0 | 0 | 0 | 0 | 0 | 0 | 0 | 0 | 0 | 0 | 0
PG&E NGBA | Gold Hill | 230 | Battery |  |  | 0 | 0 | 0 | 0 | 0 | 0 | 0 | 0 | 0 | 0 | 0 | 0 | 0 | 0 | 0 | 0 | 0 | 0 | 0 | 0 | 0 | 0 | 0 | 0 | 0 | 0 | 0 | 0
SCE Northern | Goleta | 230 | Battery |  |  | 1 | 60 | 0 | 60 | 10 | 0 | 10 | 0 | 0 | 0 | 10 | 0 | 10 | 0 | 0 | 0 | 0 | 0 | 0 | 0 | 0 | 0 | 70 | 0 | 70 | 70 | 0 | 70
SCE Metro | Goodrich | 230 | Battery |  |  | 1 | 0 | 0 | 0 | 0 | 0 | 0 | 0 | 0 | 0 | 0 | 0 | 0 | 0 | 324.85 | 324.85 | 0 | 0 | 0 | 0 | 324.85 | 324.85 | 0 | 324.85 | 324.85 | 0 | 324.85 | 324.85
PG&E KERN | Goose Lake | 115 | Battery |  |  | 0 | 0 | 0 | 0 | 0 | 0 | 0 | 0 | 0 | 0 | 0 | 0 | 0 | 0 | 0 | 0 | 0 | 0 | 0 | 0 | 0 | 0 | 0 | 0 | 0 | 0 | 0 | 0
SCE Metro | Gould | 230 | Battery |  |  | 0 | 0 | 0 | 0 | 0 | 0 | 0 | 0 | 0 | 0 | 0 | 0 | 0 | 0 | 0 | 0 | 0 | 0 | 0 | 0 | 0 | 0 | 0 | 0 | 0 | 0 | 0 | 0
PG&E NGBA | Grand Island | 115 | Battery |  |  | 0 | 0 | 0 | 0 | 0 | 0 | 0 | 0 | 0 | 0 | 0 | 0 | 0 | 0 | 0 | 0 | 0 | 0 | 0 | 0 | 0 | 0 | 0 | 0 | 0 | 0 | 0 | 0
SDGE | Granite | 69 | Battery |  |  | 1 | 0 | 0 | 0 | 2.25 | 0 | 2.25 | 0 | 0 | 0 | 2.25 | 0 | 2.25 | 0 | 0 | 0 | 0 | 0 | 0 | 0 | 0 | 0 | 2.25 | 0 | 2.25 | 2.25 | 0 | 2.25
PG&E GBA | Grant | 115 | Battery |  |  | 0 | 0 | 0 | 0 | 0 | 0 | 0 | 0 | 0 | 0 | 0 | 0 | 0 | 0 | 0 | 0 | 0 | 0 | 0 | 0 | 0 | 0 | 0 | 0 | 0 | 0 | 0 | 0
PG&E GBA | Green Valley | 115 | Battery |  |  | 0 | 0 | 0 | 0 | 0 | 0 | 0 | 0 | 0 | 0 | 0 | 0 | 0 | 0 | 0 | 0 | 0 | 0 | 0 | 0 | 0 | 0 | 0 | 0 | 0 | 0 | 0 | 0
PG&E NGBA | Greenleaf 1 | 115 | Battery |  |  | 0 | 0 | 0 | 0 | 0 | 0 | 0 | 0 | 0 | 0 | 0 | 0 | 0 | 0 | 0 | 0 | 0 | 0 | 0 | 0 | 0 | 0 | 0 | 0 | 0 | 0 | 0 | 0
PG&E FRESNO | Gregg | 230 | Battery |  |  | 0 | 0 | 0 | 0 | 0 | 0 | 0 | 0 | 0 | 0 | 0 | 0 | 0 | 0 | 0 | 0 | 0 | 0 | 0 | 0 | 0 | 0 | 0 | 0 | 0 | 0 | 0 | 0
PG&E FRESNO | Grimmway-Malaga | 115 | Battery |  |  | 0 | 0 | 0 | 0 | 0 | 0 | 0 | 0 | 0 | 0 | 0 | 0 | 0 | 0 | 0 | 0 | 0 | 0 | 0 | 0 | 0 | 0 | 0 | 0 | 0 | 0 | 0 | 0
PG&E NGBA | Grizzly | 230 | Battery |  |  | 0 | 0 | 0 | 0 | 0 | 0 | 0 | 0 | 0 | 0 | 0 | 0 | 0 | 0 | 0 | 0 | 0 | 0 | 0 | 0 | 0 | 0 | 0 | 0 | 0 | 0 | 0 | 0
PG&E FRESNO | Guernsey | 70 | Battery |  |  | 0 | 0 | 0 | 0 | 0 | 0 | 0 | 0 | 0 | 0 | 0 | 0 | 0 | 0 | 0 | 0 | 0 | 0 | 0 | 0 | 0 | 0 | 0 | 0 | 0 | 0 | 0 | 0
PG&E FRESNO | GWF Hanford | 115 | Battery |  |  | 1 | 48 | 0 | 48 | 131.4 | 0 | 131.4 | 99.4 | 0 | 99.4 | 32 | 0 | 32 | 0 | 0 | 0 | 0 | 0 | 0 | 0 | 0 | 0 | 80 | 0 | 80 | 80 | 0 | 80
PG&E FRESNO | Haas | 230 | Battery |  |  | 0 | 0 | 0 | 0 | 0 | 0 | 0 | 0 | 0 | 0 | 0 | 0 | 0 | 0 | 0 | 0 | 0 | 0 | 0 | 0 | 0 | 0 | 0 | 0 | 0 | 0 | 0 | 0
PG&E FRESNO | Hammonds | 115 | Battery |  |  | 0 | 0 | 0 | 0 | 0 | 0 | 0 | 0 | 0 | 0 | 0 | 0 | 0 | 0 | 0 | 0 | 0 | 0 | 0 | 0 | 0 | 0 | 0 | 0 | 0 | 0 | 0 | 0
SCE Metro | HarborGen | 230 | Battery |  |  | 0 | 0 | 0 | 0 | 0 | 0 | 0 | 0 | 0 | 0 | 0 | 0 | 0 | 0 | 0 | 0 | 0 | 0 | 0 | 0 | 0 | 0 | 0 | 0 | 0 | 0 | 0 | 0
PG&E NGBA | Harris | 60 | Battery |  |  | 0 | 0 | 0 | 0 | 0 | 0 | 0 | 0 | 0 | 0 | 0 | 0 | 0 | 0 | 0 | 0 | 0 | 0 | 0 | 0 | 0 | 0 | 0 | 0 | 0 | 0 | 0 | 0
EOP | Harry Allen | 500 | Battery |  |  | 0 | 0 | 0 | 0 | 0 | 0 | 0 | 0 | 0 | 0 | 0 | 0 | 0 | 0 | 0 | 0 | 0 | 0 | 0 | 0 | 0 | 0 | 0 | 0 | 0 | 0 | 0 | 0
PG&E NGBA | Hartley | 60 | Battery |  |  | 0 | 0 | 0 | 0 | 0 | 0 | 0 | 0 | 0 | 0 | 0 | 0 | 0 | 0 | 0 | 0 | 0 | 0 | 0 | 0 | 0 | 0 | 0 | 0 | 0 | 0 | 0 | 0
SCE NOL | Harvard | 115 | Battery |  |  | 0 | 0 | 0 | 0 | 0 | 0 | 0 | 0 | 0 | 0 | 0 | 0 | 0 | 0 | 0 | 0 | 0 | 0 | 0 | 0 | 0 | 0 | 0 | 0 | 0 | 0 | 0 | 0
SDGE | Hassayampa | 500 | Battery |  |  | 1 | 10 | 0 | 10 | 85 | 0 | 85 | 0 | 0 | 0 | 85 | 0 | 85 | 0 | 700 | 700 | 0 | 0 | 0 | 0 | 700 | 700 | 95 | 700 | 795 | 95 | 700 | 795
PG&E FRESNO | Helm | 230 | Battery |  |  | 0 | 0 | 0 | 0 | 0 | 0 | 0 | 0 | 0 | 0 | 0 | 0 | 0 | 0 | 0 | 0 | 0 | 0 | 0 | 0 | 0 | 0 | 0 | 0 | 0 | 0 | 0 | 0
PG&E FRESNO | Helm | 70 | Battery |  |  | 0 | 0 | 0 | 0 | 0 | 0 | 0 | 0 | 0 | 0 | 0 | 0 | 0 | 0 | 0 | 0 | 0 | 0 | 0 | 0 | 0 | 0 | 0 | 0 | 0 | 0 | 0 | 0
PG&E FRESNO | Henrietta | 115 | Battery |  |  | 0 | 0 | 0 | 0 | 0 | 0 | 0 | 0 | 0 | 0 | 0 | 0 | 0 | 0 | 0 | 0 | 0 | 0 | 0 | 0 | 0 | 0 | 0 | 0 | 0 | 0 | 0 | 0
PG&E FRESNO | Henrietta | 230 | Battery |  |  | 1 | 0 | 0 | 0 | 0 | 0 | 0 | 0 | 0 | 0 | 0 | 0 | 0 | 0 | 523 | 523 | 0 | 0 | 0 | 0 | 523 | 523 | 0 | 523 | 523 | 0 | 523 | 523
PG&E FRESNO | Henrietta | 70 | Battery |  |  | 1 | 0 | 0 | 0 | 173.2 | 0 | 173.2 | 99.4 | 0 | 99.4 | 73.8 | 0 | 73.8 | 0 | 0 | 0 | 0 | 0 | 0 | 0 | 0 | 0 | 73.8 | 0 | 73.8 | 73.8 | 0 | 73.8
PG&E FRESNO | Herndon | 115 | Battery |  |  | 0 | 0 | 0 | 0 | 0 | 0 | 0 | 0 | 0 | 0 | 0 | 0 | 0 | 0 | 0 | 0 | 0 | 0 | 0 | 0 | 0 | 0 | 0 | 0 | 0 | 0 | 0 | 0
PG&E FRESNO | Herndon | 230 | Battery |  |  | 0 | 0 | 0 | 0 | 0 | 0 | 0 | 0 | 0 | 0 | 0 | 0 | 0 | 0 | 0 | 0 | 0 | 0 | 0 | 0 | 0 | 0 | 0 | 0 | 0 | 0 | 0 | 0
PG&E GBA | Hicks | 230 | Battery |  |  | 0 | 0 | 0 | 0 | 0 | 0 | 0 | 0 | 0 | 0 | 0 | 0 | 0 | 0 | 0 | 0 | 0 | 0 | 0 | 0 | 0 | 0 | 0 | 0 | 0 | 0 | 0 | 0
PG&E NGBA | Higgins | 115 | Battery |  |  | 0 | 0 | 0 | 0 | 0 | 0 | 0 | 0 | 0 | 0 | 0 | 0 | 0 | 0 | 0 | 0 | 0 | 0 | 0 | 0 | 0 | 0 | 0 | 0 | 0 | 0 | 0 | 0
PG&E NGBA | Hilltop | 345 | Battery |  |  | 0 | 0 | 0 | 0 | 0 | 0 | 0 | 0 | 0 | 0 | 0 | 0 | 0 | 0 | 0 | 0 | 0 | 0 | 0 | 0 | 0 | 0 | 0 | 0 | 0 | 0 | 0 | 0
SCE Metro | Hinson | 230 | Battery |  |  | 1 | 200 | 0 | 200 | 325 | 0 | 325 | 0 | 0 | 0 | 325 | 0 | 325 | 0 | 0 | 0 | 0 | 0 | 0 | 0 | 0 | 0 | 525 | 0 | 525 | 525 | 0 | 525
PG&E GBA | Hollister | 115 | Battery |  |  | 0 | 0 | 0 | 0 | 0 | 0 | 0 | 0 | 0 | 0 | 0 | 0 | 0 | 0 | 0 | 0 | 0 | 0 | 0 | 0 | 0 | 0 | 0 | 0 | 0 | 0 | 0 | 0
PG&E NGBA | Homestake | 115 | Battery |  |  | 0 | 0 | 0 | 0 | 0 | 0 | 0 | 0 | 0 | 0 | 0 | 0 | 0 | 0 | 0 | 0 | 0 | 0 | 0 | 0 | 0 | 0 | 0 | 0 | 0 | 0 | 0 | 0
PG&E NGBA | Honcut | 115 | Battery |  |  | 0 | 0 | 0 | 0 | 0 | 0 | 0 | 0 | 0 | 0 | 0 | 0 | 0 | 0 | 0 | 0 | 0 | 0 | 0 | 0 | 0 | 0 | 0 | 0 | 0 | 0 | 0 | 0
SDGE | Hoodoo Wash | 500 | Battery |  |  | 1 | 0 | 0 | 0 | 297.5 | 0 | 297.5 | 0 | 0 | 0 | 297.5 | 0 | 297.5 | 0 | 0 | 0 | 0 | 0 | 0 | 0 | 0 | 0 | 297.5 | 0 | 297.5 | 297.5 | 0 | 297.5
PG&E NGBA | Hopland | 115 | Battery |  |  | 0 | 0 | 0 | 0 | 0 | 0 | 0 | 0 | 0 | 0 | 0 | 0 | 0 | 0 | 0 | 0 | 0 | 0 | 0 | 0 | 0 | 0 | 0 | 0 | 0 | 0 | 0 | 0
PG&E NGBA | Hopland | 60 | Battery |  |  | 0 | 0 | 0 | 0 | 0 | 0 | 0 | 0 | 0 | 0 | 0 | 0 | 0 | 0 | 0 | 0 | 0 | 0 | 0 | 0 | 0 | 0 | 0 | 0 | 0 | 0 | 0 | 0
PG&E NGBA | Humboldt | 115 | Battery |  |  | 0 | 0 | 0 | 0 | 0 | 0 | 0 | 0 | 0 | 0 | 0 | 0 | 0 | 0 | 0 | 0 | 0 | 0 | 0 | 0 | 0 | 0 | 0 | 0 | 0 | 0 | 0 | 0
PG&E NGBA | Humboldt | 60 | Battery |  |  | 1 | 17.25 | 0 | 17.25 | 0 | 0 | 0 | 0 | 0 | 0 | 0 | 0 | 0 | 0 | 0 | 0 | 0 | 0 | 0 | 0 | 0 | 0 | 17.25 | 0 | 17.25 | 17.25 | 0 | 17.25
PG&E NGBA | Humboldt | 500 | Battery |  |  | 0 | 0 | 0 | 0 | 0 | 0 | 0 | 0 | 0 | 0 | 0 | 0 | 0 | 0 | 0 | 0 | 0 | 0 | 0 | 0 | 0 | 0 | 0 | 0 | 0 | 0 | 0 | 0
SCE Metro | Huntington Beach | 230 | Battery |  |  | 0 | 0 | 0 | 0 | 0 | 0 | 0 | 0 | 0 | 0 | 0 | 0 | 0 | 0 | 0 | 0 | 0 | 0 | 0 | 0 | 0 | 0 | 0 | 0 | 0 | 0 | 0 | 0
PG&E NGBA | Ignacio | 115 | Battery |  |  | 0 | 0 | 0 | 0 | 0 | 0 | 0 | 0 | 0 | 0 | 0 | 0 | 0 | 0 | 0 | 0 | 0 | 0 | 0 | 0 | 0 | 0 | 0 | 0 | 0 | 0 | 0 | 0
PG&E NGBA | Ignacio | 230 | Battery |  |  | 0 | 0 | 0 | 0 | 0 | 0 | 0 | 0 | 0 | 0 | 0 | 0 | 0 | 0 | 0 | 0 | 0 | 0 | 0 | 0 | 0 | 0 | 0 | 0 | 0 | 0 | 0 | 0
PG&E NGBA | Ignacio | 60 | Battery |  |  | 0 | 0 | 0 | 0 | 0 | 0 | 0 | 0 | 0 | 0 | 0 | 0 | 0 | 0 | 0 | 0 | 0 | 0 | 0 | 0 | 0 | 0 | 0 | 0 | 0 | 0 | 0 | 0
SDGE | Imperial Beach | 69 | Battery |  |  | 1 | 3 | 0 | 3 | 0 | 0 | 0 | 0 | 0 | 0 | 0 | 0 | 0 | 0 | 0 | 0 | 0 | 0 | 0 | 0 | 0 | 0 | 3 | 0 | 3 | 3 | 0 | 3
SDGE | Imperial Valley | 230 | Battery |  |  | 1 | 0 | 0 | 0 | 528 | 0 | 528 | 0 | 0 | 0 | 528 | 0 | 528 | 0 | 0 | 0 | 0 | 0 | 0 | 0 | 0 | 0 | 528 | 0 | 528 | 528 | 0 | 528
SDGE | Imperial Valley | 500 | Battery |  |  | 0 | 0 | 0 | 0 | 0 | 0 | 0 | 0 | 0 | 0 | 0 | 0 | 0 | 0 | 0 | 0 | 0 | 0 | 0 | 0 | 0 | 0 | 0 | 0 | 0 | 0 | 0 | 0
EOP | Innovation | 138 | Battery |  |  | 0 | 0 | 0 | 0 | 0 | 0 | 0 | 0 | 0 | 0 | 0 | 0 | 0 | 0 | 0 | 0 | 0 | 0 | 0 | 0 | 0 | 0 | 0 | 0 | 0 | 0 | 0 | 0
EOP | Innovation | 230 | Battery |  |  | 0 | 0 | 0 | 0 | 0 | 0 | 0 | 0 | 0 | 0 | 0 | 0 | 0 | 0 | 0 | 0 | 0 | 0 | 0 | 0 | 0 | 0 | 0 | 0 | 0 | 0 | 0 | 0
SCE NOL | Inyokern | 115 | Battery |  |  | 1 | 25 | 0 | 25 | 0 | 0 | 0 | 0 | 0 | 0 | 0 | 0 | 0 | 0 | 0 | 0 | 0 | 0 | 0 | 0 | 0 | 0 | 25 | 0 | 25 | 25 | 0 | 25
EOP | IS Tap | 138 | Battery |  |  | 1 | 0 | 0 | 0 | 0 | 0 | 0 | 0 | 0 | 0 | 0 | 0 | 0 | 0 | 50 | 50 | 0 | 0 | 0 | 0 | 50 | 50 | 0 | 50 | 50 | 0 | 50 | 50
EOP | Ivanpah | 115 | Battery |  |  | 0 | 0 | 0 | 0 | 0 | 0 | 0 | 0 | 0 | 0 | 0 | 0 | 0 | 0 | 0 | 0 | 0 | 0 | 0 | 0 | 0 | 0 | 0 | 0 | 0 | 0 | 0 | 0
EOP | Ivanpah | 230 | Battery |  |  | 0 | 0 | 0 | 0 | 0 | 0 | 0 | 0 | 0 | 0 | 0 | 0 | 0 | 0 | 0 | 0 | 0 | 0 | 0 | 0 | 0 | 0 | 0 | 0 | 0 | 0 | 0 | 0
EOP | Jackass (DOE) | 138 | Battery |  |  | 0 | 0 | 0 | 0 | 0 | 0 | 0 | 0 | 0 | 0 | 0 | 0 | 0 | 0 | 0 | 0 | 0 | 0 | 0 | 0 | 0 | 0 | 0 | 0 | 0 | 0 | 0 | 0
PG&E NGBA | James B Black | 230 | Battery |  |  | 0 | 0 | 0 | 0 | 0 | 0 | 0 | 0 | 0 | 0 | 0 | 0 | 0 | 0 | 0 | 0 | 0 | 0 | 0 | 0 | 0 | 0 | 0 | 0 | 0 | 0 | 0 | 0
PG&E GBA | Jefferson | 230 | Battery |  |  | 0 | 0 | 0 | 0 | 0 | 0 | 0 | 0 | 0 | 0 | 0 | 0 | 0 | 0 | 0 | 0 | 0 | 0 | 0 | 0 | 0 | 0 | 0 | 0 | 0 | 0 | 0 | 0
PG&E NGBA | Jessup | 115 | Battery |  |  | 0 | 0 | 0 | 0 | 0 | 0 | 0 | 0 | 0 | 0 | 0 | 0 | 0 | 0 | 0 | 0 | 0 | 0 | 0 | 0 | 0 | 0 | 0 | 0 | 0 | 0 | 0 | 0
SCE Metro | Johanna | 230 | Battery |  |  | 1 | 1.4 | 0 | 1.4 | 0 | 0 | 0 | 0 | 0 | 0 | 0 | 0 | 0 | 0 | 298.15 | 298.15 | 0 | 0 | 0 | 0 | 298.15 | 298.15 | 1.4 | 298.15 | 299.55 | 1.4 | 298.15 | 299.55
SCE Eastern | Julian Hinds | 230 | Battery |  |  | 0 | 0 | 0 | 0 | 0 | 0 | 0 | 0 | 0 | 0 | 0 | 0 | 0 | 0 | 0 | 0 | 0 | 0 | 0 | 0 | 0 | 0 | 0 | 0 | 0 | 0 | 0 | 0
PG&E GBA | Kasson | 115 | Battery |  |  | 0 | 0 | 0 | 0 | 0 | 0 | 0 | 0 | 0 | 0 | 0 | 0 | 0 | 0 | 0 | 0 | 0 | 0 | 0 | 0 | 0 | 0 | 0 | 0 | 0 | 0 | 0 | 0
PG&E GBA | Kasson | 60 | Battery |  |  | 0 | 0 | 0 | 0 | 0 | 0 | 0 | 0 | 0 | 0 | 0 | 0 | 0 | 0 | 0 | 0 | 0 | 0 | 0 | 0 | 0 | 0 | 0 | 0 | 0 | 0 | 0 | 0
PG&E FRESNO | Kearney | 230 | Battery |  |  | 0 | 0 | 0 | 0 | 0 | 0 | 0 | 0 | 0 | 0 | 0 | 0 | 0 | 0 | 0 | 0 | 0 | 0 | 0 | 0 | 0 | 0 | 0 | 0 | 0 | 0 | 0 | 0
PG&E FRESNO | Kearney | 70 | Battery |  |  | 0 | 0 | 0 | 0 | 0 | 0 | 0 | 0 | 0 | 0 | 0 | 0 | 0 | 0 | 0 | 0 | 0 | 0 | 0 | 0 | 0 | 0 | 0 | 0 | 0 | 0 | 0 | 0
PG&E GBA | Kelso | 230 | Battery |  |  | 1 | 0 | 0 | 0 | 90.7 | 0 | 90.7 | 0 | 0 | 0 | 90.7 | 0 | 90.7 | 0 | 0 | 0 | 0 | 0 | 0 | 0 | 0 | 0 | 90.7 | 0 | 90.7 | 90.7 | 0 | 90.7
PG&E FRESNO | Kerchoff 1 | 115 | Battery |  |  | 0 | 0 | 0 | 0 | 0 | 0 | 0 | 0 | 0 | 0 | 0 | 0 | 0 | 0 | 0 | 0 | 0 | 0 | 0 | 0 | 0 | 0 | 0 | 0 | 0 | 0 | 0 | 0
PG&E KERN | Kern Oil | 115 | Battery |  |  | 0 | 0 | 0 | 0 | 0 | 0 | 0 | 0 | 0 | 0 | 0 | 0 | 0 | 0 | 0 | 0 | 0 | 0 | 0 | 0 | 0 | 0 | 0 | 0 | 0 | 0 | 0 | 0
PG&E KERN | Kern PP | 115 | Battery |  |  | 0 | 0 | 0 | 0 | 0 | 0 | 0 | 0 | 0 | 0 | 0 | 0 | 0 | 0 | 0 | 0 | 0 | 0 | 0 | 0 | 0 | 0 | 0 | 0 | 0 | 0 | 0 | 0
PG&E KERN | Kern PP | 230 | Battery |  |  | 0 | 0 | 0 | 0 | 0 | 0 | 0 | 0 | 0 | 0 | 0 | 0 | 0 | 0 | 0 | 0 | 0 | 0 | 0 | 0 | 0 | 0 | 0 | 0 | 0 | 0 | 0 | 0
PG&E KERN | Kern PP | 70 | Battery |  |  | 0 | 0 | 0 | 0 | 0 | 0 | 0 | 0 | 0 | 0 | 0 | 0 | 0 | 0 | 0 | 0 | 0 | 0 | 0 | 0 | 0 | 0 | 0 | 0 | 0 | 0 | 0 | 0
PG&E KERN | Kernridge | 115 | Battery |  |  | 0 | 0 | 0 | 0 | 0 | 0 | 0 | 0 | 0 | 0 | 0 | 0 | 0 | 0 | 0 | 0 | 0 | 0 | 0 | 0 | 0 | 0 | 0 | 0 | 0 | 0 | 0 | 0
PG&E FRESNO | Kingsburg | 115 | Battery |  |  | 0 | 0 | 0 | 0 | 0 | 0 | 0 | 0 | 0 | 0 | 0 | 0 | 0 | 0 | 0 | 0 | 0 | 0 | 0 | 0 | 0 | 0 | 0 | 0 | 0 | 0 | 0 | 0
PG&E GBA | Kirker | 115 | Battery |  |  | 0 | 0 | 0 | 0 | 0 | 0 | 0 | 0 | 0 | 0 | 0 | 0 | 0 | 0 | 0 | 0 | 0 | 0 | 0 | 0 | 0 | 0 | 0 | 0 | 0 | 0 | 0 | 0
PG&E NGBA | Knights Landing | 115 | Battery |  |  | 0 | 0 | 0 | 0 | 0 | 0 | 0 | 0 | 0 | 0 | 0 | 0 | 0 | 0 | 0 | 0 | 0 | 0 | 0 | 0 | 0 | 0 | 0 | 0 | 0 | 0 | 0 | 0
PG&E NGBA | Konocti | 60 | Battery |  |  | 0 | 0 | 0 | 0 | 0 | 0 | 0 | 0 | 0 | 0 | 0 | 0 | 0 | 0 | 0 | 0 | 0 | 0 | 0 | 0 | 0 | 0 | 0 | 0 | 0 | 0 | 0 | 0
SCE NOL | Kramer | 115 | Battery |  |  | 1 | 0 | 0 | 0 | 0 | 6 | 6 | 0 | 0 | 0 | 0 | 6 | 6 | 0 | 0 | 0 | 0 | 0 | 0 | 0 | 0 | 0 | 0 | 6 | 6 | 0 | 6 | 6
SCE NOL | Kramer | 230 | Battery |  |  | 1 | 65 | 0 | 65 | 225 | 0 | 225 | 0 | 0 | 0 | 225 | 0 | 225 | 0 | 0 | 0 | 0 | 0 | 0 | 0 | 0 | 0 | 290 | 0 | 290 | 290 | 0 | 290
SCE Metro | La Cienega | 230 | Battery |  |  | 0 | 0 | 0 | 0 | 0 | 0 | 0 | 0 | 0 | 0 | 0 | 0 | 0 | 0 | 0 | 0 | 0 | 0 | 0 | 0 | 0 | 0 | 0 | 0 | 0 | 0 | 0 | 0
SCE Metro | La Fresa | 230 | Battery |  |  | 0 | 0 | 0 | 0 | 0 | 0 | 0 | 0 | 0 | 0 | 0 | 0 | 0 | 0 | 0 | 0 | 0 | 0 | 0 | 0 | 0 | 0 | 0 | 0 | 0 | 0 | 0 | 0
SCE Metro | Laguna Bell | 230 | Battery |  |  | 1 | 100 | 0 | 100 | 250 | 0 | 250 | 0 | 0 | 0 | 250 | 0 | 250 | 0 | 300 | 300 | 0 | 0 | 0 | 0 | 300 | 300 | 350 | 300 | 650 | 350 | 300 | 650
PG&E KERN | Lakeview | 70 | Battery |  |  | 1 | 0 | 0 | 0 | 65.6 | 0 | 65.6 | 0 | 0 | 0 | 65.6 | 0 | 65.6 | 0 | 0 | 0 | 0 | 0 | 0 | 0 | 0 | 0 | 65.6 | 0 | 65.6 | 65.6 | 0 | 65.6
PG&E NGBA | Lakeville | 230 | Battery |  |  | 0 | 0 | 0 | 0 | 0 | 0 | 0 | 0 | 0 | 0 | 0 | 0 | 0 | 0 | 0 | 0 | 0 | 0 | 0 | 0 | 0 | 0 | 0 | 0 | 0 | 0 | 0 | 0
PG&E NGBA | Lakeville | 60 | Battery |  |  | 0 | 0 | 0 | 0 | 0 | 0 | 0 | 0 | 0 | 0 | 0 | 0 | 0 | 0 | 0 | 0 | 0 | 0 | 0 | 0 | 0 | 0 | 0 | 0 | 0 | 0 | 0 | 0
PG&E NGBA | Lakeville | 115 | Battery |  |  | 1 | 0 | 0 | 0 | 50 | 0 | 50 | 0 | 0 | 0 | 50 | 0 | 50 | 0 | 0 | 0 | 0 | 0 | 0 | 0 | 0 | 0 | 50 | 0 | 50 | 50 | 0 | 50
PG&E GBA | Lakewood | 115 | Battery |  |  | 0 | 0 | 0 | 0 | 0 | 0 | 0 | 0 | 0 | 0 | 0 | 0 | 0 | 0 | 0 | 0 | 0 | 0 | 0 | 0 | 0 | 0 | 0 | 0 | 0 | 0 | 0 | 0
PG&E NGBA | Lambie | 230 | Battery |  |  | 0 | 0 | 0 | 0 | 0 | 0 | 0 | 0 | 0 | 0 | 0 | 0 | 0 | 0 | 0 | 0 | 0 | 0 | 0 | 0 | 0 | 0 | 0 | 0 | 0 | 0 | 0 | 0
PG&E GBA | Lammers | 115 | Battery |  |  | 0 | 0 | 0 | 0 | 0 | 0 | 0 | 0 | 0 | 0 | 0 | 0 | 0 | 0 | 0 | 0 | 0 | 0 | 0 | 0 | 0 | 0 | 0 | 0 | 0 | 0 | 0 | 0
PG&E KERN | Lamont | 115 | Battery |  |  | 0 | 0 | 0 | 0 | 0 | 0 | 0 | 0 | 0 | 0 | 0 | 0 | 0 | 0 | 0 | 0 | 0 | 0 | 0 | 0 | 0 | 0 | 0 | 0 | 0 | 0 | 0 | 0
PG&E FRESNO | Las Aguilas | 230 | Battery |  |  | 0 | 0 | 0 | 0 | 0 | 0 | 0 | 0 | 0 | 0 | 0 | 0 | 0 | 0 | 0 | 0 | 0 | 0 | 0 | 0 | 0 | 0 | 0 | 0 | 0 | 0 | 0 | 0
EOP | Lathrop | 138 | Battery |  |  | 0 | 0 | 0 | 0 | 0 | 0 | 0 | 0 | 0 | 0 | 0 | 0 | 0 | 0 | 0 | 0 | 0 | 0 | 0 | 0 | 0 | 0 | 0 | 0 | 0 | 0 | 0 | 0
EOP | Lathrop | 230 | Battery |  |  | 1 | 0 | 0 | 0 | 0 | 0 | 0 | 0 | 0 | 0 | 0 | 0 | 0 | 0 | 40 | 40 | 0 | 0 | 0 | 0 | 40 | 40 | 0 | 40 | 40 | 0 | 40 | 40
PG&E FRESNO | Le Grand | 115 | Battery |  |  | 0 | 0 | 0 | 0 | 0 | 0 | 0 | 0 | 0 | 0 | 0 | 0 | 0 | 0 | 0 | 0 | 0 | 0 | 0 | 0 | 0 | 0 | 0 | 0 | 0 | 0 | 0 | 0
PG&E FRESNO | Lemoore | 70 | Battery |  |  | 0 | 0 | 0 | 0 | 0 | 0 | 0 | 0 | 0 | 0 | 0 | 0 | 0 | 0 | 0 | 0 | 0 | 0 | 0 | 0 | 0 | 0 | 0 | 0 | 0 | 0 | 0 | 0
PG&E KERN | Lerdo | 115 | Battery |  |  | 0 | 0 | 0 | 0 | 0 | 0 | 0 | 0 | 0 | 0 | 0 | 0 | 0 | 0 | 0 | 0 | 0 | 0 | 0 | 0 | 0 | 0 | 0 | 0 | 0 | 0 | 0 | 0
SCE Metro | Lewis | 230 | Battery |  |  | 0 | 0 | 0 | 0 | 0 | 0 | 0 | 0 | 0 | 0 | 0 | 0 | 0 | 0 | 0 | 0 | 0 | 0 | 0 | 0 | 0 | 0 | 0 | 0 | 0 | 0 | 0 | 0
SCE Metro | Lighthipe | 230 | Battery |  |  | 1 | 0 | 0 | 0 | 0 | 0 | 0 | 0 | 0 | 0 | 0 | 0 | 0 | 0 | 250 | 250 | 0 | 0 | 0 | 0 | 250 | 250 | 0 | 250 | 250 | 0 | 250 | 250
SDGE | Lilac | 69 | Battery |  |  | 0 | 0 | 0 | 0 | 0 | 0 | 0 | 0 | 0 | 0 | 0 | 0 | 0 | 0 | 0 | 0 | 0 | 0 | 0 | 0 | 0 | 0 | 0 | 0 | 0 | 0 | 0 | 0
PG&E NGBA | Lincoln | 115 | Battery |  |  | 0 | 0 | 0 | 0 | 0 | 0 | 0 | 0 | 0 | 0 | 0 | 0 | 0 | 0 | 0 | 0 | 0 | 0 | 0 | 0 | 0 | 0 | 0 | 0 | 0 | 0 | 0 | 0
PG&E KERN | Live Oak | 115 | Battery |  |  | 0 | 0 | 0 | 0 | 0 | 0 | 0 | 0 | 0 | 0 | 0 | 0 | 0 | 0 | 0 | 0 | 0 | 0 | 0 | 0 | 0 | 0 | 0 | 0 | 0 | 0 | 0 | 0
PG&E GBA | Llagas | 115 | Battery |  |  | 0 | 0 | 0 | 0 | 0 | 0 | 0 | 0 | 0 | 0 | 0 | 0 | 0 | 0 | 0 | 0 | 0 | 0 | 0 | 0 | 0 | 0 | 0 | 0 | 0 | 0 | 0 | 0
PG&E GBA | Lockeford | 115 | Battery |  |  | 0 | 0 | 0 | 0 | 0 | 0 | 0 | 0 | 0 | 0 | 0 | 0 | 0 | 0 | 0 | 0 | 0 | 0 | 0 | 0 | 0 | 0 | 0 | 0 | 0 | 0 | 0 | 0
PG&E GBA | Lockeford | 230 | Battery |  |  | 0 | 0 | 0 | 0 | 0 | 0 | 0 | 0 | 0 | 0 | 0 | 0 | 0 | 0 | 0 | 0 | 0 | 0 | 0 | 0 | 0 | 0 | 0 | 0 | 0 | 0 | 0 | 0
PG&E GBA | Lockeford | 60 | Battery |  |  | 0 | 0 | 0 | 0 | 0 | 0 | 0 | 0 | 0 | 0 | 0 | 0 | 0 | 0 | 0 | 0 | 0 | 0 | 0 | 0 | 0 | 0 | 0 | 0 | 0 | 0 | 0 | 0
PG&E GBA | Lodi | 230 | Battery |  |  | 0 | 0 | 0 | 0 | 0 | 0 | 0 | 0 | 0 | 0 | 0 | 0 | 0 | 0 | 0 | 0 | 0 | 0 | 0 | 0 | 0 | 0 | 0 | 0 | 0 | 0 | 0 | 0
PG&E NGBA | Logan Creek | 230 | Battery |  |  | 0 | 0 | 0 | 0 | 0 | 0 | 0 | 0 | 0 | 0 | 0 | 0 | 0 | 0 | 0 | 0 | 0 | 0 | 0 | 0 | 0 | 0 | 0 | 0 | 0 | 0 | 0 | 0
PG&E GBA | Lone Tree | 230 | Battery |  |  | 0 | 0 | 0 | 0 | 0 | 0 | 0 | 0 | 0 | 0 | 0 | 0 | 0 | 0 | 0 | 0 | 0 | 0 | 0 | 0 | 0 | 0 | 0 | 0 | 0 | 0 | 0 | 0
PG&E FRESNO | Los Banos | 230 | Battery |  |  | 1 | 0 | 0 | 0 | 0 | 0 | 0 | 0 | 0 | 0 | 0 | 0 | 0 | 0 | 540 | 540 | 0 | 0 | 0 | 0 | 540 | 540 | 0 | 540 | 540 | 0 | 540 | 540
PG&E FRESNO | Los Banos | 500 | Battery |  |  | 0 | 0 | 0 | 0 | 0 | 0 | 0 | 0 | 0 | 0 | 0 | 0 | 0 | 0 | 0 | 0 | 0 | 0 | 0 | 0 | 0 | 0 | 0 | 0 | 0 | 0 | 0 | 0
SDGE | Los Coches | 138 | Battery |  |  | 0 | 0 | 0 | 0 | 0 | 0 | 0 | 0 | 0 | 0 | 0 | 0 | 0 | 0 | 0 | 0 | 0 | 0 | 0 | 0 | 0 | 0 | 0 | 0 | 0 | 0 | 0 | 0
SDGE | Los Coches | 69 | Battery |  |  | 1 | 1.5 | 0 | 1.5 | 0 | 0 | 0 | 0 | 0 | 0 | 0 | 0 | 0 | 0 | 0 | 0 | 0 | 0 | 0 | 0 | 0 | 0 | 1.5 | 0 | 1.5 | 1.5 | 0 | 1.5
PG&E GBA | Los Esteros | 115 | Battery |  |  | 0 | 0 | 0 | 0 | 0 | 0 | 0 | 0 | 0 | 0 | 0 | 0 | 0 | 0 | 0 | 0 | 0 | 0 | 0 | 0 | 0 | 0 | 0 | 0 | 0 | 0 | 0 | 0
PG&E GBA | Los Esteros | 230 | Battery |  |  | 0 | 0 | 0 | 0 | 0 | 0 | 0 | 0 | 0 | 0 | 0 | 0 | 0 | 0 | 0 | 0 | 0 | 0 | 0 | 0 | 0 | 0 | 0 | 0 | 0 | 0 | 0 | 0
PG&E GBA | Los Positas | 230 | Battery |  |  | 0 | 0 | 0 | 0 | 0 | 0 | 0 | 0 | 0 | 0 | 0 | 0 | 0 | 0 | 0 | 0 | 0 | 0 | 0 | 0 | 0 | 0 | 0 | 0 | 0 | 0 | 0 | 0
PG&E GBA | Los Positas | 60 | Battery |  |  | 0 | 0 | 0 | 0 | 0 | 0 | 0 | 0 | 0 | 0 | 0 | 0 | 0 | 0 | 0 | 0 | 0 | 0 | 0 | 0 | 0 | 0 | 0 | 0 | 0 | 0 | 0 | 0
SDGE | Loveland | 69 | Battery |  |  | 0 | 0 | 0 | 0 | 0 | 0 | 0 | 0 | 0 | 0 | 0 | 0 | 0 | 0 | 0 | 0 | 0 | 0 | 0 | 0 | 0 | 0 | 0 | 0 | 0 | 0 | 0 | 0
SCE NOL | Lugo | 230 | Battery |  |  | 1 | 0 | 0 | 0 | 0 | 0 | 0 | 0 | 0 | 0 | 0 | 0 | 0 | 150 | 0 | 150 | 0 | 0 | 0 | 150 | 0 | 150 | 150 | 0 | 150 | 150 | 0 | 150
SCE Metro | Lugo | 500 | Battery |  |  | 1 | 0 | 0 | 0 | 0 | 0 | 0 | 0 | 0 | 0 | 0 | 0 | 0 | 0 | 150 | 150 | 0 | 0 | 0 | 0 | 150 | 150 | 0 | 150 | 150 | 0 | 150 | 150
PG&E FRESNO | Madera | 70 | Battery |  |  | 0 | 0 | 0 | 0 | 0 | 0 | 0 | 0 | 0 | 0 | 0 | 0 | 0 | 0 | 0 | 0 | 0 | 0 | 0 | 0 | 0 | 0 | 0 | 0 | 0 | 0 | 0 | 0
PG&E NGBA | Madison | 115 | Battery |  |  | 1 | 0 | 0 | 0 | 10.2 | 0 | 10.2 | 0 | 0 | 0 | 10.2 | 0 | 10.2 | 0 | 0 | 0 | 0 | 0 | 0 | 0 | 0 | 0 | 10.2 | 0 | 10.2 | 10.2 | 0 | 10.2
PG&E KERN | Magunden | 115 | Battery |  |  | 0 | 0 | 0 | 0 | 0 | 0 | 0 | 0 | 0 | 0 | 0 | 0 | 0 | 0 | 0 | 0 | 0 | 0 | 0 | 0 | 0 | 0 | 0 | 0 | 0 | 0 | 0 | 0
SCE Northern | Magunden | 230 | Battery |  |  | 0 | 0 | 0 | 0 | 0 | 0 | 0 | 0 | 0 | 0 | 0 | 0 | 0 | 0 | 0 | 0 | 0 | 0 | 0 | 0 | 0 | 0 | 0 | 0 | 0 | 0 | 0 | 0
PG&E FRESNO | Malaga | 115 | Battery |  |  | 0 | 0 | 0 | 0 | 0 | 0 | 0 | 0 | 0 | 0 | 0 | 0 | 0 | 0 | 0 | 0 | 0 | 0 | 0 | 0 | 0 | 0 | 0 | 0 | 0 | 0 | 0 | 0
PG&E NGBA | Malin | 500 | Battery |  |  | 0 | 0 | 0 | 0 | 0 | 0 | 0 | 0 | 0 | 0 | 0 | 0 | 0 | 0 | 0 | 0 | 0 | 0 | 0 | 0 | 0 | 0 | 0 | 0 | 0 | 0 | 0 | 0
SCE Northern | Mandalay | 230 | Battery |  |  | 0 | 0 | 0 | 0 | 0 | 0 | 0 | 0 | 0 | 0 | 0 | 0 | 0 | 0 | 0 | 0 | 0 | 0 | 0 | 0 | 0 | 0 | 0 | 0 | 0 | 0 | 0 | 0
PG&E FRESNO | Manning | 230 | Battery |  |  | 0 | 0 | 0 | 0 | 0 | 0 | 0 | 0 | 0 | 0 | 0 | 0 | 0 | 0 | 0 | 0 | 0 | 0 | 0 | 0 | 0 | 0 | 0 | 0 | 0 | 0 | 0 | 0
PG&E FRESNO | Manning | 500 | Battery |  |  | 0 | 0 | 0 | 0 | 0 | 0 | 0 | 0 | 0 | 0 | 0 | 0 | 0 | 0 | 0 | 0 | 0 | 0 | 0 | 0 | 0 | 0 | 0 | 0 | 0 | 0 | 0 | 0
PG&E GBA | Manteca | 115 | Battery |  |  | 0 | 0 | 0 | 0 | 0 | 0 | 0 | 0 | 0 | 0 | 0 | 0 | 0 | 0 | 0 | 0 | 0 | 0 | 0 | 0 | 0 | 0 | 0 | 0 | 0 | 0 | 0 | 0
SDGE | Margarita | 138 | Battery |  |  | 0 | 0 | 0 | 0 | 0 | 0 | 0 | 0 | 0 | 0 | 0 | 0 | 0 | 0 | 0 | 0 | 0 | 0 | 0 | 0 | 0 | 0 | 0 | 0 | 0 | 0 | 0 | 0
PG&E GBA | Martin | 230 | Battery |  |  | 0 | 0 | 0 | 0 | 0 | 0 | 0 | 0 | 0 | 0 | 0 | 0 | 0 | 0 | 0 | 0 | 0 | 0 | 0 | 0 | 0 | 0 | 0 | 0 | 0 | 0 | 0 | 0
PG&E GBA | Martin | 115 | Battery |  |  | 1 | 0 | 0 | 0 | 188 | 0 | 188 | 0 | 0 | 0 | 188 | 0 | 188 | 0 | 0 | 0 | 0 | 0 | 0 | 0 | 0 | 0 | 188 | 0 | 188 | 188 | 0 | 188
PG&E GBA | Martinez | 115 | Battery |  |  | 0 | 0 | 0 | 0 | 0 | 0 | 0 | 0 | 0 | 0 | 0 | 0 | 0 | 0 | 0 | 0 | 0 | 0 | 0 | 0 | 0 | 0 | 0 | 0 | 0 | 0 | 0 | 0
PG&E FRESNO | Mc Mullin | 230 | Battery |  |  | 0 | 0 | 0 | 0 | 0 | 0 | 0 | 0 | 0 | 0 | 0 | 0 | 0 | 0 | 0 | 0 | 0 | 0 | 0 | 0 | 0 | 0 | 0 | 0 | 0 | 0 | 0 | 0
PG&E FRESNO | McCall | 115 | Battery |  |  | 0 | 0 | 0 | 0 | 0 | 0 | 0 | 0 | 0 | 0 | 0 | 0 | 0 | 0 | 0 | 0 | 0 | 0 | 0 | 0 | 0 | 0 | 0 | 0 | 0 | 0 | 0 | 0
PG&E FRESNO | McCall | 230 | Battery |  |  | 0 | 0 | 0 | 0 | 0 | 0 | 0 | 0 | 0 | 0 | 0 | 0 | 0 | 0 | 0 | 0 | 0 | 0 | 0 | 0 | 0 | 0 | 0 | 0 | 0 | 0 | 0 | 0
PG&E GBA | Meadow Lane | 115 | Battery |  |  | 0 | 0 | 0 | 0 | 0 | 0 | 0 | 0 | 0 | 0 | 0 | 0 | 0 | 0 | 0 | 0 | 0 | 0 | 0 | 0 | 0 | 0 | 0 | 0 | 0 | 0 | 0 | 0
PG&E GBA | Melones | 115 | Battery |  |  | 0 | 0 | 0 | 0 | 0 | 0 | 0 | 0 | 0 | 0 | 0 | 0 | 0 | 0 | 0 | 0 | 0 | 0 | 0 | 0 | 0 | 0 | 0 | 0 | 0 | 0 | 0 | 0
PG&E GBA | Melones | 230 | Battery |  |  | 0 | 0 | 0 | 0 | 0 | 0 | 0 | 0 | 0 | 0 | 0 | 0 | 0 | 0 | 0 | 0 | 0 | 0 | 0 | 0 | 0 | 0 | 0 | 0 | 0 | 0 | 0 | 0
SDGE | Melrose | 69 | Battery |  |  | 1 | 20 | 0 | 20 | 0 | 0 | 0 | 0 | 0 | 0 | 0 | 0 | 0 | 0 | 0 | 0 | 0 | 0 | 0 | 0 | 0 | 0 | 20 | 0 | 20 | 20 | 0 | 20
PG&E NGBA | Mendocino | 115 | Battery |  |  | 0 | 0 | 0 | 0 | 0 | 0 | 0 | 0 | 0 | 0 | 0 | 0 | 0 | 0 | 0 | 0 | 0 | 0 | 0 | 0 | 0 | 0 | 0 | 0 | 0 | 0 | 0 | 0
PG&E NGBA | Mendocino | 60 | Battery |  |  | 0 | 0 | 0 | 0 | 0 | 0 | 0 | 0 | 0 | 0 | 0 | 0 | 0 | 0 | 0 | 0 | 0 | 0 | 0 | 0 | 0 | 0 | 0 | 0 | 0 | 0 | 0 | 0
PG&E FRESNO | Mendota | 115 | Battery |  |  | 0 | 0 | 0 | 0 | 0 | 0 | 0 | 0 | 0 | 0 | 0 | 0 | 0 | 0 | 0 | 0 | 0 | 0 | 0 | 0 | 0 | 0 | 0 | 0 | 0 | 0 | 0 | 0
PG&E GBA | Menlo | 60 | Battery |  |  | 0 | 0 | 0 | 0 | 0 | 0 | 0 | 0 | 0 | 0 | 0 | 0 | 0 | 0 | 0 | 0 | 0 | 0 | 0 | 0 | 0 | 0 | 0 | 0 | 0 | 0 | 0 | 0
PG&E FRESNO | Merced | 115 | Battery |  |  | 0 | 0 | 0 | 0 | 0 | 0 | 0 | 0 | 0 | 0 | 0 | 0 | 0 | 0 | 0 | 0 | 0 | 0 | 0 | 0 | 0 | 0 | 0 | 0 | 0 | 0 | 0 | 0
EOP | Mercury | 138 | Battery |  |  | 0 | 0 | 0 | 0 | 0 | 0 | 0 | 0 | 0 | 0 | 0 | 0 | 0 | 0 | 0 | 0 | 0 | 0 | 0 | 0 | 0 | 0 | 0 | 0 | 0 | 0 | 0 | 0
PG&E FRESNO | Mercy Springs | 70 | Battery |  |  | 1 | 0 | 0 | 0 | 78 | 0 | 78 | 0 | 0 | 0 | 78 | 0 | 78 | 0 | 0 | 0 | 0 | 0 | 0 | 0 | 0 | 0 | 78 | 0 | 78 | 78 | 0 | 78
PG&E NGBA | Meridian | 60 | Battery |  |  | 0 | 0 | 0 | 0 | 0 | 0 | 0 | 0 | 0 | 0 | 0 | 0 | 0 | 0 | 0 | 0 | 0 | 0 | 0 | 0 | 0 | 0 | 0 | 0 | 0 | 0 | 0 | 0
PG&E KERN | Mesa (PGE) | 115 | Battery |  |  | 0 | 0 | 0 | 0 | 0 | 0 | 0 | 0 | 0 | 0 | 0 | 0 | 0 | 0 | 0 | 0 | 0 | 0 | 0 | 0 | 0 | 0 | 0 | 0 | 0 | 0 | 0 | 0
PG&E KERN | Mesa (PGE) | 230 | Battery |  |  | 0 | 0 | 0 | 0 | 0 | 0 | 0 | 0 | 0 | 0 | 0 | 0 | 0 | 0 | 0 | 0 | 0 | 0 | 0 | 0 | 0 | 0 | 0 | 0 | 0 | 0 | 0 | 0
SCE Metro | Mesa (SCE) | 230 | Battery |  |  | 1 | 106.2 | 0 | 106.2 | 0 | 0 | 0 | 0 | 0 | 0 | 0 | 0 | 0 | 0 | 0 | 0 | 0 | 0 | 0 | 0 | 0 | 0 | 106.2 | 0 | 106.2 | 106.2 | 0 | 106.2
SCE Metro | Mesa (SCE) | 500 | Battery |  |  | 1 | 0 | 0 | 0 | 0 | 0 | 0 | 0 | 0 | 0 | 0 | 0 | 0 | 0 | 200 | 200 | 0 | 0 | 0 | 0 | 200 | 200 | 0 | 200 | 200 | 0 | 200 | 200
SDGE | Mesa Heights | 69 | Battery |  |  | 1 | 9 | 0 | 9 | 0 | 0 | 0 | 0 | 0 | 0 | 0 | 0 | 0 | 0 | 0 | 0 | 0 | 0 | 0 | 0 | 0 | 0 | 9 | 0 | 9 | 9 | 0 | 9
PG&E GBA | Metcalf | 115 | Battery |  |  | 0 | 0 | 0 | 0 | 0 | 0 | 0 | 0 | 0 | 0 | 0 | 0 | 0 | 0 | 0 | 0 | 0 | 0 | 0 | 0 | 0 | 0 | 0 | 0 | 0 | 0 | 0 | 0
PG&E GBA | Metcalf | 230 | Battery |  |  | 0 | 0 | 0 | 0 | 0 | 0 | 0 | 0 | 0 | 0 | 0 | 0 | 0 | 0 | 0 | 0 | 0 | 0 | 0 | 0 | 0 | 0 | 0 | 0 | 0 | 0 | 0 | 0
PG&E GBA | Metcalf | 500 | Battery |  |  | 0 | 0 | 0 | 0 | 0 | 0 | 0 | 0 | 0 | 0 | 0 | 0 | 0 | 0 | 0 | 0 | 0 | 0 | 0 | 0 | 0 | 0 | 0 | 0 | 0 | 0 | 0 | 0
PG&E KERN | Midway | 115 | Battery |  |  | 0 | 0 | 0 | 0 | 0 | 0 | 0 | 0 | 0 | 0 | 0 | 0 | 0 | 0 | 0 | 0 | 0 | 0 | 0 | 0 | 0 | 0 | 0 | 0 | 0 | 0 | 0 | 0
PG&E KERN | Midway | 230 | Battery |  |  | 0 | 0 | 0 | 0 | 0 | 0 | 0 | 0 | 0 | 0 | 0 | 0 | 0 | 0 | 0 | 0 | 0 | 0 | 0 | 0 | 0 | 0 | 0 | 0 | 0 | 0 | 0 | 0
PG&E KERN | Midway | 500 | Battery |  |  | 0 | 0 | 0 | 0 | 0 | 0 | 0 | 0 | 0 | 0 | 0 | 0 | 0 | 0 | 0 | 0 | 0 | 0 | 0 | 0 | 0 | 0 | 0 | 0 | 0 | 0 | 0 | 0
SDGE | Miguel | 230 | Battery |  |  | 0 | 0 | 0 | 0 | 0 | 0 | 0 | 0 | 0 | 0 | 0 | 0 | 0 | 0 | 0 | 0 | 0 | 0 | 0 | 0 | 0 | 0 | 0 | 0 | 0 | 0 | 0 | 0
SDGE | Miguel | 500 | Battery |  |  | 0 | 0 | 0 | 0 | 0 | 0 | 0 | 0 | 0 | 0 | 0 | 0 | 0 | 0 | 0 | 0 | 0 | 0 | 0 | 0 | 0 | 0 | 0 | 0 | 0 | 0 | 0 | 0
SDGE | Miguel | 69 | Battery |  |  | 1 | 9.75 | 0 | 9.75 | 0 | 0 | 0 | 0 | 0 | 0 | 0 | 0 | 0 | 0 | 0 | 0 | 0 | 0 | 0 | 0 | 0 | 0 | 9.75 | 0 | 9.75 | 9.75 | 0 | 9.75
PG&E GBA | Millbrae | 115 | Battery |  |  | 1 | 0 | 0 | 0 | 0 | 0 | 0 | 0 | 0 | 0 | 0 | 0 | 0 | 0 | 3 | 3 | 0 | 0 | 0 | 0 | 3 | 3 | 0 | 3 | 3 | 0 | 3 | 3
PG&E GBA | Miller | 115 | Battery |  |  | 0 | 0 | 0 | 0 | 0 | 0 | 0 | 0 | 0 | 0 | 0 | 0 | 0 | 0 | 0 | 0 | 0 | 0 | 0 | 0 | 0 | 0 | 0 | 0 | 0 | 0 | 0 | 0
SCE Metro | Mira Loma | 230 | Battery |  |  | 1 | 0 | 0 | 0 | 42 | 0 | 42 | 0 | 0 | 0 | 42 | 0 | 42 | 0 | 200 | 200 | 0 | 0 | 0 | 0 | 200 | 200 | 42 | 200 | 242 | 42 | 200 | 242
SCE Metro | Mira Loma | 500 | Battery |  |  | 0 | 0 | 0 | 0 | 0 | 0 | 0 | 0 | 0 | 0 | 0 | 0 | 0 | 0 | 0 | 0 | 0 | 0 | 0 | 0 | 0 | 0 | 0 | 0 | 0 | 0 | 0 | 0
SCE Eastern | Mirage | 115 | Battery |  |  | 0 | 0 | 0 | 0 | 0 | 0 | 0 | 0 | 0 | 0 | 0 | 0 | 0 | 0 | 0 | 0 | 0 | 0 | 0 | 0 | 0 | 0 | 0 | 0 | 0 | 0 | 0 | 0
SCE Eastern | Mirage | 230 | Battery |  |  | 1 | 150 | 0 | 150 | 0 | 0 | 0 | 0 | 0 | 0 | 0 | 0 | 0 | 0 | 0 | 0 | 0 | 0 | 0 | 0 | 0 | 0 | 150 | 0 | 150 | 150 | 0 | 150
SDGE | Mission | 138 | Battery |  |  | 0 | 0 | 0 | 0 | 0 | 0 | 0 | 0 | 0 | 0 | 0 | 0 | 0 | 0 | 0 | 0 | 0 | 0 | 0 | 0 | 0 | 0 | 0 | 0 | 0 | 0 | 0 | 0
SDGE | Mission | 230 | Battery |  |  | 0 | 0 | 0 | 0 | 0 | 0 | 0 | 0 | 0 | 0 | 0 | 0 | 0 | 0 | 0 | 0 | 0 | 0 | 0 | 0 | 0 | 0 | 0 | 0 | 0 | 0 | 0 | 0
SDGE | Mission | 69 | Battery |  |  | 0 | 0 | 0 | 0 | 0 | 0 | 0 | 0 | 0 | 0 | 0 | 0 | 0 | 0 | 0 | 0 | 0 | 0 | 0 | 0 | 0 | 0 | 0 | 0 | 0 | 0 | 0 | 0
PG&E GBA | Mi-Wuk | 115 | Battery |  |  | 0 | 0 | 0 | 0 | 0 | 0 | 0 | 0 | 0 | 0 | 0 | 0 | 0 | 0 | 0 | 0 | 0 | 0 | 0 | 0 | 0 | 0 | 0 | 0 | 0 | 0 | 0 | 0
EOP | Mohave | 500 | Battery |  |  | 1 | 0 | 0 | 0 | 0 | 0 | 0 | 0 | 0 | 0 | 0 | 0 | 0 | 0 | 158 | 158 | 0 | 0 | 0 | 0 | 158 | 158 | 0 | 158 | 158 | 0 | 158 | 158
PG&E NGBA | Monroe | 115 | Battery |  |  | 0 | 0 | 0 | 0 | 0 | 0 | 0 | 0 | 0 | 0 | 0 | 0 | 0 | 0 | 0 | 0 | 0 | 0 | 0 | 0 | 0 | 0 | 0 | 0 | 0 | 0 | 0 | 0
SDGE | Monserate | 69 | Battery |  |  | 0 | 0 | 0 | 0 | 0 | 0 | 0 | 0 | 0 | 0 | 0 | 0 | 0 | 0 | 0 | 0 | 0 | 0 | 0 | 0 | 0 | 0 | 0 | 0 | 0 | 0 | 0 | 0
PG&E GBA | Monta Vista | 115 | Battery |  |  | 0 | 0 | 0 | 0 | 0 | 0 | 0 | 0 | 0 | 0 | 0 | 0 | 0 | 0 | 0 | 0 | 0 | 0 | 0 | 0 | 0 | 0 | 0 | 0 | 0 | 0 | 0 | 0
PG&E GBA | Monta Vista | 230 | Battery |  |  | 0 | 0 | 0 | 0 | 0 | 0 | 0 | 0 | 0 | 0 | 0 | 0 | 0 | 0 | 0 | 0 | 0 | 0 | 0 | 0 | 0 | 0 | 0 | 0 | 0 | 0 | 0 | 0
PG&E GBA | Monta Vista | 60 | Battery |  |  | 0 | 0 | 0 | 0 | 0 | 0 | 0 | 0 | 0 | 0 | 0 | 0 | 0 | 0 | 0 | 0 | 0 | 0 | 0 | 0 | 0 | 0 | 0 | 0 | 0 | 0 | 0 | 0
PG&E NGBA | Monticello | 115 | Battery |  |  | 0 | 0 | 0 | 0 | 0 | 0 | 0 | 0 | 0 | 0 | 0 | 0 | 0 | 0 | 0 | 0 | 0 | 0 | 0 | 0 | 0 | 0 | 0 | 0 | 0 | 0 | 0 | 0
SCE Northern | Moorpark | 230 | Battery |  |  | 1 | 0 | 0 | 0 | 350 | 0 | 350 | 0 | 0 | 0 | 350 | 0 | 350 | 0 | 0 | 0 | 0 | 0 | 0 | 0 | 0 | 0 | 350 | 0 | 350 | 350 | 0 | 350
SCE Northern | Moorpark | 66 | Battery |  |  | 0 | 0 | 0 | 0 | 0 | 0 | 0 | 0 | 0 | 0 | 0 | 0 | 0 | 0 | 0 | 0 | 0 | 0 | 0 | 0 | 0 | 0 | 0 | 0 | 0 | 0 | 0 | 0
PG&E GBA | Moraga | 115 | Battery |  |  | 0 | 0 | 0 | 0 | 0 | 0 | 0 | 0 | 0 | 0 | 0 | 0 | 0 | 0 | 0 | 0 | 0 | 0 | 0 | 0 | 0 | 0 | 0 | 0 | 0 | 0 | 0 | 0
PG&E GBA | Moraga | 230 | Battery |  |  | 0 | 0 | 0 | 0 | 0 | 0 | 0 | 0 | 0 | 0 | 0 | 0 | 0 | 0 | 0 | 0 | 0 | 0 | 0 | 0 | 0 | 0 | 0 | 0 | 0 | 0 | 0 | 0
PG&E GBA | Morgan Hill | 115 | Battery |  |  | 0 | 0 | 0 | 0 | 0 | 0 | 0 | 0 | 0 | 0 | 0 | 0 | 0 | 0 | 0 | 0 | 0 | 0 | 0 | 0 | 0 | 0 | 0 | 0 | 0 | 0 | 0 | 0
PG&E KERN | Morro Bay | 115 | Battery |  |  | 0 | 0 | 0 | 0 | 0 | 0 | 0 | 0 | 0 | 0 | 0 | 0 | 0 | 0 | 0 | 0 | 0 | 0 | 0 | 0 | 0 | 0 | 0 | 0 | 0 | 0 | 0 | 0
PG&E KERN | Morro Bay | 230 | Battery |  |  | 0 | 0 | 0 | 0 | 0 | 0 | 0 | 0 | 0 | 0 | 0 | 0 | 0 | 0 | 0 | 0 | 0 | 0 | 0 | 0 | 0 | 0 | 0 | 0 | 0 | 0 | 0 | 0
PG&E KERN | Morro Bay | 500 | Battery |  |  | 0 | 0 | 0 | 0 | 0 | 0 | 0 | 0 | 0 | 0 | 0 | 0 | 0 | 0 | 0 | 0 | 0 | 0 | 0 | 0 | 0 | 0 | 0 | 0 | 0 | 0 | 0 | 0
PG&E GBA | Moss Landing | 115 | Battery |  |  | 0 | 0 | 0 | 0 | 0 | 0 | 0 | 0 | 0 | 0 | 0 | 0 | 0 | 0 | 0 | 0 | 0 | 0 | 0 | 0 | 0 | 0 | 0 | 0 | 0 | 0 | 0 | 0
PG&E GBA | Moss Landing | 230 | Battery |  |  | 0 | 0 | 0 | 0 | 0 | 0 | 0 | 0 | 0 | 0 | 0 | 0 | 0 | 0 | 0 | 0 | 0 | 0 | 0 | 0 | 0 | 0 | 0 | 0 | 0 | 0 | 0 | 0
PG&E GBA | Moss Landing | 500 | Battery |  |  | 0 | 0 | 0 | 0 | 0 | 0 | 0 | 0 | 0 | 0 | 0 | 0 | 0 | 0 | 0 | 0 | 0 | 0 | 0 | 0 | 0 | 0 | 0 | 0 | 0 | 0 | 0 | 0
EOP | Mountain Pass | 115 | Battery |  |  | 0 | 0 | 0 | 0 | 0 | 0 | 0 | 0 | 0 | 0 | 0 | 0 | 0 | 0 | 0 | 0 | 0 | 0 | 0 | 0 | 0 | 0 | 0 | 0 | 0 | 0 | 0 | 0
PG&E GBA | Mountain View | 115 | Battery |  |  | 0 | 0 | 0 | 0 | 0 | 0 | 0 | 0 | 0 | 0 | 0 | 0 | 0 | 0 | 0 | 0 | 0 | 0 | 0 | 0 | 0 | 0 | 0 | 0 | 0 | 0 | 0 | 0
PG&E GBA | Mt Eden | 115 | Battery |  |  | 0 | 0 | 0 | 0 | 0 | 0 | 0 | 0 | 0 | 0 | 0 | 0 | 0 | 0 | 0 | 0 | 0 | 0 | 0 | 0 | 0 | 0 | 0 | 0 | 0 | 0 | 0 | 0
PG&E KERN | Mt Poso | 115 | Battery |  |  | 0 | 0 | 0 | 0 | 0 | 0 | 0 | 0 | 0 | 0 | 0 | 0 | 0 | 0 | 0 | 0 | 0 | 0 | 0 | 0 | 0 | 0 | 0 | 0 | 0 | 0 | 0 | 0
SDGE | Murray | 69 | Battery |  |  | 0 | 0 | 0 | 0 | 0 | 0 | 0 | 0 | 0 | 0 | 0 | 0 | 0 | 0 | 0 | 0 | 0 | 0 | 0 | 0 | 0 | 0 | 0 | 0 | 0 | 0 | 0 | 0
PG&E FRESNO | Mustang | 230 | Battery |  |  | 0 | 0 | 0 | 0 | 0 | 0 | 0 | 0 | 0 | 0 | 0 | 0 | 0 | 0 | 0 | 0 | 0 | 0 | 0 | 0 | 0 | 0 | 0 | 0 | 0 | 0 | 0 | 0
SCE Northern | Neenach | 66 | Battery |  |  | 0 | 0 | 0 | 0 | 0 | 0 | 0 | 0 | 0 | 0 | 0 | 0 | 0 | 0 | 0 | 0 | 0 | 0 | 0 | 0 | 0 | 0 | 0 | 0 | 0 | 0 | 0 | 0
PG&E KERN | New Sub - Gates - Midway (Proposed) | 230 | Battery |  |  | 1 | 0 | 0 | 0 | 238.5 | 0 | 238.5 | 0 | 0 | 0 | 238.5 | 0 | 238.5 | 0 | 0 | 0 | 0 | 0 | 0 | 0 | 0 | 0 | 238.5 | 0 | 238.5 | 238.5 | 0 | 238.5
PG&E KERN | New Sub - Gates - Templeton (Proposed) | 230 | Battery |  |  | 0 | 0 | 0 | 0 | 0 | 0 | 0 | 0 | 0 | 0 | 0 | 0 | 0 | 0 | 0 | 0 | 0 | 0 | 0 | 0 | 0 | 0 | 0 | 0 | 0 | 0 | 0 | 0
SCE NOL | New Sub - Kramer - Lugo (Proposed) | 230 | Battery |  |  | 0 | 0 | 0 | 0 | 0 | 0 | 0 | 0 | 0 | 0 | 0 | 0 | 0 | 0 | 0 | 0 | 0 | 0 | 0 | 0 | 0 | 0 | 0 | 0 | 0 | 0 | 0 | 0
PG&E FRESNO | New Sub - Los Banos - Midway (Proposed) | 500 | Battery |  |  | 0 | 0 | 0 | 0 | 0 | 0 | 0 | 0 | 0 | 0 | 0 | 0 | 0 | 0 | 0 | 0 | 0 | 0 | 0 | 0 | 0 | 0 | 0 | 0 | 0 | 0 | 0 | 0
SCE NOL | New Sub - Lugo - Pisgah (Proposed) | 230 | Battery |  |  | 0 | 0 | 0 | 0 | 0 | 0 | 0 | 0 | 0 | 0 | 0 | 0 | 0 | 0 | 0 | 0 | 0 | 0 | 0 | 0 | 0 | 0 | 0 | 0 | 0 | 0 | 0 | 0
PG&E KERN | New Sub - Midway - Wheeler Ridge (Proposed) | 230 | Battery |  |  | 1 | 150 | 0 | 150 | 0 | 0 | 0 | 0 | 0 | 0 | 0 | 0 | 0 | 0 | 0 | 0 | 0 | 0 | 0 | 0 | 0 | 0 | 150 | 0 | 150 | 150 | 0 | 150
PG&E NGBA | New Sub - Near existing Leavitt (PSREC) | 345 | Battery |  |  | 0 | 0 | 0 | 0 | 0 | 0 | 0 | 0 | 0 | 0 | 0 | 0 | 0 | 0 | 0 | 0 | 0 | 0 | 0 | 0 | 0 | 0 | 0 | 0 | 0 | 0 | 0 | 0
PG&E NGBA | New Sub - Near existing Madeline (NVE) | 345 | Battery |  |  | 0 | 0 | 0 | 0 | 0 | 0 | 0 | 0 | 0 | 0 | 0 | 0 | 0 | 0 | 0 | 0 | 0 | 0 | 0 | 0 | 0 | 0 | 0 | 0 | 0 | 0 | 0 | 0
SDGE | New Sub - North Gila - IV (Proposed) | 500 | Battery |  |  | 0 | 0 | 0 | 0 | 0 | 0 | 0 | 0 | 0 | 0 | 0 | 0 | 0 | 0 | 0 | 0 | 0 | 0 | 0 | 0 | 0 | 0 | 0 | 0 | 0 | 0 | 0 | 0
PG&E NGBA | New Sub - Pit 1 - Cottonwood (Proposed) | 230 | Battery |  |  | 0 | 0 | 0 | 0 | 0 | 0 | 0 | 0 | 0 | 0 | 0 | 0 | 0 | 0 | 0 | 0 | 0 | 0 | 0 | 0 | 0 | 0 | 0 | 0 | 0 | 0 | 0 | 0
PG&E GBA | New Sub - Rancho Seco - Bellota (Proposed) | 230 | Battery |  |  | 0 | 0 | 0 | 0 | 0 | 0 | 0 | 0 | 0 | 0 | 0 | 0 | 0 | 0 | 0 | 0 | 0 | 0 | 0 | 0 | 0 | 0 | 0 | 0 | 0 | 0 | 0 | 0
SDGE | New Sub - Suncrest - Ocotillo (Proposed) | 500 | Battery |  |  | 0 | 0 | 0 | 0 | 0 | 0 | 0 | 0 | 0 | 0 | 0 | 0 | 0 | 0 | 0 | 0 | 0 | 0 | 0 | 0 | 0 | 0 | 0 | 0 | 0 | 0 | 0 | 0
PG&E FRESNO | New Sub - Westley - Quinto (Proposed) | 230 | Battery |  |  | 0 | 0 | 0 | 0 | 0 | 0 | 0 | 0 | 0 | 0 | 0 | 0 | 0 | 0 | 0 | 0 | 0 | 0 | 0 | 0 | 0 | 0 | 0 | 0 | 0 | 0 | 0 | 0
PG&E GBA | Newark | 115 | Battery |  |  | 0 | 0 | 0 | 0 | 0 | 0 | 0 | 0 | 0 | 0 | 0 | 0 | 0 | 0 | 0 | 0 | 0 | 0 | 0 | 0 | 0 | 0 | 0 | 0 | 0 | 0 | 0 | 0
PG&E GBA | Newark | 230 | Battery |  |  | 0 | 0 | 0 | 0 | 0 | 0 | 0 | 0 | 0 | 0 | 0 | 0 | 0 | 0 | 0 | 0 | 0 | 0 | 0 | 0 | 0 | 0 | 0 | 0 | 0 | 0 | 0 | 0
PG&E GBA | Newark | 60 | Battery |  |  | 0 | 0 | 0 | 0 | 0 | 0 | 0 | 0 | 0 | 0 | 0 | 0 | 0 | 0 | 0 | 0 | 0 | 0 | 0 | 0 | 0 | 0 | 0 | 0 | 0 | 0 | 0 | 0
PG&E FRESNO | Newhall | 115 | Battery |  |  | 0 | 0 | 0 | 0 | 0 | 0 | 0 | 0 | 0 | 0 | 0 | 0 | 0 | 0 | 0 | 0 | 0 | 0 | 0 | 0 | 0 | 0 | 0 | 0 | 0 | 0 | 0 | 0
PG&E KERN | Norco | 115 | Battery |  |  | 0 | 0 | 0 | 0 | 0 | 0 | 0 | 0 | 0 | 0 | 0 | 0 | 0 | 0 | 0 | 0 | 0 | 0 | 0 | 0 | 0 | 0 | 0 | 0 | 0 | 0 | 0 | 0
PG&E GBA | Nortech | 115 | Battery |  |  | 0 | 0 | 0 | 0 | 0 | 0 | 0 | 0 | 0 | 0 | 0 | 0 | 0 | 0 | 0 | 0 | 0 | 0 | 0 | 0 | 0 | 0 | 0 | 0 | 0 | 0 | 0 | 0
SDGE | North City Metering | 138 | Battery |  |  | 0 | 0 | 0 | 0 | 0 | 0 | 0 | 0 | 0 | 0 | 0 | 0 | 0 | 0 | 0 | 0 | 0 | 0 | 0 | 0 | 0 | 0 | 0 | 0 | 0 | 0 | 0 | 0
PG&E GBA | North Dublin | 230 | Battery |  |  | 0 | 0 | 0 | 0 | 0 | 0 | 0 | 0 | 0 | 0 | 0 | 0 | 0 | 0 | 0 | 0 | 0 | 0 | 0 | 0 | 0 | 0 | 0 | 0 | 0 | 0 | 0 | 0
SDGE | North Gila | 500 | Battery |  |  | 1 | 0 | 0 | 0 | 0 | 0 | 0 | 0 | 0 | 0 | 0 | 0 | 0 | 0 | 364.4 | 364.4 | 0 | -245.7 | -245.7 | 0 | 118.7 | 118.7 | 0 | 364.4 | 364.4 | 0 | 118.7 | 118.7
SCE Metro | North of SONGS | 230 | Battery |  |  | 0 | 0 | 0 | 0 | 0 | 0 | 0 | 0 | 0 | 0 | 0 | 0 | 0 | 0 | 0 | 0 | 0 | 0 | 0 | 0 | 0 | 0 | 0 | 0 | 0 | 0 | 0 | 0
SCE Metro | North of SONGS | 500 | Battery |  |  | 1 | 0 | 0 | 0 | 0 | 0 | 0 | 0 | 0 | 0 | 0 | 0 | 0 | 0 | 400 | 400 | 0 | 0 | 0 | 0 | 400 | 400 | 0 | 400 | 400 | 0 | 400 | 400
PG&E NGBA | Notre Dame | 115 | Battery |  |  | 0 | 0 | 0 | 0 | 0 | 0 | 0 | 0 | 0 | 0 | 0 | 0 | 0 | 0 | 0 | 0 | 0 | 0 | 0 | 0 | 0 | 0 | 0 | 0 | 0 | 0 | 0 | 0
PG&E GBA | Oakland C | 115 | Battery |  |  | 0 | 0 | 0 | 0 | 0 | 0 | 0 | 0 | 0 | 0 | 0 | 0 | 0 | 0 | 0 | 0 | 0 | 0 | 0 | 0 | 0 | 0 | 0 | 0 | 0 | 0 | 0 | 0
PG&E GBA | Oakland J | 115 | Battery |  |  | 0 | 0 | 0 | 0 | 0 | 0 | 0 | 0 | 0 | 0 | 0 | 0 | 0 | 0 | 0 | 0 | 0 | 0 | 0 | 0 | 0 | 0 | 0 | 0 | 0 | 0 | 0 | 0
PG&E GBA | Oakland L | 115 | Battery |  |  | 0 | 0 | 0 | 0 | 0 | 0 | 0 | 0 | 0 | 0 | 0 | 0 | 0 | 0 | 0 | 0 | 0 | 0 | 0 | 0 | 0 | 0 | 0 | 0 | 0 | 0 | 0 | 0
PG&E GBA | Oakland X | 115 | Battery |  |  | 0 | 0 | 0 | 0 | 0 | 0 | 0 | 0 | 0 | 0 | 0 | 0 | 0 | 0 | 0 | 0 | 0 | 0 | 0 | 0 | 0 | 0 | 0 | 0 | 0 | 0 | 0 | 0
SDGE | Ocean Ranch | 69 | Battery |  |  | 0 | 0 | 0 | 0 | 0 | 0 | 0 | 0 | 0 | 0 | 0 | 0 | 0 | 0 | 0 | 0 | 0 | 0 | 0 | 0 | 0 | 0 | 0 | 0 | 0 | 0 | 0 | 0
PG&E KERN | Oceano | 115 | Battery |  |  | 0 | 0 | 0 | 0 | 0 | 0 | 0 | 0 | 0 | 0 | 0 | 0 | 0 | 0 | 0 | 0 | 0 | 0 | 0 | 0 | 0 | 0 | 0 | 0 | 0 | 0 | 0 | 0
SDGE | Ocotillo Express | 500 | Battery |  |  | 0 | 0 | 0 | 0 | 0 | 0 | 0 | 0 | 0 | 0 | 0 | 0 | 0 | 0 | 0 | 0 | 0 | 0 | 0 | 0 | 0 | 0 | 0 | 0 | 0 | 0 | 0 | 0
PG&E KERN | Old River | 70 | Battery |  |  | 0 | 0 | 0 | 0 | 0 | 0 | 0 | 0 | 0 | 0 | 0 | 0 | 0 | 0 | 0 | 0 | 0 | 0 | 0 | 0 | 0 | 0 | 0 | 0 | 0 | 0 | 0 | 0
SDGE | Old Town | 230 | Battery |  |  | 0 | 0 | 0 | 0 | 0 | 0 | 0 | 0 | 0 | 0 | 0 | 0 | 0 | 0 | 0 | 0 | 0 | 0 | 0 | 0 | 0 | 0 | 0 | 0 | 0 | 0 | 0 | 0
SCE Metro | Olinda | 230 | Battery |  |  | 0 | 0 | 0 | 0 | 0 | 0 | 0 | 0 | 0 | 0 | 0 | 0 | 0 | 0 | 0 | 0 | 0 | 0 | 0 | 0 | 0 | 0 | 0 | 0 | 0 | 0 | 0 | 0
PG&E FRESNO | Olive | 115 | Battery |  |  | 1 | 0 | 0 | 0 | 20 | 0 | 20 | 0 | 0 | 0 | 20 | 0 | 20 | 0 | 0 | 0 | 0 | 0 | 0 | 0 | 0 | 0 | 20 | 0 | 20 | 20 | 0 | 20
PG&E NGBA | Olivehurst | 115 | Battery |  |  | 0 | 0 | 0 | 0 | 0 | 0 | 0 | 0 | 0 | 0 | 0 | 0 | 0 | 0 | 0 | 0 | 0 | 0 | 0 | 0 | 0 | 0 | 0 | 0 | 0 | 0 | 0 | 0
PG&E NGBA | Oregon Trail | 60 | Battery |  |  | 0 | 0 | 0 | 0 | 0 | 0 | 0 | 0 | 0 | 0 | 0 | 0 | 0 | 0 | 0 | 0 | 0 | 0 | 0 | 0 | 0 | 0 | 0 | 0 | 0 | 0 | 0 | 0
SCE Northern | Ormond Beach | 230 | Battery |  |  | 0 | 0 | 0 | 0 | 0 | 0 | 0 | 0 | 0 | 0 | 0 | 0 | 0 | 0 | 0 | 0 | 0 | 0 | 0 | 0 | 0 | 0 | 0 | 0 | 0 | 0 | 0 | 0
PG&E FRESNO | Oro Loma | 115 | Battery |  |  | 0 | 0 | 0 | 0 | 0 | 0 | 0 | 0 | 0 | 0 | 0 | 0 | 0 | 0 | 0 | 0 | 0 | 0 | 0 | 0 | 0 | 0 | 0 | 0 | 0 | 0 | 0 | 0
PG&E FRESNO | Oro Loma | 70 | Battery |  |  | 0 | 0 | 0 | 0 | 0 | 0 | 0 | 0 | 0 | 0 | 0 | 0 | 0 | 0 | 0 | 0 | 0 | 0 | 0 | 0 | 0 | 0 | 0 | 0 | 0 | 0 | 0 | 0
PG&E FRESNO | Orosi | 70 | Battery |  |  | 0 | 0 | 0 | 0 | 0 | 0 | 0 | 0 | 0 | 0 | 0 | 0 | 0 | 0 | 0 | 0 | 0 | 0 | 0 | 0 | 0 | 0 | 0 | 0 | 0 | 0 | 0 | 0
SDGE | Otay | 69 | Battery |  |  | 1 | 6 | 0 | 6 | 49.7 | 0 | 49.7 | 0 | 0 | 0 | 49.7 | 0 | 49.7 | 0 | 0 | 0 | 0 | 0 | 0 | 0 | 0 | 0 | 55.7 | 0 | 55.7 | 55.7 | 0 | 55.7
SDGE | Otay Mesa | 230 | Battery |  |  | 1 | 0 | 0 | 0 | 65 | 0 | 65 | 65 | 0 | 65 | 0 | 0 | 0 | 0 | 0 | 0 | 0 | 0 | 0 | 0 | 0 | 0 | 0 | 0 | 0 | 0 | 0 | 0
PG&E FRESNO | Padre Flats SW STA | 230 | Battery |  |  | 0 | 0 | 0 | 0 | 0 | 0 | 0 | 0 | 0 | 0 | 0 | 0 | 0 | 0 | 0 | 0 | 0 | 0 | 0 | 0 | 0 | 0 | 0 | 0 | 0 | 0 | 0 | 0
EOP | Pahrump | 138 | Battery |  |  | 0 | 0 | 0 | 0 | 0 | 0 | 0 | 0 | 0 | 0 | 0 | 0 | 0 | 0 | 0 | 0 | 0 | 0 | 0 | 0 | 0 | 0 | 0 | 0 | 0 | 0 | 0 | 0
EOP | Pahrump | 230 | Battery |  |  | 0 | 0 | 0 | 0 | 0 | 0 | 0 | 0 | 0 | 0 | 0 | 0 | 0 | 0 | 0 | 0 | 0 | 0 | 0 | 0 | 0 | 0 | 0 | 0 | 0 | 0 | 0 | 0
SDGE | Pala | 69 | Battery |  |  | 1 | 10 | 0 | 10 | 0 | 0 | 0 | 0 | 0 | 0 | 0 | 0 | 0 | 0 | 0 | 0 | 0 | 0 | 0 | 0 | 0 | 0 | 10 | 0 | 10 | 10 | 0 | 10
PG&E NGBA | Palermo | 115 | Battery |  |  | 0 | 0 | 0 | 0 | 0 | 0 | 0 | 0 | 0 | 0 | 0 | 0 | 0 | 0 | 0 | 0 | 0 | 0 | 0 | 0 | 0 | 0 | 0 | 0 | 0 | 0 | 0 | 0
PG&E NGBA | Palermo | 230 | Battery |  |  | 0 | 0 | 0 | 0 | 0 | 0 | 0 | 0 | 0 | 0 | 0 | 0 | 0 | 0 | 0 | 0 | 0 | 0 | 0 | 0 | 0 | 0 | 0 | 0 | 0 | 0 | 0 | 0
SCE Eastern | Palo Verde | 500 | Battery |  |  | 0 | 0 | 0 | 0 | 0 | 0 | 0 | 0 | 0 | 0 | 0 | 0 | 0 | 0 | 0 | 0 | 0 | 0 | 0 | 0 | 0 | 0 | 0 | 0 | 0 | 0 | 0 | 0
SDGE | Palomar Energy | 230 | Battery |  |  | 0 | 0 | 0 | 0 | 0 | 0 | 0 | 0 | 0 | 0 | 0 | 0 | 0 | 0 | 0 | 0 | 0 | 0 | 0 | 0 | 0 | 0 | 0 | 0 | 0 | 0 | 0 | 0
PG&E KERN | Panama | 70 | Battery |  |  | 0 | 0 | 0 | 0 | 0 | 0 | 0 | 0 | 0 | 0 | 0 | 0 | 0 | 0 | 0 | 0 | 0 | 0 | 0 | 0 | 0 | 0 | 0 | 0 | 0 | 0 | 0 | 0
PG&E FRESNO | Panoche | 115 | Battery |  |  | 0 | 0 | 0 | 0 | 0 | 0 | 0 | 0 | 0 | 0 | 0 | 0 | 0 | 0 | 0 | 0 | 0 | 0 | 0 | 0 | 0 | 0 | 0 | 0 | 0 | 0 | 0 | 0
PG&E FRESNO | Panoche | 230 | Battery |  |  | 0 | 0 | 0 | 0 | 0 | 0 | 0 | 0 | 0 | 0 | 0 | 0 | 0 | 0 | 0 | 0 | 0 | 0 | 0 | 0 | 0 | 0 | 0 | 0 | 0 | 0 | 0 | 0
SCE Northern | Pardee | 230 | Battery |  |  | 1 | 80 | 0 | 80 | 15 | 0 | 15 | 0 | 0 | 0 | 15 | 0 | 15 | 0 | 0 | 0 | 0 | 0 | 0 | 0 | 0 | 0 | 95 | 0 | 95 | 95 | 0 | 95
PG&E NGBA | Parkway | 230 | Battery |  |  | 0 | 0 | 0 | 0 | 0 | 0 | 0 | 0 | 0 | 0 | 0 | 0 | 0 | 0 | 0 | 0 | 0 | 0 | 0 | 0 | 0 | 0 | 0 | 0 | 0 | 0 | 0 | 0
SCE Northern | Pastoria | 230 | Battery |  |  | 1 | 0 | 0 | 0 | 80 | 0 | 80 | 0 | 0 | 0 | 80 | 0 | 80 | 0 | 0 | 0 | 0 | 0 | 0 | 0 | 0 | 0 | 80 | 0 | 80 | 80 | 0 | 80
SCE Metro | Pauda | 230 | Battery |  |  | 1 | 120 | 0 | 120 | 0 | 0 | 0 | 0 | 0 | 0 | 0 | 0 | 0 | 0 | 200 | 200 | 0 | 0 | 0 | 0 | 200 | 200 | 120 | 200 | 320 | 120 | 200 | 320
PG&E GBA | Paul Sweet | 115 | Battery |  |  | 0 | 0 | 0 | 0 | 0 | 0 | 0 | 0 | 0 | 0 | 0 | 0 | 0 | 0 | 0 | 0 | 0 | 0 | 0 | 0 | 0 | 0 | 0 | 0 | 0 | 0 | 0 | 0
PG&E NGBA | Peabody | 230 | Battery |  |  | 0 | 0 | 0 | 0 | 0 | 0 | 0 | 0 | 0 | 0 | 0 | 0 | 0 | 0 | 0 | 0 | 0 | 0 | 0 | 0 | 0 | 0 | 0 | 0 | 0 | 0 | 0 | 0
PG&E NGBA | Pease | 115 | Battery |  |  | 0 | 0 | 0 | 0 | 0 | 0 | 0 | 0 | 0 | 0 | 0 | 0 | 0 | 0 | 0 | 0 | 0 | 0 | 0 | 0 | 0 | 0 | 0 | 0 | 0 | 0 | 0 | 0
PG&E NGBA | Pease | 60 | Battery |  |  | 0 | 0 | 0 | 0 | 0 | 0 | 0 | 0 | 0 | 0 | 0 | 0 | 0 | 0 | 0 | 0 | 0 | 0 | 0 | 0 | 0 | 0 | 0 | 0 | 0 | 0 | 0 | 0
SDGE | Penasquitos | 138 | Battery |  |  | 0 | 0 | 0 | 0 | 0 | 0 | 0 | 0 | 0 | 0 | 0 | 0 | 0 | 0 | 0 | 0 | 0 | 0 | 0 | 0 | 0 | 0 | 0 | 0 | 0 | 0 | 0 | 0
SDGE | Penasquitos | 230 | Battery |  |  | 0 | 0 | 0 | 0 | 0 | 0 | 0 | 0 | 0 | 0 | 0 | 0 | 0 | 0 | 0 | 0 | 0 | 0 | 0 | 0 | 0 | 0 | 0 | 0 | 0 | 0 | 0 | 0
SDGE | Penasquitos | 69 | Battery |  |  | 0 | 0 | 0 | 0 | 0 | 0 | 0 | 0 | 0 | 0 | 0 | 0 | 0 | 0 | 0 | 0 | 0 | 0 | 0 | 0 | 0 | 0 | 0 | 0 | 0 | 0 | 0 | 0
SDGE | Pendleton | 69 | Battery |  |  | 1 | 0 | 0 | 0 | 0 | 50 | 50 | 0 | 0 | 0 | 0 | 50 | 50 | 0 | 0 | 0 | 0 | 0 | 0 | 0 | 0 | 0 | 0 | 50 | 50 | 0 | 50 | 50
PG&E NGBA | Penngrove | 115 | Battery |  |  | 0 | 0 | 0 | 0 | 0 | 0 | 0 | 0 | 0 | 0 | 0 | 0 | 0 | 0 | 0 | 0 | 0 | 0 | 0 | 0 | 0 | 0 | 0 | 0 | 0 | 0 | 0 | 0
PG&E GBA | Peoria | 115 | Battery |  |  | 1 | 10 | 0 | 10 | 0 | 0 | 0 | 0 | 0 | 0 | 0 | 0 | 0 | 0 | 0 | 0 | 0 | 0 | 0 | 0 | 0 | 0 | 10 | 0 | 10 | 10 | 0 | 10
PG&E GBA | Piercy | 115 | Battery |  |  | 0 | 0 | 0 | 0 | 0 | 0 | 0 | 0 | 0 | 0 | 0 | 0 | 0 | 0 | 0 | 0 | 0 | 0 | 0 | 0 | 0 | 0 | 0 | 0 | 0 | 0 | 0 | 0
PG&E FRESNO | Pine Flat | 230 | Battery |  |  | 0 | 0 | 0 | 0 | 0 | 0 | 0 | 0 | 0 | 0 | 0 | 0 | 0 | 0 | 0 | 0 | 0 | 0 | 0 | 0 | 0 | 0 | 0 | 0 | 0 | 0 | 0 | 0
SCE NOL | Pisgah | 230 | Battery |  |  | 0 | 0 | 0 | 0 | 0 | 0 | 0 | 0 | 0 | 0 | 0 | 0 | 0 | 0 | 0 | 0 | 0 | 0 | 0 | 0 | 0 | 0 | 0 | 0 | 0 | 0 | 0 | 0
PG&E NGBA | Pit 1 | 230 | Battery |  |  | 0 | 0 | 0 | 0 | 0 | 0 | 0 | 0 | 0 | 0 | 0 | 0 | 0 | 0 | 0 | 0 | 0 | 0 | 0 | 0 | 0 | 0 | 0 | 0 | 0 | 0 | 0 | 0
PG&E NGBA | Pit 1 | 60 | Battery |  |  | 0 | 0 | 0 | 0 | 0 | 0 | 0 | 0 | 0 | 0 | 0 | 0 | 0 | 0 | 0 | 0 | 0 | 0 | 0 | 0 | 0 | 0 | 0 | 0 | 0 | 0 | 0 | 0
PG&E NGBA | Pit 3 | 230 | Battery |  |  | 0 | 0 | 0 | 0 | 0 | 0 | 0 | 0 | 0 | 0 | 0 | 0 | 0 | 0 | 0 | 0 | 0 | 0 | 0 | 0 | 0 | 0 | 0 | 0 | 0 | 0 | 0 | 0
PG&E NGBA | Pit 4 | 230 | Battery |  |  | 0 | 0 | 0 | 0 | 0 | 0 | 0 | 0 | 0 | 0 | 0 | 0 | 0 | 0 | 0 | 0 | 0 | 0 | 0 | 0 | 0 | 0 | 0 | 0 | 0 | 0 | 0 | 0
PG&E GBA | Pittsburg | 115 | Battery |  |  | 0 | 0 | 0 | 0 | 0 | 0 | 0 | 0 | 0 | 0 | 0 | 0 | 0 | 0 | 0 | 0 | 0 | 0 | 0 | 0 | 0 | 0 | 0 | 0 | 0 | 0 | 0 | 0
PG&E GBA | Pittsburg | 230 | Battery |  |  | 0 | 0 | 0 | 0 | 0 | 0 | 0 | 0 | 0 | 0 | 0 | 0 | 0 | 0 | 0 | 0 | 0 | 0 | 0 | 0 | 0 | 0 | 0 | 0 | 0 | 0 | 0 | 0
PG&E NGBA | Pleasant Grove | 115 | Battery |  |  | 0 | 0 | 0 | 0 | 0 | 0 | 0 | 0 | 0 | 0 | 0 | 0 | 0 | 0 | 0 | 0 | 0 | 0 | 0 | 0 | 0 | 0 | 0 | 0 | 0 | 0 | 0 | 0
PG&E NGBA | POE | 230 | Battery |  |  | 0 | 0 | 0 | 0 | 0 | 0 | 0 | 0 | 0 | 0 | 0 | 0 | 0 | 0 | 0 | 0 | 0 | 0 | 0 | 0 | 0 | 0 | 0 | 0 | 0 | 0 | 0 | 0
SDGE | Point Loma | 69 | Battery |  |  | 0 | 0 | 0 | 0 | 0 | 0 | 0 | 0 | 0 | 0 | 0 | 0 | 0 | 0 | 0 | 0 | 0 | 0 | 0 | 0 | 0 | 0 | 0 | 0 | 0 | 0 | 0 | 0
SDGE | Pomerado | 69 | Battery |  |  | 1 | 0 | 0 | 0 | 100 | 0 | 100 | 0 | 0 | 0 | 100 | 0 | 100 | 0 | 0 | 0 | 0 | 0 | 0 | 0 | 0 | 0 | 100 | 0 | 100 | 100 | 0 | 100
PG&E KERN | Poso Mountain | 115 | Battery |  |  | 0 | 0 | 0 | 0 | 0 | 0 | 0 | 0 | 0 | 0 | 0 | 0 | 0 | 0 | 0 | 0 | 0 | 0 | 0 | 0 | 0 | 0 | 0 | 0 | 0 | 0 | 0 | 0
EOP | Primm | 230 | Battery |  |  | 1 | 0 | 0 | 0 | 200 | 0 | 200 | 0 | 0 | 0 | 200 | 0 | 200 | 0 | 0 | 0 | 0 | 0 | 0 | 0 | 0 | 0 | 200 | 0 | 200 | 200 | 0 | 200
PG&E NGBA | Putah Creek | 115 | Battery |  |  | 0 | 0 | 0 | 0 | 0 | 0 | 0 | 0 | 0 | 0 | 0 | 0 | 0 | 0 | 0 | 0 | 0 | 0 | 0 | 0 | 0 | 0 | 0 | 0 | 0 | 0 | 0 | 0
SDGE | Q1806 | 138 | Battery |  |  | 0 | 0 | 0 | 0 | 0 | 0 | 0 | 0 | 0 | 0 | 0 | 0 | 0 | 0 | 0 | 0 | 0 | 0 | 0 | 0 | 0 | 0 | 0 | 0 | 0 | 0 | 0 | 0
PG&E FRESNO | Quinto | 230 | Battery |  |  | 0 | 0 | 0 | 0 | 0 | 0 | 0 | 0 | 0 | 0 | 0 | 0 | 0 | 0 | 0 | 0 | 0 | 0 | 0 | 0 | 0 | 0 | 0 | 0 | 0 | 0 | 0 | 0
PG&E GBA | Race Track | 115 | Battery |  |  | 0 | 0 | 0 | 0 | 0 | 0 | 0 | 0 | 0 | 0 | 0 | 0 | 0 | 0 | 0 | 0 | 0 | 0 | 0 | 0 | 0 | 0 | 0 | 0 | 0 | 0 | 0 | 0
SDGE | Rancho Mission Viejo | 138 | Battery |  |  | 0 | 0 | 0 | 0 | 0 | 0 | 0 | 0 | 0 | 0 | 0 | 0 | 0 | 0 | 0 | 0 | 0 | 0 | 0 | 0 | 0 | 0 | 0 | 0 | 0 | 0 | 0 | 0
PG&E GBA | Rancho Seco | 230 | Battery |  |  | 0 | 0 | 0 | 0 | 0 | 0 | 0 | 0 | 0 | 0 | 0 | 0 | 0 | 0 | 0 | 0 | 0 | 0 | 0 | 0 | 0 | 0 | 0 | 0 | 0 | 0 | 0 | 0
SCE Metro | Rancho Vista | 230 | Battery |  |  | 0 | 0 | 0 | 0 | 0 | 0 | 0 | 0 | 0 | 0 | 0 | 0 | 0 | 0 | 0 | 0 | 0 | 0 | 0 | 0 | 0 | 0 | 0 | 0 | 0 | 0 | 0 | 0
SCE Metro | Rancho Vista | 500 | Battery |  |  | 1 | 0 | 0 | 0 | 0 | 0 | 0 | 0 | 0 | 0 | 0 | 0 | 0 | 0 | 400 | 400 | 0 | 0 | 0 | 0 | 400 | 400 | 0 | 400 | 400 | 0 | 400 | 400
SCE NOL | Ransburg | 115 | Battery |  |  | 0 | 0 | 0 | 0 | 0 | 0 | 0 | 0 | 0 | 0 | 0 | 0 | 0 | 0 | 0 | 0 | 0 | 0 | 0 | 0 | 0 | 0 | 0 | 0 | 0 | 0 | 0 | 0
PG&E GBA | Ravenswood | 115 | Battery |  |  | 0 | 0 | 0 | 0 | 0 | 0 | 0 | 0 | 0 | 0 | 0 | 0 | 0 | 0 | 0 | 0 | 0 | 0 | 0 | 0 | 0 | 0 | 0 | 0 | 0 | 0 | 0 | 0
PG&E GBA | Ravenswood | 230 | Battery |  |  | 0 | 0 | 0 | 0 | 0 | 0 | 0 | 0 | 0 | 0 | 0 | 0 | 0 | 0 | 0 | 0 | 0 | 0 | 0 | 0 | 0 | 0 | 0 | 0 | 0 | 0 | 0 | 0
SCE Northern | Rector | 230 | Battery |  |  | 0 | 0 | 0 | 0 | 0 | 0 | 0 | 0 | 0 | 0 | 0 | 0 | 0 | 0 | 0 | 0 | 0 | 0 | 0 | 0 | 0 | 0 | 0 | 0 | 0 | 0 | 0 | 0
SCE Eastern | Red Bluff | 230 | Battery |  |  | 1 | 416 | 0 | 416 | 0 | 0 | 0 | 0 | 0 | 0 | 0 | 0 | 0 | 0 | 0 | 0 | 0 | 0 | 0 | 0 | 0 | 0 | 416 | 0 | 416 | 416 | 0 | 416
SCE Eastern | Red Bluff | 500 | Battery |  |  | 1 | 0 | 0 | 0 | 100 | 0 | 100 | 0 | 0 | 0 | 100 | 0 | 100 | 0 | 0 | 0 | 0 | 0 | 0 | 0 | 0 | 0 | 100 | 0 | 100 | 100 | 0 | 100
PG&E NGBA | Redbud | 115 | Battery |  |  | 0 | 0 | 0 | 0 | 0 | 0 | 0 | 0 | 0 | 0 | 0 | 0 | 0 | 0 | 0 | 0 | 0 | 0 | 0 | 0 | 0 | 0 | 0 | 0 | 0 | 0 | 0 | 0
SCE Metro | Redondo | 230 | Battery |  |  | 0 | 0 | 0 | 0 | 0 | 0 | 0 | 0 | 0 | 0 | 0 | 0 | 0 | 0 | 0 | 0 | 0 | 0 | 0 | 0 | 0 | 0 | 0 | 0 | 0 | 0 | 0 | 0
PG&E FRESNO | Reedley | 115 | Battery |  |  | 0 | 0 | 0 | 0 | 0 | 0 | 0 | 0 | 0 | 0 | 0 | 0 | 0 | 0 | 0 | 0 | 0 | 0 | 0 | 0 | 0 | 0 | 0 | 0 | 0 | 0 | 0 | 0
PG&E KERN | Renfro | 115 | Battery |  |  | 0 | 0 | 0 | 0 | 0 | 0 | 0 | 0 | 0 | 0 | 0 | 0 | 0 | 0 | 0 | 0 | 0 | 0 | 0 | 0 | 0 | 0 | 0 | 0 | 0 | 0 | 0 | 0
PG&E GBA | Richmond R | 115 | Battery |  |  | 0 | 0 | 0 | 0 | 0 | 0 | 0 | 0 | 0 | 0 | 0 | 0 | 0 | 0 | 0 | 0 | 0 | 0 | 0 | 0 | 0 | 0 | 0 | 0 | 0 | 0 | 0 | 0
PG&E NGBA | Rincon | 115 | Battery |  |  | 0 | 0 | 0 | 0 | 0 | 0 | 0 | 0 | 0 | 0 | 0 | 0 | 0 | 0 | 0 | 0 | 0 | 0 | 0 | 0 | 0 | 0 | 0 | 0 | 0 | 0 | 0 | 0
PG&E KERN | Rio Bravo | 115 | Battery |  |  | 0 | 0 | 0 | 0 | 0 | 0 | 0 | 0 | 0 | 0 | 0 | 0 | 0 | 0 | 0 | 0 | 0 | 0 | 0 | 0 | 0 | 0 | 0 | 0 | 0 | 0 | 0 | 0
SCE Metro | Rio Hondo | 230 | Battery |  |  | 1 | 0 | 0 | 0 | 265 | 10 | 275 | 0 | 0 | 0 | 265 | 10 | 275 | 0 | 400 | 400 | 0 | 0 | 0 | 0 | 400 | 400 | 265 | 410 | 675 | 265 | 410 | 675
PG&E NGBA | Rio Oso | 115 | Battery |  |  | 0 | 0 | 0 | 0 | 0 | 0 | 0 | 0 | 0 | 0 | 0 | 0 | 0 | 0 | 0 | 0 | 0 | 0 | 0 | 0 | 0 | 0 | 0 | 0 | 0 | 0 | 0 | 0
PG&E NGBA | Rio Oso | 230 | Battery |  |  | 0 | 0 | 0 | 0 | 0 | 0 | 0 | 0 | 0 | 0 | 0 | 0 | 0 | 0 | 0 | 0 | 0 | 0 | 0 | 0 | 0 | 0 | 0 | 0 | 0 | 0 | 0 | 0
PG&E GBA | Ripon | 115 | Battery |  |  | 1 | 0 | 0 | 0 | 99 | 0 | 99 | 0 | 0 | 0 | 99 | 0 | 99 | 0 | 0 | 0 | 0 | 0 | 0 | 0 | 0 | 0 | 99 | 0 | 99 | 99 | 0 | 99
PG&E GBA | Riverbank | 115 | Battery |  |  | 0 | 0 | 0 | 0 | 0 | 0 | 0 | 0 | 0 | 0 | 0 | 0 | 0 | 0 | 0 | 0 | 0 | 0 | 0 | 0 | 0 | 0 | 0 | 0 | 0 | 0 | 0 | 0
SCE NOL | Roadway | 115 | Battery |  |  | 1 | 75 | 0 | 75 | 0 | 0 | 0 | 0 | 0 | 0 | 0 | 0 | 0 | 0 | 0 | 0 | 0 | 0 | 0 | 0 | 0 | 0 | 75 | 0 | 75 | 75 | 0 | 75
PG&E NGBA | Rock Creek 1 | 230 | Battery |  |  | 0 | 0 | 0 | 0 | 0 | 0 | 0 | 0 | 0 | 0 | 0 | 0 | 0 | 0 | 0 | 0 | 0 | 0 | 0 | 0 | 0 | 0 | 0 | 0 | 0 | 0 | 0 | 0
SCE Northern | Rosamond | 66 | Battery |  |  | 0 | 0 | 0 | 0 | 0 | 0 | 0 | 0 | 0 | 0 | 0 | 0 | 0 | 0 | 0 | 0 | 0 | 0 | 0 | 0 | 0 | 0 | 0 | 0 | 0 | 0 | 0 | 0
PG&E GBA | Rossmoor | 230 | Battery |  |  | 0 | 0 | 0 | 0 | 0 | 0 | 0 | 0 | 0 | 0 | 0 | 0 | 0 | 0 | 0 | 0 | 0 | 0 | 0 | 0 | 0 | 0 | 0 | 0 | 0 | 0 | 0 | 0
PG&E NGBA | Round Mountain | 230 | Battery |  |  | 0 | 0 | 0 | 0 | 0 | 0 | 0 | 0 | 0 | 0 | 0 | 0 | 0 | 0 | 0 | 0 | 0 | 0 | 0 | 0 | 0 | 0 | 0 | 0 | 0 | 0 | 0 | 0
PG&E NGBA | Round Mountain | 500 | Battery |  |  | 0 | 0 | 0 | 0 | 0 | 0 | 0 | 0 | 0 | 0 | 0 | 0 | 0 | 0 | 0 | 0 | 0 | 0 | 0 | 0 | 0 | 0 | 0 | 0 | 0 | 0 | 0 | 0
PG&E GBA | Salado | 115 | Battery |  |  | 0 | 0 | 0 | 0 | 0 | 0 | 0 | 0 | 0 | 0 | 0 | 0 | 0 | 0 | 0 | 0 | 0 | 0 | 0 | 0 | 0 | 0 | 0 | 0 | 0 | 0 | 0 | 0
PG&E GBA | Salado | 60 | Battery |  |  | 0 | 0 | 0 | 0 | 0 | 0 | 0 | 0 | 0 | 0 | 0 | 0 | 0 | 0 | 0 | 0 | 0 | 0 | 0 | 0 | 0 | 0 | 0 | 0 | 0 | 0 | 0 | 0
PG&E GBA | Salinas | 115 | Battery |  |  | 0 | 0 | 0 | 0 | 0 | 0 | 0 | 0 | 0 | 0 | 0 | 0 | 0 | 0 | 0 | 0 | 0 | 0 | 0 | 0 | 0 | 0 | 0 | 0 | 0 | 0 | 0 | 0
SDGE | Salt Creek | 69 | Battery |  |  | 0 | 0 | 0 | 0 | 0 | 0 | 0 | 0 | 0 | 0 | 0 | 0 | 0 | 0 | 0 | 0 | 0 | 0 | 0 | 0 | 0 | 0 | 0 | 0 | 0 | 0 | 0 | 0
SCE Eastern | San Bernardino | 230 | Battery |  |  | 0 | 0 | 0 | 0 | 0 | 0 | 0 | 0 | 0 | 0 | 0 | 0 | 0 | 0 | 0 | 0 | 0 | 0 | 0 | 0 | 0 | 0 | 0 | 0 | 0 | 0 | 0 | 0
PG&E GBA | SAN FRAN A (POTRERO PP) | 115 | Battery |  |  | 0 | 0 | 0 | 0 | 0 | 0 | 0 | 0 | 0 | 0 | 0 | 0 | 0 | 0 | 0 | 0 | 0 | 0 | 0 | 0 | 0 | 0 | 0 | 0 | 0 | 0 | 0 | 0
PG&E GBA | SAN FRAN A (POTRERO PP) | 230 | Battery |  |  | 0 | 0 | 0 | 0 | 0 | 0 | 0 | 0 | 0 | 0 | 0 | 0 | 0 | 0 | 0 | 0 | 0 | 0 | 0 | 0 | 0 | 0 | 0 | 0 | 0 | 0 | 0 | 0
PG&E GBA | San Jose A | 115 | Battery |  |  | 0 | 0 | 0 | 0 | 0 | 0 | 0 | 0 | 0 | 0 | 0 | 0 | 0 | 0 | 0 | 0 | 0 | 0 | 0 | 0 | 0 | 0 | 0 | 0 | 0 | 0 | 0 | 0
PG&E GBA | San Jose B | 115 | Battery |  |  | 0 | 0 | 0 | 0 | 0 | 0 | 0 | 0 | 0 | 0 | 0 | 0 | 0 | 0 | 0 | 0 | 0 | 0 | 0 | 0 | 0 | 0 | 0 | 0 | 0 | 0 | 0 | 0
PG&E GBA | San Leandro U | 115 | Battery |  |  | 0 | 0 | 0 | 0 | 0 | 0 | 0 | 0 | 0 | 0 | 0 | 0 | 0 | 0 | 0 | 0 | 0 | 0 | 0 | 0 | 0 | 0 | 0 | 0 | 0 | 0 | 0 | 0
PG&E KERN | San Luis Obispo | 115 | Battery |  |  | 0 | 0 | 0 | 0 | 0 | 0 | 0 | 0 | 0 | 0 | 0 | 0 | 0 | 0 | 0 | 0 | 0 | 0 | 0 | 0 | 0 | 0 | 0 | 0 | 0 | 0 | 0 | 0
PG&E KERN | San Luis Obispo | 70 | Battery |  |  | 0 | 0 | 0 | 0 | 0 | 0 | 0 | 0 | 0 | 0 | 0 | 0 | 0 | 0 | 0 | 0 | 0 | 0 | 0 | 0 | 0 | 0 | 0 | 0 | 0 | 0 | 0 | 0
SDGE | San Luis Rey | 230 | Battery |  |  | 0 | 0 | 0 | 0 | 0 | 0 | 0 | 0 | 0 | 0 | 0 | 0 | 0 | 0 | 0 | 0 | 0 | 0 | 0 | 0 | 0 | 0 | 0 | 0 | 0 | 0 | 0 | 0
SDGE | San Luis Rey | 69 | Battery |  |  | 0 | 0 | 0 | 0 | 0 | 0 | 0 | 0 | 0 | 0 | 0 | 0 | 0 | 0 | 0 | 0 | 0 | 0 | 0 | 0 | 0 | 0 | 0 | 0 | 0 | 0 | 0 | 0
SDGE | San Marcos | 69 | Battery |  |  | 0 | 0 | 0 | 0 | 0 | 0 | 0 | 0 | 0 | 0 | 0 | 0 | 0 | 0 | 0 | 0 | 0 | 0 | 0 | 0 | 0 | 0 | 0 | 0 | 0 | 0 | 0 | 0
SCE Metro | San Onofre | 230 | Battery |  |  | 0 | 0 | 0 | 0 | 0 | 0 | 0 | 0 | 0 | 0 | 0 | 0 | 0 | 0 | 0 | 0 | 0 | 0 | 0 | 0 | 0 | 0 | 0 | 0 | 0 | 0 | 0 | 0
PG&E GBA | San Pablo | 115 | Battery |  |  | 0 | 0 | 0 | 0 | 0 | 0 | 0 | 0 | 0 | 0 | 0 | 0 | 0 | 0 | 0 | 0 | 0 | 0 | 0 | 0 | 0 | 0 | 0 | 0 | 0 | 0 | 0 | 0
PG&E GBA | San Ramon | 230 | Battery |  |  | 0 | 0 | 0 | 0 | 0 | 0 | 0 | 0 | 0 | 0 | 0 | 0 | 0 | 0 | 0 | 0 | 0 | 0 | 0 | 0 | 0 | 0 | 0 | 0 | 0 | 0 | 0 | 0
SDGE | San Ysidro | 69 | Battery |  |  | 0 | 0 | 0 | 0 | 0 | 0 | 0 | 0 | 0 | 0 | 0 | 0 | 0 | 0 | 0 | 0 | 0 | 0 | 0 | 0 | 0 | 0 | 0 | 0 | 0 | 0 | 0 | 0
SCE NOL | Sandlot | 230 | Battery |  |  | 0 | 0 | 0 | 0 | 0 | 0 | 0 | 0 | 0 | 0 | 0 | 0 | 0 | 0 | 0 | 0 | 0 | 0 | 0 | 0 | 0 | 0 | 0 | 0 | 0 | 0 | 0 | 0
EOP | Sandy | 138 | Battery |  |  | 0 | 0 | 0 | 0 | 0 | 0 | 0 | 0 | 0 | 0 | 0 | 0 | 0 | 0 | 0 | 0 | 0 | 0 | 0 | 0 | 0 | 0 | 0 | 0 | 0 | 0 | 0 | 0
PG&E FRESNO | Sanger | 115 | Battery |  |  | 0 | 0 | 0 | 0 | 0 | 0 | 0 | 0 | 0 | 0 | 0 | 0 | 0 | 0 | 0 | 0 | 0 | 0 | 0 | 0 | 0 | 0 | 0 | 0 | 0 | 0 | 0 | 0
SCE Northern | Santa Clara | 230 | Battery |  |  | 0 | 0 | 0 | 0 | 0 | 0 | 0 | 0 | 0 | 0 | 0 | 0 | 0 | 0 | 0 | 0 | 0 | 0 | 0 | 0 | 0 | 0 | 0 | 0 | 0 | 0 | 0 | 0
PG&E NGBA | Santa Rosa A | 115 | Battery |  |  | 0 | 0 | 0 | 0 | 0 | 0 | 0 | 0 | 0 | 0 | 0 | 0 | 0 | 0 | 0 | 0 | 0 | 0 | 0 | 0 | 0 | 0 | 0 | 0 | 0 | 0 | 0 | 0
PG&E GBA | Santa Teresa | 115 | Battery |  |  | 0 | 0 | 0 | 0 | 0 | 0 | 0 | 0 | 0 | 0 | 0 | 0 | 0 | 0 | 0 | 0 | 0 | 0 | 0 | 0 | 0 | 0 | 0 | 0 | 0 | 0 | 0 | 0
SDGE | Santee | 138 | Battery |  |  | 1 | 0 | 0 | 0 | 10 | 0 | 10 | 0 | 0 | 0 | 10 | 0 | 10 | 0 | 0 | 0 | 0 | 0 | 0 | 0 | 0 | 0 | 10 | 0 | 10 | 10 | 0 | 10
SCE Metro | Santiago | 230 | Battery |  |  | 1 | 0 | 0 | 0 | 0 | 0 | 0 | 0 | 0 | 0 | 0 | 0 | 0 | 0 | 300 | 300 | 0 | 0 | 0 | 0 | 300 | 300 | 0 | 300 | 300 | 0 | 300 | 300
PG&E GBA | Saratoga | 230 | Battery |  |  | 0 | 0 | 0 | 0 | 0 | 0 | 0 | 0 | 0 | 0 | 0 | 0 | 0 | 0 | 0 | 0 | 0 | 0 | 0 | 0 | 0 | 0 | 0 | 0 | 0 | 0 | 0 | 0
SCE Northern | Saugus | 230 | Battery |  |  | 0 | 0 | 0 | 0 | 0 | 0 | 0 | 0 | 0 | 0 | 0 | 0 | 0 | 0 | 0 | 0 | 0 | 0 | 0 | 0 | 0 | 0 | 0 | 0 | 0 | 0 | 0 | 0
PG&E FRESNO | Schindler | 115 | Battery |  |  | 0 | 0 | 0 | 0 | 0 | 0 | 0 | 0 | 0 | 0 | 0 | 0 | 0 | 0 | 0 | 0 | 0 | 0 | 0 | 0 | 0 | 0 | 0 | 0 | 0 | 0 | 0 | 0
PG&E FRESNO | Schindler | 70 | Battery |  |  | 0 | 0 | 0 | 0 | 0 | 0 | 0 | 0 | 0 | 0 | 0 | 0 | 0 | 0 | 0 | 0 | 0 | 0 | 0 | 0 | 0 | 0 | 0 | 0 | 0 | 0 | 0 | 0
PG&E GBA | Schulte | 115 | Battery |  |  | 1 | 0 | 0 | 0 | 13.3 | 0 | 13.3 | 0 | 0 | 0 | 13.3 | 0 | 13.3 | 0 | 0 | 0 | 0 | 0 | 0 | 0 | 0 | 0 | 13.3 | 0 | 13.3 | 13.3 | 0 | 13.3
SDGE | Scripps | 69 | Battery |  |  | 0 | 0 | 0 | 0 | 0 | 0 | 0 | 0 | 0 | 0 | 0 | 0 | 0 | 0 | 0 | 0 | 0 | 0 | 0 | 0 | 0 | 0 | 0 | 0 | 0 | 0 | 0 | 0
PG&E KERN | Semitropic | 115 | Battery |  |  | 0 | 0 | 0 | 0 | 0 | 0 | 0 | 0 | 0 | 0 | 0 | 0 | 0 | 0 | 0 | 0 | 0 | 0 | 0 | 0 | 0 | 0 | 0 | 0 | 0 | 0 | 0 | 0
SCE Metro | Serrano | 230 | Battery |  |  | 0 | 0 | 0 | 0 | 0 | 0 | 0 | 0 | 0 | 0 | 0 | 0 | 0 | 0 | 0 | 0 | 0 | 0 | 0 | 0 | 0 | 0 | 0 | 0 | 0 | 0 | 0 | 0
SCE Metro | Serrano | 500 | Battery |  |  | 1 | 0 | 0 | 0 | 0 | 0 | 0 | 0 | 0 | 0 | 0 | 0 | 0 | 0 | 400 | 400 | 0 | 0 | 0 | 0 | 400 | 400 | 0 | 400 | 400 | 0 | 400 | 400
SDGE | Shadowridge | 138 | Battery |  |  | 0 | 0 | 0 | 0 | 0 | 0 | 0 | 0 | 0 | 0 | 0 | 0 | 0 | 0 | 0 | 0 | 0 | 0 | 0 | 0 | 0 | 0 | 0 | 0 | 0 | 0 | 0 | 0
PG&E KERN | Shafter | 115 | Battery |  |  | 0 | 0 | 0 | 0 | 0 | 0 | 0 | 0 | 0 | 0 | 0 | 0 | 0 | 0 | 0 | 0 | 0 | 0 | 0 | 0 | 0 | 0 | 0 | 0 | 0 | 0 | 0 | 0
PG&E NGBA | Silverado | 115 | Battery |  |  | 0 | 0 | 0 | 0 | 0 | 0 | 0 | 0 | 0 | 0 | 0 | 0 | 0 | 0 | 0 | 0 | 0 | 0 | 0 | 0 | 0 | 0 | 0 | 0 | 0 | 0 | 0 | 0
SDGE | Silvergate | 230 | Battery |  |  | 1 | 200 | 0 | 200 | 0 | 0 | 0 | 0 | 0 | 0 | 0 | 0 | 0 | 0 | 0 | 0 | 0 | 0 | 0 | 0 | 0 | 0 | 200 | 0 | 200 | 200 | 0 | 200
SDGE | Silvergate | 69 | Battery |  |  | 0 | 0 | 0 | 0 | 0 | 0 | 0 | 0 | 0 | 0 | 0 | 0 | 0 | 0 | 0 | 0 | 0 | 0 | 0 | 0 | 0 | 0 | 0 | 0 | 0 | 0 | 0 | 0
PG&E KERN | Sisquoc | 115 | Battery |  |  | 0 | 0 | 0 | 0 | 0 | 0 | 0 | 0 | 0 | 0 | 0 | 0 | 0 | 0 | 0 | 0 | 0 | 0 | 0 | 0 | 0 | 0 | 0 | 0 | 0 | 0 | 0 | 0
EOP | Sloan Canyon | 230 | Battery |  |  | 0 | 0 | 0 | 0 | 0 | 0 | 0 | 0 | 0 | 0 | 0 | 0 | 0 | 0 | 0 | 0 | 0 | 0 | 0 | 0 | 0 | 0 | 0 | 0 | 0 | 0 | 0 | 0
EOP | Sloan Canyon | 500 | Battery |  |  | 0 | 0 | 0 | 0 | 0 | 0 | 0 | 0 | 0 | 0 | 0 | 0 | 0 | 0 | 0 | 0 | 0 | 0 | 0 | 0 | 0 | 0 | 0 | 0 | 0 | 0 | 0 | 0
PG&E KERN | Smyrna | 115 | Battery |  |  | 0 | 0 | 0 | 0 | 0 | 0 | 0 | 0 | 0 | 0 | 0 | 0 | 0 | 0 | 0 | 0 | 0 | 0 | 0 | 0 | 0 | 0 | 0 | 0 | 0 | 0 | 0 | 0
PG&E GBA | Sobrante | 115 | Battery |  |  | 0 | 0 | 0 | 0 | 0 | 0 | 0 | 0 | 0 | 0 | 0 | 0 | 0 | 0 | 0 | 0 | 0 | 0 | 0 | 0 | 0 | 0 | 0 | 0 | 0 | 0 | 0 | 0
PG&E GBA | Sobrante | 230 | Battery |  |  | 0 | 0 | 0 | 0 | 0 | 0 | 0 | 0 | 0 | 0 | 0 | 0 | 0 | 0 | 0 | 0 | 0 | 0 | 0 | 0 | 0 | 0 | 0 | 0 | 0 | 0 | 0 | 0
PG&E KERN | Solar | 230 | Battery |  |  | 0 | 0 | 0 | 0 | 0 | 0 | 0 | 0 | 0 | 0 | 0 | 0 | 0 | 0 | 0 | 0 | 0 | 0 | 0 | 0 | 0 | 0 | 0 | 0 | 0 | 0 | 0 | 0
PG&E GBA | Soledad | 115 | Battery |  |  | 0 | 0 | 0 | 0 | 0 | 0 | 0 | 0 | 0 | 0 | 0 | 0 | 0 | 0 | 0 | 0 | 0 | 0 | 0 | 0 | 0 | 0 | 0 | 0 | 0 | 0 | 0 | 0
PG&E GBA | Soledad | 60 | Battery |  |  | 0 | 0 | 0 | 0 | 0 | 0 | 0 | 0 | 0 | 0 | 0 | 0 | 0 | 0 | 0 | 0 | 0 | 0 | 0 | 0 | 0 | 0 | 0 | 0 | 0 | 0 | 0 | 0
SDGE | Spring Valley | 69 | Battery |  |  | 0 | 0 | 0 | 0 | 0 | 0 | 0 | 0 | 0 | 0 | 0 | 0 | 0 | 0 | 0 | 0 | 0 | 0 | 0 | 0 | 0 | 0 | 0 | 0 | 0 | 0 | 0 | 0
SCE Northern | Springville | 230 | Battery |  |  | 1 | 0 | 0 | 0 | 225 | 0 | 225 | 0 | 0 | 0 | 225 | 0 | 225 | 0 | 0 | 0 | 0 | 0 | 0 | 0 | 0 | 0 | 225 | 0 | 225 | 225 | 0 | 225
PG&E GBA | Stagg | 230 | Battery |  |  | 0 | 0 | 0 | 0 | 0 | 0 | 0 | 0 | 0 | 0 | 0 | 0 | 0 | 0 | 0 | 0 | 0 | 0 | 0 | 0 | 0 | 0 | 0 | 0 | 0 | 0 | 0 | 0
PG&E GBA | Standard Oil | 115 | Battery |  |  | 0 | 0 | 0 | 0 | 0 | 0 | 0 | 0 | 0 | 0 | 0 | 0 | 0 | 0 | 0 | 0 | 0 | 0 | 0 | 0 | 0 | 0 | 0 | 0 | 0 | 0 | 0 | 0
PG&E GBA | Stanislaus | 115 | Battery |  |  | 0 | 0 | 0 | 0 | 0 | 0 | 0 | 0 | 0 | 0 | 0 | 0 | 0 | 0 | 0 | 0 | 0 | 0 | 0 | 0 | 0 | 0 | 0 | 0 | 0 | 0 | 0 | 0
PG&E KERN | Stockdale | 115 | Battery |  |  | 0 | 0 | 0 | 0 | 0 | 0 | 0 | 0 | 0 | 0 | 0 | 0 | 0 | 0 | 0 | 0 | 0 | 0 | 0 | 0 | 0 | 0 | 0 | 0 | 0 | 0 | 0 | 0
PG&E KERN | Stockdale | 230 | Battery |  |  | 0 | 0 | 0 | 0 | 0 | 0 | 0 | 0 | 0 | 0 | 0 | 0 | 0 | 0 | 0 | 0 | 0 | 0 | 0 | 0 | 0 | 0 | 0 | 0 | 0 | 0 | 0 | 0
PG&E GBA | Stockton A | 115 | Battery |  |  | 0 | 0 | 0 | 0 | 0 | 0 | 0 | 0 | 0 | 0 | 0 | 0 | 0 | 0 | 0 | 0 | 0 | 0 | 0 | 0 | 0 | 0 | 0 | 0 | 0 | 0 | 0 | 0
PG&E GBA | Stone | 115 | Battery |  |  | 0 | 0 | 0 | 0 | 0 | 0 | 0 | 0 | 0 | 0 | 0 | 0 | 0 | 0 | 0 | 0 | 0 | 0 | 0 | 0 | 0 | 0 | 0 | 0 | 0 | 0 | 0 | 0
PG&E FRESNO | Storey | 230 | Battery |  |  | 0 | 0 | 0 | 0 | 0 | 0 | 0 | 0 | 0 | 0 | 0 | 0 | 0 | 0 | 0 | 0 | 0 | 0 | 0 | 0 | 0 | 0 | 0 | 0 | 0 | 0 | 0 | 0
PG&E NGBA | Summit | 115 | Battery |  |  | 0 | 0 | 0 | 0 | 0 | 0 | 0 | 0 | 0 | 0 | 0 | 0 | 0 | 0 | 0 | 0 | 0 | 0 | 0 | 0 | 0 | 0 | 0 | 0 | 0 | 0 | 0 | 0
SDGE | Suncrest | 230 | Battery |  |  | 0 | 0 | 0 | 0 | 0 | 0 | 0 | 0 | 0 | 0 | 0 | 0 | 0 | 0 | 0 | 0 | 0 | 0 | 0 | 0 | 0 | 0 | 0 | 0 | 0 | 0 | 0 | 0
SDGE | Suncrest | 500 | Battery |  |  | 0 | 0 | 0 | 0 | 0 | 0 | 0 | 0 | 0 | 0 | 0 | 0 | 0 | 0 | 0 | 0 | 0 | 0 | 0 | 0 | 0 | 0 | 0 | 0 | 0 | 0 | 0 | 0
PG&E KERN | Sunrise | 230 | Battery |  |  | 0 | 0 | 0 | 0 | 0 | 0 | 0 | 0 | 0 | 0 | 0 | 0 | 0 | 0 | 0 | 0 | 0 | 0 | 0 | 0 | 0 | 0 | 0 | 0 | 0 | 0 | 0 | 0
PG&E KERN | Sunset | 230 | Battery |  |  | 0 | 0 | 0 | 0 | 0 | 0 | 0 | 0 | 0 | 0 | 0 | 0 | 0 | 0 | 0 | 0 | 0 | 0 | 0 | 0 | 0 | 0 | 0 | 0 | 0 | 0 | 0 | 0
PG&E GBA | Swift | 115 | Battery |  |  | 0 | 0 | 0 | 0 | 0 | 0 | 0 | 0 | 0 | 0 | 0 | 0 | 0 | 0 | 0 | 0 | 0 | 0 | 0 | 0 | 0 | 0 | 0 | 0 | 0 | 0 | 0 | 0
SDGE | Sycamore Canyon | 138 | Battery |  |  | 0 | 0 | 0 | 0 | 0 | 0 | 0 | 0 | 0 | 0 | 0 | 0 | 0 | 0 | 0 | 0 | 0 | 0 | 0 | 0 | 0 | 0 | 0 | 0 | 0 | 0 | 0 | 0
SDGE | Sycamore Canyon | 230 | Battery |  |  | 0 | 0 | 0 | 0 | 0 | 0 | 0 | 0 | 0 | 0 | 0 | 0 | 0 | 0 | 0 | 0 | 0 | 0 | 0 | 0 | 0 | 0 | 0 | 0 | 0 | 0 | 0 | 0
SDGE | Sycamore Canyon | 69 | Battery |  |  | 0 | 0 | 0 | 0 | 0 | 0 | 0 | 0 | 0 | 0 | 0 | 0 | 0 | 0 | 0 | 0 | 0 | 0 | 0 | 0 | 0 | 0 | 0 | 0 | 0 | 0 | 0 | 0
SCE Northern | Sylmar | 230 | Battery |  |  | 0 | 0 | 0 | 0 | 0 | 0 | 0 | 0 | 0 | 0 | 0 | 0 | 0 | 0 | 0 | 0 | 0 | 0 | 0 | 0 | 0 | 0 | 0 | 0 | 0 | 0 | 0 | 0
PG&E NGBA | Table Mountain | 115 | Battery |  |  | 0 | 0 | 0 | 0 | 0 | 0 | 0 | 0 | 0 | 0 | 0 | 0 | 0 | 0 | 0 | 0 | 0 | 0 | 0 | 0 | 0 | 0 | 0 | 0 | 0 | 0 | 0 | 0
PG&E NGBA | Table Mountain | 230 | Battery |  |  | 0 | 0 | 0 | 0 | 0 | 0 | 0 | 0 | 0 | 0 | 0 | 0 | 0 | 0 | 0 | 0 | 0 | 0 | 0 | 0 | 0 | 0 | 0 | 0 | 0 | 0 | 0 | 0
PG&E NGBA | Table Mountain | 500 | Battery |  |  | 0 | 0 | 0 | 0 | 0 | 0 | 0 | 0 | 0 | 0 | 0 | 0 | 0 | 0 | 0 | 0 | 0 | 0 | 0 | 0 | 0 | 0 | 0 | 0 | 0 | 0 | 0 | 0
PG&E NGBA | Table Mountain | 60 | Battery |  |  | 0 | 0 | 0 | 0 | 0 | 0 | 0 | 0 | 0 | 0 | 0 | 0 | 0 | 0 | 0 | 0 | 0 | 0 | 0 | 0 | 0 | 0 | 0 | 0 | 0 | 0 | 0 | 0
PG&E KERN | Taft | 115 | Battery |  |  | 1 | 0 | 3 | 3 | 0 | 0 | 0 | 0 | 0 | 0 | 0 | 0 | 0 | 0 | 0 | 0 | 0 | 0 | 0 | 0 | 0 | 0 | 0 | 3 | 3 | 0 | 3 | 3
SDGE | Talega | 138 | Battery |  |  | 0 | 0 | 0 | 0 | 0 | 0 | 0 | 0 | 0 | 0 | 0 | 0 | 0 | 0 | 0 | 0 | 0 | 0 | 0 | 0 | 0 | 0 | 0 | 0 | 0 | 0 | 0 | 0
SDGE | Talega | 230 | Battery |  |  | 0 | 0 | 0 | 0 | 0 | 0 | 0 | 0 | 0 | 0 | 0 | 0 | 0 | 0 | 0 | 0 | 0 | 0 | 0 | 0 | 0 | 0 | 0 | 0 | 0 | 0 | 0 | 0
PG&E GBA | Tassajara | 230 | Battery |  |  | 0 | 0 | 0 | 0 | 0 | 0 | 0 | 0 | 0 | 0 | 0 | 0 | 0 | 0 | 0 | 0 | 0 | 0 | 0 | 0 | 0 | 0 | 0 | 0 | 0 | 0 | 0 | 0
PG&E KERN | Tejon | 70 | Battery |  |  | 0 | 0 | 0 | 0 | 0 | 0 | 0 | 0 | 0 | 0 | 0 | 0 | 0 | 0 | 0 | 0 | 0 | 0 | 0 | 0 | 0 | 0 | 0 | 0 | 0 | 0 | 0 | 0
SDGE | Telegraph Canyon | 138 | Battery |  |  | 0 | 0 | 0 | 0 | 0 | 0 | 0 | 0 | 0 | 0 | 0 | 0 | 0 | 0 | 0 | 0 | 0 | 0 | 0 | 0 | 0 | 0 | 0 | 0 | 0 | 0 | 0 | 0
PG&E KERN | Temblor | 115 | Battery |  |  | 0 | 0 | 0 | 0 | 0 | 0 | 0 | 0 | 0 | 0 | 0 | 0 | 0 | 0 | 0 | 0 | 0 | 0 | 0 | 0 | 0 | 0 | 0 | 0 | 0 | 0 | 0 | 0
PG&E KERN | Templeton | 230 | Battery |  |  | 0 | 0 | 0 | 0 | 0 | 0 | 0 | 0 | 0 | 0 | 0 | 0 | 0 | 0 | 0 | 0 | 0 | 0 | 0 | 0 | 0 | 0 | 0 | 0 | 0 | 0 | 0 | 0
PG&E KERN | Templeton | 70 | Battery |  |  | 0 | 0 | 0 | 0 | 0 | 0 | 0 | 0 | 0 | 0 | 0 | 0 | 0 | 0 | 0 | 0 | 0 | 0 | 0 | 0 | 0 | 0 | 0 | 0 | 0 | 0 | 0 | 0
PG&E GBA | Tesla | 115 | Battery |  |  | 0 | 0 | 0 | 0 | 0 | 0 | 0 | 0 | 0 | 0 | 0 | 0 | 0 | 0 | 0 | 0 | 0 | 0 | 0 | 0 | 0 | 0 | 0 | 0 | 0 | 0 | 0 | 0
PG&E GBA | Tesla | 230 | Battery |  |  | 1 | 0 | 0 | 0 | 125 | 0 | 125 | 0 | 0 | 0 | 125 | 0 | 125 | 0 | 0 | 0 | 0 | 0 | 0 | 0 | 0 | 0 | 125 | 0 | 125 | 125 | 0 | 125
PG&E GBA | Tesla | 500 | Battery |  |  | 0 | 0 | 0 | 0 | 0 | 0 | 0 | 0 | 0 | 0 | 0 | 0 | 0 | 0 | 0 | 0 | 0 | 0 | 0 | 0 | 0 | 0 | 0 | 0 | 0 | 0 | 0 | 0
PG&E KERN | Tevis | 115 | Battery |  |  | 0 | 0 | 0 | 0 | 0 | 0 | 0 | 0 | 0 | 0 | 0 | 0 | 0 | 0 | 0 | 0 | 0 | 0 | 0 | 0 | 0 | 0 | 0 | 0 | 0 | 0 | 0 | 0
EOP | Thousandaire | 138 | Battery |  |  | 0 | 0 | 0 | 0 | 0 | 0 | 0 | 0 | 0 | 0 | 0 | 0 | 0 | 0 | 0 | 0 | 0 | 0 | 0 | 0 | 0 | 0 | 0 | 0 | 0 | 0 | 0 | 0
PG&E KERN | Topaz | 230 | Battery |  |  | 0 | 0 | 0 | 0 | 0 | 0 | 0 | 0 | 0 | 0 | 0 | 0 | 0 | 0 | 0 | 0 | 0 | 0 | 0 | 0 | 0 | 0 | 0 | 0 | 0 | 0 | 0 | 0
SCE NOL | Tortilla | 115 | Battery |  |  | 0 | 0 | 0 | 0 | 0 | 0 | 0 | 0 | 0 | 0 | 0 | 0 | 0 | 0 | 0 | 0 | 0 | 0 | 0 | 0 | 0 | 0 | 0 | 0 | 0 | 0 | 0 | 0
SDGE | Trabuco | 138 | Battery |  |  | 0 | 0 | 0 | 0 | 0 | 0 | 0 | 0 | 0 | 0 | 0 | 0 | 0 | 0 | 0 | 0 | 0 | 0 | 0 | 0 | 0 | 0 | 0 | 0 | 0 | 0 | 0 | 0
PG&E GBA | Tracy | 115 | Battery |  |  | 0 | 0 | 0 | 0 | 0 | 0 | 0 | 0 | 0 | 0 | 0 | 0 | 0 | 0 | 0 | 0 | 0 | 0 | 0 | 0 | 0 | 0 | 0 | 0 | 0 | 0 | 0 | 0
PG&E FRESNO | Tranquility | 230 | Battery |  |  | 1 | 200 | 0 | 200 | 352 | 0 | 352 | 0 | 0 | 0 | 352 | 0 | 352 | 0 | 0 | 0 | 0 | 0 | 0 | 0 | 0 | 0 | 552 | 0 | 552 | 552 | 0 | 552
PG&E GBA | Trimble | 115 | Battery |  |  | 0 | 0 | 0 | 0 | 0 | 0 | 0 | 0 | 0 | 0 | 0 | 0 | 0 | 0 | 0 | 0 | 0 | 0 | 0 | 0 | 0 | 0 | 0 | 0 | 0 | 0 | 0 | 0
EOP | Trout Canyon | 230 | Battery |  |  | 1 | 25 | 0 | 25 | 485 | 0 | 485 | 0 | 0 | 0 | 485 | 0 | 485 | 0 | 60 | 60 | 0 | 0 | 0 | 0 | 60 | 60 | 510 | 60 | 570 | 510 | 60 | 570
EOP | Trout Canyon | 500 | Battery |  |  | 0 | 0 | 0 | 0 | 0 | 0 | 0 | 0 | 0 | 0 | 0 | 0 | 0 | 0 | 0 | 0 | 0 | 0 | 0 | 0 | 0 | 0 | 0 | 0 | 0 | 0 | 0 | 0
PG&E NGBA | Tulucay | 230 | Battery |  |  | 0 | 0 | 0 | 0 | 0 | 0 | 0 | 0 | 0 | 0 | 0 | 0 | 0 | 0 | 0 | 0 | 0 | 0 | 0 | 0 | 0 | 0 | 0 | 0 | 0 | 0 | 0 | 0
PG&E NGBA | Tulucay | 60 | Battery |  |  | 0 | 0 | 0 | 0 | 0 | 0 | 0 | 0 | 0 | 0 | 0 | 0 | 0 | 0 | 0 | 0 | 0 | 0 | 0 | 0 | 0 | 0 | 0 | 0 | 0 | 0 | 0 | 0
PG&E KERN | Tupman | 115 | Battery |  |  | 0 | 0 | 0 | 0 | 0 | 0 | 0 | 0 | 0 | 0 | 0 | 0 | 0 | 0 | 0 | 0 | 0 | 0 | 0 | 0 | 0 | 0 | 0 | 0 | 0 | 0 | 0 | 0
PG&E NGBA | Ukiah | 115 | Battery |  |  | 0 | 0 | 0 | 0 | 0 | 0 | 0 | 0 | 0 | 0 | 0 | 0 | 0 | 0 | 0 | 0 | 0 | 0 | 0 | 0 | 0 | 0 | 0 | 0 | 0 | 0 | 0 | 0
PG&E KERN | Union (Estrella) | 70 | Battery |  |  | 0 | 0 | 0 | 0 | 0 | 0 | 0 | 0 | 0 | 0 | 0 | 0 | 0 | 0 | 0 | 0 | 0 | 0 | 0 | 0 | 0 | 0 | 0 | 0 | 0 | 0 | 0 | 0
PG&E NGBA | Vaca Dixon | 115 | Battery |  |  | 0 | 0 | 0 | 0 | 0 | 0 | 0 | 0 | 0 | 0 | 0 | 0 | 0 | 0 | 0 | 0 | 0 | 0 | 0 | 0 | 0 | 0 | 0 | 0 | 0 | 0 | 0 | 0
PG&E NGBA | Vaca Dixon | 230 | Battery |  |  | 1 | 0 | 0 | 0 | 300 | 0 | 300 | 0 | 0 | 0 | 300 | 0 | 300 | 0 | 0 | 0 | 0 | 0 | 0 | 0 | 0 | 0 | 300 | 0 | 300 | 300 | 0 | 300
PG&E NGBA | Vaca Dixon | 500 | Battery |  |  | 0 | 0 | 0 | 0 | 0 | 0 | 0 | 0 | 0 | 0 | 0 | 0 | 0 | 0 | 0 | 0 | 0 | 0 | 0 | 0 | 0 | 0 | 0 | 0 | 0 | 0 | 0 | 0
PG&E NGBA | Vaca Dixon | 60 | Battery |  |  | 0 | 0 | 0 | 0 | 0 | 0 | 0 | 0 | 0 | 0 | 0 | 0 | 0 | 0 | 0 | 0 | 0 | 0 | 0 | 0 | 0 | 0 | 0 | 0 | 0 | 0 | 0 | 0
SCE Eastern | Valley (SCE) | 500 | Battery |  |  | 1 | 640 | 0 | 640 | 310 | 0 | 310 | 0 | 0 | 0 | 310 | 0 | 310 | 0 | 0 | 0 | 0 | 0 | 0 | 0 | 0 | 0 | 950 | 0 | 950 | 950 | 0 | 950
EOP | Valley (VEA) | 138 | Battery |  |  | 0 | 0 | 0 | 0 | 0 | 0 | 0 | 0 | 0 | 0 | 0 | 0 | 0 | 0 | 0 | 0 | 0 | 0 | 0 | 0 | 0 | 0 | 0 | 0 | 0 | 0 | 0 | 0
SDGE | Valley Center | 69 | Battery |  |  | 0 | 0 | 0 | 0 | 0 | 0 | 0 | 0 | 0 | 0 | 0 | 0 | 0 | 0 | 0 | 0 | 0 | 0 | 0 | 0 | 0 | 0 | 0 | 0 | 0 | 0 | 0 | 0
PG&E GBA | Valley Home | 115 | Battery |  |  | 0 | 0 | 0 | 0 | 0 | 0 | 0 | 0 | 0 | 0 | 0 | 0 | 0 | 0 | 0 | 0 | 0 | 0 | 0 | 0 | 0 | 0 | 0 | 0 | 0 | 0 | 0 | 0
PG&E GBA | Valley Springs | 230 | Battery |  |  | 0 | 0 | 0 | 0 | 0 | 0 | 0 | 0 | 0 | 0 | 0 | 0 | 0 | 0 | 0 | 0 | 0 | 0 | 0 | 0 | 0 | 0 | 0 | 0 | 0 | 0 | 0 | 0
PG&E GBA | Valley Springs | 60 | Battery |  |  | 0 | 0 | 0 | 0 | 0 | 0 | 0 | 0 | 0 | 0 | 0 | 0 | 0 | 0 | 0 | 0 | 0 | 0 | 0 | 0 | 0 | 0 | 0 | 0 | 0 | 0 | 0 | 0
EOP | Valley Switch | 138 | Battery |  |  | 0 | 0 | 0 | 0 | 0 | 0 | 0 | 0 | 0 | 0 | 0 | 0 | 0 | 0 | 0 | 0 | 0 | 0 | 0 | 0 | 0 | 0 | 0 | 0 | 0 | 0 | 0 | 0
EOP | Valley Switch | 230 | Battery |  |  | 0 | 0 | 0 | 0 | 0 | 0 | 0 | 0 | 0 | 0 | 0 | 0 | 0 | 0 | 0 | 0 | 0 | 0 | 0 | 0 | 0 | 0 | 0 | 0 | 0 | 0 | 0 | 0
PG&E GBA | Vasco | 230 | Battery |  |  | 0 | 0 | 0 | 0 | 0 | 0 | 0 | 0 | 0 | 0 | 0 | 0 | 0 | 0 | 0 | 0 | 0 | 0 | 0 | 0 | 0 | 0 | 0 | 0 | 0 | 0 | 0 | 0
PG&E GBA | Vasona | 230 | Battery |  |  | 0 | 0 | 0 | 0 | 0 | 0 | 0 | 0 | 0 | 0 | 0 | 0 | 0 | 0 | 0 | 0 | 0 | 0 | 0 | 0 | 0 | 0 | 0 | 0 | 0 | 0 | 0 | 0
SCE Northern | Vestal | 230 | Battery |  |  | 1 | 180 | 0 | 180 | 50 | 0 | 50 | 0 | 0 | 0 | 50 | 0 | 50 | 0 | 0 | 0 | 0 | 0 | 0 | 0 | 0 | 0 | 230 | 0 | 230 | 230 | 0 | 230
SCE Northern | Vestal | 66 | Battery |  |  | 1 | 80 | 0 | 80 | 0 | 0 | 0 | 0 | 0 | 0 | 0 | 0 | 0 | 0 | 0 | 0 | 0 | 0 | 0 | 0 | 0 | 0 | 80 | 0 | 80 | 80 | 0 | 80
SCE NOL | Victor | 115 | Battery |  |  | 0 | 0 | 0 | 0 | 0 | 0 | 0 | 0 | 0 | 0 | 0 | 0 | 0 | 0 | 0 | 0 | 0 | 0 | 0 | 0 | 0 | 0 | 0 | 0 | 0 | 0 | 0 | 0
SCE NOL | Victor | 230 | Battery |  |  | 1 | 0 | 0 | 0 | 0 | 0 | 0 | 0 | 0 | 0 | 0 | 0 | 0 | 53.5 | 0 | 53.5 | 0 | 0 | 0 | 53.5 | 0 | 53.5 | 53.5 | 0 | 53.5 | 53.5 | 0 | 53.5
SCE Metro | Viejo | 230 | Battery |  |  | 0 | 0 | 0 | 0 | 0 | 0 | 0 | 0 | 0 | 0 | 0 | 0 | 0 | 0 | 0 | 0 | 0 | 0 | 0 | 0 | 0 | 0 | 0 | 0 | 0 | 0 | 0 | 0
PG&E GBA | Vierra | 115 | Battery |  |  | 1 | 0 | 0 | 0 | 92 | 0 | 92 | 0 | 0 | 0 | 92 | 0 | 92 | 0 | 0 | 0 | 0 | 0 | 0 | 0 | 0 | 0 | 92 | 0 | 92 | 92 | 0 | 92
SCE Metro | Villa Park | 230 | Battery |  |  | 1 | 0 | 0 | 0 | 0 | 0 | 0 | 0 | 0 | 0 | 0 | 0 | 0 | 0 | 305.5 | 305.5 | 0 | 0 | 0 | 0 | 305.5 | 305.5 | 0 | 305.5 | 305.5 | 0 | 305.5 | 305.5
SCE Northern | Vincent | 230 | Battery |  |  | 1 | 340 | 0 | 340 | 59 | 0 | 59 | 0 | 0 | 0 | 59 | 0 | 59 | 0 | 0 | 0 | 0 | 0 | 0 | 0 | 0 | 0 | 399 | 0 | 399 | 399 | 0 | 399
SCE Northern | Vincent | 500 | Battery |  |  | 0 | 0 | 0 | 0 | 0 | 0 | 0 | 0 | 0 | 0 | 0 | 0 | 0 | 0 | 0 | 0 | 0 | 0 | 0 | 0 | 0 | 0 | 0 | 0 | 0 | 0 | 0 | 0
PG&E GBA | Vineyard | 230 | Battery |  |  | 0 | 0 | 0 | 0 | 0 | 0 | 0 | 0 | 0 | 0 | 0 | 0 | 0 | 0 | 0 | 0 | 0 | 0 | 0 | 0 | 0 | 0 | 0 | 0 | 0 | 0 | 0 | 0
SDGE | Vineyard | 69 | Battery |  |  | 0 | 0 | 0 | 0 | 0 | 0 | 0 | 0 | 0 | 0 | 0 | 0 | 0 | 0 | 0 | 0 | 0 | 0 | 0 | 0 | 0 | 0 | 0 | 0 | 0 | 0 | 0 | 0
SCE Eastern | Vista (SCE) | 230 | Battery |  |  | 0 | 0 | 0 | 0 | 0 | 0 | 0 | 0 | 0 | 0 | 0 | 0 | 0 | 0 | 0 | 0 | 0 | 0 | 0 | 0 | 0 | 0 | 0 | 0 | 0 | 0 | 0 | 0
EOP | Vista (VEA) | 138 | Battery |  |  | 0 | 0 | 0 | 0 | 0 | 0 | 0 | 0 | 0 | 0 | 0 | 0 | 0 | 0 | 0 | 0 | 0 | 0 | 0 | 0 | 0 | 0 | 0 | 0 | 0 | 0 | 0 | 0
EOP | Vista (VEA) | 230 | Battery |  |  | 0 | 0 | 0 | 0 | 0 | 0 | 0 | 0 | 0 | 0 | 0 | 0 | 0 | 0 | 0 | 0 | 0 | 0 | 0 | 0 | 0 | 0 | 0 | 0 | 0 | 0 | 0 | 0
PG&E FRESNO | Wahtoke | 115 | Battery |  |  | 0 | 0 | 0 | 0 | 0 | 0 | 0 | 0 | 0 | 0 | 0 | 0 | 0 | 0 | 0 | 0 | 0 | 0 | 0 | 0 | 0 | 0 | 0 | 0 | 0 | 0 | 0 | 0
SCE Northern | Wakefield | 66 | Battery |  |  | 1 | 30 | 0 | 30 | 30 | 0 | 30 | 0 | 0 | 0 | 30 | 0 | 30 | 0 | 0 | 0 | 0 | 0 | 0 | 0 | 0 | 0 | 60 | 0 | 60 | 60 | 0 | 60
SCE Metro | Walnut | 230 | Battery |  |  | 1 | 0 | 0 | 0 | 400 | 0 | 400 | 0 | 0 | 0 | 400 | 0 | 400 | 0 | 0 | 0 | 0 | 0 | 0 | 0 | 0 | 0 | 400 | 0 | 400 | 400 | 0 | 400
SCE Northern | Warne | 230 | Battery |  |  | 0 | 0 | 0 | 0 | 0 | 0 | 0 | 0 | 0 | 0 | 0 | 0 | 0 | 0 | 0 | 0 | 0 | 0 | 0 | 0 | 0 | 0 | 0 | 0 | 0 | 0 | 0 | 0
PG&E GBA | Warnerville | 230 | Battery |  |  | 0 | 0 | 0 | 0 | 0 | 0 | 0 | 0 | 0 | 0 | 0 | 0 | 0 | 0 | 0 | 0 | 0 | 0 | 0 | 0 | 0 | 0 | 0 | 0 | 0 | 0 | 0 | 0
PG&E FRESNO | Waukena | 115 | Battery |  |  | 0 | 0 | 0 | 0 | 0 | 0 | 0 | 0 | 0 | 0 | 0 | 0 | 0 | 0 | 0 | 0 | 0 | 0 | 0 | 0 | 0 | 0 | 0 | 0 | 0 | 0 | 0 | 0
PG&E GBA | Weber | 230 | Battery |  |  | 0 | 0 | 0 | 0 | 0 | 0 | 0 | 0 | 0 | 0 | 0 | 0 | 0 | 0 | 0 | 0 | 0 | 0 | 0 | 0 | 0 | 0 | 0 | 0 | 0 | 0 | 0 | 0
PG&E GBA | Weber | 60 | Battery |  |  | 1 | 0 | 0 | 0 | 20 | 0 | 20 | 0 | 0 | 0 | 20 | 0 | 20 | 0 | 0 | 0 | 0 | 0 | 0 | 0 | 0 | 0 | 20 | 0 | 20 | 20 | 0 | 20
PG&E FRESNO | West Fresno | 115 | Battery |  |  | 0 | 0 | 0 | 0 | 0 | 0 | 0 | 0 | 0 | 0 | 0 | 0 | 0 | 0 | 0 | 0 | 0 | 0 | 0 | 0 | 0 | 0 | 0 | 0 | 0 | 0 | 0 | 0
PG&E FRESNO | Westley | 230 | Battery |  |  | 0 | 0 | 0 | 0 | 0 | 0 | 0 | 0 | 0 | 0 | 0 | 0 | 0 | 0 | 0 | 0 | 0 | 0 | 0 | 0 | 0 | 0 | 0 | 0 | 0 | 0 | 0 | 0
PG&E KERN | Westpark | 115 | Battery |  |  | 0 | 0 | 0 | 0 | 0 | 0 | 0 | 0 | 0 | 0 | 0 | 0 | 0 | 0 | 0 | 0 | 0 | 0 | 0 | 0 | 0 | 0 | 0 | 0 | 0 | 0 | 0 | 0
PG&E KERN | Wheeler Ridge | 230 | Battery |  |  | 1 | 0 | 0 | 0 | 0 | 0 | 0 | 0 | 0 | 0 | 0 | 0 | 0 | 0 | 235 | 235 | 0 | 0 | 0 | 0 | 235 | 235 | 0 | 235 | 235 | 0 | 235 | 235
PG&E KERN | Wheeler Ridge | 115 | Battery |  |  | 0 | 0 | 0 | 0 | 0 | 0 | 0 | 0 | 0 | 0 | 0 | 0 | 0 | 0 | 0 | 0 | 0 | 0 | 0 | 0 | 0 | 0 | 0 | 0 | 0 | 0 | 0 | 0
PG&E KERN | Wheeler Ridge | 70 | Battery |  |  | 1 | 0 | 0 | 0 | 92 | 0 | 92 | 0 | 0 | 0 | 92 | 0 | 92 | 0 | 0 | 0 | 0 | 0 | 0 | 0 | 0 | 0 | 92 | 0 | 92 | 92 | 0 | 92
SCE Northern | Whirlwind | 230 | Battery |  |  | 1 | 235 | 0 | 235 | 550 | 523 | 1073 | 0 | 0 | 0 | 550 | 523 | 1073 | 0 | 0 | 0 | 0 | 0 | 0 | 0 | 0 | 0 | 785 | 523 | 1308 | 785 | 523 | 1308
SCE Northern | Whirlwind | 500 | Battery |  |  | 0 | 0 | 0 | 0 | 0 | 0 | 0 | 0 | 0 | 0 | 0 | 0 | 0 | 0 | 0 | 0 | 0 | 0 | 0 | 0 | 0 | 0 | 0 | 0 | 0 | 0 | 0 | 0
PG&E GBA | Whisman | 115 | Battery |  |  | 0 | 0 | 0 | 0 | 0 | 0 | 0 | 0 | 0 | 0 | 0 | 0 | 0 | 0 | 0 | 0 | 0 | 0 | 0 | 0 | 0 | 0 | 0 | 0 | 0 | 0 | 0 | 0
SCE Eastern | Wildlife | 230 | Battery |  |  | 0 | 0 | 0 | 0 | 0 | 0 | 0 | 0 | 0 | 0 | 0 | 0 | 0 | 0 | 0 | 0 | 0 | 0 | 0 | 0 | 0 | 0 | 0 | 0 | 0 | 0 | 0 | 0
PG&E FRESNO | Wilson | 115 | Battery |  |  | 0 | 0 | 0 | 0 | 0 | 0 | 0 | 0 | 0 | 0 | 0 | 0 | 0 | 0 | 0 | 0 | 0 | 0 | 0 | 0 | 0 | 0 | 0 | 0 | 0 | 0 | 0 | 0
PG&E FRESNO | Wilson | 230 | Battery |  |  | 0 | 0 | 0 | 0 | 0 | 0 | 0 | 0 | 0 | 0 | 0 | 0 | 0 | 0 | 0 | 0 | 0 | 0 | 0 | 0 | 0 | 0 | 0 | 0 | 0 | 0 | 0 | 0
SCE Northern | Windhub | 230 | Battery |  |  | 1 | 547 | 0 | 547 | 500 | 0 | 500 | 0 | 0 | 0 | 500 | 0 | 500 | 0 | 0 | 0 | 0 | 0 | 0 | 0 | 0 | 0 | 1047 | 0 | 1047 | 1047 | 0 | 1047
SCE Northern | Windhub | 500 | Battery |  |  | 1 | 0 | 0 | 0 | 15 | 0 | 15 | 0 | 0 | 0 | 15 | 0 | 15 | 0 | 0 | 0 | 0 | 0 | 0 | 0 | 0 | 0 | 15 | 0 | 15 | 15 | 0 | 15
PG&E GBA | Windmaster | 230 | Battery |  |  | 0 | 0 | 0 | 0 | 0 | 0 | 0 | 0 | 0 | 0 | 0 | 0 | 0 | 0 | 0 | 0 | 0 | 0 | 0 | 0 | 0 | 0 | 0 | 0 | 0 | 0 | 0 | 0
PG&E NGBA | Windsor | 60 | Battery |  |  | 0 | 0 | 0 | 0 | 0 | 0 | 0 | 0 | 0 | 0 | 0 | 0 | 0 | 0 | 0 | 0 | 0 | 0 | 0 | 0 | 0 | 0 | 0 | 0 | 0 | 0 | 0 | 0
PG&E NGBA | Woodland | 115 | Battery |  |  | 0 | 0 | 0 | 0 | 0 | 0 | 0 | 0 | 0 | 0 | 0 | 0 | 0 | 0 | 0 | 0 | 0 | 0 | 0 | 0 | 0 | 0 | 0 | 0 | 0 | 0 | 0 | 0
PG&E FRESNO | Woodward | 115 | Battery |  |  | 0 | 0 | 0 | 0 | 0 | 0 | 0 | 0 | 0 | 0 | 0 | 0 | 0 | 0 | 0 | 0 | 0 | 0 | 0 | 0 | 0 | 0 | 0 | 0 | 0 | 0 | 0 | 0
PG&E NGBA | Wyandotte | 115 | Battery |  |  | 0 | 0 | 0 | 0 | 0 | 0 | 0 | 0 | 0 | 0 | 0 | 0 | 0 | 0 | 0 | 0 | 0 | 0 | 0 | 0 | 0 | 0 | 0 | 0 | 0 | 0 | 0 | 0
PG&E KERN | 7th Standard | 115 | LDES |  |  | 0 | 0 |  | 0 | 0 |  | 0 | 0 |  | 0 | 0 | 0 | 0 | 0 |  | 0 | 0 | 0 | 0 | 0 |  | 0 | 0 | 0 | 0 | 0 | 0 | 0
SCE Metro | Alamitos | 230 | LDES |  |  | 0 | 0 |  | 0 | 0 |  | 0 | 0 |  | 0 | 0 | 0 | 0 | 0 |  | 0 | 0 | 0 | 0 | 0 |  | 0 | 0 | 0 | 0 | 0 | 0 | 0
SCE Eastern | Alberhill | 115 | LDES |  |  | 1 | 0 |  | 0 | 0 |  | 0 | 0 |  | 0 | 0 | 0 | 0 | 50 |  | 50 | 0 | 0 | 0 | 50 |  | 50 | 50 | 0 | 50 | 50 | 0 | 50
SCE Eastern | Alberhill | 500 | LDES |  |  | 0 | 0 |  | 0 | 0 |  | 0 | 0 |  | 0 | 0 | 0 | 0 | 0 |  | 0 | 0 | 0 | 0 | 0 |  | 0 | 0 | 0 | 0 | 0 | 0 | 0
PG&E GBA | Alhambra | 115 | LDES |  |  | 0 | 0 |  | 0 | 0 |  | 0 | 0 |  | 0 | 0 | 0 | 0 | 0 |  | 0 | 0 | 0 | 0 | 0 |  | 0 | 0 | 0 | 0 | 0 | 0 | 0
PG&E FRESNO | Alpaugh | 115 | LDES |  |  | 0 | 0 |  | 0 | 0 |  | 0 | 0 |  | 0 | 0 | 0 | 0 | 0 |  | 0 | 0 | 0 | 0 | 0 |  | 0 | 0 | 0 | 0 | 0 | 0 | 0
SDGE | Alpine | 69 | LDES |  |  | 0 | 0 |  | 0 | 0 |  | 0 | 0 |  | 0 | 0 | 0 | 0 | 0 |  | 0 | 0 | 0 | 0 | 0 |  | 0 | 0 | 0 | 0 | 0 | 0 | 0
PG&E GBA | Altamont Midway (Sandhill) | 230 | LDES |  |  | 0 | 0 |  | 0 | 0 |  | 0 | 0 |  | 0 | 0 | 0 | 0 | 0 |  | 0 | 0 | 0 | 0 | 0 |  | 0 | 0 | 0 | 0 | 0 | 0 | 0
SCE Northern | Antelope | 66 | LDES |  |  | 0 | 0 |  | 0 | 0 |  | 0 | 0 |  | 0 | 0 | 0 | 0 | 0 |  | 0 | 0 | 0 | 0 | 0 |  | 0 | 0 | 0 | 0 | 0 | 0 | 0
SCE Northern | Antelope | 230 | LDES |  |  | 0 | 0 |  | 0 | 0 |  | 0 | 0 |  | 0 | 0 | 0 | 0 | 0 |  | 0 | 0 | 0 | 0 | 0 |  | 0 | 0 | 0 | 0 | 0 | 0 | 0
SCE Northern | Antelope | 500 | LDES |  |  | 0 | 0 |  | 0 | 0 |  | 0 | 0 |  | 0 | 0 | 0 | 0 | 0 |  | 0 | 0 | 0 | 0 | 0 |  | 0 | 0 | 0 | 0 | 0 | 0 | 0
PG&E NGBA | Arcata | 60 | LDES |  |  | 0 | 0 |  | 0 | 0 |  | 0 | 0 |  | 0 | 0 | 0 | 0 | 0 |  | 0 | 0 | 0 | 0 | 0 |  | 0 | 0 | 0 | 0 | 0 | 0 | 0
PG&E KERN | Arco | 230 | LDES |  |  | 0 | 0 |  | 0 | 0 |  | 0 | 0 |  | 0 | 0 | 0 | 0 | 0 |  | 0 | 0 | 0 | 0 | 0 |  | 0 | 0 | 0 | 0 | 0 | 0 | 0
PG&E KERN | Arco | 70 | LDES |  |  | 0 | 0 |  | 0 | 0 |  | 0 | 0 |  | 0 | 0 | 0 | 0 | 0 |  | 0 | 0 | 0 | 0 | 0 |  | 0 | 0 | 0 | 0 | 0 | 0 | 0
SCE Metro | ArcoGen | 230 | LDES |  |  | 0 | 0 |  | 0 | 0 |  | 0 | 0 |  | 0 | 0 | 0 | 0 | 0 |  | 0 | 0 | 0 | 0 | 0 |  | 0 | 0 | 0 | 0 | 0 | 0 | 0
SDGE | Artesian | 230 | LDES |  |  | 0 | 0 |  | 0 | 0 |  | 0 | 0 |  | 0 | 0 | 0 | 0 | 0 |  | 0 | 0 | 0 | 0 | 0 |  | 0 | 0 | 0 | 0 | 0 | 0 | 0
SDGE | Artesian | 69 | LDES |  |  | 0 | 0 |  | 0 | 0 |  | 0 | 0 |  | 0 | 0 | 0 | 0 | 0 |  | 0 | 0 | 0 | 0 | 0 |  | 0 | 0 | 0 | 0 | 0 | 0 | 0
PG&E FRESNO | Ashlan | 230 | LDES |  |  | 0 | 0 |  | 0 | 0 |  | 0 | 0 |  | 0 | 0 | 0 | 0 | 0 |  | 0 | 0 | 0 | 0 | 0 |  | 0 | 0 | 0 | 0 | 0 | 0 | 0
PG&E NGBA | Atlantic | 115 | LDES |  |  | 0 | 0 |  | 0 | 0 |  | 0 | 0 |  | 0 | 0 | 0 | 0 | 0 |  | 0 | 0 | 0 | 0 | 0 |  | 0 | 0 | 0 | 0 | 0 | 0 | 0
PG&E NGBA | Atlantic | 230 | LDES |  |  | 0 | 0 |  | 0 | 0 |  | 0 | 0 |  | 0 | 0 | 0 | 0 | 0 |  | 0 | 0 | 0 | 0 | 0 |  | 0 | 0 | 0 | 0 | 0 | 0 | 0
PG&E NGBA | Atlantic | 60 | LDES |  |  | 0 | 0 |  | 0 | 0 |  | 0 | 0 |  | 0 | 0 | 0 | 0 | 0 |  | 0 | 0 | 0 | 0 | 0 |  | 0 | 0 | 0 | 0 | 0 | 0 | 0
PG&E FRESNO | Atwater | 115 | LDES |  |  | 0 | 0 |  | 0 | 0 |  | 0 | 0 |  | 0 | 0 | 0 | 0 | 0 |  | 0 | 0 | 0 | 0 | 0 |  | 0 | 0 | 0 | 0 | 0 | 0 | 0
PG&E GBA | Avena | 115 | LDES |  |  | 0 | 0 |  | 0 | 0 |  | 0 | 0 |  | 0 | 0 | 0 | 0 | 0 |  | 0 | 0 | 0 | 0 | 0 |  | 0 | 0 | 0 | 0 | 0 | 0 | 0
SDGE | Avocado | 69 | LDES |  |  | 0 | 0 |  | 0 | 0 |  | 0 | 0 |  | 0 | 0 | 0 | 0 | 0 |  | 0 | 0 | 0 | 0 | 0 |  | 0 | 0 | 0 | 0 | 0 | 0 | 0
PG&E NGBA | Bahia | 230 | LDES |  |  | 0 | 0 |  | 0 | 0 |  | 0 | 0 |  | 0 | 0 | 0 | 0 | 0 |  | 0 | 0 | 0 | 0 | 0 |  | 0 | 0 | 0 | 0 | 0 | 0 | 0
SCE Northern | Bailey | 230 | LDES |  |  | 0 | 0 |  | 0 | 0 |  | 0 | 0 |  | 0 | 0 | 0 | 0 | 0 |  | 0 | 0 | 0 | 0 | 0 |  | 0 | 0 | 0 | 0 | 0 | 0 | 0
SCE NOL | Baker | 115 | LDES |  |  | 0 | 0 |  | 0 | 0 |  | 0 | 0 |  | 0 | 0 | 0 | 0 | 0 |  | 0 | 0 | 0 | 0 | 0 |  | 0 | 0 | 0 | 0 | 0 | 0 | 0
PG&E KERN | Bakersfield | 230 | LDES |  |  | 0 | 0 |  | 0 | 0 |  | 0 | 0 |  | 0 | 0 | 0 | 0 | 0 |  | 0 | 0 | 0 | 0 | 0 |  | 0 | 0 | 0 | 0 | 0 | 0 | 0
PG&E FRESNO | Balch | 230 | LDES |  |  | 0 | 0 |  | 0 | 0 |  | 0 | 0 |  | 0 | 0 | 0 | 0 | 0 |  | 0 | 0 | 0 | 0 | 0 |  | 0 | 0 | 0 | 0 | 0 | 0 | 0
SCE Eastern | Bannister | 230 | LDES |  |  | 0 | 0 |  | 0 | 0 |  | 0 | 0 |  | 0 | 0 | 0 | 0 | 0 |  | 0 | 0 | 0 | 0 | 0 |  | 0 | 0 | 0 | 0 | 0 | 0 | 0
SCE Metro | Barre | 230 | LDES |  |  | 0 | 0 |  | 0 | 0 |  | 0 | 0 |  | 0 | 0 | 0 | 0 | 0 |  | 0 | 0 | 0 | 0 | 0 |  | 0 | 0 | 0 | 0 | 0 | 0 | 0
SDGE | Bay Boulevard | 69 | LDES |  |  | 0 | 0 |  | 0 | 0 |  | 0 | 0 |  | 0 | 0 | 0 | 0 | 0 |  | 0 | 0 | 0 | 0 | 0 |  | 0 | 0 | 0 | 0 | 0 | 0 | 0
SDGE | Bay Boulevard | 230 | LDES |  |  | 0 | 0 |  | 0 | 0 |  | 0 | 0 |  | 0 | 0 | 0 | 0 | 0 |  | 0 | 0 | 0 | 0 | 0 |  | 0 | 0 | 0 | 0 | 0 | 0 | 0
EOP | Beatty | 138 | LDES |  |  | 0 | 0 |  | 0 | 0 |  | 0 | 0 |  | 0 | 0 | 0 | 0 | 0 |  | 0 | 0 | 0 | 0 | 0 |  | 0 | 0 | 0 | 0 | 0 | 0 | 0
EOP | Beatty | 230 | LDES |  |  | 0 | 0 |  | 0 | 0 |  | 0 | 0 |  | 0 | 0 | 0 | 0 | 0 |  | 0 | 0 | 0 | 0 | 0 |  | 0 | 0 | 0 | 0 | 0 | 0 | 0
PG&E NGBA | Belden | 230 | LDES |  |  | 0 | 0 |  | 0 | 0 |  | 0 | 0 |  | 0 | 0 | 0 | 0 | 0 |  | 0 | 0 | 0 | 0 | 0 |  | 0 | 0 | 0 | 0 | 0 | 0 | 0
PG&E NGBA | Bell | 115 | LDES |  |  | 0 | 0 |  | 0 | 0 |  | 0 | 0 |  | 0 | 0 | 0 | 0 | 0 |  | 0 | 0 | 0 | 0 | 0 |  | 0 | 0 | 0 | 0 | 0 | 0 | 0
PG&E NGBA | Bellevue | 115 | LDES |  |  | 0 | 0 |  | 0 | 0 |  | 0 | 0 |  | 0 | 0 | 0 | 0 | 0 |  | 0 | 0 | 0 | 0 | 0 |  | 0 | 0 | 0 | 0 | 0 | 0 | 0
PG&E GBA | Bellota | 115 | LDES |  |  | 0 | 0 |  | 0 | 0 |  | 0 | 0 |  | 0 | 0 | 0 | 0 | 0 |  | 0 | 0 | 0 | 0 | 0 |  | 0 | 0 | 0 | 0 | 0 | 0 | 0
PG&E GBA | Bellota | 230 | LDES |  | Mapped as PSH | 0 | 0 |  | 0 | 0 |  | 0 | 0 |  | 0 | 0 | 0 | 0 | 0 |  | 0 | 0 | 0 | 0 | 0 |  | 0 | 0 | 0 | 0 | 0 | 0 | 0
SCE Northern | Big Creek | 230 | LDES |  |  | 1 | 0 |  | 0 | 0 |  | 0 | 0 |  | 0 | 0 | 0 | 0 | 100 |  | 100 | 0 | 0 | 0 | 100 |  | 100 | 100 | 0 | 100 | 100 | 0 | 100
PG&E FRESNO | Biola | 70 | LDES |  |  | 0 | 0 |  | 0 | 0 |  | 0 | 0 |  | 0 | 0 | 0 | 0 | 0 |  | 0 | 0 | 0 | 0 | 0 |  | 0 | 0 | 0 | 0 | 0 | 0 | 0
PG&E GBA | Birds Landing | 230 | LDES |  |  | 0 | 0 |  | 0 | 0 |  | 0 | 0 |  | 0 | 0 | 0 | 0 | 0 |  | 0 | 0 | 0 | 0 | 0 |  | 0 | 0 | 0 | 0 | 0 | 0 | 0
SCE Northern | Bliss | 66 | LDES |  |  | 0 | 0 |  | 0 | 0 |  | 0 | 0 |  | 0 | 0 | 0 | 0 | 0 |  | 0 | 0 | 0 | 0 | 0 |  | 0 | 0 | 0 | 0 | 0 | 0 | 0
SCE Eastern | Blythe | 161 | LDES |  |  | 0 | 0 |  | 0 | 0 |  | 0 | 0 |  | 0 | 0 | 0 | 0 | 0 |  | 0 | 0 | 0 | 0 | 0 |  | 0 | 0 | 0 | 0 | 0 | 0 | 0
PG&E NGBA | Bogue | 115 | LDES |  |  | 0 | 0 |  | 0 | 0 |  | 0 | 0 |  | 0 | 0 | 0 | 0 | 0 |  | 0 | 0 | 0 | 0 | 0 |  | 0 | 0 | 0 | 0 | 0 | 0 | 0
PG&E FRESNO | Borden | 230 | LDES |  |  | 0 | 0 |  | 0 | 0 |  | 0 | 0 |  | 0 | 0 | 0 | 0 | 0 |  | 0 | 0 | 0 | 0 | 0 |  | 0 | 0 | 0 | 0 | 0 | 0 | 0
PG&E FRESNO | Borden | 70 | LDES |  |  | 0 | 0 |  | 0 | 0 |  | 0 | 0 |  | 0 | 0 | 0 | 0 | 0 |  | 0 | 0 | 0 | 0 | 0 |  | 0 | 0 | 0 | 0 | 0 | 0 | 0
SDGE | Boulevard East | 138 | LDES |  |  | 0 | 0 |  | 0 | 0 |  | 0 | 0 |  | 0 | 0 | 0 | 0 | 0 |  | 0 | 0 | 0 | 0 | 0 |  | 0 | 0 | 0 | 0 | 0 | 0 | 0
SDGE | Boulevard East | 69 | LDES |  |  | 0 | 0 |  | 0 | 0 |  | 0 | 0 |  | 0 | 0 | 0 | 0 | 0 |  | 0 | 0 | 0 | 0 | 0 |  | 0 | 0 | 0 | 0 | 0 | 0 | 0
PG&E GBA | Brentwood | 230 | LDES |  |  | 0 | 0 |  | 0 | 0 |  | 0 | 0 |  | 0 | 0 | 0 | 0 | 0 |  | 0 | 0 | 0 | 0 | 0 |  | 0 | 0 | 0 | 0 | 0 | 0 | 0
PG&E NGBA | Bridgeville | 115 | LDES |  |  | 0 | 0 |  | 0 | 0 |  | 0 | 0 |  | 0 | 0 | 0 | 0 | 0 |  | 0 | 0 | 0 | 0 | 0 |  | 0 | 0 | 0 | 0 | 0 | 0 | 0
PG&E NGBA | Brighton | 115 | LDES |  |  | 0 | 0 |  | 0 | 0 |  | 0 | 0 |  | 0 | 0 | 0 | 0 | 0 |  | 0 | 0 | 0 | 0 | 0 |  | 0 | 0 | 0 | 0 | 0 | 0 | 0
PG&E NGBA | Brighton | 230 | LDES |  |  | 0 | 0 |  | 0 | 0 |  | 0 | 0 |  | 0 | 0 | 0 | 0 | 0 |  | 0 | 0 | 0 | 0 | 0 |  | 0 | 0 | 0 | 0 | 0 | 0 | 0
PG&E NGBA | Brunswick | 115 | LDES |  |  | 0 | 0 |  | 0 | 0 |  | 0 | 0 |  | 0 | 0 | 0 | 0 | 0 |  | 0 | 0 | 0 | 0 | 0 |  | 0 | 0 | 0 | 0 | 0 | 0 | 0
PG&E NGBA | Bucks Creek | 230 | LDES |  |  | 0 | 0 |  | 0 | 0 |  | 0 | 0 |  | 0 | 0 | 0 | 0 | 0 |  | 0 | 0 | 0 | 0 | 0 |  | 0 | 0 | 0 | 0 | 0 | 0 | 0
PG&E KERN | Buena Vista | 230 | LDES |  |  | 0 | 0 |  | 0 | 0 |  | 0 | 0 |  | 0 | 0 | 0 | 0 | 0 |  | 0 | 0 | 0 | 0 | 0 |  | 0 | 0 | 0 | 0 | 0 | 0 | 0
PG&E FRESNO | Bullard | 115 | LDES |  |  | 0 | 0 |  | 0 | 0 |  | 0 | 0 |  | 0 | 0 | 0 | 0 | 0 |  | 0 | 0 | 0 | 0 | 0 |  | 0 | 0 | 0 | 0 | 0 | 0 | 0
PG&E GBA | Burlingame | 115 | LDES |  |  | 0 | 0 |  | 0 | 0 |  | 0 | 0 |  | 0 | 0 | 0 | 0 | 0 |  | 0 | 0 | 0 | 0 | 0 |  | 0 | 0 | 0 | 0 | 0 | 0 | 0
PG&E NGBA | Burney Forest | 230 | LDES |  |  | 0 | 0 |  | 0 | 0 |  | 0 | 0 |  | 0 | 0 | 0 | 0 | 0 |  | 0 | 0 | 0 | 0 | 0 |  | 0 | 0 | 0 | 0 | 0 | 0 | 0
PG&E NGBA | Butte | 115 | LDES |  |  | 0 | 0 |  | 0 | 0 |  | 0 | 0 |  | 0 | 0 | 0 | 0 | 0 |  | 0 | 0 | 0 | 0 | 0 |  | 0 | 0 | 0 | 0 | 0 | 0 | 0
PG&E KERN | Cabrillo | 115 | LDES |  |  | 0 | 0 |  | 0 | 0 |  | 0 | 0 |  | 0 | 0 | 0 | 0 | 0 |  | 0 | 0 | 0 | 0 | 0 |  | 0 | 0 | 0 | 0 | 0 | 0 | 0
PG&E FRESNO | Cal Flats | 230 | LDES |  |  | 0 | 0 |  | 0 | 0 |  | 0 | 0 |  | 0 | 0 | 0 | 0 | 0 |  | 0 | 0 | 0 | 0 | 0 |  | 0 | 0 | 0 | 0 | 0 | 0 | 0
SCE NOL | Calcite | 230 | LDES |  |  | 0 | 0 |  | 0 | 0 |  | 0 | 0 |  | 0 | 0 | 0 | 0 | 0 |  | 0 | 0 | 0 | 0 | 0 |  | 0 | 0 | 0 | 0 | 0 | 0 | 0
PG&E KERN | Caliente | 230 | LDES |  |  | 1 | 0 |  | 0 | 0 |  | 0 | 0 |  | 0 | 0 | 0 | 0 | 200 |  | 200 | 0 | 0 | 0 | 200 |  | 200 | 200 | 0 | 200 | 200 | 0 | 200
PG&E FRESNO | California Ave | 115 | LDES |  |  | 0 | 0 |  | 0 | 0 |  | 0 | 0 |  | 0 | 0 | 0 | 0 | 0 |  | 0 | 0 | 0 | 0 | 0 |  | 0 | 0 | 0 | 0 | 0 | 0 | 0
PG&E KERN | Callender | 115 | LDES |  |  | 0 | 0 |  | 0 | 0 |  | 0 | 0 |  | 0 | 0 | 0 | 0 | 0 |  | 0 | 0 | 0 | 0 | 0 |  | 0 | 0 | 0 | 0 | 0 | 0 | 0
PG&E NGBA | Calpella | 115 | LDES |  |  | 0 | 0 |  | 0 | 0 |  | 0 | 0 |  | 0 | 0 | 0 | 0 | 0 |  | 0 | 0 | 0 | 0 | 0 |  | 0 | 0 | 0 | 0 | 0 | 0 | 0
PG&E GBA | Camanche | 230 | LDES |  |  | 0 | 0 |  | 0 | 0 |  | 0 | 0 |  | 0 | 0 | 0 | 0 | 0 |  | 0 | 0 | 0 | 0 | 0 |  | 0 | 0 | 0 | 0 | 0 | 0 | 0
SDGE | Cameron | 69 | LDES |  |  | 0 | 0 |  | 0 | 0 |  | 0 | 0 |  | 0 | 0 | 0 | 0 | 0 |  | 0 | 0 | 0 | 0 | 0 |  | 0 | 0 | 0 | 0 | 0 | 0 | 0
SDGE | Cannon | 69 | LDES |  |  | 0 | 0 |  | 0 | 0 |  | 0 | 0 |  | 0 | 0 | 0 | 0 | 0 |  | 0 | 0 | 0 | 0 | 0 |  | 0 | 0 | 0 | 0 | 0 | 0 | 0
PG&E FRESNO | Cantua | 115 | LDES |  |  | 0 | 0 |  | 0 | 0 |  | 0 | 0 |  | 0 | 0 | 0 | 0 | 0 |  | 0 | 0 | 0 | 0 | 0 |  | 0 | 0 | 0 | 0 | 0 | 0 | 0
SDGE | Capistrano | 138 | LDES |  |  | 0 | 0 |  | 0 | 0 |  | 0 | 0 |  | 0 | 0 | 0 | 0 | 0 |  | 0 | 0 | 0 | 0 | 0 |  | 0 | 0 | 0 | 0 | 0 | 0 | 0
SDGE | Capistrano | 230 | LDES |  |  | 0 | 0 |  | 0 | 0 |  | 0 | 0 |  | 0 | 0 | 0 | 0 | 0 |  | 0 | 0 | 0 | 0 | 0 |  | 0 | 0 | 0 | 0 | 0 | 0 | 0
PG&E NGBA | Carberry | 230 | LDES |  |  | 0 | 0 |  | 0 | 0 |  | 0 | 0 |  | 0 | 0 | 0 | 0 | 0 |  | 0 | 0 | 0 | 0 | 0 |  | 0 | 0 | 0 | 0 | 0 | 0 | 0
SCE Eastern | Cardiff | 66 | LDES |  |  | 0 | 0 |  | 0 | 0 |  | 0 | 0 |  | 0 | 0 | 0 | 0 | 0 |  | 0 | 0 | 0 | 0 | 0 |  | 0 | 0 | 0 | 0 | 0 | 0 | 0
PG&E NGBA | Caribou | 60 | LDES |  |  | 0 | 0 |  | 0 | 0 |  | 0 | 0 |  | 0 | 0 | 0 | 0 | 0 |  | 0 | 0 | 0 | 0 | 0 |  | 0 | 0 | 0 | 0 | 0 | 0 | 0
PG&E NGBA | Caribou | 115 | LDES |  |  | 0 | 0 |  | 0 | 0 |  | 0 | 0 |  | 0 | 0 | 0 | 0 | 0 |  | 0 | 0 | 0 | 0 | 0 |  | 0 | 0 | 0 | 0 | 0 | 0 | 0
PG&E NGBA | Caribou | 230 | LDES |  |  | 0 | 0 |  | 0 | 0 |  | 0 | 0 |  | 0 | 0 | 0 | 0 | 0 |  | 0 | 0 | 0 | 0 | 0 |  | 0 | 0 | 0 | 0 | 0 | 0 | 0
EOP | Carpenter Canyon (fka Gamebird) | 138 | LDES |  |  | 0 | 0 |  | 0 | 0 |  | 0 | 0 |  | 0 | 0 | 0 | 0 | 0 |  | 0 | 0 | 0 | 0 | 0 |  | 0 | 0 | 0 | 0 | 0 | 0 | 0
EOP | Carpenter Canyon (fka Gamebird) | 230 | LDES |  |  | 0 | 0 |  | 0 | 0 |  | 0 | 0 |  | 0 | 0 | 0 | 0 | 0 |  | 0 | 0 | 0 | 0 | 0 |  | 0 | 0 | 0 | 0 | 0 | 0 | 0
PG&E NGBA | Carquinez | 115 | LDES |  |  | 0 | 0 |  | 0 | 0 |  | 0 | 0 |  | 0 | 0 | 0 | 0 | 0 |  | 0 | 0 | 0 | 0 | 0 |  | 0 | 0 | 0 | 0 | 0 | 0 | 0
SDGE | Carrizo Gorge | 138 | LDES |  |  | 0 | 0 |  | 0 | 0 |  | 0 | 0 |  | 0 | 0 | 0 | 0 | 0 |  | 0 | 0 | 0 | 0 | 0 |  | 0 | 0 | 0 | 0 | 0 | 0 | 0
PG&E KERN | Carrizo Plains | 115 | LDES |  |  | 1 | 0 |  | 0 | 0 |  | 0 | 0 |  | 0 | 0 | 0 | 0 | 100 |  | 100 | 0 | 0 | 0 | 100 |  | 100 | 100 | 0 | 100 | 100 | 0 | 100
PG&E KERN | Casaloma | 230 | LDES |  |  | 0 | 0 |  | 0 | 0 |  | 0 | 0 |  | 0 | 0 | 0 | 0 | 0 |  | 0 | 0 | 0 | 0 | 0 |  | 0 | 0 | 0 | 0 | 0 | 0 | 0
PG&E GBA | Castro Valley | 230 | LDES |  |  | 0 | 0 |  | 0 | 0 |  | 0 | 0 |  | 0 | 0 | 0 | 0 | 0 |  | 0 | 0 | 0 | 0 | 0 |  | 0 | 0 | 0 | 0 | 0 | 0 | 0
PG&E GBA | Cayetano | 230 | LDES |  |  | 0 | 0 |  | 0 | 0 |  | 0 | 0 |  | 0 | 0 | 0 | 0 | 0 |  | 0 | 0 | 0 | 0 | 0 |  | 0 | 0 | 0 | 0 | 0 | 0 | 0
SCE Metro | Center | 230 | LDES |  |  | 0 | 0 |  | 0 | 0 |  | 0 | 0 |  | 0 | 0 | 0 | 0 | 0 |  | 0 | 0 | 0 | 0 | 0 |  | 0 | 0 | 0 | 0 | 0 | 0 | 0
PG&E KERN | Charca | 115 | LDES |  |  | 0 | 0 |  | 0 | 0 |  | 0 | 0 |  | 0 | 0 | 0 | 0 | 0 |  | 0 | 0 | 0 | 0 | 0 |  | 0 | 0 | 0 | 0 | 0 | 0 | 0
EOP | Charleston | 138 | LDES |  |  | 0 | 0 |  | 0 | 0 |  | 0 | 0 |  | 0 | 0 | 0 | 0 | 0 |  | 0 | 0 | 0 | 0 | 0 |  | 0 | 0 | 0 | 0 | 0 | 0 | 0
SCE Metro | Chevmain | 230 | LDES |  |  | 0 | 0 |  | 0 | 0 |  | 0 | 0 |  | 0 | 0 | 0 | 0 | 0 |  | 0 | 0 | 0 | 0 | 0 |  | 0 | 0 | 0 | 0 | 0 | 0 | 0
SDGE | Chicarita | 138 | LDES |  |  | 0 | 0 |  | 0 | 0 |  | 0 | 0 |  | 0 | 0 | 0 | 0 | 0 |  | 0 | 0 | 0 | 0 | 0 |  | 0 | 0 | 0 | 0 | 0 | 0 | 0
SCE Metro | Chino | 230 | LDES |  |  | 0 | 0 |  | 0 | 0 |  | 0 | 0 |  | 0 | 0 | 0 | 0 | 0 |  | 0 | 0 | 0 | 0 | 0 |  | 0 | 0 | 0 | 0 | 0 | 0 | 0
PG&E FRESNO | Chowchilla | 115 | LDES |  |  | 0 | 0 |  | 0 | 0 |  | 0 | 0 |  | 0 | 0 | 0 | 0 | 0 |  | 0 | 0 | 0 | 0 | 0 |  | 0 | 0 | 0 | 0 | 0 | 0 | 0
PG&E GBA | Christie | 60 | LDES |  |  | 0 | 0 |  | 0 | 0 |  | 0 | 0 |  | 0 | 0 | 0 | 0 | 0 |  | 0 | 0 | 0 | 0 | 0 |  | 0 | 0 | 0 | 0 | 0 | 0 | 0
PG&E GBA | Christie | 115 | LDES |  |  | 0 | 0 |  | 0 | 0 |  | 0 | 0 |  | 0 | 0 | 0 | 0 | 0 |  | 0 | 0 | 0 | 0 | 0 |  | 0 | 0 | 0 | 0 | 0 | 0 | 0
SCE Eastern | Cielo Azul | 500 | LDES |  |  | 0 | 0 |  | 0 | 0 |  | 0 | 0 |  | 0 | 0 | 0 | 0 | 0 |  | 0 | 0 | 0 | 0 | 0 |  | 0 | 0 | 0 | 0 | 0 | 0 | 0
PG&E GBA | Clay | 60 | LDES |  |  | 0 | 0 |  | 0 | 0 |  | 0 | 0 |  | 0 | 0 | 0 | 0 | 0 |  | 0 | 0 | 0 | 0 | 0 |  | 0 | 0 | 0 | 0 | 0 | 0 | 0
PG&E GBA | Clayton | 115 | LDES |  |  | 0 | 0 |  | 0 | 0 |  | 0 | 0 |  | 0 | 0 | 0 | 0 | 0 |  | 0 | 0 | 0 | 0 | 0 |  | 0 | 0 | 0 | 0 | 0 | 0 | 0
PG&E NGBA | Cloverdale | 115 | LDES |  |  | 0 | 0 |  | 0 | 0 |  | 0 | 0 |  | 0 | 0 | 0 | 0 | 0 |  | 0 | 0 | 0 | 0 | 0 |  | 0 | 0 | 0 | 0 | 0 | 0 | 0
PG&E FRESNO | Clovis | 115 | LDES |  |  | 0 | 0 |  | 0 | 0 |  | 0 | 0 |  | 0 | 0 | 0 | 0 | 0 |  | 0 | 0 | 0 | 0 | 0 |  | 0 | 0 | 0 | 0 | 0 | 0 | 0
PG&E GBA | Coburn | 230 | LDES |  |  | 0 | 0 |  | 0 | 0 |  | 0 | 0 |  | 0 | 0 | 0 | 0 | 0 |  | 0 | 0 | 0 | 0 | 0 |  | 0 | 0 | 0 | 0 | 0 | 0 | 0
PG&E GBA | Coburn | 60 | LDES |  |  | 0 | 0 |  | 0 | 0 |  | 0 | 0 |  | 0 | 0 | 0 | 0 | 0 |  | 0 | 0 | 0 | 0 | 0 |  | 0 | 0 | 0 | 0 | 0 | 0 | 0
PG&E NGBA | Colgate | 230 | LDES |  |  | 0 | 0 |  | 0 | 0 |  | 0 | 0 |  | 0 | 0 | 0 | 0 | 0 |  | 0 | 0 | 0 | 0 | 0 |  | 0 | 0 | 0 | 0 | 0 | 0 | 0
PG&E GBA | Collierville | 230 | LDES |  |  | 0 | 0 |  | 0 | 0 |  | 0 | 0 |  | 0 | 0 | 0 | 0 | 0 |  | 0 | 0 | 0 | 0 | 0 |  | 0 | 0 | 0 | 0 | 0 | 0 | 0
PG&E GBA | Collinsville | 230 | LDES |  |  | 0 | 0 |  | 0 | 0 |  | 0 | 0 |  | 0 | 0 | 0 | 0 | 0 |  | 0 | 0 | 0 | 0 | 0 |  | 0 | 0 | 0 | 0 | 0 | 0 | 0
PG&E GBA | Collinsville | 500 | LDES |  |  | 0 | 0 |  | 0 | 0 |  | 0 | 0 |  | 0 | 0 | 0 | 0 | 0 |  | 0 | 0 | 0 | 0 | 0 |  | 0 | 0 | 0 | 0 | 0 | 0 | 0
SCE Eastern | Colorado River | 230 | LDES |  |  | 0 | 0 |  | 0 | 0 |  | 0 | 0 |  | 0 | 0 | 0 | 0 | 0 |  | 0 | 0 | 0 | 0 | 0 |  | 0 | 0 | 0 | 0 | 0 | 0 | 0
SCE Eastern | Colorado River | 500 | LDES |  |  | 0 | 0 |  | 0 | 0 |  | 0 | 0 |  | 0 | 0 | 0 | 0 | 0 |  | 0 | 0 | 0 | 0 | 0 |  | 0 | 0 | 0 | 0 | 0 | 0 | 0
PG&E KERN | Columbus | 115 | LDES |  |  | 0 | 0 |  | 0 | 0 |  | 0 | 0 |  | 0 | 0 | 0 | 0 | 0 |  | 0 | 0 | 0 | 0 | 0 |  | 0 | 0 | 0 | 0 | 0 | 0 | 0
PG&E GBA | Contra Costa | 115 | LDES |  |  | 0 | 0 |  | 0 | 0 |  | 0 | 0 |  | 0 | 0 | 0 | 0 | 0 |  | 0 | 0 | 0 | 0 | 0 |  | 0 | 0 | 0 | 0 | 0 | 0 | 0
PG&E GBA | Contra Costa | 230 | LDES |  |  | 0 | 0 |  | 0 | 0 |  | 0 | 0 |  | 0 | 0 | 0 | 0 | 0 |  | 0 | 0 | 0 | 0 | 0 |  | 0 | 0 | 0 | 0 | 0 | 0 | 0
PG&E GBA | Contra Costa PP | 230 | LDES |  |  | 0 | 0 |  | 0 | 0 |  | 0 | 0 |  | 0 | 0 | 0 | 0 | 0 |  | 0 | 0 | 0 | 0 | 0 |  | 0 | 0 | 0 | 0 | 0 | 0 | 0
SCE NOL | Control | 115 | LDES |  |  | 0 | 0 |  | 0 | 0 |  | 0 | 0 |  | 0 | 0 | 0 | 0 | 0 |  | 0 | 0 | 0 | 0 | 0 |  | 0 | 0 | 0 | 0 | 0 | 0 | 0
SCE NOL | Control | 55 | LDES |  |  | 0 | 0 |  | 0 | 0 |  | 0 | 0 |  | 0 | 0 | 0 | 0 | 0 |  | 0 | 0 | 0 | 0 | 0 |  | 0 | 0 | 0 | 0 | 0 | 0 | 0
PG&E GBA | Cooley Landing | 115 | LDES |  |  | 0 | 0 |  | 0 | 0 |  | 0 | 0 |  | 0 | 0 | 0 | 0 | 0 |  | 0 | 0 | 0 | 0 | 0 |  | 0 | 0 | 0 | 0 | 0 | 0 | 0
PG&E GBA | Cooley Landing | 60 | LDES |  |  | 0 | 0 |  | 0 | 0 |  | 0 | 0 |  | 0 | 0 | 0 | 0 | 0 |  | 0 | 0 | 0 | 0 | 0 |  | 0 | 0 | 0 | 0 | 0 | 0 | 0
SCE NOL | Coolwater | 230 | LDES |  |  | 0 | 0 |  | 0 | 0 |  | 0 | 0 |  | 0 | 0 | 0 | 0 | 0 |  | 0 | 0 | 0 | 0 | 0 |  | 0 | 0 | 0 | 0 | 0 | 0 | 0
SCE NOL | Coolwater | 115 | LDES |  |  | 0 | 0 |  | 0 | 0 |  | 0 | 0 |  | 0 | 0 | 0 | 0 | 0 |  | 0 | 0 | 0 | 0 | 0 |  | 0 | 0 | 0 | 0 | 0 | 0 | 0
PG&E KERN | Copus | 70 | LDES |  |  | 0 | 0 |  | 0 | 0 |  | 0 | 0 |  | 0 | 0 | 0 | 0 | 0 |  | 0 | 0 | 0 | 0 | 0 |  | 0 | 0 | 0 | 0 | 0 | 0 | 0
PG&E FRESNO | Corcoran | 70 | LDES |  |  | 0 | 0 |  | 0 | 0 |  | 0 | 0 |  | 0 | 0 | 0 | 0 | 0 |  | 0 | 0 | 0 | 0 | 0 |  | 0 | 0 | 0 | 0 | 0 | 0 | 0
PG&E FRESNO | Corcoran | 115 | LDES |  |  | 0 | 0 |  | 0 | 0 |  | 0 | 0 |  | 0 | 0 | 0 | 0 | 0 |  | 0 | 0 | 0 | 0 | 0 |  | 0 | 0 | 0 | 0 | 0 | 0 | 0
PG&E NGBA | Corona | 115 | LDES |  |  | 0 | 0 |  | 0 | 0 |  | 0 | 0 |  | 0 | 0 | 0 | 0 | 0 |  | 0 | 0 | 0 | 0 | 0 |  | 0 | 0 | 0 | 0 | 0 | 0 | 0
PG&E NGBA | Cortina | 230 | LDES |  |  | 0 | 0 |  | 0 | 0 |  | 0 | 0 |  | 0 | 0 | 0 | 0 | 0 |  | 0 | 0 | 0 | 0 | 0 |  | 0 | 0 | 0 | 0 | 0 | 0 | 0
PG&E NGBA | Cortina | 115 | LDES |  |  | 0 | 0 |  | 0 | 0 |  | 0 | 0 |  | 0 | 0 | 0 | 0 | 0 |  | 0 | 0 | 0 | 0 | 0 |  | 0 | 0 | 0 | 0 | 0 | 0 | 0
PG&E GBA | Cottle | 230 | LDES |  |  | 0 | 0 |  | 0 | 0 |  | 0 | 0 |  | 0 | 0 | 0 | 0 | 0 |  | 0 | 0 | 0 | 0 | 0 |  | 0 | 0 | 0 | 0 | 0 | 0 | 0
PG&E NGBA | Cottonwood | 115 | LDES |  |  | 0 | 0 |  | 0 | 0 |  | 0 | 0 |  | 0 | 0 | 0 | 0 | 0 |  | 0 | 0 | 0 | 0 | 0 |  | 0 | 0 | 0 | 0 | 0 | 0 | 0
PG&E NGBA | Cottonwood | 230 | LDES |  |  | 0 | 0 |  | 0 | 0 |  | 0 | 0 |  | 0 | 0 | 0 | 0 | 0 |  | 0 | 0 | 0 | 0 | 0 |  | 0 | 0 | 0 | 0 | 0 | 0 | 0
PG&E NGBA | Cottonwood | 60 | LDES |  |  | 0 | 0 |  | 0 | 0 |  | 0 | 0 |  | 0 | 0 | 0 | 0 | 0 |  | 0 | 0 | 0 | 0 | 0 |  | 0 | 0 | 0 | 0 | 0 | 0 | 0
PG&E NGBA | Cove Road | 230 | LDES |  |  | 0 | 0 |  | 0 | 0 |  | 0 | 0 |  | 0 | 0 | 0 | 0 | 0 |  | 0 | 0 | 0 | 0 | 0 |  | 0 | 0 | 0 | 0 | 0 | 0 | 0
PG&E GBA | Coyote | 230 | LDES |  |  | 0 | 0 |  | 0 | 0 |  | 0 | 0 |  | 0 | 0 | 0 | 0 | 0 |  | 0 | 0 | 0 | 0 | 0 |  | 0 | 0 | 0 | 0 | 0 | 0 | 0
PG&E GBA | Crazy Horse Canyon | 115 | LDES |  |  | 0 | 0 |  | 0 | 0 |  | 0 | 0 |  | 0 | 0 | 0 | 0 | 0 |  | 0 | 0 | 0 | 0 | 0 |  | 0 | 0 | 0 | 0 | 0 | 0 | 0
SDGE | Creelman | 69 | LDES |  |  | 0 | 0 |  | 0 | 0 |  | 0 | 0 |  | 0 | 0 | 0 | 0 | 0 |  | 0 | 0 | 0 | 0 | 0 |  | 0 | 0 | 0 | 0 | 0 | 0 | 0
PG&E FRESNO | Crescent | 70 | LDES |  |  | 0 | 0 |  | 0 | 0 |  | 0 | 0 |  | 0 | 0 | 0 | 0 | 0 |  | 0 | 0 | 0 | 0 | 0 |  | 0 | 0 | 0 | 0 | 0 | 0 | 0
PG&E FRESNO | Cressey | 115 | LDES |  |  | 0 | 0 |  | 0 | 0 |  | 0 | 0 |  | 0 | 0 | 0 | 0 | 0 |  | 0 | 0 | 0 | 0 | 0 |  | 0 | 0 | 0 | 0 | 0 | 0 | 0
PG&E NGBA | Cresta | 230 | LDES |  |  | 0 | 0 |  | 0 | 0 |  | 0 | 0 |  | 0 | 0 | 0 | 0 | 0 |  | 0 | 0 | 0 | 0 | 0 |  | 0 | 0 | 0 | 0 | 0 | 0 | 0
SDGE | Crestwood | 69 | LDES |  |  | 0 | 0 |  | 0 | 0 |  | 0 | 0 |  | 0 | 0 | 0 | 0 | 0 |  | 0 | 0 | 0 | 0 | 0 |  | 0 | 0 | 0 | 0 | 0 | 0 | 0
PG&E GBA | Crow Creek | 60 | LDES |  |  | 0 | 0 |  | 0 | 0 |  | 0 | 0 |  | 0 | 0 | 0 | 0 | 0 |  | 0 | 0 | 0 | 0 | 0 |  | 0 | 0 | 0 | 0 | 0 | 0 | 0
PG&E GBA | Crows Landing | 60 | LDES |  |  | 0 | 0 |  | 0 | 0 |  | 0 | 0 |  | 0 | 0 | 0 | 0 | 0 |  | 0 | 0 | 0 | 0 | 0 |  | 0 | 0 | 0 | 0 | 0 | 0 | 0
PG&E GBA | Curtis | 115 | LDES |  |  | 0 | 0 |  | 0 | 0 |  | 0 | 0 |  | 0 | 0 | 0 | 0 | 0 |  | 0 | 0 | 0 | 0 | 0 |  | 0 | 0 | 0 | 0 | 0 | 0 | 0
PG&E FRESNO | Dairyland | 115 | LDES |  |  | 0 | 0 |  | 0 | 0 |  | 0 | 0 |  | 0 | 0 | 0 | 0 | 0 |  | 0 | 0 | 0 | 0 | 0 |  | 0 | 0 | 0 | 0 | 0 | 0 | 0
PG&E NGBA | Davis | 115 | LDES |  |  | 0 | 0 |  | 0 | 0 |  | 0 | 0 |  | 0 | 0 | 0 | 0 | 0 |  | 0 | 0 | 0 | 0 | 0 |  | 0 | 0 | 0 | 0 | 0 | 0 | 0
SCE Metro | Del Amo | 500 | LDES |  |  | 0 | 0 |  | 0 | 0 |  | 0 | 0 |  | 0 | 0 | 0 | 0 | 0 |  | 0 | 0 | 0 | 0 | 0 |  | 0 | 0 | 0 | 0 | 0 | 0 | 0
SCE Metro | Del Amo | 230 | LDES |  |  | 0 | 0 |  | 0 | 0 |  | 0 | 0 |  | 0 | 0 | 0 | 0 | 0 |  | 0 | 0 | 0 | 0 | 0 |  | 0 | 0 | 0 | 0 | 0 | 0 | 0
SCE Eastern | Delaney | 500 | LDES |  |  | 1 | 0 |  | 0 | 0 |  | 0 | 0 |  | 0 | 0 | 0 | 0 | 150 |  | 150 | 0 | 0 | 0 | 150 |  | 150 | 150 | 0 | 150 | 150 | 0 | 150
PG&E NGBA | Delevan | 230 | LDES |  |  | 0 | 0 |  | 0 | 0 |  | 0 | 0 |  | 0 | 0 | 0 | 0 | 0 |  | 0 | 0 | 0 | 0 | 0 |  | 0 | 0 | 0 | 0 | 0 | 0 | 0
PG&E GBA | Delta PP | 230 | LDES |  |  | 0 | 0 |  | 0 | 0 |  | 0 | 0 |  | 0 | 0 | 0 | 0 | 0 |  | 0 | 0 | 0 | 0 | 0 |  | 0 | 0 | 0 | 0 | 0 | 0 | 0
EOP | Desert View | 230 | LDES |  |  | 0 | 0 |  | 0 | 0 |  | 0 | 0 |  | 0 | 0 | 0 | 0 | 0 |  | 0 | 0 | 0 | 0 | 0 |  | 0 | 0 | 0 | 0 | 0 | 0 | 0
SCE Eastern | Devers | 230 | LDES |  |  | 0 | 0 |  | 0 | 0 |  | 0 | 0 |  | 0 | 0 | 0 | 0 | 0 |  | 0 | 0 | 0 | 0 | 0 |  | 0 | 0 | 0 | 0 | 0 | 0 | 0
SCE Eastern | Devers | 500 | LDES |  |  | 0 | 0 |  | 0 | 0 |  | 0 | 0 |  | 0 | 0 | 0 | 0 | 0 |  | 0 | 0 | 0 | 0 | 0 |  | 0 | 0 | 0 | 0 | 0 | 0 | 0
PG&E KERN | Diablo Canyon | 230 | LDES |  |  | 0 | 0 |  | 0 | 0 |  | 0 | 0 |  | 0 | 0 | 0 | 0 | 0 |  | 0 | 0 | 0 | 0 | 0 |  | 0 | 0 | 0 | 0 | 0 | 0 | 0
PG&E KERN | Diablo Canyon | 500 | LDES |  |  | 0 | 0 |  | 0 | 0 |  | 0 | 0 |  | 0 | 0 | 0 | 0 | 0 |  | 0 | 0 | 0 | 0 | 0 |  | 0 | 0 | 0 | 0 | 0 | 0 | 0
PG&E KERN | Divide | 115 | LDES |  |  | 0 | 0 |  | 0 | 0 |  | 0 | 0 |  | 0 | 0 | 0 | 0 | 0 |  | 0 | 0 | 0 | 0 | 0 |  | 0 | 0 | 0 | 0 | 0 | 0 | 0
PG&E GBA | Dixon Landing | 115 | LDES |  |  | 0 | 0 |  | 0 | 0 |  | 0 | 0 |  | 0 | 0 | 0 | 0 | 0 |  | 0 | 0 | 0 | 0 | 0 |  | 0 | 0 | 0 | 0 | 0 | 0 | 0
PG&E FRESNO | Dos Amigos | 230 | LDES |  |  | 0 | 0 |  | 0 | 0 |  | 0 | 0 |  | 0 | 0 | 0 | 0 | 0 |  | 0 | 0 | 0 | 0 | 0 |  | 0 | 0 | 0 | 0 | 0 | 0 | 0
PG&E NGBA | Drum | 115 | LDES |  |  | 0 | 0 |  | 0 | 0 |  | 0 | 0 |  | 0 | 0 | 0 | 0 | 0 |  | 0 | 0 | 0 | 0 | 0 |  | 0 | 0 | 0 | 0 | 0 | 0 | 0
PG&E GBA | Dumbarton | 115 | LDES |  |  | 0 | 0 |  | 0 | 0 |  | 0 | 0 |  | 0 | 0 | 0 | 0 | 0 |  | 0 | 0 | 0 | 0 | 0 |  | 0 | 0 | 0 | 0 | 0 | 0 | 0
SCE NOL | Dunn Siding | 115 | LDES |  |  | 0 | 0 |  | 0 | 0 |  | 0 | 0 |  | 0 | 0 | 0 | 0 | 0 |  | 0 | 0 | 0 | 0 | 0 |  | 0 | 0 | 0 | 0 | 0 | 0 | 0
SCE Eastern | Eagle Mountain | 230 | LDES |  |  | 0 | 0 |  | 0 | 0 |  | 0 | 0 |  | 0 | 0 | 0 | 0 | 0 |  | 0 | 0 | 0 | 0 | 0 |  | 0 | 0 | 0 | 0 | 0 | 0 | 0
PG&E NGBA | Eagle Rock (PGE) | 60 | LDES |  |  | 0 | 0 |  | 0 | 0 |  | 0 | 0 |  | 0 | 0 | 0 | 0 | 0 |  | 0 | 0 | 0 | 0 | 0 |  | 0 | 0 | 0 | 0 | 0 | 0 | 0
PG&E NGBA | Eagle Rock (PGE) | 115 | LDES |  |  | 0 | 0 |  | 0 | 0 |  | 0 | 0 |  | 0 | 0 | 0 | 0 | 0 |  | 0 | 0 | 0 | 0 | 0 |  | 0 | 0 | 0 | 0 | 0 | 0 | 0
SCE Metro | Eagle Rock (SCE) | 230 | LDES |  |  | 0 | 0 |  | 0 | 0 |  | 0 | 0 |  | 0 | 0 | 0 | 0 | 0 |  | 0 | 0 | 0 | 0 | 0 |  | 0 | 0 | 0 | 0 | 0 | 0 | 0
PG&E NGBA | East Marysville | 115 | LDES |  |  | 0 | 0 |  | 0 | 0 |  | 0 | 0 |  | 0 | 0 | 0 | 0 | 0 |  | 0 | 0 | 0 | 0 | 0 |  | 0 | 0 | 0 | 0 | 0 | 0 | 0
PG&E NGBA | East Nicolaus | 115 | LDES |  |  | 0 | 0 |  | 0 | 0 |  | 0 | 0 |  | 0 | 0 | 0 | 0 | 0 |  | 0 | 0 | 0 | 0 | 0 |  | 0 | 0 | 0 | 0 | 0 | 0 | 0
PG&E NGBA | East Nicolaus | 60 | LDES |  |  | 0 | 0 |  | 0 | 0 |  | 0 | 0 |  | 0 | 0 | 0 | 0 | 0 |  | 0 | 0 | 0 | 0 | 0 |  | 0 | 0 | 0 | 0 | 0 | 0 | 0
PG&E GBA | Eastshore | 115 | LDES |  |  | 0 | 0 |  | 0 | 0 |  | 0 | 0 |  | 0 | 0 | 0 | 0 | 0 |  | 0 | 0 | 0 | 0 | 0 |  | 0 | 0 | 0 | 0 | 0 | 0 | 0
PG&E GBA | Eastshore | 230 | LDES |  |  | 0 | 0 |  | 0 | 0 |  | 0 | 0 |  | 0 | 0 | 0 | 0 | 0 |  | 0 | 0 | 0 | 0 | 0 |  | 0 | 0 | 0 | 0 | 0 | 0 | 0
SDGE | ECO | 138 | LDES |  |  | 0 | 0 |  | 0 | 0 |  | 0 | 0 |  | 0 | 0 | 0 | 0 | 0 |  | 0 | 0 | 0 | 0 | 0 |  | 0 | 0 | 0 | 0 | 0 | 0 | 0
SDGE | ECO | 230 | LDES |  |  | 0 | 0 |  | 0 | 0 |  | 0 | 0 |  | 0 | 0 | 0 | 0 | 0 |  | 0 | 0 | 0 | 0 | 0 |  | 0 | 0 | 0 | 0 | 0 | 0 | 0
SDGE | ECO | 500 | LDES |  |  | 0 | 0 |  | 0 | 0 |  | 0 | 0 |  | 0 | 0 | 0 | 0 | 0 |  | 0 | 0 | 0 | 0 | 0 |  | 0 | 0 | 0 | 0 | 0 | 0 | 0
PG&E GBA | Edenvale | 115 | LDES |  |  | 0 | 0 |  | 0 | 0 |  | 0 | 0 |  | 0 | 0 | 0 | 0 | 0 |  | 0 | 0 | 0 | 0 | 0 |  | 0 | 0 | 0 | 0 | 0 | 0 | 0
PG&E GBA | Edes | 115 | LDES |  |  | 0 | 0 |  | 0 | 0 |  | 0 | 0 |  | 0 | 0 | 0 | 0 | 0 |  | 0 | 0 | 0 | 0 | 0 |  | 0 | 0 | 0 | 0 | 0 | 0 | 0
PG&E GBA | Eight Mile | 230 | LDES |  |  | 0 | 0 |  | 0 | 0 |  | 0 | 0 |  | 0 | 0 | 0 | 0 | 0 |  | 0 | 0 | 0 | 0 | 0 |  | 0 | 0 | 0 | 0 | 0 | 0 | 0
SDGE | El Cajon | 69 | LDES |  |  | 0 | 0 |  | 0 | 0 |  | 0 | 0 |  | 0 | 0 | 0 | 0 | 0 |  | 0 | 0 | 0 | 0 | 0 |  | 0 | 0 | 0 | 0 | 0 | 0 | 0
SCE Eastern | El Casco | 230 | LDES |  |  | 0 | 0 |  | 0 | 0 |  | 0 | 0 |  | 0 | 0 | 0 | 0 | 0 |  | 0 | 0 | 0 | 0 | 0 |  | 0 | 0 | 0 | 0 | 0 | 0 | 0
PG&E GBA | El Cerrito G | 115 | LDES |  |  | 0 | 0 |  | 0 | 0 |  | 0 | 0 |  | 0 | 0 | 0 | 0 | 0 |  | 0 | 0 | 0 | 0 | 0 |  | 0 | 0 | 0 | 0 | 0 | 0 | 0
PG&E NGBA | El Dorado PH | 115 | LDES |  |  | 0 | 0 |  | 0 | 0 |  | 0 | 0 |  | 0 | 0 | 0 | 0 | 0 |  | 0 | 0 | 0 | 0 | 0 |  | 0 | 0 | 0 | 0 | 0 | 0 | 0
PG&E FRESNO | El Nido (PGE) | 115 | LDES |  |  | 0 | 0 |  | 0 | 0 |  | 0 | 0 |  | 0 | 0 | 0 | 0 | 0 |  | 0 | 0 | 0 | 0 | 0 |  | 0 | 0 | 0 | 0 | 0 | 0 | 0
SCE Metro | El Nido (SCE) | 230 | LDES |  |  | 0 | 0 |  | 0 | 0 |  | 0 | 0 |  | 0 | 0 | 0 | 0 | 0 |  | 0 | 0 | 0 | 0 | 0 |  | 0 | 0 | 0 | 0 | 0 | 0 | 0
PG&E GBA | El Patio | 115 | LDES |  |  | 0 | 0 |  | 0 | 0 |  | 0 | 0 |  | 0 | 0 | 0 | 0 | 0 |  | 0 | 0 | 0 | 0 | 0 |  | 0 | 0 | 0 | 0 | 0 | 0 | 0
SCE Metro | El Segundo | 230 | LDES |  |  | 0 | 0 |  | 0 | 0 |  | 0 | 0 |  | 0 | 0 | 0 | 0 | 0 |  | 0 | 0 | 0 | 0 | 0 |  | 0 | 0 | 0 | 0 | 0 | 0 | 0
EOP | Eldorado | 230 | LDES |  |  | 0 | 0 |  | 0 | 0 |  | 0 | 0 |  | 0 | 0 | 0 | 0 | 0 |  | 0 | 0 | 0 | 0 | 0 |  | 0 | 0 | 0 | 0 | 0 | 0 | 0
EOP | Eldorado | 500 | LDES |  |  | 1 | 0 |  | 0 | 0 |  | 0 | 0 |  | 0 | 0 | 0 | 0 | 500 |  | 500 | 0 | 0 | 0 | 500 |  | 500 | 500 | 0 | 500 | 500 | 0 | 500
SCE Northern | Elizabeth Lake | 66 | LDES |  |  | 0 | 0 |  | 0 | 0 |  | 0 | 0 |  | 0 | 0 | 0 | 0 | 0 |  | 0 | 0 | 0 | 0 | 0 |  | 0 | 0 | 0 | 0 | 0 | 0 | 0
PG&E KERN | Elk Hills | 230 | LDES |  |  | 0 | 0 |  | 0 | 0 |  | 0 | 0 |  | 0 | 0 | 0 | 0 | 0 |  | 0 | 0 | 0 | 0 | 0 |  | 0 | 0 | 0 | 0 | 0 | 0 | 0
SDGE | Elliot | 69 | LDES |  |  | 0 | 0 |  | 0 | 0 |  | 0 | 0 |  | 0 | 0 | 0 | 0 | 0 |  | 0 | 0 | 0 | 0 | 0 |  | 0 | 0 | 0 | 0 | 0 | 0 | 0
SCE Metro | Ellis | 230 | LDES |  |  | 0 | 0 |  | 0 | 0 |  | 0 | 0 |  | 0 | 0 | 0 | 0 | 0 |  | 0 | 0 | 0 | 0 | 0 |  | 0 | 0 | 0 | 0 | 0 | 0 | 0
SDGE | Encina | 138 | LDES |  |  | 0 | 0 |  | 0 | 0 |  | 0 | 0 |  | 0 | 0 | 0 | 0 | 0 |  | 0 | 0 | 0 | 0 | 0 |  | 0 | 0 | 0 | 0 | 0 | 0 | 0
SDGE | Encina | 230 | LDES |  |  | 0 | 0 |  | 0 | 0 |  | 0 | 0 |  | 0 | 0 | 0 | 0 | 0 |  | 0 | 0 | 0 | 0 | 0 |  | 0 | 0 | 0 | 0 | 0 | 0 | 0
SDGE | Escondido | 230 | LDES |  |  | 0 | 0 |  | 0 | 0 |  | 0 | 0 |  | 0 | 0 | 0 | 0 | 0 |  | 0 | 0 | 0 | 0 | 0 |  | 0 | 0 | 0 | 0 | 0 | 0 | 0
SDGE | Escondido | 69 | LDES |  |  | 0 | 0 |  | 0 | 0 |  | 0 | 0 |  | 0 | 0 | 0 | 0 | 0 |  | 0 | 0 | 0 | 0 | 0 |  | 0 | 0 | 0 | 0 | 0 | 0 | 0
PG&E KERN | Estrella | 230 | LDES |  |  | 0 | 0 |  | 0 | 0 |  | 0 | 0 |  | 0 | 0 | 0 | 0 | 0 |  | 0 | 0 | 0 | 0 | 0 |  | 0 | 0 | 0 | 0 | 0 | 0 | 0
SCE Eastern | Etiwanda | 230 | LDES |  |  | 1 | 0 |  | 0 | 0 |  | 0 | 0 |  | 0 | 0 | 0 | 0 | 550 |  | 550 | 0 | 0 | 0 | 550 |  | 550 | 550 | 0 | 550 | 550 | 0 | 550
PG&E GBA | Evergreen | 115 | LDES |  |  | 0 | 0 |  | 0 | 0 |  | 0 | 0 |  | 0 | 0 | 0 | 0 | 0 |  | 0 | 0 | 0 | 0 | 0 |  | 0 | 0 | 0 | 0 | 0 | 0 | 0
PG&E GBA | Evergreen | 60 | LDES |  |  | 0 | 0 |  | 0 | 0 |  | 0 | 0 |  | 0 | 0 | 0 | 0 | 0 |  | 0 | 0 | 0 | 0 | 0 |  | 0 | 0 | 0 | 0 | 0 | 0 | 0
PG&E FRESNO | Excelsior | 115 | LDES |  |  | 0 | 0 |  | 0 | 0 |  | 0 | 0 |  | 0 | 0 | 0 | 0 | 0 |  | 0 | 0 | 0 | 0 | 0 |  | 0 | 0 | 0 | 0 | 0 | 0 | 0
PG&E FRESNO | Exchequer | 115 | LDES |  |  | 0 | 0 |  | 0 | 0 |  | 0 | 0 |  | 0 | 0 | 0 | 0 | 0 |  | 0 | 0 | 0 | 0 | 0 |  | 0 | 0 | 0 | 0 | 0 | 0 | 0
PG&E KERN | Fairway | 115 | LDES |  |  | 0 | 0 |  | 0 | 0 |  | 0 | 0 |  | 0 | 0 | 0 | 0 | 0 |  | 0 | 0 | 0 | 0 | 0 |  | 0 | 0 | 0 | 0 | 0 | 0 | 0
PG&E KERN | Famoso | 115 | LDES |  |  | 0 | 0 |  | 0 | 0 |  | 0 | 0 |  | 0 | 0 | 0 | 0 | 0 |  | 0 | 0 | 0 | 0 | 0 |  | 0 | 0 | 0 | 0 | 0 | 0 | 0
PG&E NGBA | Fern Road | 500 | LDES |  |  | 0 | 0 |  | 0 | 0 |  | 0 | 0 |  | 0 | 0 | 0 | 0 | 0 |  | 0 | 0 | 0 | 0 | 0 |  | 0 | 0 | 0 | 0 | 0 | 0 | 0
PG&E GBA | Fibreboard (SPI Sonora) | 115 | LDES |  |  | 0 | 0 |  | 0 | 0 |  | 0 | 0 |  | 0 | 0 | 0 | 0 | 0 |  | 0 | 0 | 0 | 0 | 0 |  | 0 | 0 | 0 | 0 | 0 | 0 | 0
PG&E FRESNO | Figarden | 230 | LDES |  |  | 0 | 0 |  | 0 | 0 |  | 0 | 0 |  | 0 | 0 | 0 | 0 | 0 |  | 0 | 0 | 0 | 0 | 0 |  | 0 | 0 | 0 | 0 | 0 | 0 | 0
PG&E FRESNO | Fink | 230 | LDES |  |  | 0 | 0 |  | 0 | 0 |  | 0 | 0 |  | 0 | 0 | 0 | 0 | 0 |  | 0 | 0 | 0 | 0 | 0 |  | 0 | 0 | 0 | 0 | 0 | 0 | 0
PG&E NGBA | Fitch Mountain | 60 | LDES |  |  | 0 | 0 |  | 0 | 0 |  | 0 | 0 |  | 0 | 0 | 0 | 0 | 0 |  | 0 | 0 | 0 | 0 | 0 |  | 0 | 0 | 0 | 0 | 0 | 0 | 0
PG&E GBA | FMC | 115 | LDES |  |  | 0 | 0 |  | 0 | 0 |  | 0 | 0 |  | 0 | 0 | 0 | 0 | 0 |  | 0 | 0 | 0 | 0 | 0 |  | 0 | 0 | 0 | 0 | 0 | 0 | 0
PG&E GBA | Fremont | 115 | LDES |  |  | 0 | 0 |  | 0 | 0 |  | 0 | 0 |  | 0 | 0 | 0 | 0 | 0 |  | 0 | 0 | 0 | 0 | 0 |  | 0 | 0 | 0 | 0 | 0 | 0 | 0
PG&E GBA | French Camp | 60 | LDES |  |  | 0 | 0 |  | 0 | 0 |  | 0 | 0 |  | 0 | 0 | 0 | 0 | 0 |  | 0 | 0 | 0 | 0 | 0 |  | 0 | 0 | 0 | 0 | 0 | 0 | 0
PG&E GBA | Frogtown | 115 | LDES |  |  | 0 | 0 |  | 0 | 0 |  | 0 | 0 |  | 0 | 0 | 0 | 0 | 0 |  | 0 | 0 | 0 | 0 | 0 |  | 0 | 0 | 0 | 0 | 0 | 0 | 0
PG&E NGBA | Fulton | 115 | LDES |  |  | 0 | 0 |  | 0 | 0 |  | 0 | 0 |  | 0 | 0 | 0 | 0 | 0 |  | 0 | 0 | 0 | 0 | 0 |  | 0 | 0 | 0 | 0 | 0 | 0 | 0
PG&E NGBA | Fulton | 230 | LDES |  |  | 0 | 0 |  | 0 | 0 |  | 0 | 0 |  | 0 | 0 | 0 | 0 | 0 |  | 0 | 0 | 0 | 0 | 0 |  | 0 | 0 | 0 | 0 | 0 | 0 | 0
PG&E NGBA | Fulton | 60 | LDES |  |  | 0 | 0 |  | 0 | 0 |  | 0 | 0 |  | 0 | 0 | 0 | 0 | 0 |  | 0 | 0 | 0 | 0 | 0 |  | 0 | 0 | 0 | 0 | 0 | 0 | 0
PG&E KERN | Ganso | 115 | LDES |  |  | 0 | 0 |  | 0 | 0 |  | 0 | 0 |  | 0 | 0 | 0 | 0 | 0 |  | 0 | 0 | 0 | 0 | 0 |  | 0 | 0 | 0 | 0 | 0 | 0 | 0
PG&E FRESNO | Gates | 230 | LDES |  |  | 0 | 0 |  | 0 | 0 |  | 0 | 0 |  | 0 | 0 | 0 | 0 | 0 |  | 0 | 0 | 0 | 0 | 0 |  | 0 | 0 | 0 | 0 | 0 | 0 | 0
PG&E FRESNO | Gates | 500 | LDES |  |  | 0 | 0 |  | 0 | 0 |  | 0 | 0 |  | 0 | 0 | 0 | 0 | 0 |  | 0 | 0 | 0 | 0 | 0 |  | 0 | 0 | 0 | 0 | 0 | 0 | 0
PG&E NGBA | Geysers 12 | 230 | LDES |  |  | 0 | 0 |  | 0 | 0 |  | 0 | 0 |  | 0 | 0 | 0 | 0 | 0 |  | 0 | 0 | 0 | 0 | 0 |  | 0 | 0 | 0 | 0 | 0 | 0 | 0
PG&E NGBA | Geysers 17 | 230 | LDES |  |  | 0 | 0 |  | 0 | 0 |  | 0 | 0 |  | 0 | 0 | 0 | 0 | 0 |  | 0 | 0 | 0 | 0 | 0 |  | 0 | 0 | 0 | 0 | 0 | 0 | 0
PG&E NGBA | Geysers 3 | 115 | LDES |  |  | 0 | 0 |  | 0 | 0 |  | 0 | 0 |  | 0 | 0 | 0 | 0 | 0 |  | 0 | 0 | 0 | 0 | 0 |  | 0 | 0 | 0 | 0 | 0 | 0 | 0
PG&E NGBA | Glenn | 230 | LDES |  |  | 0 | 0 |  | 0 | 0 |  | 0 | 0 |  | 0 | 0 | 0 | 0 | 0 |  | 0 | 0 | 0 | 0 | 0 |  | 0 | 0 | 0 | 0 | 0 | 0 | 0
PG&E NGBA | Glenn | 60 | LDES |  |  | 0 | 0 |  | 0 | 0 |  | 0 | 0 |  | 0 | 0 | 0 | 0 | 0 |  | 0 | 0 | 0 | 0 | 0 |  | 0 | 0 | 0 | 0 | 0 | 0 | 0
PG&E NGBA | Gold Hill | 115 | LDES |  |  | 0 | 0 |  | 0 | 0 |  | 0 | 0 |  | 0 | 0 | 0 | 0 | 0 |  | 0 | 0 | 0 | 0 | 0 |  | 0 | 0 | 0 | 0 | 0 | 0 | 0
PG&E NGBA | Gold Hill | 230 | LDES |  |  | 0 | 0 |  | 0 | 0 |  | 0 | 0 |  | 0 | 0 | 0 | 0 | 0 |  | 0 | 0 | 0 | 0 | 0 |  | 0 | 0 | 0 | 0 | 0 | 0 | 0
SCE Northern | Goleta | 230 | LDES |  |  | 0 | 0 |  | 0 | 0 |  | 0 | 0 |  | 0 | 0 | 0 | 0 | 0 |  | 0 | 0 | 0 | 0 | 0 |  | 0 | 0 | 0 | 0 | 0 | 0 | 0
SCE Metro | Goodrich | 230 | LDES |  |  | 0 | 0 |  | 0 | 0 |  | 0 | 0 |  | 0 | 0 | 0 | 0 | 0 |  | 0 | 0 | 0 | 0 | 0 |  | 0 | 0 | 0 | 0 | 0 | 0 | 0
PG&E KERN | Goose Lake | 115 | LDES |  |  | 0 | 0 |  | 0 | 0 |  | 0 | 0 |  | 0 | 0 | 0 | 0 | 0 |  | 0 | 0 | 0 | 0 | 0 |  | 0 | 0 | 0 | 0 | 0 | 0 | 0
SCE Metro | Gould | 230 | LDES |  |  | 1 | 0 |  | 0 | 0 |  | 0 | 0 |  | 0 | 0 | 0 | 0 | 100 |  | 100 | 0 | 0 | 0 | 100 |  | 100 | 100 | 0 | 100 | 100 | 0 | 100
PG&E NGBA | Grand Island | 115 | LDES |  |  | 0 | 0 |  | 0 | 0 |  | 0 | 0 |  | 0 | 0 | 0 | 0 | 0 |  | 0 | 0 | 0 | 0 | 0 |  | 0 | 0 | 0 | 0 | 0 | 0 | 0
SDGE | Granite | 69 | LDES |  |  | 0 | 0 |  | 0 | 0 |  | 0 | 0 |  | 0 | 0 | 0 | 0 | 0 |  | 0 | 0 | 0 | 0 | 0 |  | 0 | 0 | 0 | 0 | 0 | 0 | 0
PG&E GBA | Grant | 115 | LDES |  |  | 0 | 0 |  | 0 | 0 |  | 0 | 0 |  | 0 | 0 | 0 | 0 | 0 |  | 0 | 0 | 0 | 0 | 0 |  | 0 | 0 | 0 | 0 | 0 | 0 | 0
PG&E GBA | Green Valley | 115 | LDES |  |  | 0 | 0 |  | 0 | 0 |  | 0 | 0 |  | 0 | 0 | 0 | 0 | 0 |  | 0 | 0 | 0 | 0 | 0 |  | 0 | 0 | 0 | 0 | 0 | 0 | 0
PG&E NGBA | Greenleaf 1 | 115 | LDES |  |  | 0 | 0 |  | 0 | 0 |  | 0 | 0 |  | 0 | 0 | 0 | 0 | 0 |  | 0 | 0 | 0 | 0 | 0 |  | 0 | 0 | 0 | 0 | 0 | 0 | 0
PG&E FRESNO | Gregg | 230 | LDES |  | Mapped as PSH | 0 | 0 |  | 0 | 0 |  | 0 | 0 |  | 0 | 0 | 0 | 0 | 0 |  | 0 | 0 | 0 | 0 | 0 |  | 0 | 0 | 0 | 0 | 0 | 0 | 0
PG&E FRESNO | Grimmway-Malaga | 115 | LDES |  |  | 0 | 0 |  | 0 | 0 |  | 0 | 0 |  | 0 | 0 | 0 | 0 | 0 |  | 0 | 0 | 0 | 0 | 0 |  | 0 | 0 | 0 | 0 | 0 | 0 | 0
PG&E NGBA | Grizzly | 230 | LDES |  |  | 0 | 0 |  | 0 | 0 |  | 0 | 0 |  | 0 | 0 | 0 | 0 | 0 |  | 0 | 0 | 0 | 0 | 0 |  | 0 | 0 | 0 | 0 | 0 | 0 | 0
PG&E FRESNO | Guernsey | 70 | LDES |  |  | 0 | 0 |  | 0 | 0 |  | 0 | 0 |  | 0 | 0 | 0 | 0 | 0 |  | 0 | 0 | 0 | 0 | 0 |  | 0 | 0 | 0 | 0 | 0 | 0 | 0
PG&E FRESNO | GWF Hanford | 115 | LDES |  |  | 0 | 0 |  | 0 | 0 |  | 0 | 0 |  | 0 | 0 | 0 | 0 | 0 |  | 0 | 0 | 0 | 0 | 0 |  | 0 | 0 | 0 | 0 | 0 | 0 | 0
PG&E FRESNO | Haas | 230 | LDES |  |  | 0 | 0 |  | 0 | 0 |  | 0 | 0 |  | 0 | 0 | 0 | 0 | 0 |  | 0 | 0 | 0 | 0 | 0 |  | 0 | 0 | 0 | 0 | 0 | 0 | 0
PG&E FRESNO | Hammonds | 115 | LDES |  |  | 0 | 0 |  | 0 | 0 |  | 0 | 0 |  | 0 | 0 | 0 | 0 | 0 |  | 0 | 0 | 0 | 0 | 0 |  | 0 | 0 | 0 | 0 | 0 | 0 | 0
SCE Metro | HarborGen | 230 | LDES |  |  | 0 | 0 |  | 0 | 0 |  | 0 | 0 |  | 0 | 0 | 0 | 0 | 0 |  | 0 | 0 | 0 | 0 | 0 |  | 0 | 0 | 0 | 0 | 0 | 0 | 0
PG&E NGBA | Harris | 60 | LDES |  |  | 0 | 0 |  | 0 | 0 |  | 0 | 0 |  | 0 | 0 | 0 | 0 | 0 |  | 0 | 0 | 0 | 0 | 0 |  | 0 | 0 | 0 | 0 | 0 | 0 | 0
EOP | Harry Allen | 500 | LDES |  |  | 0 | 0 |  | 0 | 0 |  | 0 | 0 |  | 0 | 0 | 0 | 0 | 0 |  | 0 | 0 | 0 | 0 | 0 |  | 0 | 0 | 0 | 0 | 0 | 0 | 0
PG&E NGBA | Hartley | 60 | LDES |  |  | 0 | 0 |  | 0 | 0 |  | 0 | 0 |  | 0 | 0 | 0 | 0 | 0 |  | 0 | 0 | 0 | 0 | 0 |  | 0 | 0 | 0 | 0 | 0 | 0 | 0
SCE NOL | Harvard | 115 | LDES |  |  | 0 | 0 |  | 0 | 0 |  | 0 | 0 |  | 0 | 0 | 0 | 0 | 0 |  | 0 | 0 | 0 | 0 | 0 |  | 0 | 0 | 0 | 0 | 0 | 0 | 0
SDGE | Hassayampa | 500 | LDES |  |  | 0 | 0 |  | 0 | 0 |  | 0 | 0 |  | 0 | 0 | 0 | 0 | 0 |  | 0 | 0 | 0 | 0 | 0 |  | 0 | 0 | 0 | 0 | 0 | 0 | 0
PG&E FRESNO | Helm | 230 | LDES |  |  | 0 | 0 |  | 0 | 0 |  | 0 | 0 |  | 0 | 0 | 0 | 0 | 0 |  | 0 | 0 | 0 | 0 | 0 |  | 0 | 0 | 0 | 0 | 0 | 0 | 0
PG&E FRESNO | Helm | 70 | LDES |  |  | 0 | 0 |  | 0 | 0 |  | 0 | 0 |  | 0 | 0 | 0 | 0 | 0 |  | 0 | 0 | 0 | 0 | 0 |  | 0 | 0 | 0 | 0 | 0 | 0 | 0
PG&E FRESNO | Henrietta | 115 | LDES |  |  | 0 | 0 |  | 0 | 0 |  | 0 | 0 |  | 0 | 0 | 0 | 0 | 0 |  | 0 | 0 | 0 | 0 | 0 |  | 0 | 0 | 0 | 0 | 0 | 0 | 0
PG&E FRESNO | Henrietta | 230 | LDES |  |  | 0 | 0 |  | 0 | 0 |  | 0 | 0 |  | 0 | 0 | 0 | 0 | 0 |  | 0 | 0 | 0 | 0 | 0 |  | 0 | 0 | 0 | 0 | 0 | 0 | 0
PG&E FRESNO | Henrietta | 70 | LDES |  |  | 0 | 0 |  | 0 | 0 |  | 0 | 0 |  | 0 | 0 | 0 | 0 | 0 |  | 0 | 0 | 0 | 0 | 0 |  | 0 | 0 | 0 | 0 | 0 | 0 | 0
PG&E FRESNO | Herndon | 115 | LDES |  |  | 0 | 0 |  | 0 | 0 |  | 0 | 0 |  | 0 | 0 | 0 | 0 | 0 |  | 0 | 0 | 0 | 0 | 0 |  | 0 | 0 | 0 | 0 | 0 | 0 | 0
PG&E FRESNO | Herndon | 230 | LDES |  |  | 0 | 0 |  | 0 | 0 |  | 0 | 0 |  | 0 | 0 | 0 | 0 | 0 |  | 0 | 0 | 0 | 0 | 0 |  | 0 | 0 | 0 | 0 | 0 | 0 | 0
PG&E GBA | Hicks | 230 | LDES |  |  | 0 | 0 |  | 0 | 0 |  | 0 | 0 |  | 0 | 0 | 0 | 0 | 0 |  | 0 | 0 | 0 | 0 | 0 |  | 0 | 0 | 0 | 0 | 0 | 0 | 0
PG&E NGBA | Higgins | 115 | LDES |  |  | 0 | 0 |  | 0 | 0 |  | 0 | 0 |  | 0 | 0 | 0 | 0 | 0 |  | 0 | 0 | 0 | 0 | 0 |  | 0 | 0 | 0 | 0 | 0 | 0 | 0
PG&E NGBA | Hilltop | 345 | LDES |  |  | 0 | 0 |  | 0 | 0 |  | 0 | 0 |  | 0 | 0 | 0 | 0 | 0 |  | 0 | 0 | 0 | 0 | 0 |  | 0 | 0 | 0 | 0 | 0 | 0 | 0
SCE Metro | Hinson | 230 | LDES |  |  | 0 | 0 |  | 0 | 0 |  | 0 | 0 |  | 0 | 0 | 0 | 0 | 0 |  | 0 | 0 | 0 | 0 | 0 |  | 0 | 0 | 0 | 0 | 0 | 0 | 0
PG&E GBA | Hollister | 115 | LDES |  |  | 0 | 0 |  | 0 | 0 |  | 0 | 0 |  | 0 | 0 | 0 | 0 | 0 |  | 0 | 0 | 0 | 0 | 0 |  | 0 | 0 | 0 | 0 | 0 | 0 | 0
PG&E NGBA | Homestake | 115 | LDES |  |  | 0 | 0 |  | 0 | 0 |  | 0 | 0 |  | 0 | 0 | 0 | 0 | 0 |  | 0 | 0 | 0 | 0 | 0 |  | 0 | 0 | 0 | 0 | 0 | 0 | 0
PG&E NGBA | Honcut | 115 | LDES |  |  | 0 | 0 |  | 0 | 0 |  | 0 | 0 |  | 0 | 0 | 0 | 0 | 0 |  | 0 | 0 | 0 | 0 | 0 |  | 0 | 0 | 0 | 0 | 0 | 0 | 0
SDGE | Hoodoo Wash | 500 | LDES |  |  | 0 | 0 |  | 0 | 0 |  | 0 | 0 |  | 0 | 0 | 0 | 0 | 0 |  | 0 | 0 | 0 | 0 | 0 |  | 0 | 0 | 0 | 0 | 0 | 0 | 0
PG&E NGBA | Hopland | 115 | LDES |  |  | 0 | 0 |  | 0 | 0 |  | 0 | 0 |  | 0 | 0 | 0 | 0 | 0 |  | 0 | 0 | 0 | 0 | 0 |  | 0 | 0 | 0 | 0 | 0 | 0 | 0
PG&E NGBA | Hopland | 60 | LDES |  |  | 0 | 0 |  | 0 | 0 |  | 0 | 0 |  | 0 | 0 | 0 | 0 | 0 |  | 0 | 0 | 0 | 0 | 0 |  | 0 | 0 | 0 | 0 | 0 | 0 | 0
PG&E NGBA | Humboldt | 115 | LDES |  |  | 0 | 0 |  | 0 | 0 |  | 0 | 0 |  | 0 | 0 | 0 | 0 | 0 |  | 0 | 0 | 0 | 0 | 0 |  | 0 | 0 | 0 | 0 | 0 | 0 | 0
PG&E NGBA | Humboldt | 60 | LDES |  |  | 0 | 0 |  | 0 | 0 |  | 0 | 0 |  | 0 | 0 | 0 | 0 | 0 |  | 0 | 0 | 0 | 0 | 0 |  | 0 | 0 | 0 | 0 | 0 | 0 | 0
PG&E NGBA | Humboldt | 500 | LDES |  |  | 0 | 0 |  | 0 | 0 |  | 0 | 0 |  | 0 | 0 | 0 | 0 | 0 |  | 0 | 0 | 0 | 0 | 0 |  | 0 | 0 | 0 | 0 | 0 | 0 | 0
SCE Metro | Huntington Beach | 230 | LDES |  |  | 0 | 0 |  | 0 | 0 |  | 0 | 0 |  | 0 | 0 | 0 | 0 | 0 |  | 0 | 0 | 0 | 0 | 0 |  | 0 | 0 | 0 | 0 | 0 | 0 | 0
PG&E NGBA | Ignacio | 115 | LDES |  |  | 0 | 0 |  | 0 | 0 |  | 0 | 0 |  | 0 | 0 | 0 | 0 | 0 |  | 0 | 0 | 0 | 0 | 0 |  | 0 | 0 | 0 | 0 | 0 | 0 | 0
PG&E NGBA | Ignacio | 230 | LDES |  |  | 0 | 0 |  | 0 | 0 |  | 0 | 0 |  | 0 | 0 | 0 | 0 | 0 |  | 0 | 0 | 0 | 0 | 0 |  | 0 | 0 | 0 | 0 | 0 | 0 | 0
PG&E NGBA | Ignacio | 60 | LDES |  |  | 0 | 0 |  | 0 | 0 |  | 0 | 0 |  | 0 | 0 | 0 | 0 | 0 |  | 0 | 0 | 0 | 0 | 0 |  | 0 | 0 | 0 | 0 | 0 | 0 | 0
SDGE | Imperial Beach | 69 | LDES |  |  | 0 | 0 |  | 0 | 0 |  | 0 | 0 |  | 0 | 0 | 0 | 0 | 0 |  | 0 | 0 | 0 | 0 | 0 |  | 0 | 0 | 0 | 0 | 0 | 0 | 0
SDGE | Imperial Valley | 230 | LDES |  |  | 0 | 0 |  | 0 | 0 |  | 0 | 0 |  | 0 | 0 | 0 | 0 | 0 |  | 0 | 0 | 0 | 0 | 0 |  | 0 | 0 | 0 | 0 | 0 | 0 | 0
SDGE | Imperial Valley | 500 | LDES |  |  | 0 | 0 |  | 0 | 0 |  | 0 | 0 |  | 0 | 0 | 0 | 0 | 0 |  | 0 | 0 | 0 | 0 | 0 |  | 0 | 0 | 0 | 0 | 0 | 0 | 0
EOP | Innovation | 138 | LDES |  |  | 0 | 0 |  | 0 | 0 |  | 0 | 0 |  | 0 | 0 | 0 | 0 | 0 |  | 0 | 0 | 0 | 0 | 0 |  | 0 | 0 | 0 | 0 | 0 | 0 | 0
EOP | Innovation | 230 | LDES |  |  | 1 | 0 |  | 0 | 0 |  | 0 | 0 |  | 0 | 0 | 0 | 0 | 200 |  | 200 | 0 | 0 | 0 | 200 |  | 200 | 200 | 0 | 200 | 200 | 0 | 200
SCE NOL | Inyokern | 115 | LDES |  |  | 0 | 0 |  | 0 | 0 |  | 0 | 0 |  | 0 | 0 | 0 | 0 | 0 |  | 0 | 0 | 0 | 0 | 0 |  | 0 | 0 | 0 | 0 | 0 | 0 | 0
EOP | IS Tap | 138 | LDES |  |  | 0 | 0 |  | 0 | 0 |  | 0 | 0 |  | 0 | 0 | 0 | 0 | 0 |  | 0 | 0 | 0 | 0 | 0 |  | 0 | 0 | 0 | 0 | 0 | 0 | 0
EOP | Ivanpah | 115 | LDES |  |  | 0 | 0 |  | 0 | 0 |  | 0 | 0 |  | 0 | 0 | 0 | 0 | 0 |  | 0 | 0 | 0 | 0 | 0 |  | 0 | 0 | 0 | 0 | 0 | 0 | 0
EOP | Ivanpah | 230 | LDES |  |  | 0 | 0 |  | 0 | 0 |  | 0 | 0 |  | 0 | 0 | 0 | 0 | 0 |  | 0 | 0 | 0 | 0 | 0 |  | 0 | 0 | 0 | 0 | 0 | 0 | 0
EOP | Jackass (DOE) | 138 | LDES |  |  | 0 | 0 |  | 0 | 0 |  | 0 | 0 |  | 0 | 0 | 0 | 0 | 0 |  | 0 | 0 | 0 | 0 | 0 |  | 0 | 0 | 0 | 0 | 0 | 0 | 0
PG&E NGBA | James B Black | 230 | LDES |  |  | 0 | 0 |  | 0 | 0 |  | 0 | 0 |  | 0 | 0 | 0 | 0 | 0 |  | 0 | 0 | 0 | 0 | 0 |  | 0 | 0 | 0 | 0 | 0 | 0 | 0
PG&E GBA | Jefferson | 230 | LDES |  |  | 0 | 0 |  | 0 | 0 |  | 0 | 0 |  | 0 | 0 | 0 | 0 | 0 |  | 0 | 0 | 0 | 0 | 0 |  | 0 | 0 | 0 | 0 | 0 | 0 | 0
PG&E NGBA | Jessup | 115 | LDES |  |  | 0 | 0 |  | 0 | 0 |  | 0 | 0 |  | 0 | 0 | 0 | 0 | 0 |  | 0 | 0 | 0 | 0 | 0 |  | 0 | 0 | 0 | 0 | 0 | 0 | 0
SCE Metro | Johanna | 230 | LDES |  |  | 0 | 0 |  | 0 | 0 |  | 0 | 0 |  | 0 | 0 | 0 | 0 | 0 |  | 0 | 0 | 0 | 0 | 0 |  | 0 | 0 | 0 | 0 | 0 | 0 | 0
SCE Eastern | Julian Hinds | 230 | LDES |  |  | 0 | 0 |  | 0 | 0 |  | 0 | 0 |  | 0 | 0 | 0 | 0 | 0 |  | 0 | 0 | 0 | 0 | 0 |  | 0 | 0 | 0 | 0 | 0 | 0 | 0
PG&E GBA | Kasson | 115 | LDES |  |  | 0 | 0 |  | 0 | 0 |  | 0 | 0 |  | 0 | 0 | 0 | 0 | 0 |  | 0 | 0 | 0 | 0 | 0 |  | 0 | 0 | 0 | 0 | 0 | 0 | 0
PG&E GBA | Kasson | 60 | LDES |  |  | 0 | 0 |  | 0 | 0 |  | 0 | 0 |  | 0 | 0 | 0 | 0 | 0 |  | 0 | 0 | 0 | 0 | 0 |  | 0 | 0 | 0 | 0 | 0 | 0 | 0
PG&E FRESNO | Kearney | 230 | LDES |  |  | 0 | 0 |  | 0 | 0 |  | 0 | 0 |  | 0 | 0 | 0 | 0 | 0 |  | 0 | 0 | 0 | 0 | 0 |  | 0 | 0 | 0 | 0 | 0 | 0 | 0
PG&E FRESNO | Kearney | 70 | LDES |  |  | 0 | 0 |  | 0 | 0 |  | 0 | 0 |  | 0 | 0 | 0 | 0 | 0 |  | 0 | 0 | 0 | 0 | 0 |  | 0 | 0 | 0 | 0 | 0 | 0 | 0
PG&E GBA | Kelso | 230 | LDES |  |  | 0 | 0 |  | 0 | 0 |  | 0 | 0 |  | 0 | 0 | 0 | 0 | 0 |  | 0 | 0 | 0 | 0 | 0 |  | 0 | 0 | 0 | 0 | 0 | 0 | 0
PG&E FRESNO | Kerchoff 1 | 115 | LDES |  |  | 0 | 0 |  | 0 | 0 |  | 0 | 0 |  | 0 | 0 | 0 | 0 | 0 |  | 0 | 0 | 0 | 0 | 0 |  | 0 | 0 | 0 | 0 | 0 | 0 | 0
PG&E KERN | Kern Oil | 115 | LDES |  |  | 0 | 0 |  | 0 | 0 |  | 0 | 0 |  | 0 | 0 | 0 | 0 | 0 |  | 0 | 0 | 0 | 0 | 0 |  | 0 | 0 | 0 | 0 | 0 | 0 | 0
PG&E KERN | Kern PP | 115 | LDES |  |  | 0 | 0 |  | 0 | 0 |  | 0 | 0 |  | 0 | 0 | 0 | 0 | 0 |  | 0 | 0 | 0 | 0 | 0 |  | 0 | 0 | 0 | 0 | 0 | 0 | 0
PG&E KERN | Kern PP | 230 | LDES |  |  | 0 | 0 |  | 0 | 0 |  | 0 | 0 |  | 0 | 0 | 0 | 0 | 0 |  | 0 | 0 | 0 | 0 | 0 |  | 0 | 0 | 0 | 0 | 0 | 0 | 0
PG&E KERN | Kern PP | 70 | LDES |  |  | 0 | 0 |  | 0 | 0 |  | 0 | 0 |  | 0 | 0 | 0 | 0 | 0 |  | 0 | 0 | 0 | 0 | 0 |  | 0 | 0 | 0 | 0 | 0 | 0 | 0
PG&E KERN | Kernridge | 115 | LDES |  |  | 0 | 0 |  | 0 | 0 |  | 0 | 0 |  | 0 | 0 | 0 | 0 | 0 |  | 0 | 0 | 0 | 0 | 0 |  | 0 | 0 | 0 | 0 | 0 | 0 | 0
PG&E FRESNO | Kingsburg | 115 | LDES |  |  | 0 | 0 |  | 0 | 0 |  | 0 | 0 |  | 0 | 0 | 0 | 0 | 0 |  | 0 | 0 | 0 | 0 | 0 |  | 0 | 0 | 0 | 0 | 0 | 0 | 0
PG&E GBA | Kirker | 115 | LDES |  |  | 0 | 0 |  | 0 | 0 |  | 0 | 0 |  | 0 | 0 | 0 | 0 | 0 |  | 0 | 0 | 0 | 0 | 0 |  | 0 | 0 | 0 | 0 | 0 | 0 | 0
PG&E NGBA | Knights Landing | 115 | LDES |  |  | 0 | 0 |  | 0 | 0 |  | 0 | 0 |  | 0 | 0 | 0 | 0 | 0 |  | 0 | 0 | 0 | 0 | 0 |  | 0 | 0 | 0 | 0 | 0 | 0 | 0
PG&E NGBA | Konocti | 60 | LDES |  |  | 0 | 0 |  | 0 | 0 |  | 0 | 0 |  | 0 | 0 | 0 | 0 | 0 |  | 0 | 0 | 0 | 0 | 0 |  | 0 | 0 | 0 | 0 | 0 | 0 | 0
SCE NOL | Kramer | 115 | LDES |  |  | 0 | 0 |  | 0 | 0 |  | 0 | 0 |  | 0 | 0 | 0 | 0 | 0 |  | 0 | 0 | 0 | 0 | 0 |  | 0 | 0 | 0 | 0 | 0 | 0 | 0
SCE NOL | Kramer | 230 | LDES |  |  | 0 | 0 |  | 0 | 0 |  | 0 | 0 |  | 0 | 0 | 0 | 0 | 0 |  | 0 | 0 | 0 | 0 | 0 |  | 0 | 0 | 0 | 0 | 0 | 0 | 0
SCE Metro | La Cienega | 230 | LDES |  |  | 0 | 0 |  | 0 | 0 |  | 0 | 0 |  | 0 | 0 | 0 | 0 | 0 |  | 0 | 0 | 0 | 0 | 0 |  | 0 | 0 | 0 | 0 | 0 | 0 | 0
SCE Metro | La Fresa | 230 | LDES |  |  | 0 | 0 |  | 0 | 0 |  | 0 | 0 |  | 0 | 0 | 0 | 0 | 0 |  | 0 | 0 | 0 | 0 | 0 |  | 0 | 0 | 0 | 0 | 0 | 0 | 0
SCE Metro | Laguna Bell | 230 | LDES |  |  | 0 | 0 |  | 0 | 0 |  | 0 | 0 |  | 0 | 0 | 0 | 0 | 0 |  | 0 | 0 | 0 | 0 | 0 |  | 0 | 0 | 0 | 0 | 0 | 0 | 0
PG&E KERN | Lakeview | 70 | LDES |  |  | 0 | 0 |  | 0 | 0 |  | 0 | 0 |  | 0 | 0 | 0 | 0 | 0 |  | 0 | 0 | 0 | 0 | 0 |  | 0 | 0 | 0 | 0 | 0 | 0 | 0
PG&E NGBA | Lakeville | 230 | LDES |  |  | 0 | 0 |  | 0 | 0 |  | 0 | 0 |  | 0 | 0 | 0 | 0 | 0 |  | 0 | 0 | 0 | 0 | 0 |  | 0 | 0 | 0 | 0 | 0 | 0 | 0
PG&E NGBA | Lakeville | 60 | LDES |  |  | 0 | 0 |  | 0 | 0 |  | 0 | 0 |  | 0 | 0 | 0 | 0 | 0 |  | 0 | 0 | 0 | 0 | 0 |  | 0 | 0 | 0 | 0 | 0 | 0 | 0
PG&E NGBA | Lakeville | 115 | LDES |  |  | 0 | 0 |  | 0 | 0 |  | 0 | 0 |  | 0 | 0 | 0 | 0 | 0 |  | 0 | 0 | 0 | 0 | 0 |  | 0 | 0 | 0 | 0 | 0 | 0 | 0
PG&E GBA | Lakewood | 115 | LDES |  |  | 0 | 0 |  | 0 | 0 |  | 0 | 0 |  | 0 | 0 | 0 | 0 | 0 |  | 0 | 0 | 0 | 0 | 0 |  | 0 | 0 | 0 | 0 | 0 | 0 | 0
PG&E NGBA | Lambie | 230 | LDES |  |  | 0 | 0 |  | 0 | 0 |  | 0 | 0 |  | 0 | 0 | 0 | 0 | 0 |  | 0 | 0 | 0 | 0 | 0 |  | 0 | 0 | 0 | 0 | 0 | 0 | 0
PG&E GBA | Lammers | 115 | LDES |  |  | 0 | 0 |  | 0 | 0 |  | 0 | 0 |  | 0 | 0 | 0 | 0 | 0 |  | 0 | 0 | 0 | 0 | 0 |  | 0 | 0 | 0 | 0 | 0 | 0 | 0
PG&E KERN | Lamont | 115 | LDES |  |  | 0 | 0 |  | 0 | 0 |  | 0 | 0 |  | 0 | 0 | 0 | 0 | 0 |  | 0 | 0 | 0 | 0 | 0 |  | 0 | 0 | 0 | 0 | 0 | 0 | 0
PG&E FRESNO | Las Aguilas | 230 | LDES |  |  | 0 | 0 |  | 0 | 0 |  | 0 | 0 |  | 0 | 0 | 0 | 0 | 0 |  | 0 | 0 | 0 | 0 | 0 |  | 0 | 0 | 0 | 0 | 0 | 0 | 0
EOP | Lathrop | 138 | LDES |  |  | 0 | 0 |  | 0 | 0 |  | 0 | 0 |  | 0 | 0 | 0 | 0 | 0 |  | 0 | 0 | 0 | 0 | 0 |  | 0 | 0 | 0 | 0 | 0 | 0 | 0
EOP | Lathrop | 230 | LDES |  |  | 0 | 0 |  | 0 | 0 |  | 0 | 0 |  | 0 | 0 | 0 | 0 | 0 |  | 0 | 0 | 0 | 0 | 0 |  | 0 | 0 | 0 | 0 | 0 | 0 | 0
PG&E FRESNO | Le Grand | 115 | LDES |  |  | 0 | 0 |  | 0 | 0 |  | 0 | 0 |  | 0 | 0 | 0 | 0 | 0 |  | 0 | 0 | 0 | 0 | 0 |  | 0 | 0 | 0 | 0 | 0 | 0 | 0
PG&E FRESNO | Lemoore | 70 | LDES |  |  | 0 | 0 |  | 0 | 0 |  | 0 | 0 |  | 0 | 0 | 0 | 0 | 0 |  | 0 | 0 | 0 | 0 | 0 |  | 0 | 0 | 0 | 0 | 0 | 0 | 0
PG&E KERN | Lerdo | 115 | LDES |  |  | 0 | 0 |  | 0 | 0 |  | 0 | 0 |  | 0 | 0 | 0 | 0 | 0 |  | 0 | 0 | 0 | 0 | 0 |  | 0 | 0 | 0 | 0 | 0 | 0 | 0
SCE Metro | Lewis | 230 | LDES |  |  | 0 | 0 |  | 0 | 0 |  | 0 | 0 |  | 0 | 0 | 0 | 0 | 0 |  | 0 | 0 | 0 | 0 | 0 |  | 0 | 0 | 0 | 0 | 0 | 0 | 0
SCE Metro | Lighthipe | 230 | LDES |  |  | 0 | 0 |  | 0 | 0 |  | 0 | 0 |  | 0 | 0 | 0 | 0 | 0 |  | 0 | 0 | 0 | 0 | 0 |  | 0 | 0 | 0 | 0 | 0 | 0 | 0
SDGE | Lilac | 69 | LDES |  |  | 0 | 0 |  | 0 | 0 |  | 0 | 0 |  | 0 | 0 | 0 | 0 | 0 |  | 0 | 0 | 0 | 0 | 0 |  | 0 | 0 | 0 | 0 | 0 | 0 | 0
PG&E NGBA | Lincoln | 115 | LDES |  |  | 0 | 0 |  | 0 | 0 |  | 0 | 0 |  | 0 | 0 | 0 | 0 | 0 |  | 0 | 0 | 0 | 0 | 0 |  | 0 | 0 | 0 | 0 | 0 | 0 | 0
PG&E KERN | Live Oak | 115 | LDES |  |  | 0 | 0 |  | 0 | 0 |  | 0 | 0 |  | 0 | 0 | 0 | 0 | 0 |  | 0 | 0 | 0 | 0 | 0 |  | 0 | 0 | 0 | 0 | 0 | 0 | 0
PG&E GBA | Llagas | 115 | LDES |  |  | 0 | 0 |  | 0 | 0 |  | 0 | 0 |  | 0 | 0 | 0 | 0 | 0 |  | 0 | 0 | 0 | 0 | 0 |  | 0 | 0 | 0 | 0 | 0 | 0 | 0
PG&E GBA | Lockeford | 115 | LDES |  |  | 0 | 0 |  | 0 | 0 |  | 0 | 0 |  | 0 | 0 | 0 | 0 | 0 |  | 0 | 0 | 0 | 0 | 0 |  | 0 | 0 | 0 | 0 | 0 | 0 | 0
PG&E GBA | Lockeford | 230 | LDES |  |  | 0 | 0 |  | 0 | 0 |  | 0 | 0 |  | 0 | 0 | 0 | 0 | 0 |  | 0 | 0 | 0 | 0 | 0 |  | 0 | 0 | 0 | 0 | 0 | 0 | 0
PG&E GBA | Lockeford | 60 | LDES |  |  | 0 | 0 |  | 0 | 0 |  | 0 | 0 |  | 0 | 0 | 0 | 0 | 0 |  | 0 | 0 | 0 | 0 | 0 |  | 0 | 0 | 0 | 0 | 0 | 0 | 0
PG&E GBA | Lodi | 230 | LDES |  |  | 0 | 0 |  | 0 | 0 |  | 0 | 0 |  | 0 | 0 | 0 | 0 | 0 |  | 0 | 0 | 0 | 0 | 0 |  | 0 | 0 | 0 | 0 | 0 | 0 | 0
PG&E NGBA | Logan Creek | 230 | LDES |  |  | 0 | 0 |  | 0 | 0 |  | 0 | 0 |  | 0 | 0 | 0 | 0 | 0 |  | 0 | 0 | 0 | 0 | 0 |  | 0 | 0 | 0 | 0 | 0 | 0 | 0
PG&E GBA | Lone Tree | 230 | LDES |  |  | 0 | 0 |  | 0 | 0 |  | 0 | 0 |  | 0 | 0 | 0 | 0 | 0 |  | 0 | 0 | 0 | 0 | 0 |  | 0 | 0 | 0 | 0 | 0 | 0 | 0
PG&E FRESNO | Los Banos | 230 | LDES |  |  | 0 | 0 |  | 0 | 0 |  | 0 | 0 |  | 0 | 0 | 0 | 0 | 0 |  | 0 | 0 | 0 | 0 | 0 |  | 0 | 0 | 0 | 0 | 0 | 0 | 0
PG&E FRESNO | Los Banos | 500 | LDES |  |  | 0 | 0 |  | 0 | 0 |  | 0 | 0 |  | 0 | 0 | 0 | 0 | 0 |  | 0 | 0 | 0 | 0 | 0 |  | 0 | 0 | 0 | 0 | 0 | 0 | 0
SDGE | Los Coches | 138 | LDES |  |  | 0 | 0 |  | 0 | 0 |  | 0 | 0 |  | 0 | 0 | 0 | 0 | 0 |  | 0 | 0 | 0 | 0 | 0 |  | 0 | 0 | 0 | 0 | 0 | 0 | 0
SDGE | Los Coches | 69 | LDES |  |  | 0 | 0 |  | 0 | 0 |  | 0 | 0 |  | 0 | 0 | 0 | 0 | 0 |  | 0 | 0 | 0 | 0 | 0 |  | 0 | 0 | 0 | 0 | 0 | 0 | 0
PG&E GBA | Los Esteros | 115 | LDES |  |  | 0 | 0 |  | 0 | 0 |  | 0 | 0 |  | 0 | 0 | 0 | 0 | 0 |  | 0 | 0 | 0 | 0 | 0 |  | 0 | 0 | 0 | 0 | 0 | 0 | 0
PG&E GBA | Los Esteros | 230 | LDES |  |  | 0 | 0 |  | 0 | 0 |  | 0 | 0 |  | 0 | 0 | 0 | 0 | 0 |  | 0 | 0 | 0 | 0 | 0 |  | 0 | 0 | 0 | 0 | 0 | 0 | 0
PG&E GBA | Los Positas | 230 | LDES |  |  | 0 | 0 |  | 0 | 0 |  | 0 | 0 |  | 0 | 0 | 0 | 0 | 0 |  | 0 | 0 | 0 | 0 | 0 |  | 0 | 0 | 0 | 0 | 0 | 0 | 0
PG&E GBA | Los Positas | 60 | LDES |  |  | 0 | 0 |  | 0 | 0 |  | 0 | 0 |  | 0 | 0 | 0 | 0 | 0 |  | 0 | 0 | 0 | 0 | 0 |  | 0 | 0 | 0 | 0 | 0 | 0 | 0
SDGE | Loveland | 69 | LDES |  |  | 0 | 0 |  | 0 | 0 |  | 0 | 0 |  | 0 | 0 | 0 | 0 | 0 |  | 0 | 0 | 0 | 0 | 0 |  | 0 | 0 | 0 | 0 | 0 | 0 | 0
SCE NOL | Lugo | 230 | LDES |  |  | 1 | 0 |  | 0 | 0 |  | 0 | 0 |  | 0 | 0 | 0 | 0 | 286 |  | 286 | 0 | 0 | 0 | 286 |  | 286 | 286 | 0 | 286 | 286 | 0 | 286
SCE Metro | Lugo | 500 | LDES |  |  | 0 | 0 |  | 0 | 0 |  | 0 | 0 |  | 0 | 0 | 0 | 0 | 0 |  | 0 | 0 | 0 | 0 | 0 |  | 0 | 0 | 0 | 0 | 0 | 0 | 0
PG&E FRESNO | Madera | 70 | LDES |  |  | 0 | 0 |  | 0 | 0 |  | 0 | 0 |  | 0 | 0 | 0 | 0 | 0 |  | 0 | 0 | 0 | 0 | 0 |  | 0 | 0 | 0 | 0 | 0 | 0 | 0
PG&E NGBA | Madison | 115 | LDES |  |  | 0 | 0 |  | 0 | 0 |  | 0 | 0 |  | 0 | 0 | 0 | 0 | 0 |  | 0 | 0 | 0 | 0 | 0 |  | 0 | 0 | 0 | 0 | 0 | 0 | 0
PG&E KERN | Magunden | 115 | LDES |  |  | 0 | 0 |  | 0 | 0 |  | 0 | 0 |  | 0 | 0 | 0 | 0 | 0 |  | 0 | 0 | 0 | 0 | 0 |  | 0 | 0 | 0 | 0 | 0 | 0 | 0
SCE Northern | Magunden | 230 | LDES |  |  | 0 | 0 |  | 0 | 0 |  | 0 | 0 |  | 0 | 0 | 0 | 0 | 0 |  | 0 | 0 | 0 | 0 | 0 |  | 0 | 0 | 0 | 0 | 0 | 0 | 0
PG&E FRESNO | Malaga | 115 | LDES |  |  | 0 | 0 |  | 0 | 0 |  | 0 | 0 |  | 0 | 0 | 0 | 0 | 0 |  | 0 | 0 | 0 | 0 | 0 |  | 0 | 0 | 0 | 0 | 0 | 0 | 0
PG&E NGBA | Malin | 500 | LDES |  |  | 0 | 0 |  | 0 | 0 |  | 0 | 0 |  | 0 | 0 | 0 | 0 | 0 |  | 0 | 0 | 0 | 0 | 0 |  | 0 | 0 | 0 | 0 | 0 | 0 | 0
SCE Northern | Mandalay | 230 | LDES |  |  | 0 | 0 |  | 0 | 0 |  | 0 | 0 |  | 0 | 0 | 0 | 0 | 0 |  | 0 | 0 | 0 | 0 | 0 |  | 0 | 0 | 0 | 0 | 0 | 0 | 0
PG&E FRESNO | Manning | 230 | LDES |  |  | 0 | 0 |  | 0 | 0 |  | 0 | 0 |  | 0 | 0 | 0 | 0 | 0 |  | 0 | 0 | 0 | 0 | 0 |  | 0 | 0 | 0 | 0 | 0 | 0 | 0
PG&E FRESNO | Manning | 500 | LDES |  |  | 0 | 0 |  | 0 | 0 |  | 0 | 0 |  | 0 | 0 | 0 | 0 | 0 |  | 0 | 0 | 0 | 0 | 0 |  | 0 | 0 | 0 | 0 | 0 | 0 | 0
PG&E GBA | Manteca | 115 | LDES |  |  | 0 | 0 |  | 0 | 0 |  | 0 | 0 |  | 0 | 0 | 0 | 0 | 0 |  | 0 | 0 | 0 | 0 | 0 |  | 0 | 0 | 0 | 0 | 0 | 0 | 0
SDGE | Margarita | 138 | LDES |  |  | 0 | 0 |  | 0 | 0 |  | 0 | 0 |  | 0 | 0 | 0 | 0 | 0 |  | 0 | 0 | 0 | 0 | 0 |  | 0 | 0 | 0 | 0 | 0 | 0 | 0
PG&E GBA | Martin | 230 | LDES |  |  | 0 | 0 |  | 0 | 0 |  | 0 | 0 |  | 0 | 0 | 0 | 0 | 0 |  | 0 | 0 | 0 | 0 | 0 |  | 0 | 0 | 0 | 0 | 0 | 0 | 0
PG&E GBA | Martin | 115 | LDES |  |  | 0 | 0 |  | 0 | 0 |  | 0 | 0 |  | 0 | 0 | 0 | 0 | 0 |  | 0 | 0 | 0 | 0 | 0 |  | 0 | 0 | 0 | 0 | 0 | 0 | 0
PG&E GBA | Martinez | 115 | LDES |  |  | 0 | 0 |  | 0 | 0 |  | 0 | 0 |  | 0 | 0 | 0 | 0 | 0 |  | 0 | 0 | 0 | 0 | 0 |  | 0 | 0 | 0 | 0 | 0 | 0 | 0
PG&E FRESNO | Mc Mullin | 230 | LDES |  |  | 0 | 0 |  | 0 | 0 |  | 0 | 0 |  | 0 | 0 | 0 | 0 | 0 |  | 0 | 0 | 0 | 0 | 0 |  | 0 | 0 | 0 | 0 | 0 | 0 | 0
PG&E FRESNO | McCall | 115 | LDES |  |  | 0 | 0 |  | 0 | 0 |  | 0 | 0 |  | 0 | 0 | 0 | 0 | 0 |  | 0 | 0 | 0 | 0 | 0 |  | 0 | 0 | 0 | 0 | 0 | 0 | 0
PG&E FRESNO | McCall | 230 | LDES |  |  | 0 | 0 |  | 0 | 0 |  | 0 | 0 |  | 0 | 0 | 0 | 0 | 0 |  | 0 | 0 | 0 | 0 | 0 |  | 0 | 0 | 0 | 0 | 0 | 0 | 0
PG&E GBA | Meadow Lane | 115 | LDES |  |  | 0 | 0 |  | 0 | 0 |  | 0 | 0 |  | 0 | 0 | 0 | 0 | 0 |  | 0 | 0 | 0 | 0 | 0 |  | 0 | 0 | 0 | 0 | 0 | 0 | 0
PG&E GBA | Melones | 115 | LDES |  |  | 0 | 0 |  | 0 | 0 |  | 0 | 0 |  | 0 | 0 | 0 | 0 | 0 |  | 0 | 0 | 0 | 0 | 0 |  | 0 | 0 | 0 | 0 | 0 | 0 | 0
PG&E GBA | Melones | 230 | LDES |  |  | 0 | 0 |  | 0 | 0 |  | 0 | 0 |  | 0 | 0 | 0 | 0 | 0 |  | 0 | 0 | 0 | 0 | 0 |  | 0 | 0 | 0 | 0 | 0 | 0 | 0
SDGE | Melrose | 69 | LDES |  |  | 0 | 0 |  | 0 | 0 |  | 0 | 0 |  | 0 | 0 | 0 | 0 | 0 |  | 0 | 0 | 0 | 0 | 0 |  | 0 | 0 | 0 | 0 | 0 | 0 | 0
PG&E NGBA | Mendocino | 115 | LDES |  |  | 0 | 0 |  | 0 | 0 |  | 0 | 0 |  | 0 | 0 | 0 | 0 | 0 |  | 0 | 0 | 0 | 0 | 0 |  | 0 | 0 | 0 | 0 | 0 | 0 | 0
PG&E NGBA | Mendocino | 60 | LDES |  | Mapped as Flow-Battery | 0 | 0 |  | 0 | 0 |  | 0 | 0 |  | 0 | 0 | 0 | 0 | 0 |  | 0 | 0 | 0 | 0 | 0 |  | 0 | 0 | 0 | 0 | 0 | 0 | 0
PG&E FRESNO | Mendota | 115 | LDES |  |  | 0 | 0 |  | 0 | 0 |  | 0 | 0 |  | 0 | 0 | 0 | 0 | 0 |  | 0 | 0 | 0 | 0 | 0 |  | 0 | 0 | 0 | 0 | 0 | 0 | 0
PG&E GBA | Menlo | 60 | LDES |  |  | 0 | 0 |  | 0 | 0 |  | 0 | 0 |  | 0 | 0 | 0 | 0 | 0 |  | 0 | 0 | 0 | 0 | 0 |  | 0 | 0 | 0 | 0 | 0 | 0 | 0
PG&E FRESNO | Merced | 115 | LDES |  |  | 0 | 0 |  | 0 | 0 |  | 0 | 0 |  | 0 | 0 | 0 | 0 | 0 |  | 0 | 0 | 0 | 0 | 0 |  | 0 | 0 | 0 | 0 | 0 | 0 | 0
EOP | Mercury | 138 | LDES |  |  | 0 | 0 |  | 0 | 0 |  | 0 | 0 |  | 0 | 0 | 0 | 0 | 0 |  | 0 | 0 | 0 | 0 | 0 |  | 0 | 0 | 0 | 0 | 0 | 0 | 0
PG&E FRESNO | Mercy Springs | 70 | LDES |  |  | 0 | 0 |  | 0 | 0 |  | 0 | 0 |  | 0 | 0 | 0 | 0 | 0 |  | 0 | 0 | 0 | 0 | 0 |  | 0 | 0 | 0 | 0 | 0 | 0 | 0
PG&E NGBA | Meridian | 60 | LDES |  |  | 0 | 0 |  | 0 | 0 |  | 0 | 0 |  | 0 | 0 | 0 | 0 | 0 |  | 0 | 0 | 0 | 0 | 0 |  | 0 | 0 | 0 | 0 | 0 | 0 | 0
PG&E KERN | Mesa (PGE) | 115 | LDES |  |  | 0 | 0 |  | 0 | 0 |  | 0 | 0 |  | 0 | 0 | 0 | 0 | 0 |  | 0 | 0 | 0 | 0 | 0 |  | 0 | 0 | 0 | 0 | 0 | 0 | 0
PG&E KERN | Mesa (PGE) | 230 | LDES |  |  | 1 | 0 |  | 0 | 0 |  | 0 | 0 |  | 0 | 0 | 0 | 0 | 150 |  | 150 | 0 | 0 | 0 | 150 |  | 150 | 150 | 0 | 150 | 150 | 0 | 150
SCE Metro | Mesa (SCE) | 230 | LDES |  |  | 0 | 0 |  | 0 | 0 |  | 0 | 0 |  | 0 | 0 | 0 | 0 | 0 |  | 0 | 0 | 0 | 0 | 0 |  | 0 | 0 | 0 | 0 | 0 | 0 | 0
SCE Metro | Mesa (SCE) | 500 | LDES |  |  | 0 | 0 |  | 0 | 0 |  | 0 | 0 |  | 0 | 0 | 0 | 0 | 0 |  | 0 | 0 | 0 | 0 | 0 |  | 0 | 0 | 0 | 0 | 0 | 0 | 0
SDGE | Mesa Heights | 69 | LDES |  |  | 0 | 0 |  | 0 | 0 |  | 0 | 0 |  | 0 | 0 | 0 | 0 | 0 |  | 0 | 0 | 0 | 0 | 0 |  | 0 | 0 | 0 | 0 | 0 | 0 | 0
PG&E GBA | Metcalf | 115 | LDES |  |  | 0 | 0 |  | 0 | 0 |  | 0 | 0 |  | 0 | 0 | 0 | 0 | 0 |  | 0 | 0 | 0 | 0 | 0 |  | 0 | 0 | 0 | 0 | 0 | 0 | 0
PG&E GBA | Metcalf | 230 | LDES |  |  | 0 | 0 |  | 0 | 0 |  | 0 | 0 |  | 0 | 0 | 0 | 0 | 0 |  | 0 | 0 | 0 | 0 | 0 |  | 0 | 0 | 0 | 0 | 0 | 0 | 0
PG&E GBA | Metcalf | 500 | LDES |  |  | 0 | 0 |  | 0 | 0 |  | 0 | 0 |  | 0 | 0 | 0 | 0 | 0 |  | 0 | 0 | 0 | 0 | 0 |  | 0 | 0 | 0 | 0 | 0 | 0 | 0
PG&E KERN | Midway | 115 | LDES |  |  | 0 | 0 |  | 0 | 0 |  | 0 | 0 |  | 0 | 0 | 0 | 0 | 0 |  | 0 | 0 | 0 | 0 | 0 |  | 0 | 0 | 0 | 0 | 0 | 0 | 0
PG&E KERN | Midway | 230 | LDES |  |  | 0 | 0 |  | 0 | 0 |  | 0 | 0 |  | 0 | 0 | 0 | 0 | 0 |  | 0 | 0 | 0 | 0 | 0 |  | 0 | 0 | 0 | 0 | 0 | 0 | 0
PG&E KERN | Midway | 500 | LDES |  |  | 0 | 0 |  | 0 | 0 |  | 0 | 0 |  | 0 | 0 | 0 | 0 | 0 |  | 0 | 0 | 0 | 0 | 0 |  | 0 | 0 | 0 | 0 | 0 | 0 | 0
SDGE | Miguel | 230 | LDES |  |  | 0 | 0 |  | 0 | 0 |  | 0 | 0 |  | 0 | 0 | 0 | 0 | 0 |  | 0 | 0 | 0 | 0 | 0 |  | 0 | 0 | 0 | 0 | 0 | 0 | 0
SDGE | Miguel | 500 | LDES |  |  | 0 | 0 |  | 0 | 0 |  | 0 | 0 |  | 0 | 0 | 0 | 0 | 0 |  | 0 | 0 | 0 | 0 | 0 |  | 0 | 0 | 0 | 0 | 0 | 0 | 0
SDGE | Miguel | 69 | LDES |  |  | 0 | 0 |  | 0 | 0 |  | 0 | 0 |  | 0 | 0 | 0 | 0 | 0 |  | 0 | 0 | 0 | 0 | 0 |  | 0 | 0 | 0 | 0 | 0 | 0 | 0
PG&E GBA | Millbrae | 115 | LDES |  |  | 0 | 0 |  | 0 | 0 |  | 0 | 0 |  | 0 | 0 | 0 | 0 | 0 |  | 0 | 0 | 0 | 0 | 0 |  | 0 | 0 | 0 | 0 | 0 | 0 | 0
PG&E GBA | Miller | 115 | LDES |  |  | 0 | 0 |  | 0 | 0 |  | 0 | 0 |  | 0 | 0 | 0 | 0 | 0 |  | 0 | 0 | 0 | 0 | 0 |  | 0 | 0 | 0 | 0 | 0 | 0 | 0
SCE Metro | Mira Loma | 230 | LDES |  |  | 0 | 0 |  | 0 | 0 |  | 0 | 0 |  | 0 | 0 | 0 | 0 | 0 |  | 0 | 0 | 0 | 0 | 0 |  | 0 | 0 | 0 | 0 | 0 | 0 | 0
SCE Metro | Mira Loma | 500 | LDES |  |  | 0 | 0 |  | 0 | 0 |  | 0 | 0 |  | 0 | 0 | 0 | 0 | 0 |  | 0 | 0 | 0 | 0 | 0 |  | 0 | 0 | 0 | 0 | 0 | 0 | 0
SCE Eastern | Mirage | 115 | LDES |  |  | 0 | 0 |  | 0 | 0 |  | 0 | 0 |  | 0 | 0 | 0 | 0 | 0 |  | 0 | 0 | 0 | 0 | 0 |  | 0 | 0 | 0 | 0 | 0 | 0 | 0
SCE Eastern | Mirage | 230 | LDES |  |  | 0 | 0 |  | 0 | 0 |  | 0 | 0 |  | 0 | 0 | 0 | 0 | 0 |  | 0 | 0 | 0 | 0 | 0 |  | 0 | 0 | 0 | 0 | 0 | 0 | 0
SDGE | Mission | 138 | LDES |  |  | 0 | 0 |  | 0 | 0 |  | 0 | 0 |  | 0 | 0 | 0 | 0 | 0 |  | 0 | 0 | 0 | 0 | 0 |  | 0 | 0 | 0 | 0 | 0 | 0 | 0
SDGE | Mission | 230 | LDES |  |  | 0 | 0 |  | 0 | 0 |  | 0 | 0 |  | 0 | 0 | 0 | 0 | 0 |  | 0 | 0 | 0 | 0 | 0 |  | 0 | 0 | 0 | 0 | 0 | 0 | 0
SDGE | Mission | 69 | LDES |  |  | 0 | 0 |  | 0 | 0 |  | 0 | 0 |  | 0 | 0 | 0 | 0 | 0 |  | 0 | 0 | 0 | 0 | 0 |  | 0 | 0 | 0 | 0 | 0 | 0 | 0
PG&E GBA | Mi-Wuk | 115 | LDES |  |  | 0 | 0 |  | 0 | 0 |  | 0 | 0 |  | 0 | 0 | 0 | 0 | 0 |  | 0 | 0 | 0 | 0 | 0 |  | 0 | 0 | 0 | 0 | 0 | 0 | 0
EOP | Mohave | 500 | LDES |  |  | 1 | 0 |  | 0 | 0 |  | 0 | 0 |  | 0 | 0 | 0 | 0 | 400 |  | 400 | 0 | 0 | 0 | 400 |  | 400 | 400 | 0 | 400 | 400 | 0 | 400
PG&E NGBA | Monroe | 115 | LDES |  |  | 0 | 0 |  | 0 | 0 |  | 0 | 0 |  | 0 | 0 | 0 | 0 | 0 |  | 0 | 0 | 0 | 0 | 0 |  | 0 | 0 | 0 | 0 | 0 | 0 | 0
SDGE | Monserate | 69 | LDES |  |  | 0 | 0 |  | 0 | 0 |  | 0 | 0 |  | 0 | 0 | 0 | 0 | 0 |  | 0 | 0 | 0 | 0 | 0 |  | 0 | 0 | 0 | 0 | 0 | 0 | 0
PG&E GBA | Monta Vista | 115 | LDES |  |  | 0 | 0 |  | 0 | 0 |  | 0 | 0 |  | 0 | 0 | 0 | 0 | 0 |  | 0 | 0 | 0 | 0 | 0 |  | 0 | 0 | 0 | 0 | 0 | 0 | 0
PG&E GBA | Monta Vista | 230 | LDES |  |  | 0 | 0 |  | 0 | 0 |  | 0 | 0 |  | 0 | 0 | 0 | 0 | 0 |  | 0 | 0 | 0 | 0 | 0 |  | 0 | 0 | 0 | 0 | 0 | 0 | 0
PG&E GBA | Monta Vista | 60 | LDES |  |  | 0 | 0 |  | 0 | 0 |  | 0 | 0 |  | 0 | 0 | 0 | 0 | 0 |  | 0 | 0 | 0 | 0 | 0 |  | 0 | 0 | 0 | 0 | 0 | 0 | 0
PG&E NGBA | Monticello | 115 | LDES |  |  | 0 | 0 |  | 0 | 0 |  | 0 | 0 |  | 0 | 0 | 0 | 0 | 0 |  | 0 | 0 | 0 | 0 | 0 |  | 0 | 0 | 0 | 0 | 0 | 0 | 0
SCE Northern | Moorpark | 230 | LDES |  |  | 0 | 0 |  | 0 | 0 |  | 0 | 0 |  | 0 | 0 | 0 | 0 | 0 |  | 0 | 0 | 0 | 0 | 0 |  | 0 | 0 | 0 | 0 | 0 | 0 | 0
SCE Northern | Moorpark | 66 | LDES |  |  | 0 | 0 |  | 0 | 0 |  | 0 | 0 |  | 0 | 0 | 0 | 0 | 0 |  | 0 | 0 | 0 | 0 | 0 |  | 0 | 0 | 0 | 0 | 0 | 0 | 0
PG&E GBA | Moraga | 115 | LDES |  |  | 0 | 0 |  | 0 | 0 |  | 0 | 0 |  | 0 | 0 | 0 | 0 | 0 |  | 0 | 0 | 0 | 0 | 0 |  | 0 | 0 | 0 | 0 | 0 | 0 | 0
PG&E GBA | Moraga | 230 | LDES |  |  | 0 | 0 |  | 0 | 0 |  | 0 | 0 |  | 0 | 0 | 0 | 0 | 0 |  | 0 | 0 | 0 | 0 | 0 |  | 0 | 0 | 0 | 0 | 0 | 0 | 0
PG&E GBA | Morgan Hill | 115 | LDES |  |  | 0 | 0 |  | 0 | 0 |  | 0 | 0 |  | 0 | 0 | 0 | 0 | 0 |  | 0 | 0 | 0 | 0 | 0 |  | 0 | 0 | 0 | 0 | 0 | 0 | 0
PG&E KERN | Morro Bay | 115 | LDES |  |  | 0 | 0 |  | 0 | 0 |  | 0 | 0 |  | 0 | 0 | 0 | 0 | 0 |  | 0 | 0 | 0 | 0 | 0 |  | 0 | 0 | 0 | 0 | 0 | 0 | 0
PG&E KERN | Morro Bay | 230 | LDES |  |  | 0 | 0 |  | 0 | 0 |  | 0 | 0 |  | 0 | 0 | 0 | 0 | 0 |  | 0 | 0 | 0 | 0 | 0 |  | 0 | 0 | 0 | 0 | 0 | 0 | 0
PG&E KERN | Morro Bay | 500 | LDES |  |  | 0 | 0 |  | 0 | 0 |  | 0 | 0 |  | 0 | 0 | 0 | 0 | 0 |  | 0 | 0 | 0 | 0 | 0 |  | 0 | 0 | 0 | 0 | 0 | 0 | 0
PG&E GBA | Moss Landing | 115 | LDES |  |  | 0 | 0 |  | 0 | 0 |  | 0 | 0 |  | 0 | 0 | 0 | 0 | 0 |  | 0 | 0 | 0 | 0 | 0 |  | 0 | 0 | 0 | 0 | 0 | 0 | 0
PG&E GBA | Moss Landing | 230 | LDES |  |  | 0 | 0 |  | 0 | 0 |  | 0 | 0 |  | 0 | 0 | 0 | 0 | 0 |  | 0 | 0 | 0 | 0 | 0 |  | 0 | 0 | 0 | 0 | 0 | 0 | 0
PG&E GBA | Moss Landing | 500 | LDES |  |  | 0 | 0 |  | 0 | 0 |  | 0 | 0 |  | 0 | 0 | 0 | 0 | 0 |  | 0 | 0 | 0 | 0 | 0 |  | 0 | 0 | 0 | 0 | 0 | 0 | 0
EOP | Mountain Pass | 115 | LDES |  |  | 0 | 0 |  | 0 | 0 |  | 0 | 0 |  | 0 | 0 | 0 | 0 | 0 |  | 0 | 0 | 0 | 0 | 0 |  | 0 | 0 | 0 | 0 | 0 | 0 | 0
PG&E GBA | Mountain View | 115 | LDES |  |  | 0 | 0 |  | 0 | 0 |  | 0 | 0 |  | 0 | 0 | 0 | 0 | 0 |  | 0 | 0 | 0 | 0 | 0 |  | 0 | 0 | 0 | 0 | 0 | 0 | 0
PG&E GBA | Mt Eden | 115 | LDES |  |  | 0 | 0 |  | 0 | 0 |  | 0 | 0 |  | 0 | 0 | 0 | 0 | 0 |  | 0 | 0 | 0 | 0 | 0 |  | 0 | 0 | 0 | 0 | 0 | 0 | 0
PG&E KERN | Mt Poso | 115 | LDES |  |  | 0 | 0 |  | 0 | 0 |  | 0 | 0 |  | 0 | 0 | 0 | 0 | 0 |  | 0 | 0 | 0 | 0 | 0 |  | 0 | 0 | 0 | 0 | 0 | 0 | 0
SDGE | Murray | 69 | LDES |  |  | 0 | 0 |  | 0 | 0 |  | 0 | 0 |  | 0 | 0 | 0 | 0 | 0 |  | 0 | 0 | 0 | 0 | 0 |  | 0 | 0 | 0 | 0 | 0 | 0 | 0
PG&E FRESNO | Mustang | 230 | LDES |  |  | 0 | 0 |  | 0 | 0 |  | 0 | 0 |  | 0 | 0 | 0 | 0 | 0 |  | 0 | 0 | 0 | 0 | 0 |  | 0 | 0 | 0 | 0 | 0 | 0 | 0
SCE Northern | Neenach | 66 | LDES |  |  | 0 | 0 |  | 0 | 0 |  | 0 | 0 |  | 0 | 0 | 0 | 0 | 0 |  | 0 | 0 | 0 | 0 | 0 |  | 0 | 0 | 0 | 0 | 0 | 0 | 0
PG&E KERN | New Sub - Gates - Midway (Proposed) | 230 | LDES |  |  | 0 | 0 |  | 0 | 0 |  | 0 | 0 |  | 0 | 0 | 0 | 0 | 0 |  | 0 | 0 | 0 | 0 | 0 |  | 0 | 0 | 0 | 0 | 0 | 0 | 0
PG&E KERN | New Sub - Gates - Templeton (Proposed) | 230 | LDES |  |  | 0 | 0 |  | 0 | 0 |  | 0 | 0 |  | 0 | 0 | 0 | 0 | 0 |  | 0 | 0 | 0 | 0 | 0 |  | 0 | 0 | 0 | 0 | 0 | 0 | 0
SCE NOL | New Sub - Kramer - Lugo (Proposed) | 230 | LDES |  |  | 0 | 0 |  | 0 | 0 |  | 0 | 0 |  | 0 | 0 | 0 | 0 | 0 |  | 0 | 0 | 0 | 0 | 0 |  | 0 | 0 | 0 | 0 | 0 | 0 | 0
PG&E FRESNO | New Sub - Los Banos - Midway (Proposed) | 500 | LDES |  |  | 0 | 0 |  | 0 | 0 |  | 0 | 0 |  | 0 | 0 | 0 | 0 | 0 |  | 0 | 0 | 0 | 0 | 0 |  | 0 | 0 | 0 | 0 | 0 | 0 | 0
SCE NOL | New Sub - Lugo - Pisgah (Proposed) | 230 | LDES |  |  | 0 | 0 |  | 0 | 0 |  | 0 | 0 |  | 0 | 0 | 0 | 0 | 0 |  | 0 | 0 | 0 | 0 | 0 |  | 0 | 0 | 0 | 0 | 0 | 0 | 0
PG&E KERN | New Sub - Midway - Wheeler Ridge (Proposed) | 230 | LDES |  |  | 0 | 0 |  | 0 | 0 |  | 0 | 0 |  | 0 | 0 | 0 | 0 | 0 |  | 0 | 0 | 0 | 0 | 0 |  | 0 | 0 | 0 | 0 | 0 | 0 | 0
PG&E NGBA | New Sub - Near existing Leavitt (PSREC) | 345 | LDES |  |  | 0 | 0 |  | 0 | 0 |  | 0 | 0 |  | 0 | 0 | 0 | 0 | 0 |  | 0 | 0 | 0 | 0 | 0 |  | 0 | 0 | 0 | 0 | 0 | 0 | 0
PG&E NGBA | New Sub - Near existing Madeline (NVE) | 345 | LDES |  |  | 0 | 0 |  | 0 | 0 |  | 0 | 0 |  | 0 | 0 | 0 | 0 | 0 |  | 0 | 0 | 0 | 0 | 0 |  | 0 | 0 | 0 | 0 | 0 | 0 | 0
SDGE | New Sub - North Gila - IV (Proposed) | 500 | LDES |  |  | 0 | 0 |  | 0 | 0 |  | 0 | 0 |  | 0 | 0 | 0 | 0 | 0 |  | 0 | 0 | 0 | 0 | 0 |  | 0 | 0 | 0 | 0 | 0 | 0 | 0
PG&E NGBA | New Sub - Pit 1 - Cottonwood (Proposed) | 230 | LDES |  |  | 0 | 0 |  | 0 | 0 |  | 0 | 0 |  | 0 | 0 | 0 | 0 | 0 |  | 0 | 0 | 0 | 0 | 0 |  | 0 | 0 | 0 | 0 | 0 | 0 | 0
PG&E GBA | New Sub - Rancho Seco - Bellota (Proposed) | 230 | LDES |  |  | 0 | 0 |  | 0 | 0 |  | 0 | 0 |  | 0 | 0 | 0 | 0 | 0 |  | 0 | 0 | 0 | 0 | 0 |  | 0 | 0 | 0 | 0 | 0 | 0 | 0
SDGE | New Sub - Suncrest - Ocotillo (Proposed) | 500 | LDES |  |  | 0 | 0 |  | 0 | 0 |  | 0 | 0 |  | 0 | 0 | 0 | 0 | 0 |  | 0 | 0 | 0 | 0 | 0 |  | 0 | 0 | 0 | 0 | 0 | 0 | 0
PG&E FRESNO | New Sub - Westley - Quinto (Proposed) | 230 | LDES |  |  | 0 | 0 |  | 0 | 0 |  | 0 | 0 |  | 0 | 0 | 0 | 0 | 0 |  | 0 | 0 | 0 | 0 | 0 |  | 0 | 0 | 0 | 0 | 0 | 0 | 0
PG&E GBA | Newark | 115 | LDES |  |  | 0 | 0 |  | 0 | 0 |  | 0 | 0 |  | 0 | 0 | 0 | 0 | 0 |  | 0 | 0 | 0 | 0 | 0 |  | 0 | 0 | 0 | 0 | 0 | 0 | 0
PG&E GBA | Newark | 230 | LDES |  |  | 0 | 0 |  | 0 | 0 |  | 0 | 0 |  | 0 | 0 | 0 | 0 | 0 |  | 0 | 0 | 0 | 0 | 0 |  | 0 | 0 | 0 | 0 | 0 | 0 | 0
PG&E GBA | Newark | 60 | LDES |  |  | 0 | 0 |  | 0 | 0 |  | 0 | 0 |  | 0 | 0 | 0 | 0 | 0 |  | 0 | 0 | 0 | 0 | 0 |  | 0 | 0 | 0 | 0 | 0 | 0 | 0
PG&E FRESNO | Newhall | 115 | LDES |  |  | 0 | 0 |  | 0 | 0 |  | 0 | 0 |  | 0 | 0 | 0 | 0 | 0 |  | 0 | 0 | 0 | 0 | 0 |  | 0 | 0 | 0 | 0 | 0 | 0 | 0
PG&E KERN | Norco | 115 | LDES |  |  | 0 | 0 |  | 0 | 0 |  | 0 | 0 |  | 0 | 0 | 0 | 0 | 0 |  | 0 | 0 | 0 | 0 | 0 |  | 0 | 0 | 0 | 0 | 0 | 0 | 0
PG&E GBA | Nortech | 115 | LDES |  |  | 0 | 0 |  | 0 | 0 |  | 0 | 0 |  | 0 | 0 | 0 | 0 | 0 |  | 0 | 0 | 0 | 0 | 0 |  | 0 | 0 | 0 | 0 | 0 | 0 | 0
SDGE | North City Metering | 138 | LDES |  |  | 0 | 0 |  | 0 | 0 |  | 0 | 0 |  | 0 | 0 | 0 | 0 | 0 |  | 0 | 0 | 0 | 0 | 0 |  | 0 | 0 | 0 | 0 | 0 | 0 | 0
PG&E GBA | North Dublin | 230 | LDES |  |  | 0 | 0 |  | 0 | 0 |  | 0 | 0 |  | 0 | 0 | 0 | 0 | 0 |  | 0 | 0 | 0 | 0 | 0 |  | 0 | 0 | 0 | 0 | 0 | 0 | 0
SDGE | North Gila | 500 | LDES |  |  | 0 | 0 |  | 0 | 0 |  | 0 | 0 |  | 0 | 0 | 0 | 0 | 0 |  | 0 | 0 | 0 | 0 | 0 |  | 0 | 0 | 0 | 0 | 0 | 0 | 0
SCE Metro | North of SONGS | 230 | LDES |  |  | 0 | 0 |  | 0 | 0 |  | 0 | 0 |  | 0 | 0 | 0 | 0 | 0 |  | 0 | 0 | 0 | 0 | 0 |  | 0 | 0 | 0 | 0 | 0 | 0 | 0
SCE Metro | North of SONGS | 500 | LDES |  |  | 0 | 0 |  | 0 | 0 |  | 0 | 0 |  | 0 | 0 | 0 | 0 | 0 |  | 0 | 0 | 0 | 0 | 0 |  | 0 | 0 | 0 | 0 | 0 | 0 | 0
PG&E NGBA | Notre Dame | 115 | LDES |  |  | 0 | 0 |  | 0 | 0 |  | 0 | 0 |  | 0 | 0 | 0 | 0 | 0 |  | 0 | 0 | 0 | 0 | 0 |  | 0 | 0 | 0 | 0 | 0 | 0 | 0
PG&E GBA | Oakland C | 115 | LDES |  |  | 0 | 0 |  | 0 | 0 |  | 0 | 0 |  | 0 | 0 | 0 | 0 | 0 |  | 0 | 0 | 0 | 0 | 0 |  | 0 | 0 | 0 | 0 | 0 | 0 | 0
PG&E GBA | Oakland J | 115 | LDES |  |  | 0 | 0 |  | 0 | 0 |  | 0 | 0 |  | 0 | 0 | 0 | 0 | 0 |  | 0 | 0 | 0 | 0 | 0 |  | 0 | 0 | 0 | 0 | 0 | 0 | 0
PG&E GBA | Oakland L | 115 | LDES |  |  | 0 | 0 |  | 0 | 0 |  | 0 | 0 |  | 0 | 0 | 0 | 0 | 0 |  | 0 | 0 | 0 | 0 | 0 |  | 0 | 0 | 0 | 0 | 0 | 0 | 0
PG&E GBA | Oakland X | 115 | LDES |  |  | 0 | 0 |  | 0 | 0 |  | 0 | 0 |  | 0 | 0 | 0 | 0 | 0 |  | 0 | 0 | 0 | 0 | 0 |  | 0 | 0 | 0 | 0 | 0 | 0 | 0
SDGE | Ocean Ranch | 69 | LDES |  |  | 0 | 0 |  | 0 | 0 |  | 0 | 0 |  | 0 | 0 | 0 | 0 | 0 |  | 0 | 0 | 0 | 0 | 0 |  | 0 | 0 | 0 | 0 | 0 | 0 | 0
PG&E KERN | Oceano | 115 | LDES |  |  | 0 | 0 |  | 0 | 0 |  | 0 | 0 |  | 0 | 0 | 0 | 0 | 0 |  | 0 | 0 | 0 | 0 | 0 |  | 0 | 0 | 0 | 0 | 0 | 0 | 0
SDGE | Ocotillo Express | 500 | LDES |  |  | 0 | 0 |  | 0 | 0 |  | 0 | 0 |  | 0 | 0 | 0 | 0 | 0 |  | 0 | 0 | 0 | 0 | 0 |  | 0 | 0 | 0 | 0 | 0 | 0 | 0
PG&E KERN | Old River | 70 | LDES |  |  | 0 | 0 |  | 0 | 0 |  | 0 | 0 |  | 0 | 0 | 0 | 0 | 0 |  | 0 | 0 | 0 | 0 | 0 |  | 0 | 0 | 0 | 0 | 0 | 0 | 0
SDGE | Old Town | 230 | LDES |  |  | 0 | 0 |  | 0 | 0 |  | 0 | 0 |  | 0 | 0 | 0 | 0 | 0 |  | 0 | 0 | 0 | 0 | 0 |  | 0 | 0 | 0 | 0 | 0 | 0 | 0
SCE Metro | Olinda | 230 | LDES |  |  | 0 | 0 |  | 0 | 0 |  | 0 | 0 |  | 0 | 0 | 0 | 0 | 0 |  | 0 | 0 | 0 | 0 | 0 |  | 0 | 0 | 0 | 0 | 0 | 0 | 0
PG&E FRESNO | Olive | 115 | LDES |  |  | 0 | 0 |  | 0 | 0 |  | 0 | 0 |  | 0 | 0 | 0 | 0 | 0 |  | 0 | 0 | 0 | 0 | 0 |  | 0 | 0 | 0 | 0 | 0 | 0 | 0
PG&E NGBA | Olivehurst | 115 | LDES |  |  | 0 | 0 |  | 0 | 0 |  | 0 | 0 |  | 0 | 0 | 0 | 0 | 0 |  | 0 | 0 | 0 | 0 | 0 |  | 0 | 0 | 0 | 0 | 0 | 0 | 0
PG&E NGBA | Oregon Trail | 60 | LDES |  |  | 0 | 0 |  | 0 | 0 |  | 0 | 0 |  | 0 | 0 | 0 | 0 | 0 |  | 0 | 0 | 0 | 0 | 0 |  | 0 | 0 | 0 | 0 | 0 | 0 | 0
SCE Northern | Ormond Beach | 230 | LDES |  |  | 0 | 0 |  | 0 | 0 |  | 0 | 0 |  | 0 | 0 | 0 | 0 | 0 |  | 0 | 0 | 0 | 0 | 0 |  | 0 | 0 | 0 | 0 | 0 | 0 | 0
PG&E FRESNO | Oro Loma | 115 | LDES |  |  | 0 | 0 |  | 0 | 0 |  | 0 | 0 |  | 0 | 0 | 0 | 0 | 0 |  | 0 | 0 | 0 | 0 | 0 |  | 0 | 0 | 0 | 0 | 0 | 0 | 0
PG&E FRESNO | Oro Loma | 70 | LDES |  |  | 0 | 0 |  | 0 | 0 |  | 0 | 0 |  | 0 | 0 | 0 | 0 | 0 |  | 0 | 0 | 0 | 0 | 0 |  | 0 | 0 | 0 | 0 | 0 | 0 | 0
PG&E FRESNO | Orosi | 70 | LDES |  |  | 0 | 0 |  | 0 | 0 |  | 0 | 0 |  | 0 | 0 | 0 | 0 | 0 |  | 0 | 0 | 0 | 0 | 0 |  | 0 | 0 | 0 | 0 | 0 | 0 | 0
SDGE | Otay | 69 | LDES |  |  | 0 | 0 |  | 0 | 0 |  | 0 | 0 |  | 0 | 0 | 0 | 0 | 0 |  | 0 | 0 | 0 | 0 | 0 |  | 0 | 0 | 0 | 0 | 0 | 0 | 0
SDGE | Otay Mesa | 230 | LDES |  |  | 0 | 0 |  | 0 | 0 |  | 0 | 0 |  | 0 | 0 | 0 | 0 | 0 |  | 0 | 0 | 0 | 0 | 0 |  | 0 | 0 | 0 | 0 | 0 | 0 | 0
PG&E FRESNO | Padre Flats SW STA | 230 | LDES |  |  | 0 | 0 |  | 0 | 0 |  | 0 | 0 |  | 0 | 0 | 0 | 0 | 0 |  | 0 | 0 | 0 | 0 | 0 |  | 0 | 0 | 0 | 0 | 0 | 0 | 0
EOP | Pahrump | 138 | LDES |  |  | 0 | 0 |  | 0 | 0 |  | 0 | 0 |  | 0 | 0 | 0 | 0 | 0 |  | 0 | 0 | 0 | 0 | 0 |  | 0 | 0 | 0 | 0 | 0 | 0 | 0
EOP | Pahrump | 230 | LDES |  |  | 0 | 0 |  | 0 | 0 |  | 0 | 0 |  | 0 | 0 | 0 | 0 | 0 |  | 0 | 0 | 0 | 0 | 0 |  | 0 | 0 | 0 | 0 | 0 | 0 | 0
SDGE | Pala | 69 | LDES |  |  | 0 | 0 |  | 0 | 0 |  | 0 | 0 |  | 0 | 0 | 0 | 0 | 0 |  | 0 | 0 | 0 | 0 | 0 |  | 0 | 0 | 0 | 0 | 0 | 0 | 0
PG&E NGBA | Palermo | 115 | LDES |  |  | 0 | 0 |  | 0 | 0 |  | 0 | 0 |  | 0 | 0 | 0 | 0 | 0 |  | 0 | 0 | 0 | 0 | 0 |  | 0 | 0 | 0 | 0 | 0 | 0 | 0
PG&E NGBA | Palermo | 230 | LDES |  |  | 0 | 0 |  | 0 | 0 |  | 0 | 0 |  | 0 | 0 | 0 | 0 | 0 |  | 0 | 0 | 0 | 0 | 0 |  | 0 | 0 | 0 | 0 | 0 | 0 | 0
SCE Eastern | Palo Verde | 500 | LDES |  |  | 0 | 0 |  | 0 | 0 |  | 0 | 0 |  | 0 | 0 | 0 | 0 | 0 |  | 0 | 0 | 0 | 0 | 0 |  | 0 | 0 | 0 | 0 | 0 | 0 | 0
SDGE | Palomar Energy | 230 | LDES |  |  | 0 | 0 |  | 0 | 0 |  | 0 | 0 |  | 0 | 0 | 0 | 0 | 0 |  | 0 | 0 | 0 | 0 | 0 |  | 0 | 0 | 0 | 0 | 0 | 0 | 0
PG&E KERN | Panama | 70 | LDES |  |  | 0 | 0 |  | 0 | 0 |  | 0 | 0 |  | 0 | 0 | 0 | 0 | 0 |  | 0 | 0 | 0 | 0 | 0 |  | 0 | 0 | 0 | 0 | 0 | 0 | 0
PG&E FRESNO | Panoche | 115 | LDES |  |  | 0 | 0 |  | 0 | 0 |  | 0 | 0 |  | 0 | 0 | 0 | 0 | 0 |  | 0 | 0 | 0 | 0 | 0 |  | 0 | 0 | 0 | 0 | 0 | 0 | 0
PG&E FRESNO | Panoche | 230 | LDES |  |  | 0 | 0 |  | 0 | 0 |  | 0 | 0 |  | 0 | 0 | 0 | 0 | 0 |  | 0 | 0 | 0 | 0 | 0 |  | 0 | 0 | 0 | 0 | 0 | 0 | 0
SCE Northern | Pardee | 230 | LDES |  |  | 0 | 0 |  | 0 | 0 |  | 0 | 0 |  | 0 | 0 | 0 | 0 | 0 |  | 0 | 0 | 0 | 0 | 0 |  | 0 | 0 | 0 | 0 | 0 | 0 | 0
PG&E NGBA | Parkway | 230 | LDES |  |  | 0 | 0 |  | 0 | 0 |  | 0 | 0 |  | 0 | 0 | 0 | 0 | 0 |  | 0 | 0 | 0 | 0 | 0 |  | 0 | 0 | 0 | 0 | 0 | 0 | 0
SCE Northern | Pastoria | 230 | LDES |  |  | 0 | 0 |  | 0 | 0 |  | 0 | 0 |  | 0 | 0 | 0 | 0 | 0 |  | 0 | 0 | 0 | 0 | 0 |  | 0 | 0 | 0 | 0 | 0 | 0 | 0
SCE Metro | Pauda | 230 | LDES |  |  | 0 | 0 |  | 0 | 0 |  | 0 | 0 |  | 0 | 0 | 0 | 0 | 0 |  | 0 | 0 | 0 | 0 | 0 |  | 0 | 0 | 0 | 0 | 0 | 0 | 0
PG&E GBA | Paul Sweet | 115 | LDES |  |  | 0 | 0 |  | 0 | 0 |  | 0 | 0 |  | 0 | 0 | 0 | 0 | 0 |  | 0 | 0 | 0 | 0 | 0 |  | 0 | 0 | 0 | 0 | 0 | 0 | 0
PG&E NGBA | Peabody | 230 | LDES |  |  | 0 | 0 |  | 0 | 0 |  | 0 | 0 |  | 0 | 0 | 0 | 0 | 0 |  | 0 | 0 | 0 | 0 | 0 |  | 0 | 0 | 0 | 0 | 0 | 0 | 0
PG&E NGBA | Pease | 115 | LDES |  |  | 0 | 0 |  | 0 | 0 |  | 0 | 0 |  | 0 | 0 | 0 | 0 | 0 |  | 0 | 0 | 0 | 0 | 0 |  | 0 | 0 | 0 | 0 | 0 | 0 | 0
PG&E NGBA | Pease | 60 | LDES |  |  | 0 | 0 |  | 0 | 0 |  | 0 | 0 |  | 0 | 0 | 0 | 0 | 0 |  | 0 | 0 | 0 | 0 | 0 |  | 0 | 0 | 0 | 0 | 0 | 0 | 0
SDGE | Penasquitos | 138 | LDES |  |  | 0 | 0 |  | 0 | 0 |  | 0 | 0 |  | 0 | 0 | 0 | 0 | 0 |  | 0 | 0 | 0 | 0 | 0 |  | 0 | 0 | 0 | 0 | 0 | 0 | 0
SDGE | Penasquitos | 230 | LDES |  |  | 0 | 0 |  | 0 | 0 |  | 0 | 0 |  | 0 | 0 | 0 | 0 | 0 |  | 0 | 0 | 0 | 0 | 0 |  | 0 | 0 | 0 | 0 | 0 | 0 | 0
SDGE | Penasquitos | 69 | LDES |  |  | 0 | 0 |  | 0 | 0 |  | 0 | 0 |  | 0 | 0 | 0 | 0 | 0 |  | 0 | 0 | 0 | 0 | 0 |  | 0 | 0 | 0 | 0 | 0 | 0 | 0
SDGE | Pendleton | 69 | LDES |  |  | 0 | 0 |  | 0 | 0 |  | 0 | 0 |  | 0 | 0 | 0 | 0 | 0 |  | 0 | 0 | 0 | 0 | 0 |  | 0 | 0 | 0 | 0 | 0 | 0 | 0
PG&E NGBA | Penngrove | 115 | LDES |  |  | 0 | 0 |  | 0 | 0 |  | 0 | 0 |  | 0 | 0 | 0 | 0 | 0 |  | 0 | 0 | 0 | 0 | 0 |  | 0 | 0 | 0 | 0 | 0 | 0 | 0
PG&E GBA | Peoria | 115 | LDES |  |  | 0 | 0 |  | 0 | 0 |  | 0 | 0 |  | 0 | 0 | 0 | 0 | 0 |  | 0 | 0 | 0 | 0 | 0 |  | 0 | 0 | 0 | 0 | 0 | 0 | 0
PG&E GBA | Piercy | 115 | LDES |  |  | 0 | 0 |  | 0 | 0 |  | 0 | 0 |  | 0 | 0 | 0 | 0 | 0 |  | 0 | 0 | 0 | 0 | 0 |  | 0 | 0 | 0 | 0 | 0 | 0 | 0
PG&E FRESNO | Pine Flat | 230 | LDES |  |  | 0 | 0 |  | 0 | 0 |  | 0 | 0 |  | 0 | 0 | 0 | 0 | 0 |  | 0 | 0 | 0 | 0 | 0 |  | 0 | 0 | 0 | 0 | 0 | 0 | 0
SCE NOL | Pisgah | 230 | LDES |  |  | 0 | 0 |  | 0 | 0 |  | 0 | 0 |  | 0 | 0 | 0 | 0 | 0 |  | 0 | 0 | 0 | 0 | 0 |  | 0 | 0 | 0 | 0 | 0 | 0 | 0
PG&E NGBA | Pit 1 | 230 | LDES |  |  | 0 | 0 |  | 0 | 0 |  | 0 | 0 |  | 0 | 0 | 0 | 0 | 0 |  | 0 | 0 | 0 | 0 | 0 |  | 0 | 0 | 0 | 0 | 0 | 0 | 0
PG&E NGBA | Pit 1 | 60 | LDES |  |  | 0 | 0 |  | 0 | 0 |  | 0 | 0 |  | 0 | 0 | 0 | 0 | 0 |  | 0 | 0 | 0 | 0 | 0 |  | 0 | 0 | 0 | 0 | 0 | 0 | 0
PG&E NGBA | Pit 3 | 230 | LDES |  |  | 0 | 0 |  | 0 | 0 |  | 0 | 0 |  | 0 | 0 | 0 | 0 | 0 |  | 0 | 0 | 0 | 0 | 0 |  | 0 | 0 | 0 | 0 | 0 | 0 | 0
PG&E NGBA | Pit 4 | 230 | LDES |  |  | 0 | 0 |  | 0 | 0 |  | 0 | 0 |  | 0 | 0 | 0 | 0 | 0 |  | 0 | 0 | 0 | 0 | 0 |  | 0 | 0 | 0 | 0 | 0 | 0 | 0
PG&E GBA | Pittsburg | 115 | LDES |  |  | 0 | 0 |  | 0 | 0 |  | 0 | 0 |  | 0 | 0 | 0 | 0 | 0 |  | 0 | 0 | 0 | 0 | 0 |  | 0 | 0 | 0 | 0 | 0 | 0 | 0
PG&E GBA | Pittsburg | 230 | LDES |  |  | 0 | 0 |  | 0 | 0 |  | 0 | 0 |  | 0 | 0 | 0 | 0 | 0 |  | 0 | 0 | 0 | 0 | 0 |  | 0 | 0 | 0 | 0 | 0 | 0 | 0
PG&E NGBA | Pleasant Grove | 115 | LDES |  |  | 0 | 0 |  | 0 | 0 |  | 0 | 0 |  | 0 | 0 | 0 | 0 | 0 |  | 0 | 0 | 0 | 0 | 0 |  | 0 | 0 | 0 | 0 | 0 | 0 | 0
PG&E NGBA | POE | 230 | LDES |  |  | 0 | 0 |  | 0 | 0 |  | 0 | 0 |  | 0 | 0 | 0 | 0 | 0 |  | 0 | 0 | 0 | 0 | 0 |  | 0 | 0 | 0 | 0 | 0 | 0 | 0
SDGE | Point Loma | 69 | LDES |  |  | 0 | 0 |  | 0 | 0 |  | 0 | 0 |  | 0 | 0 | 0 | 0 | 0 |  | 0 | 0 | 0 | 0 | 0 |  | 0 | 0 | 0 | 0 | 0 | 0 | 0
SDGE | Pomerado | 69 | LDES |  |  | 0 | 0 |  | 0 | 0 |  | 0 | 0 |  | 0 | 0 | 0 | 0 | 0 |  | 0 | 0 | 0 | 0 | 0 |  | 0 | 0 | 0 | 0 | 0 | 0 | 0
PG&E KERN | Poso Mountain | 115 | LDES |  |  | 0 | 0 |  | 0 | 0 |  | 0 | 0 |  | 0 | 0 | 0 | 0 | 0 |  | 0 | 0 | 0 | 0 | 0 |  | 0 | 0 | 0 | 0 | 0 | 0 | 0
EOP | Primm | 230 | LDES |  |  | 0 | 0 |  | 0 | 0 |  | 0 | 0 |  | 0 | 0 | 0 | 0 | 0 |  | 0 | 0 | 0 | 0 | 0 |  | 0 | 0 | 0 | 0 | 0 | 0 | 0
PG&E NGBA | Putah Creek | 115 | LDES |  |  | 0 | 0 |  | 0 | 0 |  | 0 | 0 |  | 0 | 0 | 0 | 0 | 0 |  | 0 | 0 | 0 | 0 | 0 |  | 0 | 0 | 0 | 0 | 0 | 0 | 0
SDGE | Q1806 | 138 | LDES |  |  | 0 | 0 |  | 0 | 0 |  | 0 | 0 |  | 0 | 0 | 0 | 0 | 0 |  | 0 | 0 | 0 | 0 | 0 |  | 0 | 0 | 0 | 0 | 0 | 0 | 0
PG&E FRESNO | Quinto | 230 | LDES |  |  | 0 | 0 |  | 0 | 0 |  | 0 | 0 |  | 0 | 0 | 0 | 0 | 0 |  | 0 | 0 | 0 | 0 | 0 |  | 0 | 0 | 0 | 0 | 0 | 0 | 0
PG&E GBA | Race Track | 115 | LDES |  |  | 0 | 0 |  | 0 | 0 |  | 0 | 0 |  | 0 | 0 | 0 | 0 | 0 |  | 0 | 0 | 0 | 0 | 0 |  | 0 | 0 | 0 | 0 | 0 | 0 | 0
SDGE | Rancho Mission Viejo | 138 | LDES |  |  | 0 | 0 |  | 0 | 0 |  | 0 | 0 |  | 0 | 0 | 0 | 0 | 0 |  | 0 | 0 | 0 | 0 | 0 |  | 0 | 0 | 0 | 0 | 0 | 0 | 0
PG&E GBA | Rancho Seco | 230 | LDES |  |  | 1 | 0 |  | 0 | 0 |  | 0 | 0 |  | 0 | 0 | 0 | 0 | 90 |  | 90 | 0 | 0 | 0 | 90 |  | 90 | 90 | 0 | 90 | 90 | 0 | 90
SCE Metro | Rancho Vista | 230 | LDES |  |  | 0 | 0 |  | 0 | 0 |  | 0 | 0 |  | 0 | 0 | 0 | 0 | 0 |  | 0 | 0 | 0 | 0 | 0 |  | 0 | 0 | 0 | 0 | 0 | 0 | 0
SCE Metro | Rancho Vista | 500 | LDES |  |  | 0 | 0 |  | 0 | 0 |  | 0 | 0 |  | 0 | 0 | 0 | 0 | 0 |  | 0 | 0 | 0 | 0 | 0 |  | 0 | 0 | 0 | 0 | 0 | 0 | 0
SCE NOL | Ransburg | 115 | LDES |  |  | 0 | 0 |  | 0 | 0 |  | 0 | 0 |  | 0 | 0 | 0 | 0 | 0 |  | 0 | 0 | 0 | 0 | 0 |  | 0 | 0 | 0 | 0 | 0 | 0 | 0
PG&E GBA | Ravenswood | 115 | LDES |  |  | 0 | 0 |  | 0 | 0 |  | 0 | 0 |  | 0 | 0 | 0 | 0 | 0 |  | 0 | 0 | 0 | 0 | 0 |  | 0 | 0 | 0 | 0 | 0 | 0 | 0
PG&E GBA | Ravenswood | 230 | LDES |  |  | 0 | 0 |  | 0 | 0 |  | 0 | 0 |  | 0 | 0 | 0 | 0 | 0 |  | 0 | 0 | 0 | 0 | 0 |  | 0 | 0 | 0 | 0 | 0 | 0 | 0
SCE Northern | Rector | 230 | LDES |  |  | 0 | 0 |  | 0 | 0 |  | 0 | 0 |  | 0 | 0 | 0 | 0 | 0 |  | 0 | 0 | 0 | 0 | 0 |  | 0 | 0 | 0 | 0 | 0 | 0 | 0
SCE Eastern | Red Bluff | 230 | LDES |  |  | 0 | 0 |  | 0 | 0 |  | 0 | 0 |  | 0 | 0 | 0 | 0 | 0 |  | 0 | 0 | 0 | 0 | 0 |  | 0 | 0 | 0 | 0 | 0 | 0 | 0
SCE Eastern | Red Bluff | 500 | LDES |  |  | 0 | 0 |  | 0 | 0 |  | 0 | 0 |  | 0 | 0 | 0 | 0 | 0 |  | 0 | 0 | 0 | 0 | 0 |  | 0 | 0 | 0 | 0 | 0 | 0 | 0
PG&E NGBA | Redbud | 115 | LDES |  |  | 0 | 0 |  | 0 | 0 |  | 0 | 0 |  | 0 | 0 | 0 | 0 | 0 |  | 0 | 0 | 0 | 0 | 0 |  | 0 | 0 | 0 | 0 | 0 | 0 | 0
SCE Metro | Redondo | 230 | LDES |  |  | 0 | 0 |  | 0 | 0 |  | 0 | 0 |  | 0 | 0 | 0 | 0 | 0 |  | 0 | 0 | 0 | 0 | 0 |  | 0 | 0 | 0 | 0 | 0 | 0 | 0
PG&E FRESNO | Reedley | 115 | LDES |  |  | 0 | 0 |  | 0 | 0 |  | 0 | 0 |  | 0 | 0 | 0 | 0 | 0 |  | 0 | 0 | 0 | 0 | 0 |  | 0 | 0 | 0 | 0 | 0 | 0 | 0
PG&E KERN | Renfro | 115 | LDES |  |  | 0 | 0 |  | 0 | 0 |  | 0 | 0 |  | 0 | 0 | 0 | 0 | 0 |  | 0 | 0 | 0 | 0 | 0 |  | 0 | 0 | 0 | 0 | 0 | 0 | 0
PG&E GBA | Richmond R | 115 | LDES |  |  | 0 | 0 |  | 0 | 0 |  | 0 | 0 |  | 0 | 0 | 0 | 0 | 0 |  | 0 | 0 | 0 | 0 | 0 |  | 0 | 0 | 0 | 0 | 0 | 0 | 0
PG&E NGBA | Rincon | 115 | LDES |  |  | 0 | 0 |  | 0 | 0 |  | 0 | 0 |  | 0 | 0 | 0 | 0 | 0 |  | 0 | 0 | 0 | 0 | 0 |  | 0 | 0 | 0 | 0 | 0 | 0 | 0
PG&E KERN | Rio Bravo | 115 | LDES |  |  | 0 | 0 |  | 0 | 0 |  | 0 | 0 |  | 0 | 0 | 0 | 0 | 0 |  | 0 | 0 | 0 | 0 | 0 |  | 0 | 0 | 0 | 0 | 0 | 0 | 0
SCE Metro | Rio Hondo | 230 | LDES |  |  | 0 | 0 |  | 0 | 0 |  | 0 | 0 |  | 0 | 0 | 0 | 0 | 0 |  | 0 | 0 | 0 | 0 | 0 |  | 0 | 0 | 0 | 0 | 0 | 0 | 0
PG&E NGBA | Rio Oso | 115 | LDES |  |  | 0 | 0 |  | 0 | 0 |  | 0 | 0 |  | 0 | 0 | 0 | 0 | 0 |  | 0 | 0 | 0 | 0 | 0 |  | 0 | 0 | 0 | 0 | 0 | 0 | 0
PG&E NGBA | Rio Oso | 230 | LDES |  |  | 0 | 0 |  | 0 | 0 |  | 0 | 0 |  | 0 | 0 | 0 | 0 | 0 |  | 0 | 0 | 0 | 0 | 0 |  | 0 | 0 | 0 | 0 | 0 | 0 | 0
PG&E GBA | Ripon | 115 | LDES |  |  | 0 | 0 |  | 0 | 0 |  | 0 | 0 |  | 0 | 0 | 0 | 0 | 0 |  | 0 | 0 | 0 | 0 | 0 |  | 0 | 0 | 0 | 0 | 0 | 0 | 0
PG&E GBA | Riverbank | 115 | LDES |  |  | 0 | 0 |  | 0 | 0 |  | 0 | 0 |  | 0 | 0 | 0 | 0 | 0 |  | 0 | 0 | 0 | 0 | 0 |  | 0 | 0 | 0 | 0 | 0 | 0 | 0
SCE NOL | Roadway | 115 | LDES |  |  | 0 | 0 |  | 0 | 0 |  | 0 | 0 |  | 0 | 0 | 0 | 0 | 0 |  | 0 | 0 | 0 | 0 | 0 |  | 0 | 0 | 0 | 0 | 0 | 0 | 0
PG&E NGBA | Rock Creek 1 | 230 | LDES |  |  | 0 | 0 |  | 0 | 0 |  | 0 | 0 |  | 0 | 0 | 0 | 0 | 0 |  | 0 | 0 | 0 | 0 | 0 |  | 0 | 0 | 0 | 0 | 0 | 0 | 0
SCE Northern | Rosamond | 66 | LDES |  |  | 0 | 0 |  | 0 | 0 |  | 0 | 0 |  | 0 | 0 | 0 | 0 | 0 |  | 0 | 0 | 0 | 0 | 0 |  | 0 | 0 | 0 | 0 | 0 | 0 | 0
PG&E GBA | Rossmoor | 230 | LDES |  |  | 0 | 0 |  | 0 | 0 |  | 0 | 0 |  | 0 | 0 | 0 | 0 | 0 |  | 0 | 0 | 0 | 0 | 0 |  | 0 | 0 | 0 | 0 | 0 | 0 | 0
PG&E NGBA | Round Mountain | 230 | LDES |  |  | 0 | 0 |  | 0 | 0 |  | 0 | 0 |  | 0 | 0 | 0 | 0 | 0 |  | 0 | 0 | 0 | 0 | 0 |  | 0 | 0 | 0 | 0 | 0 | 0 | 0
PG&E NGBA | Round Mountain | 500 | LDES |  |  | 0 | 0 |  | 0 | 0 |  | 0 | 0 |  | 0 | 0 | 0 | 0 | 0 |  | 0 | 0 | 0 | 0 | 0 |  | 0 | 0 | 0 | 0 | 0 | 0 | 0
PG&E GBA | Salado | 115 | LDES |  |  | 0 | 0 |  | 0 | 0 |  | 0 | 0 |  | 0 | 0 | 0 | 0 | 0 |  | 0 | 0 | 0 | 0 | 0 |  | 0 | 0 | 0 | 0 | 0 | 0 | 0
PG&E GBA | Salado | 60 | LDES |  |  | 0 | 0 |  | 0 | 0 |  | 0 | 0 |  | 0 | 0 | 0 | 0 | 0 |  | 0 | 0 | 0 | 0 | 0 |  | 0 | 0 | 0 | 0 | 0 | 0 | 0
PG&E GBA | Salinas | 115 | LDES |  |  | 0 | 0 |  | 0 | 0 |  | 0 | 0 |  | 0 | 0 | 0 | 0 | 0 |  | 0 | 0 | 0 | 0 | 0 |  | 0 | 0 | 0 | 0 | 0 | 0 | 0
SDGE | Salt Creek | 69 | LDES |  |  | 0 | 0 |  | 0 | 0 |  | 0 | 0 |  | 0 | 0 | 0 | 0 | 0 |  | 0 | 0 | 0 | 0 | 0 |  | 0 | 0 | 0 | 0 | 0 | 0 | 0
SCE Eastern | San Bernardino | 230 | LDES |  |  | 0 | 0 |  | 0 | 0 |  | 0 | 0 |  | 0 | 0 | 0 | 0 | 0 |  | 0 | 0 | 0 | 0 | 0 |  | 0 | 0 | 0 | 0 | 0 | 0 | 0
PG&E GBA | SAN FRAN A (POTRERO PP) | 115 | LDES |  |  | 0 | 0 |  | 0 | 0 |  | 0 | 0 |  | 0 | 0 | 0 | 0 | 0 |  | 0 | 0 | 0 | 0 | 0 |  | 0 | 0 | 0 | 0 | 0 | 0 | 0
PG&E GBA | SAN FRAN A (POTRERO PP) | 230 | LDES |  |  | 0 | 0 |  | 0 | 0 |  | 0 | 0 |  | 0 | 0 | 0 | 0 | 0 |  | 0 | 0 | 0 | 0 | 0 |  | 0 | 0 | 0 | 0 | 0 | 0 | 0
PG&E GBA | San Jose A | 115 | LDES |  |  | 0 | 0 |  | 0 | 0 |  | 0 | 0 |  | 0 | 0 | 0 | 0 | 0 |  | 0 | 0 | 0 | 0 | 0 |  | 0 | 0 | 0 | 0 | 0 | 0 | 0
PG&E GBA | San Jose B | 115 | LDES |  |  | 0 | 0 |  | 0 | 0 |  | 0 | 0 |  | 0 | 0 | 0 | 0 | 0 |  | 0 | 0 | 0 | 0 | 0 |  | 0 | 0 | 0 | 0 | 0 | 0 | 0
PG&E GBA | San Leandro U | 115 | LDES |  |  | 0 | 0 |  | 0 | 0 |  | 0 | 0 |  | 0 | 0 | 0 | 0 | 0 |  | 0 | 0 | 0 | 0 | 0 |  | 0 | 0 | 0 | 0 | 0 | 0 | 0
PG&E KERN | San Luis Obispo | 115 | LDES |  |  | 0 | 0 |  | 0 | 0 |  | 0 | 0 |  | 0 | 0 | 0 | 0 | 0 |  | 0 | 0 | 0 | 0 | 0 |  | 0 | 0 | 0 | 0 | 0 | 0 | 0
PG&E KERN | San Luis Obispo | 70 | LDES |  |  | 0 | 0 |  | 0 | 0 |  | 0 | 0 |  | 0 | 0 | 0 | 0 | 0 |  | 0 | 0 | 0 | 0 | 0 |  | 0 | 0 | 0 | 0 | 0 | 0 | 0
SDGE | San Luis Rey | 230 | LDES |  |  | 0 | 0 |  | 0 | 0 |  | 0 | 0 |  | 0 | 0 | 0 | 0 | 0 |  | 0 | 0 | 0 | 0 | 0 |  | 0 | 0 | 0 | 0 | 0 | 0 | 0
SDGE | San Luis Rey | 69 | LDES |  |  | 0 | 0 |  | 0 | 0 |  | 0 | 0 |  | 0 | 0 | 0 | 0 | 0 |  | 0 | 0 | 0 | 0 | 0 |  | 0 | 0 | 0 | 0 | 0 | 0 | 0
SDGE | San Marcos | 69 | LDES |  |  | 0 | 0 |  | 0 | 0 |  | 0 | 0 |  | 0 | 0 | 0 | 0 | 0 |  | 0 | 0 | 0 | 0 | 0 |  | 0 | 0 | 0 | 0 | 0 | 0 | 0
SCE Metro | San Onofre | 230 | LDES |  |  | 0 | 0 |  | 0 | 0 |  | 0 | 0 |  | 0 | 0 | 0 | 0 | 0 |  | 0 | 0 | 0 | 0 | 0 |  | 0 | 0 | 0 | 0 | 0 | 0 | 0
PG&E GBA | San Pablo | 115 | LDES |  |  | 0 | 0 |  | 0 | 0 |  | 0 | 0 |  | 0 | 0 | 0 | 0 | 0 |  | 0 | 0 | 0 | 0 | 0 |  | 0 | 0 | 0 | 0 | 0 | 0 | 0
PG&E GBA | San Ramon | 230 | LDES |  |  | 0 | 0 |  | 0 | 0 |  | 0 | 0 |  | 0 | 0 | 0 | 0 | 0 |  | 0 | 0 | 0 | 0 | 0 |  | 0 | 0 | 0 | 0 | 0 | 0 | 0
SDGE | San Ysidro | 69 | LDES |  |  | 0 | 0 |  | 0 | 0 |  | 0 | 0 |  | 0 | 0 | 0 | 0 | 0 |  | 0 | 0 | 0 | 0 | 0 |  | 0 | 0 | 0 | 0 | 0 | 0 | 0
SCE NOL | Sandlot | 230 | LDES |  |  | 0 | 0 |  | 0 | 0 |  | 0 | 0 |  | 0 | 0 | 0 | 0 | 0 |  | 0 | 0 | 0 | 0 | 0 |  | 0 | 0 | 0 | 0 | 0 | 0 | 0
EOP | Sandy | 138 | LDES |  |  | 0 | 0 |  | 0 | 0 |  | 0 | 0 |  | 0 | 0 | 0 | 0 | 0 |  | 0 | 0 | 0 | 0 | 0 |  | 0 | 0 | 0 | 0 | 0 | 0 | 0
PG&E FRESNO | Sanger | 115 | LDES |  |  | 0 | 0 |  | 0 | 0 |  | 0 | 0 |  | 0 | 0 | 0 | 0 | 0 |  | 0 | 0 | 0 | 0 | 0 |  | 0 | 0 | 0 | 0 | 0 | 0 | 0
SCE Northern | Santa Clara | 230 | LDES |  |  | 0 | 0 |  | 0 | 0 |  | 0 | 0 |  | 0 | 0 | 0 | 0 | 0 |  | 0 | 0 | 0 | 0 | 0 |  | 0 | 0 | 0 | 0 | 0 | 0 | 0
PG&E NGBA | Santa Rosa A | 115 | LDES |  |  | 0 | 0 |  | 0 | 0 |  | 0 | 0 |  | 0 | 0 | 0 | 0 | 0 |  | 0 | 0 | 0 | 0 | 0 |  | 0 | 0 | 0 | 0 | 0 | 0 | 0
PG&E GBA | Santa Teresa | 115 | LDES |  |  | 0 | 0 |  | 0 | 0 |  | 0 | 0 |  | 0 | 0 | 0 | 0 | 0 |  | 0 | 0 | 0 | 0 | 0 |  | 0 | 0 | 0 | 0 | 0 | 0 | 0
SDGE | Santee | 138 | LDES |  |  | 0 | 0 |  | 0 | 0 |  | 0 | 0 |  | 0 | 0 | 0 | 0 | 0 |  | 0 | 0 | 0 | 0 | 0 |  | 0 | 0 | 0 | 0 | 0 | 0 | 0
SCE Metro | Santiago | 230 | LDES |  |  | 0 | 0 |  | 0 | 0 |  | 0 | 0 |  | 0 | 0 | 0 | 0 | 0 |  | 0 | 0 | 0 | 0 | 0 |  | 0 | 0 | 0 | 0 | 0 | 0 | 0
PG&E GBA | Saratoga | 230 | LDES |  |  | 0 | 0 |  | 0 | 0 |  | 0 | 0 |  | 0 | 0 | 0 | 0 | 0 |  | 0 | 0 | 0 | 0 | 0 |  | 0 | 0 | 0 | 0 | 0 | 0 | 0
SCE Northern | Saugus | 230 | LDES |  |  | 0 | 0 |  | 0 | 0 |  | 0 | 0 |  | 0 | 0 | 0 | 0 | 0 |  | 0 | 0 | 0 | 0 | 0 |  | 0 | 0 | 0 | 0 | 0 | 0 | 0
PG&E FRESNO | Schindler | 115 | LDES |  |  | 0 | 0 |  | 0 | 0 |  | 0 | 0 |  | 0 | 0 | 0 | 0 | 0 |  | 0 | 0 | 0 | 0 | 0 |  | 0 | 0 | 0 | 0 | 0 | 0 | 0
PG&E FRESNO | Schindler | 70 | LDES |  |  | 0 | 0 |  | 0 | 0 |  | 0 | 0 |  | 0 | 0 | 0 | 0 | 0 |  | 0 | 0 | 0 | 0 | 0 |  | 0 | 0 | 0 | 0 | 0 | 0 | 0
PG&E GBA | Schulte | 115 | LDES |  |  | 0 | 0 |  | 0 | 0 |  | 0 | 0 |  | 0 | 0 | 0 | 0 | 0 |  | 0 | 0 | 0 | 0 | 0 |  | 0 | 0 | 0 | 0 | 0 | 0 | 0
SDGE | Scripps | 69 | LDES |  |  | 0 | 0 |  | 0 | 0 |  | 0 | 0 |  | 0 | 0 | 0 | 0 | 0 |  | 0 | 0 | 0 | 0 | 0 |  | 0 | 0 | 0 | 0 | 0 | 0 | 0
PG&E KERN | Semitropic | 115 | LDES |  |  | 0 | 0 |  | 0 | 0 |  | 0 | 0 |  | 0 | 0 | 0 | 0 | 0 |  | 0 | 0 | 0 | 0 | 0 |  | 0 | 0 | 0 | 0 | 0 | 0 | 0
SCE Metro | Serrano | 230 | LDES |  |  | 0 | 0 |  | 0 | 0 |  | 0 | 0 |  | 0 | 0 | 0 | 0 | 0 |  | 0 | 0 | 0 | 0 | 0 |  | 0 | 0 | 0 | 0 | 0 | 0 | 0
SCE Metro | Serrano | 500 | LDES |  |  | 0 | 0 |  | 0 | 0 |  | 0 | 0 |  | 0 | 0 | 0 | 0 | 0 |  | 0 | 0 | 0 | 0 | 0 |  | 0 | 0 | 0 | 0 | 0 | 0 | 0
SDGE | Shadowridge | 138 | LDES |  |  | 0 | 0 |  | 0 | 0 |  | 0 | 0 |  | 0 | 0 | 0 | 0 | 0 |  | 0 | 0 | 0 | 0 | 0 |  | 0 | 0 | 0 | 0 | 0 | 0 | 0
PG&E KERN | Shafter | 115 | LDES |  |  | 0 | 0 |  | 0 | 0 |  | 0 | 0 |  | 0 | 0 | 0 | 0 | 0 |  | 0 | 0 | 0 | 0 | 0 |  | 0 | 0 | 0 | 0 | 0 | 0 | 0
PG&E NGBA | Silverado | 115 | LDES |  |  | 0 | 0 |  | 0 | 0 |  | 0 | 0 |  | 0 | 0 | 0 | 0 | 0 |  | 0 | 0 | 0 | 0 | 0 |  | 0 | 0 | 0 | 0 | 0 | 0 | 0
SDGE | Silvergate | 230 | LDES |  |  | 0 | 0 |  | 0 | 0 |  | 0 | 0 |  | 0 | 0 | 0 | 0 | 0 |  | 0 | 0 | 0 | 0 | 0 |  | 0 | 0 | 0 | 0 | 0 | 0 | 0
SDGE | Silvergate | 69 | LDES |  |  | 0 | 0 |  | 0 | 0 |  | 0 | 0 |  | 0 | 0 | 0 | 0 | 0 |  | 0 | 0 | 0 | 0 | 0 |  | 0 | 0 | 0 | 0 | 0 | 0 | 0
PG&E KERN | Sisquoc | 115 | LDES |  |  | 0 | 0 |  | 0 | 0 |  | 0 | 0 |  | 0 | 0 | 0 | 0 | 0 |  | 0 | 0 | 0 | 0 | 0 |  | 0 | 0 | 0 | 0 | 0 | 0 | 0
EOP | Sloan Canyon | 230 | LDES |  |  | 0 | 0 |  | 0 | 0 |  | 0 | 0 |  | 0 | 0 | 0 | 0 | 0 |  | 0 | 0 | 0 | 0 | 0 |  | 0 | 0 | 0 | 0 | 0 | 0 | 0
EOP | Sloan Canyon | 500 | LDES |  |  | 0 | 0 |  | 0 | 0 |  | 0 | 0 |  | 0 | 0 | 0 | 0 | 0 |  | 0 | 0 | 0 | 0 | 0 |  | 0 | 0 | 0 | 0 | 0 | 0 | 0
PG&E KERN | Smyrna | 115 | LDES |  |  | 0 | 0 |  | 0 | 0 |  | 0 | 0 |  | 0 | 0 | 0 | 0 | 0 |  | 0 | 0 | 0 | 0 | 0 |  | 0 | 0 | 0 | 0 | 0 | 0 | 0
PG&E GBA | Sobrante | 115 | LDES |  |  | 0 | 0 |  | 0 | 0 |  | 0 | 0 |  | 0 | 0 | 0 | 0 | 0 |  | 0 | 0 | 0 | 0 | 0 |  | 0 | 0 | 0 | 0 | 0 | 0 | 0
PG&E GBA | Sobrante | 230 | LDES |  |  | 0 | 0 |  | 0 | 0 |  | 0 | 0 |  | 0 | 0 | 0 | 0 | 0 |  | 0 | 0 | 0 | 0 | 0 |  | 0 | 0 | 0 | 0 | 0 | 0 | 0
PG&E KERN | Solar | 230 | LDES |  |  | 0 | 0 |  | 0 | 0 |  | 0 | 0 |  | 0 | 0 | 0 | 0 | 0 |  | 0 | 0 | 0 | 0 | 0 |  | 0 | 0 | 0 | 0 | 0 | 0 | 0
PG&E GBA | Soledad | 115 | LDES |  |  | 0 | 0 |  | 0 | 0 |  | 0 | 0 |  | 0 | 0 | 0 | 0 | 0 |  | 0 | 0 | 0 | 0 | 0 |  | 0 | 0 | 0 | 0 | 0 | 0 | 0
PG&E GBA | Soledad | 60 | LDES |  |  | 0 | 0 |  | 0 | 0 |  | 0 | 0 |  | 0 | 0 | 0 | 0 | 0 |  | 0 | 0 | 0 | 0 | 0 |  | 0 | 0 | 0 | 0 | 0 | 0 | 0
SDGE | Spring Valley | 69 | LDES |  |  | 0 | 0 |  | 0 | 0 |  | 0 | 0 |  | 0 | 0 | 0 | 0 | 0 |  | 0 | 0 | 0 | 0 | 0 |  | 0 | 0 | 0 | 0 | 0 | 0 | 0
SCE Northern | Springville | 230 | LDES |  |  | 0 | 0 |  | 0 | 0 |  | 0 | 0 |  | 0 | 0 | 0 | 0 | 0 |  | 0 | 0 | 0 | 0 | 0 |  | 0 | 0 | 0 | 0 | 0 | 0 | 0
PG&E GBA | Stagg | 230 | LDES |  |  | 0 | 0 |  | 0 | 0 |  | 0 | 0 |  | 0 | 0 | 0 | 0 | 0 |  | 0 | 0 | 0 | 0 | 0 |  | 0 | 0 | 0 | 0 | 0 | 0 | 0
PG&E GBA | Standard Oil | 115 | LDES |  |  | 0 | 0 |  | 0 | 0 |  | 0 | 0 |  | 0 | 0 | 0 | 0 | 0 |  | 0 | 0 | 0 | 0 | 0 |  | 0 | 0 | 0 | 0 | 0 | 0 | 0
PG&E GBA | Stanislaus | 115 | LDES |  |  | 0 | 0 |  | 0 | 0 |  | 0 | 0 |  | 0 | 0 | 0 | 0 | 0 |  | 0 | 0 | 0 | 0 | 0 |  | 0 | 0 | 0 | 0 | 0 | 0 | 0
PG&E KERN | Stockdale | 115 | LDES |  |  | 0 | 0 |  | 0 | 0 |  | 0 | 0 |  | 0 | 0 | 0 | 0 | 0 |  | 0 | 0 | 0 | 0 | 0 |  | 0 | 0 | 0 | 0 | 0 | 0 | 0
PG&E KERN | Stockdale | 230 | LDES |  |  | 0 | 0 |  | 0 | 0 |  | 0 | 0 |  | 0 | 0 | 0 | 0 | 0 |  | 0 | 0 | 0 | 0 | 0 |  | 0 | 0 | 0 | 0 | 0 | 0 | 0
PG&E GBA | Stockton A | 115 | LDES |  |  | 0 | 0 |  | 0 | 0 |  | 0 | 0 |  | 0 | 0 | 0 | 0 | 0 |  | 0 | 0 | 0 | 0 | 0 |  | 0 | 0 | 0 | 0 | 0 | 0 | 0
PG&E GBA | Stone | 115 | LDES |  |  | 0 | 0 |  | 0 | 0 |  | 0 | 0 |  | 0 | 0 | 0 | 0 | 0 |  | 0 | 0 | 0 | 0 | 0 |  | 0 | 0 | 0 | 0 | 0 | 0 | 0
PG&E FRESNO | Storey | 230 | LDES |  |  | 0 | 0 |  | 0 | 0 |  | 0 | 0 |  | 0 | 0 | 0 | 0 | 0 |  | 0 | 0 | 0 | 0 | 0 |  | 0 | 0 | 0 | 0 | 0 | 0 | 0
PG&E NGBA | Summit | 115 | LDES |  |  | 0 | 0 |  | 0 | 0 |  | 0 | 0 |  | 0 | 0 | 0 | 0 | 0 |  | 0 | 0 | 0 | 0 | 0 |  | 0 | 0 | 0 | 0 | 0 | 0 | 0
SDGE | Suncrest | 230 | LDES |  |  | 0 | 0 |  | 0 | 0 |  | 0 | 0 |  | 0 | 0 | 0 | 0 | 0 |  | 0 | 0 | 0 | 0 | 0 |  | 0 | 0 | 0 | 0 | 0 | 0 | 0
SDGE | Suncrest | 500 | LDES |  |  | 0 | 0 |  | 0 | 0 |  | 0 | 0 |  | 0 | 0 | 0 | 0 | 0 |  | 0 | 0 | 0 | 0 | 0 |  | 0 | 0 | 0 | 0 | 0 | 0 | 0
PG&E KERN | Sunrise | 230 | LDES |  |  | 0 | 0 |  | 0 | 0 |  | 0 | 0 |  | 0 | 0 | 0 | 0 | 0 |  | 0 | 0 | 0 | 0 | 0 |  | 0 | 0 | 0 | 0 | 0 | 0 | 0
PG&E KERN | Sunset | 230 | LDES |  |  | 0 | 0 |  | 0 | 0 |  | 0 | 0 |  | 0 | 0 | 0 | 0 | 0 |  | 0 | 0 | 0 | 0 | 0 |  | 0 | 0 | 0 | 0 | 0 | 0 | 0
PG&E GBA | Swift | 115 | LDES |  |  | 0 | 0 |  | 0 | 0 |  | 0 | 0 |  | 0 | 0 | 0 | 0 | 0 |  | 0 | 0 | 0 | 0 | 0 |  | 0 | 0 | 0 | 0 | 0 | 0 | 0
SDGE | Sycamore Canyon | 138 | LDES |  |  | 1 | 0 |  | 0 | 0 |  | 0 | 0 |  | 0 | 0 | 0 | 0 | 200 |  | 200 | 0 | 0 | 0 | 200 |  | 200 | 200 | 0 | 200 | 200 | 0 | 200
SDGE | Sycamore Canyon | 230 | LDES |  | Mapped as PSH | 1 | 0 |  | 0 | 0 |  | 0 | 0 |  | 0 | 0 | 0 | 0 | 300 |  | 300 | 0 | 0 | 0 | 300 |  | 300 | 300 | 0 | 300 | 300 | 0 | 300
SDGE | Sycamore Canyon | 69 | LDES |  |  | 0 | 0 |  | 0 | 0 |  | 0 | 0 |  | 0 | 0 | 0 | 0 | 0 |  | 0 | 0 | 0 | 0 | 0 |  | 0 | 0 | 0 | 0 | 0 | 0 | 0
SCE Northern | Sylmar | 230 | LDES |  |  | 0 | 0 |  | 0 | 0 |  | 0 | 0 |  | 0 | 0 | 0 | 0 | 0 |  | 0 | 0 | 0 | 0 | 0 |  | 0 | 0 | 0 | 0 | 0 | 0 | 0
PG&E NGBA | Table Mountain | 115 | LDES |  |  | 0 | 0 |  | 0 | 0 |  | 0 | 0 |  | 0 | 0 | 0 | 0 | 0 |  | 0 | 0 | 0 | 0 | 0 |  | 0 | 0 | 0 | 0 | 0 | 0 | 0
PG&E NGBA | Table Mountain | 230 | LDES |  |  | 0 | 0 |  | 0 | 0 |  | 0 | 0 |  | 0 | 0 | 0 | 0 | 0 |  | 0 | 0 | 0 | 0 | 0 |  | 0 | 0 | 0 | 0 | 0 | 0 | 0
PG&E NGBA | Table Mountain | 500 | LDES |  |  | 0 | 0 |  | 0 | 0 |  | 0 | 0 |  | 0 | 0 | 0 | 0 | 0 |  | 0 | 0 | 0 | 0 | 0 |  | 0 | 0 | 0 | 0 | 0 | 0 | 0
PG&E NGBA | Table Mountain | 60 | LDES |  |  | 0 | 0 |  | 0 | 0 |  | 0 | 0 |  | 0 | 0 | 0 | 0 | 0 |  | 0 | 0 | 0 | 0 | 0 |  | 0 | 0 | 0 | 0 | 0 | 0 | 0
PG&E KERN | Taft | 115 | LDES |  |  | 0 | 0 |  | 0 | 0 |  | 0 | 0 |  | 0 | 0 | 0 | 0 | 0 |  | 0 | 0 | 0 | 0 | 0 |  | 0 | 0 | 0 | 0 | 0 | 0 | 0
SDGE | Talega | 138 | LDES |  |  | 0 | 0 |  | 0 | 0 |  | 0 | 0 |  | 0 | 0 | 0 | 0 | 0 |  | 0 | 0 | 0 | 0 | 0 |  | 0 | 0 | 0 | 0 | 0 | 0 | 0
SDGE | Talega | 230 | LDES |  |  | 0 | 0 |  | 0 | 0 |  | 0 | 0 |  | 0 | 0 | 0 | 0 | 0 |  | 0 | 0 | 0 | 0 | 0 |  | 0 | 0 | 0 | 0 | 0 | 0 | 0
PG&E GBA | Tassajara | 230 | LDES |  |  | 0 | 0 |  | 0 | 0 |  | 0 | 0 |  | 0 | 0 | 0 | 0 | 0 |  | 0 | 0 | 0 | 0 | 0 |  | 0 | 0 | 0 | 0 | 0 | 0 | 0
PG&E KERN | Tejon | 70 | LDES |  |  | 0 | 0 |  | 0 | 0 |  | 0 | 0 |  | 0 | 0 | 0 | 0 | 0 |  | 0 | 0 | 0 | 0 | 0 |  | 0 | 0 | 0 | 0 | 0 | 0 | 0
SDGE | Telegraph Canyon | 138 | LDES |  |  | 0 | 0 |  | 0 | 0 |  | 0 | 0 |  | 0 | 0 | 0 | 0 | 0 |  | 0 | 0 | 0 | 0 | 0 |  | 0 | 0 | 0 | 0 | 0 | 0 | 0
PG&E KERN | Temblor | 115 | LDES |  |  | 0 | 0 |  | 0 | 0 |  | 0 | 0 |  | 0 | 0 | 0 | 0 | 0 |  | 0 | 0 | 0 | 0 | 0 |  | 0 | 0 | 0 | 0 | 0 | 0 | 0
PG&E KERN | Templeton | 230 | LDES |  |  | 0 | 0 |  | 0 | 0 |  | 0 | 0 |  | 0 | 0 | 0 | 0 | 0 |  | 0 | 0 | 0 | 0 | 0 |  | 0 | 0 | 0 | 0 | 0 | 0 | 0
PG&E KERN | Templeton | 70 | LDES |  |  | 1 | 0 |  | 0 | 0 |  | 0 | 0 |  | 0 | 0 | 0 | 0 | 200 |  | 200 | 0 | 0 | 0 | 200 |  | 200 | 200 | 0 | 200 | 200 | 0 | 200
PG&E GBA | Tesla | 115 | LDES |  |  | 0 | 0 |  | 0 | 0 |  | 0 | 0 |  | 0 | 0 | 0 | 0 | 0 |  | 0 | 0 | 0 | 0 | 0 |  | 0 | 0 | 0 | 0 | 0 | 0 | 0
PG&E GBA | Tesla | 230 | LDES |  |  | 0 | 0 |  | 0 | 0 |  | 0 | 0 |  | 0 | 0 | 0 | 0 | 0 |  | 0 | 0 | 0 | 0 | 0 |  | 0 | 0 | 0 | 0 | 0 | 0 | 0
PG&E GBA | Tesla | 500 | LDES |  |  | 0 | 0 |  | 0 | 0 |  | 0 | 0 |  | 0 | 0 | 0 | 0 | 0 |  | 0 | 0 | 0 | 0 | 0 |  | 0 | 0 | 0 | 0 | 0 | 0 | 0
PG&E KERN | Tevis | 115 | LDES |  |  | 0 | 0 |  | 0 | 0 |  | 0 | 0 |  | 0 | 0 | 0 | 0 | 0 |  | 0 | 0 | 0 | 0 | 0 |  | 0 | 0 | 0 | 0 | 0 | 0 | 0
EOP | Thousandaire | 138 | LDES |  |  | 0 | 0 |  | 0 | 0 |  | 0 | 0 |  | 0 | 0 | 0 | 0 | 0 |  | 0 | 0 | 0 | 0 | 0 |  | 0 | 0 | 0 | 0 | 0 | 0 | 0
PG&E KERN | Topaz | 230 | LDES |  |  | 1 | 0 |  | 0 | 0 |  | 0 | 0 |  | 0 | 0 | 0 | 0 | 170 |  | 170 | 0 | 0 | 0 | 170 |  | 170 | 170 | 0 | 170 | 170 | 0 | 170
SCE NOL | Tortilla | 115 | LDES |  |  | 0 | 0 |  | 0 | 0 |  | 0 | 0 |  | 0 | 0 | 0 | 0 | 0 |  | 0 | 0 | 0 | 0 | 0 |  | 0 | 0 | 0 | 0 | 0 | 0 | 0
SDGE | Trabuco | 138 | LDES |  |  | 0 | 0 |  | 0 | 0 |  | 0 | 0 |  | 0 | 0 | 0 | 0 | 0 |  | 0 | 0 | 0 | 0 | 0 |  | 0 | 0 | 0 | 0 | 0 | 0 | 0
PG&E GBA | Tracy | 115 | LDES |  |  | 0 | 0 |  | 0 | 0 |  | 0 | 0 |  | 0 | 0 | 0 | 0 | 0 |  | 0 | 0 | 0 | 0 | 0 |  | 0 | 0 | 0 | 0 | 0 | 0 | 0
PG&E FRESNO | Tranquility | 230 | LDES |  |  | 0 | 0 |  | 0 | 0 |  | 0 | 0 |  | 0 | 0 | 0 | 0 | 0 |  | 0 | 0 | 0 | 0 | 0 |  | 0 | 0 | 0 | 0 | 0 | 0 | 0
PG&E GBA | Trimble | 115 | LDES |  |  | 0 | 0 |  | 0 | 0 |  | 0 | 0 |  | 0 | 0 | 0 | 0 | 0 |  | 0 | 0 | 0 | 0 | 0 |  | 0 | 0 | 0 | 0 | 0 | 0 | 0
EOP | Trout Canyon | 230 | LDES |  |  | 0 | 0 |  | 0 | 0 |  | 0 | 0 |  | 0 | 0 | 0 | 0 | 0 |  | 0 | 0 | 0 | 0 | 0 |  | 0 | 0 | 0 | 0 | 0 | 0 | 0
EOP | Trout Canyon | 500 | LDES |  |  | 0 | 0 |  | 0 | 0 |  | 0 | 0 |  | 0 | 0 | 0 | 0 | 0 |  | 0 | 0 | 0 | 0 | 0 |  | 0 | 0 | 0 | 0 | 0 | 0 | 0
PG&E NGBA | Tulucay | 230 | LDES |  |  | 0 | 0 |  | 0 | 0 |  | 0 | 0 |  | 0 | 0 | 0 | 0 | 0 |  | 0 | 0 | 0 | 0 | 0 |  | 0 | 0 | 0 | 0 | 0 | 0 | 0
PG&E NGBA | Tulucay | 60 | LDES |  |  | 0 | 0 |  | 0 | 0 |  | 0 | 0 |  | 0 | 0 | 0 | 0 | 0 |  | 0 | 0 | 0 | 0 | 0 |  | 0 | 0 | 0 | 0 | 0 | 0 | 0
PG&E KERN | Tupman | 115 | LDES |  |  | 0 | 0 |  | 0 | 0 |  | 0 | 0 |  | 0 | 0 | 0 | 0 | 0 |  | 0 | 0 | 0 | 0 | 0 |  | 0 | 0 | 0 | 0 | 0 | 0 | 0
PG&E NGBA | Ukiah | 115 | LDES |  |  | 0 | 0 |  | 0 | 0 |  | 0 | 0 |  | 0 | 0 | 0 | 0 | 0 |  | 0 | 0 | 0 | 0 | 0 |  | 0 | 0 | 0 | 0 | 0 | 0 | 0
PG&E KERN | Union (Estrella) | 70 | LDES |  |  | 0 | 0 |  | 0 | 0 |  | 0 | 0 |  | 0 | 0 | 0 | 0 | 0 |  | 0 | 0 | 0 | 0 | 0 |  | 0 | 0 | 0 | 0 | 0 | 0 | 0
PG&E NGBA | Vaca Dixon | 115 | LDES |  |  | 0 | 0 |  | 0 | 0 |  | 0 | 0 |  | 0 | 0 | 0 | 0 | 0 |  | 0 | 0 | 0 | 0 | 0 |  | 0 | 0 | 0 | 0 | 0 | 0 | 0
PG&E NGBA | Vaca Dixon | 230 | LDES |  |  | 0 | 0 |  | 0 | 0 |  | 0 | 0 |  | 0 | 0 | 0 | 0 | 0 |  | 0 | 0 | 0 | 0 | 0 |  | 0 | 0 | 0 | 0 | 0 | 0 | 0
PG&E NGBA | Vaca Dixon | 500 | LDES |  |  | 0 | 0 |  | 0 | 0 |  | 0 | 0 |  | 0 | 0 | 0 | 0 | 0 |  | 0 | 0 | 0 | 0 | 0 |  | 0 | 0 | 0 | 0 | 0 | 0 | 0
PG&E NGBA | Vaca Dixon | 60 | LDES |  |  | 0 | 0 |  | 0 | 0 |  | 0 | 0 |  | 0 | 0 | 0 | 0 | 0 |  | 0 | 0 | 0 | 0 | 0 |  | 0 | 0 | 0 | 0 | 0 | 0 | 0
SCE Eastern | Valley (SCE) | 500 | LDES |  |  | 0 | 0 |  | 0 | 0 |  | 0 | 0 |  | 0 | 0 | 0 | 0 | 0 |  | 0 | 0 | 0 | 0 | 0 |  | 0 | 0 | 0 | 0 | 0 | 0 | 0
EOP | Valley (VEA) | 138 | LDES |  |  | 0 | 0 |  | 0 | 0 |  | 0 | 0 |  | 0 | 0 | 0 | 0 | 0 |  | 0 | 0 | 0 | 0 | 0 |  | 0 | 0 | 0 | 0 | 0 | 0 | 0
SDGE | Valley Center | 69 | LDES |  |  | 0 | 0 |  | 0 | 0 |  | 0 | 0 |  | 0 | 0 | 0 | 0 | 0 |  | 0 | 0 | 0 | 0 | 0 |  | 0 | 0 | 0 | 0 | 0 | 0 | 0
PG&E GBA | Valley Home | 115 | LDES |  |  | 0 | 0 |  | 0 | 0 |  | 0 | 0 |  | 0 | 0 | 0 | 0 | 0 |  | 0 | 0 | 0 | 0 | 0 |  | 0 | 0 | 0 | 0 | 0 | 0 | 0
PG&E GBA | Valley Springs | 230 | LDES |  |  | 0 | 0 |  | 0 | 0 |  | 0 | 0 |  | 0 | 0 | 0 | 0 | 0 |  | 0 | 0 | 0 | 0 | 0 |  | 0 | 0 | 0 | 0 | 0 | 0 | 0
PG&E GBA | Valley Springs | 60 | LDES |  |  | 0 | 0 |  | 0 | 0 |  | 0 | 0 |  | 0 | 0 | 0 | 0 | 0 |  | 0 | 0 | 0 | 0 | 0 |  | 0 | 0 | 0 | 0 | 0 | 0 | 0
EOP | Valley Switch | 138 | LDES |  |  | 0 | 0 |  | 0 | 0 |  | 0 | 0 |  | 0 | 0 | 0 | 0 | 0 |  | 0 | 0 | 0 | 0 | 0 |  | 0 | 0 | 0 | 0 | 0 | 0 | 0
EOP | Valley Switch | 230 | LDES |  |  | 0 | 0 |  | 0 | 0 |  | 0 | 0 |  | 0 | 0 | 0 | 0 | 0 |  | 0 | 0 | 0 | 0 | 0 |  | 0 | 0 | 0 | 0 | 0 | 0 | 0
PG&E GBA | Vasco | 230 | LDES |  |  | 0 | 0 |  | 0 | 0 |  | 0 | 0 |  | 0 | 0 | 0 | 0 | 0 |  | 0 | 0 | 0 | 0 | 0 |  | 0 | 0 | 0 | 0 | 0 | 0 | 0
PG&E GBA | Vasona | 230 | LDES |  |  | 0 | 0 |  | 0 | 0 |  | 0 | 0 |  | 0 | 0 | 0 | 0 | 0 |  | 0 | 0 | 0 | 0 | 0 |  | 0 | 0 | 0 | 0 | 0 | 0 | 0
SCE Northern | Vestal | 230 | LDES |  |  | 0 | 0 |  | 0 | 0 |  | 0 | 0 |  | 0 | 0 | 0 | 0 | 0 |  | 0 | 0 | 0 | 0 | 0 |  | 0 | 0 | 0 | 0 | 0 | 0 | 0
SCE Northern | Vestal | 66 | LDES |  |  | 0 | 0 |  | 0 | 0 |  | 0 | 0 |  | 0 | 0 | 0 | 0 | 0 |  | 0 | 0 | 0 | 0 | 0 |  | 0 | 0 | 0 | 0 | 0 | 0 | 0
SCE NOL | Victor | 115 | LDES |  |  | 0 | 0 |  | 0 | 0 |  | 0 | 0 |  | 0 | 0 | 0 | 0 | 0 |  | 0 | 0 | 0 | 0 | 0 |  | 0 | 0 | 0 | 0 | 0 | 0 | 0
SCE NOL | Victor | 230 | LDES |  |  | 0 | 0 |  | 0 | 0 |  | 0 | 0 |  | 0 | 0 | 0 | 0 | 0 |  | 0 | 0 | 0 | 0 | 0 |  | 0 | 0 | 0 | 0 | 0 | 0 | 0
SCE Metro | Viejo | 230 | LDES |  |  | 0 | 0 |  | 0 | 0 |  | 0 | 0 |  | 0 | 0 | 0 | 0 | 0 |  | 0 | 0 | 0 | 0 | 0 |  | 0 | 0 | 0 | 0 | 0 | 0 | 0
PG&E GBA | Vierra | 115 | LDES |  |  | 0 | 0 |  | 0 | 0 |  | 0 | 0 |  | 0 | 0 | 0 | 0 | 0 |  | 0 | 0 | 0 | 0 | 0 |  | 0 | 0 | 0 | 0 | 0 | 0 | 0
SCE Metro | Villa Park | 230 | LDES |  |  | 0 | 0 |  | 0 | 0 |  | 0 | 0 |  | 0 | 0 | 0 | 0 | 0 |  | 0 | 0 | 0 | 0 | 0 |  | 0 | 0 | 0 | 0 | 0 | 0 | 0
SCE Northern | Vincent | 230 | LDES |  |  | 1 | 0 |  | 0 | 0 |  | 0 | 0 |  | 0 | 0 | 0 | 0 | 200 |  | 200 | 0 | 0 | 0 | 200 |  | 200 | 200 | 0 | 200 | 200 | 0 | 200
SCE Northern | Vincent | 500 | LDES |  |  | 1 | 0 |  | 0 | 0 |  | 0 | 0 |  | 0 | 0 | 0 | 0 | 200 |  | 200 | 0 | 0 | 0 | 200 |  | 200 | 200 | 0 | 200 | 200 | 0 | 200
PG&E GBA | Vineyard | 230 | LDES |  |  | 0 | 0 |  | 0 | 0 |  | 0 | 0 |  | 0 | 0 | 0 | 0 | 0 |  | 0 | 0 | 0 | 0 | 0 |  | 0 | 0 | 0 | 0 | 0 | 0 | 0
SDGE | Vineyard | 69 | LDES |  |  | 0 | 0 |  | 0 | 0 |  | 0 | 0 |  | 0 | 0 | 0 | 0 | 0 |  | 0 | 0 | 0 | 0 | 0 |  | 0 | 0 | 0 | 0 | 0 | 0 | 0
SCE Eastern | Vista (SCE) | 230 | LDES |  |  | 0 | 0 |  | 0 | 0 |  | 0 | 0 |  | 0 | 0 | 0 | 0 | 0 |  | 0 | 0 | 0 | 0 | 0 |  | 0 | 0 | 0 | 0 | 0 | 0 | 0
EOP | Vista (VEA) | 138 | LDES |  |  | 0 | 0 |  | 0 | 0 |  | 0 | 0 |  | 0 | 0 | 0 | 0 | 0 |  | 0 | 0 | 0 | 0 | 0 |  | 0 | 0 | 0 | 0 | 0 | 0 | 0
EOP | Vista (VEA) | 230 | LDES |  |  | 0 | 0 |  | 0 | 0 |  | 0 | 0 |  | 0 | 0 | 0 | 0 | 0 |  | 0 | 0 | 0 | 0 | 0 |  | 0 | 0 | 0 | 0 | 0 | 0 | 0
PG&E FRESNO | Wahtoke | 115 | LDES |  |  | 0 | 0 |  | 0 | 0 |  | 0 | 0 |  | 0 | 0 | 0 | 0 | 0 |  | 0 | 0 | 0 | 0 | 0 |  | 0 | 0 | 0 | 0 | 0 | 0 | 0
SCE Northern | Wakefield | 66 | LDES |  |  | 1 | 0 |  | 0 | 0 |  | 0 | 0 |  | 0 | 0 | 0 | 0 | 100 |  | 100 | 0 | 0 | 0 | 100 |  | 100 | 100 | 0 | 100 | 100 | 0 | 100
SCE Metro | Walnut | 230 | LDES |  |  | 0 | 0 |  | 0 | 0 |  | 0 | 0 |  | 0 | 0 | 0 | 0 | 0 |  | 0 | 0 | 0 | 0 | 0 |  | 0 | 0 | 0 | 0 | 0 | 0 | 0
SCE Northern | Warne | 230 | LDES |  |  | 0 | 0 |  | 0 | 0 |  | 0 | 0 |  | 0 | 0 | 0 | 0 | 0 |  | 0 | 0 | 0 | 0 | 0 |  | 0 | 0 | 0 | 0 | 0 | 0 | 0
PG&E GBA | Warnerville | 230 | LDES |  |  | 0 | 0 |  | 0 | 0 |  | 0 | 0 |  | 0 | 0 | 0 | 0 | 0 |  | 0 | 0 | 0 | 0 | 0 |  | 0 | 0 | 0 | 0 | 0 | 0 | 0
PG&E FRESNO | Waukena | 115 | LDES |  |  | 0 | 0 |  | 0 | 0 |  | 0 | 0 |  | 0 | 0 | 0 | 0 | 0 |  | 0 | 0 | 0 | 0 | 0 |  | 0 | 0 | 0 | 0 | 0 | 0 | 0
PG&E GBA | Weber | 230 | LDES |  |  | 0 | 0 |  | 0 | 0 |  | 0 | 0 |  | 0 | 0 | 0 | 0 | 0 |  | 0 | 0 | 0 | 0 | 0 |  | 0 | 0 | 0 | 0 | 0 | 0 | 0
PG&E GBA | Weber | 60 | LDES |  |  | 0 | 0 |  | 0 | 0 |  | 0 | 0 |  | 0 | 0 | 0 | 0 | 0 |  | 0 | 0 | 0 | 0 | 0 |  | 0 | 0 | 0 | 0 | 0 | 0 | 0
PG&E FRESNO | West Fresno | 115 | LDES |  |  | 0 | 0 |  | 0 | 0 |  | 0 | 0 |  | 0 | 0 | 0 | 0 | 0 |  | 0 | 0 | 0 | 0 | 0 |  | 0 | 0 | 0 | 0 | 0 | 0 | 0
PG&E FRESNO | Westley | 230 | LDES |  |  | 0 | 0 |  | 0 | 0 |  | 0 | 0 |  | 0 | 0 | 0 | 0 | 0 |  | 0 | 0 | 0 | 0 | 0 |  | 0 | 0 | 0 | 0 | 0 | 0 | 0
PG&E KERN | Westpark | 115 | LDES |  |  | 0 | 0 |  | 0 | 0 |  | 0 | 0 |  | 0 | 0 | 0 | 0 | 0 |  | 0 | 0 | 0 | 0 | 0 |  | 0 | 0 | 0 | 0 | 0 | 0 | 0
PG&E KERN | Wheeler Ridge | 230 | LDES |  |  | 0 | 0 |  | 0 | 0 |  | 0 | 0 |  | 0 | 0 | 0 | 0 | 0 |  | 0 | 0 | 0 | 0 | 0 |  | 0 | 0 | 0 | 0 | 0 | 0 | 0
PG&E KERN | Wheeler Ridge | 115 | LDES |  |  | 0 | 0 |  | 0 | 0 |  | 0 | 0 |  | 0 | 0 | 0 | 0 | 0 |  | 0 | 0 | 0 | 0 | 0 |  | 0 | 0 | 0 | 0 | 0 | 0 | 0
PG&E KERN | Wheeler Ridge | 70 | LDES |  |  | 0 | 0 |  | 0 | 0 |  | 0 | 0 |  | 0 | 0 | 0 | 0 | 0 |  | 0 | 0 | 0 | 0 | 0 |  | 0 | 0 | 0 | 0 | 0 | 0 | 0
SCE Northern | Whirlwind | 230 | LDES |  | Mapped as A-CAES | 1 | 200 |  | 200 | 0 |  | 0 | 0 |  | 0 | 0 | 0 | 0 | 300 |  | 300 | 0 | 0 | 0 | 300 |  | 300 | 500 | 0 | 500 | 500 | 0 | 500
SCE Northern | Whirlwind | 500 | LDES |  |  | 0 | 0 |  | 0 | 0 |  | 0 | 0 |  | 0 | 0 | 0 | 0 | 0 |  | 0 | 0 | 0 | 0 | 0 |  | 0 | 0 | 0 | 0 | 0 | 0 | 0
PG&E GBA | Whisman | 115 | LDES |  |  | 1 | 0 |  | 0 | 0 |  | 0 | 0 |  | 0 | 0 | 0 | 0 | 80 |  | 80 | 0 | 0 | 0 | 80 |  | 80 | 80 | 0 | 80 | 80 | 0 | 80
SCE Eastern | Wildlife | 230 | LDES |  |  | 1 | 0 |  | 0 | 0 |  | 0 | 0 |  | 0 | 0 | 0 | 0 | 150 |  | 150 | 0 | 0 | 0 | 150 |  | 150 | 150 | 0 | 150 | 150 | 0 | 150
PG&E FRESNO | Wilson | 115 | LDES |  |  | 0 | 0 |  | 0 | 0 |  | 0 | 0 |  | 0 | 0 | 0 | 0 | 0 |  | 0 | 0 | 0 | 0 | 0 |  | 0 | 0 | 0 | 0 | 0 | 0 | 0
PG&E FRESNO | Wilson | 230 | LDES |  |  | 0 | 0 |  | 0 | 0 |  | 0 | 0 |  | 0 | 0 | 0 | 0 | 0 |  | 0 | 0 | 0 | 0 | 0 |  | 0 | 0 | 0 | 0 | 0 | 0 | 0
SCE Northern | Windhub | 230 | LDES |  |  | 0 | 0 |  | 0 | 0 |  | 0 | 0 |  | 0 | 0 | 0 | 0 | 0 |  | 0 | 0 | 0 | 0 | 0 |  | 0 | 0 | 0 | 0 | 0 | 0 | 0
SCE Northern | Windhub | 500 | LDES |  |  | 1 | 0 |  | 0 | 0 |  | 0 | 0 |  | 0 | 0 | 0 | 0 | 480 |  | 480 | 0 | 0 | 0 | 480 |  | 480 | 480 | 0 | 480 | 480 | 0 | 480
PG&E GBA | Windmaster | 230 | LDES |  |  | 0 | 0 |  | 0 | 0 |  | 0 | 0 |  | 0 | 0 | 0 | 0 | 0 |  | 0 | 0 | 0 | 0 | 0 |  | 0 | 0 | 0 | 0 | 0 | 0 | 0
PG&E NGBA | Windsor | 60 | LDES |  |  | 0 | 0 |  | 0 | 0 |  | 0 | 0 |  | 0 | 0 | 0 | 0 | 0 |  | 0 | 0 | 0 | 0 | 0 |  | 0 | 0 | 0 | 0 | 0 | 0 | 0
PG&E NGBA | Woodland | 115 | LDES |  |  | 0 | 0 |  | 0 | 0 |  | 0 | 0 |  | 0 | 0 | 0 | 0 | 0 |  | 0 | 0 | 0 | 0 | 0 |  | 0 | 0 | 0 | 0 | 0 | 0 | 0
PG&E FRESNO | Woodward | 115 | LDES |  |  | 0 | 0 |  | 0 | 0 |  | 0 | 0 |  | 0 | 0 | 0 | 0 | 0 |  | 0 | 0 | 0 | 0 | 0 |  | 0 | 0 | 0 | 0 | 0 | 0 | 0
PG&E NGBA | Wyandotte | 115 | LDES |  |  | 0 | 0 |  | 0 | 0 |  | 0 | 0 |  | 0 | 0 | 0 | 0 | 0 |  | 0 | 0 | 0 | 0 | 0 |  | 0 | 0 | 0 | 0 | 0 | 0 | 0
PG&E KERN | 7th Standard | 115 | OOS_Wind |  |  | 0 | 0 | 0 | 0 | 0 | 0 | 0 | 0 | 0 | 0 | 0 | 0 | 0 | 0 | 0 | 0 | 0 | 0 | 0 | 0 | 0 | 0 | 0 | 0 | 0 | 0 | 0 | 0
SCE Metro | Alamitos | 230 | OOS_Wind |  |  | 0 | 0 | 0 | 0 | 0 | 0 | 0 | 0 | 0 | 0 | 0 | 0 | 0 | 0 | 0 | 0 | 0 | 0 | 0 | 0 | 0 | 0 | 0 | 0 | 0 | 0 | 0 | 0
SCE Eastern | Alberhill | 115 | OOS_Wind |  |  | 0 | 0 | 0 | 0 | 0 | 0 | 0 | 0 | 0 | 0 | 0 | 0 | 0 | 0 | 0 | 0 | 0 | 0 | 0 | 0 | 0 | 0 | 0 | 0 | 0 | 0 | 0 | 0
SCE Eastern | Alberhill | 500 | OOS_Wind |  |  | 0 | 0 | 0 | 0 | 0 | 0 | 0 | 0 | 0 | 0 | 0 | 0 | 0 | 0 | 0 | 0 | 0 | 0 | 0 | 0 | 0 | 0 | 0 | 0 | 0 | 0 | 0 | 0
PG&E GBA | Alhambra | 115 | OOS_Wind |  |  | 0 | 0 | 0 | 0 | 0 | 0 | 0 | 0 | 0 | 0 | 0 | 0 | 0 | 0 | 0 | 0 | 0 | 0 | 0 | 0 | 0 | 0 | 0 | 0 | 0 | 0 | 0 | 0
PG&E FRESNO | Alpaugh | 115 | OOS_Wind |  |  | 0 | 0 | 0 | 0 | 0 | 0 | 0 | 0 | 0 | 0 | 0 | 0 | 0 | 0 | 0 | 0 | 0 | 0 | 0 | 0 | 0 | 0 | 0 | 0 | 0 | 0 | 0 | 0
PG&E GBA | Altamont Midway (Sandhill) | 230 | OOS_Wind |  |  | 0 | 0 | 0 | 0 | 0 | 0 | 0 | 0 | 0 | 0 | 0 | 0 | 0 | 0 | 0 | 0 | 0 | 0 | 0 | 0 | 0 | 0 | 0 | 0 | 0 | 0 | 0 | 0
SCE Northern | Antelope | 230 | OOS_Wind |  |  | 0 | 0 | 0 | 0 | 0 | 0 | 0 | 0 | 0 | 0 | 0 | 0 | 0 | 0 | 0 | 0 | 0 | 0 | 0 | 0 | 0 | 0 | 0 | 0 | 0 | 0 | 0 | 0
SCE Northern | Antelope | 500 | OOS_Wind |  |  | 0 | 0 | 0 | 0 | 0 | 0 | 0 | 0 | 0 | 0 | 0 | 0 | 0 | 0 | 0 | 0 | 0 | 0 | 0 | 0 | 0 | 0 | 0 | 0 | 0 | 0 | 0 | 0
PG&E KERN | Arco | 230 | OOS_Wind |  |  | 0 | 0 | 0 | 0 | 0 | 0 | 0 | 0 | 0 | 0 | 0 | 0 | 0 | 0 | 0 | 0 | 0 | 0 | 0 | 0 | 0 | 0 | 0 | 0 | 0 | 0 | 0 | 0
SCE Metro | ArcoGen | 230 | OOS_Wind |  |  | 0 | 0 | 0 | 0 | 0 | 0 | 0 | 0 | 0 | 0 | 0 | 0 | 0 | 0 | 0 | 0 | 0 | 0 | 0 | 0 | 0 | 0 | 0 | 0 | 0 | 0 | 0 | 0
SDGE | Artesian | 230 | OOS_Wind |  |  | 0 | 0 | 0 | 0 | 0 | 0 | 0 | 0 | 0 | 0 | 0 | 0 | 0 | 0 | 0 | 0 | 0 | 0 | 0 | 0 | 0 | 0 | 0 | 0 | 0 | 0 | 0 | 0
PG&E FRESNO | Ashlan | 230 | OOS_Wind |  |  | 0 | 0 | 0 | 0 | 0 | 0 | 0 | 0 | 0 | 0 | 0 | 0 | 0 | 0 | 0 | 0 | 0 | 0 | 0 | 0 | 0 | 0 | 0 | 0 | 0 | 0 | 0 | 0
PG&E NGBA | Atlantic | 115 | OOS_Wind |  |  | 0 | 0 | 0 | 0 | 0 | 0 | 0 | 0 | 0 | 0 | 0 | 0 | 0 | 0 | 0 | 0 | 0 | 0 | 0 | 0 | 0 | 0 | 0 | 0 | 0 | 0 | 0 | 0
PG&E NGBA | Atlantic | 230 | OOS_Wind |  |  | 0 | 0 | 0 | 0 | 0 | 0 | 0 | 0 | 0 | 0 | 0 | 0 | 0 | 0 | 0 | 0 | 0 | 0 | 0 | 0 | 0 | 0 | 0 | 0 | 0 | 0 | 0 | 0
PG&E FRESNO | Atwater | 115 | OOS_Wind |  |  | 0 | 0 | 0 | 0 | 0 | 0 | 0 | 0 | 0 | 0 | 0 | 0 | 0 | 0 | 0 | 0 | 0 | 0 | 0 | 0 | 0 | 0 | 0 | 0 | 0 | 0 | 0 | 0
PG&E GBA | Avena | 115 | OOS_Wind |  |  | 0 | 0 | 0 | 0 | 0 | 0 | 0 | 0 | 0 | 0 | 0 | 0 | 0 | 0 | 0 | 0 | 0 | 0 | 0 | 0 | 0 | 0 | 0 | 0 | 0 | 0 | 0 | 0
PG&E NGBA | Bahia | 230 | OOS_Wind |  |  | 0 | 0 | 0 | 0 | 0 | 0 | 0 | 0 | 0 | 0 | 0 | 0 | 0 | 0 | 0 | 0 | 0 | 0 | 0 | 0 | 0 | 0 | 0 | 0 | 0 | 0 | 0 | 0
SCE Northern | Bailey | 230 | OOS_Wind |  |  | 0 | 0 | 0 | 0 | 0 | 0 | 0 | 0 | 0 | 0 | 0 | 0 | 0 | 0 | 0 | 0 | 0 | 0 | 0 | 0 | 0 | 0 | 0 | 0 | 0 | 0 | 0 | 0
SCE NOL | Baker | 115 | OOS_Wind |  |  | 0 | 0 | 0 | 0 | 0 | 0 | 0 | 0 | 0 | 0 | 0 | 0 | 0 | 0 | 0 | 0 | 0 | 0 | 0 | 0 | 0 | 0 | 0 | 0 | 0 | 0 | 0 | 0
PG&E KERN | Bakersfield | 230 | OOS_Wind |  |  | 0 | 0 | 0 | 0 | 0 | 0 | 0 | 0 | 0 | 0 | 0 | 0 | 0 | 0 | 0 | 0 | 0 | 0 | 0 | 0 | 0 | 0 | 0 | 0 | 0 | 0 | 0 | 0
PG&E FRESNO | Balch | 230 | OOS_Wind |  |  | 0 | 0 | 0 | 0 | 0 | 0 | 0 | 0 | 0 | 0 | 0 | 0 | 0 | 0 | 0 | 0 | 0 | 0 | 0 | 0 | 0 | 0 | 0 | 0 | 0 | 0 | 0 | 0
SCE Eastern | Bannister | 230 | OOS_Wind |  |  | 0 | 0 | 0 | 0 | 0 | 0 | 0 | 0 | 0 | 0 | 0 | 0 | 0 | 0 | 0 | 0 | 0 | 0 | 0 | 0 | 0 | 0 | 0 | 0 | 0 | 0 | 0 | 0
SCE Metro | Barre | 230 | OOS_Wind |  |  | 0 | 0 | 0 | 0 | 0 | 0 | 0 | 0 | 0 | 0 | 0 | 0 | 0 | 0 | 0 | 0 | 0 | 0 | 0 | 0 | 0 | 0 | 0 | 0 | 0 | 0 | 0 | 0
SDGE | Bay Boulevard | 230 | OOS_Wind |  |  | 0 | 0 | 0 | 0 | 0 | 0 | 0 | 0 | 0 | 0 | 0 | 0 | 0 | 0 | 0 | 0 | 0 | 0 | 0 | 0 | 0 | 0 | 0 | 0 | 0 | 0 | 0 | 0
EOP | Beatty | 138 | OOS_Wind |  |  | 0 | 0 | 0 | 0 | 0 | 0 | 0 | 0 | 0 | 0 | 0 | 0 | 0 | 0 | 0 | 0 | 0 | 0 | 0 | 0 | 0 | 0 | 0 | 0 | 0 | 0 | 0 | 0
EOP | Beatty | 230 | OOS_Wind |  |  | 0 | 0 | 0 | 0 | 0 | 0 | 0 | 0 | 0 | 0 | 0 | 0 | 0 | 0 | 0 | 0 | 0 | 0 | 0 | 0 | 0 | 0 | 0 | 0 | 0 | 0 | 0 | 0
PG&E NGBA | Belden | 230 | OOS_Wind |  |  | 0 | 0 | 0 | 0 | 0 | 0 | 0 | 0 | 0 | 0 | 0 | 0 | 0 | 0 | 0 | 0 | 0 | 0 | 0 | 0 | 0 | 0 | 0 | 0 | 0 | 0 | 0 | 0
PG&E NGBA | Bell | 115 | OOS_Wind |  |  | 0 | 0 | 0 | 0 | 0 | 0 | 0 | 0 | 0 | 0 | 0 | 0 | 0 | 0 | 0 | 0 | 0 | 0 | 0 | 0 | 0 | 0 | 0 | 0 | 0 | 0 | 0 | 0
PG&E NGBA | Bellevue | 115 | OOS_Wind |  |  | 0 | 0 | 0 | 0 | 0 | 0 | 0 | 0 | 0 | 0 | 0 | 0 | 0 | 0 | 0 | 0 | 0 | 0 | 0 | 0 | 0 | 0 | 0 | 0 | 0 | 0 | 0 | 0
PG&E GBA | Bellota | 115 | OOS_Wind |  |  | 0 | 0 | 0 | 0 | 0 | 0 | 0 | 0 | 0 | 0 | 0 | 0 | 0 | 0 | 0 | 0 | 0 | 0 | 0 | 0 | 0 | 0 | 0 | 0 | 0 | 0 | 0 | 0
PG&E GBA | Bellota | 230 | OOS_Wind |  |  | 0 | 0 | 0 | 0 | 0 | 0 | 0 | 0 | 0 | 0 | 0 | 0 | 0 | 0 | 0 | 0 | 0 | 0 | 0 | 0 | 0 | 0 | 0 | 0 | 0 | 0 | 0 | 0
SCE Northern | Big Creek | 230 | OOS_Wind |  |  | 0 | 0 | 0 | 0 | 0 | 0 | 0 | 0 | 0 | 0 | 0 | 0 | 0 | 0 | 0 | 0 | 0 | 0 | 0 | 0 | 0 | 0 | 0 | 0 | 0 | 0 | 0 | 0
PG&E GBA | Birds Landing | 230 | OOS_Wind |  |  | 0 | 0 | 0 | 0 | 0 | 0 | 0 | 0 | 0 | 0 | 0 | 0 | 0 | 0 | 0 | 0 | 0 | 0 | 0 | 0 | 0 | 0 | 0 | 0 | 0 | 0 | 0 | 0
SCE Eastern | Blythe | 161 | OOS_Wind |  |  | 0 | 0 | 0 | 0 | 0 | 0 | 0 | 0 | 0 | 0 | 0 | 0 | 0 | 0 | 0 | 0 | 0 | 0 | 0 | 0 | 0 | 0 | 0 | 0 | 0 | 0 | 0 | 0
PG&E NGBA | Bogue | 115 | OOS_Wind |  |  | 0 | 0 | 0 | 0 | 0 | 0 | 0 | 0 | 0 | 0 | 0 | 0 | 0 | 0 | 0 | 0 | 0 | 0 | 0 | 0 | 0 | 0 | 0 | 0 | 0 | 0 | 0 | 0
PG&E FRESNO | Borden | 230 | OOS_Wind |  |  | 0 | 0 | 0 | 0 | 0 | 0 | 0 | 0 | 0 | 0 | 0 | 0 | 0 | 0 | 0 | 0 | 0 | 0 | 0 | 0 | 0 | 0 | 0 | 0 | 0 | 0 | 0 | 0
SDGE | Boulevard East | 138 | OOS_Wind |  |  | 0 | 0 | 0 | 0 | 0 | 0 | 0 | 0 | 0 | 0 | 0 | 0 | 0 | 0 | 0 | 0 | 0 | 0 | 0 | 0 | 0 | 0 | 0 | 0 | 0 | 0 | 0 | 0
PG&E GBA | Brentwood | 230 | OOS_Wind |  |  | 0 | 0 | 0 | 0 | 0 | 0 | 0 | 0 | 0 | 0 | 0 | 0 | 0 | 0 | 0 | 0 | 0 | 0 | 0 | 0 | 0 | 0 | 0 | 0 | 0 | 0 | 0 | 0
PG&E NGBA | Bridgeville | 115 | OOS_Wind |  |  | 0 | 0 | 0 | 0 | 0 | 0 | 0 | 0 | 0 | 0 | 0 | 0 | 0 | 0 | 0 | 0 | 0 | 0 | 0 | 0 | 0 | 0 | 0 | 0 | 0 | 0 | 0 | 0
PG&E NGBA | Brighton | 115 | OOS_Wind |  |  | 0 | 0 | 0 | 0 | 0 | 0 | 0 | 0 | 0 | 0 | 0 | 0 | 0 | 0 | 0 | 0 | 0 | 0 | 0 | 0 | 0 | 0 | 0 | 0 | 0 | 0 | 0 | 0
PG&E NGBA | Brighton | 230 | OOS_Wind |  |  | 0 | 0 | 0 | 0 | 0 | 0 | 0 | 0 | 0 | 0 | 0 | 0 | 0 | 0 | 0 | 0 | 0 | 0 | 0 | 0 | 0 | 0 | 0 | 0 | 0 | 0 | 0 | 0
PG&E NGBA | Brunswick | 115 | OOS_Wind |  |  | 0 | 0 | 0 | 0 | 0 | 0 | 0 | 0 | 0 | 0 | 0 | 0 | 0 | 0 | 0 | 0 | 0 | 0 | 0 | 0 | 0 | 0 | 0 | 0 | 0 | 0 | 0 | 0
PG&E NGBA | Bucks Creek | 230 | OOS_Wind |  |  | 0 | 0 | 0 | 0 | 0 | 0 | 0 | 0 | 0 | 0 | 0 | 0 | 0 | 0 | 0 | 0 | 0 | 0 | 0 | 0 | 0 | 0 | 0 | 0 | 0 | 0 | 0 | 0
PG&E KERN | Buena Vista | 230 | OOS_Wind |  |  | 0 | 0 | 0 | 0 | 0 | 0 | 0 | 0 | 0 | 0 | 0 | 0 | 0 | 0 | 0 | 0 | 0 | 0 | 0 | 0 | 0 | 0 | 0 | 0 | 0 | 0 | 0 | 0
PG&E FRESNO | Bullard | 115 | OOS_Wind |  |  | 0 | 0 | 0 | 0 | 0 | 0 | 0 | 0 | 0 | 0 | 0 | 0 | 0 | 0 | 0 | 0 | 0 | 0 | 0 | 0 | 0 | 0 | 0 | 0 | 0 | 0 | 0 | 0
PG&E GBA | Burlingame | 115 | OOS_Wind |  |  | 0 | 0 | 0 | 0 | 0 | 0 | 0 | 0 | 0 | 0 | 0 | 0 | 0 | 0 | 0 | 0 | 0 | 0 | 0 | 0 | 0 | 0 | 0 | 0 | 0 | 0 | 0 | 0
PG&E NGBA | Burney Forest | 230 | OOS_Wind |  |  | 0 | 0 | 0 | 0 | 0 | 0 | 0 | 0 | 0 | 0 | 0 | 0 | 0 | 0 | 0 | 0 | 0 | 0 | 0 | 0 | 0 | 0 | 0 | 0 | 0 | 0 | 0 | 0
PG&E NGBA | Butte | 115 | OOS_Wind |  |  | 0 | 0 | 0 | 0 | 0 | 0 | 0 | 0 | 0 | 0 | 0 | 0 | 0 | 0 | 0 | 0 | 0 | 0 | 0 | 0 | 0 | 0 | 0 | 0 | 0 | 0 | 0 | 0
PG&E KERN | Cabrillo | 115 | OOS_Wind |  |  | 0 | 0 | 0 | 0 | 0 | 0 | 0 | 0 | 0 | 0 | 0 | 0 | 0 | 0 | 0 | 0 | 0 | 0 | 0 | 0 | 0 | 0 | 0 | 0 | 0 | 0 | 0 | 0
PG&E FRESNO | Cal Flats | 230 | OOS_Wind |  |  | 0 | 0 | 0 | 0 | 0 | 0 | 0 | 0 | 0 | 0 | 0 | 0 | 0 | 0 | 0 | 0 | 0 | 0 | 0 | 0 | 0 | 0 | 0 | 0 | 0 | 0 | 0 | 0
SCE NOL | Calcite | 230 | OOS_Wind |  |  | 0 | 0 | 0 | 0 | 0 | 0 | 0 | 0 | 0 | 0 | 0 | 0 | 0 | 0 | 0 | 0 | 0 | 0 | 0 | 0 | 0 | 0 | 0 | 0 | 0 | 0 | 0 | 0
PG&E KERN | Caliente | 230 | OOS_Wind |  |  | 0 | 0 | 0 | 0 | 0 | 0 | 0 | 0 | 0 | 0 | 0 | 0 | 0 | 0 | 0 | 0 | 0 | 0 | 0 | 0 | 0 | 0 | 0 | 0 | 0 | 0 | 0 | 0
PG&E FRESNO | California Ave | 115 | OOS_Wind |  |  | 0 | 0 | 0 | 0 | 0 | 0 | 0 | 0 | 0 | 0 | 0 | 0 | 0 | 0 | 0 | 0 | 0 | 0 | 0 | 0 | 0 | 0 | 0 | 0 | 0 | 0 | 0 | 0
PG&E KERN | Callender | 115 | OOS_Wind |  |  | 0 | 0 | 0 | 0 | 0 | 0 | 0 | 0 | 0 | 0 | 0 | 0 | 0 | 0 | 0 | 0 | 0 | 0 | 0 | 0 | 0 | 0 | 0 | 0 | 0 | 0 | 0 | 0
PG&E NGBA | Calpella | 115 | OOS_Wind |  |  | 0 | 0 | 0 | 0 | 0 | 0 | 0 | 0 | 0 | 0 | 0 | 0 | 0 | 0 | 0 | 0 | 0 | 0 | 0 | 0 | 0 | 0 | 0 | 0 | 0 | 0 | 0 | 0
PG&E GBA | Camanche | 230 | OOS_Wind |  |  | 0 | 0 | 0 | 0 | 0 | 0 | 0 | 0 | 0 | 0 | 0 | 0 | 0 | 0 | 0 | 0 | 0 | 0 | 0 | 0 | 0 | 0 | 0 | 0 | 0 | 0 | 0 | 0
PG&E FRESNO | Cantua | 115 | OOS_Wind |  |  | 0 | 0 | 0 | 0 | 0 | 0 | 0 | 0 | 0 | 0 | 0 | 0 | 0 | 0 | 0 | 0 | 0 | 0 | 0 | 0 | 0 | 0 | 0 | 0 | 0 | 0 | 0 | 0
SDGE | Capistrano | 138 | OOS_Wind |  |  | 0 | 0 | 0 | 0 | 0 | 0 | 0 | 0 | 0 | 0 | 0 | 0 | 0 | 0 | 0 | 0 | 0 | 0 | 0 | 0 | 0 | 0 | 0 | 0 | 0 | 0 | 0 | 0
SDGE | Capistrano | 230 | OOS_Wind |  |  | 0 | 0 | 0 | 0 | 0 | 0 | 0 | 0 | 0 | 0 | 0 | 0 | 0 | 0 | 0 | 0 | 0 | 0 | 0 | 0 | 0 | 0 | 0 | 0 | 0 | 0 | 0 | 0
PG&E NGBA | Carberry | 230 | OOS_Wind |  |  | 0 | 0 | 0 | 0 | 0 | 0 | 0 | 0 | 0 | 0 | 0 | 0 | 0 | 0 | 0 | 0 | 0 | 0 | 0 | 0 | 0 | 0 | 0 | 0 | 0 | 0 | 0 | 0
PG&E NGBA | Caribou | 115 | OOS_Wind |  |  | 0 | 0 | 0 | 0 | 0 | 0 | 0 | 0 | 0 | 0 | 0 | 0 | 0 | 0 | 0 | 0 | 0 | 0 | 0 | 0 | 0 | 0 | 0 | 0 | 0 | 0 | 0 | 0
PG&E NGBA | Caribou | 230 | OOS_Wind |  |  | 0 | 0 | 0 | 0 | 0 | 0 | 0 | 0 | 0 | 0 | 0 | 0 | 0 | 0 | 0 | 0 | 0 | 0 | 0 | 0 | 0 | 0 | 0 | 0 | 0 | 0 | 0 | 0
EOP | Carpenter Canyon (fka Gamebird) | 138 | OOS_Wind |  |  | 0 | 0 | 0 | 0 | 0 | 0 | 0 | 0 | 0 | 0 | 0 | 0 | 0 | 0 | 0 | 0 | 0 | 0 | 0 | 0 | 0 | 0 | 0 | 0 | 0 | 0 | 0 | 0
EOP | Carpenter Canyon (fka Gamebird) | 230 | OOS_Wind |  |  | 0 | 0 | 0 | 0 | 0 | 0 | 0 | 0 | 0 | 0 | 0 | 0 | 0 | 0 | 0 | 0 | 0 | 0 | 0 | 0 | 0 | 0 | 0 | 0 | 0 | 0 | 0 | 0
PG&E NGBA | Carquinez | 115 | OOS_Wind |  |  | 0 | 0 | 0 | 0 | 0 | 0 | 0 | 0 | 0 | 0 | 0 | 0 | 0 | 0 | 0 | 0 | 0 | 0 | 0 | 0 | 0 | 0 | 0 | 0 | 0 | 0 | 0 | 0
SDGE | Carrizo Gorge | 138 | OOS_Wind |  |  | 0 | 0 | 0 | 0 | 0 | 0 | 0 | 0 | 0 | 0 | 0 | 0 | 0 | 0 | 0 | 0 | 0 | 0 | 0 | 0 | 0 | 0 | 0 | 0 | 0 | 0 | 0 | 0
PG&E KERN | Carrizo Plains | 115 | OOS_Wind |  |  | 0 | 0 | 0 | 0 | 0 | 0 | 0 | 0 | 0 | 0 | 0 | 0 | 0 | 0 | 0 | 0 | 0 | 0 | 0 | 0 | 0 | 0 | 0 | 0 | 0 | 0 | 0 | 0
PG&E KERN | Casaloma | 230 | OOS_Wind |  |  | 0 | 0 | 0 | 0 | 0 | 0 | 0 | 0 | 0 | 0 | 0 | 0 | 0 | 0 | 0 | 0 | 0 | 0 | 0 | 0 | 0 | 0 | 0 | 0 | 0 | 0 | 0 | 0
PG&E GBA | Castro Valley | 230 | OOS_Wind |  |  | 0 | 0 | 0 | 0 | 0 | 0 | 0 | 0 | 0 | 0 | 0 | 0 | 0 | 0 | 0 | 0 | 0 | 0 | 0 | 0 | 0 | 0 | 0 | 0 | 0 | 0 | 0 | 0
PG&E GBA | Cayetano | 230 | OOS_Wind |  |  | 0 | 0 | 0 | 0 | 0 | 0 | 0 | 0 | 0 | 0 | 0 | 0 | 0 | 0 | 0 | 0 | 0 | 0 | 0 | 0 | 0 | 0 | 0 | 0 | 0 | 0 | 0 | 0
SCE Metro | Center | 230 | OOS_Wind |  |  | 0 | 0 | 0 | 0 | 0 | 0 | 0 | 0 | 0 | 0 | 0 | 0 | 0 | 0 | 0 | 0 | 0 | 0 | 0 | 0 | 0 | 0 | 0 | 0 | 0 | 0 | 0 | 0
PG&E KERN | Charca | 115 | OOS_Wind |  |  | 0 | 0 | 0 | 0 | 0 | 0 | 0 | 0 | 0 | 0 | 0 | 0 | 0 | 0 | 0 | 0 | 0 | 0 | 0 | 0 | 0 | 0 | 0 | 0 | 0 | 0 | 0 | 0
EOP | Charleston | 138 | OOS_Wind |  |  | 0 | 0 | 0 | 0 | 0 | 0 | 0 | 0 | 0 | 0 | 0 | 0 | 0 | 0 | 0 | 0 | 0 | 0 | 0 | 0 | 0 | 0 | 0 | 0 | 0 | 0 | 0 | 0
SCE Metro | Chevmain | 230 | OOS_Wind |  |  | 0 | 0 | 0 | 0 | 0 | 0 | 0 | 0 | 0 | 0 | 0 | 0 | 0 | 0 | 0 | 0 | 0 | 0 | 0 | 0 | 0 | 0 | 0 | 0 | 0 | 0 | 0 | 0
SDGE | Chicarita | 138 | OOS_Wind |  |  | 0 | 0 | 0 | 0 | 0 | 0 | 0 | 0 | 0 | 0 | 0 | 0 | 0 | 0 | 0 | 0 | 0 | 0 | 0 | 0 | 0 | 0 | 0 | 0 | 0 | 0 | 0 | 0
SCE Metro | Chino | 230 | OOS_Wind |  |  | 0 | 0 | 0 | 0 | 0 | 0 | 0 | 0 | 0 | 0 | 0 | 0 | 0 | 0 | 0 | 0 | 0 | 0 | 0 | 0 | 0 | 0 | 0 | 0 | 0 | 0 | 0 | 0
PG&E FRESNO | Chowchilla | 115 | OOS_Wind |  |  | 0 | 0 | 0 | 0 | 0 | 0 | 0 | 0 | 0 | 0 | 0 | 0 | 0 | 0 | 0 | 0 | 0 | 0 | 0 | 0 | 0 | 0 | 0 | 0 | 0 | 0 | 0 | 0
PG&E GBA | Christie | 115 | OOS_Wind |  |  | 0 | 0 | 0 | 0 | 0 | 0 | 0 | 0 | 0 | 0 | 0 | 0 | 0 | 0 | 0 | 0 | 0 | 0 | 0 | 0 | 0 | 0 | 0 | 0 | 0 | 0 | 0 | 0
SCE Eastern | Cielo Azul | 500 | OOS_Wind |  |  | 0 | 0 | 0 | 0 | 0 | 0 | 0 | 0 | 0 | 0 | 0 | 0 | 0 | 0 | 0 | 0 | 0 | 0 | 0 | 0 | 0 | 0 | 0 | 0 | 0 | 0 | 0 | 0
PG&E GBA | Clayton | 115 | OOS_Wind |  |  | 0 | 0 | 0 | 0 | 0 | 0 | 0 | 0 | 0 | 0 | 0 | 0 | 0 | 0 | 0 | 0 | 0 | 0 | 0 | 0 | 0 | 0 | 0 | 0 | 0 | 0 | 0 | 0
PG&E NGBA | Cloverdale | 115 | OOS_Wind |  |  | 0 | 0 | 0 | 0 | 0 | 0 | 0 | 0 | 0 | 0 | 0 | 0 | 0 | 0 | 0 | 0 | 0 | 0 | 0 | 0 | 0 | 0 | 0 | 0 | 0 | 0 | 0 | 0
PG&E FRESNO | Clovis | 115 | OOS_Wind |  |  | 0 | 0 | 0 | 0 | 0 | 0 | 0 | 0 | 0 | 0 | 0 | 0 | 0 | 0 | 0 | 0 | 0 | 0 | 0 | 0 | 0 | 0 | 0 | 0 | 0 | 0 | 0 | 0
PG&E GBA | Coburn | 230 | OOS_Wind |  |  | 0 | 0 | 0 | 0 | 0 | 0 | 0 | 0 | 0 | 0 | 0 | 0 | 0 | 0 | 0 | 0 | 0 | 0 | 0 | 0 | 0 | 0 | 0 | 0 | 0 | 0 | 0 | 0
PG&E NGBA | Colgate | 230 | OOS_Wind |  |  | 0 | 0 | 0 | 0 | 0 | 0 | 0 | 0 | 0 | 0 | 0 | 0 | 0 | 0 | 0 | 0 | 0 | 0 | 0 | 0 | 0 | 0 | 0 | 0 | 0 | 0 | 0 | 0
PG&E GBA | Collierville | 230 | OOS_Wind |  |  | 0 | 0 | 0 | 0 | 0 | 0 | 0 | 0 | 0 | 0 | 0 | 0 | 0 | 0 | 0 | 0 | 0 | 0 | 0 | 0 | 0 | 0 | 0 | 0 | 0 | 0 | 0 | 0
PG&E GBA | Collinsville | 230 | OOS_Wind |  |  | 0 | 0 | 0 | 0 | 0 | 0 | 0 | 0 | 0 | 0 | 0 | 0 | 0 | 0 | 0 | 0 | 0 | 0 | 0 | 0 | 0 | 0 | 0 | 0 | 0 | 0 | 0 | 0
PG&E GBA | Collinsville | 500 | OOS_Wind |  |  | 0 | 0 | 0 | 0 | 0 | 0 | 0 | 0 | 0 | 0 | 0 | 0 | 0 | 0 | 0 | 0 | 0 | 0 | 0 | 0 | 0 | 0 | 0 | 0 | 0 | 0 | 0 | 0
SCE Eastern | Colorado River | 230 | OOS_Wind |  |  | 0 | 0 | 0 | 0 | 0 | 0 | 0 | 0 | 0 | 0 | 0 | 0 | 0 | 0 | 0 | 0 | 0 | 0 | 0 | 0 | 0 | 0 | 0 | 0 | 0 | 0 | 0 | 0
SCE Eastern | Colorado River | 500 | OOS_Wind |  |  | 0 | 0 | 0 | 0 | 0 | 0 | 0 | 0 | 0 | 0 | 0 | 0 | 0 | 0 | 0 | 0 | 0 | 0 | 0 | 0 | 0 | 0 | 0 | 0 | 0 | 0 | 0 | 0
PG&E KERN | Columbus | 115 | OOS_Wind |  |  | 0 | 0 | 0 | 0 | 0 | 0 | 0 | 0 | 0 | 0 | 0 | 0 | 0 | 0 | 0 | 0 | 0 | 0 | 0 | 0 | 0 | 0 | 0 | 0 | 0 | 0 | 0 | 0
PG&E GBA | Contra Costa | 115 | OOS_Wind |  |  | 0 | 0 | 0 | 0 | 0 | 0 | 0 | 0 | 0 | 0 | 0 | 0 | 0 | 0 | 0 | 0 | 0 | 0 | 0 | 0 | 0 | 0 | 0 | 0 | 0 | 0 | 0 | 0
PG&E GBA | Contra Costa | 230 | OOS_Wind |  |  | 0 | 0 | 0 | 0 | 0 | 0 | 0 | 0 | 0 | 0 | 0 | 0 | 0 | 0 | 0 | 0 | 0 | 0 | 0 | 0 | 0 | 0 | 0 | 0 | 0 | 0 | 0 | 0
PG&E GBA | Contra Costa PP | 230 | OOS_Wind |  |  | 0 | 0 | 0 | 0 | 0 | 0 | 0 | 0 | 0 | 0 | 0 | 0 | 0 | 0 | 0 | 0 | 0 | 0 | 0 | 0 | 0 | 0 | 0 | 0 | 0 | 0 | 0 | 0
SCE NOL | Control | 115 | OOS_Wind |  |  | 0 | 0 | 0 | 0 | 0 | 0 | 0 | 0 | 0 | 0 | 0 | 0 | 0 | 0 | 0 | 0 | 0 | 0 | 0 | 0 | 0 | 0 | 0 | 0 | 0 | 0 | 0 | 0
PG&E GBA | Cooley Landing | 115 | OOS_Wind |  |  | 0 | 0 | 0 | 0 | 0 | 0 | 0 | 0 | 0 | 0 | 0 | 0 | 0 | 0 | 0 | 0 | 0 | 0 | 0 | 0 | 0 | 0 | 0 | 0 | 0 | 0 | 0 | 0
SCE NOL | Coolwater | 230 | OOS_Wind |  |  | 0 | 0 | 0 | 0 | 0 | 0 | 0 | 0 | 0 | 0 | 0 | 0 | 0 | 0 | 0 | 0 | 0 | 0 | 0 | 0 | 0 | 0 | 0 | 0 | 0 | 0 | 0 | 0
SCE NOL | Coolwater | 115 | OOS_Wind |  |  | 0 | 0 | 0 | 0 | 0 | 0 | 0 | 0 | 0 | 0 | 0 | 0 | 0 | 0 | 0 | 0 | 0 | 0 | 0 | 0 | 0 | 0 | 0 | 0 | 0 | 0 | 0 | 0
PG&E FRESNO | Corcoran | 115 | OOS_Wind |  |  | 0 | 0 | 0 | 0 | 0 | 0 | 0 | 0 | 0 | 0 | 0 | 0 | 0 | 0 | 0 | 0 | 0 | 0 | 0 | 0 | 0 | 0 | 0 | 0 | 0 | 0 | 0 | 0
PG&E NGBA | Corona | 115 | OOS_Wind |  |  | 0 | 0 | 0 | 0 | 0 | 0 | 0 | 0 | 0 | 0 | 0 | 0 | 0 | 0 | 0 | 0 | 0 | 0 | 0 | 0 | 0 | 0 | 0 | 0 | 0 | 0 | 0 | 0
PG&E NGBA | Cortina | 230 | OOS_Wind |  |  | 0 | 0 | 0 | 0 | 0 | 0 | 0 | 0 | 0 | 0 | 0 | 0 | 0 | 0 | 0 | 0 | 0 | 0 | 0 | 0 | 0 | 0 | 0 | 0 | 0 | 0 | 0 | 0
PG&E NGBA | Cortina | 115 | OOS_Wind |  |  | 0 | 0 | 0 | 0 | 0 | 0 | 0 | 0 | 0 | 0 | 0 | 0 | 0 | 0 | 0 | 0 | 0 | 0 | 0 | 0 | 0 | 0 | 0 | 0 | 0 | 0 | 0 | 0
PG&E GBA | Cottle | 230 | OOS_Wind |  |  | 0 | 0 | 0 | 0 | 0 | 0 | 0 | 0 | 0 | 0 | 0 | 0 | 0 | 0 | 0 | 0 | 0 | 0 | 0 | 0 | 0 | 0 | 0 | 0 | 0 | 0 | 0 | 0
PG&E NGBA | Cottonwood | 115 | OOS_Wind |  |  | 0 | 0 | 0 | 0 | 0 | 0 | 0 | 0 | 0 | 0 | 0 | 0 | 0 | 0 | 0 | 0 | 0 | 0 | 0 | 0 | 0 | 0 | 0 | 0 | 0 | 0 | 0 | 0
PG&E NGBA | Cottonwood | 230 | OOS_Wind |  |  | 0 | 0 | 0 | 0 | 0 | 0 | 0 | 0 | 0 | 0 | 0 | 0 | 0 | 0 | 0 | 0 | 0 | 0 | 0 | 0 | 0 | 0 | 0 | 0 | 0 | 0 | 0 | 0
PG&E NGBA | Cove Road | 230 | OOS_Wind |  |  | 0 | 0 | 0 | 0 | 0 | 0 | 0 | 0 | 0 | 0 | 0 | 0 | 0 | 0 | 0 | 0 | 0 | 0 | 0 | 0 | 0 | 0 | 0 | 0 | 0 | 0 | 0 | 0
PG&E GBA | Coyote | 230 | OOS_Wind |  |  | 0 | 0 | 0 | 0 | 0 | 0 | 0 | 0 | 0 | 0 | 0 | 0 | 0 | 0 | 0 | 0 | 0 | 0 | 0 | 0 | 0 | 0 | 0 | 0 | 0 | 0 | 0 | 0
PG&E GBA | Crazy Horse Canyon | 115 | OOS_Wind |  |  | 0 | 0 | 0 | 0 | 0 | 0 | 0 | 0 | 0 | 0 | 0 | 0 | 0 | 0 | 0 | 0 | 0 | 0 | 0 | 0 | 0 | 0 | 0 | 0 | 0 | 0 | 0 | 0
PG&E FRESNO | Cressey | 115 | OOS_Wind |  |  | 0 | 0 | 0 | 0 | 0 | 0 | 0 | 0 | 0 | 0 | 0 | 0 | 0 | 0 | 0 | 0 | 0 | 0 | 0 | 0 | 0 | 0 | 0 | 0 | 0 | 0 | 0 | 0
PG&E NGBA | Cresta | 230 | OOS_Wind |  |  | 0 | 0 | 0 | 0 | 0 | 0 | 0 | 0 | 0 | 0 | 0 | 0 | 0 | 0 | 0 | 0 | 0 | 0 | 0 | 0 | 0 | 0 | 0 | 0 | 0 | 0 | 0 | 0
PG&E GBA | Curtis | 115 | OOS_Wind |  |  | 0 | 0 | 0 | 0 | 0 | 0 | 0 | 0 | 0 | 0 | 0 | 0 | 0 | 0 | 0 | 0 | 0 | 0 | 0 | 0 | 0 | 0 | 0 | 0 | 0 | 0 | 0 | 0
PG&E FRESNO | Dairyland | 115 | OOS_Wind |  |  | 0 | 0 | 0 | 0 | 0 | 0 | 0 | 0 | 0 | 0 | 0 | 0 | 0 | 0 | 0 | 0 | 0 | 0 | 0 | 0 | 0 | 0 | 0 | 0 | 0 | 0 | 0 | 0
PG&E NGBA | Davis | 115 | OOS_Wind |  |  | 0 | 0 | 0 | 0 | 0 | 0 | 0 | 0 | 0 | 0 | 0 | 0 | 0 | 0 | 0 | 0 | 0 | 0 | 0 | 0 | 0 | 0 | 0 | 0 | 0 | 0 | 0 | 0
SCE Metro | Del Amo | 500 | OOS_Wind |  |  | 0 | 0 | 0 | 0 | 0 | 0 | 0 | 0 | 0 | 0 | 0 | 0 | 0 | 0 | 0 | 0 | 0 | 0 | 0 | 0 | 0 | 0 | 0 | 0 | 0 | 0 | 0 | 0
SCE Metro | Del Amo | 230 | OOS_Wind |  |  | 0 | 0 | 0 | 0 | 0 | 0 | 0 | 0 | 0 | 0 | 0 | 0 | 0 | 0 | 0 | 0 | 0 | 0 | 0 | 0 | 0 | 0 | 0 | 0 | 0 | 0 | 0 | 0
SCE Eastern | Delaney | 500 | OOS_Wind |  |  | 0 | 0 | 0 | 0 | 0 | 0 | 0 | 0 | 0 | 0 | 0 | 0 | 0 | 0 | 0 | 0 | 0 | 0 | 0 | 0 | 0 | 0 | 0 | 0 | 0 | 0 | 0 | 0
PG&E NGBA | Delevan | 230 | OOS_Wind |  |  | 0 | 0 | 0 | 0 | 0 | 0 | 0 | 0 | 0 | 0 | 0 | 0 | 0 | 0 | 0 | 0 | 0 | 0 | 0 | 0 | 0 | 0 | 0 | 0 | 0 | 0 | 0 | 0
PG&E GBA | Delta PP | 230 | OOS_Wind |  |  | 0 | 0 | 0 | 0 | 0 | 0 | 0 | 0 | 0 | 0 | 0 | 0 | 0 | 0 | 0 | 0 | 0 | 0 | 0 | 0 | 0 | 0 | 0 | 0 | 0 | 0 | 0 | 0
EOP | Desert View | 230 | OOS_Wind |  |  | 0 | 0 | 0 | 0 | 0 | 0 | 0 | 0 | 0 | 0 | 0 | 0 | 0 | 0 | 0 | 0 | 0 | 0 | 0 | 0 | 0 | 0 | 0 | 0 | 0 | 0 | 0 | 0
SCE Eastern | Devers | 230 | OOS_Wind |  |  | 0 | 0 | 0 | 0 | 0 | 0 | 0 | 0 | 0 | 0 | 0 | 0 | 0 | 0 | 0 | 0 | 0 | 0 | 0 | 0 | 0 | 0 | 0 | 0 | 0 | 0 | 0 | 0
SCE Eastern | Devers | 500 | OOS_Wind |  |  | 0 | 0 | 0 | 0 | 0 | 0 | 0 | 0 | 0 | 0 | 0 | 0 | 0 | 0 | 0 | 0 | 0 | 0 | 0 | 0 | 0 | 0 | 0 | 0 | 0 | 0 | 0 | 0
PG&E KERN | Diablo Canyon | 230 | OOS_Wind |  |  | 0 | 0 | 0 | 0 | 0 | 0 | 0 | 0 | 0 | 0 | 0 | 0 | 0 | 0 | 0 | 0 | 0 | 0 | 0 | 0 | 0 | 0 | 0 | 0 | 0 | 0 | 0 | 0
PG&E KERN | Diablo Canyon | 500 | OOS_Wind |  |  | 0 | 0 | 0 | 0 | 0 | 0 | 0 | 0 | 0 | 0 | 0 | 0 | 0 | 0 | 0 | 0 | 0 | 0 | 0 | 0 | 0 | 0 | 0 | 0 | 0 | 0 | 0 | 0
PG&E KERN | Divide | 115 | OOS_Wind |  |  | 0 | 0 | 0 | 0 | 0 | 0 | 0 | 0 | 0 | 0 | 0 | 0 | 0 | 0 | 0 | 0 | 0 | 0 | 0 | 0 | 0 | 0 | 0 | 0 | 0 | 0 | 0 | 0
PG&E GBA | Dixon Landing | 115 | OOS_Wind |  |  | 0 | 0 | 0 | 0 | 0 | 0 | 0 | 0 | 0 | 0 | 0 | 0 | 0 | 0 | 0 | 0 | 0 | 0 | 0 | 0 | 0 | 0 | 0 | 0 | 0 | 0 | 0 | 0
PG&E FRESNO | Dos Amigos | 230 | OOS_Wind |  |  | 0 | 0 | 0 | 0 | 0 | 0 | 0 | 0 | 0 | 0 | 0 | 0 | 0 | 0 | 0 | 0 | 0 | 0 | 0 | 0 | 0 | 0 | 0 | 0 | 0 | 0 | 0 | 0
PG&E NGBA | Drum | 115 | OOS_Wind |  |  | 0 | 0 | 0 | 0 | 0 | 0 | 0 | 0 | 0 | 0 | 0 | 0 | 0 | 0 | 0 | 0 | 0 | 0 | 0 | 0 | 0 | 0 | 0 | 0 | 0 | 0 | 0 | 0
PG&E GBA | Dumbarton | 115 | OOS_Wind |  |  | 0 | 0 | 0 | 0 | 0 | 0 | 0 | 0 | 0 | 0 | 0 | 0 | 0 | 0 | 0 | 0 | 0 | 0 | 0 | 0 | 0 | 0 | 0 | 0 | 0 | 0 | 0 | 0
SCE NOL | Dunn Siding | 115 | OOS_Wind |  |  | 0 | 0 | 0 | 0 | 0 | 0 | 0 | 0 | 0 | 0 | 0 | 0 | 0 | 0 | 0 | 0 | 0 | 0 | 0 | 0 | 0 | 0 | 0 | 0 | 0 | 0 | 0 | 0
SCE Eastern | Eagle Mountain | 230 | OOS_Wind |  |  | 0 | 0 | 0 | 0 | 0 | 0 | 0 | 0 | 0 | 0 | 0 | 0 | 0 | 0 | 0 | 0 | 0 | 0 | 0 | 0 | 0 | 0 | 0 | 0 | 0 | 0 | 0 | 0
PG&E NGBA | Eagle Rock (PGE) | 115 | OOS_Wind |  |  | 0 | 0 | 0 | 0 | 0 | 0 | 0 | 0 | 0 | 0 | 0 | 0 | 0 | 0 | 0 | 0 | 0 | 0 | 0 | 0 | 0 | 0 | 0 | 0 | 0 | 0 | 0 | 0
SCE Metro | Eagle Rock (SCE) | 230 | OOS_Wind |  |  | 0 | 0 | 0 | 0 | 0 | 0 | 0 | 0 | 0 | 0 | 0 | 0 | 0 | 0 | 0 | 0 | 0 | 0 | 0 | 0 | 0 | 0 | 0 | 0 | 0 | 0 | 0 | 0
PG&E NGBA | East Marysville | 115 | OOS_Wind |  |  | 0 | 0 | 0 | 0 | 0 | 0 | 0 | 0 | 0 | 0 | 0 | 0 | 0 | 0 | 0 | 0 | 0 | 0 | 0 | 0 | 0 | 0 | 0 | 0 | 0 | 0 | 0 | 0
PG&E NGBA | East Nicolaus | 115 | OOS_Wind |  |  | 0 | 0 | 0 | 0 | 0 | 0 | 0 | 0 | 0 | 0 | 0 | 0 | 0 | 0 | 0 | 0 | 0 | 0 | 0 | 0 | 0 | 0 | 0 | 0 | 0 | 0 | 0 | 0
PG&E GBA | Eastshore | 115 | OOS_Wind |  |  | 0 | 0 | 0 | 0 | 0 | 0 | 0 | 0 | 0 | 0 | 0 | 0 | 0 | 0 | 0 | 0 | 0 | 0 | 0 | 0 | 0 | 0 | 0 | 0 | 0 | 0 | 0 | 0
PG&E GBA | Eastshore | 230 | OOS_Wind |  |  | 0 | 0 | 0 | 0 | 0 | 0 | 0 | 0 | 0 | 0 | 0 | 0 | 0 | 0 | 0 | 0 | 0 | 0 | 0 | 0 | 0 | 0 | 0 | 0 | 0 | 0 | 0 | 0
SDGE | ECO | 138 | OOS_Wind |  |  | 0 | 0 | 0 | 0 | 0 | 0 | 0 | 0 | 0 | 0 | 0 | 0 | 0 | 0 | 0 | 0 | 0 | 0 | 0 | 0 | 0 | 0 | 0 | 0 | 0 | 0 | 0 | 0
SDGE | ECO | 230 | OOS_Wind |  |  | 0 | 0 | 0 | 0 | 0 | 0 | 0 | 0 | 0 | 0 | 0 | 0 | 0 | 0 | 0 | 0 | 0 | 0 | 0 | 0 | 0 | 0 | 0 | 0 | 0 | 0 | 0 | 0
SDGE | ECO | 500 | OOS_Wind |  |  | 0 | 0 | 0 | 0 | 0 | 0 | 0 | 0 | 0 | 0 | 0 | 0 | 0 | 0 | 0 | 0 | 0 | 0 | 0 | 0 | 0 | 0 | 0 | 0 | 0 | 0 | 0 | 0
PG&E GBA | Edenvale | 115 | OOS_Wind |  |  | 0 | 0 | 0 | 0 | 0 | 0 | 0 | 0 | 0 | 0 | 0 | 0 | 0 | 0 | 0 | 0 | 0 | 0 | 0 | 0 | 0 | 0 | 0 | 0 | 0 | 0 | 0 | 0
PG&E GBA | Edes | 115 | OOS_Wind |  |  | 0 | 0 | 0 | 0 | 0 | 0 | 0 | 0 | 0 | 0 | 0 | 0 | 0 | 0 | 0 | 0 | 0 | 0 | 0 | 0 | 0 | 0 | 0 | 0 | 0 | 0 | 0 | 0
PG&E GBA | Eight Mile | 230 | OOS_Wind |  |  | 0 | 0 | 0 | 0 | 0 | 0 | 0 | 0 | 0 | 0 | 0 | 0 | 0 | 0 | 0 | 0 | 0 | 0 | 0 | 0 | 0 | 0 | 0 | 0 | 0 | 0 | 0 | 0
SCE Eastern | El Casco | 230 | OOS_Wind |  |  | 0 | 0 | 0 | 0 | 0 | 0 | 0 | 0 | 0 | 0 | 0 | 0 | 0 | 0 | 0 | 0 | 0 | 0 | 0 | 0 | 0 | 0 | 0 | 0 | 0 | 0 | 0 | 0
PG&E GBA | El Cerrito G | 115 | OOS_Wind |  |  | 0 | 0 | 0 | 0 | 0 | 0 | 0 | 0 | 0 | 0 | 0 | 0 | 0 | 0 | 0 | 0 | 0 | 0 | 0 | 0 | 0 | 0 | 0 | 0 | 0 | 0 | 0 | 0
PG&E NGBA | El Dorado PH | 115 | OOS_Wind |  |  | 0 | 0 | 0 | 0 | 0 | 0 | 0 | 0 | 0 | 0 | 0 | 0 | 0 | 0 | 0 | 0 | 0 | 0 | 0 | 0 | 0 | 0 | 0 | 0 | 0 | 0 | 0 | 0
PG&E FRESNO | El Nido (PGE) | 115 | OOS_Wind |  |  | 0 | 0 | 0 | 0 | 0 | 0 | 0 | 0 | 0 | 0 | 0 | 0 | 0 | 0 | 0 | 0 | 0 | 0 | 0 | 0 | 0 | 0 | 0 | 0 | 0 | 0 | 0 | 0
SCE Metro | El Nido (SCE) | 230 | OOS_Wind |  |  | 0 | 0 | 0 | 0 | 0 | 0 | 0 | 0 | 0 | 0 | 0 | 0 | 0 | 0 | 0 | 0 | 0 | 0 | 0 | 0 | 0 | 0 | 0 | 0 | 0 | 0 | 0 | 0
PG&E GBA | El Patio | 115 | OOS_Wind |  |  | 0 | 0 | 0 | 0 | 0 | 0 | 0 | 0 | 0 | 0 | 0 | 0 | 0 | 0 | 0 | 0 | 0 | 0 | 0 | 0 | 0 | 0 | 0 | 0 | 0 | 0 | 0 | 0
SCE Metro | El Segundo | 230 | OOS_Wind |  |  | 0 | 0 | 0 | 0 | 0 | 0 | 0 | 0 | 0 | 0 | 0 | 0 | 0 | 0 | 0 | 0 | 0 | 0 | 0 | 0 | 0 | 0 | 0 | 0 | 0 | 0 | 0 | 0
EOP | Eldorado | 230 | OOS_Wind | YES | SW_ExtTx_Wind | 0 | 0 | 0 | 0 | 0 | 0 | 0 | 0 | 0 | 0 | 0 | 0 | 0 | 0 | 0 | 0 | 0 | 0 | 0 | 0 | 0 | 0 | 0 | 0 | 0 | 0 | 0 | 0
EOP | Eldorado | 500 | OOS_Wind | YES | Wyoming Wind | 1 | 0 | 0 | 0 | 0 | 0 | 0 | 0 | 0 | 0 | 0 | 0 | 0 | 3000 | 0 | 3000 | 0 | 0 | 0 | 3000 | 0 | 3000 | 3000 | 0 | 3000 | 3000 | 0 | 3000
PG&E KERN | Elk Hills | 230 | OOS_Wind |  |  | 0 | 0 | 0 | 0 | 0 | 0 | 0 | 0 | 0 | 0 | 0 | 0 | 0 | 0 | 0 | 0 | 0 | 0 | 0 | 0 | 0 | 0 | 0 | 0 | 0 | 0 | 0 | 0
SCE Metro | Ellis | 230 | OOS_Wind |  |  | 0 | 0 | 0 | 0 | 0 | 0 | 0 | 0 | 0 | 0 | 0 | 0 | 0 | 0 | 0 | 0 | 0 | 0 | 0 | 0 | 0 | 0 | 0 | 0 | 0 | 0 | 0 | 0
SDGE | Encina | 138 | OOS_Wind |  |  | 0 | 0 | 0 | 0 | 0 | 0 | 0 | 0 | 0 | 0 | 0 | 0 | 0 | 0 | 0 | 0 | 0 | 0 | 0 | 0 | 0 | 0 | 0 | 0 | 0 | 0 | 0 | 0
SDGE | Encina | 230 | OOS_Wind |  |  | 0 | 0 | 0 | 0 | 0 | 0 | 0 | 0 | 0 | 0 | 0 | 0 | 0 | 0 | 0 | 0 | 0 | 0 | 0 | 0 | 0 | 0 | 0 | 0 | 0 | 0 | 0 | 0
SDGE | Escondido | 230 | OOS_Wind |  |  | 0 | 0 | 0 | 0 | 0 | 0 | 0 | 0 | 0 | 0 | 0 | 0 | 0 | 0 | 0 | 0 | 0 | 0 | 0 | 0 | 0 | 0 | 0 | 0 | 0 | 0 | 0 | 0
PG&E KERN | Estrella | 230 | OOS_Wind |  |  | 0 | 0 | 0 | 0 | 0 | 0 | 0 | 0 | 0 | 0 | 0 | 0 | 0 | 0 | 0 | 0 | 0 | 0 | 0 | 0 | 0 | 0 | 0 | 0 | 0 | 0 | 0 | 0
SCE Eastern | Etiwanda | 230 | OOS_Wind |  |  | 0 | 0 | 0 | 0 | 0 | 0 | 0 | 0 | 0 | 0 | 0 | 0 | 0 | 0 | 0 | 0 | 0 | 0 | 0 | 0 | 0 | 0 | 0 | 0 | 0 | 0 | 0 | 0
PG&E GBA | Evergreen | 115 | OOS_Wind |  |  | 0 | 0 | 0 | 0 | 0 | 0 | 0 | 0 | 0 | 0 | 0 | 0 | 0 | 0 | 0 | 0 | 0 | 0 | 0 | 0 | 0 | 0 | 0 | 0 | 0 | 0 | 0 | 0
PG&E FRESNO | Excelsior | 115 | OOS_Wind |  |  | 0 | 0 | 0 | 0 | 0 | 0 | 0 | 0 | 0 | 0 | 0 | 0 | 0 | 0 | 0 | 0 | 0 | 0 | 0 | 0 | 0 | 0 | 0 | 0 | 0 | 0 | 0 | 0
PG&E FRESNO | Exchequer | 115 | OOS_Wind |  |  | 0 | 0 | 0 | 0 | 0 | 0 | 0 | 0 | 0 | 0 | 0 | 0 | 0 | 0 | 0 | 0 | 0 | 0 | 0 | 0 | 0 | 0 | 0 | 0 | 0 | 0 | 0 | 0
PG&E KERN | Fairway | 115 | OOS_Wind |  |  | 0 | 0 | 0 | 0 | 0 | 0 | 0 | 0 | 0 | 0 | 0 | 0 | 0 | 0 | 0 | 0 | 0 | 0 | 0 | 0 | 0 | 0 | 0 | 0 | 0 | 0 | 0 | 0
PG&E KERN | Famoso | 115 | OOS_Wind |  |  | 0 | 0 | 0 | 0 | 0 | 0 | 0 | 0 | 0 | 0 | 0 | 0 | 0 | 0 | 0 | 0 | 0 | 0 | 0 | 0 | 0 | 0 | 0 | 0 | 0 | 0 | 0 | 0
PG&E NGBA | Fern Road | 500 | OOS_Wind |  |  | 0 | 0 | 0 | 0 | 0 | 0 | 0 | 0 | 0 | 0 | 0 | 0 | 0 | 0 | 0 | 0 | 0 | 0 | 0 | 0 | 0 | 0 | 0 | 0 | 0 | 0 | 0 | 0
PG&E GBA | Fibreboard (SPI Sonora) | 115 | OOS_Wind |  |  | 0 | 0 | 0 | 0 | 0 | 0 | 0 | 0 | 0 | 0 | 0 | 0 | 0 | 0 | 0 | 0 | 0 | 0 | 0 | 0 | 0 | 0 | 0 | 0 | 0 | 0 | 0 | 0
PG&E FRESNO | Figarden | 230 | OOS_Wind |  |  | 0 | 0 | 0 | 0 | 0 | 0 | 0 | 0 | 0 | 0 | 0 | 0 | 0 | 0 | 0 | 0 | 0 | 0 | 0 | 0 | 0 | 0 | 0 | 0 | 0 | 0 | 0 | 0
PG&E FRESNO | Fink | 230 | OOS_Wind |  |  | 0 | 0 | 0 | 0 | 0 | 0 | 0 | 0 | 0 | 0 | 0 | 0 | 0 | 0 | 0 | 0 | 0 | 0 | 0 | 0 | 0 | 0 | 0 | 0 | 0 | 0 | 0 | 0
PG&E GBA | FMC | 115 | OOS_Wind |  |  | 0 | 0 | 0 | 0 | 0 | 0 | 0 | 0 | 0 | 0 | 0 | 0 | 0 | 0 | 0 | 0 | 0 | 0 | 0 | 0 | 0 | 0 | 0 | 0 | 0 | 0 | 0 | 0
PG&E GBA | Fremont | 115 | OOS_Wind |  |  | 0 | 0 | 0 | 0 | 0 | 0 | 0 | 0 | 0 | 0 | 0 | 0 | 0 | 0 | 0 | 0 | 0 | 0 | 0 | 0 | 0 | 0 | 0 | 0 | 0 | 0 | 0 | 0
PG&E GBA | Frogtown | 115 | OOS_Wind |  |  | 0 | 0 | 0 | 0 | 0 | 0 | 0 | 0 | 0 | 0 | 0 | 0 | 0 | 0 | 0 | 0 | 0 | 0 | 0 | 0 | 0 | 0 | 0 | 0 | 0 | 0 | 0 | 0
PG&E NGBA | Fulton | 115 | OOS_Wind |  |  | 0 | 0 | 0 | 0 | 0 | 0 | 0 | 0 | 0 | 0 | 0 | 0 | 0 | 0 | 0 | 0 | 0 | 0 | 0 | 0 | 0 | 0 | 0 | 0 | 0 | 0 | 0 | 0
PG&E NGBA | Fulton | 230 | OOS_Wind |  |  | 0 | 0 | 0 | 0 | 0 | 0 | 0 | 0 | 0 | 0 | 0 | 0 | 0 | 0 | 0 | 0 | 0 | 0 | 0 | 0 | 0 | 0 | 0 | 0 | 0 | 0 | 0 | 0
PG&E KERN | Ganso | 115 | OOS_Wind |  |  | 0 | 0 | 0 | 0 | 0 | 0 | 0 | 0 | 0 | 0 | 0 | 0 | 0 | 0 | 0 | 0 | 0 | 0 | 0 | 0 | 0 | 0 | 0 | 0 | 0 | 0 | 0 | 0
PG&E FRESNO | Gates | 230 | OOS_Wind |  |  | 0 | 0 | 0 | 0 | 0 | 0 | 0 | 0 | 0 | 0 | 0 | 0 | 0 | 0 | 0 | 0 | 0 | 0 | 0 | 0 | 0 | 0 | 0 | 0 | 0 | 0 | 0 | 0
PG&E FRESNO | Gates | 500 | OOS_Wind |  |  | 0 | 0 | 0 | 0 | 0 | 0 | 0 | 0 | 0 | 0 | 0 | 0 | 0 | 0 | 0 | 0 | 0 | 0 | 0 | 0 | 0 | 0 | 0 | 0 | 0 | 0 | 0 | 0
PG&E NGBA | Geysers 12 | 230 | OOS_Wind |  |  | 0 | 0 | 0 | 0 | 0 | 0 | 0 | 0 | 0 | 0 | 0 | 0 | 0 | 0 | 0 | 0 | 0 | 0 | 0 | 0 | 0 | 0 | 0 | 0 | 0 | 0 | 0 | 0
PG&E NGBA | Geysers 17 | 230 | OOS_Wind |  |  | 0 | 0 | 0 | 0 | 0 | 0 | 0 | 0 | 0 | 0 | 0 | 0 | 0 | 0 | 0 | 0 | 0 | 0 | 0 | 0 | 0 | 0 | 0 | 0 | 0 | 0 | 0 | 0
PG&E NGBA | Geysers 3 | 115 | OOS_Wind |  |  | 0 | 0 | 0 | 0 | 0 | 0 | 0 | 0 | 0 | 0 | 0 | 0 | 0 | 0 | 0 | 0 | 0 | 0 | 0 | 0 | 0 | 0 | 0 | 0 | 0 | 0 | 0 | 0
PG&E NGBA | Glenn | 230 | OOS_Wind |  |  | 0 | 0 | 0 | 0 | 0 | 0 | 0 | 0 | 0 | 0 | 0 | 0 | 0 | 0 | 0 | 0 | 0 | 0 | 0 | 0 | 0 | 0 | 0 | 0 | 0 | 0 | 0 | 0
PG&E NGBA | Gold Hill | 115 | OOS_Wind |  |  | 0 | 0 | 0 | 0 | 0 | 0 | 0 | 0 | 0 | 0 | 0 | 0 | 0 | 0 | 0 | 0 | 0 | 0 | 0 | 0 | 0 | 0 | 0 | 0 | 0 | 0 | 0 | 0
PG&E NGBA | Gold Hill | 230 | OOS_Wind |  |  | 0 | 0 | 0 | 0 | 0 | 0 | 0 | 0 | 0 | 0 | 0 | 0 | 0 | 0 | 0 | 0 | 0 | 0 | 0 | 0 | 0 | 0 | 0 | 0 | 0 | 0 | 0 | 0
SCE Northern | Goleta | 230 | OOS_Wind |  |  | 0 | 0 | 0 | 0 | 0 | 0 | 0 | 0 | 0 | 0 | 0 | 0 | 0 | 0 | 0 | 0 | 0 | 0 | 0 | 0 | 0 | 0 | 0 | 0 | 0 | 0 | 0 | 0
SCE Metro | Goodrich | 230 | OOS_Wind |  |  | 0 | 0 | 0 | 0 | 0 | 0 | 0 | 0 | 0 | 0 | 0 | 0 | 0 | 0 | 0 | 0 | 0 | 0 | 0 | 0 | 0 | 0 | 0 | 0 | 0 | 0 | 0 | 0
PG&E KERN | Goose Lake | 115 | OOS_Wind |  |  | 0 | 0 | 0 | 0 | 0 | 0 | 0 | 0 | 0 | 0 | 0 | 0 | 0 | 0 | 0 | 0 | 0 | 0 | 0 | 0 | 0 | 0 | 0 | 0 | 0 | 0 | 0 | 0
SCE Metro | Gould | 230 | OOS_Wind |  |  | 0 | 0 | 0 | 0 | 0 | 0 | 0 | 0 | 0 | 0 | 0 | 0 | 0 | 0 | 0 | 0 | 0 | 0 | 0 | 0 | 0 | 0 | 0 | 0 | 0 | 0 | 0 | 0
PG&E NGBA | Grand Island | 115 | OOS_Wind |  |  | 0 | 0 | 0 | 0 | 0 | 0 | 0 | 0 | 0 | 0 | 0 | 0 | 0 | 0 | 0 | 0 | 0 | 0 | 0 | 0 | 0 | 0 | 0 | 0 | 0 | 0 | 0 | 0
PG&E GBA | Grant | 115 | OOS_Wind |  |  | 0 | 0 | 0 | 0 | 0 | 0 | 0 | 0 | 0 | 0 | 0 | 0 | 0 | 0 | 0 | 0 | 0 | 0 | 0 | 0 | 0 | 0 | 0 | 0 | 0 | 0 | 0 | 0
PG&E GBA | Green Valley | 115 | OOS_Wind |  |  | 0 | 0 | 0 | 0 | 0 | 0 | 0 | 0 | 0 | 0 | 0 | 0 | 0 | 0 | 0 | 0 | 0 | 0 | 0 | 0 | 0 | 0 | 0 | 0 | 0 | 0 | 0 | 0
PG&E NGBA | Greenleaf 1 | 115 | OOS_Wind |  |  | 0 | 0 | 0 | 0 | 0 | 0 | 0 | 0 | 0 | 0 | 0 | 0 | 0 | 0 | 0 | 0 | 0 | 0 | 0 | 0 | 0 | 0 | 0 | 0 | 0 | 0 | 0 | 0
PG&E FRESNO | Gregg | 230 | OOS_Wind |  |  | 0 | 0 | 0 | 0 | 0 | 0 | 0 | 0 | 0 | 0 | 0 | 0 | 0 | 0 | 0 | 0 | 0 | 0 | 0 | 0 | 0 | 0 | 0 | 0 | 0 | 0 | 0 | 0
PG&E FRESNO | Grimmway-Malaga | 115 | OOS_Wind |  |  | 0 | 0 | 0 | 0 | 0 | 0 | 0 | 0 | 0 | 0 | 0 | 0 | 0 | 0 | 0 | 0 | 0 | 0 | 0 | 0 | 0 | 0 | 0 | 0 | 0 | 0 | 0 | 0
PG&E NGBA | Grizzly | 230 | OOS_Wind |  |  | 0 | 0 | 0 | 0 | 0 | 0 | 0 | 0 | 0 | 0 | 0 | 0 | 0 | 0 | 0 | 0 | 0 | 0 | 0 | 0 | 0 | 0 | 0 | 0 | 0 | 0 | 0 | 0
PG&E FRESNO | GWF Hanford | 115 | OOS_Wind |  |  | 0 | 0 | 0 | 0 | 0 | 0 | 0 | 0 | 0 | 0 | 0 | 0 | 0 | 0 | 0 | 0 | 0 | 0 | 0 | 0 | 0 | 0 | 0 | 0 | 0 | 0 | 0 | 0
PG&E FRESNO | Haas | 230 | OOS_Wind |  |  | 0 | 0 | 0 | 0 | 0 | 0 | 0 | 0 | 0 | 0 | 0 | 0 | 0 | 0 | 0 | 0 | 0 | 0 | 0 | 0 | 0 | 0 | 0 | 0 | 0 | 0 | 0 | 0
PG&E FRESNO | Hammonds | 115 | OOS_Wind |  |  | 0 | 0 | 0 | 0 | 0 | 0 | 0 | 0 | 0 | 0 | 0 | 0 | 0 | 0 | 0 | 0 | 0 | 0 | 0 | 0 | 0 | 0 | 0 | 0 | 0 | 0 | 0 | 0
SCE Metro | HarborGen | 230 | OOS_Wind |  |  | 0 | 0 | 0 | 0 | 0 | 0 | 0 | 0 | 0 | 0 | 0 | 0 | 0 | 0 | 0 | 0 | 0 | 0 | 0 | 0 | 0 | 0 | 0 | 0 | 0 | 0 | 0 | 0
EOP | Harry Allen | 500 | OOS_Wind | YES | Idaho Windo | 1 | 0 | 0 | 0 | 0 | 0 | 0 | 0 | 0 | 0 | 0 | 0 | 0 | 1100 | 0 | 1100 | 0 | 0 | 0 | 1100 | 0 | 1100 | 1100 | 0 | 1100 | 1100 | 0 | 1100
SCE NOL | Harvard | 115 | OOS_Wind |  |  | 0 | 0 | 0 | 0 | 0 | 0 | 0 | 0 | 0 | 0 | 0 | 0 | 0 | 0 | 0 | 0 | 0 | 0 | 0 | 0 | 0 | 0 | 0 | 0 | 0 | 0 | 0 | 0
SDGE | Hassayampa | 500 | OOS_Wind |  |  | 0 | 0 | 0 | 0 | 0 | 0 | 0 | 0 | 0 | 0 | 0 | 0 | 0 | 0 | 0 | 0 | 0 | 0 | 0 | 0 | 0 | 0 | 0 | 0 | 0 | 0 | 0 | 0
PG&E FRESNO | Helm | 230 | OOS_Wind |  |  | 0 | 0 | 0 | 0 | 0 | 0 | 0 | 0 | 0 | 0 | 0 | 0 | 0 | 0 | 0 | 0 | 0 | 0 | 0 | 0 | 0 | 0 | 0 | 0 | 0 | 0 | 0 | 0
PG&E FRESNO | Henrietta | 115 | OOS_Wind |  |  | 0 | 0 | 0 | 0 | 0 | 0 | 0 | 0 | 0 | 0 | 0 | 0 | 0 | 0 | 0 | 0 | 0 | 0 | 0 | 0 | 0 | 0 | 0 | 0 | 0 | 0 | 0 | 0
PG&E FRESNO | Henrietta | 230 | OOS_Wind |  |  | 0 | 0 | 0 | 0 | 0 | 0 | 0 | 0 | 0 | 0 | 0 | 0 | 0 | 0 | 0 | 0 | 0 | 0 | 0 | 0 | 0 | 0 | 0 | 0 | 0 | 0 | 0 | 0
PG&E FRESNO | Herndon | 115 | OOS_Wind |  |  | 0 | 0 | 0 | 0 | 0 | 0 | 0 | 0 | 0 | 0 | 0 | 0 | 0 | 0 | 0 | 0 | 0 | 0 | 0 | 0 | 0 | 0 | 0 | 0 | 0 | 0 | 0 | 0
PG&E FRESNO | Herndon | 230 | OOS_Wind |  |  | 0 | 0 | 0 | 0 | 0 | 0 | 0 | 0 | 0 | 0 | 0 | 0 | 0 | 0 | 0 | 0 | 0 | 0 | 0 | 0 | 0 | 0 | 0 | 0 | 0 | 0 | 0 | 0
PG&E GBA | Hicks | 230 | OOS_Wind |  |  | 0 | 0 | 0 | 0 | 0 | 0 | 0 | 0 | 0 | 0 | 0 | 0 | 0 | 0 | 0 | 0 | 0 | 0 | 0 | 0 | 0 | 0 | 0 | 0 | 0 | 0 | 0 | 0
PG&E NGBA | Higgins | 115 | OOS_Wind |  |  | 0 | 0 | 0 | 0 | 0 | 0 | 0 | 0 | 0 | 0 | 0 | 0 | 0 | 0 | 0 | 0 | 0 | 0 | 0 | 0 | 0 | 0 | 0 | 0 | 0 | 0 | 0 | 0
PG&E NGBA | Hilltop | 345 | OOS_Wind |  |  | 0 | 0 | 0 | 0 | 0 | 0 | 0 | 0 | 0 | 0 | 0 | 0 | 0 | 0 | 0 | 0 | 0 | 0 | 0 | 0 | 0 | 0 | 0 | 0 | 0 | 0 | 0 | 0
SCE Metro | Hinson | 230 | OOS_Wind |  |  | 0 | 0 | 0 | 0 | 0 | 0 | 0 | 0 | 0 | 0 | 0 | 0 | 0 | 0 | 0 | 0 | 0 | 0 | 0 | 0 | 0 | 0 | 0 | 0 | 0 | 0 | 0 | 0
PG&E GBA | Hollister | 115 | OOS_Wind |  |  | 0 | 0 | 0 | 0 | 0 | 0 | 0 | 0 | 0 | 0 | 0 | 0 | 0 | 0 | 0 | 0 | 0 | 0 | 0 | 0 | 0 | 0 | 0 | 0 | 0 | 0 | 0 | 0
PG&E NGBA | Homestake | 115 | OOS_Wind |  |  | 0 | 0 | 0 | 0 | 0 | 0 | 0 | 0 | 0 | 0 | 0 | 0 | 0 | 0 | 0 | 0 | 0 | 0 | 0 | 0 | 0 | 0 | 0 | 0 | 0 | 0 | 0 | 0
PG&E NGBA | Honcut | 115 | OOS_Wind |  |  | 0 | 0 | 0 | 0 | 0 | 0 | 0 | 0 | 0 | 0 | 0 | 0 | 0 | 0 | 0 | 0 | 0 | 0 | 0 | 0 | 0 | 0 | 0 | 0 | 0 | 0 | 0 | 0
SDGE | Hoodoo Wash | 500 | OOS_Wind |  |  | 0 | 0 | 0 | 0 | 0 | 0 | 0 | 0 | 0 | 0 | 0 | 0 | 0 | 0 | 0 | 0 | 0 | 0 | 0 | 0 | 0 | 0 | 0 | 0 | 0 | 0 | 0 | 0
PG&E NGBA | Hopland | 115 | OOS_Wind |  |  | 0 | 0 | 0 | 0 | 0 | 0 | 0 | 0 | 0 | 0 | 0 | 0 | 0 | 0 | 0 | 0 | 0 | 0 | 0 | 0 | 0 | 0 | 0 | 0 | 0 | 0 | 0 | 0
PG&E NGBA | Humboldt | 115 | OOS_Wind |  |  | 0 | 0 | 0 | 0 | 0 | 0 | 0 | 0 | 0 | 0 | 0 | 0 | 0 | 0 | 0 | 0 | 0 | 0 | 0 | 0 | 0 | 0 | 0 | 0 | 0 | 0 | 0 | 0
PG&E NGBA | Humboldt | 500 | OOS_Wind |  |  | 0 | 0 | 0 | 0 | 0 | 0 | 0 | 0 | 0 | 0 | 0 | 0 | 0 | 0 | 0 | 0 | 0 | 0 | 0 | 0 | 0 | 0 | 0 | 0 | 0 | 0 | 0 | 0
SCE Metro | Huntington Beach | 230 | OOS_Wind |  |  | 0 | 0 | 0 | 0 | 0 | 0 | 0 | 0 | 0 | 0 | 0 | 0 | 0 | 0 | 0 | 0 | 0 | 0 | 0 | 0 | 0 | 0 | 0 | 0 | 0 | 0 | 0 | 0
PG&E NGBA | Ignacio | 115 | OOS_Wind |  |  | 0 | 0 | 0 | 0 | 0 | 0 | 0 | 0 | 0 | 0 | 0 | 0 | 0 | 0 | 0 | 0 | 0 | 0 | 0 | 0 | 0 | 0 | 0 | 0 | 0 | 0 | 0 | 0
PG&E NGBA | Ignacio | 230 | OOS_Wind |  |  | 0 | 0 | 0 | 0 | 0 | 0 | 0 | 0 | 0 | 0 | 0 | 0 | 0 | 0 | 0 | 0 | 0 | 0 | 0 | 0 | 0 | 0 | 0 | 0 | 0 | 0 | 0 | 0
SDGE | Imperial Valley | 230 | OOS_Wind |  |  | 0 | 0 | 0 | 0 | 0 | 0 | 0 | 0 | 0 | 0 | 0 | 0 | 0 | 0 | 0 | 0 | 0 | 0 | 0 | 0 | 0 | 0 | 0 | 0 | 0 | 0 | 0 | 0
SDGE | Imperial Valley | 500 | OOS_Wind |  |  | 0 | 0 | 0 | 0 | 0 | 0 | 0 | 0 | 0 | 0 | 0 | 0 | 0 | 0 | 0 | 0 | 0 | 0 | 0 | 0 | 0 | 0 | 0 | 0 | 0 | 0 | 0 | 0
EOP | Innovation | 138 | OOS_Wind |  |  | 0 | 0 | 0 | 0 | 0 | 0 | 0 | 0 | 0 | 0 | 0 | 0 | 0 | 0 | 0 | 0 | 0 | 0 | 0 | 0 | 0 | 0 | 0 | 0 | 0 | 0 | 0 | 0
EOP | Innovation | 230 | OOS_Wind |  |  | 0 | 0 | 0 | 0 | 0 | 0 | 0 | 0 | 0 | 0 | 0 | 0 | 0 | 0 | 0 | 0 | 0 | 0 | 0 | 0 | 0 | 0 | 0 | 0 | 0 | 0 | 0 | 0
SCE NOL | Inyokern | 115 | OOS_Wind |  |  | 0 | 0 | 0 | 0 | 0 | 0 | 0 | 0 | 0 | 0 | 0 | 0 | 0 | 0 | 0 | 0 | 0 | 0 | 0 | 0 | 0 | 0 | 0 | 0 | 0 | 0 | 0 | 0
EOP | IS Tap | 138 | OOS_Wind |  |  | 0 | 0 | 0 | 0 | 0 | 0 | 0 | 0 | 0 | 0 | 0 | 0 | 0 | 0 | 0 | 0 | 0 | 0 | 0 | 0 | 0 | 0 | 0 | 0 | 0 | 0 | 0 | 0
EOP | Ivanpah | 115 | OOS_Wind |  |  | 0 | 0 | 0 | 0 | 0 | 0 | 0 | 0 | 0 | 0 | 0 | 0 | 0 | 0 | 0 | 0 | 0 | 0 | 0 | 0 | 0 | 0 | 0 | 0 | 0 | 0 | 0 | 0
EOP | Ivanpah | 230 | OOS_Wind |  |  | 0 | 0 | 0 | 0 | 0 | 0 | 0 | 0 | 0 | 0 | 0 | 0 | 0 | 0 | 0 | 0 | 0 | 0 | 0 | 0 | 0 | 0 | 0 | 0 | 0 | 0 | 0 | 0
EOP | Jackass (DOE) | 138 | OOS_Wind |  |  | 0 | 0 | 0 | 0 | 0 | 0 | 0 | 0 | 0 | 0 | 0 | 0 | 0 | 0 | 0 | 0 | 0 | 0 | 0 | 0 | 0 | 0 | 0 | 0 | 0 | 0 | 0 | 0
PG&E NGBA | James B Black | 230 | OOS_Wind |  |  | 0 | 0 | 0 | 0 | 0 | 0 | 0 | 0 | 0 | 0 | 0 | 0 | 0 | 0 | 0 | 0 | 0 | 0 | 0 | 0 | 0 | 0 | 0 | 0 | 0 | 0 | 0 | 0
PG&E GBA | Jefferson | 230 | OOS_Wind |  |  | 0 | 0 | 0 | 0 | 0 | 0 | 0 | 0 | 0 | 0 | 0 | 0 | 0 | 0 | 0 | 0 | 0 | 0 | 0 | 0 | 0 | 0 | 0 | 0 | 0 | 0 | 0 | 0
PG&E NGBA | Jessup | 115 | OOS_Wind |  |  | 0 | 0 | 0 | 0 | 0 | 0 | 0 | 0 | 0 | 0 | 0 | 0 | 0 | 0 | 0 | 0 | 0 | 0 | 0 | 0 | 0 | 0 | 0 | 0 | 0 | 0 | 0 | 0
SCE Metro | Johanna | 230 | OOS_Wind |  |  | 0 | 0 | 0 | 0 | 0 | 0 | 0 | 0 | 0 | 0 | 0 | 0 | 0 | 0 | 0 | 0 | 0 | 0 | 0 | 0 | 0 | 0 | 0 | 0 | 0 | 0 | 0 | 0
SCE Eastern | Julian Hinds | 230 | OOS_Wind |  |  | 0 | 0 | 0 | 0 | 0 | 0 | 0 | 0 | 0 | 0 | 0 | 0 | 0 | 0 | 0 | 0 | 0 | 0 | 0 | 0 | 0 | 0 | 0 | 0 | 0 | 0 | 0 | 0
PG&E GBA | Kasson | 115 | OOS_Wind |  |  | 0 | 0 | 0 | 0 | 0 | 0 | 0 | 0 | 0 | 0 | 0 | 0 | 0 | 0 | 0 | 0 | 0 | 0 | 0 | 0 | 0 | 0 | 0 | 0 | 0 | 0 | 0 | 0
PG&E FRESNO | Kearney | 230 | OOS_Wind |  |  | 0 | 0 | 0 | 0 | 0 | 0 | 0 | 0 | 0 | 0 | 0 | 0 | 0 | 0 | 0 | 0 | 0 | 0 | 0 | 0 | 0 | 0 | 0 | 0 | 0 | 0 | 0 | 0
PG&E GBA | Kelso | 230 | OOS_Wind |  |  | 0 | 0 | 0 | 0 | 0 | 0 | 0 | 0 | 0 | 0 | 0 | 0 | 0 | 0 | 0 | 0 | 0 | 0 | 0 | 0 | 0 | 0 | 0 | 0 | 0 | 0 | 0 | 0
PG&E FRESNO | Kerchoff 1 | 115 | OOS_Wind |  |  | 0 | 0 | 0 | 0 | 0 | 0 | 0 | 0 | 0 | 0 | 0 | 0 | 0 | 0 | 0 | 0 | 0 | 0 | 0 | 0 | 0 | 0 | 0 | 0 | 0 | 0 | 0 | 0
PG&E KERN | Kern Oil | 115 | OOS_Wind |  |  | 0 | 0 | 0 | 0 | 0 | 0 | 0 | 0 | 0 | 0 | 0 | 0 | 0 | 0 | 0 | 0 | 0 | 0 | 0 | 0 | 0 | 0 | 0 | 0 | 0 | 0 | 0 | 0
PG&E KERN | Kern PP | 115 | OOS_Wind |  |  | 0 | 0 | 0 | 0 | 0 | 0 | 0 | 0 | 0 | 0 | 0 | 0 | 0 | 0 | 0 | 0 | 0 | 0 | 0 | 0 | 0 | 0 | 0 | 0 | 0 | 0 | 0 | 0
PG&E KERN | Kern PP | 230 | OOS_Wind |  |  | 0 | 0 | 0 | 0 | 0 | 0 | 0 | 0 | 0 | 0 | 0 | 0 | 0 | 0 | 0 | 0 | 0 | 0 | 0 | 0 | 0 | 0 | 0 | 0 | 0 | 0 | 0 | 0
PG&E KERN | Kernridge | 115 | OOS_Wind |  |  | 0 | 0 | 0 | 0 | 0 | 0 | 0 | 0 | 0 | 0 | 0 | 0 | 0 | 0 | 0 | 0 | 0 | 0 | 0 | 0 | 0 | 0 | 0 | 0 | 0 | 0 | 0 | 0
PG&E FRESNO | Kingsburg | 115 | OOS_Wind |  |  | 0 | 0 | 0 | 0 | 0 | 0 | 0 | 0 | 0 | 0 | 0 | 0 | 0 | 0 | 0 | 0 | 0 | 0 | 0 | 0 | 0 | 0 | 0 | 0 | 0 | 0 | 0 | 0
PG&E GBA | Kirker | 115 | OOS_Wind |  |  | 0 | 0 | 0 | 0 | 0 | 0 | 0 | 0 | 0 | 0 | 0 | 0 | 0 | 0 | 0 | 0 | 0 | 0 | 0 | 0 | 0 | 0 | 0 | 0 | 0 | 0 | 0 | 0
PG&E NGBA | Knights Landing | 115 | OOS_Wind |  |  | 0 | 0 | 0 | 0 | 0 | 0 | 0 | 0 | 0 | 0 | 0 | 0 | 0 | 0 | 0 | 0 | 0 | 0 | 0 | 0 | 0 | 0 | 0 | 0 | 0 | 0 | 0 | 0
SCE NOL | Kramer | 115 | OOS_Wind |  |  | 0 | 0 | 0 | 0 | 0 | 0 | 0 | 0 | 0 | 0 | 0 | 0 | 0 | 0 | 0 | 0 | 0 | 0 | 0 | 0 | 0 | 0 | 0 | 0 | 0 | 0 | 0 | 0
SCE NOL | Kramer | 230 | OOS_Wind |  |  | 0 | 0 | 0 | 0 | 0 | 0 | 0 | 0 | 0 | 0 | 0 | 0 | 0 | 0 | 0 | 0 | 0 | 0 | 0 | 0 | 0 | 0 | 0 | 0 | 0 | 0 | 0 | 0
SCE Metro | La Cienega | 230 | OOS_Wind |  |  | 0 | 0 | 0 | 0 | 0 | 0 | 0 | 0 | 0 | 0 | 0 | 0 | 0 | 0 | 0 | 0 | 0 | 0 | 0 | 0 | 0 | 0 | 0 | 0 | 0 | 0 | 0 | 0
SCE Metro | La Fresa | 230 | OOS_Wind |  |  | 0 | 0 | 0 | 0 | 0 | 0 | 0 | 0 | 0 | 0 | 0 | 0 | 0 | 0 | 0 | 0 | 0 | 0 | 0 | 0 | 0 | 0 | 0 | 0 | 0 | 0 | 0 | 0
SCE Metro | Laguna Bell | 230 | OOS_Wind |  |  | 0 | 0 | 0 | 0 | 0 | 0 | 0 | 0 | 0 | 0 | 0 | 0 | 0 | 0 | 0 | 0 | 0 | 0 | 0 | 0 | 0 | 0 | 0 | 0 | 0 | 0 | 0 | 0
PG&E NGBA | Lakeville | 230 | OOS_Wind |  |  | 0 | 0 | 0 | 0 | 0 | 0 | 0 | 0 | 0 | 0 | 0 | 0 | 0 | 0 | 0 | 0 | 0 | 0 | 0 | 0 | 0 | 0 | 0 | 0 | 0 | 0 | 0 | 0
PG&E NGBA | Lakeville | 115 | OOS_Wind |  |  | 0 | 0 | 0 | 0 | 0 | 0 | 0 | 0 | 0 | 0 | 0 | 0 | 0 | 0 | 0 | 0 | 0 | 0 | 0 | 0 | 0 | 0 | 0 | 0 | 0 | 0 | 0 | 0
PG&E GBA | Lakewood | 115 | OOS_Wind |  |  | 0 | 0 | 0 | 0 | 0 | 0 | 0 | 0 | 0 | 0 | 0 | 0 | 0 | 0 | 0 | 0 | 0 | 0 | 0 | 0 | 0 | 0 | 0 | 0 | 0 | 0 | 0 | 0
PG&E NGBA | Lambie | 230 | OOS_Wind |  |  | 0 | 0 | 0 | 0 | 0 | 0 | 0 | 0 | 0 | 0 | 0 | 0 | 0 | 0 | 0 | 0 | 0 | 0 | 0 | 0 | 0 | 0 | 0 | 0 | 0 | 0 | 0 | 0
PG&E GBA | Lammers | 115 | OOS_Wind |  |  | 0 | 0 | 0 | 0 | 0 | 0 | 0 | 0 | 0 | 0 | 0 | 0 | 0 | 0 | 0 | 0 | 0 | 0 | 0 | 0 | 0 | 0 | 0 | 0 | 0 | 0 | 0 | 0
PG&E KERN | Lamont | 115 | OOS_Wind |  |  | 0 | 0 | 0 | 0 | 0 | 0 | 0 | 0 | 0 | 0 | 0 | 0 | 0 | 0 | 0 | 0 | 0 | 0 | 0 | 0 | 0 | 0 | 0 | 0 | 0 | 0 | 0 | 0
PG&E FRESNO | Las Aguilas | 230 | OOS_Wind |  |  | 0 | 0 | 0 | 0 | 0 | 0 | 0 | 0 | 0 | 0 | 0 | 0 | 0 | 0 | 0 | 0 | 0 | 0 | 0 | 0 | 0 | 0 | 0 | 0 | 0 | 0 | 0 | 0
EOP | Lathrop | 138 | OOS_Wind |  |  | 0 | 0 | 0 | 0 | 0 | 0 | 0 | 0 | 0 | 0 | 0 | 0 | 0 | 0 | 0 | 0 | 0 | 0 | 0 | 0 | 0 | 0 | 0 | 0 | 0 | 0 | 0 | 0
EOP | Lathrop | 230 | OOS_Wind |  |  | 0 | 0 | 0 | 0 | 0 | 0 | 0 | 0 | 0 | 0 | 0 | 0 | 0 | 0 | 0 | 0 | 0 | 0 | 0 | 0 | 0 | 0 | 0 | 0 | 0 | 0 | 0 | 0
PG&E FRESNO | Le Grand | 115 | OOS_Wind |  |  | 0 | 0 | 0 | 0 | 0 | 0 | 0 | 0 | 0 | 0 | 0 | 0 | 0 | 0 | 0 | 0 | 0 | 0 | 0 | 0 | 0 | 0 | 0 | 0 | 0 | 0 | 0 | 0
PG&E KERN | Lerdo | 115 | OOS_Wind |  |  | 0 | 0 | 0 | 0 | 0 | 0 | 0 | 0 | 0 | 0 | 0 | 0 | 0 | 0 | 0 | 0 | 0 | 0 | 0 | 0 | 0 | 0 | 0 | 0 | 0 | 0 | 0 | 0
SCE Metro | Lewis | 230 | OOS_Wind |  |  | 0 | 0 | 0 | 0 | 0 | 0 | 0 | 0 | 0 | 0 | 0 | 0 | 0 | 0 | 0 | 0 | 0 | 0 | 0 | 0 | 0 | 0 | 0 | 0 | 0 | 0 | 0 | 0
SCE Metro | Lighthipe | 230 | OOS_Wind |  |  | 0 | 0 | 0 | 0 | 0 | 0 | 0 | 0 | 0 | 0 | 0 | 0 | 0 | 0 | 0 | 0 | 0 | 0 | 0 | 0 | 0 | 0 | 0 | 0 | 0 | 0 | 0 | 0
PG&E NGBA | Lincoln | 115 | OOS_Wind |  |  | 0 | 0 | 0 | 0 | 0 | 0 | 0 | 0 | 0 | 0 | 0 | 0 | 0 | 0 | 0 | 0 | 0 | 0 | 0 | 0 | 0 | 0 | 0 | 0 | 0 | 0 | 0 | 0
PG&E KERN | Live Oak | 115 | OOS_Wind |  |  | 0 | 0 | 0 | 0 | 0 | 0 | 0 | 0 | 0 | 0 | 0 | 0 | 0 | 0 | 0 | 0 | 0 | 0 | 0 | 0 | 0 | 0 | 0 | 0 | 0 | 0 | 0 | 0
PG&E GBA | Llagas | 115 | OOS_Wind |  |  | 0 | 0 | 0 | 0 | 0 | 0 | 0 | 0 | 0 | 0 | 0 | 0 | 0 | 0 | 0 | 0 | 0 | 0 | 0 | 0 | 0 | 0 | 0 | 0 | 0 | 0 | 0 | 0
PG&E GBA | Lockeford | 115 | OOS_Wind |  |  | 0 | 0 | 0 | 0 | 0 | 0 | 0 | 0 | 0 | 0 | 0 | 0 | 0 | 0 | 0 | 0 | 0 | 0 | 0 | 0 | 0 | 0 | 0 | 0 | 0 | 0 | 0 | 0
PG&E GBA | Lockeford | 230 | OOS_Wind |  |  | 0 | 0 | 0 | 0 | 0 | 0 | 0 | 0 | 0 | 0 | 0 | 0 | 0 | 0 | 0 | 0 | 0 | 0 | 0 | 0 | 0 | 0 | 0 | 0 | 0 | 0 | 0 | 0
PG&E GBA | Lodi | 230 | OOS_Wind |  |  | 0 | 0 | 0 | 0 | 0 | 0 | 0 | 0 | 0 | 0 | 0 | 0 | 0 | 0 | 0 | 0 | 0 | 0 | 0 | 0 | 0 | 0 | 0 | 0 | 0 | 0 | 0 | 0
PG&E NGBA | Logan Creek | 230 | OOS_Wind |  |  | 0 | 0 | 0 | 0 | 0 | 0 | 0 | 0 | 0 | 0 | 0 | 0 | 0 | 0 | 0 | 0 | 0 | 0 | 0 | 0 | 0 | 0 | 0 | 0 | 0 | 0 | 0 | 0
PG&E GBA | Lone Tree | 230 | OOS_Wind |  |  | 0 | 0 | 0 | 0 | 0 | 0 | 0 | 0 | 0 | 0 | 0 | 0 | 0 | 0 | 0 | 0 | 0 | 0 | 0 | 0 | 0 | 0 | 0 | 0 | 0 | 0 | 0 | 0
PG&E FRESNO | Los Banos | 230 | OOS_Wind |  |  | 0 | 0 | 0 | 0 | 0 | 0 | 0 | 0 | 0 | 0 | 0 | 0 | 0 | 0 | 0 | 0 | 0 | 0 | 0 | 0 | 0 | 0 | 0 | 0 | 0 | 0 | 0 | 0
PG&E FRESNO | Los Banos | 500 | OOS_Wind |  |  | 0 | 0 | 0 | 0 | 0 | 0 | 0 | 0 | 0 | 0 | 0 | 0 | 0 | 0 | 0 | 0 | 0 | 0 | 0 | 0 | 0 | 0 | 0 | 0 | 0 | 0 | 0 | 0
SDGE | Los Coches | 138 | OOS_Wind |  |  | 0 | 0 | 0 | 0 | 0 | 0 | 0 | 0 | 0 | 0 | 0 | 0 | 0 | 0 | 0 | 0 | 0 | 0 | 0 | 0 | 0 | 0 | 0 | 0 | 0 | 0 | 0 | 0
PG&E GBA | Los Esteros | 115 | OOS_Wind |  |  | 0 | 0 | 0 | 0 | 0 | 0 | 0 | 0 | 0 | 0 | 0 | 0 | 0 | 0 | 0 | 0 | 0 | 0 | 0 | 0 | 0 | 0 | 0 | 0 | 0 | 0 | 0 | 0
PG&E GBA | Los Esteros | 230 | OOS_Wind |  |  | 0 | 0 | 0 | 0 | 0 | 0 | 0 | 0 | 0 | 0 | 0 | 0 | 0 | 0 | 0 | 0 | 0 | 0 | 0 | 0 | 0 | 0 | 0 | 0 | 0 | 0 | 0 | 0
PG&E GBA | Los Positas | 230 | OOS_Wind |  |  | 0 | 0 | 0 | 0 | 0 | 0 | 0 | 0 | 0 | 0 | 0 | 0 | 0 | 0 | 0 | 0 | 0 | 0 | 0 | 0 | 0 | 0 | 0 | 0 | 0 | 0 | 0 | 0
SCE NOL | Lugo | 230 | OOS_Wind |  |  | 0 | 0 | 0 | 0 | 0 | 0 | 0 | 0 | 0 | 0 | 0 | 0 | 0 | 0 | 0 | 0 | 0 | 0 | 0 | 0 | 0 | 0 | 0 | 0 | 0 | 0 | 0 | 0
SCE Metro | Lugo | 500 | OOS_Wind | YES | New Mexico Wind | 1 | 0 | 0 | 0 | 0 | 0 | 0 | 0 | 0 | 0 | 0 | 0 | 0 | 0 | 0 | 0 | 3000 | 0 | 3000 | 3000 | 0 | 3000 | 0 | 0 | 0 | 3000 | 0 | 3000
PG&E NGBA | Madison | 115 | OOS_Wind |  |  | 0 | 0 | 0 | 0 | 0 | 0 | 0 | 0 | 0 | 0 | 0 | 0 | 0 | 0 | 0 | 0 | 0 | 0 | 0 | 0 | 0 | 0 | 0 | 0 | 0 | 0 | 0 | 0
PG&E KERN | Magunden | 115 | OOS_Wind |  |  | 0 | 0 | 0 | 0 | 0 | 0 | 0 | 0 | 0 | 0 | 0 | 0 | 0 | 0 | 0 | 0 | 0 | 0 | 0 | 0 | 0 | 0 | 0 | 0 | 0 | 0 | 0 | 0
SCE Northern | Magunden | 230 | OOS_Wind |  |  | 0 | 0 | 0 | 0 | 0 | 0 | 0 | 0 | 0 | 0 | 0 | 0 | 0 | 0 | 0 | 0 | 0 | 0 | 0 | 0 | 0 | 0 | 0 | 0 | 0 | 0 | 0 | 0
PG&E FRESNO | Malaga | 115 | OOS_Wind |  |  | 0 | 0 | 0 | 0 | 0 | 0 | 0 | 0 | 0 | 0 | 0 | 0 | 0 | 0 | 0 | 0 | 0 | 0 | 0 | 0 | 0 | 0 | 0 | 0 | 0 | 0 | 0 | 0
PG&E NGBA | Malin | 500 | OOS_Wind |  |  | 0 | 0 | 0 | 0 | 0 | 0 | 0 | 0 | 0 | 0 | 0 | 0 | 0 | 0 | 0 | 0 | 0 | 0 | 0 | 0 | 0 | 0 | 0 | 0 | 0 | 0 | 0 | 0
SCE Northern | Mandalay | 230 | OOS_Wind |  |  | 0 | 0 | 0 | 0 | 0 | 0 | 0 | 0 | 0 | 0 | 0 | 0 | 0 | 0 | 0 | 0 | 0 | 0 | 0 | 0 | 0 | 0 | 0 | 0 | 0 | 0 | 0 | 0
PG&E FRESNO | Manning | 230 | OOS_Wind |  |  | 0 | 0 | 0 | 0 | 0 | 0 | 0 | 0 | 0 | 0 | 0 | 0 | 0 | 0 | 0 | 0 | 0 | 0 | 0 | 0 | 0 | 0 | 0 | 0 | 0 | 0 | 0 | 0
PG&E FRESNO | Manning | 500 | OOS_Wind |  |  | 0 | 0 | 0 | 0 | 0 | 0 | 0 | 0 | 0 | 0 | 0 | 0 | 0 | 0 | 0 | 0 | 0 | 0 | 0 | 0 | 0 | 0 | 0 | 0 | 0 | 0 | 0 | 0
PG&E GBA | Manteca | 115 | OOS_Wind |  |  | 0 | 0 | 0 | 0 | 0 | 0 | 0 | 0 | 0 | 0 | 0 | 0 | 0 | 0 | 0 | 0 | 0 | 0 | 0 | 0 | 0 | 0 | 0 | 0 | 0 | 0 | 0 | 0
SDGE | Margarita | 138 | OOS_Wind |  |  | 0 | 0 | 0 | 0 | 0 | 0 | 0 | 0 | 0 | 0 | 0 | 0 | 0 | 0 | 0 | 0 | 0 | 0 | 0 | 0 | 0 | 0 | 0 | 0 | 0 | 0 | 0 | 0
PG&E GBA | Martin | 230 | OOS_Wind |  |  | 0 | 0 | 0 | 0 | 0 | 0 | 0 | 0 | 0 | 0 | 0 | 0 | 0 | 0 | 0 | 0 | 0 | 0 | 0 | 0 | 0 | 0 | 0 | 0 | 0 | 0 | 0 | 0
PG&E GBA | Martin | 115 | OOS_Wind |  |  | 0 | 0 | 0 | 0 | 0 | 0 | 0 | 0 | 0 | 0 | 0 | 0 | 0 | 0 | 0 | 0 | 0 | 0 | 0 | 0 | 0 | 0 | 0 | 0 | 0 | 0 | 0 | 0
PG&E GBA | Martinez | 115 | OOS_Wind |  |  | 0 | 0 | 0 | 0 | 0 | 0 | 0 | 0 | 0 | 0 | 0 | 0 | 0 | 0 | 0 | 0 | 0 | 0 | 0 | 0 | 0 | 0 | 0 | 0 | 0 | 0 | 0 | 0
PG&E FRESNO | Mc Mullin | 230 | OOS_Wind |  |  | 0 | 0 | 0 | 0 | 0 | 0 | 0 | 0 | 0 | 0 | 0 | 0 | 0 | 0 | 0 | 0 | 0 | 0 | 0 | 0 | 0 | 0 | 0 | 0 | 0 | 0 | 0 | 0
PG&E FRESNO | McCall | 115 | OOS_Wind |  |  | 0 | 0 | 0 | 0 | 0 | 0 | 0 | 0 | 0 | 0 | 0 | 0 | 0 | 0 | 0 | 0 | 0 | 0 | 0 | 0 | 0 | 0 | 0 | 0 | 0 | 0 | 0 | 0
PG&E FRESNO | McCall | 230 | OOS_Wind |  |  | 0 | 0 | 0 | 0 | 0 | 0 | 0 | 0 | 0 | 0 | 0 | 0 | 0 | 0 | 0 | 0 | 0 | 0 | 0 | 0 | 0 | 0 | 0 | 0 | 0 | 0 | 0 | 0
PG&E GBA | Meadow Lane | 115 | OOS_Wind |  |  | 0 | 0 | 0 | 0 | 0 | 0 | 0 | 0 | 0 | 0 | 0 | 0 | 0 | 0 | 0 | 0 | 0 | 0 | 0 | 0 | 0 | 0 | 0 | 0 | 0 | 0 | 0 | 0
PG&E GBA | Melones | 115 | OOS_Wind |  |  | 0 | 0 | 0 | 0 | 0 | 0 | 0 | 0 | 0 | 0 | 0 | 0 | 0 | 0 | 0 | 0 | 0 | 0 | 0 | 0 | 0 | 0 | 0 | 0 | 0 | 0 | 0 | 0
PG&E GBA | Melones | 230 | OOS_Wind |  |  | 0 | 0 | 0 | 0 | 0 | 0 | 0 | 0 | 0 | 0 | 0 | 0 | 0 | 0 | 0 | 0 | 0 | 0 | 0 | 0 | 0 | 0 | 0 | 0 | 0 | 0 | 0 | 0
PG&E NGBA | Mendocino | 115 | OOS_Wind |  |  | 0 | 0 | 0 | 0 | 0 | 0 | 0 | 0 | 0 | 0 | 0 | 0 | 0 | 0 | 0 | 0 | 0 | 0 | 0 | 0 | 0 | 0 | 0 | 0 | 0 | 0 | 0 | 0
PG&E FRESNO | Mendota | 115 | OOS_Wind |  |  | 0 | 0 | 0 | 0 | 0 | 0 | 0 | 0 | 0 | 0 | 0 | 0 | 0 | 0 | 0 | 0 | 0 | 0 | 0 | 0 | 0 | 0 | 0 | 0 | 0 | 0 | 0 | 0
PG&E FRESNO | Merced | 115 | OOS_Wind |  |  | 0 | 0 | 0 | 0 | 0 | 0 | 0 | 0 | 0 | 0 | 0 | 0 | 0 | 0 | 0 | 0 | 0 | 0 | 0 | 0 | 0 | 0 | 0 | 0 | 0 | 0 | 0 | 0
EOP | Mercury | 138 | OOS_Wind |  |  | 0 | 0 | 0 | 0 | 0 | 0 | 0 | 0 | 0 | 0 | 0 | 0 | 0 | 0 | 0 | 0 | 0 | 0 | 0 | 0 | 0 | 0 | 0 | 0 | 0 | 0 | 0 | 0
PG&E KERN | Mesa (PGE) | 115 | OOS_Wind |  |  | 0 | 0 | 0 | 0 | 0 | 0 | 0 | 0 | 0 | 0 | 0 | 0 | 0 | 0 | 0 | 0 | 0 | 0 | 0 | 0 | 0 | 0 | 0 | 0 | 0 | 0 | 0 | 0
PG&E KERN | Mesa (PGE) | 230 | OOS_Wind |  |  | 0 | 0 | 0 | 0 | 0 | 0 | 0 | 0 | 0 | 0 | 0 | 0 | 0 | 0 | 0 | 0 | 0 | 0 | 0 | 0 | 0 | 0 | 0 | 0 | 0 | 0 | 0 | 0
SCE Metro | Mesa (SCE) | 230 | OOS_Wind |  |  | 0 | 0 | 0 | 0 | 0 | 0 | 0 | 0 | 0 | 0 | 0 | 0 | 0 | 0 | 0 | 0 | 0 | 0 | 0 | 0 | 0 | 0 | 0 | 0 | 0 | 0 | 0 | 0
SCE Metro | Mesa (SCE) | 500 | OOS_Wind |  |  | 0 | 0 | 0 | 0 | 0 | 0 | 0 | 0 | 0 | 0 | 0 | 0 | 0 | 0 | 0 | 0 | 0 | 0 | 0 | 0 | 0 | 0 | 0 | 0 | 0 | 0 | 0 | 0
PG&E GBA | Metcalf | 115 | OOS_Wind |  |  | 0 | 0 | 0 | 0 | 0 | 0 | 0 | 0 | 0 | 0 | 0 | 0 | 0 | 0 | 0 | 0 | 0 | 0 | 0 | 0 | 0 | 0 | 0 | 0 | 0 | 0 | 0 | 0
PG&E GBA | Metcalf | 230 | OOS_Wind |  |  | 0 | 0 | 0 | 0 | 0 | 0 | 0 | 0 | 0 | 0 | 0 | 0 | 0 | 0 | 0 | 0 | 0 | 0 | 0 | 0 | 0 | 0 | 0 | 0 | 0 | 0 | 0 | 0
PG&E GBA | Metcalf | 500 | OOS_Wind |  |  | 0 | 0 | 0 | 0 | 0 | 0 | 0 | 0 | 0 | 0 | 0 | 0 | 0 | 0 | 0 | 0 | 0 | 0 | 0 | 0 | 0 | 0 | 0 | 0 | 0 | 0 | 0 | 0
PG&E KERN | Midway | 115 | OOS_Wind |  |  | 0 | 0 | 0 | 0 | 0 | 0 | 0 | 0 | 0 | 0 | 0 | 0 | 0 | 0 | 0 | 0 | 0 | 0 | 0 | 0 | 0 | 0 | 0 | 0 | 0 | 0 | 0 | 0
PG&E KERN | Midway | 230 | OOS_Wind |  |  | 0 | 0 | 0 | 0 | 0 | 0 | 0 | 0 | 0 | 0 | 0 | 0 | 0 | 0 | 0 | 0 | 0 | 0 | 0 | 0 | 0 | 0 | 0 | 0 | 0 | 0 | 0 | 0
PG&E KERN | Midway | 500 | OOS_Wind |  |  | 0 | 0 | 0 | 0 | 0 | 0 | 0 | 0 | 0 | 0 | 0 | 0 | 0 | 0 | 0 | 0 | 0 | 0 | 0 | 0 | 0 | 0 | 0 | 0 | 0 | 0 | 0 | 0
SDGE | Miguel | 230 | OOS_Wind |  |  | 0 | 0 | 0 | 0 | 0 | 0 | 0 | 0 | 0 | 0 | 0 | 0 | 0 | 0 | 0 | 0 | 0 | 0 | 0 | 0 | 0 | 0 | 0 | 0 | 0 | 0 | 0 | 0
SDGE | Miguel | 500 | OOS_Wind |  |  | 0 | 0 | 0 | 0 | 0 | 0 | 0 | 0 | 0 | 0 | 0 | 0 | 0 | 0 | 0 | 0 | 0 | 0 | 0 | 0 | 0 | 0 | 0 | 0 | 0 | 0 | 0 | 0
PG&E GBA | Millbrae | 115 | OOS_Wind |  |  | 0 | 0 | 0 | 0 | 0 | 0 | 0 | 0 | 0 | 0 | 0 | 0 | 0 | 0 | 0 | 0 | 0 | 0 | 0 | 0 | 0 | 0 | 0 | 0 | 0 | 0 | 0 | 0
PG&E GBA | Miller | 115 | OOS_Wind |  |  | 0 | 0 | 0 | 0 | 0 | 0 | 0 | 0 | 0 | 0 | 0 | 0 | 0 | 0 | 0 | 0 | 0 | 0 | 0 | 0 | 0 | 0 | 0 | 0 | 0 | 0 | 0 | 0
SCE Metro | Mira Loma | 230 | OOS_Wind |  |  | 0 | 0 | 0 | 0 | 0 | 0 | 0 | 0 | 0 | 0 | 0 | 0 | 0 | 0 | 0 | 0 | 0 | 0 | 0 | 0 | 0 | 0 | 0 | 0 | 0 | 0 | 0 | 0
SCE Metro | Mira Loma | 500 | OOS_Wind |  |  | 0 | 0 | 0 | 0 | 0 | 0 | 0 | 0 | 0 | 0 | 0 | 0 | 0 | 0 | 0 | 0 | 0 | 0 | 0 | 0 | 0 | 0 | 0 | 0 | 0 | 0 | 0 | 0
SCE Eastern | Mirage | 115 | OOS_Wind |  |  | 0 | 0 | 0 | 0 | 0 | 0 | 0 | 0 | 0 | 0 | 0 | 0 | 0 | 0 | 0 | 0 | 0 | 0 | 0 | 0 | 0 | 0 | 0 | 0 | 0 | 0 | 0 | 0
SCE Eastern | Mirage | 230 | OOS_Wind |  |  | 0 | 0 | 0 | 0 | 0 | 0 | 0 | 0 | 0 | 0 | 0 | 0 | 0 | 0 | 0 | 0 | 0 | 0 | 0 | 0 | 0 | 0 | 0 | 0 | 0 | 0 | 0 | 0
SDGE | Mission | 138 | OOS_Wind |  |  | 0 | 0 | 0 | 0 | 0 | 0 | 0 | 0 | 0 | 0 | 0 | 0 | 0 | 0 | 0 | 0 | 0 | 0 | 0 | 0 | 0 | 0 | 0 | 0 | 0 | 0 | 0 | 0
SDGE | Mission | 230 | OOS_Wind |  |  | 0 | 0 | 0 | 0 | 0 | 0 | 0 | 0 | 0 | 0 | 0 | 0 | 0 | 0 | 0 | 0 | 0 | 0 | 0 | 0 | 0 | 0 | 0 | 0 | 0 | 0 | 0 | 0
PG&E GBA | Mi-Wuk | 115 | OOS_Wind |  |  | 0 | 0 | 0 | 0 | 0 | 0 | 0 | 0 | 0 | 0 | 0 | 0 | 0 | 0 | 0 | 0 | 0 | 0 | 0 | 0 | 0 | 0 | 0 | 0 | 0 | 0 | 0 | 0
EOP | Mohave | 500 | OOS_Wind |  |  | 0 | 0 | 0 | 0 | 0 | 0 | 0 | 0 | 0 | 0 | 0 | 0 | 0 | 0 | 0 | 0 | 0 | 0 | 0 | 0 | 0 | 0 | 0 | 0 | 0 | 0 | 0 | 0
PG&E NGBA | Monroe | 115 | OOS_Wind |  |  | 0 | 0 | 0 | 0 | 0 | 0 | 0 | 0 | 0 | 0 | 0 | 0 | 0 | 0 | 0 | 0 | 0 | 0 | 0 | 0 | 0 | 0 | 0 | 0 | 0 | 0 | 0 | 0
PG&E GBA | Monta Vista | 115 | OOS_Wind |  |  | 0 | 0 | 0 | 0 | 0 | 0 | 0 | 0 | 0 | 0 | 0 | 0 | 0 | 0 | 0 | 0 | 0 | 0 | 0 | 0 | 0 | 0 | 0 | 0 | 0 | 0 | 0 | 0
PG&E GBA | Monta Vista | 230 | OOS_Wind |  |  | 0 | 0 | 0 | 0 | 0 | 0 | 0 | 0 | 0 | 0 | 0 | 0 | 0 | 0 | 0 | 0 | 0 | 0 | 0 | 0 | 0 | 0 | 0 | 0 | 0 | 0 | 0 | 0
PG&E NGBA | Monticello | 115 | OOS_Wind |  |  | 0 | 0 | 0 | 0 | 0 | 0 | 0 | 0 | 0 | 0 | 0 | 0 | 0 | 0 | 0 | 0 | 0 | 0 | 0 | 0 | 0 | 0 | 0 | 0 | 0 | 0 | 0 | 0
SCE Northern | Moorpark | 230 | OOS_Wind |  |  | 0 | 0 | 0 | 0 | 0 | 0 | 0 | 0 | 0 | 0 | 0 | 0 | 0 | 0 | 0 | 0 | 0 | 0 | 0 | 0 | 0 | 0 | 0 | 0 | 0 | 0 | 0 | 0
PG&E GBA | Moraga | 115 | OOS_Wind |  |  | 0 | 0 | 0 | 0 | 0 | 0 | 0 | 0 | 0 | 0 | 0 | 0 | 0 | 0 | 0 | 0 | 0 | 0 | 0 | 0 | 0 | 0 | 0 | 0 | 0 | 0 | 0 | 0
PG&E GBA | Moraga | 230 | OOS_Wind |  |  | 0 | 0 | 0 | 0 | 0 | 0 | 0 | 0 | 0 | 0 | 0 | 0 | 0 | 0 | 0 | 0 | 0 | 0 | 0 | 0 | 0 | 0 | 0 | 0 | 0 | 0 | 0 | 0
PG&E GBA | Morgan Hill | 115 | OOS_Wind |  |  | 0 | 0 | 0 | 0 | 0 | 0 | 0 | 0 | 0 | 0 | 0 | 0 | 0 | 0 | 0 | 0 | 0 | 0 | 0 | 0 | 0 | 0 | 0 | 0 | 0 | 0 | 0 | 0
PG&E KERN | Morro Bay | 115 | OOS_Wind |  |  | 0 | 0 | 0 | 0 | 0 | 0 | 0 | 0 | 0 | 0 | 0 | 0 | 0 | 0 | 0 | 0 | 0 | 0 | 0 | 0 | 0 | 0 | 0 | 0 | 0 | 0 | 0 | 0
PG&E KERN | Morro Bay | 230 | OOS_Wind |  |  | 0 | 0 | 0 | 0 | 0 | 0 | 0 | 0 | 0 | 0 | 0 | 0 | 0 | 0 | 0 | 0 | 0 | 0 | 0 | 0 | 0 | 0 | 0 | 0 | 0 | 0 | 0 | 0
PG&E KERN | Morro Bay | 500 | OOS_Wind |  |  | 0 | 0 | 0 | 0 | 0 | 0 | 0 | 0 | 0 | 0 | 0 | 0 | 0 | 0 | 0 | 0 | 0 | 0 | 0 | 0 | 0 | 0 | 0 | 0 | 0 | 0 | 0 | 0
PG&E GBA | Moss Landing | 115 | OOS_Wind |  |  | 0 | 0 | 0 | 0 | 0 | 0 | 0 | 0 | 0 | 0 | 0 | 0 | 0 | 0 | 0 | 0 | 0 | 0 | 0 | 0 | 0 | 0 | 0 | 0 | 0 | 0 | 0 | 0
PG&E GBA | Moss Landing | 230 | OOS_Wind |  |  | 0 | 0 | 0 | 0 | 0 | 0 | 0 | 0 | 0 | 0 | 0 | 0 | 0 | 0 | 0 | 0 | 0 | 0 | 0 | 0 | 0 | 0 | 0 | 0 | 0 | 0 | 0 | 0
PG&E GBA | Moss Landing | 500 | OOS_Wind |  |  | 0 | 0 | 0 | 0 | 0 | 0 | 0 | 0 | 0 | 0 | 0 | 0 | 0 | 0 | 0 | 0 | 0 | 0 | 0 | 0 | 0 | 0 | 0 | 0 | 0 | 0 | 0 | 0
EOP | Mountain Pass | 115 | OOS_Wind |  |  | 0 | 0 | 0 | 0 | 0 | 0 | 0 | 0 | 0 | 0 | 0 | 0 | 0 | 0 | 0 | 0 | 0 | 0 | 0 | 0 | 0 | 0 | 0 | 0 | 0 | 0 | 0 | 0
PG&E GBA | Mountain View | 115 | OOS_Wind |  |  | 0 | 0 | 0 | 0 | 0 | 0 | 0 | 0 | 0 | 0 | 0 | 0 | 0 | 0 | 0 | 0 | 0 | 0 | 0 | 0 | 0 | 0 | 0 | 0 | 0 | 0 | 0 | 0
PG&E GBA | Mt Eden | 115 | OOS_Wind |  |  | 0 | 0 | 0 | 0 | 0 | 0 | 0 | 0 | 0 | 0 | 0 | 0 | 0 | 0 | 0 | 0 | 0 | 0 | 0 | 0 | 0 | 0 | 0 | 0 | 0 | 0 | 0 | 0
PG&E KERN | Mt Poso | 115 | OOS_Wind |  |  | 0 | 0 | 0 | 0 | 0 | 0 | 0 | 0 | 0 | 0 | 0 | 0 | 0 | 0 | 0 | 0 | 0 | 0 | 0 | 0 | 0 | 0 | 0 | 0 | 0 | 0 | 0 | 0
PG&E FRESNO | Mustang | 230 | OOS_Wind |  |  | 0 | 0 | 0 | 0 | 0 | 0 | 0 | 0 | 0 | 0 | 0 | 0 | 0 | 0 | 0 | 0 | 0 | 0 | 0 | 0 | 0 | 0 | 0 | 0 | 0 | 0 | 0 | 0
PG&E KERN | New Sub - Gates - Midway (Proposed) | 230 | OOS_Wind |  |  | 0 | 0 | 0 | 0 | 0 | 0 | 0 | 0 | 0 | 0 | 0 | 0 | 0 | 0 | 0 | 0 | 0 | 0 | 0 | 0 | 0 | 0 | 0 | 0 | 0 | 0 | 0 | 0
PG&E KERN | New Sub - Gates - Templeton (Proposed) | 230 | OOS_Wind |  |  | 0 | 0 | 0 | 0 | 0 | 0 | 0 | 0 | 0 | 0 | 0 | 0 | 0 | 0 | 0 | 0 | 0 | 0 | 0 | 0 | 0 | 0 | 0 | 0 | 0 | 0 | 0 | 0
SCE NOL | New Sub - Kramer - Lugo (Proposed) | 230 | OOS_Wind |  |  | 0 | 0 | 0 | 0 | 0 | 0 | 0 | 0 | 0 | 0 | 0 | 0 | 0 | 0 | 0 | 0 | 0 | 0 | 0 | 0 | 0 | 0 | 0 | 0 | 0 | 0 | 0 | 0
PG&E FRESNO | New Sub - Los Banos - Midway (Proposed) | 500 | OOS_Wind |  |  | 0 | 0 | 0 | 0 | 0 | 0 | 0 | 0 | 0 | 0 | 0 | 0 | 0 | 0 | 0 | 0 | 0 | 0 | 0 | 0 | 0 | 0 | 0 | 0 | 0 | 0 | 0 | 0
SCE NOL | New Sub - Lugo - Pisgah (Proposed) | 230 | OOS_Wind |  |  | 0 | 0 | 0 | 0 | 0 | 0 | 0 | 0 | 0 | 0 | 0 | 0 | 0 | 0 | 0 | 0 | 0 | 0 | 0 | 0 | 0 | 0 | 0 | 0 | 0 | 0 | 0 | 0
PG&E KERN | New Sub - Midway - Wheeler Ridge (Proposed) | 230 | OOS_Wind |  |  | 0 | 0 | 0 | 0 | 0 | 0 | 0 | 0 | 0 | 0 | 0 | 0 | 0 | 0 | 0 | 0 | 0 | 0 | 0 | 0 | 0 | 0 | 0 | 0 | 0 | 0 | 0 | 0
PG&E NGBA | New Sub - Near existing Leavitt (PSREC) | 345 | OOS_Wind |  |  | 0 | 0 | 0 | 0 | 0 | 0 | 0 | 0 | 0 | 0 | 0 | 0 | 0 | 0 | 0 | 0 | 0 | 0 | 0 | 0 | 0 | 0 | 0 | 0 | 0 | 0 | 0 | 0
PG&E NGBA | New Sub - Near existing Madeline (NVE) | 345 | OOS_Wind |  |  | 0 | 0 | 0 | 0 | 0 | 0 | 0 | 0 | 0 | 0 | 0 | 0 | 0 | 0 | 0 | 0 | 0 | 0 | 0 | 0 | 0 | 0 | 0 | 0 | 0 | 0 | 0 | 0
SDGE | New Sub - North Gila - IV (Proposed) | 500 | OOS_Wind |  |  | 0 | 0 | 0 | 0 | 0 | 0 | 0 | 0 | 0 | 0 | 0 | 0 | 0 | 0 | 0 | 0 | 0 | 0 | 0 | 0 | 0 | 0 | 0 | 0 | 0 | 0 | 0 | 0
PG&E NGBA | New Sub - Pit 1 - Cottonwood (Proposed) | 230 | OOS_Wind |  |  | 0 | 0 | 0 | 0 | 0 | 0 | 0 | 0 | 0 | 0 | 0 | 0 | 0 | 0 | 0 | 0 | 0 | 0 | 0 | 0 | 0 | 0 | 0 | 0 | 0 | 0 | 0 | 0
PG&E GBA | New Sub - Rancho Seco - Bellota (Proposed) | 230 | OOS_Wind |  |  | 0 | 0 | 0 | 0 | 0 | 0 | 0 | 0 | 0 | 0 | 0 | 0 | 0 | 0 | 0 | 0 | 0 | 0 | 0 | 0 | 0 | 0 | 0 | 0 | 0 | 0 | 0 | 0
SDGE | New Sub - Suncrest - Ocotillo (Proposed) | 500 | OOS_Wind |  |  | 0 | 0 | 0 | 0 | 0 | 0 | 0 | 0 | 0 | 0 | 0 | 0 | 0 | 0 | 0 | 0 | 0 | 0 | 0 | 0 | 0 | 0 | 0 | 0 | 0 | 0 | 0 | 0
PG&E FRESNO | New Sub - Westley - Quinto (Proposed) | 230 | OOS_Wind |  |  | 0 | 0 | 0 | 0 | 0 | 0 | 0 | 0 | 0 | 0 | 0 | 0 | 0 | 0 | 0 | 0 | 0 | 0 | 0 | 0 | 0 | 0 | 0 | 0 | 0 | 0 | 0 | 0
PG&E GBA | Newark | 115 | OOS_Wind |  |  | 0 | 0 | 0 | 0 | 0 | 0 | 0 | 0 | 0 | 0 | 0 | 0 | 0 | 0 | 0 | 0 | 0 | 0 | 0 | 0 | 0 | 0 | 0 | 0 | 0 | 0 | 0 | 0
PG&E GBA | Newark | 230 | OOS_Wind |  |  | 0 | 0 | 0 | 0 | 0 | 0 | 0 | 0 | 0 | 0 | 0 | 0 | 0 | 0 | 0 | 0 | 0 | 0 | 0 | 0 | 0 | 0 | 0 | 0 | 0 | 0 | 0 | 0
PG&E FRESNO | Newhall | 115 | OOS_Wind |  |  | 0 | 0 | 0 | 0 | 0 | 0 | 0 | 0 | 0 | 0 | 0 | 0 | 0 | 0 | 0 | 0 | 0 | 0 | 0 | 0 | 0 | 0 | 0 | 0 | 0 | 0 | 0 | 0
PG&E KERN | Norco | 115 | OOS_Wind |  |  | 0 | 0 | 0 | 0 | 0 | 0 | 0 | 0 | 0 | 0 | 0 | 0 | 0 | 0 | 0 | 0 | 0 | 0 | 0 | 0 | 0 | 0 | 0 | 0 | 0 | 0 | 0 | 0
PG&E GBA | Nortech | 115 | OOS_Wind |  |  | 0 | 0 | 0 | 0 | 0 | 0 | 0 | 0 | 0 | 0 | 0 | 0 | 0 | 0 | 0 | 0 | 0 | 0 | 0 | 0 | 0 | 0 | 0 | 0 | 0 | 0 | 0 | 0
SDGE | North City Metering | 138 | OOS_Wind |  |  | 0 | 0 | 0 | 0 | 0 | 0 | 0 | 0 | 0 | 0 | 0 | 0 | 0 | 0 | 0 | 0 | 0 | 0 | 0 | 0 | 0 | 0 | 0 | 0 | 0 | 0 | 0 | 0
PG&E GBA | North Dublin | 230 | OOS_Wind |  |  | 0 | 0 | 0 | 0 | 0 | 0 | 0 | 0 | 0 | 0 | 0 | 0 | 0 | 0 | 0 | 0 | 0 | 0 | 0 | 0 | 0 | 0 | 0 | 0 | 0 | 0 | 0 | 0
SDGE | North Gila | 500 | OOS_Wind |  |  | 0 | 0 | 0 | 0 | 0 | 0 | 0 | 0 | 0 | 0 | 0 | 0 | 0 | 0 | 0 | 0 | 0 | 0 | 0 | 0 | 0 | 0 | 0 | 0 | 0 | 0 | 0 | 0
SCE Metro | North of SONGS | 230 | OOS_Wind |  |  | 0 | 0 | 0 | 0 | 0 | 0 | 0 | 0 | 0 | 0 | 0 | 0 | 0 | 0 | 0 | 0 | 0 | 0 | 0 | 0 | 0 | 0 | 0 | 0 | 0 | 0 | 0 | 0
SCE Metro | North of SONGS | 500 | OOS_Wind |  |  | 0 | 0 | 0 | 0 | 0 | 0 | 0 | 0 | 0 | 0 | 0 | 0 | 0 | 0 | 0 | 0 | 0 | 0 | 0 | 0 | 0 | 0 | 0 | 0 | 0 | 0 | 0 | 0
PG&E NGBA | Notre Dame | 115 | OOS_Wind |  |  | 0 | 0 | 0 | 0 | 0 | 0 | 0 | 0 | 0 | 0 | 0 | 0 | 0 | 0 | 0 | 0 | 0 | 0 | 0 | 0 | 0 | 0 | 0 | 0 | 0 | 0 | 0 | 0
PG&E GBA | Oakland C | 115 | OOS_Wind |  |  | 0 | 0 | 0 | 0 | 0 | 0 | 0 | 0 | 0 | 0 | 0 | 0 | 0 | 0 | 0 | 0 | 0 | 0 | 0 | 0 | 0 | 0 | 0 | 0 | 0 | 0 | 0 | 0
PG&E GBA | Oakland J | 115 | OOS_Wind |  |  | 0 | 0 | 0 | 0 | 0 | 0 | 0 | 0 | 0 | 0 | 0 | 0 | 0 | 0 | 0 | 0 | 0 | 0 | 0 | 0 | 0 | 0 | 0 | 0 | 0 | 0 | 0 | 0
PG&E GBA | Oakland L | 115 | OOS_Wind |  |  | 0 | 0 | 0 | 0 | 0 | 0 | 0 | 0 | 0 | 0 | 0 | 0 | 0 | 0 | 0 | 0 | 0 | 0 | 0 | 0 | 0 | 0 | 0 | 0 | 0 | 0 | 0 | 0
PG&E GBA | Oakland X | 115 | OOS_Wind |  |  | 0 | 0 | 0 | 0 | 0 | 0 | 0 | 0 | 0 | 0 | 0 | 0 | 0 | 0 | 0 | 0 | 0 | 0 | 0 | 0 | 0 | 0 | 0 | 0 | 0 | 0 | 0 | 0
PG&E KERN | Oceano | 115 | OOS_Wind |  |  | 0 | 0 | 0 | 0 | 0 | 0 | 0 | 0 | 0 | 0 | 0 | 0 | 0 | 0 | 0 | 0 | 0 | 0 | 0 | 0 | 0 | 0 | 0 | 0 | 0 | 0 | 0 | 0
SDGE | Ocotillo Express | 500 | OOS_Wind |  |  | 0 | 0 | 0 | 0 | 0 | 0 | 0 | 0 | 0 | 0 | 0 | 0 | 0 | 0 | 0 | 0 | 0 | 0 | 0 | 0 | 0 | 0 | 0 | 0 | 0 | 0 | 0 | 0
SDGE | Old Town | 230 | OOS_Wind |  |  | 0 | 0 | 0 | 0 | 0 | 0 | 0 | 0 | 0 | 0 | 0 | 0 | 0 | 0 | 0 | 0 | 0 | 0 | 0 | 0 | 0 | 0 | 0 | 0 | 0 | 0 | 0 | 0
SCE Metro | Olinda | 230 | OOS_Wind |  |  | 0 | 0 | 0 | 0 | 0 | 0 | 0 | 0 | 0 | 0 | 0 | 0 | 0 | 0 | 0 | 0 | 0 | 0 | 0 | 0 | 0 | 0 | 0 | 0 | 0 | 0 | 0 | 0
PG&E FRESNO | Olive | 115 | OOS_Wind |  |  | 0 | 0 | 0 | 0 | 0 | 0 | 0 | 0 | 0 | 0 | 0 | 0 | 0 | 0 | 0 | 0 | 0 | 0 | 0 | 0 | 0 | 0 | 0 | 0 | 0 | 0 | 0 | 0
PG&E NGBA | Olivehurst | 115 | OOS_Wind |  |  | 0 | 0 | 0 | 0 | 0 | 0 | 0 | 0 | 0 | 0 | 0 | 0 | 0 | 0 | 0 | 0 | 0 | 0 | 0 | 0 | 0 | 0 | 0 | 0 | 0 | 0 | 0 | 0
SCE Northern | Ormond Beach | 230 | OOS_Wind |  |  | 0 | 0 | 0 | 0 | 0 | 0 | 0 | 0 | 0 | 0 | 0 | 0 | 0 | 0 | 0 | 0 | 0 | 0 | 0 | 0 | 0 | 0 | 0 | 0 | 0 | 0 | 0 | 0
PG&E FRESNO | Oro Loma | 115 | OOS_Wind |  |  | 0 | 0 | 0 | 0 | 0 | 0 | 0 | 0 | 0 | 0 | 0 | 0 | 0 | 0 | 0 | 0 | 0 | 0 | 0 | 0 | 0 | 0 | 0 | 0 | 0 | 0 | 0 | 0
SDGE | Otay Mesa | 230 | OOS_Wind |  |  | 0 | 0 | 0 | 0 | 0 | 0 | 0 | 0 | 0 | 0 | 0 | 0 | 0 | 0 | 0 | 0 | 0 | 0 | 0 | 0 | 0 | 0 | 0 | 0 | 0 | 0 | 0 | 0
PG&E FRESNO | Padre Flats SW STA | 230 | OOS_Wind |  |  | 0 | 0 | 0 | 0 | 0 | 0 | 0 | 0 | 0 | 0 | 0 | 0 | 0 | 0 | 0 | 0 | 0 | 0 | 0 | 0 | 0 | 0 | 0 | 0 | 0 | 0 | 0 | 0
EOP | Pahrump | 138 | OOS_Wind |  |  | 0 | 0 | 0 | 0 | 0 | 0 | 0 | 0 | 0 | 0 | 0 | 0 | 0 | 0 | 0 | 0 | 0 | 0 | 0 | 0 | 0 | 0 | 0 | 0 | 0 | 0 | 0 | 0
EOP | Pahrump | 230 | OOS_Wind |  |  | 0 | 0 | 0 | 0 | 0 | 0 | 0 | 0 | 0 | 0 | 0 | 0 | 0 | 0 | 0 | 0 | 0 | 0 | 0 | 0 | 0 | 0 | 0 | 0 | 0 | 0 | 0 | 0
PG&E NGBA | Palermo | 115 | OOS_Wind |  |  | 0 | 0 | 0 | 0 | 0 | 0 | 0 | 0 | 0 | 0 | 0 | 0 | 0 | 0 | 0 | 0 | 0 | 0 | 0 | 0 | 0 | 0 | 0 | 0 | 0 | 0 | 0 | 0
PG&E NGBA | Palermo | 230 | OOS_Wind |  |  | 0 | 0 | 0 | 0 | 0 | 0 | 0 | 0 | 0 | 0 | 0 | 0 | 0 | 0 | 0 | 0 | 0 | 0 | 0 | 0 | 0 | 0 | 0 | 0 | 0 | 0 | 0 | 0
SCE Eastern | Palo Verde | 500 | OOS_Wind | YES | New Mexico Wind | 1 | 1585 | 0 | 1585 | 285 | 0 | 285 | 0 | 0 | 0 | 285 | 0 | 285 | 2651 | 0 | 2651 | 0 | 0 | 0 | 2651 | 0 | 2651 | 4521 | 0 | 4521 | 4521 | 0 | 4521
SDGE | Palomar Energy | 230 | OOS_Wind |  |  | 0 | 0 | 0 | 0 | 0 | 0 | 0 | 0 | 0 | 0 | 0 | 0 | 0 | 0 | 0 | 0 | 0 | 0 | 0 | 0 | 0 | 0 | 0 | 0 | 0 | 0 | 0 | 0
PG&E FRESNO | Panoche | 115 | OOS_Wind |  |  | 0 | 0 | 0 | 0 | 0 | 0 | 0 | 0 | 0 | 0 | 0 | 0 | 0 | 0 | 0 | 0 | 0 | 0 | 0 | 0 | 0 | 0 | 0 | 0 | 0 | 0 | 0 | 0
PG&E FRESNO | Panoche | 230 | OOS_Wind |  |  | 0 | 0 | 0 | 0 | 0 | 0 | 0 | 0 | 0 | 0 | 0 | 0 | 0 | 0 | 0 | 0 | 0 | 0 | 0 | 0 | 0 | 0 | 0 | 0 | 0 | 0 | 0 | 0
SCE Northern | Pardee | 230 | OOS_Wind |  |  | 0 | 0 | 0 | 0 | 0 | 0 | 0 | 0 | 0 | 0 | 0 | 0 | 0 | 0 | 0 | 0 | 0 | 0 | 0 | 0 | 0 | 0 | 0 | 0 | 0 | 0 | 0 | 0
PG&E NGBA | Parkway | 230 | OOS_Wind |  |  | 0 | 0 | 0 | 0 | 0 | 0 | 0 | 0 | 0 | 0 | 0 | 0 | 0 | 0 | 0 | 0 | 0 | 0 | 0 | 0 | 0 | 0 | 0 | 0 | 0 | 0 | 0 | 0
SCE Northern | Pastoria | 230 | OOS_Wind |  |  | 0 | 0 | 0 | 0 | 0 | 0 | 0 | 0 | 0 | 0 | 0 | 0 | 0 | 0 | 0 | 0 | 0 | 0 | 0 | 0 | 0 | 0 | 0 | 0 | 0 | 0 | 0 | 0
SCE Metro | Pauda | 230 | OOS_Wind |  |  | 0 | 0 | 0 | 0 | 0 | 0 | 0 | 0 | 0 | 0 | 0 | 0 | 0 | 0 | 0 | 0 | 0 | 0 | 0 | 0 | 0 | 0 | 0 | 0 | 0 | 0 | 0 | 0
PG&E GBA | Paul Sweet | 115 | OOS_Wind |  |  | 0 | 0 | 0 | 0 | 0 | 0 | 0 | 0 | 0 | 0 | 0 | 0 | 0 | 0 | 0 | 0 | 0 | 0 | 0 | 0 | 0 | 0 | 0 | 0 | 0 | 0 | 0 | 0
PG&E NGBA | Peabody | 230 | OOS_Wind |  |  | 0 | 0 | 0 | 0 | 0 | 0 | 0 | 0 | 0 | 0 | 0 | 0 | 0 | 0 | 0 | 0 | 0 | 0 | 0 | 0 | 0 | 0 | 0 | 0 | 0 | 0 | 0 | 0
PG&E NGBA | Pease | 115 | OOS_Wind |  |  | 0 | 0 | 0 | 0 | 0 | 0 | 0 | 0 | 0 | 0 | 0 | 0 | 0 | 0 | 0 | 0 | 0 | 0 | 0 | 0 | 0 | 0 | 0 | 0 | 0 | 0 | 0 | 0
SDGE | Penasquitos | 138 | OOS_Wind |  |  | 0 | 0 | 0 | 0 | 0 | 0 | 0 | 0 | 0 | 0 | 0 | 0 | 0 | 0 | 0 | 0 | 0 | 0 | 0 | 0 | 0 | 0 | 0 | 0 | 0 | 0 | 0 | 0
SDGE | Penasquitos | 230 | OOS_Wind |  |  | 0 | 0 | 0 | 0 | 0 | 0 | 0 | 0 | 0 | 0 | 0 | 0 | 0 | 0 | 0 | 0 | 0 | 0 | 0 | 0 | 0 | 0 | 0 | 0 | 0 | 0 | 0 | 0
PG&E NGBA | Penngrove | 115 | OOS_Wind |  |  | 0 | 0 | 0 | 0 | 0 | 0 | 0 | 0 | 0 | 0 | 0 | 0 | 0 | 0 | 0 | 0 | 0 | 0 | 0 | 0 | 0 | 0 | 0 | 0 | 0 | 0 | 0 | 0
PG&E GBA | Peoria | 115 | OOS_Wind |  |  | 0 | 0 | 0 | 0 | 0 | 0 | 0 | 0 | 0 | 0 | 0 | 0 | 0 | 0 | 0 | 0 | 0 | 0 | 0 | 0 | 0 | 0 | 0 | 0 | 0 | 0 | 0 | 0
PG&E GBA | Piercy | 115 | OOS_Wind |  |  | 0 | 0 | 0 | 0 | 0 | 0 | 0 | 0 | 0 | 0 | 0 | 0 | 0 | 0 | 0 | 0 | 0 | 0 | 0 | 0 | 0 | 0 | 0 | 0 | 0 | 0 | 0 | 0
PG&E FRESNO | Pine Flat | 230 | OOS_Wind |  |  | 0 | 0 | 0 | 0 | 0 | 0 | 0 | 0 | 0 | 0 | 0 | 0 | 0 | 0 | 0 | 0 | 0 | 0 | 0 | 0 | 0 | 0 | 0 | 0 | 0 | 0 | 0 | 0
SCE NOL | Pisgah | 230 | OOS_Wind |  |  | 0 | 0 | 0 | 0 | 0 | 0 | 0 | 0 | 0 | 0 | 0 | 0 | 0 | 0 | 0 | 0 | 0 | 0 | 0 | 0 | 0 | 0 | 0 | 0 | 0 | 0 | 0 | 0
PG&E NGBA | Pit 1 | 230 | OOS_Wind |  |  | 0 | 0 | 0 | 0 | 0 | 0 | 0 | 0 | 0 | 0 | 0 | 0 | 0 | 0 | 0 | 0 | 0 | 0 | 0 | 0 | 0 | 0 | 0 | 0 | 0 | 0 | 0 | 0
PG&E NGBA | Pit 3 | 230 | OOS_Wind |  |  | 0 | 0 | 0 | 0 | 0 | 0 | 0 | 0 | 0 | 0 | 0 | 0 | 0 | 0 | 0 | 0 | 0 | 0 | 0 | 0 | 0 | 0 | 0 | 0 | 0 | 0 | 0 | 0
PG&E NGBA | Pit 4 | 230 | OOS_Wind |  |  | 0 | 0 | 0 | 0 | 0 | 0 | 0 | 0 | 0 | 0 | 0 | 0 | 0 | 0 | 0 | 0 | 0 | 0 | 0 | 0 | 0 | 0 | 0 | 0 | 0 | 0 | 0 | 0
PG&E GBA | Pittsburg | 115 | OOS_Wind |  |  | 0 | 0 | 0 | 0 | 0 | 0 | 0 | 0 | 0 | 0 | 0 | 0 | 0 | 0 | 0 | 0 | 0 | 0 | 0 | 0 | 0 | 0 | 0 | 0 | 0 | 0 | 0 | 0
PG&E GBA | Pittsburg | 230 | OOS_Wind |  |  | 0 | 0 | 0 | 0 | 0 | 0 | 0 | 0 | 0 | 0 | 0 | 0 | 0 | 0 | 0 | 0 | 0 | 0 | 0 | 0 | 0 | 0 | 0 | 0 | 0 | 0 | 0 | 0
PG&E NGBA | Pleasant Grove | 115 | OOS_Wind |  |  | 0 | 0 | 0 | 0 | 0 | 0 | 0 | 0 | 0 | 0 | 0 | 0 | 0 | 0 | 0 | 0 | 0 | 0 | 0 | 0 | 0 | 0 | 0 | 0 | 0 | 0 | 0 | 0
PG&E NGBA | POE | 230 | OOS_Wind |  |  | 0 | 0 | 0 | 0 | 0 | 0 | 0 | 0 | 0 | 0 | 0 | 0 | 0 | 0 | 0 | 0 | 0 | 0 | 0 | 0 | 0 | 0 | 0 | 0 | 0 | 0 | 0 | 0
PG&E KERN | Poso Mountain | 115 | OOS_Wind |  |  | 0 | 0 | 0 | 0 | 0 | 0 | 0 | 0 | 0 | 0 | 0 | 0 | 0 | 0 | 0 | 0 | 0 | 0 | 0 | 0 | 0 | 0 | 0 | 0 | 0 | 0 | 0 | 0
EOP | Primm | 230 | OOS_Wind |  |  | 0 | 0 | 0 | 0 | 0 | 0 | 0 | 0 | 0 | 0 | 0 | 0 | 0 | 0 | 0 | 0 | 0 | 0 | 0 | 0 | 0 | 0 | 0 | 0 | 0 | 0 | 0 | 0
PG&E NGBA | Putah Creek | 115 | OOS_Wind |  |  | 0 | 0 | 0 | 0 | 0 | 0 | 0 | 0 | 0 | 0 | 0 | 0 | 0 | 0 | 0 | 0 | 0 | 0 | 0 | 0 | 0 | 0 | 0 | 0 | 0 | 0 | 0 | 0
SDGE | Q1806 | 138 | OOS_Wind |  |  | 0 | 0 | 0 | 0 | 0 | 0 | 0 | 0 | 0 | 0 | 0 | 0 | 0 | 0 | 0 | 0 | 0 | 0 | 0 | 0 | 0 | 0 | 0 | 0 | 0 | 0 | 0 | 0
PG&E FRESNO | Quinto | 230 | OOS_Wind |  |  | 0 | 0 | 0 | 0 | 0 | 0 | 0 | 0 | 0 | 0 | 0 | 0 | 0 | 0 | 0 | 0 | 0 | 0 | 0 | 0 | 0 | 0 | 0 | 0 | 0 | 0 | 0 | 0
PG&E GBA | Race Track | 115 | OOS_Wind |  |  | 0 | 0 | 0 | 0 | 0 | 0 | 0 | 0 | 0 | 0 | 0 | 0 | 0 | 0 | 0 | 0 | 0 | 0 | 0 | 0 | 0 | 0 | 0 | 0 | 0 | 0 | 0 | 0
SDGE | Rancho Mission Viejo | 138 | OOS_Wind |  |  | 0 | 0 | 0 | 0 | 0 | 0 | 0 | 0 | 0 | 0 | 0 | 0 | 0 | 0 | 0 | 0 | 0 | 0 | 0 | 0 | 0 | 0 | 0 | 0 | 0 | 0 | 0 | 0
PG&E GBA | Rancho Seco | 230 | OOS_Wind |  |  | 0 | 0 | 0 | 0 | 0 | 0 | 0 | 0 | 0 | 0 | 0 | 0 | 0 | 0 | 0 | 0 | 0 | 0 | 0 | 0 | 0 | 0 | 0 | 0 | 0 | 0 | 0 | 0
SCE Metro | Rancho Vista | 230 | OOS_Wind |  |  | 0 | 0 | 0 | 0 | 0 | 0 | 0 | 0 | 0 | 0 | 0 | 0 | 0 | 0 | 0 | 0 | 0 | 0 | 0 | 0 | 0 | 0 | 0 | 0 | 0 | 0 | 0 | 0
SCE Metro | Rancho Vista | 500 | OOS_Wind |  |  | 0 | 0 | 0 | 0 | 0 | 0 | 0 | 0 | 0 | 0 | 0 | 0 | 0 | 0 | 0 | 0 | 0 | 0 | 0 | 0 | 0 | 0 | 0 | 0 | 0 | 0 | 0 | 0
SCE NOL | Ransburg | 115 | OOS_Wind |  |  | 0 | 0 | 0 | 0 | 0 | 0 | 0 | 0 | 0 | 0 | 0 | 0 | 0 | 0 | 0 | 0 | 0 | 0 | 0 | 0 | 0 | 0 | 0 | 0 | 0 | 0 | 0 | 0
PG&E GBA | Ravenswood | 115 | OOS_Wind |  |  | 0 | 0 | 0 | 0 | 0 | 0 | 0 | 0 | 0 | 0 | 0 | 0 | 0 | 0 | 0 | 0 | 0 | 0 | 0 | 0 | 0 | 0 | 0 | 0 | 0 | 0 | 0 | 0
PG&E GBA | Ravenswood | 230 | OOS_Wind |  |  | 0 | 0 | 0 | 0 | 0 | 0 | 0 | 0 | 0 | 0 | 0 | 0 | 0 | 0 | 0 | 0 | 0 | 0 | 0 | 0 | 0 | 0 | 0 | 0 | 0 | 0 | 0 | 0
SCE Northern | Rector | 230 | OOS_Wind |  |  | 0 | 0 | 0 | 0 | 0 | 0 | 0 | 0 | 0 | 0 | 0 | 0 | 0 | 0 | 0 | 0 | 0 | 0 | 0 | 0 | 0 | 0 | 0 | 0 | 0 | 0 | 0 | 0
SCE Eastern | Red Bluff | 230 | OOS_Wind |  |  | 0 | 0 | 0 | 0 | 0 | 0 | 0 | 0 | 0 | 0 | 0 | 0 | 0 | 0 | 0 | 0 | 0 | 0 | 0 | 0 | 0 | 0 | 0 | 0 | 0 | 0 | 0 | 0
SCE Eastern | Red Bluff | 500 | OOS_Wind |  |  | 0 | 0 | 0 | 0 | 0 | 0 | 0 | 0 | 0 | 0 | 0 | 0 | 0 | 0 | 0 | 0 | 0 | 0 | 0 | 0 | 0 | 0 | 0 | 0 | 0 | 0 | 0 | 0
PG&E NGBA | Redbud | 115 | OOS_Wind |  |  | 0 | 0 | 0 | 0 | 0 | 0 | 0 | 0 | 0 | 0 | 0 | 0 | 0 | 0 | 0 | 0 | 0 | 0 | 0 | 0 | 0 | 0 | 0 | 0 | 0 | 0 | 0 | 0
SCE Metro | Redondo | 230 | OOS_Wind |  |  | 0 | 0 | 0 | 0 | 0 | 0 | 0 | 0 | 0 | 0 | 0 | 0 | 0 | 0 | 0 | 0 | 0 | 0 | 0 | 0 | 0 | 0 | 0 | 0 | 0 | 0 | 0 | 0
PG&E FRESNO | Reedley | 115 | OOS_Wind |  |  | 0 | 0 | 0 | 0 | 0 | 0 | 0 | 0 | 0 | 0 | 0 | 0 | 0 | 0 | 0 | 0 | 0 | 0 | 0 | 0 | 0 | 0 | 0 | 0 | 0 | 0 | 0 | 0
PG&E KERN | Renfro | 115 | OOS_Wind |  |  | 0 | 0 | 0 | 0 | 0 | 0 | 0 | 0 | 0 | 0 | 0 | 0 | 0 | 0 | 0 | 0 | 0 | 0 | 0 | 0 | 0 | 0 | 0 | 0 | 0 | 0 | 0 | 0
PG&E GBA | Richmond R | 115 | OOS_Wind |  |  | 0 | 0 | 0 | 0 | 0 | 0 | 0 | 0 | 0 | 0 | 0 | 0 | 0 | 0 | 0 | 0 | 0 | 0 | 0 | 0 | 0 | 0 | 0 | 0 | 0 | 0 | 0 | 0
PG&E NGBA | Rincon | 115 | OOS_Wind |  |  | 0 | 0 | 0 | 0 | 0 | 0 | 0 | 0 | 0 | 0 | 0 | 0 | 0 | 0 | 0 | 0 | 0 | 0 | 0 | 0 | 0 | 0 | 0 | 0 | 0 | 0 | 0 | 0
PG&E KERN | Rio Bravo | 115 | OOS_Wind |  |  | 0 | 0 | 0 | 0 | 0 | 0 | 0 | 0 | 0 | 0 | 0 | 0 | 0 | 0 | 0 | 0 | 0 | 0 | 0 | 0 | 0 | 0 | 0 | 0 | 0 | 0 | 0 | 0
SCE Metro | Rio Hondo | 230 | OOS_Wind |  |  | 0 | 0 | 0 | 0 | 0 | 0 | 0 | 0 | 0 | 0 | 0 | 0 | 0 | 0 | 0 | 0 | 0 | 0 | 0 | 0 | 0 | 0 | 0 | 0 | 0 | 0 | 0 | 0
PG&E NGBA | Rio Oso | 115 | OOS_Wind |  |  | 0 | 0 | 0 | 0 | 0 | 0 | 0 | 0 | 0 | 0 | 0 | 0 | 0 | 0 | 0 | 0 | 0 | 0 | 0 | 0 | 0 | 0 | 0 | 0 | 0 | 0 | 0 | 0
PG&E NGBA | Rio Oso | 230 | OOS_Wind |  |  | 0 | 0 | 0 | 0 | 0 | 0 | 0 | 0 | 0 | 0 | 0 | 0 | 0 | 0 | 0 | 0 | 0 | 0 | 0 | 0 | 0 | 0 | 0 | 0 | 0 | 0 | 0 | 0
PG&E GBA | Ripon | 115 | OOS_Wind |  |  | 0 | 0 | 0 | 0 | 0 | 0 | 0 | 0 | 0 | 0 | 0 | 0 | 0 | 0 | 0 | 0 | 0 | 0 | 0 | 0 | 0 | 0 | 0 | 0 | 0 | 0 | 0 | 0
PG&E GBA | Riverbank | 115 | OOS_Wind |  |  | 0 | 0 | 0 | 0 | 0 | 0 | 0 | 0 | 0 | 0 | 0 | 0 | 0 | 0 | 0 | 0 | 0 | 0 | 0 | 0 | 0 | 0 | 0 | 0 | 0 | 0 | 0 | 0
SCE NOL | Roadway | 115 | OOS_Wind |  |  | 0 | 0 | 0 | 0 | 0 | 0 | 0 | 0 | 0 | 0 | 0 | 0 | 0 | 0 | 0 | 0 | 0 | 0 | 0 | 0 | 0 | 0 | 0 | 0 | 0 | 0 | 0 | 0
PG&E NGBA | Rock Creek 1 | 230 | OOS_Wind |  |  | 0 | 0 | 0 | 0 | 0 | 0 | 0 | 0 | 0 | 0 | 0 | 0 | 0 | 0 | 0 | 0 | 0 | 0 | 0 | 0 | 0 | 0 | 0 | 0 | 0 | 0 | 0 | 0
PG&E GBA | Rossmoor | 230 | OOS_Wind |  |  | 0 | 0 | 0 | 0 | 0 | 0 | 0 | 0 | 0 | 0 | 0 | 0 | 0 | 0 | 0 | 0 | 0 | 0 | 0 | 0 | 0 | 0 | 0 | 0 | 0 | 0 | 0 | 0
PG&E NGBA | Round Mountain | 230 | OOS_Wind |  |  | 0 | 0 | 0 | 0 | 0 | 0 | 0 | 0 | 0 | 0 | 0 | 0 | 0 | 0 | 0 | 0 | 0 | 0 | 0 | 0 | 0 | 0 | 0 | 0 | 0 | 0 | 0 | 0
PG&E NGBA | Round Mountain | 500 | OOS_Wind |  |  | 0 | 0 | 0 | 0 | 0 | 0 | 0 | 0 | 0 | 0 | 0 | 0 | 0 | 0 | 0 | 0 | 0 | 0 | 0 | 0 | 0 | 0 | 0 | 0 | 0 | 0 | 0 | 0
PG&E GBA | Salado | 115 | OOS_Wind |  |  | 0 | 0 | 0 | 0 | 0 | 0 | 0 | 0 | 0 | 0 | 0 | 0 | 0 | 0 | 0 | 0 | 0 | 0 | 0 | 0 | 0 | 0 | 0 | 0 | 0 | 0 | 0 | 0
PG&E GBA | Salinas | 115 | OOS_Wind |  |  | 0 | 0 | 0 | 0 | 0 | 0 | 0 | 0 | 0 | 0 | 0 | 0 | 0 | 0 | 0 | 0 | 0 | 0 | 0 | 0 | 0 | 0 | 0 | 0 | 0 | 0 | 0 | 0
SCE Eastern | San Bernardino | 230 | OOS_Wind |  |  | 0 | 0 | 0 | 0 | 0 | 0 | 0 | 0 | 0 | 0 | 0 | 0 | 0 | 0 | 0 | 0 | 0 | 0 | 0 | 0 | 0 | 0 | 0 | 0 | 0 | 0 | 0 | 0
PG&E GBA | SAN FRAN A (POTRERO PP) | 115 | OOS_Wind |  |  | 0 | 0 | 0 | 0 | 0 | 0 | 0 | 0 | 0 | 0 | 0 | 0 | 0 | 0 | 0 | 0 | 0 | 0 | 0 | 0 | 0 | 0 | 0 | 0 | 0 | 0 | 0 | 0
PG&E GBA | SAN FRAN A (POTRERO PP) | 230 | OOS_Wind |  |  | 0 | 0 | 0 | 0 | 0 | 0 | 0 | 0 | 0 | 0 | 0 | 0 | 0 | 0 | 0 | 0 | 0 | 0 | 0 | 0 | 0 | 0 | 0 | 0 | 0 | 0 | 0 | 0
PG&E GBA | San Jose A | 115 | OOS_Wind |  |  | 0 | 0 | 0 | 0 | 0 | 0 | 0 | 0 | 0 | 0 | 0 | 0 | 0 | 0 | 0 | 0 | 0 | 0 | 0 | 0 | 0 | 0 | 0 | 0 | 0 | 0 | 0 | 0
PG&E GBA | San Jose B | 115 | OOS_Wind |  |  | 0 | 0 | 0 | 0 | 0 | 0 | 0 | 0 | 0 | 0 | 0 | 0 | 0 | 0 | 0 | 0 | 0 | 0 | 0 | 0 | 0 | 0 | 0 | 0 | 0 | 0 | 0 | 0
PG&E GBA | San Leandro U | 115 | OOS_Wind |  |  | 0 | 0 | 0 | 0 | 0 | 0 | 0 | 0 | 0 | 0 | 0 | 0 | 0 | 0 | 0 | 0 | 0 | 0 | 0 | 0 | 0 | 0 | 0 | 0 | 0 | 0 | 0 | 0
PG&E KERN | San Luis Obispo | 115 | OOS_Wind |  |  | 0 | 0 | 0 | 0 | 0 | 0 | 0 | 0 | 0 | 0 | 0 | 0 | 0 | 0 | 0 | 0 | 0 | 0 | 0 | 0 | 0 | 0 | 0 | 0 | 0 | 0 | 0 | 0
SDGE | San Luis Rey | 230 | OOS_Wind |  |  | 0 | 0 | 0 | 0 | 0 | 0 | 0 | 0 | 0 | 0 | 0 | 0 | 0 | 0 | 0 | 0 | 0 | 0 | 0 | 0 | 0 | 0 | 0 | 0 | 0 | 0 | 0 | 0
SCE Metro | San Onofre | 230 | OOS_Wind |  |  | 0 | 0 | 0 | 0 | 0 | 0 | 0 | 0 | 0 | 0 | 0 | 0 | 0 | 0 | 0 | 0 | 0 | 0 | 0 | 0 | 0 | 0 | 0 | 0 | 0 | 0 | 0 | 0
PG&E GBA | San Pablo | 115 | OOS_Wind |  |  | 0 | 0 | 0 | 0 | 0 | 0 | 0 | 0 | 0 | 0 | 0 | 0 | 0 | 0 | 0 | 0 | 0 | 0 | 0 | 0 | 0 | 0 | 0 | 0 | 0 | 0 | 0 | 0
PG&E GBA | San Ramon | 230 | OOS_Wind |  |  | 0 | 0 | 0 | 0 | 0 | 0 | 0 | 0 | 0 | 0 | 0 | 0 | 0 | 0 | 0 | 0 | 0 | 0 | 0 | 0 | 0 | 0 | 0 | 0 | 0 | 0 | 0 | 0
SCE NOL | Sandlot | 230 | OOS_Wind |  |  | 0 | 0 | 0 | 0 | 0 | 0 | 0 | 0 | 0 | 0 | 0 | 0 | 0 | 0 | 0 | 0 | 0 | 0 | 0 | 0 | 0 | 0 | 0 | 0 | 0 | 0 | 0 | 0
EOP | Sandy | 138 | OOS_Wind |  |  | 0 | 0 | 0 | 0 | 0 | 0 | 0 | 0 | 0 | 0 | 0 | 0 | 0 | 0 | 0 | 0 | 0 | 0 | 0 | 0 | 0 | 0 | 0 | 0 | 0 | 0 | 0 | 0
PG&E FRESNO | Sanger | 115 | OOS_Wind |  |  | 0 | 0 | 0 | 0 | 0 | 0 | 0 | 0 | 0 | 0 | 0 | 0 | 0 | 0 | 0 | 0 | 0 | 0 | 0 | 0 | 0 | 0 | 0 | 0 | 0 | 0 | 0 | 0
SCE Northern | Santa Clara | 230 | OOS_Wind |  |  | 0 | 0 | 0 | 0 | 0 | 0 | 0 | 0 | 0 | 0 | 0 | 0 | 0 | 0 | 0 | 0 | 0 | 0 | 0 | 0 | 0 | 0 | 0 | 0 | 0 | 0 | 0 | 0
PG&E NGBA | Santa Rosa A | 115 | OOS_Wind |  |  | 0 | 0 | 0 | 0 | 0 | 0 | 0 | 0 | 0 | 0 | 0 | 0 | 0 | 0 | 0 | 0 | 0 | 0 | 0 | 0 | 0 | 0 | 0 | 0 | 0 | 0 | 0 | 0
PG&E GBA | Santa Teresa | 115 | OOS_Wind |  |  | 0 | 0 | 0 | 0 | 0 | 0 | 0 | 0 | 0 | 0 | 0 | 0 | 0 | 0 | 0 | 0 | 0 | 0 | 0 | 0 | 0 | 0 | 0 | 0 | 0 | 0 | 0 | 0
SDGE | Santee | 138 | OOS_Wind |  |  | 0 | 0 | 0 | 0 | 0 | 0 | 0 | 0 | 0 | 0 | 0 | 0 | 0 | 0 | 0 | 0 | 0 | 0 | 0 | 0 | 0 | 0 | 0 | 0 | 0 | 0 | 0 | 0
SCE Metro | Santiago | 230 | OOS_Wind |  |  | 0 | 0 | 0 | 0 | 0 | 0 | 0 | 0 | 0 | 0 | 0 | 0 | 0 | 0 | 0 | 0 | 0 | 0 | 0 | 0 | 0 | 0 | 0 | 0 | 0 | 0 | 0 | 0
PG&E GBA | Saratoga | 230 | OOS_Wind |  |  | 0 | 0 | 0 | 0 | 0 | 0 | 0 | 0 | 0 | 0 | 0 | 0 | 0 | 0 | 0 | 0 | 0 | 0 | 0 | 0 | 0 | 0 | 0 | 0 | 0 | 0 | 0 | 0
SCE Northern | Saugus | 230 | OOS_Wind |  |  | 0 | 0 | 0 | 0 | 0 | 0 | 0 | 0 | 0 | 0 | 0 | 0 | 0 | 0 | 0 | 0 | 0 | 0 | 0 | 0 | 0 | 0 | 0 | 0 | 0 | 0 | 0 | 0
PG&E FRESNO | Schindler | 115 | OOS_Wind |  |  | 0 | 0 | 0 | 0 | 0 | 0 | 0 | 0 | 0 | 0 | 0 | 0 | 0 | 0 | 0 | 0 | 0 | 0 | 0 | 0 | 0 | 0 | 0 | 0 | 0 | 0 | 0 | 0
PG&E GBA | Schulte | 115 | OOS_Wind |  |  | 0 | 0 | 0 | 0 | 0 | 0 | 0 | 0 | 0 | 0 | 0 | 0 | 0 | 0 | 0 | 0 | 0 | 0 | 0 | 0 | 0 | 0 | 0 | 0 | 0 | 0 | 0 | 0
PG&E KERN | Semitropic | 115 | OOS_Wind |  |  | 0 | 0 | 0 | 0 | 0 | 0 | 0 | 0 | 0 | 0 | 0 | 0 | 0 | 0 | 0 | 0 | 0 | 0 | 0 | 0 | 0 | 0 | 0 | 0 | 0 | 0 | 0 | 0
SCE Metro | Serrano | 230 | OOS_Wind |  |  | 0 | 0 | 0 | 0 | 0 | 0 | 0 | 0 | 0 | 0 | 0 | 0 | 0 | 0 | 0 | 0 | 0 | 0 | 0 | 0 | 0 | 0 | 0 | 0 | 0 | 0 | 0 | 0
SCE Metro | Serrano | 500 | OOS_Wind |  |  | 0 | 0 | 0 | 0 | 0 | 0 | 0 | 0 | 0 | 0 | 0 | 0 | 0 | 0 | 0 | 0 | 0 | 0 | 0 | 0 | 0 | 0 | 0 | 0 | 0 | 0 | 0 | 0
SDGE | Shadowridge | 138 | OOS_Wind |  |  | 0 | 0 | 0 | 0 | 0 | 0 | 0 | 0 | 0 | 0 | 0 | 0 | 0 | 0 | 0 | 0 | 0 | 0 | 0 | 0 | 0 | 0 | 0 | 0 | 0 | 0 | 0 | 0
PG&E KERN | Shafter | 115 | OOS_Wind |  |  | 0 | 0 | 0 | 0 | 0 | 0 | 0 | 0 | 0 | 0 | 0 | 0 | 0 | 0 | 0 | 0 | 0 | 0 | 0 | 0 | 0 | 0 | 0 | 0 | 0 | 0 | 0 | 0
PG&E NGBA | Silverado | 115 | OOS_Wind |  |  | 0 | 0 | 0 | 0 | 0 | 0 | 0 | 0 | 0 | 0 | 0 | 0 | 0 | 0 | 0 | 0 | 0 | 0 | 0 | 0 | 0 | 0 | 0 | 0 | 0 | 0 | 0 | 0
SDGE | Silvergate | 230 | OOS_Wind |  |  | 0 | 0 | 0 | 0 | 0 | 0 | 0 | 0 | 0 | 0 | 0 | 0 | 0 | 0 | 0 | 0 | 0 | 0 | 0 | 0 | 0 | 0 | 0 | 0 | 0 | 0 | 0 | 0
PG&E KERN | Sisquoc | 115 | OOS_Wind |  |  | 0 | 0 | 0 | 0 | 0 | 0 | 0 | 0 | 0 | 0 | 0 | 0 | 0 | 0 | 0 | 0 | 0 | 0 | 0 | 0 | 0 | 0 | 0 | 0 | 0 | 0 | 0 | 0
EOP | Sloan Canyon | 230 | OOS_Wind |  |  | 0 | 0 | 0 | 0 | 0 | 0 | 0 | 0 | 0 | 0 | 0 | 0 | 0 | 0 | 0 | 0 | 0 | 0 | 0 | 0 | 0 | 0 | 0 | 0 | 0 | 0 | 0 | 0
EOP | Sloan Canyon | 500 | OOS_Wind |  |  | 0 | 0 | 0 | 0 | 0 | 0 | 0 | 0 | 0 | 0 | 0 | 0 | 0 | 0 | 0 | 0 | 0 | 0 | 0 | 0 | 0 | 0 | 0 | 0 | 0 | 0 | 0 | 0
PG&E KERN | Smyrna | 115 | OOS_Wind |  |  | 0 | 0 | 0 | 0 | 0 | 0 | 0 | 0 | 0 | 0 | 0 | 0 | 0 | 0 | 0 | 0 | 0 | 0 | 0 | 0 | 0 | 0 | 0 | 0 | 0 | 0 | 0 | 0
PG&E GBA | Sobrante | 115 | OOS_Wind |  |  | 0 | 0 | 0 | 0 | 0 | 0 | 0 | 0 | 0 | 0 | 0 | 0 | 0 | 0 | 0 | 0 | 0 | 0 | 0 | 0 | 0 | 0 | 0 | 0 | 0 | 0 | 0 | 0
PG&E GBA | Sobrante | 230 | OOS_Wind |  |  | 0 | 0 | 0 | 0 | 0 | 0 | 0 | 0 | 0 | 0 | 0 | 0 | 0 | 0 | 0 | 0 | 0 | 0 | 0 | 0 | 0 | 0 | 0 | 0 | 0 | 0 | 0 | 0
PG&E KERN | Solar | 230 | OOS_Wind |  |  | 0 | 0 | 0 | 0 | 0 | 0 | 0 | 0 | 0 | 0 | 0 | 0 | 0 | 0 | 0 | 0 | 0 | 0 | 0 | 0 | 0 | 0 | 0 | 0 | 0 | 0 | 0 | 0
PG&E GBA | Soledad | 115 | OOS_Wind |  |  | 0 | 0 | 0 | 0 | 0 | 0 | 0 | 0 | 0 | 0 | 0 | 0 | 0 | 0 | 0 | 0 | 0 | 0 | 0 | 0 | 0 | 0 | 0 | 0 | 0 | 0 | 0 | 0
SCE Northern | Springville | 230 | OOS_Wind |  |  | 0 | 0 | 0 | 0 | 0 | 0 | 0 | 0 | 0 | 0 | 0 | 0 | 0 | 0 | 0 | 0 | 0 | 0 | 0 | 0 | 0 | 0 | 0 | 0 | 0 | 0 | 0 | 0
PG&E GBA | Stagg | 230 | OOS_Wind |  |  | 0 | 0 | 0 | 0 | 0 | 0 | 0 | 0 | 0 | 0 | 0 | 0 | 0 | 0 | 0 | 0 | 0 | 0 | 0 | 0 | 0 | 0 | 0 | 0 | 0 | 0 | 0 | 0
PG&E GBA | Standard Oil | 115 | OOS_Wind |  |  | 0 | 0 | 0 | 0 | 0 | 0 | 0 | 0 | 0 | 0 | 0 | 0 | 0 | 0 | 0 | 0 | 0 | 0 | 0 | 0 | 0 | 0 | 0 | 0 | 0 | 0 | 0 | 0
PG&E GBA | Stanislaus | 115 | OOS_Wind |  |  | 0 | 0 | 0 | 0 | 0 | 0 | 0 | 0 | 0 | 0 | 0 | 0 | 0 | 0 | 0 | 0 | 0 | 0 | 0 | 0 | 0 | 0 | 0 | 0 | 0 | 0 | 0 | 0
PG&E KERN | Stockdale | 115 | OOS_Wind |  |  | 0 | 0 | 0 | 0 | 0 | 0 | 0 | 0 | 0 | 0 | 0 | 0 | 0 | 0 | 0 | 0 | 0 | 0 | 0 | 0 | 0 | 0 | 0 | 0 | 0 | 0 | 0 | 0
PG&E KERN | Stockdale | 230 | OOS_Wind |  |  | 0 | 0 | 0 | 0 | 0 | 0 | 0 | 0 | 0 | 0 | 0 | 0 | 0 | 0 | 0 | 0 | 0 | 0 | 0 | 0 | 0 | 0 | 0 | 0 | 0 | 0 | 0 | 0
PG&E GBA | Stockton A | 115 | OOS_Wind |  |  | 0 | 0 | 0 | 0 | 0 | 0 | 0 | 0 | 0 | 0 | 0 | 0 | 0 | 0 | 0 | 0 | 0 | 0 | 0 | 0 | 0 | 0 | 0 | 0 | 0 | 0 | 0 | 0
PG&E GBA | Stone | 115 | OOS_Wind |  |  | 0 | 0 | 0 | 0 | 0 | 0 | 0 | 0 | 0 | 0 | 0 | 0 | 0 | 0 | 0 | 0 | 0 | 0 | 0 | 0 | 0 | 0 | 0 | 0 | 0 | 0 | 0 | 0
PG&E FRESNO | Storey | 230 | OOS_Wind |  |  | 0 | 0 | 0 | 0 | 0 | 0 | 0 | 0 | 0 | 0 | 0 | 0 | 0 | 0 | 0 | 0 | 0 | 0 | 0 | 0 | 0 | 0 | 0 | 0 | 0 | 0 | 0 | 0
PG&E NGBA | Summit | 115 | OOS_Wind |  |  | 0 | 0 | 0 | 0 | 0 | 0 | 0 | 0 | 0 | 0 | 0 | 0 | 0 | 0 | 0 | 0 | 0 | 0 | 0 | 0 | 0 | 0 | 0 | 0 | 0 | 0 | 0 | 0
SDGE | Suncrest | 230 | OOS_Wind |  |  | 0 | 0 | 0 | 0 | 0 | 0 | 0 | 0 | 0 | 0 | 0 | 0 | 0 | 0 | 0 | 0 | 0 | 0 | 0 | 0 | 0 | 0 | 0 | 0 | 0 | 0 | 0 | 0
SDGE | Suncrest | 500 | OOS_Wind |  |  | 0 | 0 | 0 | 0 | 0 | 0 | 0 | 0 | 0 | 0 | 0 | 0 | 0 | 0 | 0 | 0 | 0 | 0 | 0 | 0 | 0 | 0 | 0 | 0 | 0 | 0 | 0 | 0
PG&E KERN | Sunrise | 230 | OOS_Wind |  |  | 0 | 0 | 0 | 0 | 0 | 0 | 0 | 0 | 0 | 0 | 0 | 0 | 0 | 0 | 0 | 0 | 0 | 0 | 0 | 0 | 0 | 0 | 0 | 0 | 0 | 0 | 0 | 0
PG&E KERN | Sunset | 230 | OOS_Wind |  |  | 0 | 0 | 0 | 0 | 0 | 0 | 0 | 0 | 0 | 0 | 0 | 0 | 0 | 0 | 0 | 0 | 0 | 0 | 0 | 0 | 0 | 0 | 0 | 0 | 0 | 0 | 0 | 0
PG&E GBA | Swift | 115 | OOS_Wind |  |  | 0 | 0 | 0 | 0 | 0 | 0 | 0 | 0 | 0 | 0 | 0 | 0 | 0 | 0 | 0 | 0 | 0 | 0 | 0 | 0 | 0 | 0 | 0 | 0 | 0 | 0 | 0 | 0
SDGE | Sycamore Canyon | 138 | OOS_Wind |  |  | 0 | 0 | 0 | 0 | 0 | 0 | 0 | 0 | 0 | 0 | 0 | 0 | 0 | 0 | 0 | 0 | 0 | 0 | 0 | 0 | 0 | 0 | 0 | 0 | 0 | 0 | 0 | 0
SDGE | Sycamore Canyon | 230 | OOS_Wind |  |  | 0 | 0 | 0 | 0 | 0 | 0 | 0 | 0 | 0 | 0 | 0 | 0 | 0 | 0 | 0 | 0 | 0 | 0 | 0 | 0 | 0 | 0 | 0 | 0 | 0 | 0 | 0 | 0
SCE Northern | Sylmar | 230 | OOS_Wind |  |  | 0 | 0 | 0 | 0 | 0 | 0 | 0 | 0 | 0 | 0 | 0 | 0 | 0 | 0 | 0 | 0 | 0 | 0 | 0 | 0 | 0 | 0 | 0 | 0 | 0 | 0 | 0 | 0
PG&E NGBA | Table Mountain | 115 | OOS_Wind |  |  | 0 | 0 | 0 | 0 | 0 | 0 | 0 | 0 | 0 | 0 | 0 | 0 | 0 | 0 | 0 | 0 | 0 | 0 | 0 | 0 | 0 | 0 | 0 | 0 | 0 | 0 | 0 | 0
PG&E NGBA | Table Mountain | 230 | OOS_Wind |  |  | 0 | 0 | 0 | 0 | 0 | 0 | 0 | 0 | 0 | 0 | 0 | 0 | 0 | 0 | 0 | 0 | 0 | 0 | 0 | 0 | 0 | 0 | 0 | 0 | 0 | 0 | 0 | 0
PG&E NGBA | Table Mountain | 500 | OOS_Wind |  |  | 0 | 0 | 0 | 0 | 0 | 0 | 0 | 0 | 0 | 0 | 0 | 0 | 0 | 0 | 0 | 0 | 0 | 0 | 0 | 0 | 0 | 0 | 0 | 0 | 0 | 0 | 0 | 0
PG&E KERN | Taft | 115 | OOS_Wind |  |  | 0 | 0 | 0 | 0 | 0 | 0 | 0 | 0 | 0 | 0 | 0 | 0 | 0 | 0 | 0 | 0 | 0 | 0 | 0 | 0 | 0 | 0 | 0 | 0 | 0 | 0 | 0 | 0
SDGE | Talega | 138 | OOS_Wind |  |  | 0 | 0 | 0 | 0 | 0 | 0 | 0 | 0 | 0 | 0 | 0 | 0 | 0 | 0 | 0 | 0 | 0 | 0 | 0 | 0 | 0 | 0 | 0 | 0 | 0 | 0 | 0 | 0
SDGE | Talega | 230 | OOS_Wind |  |  | 0 | 0 | 0 | 0 | 0 | 0 | 0 | 0 | 0 | 0 | 0 | 0 | 0 | 0 | 0 | 0 | 0 | 0 | 0 | 0 | 0 | 0 | 0 | 0 | 0 | 0 | 0 | 0
PG&E GBA | Tassajara | 230 | OOS_Wind |  |  | 0 | 0 | 0 | 0 | 0 | 0 | 0 | 0 | 0 | 0 | 0 | 0 | 0 | 0 | 0 | 0 | 0 | 0 | 0 | 0 | 0 | 0 | 0 | 0 | 0 | 0 | 0 | 0
SDGE | Telegraph Canyon | 138 | OOS_Wind |  |  | 0 | 0 | 0 | 0 | 0 | 0 | 0 | 0 | 0 | 0 | 0 | 0 | 0 | 0 | 0 | 0 | 0 | 0 | 0 | 0 | 0 | 0 | 0 | 0 | 0 | 0 | 0 | 0
PG&E KERN | Temblor | 115 | OOS_Wind |  |  | 0 | 0 | 0 | 0 | 0 | 0 | 0 | 0 | 0 | 0 | 0 | 0 | 0 | 0 | 0 | 0 | 0 | 0 | 0 | 0 | 0 | 0 | 0 | 0 | 0 | 0 | 0 | 0
PG&E KERN | Templeton | 230 | OOS_Wind |  |  | 0 | 0 | 0 | 0 | 0 | 0 | 0 | 0 | 0 | 0 | 0 | 0 | 0 | 0 | 0 | 0 | 0 | 0 | 0 | 0 | 0 | 0 | 0 | 0 | 0 | 0 | 0 | 0
PG&E GBA | Tesla | 115 | OOS_Wind |  |  | 0 | 0 | 0 | 0 | 0 | 0 | 0 | 0 | 0 | 0 | 0 | 0 | 0 | 0 | 0 | 0 | 0 | 0 | 0 | 0 | 0 | 0 | 0 | 0 | 0 | 0 | 0 | 0
PG&E GBA | Tesla | 230 | OOS_Wind |  |  | 0 | 0 | 0 | 0 | 0 | 0 | 0 | 0 | 0 | 0 | 0 | 0 | 0 | 0 | 0 | 0 | 0 | 0 | 0 | 0 | 0 | 0 | 0 | 0 | 0 | 0 | 0 | 0
PG&E GBA | Tesla | 500 | OOS_Wind |  |  | 1 | 0 | 0 | 0 | 0 | 0 | 0 | 0 | 0 | 0 | 0 | 0 | 0 | 0 | 0 | 0 | 4000 | 0 | 4000 | 4000 | 0 | 4000 | 0 | 0 | 0 | 4000 | 0 | 4000
PG&E KERN | Tevis | 115 | OOS_Wind |  |  | 0 | 0 | 0 | 0 | 0 | 0 | 0 | 0 | 0 | 0 | 0 | 0 | 0 | 0 | 0 | 0 | 0 | 0 | 0 | 0 | 0 | 0 | 0 | 0 | 0 | 0 | 0 | 0
EOP | Thousandaire | 138 | OOS_Wind |  |  | 0 | 0 | 0 | 0 | 0 | 0 | 0 | 0 | 0 | 0 | 0 | 0 | 0 | 0 | 0 | 0 | 0 | 0 | 0 | 0 | 0 | 0 | 0 | 0 | 0 | 0 | 0 | 0
PG&E KERN | Topaz | 230 | OOS_Wind |  |  | 0 | 0 | 0 | 0 | 0 | 0 | 0 | 0 | 0 | 0 | 0 | 0 | 0 | 0 | 0 | 0 | 0 | 0 | 0 | 0 | 0 | 0 | 0 | 0 | 0 | 0 | 0 | 0
SCE NOL | Tortilla | 115 | OOS_Wind |  |  | 0 | 0 | 0 | 0 | 0 | 0 | 0 | 0 | 0 | 0 | 0 | 0 | 0 | 0 | 0 | 0 | 0 | 0 | 0 | 0 | 0 | 0 | 0 | 0 | 0 | 0 | 0 | 0
SDGE | Trabuco | 138 | OOS_Wind |  |  | 0 | 0 | 0 | 0 | 0 | 0 | 0 | 0 | 0 | 0 | 0 | 0 | 0 | 0 | 0 | 0 | 0 | 0 | 0 | 0 | 0 | 0 | 0 | 0 | 0 | 0 | 0 | 0
PG&E GBA | Tracy | 115 | OOS_Wind |  |  | 0 | 0 | 0 | 0 | 0 | 0 | 0 | 0 | 0 | 0 | 0 | 0 | 0 | 0 | 0 | 0 | 0 | 0 | 0 | 0 | 0 | 0 | 0 | 0 | 0 | 0 | 0 | 0
PG&E FRESNO | Tranquility | 230 | OOS_Wind |  |  | 0 | 0 | 0 | 0 | 0 | 0 | 0 | 0 | 0 | 0 | 0 | 0 | 0 | 0 | 0 | 0 | 0 | 0 | 0 | 0 | 0 | 0 | 0 | 0 | 0 | 0 | 0 | 0
PG&E GBA | Trimble | 115 | OOS_Wind |  |  | 0 | 0 | 0 | 0 | 0 | 0 | 0 | 0 | 0 | 0 | 0 | 0 | 0 | 0 | 0 | 0 | 0 | 0 | 0 | 0 | 0 | 0 | 0 | 0 | 0 | 0 | 0 | 0
EOP | Trout Canyon | 230 | OOS_Wind |  |  | 0 | 0 | 0 | 0 | 0 | 0 | 0 | 0 | 0 | 0 | 0 | 0 | 0 | 0 | 0 | 0 | 0 | 0 | 0 | 0 | 0 | 0 | 0 | 0 | 0 | 0 | 0 | 0
EOP | Trout Canyon | 500 | OOS_Wind |  |  | 0 | 0 | 0 | 0 | 0 | 0 | 0 | 0 | 0 | 0 | 0 | 0 | 0 | 0 | 0 | 0 | 0 | 0 | 0 | 0 | 0 | 0 | 0 | 0 | 0 | 0 | 0 | 0
PG&E NGBA | Tulucay | 230 | OOS_Wind |  |  | 0 | 0 | 0 | 0 | 0 | 0 | 0 | 0 | 0 | 0 | 0 | 0 | 0 | 0 | 0 | 0 | 0 | 0 | 0 | 0 | 0 | 0 | 0 | 0 | 0 | 0 | 0 | 0
PG&E KERN | Tupman | 115 | OOS_Wind |  |  | 0 | 0 | 0 | 0 | 0 | 0 | 0 | 0 | 0 | 0 | 0 | 0 | 0 | 0 | 0 | 0 | 0 | 0 | 0 | 0 | 0 | 0 | 0 | 0 | 0 | 0 | 0 | 0
PG&E NGBA | Ukiah | 115 | OOS_Wind |  |  | 0 | 0 | 0 | 0 | 0 | 0 | 0 | 0 | 0 | 0 | 0 | 0 | 0 | 0 | 0 | 0 | 0 | 0 | 0 | 0 | 0 | 0 | 0 | 0 | 0 | 0 | 0 | 0
PG&E NGBA | Vaca Dixon | 115 | OOS_Wind |  |  | 0 | 0 | 0 | 0 | 0 | 0 | 0 | 0 | 0 | 0 | 0 | 0 | 0 | 0 | 0 | 0 | 0 | 0 | 0 | 0 | 0 | 0 | 0 | 0 | 0 | 0 | 0 | 0
PG&E NGBA | Vaca Dixon | 230 | OOS_Wind |  |  | 0 | 0 | 0 | 0 | 0 | 0 | 0 | 0 | 0 | 0 | 0 | 0 | 0 | 0 | 0 | 0 | 0 | 0 | 0 | 0 | 0 | 0 | 0 | 0 | 0 | 0 | 0 | 0
PG&E NGBA | Vaca Dixon | 500 | OOS_Wind |  |  | 0 | 0 | 0 | 0 | 0 | 0 | 0 | 0 | 0 | 0 | 0 | 0 | 0 | 0 | 0 | 0 | 0 | 0 | 0 | 0 | 0 | 0 | 0 | 0 | 0 | 0 | 0 | 0
SCE Eastern | Valley (SCE) | 500 | OOS_Wind |  |  | 0 | 0 | 0 | 0 | 0 | 0 | 0 | 0 | 0 | 0 | 0 | 0 | 0 | 0 | 0 | 0 | 0 | 0 | 0 | 0 | 0 | 0 | 0 | 0 | 0 | 0 | 0 | 0
EOP | Valley (VEA) | 138 | OOS_Wind |  |  | 0 | 0 | 0 | 0 | 0 | 0 | 0 | 0 | 0 | 0 | 0 | 0 | 0 | 0 | 0 | 0 | 0 | 0 | 0 | 0 | 0 | 0 | 0 | 0 | 0 | 0 | 0 | 0
PG&E GBA | Valley Home | 115 | OOS_Wind |  |  | 0 | 0 | 0 | 0 | 0 | 0 | 0 | 0 | 0 | 0 | 0 | 0 | 0 | 0 | 0 | 0 | 0 | 0 | 0 | 0 | 0 | 0 | 0 | 0 | 0 | 0 | 0 | 0
PG&E GBA | Valley Springs | 230 | OOS_Wind |  |  | 0 | 0 | 0 | 0 | 0 | 0 | 0 | 0 | 0 | 0 | 0 | 0 | 0 | 0 | 0 | 0 | 0 | 0 | 0 | 0 | 0 | 0 | 0 | 0 | 0 | 0 | 0 | 0
EOP | Valley Switch | 138 | OOS_Wind |  |  | 0 | 0 | 0 | 0 | 0 | 0 | 0 | 0 | 0 | 0 | 0 | 0 | 0 | 0 | 0 | 0 | 0 | 0 | 0 | 0 | 0 | 0 | 0 | 0 | 0 | 0 | 0 | 0
EOP | Valley Switch | 230 | OOS_Wind |  |  | 0 | 0 | 0 | 0 | 0 | 0 | 0 | 0 | 0 | 0 | 0 | 0 | 0 | 0 | 0 | 0 | 0 | 0 | 0 | 0 | 0 | 0 | 0 | 0 | 0 | 0 | 0 | 0
PG&E GBA | Vasco | 230 | OOS_Wind |  |  | 0 | 0 | 0 | 0 | 0 | 0 | 0 | 0 | 0 | 0 | 0 | 0 | 0 | 0 | 0 | 0 | 0 | 0 | 0 | 0 | 0 | 0 | 0 | 0 | 0 | 0 | 0 | 0
PG&E GBA | Vasona | 230 | OOS_Wind |  |  | 0 | 0 | 0 | 0 | 0 | 0 | 0 | 0 | 0 | 0 | 0 | 0 | 0 | 0 | 0 | 0 | 0 | 0 | 0 | 0 | 0 | 0 | 0 | 0 | 0 | 0 | 0 | 0
SCE Northern | Vestal | 230 | OOS_Wind |  |  | 0 | 0 | 0 | 0 | 0 | 0 | 0 | 0 | 0 | 0 | 0 | 0 | 0 | 0 | 0 | 0 | 0 | 0 | 0 | 0 | 0 | 0 | 0 | 0 | 0 | 0 | 0 | 0
SCE NOL | Victor | 115 | OOS_Wind |  |  | 0 | 0 | 0 | 0 | 0 | 0 | 0 | 0 | 0 | 0 | 0 | 0 | 0 | 0 | 0 | 0 | 0 | 0 | 0 | 0 | 0 | 0 | 0 | 0 | 0 | 0 | 0 | 0
SCE NOL | Victor | 230 | OOS_Wind |  |  | 0 | 0 | 0 | 0 | 0 | 0 | 0 | 0 | 0 | 0 | 0 | 0 | 0 | 0 | 0 | 0 | 0 | 0 | 0 | 0 | 0 | 0 | 0 | 0 | 0 | 0 | 0 | 0
SCE Metro | Viejo | 230 | OOS_Wind |  |  | 0 | 0 | 0 | 0 | 0 | 0 | 0 | 0 | 0 | 0 | 0 | 0 | 0 | 0 | 0 | 0 | 0 | 0 | 0 | 0 | 0 | 0 | 0 | 0 | 0 | 0 | 0 | 0
PG&E GBA | Vierra | 115 | OOS_Wind |  |  | 0 | 0 | 0 | 0 | 0 | 0 | 0 | 0 | 0 | 0 | 0 | 0 | 0 | 0 | 0 | 0 | 0 | 0 | 0 | 0 | 0 | 0 | 0 | 0 | 0 | 0 | 0 | 0
SCE Metro | Villa Park | 230 | OOS_Wind |  |  | 0 | 0 | 0 | 0 | 0 | 0 | 0 | 0 | 0 | 0 | 0 | 0 | 0 | 0 | 0 | 0 | 0 | 0 | 0 | 0 | 0 | 0 | 0 | 0 | 0 | 0 | 0 | 0
SCE Northern | Vincent | 230 | OOS_Wind |  |  | 0 | 0 | 0 | 0 | 0 | 0 | 0 | 0 | 0 | 0 | 0 | 0 | 0 | 0 | 0 | 0 | 0 | 0 | 0 | 0 | 0 | 0 | 0 | 0 | 0 | 0 | 0 | 0
SCE Northern | Vincent | 500 | OOS_Wind |  |  | 0 | 0 | 0 | 0 | 0 | 0 | 0 | 0 | 0 | 0 | 0 | 0 | 0 | 0 | 0 | 0 | 0 | 0 | 0 | 0 | 0 | 0 | 0 | 0 | 0 | 0 | 0 | 0
PG&E GBA | Vineyard | 230 | OOS_Wind |  |  | 0 | 0 | 0 | 0 | 0 | 0 | 0 | 0 | 0 | 0 | 0 | 0 | 0 | 0 | 0 | 0 | 0 | 0 | 0 | 0 | 0 | 0 | 0 | 0 | 0 | 0 | 0 | 0
SCE Eastern | Vista (SCE) | 230 | OOS_Wind |  |  | 0 | 0 | 0 | 0 | 0 | 0 | 0 | 0 | 0 | 0 | 0 | 0 | 0 | 0 | 0 | 0 | 0 | 0 | 0 | 0 | 0 | 0 | 0 | 0 | 0 | 0 | 0 | 0
EOP | Vista (VEA) | 138 | OOS_Wind |  |  | 0 | 0 | 0 | 0 | 0 | 0 | 0 | 0 | 0 | 0 | 0 | 0 | 0 | 0 | 0 | 0 | 0 | 0 | 0 | 0 | 0 | 0 | 0 | 0 | 0 | 0 | 0 | 0
EOP | Vista (VEA) | 230 | OOS_Wind |  |  | 0 | 0 | 0 | 0 | 0 | 0 | 0 | 0 | 0 | 0 | 0 | 0 | 0 | 0 | 0 | 0 | 0 | 0 | 0 | 0 | 0 | 0 | 0 | 0 | 0 | 0 | 0 | 0
PG&E FRESNO | Wahtoke | 115 | OOS_Wind |  |  | 0 | 0 | 0 | 0 | 0 | 0 | 0 | 0 | 0 | 0 | 0 | 0 | 0 | 0 | 0 | 0 | 0 | 0 | 0 | 0 | 0 | 0 | 0 | 0 | 0 | 0 | 0 | 0
SCE Metro | Walnut | 230 | OOS_Wind |  |  | 0 | 0 | 0 | 0 | 0 | 0 | 0 | 0 | 0 | 0 | 0 | 0 | 0 | 0 | 0 | 0 | 0 | 0 | 0 | 0 | 0 | 0 | 0 | 0 | 0 | 0 | 0 | 0
SCE Northern | Warne | 230 | OOS_Wind |  |  | 0 | 0 | 0 | 0 | 0 | 0 | 0 | 0 | 0 | 0 | 0 | 0 | 0 | 0 | 0 | 0 | 0 | 0 | 0 | 0 | 0 | 0 | 0 | 0 | 0 | 0 | 0 | 0
PG&E GBA | Warnerville | 230 | OOS_Wind |  |  | 0 | 0 | 0 | 0 | 0 | 0 | 0 | 0 | 0 | 0 | 0 | 0 | 0 | 0 | 0 | 0 | 0 | 0 | 0 | 0 | 0 | 0 | 0 | 0 | 0 | 0 | 0 | 0
PG&E FRESNO | Waukena | 115 | OOS_Wind |  |  | 0 | 0 | 0 | 0 | 0 | 0 | 0 | 0 | 0 | 0 | 0 | 0 | 0 | 0 | 0 | 0 | 0 | 0 | 0 | 0 | 0 | 0 | 0 | 0 | 0 | 0 | 0 | 0
PG&E GBA | Weber | 230 | OOS_Wind |  |  | 0 | 0 | 0 | 0 | 0 | 0 | 0 | 0 | 0 | 0 | 0 | 0 | 0 | 0 | 0 | 0 | 0 | 0 | 0 | 0 | 0 | 0 | 0 | 0 | 0 | 0 | 0 | 0
PG&E FRESNO | West Fresno | 115 | OOS_Wind |  |  | 0 | 0 | 0 | 0 | 0 | 0 | 0 | 0 | 0 | 0 | 0 | 0 | 0 | 0 | 0 | 0 | 0 | 0 | 0 | 0 | 0 | 0 | 0 | 0 | 0 | 0 | 0 | 0
PG&E FRESNO | Westley | 230 | OOS_Wind |  |  | 0 | 0 | 0 | 0 | 0 | 0 | 0 | 0 | 0 | 0 | 0 | 0 | 0 | 0 | 0 | 0 | 0 | 0 | 0 | 0 | 0 | 0 | 0 | 0 | 0 | 0 | 0 | 0
PG&E KERN | Westpark | 115 | OOS_Wind |  |  | 0 | 0 | 0 | 0 | 0 | 0 | 0 | 0 | 0 | 0 | 0 | 0 | 0 | 0 | 0 | 0 | 0 | 0 | 0 | 0 | 0 | 0 | 0 | 0 | 0 | 0 | 0 | 0
PG&E KERN | Wheeler Ridge | 230 | OOS_Wind |  |  | 0 | 0 | 0 | 0 | 0 | 0 | 0 | 0 | 0 | 0 | 0 | 0 | 0 | 0 | 0 | 0 | 0 | 0 | 0 | 0 | 0 | 0 | 0 | 0 | 0 | 0 | 0 | 0
PG&E KERN | Wheeler Ridge | 115 | OOS_Wind |  |  | 0 | 0 | 0 | 0 | 0 | 0 | 0 | 0 | 0 | 0 | 0 | 0 | 0 | 0 | 0 | 0 | 0 | 0 | 0 | 0 | 0 | 0 | 0 | 0 | 0 | 0 | 0 | 0
SCE Northern | Whirlwind | 230 | OOS_Wind |  |  | 0 | 0 | 0 | 0 | 0 | 0 | 0 | 0 | 0 | 0 | 0 | 0 | 0 | 0 | 0 | 0 | 0 | 0 | 0 | 0 | 0 | 0 | 0 | 0 | 0 | 0 | 0 | 0
SCE Northern | Whirlwind | 500 | OOS_Wind |  |  | 0 | 0 | 0 | 0 | 0 | 0 | 0 | 0 | 0 | 0 | 0 | 0 | 0 | 0 | 0 | 0 | 0 | 0 | 0 | 0 | 0 | 0 | 0 | 0 | 0 | 0 | 0 | 0
PG&E GBA | Whisman | 115 | OOS_Wind |  |  | 0 | 0 | 0 | 0 | 0 | 0 | 0 | 0 | 0 | 0 | 0 | 0 | 0 | 0 | 0 | 0 | 0 | 0 | 0 | 0 | 0 | 0 | 0 | 0 | 0 | 0 | 0 | 0
SCE Eastern | Wildlife | 230 | OOS_Wind |  |  | 0 | 0 | 0 | 0 | 0 | 0 | 0 | 0 | 0 | 0 | 0 | 0 | 0 | 0 | 0 | 0 | 0 | 0 | 0 | 0 | 0 | 0 | 0 | 0 | 0 | 0 | 0 | 0
PG&E FRESNO | Wilson | 115 | OOS_Wind |  |  | 0 | 0 | 0 | 0 | 0 | 0 | 0 | 0 | 0 | 0 | 0 | 0 | 0 | 0 | 0 | 0 | 0 | 0 | 0 | 0 | 0 | 0 | 0 | 0 | 0 | 0 | 0 | 0
PG&E FRESNO | Wilson | 230 | OOS_Wind |  |  | 0 | 0 | 0 | 0 | 0 | 0 | 0 | 0 | 0 | 0 | 0 | 0 | 0 | 0 | 0 | 0 | 0 | 0 | 0 | 0 | 0 | 0 | 0 | 0 | 0 | 0 | 0 | 0
SCE Northern | Windhub | 230 | OOS_Wind |  |  | 0 | 0 | 0 | 0 | 0 | 0 | 0 | 0 | 0 | 0 | 0 | 0 | 0 | 0 | 0 | 0 | 0 | 0 | 0 | 0 | 0 | 0 | 0 | 0 | 0 | 0 | 0 | 0
SCE Northern | Windhub | 500 | OOS_Wind |  |  | 0 | 0 | 0 | 0 | 0 | 0 | 0 | 0 | 0 | 0 | 0 | 0 | 0 | 0 | 0 | 0 | 0 | 0 | 0 | 0 | 0 | 0 | 0 | 0 | 0 | 0 | 0 | 0
PG&E GBA | Windmaster | 230 | OOS_Wind |  |  | 0 | 0 | 0 | 0 | 0 | 0 | 0 | 0 | 0 | 0 | 0 | 0 | 0 | 0 | 0 | 0 | 0 | 0 | 0 | 0 | 0 | 0 | 0 | 0 | 0 | 0 | 0 | 0
PG&E NGBA | Woodland | 115 | OOS_Wind |  |  | 0 | 0 | 0 | 0 | 0 | 0 | 0 | 0 | 0 | 0 | 0 | 0 | 0 | 0 | 0 | 0 | 0 | 0 | 0 | 0 | 0 | 0 | 0 | 0 | 0 | 0 | 0 | 0
PG&E FRESNO | Woodward | 115 | OOS_Wind |  |  | 0 | 0 | 0 | 0 | 0 | 0 | 0 | 0 | 0 | 0 | 0 | 0 | 0 | 0 | 0 | 0 | 0 | 0 | 0 | 0 | 0 | 0 | 0 | 0 | 0 | 0 | 0 | 0
PG&E NGBA | Wyandotte | 115 | OOS_Wind |  |  | 0 | 0 | 0 | 0 | 0 | 0 | 0 | 0 | 0 | 0 | 0 | 0 | 0 | 0 | 0 | 0 | 0 | 0 | 0 | 0 | 0 | 0 | 0 | 0 | 0 | 0 | 0 | 0
PG&E KERN | 7th Standard | 115 | Offshore_Wind |  |  | 0 | 0 | 0 | 0 | 0 | 0 | 0 | 0 | 0 | 0 | 0 | 0 | 0 | 0 | 0 | 0 | 0 | 0 | 0 | 0 | 0 | 0 | 0 | 0 | 0 | 0 | 0 | 0
SCE Metro | Alamitos | 230 | Offshore_Wind |  |  | 0 | 0 | 0 | 0 | 0 | 0 | 0 | 0 | 0 | 0 | 0 | 0 | 0 | 0 | 0 | 0 | 0 | 0 | 0 | 0 | 0 | 0 | 0 | 0 | 0 | 0 | 0 | 0
SCE Eastern | Alberhill | 115 | Offshore_Wind |  |  | 0 | 0 | 0 | 0 | 0 | 0 | 0 | 0 | 0 | 0 | 0 | 0 | 0 | 0 | 0 | 0 | 0 | 0 | 0 | 0 | 0 | 0 | 0 | 0 | 0 | 0 | 0 | 0
SCE Eastern | Alberhill | 500 | Offshore_Wind |  |  | 0 | 0 | 0 | 0 | 0 | 0 | 0 | 0 | 0 | 0 | 0 | 0 | 0 | 0 | 0 | 0 | 0 | 0 | 0 | 0 | 0 | 0 | 0 | 0 | 0 | 0 | 0 | 0
PG&E GBA | Alhambra | 115 | Offshore_Wind |  |  | 0 | 0 | 0 | 0 | 0 | 0 | 0 | 0 | 0 | 0 | 0 | 0 | 0 | 0 | 0 | 0 | 0 | 0 | 0 | 0 | 0 | 0 | 0 | 0 | 0 | 0 | 0 | 0
PG&E FRESNO | Alpaugh | 115 | Offshore_Wind |  |  | 0 | 0 | 0 | 0 | 0 | 0 | 0 | 0 | 0 | 0 | 0 | 0 | 0 | 0 | 0 | 0 | 0 | 0 | 0 | 0 | 0 | 0 | 0 | 0 | 0 | 0 | 0 | 0
PG&E GBA | Altamont Midway (Sandhill) | 230 | Offshore_Wind |  |  | 0 | 0 | 0 | 0 | 0 | 0 | 0 | 0 | 0 | 0 | 0 | 0 | 0 | 0 | 0 | 0 | 0 | 0 | 0 | 0 | 0 | 0 | 0 | 0 | 0 | 0 | 0 | 0
SCE Northern | Antelope | 230 | Offshore_Wind |  |  | 0 | 0 | 0 | 0 | 0 | 0 | 0 | 0 | 0 | 0 | 0 | 0 | 0 | 0 | 0 | 0 | 0 | 0 | 0 | 0 | 0 | 0 | 0 | 0 | 0 | 0 | 0 | 0
SCE Northern | Antelope | 500 | Offshore_Wind |  |  | 0 | 0 | 0 | 0 | 0 | 0 | 0 | 0 | 0 | 0 | 0 | 0 | 0 | 0 | 0 | 0 | 0 | 0 | 0 | 0 | 0 | 0 | 0 | 0 | 0 | 0 | 0 | 0
PG&E KERN | Arco | 230 | Offshore_Wind |  |  | 0 | 0 | 0 | 0 | 0 | 0 | 0 | 0 | 0 | 0 | 0 | 0 | 0 | 0 | 0 | 0 | 0 | 0 | 0 | 0 | 0 | 0 | 0 | 0 | 0 | 0 | 0 | 0
SCE Metro | ArcoGen | 230 | Offshore_Wind |  |  | 0 | 0 | 0 | 0 | 0 | 0 | 0 | 0 | 0 | 0 | 0 | 0 | 0 | 0 | 0 | 0 | 0 | 0 | 0 | 0 | 0 | 0 | 0 | 0 | 0 | 0 | 0 | 0
SDGE | Artesian | 230 | Offshore_Wind |  |  | 0 | 0 | 0 | 0 | 0 | 0 | 0 | 0 | 0 | 0 | 0 | 0 | 0 | 0 | 0 | 0 | 0 | 0 | 0 | 0 | 0 | 0 | 0 | 0 | 0 | 0 | 0 | 0
PG&E FRESNO | Ashlan | 230 | Offshore_Wind |  |  | 0 | 0 | 0 | 0 | 0 | 0 | 0 | 0 | 0 | 0 | 0 | 0 | 0 | 0 | 0 | 0 | 0 | 0 | 0 | 0 | 0 | 0 | 0 | 0 | 0 | 0 | 0 | 0
PG&E NGBA | Atlantic | 115 | Offshore_Wind |  |  | 0 | 0 | 0 | 0 | 0 | 0 | 0 | 0 | 0 | 0 | 0 | 0 | 0 | 0 | 0 | 0 | 0 | 0 | 0 | 0 | 0 | 0 | 0 | 0 | 0 | 0 | 0 | 0
PG&E NGBA | Atlantic | 230 | Offshore_Wind |  |  | 0 | 0 | 0 | 0 | 0 | 0 | 0 | 0 | 0 | 0 | 0 | 0 | 0 | 0 | 0 | 0 | 0 | 0 | 0 | 0 | 0 | 0 | 0 | 0 | 0 | 0 | 0 | 0
PG&E FRESNO | Atwater | 115 | Offshore_Wind |  |  | 0 | 0 | 0 | 0 | 0 | 0 | 0 | 0 | 0 | 0 | 0 | 0 | 0 | 0 | 0 | 0 | 0 | 0 | 0 | 0 | 0 | 0 | 0 | 0 | 0 | 0 | 0 | 0
PG&E GBA | Avena | 115 | Offshore_Wind |  |  | 0 | 0 | 0 | 0 | 0 | 0 | 0 | 0 | 0 | 0 | 0 | 0 | 0 | 0 | 0 | 0 | 0 | 0 | 0 | 0 | 0 | 0 | 0 | 0 | 0 | 0 | 0 | 0
PG&E NGBA | Bahia | 230 | Offshore_Wind |  |  | 0 | 0 | 0 | 0 | 0 | 0 | 0 | 0 | 0 | 0 | 0 | 0 | 0 | 0 | 0 | 0 | 0 | 0 | 0 | 0 | 0 | 0 | 0 | 0 | 0 | 0 | 0 | 0
SCE Northern | Bailey | 230 | Offshore_Wind |  |  | 0 | 0 | 0 | 0 | 0 | 0 | 0 | 0 | 0 | 0 | 0 | 0 | 0 | 0 | 0 | 0 | 0 | 0 | 0 | 0 | 0 | 0 | 0 | 0 | 0 | 0 | 0 | 0
SCE NOL | Baker | 115 | Offshore_Wind |  |  | 0 | 0 | 0 | 0 | 0 | 0 | 0 | 0 | 0 | 0 | 0 | 0 | 0 | 0 | 0 | 0 | 0 | 0 | 0 | 0 | 0 | 0 | 0 | 0 | 0 | 0 | 0 | 0
PG&E KERN | Bakersfield | 230 | Offshore_Wind |  |  | 0 | 0 | 0 | 0 | 0 | 0 | 0 | 0 | 0 | 0 | 0 | 0 | 0 | 0 | 0 | 0 | 0 | 0 | 0 | 0 | 0 | 0 | 0 | 0 | 0 | 0 | 0 | 0
PG&E FRESNO | Balch | 230 | Offshore_Wind |  |  | 0 | 0 | 0 | 0 | 0 | 0 | 0 | 0 | 0 | 0 | 0 | 0 | 0 | 0 | 0 | 0 | 0 | 0 | 0 | 0 | 0 | 0 | 0 | 0 | 0 | 0 | 0 | 0
SCE Eastern | Bannister | 230 | Offshore_Wind |  |  | 0 | 0 | 0 | 0 | 0 | 0 | 0 | 0 | 0 | 0 | 0 | 0 | 0 | 0 | 0 | 0 | 0 | 0 | 0 | 0 | 0 | 0 | 0 | 0 | 0 | 0 | 0 | 0
SCE Metro | Barre | 230 | Offshore_Wind |  |  | 0 | 0 | 0 | 0 | 0 | 0 | 0 | 0 | 0 | 0 | 0 | 0 | 0 | 0 | 0 | 0 | 0 | 0 | 0 | 0 | 0 | 0 | 0 | 0 | 0 | 0 | 0 | 0
SDGE | Bay Boulevard | 230 | Offshore_Wind |  |  | 0 | 0 | 0 | 0 | 0 | 0 | 0 | 0 | 0 | 0 | 0 | 0 | 0 | 0 | 0 | 0 | 0 | 0 | 0 | 0 | 0 | 0 | 0 | 0 | 0 | 0 | 0 | 0
EOP | Beatty | 138 | Offshore_Wind |  |  | 0 | 0 | 0 | 0 | 0 | 0 | 0 | 0 | 0 | 0 | 0 | 0 | 0 | 0 | 0 | 0 | 0 | 0 | 0 | 0 | 0 | 0 | 0 | 0 | 0 | 0 | 0 | 0
EOP | Beatty | 230 | Offshore_Wind |  |  | 0 | 0 | 0 | 0 | 0 | 0 | 0 | 0 | 0 | 0 | 0 | 0 | 0 | 0 | 0 | 0 | 0 | 0 | 0 | 0 | 0 | 0 | 0 | 0 | 0 | 0 | 0 | 0
PG&E NGBA | Belden | 230 | Offshore_Wind |  |  | 0 | 0 | 0 | 0 | 0 | 0 | 0 | 0 | 0 | 0 | 0 | 0 | 0 | 0 | 0 | 0 | 0 | 0 | 0 | 0 | 0 | 0 | 0 | 0 | 0 | 0 | 0 | 0
PG&E NGBA | Bell | 115 | Offshore_Wind |  |  | 0 | 0 | 0 | 0 | 0 | 0 | 0 | 0 | 0 | 0 | 0 | 0 | 0 | 0 | 0 | 0 | 0 | 0 | 0 | 0 | 0 | 0 | 0 | 0 | 0 | 0 | 0 | 0
PG&E NGBA | Bellevue | 115 | Offshore_Wind |  |  | 0 | 0 | 0 | 0 | 0 | 0 | 0 | 0 | 0 | 0 | 0 | 0 | 0 | 0 | 0 | 0 | 0 | 0 | 0 | 0 | 0 | 0 | 0 | 0 | 0 | 0 | 0 | 0
PG&E GBA | Bellota | 115 | Offshore_Wind |  |  | 0 | 0 | 0 | 0 | 0 | 0 | 0 | 0 | 0 | 0 | 0 | 0 | 0 | 0 | 0 | 0 | 0 | 0 | 0 | 0 | 0 | 0 | 0 | 0 | 0 | 0 | 0 | 0
PG&E GBA | Bellota | 230 | Offshore_Wind |  |  | 0 | 0 | 0 | 0 | 0 | 0 | 0 | 0 | 0 | 0 | 0 | 0 | 0 | 0 | 0 | 0 | 0 | 0 | 0 | 0 | 0 | 0 | 0 | 0 | 0 | 0 | 0 | 0
SCE Northern | Big Creek | 230 | Offshore_Wind |  |  | 0 | 0 | 0 | 0 | 0 | 0 | 0 | 0 | 0 | 0 | 0 | 0 | 0 | 0 | 0 | 0 | 0 | 0 | 0 | 0 | 0 | 0 | 0 | 0 | 0 | 0 | 0 | 0
PG&E GBA | Birds Landing | 230 | Offshore_Wind |  |  | 0 | 0 | 0 | 0 | 0 | 0 | 0 | 0 | 0 | 0 | 0 | 0 | 0 | 0 | 0 | 0 | 0 | 0 | 0 | 0 | 0 | 0 | 0 | 0 | 0 | 0 | 0 | 0
SCE Eastern | Blythe | 161 | Offshore_Wind |  |  | 0 | 0 | 0 | 0 | 0 | 0 | 0 | 0 | 0 | 0 | 0 | 0 | 0 | 0 | 0 | 0 | 0 | 0 | 0 | 0 | 0 | 0 | 0 | 0 | 0 | 0 | 0 | 0
PG&E NGBA | Bogue | 115 | Offshore_Wind |  |  | 0 | 0 | 0 | 0 | 0 | 0 | 0 | 0 | 0 | 0 | 0 | 0 | 0 | 0 | 0 | 0 | 0 | 0 | 0 | 0 | 0 | 0 | 0 | 0 | 0 | 0 | 0 | 0
PG&E FRESNO | Borden | 230 | Offshore_Wind |  |  | 0 | 0 | 0 | 0 | 0 | 0 | 0 | 0 | 0 | 0 | 0 | 0 | 0 | 0 | 0 | 0 | 0 | 0 | 0 | 0 | 0 | 0 | 0 | 0 | 0 | 0 | 0 | 0
SDGE | Boulevard East | 138 | Offshore_Wind |  |  | 0 | 0 | 0 | 0 | 0 | 0 | 0 | 0 | 0 | 0 | 0 | 0 | 0 | 0 | 0 | 0 | 0 | 0 | 0 | 0 | 0 | 0 | 0 | 0 | 0 | 0 | 0 | 0
PG&E GBA | Brentwood | 230 | Offshore_Wind |  |  | 0 | 0 | 0 | 0 | 0 | 0 | 0 | 0 | 0 | 0 | 0 | 0 | 0 | 0 | 0 | 0 | 0 | 0 | 0 | 0 | 0 | 0 | 0 | 0 | 0 | 0 | 0 | 0
PG&E NGBA | Bridgeville | 115 | Offshore_Wind |  |  | 0 | 0 | 0 | 0 | 0 | 0 | 0 | 0 | 0 | 0 | 0 | 0 | 0 | 0 | 0 | 0 | 0 | 0 | 0 | 0 | 0 | 0 | 0 | 0 | 0 | 0 | 0 | 0
PG&E NGBA | Brighton | 115 | Offshore_Wind |  |  | 0 | 0 | 0 | 0 | 0 | 0 | 0 | 0 | 0 | 0 | 0 | 0 | 0 | 0 | 0 | 0 | 0 | 0 | 0 | 0 | 0 | 0 | 0 | 0 | 0 | 0 | 0 | 0
PG&E NGBA | Brighton | 230 | Offshore_Wind |  |  | 0 | 0 | 0 | 0 | 0 | 0 | 0 | 0 | 0 | 0 | 0 | 0 | 0 | 0 | 0 | 0 | 0 | 0 | 0 | 0 | 0 | 0 | 0 | 0 | 0 | 0 | 0 | 0
PG&E NGBA | Brunswick | 115 | Offshore_Wind |  |  | 0 | 0 | 0 | 0 | 0 | 0 | 0 | 0 | 0 | 0 | 0 | 0 | 0 | 0 | 0 | 0 | 0 | 0 | 0 | 0 | 0 | 0 | 0 | 0 | 0 | 0 | 0 | 0
PG&E NGBA | Bucks Creek | 230 | Offshore_Wind |  |  | 0 | 0 | 0 | 0 | 0 | 0 | 0 | 0 | 0 | 0 | 0 | 0 | 0 | 0 | 0 | 0 | 0 | 0 | 0 | 0 | 0 | 0 | 0 | 0 | 0 | 0 | 0 | 0
PG&E KERN | Buena Vista | 230 | Offshore_Wind |  |  | 0 | 0 | 0 | 0 | 0 | 0 | 0 | 0 | 0 | 0 | 0 | 0 | 0 | 0 | 0 | 0 | 0 | 0 | 0 | 0 | 0 | 0 | 0 | 0 | 0 | 0 | 0 | 0
PG&E FRESNO | Bullard | 115 | Offshore_Wind |  |  | 0 | 0 | 0 | 0 | 0 | 0 | 0 | 0 | 0 | 0 | 0 | 0 | 0 | 0 | 0 | 0 | 0 | 0 | 0 | 0 | 0 | 0 | 0 | 0 | 0 | 0 | 0 | 0
PG&E GBA | Burlingame | 115 | Offshore_Wind |  |  | 0 | 0 | 0 | 0 | 0 | 0 | 0 | 0 | 0 | 0 | 0 | 0 | 0 | 0 | 0 | 0 | 0 | 0 | 0 | 0 | 0 | 0 | 0 | 0 | 0 | 0 | 0 | 0
PG&E NGBA | Burney Forest | 230 | Offshore_Wind |  |  | 0 | 0 | 0 | 0 | 0 | 0 | 0 | 0 | 0 | 0 | 0 | 0 | 0 | 0 | 0 | 0 | 0 | 0 | 0 | 0 | 0 | 0 | 0 | 0 | 0 | 0 | 0 | 0
PG&E NGBA | Butte | 115 | Offshore_Wind |  |  | 0 | 0 | 0 | 0 | 0 | 0 | 0 | 0 | 0 | 0 | 0 | 0 | 0 | 0 | 0 | 0 | 0 | 0 | 0 | 0 | 0 | 0 | 0 | 0 | 0 | 0 | 0 | 0
PG&E KERN | Cabrillo | 115 | Offshore_Wind |  |  | 0 | 0 | 0 | 0 | 0 | 0 | 0 | 0 | 0 | 0 | 0 | 0 | 0 | 0 | 0 | 0 | 0 | 0 | 0 | 0 | 0 | 0 | 0 | 0 | 0 | 0 | 0 | 0
PG&E FRESNO | Cal Flats | 230 | Offshore_Wind |  |  | 0 | 0 | 0 | 0 | 0 | 0 | 0 | 0 | 0 | 0 | 0 | 0 | 0 | 0 | 0 | 0 | 0 | 0 | 0 | 0 | 0 | 0 | 0 | 0 | 0 | 0 | 0 | 0
SCE NOL | Calcite | 230 | Offshore_Wind |  |  | 0 | 0 | 0 | 0 | 0 | 0 | 0 | 0 | 0 | 0 | 0 | 0 | 0 | 0 | 0 | 0 | 0 | 0 | 0 | 0 | 0 | 0 | 0 | 0 | 0 | 0 | 0 | 0
PG&E KERN | Caliente | 230 | Offshore_Wind |  |  | 0 | 0 | 0 | 0 | 0 | 0 | 0 | 0 | 0 | 0 | 0 | 0 | 0 | 0 | 0 | 0 | 0 | 0 | 0 | 0 | 0 | 0 | 0 | 0 | 0 | 0 | 0 | 0
PG&E FRESNO | California Ave | 115 | Offshore_Wind |  |  | 0 | 0 | 0 | 0 | 0 | 0 | 0 | 0 | 0 | 0 | 0 | 0 | 0 | 0 | 0 | 0 | 0 | 0 | 0 | 0 | 0 | 0 | 0 | 0 | 0 | 0 | 0 | 0
PG&E KERN | Callender | 115 | Offshore_Wind |  |  | 0 | 0 | 0 | 0 | 0 | 0 | 0 | 0 | 0 | 0 | 0 | 0 | 0 | 0 | 0 | 0 | 0 | 0 | 0 | 0 | 0 | 0 | 0 | 0 | 0 | 0 | 0 | 0
PG&E NGBA | Calpella | 115 | Offshore_Wind |  |  | 0 | 0 | 0 | 0 | 0 | 0 | 0 | 0 | 0 | 0 | 0 | 0 | 0 | 0 | 0 | 0 | 0 | 0 | 0 | 0 | 0 | 0 | 0 | 0 | 0 | 0 | 0 | 0
PG&E GBA | Camanche | 230 | Offshore_Wind |  |  | 0 | 0 | 0 | 0 | 0 | 0 | 0 | 0 | 0 | 0 | 0 | 0 | 0 | 0 | 0 | 0 | 0 | 0 | 0 | 0 | 0 | 0 | 0 | 0 | 0 | 0 | 0 | 0
PG&E FRESNO | Cantua | 115 | Offshore_Wind |  |  | 0 | 0 | 0 | 0 | 0 | 0 | 0 | 0 | 0 | 0 | 0 | 0 | 0 | 0 | 0 | 0 | 0 | 0 | 0 | 0 | 0 | 0 | 0 | 0 | 0 | 0 | 0 | 0
SDGE | Capistrano | 138 | Offshore_Wind |  |  | 0 | 0 | 0 | 0 | 0 | 0 | 0 | 0 | 0 | 0 | 0 | 0 | 0 | 0 | 0 | 0 | 0 | 0 | 0 | 0 | 0 | 0 | 0 | 0 | 0 | 0 | 0 | 0
SDGE | Capistrano | 230 | Offshore_Wind |  |  | 0 | 0 | 0 | 0 | 0 | 0 | 0 | 0 | 0 | 0 | 0 | 0 | 0 | 0 | 0 | 0 | 0 | 0 | 0 | 0 | 0 | 0 | 0 | 0 | 0 | 0 | 0 | 0
PG&E NGBA | Carberry | 230 | Offshore_Wind |  |  | 0 | 0 | 0 | 0 | 0 | 0 | 0 | 0 | 0 | 0 | 0 | 0 | 0 | 0 | 0 | 0 | 0 | 0 | 0 | 0 | 0 | 0 | 0 | 0 | 0 | 0 | 0 | 0
PG&E NGBA | Caribou | 115 | Offshore_Wind |  |  | 0 | 0 | 0 | 0 | 0 | 0 | 0 | 0 | 0 | 0 | 0 | 0 | 0 | 0 | 0 | 0 | 0 | 0 | 0 | 0 | 0 | 0 | 0 | 0 | 0 | 0 | 0 | 0
PG&E NGBA | Caribou | 230 | Offshore_Wind |  |  | 0 | 0 | 0 | 0 | 0 | 0 | 0 | 0 | 0 | 0 | 0 | 0 | 0 | 0 | 0 | 0 | 0 | 0 | 0 | 0 | 0 | 0 | 0 | 0 | 0 | 0 | 0 | 0
EOP | Carpenter Canyon (fka Gamebird) | 138 | Offshore_Wind |  |  | 0 | 0 | 0 | 0 | 0 | 0 | 0 | 0 | 0 | 0 | 0 | 0 | 0 | 0 | 0 | 0 | 0 | 0 | 0 | 0 | 0 | 0 | 0 | 0 | 0 | 0 | 0 | 0
EOP | Carpenter Canyon (fka Gamebird) | 230 | Offshore_Wind |  |  | 0 | 0 | 0 | 0 | 0 | 0 | 0 | 0 | 0 | 0 | 0 | 0 | 0 | 0 | 0 | 0 | 0 | 0 | 0 | 0 | 0 | 0 | 0 | 0 | 0 | 0 | 0 | 0
PG&E NGBA | Carquinez | 115 | Offshore_Wind |  |  | 0 | 0 | 0 | 0 | 0 | 0 | 0 | 0 | 0 | 0 | 0 | 0 | 0 | 0 | 0 | 0 | 0 | 0 | 0 | 0 | 0 | 0 | 0 | 0 | 0 | 0 | 0 | 0
SDGE | Carrizo Gorge | 138 | Offshore_Wind |  |  | 0 | 0 | 0 | 0 | 0 | 0 | 0 | 0 | 0 | 0 | 0 | 0 | 0 | 0 | 0 | 0 | 0 | 0 | 0 | 0 | 0 | 0 | 0 | 0 | 0 | 0 | 0 | 0
PG&E KERN | Carrizo Plains | 115 | Offshore_Wind |  |  | 0 | 0 | 0 | 0 | 0 | 0 | 0 | 0 | 0 | 0 | 0 | 0 | 0 | 0 | 0 | 0 | 0 | 0 | 0 | 0 | 0 | 0 | 0 | 0 | 0 | 0 | 0 | 0
PG&E KERN | Casaloma | 230 | Offshore_Wind |  |  | 0 | 0 | 0 | 0 | 0 | 0 | 0 | 0 | 0 | 0 | 0 | 0 | 0 | 0 | 0 | 0 | 0 | 0 | 0 | 0 | 0 | 0 | 0 | 0 | 0 | 0 | 0 | 0
PG&E GBA | Castro Valley | 230 | Offshore_Wind |  |  | 0 | 0 | 0 | 0 | 0 | 0 | 0 | 0 | 0 | 0 | 0 | 0 | 0 | 0 | 0 | 0 | 0 | 0 | 0 | 0 | 0 | 0 | 0 | 0 | 0 | 0 | 0 | 0
PG&E GBA | Cayetano | 230 | Offshore_Wind |  |  | 0 | 0 | 0 | 0 | 0 | 0 | 0 | 0 | 0 | 0 | 0 | 0 | 0 | 0 | 0 | 0 | 0 | 0 | 0 | 0 | 0 | 0 | 0 | 0 | 0 | 0 | 0 | 0
SCE Metro | Center | 230 | Offshore_Wind |  |  | 0 | 0 | 0 | 0 | 0 | 0 | 0 | 0 | 0 | 0 | 0 | 0 | 0 | 0 | 0 | 0 | 0 | 0 | 0 | 0 | 0 | 0 | 0 | 0 | 0 | 0 | 0 | 0
PG&E KERN | Charca | 115 | Offshore_Wind |  |  | 0 | 0 | 0 | 0 | 0 | 0 | 0 | 0 | 0 | 0 | 0 | 0 | 0 | 0 | 0 | 0 | 0 | 0 | 0 | 0 | 0 | 0 | 0 | 0 | 0 | 0 | 0 | 0
EOP | Charleston | 138 | Offshore_Wind |  |  | 0 | 0 | 0 | 0 | 0 | 0 | 0 | 0 | 0 | 0 | 0 | 0 | 0 | 0 | 0 | 0 | 0 | 0 | 0 | 0 | 0 | 0 | 0 | 0 | 0 | 0 | 0 | 0
SCE Metro | Chevmain | 230 | Offshore_Wind |  |  | 0 | 0 | 0 | 0 | 0 | 0 | 0 | 0 | 0 | 0 | 0 | 0 | 0 | 0 | 0 | 0 | 0 | 0 | 0 | 0 | 0 | 0 | 0 | 0 | 0 | 0 | 0 | 0
SDGE | Chicarita | 138 | Offshore_Wind |  |  | 0 | 0 | 0 | 0 | 0 | 0 | 0 | 0 | 0 | 0 | 0 | 0 | 0 | 0 | 0 | 0 | 0 | 0 | 0 | 0 | 0 | 0 | 0 | 0 | 0 | 0 | 0 | 0
SCE Metro | Chino | 230 | Offshore_Wind |  |  | 0 | 0 | 0 | 0 | 0 | 0 | 0 | 0 | 0 | 0 | 0 | 0 | 0 | 0 | 0 | 0 | 0 | 0 | 0 | 0 | 0 | 0 | 0 | 0 | 0 | 0 | 0 | 0
PG&E FRESNO | Chowchilla | 115 | Offshore_Wind |  |  | 0 | 0 | 0 | 0 | 0 | 0 | 0 | 0 | 0 | 0 | 0 | 0 | 0 | 0 | 0 | 0 | 0 | 0 | 0 | 0 | 0 | 0 | 0 | 0 | 0 | 0 | 0 | 0
PG&E GBA | Christie | 115 | Offshore_Wind |  |  | 0 | 0 | 0 | 0 | 0 | 0 | 0 | 0 | 0 | 0 | 0 | 0 | 0 | 0 | 0 | 0 | 0 | 0 | 0 | 0 | 0 | 0 | 0 | 0 | 0 | 0 | 0 | 0
SCE Eastern | Cielo Azul | 500 | Offshore_Wind |  |  | 0 | 0 | 0 | 0 | 0 | 0 | 0 | 0 | 0 | 0 | 0 | 0 | 0 | 0 | 0 | 0 | 0 | 0 | 0 | 0 | 0 | 0 | 0 | 0 | 0 | 0 | 0 | 0
PG&E GBA | Clayton | 115 | Offshore_Wind |  |  | 0 | 0 | 0 | 0 | 0 | 0 | 0 | 0 | 0 | 0 | 0 | 0 | 0 | 0 | 0 | 0 | 0 | 0 | 0 | 0 | 0 | 0 | 0 | 0 | 0 | 0 | 0 | 0
PG&E NGBA | Cloverdale | 115 | Offshore_Wind |  |  | 0 | 0 | 0 | 0 | 0 | 0 | 0 | 0 | 0 | 0 | 0 | 0 | 0 | 0 | 0 | 0 | 0 | 0 | 0 | 0 | 0 | 0 | 0 | 0 | 0 | 0 | 0 | 0
PG&E FRESNO | Clovis | 115 | Offshore_Wind |  |  | 0 | 0 | 0 | 0 | 0 | 0 | 0 | 0 | 0 | 0 | 0 | 0 | 0 | 0 | 0 | 0 | 0 | 0 | 0 | 0 | 0 | 0 | 0 | 0 | 0 | 0 | 0 | 0
PG&E GBA | Coburn | 230 | Offshore_Wind |  |  | 0 | 0 | 0 | 0 | 0 | 0 | 0 | 0 | 0 | 0 | 0 | 0 | 0 | 0 | 0 | 0 | 0 | 0 | 0 | 0 | 0 | 0 | 0 | 0 | 0 | 0 | 0 | 0
PG&E NGBA | Colgate | 230 | Offshore_Wind |  |  | 0 | 0 | 0 | 0 | 0 | 0 | 0 | 0 | 0 | 0 | 0 | 0 | 0 | 0 | 0 | 0 | 0 | 0 | 0 | 0 | 0 | 0 | 0 | 0 | 0 | 0 | 0 | 0
PG&E GBA | Collierville | 230 | Offshore_Wind |  |  | 0 | 0 | 0 | 0 | 0 | 0 | 0 | 0 | 0 | 0 | 0 | 0 | 0 | 0 | 0 | 0 | 0 | 0 | 0 | 0 | 0 | 0 | 0 | 0 | 0 | 0 | 0 | 0
PG&E GBA | Collinsville | 230 | Offshore_Wind |  |  | 0 | 0 | 0 | 0 | 0 | 0 | 0 | 0 | 0 | 0 | 0 | 0 | 0 | 0 | 0 | 0 | 0 | 0 | 0 | 0 | 0 | 0 | 0 | 0 | 0 | 0 | 0 | 0
PG&E GBA | Collinsville | 500 | Offshore_Wind |  |  | 0 | 0 | 0 | 0 | 0 | 0 | 0 | 0 | 0 | 0 | 0 | 0 | 0 | 0 | 0 | 0 | 0 | 0 | 0 | 0 | 0 | 0 | 0 | 0 | 0 | 0 | 0 | 0
SCE Eastern | Colorado River | 230 | Offshore_Wind |  |  | 0 | 0 | 0 | 0 | 0 | 0 | 0 | 0 | 0 | 0 | 0 | 0 | 0 | 0 | 0 | 0 | 0 | 0 | 0 | 0 | 0 | 0 | 0 | 0 | 0 | 0 | 0 | 0
SCE Eastern | Colorado River | 500 | Offshore_Wind |  |  | 0 | 0 | 0 | 0 | 0 | 0 | 0 | 0 | 0 | 0 | 0 | 0 | 0 | 0 | 0 | 0 | 0 | 0 | 0 | 0 | 0 | 0 | 0 | 0 | 0 | 0 | 0 | 0
PG&E KERN | Columbus | 115 | Offshore_Wind |  |  | 0 | 0 | 0 | 0 | 0 | 0 | 0 | 0 | 0 | 0 | 0 | 0 | 0 | 0 | 0 | 0 | 0 | 0 | 0 | 0 | 0 | 0 | 0 | 0 | 0 | 0 | 0 | 0
PG&E GBA | Contra Costa | 115 | Offshore_Wind |  |  | 0 | 0 | 0 | 0 | 0 | 0 | 0 | 0 | 0 | 0 | 0 | 0 | 0 | 0 | 0 | 0 | 0 | 0 | 0 | 0 | 0 | 0 | 0 | 0 | 0 | 0 | 0 | 0
PG&E GBA | Contra Costa | 230 | Offshore_Wind |  |  | 0 | 0 | 0 | 0 | 0 | 0 | 0 | 0 | 0 | 0 | 0 | 0 | 0 | 0 | 0 | 0 | 0 | 0 | 0 | 0 | 0 | 0 | 0 | 0 | 0 | 0 | 0 | 0
PG&E GBA | Contra Costa PP | 230 | Offshore_Wind |  |  | 0 | 0 | 0 | 0 | 0 | 0 | 0 | 0 | 0 | 0 | 0 | 0 | 0 | 0 | 0 | 0 | 0 | 0 | 0 | 0 | 0 | 0 | 0 | 0 | 0 | 0 | 0 | 0
SCE NOL | Control | 115 | Offshore_Wind |  |  | 0 | 0 | 0 | 0 | 0 | 0 | 0 | 0 | 0 | 0 | 0 | 0 | 0 | 0 | 0 | 0 | 0 | 0 | 0 | 0 | 0 | 0 | 0 | 0 | 0 | 0 | 0 | 0
PG&E GBA | Cooley Landing | 115 | Offshore_Wind |  |  | 0 | 0 | 0 | 0 | 0 | 0 | 0 | 0 | 0 | 0 | 0 | 0 | 0 | 0 | 0 | 0 | 0 | 0 | 0 | 0 | 0 | 0 | 0 | 0 | 0 | 0 | 0 | 0
SCE NOL | Coolwater | 230 | Offshore_Wind |  |  | 0 | 0 | 0 | 0 | 0 | 0 | 0 | 0 | 0 | 0 | 0 | 0 | 0 | 0 | 0 | 0 | 0 | 0 | 0 | 0 | 0 | 0 | 0 | 0 | 0 | 0 | 0 | 0
SCE NOL | Coolwater | 115 | Offshore_Wind |  |  | 0 | 0 | 0 | 0 | 0 | 0 | 0 | 0 | 0 | 0 | 0 | 0 | 0 | 0 | 0 | 0 | 0 | 0 | 0 | 0 | 0 | 0 | 0 | 0 | 0 | 0 | 0 | 0
PG&E FRESNO | Corcoran | 115 | Offshore_Wind |  |  | 0 | 0 | 0 | 0 | 0 | 0 | 0 | 0 | 0 | 0 | 0 | 0 | 0 | 0 | 0 | 0 | 0 | 0 | 0 | 0 | 0 | 0 | 0 | 0 | 0 | 0 | 0 | 0
PG&E NGBA | Corona | 115 | Offshore_Wind |  |  | 0 | 0 | 0 | 0 | 0 | 0 | 0 | 0 | 0 | 0 | 0 | 0 | 0 | 0 | 0 | 0 | 0 | 0 | 0 | 0 | 0 | 0 | 0 | 0 | 0 | 0 | 0 | 0
PG&E NGBA | Cortina | 230 | Offshore_Wind |  |  | 0 | 0 | 0 | 0 | 0 | 0 | 0 | 0 | 0 | 0 | 0 | 0 | 0 | 0 | 0 | 0 | 0 | 0 | 0 | 0 | 0 | 0 | 0 | 0 | 0 | 0 | 0 | 0
PG&E NGBA | Cortina | 115 | Offshore_Wind |  |  | 0 | 0 | 0 | 0 | 0 | 0 | 0 | 0 | 0 | 0 | 0 | 0 | 0 | 0 | 0 | 0 | 0 | 0 | 0 | 0 | 0 | 0 | 0 | 0 | 0 | 0 | 0 | 0
PG&E GBA | Cottle | 230 | Offshore_Wind |  |  | 0 | 0 | 0 | 0 | 0 | 0 | 0 | 0 | 0 | 0 | 0 | 0 | 0 | 0 | 0 | 0 | 0 | 0 | 0 | 0 | 0 | 0 | 0 | 0 | 0 | 0 | 0 | 0
PG&E NGBA | Cottonwood | 115 | Offshore_Wind |  |  | 0 | 0 | 0 | 0 | 0 | 0 | 0 | 0 | 0 | 0 | 0 | 0 | 0 | 0 | 0 | 0 | 0 | 0 | 0 | 0 | 0 | 0 | 0 | 0 | 0 | 0 | 0 | 0
PG&E NGBA | Cottonwood | 230 | Offshore_Wind |  |  | 0 | 0 | 0 | 0 | 0 | 0 | 0 | 0 | 0 | 0 | 0 | 0 | 0 | 0 | 0 | 0 | 0 | 0 | 0 | 0 | 0 | 0 | 0 | 0 | 0 | 0 | 0 | 0
PG&E NGBA | Cove Road | 230 | Offshore_Wind |  |  | 0 | 0 | 0 | 0 | 0 | 0 | 0 | 0 | 0 | 0 | 0 | 0 | 0 | 0 | 0 | 0 | 0 | 0 | 0 | 0 | 0 | 0 | 0 | 0 | 0 | 0 | 0 | 0
PG&E GBA | Coyote | 230 | Offshore_Wind |  |  | 0 | 0 | 0 | 0 | 0 | 0 | 0 | 0 | 0 | 0 | 0 | 0 | 0 | 0 | 0 | 0 | 0 | 0 | 0 | 0 | 0 | 0 | 0 | 0 | 0 | 0 | 0 | 0
PG&E GBA | Crazy Horse Canyon | 115 | Offshore_Wind |  |  | 0 | 0 | 0 | 0 | 0 | 0 | 0 | 0 | 0 | 0 | 0 | 0 | 0 | 0 | 0 | 0 | 0 | 0 | 0 | 0 | 0 | 0 | 0 | 0 | 0 | 0 | 0 | 0
PG&E FRESNO | Cressey | 115 | Offshore_Wind |  |  | 0 | 0 | 0 | 0 | 0 | 0 | 0 | 0 | 0 | 0 | 0 | 0 | 0 | 0 | 0 | 0 | 0 | 0 | 0 | 0 | 0 | 0 | 0 | 0 | 0 | 0 | 0 | 0
PG&E NGBA | Cresta | 230 | Offshore_Wind |  |  | 0 | 0 | 0 | 0 | 0 | 0 | 0 | 0 | 0 | 0 | 0 | 0 | 0 | 0 | 0 | 0 | 0 | 0 | 0 | 0 | 0 | 0 | 0 | 0 | 0 | 0 | 0 | 0
PG&E GBA | Curtis | 115 | Offshore_Wind |  |  | 0 | 0 | 0 | 0 | 0 | 0 | 0 | 0 | 0 | 0 | 0 | 0 | 0 | 0 | 0 | 0 | 0 | 0 | 0 | 0 | 0 | 0 | 0 | 0 | 0 | 0 | 0 | 0
PG&E FRESNO | Dairyland | 115 | Offshore_Wind |  |  | 0 | 0 | 0 | 0 | 0 | 0 | 0 | 0 | 0 | 0 | 0 | 0 | 0 | 0 | 0 | 0 | 0 | 0 | 0 | 0 | 0 | 0 | 0 | 0 | 0 | 0 | 0 | 0
PG&E NGBA | Davis | 115 | Offshore_Wind |  |  | 0 | 0 | 0 | 0 | 0 | 0 | 0 | 0 | 0 | 0 | 0 | 0 | 0 | 0 | 0 | 0 | 0 | 0 | 0 | 0 | 0 | 0 | 0 | 0 | 0 | 0 | 0 | 0
SCE Metro | Del Amo | 500 | Offshore_Wind |  |  | 0 | 0 | 0 | 0 | 0 | 0 | 0 | 0 | 0 | 0 | 0 | 0 | 0 | 0 | 0 | 0 | 0 | 0 | 0 | 0 | 0 | 0 | 0 | 0 | 0 | 0 | 0 | 0
SCE Metro | Del Amo | 230 | Offshore_Wind |  |  | 0 | 0 | 0 | 0 | 0 | 0 | 0 | 0 | 0 | 0 | 0 | 0 | 0 | 0 | 0 | 0 | 0 | 0 | 0 | 0 | 0 | 0 | 0 | 0 | 0 | 0 | 0 | 0
SCE Eastern | Delaney | 500 | Offshore_Wind |  |  | 0 | 0 | 0 | 0 | 0 | 0 | 0 | 0 | 0 | 0 | 0 | 0 | 0 | 0 | 0 | 0 | 0 | 0 | 0 | 0 | 0 | 0 | 0 | 0 | 0 | 0 | 0 | 0
PG&E NGBA | Delevan | 230 | Offshore_Wind |  |  | 0 | 0 | 0 | 0 | 0 | 0 | 0 | 0 | 0 | 0 | 0 | 0 | 0 | 0 | 0 | 0 | 0 | 0 | 0 | 0 | 0 | 0 | 0 | 0 | 0 | 0 | 0 | 0
PG&E GBA | Delta PP | 230 | Offshore_Wind |  |  | 0 | 0 | 0 | 0 | 0 | 0 | 0 | 0 | 0 | 0 | 0 | 0 | 0 | 0 | 0 | 0 | 0 | 0 | 0 | 0 | 0 | 0 | 0 | 0 | 0 | 0 | 0 | 0
EOP | Desert View | 230 | Offshore_Wind |  |  | 0 | 0 | 0 | 0 | 0 | 0 | 0 | 0 | 0 | 0 | 0 | 0 | 0 | 0 | 0 | 0 | 0 | 0 | 0 | 0 | 0 | 0 | 0 | 0 | 0 | 0 | 0 | 0
SCE Eastern | Devers | 230 | Offshore_Wind |  |  | 0 | 0 | 0 | 0 | 0 | 0 | 0 | 0 | 0 | 0 | 0 | 0 | 0 | 0 | 0 | 0 | 0 | 0 | 0 | 0 | 0 | 0 | 0 | 0 | 0 | 0 | 0 | 0
SCE Eastern | Devers | 500 | Offshore_Wind |  |  | 0 | 0 | 0 | 0 | 0 | 0 | 0 | 0 | 0 | 0 | 0 | 0 | 0 | 0 | 0 | 0 | 0 | 0 | 0 | 0 | 0 | 0 | 0 | 0 | 0 | 0 | 0 | 0
PG&E KERN | Diablo Canyon | 230 | Offshore_Wind |  |  | 0 | 0 | 0 | 0 | 0 | 0 | 0 | 0 | 0 | 0 | 0 | 0 | 0 | 0 | 0 | 0 | 0 | 0 | 0 | 0 | 0 | 0 | 0 | 0 | 0 | 0 | 0 | 0
PG&E KERN | Diablo Canyon | 500 | Offshore_Wind |  |  | 1 | 0 | 0 | 0 | 0 | 0 | 0 | 0 | 0 | 0 | 0 | 0 | 0 | 2924 | 0 | 2924 | 0 | 0 | 0 | 2924 | 0 | 2924 | 2924 | 0 | 2924 | 2924 | 0 | 2924
PG&E KERN | Divide | 115 | Offshore_Wind |  |  | 0 | 0 | 0 | 0 | 0 | 0 | 0 | 0 | 0 | 0 | 0 | 0 | 0 | 0 | 0 | 0 | 0 | 0 | 0 | 0 | 0 | 0 | 0 | 0 | 0 | 0 | 0 | 0
PG&E GBA | Dixon Landing | 115 | Offshore_Wind |  |  | 0 | 0 | 0 | 0 | 0 | 0 | 0 | 0 | 0 | 0 | 0 | 0 | 0 | 0 | 0 | 0 | 0 | 0 | 0 | 0 | 0 | 0 | 0 | 0 | 0 | 0 | 0 | 0
PG&E FRESNO | Dos Amigos | 230 | Offshore_Wind |  |  | 0 | 0 | 0 | 0 | 0 | 0 | 0 | 0 | 0 | 0 | 0 | 0 | 0 | 0 | 0 | 0 | 0 | 0 | 0 | 0 | 0 | 0 | 0 | 0 | 0 | 0 | 0 | 0
PG&E NGBA | Drum | 115 | Offshore_Wind |  |  | 0 | 0 | 0 | 0 | 0 | 0 | 0 | 0 | 0 | 0 | 0 | 0 | 0 | 0 | 0 | 0 | 0 | 0 | 0 | 0 | 0 | 0 | 0 | 0 | 0 | 0 | 0 | 0
PG&E GBA | Dumbarton | 115 | Offshore_Wind |  |  | 0 | 0 | 0 | 0 | 0 | 0 | 0 | 0 | 0 | 0 | 0 | 0 | 0 | 0 | 0 | 0 | 0 | 0 | 0 | 0 | 0 | 0 | 0 | 0 | 0 | 0 | 0 | 0
SCE NOL | Dunn Siding | 115 | Offshore_Wind |  |  | 0 | 0 | 0 | 0 | 0 | 0 | 0 | 0 | 0 | 0 | 0 | 0 | 0 | 0 | 0 | 0 | 0 | 0 | 0 | 0 | 0 | 0 | 0 | 0 | 0 | 0 | 0 | 0
SCE Eastern | Eagle Mountain | 230 | Offshore_Wind |  |  | 0 | 0 | 0 | 0 | 0 | 0 | 0 | 0 | 0 | 0 | 0 | 0 | 0 | 0 | 0 | 0 | 0 | 0 | 0 | 0 | 0 | 0 | 0 | 0 | 0 | 0 | 0 | 0
PG&E NGBA | Eagle Rock (PGE) | 115 | Offshore_Wind |  |  | 0 | 0 | 0 | 0 | 0 | 0 | 0 | 0 | 0 | 0 | 0 | 0 | 0 | 0 | 0 | 0 | 0 | 0 | 0 | 0 | 0 | 0 | 0 | 0 | 0 | 0 | 0 | 0
SCE Metro | Eagle Rock (SCE) | 230 | Offshore_Wind |  |  | 0 | 0 | 0 | 0 | 0 | 0 | 0 | 0 | 0 | 0 | 0 | 0 | 0 | 0 | 0 | 0 | 0 | 0 | 0 | 0 | 0 | 0 | 0 | 0 | 0 | 0 | 0 | 0
PG&E NGBA | East Marysville | 115 | Offshore_Wind |  |  | 0 | 0 | 0 | 0 | 0 | 0 | 0 | 0 | 0 | 0 | 0 | 0 | 0 | 0 | 0 | 0 | 0 | 0 | 0 | 0 | 0 | 0 | 0 | 0 | 0 | 0 | 0 | 0
PG&E NGBA | East Nicolaus | 115 | Offshore_Wind |  |  | 0 | 0 | 0 | 0 | 0 | 0 | 0 | 0 | 0 | 0 | 0 | 0 | 0 | 0 | 0 | 0 | 0 | 0 | 0 | 0 | 0 | 0 | 0 | 0 | 0 | 0 | 0 | 0
PG&E GBA | Eastshore | 115 | Offshore_Wind |  |  | 0 | 0 | 0 | 0 | 0 | 0 | 0 | 0 | 0 | 0 | 0 | 0 | 0 | 0 | 0 | 0 | 0 | 0 | 0 | 0 | 0 | 0 | 0 | 0 | 0 | 0 | 0 | 0
PG&E GBA | Eastshore | 230 | Offshore_Wind |  |  | 0 | 0 | 0 | 0 | 0 | 0 | 0 | 0 | 0 | 0 | 0 | 0 | 0 | 0 | 0 | 0 | 0 | 0 | 0 | 0 | 0 | 0 | 0 | 0 | 0 | 0 | 0 | 0
SDGE | ECO | 138 | Offshore_Wind |  |  | 0 | 0 | 0 | 0 | 0 | 0 | 0 | 0 | 0 | 0 | 0 | 0 | 0 | 0 | 0 | 0 | 0 | 0 | 0 | 0 | 0 | 0 | 0 | 0 | 0 | 0 | 0 | 0
SDGE | ECO | 230 | Offshore_Wind |  |  | 0 | 0 | 0 | 0 | 0 | 0 | 0 | 0 | 0 | 0 | 0 | 0 | 0 | 0 | 0 | 0 | 0 | 0 | 0 | 0 | 0 | 0 | 0 | 0 | 0 | 0 | 0 | 0
SDGE | ECO | 500 | Offshore_Wind |  |  | 0 | 0 | 0 | 0 | 0 | 0 | 0 | 0 | 0 | 0 | 0 | 0 | 0 | 0 | 0 | 0 | 0 | 0 | 0 | 0 | 0 | 0 | 0 | 0 | 0 | 0 | 0 | 0
PG&E GBA | Edenvale | 115 | Offshore_Wind |  |  | 0 | 0 | 0 | 0 | 0 | 0 | 0 | 0 | 0 | 0 | 0 | 0 | 0 | 0 | 0 | 0 | 0 | 0 | 0 | 0 | 0 | 0 | 0 | 0 | 0 | 0 | 0 | 0
PG&E GBA | Edes | 115 | Offshore_Wind |  |  | 0 | 0 | 0 | 0 | 0 | 0 | 0 | 0 | 0 | 0 | 0 | 0 | 0 | 0 | 0 | 0 | 0 | 0 | 0 | 0 | 0 | 0 | 0 | 0 | 0 | 0 | 0 | 0
PG&E GBA | Eight Mile | 230 | Offshore_Wind |  |  | 0 | 0 | 0 | 0 | 0 | 0 | 0 | 0 | 0 | 0 | 0 | 0 | 0 | 0 | 0 | 0 | 0 | 0 | 0 | 0 | 0 | 0 | 0 | 0 | 0 | 0 | 0 | 0
SCE Eastern | El Casco | 230 | Offshore_Wind |  |  | 0 | 0 | 0 | 0 | 0 | 0 | 0 | 0 | 0 | 0 | 0 | 0 | 0 | 0 | 0 | 0 | 0 | 0 | 0 | 0 | 0 | 0 | 0 | 0 | 0 | 0 | 0 | 0
PG&E GBA | El Cerrito G | 115 | Offshore_Wind |  |  | 0 | 0 | 0 | 0 | 0 | 0 | 0 | 0 | 0 | 0 | 0 | 0 | 0 | 0 | 0 | 0 | 0 | 0 | 0 | 0 | 0 | 0 | 0 | 0 | 0 | 0 | 0 | 0
PG&E NGBA | El Dorado PH | 115 | Offshore_Wind |  |  | 0 | 0 | 0 | 0 | 0 | 0 | 0 | 0 | 0 | 0 | 0 | 0 | 0 | 0 | 0 | 0 | 0 | 0 | 0 | 0 | 0 | 0 | 0 | 0 | 0 | 0 | 0 | 0
PG&E FRESNO | El Nido (PGE) | 115 | Offshore_Wind |  |  | 0 | 0 | 0 | 0 | 0 | 0 | 0 | 0 | 0 | 0 | 0 | 0 | 0 | 0 | 0 | 0 | 0 | 0 | 0 | 0 | 0 | 0 | 0 | 0 | 0 | 0 | 0 | 0
SCE Metro | El Nido (SCE) | 230 | Offshore_Wind |  |  | 0 | 0 | 0 | 0 | 0 | 0 | 0 | 0 | 0 | 0 | 0 | 0 | 0 | 0 | 0 | 0 | 0 | 0 | 0 | 0 | 0 | 0 | 0 | 0 | 0 | 0 | 0 | 0
PG&E GBA | El Patio | 115 | Offshore_Wind |  |  | 0 | 0 | 0 | 0 | 0 | 0 | 0 | 0 | 0 | 0 | 0 | 0 | 0 | 0 | 0 | 0 | 0 | 0 | 0 | 0 | 0 | 0 | 0 | 0 | 0 | 0 | 0 | 0
SCE Metro | El Segundo | 230 | Offshore_Wind |  |  | 0 | 0 | 0 | 0 | 0 | 0 | 0 | 0 | 0 | 0 | 0 | 0 | 0 | 0 | 0 | 0 | 0 | 0 | 0 | 0 | 0 | 0 | 0 | 0 | 0 | 0 | 0 | 0
EOP | Eldorado | 230 | Offshore_Wind |  |  | 0 | 0 | 0 | 0 | 0 | 0 | 0 | 0 | 0 | 0 | 0 | 0 | 0 | 0 | 0 | 0 | 0 | 0 | 0 | 0 | 0 | 0 | 0 | 0 | 0 | 0 | 0 | 0
EOP | Eldorado | 500 | Offshore_Wind |  |  | 0 | 0 | 0 | 0 | 0 | 0 | 0 | 0 | 0 | 0 | 0 | 0 | 0 | 0 | 0 | 0 | 0 | 0 | 0 | 0 | 0 | 0 | 0 | 0 | 0 | 0 | 0 | 0
PG&E KERN | Elk Hills | 230 | Offshore_Wind |  |  | 0 | 0 | 0 | 0 | 0 | 0 | 0 | 0 | 0 | 0 | 0 | 0 | 0 | 0 | 0 | 0 | 0 | 0 | 0 | 0 | 0 | 0 | 0 | 0 | 0 | 0 | 0 | 0
SCE Metro | Ellis | 230 | Offshore_Wind |  |  | 0 | 0 | 0 | 0 | 0 | 0 | 0 | 0 | 0 | 0 | 0 | 0 | 0 | 0 | 0 | 0 | 0 | 0 | 0 | 0 | 0 | 0 | 0 | 0 | 0 | 0 | 0 | 0
SDGE | Encina | 138 | Offshore_Wind |  |  | 0 | 0 | 0 | 0 | 0 | 0 | 0 | 0 | 0 | 0 | 0 | 0 | 0 | 0 | 0 | 0 | 0 | 0 | 0 | 0 | 0 | 0 | 0 | 0 | 0 | 0 | 0 | 0
SDGE | Encina | 230 | Offshore_Wind |  |  | 0 | 0 | 0 | 0 | 0 | 0 | 0 | 0 | 0 | 0 | 0 | 0 | 0 | 0 | 0 | 0 | 0 | 0 | 0 | 0 | 0 | 0 | 0 | 0 | 0 | 0 | 0 | 0
SDGE | Escondido | 230 | Offshore_Wind |  |  | 0 | 0 | 0 | 0 | 0 | 0 | 0 | 0 | 0 | 0 | 0 | 0 | 0 | 0 | 0 | 0 | 0 | 0 | 0 | 0 | 0 | 0 | 0 | 0 | 0 | 0 | 0 | 0
PG&E KERN | Estrella | 230 | Offshore_Wind |  |  | 0 | 0 | 0 | 0 | 0 | 0 | 0 | 0 | 0 | 0 | 0 | 0 | 0 | 0 | 0 | 0 | 0 | 0 | 0 | 0 | 0 | 0 | 0 | 0 | 0 | 0 | 0 | 0
SCE Eastern | Etiwanda | 230 | Offshore_Wind |  |  | 0 | 0 | 0 | 0 | 0 | 0 | 0 | 0 | 0 | 0 | 0 | 0 | 0 | 0 | 0 | 0 | 0 | 0 | 0 | 0 | 0 | 0 | 0 | 0 | 0 | 0 | 0 | 0
PG&E GBA | Evergreen | 115 | Offshore_Wind |  |  | 0 | 0 | 0 | 0 | 0 | 0 | 0 | 0 | 0 | 0 | 0 | 0 | 0 | 0 | 0 | 0 | 0 | 0 | 0 | 0 | 0 | 0 | 0 | 0 | 0 | 0 | 0 | 0
PG&E FRESNO | Excelsior | 115 | Offshore_Wind |  |  | 0 | 0 | 0 | 0 | 0 | 0 | 0 | 0 | 0 | 0 | 0 | 0 | 0 | 0 | 0 | 0 | 0 | 0 | 0 | 0 | 0 | 0 | 0 | 0 | 0 | 0 | 0 | 0
PG&E FRESNO | Exchequer | 115 | Offshore_Wind |  |  | 0 | 0 | 0 | 0 | 0 | 0 | 0 | 0 | 0 | 0 | 0 | 0 | 0 | 0 | 0 | 0 | 0 | 0 | 0 | 0 | 0 | 0 | 0 | 0 | 0 | 0 | 0 | 0
PG&E KERN | Fairway | 115 | Offshore_Wind |  |  | 0 | 0 | 0 | 0 | 0 | 0 | 0 | 0 | 0 | 0 | 0 | 0 | 0 | 0 | 0 | 0 | 0 | 0 | 0 | 0 | 0 | 0 | 0 | 0 | 0 | 0 | 0 | 0
PG&E KERN | Famoso | 115 | Offshore_Wind |  |  | 0 | 0 | 0 | 0 | 0 | 0 | 0 | 0 | 0 | 0 | 0 | 0 | 0 | 0 | 0 | 0 | 0 | 0 | 0 | 0 | 0 | 0 | 0 | 0 | 0 | 0 | 0 | 0
PG&E NGBA | Fern Road | 500 | Offshore_Wind |  |  | 0 | 0 | 0 | 0 | 0 | 0 | 0 | 0 | 0 | 0 | 0 | 0 | 0 | 0 | 0 | 0 | 0 | 0 | 0 | 0 | 0 | 0 | 0 | 0 | 0 | 0 | 0 | 0
PG&E GBA | Fibreboard (SPI Sonora) | 115 | Offshore_Wind |  |  | 0 | 0 | 0 | 0 | 0 | 0 | 0 | 0 | 0 | 0 | 0 | 0 | 0 | 0 | 0 | 0 | 0 | 0 | 0 | 0 | 0 | 0 | 0 | 0 | 0 | 0 | 0 | 0
PG&E FRESNO | Figarden | 230 | Offshore_Wind |  |  | 0 | 0 | 0 | 0 | 0 | 0 | 0 | 0 | 0 | 0 | 0 | 0 | 0 | 0 | 0 | 0 | 0 | 0 | 0 | 0 | 0 | 0 | 0 | 0 | 0 | 0 | 0 | 0
PG&E FRESNO | Fink | 230 | Offshore_Wind |  |  | 0 | 0 | 0 | 0 | 0 | 0 | 0 | 0 | 0 | 0 | 0 | 0 | 0 | 0 | 0 | 0 | 0 | 0 | 0 | 0 | 0 | 0 | 0 | 0 | 0 | 0 | 0 | 0
PG&E GBA | FMC | 115 | Offshore_Wind |  |  | 0 | 0 | 0 | 0 | 0 | 0 | 0 | 0 | 0 | 0 | 0 | 0 | 0 | 0 | 0 | 0 | 0 | 0 | 0 | 0 | 0 | 0 | 0 | 0 | 0 | 0 | 0 | 0
PG&E GBA | Fremont | 115 | Offshore_Wind |  |  | 0 | 0 | 0 | 0 | 0 | 0 | 0 | 0 | 0 | 0 | 0 | 0 | 0 | 0 | 0 | 0 | 0 | 0 | 0 | 0 | 0 | 0 | 0 | 0 | 0 | 0 | 0 | 0
PG&E GBA | Frogtown | 115 | Offshore_Wind |  |  | 0 | 0 | 0 | 0 | 0 | 0 | 0 | 0 | 0 | 0 | 0 | 0 | 0 | 0 | 0 | 0 | 0 | 0 | 0 | 0 | 0 | 0 | 0 | 0 | 0 | 0 | 0 | 0
PG&E NGBA | Fulton | 115 | Offshore_Wind |  |  | 0 | 0 | 0 | 0 | 0 | 0 | 0 | 0 | 0 | 0 | 0 | 0 | 0 | 0 | 0 | 0 | 0 | 0 | 0 | 0 | 0 | 0 | 0 | 0 | 0 | 0 | 0 | 0
PG&E NGBA | Fulton | 230 | Offshore_Wind |  |  | 0 | 0 | 0 | 0 | 0 | 0 | 0 | 0 | 0 | 0 | 0 | 0 | 0 | 0 | 0 | 0 | 0 | 0 | 0 | 0 | 0 | 0 | 0 | 0 | 0 | 0 | 0 | 0
PG&E KERN | Ganso | 115 | Offshore_Wind |  |  | 0 | 0 | 0 | 0 | 0 | 0 | 0 | 0 | 0 | 0 | 0 | 0 | 0 | 0 | 0 | 0 | 0 | 0 | 0 | 0 | 0 | 0 | 0 | 0 | 0 | 0 | 0 | 0
PG&E FRESNO | Gates | 230 | Offshore_Wind |  |  | 0 | 0 | 0 | 0 | 0 | 0 | 0 | 0 | 0 | 0 | 0 | 0 | 0 | 0 | 0 | 0 | 0 | 0 | 0 | 0 | 0 | 0 | 0 | 0 | 0 | 0 | 0 | 0
PG&E FRESNO | Gates | 500 | Offshore_Wind |  |  | 0 | 0 | 0 | 0 | 0 | 0 | 0 | 0 | 0 | 0 | 0 | 0 | 0 | 0 | 0 | 0 | 0 | 0 | 0 | 0 | 0 | 0 | 0 | 0 | 0 | 0 | 0 | 0
PG&E NGBA | Geysers 12 | 230 | Offshore_Wind |  |  | 0 | 0 | 0 | 0 | 0 | 0 | 0 | 0 | 0 | 0 | 0 | 0 | 0 | 0 | 0 | 0 | 0 | 0 | 0 | 0 | 0 | 0 | 0 | 0 | 0 | 0 | 0 | 0
PG&E NGBA | Geysers 17 | 230 | Offshore_Wind |  |  | 0 | 0 | 0 | 0 | 0 | 0 | 0 | 0 | 0 | 0 | 0 | 0 | 0 | 0 | 0 | 0 | 0 | 0 | 0 | 0 | 0 | 0 | 0 | 0 | 0 | 0 | 0 | 0
PG&E NGBA | Geysers 3 | 115 | Offshore_Wind |  |  | 0 | 0 | 0 | 0 | 0 | 0 | 0 | 0 | 0 | 0 | 0 | 0 | 0 | 0 | 0 | 0 | 0 | 0 | 0 | 0 | 0 | 0 | 0 | 0 | 0 | 0 | 0 | 0
PG&E NGBA | Glenn | 230 | Offshore_Wind |  |  | 0 | 0 | 0 | 0 | 0 | 0 | 0 | 0 | 0 | 0 | 0 | 0 | 0 | 0 | 0 | 0 | 0 | 0 | 0 | 0 | 0 | 0 | 0 | 0 | 0 | 0 | 0 | 0
PG&E NGBA | Gold Hill | 115 | Offshore_Wind |  |  | 0 | 0 | 0 | 0 | 0 | 0 | 0 | 0 | 0 | 0 | 0 | 0 | 0 | 0 | 0 | 0 | 0 | 0 | 0 | 0 | 0 | 0 | 0 | 0 | 0 | 0 | 0 | 0
PG&E NGBA | Gold Hill | 230 | Offshore_Wind |  |  | 0 | 0 | 0 | 0 | 0 | 0 | 0 | 0 | 0 | 0 | 0 | 0 | 0 | 0 | 0 | 0 | 0 | 0 | 0 | 0 | 0 | 0 | 0 | 0 | 0 | 0 | 0 | 0
SCE Northern | Goleta | 230 | Offshore_Wind |  |  | 0 | 0 | 0 | 0 | 0 | 0 | 0 | 0 | 0 | 0 | 0 | 0 | 0 | 0 | 0 | 0 | 0 | 0 | 0 | 0 | 0 | 0 | 0 | 0 | 0 | 0 | 0 | 0
SCE Metro | Goodrich | 230 | Offshore_Wind |  |  | 0 | 0 | 0 | 0 | 0 | 0 | 0 | 0 | 0 | 0 | 0 | 0 | 0 | 0 | 0 | 0 | 0 | 0 | 0 | 0 | 0 | 0 | 0 | 0 | 0 | 0 | 0 | 0
PG&E KERN | Goose Lake | 115 | Offshore_Wind |  |  | 0 | 0 | 0 | 0 | 0 | 0 | 0 | 0 | 0 | 0 | 0 | 0 | 0 | 0 | 0 | 0 | 0 | 0 | 0 | 0 | 0 | 0 | 0 | 0 | 0 | 0 | 0 | 0
SCE Metro | Gould | 230 | Offshore_Wind |  |  | 0 | 0 | 0 | 0 | 0 | 0 | 0 | 0 | 0 | 0 | 0 | 0 | 0 | 0 | 0 | 0 | 0 | 0 | 0 | 0 | 0 | 0 | 0 | 0 | 0 | 0 | 0 | 0
PG&E NGBA | Grand Island | 115 | Offshore_Wind |  |  | 0 | 0 | 0 | 0 | 0 | 0 | 0 | 0 | 0 | 0 | 0 | 0 | 0 | 0 | 0 | 0 | 0 | 0 | 0 | 0 | 0 | 0 | 0 | 0 | 0 | 0 | 0 | 0
PG&E GBA | Grant | 115 | Offshore_Wind |  |  | 0 | 0 | 0 | 0 | 0 | 0 | 0 | 0 | 0 | 0 | 0 | 0 | 0 | 0 | 0 | 0 | 0 | 0 | 0 | 0 | 0 | 0 | 0 | 0 | 0 | 0 | 0 | 0
PG&E GBA | Green Valley | 115 | Offshore_Wind |  |  | 0 | 0 | 0 | 0 | 0 | 0 | 0 | 0 | 0 | 0 | 0 | 0 | 0 | 0 | 0 | 0 | 0 | 0 | 0 | 0 | 0 | 0 | 0 | 0 | 0 | 0 | 0 | 0
PG&E NGBA | Greenleaf 1 | 115 | Offshore_Wind |  |  | 0 | 0 | 0 | 0 | 0 | 0 | 0 | 0 | 0 | 0 | 0 | 0 | 0 | 0 | 0 | 0 | 0 | 0 | 0 | 0 | 0 | 0 | 0 | 0 | 0 | 0 | 0 | 0
PG&E FRESNO | Gregg | 230 | Offshore_Wind |  |  | 0 | 0 | 0 | 0 | 0 | 0 | 0 | 0 | 0 | 0 | 0 | 0 | 0 | 0 | 0 | 0 | 0 | 0 | 0 | 0 | 0 | 0 | 0 | 0 | 0 | 0 | 0 | 0
PG&E FRESNO | Grimmway-Malaga | 115 | Offshore_Wind |  |  | 0 | 0 | 0 | 0 | 0 | 0 | 0 | 0 | 0 | 0 | 0 | 0 | 0 | 0 | 0 | 0 | 0 | 0 | 0 | 0 | 0 | 0 | 0 | 0 | 0 | 0 | 0 | 0
PG&E NGBA | Grizzly | 230 | Offshore_Wind |  |  | 0 | 0 | 0 | 0 | 0 | 0 | 0 | 0 | 0 | 0 | 0 | 0 | 0 | 0 | 0 | 0 | 0 | 0 | 0 | 0 | 0 | 0 | 0 | 0 | 0 | 0 | 0 | 0
PG&E FRESNO | GWF Hanford | 115 | Offshore_Wind |  |  | 0 | 0 | 0 | 0 | 0 | 0 | 0 | 0 | 0 | 0 | 0 | 0 | 0 | 0 | 0 | 0 | 0 | 0 | 0 | 0 | 0 | 0 | 0 | 0 | 0 | 0 | 0 | 0
PG&E FRESNO | Haas | 230 | Offshore_Wind |  |  | 0 | 0 | 0 | 0 | 0 | 0 | 0 | 0 | 0 | 0 | 0 | 0 | 0 | 0 | 0 | 0 | 0 | 0 | 0 | 0 | 0 | 0 | 0 | 0 | 0 | 0 | 0 | 0
PG&E FRESNO | Hammonds | 115 | Offshore_Wind |  |  | 0 | 0 | 0 | 0 | 0 | 0 | 0 | 0 | 0 | 0 | 0 | 0 | 0 | 0 | 0 | 0 | 0 | 0 | 0 | 0 | 0 | 0 | 0 | 0 | 0 | 0 | 0 | 0
SCE Metro | HarborGen | 230 | Offshore_Wind |  |  | 0 | 0 | 0 | 0 | 0 | 0 | 0 | 0 | 0 | 0 | 0 | 0 | 0 | 0 | 0 | 0 | 0 | 0 | 0 | 0 | 0 | 0 | 0 | 0 | 0 | 0 | 0 | 0
EOP | Harry Allen | 500 | Offshore_Wind |  |  | 0 | 0 | 0 | 0 | 0 | 0 | 0 | 0 | 0 | 0 | 0 | 0 | 0 | 0 | 0 | 0 | 0 | 0 | 0 | 0 | 0 | 0 | 0 | 0 | 0 | 0 | 0 | 0
SCE NOL | Harvard | 115 | Offshore_Wind |  |  | 0 | 0 | 0 | 0 | 0 | 0 | 0 | 0 | 0 | 0 | 0 | 0 | 0 | 0 | 0 | 0 | 0 | 0 | 0 | 0 | 0 | 0 | 0 | 0 | 0 | 0 | 0 | 0
SDGE | Hassayampa | 500 | Offshore_Wind |  |  | 0 | 0 | 0 | 0 | 0 | 0 | 0 | 0 | 0 | 0 | 0 | 0 | 0 | 0 | 0 | 0 | 0 | 0 | 0 | 0 | 0 | 0 | 0 | 0 | 0 | 0 | 0 | 0
PG&E FRESNO | Helm | 230 | Offshore_Wind |  |  | 0 | 0 | 0 | 0 | 0 | 0 | 0 | 0 | 0 | 0 | 0 | 0 | 0 | 0 | 0 | 0 | 0 | 0 | 0 | 0 | 0 | 0 | 0 | 0 | 0 | 0 | 0 | 0
PG&E FRESNO | Henrietta | 115 | Offshore_Wind |  |  | 0 | 0 | 0 | 0 | 0 | 0 | 0 | 0 | 0 | 0 | 0 | 0 | 0 | 0 | 0 | 0 | 0 | 0 | 0 | 0 | 0 | 0 | 0 | 0 | 0 | 0 | 0 | 0
PG&E FRESNO | Henrietta | 230 | Offshore_Wind |  |  | 0 | 0 | 0 | 0 | 0 | 0 | 0 | 0 | 0 | 0 | 0 | 0 | 0 | 0 | 0 | 0 | 0 | 0 | 0 | 0 | 0 | 0 | 0 | 0 | 0 | 0 | 0 | 0
PG&E FRESNO | Herndon | 115 | Offshore_Wind |  |  | 0 | 0 | 0 | 0 | 0 | 0 | 0 | 0 | 0 | 0 | 0 | 0 | 0 | 0 | 0 | 0 | 0 | 0 | 0 | 0 | 0 | 0 | 0 | 0 | 0 | 0 | 0 | 0
PG&E FRESNO | Herndon | 230 | Offshore_Wind |  |  | 0 | 0 | 0 | 0 | 0 | 0 | 0 | 0 | 0 | 0 | 0 | 0 | 0 | 0 | 0 | 0 | 0 | 0 | 0 | 0 | 0 | 0 | 0 | 0 | 0 | 0 | 0 | 0
PG&E GBA | Hicks | 230 | Offshore_Wind |  |  | 0 | 0 | 0 | 0 | 0 | 0 | 0 | 0 | 0 | 0 | 0 | 0 | 0 | 0 | 0 | 0 | 0 | 0 | 0 | 0 | 0 | 0 | 0 | 0 | 0 | 0 | 0 | 0
PG&E NGBA | Higgins | 115 | Offshore_Wind |  |  | 0 | 0 | 0 | 0 | 0 | 0 | 0 | 0 | 0 | 0 | 0 | 0 | 0 | 0 | 0 | 0 | 0 | 0 | 0 | 0 | 0 | 0 | 0 | 0 | 0 | 0 | 0 | 0
PG&E NGBA | Hilltop | 345 | Offshore_Wind |  |  | 0 | 0 | 0 | 0 | 0 | 0 | 0 | 0 | 0 | 0 | 0 | 0 | 0 | 0 | 0 | 0 | 0 | 0 | 0 | 0 | 0 | 0 | 0 | 0 | 0 | 0 | 0 | 0
SCE Metro | Hinson | 230 | Offshore_Wind |  |  | 0 | 0 | 0 | 0 | 0 | 0 | 0 | 0 | 0 | 0 | 0 | 0 | 0 | 0 | 0 | 0 | 0 | 0 | 0 | 0 | 0 | 0 | 0 | 0 | 0 | 0 | 0 | 0
PG&E GBA | Hollister | 115 | Offshore_Wind |  |  | 0 | 0 | 0 | 0 | 0 | 0 | 0 | 0 | 0 | 0 | 0 | 0 | 0 | 0 | 0 | 0 | 0 | 0 | 0 | 0 | 0 | 0 | 0 | 0 | 0 | 0 | 0 | 0
PG&E NGBA | Homestake | 115 | Offshore_Wind |  |  | 0 | 0 | 0 | 0 | 0 | 0 | 0 | 0 | 0 | 0 | 0 | 0 | 0 | 0 | 0 | 0 | 0 | 0 | 0 | 0 | 0 | 0 | 0 | 0 | 0 | 0 | 0 | 0
PG&E NGBA | Honcut | 115 | Offshore_Wind |  |  | 0 | 0 | 0 | 0 | 0 | 0 | 0 | 0 | 0 | 0 | 0 | 0 | 0 | 0 | 0 | 0 | 0 | 0 | 0 | 0 | 0 | 0 | 0 | 0 | 0 | 0 | 0 | 0
SDGE | Hoodoo Wash | 500 | Offshore_Wind |  |  | 0 | 0 | 0 | 0 | 0 | 0 | 0 | 0 | 0 | 0 | 0 | 0 | 0 | 0 | 0 | 0 | 0 | 0 | 0 | 0 | 0 | 0 | 0 | 0 | 0 | 0 | 0 | 0
PG&E NGBA | Hopland | 115 | Offshore_Wind |  |  | 0 | 0 | 0 | 0 | 0 | 0 | 0 | 0 | 0 | 0 | 0 | 0 | 0 | 0 | 0 | 0 | 0 | 0 | 0 | 0 | 0 | 0 | 0 | 0 | 0 | 0 | 0 | 0
PG&E NGBA | Humboldt | 115 | Offshore_Wind |  |  | 0 | 0 | 0 | 0 | 0 | 0 | 0 | 0 | 0 | 0 | 0 | 0 | 0 | 0 | 0 | 0 | 0 | 0 | 0 | 0 | 0 | 0 | 0 | 0 | 0 | 0 | 0 | 0
PG&E NGBA | Humboldt | 500 | Offshore_Wind |  |  | 1 | 0 | 0 | 0 | 0 | 0 | 0 | 0 | 0 | 0 | 0 | 0 | 0 | 0 | 0 | 0 | 1607 | 0 | 1607 | 1607 | 0 | 1607 | 0 | 0 | 0 | 1607 | 0 | 1607
SCE Metro | Huntington Beach | 230 | Offshore_Wind |  |  | 0 | 0 | 0 | 0 | 0 | 0 | 0 | 0 | 0 | 0 | 0 | 0 | 0 | 0 | 0 | 0 | 0 | 0 | 0 | 0 | 0 | 0 | 0 | 0 | 0 | 0 | 0 | 0
PG&E NGBA | Ignacio | 115 | Offshore_Wind |  |  | 0 | 0 | 0 | 0 | 0 | 0 | 0 | 0 | 0 | 0 | 0 | 0 | 0 | 0 | 0 | 0 | 0 | 0 | 0 | 0 | 0 | 0 | 0 | 0 | 0 | 0 | 0 | 0
PG&E NGBA | Ignacio | 230 | Offshore_Wind |  |  | 0 | 0 | 0 | 0 | 0 | 0 | 0 | 0 | 0 | 0 | 0 | 0 | 0 | 0 | 0 | 0 | 0 | 0 | 0 | 0 | 0 | 0 | 0 | 0 | 0 | 0 | 0 | 0
SDGE | Imperial Valley | 230 | Offshore_Wind |  |  | 0 | 0 | 0 | 0 | 0 | 0 | 0 | 0 | 0 | 0 | 0 | 0 | 0 | 0 | 0 | 0 | 0 | 0 | 0 | 0 | 0 | 0 | 0 | 0 | 0 | 0 | 0 | 0
SDGE | Imperial Valley | 500 | Offshore_Wind |  |  | 0 | 0 | 0 | 0 | 0 | 0 | 0 | 0 | 0 | 0 | 0 | 0 | 0 | 0 | 0 | 0 | 0 | 0 | 0 | 0 | 0 | 0 | 0 | 0 | 0 | 0 | 0 | 0
EOP | Innovation | 138 | Offshore_Wind |  |  | 0 | 0 | 0 | 0 | 0 | 0 | 0 | 0 | 0 | 0 | 0 | 0 | 0 | 0 | 0 | 0 | 0 | 0 | 0 | 0 | 0 | 0 | 0 | 0 | 0 | 0 | 0 | 0
EOP | Innovation | 230 | Offshore_Wind |  |  | 0 | 0 | 0 | 0 | 0 | 0 | 0 | 0 | 0 | 0 | 0 | 0 | 0 | 0 | 0 | 0 | 0 | 0 | 0 | 0 | 0 | 0 | 0 | 0 | 0 | 0 | 0 | 0
SCE NOL | Inyokern | 115 | Offshore_Wind |  |  | 0 | 0 | 0 | 0 | 0 | 0 | 0 | 0 | 0 | 0 | 0 | 0 | 0 | 0 | 0 | 0 | 0 | 0 | 0 | 0 | 0 | 0 | 0 | 0 | 0 | 0 | 0 | 0
EOP | IS Tap | 138 | Offshore_Wind |  |  | 0 | 0 | 0 | 0 | 0 | 0 | 0 | 0 | 0 | 0 | 0 | 0 | 0 | 0 | 0 | 0 | 0 | 0 | 0 | 0 | 0 | 0 | 0 | 0 | 0 | 0 | 0 | 0
EOP | Ivanpah | 115 | Offshore_Wind |  |  | 0 | 0 | 0 | 0 | 0 | 0 | 0 | 0 | 0 | 0 | 0 | 0 | 0 | 0 | 0 | 0 | 0 | 0 | 0 | 0 | 0 | 0 | 0 | 0 | 0 | 0 | 0 | 0
EOP | Ivanpah | 230 | Offshore_Wind |  |  | 0 | 0 | 0 | 0 | 0 | 0 | 0 | 0 | 0 | 0 | 0 | 0 | 0 | 0 | 0 | 0 | 0 | 0 | 0 | 0 | 0 | 0 | 0 | 0 | 0 | 0 | 0 | 0
EOP | Jackass (DOE) | 138 | Offshore_Wind |  |  | 0 | 0 | 0 | 0 | 0 | 0 | 0 | 0 | 0 | 0 | 0 | 0 | 0 | 0 | 0 | 0 | 0 | 0 | 0 | 0 | 0 | 0 | 0 | 0 | 0 | 0 | 0 | 0
PG&E NGBA | James B Black | 230 | Offshore_Wind |  |  | 0 | 0 | 0 | 0 | 0 | 0 | 0 | 0 | 0 | 0 | 0 | 0 | 0 | 0 | 0 | 0 | 0 | 0 | 0 | 0 | 0 | 0 | 0 | 0 | 0 | 0 | 0 | 0
PG&E GBA | Jefferson | 230 | Offshore_Wind |  |  | 0 | 0 | 0 | 0 | 0 | 0 | 0 | 0 | 0 | 0 | 0 | 0 | 0 | 0 | 0 | 0 | 0 | 0 | 0 | 0 | 0 | 0 | 0 | 0 | 0 | 0 | 0 | 0
PG&E NGBA | Jessup | 115 | Offshore_Wind |  |  | 0 | 0 | 0 | 0 | 0 | 0 | 0 | 0 | 0 | 0 | 0 | 0 | 0 | 0 | 0 | 0 | 0 | 0 | 0 | 0 | 0 | 0 | 0 | 0 | 0 | 0 | 0 | 0
SCE Metro | Johanna | 230 | Offshore_Wind |  |  | 0 | 0 | 0 | 0 | 0 | 0 | 0 | 0 | 0 | 0 | 0 | 0 | 0 | 0 | 0 | 0 | 0 | 0 | 0 | 0 | 0 | 0 | 0 | 0 | 0 | 0 | 0 | 0
SCE Eastern | Julian Hinds | 230 | Offshore_Wind |  |  | 0 | 0 | 0 | 0 | 0 | 0 | 0 | 0 | 0 | 0 | 0 | 0 | 0 | 0 | 0 | 0 | 0 | 0 | 0 | 0 | 0 | 0 | 0 | 0 | 0 | 0 | 0 | 0
PG&E GBA | Kasson | 115 | Offshore_Wind |  |  | 0 | 0 | 0 | 0 | 0 | 0 | 0 | 0 | 0 | 0 | 0 | 0 | 0 | 0 | 0 | 0 | 0 | 0 | 0 | 0 | 0 | 0 | 0 | 0 | 0 | 0 | 0 | 0
PG&E FRESNO | Kearney | 230 | Offshore_Wind |  |  | 0 | 0 | 0 | 0 | 0 | 0 | 0 | 0 | 0 | 0 | 0 | 0 | 0 | 0 | 0 | 0 | 0 | 0 | 0 | 0 | 0 | 0 | 0 | 0 | 0 | 0 | 0 | 0
PG&E GBA | Kelso | 230 | Offshore_Wind |  |  | 0 | 0 | 0 | 0 | 0 | 0 | 0 | 0 | 0 | 0 | 0 | 0 | 0 | 0 | 0 | 0 | 0 | 0 | 0 | 0 | 0 | 0 | 0 | 0 | 0 | 0 | 0 | 0
PG&E FRESNO | Kerchoff 1 | 115 | Offshore_Wind |  |  | 0 | 0 | 0 | 0 | 0 | 0 | 0 | 0 | 0 | 0 | 0 | 0 | 0 | 0 | 0 | 0 | 0 | 0 | 0 | 0 | 0 | 0 | 0 | 0 | 0 | 0 | 0 | 0
PG&E KERN | Kern Oil | 115 | Offshore_Wind |  |  | 0 | 0 | 0 | 0 | 0 | 0 | 0 | 0 | 0 | 0 | 0 | 0 | 0 | 0 | 0 | 0 | 0 | 0 | 0 | 0 | 0 | 0 | 0 | 0 | 0 | 0 | 0 | 0
PG&E KERN | Kern PP | 115 | Offshore_Wind |  |  | 0 | 0 | 0 | 0 | 0 | 0 | 0 | 0 | 0 | 0 | 0 | 0 | 0 | 0 | 0 | 0 | 0 | 0 | 0 | 0 | 0 | 0 | 0 | 0 | 0 | 0 | 0 | 0
PG&E KERN | Kern PP | 230 | Offshore_Wind |  |  | 0 | 0 | 0 | 0 | 0 | 0 | 0 | 0 | 0 | 0 | 0 | 0 | 0 | 0 | 0 | 0 | 0 | 0 | 0 | 0 | 0 | 0 | 0 | 0 | 0 | 0 | 0 | 0
PG&E KERN | Kernridge | 115 | Offshore_Wind |  |  | 0 | 0 | 0 | 0 | 0 | 0 | 0 | 0 | 0 | 0 | 0 | 0 | 0 | 0 | 0 | 0 | 0 | 0 | 0 | 0 | 0 | 0 | 0 | 0 | 0 | 0 | 0 | 0
PG&E FRESNO | Kingsburg | 115 | Offshore_Wind |  |  | 0 | 0 | 0 | 0 | 0 | 0 | 0 | 0 | 0 | 0 | 0 | 0 | 0 | 0 | 0 | 0 | 0 | 0 | 0 | 0 | 0 | 0 | 0 | 0 | 0 | 0 | 0 | 0
PG&E GBA | Kirker | 115 | Offshore_Wind |  |  | 0 | 0 | 0 | 0 | 0 | 0 | 0 | 0 | 0 | 0 | 0 | 0 | 0 | 0 | 0 | 0 | 0 | 0 | 0 | 0 | 0 | 0 | 0 | 0 | 0 | 0 | 0 | 0
PG&E NGBA | Knights Landing | 115 | Offshore_Wind |  |  | 0 | 0 | 0 | 0 | 0 | 0 | 0 | 0 | 0 | 0 | 0 | 0 | 0 | 0 | 0 | 0 | 0 | 0 | 0 | 0 | 0 | 0 | 0 | 0 | 0 | 0 | 0 | 0
SCE NOL | Kramer | 115 | Offshore_Wind |  |  | 0 | 0 | 0 | 0 | 0 | 0 | 0 | 0 | 0 | 0 | 0 | 0 | 0 | 0 | 0 | 0 | 0 | 0 | 0 | 0 | 0 | 0 | 0 | 0 | 0 | 0 | 0 | 0
SCE NOL | Kramer | 230 | Offshore_Wind |  |  | 0 | 0 | 0 | 0 | 0 | 0 | 0 | 0 | 0 | 0 | 0 | 0 | 0 | 0 | 0 | 0 | 0 | 0 | 0 | 0 | 0 | 0 | 0 | 0 | 0 | 0 | 0 | 0
SCE Metro | La Cienega | 230 | Offshore_Wind |  |  | 0 | 0 | 0 | 0 | 0 | 0 | 0 | 0 | 0 | 0 | 0 | 0 | 0 | 0 | 0 | 0 | 0 | 0 | 0 | 0 | 0 | 0 | 0 | 0 | 0 | 0 | 0 | 0
SCE Metro | La Fresa | 230 | Offshore_Wind |  |  | 0 | 0 | 0 | 0 | 0 | 0 | 0 | 0 | 0 | 0 | 0 | 0 | 0 | 0 | 0 | 0 | 0 | 0 | 0 | 0 | 0 | 0 | 0 | 0 | 0 | 0 | 0 | 0
SCE Metro | Laguna Bell | 230 | Offshore_Wind |  |  | 0 | 0 | 0 | 0 | 0 | 0 | 0 | 0 | 0 | 0 | 0 | 0 | 0 | 0 | 0 | 0 | 0 | 0 | 0 | 0 | 0 | 0 | 0 | 0 | 0 | 0 | 0 | 0
PG&E NGBA | Lakeville | 230 | Offshore_Wind |  |  | 0 | 0 | 0 | 0 | 0 | 0 | 0 | 0 | 0 | 0 | 0 | 0 | 0 | 0 | 0 | 0 | 0 | 0 | 0 | 0 | 0 | 0 | 0 | 0 | 0 | 0 | 0 | 0
PG&E NGBA | Lakeville | 115 | Offshore_Wind |  |  | 0 | 0 | 0 | 0 | 0 | 0 | 0 | 0 | 0 | 0 | 0 | 0 | 0 | 0 | 0 | 0 | 0 | 0 | 0 | 0 | 0 | 0 | 0 | 0 | 0 | 0 | 0 | 0
PG&E GBA | Lakewood | 115 | Offshore_Wind |  |  | 0 | 0 | 0 | 0 | 0 | 0 | 0 | 0 | 0 | 0 | 0 | 0 | 0 | 0 | 0 | 0 | 0 | 0 | 0 | 0 | 0 | 0 | 0 | 0 | 0 | 0 | 0 | 0
PG&E NGBA | Lambie | 230 | Offshore_Wind |  |  | 0 | 0 | 0 | 0 | 0 | 0 | 0 | 0 | 0 | 0 | 0 | 0 | 0 | 0 | 0 | 0 | 0 | 0 | 0 | 0 | 0 | 0 | 0 | 0 | 0 | 0 | 0 | 0
PG&E GBA | Lammers | 115 | Offshore_Wind |  |  | 0 | 0 | 0 | 0 | 0 | 0 | 0 | 0 | 0 | 0 | 0 | 0 | 0 | 0 | 0 | 0 | 0 | 0 | 0 | 0 | 0 | 0 | 0 | 0 | 0 | 0 | 0 | 0
PG&E KERN | Lamont | 115 | Offshore_Wind |  |  | 0 | 0 | 0 | 0 | 0 | 0 | 0 | 0 | 0 | 0 | 0 | 0 | 0 | 0 | 0 | 0 | 0 | 0 | 0 | 0 | 0 | 0 | 0 | 0 | 0 | 0 | 0 | 0
PG&E FRESNO | Las Aguilas | 230 | Offshore_Wind |  |  | 0 | 0 | 0 | 0 | 0 | 0 | 0 | 0 | 0 | 0 | 0 | 0 | 0 | 0 | 0 | 0 | 0 | 0 | 0 | 0 | 0 | 0 | 0 | 0 | 0 | 0 | 0 | 0
EOP | Lathrop | 138 | Offshore_Wind |  |  | 0 | 0 | 0 | 0 | 0 | 0 | 0 | 0 | 0 | 0 | 0 | 0 | 0 | 0 | 0 | 0 | 0 | 0 | 0 | 0 | 0 | 0 | 0 | 0 | 0 | 0 | 0 | 0
EOP | Lathrop | 230 | Offshore_Wind |  |  | 0 | 0 | 0 | 0 | 0 | 0 | 0 | 0 | 0 | 0 | 0 | 0 | 0 | 0 | 0 | 0 | 0 | 0 | 0 | 0 | 0 | 0 | 0 | 0 | 0 | 0 | 0 | 0
PG&E FRESNO | Le Grand | 115 | Offshore_Wind |  |  | 0 | 0 | 0 | 0 | 0 | 0 | 0 | 0 | 0 | 0 | 0 | 0 | 0 | 0 | 0 | 0 | 0 | 0 | 0 | 0 | 0 | 0 | 0 | 0 | 0 | 0 | 0 | 0
PG&E KERN | Lerdo | 115 | Offshore_Wind |  |  | 0 | 0 | 0 | 0 | 0 | 0 | 0 | 0 | 0 | 0 | 0 | 0 | 0 | 0 | 0 | 0 | 0 | 0 | 0 | 0 | 0 | 0 | 0 | 0 | 0 | 0 | 0 | 0
SCE Metro | Lewis | 230 | Offshore_Wind |  |  | 0 | 0 | 0 | 0 | 0 | 0 | 0 | 0 | 0 | 0 | 0 | 0 | 0 | 0 | 0 | 0 | 0 | 0 | 0 | 0 | 0 | 0 | 0 | 0 | 0 | 0 | 0 | 0
SCE Metro | Lighthipe | 230 | Offshore_Wind |  |  | 0 | 0 | 0 | 0 | 0 | 0 | 0 | 0 | 0 | 0 | 0 | 0 | 0 | 0 | 0 | 0 | 0 | 0 | 0 | 0 | 0 | 0 | 0 | 0 | 0 | 0 | 0 | 0
PG&E NGBA | Lincoln | 115 | Offshore_Wind |  |  | 0 | 0 | 0 | 0 | 0 | 0 | 0 | 0 | 0 | 0 | 0 | 0 | 0 | 0 | 0 | 0 | 0 | 0 | 0 | 0 | 0 | 0 | 0 | 0 | 0 | 0 | 0 | 0
PG&E KERN | Live Oak | 115 | Offshore_Wind |  |  | 0 | 0 | 0 | 0 | 0 | 0 | 0 | 0 | 0 | 0 | 0 | 0 | 0 | 0 | 0 | 0 | 0 | 0 | 0 | 0 | 0 | 0 | 0 | 0 | 0 | 0 | 0 | 0
PG&E GBA | Llagas | 115 | Offshore_Wind |  |  | 0 | 0 | 0 | 0 | 0 | 0 | 0 | 0 | 0 | 0 | 0 | 0 | 0 | 0 | 0 | 0 | 0 | 0 | 0 | 0 | 0 | 0 | 0 | 0 | 0 | 0 | 0 | 0
PG&E GBA | Lockeford | 115 | Offshore_Wind |  |  | 0 | 0 | 0 | 0 | 0 | 0 | 0 | 0 | 0 | 0 | 0 | 0 | 0 | 0 | 0 | 0 | 0 | 0 | 0 | 0 | 0 | 0 | 0 | 0 | 0 | 0 | 0 | 0
PG&E GBA | Lockeford | 230 | Offshore_Wind |  |  | 0 | 0 | 0 | 0 | 0 | 0 | 0 | 0 | 0 | 0 | 0 | 0 | 0 | 0 | 0 | 0 | 0 | 0 | 0 | 0 | 0 | 0 | 0 | 0 | 0 | 0 | 0 | 0
PG&E GBA | Lodi | 230 | Offshore_Wind |  |  | 0 | 0 | 0 | 0 | 0 | 0 | 0 | 0 | 0 | 0 | 0 | 0 | 0 | 0 | 0 | 0 | 0 | 0 | 0 | 0 | 0 | 0 | 0 | 0 | 0 | 0 | 0 | 0
PG&E NGBA | Logan Creek | 230 | Offshore_Wind |  |  | 0 | 0 | 0 | 0 | 0 | 0 | 0 | 0 | 0 | 0 | 0 | 0 | 0 | 0 | 0 | 0 | 0 | 0 | 0 | 0 | 0 | 0 | 0 | 0 | 0 | 0 | 0 | 0
PG&E GBA | Lone Tree | 230 | Offshore_Wind |  |  | 0 | 0 | 0 | 0 | 0 | 0 | 0 | 0 | 0 | 0 | 0 | 0 | 0 | 0 | 0 | 0 | 0 | 0 | 0 | 0 | 0 | 0 | 0 | 0 | 0 | 0 | 0 | 0
PG&E FRESNO | Los Banos | 230 | Offshore_Wind |  |  | 0 | 0 | 0 | 0 | 0 | 0 | 0 | 0 | 0 | 0 | 0 | 0 | 0 | 0 | 0 | 0 | 0 | 0 | 0 | 0 | 0 | 0 | 0 | 0 | 0 | 0 | 0 | 0
PG&E FRESNO | Los Banos | 500 | Offshore_Wind |  |  | 0 | 0 | 0 | 0 | 0 | 0 | 0 | 0 | 0 | 0 | 0 | 0 | 0 | 0 | 0 | 0 | 0 | 0 | 0 | 0 | 0 | 0 | 0 | 0 | 0 | 0 | 0 | 0
SDGE | Los Coches | 138 | Offshore_Wind |  |  | 0 | 0 | 0 | 0 | 0 | 0 | 0 | 0 | 0 | 0 | 0 | 0 | 0 | 0 | 0 | 0 | 0 | 0 | 0 | 0 | 0 | 0 | 0 | 0 | 0 | 0 | 0 | 0
PG&E GBA | Los Esteros | 115 | Offshore_Wind |  |  | 0 | 0 | 0 | 0 | 0 | 0 | 0 | 0 | 0 | 0 | 0 | 0 | 0 | 0 | 0 | 0 | 0 | 0 | 0 | 0 | 0 | 0 | 0 | 0 | 0 | 0 | 0 | 0
PG&E GBA | Los Esteros | 230 | Offshore_Wind |  |  | 0 | 0 | 0 | 0 | 0 | 0 | 0 | 0 | 0 | 0 | 0 | 0 | 0 | 0 | 0 | 0 | 0 | 0 | 0 | 0 | 0 | 0 | 0 | 0 | 0 | 0 | 0 | 0
PG&E GBA | Los Positas | 230 | Offshore_Wind |  |  | 0 | 0 | 0 | 0 | 0 | 0 | 0 | 0 | 0 | 0 | 0 | 0 | 0 | 0 | 0 | 0 | 0 | 0 | 0 | 0 | 0 | 0 | 0 | 0 | 0 | 0 | 0 | 0
SCE NOL | Lugo | 230 | Offshore_Wind |  |  | 0 | 0 | 0 | 0 | 0 | 0 | 0 | 0 | 0 | 0 | 0 | 0 | 0 | 0 | 0 | 0 | 0 | 0 | 0 | 0 | 0 | 0 | 0 | 0 | 0 | 0 | 0 | 0
SCE Metro | Lugo | 500 | Offshore_Wind |  |  | 0 | 0 | 0 | 0 | 0 | 0 | 0 | 0 | 0 | 0 | 0 | 0 | 0 | 0 | 0 | 0 | 0 | 0 | 0 | 0 | 0 | 0 | 0 | 0 | 0 | 0 | 0 | 0
PG&E NGBA | Madison | 115 | Offshore_Wind |  |  | 0 | 0 | 0 | 0 | 0 | 0 | 0 | 0 | 0 | 0 | 0 | 0 | 0 | 0 | 0 | 0 | 0 | 0 | 0 | 0 | 0 | 0 | 0 | 0 | 0 | 0 | 0 | 0
PG&E KERN | Magunden | 115 | Offshore_Wind |  |  | 0 | 0 | 0 | 0 | 0 | 0 | 0 | 0 | 0 | 0 | 0 | 0 | 0 | 0 | 0 | 0 | 0 | 0 | 0 | 0 | 0 | 0 | 0 | 0 | 0 | 0 | 0 | 0
SCE Northern | Magunden | 230 | Offshore_Wind |  |  | 0 | 0 | 0 | 0 | 0 | 0 | 0 | 0 | 0 | 0 | 0 | 0 | 0 | 0 | 0 | 0 | 0 | 0 | 0 | 0 | 0 | 0 | 0 | 0 | 0 | 0 | 0 | 0
PG&E FRESNO | Malaga | 115 | Offshore_Wind |  |  | 0 | 0 | 0 | 0 | 0 | 0 | 0 | 0 | 0 | 0 | 0 | 0 | 0 | 0 | 0 | 0 | 0 | 0 | 0 | 0 | 0 | 0 | 0 | 0 | 0 | 0 | 0 | 0
PG&E NGBA | Malin | 500 | Offshore_Wind |  |  | 0 | 0 | 0 | 0 | 0 | 0 | 0 | 0 | 0 | 0 | 0 | 0 | 0 | 0 | 0 | 0 | 0 | 0 | 0 | 0 | 0 | 0 | 0 | 0 | 0 | 0 | 0 | 0
SCE Northern | Mandalay | 230 | Offshore_Wind |  |  | 0 | 0 | 0 | 0 | 0 | 0 | 0 | 0 | 0 | 0 | 0 | 0 | 0 | 0 | 0 | 0 | 0 | 0 | 0 | 0 | 0 | 0 | 0 | 0 | 0 | 0 | 0 | 0
PG&E FRESNO | Manning | 230 | Offshore_Wind |  |  | 0 | 0 | 0 | 0 | 0 | 0 | 0 | 0 | 0 | 0 | 0 | 0 | 0 | 0 | 0 | 0 | 0 | 0 | 0 | 0 | 0 | 0 | 0 | 0 | 0 | 0 | 0 | 0
PG&E FRESNO | Manning | 500 | Offshore_Wind |  |  | 0 | 0 | 0 | 0 | 0 | 0 | 0 | 0 | 0 | 0 | 0 | 0 | 0 | 0 | 0 | 0 | 0 | 0 | 0 | 0 | 0 | 0 | 0 | 0 | 0 | 0 | 0 | 0
PG&E GBA | Manteca | 115 | Offshore_Wind |  |  | 0 | 0 | 0 | 0 | 0 | 0 | 0 | 0 | 0 | 0 | 0 | 0 | 0 | 0 | 0 | 0 | 0 | 0 | 0 | 0 | 0 | 0 | 0 | 0 | 0 | 0 | 0 | 0
SDGE | Margarita | 138 | Offshore_Wind |  |  | 0 | 0 | 0 | 0 | 0 | 0 | 0 | 0 | 0 | 0 | 0 | 0 | 0 | 0 | 0 | 0 | 0 | 0 | 0 | 0 | 0 | 0 | 0 | 0 | 0 | 0 | 0 | 0
PG&E GBA | Martin | 230 | Offshore_Wind |  |  | 0 | 0 | 0 | 0 | 0 | 0 | 0 | 0 | 0 | 0 | 0 | 0 | 0 | 0 | 0 | 0 | 0 | 0 | 0 | 0 | 0 | 0 | 0 | 0 | 0 | 0 | 0 | 0
PG&E GBA | Martin | 115 | Offshore_Wind |  |  | 0 | 0 | 0 | 0 | 0 | 0 | 0 | 0 | 0 | 0 | 0 | 0 | 0 | 0 | 0 | 0 | 0 | 0 | 0 | 0 | 0 | 0 | 0 | 0 | 0 | 0 | 0 | 0
PG&E GBA | Martinez | 115 | Offshore_Wind |  |  | 0 | 0 | 0 | 0 | 0 | 0 | 0 | 0 | 0 | 0 | 0 | 0 | 0 | 0 | 0 | 0 | 0 | 0 | 0 | 0 | 0 | 0 | 0 | 0 | 0 | 0 | 0 | 0
PG&E FRESNO | Mc Mullin | 230 | Offshore_Wind |  |  | 0 | 0 | 0 | 0 | 0 | 0 | 0 | 0 | 0 | 0 | 0 | 0 | 0 | 0 | 0 | 0 | 0 | 0 | 0 | 0 | 0 | 0 | 0 | 0 | 0 | 0 | 0 | 0
PG&E FRESNO | McCall | 115 | Offshore_Wind |  |  | 0 | 0 | 0 | 0 | 0 | 0 | 0 | 0 | 0 | 0 | 0 | 0 | 0 | 0 | 0 | 0 | 0 | 0 | 0 | 0 | 0 | 0 | 0 | 0 | 0 | 0 | 0 | 0
PG&E FRESNO | McCall | 230 | Offshore_Wind |  |  | 0 | 0 | 0 | 0 | 0 | 0 | 0 | 0 | 0 | 0 | 0 | 0 | 0 | 0 | 0 | 0 | 0 | 0 | 0 | 0 | 0 | 0 | 0 | 0 | 0 | 0 | 0 | 0
PG&E GBA | Meadow Lane | 115 | Offshore_Wind |  |  | 0 | 0 | 0 | 0 | 0 | 0 | 0 | 0 | 0 | 0 | 0 | 0 | 0 | 0 | 0 | 0 | 0 | 0 | 0 | 0 | 0 | 0 | 0 | 0 | 0 | 0 | 0 | 0
PG&E GBA | Melones | 115 | Offshore_Wind |  |  | 0 | 0 | 0 | 0 | 0 | 0 | 0 | 0 | 0 | 0 | 0 | 0 | 0 | 0 | 0 | 0 | 0 | 0 | 0 | 0 | 0 | 0 | 0 | 0 | 0 | 0 | 0 | 0
PG&E GBA | Melones | 230 | Offshore_Wind |  |  | 0 | 0 | 0 | 0 | 0 | 0 | 0 | 0 | 0 | 0 | 0 | 0 | 0 | 0 | 0 | 0 | 0 | 0 | 0 | 0 | 0 | 0 | 0 | 0 | 0 | 0 | 0 | 0
PG&E NGBA | Mendocino | 115 | Offshore_Wind |  |  | 0 | 0 | 0 | 0 | 0 | 0 | 0 | 0 | 0 | 0 | 0 | 0 | 0 | 0 | 0 | 0 | 0 | 0 | 0 | 0 | 0 | 0 | 0 | 0 | 0 | 0 | 0 | 0
PG&E FRESNO | Mendota | 115 | Offshore_Wind |  |  | 0 | 0 | 0 | 0 | 0 | 0 | 0 | 0 | 0 | 0 | 0 | 0 | 0 | 0 | 0 | 0 | 0 | 0 | 0 | 0 | 0 | 0 | 0 | 0 | 0 | 0 | 0 | 0
PG&E FRESNO | Merced | 115 | Offshore_Wind |  |  | 0 | 0 | 0 | 0 | 0 | 0 | 0 | 0 | 0 | 0 | 0 | 0 | 0 | 0 | 0 | 0 | 0 | 0 | 0 | 0 | 0 | 0 | 0 | 0 | 0 | 0 | 0 | 0
EOP | Mercury | 138 | Offshore_Wind |  |  | 0 | 0 | 0 | 0 | 0 | 0 | 0 | 0 | 0 | 0 | 0 | 0 | 0 | 0 | 0 | 0 | 0 | 0 | 0 | 0 | 0 | 0 | 0 | 0 | 0 | 0 | 0 | 0
PG&E KERN | Mesa (PGE) | 115 | Offshore_Wind |  |  | 0 | 0 | 0 | 0 | 0 | 0 | 0 | 0 | 0 | 0 | 0 | 0 | 0 | 0 | 0 | 0 | 0 | 0 | 0 | 0 | 0 | 0 | 0 | 0 | 0 | 0 | 0 | 0
PG&E KERN | Mesa (PGE) | 230 | Offshore_Wind |  |  | 0 | 0 | 0 | 0 | 0 | 0 | 0 | 0 | 0 | 0 | 0 | 0 | 0 | 0 | 0 | 0 | 0 | 0 | 0 | 0 | 0 | 0 | 0 | 0 | 0 | 0 | 0 | 0
SCE Metro | Mesa (SCE) | 230 | Offshore_Wind |  |  | 0 | 0 | 0 | 0 | 0 | 0 | 0 | 0 | 0 | 0 | 0 | 0 | 0 | 0 | 0 | 0 | 0 | 0 | 0 | 0 | 0 | 0 | 0 | 0 | 0 | 0 | 0 | 0
SCE Metro | Mesa (SCE) | 500 | Offshore_Wind |  |  | 0 | 0 | 0 | 0 | 0 | 0 | 0 | 0 | 0 | 0 | 0 | 0 | 0 | 0 | 0 | 0 | 0 | 0 | 0 | 0 | 0 | 0 | 0 | 0 | 0 | 0 | 0 | 0
PG&E GBA | Metcalf | 115 | Offshore_Wind |  |  | 0 | 0 | 0 | 0 | 0 | 0 | 0 | 0 | 0 | 0 | 0 | 0 | 0 | 0 | 0 | 0 | 0 | 0 | 0 | 0 | 0 | 0 | 0 | 0 | 0 | 0 | 0 | 0
PG&E GBA | Metcalf | 230 | Offshore_Wind |  |  | 0 | 0 | 0 | 0 | 0 | 0 | 0 | 0 | 0 | 0 | 0 | 0 | 0 | 0 | 0 | 0 | 0 | 0 | 0 | 0 | 0 | 0 | 0 | 0 | 0 | 0 | 0 | 0
PG&E GBA | Metcalf | 500 | Offshore_Wind |  |  | 0 | 0 | 0 | 0 | 0 | 0 | 0 | 0 | 0 | 0 | 0 | 0 | 0 | 0 | 0 | 0 | 0 | 0 | 0 | 0 | 0 | 0 | 0 | 0 | 0 | 0 | 0 | 0
PG&E KERN | Midway | 115 | Offshore_Wind |  |  | 0 | 0 | 0 | 0 | 0 | 0 | 0 | 0 | 0 | 0 | 0 | 0 | 0 | 0 | 0 | 0 | 0 | 0 | 0 | 0 | 0 | 0 | 0 | 0 | 0 | 0 | 0 | 0
PG&E KERN | Midway | 230 | Offshore_Wind |  |  | 0 | 0 | 0 | 0 | 0 | 0 | 0 | 0 | 0 | 0 | 0 | 0 | 0 | 0 | 0 | 0 | 0 | 0 | 0 | 0 | 0 | 0 | 0 | 0 | 0 | 0 | 0 | 0
PG&E KERN | Midway | 500 | Offshore_Wind |  |  | 0 | 0 | 0 | 0 | 0 | 0 | 0 | 0 | 0 | 0 | 0 | 0 | 0 | 0 | 0 | 0 | 0 | 0 | 0 | 0 | 0 | 0 | 0 | 0 | 0 | 0 | 0 | 0
SDGE | Miguel | 230 | Offshore_Wind |  |  | 0 | 0 | 0 | 0 | 0 | 0 | 0 | 0 | 0 | 0 | 0 | 0 | 0 | 0 | 0 | 0 | 0 | 0 | 0 | 0 | 0 | 0 | 0 | 0 | 0 | 0 | 0 | 0
SDGE | Miguel | 500 | Offshore_Wind |  |  | 0 | 0 | 0 | 0 | 0 | 0 | 0 | 0 | 0 | 0 | 0 | 0 | 0 | 0 | 0 | 0 | 0 | 0 | 0 | 0 | 0 | 0 | 0 | 0 | 0 | 0 | 0 | 0
PG&E GBA | Millbrae | 115 | Offshore_Wind |  |  | 0 | 0 | 0 | 0 | 0 | 0 | 0 | 0 | 0 | 0 | 0 | 0 | 0 | 0 | 0 | 0 | 0 | 0 | 0 | 0 | 0 | 0 | 0 | 0 | 0 | 0 | 0 | 0
PG&E GBA | Miller | 115 | Offshore_Wind |  |  | 0 | 0 | 0 | 0 | 0 | 0 | 0 | 0 | 0 | 0 | 0 | 0 | 0 | 0 | 0 | 0 | 0 | 0 | 0 | 0 | 0 | 0 | 0 | 0 | 0 | 0 | 0 | 0
SCE Metro | Mira Loma | 230 | Offshore_Wind |  |  | 0 | 0 | 0 | 0 | 0 | 0 | 0 | 0 | 0 | 0 | 0 | 0 | 0 | 0 | 0 | 0 | 0 | 0 | 0 | 0 | 0 | 0 | 0 | 0 | 0 | 0 | 0 | 0
SCE Metro | Mira Loma | 500 | Offshore_Wind |  |  | 0 | 0 | 0 | 0 | 0 | 0 | 0 | 0 | 0 | 0 | 0 | 0 | 0 | 0 | 0 | 0 | 0 | 0 | 0 | 0 | 0 | 0 | 0 | 0 | 0 | 0 | 0 | 0
SCE Eastern | Mirage | 115 | Offshore_Wind |  |  | 0 | 0 | 0 | 0 | 0 | 0 | 0 | 0 | 0 | 0 | 0 | 0 | 0 | 0 | 0 | 0 | 0 | 0 | 0 | 0 | 0 | 0 | 0 | 0 | 0 | 0 | 0 | 0
SCE Eastern | Mirage | 230 | Offshore_Wind |  |  | 0 | 0 | 0 | 0 | 0 | 0 | 0 | 0 | 0 | 0 | 0 | 0 | 0 | 0 | 0 | 0 | 0 | 0 | 0 | 0 | 0 | 0 | 0 | 0 | 0 | 0 | 0 | 0
SDGE | Mission | 138 | Offshore_Wind |  |  | 0 | 0 | 0 | 0 | 0 | 0 | 0 | 0 | 0 | 0 | 0 | 0 | 0 | 0 | 0 | 0 | 0 | 0 | 0 | 0 | 0 | 0 | 0 | 0 | 0 | 0 | 0 | 0
SDGE | Mission | 230 | Offshore_Wind |  |  | 0 | 0 | 0 | 0 | 0 | 0 | 0 | 0 | 0 | 0 | 0 | 0 | 0 | 0 | 0 | 0 | 0 | 0 | 0 | 0 | 0 | 0 | 0 | 0 | 0 | 0 | 0 | 0
PG&E GBA | Mi-Wuk | 115 | Offshore_Wind |  |  | 0 | 0 | 0 | 0 | 0 | 0 | 0 | 0 | 0 | 0 | 0 | 0 | 0 | 0 | 0 | 0 | 0 | 0 | 0 | 0 | 0 | 0 | 0 | 0 | 0 | 0 | 0 | 0
EOP | Mohave | 500 | Offshore_Wind |  |  | 0 | 0 | 0 | 0 | 0 | 0 | 0 | 0 | 0 | 0 | 0 | 0 | 0 | 0 | 0 | 0 | 0 | 0 | 0 | 0 | 0 | 0 | 0 | 0 | 0 | 0 | 0 | 0
PG&E NGBA | Monroe | 115 | Offshore_Wind |  |  | 0 | 0 | 0 | 0 | 0 | 0 | 0 | 0 | 0 | 0 | 0 | 0 | 0 | 0 | 0 | 0 | 0 | 0 | 0 | 0 | 0 | 0 | 0 | 0 | 0 | 0 | 0 | 0
PG&E GBA | Monta Vista | 115 | Offshore_Wind |  |  | 0 | 0 | 0 | 0 | 0 | 0 | 0 | 0 | 0 | 0 | 0 | 0 | 0 | 0 | 0 | 0 | 0 | 0 | 0 | 0 | 0 | 0 | 0 | 0 | 0 | 0 | 0 | 0
PG&E GBA | Monta Vista | 230 | Offshore_Wind |  |  | 0 | 0 | 0 | 0 | 0 | 0 | 0 | 0 | 0 | 0 | 0 | 0 | 0 | 0 | 0 | 0 | 0 | 0 | 0 | 0 | 0 | 0 | 0 | 0 | 0 | 0 | 0 | 0
PG&E NGBA | Monticello | 115 | Offshore_Wind |  |  | 0 | 0 | 0 | 0 | 0 | 0 | 0 | 0 | 0 | 0 | 0 | 0 | 0 | 0 | 0 | 0 | 0 | 0 | 0 | 0 | 0 | 0 | 0 | 0 | 0 | 0 | 0 | 0
SCE Northern | Moorpark | 230 | Offshore_Wind |  |  | 0 | 0 | 0 | 0 | 0 | 0 | 0 | 0 | 0 | 0 | 0 | 0 | 0 | 0 | 0 | 0 | 0 | 0 | 0 | 0 | 0 | 0 | 0 | 0 | 0 | 0 | 0 | 0
PG&E GBA | Moraga | 115 | Offshore_Wind |  |  | 0 | 0 | 0 | 0 | 0 | 0 | 0 | 0 | 0 | 0 | 0 | 0 | 0 | 0 | 0 | 0 | 0 | 0 | 0 | 0 | 0 | 0 | 0 | 0 | 0 | 0 | 0 | 0
PG&E GBA | Moraga | 230 | Offshore_Wind |  |  | 0 | 0 | 0 | 0 | 0 | 0 | 0 | 0 | 0 | 0 | 0 | 0 | 0 | 0 | 0 | 0 | 0 | 0 | 0 | 0 | 0 | 0 | 0 | 0 | 0 | 0 | 0 | 0
PG&E GBA | Morgan Hill | 115 | Offshore_Wind |  |  | 0 | 0 | 0 | 0 | 0 | 0 | 0 | 0 | 0 | 0 | 0 | 0 | 0 | 0 | 0 | 0 | 0 | 0 | 0 | 0 | 0 | 0 | 0 | 0 | 0 | 0 | 0 | 0
PG&E KERN | Morro Bay | 115 | Offshore_Wind |  |  | 0 | 0 | 0 | 0 | 0 | 0 | 0 | 0 | 0 | 0 | 0 | 0 | 0 | 0 | 0 | 0 | 0 | 0 | 0 | 0 | 0 | 0 | 0 | 0 | 0 | 0 | 0 | 0
PG&E KERN | Morro Bay | 230 | Offshore_Wind |  |  | 0 | 0 | 0 | 0 | 0 | 0 | 0 | 0 | 0 | 0 | 0 | 0 | 0 | 0 | 0 | 0 | 0 | 0 | 0 | 0 | 0 | 0 | 0 | 0 | 0 | 0 | 0 | 0
PG&E KERN | Morro Bay | 500 | Offshore_Wind |  |  | 0 | 0 | 0 | 0 | 0 | 0 | 0 | 0 | 0 | 0 | 0 | 0 | 0 | 0 | 0 | 0 | 0 | 0 | 0 | 0 | 0 | 0 | 0 | 0 | 0 | 0 | 0 | 0
PG&E GBA | Moss Landing | 115 | Offshore_Wind |  |  | 0 | 0 | 0 | 0 | 0 | 0 | 0 | 0 | 0 | 0 | 0 | 0 | 0 | 0 | 0 | 0 | 0 | 0 | 0 | 0 | 0 | 0 | 0 | 0 | 0 | 0 | 0 | 0
PG&E GBA | Moss Landing | 230 | Offshore_Wind |  |  | 0 | 0 | 0 | 0 | 0 | 0 | 0 | 0 | 0 | 0 | 0 | 0 | 0 | 0 | 0 | 0 | 0 | 0 | 0 | 0 | 0 | 0 | 0 | 0 | 0 | 0 | 0 | 0
PG&E GBA | Moss Landing | 500 | Offshore_Wind |  |  | 0 | 0 | 0 | 0 | 0 | 0 | 0 | 0 | 0 | 0 | 0 | 0 | 0 | 0 | 0 | 0 | 0 | 0 | 0 | 0 | 0 | 0 | 0 | 0 | 0 | 0 | 0 | 0
EOP | Mountain Pass | 115 | Offshore_Wind |  |  | 0 | 0 | 0 | 0 | 0 | 0 | 0 | 0 | 0 | 0 | 0 | 0 | 0 | 0 | 0 | 0 | 0 | 0 | 0 | 0 | 0 | 0 | 0 | 0 | 0 | 0 | 0 | 0
PG&E GBA | Mountain View | 115 | Offshore_Wind |  |  | 0 | 0 | 0 | 0 | 0 | 0 | 0 | 0 | 0 | 0 | 0 | 0 | 0 | 0 | 0 | 0 | 0 | 0 | 0 | 0 | 0 | 0 | 0 | 0 | 0 | 0 | 0 | 0
PG&E GBA | Mt Eden | 115 | Offshore_Wind |  |  | 0 | 0 | 0 | 0 | 0 | 0 | 0 | 0 | 0 | 0 | 0 | 0 | 0 | 0 | 0 | 0 | 0 | 0 | 0 | 0 | 0 | 0 | 0 | 0 | 0 | 0 | 0 | 0
PG&E KERN | Mt Poso | 115 | Offshore_Wind |  |  | 0 | 0 | 0 | 0 | 0 | 0 | 0 | 0 | 0 | 0 | 0 | 0 | 0 | 0 | 0 | 0 | 0 | 0 | 0 | 0 | 0 | 0 | 0 | 0 | 0 | 0 | 0 | 0
PG&E FRESNO | Mustang | 230 | Offshore_Wind |  |  | 0 | 0 | 0 | 0 | 0 | 0 | 0 | 0 | 0 | 0 | 0 | 0 | 0 | 0 | 0 | 0 | 0 | 0 | 0 | 0 | 0 | 0 | 0 | 0 | 0 | 0 | 0 | 0
PG&E KERN | New Sub - Gates - Midway (Proposed) | 230 | Offshore_Wind |  |  | 0 | 0 | 0 | 0 | 0 | 0 | 0 | 0 | 0 | 0 | 0 | 0 | 0 | 0 | 0 | 0 | 0 | 0 | 0 | 0 | 0 | 0 | 0 | 0 | 0 | 0 | 0 | 0
PG&E KERN | New Sub - Gates - Templeton (Proposed) | 230 | Offshore_Wind |  |  | 0 | 0 | 0 | 0 | 0 | 0 | 0 | 0 | 0 | 0 | 0 | 0 | 0 | 0 | 0 | 0 | 0 | 0 | 0 | 0 | 0 | 0 | 0 | 0 | 0 | 0 | 0 | 0
SCE NOL | New Sub - Kramer - Lugo (Proposed) | 230 | Offshore_Wind |  |  | 0 | 0 | 0 | 0 | 0 | 0 | 0 | 0 | 0 | 0 | 0 | 0 | 0 | 0 | 0 | 0 | 0 | 0 | 0 | 0 | 0 | 0 | 0 | 0 | 0 | 0 | 0 | 0
PG&E FRESNO | New Sub - Los Banos - Midway (Proposed) | 500 | Offshore_Wind |  |  | 0 | 0 | 0 | 0 | 0 | 0 | 0 | 0 | 0 | 0 | 0 | 0 | 0 | 0 | 0 | 0 | 0 | 0 | 0 | 0 | 0 | 0 | 0 | 0 | 0 | 0 | 0 | 0
SCE NOL | New Sub - Lugo - Pisgah (Proposed) | 230 | Offshore_Wind |  |  | 0 | 0 | 0 | 0 | 0 | 0 | 0 | 0 | 0 | 0 | 0 | 0 | 0 | 0 | 0 | 0 | 0 | 0 | 0 | 0 | 0 | 0 | 0 | 0 | 0 | 0 | 0 | 0
PG&E KERN | New Sub - Midway - Wheeler Ridge (Proposed) | 230 | Offshore_Wind |  |  | 0 | 0 | 0 | 0 | 0 | 0 | 0 | 0 | 0 | 0 | 0 | 0 | 0 | 0 | 0 | 0 | 0 | 0 | 0 | 0 | 0 | 0 | 0 | 0 | 0 | 0 | 0 | 0
PG&E NGBA | New Sub - Near existing Leavitt (PSREC) | 345 | Offshore_Wind |  |  | 0 | 0 | 0 | 0 | 0 | 0 | 0 | 0 | 0 | 0 | 0 | 0 | 0 | 0 | 0 | 0 | 0 | 0 | 0 | 0 | 0 | 0 | 0 | 0 | 0 | 0 | 0 | 0
PG&E NGBA | New Sub - Near existing Madeline (NVE) | 345 | Offshore_Wind |  |  | 0 | 0 | 0 | 0 | 0 | 0 | 0 | 0 | 0 | 0 | 0 | 0 | 0 | 0 | 0 | 0 | 0 | 0 | 0 | 0 | 0 | 0 | 0 | 0 | 0 | 0 | 0 | 0
SDGE | New Sub - North Gila - IV (Proposed) | 500 | Offshore_Wind |  |  | 0 | 0 | 0 | 0 | 0 | 0 | 0 | 0 | 0 | 0 | 0 | 0 | 0 | 0 | 0 | 0 | 0 | 0 | 0 | 0 | 0 | 0 | 0 | 0 | 0 | 0 | 0 | 0
PG&E NGBA | New Sub - Pit 1 - Cottonwood (Proposed) | 230 | Offshore_Wind |  |  | 0 | 0 | 0 | 0 | 0 | 0 | 0 | 0 | 0 | 0 | 0 | 0 | 0 | 0 | 0 | 0 | 0 | 0 | 0 | 0 | 0 | 0 | 0 | 0 | 0 | 0 | 0 | 0
PG&E GBA | New Sub - Rancho Seco - Bellota (Proposed) | 230 | Offshore_Wind |  |  | 0 | 0 | 0 | 0 | 0 | 0 | 0 | 0 | 0 | 0 | 0 | 0 | 0 | 0 | 0 | 0 | 0 | 0 | 0 | 0 | 0 | 0 | 0 | 0 | 0 | 0 | 0 | 0
SDGE | New Sub - Suncrest - Ocotillo (Proposed) | 500 | Offshore_Wind |  |  | 0 | 0 | 0 | 0 | 0 | 0 | 0 | 0 | 0 | 0 | 0 | 0 | 0 | 0 | 0 | 0 | 0 | 0 | 0 | 0 | 0 | 0 | 0 | 0 | 0 | 0 | 0 | 0
PG&E FRESNO | New Sub - Westley - Quinto (Proposed) | 230 | Offshore_Wind |  |  | 0 | 0 | 0 | 0 | 0 | 0 | 0 | 0 | 0 | 0 | 0 | 0 | 0 | 0 | 0 | 0 | 0 | 0 | 0 | 0 | 0 | 0 | 0 | 0 | 0 | 0 | 0 | 0
PG&E GBA | Newark | 115 | Offshore_Wind |  |  | 0 | 0 | 0 | 0 | 0 | 0 | 0 | 0 | 0 | 0 | 0 | 0 | 0 | 0 | 0 | 0 | 0 | 0 | 0 | 0 | 0 | 0 | 0 | 0 | 0 | 0 | 0 | 0
PG&E GBA | Newark | 230 | Offshore_Wind |  |  | 0 | 0 | 0 | 0 | 0 | 0 | 0 | 0 | 0 | 0 | 0 | 0 | 0 | 0 | 0 | 0 | 0 | 0 | 0 | 0 | 0 | 0 | 0 | 0 | 0 | 0 | 0 | 0
PG&E FRESNO | Newhall | 115 | Offshore_Wind |  |  | 0 | 0 | 0 | 0 | 0 | 0 | 0 | 0 | 0 | 0 | 0 | 0 | 0 | 0 | 0 | 0 | 0 | 0 | 0 | 0 | 0 | 0 | 0 | 0 | 0 | 0 | 0 | 0
PG&E KERN | Norco | 115 | Offshore_Wind |  |  | 0 | 0 | 0 | 0 | 0 | 0 | 0 | 0 | 0 | 0 | 0 | 0 | 0 | 0 | 0 | 0 | 0 | 0 | 0 | 0 | 0 | 0 | 0 | 0 | 0 | 0 | 0 | 0
PG&E GBA | Nortech | 115 | Offshore_Wind |  |  | 0 | 0 | 0 | 0 | 0 | 0 | 0 | 0 | 0 | 0 | 0 | 0 | 0 | 0 | 0 | 0 | 0 | 0 | 0 | 0 | 0 | 0 | 0 | 0 | 0 | 0 | 0 | 0
SDGE | North City Metering | 138 | Offshore_Wind |  |  | 0 | 0 | 0 | 0 | 0 | 0 | 0 | 0 | 0 | 0 | 0 | 0 | 0 | 0 | 0 | 0 | 0 | 0 | 0 | 0 | 0 | 0 | 0 | 0 | 0 | 0 | 0 | 0
PG&E GBA | North Dublin | 230 | Offshore_Wind |  |  | 0 | 0 | 0 | 0 | 0 | 0 | 0 | 0 | 0 | 0 | 0 | 0 | 0 | 0 | 0 | 0 | 0 | 0 | 0 | 0 | 0 | 0 | 0 | 0 | 0 | 0 | 0 | 0
SDGE | North Gila | 500 | Offshore_Wind |  |  | 0 | 0 | 0 | 0 | 0 | 0 | 0 | 0 | 0 | 0 | 0 | 0 | 0 | 0 | 0 | 0 | 0 | 0 | 0 | 0 | 0 | 0 | 0 | 0 | 0 | 0 | 0 | 0
SCE Metro | North of SONGS | 230 | Offshore_Wind |  |  | 0 | 0 | 0 | 0 | 0 | 0 | 0 | 0 | 0 | 0 | 0 | 0 | 0 | 0 | 0 | 0 | 0 | 0 | 0 | 0 | 0 | 0 | 0 | 0 | 0 | 0 | 0 | 0
SCE Metro | North of SONGS | 500 | Offshore_Wind |  |  | 0 | 0 | 0 | 0 | 0 | 0 | 0 | 0 | 0 | 0 | 0 | 0 | 0 | 0 | 0 | 0 | 0 | 0 | 0 | 0 | 0 | 0 | 0 | 0 | 0 | 0 | 0 | 0
PG&E NGBA | Notre Dame | 115 | Offshore_Wind |  |  | 0 | 0 | 0 | 0 | 0 | 0 | 0 | 0 | 0 | 0 | 0 | 0 | 0 | 0 | 0 | 0 | 0 | 0 | 0 | 0 | 0 | 0 | 0 | 0 | 0 | 0 | 0 | 0
PG&E GBA | Oakland C | 115 | Offshore_Wind |  |  | 0 | 0 | 0 | 0 | 0 | 0 | 0 | 0 | 0 | 0 | 0 | 0 | 0 | 0 | 0 | 0 | 0 | 0 | 0 | 0 | 0 | 0 | 0 | 0 | 0 | 0 | 0 | 0
PG&E GBA | Oakland J | 115 | Offshore_Wind |  |  | 0 | 0 | 0 | 0 | 0 | 0 | 0 | 0 | 0 | 0 | 0 | 0 | 0 | 0 | 0 | 0 | 0 | 0 | 0 | 0 | 0 | 0 | 0 | 0 | 0 | 0 | 0 | 0
PG&E GBA | Oakland L | 115 | Offshore_Wind |  |  | 0 | 0 | 0 | 0 | 0 | 0 | 0 | 0 | 0 | 0 | 0 | 0 | 0 | 0 | 0 | 0 | 0 | 0 | 0 | 0 | 0 | 0 | 0 | 0 | 0 | 0 | 0 | 0
PG&E GBA | Oakland X | 115 | Offshore_Wind |  |  | 0 | 0 | 0 | 0 | 0 | 0 | 0 | 0 | 0 | 0 | 0 | 0 | 0 | 0 | 0 | 0 | 0 | 0 | 0 | 0 | 0 | 0 | 0 | 0 | 0 | 0 | 0 | 0
PG&E KERN | Oceano | 115 | Offshore_Wind |  |  | 0 | 0 | 0 | 0 | 0 | 0 | 0 | 0 | 0 | 0 | 0 | 0 | 0 | 0 | 0 | 0 | 0 | 0 | 0 | 0 | 0 | 0 | 0 | 0 | 0 | 0 | 0 | 0
SDGE | Ocotillo Express | 500 | Offshore_Wind |  |  | 0 | 0 | 0 | 0 | 0 | 0 | 0 | 0 | 0 | 0 | 0 | 0 | 0 | 0 | 0 | 0 | 0 | 0 | 0 | 0 | 0 | 0 | 0 | 0 | 0 | 0 | 0 | 0
SDGE | Old Town | 230 | Offshore_Wind |  |  | 0 | 0 | 0 | 0 | 0 | 0 | 0 | 0 | 0 | 0 | 0 | 0 | 0 | 0 | 0 | 0 | 0 | 0 | 0 | 0 | 0 | 0 | 0 | 0 | 0 | 0 | 0 | 0
SCE Metro | Olinda | 230 | Offshore_Wind |  |  | 0 | 0 | 0 | 0 | 0 | 0 | 0 | 0 | 0 | 0 | 0 | 0 | 0 | 0 | 0 | 0 | 0 | 0 | 0 | 0 | 0 | 0 | 0 | 0 | 0 | 0 | 0 | 0
PG&E FRESNO | Olive | 115 | Offshore_Wind |  |  | 0 | 0 | 0 | 0 | 0 | 0 | 0 | 0 | 0 | 0 | 0 | 0 | 0 | 0 | 0 | 0 | 0 | 0 | 0 | 0 | 0 | 0 | 0 | 0 | 0 | 0 | 0 | 0
PG&E NGBA | Olivehurst | 115 | Offshore_Wind |  |  | 0 | 0 | 0 | 0 | 0 | 0 | 0 | 0 | 0 | 0 | 0 | 0 | 0 | 0 | 0 | 0 | 0 | 0 | 0 | 0 | 0 | 0 | 0 | 0 | 0 | 0 | 0 | 0
SCE Northern | Ormond Beach | 230 | Offshore_Wind |  |  | 0 | 0 | 0 | 0 | 0 | 0 | 0 | 0 | 0 | 0 | 0 | 0 | 0 | 0 | 0 | 0 | 0 | 0 | 0 | 0 | 0 | 0 | 0 | 0 | 0 | 0 | 0 | 0
PG&E FRESNO | Oro Loma | 115 | Offshore_Wind |  |  | 0 | 0 | 0 | 0 | 0 | 0 | 0 | 0 | 0 | 0 | 0 | 0 | 0 | 0 | 0 | 0 | 0 | 0 | 0 | 0 | 0 | 0 | 0 | 0 | 0 | 0 | 0 | 0
SDGE | Otay Mesa | 230 | Offshore_Wind |  |  | 0 | 0 | 0 | 0 | 0 | 0 | 0 | 0 | 0 | 0 | 0 | 0 | 0 | 0 | 0 | 0 | 0 | 0 | 0 | 0 | 0 | 0 | 0 | 0 | 0 | 0 | 0 | 0
PG&E FRESNO | Padre Flats SW STA | 230 | Offshore_Wind |  |  | 0 | 0 | 0 | 0 | 0 | 0 | 0 | 0 | 0 | 0 | 0 | 0 | 0 | 0 | 0 | 0 | 0 | 0 | 0 | 0 | 0 | 0 | 0 | 0 | 0 | 0 | 0 | 0
EOP | Pahrump | 138 | Offshore_Wind |  |  | 0 | 0 | 0 | 0 | 0 | 0 | 0 | 0 | 0 | 0 | 0 | 0 | 0 | 0 | 0 | 0 | 0 | 0 | 0 | 0 | 0 | 0 | 0 | 0 | 0 | 0 | 0 | 0
EOP | Pahrump | 230 | Offshore_Wind |  |  | 0 | 0 | 0 | 0 | 0 | 0 | 0 | 0 | 0 | 0 | 0 | 0 | 0 | 0 | 0 | 0 | 0 | 0 | 0 | 0 | 0 | 0 | 0 | 0 | 0 | 0 | 0 | 0
PG&E NGBA | Palermo | 115 | Offshore_Wind |  |  | 0 | 0 | 0 | 0 | 0 | 0 | 0 | 0 | 0 | 0 | 0 | 0 | 0 | 0 | 0 | 0 | 0 | 0 | 0 | 0 | 0 | 0 | 0 | 0 | 0 | 0 | 0 | 0
PG&E NGBA | Palermo | 230 | Offshore_Wind |  |  | 0 | 0 | 0 | 0 | 0 | 0 | 0 | 0 | 0 | 0 | 0 | 0 | 0 | 0 | 0 | 0 | 0 | 0 | 0 | 0 | 0 | 0 | 0 | 0 | 0 | 0 | 0 | 0
SCE Eastern | Palo Verde | 500 | Offshore_Wind |  |  | 0 | 0 | 0 | 0 | 0 | 0 | 0 | 0 | 0 | 0 | 0 | 0 | 0 | 0 | 0 | 0 | 0 | 0 | 0 | 0 | 0 | 0 | 0 | 0 | 0 | 0 | 0 | 0
SDGE | Palomar Energy | 230 | Offshore_Wind |  |  | 0 | 0 | 0 | 0 | 0 | 0 | 0 | 0 | 0 | 0 | 0 | 0 | 0 | 0 | 0 | 0 | 0 | 0 | 0 | 0 | 0 | 0 | 0 | 0 | 0 | 0 | 0 | 0
PG&E FRESNO | Panoche | 115 | Offshore_Wind |  |  | 0 | 0 | 0 | 0 | 0 | 0 | 0 | 0 | 0 | 0 | 0 | 0 | 0 | 0 | 0 | 0 | 0 | 0 | 0 | 0 | 0 | 0 | 0 | 0 | 0 | 0 | 0 | 0
PG&E FRESNO | Panoche | 230 | Offshore_Wind |  |  | 0 | 0 | 0 | 0 | 0 | 0 | 0 | 0 | 0 | 0 | 0 | 0 | 0 | 0 | 0 | 0 | 0 | 0 | 0 | 0 | 0 | 0 | 0 | 0 | 0 | 0 | 0 | 0
SCE Northern | Pardee | 230 | Offshore_Wind |  |  | 0 | 0 | 0 | 0 | 0 | 0 | 0 | 0 | 0 | 0 | 0 | 0 | 0 | 0 | 0 | 0 | 0 | 0 | 0 | 0 | 0 | 0 | 0 | 0 | 0 | 0 | 0 | 0
PG&E NGBA | Parkway | 230 | Offshore_Wind |  |  | 0 | 0 | 0 | 0 | 0 | 0 | 0 | 0 | 0 | 0 | 0 | 0 | 0 | 0 | 0 | 0 | 0 | 0 | 0 | 0 | 0 | 0 | 0 | 0 | 0 | 0 | 0 | 0
SCE Northern | Pastoria | 230 | Offshore_Wind |  |  | 0 | 0 | 0 | 0 | 0 | 0 | 0 | 0 | 0 | 0 | 0 | 0 | 0 | 0 | 0 | 0 | 0 | 0 | 0 | 0 | 0 | 0 | 0 | 0 | 0 | 0 | 0 | 0
SCE Metro | Pauda | 230 | Offshore_Wind |  |  | 0 | 0 | 0 | 0 | 0 | 0 | 0 | 0 | 0 | 0 | 0 | 0 | 0 | 0 | 0 | 0 | 0 | 0 | 0 | 0 | 0 | 0 | 0 | 0 | 0 | 0 | 0 | 0
PG&E GBA | Paul Sweet | 115 | Offshore_Wind |  |  | 0 | 0 | 0 | 0 | 0 | 0 | 0 | 0 | 0 | 0 | 0 | 0 | 0 | 0 | 0 | 0 | 0 | 0 | 0 | 0 | 0 | 0 | 0 | 0 | 0 | 0 | 0 | 0
PG&E NGBA | Peabody | 230 | Offshore_Wind |  |  | 0 | 0 | 0 | 0 | 0 | 0 | 0 | 0 | 0 | 0 | 0 | 0 | 0 | 0 | 0 | 0 | 0 | 0 | 0 | 0 | 0 | 0 | 0 | 0 | 0 | 0 | 0 | 0
PG&E NGBA | Pease | 115 | Offshore_Wind |  |  | 0 | 0 | 0 | 0 | 0 | 0 | 0 | 0 | 0 | 0 | 0 | 0 | 0 | 0 | 0 | 0 | 0 | 0 | 0 | 0 | 0 | 0 | 0 | 0 | 0 | 0 | 0 | 0
SDGE | Penasquitos | 138 | Offshore_Wind |  |  | 0 | 0 | 0 | 0 | 0 | 0 | 0 | 0 | 0 | 0 | 0 | 0 | 0 | 0 | 0 | 0 | 0 | 0 | 0 | 0 | 0 | 0 | 0 | 0 | 0 | 0 | 0 | 0
SDGE | Penasquitos | 230 | Offshore_Wind |  |  | 0 | 0 | 0 | 0 | 0 | 0 | 0 | 0 | 0 | 0 | 0 | 0 | 0 | 0 | 0 | 0 | 0 | 0 | 0 | 0 | 0 | 0 | 0 | 0 | 0 | 0 | 0 | 0
PG&E NGBA | Penngrove | 115 | Offshore_Wind |  |  | 0 | 0 | 0 | 0 | 0 | 0 | 0 | 0 | 0 | 0 | 0 | 0 | 0 | 0 | 0 | 0 | 0 | 0 | 0 | 0 | 0 | 0 | 0 | 0 | 0 | 0 | 0 | 0
PG&E GBA | Peoria | 115 | Offshore_Wind |  |  | 0 | 0 | 0 | 0 | 0 | 0 | 0 | 0 | 0 | 0 | 0 | 0 | 0 | 0 | 0 | 0 | 0 | 0 | 0 | 0 | 0 | 0 | 0 | 0 | 0 | 0 | 0 | 0
PG&E GBA | Piercy | 115 | Offshore_Wind |  |  | 0 | 0 | 0 | 0 | 0 | 0 | 0 | 0 | 0 | 0 | 0 | 0 | 0 | 0 | 0 | 0 | 0 | 0 | 0 | 0 | 0 | 0 | 0 | 0 | 0 | 0 | 0 | 0
PG&E FRESNO | Pine Flat | 230 | Offshore_Wind |  |  | 0 | 0 | 0 | 0 | 0 | 0 | 0 | 0 | 0 | 0 | 0 | 0 | 0 | 0 | 0 | 0 | 0 | 0 | 0 | 0 | 0 | 0 | 0 | 0 | 0 | 0 | 0 | 0
SCE NOL | Pisgah | 230 | Offshore_Wind |  |  | 0 | 0 | 0 | 0 | 0 | 0 | 0 | 0 | 0 | 0 | 0 | 0 | 0 | 0 | 0 | 0 | 0 | 0 | 0 | 0 | 0 | 0 | 0 | 0 | 0 | 0 | 0 | 0
PG&E NGBA | Pit 1 | 230 | Offshore_Wind |  |  | 0 | 0 | 0 | 0 | 0 | 0 | 0 | 0 | 0 | 0 | 0 | 0 | 0 | 0 | 0 | 0 | 0 | 0 | 0 | 0 | 0 | 0 | 0 | 0 | 0 | 0 | 0 | 0
PG&E NGBA | Pit 3 | 230 | Offshore_Wind |  |  | 0 | 0 | 0 | 0 | 0 | 0 | 0 | 0 | 0 | 0 | 0 | 0 | 0 | 0 | 0 | 0 | 0 | 0 | 0 | 0 | 0 | 0 | 0 | 0 | 0 | 0 | 0 | 0
PG&E NGBA | Pit 4 | 230 | Offshore_Wind |  |  | 0 | 0 | 0 | 0 | 0 | 0 | 0 | 0 | 0 | 0 | 0 | 0 | 0 | 0 | 0 | 0 | 0 | 0 | 0 | 0 | 0 | 0 | 0 | 0 | 0 | 0 | 0 | 0
PG&E GBA | Pittsburg | 115 | Offshore_Wind |  |  | 0 | 0 | 0 | 0 | 0 | 0 | 0 | 0 | 0 | 0 | 0 | 0 | 0 | 0 | 0 | 0 | 0 | 0 | 0 | 0 | 0 | 0 | 0 | 0 | 0 | 0 | 0 | 0
PG&E GBA | Pittsburg | 230 | Offshore_Wind |  |  | 0 | 0 | 0 | 0 | 0 | 0 | 0 | 0 | 0 | 0 | 0 | 0 | 0 | 0 | 0 | 0 | 0 | 0 | 0 | 0 | 0 | 0 | 0 | 0 | 0 | 0 | 0 | 0
PG&E NGBA | Pleasant Grove | 115 | Offshore_Wind |  |  | 0 | 0 | 0 | 0 | 0 | 0 | 0 | 0 | 0 | 0 | 0 | 0 | 0 | 0 | 0 | 0 | 0 | 0 | 0 | 0 | 0 | 0 | 0 | 0 | 0 | 0 | 0 | 0
PG&E NGBA | POE | 230 | Offshore_Wind |  |  | 0 | 0 | 0 | 0 | 0 | 0 | 0 | 0 | 0 | 0 | 0 | 0 | 0 | 0 | 0 | 0 | 0 | 0 | 0 | 0 | 0 | 0 | 0 | 0 | 0 | 0 | 0 | 0
PG&E KERN | Poso Mountain | 115 | Offshore_Wind |  |  | 0 | 0 | 0 | 0 | 0 | 0 | 0 | 0 | 0 | 0 | 0 | 0 | 0 | 0 | 0 | 0 | 0 | 0 | 0 | 0 | 0 | 0 | 0 | 0 | 0 | 0 | 0 | 0
EOP | Primm | 230 | Offshore_Wind |  |  | 0 | 0 | 0 | 0 | 0 | 0 | 0 | 0 | 0 | 0 | 0 | 0 | 0 | 0 | 0 | 0 | 0 | 0 | 0 | 0 | 0 | 0 | 0 | 0 | 0 | 0 | 0 | 0
PG&E NGBA | Putah Creek | 115 | Offshore_Wind |  |  | 0 | 0 | 0 | 0 | 0 | 0 | 0 | 0 | 0 | 0 | 0 | 0 | 0 | 0 | 0 | 0 | 0 | 0 | 0 | 0 | 0 | 0 | 0 | 0 | 0 | 0 | 0 | 0
SDGE | Q1806 | 138 | Offshore_Wind |  |  | 0 | 0 | 0 | 0 | 0 | 0 | 0 | 0 | 0 | 0 | 0 | 0 | 0 | 0 | 0 | 0 | 0 | 0 | 0 | 0 | 0 | 0 | 0 | 0 | 0 | 0 | 0 | 0
PG&E FRESNO | Quinto | 230 | Offshore_Wind |  |  | 0 | 0 | 0 | 0 | 0 | 0 | 0 | 0 | 0 | 0 | 0 | 0 | 0 | 0 | 0 | 0 | 0 | 0 | 0 | 0 | 0 | 0 | 0 | 0 | 0 | 0 | 0 | 0
PG&E GBA | Race Track | 115 | Offshore_Wind |  |  | 0 | 0 | 0 | 0 | 0 | 0 | 0 | 0 | 0 | 0 | 0 | 0 | 0 | 0 | 0 | 0 | 0 | 0 | 0 | 0 | 0 | 0 | 0 | 0 | 0 | 0 | 0 | 0
SDGE | Rancho Mission Viejo | 138 | Offshore_Wind |  |  | 0 | 0 | 0 | 0 | 0 | 0 | 0 | 0 | 0 | 0 | 0 | 0 | 0 | 0 | 0 | 0 | 0 | 0 | 0 | 0 | 0 | 0 | 0 | 0 | 0 | 0 | 0 | 0
PG&E GBA | Rancho Seco | 230 | Offshore_Wind |  |  | 0 | 0 | 0 | 0 | 0 | 0 | 0 | 0 | 0 | 0 | 0 | 0 | 0 | 0 | 0 | 0 | 0 | 0 | 0 | 0 | 0 | 0 | 0 | 0 | 0 | 0 | 0 | 0
SCE Metro | Rancho Vista | 230 | Offshore_Wind |  |  | 0 | 0 | 0 | 0 | 0 | 0 | 0 | 0 | 0 | 0 | 0 | 0 | 0 | 0 | 0 | 0 | 0 | 0 | 0 | 0 | 0 | 0 | 0 | 0 | 0 | 0 | 0 | 0
SCE Metro | Rancho Vista | 500 | Offshore_Wind |  |  | 0 | 0 | 0 | 0 | 0 | 0 | 0 | 0 | 0 | 0 | 0 | 0 | 0 | 0 | 0 | 0 | 0 | 0 | 0 | 0 | 0 | 0 | 0 | 0 | 0 | 0 | 0 | 0
SCE NOL | Ransburg | 115 | Offshore_Wind |  |  | 0 | 0 | 0 | 0 | 0 | 0 | 0 | 0 | 0 | 0 | 0 | 0 | 0 | 0 | 0 | 0 | 0 | 0 | 0 | 0 | 0 | 0 | 0 | 0 | 0 | 0 | 0 | 0
PG&E GBA | Ravenswood | 115 | Offshore_Wind |  |  | 0 | 0 | 0 | 0 | 0 | 0 | 0 | 0 | 0 | 0 | 0 | 0 | 0 | 0 | 0 | 0 | 0 | 0 | 0 | 0 | 0 | 0 | 0 | 0 | 0 | 0 | 0 | 0
PG&E GBA | Ravenswood | 230 | Offshore_Wind |  |  | 0 | 0 | 0 | 0 | 0 | 0 | 0 | 0 | 0 | 0 | 0 | 0 | 0 | 0 | 0 | 0 | 0 | 0 | 0 | 0 | 0 | 0 | 0 | 0 | 0 | 0 | 0 | 0
SCE Northern | Rector | 230 | Offshore_Wind |  |  | 0 | 0 | 0 | 0 | 0 | 0 | 0 | 0 | 0 | 0 | 0 | 0 | 0 | 0 | 0 | 0 | 0 | 0 | 0 | 0 | 0 | 0 | 0 | 0 | 0 | 0 | 0 | 0
SCE Eastern | Red Bluff | 230 | Offshore_Wind |  |  | 0 | 0 | 0 | 0 | 0 | 0 | 0 | 0 | 0 | 0 | 0 | 0 | 0 | 0 | 0 | 0 | 0 | 0 | 0 | 0 | 0 | 0 | 0 | 0 | 0 | 0 | 0 | 0
SCE Eastern | Red Bluff | 500 | Offshore_Wind |  |  | 0 | 0 | 0 | 0 | 0 | 0 | 0 | 0 | 0 | 0 | 0 | 0 | 0 | 0 | 0 | 0 | 0 | 0 | 0 | 0 | 0 | 0 | 0 | 0 | 0 | 0 | 0 | 0
PG&E NGBA | Redbud | 115 | Offshore_Wind |  |  | 0 | 0 | 0 | 0 | 0 | 0 | 0 | 0 | 0 | 0 | 0 | 0 | 0 | 0 | 0 | 0 | 0 | 0 | 0 | 0 | 0 | 0 | 0 | 0 | 0 | 0 | 0 | 0
SCE Metro | Redondo | 230 | Offshore_Wind |  |  | 0 | 0 | 0 | 0 | 0 | 0 | 0 | 0 | 0 | 0 | 0 | 0 | 0 | 0 | 0 | 0 | 0 | 0 | 0 | 0 | 0 | 0 | 0 | 0 | 0 | 0 | 0 | 0
PG&E FRESNO | Reedley | 115 | Offshore_Wind |  |  | 0 | 0 | 0 | 0 | 0 | 0 | 0 | 0 | 0 | 0 | 0 | 0 | 0 | 0 | 0 | 0 | 0 | 0 | 0 | 0 | 0 | 0 | 0 | 0 | 0 | 0 | 0 | 0
PG&E KERN | Renfro | 115 | Offshore_Wind |  |  | 0 | 0 | 0 | 0 | 0 | 0 | 0 | 0 | 0 | 0 | 0 | 0 | 0 | 0 | 0 | 0 | 0 | 0 | 0 | 0 | 0 | 0 | 0 | 0 | 0 | 0 | 0 | 0
PG&E GBA | Richmond R | 115 | Offshore_Wind |  |  | 0 | 0 | 0 | 0 | 0 | 0 | 0 | 0 | 0 | 0 | 0 | 0 | 0 | 0 | 0 | 0 | 0 | 0 | 0 | 0 | 0 | 0 | 0 | 0 | 0 | 0 | 0 | 0
PG&E NGBA | Rincon | 115 | Offshore_Wind |  |  | 0 | 0 | 0 | 0 | 0 | 0 | 0 | 0 | 0 | 0 | 0 | 0 | 0 | 0 | 0 | 0 | 0 | 0 | 0 | 0 | 0 | 0 | 0 | 0 | 0 | 0 | 0 | 0
PG&E KERN | Rio Bravo | 115 | Offshore_Wind |  |  | 0 | 0 | 0 | 0 | 0 | 0 | 0 | 0 | 0 | 0 | 0 | 0 | 0 | 0 | 0 | 0 | 0 | 0 | 0 | 0 | 0 | 0 | 0 | 0 | 0 | 0 | 0 | 0
SCE Metro | Rio Hondo | 230 | Offshore_Wind |  |  | 0 | 0 | 0 | 0 | 0 | 0 | 0 | 0 | 0 | 0 | 0 | 0 | 0 | 0 | 0 | 0 | 0 | 0 | 0 | 0 | 0 | 0 | 0 | 0 | 0 | 0 | 0 | 0
PG&E NGBA | Rio Oso | 115 | Offshore_Wind |  |  | 0 | 0 | 0 | 0 | 0 | 0 | 0 | 0 | 0 | 0 | 0 | 0 | 0 | 0 | 0 | 0 | 0 | 0 | 0 | 0 | 0 | 0 | 0 | 0 | 0 | 0 | 0 | 0
PG&E NGBA | Rio Oso | 230 | Offshore_Wind |  |  | 0 | 0 | 0 | 0 | 0 | 0 | 0 | 0 | 0 | 0 | 0 | 0 | 0 | 0 | 0 | 0 | 0 | 0 | 0 | 0 | 0 | 0 | 0 | 0 | 0 | 0 | 0 | 0
PG&E GBA | Ripon | 115 | Offshore_Wind |  |  | 0 | 0 | 0 | 0 | 0 | 0 | 0 | 0 | 0 | 0 | 0 | 0 | 0 | 0 | 0 | 0 | 0 | 0 | 0 | 0 | 0 | 0 | 0 | 0 | 0 | 0 | 0 | 0
PG&E GBA | Riverbank | 115 | Offshore_Wind |  |  | 0 | 0 | 0 | 0 | 0 | 0 | 0 | 0 | 0 | 0 | 0 | 0 | 0 | 0 | 0 | 0 | 0 | 0 | 0 | 0 | 0 | 0 | 0 | 0 | 0 | 0 | 0 | 0
SCE NOL | Roadway | 115 | Offshore_Wind |  |  | 0 | 0 | 0 | 0 | 0 | 0 | 0 | 0 | 0 | 0 | 0 | 0 | 0 | 0 | 0 | 0 | 0 | 0 | 0 | 0 | 0 | 0 | 0 | 0 | 0 | 0 | 0 | 0
PG&E NGBA | Rock Creek 1 | 230 | Offshore_Wind |  |  | 0 | 0 | 0 | 0 | 0 | 0 | 0 | 0 | 0 | 0 | 0 | 0 | 0 | 0 | 0 | 0 | 0 | 0 | 0 | 0 | 0 | 0 | 0 | 0 | 0 | 0 | 0 | 0
PG&E GBA | Rossmoor | 230 | Offshore_Wind |  |  | 0 | 0 | 0 | 0 | 0 | 0 | 0 | 0 | 0 | 0 | 0 | 0 | 0 | 0 | 0 | 0 | 0 | 0 | 0 | 0 | 0 | 0 | 0 | 0 | 0 | 0 | 0 | 0
PG&E NGBA | Round Mountain | 230 | Offshore_Wind |  |  | 0 | 0 | 0 | 0 | 0 | 0 | 0 | 0 | 0 | 0 | 0 | 0 | 0 | 0 | 0 | 0 | 0 | 0 | 0 | 0 | 0 | 0 | 0 | 0 | 0 | 0 | 0 | 0
PG&E NGBA | Round Mountain | 500 | Offshore_Wind |  |  | 0 | 0 | 0 | 0 | 0 | 0 | 0 | 0 | 0 | 0 | 0 | 0 | 0 | 0 | 0 | 0 | 0 | 0 | 0 | 0 | 0 | 0 | 0 | 0 | 0 | 0 | 0 | 0
PG&E GBA | Salado | 115 | Offshore_Wind |  |  | 0 | 0 | 0 | 0 | 0 | 0 | 0 | 0 | 0 | 0 | 0 | 0 | 0 | 0 | 0 | 0 | 0 | 0 | 0 | 0 | 0 | 0 | 0 | 0 | 0 | 0 | 0 | 0
PG&E GBA | Salinas | 115 | Offshore_Wind |  |  | 0 | 0 | 0 | 0 | 0 | 0 | 0 | 0 | 0 | 0 | 0 | 0 | 0 | 0 | 0 | 0 | 0 | 0 | 0 | 0 | 0 | 0 | 0 | 0 | 0 | 0 | 0 | 0
SCE Eastern | San Bernardino | 230 | Offshore_Wind |  |  | 0 | 0 | 0 | 0 | 0 | 0 | 0 | 0 | 0 | 0 | 0 | 0 | 0 | 0 | 0 | 0 | 0 | 0 | 0 | 0 | 0 | 0 | 0 | 0 | 0 | 0 | 0 | 0
PG&E GBA | SAN FRAN A (POTRERO PP) | 115 | Offshore_Wind |  |  | 0 | 0 | 0 | 0 | 0 | 0 | 0 | 0 | 0 | 0 | 0 | 0 | 0 | 0 | 0 | 0 | 0 | 0 | 0 | 0 | 0 | 0 | 0 | 0 | 0 | 0 | 0 | 0
PG&E GBA | SAN FRAN A (POTRERO PP) | 230 | Offshore_Wind |  |  | 0 | 0 | 0 | 0 | 0 | 0 | 0 | 0 | 0 | 0 | 0 | 0 | 0 | 0 | 0 | 0 | 0 | 0 | 0 | 0 | 0 | 0 | 0 | 0 | 0 | 0 | 0 | 0
PG&E GBA | San Jose A | 115 | Offshore_Wind |  |  | 0 | 0 | 0 | 0 | 0 | 0 | 0 | 0 | 0 | 0 | 0 | 0 | 0 | 0 | 0 | 0 | 0 | 0 | 0 | 0 | 0 | 0 | 0 | 0 | 0 | 0 | 0 | 0
PG&E GBA | San Jose B | 115 | Offshore_Wind |  |  | 0 | 0 | 0 | 0 | 0 | 0 | 0 | 0 | 0 | 0 | 0 | 0 | 0 | 0 | 0 | 0 | 0 | 0 | 0 | 0 | 0 | 0 | 0 | 0 | 0 | 0 | 0 | 0
PG&E GBA | San Leandro U | 115 | Offshore_Wind |  |  | 0 | 0 | 0 | 0 | 0 | 0 | 0 | 0 | 0 | 0 | 0 | 0 | 0 | 0 | 0 | 0 | 0 | 0 | 0 | 0 | 0 | 0 | 0 | 0 | 0 | 0 | 0 | 0
PG&E KERN | San Luis Obispo | 115 | Offshore_Wind |  |  | 0 | 0 | 0 | 0 | 0 | 0 | 0 | 0 | 0 | 0 | 0 | 0 | 0 | 0 | 0 | 0 | 0 | 0 | 0 | 0 | 0 | 0 | 0 | 0 | 0 | 0 | 0 | 0
SDGE | San Luis Rey | 230 | Offshore_Wind |  |  | 0 | 0 | 0 | 0 | 0 | 0 | 0 | 0 | 0 | 0 | 0 | 0 | 0 | 0 | 0 | 0 | 0 | 0 | 0 | 0 | 0 | 0 | 0 | 0 | 0 | 0 | 0 | 0
SCE Metro | San Onofre | 230 | Offshore_Wind |  |  | 0 | 0 | 0 | 0 | 0 | 0 | 0 | 0 | 0 | 0 | 0 | 0 | 0 | 0 | 0 | 0 | 0 | 0 | 0 | 0 | 0 | 0 | 0 | 0 | 0 | 0 | 0 | 0
PG&E GBA | San Pablo | 115 | Offshore_Wind |  |  | 0 | 0 | 0 | 0 | 0 | 0 | 0 | 0 | 0 | 0 | 0 | 0 | 0 | 0 | 0 | 0 | 0 | 0 | 0 | 0 | 0 | 0 | 0 | 0 | 0 | 0 | 0 | 0
PG&E GBA | San Ramon | 230 | Offshore_Wind |  |  | 0 | 0 | 0 | 0 | 0 | 0 | 0 | 0 | 0 | 0 | 0 | 0 | 0 | 0 | 0 | 0 | 0 | 0 | 0 | 0 | 0 | 0 | 0 | 0 | 0 | 0 | 0 | 0
SCE NOL | Sandlot | 230 | Offshore_Wind |  |  | 0 | 0 | 0 | 0 | 0 | 0 | 0 | 0 | 0 | 0 | 0 | 0 | 0 | 0 | 0 | 0 | 0 | 0 | 0 | 0 | 0 | 0 | 0 | 0 | 0 | 0 | 0 | 0
EOP | Sandy | 138 | Offshore_Wind |  |  | 0 | 0 | 0 | 0 | 0 | 0 | 0 | 0 | 0 | 0 | 0 | 0 | 0 | 0 | 0 | 0 | 0 | 0 | 0 | 0 | 0 | 0 | 0 | 0 | 0 | 0 | 0 | 0
PG&E FRESNO | Sanger | 115 | Offshore_Wind |  |  | 0 | 0 | 0 | 0 | 0 | 0 | 0 | 0 | 0 | 0 | 0 | 0 | 0 | 0 | 0 | 0 | 0 | 0 | 0 | 0 | 0 | 0 | 0 | 0 | 0 | 0 | 0 | 0
SCE Northern | Santa Clara | 230 | Offshore_Wind |  |  | 0 | 0 | 0 | 0 | 0 | 0 | 0 | 0 | 0 | 0 | 0 | 0 | 0 | 0 | 0 | 0 | 0 | 0 | 0 | 0 | 0 | 0 | 0 | 0 | 0 | 0 | 0 | 0
PG&E NGBA | Santa Rosa A | 115 | Offshore_Wind |  |  | 0 | 0 | 0 | 0 | 0 | 0 | 0 | 0 | 0 | 0 | 0 | 0 | 0 | 0 | 0 | 0 | 0 | 0 | 0 | 0 | 0 | 0 | 0 | 0 | 0 | 0 | 0 | 0
PG&E GBA | Santa Teresa | 115 | Offshore_Wind |  |  | 0 | 0 | 0 | 0 | 0 | 0 | 0 | 0 | 0 | 0 | 0 | 0 | 0 | 0 | 0 | 0 | 0 | 0 | 0 | 0 | 0 | 0 | 0 | 0 | 0 | 0 | 0 | 0
SDGE | Santee | 138 | Offshore_Wind |  |  | 0 | 0 | 0 | 0 | 0 | 0 | 0 | 0 | 0 | 0 | 0 | 0 | 0 | 0 | 0 | 0 | 0 | 0 | 0 | 0 | 0 | 0 | 0 | 0 | 0 | 0 | 0 | 0
SCE Metro | Santiago | 230 | Offshore_Wind |  |  | 0 | 0 | 0 | 0 | 0 | 0 | 0 | 0 | 0 | 0 | 0 | 0 | 0 | 0 | 0 | 0 | 0 | 0 | 0 | 0 | 0 | 0 | 0 | 0 | 0 | 0 | 0 | 0
PG&E GBA | Saratoga | 230 | Offshore_Wind |  |  | 0 | 0 | 0 | 0 | 0 | 0 | 0 | 0 | 0 | 0 | 0 | 0 | 0 | 0 | 0 | 0 | 0 | 0 | 0 | 0 | 0 | 0 | 0 | 0 | 0 | 0 | 0 | 0
SCE Northern | Saugus | 230 | Offshore_Wind |  |  | 0 | 0 | 0 | 0 | 0 | 0 | 0 | 0 | 0 | 0 | 0 | 0 | 0 | 0 | 0 | 0 | 0 | 0 | 0 | 0 | 0 | 0 | 0 | 0 | 0 | 0 | 0 | 0
PG&E FRESNO | Schindler | 115 | Offshore_Wind |  |  | 0 | 0 | 0 | 0 | 0 | 0 | 0 | 0 | 0 | 0 | 0 | 0 | 0 | 0 | 0 | 0 | 0 | 0 | 0 | 0 | 0 | 0 | 0 | 0 | 0 | 0 | 0 | 0
PG&E GBA | Schulte | 115 | Offshore_Wind |  |  | 0 | 0 | 0 | 0 | 0 | 0 | 0 | 0 | 0 | 0 | 0 | 0 | 0 | 0 | 0 | 0 | 0 | 0 | 0 | 0 | 0 | 0 | 0 | 0 | 0 | 0 | 0 | 0
PG&E KERN | Semitropic | 115 | Offshore_Wind |  |  | 0 | 0 | 0 | 0 | 0 | 0 | 0 | 0 | 0 | 0 | 0 | 0 | 0 | 0 | 0 | 0 | 0 | 0 | 0 | 0 | 0 | 0 | 0 | 0 | 0 | 0 | 0 | 0
SCE Metro | Serrano | 230 | Offshore_Wind |  |  | 0 | 0 | 0 | 0 | 0 | 0 | 0 | 0 | 0 | 0 | 0 | 0 | 0 | 0 | 0 | 0 | 0 | 0 | 0 | 0 | 0 | 0 | 0 | 0 | 0 | 0 | 0 | 0
SCE Metro | Serrano | 500 | Offshore_Wind |  |  | 0 | 0 | 0 | 0 | 0 | 0 | 0 | 0 | 0 | 0 | 0 | 0 | 0 | 0 | 0 | 0 | 0 | 0 | 0 | 0 | 0 | 0 | 0 | 0 | 0 | 0 | 0 | 0
SDGE | Shadowridge | 138 | Offshore_Wind |  |  | 0 | 0 | 0 | 0 | 0 | 0 | 0 | 0 | 0 | 0 | 0 | 0 | 0 | 0 | 0 | 0 | 0 | 0 | 0 | 0 | 0 | 0 | 0 | 0 | 0 | 0 | 0 | 0
PG&E KERN | Shafter | 115 | Offshore_Wind |  |  | 0 | 0 | 0 | 0 | 0 | 0 | 0 | 0 | 0 | 0 | 0 | 0 | 0 | 0 | 0 | 0 | 0 | 0 | 0 | 0 | 0 | 0 | 0 | 0 | 0 | 0 | 0 | 0
PG&E NGBA | Silverado | 115 | Offshore_Wind |  |  | 0 | 0 | 0 | 0 | 0 | 0 | 0 | 0 | 0 | 0 | 0 | 0 | 0 | 0 | 0 | 0 | 0 | 0 | 0 | 0 | 0 | 0 | 0 | 0 | 0 | 0 | 0 | 0
SDGE | Silvergate | 230 | Offshore_Wind |  |  | 0 | 0 | 0 | 0 | 0 | 0 | 0 | 0 | 0 | 0 | 0 | 0 | 0 | 0 | 0 | 0 | 0 | 0 | 0 | 0 | 0 | 0 | 0 | 0 | 0 | 0 | 0 | 0
PG&E KERN | Sisquoc | 115 | Offshore_Wind |  |  | 0 | 0 | 0 | 0 | 0 | 0 | 0 | 0 | 0 | 0 | 0 | 0 | 0 | 0 | 0 | 0 | 0 | 0 | 0 | 0 | 0 | 0 | 0 | 0 | 0 | 0 | 0 | 0
EOP | Sloan Canyon | 230 | Offshore_Wind |  |  | 0 | 0 | 0 | 0 | 0 | 0 | 0 | 0 | 0 | 0 | 0 | 0 | 0 | 0 | 0 | 0 | 0 | 0 | 0 | 0 | 0 | 0 | 0 | 0 | 0 | 0 | 0 | 0
EOP | Sloan Canyon | 500 | Offshore_Wind |  |  | 0 | 0 | 0 | 0 | 0 | 0 | 0 | 0 | 0 | 0 | 0 | 0 | 0 | 0 | 0 | 0 | 0 | 0 | 0 | 0 | 0 | 0 | 0 | 0 | 0 | 0 | 0 | 0
PG&E KERN | Smyrna | 115 | Offshore_Wind |  |  | 0 | 0 | 0 | 0 | 0 | 0 | 0 | 0 | 0 | 0 | 0 | 0 | 0 | 0 | 0 | 0 | 0 | 0 | 0 | 0 | 0 | 0 | 0 | 0 | 0 | 0 | 0 | 0
PG&E GBA | Sobrante | 115 | Offshore_Wind |  |  | 0 | 0 | 0 | 0 | 0 | 0 | 0 | 0 | 0 | 0 | 0 | 0 | 0 | 0 | 0 | 0 | 0 | 0 | 0 | 0 | 0 | 0 | 0 | 0 | 0 | 0 | 0 | 0
PG&E GBA | Sobrante | 230 | Offshore_Wind |  |  | 0 | 0 | 0 | 0 | 0 | 0 | 0 | 0 | 0 | 0 | 0 | 0 | 0 | 0 | 0 | 0 | 0 | 0 | 0 | 0 | 0 | 0 | 0 | 0 | 0 | 0 | 0 | 0
PG&E KERN | Solar | 230 | Offshore_Wind |  |  | 0 | 0 | 0 | 0 | 0 | 0 | 0 | 0 | 0 | 0 | 0 | 0 | 0 | 0 | 0 | 0 | 0 | 0 | 0 | 0 | 0 | 0 | 0 | 0 | 0 | 0 | 0 | 0
PG&E GBA | Soledad | 115 | Offshore_Wind |  |  | 0 | 0 | 0 | 0 | 0 | 0 | 0 | 0 | 0 | 0 | 0 | 0 | 0 | 0 | 0 | 0 | 0 | 0 | 0 | 0 | 0 | 0 | 0 | 0 | 0 | 0 | 0 | 0
SCE Northern | Springville | 230 | Offshore_Wind |  |  | 0 | 0 | 0 | 0 | 0 | 0 | 0 | 0 | 0 | 0 | 0 | 0 | 0 | 0 | 0 | 0 | 0 | 0 | 0 | 0 | 0 | 0 | 0 | 0 | 0 | 0 | 0 | 0
PG&E GBA | Stagg | 230 | Offshore_Wind |  |  | 0 | 0 | 0 | 0 | 0 | 0 | 0 | 0 | 0 | 0 | 0 | 0 | 0 | 0 | 0 | 0 | 0 | 0 | 0 | 0 | 0 | 0 | 0 | 0 | 0 | 0 | 0 | 0
PG&E GBA | Standard Oil | 115 | Offshore_Wind |  |  | 0 | 0 | 0 | 0 | 0 | 0 | 0 | 0 | 0 | 0 | 0 | 0 | 0 | 0 | 0 | 0 | 0 | 0 | 0 | 0 | 0 | 0 | 0 | 0 | 0 | 0 | 0 | 0
PG&E GBA | Stanislaus | 115 | Offshore_Wind |  |  | 0 | 0 | 0 | 0 | 0 | 0 | 0 | 0 | 0 | 0 | 0 | 0 | 0 | 0 | 0 | 0 | 0 | 0 | 0 | 0 | 0 | 0 | 0 | 0 | 0 | 0 | 0 | 0
PG&E KERN | Stockdale | 115 | Offshore_Wind |  |  | 0 | 0 | 0 | 0 | 0 | 0 | 0 | 0 | 0 | 0 | 0 | 0 | 0 | 0 | 0 | 0 | 0 | 0 | 0 | 0 | 0 | 0 | 0 | 0 | 0 | 0 | 0 | 0
PG&E KERN | Stockdale | 230 | Offshore_Wind |  |  | 0 | 0 | 0 | 0 | 0 | 0 | 0 | 0 | 0 | 0 | 0 | 0 | 0 | 0 | 0 | 0 | 0 | 0 | 0 | 0 | 0 | 0 | 0 | 0 | 0 | 0 | 0 | 0
PG&E GBA | Stockton A | 115 | Offshore_Wind |  |  | 0 | 0 | 0 | 0 | 0 | 0 | 0 | 0 | 0 | 0 | 0 | 0 | 0 | 0 | 0 | 0 | 0 | 0 | 0 | 0 | 0 | 0 | 0 | 0 | 0 | 0 | 0 | 0
PG&E GBA | Stone | 115 | Offshore_Wind |  |  | 0 | 0 | 0 | 0 | 0 | 0 | 0 | 0 | 0 | 0 | 0 | 0 | 0 | 0 | 0 | 0 | 0 | 0 | 0 | 0 | 0 | 0 | 0 | 0 | 0 | 0 | 0 | 0
PG&E FRESNO | Storey | 230 | Offshore_Wind |  |  | 0 | 0 | 0 | 0 | 0 | 0 | 0 | 0 | 0 | 0 | 0 | 0 | 0 | 0 | 0 | 0 | 0 | 0 | 0 | 0 | 0 | 0 | 0 | 0 | 0 | 0 | 0 | 0
PG&E NGBA | Summit | 115 | Offshore_Wind |  |  | 0 | 0 | 0 | 0 | 0 | 0 | 0 | 0 | 0 | 0 | 0 | 0 | 0 | 0 | 0 | 0 | 0 | 0 | 0 | 0 | 0 | 0 | 0 | 0 | 0 | 0 | 0 | 0
SDGE | Suncrest | 230 | Offshore_Wind |  |  | 0 | 0 | 0 | 0 | 0 | 0 | 0 | 0 | 0 | 0 | 0 | 0 | 0 | 0 | 0 | 0 | 0 | 0 | 0 | 0 | 0 | 0 | 0 | 0 | 0 | 0 | 0 | 0
SDGE | Suncrest | 500 | Offshore_Wind |  |  | 0 | 0 | 0 | 0 | 0 | 0 | 0 | 0 | 0 | 0 | 0 | 0 | 0 | 0 | 0 | 0 | 0 | 0 | 0 | 0 | 0 | 0 | 0 | 0 | 0 | 0 | 0 | 0
PG&E KERN | Sunrise | 230 | Offshore_Wind |  |  | 0 | 0 | 0 | 0 | 0 | 0 | 0 | 0 | 0 | 0 | 0 | 0 | 0 | 0 | 0 | 0 | 0 | 0 | 0 | 0 | 0 | 0 | 0 | 0 | 0 | 0 | 0 | 0
PG&E KERN | Sunset | 230 | Offshore_Wind |  |  | 0 | 0 | 0 | 0 | 0 | 0 | 0 | 0 | 0 | 0 | 0 | 0 | 0 | 0 | 0 | 0 | 0 | 0 | 0 | 0 | 0 | 0 | 0 | 0 | 0 | 0 | 0 | 0
PG&E GBA | Swift | 115 | Offshore_Wind |  |  | 0 | 0 | 0 | 0 | 0 | 0 | 0 | 0 | 0 | 0 | 0 | 0 | 0 | 0 | 0 | 0 | 0 | 0 | 0 | 0 | 0 | 0 | 0 | 0 | 0 | 0 | 0 | 0
SDGE | Sycamore Canyon | 138 | Offshore_Wind |  |  | 0 | 0 | 0 | 0 | 0 | 0 | 0 | 0 | 0 | 0 | 0 | 0 | 0 | 0 | 0 | 0 | 0 | 0 | 0 | 0 | 0 | 0 | 0 | 0 | 0 | 0 | 0 | 0
SDGE | Sycamore Canyon | 230 | Offshore_Wind |  |  | 0 | 0 | 0 | 0 | 0 | 0 | 0 | 0 | 0 | 0 | 0 | 0 | 0 | 0 | 0 | 0 | 0 | 0 | 0 | 0 | 0 | 0 | 0 | 0 | 0 | 0 | 0 | 0
SCE Northern | Sylmar | 230 | Offshore_Wind |  |  | 0 | 0 | 0 | 0 | 0 | 0 | 0 | 0 | 0 | 0 | 0 | 0 | 0 | 0 | 0 | 0 | 0 | 0 | 0 | 0 | 0 | 0 | 0 | 0 | 0 | 0 | 0 | 0
PG&E NGBA | Table Mountain | 115 | Offshore_Wind |  |  | 0 | 0 | 0 | 0 | 0 | 0 | 0 | 0 | 0 | 0 | 0 | 0 | 0 | 0 | 0 | 0 | 0 | 0 | 0 | 0 | 0 | 0 | 0 | 0 | 0 | 0 | 0 | 0
PG&E NGBA | Table Mountain | 230 | Offshore_Wind |  |  | 0 | 0 | 0 | 0 | 0 | 0 | 0 | 0 | 0 | 0 | 0 | 0 | 0 | 0 | 0 | 0 | 0 | 0 | 0 | 0 | 0 | 0 | 0 | 0 | 0 | 0 | 0 | 0
PG&E NGBA | Table Mountain | 500 | Offshore_Wind |  |  | 0 | 0 | 0 | 0 | 0 | 0 | 0 | 0 | 0 | 0 | 0 | 0 | 0 | 0 | 0 | 0 | 0 | 0 | 0 | 0 | 0 | 0 | 0 | 0 | 0 | 0 | 0 | 0
PG&E KERN | Taft | 115 | Offshore_Wind |  |  | 0 | 0 | 0 | 0 | 0 | 0 | 0 | 0 | 0 | 0 | 0 | 0 | 0 | 0 | 0 | 0 | 0 | 0 | 0 | 0 | 0 | 0 | 0 | 0 | 0 | 0 | 0 | 0
SDGE | Talega | 138 | Offshore_Wind |  |  | 0 | 0 | 0 | 0 | 0 | 0 | 0 | 0 | 0 | 0 | 0 | 0 | 0 | 0 | 0 | 0 | 0 | 0 | 0 | 0 | 0 | 0 | 0 | 0 | 0 | 0 | 0 | 0
SDGE | Talega | 230 | Offshore_Wind |  |  | 0 | 0 | 0 | 0 | 0 | 0 | 0 | 0 | 0 | 0 | 0 | 0 | 0 | 0 | 0 | 0 | 0 | 0 | 0 | 0 | 0 | 0 | 0 | 0 | 0 | 0 | 0 | 0
PG&E GBA | Tassajara | 230 | Offshore_Wind |  |  | 0 | 0 | 0 | 0 | 0 | 0 | 0 | 0 | 0 | 0 | 0 | 0 | 0 | 0 | 0 | 0 | 0 | 0 | 0 | 0 | 0 | 0 | 0 | 0 | 0 | 0 | 0 | 0
SDGE | Telegraph Canyon | 138 | Offshore_Wind |  |  | 0 | 0 | 0 | 0 | 0 | 0 | 0 | 0 | 0 | 0 | 0 | 0 | 0 | 0 | 0 | 0 | 0 | 0 | 0 | 0 | 0 | 0 | 0 | 0 | 0 | 0 | 0 | 0
PG&E KERN | Temblor | 115 | Offshore_Wind |  |  | 0 | 0 | 0 | 0 | 0 | 0 | 0 | 0 | 0 | 0 | 0 | 0 | 0 | 0 | 0 | 0 | 0 | 0 | 0 | 0 | 0 | 0 | 0 | 0 | 0 | 0 | 0 | 0
PG&E KERN | Templeton | 230 | Offshore_Wind |  |  | 0 | 0 | 0 | 0 | 0 | 0 | 0 | 0 | 0 | 0 | 0 | 0 | 0 | 0 | 0 | 0 | 0 | 0 | 0 | 0 | 0 | 0 | 0 | 0 | 0 | 0 | 0 | 0
PG&E GBA | Tesla | 115 | Offshore_Wind |  |  | 0 | 0 | 0 | 0 | 0 | 0 | 0 | 0 | 0 | 0 | 0 | 0 | 0 | 0 | 0 | 0 | 0 | 0 | 0 | 0 | 0 | 0 | 0 | 0 | 0 | 0 | 0 | 0
PG&E GBA | Tesla | 230 | Offshore_Wind |  |  | 0 | 0 | 0 | 0 | 0 | 0 | 0 | 0 | 0 | 0 | 0 | 0 | 0 | 0 | 0 | 0 | 0 | 0 | 0 | 0 | 0 | 0 | 0 | 0 | 0 | 0 | 0 | 0
PG&E GBA | Tesla | 500 | Offshore_Wind |  |  | 0 | 0 | 0 | 0 | 0 | 0 | 0 | 0 | 0 | 0 | 0 | 0 | 0 | 0 | 0 | 0 | 0 | 0 | 0 | 0 | 0 | 0 | 0 | 0 | 0 | 0 | 0 | 0
PG&E KERN | Tevis | 115 | Offshore_Wind |  |  | 0 | 0 | 0 | 0 | 0 | 0 | 0 | 0 | 0 | 0 | 0 | 0 | 0 | 0 | 0 | 0 | 0 | 0 | 0 | 0 | 0 | 0 | 0 | 0 | 0 | 0 | 0 | 0
EOP | Thousandaire | 138 | Offshore_Wind |  |  | 0 | 0 | 0 | 0 | 0 | 0 | 0 | 0 | 0 | 0 | 0 | 0 | 0 | 0 | 0 | 0 | 0 | 0 | 0 | 0 | 0 | 0 | 0 | 0 | 0 | 0 | 0 | 0
PG&E KERN | Topaz | 230 | Offshore_Wind |  |  | 0 | 0 | 0 | 0 | 0 | 0 | 0 | 0 | 0 | 0 | 0 | 0 | 0 | 0 | 0 | 0 | 0 | 0 | 0 | 0 | 0 | 0 | 0 | 0 | 0 | 0 | 0 | 0
SCE NOL | Tortilla | 115 | Offshore_Wind |  |  | 0 | 0 | 0 | 0 | 0 | 0 | 0 | 0 | 0 | 0 | 0 | 0 | 0 | 0 | 0 | 0 | 0 | 0 | 0 | 0 | 0 | 0 | 0 | 0 | 0 | 0 | 0 | 0
SDGE | Trabuco | 138 | Offshore_Wind |  |  | 0 | 0 | 0 | 0 | 0 | 0 | 0 | 0 | 0 | 0 | 0 | 0 | 0 | 0 | 0 | 0 | 0 | 0 | 0 | 0 | 0 | 0 | 0 | 0 | 0 | 0 | 0 | 0
PG&E GBA | Tracy | 115 | Offshore_Wind |  |  | 0 | 0 | 0 | 0 | 0 | 0 | 0 | 0 | 0 | 0 | 0 | 0 | 0 | 0 | 0 | 0 | 0 | 0 | 0 | 0 | 0 | 0 | 0 | 0 | 0 | 0 | 0 | 0
PG&E FRESNO | Tranquility | 230 | Offshore_Wind |  |  | 0 | 0 | 0 | 0 | 0 | 0 | 0 | 0 | 0 | 0 | 0 | 0 | 0 | 0 | 0 | 0 | 0 | 0 | 0 | 0 | 0 | 0 | 0 | 0 | 0 | 0 | 0 | 0
PG&E GBA | Trimble | 115 | Offshore_Wind |  |  | 0 | 0 | 0 | 0 | 0 | 0 | 0 | 0 | 0 | 0 | 0 | 0 | 0 | 0 | 0 | 0 | 0 | 0 | 0 | 0 | 0 | 0 | 0 | 0 | 0 | 0 | 0 | 0
EOP | Trout Canyon | 230 | Offshore_Wind |  |  | 0 | 0 | 0 | 0 | 0 | 0 | 0 | 0 | 0 | 0 | 0 | 0 | 0 | 0 | 0 | 0 | 0 | 0 | 0 | 0 | 0 | 0 | 0 | 0 | 0 | 0 | 0 | 0
EOP | Trout Canyon | 500 | Offshore_Wind |  |  | 0 | 0 | 0 | 0 | 0 | 0 | 0 | 0 | 0 | 0 | 0 | 0 | 0 | 0 | 0 | 0 | 0 | 0 | 0 | 0 | 0 | 0 | 0 | 0 | 0 | 0 | 0 | 0
PG&E NGBA | Tulucay | 230 | Offshore_Wind |  |  | 0 | 0 | 0 | 0 | 0 | 0 | 0 | 0 | 0 | 0 | 0 | 0 | 0 | 0 | 0 | 0 | 0 | 0 | 0 | 0 | 0 | 0 | 0 | 0 | 0 | 0 | 0 | 0
PG&E KERN | Tupman | 115 | Offshore_Wind |  |  | 0 | 0 | 0 | 0 | 0 | 0 | 0 | 0 | 0 | 0 | 0 | 0 | 0 | 0 | 0 | 0 | 0 | 0 | 0 | 0 | 0 | 0 | 0 | 0 | 0 | 0 | 0 | 0
PG&E NGBA | Ukiah | 115 | Offshore_Wind |  |  | 0 | 0 | 0 | 0 | 0 | 0 | 0 | 0 | 0 | 0 | 0 | 0 | 0 | 0 | 0 | 0 | 0 | 0 | 0 | 0 | 0 | 0 | 0 | 0 | 0 | 0 | 0 | 0
PG&E NGBA | Vaca Dixon | 115 | Offshore_Wind |  |  | 0 | 0 | 0 | 0 | 0 | 0 | 0 | 0 | 0 | 0 | 0 | 0 | 0 | 0 | 0 | 0 | 0 | 0 | 0 | 0 | 0 | 0 | 0 | 0 | 0 | 0 | 0 | 0
PG&E NGBA | Vaca Dixon | 230 | Offshore_Wind |  |  | 0 | 0 | 0 | 0 | 0 | 0 | 0 | 0 | 0 | 0 | 0 | 0 | 0 | 0 | 0 | 0 | 0 | 0 | 0 | 0 | 0 | 0 | 0 | 0 | 0 | 0 | 0 | 0
PG&E NGBA | Vaca Dixon | 500 | Offshore_Wind |  |  | 0 | 0 | 0 | 0 | 0 | 0 | 0 | 0 | 0 | 0 | 0 | 0 | 0 | 0 | 0 | 0 | 0 | 0 | 0 | 0 | 0 | 0 | 0 | 0 | 0 | 0 | 0 | 0
SCE Eastern | Valley (SCE) | 500 | Offshore_Wind |  |  | 0 | 0 | 0 | 0 | 0 | 0 | 0 | 0 | 0 | 0 | 0 | 0 | 0 | 0 | 0 | 0 | 0 | 0 | 0 | 0 | 0 | 0 | 0 | 0 | 0 | 0 | 0 | 0
EOP | Valley (VEA) | 138 | Offshore_Wind |  |  | 0 | 0 | 0 | 0 | 0 | 0 | 0 | 0 | 0 | 0 | 0 | 0 | 0 | 0 | 0 | 0 | 0 | 0 | 0 | 0 | 0 | 0 | 0 | 0 | 0 | 0 | 0 | 0
PG&E GBA | Valley Home | 115 | Offshore_Wind |  |  | 0 | 0 | 0 | 0 | 0 | 0 | 0 | 0 | 0 | 0 | 0 | 0 | 0 | 0 | 0 | 0 | 0 | 0 | 0 | 0 | 0 | 0 | 0 | 0 | 0 | 0 | 0 | 0
PG&E GBA | Valley Springs | 230 | Offshore_Wind |  |  | 0 | 0 | 0 | 0 | 0 | 0 | 0 | 0 | 0 | 0 | 0 | 0 | 0 | 0 | 0 | 0 | 0 | 0 | 0 | 0 | 0 | 0 | 0 | 0 | 0 | 0 | 0 | 0
EOP | Valley Switch | 138 | Offshore_Wind |  |  | 0 | 0 | 0 | 0 | 0 | 0 | 0 | 0 | 0 | 0 | 0 | 0 | 0 | 0 | 0 | 0 | 0 | 0 | 0 | 0 | 0 | 0 | 0 | 0 | 0 | 0 | 0 | 0
EOP | Valley Switch | 230 | Offshore_Wind |  |  | 0 | 0 | 0 | 0 | 0 | 0 | 0 | 0 | 0 | 0 | 0 | 0 | 0 | 0 | 0 | 0 | 0 | 0 | 0 | 0 | 0 | 0 | 0 | 0 | 0 | 0 | 0 | 0
PG&E GBA | Vasco | 230 | Offshore_Wind |  |  | 0 | 0 | 0 | 0 | 0 | 0 | 0 | 0 | 0 | 0 | 0 | 0 | 0 | 0 | 0 | 0 | 0 | 0 | 0 | 0 | 0 | 0 | 0 | 0 | 0 | 0 | 0 | 0
PG&E GBA | Vasona | 230 | Offshore_Wind |  |  | 0 | 0 | 0 | 0 | 0 | 0 | 0 | 0 | 0 | 0 | 0 | 0 | 0 | 0 | 0 | 0 | 0 | 0 | 0 | 0 | 0 | 0 | 0 | 0 | 0 | 0 | 0 | 0
SCE Northern | Vestal | 230 | Offshore_Wind |  |  | 0 | 0 | 0 | 0 | 0 | 0 | 0 | 0 | 0 | 0 | 0 | 0 | 0 | 0 | 0 | 0 | 0 | 0 | 0 | 0 | 0 | 0 | 0 | 0 | 0 | 0 | 0 | 0
SCE NOL | Victor | 115 | Offshore_Wind |  |  | 0 | 0 | 0 | 0 | 0 | 0 | 0 | 0 | 0 | 0 | 0 | 0 | 0 | 0 | 0 | 0 | 0 | 0 | 0 | 0 | 0 | 0 | 0 | 0 | 0 | 0 | 0 | 0
SCE NOL | Victor | 230 | Offshore_Wind |  |  | 0 | 0 | 0 | 0 | 0 | 0 | 0 | 0 | 0 | 0 | 0 | 0 | 0 | 0 | 0 | 0 | 0 | 0 | 0 | 0 | 0 | 0 | 0 | 0 | 0 | 0 | 0 | 0
SCE Metro | Viejo | 230 | Offshore_Wind |  |  | 0 | 0 | 0 | 0 | 0 | 0 | 0 | 0 | 0 | 0 | 0 | 0 | 0 | 0 | 0 | 0 | 0 | 0 | 0 | 0 | 0 | 0 | 0 | 0 | 0 | 0 | 0 | 0
PG&E GBA | Vierra | 115 | Offshore_Wind |  |  | 0 | 0 | 0 | 0 | 0 | 0 | 0 | 0 | 0 | 0 | 0 | 0 | 0 | 0 | 0 | 0 | 0 | 0 | 0 | 0 | 0 | 0 | 0 | 0 | 0 | 0 | 0 | 0
SCE Metro | Villa Park | 230 | Offshore_Wind |  |  | 0 | 0 | 0 | 0 | 0 | 0 | 0 | 0 | 0 | 0 | 0 | 0 | 0 | 0 | 0 | 0 | 0 | 0 | 0 | 0 | 0 | 0 | 0 | 0 | 0 | 0 | 0 | 0
SCE Northern | Vincent | 230 | Offshore_Wind |  |  | 0 | 0 | 0 | 0 | 0 | 0 | 0 | 0 | 0 | 0 | 0 | 0 | 0 | 0 | 0 | 0 | 0 | 0 | 0 | 0 | 0 | 0 | 0 | 0 | 0 | 0 | 0 | 0
SCE Northern | Vincent | 500 | Offshore_Wind |  |  | 0 | 0 | 0 | 0 | 0 | 0 | 0 | 0 | 0 | 0 | 0 | 0 | 0 | 0 | 0 | 0 | 0 | 0 | 0 | 0 | 0 | 0 | 0 | 0 | 0 | 0 | 0 | 0
PG&E GBA | Vineyard | 230 | Offshore_Wind |  |  | 0 | 0 | 0 | 0 | 0 | 0 | 0 | 0 | 0 | 0 | 0 | 0 | 0 | 0 | 0 | 0 | 0 | 0 | 0 | 0 | 0 | 0 | 0 | 0 | 0 | 0 | 0 | 0
SCE Eastern | Vista (SCE) | 230 | Offshore_Wind |  |  | 0 | 0 | 0 | 0 | 0 | 0 | 0 | 0 | 0 | 0 | 0 | 0 | 0 | 0 | 0 | 0 | 0 | 0 | 0 | 0 | 0 | 0 | 0 | 0 | 0 | 0 | 0 | 0
EOP | Vista (VEA) | 138 | Offshore_Wind |  |  | 0 | 0 | 0 | 0 | 0 | 0 | 0 | 0 | 0 | 0 | 0 | 0 | 0 | 0 | 0 | 0 | 0 | 0 | 0 | 0 | 0 | 0 | 0 | 0 | 0 | 0 | 0 | 0
EOP | Vista (VEA) | 230 | Offshore_Wind |  |  | 0 | 0 | 0 | 0 | 0 | 0 | 0 | 0 | 0 | 0 | 0 | 0 | 0 | 0 | 0 | 0 | 0 | 0 | 0 | 0 | 0 | 0 | 0 | 0 | 0 | 0 | 0 | 0
PG&E FRESNO | Wahtoke | 115 | Offshore_Wind |  |  | 0 | 0 | 0 | 0 | 0 | 0 | 0 | 0 | 0 | 0 | 0 | 0 | 0 | 0 | 0 | 0 | 0 | 0 | 0 | 0 | 0 | 0 | 0 | 0 | 0 | 0 | 0 | 0
SCE Metro | Walnut | 230 | Offshore_Wind |  |  | 0 | 0 | 0 | 0 | 0 | 0 | 0 | 0 | 0 | 0 | 0 | 0 | 0 | 0 | 0 | 0 | 0 | 0 | 0 | 0 | 0 | 0 | 0 | 0 | 0 | 0 | 0 | 0
SCE Northern | Warne | 230 | Offshore_Wind |  |  | 0 | 0 | 0 | 0 | 0 | 0 | 0 | 0 | 0 | 0 | 0 | 0 | 0 | 0 | 0 | 0 | 0 | 0 | 0 | 0 | 0 | 0 | 0 | 0 | 0 | 0 | 0 | 0
PG&E GBA | Warnerville | 230 | Offshore_Wind |  |  | 0 | 0 | 0 | 0 | 0 | 0 | 0 | 0 | 0 | 0 | 0 | 0 | 0 | 0 | 0 | 0 | 0 | 0 | 0 | 0 | 0 | 0 | 0 | 0 | 0 | 0 | 0 | 0
PG&E FRESNO | Waukena | 115 | Offshore_Wind |  |  | 0 | 0 | 0 | 0 | 0 | 0 | 0 | 0 | 0 | 0 | 0 | 0 | 0 | 0 | 0 | 0 | 0 | 0 | 0 | 0 | 0 | 0 | 0 | 0 | 0 | 0 | 0 | 0
PG&E GBA | Weber | 230 | Offshore_Wind |  |  | 0 | 0 | 0 | 0 | 0 | 0 | 0 | 0 | 0 | 0 | 0 | 0 | 0 | 0 | 0 | 0 | 0 | 0 | 0 | 0 | 0 | 0 | 0 | 0 | 0 | 0 | 0 | 0
PG&E FRESNO | West Fresno | 115 | Offshore_Wind |  |  | 0 | 0 | 0 | 0 | 0 | 0 | 0 | 0 | 0 | 0 | 0 | 0 | 0 | 0 | 0 | 0 | 0 | 0 | 0 | 0 | 0 | 0 | 0 | 0 | 0 | 0 | 0 | 0
PG&E FRESNO | Westley | 230 | Offshore_Wind |  |  | 0 | 0 | 0 | 0 | 0 | 0 | 0 | 0 | 0 | 0 | 0 | 0 | 0 | 0 | 0 | 0 | 0 | 0 | 0 | 0 | 0 | 0 | 0 | 0 | 0 | 0 | 0 | 0
PG&E KERN | Westpark | 115 | Offshore_Wind |  |  | 0 | 0 | 0 | 0 | 0 | 0 | 0 | 0 | 0 | 0 | 0 | 0 | 0 | 0 | 0 | 0 | 0 | 0 | 0 | 0 | 0 | 0 | 0 | 0 | 0 | 0 | 0 | 0
PG&E KERN | Wheeler Ridge | 230 | Offshore_Wind |  |  | 0 | 0 | 0 | 0 | 0 | 0 | 0 | 0 | 0 | 0 | 0 | 0 | 0 | 0 | 0 | 0 | 0 | 0 | 0 | 0 | 0 | 0 | 0 | 0 | 0 | 0 | 0 | 0
PG&E KERN | Wheeler Ridge | 115 | Offshore_Wind |  |  | 0 | 0 | 0 | 0 | 0 | 0 | 0 | 0 | 0 | 0 | 0 | 0 | 0 | 0 | 0 | 0 | 0 | 0 | 0 | 0 | 0 | 0 | 0 | 0 | 0 | 0 | 0 | 0
SCE Northern | Whirlwind | 230 | Offshore_Wind |  |  | 0 | 0 | 0 | 0 | 0 | 0 | 0 | 0 | 0 | 0 | 0 | 0 | 0 | 0 | 0 | 0 | 0 | 0 | 0 | 0 | 0 | 0 | 0 | 0 | 0 | 0 | 0 | 0
SCE Northern | Whirlwind | 500 | Offshore_Wind |  |  | 0 | 0 | 0 | 0 | 0 | 0 | 0 | 0 | 0 | 0 | 0 | 0 | 0 | 0 | 0 | 0 | 0 | 0 | 0 | 0 | 0 | 0 | 0 | 0 | 0 | 0 | 0 | 0
PG&E GBA | Whisman | 115 | Offshore_Wind |  |  | 0 | 0 | 0 | 0 | 0 | 0 | 0 | 0 | 0 | 0 | 0 | 0 | 0 | 0 | 0 | 0 | 0 | 0 | 0 | 0 | 0 | 0 | 0 | 0 | 0 | 0 | 0 | 0
SCE Eastern | Wildlife | 230 | Offshore_Wind |  |  | 0 | 0 | 0 | 0 | 0 | 0 | 0 | 0 | 0 | 0 | 0 | 0 | 0 | 0 | 0 | 0 | 0 | 0 | 0 | 0 | 0 | 0 | 0 | 0 | 0 | 0 | 0 | 0
PG&E FRESNO | Wilson | 115 | Offshore_Wind |  |  | 0 | 0 | 0 | 0 | 0 | 0 | 0 | 0 | 0 | 0 | 0 | 0 | 0 | 0 | 0 | 0 | 0 | 0 | 0 | 0 | 0 | 0 | 0 | 0 | 0 | 0 | 0 | 0
PG&E FRESNO | Wilson | 230 | Offshore_Wind |  |  | 0 | 0 | 0 | 0 | 0 | 0 | 0 | 0 | 0 | 0 | 0 | 0 | 0 | 0 | 0 | 0 | 0 | 0 | 0 | 0 | 0 | 0 | 0 | 0 | 0 | 0 | 0 | 0
SCE Northern | Windhub | 230 | Offshore_Wind |  |  | 0 | 0 | 0 | 0 | 0 | 0 | 0 | 0 | 0 | 0 | 0 | 0 | 0 | 0 | 0 | 0 | 0 | 0 | 0 | 0 | 0 | 0 | 0 | 0 | 0 | 0 | 0 | 0
SCE Northern | Windhub | 500 | Offshore_Wind |  |  | 0 | 0 | 0 | 0 | 0 | 0 | 0 | 0 | 0 | 0 | 0 | 0 | 0 | 0 | 0 | 0 | 0 | 0 | 0 | 0 | 0 | 0 | 0 | 0 | 0 | 0 | 0 | 0
PG&E GBA | Windmaster | 230 | Offshore_Wind |  |  | 0 | 0 | 0 | 0 | 0 | 0 | 0 | 0 | 0 | 0 | 0 | 0 | 0 | 0 | 0 | 0 | 0 | 0 | 0 | 0 | 0 | 0 | 0 | 0 | 0 | 0 | 0 | 0
PG&E NGBA | Woodland | 115 | Offshore_Wind |  |  | 0 | 0 | 0 | 0 | 0 | 0 | 0 | 0 | 0 | 0 | 0 | 0 | 0 | 0 | 0 | 0 | 0 | 0 | 0 | 0 | 0 | 0 | 0 | 0 | 0 | 0 | 0 | 0
PG&E FRESNO | Woodward | 115 | Offshore_Wind |  |  | 0 | 0 | 0 | 0 | 0 | 0 | 0 | 0 | 0 | 0 | 0 | 0 | 0 | 0 | 0 | 0 | 0 | 0 | 0 | 0 | 0 | 0 | 0 | 0 | 0 | 0 | 0 | 0
PG&E NGBA | Wyandotte | 115 | Offshore_Wind |  |  | 0 | 0 | 0 | 0 | 0 | 0 | 0 | 0 | 0 | 0 | 0 | 0 | 0 | 0 | 0 | 0 | 0 | 0 | 0 | 0 | 0 | 0 | 0 | 0 | 0 | 0 | 0 | 0

## Out-of-CAISO_Summary
Summary Tab for Outside of CAISO BAA Resources
Provides additional information for outside of CAISO resources. Info includes transmission upgrade and MIC assumptions CPUC staff took for each resource. For in-development (both baseline and portfolio resources) staff utilized the information provided to them by the contracting entity. If information is not available and for generic resources, staff identify a preferred point based on feasibility and transmission availability. Working group staff consult with CAISO staff in this effort.
Busbar Mapping Location |  |  | Out-of-CAISO information |  |  | MIC and Likely Interites |  | Baseline Res. (not yet online) | In-Development Resources | 2036 — Mapped Generic | 2041 — Mapped Generic
Transmission Area | CAISO Substation | Voltage | Out-of-CAISO substation(s) | Resource Type/Location | Out-of-CAISO Transmission Utilized | CAISO MIC Expansion Need | Staff notes on likely CAISO interites | FCDS (MW) | FCDS (MW) | FCDS (MW) | FCDS (MW)
SCE NOL | Control | 115 | NVE Silver Peak Substation | Central Nevada Geothermal | Existing NVE Tx | NO | Multiple potential interties: Silver Peak, Gondor, or MONAIPPDC_ITC. CPUC recommend relocating and not triggering MIC expansion if Tx upgrades are required | 13 | 0 | 0 | 0
SCE EOP | Eldorado | 230 | Several Northern NV subs | Northern Nevada Goethermal | Existing NVE Tx | YES | Multiple potential interties: MEAD_ITC, MCCULLGH_ITC, MERCHANT_ITC, SUMMIT_ITC, or GONDIPPDC_ITC | 50 | 0 | 0 | 0
SDGE | Imperial Valley | 230 | IID Heber/Dogwood substations | Imperial Geothermal | Existing IID Tx | YES | IID-SDGE | 25 | 0 | 0 | 0
SCE Eastern | Mirage | 230 | IID New Seaside SS 161 kV ("L" line) | Imperial Geothermal | Existing IID Tx | YES | IID-SCE or IID-SDGE | 25 | 0 | 0 | 0
PG&E NGBA | Eldorado | 115 | Valmy - Trach #2 345 kV line | Northern Nevada Geothermal | Existing NVE Tx | YES | Silver Peak, or other ITCs | 40 | 0 | 0 | 0
SCE Metro | Lugo | 500 | Sub near Milford, UT | Utah Geothermal | Existing Tx | NO | VICTVL_ITC as an intertie. | 320 | 63 | 130 | 0
EOP | Eldorado | 230 | Various NVE subs | Northern Nevada Geothermal | Existing Tx | YES | If available: MEAD_ITC/MCCULLGH_ITC/MERCHANT_ITC | 0 | 0 | 117.3 | 0
SDGE | Imperial Valley | 230 | "L-line" 161 kV (IID) | Imperial Geothermal | Existing Tx | YES | IID-SDGE | 0 | 0 | 100 | 0
SCE Metro | Lugo | 500 | Star Peak 120 kV (NVE) & Fort Churchul 120 kV (NVE) | Northern Nevada Goethermal | Existing Tx | NO | IPPUTAH_ITC; assumed utilizing IPP scheduling rights | 0 | 26 | 0 | 0
SCE Eastern | Mirage | 230 | Sinclair 230 kV & New sub near Bannister (IID) | Imperial Geothermal | Existing/New Tx | YES | IID-SCE | 0 | 0 | 500 | 0
PG&E NGBA | New Sub - Near existing Leavitt (PSREC) | 345 | New sub in Lassen CA | Northern California Wind | Existing/New Tx | YES | Import at Malin if existing Tx available/or new Tx | 0 | 0 | 300 | 0
PG&E NGBA | New Sub - Near existing Madeline (NVE) | 345 | New sub in Lassen CA | Northern California Wind | Existing/New Tx | YES | Import at Malin if existing Tx available/or new Tx | 0 | 0 | 700 | 0
PG&E NGBA | Hilltop | 345 | Hilltop (NVE) | Northern California Wind | Existing/New Tx | NO | Import at Malin if existing Tx available/or new Tx | 0 | 0 | 150 | 0
EOP | Eldorado | 230 | Western Spirit Switchyard | SW_Wind_Ext_Tx | Existing TX | NO | Willow Beach/ELDORADO_ITC | 0 | 51 | 0 | 0
EOP | Eldorado | 500 | Aeolus/Ferris (proposed), Wyoming | Wyoming Wind | New Tx (TransWest) | YES | Eldorado or Harry Allen (terminus of TransWest) | 0 | 0 | 3000 | 0
EOP | Harry Allen | 500 | Midpoint, ID | Idaho Wind | New Tx (SWIP-North, plus ON-Line | YES | Assumed Harry Allen | 0 | 0 | 1100 | 0
SCE Metro | Lugo | 500 |  | New Mexico Wind | New Tx | YES | Assumed the 20-year outlook identified potential new Tx line to Lugo | 0 | 0 | 1750 | 0
SCE Eastern | Palo Verde | 500 | Sunzia East, NM | New Mexico Wind | New Tx (and Existing Tx) | YES | Assumed Sunzia is utilized with Pinal Central/Palo Verde intertie point | 0 | 1685 | 1414 | 0
PG&E GBA | Tesla | 500 |  | Wyoming Wind | New Tx | YES | Assumed the 20-year outlook identified potential new Tx line to Northern CA/Tesla area | 0 | 0 | 0 | 1707

## 2036_Criteria_Alignment
Summary of mapped resources alignment with all the applied busbar mapping criteria for the 2036 model year. Results are shown by substation and resource type.
[6 empty] | Total Portfolio |  |  | In-Development |  |  | Generic |  |  | 1. System level transmission capability |  |  |  | 2. Substation level interconnection |  |  | 3. Land-use implications and feasibility |  |  |  |  | 4. Environmental (conservation and biological) impact factors | [5 empty] | 5. Community and environmental (societal) impact factors |  |  |  |  | 6. | 7. Alignment with Previous TPP Portfolios | Any Flag or Res Mapped
CAISO Study Area | Substation | Voltage | Resource Type | Out-of-CAISO | Mapped Res. Note | FCDS (or 4-hr for Battery) | EODS (or 8-hr for Battery) | Total | FCDS (or 4-hr for Battery) | EODS (or 8-hr for Battery) | Total | FCDS (or 4-hr for Battery) | EODS (or 8-hr for Battery) | Total | FCDS Alignment pre-upgrades | Final FCDS Alignment w/ Upgrade | EODS Alignment pre-upgrades | Final EODS Alignment w/ Upgrade | Interconnection Upgrades | Distance to interconnection | Voltage Interconnection | Core Screen Criteria Alignment Level | Parcelization Criteria Alignment Level | Cropland Index Criteria Alignment Level | Overdrafted Basin Criteria Alignment Level | Fire Threat Criteria Alignment Level | ACE Connectivity Criteria Alignment | ACE Biodiversity Criteria Alignment | ACE Irreplaceability Criteria Alignment | All ACE Criteria Alignment | Intactness Criteria Alignment | Wetlands Criteria Alignment | Non-Attainment Zone PM2.5 | Non-Attainment Zone O3 | Gas Plant Proximity | IRA Energy Communities | DAC Proximity | Commercial Development Interest | Alignment with Previous TPP
PG&E KERN | 7th Standard | 115 | Geothermal |  |  | 0 | 0 | 0 | 0 | 0 | 0 | 0 | 0 | 0 | 5 | 5 | 5 | 4 | [14 empty] | 1 | 1 | 3 | 1 | 2 | 1 | 1 | 0
SCE Metro | Alamitos | 230 | Geothermal |  |  | 0 | 0 | 0 | 0 | 0 | 0 | 0 | 0 | 0 | 1 | 1 | 1 | 1 | [14 empty] | 1 | 1 | 1 | 1 | 1 | 1 | 1 | 0
SCE Eastern | Alberhill | 115 | Geothermal |  |  | 0 | 0 | 0 | 0 | 0 | 0 | 0 | 0 | 0 | 1 | 1 | 1 | 1 | [14 empty] | 1 | 1 | 4 | 1 | 1 | 1 | 1 | 0
SCE Eastern | Alberhill | 500 | Geothermal |  |  | 0 | 0 | 0 | 0 | 0 | 0 | 0 | 0 | 0 | 1 | 1 | 1 | 1 | [14 empty] | 1 | 1 | 4 | 1 | 1 | 1 | 1 | 0
PG&E GBA | Alhambra | 115 | Geothermal |  |  | 0 | 0 | 0 | 0 | 0 | 0 | 0 | 0 | 0 | 5 | 5 | 1 | 1 | [14 empty] | 2 | 1 | 2 | 1 | 2 | 1 | 1 | 0
PG&E FRESNO | Alpaugh | 115 | Geothermal |  |  | 0 | 0 | 0 | 0 | 0 | 0 | 0 | 0 | 0 | 5 | 5 | 5 | 4 | 3 | [13 empty] | 1 | 1 | 3 | 1 | 1 | 1 | 1 | 0
SDGE | Alpine | 69 | Geothermal |  |  | 0 | 0 | 0 | 0 | 0 | 0 | 0 | 0 | 0 | 1 | 1 | 1 | 1 | [14 empty] | 2 | 1 | 4 | 1 | 3 | 1 | 1 | 0
PG&E GBA | Altamont Midway (Sandhill) | 230 | Geothermal |  |  | 0 | 0 | 0 | 0 | 0 | 0 | 0 | 0 | 0 | 5 | 5 | 1 | 1 | [14 empty] | 2 | 1 | 2 | 1 | 3 | 1 | 1 | 0
SCE Northern | Antelope | 66 | Geothermal |  |  | 0 | 0 | 0 | 0 | 0 | 0 | 0 | 0 | 0 | 1 | 1 | 1 | 1 | [14 empty] | 2 | 1 | 4 | 1 | 3 | 1 | 1 | 0
SCE Northern | Antelope | 230 | Geothermal |  |  | 0 | 0 | 0 | 0 | 0 | 0 | 0 | 0 | 0 | 1 | 1 | 1 | 1 | 4 | [13 empty] | 2 | 1 | 4 | 1 | 3 | 1 | 1 | 0
SCE Northern | Antelope | 500 | Geothermal |  |  | 0 | 0 | 0 | 0 | 0 | 0 | 0 | 0 | 0 | 1 | 1 | 1 | 1 | [14 empty] | 2 | 1 | 4 | 1 | 3 | 1 | 1 | 0
PG&E NGBA | Arcata | 60 | Geothermal |  |  | 0 | 0 | 0 | 0 | 0 | 0 | 0 | 0 | 0 | 5 | 5 | 1 | 1 | [14 empty] | 2 | 2 | 4 | 2 | 3 | 1 | 1 | 0
PG&E KERN | Arco | 230 | Geothermal |  |  | 0 | 0 | 0 | 0 | 0 | 0 | 0 | 0 | 0 | 5 | 5 | 5 | 4 | 3 | [13 empty] | 1 | 1 | 4 | 1 | 1 | 1 | 1 | 0
PG&E KERN | Arco | 70 | Geothermal |  |  | 0 | 0 | 0 | 0 | 0 | 0 | 0 | 0 | 0 | 5 | 5 | 5 | 4 | [14 empty] | 1 | 1 | 4 | 1 | 1 | 1 | 1 | 0
SCE Metro | ArcoGen | 230 | Geothermal |  |  | 0 | 0 | 0 | 0 | 0 | 0 | 0 | 0 | 0 | 1 | 1 | 1 | 1 | [14 empty] | 1 | 1 | 1 | 1 | 1 | 1 | 1 | 0
SDGE | Artesian | 230 | Geothermal |  |  | 0 | 0 | 0 | 0 | 0 | 0 | 0 | 0 | 0 | 1 | 1 | 1 | 1 | [14 empty] | 2 | 1 | 2 | 1 | 3 | 1 | 1 | 0
SDGE | Artesian | 69 | Geothermal |  |  | 0 | 0 | 0 | 0 | 0 | 0 | 0 | 0 | 0 | 1 | 1 | 1 | 1 | [14 empty] | 2 | 1 | 2 | 1 | 3 | 1 | 1 | 0
PG&E FRESNO | Ashlan | 230 | Geothermal |  |  | 0 | 0 | 0 | 0 | 0 | 0 | 0 | 0 | 0 | 5 | 2 | 5 | 2 | [14 empty] | 1 | 1 | 2 | 2 | 1 | 1 | 1 | 0
PG&E NGBA | Atlantic | 115 | Geothermal |  |  | 0 | 0 | 0 | 0 | 0 | 0 | 0 | 0 | 0 | 5 | 5 | 1 | 1 | [14 empty] | 2 | 1 | 2 | 2 | 3 | 1 | 1 | 0
PG&E NGBA | Atlantic | 230 | Geothermal |  |  | 0 | 0 | 0 | 0 | 0 | 0 | 0 | 0 | 0 | 5 | 5 | 1 | 1 | [14 empty] | 2 | 1 | 2 | 2 | 3 | 1 | 1 | 0
PG&E NGBA | Atlantic | 60 | Geothermal |  |  | 0 | 0 | 0 | 0 | 0 | 0 | 0 | 0 | 0 | 5 | 5 | 1 | 1 | [14 empty] | 2 | 1 | 2 | 2 | 3 | 1 | 1 | 0
PG&E FRESNO | Atwater | 115 | Geothermal |  |  | 0 | 0 | 0 | 0 | 0 | 0 | 0 | 0 | 0 | 5 | 2 | 5 | 2 | [14 empty] | 1 | 1 | 2 | 2 | 1 | 1 | 1 | 0
PG&E GBA | Avena | 115 | Geothermal |  |  | 0 | 0 | 0 | 0 | 0 | 0 | 0 | 0 | 0 | 1 | 1 | 1 | 1 | [14 empty] | 1 | 1 | 3 | 2 | 1 | 1 | 1 | 0
SDGE | Avocado | 69 | Geothermal |  |  | 0 | 0 | 0 | 0 | 0 | 0 | 0 | 0 | 0 | 1 | 1 | 1 | 1 | [14 empty] | 2 | 1 | 3 | 1 | 3 | 1 | 1 | 0
PG&E NGBA | Bahia | 230 | Geothermal |  |  | 0 | 0 | 0 | 0 | 0 | 0 | 0 | 0 | 0 | 5 | 5 | 1 | 1 | [14 empty] | 2 | 1 | 1 | 1 | 2 | 1 | 1 | 0
SCE Northern | Bailey | 230 | Geothermal |  |  | 0 | 0 | 0 | 0 | 0 | 0 | 0 | 0 | 0 | 5 | 2 | 4 | 2 | [14 empty] | 1 | 1 | 4 | 1 | 3 | 1 | 1 | 0
SCE NOL | Baker | 115 | Geothermal |  |  | 0 | 0 | 0 | 0 | 0 | 0 | 0 | 0 | 0 | 3 | 3 | 1 | 1 | [14 empty] | 2 | 2 | 4 | 1 | 1 | 1 | 1 | 0
PG&E KERN | Bakersfield | 230 | Geothermal |  |  | 0 | 0 | 0 | 0 | 0 | 0 | 0 | 0 | 0 | 5 | 5 | 5 | 4 | [14 empty] | 1 | 1 | 3 | 1 | 1 | 1 | 1 | 0
PG&E FRESNO | Balch | 230 | Geothermal |  |  | 0 | 0 | 0 | 0 | 0 | 0 | 0 | 0 | 0 | 5 | 5 | 5 | 2 | [14 empty] | 1 | 1 | 4 | 2 | 3 | 1 | 1 | 0
SCE Eastern | Bannister | 230 | Geothermal |  |  | 0 | 0 | 0 | 0 | 0 | 0 | 0 | 0 | 0 | 5 | 2 | 1 | 1 | [14 empty] | 2 | 1 | 2 | 2 | 1 | 1 | 1 | 0
SCE Metro | Barre | 230 | Geothermal |  |  | 0 | 0 | 0 | 0 | 0 | 0 | 0 | 0 | 0 | 1 | 1 | 1 | 1 | [14 empty] | 1 | 1 | 1 | 1 | 1 | 1 | 1 | 0
SDGE | Bay Boulevard | 69 | Geothermal |  |  | 0 | 0 | 0 | 0 | 0 | 0 | 0 | 0 | 0 | 1 | 1 | 1 | 1 | [14 empty] | 2 | 1 | 2 | 1 | 1 | 1 | 1 | 0
SDGE | Bay Boulevard | 230 | Geothermal |  |  | 0 | 0 | 0 | 0 | 0 | 0 | 0 | 0 | 0 | 1 | 1 | 1 | 1 | [14 empty] | 2 | 1 | 2 | 1 | 1 | 1 | 1 | 0
EOP | Beatty | 138 | Geothermal |  |  | 0 | 0 | 0 | 0 | 0 | 0 | 0 | 0 | 0 | 5 | 2 | 4 | 2 | [14 empty] | 2 | 2 | 4 | 1 | 3 | 1 | 1 | 0
EOP | Beatty | 230 | Geothermal |  |  | 436 | 0 | 436 | 0 | 0 | 0 | 436 | 0 | 436 | 5 | 2 | 4 | 2 |  | 4 |  | N/A |  |  |  | N/A | N/A | N/A | N/A | N/A | N/A | N/A | 2 | 2 | 4 | 1 | 3 | 5- | 1 | 1
PG&E NGBA | Belden | 230 | Geothermal |  |  | 0 | 0 | 0 | 0 | 0 | 0 | 0 | 0 | 0 | 5 | 5 | 1 | 1 | [14 empty] | 2 | 2 | 4 | 1 | 3 | 1 | 1 | 0
PG&E NGBA | Bell | 115 | Geothermal |  |  | 0 | 0 | 0 | 0 | 0 | 0 | 0 | 0 | 0 | 5 | 5 | 1 | 1 | [14 empty] | 2 | 1 | 4 | 2 | 3 | 1 | 1 | 0
PG&E NGBA | Bellevue | 115 | Geothermal |  |  | 0 | 0 | 0 | 0 | 0 | 0 | 0 | 0 | 0 | 5 | 5 | 1 | 1 | [14 empty] | 2 | 1 | 2 | 2 | 2 | 1 | 1 | 0
PG&E GBA | Bellota | 115 | Geothermal |  |  | 0 | 0 | 0 | 0 | 0 | 0 | 0 | 0 | 0 | 1 | 1 | 1 | 1 | 3 | [13 empty] | 1 | 1 | 4 | 2 | 3 | 1 | 1 | 0
PG&E GBA | Bellota | 230 | Geothermal |  |  | 0 | 0 | 0 | 0 | 0 | 0 | 0 | 0 | 0 | 1 | 1 | 1 | 1 | 3 | [13 empty] | 1 | 1 | 4 | 2 | 3 | 1 | 1 | 0
SCE Northern | Big Creek | 230 | Geothermal |  |  | 0 | 0 | 0 | 0 | 0 | 0 | 0 | 0 | 0 | 1 | 1 | 1 | 1 | [14 empty] | 1 | 1 | 4 | 2 | 3 | 1 | 1 | 0
PG&E FRESNO | Biola | 70 | Geothermal |  |  | 0 | 0 | 0 | 0 | 0 | 0 | 0 | 0 | 0 | 5 | 2 | 5 | 2 | [14 empty] | 1 | 1 | 4 | 2 | 1 | 1 | 1 | 0
PG&E GBA | Birds Landing | 230 | Geothermal |  |  | 0 | 0 | 0 | 0 | 0 | 0 | 0 | 0 | 0 | 5 | 5 | 1 | 1 | 3 | [13 empty] | 2 | 1 | 4 | 1 | 1 | 1 | 1 | 0
SCE Northern | Bliss | 66 | Geothermal |  |  | 0 | 0 | 0 | 0 | 0 | 0 | 0 | 0 | 0 | 1 | 1 | 1 | 1 | [14 empty] | 1 | 1 | 4 | 1 | 1 | 1 | 1 | 0
SCE Eastern | Blythe | 161 | Geothermal |  |  | 0 | 0 | 0 | 0 | 0 | 0 | 0 | 0 | 0 | 5 | 2 | 1 | 1 | 3 | [13 empty] | 2 | 2 | 2 | 1 | 1 | 1 | 1 | 0
PG&E NGBA | Bogue | 115 | Geothermal |  |  | 0 | 0 | 0 | 0 | 0 | 0 | 0 | 0 | 0 | 5 | 5 | 1 | 1 | [14 empty] | 2 | 2 | 2 | 1 | 2 | 1 | 1 | 0
PG&E FRESNO | Borden | 230 | Geothermal |  |  | 0 | 0 | 0 | 0 | 0 | 0 | 0 | 0 | 0 | 5 | 5 | 5 | 4 | 1 | [13 empty] | 1 | 1 | 4 | 2 | 1 | 1 | 1 | 0
PG&E FRESNO | Borden | 70 | Geothermal |  |  | 0 | 0 | 0 | 0 | 0 | 0 | 0 | 0 | 0 | 5 | 5 | 5 | 4 | [14 empty] | 1 | 1 | 4 | 2 | 1 | 1 | 1 | 0
SDGE | Boulevard East | 138 | Geothermal |  |  | 0 | 0 | 0 | 0 | 0 | 0 | 0 | 0 | 0 | 1 | 1 | 1 | 1 | 1 | [13 empty] | 2 | 1 | 4 | 1 | 3 | 1 | 1 | 0
SDGE | Boulevard East | 69 | Geothermal |  |  | 0 | 0 | 0 | 0 | 0 | 0 | 0 | 0 | 0 | 1 | 1 | 1 | 1 | [14 empty] | 2 | 1 | 4 | 1 | 3 | 1 | 1 | 0
PG&E GBA | Brentwood | 230 | Geothermal |  |  | 0 | 0 | 0 | 0 | 0 | 0 | 0 | 0 | 0 | 5 | 5 | 1 | 1 | [14 empty] | 2 | 1 | 4 | 1 | 3 | 1 | 1 | 0
PG&E NGBA | Bridgeville | 115 | Geothermal |  |  | 0 | 0 | 0 | 0 | 0 | 0 | 0 | 0 | 0 | 5 | 5 | 1 | 1 | [14 empty] | 2 | 2 | 4 | 2 | 3 | 1 | 1 | 0
PG&E NGBA | Brighton | 115 | Geothermal |  |  | 0 | 0 | 0 | 0 | 0 | 0 | 0 | 0 | 0 | 5 | 5 | 1 | 1 | [14 empty] | 2 | 1 | 2 | 2 | 1 | 1 | 1 | 0
PG&E NGBA | Brighton | 230 | Geothermal |  |  | 0 | 0 | 0 | 0 | 0 | 0 | 0 | 0 | 0 | 5 | 5 | 1 | 1 | [14 empty] | 2 | 1 | 2 | 2 | 1 | 1 | 1 | 0
PG&E NGBA | Brunswick | 115 | Geothermal |  |  | 0 | 0 | 0 | 0 | 0 | 0 | 0 | 0 | 0 | 5 | 5 | 1 | 1 | [14 empty] | 2 | 1 | 4 | 1 | 3 | 1 | 1 | 0
PG&E NGBA | Bucks Creek | 230 | Geothermal |  |  | 0 | 0 | 0 | 0 | 0 | 0 | 0 | 0 | 0 | 5 | 5 | 1 | 1 | [14 empty] | 2 | 2 | 4 | 1 | 3 | 1 | 1 | 0
PG&E KERN | Buena Vista | 230 | Geothermal |  |  | 0 | 0 | 0 | 0 | 0 | 0 | 0 | 0 | 0 | 5 | 5 | 5 | 4 | [14 empty] | 2 | 2 | 4 | 2 | 1 | 1 | 1 | 0
PG&E FRESNO | Bullard | 115 | Geothermal |  |  | 0 | 0 | 0 | 0 | 0 | 0 | 0 | 0 | 0 | 5 | 5 | 5 | 4 | [14 empty] | 1 | 1 | 1 | 2 | 2 | 1 | 1 | 0
PG&E GBA | Burlingame | 115 | Geothermal |  |  | 0 | 0 | 0 | 0 | 0 | 0 | 0 | 0 | 0 | 5 | 5 | 1 | 1 | [14 empty] | 2 | 1 | 3 | 1 | 2 | 1 | 1 | 0
PG&E NGBA | Burney Forest | 230 | Geothermal |  |  | 40 | 0 | 40 | 0 | 0 | 0 | 40 | 0 | 40 | 5 | 5 | 3 | 2 | [14 empty] | 2 | 2 | 4 | 2 | 3 | 5- | 1 | 1
PG&E NGBA | Butte | 115 | Geothermal |  |  | 0 | 0 | 0 | 0 | 0 | 0 | 0 | 0 | 0 | 5 | 5 | 1 | 1 | [14 empty] | 2 | 1 | 4 | 2 | 2 | 1 | 1 | 0
PG&E KERN | Cabrillo | 115 | Geothermal |  |  | 0 | 0 | 0 | 0 | 0 | 0 | 0 | 0 | 0 | 5 | 2 | 5 | 2 | [14 empty] | 2 | 2 | 4 | 1 | 3 | 1 | 1 | 0
PG&E FRESNO | Cal Flats | 230 | Geothermal |  |  | 0 | 0 | 0 | 0 | 0 | 0 | 0 | 0 | 0 | 5 | 5 | 5 | 4 | [14 empty] | 2 | 2 | 4 | 2 | 2 | 1 | 1 | 0
SCE NOL | Calcite | 230 | Geothermal |  |  | 0 | 0 | 0 | 0 | 0 | 0 | 0 | 0 | 0 | 1 | 1 | 1 | 1 | 3 | [13 empty] | 2 | 1 | 4 | 1 | 3 | 1 | 1 | 0
PG&E KERN | Caliente | 230 | Geothermal |  |  | 0 | 0 | 0 | 0 | 0 | 0 | 0 | 0 | 0 | 5 | 5 | 5 | 4 | 1 | [13 empty] | 2 | 1 | 4 | 2 | 2 | 1 | 1 | 0
PG&E FRESNO | California Ave | 115 | Geothermal |  |  | 0 | 0 | 0 | 0 | 0 | 0 | 0 | 0 | 0 | 5 | 2 | 5 | 2 | [14 empty] | 1 | 1 | 2 | 2 | 1 | 1 | 1 | 0
PG&E KERN | Callender | 115 | Geothermal |  |  | 0 | 0 | 0 | 0 | 0 | 0 | 0 | 0 | 0 | 5 | 5 | 5 | 4 | [14 empty] | 2 | 2 | 4 | 2 | 2 | 1 | 1 | 0
PG&E NGBA | Calpella | 115 | Geothermal |  |  | 0 | 0 | 0 | 0 | 0 | 0 | 0 | 0 | 0 | 5 | 5 | 1 | 1 | [14 empty] | 2 | 2 | 4 | 2 | 3 | 1 | 1 | 0
PG&E GBA | Camanche | 230 | Geothermal |  |  | 0 | 0 | 0 | 0 | 0 | 0 | 0 | 0 | 0 | 1 | 1 | 1 | 1 | [14 empty] | 1 | 1 | 4 | 2 | 3 | 1 | 1 | 0
SDGE | Cameron | 69 | Geothermal |  |  | 0 | 0 | 0 | 0 | 0 | 0 | 0 | 0 | 0 | 1 | 1 | 1 | 1 | [14 empty] | 1 | 1 | 2 | 1 | 1 | 1 | 1 | 0
SDGE | Cannon | 69 | Geothermal |  |  | 0 | 0 | 0 | 0 | 0 | 0 | 0 | 0 | 0 | 1 | 1 | 1 | 1 | [14 empty] | 2 | 1 | 1 | 1 | 3 | 1 | 1 | 0
PG&E FRESNO | Cantua | 115 | Geothermal |  |  | 0 | 0 | 0 | 0 | 0 | 0 | 0 | 0 | 0 | 5 | 2 | 5 | 2 | [14 empty] | 1 | 1 | 4 | 2 | 1 | 1 | 1 | 0
SDGE | Capistrano | 138 | Geothermal |  |  | 0 | 0 | 0 | 0 | 0 | 0 | 0 | 0 | 0 | 1 | 1 | 1 | 1 | [14 empty] | 1 | 1 | 2 | 1 | 3 | 1 | 1 | 0
SDGE | Capistrano | 230 | Geothermal |  |  | 0 | 0 | 0 | 0 | 0 | 0 | 0 | 0 | 0 | 1 | 1 | 1 | 1 | [14 empty] | 1 | 1 | 2 | 1 | 3 | 1 | 1 | 0
PG&E NGBA | Carberry | 230 | Geothermal |  |  | 0 | 0 | 0 | 0 | 0 | 0 | 0 | 0 | 0 | 5 | 5 | 3 | 2 | [14 empty] | 2 | 2 | 4 | 2 | 3 | 1 | 1 | 0
SCE Eastern | Cardiff | 66 | Geothermal |  |  | 0 | 0 | 0 | 0 | 0 | 0 | 0 | 0 | 0 | 1 | 1 | 1 | 1 | [14 empty] | 1 | 1 | 2 | 1 | 1 | 1 | 1 | 0
PG&E NGBA | Caribou | 60 | Geothermal |  |  | 0 | 0 | 0 | 0 | 0 | 0 | 0 | 0 | 0 | 5 | 5 | 1 | 1 | [14 empty] | 2 | 2 | 4 | 1 | 3 | 1 | 1 | 0
PG&E NGBA | Caribou | 115 | Geothermal |  |  | 0 | 0 | 0 | 0 | 0 | 0 | 0 | 0 | 0 | 5 | 5 | 1 | 1 | [14 empty] | 2 | 2 | 4 | 1 | 3 | 1 | 1 | 0
PG&E NGBA | Caribou | 230 | Geothermal |  |  | 0 | 0 | 0 | 0 | 0 | 0 | 0 | 0 | 0 | 5 | 5 | 1 | 1 | [14 empty] | 2 | 2 | 4 | 1 | 3 | 1 | 1 | 0
EOP | Carpenter Canyon (fka Gamebird) | 138 | Geothermal |  |  | 0 | 0 | 0 | 0 | 0 | 0 | 0 | 0 | 0 | 5 | 2 | 4 | 2 | [14 empty] | 2 | 2 | 4 | 1 | 3 | 1 | 1 | 0
EOP | Carpenter Canyon (fka Gamebird) | 230 | Geothermal |  |  | 0 | 0 | 0 | 0 | 0 | 0 | 0 | 0 | 0 | 5 | 2 | 4 | 2 | [14 empty] | 2 | 2 | 4 | 1 | 3 | 1 | 1 | 0
PG&E NGBA | Carquinez | 115 | Geothermal |  |  | 0 | 0 | 0 | 0 | 0 | 0 | 0 | 0 | 0 | 5 | 5 | 1 | 1 | [14 empty] | 2 | 1 | 2 | 1 | 1 | 1 | 1 | 0
SDGE | Carrizo Gorge | 138 | Geothermal |  |  | 0 | 0 | 0 | 0 | 0 | 0 | 0 | 0 | 0 | 1 | 1 | 1 | 1 | [14 empty] | 2 | 1 | 4 | 1 | 3 | 1 | 1 | 0
PG&E KERN | Carrizo Plains | 115 | Geothermal |  |  | 0 | 0 | 0 | 0 | 0 | 0 | 0 | 0 | 0 | 5 | 5 | 5 | 4 | [14 empty] | 2 | 1 | 4 | 2 | 2 | 1 | 1 | 0
PG&E KERN | Casaloma | 230 | Geothermal |  |  | 0 | 0 | 0 | 0 | 0 | 0 | 0 | 0 | 0 | 5 | 2 | 5 | 2 | [14 empty] | 1 | 1 | 3 | 1 | 1 | 1 | 1 | 0
PG&E GBA | Castro Valley | 230 | Geothermal |  |  | 0 | 0 | 0 | 0 | 0 | 0 | 0 | 0 | 0 | 5 | 5 | 1 | 1 | [14 empty] | 2 | 1 | 2 | 1 | 2 | 1 | 1 | 0
PG&E GBA | Cayetano | 230 | Geothermal |  |  | 0 | 0 | 0 | 0 | 0 | 0 | 0 | 0 | 0 | 5 | 5 | 1 | 1 | [14 empty] | 2 | 1 | 3 | 1 | 3 | 1 | 1 | 0
SCE Metro | Center | 230 | Geothermal |  |  | 0 | 0 | 0 | 0 | 0 | 0 | 0 | 0 | 0 | 1 | 1 | 1 | 1 | [14 empty] | 1 | 1 | 1 | 1 | 1 | 1 | 1 | 0
PG&E KERN | Charca | 115 | Geothermal |  |  | 0 | 0 | 0 | 0 | 0 | 0 | 0 | 0 | 0 | 5 | 2 | 5 | 2 | [14 empty] | 1 | 1 | 4 | 1 | 1 | 1 | 1 | 0
EOP | Charleston | 138 | Geothermal |  |  | 0 | 0 | 0 | 0 | 0 | 0 | 0 | 0 | 0 | 5 | 2 | 4 | 2 | [14 empty] | 2 | 2 | 4 | 1 | 3 | 1 | 1 | 0
SCE Metro | Chevmain | 230 | Geothermal |  |  | 0 | 0 | 0 | 0 | 0 | 0 | 0 | 0 | 0 | 1 | 1 | 1 | 1 | [14 empty] | 1 | 1 | 1 | 1 | 1 | 1 | 1 | 0
SDGE | Chicarita | 138 | Geothermal |  |  | 0 | 0 | 0 | 0 | 0 | 0 | 0 | 0 | 0 | 1 | 1 | 1 | 1 | [14 empty] | 2 | 1 | 3 | 1 | 3 | 1 | 1 | 0
SCE Metro | Chino | 230 | Geothermal |  |  | 0 | 0 | 0 | 0 | 0 | 0 | 0 | 0 | 0 | 1 | 1 | 1 | 1 | [14 empty] | 1 | 1 | 1 | 1 | 2 | 1 | 1 | 0
PG&E FRESNO | Chowchilla | 115 | Geothermal |  |  | 0 | 0 | 0 | 0 | 0 | 0 | 0 | 0 | 0 | 5 | 5 | 5 | 2 | [14 empty] | 1 | 1 | 1 | 2 | 2 | 1 | 1 | 0
PG&E GBA | Christie | 60 | Geothermal |  |  | 0 | 0 | 0 | 0 | 0 | 0 | 0 | 0 | 0 | 5 | 5 | 1 | 1 | [14 empty] | 2 | 1 | 2 | 1 | 2 | 1 | 1 | 0
PG&E GBA | Christie | 115 | Geothermal |  |  | 0 | 0 | 0 | 0 | 0 | 0 | 0 | 0 | 0 | 5 | 5 | 1 | 1 | [14 empty] | 2 | 1 | 2 | 1 | 2 | 1 | 1 | 0
SCE Eastern | Cielo Azul | 500 | Geothermal |  |  | 0 | 0 | 0 | 0 | 0 | 0 | 0 | 0 | 0 | 5 | 4 | 4 | 2 | [14 empty] | 2 | 2 | 4 | 1 | 3 | 1 | 1 | 0
PG&E GBA | Clay | 60 | Geothermal |  |  | 0 | 0 | 0 | 0 | 0 | 0 | 0 | 0 | 0 | 1 | 1 | 1 | 1 | [14 empty] | 2 | 1 | 3 | 1 | 3 | 1 | 1 | 0
PG&E GBA | Clayton | 115 | Geothermal |  |  | 0 | 0 | 0 | 0 | 0 | 0 | 0 | 0 | 0 | 5 | 5 | 1 | 1 | [14 empty] | 2 | 1 | 4 | 1 | 2 | 1 | 1 | 0
PG&E NGBA | Cloverdale | 115 | Geothermal |  |  | 4.2 | 0 | 4.2 | 4.2 | 0 | 4.2 | 0 | 0 | 0 | 5 | 5 | 1 | 1 |  | 2 |  | 1 |  |  |  | 1 | 5 | 2 | 1 | 2 | 3 | 1 | 2 | 2 | 4 | 2 | 3 | 4+ | 5 | 1
PG&E FRESNO | Clovis | 115 | Geothermal |  |  | 0 | 0 | 0 | 0 | 0 | 0 | 0 | 0 | 0 | 5 | 2 | 5 | 2 | [14 empty] | 1 | 1 | 2 | 2 | 2 | 1 | 1 | 0
PG&E GBA | Coburn | 230 | Geothermal |  |  | 0 | 0 | 0 | 0 | 0 | 0 | 0 | 0 | 0 | 5 | 2 | 5 | 2 | [14 empty] | 2 | 2 | 2 | 2 | 3 | 1 | 1 | 0
PG&E GBA | Coburn | 60 | Geothermal |  |  | 0 | 0 | 0 | 0 | 0 | 0 | 0 | 0 | 0 | 5 | 2 | 5 | 2 | [14 empty] | 2 | 2 | 2 | 2 | 3 | 1 | 1 | 0
PG&E NGBA | Colgate | 230 | Geothermal |  |  | 0 | 0 | 0 | 0 | 0 | 0 | 0 | 0 | 0 | 5 | 5 | 1 | 1 | [14 empty] | 2 | 1 | 4 | 1 | 3 | 1 | 1 | 0
PG&E GBA | Collierville | 230 | Geothermal |  |  | 0 | 0 | 0 | 0 | 0 | 0 | 0 | 0 | 0 | 1 | 1 | 1 | 1 | [14 empty] | 2 | 1 | 4 | 1 | 3 | 1 | 1 | 0
PG&E GBA | Collinsville | 230 | Geothermal |  |  | 0 | 0 | 0 | 0 | 0 | 0 | 0 | 0 | 0 | 5 | 5 | 1 | 1 | [14 empty] | 2 | 1 | 3 | 1 | 1 | 1 | 1 | 0
PG&E GBA | Collinsville | 500 | Geothermal |  |  | 0 | 0 | 0 | 0 | 0 | 0 | 0 | 0 | 0 | 5 | 5 | 1 | 1 | [14 empty] | 2 | 1 | 3 | 1 | 1 | 1 | 1 | 0
SCE Eastern | Colorado River | 230 | Geothermal |  |  | 0 | 0 | 0 | 0 | 0 | 0 | 0 | 0 | 0 | 4 | 4 | 1 | 1 | 4 | [13 empty] | 2 | 2 | 3 | 1 | 3 | 1 | 1 | 0
SCE Eastern | Colorado River | 500 | Geothermal |  |  | 0 | 0 | 0 | 0 | 0 | 0 | 0 | 0 | 0 | 4 | 4 | 1 | 1 | 2 | [13 empty] | 2 | 2 | 3 | 1 | 3 | 1 | 1 | 0
PG&E KERN | Columbus | 115 | Geothermal |  |  | 0 | 0 | 0 | 0 | 0 | 0 | 0 | 0 | 0 | 5 | 5 | 5 | 4 | [14 empty] | 1 | 1 | 2 | 1 | 2 | 1 | 1 | 0
PG&E GBA | Contra Costa | 115 | Geothermal |  |  | 0 | 0 | 0 | 0 | 0 | 0 | 0 | 0 | 0 | 5 | 5 | 1 | 1 | [14 empty] | 2 | 1 | 2 | 1 | 2 | 1 | 1 | 0
PG&E GBA | Contra Costa | 230 | Geothermal |  |  | 0 | 0 | 0 | 0 | 0 | 0 | 0 | 0 | 0 | 5 | 5 | 1 | 1 | [14 empty] | 2 | 1 | 2 | 1 | 2 | 1 | 1 | 0
PG&E GBA | Contra Costa PP | 230 | Geothermal |  |  | 0 | 0 | 0 | 0 | 0 | 0 | 0 | 0 | 0 | 5 | 5 | 1 | 1 | [14 empty] | 2 | 1 | 1 | 1 | 2 | 1 | 1 | 0
SCE NOL | Control | 115 | Geothermal |  |  | 116.8 | 0 | 116.8 | 0 | 0 | 0 | 116.8 | 0 | 116.8 | 5 | 3 | 1 | 1 |  |  |  | 1 |  |  |  | 1 | 3 | 1 | 1 | 1 | 1 | 1 | 2 | 2 | 4 | 1 | 3 | 5- | 1 | 1
SCE NOL | Control | 55 | Geothermal |  |  | 0 | 0 | 0 | 0 | 0 | 0 | 0 | 0 | 0 | 5 | 3 | 1 | 1 | [14 empty] | 2 | 2 | 4 | 1 | 3 | 1 | 1 | 0
PG&E GBA | Cooley Landing | 115 | Geothermal |  |  | 0 | 0 | 0 | 0 | 0 | 0 | 0 | 0 | 0 | 5 | 5 | 1 | 1 | [14 empty] | 2 | 1 | 2 | 1 | 1 | 1 | 1 | 0
PG&E GBA | Cooley Landing | 60 | Geothermal |  |  | 0 | 0 | 0 | 0 | 0 | 0 | 0 | 0 | 0 | 1 | 1 | 1 | 1 | [14 empty] | 2 | 1 | 2 | 1 | 1 | 1 | 1 | 0
SCE NOL | Coolwater | 230 | Geothermal |  |  | 0 | 0 | 0 | 0 | 0 | 0 | 0 | 0 | 0 | 3 | 3 | 1 | 1 | [14 empty] | 2 | 1 | 2 | 1 | 1 | 1 | 1 | 0
SCE NOL | Coolwater | 115 | Geothermal |  |  | 0 | 0 | 0 | 0 | 0 | 0 | 0 | 0 | 0 | 3 | 3 | 1 | 1 | 3 | [13 empty] | 2 | 1 | 2 | 1 | 1 | 1 | 1 | 0
PG&E KERN | Copus | 70 | Geothermal |  |  | 0 | 0 | 0 | 0 | 0 | 0 | 0 | 0 | 0 | 5 | 5 | 5 | 4 | [14 empty] | 1 | 1 | 3 | 1 | 1 | 1 | 1 | 0
PG&E FRESNO | Corcoran | 70 | Geothermal |  |  | 0 | 0 | 0 | 0 | 0 | 0 | 0 | 0 | 0 | 5 | 5 | 5 | 4 | [14 empty] | 1 | 1 | 4 | 2 | 1 | 1 | 1 | 0
PG&E FRESNO | Corcoran | 115 | Geothermal |  |  | 0 | 0 | 0 | 0 | 0 | 0 | 0 | 0 | 0 | 5 | 5 | 5 | 4 | [14 empty] | 1 | 1 | 4 | 2 | 1 | 1 | 1 | 0
PG&E NGBA | Corona | 115 | Geothermal |  |  | 0 | 0 | 0 | 0 | 0 | 0 | 0 | 0 | 0 | 5 | 5 | 1 | 1 | [14 empty] | 2 | 1 | 3 | 2 | 3 | 1 | 1 | 0
PG&E NGBA | Cortina | 230 | Geothermal |  |  | 115 | 0 | 115 | 0 | 0 | 0 | 115 | 0 | 115 | 5 | 5 | 1 | 1 | 3 | [13 empty] | 2 | 2 | 4 | 1 | 3 | 5- | 1 | 1
PG&E NGBA | Cortina | 115 | Geothermal |  |  | 0 | 0 | 0 | 0 | 0 | 0 | 0 | 0 | 0 | 5 | 5 | 1 | 1 | 1 | [13 empty] | 2 | 2 | 4 | 1 | 3 | 1 | 1 | 0
PG&E GBA | Cottle | 230 | Geothermal |  |  | 0 | 0 | 0 | 0 | 0 | 0 | 0 | 0 | 0 | 5 | 5 | 5 | 2 | 3 | [13 empty] | 1 | 1 | 3 | 2 | 1 | 1 | 1 | 0
PG&E NGBA | Cottonwood | 115 | Geothermal |  |  | 0 | 0 | 0 | 0 | 0 | 0 | 0 | 0 | 0 | 5 | 5 | 1 | 1 | [14 empty] | 2 | 2 | 3 | 2 | 3 | 1 | 1 | 0
PG&E NGBA | Cottonwood | 230 | Geothermal |  |  | 105 | 0 | 105 | 0 | 0 | 0 | 105 | 0 | 105 | 5 | 5 | 1 | 1 | [14 empty] | 2 | 2 | 3 | 2 | 3 | 5- | 1 | 1
PG&E NGBA | Cottonwood | 60 | Geothermal |  |  | 0 | 0 | 0 | 0 | 0 | 0 | 0 | 0 | 0 | 5 | 5 | 1 | 1 | [14 empty] | 2 | 2 | 3 | 2 | 3 | 1 | 1 | 0
PG&E NGBA | Cove Road | 230 | Geothermal |  |  | 0 | 0 | 0 | 0 | 0 | 0 | 0 | 0 | 0 | 5 | 5 | 1 | 1 | [14 empty] | 2 | 2 | 4 | 2 | 3 | 1 | 1 | 0
PG&E GBA | Coyote | 230 | Geothermal |  |  | 0 | 0 | 0 | 0 | 0 | 0 | 0 | 0 | 0 | 1 | 1 | 1 | 1 | [14 empty] | 2 | 1 | 3 | 2 | 2 | 1 | 1 | 0
PG&E GBA | Crazy Horse Canyon | 115 | Geothermal |  |  | 0 | 0 | 0 | 0 | 0 | 0 | 0 | 0 | 0 | 1 | 1 | 1 | 1 | [14 empty] | 2 | 2 | 4 | 2 | 3 | 1 | 1 | 0
SDGE | Creelman | 69 | Geothermal |  |  | 0 | 0 | 0 | 0 | 0 | 0 | 0 | 0 | 0 | 1 | 1 | 1 | 1 | [14 empty] | 2 | 1 | 4 | 1 | 3 | 1 | 1 | 0
PG&E FRESNO | Crescent | 70 | Geothermal |  |  | 0 | 0 | 0 | 0 | 0 | 0 | 0 | 0 | 0 | 5 | 5 | 5 | 2 | [14 empty] | 1 | 1 | 3 | 2 | 1 | 1 | 1 | 0
PG&E FRESNO | Cressey | 115 | Geothermal |  |  | 0 | 0 | 0 | 0 | 0 | 0 | 0 | 0 | 0 | 5 | 2 | 5 | 2 | [14 empty] | 1 | 1 | 3 | 2 | 1 | 1 | 1 | 0
PG&E NGBA | Cresta | 230 | Geothermal |  |  | 0 | 0 | 0 | 0 | 0 | 0 | 0 | 0 | 0 | 5 | 5 | 1 | 1 | [14 empty] | 2 | 1 | 4 | 2 | 3 | 1 | 1 | 0
SDGE | Crestwood | 69 | Geothermal |  |  | 0 | 0 | 0 | 0 | 0 | 0 | 0 | 0 | 0 | 1 | 1 | 1 | 1 | [14 empty] | 2 | 1 | 4 | 1 | 3 | 1 | 1 | 0
PG&E GBA | Crow Creek | 60 | Geothermal |  |  | 0 | 0 | 0 | 0 | 0 | 0 | 0 | 0 | 0 | 1 | 1 | 1 | 1 | [14 empty] | 1 | 1 | 4 | 2 | 1 | 1 | 1 | 0
PG&E GBA | Crows Landing | 60 | Geothermal |  |  | 0 | 0 | 0 | 0 | 0 | 0 | 0 | 0 | 0 | 1 | 1 | 1 | 1 | [14 empty] | 1 | 1 | 4 | 2 | 1 | 1 | 1 | 0
PG&E GBA | Curtis | 115 | Geothermal |  |  | 0 | 0 | 0 | 0 | 0 | 0 | 0 | 0 | 0 | 1 | 1 | 1 | 1 | [14 empty] | 2 | 1 | 4 | 1 | 3 | 1 | 1 | 0
PG&E FRESNO | Dairyland | 115 | Geothermal |  |  | 0 | 0 | 0 | 0 | 0 | 0 | 0 | 0 | 0 | 5 | 2 | 5 | 2 | [14 empty] | 1 | 1 | 3 | 2 | 1 | 1 | 1 | 0
PG&E NGBA | Davis | 115 | Geothermal |  |  | 0 | 0 | 0 | 0 | 0 | 0 | 0 | 0 | 0 | 5 | 5 | 1 | 1 | 3 | [13 empty] | 2 | 1 | 4 | 2 | 3 | 1 | 1 | 0
SCE Metro | Del Amo | 500 | Geothermal |  |  | 0 | 0 | 0 | 0 | 0 | 0 | 0 | 0 | 0 | 1 | 1 | 1 | 1 | [14 empty] | 1 | 1 | 3 | 1 | 2 | 1 | 1 | 0
SCE Metro | Del Amo | 230 | Geothermal |  |  | 0 | 0 | 0 | 0 | 0 | 0 | 0 | 0 | 0 | 1 | 1 | 1 | 1 | [14 empty] | 1 | 1 | 3 | 1 | 2 | 1 | 1 | 0
SCE Eastern | Delaney | 500 | Geothermal |  |  | 0 | 0 | 0 | 0 | 0 | 0 | 0 | 0 | 0 | 5 | 4 | 4 | 2 | [14 empty] | 2 | 1 | 4 | 2 | 3 | 1 | 1 | 0
PG&E NGBA | Delevan | 230 | Geothermal |  |  | 0 | 0 | 0 | 0 | 0 | 0 | 0 | 0 | 0 | 5 | 5 | 1 | 1 | 3 | [13 empty] | 2 | 2 | 1 | 1 | 3 | 1 | 1 | 0
PG&E GBA | Delta PP | 230 | Geothermal |  |  | 0 | 0 | 0 | 0 | 0 | 0 | 0 | 0 | 0 | 5 | 5 | 1 | 1 | [14 empty] | 2 | 1 | 3 | 1 | 2 | 1 | 1 | 0
EOP | Desert View | 230 | Geothermal |  |  | 0 | 0 | 0 | 0 | 0 | 0 | 0 | 0 | 0 | 5 | 2 | 4 | 2 | [14 empty] | 2 | 1 | 4 | 1 | 3 | 1 | 1 | 0
SCE Eastern | Devers | 230 | Geothermal |  |  | 0 | 0 | 0 | 0 | 0 | 0 | 0 | 0 | 0 | 1 | 1 | 1 | 1 | 5 | [13 empty] | 2 | 1 | 1 | 1 | 3 | 1 | 1 | 0
SCE Eastern | Devers | 500 | Geothermal |  |  | 0 | 0 | 0 | 0 | 0 | 0 | 0 | 0 | 0 | 1 | 1 | 1 | 1 | [14 empty] | 2 | 1 | 1 | 1 | 3 | 1 | 1 | 0
PG&E KERN | Diablo Canyon | 230 | Geothermal |  |  | 0 | 0 | 0 | 0 | 0 | 0 | 0 | 0 | 0 | 5 | 2 | 5 | 2 | 3 | [13 empty] | 2 | 2 | 4 | 2 | 3 | 1 | 1 | 0
PG&E KERN | Diablo Canyon | 500 | Geothermal |  |  | 0 | 0 | 0 | 0 | 0 | 0 | 0 | 0 | 0 | 5 | 5 | 4 | 4 | 5 | [13 empty] | 2 | 2 | 4 | 2 | 3 | 1 | 1 | 0
PG&E KERN | Divide | 115 | Geothermal |  |  | 0 | 0 | 0 | 0 | 0 | 0 | 0 | 0 | 0 | 5 | 2 | 5 | 2 | [14 empty] | 2 | 2 | 4 | 1 | 2 | 1 | 1 | 0
PG&E GBA | Dixon Landing | 115 | Geothermal |  |  | 0 | 0 | 0 | 0 | 0 | 0 | 0 | 0 | 0 | 1 | 1 | 1 | 1 | [14 empty] | 2 | 1 | 2 | 1 | 2 | 1 | 1 | 0
PG&E FRESNO | Dos Amigos | 230 | Geothermal |  |  | 10 | 0 | 10 | 0 | 0 | 0 | 10 | 0 | 10 | 5 | 2 | 5 | 2 | [14 empty] | 1 | 1 | 4 | 2 | 1 | 5- | 1 | 1
PG&E NGBA | Drum | 115 | Geothermal |  |  | 0 | 0 | 0 | 0 | 0 | 0 | 0 | 0 | 0 | 5 | 5 | 1 | 1 | [14 empty] | 2 | 1 | 4 | 2 | 3 | 1 | 1 | 0
PG&E GBA | Dumbarton | 115 | Geothermal |  |  | 0 | 0 | 0 | 0 | 0 | 0 | 0 | 0 | 0 | 5 | 5 | 1 | 1 | [14 empty] | 2 | 1 | 3 | 1 | 2 | 1 | 1 | 0
SCE NOL | Dunn Siding | 115 | Geothermal |  |  | 0 | 0 | 0 | 0 | 0 | 0 | 0 | 0 | 0 | 3 | 3 | 1 | 1 | [14 empty] | 2 | 1 | 4 | 1 | 1 | 1 | 1 | 0
SCE Eastern | Eagle Mountain | 230 | Geothermal |  |  | 0 | 0 | 0 | 0 | 0 | 0 | 0 | 0 | 0 | 5 | 2 | 1 | 1 | [14 empty] | 2 | 2 | 4 | 1 | 3 | 1 | 1 | 0
PG&E NGBA | Eagle Rock (PGE) | 60 | Geothermal |  |  | 0 | 0 | 0 | 0 | 0 | 0 | 0 | 0 | 0 | 5 | 5 | 1 | 1 | [14 empty] | 2 | 2 | 4 | 2 | 3 | 1 | 1 | 0
PG&E NGBA | Eagle Rock (PGE) | 115 | Geothermal |  |  | 7 | 0 | 7 | 7 | 0 | 7 | 0 | 0 | 0 | 5 | 5 | 1 | 1 | 3 | 2 |  | 1 |  |  |  | 1 | 5 | 2 | 1 | 2 | 3 | 1 | 2 | 2 | 4 | 2 | 3 | 1 | 5 | 1
SCE Metro | Eagle Rock (SCE) | 230 | Geothermal |  |  | 0 | 0 | 0 | 0 | 0 | 0 | 0 | 0 | 0 | 1 | 1 | 1 | 1 | [14 empty] | 1 | 1 | 2 | 1 | 2 | 1 | 1 | 0
PG&E NGBA | East Marysville | 115 | Geothermal |  |  | 0 | 0 | 0 | 0 | 0 | 0 | 0 | 0 | 0 | 5 | 5 | 1 | 1 | [14 empty] | 2 | 2 | 2 | 1 | 2 | 1 | 1 | 0
PG&E NGBA | East Nicolaus | 115 | Geothermal |  |  | 0 | 0 | 0 | 0 | 0 | 0 | 0 | 0 | 0 | 5 | 5 | 1 | 1 | [14 empty] | 2 | 1 | 4 | 1 | 3 | 1 | 1 | 0
PG&E NGBA | East Nicolaus | 60 | Geothermal |  |  | 0 | 0 | 0 | 0 | 0 | 0 | 0 | 0 | 0 | 5 | 5 | 1 | 1 | [14 empty] | 2 | 1 | 4 | 1 | 3 | 1 | 1 | 0
PG&E GBA | Eastshore | 115 | Geothermal |  |  | 0 | 0 | 0 | 0 | 0 | 0 | 0 | 0 | 0 | 5 | 5 | 1 | 1 | 4 | [13 empty] | 2 | 1 | 2 | 1 | 1 | 1 | 1 | 0
PG&E GBA | Eastshore | 230 | Geothermal |  |  | 0 | 0 | 0 | 0 | 0 | 0 | 0 | 0 | 0 | 5 | 5 | 1 | 1 | [14 empty] | 2 | 1 | 2 | 1 | 1 | 1 | 1 | 0
SDGE | ECO | 138 | Geothermal |  |  | 0 | 0 | 0 | 0 | 0 | 0 | 0 | 0 | 0 | 1 | 1 | 1 | 1 | 3 | [13 empty] | 2 | 1 | 4 | 1 | 3 | 1 | 1 | 0
SDGE | ECO | 230 | Geothermal |  |  | 0 | 0 | 0 | 0 | 0 | 0 | 0 | 0 | 0 | 1 | 1 | 1 | 1 | [14 empty] | 2 | 1 | 4 | 1 | 3 | 1 | 1 | 0
SDGE | ECO | 500 | Geothermal |  |  | 0 | 0 | 0 | 0 | 0 | 0 | 0 | 0 | 0 | 1 | 1 | 1 | 1 | [14 empty] | 2 | 1 | 4 | 1 | 3 | 1 | 1 | 0
PG&E GBA | Edenvale | 115 | Geothermal |  |  | 0 | 0 | 0 | 0 | 0 | 0 | 0 | 0 | 0 | 1 | 1 | 1 | 1 | [14 empty] | 2 | 1 | 2 | 2 | 2 | 1 | 1 | 0
PG&E GBA | Edes | 115 | Geothermal |  |  | 0 | 0 | 0 | 0 | 0 | 0 | 0 | 0 | 0 | 5 | 5 | 1 | 1 | [14 empty] | 2 | 1 | 3 | 1 | 1 | 1 | 1 | 0
PG&E GBA | Eight Mile | 230 | Geothermal |  |  | 0 | 0 | 0 | 0 | 0 | 0 | 0 | 0 | 0 | 5 | 5 | 1 | 1 | [14 empty] | 1 | 1 | 2 | 2 | 1 | 1 | 1 | 0
SDGE | El Cajon | 69 | Geothermal |  |  | 0 | 0 | 0 | 0 | 0 | 0 | 0 | 0 | 0 | 1 | 1 | 1 | 1 | [14 empty] | 2 | 1 | 2 | 1 | 1 | 1 | 1 | 0
SCE Eastern | El Casco | 230 | Geothermal |  |  | 0 | 0 | 0 | 0 | 0 | 0 | 0 | 0 | 0 | 1 | 1 | 1 | 1 | [14 empty] | 1 | 1 | 4 | 1 | 2 | 1 | 1 | 0
PG&E GBA | El Cerrito G | 115 | Geothermal |  |  | 0 | 0 | 0 | 0 | 0 | 0 | 0 | 0 | 0 | 5 | 5 | 1 | 1 | [14 empty] | 2 | 1 | 2 | 1 | 2 | 1 | 1 | 0
PG&E NGBA | El Dorado PH | 115 | Geothermal |  |  | 0 | 0 | 0 | 0 | 0 | 0 | 0 | 0 | 0 | 5 | 5 | 1 | 1 | [14 empty] | 2 | 1 | 4 | 2 | 3 | 1 | 1 | 0
PG&E FRESNO | El Nido (PGE) | 115 | Geothermal |  |  | 0 | 0 | 0 | 0 | 0 | 0 | 0 | 0 | 0 | 5 | 5 | 5 | 2 | [14 empty] | 1 | 1 | 4 | 2 | 1 | 1 | 1 | 0
SCE Metro | El Nido (SCE) | 230 | Geothermal |  |  | 0 | 0 | 0 | 0 | 0 | 0 | 0 | 0 | 0 | 1 | 1 | 1 | 1 | [14 empty] | 1 | 1 | 2 | 1 | 2 | 1 | 1 | 0
PG&E GBA | El Patio | 115 | Geothermal |  |  | 0 | 0 | 0 | 0 | 0 | 0 | 0 | 0 | 0 | 1 | 1 | 1 | 1 | [14 empty] | 2 | 1 | 3 | 2 | 2 | 1 | 1 | 0
SCE Metro | El Segundo | 230 | Geothermal |  |  | 0 | 0 | 0 | 0 | 0 | 0 | 0 | 0 | 0 | 1 | 1 | 1 | 1 | [14 empty] | 1 | 1 | 1 | 1 | 1 | 1 | 1 | 0
EOP | Eldorado | 230 | Geothermal | YES | Northern Nevada | 184 | 0 | 184 | 45 | 0 | 45 | 139 | 0 | 139 | 5 | 2 | 4 | 2 | 4 | N/A |  | N/A |  |  |  | N/A | N/A | N/A | N/A | N/A | N/A | N/A | 2 | 2 | 2 | 1 | 3 | 5- | 1 | 1
EOP | Eldorado | 500 | Geothermal |  |  | 248 | 0 | 248 | 0 | 0 | 0 | 248 | 0 | 248 | 5 | 2 | 4 | 2 | 5 | [13 empty] | 2 | 2 | 2 | 1 | 3 | 5- | 1 | 1
SCE Northern | Elizabeth Lake | 66 | Geothermal |  |  | 0 | 0 | 0 | 0 | 0 | 0 | 0 | 0 | 0 | 5 | 2 | 4 | 2 | [14 empty] | 1 | 1 | 3 | 1 | 3 | 1 | 1 | 0
PG&E KERN | Elk Hills | 230 | Geothermal |  |  | 0 | 0 | 0 | 0 | 0 | 0 | 0 | 0 | 0 | 5 | 5 | 5 | 4 | [14 empty] | 1 | 1 | 3 | 1 | 1 | 1 | 1 | 0
SDGE | Elliot | 69 | Geothermal |  |  | 0 | 0 | 0 | 0 | 0 | 0 | 0 | 0 | 0 | 1 | 1 | 1 | 1 | [14 empty] | 2 | 1 | 2 | 1 | 2 | 1 | 1 | 0
SCE Metro | Ellis | 230 | Geothermal |  |  | 0 | 0 | 0 | 0 | 0 | 0 | 0 | 0 | 0 | 1 | 1 | 1 | 1 | [14 empty] | 1 | 1 | 2 | 1 | 2 | 1 | 1 | 0
SDGE | Encina | 138 | Geothermal |  |  | 0 | 0 | 0 | 0 | 0 | 0 | 0 | 0 | 0 | 1 | 1 | 1 | 1 | 3 | [13 empty] | 2 | 1 | 1 | 1 | 3 | 1 | 1 | 0
SDGE | Encina | 230 | Geothermal |  |  | 0 | 0 | 0 | 0 | 0 | 0 | 0 | 0 | 0 | 1 | 1 | 1 | 1 | [14 empty] | 2 | 1 | 1 | 1 | 3 | 1 | 1 | 0
SDGE | Escondido | 230 | Geothermal |  |  | 0 | 0 | 0 | 0 | 0 | 0 | 0 | 0 | 0 | 1 | 1 | 1 | 1 | [14 empty] | 2 | 1 | 1 | 1 | 3 | 1 | 1 | 0
SDGE | Escondido | 69 | Geothermal |  |  | 0 | 0 | 0 | 0 | 0 | 0 | 0 | 0 | 0 | 1 | 1 | 1 | 1 | [14 empty] | 2 | 1 | 1 | 1 | 3 | 1 | 1 | 0
PG&E KERN | Estrella | 230 | Geothermal |  |  | 0 | 0 | 0 | 0 | 0 | 0 | 0 | 0 | 0 | 5 | 2 | 5 | 2 | [14 empty] | 2 | 2 | 4 | 2 | 3 | 1 | 1 | 0
SCE Eastern | Etiwanda | 230 | Geothermal |  |  | 0 | 0 | 0 | 0 | 0 | 0 | 0 | 0 | 0 | 1 | 1 | 1 | 1 | 5 | [13 empty] | 1 | 1 | 2 | 1 | 1 | 1 | 1 | 0
PG&E GBA | Evergreen | 115 | Geothermal |  |  | 0 | 0 | 0 | 0 | 0 | 0 | 0 | 0 | 0 | 1 | 1 | 1 | 1 | [14 empty] | 2 | 1 | 2 | 2 | 2 | 1 | 1 | 0
PG&E GBA | Evergreen | 60 | Geothermal |  |  | 0 | 0 | 0 | 0 | 0 | 0 | 0 | 0 | 0 | 1 | 1 | 1 | 1 | [14 empty] | 2 | 1 | 2 | 2 | 2 | 1 | 1 | 0
PG&E FRESNO | Excelsior | 115 | Geothermal |  |  | 0 | 0 | 0 | 0 | 0 | 0 | 0 | 0 | 0 | 5 | 2 | 5 | 2 | 1 | [13 empty] | 1 | 1 | 4 | 2 | 1 | 1 | 1 | 0
PG&E FRESNO | Exchequer | 115 | Geothermal |  |  | 0 | 0 | 0 | 0 | 0 | 0 | 0 | 0 | 0 | 5 | 5 | 5 | 2 | [14 empty] | 2 | 1 | 4 | 1 | 2 | 1 | 1 | 0
PG&E KERN | Fairway | 115 | Geothermal |  |  | 0 | 0 | 0 | 0 | 0 | 0 | 0 | 0 | 0 | 5 | 2 | 5 | 2 | [14 empty] | 2 | 2 | 3 | 1 | 2 | 1 | 1 | 0
PG&E KERN | Famoso | 115 | Geothermal |  |  | 0 | 0 | 0 | 0 | 0 | 0 | 0 | 0 | 0 | 5 | 2 | 5 | 2 | [14 empty] | 1 | 1 | 4 | 1 | 1 | 1 | 1 | 0
PG&E NGBA | Fern Road | 500 | Geothermal |  |  | 185 | 0 | 185 | 0 | 0 | 0 | 185 | 0 | 185 | 5 | 5 | 1 | 1 | [14 empty] | 2 | 2 | 4 | 2 | 3 | 5- | 1 | 1
PG&E GBA | Fibreboard (SPI Sonora) | 115 | Geothermal |  |  | 0 | 0 | 0 | 0 | 0 | 0 | 0 | 0 | 0 | 1 | 1 | 1 | 1 | [14 empty] | 2 | 1 | 2 | 1 | 2 | 1 | 1 | 0
PG&E FRESNO | Figarden | 230 | Geothermal |  |  | 0 | 0 | 0 | 0 | 0 | 0 | 0 | 0 | 0 | 5 | 2 | 5 | 2 | [14 empty] | 1 | 1 | 3 | 2 | 2 | 1 | 1 | 0
PG&E FRESNO | Fink | 230 | Geothermal |  |  | 70 | 0 | 70 | 0 | 0 | 0 | 70 | 0 | 70 | 1 | 1 | 1 | 1 | [14 empty] | 1 | 1 | 4 | 2 | 1 | 5- | 1 | 1
PG&E NGBA | Fitch Mountain | 60 | Geothermal |  |  | 0 | 0 | 0 | 0 | 0 | 0 | 0 | 0 | 0 | 5 | 5 | 1 | 1 | [14 empty] | 2 | 2 | 4 | 2 | 3 | 1 | 1 | 0
PG&E GBA | FMC | 115 | Geothermal |  |  | 0 | 0 | 0 | 0 | 0 | 0 | 0 | 0 | 0 | 1 | 1 | 1 | 1 | [14 empty] | 2 | 1 | 2 | 2 | 2 | 1 | 1 | 0
PG&E GBA | Fremont | 115 | Geothermal |  |  | 0 | 0 | 0 | 0 | 0 | 0 | 0 | 0 | 0 | 1 | 1 | 1 | 1 | [14 empty] | 2 | 1 | 3 | 1 | 2 | 1 | 1 | 0
PG&E GBA | French Camp | 60 | Geothermal |  |  | 0 | 0 | 0 | 0 | 0 | 0 | 0 | 0 | 0 | 1 | 1 | 1 | 1 | [14 empty] | 1 | 1 | 3 | 2 | 1 | 1 | 1 | 0
PG&E GBA | Frogtown | 115 | Geothermal |  |  | 0 | 0 | 0 | 0 | 0 | 0 | 0 | 0 | 0 | 1 | 1 | 1 | 1 | [14 empty] | 2 | 1 | 4 | 1 | 3 | 1 | 1 | 0
PG&E NGBA | Fulton | 115 | Geothermal |  |  | 0 | 0 | 0 | 0 | 0 | 0 | 0 | 0 | 0 | 5 | 5 | 1 | 1 | 1 | [13 empty] | 2 | 1 | 3 | 2 | 2 | 1 | 1 | 0
PG&E NGBA | Fulton | 230 | Geothermal |  |  | 0 | 0 | 0 | 0 | 0 | 0 | 0 | 0 | 0 | 5 | 5 | 1 | 1 |  | 2 |  | 1 |  |  |  | 1 | 5 | 2 | 1 | 2 | 3 | 1 | 2 | 1 | 3 | 2 | 2 | 1 | 5 | 1
PG&E NGBA | Fulton | 60 | Geothermal |  |  | 0 | 0 | 0 | 0 | 0 | 0 | 0 | 0 | 0 | 5 | 5 | 1 | 1 | [14 empty] | 2 | 1 | 3 | 2 | 2 | 1 | 1 | 0
PG&E KERN | Ganso | 115 | Geothermal |  |  | 0 | 0 | 0 | 0 | 0 | 0 | 0 | 0 | 0 | 5 | 2 | 5 | 2 | [14 empty] | 1 | 1 | 3 | 1 | 1 | 1 | 1 | 0
PG&E FRESNO | Gates | 230 | Geothermal |  |  | 0 | 0 | 0 | 0 | 0 | 0 | 0 | 0 | 0 | 5 | 5 | 5 | 4 | 4 | [13 empty] | 1 | 1 | 3 | 2 | 1 | 1 | 1 | 0
PG&E FRESNO | Gates | 500 | Geothermal |  |  | 0 | 0 | 0 | 0 | 0 | 0 | 0 | 0 | 0 | 5 | 5 | 5 | 4 | 5 | [13 empty] | 1 | 1 | 3 | 2 | 1 | 1 | 1 | 0
PG&E NGBA | Geysers 12 | 230 | Geothermal |  |  | 0 | 0 | 0 | 0 | 0 | 0 | 0 | 0 | 0 | 5 | 5 | 1 | 1 | [14 empty] | 2 | 2 | 4 | 2 | 3 | 1 | 1 | 0
PG&E NGBA | Geysers 17 | 230 | Geothermal |  |  | 0 | 0 | 0 | 0 | 0 | 0 | 0 | 0 | 0 | 5 | 5 | 1 | 1 |  | 2 |  | 1 |  |  |  | 1 | 5 | 2 | 1 | 2 | 3 | 1 | 2 | 2 | 4 | 2 | 3 | 4+ | 5 | 1
PG&E NGBA | Geysers 3 | 115 | Geothermal |  |  | 0 | 0 | 0 | 0 | 0 | 0 | 0 | 0 | 0 | 5 | 5 | 1 | 1 | [14 empty] | 2 | 2 | 4 | 2 | 3 | 1 | 1 | 0
PG&E NGBA | Glenn | 230 | Geothermal |  |  | 0 | 0 | 0 | 0 | 0 | 0 | 0 | 0 | 0 | 5 | 5 | 1 | 1 | 3 | [13 empty] | 2 | 2 | 4 | 1 | 3 | 1 | 1 | 0
PG&E NGBA | Glenn | 60 | Geothermal |  |  | 0 | 0 | 0 | 0 | 0 | 0 | 0 | 0 | 0 | 5 | 5 | 1 | 1 | [14 empty] | 2 | 2 | 4 | 1 | 3 | 1 | 1 | 0
PG&E NGBA | Gold Hill | 115 | Geothermal |  |  | 0 | 0 | 0 | 0 | 0 | 0 | 0 | 0 | 0 | 5 | 5 | 1 | 1 | [14 empty] | 2 | 1 | 4 | 2 | 3 | 1 | 1 | 0
PG&E NGBA | Gold Hill | 230 | Geothermal |  |  | 40 | 0 | 40 | 0 | 0 | 0 | 40 | 0 | 40 | 5 | 5 | 1 | 1 | [14 empty] | 2 | 1 | 4 | 2 | 3 | 5- | 1 | 1
SCE Northern | Goleta | 230 | Geothermal |  |  | 0 | 0 | 0 | 0 | 0 | 0 | 0 | 0 | 0 | 5 | 2 | 4 | 2 | [14 empty] | 2 | 2 | 2 | 1 | 2 | 1 | 1 | 0
SCE Metro | Goodrich | 230 | Geothermal |  |  | 0 | 0 | 0 | 0 | 0 | 0 | 0 | 0 | 0 | 1 | 1 | 1 | 1 | [14 empty] | 1 | 1 | 3 | 1 | 2 | 1 | 1 | 0
PG&E KERN | Goose Lake | 115 | Geothermal |  |  | 0 | 0 | 0 | 0 | 0 | 0 | 0 | 0 | 0 | 5 | 2 | 5 | 2 | [14 empty] | 1 | 1 | 2 | 1 | 1 | 1 | 1 | 0
SCE Metro | Gould | 230 | Geothermal |  |  | 0 | 0 | 0 | 0 | 0 | 0 | 0 | 0 | 0 | 1 | 1 | 1 | 1 | [14 empty] | 1 | 1 | 4 | 1 | 2 | 1 | 1 | 0
PG&E NGBA | Grand Island | 115 | Geothermal |  |  | 0 | 0 | 0 | 0 | 0 | 0 | 0 | 0 | 0 | 5 | 5 | 1 | 1 | [14 empty] | 2 | 1 | 4 | 2 | 2 | 1 | 1 | 0
SDGE | Granite | 69 | Geothermal |  |  | 0 | 0 | 0 | 0 | 0 | 0 | 0 | 0 | 0 | 1 | 1 | 1 | 1 | [14 empty] | 2 | 1 | 2 | 2 | 2 | 1 | 1 | 0
PG&E GBA | Grant | 115 | Geothermal |  |  | 0 | 0 | 0 | 0 | 0 | 0 | 0 | 0 | 0 | 5 | 5 | 1 | 1 | [14 empty] | 2 | 1 | 2 | 1 | 2 | 1 | 1 | 0
PG&E GBA | Green Valley | 115 | Geothermal |  |  | 0 | 0 | 0 | 0 | 0 | 0 | 0 | 0 | 0 | 1 | 1 | 1 | 1 | 1 | [13 empty] | 2 | 2 | 3 | 2 | 2 | 1 | 1 | 0
PG&E NGBA | Greenleaf 1 | 115 | Geothermal |  |  | 0 | 0 | 0 | 0 | 0 | 0 | 0 | 0 | 0 | 5 | 5 | 1 | 1 | [14 empty] | 2 | 2 | 1 | 1 | 3 | 1 | 1 | 0
PG&E FRESNO | Gregg | 230 | Geothermal |  |  | 0 | 0 | 0 | 0 | 0 | 0 | 0 | 0 | 0 | 5 | 5 | 5 | 2 | [14 empty] | 1 | 1 | 3 | 2 | 1 | 1 | 1 | 0
PG&E FRESNO | Grimmway-Malaga | 115 | Geothermal |  |  | 0 | 0 | 0 | 0 | 0 | 0 | 0 | 0 | 0 | 5 | 5 | 5 | 2 | [14 empty] | 1 | 1 | 2 | 1 | 1 | 1 | 1 | 0
PG&E NGBA | Grizzly | 230 | Geothermal |  |  | 0 | 0 | 0 | 0 | 0 | 0 | 0 | 0 | 0 | 5 | 5 | 1 | 1 | [14 empty] | 2 | 2 | 4 | 1 | 3 | 1 | 1 | 0
PG&E FRESNO | Guernsey | 70 | Geothermal |  |  | 0 | 0 | 0 | 0 | 0 | 0 | 0 | 0 | 0 | 5 | 5 | 5 | 4 | [14 empty] | 1 | 1 | 3 | 2 | 1 | 1 | 1 | 0
PG&E FRESNO | GWF Hanford | 115 | Geothermal |  |  | 0 | 0 | 0 | 0 | 0 | 0 | 0 | 0 | 0 | 5 | 5 | 5 | 2 | [14 empty] | 2 | 1 | 2 | 1 | 1 | 1 | 1 | 0
PG&E FRESNO | Haas | 230 | Geothermal |  |  | 0 | 0 | 0 | 0 | 0 | 0 | 0 | 0 | 0 | 5 | 5 | 5 | 2 | [14 empty] | 1 | 1 | 4 | 2 | 3 | 1 | 1 | 0
PG&E FRESNO | Hammonds | 115 | Geothermal |  |  | 0 | 0 | 0 | 0 | 0 | 0 | 0 | 0 | 0 | 5 | 2 | 5 | 2 | [14 empty] | 1 | 1 | 2 | 2 | 1 | 1 | 1 | 0
SCE Metro | HarborGen | 230 | Geothermal |  |  | 0 | 0 | 0 | 0 | 0 | 0 | 0 | 0 | 0 | 1 | 1 | 1 | 1 | [14 empty] | 1 | 1 | 2 | 1 | 1 | 1 | 1 | 0
PG&E NGBA | Harris | 60 | Geothermal |  |  | 0 | 0 | 0 | 0 | 0 | 0 | 0 | 0 | 0 | 5 | 5 | 1 | 1 | [14 empty] | 2 | 2 | 2 | 2 | 3 | 1 | 1 | 0
EOP | Harry Allen | 500 | Geothermal |  |  | 0 | 0 | 0 | 0 | 0 | 0 | 0 | 0 | 0 | 5 | 2 | 4 | 2 | [14 empty] | 2 | 2 | 4 | 1 | 3 | 1 | 1 | 0
PG&E NGBA | Hartley | 60 | Geothermal |  |  | 0 | 0 | 0 | 0 | 0 | 0 | 0 | 0 | 0 | 5 | 5 | 1 | 1 | [14 empty] | 2 | 2 | 4 | 2 | 3 | 1 | 1 | 0
SCE NOL | Harvard | 115 | Geothermal |  |  | 0 | 0 | 0 | 0 | 0 | 0 | 0 | 0 | 0 | 3 | 3 | 1 | 1 | [14 empty] | 2 | 1 | 4 | 1 | 1 | 1 | 1 | 0
SDGE | Hassayampa | 500 | Geothermal |  |  | 0 | 0 | 0 | 0 | 0 | 0 | 0 | 0 | 0 | 5 | 4 | 4 | 2 | [14 empty] | 2 | 1 | 4 | 2 | 3 | 1 | 1 | 0
PG&E FRESNO | Helm | 230 | Geothermal |  |  | 0 | 0 | 0 | 0 | 0 | 0 | 0 | 0 | 0 | 5 | 5 | 5 | 2 | 3 | [13 empty] | 1 | 1 | 2 | 2 | 1 | 1 | 1 | 0
PG&E FRESNO | Helm | 70 | Geothermal |  |  | 0 | 0 | 0 | 0 | 0 | 0 | 0 | 0 | 0 | 5 | 2 | 5 | 2 | [14 empty] | 1 | 1 | 2 | 2 | 1 | 1 | 1 | 0
PG&E FRESNO | Henrietta | 115 | Geothermal |  |  | 0 | 0 | 0 | 0 | 0 | 0 | 0 | 0 | 0 | 5 | 2 | 5 | 2 | 3 | [13 empty] | 1 | 1 | 1 | 2 | 1 | 1 | 1 | 0
PG&E FRESNO | Henrietta | 230 | Geothermal |  |  | 0 | 0 | 0 | 0 | 0 | 0 | 0 | 0 | 0 | 5 | 2 | 5 | 2 | 3 | [13 empty] | 1 | 1 | 1 | 2 | 1 | 1 | 1 | 0
PG&E FRESNO | Henrietta | 70 | Geothermal |  |  | 0 | 0 | 0 | 0 | 0 | 0 | 0 | 0 | 0 | 5 | 5 | 5 | 4 | [14 empty] | 1 | 1 | 1 | 2 | 1 | 1 | 1 | 0
PG&E FRESNO | Herndon | 115 | Geothermal |  |  | 0 | 0 | 0 | 0 | 0 | 0 | 0 | 0 | 0 | 5 | 2 | 5 | 2 | [14 empty] | 1 | 1 | 3 | 2 | 1 | 1 | 1 | 0
PG&E FRESNO | Herndon | 230 | Geothermal |  |  | 0 | 0 | 0 | 0 | 0 | 0 | 0 | 0 | 0 | 5 | 2 | 5 | 2 | [14 empty] | 1 | 1 | 3 | 2 | 1 | 1 | 1 | 0
PG&E GBA | Hicks | 230 | Geothermal |  |  | 0 | 0 | 0 | 0 | 0 | 0 | 0 | 0 | 0 | 1 | 1 | 1 | 1 | [14 empty] | 2 | 1 | 4 | 2 | 2 | 1 | 1 | 0
PG&E NGBA | Higgins | 115 | Geothermal |  |  | 0 | 0 | 0 | 0 | 0 | 0 | 0 | 0 | 0 | 5 | 5 | 1 | 1 | [14 empty] | 2 | 1 | 4 | 1 | 3 | 1 | 1 | 0
PG&E NGBA | Hilltop | 345 | Geothermal |  |  | 100 | 0 | 100 | 0 | 0 | 0 | 100 | 0 | 100 | 5 | 5 | 1 | 1 | [14 empty] | 2 | 2 | 4 | 1 | 3 | 5- | 1 | 1
SCE Metro | Hinson | 230 | Geothermal |  |  | 0 | 0 | 0 | 0 | 0 | 0 | 0 | 0 | 0 | 1 | 1 | 1 | 1 | [14 empty] | 1 | 1 | 2 | 1 | 1 | 1 | 1 | 0
PG&E GBA | Hollister | 115 | Geothermal |  |  | 0 | 0 | 0 | 0 | 0 | 0 | 0 | 0 | 0 | 1 | 1 | 1 | 1 | 3 | [13 empty] | 2 | 2 | 4 | 2 | 3 | 1 | 1 | 0
PG&E NGBA | Homestake | 115 | Geothermal |  |  | 0 | 0 | 0 | 0 | 0 | 0 | 0 | 0 | 0 | 5 | 5 | 1 | 1 | [14 empty] | 2 | 1 | 4 | 2 | 3 | 1 | 1 | 0
PG&E NGBA | Honcut | 115 | Geothermal |  |  | 0 | 0 | 0 | 0 | 0 | 0 | 0 | 0 | 0 | 5 | 5 | 1 | 1 | [14 empty] | 2 | 1 | 4 | 2 | 3 | 1 | 1 | 0
SDGE | Hoodoo Wash | 500 | Geothermal |  |  | 0 | 0 | 0 | 0 | 0 | 0 | 0 | 0 | 0 | 5 | 2 | 4 | 2 | [14 empty] | 2 | 2 | 4 | 2 | 3 | 1 | 1 | 0
PG&E NGBA | Hopland | 115 | Geothermal |  |  | 0 | 0 | 0 | 0 | 0 | 0 | 0 | 0 | 0 | 5 | 5 | 1 | 1 | [14 empty] | 2 | 2 | 4 | 2 | 3 | 1 | 1 | 0
PG&E NGBA | Hopland | 60 | Geothermal |  |  | 0 | 0 | 0 | 0 | 0 | 0 | 0 | 0 | 0 | 5 | 5 | 1 | 1 | [14 empty] | 2 | 2 | 4 | 2 | 3 | 1 | 1 | 0
PG&E NGBA | Humboldt | 115 | Geothermal |  |  | 0 | 0 | 0 | 0 | 0 | 0 | 0 | 0 | 0 | 5 | 5 | 1 | 1 | 3 | [13 empty] | 2 | 2 | 3 | 2 | 3 | 1 | 1 | 0
PG&E NGBA | Humboldt | 60 | Geothermal |  |  | 0 | 0 | 0 | 0 | 0 | 0 | 0 | 0 | 0 | 5 | 5 | 1 | 1 | [14 empty] | 2 | 2 | 3 | 2 | 3 | 1 | 1 | 0
PG&E NGBA | Humboldt | 500 | Geothermal |  |  | 0 | 0 | 0 | 0 | 0 | 0 | 0 | 0 | 0 | 5 | 5 | 1 | 1 | [14 empty] | 2 | 2 | 3 | 2 | 3 | 1 | 1 | 0
SCE Metro | Huntington Beach | 230 | Geothermal |  |  | 0 | 0 | 0 | 0 | 0 | 0 | 0 | 0 | 0 | 1 | 1 | 1 | 1 | [14 empty] | 1 | 1 | 1 | 1 | 2 | 1 | 1 | 0
PG&E NGBA | Ignacio | 115 | Geothermal |  |  | 0 | 0 | 0 | 0 | 0 | 0 | 0 | 0 | 0 | 5 | 5 | 1 | 1 | 3 | [13 empty] | 2 | 1 | 4 | 1 | 3 | 1 | 1 | 0
PG&E NGBA | Ignacio | 230 | Geothermal |  |  | 115 | 0 | 115 | 0 | 0 | 0 | 115 | 0 | 115 | 5 | 5 | 1 | 1 | 3 | [13 empty] | 2 | 1 | 4 | 1 | 3 | 5- | 1 | 1
PG&E NGBA | Ignacio | 60 | Geothermal |  |  | 0 | 0 | 0 | 0 | 0 | 0 | 0 | 0 | 0 | 5 | 5 | 1 | 1 | 3 | [13 empty] | 2 | 1 | 4 | 1 | 3 | 1 | 1 | 0
SDGE | Imperial Beach | 69 | Geothermal |  |  | 0 | 0 | 0 | 0 | 0 | 0 | 0 | 0 | 0 | 1 | 1 | 1 | 1 | [14 empty] | 2 | 1 | 3 | 1 | 2 | 1 | 1 | 0
SDGE | Imperial Valley | 230 | Geothermal | YES | Imperial-IID | 25 | 0 | 25 | 25 | 0 | 25 | 0 | 0 | 0 | 1 | 1 | 1 | 1 | 4 | 1 |  | 1 |  |  |  | 1 | 1 | 1 | 1 | 1 | 1 | 1 | 1 | 1 | 2 | 2 | 1 | 1 | 5 | 1
SDGE | Imperial Valley | 500 | Geothermal |  |  | 505 | 0 | 505 | 0 | 0 | 0 | 505 | 0 | 505 | 1 | 1 | 1 | 1 | 5 | [13 empty] | 1 | 1 | 2 | 2 | 1 | 5- | 1 | 1
EOP | Innovation | 138 | Geothermal |  |  | 0 | 0 | 0 | 0 | 0 | 0 | 0 | 0 | 0 | 5 | 2 | 4 | 2 | [14 empty] | 2 | 2 | 4 | 1 | 3 | 1 | 1 | 0
EOP | Innovation | 230 | Geothermal |  |  | 0 | 0 | 0 | 0 | 0 | 0 | 0 | 0 | 0 | 5 | 2 | 4 | 2 | [14 empty] | 2 | 2 | 4 | 1 | 3 | 1 | 1 | 0
SCE NOL | Inyokern | 115 | Geothermal |  |  | 0 | 0 | 0 | 0 | 0 | 0 | 0 | 0 | 0 | 3 | 3 | 1 | 1 | [14 empty] | 2 | 2 | 4 | 1 | 3 | 1 | 1 | 0
EOP | IS Tap | 138 | Geothermal |  |  | 0 | 0 | 0 | 0 | 0 | 0 | 0 | 0 | 0 | 5 | 2 | 4 | 2 | [14 empty] | 2 | 2 | 4 | 1 | 3 | 1 | 1 | 0
EOP | Ivanpah | 115 | Geothermal |  |  | 0 | 0 | 0 | 0 | 0 | 0 | 0 | 0 | 0 | 5 | 2 | 4 | 2 | [14 empty] | 2 | 2 | 4 | 1 | 1 | 1 | 1 | 0
EOP | Ivanpah | 230 | Geothermal |  |  | 0 | 0 | 0 | 0 | 0 | 0 | 0 | 0 | 0 | 5 | 2 | 4 | 2 | [14 empty] | 2 | 2 | 4 | 1 | 1 | 1 | 1 | 0
EOP | Jackass (DOE) | 138 | Geothermal |  |  | 0 | 0 | 0 | 0 | 0 | 0 | 0 | 0 | 0 | 5 | 2 | 4 | 2 | [14 empty] | 2 | 2 | 4 | 1 | 3 | 1 | 1 | 0
PG&E NGBA | James B Black | 230 | Geothermal |  |  | 0 | 0 | 0 | 0 | 0 | 0 | 0 | 0 | 0 | 5 | 5 | 1 | 1 | [14 empty] | 2 | 2 | 4 | 2 | 3 | 1 | 1 | 0
PG&E GBA | Jefferson | 230 | Geothermal |  |  | 0 | 0 | 0 | 0 | 0 | 0 | 0 | 0 | 0 | 1 | 1 | 1 | 1 | [14 empty] | 2 | 1 | 3 | 1 | 2 | 1 | 1 | 0
PG&E NGBA | Jessup | 115 | Geothermal |  |  | 0 | 0 | 0 | 0 | 0 | 0 | 0 | 0 | 0 | 5 | 5 | 1 | 1 | [14 empty] | 2 | 2 | 3 | 2 | 3 | 1 | 1 | 0
SCE Metro | Johanna | 230 | Geothermal |  |  | 0 | 0 | 0 | 0 | 0 | 0 | 0 | 0 | 0 | 1 | 1 | 1 | 1 | [14 empty] | 1 | 1 | 2 | 1 | 1 | 1 | 1 | 0
SCE Eastern | Julian Hinds | 230 | Geothermal |  |  | 0 | 0 | 0 | 0 | 0 | 0 | 0 | 0 | 0 | 5 | 2 | 1 | 1 | [14 empty] | 2 | 1 | 4 | 1 | 3 | 1 | 1 | 0
PG&E GBA | Kasson | 115 | Geothermal |  |  | 0 | 0 | 0 | 0 | 0 | 0 | 0 | 0 | 0 | 1 | 1 | 1 | 1 | [14 empty] | 1 | 1 | 4 | 2 | 1 | 1 | 1 | 0
PG&E GBA | Kasson | 60 | Geothermal |  |  | 0 | 0 | 0 | 0 | 0 | 0 | 0 | 0 | 0 | 1 | 1 | 1 | 1 | [14 empty] | 1 | 1 | 4 | 2 | 1 | 1 | 1 | 0
PG&E FRESNO | Kearney | 230 | Geothermal |  |  | 0 | 0 | 0 | 0 | 0 | 0 | 0 | 0 | 0 | 5 | 5 | 5 | 2 | [14 empty] | 1 | 1 | 3 | 2 | 1 | 1 | 1 | 0
PG&E FRESNO | Kearney | 70 | Geothermal |  |  | 0 | 0 | 0 | 0 | 0 | 0 | 0 | 0 | 0 | 5 | 5 | 5 | 2 | [14 empty] | 1 | 1 | 3 | 2 | 1 | 1 | 1 | 0
PG&E GBA | Kelso | 230 | Geothermal |  |  | 0 | 0 | 0 | 0 | 0 | 0 | 0 | 0 | 0 | 5 | 5 | 1 | 1 | [14 empty] | 2 | 1 | 2 | 1 | 2 | 1 | 1 | 0
PG&E FRESNO | Kerchoff 1 | 115 | Geothermal |  |  | 0 | 0 | 0 | 0 | 0 | 0 | 0 | 0 | 0 | 5 | 5 | 5 | 2 | [14 empty] | 1 | 1 | 4 | 2 | 3 | 1 | 1 | 0
PG&E KERN | Kern Oil | 115 | Geothermal |  |  | 0 | 0 | 0 | 0 | 0 | 0 | 0 | 0 | 0 | 5 | 5 | 5 | 4 | [14 empty] | 1 | 1 | 1 | 1 | 1 | 1 | 1 | 0
PG&E KERN | Kern PP | 115 | Geothermal |  |  | 0 | 0 | 0 | 0 | 0 | 0 | 0 | 0 | 0 | 5 | 5 | 5 | 4 | [14 empty] | 1 | 1 | 2 | 1 | 2 | 1 | 1 | 0
PG&E KERN | Kern PP | 230 | Geothermal |  |  | 0 | 0 | 0 | 0 | 0 | 0 | 0 | 0 | 0 | 5 | 5 | 5 | 4 | [14 empty] | 1 | 1 | 2 | 1 | 2 | 1 | 1 | 0
PG&E KERN | Kern PP | 70 | Geothermal |  |  | 0 | 0 | 0 | 0 | 0 | 0 | 0 | 0 | 0 | 5 | 2 | 5 | 2 | [14 empty] | 1 | 1 | 2 | 1 | 2 | 1 | 1 | 0
PG&E KERN | Kernridge | 115 | Geothermal |  |  | 0 | 0 | 0 | 0 | 0 | 0 | 0 | 0 | 0 | 5 | 5 | 5 | 4 | [14 empty] | 1 | 1 | 1 | 1 | 1 | 1 | 1 | 0
PG&E FRESNO | Kingsburg | 115 | Geothermal |  |  | 0 | 0 | 0 | 0 | 0 | 0 | 0 | 0 | 0 | 5 | 5 | 5 | 4 | [14 empty] | 1 | 1 | 2 | 2 | 1 | 1 | 1 | 0
PG&E GBA | Kirker | 115 | Geothermal |  |  | 0 | 0 | 0 | 0 | 0 | 0 | 0 | 0 | 0 | 5 | 5 | 1 | 1 | [14 empty] | 2 | 1 | 3 | 1 | 1 | 1 | 1 | 0
PG&E NGBA | Knights Landing | 115 | Geothermal |  |  | 0 | 0 | 0 | 0 | 0 | 0 | 0 | 0 | 0 | 5 | 5 | 1 | 1 | [14 empty] | 2 | 1 | 4 | 2 | 3 | 1 | 1 | 0
PG&E NGBA | Konocti | 60 | Geothermal |  |  | 0 | 0 | 0 | 0 | 0 | 0 | 0 | 0 | 0 | 5 | 5 | 1 | 1 | [14 empty] | 2 | 2 | 4 | 2 | 3 | 1 | 1 | 0
SCE NOL | Kramer | 115 | Geothermal |  |  | 0 | 0 | 0 | 0 | 0 | 0 | 0 | 0 | 0 | 3 | 3 | 1 | 1 | 3 | [13 empty] | 2 | 1 | 4 | 1 | 3 | 1 | 1 | 0
SCE NOL | Kramer | 230 | Geothermal |  |  | 0 | 0 | 0 | 0 | 0 | 0 | 0 | 0 | 0 | 3 | 3 | 1 | 1 | 4 | [13 empty] | 2 | 1 | 4 | 1 | 3 | 1 | 1 | 0
SCE Metro | La Cienega | 230 | Geothermal |  |  | 0 | 0 | 0 | 0 | 0 | 0 | 0 | 0 | 0 | 1 | 1 | 1 | 1 | [14 empty] | 1 | 1 | 2 | 1 | 2 | 1 | 1 | 0
SCE Metro | La Fresa | 230 | Geothermal |  |  | 0 | 0 | 0 | 0 | 0 | 0 | 0 | 0 | 0 | 1 | 1 | 1 | 1 | [14 empty] | 1 | 1 | 2 | 1 | 2 | 1 | 1 | 0
SCE Metro | Laguna Bell | 230 | Geothermal |  |  | 0 | 0 | 0 | 0 | 0 | 0 | 0 | 0 | 0 | 1 | 1 | 1 | 1 | 5 | [13 empty] | 1 | 1 | 2 | 1 | 1 | 1 | 1 | 0
PG&E KERN | Lakeview | 70 | Geothermal |  |  | 0 | 0 | 0 | 0 | 0 | 0 | 0 | 0 | 0 | 5 | 5 | 5 | 4 | [14 empty] | 1 | 1 | 4 | 1 | 1 | 1 | 1 | 0
PG&E NGBA | Lakeville | 230 | Geothermal |  |  | 0 | 0 | 0 | 0 | 0 | 0 | 0 | 0 | 0 | 5 | 5 | 1 | 1 | 3 | [13 empty] | 2 | 1 | 4 | 2 | 3 | 1 | 1 | 0
PG&E NGBA | Lakeville | 60 | Geothermal |  |  | 0 | 0 | 0 | 0 | 0 | 0 | 0 | 0 | 0 | 5 | 5 | 1 | 1 | [14 empty] | 2 | 1 | 4 | 2 | 3 | 1 | 1 | 0
PG&E NGBA | Lakeville | 115 | Geothermal |  |  | 35.8 | 0 | 35.8 | 0 | 0 | 0 | 35.8 | 0 | 35.8 | 5 | 5 | 1 | 1 | 3 | [13 empty] | 2 | 1 | 4 | 2 | 3 | 5- | 1 | 1
PG&E GBA | Lakewood | 115 | Geothermal |  |  | 0 | 0 | 0 | 0 | 0 | 0 | 0 | 0 | 0 | 5 | 5 | 1 | 1 | [14 empty] | 2 | 1 | 3 | 1 | 2 | 1 | 1 | 0
PG&E NGBA | Lambie | 230 | Geothermal |  |  | 0 | 0 | 0 | 0 | 0 | 0 | 0 | 0 | 0 | 5 | 5 | 1 | 1 | [14 empty] | 2 | 1 | 1 | 1 | 1 | 1 | 1 | 0
PG&E GBA | Lammers | 115 | Geothermal |  |  | 0 | 0 | 0 | 0 | 0 | 0 | 0 | 0 | 0 | 1 | 1 | 1 | 1 | 3 | [13 empty] | 1 | 1 | 1 | 2 | 2 | 1 | 1 | 0
PG&E KERN | Lamont | 115 | Geothermal |  |  | 0 | 0 | 0 | 0 | 0 | 0 | 0 | 0 | 0 | 5 | 5 | 5 | 4 | 3 | [13 empty] | 1 | 1 | 2 | 1 | 1 | 1 | 1 | 0
PG&E FRESNO | Las Aguilas | 230 | Geothermal |  |  | 0 | 0 | 0 | 0 | 0 | 0 | 0 | 0 | 0 | 5 | 2 | 5 | 2 | [14 empty] | 2 | 2 | 4 | 2 | 2 | 1 | 1 | 0
EOP | Lathrop | 138 | Geothermal |  |  | 0 | 0 | 0 | 0 | 0 | 0 | 0 | 0 | 0 | 5 | 2 | 4 | 2 | [14 empty] | 2 | 2 | 4 | 1 | 3 | 1 | 1 | 0
EOP | Lathrop | 230 | Geothermal |  |  | 0 | 0 | 0 | 0 | 0 | 0 | 0 | 0 | 0 | 5 | 2 | 4 | 2 | [14 empty] | 2 | 2 | 4 | 1 | 3 | 1 | 1 | 0
PG&E FRESNO | Le Grand | 115 | Geothermal |  |  | 0 | 0 | 0 | 0 | 0 | 0 | 0 | 0 | 0 | 5 | 5 | 5 | 2 | 3 | [13 empty] | 1 | 1 | 3 | 2 | 1 | 1 | 1 | 0
PG&E FRESNO | Lemoore | 70 | Geothermal |  |  | 0 | 0 | 0 | 0 | 0 | 0 | 0 | 0 | 0 | 5 | 2 | 5 | 2 | [14 empty] | 1 | 1 | 3 | 2 | 2 | 1 | 1 | 0
PG&E KERN | Lerdo | 115 | Geothermal |  |  | 0 | 0 | 0 | 0 | 0 | 0 | 0 | 0 | 0 | 5 | 5 | 5 | 4 | [14 empty] | 1 | 1 | 4 | 1 | 1 | 1 | 1 | 0
SCE Metro | Lewis | 230 | Geothermal |  |  | 0 | 0 | 0 | 0 | 0 | 0 | 0 | 0 | 0 | 1 | 1 | 1 | 1 | [14 empty] | 1 | 1 | 3 | 1 | 2 | 1 | 1 | 0
SCE Metro | Lighthipe | 230 | Geothermal |  |  | 0 | 0 | 0 | 0 | 0 | 0 | 0 | 0 | 0 | 1 | 1 | 1 | 1 | [14 empty] | 1 | 1 | 2 | 1 | 1 | 1 | 1 | 0
SDGE | Lilac | 69 | Geothermal |  |  | 0 | 0 | 0 | 0 | 0 | 0 | 0 | 0 | 0 | 1 | 1 | 1 | 1 | [14 empty] | 2 | 1 | 3 | 1 | 3 | 1 | 1 | 0
PG&E NGBA | Lincoln | 115 | Geothermal |  |  | 0 | 0 | 0 | 0 | 0 | 0 | 0 | 0 | 0 | 5 | 5 | 1 | 1 | [14 empty] | 2 | 1 | 3 | 2 | 3 | 1 | 1 | 0
PG&E KERN | Live Oak | 115 | Geothermal |  |  | 0 | 0 | 0 | 0 | 0 | 0 | 0 | 0 | 0 | 5 | 5 | 5 | 4 | [14 empty] | 1 | 1 | 1 | 1 | 1 | 1 | 1 | 0
PG&E GBA | Llagas | 115 | Geothermal |  |  | 0 | 0 | 0 | 0 | 0 | 0 | 0 | 0 | 0 | 1 | 1 | 1 | 1 | [14 empty] | 2 | 1 | 2 | 2 | 1 | 1 | 1 | 0
PG&E GBA | Lockeford | 115 | Geothermal |  |  | 0 | 0 | 0 | 0 | 0 | 0 | 0 | 0 | 0 | 1 | 1 | 1 | 1 | [14 empty] | 1 | 1 | 4 | 2 | 2 | 1 | 1 | 0
PG&E GBA | Lockeford | 230 | Geothermal |  |  | 0 | 0 | 0 | 0 | 0 | 0 | 0 | 0 | 0 | 5 | 5 | 1 | 1 | [14 empty] | 1 | 1 | 4 | 2 | 2 | 1 | 1 | 0
PG&E GBA | Lockeford | 60 | Geothermal |  |  | 0 | 0 | 0 | 0 | 0 | 0 | 0 | 0 | 0 | 5 | 5 | 1 | 1 | [14 empty] | 1 | 1 | 4 | 2 | 2 | 1 | 1 | 0
PG&E GBA | Lodi | 230 | Geothermal |  |  | 0 | 0 | 0 | 0 | 0 | 0 | 0 | 0 | 0 | 5 | 5 | 1 | 1 | [14 empty] | 1 | 1 | 1 | 2 | 1 | 1 | 1 | 0
PG&E NGBA | Logan Creek | 230 | Geothermal |  |  | 0 | 0 | 0 | 0 | 0 | 0 | 0 | 0 | 0 | 5 | 5 | 1 | 1 | [14 empty] | 2 | 2 | 4 | 1 | 2 | 1 | 1 | 0
PG&E GBA | Lone Tree | 230 | Geothermal |  |  | 0 | 0 | 0 | 0 | 0 | 0 | 0 | 0 | 0 | 5 | 5 | 1 | 1 | [14 empty] | 2 | 1 | 3 | 1 | 2 | 1 | 1 | 0
PG&E FRESNO | Los Banos | 230 | Geothermal |  |  | 10 | 0 | 10 | 0 | 0 | 0 | 10 | 0 | 10 | 5 | 2 | 5 | 2 | 3 | [13 empty] | 1 | 1 | 4 | 2 | 1 | 5- | 1 | 1
PG&E FRESNO | Los Banos | 500 | Geothermal |  |  | 0 | 0 | 0 | 0 | 0 | 0 | 0 | 0 | 0 | 1 | 1 | 1 | 1 | 2 | [13 empty] | 1 | 1 | 4 | 2 | 1 | 1 | 1 | 0
SDGE | Los Coches | 138 | Geothermal |  |  | 0 | 0 | 0 | 0 | 0 | 0 | 0 | 0 | 0 | 1 | 1 | 1 | 1 | [14 empty] | 2 | 2 | 4 | 2 | 3 | 1 | 1 | 0
SDGE | Los Coches | 69 | Geothermal |  |  | 0 | 0 | 0 | 0 | 0 | 0 | 0 | 0 | 0 | 1 | 1 | 1 | 1 | [14 empty] | 2 | 2 | 4 | 2 | 3 | 1 | 1 | 0
PG&E GBA | Los Esteros | 115 | Geothermal |  |  | 0 | 0 | 0 | 0 | 0 | 0 | 0 | 0 | 0 | 1 | 1 | 1 | 1 | 4 | [13 empty] | 2 | 1 | 1 | 2 | 1 | 1 | 1 | 0
PG&E GBA | Los Esteros | 230 | Geothermal |  |  | 0 | 0 | 0 | 0 | 0 | 0 | 0 | 0 | 0 | 1 | 1 | 1 | 1 | [14 empty] | 2 | 1 | 1 | 2 | 1 | 1 | 1 | 0
PG&E GBA | Los Positas | 230 | Geothermal |  |  | 0 | 0 | 0 | 0 | 0 | 0 | 0 | 0 | 0 | 5 | 5 | 1 | 1 | 3 | [13 empty] | 2 | 1 | 3 | 1 | 3 | 1 | 1 | 0
PG&E GBA | Los Positas | 60 | Geothermal |  |  | 0 | 0 | 0 | 0 | 0 | 0 | 0 | 0 | 0 | 5 | 5 | 1 | 1 | 3 | [13 empty] | 2 | 1 | 3 | 1 | 3 | 1 | 1 | 0
SDGE | Loveland | 69 | Geothermal |  |  | 0 | 0 | 0 | 0 | 0 | 0 | 0 | 0 | 0 | 1 | 1 | 1 | 1 | [14 empty] | 2 | 1 | 3 | 1 | 3 | 1 | 1 | 0
SCE NOL | Lugo | 230 | Geothermal |  |  | 0 | 0 | 0 | 0 | 0 | 0 | 0 | 0 | 0 | 1 | 1 | 1 | 1 | [14 empty] | 2 | 1 | 4 | 1 | 2 | 1 | 1 | 0
SCE Metro | Lugo | 500 | Geothermal | YES | Utah, Northern Nevada | 203 | 0 | 203 | 203 | 0 | 203 | 0 | 0 | 0 | 1 | 1 | 1 | 1 | 5 | N/A |  | N/A |  |  |  | N/A | N/A | N/A | N/A | N/A | N/A | N/A | 2 | 1 | 4 | 1 | 2 | 1 | 1 | 1
PG&E FRESNO | Madera | 70 | Geothermal |  |  | 0 | 0 | 0 | 0 | 0 | 0 | 0 | 0 | 0 | 5 | 2 | 5 | 2 | [14 empty] | 1 | 1 | 4 | 2 | 1 | 1 | 1 | 0
PG&E NGBA | Madison | 115 | Geothermal |  |  | 0 | 0 | 0 | 0 | 0 | 0 | 0 | 0 | 0 | 5 | 5 | 1 | 1 | [14 empty] | 2 | 1 | 4 | 2 | 3 | 1 | 1 | 0
PG&E KERN | Magunden | 115 | Geothermal |  |  | 0 | 0 | 0 | 0 | 0 | 0 | 0 | 0 | 0 | 5 | 5 | 5 | 4 | [14 empty] | 1 | 1 | 2 | 1 | 1 | 1 | 1 | 0
SCE Northern | Magunden | 230 | Geothermal |  |  | 0 | 0 | 0 | 0 | 0 | 0 | 0 | 0 | 0 | 1 | 1 | 1 | 1 | [14 empty] | 1 | 1 | 2 | 1 | 1 | 1 | 1 | 0
PG&E FRESNO | Malaga | 115 | Geothermal |  |  | 0 | 0 | 0 | 0 | 0 | 0 | 0 | 0 | 0 | 5 | 5 | 5 | 4 | [14 empty] | 1 | 1 | 1 | 2 | 1 | 1 | 1 | 0
PG&E NGBA | Malin | 500 | Geothermal |  |  | 1590 | 0 | 1590 | 0 | 0 | 0 | 1590 | 0 | 1590 | 5 | 5 | 1 | 1 | [14 empty] | 2 | 2 | 4 | 2 | 3 | 5- | 1 | 1
SCE Northern | Mandalay | 230 | Geothermal |  |  | 0 | 0 | 0 | 0 | 0 | 0 | 0 | 0 | 0 | 5 | 2 | 4 | 2 | [14 empty] | 2 | 1 | 2 | 1 | 1 | 1 | 1 | 0
PG&E FRESNO | Manning | 230 | Geothermal |  |  | 0 | 0 | 0 | 0 | 0 | 0 | 0 | 0 | 0 | 5 | 2 | 5 | 2 | 3 | [13 empty] | 1 | 1 | 2 | 2 | 1 | 1 | 1 | 0
PG&E FRESNO | Manning | 500 | Geothermal |  |  | 0 | 0 | 0 | 0 | 0 | 0 | 0 | 0 | 0 | 1 | 1 | 1 | 1 | 5 | [13 empty] | 1 | 1 | 2 | 2 | 1 | 1 | 1 | 0
PG&E GBA | Manteca | 115 | Geothermal |  |  | 0 | 0 | 0 | 0 | 0 | 0 | 0 | 0 | 0 | 5 | 5 | 5 | 4 | [14 empty] | 1 | 1 | 2 | 2 | 2 | 1 | 1 | 0
SDGE | Margarita | 138 | Geothermal |  |  | 0 | 0 | 0 | 0 | 0 | 0 | 0 | 0 | 0 | 1 | 1 | 1 | 1 | [14 empty] | 1 | 1 | 2 | 1 | 3 | 1 | 1 | 0
PG&E GBA | Martin | 230 | Geothermal |  |  | 0 | 0 | 0 | 0 | 0 | 0 | 0 | 0 | 0 | 5 | 5 | 1 | 1 | 3 | [13 empty] | 2 | 1 | 3 | 1 | 2 | 1 | 1 | 0
PG&E GBA | Martin | 115 | Geothermal |  |  | 0 | 0 | 0 | 0 | 0 | 0 | 0 | 0 | 0 | 1 | 1 | 1 | 1 | 4 | [13 empty] | 2 | 1 | 3 | 1 | 2 | 1 | 1 | 0
PG&E GBA | Martinez | 115 | Geothermal |  |  | 0 | 0 | 0 | 0 | 0 | 0 | 0 | 0 | 0 | 5 | 5 | 1 | 1 | [14 empty] | 2 | 1 | 1 | 1 | 1 | 1 | 1 | 0
PG&E FRESNO | Mc Mullin | 230 | Geothermal |  |  | 0 | 0 | 0 | 0 | 0 | 0 | 0 | 0 | 0 | 5 | 5 | 5 | 2 | [14 empty] | 1 | 1 | 3 | 2 | 1 | 1 | 1 | 0
PG&E FRESNO | McCall | 115 | Geothermal |  |  | 0 | 0 | 0 | 0 | 0 | 0 | 0 | 0 | 0 | 5 | 5 | 5 | 2 | [14 empty] | 1 | 1 | 3 | 2 | 1 | 1 | 1 | 0
PG&E FRESNO | McCall | 230 | Geothermal |  |  | 0 | 0 | 0 | 0 | 0 | 0 | 0 | 0 | 0 | 5 | 5 | 5 | 2 | [14 empty] | 1 | 1 | 3 | 2 | 1 | 1 | 1 | 0
PG&E GBA | Meadow Lane | 115 | Geothermal |  |  | 0 | 0 | 0 | 0 | 0 | 0 | 0 | 0 | 0 | 5 | 5 | 1 | 1 | [14 empty] | 2 | 1 | 2 | 1 | 1 | 1 | 1 | 0
PG&E GBA | Melones | 115 | Geothermal |  |  | 0 | 0 | 0 | 0 | 0 | 0 | 0 | 0 | 0 | 1 | 1 | 1 | 1 | [14 empty] | 2 | 1 | 4 | 1 | 3 | 1 | 1 | 0
PG&E GBA | Melones | 230 | Geothermal |  |  | 0 | 0 | 0 | 0 | 0 | 0 | 0 | 0 | 0 | 1 | 1 | 1 | 1 | [14 empty] | 2 | 1 | 4 | 1 | 3 | 1 | 1 | 0
SDGE | Melrose | 69 | Geothermal |  |  | 0 | 0 | 0 | 0 | 0 | 0 | 0 | 0 | 0 | 1 | 1 | 1 | 1 | [14 empty] | 2 | 1 | 3 | 1 | 3 | 1 | 1 | 0
PG&E NGBA | Mendocino | 115 | Geothermal |  |  | 0 | 0 | 0 | 0 | 0 | 0 | 0 | 0 | 0 | 5 | 5 | 1 | 1 | [14 empty] | 2 | 2 | 4 | 2 | 3 | 1 | 1 | 0
PG&E NGBA | Mendocino | 60 | Geothermal |  |  | 0 | 0 | 0 | 0 | 0 | 0 | 0 | 0 | 0 | 5 | 5 | 1 | 1 | [14 empty] | 2 | 2 | 4 | 2 | 3 | 1 | 1 | 0
PG&E FRESNO | Mendota | 115 | Geothermal |  |  | 0 | 0 | 0 | 0 | 0 | 0 | 0 | 0 | 0 | 5 | 5 | 5 | 2 | 1 | [13 empty] | 1 | 1 | 3 | 2 | 1 | 1 | 1 | 0
PG&E GBA | Menlo | 60 | Geothermal |  |  | 0 | 0 | 0 | 0 | 0 | 0 | 0 | 0 | 0 | 5 | 5 | 1 | 1 | [14 empty] | 2 | 1 | 3 | 1 | 2 | 1 | 1 | 0
PG&E FRESNO | Merced | 115 | Geothermal |  |  | 0 | 0 | 0 | 0 | 0 | 0 | 0 | 0 | 0 | 5 | 5 | 5 | 2 | [14 empty] | 1 | 1 | 4 | 2 | 1 | 1 | 1 | 0
EOP | Mercury | 138 | Geothermal |  |  | 0 | 0 | 0 | 0 | 0 | 0 | 0 | 0 | 0 | 5 | 2 | 4 | 2 | [14 empty] | 2 | 2 | 4 | 1 | 3 | 1 | 1 | 0
PG&E FRESNO | Mercy Springs | 70 | Geothermal |  |  | 0 | 0 | 0 | 0 | 0 | 0 | 0 | 0 | 0 | 5 | 2 | 5 | 2 | [14 empty] | 1 | 1 | 4 | 2 | 1 | 1 | 1 | 0
PG&E NGBA | Meridian | 60 | Geothermal |  |  | 0 | 0 | 0 | 0 | 0 | 0 | 0 | 0 | 0 | 5 | 5 | 1 | 1 | [14 empty] | 2 | 2 | 4 | 1 | 3 | 1 | 1 | 0
PG&E KERN | Mesa (PGE) | 115 | Geothermal |  |  | 0 | 0 | 0 | 0 | 0 | 0 | 0 | 0 | 0 | 5 | 2 | 5 | 2 | [14 empty] | 2 | 2 | 3 | 2 | 2 | 1 | 1 | 0
PG&E KERN | Mesa (PGE) | 230 | Geothermal |  |  | 0 | 0 | 0 | 0 | 0 | 0 | 0 | 0 | 0 | 5 | 5 | 5 | 4 | [14 empty] | 2 | 2 | 3 | 2 | 2 | 1 | 1 | 0
SCE Metro | Mesa (SCE) | 230 | Geothermal |  |  | 0 | 0 | 0 | 0 | 0 | 0 | 0 | 0 | 0 | 1 | 1 | 1 | 1 | [14 empty] | 1 | 1 | 3 | 1 | 2 | 1 | 1 | 0
SCE Metro | Mesa (SCE) | 500 | Geothermal |  |  | 0 | 0 | 0 | 0 | 0 | 0 | 0 | 0 | 0 | 1 | 1 | 1 | 1 | [14 empty] | 1 | 1 | 3 | 1 | 2 | 1 | 1 | 0
SDGE | Mesa Heights | 69 | Geothermal |  |  | 0 | 0 | 0 | 0 | 0 | 0 | 0 | 0 | 0 | 1 | 1 | 1 | 1 | [14 empty] | 2 | 1 | 2 | 1 | 3 | 1 | 1 | 0
PG&E GBA | Metcalf | 115 | Geothermal |  |  | 0 | 0 | 0 | 0 | 0 | 0 | 0 | 0 | 0 | 1 | 1 | 1 | 1 | 4 | [13 empty] | 2 | 1 | 1 | 2 | 3 | 1 | 1 | 0
PG&E GBA | Metcalf | 230 | Geothermal |  |  | 0 | 0 | 0 | 0 | 0 | 0 | 0 | 0 | 0 | 1 | 1 | 1 | 1 | 4 | [13 empty] | 2 | 1 | 1 | 2 | 3 | 1 | 1 | 0
PG&E GBA | Metcalf | 500 | Geothermal |  |  | 30 | 0 | 30 | 0 | 0 | 0 | 30 | 0 | 30 | 1 | 1 | 1 | 1 | 5 | [13 empty] | 2 | 1 | 1 | 2 | 3 | 5- | 1 | 1
PG&E KERN | Midway | 115 | Geothermal |  |  | 0 | 0 | 0 | 0 | 0 | 0 | 0 | 0 | 0 | 5 | 5 | 5 | 4 | 4 | [13 empty] | 1 | 1 | 3 | 1 | 1 | 1 | 1 | 0
PG&E KERN | Midway | 230 | Geothermal |  |  | 0 | 0 | 0 | 0 | 0 | 0 | 0 | 0 | 0 | 5 | 5 | 5 | 4 | 4 | [13 empty] | 1 | 1 | 3 | 1 | 1 | 1 | 1 | 0
PG&E KERN | Midway | 500 | Geothermal |  |  | 0 | 0 | 0 | 0 | 0 | 0 | 0 | 0 | 0 | 5 | 5 | 4 | 4 | 5 | [13 empty] | 1 | 1 | 3 | 1 | 1 | 1 | 1 | 0
SDGE | Miguel | 230 | Geothermal |  |  | 0 | 0 | 0 | 0 | 0 | 0 | 0 | 0 | 0 | 1 | 1 | 1 | 1 | [14 empty] | 2 | 1 | 3 | 1 | 2 | 1 | 1 | 0
SDGE | Miguel | 500 | Geothermal |  |  | 0 | 0 | 0 | 0 | 0 | 0 | 0 | 0 | 0 | 1 | 1 | 1 | 1 | [14 empty] | 2 | 1 | 3 | 1 | 2 | 1 | 1 | 0
SDGE | Miguel | 69 | Geothermal |  |  | 0 | 0 | 0 | 0 | 0 | 0 | 0 | 0 | 0 | 1 | 1 | 1 | 1 | [14 empty] | 2 | 1 | 3 | 1 | 2 | 1 | 1 | 0
PG&E GBA | Millbrae | 115 | Geothermal |  |  | 0 | 0 | 0 | 0 | 0 | 0 | 0 | 0 | 0 | 1 | 1 | 1 | 1 | [14 empty] | 2 | 1 | 3 | 1 | 2 | 1 | 1 | 0
PG&E GBA | Miller | 115 | Geothermal |  |  | 0 | 0 | 0 | 0 | 0 | 0 | 0 | 0 | 0 | 1 | 1 | 1 | 1 | [14 empty] | 1 | 1 | 4 | 2 | 1 | 1 | 1 | 0
SCE Metro | Mira Loma | 230 | Geothermal |  |  | 0 | 0 | 0 | 0 | 0 | 0 | 0 | 0 | 0 | 1 | 1 | 1 | 1 | 5 | [13 empty] | 1 | 1 | 1 | 1 | 1 | 1 | 1 | 0
SCE Metro | Mira Loma | 500 | Geothermal |  |  | 0 | 0 | 0 | 0 | 0 | 0 | 0 | 0 | 0 | 1 | 1 | 1 | 1 | 5 | [13 empty] | 1 | 1 | 1 | 1 | 1 | 1 | 1 | 0
SCE Eastern | Mirage | 115 | Geothermal |  |  | 0 | 0 | 0 | 0 | 0 | 0 | 0 | 0 | 0 | 5 | 2 | 1 | 1 | [14 empty] | 2 | 1 | 3 | 1 | 3 | 1 | 1 | 0
SCE Eastern | Mirage | 230 | Geothermal | YES | Imperial-IID | 30 | 0 | 30 | 30 | 0 | 30 | 0 | 0 | 0 | 5 | 2 | 1 | 1 |  | 1 |  | 1 |  |  |  | 1 | 1 | 1 | 2 | 2 | 2 | 1 | 2 | 1 | 3 | 1 | 3 | 1 | 5 | 1
SDGE | Mission | 138 | Geothermal |  |  | 0 | 0 | 0 | 0 | 0 | 0 | 0 | 0 | 0 | 1 | 1 | 1 | 1 | [14 empty] | 2 | 1 | 2 | 1 | 2 | 1 | 1 | 0
SDGE | Mission | 230 | Geothermal |  |  | 0 | 0 | 0 | 0 | 0 | 0 | 0 | 0 | 0 | 1 | 1 | 1 | 1 | [14 empty] | 2 | 1 | 2 | 1 | 2 | 1 | 1 | 0
SDGE | Mission | 69 | Geothermal |  |  | 0 | 0 | 0 | 0 | 0 | 0 | 0 | 0 | 0 | 1 | 1 | 1 | 1 | [14 empty] | 2 | 1 | 2 | 1 | 2 | 1 | 1 | 0
PG&E GBA | Mi-Wuk | 115 | Geothermal |  |  | 0 | 0 | 0 | 0 | 0 | 0 | 0 | 0 | 0 | 1 | 1 | 1 | 1 | [14 empty] | 2 | 1 | 4 | 1 | 3 | 1 | 1 | 0
EOP | Mohave | 500 | Geothermal |  |  | 0 | 0 | 0 | 0 | 0 | 0 | 0 | 0 | 0 | 5 | 2 | 4 | 2 | 5 | [13 empty] | 2 | 2 | 3 | 1 | 3 | 1 | 1 | 0
PG&E NGBA | Monroe | 115 | Geothermal |  |  | 0 | 0 | 0 | 0 | 0 | 0 | 0 | 0 | 0 | 5 | 5 | 1 | 1 | [14 empty] | 2 | 1 | 3 | 2 | 2 | 1 | 1 | 0
SDGE | Monserate | 69 | Geothermal |  |  | 0 | 0 | 0 | 0 | 0 | 0 | 0 | 0 | 0 | 1 | 1 | 1 | 1 | [14 empty] | 2 | 1 | 3 | 1 | 3 | 1 | 1 | 0
PG&E GBA | Monta Vista | 115 | Geothermal |  |  | 0 | 0 | 0 | 0 | 0 | 0 | 0 | 0 | 0 | 1 | 1 | 1 | 1 | [14 empty] | 2 | 1 | 3 | 2 | 3 | 1 | 1 | 0
PG&E GBA | Monta Vista | 230 | Geothermal |  |  | 0 | 0 | 0 | 0 | 0 | 0 | 0 | 0 | 0 | 1 | 1 | 1 | 1 | [14 empty] | 2 | 1 | 3 | 2 | 3 | 1 | 1 | 0
PG&E GBA | Monta Vista | 60 | Geothermal |  |  | 0 | 0 | 0 | 0 | 0 | 0 | 0 | 0 | 0 | 1 | 1 | 1 | 1 | [14 empty] | 2 | 1 | 3 | 2 | 3 | 1 | 1 | 0
PG&E NGBA | Monticello | 115 | Geothermal |  |  | 0 | 0 | 0 | 0 | 0 | 0 | 0 | 0 | 0 | 5 | 5 | 1 | 1 | [14 empty] | 2 | 1 | 4 | 2 | 3 | 1 | 1 | 0
SCE Northern | Moorpark | 230 | Geothermal |  |  | 0 | 0 | 0 | 0 | 0 | 0 | 0 | 0 | 0 | 5 | 2 | 4 | 2 | 4 | [13 empty] | 2 | 1 | 4 | 1 | 3 | 1 | 1 | 0
SCE Northern | Moorpark | 66 | Geothermal |  |  | 0 | 0 | 0 | 0 | 0 | 0 | 0 | 0 | 0 | 5 | 2 | 4 | 2 | [14 empty] | 2 | 1 | 4 | 1 | 3 | 1 | 1 | 0
PG&E GBA | Moraga | 115 | Geothermal |  |  | 0 | 0 | 0 | 0 | 0 | 0 | 0 | 0 | 0 | 5 | 5 | 1 | 1 | [14 empty] | 2 | 1 | 3 | 1 | 3 | 1 | 1 | 0
PG&E GBA | Moraga | 230 | Geothermal |  |  | 0 | 0 | 0 | 0 | 0 | 0 | 0 | 0 | 0 | 5 | 5 | 1 | 1 | [14 empty] | 2 | 1 | 3 | 1 | 3 | 1 | 1 | 0
PG&E GBA | Morgan Hill | 115 | Geothermal |  |  | 0 | 0 | 0 | 0 | 0 | 0 | 0 | 0 | 0 | 1 | 1 | 1 | 1 | [14 empty] | 2 | 1 | 3 | 2 | 2 | 1 | 1 | 0
PG&E KERN | Morro Bay | 115 | Geothermal |  |  | 0 | 0 | 0 | 0 | 0 | 0 | 0 | 0 | 0 | 5 | 2 | 5 | 2 | [14 empty] | 2 | 2 | 2 | 2 | 3 | 1 | 1 | 0
PG&E KERN | Morro Bay | 230 | Geothermal |  |  | 0 | 0 | 0 | 0 | 0 | 0 | 0 | 0 | 0 | 5 | 5 | 5 | 4 | [14 empty] | 2 | 2 | 2 | 2 | 3 | 1 | 1 | 0
PG&E KERN | Morro Bay | 500 | Geothermal |  |  | 0 | 0 | 0 | 0 | 0 | 0 | 0 | 0 | 0 | 5 | 5 | 4 | 4 | [14 empty] | 2 | 2 | 2 | 2 | 3 | 1 | 1 | 0
PG&E GBA | Moss Landing | 115 | Geothermal |  |  | 0 | 0 | 0 | 0 | 0 | 0 | 0 | 0 | 0 | 1 | 1 | 1 | 1 | [14 empty] | 2 | 2 | 1 | 2 | 2 | 1 | 1 | 0
PG&E GBA | Moss Landing | 230 | Geothermal |  |  | 0 | 0 | 0 | 0 | 0 | 0 | 0 | 0 | 0 | 1 | 1 | 1 | 1 | [14 empty] | 2 | 2 | 1 | 2 | 2 | 1 | 1 | 0
PG&E GBA | Moss Landing | 500 | Geothermal |  |  | 0 | 0 | 0 | 0 | 0 | 0 | 0 | 0 | 0 | 5 | 5 | 1 | 1 | 5 | [13 empty] | 2 | 2 | 1 | 2 | 2 | 1 | 1 | 0
EOP | Mountain Pass | 115 | Geothermal |  |  | 0 | 0 | 0 | 0 | 0 | 0 | 0 | 0 | 0 | 5 | 2 | 4 | 2 | [14 empty] | 2 | 2 | 4 | 1 | 1 | 1 | 1 | 0
PG&E GBA | Mountain View | 115 | Geothermal |  |  | 0 | 0 | 0 | 0 | 0 | 0 | 0 | 0 | 0 | 1 | 1 | 1 | 1 | [14 empty] | 2 | 1 | 2 | 2 | 2 | 1 | 1 | 0
PG&E GBA | Mt Eden | 115 | Geothermal |  |  | 0 | 0 | 0 | 0 | 0 | 0 | 0 | 0 | 0 | 5 | 5 | 1 | 1 | [14 empty] | 2 | 1 | 2 | 1 | 2 | 1 | 1 | 0
PG&E KERN | Mt Poso | 115 | Geothermal |  |  | 0 | 0 | 0 | 0 | 0 | 0 | 0 | 0 | 0 | 5 | 2 | 5 | 2 | [14 empty] | 1 | 1 | 2 | 1 | 1 | 1 | 1 | 0
SDGE | Murray | 69 | Geothermal |  |  | 0 | 0 | 0 | 0 | 0 | 0 | 0 | 0 | 0 | 1 | 1 | 1 | 1 | [14 empty] | 2 | 1 | 2 | 1 | 2 | 1 | 1 | 0
PG&E FRESNO | Mustang | 230 | Geothermal |  |  | 0 | 0 | 0 | 0 | 0 | 0 | 0 | 0 | 0 | 5 | 5 | 5 | 4 | [14 empty] | 1 | 1 | 1 | 2 | 1 | 1 | 1 | 0
SCE Northern | Neenach | 66 | Geothermal |  |  | 0 | 0 | 0 | 0 | 0 | 0 | 0 | 0 | 0 | 1 | 1 | 1 | 1 | [14 empty] | 2 | 1 | 4 | 1 | 3 | 1 | 1 | 0
PG&E KERN | New Sub - Gates - Midway (Proposed) | 230 | Geothermal |  |  | 0 | 0 | 0 | 0 | 0 | 0 | 0 | 0 | 0 | 5 | 5 | 5 | 4 | 3 | [13 empty] | 1 | 1 | 4 | 2 | 1 | 1 | 1 | 0
PG&E KERN | New Sub - Gates - Templeton (Proposed) | 230 | Geothermal |  |  | 0 | 0 | 0 | 0 | 0 | 0 | 0 | 0 | 0 | 5 | 5 | 5 | 4 | [14 empty] | 1 | 1 | 4 | 2 | 1 | 1 | 1 | 0
SCE NOL | New Sub - Kramer - Lugo (Proposed) | 230 | Geothermal |  |  | 0 | 0 | 0 | 0 | 0 | 0 | 0 | 0 | 0 | 3 | 3 | 1 | 1 | [14 empty] | 2 | 1 | 2 | 1 | 1 | 1 | 1 | 0
PG&E FRESNO | New Sub - Los Banos - Midway (Proposed) | 500 | Geothermal |  |  | 0 | 0 | 0 | 0 | 0 | 0 | 0 | 0 | 0 | 5 | 5 | 4 | 4 | 5 | [13 empty] | 1 | 1 | 4 | 2 | 1 | 1 | 1 | 0
SCE NOL | New Sub - Lugo - Pisgah (Proposed) | 230 | Geothermal |  |  | 0 | 0 | 0 | 0 | 0 | 0 | 0 | 0 | 0 | 1 | 1 | 1 | 1 | [14 empty] | 2 | 1 | 3 | 1 | 3 | 1 | 1 | 0
PG&E KERN | New Sub - Midway - Wheeler Ridge (Proposed) | 230 | Geothermal |  |  | 0 | 0 | 0 | 0 | 0 | 0 | 0 | 0 | 0 | 5 | 5 | 5 | 4 | [14 empty] | 1 | 1 | 3 | 1 | 1 | 1 | 1 | 0
PG&E NGBA | New Sub - Near existing Leavitt (PSREC) | 345 | Geothermal |  |  | 180 | 0 | 180 | 0 | 0 | 0 | 180 | 0 | 180 | 5 | 5 | 1 | 1 | [14 empty] | 2 | 2 | 1 | 1 | 3 | 5- | 1 | 1
PG&E NGBA | New Sub - Near existing Madeline (NVE) | 345 | Geothermal |  |  | 0 | 0 | 0 | 0 | 0 | 0 | 0 | 0 | 0 | 5 | 5 | 1 | 1 | [14 empty] | 2 | 2 | 4 | 1 | 3 | 1 | 1 | 0
SDGE | New Sub - North Gila - IV (Proposed) | 500 | Geothermal |  |  | 0 | 0 | 0 | 0 | 0 | 0 | 0 | 0 | 0 | 1 | 1 | 1 | 1 | [14 empty] | 2 | 1 | 4 | 2 | 2 | 1 | 1 | 0
PG&E NGBA | New Sub - Pit 1 - Cottonwood (Proposed) | 230 | Geothermal |  |  | 0 | 0 | 0 | 0 | 0 | 0 | 0 | 0 | 0 | 5 | 5 | 3 | 2 | [14 empty] | 2 | 2 | 4 | 2 | 3 | 1 | 1 | 0
PG&E GBA | New Sub - Rancho Seco - Bellota (Proposed) | 230 | Geothermal |  |  | 0 | 0 | 0 | 0 | 0 | 0 | 0 | 0 | 0 | 1 | 1 | 1 | 1 | [14 empty] | 1 | 1 | 4 | 2 | 3 | 1 | 1 | 0
SDGE | New Sub - Suncrest - Ocotillo (Proposed) | 500 | Geothermal |  |  | 0 | 0 | 0 | 0 | 0 | 0 | 0 | 0 | 0 | 1 | 1 | 1 | 1 | [14 empty] | 2 | 1 | 4 | 1 | 3 | 1 | 1 | 0
PG&E FRESNO | New Sub - Westley - Quinto (Proposed) | 230 | Geothermal |  |  | 80 | 0 | 80 | 0 | 0 | 0 | 80 | 0 | 80 | 1 | 1 | 1 | 1 | [14 empty] | 1 | 1 | 4 | 2 | 1 | 5- | 1 | 1
PG&E GBA | Newark | 115 | Geothermal |  |  | 0 | 0 | 0 | 0 | 0 | 0 | 0 | 0 | 0 | 1 | 1 | 1 | 1 | [14 empty] | 2 | 1 | 3 | 1 | 2 | 1 | 1 | 0
PG&E GBA | Newark | 230 | Geothermal |  |  | 0 | 0 | 0 | 0 | 0 | 0 | 0 | 0 | 0 | 1 | 1 | 1 | 1 | 4 | [13 empty] | 2 | 1 | 3 | 1 | 2 | 1 | 1 | 0
PG&E GBA | Newark | 60 | Geothermal |  |  | 0 | 0 | 0 | 0 | 0 | 0 | 0 | 0 | 0 | 5 | 5 | 1 | 1 | 3 | [13 empty] | 2 | 1 | 3 | 1 | 2 | 1 | 1 | 0
PG&E FRESNO | Newhall | 115 | Geothermal |  |  | 0 | 0 | 0 | 0 | 0 | 0 | 0 | 0 | 0 | 5 | 2 | 5 | 2 | [14 empty] | 1 | 1 | 4 | 2 | 1 | 1 | 1 | 0
PG&E KERN | Norco | 115 | Geothermal |  |  | 0 | 0 | 0 | 0 | 0 | 0 | 0 | 0 | 0 | 5 | 5 | 5 | 4 | [14 empty] | 1 | 1 | 3 | 1 | 1 | 1 | 1 | 0
PG&E GBA | Nortech | 115 | Geothermal |  |  | 0 | 0 | 0 | 0 | 0 | 0 | 0 | 0 | 0 | 1 | 1 | 1 | 1 | [14 empty] | 2 | 1 | 2 | 2 | 1 | 1 | 1 | 0
SDGE | North City Metering | 138 | Geothermal |  |  | 0 | 0 | 0 | 0 | 0 | 0 | 0 | 0 | 0 | 1 | 1 | 1 | 1 | [14 empty] | 2 | 1 | 2 | 1 | 3 | 1 | 1 | 0
PG&E GBA | North Dublin | 230 | Geothermal |  |  | 0 | 0 | 0 | 0 | 0 | 0 | 0 | 0 | 0 | 5 | 5 | 1 | 1 | [14 empty] | 2 | 1 | 2 | 1 | 3 | 1 | 1 | 0
SDGE | North Gila | 500 | Geothermal |  |  | 0 | 0 | 0 | 0 | 0 | 0 | 0 | 0 | 0 | 1 | 1 | 1 | 1 | [14 empty] | 2 | 2 | 4 | 2 | 3 | 1 | 1 | 0
SCE Metro | North of SONGS | 230 | Geothermal |  |  | 0 | 0 | 0 | 0 | 0 | 0 | 0 | 0 | 0 | 1 | 1 | 1 | 1 | [14 empty] | 2 | 1 | 3 | 1 | 3 | 1 | 1 | 0
SCE Metro | North of SONGS | 500 | Geothermal |  |  | 0 | 0 | 0 | 0 | 0 | 0 | 0 | 0 | 0 | 1 | 1 | 1 | 1 | [14 empty] | 2 | 1 | 3 | 1 | 3 | 1 | 1 | 0
PG&E NGBA | Notre Dame | 115 | Geothermal |  |  | 0 | 0 | 0 | 0 | 0 | 0 | 0 | 0 | 0 | 5 | 5 | 1 | 1 | [14 empty] | 2 | 1 | 4 | 2 | 2 | 1 | 1 | 0
PG&E GBA | Oakland C | 115 | Geothermal |  |  | 0 | 0 | 0 | 0 | 0 | 0 | 0 | 0 | 0 | 5 | 5 | 1 | 1 | 3 | [13 empty] | 2 | 1 | 1 | 1 | 2 | 1 | 1 | 0
PG&E GBA | Oakland J | 115 | Geothermal |  |  | 0 | 0 | 0 | 0 | 0 | 0 | 0 | 0 | 0 | 5 | 5 | 1 | 1 | [14 empty] | 2 | 1 | 2 | 1 | 1 | 1 | 1 | 0
PG&E GBA | Oakland L | 115 | Geothermal |  |  | 0 | 0 | 0 | 0 | 0 | 0 | 0 | 0 | 0 | 5 | 5 | 1 | 1 | [14 empty] | 2 | 1 | 2 | 1 | 1 | 1 | 1 | 0
PG&E GBA | Oakland X | 115 | Geothermal |  |  | 0 | 0 | 0 | 0 | 0 | 0 | 0 | 0 | 0 | 5 | 5 | 1 | 1 | [14 empty] | 2 | 1 | 2 | 1 | 2 | 1 | 1 | 0
SDGE | Ocean Ranch | 69 | Geothermal |  |  | 0 | 0 | 0 | 0 | 0 | 0 | 0 | 0 | 0 | 1 | 1 | 1 | 1 | [14 empty] | 2 | 1 | 4 | 1 | 3 | 1 | 1 | 0
PG&E KERN | Oceano | 115 | Geothermal |  |  | 0 | 0 | 0 | 0 | 0 | 0 | 0 | 0 | 0 | 5 | 2 | 5 | 2 | [14 empty] | 2 | 2 | 4 | 2 | 3 | 1 | 1 | 0
SDGE | Ocotillo Express | 500 | Geothermal |  |  | 0 | 0 | 0 | 0 | 0 | 0 | 0 | 0 | 0 | 1 | 1 | 1 | 1 | [14 empty] | 2 | 1 | 4 | 2 | 3 | 1 | 1 | 0
PG&E KERN | Old River | 70 | Geothermal |  |  | 0 | 0 | 0 | 0 | 0 | 0 | 0 | 0 | 0 | 5 | 5 | 5 | 4 | [14 empty] | 1 | 1 | 4 | 1 | 2 | 1 | 1 | 0
SDGE | Old Town | 230 | Geothermal |  |  | 0 | 0 | 0 | 0 | 0 | 0 | 0 | 0 | 0 | 1 | 1 | 1 | 1 | [14 empty] | 2 | 1 | 3 | 1 | 2 | 1 | 1 | 0
SCE Metro | Olinda | 230 | Geothermal |  |  | 0 | 0 | 0 | 0 | 0 | 0 | 0 | 0 | 0 | 1 | 1 | 1 | 1 | [14 empty] | 1 | 1 | 2 | 1 | 2 | 1 | 1 | 0
PG&E FRESNO | Olive | 115 | Geothermal |  |  | 0 | 0 | 0 | 0 | 0 | 0 | 0 | 0 | 0 | 5 | 5 | 5 | 4 | 3 | [13 empty] | 1 | 1 | 4 | 1 | 1 | 1 | 1 | 0
PG&E NGBA | Olivehurst | 115 | Geothermal |  |  | 0 | 0 | 0 | 0 | 0 | 0 | 0 | 0 | 0 | 5 | 5 | 1 | 1 | [14 empty] | 2 | 2 | 2 | 1 | 2 | 1 | 1 | 0
PG&E NGBA | Oregon Trail | 60 | Geothermal |  |  | 0 | 0 | 0 | 0 | 0 | 0 | 0 | 0 | 0 | 5 | 5 | 1 | 1 | [14 empty] | 2 | 2 | 3 | 2 | 3 | 1 | 1 | 0
SCE Northern | Ormond Beach | 230 | Geothermal |  |  | 0 | 0 | 0 | 0 | 0 | 0 | 0 | 0 | 0 | 5 | 2 | 4 | 2 | [14 empty] | 2 | 1 | 1 | 1 | 1 | 1 | 1 | 0
PG&E FRESNO | Oro Loma | 115 | Geothermal |  |  | 20 | 0 | 20 | 0 | 0 | 0 | 20 | 0 | 20 | 5 | 2 | 5 | 2 | [14 empty] | 1 | 1 | 4 | 2 | 1 | 5- | 1 | 1
PG&E FRESNO | Oro Loma | 70 | Geothermal |  |  | 0 | 0 | 0 | 0 | 0 | 0 | 0 | 0 | 0 | 5 | 2 | 5 | 2 | [14 empty] | 1 | 1 | 4 | 2 | 1 | 1 | 1 | 0
PG&E FRESNO | Orosi | 70 | Geothermal |  |  | 0 | 0 | 0 | 0 | 0 | 0 | 0 | 0 | 0 | 5 | 2 | 5 | 2 | [14 empty] | 1 | 1 | 4 | 1 | 1 | 1 | 1 | 0
SDGE | Otay | 69 | Geothermal |  |  | 0 | 0 | 0 | 0 | 0 | 0 | 0 | 0 | 0 | 1 | 1 | 1 | 1 | [14 empty] | 2 | 1 | 1 | 1 | 1 | 1 | 1 | 0
SDGE | Otay Mesa | 230 | Geothermal |  |  | 0 | 0 | 0 | 0 | 0 | 0 | 0 | 0 | 0 | 1 | 1 | 1 | 1 | [14 empty] | 2 | 1 | 1 | 1 | 3 | 1 | 1 | 0
PG&E FRESNO | Padre Flats SW STA | 230 | Geothermal |  |  | 50 | 0 | 50 | 0 | 0 | 0 | 50 | 0 | 50 | 5 | 2 | 5 | 2 | [14 empty] | 1 | 1 | 4 | 2 | 1 | 5- | 1 | 1
EOP | Pahrump | 138 | Geothermal |  |  | 0 | 0 | 0 | 0 | 0 | 0 | 0 | 0 | 0 | 5 | 2 | 4 | 2 | [14 empty] | 2 | 2 | 4 | 1 | 3 | 1 | 1 | 0
EOP | Pahrump | 230 | Geothermal |  |  | 0 | 0 | 0 | 0 | 0 | 0 | 0 | 0 | 0 | 5 | 2 | 4 | 2 | [14 empty] | 2 | 2 | 4 | 1 | 3 | 1 | 1 | 0
SDGE | Pala | 69 | Geothermal |  |  | 0 | 0 | 0 | 0 | 0 | 0 | 0 | 0 | 0 | 1 | 1 | 1 | 1 | [14 empty] | 2 | 1 | 1 | 1 | 3 | 1 | 1 | 0
PG&E NGBA | Palermo | 115 | Geothermal |  |  | 0 | 0 | 0 | 0 | 0 | 0 | 0 | 0 | 0 | 5 | 5 | 1 | 1 | 4 | [13 empty] | 2 | 1 | 2 | 2 | 2 | 1 | 1 | 0
PG&E NGBA | Palermo | 230 | Geothermal |  |  | 0 | 0 | 0 | 0 | 0 | 0 | 0 | 0 | 0 | 5 | 5 | 1 | 1 | [14 empty] | 2 | 1 | 2 | 2 | 2 | 1 | 1 | 0
SCE Eastern | Palo Verde | 500 | Geothermal |  |  | 0 | 0 | 0 | 0 | 0 | 0 | 0 | 0 | 0 | 5 | 4 | 4 | 2 | [14 empty] | 2 | 1 | 4 | 2 | 3 | 1 | 1 | 0
SDGE | Palomar Energy | 230 | Geothermal |  |  | 0 | 0 | 0 | 0 | 0 | 0 | 0 | 0 | 0 | 1 | 1 | 1 | 1 | [14 empty] | 2 | 1 | 2 | 1 | 3 | 1 | 1 | 0
PG&E KERN | Panama | 70 | Geothermal |  |  | 0 | 0 | 0 | 0 | 0 | 0 | 0 | 0 | 0 | 5 | 2 | 5 | 2 | [14 empty] | 1 | 1 | 4 | 1 | 1 | 1 | 1 | 0
PG&E FRESNO | Panoche | 115 | Geothermal |  |  | 0 | 0 | 0 | 0 | 0 | 0 | 0 | 0 | 0 | 5 | 2 | 5 | 2 | [14 empty] | 1 | 1 | 1 | 2 | 1 | 1 | 1 | 0
PG&E FRESNO | Panoche | 230 | Geothermal |  |  | 0 | 0 | 0 | 0 | 0 | 0 | 0 | 0 | 0 | 5 | 2 | 5 | 2 | 3 | [13 empty] | 1 | 1 | 1 | 2 | 1 | 1 | 1 | 0
SCE Northern | Pardee | 230 | Geothermal |  |  | 0 | 0 | 0 | 0 | 0 | 0 | 0 | 0 | 0 | 5 | 2 | 4 | 2 | [14 empty] | 1 | 1 | 3 | 1 | 3 | 1 | 1 | 0
PG&E NGBA | Parkway | 230 | Geothermal |  |  | 0 | 0 | 0 | 0 | 0 | 0 | 0 | 0 | 0 | 5 | 5 | 1 | 1 | [14 empty] | 2 | 1 | 4 | 1 | 2 | 1 | 1 | 0
SCE Northern | Pastoria | 230 | Geothermal |  |  | 0 | 0 | 0 | 0 | 0 | 0 | 0 | 0 | 0 | 5 | 2 | 4 | 2 | [14 empty] | 1 | 1 | 2 | 1 | 3 | 1 | 1 | 0
SCE Metro | Pauda | 230 | Geothermal |  |  | 0 | 0 | 0 | 0 | 0 | 0 | 0 | 0 | 0 | 1 | 1 | 1 | 1 | [14 empty] | 1 | 1 | 2 | 1 | 2 | 1 | 1 | 0
PG&E GBA | Paul Sweet | 115 | Geothermal |  |  | 0 | 0 | 0 | 0 | 0 | 0 | 0 | 0 | 0 | 1 | 1 | 1 | 1 | [14 empty] | 2 | 2 | 2 | 2 | 3 | 1 | 1 | 0
PG&E NGBA | Peabody | 230 | Geothermal |  |  | 0 | 0 | 0 | 0 | 0 | 0 | 0 | 0 | 0 | 5 | 5 | 1 | 1 | [14 empty] | 2 | 1 | 2 | 1 | 2 | 1 | 1 | 0
PG&E NGBA | Pease | 115 | Geothermal |  |  | 0 | 0 | 0 | 0 | 0 | 0 | 0 | 0 | 0 | 5 | 5 | 1 | 1 | [14 empty] | 2 | 2 | 2 | 1 | 2 | 1 | 1 | 0
PG&E NGBA | Pease | 60 | Geothermal |  |  | 0 | 0 | 0 | 0 | 0 | 0 | 0 | 0 | 0 | 5 | 5 | 1 | 1 | [14 empty] | 2 | 2 | 2 | 1 | 2 | 1 | 1 | 0
SDGE | Penasquitos | 138 | Geothermal |  |  | 0 | 0 | 0 | 0 | 0 | 0 | 0 | 0 | 0 | 1 | 1 | 1 | 1 | [14 empty] | 2 | 1 | 2 | 1 | 3 | 1 | 1 | 0
SDGE | Penasquitos | 230 | Geothermal |  |  | 0 | 0 | 0 | 0 | 0 | 0 | 0 | 0 | 0 | 1 | 1 | 1 | 1 | [14 empty] | 2 | 1 | 2 | 1 | 3 | 1 | 1 | 0
SDGE | Penasquitos | 69 | Geothermal |  |  | 0 | 0 | 0 | 0 | 0 | 0 | 0 | 0 | 0 | 1 | 1 | 1 | 1 | [14 empty] | 2 | 1 | 2 | 1 | 3 | 1 | 1 | 0
SDGE | Pendleton | 69 | Geothermal |  |  | 0 | 0 | 0 | 0 | 0 | 0 | 0 | 0 | 0 | 1 | 1 | 1 | 1 | [14 empty] | 2 | 1 | 4 | 1 | 3 | 1 | 1 | 0
PG&E NGBA | Penngrove | 115 | Geothermal |  |  | 0 | 0 | 0 | 0 | 0 | 0 | 0 | 0 | 0 | 5 | 5 | 1 | 1 | [14 empty] | 2 | 1 | 3 | 2 | 2 | 1 | 1 | 0
PG&E GBA | Peoria | 115 | Geothermal |  |  | 0 | 0 | 0 | 0 | 0 | 0 | 0 | 0 | 0 | 1 | 1 | 1 | 1 | [14 empty] | 2 | 1 | 4 | 1 | 3 | 1 | 1 | 0
PG&E GBA | Piercy | 115 | Geothermal |  |  | 0 | 0 | 0 | 0 | 0 | 0 | 0 | 0 | 0 | 1 | 1 | 1 | 1 | [14 empty] | 2 | 1 | 2 | 2 | 2 | 1 | 1 | 0
PG&E FRESNO | Pine Flat | 230 | Geothermal |  |  | 0 | 0 | 0 | 0 | 0 | 0 | 0 | 0 | 0 | 5 | 5 | 5 | 2 | [14 empty] | 1 | 1 | 4 | 2 | 3 | 1 | 1 | 0
SCE NOL | Pisgah | 230 | Geothermal |  |  | 0 | 0 | 0 | 0 | 0 | 0 | 0 | 0 | 0 | 1 | 1 | 1 | 1 | 4 | [13 empty] | 2 | 1 | 4 | 1 | 1 | 1 | 1 | 0
PG&E NGBA | Pit 1 | 230 | Geothermal |  |  | 0 | 0 | 0 | 0 | 0 | 0 | 0 | 0 | 0 | 5 | 5 | 3 | 2 | [14 empty] | 2 | 2 | 4 | 2 | 3 | 1 | 1 | 0
PG&E NGBA | Pit 1 | 60 | Geothermal |  |  | 0 | 0 | 0 | 0 | 0 | 0 | 0 | 0 | 0 | 5 | 5 | 3 | 2 | [14 empty] | 2 | 2 | 4 | 2 | 3 | 1 | 1 | 0
PG&E NGBA | Pit 3 | 230 | Geothermal |  |  | 0 | 0 | 0 | 0 | 0 | 0 | 0 | 0 | 0 | 5 | 5 | 3 | 2 | [14 empty] | 2 | 2 | 4 | 2 | 3 | 1 | 1 | 0
PG&E NGBA | Pit 4 | 230 | Geothermal |  |  | 0 | 0 | 0 | 0 | 0 | 0 | 0 | 0 | 0 | 5 | 5 | 1 | 1 | [14 empty] | 2 | 2 | 4 | 2 | 3 | 1 | 1 | 0
PG&E GBA | Pittsburg | 115 | Geothermal |  |  | 0 | 0 | 0 | 0 | 0 | 0 | 0 | 0 | 0 | 5 | 5 | 1 | 1 | 4 | [13 empty] | 2 | 1 | 2 | 1 | 1 | 1 | 1 | 0
PG&E GBA | Pittsburg | 230 | Geothermal |  |  | 0 | 0 | 0 | 0 | 0 | 0 | 0 | 0 | 0 | 5 | 5 | 1 | 1 | 4 | [13 empty] | 2 | 1 | 2 | 1 | 1 | 1 | 1 | 0
PG&E NGBA | Pleasant Grove | 115 | Geothermal |  |  | 0 | 0 | 0 | 0 | 0 | 0 | 0 | 0 | 0 | 5 | 5 | 1 | 1 | [14 empty] | 2 | 1 | 2 | 2 | 3 | 1 | 1 | 0
PG&E NGBA | POE | 230 | Geothermal |  |  | 0 | 0 | 0 | 0 | 0 | 0 | 0 | 0 | 0 | 5 | 5 | 1 | 1 | [14 empty] | 2 | 1 | 4 | 2 | 3 | 1 | 1 | 0
SDGE | Point Loma | 69 | Geothermal |  |  | 0 | 0 | 0 | 0 | 0 | 0 | 0 | 0 | 0 | 1 | 1 | 1 | 1 | [14 empty] | 2 | 1 | 3 | 1 | 2 | 1 | 1 | 0
SDGE | Pomerado | 69 | Geothermal |  |  | 0 | 0 | 0 | 0 | 0 | 0 | 0 | 0 | 0 | 1 | 1 | 1 | 1 | [14 empty] | 2 | 1 | 3 | 1 | 3 | 1 | 1 | 0
PG&E KERN | Poso Mountain | 115 | Geothermal |  |  | 0 | 0 | 0 | 0 | 0 | 0 | 0 | 0 | 0 | 5 | 5 | 5 | 4 | [14 empty] | 1 | 1 | 3 | 1 | 2 | 1 | 1 | 0
EOP | Primm | 230 | Geothermal |  |  | 0 | 0 | 0 | 0 | 0 | 0 | 0 | 0 | 0 | 5 | 2 | 4 | 2 | [14 empty] | 2 | 2 | 4 | 1 | 2 | 1 | 1 | 0
PG&E NGBA | Putah Creek | 115 | Geothermal |  |  | 0 | 0 | 0 | 0 | 0 | 0 | 0 | 0 | 0 | 5 | 5 | 1 | 1 | [14 empty] | 2 | 1 | 3 | 2 | 3 | 1 | 1 | 0
SDGE | Q1806 | 138 | Geothermal |  |  | 0 | 0 | 0 | 0 | 0 | 0 | 0 | 0 | 0 | 1 | 1 | 1 | 1 | [14 empty] | 1 | 1 | 2 | 1 | 3 | 1 | 1 | 0
PG&E FRESNO | Quinto | 230 | Geothermal |  |  | 30 | 0 | 30 | 0 | 0 | 0 | 30 | 0 | 30 | 5 | 2 | 5 | 2 | [14 empty] | 1 | 1 | 4 | 2 | 1 | 5- | 1 | 1
PG&E GBA | Race Track | 115 | Geothermal |  |  | 0 | 0 | 0 | 0 | 0 | 0 | 0 | 0 | 0 | 1 | 1 | 1 | 1 | [14 empty] | 2 | 1 | 4 | 1 | 3 | 1 | 1 | 0
SDGE | Rancho Mission Viejo | 138 | Geothermal |  |  | 0 | 0 | 0 | 0 | 0 | 0 | 0 | 0 | 0 | 1 | 1 | 1 | 1 | [14 empty] | 1 | 1 | 2 | 1 | 3 | 1 | 1 | 0
PG&E GBA | Rancho Seco | 230 | Geothermal |  |  | 0 | 0 | 0 | 0 | 0 | 0 | 0 | 0 | 0 | 1 | 1 | 1 | 1 | [14 empty] | 2 | 1 | 1 | 2 | 3 | 1 | 1 | 0
SCE Metro | Rancho Vista | 230 | Geothermal |  |  | 0 | 0 | 0 | 0 | 0 | 0 | 0 | 0 | 0 | 1 | 1 | 1 | 1 | [14 empty] | 1 | 1 | 1 | 1 | 1 | 1 | 1 | 0
SCE Metro | Rancho Vista | 500 | Geothermal |  |  | 0 | 0 | 0 | 0 | 0 | 0 | 0 | 0 | 0 | 1 | 1 | 1 | 1 | [14 empty] | 1 | 1 | 1 | 1 | 1 | 1 | 1 | 0
SCE NOL | Ransburg | 115 | Geothermal |  |  | 0 | 0 | 0 | 0 | 0 | 0 | 0 | 0 | 0 | 3 | 3 | 1 | 1 | [14 empty] | 2 | 1 | 4 | 1 | 1 | 1 | 1 | 0
PG&E GBA | Ravenswood | 115 | Geothermal |  |  | 0 | 0 | 0 | 0 | 0 | 0 | 0 | 0 | 0 | 5 | 5 | 1 | 1 | [14 empty] | 2 | 1 | 2 | 1 | 2 | 1 | 1 | 0
PG&E GBA | Ravenswood | 230 | Geothermal |  |  | 0 | 0 | 0 | 0 | 0 | 0 | 0 | 0 | 0 | 5 | 5 | 1 | 1 | [14 empty] | 2 | 1 | 2 | 1 | 2 | 1 | 1 | 0
SCE Northern | Rector | 230 | Geothermal |  |  | 0 | 0 | 0 | 0 | 0 | 0 | 0 | 0 | 0 | 1 | 1 | 1 | 1 | [14 empty] | 1 | 1 | 2 | 1 | 2 | 1 | 1 | 0
SCE Eastern | Red Bluff | 230 | Geothermal |  |  | 0 | 0 | 0 | 0 | 0 | 0 | 0 | 0 | 0 | 4 | 4 | 1 | 1 | 1 | [13 empty] | 2 | 2 | 4 | 1 | 3 | 1 | 1 | 0
SCE Eastern | Red Bluff | 500 | Geothermal |  |  | 0 | 0 | 0 | 0 | 0 | 0 | 0 | 0 | 0 | 4 | 4 | 1 | 1 | 5 | [13 empty] | 2 | 2 | 4 | 1 | 3 | 1 | 1 | 0
PG&E NGBA | Redbud | 115 | Geothermal |  |  | 0 | 0 | 0 | 0 | 0 | 0 | 0 | 0 | 0 | 5 | 5 | 1 | 1 | [14 empty] | 2 | 2 | 4 | 2 | 3 | 1 | 1 | 0
SCE Metro | Redondo | 230 | Geothermal |  |  | 0 | 0 | 0 | 0 | 0 | 0 | 0 | 0 | 0 | 1 | 1 | 1 | 1 | [14 empty] | 1 | 1 | 2 | 1 | 2 | 1 | 1 | 0
PG&E FRESNO | Reedley | 115 | Geothermal |  |  | 0 | 0 | 0 | 0 | 0 | 0 | 0 | 0 | 0 | 5 | 5 | 5 | 4 | [14 empty] | 1 | 1 | 4 | 2 | 1 | 1 | 1 | 0
PG&E KERN | Renfro | 115 | Geothermal |  |  | 0 | 0 | 0 | 0 | 0 | 0 | 0 | 0 | 0 | 5 | 2 | 5 | 2 | [14 empty] | 1 | 1 | 2 | 1 | 2 | 1 | 1 | 0
PG&E GBA | Richmond R | 115 | Geothermal |  |  | 0 | 0 | 0 | 0 | 0 | 0 | 0 | 0 | 0 | 5 | 5 | 1 | 1 | [14 empty] | 2 | 1 | 2 | 1 | 2 | 1 | 1 | 0
PG&E NGBA | Rincon | 115 | Geothermal |  |  | 0 | 0 | 0 | 0 | 0 | 0 | 0 | 0 | 0 | 5 | 5 | 1 | 1 | [14 empty] | 2 | 1 | 3 | 2 | 2 | 1 | 1 | 0
PG&E KERN | Rio Bravo | 115 | Geothermal |  |  | 0 | 0 | 0 | 0 | 0 | 0 | 0 | 0 | 0 | 5 | 2 | 5 | 2 | 4 | [13 empty] | 1 | 1 | 2 | 1 | 1 | 1 | 1 | 0
SCE Metro | Rio Hondo | 230 | Geothermal |  |  | 0 | 0 | 0 | 0 | 0 | 0 | 0 | 0 | 0 | 1 | 1 | 1 | 1 | 1 | [13 empty] | 1 | 1 | 4 | 1 | 1 | 1 | 1 | 0
PG&E NGBA | Rio Oso | 115 | Geothermal |  |  | 0 | 0 | 0 | 0 | 0 | 0 | 0 | 0 | 0 | 5 | 5 | 1 | 1 | [14 empty] | 2 | 1 | 4 | 1 | 3 | 1 | 1 | 0
PG&E NGBA | Rio Oso | 230 | Geothermal |  |  | 0 | 0 | 0 | 0 | 0 | 0 | 0 | 0 | 0 | 5 | 5 | 1 | 1 | [14 empty] | 2 | 1 | 4 | 1 | 3 | 1 | 1 | 0
PG&E GBA | Ripon | 115 | Geothermal |  |  | 0 | 0 | 0 | 0 | 0 | 0 | 0 | 0 | 0 | 1 | 1 | 1 | 1 | 3 | [13 empty] | 1 | 1 | 2 | 2 | 2 | 1 | 1 | 0
PG&E GBA | Riverbank | 115 | Geothermal |  |  | 0 | 0 | 0 | 0 | 0 | 0 | 0 | 0 | 0 | 1 | 1 | 1 | 1 | [14 empty] | 1 | 1 | 3 | 2 | 2 | 1 | 1 | 0
SCE NOL | Roadway | 115 | Geothermal |  |  | 0 | 0 | 0 | 0 | 0 | 0 | 0 | 0 | 0 | 1 | 1 | 1 | 1 | 3 | [13 empty] | 2 | 1 | 2 | 1 | 1 | 1 | 1 | 0
PG&E NGBA | Rock Creek 1 | 230 | Geothermal |  |  | 0 | 0 | 0 | 0 | 0 | 0 | 0 | 0 | 0 | 5 | 5 | 1 | 1 | [14 empty] | 2 | 2 | 4 | 1 | 3 | 1 | 1 | 0
SCE Northern | Rosamond | 66 | Geothermal |  |  | 0 | 0 | 0 | 0 | 0 | 0 | 0 | 0 | 0 | 1 | 1 | 1 | 1 | [14 empty] | 2 | 1 | 4 | 1 | 3 | 1 | 1 | 0
PG&E GBA | Rossmoor | 230 | Geothermal |  |  | 0 | 0 | 0 | 0 | 0 | 0 | 0 | 0 | 0 | 5 | 5 | 1 | 1 | [14 empty] | 2 | 1 | 4 | 1 | 3 | 1 | 1 | 0
PG&E NGBA | Round Mountain | 230 | Geothermal |  |  | 80 | 0 | 80 | 0 | 0 | 0 | 80 | 0 | 80 | 5 | 5 | 1 | 1 | [14 empty] | 2 | 2 | 4 | 2 | 3 | 5- | 1 | 1
PG&E NGBA | Round Mountain | 500 | Geothermal |  |  | 0 | 0 | 0 | 0 | 0 | 0 | 0 | 0 | 0 | 5 | 5 | 1 | 1 | [14 empty] | 2 | 2 | 4 | 2 | 3 | 1 | 1 | 0
PG&E GBA | Salado | 115 | Geothermal |  |  | 0 | 0 | 0 | 0 | 0 | 0 | 0 | 0 | 0 | 1 | 1 | 1 | 1 | [14 empty] | 1 | 1 | 4 | 2 | 1 | 1 | 1 | 0
PG&E GBA | Salado | 60 | Geothermal |  |  | 0 | 0 | 0 | 0 | 0 | 0 | 0 | 0 | 0 | 1 | 1 | 1 | 1 | [14 empty] | 1 | 1 | 4 | 2 | 1 | 1 | 1 | 0
PG&E GBA | Salinas | 115 | Geothermal |  |  | 0 | 0 | 0 | 0 | 0 | 0 | 0 | 0 | 0 | 1 | 1 | 1 | 1 | [14 empty] | 2 | 2 | 3 | 2 | 2 | 1 | 1 | 0
SDGE | Salt Creek | 69 | Geothermal |  |  | 0 | 0 | 0 | 0 | 0 | 0 | 0 | 0 | 0 | 1 | 1 | 1 | 1 | [14 empty] | 2 | 1 | 3 | 1 | 2 | 1 | 1 | 0
SCE Eastern | San Bernardino | 230 | Geothermal |  |  | 0 | 0 | 0 | 0 | 0 | 0 | 0 | 0 | 0 | 1 | 1 | 1 | 1 | [14 empty] | 1 | 1 | 2 | 1 | 2 | 1 | 1 | 0
PG&E GBA | SAN FRAN A (POTRERO PP) | 115 | Geothermal |  |  | 0 | 0 | 0 | 0 | 0 | 0 | 0 | 0 | 0 | 5 | 5 | 1 | 1 | [14 empty] | 2 | 1 | 2 | 1 | 2 | 1 | 1 | 0
PG&E GBA | SAN FRAN A (POTRERO PP) | 230 | Geothermal |  |  | 0 | 0 | 0 | 0 | 0 | 0 | 0 | 0 | 0 | 5 | 5 | 1 | 1 | [14 empty] | 2 | 1 | 2 | 1 | 2 | 1 | 1 | 0
PG&E GBA | San Jose A | 115 | Geothermal |  |  | 0 | 0 | 0 | 0 | 0 | 0 | 0 | 0 | 0 | 1 | 1 | 1 | 1 | [14 empty] | 2 | 1 | 2 | 2 | 2 | 1 | 1 | 0
PG&E GBA | San Jose B | 115 | Geothermal |  |  | 0 | 0 | 0 | 0 | 0 | 0 | 0 | 0 | 0 | 1 | 1 | 1 | 1 | [14 empty] | 2 | 1 | 3 | 2 | 2 | 1 | 1 | 0
PG&E GBA | San Leandro U | 115 | Geothermal |  |  | 0 | 0 | 0 | 0 | 0 | 0 | 0 | 0 | 0 | 5 | 5 | 1 | 1 | [14 empty] | 2 | 1 | 3 | 1 | 2 | 1 | 1 | 0
PG&E KERN | San Luis Obispo | 115 | Geothermal |  |  | 0 | 0 | 0 | 0 | 0 | 0 | 0 | 0 | 0 | 5 | 2 | 5 | 2 | [14 empty] | 2 | 2 | 4 | 2 | 3 | 1 | 1 | 0
PG&E KERN | San Luis Obispo | 70 | Geothermal |  |  | 0 | 0 | 0 | 0 | 0 | 0 | 0 | 0 | 0 | 5 | 2 | 5 | 2 | [14 empty] | 2 | 2 | 4 | 2 | 3 | 1 | 1 | 0
SDGE | San Luis Rey | 230 | Geothermal |  |  | 0 | 0 | 0 | 0 | 0 | 0 | 0 | 0 | 0 | 1 | 1 | 1 | 1 | [14 empty] | 2 | 1 | 4 | 1 | 3 | 1 | 1 | 0
SDGE | San Luis Rey | 69 | Geothermal |  |  | 0 | 0 | 0 | 0 | 0 | 0 | 0 | 0 | 0 | 1 | 1 | 1 | 1 | [14 empty] | 2 | 1 | 4 | 1 | 3 | 1 | 1 | 0
SDGE | San Marcos | 69 | Geothermal |  |  | 0 | 0 | 0 | 0 | 0 | 0 | 0 | 0 | 0 | 1 | 1 | 1 | 1 | [14 empty] | 2 | 1 | 2 | 1 | 3 | 1 | 1 | 0
SCE Metro | San Onofre | 230 | Geothermal |  |  | 0 | 0 | 0 | 0 | 0 | 0 | 0 | 0 | 0 | 1 | 1 | 1 | 1 | [14 empty] | 2 | 1 | 4 | 1 | 3 | 1 | 1 | 0
PG&E GBA | San Pablo | 115 | Geothermal |  |  | 0 | 0 | 0 | 0 | 0 | 0 | 0 | 0 | 0 | 5 | 5 | 1 | 1 | [14 empty] | 2 | 1 | 2 | 1 | 1 | 1 | 1 | 0
PG&E GBA | San Ramon | 230 | Geothermal |  |  | 0 | 0 | 0 | 0 | 0 | 0 | 0 | 0 | 0 | 5 | 5 | 1 | 1 | [14 empty] | 2 | 1 | 2 | 1 | 3 | 1 | 1 | 0
SDGE | San Ysidro | 69 | Geothermal |  |  | 0 | 0 | 0 | 0 | 0 | 0 | 0 | 0 | 0 | 1 | 1 | 1 | 1 | [14 empty] | 2 | 1 | 2 | 1 | 2 | 1 | 1 | 0
SCE NOL | Sandlot | 230 | Geothermal |  |  | 0 | 0 | 0 | 0 | 0 | 0 | 0 | 0 | 0 | 3 | 3 | 1 | 1 | [14 empty] | 2 | 1 | 4 | 1 | 2 | 1 | 1 | 0
EOP | Sandy | 138 | Geothermal |  |  | 0 | 0 | 0 | 0 | 0 | 0 | 0 | 0 | 0 | 5 | 2 | 4 | 2 | [14 empty] | 2 | 2 | 4 | 1 | 3 | 1 | 1 | 0
PG&E FRESNO | Sanger | 115 | Geothermal |  |  | 0 | 0 | 0 | 0 | 0 | 0 | 0 | 0 | 0 | 5 | 5 | 5 | 4 | 3 | [13 empty] | 1 | 1 | 2 | 2 | 2 | 1 | 1 | 0
SCE Northern | Santa Clara | 230 | Geothermal |  |  | 0 | 0 | 0 | 0 | 0 | 0 | 0 | 0 | 0 | 5 | 2 | 4 | 2 | [14 empty] | 2 | 1 | 3 | 1 | 2 | 1 | 1 | 0
PG&E NGBA | Santa Rosa A | 115 | Geothermal |  |  | 0 | 0 | 0 | 0 | 0 | 0 | 0 | 0 | 0 | 5 | 5 | 1 | 1 | [14 empty] | 2 | 1 | 3 | 2 | 2 | 1 | 1 | 0
PG&E GBA | Santa Teresa | 115 | Geothermal |  |  | 0 | 0 | 0 | 0 | 0 | 0 | 0 | 0 | 0 | 1 | 1 | 1 | 1 | 3 | [13 empty] | 2 | 1 | 2 | 2 | 2 | 1 | 1 | 0
SDGE | Santee | 138 | Geothermal |  |  | 0 | 0 | 0 | 0 | 0 | 0 | 0 | 0 | 0 | 1 | 1 | 1 | 1 | [14 empty] | 2 | 1 | 2 | 1 | 2 | 1 | 1 | 0
SCE Metro | Santiago | 230 | Geothermal |  |  | 0 | 0 | 0 | 0 | 0 | 0 | 0 | 0 | 0 | 1 | 1 | 1 | 1 | [14 empty] | 1 | 1 | 2 | 1 | 2 | 1 | 1 | 0
PG&E GBA | Saratoga | 230 | Geothermal |  |  | 0 | 0 | 0 | 0 | 0 | 0 | 0 | 0 | 0 | 1 | 1 | 1 | 1 | [14 empty] | 2 | 1 | 4 | 2 | 3 | 1 | 1 | 0
SCE Northern | Saugus | 230 | Geothermal |  |  | 0 | 0 | 0 | 0 | 0 | 0 | 0 | 0 | 0 | 5 | 2 | 4 | 2 | [14 empty] | 1 | 1 | 3 | 1 | 3 | 1 | 1 | 0
PG&E FRESNO | Schindler | 115 | Geothermal |  |  | 0 | 0 | 0 | 0 | 0 | 0 | 0 | 0 | 0 | 5 | 2 | 5 | 2 | 3 | [13 empty] | 1 | 1 | 4 | 2 | 1 | 1 | 1 | 0
PG&E FRESNO | Schindler | 70 | Geothermal |  |  | 0 | 0 | 0 | 0 | 0 | 0 | 0 | 0 | 0 | 5 | 2 | 5 | 2 | [14 empty] | 1 | 1 | 4 | 2 | 1 | 1 | 1 | 0
PG&E GBA | Schulte | 115 | Geothermal |  |  | 0 | 0 | 0 | 0 | 0 | 0 | 0 | 0 | 0 | 1 | 1 | 1 | 1 | 3 | [13 empty] | 1 | 1 | 1 | 2 | 2 | 1 | 1 | 0
SDGE | Scripps | 69 | Geothermal |  |  | 0 | 0 | 0 | 0 | 0 | 0 | 0 | 0 | 0 | 1 | 1 | 1 | 1 | [14 empty] | 2 | 1 | 2 | 1 | 3 | 1 | 1 | 0
PG&E KERN | Semitropic | 115 | Geothermal |  |  | 0 | 0 | 0 | 0 | 0 | 0 | 0 | 0 | 0 | 5 | 2 | 5 | 2 | [14 empty] | 1 | 1 | 3 | 1 | 1 | 1 | 1 | 0
SCE Metro | Serrano | 230 | Geothermal |  |  | 0 | 0 | 0 | 0 | 0 | 0 | 0 | 0 | 0 | 1 | 1 | 1 | 1 | 5 | [13 empty] | 1 | 1 | 2 | 1 | 2 | 1 | 1 | 0
SCE Metro | Serrano | 500 | Geothermal |  |  | 0 | 0 | 0 | 0 | 0 | 0 | 0 | 0 | 0 | 1 | 1 | 1 | 1 | 5 | [13 empty] | 1 | 1 | 2 | 1 | 2 | 1 | 1 | 0
SDGE | Shadowridge | 138 | Geothermal |  |  | 0 | 0 | 0 | 0 | 0 | 0 | 0 | 0 | 0 | 1 | 1 | 1 | 1 | [14 empty] | 2 | 1 | 3 | 1 | 3 | 1 | 1 | 0
PG&E KERN | Shafter | 115 | Geothermal |  |  | 0 | 0 | 0 | 0 | 0 | 0 | 0 | 0 | 0 | 5 | 5 | 5 | 4 | [14 empty] | 1 | 1 | 3 | 1 | 1 | 1 | 1 | 0
PG&E NGBA | Silverado | 115 | Geothermal |  |  | 0 | 0 | 0 | 0 | 0 | 0 | 0 | 0 | 0 | 5 | 5 | 1 | 1 | [14 empty] | 2 | 1 | 4 | 2 | 3 | 1 | 1 | 0
SDGE | Silvergate | 230 | Geothermal |  |  | 0 | 0 | 0 | 0 | 0 | 0 | 0 | 0 | 0 | 1 | 1 | 1 | 1 | [14 empty] | 2 | 1 | 1 | 1 | 1 | 1 | 1 | 0
SDGE | Silvergate | 69 | Geothermal |  |  | 0 | 0 | 0 | 0 | 0 | 0 | 0 | 0 | 0 | 1 | 1 | 1 | 1 | [14 empty] | 2 | 1 | 1 | 1 | 1 | 1 | 1 | 0
PG&E KERN | Sisquoc | 115 | Geothermal |  |  | 0 | 0 | 0 | 0 | 0 | 0 | 0 | 0 | 0 | 5 | 2 | 5 | 2 | [14 empty] | 2 | 2 | 4 | 1 | 3 | 1 | 1 | 0
EOP | Sloan Canyon | 230 | Geothermal |  |  | 0 | 0 | 0 | 0 | 0 | 0 | 0 | 0 | 0 | 5 | 2 | 4 | 2 | [14 empty] | 2 | 2 | 3 | 1 | 3 | 1 | 1 | 0
EOP | Sloan Canyon | 500 | Geothermal |  |  | 0 | 0 | 0 | 0 | 0 | 0 | 0 | 0 | 0 | 5 | 2 | 4 | 2 | [14 empty] | 2 | 2 | 3 | 1 | 3 | 1 | 1 | 0
PG&E KERN | Smyrna | 115 | Geothermal |  |  | 0 | 0 | 0 | 0 | 0 | 0 | 0 | 0 | 0 | 5 | 5 | 5 | 4 | [14 empty] | 1 | 1 | 4 | 1 | 1 | 1 | 1 | 0
PG&E GBA | Sobrante | 115 | Geothermal |  |  | 0 | 0 | 0 | 0 | 0 | 0 | 0 | 0 | 0 | 5 | 5 | 1 | 1 | [14 empty] | 2 | 1 | 2 | 1 | 3 | 1 | 1 | 0
PG&E GBA | Sobrante | 230 | Geothermal |  |  | 0 | 0 | 0 | 0 | 0 | 0 | 0 | 0 | 0 | 5 | 5 | 1 | 1 | [14 empty] | 2 | 1 | 2 | 1 | 3 | 1 | 1 | 0
PG&E KERN | Solar | 230 | Geothermal |  |  | 0 | 0 | 0 | 0 | 0 | 0 | 0 | 0 | 0 | 5 | 5 | 5 | 4 | [14 empty] | 2 | 1 | 4 | 2 | 3 | 1 | 1 | 0
PG&E GBA | Soledad | 115 | Geothermal |  |  | 0 | 0 | 0 | 0 | 0 | 0 | 0 | 0 | 0 | 1 | 1 | 1 | 1 | [14 empty] | 2 | 2 | 4 | 2 | 3 | 1 | 1 | 0
PG&E GBA | Soledad | 60 | Geothermal |  |  | 0 | 0 | 0 | 0 | 0 | 0 | 0 | 0 | 0 | 1 | 1 | 1 | 1 | [14 empty] | 2 | 2 | 4 | 2 | 3 | 1 | 1 | 0
SDGE | Spring Valley | 69 | Geothermal |  |  | 0 | 0 | 0 | 0 | 0 | 0 | 0 | 0 | 0 | 1 | 1 | 1 | 1 | [14 empty] | 2 | 1 | 2 | 1 | 2 | 1 | 1 | 0
SCE Northern | Springville | 230 | Geothermal |  |  | 0 | 0 | 0 | 0 | 0 | 0 | 0 | 0 | 0 | 1 | 1 | 1 | 1 | 4 | [13 empty] | 1 | 1 | 4 | 1 | 1 | 1 | 1 | 0
PG&E GBA | Stagg | 230 | Geothermal |  |  | 0 | 0 | 0 | 0 | 0 | 0 | 0 | 0 | 0 | 5 | 5 | 1 | 1 | [14 empty] | 1 | 1 | 3 | 2 | 2 | 1 | 1 | 0
PG&E GBA | Standard Oil | 115 | Geothermal |  |  | 0 | 0 | 0 | 0 | 0 | 0 | 0 | 0 | 0 | 5 | 5 | 1 | 1 | [14 empty] | 2 | 1 | 1 | 1 | 2 | 1 | 1 | 0
PG&E GBA | Stanislaus | 115 | Geothermal |  |  | 0 | 0 | 0 | 0 | 0 | 0 | 0 | 0 | 0 | 1 | 1 | 1 | 1 | [14 empty] | 2 | 1 | 4 | 1 | 3 | 1 | 1 | 0
PG&E KERN | Stockdale | 115 | Geothermal |  |  | 0 | 0 | 0 | 0 | 0 | 0 | 0 | 0 | 0 | 5 | 2 | 5 | 2 | [14 empty] | 1 | 1 | 2 | 1 | 2 | 1 | 1 | 0
PG&E KERN | Stockdale | 230 | Geothermal |  |  | 0 | 0 | 0 | 0 | 0 | 0 | 0 | 0 | 0 | 5 | 2 | 5 | 2 | [14 empty] | 1 | 1 | 2 | 1 | 2 | 1 | 1 | 0
PG&E GBA | Stockton A | 115 | Geothermal |  |  | 0 | 0 | 0 | 0 | 0 | 0 | 0 | 0 | 0 | 1 | 1 | 1 | 1 | [14 empty] | 1 | 1 | 3 | 2 | 1 | 1 | 1 | 0
PG&E GBA | Stone | 115 | Geothermal |  |  | 0 | 0 | 0 | 0 | 0 | 0 | 0 | 0 | 0 | 1 | 1 | 1 | 1 | [14 empty] | 2 | 1 | 3 | 2 | 2 | 1 | 1 | 0
PG&E FRESNO | Storey | 230 | Geothermal |  |  | 0 | 0 | 0 | 0 | 0 | 0 | 0 | 0 | 0 | 5 | 5 | 5 | 4 | [14 empty] | 1 | 1 | 4 | 2 | 1 | 1 | 1 | 0
PG&E NGBA | Summit | 115 | Geothermal |  |  | 0 | 0 | 0 | 0 | 0 | 0 | 0 | 0 | 0 | 5 | 5 | 1 | 1 |  |  |  | N/A |  |  |  | N/A | N/A | N/A | N/A | N/A | N/A | N/A | 2 | 1 | 4 | 2 | 3 | 1 | 1 | 0
SDGE | Suncrest | 230 | Geothermal |  |  | 0 | 0 | 0 | 0 | 0 | 0 | 0 | 0 | 0 | 1 | 1 | 1 | 1 | [14 empty] | 2 | 1 | 4 | 1 | 3 | 1 | 1 | 0
SDGE | Suncrest | 500 | Geothermal |  |  | 0 | 0 | 0 | 0 | 0 | 0 | 0 | 0 | 0 | 1 | 1 | 1 | 1 | [14 empty] | 2 | 1 | 4 | 1 | 3 | 1 | 1 | 0
PG&E KERN | Sunrise | 230 | Geothermal |  |  | 0 | 0 | 0 | 0 | 0 | 0 | 0 | 0 | 0 | 5 | 5 | 5 | 4 | [14 empty] | 1 | 1 | 1 | 1 | 1 | 1 | 1 | 0
PG&E KERN | Sunset | 230 | Geothermal |  |  | 0 | 0 | 0 | 0 | 0 | 0 | 0 | 0 | 0 | 5 | 5 | 5 | 4 | [14 empty] | 1 | 1 | 1 | 1 | 1 | 1 | 1 | 0
PG&E GBA | Swift | 115 | Geothermal |  |  | 0 | 0 | 0 | 0 | 0 | 0 | 0 | 0 | 0 | 1 | 1 | 1 | 1 | [14 empty] | 2 | 1 | 2 | 2 | 2 | 1 | 1 | 0
SDGE | Sycamore Canyon | 138 | Geothermal |  |  | 0 | 0 | 0 | 0 | 0 | 0 | 0 | 0 | 0 | 1 | 1 | 1 | 1 | 3 | [13 empty] | 2 | 1 | 4 | 1 | 3 | 1 | 1 | 0
SDGE | Sycamore Canyon | 230 | Geothermal |  |  | 0 | 0 | 0 | 0 | 0 | 0 | 0 | 0 | 0 | 1 | 1 | 1 | 1 | [14 empty] | 2 | 1 | 4 | 1 | 3 | 1 | 1 | 0
SDGE | Sycamore Canyon | 69 | Geothermal |  |  | 0 | 0 | 0 | 0 | 0 | 0 | 0 | 0 | 0 | 1 | 1 | 1 | 1 | [14 empty] | 2 | 1 | 4 | 1 | 3 | 1 | 1 | 0
SCE Northern | Sylmar | 230 | Geothermal |  |  | 0 | 0 | 0 | 0 | 0 | 0 | 0 | 0 | 0 | 5 | 2 | 4 | 2 | [14 empty] | 1 | 1 | 2 | 1 | 1 | 1 | 1 | 0
PG&E NGBA | Table Mountain | 115 | Geothermal |  |  | 0 | 0 | 0 | 0 | 0 | 0 | 0 | 0 | 0 | 5 | 5 | 1 | 1 | [14 empty] | 2 | 1 | 3 | 2 | 1 | 1 | 1 | 0
PG&E NGBA | Table Mountain | 230 | Geothermal |  |  | 0 | 0 | 0 | 0 | 0 | 0 | 0 | 0 | 0 | 5 | 5 | 1 | 1 | [14 empty] | 2 | 1 | 3 | 2 | 1 | 1 | 1 | 0
PG&E NGBA | Table Mountain | 500 | Geothermal |  |  | 178 | 0 | 178 | 0 | 0 | 0 | 178 | 0 | 178 | 5 | 5 | 1 | 1 | [14 empty] | 2 | 1 | 3 | 2 | 1 | 5- | 1 | 1
PG&E NGBA | Table Mountain | 60 | Geothermal |  |  | 0 | 0 | 0 | 0 | 0 | 0 | 0 | 0 | 0 | 5 | 5 | 1 | 1 | [14 empty] | 2 | 1 | 3 | 2 | 1 | 1 | 1 | 0
PG&E KERN | Taft | 115 | Geothermal |  |  | 0 | 0 | 0 | 0 | 0 | 0 | 0 | 0 | 0 | 5 | 5 | 5 | 4 | [14 empty] | 1 | 1 | 2 | 1 | 2 | 1 | 1 | 0
SDGE | Talega | 138 | Geothermal |  |  | 0 | 0 | 0 | 0 | 0 | 0 | 0 | 0 | 0 | 1 | 1 | 1 | 1 | 3 | [13 empty] | 2 | 1 | 3 | 1 | 3 | 1 | 1 | 0
SDGE | Talega | 230 | Geothermal |  |  | 0 | 0 | 0 | 0 | 0 | 0 | 0 | 0 | 0 | 1 | 1 | 1 | 1 | [14 empty] | 2 | 1 | 3 | 1 | 3 | 1 | 1 | 0
PG&E GBA | Tassajara | 230 | Geothermal |  |  | 0 | 0 | 0 | 0 | 0 | 0 | 0 | 0 | 0 | 5 | 5 | 1 | 1 | [14 empty] | 2 | 1 | 3 | 1 | 3 | 1 | 1 | 0
PG&E KERN | Tejon | 70 | Geothermal |  |  | 0 | 0 | 0 | 0 | 0 | 0 | 0 | 0 | 0 | 5 | 2 | 5 | 2 | [14 empty] | 1 | 1 | 3 | 1 | 1 | 1 | 1 | 0
SDGE | Telegraph Canyon | 138 | Geothermal |  |  | 0 | 0 | 0 | 0 | 0 | 0 | 0 | 0 | 0 | 1 | 1 | 1 | 1 | [14 empty] | 2 | 1 | 2 | 1 | 2 | 1 | 1 | 0
PG&E KERN | Temblor | 115 | Geothermal |  |  | 0 | 0 | 0 | 0 | 0 | 0 | 0 | 0 | 0 | 5 | 5 | 5 | 4 | [14 empty] | 1 | 1 | 2 | 1 | 1 | 1 | 1 | 0
PG&E KERN | Templeton | 230 | Geothermal |  |  | 0 | 0 | 0 | 0 | 0 | 0 | 0 | 0 | 0 | 5 | 5 | 5 | 4 | [14 empty] | 2 | 2 | 4 | 2 | 3 | 1 | 1 | 0
PG&E KERN | Templeton | 70 | Geothermal |  |  | 0 | 0 | 0 | 0 | 0 | 0 | 0 | 0 | 0 | 5 | 2 | 5 | 2 | [14 empty] | 2 | 2 | 4 | 2 | 3 | 1 | 1 | 0
PG&E GBA | Tesla | 115 | Geothermal |  |  | 0 | 0 | 0 | 0 | 0 | 0 | 0 | 0 | 0 | 1 | 1 | 1 | 1 | [14 empty] | 2 | 1 | 2 | 1 | 2 | 1 | 1 | 0
PG&E GBA | Tesla | 230 | Geothermal |  |  | 0 | 0 | 0 | 0 | 0 | 0 | 0 | 0 | 0 | 5 | 5 | 1 | 1 | 4 | [13 empty] | 2 | 1 | 2 | 1 | 2 | 1 | 1 | 0
PG&E GBA | Tesla | 500 | Geothermal |  |  | 0 | 0 | 0 | 0 | 0 | 0 | 0 | 0 | 0 | 1 | 1 | 1 | 1 | 5 | [13 empty] | 2 | 1 | 2 | 1 | 2 | 1 | 1 | 0
PG&E KERN | Tevis | 115 | Geothermal |  |  | 0 | 0 | 0 | 0 | 0 | 0 | 0 | 0 | 0 | 5 | 5 | 5 | 4 | 4 | [13 empty] | 1 | 1 | 2 | 1 | 2 | 1 | 1 | 0
EOP | Thousandaire | 138 | Geothermal |  |  | 0 | 0 | 0 | 0 | 0 | 0 | 0 | 0 | 0 | 5 | 2 | 4 | 2 | [14 empty] | 2 | 2 | 4 | 1 | 3 | 1 | 1 | 0
PG&E KERN | Topaz | 230 | Geothermal |  |  | 0 | 0 | 0 | 0 | 0 | 0 | 0 | 0 | 0 | 5 | 5 | 5 | 4 | [14 empty] | 1 | 1 | 3 | 1 | 2 | 1 | 1 | 0
SCE NOL | Tortilla | 115 | Geothermal |  |  | 0 | 0 | 0 | 0 | 0 | 0 | 0 | 0 | 0 | 3 | 3 | 1 | 1 | [14 empty] | 2 | 1 | 4 | 1 | 2 | 1 | 1 | 0
SDGE | Trabuco | 138 | Geothermal |  |  | 0 | 0 | 0 | 0 | 0 | 0 | 0 | 0 | 0 | 1 | 1 | 1 | 1 | [14 empty] | 1 | 1 | 1 | 1 | 2 | 1 | 1 | 0
PG&E GBA | Tracy | 115 | Geothermal |  |  | 0 | 0 | 0 | 0 | 0 | 0 | 0 | 0 | 0 | 1 | 1 | 1 | 1 | [14 empty] | 2 | 1 | 3 | 1 | 2 | 1 | 1 | 0
PG&E FRESNO | Tranquility | 230 | Geothermal |  |  | 0 | 0 | 0 | 0 | 0 | 0 | 0 | 0 | 0 | 5 | 5 | 5 | 2 | 3 | [13 empty] | 1 | 1 | 4 | 2 | 1 | 1 | 1 | 0
PG&E GBA | Trimble | 115 | Geothermal |  |  | 0 | 0 | 0 | 0 | 0 | 0 | 0 | 0 | 0 | 1 | 1 | 1 | 1 | [14 empty] | 2 | 1 | 3 | 2 | 2 | 1 | 1 | 0
EOP | Trout Canyon | 230 | Geothermal |  |  | 0 | 0 | 0 | 0 | 0 | 0 | 0 | 0 | 0 | 5 | 2 | 4 | 2 | [14 empty] | 2 | 2 | 4 | 1 | 3 | 1 | 1 | 0
EOP | Trout Canyon | 500 | Geothermal |  |  | 0 | 0 | 0 | 0 | 0 | 0 | 0 | 0 | 0 | 5 | 2 | 4 | 2 | [14 empty] | 2 | 2 | 4 | 1 | 3 | 1 | 1 | 0
PG&E NGBA | Tulucay | 230 | Geothermal |  |  | 115 | 0 | 115 | 0 | 0 | 0 | 115 | 0 | 115 | 5 | 5 | 1 | 1 | [14 empty] | 2 | 1 | 3 | 2 | 3 | 5- | 1 | 1
PG&E NGBA | Tulucay | 60 | Geothermal |  |  | 0 | 0 | 0 | 0 | 0 | 0 | 0 | 0 | 0 | 5 | 5 | 1 | 1 | [14 empty] | 2 | 1 | 3 | 2 | 3 | 1 | 1 | 0
PG&E KERN | Tupman | 115 | Geothermal |  |  | 0 | 0 | 0 | 0 | 0 | 0 | 0 | 0 | 0 | 5 | 5 | 5 | 4 | [14 empty] | 1 | 1 | 2 | 1 | 1 | 1 | 1 | 0
PG&E NGBA | Ukiah | 115 | Geothermal |  |  | 0 | 0 | 0 | 0 | 0 | 0 | 0 | 0 | 0 | 5 | 5 | 1 | 1 | [14 empty] | 2 | 2 | 4 | 2 | 3 | 1 | 1 | 0
PG&E KERN | Union (Estrella) | 70 | Geothermal |  |  | 0 | 0 | 0 | 0 | 0 | 0 | 0 | 0 | 0 | 5 | 2 | 5 | 2 | [14 empty] | 2 | 2 | 4 | 2 | 3 | 1 | 1 | 0
PG&E NGBA | Vaca Dixon | 115 | Geothermal |  |  | 0 | 0 | 0 | 0 | 0 | 0 | 0 | 0 | 0 | 5 | 5 | 1 | 1 | 4 | [13 empty] | 2 | 1 | 1 | 1 | 3 | 1 | 1 | 0
PG&E NGBA | Vaca Dixon | 230 | Geothermal |  |  | 0 | 0 | 0 | 0 | 0 | 0 | 0 | 0 | 0 | 5 | 5 | 1 | 1 | [14 empty] | 2 | 1 | 1 | 1 | 3 | 1 | 1 | 0
PG&E NGBA | Vaca Dixon | 500 | Geothermal |  |  | 0 | 0 | 0 | 0 | 0 | 0 | 0 | 0 | 0 | 5 | 5 | 1 | 1 | [14 empty] | 2 | 1 | 1 | 1 | 3 | 1 | 1 | 0
PG&E NGBA | Vaca Dixon | 60 | Geothermal |  |  | 0 | 0 | 0 | 0 | 0 | 0 | 0 | 0 | 0 | 5 | 5 | 1 | 1 | [14 empty] | 2 | 1 | 1 | 1 | 3 | 1 | 1 | 0
SCE Eastern | Valley (SCE) | 500 | Geothermal |  |  | 0 | 0 | 0 | 0 | 0 | 0 | 0 | 0 | 0 | 1 | 1 | 1 | 1 | [14 empty] | 1 | 1 | 2 | 1 | 2 | 1 | 1 | 0
EOP | Valley (VEA) | 138 | Geothermal |  |  | 0 | 0 | 0 | 0 | 0 | 0 | 0 | 0 | 0 | 5 | 2 | 4 | 2 | [14 empty] | 2 | 2 | 4 | 1 | 3 | 1 | 1 | 0
SDGE | Valley Center | 69 | Geothermal |  |  | 0 | 0 | 0 | 0 | 0 | 0 | 0 | 0 | 0 | 1 | 1 | 1 | 1 | [14 empty] | 2 | 1 | 4 | 1 | 3 | 1 | 1 | 0
PG&E GBA | Valley Home | 115 | Geothermal |  |  | 0 | 0 | 0 | 0 | 0 | 0 | 0 | 0 | 0 | 1 | 1 | 1 | 1 | [14 empty] | 1 | 1 | 4 | 2 | 1 | 1 | 1 | 0
PG&E GBA | Valley Springs | 230 | Geothermal |  |  | 0 | 0 | 0 | 0 | 0 | 0 | 0 | 0 | 0 | 1 | 1 | 1 | 1 | [14 empty] | 2 | 1 | 4 | 1 | 3 | 1 | 1 | 0
PG&E GBA | Valley Springs | 60 | Geothermal |  |  | 0 | 0 | 0 | 0 | 0 | 0 | 0 | 0 | 0 | 1 | 1 | 1 | 1 | [14 empty] | 2 | 1 | 4 | 1 | 3 | 1 | 1 | 0
EOP | Valley Switch | 138 | Geothermal |  |  | 0 | 0 | 0 | 0 | 0 | 0 | 0 | 0 | 0 | 5 | 2 | 4 | 2 | [14 empty] | 2 | 2 | 4 | 1 | 3 | 1 | 1 | 0
EOP | Valley Switch | 230 | Geothermal |  |  | 0 | 0 | 0 | 0 | 0 | 0 | 0 | 0 | 0 | 5 | 2 | 4 | 2 | [14 empty] | 2 | 2 | 4 | 1 | 3 | 1 | 1 | 0
PG&E GBA | Vasco | 230 | Geothermal |  |  | 0 | 0 | 0 | 0 | 0 | 0 | 0 | 0 | 0 | 5 | 5 | 1 | 1 | [14 empty] | 2 | 1 | 3 | 1 | 3 | 1 | 1 | 0
PG&E GBA | Vasona | 230 | Geothermal |  |  | 0 | 0 | 0 | 0 | 0 | 0 | 0 | 0 | 0 | 1 | 1 | 1 | 1 | [14 empty] | 2 | 1 | 4 | 2 | 3 | 1 | 1 | 0
SCE Northern | Vestal | 230 | Geothermal |  |  | 0 | 0 | 0 | 0 | 0 | 0 | 0 | 0 | 0 | 1 | 1 | 1 | 1 | [14 empty] | 1 | 1 | 4 | 1 | 1 | 1 | 1 | 0
SCE Northern | Vestal | 66 | Geothermal |  |  | 0 | 0 | 0 | 0 | 0 | 0 | 0 | 0 | 0 | 1 | 1 | 1 | 1 | [14 empty] | 1 | 1 | 4 | 1 | 1 | 1 | 1 | 0
SCE NOL | Victor | 115 | Geothermal |  |  | 0 | 0 | 0 | 0 | 0 | 0 | 0 | 0 | 0 | 1 | 1 | 1 | 1 | 3 | [13 empty] | 2 | 1 | 3 | 1 | 2 | 1 | 1 | 0
SCE NOL | Victor | 230 | Geothermal |  |  | 0 | 0 | 0 | 0 | 0 | 0 | 0 | 0 | 0 | 1 | 1 | 1 | 1 | 4 | [13 empty] | 2 | 1 | 3 | 1 | 2 | 1 | 1 | 0
SCE Metro | Viejo | 230 | Geothermal |  |  | 0 | 0 | 0 | 0 | 0 | 0 | 0 | 0 | 0 | 1 | 1 | 1 | 1 | [14 empty] | 1 | 1 | 3 | 1 | 2 | 1 | 1 | 0
PG&E GBA | Vierra | 115 | Geothermal |  |  | 0 | 0 | 0 | 0 | 0 | 0 | 0 | 0 | 0 | 1 | 1 | 1 | 1 | [14 empty] | 1 | 1 | 1 | 2 | 1 | 1 | 1 | 0
SCE Metro | Villa Park | 230 | Geothermal |  |  | 0 | 0 | 0 | 0 | 0 | 0 | 0 | 0 | 0 | 1 | 1 | 1 | 1 | [14 empty] | 1 | 1 | 2 | 1 | 2 | 1 | 1 | 0
SCE Northern | Vincent | 230 | Geothermal |  |  | 0 | 0 | 0 | 0 | 0 | 0 | 0 | 0 | 0 | 1 | 1 | 1 | 1 | 4 | [13 empty] | 2 | 1 | 4 | 1 | 3 | 1 | 1 | 0
SCE Northern | Vincent | 500 | Geothermal |  |  | 0 | 0 | 0 | 0 | 0 | 0 | 0 | 0 | 0 | 1 | 1 | 1 | 1 | 5 | [13 empty] | 2 | 1 | 4 | 1 | 3 | 1 | 1 | 0
PG&E GBA | Vineyard | 230 | Geothermal |  |  | 0 | 0 | 0 | 0 | 0 | 0 | 0 | 0 | 0 | 5 | 5 | 1 | 1 | [14 empty] | 2 | 1 | 2 | 1 | 3 | 1 | 1 | 0
SDGE | Vineyard | 69 | Geothermal |  |  | 0 | 0 | 0 | 0 | 0 | 0 | 0 | 0 | 0 | 1 | 1 | 1 | 1 | [14 empty] | 2 | 1 | 2 | 1 | 3 | 1 | 1 | 0
SCE Eastern | Vista (SCE) | 230 | Geothermal |  |  | 0 | 0 | 0 | 0 | 0 | 0 | 0 | 0 | 0 | 1 | 1 | 1 | 1 | [14 empty] | 1 | 1 | 2 | 1 | 1 | 1 | 1 | 0
EOP | Vista (VEA) | 138 | Geothermal |  |  | 0 | 0 | 0 | 0 | 0 | 0 | 0 | 0 | 0 | 5 | 2 | 4 | 2 | [14 empty] | 2 | 2 | 4 | 1 | 3 | 1 | 1 | 0
EOP | Vista (VEA) | 230 | Geothermal |  |  | 0 | 0 | 0 | 0 | 0 | 0 | 0 | 0 | 0 | 5 | 2 | 4 | 2 | [14 empty] | 2 | 2 | 4 | 1 | 3 | 1 | 1 | 0
PG&E FRESNO | Wahtoke | 115 | Geothermal |  |  | 0 | 0 | 0 | 0 | 0 | 0 | 0 | 0 | 0 | 5 | 2 | 5 | 2 | [14 empty] | 1 | 1 | 3 | 2 | 1 | 1 | 1 | 0
SCE Northern | Wakefield | 66 | Geothermal |  |  | 0 | 0 | 0 | 0 | 0 | 0 | 0 | 0 | 0 | 5 | 2 | 4 | 2 | [14 empty] | 2 | 1 | 4 | 1 | 3 | 1 | 1 | 0
SCE Metro | Walnut | 230 | Geothermal |  |  | 0 | 0 | 0 | 0 | 0 | 0 | 0 | 0 | 0 | 1 | 1 | 1 | 1 | [14 empty] | 1 | 1 | 1 | 1 | 1 | 1 | 1 | 0
SCE Northern | Warne | 230 | Geothermal |  |  | 0 | 0 | 0 | 0 | 0 | 0 | 0 | 0 | 0 | 5 | 2 | 4 | 2 | [14 empty] | 1 | 1 | 4 | 1 | 3 | 1 | 1 | 0
PG&E GBA | Warnerville | 230 | Geothermal |  |  | 0 | 0 | 0 | 0 | 0 | 0 | 0 | 0 | 0 | 5 | 5 | 5 | 2 | [14 empty] | 1 | 1 | 3 | 2 | 2 | 1 | 1 | 0
PG&E FRESNO | Waukena | 115 | Geothermal |  |  | 0 | 0 | 0 | 0 | 0 | 0 | 0 | 0 | 0 | 5 | 2 | 5 | 2 | [14 empty] | 1 | 1 | 4 | 2 | 1 | 1 | 1 | 0
PG&E GBA | Weber | 230 | Geothermal |  |  | 0 | 0 | 0 | 0 | 0 | 0 | 0 | 0 | 0 | 1 | 1 | 1 | 1 | [14 empty] | 1 | 1 | 3 | 2 | 1 | 1 | 1 | 0
PG&E GBA | Weber | 60 | Geothermal |  |  | 0 | 0 | 0 | 0 | 0 | 0 | 0 | 0 | 0 | 1 | 1 | 1 | 1 | 3 | [13 empty] | 1 | 1 | 3 | 2 | 1 | 1 | 1 | 0
PG&E FRESNO | West Fresno | 115 | Geothermal |  |  | 0 | 0 | 0 | 0 | 0 | 0 | 0 | 0 | 0 | 5 | 5 | 5 | 2 | [14 empty] | 1 | 1 | 2 | 2 | 1 | 1 | 1 | 0
PG&E FRESNO | Westley | 230 | Geothermal |  |  | 0 | 0 | 0 | 0 | 0 | 0 | 0 | 0 | 0 | 1 | 1 | 1 | 1 | [14 empty] | 1 | 1 | 4 | 2 | 1 | 1 | 1 | 0
PG&E KERN | Westpark | 115 | Geothermal |  |  | 0 | 0 | 0 | 0 | 0 | 0 | 0 | 0 | 0 | 5 | 2 | 5 | 2 | [14 empty] | 1 | 1 | 3 | 1 | 1 | 1 | 1 | 0
PG&E KERN | Wheeler Ridge | 230 | Geothermal |  |  | 0 | 0 | 0 | 0 | 0 | 0 | 0 | 0 | 0 | 5 | 5 | 5 | 4 | 1 | [13 empty] | 1 | 1 | 4 | 1 | 1 | 1 | 1 | 0
PG&E KERN | Wheeler Ridge | 115 | Geothermal |  |  | 0 | 0 | 0 | 0 | 0 | 0 | 0 | 0 | 0 | 5 | 2 | 5 | 2 | 3 | [13 empty] | 1 | 1 | 4 | 1 | 1 | 1 | 1 | 0
PG&E KERN | Wheeler Ridge | 70 | Geothermal |  |  | 0 | 0 | 0 | 0 | 0 | 0 | 0 | 0 | 0 | 5 | 5 | 5 | 4 | [14 empty] | 1 | 1 | 4 | 1 | 1 | 1 | 1 | 0
SCE Northern | Whirlwind | 230 | Geothermal |  |  | 0 | 0 | 0 | 0 | 0 | 0 | 0 | 0 | 0 | 1 | 1 | 1 | 1 | 5 | [13 empty] | 2 | 1 | 4 | 1 | 3 | 1 | 1 | 0
SCE Northern | Whirlwind | 500 | Geothermal |  |  | 0 | 0 | 0 | 0 | 0 | 0 | 0 | 0 | 0 | 1 | 1 | 1 | 1 | 5 | [13 empty] | 2 | 1 | 4 | 1 | 3 | 1 | 1 | 0
PG&E GBA | Whisman | 115 | Geothermal |  |  | 0 | 0 | 0 | 0 | 0 | 0 | 0 | 0 | 0 | 1 | 1 | 1 | 1 | [14 empty] | 2 | 1 | 2 | 2 | 2 | 1 | 1 | 0
SCE Eastern | Wildlife | 230 | Geothermal |  |  | 0 | 0 | 0 | 0 | 0 | 0 | 0 | 0 | 0 | 1 | 1 | 1 | 1 | [14 empty] | 1 | 1 | 1 | 1 | 1 | 1 | 1 | 0
PG&E FRESNO | Wilson | 115 | Geothermal |  |  | 0 | 0 | 0 | 0 | 0 | 0 | 0 | 0 | 0 | 5 | 5 | 5 | 2 | 4 | [13 empty] | 1 | 1 | 4 | 2 | 1 | 1 | 1 | 0
PG&E FRESNO | Wilson | 230 | Geothermal |  |  | 0 | 0 | 0 | 0 | 0 | 0 | 0 | 0 | 0 | 5 | 5 | 5 | 4 | [14 empty] | 1 | 1 | 4 | 2 | 1 | 1 | 1 | 0
SCE Northern | Windhub | 230 | Geothermal |  |  | 0 | 0 | 0 | 0 | 0 | 0 | 0 | 0 | 0 | 1 | 1 | 1 | 1 | 4 | [13 empty] | 2 | 1 | 4 | 1 | 2 | 1 | 1 | 0
SCE Northern | Windhub | 500 | Geothermal |  |  | 0 | 0 | 0 | 0 | 0 | 0 | 0 | 0 | 0 | 1 | 1 | 1 | 1 | 5 | [13 empty] | 2 | 1 | 4 | 1 | 2 | 1 | 1 | 0
PG&E GBA | Windmaster | 230 | Geothermal |  |  | 0 | 0 | 0 | 0 | 0 | 0 | 0 | 0 | 0 | 5 | 5 | 1 | 1 | [14 empty] | 2 | 1 | 2 | 1 | 2 | 1 | 1 | 0
PG&E NGBA | Windsor | 60 | Geothermal |  |  | 0 | 0 | 0 | 0 | 0 | 0 | 0 | 0 | 0 | 5 | 5 | 1 | 1 | [14 empty] | 1 | 1 | 2 | 1 | 2 | 1 | 1 | 0
PG&E NGBA | Woodland | 115 | Geothermal |  |  | 0 | 0 | 0 | 0 | 0 | 0 | 0 | 0 | 0 | 5 | 5 | 1 | 1 | [14 empty] | 2 | 1 | 4 | 2 | 3 | 1 | 1 | 0
PG&E FRESNO | Woodward | 115 | Geothermal |  |  | 0 | 0 | 0 | 0 | 0 | 0 | 0 | 0 | 0 | 5 | 2 | 5 | 2 | [14 empty] | 1 | 1 | 2 | 2 | 2 | 1 | 1 | 0
PG&E NGBA | Wyandotte | 115 | Geothermal |  |  | 0 | 0 | 0 | 0 | 0 | 0 | 0 | 0 | 0 | 5 | 5 | 1 | 1 | [14 empty] | 2 | 1 | 2 | 2 | 2 | 1 | 1 | 0
PG&E KERN | 7th Standard | 115 | Biomass |  |  | 0 | 0 | 0 | 0 | 0 | 0 | 0 | 0 | 0 | 5 | 5 | 5 | 4 | [14 empty] | 3 | 3 | 2 | 3 | 3 | 1 | 1 | 0
SCE Metro | Alamitos | 230 | Biomass |  |  | 0 | 0 | 0 | 0 | 0 | 0 | 0 | 0 | 0 | 1 | 1 | 1 | 1 | [14 empty] | 3 | 3 | 4 | 3 | 4 | 1 | 1 | 0
SCE Eastern | Alberhill | 115 | Biomass |  |  | 0 | 0 | 0 | 0 | 0 | 0 | 0 | 0 | 0 | 1 | 1 | 1 | 1 | [14 empty] | 3 | 3 | 1 | 3 | 4 | 1 | 1 | 0
SCE Eastern | Alberhill | 500 | Biomass |  |  | 0 | 0 | 0 | 0 | 0 | 0 | 0 | 0 | 0 | 1 | 1 | 1 | 1 | [14 empty] | 3 | 3 | 1 | 3 | 4 | 1 | 1 | 0
PG&E GBA | Alhambra | 115 | Biomass |  |  | 0 | 0 | 0 | 0 | 0 | 0 | 0 | 0 | 0 | 5 | 5 | 1 | 1 | [14 empty] | 1 | 3 | 3 | 3 | 3 | 1 | 1 | 0
PG&E FRESNO | Alpaugh | 115 | Biomass |  |  | 0 | 0 | 0 | 0 | 0 | 0 | 0 | 0 | 0 | 5 | 5 | 5 | 4 | 3 | [13 empty] | 3 | 3 | 2 | 3 | 4 | 1 | 1 | 0
SDGE | Alpine | 69 | Biomass |  |  | 0 | 0 | 0 | 0 | 0 | 0 | 0 | 0 | 0 | 1 | 1 | 1 | 1 | [14 empty] | 1 | 3 | 1 | 3 | 1 | 1 | 1 | 0
PG&E GBA | Altamont Midway (Sandhill) | 230 | Biomass |  |  | 0 | 0 | 0 | 0 | 0 | 0 | 0 | 0 | 0 | 5 | 5 | 1 | 1 | [14 empty] | 1 | 3 | 3 | 3 | 1 | 1 | 1 | 0
SCE Northern | Antelope | 66 | Biomass |  |  | 0 | 0 | 0 | 0 | 0 | 0 | 0 | 0 | 0 | 1 | 1 | 1 | 1 | [14 empty] | 1 | 3 | 1 | 3 | 1 | 1 | 1 | 0
SCE Northern | Antelope | 230 | Biomass |  |  | 0 | 0 | 0 | 0 | 0 | 0 | 0 | 0 | 0 | 1 | 1 | 1 | 1 | 4 | [13 empty] | 1 | 3 | 1 | 3 | 1 | 1 | 1 | 0
SCE Northern | Antelope | 500 | Biomass |  |  | 0 | 0 | 0 | 0 | 0 | 0 | 0 | 0 | 0 | 1 | 1 | 1 | 1 | [14 empty] | 1 | 3 | 1 | 3 | 1 | 1 | 1 | 0
PG&E NGBA | Arcata | 60 | Biomass |  |  | 0 | 0 | 0 | 0 | 0 | 0 | 0 | 0 | 0 | 5 | 5 | 1 | 1 | [14 empty] | 1 | 1 | 1 | 1 | 1 | 1 | 1 | 0
PG&E KERN | Arco | 230 | Biomass |  |  | 0 | 0 | 0 | 0 | 0 | 0 | 0 | 0 | 0 | 5 | 5 | 5 | 4 | 3 | [13 empty] | 3 | 3 | 1 | 3 | 4 | 1 | 1 | 0
PG&E KERN | Arco | 70 | Biomass |  |  | 0 | 0 | 0 | 0 | 0 | 0 | 0 | 0 | 0 | 5 | 5 | 5 | 4 | [14 empty] | 3 | 3 | 1 | 3 | 4 | 1 | 1 | 0
SCE Metro | ArcoGen | 230 | Biomass |  |  | 0 | 0 | 0 | 0 | 0 | 0 | 0 | 0 | 0 | 1 | 1 | 1 | 1 | [14 empty] | 3 | 3 | 4 | 3 | 4 | 1 | 1 | 0
SDGE | Artesian | 230 | Biomass |  |  | 0 | 0 | 0 | 0 | 0 | 0 | 0 | 0 | 0 | 1 | 1 | 1 | 1 | [14 empty] | 1 | 3 | 3 | 3 | 1 | 1 | 1 | 0
SDGE | Artesian | 69 | Biomass |  |  | 0 | 0 | 0 | 0 | 0 | 0 | 0 | 0 | 0 | 1 | 1 | 1 | 1 | [14 empty] | 1 | 3 | 3 | 3 | 1 | 1 | 1 | 0
PG&E FRESNO | Ashlan | 230 | Biomass |  |  | 0 | 0 | 0 | 0 | 0 | 0 | 0 | 0 | 0 | 5 | 2 | 5 | 2 | [14 empty] | 3 | 3 | 3 | 1 | 4 | 1 | 1 | 0
PG&E NGBA | Atlantic | 115 | Biomass |  |  | 0 | 0 | 0 | 0 | 0 | 0 | 0 | 0 | 0 | 5 | 5 | 1 | 1 | [14 empty] | 1 | 3 | 3 | 1 | 1 | 1 | 1 | 0
PG&E NGBA | Atlantic | 230 | Biomass |  |  | 0 | 0 | 0 | 0 | 0 | 0 | 0 | 0 | 0 | 5 | 5 | 1 | 1 | [14 empty] | 1 | 3 | 3 | 1 | 1 | 1 | 1 | 0
PG&E NGBA | Atlantic | 60 | Biomass |  |  | 0 | 0 | 0 | 0 | 0 | 0 | 0 | 0 | 0 | 5 | 5 | 1 | 1 | [14 empty] | 1 | 3 | 3 | 1 | 1 | 1 | 1 | 0
PG&E FRESNO | Atwater | 115 | Biomass |  |  | 0 | 0 | 0 | 0 | 0 | 0 | 0 | 0 | 0 | 5 | 2 | 5 | 2 | [14 empty] | 3 | 3 | 4 | 1 | 4 | 1 | 1 | 0
PG&E GBA | Avena | 115 | Biomass |  |  | 0 | 0 | 0 | 0 | 0 | 0 | 0 | 0 | 0 | 1 | 1 | 1 | 1 | [14 empty] | 3 | 3 | 2 | 1 | 4 | 1 | 1 | 0
SDGE | Avocado | 69 | Biomass |  |  | 0 | 0 | 0 | 0 | 0 | 0 | 0 | 0 | 0 | 1 | 1 | 1 | 1 | [14 empty] | 1 | 3 | 2 | 3 | 1 | 1 | 1 | 0
PG&E NGBA | Bahia | 230 | Biomass |  |  | 0 | 0 | 0 | 0 | 0 | 0 | 0 | 0 | 0 | 5 | 5 | 1 | 1 | [14 empty] | 1 | 3 | 4 | 3 | 3 | 1 | 1 | 0
SCE Northern | Bailey | 230 | Biomass |  |  | 0 | 0 | 0 | 0 | 0 | 0 | 0 | 0 | 0 | 5 | 2 | 4 | 2 | [14 empty] | 3 | 3 | 1 | 3 | 1 | 1 | 1 | 0
SCE NOL | Baker | 115 | Biomass |  |  | 0 | 0 | 0 | 0 | 0 | 0 | 0 | 0 | 0 | 3 | 3 | 1 | 1 | [14 empty] | 1 | 1 | 1 | 3 | 4 | 1 | 1 | 0
PG&E KERN | Bakersfield | 230 | Biomass |  |  | 0 | 0 | 0 | 0 | 0 | 0 | 0 | 0 | 0 | 5 | 5 | 5 | 4 | [14 empty] | 3 | 3 | 3 | 3 | 4 | 1 | 1 | 0
PG&E FRESNO | Balch | 230 | Biomass |  |  | 0 | 0 | 0 | 0 | 0 | 0 | 0 | 0 | 0 | 5 | 5 | 5 | 2 | [14 empty] | 3 | 3 | 1 | 1 | 1 | 1 | 1 | 0
SCE Eastern | Bannister | 230 | Biomass |  |  | 0 | 0 | 0 | 0 | 0 | 0 | 0 | 0 | 0 | 5 | 2 | 1 | 1 | [14 empty] | 1 | 3 | 3 | 1 | 4 | 1 | 1 | 0
SCE Metro | Barre | 230 | Biomass |  |  | 0 | 0 | 0 | 0 | 0 | 0 | 0 | 0 | 0 | 1 | 1 | 1 | 1 | [14 empty] | 3 | 3 | 4 | 3 | 4 | 1 | 1 | 0
SDGE | Bay Boulevard | 69 | Biomass |  |  | 0 | 0 | 0 | 0 | 0 | 0 | 0 | 0 | 0 | 1 | 1 | 1 | 1 | [14 empty] | 1 | 3 | 4 | 3 | 4 | 1 | 1 | 0
SDGE | Bay Boulevard | 230 | Biomass |  |  | 0 | 0 | 0 | 0 | 0 | 0 | 0 | 0 | 0 | 1 | 1 | 1 | 1 | [14 empty] | 1 | 3 | 4 | 3 | 4 | 1 | 1 | 0
EOP | Beatty | 138 | Biomass |  |  | 0 | 0 | 0 | 0 | 0 | 0 | 0 | 0 | 0 | 5 | 2 | 4 | 2 | [14 empty] | 1 | 1 | 1 | 3 | 1 | 1 | 1 | 0
EOP | Beatty | 230 | Biomass |  |  | 0 | 0 | 0 | 0 | 0 | 0 | 0 | 0 | 0 | 5 | 2 | 4 | 2 | [14 empty] | 1 | 1 | 1 | 3 | 1 | 1 | 1 | 0
PG&E NGBA | Belden | 230 | Biomass |  |  | 0 | 0 | 0 | 0 | 0 | 0 | 0 | 0 | 0 | 5 | 5 | 1 | 1 | [14 empty] | 1 | 1 | 1 | 3 | 1 | 1 | 1 | 0
PG&E NGBA | Bell | 115 | Biomass |  |  | 0 | 0 | 0 | 0 | 0 | 0 | 0 | 0 | 0 | 5 | 5 | 1 | 1 | [14 empty] | 1 | 3 | 1 | 1 | 1 | 1 | 1 | 0
PG&E NGBA | Bellevue | 115 | Biomass |  |  | 0 | 0 | 0 | 0 | 0 | 0 | 0 | 0 | 0 | 5 | 5 | 1 | 1 | [14 empty] | 1 | 3 | 3 | 1 | 3 | 1 | 1 | 0
PG&E GBA | Bellota | 115 | Biomass |  |  | 0 | 0 | 0 | 0 | 0 | 0 | 0 | 0 | 0 | 1 | 1 | 1 | 1 | 3 | [13 empty] | 3 | 3 | 1 | 1 | 1 | 1 | 1 | 0
PG&E GBA | Bellota | 230 | Biomass |  |  | 0 | 0 | 0 | 0 | 0 | 0 | 0 | 0 | 0 | 1 | 1 | 1 | 1 | 3 | [13 empty] | 3 | 3 | 1 | 1 | 1 | 1 | 1 | 0
SCE Northern | Big Creek | 230 | Biomass |  |  | 0 | 0 | 0 | 0 | 0 | 0 | 0 | 0 | 0 | 1 | 1 | 1 | 1 | [14 empty] | 3 | 3 | 1 | 1 | 1 | 1 | 1 | 0
PG&E FRESNO | Biola | 70 | Biomass |  |  | 0 | 0 | 0 | 0 | 0 | 0 | 0 | 0 | 0 | 5 | 2 | 5 | 2 | [14 empty] | 3 | 3 | 1 | 1 | 4 | 1 | 1 | 0
PG&E GBA | Birds Landing | 230 | Biomass |  |  | 0 | 0 | 0 | 0 | 0 | 0 | 0 | 0 | 0 | 5 | 5 | 1 | 1 | 3 | [13 empty] | 1 | 3 | 2 | 3 | 4 | 1 | 1 | 0
SCE Northern | Bliss | 66 | Biomass |  |  | 0 | 0 | 0 | 0 | 0 | 0 | 0 | 0 | 0 | 1 | 1 | 1 | 1 | [14 empty] | 3 | 3 | 1 | 3 | 4 | 1 | 1 | 0
SCE Eastern | Blythe | 161 | Biomass |  |  | 0 | 0 | 0 | 0 | 0 | 0 | 0 | 0 | 0 | 5 | 2 | 1 | 1 | 3 | [13 empty] | 1 | 1 | 3 | 3 | 4 | 1 | 1 | 0
PG&E NGBA | Bogue | 115 | Biomass |  |  | 0 | 0 | 0 | 0 | 0 | 0 | 0 | 0 | 0 | 5 | 5 | 1 | 1 | [14 empty] | 1 | 1 | 3 | 3 | 3 | 1 | 1 | 0
PG&E FRESNO | Borden | 230 | Biomass |  |  | 0 | 0 | 0 | 0 | 0 | 0 | 0 | 0 | 0 | 5 | 5 | 5 | 4 | 1 | [13 empty] | 3 | 3 | 1 | 1 | 4 | 1 | 1 | 0
PG&E FRESNO | Borden | 70 | Biomass |  |  | 0 | 0 | 0 | 0 | 0 | 0 | 0 | 0 | 0 | 5 | 5 | 5 | 4 | [14 empty] | 3 | 3 | 1 | 1 | 4 | 1 | 1 | 0
SDGE | Boulevard East | 138 | Biomass |  |  | 0 | 0 | 0 | 0 | 0 | 0 | 0 | 0 | 0 | 1 | 1 | 1 | 1 | 1 | [13 empty] | 1 | 3 | 1 | 3 | 1 | 1 | 1 | 0
SDGE | Boulevard East | 69 | Biomass |  |  | 0 | 0 | 0 | 0 | 0 | 0 | 0 | 0 | 0 | 1 | 1 | 1 | 1 | [14 empty] | 1 | 3 | 1 | 3 | 1 | 1 | 1 | 0
PG&E GBA | Brentwood | 230 | Biomass |  |  | 0 | 0 | 0 | 0 | 0 | 0 | 0 | 0 | 0 | 5 | 5 | 1 | 1 | [14 empty] | 1 | 3 | 2 | 3 | 1 | 1 | 1 | 0
PG&E NGBA | Bridgeville | 115 | Biomass |  |  | 0 | 0 | 0 | 0 | 0 | 0 | 0 | 0 | 0 | 5 | 5 | 1 | 1 | [14 empty] | 1 | 1 | 1 | 1 | 1 | 1 | 4 | 1
PG&E NGBA | Brighton | 115 | Biomass |  |  | 0 | 0 | 0 | 0 | 0 | 0 | 0 | 0 | 0 | 5 | 5 | 1 | 1 | [14 empty] | 1 | 3 | 3 | 1 | 4 | 1 | 1 | 0
PG&E NGBA | Brighton | 230 | Biomass |  |  | 0 | 0 | 0 | 0 | 0 | 0 | 0 | 0 | 0 | 5 | 5 | 1 | 1 | [14 empty] | 1 | 3 | 3 | 1 | 4 | 1 | 1 | 0
PG&E NGBA | Brunswick | 115 | Biomass |  |  | 0 | 0 | 0 | 0 | 0 | 0 | 0 | 0 | 0 | 5 | 5 | 1 | 1 | [14 empty] | 1 | 3 | 1 | 3 | 1 | 1 | 1 | 0
PG&E NGBA | Bucks Creek | 230 | Biomass |  |  | 0 | 0 | 0 | 0 | 0 | 0 | 0 | 0 | 0 | 5 | 5 | 1 | 1 | [14 empty] | 1 | 1 | 1 | 3 | 1 | 1 | 1 | 0
PG&E KERN | Buena Vista | 230 | Biomass |  |  | 0 | 0 | 0 | 0 | 0 | 0 | 0 | 0 | 0 | 5 | 5 | 5 | 4 | [14 empty] | 1 | 1 | 2 | 1 | 4 | 1 | 1 | 0
PG&E FRESNO | Bullard | 115 | Biomass |  |  | 0 | 0 | 0 | 0 | 0 | 0 | 0 | 0 | 0 | 5 | 5 | 5 | 4 | [14 empty] | 3 | 3 | 4 | 1 | 3 | 1 | 1 | 0
PG&E GBA | Burlingame | 115 | Biomass |  |  | 0 | 0 | 0 | 0 | 0 | 0 | 0 | 0 | 0 | 5 | 5 | 1 | 1 | [14 empty] | 1 | 3 | 3 | 3 | 3 | 1 | 1 | 0
PG&E NGBA | Burney Forest | 230 | Biomass |  |  | 0 | 0 | 0 | 0 | 0 | 0 | 0 | 0 | 0 | 5 | 5 | 3 | 2 | [14 empty] | 1 | 1 | 1 | 1 | 1 | 1 | 4 | 1
PG&E NGBA | Butte | 115 | Biomass |  |  | 0 | 0 | 0 | 0 | 0 | 0 | 0 | 0 | 0 | 5 | 5 | 1 | 1 | [14 empty] | 1 | 3 | 1 | 1 | 3 | 1 | 1 | 0
PG&E KERN | Cabrillo | 115 | Biomass |  |  | 0 | 0 | 0 | 0 | 0 | 0 | 0 | 0 | 0 | 5 | 2 | 5 | 2 | [14 empty] | 1 | 1 | 1 | 3 | 1 | 1 | 1 | 0
PG&E FRESNO | Cal Flats | 230 | Biomass |  |  | 0 | 0 | 0 | 0 | 0 | 0 | 0 | 0 | 0 | 5 | 5 | 5 | 4 | [14 empty] | 1 | 1 | 1 | 1 | 3 | 1 | 1 | 0
SCE NOL | Calcite | 230 | Biomass |  |  | 0 | 0 | 0 | 0 | 0 | 0 | 0 | 0 | 0 | 1 | 1 | 1 | 1 | 3 | [13 empty] | 1 | 3 | 1 | 3 | 1 | 1 | 1 | 0
PG&E KERN | Caliente | 230 | Biomass |  |  | 0 | 0 | 0 | 0 | 0 | 0 | 0 | 0 | 0 | 5 | 5 | 5 | 4 | 1 | [13 empty] | 1 | 3 | 1 | 1 | 3 | 1 | 1 | 0
PG&E FRESNO | California Ave | 115 | Biomass |  |  | 0 | 0 | 0 | 0 | 0 | 0 | 0 | 0 | 0 | 5 | 2 | 5 | 2 | [14 empty] | 3 | 3 | 3 | 1 | 4 | 1 | 1 | 0
PG&E KERN | Callender | 115 | Biomass |  |  | 0 | 0 | 0 | 0 | 0 | 0 | 0 | 0 | 0 | 5 | 5 | 5 | 4 | [14 empty] | 1 | 1 | 1 | 1 | 3 | 1 | 1 | 0
PG&E NGBA | Calpella | 115 | Biomass |  |  | 0 | 0 | 0 | 0 | 0 | 0 | 0 | 0 | 0 | 5 | 5 | 1 | 1 | [14 empty] | 1 | 1 | 1 | 1 | 1 | 1 | 5 | 1
PG&E GBA | Camanche | 230 | Biomass |  |  | 0 | 0 | 0 | 0 | 0 | 0 | 0 | 0 | 0 | 1 | 1 | 1 | 1 | [14 empty] | 3 | 3 | 2 | 1 | 1 | 1 | 1 | 0
SDGE | Cameron | 69 | Biomass |  |  | 0 | 0 | 0 | 0 | 0 | 0 | 0 | 0 | 0 | 1 | 1 | 1 | 1 | [14 empty] | 3 | 3 | 3 | 3 | 4 | 1 | 1 | 0
SDGE | Cannon | 69 | Biomass |  |  | 0 | 0 | 0 | 0 | 0 | 0 | 0 | 0 | 0 | 1 | 1 | 1 | 1 | [14 empty] | 1 | 3 | 4 | 3 | 1 | 1 | 1 | 0
PG&E FRESNO | Cantua | 115 | Biomass |  |  | 0 | 0 | 0 | 0 | 0 | 0 | 0 | 0 | 0 | 5 | 2 | 5 | 2 | [14 empty] | 3 | 3 | 1 | 1 | 4 | 1 | 1 | 0
SDGE | Capistrano | 138 | Biomass |  |  | 0 | 0 | 0 | 0 | 0 | 0 | 0 | 0 | 0 | 1 | 1 | 1 | 1 | [14 empty] | 3 | 3 | 3 | 3 | 1 | 1 | 1 | 0
SDGE | Capistrano | 230 | Biomass |  |  | 0 | 0 | 0 | 0 | 0 | 0 | 0 | 0 | 0 | 1 | 1 | 1 | 1 | [14 empty] | 3 | 3 | 3 | 3 | 1 | 1 | 1 | 0
PG&E NGBA | Carberry | 230 | Biomass |  |  | 0 | 0 | 0 | 0 | 0 | 0 | 0 | 0 | 0 | 5 | 5 | 3 | 2 | [14 empty] | 1 | 1 | 1 | 1 | 1 | 1 | 4 | 1
SCE Eastern | Cardiff | 66 | Biomass |  |  | 0 | 0 | 0 | 0 | 0 | 0 | 0 | 0 | 0 | 1 | 1 | 1 | 1 | [14 empty] | 3 | 3 | 3 | 3 | 4 | 1 | 1 | 0
PG&E NGBA | Caribou | 60 | Biomass |  |  | 0 | 0 | 0 | 0 | 0 | 0 | 0 | 0 | 0 | 5 | 5 | 1 | 1 | [14 empty] | 1 | 1 | 1 | 3 | 1 | 1 | 4 | 1
PG&E NGBA | Caribou | 115 | Biomass |  |  | 0 | 0 | 0 | 0 | 0 | 0 | 0 | 0 | 0 | 5 | 5 | 1 | 1 | [14 empty] | 1 | 1 | 1 | 3 | 1 | 1 | 4 | 1
PG&E NGBA | Caribou | 230 | Biomass |  |  | 0 | 0 | 0 | 0 | 0 | 0 | 0 | 0 | 0 | 5 | 5 | 1 | 1 | [14 empty] | 1 | 1 | 1 | 3 | 1 | 1 | 1 | 0
EOP | Carpenter Canyon (fka Gamebird) | 138 | Biomass |  |  | 0 | 0 | 0 | 0 | 0 | 0 | 0 | 0 | 0 | 5 | 2 | 4 | 2 | [14 empty] | 1 | 1 | 1 | 3 | 1 | 1 | 1 | 0
EOP | Carpenter Canyon (fka Gamebird) | 230 | Biomass |  |  | 0 | 0 | 0 | 0 | 0 | 0 | 0 | 0 | 0 | 5 | 2 | 4 | 2 | [14 empty] | 1 | 1 | 1 | 3 | 1 | 1 | 1 | 0
PG&E NGBA | Carquinez | 115 | Biomass |  |  | 0 | 0 | 0 | 0 | 0 | 0 | 0 | 0 | 0 | 5 | 5 | 1 | 1 | [14 empty] | 1 | 3 | 3 | 3 | 4 | 1 | 1 | 0
SDGE | Carrizo Gorge | 138 | Biomass |  |  | 0 | 0 | 0 | 0 | 0 | 0 | 0 | 0 | 0 | 1 | 1 | 1 | 1 | [14 empty] | 1 | 3 | 1 | 3 | 1 | 1 | 1 | 0
PG&E KERN | Carrizo Plains | 115 | Biomass |  |  | 0 | 0 | 0 | 0 | 0 | 0 | 0 | 0 | 0 | 5 | 5 | 5 | 4 | [14 empty] | 1 | 3 | 1 | 1 | 3 | 1 | 1 | 0
PG&E KERN | Casaloma | 230 | Biomass |  |  | 0 | 0 | 0 | 0 | 0 | 0 | 0 | 0 | 0 | 5 | 2 | 5 | 2 | [14 empty] | 3 | 3 | 3 | 3 | 4 | 1 | 1 | 0
PG&E GBA | Castro Valley | 230 | Biomass |  |  | 0 | 0 | 0 | 0 | 0 | 0 | 0 | 0 | 0 | 5 | 5 | 1 | 1 | [14 empty] | 1 | 3 | 3 | 3 | 3 | 1 | 1 | 0
PG&E GBA | Cayetano | 230 | Biomass |  |  | 0 | 0 | 0 | 0 | 0 | 0 | 0 | 0 | 0 | 5 | 5 | 1 | 1 | [14 empty] | 1 | 3 | 2 | 3 | 1 | 1 | 1 | 0
SCE Metro | Center | 230 | Biomass |  |  | 0 | 0 | 0 | 0 | 0 | 0 | 0 | 0 | 0 | 1 | 1 | 1 | 1 | [14 empty] | 3 | 3 | 4 | 3 | 4 | 1 | 1 | 0
PG&E KERN | Charca | 115 | Biomass |  |  | 0 | 0 | 0 | 0 | 0 | 0 | 0 | 0 | 0 | 5 | 2 | 5 | 2 | [14 empty] | 3 | 3 | 1 | 3 | 4 | 1 | 1 | 0
EOP | Charleston | 138 | Biomass |  |  | 0 | 0 | 0 | 0 | 0 | 0 | 0 | 0 | 0 | 5 | 2 | 4 | 2 | [14 empty] | 1 | 1 | 1 | 3 | 1 | 1 | 1 | 0
SCE Metro | Chevmain | 230 | Biomass |  |  | 0 | 0 | 0 | 0 | 0 | 0 | 0 | 0 | 0 | 1 | 1 | 1 | 1 | [14 empty] | 3 | 3 | 4 | 3 | 4 | 1 | 1 | 0
SDGE | Chicarita | 138 | Biomass |  |  | 0 | 0 | 0 | 0 | 0 | 0 | 0 | 0 | 0 | 1 | 1 | 1 | 1 | [14 empty] | 1 | 3 | 3 | 3 | 1 | 1 | 1 | 0
SCE Metro | Chino | 230 | Biomass |  |  | 0 | 0 | 0 | 0 | 0 | 0 | 0 | 0 | 0 | 1 | 1 | 1 | 1 | [14 empty] | 3 | 3 | 4 | 3 | 3 | 1 | 1 | 0
PG&E FRESNO | Chowchilla | 115 | Biomass |  |  | 0 | 0 | 0 | 0 | 0 | 0 | 0 | 0 | 0 | 5 | 5 | 5 | 2 | [14 empty] | 3 | 3 | 4 | 1 | 3 | 1 | 1 | 0
PG&E GBA | Christie | 60 | Biomass |  |  | 0 | 0 | 0 | 0 | 0 | 0 | 0 | 0 | 0 | 5 | 5 | 1 | 1 | [14 empty] | 1 | 3 | 3 | 3 | 3 | 1 | 1 | 0
PG&E GBA | Christie | 115 | Biomass |  |  | 0 | 0 | 0 | 0 | 0 | 0 | 0 | 0 | 0 | 5 | 5 | 1 | 1 | [14 empty] | 1 | 3 | 3 | 3 | 3 | 1 | 1 | 0
SCE Eastern | Cielo Azul | 500 | Biomass |  |  | 0 | 0 | 0 | 0 | 0 | 0 | 0 | 0 | 0 | 5 | 4 | 4 | 2 | [14 empty] | 1 | 1 | 1 | 3 | 1 | 1 | 1 | 0
PG&E GBA | Clay | 60 | Biomass |  |  | 0 | 0 | 0 | 0 | 0 | 0 | 0 | 0 | 0 | 1 | 1 | 1 | 1 | [14 empty] | 1 | 3 | 3 | 3 | 1 | 1 | 1 | 0
PG&E GBA | Clayton | 115 | Biomass |  |  | 0 | 0 | 0 | 0 | 0 | 0 | 0 | 0 | 0 | 5 | 5 | 1 | 1 | [14 empty] | 1 | 3 | 2 | 3 | 3 | 1 | 1 | 0
PG&E NGBA | Cloverdale | 115 | Biomass |  |  | 0 | 0 | 0 | 0 | 0 | 0 | 0 | 0 | 0 | 5 | 5 | 1 | 1 | [14 empty] | 1 | 1 | 1 | 1 | 1 | 1 | 5 | 1
PG&E FRESNO | Clovis | 115 | Biomass |  |  | 0 | 0 | 0 | 0 | 0 | 0 | 0 | 0 | 0 | 5 | 2 | 5 | 2 | [14 empty] | 3 | 3 | 3 | 1 | 3 | 1 | 1 | 0
PG&E GBA | Coburn | 230 | Biomass |  |  | 0 | 0 | 0 | 0 | 0 | 0 | 0 | 0 | 0 | 5 | 2 | 5 | 2 | [14 empty] | 1 | 1 | 3 | 1 | 1 | 1 | 1 | 0
PG&E GBA | Coburn | 60 | Biomass |  |  | 0 | 0 | 0 | 0 | 0 | 0 | 0 | 0 | 0 | 5 | 2 | 5 | 2 | [14 empty] | 1 | 1 | 3 | 1 | 1 | 1 | 1 | 0
PG&E NGBA | Colgate | 230 | Biomass |  |  | 0 | 0 | 0 | 0 | 0 | 0 | 0 | 0 | 0 | 5 | 5 | 1 | 1 | [14 empty] | 1 | 3 | 1 | 3 | 1 | 1 | 4 | 1
PG&E GBA | Collierville | 230 | Biomass |  |  | 0 | 0 | 0 | 0 | 0 | 0 | 0 | 0 | 0 | 1 | 1 | 1 | 1 | [14 empty] | 1 | 3 | 1 | 3 | 1 | 1 | 1 | 0
PG&E GBA | Collinsville | 230 | Biomass |  |  | 0 | 0 | 0 | 0 | 0 | 0 | 0 | 0 | 0 | 5 | 5 | 1 | 1 | [14 empty] | 1 | 3 | 3 | 3 | 4 | 1 | 1 | 0
PG&E GBA | Collinsville | 500 | Biomass |  |  | 0 | 0 | 0 | 0 | 0 | 0 | 0 | 0 | 0 | 5 | 5 | 1 | 1 | [14 empty] | 1 | 3 | 3 | 3 | 4 | 1 | 1 | 0
SCE Eastern | Colorado River | 230 | Biomass |  |  | 0 | 0 | 0 | 0 | 0 | 0 | 0 | 0 | 0 | 4 | 4 | 1 | 1 | 4 | [13 empty] | 1 | 1 | 2 | 3 | 1 | 1 | 1 | 0
SCE Eastern | Colorado River | 500 | Biomass |  |  | 0 | 0 | 0 | 0 | 0 | 0 | 0 | 0 | 0 | 4 | 4 | 1 | 1 | 2 | [13 empty] | 1 | 1 | 2 | 3 | 1 | 1 | 1 | 0
PG&E KERN | Columbus | 115 | Biomass |  |  | 0 | 0 | 0 | 0 | 0 | 0 | 0 | 0 | 0 | 5 | 5 | 5 | 4 | [14 empty] | 3 | 3 | 3 | 3 | 3 | 1 | 1 | 0
PG&E GBA | Contra Costa | 115 | Biomass |  |  | 0 | 0 | 0 | 0 | 0 | 0 | 0 | 0 | 0 | 5 | 5 | 1 | 1 | [14 empty] | 1 | 3 | 4 | 3 | 3 | 1 | 1 | 0
PG&E GBA | Contra Costa | 230 | Biomass |  |  | 0 | 0 | 0 | 0 | 0 | 0 | 0 | 0 | 0 | 5 | 5 | 1 | 1 | [14 empty] | 1 | 3 | 4 | 3 | 3 | 1 | 1 | 0
PG&E GBA | Contra Costa PP | 230 | Biomass |  |  | 0 | 0 | 0 | 0 | 0 | 0 | 0 | 0 | 0 | 5 | 5 | 1 | 1 | [14 empty] | 1 | 3 | 4 | 3 | 3 | 1 | 1 | 0
SCE NOL | Control | 115 | Biomass |  |  | 0 | 0 | 0 | 0 | 0 | 0 | 0 | 0 | 0 | 5 | 3 | 1 | 1 | [14 empty] | 1 | 1 | 1 | 3 | 1 | 1 | 1 | 0
SCE NOL | Control | 55 | Biomass |  |  | 0 | 0 | 0 | 0 | 0 | 0 | 0 | 0 | 0 | 5 | 3 | 1 | 1 | [14 empty] | 1 | 1 | 1 | 3 | 1 | 1 | 1 | 0
PG&E GBA | Cooley Landing | 115 | Biomass |  |  | 0 | 0 | 0 | 0 | 0 | 0 | 0 | 0 | 0 | 5 | 5 | 1 | 1 | [14 empty] | 1 | 3 | 3 | 3 | 4 | 1 | 1 | 0
PG&E GBA | Cooley Landing | 60 | Biomass |  |  | 0 | 0 | 0 | 0 | 0 | 0 | 0 | 0 | 0 | 1 | 1 | 1 | 1 | [14 empty] | 1 | 3 | 3 | 3 | 4 | 1 | 1 | 0
SCE NOL | Coolwater | 230 | Biomass |  |  | 0 | 0 | 0 | 0 | 0 | 0 | 0 | 0 | 0 | 3 | 3 | 1 | 1 | [14 empty] | 1 | 3 | 4 | 3 | 4 | 1 | 1 | 0
SCE NOL | Coolwater | 115 | Biomass |  |  | 0 | 0 | 0 | 0 | 0 | 0 | 0 | 0 | 0 | 3 | 3 | 1 | 1 | 3 | [13 empty] | 1 | 3 | 4 | 3 | 4 | 1 | 1 | 0
PG&E KERN | Copus | 70 | Biomass |  |  | 0 | 0 | 0 | 0 | 0 | 0 | 0 | 0 | 0 | 5 | 5 | 5 | 4 | [14 empty] | 3 | 3 | 2 | 3 | 4 | 1 | 1 | 0
PG&E FRESNO | Corcoran | 70 | Biomass |  |  | 0 | 0 | 0 | 0 | 0 | 0 | 0 | 0 | 0 | 5 | 5 | 5 | 4 | [14 empty] | 3 | 3 | 1 | 1 | 4 | 1 | 1 | 0
PG&E FRESNO | Corcoran | 115 | Biomass |  |  | 0 | 0 | 0 | 0 | 0 | 0 | 0 | 0 | 0 | 5 | 5 | 5 | 4 | [14 empty] | 3 | 3 | 1 | 1 | 4 | 1 | 1 | 0
PG&E NGBA | Corona | 115 | Biomass |  |  | 0 | 0 | 0 | 0 | 0 | 0 | 0 | 0 | 0 | 5 | 5 | 1 | 1 | [14 empty] | 1 | 3 | 2 | 1 | 1 | 1 | 1 | 0
PG&E NGBA | Cortina | 230 | Biomass |  |  | 0 | 0 | 0 | 0 | 0 | 0 | 0 | 0 | 0 | 5 | 5 | 1 | 1 | 3 | [13 empty] | 1 | 1 | 1 | 3 | 1 | 1 | 1 | 0
PG&E NGBA | Cortina | 115 | Biomass |  |  | 0 | 0 | 0 | 0 | 0 | 0 | 0 | 0 | 0 | 5 | 5 | 1 | 1 | 1 | [13 empty] | 1 | 1 | 1 | 3 | 1 | 1 | 4 | 1
PG&E GBA | Cottle | 230 | Biomass |  |  | 0 | 0 | 0 | 0 | 0 | 0 | 0 | 0 | 0 | 5 | 5 | 5 | 2 | 3 | [13 empty] | 3 | 3 | 3 | 1 | 4 | 1 | 1 | 0
PG&E NGBA | Cottonwood | 115 | Biomass |  |  | 0 | 0 | 0 | 0 | 0 | 0 | 0 | 0 | 0 | 5 | 5 | 1 | 1 | [14 empty] | 1 | 1 | 3 | 1 | 1 | 1 | 1 | 0
PG&E NGBA | Cottonwood | 230 | Biomass |  |  | 0 | 0 | 0 | 0 | 0 | 0 | 0 | 0 | 0 | 5 | 5 | 1 | 1 | [14 empty] | 1 | 1 | 3 | 1 | 1 | 1 | 1 | 0
PG&E NGBA | Cottonwood | 60 | Biomass |  |  | 0 | 0 | 0 | 0 | 0 | 0 | 0 | 0 | 0 | 5 | 5 | 1 | 1 | [14 empty] | 1 | 1 | 3 | 1 | 1 | 1 | 1 | 0
PG&E NGBA | Cove Road | 230 | Biomass |  |  | 0 | 0 | 0 | 0 | 0 | 0 | 0 | 0 | 0 | 5 | 5 | 1 | 1 | [14 empty] | 1 | 1 | 1 | 1 | 1 | 1 | 1 | 0
PG&E GBA | Coyote | 230 | Biomass |  |  | 0 | 0 | 0 | 0 | 0 | 0 | 0 | 0 | 0 | 1 | 1 | 1 | 1 | [14 empty] | 1 | 3 | 2 | 1 | 3 | 1 | 1 | 0
PG&E GBA | Crazy Horse Canyon | 115 | Biomass |  |  | 0 | 0 | 0 | 0 | 0 | 0 | 0 | 0 | 0 | 1 | 1 | 1 | 1 | [14 empty] | 1 | 1 | 2 | 1 | 1 | 1 | 1 | 0
SDGE | Creelman | 69 | Biomass |  |  | 0 | 0 | 0 | 0 | 0 | 0 | 0 | 0 | 0 | 1 | 1 | 1 | 1 | [14 empty] | 1 | 3 | 1 | 3 | 1 | 1 | 1 | 0
PG&E FRESNO | Crescent | 70 | Biomass |  |  | 0 | 0 | 0 | 0 | 0 | 0 | 0 | 0 | 0 | 5 | 5 | 5 | 2 | [14 empty] | 3 | 3 | 2 | 1 | 4 | 1 | 1 | 0
PG&E FRESNO | Cressey | 115 | Biomass |  |  | 0 | 0 | 0 | 0 | 0 | 0 | 0 | 0 | 0 | 5 | 2 | 5 | 2 | [14 empty] | 3 | 3 | 3 | 1 | 4 | 1 | 1 | 0
PG&E NGBA | Cresta | 230 | Biomass |  |  | 0 | 0 | 0 | 0 | 0 | 0 | 0 | 0 | 0 | 5 | 5 | 1 | 1 | [14 empty] | 1 | 3 | 1 | 1 | 1 | 1 | 1 | 0
SDGE | Crestwood | 69 | Biomass |  |  | 0 | 0 | 0 | 0 | 0 | 0 | 0 | 0 | 0 | 1 | 1 | 1 | 1 | [14 empty] | 1 | 3 | 1 | 3 | 1 | 1 | 1 | 0
PG&E GBA | Crow Creek | 60 | Biomass |  |  | 0 | 0 | 0 | 0 | 0 | 0 | 0 | 0 | 0 | 1 | 1 | 1 | 1 | [14 empty] | 3 | 3 | 1 | 1 | 4 | 1 | 1 | 0
PG&E GBA | Crows Landing | 60 | Biomass |  |  | 0 | 0 | 0 | 0 | 0 | 0 | 0 | 0 | 0 | 1 | 1 | 1 | 1 | [14 empty] | 3 | 3 | 1 | 1 | 4 | 1 | 1 | 0
PG&E GBA | Curtis | 115 | Biomass |  |  | 0 | 0 | 0 | 0 | 0 | 0 | 0 | 0 | 0 | 1 | 1 | 1 | 1 | [14 empty] | 1 | 3 | 1 | 3 | 1 | 1 | 1 | 0
PG&E FRESNO | Dairyland | 115 | Biomass |  |  | 0 | 0 | 0 | 0 | 0 | 0 | 0 | 0 | 0 | 5 | 2 | 5 | 2 | [14 empty] | 3 | 3 | 2 | 1 | 4 | 1 | 1 | 0
PG&E NGBA | Davis | 115 | Biomass |  |  | 0 | 0 | 0 | 0 | 0 | 0 | 0 | 0 | 0 | 5 | 5 | 1 | 1 | 3 | [13 empty] | 1 | 3 | 1 | 1 | 1 | 1 | 1 | 0
SCE Metro | Del Amo | 500 | Biomass |  |  | 0 | 0 | 0 | 0 | 0 | 0 | 0 | 0 | 0 | 1 | 1 | 1 | 1 | [14 empty] | 3 | 3 | 3 | 3 | 3 | 1 | 1 | 0
SCE Metro | Del Amo | 230 | Biomass |  |  | 0 | 0 | 0 | 0 | 0 | 0 | 0 | 0 | 0 | 1 | 1 | 1 | 1 | [14 empty] | 3 | 3 | 3 | 3 | 3 | 1 | 1 | 0
SCE Eastern | Delaney | 500 | Biomass |  |  | 0 | 0 | 0 | 0 | 0 | 0 | 0 | 0 | 0 | 5 | 4 | 4 | 2 | [14 empty] | 1 | 3 | 1 | 1 | 1 | 1 | 1 | 0
PG&E NGBA | Delevan | 230 | Biomass |  |  | 0 | 0 | 0 | 0 | 0 | 0 | 0 | 0 | 0 | 5 | 5 | 1 | 1 | 3 | [13 empty] | 1 | 1 | 4 | 3 | 1 | 1 | 1 | 0
PG&E GBA | Delta PP | 230 | Biomass |  |  | 0 | 0 | 0 | 0 | 0 | 0 | 0 | 0 | 0 | 5 | 5 | 1 | 1 | [14 empty] | 1 | 3 | 3 | 3 | 3 | 1 | 1 | 0
EOP | Desert View | 230 | Biomass |  |  | 0 | 0 | 0 | 0 | 0 | 0 | 0 | 0 | 0 | 5 | 2 | 4 | 2 | [14 empty] | 1 | 3 | 1 | 3 | 1 | 1 | 1 | 0
SCE Eastern | Devers | 230 | Biomass |  |  | 0 | 0 | 0 | 0 | 0 | 0 | 0 | 0 | 0 | 1 | 1 | 1 | 1 | 5 | [13 empty] | 1 | 3 | 4 | 3 | 1 | 1 | 1 | 0
SCE Eastern | Devers | 500 | Biomass |  |  | 0 | 0 | 0 | 0 | 0 | 0 | 0 | 0 | 0 | 1 | 1 | 1 | 1 | [14 empty] | 1 | 3 | 4 | 3 | 1 | 1 | 1 | 0
PG&E KERN | Diablo Canyon | 230 | Biomass |  |  | 0 | 0 | 0 | 0 | 0 | 0 | 0 | 0 | 0 | 5 | 2 | 5 | 2 | 3 | [13 empty] | 1 | 1 | 1 | 1 | 1 | 1 | 1 | 0
PG&E KERN | Diablo Canyon | 500 | Biomass |  |  | 0 | 0 | 0 | 0 | 0 | 0 | 0 | 0 | 0 | 5 | 5 | 4 | 4 | 5 | [13 empty] | 1 | 1 | 1 | 1 | 1 | 1 | 1 | 0
PG&E KERN | Divide | 115 | Biomass |  |  | 0 | 0 | 0 | 0 | 0 | 0 | 0 | 0 | 0 | 5 | 2 | 5 | 2 | [14 empty] | 1 | 1 | 2 | 3 | 3 | 1 | 1 | 0
PG&E GBA | Dixon Landing | 115 | Biomass |  |  | 0 | 0 | 0 | 0 | 0 | 0 | 0 | 0 | 0 | 1 | 1 | 1 | 1 | [14 empty] | 1 | 3 | 3 | 3 | 3 | 1 | 1 | 0
PG&E FRESNO | Dos Amigos | 230 | Biomass |  |  | 0 | 0 | 0 | 0 | 0 | 0 | 0 | 0 | 0 | 5 | 2 | 5 | 2 | [14 empty] | 3 | 3 | 1 | 1 | 4 | 1 | 1 | 0
PG&E NGBA | Drum | 115 | Biomass |  |  | 0 | 0 | 0 | 0 | 0 | 0 | 0 | 0 | 0 | 5 | 5 | 1 | 1 | [14 empty] | 1 | 3 | 1 | 1 | 1 | 1 | 1 | 0
PG&E GBA | Dumbarton | 115 | Biomass |  |  | 0 | 0 | 0 | 0 | 0 | 0 | 0 | 0 | 0 | 5 | 5 | 1 | 1 | [14 empty] | 1 | 3 | 2 | 3 | 3 | 1 | 1 | 0
SCE NOL | Dunn Siding | 115 | Biomass |  |  | 0 | 0 | 0 | 0 | 0 | 0 | 0 | 0 | 0 | 3 | 3 | 1 | 1 | [14 empty] | 1 | 3 | 1 | 3 | 4 | 1 | 1 | 0
SCE Eastern | Eagle Mountain | 230 | Biomass |  |  | 0 | 0 | 0 | 0 | 0 | 0 | 0 | 0 | 0 | 5 | 2 | 1 | 1 | [14 empty] | 1 | 1 | 1 | 3 | 1 | 1 | 1 | 0
PG&E NGBA | Eagle Rock (PGE) | 60 | Biomass |  |  | 0 | 0 | 0 | 0 | 0 | 0 | 0 | 0 | 0 | 5 | 5 | 1 | 1 | [14 empty] | 1 | 1 | 1 | 1 | 1 | 1 | 1 | 0
PG&E NGBA | Eagle Rock (PGE) | 115 | Biomass |  |  | 0 | 0 | 0 | 0 | 0 | 0 | 0 | 0 | 0 | 5 | 5 | 1 | 1 | 3 | [13 empty] | 1 | 1 | 1 | 1 | 1 | 1 | 1 | 0
SCE Metro | Eagle Rock (SCE) | 230 | Biomass |  |  | 0 | 0 | 0 | 0 | 0 | 0 | 0 | 0 | 0 | 1 | 1 | 1 | 1 | [14 empty] | 3 | 3 | 3 | 3 | 3 | 1 | 1 | 0
PG&E NGBA | East Marysville | 115 | Biomass |  |  | 0 | 0 | 0 | 0 | 0 | 0 | 0 | 0 | 0 | 5 | 5 | 1 | 1 | [14 empty] | 1 | 1 | 3 | 3 | 3 | 1 | 1 | 0
PG&E NGBA | East Nicolaus | 115 | Biomass |  |  | 0 | 0 | 0 | 0 | 0 | 0 | 0 | 0 | 0 | 5 | 5 | 1 | 1 | [14 empty] | 1 | 3 | 1 | 3 | 1 | 1 | 1 | 0
PG&E NGBA | East Nicolaus | 60 | Biomass |  |  | 0 | 0 | 0 | 0 | 0 | 0 | 0 | 0 | 0 | 5 | 5 | 1 | 1 | [14 empty] | 1 | 3 | 1 | 3 | 1 | 1 | 1 | 0
PG&E GBA | Eastshore | 115 | Biomass |  |  | 0 | 0 | 0 | 0 | 0 | 0 | 0 | 0 | 0 | 5 | 5 | 1 | 1 | 4 | [13 empty] | 1 | 3 | 3 | 3 | 4 | 1 | 1 | 0
PG&E GBA | Eastshore | 230 | Biomass |  |  | 0 | 0 | 0 | 0 | 0 | 0 | 0 | 0 | 0 | 5 | 5 | 1 | 1 | [14 empty] | 1 | 3 | 3 | 3 | 4 | 1 | 1 | 0
SDGE | ECO | 138 | Biomass |  |  | 0 | 0 | 0 | 0 | 0 | 0 | 0 | 0 | 0 | 1 | 1 | 1 | 1 | 3 | [13 empty] | 1 | 3 | 1 | 3 | 1 | 1 | 1 | 0
SDGE | ECO | 230 | Biomass |  |  | 0 | 0 | 0 | 0 | 0 | 0 | 0 | 0 | 0 | 1 | 1 | 1 | 1 | [14 empty] | 1 | 3 | 1 | 3 | 1 | 1 | 1 | 0
SDGE | ECO | 500 | Biomass |  |  | 0 | 0 | 0 | 0 | 0 | 0 | 0 | 0 | 0 | 1 | 1 | 1 | 1 | [14 empty] | 1 | 3 | 1 | 3 | 1 | 1 | 1 | 0
PG&E GBA | Edenvale | 115 | Biomass |  |  | 0 | 0 | 0 | 0 | 0 | 0 | 0 | 0 | 0 | 1 | 1 | 1 | 1 | [14 empty] | 1 | 3 | 3 | 1 | 3 | 1 | 1 | 0
PG&E GBA | Edes | 115 | Biomass |  |  | 0 | 0 | 0 | 0 | 0 | 0 | 0 | 0 | 0 | 5 | 5 | 1 | 1 | [14 empty] | 1 | 3 | 2 | 3 | 4 | 1 | 1 | 0
PG&E GBA | Eight Mile | 230 | Biomass |  |  | 0 | 0 | 0 | 0 | 0 | 0 | 0 | 0 | 0 | 5 | 5 | 1 | 1 | [14 empty] | 3 | 3 | 3 | 1 | 4 | 1 | 1 | 0
SDGE | El Cajon | 69 | Biomass |  |  | 0 | 0 | 0 | 0 | 0 | 0 | 0 | 0 | 0 | 1 | 1 | 1 | 1 | [14 empty] | 1 | 3 | 4 | 3 | 4 | 1 | 1 | 0
SCE Eastern | El Casco | 230 | Biomass |  |  | 0 | 0 | 0 | 0 | 0 | 0 | 0 | 0 | 0 | 1 | 1 | 1 | 1 | [14 empty] | 3 | 3 | 1 | 3 | 3 | 1 | 1 | 0
PG&E GBA | El Cerrito G | 115 | Biomass |  |  | 0 | 0 | 0 | 0 | 0 | 0 | 0 | 0 | 0 | 5 | 5 | 1 | 1 | [14 empty] | 1 | 3 | 3 | 3 | 3 | 1 | 1 | 0
PG&E NGBA | El Dorado PH | 115 | Biomass |  |  | 0 | 0 | 0 | 0 | 0 | 0 | 0 | 0 | 0 | 5 | 5 | 1 | 1 | [14 empty] | 1 | 3 | 1 | 1 | 1 | 1 | 1 | 0
PG&E FRESNO | El Nido (PGE) | 115 | Biomass |  |  | 0 | 0 | 0 | 0 | 0 | 0 | 0 | 0 | 0 | 5 | 5 | 5 | 2 | [14 empty] | 3 | 3 | 1 | 1 | 4 | 1 | 1 | 0
SCE Metro | El Nido (SCE) | 230 | Biomass |  |  | 0 | 0 | 0 | 0 | 0 | 0 | 0 | 0 | 0 | 1 | 1 | 1 | 1 | [14 empty] | 3 | 3 | 3 | 3 | 3 | 1 | 1 | 0
PG&E GBA | El Patio | 115 | Biomass |  |  | 0 | 0 | 0 | 0 | 0 | 0 | 0 | 0 | 0 | 1 | 1 | 1 | 1 | [14 empty] | 1 | 3 | 3 | 1 | 3 | 1 | 1 | 0
SCE Metro | El Segundo | 230 | Biomass |  |  | 0 | 0 | 0 | 0 | 0 | 0 | 0 | 0 | 0 | 1 | 1 | 1 | 1 | [14 empty] | 3 | 3 | 4 | 3 | 4 | 1 | 1 | 0
EOP | Eldorado | 230 | Biomass |  |  | 0 | 0 | 0 | 0 | 0 | 0 | 0 | 0 | 0 | 5 | 2 | 4 | 2 | 4 | [13 empty] | 1 | 1 | 3 | 3 | 1 | 1 | 1 | 0
EOP | Eldorado | 500 | Biomass |  |  | 0 | 0 | 0 | 0 | 0 | 0 | 0 | 0 | 0 | 5 | 2 | 4 | 2 | 5 | [13 empty] | 1 | 1 | 3 | 3 | 1 | 1 | 1 | 0
SCE Northern | Elizabeth Lake | 66 | Biomass |  |  | 0 | 0 | 0 | 0 | 0 | 0 | 0 | 0 | 0 | 5 | 2 | 4 | 2 | [14 empty] | 3 | 3 | 3 | 3 | 1 | 1 | 1 | 0
PG&E KERN | Elk Hills | 230 | Biomass |  |  | 0 | 0 | 0 | 0 | 0 | 0 | 0 | 0 | 0 | 5 | 5 | 5 | 4 | [14 empty] | 3 | 3 | 2 | 3 | 4 | 1 | 1 | 0
SDGE | Elliot | 69 | Biomass |  |  | 0 | 0 | 0 | 0 | 0 | 0 | 0 | 0 | 0 | 1 | 1 | 1 | 1 | [14 empty] | 1 | 3 | 3 | 3 | 3 | 1 | 1 | 0
SCE Metro | Ellis | 230 | Biomass |  |  | 0 | 0 | 0 | 0 | 0 | 0 | 0 | 0 | 0 | 1 | 1 | 1 | 1 | [14 empty] | 3 | 3 | 3 | 3 | 3 | 1 | 1 | 0
SDGE | Encina | 138 | Biomass |  |  | 0 | 0 | 0 | 0 | 0 | 0 | 0 | 0 | 0 | 1 | 1 | 1 | 1 | 3 | [13 empty] | 1 | 3 | 4 | 3 | 1 | 1 | 1 | 0
SDGE | Encina | 230 | Biomass |  |  | 0 | 0 | 0 | 0 | 0 | 0 | 0 | 0 | 0 | 1 | 1 | 1 | 1 | [14 empty] | 1 | 3 | 4 | 3 | 1 | 1 | 1 | 0
SDGE | Escondido | 230 | Biomass |  |  | 0 | 0 | 0 | 0 | 0 | 0 | 0 | 0 | 0 | 1 | 1 | 1 | 1 | [14 empty] | 1 | 3 | 4 | 3 | 1 | 1 | 1 | 0
SDGE | Escondido | 69 | Biomass |  |  | 0 | 0 | 0 | 0 | 0 | 0 | 0 | 0 | 0 | 1 | 1 | 1 | 1 | [14 empty] | 1 | 3 | 4 | 3 | 1 | 1 | 1 | 0
PG&E KERN | Estrella | 230 | Biomass |  |  | 0 | 0 | 0 | 0 | 0 | 0 | 0 | 0 | 0 | 5 | 2 | 5 | 2 | [14 empty] | 1 | 1 | 1 | 1 | 1 | 1 | 1 | 0
SCE Eastern | Etiwanda | 230 | Biomass |  |  | 0 | 0 | 0 | 0 | 0 | 0 | 0 | 0 | 0 | 1 | 1 | 1 | 1 | 5 | [13 empty] | 3 | 3 | 4 | 3 | 4 | 1 | 1 | 0
PG&E GBA | Evergreen | 115 | Biomass |  |  | 0 | 0 | 0 | 0 | 0 | 0 | 0 | 0 | 0 | 1 | 1 | 1 | 1 | [14 empty] | 1 | 3 | 3 | 1 | 3 | 1 | 1 | 0
PG&E GBA | Evergreen | 60 | Biomass |  |  | 0 | 0 | 0 | 0 | 0 | 0 | 0 | 0 | 0 | 1 | 1 | 1 | 1 | [14 empty] | 1 | 3 | 3 | 1 | 3 | 1 | 1 | 0
PG&E FRESNO | Excelsior | 115 | Biomass |  |  | 0 | 0 | 0 | 0 | 0 | 0 | 0 | 0 | 0 | 5 | 2 | 5 | 2 | 1 | [13 empty] | 3 | 3 | 1 | 1 | 4 | 1 | 1 | 0
PG&E FRESNO | Exchequer | 115 | Biomass |  |  | 0 | 0 | 0 | 0 | 0 | 0 | 0 | 0 | 0 | 5 | 5 | 5 | 2 | [14 empty] | 1 | 3 | 1 | 3 | 3 | 1 | 5 | 1
PG&E KERN | Fairway | 115 | Biomass |  |  | 0 | 0 | 0 | 0 | 0 | 0 | 0 | 0 | 0 | 5 | 2 | 5 | 2 | [14 empty] | 1 | 1 | 3 | 3 | 3 | 1 | 1 | 0
PG&E KERN | Famoso | 115 | Biomass |  |  | 0 | 0 | 0 | 0 | 0 | 0 | 0 | 0 | 0 | 5 | 2 | 5 | 2 | [14 empty] | 3 | 3 | 2 | 3 | 4 | 1 | 1 | 0
PG&E NGBA | Fern Road | 500 | Biomass |  |  | 0 | 0 | 0 | 0 | 0 | 0 | 0 | 0 | 0 | 5 | 5 | 1 | 1 | [14 empty] | 1 | 1 | 1 | 1 | 1 | 1 | 1 | 0
PG&E GBA | Fibreboard (SPI Sonora) | 115 | Biomass |  |  | 0 | 0 | 0 | 0 | 0 | 0 | 0 | 0 | 0 | 1 | 1 | 1 | 1 | [14 empty] | 1 | 3 | 4 | 3 | 3 | 1 | 1 | 0
PG&E FRESNO | Figarden | 230 | Biomass |  |  | 0 | 0 | 0 | 0 | 0 | 0 | 0 | 0 | 0 | 5 | 2 | 5 | 2 | [14 empty] | 3 | 3 | 2 | 1 | 3 | 1 | 1 | 0
PG&E FRESNO | Fink | 230 | Biomass |  |  | 0 | 0 | 0 | 0 | 0 | 0 | 0 | 0 | 0 | 1 | 1 | 1 | 1 | [14 empty] | 3 | 3 | 1 | 1 | 4 | 1 | 1 | 0
PG&E NGBA | Fitch Mountain | 60 | Biomass |  |  | 0 | 0 | 0 | 0 | 0 | 0 | 0 | 0 | 0 | 5 | 5 | 1 | 1 | [14 empty] | 1 | 1 | 1 | 1 | 1 | 1 | 1 | 0
PG&E GBA | FMC | 115 | Biomass |  |  | 0 | 0 | 0 | 0 | 0 | 0 | 0 | 0 | 0 | 1 | 1 | 1 | 1 | [14 empty] | 1 | 3 | 4 | 1 | 3 | 1 | 1 | 0
PG&E GBA | Fremont | 115 | Biomass |  |  | 0 | 0 | 0 | 0 | 0 | 0 | 0 | 0 | 0 | 1 | 1 | 1 | 1 | [14 empty] | 1 | 3 | 2 | 3 | 3 | 1 | 1 | 0
PG&E GBA | French Camp | 60 | Biomass |  |  | 0 | 0 | 0 | 0 | 0 | 0 | 0 | 0 | 0 | 1 | 1 | 1 | 1 | [14 empty] | 3 | 3 | 3 | 1 | 4 | 1 | 1 | 0
PG&E GBA | Frogtown | 115 | Biomass |  |  | 0 | 0 | 0 | 0 | 0 | 0 | 0 | 0 | 0 | 1 | 1 | 1 | 1 | [14 empty] | 1 | 3 | 1 | 3 | 1 | 1 | 1 | 0
PG&E NGBA | Fulton | 115 | Biomass |  |  | 0 | 0 | 0 | 0 | 0 | 0 | 0 | 0 | 0 | 5 | 5 | 1 | 1 | 1 | [13 empty] | 1 | 3 | 3 | 1 | 3 | 1 | 1 | 0
PG&E NGBA | Fulton | 230 | Biomass |  |  | 0 | 0 | 0 | 0 | 0 | 0 | 0 | 0 | 0 | 5 | 5 | 1 | 1 | [14 empty] | 1 | 3 | 3 | 1 | 3 | 1 | 1 | 0
PG&E NGBA | Fulton | 60 | Biomass |  |  | 0 | 0 | 0 | 0 | 0 | 0 | 0 | 0 | 0 | 5 | 5 | 1 | 1 | [14 empty] | 1 | 3 | 3 | 1 | 3 | 1 | 1 | 0
PG&E KERN | Ganso | 115 | Biomass |  |  | 0 | 0 | 0 | 0 | 0 | 0 | 0 | 0 | 0 | 5 | 2 | 5 | 2 | [14 empty] | 3 | 3 | 2 | 3 | 4 | 1 | 4 | 1
PG&E FRESNO | Gates | 230 | Biomass |  |  | 0 | 0 | 0 | 0 | 0 | 0 | 0 | 0 | 0 | 5 | 5 | 5 | 4 | 4 | [13 empty] | 3 | 3 | 3 | 1 | 4 | 1 | 1 | 0
PG&E FRESNO | Gates | 500 | Biomass |  |  | 0 | 0 | 0 | 0 | 0 | 0 | 0 | 0 | 0 | 5 | 5 | 5 | 4 | 5 | [13 empty] | 3 | 3 | 3 | 1 | 4 | 1 | 1 | 0
PG&E NGBA | Geysers 12 | 230 | Biomass |  |  | 0 | 0 | 0 | 0 | 0 | 0 | 0 | 0 | 0 | 5 | 5 | 1 | 1 | [14 empty] | 1 | 1 | 1 | 1 | 1 | 1 | 1 | 0
PG&E NGBA | Geysers 17 | 230 | Biomass |  |  | 0 | 0 | 0 | 0 | 0 | 0 | 0 | 0 | 0 | 5 | 5 | 1 | 1 | [14 empty] | 1 | 1 | 1 | 1 | 1 | 1 | 1 | 0
PG&E NGBA | Geysers 3 | 115 | Biomass |  |  | 0 | 0 | 0 | 0 | 0 | 0 | 0 | 0 | 0 | 5 | 5 | 1 | 1 | [14 empty] | 1 | 1 | 1 | 1 | 1 | 1 | 1 | 0
PG&E NGBA | Glenn | 230 | Biomass |  |  | 0 | 0 | 0 | 0 | 0 | 0 | 0 | 0 | 0 | 5 | 5 | 1 | 1 | 3 | [13 empty] | 1 | 1 | 1 | 3 | 1 | 1 | 1 | 0
PG&E NGBA | Glenn | 60 | Biomass |  |  | 0 | 0 | 0 | 0 | 0 | 0 | 0 | 0 | 0 | 5 | 5 | 1 | 1 | [14 empty] | 1 | 1 | 1 | 3 | 1 | 1 | 1 | 0
PG&E NGBA | Gold Hill | 115 | Biomass |  |  | 0 | 0 | 0 | 0 | 0 | 0 | 0 | 0 | 0 | 5 | 5 | 1 | 1 | [14 empty] | 1 | 3 | 1 | 1 | 1 | 1 | 1 | 0
PG&E NGBA | Gold Hill | 230 | Biomass |  |  | 0 | 0 | 0 | 0 | 0 | 0 | 0 | 0 | 0 | 5 | 5 | 1 | 1 | [14 empty] | 1 | 3 | 1 | 1 | 1 | 1 | 1 | 0
SCE Northern | Goleta | 230 | Biomass |  |  | 0 | 0 | 0 | 0 | 0 | 0 | 0 | 0 | 0 | 5 | 2 | 4 | 2 | [14 empty] | 1 | 1 | 3 | 3 | 3 | 1 | 1 | 0
SCE Metro | Goodrich | 230 | Biomass |  |  | 0 | 0 | 0 | 0 | 0 | 0 | 0 | 0 | 0 | 1 | 1 | 1 | 1 | [14 empty] | 3 | 3 | 3 | 3 | 3 | 1 | 1 | 0
PG&E KERN | Goose Lake | 115 | Biomass |  |  | 0 | 0 | 0 | 0 | 0 | 0 | 0 | 0 | 0 | 5 | 2 | 5 | 2 | [14 empty] | 3 | 3 | 3 | 3 | 4 | 1 | 4 | 1
SCE Metro | Gould | 230 | Biomass |  |  | 0 | 0 | 0 | 0 | 0 | 0 | 0 | 0 | 0 | 1 | 1 | 1 | 1 | [14 empty] | 3 | 3 | 2 | 3 | 3 | 1 | 1 | 0
PG&E NGBA | Grand Island | 115 | Biomass |  |  | 0 | 0 | 0 | 0 | 0 | 0 | 0 | 0 | 0 | 5 | 5 | 1 | 1 | [14 empty] | 1 | 3 | 1 | 1 | 3 | 1 | 1 | 0
SDGE | Granite | 69 | Biomass |  |  | 0 | 0 | 0 | 0 | 0 | 0 | 0 | 0 | 0 | 1 | 1 | 1 | 1 | [14 empty] | 1 | 3 | 3 | 1 | 3 | 1 | 1 | 0
PG&E GBA | Grant | 115 | Biomass |  |  | 0 | 0 | 0 | 0 | 0 | 0 | 0 | 0 | 0 | 5 | 5 | 1 | 1 | [14 empty] | 1 | 3 | 3 | 3 | 3 | 1 | 1 | 0
PG&E GBA | Green Valley | 115 | Biomass |  |  | 0 | 0 | 0 | 0 | 0 | 0 | 0 | 0 | 0 | 1 | 1 | 1 | 1 | 1 | [13 empty] | 1 | 1 | 3 | 1 | 3 | 1 | 5 | 1
PG&E NGBA | Greenleaf 1 | 115 | Biomass |  |  | 0 | 0 | 0 | 0 | 0 | 0 | 0 | 0 | 0 | 5 | 5 | 1 | 1 | [14 empty] | 1 | 1 | 4 | 3 | 1 | 1 | 1 | 0
PG&E FRESNO | Gregg | 230 | Biomass |  |  | 0 | 0 | 0 | 0 | 0 | 0 | 0 | 0 | 0 | 5 | 5 | 5 | 2 | [14 empty] | 3 | 3 | 2 | 1 | 4 | 1 | 1 | 0
PG&E FRESNO | Grimmway-Malaga | 115 | Biomass |  |  | 0 | 0 | 0 | 0 | 0 | 0 | 0 | 0 | 0 | 5 | 5 | 5 | 2 | [14 empty] | 3 | 3 | 3 | 3 | 4 | 1 | 1 | 0
PG&E NGBA | Grizzly | 230 | Biomass |  |  | 0 | 0 | 0 | 0 | 0 | 0 | 0 | 0 | 0 | 5 | 5 | 1 | 1 | [14 empty] | 1 | 1 | 1 | 3 | 1 | 1 | 1 | 0
PG&E FRESNO | Guernsey | 70 | Biomass |  |  | 0 | 0 | 0 | 0 | 0 | 0 | 0 | 0 | 0 | 5 | 5 | 5 | 4 | [14 empty] | 3 | 3 | 3 | 1 | 4 | 1 | 1 | 0
PG&E FRESNO | GWF Hanford | 115 | Biomass |  |  | 0 | 0 | 0 | 0 | 0 | 0 | 0 | 0 | 0 | 5 | 5 | 5 | 2 | [14 empty] | 1 | 3 | 4 | 3 | 4 | 1 | 1 | 0
PG&E FRESNO | Haas | 230 | Biomass |  |  | 0 | 0 | 0 | 0 | 0 | 0 | 0 | 0 | 0 | 5 | 5 | 5 | 2 | [14 empty] | 3 | 3 | 1 | 1 | 1 | 1 | 1 | 0
PG&E FRESNO | Hammonds | 115 | Biomass |  |  | 0 | 0 | 0 | 0 | 0 | 0 | 0 | 0 | 0 | 5 | 2 | 5 | 2 | [14 empty] | 3 | 3 | 3 | 1 | 4 | 1 | 1 | 0
SCE Metro | HarborGen | 230 | Biomass |  |  | 0 | 0 | 0 | 0 | 0 | 0 | 0 | 0 | 0 | 1 | 1 | 1 | 1 | [14 empty] | 3 | 3 | 4 | 3 | 4 | 1 | 1 | 0
PG&E NGBA | Harris | 60 | Biomass |  |  | 0 | 0 | 0 | 0 | 0 | 0 | 0 | 0 | 0 | 5 | 5 | 1 | 1 | [14 empty] | 1 | 1 | 3 | 1 | 1 | 1 | 1 | 0
EOP | Harry Allen | 500 | Biomass |  |  | 0 | 0 | 0 | 0 | 0 | 0 | 0 | 0 | 0 | 5 | 2 | 4 | 2 | [14 empty] | 1 | 1 | 1 | 3 | 1 | 1 | 1 | 0
PG&E NGBA | Hartley | 60 | Biomass |  |  | 0 | 0 | 0 | 0 | 0 | 0 | 0 | 0 | 0 | 5 | 5 | 1 | 1 | [14 empty] | 1 | 1 | 1 | 1 | 1 | 1 | 1 | 0
SCE NOL | Harvard | 115 | Biomass |  |  | 0 | 0 | 0 | 0 | 0 | 0 | 0 | 0 | 0 | 3 | 3 | 1 | 1 | [14 empty] | 1 | 3 | 1 | 3 | 4 | 1 | 1 | 0
SDGE | Hassayampa | 500 | Biomass |  |  | 0 | 0 | 0 | 0 | 0 | 0 | 0 | 0 | 0 | 5 | 4 | 4 | 2 | [14 empty] | 1 | 3 | 1 | 1 | 1 | 1 | 1 | 0
PG&E FRESNO | Helm | 230 | Biomass |  |  | 0 | 0 | 0 | 0 | 0 | 0 | 0 | 0 | 0 | 5 | 5 | 5 | 2 | 3 | [13 empty] | 3 | 3 | 3 | 1 | 4 | 1 | 1 | 0
PG&E FRESNO | Helm | 70 | Biomass |  |  | 0 | 0 | 0 | 0 | 0 | 0 | 0 | 0 | 0 | 5 | 2 | 5 | 2 | [14 empty] | 3 | 3 | 3 | 1 | 4 | 1 | 1 | 0
PG&E FRESNO | Henrietta | 115 | Biomass |  |  | 0 | 0 | 0 | 0 | 0 | 0 | 0 | 0 | 0 | 5 | 2 | 5 | 2 | 3 | [13 empty] | 3 | 3 | 4 | 1 | 4 | 1 | 1 | 0
PG&E FRESNO | Henrietta | 230 | Biomass |  |  | 0 | 0 | 0 | 0 | 0 | 0 | 0 | 0 | 0 | 5 | 2 | 5 | 2 | 3 | [13 empty] | 3 | 3 | 4 | 1 | 4 | 1 | 1 | 0
PG&E FRESNO | Henrietta | 70 | Biomass |  |  | 0 | 0 | 0 | 0 | 0 | 0 | 0 | 0 | 0 | 5 | 5 | 5 | 4 | [14 empty] | 3 | 3 | 4 | 1 | 4 | 1 | 1 | 0
PG&E FRESNO | Herndon | 115 | Biomass |  |  | 0 | 0 | 0 | 0 | 0 | 0 | 0 | 0 | 0 | 5 | 2 | 5 | 2 | [14 empty] | 3 | 3 | 2 | 1 | 4 | 1 | 1 | 0
PG&E FRESNO | Herndon | 230 | Biomass |  |  | 0 | 0 | 0 | 0 | 0 | 0 | 0 | 0 | 0 | 5 | 2 | 5 | 2 | [14 empty] | 3 | 3 | 2 | 1 | 4 | 1 | 1 | 0
PG&E GBA | Hicks | 230 | Biomass |  |  | 0 | 0 | 0 | 0 | 0 | 0 | 0 | 0 | 0 | 1 | 1 | 1 | 1 | [14 empty] | 1 | 3 | 2 | 1 | 3 | 1 | 1 | 0
PG&E NGBA | Higgins | 115 | Biomass |  |  | 0 | 0 | 0 | 0 | 0 | 0 | 0 | 0 | 0 | 5 | 5 | 1 | 1 | [14 empty] | 1 | 3 | 1 | 3 | 1 | 1 | 1 | 0
PG&E NGBA | Hilltop | 345 | Biomass |  |  | 0 | 0 | 0 | 0 | 0 | 0 | 0 | 0 | 0 | 5 | 5 | 1 | 1 | [14 empty] | 1 | 1 | 1 | 3 | 1 | 1 | 1 | 0
SCE Metro | Hinson | 230 | Biomass |  |  | 0 | 0 | 0 | 0 | 0 | 0 | 0 | 0 | 0 | 1 | 1 | 1 | 1 | [14 empty] | 3 | 3 | 3 | 3 | 4 | 1 | 1 | 0
PG&E GBA | Hollister | 115 | Biomass |  |  | 0 | 0 | 0 | 0 | 0 | 0 | 0 | 0 | 0 | 1 | 1 | 1 | 1 | 3 | [13 empty] | 1 | 1 | 1 | 1 | 1 | 1 | 1 | 0
PG&E NGBA | Homestake | 115 | Biomass |  |  | 0 | 0 | 0 | 0 | 0 | 0 | 0 | 0 | 0 | 5 | 5 | 1 | 1 | [14 empty] | 1 | 3 | 1 | 1 | 1 | 1 | 1 | 0
PG&E NGBA | Honcut | 115 | Biomass |  |  | 0 | 0 | 0 | 0 | 0 | 0 | 0 | 0 | 0 | 5 | 5 | 1 | 1 | [14 empty] | 1 | 3 | 1 | 1 | 1 | 1 | 1 | 0
SDGE | Hoodoo Wash | 500 | Biomass |  |  | 0 | 0 | 0 | 0 | 0 | 0 | 0 | 0 | 0 | 5 | 2 | 4 | 2 | [14 empty] | 1 | 1 | 1 | 1 | 1 | 1 | 1 | 0
PG&E NGBA | Hopland | 115 | Biomass |  |  | 0 | 0 | 0 | 0 | 0 | 0 | 0 | 0 | 0 | 5 | 5 | 1 | 1 | [14 empty] | 1 | 1 | 1 | 1 | 1 | 1 | 1 | 0
PG&E NGBA | Hopland | 60 | Biomass |  |  | 0 | 0 | 0 | 0 | 0 | 0 | 0 | 0 | 0 | 5 | 5 | 1 | 1 | [14 empty] | 1 | 1 | 1 | 1 | 1 | 1 | 1 | 0
PG&E NGBA | Humboldt | 115 | Biomass |  |  | 0 | 0 | 0 | 0 | 0 | 0 | 0 | 0 | 0 | 5 | 5 | 1 | 1 | 3 | [13 empty] | 1 | 1 | 2 | 1 | 1 | 1 | 4 | 1
PG&E NGBA | Humboldt | 60 | Biomass |  |  | 0 | 0 | 0 | 0 | 0 | 0 | 0 | 0 | 0 | 5 | 5 | 1 | 1 | [14 empty] | 1 | 1 | 2 | 1 | 1 | 1 | 1 | 0
PG&E NGBA | Humboldt | 500 | Biomass |  |  | 0 | 0 | 0 | 0 | 0 | 0 | 0 | 0 | 0 | 5 | 5 | 1 | 1 | [14 empty] | 1 | 1 | 2 | 1 | 1 | 1 | 1 | 0
SCE Metro | Huntington Beach | 230 | Biomass |  |  | 0 | 0 | 0 | 0 | 0 | 0 | 0 | 0 | 0 | 1 | 1 | 1 | 1 | [14 empty] | 3 | 3 | 4 | 3 | 3 | 1 | 1 | 0
PG&E NGBA | Ignacio | 115 | Biomass |  |  | 0 | 0 | 0 | 0 | 0 | 0 | 0 | 0 | 0 | 5 | 5 | 1 | 1 | 3 | [13 empty] | 1 | 3 | 1 | 3 | 1 | 1 | 5 | 1
PG&E NGBA | Ignacio | 230 | Biomass |  |  | 0 | 0 | 0 | 0 | 0 | 0 | 0 | 0 | 0 | 5 | 5 | 1 | 1 | 3 | [13 empty] | 1 | 3 | 1 | 3 | 1 | 1 | 1 | 0
PG&E NGBA | Ignacio | 60 | Biomass |  |  | 0 | 0 | 0 | 0 | 0 | 0 | 0 | 0 | 0 | 5 | 5 | 1 | 1 | 3 | [13 empty] | 1 | 3 | 1 | 3 | 1 | 1 | 1 | 0
SDGE | Imperial Beach | 69 | Biomass |  |  | 0 | 0 | 0 | 0 | 0 | 0 | 0 | 0 | 0 | 1 | 1 | 1 | 1 | [14 empty] | 1 | 3 | 3 | 3 | 3 | 1 | 1 | 0
SDGE | Imperial Valley | 230 | Biomass |  |  | 0 | 0 | 0 | 0 | 0 | 0 | 0 | 0 | 0 | 1 | 1 | 1 | 1 | 4 | [13 empty] | 3 | 3 | 3 | 1 | 4 | 1 | 1 | 0
SDGE | Imperial Valley | 500 | Biomass |  |  | 0 | 0 | 0 | 0 | 0 | 0 | 0 | 0 | 0 | 1 | 1 | 1 | 1 | 5 | [13 empty] | 3 | 3 | 3 | 1 | 4 | 1 | 1 | 0
EOP | Innovation | 138 | Biomass |  |  | 0 | 0 | 0 | 0 | 0 | 0 | 0 | 0 | 0 | 5 | 2 | 4 | 2 | [14 empty] | 1 | 1 | 1 | 3 | 1 | 1 | 1 | 0
EOP | Innovation | 230 | Biomass |  |  | 0 | 0 | 0 | 0 | 0 | 0 | 0 | 0 | 0 | 5 | 2 | 4 | 2 | [14 empty] | 1 | 1 | 1 | 3 | 1 | 1 | 1 | 0
SCE NOL | Inyokern | 115 | Biomass |  |  | 0 | 0 | 0 | 0 | 0 | 0 | 0 | 0 | 0 | 3 | 3 | 1 | 1 | [14 empty] | 1 | 1 | 1 | 3 | 1 | 1 | 5 | 1
EOP | IS Tap | 138 | Biomass |  |  | 0 | 0 | 0 | 0 | 0 | 0 | 0 | 0 | 0 | 5 | 2 | 4 | 2 | [14 empty] | 1 | 1 | 1 | 3 | 1 | 1 | 1 | 0
EOP | Ivanpah | 115 | Biomass |  |  | 0 | 0 | 0 | 0 | 0 | 0 | 0 | 0 | 0 | 5 | 2 | 4 | 2 | [14 empty] | 1 | 1 | 1 | 3 | 4 | 1 | 1 | 0
EOP | Ivanpah | 230 | Biomass |  |  | 0 | 0 | 0 | 0 | 0 | 0 | 0 | 0 | 0 | 5 | 2 | 4 | 2 | [14 empty] | 1 | 1 | 1 | 3 | 4 | 1 | 1 | 0
EOP | Jackass (DOE) | 138 | Biomass |  |  | 0 | 0 | 0 | 0 | 0 | 0 | 0 | 0 | 0 | 5 | 2 | 4 | 2 | [14 empty] | 1 | 1 | 1 | 3 | 1 | 1 | 1 | 0
PG&E NGBA | James B Black | 230 | Biomass |  |  | 0 | 0 | 0 | 0 | 0 | 0 | 0 | 0 | 0 | 5 | 5 | 1 | 1 | [14 empty] | 1 | 1 | 1 | 1 | 1 | 1 | 1 | 0
PG&E GBA | Jefferson | 230 | Biomass |  |  | 0 | 0 | 0 | 0 | 0 | 0 | 0 | 0 | 0 | 1 | 1 | 1 | 1 | [14 empty] | 1 | 3 | 2 | 3 | 3 | 1 | 1 | 0
PG&E NGBA | Jessup | 115 | Biomass |  |  | 0 | 0 | 0 | 0 | 0 | 0 | 0 | 0 | 0 | 5 | 5 | 1 | 1 | [14 empty] | 1 | 1 | 3 | 1 | 1 | 1 | 4 | 1
SCE Metro | Johanna | 230 | Biomass |  |  | 0 | 0 | 0 | 0 | 0 | 0 | 0 | 0 | 0 | 1 | 1 | 1 | 1 | [14 empty] | 3 | 3 | 3 | 3 | 4 | 1 | 1 | 0
SCE Eastern | Julian Hinds | 230 | Biomass |  |  | 0 | 0 | 0 | 0 | 0 | 0 | 0 | 0 | 0 | 5 | 2 | 1 | 1 | [14 empty] | 1 | 3 | 1 | 3 | 1 | 1 | 1 | 0
PG&E GBA | Kasson | 115 | Biomass |  |  | 0 | 0 | 0 | 0 | 0 | 0 | 0 | 0 | 0 | 1 | 1 | 1 | 1 | [14 empty] | 3 | 3 | 2 | 1 | 4 | 1 | 1 | 0
PG&E GBA | Kasson | 60 | Biomass |  |  | 0 | 0 | 0 | 0 | 0 | 0 | 0 | 0 | 0 | 1 | 1 | 1 | 1 | [14 empty] | 3 | 3 | 2 | 1 | 4 | 1 | 1 | 0
PG&E FRESNO | Kearney | 230 | Biomass |  |  | 0 | 0 | 0 | 0 | 0 | 0 | 0 | 0 | 0 | 5 | 5 | 5 | 2 | [14 empty] | 3 | 3 | 2 | 1 | 4 | 1 | 1 | 0
PG&E FRESNO | Kearney | 70 | Biomass |  |  | 0 | 0 | 0 | 0 | 0 | 0 | 0 | 0 | 0 | 5 | 5 | 5 | 2 | [14 empty] | 3 | 3 | 2 | 1 | 4 | 1 | 1 | 0
PG&E GBA | Kelso | 230 | Biomass |  |  | 0 | 0 | 0 | 0 | 0 | 0 | 0 | 0 | 0 | 5 | 5 | 1 | 1 | [14 empty] | 1 | 3 | 4 | 3 | 3 | 1 | 1 | 0
PG&E FRESNO | Kerchoff 1 | 115 | Biomass |  |  | 0 | 0 | 0 | 0 | 0 | 0 | 0 | 0 | 0 | 5 | 5 | 5 | 2 | [14 empty] | 3 | 3 | 1 | 1 | 1 | 1 | 5 | 1
PG&E KERN | Kern Oil | 115 | Biomass |  |  | 0 | 0 | 0 | 0 | 0 | 0 | 0 | 0 | 0 | 5 | 5 | 5 | 4 | [14 empty] | 3 | 3 | 4 | 3 | 4 | 1 | 1 | 0
PG&E KERN | Kern PP | 115 | Biomass |  |  | 0 | 0 | 0 | 0 | 0 | 0 | 0 | 0 | 0 | 5 | 5 | 5 | 4 | [14 empty] | 3 | 3 | 3 | 3 | 3 | 1 | 1 | 0
PG&E KERN | Kern PP | 230 | Biomass |  |  | 0 | 0 | 0 | 0 | 0 | 0 | 0 | 0 | 0 | 5 | 5 | 5 | 4 | [14 empty] | 3 | 3 | 3 | 3 | 3 | 1 | 1 | 0
PG&E KERN | Kern PP | 70 | Biomass |  |  | 0 | 0 | 0 | 0 | 0 | 0 | 0 | 0 | 0 | 5 | 2 | 5 | 2 | [14 empty] | 3 | 3 | 3 | 3 | 3 | 1 | 1 | 0
PG&E KERN | Kernridge | 115 | Biomass |  |  | 0 | 0 | 0 | 0 | 0 | 0 | 0 | 0 | 0 | 5 | 5 | 5 | 4 | [14 empty] | 3 | 3 | 4 | 3 | 4 | 1 | 1 | 0
PG&E FRESNO | Kingsburg | 115 | Biomass |  |  | 0 | 0 | 0 | 0 | 0 | 0 | 0 | 0 | 0 | 5 | 5 | 5 | 4 | [14 empty] | 3 | 3 | 3 | 1 | 4 | 1 | 1 | 0
PG&E GBA | Kirker | 115 | Biomass |  |  | 0 | 0 | 0 | 0 | 0 | 0 | 0 | 0 | 0 | 5 | 5 | 1 | 1 | [14 empty] | 1 | 3 | 3 | 3 | 4 | 1 | 1 | 0
PG&E NGBA | Knights Landing | 115 | Biomass |  |  | 0 | 0 | 0 | 0 | 0 | 0 | 0 | 0 | 0 | 5 | 5 | 1 | 1 | [14 empty] | 1 | 3 | 1 | 1 | 1 | 1 | 1 | 0
PG&E NGBA | Konocti | 60 | Biomass |  |  | 0 | 0 | 0 | 0 | 0 | 0 | 0 | 0 | 0 | 5 | 5 | 1 | 1 | [14 empty] | 1 | 1 | 1 | 1 | 1 | 1 | 1 | 0
SCE NOL | Kramer | 115 | Biomass |  |  | 0 | 0 | 0 | 0 | 0 | 0 | 0 | 0 | 0 | 3 | 3 | 1 | 1 | 3 | [13 empty] | 1 | 3 | 2 | 3 | 1 | 1 | 1 | 0
SCE NOL | Kramer | 230 | Biomass |  |  | 0 | 0 | 0 | 0 | 0 | 0 | 0 | 0 | 0 | 3 | 3 | 1 | 1 | 4 | [13 empty] | 1 | 3 | 2 | 3 | 1 | 1 | 1 | 0
SCE Metro | La Cienega | 230 | Biomass |  |  | 0 | 0 | 0 | 0 | 0 | 0 | 0 | 0 | 0 | 1 | 1 | 1 | 1 | [14 empty] | 3 | 3 | 3 | 3 | 3 | 1 | 1 | 0
SCE Metro | La Fresa | 230 | Biomass |  |  | 0 | 0 | 0 | 0 | 0 | 0 | 0 | 0 | 0 | 1 | 1 | 1 | 1 | [14 empty] | 3 | 3 | 3 | 3 | 3 | 1 | 1 | 0
SCE Metro | Laguna Bell | 230 | Biomass |  |  | 0 | 0 | 0 | 0 | 0 | 0 | 0 | 0 | 0 | 1 | 1 | 1 | 1 | 5 | [13 empty] | 3 | 3 | 4 | 3 | 4 | 1 | 1 | 0
PG&E KERN | Lakeview | 70 | Biomass |  |  | 0 | 0 | 0 | 0 | 0 | 0 | 0 | 0 | 0 | 5 | 5 | 5 | 4 | [14 empty] | 3 | 3 | 1 | 3 | 4 | 1 | 1 | 0
PG&E NGBA | Lakeville | 230 | Biomass |  |  | 0 | 0 | 0 | 0 | 0 | 0 | 0 | 0 | 0 | 5 | 5 | 1 | 1 | 3 | [13 empty] | 1 | 3 | 1 | 1 | 1 | 1 | 1 | 0
PG&E NGBA | Lakeville | 60 | Biomass |  |  | 0 | 0 | 0 | 0 | 0 | 0 | 0 | 0 | 0 | 5 | 5 | 1 | 1 | [14 empty] | 1 | 3 | 1 | 1 | 1 | 1 | 1 | 0
PG&E NGBA | Lakeville | 115 | Biomass |  |  | 0 | 0 | 0 | 0 | 0 | 0 | 0 | 0 | 0 | 5 | 5 | 1 | 1 | 3 | [13 empty] | 1 | 3 | 1 | 1 | 1 | 1 | 1 | 0
PG&E GBA | Lakewood | 115 | Biomass |  |  | 0 | 0 | 0 | 0 | 0 | 0 | 0 | 0 | 0 | 5 | 5 | 1 | 1 | [14 empty] | 1 | 3 | 3 | 3 | 3 | 1 | 1 | 0
PG&E NGBA | Lambie | 230 | Biomass |  |  | 0 | 0 | 0 | 0 | 0 | 0 | 0 | 0 | 0 | 5 | 5 | 1 | 1 | [14 empty] | 1 | 3 | 4 | 3 | 4 | 1 | 1 | 0
PG&E GBA | Lammers | 115 | Biomass |  |  | 0 | 0 | 0 | 0 | 0 | 0 | 0 | 0 | 0 | 1 | 1 | 1 | 1 | 3 | [13 empty] | 3 | 3 | 4 | 1 | 3 | 1 | 1 | 0
PG&E KERN | Lamont | 115 | Biomass |  |  | 0 | 0 | 0 | 0 | 0 | 0 | 0 | 0 | 0 | 5 | 5 | 5 | 4 | 3 | [13 empty] | 3 | 3 | 3 | 3 | 4 | 1 | 4 | 1
PG&E FRESNO | Las Aguilas | 230 | Biomass |  |  | 0 | 0 | 0 | 0 | 0 | 0 | 0 | 0 | 0 | 5 | 2 | 5 | 2 | [14 empty] | 1 | 1 | 1 | 1 | 3 | 1 | 1 | 0
EOP | Lathrop | 138 | Biomass |  |  | 0 | 0 | 0 | 0 | 0 | 0 | 0 | 0 | 0 | 5 | 2 | 4 | 2 | [14 empty] | 1 | 1 | 1 | 3 | 1 | 1 | 1 | 0
EOP | Lathrop | 230 | Biomass |  |  | 0 | 0 | 0 | 0 | 0 | 0 | 0 | 0 | 0 | 5 | 2 | 4 | 2 | [14 empty] | 1 | 1 | 1 | 3 | 1 | 1 | 1 | 0
PG&E FRESNO | Le Grand | 115 | Biomass |  |  | 0 | 0 | 0 | 0 | 0 | 0 | 0 | 0 | 0 | 5 | 5 | 5 | 2 | 3 | [13 empty] | 3 | 3 | 2 | 1 | 4 | 1 | 1 | 0
PG&E FRESNO | Lemoore | 70 | Biomass |  |  | 0 | 0 | 0 | 0 | 0 | 0 | 0 | 0 | 0 | 5 | 2 | 5 | 2 | [14 empty] | 3 | 3 | 2 | 1 | 3 | 1 | 1 | 0
PG&E KERN | Lerdo | 115 | Biomass |  |  | 0 | 0 | 0 | 0 | 0 | 0 | 0 | 0 | 0 | 5 | 5 | 5 | 4 | [14 empty] | 3 | 3 | 2 | 3 | 4 | 1 | 1 | 0
SCE Metro | Lewis | 230 | Biomass |  |  | 0 | 0 | 0 | 0 | 0 | 0 | 0 | 0 | 0 | 1 | 1 | 1 | 1 | [14 empty] | 3 | 3 | 3 | 3 | 3 | 1 | 1 | 0
SCE Metro | Lighthipe | 230 | Biomass |  |  | 0 | 0 | 0 | 0 | 0 | 0 | 0 | 0 | 0 | 1 | 1 | 1 | 1 | [14 empty] | 3 | 3 | 3 | 3 | 4 | 1 | 1 | 0
SDGE | Lilac | 69 | Biomass |  |  | 0 | 0 | 0 | 0 | 0 | 0 | 0 | 0 | 0 | 1 | 1 | 1 | 1 | [14 empty] | 1 | 3 | 2 | 3 | 1 | 1 | 1 | 0
PG&E NGBA | Lincoln | 115 | Biomass |  |  | 0 | 0 | 0 | 0 | 0 | 0 | 0 | 0 | 0 | 5 | 5 | 1 | 1 | [14 empty] | 1 | 3 | 2 | 1 | 1 | 1 | 1 | 0
PG&E KERN | Live Oak | 115 | Biomass |  |  | 0 | 0 | 0 | 0 | 0 | 0 | 0 | 0 | 0 | 5 | 5 | 5 | 4 | [14 empty] | 3 | 3 | 4 | 3 | 4 | 1 | 1 | 0
PG&E GBA | Llagas | 115 | Biomass |  |  | 0 | 0 | 0 | 0 | 0 | 0 | 0 | 0 | 0 | 1 | 1 | 1 | 1 | [14 empty] | 1 | 3 | 3 | 1 | 4 | 1 | 1 | 0
PG&E GBA | Lockeford | 115 | Biomass |  |  | 0 | 0 | 0 | 0 | 0 | 0 | 0 | 0 | 0 | 1 | 1 | 1 | 1 | [14 empty] | 3 | 3 | 2 | 1 | 3 | 1 | 1 | 0
PG&E GBA | Lockeford | 230 | Biomass |  |  | 0 | 0 | 0 | 0 | 0 | 0 | 0 | 0 | 0 | 5 | 5 | 1 | 1 | [14 empty] | 3 | 3 | 2 | 1 | 3 | 1 | 1 | 0
PG&E GBA | Lockeford | 60 | Biomass |  |  | 0 | 0 | 0 | 0 | 0 | 0 | 0 | 0 | 0 | 5 | 5 | 1 | 1 | [14 empty] | 3 | 3 | 2 | 1 | 3 | 1 | 1 | 0
PG&E GBA | Lodi | 230 | Biomass |  |  | 0 | 0 | 0 | 0 | 0 | 0 | 0 | 0 | 0 | 5 | 5 | 1 | 1 | [14 empty] | 3 | 3 | 4 | 1 | 4 | 1 | 1 | 0
PG&E NGBA | Logan Creek | 230 | Biomass |  |  | 0 | 0 | 0 | 0 | 0 | 0 | 0 | 0 | 0 | 5 | 5 | 1 | 1 | [14 empty] | 1 | 1 | 1 | 3 | 3 | 1 | 1 | 0
PG&E GBA | Lone Tree | 230 | Biomass |  |  | 0 | 0 | 0 | 0 | 0 | 0 | 0 | 0 | 0 | 5 | 5 | 1 | 1 | [14 empty] | 1 | 3 | 3 | 3 | 3 | 1 | 1 | 0
PG&E FRESNO | Los Banos | 230 | Biomass |  |  | 0 | 0 | 0 | 0 | 0 | 0 | 0 | 0 | 0 | 5 | 2 | 5 | 2 | 3 | [13 empty] | 3 | 3 | 1 | 1 | 4 | 1 | 1 | 0
PG&E FRESNO | Los Banos | 500 | Biomass |  |  | 0 | 0 | 0 | 0 | 0 | 0 | 0 | 0 | 0 | 1 | 1 | 1 | 1 | 2 | [13 empty] | 3 | 3 | 1 | 1 | 4 | 1 | 1 | 0
SDGE | Los Coches | 138 | Biomass |  |  | 0 | 0 | 0 | 0 | 0 | 0 | 0 | 0 | 0 | 1 | 1 | 1 | 1 | [14 empty] | 1 | 1 | 1 | 1 | 1 | 1 | 1 | 0
SDGE | Los Coches | 69 | Biomass |  |  | 0 | 0 | 0 | 0 | 0 | 0 | 0 | 0 | 0 | 1 | 1 | 1 | 1 | [14 empty] | 1 | 1 | 1 | 1 | 1 | 1 | 1 | 0
PG&E GBA | Los Esteros | 115 | Biomass |  |  | 0 | 0 | 0 | 0 | 0 | 0 | 0 | 0 | 0 | 1 | 1 | 1 | 1 | 4 | [13 empty] | 1 | 3 | 4 | 1 | 4 | 1 | 1 | 0
PG&E GBA | Los Esteros | 230 | Biomass |  |  | 0 | 0 | 0 | 0 | 0 | 0 | 0 | 0 | 0 | 1 | 1 | 1 | 1 | [14 empty] | 1 | 3 | 4 | 1 | 4 | 1 | 1 | 0
PG&E GBA | Los Positas | 230 | Biomass |  |  | 0 | 0 | 0 | 0 | 0 | 0 | 0 | 0 | 0 | 5 | 5 | 1 | 1 | 3 | [13 empty] | 1 | 3 | 2 | 3 | 1 | 1 | 1 | 0
PG&E GBA | Los Positas | 60 | Biomass |  |  | 0 | 0 | 0 | 0 | 0 | 0 | 0 | 0 | 0 | 5 | 5 | 1 | 1 | 3 | [13 empty] | 1 | 3 | 2 | 3 | 1 | 1 | 1 | 0
SDGE | Loveland | 69 | Biomass |  |  | 0 | 0 | 0 | 0 | 0 | 0 | 0 | 0 | 0 | 1 | 1 | 1 | 1 | [14 empty] | 1 | 3 | 2 | 3 | 1 | 1 | 1 | 0
SCE NOL | Lugo | 230 | Biomass |  |  | 0 | 0 | 0 | 0 | 0 | 0 | 0 | 0 | 0 | 1 | 1 | 1 | 1 | [14 empty] | 1 | 3 | 1 | 3 | 3 | 1 | 1 | 0
SCE Metro | Lugo | 500 | Biomass |  |  | 0 | 0 | 0 | 0 | 0 | 0 | 0 | 0 | 0 | 1 | 1 | 1 | 1 | 5 | [13 empty] | 1 | 3 | 1 | 3 | 3 | 1 | 1 | 0
PG&E FRESNO | Madera | 70 | Biomass |  |  | 0 | 0 | 0 | 0 | 0 | 0 | 0 | 0 | 0 | 5 | 2 | 5 | 2 | [14 empty] | 3 | 3 | 1 | 1 | 4 | 1 | 1 | 0
PG&E NGBA | Madison | 115 | Biomass |  |  | 0 | 0 | 0 | 0 | 0 | 0 | 0 | 0 | 0 | 5 | 5 | 1 | 1 | [14 empty] | 1 | 3 | 1 | 1 | 1 | 1 | 1 | 0
PG&E KERN | Magunden | 115 | Biomass |  |  | 0 | 0 | 0 | 0 | 0 | 0 | 0 | 0 | 0 | 5 | 5 | 5 | 4 | [14 empty] | 3 | 3 | 3 | 3 | 4 | 1 | 1 | 0
SCE Northern | Magunden | 230 | Biomass |  |  | 0 | 0 | 0 | 0 | 0 | 0 | 0 | 0 | 0 | 1 | 1 | 1 | 1 | [14 empty] | 3 | 3 | 3 | 3 | 4 | 1 | 1 | 0
PG&E FRESNO | Malaga | 115 | Biomass |  |  | 0 | 0 | 0 | 0 | 0 | 0 | 0 | 0 | 0 | 5 | 5 | 5 | 4 | [14 empty] | 3 | 3 | 4 | 1 | 4 | 1 | 1 | 0
PG&E NGBA | Malin | 500 | Biomass |  |  | 0 | 0 | 0 | 0 | 0 | 0 | 0 | 0 | 0 | 5 | 5 | 1 | 1 | [14 empty] | 1 | 1 | 1 | 1 | 1 | 1 | 1 | 0
SCE Northern | Mandalay | 230 | Biomass |  |  | 0 | 0 | 0 | 0 | 0 | 0 | 0 | 0 | 0 | 5 | 2 | 4 | 2 | [14 empty] | 1 | 3 | 4 | 3 | 4 | 1 | 1 | 0
PG&E FRESNO | Manning | 230 | Biomass |  |  | 0 | 0 | 0 | 0 | 0 | 0 | 0 | 0 | 0 | 5 | 2 | 5 | 2 | 3 | [13 empty] | 3 | 3 | 3 | 1 | 4 | 1 | 1 | 0
PG&E FRESNO | Manning | 500 | Biomass |  |  | 0 | 0 | 0 | 0 | 0 | 0 | 0 | 0 | 0 | 1 | 1 | 1 | 1 | 5 | [13 empty] | 3 | 3 | 3 | 1 | 4 | 1 | 1 | 0
PG&E GBA | Manteca | 115 | Biomass |  |  | 0 | 0 | 0 | 0 | 0 | 0 | 0 | 0 | 0 | 5 | 5 | 5 | 4 | [14 empty] | 3 | 3 | 3 | 1 | 3 | 1 | 1 | 0
SDGE | Margarita | 138 | Biomass |  |  | 0 | 0 | 0 | 0 | 0 | 0 | 0 | 0 | 0 | 1 | 1 | 1 | 1 | [14 empty] | 3 | 3 | 3 | 3 | 1 | 1 | 1 | 0
PG&E GBA | Martin | 230 | Biomass |  |  | 0 | 0 | 0 | 0 | 0 | 0 | 0 | 0 | 0 | 5 | 5 | 1 | 1 | 3 | [13 empty] | 1 | 3 | 3 | 3 | 3 | 1 | 1 | 0
PG&E GBA | Martin | 115 | Biomass |  |  | 0 | 0 | 0 | 0 | 0 | 0 | 0 | 0 | 0 | 1 | 1 | 1 | 1 | 4 | [13 empty] | 1 | 3 | 3 | 3 | 3 | 1 | 1 | 0
PG&E GBA | Martinez | 115 | Biomass |  |  | 0 | 0 | 0 | 0 | 0 | 0 | 0 | 0 | 0 | 5 | 5 | 1 | 1 | [14 empty] | 1 | 3 | 4 | 3 | 4 | 1 | 1 | 0
PG&E FRESNO | Mc Mullin | 230 | Biomass |  |  | 0 | 0 | 0 | 0 | 0 | 0 | 0 | 0 | 0 | 5 | 5 | 5 | 2 | [14 empty] | 3 | 3 | 2 | 1 | 4 | 1 | 1 | 0
PG&E FRESNO | McCall | 115 | Biomass |  |  | 0 | 0 | 0 | 0 | 0 | 0 | 0 | 0 | 0 | 5 | 5 | 5 | 2 | [14 empty] | 3 | 3 | 2 | 1 | 4 | 1 | 1 | 0
PG&E FRESNO | McCall | 230 | Biomass |  |  | 0 | 0 | 0 | 0 | 0 | 0 | 0 | 0 | 0 | 5 | 5 | 5 | 2 | [14 empty] | 3 | 3 | 2 | 1 | 4 | 1 | 1 | 0
PG&E GBA | Meadow Lane | 115 | Biomass |  |  | 0 | 0 | 0 | 0 | 0 | 0 | 0 | 0 | 0 | 5 | 5 | 1 | 1 | [14 empty] | 1 | 3 | 4 | 3 | 4 | 1 | 1 | 0
PG&E GBA | Melones | 115 | Biomass |  |  | 0 | 0 | 0 | 0 | 0 | 0 | 0 | 0 | 0 | 1 | 1 | 1 | 1 | [14 empty] | 1 | 3 | 1 | 3 | 1 | 1 | 1 | 0
PG&E GBA | Melones | 230 | Biomass |  |  | 0 | 0 | 0 | 0 | 0 | 0 | 0 | 0 | 0 | 1 | 1 | 1 | 1 | [14 empty] | 1 | 3 | 1 | 3 | 1 | 1 | 1 | 0
SDGE | Melrose | 69 | Biomass |  |  | 0 | 0 | 0 | 0 | 0 | 0 | 0 | 0 | 0 | 1 | 1 | 1 | 1 | [14 empty] | 1 | 3 | 2 | 3 | 1 | 1 | 1 | 0
PG&E NGBA | Mendocino | 115 | Biomass |  |  | 0 | 0 | 0 | 0 | 0 | 0 | 0 | 0 | 0 | 5 | 5 | 1 | 1 | [14 empty] | 1 | 1 | 1 | 1 | 1 | 1 | 1 | 0
PG&E NGBA | Mendocino | 60 | Biomass |  |  | 0 | 0 | 0 | 0 | 0 | 0 | 0 | 0 | 0 | 5 | 5 | 1 | 1 | [14 empty] | 1 | 1 | 1 | 1 | 1 | 1 | 5 | 1
PG&E FRESNO | Mendota | 115 | Biomass |  |  | 0 | 0 | 0 | 0 | 0 | 0 | 0 | 0 | 0 | 5 | 5 | 5 | 2 | 1 | [13 empty] | 3 | 3 | 2 | 1 | 4 | 1 | 1 | 0
PG&E GBA | Menlo | 60 | Biomass |  |  | 0 | 0 | 0 | 0 | 0 | 0 | 0 | 0 | 0 | 5 | 5 | 1 | 1 | [14 empty] | 1 | 3 | 3 | 3 | 3 | 1 | 1 | 0
PG&E FRESNO | Merced | 115 | Biomass |  |  | 0 | 0 | 0 | 0 | 0 | 0 | 0 | 0 | 0 | 5 | 5 | 5 | 2 | [14 empty] | 3 | 3 | 2 | 1 | 4 | 1 | 1 | 0
EOP | Mercury | 138 | Biomass |  |  | 0 | 0 | 0 | 0 | 0 | 0 | 0 | 0 | 0 | 5 | 2 | 4 | 2 | [14 empty] | 1 | 1 | 1 | 3 | 1 | 1 | 1 | 0
PG&E FRESNO | Mercy Springs | 70 | Biomass |  |  | 0 | 0 | 0 | 0 | 0 | 0 | 0 | 0 | 0 | 5 | 2 | 5 | 2 | [14 empty] | 3 | 3 | 1 | 1 | 4 | 1 | 5 | 1
PG&E NGBA | Meridian | 60 | Biomass |  |  | 0 | 0 | 0 | 0 | 0 | 0 | 0 | 0 | 0 | 5 | 5 | 1 | 1 | [14 empty] | 1 | 1 | 1 | 3 | 1 | 1 | 1 | 0
PG&E KERN | Mesa (PGE) | 115 | Biomass |  |  | 0 | 0 | 0 | 0 | 0 | 0 | 0 | 0 | 0 | 5 | 2 | 5 | 2 | [14 empty] | 1 | 1 | 3 | 1 | 3 | 1 | 1 | 0
PG&E KERN | Mesa (PGE) | 230 | Biomass |  |  | 0 | 0 | 0 | 0 | 0 | 0 | 0 | 0 | 0 | 5 | 5 | 5 | 4 | [14 empty] | 1 | 1 | 3 | 1 | 3 | 1 | 1 | 0
SCE Metro | Mesa (SCE) | 230 | Biomass |  |  | 0 | 0 | 0 | 0 | 0 | 0 | 0 | 0 | 0 | 1 | 1 | 1 | 1 | [14 empty] | 3 | 3 | 3 | 3 | 3 | 1 | 1 | 0
SCE Metro | Mesa (SCE) | 500 | Biomass |  |  | 0 | 0 | 0 | 0 | 0 | 0 | 0 | 0 | 0 | 1 | 1 | 1 | 1 | [14 empty] | 3 | 3 | 3 | 3 | 3 | 1 | 1 | 0
SDGE | Mesa Heights | 69 | Biomass |  |  | 0 | 0 | 0 | 0 | 0 | 0 | 0 | 0 | 0 | 1 | 1 | 1 | 1 | [14 empty] | 1 | 3 | 3 | 3 | 1 | 1 | 1 | 0
PG&E GBA | Metcalf | 115 | Biomass |  |  | 0 | 0 | 0 | 0 | 0 | 0 | 0 | 0 | 0 | 1 | 1 | 1 | 1 | 4 | [13 empty] | 1 | 3 | 4 | 1 | 1 | 1 | 1 | 0
PG&E GBA | Metcalf | 230 | Biomass |  |  | 0 | 0 | 0 | 0 | 0 | 0 | 0 | 0 | 0 | 1 | 1 | 1 | 1 | 4 | [13 empty] | 1 | 3 | 4 | 1 | 1 | 1 | 1 | 0
PG&E GBA | Metcalf | 500 | Biomass |  |  | 0 | 0 | 0 | 0 | 0 | 0 | 0 | 0 | 0 | 1 | 1 | 1 | 1 | 5 | [13 empty] | 1 | 3 | 4 | 1 | 1 | 1 | 1 | 0
PG&E KERN | Midway | 115 | Biomass |  |  | 0 | 0 | 0 | 0 | 0 | 0 | 0 | 0 | 0 | 5 | 5 | 5 | 4 | 4 | [13 empty] | 3 | 3 | 2 | 3 | 4 | 1 | 1 | 0
PG&E KERN | Midway | 230 | Biomass |  |  | 0 | 0 | 0 | 0 | 0 | 0 | 0 | 0 | 0 | 5 | 5 | 5 | 4 | 4 | [13 empty] | 3 | 3 | 2 | 3 | 4 | 1 | 1 | 0
PG&E KERN | Midway | 500 | Biomass |  |  | 0 | 0 | 0 | 0 | 0 | 0 | 0 | 0 | 0 | 5 | 5 | 4 | 4 | 5 | [13 empty] | 3 | 3 | 2 | 3 | 4 | 1 | 1 | 0
SDGE | Miguel | 230 | Biomass |  |  | 0 | 0 | 0 | 0 | 0 | 0 | 0 | 0 | 0 | 1 | 1 | 1 | 1 | [14 empty] | 1 | 3 | 2 | 3 | 3 | 1 | 1 | 0
SDGE | Miguel | 500 | Biomass |  |  | 0 | 0 | 0 | 0 | 0 | 0 | 0 | 0 | 0 | 1 | 1 | 1 | 1 | [14 empty] | 1 | 3 | 2 | 3 | 3 | 1 | 1 | 0
SDGE | Miguel | 69 | Biomass |  |  | 0 | 0 | 0 | 0 | 0 | 0 | 0 | 0 | 0 | 1 | 1 | 1 | 1 | [14 empty] | 1 | 3 | 2 | 3 | 3 | 1 | 1 | 0
PG&E GBA | Millbrae | 115 | Biomass |  |  | 0 | 0 | 0 | 0 | 0 | 0 | 0 | 0 | 0 | 1 | 1 | 1 | 1 | [14 empty] | 1 | 3 | 3 | 3 | 3 | 1 | 1 | 0
PG&E GBA | Miller | 115 | Biomass |  |  | 0 | 0 | 0 | 0 | 0 | 0 | 0 | 0 | 0 | 1 | 1 | 1 | 1 | [14 empty] | 3 | 3 | 1 | 1 | 4 | 1 | 1 | 0
SCE Metro | Mira Loma | 230 | Biomass |  |  | 0 | 0 | 0 | 0 | 0 | 0 | 0 | 0 | 0 | 1 | 1 | 1 | 1 | 5 | [13 empty] | 3 | 3 | 4 | 3 | 4 | 1 | 1 | 0
SCE Metro | Mira Loma | 500 | Biomass |  |  | 0 | 0 | 0 | 0 | 0 | 0 | 0 | 0 | 0 | 1 | 1 | 1 | 1 | 5 | [13 empty] | 3 | 3 | 4 | 3 | 4 | 1 | 1 | 0
SCE Eastern | Mirage | 115 | Biomass |  |  | 0 | 0 | 0 | 0 | 0 | 0 | 0 | 0 | 0 | 5 | 2 | 1 | 1 | [14 empty] | 1 | 3 | 2 | 3 | 1 | 1 | 1 | 0
SCE Eastern | Mirage | 230 | Biomass |  |  | 0 | 0 | 0 | 0 | 0 | 0 | 0 | 0 | 0 | 5 | 2 | 1 | 1 | [14 empty] | 1 | 3 | 2 | 3 | 1 | 1 | 1 | 0
SDGE | Mission | 138 | Biomass |  |  | 0 | 0 | 0 | 0 | 0 | 0 | 0 | 0 | 0 | 1 | 1 | 1 | 1 | [14 empty] | 1 | 3 | 3 | 3 | 3 | 1 | 1 | 0
SDGE | Mission | 230 | Biomass |  |  | 0 | 0 | 0 | 0 | 0 | 0 | 0 | 0 | 0 | 1 | 1 | 1 | 1 | [14 empty] | 1 | 3 | 3 | 3 | 3 | 1 | 1 | 0
SDGE | Mission | 69 | Biomass |  |  | 0 | 0 | 0 | 0 | 0 | 0 | 0 | 0 | 0 | 1 | 1 | 1 | 1 | [14 empty] | 1 | 3 | 3 | 3 | 3 | 1 | 1 | 0
PG&E GBA | Mi-Wuk | 115 | Biomass |  |  | 0 | 0 | 0 | 0 | 0 | 0 | 0 | 0 | 0 | 1 | 1 | 1 | 1 | [14 empty] | 1 | 3 | 1 | 3 | 1 | 1 | 1 | 0
EOP | Mohave | 500 | Biomass |  |  | 0 | 0 | 0 | 0 | 0 | 0 | 0 | 0 | 0 | 5 | 2 | 4 | 2 | 5 | [13 empty] | 1 | 1 | 3 | 3 | 1 | 1 | 1 | 0
PG&E NGBA | Monroe | 115 | Biomass |  |  | 0 | 0 | 0 | 0 | 0 | 0 | 0 | 0 | 0 | 5 | 5 | 1 | 1 | [14 empty] | 1 | 3 | 3 | 1 | 3 | 1 | 1 | 0
SDGE | Monserate | 69 | Biomass |  |  | 0 | 0 | 0 | 0 | 0 | 0 | 0 | 0 | 0 | 1 | 1 | 1 | 1 | [14 empty] | 1 | 3 | 2 | 3 | 1 | 1 | 1 | 0
PG&E GBA | Monta Vista | 115 | Biomass |  |  | 0 | 0 | 0 | 0 | 0 | 0 | 0 | 0 | 0 | 1 | 1 | 1 | 1 | [14 empty] | 1 | 3 | 2 | 1 | 1 | 1 | 1 | 0
PG&E GBA | Monta Vista | 230 | Biomass |  |  | 0 | 0 | 0 | 0 | 0 | 0 | 0 | 0 | 0 | 1 | 1 | 1 | 1 | [14 empty] | 1 | 3 | 2 | 1 | 1 | 1 | 1 | 0
PG&E GBA | Monta Vista | 60 | Biomass |  |  | 0 | 0 | 0 | 0 | 0 | 0 | 0 | 0 | 0 | 1 | 1 | 1 | 1 | [14 empty] | 1 | 3 | 2 | 1 | 1 | 1 | 1 | 0
PG&E NGBA | Monticello | 115 | Biomass |  |  | 0 | 0 | 0 | 0 | 0 | 0 | 0 | 0 | 0 | 5 | 5 | 1 | 1 | [14 empty] | 1 | 3 | 1 | 1 | 1 | 1 | 1 | 0
SCE Northern | Moorpark | 230 | Biomass |  |  | 0 | 0 | 0 | 0 | 0 | 0 | 0 | 0 | 0 | 5 | 2 | 4 | 2 | 4 | [13 empty] | 1 | 3 | 1 | 3 | 1 | 1 | 1 | 0
SCE Northern | Moorpark | 66 | Biomass |  |  | 0 | 0 | 0 | 0 | 0 | 0 | 0 | 0 | 0 | 5 | 2 | 4 | 2 | [14 empty] | 1 | 3 | 1 | 3 | 1 | 1 | 1 | 0
PG&E GBA | Moraga | 115 | Biomass |  |  | 0 | 0 | 0 | 0 | 0 | 0 | 0 | 0 | 0 | 5 | 5 | 1 | 1 | [14 empty] | 1 | 3 | 2 | 3 | 1 | 1 | 1 | 0
PG&E GBA | Moraga | 230 | Biomass |  |  | 0 | 0 | 0 | 0 | 0 | 0 | 0 | 0 | 0 | 5 | 5 | 1 | 1 | [14 empty] | 1 | 3 | 2 | 3 | 1 | 1 | 1 | 0
PG&E GBA | Morgan Hill | 115 | Biomass |  |  | 0 | 0 | 0 | 0 | 0 | 0 | 0 | 0 | 0 | 1 | 1 | 1 | 1 | [14 empty] | 1 | 3 | 2 | 1 | 3 | 1 | 1 | 0
PG&E KERN | Morro Bay | 115 | Biomass |  |  | 0 | 0 | 0 | 0 | 0 | 0 | 0 | 0 | 0 | 5 | 2 | 5 | 2 | [14 empty] | 1 | 1 | 4 | 1 | 1 | 1 | 1 | 0
PG&E KERN | Morro Bay | 230 | Biomass |  |  | 0 | 0 | 0 | 0 | 0 | 0 | 0 | 0 | 0 | 5 | 5 | 5 | 4 | [14 empty] | 1 | 1 | 4 | 1 | 1 | 1 | 1 | 0
PG&E KERN | Morro Bay | 500 | Biomass |  |  | 0 | 0 | 0 | 0 | 0 | 0 | 0 | 0 | 0 | 5 | 5 | 4 | 4 | [14 empty] | 1 | 1 | 4 | 1 | 1 | 1 | 1 | 0
PG&E GBA | Moss Landing | 115 | Biomass |  |  | 0 | 0 | 0 | 0 | 0 | 0 | 0 | 0 | 0 | 1 | 1 | 1 | 1 | [14 empty] | 1 | 1 | 4 | 1 | 3 | 1 | 1 | 0
PG&E GBA | Moss Landing | 230 | Biomass |  |  | 0 | 0 | 0 | 0 | 0 | 0 | 0 | 0 | 0 | 1 | 1 | 1 | 1 | [14 empty] | 1 | 1 | 4 | 1 | 3 | 1 | 1 | 0
PG&E GBA | Moss Landing | 500 | Biomass |  |  | 0 | 0 | 0 | 0 | 0 | 0 | 0 | 0 | 0 | 5 | 5 | 1 | 1 | 5 | [13 empty] | 1 | 1 | 4 | 1 | 3 | 1 | 1 | 0
EOP | Mountain Pass | 115 | Biomass |  |  | 0 | 0 | 0 | 0 | 0 | 0 | 0 | 0 | 0 | 5 | 2 | 4 | 2 | [14 empty] | 1 | 1 | 1 | 3 | 4 | 1 | 1 | 0
PG&E GBA | Mountain View | 115 | Biomass |  |  | 0 | 0 | 0 | 0 | 0 | 0 | 0 | 0 | 0 | 1 | 1 | 1 | 1 | [14 empty] | 1 | 3 | 3 | 1 | 3 | 1 | 1 | 0
PG&E GBA | Mt Eden | 115 | Biomass |  |  | 0 | 0 | 0 | 0 | 0 | 0 | 0 | 0 | 0 | 5 | 5 | 1 | 1 | [14 empty] | 1 | 3 | 3 | 3 | 3 | 1 | 1 | 0
PG&E KERN | Mt Poso | 115 | Biomass |  |  | 0 | 0 | 0 | 0 | 0 | 0 | 0 | 0 | 0 | 5 | 2 | 5 | 2 | [14 empty] | 3 | 3 | 4 | 3 | 4 | 1 | 1 | 0
SDGE | Murray | 69 | Biomass |  |  | 0 | 0 | 0 | 0 | 0 | 0 | 0 | 0 | 0 | 1 | 1 | 1 | 1 | [14 empty] | 1 | 3 | 3 | 3 | 3 | 1 | 1 | 0
PG&E FRESNO | Mustang | 230 | Biomass |  |  | 0 | 0 | 0 | 0 | 0 | 0 | 0 | 0 | 0 | 5 | 5 | 5 | 4 | [14 empty] | 3 | 3 | 4 | 1 | 4 | 1 | 1 | 0
SCE Northern | Neenach | 66 | Biomass |  |  | 0 | 0 | 0 | 0 | 0 | 0 | 0 | 0 | 0 | 1 | 1 | 1 | 1 | [14 empty] | 1 | 3 | 1 | 3 | 1 | 1 | 1 | 0
PG&E KERN | New Sub - Gates - Midway (Proposed) | 230 | Biomass |  |  | 0 | 0 | 0 | 0 | 0 | 0 | 0 | 0 | 0 | 5 | 5 | 5 | 4 | 3 | [13 empty] | 3 | 3 | 1 | 1 | 4 | 1 | 1 | 0
PG&E KERN | New Sub - Gates - Templeton (Proposed) | 230 | Biomass |  |  | 0 | 0 | 0 | 0 | 0 | 0 | 0 | 0 | 0 | 5 | 5 | 5 | 4 | [14 empty] | 3 | 3 | 1 | 1 | 4 | 1 | 1 | 0
SCE NOL | New Sub - Kramer - Lugo (Proposed) | 230 | Biomass |  |  | 0 | 0 | 0 | 0 | 0 | 0 | 0 | 0 | 0 | 3 | 3 | 1 | 1 | [14 empty] | 1 | 3 | 3 | 3 | 4 | 1 | 1 | 0
PG&E FRESNO | New Sub - Los Banos - Midway (Proposed) | 500 | Biomass |  |  | 0 | 0 | 0 | 0 | 0 | 0 | 0 | 0 | 0 | 5 | 5 | 4 | 4 | 5 | [13 empty] | 3 | 3 | 1 | 1 | 4 | 1 | 1 | 0
SCE NOL | New Sub - Lugo - Pisgah (Proposed) | 230 | Biomass |  |  | 0 | 0 | 0 | 0 | 0 | 0 | 0 | 0 | 0 | 1 | 1 | 1 | 1 | [14 empty] | 1 | 3 | 2 | 3 | 1 | 1 | 1 | 0
PG&E KERN | New Sub - Midway - Wheeler Ridge (Proposed) | 230 | Biomass |  |  | 0 | 0 | 0 | 0 | 0 | 0 | 0 | 0 | 0 | 5 | 5 | 5 | 4 | [14 empty] | 3 | 3 | 2 | 3 | 4 | 1 | 1 | 0
PG&E NGBA | New Sub - Near existing Leavitt (PSREC) | 345 | Biomass |  |  | 0 | 0 | 0 | 0 | 0 | 0 | 0 | 0 | 0 | 5 | 5 | 1 | 1 | [14 empty] | 1 | 1 | 4 | 3 | 1 | 1 | 1 | 0
PG&E NGBA | New Sub - Near existing Madeline (NVE) | 345 | Biomass |  |  | 0 | 0 | 0 | 0 | 0 | 0 | 0 | 0 | 0 | 5 | 5 | 1 | 1 | [14 empty] | 1 | 1 | 1 | 3 | 1 | 1 | 1 | 0
SDGE | New Sub - North Gila - IV (Proposed) | 500 | Biomass |  |  | 0 | 0 | 0 | 0 | 0 | 0 | 0 | 0 | 0 | 1 | 1 | 1 | 1 | [14 empty] | 1 | 3 | 1 | 1 | 3 | 1 | 1 | 0
PG&E NGBA | New Sub - Pit 1 - Cottonwood (Proposed) | 230 | Biomass |  |  | 0 | 0 | 0 | 0 | 0 | 0 | 0 | 0 | 0 | 5 | 5 | 3 | 2 | [14 empty] | 1 | 1 | 1 | 1 | 1 | 1 | 1 | 0
PG&E GBA | New Sub - Rancho Seco - Bellota (Proposed) | 230 | Biomass |  |  | 0 | 0 | 0 | 0 | 0 | 0 | 0 | 0 | 0 | 1 | 1 | 1 | 1 | [14 empty] | 3 | 3 | 2 | 1 | 1 | 1 | 1 | 0
SDGE | New Sub - Suncrest - Ocotillo (Proposed) | 500 | Biomass |  |  | 0 | 0 | 0 | 0 | 0 | 0 | 0 | 0 | 0 | 1 | 1 | 1 | 1 | [14 empty] | 1 | 3 | 1 | 3 | 1 | 1 | 1 | 0
PG&E FRESNO | New Sub - Westley - Quinto (Proposed) | 230 | Biomass |  |  | 0 | 0 | 0 | 0 | 0 | 0 | 0 | 0 | 0 | 1 | 1 | 1 | 1 | [14 empty] | 3 | 3 | 1 | 1 | 4 | 1 | 1 | 0
PG&E GBA | Newark | 115 | Biomass |  |  | 0 | 0 | 0 | 0 | 0 | 0 | 0 | 0 | 0 | 1 | 1 | 1 | 1 | [14 empty] | 1 | 3 | 2 | 3 | 3 | 1 | 1 | 0
PG&E GBA | Newark | 230 | Biomass |  |  | 0 | 0 | 0 | 0 | 0 | 0 | 0 | 0 | 0 | 1 | 1 | 1 | 1 | 4 | [13 empty] | 1 | 3 | 2 | 3 | 3 | 1 | 1 | 0
PG&E GBA | Newark | 60 | Biomass |  |  | 0 | 0 | 0 | 0 | 0 | 0 | 0 | 0 | 0 | 5 | 5 | 1 | 1 | 3 | [13 empty] | 1 | 3 | 2 | 3 | 3 | 1 | 1 | 0
PG&E FRESNO | Newhall | 115 | Biomass |  |  | 0 | 0 | 0 | 0 | 0 | 0 | 0 | 0 | 0 | 5 | 2 | 5 | 2 | [14 empty] | 3 | 3 | 1 | 1 | 4 | 1 | 1 | 0
PG&E KERN | Norco | 115 | Biomass |  |  | 0 | 0 | 0 | 0 | 0 | 0 | 0 | 0 | 0 | 5 | 5 | 5 | 4 | [14 empty] | 3 | 3 | 2 | 3 | 4 | 1 | 4 | 1
PG&E GBA | Nortech | 115 | Biomass |  |  | 0 | 0 | 0 | 0 | 0 | 0 | 0 | 0 | 0 | 1 | 1 | 1 | 1 | [14 empty] | 1 | 3 | 3 | 1 | 4 | 1 | 1 | 0
SDGE | North City Metering | 138 | Biomass |  |  | 0 | 0 | 0 | 0 | 0 | 0 | 0 | 0 | 0 | 1 | 1 | 1 | 1 | [14 empty] | 1 | 3 | 3 | 3 | 1 | 1 | 1 | 0
PG&E GBA | North Dublin | 230 | Biomass |  |  | 0 | 0 | 0 | 0 | 0 | 0 | 0 | 0 | 0 | 5 | 5 | 1 | 1 | [14 empty] | 1 | 3 | 3 | 3 | 1 | 1 | 1 | 0
SDGE | North Gila | 500 | Biomass |  |  | 0 | 0 | 0 | 0 | 0 | 0 | 0 | 0 | 0 | 1 | 1 | 1 | 1 | [14 empty] | 1 | 1 | 1 | 1 | 1 | 1 | 1 | 0
SCE Metro | North of SONGS | 230 | Biomass |  |  | 0 | 0 | 0 | 0 | 0 | 0 | 0 | 0 | 0 | 1 | 1 | 1 | 1 | [14 empty] | 1 | 3 | 2 | 3 | 1 | 1 | 1 | 0
SCE Metro | North of SONGS | 500 | Biomass |  |  | 0 | 0 | 0 | 0 | 0 | 0 | 0 | 0 | 0 | 1 | 1 | 1 | 1 | [14 empty] | 1 | 3 | 2 | 3 | 1 | 1 | 1 | 0
PG&E NGBA | Notre Dame | 115 | Biomass |  |  | 0 | 0 | 0 | 0 | 0 | 0 | 0 | 0 | 0 | 5 | 5 | 1 | 1 | [14 empty] | 1 | 3 | 1 | 1 | 3 | 1 | 1 | 0
PG&E GBA | Oakland C | 115 | Biomass |  |  | 0 | 0 | 0 | 0 | 0 | 0 | 0 | 0 | 0 | 5 | 5 | 1 | 1 | 3 | [13 empty] | 1 | 3 | 4 | 3 | 3 | 1 | 1 | 0
PG&E GBA | Oakland J | 115 | Biomass |  |  | 0 | 0 | 0 | 0 | 0 | 0 | 0 | 0 | 0 | 5 | 5 | 1 | 1 | [14 empty] | 1 | 3 | 3 | 3 | 4 | 1 | 1 | 0
PG&E GBA | Oakland L | 115 | Biomass |  |  | 0 | 0 | 0 | 0 | 0 | 0 | 0 | 0 | 0 | 5 | 5 | 1 | 1 | [14 empty] | 1 | 3 | 3 | 3 | 4 | 1 | 1 | 0
PG&E GBA | Oakland X | 115 | Biomass |  |  | 0 | 0 | 0 | 0 | 0 | 0 | 0 | 0 | 0 | 5 | 5 | 1 | 1 | [14 empty] | 1 | 3 | 3 | 3 | 3 | 1 | 1 | 0
SDGE | Ocean Ranch | 69 | Biomass |  |  | 0 | 0 | 0 | 0 | 0 | 0 | 0 | 0 | 0 | 1 | 1 | 1 | 1 | [14 empty] | 1 | 3 | 2 | 3 | 1 | 1 | 1 | 0
PG&E KERN | Oceano | 115 | Biomass |  |  | 0 | 0 | 0 | 0 | 0 | 0 | 0 | 0 | 0 | 5 | 2 | 5 | 2 | [14 empty] | 1 | 1 | 1 | 1 | 1 | 1 | 1 | 0
SDGE | Ocotillo Express | 500 | Biomass |  |  | 0 | 0 | 0 | 0 | 0 | 0 | 0 | 0 | 0 | 1 | 1 | 1 | 1 | [14 empty] | 1 | 3 | 1 | 1 | 1 | 1 | 1 | 0
PG&E KERN | Old River | 70 | Biomass |  |  | 0 | 0 | 0 | 0 | 0 | 0 | 0 | 0 | 0 | 5 | 5 | 5 | 4 | [14 empty] | 3 | 3 | 1 | 3 | 3 | 1 | 1 | 0
SDGE | Old Town | 230 | Biomass |  |  | 0 | 0 | 0 | 0 | 0 | 0 | 0 | 0 | 0 | 1 | 1 | 1 | 1 | [14 empty] | 1 | 3 | 3 | 3 | 3 | 1 | 1 | 0
SCE Metro | Olinda | 230 | Biomass |  |  | 0 | 0 | 0 | 0 | 0 | 0 | 0 | 0 | 0 | 1 | 1 | 1 | 1 | [14 empty] | 3 | 3 | 3 | 3 | 3 | 1 | 1 | 0
PG&E FRESNO | Olive | 115 | Biomass |  |  | 0 | 0 | 0 | 0 | 0 | 0 | 0 | 0 | 0 | 5 | 5 | 5 | 4 | 3 | [13 empty] | 3 | 3 | 1 | 3 | 4 | 1 | 1 | 0
PG&E NGBA | Olivehurst | 115 | Biomass |  |  | 0 | 0 | 0 | 0 | 0 | 0 | 0 | 0 | 0 | 5 | 5 | 1 | 1 | [14 empty] | 1 | 1 | 3 | 3 | 3 | 1 | 1 | 0
PG&E NGBA | Oregon Trail | 60 | Biomass |  |  | 0 | 0 | 0 | 0 | 0 | 0 | 0 | 0 | 0 | 5 | 5 | 1 | 1 | [14 empty] | 1 | 1 | 2 | 1 | 1 | 1 | 1 | 0
SCE Northern | Ormond Beach | 230 | Biomass |  |  | 0 | 0 | 0 | 0 | 0 | 0 | 0 | 0 | 0 | 5 | 2 | 4 | 2 | [14 empty] | 1 | 3 | 4 | 3 | 4 | 1 | 1 | 0
PG&E FRESNO | Oro Loma | 115 | Biomass |  |  | 0 | 0 | 0 | 0 | 0 | 0 | 0 | 0 | 0 | 5 | 2 | 5 | 2 | [14 empty] | 3 | 3 | 1 | 1 | 4 | 1 | 1 | 0
PG&E FRESNO | Oro Loma | 70 | Biomass |  |  | 0 | 0 | 0 | 0 | 0 | 0 | 0 | 0 | 0 | 5 | 2 | 5 | 2 | [14 empty] | 3 | 3 | 1 | 1 | 4 | 1 | 1 | 0
PG&E FRESNO | Orosi | 70 | Biomass |  |  | 0 | 0 | 0 | 0 | 0 | 0 | 0 | 0 | 0 | 5 | 2 | 5 | 2 | [14 empty] | 3 | 3 | 1 | 3 | 4 | 1 | 1 | 0
SDGE | Otay | 69 | Biomass |  |  | 0 | 0 | 0 | 0 | 0 | 0 | 0 | 0 | 0 | 1 | 1 | 1 | 1 | [14 empty] | 1 | 3 | 4 | 3 | 4 | 1 | 1 | 0
SDGE | Otay Mesa | 230 | Biomass |  |  | 0 | 0 | 0 | 0 | 0 | 0 | 0 | 0 | 0 | 1 | 1 | 1 | 1 | [14 empty] | 1 | 3 | 4 | 3 | 1 | 1 | 1 | 0
PG&E FRESNO | Padre Flats SW STA | 230 | Biomass |  |  | 0 | 0 | 0 | 0 | 0 | 0 | 0 | 0 | 0 | 5 | 2 | 5 | 2 | [14 empty] | 3 | 3 | 1 | 1 | 4 | 1 | 1 | 0
EOP | Pahrump | 138 | Biomass |  |  | 0 | 0 | 0 | 0 | 0 | 0 | 0 | 0 | 0 | 5 | 2 | 4 | 2 | [14 empty] | 1 | 1 | 1 | 3 | 1 | 1 | 1 | 0
EOP | Pahrump | 230 | Biomass |  |  | 0 | 0 | 0 | 0 | 0 | 0 | 0 | 0 | 0 | 5 | 2 | 4 | 2 | [14 empty] | 1 | 1 | 1 | 3 | 1 | 1 | 1 | 0
SDGE | Pala | 69 | Biomass |  |  | 0 | 0 | 0 | 0 | 0 | 0 | 0 | 0 | 0 | 1 | 1 | 1 | 1 | [14 empty] | 1 | 3 | 4 | 3 | 1 | 1 | 1 | 0
PG&E NGBA | Palermo | 115 | Biomass |  |  | 0 | 0 | 0 | 0 | 0 | 0 | 0 | 0 | 0 | 5 | 5 | 1 | 1 | 4 | [13 empty] | 1 | 3 | 3 | 1 | 3 | 1 | 1 | 0
PG&E NGBA | Palermo | 230 | Biomass |  |  | 0 | 0 | 0 | 0 | 0 | 0 | 0 | 0 | 0 | 5 | 5 | 1 | 1 | [14 empty] | 1 | 3 | 3 | 1 | 3 | 1 | 1 | 0
SCE Eastern | Palo Verde | 500 | Biomass |  |  | 0 | 0 | 0 | 0 | 0 | 0 | 0 | 0 | 0 | 5 | 4 | 4 | 2 | [14 empty] | 1 | 3 | 1 | 1 | 1 | 1 | 1 | 0
SDGE | Palomar Energy | 230 | Biomass |  |  | 0 | 0 | 0 | 0 | 0 | 0 | 0 | 0 | 0 | 1 | 1 | 1 | 1 | [14 empty] | 1 | 3 | 3 | 3 | 1 | 1 | 1 | 0
PG&E KERN | Panama | 70 | Biomass |  |  | 0 | 0 | 0 | 0 | 0 | 0 | 0 | 0 | 0 | 5 | 2 | 5 | 2 | [14 empty] | 3 | 3 | 2 | 3 | 4 | 1 | 1 | 0
PG&E FRESNO | Panoche | 115 | Biomass |  |  | 0 | 0 | 0 | 0 | 0 | 0 | 0 | 0 | 0 | 5 | 2 | 5 | 2 | [14 empty] | 3 | 3 | 4 | 1 | 4 | 1 | 1 | 0
PG&E FRESNO | Panoche | 230 | Biomass |  |  | 0 | 0 | 0 | 0 | 0 | 0 | 0 | 0 | 0 | 5 | 2 | 5 | 2 | 3 | [13 empty] | 3 | 3 | 4 | 1 | 4 | 1 | 1 | 0
SCE Northern | Pardee | 230 | Biomass |  |  | 0 | 0 | 0 | 0 | 0 | 0 | 0 | 0 | 0 | 5 | 2 | 4 | 2 | [14 empty] | 3 | 3 | 3 | 3 | 1 | 1 | 1 | 0
PG&E NGBA | Parkway | 230 | Biomass |  |  | 0 | 0 | 0 | 0 | 0 | 0 | 0 | 0 | 0 | 5 | 5 | 1 | 1 | [14 empty] | 1 | 3 | 2 | 3 | 3 | 1 | 4 | 1
SCE Northern | Pastoria | 230 | Biomass |  |  | 0 | 0 | 0 | 0 | 0 | 0 | 0 | 0 | 0 | 5 | 2 | 4 | 2 | [14 empty] | 3 | 3 | 3 | 3 | 1 | 1 | 1 | 0
SCE Metro | Pauda | 230 | Biomass |  |  | 0 | 0 | 0 | 0 | 0 | 0 | 0 | 0 | 0 | 1 | 1 | 1 | 1 | [14 empty] | 3 | 3 | 3 | 3 | 3 | 1 | 1 | 0
PG&E GBA | Paul Sweet | 115 | Biomass |  |  | 0 | 0 | 0 | 0 | 0 | 0 | 0 | 0 | 0 | 1 | 1 | 1 | 1 | [14 empty] | 1 | 1 | 3 | 1 | 1 | 1 | 1 | 0
PG&E NGBA | Peabody | 230 | Biomass |  |  | 0 | 0 | 0 | 0 | 0 | 0 | 0 | 0 | 0 | 5 | 5 | 1 | 1 | [14 empty] | 1 | 3 | 3 | 3 | 3 | 1 | 1 | 0
PG&E NGBA | Pease | 115 | Biomass |  |  | 0 | 0 | 0 | 0 | 0 | 0 | 0 | 0 | 0 | 5 | 5 | 1 | 1 | [14 empty] | 1 | 1 | 3 | 3 | 3 | 1 | 1 | 0
PG&E NGBA | Pease | 60 | Biomass |  |  | 0 | 0 | 0 | 0 | 0 | 0 | 0 | 0 | 0 | 5 | 5 | 1 | 1 | [14 empty] | 1 | 1 | 3 | 3 | 3 | 1 | 1 | 0
SDGE | Penasquitos | 138 | Biomass |  |  | 0 | 0 | 0 | 0 | 0 | 0 | 0 | 0 | 0 | 1 | 1 | 1 | 1 | [14 empty] | 1 | 3 | 3 | 3 | 1 | 1 | 1 | 0
SDGE | Penasquitos | 230 | Biomass |  |  | 0 | 0 | 0 | 0 | 0 | 0 | 0 | 0 | 0 | 1 | 1 | 1 | 1 | [14 empty] | 1 | 3 | 3 | 3 | 1 | 1 | 1 | 0
SDGE | Penasquitos | 69 | Biomass |  |  | 0 | 0 | 0 | 0 | 0 | 0 | 0 | 0 | 0 | 1 | 1 | 1 | 1 | [14 empty] | 1 | 3 | 3 | 3 | 1 | 1 | 1 | 0
SDGE | Pendleton | 69 | Biomass |  |  | 0 | 0 | 0 | 0 | 0 | 0 | 0 | 0 | 0 | 1 | 1 | 1 | 1 | [14 empty] | 1 | 3 | 1 | 3 | 1 | 1 | 1 | 0
PG&E NGBA | Penngrove | 115 | Biomass |  |  | 0 | 0 | 0 | 0 | 0 | 0 | 0 | 0 | 0 | 5 | 5 | 1 | 1 | [14 empty] | 1 | 3 | 2 | 1 | 3 | 1 | 1 | 0
PG&E GBA | Peoria | 115 | Biomass |  |  | 0 | 0 | 0 | 0 | 0 | 0 | 0 | 0 | 0 | 1 | 1 | 1 | 1 | [14 empty] | 1 | 3 | 1 | 3 | 1 | 1 | 4 | 1
PG&E GBA | Piercy | 115 | Biomass |  |  | 0 | 0 | 0 | 0 | 0 | 0 | 0 | 0 | 0 | 1 | 1 | 1 | 1 | [14 empty] | 1 | 3 | 3 | 1 | 3 | 1 | 1 | 0
PG&E FRESNO | Pine Flat | 230 | Biomass |  |  | 0 | 0 | 0 | 0 | 0 | 0 | 0 | 0 | 0 | 5 | 5 | 5 | 2 | [14 empty] | 3 | 3 | 1 | 1 | 1 | 1 | 1 | 0
SCE NOL | Pisgah | 230 | Biomass |  |  | 0 | 0 | 0 | 0 | 0 | 0 | 0 | 0 | 0 | 1 | 1 | 1 | 1 | 4 | [13 empty] | 1 | 3 | 1 | 3 | 4 | 1 | 1 | 0
PG&E NGBA | Pit 1 | 230 | Biomass |  |  | 0 | 0 | 0 | 0 | 0 | 0 | 0 | 0 | 0 | 5 | 5 | 3 | 2 | [14 empty] | 1 | 1 | 1 | 1 | 1 | 1 | 1 | 0
PG&E NGBA | Pit 1 | 60 | Biomass |  |  | 0 | 0 | 0 | 0 | 0 | 0 | 0 | 0 | 0 | 5 | 5 | 3 | 2 | [14 empty] | 1 | 1 | 1 | 1 | 1 | 1 | 1 | 0
PG&E NGBA | Pit 3 | 230 | Biomass |  |  | 0 | 0 | 0 | 0 | 0 | 0 | 0 | 0 | 0 | 5 | 5 | 3 | 2 | [14 empty] | 1 | 1 | 1 | 1 | 1 | 1 | 1 | 0
PG&E NGBA | Pit 4 | 230 | Biomass |  |  | 0 | 0 | 0 | 0 | 0 | 0 | 0 | 0 | 0 | 5 | 5 | 1 | 1 | [14 empty] | 1 | 1 | 1 | 1 | 1 | 1 | 1 | 0
PG&E GBA | Pittsburg | 115 | Biomass |  |  | 0 | 0 | 0 | 0 | 0 | 0 | 0 | 0 | 0 | 5 | 5 | 1 | 1 | 4 | [13 empty] | 1 | 3 | 4 | 3 | 4 | 1 | 1 | 0
PG&E GBA | Pittsburg | 230 | Biomass |  |  | 0 | 0 | 0 | 0 | 0 | 0 | 0 | 0 | 0 | 5 | 5 | 1 | 1 | 4 | [13 empty] | 1 | 3 | 4 | 3 | 4 | 1 | 1 | 0
PG&E NGBA | Pleasant Grove | 115 | Biomass |  |  | 0 | 0 | 0 | 0 | 0 | 0 | 0 | 0 | 0 | 5 | 5 | 1 | 1 | [14 empty] | 1 | 3 | 3 | 1 | 1 | 1 | 1 | 0
PG&E NGBA | POE | 230 | Biomass |  |  | 0 | 0 | 0 | 0 | 0 | 0 | 0 | 0 | 0 | 5 | 5 | 1 | 1 | [14 empty] | 1 | 3 | 1 | 1 | 1 | 1 | 1 | 0
SDGE | Point Loma | 69 | Biomass |  |  | 0 | 0 | 0 | 0 | 0 | 0 | 0 | 0 | 0 | 1 | 1 | 1 | 1 | [14 empty] | 1 | 3 | 3 | 3 | 3 | 1 | 1 | 0
SDGE | Pomerado | 69 | Biomass |  |  | 0 | 0 | 0 | 0 | 0 | 0 | 0 | 0 | 0 | 1 | 1 | 1 | 1 | [14 empty] | 1 | 3 | 3 | 3 | 1 | 1 | 1 | 0
PG&E KERN | Poso Mountain | 115 | Biomass |  |  | 0 | 0 | 0 | 0 | 0 | 0 | 0 | 0 | 0 | 5 | 5 | 5 | 4 | [14 empty] | 3 | 3 | 3 | 3 | 3 | 1 | 1 | 0
EOP | Primm | 230 | Biomass |  |  | 0 | 0 | 0 | 0 | 0 | 0 | 0 | 0 | 0 | 5 | 2 | 4 | 2 | [14 empty] | 1 | 1 | 1 | 3 | 3 | 1 | 1 | 0
PG&E NGBA | Putah Creek | 115 | Biomass |  |  | 0 | 0 | 0 | 0 | 0 | 0 | 0 | 0 | 0 | 5 | 5 | 1 | 1 | [14 empty] | 1 | 3 | 2 | 1 | 1 | 1 | 1 | 0
SDGE | Q1806 | 138 | Biomass |  |  | 0 | 0 | 0 | 0 | 0 | 0 | 0 | 0 | 0 | 1 | 1 | 1 | 1 | [14 empty] | 3 | 3 | 3 | 3 | 1 | 1 | 1 | 0
PG&E FRESNO | Quinto | 230 | Biomass |  |  | 0 | 0 | 0 | 0 | 0 | 0 | 0 | 0 | 0 | 5 | 2 | 5 | 2 | [14 empty] | 3 | 3 | 1 | 1 | 4 | 1 | 1 | 0
PG&E GBA | Race Track | 115 | Biomass |  |  | 0 | 0 | 0 | 0 | 0 | 0 | 0 | 0 | 0 | 1 | 1 | 1 | 1 | [14 empty] | 1 | 3 | 1 | 3 | 1 | 1 | 1 | 0
SDGE | Rancho Mission Viejo | 138 | Biomass |  |  | 0 | 0 | 0 | 0 | 0 | 0 | 0 | 0 | 0 | 1 | 1 | 1 | 1 | [14 empty] | 3 | 3 | 3 | 3 | 1 | 1 | 1 | 0
PG&E GBA | Rancho Seco | 230 | Biomass |  |  | 0 | 0 | 0 | 0 | 0 | 0 | 0 | 0 | 0 | 1 | 1 | 1 | 1 | [14 empty] | 1 | 3 | 4 | 1 | 1 | 1 | 1 | 0
SCE Metro | Rancho Vista | 230 | Biomass |  |  | 0 | 0 | 0 | 0 | 0 | 0 | 0 | 0 | 0 | 1 | 1 | 1 | 1 | [14 empty] | 3 | 3 | 4 | 3 | 4 | 1 | 1 | 0
SCE Metro | Rancho Vista | 500 | Biomass |  |  | 0 | 0 | 0 | 0 | 0 | 0 | 0 | 0 | 0 | 1 | 1 | 1 | 1 | [14 empty] | 3 | 3 | 4 | 3 | 4 | 1 | 1 | 0
SCE NOL | Ransburg | 115 | Biomass |  |  | 0 | 0 | 0 | 0 | 0 | 0 | 0 | 0 | 0 | 3 | 3 | 1 | 1 | [14 empty] | 1 | 3 | 1 | 3 | 4 | 1 | 1 | 0
PG&E GBA | Ravenswood | 115 | Biomass |  |  | 0 | 0 | 0 | 0 | 0 | 0 | 0 | 0 | 0 | 5 | 5 | 1 | 1 | [14 empty] | 1 | 3 | 3 | 3 | 3 | 1 | 1 | 0
PG&E GBA | Ravenswood | 230 | Biomass |  |  | 0 | 0 | 0 | 0 | 0 | 0 | 0 | 0 | 0 | 5 | 5 | 1 | 1 | [14 empty] | 1 | 3 | 3 | 3 | 3 | 1 | 1 | 0
SCE Northern | Rector | 230 | Biomass |  |  | 0 | 0 | 0 | 0 | 0 | 0 | 0 | 0 | 0 | 1 | 1 | 1 | 1 | [14 empty] | 3 | 3 | 3 | 3 | 3 | 1 | 1 | 0
SCE Eastern | Red Bluff | 230 | Biomass |  |  | 0 | 0 | 0 | 0 | 0 | 0 | 0 | 0 | 0 | 4 | 4 | 1 | 1 | 1 | [13 empty] | 1 | 1 | 1 | 3 | 1 | 1 | 1 | 0
SCE Eastern | Red Bluff | 500 | Biomass |  |  | 0 | 0 | 0 | 0 | 0 | 0 | 0 | 0 | 0 | 4 | 4 | 1 | 1 | 5 | [13 empty] | 1 | 1 | 1 | 3 | 1 | 1 | 1 | 0
PG&E NGBA | Redbud | 115 | Biomass |  |  | 0 | 0 | 0 | 0 | 0 | 0 | 0 | 0 | 0 | 5 | 5 | 1 | 1 | [14 empty] | 1 | 1 | 1 | 1 | 1 | 1 | 1 | 0
SCE Metro | Redondo | 230 | Biomass |  |  | 0 | 0 | 0 | 0 | 0 | 0 | 0 | 0 | 0 | 1 | 1 | 1 | 1 | [14 empty] | 3 | 3 | 4 | 3 | 3 | 1 | 1 | 0
PG&E FRESNO | Reedley | 115 | Biomass |  |  | 0 | 0 | 0 | 0 | 0 | 0 | 0 | 0 | 0 | 5 | 5 | 5 | 4 | [14 empty] | 3 | 3 | 1 | 1 | 4 | 1 | 1 | 0
PG&E KERN | Renfro | 115 | Biomass |  |  | 0 | 0 | 0 | 0 | 0 | 0 | 0 | 0 | 0 | 5 | 2 | 5 | 2 | [14 empty] | 3 | 3 | 3 | 3 | 3 | 1 | 1 | 0
PG&E GBA | Richmond R | 115 | Biomass |  |  | 0 | 0 | 0 | 0 | 0 | 0 | 0 | 0 | 0 | 5 | 5 | 1 | 1 | [14 empty] | 1 | 3 | 3 | 3 | 3 | 1 | 1 | 0
PG&E NGBA | Rincon | 115 | Biomass |  |  | 0 | 0 | 0 | 0 | 0 | 0 | 0 | 0 | 0 | 5 | 5 | 1 | 1 | [14 empty] | 1 | 3 | 3 | 1 | 3 | 1 | 1 | 0
PG&E KERN | Rio Bravo | 115 | Biomass |  |  | 0 | 0 | 0 | 0 | 0 | 0 | 0 | 0 | 0 | 5 | 2 | 5 | 2 | 4 | [13 empty] | 3 | 3 | 3 | 3 | 4 | 1 | 1 | 0
SCE Metro | Rio Hondo | 230 | Biomass |  |  | 0 | 0 | 0 | 0 | 0 | 0 | 0 | 0 | 0 | 1 | 1 | 1 | 1 | 1 | [13 empty] | 3 | 3 | 2 | 3 | 4 | 1 | 1 | 0
PG&E NGBA | Rio Oso | 115 | Biomass |  |  | 0 | 0 | 0 | 0 | 0 | 0 | 0 | 0 | 0 | 5 | 5 | 1 | 1 | [14 empty] | 1 | 3 | 1 | 3 | 1 | 1 | 1 | 0
PG&E NGBA | Rio Oso | 230 | Biomass |  |  | 0 | 0 | 0 | 0 | 0 | 0 | 0 | 0 | 0 | 5 | 5 | 1 | 1 | [14 empty] | 1 | 3 | 1 | 3 | 1 | 1 | 1 | 0
PG&E GBA | Ripon | 115 | Biomass |  |  | 0 | 0 | 0 | 0 | 0 | 0 | 0 | 0 | 0 | 1 | 1 | 1 | 1 | 3 | [13 empty] | 3 | 3 | 3 | 1 | 3 | 1 | 1 | 0
PG&E GBA | Riverbank | 115 | Biomass |  |  | 0 | 0 | 0 | 0 | 0 | 0 | 0 | 0 | 0 | 1 | 1 | 1 | 1 | [14 empty] | 3 | 3 | 3 | 1 | 3 | 1 | 1 | 0
SCE NOL | Roadway | 115 | Biomass |  |  | 0 | 0 | 0 | 0 | 0 | 0 | 0 | 0 | 0 | 1 | 1 | 1 | 1 | 3 | [13 empty] | 1 | 3 | 3 | 3 | 4 | 1 | 1 | 0
PG&E NGBA | Rock Creek 1 | 230 | Biomass |  |  | 0 | 0 | 0 | 0 | 0 | 0 | 0 | 0 | 0 | 5 | 5 | 1 | 1 | [14 empty] | 1 | 1 | 1 | 3 | 1 | 1 | 1 | 0
SCE Northern | Rosamond | 66 | Biomass |  |  | 0 | 0 | 0 | 0 | 0 | 0 | 0 | 0 | 0 | 1 | 1 | 1 | 1 | [14 empty] | 1 | 3 | 1 | 3 | 1 | 1 | 1 | 0
PG&E GBA | Rossmoor | 230 | Biomass |  |  | 0 | 0 | 0 | 0 | 0 | 0 | 0 | 0 | 0 | 5 | 5 | 1 | 1 | [14 empty] | 1 | 3 | 2 | 3 | 1 | 1 | 1 | 0
PG&E NGBA | Round Mountain | 230 | Biomass |  |  | 0 | 0 | 0 | 0 | 0 | 0 | 0 | 0 | 0 | 5 | 5 | 1 | 1 | [14 empty] | 1 | 1 | 1 | 1 | 1 | 1 | 1 | 0
PG&E NGBA | Round Mountain | 500 | Biomass |  |  | 0 | 0 | 0 | 0 | 0 | 0 | 0 | 0 | 0 | 5 | 5 | 1 | 1 | [14 empty] | 1 | 1 | 1 | 1 | 1 | 1 | 1 | 0
PG&E GBA | Salado | 115 | Biomass |  |  | 0 | 0 | 0 | 0 | 0 | 0 | 0 | 0 | 0 | 1 | 1 | 1 | 1 | [14 empty] | 3 | 3 | 1 | 1 | 4 | 1 | 1 | 0
PG&E GBA | Salado | 60 | Biomass |  |  | 0 | 0 | 0 | 0 | 0 | 0 | 0 | 0 | 0 | 1 | 1 | 1 | 1 | [14 empty] | 3 | 3 | 1 | 1 | 4 | 1 | 1 | 0
PG&E GBA | Salinas | 115 | Biomass |  |  | 0 | 0 | 0 | 0 | 0 | 0 | 0 | 0 | 0 | 1 | 1 | 1 | 1 | [14 empty] | 1 | 1 | 3 | 1 | 3 | 1 | 1 | 0
SDGE | Salt Creek | 69 | Biomass |  |  | 0 | 0 | 0 | 0 | 0 | 0 | 0 | 0 | 0 | 1 | 1 | 1 | 1 | [14 empty] | 1 | 3 | 2 | 3 | 3 | 1 | 1 | 0
SCE Eastern | San Bernardino | 230 | Biomass |  |  | 0 | 0 | 0 | 0 | 0 | 0 | 0 | 0 | 0 | 1 | 1 | 1 | 1 | [14 empty] | 3 | 3 | 4 | 3 | 3 | 1 | 1 | 0
PG&E GBA | SAN FRAN A (POTRERO PP) | 115 | Biomass |  |  | 0 | 0 | 0 | 0 | 0 | 0 | 0 | 0 | 0 | 5 | 5 | 1 | 1 | [14 empty] | 1 | 3 | 4 | 3 | 3 | 1 | 1 | 0
PG&E GBA | SAN FRAN A (POTRERO PP) | 230 | Biomass |  |  | 0 | 0 | 0 | 0 | 0 | 0 | 0 | 0 | 0 | 5 | 5 | 1 | 1 | [14 empty] | 1 | 3 | 4 | 3 | 3 | 1 | 1 | 0
PG&E GBA | San Jose A | 115 | Biomass |  |  | 0 | 0 | 0 | 0 | 0 | 0 | 0 | 0 | 0 | 1 | 1 | 1 | 1 | [14 empty] | 1 | 3 | 4 | 1 | 3 | 1 | 1 | 0
PG&E GBA | San Jose B | 115 | Biomass |  |  | 0 | 0 | 0 | 0 | 0 | 0 | 0 | 0 | 0 | 1 | 1 | 1 | 1 | [14 empty] | 1 | 3 | 3 | 1 | 3 | 1 | 1 | 0
PG&E GBA | San Leandro U | 115 | Biomass |  |  | 0 | 0 | 0 | 0 | 0 | 0 | 0 | 0 | 0 | 5 | 5 | 1 | 1 | [14 empty] | 1 | 3 | 2 | 3 | 3 | 1 | 1 | 0
PG&E KERN | San Luis Obispo | 115 | Biomass |  |  | 0 | 0 | 0 | 0 | 0 | 0 | 0 | 0 | 0 | 5 | 2 | 5 | 2 | [14 empty] | 1 | 1 | 1 | 1 | 1 | 1 | 1 | 0
PG&E KERN | San Luis Obispo | 70 | Biomass |  |  | 0 | 0 | 0 | 0 | 0 | 0 | 0 | 0 | 0 | 5 | 2 | 5 | 2 | [14 empty] | 1 | 1 | 1 | 1 | 1 | 1 | 1 | 0
SDGE | San Luis Rey | 230 | Biomass |  |  | 0 | 0 | 0 | 0 | 0 | 0 | 0 | 0 | 0 | 1 | 1 | 1 | 1 | [14 empty] | 1 | 3 | 2 | 3 | 1 | 1 | 1 | 0
SDGE | San Luis Rey | 69 | Biomass |  |  | 0 | 0 | 0 | 0 | 0 | 0 | 0 | 0 | 0 | 1 | 1 | 1 | 1 | [14 empty] | 1 | 3 | 2 | 3 | 1 | 1 | 1 | 0
SDGE | San Marcos | 69 | Biomass |  |  | 0 | 0 | 0 | 0 | 0 | 0 | 0 | 0 | 0 | 1 | 1 | 1 | 1 | [14 empty] | 1 | 3 | 3 | 3 | 1 | 1 | 1 | 0
SCE Metro | San Onofre | 230 | Biomass |  |  | 0 | 0 | 0 | 0 | 0 | 0 | 0 | 0 | 0 | 1 | 1 | 1 | 1 | [14 empty] | 1 | 3 | 1 | 3 | 1 | 1 | 1 | 0
PG&E GBA | San Pablo | 115 | Biomass |  |  | 0 | 0 | 0 | 0 | 0 | 0 | 0 | 0 | 0 | 5 | 5 | 1 | 1 | [14 empty] | 1 | 3 | 3 | 3 | 4 | 1 | 1 | 0
PG&E GBA | San Ramon | 230 | Biomass |  |  | 0 | 0 | 0 | 0 | 0 | 0 | 0 | 0 | 0 | 5 | 5 | 1 | 1 | [14 empty] | 1 | 3 | 3 | 3 | 1 | 1 | 1 | 0
SDGE | San Ysidro | 69 | Biomass |  |  | 0 | 0 | 0 | 0 | 0 | 0 | 0 | 0 | 0 | 1 | 1 | 1 | 1 | [14 empty] | 1 | 3 | 3 | 3 | 3 | 1 | 1 | 0
SCE NOL | Sandlot | 230 | Biomass |  |  | 0 | 0 | 0 | 0 | 0 | 0 | 0 | 0 | 0 | 3 | 3 | 1 | 1 | [14 empty] | 1 | 3 | 1 | 3 | 3 | 1 | 1 | 0
EOP | Sandy | 138 | Biomass |  |  | 0 | 0 | 0 | 0 | 0 | 0 | 0 | 0 | 0 | 5 | 2 | 4 | 2 | [14 empty] | 1 | 1 | 1 | 3 | 1 | 1 | 1 | 0
PG&E FRESNO | Sanger | 115 | Biomass |  |  | 0 | 0 | 0 | 0 | 0 | 0 | 0 | 0 | 0 | 5 | 5 | 5 | 4 | 3 | [13 empty] | 3 | 3 | 3 | 1 | 3 | 1 | 1 | 0
SCE Northern | Santa Clara | 230 | Biomass |  |  | 0 | 0 | 0 | 0 | 0 | 0 | 0 | 0 | 0 | 5 | 2 | 4 | 2 | [14 empty] | 1 | 3 | 2 | 3 | 3 | 1 | 1 | 0
PG&E NGBA | Santa Rosa A | 115 | Biomass |  |  | 0 | 0 | 0 | 0 | 0 | 0 | 0 | 0 | 0 | 5 | 5 | 1 | 1 | [14 empty] | 1 | 3 | 3 | 1 | 3 | 1 | 1 | 0
PG&E GBA | Santa Teresa | 115 | Biomass |  |  | 0 | 0 | 0 | 0 | 0 | 0 | 0 | 0 | 0 | 1 | 1 | 1 | 1 | 3 | [13 empty] | 1 | 3 | 3 | 1 | 3 | 1 | 1 | 0
SDGE | Santee | 138 | Biomass |  |  | 0 | 0 | 0 | 0 | 0 | 0 | 0 | 0 | 0 | 1 | 1 | 1 | 1 | [14 empty] | 1 | 3 | 3 | 3 | 3 | 1 | 1 | 0
SCE Metro | Santiago | 230 | Biomass |  |  | 0 | 0 | 0 | 0 | 0 | 0 | 0 | 0 | 0 | 1 | 1 | 1 | 1 | [14 empty] | 3 | 3 | 3 | 3 | 3 | 1 | 1 | 0
PG&E GBA | Saratoga | 230 | Biomass |  |  | 0 | 0 | 0 | 0 | 0 | 0 | 0 | 0 | 0 | 1 | 1 | 1 | 1 | [14 empty] | 1 | 3 | 2 | 1 | 1 | 1 | 1 | 0
SCE Northern | Saugus | 230 | Biomass |  |  | 0 | 0 | 0 | 0 | 0 | 0 | 0 | 0 | 0 | 5 | 2 | 4 | 2 | [14 empty] | 3 | 3 | 3 | 3 | 1 | 1 | 1 | 0
PG&E FRESNO | Schindler | 115 | Biomass |  |  | 0 | 0 | 0 | 0 | 0 | 0 | 0 | 0 | 0 | 5 | 2 | 5 | 2 | 3 | [13 empty] | 3 | 3 | 1 | 1 | 4 | 1 | 1 | 0
PG&E FRESNO | Schindler | 70 | Biomass |  |  | 0 | 0 | 0 | 0 | 0 | 0 | 0 | 0 | 0 | 5 | 2 | 5 | 2 | [14 empty] | 3 | 3 | 1 | 1 | 4 | 1 | 1 | 0
PG&E GBA | Schulte | 115 | Biomass |  |  | 0 | 0 | 0 | 0 | 0 | 0 | 0 | 0 | 0 | 1 | 1 | 1 | 1 | 3 | [13 empty] | 3 | 3 | 4 | 1 | 3 | 1 | 1 | 0
SDGE | Scripps | 69 | Biomass |  |  | 0 | 0 | 0 | 0 | 0 | 0 | 0 | 0 | 0 | 1 | 1 | 1 | 1 | [14 empty] | 1 | 3 | 3 | 3 | 1 | 1 | 1 | 0
PG&E KERN | Semitropic | 115 | Biomass |  |  | 0 | 0 | 0 | 0 | 0 | 0 | 0 | 0 | 0 | 5 | 2 | 5 | 2 | [14 empty] | 3 | 3 | 2 | 3 | 4 | 1 | 1 | 0
SCE Metro | Serrano | 230 | Biomass |  |  | 0 | 0 | 0 | 0 | 0 | 0 | 0 | 0 | 0 | 1 | 1 | 1 | 1 | 5 | [13 empty] | 3 | 3 | 3 | 3 | 3 | 1 | 1 | 0
SCE Metro | Serrano | 500 | Biomass |  |  | 0 | 0 | 0 | 0 | 0 | 0 | 0 | 0 | 0 | 1 | 1 | 1 | 1 | 5 | [13 empty] | 3 | 3 | 3 | 3 | 3 | 1 | 1 | 0
SDGE | Shadowridge | 138 | Biomass |  |  | 0 | 0 | 0 | 0 | 0 | 0 | 0 | 0 | 0 | 1 | 1 | 1 | 1 | [14 empty] | 1 | 3 | 2 | 3 | 1 | 1 | 1 | 0
PG&E KERN | Shafter | 115 | Biomass |  |  | 0 | 0 | 0 | 0 | 0 | 0 | 0 | 0 | 0 | 5 | 5 | 5 | 4 | [14 empty] | 3 | 3 | 2 | 3 | 4 | 1 | 1 | 0
PG&E NGBA | Silverado | 115 | Biomass |  |  | 0 | 0 | 0 | 0 | 0 | 0 | 0 | 0 | 0 | 5 | 5 | 1 | 1 | [14 empty] | 1 | 3 | 2 | 1 | 1 | 1 | 1 | 0
SDGE | Silvergate | 230 | Biomass |  |  | 0 | 0 | 0 | 0 | 0 | 0 | 0 | 0 | 0 | 1 | 1 | 1 | 1 | [14 empty] | 1 | 3 | 4 | 3 | 4 | 1 | 1 | 0
SDGE | Silvergate | 69 | Biomass |  |  | 0 | 0 | 0 | 0 | 0 | 0 | 0 | 0 | 0 | 1 | 1 | 1 | 1 | [14 empty] | 1 | 3 | 4 | 3 | 4 | 1 | 1 | 0
PG&E KERN | Sisquoc | 115 | Biomass |  |  | 0 | 0 | 0 | 0 | 0 | 0 | 0 | 0 | 0 | 5 | 2 | 5 | 2 | [14 empty] | 1 | 1 | 2 | 3 | 1 | 1 | 1 | 0
EOP | Sloan Canyon | 230 | Biomass |  |  | 0 | 0 | 0 | 0 | 0 | 0 | 0 | 0 | 0 | 5 | 2 | 4 | 2 | [14 empty] | 1 | 1 | 2 | 3 | 1 | 1 | 1 | 0
EOP | Sloan Canyon | 500 | Biomass |  |  | 0 | 0 | 0 | 0 | 0 | 0 | 0 | 0 | 0 | 5 | 2 | 4 | 2 | [14 empty] | 1 | 1 | 2 | 3 | 1 | 1 | 1 | 0
PG&E KERN | Smyrna | 115 | Biomass |  |  | 0 | 0 | 0 | 0 | 0 | 0 | 0 | 0 | 0 | 5 | 5 | 5 | 4 | [14 empty] | 3 | 3 | 1 | 3 | 4 | 1 | 1 | 0
PG&E GBA | Sobrante | 115 | Biomass |  |  | 0 | 0 | 0 | 0 | 0 | 0 | 0 | 0 | 0 | 5 | 5 | 1 | 1 | [14 empty] | 1 | 3 | 3 | 3 | 1 | 1 | 1 | 0
PG&E GBA | Sobrante | 230 | Biomass |  |  | 0 | 0 | 0 | 0 | 0 | 0 | 0 | 0 | 0 | 5 | 5 | 1 | 1 | [14 empty] | 1 | 3 | 3 | 3 | 1 | 1 | 1 | 0
PG&E KERN | Solar | 230 | Biomass |  |  | 0 | 0 | 0 | 0 | 0 | 0 | 0 | 0 | 0 | 5 | 5 | 5 | 4 | [14 empty] | 1 | 3 | 1 | 1 | 1 | 1 | 1 | 0
PG&E GBA | Soledad | 115 | Biomass |  |  | 0 | 0 | 0 | 0 | 0 | 0 | 0 | 0 | 0 | 1 | 1 | 1 | 1 | [14 empty] | 1 | 1 | 1 | 1 | 1 | 1 | 1 | 0
PG&E GBA | Soledad | 60 | Biomass |  |  | 0 | 0 | 0 | 0 | 0 | 0 | 0 | 0 | 0 | 1 | 1 | 1 | 1 | [14 empty] | 1 | 1 | 1 | 1 | 1 | 1 | 1 | 0
SDGE | Spring Valley | 69 | Biomass |  |  | 0 | 0 | 0 | 0 | 0 | 0 | 0 | 0 | 0 | 1 | 1 | 1 | 1 | [14 empty] | 1 | 3 | 3 | 3 | 3 | 1 | 1 | 0
SCE Northern | Springville | 230 | Biomass |  |  | 0 | 0 | 0 | 0 | 0 | 0 | 0 | 0 | 0 | 1 | 1 | 1 | 1 | 4 | [13 empty] | 3 | 3 | 1 | 3 | 4 | 1 | 1 | 0
PG&E GBA | Stagg | 230 | Biomass |  |  | 0 | 0 | 0 | 0 | 0 | 0 | 0 | 0 | 0 | 5 | 5 | 1 | 1 | [14 empty] | 3 | 3 | 3 | 1 | 3 | 1 | 1 | 0
PG&E GBA | Standard Oil | 115 | Biomass |  |  | 0 | 0 | 0 | 0 | 0 | 0 | 0 | 0 | 0 | 5 | 5 | 1 | 1 | [14 empty] | 1 | 3 | 4 | 3 | 3 | 1 | 1 | 0
PG&E GBA | Stanislaus | 115 | Biomass |  |  | 0 | 0 | 0 | 0 | 0 | 0 | 0 | 0 | 0 | 1 | 1 | 1 | 1 | [14 empty] | 1 | 3 | 1 | 3 | 1 | 1 | 1 | 0
PG&E KERN | Stockdale | 115 | Biomass |  |  | 0 | 0 | 0 | 0 | 0 | 0 | 0 | 0 | 0 | 5 | 2 | 5 | 2 | [14 empty] | 3 | 3 | 3 | 3 | 3 | 1 | 1 | 0
PG&E KERN | Stockdale | 230 | Biomass |  |  | 0 | 0 | 0 | 0 | 0 | 0 | 0 | 0 | 0 | 5 | 2 | 5 | 2 | [14 empty] | 3 | 3 | 3 | 3 | 3 | 1 | 1 | 0
PG&E GBA | Stockton A | 115 | Biomass |  |  | 0 | 0 | 0 | 0 | 0 | 0 | 0 | 0 | 0 | 1 | 1 | 1 | 1 | [14 empty] | 3 | 3 | 3 | 1 | 4 | 1 | 1 | 0
PG&E GBA | Stone | 115 | Biomass |  |  | 0 | 0 | 0 | 0 | 0 | 0 | 0 | 0 | 0 | 1 | 1 | 1 | 1 | [14 empty] | 1 | 3 | 3 | 1 | 3 | 1 | 1 | 0
PG&E FRESNO | Storey | 230 | Biomass |  |  | 0 | 0 | 0 | 0 | 0 | 0 | 0 | 0 | 0 | 5 | 5 | 5 | 4 | [14 empty] | 3 | 3 | 1 | 1 | 4 | 1 | 1 | 0
PG&E NGBA | Summit | 115 | Biomass |  |  | 0 | 0 | 0 | 0 | 0 | 0 | 0 | 0 | 0 | 5 | 5 | 1 | 1 | [14 empty] | 1 | 3 | 1 | 1 | 1 | 1 | 1 | 0
SDGE | Suncrest | 230 | Biomass |  |  | 0 | 0 | 0 | 0 | 0 | 0 | 0 | 0 | 0 | 1 | 1 | 1 | 1 | [14 empty] | 1 | 3 | 1 | 3 | 1 | 1 | 1 | 0
SDGE | Suncrest | 500 | Biomass |  |  | 0 | 0 | 0 | 0 | 0 | 0 | 0 | 0 | 0 | 1 | 1 | 1 | 1 | [14 empty] | 1 | 3 | 1 | 3 | 1 | 1 | 1 | 0
PG&E KERN | Sunrise | 230 | Biomass |  |  | 0 | 0 | 0 | 0 | 0 | 0 | 0 | 0 | 0 | 5 | 5 | 5 | 4 | [14 empty] | 3 | 3 | 4 | 3 | 4 | 1 | 1 | 0
PG&E KERN | Sunset | 230 | Biomass |  |  | 0 | 0 | 0 | 0 | 0 | 0 | 0 | 0 | 0 | 5 | 5 | 5 | 4 | [14 empty] | 3 | 3 | 4 | 3 | 4 | 1 | 1 | 0
PG&E GBA | Swift | 115 | Biomass |  |  | 0 | 0 | 0 | 0 | 0 | 0 | 0 | 0 | 0 | 1 | 1 | 1 | 1 | [14 empty] | 1 | 3 | 3 | 1 | 3 | 1 | 1 | 0
SDGE | Sycamore Canyon | 138 | Biomass |  |  | 0 | 0 | 0 | 0 | 0 | 0 | 0 | 0 | 0 | 1 | 1 | 1 | 1 | 3 | [13 empty] | 1 | 3 | 2 | 3 | 1 | 1 | 1 | 0
SDGE | Sycamore Canyon | 230 | Biomass |  |  | 0 | 0 | 0 | 0 | 0 | 0 | 0 | 0 | 0 | 1 | 1 | 1 | 1 | [14 empty] | 1 | 3 | 2 | 3 | 1 | 1 | 1 | 0
SDGE | Sycamore Canyon | 69 | Biomass |  |  | 0 | 0 | 0 | 0 | 0 | 0 | 0 | 0 | 0 | 1 | 1 | 1 | 1 | [14 empty] | 1 | 3 | 2 | 3 | 1 | 1 | 1 | 0
SCE Northern | Sylmar | 230 | Biomass |  |  | 0 | 0 | 0 | 0 | 0 | 0 | 0 | 0 | 0 | 5 | 2 | 4 | 2 | [14 empty] | 3 | 3 | 3 | 3 | 4 | 1 | 1 | 0
PG&E NGBA | Table Mountain | 115 | Biomass |  |  | 0 | 0 | 0 | 0 | 0 | 0 | 0 | 0 | 0 | 5 | 5 | 1 | 1 | [14 empty] | 1 | 3 | 2 | 1 | 4 | 1 | 1 | 0
PG&E NGBA | Table Mountain | 230 | Biomass |  |  | 0 | 0 | 0 | 0 | 0 | 0 | 0 | 0 | 0 | 5 | 5 | 1 | 1 | [14 empty] | 1 | 3 | 2 | 1 | 4 | 1 | 1 | 0
PG&E NGBA | Table Mountain | 500 | Biomass |  |  | 0 | 0 | 0 | 0 | 0 | 0 | 0 | 0 | 0 | 5 | 5 | 1 | 1 | [14 empty] | 1 | 3 | 2 | 1 | 4 | 1 | 1 | 0
PG&E NGBA | Table Mountain | 60 | Biomass |  |  | 0 | 0 | 0 | 0 | 0 | 0 | 0 | 0 | 0 | 5 | 5 | 1 | 1 | [14 empty] | 1 | 3 | 2 | 1 | 4 | 1 | 1 | 0
PG&E KERN | Taft | 115 | Biomass |  |  | 0 | 0 | 0 | 0 | 0 | 0 | 0 | 0 | 0 | 5 | 5 | 5 | 4 | [14 empty] | 3 | 3 | 3 | 3 | 3 | 1 | 1 | 0
SDGE | Talega | 138 | Biomass |  |  | 0 | 0 | 0 | 0 | 0 | 0 | 0 | 0 | 0 | 1 | 1 | 1 | 1 | 3 | [13 empty] | 1 | 3 | 2 | 3 | 1 | 1 | 1 | 0
SDGE | Talega | 230 | Biomass |  |  | 0 | 0 | 0 | 0 | 0 | 0 | 0 | 0 | 0 | 1 | 1 | 1 | 1 | [14 empty] | 1 | 3 | 2 | 3 | 1 | 1 | 1 | 0
PG&E GBA | Tassajara | 230 | Biomass |  |  | 0 | 0 | 0 | 0 | 0 | 0 | 0 | 0 | 0 | 5 | 5 | 1 | 1 | [14 empty] | 1 | 3 | 2 | 3 | 1 | 1 | 1 | 0
PG&E KERN | Tejon | 70 | Biomass |  |  | 0 | 0 | 0 | 0 | 0 | 0 | 0 | 0 | 0 | 5 | 2 | 5 | 2 | [14 empty] | 3 | 3 | 2 | 3 | 4 | 1 | 1 | 0
SDGE | Telegraph Canyon | 138 | Biomass |  |  | 0 | 0 | 0 | 0 | 0 | 0 | 0 | 0 | 0 | 1 | 1 | 1 | 1 | [14 empty] | 1 | 3 | 3 | 3 | 3 | 1 | 1 | 0
PG&E KERN | Temblor | 115 | Biomass |  |  | 0 | 0 | 0 | 0 | 0 | 0 | 0 | 0 | 0 | 5 | 5 | 5 | 4 | [14 empty] | 3 | 3 | 3 | 3 | 4 | 1 | 1 | 0
PG&E KERN | Templeton | 230 | Biomass |  |  | 0 | 0 | 0 | 0 | 0 | 0 | 0 | 0 | 0 | 5 | 5 | 5 | 4 | [14 empty] | 1 | 1 | 1 | 1 | 1 | 1 | 1 | 0
PG&E KERN | Templeton | 70 | Biomass |  |  | 0 | 0 | 0 | 0 | 0 | 0 | 0 | 0 | 0 | 5 | 2 | 5 | 2 | [14 empty] | 1 | 1 | 1 | 1 | 1 | 1 | 1 | 0
PG&E GBA | Tesla | 115 | Biomass |  |  | 0 | 0 | 0 | 0 | 0 | 0 | 0 | 0 | 0 | 1 | 1 | 1 | 1 | [14 empty] | 1 | 3 | 3 | 3 | 3 | 1 | 1 | 0
PG&E GBA | Tesla | 230 | Biomass |  |  | 0 | 0 | 0 | 0 | 0 | 0 | 0 | 0 | 0 | 5 | 5 | 1 | 1 | 4 | [13 empty] | 1 | 3 | 3 | 3 | 3 | 1 | 1 | 0
PG&E GBA | Tesla | 500 | Biomass |  |  | 0 | 0 | 0 | 0 | 0 | 0 | 0 | 0 | 0 | 1 | 1 | 1 | 1 | 5 | [13 empty] | 1 | 3 | 3 | 3 | 3 | 1 | 1 | 0
PG&E KERN | Tevis | 115 | Biomass |  |  | 0 | 0 | 0 | 0 | 0 | 0 | 0 | 0 | 0 | 5 | 5 | 5 | 4 | 4 | [13 empty] | 3 | 3 | 3 | 3 | 3 | 1 | 1 | 0
EOP | Thousandaire | 138 | Biomass |  |  | 0 | 0 | 0 | 0 | 0 | 0 | 0 | 0 | 0 | 5 | 2 | 4 | 2 | [14 empty] | 1 | 1 | 1 | 3 | 1 | 1 | 1 | 0
PG&E KERN | Topaz | 230 | Biomass |  |  | 0 | 0 | 0 | 0 | 0 | 0 | 0 | 0 | 0 | 5 | 5 | 5 | 4 | [14 empty] | 3 | 3 | 3 | 3 | 3 | 1 | 1 | 0
SCE NOL | Tortilla | 115 | Biomass |  |  | 0 | 0 | 0 | 0 | 0 | 0 | 0 | 0 | 0 | 3 | 3 | 1 | 1 | [14 empty] | 1 | 3 | 2 | 3 | 3 | 1 | 1 | 0
SDGE | Trabuco | 138 | Biomass |  |  | 0 | 0 | 0 | 0 | 0 | 0 | 0 | 0 | 0 | 1 | 1 | 1 | 1 | [14 empty] | 3 | 3 | 4 | 3 | 3 | 1 | 1 | 0
PG&E GBA | Tracy | 115 | Biomass |  |  | 0 | 0 | 0 | 0 | 0 | 0 | 0 | 0 | 0 | 1 | 1 | 1 | 1 | [14 empty] | 1 | 3 | 3 | 3 | 3 | 1 | 1 | 0
PG&E FRESNO | Tranquility | 230 | Biomass |  |  | 0 | 0 | 0 | 0 | 0 | 0 | 0 | 0 | 0 | 5 | 5 | 5 | 2 | 3 | [13 empty] | 3 | 3 | 1 | 1 | 4 | 1 | 1 | 0
PG&E GBA | Trimble | 115 | Biomass |  |  | 0 | 0 | 0 | 0 | 0 | 0 | 0 | 0 | 0 | 1 | 1 | 1 | 1 | [14 empty] | 1 | 3 | 3 | 1 | 3 | 1 | 1 | 0
EOP | Trout Canyon | 230 | Biomass |  |  | 0 | 0 | 0 | 0 | 0 | 0 | 0 | 0 | 0 | 5 | 2 | 4 | 2 | [14 empty] | 1 | 1 | 1 | 3 | 1 | 1 | 1 | 0
EOP | Trout Canyon | 500 | Biomass |  |  | 0 | 0 | 0 | 0 | 0 | 0 | 0 | 0 | 0 | 5 | 2 | 4 | 2 | [14 empty] | 1 | 1 | 1 | 3 | 1 | 1 | 1 | 0
PG&E NGBA | Tulucay | 230 | Biomass |  |  | 0 | 0 | 0 | 0 | 0 | 0 | 0 | 0 | 0 | 5 | 5 | 1 | 1 | [14 empty] | 1 | 3 | 3 | 1 | 1 | 1 | 1 | 0
PG&E NGBA | Tulucay | 60 | Biomass |  |  | 0 | 0 | 0 | 0 | 0 | 0 | 0 | 0 | 0 | 5 | 5 | 1 | 1 | [14 empty] | 1 | 3 | 3 | 1 | 1 | 1 | 1 | 0
PG&E KERN | Tupman | 115 | Biomass |  |  | 0 | 0 | 0 | 0 | 0 | 0 | 0 | 0 | 0 | 5 | 5 | 5 | 4 | [14 empty] | 3 | 3 | 3 | 3 | 4 | 1 | 1 | 0
PG&E NGBA | Ukiah | 115 | Biomass |  |  | 0 | 0 | 0 | 0 | 0 | 0 | 0 | 0 | 0 | 5 | 5 | 1 | 1 | [14 empty] | 1 | 1 | 1 | 1 | 1 | 1 | 1 | 0
PG&E KERN | Union (Estrella) | 70 | Biomass |  |  | 0 | 0 | 0 | 0 | 0 | 0 | 0 | 0 | 0 | 5 | 2 | 5 | 2 | [14 empty] | 1 | 1 | 1 | 1 | 1 | 1 | 1 | 0
PG&E NGBA | Vaca Dixon | 115 | Biomass |  |  | 0 | 0 | 0 | 0 | 0 | 0 | 0 | 0 | 0 | 5 | 5 | 1 | 1 | 4 | [13 empty] | 1 | 3 | 4 | 3 | 1 | 1 | 1 | 0
PG&E NGBA | Vaca Dixon | 230 | Biomass |  |  | 0 | 0 | 0 | 0 | 0 | 0 | 0 | 0 | 0 | 5 | 5 | 1 | 1 | [14 empty] | 1 | 3 | 4 | 3 | 1 | 1 | 1 | 0
PG&E NGBA | Vaca Dixon | 500 | Biomass |  |  | 0 | 0 | 0 | 0 | 0 | 0 | 0 | 0 | 0 | 5 | 5 | 1 | 1 | [14 empty] | 1 | 3 | 4 | 3 | 1 | 1 | 1 | 0
PG&E NGBA | Vaca Dixon | 60 | Biomass |  |  | 0 | 0 | 0 | 0 | 0 | 0 | 0 | 0 | 0 | 5 | 5 | 1 | 1 | [14 empty] | 1 | 3 | 4 | 3 | 1 | 1 | 1 | 0
SCE Eastern | Valley (SCE) | 500 | Biomass |  |  | 0 | 0 | 0 | 0 | 0 | 0 | 0 | 0 | 0 | 1 | 1 | 1 | 1 | [14 empty] | 3 | 3 | 4 | 3 | 3 | 1 | 1 | 0
EOP | Valley (VEA) | 138 | Biomass |  |  | 0 | 0 | 0 | 0 | 0 | 0 | 0 | 0 | 0 | 5 | 2 | 4 | 2 | [14 empty] | 1 | 1 | 1 | 3 | 1 | 1 | 1 | 0
SDGE | Valley Center | 69 | Biomass |  |  | 0 | 0 | 0 | 0 | 0 | 0 | 0 | 0 | 0 | 1 | 1 | 1 | 1 | [14 empty] | 1 | 3 | 2 | 3 | 1 | 1 | 1 | 0
PG&E GBA | Valley Home | 115 | Biomass |  |  | 0 | 0 | 0 | 0 | 0 | 0 | 0 | 0 | 0 | 1 | 1 | 1 | 1 | [14 empty] | 3 | 3 | 2 | 1 | 4 | 1 | 1 | 0
PG&E GBA | Valley Springs | 230 | Biomass |  |  | 0 | 0 | 0 | 0 | 0 | 0 | 0 | 0 | 0 | 1 | 1 | 1 | 1 | [14 empty] | 1 | 3 | 2 | 3 | 1 | 1 | 1 | 0
PG&E GBA | Valley Springs | 60 | Biomass |  |  | 0 | 0 | 0 | 0 | 0 | 0 | 0 | 0 | 0 | 1 | 1 | 1 | 1 | [14 empty] | 1 | 3 | 2 | 3 | 1 | 1 | 1 | 0
EOP | Valley Switch | 138 | Biomass |  |  | 0 | 0 | 0 | 0 | 0 | 0 | 0 | 0 | 0 | 5 | 2 | 4 | 2 | [14 empty] | 1 | 1 | 1 | 3 | 1 | 1 | 1 | 0
EOP | Valley Switch | 230 | Biomass |  |  | 0 | 0 | 0 | 0 | 0 | 0 | 0 | 0 | 0 | 5 | 2 | 4 | 2 | [14 empty] | 1 | 1 | 1 | 3 | 1 | 1 | 1 | 0
PG&E GBA | Vasco | 230 | Biomass |  |  | 0 | 0 | 0 | 0 | 0 | 0 | 0 | 0 | 0 | 5 | 5 | 1 | 1 | [14 empty] | 1 | 3 | 2 | 3 | 1 | 1 | 1 | 0
PG&E GBA | Vasona | 230 | Biomass |  |  | 0 | 0 | 0 | 0 | 0 | 0 | 0 | 0 | 0 | 1 | 1 | 1 | 1 | [14 empty] | 1 | 3 | 2 | 1 | 1 | 1 | 1 | 0
SCE Northern | Vestal | 230 | Biomass |  |  | 0 | 0 | 0 | 0 | 0 | 0 | 0 | 0 | 0 | 1 | 1 | 1 | 1 | [14 empty] | 3 | 3 | 2 | 3 | 4 | 1 | 1 | 0
SCE Northern | Vestal | 66 | Biomass |  |  | 0 | 0 | 0 | 0 | 0 | 0 | 0 | 0 | 0 | 1 | 1 | 1 | 1 | [14 empty] | 3 | 3 | 2 | 3 | 4 | 1 | 1 | 0
SCE NOL | Victor | 115 | Biomass |  |  | 0 | 0 | 0 | 0 | 0 | 0 | 0 | 0 | 0 | 1 | 1 | 1 | 1 | 3 | [13 empty] | 1 | 3 | 2 | 3 | 3 | 1 | 1 | 0
SCE NOL | Victor | 230 | Biomass |  |  | 0 | 0 | 0 | 0 | 0 | 0 | 0 | 0 | 0 | 1 | 1 | 1 | 1 | 4 | [13 empty] | 1 | 3 | 2 | 3 | 3 | 1 | 1 | 0
SCE Metro | Viejo | 230 | Biomass |  |  | 0 | 0 | 0 | 0 | 0 | 0 | 0 | 0 | 0 | 1 | 1 | 1 | 1 | [14 empty] | 3 | 3 | 2 | 3 | 3 | 1 | 1 | 0
PG&E GBA | Vierra | 115 | Biomass |  |  | 0 | 0 | 0 | 0 | 0 | 0 | 0 | 0 | 0 | 1 | 1 | 1 | 1 | [14 empty] | 3 | 3 | 4 | 1 | 4 | 1 | 1 | 0
SCE Metro | Villa Park | 230 | Biomass |  |  | 0 | 0 | 0 | 0 | 0 | 0 | 0 | 0 | 0 | 1 | 1 | 1 | 1 | [14 empty] | 3 | 3 | 3 | 3 | 3 | 1 | 1 | 0
SCE Northern | Vincent | 230 | Biomass |  |  | 0 | 0 | 0 | 0 | 0 | 0 | 0 | 0 | 0 | 1 | 1 | 1 | 1 | 4 | [13 empty] | 1 | 3 | 1 | 3 | 1 | 1 | 1 | 0
SCE Northern | Vincent | 500 | Biomass |  |  | 0 | 0 | 0 | 0 | 0 | 0 | 0 | 0 | 0 | 1 | 1 | 1 | 1 | 5 | [13 empty] | 1 | 3 | 1 | 3 | 1 | 1 | 1 | 0
PG&E GBA | Vineyard | 230 | Biomass |  |  | 0 | 0 | 0 | 0 | 0 | 0 | 0 | 0 | 0 | 5 | 5 | 1 | 1 | [14 empty] | 1 | 3 | 3 | 3 | 1 | 1 | 1 | 0
SDGE | Vineyard | 69 | Biomass |  |  | 0 | 0 | 0 | 0 | 0 | 0 | 0 | 0 | 0 | 1 | 1 | 1 | 1 | [14 empty] | 1 | 3 | 3 | 3 | 1 | 1 | 1 | 0
SCE Eastern | Vista (SCE) | 230 | Biomass |  |  | 0 | 0 | 0 | 0 | 0 | 0 | 0 | 0 | 0 | 1 | 1 | 1 | 1 | [14 empty] | 3 | 3 | 3 | 3 | 4 | 1 | 1 | 0
EOP | Vista (VEA) | 138 | Biomass |  |  | 0 | 0 | 0 | 0 | 0 | 0 | 0 | 0 | 0 | 5 | 2 | 4 | 2 | [14 empty] | 1 | 1 | 1 | 3 | 1 | 1 | 1 | 0
EOP | Vista (VEA) | 230 | Biomass |  |  | 0 | 0 | 0 | 0 | 0 | 0 | 0 | 0 | 0 | 5 | 2 | 4 | 2 | [14 empty] | 1 | 1 | 1 | 3 | 1 | 1 | 1 | 0
PG&E FRESNO | Wahtoke | 115 | Biomass |  |  | 0 | 0 | 0 | 0 | 0 | 0 | 0 | 0 | 0 | 5 | 2 | 5 | 2 | [14 empty] | 3 | 3 | 2 | 1 | 4 | 1 | 1 | 0
SCE Northern | Wakefield | 66 | Biomass |  |  | 0 | 0 | 0 | 0 | 0 | 0 | 0 | 0 | 0 | 5 | 2 | 4 | 2 | [14 empty] | 1 | 3 | 1 | 3 | 1 | 1 | 1 | 0
SCE Metro | Walnut | 230 | Biomass |  |  | 0 | 0 | 0 | 0 | 0 | 0 | 0 | 0 | 0 | 1 | 1 | 1 | 1 | [14 empty] | 3 | 3 | 4 | 3 | 4 | 1 | 1 | 0
SCE Northern | Warne | 230 | Biomass |  |  | 0 | 0 | 0 | 0 | 0 | 0 | 0 | 0 | 0 | 5 | 2 | 4 | 2 | [14 empty] | 3 | 3 | 1 | 3 | 1 | 1 | 1 | 0
PG&E GBA | Warnerville | 230 | Biomass |  |  | 0 | 0 | 0 | 0 | 0 | 0 | 0 | 0 | 0 | 5 | 5 | 5 | 2 | [14 empty] | 3 | 3 | 3 | 1 | 3 | 1 | 1 | 0
PG&E FRESNO | Waukena | 115 | Biomass |  |  | 0 | 0 | 0 | 0 | 0 | 0 | 0 | 0 | 0 | 5 | 2 | 5 | 2 | [14 empty] | 3 | 3 | 2 | 1 | 4 | 1 | 1 | 0
PG&E GBA | Weber | 230 | Biomass |  |  | 0 | 0 | 0 | 0 | 0 | 0 | 0 | 0 | 0 | 1 | 1 | 1 | 1 | [14 empty] | 3 | 3 | 3 | 1 | 4 | 1 | 1 | 0
PG&E GBA | Weber | 60 | Biomass |  |  | 0 | 0 | 0 | 0 | 0 | 0 | 0 | 0 | 0 | 1 | 1 | 1 | 1 | 3 | [13 empty] | 3 | 3 | 3 | 1 | 4 | 1 | 1 | 0
PG&E FRESNO | West Fresno | 115 | Biomass |  |  | 0 | 0 | 0 | 0 | 0 | 0 | 0 | 0 | 0 | 5 | 5 | 5 | 2 | [14 empty] | 3 | 3 | 3 | 1 | 4 | 1 | 1 | 0
PG&E FRESNO | Westley | 230 | Biomass |  |  | 0 | 0 | 0 | 0 | 0 | 0 | 0 | 0 | 0 | 1 | 1 | 1 | 1 | [14 empty] | 3 | 3 | 1 | 1 | 4 | 1 | 1 | 0
PG&E KERN | Westpark | 115 | Biomass |  |  | 0 | 0 | 0 | 0 | 0 | 0 | 0 | 0 | 0 | 5 | 2 | 5 | 2 | [14 empty] | 3 | 3 | 3 | 3 | 4 | 1 | 1 | 0
PG&E KERN | Wheeler Ridge | 230 | Biomass |  |  | 0 | 0 | 0 | 0 | 0 | 0 | 0 | 0 | 0 | 5 | 5 | 5 | 4 | 1 | [13 empty] | 3 | 3 | 1 | 3 | 4 | 1 | 1 | 0
PG&E KERN | Wheeler Ridge | 115 | Biomass |  |  | 0 | 0 | 0 | 0 | 0 | 0 | 0 | 0 | 0 | 5 | 2 | 5 | 2 | 3 | [13 empty] | 3 | 3 | 1 | 3 | 4 | 1 | 1 | 0
PG&E KERN | Wheeler Ridge | 70 | Biomass |  |  | 0 | 0 | 0 | 0 | 0 | 0 | 0 | 0 | 0 | 5 | 5 | 5 | 4 | [14 empty] | 3 | 3 | 1 | 3 | 4 | 1 | 1 | 0
SCE Northern | Whirlwind | 230 | Biomass |  |  | 0 | 0 | 0 | 0 | 0 | 0 | 0 | 0 | 0 | 1 | 1 | 1 | 1 | 5 | [13 empty] | 1 | 3 | 1 | 3 | 1 | 1 | 1 | 0
SCE Northern | Whirlwind | 500 | Biomass |  |  | 0 | 0 | 0 | 0 | 0 | 0 | 0 | 0 | 0 | 1 | 1 | 1 | 1 | 5 | [13 empty] | 1 | 3 | 1 | 3 | 1 | 1 | 1 | 0
PG&E GBA | Whisman | 115 | Biomass |  |  | 0 | 0 | 0 | 0 | 0 | 0 | 0 | 0 | 0 | 1 | 1 | 1 | 1 | [14 empty] | 1 | 3 | 3 | 1 | 3 | 1 | 1 | 0
SCE Eastern | Wildlife | 230 | Biomass |  |  | 0 | 0 | 0 | 0 | 0 | 0 | 0 | 0 | 0 | 1 | 1 | 1 | 1 | [14 empty] | 3 | 3 | 4 | 3 | 4 | 1 | 1 | 0
PG&E FRESNO | Wilson | 115 | Biomass |  |  | 0 | 0 | 0 | 0 | 0 | 0 | 0 | 0 | 0 | 5 | 5 | 5 | 2 | 4 | [13 empty] | 3 | 3 | 1 | 1 | 4 | 1 | 1 | 0
PG&E FRESNO | Wilson | 230 | Biomass |  |  | 0 | 0 | 0 | 0 | 0 | 0 | 0 | 0 | 0 | 5 | 5 | 5 | 4 | [14 empty] | 3 | 3 | 1 | 1 | 4 | 1 | 1 | 0
SCE Northern | Windhub | 230 | Biomass |  |  | 0 | 0 | 0 | 0 | 0 | 0 | 0 | 0 | 0 | 1 | 1 | 1 | 1 | 4 | [13 empty] | 1 | 3 | 1 | 3 | 3 | 1 | 1 | 0
SCE Northern | Windhub | 500 | Biomass |  |  | 0 | 0 | 0 | 0 | 0 | 0 | 0 | 0 | 0 | 1 | 1 | 1 | 1 | 5 | [13 empty] | 1 | 3 | 1 | 3 | 3 | 1 | 1 | 0
PG&E GBA | Windmaster | 230 | Biomass |  |  | 0 | 0 | 0 | 0 | 0 | 0 | 0 | 0 | 0 | 5 | 5 | 1 | 1 | [14 empty] | 1 | 3 | 3 | 3 | 3 | 1 | 1 | 0
PG&E NGBA | Windsor | 60 | Biomass |  |  | 0 | 0 | 0 | 0 | 0 | 0 | 0 | 0 | 0 | 5 | 5 | 1 | 1 | [14 empty] | 3 | 3 | 3 | 3 | 3 | 1 | 1 | 0
PG&E NGBA | Woodland | 115 | Biomass |  |  | 0 | 0 | 0 | 0 | 0 | 0 | 0 | 0 | 0 | 5 | 5 | 1 | 1 | [14 empty] | 1 | 3 | 1 | 1 | 1 | 1 | 1 | 0
PG&E FRESNO | Woodward | 115 | Biomass |  |  | 0 | 0 | 0 | 0 | 0 | 0 | 0 | 0 | 0 | 5 | 2 | 5 | 2 | [14 empty] | 3 | 3 | 3 | 1 | 3 | 1 | 1 | 0
PG&E NGBA | Wyandotte | 115 | Biomass |  |  | 0 | 0 | 0 | 0 | 0 | 0 | 0 | 0 | 0 | 5 | 5 | 1 | 1 | [14 empty] | 1 | 3 | 3 | 1 | 3 | 1 | 1 | 0
PG&E KERN | 7th Standard | 115 | Wind, Onshore |  |  | 0 | 0 | 0 | 0 | 0 | 0 | 0 | 0 | 0 | 5 | 5 | 5 | 4 |  | 1 | 1 | N/A |  |  |  | N/A | N/A | N/A | N/A | N/A | N/A | N/A | 1 | 1 | 3 | 1 | 2 | 1 | 1 | 0
SCE Metro | Alamitos | 230 | Wind, Onshore |  |  | 0 | 0 | 0 | 0 | 0 | 0 | 0 | 0 | 0 | 1 | 1 | 1 | 1 |  | 1 | 1 | N/A |  |  |  | N/A | N/A | N/A | N/A | N/A | N/A | N/A | 1 | 1 | 1 | 1 | 1 | 1 | 1 | 0
SCE Eastern | Alberhill | 115 | Wind, Onshore |  |  | 0 | 0 | 0 | 0 | 0 | 0 | 0 | 0 | 0 | 1 | 1 | 1 | 1 |  | 1 | 1 | N/A |  |  |  | N/A | N/A | N/A | N/A | N/A | N/A | N/A | 1 | 1 | 4 | 1 | 1 | 1 | 1 | 0
SCE Eastern | Alberhill | 500 | Wind, Onshore |  |  | 0 | 0 | 0 | 0 | 0 | 0 | 0 | 0 | 0 | 1 | 1 | 1 | 1 |  | 1 | 1 | N/A |  |  |  | N/A | N/A | N/A | N/A | N/A | N/A | N/A | 1 | 1 | 4 | 1 | 1 | 1 | 1 | 0
PG&E GBA | Alhambra | 115 | Wind, Onshore |  |  | 0 | 0 | 0 | 0 | 0 | 0 | 0 | 0 | 0 | 5 | 5 | 1 | 1 |  | 1 | 1 | N/A |  |  |  | N/A | N/A | N/A | N/A | N/A | N/A | N/A | 2 | 1 | 2 | 1 | 2 | 1 | 1 | 0
PG&E FRESNO | Alpaugh | 115 | Wind, Onshore |  |  | 0 | 0 | 0 | 0 | 0 | 0 | 0 | 0 | 0 | 5 | 5 | 5 | 4 | 3 | 1 | 1 | 1 |  |  |  | 1 | 1 | 1 | 1 | 1 | 1 | 1 | 1 | 1 | 3 | 1 | 1 | 1 | 1 | 0
SDGE | Alpine | 69 | Wind, Onshore |  |  | 0 | 0 | 0 | 0 | 0 | 0 | 0 | 0 | 0 | 1 | 1 | 1 | 1 |  | 1 | 1 | N/A |  |  |  | N/A | N/A | N/A | N/A | N/A | N/A | N/A | 2 | 1 | 4 | 1 | 3 | 1 | 1 | 0
PG&E GBA | Altamont Midway (Sandhill) | 230 | Wind, Onshore |  |  | 0 | 0 | 0 | 0 | 0 | 0 | 0 | 0 | 0 | 5 | 5 | 1 | 1 |  | 1 | 1 | 4 |  |  |  | 5 | 4 | 3 | 3 | 5 | 1 | 1 | 2 | 1 | 2 | 1 | 3 | 4+ | 4 | 1
SCE Northern | Antelope | 66 | Wind, Onshore |  |  | 0 | 0 | 0 | 0 | 0 | 0 | 0 | 0 | 0 | 1 | 1 | 1 | 1 |  | 1 | 1 | N/A |  |  |  | N/A | N/A | N/A | N/A | N/A | N/A | N/A | 2 | 1 | 4 | 1 | 3 | 1 | 1 | 0
SCE Northern | Antelope | 230 | Wind, Onshore |  |  | 0 | 0 | 0 | 0 | 0 | 0 | 0 | 0 | 0 | 1 | 1 | 1 | 1 | 4 | 1 | 1 | 1 |  |  |  | 3 | 1 | 1 | 1 | 1 | 1 | 1 | 2 | 1 | 4 | 1 | 3 | 1 | 4 | 1
SCE Northern | Antelope | 500 | Wind, Onshore |  |  | 0 | 0 | 0 | 0 | 0 | 0 | 0 | 0 | 0 | 1 | 1 | 1 | 1 |  | 1 | 1 | N/A |  |  |  | N/A | N/A | N/A | N/A | N/A | N/A | N/A | 2 | 1 | 4 | 1 | 3 | 1 | 1 | 0
PG&E NGBA | Arcata | 60 | Wind, Onshore |  |  | 0 | 0 | 0 | 0 | 0 | 0 | 0 | 0 | 0 | 5 | 5 | 1 | 1 |  | 1 | 1 | N/A |  |  |  | N/A | N/A | N/A | N/A | N/A | N/A | N/A | 2 | 2 | 4 | 2 | 3 | 1 | 1 | 0
PG&E KERN | Arco | 230 | Wind, Onshore |  |  | 0 | 0 | 0 | 0 | 0 | 0 | 0 | 0 | 0 | 5 | 5 | 5 | 4 | 3 | 1 | 1 | N/A |  |  |  | N/A | N/A | N/A | N/A | N/A | N/A | N/A | 1 | 1 | 4 | 1 | 1 | 1 | 1 | 0
PG&E KERN | Arco | 70 | Wind, Onshore |  |  | 0 | 0 | 0 | 0 | 0 | 0 | 0 | 0 | 0 | 5 | 5 | 5 | 4 |  | 1 | 1 | N/A |  |  |  | N/A | N/A | N/A | N/A | N/A | N/A | N/A | 1 | 1 | 4 | 1 | 1 | 1 | 1 | 0
SCE Metro | ArcoGen | 230 | Wind, Onshore |  |  | 0 | 0 | 0 | 0 | 0 | 0 | 0 | 0 | 0 | 1 | 1 | 1 | 1 |  | 1 | 1 | N/A |  |  |  | N/A | N/A | N/A | N/A | N/A | N/A | N/A | 1 | 1 | 1 | 1 | 1 | 1 | 1 | 0
SDGE | Artesian | 230 | Wind, Onshore |  |  | 0 | 0 | 0 | 0 | 0 | 0 | 0 | 0 | 0 | 1 | 1 | 1 | 1 |  | 1 | 1 | N/A |  |  |  | N/A | N/A | N/A | N/A | N/A | N/A | N/A | 2 | 1 | 2 | 1 | 3 | 1 | 1 | 0
SDGE | Artesian | 69 | Wind, Onshore |  |  | 0 | 0 | 0 | 0 | 0 | 0 | 0 | 0 | 0 | 1 | 1 | 1 | 1 |  | 1 | 1 | N/A |  |  |  | N/A | N/A | N/A | N/A | N/A | N/A | N/A | 2 | 1 | 2 | 1 | 3 | 1 | 1 | 0
PG&E FRESNO | Ashlan | 230 | Wind, Onshore |  |  | 0 | 0 | 0 | 0 | 0 | 0 | 0 | 0 | 0 | 5 | 2 | 5 | 2 |  | 1 | 1 | N/A |  |  |  | N/A | N/A | N/A | N/A | N/A | N/A | N/A | 1 | 1 | 2 | 2 | 1 | 1 | 1 | 0
PG&E NGBA | Atlantic | 115 | Wind, Onshore |  |  | 0 | 0 | 0 | 0 | 0 | 0 | 0 | 0 | 0 | 5 | 5 | 1 | 1 |  | 1 | 1 | N/A |  |  |  | N/A | N/A | N/A | N/A | N/A | N/A | N/A | 2 | 1 | 2 | 2 | 3 | 1 | 1 | 0
PG&E NGBA | Atlantic | 230 | Wind, Onshore |  |  | 0 | 0 | 0 | 0 | 0 | 0 | 0 | 0 | 0 | 5 | 5 | 1 | 1 |  | 1 | 1 | N/A |  |  |  | N/A | N/A | N/A | N/A | N/A | N/A | N/A | 2 | 1 | 2 | 2 | 3 | 1 | 1 | 0
PG&E NGBA | Atlantic | 60 | Wind, Onshore |  |  | 0 | 0 | 0 | 0 | 0 | 0 | 0 | 0 | 0 | 5 | 5 | 1 | 1 |  | 1 | 1 | N/A |  |  |  | N/A | N/A | N/A | N/A | N/A | N/A | N/A | 2 | 1 | 2 | 2 | 3 | 1 | 1 | 0
PG&E FRESNO | Atwater | 115 | Wind, Onshore |  |  | 0 | 0 | 0 | 0 | 0 | 0 | 0 | 0 | 0 | 5 | 2 | 5 | 2 |  | 1 | 1 | N/A |  |  |  | N/A | N/A | N/A | N/A | N/A | N/A | N/A | 1 | 1 | 2 | 2 | 1 | 1 | 1 | 0
PG&E GBA | Avena | 115 | Wind, Onshore |  |  | 0 | 0 | 0 | 0 | 0 | 0 | 0 | 0 | 0 | 1 | 1 | 1 | 1 |  | 1 | 1 | N/A |  |  |  | N/A | N/A | N/A | N/A | N/A | N/A | N/A | 1 | 1 | 3 | 2 | 1 | 1 | 1 | 0
SDGE | Avocado | 69 | Wind, Onshore |  |  | 0 | 0 | 0 | 0 | 0 | 0 | 0 | 0 | 0 | 1 | 1 | 1 | 1 |  | 1 | 1 | N/A |  |  |  | N/A | N/A | N/A | N/A | N/A | N/A | N/A | 2 | 1 | 3 | 1 | 3 | 1 | 1 | 0
PG&E NGBA | Bahia | 230 | Wind, Onshore |  |  | 0 | 0 | 0 | 0 | 0 | 0 | 0 | 0 | 0 | 5 | 5 | 1 | 1 |  | 1 | 1 | N/A |  |  |  | N/A | N/A | N/A | N/A | N/A | N/A | N/A | 2 | 1 | 1 | 1 | 2 | 1 | 1 | 0
SCE Northern | Bailey | 230 | Wind, Onshore |  |  | 0 | 0 | 0 | 0 | 0 | 0 | 0 | 0 | 0 | 5 | 2 | 4 | 2 |  | 1 | 1 | N/A |  |  |  | N/A | N/A | N/A | N/A | N/A | N/A | N/A | 1 | 1 | 4 | 1 | 3 | 4+ | 1 | 1
SCE NOL | Baker | 115 | Wind, Onshore |  |  | 0 | 0 | 0 | 0 | 0 | 0 | 0 | 0 | 0 | 3 | 3 | 1 | 1 |  | 1 | 1 | N/A |  |  |  | N/A | N/A | N/A | N/A | N/A | N/A | N/A | 2 | 2 | 4 | 1 | 1 | 1 | 1 | 0
PG&E KERN | Bakersfield | 230 | Wind, Onshore |  |  | 0 | 0 | 0 | 0 | 0 | 0 | 0 | 0 | 0 | 5 | 5 | 5 | 4 |  | 1 | 1 | N/A |  |  |  | N/A | N/A | N/A | N/A | N/A | N/A | N/A | 1 | 1 | 3 | 1 | 1 | 1 | 1 | 0
PG&E FRESNO | Balch | 230 | Wind, Onshore |  |  | 0 | 0 | 0 | 0 | 0 | 0 | 0 | 0 | 0 | 5 | 5 | 5 | 2 |  | 2 | 1 | N/A |  |  |  | N/A | N/A | N/A | N/A | N/A | N/A | N/A | 1 | 1 | 4 | 2 | 3 | 1 | 1 | 0
SCE Eastern | Bannister | 230 | Wind, Onshore |  |  | 0 | 60 | 60 | 0 | 0 | 0 | 0 | 60 | 60 | 5 | 2 | 1 | 1 |  | 1 | 2 | N/A |  |  |  | N/A | N/A | N/A | N/A | N/A | N/A | N/A | 2 | 1 | 2 | 2 | 1 | 5- | 1 | 1
SCE Metro | Barre | 230 | Wind, Onshore |  |  | 0 | 0 | 0 | 0 | 0 | 0 | 0 | 0 | 0 | 1 | 1 | 1 | 1 |  | 1 | 1 | N/A |  |  |  | N/A | N/A | N/A | N/A | N/A | N/A | N/A | 1 | 1 | 1 | 1 | 1 | 1 | 1 | 0
SDGE | Bay Boulevard | 69 | Wind, Onshore |  |  | 0 | 0 | 0 | 0 | 0 | 0 | 0 | 0 | 0 | 1 | 1 | 1 | 1 |  | 1 | 1 | N/A |  |  |  | N/A | N/A | N/A | N/A | N/A | N/A | N/A | 2 | 1 | 2 | 1 | 1 | 1 | 1 | 0
SDGE | Bay Boulevard | 230 | Wind, Onshore |  |  | 0 | 0 | 0 | 0 | 0 | 0 | 0 | 0 | 0 | 1 | 1 | 1 | 1 |  | 1 | 1 | N/A |  |  |  | N/A | N/A | N/A | N/A | N/A | N/A | N/A | 2 | 1 | 2 | 1 | 1 | 1 | 1 | 0
EOP | Beatty | 138 | Wind, Onshore |  |  | 0 | 0 | 0 | 0 | 0 | 0 | 0 | 0 | 0 | 5 | 2 | 4 | 2 |  | 1 | 1 | N/A |  |  |  | N/A | N/A | N/A | N/A | N/A | N/A | N/A | 2 | 2 | 4 | 1 | 3 | 1 | 1 | 0
EOP | Beatty | 230 | Wind, Onshore |  |  | 0 | 0 | 0 | 0 | 0 | 0 | 0 | 0 | 0 | 5 | 2 | 4 | 2 |  | 1 | 1 | N/A |  |  |  | N/A | N/A | N/A | N/A | N/A | N/A | N/A | 2 | 2 | 4 | 1 | 3 | 1 | 1 | 0
PG&E NGBA | Belden | 230 | Wind, Onshore |  |  | 0 | 0 | 0 | 0 | 0 | 0 | 0 | 0 | 0 | 5 | 5 | 1 | 1 |  | 1 | 1 | N/A |  |  |  | N/A | N/A | N/A | N/A | N/A | N/A | N/A | 2 | 2 | 4 | 1 | 3 | 1 | 1 | 0
PG&E NGBA | Bell | 115 | Wind, Onshore |  |  | 0 | 0 | 0 | 0 | 0 | 0 | 0 | 0 | 0 | 5 | 5 | 1 | 1 |  | 1 | 1 | N/A |  |  |  | N/A | N/A | N/A | N/A | N/A | N/A | N/A | 2 | 1 | 4 | 2 | 3 | 1 | 1 | 0
PG&E NGBA | Bellevue | 115 | Wind, Onshore |  |  | 0 | 0 | 0 | 0 | 0 | 0 | 0 | 0 | 0 | 5 | 5 | 1 | 1 |  | 1 | 1 | N/A |  |  |  | N/A | N/A | N/A | N/A | N/A | N/A | N/A | 2 | 1 | 2 | 2 | 2 | 1 | 1 | 0
PG&E GBA | Bellota | 115 | Wind, Onshore |  |  | 0 | 0 | 0 | 0 | 0 | 0 | 0 | 0 | 0 | 1 | 1 | 1 | 1 | 3 | 2 | 1 | 1 |  |  |  | 1 | 1 | 1 | 1 | 1 | 1 | 1 | 1 | 1 | 4 | 2 | 3 | 1 | 1 | 0
PG&E GBA | Bellota | 230 | Wind, Onshore |  |  | 0 | 0 | 0 | 0 | 0 | 0 | 0 | 0 | 0 | 1 | 1 | 1 | 1 | 3 | 1 | 1 | N/A |  |  |  | N/A | N/A | N/A | N/A | N/A | N/A | N/A | 1 | 1 | 4 | 2 | 3 | 1 | 1 | 0
SCE Northern | Big Creek | 230 | Wind, Onshore |  |  | 0 | 0 | 0 | 0 | 0 | 0 | 0 | 0 | 0 | 1 | 1 | 1 | 1 |  | 1 | 1 | N/A |  |  |  | N/A | N/A | N/A | N/A | N/A | N/A | N/A | 1 | 1 | 4 | 2 | 3 | 1 | 1 | 0
PG&E FRESNO | Biola | 70 | Wind, Onshore |  |  | 0 | 0 | 0 | 0 | 0 | 0 | 0 | 0 | 0 | 5 | 2 | 5 | 2 |  | 1 | 1 | N/A |  |  |  | N/A | N/A | N/A | N/A | N/A | N/A | N/A | 1 | 1 | 4 | 2 | 1 | 1 | 1 | 0
PG&E GBA | Birds Landing | 230 | Wind, Onshore |  |  | 0 | 0 | 0 | 0 | 0 | 0 | 0 | 0 | 0 | 5 | 5 | 1 | 1 | 3 | 2 | 1 | 1 |  |  |  | 2 | 1 | 1 | 1 | 2 | 1 | 1 | 2 | 1 | 4 | 1 | 1 | 1 | 4 | 1
SCE Northern | Bliss | 66 | Wind, Onshore |  |  | 0 | 0 | 0 | 0 | 0 | 0 | 0 | 0 | 0 | 1 | 1 | 1 | 1 |  | 1 | 1 | N/A |  |  |  | N/A | N/A | N/A | N/A | N/A | N/A | N/A | 1 | 1 | 4 | 1 | 1 | 1 | 1 | 0
SCE Eastern | Blythe | 161 | Wind, Onshore |  |  | 0 | 0 | 0 | 0 | 0 | 0 | 0 | 0 | 0 | 5 | 2 | 1 | 1 | 3 | 1 | 1 | N/A |  |  |  | N/A | N/A | N/A | N/A | N/A | N/A | N/A | 2 | 2 | 2 | 1 | 1 | 1 | 1 | 0
PG&E NGBA | Bogue | 115 | Wind, Onshore |  |  | 0 | 0 | 0 | 0 | 0 | 0 | 0 | 0 | 0 | 5 | 5 | 1 | 1 |  | 1 | 1 | N/A |  |  |  | N/A | N/A | N/A | N/A | N/A | N/A | N/A | 2 | 2 | 2 | 1 | 2 | 1 | 1 | 0
PG&E FRESNO | Borden | 230 | Wind, Onshore |  |  | 0 | 0 | 0 | 0 | 0 | 0 | 0 | 0 | 0 | 5 | 5 | 5 | 4 | 1 | 1 | 1 | N/A |  |  |  | N/A | N/A | N/A | N/A | N/A | N/A | N/A | 1 | 1 | 4 | 2 | 1 | 1 | 1 | 0
PG&E FRESNO | Borden | 70 | Wind, Onshore |  |  | 0 | 0 | 0 | 0 | 0 | 0 | 0 | 0 | 0 | 5 | 5 | 5 | 4 |  | 1 | 1 | N/A |  |  |  | N/A | N/A | N/A | N/A | N/A | N/A | N/A | 1 | 1 | 4 | 2 | 1 | 1 | 1 | 0
SDGE | Boulevard East | 138 | Wind, Onshore |  |  | 180 | 0 | 180 | 0 | 0 | 0 | 180 | 0 | 180 | 1 | 1 | 1 | 1 | 1 | 1 | 4 | 3 |  |  |  | 5 | 2 | 2 | 2 | 2 | 2 | 2 | 2 | 1 | 4 | 1 | 3 | 5- | 1 | 1
SDGE | Boulevard East | 69 | Wind, Onshore |  |  | 0 | 0 | 0 | 0 | 0 | 0 | 0 | 0 | 0 | 1 | 1 | 1 | 1 |  | 1 | 1 | N/A |  |  |  | N/A | N/A | N/A | N/A | N/A | N/A | N/A | 2 | 1 | 4 | 1 | 3 | 1 | 1 | 0
PG&E GBA | Brentwood | 230 | Wind, Onshore |  |  | 0 | 0 | 0 | 0 | 0 | 0 | 0 | 0 | 0 | 5 | 5 | 1 | 1 |  | 1 | 1 | N/A |  |  |  | N/A | N/A | N/A | N/A | N/A | N/A | N/A | 2 | 1 | 4 | 1 | 3 | 1 | 1 | 0
PG&E NGBA | Bridgeville | 115 | Wind, Onshore |  |  | 0 | 0 | 0 | 0 | 0 | 0 | 0 | 0 | 0 | 5 | 5 | 1 | 1 |  | 1 | 1 | N/A |  |  |  | N/A | N/A | N/A | N/A | N/A | N/A | N/A | 2 | 2 | 4 | 2 | 3 | 1 | 1 | 0
PG&E NGBA | Brighton | 115 | Wind, Onshore |  |  | 0 | 0 | 0 | 0 | 0 | 0 | 0 | 0 | 0 | 5 | 5 | 1 | 1 |  | 1 | 1 | N/A |  |  |  | N/A | N/A | N/A | N/A | N/A | N/A | N/A | 2 | 1 | 2 | 2 | 1 | 1 | 1 | 0
PG&E NGBA | Brighton | 230 | Wind, Onshore |  |  | 0 | 0 | 0 | 0 | 0 | 0 | 0 | 0 | 0 | 5 | 5 | 1 | 1 |  | 1 | 1 | N/A |  |  |  | N/A | N/A | N/A | N/A | N/A | N/A | N/A | 2 | 1 | 2 | 2 | 1 | 1 | 1 | 0
PG&E NGBA | Brunswick | 115 | Wind, Onshore |  |  | 0 | 0 | 0 | 0 | 0 | 0 | 0 | 0 | 0 | 5 | 5 | 1 | 1 |  | 1 | 1 | N/A |  |  |  | N/A | N/A | N/A | N/A | N/A | N/A | N/A | 2 | 1 | 4 | 1 | 3 | 1 | 1 | 0
PG&E NGBA | Bucks Creek | 230 | Wind, Onshore |  |  | 0 | 0 | 0 | 0 | 0 | 0 | 0 | 0 | 0 | 5 | 5 | 1 | 1 |  | 1 | 1 | N/A |  |  |  | N/A | N/A | N/A | N/A | N/A | N/A | N/A | 2 | 2 | 4 | 1 | 3 | 1 | 1 | 0
PG&E KERN | Buena Vista | 230 | Wind, Onshore |  |  | 0 | 0 | 0 | 0 | 0 | 0 | 0 | 0 | 0 | 5 | 5 | 5 | 4 |  | 1 | 1 | N/A |  |  |  | N/A | N/A | N/A | N/A | N/A | N/A | N/A | 2 | 2 | 4 | 2 | 1 | 1 | 1 | 0
PG&E FRESNO | Bullard | 115 | Wind, Onshore |  |  | 0 | 0 | 0 | 0 | 0 | 0 | 0 | 0 | 0 | 5 | 5 | 5 | 4 |  | 1 | 1 | N/A |  |  |  | N/A | N/A | N/A | N/A | N/A | N/A | N/A | 1 | 1 | 1 | 2 | 2 | 1 | 1 | 0
PG&E GBA | Burlingame | 115 | Wind, Onshore |  |  | 50 | 0 | 50 | 0 | 0 | 0 | 50 | 0 | 50 | 5 | 5 | 1 | 1 |  | 1 | 3 | N/A |  |  |  | N/A | N/A | N/A | N/A | N/A | N/A | N/A | 2 | 1 | 3 | 1 | 2 | 5- | 1 | 1
PG&E NGBA | Burney Forest | 230 | Wind, Onshore |  |  | 0 | 0 | 0 | 0 | 0 | 0 | 0 | 0 | 0 | 5 | 5 | 3 | 2 |  | 1 | 1 | N/A |  |  |  | N/A | N/A | N/A | N/A | N/A | N/A | N/A | 2 | 2 | 4 | 2 | 3 | 1 | 1 | 0
PG&E NGBA | Butte | 115 | Wind, Onshore |  |  | 0 | 0 | 0 | 0 | 0 | 0 | 0 | 0 | 0 | 5 | 5 | 1 | 1 |  | 1 | 1 | N/A |  |  |  | N/A | N/A | N/A | N/A | N/A | N/A | N/A | 2 | 1 | 4 | 2 | 2 | 1 | 1 | 0
PG&E KERN | Cabrillo | 115 | Wind, Onshore |  |  | 0 | 0 | 0 | 0 | 0 | 0 | 0 | 0 | 0 | 5 | 2 | 5 | 2 |  | 1 | 1 | 5 |  |  |  | 5 | 5 | 3 | 3 | 5 | 5 | 3 | 2 | 2 | 4 | 1 | 3 | 1+ | 1 | 1
PG&E FRESNO | Cal Flats | 230 | Wind, Onshore |  |  | 0 | 0 | 0 | 0 | 0 | 0 | 0 | 0 | 0 | 5 | 5 | 5 | 4 |  | 1 | 1 | N/A |  |  |  | N/A | N/A | N/A | N/A | N/A | N/A | N/A | 2 | 2 | 4 | 2 | 2 | 1 | 1 | 0
SCE NOL | Calcite | 230 | Wind, Onshore |  |  | 0 | 0 | 0 | 0 | 0 | 0 | 0 | 0 | 0 | 1 | 1 | 1 | 1 | 3 | 1 | 1 | N/A |  |  |  | N/A | N/A | N/A | N/A | N/A | N/A | N/A | 2 | 1 | 4 | 1 | 3 | 1 | 1 | 0
PG&E KERN | Caliente | 230 | Wind, Onshore |  |  | 0 | 0 | 0 | 0 | 0 | 0 | 0 | 0 | 0 | 5 | 5 | 5 | 4 | 1 | 1 | 1 | 1 |  |  |  | 3 | 2 | 1 | 1 | 2 | 2 | 1 | 2 | 1 | 4 | 2 | 2 | 1 | 1 | 0
PG&E FRESNO | California Ave | 115 | Wind, Onshore |  |  | 0 | 0 | 0 | 0 | 0 | 0 | 0 | 0 | 0 | 5 | 2 | 5 | 2 |  | 1 | 1 | 1 |  |  |  | 1 | 1 | 1 | 1 | 1 | 1 | 1 | 1 | 1 | 2 | 2 | 1 | 1 | 1 | 0
PG&E KERN | Callender | 115 | Wind, Onshore |  |  | 0 | 0 | 0 | 0 | 0 | 0 | 0 | 0 | 0 | 5 | 5 | 5 | 4 |  | 1 | 1 | N/A |  |  |  | N/A | N/A | N/A | N/A | N/A | N/A | N/A | 2 | 2 | 4 | 2 | 2 | 1 | 1 | 0
PG&E NGBA | Calpella | 115 | Wind, Onshore |  |  | 0 | 100 | 100 | 0 | 0 | 0 | 0 | 100 | 100 | 5 | 5 | 1 | 1 |  | 1 | 3 | N/A |  |  |  | N/A | N/A | N/A | N/A | N/A | N/A | N/A | 2 | 2 | 4 | 2 | 3 | 5- | 1 | 1
PG&E GBA | Camanche | 230 | Wind, Onshore |  |  | 0 | 0 | 0 | 0 | 0 | 0 | 0 | 0 | 0 | 1 | 1 | 1 | 1 |  | 1 | 1 | N/A |  |  |  | N/A | N/A | N/A | N/A | N/A | N/A | N/A | 1 | 1 | 4 | 2 | 3 | 1 | 1 | 0
SDGE | Cameron | 69 | Wind, Onshore |  |  | 0 | 0 | 0 | 0 | 0 | 0 | 0 | 0 | 0 | 1 | 1 | 1 | 1 |  | 1 | 1 | N/A |  |  |  | N/A | N/A | N/A | N/A | N/A | N/A | N/A | 1 | 1 | 2 | 1 | 1 | 1 | 1 | 0
SDGE | Cannon | 69 | Wind, Onshore |  |  | 0 | 0 | 0 | 0 | 0 | 0 | 0 | 0 | 0 | 1 | 1 | 1 | 1 |  | 1 | 1 | N/A |  |  |  | N/A | N/A | N/A | N/A | N/A | N/A | N/A | 2 | 1 | 1 | 1 | 3 | 1 | 1 | 0
PG&E FRESNO | Cantua | 115 | Wind, Onshore |  |  | 0 | 0 | 0 | 0 | 0 | 0 | 0 | 0 | 0 | 5 | 2 | 5 | 2 |  | 1 | 1 | N/A |  |  |  | N/A | N/A | N/A | N/A | N/A | N/A | N/A | 1 | 1 | 4 | 2 | 1 | 1 | 1 | 0
SDGE | Capistrano | 138 | Wind, Onshore |  |  | 0 | 0 | 0 | 0 | 0 | 0 | 0 | 0 | 0 | 1 | 1 | 1 | 1 |  | 1 | 1 | N/A |  |  |  | N/A | N/A | N/A | N/A | N/A | N/A | N/A | 1 | 1 | 2 | 1 | 3 | 1 | 1 | 0
SDGE | Capistrano | 230 | Wind, Onshore |  |  | 0 | 0 | 0 | 0 | 0 | 0 | 0 | 0 | 0 | 1 | 1 | 1 | 1 |  | 1 | 1 | N/A |  |  |  | N/A | N/A | N/A | N/A | N/A | N/A | N/A | 1 | 1 | 2 | 1 | 3 | 1 | 1 | 0
PG&E NGBA | Carberry | 230 | Wind, Onshore |  |  | 0 | 0 | 0 | 0 | 0 | 0 | 0 | 0 | 0 | 5 | 5 | 3 | 2 |  | 1 | 1 | N/A |  |  |  | N/A | N/A | N/A | N/A | N/A | N/A | N/A | 2 | 2 | 4 | 2 | 3 | 1 | 1 | 0
SCE Eastern | Cardiff | 66 | Wind, Onshore |  |  | 0 | 0 | 0 | 0 | 0 | 0 | 0 | 0 | 0 | 1 | 1 | 1 | 1 |  | 1 | 1 | N/A |  |  |  | N/A | N/A | N/A | N/A | N/A | N/A | N/A | 1 | 1 | 2 | 1 | 1 | 1 | 1 | 0
PG&E NGBA | Caribou | 60 | Wind, Onshore |  |  | 0 | 0 | 0 | 0 | 0 | 0 | 0 | 0 | 0 | 5 | 5 | 1 | 1 |  | 2 | 1 | N/A |  |  |  | N/A | N/A | N/A | N/A | N/A | N/A | N/A | 2 | 2 | 4 | 1 | 3 | 1 | 1 | 0
PG&E NGBA | Caribou | 115 | Wind, Onshore |  |  | 0 | 95 | 95 | 0 | 0 | 0 | 0 | 95 | 95 | 5 | 5 | 1 | 1 |  | 1 | 2 | N/A |  |  |  | N/A | N/A | N/A | N/A | N/A | N/A | N/A | 2 | 2 | 4 | 1 | 3 | 5- | 1 | 1
PG&E NGBA | Caribou | 230 | Wind, Onshore |  |  | 0 | 0 | 0 | 0 | 0 | 0 | 0 | 0 | 0 | 5 | 5 | 1 | 1 |  | 1 | 1 | N/A |  |  |  | N/A | N/A | N/A | N/A | N/A | N/A | N/A | 2 | 2 | 4 | 1 | 3 | 1 | 1 | 0
EOP | Carpenter Canyon (fka Gamebird) | 138 | Wind, Onshore |  |  | 0 | 0 | 0 | 0 | 0 | 0 | 0 | 0 | 0 | 5 | 2 | 4 | 2 |  | 1 | 1 | N/A |  |  |  | N/A | N/A | N/A | N/A | N/A | N/A | N/A | 2 | 2 | 4 | 1 | 3 | 1 | 1 | 0
EOP | Carpenter Canyon (fka Gamebird) | 230 | Wind, Onshore |  |  | 0 | 0 | 0 | 0 | 0 | 0 | 0 | 0 | 0 | 5 | 2 | 4 | 2 |  | 1 | 1 | N/A |  |  |  | N/A | N/A | N/A | N/A | N/A | N/A | N/A | 2 | 2 | 4 | 1 | 3 | 1 | 1 | 0
PG&E NGBA | Carquinez | 115 | Wind, Onshore |  |  | 0 | 0 | 0 | 0 | 0 | 0 | 0 | 0 | 0 | 5 | 5 | 1 | 1 |  | 1 | 1 | N/A |  |  |  | N/A | N/A | N/A | N/A | N/A | N/A | N/A | 2 | 1 | 2 | 1 | 1 | 1 | 1 | 0
SDGE | Carrizo Gorge | 138 | Wind, Onshore |  |  | 0 | 0 | 0 | 0 | 0 | 0 | 0 | 0 | 0 | 1 | 1 | 1 | 1 |  | 1 | 1 | N/A |  |  |  | N/A | N/A | N/A | N/A | N/A | N/A | N/A | 2 | 1 | 4 | 1 | 3 | 1 | 1 | 0
PG&E KERN | Carrizo Plains | 115 | Wind, Onshore |  |  | 0 | 0 | 0 | 0 | 0 | 0 | 0 | 0 | 0 | 5 | 5 | 5 | 4 |  | 1 | 1 | N/A |  |  |  | N/A | N/A | N/A | N/A | N/A | N/A | N/A | 2 | 1 | 4 | 2 | 2 | 1 | 1 | 0
PG&E KERN | Casaloma | 230 | Wind, Onshore |  |  | 0 | 0 | 0 | 0 | 0 | 0 | 0 | 0 | 0 | 5 | 2 | 5 | 2 |  | 1 | 1 | N/A |  |  |  | N/A | N/A | N/A | N/A | N/A | N/A | N/A | 1 | 1 | 3 | 1 | 1 | 1 | 1 | 0
PG&E GBA | Castro Valley | 230 | Wind, Onshore |  |  | 0 | 0 | 0 | 0 | 0 | 0 | 0 | 0 | 0 | 5 | 5 | 1 | 1 |  | 1 | 1 | N/A |  |  |  | N/A | N/A | N/A | N/A | N/A | N/A | N/A | 2 | 1 | 2 | 1 | 2 | 1 | 1 | 0
PG&E GBA | Cayetano | 230 | Wind, Onshore |  |  | 0 | 0 | 0 | 0 | 0 | 0 | 0 | 0 | 0 | 5 | 5 | 1 | 1 |  | 1 | 1 | N/A |  |  |  | N/A | N/A | N/A | N/A | N/A | N/A | N/A | 2 | 1 | 3 | 1 | 3 | 1 | 1 | 0
SCE Metro | Center | 230 | Wind, Onshore |  |  | 0 | 0 | 0 | 0 | 0 | 0 | 0 | 0 | 0 | 1 | 1 | 1 | 1 |  | 1 | 1 | N/A |  |  |  | N/A | N/A | N/A | N/A | N/A | N/A | N/A | 1 | 1 | 1 | 1 | 1 | 1 | 1 | 0
PG&E KERN | Charca | 115 | Wind, Onshore |  |  | 0 | 0 | 0 | 0 | 0 | 0 | 0 | 0 | 0 | 5 | 2 | 5 | 2 |  | 1 | 1 | N/A |  |  |  | N/A | N/A | N/A | N/A | N/A | N/A | N/A | 1 | 1 | 4 | 1 | 1 | 1 | 1 | 0
EOP | Charleston | 138 | Wind, Onshore |  |  | 0 | 0 | 0 | 0 | 0 | 0 | 0 | 0 | 0 | 5 | 2 | 4 | 2 |  | 1 | 1 | N/A |  |  |  | N/A | N/A | N/A | N/A | N/A | N/A | N/A | 2 | 2 | 4 | 1 | 3 | 1 | 1 | 0
SCE Metro | Chevmain | 230 | Wind, Onshore |  |  | 0 | 0 | 0 | 0 | 0 | 0 | 0 | 0 | 0 | 1 | 1 | 1 | 1 |  | 1 | 1 | N/A |  |  |  | N/A | N/A | N/A | N/A | N/A | N/A | N/A | 1 | 1 | 1 | 1 | 1 | 1 | 1 | 0
SDGE | Chicarita | 138 | Wind, Onshore |  |  | 0 | 0 | 0 | 0 | 0 | 0 | 0 | 0 | 0 | 1 | 1 | 1 | 1 |  | 1 | 1 | N/A |  |  |  | N/A | N/A | N/A | N/A | N/A | N/A | N/A | 2 | 1 | 3 | 1 | 3 | 1 | 1 | 0
SCE Metro | Chino | 230 | Wind, Onshore |  |  | 0 | 0 | 0 | 0 | 0 | 0 | 0 | 0 | 0 | 1 | 1 | 1 | 1 |  | 1 | 1 | 1 |  |  |  | 1 | 1 | 1 | 1 | 1 | 1 | 1 | 1 | 1 | 1 | 1 | 2 | 1 | 1 | 0
PG&E FRESNO | Chowchilla | 115 | Wind, Onshore |  |  | 0 | 0 | 0 | 0 | 0 | 0 | 0 | 0 | 0 | 5 | 5 | 5 | 2 |  | 1 | 1 | N/A |  |  |  | N/A | N/A | N/A | N/A | N/A | N/A | N/A | 1 | 1 | 1 | 2 | 2 | 1 | 1 | 0
PG&E GBA | Christie | 60 | Wind, Onshore |  |  | 0 | 0 | 0 | 0 | 0 | 0 | 0 | 0 | 0 | 5 | 5 | 1 | 1 |  | 1 | 1 | N/A |  |  |  | N/A | N/A | N/A | N/A | N/A | N/A | N/A | 2 | 1 | 2 | 1 | 2 | 1 | 1 | 0
PG&E GBA | Christie | 115 | Wind, Onshore |  |  | 0 | 0 | 0 | 0 | 0 | 0 | 0 | 0 | 0 | 5 | 5 | 1 | 1 |  | 3 | 1 | N/A |  |  |  | N/A | N/A | N/A | N/A | N/A | N/A | N/A | 2 | 1 | 2 | 1 | 2 | 1 | 1 | 0
SCE Eastern | Cielo Azul | 500 | Wind, Onshore |  |  | 0 | 0 | 0 | 0 | 0 | 0 | 0 | 0 | 0 | 5 | 4 | 4 | 2 |  | 1 | 1 | N/A |  |  |  | N/A | N/A | N/A | N/A | N/A | N/A | N/A | 2 | 2 | 4 | 1 | 3 | 1 | 1 | 0
PG&E GBA | Clay | 60 | Wind, Onshore |  |  | 0 | 0 | 0 | 0 | 0 | 0 | 0 | 0 | 0 | 1 | 1 | 1 | 1 |  | 1 | 1 | N/A |  |  |  | N/A | N/A | N/A | N/A | N/A | N/A | N/A | 2 | 1 | 3 | 1 | 3 | 1 | 1 | 0
PG&E GBA | Clayton | 115 | Wind, Onshore |  |  | 0 | 0 | 0 | 0 | 0 | 0 | 0 | 0 | 0 | 5 | 5 | 1 | 1 |  | 1 | 1 | N/A |  |  |  | N/A | N/A | N/A | N/A | N/A | N/A | N/A | 2 | 1 | 4 | 1 | 2 | 1 | 1 | 0
PG&E NGBA | Cloverdale | 115 | Wind, Onshore |  |  | 0 | 0 | 0 | 0 | 0 | 0 | 0 | 0 | 0 | 5 | 5 | 1 | 1 |  | 1 | 1 | N/A |  |  |  | N/A | N/A | N/A | N/A | N/A | N/A | N/A | 2 | 2 | 4 | 2 | 3 | 1 | 1 | 0
PG&E FRESNO | Clovis | 115 | Wind, Onshore |  |  | 0 | 0 | 0 | 0 | 0 | 0 | 0 | 0 | 0 | 5 | 2 | 5 | 2 |  | 1 | 1 | N/A |  |  |  | N/A | N/A | N/A | N/A | N/A | N/A | N/A | 1 | 1 | 2 | 2 | 2 | 1 | 1 | 0
PG&E GBA | Coburn | 230 | Wind, Onshore |  |  | 0 | 0 | 0 | 0 | 0 | 0 | 0 | 0 | 0 | 5 | 2 | 5 | 2 |  | 1 | 1 | 1 |  |  |  | 5 | 2 | 1 | 1 | 2 | 1 | 1 | 2 | 2 | 2 | 2 | 3 | 1 | 5 | 1
PG&E GBA | Coburn | 60 | Wind, Onshore |  |  | 0 | 0 | 0 | 0 | 0 | 0 | 0 | 0 | 0 | 5 | 2 | 5 | 2 |  | 1 | 1 | N/A |  |  |  | N/A | N/A | N/A | N/A | N/A | N/A | N/A | 2 | 2 | 2 | 2 | 3 | 1 | 1 | 0
PG&E NGBA | Colgate | 230 | Wind, Onshore |  |  | 0 | 0 | 0 | 0 | 0 | 0 | 0 | 0 | 0 | 5 | 5 | 1 | 1 |  | 1 | 1 | N/A |  |  |  | N/A | N/A | N/A | N/A | N/A | N/A | N/A | 2 | 1 | 4 | 1 | 3 | 1 | 1 | 0
PG&E GBA | Collierville | 230 | Wind, Onshore |  |  | 0 | 0 | 0 | 0 | 0 | 0 | 0 | 0 | 0 | 1 | 1 | 1 | 1 |  | 2 | 1 | N/A |  |  |  | N/A | N/A | N/A | N/A | N/A | N/A | N/A | 2 | 1 | 4 | 1 | 3 | 1 | 1 | 0
PG&E GBA | Collinsville | 230 | Wind, Onshore |  |  | 0 | 0 | 0 | 0 | 0 | 0 | 0 | 0 | 0 | 5 | 5 | 1 | 1 |  | 1 | 1 | N/A |  |  |  | N/A | N/A | N/A | N/A | N/A | N/A | N/A | 2 | 1 | 3 | 1 | 1 | 1 | 1 | 0
PG&E GBA | Collinsville | 500 | Wind, Onshore |  |  | 0 | 0 | 0 | 0 | 0 | 0 | 0 | 0 | 0 | 5 | 5 | 1 | 1 |  | 1 | 1 | N/A |  |  |  | N/A | N/A | N/A | N/A | N/A | N/A | N/A | 2 | 1 | 3 | 1 | 1 | 1 | 1 | 0
SCE Eastern | Colorado River | 230 | Wind, Onshore |  |  | 0 | 0 | 0 | 0 | 0 | 0 | 0 | 0 | 0 | 4 | 4 | 1 | 1 | 4 | 1 | 1 | N/A |  |  |  | N/A | N/A | N/A | N/A | N/A | N/A | N/A | 2 | 2 | 3 | 1 | 3 | 1 | 1 | 0
SCE Eastern | Colorado River | 500 | Wind, Onshore |  |  | 0 | 0 | 0 | 0 | 0 | 0 | 0 | 0 | 0 | 4 | 4 | 1 | 1 | 2 | 1 | 1 | N/A |  |  |  | N/A | N/A | N/A | N/A | N/A | N/A | N/A | 2 | 2 | 3 | 1 | 3 | 1 | 1 | 0
PG&E KERN | Columbus | 115 | Wind, Onshore |  |  | 0 | 0 | 0 | 0 | 0 | 0 | 0 | 0 | 0 | 5 | 5 | 5 | 4 |  | 2 | 1 | 1 |  |  |  | 1 | 1 | 1 | 1 | 1 | 1 | 1 | 1 | 1 | 2 | 1 | 2 | 1 | 1 | 0
PG&E GBA | Contra Costa | 115 | Wind, Onshore |  |  | 0 | 0 | 0 | 0 | 0 | 0 | 0 | 0 | 0 | 5 | 5 | 1 | 1 |  | 2 | 1 | 1 |  |  |  | 3 | 1 | 1 | 1 | 2 | 1 | 1 | 2 | 1 | 2 | 1 | 2 | 1 | 1 | 0
PG&E GBA | Contra Costa | 230 | Wind, Onshore |  |  | 0 | 0 | 0 | 0 | 0 | 0 | 0 | 0 | 0 | 5 | 5 | 1 | 1 |  | 2 | 1 | 1 |  |  |  | 3 | 1 | 1 | 1 | 2 | 1 | 1 | 2 | 1 | 2 | 1 | 2 | 1 | 1 | 0
PG&E GBA | Contra Costa PP | 230 | Wind, Onshore |  |  | 0 | 0 | 0 | 0 | 0 | 0 | 0 | 0 | 0 | 5 | 5 | 1 | 1 |  | 1 | 1 | N/A |  |  |  | N/A | N/A | N/A | N/A | N/A | N/A | N/A | 2 | 1 | 1 | 1 | 2 | 1 | 1 | 0
SCE NOL | Control | 115 | Wind, Onshore |  |  | 0 | 0 | 0 | 0 | 0 | 0 | 0 | 0 | 0 | 5 | 3 | 1 | 1 |  | 1 | 1 | N/A |  |  |  | N/A | N/A | N/A | N/A | N/A | N/A | N/A | 2 | 2 | 4 | 1 | 3 | 1 | 1 | 0
SCE NOL | Control | 55 | Wind, Onshore |  |  | 0 | 0 | 0 | 0 | 0 | 0 | 0 | 0 | 0 | 5 | 3 | 1 | 1 |  | 1 | 1 | N/A |  |  |  | N/A | N/A | N/A | N/A | N/A | N/A | N/A | 2 | 2 | 4 | 1 | 3 | 1 | 1 | 0
PG&E GBA | Cooley Landing | 115 | Wind, Onshore |  |  | 0 | 0 | 0 | 0 | 0 | 0 | 0 | 0 | 0 | 5 | 5 | 1 | 1 |  | 3 | 1 | N/A |  |  |  | N/A | N/A | N/A | N/A | N/A | N/A | N/A | 2 | 1 | 2 | 1 | 1 | 1 | 1 | 0
PG&E GBA | Cooley Landing | 60 | Wind, Onshore |  |  | 0 | 0 | 0 | 0 | 0 | 0 | 0 | 0 | 0 | 1 | 1 | 1 | 1 |  | 1 | 1 | N/A |  |  |  | N/A | N/A | N/A | N/A | N/A | N/A | N/A | 2 | 1 | 2 | 1 | 1 | 1 | 1 | 0
SCE NOL | Coolwater | 230 | Wind, Onshore |  |  | 0 | 0 | 0 | 0 | 0 | 0 | 0 | 0 | 0 | 3 | 3 | 1 | 1 |  | 1 | 1 | N/A |  |  |  | N/A | N/A | N/A | N/A | N/A | N/A | N/A | 2 | 1 | 2 | 1 | 1 | 4+ | 1 | 1
SCE NOL | Coolwater | 115 | Wind, Onshore |  |  | 0 | 0 | 0 | 0 | 0 | 0 | 0 | 0 | 0 | 3 | 3 | 1 | 1 | 3 | 3 | 1 | 1 |  |  |  | 1 | 1 | 1 | 1 | 1 | 2 | 1 | 2 | 1 | 2 | 1 | 1 | 1 | 5 | 1
PG&E KERN | Copus | 70 | Wind, Onshore |  |  | 0 | 0 | 0 | 0 | 0 | 0 | 0 | 0 | 0 | 5 | 5 | 5 | 4 |  | 1 | 1 | N/A |  |  |  | N/A | N/A | N/A | N/A | N/A | N/A | N/A | 1 | 1 | 3 | 1 | 1 | 1 | 1 | 0
PG&E FRESNO | Corcoran | 70 | Wind, Onshore |  |  | 0 | 0 | 0 | 0 | 0 | 0 | 0 | 0 | 0 | 5 | 5 | 5 | 4 |  | 1 | 1 | N/A |  |  |  | N/A | N/A | N/A | N/A | N/A | N/A | N/A | 1 | 1 | 4 | 2 | 1 | 1 | 1 | 0
PG&E FRESNO | Corcoran | 115 | Wind, Onshore |  |  | 0 | 0 | 0 | 0 | 0 | 0 | 0 | 0 | 0 | 5 | 5 | 5 | 4 |  | 1 | 1 | N/A |  |  |  | N/A | N/A | N/A | N/A | N/A | N/A | N/A | 1 | 1 | 4 | 2 | 1 | 1 | 1 | 0
PG&E NGBA | Corona | 115 | Wind, Onshore |  |  | 0 | 0 | 0 | 0 | 0 | 0 | 0 | 0 | 0 | 5 | 5 | 1 | 1 |  | 1 | 1 | N/A |  |  |  | N/A | N/A | N/A | N/A | N/A | N/A | N/A | 2 | 1 | 3 | 2 | 3 | 1 | 1 | 0
PG&E NGBA | Cortina | 230 | Wind, Onshore |  |  | 0 | 101 | 101 | 0 | 0 | 0 | 0 | 101 | 101 | 5 | 5 | 1 | 1 | 3 | 1 | 2 | N/A |  |  |  | N/A | N/A | N/A | N/A | N/A | N/A | N/A | 2 | 2 | 4 | 1 | 3 | 5- | 1 | 1
PG&E NGBA | Cortina | 115 | Wind, Onshore |  |  | 0 | 0 | 0 | 0 | 0 | 0 | 0 | 0 | 0 | 5 | 5 | 1 | 1 | 1 | 1 | 1 | N/A |  |  |  | N/A | N/A | N/A | N/A | N/A | N/A | N/A | 2 | 2 | 4 | 1 | 3 | 1 | 1 | 0
PG&E GBA | Cottle | 230 | Wind, Onshore |  |  | 0 | 0 | 0 | 0 | 0 | 0 | 0 | 0 | 0 | 5 | 5 | 5 | 2 | 3 | 1 | 1 | N/A |  |  |  | N/A | N/A | N/A | N/A | N/A | N/A | N/A | 1 | 1 | 3 | 2 | 1 | 1 | 1 | 0
PG&E NGBA | Cottonwood | 115 | Wind, Onshore |  |  | 0 | 0 | 0 | 0 | 0 | 0 | 0 | 0 | 0 | 5 | 5 | 1 | 1 |  | 1 | 1 | N/A |  |  |  | N/A | N/A | N/A | N/A | N/A | N/A | N/A | 2 | 2 | 3 | 2 | 3 | 1 | 1 | 0
PG&E NGBA | Cottonwood | 230 | Wind, Onshore |  |  | 0 | 0 | 0 | 0 | 0 | 0 | 0 | 0 | 0 | 5 | 5 | 1 | 1 |  | 1 | 1 | N/A |  |  |  | N/A | N/A | N/A | N/A | N/A | N/A | N/A | 2 | 2 | 3 | 2 | 3 | 1 | 1 | 0
PG&E NGBA | Cottonwood | 60 | Wind, Onshore |  |  | 0 | 0 | 0 | 0 | 0 | 0 | 0 | 0 | 0 | 5 | 5 | 1 | 1 |  | 1 | 1 | N/A |  |  |  | N/A | N/A | N/A | N/A | N/A | N/A | N/A | 2 | 2 | 3 | 2 | 3 | 1 | 1 | 0
PG&E NGBA | Cove Road | 230 | Wind, Onshore |  |  | 0 | 0 | 0 | 0 | 0 | 0 | 0 | 0 | 0 | 5 | 5 | 1 | 1 |  | 1 | 1 | N/A |  |  |  | N/A | N/A | N/A | N/A | N/A | N/A | N/A | 2 | 2 | 4 | 2 | 3 | 1 | 1 | 0
PG&E GBA | Coyote | 230 | Wind, Onshore |  |  | 0 | 0 | 0 | 0 | 0 | 0 | 0 | 0 | 0 | 1 | 1 | 1 | 1 |  | 1 | 1 | N/A |  |  |  | N/A | N/A | N/A | N/A | N/A | N/A | N/A | 2 | 1 | 3 | 2 | 2 | 1 | 1 | 0
PG&E GBA | Crazy Horse Canyon | 115 | Wind, Onshore |  |  | 50 | 0 | 50 | 0 | 0 | 0 | 50 | 0 | 50 | 1 | 1 | 1 | 1 |  | 1 | 2 | N/A |  |  |  | N/A | N/A | N/A | N/A | N/A | N/A | N/A | 2 | 2 | 4 | 2 | 3 | 5- | 1 | 1
SDGE | Creelman | 69 | Wind, Onshore |  |  | 0 | 0 | 0 | 0 | 0 | 0 | 0 | 0 | 0 | 1 | 1 | 1 | 1 |  | 1 | 1 | N/A |  |  |  | N/A | N/A | N/A | N/A | N/A | N/A | N/A | 2 | 1 | 4 | 1 | 3 | 1 | 1 | 0
PG&E FRESNO | Crescent | 70 | Wind, Onshore |  |  | 0 | 0 | 0 | 0 | 0 | 0 | 0 | 0 | 0 | 5 | 5 | 5 | 2 |  | 1 | 1 | N/A |  |  |  | N/A | N/A | N/A | N/A | N/A | N/A | N/A | 1 | 1 | 3 | 2 | 1 | 1 | 1 | 0
PG&E FRESNO | Cressey | 115 | Wind, Onshore |  |  | 0 | 0 | 0 | 0 | 0 | 0 | 0 | 0 | 0 | 5 | 2 | 5 | 2 |  | 1 | 1 | N/A |  |  |  | N/A | N/A | N/A | N/A | N/A | N/A | N/A | 1 | 1 | 3 | 2 | 1 | 1 | 1 | 0
PG&E NGBA | Cresta | 230 | Wind, Onshore |  |  | 0 | 0 | 0 | 0 | 0 | 0 | 0 | 0 | 0 | 5 | 5 | 1 | 1 |  | 1 | 1 | N/A |  |  |  | N/A | N/A | N/A | N/A | N/A | N/A | N/A | 2 | 1 | 4 | 2 | 3 | 1 | 1 | 0
SDGE | Crestwood | 69 | Wind, Onshore |  |  | 0 | 0 | 0 | 0 | 0 | 0 | 0 | 0 | 0 | 1 | 1 | 1 | 1 |  | 1 | 1 | N/A |  |  |  | N/A | N/A | N/A | N/A | N/A | N/A | N/A | 2 | 1 | 4 | 1 | 3 | 1 | 1 | 0
PG&E GBA | Crow Creek | 60 | Wind, Onshore |  |  | 0 | 0 | 0 | 0 | 0 | 0 | 0 | 0 | 0 | 1 | 1 | 1 | 1 |  | 1 | 1 | N/A |  |  |  | N/A | N/A | N/A | N/A | N/A | N/A | N/A | 1 | 1 | 4 | 2 | 1 | 1 | 1 | 0
PG&E GBA | Crows Landing | 60 | Wind, Onshore |  |  | 0 | 0 | 0 | 0 | 0 | 0 | 0 | 0 | 0 | 1 | 1 | 1 | 1 |  | 1 | 1 | N/A |  |  |  | N/A | N/A | N/A | N/A | N/A | N/A | N/A | 1 | 1 | 4 | 2 | 1 | 1 | 1 | 0
PG&E GBA | Curtis | 115 | Wind, Onshore |  |  | 0 | 0 | 0 | 0 | 0 | 0 | 0 | 0 | 0 | 1 | 1 | 1 | 1 |  | 1 | 1 | N/A |  |  |  | N/A | N/A | N/A | N/A | N/A | N/A | N/A | 2 | 1 | 4 | 1 | 3 | 1 | 1 | 0
PG&E FRESNO | Dairyland | 115 | Wind, Onshore |  |  | 0 | 0 | 0 | 0 | 0 | 0 | 0 | 0 | 0 | 5 | 2 | 5 | 2 |  | 1 | 1 | N/A |  |  |  | N/A | N/A | N/A | N/A | N/A | N/A | N/A | 1 | 1 | 3 | 2 | 1 | 1 | 1 | 0
PG&E NGBA | Davis | 115 | Wind, Onshore |  |  | 0 | 0 | 0 | 0 | 0 | 0 | 0 | 0 | 0 | 5 | 5 | 1 | 1 | 3 | 1 | 1 | N/A |  |  |  | N/A | N/A | N/A | N/A | N/A | N/A | N/A | 2 | 1 | 4 | 2 | 3 | 1 | 1 | 0
SCE Metro | Del Amo | 500 | Wind, Onshore |  |  | 0 | 0 | 0 | 0 | 0 | 0 | 0 | 0 | 0 | 1 | 1 | 1 | 1 |  | 1 | 1 | N/A |  |  |  | N/A | N/A | N/A | N/A | N/A | N/A | N/A | 1 | 1 | 3 | 1 | 2 | 1 | 1 | 0
SCE Metro | Del Amo | 230 | Wind, Onshore |  |  | 0 | 0 | 0 | 0 | 0 | 0 | 0 | 0 | 0 | 1 | 1 | 1 | 1 |  | 1 | 1 | N/A |  |  |  | N/A | N/A | N/A | N/A | N/A | N/A | N/A | 1 | 1 | 3 | 1 | 2 | 1 | 1 | 0
SCE Eastern | Delaney | 500 | Wind, Onshore |  |  | 0 | 0 | 0 | 0 | 0 | 0 | 0 | 0 | 0 | 5 | 4 | 4 | 2 |  | 1 | 1 | N/A |  |  |  | N/A | N/A | N/A | N/A | N/A | N/A | N/A | 2 | 1 | 4 | 2 | 3 | 1 | 1 | 0
PG&E NGBA | Delevan | 230 | Wind, Onshore |  |  | 0 | 0 | 0 | 0 | 0 | 0 | 0 | 0 | 0 | 5 | 5 | 1 | 1 | 3 | 1 | 1 | N/A |  |  |  | N/A | N/A | N/A | N/A | N/A | N/A | N/A | 2 | 2 | 1 | 1 | 3 | 1 | 1 | 0
PG&E GBA | Delta PP | 230 | Wind, Onshore |  |  | 0 | 0 | 0 | 0 | 0 | 0 | 0 | 0 | 0 | 5 | 5 | 1 | 1 |  | 1 | 1 | N/A |  |  |  | N/A | N/A | N/A | N/A | N/A | N/A | N/A | 2 | 1 | 3 | 1 | 2 | 1 | 1 | 0
EOP | Desert View | 230 | Wind, Onshore |  |  | 0 | 0 | 0 | 0 | 0 | 0 | 0 | 0 | 0 | 5 | 2 | 4 | 2 |  | 1 | 1 | N/A |  |  |  | N/A | N/A | N/A | N/A | N/A | N/A | N/A | 2 | 1 | 4 | 1 | 3 | 1 | 1 | 0
SCE Eastern | Devers | 230 | Wind, Onshore |  |  | 263 | 0 | 263 | 0 | 0 | 0 | 263 | 0 | 263 | 1 | 1 | 1 | 1 | 5 | 2 | 1 | 3 |  |  |  | 3 | 2 | 2 | 2 | 2 | 2 | 1 | 2 | 1 | 1 | 1 | 3 | 2- | 1 | 1
SCE Eastern | Devers | 500 | Wind, Onshore |  |  | 0 | 0 | 0 | 0 | 0 | 0 | 0 | 0 | 0 | 1 | 1 | 1 | 1 |  | 1 | 1 | N/A |  |  |  | N/A | N/A | N/A | N/A | N/A | N/A | N/A | 2 | 1 | 1 | 1 | 3 | 1+ | 1 | 1
PG&E KERN | Diablo Canyon | 230 | Wind, Onshore |  |  | 0 | 0 | 0 | 0 | 0 | 0 | 0 | 0 | 0 | 5 | 2 | 5 | 2 | 3 | 1 | 1 | N/A |  |  |  | N/A | N/A | N/A | N/A | N/A | N/A | N/A | 2 | 2 | 4 | 2 | 3 | 1 | 1 | 0
PG&E KERN | Diablo Canyon | 500 | Wind, Onshore |  |  | 0 | 0 | 0 | 0 | 0 | 0 | 0 | 0 | 0 | 5 | 5 | 4 | 4 | 5 | 1 | 1 | N/A |  |  |  | N/A | N/A | N/A | N/A | N/A | N/A | N/A | 2 | 2 | 4 | 2 | 3 | 4+ | 1 | 1
PG&E KERN | Divide | 115 | Wind, Onshore |  |  | 0 | 0 | 0 | 0 | 0 | 0 | 0 | 0 | 0 | 5 | 2 | 5 | 2 |  | 1 | 1 | N/A |  |  |  | N/A | N/A | N/A | N/A | N/A | N/A | N/A | 2 | 2 | 4 | 1 | 2 | 1 | 1 | 0
PG&E GBA | Dixon Landing | 115 | Wind, Onshore |  |  | 0 | 0 | 0 | 0 | 0 | 0 | 0 | 0 | 0 | 1 | 1 | 1 | 1 |  | 1 | 1 | N/A |  |  |  | N/A | N/A | N/A | N/A | N/A | N/A | N/A | 2 | 1 | 2 | 1 | 2 | 1 | 1 | 0
PG&E FRESNO | Dos Amigos | 230 | Wind, Onshore |  |  | 0 | 0 | 0 | 0 | 0 | 0 | 0 | 0 | 0 | 5 | 2 | 5 | 2 |  | 1 | 1 | N/A |  |  |  | N/A | N/A | N/A | N/A | N/A | N/A | N/A | 1 | 1 | 4 | 2 | 1 | 1 | 1 | 0
PG&E NGBA | Drum | 115 | Wind, Onshore |  |  | 0 | 0 | 0 | 0 | 0 | 0 | 0 | 0 | 0 | 5 | 5 | 1 | 1 |  | 1 | 1 | N/A |  |  |  | N/A | N/A | N/A | N/A | N/A | N/A | N/A | 2 | 1 | 4 | 2 | 3 | 1 | 1 | 0
PG&E GBA | Dumbarton | 115 | Wind, Onshore |  |  | 0 | 0 | 0 | 0 | 0 | 0 | 0 | 0 | 0 | 5 | 5 | 1 | 1 |  | 1 | 1 | N/A |  |  |  | N/A | N/A | N/A | N/A | N/A | N/A | N/A | 2 | 1 | 3 | 1 | 2 | 1 | 1 | 0
SCE NOL | Dunn Siding | 115 | Wind, Onshore |  |  | 0 | 0 | 0 | 0 | 0 | 0 | 0 | 0 | 0 | 3 | 3 | 1 | 1 |  | 1 | 1 | N/A |  |  |  | N/A | N/A | N/A | N/A | N/A | N/A | N/A | 2 | 1 | 4 | 1 | 1 | 1 | 1 | 0
SCE Eastern | Eagle Mountain | 230 | Wind, Onshore |  |  | 0 | 0 | 0 | 0 | 0 | 0 | 0 | 0 | 0 | 5 | 2 | 1 | 1 |  | 1 | 1 | N/A |  |  |  | N/A | N/A | N/A | N/A | N/A | N/A | N/A | 2 | 2 | 4 | 1 | 3 | 1 | 1 | 0
PG&E NGBA | Eagle Rock (PGE) | 60 | Wind, Onshore |  |  | 0 | 0 | 0 | 0 | 0 | 0 | 0 | 0 | 0 | 5 | 5 | 1 | 1 |  | 1 | 1 | N/A |  |  |  | N/A | N/A | N/A | N/A | N/A | N/A | N/A | 2 | 2 | 4 | 2 | 3 | 1 | 1 | 0
PG&E NGBA | Eagle Rock (PGE) | 115 | Wind, Onshore |  |  | 0 | 0 | 0 | 0 | 0 | 0 | 0 | 0 | 0 | 5 | 5 | 1 | 1 | 3 | 2 | 1 | 1 |  |  |  | 5 | 4 | 1 | 2 | 5 | 1 | 1 | 2 | 2 | 4 | 2 | 3 | 1 | 5 | 1
SCE Metro | Eagle Rock (SCE) | 230 | Wind, Onshore |  |  | 0 | 0 | 0 | 0 | 0 | 0 | 0 | 0 | 0 | 1 | 1 | 1 | 1 |  | 1 | 1 | N/A |  |  |  | N/A | N/A | N/A | N/A | N/A | N/A | N/A | 1 | 1 | 2 | 1 | 2 | 1 | 1 | 0
PG&E NGBA | East Marysville | 115 | Wind, Onshore |  |  | 0 | 0 | 0 | 0 | 0 | 0 | 0 | 0 | 0 | 5 | 5 | 1 | 1 |  | 1 | 1 | N/A |  |  |  | N/A | N/A | N/A | N/A | N/A | N/A | N/A | 2 | 2 | 2 | 1 | 2 | 1 | 1 | 0
PG&E NGBA | East Nicolaus | 115 | Wind, Onshore |  |  | 0 | 0 | 0 | 0 | 0 | 0 | 0 | 0 | 0 | 5 | 5 | 1 | 1 |  | 1 | 1 | N/A |  |  |  | N/A | N/A | N/A | N/A | N/A | N/A | N/A | 2 | 1 | 4 | 1 | 3 | 1 | 1 | 0
PG&E NGBA | East Nicolaus | 60 | Wind, Onshore |  |  | 0 | 0 | 0 | 0 | 0 | 0 | 0 | 0 | 0 | 5 | 5 | 1 | 1 |  | 1 | 1 | N/A |  |  |  | N/A | N/A | N/A | N/A | N/A | N/A | N/A | 2 | 1 | 4 | 1 | 3 | 1 | 1 | 0
PG&E GBA | Eastshore | 115 | Wind, Onshore |  |  | 0 | 0 | 0 | 0 | 0 | 0 | 0 | 0 | 0 | 5 | 5 | 1 | 1 | 4 | 1 | 1 | N/A |  |  |  | N/A | N/A | N/A | N/A | N/A | N/A | N/A | 2 | 1 | 2 | 1 | 1 | 1 | 1 | 0
PG&E GBA | Eastshore | 230 | Wind, Onshore |  |  | 0 | 0 | 0 | 0 | 0 | 0 | 0 | 0 | 0 | 5 | 5 | 1 | 1 |  | 1 | 1 | N/A |  |  |  | N/A | N/A | N/A | N/A | N/A | N/A | N/A | 2 | 1 | 2 | 1 | 1 | 1 | 1 | 0
SDGE | ECO | 138 | Wind, Onshore |  |  | 0 | 0 | 0 | 0 | 0 | 0 | 0 | 0 | 0 | 1 | 1 | 1 | 1 | 3 | 1 | 1 | N/A |  |  |  | N/A | N/A | N/A | N/A | N/A | N/A | N/A | 2 | 1 | 4 | 1 | 3 | 1 | 1 | 0
SDGE | ECO | 230 | Wind, Onshore |  |  | 0 | 0 | 0 | 0 | 0 | 0 | 0 | 0 | 0 | 1 | 1 | 1 | 1 |  | 3 | 1 | #N/A |  |  |  | N/A | N/A | N/A | N/A | N/A | N/A | N/A | 2 | 1 | 4 | 1 | 3 | 4+ | 4 | 1
SDGE | ECO | 500 | Wind, Onshore |  |  | 350 | 0 | 350 | 0 | 0 | 0 | 350 | 0 | 350 | 1 | 1 | 1 | 1 |  | 2 | 2 | #N/A |  |  |  | N/A | N/A | N/A | N/A | N/A | N/A | N/A | 2 | 1 | 4 | 1 | 3 | 2- | 5 | 1
PG&E GBA | Edenvale | 115 | Wind, Onshore |  |  | 0 | 0 | 0 | 0 | 0 | 0 | 0 | 0 | 0 | 1 | 1 | 1 | 1 |  | 1 | 1 | N/A |  |  |  | N/A | N/A | N/A | N/A | N/A | N/A | N/A | 2 | 1 | 2 | 2 | 2 | 1 | 1 | 0
PG&E GBA | Edes | 115 | Wind, Onshore |  |  | 0 | 0 | 0 | 0 | 0 | 0 | 0 | 0 | 0 | 5 | 5 | 1 | 1 |  | 1 | 1 | N/A |  |  |  | N/A | N/A | N/A | N/A | N/A | N/A | N/A | 2 | 1 | 3 | 1 | 1 | 1 | 1 | 0
PG&E GBA | Eight Mile | 230 | Wind, Onshore |  |  | 0 | 0 | 0 | 0 | 0 | 0 | 0 | 0 | 0 | 5 | 5 | 1 | 1 |  | 1 | 1 | N/A |  |  |  | N/A | N/A | N/A | N/A | N/A | N/A | N/A | 1 | 1 | 2 | 2 | 1 | 1 | 1 | 0
SDGE | El Cajon | 69 | Wind, Onshore |  |  | 0 | 0 | 0 | 0 | 0 | 0 | 0 | 0 | 0 | 1 | 1 | 1 | 1 |  | 1 | 1 | N/A |  |  |  | N/A | N/A | N/A | N/A | N/A | N/A | N/A | 2 | 1 | 2 | 1 | 1 | 1 | 1 | 0
SCE Eastern | El Casco | 230 | Wind, Onshore |  |  | 0 | 0 | 0 | 0 | 0 | 0 | 0 | 0 | 0 | 1 | 1 | 1 | 1 |  | 1 | 1 | N/A |  |  |  | N/A | N/A | N/A | N/A | N/A | N/A | N/A | 1 | 1 | 4 | 1 | 2 | 1 | 1 | 0
PG&E GBA | El Cerrito G | 115 | Wind, Onshore |  |  | 0 | 0 | 0 | 0 | 0 | 0 | 0 | 0 | 0 | 5 | 5 | 1 | 1 |  | 1 | 1 | N/A |  |  |  | N/A | N/A | N/A | N/A | N/A | N/A | N/A | 2 | 1 | 2 | 1 | 2 | 1 | 1 | 0
PG&E NGBA | El Dorado PH | 115 | Wind, Onshore |  |  | 0 | 0 | 0 | 0 | 0 | 0 | 0 | 0 | 0 | 5 | 5 | 1 | 1 |  | 1 | 1 | N/A |  |  |  | N/A | N/A | N/A | N/A | N/A | N/A | N/A | 2 | 1 | 4 | 2 | 3 | 1 | 1 | 0
PG&E FRESNO | El Nido (PGE) | 115 | Wind, Onshore |  |  | 0 | 0 | 0 | 0 | 0 | 0 | 0 | 0 | 0 | 5 | 5 | 5 | 2 |  | 1 | 1 | N/A |  |  |  | N/A | N/A | N/A | N/A | N/A | N/A | N/A | 1 | 1 | 4 | 2 | 1 | 1 | 1 | 0
SCE Metro | El Nido (SCE) | 230 | Wind, Onshore |  |  | 0 | 0 | 0 | 0 | 0 | 0 | 0 | 0 | 0 | 1 | 1 | 1 | 1 |  | 1 | 1 | N/A |  |  |  | N/A | N/A | N/A | N/A | N/A | N/A | N/A | 1 | 1 | 2 | 1 | 2 | 1 | 1 | 0
PG&E GBA | El Patio | 115 | Wind, Onshore |  |  | 0 | 0 | 0 | 0 | 0 | 0 | 0 | 0 | 0 | 1 | 1 | 1 | 1 |  | 1 | 1 | N/A |  |  |  | N/A | N/A | N/A | N/A | N/A | N/A | N/A | 2 | 1 | 3 | 2 | 2 | 1 | 1 | 0
SCE Metro | El Segundo | 230 | Wind, Onshore |  |  | 0 | 0 | 0 | 0 | 0 | 0 | 0 | 0 | 0 | 1 | 1 | 1 | 1 |  | 1 | 1 | N/A |  |  |  | N/A | N/A | N/A | N/A | N/A | N/A | N/A | 1 | 1 | 1 | 1 | 1 | 1 | 1 | 0
EOP | Eldorado | 230 | Wind, Onshore |  |  | 0 | 0 | 0 | 0 | 0 | 0 | 0 | 0 | 0 | 5 | 2 | 4 | 2 | 4 | 1 | 1 | N/A |  |  |  | N/A | N/A | N/A | N/A | N/A | N/A | N/A | 2 | 2 | 2 | 1 | 3 | 1 | 1 | 0
EOP | Eldorado | 500 | Wind, Onshore |  |  | 0 | 0 | 0 | 0 | 0 | 0 | 0 | 0 | 0 | 5 | 2 | 4 | 2 | 5 | 1 | 1 | N/A |  |  |  | N/A | N/A | N/A | N/A | N/A | N/A | N/A | 2 | 2 | 2 | 1 | 3 | 1 | 1 | 0
SCE Northern | Elizabeth Lake | 66 | Wind, Onshore |  |  | 0 | 0 | 0 | 0 | 0 | 0 | 0 | 0 | 0 | 5 | 2 | 4 | 2 |  | 1 | 1 | N/A |  |  |  | N/A | N/A | N/A | N/A | N/A | N/A | N/A | 1 | 1 | 3 | 1 | 3 | 1 | 1 | 0
PG&E KERN | Elk Hills | 230 | Wind, Onshore |  |  | 0 | 0 | 0 | 0 | 0 | 0 | 0 | 0 | 0 | 5 | 5 | 5 | 4 |  | 1 | 1 | N/A |  |  |  | N/A | N/A | N/A | N/A | N/A | N/A | N/A | 1 | 1 | 3 | 1 | 1 | 1 | 1 | 0
SDGE | Elliot | 69 | Wind, Onshore |  |  | 0 | 0 | 0 | 0 | 0 | 0 | 0 | 0 | 0 | 1 | 1 | 1 | 1 |  | 1 | 1 | N/A |  |  |  | N/A | N/A | N/A | N/A | N/A | N/A | N/A | 2 | 1 | 2 | 1 | 2 | 1 | 1 | 0
SCE Metro | Ellis | 230 | Wind, Onshore |  |  | 0 | 0 | 0 | 0 | 0 | 0 | 0 | 0 | 0 | 1 | 1 | 1 | 1 |  | 1 | 1 | N/A |  |  |  | N/A | N/A | N/A | N/A | N/A | N/A | N/A | 1 | 1 | 2 | 1 | 2 | 1 | 1 | 0
SDGE | Encina | 138 | Wind, Onshore |  |  | 0 | 0 | 0 | 0 | 0 | 0 | 0 | 0 | 0 | 1 | 1 | 1 | 1 | 3 | 1 | 1 | N/A |  |  |  | N/A | N/A | N/A | N/A | N/A | N/A | N/A | 2 | 1 | 1 | 1 | 3 | 1 | 1 | 0
SDGE | Encina | 230 | Wind, Onshore |  |  | 0 | 0 | 0 | 0 | 0 | 0 | 0 | 0 | 0 | 1 | 1 | 1 | 1 |  | 1 | 1 | 1 |  |  |  | 1 | 1 | 3 | 3 | 3 | 1 | 1 | 2 | 1 | 1 | 1 | 3 | 1 | 1 | 0
SDGE | Escondido | 230 | Wind, Onshore |  |  | 0 | 0 | 0 | 0 | 0 | 0 | 0 | 0 | 0 | 1 | 1 | 1 | 1 |  | 1 | 1 | N/A |  |  |  | N/A | N/A | N/A | N/A | N/A | N/A | N/A | 2 | 1 | 1 | 1 | 3 | 1 | 1 | 0
SDGE | Escondido | 69 | Wind, Onshore |  |  | 0 | 0 | 0 | 0 | 0 | 0 | 0 | 0 | 0 | 1 | 1 | 1 | 1 |  | 1 | 1 | N/A |  |  |  | N/A | N/A | N/A | N/A | N/A | N/A | N/A | 2 | 1 | 1 | 1 | 3 | 1 | 1 | 0
PG&E KERN | Estrella | 230 | Wind, Onshore |  |  | 0 | 0 | 0 | 0 | 0 | 0 | 0 | 0 | 0 | 5 | 2 | 5 | 2 |  | 1 | 1 | N/A |  |  |  | N/A | N/A | N/A | N/A | N/A | N/A | N/A | 2 | 2 | 4 | 2 | 3 | 1 | 1 | 0
SCE Eastern | Etiwanda | 230 | Wind, Onshore |  |  | 0 | 0 | 0 | 0 | 0 | 0 | 0 | 0 | 0 | 1 | 1 | 1 | 1 | 5 | 1 | 1 | N/A |  |  |  | N/A | N/A | N/A | N/A | N/A | N/A | N/A | 1 | 1 | 2 | 1 | 1 | 1 | 1 | 0
PG&E GBA | Evergreen | 115 | Wind, Onshore |  |  | 0 | 0 | 0 | 0 | 0 | 0 | 0 | 0 | 0 | 1 | 1 | 1 | 1 |  | 1 | 1 | N/A |  |  |  | N/A | N/A | N/A | N/A | N/A | N/A | N/A | 2 | 1 | 2 | 2 | 2 | 1 | 1 | 0
PG&E GBA | Evergreen | 60 | Wind, Onshore |  |  | 0 | 0 | 0 | 0 | 0 | 0 | 0 | 0 | 0 | 1 | 1 | 1 | 1 |  | 1 | 1 | N/A |  |  |  | N/A | N/A | N/A | N/A | N/A | N/A | N/A | 2 | 1 | 2 | 2 | 2 | 1 | 1 | 0
PG&E FRESNO | Excelsior | 115 | Wind, Onshore |  |  | 0 | 0 | 0 | 0 | 0 | 0 | 0 | 0 | 0 | 5 | 2 | 5 | 2 | 1 | 1 | 1 | N/A |  |  |  | N/A | N/A | N/A | N/A | N/A | N/A | N/A | 1 | 1 | 4 | 2 | 1 | 1 | 1 | 0
PG&E FRESNO | Exchequer | 115 | Wind, Onshore |  |  | 0 | 0 | 0 | 0 | 0 | 0 | 0 | 0 | 0 | 5 | 5 | 5 | 2 |  | 1 | 1 | N/A |  |  |  | N/A | N/A | N/A | N/A | N/A | N/A | N/A | 2 | 1 | 4 | 1 | 2 | 1 | 1 | 0
PG&E KERN | Fairway | 115 | Wind, Onshore |  |  | 0 | 0 | 0 | 0 | 0 | 0 | 0 | 0 | 0 | 5 | 2 | 5 | 2 |  | 1 | 1 | N/A |  |  |  | N/A | N/A | N/A | N/A | N/A | N/A | N/A | 2 | 2 | 3 | 1 | 2 | 1 | 1 | 0
PG&E KERN | Famoso | 115 | Wind, Onshore |  |  | 0 | 0 | 0 | 0 | 0 | 0 | 0 | 0 | 0 | 5 | 2 | 5 | 2 |  | 1 | 1 | N/A |  |  |  | N/A | N/A | N/A | N/A | N/A | N/A | N/A | 1 | 1 | 4 | 1 | 1 | 1 | 1 | 0
PG&E NGBA | Fern Road | 500 | Wind, Onshore |  |  | 0 | 0 | 0 | 0 | 0 | 0 | 0 | 0 | 0 | 5 | 5 | 1 | 1 |  | 1 | 1 | N/A |  |  |  | N/A | N/A | N/A | N/A | N/A | N/A | N/A | 2 | 2 | 4 | 2 | 3 | 1 | 1 | 0
PG&E GBA | Fibreboard (SPI Sonora) | 115 | Wind, Onshore |  |  | 0 | 0 | 0 | 0 | 0 | 0 | 0 | 0 | 0 | 1 | 1 | 1 | 1 |  | 2 | 1 | N/A |  |  |  | N/A | N/A | N/A | N/A | N/A | N/A | N/A | 2 | 1 | 2 | 1 | 2 | 1 | 1 | 0
PG&E FRESNO | Figarden | 230 | Wind, Onshore |  |  | 0 | 0 | 0 | 0 | 0 | 0 | 0 | 0 | 0 | 5 | 2 | 5 | 2 |  | 1 | 1 | N/A |  |  |  | N/A | N/A | N/A | N/A | N/A | N/A | N/A | 1 | 1 | 3 | 2 | 2 | 1 | 1 | 0
PG&E FRESNO | Fink | 230 | Wind, Onshore |  |  | 0 | 0 | 0 | 0 | 0 | 0 | 0 | 0 | 0 | 1 | 1 | 1 | 1 |  | 1 | 1 | N/A |  |  |  | N/A | N/A | N/A | N/A | N/A | N/A | N/A | 1 | 1 | 4 | 2 | 1 | 1 | 1 | 0
PG&E NGBA | Fitch Mountain | 60 | Wind, Onshore |  |  | 0 | 0 | 0 | 0 | 0 | 0 | 0 | 0 | 0 | 5 | 5 | 1 | 1 |  | 1 | 1 | N/A |  |  |  | N/A | N/A | N/A | N/A | N/A | N/A | N/A | 2 | 2 | 4 | 2 | 3 | 1 | 1 | 0
PG&E GBA | FMC | 115 | Wind, Onshore |  |  | 0 | 0 | 0 | 0 | 0 | 0 | 0 | 0 | 0 | 1 | 1 | 1 | 1 |  | 1 | 1 | N/A |  |  |  | N/A | N/A | N/A | N/A | N/A | N/A | N/A | 2 | 1 | 2 | 2 | 2 | 1 | 1 | 0
PG&E GBA | Fremont | 115 | Wind, Onshore |  |  | 0 | 0 | 0 | 0 | 0 | 0 | 0 | 0 | 0 | 1 | 1 | 1 | 1 |  | 1 | 1 | N/A |  |  |  | N/A | N/A | N/A | N/A | N/A | N/A | N/A | 2 | 1 | 3 | 1 | 2 | 1 | 1 | 0
PG&E GBA | French Camp | 60 | Wind, Onshore |  |  | 0 | 0 | 0 | 0 | 0 | 0 | 0 | 0 | 0 | 1 | 1 | 1 | 1 |  | 1 | 1 | N/A |  |  |  | N/A | N/A | N/A | N/A | N/A | N/A | N/A | 1 | 1 | 3 | 2 | 1 | 1 | 1 | 0
PG&E GBA | Frogtown | 115 | Wind, Onshore |  |  | 0 | 0 | 0 | 0 | 0 | 0 | 0 | 0 | 0 | 1 | 1 | 1 | 1 |  | 1 | 1 | N/A |  |  |  | N/A | N/A | N/A | N/A | N/A | N/A | N/A | 2 | 1 | 4 | 1 | 3 | 1 | 1 | 0
PG&E NGBA | Fulton | 115 | Wind, Onshore |  |  | 0 | 0 | 0 | 0 | 0 | 0 | 0 | 0 | 0 | 5 | 5 | 1 | 1 | 1 | 1 | 1 | N/A |  |  |  | N/A | N/A | N/A | N/A | N/A | N/A | N/A | 2 | 1 | 3 | 2 | 2 | 1 | 1 | 0
PG&E NGBA | Fulton | 230 | Wind, Onshore |  |  | 0 | 0 | 0 | 0 | 0 | 0 | 0 | 0 | 0 | 5 | 5 | 1 | 1 |  | 1 | 1 | N/A |  |  |  | N/A | N/A | N/A | N/A | N/A | N/A | N/A | 2 | 1 | 3 | 2 | 2 | 1 | 1 | 0
PG&E NGBA | Fulton | 60 | Wind, Onshore |  |  | 0 | 0 | 0 | 0 | 0 | 0 | 0 | 0 | 0 | 5 | 5 | 1 | 1 |  | 1 | 1 | N/A |  |  |  | N/A | N/A | N/A | N/A | N/A | N/A | N/A | 2 | 1 | 3 | 2 | 2 | 1 | 1 | 0
PG&E KERN | Ganso | 115 | Wind, Onshore |  |  | 0 | 0 | 0 | 0 | 0 | 0 | 0 | 0 | 0 | 5 | 2 | 5 | 2 |  | 1 | 1 | N/A |  |  |  | N/A | N/A | N/A | N/A | N/A | N/A | N/A | 1 | 1 | 3 | 1 | 1 | 1 | 1 | 0
PG&E FRESNO | Gates | 230 | Wind, Onshore |  |  | 0 | 0 | 0 | 0 | 0 | 0 | 0 | 0 | 0 | 5 | 5 | 5 | 4 | 4 | 1 | 1 | N/A |  |  |  | N/A | N/A | N/A | N/A | N/A | N/A | N/A | 1 | 1 | 3 | 2 | 1 | 1 | 1 | 0
PG&E FRESNO | Gates | 500 | Wind, Onshore |  |  | 0 | 0 | 0 | 0 | 0 | 0 | 0 | 0 | 0 | 5 | 5 | 5 | 4 | 5 | 1 | 1 | N/A |  |  |  | N/A | N/A | N/A | N/A | N/A | N/A | N/A | 1 | 1 | 3 | 2 | 1 | 1 | 1 | 0
PG&E NGBA | Geysers 12 | 230 | Wind, Onshore |  |  | 0 | 0 | 0 | 0 | 0 | 0 | 0 | 0 | 0 | 5 | 5 | 1 | 1 |  | 1 | 1 | N/A |  |  |  | N/A | N/A | N/A | N/A | N/A | N/A | N/A | 2 | 2 | 4 | 2 | 3 | 1 | 1 | 0
PG&E NGBA | Geysers 17 | 230 | Wind, Onshore |  |  | 0 | 0 | 0 | 0 | 0 | 0 | 0 | 0 | 0 | 5 | 5 | 1 | 1 |  | 1 | 1 | N/A |  |  |  | N/A | N/A | N/A | N/A | N/A | N/A | N/A | 2 | 2 | 4 | 2 | 3 | 1 | 1 | 0
PG&E NGBA | Geysers 3 | 115 | Wind, Onshore |  |  | 0 | 0 | 0 | 0 | 0 | 0 | 0 | 0 | 0 | 5 | 5 | 1 | 1 |  | 1 | 1 | N/A |  |  |  | N/A | N/A | N/A | N/A | N/A | N/A | N/A | 2 | 2 | 4 | 2 | 3 | 1 | 1 | 0
PG&E NGBA | Glenn | 230 | Wind, Onshore |  |  | 0 | 0 | 0 | 0 | 0 | 0 | 0 | 0 | 0 | 5 | 5 | 1 | 1 | 3 | 1 | 1 | 1 |  |  |  | 5 | 5 | 1 | 1 | 5 | 5 | 1 | 2 | 2 | 4 | 1 | 3 | 1 | 4 | 1
PG&E NGBA | Glenn | 60 | Wind, Onshore |  |  | 0 | 0 | 0 | 0 | 0 | 0 | 0 | 0 | 0 | 5 | 5 | 1 | 1 |  | 1 | 1 | N/A |  |  |  | N/A | N/A | N/A | N/A | N/A | N/A | N/A | 2 | 2 | 4 | 1 | 3 | 1 | 1 | 0
PG&E NGBA | Gold Hill | 115 | Wind, Onshore |  |  | 0 | 0 | 0 | 0 | 0 | 0 | 0 | 0 | 0 | 5 | 5 | 1 | 1 |  | 1 | 1 | N/A |  |  |  | N/A | N/A | N/A | N/A | N/A | N/A | N/A | 2 | 1 | 4 | 2 | 3 | 1 | 1 | 0
PG&E NGBA | Gold Hill | 230 | Wind, Onshore |  |  | 0 | 0 | 0 | 0 | 0 | 0 | 0 | 0 | 0 | 5 | 5 | 1 | 1 |  | 1 | 1 | 1 |  |  |  | 1 | 1 | 1 | 1 | 1 | 1 | 1 | 2 | 1 | 4 | 2 | 3 | 1 | 1 | 0
SCE Northern | Goleta | 230 | Wind, Onshore |  |  | 0 | 0 | 0 | 0 | 0 | 0 | 0 | 0 | 0 | 5 | 2 | 4 | 2 |  | 1 | 1 | N/A |  |  |  | N/A | N/A | N/A | N/A | N/A | N/A | N/A | 2 | 2 | 2 | 1 | 2 | 1 | 1 | 0
SCE Metro | Goodrich | 230 | Wind, Onshore |  |  | 0 | 0 | 0 | 0 | 0 | 0 | 0 | 0 | 0 | 1 | 1 | 1 | 1 |  | 1 | 1 | N/A |  |  |  | N/A | N/A | N/A | N/A | N/A | N/A | N/A | 1 | 1 | 3 | 1 | 2 | 1 | 1 | 0
PG&E KERN | Goose Lake | 115 | Wind, Onshore |  |  | 0 | 0 | 0 | 0 | 0 | 0 | 0 | 0 | 0 | 5 | 2 | 5 | 2 |  | 1 | 1 | N/A |  |  |  | N/A | N/A | N/A | N/A | N/A | N/A | N/A | 1 | 1 | 2 | 1 | 1 | 1 | 1 | 0
SCE Metro | Gould | 230 | Wind, Onshore |  |  | 0 | 0 | 0 | 0 | 0 | 0 | 0 | 0 | 0 | 1 | 1 | 1 | 1 |  | 1 | 1 | N/A |  |  |  | N/A | N/A | N/A | N/A | N/A | N/A | N/A | 1 | 1 | 4 | 1 | 2 | 1 | 1 | 0
PG&E NGBA | Grand Island | 115 | Wind, Onshore |  |  | 0 | 0 | 0 | 0 | 0 | 0 | 0 | 0 | 0 | 5 | 5 | 1 | 1 |  | 1 | 1 | N/A |  |  |  | N/A | N/A | N/A | N/A | N/A | N/A | N/A | 2 | 1 | 4 | 2 | 2 | 1 | 1 | 0
SDGE | Granite | 69 | Wind, Onshore |  |  | 0 | 0 | 0 | 0 | 0 | 0 | 0 | 0 | 0 | 1 | 1 | 1 | 1 |  | 1 | 1 | N/A |  |  |  | N/A | N/A | N/A | N/A | N/A | N/A | N/A | 2 | 1 | 2 | 2 | 2 | 1 | 1 | 0
PG&E GBA | Grant | 115 | Wind, Onshore |  |  | 0 | 0 | 0 | 0 | 0 | 0 | 0 | 0 | 0 | 5 | 5 | 1 | 1 |  | 1 | 1 | N/A |  |  |  | N/A | N/A | N/A | N/A | N/A | N/A | N/A | 2 | 1 | 2 | 1 | 2 | 1 | 1 | 0
PG&E GBA | Green Valley | 115 | Wind, Onshore |  |  | 0 | 0 | 0 | 0 | 0 | 0 | 0 | 0 | 0 | 1 | 1 | 1 | 1 | 1 | 1 | 1 | N/A |  |  |  | N/A | N/A | N/A | N/A | N/A | N/A | N/A | 2 | 2 | 3 | 2 | 2 | 1 | 1 | 0
PG&E NGBA | Greenleaf 1 | 115 | Wind, Onshore |  |  | 0 | 0 | 0 | 0 | 0 | 0 | 0 | 0 | 0 | 5 | 5 | 1 | 1 |  | 1 | 1 | N/A |  |  |  | N/A | N/A | N/A | N/A | N/A | N/A | N/A | 2 | 2 | 1 | 1 | 3 | 1 | 1 | 0
PG&E FRESNO | Gregg | 230 | Wind, Onshore |  |  | 0 | 0 | 0 | 0 | 0 | 0 | 0 | 0 | 0 | 5 | 5 | 5 | 2 |  | 1 | 1 | 1 |  |  |  | 1 | 1 | 1 | 1 | 1 | 1 | 1 | 1 | 1 | 3 | 2 | 1 | 1 | 5 | 1
PG&E FRESNO | Grimmway-Malaga | 115 | Wind, Onshore |  |  | 0 | 0 | 0 | 0 | 0 | 0 | 0 | 0 | 0 | 5 | 5 | 5 | 2 |  | 1 | 1 | N/A |  |  |  | N/A | N/A | N/A | N/A | N/A | N/A | N/A | 1 | 1 | 2 | 1 | 1 | 1 | 1 | 0
PG&E NGBA | Grizzly | 230 | Wind, Onshore |  |  | 0 | 0 | 0 | 0 | 0 | 0 | 0 | 0 | 0 | 5 | 5 | 1 | 1 |  | 2 | 1 | N/A |  |  |  | N/A | N/A | N/A | N/A | N/A | N/A | N/A | 2 | 2 | 4 | 1 | 3 | 1 | 1 | 0
PG&E FRESNO | Guernsey | 70 | Wind, Onshore |  |  | 0 | 0 | 0 | 0 | 0 | 0 | 0 | 0 | 0 | 5 | 5 | 5 | 4 |  | 1 | 1 | N/A |  |  |  | N/A | N/A | N/A | N/A | N/A | N/A | N/A | 1 | 1 | 3 | 2 | 1 | 1 | 1 | 0
PG&E FRESNO | GWF Hanford | 115 | Wind, Onshore |  |  | 0 | 0 | 0 | 0 | 0 | 0 | 0 | 0 | 0 | 5 | 5 | 5 | 2 |  | 1 | 1 | N/A |  |  |  | N/A | N/A | N/A | N/A | N/A | N/A | N/A | 2 | 1 | 2 | 1 | 1 | 1 | 1 | 0
PG&E FRESNO | Haas | 230 | Wind, Onshore |  |  | 0 | 0 | 0 | 0 | 0 | 0 | 0 | 0 | 0 | 5 | 5 | 5 | 2 |  | 1 | 1 | N/A |  |  |  | N/A | N/A | N/A | N/A | N/A | N/A | N/A | 1 | 1 | 4 | 2 | 3 | 1 | 1 | 0
PG&E FRESNO | Hammonds | 115 | Wind, Onshore |  |  | 0 | 0 | 0 | 0 | 0 | 0 | 0 | 0 | 0 | 5 | 2 | 5 | 2 |  | 1 | 1 | N/A |  |  |  | N/A | N/A | N/A | N/A | N/A | N/A | N/A | 1 | 1 | 2 | 2 | 1 | 1 | 1 | 0
SCE Metro | HarborGen | 230 | Wind, Onshore |  |  | 0 | 0 | 0 | 0 | 0 | 0 | 0 | 0 | 0 | 1 | 1 | 1 | 1 |  | 1 | 1 | N/A |  |  |  | N/A | N/A | N/A | N/A | N/A | N/A | N/A | 1 | 1 | 2 | 1 | 1 | 1 | 1 | 0
PG&E NGBA | Harris | 60 | Wind, Onshore |  |  | 0 | 0 | 0 | 0 | 0 | 0 | 0 | 0 | 0 | 5 | 5 | 1 | 1 |  | 1 | 1 | N/A |  |  |  | N/A | N/A | N/A | N/A | N/A | N/A | N/A | 2 | 2 | 2 | 2 | 3 | 1 | 1 | 0
EOP | Harry Allen | 500 | Wind, Onshore |  |  | 0 | 0 | 0 | 0 | 0 | 0 | 0 | 0 | 0 | 5 | 2 | 4 | 2 |  | 1 | 1 | N/A |  |  |  | N/A | N/A | N/A | N/A | N/A | N/A | N/A | 2 | 2 | 4 | 1 | 3 | 1 | 1 | 0
PG&E NGBA | Hartley | 60 | Wind, Onshore |  |  | 0 | 0 | 0 | 0 | 0 | 0 | 0 | 0 | 0 | 5 | 5 | 1 | 1 |  | 1 | 1 | N/A |  |  |  | N/A | N/A | N/A | N/A | N/A | N/A | N/A | 2 | 2 | 4 | 2 | 3 | 1 | 1 | 0
SCE NOL | Harvard | 115 | Wind, Onshore |  |  | 0 | 0 | 0 | 0 | 0 | 0 | 0 | 0 | 0 | 3 | 3 | 1 | 1 |  | 1 | 1 | N/A |  |  |  | N/A | N/A | N/A | N/A | N/A | N/A | N/A | 2 | 1 | 4 | 1 | 1 | 1 | 1 | 0
SDGE | Hassayampa | 500 | Wind, Onshore |  |  | 0 | 0 | 0 | 0 | 0 | 0 | 0 | 0 | 0 | 5 | 4 | 4 | 2 |  | 1 | 1 | N/A |  |  |  | N/A | N/A | N/A | N/A | N/A | N/A | N/A | 2 | 1 | 4 | 2 | 3 | 1 | 1 | 0
PG&E FRESNO | Helm | 230 | Wind, Onshore |  |  | 0 | 0 | 0 | 0 | 0 | 0 | 0 | 0 | 0 | 5 | 5 | 5 | 2 | 3 | 1 | 1 | N/A |  |  |  | N/A | N/A | N/A | N/A | N/A | N/A | N/A | 1 | 1 | 2 | 2 | 1 | 1 | 1 | 0
PG&E FRESNO | Helm | 70 | Wind, Onshore |  |  | 0 | 0 | 0 | 0 | 0 | 0 | 0 | 0 | 0 | 5 | 2 | 5 | 2 |  | 1 | 1 | N/A |  |  |  | N/A | N/A | N/A | N/A | N/A | N/A | N/A | 1 | 1 | 2 | 2 | 1 | 1 | 1 | 0
PG&E FRESNO | Henrietta | 115 | Wind, Onshore |  |  | 0 | 0 | 0 | 0 | 0 | 0 | 0 | 0 | 0 | 5 | 2 | 5 | 2 | 3 | 1 | 1 | N/A |  |  |  | N/A | N/A | N/A | N/A | N/A | N/A | N/A | 1 | 1 | 1 | 2 | 1 | 1 | 1 | 0
PG&E FRESNO | Henrietta | 230 | Wind, Onshore |  |  | 0 | 0 | 0 | 0 | 0 | 0 | 0 | 0 | 0 | 5 | 2 | 5 | 2 | 3 | 1 | 1 | N/A |  |  |  | N/A | N/A | N/A | N/A | N/A | N/A | N/A | 1 | 1 | 1 | 2 | 1 | 1 | 1 | 0
PG&E FRESNO | Henrietta | 70 | Wind, Onshore |  |  | 0 | 0 | 0 | 0 | 0 | 0 | 0 | 0 | 0 | 5 | 5 | 5 | 4 |  | 1 | 1 | N/A |  |  |  | N/A | N/A | N/A | N/A | N/A | N/A | N/A | 1 | 1 | 1 | 2 | 1 | 1 | 1 | 0
PG&E FRESNO | Herndon | 115 | Wind, Onshore |  |  | 0 | 0 | 0 | 0 | 0 | 0 | 0 | 0 | 0 | 5 | 2 | 5 | 2 |  | 1 | 1 | N/A |  |  |  | N/A | N/A | N/A | N/A | N/A | N/A | N/A | 1 | 1 | 3 | 2 | 1 | 1 | 1 | 0
PG&E FRESNO | Herndon | 230 | Wind, Onshore |  |  | 0 | 0 | 0 | 0 | 0 | 0 | 0 | 0 | 0 | 5 | 2 | 5 | 2 |  | 1 | 1 | N/A |  |  |  | N/A | N/A | N/A | N/A | N/A | N/A | N/A | 1 | 1 | 3 | 2 | 1 | 1 | 1 | 0
PG&E GBA | Hicks | 230 | Wind, Onshore |  |  | 0 | 0 | 0 | 0 | 0 | 0 | 0 | 0 | 0 | 1 | 1 | 1 | 1 |  | 1 | 1 | N/A |  |  |  | N/A | N/A | N/A | N/A | N/A | N/A | N/A | 2 | 1 | 4 | 2 | 2 | 1 | 1 | 0
PG&E NGBA | Higgins | 115 | Wind, Onshore |  |  | 0 | 0 | 0 | 0 | 0 | 0 | 0 | 0 | 0 | 5 | 5 | 1 | 1 |  | 1 | 1 | N/A |  |  |  | N/A | N/A | N/A | N/A | N/A | N/A | N/A | 2 | 1 | 4 | 1 | 3 | 1 | 1 | 0
PG&E NGBA | Hilltop | 345 | Wind, Onshore | YES | Northern CA Wind Mapped to NVE area | 0 | 0 | 0 | 0 | 0 | 0 | 0 | 0 | 0 | 5 | 5 | 1 | 1 |  | 3 | 1 | 1 |  |  |  | 2 | 2 | 1 | 1 | 3 | 2 | 1 | 2 | 2 | 4 | 1 | 3 | 1 | 4 | 1
SCE Metro | Hinson | 230 | Wind, Onshore |  |  | 0 | 0 | 0 | 0 | 0 | 0 | 0 | 0 | 0 | 1 | 1 | 1 | 1 |  | 1 | 1 | N/A |  |  |  | N/A | N/A | N/A | N/A | N/A | N/A | N/A | 1 | 1 | 2 | 1 | 1 | 1 | 1 | 0
PG&E GBA | Hollister | 115 | Wind, Onshore |  |  | 0 | 0 | 0 | 0 | 0 | 0 | 0 | 0 | 0 | 1 | 1 | 1 | 1 | 3 | 1 | 1 | N/A |  |  |  | N/A | N/A | N/A | N/A | N/A | N/A | N/A | 2 | 2 | 4 | 2 | 3 | 1 | 1 | 0
PG&E NGBA | Homestake | 115 | Wind, Onshore |  |  | 0 | 0 | 0 | 0 | 0 | 0 | 0 | 0 | 0 | 5 | 5 | 1 | 1 |  | 1 | 1 | N/A |  |  |  | N/A | N/A | N/A | N/A | N/A | N/A | N/A | 2 | 1 | 4 | 2 | 3 | 1 | 1 | 0
PG&E NGBA | Honcut | 115 | Wind, Onshore |  |  | 0 | 0 | 0 | 0 | 0 | 0 | 0 | 0 | 0 | 5 | 5 | 1 | 1 |  | 1 | 1 | N/A |  |  |  | N/A | N/A | N/A | N/A | N/A | N/A | N/A | 2 | 1 | 4 | 2 | 3 | 1 | 1 | 0
SDGE | Hoodoo Wash | 500 | Wind, Onshore |  |  | 0 | 0 | 0 | 0 | 0 | 0 | 0 | 0 | 0 | 5 | 2 | 4 | 2 |  | 1 | 1 | N/A |  |  |  | N/A | N/A | N/A | N/A | N/A | N/A | N/A | 2 | 2 | 4 | 2 | 3 | 1 | 1 | 0
PG&E NGBA | Hopland | 115 | Wind, Onshore |  |  | 0 | 0 | 0 | 0 | 0 | 0 | 0 | 0 | 0 | 5 | 5 | 1 | 1 |  | 1 | 1 | N/A |  |  |  | N/A | N/A | N/A | N/A | N/A | N/A | N/A | 2 | 2 | 4 | 2 | 3 | 1 | 1 | 0
PG&E NGBA | Hopland | 60 | Wind, Onshore |  |  | 0 | 0 | 0 | 0 | 0 | 0 | 0 | 0 | 0 | 5 | 5 | 1 | 1 |  | 1 | 1 | N/A |  |  |  | N/A | N/A | N/A | N/A | N/A | N/A | N/A | 2 | 2 | 4 | 2 | 3 | 1 | 1 | 0
PG&E NGBA | Humboldt | 115 | Wind, Onshore |  |  | 0 | 0 | 0 | 0 | 0 | 0 | 0 | 0 | 0 | 5 | 5 | 1 | 1 | 3 | 1 | 1 | N/A |  |  |  | N/A | N/A | N/A | N/A | N/A | N/A | N/A | 2 | 2 | 3 | 2 | 3 | 2+ | 1 | 1
PG&E NGBA | Humboldt | 60 | Wind, Onshore |  |  | 0 | 0 | 0 | 0 | 0 | 0 | 0 | 0 | 0 | 5 | 5 | 1 | 1 |  | 1 | 1 | N/A |  |  |  | N/A | N/A | N/A | N/A | N/A | N/A | N/A | 2 | 2 | 3 | 2 | 3 | 1 | 1 | 0
PG&E NGBA | Humboldt | 500 | Wind, Onshore |  |  | 0 | 170.7 | 170.7 | 0 | 0 | 0 | 0 | 170.7 | 170.7 | 5 | 5 | 1 | 1 |  | 1 | 4 | N/A |  |  |  | N/A | N/A | N/A | N/A | N/A | N/A | N/A | 2 | 2 | 3 | 2 | 3 | 5- | 1 | 1
SCE Metro | Huntington Beach | 230 | Wind, Onshore |  |  | 0 | 0 | 0 | 0 | 0 | 0 | 0 | 0 | 0 | 1 | 1 | 1 | 1 |  | 1 | 1 | N/A |  |  |  | N/A | N/A | N/A | N/A | N/A | N/A | N/A | 1 | 1 | 1 | 1 | 2 | 1 | 1 | 0
PG&E NGBA | Ignacio | 115 | Wind, Onshore |  |  | 0 | 0 | 0 | 0 | 0 | 0 | 0 | 0 | 0 | 5 | 5 | 1 | 1 | 3 | 1 | 1 | N/A |  |  |  | N/A | N/A | N/A | N/A | N/A | N/A | N/A | 2 | 1 | 4 | 1 | 3 | 1 | 1 | 0
PG&E NGBA | Ignacio | 230 | Wind, Onshore |  |  | 0 | 0 | 0 | 0 | 0 | 0 | 0 | 0 | 0 | 5 | 5 | 1 | 1 | 3 | 1 | 1 | N/A |  |  |  | N/A | N/A | N/A | N/A | N/A | N/A | N/A | 2 | 1 | 4 | 1 | 3 | 1 | 1 | 0
PG&E NGBA | Ignacio | 60 | Wind, Onshore |  |  | 0 | 0 | 0 | 0 | 0 | 0 | 0 | 0 | 0 | 5 | 5 | 1 | 1 | 3 | 1 | 1 | N/A |  |  |  | N/A | N/A | N/A | N/A | N/A | N/A | N/A | 2 | 1 | 4 | 1 | 3 | 1 | 1 | 0
SDGE | Imperial Beach | 69 | Wind, Onshore |  |  | 0 | 0 | 0 | 0 | 0 | 0 | 0 | 0 | 0 | 1 | 1 | 1 | 1 |  | 1 | 1 | N/A |  |  |  | N/A | N/A | N/A | N/A | N/A | N/A | N/A | 2 | 1 | 3 | 1 | 2 | 1 | 1 | 0
SDGE | Imperial Valley | 230 | Wind, Onshore |  |  | 0 | 0 | 0 | 0 | 0 | 0 | 0 | 0 | 0 | 1 | 1 | 1 | 1 | 4 | 1 | 1 | N/A |  |  |  | N/A | N/A | N/A | N/A | N/A | N/A | N/A | 1 | 1 | 2 | 2 | 1 | 1 | 1 | 0
SDGE | Imperial Valley | 500 | Wind, Onshore |  |  | 50 | 0 | 50 | 0 | 0 | 0 | 50 | 0 | 50 | 1 | 1 | 1 | 1 | 5 | 1 | 5 | N/A |  |  |  | N/A | N/A | N/A | N/A | N/A | N/A | N/A | 1 | 1 | 2 | 2 | 1 | 5- | 1 | 1
EOP | Innovation | 138 | Wind, Onshore |  |  | 0 | 0 | 0 | 0 | 0 | 0 | 0 | 0 | 0 | 5 | 2 | 4 | 2 |  | 1 | 1 | N/A |  |  |  | N/A | N/A | N/A | N/A | N/A | N/A | N/A | 2 | 2 | 4 | 1 | 3 | 1 | 1 | 0
EOP | Innovation | 230 | Wind, Onshore |  |  | 0 | 0 | 0 | 0 | 0 | 0 | 0 | 0 | 0 | 5 | 2 | 4 | 2 |  | 1 | 1 | N/A |  |  |  | N/A | N/A | N/A | N/A | N/A | N/A | N/A | 2 | 2 | 4 | 1 | 3 | 1 | 1 | 0
SCE NOL | Inyokern | 115 | Wind, Onshore |  |  | 0 | 0 | 0 | 0 | 0 | 0 | 0 | 0 | 0 | 3 | 3 | 1 | 1 |  | 1 | 1 | N/A |  |  |  | N/A | N/A | N/A | N/A | N/A | N/A | N/A | 2 | 2 | 4 | 1 | 3 | 1 | 1 | 0
EOP | IS Tap | 138 | Wind, Onshore |  |  | 0 | 0 | 0 | 0 | 0 | 0 | 0 | 0 | 0 | 5 | 2 | 4 | 2 |  | 1 | 1 | N/A |  |  |  | N/A | N/A | N/A | N/A | N/A | N/A | N/A | 2 | 2 | 4 | 1 | 3 | 1 | 1 | 0
EOP | Ivanpah | 115 | Wind, Onshore |  |  | 0 | 0 | 0 | 0 | 0 | 0 | 0 | 0 | 0 | 5 | 2 | 4 | 2 |  | 1 | 1 | N/A |  |  |  | N/A | N/A | N/A | N/A | N/A | N/A | N/A | 2 | 2 | 4 | 1 | 1 | 1 | 1 | 0
EOP | Ivanpah | 230 | Wind, Onshore |  |  | 0 | 0 | 0 | 0 | 0 | 0 | 0 | 0 | 0 | 5 | 2 | 4 | 2 |  | 1 | 1 | N/A |  |  |  | N/A | N/A | N/A | N/A | N/A | N/A | N/A | 2 | 2 | 4 | 1 | 1 | 1 | 1 | 0
EOP | Jackass (DOE) | 138 | Wind, Onshore |  |  | 0 | 0 | 0 | 0 | 0 | 0 | 0 | 0 | 0 | 5 | 2 | 4 | 2 |  | 1 | 1 | N/A |  |  |  | N/A | N/A | N/A | N/A | N/A | N/A | N/A | 2 | 2 | 4 | 1 | 3 | 1 | 1 | 0
PG&E NGBA | James B Black | 230 | Wind, Onshore |  |  | 0 | 0 | 0 | 0 | 0 | 0 | 0 | 0 | 0 | 5 | 5 | 1 | 1 |  | 1 | 1 | N/A |  |  |  | N/A | N/A | N/A | N/A | N/A | N/A | N/A | 2 | 2 | 4 | 2 | 3 | 1 | 1 | 0
PG&E GBA | Jefferson | 230 | Wind, Onshore |  |  | 0 | 0 | 0 | 0 | 0 | 0 | 0 | 0 | 0 | 1 | 1 | 1 | 1 |  | 1 | 1 | N/A |  |  |  | N/A | N/A | N/A | N/A | N/A | N/A | N/A | 2 | 1 | 3 | 1 | 2 | 1 | 1 | 0
PG&E NGBA | Jessup | 115 | Wind, Onshore |  |  | 0 | 0 | 0 | 0 | 0 | 0 | 0 | 0 | 0 | 5 | 5 | 1 | 1 |  | 1 | 1 | N/A |  |  |  | N/A | N/A | N/A | N/A | N/A | N/A | N/A | 2 | 2 | 3 | 2 | 3 | 1 | 1 | 0
SCE Metro | Johanna | 230 | Wind, Onshore |  |  | 0 | 0 | 0 | 0 | 0 | 0 | 0 | 0 | 0 | 1 | 1 | 1 | 1 |  | 1 | 1 | N/A |  |  |  | N/A | N/A | N/A | N/A | N/A | N/A | N/A | 1 | 1 | 2 | 1 | 1 | 1 | 1 | 0
SCE Eastern | Julian Hinds | 230 | Wind, Onshore |  |  | 0 | 0 | 0 | 0 | 0 | 0 | 0 | 0 | 0 | 5 | 2 | 1 | 1 |  | 3 | 1 | 1 |  |  |  | 1 | 1 | 1 | 1 | 1 | 1 | 1 | 2 | 1 | 4 | 1 | 3 | 1 | 1 | 0
PG&E GBA | Kasson | 115 | Wind, Onshore |  |  | 0 | 0 | 0 | 0 | 0 | 0 | 0 | 0 | 0 | 1 | 1 | 1 | 1 |  | 1 | 1 | N/A |  |  |  | N/A | N/A | N/A | N/A | N/A | N/A | N/A | 1 | 1 | 4 | 2 | 1 | 1 | 1 | 0
PG&E GBA | Kasson | 60 | Wind, Onshore |  |  | 0 | 0 | 0 | 0 | 0 | 0 | 0 | 0 | 0 | 1 | 1 | 1 | 1 |  | 1 | 1 | N/A |  |  |  | N/A | N/A | N/A | N/A | N/A | N/A | N/A | 1 | 1 | 4 | 2 | 1 | 1 | 1 | 0
PG&E FRESNO | Kearney | 230 | Wind, Onshore |  |  | 0 | 0 | 0 | 0 | 0 | 0 | 0 | 0 | 0 | 5 | 5 | 5 | 2 |  | 1 | 1 | N/A |  |  |  | N/A | N/A | N/A | N/A | N/A | N/A | N/A | 1 | 1 | 3 | 2 | 1 | 1 | 1 | 0
PG&E FRESNO | Kearney | 70 | Wind, Onshore |  |  | 0 | 0 | 0 | 0 | 0 | 0 | 0 | 0 | 0 | 5 | 5 | 5 | 2 |  | 1 | 1 | N/A |  |  |  | N/A | N/A | N/A | N/A | N/A | N/A | N/A | 1 | 1 | 3 | 2 | 1 | 1 | 1 | 0
PG&E GBA | Kelso | 230 | Wind, Onshore |  |  | 0 | 0 | 0 | 0 | 0 | 0 | 0 | 0 | 0 | 5 | 5 | 1 | 1 |  | 1 | 1 | 4 |  |  |  | 5 | 3 | 2 | 3 | 5 | 1 | 1 | 2 | 1 | 2 | 1 | 2 | 1 | 4 | 1
PG&E FRESNO | Kerchoff 1 | 115 | Wind, Onshore |  |  | 0 | 0 | 0 | 0 | 0 | 0 | 0 | 0 | 0 | 5 | 5 | 5 | 2 |  | 1 | 1 | N/A |  |  |  | N/A | N/A | N/A | N/A | N/A | N/A | N/A | 1 | 1 | 4 | 2 | 3 | 1 | 1 | 0
PG&E KERN | Kern Oil | 115 | Wind, Onshore |  |  | 0 | 0 | 0 | 0 | 0 | 0 | 0 | 0 | 0 | 5 | 5 | 5 | 4 |  | 1 | 1 | N/A |  |  |  | N/A | N/A | N/A | N/A | N/A | N/A | N/A | 1 | 1 | 1 | 1 | 1 | 1 | 1 | 0
PG&E KERN | Kern PP | 115 | Wind, Onshore |  |  | 0 | 0 | 0 | 0 | 0 | 0 | 0 | 0 | 0 | 5 | 5 | 5 | 4 |  | 1 | 1 | N/A |  |  |  | N/A | N/A | N/A | N/A | N/A | N/A | N/A | 1 | 1 | 2 | 1 | 2 | 1 | 1 | 0
PG&E KERN | Kern PP | 230 | Wind, Onshore |  |  | 0 | 0 | 0 | 0 | 0 | 0 | 0 | 0 | 0 | 5 | 5 | 5 | 4 |  | 1 | 1 | N/A |  |  |  | N/A | N/A | N/A | N/A | N/A | N/A | N/A | 1 | 1 | 2 | 1 | 2 | 1 | 1 | 0
PG&E KERN | Kern PP | 70 | Wind, Onshore |  |  | 0 | 0 | 0 | 0 | 0 | 0 | 0 | 0 | 0 | 5 | 2 | 5 | 2 |  | 1 | 1 | N/A |  |  |  | N/A | N/A | N/A | N/A | N/A | N/A | N/A | 1 | 1 | 2 | 1 | 2 | 1 | 1 | 0
PG&E KERN | Kernridge | 115 | Wind, Onshore |  |  | 0 | 0 | 0 | 0 | 0 | 0 | 0 | 0 | 0 | 5 | 5 | 5 | 4 |  | 1 | 1 | N/A |  |  |  | N/A | N/A | N/A | N/A | N/A | N/A | N/A | 1 | 1 | 1 | 1 | 1 | 1 | 1 | 0
PG&E FRESNO | Kingsburg | 115 | Wind, Onshore |  |  | 0 | 0 | 0 | 0 | 0 | 0 | 0 | 0 | 0 | 5 | 5 | 5 | 4 |  | 1 | 1 | N/A |  |  |  | N/A | N/A | N/A | N/A | N/A | N/A | N/A | 1 | 1 | 2 | 2 | 1 | 1 | 1 | 0
PG&E GBA | Kirker | 115 | Wind, Onshore |  |  | 0 | 0 | 0 | 0 | 0 | 0 | 0 | 0 | 0 | 5 | 5 | 1 | 1 |  | 1 | 1 | N/A |  |  |  | N/A | N/A | N/A | N/A | N/A | N/A | N/A | 2 | 1 | 3 | 1 | 1 | 1 | 1 | 0
PG&E NGBA | Knights Landing | 115 | Wind, Onshore |  |  | 0 | 0 | 0 | 0 | 0 | 0 | 0 | 0 | 0 | 5 | 5 | 1 | 1 |  | 1 | 1 | N/A |  |  |  | N/A | N/A | N/A | N/A | N/A | N/A | N/A | 2 | 1 | 4 | 2 | 3 | 1 | 1 | 0
PG&E NGBA | Konocti | 60 | Wind, Onshore |  |  | 0 | 0 | 0 | 0 | 0 | 0 | 0 | 0 | 0 | 5 | 5 | 1 | 1 |  | 1 | 1 | N/A |  |  |  | N/A | N/A | N/A | N/A | N/A | N/A | N/A | 2 | 2 | 4 | 2 | 3 | 1 | 1 | 0
SCE NOL | Kramer | 115 | Wind, Onshore |  |  | 0 | 0 | 0 | 0 | 0 | 0 | 0 | 0 | 0 | 3 | 3 | 1 | 1 | 3 | 1 | 1 | N/A |  |  |  | N/A | N/A | N/A | N/A | N/A | N/A | N/A | 2 | 1 | 4 | 1 | 3 | 1 | 1 | 0
SCE NOL | Kramer | 230 | Wind, Onshore |  |  | 0 | 0 | 0 | 0 | 0 | 0 | 0 | 0 | 0 | 3 | 3 | 1 | 1 | 4 | 1 | 1 | N/A |  |  |  | N/A | N/A | N/A | N/A | N/A | N/A | N/A | 2 | 1 | 4 | 1 | 3 | 1 | 1 | 0
SCE Metro | La Cienega | 230 | Wind, Onshore |  |  | 0 | 0 | 0 | 0 | 0 | 0 | 0 | 0 | 0 | 1 | 1 | 1 | 1 |  | 1 | 1 | N/A |  |  |  | N/A | N/A | N/A | N/A | N/A | N/A | N/A | 1 | 1 | 2 | 1 | 2 | 1 | 1 | 0
SCE Metro | La Fresa | 230 | Wind, Onshore |  |  | 0 | 0 | 0 | 0 | 0 | 0 | 0 | 0 | 0 | 1 | 1 | 1 | 1 |  | 1 | 1 | N/A |  |  |  | N/A | N/A | N/A | N/A | N/A | N/A | N/A | 1 | 1 | 2 | 1 | 2 | 1 | 1 | 0
SCE Metro | Laguna Bell | 230 | Wind, Onshore |  |  | 0 | 0 | 0 | 0 | 0 | 0 | 0 | 0 | 0 | 1 | 1 | 1 | 1 | 5 | 1 | 1 | N/A |  |  |  | N/A | N/A | N/A | N/A | N/A | N/A | N/A | 1 | 1 | 2 | 1 | 1 | 1 | 1 | 0
PG&E KERN | Lakeview | 70 | Wind, Onshore |  |  | 0 | 0 | 0 | 0 | 0 | 0 | 0 | 0 | 0 | 5 | 5 | 5 | 4 |  | 1 | 1 | N/A |  |  |  | N/A | N/A | N/A | N/A | N/A | N/A | N/A | 1 | 1 | 4 | 1 | 1 | 1 | 1 | 0
PG&E NGBA | Lakeville | 230 | Wind, Onshore |  |  | 0 | 0 | 0 | 0 | 0 | 0 | 0 | 0 | 0 | 5 | 5 | 1 | 1 | 3 | 1 | 1 | N/A |  |  |  | N/A | N/A | N/A | N/A | N/A | N/A | N/A | 2 | 1 | 4 | 2 | 3 | 1 | 1 | 0
PG&E NGBA | Lakeville | 60 | Wind, Onshore |  |  | 0 | 0 | 0 | 0 | 0 | 0 | 0 | 0 | 0 | 5 | 5 | 1 | 1 |  | 1 | 1 | N/A |  |  |  | N/A | N/A | N/A | N/A | N/A | N/A | N/A | 2 | 1 | 4 | 2 | 3 | 1 | 1 | 0
PG&E NGBA | Lakeville | 115 | Wind, Onshore |  |  | 0 | 0 | 0 | 0 | 0 | 0 | 0 | 0 | 0 | 5 | 5 | 1 | 1 | 3 | 1 | 1 | N/A |  |  |  | N/A | N/A | N/A | N/A | N/A | N/A | N/A | 2 | 1 | 4 | 2 | 3 | 1 | 1 | 0
PG&E GBA | Lakewood | 115 | Wind, Onshore |  |  | 0 | 0 | 0 | 0 | 0 | 0 | 0 | 0 | 0 | 5 | 5 | 1 | 1 |  | 1 | 1 | N/A |  |  |  | N/A | N/A | N/A | N/A | N/A | N/A | N/A | 2 | 1 | 3 | 1 | 2 | 1 | 1 | 0
PG&E NGBA | Lambie | 230 | Wind, Onshore |  |  | 0 | 130 | 130 | 0 | 0 | 0 | 0 | 130 | 130 | 5 | 5 | 1 | 1 |  | 1 | 2 | N/A |  |  |  | N/A | N/A | N/A | N/A | N/A | N/A | N/A | 2 | 1 | 1 | 1 | 1 | 5- | 1 | 1
PG&E GBA | Lammers | 115 | Wind, Onshore |  |  | 0 | 0 | 0 | 0 | 0 | 0 | 0 | 0 | 0 | 1 | 1 | 1 | 1 | 3 | 1 | 1 | N/A |  |  |  | N/A | N/A | N/A | N/A | N/A | N/A | N/A | 1 | 1 | 1 | 2 | 2 | 1 | 1 | 0
PG&E KERN | Lamont | 115 | Wind, Onshore |  |  | 0 | 0 | 0 | 0 | 0 | 0 | 0 | 0 | 0 | 5 | 5 | 5 | 4 | 3 | 1 | 1 | N/A |  |  |  | N/A | N/A | N/A | N/A | N/A | N/A | N/A | 1 | 1 | 2 | 1 | 1 | 1 | 1 | 0
PG&E FRESNO | Las Aguilas | 230 | Wind, Onshore |  |  | 0 | 0 | 0 | 0 | 0 | 0 | 0 | 0 | 0 | 5 | 2 | 5 | 2 |  | 1 | 1 | N/A |  |  |  | N/A | N/A | N/A | N/A | N/A | N/A | N/A | 2 | 2 | 4 | 2 | 2 | 1 | 1 | 0
EOP | Lathrop | 138 | Wind, Onshore |  |  | 0 | 0 | 0 | 0 | 0 | 0 | 0 | 0 | 0 | 5 | 2 | 4 | 2 |  | 1 | 1 | N/A |  |  |  | N/A | N/A | N/A | N/A | N/A | N/A | N/A | 2 | 2 | 4 | 1 | 3 | 1 | 1 | 0
EOP | Lathrop | 230 | Wind, Onshore |  |  | 0 | 0 | 0 | 0 | 0 | 0 | 0 | 0 | 0 | 5 | 2 | 4 | 2 |  | 2 | 1 | 1 |  |  |  | N/A | N/A | N/A | N/A | N/A | N/A | N/A | 2 | 2 | 4 | 1 | 3 | 1 | 5 | 1
PG&E FRESNO | Le Grand | 115 | Wind, Onshore |  |  | 0 | 0 | 0 | 0 | 0 | 0 | 0 | 0 | 0 | 5 | 5 | 5 | 2 | 3 | 1 | 1 | N/A |  |  |  | N/A | N/A | N/A | N/A | N/A | N/A | N/A | 1 | 1 | 3 | 2 | 1 | 1 | 1 | 0
PG&E FRESNO | Lemoore | 70 | Wind, Onshore |  |  | 0 | 0 | 0 | 0 | 0 | 0 | 0 | 0 | 0 | 5 | 2 | 5 | 2 |  | 1 | 1 | N/A |  |  |  | N/A | N/A | N/A | N/A | N/A | N/A | N/A | 1 | 1 | 3 | 2 | 2 | 1 | 1 | 0
PG&E KERN | Lerdo | 115 | Wind, Onshore |  |  | 0 | 0 | 0 | 0 | 0 | 0 | 0 | 0 | 0 | 5 | 5 | 5 | 4 |  | 1 | 1 | N/A |  |  |  | N/A | N/A | N/A | N/A | N/A | N/A | N/A | 1 | 1 | 4 | 1 | 1 | 1 | 1 | 0
SCE Metro | Lewis | 230 | Wind, Onshore |  |  | 0 | 0 | 0 | 0 | 0 | 0 | 0 | 0 | 0 | 1 | 1 | 1 | 1 |  | 1 | 1 | N/A |  |  |  | N/A | N/A | N/A | N/A | N/A | N/A | N/A | 1 | 1 | 3 | 1 | 2 | 1 | 1 | 0
SCE Metro | Lighthipe | 230 | Wind, Onshore |  |  | 0 | 0 | 0 | 0 | 0 | 0 | 0 | 0 | 0 | 1 | 1 | 1 | 1 |  | 1 | 1 | N/A |  |  |  | N/A | N/A | N/A | N/A | N/A | N/A | N/A | 1 | 1 | 2 | 1 | 1 | 1 | 1 | 0
SDGE | Lilac | 69 | Wind, Onshore |  |  | 0 | 0 | 0 | 0 | 0 | 0 | 0 | 0 | 0 | 1 | 1 | 1 | 1 |  | 1 | 1 | N/A |  |  |  | N/A | N/A | N/A | N/A | N/A | N/A | N/A | 2 | 1 | 3 | 1 | 3 | 1 | 1 | 0
PG&E NGBA | Lincoln | 115 | Wind, Onshore |  |  | 0 | 0 | 0 | 0 | 0 | 0 | 0 | 0 | 0 | 5 | 5 | 1 | 1 |  | 1 | 1 | N/A |  |  |  | N/A | N/A | N/A | N/A | N/A | N/A | N/A | 2 | 1 | 3 | 2 | 3 | 1 | 1 | 0
PG&E KERN | Live Oak | 115 | Wind, Onshore |  |  | 0 | 0 | 0 | 0 | 0 | 0 | 0 | 0 | 0 | 5 | 5 | 5 | 4 |  | 1 | 1 | N/A |  |  |  | N/A | N/A | N/A | N/A | N/A | N/A | N/A | 1 | 1 | 1 | 1 | 1 | 1 | 1 | 0
PG&E GBA | Llagas | 115 | Wind, Onshore |  |  | 0 | 0 | 0 | 0 | 0 | 0 | 0 | 0 | 0 | 1 | 1 | 1 | 1 |  | 1 | 1 | N/A |  |  |  | N/A | N/A | N/A | N/A | N/A | N/A | N/A | 2 | 1 | 2 | 2 | 1 | 1 | 1 | 0
PG&E GBA | Lockeford | 115 | Wind, Onshore |  |  | 0 | 0 | 0 | 0 | 0 | 0 | 0 | 0 | 0 | 1 | 1 | 1 | 1 |  | 1 | 1 | N/A |  |  |  | N/A | N/A | N/A | N/A | N/A | N/A | N/A | 1 | 1 | 4 | 2 | 2 | 1 | 1 | 0
PG&E GBA | Lockeford | 230 | Wind, Onshore |  |  | 0 | 0 | 0 | 0 | 0 | 0 | 0 | 0 | 0 | 5 | 5 | 1 | 1 |  | 1 | 1 | N/A |  |  |  | N/A | N/A | N/A | N/A | N/A | N/A | N/A | 1 | 1 | 4 | 2 | 2 | 1 | 1 | 0
PG&E GBA | Lockeford | 60 | Wind, Onshore |  |  | 0 | 0 | 0 | 0 | 0 | 0 | 0 | 0 | 0 | 5 | 5 | 1 | 1 |  | 1 | 1 | N/A |  |  |  | N/A | N/A | N/A | N/A | N/A | N/A | N/A | 1 | 1 | 4 | 2 | 2 | 1 | 1 | 0
PG&E GBA | Lodi | 230 | Wind, Onshore |  |  | 0 | 0 | 0 | 0 | 0 | 0 | 0 | 0 | 0 | 5 | 5 | 1 | 1 |  | 1 | 1 | N/A |  |  |  | N/A | N/A | N/A | N/A | N/A | N/A | N/A | 1 | 1 | 1 | 2 | 1 | 1 | 1 | 0
PG&E NGBA | Logan Creek | 230 | Wind, Onshore |  |  | 0 | 0 | 0 | 0 | 0 | 0 | 0 | 0 | 0 | 5 | 5 | 1 | 1 |  | 1 | 1 | N/A |  |  |  | N/A | N/A | N/A | N/A | N/A | N/A | N/A | 2 | 2 | 4 | 1 | 2 | 1 | 1 | 0
PG&E GBA | Lone Tree | 230 | Wind, Onshore |  |  | 0 | 0 | 0 | 0 | 0 | 0 | 0 | 0 | 0 | 5 | 5 | 1 | 1 |  | 1 | 1 | N/A |  |  |  | N/A | N/A | N/A | N/A | N/A | N/A | N/A | 2 | 1 | 3 | 1 | 2 | 1 | 1 | 0
PG&E FRESNO | Los Banos | 230 | Wind, Onshore |  |  | 0 | 69.3 | 69.3 | 0 | 69.3 | 69.3 | 0 | 0 | 0 | 5 | 2 | 5 | 2 | 3 | 2 | 2 | 5 |  |  |  | 5 | 5 | 1 | 1 | 5 | 4 | 1 | 1 | 1 | 4 | 2 | 1 | 1 | 5 | 1
PG&E FRESNO | Los Banos | 500 | Wind, Onshore |  |  | 0 | 0 | 0 | 0 | 0 | 0 | 0 | 0 | 0 | 1 | 1 | 1 | 1 | 2 | 1 | 1 | N/A |  |  |  | N/A | N/A | N/A | N/A | N/A | N/A | N/A | 1 | 1 | 4 | 2 | 1 | 1 | 1 | 0
SDGE | Los Coches | 138 | Wind, Onshore |  |  | 0 | 0 | 0 | 0 | 0 | 0 | 0 | 0 | 0 | 1 | 1 | 1 | 1 |  | 1 | 1 | N/A |  |  |  | N/A | N/A | N/A | N/A | N/A | N/A | N/A | 2 | 2 | 4 | 2 | 3 | 1+ | 1 | 1
SDGE | Los Coches | 69 | Wind, Onshore |  |  | 0 | 0 | 0 | 0 | 0 | 0 | 0 | 0 | 0 | 1 | 1 | 1 | 1 |  | 1 | 1 | N/A |  |  |  | N/A | N/A | N/A | N/A | N/A | N/A | N/A | 2 | 2 | 4 | 2 | 3 | 1 | 1 | 0
PG&E GBA | Los Esteros | 115 | Wind, Onshore |  |  | 0 | 0 | 0 | 0 | 0 | 0 | 0 | 0 | 0 | 1 | 1 | 1 | 1 | 4 | 1 | 1 | N/A |  |  |  | N/A | N/A | N/A | N/A | N/A | N/A | N/A | 2 | 1 | 1 | 2 | 1 | 1 | 1 | 0
PG&E GBA | Los Esteros | 230 | Wind, Onshore |  |  | 0 | 0 | 0 | 0 | 0 | 0 | 0 | 0 | 0 | 1 | 1 | 1 | 1 |  | 1 | 1 | N/A |  |  |  | N/A | N/A | N/A | N/A | N/A | N/A | N/A | 2 | 1 | 1 | 2 | 1 | 1 | 1 | 0
PG&E GBA | Los Positas | 230 | Wind, Onshore |  |  | 0 | 0 | 0 | 0 | 0 | 0 | 0 | 0 | 0 | 5 | 5 | 1 | 1 | 3 | 1 | 1 | N/A |  |  |  | N/A | N/A | N/A | N/A | N/A | N/A | N/A | 2 | 1 | 3 | 1 | 3 | 1 | 1 | 0
PG&E GBA | Los Positas | 60 | Wind, Onshore |  |  | 0 | 0 | 0 | 0 | 0 | 0 | 0 | 0 | 0 | 5 | 5 | 1 | 1 | 3 | 1 | 1 | N/A |  |  |  | N/A | N/A | N/A | N/A | N/A | N/A | N/A | 2 | 1 | 3 | 1 | 3 | 1 | 1 | 0
SDGE | Loveland | 69 | Wind, Onshore |  |  | 0 | 0 | 0 | 0 | 0 | 0 | 0 | 0 | 0 | 1 | 1 | 1 | 1 |  | 1 | 1 | N/A |  |  |  | N/A | N/A | N/A | N/A | N/A | N/A | N/A | 2 | 1 | 3 | 1 | 3 | 1 | 1 | 0
SCE NOL | Lugo | 230 | Wind, Onshore |  |  | 0 | 0 | 0 | 0 | 0 | 0 | 0 | 0 | 0 | 1 | 1 | 1 | 1 |  | 1 | 1 | N/A |  |  |  | N/A | N/A | N/A | N/A | N/A | N/A | N/A | 2 | 1 | 4 | 1 | 2 | 1+ | 1 | 1
SCE Metro | Lugo | 500 | Wind, Onshore |  |  | 0 | 0 | 0 | 0 | 0 | 0 | 0 | 0 | 0 | 1 | 1 | 1 | 1 | 5 | 3 | 1 | 1 |  |  |  | 3 | 2 | 1 | 1 | 3 | 1 | 1 | 2 | 1 | 4 | 1 | 2 | 1 | 1 | 0
PG&E FRESNO | Madera | 70 | Wind, Onshore |  |  | 0 | 0 | 0 | 0 | 0 | 0 | 0 | 0 | 0 | 5 | 2 | 5 | 2 |  | 1 | 1 | N/A |  |  |  | N/A | N/A | N/A | N/A | N/A | N/A | N/A | 1 | 1 | 4 | 2 | 1 | 1 | 1 | 0
PG&E NGBA | Madison | 115 | Wind, Onshore |  |  | 0 | 95 | 95 | 0 | 0 | 0 | 0 | 95 | 95 | 5 | 5 | 1 | 1 |  | 3 | 4 | 4 |  |  |  | 5 | 3 | 1 | 1 | 3 | 3 | 1 | 2 | 1 | 4 | 2 | 3 | 5- | 1 | 1
PG&E KERN | Magunden | 115 | Wind, Onshore |  |  | 0 | 0 | 0 | 0 | 0 | 0 | 0 | 0 | 0 | 5 | 5 | 5 | 4 |  | 1 | 1 | N/A |  |  |  | N/A | N/A | N/A | N/A | N/A | N/A | N/A | 1 | 1 | 2 | 1 | 1 | 1 | 1 | 0
SCE Northern | Magunden | 230 | Wind, Onshore |  |  | 0 | 0 | 0 | 0 | 0 | 0 | 0 | 0 | 0 | 1 | 1 | 1 | 1 |  | 1 | 1 | N/A |  |  |  | N/A | N/A | N/A | N/A | N/A | N/A | N/A | 1 | 1 | 2 | 1 | 1 | 1 | 1 | 0
PG&E FRESNO | Malaga | 115 | Wind, Onshore |  |  | 0 | 0 | 0 | 0 | 0 | 0 | 0 | 0 | 0 | 5 | 5 | 5 | 4 |  | 1 | 1 | N/A |  |  |  | N/A | N/A | N/A | N/A | N/A | N/A | N/A | 1 | 1 | 1 | 2 | 1 | 1 | 1 | 0
PG&E NGBA | Malin | 500 | Wind, Onshore |  |  | 0 | 0 | 0 | 0 | 0 | 0 | 0 | 0 | 0 | 5 | 5 | 1 | 1 |  | 1 | 1 | N/A |  |  |  | N/A | N/A | N/A | N/A | N/A | N/A | N/A | 2 | 2 | 4 | 2 | 3 | 1 | 1 | 0
SCE Northern | Mandalay | 230 | Wind, Onshore |  |  | 0 | 0 | 0 | 0 | 0 | 0 | 0 | 0 | 0 | 5 | 2 | 4 | 2 |  | 1 | 1 | N/A |  |  |  | N/A | N/A | N/A | N/A | N/A | N/A | N/A | 2 | 1 | 2 | 1 | 1 | 1 | 1 | 0
PG&E FRESNO | Manning | 230 | Wind, Onshore |  |  | 0 | 0 | 0 | 0 | 0 | 0 | 0 | 0 | 0 | 5 | 2 | 5 | 2 | 3 | 1 | 1 | N/A |  |  |  | N/A | N/A | N/A | N/A | N/A | N/A | N/A | 1 | 1 | 2 | 2 | 1 | 1 | 1 | 0
PG&E FRESNO | Manning | 500 | Wind, Onshore |  |  | 0 | 0 | 0 | 0 | 0 | 0 | 0 | 0 | 0 | 1 | 1 | 1 | 1 | 5 | 1 | 1 | N/A |  |  |  | N/A | N/A | N/A | N/A | N/A | N/A | N/A | 1 | 1 | 2 | 2 | 1 | 1 | 1 | 0
PG&E GBA | Manteca | 115 | Wind, Onshore |  |  | 0 | 0 | 0 | 0 | 0 | 0 | 0 | 0 | 0 | 5 | 5 | 5 | 4 |  | 1 | 1 | N/A |  |  |  | N/A | N/A | N/A | N/A | N/A | N/A | N/A | 1 | 1 | 2 | 2 | 2 | 1 | 1 | 0
SDGE | Margarita | 138 | Wind, Onshore |  |  | 0 | 0 | 0 | 0 | 0 | 0 | 0 | 0 | 0 | 1 | 1 | 1 | 1 |  | 1 | 1 | N/A |  |  |  | N/A | N/A | N/A | N/A | N/A | N/A | N/A | 1 | 1 | 2 | 1 | 3 | 1 | 1 | 0
PG&E GBA | Martin | 230 | Wind, Onshore |  |  | 0 | 0 | 0 | 0 | 0 | 0 | 0 | 0 | 0 | 5 | 5 | 1 | 1 | 3 | 1 | 1 | N/A |  |  |  | N/A | N/A | N/A | N/A | N/A | N/A | N/A | 2 | 1 | 3 | 1 | 2 | 1 | 1 | 0
PG&E GBA | Martin | 115 | Wind, Onshore |  |  | 0 | 0 | 0 | 0 | 0 | 0 | 0 | 0 | 0 | 1 | 1 | 1 | 1 | 4 | 1 | 1 | N/A |  |  |  | N/A | N/A | N/A | N/A | N/A | N/A | N/A | 2 | 1 | 3 | 1 | 2 | 1 | 1 | 0
PG&E GBA | Martinez | 115 | Wind, Onshore |  |  | 0 | 0 | 0 | 0 | 0 | 0 | 0 | 0 | 0 | 5 | 5 | 1 | 1 |  | 1 | 1 | N/A |  |  |  | N/A | N/A | N/A | N/A | N/A | N/A | N/A | 2 | 1 | 1 | 1 | 1 | 1 | 1 | 0
PG&E FRESNO | Mc Mullin | 230 | Wind, Onshore |  |  | 0 | 0 | 0 | 0 | 0 | 0 | 0 | 0 | 0 | 5 | 5 | 5 | 2 |  | 1 | 1 | N/A |  |  |  | N/A | N/A | N/A | N/A | N/A | N/A | N/A | 1 | 1 | 3 | 2 | 1 | 1 | 1 | 0
PG&E FRESNO | McCall | 115 | Wind, Onshore |  |  | 0 | 0 | 0 | 0 | 0 | 0 | 0 | 0 | 0 | 5 | 5 | 5 | 2 |  | 1 | 1 | N/A |  |  |  | N/A | N/A | N/A | N/A | N/A | N/A | N/A | 1 | 1 | 3 | 2 | 1 | 1 | 1 | 0
PG&E FRESNO | McCall | 230 | Wind, Onshore |  |  | 0 | 0 | 0 | 0 | 0 | 0 | 0 | 0 | 0 | 5 | 5 | 5 | 2 |  | 1 | 1 | N/A |  |  |  | N/A | N/A | N/A | N/A | N/A | N/A | N/A | 1 | 1 | 3 | 2 | 1 | 1 | 1 | 0
PG&E GBA | Meadow Lane | 115 | Wind, Onshore |  |  | 0 | 0 | 0 | 0 | 0 | 0 | 0 | 0 | 0 | 5 | 5 | 1 | 1 |  | 1 | 1 | N/A |  |  |  | N/A | N/A | N/A | N/A | N/A | N/A | N/A | 2 | 1 | 2 | 1 | 1 | 1 | 1 | 0
PG&E GBA | Melones | 115 | Wind, Onshore |  |  | 0 | 0 | 0 | 0 | 0 | 0 | 0 | 0 | 0 | 1 | 1 | 1 | 1 |  | 1 | 1 | N/A |  |  |  | N/A | N/A | N/A | N/A | N/A | N/A | N/A | 2 | 1 | 4 | 1 | 3 | 1 | 1 | 0
PG&E GBA | Melones | 230 | Wind, Onshore |  |  | 0 | 0 | 0 | 0 | 0 | 0 | 0 | 0 | 0 | 1 | 1 | 1 | 1 |  | 1 | 1 | N/A |  |  |  | N/A | N/A | N/A | N/A | N/A | N/A | N/A | 2 | 1 | 4 | 1 | 3 | 1 | 1 | 0
SDGE | Melrose | 69 | Wind, Onshore |  |  | 0 | 0 | 0 | 0 | 0 | 0 | 0 | 0 | 0 | 1 | 1 | 1 | 1 |  | 1 | 1 | N/A |  |  |  | N/A | N/A | N/A | N/A | N/A | N/A | N/A | 2 | 1 | 3 | 1 | 3 | 1 | 1 | 0
PG&E NGBA | Mendocino | 115 | Wind, Onshore |  |  | 0 | 0 | 0 | 0 | 0 | 0 | 0 | 0 | 0 | 5 | 5 | 1 | 1 |  | 1 | 1 | N/A |  |  |  | N/A | N/A | N/A | N/A | N/A | N/A | N/A | 2 | 2 | 4 | 2 | 3 | 1 | 1 | 0
PG&E NGBA | Mendocino | 60 | Wind, Onshore |  |  | 0 | 0 | 0 | 0 | 0 | 0 | 0 | 0 | 0 | 5 | 5 | 1 | 1 |  | 1 | 1 | N/A |  |  |  | N/A | N/A | N/A | N/A | N/A | N/A | N/A | 2 | 2 | 4 | 2 | 3 | 1 | 1 | 0
PG&E FRESNO | Mendota | 115 | Wind, Onshore |  |  | 0 | 0 | 0 | 0 | 0 | 0 | 0 | 0 | 0 | 5 | 5 | 5 | 2 | 1 | 1 | 1 | N/A |  |  |  | N/A | N/A | N/A | N/A | N/A | N/A | N/A | 1 | 1 | 3 | 2 | 1 | 1 | 1 | 0
PG&E GBA | Menlo | 60 | Wind, Onshore |  |  | 0 | 0 | 0 | 0 | 0 | 0 | 0 | 0 | 0 | 5 | 5 | 1 | 1 |  | 1 | 1 | N/A |  |  |  | N/A | N/A | N/A | N/A | N/A | N/A | N/A | 2 | 1 | 3 | 1 | 2 | 1 | 1 | 0
PG&E FRESNO | Merced | 115 | Wind, Onshore |  |  | 0 | 0 | 0 | 0 | 0 | 0 | 0 | 0 | 0 | 5 | 5 | 5 | 2 |  | 1 | 1 | N/A |  |  |  | N/A | N/A | N/A | N/A | N/A | N/A | N/A | 1 | 1 | 4 | 2 | 1 | 1 | 1 | 0
EOP | Mercury | 138 | Wind, Onshore |  |  | 0 | 0 | 0 | 0 | 0 | 0 | 0 | 0 | 0 | 5 | 2 | 4 | 2 |  | 1 | 1 | N/A |  |  |  | N/A | N/A | N/A | N/A | N/A | N/A | N/A | 2 | 2 | 4 | 1 | 3 | 1 | 1 | 0
PG&E FRESNO | Mercy Springs | 70 | Wind, Onshore |  |  | 0 | 0 | 0 | 0 | 0 | 0 | 0 | 0 | 0 | 5 | 2 | 5 | 2 |  | 1 | 1 | N/A |  |  |  | N/A | N/A | N/A | N/A | N/A | N/A | N/A | 1 | 1 | 4 | 2 | 1 | 1 | 1 | 0
PG&E NGBA | Meridian | 60 | Wind, Onshore |  |  | 0 | 0 | 0 | 0 | 0 | 0 | 0 | 0 | 0 | 5 | 5 | 1 | 1 |  | 1 | 1 | N/A |  |  |  | N/A | N/A | N/A | N/A | N/A | N/A | N/A | 2 | 2 | 4 | 1 | 3 | 1 | 1 | 0
PG&E KERN | Mesa (PGE) | 115 | Wind, Onshore |  |  | 0 | 0 | 0 | 0 | 0 | 0 | 0 | 0 | 0 | 5 | 2 | 5 | 2 |  | 1 | 1 | N/A |  |  |  | N/A | N/A | N/A | N/A | N/A | N/A | N/A | 2 | 2 | 3 | 2 | 2 | 1 | 1 | 0
PG&E KERN | Mesa (PGE) | 230 | Wind, Onshore |  |  | 0 | 0 | 0 | 0 | 0 | 0 | 0 | 0 | 0 | 5 | 5 | 5 | 4 |  | 1 | 1 | N/A |  |  |  | N/A | N/A | N/A | N/A | N/A | N/A | N/A | 2 | 2 | 3 | 2 | 2 | 1 | 1 | 0
SCE Metro | Mesa (SCE) | 230 | Wind, Onshore |  |  | 0 | 0 | 0 | 0 | 0 | 0 | 0 | 0 | 0 | 1 | 1 | 1 | 1 |  | 1 | 1 | N/A |  |  |  | N/A | N/A | N/A | N/A | N/A | N/A | N/A | 1 | 1 | 3 | 1 | 2 | 1 | 1 | 0
SCE Metro | Mesa (SCE) | 500 | Wind, Onshore |  |  | 0 | 0 | 0 | 0 | 0 | 0 | 0 | 0 | 0 | 1 | 1 | 1 | 1 |  | 1 | 1 | N/A |  |  |  | N/A | N/A | N/A | N/A | N/A | N/A | N/A | 1 | 1 | 3 | 1 | 2 | 1 | 1 | 0
SDGE | Mesa Heights | 69 | Wind, Onshore |  |  | 0 | 0 | 0 | 0 | 0 | 0 | 0 | 0 | 0 | 1 | 1 | 1 | 1 |  | 1 | 1 | N/A |  |  |  | N/A | N/A | N/A | N/A | N/A | N/A | N/A | 2 | 1 | 2 | 1 | 3 | 1 | 1 | 0
PG&E GBA | Metcalf | 115 | Wind, Onshore |  |  | 0 | 0 | 0 | 0 | 0 | 0 | 0 | 0 | 0 | 1 | 1 | 1 | 1 | 4 | 1 | 1 | N/A |  |  |  | N/A | N/A | N/A | N/A | N/A | N/A | N/A | 2 | 1 | 1 | 2 | 3 | 1 | 1 | 0
PG&E GBA | Metcalf | 230 | Wind, Onshore |  |  | 0 | 0 | 0 | 0 | 0 | 0 | 0 | 0 | 0 | 1 | 1 | 1 | 1 | 4 | 1 | 1 | N/A |  |  |  | N/A | N/A | N/A | N/A | N/A | N/A | N/A | 2 | 1 | 1 | 2 | 3 | 1 | 1 | 0
PG&E GBA | Metcalf | 500 | Wind, Onshore |  |  | 0 | 0 | 0 | 0 | 0 | 0 | 0 | 0 | 0 | 1 | 1 | 1 | 1 | 5 | 1 | 1 | N/A |  |  |  | N/A | N/A | N/A | N/A | N/A | N/A | N/A | 2 | 1 | 1 | 2 | 3 | 1 | 1 | 0
PG&E KERN | Midway | 115 | Wind, Onshore |  |  | 0 | 0 | 0 | 0 | 0 | 0 | 0 | 0 | 0 | 5 | 5 | 5 | 4 | 4 | 3 | 1 | 1 |  |  |  | 1 | 1 | 1 | 1 | 1 | 1 | 1 | 1 | 1 | 3 | 1 | 1 | 1 | 1 | 0
PG&E KERN | Midway | 230 | Wind, Onshore |  |  | 0 | 0 | 0 | 0 | 0 | 0 | 0 | 0 | 0 | 5 | 5 | 5 | 4 | 4 | 1 | 1 | N/A |  |  |  | N/A | N/A | N/A | N/A | N/A | N/A | N/A | 1 | 1 | 3 | 1 | 1 | 1 | 1 | 0
PG&E KERN | Midway | 500 | Wind, Onshore |  |  | 0 | 0 | 0 | 0 | 0 | 0 | 0 | 0 | 0 | 5 | 5 | 4 | 4 | 5 | 1 | 1 | N/A |  |  |  | N/A | N/A | N/A | N/A | N/A | N/A | N/A | 1 | 1 | 3 | 1 | 1 | 1 | 1 | 0
SDGE | Miguel | 230 | Wind, Onshore |  |  | 0 | 0 | 0 | 0 | 0 | 0 | 0 | 0 | 0 | 1 | 1 | 1 | 1 |  | 1 | 1 | N/A |  |  |  | N/A | N/A | N/A | N/A | N/A | N/A | N/A | 2 | 1 | 3 | 1 | 2 | 1 | 1 | 0
SDGE | Miguel | 500 | Wind, Onshore |  |  | 0 | 0 | 0 | 0 | 0 | 0 | 0 | 0 | 0 | 1 | 1 | 1 | 1 |  | 1 | 1 | N/A |  |  |  | N/A | N/A | N/A | N/A | N/A | N/A | N/A | 2 | 1 | 3 | 1 | 2 | 1 | 1 | 0
SDGE | Miguel | 69 | Wind, Onshore |  |  | 0 | 0 | 0 | 0 | 0 | 0 | 0 | 0 | 0 | 1 | 1 | 1 | 1 |  | 1 | 1 | N/A |  |  |  | N/A | N/A | N/A | N/A | N/A | N/A | N/A | 2 | 1 | 3 | 1 | 2 | 1 | 1 | 0
PG&E GBA | Millbrae | 115 | Wind, Onshore |  |  | 0 | 0 | 0 | 0 | 0 | 0 | 0 | 0 | 0 | 1 | 1 | 1 | 1 |  | 1 | 1 | N/A |  |  |  | N/A | N/A | N/A | N/A | N/A | N/A | N/A | 2 | 1 | 3 | 1 | 2 | 1 | 1 | 0
PG&E GBA | Miller | 115 | Wind, Onshore |  |  | 0 | 0 | 0 | 0 | 0 | 0 | 0 | 0 | 0 | 1 | 1 | 1 | 1 |  | 1 | 1 | N/A |  |  |  | N/A | N/A | N/A | N/A | N/A | N/A | N/A | 1 | 1 | 4 | 2 | 1 | 1 | 1 | 0
SCE Metro | Mira Loma | 230 | Wind, Onshore |  |  | 0 | 0 | 0 | 0 | 0 | 0 | 0 | 0 | 0 | 1 | 1 | 1 | 1 | 5 | 1 | 1 | N/A |  |  |  | N/A | N/A | N/A | N/A | N/A | N/A | N/A | 1 | 1 | 1 | 1 | 1 | 1 | 1 | 0
SCE Metro | Mira Loma | 500 | Wind, Onshore |  |  | 0 | 0 | 0 | 0 | 0 | 0 | 0 | 0 | 0 | 1 | 1 | 1 | 1 | 5 | 1 | 1 | N/A |  |  |  | N/A | N/A | N/A | N/A | N/A | N/A | N/A | 1 | 1 | 1 | 1 | 1 | 1 | 1 | 0
SCE Eastern | Mirage | 115 | Wind, Onshore |  |  | 0 | 0 | 0 | 0 | 0 | 0 | 0 | 0 | 0 | 5 | 2 | 1 | 1 |  | 1 | 1 | N/A |  |  |  | N/A | N/A | N/A | N/A | N/A | N/A | N/A | 2 | 1 | 3 | 1 | 3 | 1 | 1 | 0
SCE Eastern | Mirage | 230 | Wind, Onshore |  |  | 0 | 0 | 0 | 0 | 0 | 0 | 0 | 0 | 0 | 5 | 2 | 1 | 1 |  | 1 | 1 | N/A |  |  |  | N/A | N/A | N/A | N/A | N/A | N/A | N/A | 2 | 1 | 3 | 1 | 3 | 1 | 1 | 0
SDGE | Mission | 138 | Wind, Onshore |  |  | 0 | 0 | 0 | 0 | 0 | 0 | 0 | 0 | 0 | 1 | 1 | 1 | 1 |  | 1 | 1 | N/A |  |  |  | N/A | N/A | N/A | N/A | N/A | N/A | N/A | 2 | 1 | 2 | 1 | 2 | 1 | 1 | 0
SDGE | Mission | 230 | Wind, Onshore |  |  | 0 | 0 | 0 | 0 | 0 | 0 | 0 | 0 | 0 | 1 | 1 | 1 | 1 |  | 1 | 1 | N/A |  |  |  | N/A | N/A | N/A | N/A | N/A | N/A | N/A | 2 | 1 | 2 | 1 | 2 | 1 | 1 | 0
SDGE | Mission | 69 | Wind, Onshore |  |  | 0 | 0 | 0 | 0 | 0 | 0 | 0 | 0 | 0 | 1 | 1 | 1 | 1 |  | 1 | 1 | N/A |  |  |  | N/A | N/A | N/A | N/A | N/A | N/A | N/A | 2 | 1 | 2 | 1 | 2 | 1 | 1 | 0
PG&E GBA | Mi-Wuk | 115 | Wind, Onshore |  |  | 0 | 0 | 0 | 0 | 0 | 0 | 0 | 0 | 0 | 1 | 1 | 1 | 1 |  | 1 | 1 | N/A |  |  |  | N/A | N/A | N/A | N/A | N/A | N/A | N/A | 2 | 1 | 4 | 1 | 3 | 1 | 1 | 0
EOP | Mohave | 500 | Wind, Onshore |  |  | 0 | 0 | 0 | 0 | 0 | 0 | 0 | 0 | 0 | 5 | 2 | 4 | 2 | 5 | 3 | 1 | 1 |  |  |  | N/A | N/A | N/A | N/A | N/A | N/A | N/A | 2 | 2 | 3 | 1 | 3 | 1 | 4 | 1
PG&E NGBA | Monroe | 115 | Wind, Onshore |  |  | 0 | 0 | 0 | 0 | 0 | 0 | 0 | 0 | 0 | 5 | 5 | 1 | 1 |  | 1 | 1 | N/A |  |  |  | N/A | N/A | N/A | N/A | N/A | N/A | N/A | 2 | 1 | 3 | 2 | 2 | 1 | 1 | 0
SDGE | Monserate | 69 | Wind, Onshore |  |  | 0 | 0 | 0 | 0 | 0 | 0 | 0 | 0 | 0 | 1 | 1 | 1 | 1 |  | 1 | 1 | N/A |  |  |  | N/A | N/A | N/A | N/A | N/A | N/A | N/A | 2 | 1 | 3 | 1 | 3 | 1 | 1 | 0
PG&E GBA | Monta Vista | 115 | Wind, Onshore |  |  | 0 | 0 | 0 | 0 | 0 | 0 | 0 | 0 | 0 | 1 | 1 | 1 | 1 |  | 1 | 1 | N/A |  |  |  | N/A | N/A | N/A | N/A | N/A | N/A | N/A | 2 | 1 | 3 | 2 | 3 | 1 | 1 | 0
PG&E GBA | Monta Vista | 230 | Wind, Onshore |  |  | 0 | 0 | 0 | 0 | 0 | 0 | 0 | 0 | 0 | 1 | 1 | 1 | 1 |  | 1 | 1 | N/A |  |  |  | N/A | N/A | N/A | N/A | N/A | N/A | N/A | 2 | 1 | 3 | 2 | 3 | 1 | 1 | 0
PG&E GBA | Monta Vista | 60 | Wind, Onshore |  |  | 0 | 0 | 0 | 0 | 0 | 0 | 0 | 0 | 0 | 1 | 1 | 1 | 1 |  | 1 | 1 | N/A |  |  |  | N/A | N/A | N/A | N/A | N/A | N/A | N/A | 2 | 1 | 3 | 2 | 3 | 1 | 1 | 0
PG&E NGBA | Monticello | 115 | Wind, Onshore |  |  | 0 | 0 | 0 | 0 | 0 | 0 | 0 | 0 | 0 | 5 | 5 | 1 | 1 |  | 1 | 1 | N/A |  |  |  | N/A | N/A | N/A | N/A | N/A | N/A | N/A | 2 | 1 | 4 | 2 | 3 | 1 | 1 | 0
SCE Northern | Moorpark | 230 | Wind, Onshore |  |  | 0 | 0 | 0 | 0 | 0 | 0 | 0 | 0 | 0 | 5 | 2 | 4 | 2 | 4 | 1 | 1 | N/A |  |  |  | N/A | N/A | N/A | N/A | N/A | N/A | N/A | 2 | 1 | 4 | 1 | 3 | 1 | 1 | 0
SCE Northern | Moorpark | 66 | Wind, Onshore |  |  | 0 | 0 | 0 | 0 | 0 | 0 | 0 | 0 | 0 | 5 | 2 | 4 | 2 |  | 1 | 1 | N/A |  |  |  | N/A | N/A | N/A | N/A | N/A | N/A | N/A | 2 | 1 | 4 | 1 | 3 | 1 | 1 | 0
PG&E GBA | Moraga | 115 | Wind, Onshore |  |  | 0 | 0 | 0 | 0 | 0 | 0 | 0 | 0 | 0 | 5 | 5 | 1 | 1 |  | 1 | 1 | N/A |  |  |  | N/A | N/A | N/A | N/A | N/A | N/A | N/A | 2 | 1 | 3 | 1 | 3 | 1 | 1 | 0
PG&E GBA | Moraga | 230 | Wind, Onshore |  |  | 0 | 0 | 0 | 0 | 0 | 0 | 0 | 0 | 0 | 5 | 5 | 1 | 1 |  | 1 | 1 | N/A |  |  |  | N/A | N/A | N/A | N/A | N/A | N/A | N/A | 2 | 1 | 3 | 1 | 3 | 1 | 1 | 0
PG&E GBA | Morgan Hill | 115 | Wind, Onshore |  |  | 0 | 0 | 0 | 0 | 0 | 0 | 0 | 0 | 0 | 1 | 1 | 1 | 1 |  | 1 | 1 | N/A |  |  |  | N/A | N/A | N/A | N/A | N/A | N/A | N/A | 2 | 1 | 3 | 2 | 2 | 1 | 1 | 0
PG&E KERN | Morro Bay | 115 | Wind, Onshore |  |  | 0 | 0 | 0 | 0 | 0 | 0 | 0 | 0 | 0 | 5 | 2 | 5 | 2 |  | 1 | 1 | N/A |  |  |  | N/A | N/A | N/A | N/A | N/A | N/A | N/A | 2 | 2 | 2 | 2 | 3 | 1 | 1 | 0
PG&E KERN | Morro Bay | 230 | Wind, Onshore |  |  | 0 | 0 | 0 | 0 | 0 | 0 | 0 | 0 | 0 | 5 | 5 | 5 | 4 |  | 1 | 1 | N/A |  |  |  | N/A | N/A | N/A | N/A | N/A | N/A | N/A | 2 | 2 | 2 | 2 | 3 | 1 | 1 | 0
PG&E KERN | Morro Bay | 500 | Wind, Onshore |  |  | 0 | 0 | 0 | 0 | 0 | 0 | 0 | 0 | 0 | 5 | 5 | 4 | 4 |  | 1 | 1 | N/A |  |  |  | N/A | N/A | N/A | N/A | N/A | N/A | N/A | 2 | 2 | 2 | 2 | 3 | 1 | 1 | 0
PG&E GBA | Moss Landing | 115 | Wind, Onshore |  |  | 0 | 0 | 0 | 0 | 0 | 0 | 0 | 0 | 0 | 1 | 1 | 1 | 1 |  | 1 | 1 | N/A |  |  |  | N/A | N/A | N/A | N/A | N/A | N/A | N/A | 2 | 2 | 1 | 2 | 2 | 1 | 1 | 0
PG&E GBA | Moss Landing | 230 | Wind, Onshore |  |  | 0 | 0 | 0 | 0 | 0 | 0 | 0 | 0 | 0 | 1 | 1 | 1 | 1 |  | 3 | 1 | 1 |  |  |  | 1 | 1 | 2 | 2 | 2 | 1 | 1 | 2 | 2 | 1 | 2 | 2 | 1 | 1 | 0
PG&E GBA | Moss Landing | 500 | Wind, Onshore |  |  | 0 | 0 | 0 | 0 | 0 | 0 | 0 | 0 | 0 | 5 | 5 | 1 | 1 | 5 | 1 | 1 | N/A |  |  |  | N/A | N/A | N/A | N/A | N/A | N/A | N/A | 2 | 2 | 1 | 2 | 2 | 2+ | 1 | 1
EOP | Mountain Pass | 115 | Wind, Onshore |  |  | 0 | 0 | 0 | 0 | 0 | 0 | 0 | 0 | 0 | 5 | 2 | 4 | 2 |  | 1 | 1 | N/A |  |  |  | N/A | N/A | N/A | N/A | N/A | N/A | N/A | 2 | 2 | 4 | 1 | 1 | 1 | 1 | 0
PG&E GBA | Mountain View | 115 | Wind, Onshore |  |  | 0 | 0 | 0 | 0 | 0 | 0 | 0 | 0 | 0 | 1 | 1 | 1 | 1 |  | 1 | 1 | N/A |  |  |  | N/A | N/A | N/A | N/A | N/A | N/A | N/A | 2 | 1 | 2 | 2 | 2 | 1 | 1 | 0
PG&E GBA | Mt Eden | 115 | Wind, Onshore |  |  | 0 | 0 | 0 | 0 | 0 | 0 | 0 | 0 | 0 | 5 | 5 | 1 | 1 |  | 1 | 1 | N/A |  |  |  | N/A | N/A | N/A | N/A | N/A | N/A | N/A | 2 | 1 | 2 | 1 | 2 | 1 | 1 | 0
PG&E KERN | Mt Poso | 115 | Wind, Onshore |  |  | 0 | 0 | 0 | 0 | 0 | 0 | 0 | 0 | 0 | 5 | 2 | 5 | 2 |  | 1 | 1 | N/A |  |  |  | N/A | N/A | N/A | N/A | N/A | N/A | N/A | 1 | 1 | 2 | 1 | 1 | 1 | 1 | 0
SDGE | Murray | 69 | Wind, Onshore |  |  | 0 | 0 | 0 | 0 | 0 | 0 | 0 | 0 | 0 | 1 | 1 | 1 | 1 |  | 1 | 1 | N/A |  |  |  | N/A | N/A | N/A | N/A | N/A | N/A | N/A | 2 | 1 | 2 | 1 | 2 | 1 | 1 | 0
PG&E FRESNO | Mustang | 230 | Wind, Onshore |  |  | 0 | 0 | 0 | 0 | 0 | 0 | 0 | 0 | 0 | 5 | 5 | 5 | 4 |  | 1 | 1 | N/A |  |  |  | N/A | N/A | N/A | N/A | N/A | N/A | N/A | 1 | 1 | 1 | 2 | 1 | 1 | 1 | 0
SCE Northern | Neenach | 66 | Wind, Onshore |  |  | 0 | 0 | 0 | 0 | 0 | 0 | 0 | 0 | 0 | 1 | 1 | 1 | 1 |  | 1 | 1 | N/A |  |  |  | N/A | N/A | N/A | N/A | N/A | N/A | N/A | 2 | 1 | 4 | 1 | 3 | 1 | 1 | 0
PG&E KERN | New Sub - Gates - Midway (Proposed) | 230 | Wind, Onshore |  |  | 0 | 0 | 0 | 0 | 0 | 0 | 0 | 0 | 0 | 5 | 5 | 5 | 4 | 3 | 1 | 1 | N/A |  |  |  | N/A | N/A | N/A | N/A | N/A | N/A | N/A | 1 | 1 | 4 | 2 | 1 | 1 | 1 | 0
PG&E KERN | New Sub - Gates - Templeton (Proposed) | 230 | Wind, Onshore |  |  | 0 | 0 | 0 | 0 | 0 | 0 | 0 | 0 | 0 | 5 | 5 | 5 | 4 |  | 1 | 1 | N/A |  |  |  | N/A | N/A | N/A | N/A | N/A | N/A | N/A | 1 | 1 | 4 | 2 | 1 | 1 | 1 | 0
SCE NOL | New Sub - Kramer - Lugo (Proposed) | 230 | Wind, Onshore |  |  | 0 | 0 | 0 | 0 | 0 | 0 | 0 | 0 | 0 | 3 | 3 | 1 | 1 |  | 1 | 1 | N/A |  |  |  | N/A | N/A | N/A | N/A | N/A | N/A | N/A | 2 | 1 | 2 | 1 | 1 | 1 | 1 | 0
PG&E FRESNO | New Sub - Los Banos - Midway (Proposed) | 500 | Wind, Onshore |  |  | 0 | 0 | 0 | 0 | 0 | 0 | 0 | 0 | 0 | 5 | 5 | 4 | 4 | 5 | 1 | 1 | N/A |  |  |  | N/A | N/A | N/A | N/A | N/A | N/A | N/A | 1 | 1 | 4 | 2 | 1 | 1 | 1 | 0
SCE NOL | New Sub - Lugo - Pisgah (Proposed) | 230 | Wind, Onshore |  |  | 0 | 0 | 0 | 0 | 0 | 0 | 0 | 0 | 0 | 1 | 1 | 1 | 1 |  | 2 | 1 | 1 |  |  |  | 2 | 1 | 1 | 1 | 1 | 3 | 1 | 2 | 1 | 3 | 1 | 3 | 1 | 5 | 1
PG&E KERN | New Sub - Midway - Wheeler Ridge (Proposed) | 230 | Wind, Onshore |  |  | 0 | 0 | 0 | 0 | 0 | 0 | 0 | 0 | 0 | 5 | 5 | 5 | 4 |  | 1 | 1 | N/A |  |  |  | N/A | N/A | N/A | N/A | N/A | N/A | N/A | 1 | 1 | 3 | 1 | 1 | 1 | 1 | 0
PG&E NGBA | New Sub - Near existing Leavitt (PSREC) | 345 | Wind, Onshore | YES | Northern CA Wind Mapped to NVE area | 0 | 0 | 0 | 0 | 0 | 0 | 0 | 0 | 0 | 5 | 5 | 1 | 1 |  | 3 | 1 | 1 |  |  |  | 5 | 2 | 1 | 1 | 2 | 2 | 1 | 2 | 2 | 1 | 1 | 3 | 1 | 4 | 1
PG&E NGBA | New Sub - Near existing Madeline (NVE) | 345 | Wind, Onshore | YES | Northern CA Wind Mapped to NVE area | 0 | 0 | 0 | 0 | 0 | 0 | 0 | 0 | 0 | 5 | 5 | 1 | 1 |  | 3 | 1 | 1 |  |  |  | 5 | 1 | 1 | 1 | 1 | 3 | 1 | 2 | 2 | 4 | 1 | 3 | 1 | 4 | 1
SDGE | New Sub - North Gila - IV (Proposed) | 500 | Wind, Onshore |  |  | 0 | 0 | 0 | 0 | 0 | 0 | 0 | 0 | 0 | 1 | 1 | 1 | 1 |  | 1 | 1 | N/A |  |  |  | N/A | N/A | N/A | N/A | N/A | N/A | N/A | 2 | 1 | 4 | 2 | 2 | 1 | 1 | 0
PG&E NGBA | New Sub - Pit 1 - Cottonwood (Proposed) | 230 | Wind, Onshore |  |  | 0 | 0 | 0 | 0 | 0 | 0 | 0 | 0 | 0 | 5 | 5 | 3 | 2 |  | 2 | 1 | 1 |  |  |  | 5 | 2 | 1 | 1 | 3 | 1 | 1 | 2 | 2 | 4 | 2 | 3 | 4+ | 4 | 1
PG&E GBA | New Sub - Rancho Seco - Bellota (Proposed) | 230 | Wind, Onshore |  |  | 0 | 0 | 0 | 0 | 0 | 0 | 0 | 0 | 0 | 1 | 1 | 1 | 1 |  | 1 | 1 | N/A |  |  |  | N/A | N/A | N/A | N/A | N/A | N/A | N/A | 1 | 1 | 4 | 2 | 3 | 1 | 1 | 0
SDGE | New Sub - Suncrest - Ocotillo (Proposed) | 500 | Wind, Onshore |  |  | 280 | 0 | 280 | 0 | 0 | 0 | 280 | 0 | 280 | 1 | 1 | 1 | 1 |  | 2 | 2 | 4 |  |  |  | 5 | 2 | 2 | 2 | 3 | 2 | 2 | 2 | 1 | 4 | 1 | 3 | 3+ | 3 | 1
PG&E FRESNO | New Sub - Westley - Quinto (Proposed) | 230 | Wind, Onshore |  |  | 0 | 0 | 0 | 0 | 0 | 0 | 0 | 0 | 0 | 1 | 1 | 1 | 1 |  | 1 | 1 | N/A |  |  |  | N/A | N/A | N/A | N/A | N/A | N/A | N/A | 1 | 1 | 4 | 2 | 1 | 1 | 1 | 0
PG&E GBA | Newark | 115 | Wind, Onshore |  |  | 0 | 0 | 0 | 0 | 0 | 0 | 0 | 0 | 0 | 1 | 1 | 1 | 1 |  | 1 | 1 | N/A |  |  |  | N/A | N/A | N/A | N/A | N/A | N/A | N/A | 2 | 1 | 3 | 1 | 2 | 1 | 1 | 0
PG&E GBA | Newark | 230 | Wind, Onshore |  |  | 0 | 0 | 0 | 0 | 0 | 0 | 0 | 0 | 0 | 1 | 1 | 1 | 1 | 4 | 1 | 1 | N/A |  |  |  | N/A | N/A | N/A | N/A | N/A | N/A | N/A | 2 | 1 | 3 | 1 | 2 | 1 | 1 | 0
PG&E GBA | Newark | 60 | Wind, Onshore |  |  | 0 | 0 | 0 | 0 | 0 | 0 | 0 | 0 | 0 | 5 | 5 | 1 | 1 | 3 | 1 | 1 | N/A |  |  |  | N/A | N/A | N/A | N/A | N/A | N/A | N/A | 2 | 1 | 3 | 1 | 2 | 1 | 1 | 0
PG&E FRESNO | Newhall | 115 | Wind, Onshore |  |  | 0 | 0 | 0 | 0 | 0 | 0 | 0 | 0 | 0 | 5 | 2 | 5 | 2 |  | 1 | 1 | N/A |  |  |  | N/A | N/A | N/A | N/A | N/A | N/A | N/A | 1 | 1 | 4 | 2 | 1 | 1 | 1 | 0
PG&E KERN | Norco | 115 | Wind, Onshore |  |  | 0 | 0 | 0 | 0 | 0 | 0 | 0 | 0 | 0 | 5 | 5 | 5 | 4 |  | 2 | 1 | 1 |  |  |  | 1 | 1 | 1 | 1 | 1 | 1 | 1 | 1 | 1 | 3 | 1 | 1 | 1 | 1 | 0
PG&E GBA | Nortech | 115 | Wind, Onshore |  |  | 0 | 0 | 0 | 0 | 0 | 0 | 0 | 0 | 0 | 1 | 1 | 1 | 1 |  | 2 | 1 | N/A |  |  |  | N/A | N/A | N/A | N/A | N/A | N/A | N/A | 2 | 1 | 2 | 2 | 1 | 1 | 1 | 0
SDGE | North City Metering | 138 | Wind, Onshore |  |  | 0 | 0 | 0 | 0 | 0 | 0 | 0 | 0 | 0 | 1 | 1 | 1 | 1 |  | 2 | 1 | N/A |  |  |  | N/A | N/A | N/A | N/A | N/A | N/A | N/A | 2 | 1 | 2 | 1 | 3 | 1 | 1 | 0
PG&E GBA | North Dublin | 230 | Wind, Onshore |  |  | 0 | 0 | 0 | 0 | 0 | 0 | 0 | 0 | 0 | 5 | 5 | 1 | 1 |  | 1 | 1 | N/A |  |  |  | N/A | N/A | N/A | N/A | N/A | N/A | N/A | 2 | 1 | 2 | 1 | 3 | 1 | 1 | 0
SDGE | North Gila | 500 | Wind, Onshore |  |  | 0 | 0 | 0 | 0 | 0 | 0 | 0 | 0 | 0 | 1 | 1 | 1 | 1 |  | 1 | 1 | N/A |  |  |  | N/A | N/A | N/A | N/A | N/A | N/A | N/A | 2 | 2 | 4 | 2 | 3 | 1 | 1 | 0
SCE Metro | North of SONGS | 230 | Wind, Onshore |  |  | 0 | 0 | 0 | 0 | 0 | 0 | 0 | 0 | 0 | 1 | 1 | 1 | 1 |  | 1 | 1 | N/A |  |  |  | N/A | N/A | N/A | N/A | N/A | N/A | N/A | 2 | 1 | 3 | 1 | 3 | 1 | 1 | 0
SCE Metro | North of SONGS | 500 | Wind, Onshore |  |  | 0 | 0 | 0 | 0 | 0 | 0 | 0 | 0 | 0 | 1 | 1 | 1 | 1 |  | 1 | 1 | N/A |  |  |  | N/A | N/A | N/A | N/A | N/A | N/A | N/A | 2 | 1 | 3 | 1 | 3 | 1 | 1 | 0
PG&E NGBA | Notre Dame | 115 | Wind, Onshore |  |  | 0 | 0 | 0 | 0 | 0 | 0 | 0 | 0 | 0 | 5 | 5 | 1 | 1 |  | 1 | 1 | N/A |  |  |  | N/A | N/A | N/A | N/A | N/A | N/A | N/A | 2 | 1 | 4 | 2 | 2 | 1 | 1 | 0
PG&E GBA | Oakland C | 115 | Wind, Onshore |  |  | 0 | 0 | 0 | 0 | 0 | 0 | 0 | 0 | 0 | 5 | 5 | 1 | 1 | 3 | 1 | 1 | N/A |  |  |  | N/A | N/A | N/A | N/A | N/A | N/A | N/A | 2 | 1 | 1 | 1 | 2 | 1 | 1 | 0
PG&E GBA | Oakland J | 115 | Wind, Onshore |  |  | 0 | 0 | 0 | 0 | 0 | 0 | 0 | 0 | 0 | 5 | 5 | 1 | 1 |  | 1 | 1 | N/A |  |  |  | N/A | N/A | N/A | N/A | N/A | N/A | N/A | 2 | 1 | 2 | 1 | 1 | 1 | 1 | 0
PG&E GBA | Oakland L | 115 | Wind, Onshore |  |  | 0 | 0 | 0 | 0 | 0 | 0 | 0 | 0 | 0 | 5 | 5 | 1 | 1 |  | 1 | 1 | N/A |  |  |  | N/A | N/A | N/A | N/A | N/A | N/A | N/A | 2 | 1 | 2 | 1 | 1 | 1 | 1 | 0
PG&E GBA | Oakland X | 115 | Wind, Onshore |  |  | 0 | 0 | 0 | 0 | 0 | 0 | 0 | 0 | 0 | 5 | 5 | 1 | 1 |  | 1 | 1 | N/A |  |  |  | N/A | N/A | N/A | N/A | N/A | N/A | N/A | 2 | 1 | 2 | 1 | 2 | 1 | 1 | 0
SDGE | Ocean Ranch | 69 | Wind, Onshore |  |  | 0 | 0 | 0 | 0 | 0 | 0 | 0 | 0 | 0 | 1 | 1 | 1 | 1 |  | 1 | 1 | N/A |  |  |  | N/A | N/A | N/A | N/A | N/A | N/A | N/A | 2 | 1 | 4 | 1 | 3 | 1 | 1 | 0
PG&E KERN | Oceano | 115 | Wind, Onshore |  |  | 0 | 0 | 0 | 0 | 0 | 0 | 0 | 0 | 0 | 5 | 2 | 5 | 2 |  | 1 | 1 | N/A |  |  |  | N/A | N/A | N/A | N/A | N/A | N/A | N/A | 2 | 2 | 4 | 2 | 3 | 1 | 1 | 0
SDGE | Ocotillo Express | 500 | Wind, Onshore |  |  | 130 | 0 | 130 | 0 | 0 | 0 | 130 | 0 | 130 | 1 | 1 | 1 | 1 |  | 1 | 4 | N/A |  |  |  | N/A | N/A | N/A | N/A | N/A | N/A | N/A | 2 | 1 | 4 | 2 | 3 | 5- | 1 | 1
PG&E KERN | Old River | 70 | Wind, Onshore |  |  | 0 | 0 | 0 | 0 | 0 | 0 | 0 | 0 | 0 | 5 | 5 | 5 | 4 |  | 1 | 1 | N/A |  |  |  | N/A | N/A | N/A | N/A | N/A | N/A | N/A | 1 | 1 | 4 | 1 | 2 | 1 | 1 | 0
SDGE | Old Town | 230 | Wind, Onshore |  |  | 0 | 0 | 0 | 0 | 0 | 0 | 0 | 0 | 0 | 1 | 1 | 1 | 1 |  | 1 | 1 | N/A |  |  |  | N/A | N/A | N/A | N/A | N/A | N/A | N/A | 2 | 1 | 3 | 1 | 2 | 1 | 1 | 0
SCE Metro | Olinda | 230 | Wind, Onshore |  |  | 0 | 0 | 0 | 0 | 0 | 0 | 0 | 0 | 0 | 1 | 1 | 1 | 1 |  | 1 | 1 | N/A |  |  |  | N/A | N/A | N/A | N/A | N/A | N/A | N/A | 1 | 1 | 2 | 1 | 2 | 1 | 1 | 0
PG&E FRESNO | Olive | 115 | Wind, Onshore |  |  | 0 | 0 | 0 | 0 | 0 | 0 | 0 | 0 | 0 | 5 | 5 | 5 | 4 | 3 | 1 | 1 | N/A |  |  |  | N/A | N/A | N/A | N/A | N/A | N/A | N/A | 1 | 1 | 4 | 1 | 1 | 1 | 1 | 0
PG&E NGBA | Olivehurst | 115 | Wind, Onshore |  |  | 0 | 0 | 0 | 0 | 0 | 0 | 0 | 0 | 0 | 5 | 5 | 1 | 1 |  | 1 | 1 | N/A |  |  |  | N/A | N/A | N/A | N/A | N/A | N/A | N/A | 2 | 2 | 2 | 1 | 2 | 1 | 1 | 0
PG&E NGBA | Oregon Trail | 60 | Wind, Onshore |  |  | 0 | 0 | 0 | 0 | 0 | 0 | 0 | 0 | 0 | 5 | 5 | 1 | 1 |  | 1 | 1 | N/A |  |  |  | N/A | N/A | N/A | N/A | N/A | N/A | N/A | 2 | 2 | 3 | 2 | 3 | 1 | 1 | 0
SCE Northern | Ormond Beach | 230 | Wind, Onshore |  |  | 0 | 0 | 0 | 0 | 0 | 0 | 0 | 0 | 0 | 5 | 2 | 4 | 2 |  | 1 | 1 | N/A |  |  |  | N/A | N/A | N/A | N/A | N/A | N/A | N/A | 2 | 1 | 1 | 1 | 1 | 1 | 1 | 0
PG&E FRESNO | Oro Loma | 115 | Wind, Onshore |  |  | 0 | 0 | 0 | 0 | 0 | 0 | 0 | 0 | 0 | 5 | 2 | 5 | 2 |  | 1 | 1 | N/A |  |  |  | N/A | N/A | N/A | N/A | N/A | N/A | N/A | 1 | 1 | 4 | 2 | 1 | 1 | 1 | 0
PG&E FRESNO | Oro Loma | 70 | Wind, Onshore |  |  | 0 | 0 | 0 | 0 | 0 | 0 | 0 | 0 | 0 | 5 | 2 | 5 | 2 |  | 1 | 1 | N/A |  |  |  | N/A | N/A | N/A | N/A | N/A | N/A | N/A | 1 | 1 | 4 | 2 | 1 | 1 | 1 | 0
PG&E FRESNO | Orosi | 70 | Wind, Onshore |  |  | 0 | 0 | 0 | 0 | 0 | 0 | 0 | 0 | 0 | 5 | 2 | 5 | 2 |  | 1 | 1 | N/A |  |  |  | N/A | N/A | N/A | N/A | N/A | N/A | N/A | 1 | 1 | 4 | 1 | 1 | 1 | 1 | 0
SDGE | Otay | 69 | Wind, Onshore |  |  | 0 | 0 | 0 | 0 | 0 | 0 | 0 | 0 | 0 | 1 | 1 | 1 | 1 |  | 1 | 1 | N/A |  |  |  | N/A | N/A | N/A | N/A | N/A | N/A | N/A | 2 | 1 | 1 | 1 | 1 | 1 | 1 | 0
SDGE | Otay Mesa | 230 | Wind, Onshore |  |  | 0 | 0 | 0 | 0 | 0 | 0 | 0 | 0 | 0 | 1 | 1 | 1 | 1 |  | 1 | 1 | N/A |  |  |  | N/A | N/A | N/A | N/A | N/A | N/A | N/A | 2 | 1 | 1 | 1 | 3 | 1 | 1 | 0
PG&E FRESNO | Padre Flats SW STA | 230 | Wind, Onshore |  |  | 0 | 0 | 0 | 0 | 0 | 0 | 0 | 0 | 0 | 5 | 2 | 5 | 2 |  | 1 | 1 | N/A |  |  |  | N/A | N/A | N/A | N/A | N/A | N/A | N/A | 1 | 1 | 4 | 2 | 1 | 1 | 1 | 0
EOP | Pahrump | 138 | Wind, Onshore |  |  | 0 | 0 | 0 | 0 | 0 | 0 | 0 | 0 | 0 | 5 | 2 | 4 | 2 |  | 1 | 1 | N/A |  |  |  | N/A | N/A | N/A | N/A | N/A | N/A | N/A | 2 | 2 | 4 | 1 | 3 | 1 | 1 | 0
EOP | Pahrump | 230 | Wind, Onshore |  |  | 0 | 0 | 0 | 0 | 0 | 0 | 0 | 0 | 0 | 5 | 2 | 4 | 2 |  | 1 | 1 | N/A |  |  |  | N/A | N/A | N/A | N/A | N/A | N/A | N/A | 2 | 2 | 4 | 1 | 3 | 1 | 1 | 0
SDGE | Pala | 69 | Wind, Onshore |  |  | 0 | 0 | 0 | 0 | 0 | 0 | 0 | 0 | 0 | 1 | 1 | 1 | 1 |  | 1 | 1 | N/A |  |  |  | N/A | N/A | N/A | N/A | N/A | N/A | N/A | 2 | 1 | 1 | 1 | 3 | 1 | 1 | 0
PG&E NGBA | Palermo | 115 | Wind, Onshore |  |  | 0 | 0 | 0 | 0 | 0 | 0 | 0 | 0 | 0 | 5 | 5 | 1 | 1 | 4 | 1 | 1 | N/A |  |  |  | N/A | N/A | N/A | N/A | N/A | N/A | N/A | 2 | 1 | 2 | 2 | 2 | 1 | 1 | 0
PG&E NGBA | Palermo | 230 | Wind, Onshore |  |  | 0 | 0 | 0 | 0 | 0 | 0 | 0 | 0 | 0 | 5 | 5 | 1 | 1 |  | 1 | 1 | N/A |  |  |  | N/A | N/A | N/A | N/A | N/A | N/A | N/A | 2 | 1 | 2 | 2 | 2 | 1 | 1 | 0
SCE Eastern | Palo Verde | 500 | Wind, Onshore |  |  | 0 | 0 | 0 | 0 | 0 | 0 | 0 | 0 | 0 | 5 | 4 | 4 | 2 |  | 1 | 1 | N/A |  |  |  | N/A | N/A | N/A | N/A | N/A | N/A | N/A | 2 | 1 | 4 | 2 | 3 | 1 | 1 | 0
SDGE | Palomar Energy | 230 | Wind, Onshore |  |  | 0 | 0 | 0 | 0 | 0 | 0 | 0 | 0 | 0 | 1 | 1 | 1 | 1 |  | 1 | 1 | N/A |  |  |  | N/A | N/A | N/A | N/A | N/A | N/A | N/A | 2 | 1 | 2 | 1 | 3 | 1 | 1 | 0
PG&E KERN | Panama | 70 | Wind, Onshore |  |  | 0 | 0 | 0 | 0 | 0 | 0 | 0 | 0 | 0 | 5 | 2 | 5 | 2 |  | 1 | 1 | N/A |  |  |  | N/A | N/A | N/A | N/A | N/A | N/A | N/A | 1 | 1 | 4 | 1 | 1 | 1 | 1 | 0
PG&E FRESNO | Panoche | 115 | Wind, Onshore |  |  | 0 | 0 | 0 | 0 | 0 | 0 | 0 | 0 | 0 | 5 | 2 | 5 | 2 |  | 1 | 1 | N/A |  |  |  | N/A | N/A | N/A | N/A | N/A | N/A | N/A | 1 | 1 | 1 | 2 | 1 | 1 | 1 | 0
PG&E FRESNO | Panoche | 230 | Wind, Onshore |  |  | 0 | 0 | 0 | 0 | 0 | 0 | 0 | 0 | 0 | 5 | 2 | 5 | 2 | 3 | 1 | 1 | N/A |  |  |  | N/A | N/A | N/A | N/A | N/A | N/A | N/A | 1 | 1 | 1 | 2 | 1 | 1 | 1 | 0
SCE Northern | Pardee | 230 | Wind, Onshore |  |  | 0 | 0 | 0 | 0 | 0 | 0 | 0 | 0 | 0 | 5 | 2 | 4 | 2 |  | 1 | 1 | N/A |  |  |  | N/A | N/A | N/A | N/A | N/A | N/A | N/A | 1 | 1 | 3 | 1 | 3 | 1 | 1 | 0
PG&E NGBA | Parkway | 230 | Wind, Onshore |  |  | 0 | 0 | 0 | 0 | 0 | 0 | 0 | 0 | 0 | 5 | 5 | 1 | 1 |  | 1 | 1 | N/A |  |  |  | N/A | N/A | N/A | N/A | N/A | N/A | N/A | 2 | 1 | 4 | 1 | 2 | 1 | 1 | 0
SCE Northern | Pastoria | 230 | Wind, Onshore |  |  | 0 | 0 | 0 | 0 | 0 | 0 | 0 | 0 | 0 | 5 | 2 | 4 | 2 |  | 1 | 1 | N/A |  |  |  | N/A | N/A | N/A | N/A | N/A | N/A | N/A | 1 | 1 | 2 | 1 | 3 | 1 | 1 | 0
SCE Metro | Pauda | 230 | Wind, Onshore |  |  | 0 | 0 | 0 | 0 | 0 | 0 | 0 | 0 | 0 | 1 | 1 | 1 | 1 |  | 1 | 1 | N/A |  |  |  | N/A | N/A | N/A | N/A | N/A | N/A | N/A | 1 | 1 | 2 | 1 | 2 | 1 | 1 | 0
PG&E GBA | Paul Sweet | 115 | Wind, Onshore |  |  | 0 | 0 | 0 | 0 | 0 | 0 | 0 | 0 | 0 | 1 | 1 | 1 | 1 |  | 1 | 1 | N/A |  |  |  | N/A | N/A | N/A | N/A | N/A | N/A | N/A | 2 | 2 | 2 | 2 | 3 | 1 | 1 | 0
PG&E NGBA | Peabody | 230 | Wind, Onshore |  |  | 0 | 0 | 0 | 0 | 0 | 0 | 0 | 0 | 0 | 5 | 5 | 1 | 1 |  | 1 | 1 | N/A |  |  |  | N/A | N/A | N/A | N/A | N/A | N/A | N/A | 2 | 1 | 2 | 1 | 2 | 1 | 1 | 0
PG&E NGBA | Pease | 115 | Wind, Onshore |  |  | 0 | 0 | 0 | 0 | 0 | 0 | 0 | 0 | 0 | 5 | 5 | 1 | 1 |  | 1 | 1 | N/A |  |  |  | N/A | N/A | N/A | N/A | N/A | N/A | N/A | 2 | 2 | 2 | 1 | 2 | 1 | 1 | 0
PG&E NGBA | Pease | 60 | Wind, Onshore |  |  | 0 | 0 | 0 | 0 | 0 | 0 | 0 | 0 | 0 | 5 | 5 | 1 | 1 |  | 1 | 1 | N/A |  |  |  | N/A | N/A | N/A | N/A | N/A | N/A | N/A | 2 | 2 | 2 | 1 | 2 | 1 | 1 | 0
SDGE | Penasquitos | 138 | Wind, Onshore |  |  | 0 | 0 | 0 | 0 | 0 | 0 | 0 | 0 | 0 | 1 | 1 | 1 | 1 |  | 1 | 1 | 1 |  |  |  | 1 | 1 | 1 | 2 | 2 | 1 | 1 | 2 | 1 | 2 | 1 | 3 | 1 | 1 | 0
SDGE | Penasquitos | 230 | Wind, Onshore |  |  | 0 | 0 | 0 | 0 | 0 | 0 | 0 | 0 | 0 | 1 | 1 | 1 | 1 |  | 1 | 1 | N/A |  |  |  | N/A | N/A | N/A | N/A | N/A | N/A | N/A | 2 | 1 | 2 | 1 | 3 | 1 | 1 | 0
SDGE | Penasquitos | 69 | Wind, Onshore |  |  | 0 | 0 | 0 | 0 | 0 | 0 | 0 | 0 | 0 | 1 | 1 | 1 | 1 |  | 4 | 1 | 1 |  |  |  | 1 | 1 | 1 | 2 | 2 | 1 | 1 | 2 | 1 | 2 | 1 | 3 | 1 | 1 | 0
SDGE | Pendleton | 69 | Wind, Onshore |  |  | 0 | 0 | 0 | 0 | 0 | 0 | 0 | 0 | 0 | 1 | 1 | 1 | 1 |  | 1 | 1 | N/A |  |  |  | N/A | N/A | N/A | N/A | N/A | N/A | N/A | 2 | 1 | 4 | 1 | 3 | 1 | 1 | 0
PG&E NGBA | Penngrove | 115 | Wind, Onshore |  |  | 0 | 0 | 0 | 0 | 0 | 0 | 0 | 0 | 0 | 5 | 5 | 1 | 1 |  | 1 | 1 | N/A |  |  |  | N/A | N/A | N/A | N/A | N/A | N/A | N/A | 2 | 1 | 3 | 2 | 2 | 1 | 1 | 0
PG&E GBA | Peoria | 115 | Wind, Onshore |  |  | 0 | 0 | 0 | 0 | 0 | 0 | 0 | 0 | 0 | 1 | 1 | 1 | 1 |  | 2 | 1 | 1 |  |  |  | 1 | 1 | 1 | 1 | 1 | 1 | 1 | 2 | 1 | 4 | 1 | 3 | 1 | 1 | 0
PG&E GBA | Piercy | 115 | Wind, Onshore |  |  | 0 | 0 | 0 | 0 | 0 | 0 | 0 | 0 | 0 | 1 | 1 | 1 | 1 |  | 1 | 1 | N/A |  |  |  | N/A | N/A | N/A | N/A | N/A | N/A | N/A | 2 | 1 | 2 | 2 | 2 | 1 | 1 | 0
PG&E FRESNO | Pine Flat | 230 | Wind, Onshore |  |  | 0 | 0 | 0 | 0 | 0 | 0 | 0 | 0 | 0 | 5 | 5 | 5 | 2 |  | 1 | 1 | N/A |  |  |  | N/A | N/A | N/A | N/A | N/A | N/A | N/A | 1 | 1 | 4 | 2 | 3 | 1 | 1 | 0
SCE NOL | Pisgah | 230 | Wind, Onshore |  |  | 0 | 0 | 0 | 0 | 0 | 0 | 0 | 0 | 0 | 1 | 1 | 1 | 1 | 4 | 1 | 1 | N/A |  |  |  | N/A | N/A | N/A | N/A | N/A | N/A | N/A | 2 | 1 | 4 | 1 | 1 | 1 | 1 | 0
PG&E NGBA | Pit 1 | 230 | Wind, Onshore |  |  | 0 | 0 | 0 | 0 | 0 | 0 | 0 | 0 | 0 | 5 | 5 | 3 | 2 |  | 1 | 1 | N/A |  |  |  | N/A | N/A | N/A | N/A | N/A | N/A | N/A | 2 | 2 | 4 | 2 | 3 | 1 | 1 | 0
PG&E NGBA | Pit 1 | 60 | Wind, Onshore |  |  | 0 | 0 | 0 | 0 | 0 | 0 | 0 | 0 | 0 | 5 | 5 | 3 | 2 |  | 1 | 1 | N/A |  |  |  | N/A | N/A | N/A | N/A | N/A | N/A | N/A | 2 | 2 | 4 | 2 | 3 | 1 | 1 | 0
PG&E NGBA | Pit 3 | 230 | Wind, Onshore |  |  | 0 | 0 | 0 | 0 | 0 | 0 | 0 | 0 | 0 | 5 | 5 | 3 | 2 |  | 1 | 1 | N/A |  |  |  | N/A | N/A | N/A | N/A | N/A | N/A | N/A | 2 | 2 | 4 | 2 | 3 | 1 | 1 | 0
PG&E NGBA | Pit 4 | 230 | Wind, Onshore |  |  | 0 | 0 | 0 | 0 | 0 | 0 | 0 | 0 | 0 | 5 | 5 | 1 | 1 |  | 1 | 1 | N/A |  |  |  | N/A | N/A | N/A | N/A | N/A | N/A | N/A | 2 | 2 | 4 | 2 | 3 | 1 | 1 | 0
PG&E GBA | Pittsburg | 115 | Wind, Onshore |  |  | 0 | 0 | 0 | 0 | 0 | 0 | 0 | 0 | 0 | 5 | 5 | 1 | 1 | 4 | 1 | 1 | N/A |  |  |  | N/A | N/A | N/A | N/A | N/A | N/A | N/A | 2 | 1 | 2 | 1 | 1 | 1 | 1 | 0
PG&E GBA | Pittsburg | 230 | Wind, Onshore |  |  | 0 | 0 | 0 | 0 | 0 | 0 | 0 | 0 | 0 | 5 | 5 | 1 | 1 | 4 | 1 | 1 | N/A |  |  |  | N/A | N/A | N/A | N/A | N/A | N/A | N/A | 2 | 1 | 2 | 1 | 1 | 1 | 1 | 0
PG&E NGBA | Pleasant Grove | 115 | Wind, Onshore |  |  | 0 | 0 | 0 | 0 | 0 | 0 | 0 | 0 | 0 | 5 | 5 | 1 | 1 |  | 1 | 1 | N/A |  |  |  | N/A | N/A | N/A | N/A | N/A | N/A | N/A | 2 | 1 | 2 | 2 | 3 | 1 | 1 | 0
PG&E NGBA | POE | 230 | Wind, Onshore |  |  | 0 | 0 | 0 | 0 | 0 | 0 | 0 | 0 | 0 | 5 | 5 | 1 | 1 |  | 1 | 1 | N/A |  |  |  | N/A | N/A | N/A | N/A | N/A | N/A | N/A | 2 | 1 | 4 | 2 | 3 | 1 | 1 | 0
SDGE | Point Loma | 69 | Wind, Onshore |  |  | 0 | 0 | 0 | 0 | 0 | 0 | 0 | 0 | 0 | 1 | 1 | 1 | 1 |  | 1 | 1 | N/A |  |  |  | N/A | N/A | N/A | N/A | N/A | N/A | N/A | 2 | 1 | 3 | 1 | 2 | 1 | 1 | 0
SDGE | Pomerado | 69 | Wind, Onshore |  |  | 0 | 0 | 0 | 0 | 0 | 0 | 0 | 0 | 0 | 1 | 1 | 1 | 1 |  | 1 | 1 | N/A |  |  |  | N/A | N/A | N/A | N/A | N/A | N/A | N/A | 2 | 1 | 3 | 1 | 3 | 1 | 1 | 0
PG&E KERN | Poso Mountain | 115 | Wind, Onshore |  |  | 0 | 0 | 0 | 0 | 0 | 0 | 0 | 0 | 0 | 5 | 5 | 5 | 4 |  | 1 | 1 | N/A |  |  |  | N/A | N/A | N/A | N/A | N/A | N/A | N/A | 1 | 1 | 3 | 1 | 2 | 1 | 1 | 0
EOP | Primm | 230 | Wind, Onshore |  |  | 0 | 0 | 0 | 0 | 0 | 0 | 0 | 0 | 0 | 5 | 2 | 4 | 2 |  | 1 | 1 | N/A |  |  |  | N/A | N/A | N/A | N/A | N/A | N/A | N/A | 2 | 2 | 4 | 1 | 2 | 1 | 1 | 0
PG&E NGBA | Putah Creek | 115 | Wind, Onshore |  |  | 0 | 0 | 0 | 0 | 0 | 0 | 0 | 0 | 0 | 5 | 5 | 1 | 1 |  | 1 | 1 | N/A |  |  |  | N/A | N/A | N/A | N/A | N/A | N/A | N/A | 2 | 1 | 3 | 2 | 3 | 1 | 1 | 0
SDGE | Q1806 | 138 | Wind, Onshore |  |  | 0 | 0 | 0 | 0 | 0 | 0 | 0 | 0 | 0 | 1 | 1 | 1 | 1 |  | 1 | 1 | N/A |  |  |  | N/A | N/A | N/A | N/A | N/A | N/A | N/A | 1 | 1 | 2 | 1 | 3 | 1 | 1 | 0
PG&E FRESNO | Quinto | 230 | Wind, Onshore |  |  | 0 | 0 | 0 | 0 | 0 | 0 | 0 | 0 | 0 | 5 | 2 | 5 | 2 |  | 1 | 1 | N/A |  |  |  | N/A | N/A | N/A | N/A | N/A | N/A | N/A | 1 | 1 | 4 | 2 | 1 | 1 | 1 | 0
PG&E GBA | Race Track | 115 | Wind, Onshore |  |  | 20 | 0 | 20 | 0 | 0 | 0 | 20 | 0 | 20 | 1 | 1 | 1 | 1 |  | 1 | 1 | N/A |  |  |  | N/A | N/A | N/A | N/A | N/A | N/A | N/A | 2 | 1 | 4 | 1 | 3 | 5- | 1 | 1
SDGE | Rancho Mission Viejo | 138 | Wind, Onshore |  |  | 0 | 0 | 0 | 0 | 0 | 0 | 0 | 0 | 0 | 1 | 1 | 1 | 1 |  | 1 | 1 | N/A |  |  |  | N/A | N/A | N/A | N/A | N/A | N/A | N/A | 1 | 1 | 2 | 1 | 3 | 1 | 1 | 0
PG&E GBA | Rancho Seco | 230 | Wind, Onshore |  |  | 0 | 0 | 0 | 0 | 0 | 0 | 0 | 0 | 0 | 1 | 1 | 1 | 1 |  | 1 | 1 | N/A |  |  |  | N/A | N/A | N/A | N/A | N/A | N/A | N/A | 2 | 1 | 1 | 2 | 3 | 1 | 1 | 0
SCE Metro | Rancho Vista | 230 | Wind, Onshore |  |  | 0 | 0 | 0 | 0 | 0 | 0 | 0 | 0 | 0 | 1 | 1 | 1 | 1 |  | 1 | 1 | N/A |  |  |  | N/A | N/A | N/A | N/A | N/A | N/A | N/A | 1 | 1 | 1 | 1 | 1 | 1 | 1 | 0
SCE Metro | Rancho Vista | 500 | Wind, Onshore |  |  | 0 | 0 | 0 | 0 | 0 | 0 | 0 | 0 | 0 | 1 | 1 | 1 | 1 |  | 1 | 1 | N/A |  |  |  | N/A | N/A | N/A | N/A | N/A | N/A | N/A | 1 | 1 | 1 | 1 | 1 | 1 | 1 | 0
SCE NOL | Ransburg | 115 | Wind, Onshore |  |  | 0 | 0 | 0 | 0 | 0 | 0 | 0 | 0 | 0 | 3 | 3 | 1 | 1 |  | 1 | 1 | N/A |  |  |  | N/A | N/A | N/A | N/A | N/A | N/A | N/A | 2 | 1 | 4 | 1 | 1 | 1 | 1 | 0
PG&E GBA | Ravenswood | 115 | Wind, Onshore |  |  | 0 | 0 | 0 | 0 | 0 | 0 | 0 | 0 | 0 | 5 | 5 | 1 | 1 |  | 1 | 1 | N/A |  |  |  | N/A | N/A | N/A | N/A | N/A | N/A | N/A | 2 | 1 | 2 | 1 | 2 | 1 | 1 | 0
PG&E GBA | Ravenswood | 230 | Wind, Onshore |  |  | 0 | 0 | 0 | 0 | 0 | 0 | 0 | 0 | 0 | 5 | 5 | 1 | 1 |  | 1 | 1 | N/A |  |  |  | N/A | N/A | N/A | N/A | N/A | N/A | N/A | 2 | 1 | 2 | 1 | 2 | 1 | 1 | 0
SCE Northern | Rector | 230 | Wind, Onshore |  |  | 0 | 0 | 0 | 0 | 0 | 0 | 0 | 0 | 0 | 1 | 1 | 1 | 1 |  | 1 | 1 | N/A |  |  |  | N/A | N/A | N/A | N/A | N/A | N/A | N/A | 1 | 1 | 2 | 1 | 2 | 1 | 1 | 0
SCE Eastern | Red Bluff | 230 | Wind, Onshore |  |  | 0 | 0 | 0 | 0 | 0 | 0 | 0 | 0 | 0 | 4 | 4 | 1 | 1 | 1 | 1 | 1 | N/A |  |  |  | N/A | N/A | N/A | N/A | N/A | N/A | N/A | 2 | 2 | 4 | 1 | 3 | 1 | 1 | 0
SCE Eastern | Red Bluff | 500 | Wind, Onshore |  |  | 0 | 0 | 0 | 0 | 0 | 0 | 0 | 0 | 0 | 4 | 4 | 1 | 1 | 5 | 1 | 1 | N/A |  |  |  | N/A | N/A | N/A | N/A | N/A | N/A | N/A | 2 | 2 | 4 | 1 | 3 | 1 | 1 | 0
PG&E NGBA | Redbud | 115 | Wind, Onshore |  |  | 0 | 0 | 0 | 0 | 0 | 0 | 0 | 0 | 0 | 5 | 5 | 1 | 1 |  | 1 | 1 | N/A |  |  |  | N/A | N/A | N/A | N/A | N/A | N/A | N/A | 2 | 2 | 4 | 2 | 3 | 1 | 1 | 0
SCE Metro | Redondo | 230 | Wind, Onshore |  |  | 0 | 0 | 0 | 0 | 0 | 0 | 0 | 0 | 0 | 1 | 1 | 1 | 1 |  | 1 | 1 | N/A |  |  |  | N/A | N/A | N/A | N/A | N/A | N/A | N/A | 1 | 1 | 2 | 1 | 2 | 1 | 1 | 0
PG&E FRESNO | Reedley | 115 | Wind, Onshore |  |  | 0 | 0 | 0 | 0 | 0 | 0 | 0 | 0 | 0 | 5 | 5 | 5 | 4 |  | 1 | 1 | N/A |  |  |  | N/A | N/A | N/A | N/A | N/A | N/A | N/A | 1 | 1 | 4 | 2 | 1 | 1 | 1 | 0
PG&E KERN | Renfro | 115 | Wind, Onshore |  |  | 0 | 0 | 0 | 0 | 0 | 0 | 0 | 0 | 0 | 5 | 2 | 5 | 2 |  | 1 | 1 | N/A |  |  |  | N/A | N/A | N/A | N/A | N/A | N/A | N/A | 1 | 1 | 2 | 1 | 2 | 1 | 1 | 0
PG&E GBA | Richmond R | 115 | Wind, Onshore |  |  | 0 | 0 | 0 | 0 | 0 | 0 | 0 | 0 | 0 | 5 | 5 | 1 | 1 |  | 1 | 1 | N/A |  |  |  | N/A | N/A | N/A | N/A | N/A | N/A | N/A | 2 | 1 | 2 | 1 | 2 | 1 | 1 | 0
PG&E NGBA | Rincon | 115 | Wind, Onshore |  |  | 0 | 0 | 0 | 0 | 0 | 0 | 0 | 0 | 0 | 5 | 5 | 1 | 1 |  | 1 | 1 | N/A |  |  |  | N/A | N/A | N/A | N/A | N/A | N/A | N/A | 2 | 1 | 3 | 2 | 2 | 1 | 1 | 0
PG&E KERN | Rio Bravo | 115 | Wind, Onshore |  |  | 0 | 0 | 0 | 0 | 0 | 0 | 0 | 0 | 0 | 5 | 2 | 5 | 2 | 4 | 1 | 1 | N/A |  |  |  | N/A | N/A | N/A | N/A | N/A | N/A | N/A | 1 | 1 | 2 | 1 | 1 | 1 | 1 | 0
SCE Metro | Rio Hondo | 230 | Wind, Onshore |  |  | 0 | 0 | 0 | 0 | 0 | 0 | 0 | 0 | 0 | 1 | 1 | 1 | 1 | 1 | 1 | 1 | N/A |  |  |  | N/A | N/A | N/A | N/A | N/A | N/A | N/A | 1 | 1 | 4 | 1 | 1 | 1 | 1 | 0
PG&E NGBA | Rio Oso | 115 | Wind, Onshore |  |  | 0 | 0 | 0 | 0 | 0 | 0 | 0 | 0 | 0 | 5 | 5 | 1 | 1 |  | 1 | 1 | N/A |  |  |  | N/A | N/A | N/A | N/A | N/A | N/A | N/A | 2 | 1 | 4 | 1 | 3 | 1 | 1 | 0
PG&E NGBA | Rio Oso | 230 | Wind, Onshore |  |  | 0 | 0 | 0 | 0 | 0 | 0 | 0 | 0 | 0 | 5 | 5 | 1 | 1 |  | 1 | 1 | N/A |  |  |  | N/A | N/A | N/A | N/A | N/A | N/A | N/A | 2 | 1 | 4 | 1 | 3 | 1 | 1 | 0
PG&E GBA | Ripon | 115 | Wind, Onshore |  |  | 0 | 0 | 0 | 0 | 0 | 0 | 0 | 0 | 0 | 1 | 1 | 1 | 1 | 3 | 1 | 1 | N/A |  |  |  | N/A | N/A | N/A | N/A | N/A | N/A | N/A | 1 | 1 | 2 | 2 | 2 | 1 | 1 | 0
PG&E GBA | Riverbank | 115 | Wind, Onshore |  |  | 0 | 0 | 0 | 0 | 0 | 0 | 0 | 0 | 0 | 1 | 1 | 1 | 1 |  | 1 | 1 | N/A |  |  |  | N/A | N/A | N/A | N/A | N/A | N/A | N/A | 1 | 1 | 3 | 2 | 2 | 1 | 1 | 0
SCE NOL | Roadway | 115 | Wind, Onshore |  |  | 0 | 0 | 0 | 0 | 0 | 0 | 0 | 0 | 0 | 1 | 1 | 1 | 1 | 3 | 1 | 1 | N/A |  |  |  | N/A | N/A | N/A | N/A | N/A | N/A | N/A | 2 | 1 | 2 | 1 | 1 | 1 | 1 | 0
PG&E NGBA | Rock Creek 1 | 230 | Wind, Onshore |  |  | 0 | 0 | 0 | 0 | 0 | 0 | 0 | 0 | 0 | 5 | 5 | 1 | 1 |  | 1 | 1 | N/A |  |  |  | N/A | N/A | N/A | N/A | N/A | N/A | N/A | 2 | 2 | 4 | 1 | 3 | 1 | 1 | 0
SCE Northern | Rosamond | 66 | Wind, Onshore |  |  | 0 | 0 | 0 | 0 | 0 | 0 | 0 | 0 | 0 | 1 | 1 | 1 | 1 |  | 1 | 1 | N/A |  |  |  | N/A | N/A | N/A | N/A | N/A | N/A | N/A | 2 | 1 | 4 | 1 | 3 | 1 | 1 | 0
PG&E GBA | Rossmoor | 230 | Wind, Onshore |  |  | 0 | 0 | 0 | 0 | 0 | 0 | 0 | 0 | 0 | 5 | 5 | 1 | 1 |  | 1 | 1 | N/A |  |  |  | N/A | N/A | N/A | N/A | N/A | N/A | N/A | 2 | 1 | 4 | 1 | 3 | 1 | 1 | 0
PG&E NGBA | Round Mountain | 230 | Wind, Onshore |  |  | 0 | 0 | 0 | 0 | 0 | 0 | 0 | 0 | 0 | 5 | 5 | 1 | 1 |  | 1 | 1 | 1 |  |  |  | 5 | 3 | 1 | 1 | 3 | 1 | 1 | 2 | 2 | 4 | 2 | 3 | 1 | 1 | 0
PG&E NGBA | Round Mountain | 500 | Wind, Onshore |  |  | 0 | 0 | 0 | 0 | 0 | 0 | 0 | 0 | 0 | 5 | 5 | 1 | 1 |  | 1 | 1 | N/A |  |  |  | N/A | N/A | N/A | N/A | N/A | N/A | N/A | 2 | 2 | 4 | 2 | 3 | 1 | 1 | 0
PG&E GBA | Salado | 115 | Wind, Onshore |  |  | 0 | 0 | 0 | 0 | 0 | 0 | 0 | 0 | 0 | 1 | 1 | 1 | 1 |  | 1 | 1 | N/A |  |  |  | N/A | N/A | N/A | N/A | N/A | N/A | N/A | 1 | 1 | 4 | 2 | 1 | 1 | 1 | 0
PG&E GBA | Salado | 60 | Wind, Onshore |  |  | 0 | 0 | 0 | 0 | 0 | 0 | 0 | 0 | 0 | 1 | 1 | 1 | 1 |  | 1 | 1 | N/A |  |  |  | N/A | N/A | N/A | N/A | N/A | N/A | N/A | 1 | 1 | 4 | 2 | 1 | 1 | 1 | 0
PG&E GBA | Salinas | 115 | Wind, Onshore |  |  | 60 | 0 | 60 | 0 | 0 | 0 | 60 | 0 | 60 | 1 | 1 | 1 | 1 |  | 1 | 2 | N/A |  |  |  | N/A | N/A | N/A | N/A | N/A | N/A | N/A | 2 | 2 | 3 | 2 | 2 | 5- | 1 | 1
SDGE | Salt Creek | 69 | Wind, Onshore |  |  | 0 | 0 | 0 | 0 | 0 | 0 | 0 | 0 | 0 | 1 | 1 | 1 | 1 |  | 1 | 1 | N/A |  |  |  | N/A | N/A | N/A | N/A | N/A | N/A | N/A | 2 | 1 | 3 | 1 | 2 | 1 | 1 | 0
SCE Eastern | San Bernardino | 230 | Wind, Onshore |  |  | 0 | 0 | 0 | 0 | 0 | 0 | 0 | 0 | 0 | 1 | 1 | 1 | 1 |  | 1 | 1 | N/A |  |  |  | N/A | N/A | N/A | N/A | N/A | N/A | N/A | 1 | 1 | 2 | 1 | 2 | 1 | 1 | 0
PG&E GBA | SAN FRAN A (POTRERO PP) | 115 | Wind, Onshore |  |  | 0 | 0 | 0 | 0 | 0 | 0 | 0 | 0 | 0 | 5 | 5 | 1 | 1 |  | 1 | 1 | N/A |  |  |  | N/A | N/A | N/A | N/A | N/A | N/A | N/A | 2 | 1 | 2 | 1 | 2 | 1 | 1 | 0
PG&E GBA | SAN FRAN A (POTRERO PP) | 230 | Wind, Onshore |  |  | 0 | 0 | 0 | 0 | 0 | 0 | 0 | 0 | 0 | 5 | 5 | 1 | 1 |  | 1 | 1 | N/A |  |  |  | N/A | N/A | N/A | N/A | N/A | N/A | N/A | 2 | 1 | 2 | 1 | 2 | 1 | 1 | 0
PG&E GBA | San Jose A | 115 | Wind, Onshore |  |  | 0 | 0 | 0 | 0 | 0 | 0 | 0 | 0 | 0 | 1 | 1 | 1 | 1 |  | 1 | 1 | N/A |  |  |  | N/A | N/A | N/A | N/A | N/A | N/A | N/A | 2 | 1 | 2 | 2 | 2 | 1 | 1 | 0
PG&E GBA | San Jose B | 115 | Wind, Onshore |  |  | 0 | 0 | 0 | 0 | 0 | 0 | 0 | 0 | 0 | 1 | 1 | 1 | 1 |  | 1 | 1 | N/A |  |  |  | N/A | N/A | N/A | N/A | N/A | N/A | N/A | 2 | 1 | 3 | 2 | 2 | 1 | 1 | 0
PG&E GBA | San Leandro U | 115 | Wind, Onshore |  |  | 0 | 0 | 0 | 0 | 0 | 0 | 0 | 0 | 0 | 5 | 5 | 1 | 1 |  | 1 | 1 | N/A |  |  |  | N/A | N/A | N/A | N/A | N/A | N/A | N/A | 2 | 1 | 3 | 1 | 2 | 1 | 1 | 0
PG&E KERN | San Luis Obispo | 115 | Wind, Onshore |  |  | 0 | 0 | 0 | 0 | 0 | 0 | 0 | 0 | 0 | 5 | 2 | 5 | 2 |  | 1 | 1 | N/A |  |  |  | N/A | N/A | N/A | N/A | N/A | N/A | N/A | 2 | 2 | 4 | 2 | 3 | 1 | 1 | 0
PG&E KERN | San Luis Obispo | 70 | Wind, Onshore |  |  | 0 | 0 | 0 | 0 | 0 | 0 | 0 | 0 | 0 | 5 | 2 | 5 | 2 |  | 1 | 1 | N/A |  |  |  | N/A | N/A | N/A | N/A | N/A | N/A | N/A | 2 | 2 | 4 | 2 | 3 | 1 | 1 | 0
SDGE | San Luis Rey | 230 | Wind, Onshore |  |  | 0 | 0 | 0 | 0 | 0 | 0 | 0 | 0 | 0 | 1 | 1 | 1 | 1 |  | 1 | 1 | N/A |  |  |  | N/A | N/A | N/A | N/A | N/A | N/A | N/A | 2 | 1 | 4 | 1 | 3 | 1 | 1 | 0
SDGE | San Luis Rey | 69 | Wind, Onshore |  |  | 0 | 0 | 0 | 0 | 0 | 0 | 0 | 0 | 0 | 1 | 1 | 1 | 1 |  | 1 | 1 | N/A |  |  |  | N/A | N/A | N/A | N/A | N/A | N/A | N/A | 2 | 1 | 4 | 1 | 3 | 1 | 1 | 0
SDGE | San Marcos | 69 | Wind, Onshore |  |  | 0 | 0 | 0 | 0 | 0 | 0 | 0 | 0 | 0 | 1 | 1 | 1 | 1 |  | 1 | 1 | N/A |  |  |  | N/A | N/A | N/A | N/A | N/A | N/A | N/A | 2 | 1 | 2 | 1 | 3 | 1 | 1 | 0
SCE Metro | San Onofre | 230 | Wind, Onshore |  |  | 0 | 0 | 0 | 0 | 0 | 0 | 0 | 0 | 0 | 1 | 1 | 1 | 1 |  | 1 | 1 | N/A |  |  |  | N/A | N/A | N/A | N/A | N/A | N/A | N/A | 2 | 1 | 4 | 1 | 3 | 1 | 1 | 0
PG&E GBA | San Pablo | 115 | Wind, Onshore |  |  | 0 | 0 | 0 | 0 | 0 | 0 | 0 | 0 | 0 | 5 | 5 | 1 | 1 |  | 1 | 1 | N/A |  |  |  | N/A | N/A | N/A | N/A | N/A | N/A | N/A | 2 | 1 | 2 | 1 | 1 | 1 | 1 | 0
PG&E GBA | San Ramon | 230 | Wind, Onshore |  |  | 0 | 0 | 0 | 0 | 0 | 0 | 0 | 0 | 0 | 5 | 5 | 1 | 1 |  | 1 | 1 | N/A |  |  |  | N/A | N/A | N/A | N/A | N/A | N/A | N/A | 2 | 1 | 2 | 1 | 3 | 1 | 1 | 0
SDGE | San Ysidro | 69 | Wind, Onshore |  |  | 0 | 0 | 0 | 0 | 0 | 0 | 0 | 0 | 0 | 1 | 1 | 1 | 1 |  | 1 | 1 | N/A |  |  |  | N/A | N/A | N/A | N/A | N/A | N/A | N/A | 2 | 1 | 2 | 1 | 2 | 1 | 1 | 0
SCE NOL | Sandlot | 230 | Wind, Onshore |  |  | 0 | 0 | 0 | 0 | 0 | 0 | 0 | 0 | 0 | 3 | 3 | 1 | 1 |  | 1 | 1 | N/A |  |  |  | N/A | N/A | N/A | N/A | N/A | N/A | N/A | 2 | 1 | 4 | 1 | 2 | 1 | 1 | 0
EOP | Sandy | 138 | Wind, Onshore |  |  | 0 | 0 | 0 | 0 | 0 | 0 | 0 | 0 | 0 | 5 | 2 | 4 | 2 |  | 1 | 1 | N/A |  |  |  | N/A | N/A | N/A | N/A | N/A | N/A | N/A | 2 | 2 | 4 | 1 | 3 | 1 | 1 | 0
PG&E FRESNO | Sanger | 115 | Wind, Onshore |  |  | 0 | 0 | 0 | 0 | 0 | 0 | 0 | 0 | 0 | 5 | 5 | 5 | 4 | 3 | 1 | 1 | N/A |  |  |  | N/A | N/A | N/A | N/A | N/A | N/A | N/A | 1 | 1 | 2 | 2 | 2 | 1 | 1 | 0
SCE Northern | Santa Clara | 230 | Wind, Onshore |  |  | 0 | 0 | 0 | 0 | 0 | 0 | 0 | 0 | 0 | 5 | 2 | 4 | 2 |  | 1 | 1 | N/A |  |  |  | N/A | N/A | N/A | N/A | N/A | N/A | N/A | 2 | 1 | 3 | 1 | 2 | 1 | 1 | 0
PG&E NGBA | Santa Rosa A | 115 | Wind, Onshore |  |  | 0 | 0 | 0 | 0 | 0 | 0 | 0 | 0 | 0 | 5 | 5 | 1 | 1 |  | 1 | 1 | N/A |  |  |  | N/A | N/A | N/A | N/A | N/A | N/A | N/A | 2 | 1 | 3 | 2 | 2 | 1 | 1 | 0
PG&E GBA | Santa Teresa | 115 | Wind, Onshore |  |  | 0 | 0 | 0 | 0 | 0 | 0 | 0 | 0 | 0 | 1 | 1 | 1 | 1 | 3 | 1 | 1 | N/A |  |  |  | N/A | N/A | N/A | N/A | N/A | N/A | N/A | 2 | 1 | 2 | 2 | 2 | 1 | 1 | 0
SDGE | Santee | 138 | Wind, Onshore |  |  | 0 | 0 | 0 | 0 | 0 | 0 | 0 | 0 | 0 | 1 | 1 | 1 | 1 |  | 1 | 1 | N/A |  |  |  | N/A | N/A | N/A | N/A | N/A | N/A | N/A | 2 | 1 | 2 | 1 | 2 | 1 | 1 | 0
SCE Metro | Santiago | 230 | Wind, Onshore |  |  | 0 | 0 | 0 | 0 | 0 | 0 | 0 | 0 | 0 | 1 | 1 | 1 | 1 |  | 1 | 1 | N/A |  |  |  | N/A | N/A | N/A | N/A | N/A | N/A | N/A | 1 | 1 | 2 | 1 | 2 | 1 | 1 | 0
PG&E GBA | Saratoga | 230 | Wind, Onshore |  |  | 0 | 0 | 0 | 0 | 0 | 0 | 0 | 0 | 0 | 1 | 1 | 1 | 1 |  | 1 | 1 | N/A |  |  |  | N/A | N/A | N/A | N/A | N/A | N/A | N/A | 2 | 1 | 4 | 2 | 3 | 1 | 1 | 0
SCE Northern | Saugus | 230 | Wind, Onshore |  |  | 0 | 0 | 0 | 0 | 0 | 0 | 0 | 0 | 0 | 5 | 2 | 4 | 2 |  | 1 | 1 | N/A |  |  |  | N/A | N/A | N/A | N/A | N/A | N/A | N/A | 1 | 1 | 3 | 1 | 3 | 1 | 1 | 0
PG&E FRESNO | Schindler | 115 | Wind, Onshore |  |  | 0 | 0 | 0 | 0 | 0 | 0 | 0 | 0 | 0 | 5 | 2 | 5 | 2 | 3 | 1 | 1 | N/A |  |  |  | N/A | N/A | N/A | N/A | N/A | N/A | N/A | 1 | 1 | 4 | 2 | 1 | 1 | 1 | 0
PG&E FRESNO | Schindler | 70 | Wind, Onshore |  |  | 0 | 0 | 0 | 0 | 0 | 0 | 0 | 0 | 0 | 5 | 2 | 5 | 2 |  | 1 | 1 | N/A |  |  |  | N/A | N/A | N/A | N/A | N/A | N/A | N/A | 1 | 1 | 4 | 2 | 1 | 1 | 1 | 0
PG&E GBA | Schulte | 115 | Wind, Onshore |  |  | 0 | 0 | 0 | 0 | 0 | 0 | 0 | 0 | 0 | 1 | 1 | 1 | 1 | 3 | 1 | 1 | N/A |  |  |  | N/A | N/A | N/A | N/A | N/A | N/A | N/A | 1 | 1 | 1 | 2 | 2 | 1 | 1 | 0
SDGE | Scripps | 69 | Wind, Onshore |  |  | 0 | 0 | 0 | 0 | 0 | 0 | 0 | 0 | 0 | 1 | 1 | 1 | 1 |  | 1 | 1 | N/A |  |  |  | N/A | N/A | N/A | N/A | N/A | N/A | N/A | 2 | 1 | 2 | 1 | 3 | 1 | 1 | 0
PG&E KERN | Semitropic | 115 | Wind, Onshore |  |  | 0 | 0 | 0 | 0 | 0 | 0 | 0 | 0 | 0 | 5 | 2 | 5 | 2 |  | 1 | 1 | N/A |  |  |  | N/A | N/A | N/A | N/A | N/A | N/A | N/A | 1 | 1 | 3 | 1 | 1 | 1 | 1 | 0
SCE Metro | Serrano | 230 | Wind, Onshore |  |  | 0 | 0 | 0 | 0 | 0 | 0 | 0 | 0 | 0 | 1 | 1 | 1 | 1 | 5 | 1 | 1 | N/A |  |  |  | N/A | N/A | N/A | N/A | N/A | N/A | N/A | 1 | 1 | 2 | 1 | 2 | 1 | 1 | 0
SCE Metro | Serrano | 500 | Wind, Onshore |  |  | 0 | 0 | 0 | 0 | 0 | 0 | 0 | 0 | 0 | 1 | 1 | 1 | 1 | 5 | 1 | 1 | N/A |  |  |  | N/A | N/A | N/A | N/A | N/A | N/A | N/A | 1 | 1 | 2 | 1 | 2 | 1 | 1 | 0
SDGE | Shadowridge | 138 | Wind, Onshore |  |  | 0 | 0 | 0 | 0 | 0 | 0 | 0 | 0 | 0 | 1 | 1 | 1 | 1 |  | 1 | 1 | N/A |  |  |  | N/A | N/A | N/A | N/A | N/A | N/A | N/A | 2 | 1 | 3 | 1 | 3 | 1 | 1 | 0
PG&E KERN | Shafter | 115 | Wind, Onshore |  |  | 0 | 0 | 0 | 0 | 0 | 0 | 0 | 0 | 0 | 5 | 5 | 5 | 4 |  | 1 | 1 | N/A |  |  |  | N/A | N/A | N/A | N/A | N/A | N/A | N/A | 1 | 1 | 3 | 1 | 1 | 1 | 1 | 0
PG&E NGBA | Silverado | 115 | Wind, Onshore |  |  | 0 | 0 | 0 | 0 | 0 | 0 | 0 | 0 | 0 | 5 | 5 | 1 | 1 |  | 1 | 1 | N/A |  |  |  | N/A | N/A | N/A | N/A | N/A | N/A | N/A | 2 | 1 | 4 | 2 | 3 | 1 | 1 | 0
SDGE | Silvergate | 230 | Wind, Onshore |  |  | 0 | 0 | 0 | 0 | 0 | 0 | 0 | 0 | 0 | 1 | 1 | 1 | 1 |  | 1 | 1 | N/A |  |  |  | N/A | N/A | N/A | N/A | N/A | N/A | N/A | 2 | 1 | 1 | 1 | 1 | 1 | 1 | 0
SDGE | Silvergate | 69 | Wind, Onshore |  |  | 0 | 0 | 0 | 0 | 0 | 0 | 0 | 0 | 0 | 1 | 1 | 1 | 1 |  | 1 | 1 | N/A |  |  |  | N/A | N/A | N/A | N/A | N/A | N/A | N/A | 2 | 1 | 1 | 1 | 1 | 1 | 1 | 0
PG&E KERN | Sisquoc | 115 | Wind, Onshore |  |  | 0 | 0 | 0 | 0 | 0 | 0 | 0 | 0 | 0 | 5 | 2 | 5 | 2 |  | 1 | 1 | N/A |  |  |  | N/A | N/A | N/A | N/A | N/A | N/A | N/A | 2 | 2 | 4 | 1 | 3 | 1 | 1 | 0
EOP | Sloan Canyon | 230 | Wind, Onshore |  |  | 321 | 0 | 321 | 0 | 0 | 0 | 321 | 0 | 321 | 5 | 2 | 4 | 2 |  | 2 | 1 | 2 |  |  |  | N/A | N/A | N/A | N/A | N/A | N/A | N/A | 2 | 2 | 3 | 1 | 3 | 1 | 1 | 1
EOP | Sloan Canyon | 500 | Wind, Onshore |  |  | 0 | 0 | 0 | 0 | 0 | 0 | 0 | 0 | 0 | 5 | 2 | 4 | 2 |  | 1 | 1 | N/A |  |  |  | N/A | N/A | N/A | N/A | N/A | N/A | N/A | 2 | 2 | 3 | 1 | 3 | 1 | 1 | 0
PG&E KERN | Smyrna | 115 | Wind, Onshore |  |  | 0 | 0 | 0 | 0 | 0 | 0 | 0 | 0 | 0 | 5 | 5 | 5 | 4 |  | 1 | 1 | N/A |  |  |  | N/A | N/A | N/A | N/A | N/A | N/A | N/A | 1 | 1 | 4 | 1 | 1 | 1 | 1 | 0
PG&E GBA | Sobrante | 115 | Wind, Onshore |  |  | 0 | 0 | 0 | 0 | 0 | 0 | 0 | 0 | 0 | 5 | 5 | 1 | 1 |  | 1 | 1 | N/A |  |  |  | N/A | N/A | N/A | N/A | N/A | N/A | N/A | 2 | 1 | 2 | 1 | 3 | 1 | 1 | 0
PG&E GBA | Sobrante | 230 | Wind, Onshore |  |  | 0 | 0 | 0 | 0 | 0 | 0 | 0 | 0 | 0 | 5 | 5 | 1 | 1 |  | 1 | 1 | N/A |  |  |  | N/A | N/A | N/A | N/A | N/A | N/A | N/A | 2 | 1 | 2 | 1 | 3 | 1 | 1 | 0
PG&E KERN | Solar | 230 | Wind, Onshore |  |  | 0 | 0 | 0 | 0 | 0 | 0 | 0 | 0 | 0 | 5 | 5 | 5 | 4 |  | 1 | 1 | N/A |  |  |  | N/A | N/A | N/A | N/A | N/A | N/A | N/A | 2 | 1 | 4 | 2 | 3 | 1 | 1 | 0
PG&E GBA | Soledad | 115 | Wind, Onshore |  |  | 50 | 0 | 50 | 0 | 0 | 0 | 50 | 0 | 50 | 1 | 1 | 1 | 1 |  | 1 | 2 | N/A |  |  |  | N/A | N/A | N/A | N/A | N/A | N/A | N/A | 2 | 2 | 4 | 2 | 3 | 5- | 1 | 1
PG&E GBA | Soledad | 60 | Wind, Onshore |  |  | 0 | 0 | 0 | 0 | 0 | 0 | 0 | 0 | 0 | 1 | 1 | 1 | 1 |  | 1 | 1 | 1 |  |  |  | 5 | 2 | 1 | 1 | 2 | 1 | 1 | 2 | 2 | 4 | 2 | 3 | 1 | 1 | 0
SDGE | Spring Valley | 69 | Wind, Onshore |  |  | 0 | 0 | 0 | 0 | 0 | 0 | 0 | 0 | 0 | 1 | 1 | 1 | 1 |  | 1 | 1 | N/A |  |  |  | N/A | N/A | N/A | N/A | N/A | N/A | N/A | 2 | 1 | 2 | 1 | 2 | 1 | 1 | 0
SCE Northern | Springville | 230 | Wind, Onshore |  |  | 0 | 0 | 0 | 0 | 0 | 0 | 0 | 0 | 0 | 1 | 1 | 1 | 1 | 4 | 1 | 1 | N/A |  |  |  | N/A | N/A | N/A | N/A | N/A | N/A | N/A | 1 | 1 | 4 | 1 | 1 | 1 | 1 | 0
PG&E GBA | Stagg | 230 | Wind, Onshore |  |  | 0 | 0 | 0 | 0 | 0 | 0 | 0 | 0 | 0 | 5 | 5 | 1 | 1 |  | 1 | 1 | N/A |  |  |  | N/A | N/A | N/A | N/A | N/A | N/A | N/A | 1 | 1 | 3 | 2 | 2 | 1 | 1 | 0
PG&E GBA | Standard Oil | 115 | Wind, Onshore |  |  | 0 | 0 | 0 | 0 | 0 | 0 | 0 | 0 | 0 | 5 | 5 | 1 | 1 |  | 1 | 1 | N/A |  |  |  | N/A | N/A | N/A | N/A | N/A | N/A | N/A | 2 | 1 | 1 | 1 | 2 | 1 | 1 | 0
PG&E GBA | Stanislaus | 115 | Wind, Onshore |  |  | 0 | 0 | 0 | 0 | 0 | 0 | 0 | 0 | 0 | 1 | 1 | 1 | 1 |  | 1 | 1 | N/A |  |  |  | N/A | N/A | N/A | N/A | N/A | N/A | N/A | 2 | 1 | 4 | 1 | 3 | 1 | 1 | 0
PG&E KERN | Stockdale | 115 | Wind, Onshore |  |  | 0 | 0 | 0 | 0 | 0 | 0 | 0 | 0 | 0 | 5 | 2 | 5 | 2 |  | 1 | 1 | N/A |  |  |  | N/A | N/A | N/A | N/A | N/A | N/A | N/A | 1 | 1 | 2 | 1 | 2 | 1 | 1 | 0
PG&E KERN | Stockdale | 230 | Wind, Onshore |  |  | 0 | 0 | 0 | 0 | 0 | 0 | 0 | 0 | 0 | 5 | 2 | 5 | 2 |  | 1 | 1 | N/A |  |  |  | N/A | N/A | N/A | N/A | N/A | N/A | N/A | 1 | 1 | 2 | 1 | 2 | 1 | 1 | 0
PG&E GBA | Stockton A | 115 | Wind, Onshore |  |  | 0 | 0 | 0 | 0 | 0 | 0 | 0 | 0 | 0 | 1 | 1 | 1 | 1 |  | 1 | 1 | N/A |  |  |  | N/A | N/A | N/A | N/A | N/A | N/A | N/A | 1 | 1 | 3 | 2 | 1 | 1 | 1 | 0
PG&E GBA | Stone | 115 | Wind, Onshore |  |  | 0 | 0 | 0 | 0 | 0 | 0 | 0 | 0 | 0 | 1 | 1 | 1 | 1 |  | 1 | 1 | N/A |  |  |  | N/A | N/A | N/A | N/A | N/A | N/A | N/A | 2 | 1 | 3 | 2 | 2 | 1 | 1 | 0
PG&E FRESNO | Storey | 230 | Wind, Onshore |  |  | 0 | 0 | 0 | 0 | 0 | 0 | 0 | 0 | 0 | 5 | 5 | 5 | 4 |  | 1 | 1 | N/A |  |  |  | N/A | N/A | N/A | N/A | N/A | N/A | N/A | 1 | 1 | 4 | 2 | 1 | 1 | 1 | 0
PG&E NGBA | Summit | 115 | Wind, Onshore |  |  | 0 | 0 | 0 | 0 | 0 | 0 | 0 | 0 | 0 | 5 | 5 | 1 | 1 |  | 1 | 1 | N/A |  |  |  | N/A | N/A | N/A | N/A | N/A | N/A | N/A | 2 | 1 | 4 | 2 | 3 | 1 | 1 | 0
SDGE | Suncrest | 230 | Wind, Onshore |  |  | 0 | 0 | 0 | 0 | 0 | 0 | 0 | 0 | 0 | 1 | 1 | 1 | 1 |  | 1 | 1 | N/A |  |  |  | N/A | N/A | N/A | N/A | N/A | N/A | N/A | 2 | 1 | 4 | 1 | 3 | 1 | 1 | 0
SDGE | Suncrest | 500 | Wind, Onshore |  |  | 0 | 0 | 0 | 0 | 0 | 0 | 0 | 0 | 0 | 1 | 1 | 1 | 1 |  | 1 | 1 | N/A |  |  |  | N/A | N/A | N/A | N/A | N/A | N/A | N/A | 2 | 1 | 4 | 1 | 3 | 1 | 1 | 0
PG&E KERN | Sunrise | 230 | Wind, Onshore |  |  | 0 | 0 | 0 | 0 | 0 | 0 | 0 | 0 | 0 | 5 | 5 | 5 | 4 |  | 1 | 1 | N/A |  |  |  | N/A | N/A | N/A | N/A | N/A | N/A | N/A | 1 | 1 | 1 | 1 | 1 | 1 | 1 | 0
PG&E KERN | Sunset | 230 | Wind, Onshore |  |  | 0 | 0 | 0 | 0 | 0 | 0 | 0 | 0 | 0 | 5 | 5 | 5 | 4 |  | 1 | 1 | N/A |  |  |  | N/A | N/A | N/A | N/A | N/A | N/A | N/A | 1 | 1 | 1 | 1 | 1 | 1 | 1 | 0
PG&E GBA | Swift | 115 | Wind, Onshore |  |  | 0 | 0 | 0 | 0 | 0 | 0 | 0 | 0 | 0 | 1 | 1 | 1 | 1 |  | 1 | 1 | N/A |  |  |  | N/A | N/A | N/A | N/A | N/A | N/A | N/A | 2 | 1 | 2 | 2 | 2 | 1 | 1 | 0
SDGE | Sycamore Canyon | 138 | Wind, Onshore |  |  | 0 | 0 | 0 | 0 | 0 | 0 | 0 | 0 | 0 | 1 | 1 | 1 | 1 | 3 | 1 | 1 | N/A |  |  |  | N/A | N/A | N/A | N/A | N/A | N/A | N/A | 2 | 1 | 4 | 1 | 3 | 1 | 1 | 0
SDGE | Sycamore Canyon | 230 | Wind, Onshore |  |  | 0 | 0 | 0 | 0 | 0 | 0 | 0 | 0 | 0 | 1 | 1 | 1 | 1 |  | 1 | 1 | N/A |  |  |  | N/A | N/A | N/A | N/A | N/A | N/A | N/A | 2 | 1 | 4 | 1 | 3 | 1 | 1 | 0
SDGE | Sycamore Canyon | 69 | Wind, Onshore |  |  | 0 | 0 | 0 | 0 | 0 | 0 | 0 | 0 | 0 | 1 | 1 | 1 | 1 |  | 1 | 1 | N/A |  |  |  | N/A | N/A | N/A | N/A | N/A | N/A | N/A | 2 | 1 | 4 | 1 | 3 | 1 | 1 | 0
SCE Northern | Sylmar | 230 | Wind, Onshore |  |  | 0 | 0 | 0 | 0 | 0 | 0 | 0 | 0 | 0 | 5 | 2 | 4 | 2 |  | 1 | 1 | N/A |  |  |  | N/A | N/A | N/A | N/A | N/A | N/A | N/A | 1 | 1 | 2 | 1 | 1 | 1 | 1 | 0
PG&E NGBA | Table Mountain | 115 | Wind, Onshore |  |  | 0 | 0 | 0 | 0 | 0 | 0 | 0 | 0 | 0 | 5 | 5 | 1 | 1 |  | 1 | 1 | N/A |  |  |  | N/A | N/A | N/A | N/A | N/A | N/A | N/A | 2 | 1 | 3 | 2 | 1 | 1 | 1 | 0
PG&E NGBA | Table Mountain | 230 | Wind, Onshore |  |  | 0 | 0 | 0 | 0 | 0 | 0 | 0 | 0 | 0 | 5 | 5 | 1 | 1 |  | 1 | 1 | 1 |  |  |  | 1 | 1 | 1 | 1 | 1 | 1 | 1 | 2 | 1 | 3 | 2 | 1 | 1 | 1 | 0
PG&E NGBA | Table Mountain | 500 | Wind, Onshore |  |  | 0 | 0 | 0 | 0 | 0 | 0 | 0 | 0 | 0 | 5 | 5 | 1 | 1 |  | 1 | 1 | N/A |  |  |  | N/A | N/A | N/A | N/A | N/A | N/A | N/A | 2 | 1 | 3 | 2 | 1 | 1 | 1 | 0
PG&E NGBA | Table Mountain | 60 | Wind, Onshore |  |  | 0 | 0 | 0 | 0 | 0 | 0 | 0 | 0 | 0 | 5 | 5 | 1 | 1 |  | 1 | 1 | N/A |  |  |  | N/A | N/A | N/A | N/A | N/A | N/A | N/A | 2 | 1 | 3 | 2 | 1 | 1 | 1 | 0
PG&E KERN | Taft | 115 | Wind, Onshore |  |  | 0 | 0 | 0 | 0 | 0 | 0 | 0 | 0 | 0 | 5 | 5 | 5 | 4 |  | 1 | 1 | N/A |  |  |  | N/A | N/A | N/A | N/A | N/A | N/A | N/A | 1 | 1 | 2 | 1 | 2 | 1 | 1 | 0
SDGE | Talega | 138 | Wind, Onshore |  |  | 0 | 0 | 0 | 0 | 0 | 0 | 0 | 0 | 0 | 1 | 1 | 1 | 1 | 3 | 1 | 1 | N/A |  |  |  | N/A | N/A | N/A | N/A | N/A | N/A | N/A | 2 | 1 | 3 | 1 | 3 | 1 | 1 | 0
SDGE | Talega | 230 | Wind, Onshore |  |  | 0 | 0 | 0 | 0 | 0 | 0 | 0 | 0 | 0 | 1 | 1 | 1 | 1 |  | 1 | 1 | N/A |  |  |  | N/A | N/A | N/A | N/A | N/A | N/A | N/A | 2 | 1 | 3 | 1 | 3 | 1 | 1 | 0
PG&E GBA | Tassajara | 230 | Wind, Onshore |  |  | 0 | 0 | 0 | 0 | 0 | 0 | 0 | 0 | 0 | 5 | 5 | 1 | 1 |  | 1 | 1 | N/A |  |  |  | N/A | N/A | N/A | N/A | N/A | N/A | N/A | 2 | 1 | 3 | 1 | 3 | 1 | 1 | 0
PG&E KERN | Tejon | 70 | Wind, Onshore |  |  | 0 | 0 | 0 | 0 | 0 | 0 | 0 | 0 | 0 | 5 | 2 | 5 | 2 |  | 1 | 1 | N/A |  |  |  | N/A | N/A | N/A | N/A | N/A | N/A | N/A | 1 | 1 | 3 | 1 | 1 | 1 | 1 | 0
SDGE | Telegraph Canyon | 138 | Wind, Onshore |  |  | 0 | 0 | 0 | 0 | 0 | 0 | 0 | 0 | 0 | 1 | 1 | 1 | 1 |  | 1 | 1 | N/A |  |  |  | N/A | N/A | N/A | N/A | N/A | N/A | N/A | 2 | 1 | 2 | 1 | 2 | 1 | 1 | 0
PG&E KERN | Temblor | 115 | Wind, Onshore |  |  | 0 | 0 | 0 | 0 | 0 | 0 | 0 | 0 | 0 | 5 | 5 | 5 | 4 |  | 1 | 1 | N/A |  |  |  | N/A | N/A | N/A | N/A | N/A | N/A | N/A | 1 | 1 | 2 | 1 | 1 | 1 | 1 | 0
PG&E KERN | Templeton | 230 | Wind, Onshore |  |  | 0 | 0 | 0 | 0 | 0 | 0 | 0 | 0 | 0 | 5 | 5 | 5 | 4 |  | 1 | 1 | 1 |  |  |  | 5 | 3 | 1 | 1 | 3 | 2 | 1 | 2 | 2 | 4 | 2 | 3 | 1 | 1 | 0
PG&E KERN | Templeton | 70 | Wind, Onshore |  |  | 0 | 0 | 0 | 0 | 0 | 0 | 0 | 0 | 0 | 5 | 2 | 5 | 2 |  | 1 | 1 | N/A |  |  |  | N/A | N/A | N/A | N/A | N/A | N/A | N/A | 2 | 2 | 4 | 2 | 3 | 1 | 1 | 0
PG&E GBA | Tesla | 115 | Wind, Onshore |  |  | 0 | 0 | 0 | 0 | 0 | 0 | 0 | 0 | 0 | 1 | 1 | 1 | 1 |  | 1 | 1 | N/A |  |  |  | N/A | N/A | N/A | N/A | N/A | N/A | N/A | 2 | 1 | 2 | 1 | 2 | 1 | 1 | 0
PG&E GBA | Tesla | 230 | Wind, Onshore |  |  | 0 | 0 | 0 | 0 | 0 | 0 | 0 | 0 | 0 | 5 | 5 | 1 | 1 | 4 | 2 | 1 | 1 |  |  |  | 5 | 4 | 2 | 3 | 5 | 1 | 1 | 2 | 1 | 2 | 1 | 2 | 4+ | 1 | 1
PG&E GBA | Tesla | 500 | Wind, Onshore |  |  | 0 | 0 | 0 | 0 | 0 | 0 | 0 | 0 | 0 | 1 | 1 | 1 | 1 | 5 | 2 | 1 | 1 |  |  |  | 5 | 4 | 2 | 3 | 5 | 1 | 1 | 2 | 1 | 2 | 1 | 2 | 4+ | 1 | 1
PG&E KERN | Tevis | 115 | Wind, Onshore |  |  | 0 | 0 | 0 | 0 | 0 | 0 | 0 | 0 | 0 | 5 | 5 | 5 | 4 | 4 | 1 | 1 | N/A |  |  |  | N/A | N/A | N/A | N/A | N/A | N/A | N/A | 1 | 1 | 2 | 1 | 2 | 1 | 1 | 0
EOP | Thousandaire | 138 | Wind, Onshore |  |  | 0 | 0 | 0 | 0 | 0 | 0 | 0 | 0 | 0 | 5 | 2 | 4 | 2 |  | 1 | 1 | N/A |  |  |  | N/A | N/A | N/A | N/A | N/A | N/A | N/A | 2 | 2 | 4 | 1 | 3 | 1 | 1 | 0
PG&E KERN | Topaz | 230 | Wind, Onshore |  |  | 0 | 0 | 0 | 0 | 0 | 0 | 0 | 0 | 0 | 5 | 5 | 5 | 4 |  | 1 | 1 | N/A |  |  |  | N/A | N/A | N/A | N/A | N/A | N/A | N/A | 1 | 1 | 3 | 1 | 2 | 1 | 1 | 0
SCE NOL | Tortilla | 115 | Wind, Onshore |  |  | 0 | 0 | 0 | 0 | 0 | 0 | 0 | 0 | 0 | 3 | 3 | 1 | 1 |  | 1 | 1 | N/A |  |  |  | N/A | N/A | N/A | N/A | N/A | N/A | N/A | 2 | 1 | 4 | 1 | 2 | 1 | 1 | 0
SDGE | Trabuco | 138 | Wind, Onshore |  |  | 0 | 0 | 0 | 0 | 0 | 0 | 0 | 0 | 0 | 1 | 1 | 1 | 1 |  | 1 | 1 | N/A |  |  |  | N/A | N/A | N/A | N/A | N/A | N/A | N/A | 1 | 1 | 1 | 1 | 2 | 1 | 1 | 0
PG&E GBA | Tracy | 115 | Wind, Onshore |  |  | 0 | 0 | 0 | 0 | 0 | 0 | 0 | 0 | 0 | 1 | 1 | 1 | 1 |  | 1 | 1 | N/A |  |  |  | N/A | N/A | N/A | N/A | N/A | N/A | N/A | 2 | 1 | 3 | 1 | 2 | 1 | 1 | 0
PG&E FRESNO | Tranquility | 230 | Wind, Onshore |  |  | 0 | 0 | 0 | 0 | 0 | 0 | 0 | 0 | 0 | 5 | 5 | 5 | 2 | 3 | 1 | 1 | N/A |  |  |  | N/A | N/A | N/A | N/A | N/A | N/A | N/A | 1 | 1 | 4 | 2 | 1 | 1 | 1 | 0
PG&E GBA | Trimble | 115 | Wind, Onshore |  |  | 0 | 0 | 0 | 0 | 0 | 0 | 0 | 0 | 0 | 1 | 1 | 1 | 1 |  | 1 | 1 | N/A |  |  |  | N/A | N/A | N/A | N/A | N/A | N/A | N/A | 2 | 1 | 3 | 2 | 2 | 1 | 1 | 0
EOP | Trout Canyon | 230 | Wind, Onshore |  |  | 0 | 0 | 0 | 0 | 0 | 0 | 0 | 0 | 0 | 5 | 2 | 4 | 2 |  | 3 | 1 | 1 |  |  |  | N/A | N/A | N/A | N/A | N/A | N/A | N/A | 2 | 2 | 4 | 1 | 3 | 1 | 1 | 0
EOP | Trout Canyon | 500 | Wind, Onshore |  |  | 0 | 0 | 0 | 0 | 0 | 0 | 0 | 0 | 0 | 5 | 2 | 4 | 2 |  | 1 | 1 | N/A |  |  |  | N/A | N/A | N/A | N/A | N/A | N/A | N/A | 2 | 2 | 4 | 1 | 3 | 1 | 1 | 0
PG&E NGBA | Tulucay | 230 | Wind, Onshore |  |  | 0 | 0 | 0 | 0 | 0 | 0 | 0 | 0 | 0 | 5 | 5 | 1 | 1 |  | 1 | 1 | N/A |  |  |  | N/A | N/A | N/A | N/A | N/A | N/A | N/A | 2 | 1 | 3 | 2 | 3 | 1 | 1 | 0
PG&E NGBA | Tulucay | 60 | Wind, Onshore |  |  | 0 | 0 | 0 | 0 | 0 | 0 | 0 | 0 | 0 | 5 | 5 | 1 | 1 |  | 1 | 1 | N/A |  |  |  | N/A | N/A | N/A | N/A | N/A | N/A | N/A | 2 | 1 | 3 | 2 | 3 | 1 | 1 | 0
PG&E KERN | Tupman | 115 | Wind, Onshore |  |  | 0 | 0 | 0 | 0 | 0 | 0 | 0 | 0 | 0 | 5 | 5 | 5 | 4 |  | 1 | 1 | N/A |  |  |  | N/A | N/A | N/A | N/A | N/A | N/A | N/A | 1 | 1 | 2 | 1 | 1 | 1 | 1 | 0
PG&E NGBA | Ukiah | 115 | Wind, Onshore |  |  | 0 | 0 | 0 | 0 | 0 | 0 | 0 | 0 | 0 | 5 | 5 | 1 | 1 |  | 1 | 1 | N/A |  |  |  | N/A | N/A | N/A | N/A | N/A | N/A | N/A | 2 | 2 | 4 | 2 | 3 | 1 | 1 | 0
PG&E KERN | Union (Estrella) | 70 | Wind, Onshore |  |  | 0 | 0 | 0 | 0 | 0 | 0 | 0 | 0 | 0 | 5 | 2 | 5 | 2 |  | 1 | 1 | N/A |  |  |  | N/A | N/A | N/A | N/A | N/A | N/A | N/A | 2 | 2 | 4 | 2 | 3 | 1 | 1 | 0
PG&E NGBA | Vaca Dixon | 115 | Wind, Onshore |  |  | 0 | 0 | 0 | 0 | 0 | 0 | 0 | 0 | 0 | 5 | 5 | 1 | 1 | 4 | 1 | 1 | N/A |  |  |  | N/A | N/A | N/A | N/A | N/A | N/A | N/A | 2 | 1 | 1 | 1 | 3 | 1 | 1 | 0
PG&E NGBA | Vaca Dixon | 230 | Wind, Onshore |  |  | 0 | 0 | 0 | 0 | 0 | 0 | 0 | 0 | 0 | 5 | 5 | 1 | 1 |  | 1 | 1 | N/A |  |  |  | N/A | N/A | N/A | N/A | N/A | N/A | N/A | 2 | 1 | 1 | 1 | 3 | 1 | 1 | 0
PG&E NGBA | Vaca Dixon | 500 | Wind, Onshore |  |  | 0 | 20 | 20 | 0 | 0 | 0 | 0 | 20 | 20 | 5 | 5 | 1 | 1 |  | 1 | 5 | N/A |  |  |  | N/A | N/A | N/A | N/A | N/A | N/A | N/A | 2 | 1 | 1 | 1 | 3 | 5- | 1 | 1
PG&E NGBA | Vaca Dixon | 60 | Wind, Onshore |  |  | 0 | 0 | 0 | 0 | 0 | 0 | 0 | 0 | 0 | 5 | 5 | 1 | 1 |  | 1 | 1 | N/A |  |  |  | N/A | N/A | N/A | N/A | N/A | N/A | N/A | 2 | 1 | 1 | 1 | 3 | 1 | 1 | 0
SCE Eastern | Valley (SCE) | 500 | Wind, Onshore |  |  | 0 | 0 | 0 | 0 | 0 | 0 | 0 | 0 | 0 | 1 | 1 | 1 | 1 |  | 1 | 1 | N/A |  |  |  | N/A | N/A | N/A | N/A | N/A | N/A | N/A | 1 | 1 | 2 | 1 | 2 | 1 | 1 | 0
EOP | Valley (VEA) | 138 | Wind, Onshore |  |  | 0 | 0 | 0 | 0 | 0 | 0 | 0 | 0 | 0 | 5 | 2 | 4 | 2 |  | 1 | 1 | N/A |  |  |  | N/A | N/A | N/A | N/A | N/A | N/A | N/A | 2 | 2 | 4 | 1 | 3 | 1 | 1 | 0
SDGE | Valley Center | 69 | Wind, Onshore |  |  | 0 | 0 | 0 | 0 | 0 | 0 | 0 | 0 | 0 | 1 | 1 | 1 | 1 |  | 1 | 1 | N/A |  |  |  | N/A | N/A | N/A | N/A | N/A | N/A | N/A | 2 | 1 | 4 | 1 | 3 | 1 | 1 | 0
PG&E GBA | Valley Home | 115 | Wind, Onshore |  |  | 0 | 0 | 0 | 0 | 0 | 0 | 0 | 0 | 0 | 1 | 1 | 1 | 1 |  | 1 | 1 | N/A |  |  |  | N/A | N/A | N/A | N/A | N/A | N/A | N/A | 1 | 1 | 4 | 2 | 1 | 1 | 1 | 0
PG&E GBA | Valley Springs | 230 | Wind, Onshore |  |  | 0 | 0 | 0 | 0 | 0 | 0 | 0 | 0 | 0 | 1 | 1 | 1 | 1 |  | 1 | 1 | N/A |  |  |  | N/A | N/A | N/A | N/A | N/A | N/A | N/A | 2 | 1 | 4 | 1 | 3 | 1 | 1 | 0
PG&E GBA | Valley Springs | 60 | Wind, Onshore |  |  | 0 | 0 | 0 | 0 | 0 | 0 | 0 | 0 | 0 | 1 | 1 | 1 | 1 |  | 1 | 1 | N/A |  |  |  | N/A | N/A | N/A | N/A | N/A | N/A | N/A | 2 | 1 | 4 | 1 | 3 | 1 | 1 | 0
EOP | Valley Switch | 138 | Wind, Onshore |  |  | 0 | 0 | 0 | 0 | 0 | 0 | 0 | 0 | 0 | 5 | 2 | 4 | 2 |  | 1 | 1 | N/A |  |  |  | N/A | N/A | N/A | N/A | N/A | N/A | N/A | 2 | 2 | 4 | 1 | 3 | 1 | 1 | 0
EOP | Valley Switch | 230 | Wind, Onshore |  |  | 0 | 0 | 0 | 0 | 0 | 0 | 0 | 0 | 0 | 5 | 2 | 4 | 2 |  | 1 | 1 | N/A |  |  |  | N/A | N/A | N/A | N/A | N/A | N/A | N/A | 2 | 2 | 4 | 1 | 3 | 1 | 1 | 0
PG&E GBA | Vasco | 230 | Wind, Onshore |  |  | 0 | 0 | 0 | 0 | 0 | 0 | 0 | 0 | 0 | 5 | 5 | 1 | 1 |  | 1 | 1 | N/A |  |  |  | N/A | N/A | N/A | N/A | N/A | N/A | N/A | 2 | 1 | 3 | 1 | 3 | 1 | 1 | 0
PG&E GBA | Vasona | 230 | Wind, Onshore |  |  | 0 | 0 | 0 | 0 | 0 | 0 | 0 | 0 | 0 | 1 | 1 | 1 | 1 |  | 1 | 1 | N/A |  |  |  | N/A | N/A | N/A | N/A | N/A | N/A | N/A | 2 | 1 | 4 | 2 | 3 | 1 | 1 | 0
SCE Northern | Vestal | 230 | Wind, Onshore |  |  | 0 | 0 | 0 | 0 | 0 | 0 | 0 | 0 | 0 | 1 | 1 | 1 | 1 |  | 1 | 1 | N/A |  |  |  | N/A | N/A | N/A | N/A | N/A | N/A | N/A | 1 | 1 | 4 | 1 | 1 | 1 | 1 | 0
SCE Northern | Vestal | 66 | Wind, Onshore |  |  | 0 | 0 | 0 | 0 | 0 | 0 | 0 | 0 | 0 | 1 | 1 | 1 | 1 |  | 1 | 1 | N/A |  |  |  | N/A | N/A | N/A | N/A | N/A | N/A | N/A | 1 | 1 | 4 | 1 | 1 | 1 | 1 | 0
SCE NOL | Victor | 115 | Wind, Onshore |  |  | 0 | 0 | 0 | 0 | 0 | 0 | 0 | 0 | 0 | 1 | 1 | 1 | 1 | 3 | 1 | 1 | N/A |  |  |  | N/A | N/A | N/A | N/A | N/A | N/A | N/A | 2 | 1 | 3 | 1 | 2 | 1 | 1 | 0
SCE NOL | Victor | 230 | Wind, Onshore |  |  | 0 | 0 | 0 | 0 | 0 | 0 | 0 | 0 | 0 | 1 | 1 | 1 | 1 | 4 | 1 | 1 | N/A |  |  |  | N/A | N/A | N/A | N/A | N/A | N/A | N/A | 2 | 1 | 3 | 1 | 2 | 1 | 1 | 0
SCE Metro | Viejo | 230 | Wind, Onshore |  |  | 0 | 0 | 0 | 0 | 0 | 0 | 0 | 0 | 0 | 1 | 1 | 1 | 1 |  | 1 | 1 | N/A |  |  |  | N/A | N/A | N/A | N/A | N/A | N/A | N/A | 1 | 1 | 3 | 1 | 2 | 1 | 1 | 0
PG&E GBA | Vierra | 115 | Wind, Onshore |  |  | 0 | 0 | 0 | 0 | 0 | 0 | 0 | 0 | 0 | 1 | 1 | 1 | 1 |  | 1 | 1 | N/A |  |  |  | N/A | N/A | N/A | N/A | N/A | N/A | N/A | 1 | 1 | 1 | 2 | 1 | 1 | 1 | 0
SCE Metro | Villa Park | 230 | Wind, Onshore |  |  | 0 | 0 | 0 | 0 | 0 | 0 | 0 | 0 | 0 | 1 | 1 | 1 | 1 |  | 1 | 1 | N/A |  |  |  | N/A | N/A | N/A | N/A | N/A | N/A | N/A | 1 | 1 | 2 | 1 | 2 | 1 | 1 | 0
SCE Northern | Vincent | 230 | Wind, Onshore |  |  | 0 | 0 | 0 | 0 | 0 | 0 | 0 | 0 | 0 | 1 | 1 | 1 | 1 | 4 | 1 | 1 | N/A |  |  |  | N/A | N/A | N/A | N/A | N/A | N/A | N/A | 2 | 1 | 4 | 1 | 3 | 1 | 1 | 0
SCE Northern | Vincent | 500 | Wind, Onshore |  |  | 0 | 0 | 0 | 0 | 0 | 0 | 0 | 0 | 0 | 1 | 1 | 1 | 1 | 5 | 1 | 1 | N/A |  |  |  | N/A | N/A | N/A | N/A | N/A | N/A | N/A | 2 | 1 | 4 | 1 | 3 | 1 | 1 | 0
PG&E GBA | Vineyard | 230 | Wind, Onshore |  |  | 0 | 0 | 0 | 0 | 0 | 0 | 0 | 0 | 0 | 5 | 5 | 1 | 1 |  | 1 | 1 | N/A |  |  |  | N/A | N/A | N/A | N/A | N/A | N/A | N/A | 2 | 1 | 2 | 1 | 3 | 1 | 1 | 0
SDGE | Vineyard | 69 | Wind, Onshore |  |  | 0 | 0 | 0 | 0 | 0 | 0 | 0 | 0 | 0 | 1 | 1 | 1 | 1 |  | 1 | 1 | N/A |  |  |  | N/A | N/A | N/A | N/A | N/A | N/A | N/A | 2 | 1 | 2 | 1 | 3 | 1 | 1 | 0
SCE Eastern | Vista (SCE) | 230 | Wind, Onshore |  |  | 0 | 0 | 0 | 0 | 0 | 0 | 0 | 0 | 0 | 1 | 1 | 1 | 1 |  | 1 | 1 | N/A |  |  |  | N/A | N/A | N/A | N/A | N/A | N/A | N/A | 1 | 1 | 2 | 1 | 1 | 1 | 1 | 0
EOP | Vista (VEA) | 138 | Wind, Onshore |  |  | 0 | 0 | 0 | 0 | 0 | 0 | 0 | 0 | 0 | 5 | 2 | 4 | 2 |  | 1 | 1 | N/A |  |  |  | N/A | N/A | N/A | N/A | N/A | N/A | N/A | 2 | 2 | 4 | 1 | 3 | 1 | 1 | 0
EOP | Vista (VEA) | 230 | Wind, Onshore |  |  | 0 | 0 | 0 | 0 | 0 | 0 | 0 | 0 | 0 | 5 | 2 | 4 | 2 |  | 1 | 1 | N/A |  |  |  | N/A | N/A | N/A | N/A | N/A | N/A | N/A | 2 | 2 | 4 | 1 | 3 | 1 | 1 | 0
PG&E FRESNO | Wahtoke | 115 | Wind, Onshore |  |  | 0 | 0 | 0 | 0 | 0 | 0 | 0 | 0 | 0 | 5 | 2 | 5 | 2 |  | 1 | 1 | N/A |  |  |  | N/A | N/A | N/A | N/A | N/A | N/A | N/A | 1 | 1 | 3 | 2 | 1 | 1 | 1 | 0
SCE Northern | Wakefield | 66 | Wind, Onshore |  |  | 0 | 0 | 0 | 0 | 0 | 0 | 0 | 0 | 0 | 5 | 2 | 4 | 2 |  | 1 | 1 | N/A |  |  |  | N/A | N/A | N/A | N/A | N/A | N/A | N/A | 2 | 1 | 4 | 1 | 3 | 1 | 1 | 0
SCE Metro | Walnut | 230 | Wind, Onshore |  |  | 0 | 0 | 0 | 0 | 0 | 0 | 0 | 0 | 0 | 1 | 1 | 1 | 1 |  | 1 | 1 | N/A |  |  |  | N/A | N/A | N/A | N/A | N/A | N/A | N/A | 1 | 1 | 1 | 1 | 1 | 1 | 1 | 0
SCE Northern | Warne | 230 | Wind, Onshore |  |  | 0 | 0 | 0 | 0 | 0 | 0 | 0 | 0 | 0 | 5 | 2 | 4 | 2 |  | 1 | 1 | N/A |  |  |  | N/A | N/A | N/A | N/A | N/A | N/A | N/A | 1 | 1 | 4 | 1 | 3 | 1 | 1 | 0
PG&E GBA | Warnerville | 230 | Wind, Onshore |  |  | 0 | 0 | 0 | 0 | 0 | 0 | 0 | 0 | 0 | 5 | 5 | 5 | 2 |  | 1 | 1 | N/A |  |  |  | N/A | N/A | N/A | N/A | N/A | N/A | N/A | 1 | 1 | 3 | 2 | 2 | 1 | 1 | 0
PG&E FRESNO | Waukena | 115 | Wind, Onshore |  |  | 0 | 0 | 0 | 0 | 0 | 0 | 0 | 0 | 0 | 5 | 2 | 5 | 2 |  | 1 | 1 | N/A |  |  |  | N/A | N/A | N/A | N/A | N/A | N/A | N/A | 1 | 1 | 4 | 2 | 1 | 1 | 1 | 0
PG&E GBA | Weber | 230 | Wind, Onshore |  |  | 0 | 0 | 0 | 0 | 0 | 0 | 0 | 0 | 0 | 1 | 1 | 1 | 1 |  | 1 | 1 | N/A |  |  |  | N/A | N/A | N/A | N/A | N/A | N/A | N/A | 1 | 1 | 3 | 2 | 1 | 1 | 1 | 0
PG&E GBA | Weber | 60 | Wind, Onshore |  |  | 0 | 0 | 0 | 0 | 0 | 0 | 0 | 0 | 0 | 1 | 1 | 1 | 1 | 3 | 1 | 1 | N/A |  |  |  | N/A | N/A | N/A | N/A | N/A | N/A | N/A | 1 | 1 | 3 | 2 | 1 | 1 | 1 | 0
PG&E FRESNO | West Fresno | 115 | Wind, Onshore |  |  | 0 | 0 | 0 | 0 | 0 | 0 | 0 | 0 | 0 | 5 | 5 | 5 | 2 |  | 1 | 1 | N/A |  |  |  | N/A | N/A | N/A | N/A | N/A | N/A | N/A | 1 | 1 | 2 | 2 | 1 | 1 | 1 | 0
PG&E FRESNO | Westley | 230 | Wind, Onshore |  |  | 0 | 0 | 0 | 0 | 0 | 0 | 0 | 0 | 0 | 1 | 1 | 1 | 1 |  | 1 | 1 | N/A |  |  |  | N/A | N/A | N/A | N/A | N/A | N/A | N/A | 1 | 1 | 4 | 2 | 1 | 1 | 1 | 0
PG&E KERN | Westpark | 115 | Wind, Onshore |  |  | 0 | 0 | 0 | 0 | 0 | 0 | 0 | 0 | 0 | 5 | 2 | 5 | 2 |  | 1 | 1 | N/A |  |  |  | N/A | N/A | N/A | N/A | N/A | N/A | N/A | 1 | 1 | 3 | 1 | 1 | 1 | 1 | 0
PG&E KERN | Wheeler Ridge | 230 | Wind, Onshore |  |  | 0 | 0 | 0 | 0 | 0 | 0 | 0 | 0 | 0 | 5 | 5 | 5 | 4 | 1 | 1 | 1 | N/A |  |  |  | N/A | N/A | N/A | N/A | N/A | N/A | N/A | 1 | 1 | 4 | 1 | 1 | 1 | 1 | 0
PG&E KERN | Wheeler Ridge | 115 | Wind, Onshore |  |  | 0 | 0 | 0 | 0 | 0 | 0 | 0 | 0 | 0 | 5 | 2 | 5 | 2 | 3 | 1 | 1 | N/A |  |  |  | N/A | N/A | N/A | N/A | N/A | N/A | N/A | 1 | 1 | 4 | 1 | 1 | 1 | 1 | 0
PG&E KERN | Wheeler Ridge | 70 | Wind, Onshore |  |  | 0 | 0 | 0 | 0 | 0 | 0 | 0 | 0 | 0 | 5 | 5 | 5 | 4 |  | 1 | 1 | N/A |  |  |  | N/A | N/A | N/A | N/A | N/A | N/A | N/A | 1 | 1 | 4 | 1 | 1 | 1 | 1 | 0
SCE Northern | Whirlwind | 230 | Wind, Onshore |  |  | 0 | 0 | 0 | 0 | 0 | 0 | 0 | 0 | 0 | 1 | 1 | 1 | 1 | 5 | 1 | 1 | 1 |  |  |  | 2 | 1 | 1 | 1 | 2 | 1 | 1 | 2 | 1 | 4 | 1 | 3 | 4+ | 1 | 1
SCE Northern | Whirlwind | 500 | Wind, Onshore |  |  | 0 | 0 | 0 | 0 | 0 | 0 | 0 | 0 | 0 | 1 | 1 | 1 | 1 | 5 | 1 | 1 | N/A |  |  |  | N/A | N/A | N/A | N/A | N/A | N/A | N/A | 2 | 1 | 4 | 1 | 3 | 1 | 1 | 0
PG&E GBA | Whisman | 115 | Wind, Onshore |  |  | 0 | 0 | 0 | 0 | 0 | 0 | 0 | 0 | 0 | 1 | 1 | 1 | 1 |  | 1 | 1 | N/A |  |  |  | N/A | N/A | N/A | N/A | N/A | N/A | N/A | 2 | 1 | 2 | 2 | 2 | 1 | 1 | 0
SCE Eastern | Wildlife | 230 | Wind, Onshore |  |  | 0 | 0 | 0 | 0 | 0 | 0 | 0 | 0 | 0 | 1 | 1 | 1 | 1 |  | 1 | 1 | N/A |  |  |  | N/A | N/A | N/A | N/A | N/A | N/A | N/A | 1 | 1 | 1 | 1 | 1 | 1 | 1 | 0
PG&E FRESNO | Wilson | 115 | Wind, Onshore |  |  | 0 | 0 | 0 | 0 | 0 | 0 | 0 | 0 | 0 | 5 | 5 | 5 | 2 | 4 | 1 | 1 | N/A |  |  |  | N/A | N/A | N/A | N/A | N/A | N/A | N/A | 1 | 1 | 4 | 2 | 1 | 1 | 1 | 0
PG&E FRESNO | Wilson | 230 | Wind, Onshore |  |  | 0 | 0 | 0 | 0 | 0 | 0 | 0 | 0 | 0 | 5 | 5 | 5 | 4 |  | 3 | 1 | 1 |  |  |  | 1 | 1 | 1 | 1 | 1 | 1 | 1 | 1 | 1 | 4 | 2 | 1 | 1 | 1 | 0
SCE Northern | Windhub | 230 | Wind, Onshore |  |  | 0 | 0 | 0 | 0 | 0 | 0 | 0 | 0 | 0 | 1 | 1 | 1 | 1 | 4 | 1 | 1 | 1 |  |  |  | 2 | 1 | 1 | 1 | 2 | 1 | 1 | 2 | 1 | 4 | 1 | 2 | 1+ | 1 | 1
SCE Northern | Windhub | 500 | Wind, Onshore |  |  | 0 | 0 | 0 | 0 | 0 | 0 | 0 | 0 | 0 | 1 | 1 | 1 | 1 | 5 | 1 | 1 | N/A |  |  |  | N/A | N/A | N/A | N/A | N/A | N/A | N/A | 2 | 1 | 4 | 1 | 2 | 1 | 1 | 0
PG&E GBA | Windmaster | 230 | Wind, Onshore |  |  | 0 | 0 | 0 | 0 | 0 | 0 | 0 | 0 | 0 | 5 | 5 | 1 | 1 |  | 1 | 1 | N/A |  |  |  | N/A | N/A | N/A | N/A | N/A | N/A | N/A | 2 | 1 | 2 | 1 | 2 | 1 | 1 | 0
PG&E NGBA | Windsor | 60 | Wind, Onshore |  |  | 0 | 0 | 0 | 0 | 0 | 0 | 0 | 0 | 0 | 5 | 5 | 1 | 1 |  | 1 | 1 | N/A |  |  |  | N/A | N/A | N/A | N/A | N/A | N/A | N/A | 1 | 1 | 2 | 1 | 2 | 1 | 1 | 0
PG&E NGBA | Woodland | 115 | Wind, Onshore |  |  | 0 | 0 | 0 | 0 | 0 | 0 | 0 | 0 | 0 | 5 | 5 | 1 | 1 |  | 1 | 1 | N/A |  |  |  | N/A | N/A | N/A | N/A | N/A | N/A | N/A | 2 | 1 | 4 | 2 | 3 | 1 | 1 | 0
PG&E FRESNO | Woodward | 115 | Wind, Onshore |  |  | 0 | 0 | 0 | 0 | 0 | 0 | 0 | 0 | 0 | 5 | 2 | 5 | 2 |  | 1 | 1 | N/A |  |  |  | N/A | N/A | N/A | N/A | N/A | N/A | N/A | 1 | 1 | 2 | 2 | 2 | 1 | 1 | 0
PG&E NGBA | Wyandotte | 115 | Wind, Onshore |  |  | 0 | 0 | 0 | 0 | 0 | 0 | 0 | 0 | 0 | 5 | 5 | 1 | 1 |  | 1 | 1 | N/A |  |  |  | N/A | N/A | N/A | N/A | N/A | N/A | N/A | 2 | 1 | 2 | 2 | 2 | 1 | 1 | 0
PG&E KERN | 7th Standard | 115 | Distributed_Solar |  |  | 0 | 0 | 0 | 0 | 0 | 0 | 0 | 0 | 0 | 5 | 5 | 5 | 4 | [14 empty] | 1 | 1 | 3 | 1 | 2 | 1 | 1 | 0
SCE Metro | Alamitos | 230 | Distributed_Solar |  |  | 0 | 0 | 0 | 0 | 0 | 0 | 0 | 0 | 0 | 1 | 1 | 1 | 1 | [14 empty] | 1 | 1 | 1 | 1 | 1 | 1 | 1 | 0
SCE Eastern | Alberhill | 115 | Distributed_Solar |  |  | 0 | 0 | 0 | 0 | 0 | 0 | 0 | 0 | 0 | 1 | 1 | 1 | 1 | [14 empty] | 1 | 1 | 4 | 1 | 1 | 1 | 1 | 0
SCE Eastern | Alberhill | 500 | Distributed_Solar |  |  | 0 | 0 | 0 | 0 | 0 | 0 | 0 | 0 | 0 | 1 | 1 | 1 | 1 | [14 empty] | 1 | 1 | 4 | 1 | 1 | 1 | 1 | 0
PG&E GBA | Alhambra | 115 | Distributed_Solar |  |  | 0 | 0 | 0 | 0 | 0 | 0 | 0 | 0 | 0 | 5 | 5 | 1 | 1 | [14 empty] | 2 | 1 | 2 | 1 | 2 | 1 | 1 | 0
PG&E FRESNO | Alpaugh | 115 | Distributed_Solar |  |  | 0 | 0 | 0 | 0 | 0 | 0 | 0 | 0 | 0 | 5 | 5 | 5 | 4 | 3 | [13 empty] | 1 | 1 | 3 | 1 | 1 | 1 | 1 | 0
SDGE | Alpine | 69 | Distributed_Solar |  |  | 0 | 0 | 0 | 0 | 0 | 0 | 0 | 0 | 0 | 1 | 1 | 1 | 1 | [14 empty] | 2 | 1 | 4 | 1 | 3 | 1 | 1 | 0
PG&E GBA | Altamont Midway (Sandhill) | 230 | Distributed_Solar |  |  | 0 | 0 | 0 | 0 | 0 | 0 | 0 | 0 | 0 | 5 | 5 | 1 | 1 | [14 empty] | 2 | 1 | 2 | 1 | 3 | 1 | 1 | 0
SCE Northern | Antelope | 66 | Distributed_Solar |  |  | 0 | 6 | 6 | 0 | 6 | 6 | 0 | 0 | 0 | 1 | 1 | 1 | 1 | [14 empty] | 2 | 1 | 4 | 1 | 3 | 4+ | 1 | 1
SCE Northern | Antelope | 230 | Distributed_Solar |  |  | 0 | 0 | 0 | 0 | 0 | 0 | 0 | 0 | 0 | 1 | 1 | 1 | 1 | 4 | [13 empty] | 2 | 1 | 4 | 1 | 3 | 4+ | 1 | 1
SCE Northern | Antelope | 500 | Distributed_Solar |  |  | 0 | 0 | 0 | 0 | 0 | 0 | 0 | 0 | 0 | 1 | 1 | 1 | 1 | [14 empty] | 2 | 1 | 4 | 1 | 3 | 1 | 1 | 0
PG&E NGBA | Arcata | 60 | Distributed_Solar |  |  | 0 | 4 | 4 | 0 | 4 | 4 | 0 | 0 | 0 | 5 | 5 | 1 | 1 | [14 empty] | 2 | 2 | 4 | 2 | 3 | 1 | 1 | 1
PG&E KERN | Arco | 230 | Distributed_Solar |  |  | 0 | 4.79 | 4.79 | 0 | 4.79 | 4.79 | 0 | 0 | 0 | 5 | 5 | 5 | 4 | 3 | [13 empty] | 1 | 1 | 4 | 1 | 1 | 1 | 1 | 1
PG&E KERN | Arco | 70 | Distributed_Solar |  |  | 0 | 0 | 0 | 0 | 0 | 0 | 0 | 0 | 0 | 5 | 5 | 5 | 4 | [14 empty] | 1 | 1 | 4 | 1 | 1 | 1 | 1 | 0
SCE Metro | ArcoGen | 230 | Distributed_Solar |  |  | 0 | 0 | 0 | 0 | 0 | 0 | 0 | 0 | 0 | 1 | 1 | 1 | 1 | [14 empty] | 1 | 1 | 1 | 1 | 1 | 1 | 1 | 0
SDGE | Artesian | 230 | Distributed_Solar |  |  | 0 | 0 | 0 | 0 | 0 | 0 | 0 | 0 | 0 | 1 | 1 | 1 | 1 | [14 empty] | 2 | 1 | 2 | 1 | 3 | 1 | 1 | 0
SDGE | Artesian | 69 | Distributed_Solar |  |  | 0 | 0 | 0 | 0 | 0 | 0 | 0 | 0 | 0 | 1 | 1 | 1 | 1 | [14 empty] | 2 | 1 | 2 | 1 | 3 | 1 | 1 | 0
PG&E FRESNO | Ashlan | 230 | Distributed_Solar |  |  | 0 | 0 | 0 | 0 | 0 | 0 | 0 | 0 | 0 | 5 | 2 | 5 | 2 | [14 empty] | 1 | 1 | 2 | 2 | 1 | 1 | 1 | 0
PG&E NGBA | Atlantic | 115 | Distributed_Solar |  |  | 0 | 0 | 0 | 0 | 0 | 0 | 0 | 0 | 0 | 5 | 5 | 1 | 1 | [14 empty] | 2 | 1 | 2 | 2 | 3 | 1 | 1 | 0
PG&E NGBA | Atlantic | 230 | Distributed_Solar |  |  | 0 | 0 | 0 | 0 | 0 | 0 | 0 | 0 | 0 | 5 | 5 | 1 | 1 | [14 empty] | 2 | 1 | 2 | 2 | 3 | 1 | 1 | 0
PG&E NGBA | Atlantic | 60 | Distributed_Solar |  |  | 0 | 0 | 0 | 0 | 0 | 0 | 0 | 0 | 0 | 5 | 5 | 1 | 1 | [14 empty] | 2 | 1 | 2 | 2 | 3 | 1 | 1 | 0
PG&E FRESNO | Atwater | 115 | Distributed_Solar |  |  | 0 | 2 | 2 | 0 | 2 | 2 | 0 | 0 | 0 | 5 | 2 | 5 | 2 | [14 empty] | 1 | 1 | 2 | 2 | 1 | 1 | 1 | 1
PG&E GBA | Avena | 115 | Distributed_Solar |  |  | 0 | 0 | 0 | 0 | 0 | 0 | 0 | 0 | 0 | 1 | 1 | 1 | 1 | [14 empty] | 1 | 1 | 3 | 2 | 1 | 1 | 1 | 0
SDGE | Avocado | 69 | Distributed_Solar |  |  | 0 | 0 | 0 | 0 | 0 | 0 | 0 | 0 | 0 | 1 | 1 | 1 | 1 | [14 empty] | 2 | 1 | 3 | 1 | 3 | 1 | 1 | 0
PG&E NGBA | Bahia | 230 | Distributed_Solar |  |  | 0 | 0 | 0 | 0 | 0 | 0 | 0 | 0 | 0 | 5 | 5 | 1 | 1 | [14 empty] | 2 | 1 | 1 | 1 | 2 | 1 | 1 | 0
SCE Northern | Bailey | 230 | Distributed_Solar |  |  | 0 | 0 | 0 | 0 | 0 | 0 | 0 | 0 | 0 | 5 | 2 | 4 | 2 | [14 empty] | 1 | 1 | 4 | 1 | 3 | 1 | 1 | 0
SCE NOL | Baker | 115 | Distributed_Solar |  |  | 0 | 0 | 0 | 0 | 0 | 0 | 0 | 0 | 0 | 3 | 3 | 1 | 1 | [14 empty] | 2 | 2 | 4 | 1 | 1 | 1 | 1 | 0
PG&E KERN | Bakersfield | 230 | Distributed_Solar |  |  | 0 | 0 | 0 | 0 | 0 | 0 | 0 | 0 | 0 | 5 | 5 | 5 | 4 | [14 empty] | 1 | 1 | 3 | 1 | 1 | 1 | 1 | 0
PG&E FRESNO | Balch | 230 | Distributed_Solar |  |  | 0 | 0 | 0 | 0 | 0 | 0 | 0 | 0 | 0 | 5 | 5 | 5 | 2 | [14 empty] | 1 | 1 | 4 | 2 | 3 | 1 | 1 | 0
SCE Eastern | Bannister | 230 | Distributed_Solar |  |  | 0 | 0 | 0 | 0 | 0 | 0 | 0 | 0 | 0 | 5 | 2 | 1 | 1 | [14 empty] | 2 | 1 | 2 | 2 | 1 | 1 | 1 | 0
SCE Metro | Barre | 230 | Distributed_Solar |  |  | 0 | 0 | 0 | 0 | 0 | 0 | 0 | 0 | 0 | 1 | 1 | 1 | 1 | [14 empty] | 1 | 1 | 1 | 1 | 1 | 4+ | 1 | 1
SDGE | Bay Boulevard | 69 | Distributed_Solar |  |  | 0 | 0 | 0 | 0 | 0 | 0 | 0 | 0 | 0 | 1 | 1 | 1 | 1 | [14 empty] | 2 | 1 | 2 | 1 | 1 | 1 | 1 | 0
SDGE | Bay Boulevard | 230 | Distributed_Solar |  |  | 0 | 0 | 0 | 0 | 0 | 0 | 0 | 0 | 0 | 1 | 1 | 1 | 1 | [14 empty] | 2 | 1 | 2 | 1 | 1 | 1 | 1 | 0
EOP | Beatty | 138 | Distributed_Solar |  |  | 0 | 0 | 0 | 0 | 0 | 0 | 0 | 0 | 0 | 5 | 2 | 4 | 2 | [14 empty] | 2 | 2 | 4 | 1 | 3 | 1 | 1 | 0
EOP | Beatty | 230 | Distributed_Solar |  |  | 0 | 0 | 0 | 0 | 0 | 0 | 0 | 0 | 0 | 5 | 2 | 4 | 2 | [14 empty] | 2 | 2 | 4 | 1 | 3 | 1 | 1 | 0
PG&E NGBA | Belden | 230 | Distributed_Solar |  |  | 0 | 0 | 0 | 0 | 0 | 0 | 0 | 0 | 0 | 5 | 5 | 1 | 1 | [14 empty] | 2 | 2 | 4 | 1 | 3 | 1 | 1 | 0
PG&E NGBA | Bell | 115 | Distributed_Solar |  |  | 0 | 0 | 0 | 0 | 0 | 0 | 0 | 0 | 0 | 5 | 5 | 1 | 1 | [14 empty] | 2 | 1 | 4 | 2 | 3 | 1 | 1 | 0
PG&E NGBA | Bellevue | 115 | Distributed_Solar |  |  | 0 | 0 | 0 | 0 | 0 | 0 | 0 | 0 | 0 | 5 | 5 | 1 | 1 | [14 empty] | 2 | 1 | 2 | 2 | 2 | 1 | 1 | 0
PG&E GBA | Bellota | 115 | Distributed_Solar |  |  | 0 | 0 | 0 | 0 | 0 | 0 | 0 | 0 | 0 | 1 | 1 | 1 | 1 | 3 | [13 empty] | 1 | 1 | 4 | 2 | 3 | 1 | 1 | 0
PG&E GBA | Bellota | 230 | Distributed_Solar |  |  | 0 | 0 | 0 | 0 | 0 | 0 | 0 | 0 | 0 | 1 | 1 | 1 | 1 | 3 | [13 empty] | 1 | 1 | 4 | 2 | 3 | 1 | 1 | 0
SCE Northern | Big Creek | 230 | Distributed_Solar |  |  | 0 | 0 | 0 | 0 | 0 | 0 | 0 | 0 | 0 | 1 | 1 | 1 | 1 | [14 empty] | 1 | 1 | 4 | 2 | 3 | 1 | 1 | 0
PG&E FRESNO | Biola | 70 | Distributed_Solar |  |  | 0 | 0 | 0 | 0 | 0 | 0 | 0 | 0 | 0 | 5 | 2 | 5 | 2 | [14 empty] | 1 | 1 | 4 | 2 | 1 | 1 | 1 | 0
PG&E GBA | Birds Landing | 230 | Distributed_Solar |  |  | 0 | 0 | 0 | 0 | 0 | 0 | 0 | 0 | 0 | 5 | 5 | 1 | 1 | 3 | [13 empty] | 2 | 1 | 4 | 1 | 1 | 1 | 1 | 0
SCE Northern | Bliss | 66 | Distributed_Solar |  |  | 0 | 0 | 0 | 0 | 0 | 0 | 0 | 0 | 0 | 1 | 1 | 1 | 1 | [14 empty] | 1 | 1 | 4 | 1 | 1 | 1 | 1 | 0
SCE Eastern | Blythe | 161 | Distributed_Solar |  |  | 0 | 0 | 0 | 0 | 0 | 0 | 0 | 0 | 0 | 5 | 2 | 1 | 1 | 3 | [13 empty] | 2 | 2 | 2 | 1 | 1 | 4+ | 1 | 1
PG&E NGBA | Bogue | 115 | Distributed_Solar |  |  | 0 | 0 | 0 | 0 | 0 | 0 | 0 | 0 | 0 | 5 | 5 | 1 | 1 | [14 empty] | 2 | 2 | 2 | 1 | 2 | 1 | 1 | 0
PG&E FRESNO | Borden | 230 | Distributed_Solar |  |  | 0 | 0 | 0 | 0 | 0 | 0 | 0 | 0 | 0 | 5 | 5 | 5 | 4 | 1 | [13 empty] | 1 | 1 | 4 | 2 | 1 | 1 | 1 | 0
PG&E FRESNO | Borden | 70 | Distributed_Solar |  |  | 0 | 0 | 0 | 0 | 0 | 0 | 0 | 0 | 0 | 5 | 5 | 5 | 4 | [14 empty] | 1 | 1 | 4 | 2 | 1 | 1 | 5 | 1
SDGE | Boulevard East | 138 | Distributed_Solar |  |  | 0 | 0 | 0 | 0 | 0 | 0 | 0 | 0 | 0 | 1 | 1 | 1 | 1 | 1 | [13 empty] | 2 | 1 | 4 | 1 | 3 | 1 | 1 | 0
SDGE | Boulevard East | 69 | Distributed_Solar |  |  | 0 | 0 | 0 | 0 | 0 | 0 | 0 | 0 | 0 | 1 | 1 | 1 | 1 | [14 empty] | 2 | 1 | 4 | 1 | 3 | 1 | 1 | 0
PG&E GBA | Brentwood | 230 | Distributed_Solar |  |  | 0 | 2 | 2 | 0 | 2 | 2 | 0 | 0 | 0 | 5 | 5 | 1 | 1 | [14 empty] | 2 | 1 | 4 | 1 | 3 | 1 | 1 | 1
PG&E NGBA | Bridgeville | 115 | Distributed_Solar |  |  | 0 | 0 | 0 | 0 | 0 | 0 | 0 | 0 | 0 | 5 | 5 | 1 | 1 | [14 empty] | 2 | 2 | 4 | 2 | 3 | 1 | 1 | 0
PG&E NGBA | Brighton | 115 | Distributed_Solar |  |  | 0 | 0 | 0 | 0 | 0 | 0 | 0 | 0 | 0 | 5 | 5 | 1 | 1 | [14 empty] | 2 | 1 | 2 | 2 | 1 | 1 | 1 | 0
PG&E NGBA | Brighton | 230 | Distributed_Solar |  |  | 0 | 0 | 0 | 0 | 0 | 0 | 0 | 0 | 0 | 5 | 5 | 1 | 1 | [14 empty] | 2 | 1 | 2 | 2 | 1 | 1 | 1 | 0
PG&E NGBA | Brunswick | 115 | Distributed_Solar |  |  | 0 | 0 | 0 | 0 | 0 | 0 | 0 | 0 | 0 | 5 | 5 | 1 | 1 | [14 empty] | 2 | 1 | 4 | 1 | 3 | 1 | 4 | 1
PG&E NGBA | Bucks Creek | 230 | Distributed_Solar |  |  | 0 | 0 | 0 | 0 | 0 | 0 | 0 | 0 | 0 | 5 | 5 | 1 | 1 | [14 empty] | 2 | 2 | 4 | 1 | 3 | 1 | 1 | 0
PG&E KERN | Buena Vista | 230 | Distributed_Solar |  |  | 0 | 0 | 0 | 0 | 0 | 0 | 0 | 0 | 0 | 5 | 5 | 5 | 4 | [14 empty] | 2 | 2 | 4 | 2 | 1 | 1 | 1 | 0
PG&E FRESNO | Bullard | 115 | Distributed_Solar |  |  | 0 | 0 | 0 | 0 | 0 | 0 | 0 | 0 | 0 | 5 | 5 | 5 | 4 | [14 empty] | 1 | 1 | 1 | 2 | 2 | 1 | 1 | 0
PG&E GBA | Burlingame | 115 | Distributed_Solar |  |  | 0 | 0 | 0 | 0 | 0 | 0 | 0 | 0 | 0 | 5 | 5 | 1 | 1 | [14 empty] | 2 | 1 | 3 | 1 | 2 | 1 | 1 | 0
PG&E NGBA | Burney Forest | 230 | Distributed_Solar |  |  | 0 | 0 | 0 | 0 | 0 | 0 | 0 | 0 | 0 | 5 | 5 | 3 | 2 | [14 empty] | 2 | 2 | 4 | 2 | 3 | 1 | 1 | 0
PG&E NGBA | Butte | 115 | Distributed_Solar |  |  | 0 | 0 | 0 | 0 | 0 | 0 | 0 | 0 | 0 | 5 | 5 | 1 | 1 | [14 empty] | 2 | 1 | 4 | 2 | 2 | 1 | 1 | 0
PG&E KERN | Cabrillo | 115 | Distributed_Solar |  |  | 0 | 0 | 0 | 0 | 0 | 0 | 0 | 0 | 0 | 5 | 2 | 5 | 2 | [14 empty] | 2 | 2 | 4 | 1 | 3 | 1 | 1 | 0
PG&E FRESNO | Cal Flats | 230 | Distributed_Solar |  |  | 0 | 0 | 0 | 0 | 0 | 0 | 0 | 0 | 0 | 5 | 5 | 5 | 4 | [14 empty] | 2 | 2 | 4 | 2 | 2 | 1 | 1 | 0
SCE NOL | Calcite | 230 | Distributed_Solar |  |  | 0 | 0 | 0 | 0 | 0 | 0 | 0 | 0 | 0 | 1 | 1 | 1 | 1 | 3 | [13 empty] | 2 | 1 | 4 | 1 | 3 | 1 | 1 | 0
PG&E KERN | Caliente | 230 | Distributed_Solar |  |  | 0 | 0 | 0 | 0 | 0 | 0 | 0 | 0 | 0 | 5 | 5 | 5 | 4 | 1 | [13 empty] | 2 | 1 | 4 | 2 | 2 | 1 | 1 | 0
PG&E FRESNO | California Ave | 115 | Distributed_Solar |  |  | 0 | 0 | 0 | 0 | 0 | 0 | 0 | 0 | 0 | 5 | 2 | 5 | 2 | [14 empty] | 1 | 1 | 2 | 2 | 1 | 1 | 1 | 0
PG&E KERN | Callender | 115 | Distributed_Solar |  |  | 0 | 0 | 0 | 0 | 0 | 0 | 0 | 0 | 0 | 5 | 5 | 5 | 4 | [14 empty] | 2 | 2 | 4 | 2 | 2 | 1 | 1 | 0
PG&E NGBA | Calpella | 115 | Distributed_Solar |  |  | 0 | 4 | 4 | 0 | 4 | 4 | 0 | 0 | 0 | 5 | 5 | 1 | 1 | [14 empty] | 2 | 2 | 4 | 2 | 3 | 1 | 1 | 1
PG&E GBA | Camanche | 230 | Distributed_Solar |  |  | 0 | 0 | 0 | 0 | 0 | 0 | 0 | 0 | 0 | 1 | 1 | 1 | 1 | [14 empty] | 1 | 1 | 4 | 2 | 3 | 1 | 1 | 0
SDGE | Cameron | 69 | Distributed_Solar |  |  | 0 | 0 | 0 | 0 | 0 | 0 | 0 | 0 | 0 | 1 | 1 | 1 | 1 | [14 empty] | 1 | 1 | 2 | 1 | 1 | 1 | 1 | 0
SDGE | Cannon | 69 | Distributed_Solar |  |  | 0 | 0 | 0 | 0 | 0 | 0 | 0 | 0 | 0 | 1 | 1 | 1 | 1 | [14 empty] | 2 | 1 | 1 | 1 | 3 | 1 | 1 | 0
PG&E FRESNO | Cantua | 115 | Distributed_Solar |  |  | 0 | 0 | 0 | 0 | 0 | 0 | 0 | 0 | 0 | 5 | 2 | 5 | 2 | [14 empty] | 1 | 1 | 4 | 2 | 1 | 1 | 1 | 0
SDGE | Capistrano | 138 | Distributed_Solar |  |  | 0 | 0 | 0 | 0 | 0 | 0 | 0 | 0 | 0 | 1 | 1 | 1 | 1 | [14 empty] | 1 | 1 | 2 | 1 | 3 | 1 | 1 | 0
SDGE | Capistrano | 230 | Distributed_Solar |  |  | 0 | 0 | 0 | 0 | 0 | 0 | 0 | 0 | 0 | 1 | 1 | 1 | 1 | [14 empty] | 1 | 1 | 2 | 1 | 3 | 1 | 1 | 0
PG&E NGBA | Carberry | 230 | Distributed_Solar |  |  | 0 | 0 | 0 | 0 | 0 | 0 | 0 | 0 | 0 | 5 | 5 | 3 | 2 | [14 empty] | 2 | 2 | 4 | 2 | 3 | 1 | 1 | 0
SCE Eastern | Cardiff | 66 | Distributed_Solar |  |  | 0 | 0 | 0 | 0 | 0 | 0 | 0 | 0 | 0 | 1 | 1 | 1 | 1 | [14 empty] | 1 | 1 | 2 | 1 | 1 | 1 | 1 | 0
PG&E NGBA | Caribou | 60 | Distributed_Solar |  |  | 0 | 0 | 0 | 0 | 0 | 0 | 0 | 0 | 0 | 5 | 5 | 1 | 1 | [14 empty] | 2 | 2 | 4 | 1 | 3 | 1 | 1 | 0
PG&E NGBA | Caribou | 115 | Distributed_Solar |  |  | 0 | 0 | 0 | 0 | 0 | 0 | 0 | 0 | 0 | 5 | 5 | 1 | 1 | [14 empty] | 2 | 2 | 4 | 1 | 3 | 1 | 1 | 0
PG&E NGBA | Caribou | 230 | Distributed_Solar |  |  | 0 | 0 | 0 | 0 | 0 | 0 | 0 | 0 | 0 | 5 | 5 | 1 | 1 | [14 empty] | 2 | 2 | 4 | 1 | 3 | 1 | 1 | 0
EOP | Carpenter Canyon (fka Gamebird) | 138 | Distributed_Solar |  |  | 0 | 0 | 0 | 0 | 0 | 0 | 0 | 0 | 0 | 5 | 2 | 4 | 2 | [14 empty] | 2 | 2 | 4 | 1 | 3 | 1 | 1 | 0
EOP | Carpenter Canyon (fka Gamebird) | 230 | Distributed_Solar |  |  | 0 | 0 | 0 | 0 | 0 | 0 | 0 | 0 | 0 | 5 | 2 | 4 | 2 | [14 empty] | 2 | 2 | 4 | 1 | 3 | 1 | 1 | 0
PG&E NGBA | Carquinez | 115 | Distributed_Solar |  |  | 0 | 0 | 0 | 0 | 0 | 0 | 0 | 0 | 0 | 5 | 5 | 1 | 1 | [14 empty] | 2 | 1 | 2 | 1 | 1 | 1 | 1 | 0
SDGE | Carrizo Gorge | 138 | Distributed_Solar |  |  | 0 | 0 | 0 | 0 | 0 | 0 | 0 | 0 | 0 | 1 | 1 | 1 | 1 | [14 empty] | 2 | 1 | 4 | 1 | 3 | 1 | 1 | 0
PG&E KERN | Carrizo Plains | 115 | Distributed_Solar |  |  | 0 | 0 | 0 | 0 | 0 | 0 | 0 | 0 | 0 | 5 | 5 | 5 | 4 | [14 empty] | 2 | 1 | 4 | 2 | 2 | 1 | 1 | 0
PG&E KERN | Casaloma | 230 | Distributed_Solar |  |  | 0 | 0 | 0 | 0 | 0 | 0 | 0 | 0 | 0 | 5 | 2 | 5 | 2 | [14 empty] | 1 | 1 | 3 | 1 | 1 | 1 | 1 | 0
PG&E GBA | Castro Valley | 230 | Distributed_Solar |  |  | 0 | 0 | 0 | 0 | 0 | 0 | 0 | 0 | 0 | 5 | 5 | 1 | 1 | [14 empty] | 2 | 1 | 2 | 1 | 2 | 1 | 1 | 0
PG&E GBA | Cayetano | 230 | Distributed_Solar |  |  | 0 | 0 | 0 | 0 | 0 | 0 | 0 | 0 | 0 | 5 | 5 | 1 | 1 | [14 empty] | 2 | 1 | 3 | 1 | 3 | 1 | 1 | 0
SCE Metro | Center | 230 | Distributed_Solar |  |  | 0 | 0 | 0 | 0 | 0 | 0 | 0 | 0 | 0 | 1 | 1 | 1 | 1 | [14 empty] | 1 | 1 | 1 | 1 | 1 | 1 | 1 | 0
PG&E KERN | Charca | 115 | Distributed_Solar |  |  | 0 | 4.62 | 4.62 | 0 | 4.62 | 4.62 | 0 | 0 | 0 | 5 | 2 | 5 | 2 | [14 empty] | 1 | 1 | 4 | 1 | 1 | 1 | 1 | 1
EOP | Charleston | 138 | Distributed_Solar |  |  | 0 | 0 | 0 | 0 | 0 | 0 | 0 | 0 | 0 | 5 | 2 | 4 | 2 | [14 empty] | 2 | 2 | 4 | 1 | 3 | 1 | 1 | 0
SCE Metro | Chevmain | 230 | Distributed_Solar |  |  | 0 | 0 | 0 | 0 | 0 | 0 | 0 | 0 | 0 | 1 | 1 | 1 | 1 | [14 empty] | 1 | 1 | 1 | 1 | 1 | 1 | 1 | 0
SDGE | Chicarita | 138 | Distributed_Solar |  |  | 0 | 0 | 0 | 0 | 0 | 0 | 0 | 0 | 0 | 1 | 1 | 1 | 1 | [14 empty] | 2 | 1 | 3 | 1 | 3 | 1 | 1 | 0
SCE Metro | Chino | 230 | Distributed_Solar |  |  | 0 | 0 | 0 | 0 | 0 | 0 | 0 | 0 | 0 | 1 | 1 | 1 | 1 | [14 empty] | 1 | 1 | 1 | 1 | 2 | 1+ | 1 | 1
PG&E FRESNO | Chowchilla | 115 | Distributed_Solar |  |  | 0 | 7.56 | 7.56 | 0 | 7.56 | 7.56 | 0 | 0 | 0 | 5 | 5 | 5 | 2 | [14 empty] | 1 | 1 | 1 | 2 | 2 | 1 | 1 | 1
PG&E GBA | Christie | 60 | Distributed_Solar |  |  | 0 | 0 | 0 | 0 | 0 | 0 | 0 | 0 | 0 | 5 | 5 | 1 | 1 | [14 empty] | 2 | 1 | 2 | 1 | 2 | 1 | 1 | 0
PG&E GBA | Christie | 115 | Distributed_Solar |  |  | 0 | 0 | 0 | 0 | 0 | 0 | 0 | 0 | 0 | 5 | 5 | 1 | 1 | [14 empty] | 2 | 1 | 2 | 1 | 2 | 1 | 1 | 0
SCE Eastern | Cielo Azul | 500 | Distributed_Solar |  |  | 0 | 0 | 0 | 0 | 0 | 0 | 0 | 0 | 0 | 5 | 4 | 4 | 2 | [14 empty] | 2 | 2 | 4 | 1 | 3 | 1 | 1 | 0
PG&E GBA | Clay | 60 | Distributed_Solar |  |  | 0 | 0 | 0 | 0 | 0 | 0 | 0 | 0 | 0 | 1 | 1 | 1 | 1 | [14 empty] | 2 | 1 | 3 | 1 | 3 | 1 | 1 | 0
PG&E GBA | Clayton | 115 | Distributed_Solar |  |  | 0 | 0 | 0 | 0 | 0 | 0 | 0 | 0 | 0 | 5 | 5 | 1 | 1 | [14 empty] | 2 | 1 | 4 | 1 | 2 | 1 | 1 | 0
PG&E NGBA | Cloverdale | 115 | Distributed_Solar |  |  | 0 | 0 | 0 | 0 | 0 | 0 | 0 | 0 | 0 | 5 | 5 | 1 | 1 | [14 empty] | 2 | 2 | 4 | 2 | 3 | 1 | 1 | 0
PG&E FRESNO | Clovis | 115 | Distributed_Solar |  |  | 0 | 0 | 0 | 0 | 0 | 0 | 0 | 0 | 0 | 5 | 2 | 5 | 2 | [14 empty] | 1 | 1 | 2 | 2 | 2 | 1 | 1 | 0
PG&E GBA | Coburn | 230 | Distributed_Solar |  |  | 0 | 0 | 0 | 0 | 0 | 0 | 0 | 0 | 0 | 5 | 2 | 5 | 2 | [14 empty] | 2 | 2 | 2 | 2 | 3 | 1 | 1 | 0
PG&E GBA | Coburn | 60 | Distributed_Solar |  |  | 0 | 0 | 0 | 0 | 0 | 0 | 0 | 0 | 0 | 5 | 2 | 5 | 2 | [14 empty] | 2 | 2 | 2 | 2 | 3 | 1 | 1 | 0
PG&E NGBA | Colgate | 230 | Distributed_Solar |  |  | 0 | 0 | 0 | 0 | 0 | 0 | 0 | 0 | 0 | 5 | 5 | 1 | 1 | [14 empty] | 2 | 1 | 4 | 1 | 3 | 1 | 1 | 0
PG&E GBA | Collierville | 230 | Distributed_Solar |  |  | 0 | 0 | 0 | 0 | 0 | 0 | 0 | 0 | 0 | 1 | 1 | 1 | 1 | [14 empty] | 2 | 1 | 4 | 1 | 3 | 1 | 1 | 0
PG&E GBA | Collinsville | 230 | Distributed_Solar |  |  | 0 | 0 | 0 | 0 | 0 | 0 | 0 | 0 | 0 | 5 | 5 | 1 | 1 | [14 empty] | 2 | 1 | 3 | 1 | 1 | 1 | 1 | 0
PG&E GBA | Collinsville | 500 | Distributed_Solar |  |  | 0 | 0 | 0 | 0 | 0 | 0 | 0 | 0 | 0 | 5 | 5 | 1 | 1 | [14 empty] | 2 | 1 | 3 | 1 | 1 | 1 | 1 | 0
SCE Eastern | Colorado River | 230 | Distributed_Solar |  |  | 0 | 0 | 0 | 0 | 0 | 0 | 0 | 0 | 0 | 4 | 4 | 1 | 1 | 4 | [13 empty] | 2 | 2 | 3 | 1 | 3 | 1 | 1 | 0
SCE Eastern | Colorado River | 500 | Distributed_Solar |  |  | 0 | 0 | 0 | 0 | 0 | 0 | 0 | 0 | 0 | 4 | 4 | 1 | 1 | 2 | [13 empty] | 2 | 2 | 3 | 1 | 3 | 1 | 1 | 0
PG&E KERN | Columbus | 115 | Distributed_Solar |  |  | 0 | 0 | 0 | 0 | 0 | 0 | 0 | 0 | 0 | 5 | 5 | 5 | 4 | [14 empty] | 1 | 1 | 2 | 1 | 2 | 1 | 1 | 0
PG&E GBA | Contra Costa | 115 | Distributed_Solar |  |  | 0 | 0 | 0 | 0 | 0 | 0 | 0 | 0 | 0 | 5 | 5 | 1 | 1 | [14 empty] | 2 | 1 | 2 | 1 | 2 | 1 | 1 | 0
PG&E GBA | Contra Costa | 230 | Distributed_Solar |  |  | 0 | 0 | 0 | 0 | 0 | 0 | 0 | 0 | 0 | 5 | 5 | 1 | 1 | [14 empty] | 2 | 1 | 2 | 1 | 2 | 1 | 1 | 0
PG&E GBA | Contra Costa PP | 230 | Distributed_Solar |  |  | 0 | 0 | 0 | 0 | 0 | 0 | 0 | 0 | 0 | 5 | 5 | 1 | 1 | [14 empty] | 2 | 1 | 1 | 1 | 2 | 1 | 1 | 0
SCE NOL | Control | 115 | Distributed_Solar |  |  | 0 | 0 | 0 | 0 | 0 | 0 | 0 | 0 | 0 | 5 | 3 | 1 | 1 | [14 empty] | 2 | 2 | 4 | 1 | 3 | 1 | 1 | 0
SCE NOL | Control | 55 | Distributed_Solar |  |  | 0 | 0 | 0 | 0 | 0 | 0 | 0 | 0 | 0 | 5 | 3 | 1 | 1 | [14 empty] | 2 | 2 | 4 | 1 | 3 | 1 | 1 | 0
PG&E GBA | Cooley Landing | 115 | Distributed_Solar |  |  | 0 | 0 | 0 | 0 | 0 | 0 | 0 | 0 | 0 | 5 | 5 | 1 | 1 | [14 empty] | 2 | 1 | 2 | 1 | 1 | 1 | 1 | 0
PG&E GBA | Cooley Landing | 60 | Distributed_Solar |  |  | 0 | 0 | 0 | 0 | 0 | 0 | 0 | 0 | 0 | 1 | 1 | 1 | 1 | [14 empty] | 2 | 1 | 2 | 1 | 1 | 1 | 1 | 0
SCE NOL | Coolwater | 230 | Distributed_Solar |  |  | 0 | 0 | 0 | 0 | 0 | 0 | 0 | 0 | 0 | 3 | 3 | 1 | 1 | [14 empty] | 2 | 1 | 2 | 1 | 1 | 1 | 1 | 0
SCE NOL | Coolwater | 115 | Distributed_Solar |  |  | 0 | 0 | 0 | 0 | 0 | 0 | 0 | 0 | 0 | 3 | 3 | 1 | 1 | 3 | [13 empty] | 2 | 1 | 2 | 1 | 1 | 4+ | 1 | 1
PG&E KERN | Copus | 70 | Distributed_Solar |  |  | 0 | 0 | 0 | 0 | 0 | 0 | 0 | 0 | 0 | 5 | 5 | 5 | 4 | [14 empty] | 1 | 1 | 3 | 1 | 1 | 1 | 1 | 0
PG&E FRESNO | Corcoran | 70 | Distributed_Solar |  |  | 0 | 0 | 0 | 0 | 0 | 0 | 0 | 0 | 0 | 5 | 5 | 5 | 4 | [14 empty] | 1 | 1 | 4 | 2 | 1 | 1 | 5 | 1
PG&E FRESNO | Corcoran | 115 | Distributed_Solar |  |  | 0 | 0 | 0 | 0 | 0 | 0 | 0 | 0 | 0 | 5 | 5 | 5 | 4 | [14 empty] | 1 | 1 | 4 | 2 | 1 | 1 | 1 | 0
PG&E NGBA | Corona | 115 | Distributed_Solar |  |  | 0 | 0 | 0 | 0 | 0 | 0 | 0 | 0 | 0 | 5 | 5 | 1 | 1 | [14 empty] | 2 | 1 | 3 | 2 | 3 | 1 | 1 | 0
PG&E NGBA | Cortina | 230 | Distributed_Solar |  |  | 0 | 0 | 0 | 0 | 0 | 0 | 0 | 0 | 0 | 5 | 5 | 1 | 1 | 3 | [13 empty] | 2 | 2 | 4 | 1 | 3 | 1 | 1 | 0
PG&E NGBA | Cortina | 115 | Distributed_Solar |  |  | 0 | 0 | 0 | 0 | 0 | 0 | 0 | 0 | 0 | 5 | 5 | 1 | 1 | 1 | [13 empty] | 2 | 2 | 4 | 1 | 3 | 1 | 1 | 0
PG&E GBA | Cottle | 230 | Distributed_Solar |  |  | 0 | 0 | 0 | 0 | 0 | 0 | 0 | 0 | 0 | 5 | 5 | 5 | 2 | 3 | [13 empty] | 1 | 1 | 3 | 2 | 1 | 1 | 1 | 0
PG&E NGBA | Cottonwood | 115 | Distributed_Solar |  |  | 0 | 0 | 0 | 0 | 0 | 0 | 0 | 0 | 0 | 5 | 5 | 1 | 1 | [14 empty] | 2 | 2 | 3 | 2 | 3 | 1 | 1 | 0
PG&E NGBA | Cottonwood | 230 | Distributed_Solar |  |  | 0 | 0 | 0 | 0 | 0 | 0 | 0 | 0 | 0 | 5 | 5 | 1 | 1 | [14 empty] | 2 | 2 | 3 | 2 | 3 | 1 | 1 | 0
PG&E NGBA | Cottonwood | 60 | Distributed_Solar |  |  | 0 | 0 | 0 | 0 | 0 | 0 | 0 | 0 | 0 | 5 | 5 | 1 | 1 | [14 empty] | 2 | 2 | 3 | 2 | 3 | 1 | 1 | 0
PG&E NGBA | Cove Road | 230 | Distributed_Solar |  |  | 0 | 0 | 0 | 0 | 0 | 0 | 0 | 0 | 0 | 5 | 5 | 1 | 1 | [14 empty] | 2 | 2 | 4 | 2 | 3 | 1 | 1 | 0
PG&E GBA | Coyote | 230 | Distributed_Solar |  |  | 0 | 0 | 0 | 0 | 0 | 0 | 0 | 0 | 0 | 1 | 1 | 1 | 1 | [14 empty] | 2 | 1 | 3 | 2 | 2 | 1 | 1 | 0
PG&E GBA | Crazy Horse Canyon | 115 | Distributed_Solar |  |  | 0 | 0 | 0 | 0 | 0 | 0 | 0 | 0 | 0 | 1 | 1 | 1 | 1 | [14 empty] | 2 | 2 | 4 | 2 | 3 | 1 | 1 | 0
SDGE | Creelman | 69 | Distributed_Solar |  |  | 0 | 0 | 0 | 0 | 0 | 0 | 0 | 0 | 0 | 1 | 1 | 1 | 1 | [14 empty] | 2 | 1 | 4 | 1 | 3 | 1 | 1 | 0
PG&E FRESNO | Crescent | 70 | Distributed_Solar |  |  | 0 | 0 | 0 | 0 | 0 | 0 | 0 | 0 | 0 | 5 | 5 | 5 | 2 | [14 empty] | 1 | 1 | 3 | 2 | 1 | 1 | 1 | 0
PG&E FRESNO | Cressey | 115 | Distributed_Solar |  |  | 0 | 0 | 0 | 0 | 0 | 0 | 0 | 0 | 0 | 5 | 2 | 5 | 2 | [14 empty] | 1 | 1 | 3 | 2 | 1 | 1 | 1 | 0
PG&E NGBA | Cresta | 230 | Distributed_Solar |  |  | 0 | 0 | 0 | 0 | 0 | 0 | 0 | 0 | 0 | 5 | 5 | 1 | 1 | [14 empty] | 2 | 1 | 4 | 2 | 3 | 1 | 1 | 0
SDGE | Crestwood | 69 | Distributed_Solar |  |  | 0 | 0 | 0 | 0 | 0 | 0 | 0 | 0 | 0 | 1 | 1 | 1 | 1 | [14 empty] | 2 | 1 | 4 | 1 | 3 | 1 | 1 | 0
PG&E GBA | Crow Creek | 60 | Distributed_Solar |  |  | 0 | 0 | 0 | 0 | 0 | 0 | 0 | 0 | 0 | 1 | 1 | 1 | 1 | [14 empty] | 1 | 1 | 4 | 2 | 1 | 1 | 1 | 0
PG&E GBA | Crows Landing | 60 | Distributed_Solar |  |  | 0 | 0 | 0 | 0 | 0 | 0 | 0 | 0 | 0 | 1 | 1 | 1 | 1 | [14 empty] | 1 | 1 | 4 | 2 | 1 | 1 | 1 | 0
PG&E GBA | Curtis | 115 | Distributed_Solar |  |  | 0 | 0 | 0 | 0 | 0 | 0 | 0 | 0 | 0 | 1 | 1 | 1 | 1 | [14 empty] | 2 | 1 | 4 | 1 | 3 | 1 | 1 | 0
PG&E FRESNO | Dairyland | 115 | Distributed_Solar |  |  | 0 | 0 | 0 | 0 | 0 | 0 | 0 | 0 | 0 | 5 | 2 | 5 | 2 | [14 empty] | 1 | 1 | 3 | 2 | 1 | 1 | 5 | 1
PG&E NGBA | Davis | 115 | Distributed_Solar |  |  | 0 | 0 | 0 | 0 | 0 | 0 | 0 | 0 | 0 | 5 | 5 | 1 | 1 | 3 | [13 empty] | 2 | 1 | 4 | 2 | 3 | 1 | 1 | 0
SCE Metro | Del Amo | 500 | Distributed_Solar |  |  | 0 | 0 | 0 | 0 | 0 | 0 | 0 | 0 | 0 | 1 | 1 | 1 | 1 | [14 empty] | 1 | 1 | 3 | 1 | 2 | 1 | 1 | 0
SCE Metro | Del Amo | 230 | Distributed_Solar |  |  | 0 | 0 | 0 | 0 | 0 | 0 | 0 | 0 | 0 | 1 | 1 | 1 | 1 | [14 empty] | 1 | 1 | 3 | 1 | 2 | 1 | 1 | 0
SCE Eastern | Delaney | 500 | Distributed_Solar |  |  | 0 | 0 | 0 | 0 | 0 | 0 | 0 | 0 | 0 | 5 | 4 | 4 | 2 | [14 empty] | 2 | 1 | 4 | 2 | 3 | 1 | 1 | 0
PG&E NGBA | Delevan | 230 | Distributed_Solar |  |  | 0 | 0 | 0 | 0 | 0 | 0 | 0 | 0 | 0 | 5 | 5 | 1 | 1 | 3 | [13 empty] | 2 | 2 | 1 | 1 | 3 | 1 | 1 | 0
PG&E GBA | Delta PP | 230 | Distributed_Solar |  |  | 0 | 0 | 0 | 0 | 0 | 0 | 0 | 0 | 0 | 5 | 5 | 1 | 1 | [14 empty] | 2 | 1 | 3 | 1 | 2 | 1 | 1 | 0
EOP | Desert View | 230 | Distributed_Solar |  |  | 0 | 0 | 0 | 0 | 0 | 0 | 0 | 0 | 0 | 5 | 2 | 4 | 2 | [14 empty] | 2 | 1 | 4 | 1 | 3 | 1 | 1 | 0
SCE Eastern | Devers | 230 | Distributed_Solar |  |  | 0 | 0 | 0 | 0 | 0 | 0 | 0 | 0 | 0 | 1 | 1 | 1 | 1 | 5 | [13 empty] | 2 | 1 | 1 | 1 | 3 | 4+ | 1 | 1
SCE Eastern | Devers | 500 | Distributed_Solar |  |  | 0 | 0 | 0 | 0 | 0 | 0 | 0 | 0 | 0 | 1 | 1 | 1 | 1 | [14 empty] | 2 | 1 | 1 | 1 | 3 | 1 | 1 | 0
PG&E KERN | Diablo Canyon | 230 | Distributed_Solar |  |  | 0 | 0 | 0 | 0 | 0 | 0 | 0 | 0 | 0 | 5 | 2 | 5 | 2 | 3 | [13 empty] | 2 | 2 | 4 | 2 | 3 | 1 | 1 | 0
PG&E KERN | Diablo Canyon | 500 | Distributed_Solar |  |  | 0 | 0 | 0 | 0 | 0 | 0 | 0 | 0 | 0 | 5 | 5 | 4 | 4 | 5 | [13 empty] | 2 | 2 | 4 | 2 | 3 | 1 | 1 | 0
PG&E KERN | Divide | 115 | Distributed_Solar |  |  | 0 | 0 | 0 | 0 | 0 | 0 | 0 | 0 | 0 | 5 | 2 | 5 | 2 | [14 empty] | 2 | 2 | 4 | 1 | 2 | 1 | 1 | 0
PG&E GBA | Dixon Landing | 115 | Distributed_Solar |  |  | 0 | 0 | 0 | 0 | 0 | 0 | 0 | 0 | 0 | 1 | 1 | 1 | 1 | [14 empty] | 2 | 1 | 2 | 1 | 2 | 1 | 4 | 1
PG&E FRESNO | Dos Amigos | 230 | Distributed_Solar |  |  | 0 | 3 | 3 | 0 | 3 | 3 | 0 | 0 | 0 | 5 | 2 | 5 | 2 | [14 empty] | 1 | 1 | 4 | 2 | 1 | 1 | 1 | 1
PG&E NGBA | Drum | 115 | Distributed_Solar |  |  | 0 | 0 | 0 | 0 | 0 | 0 | 0 | 0 | 0 | 5 | 5 | 1 | 1 | [14 empty] | 2 | 1 | 4 | 2 | 3 | 1 | 1 | 0
PG&E GBA | Dumbarton | 115 | Distributed_Solar |  |  | 0 | 0 | 0 | 0 | 0 | 0 | 0 | 0 | 0 | 5 | 5 | 1 | 1 | [14 empty] | 2 | 1 | 3 | 1 | 2 | 1 | 5 | 1
SCE NOL | Dunn Siding | 115 | Distributed_Solar |  |  | 0 | 0 | 0 | 0 | 0 | 0 | 0 | 0 | 0 | 3 | 3 | 1 | 1 | [14 empty] | 2 | 1 | 4 | 1 | 1 | 1 | 1 | 0
SCE Eastern | Eagle Mountain | 230 | Distributed_Solar |  |  | 0 | 0 | 0 | 0 | 0 | 0 | 0 | 0 | 0 | 5 | 2 | 1 | 1 | [14 empty] | 2 | 2 | 4 | 1 | 3 | 1 | 1 | 0
PG&E NGBA | Eagle Rock (PGE) | 60 | Distributed_Solar |  |  | 0 | 0 | 0 | 0 | 0 | 0 | 0 | 0 | 0 | 5 | 5 | 1 | 1 | [14 empty] | 2 | 2 | 4 | 2 | 3 | 1 | 1 | 0
PG&E NGBA | Eagle Rock (PGE) | 115 | Distributed_Solar |  |  | 0 | 0 | 0 | 0 | 0 | 0 | 0 | 0 | 0 | 5 | 5 | 1 | 1 | 3 | [13 empty] | 2 | 2 | 4 | 2 | 3 | 1 | 1 | 0
SCE Metro | Eagle Rock (SCE) | 230 | Distributed_Solar |  |  | 0 | 0 | 0 | 0 | 0 | 0 | 0 | 0 | 0 | 1 | 1 | 1 | 1 | [14 empty] | 1 | 1 | 2 | 1 | 2 | 1 | 1 | 0
PG&E NGBA | East Marysville | 115 | Distributed_Solar |  |  | 0 | 0 | 0 | 0 | 0 | 0 | 0 | 0 | 0 | 5 | 5 | 1 | 1 | [14 empty] | 2 | 2 | 2 | 1 | 2 | 1 | 1 | 0
PG&E NGBA | East Nicolaus | 115 | Distributed_Solar |  |  | 0 | 0 | 0 | 0 | 0 | 0 | 0 | 0 | 0 | 5 | 5 | 1 | 1 | [14 empty] | 2 | 1 | 4 | 1 | 3 | 1 | 1 | 0
PG&E NGBA | East Nicolaus | 60 | Distributed_Solar |  |  | 0 | 0 | 0 | 0 | 0 | 0 | 0 | 0 | 0 | 5 | 5 | 1 | 1 | [14 empty] | 2 | 1 | 4 | 1 | 3 | 1 | 1 | 0
PG&E GBA | Eastshore | 115 | Distributed_Solar |  |  | 0 | 0 | 0 | 0 | 0 | 0 | 0 | 0 | 0 | 5 | 5 | 1 | 1 | 4 | [13 empty] | 2 | 1 | 2 | 1 | 1 | 1 | 1 | 0
PG&E GBA | Eastshore | 230 | Distributed_Solar |  |  | 0 | 0 | 0 | 0 | 0 | 0 | 0 | 0 | 0 | 5 | 5 | 1 | 1 | [14 empty] | 2 | 1 | 2 | 1 | 1 | 1 | 1 | 0
SDGE | ECO | 138 | Distributed_Solar |  |  | 0 | 0 | 0 | 0 | 0 | 0 | 0 | 0 | 0 | 1 | 1 | 1 | 1 | 3 | [13 empty] | 2 | 1 | 4 | 1 | 3 | 1 | 1 | 0
SDGE | ECO | 230 | Distributed_Solar |  |  | 0 | 0 | 0 | 0 | 0 | 0 | 0 | 0 | 0 | 1 | 1 | 1 | 1 | [14 empty] | 2 | 1 | 4 | 1 | 3 | 1 | 1 | 0
SDGE | ECO | 500 | Distributed_Solar |  |  | 0 | 0 | 0 | 0 | 0 | 0 | 0 | 0 | 0 | 1 | 1 | 1 | 1 | [14 empty] | 2 | 1 | 4 | 1 | 3 | 1 | 1 | 0
PG&E GBA | Edenvale | 115 | Distributed_Solar |  |  | 0 | 0 | 0 | 0 | 0 | 0 | 0 | 0 | 0 | 1 | 1 | 1 | 1 | [14 empty] | 2 | 1 | 2 | 2 | 2 | 1 | 1 | 0
PG&E GBA | Edes | 115 | Distributed_Solar |  |  | 0 | 0 | 0 | 0 | 0 | 0 | 0 | 0 | 0 | 5 | 5 | 1 | 1 | [14 empty] | 2 | 1 | 3 | 1 | 1 | 1 | 5 | 1
PG&E GBA | Eight Mile | 230 | Distributed_Solar |  |  | 0 | 0 | 0 | 0 | 0 | 0 | 0 | 0 | 0 | 5 | 5 | 1 | 1 | [14 empty] | 1 | 1 | 2 | 2 | 1 | 1 | 1 | 0
SDGE | El Cajon | 69 | Distributed_Solar |  |  | 0 | 0 | 0 | 0 | 0 | 0 | 0 | 0 | 0 | 1 | 1 | 1 | 1 | [14 empty] | 2 | 1 | 2 | 1 | 1 | 1 | 1 | 0
SCE Eastern | El Casco | 230 | Distributed_Solar |  |  | 0 | 0 | 0 | 0 | 0 | 0 | 0 | 0 | 0 | 1 | 1 | 1 | 1 | [14 empty] | 1 | 1 | 4 | 1 | 2 | 1 | 1 | 0
PG&E GBA | El Cerrito G | 115 | Distributed_Solar |  |  | 0 | 0 | 0 | 0 | 0 | 0 | 0 | 0 | 0 | 5 | 5 | 1 | 1 | [14 empty] | 2 | 1 | 2 | 1 | 2 | 1 | 1 | 0
PG&E NGBA | El Dorado PH | 115 | Distributed_Solar |  |  | 0 | 0 | 0 | 0 | 0 | 0 | 0 | 0 | 0 | 5 | 5 | 1 | 1 | [14 empty] | 2 | 1 | 4 | 2 | 3 | 1 | 1 | 0
PG&E FRESNO | El Nido (PGE) | 115 | Distributed_Solar |  |  | 0 | 3 | 3 | 0 | 3 | 3 | 0 | 0 | 0 | 5 | 5 | 5 | 2 | [14 empty] | 1 | 1 | 4 | 2 | 1 | 1 | 1 | 1
SCE Metro | El Nido (SCE) | 230 | Distributed_Solar |  |  | 0 | 0 | 0 | 0 | 0 | 0 | 0 | 0 | 0 | 1 | 1 | 1 | 1 | [14 empty] | 1 | 1 | 2 | 1 | 2 | 1 | 1 | 0
PG&E GBA | El Patio | 115 | Distributed_Solar |  |  | 0 | 0 | 0 | 0 | 0 | 0 | 0 | 0 | 0 | 1 | 1 | 1 | 1 | [14 empty] | 2 | 1 | 3 | 2 | 2 | 1 | 1 | 0
SCE Metro | El Segundo | 230 | Distributed_Solar |  |  | 0 | 0 | 0 | 0 | 0 | 0 | 0 | 0 | 0 | 1 | 1 | 1 | 1 | [14 empty] | 1 | 1 | 1 | 1 | 1 | 1 | 1 | 0
EOP | Eldorado | 230 | Distributed_Solar |  |  | 0 | 0 | 0 | 0 | 0 | 0 | 0 | 0 | 0 | 5 | 2 | 4 | 2 | 4 | [13 empty] | 2 | 2 | 2 | 1 | 3 | 1 | 1 | 0
EOP | Eldorado | 500 | Distributed_Solar |  |  | 0 | 0 | 0 | 0 | 0 | 0 | 0 | 0 | 0 | 5 | 2 | 4 | 2 | 5 | [13 empty] | 2 | 2 | 2 | 1 | 3 | 1 | 1 | 0
SCE Northern | Elizabeth Lake | 66 | Distributed_Solar |  |  | 0 | 0 | 0 | 0 | 0 | 0 | 0 | 0 | 0 | 5 | 2 | 4 | 2 | [14 empty] | 1 | 1 | 3 | 1 | 3 | 1 | 1 | 0
PG&E KERN | Elk Hills | 230 | Distributed_Solar |  |  | 0 | 0 | 0 | 0 | 0 | 0 | 0 | 0 | 0 | 5 | 5 | 5 | 4 | [14 empty] | 1 | 1 | 3 | 1 | 1 | 1 | 4 | 1
SDGE | Elliot | 69 | Distributed_Solar |  |  | 0 | 0 | 0 | 0 | 0 | 0 | 0 | 0 | 0 | 1 | 1 | 1 | 1 | [14 empty] | 2 | 1 | 2 | 1 | 2 | 1 | 1 | 0
SCE Metro | Ellis | 230 | Distributed_Solar |  |  | 0 | 0 | 0 | 0 | 0 | 0 | 0 | 0 | 0 | 1 | 1 | 1 | 1 | [14 empty] | 1 | 1 | 2 | 1 | 2 | 1 | 1 | 0
SDGE | Encina | 138 | Distributed_Solar |  |  | 0 | 0 | 0 | 0 | 0 | 0 | 0 | 0 | 0 | 1 | 1 | 1 | 1 | 3 | [13 empty] | 2 | 1 | 1 | 1 | 3 | 1 | 1 | 0
SDGE | Encina | 230 | Distributed_Solar |  |  | 0 | 0 | 0 | 0 | 0 | 0 | 0 | 0 | 0 | 1 | 1 | 1 | 1 | [14 empty] | 2 | 1 | 1 | 1 | 3 | 1 | 1 | 0
SDGE | Escondido | 230 | Distributed_Solar |  |  | 0 | 0 | 0 | 0 | 0 | 0 | 0 | 0 | 0 | 1 | 1 | 1 | 1 | [14 empty] | 2 | 1 | 1 | 1 | 3 | 1 | 1 | 0
SDGE | Escondido | 69 | Distributed_Solar |  |  | 0 | 0 | 0 | 0 | 0 | 0 | 0 | 0 | 0 | 1 | 1 | 1 | 1 | [14 empty] | 2 | 1 | 1 | 1 | 3 | 1 | 1 | 0
PG&E KERN | Estrella | 230 | Distributed_Solar |  |  | 0 | 0 | 0 | 0 | 0 | 0 | 0 | 0 | 0 | 5 | 2 | 5 | 2 | [14 empty] | 2 | 2 | 4 | 2 | 3 | 1 | 1 | 0
SCE Eastern | Etiwanda | 230 | Distributed_Solar |  |  | 0 | 0 | 0 | 0 | 0 | 0 | 0 | 0 | 0 | 1 | 1 | 1 | 1 | 5 | [13 empty] | 1 | 1 | 2 | 1 | 1 | 1 | 1 | 0
PG&E GBA | Evergreen | 115 | Distributed_Solar |  |  | 0 | 0 | 0 | 0 | 0 | 0 | 0 | 0 | 0 | 1 | 1 | 1 | 1 | [14 empty] | 2 | 1 | 2 | 2 | 2 | 1 | 1 | 0
PG&E GBA | Evergreen | 60 | Distributed_Solar |  |  | 0 | 0 | 0 | 0 | 0 | 0 | 0 | 0 | 0 | 1 | 1 | 1 | 1 | [14 empty] | 2 | 1 | 2 | 2 | 2 | 1 | 1 | 0
PG&E FRESNO | Excelsior | 115 | Distributed_Solar |  |  | 0 | 0 | 0 | 0 | 0 | 0 | 0 | 0 | 0 | 5 | 2 | 5 | 2 | 1 | [13 empty] | 1 | 1 | 4 | 2 | 1 | 1 | 1 | 0
PG&E FRESNO | Exchequer | 115 | Distributed_Solar |  |  | 0 | 0 | 0 | 0 | 0 | 0 | 0 | 0 | 0 | 5 | 5 | 5 | 2 | [14 empty] | 2 | 1 | 4 | 1 | 2 | 1 | 1 | 0
PG&E KERN | Fairway | 115 | Distributed_Solar |  |  | 0 | 0 | 0 | 0 | 0 | 0 | 0 | 0 | 0 | 5 | 2 | 5 | 2 | [14 empty] | 2 | 2 | 3 | 1 | 2 | 1 | 1 | 0
PG&E KERN | Famoso | 115 | Distributed_Solar |  |  | 0 | 0 | 0 | 0 | 0 | 0 | 0 | 0 | 0 | 5 | 2 | 5 | 2 | [14 empty] | 1 | 1 | 4 | 1 | 1 | 1 | 4 | 1
PG&E NGBA | Fern Road | 500 | Distributed_Solar |  |  | 0 | 0 | 0 | 0 | 0 | 0 | 0 | 0 | 0 | 5 | 5 | 1 | 1 | [14 empty] | 2 | 2 | 4 | 2 | 3 | 1 | 1 | 0
PG&E GBA | Fibreboard (SPI Sonora) | 115 | Distributed_Solar |  |  | 0 | 0 | 0 | 0 | 0 | 0 | 0 | 0 | 0 | 1 | 1 | 1 | 1 | [14 empty] | 2 | 1 | 2 | 1 | 2 | 1 | 1 | 0
PG&E FRESNO | Figarden | 230 | Distributed_Solar |  |  | 0 | 0 | 0 | 0 | 0 | 0 | 0 | 0 | 0 | 5 | 2 | 5 | 2 | [14 empty] | 1 | 1 | 3 | 2 | 2 | 1 | 1 | 0
PG&E FRESNO | Fink | 230 | Distributed_Solar |  |  | 0 | 0 | 0 | 0 | 0 | 0 | 0 | 0 | 0 | 1 | 1 | 1 | 1 | [14 empty] | 1 | 1 | 4 | 2 | 1 | 1 | 1 | 0
PG&E NGBA | Fitch Mountain | 60 | Distributed_Solar |  |  | 0 | 0 | 0 | 0 | 0 | 0 | 0 | 0 | 0 | 5 | 5 | 1 | 1 | [14 empty] | 2 | 2 | 4 | 2 | 3 | 1 | 1 | 0
PG&E GBA | FMC | 115 | Distributed_Solar |  |  | 0 | 0 | 0 | 0 | 0 | 0 | 0 | 0 | 0 | 1 | 1 | 1 | 1 | [14 empty] | 2 | 1 | 2 | 2 | 2 | 1 | 1 | 0
PG&E GBA | Fremont | 115 | Distributed_Solar |  |  | 0 | 0 | 0 | 0 | 0 | 0 | 0 | 0 | 0 | 1 | 1 | 1 | 1 | [14 empty] | 2 | 1 | 3 | 1 | 2 | 1 | 1 | 0
PG&E GBA | French Camp | 60 | Distributed_Solar |  |  | 0 | 0 | 0 | 0 | 0 | 0 | 0 | 0 | 0 | 1 | 1 | 1 | 1 | [14 empty] | 1 | 1 | 3 | 2 | 1 | 1 | 1 | 0
PG&E GBA | Frogtown | 115 | Distributed_Solar |  |  | 0 | 0 | 0 | 0 | 0 | 0 | 0 | 0 | 0 | 1 | 1 | 1 | 1 | [14 empty] | 2 | 1 | 4 | 1 | 3 | 1 | 1 | 0
PG&E NGBA | Fulton | 115 | Distributed_Solar |  |  | 0 | 0 | 0 | 0 | 0 | 0 | 0 | 0 | 0 | 5 | 5 | 1 | 1 | 1 | [13 empty] | 2 | 1 | 3 | 2 | 2 | 1 | 1 | 0
PG&E NGBA | Fulton | 230 | Distributed_Solar |  |  | 0 | 0 | 0 | 0 | 0 | 0 | 0 | 0 | 0 | 5 | 5 | 1 | 1 | [14 empty] | 2 | 1 | 3 | 2 | 2 | 1 | 1 | 0
PG&E NGBA | Fulton | 60 | Distributed_Solar |  |  | 0 | 0 | 0 | 0 | 0 | 0 | 0 | 0 | 0 | 5 | 5 | 1 | 1 | [14 empty] | 2 | 1 | 3 | 2 | 2 | 1 | 1 | 0
PG&E KERN | Ganso | 115 | Distributed_Solar |  |  | 0 | 0 | 0 | 0 | 0 | 0 | 0 | 0 | 0 | 5 | 2 | 5 | 2 | [14 empty] | 1 | 1 | 3 | 1 | 1 | 1 | 4 | 1
PG&E FRESNO | Gates | 230 | Distributed_Solar |  |  | 0 | 3 | 3 | 0 | 3 | 3 | 0 | 0 | 0 | 5 | 5 | 5 | 4 | 4 | [13 empty] | 1 | 1 | 3 | 2 | 1 | 1 | 1 | 1
PG&E FRESNO | Gates | 500 | Distributed_Solar |  |  | 0 | 0 | 0 | 0 | 0 | 0 | 0 | 0 | 0 | 5 | 5 | 5 | 4 | 5 | [13 empty] | 1 | 1 | 3 | 2 | 1 | 1 | 1 | 0
PG&E NGBA | Geysers 12 | 230 | Distributed_Solar |  |  | 0 | 0 | 0 | 0 | 0 | 0 | 0 | 0 | 0 | 5 | 5 | 1 | 1 | [14 empty] | 2 | 2 | 4 | 2 | 3 | 1 | 1 | 0
PG&E NGBA | Geysers 17 | 230 | Distributed_Solar |  |  | 0 | 0 | 0 | 0 | 0 | 0 | 0 | 0 | 0 | 5 | 5 | 1 | 1 | [14 empty] | 2 | 2 | 4 | 2 | 3 | 1 | 1 | 0
PG&E NGBA | Geysers 3 | 115 | Distributed_Solar |  |  | 0 | 0 | 0 | 0 | 0 | 0 | 0 | 0 | 0 | 5 | 5 | 1 | 1 | [14 empty] | 2 | 2 | 4 | 2 | 3 | 1 | 1 | 0
PG&E NGBA | Glenn | 230 | Distributed_Solar |  |  | 0 | 0 | 0 | 0 | 0 | 0 | 0 | 0 | 0 | 5 | 5 | 1 | 1 | 3 | [13 empty] | 2 | 2 | 4 | 1 | 3 | 1 | 1 | 0
PG&E NGBA | Glenn | 60 | Distributed_Solar |  |  | 0 | 0 | 0 | 0 | 0 | 0 | 0 | 0 | 0 | 5 | 5 | 1 | 1 | [14 empty] | 2 | 2 | 4 | 1 | 3 | 1 | 1 | 0
PG&E NGBA | Gold Hill | 115 | Distributed_Solar |  |  | 0 | 0 | 0 | 0 | 0 | 0 | 0 | 0 | 0 | 5 | 5 | 1 | 1 | [14 empty] | 2 | 1 | 4 | 2 | 3 | 1 | 1 | 0
PG&E NGBA | Gold Hill | 230 | Distributed_Solar |  |  | 0 | 0 | 0 | 0 | 0 | 0 | 0 | 0 | 0 | 5 | 5 | 1 | 1 | [14 empty] | 2 | 1 | 4 | 2 | 3 | 1 | 1 | 0
SCE Northern | Goleta | 230 | Distributed_Solar |  |  | 0 | 0 | 0 | 0 | 0 | 0 | 0 | 0 | 0 | 5 | 2 | 4 | 2 | [14 empty] | 2 | 2 | 2 | 1 | 2 | 1 | 1 | 0
SCE Metro | Goodrich | 230 | Distributed_Solar |  |  | 0 | 0 | 0 | 0 | 0 | 0 | 0 | 0 | 0 | 1 | 1 | 1 | 1 | [14 empty] | 1 | 1 | 3 | 1 | 2 | 1 | 1 | 0
PG&E KERN | Goose Lake | 115 | Distributed_Solar |  |  | 0 | 0 | 0 | 0 | 0 | 0 | 0 | 0 | 0 | 5 | 2 | 5 | 2 | [14 empty] | 1 | 1 | 2 | 1 | 1 | 1 | 1 | 0
SCE Metro | Gould | 230 | Distributed_Solar |  |  | 0 | 0 | 0 | 0 | 0 | 0 | 0 | 0 | 0 | 1 | 1 | 1 | 1 | [14 empty] | 1 | 1 | 4 | 1 | 2 | 1 | 1 | 0
PG&E NGBA | Grand Island | 115 | Distributed_Solar |  |  | 0 | 2.73 | 2.73 | 0 | 2.73 | 2.73 | 0 | 0 | 0 | 5 | 5 | 1 | 1 | [14 empty] | 2 | 1 | 4 | 2 | 2 | 1 | 1 | 1
SDGE | Granite | 69 | Distributed_Solar |  |  | 0 | 0 | 0 | 0 | 0 | 0 | 0 | 0 | 0 | 1 | 1 | 1 | 1 | [14 empty] | 2 | 1 | 2 | 2 | 2 | 1 | 1 | 0
PG&E GBA | Grant | 115 | Distributed_Solar |  |  | 0 | 0 | 0 | 0 | 0 | 0 | 0 | 0 | 0 | 5 | 5 | 1 | 1 | [14 empty] | 2 | 1 | 2 | 1 | 2 | 1 | 1 | 0
PG&E GBA | Green Valley | 115 | Distributed_Solar |  |  | 0 | 0 | 0 | 0 | 0 | 0 | 0 | 0 | 0 | 1 | 1 | 1 | 1 | 1 | [13 empty] | 2 | 2 | 3 | 2 | 2 | 1 | 1 | 0
PG&E NGBA | Greenleaf 1 | 115 | Distributed_Solar |  |  | 0 | 0 | 0 | 0 | 0 | 0 | 0 | 0 | 0 | 5 | 5 | 1 | 1 | [14 empty] | 2 | 2 | 1 | 1 | 3 | 1 | 1 | 0
PG&E FRESNO | Gregg | 230 | Distributed_Solar |  |  | 0 | 0 | 0 | 0 | 0 | 0 | 0 | 0 | 0 | 5 | 5 | 5 | 2 | [14 empty] | 1 | 1 | 3 | 2 | 1 | 1 | 1 | 0
PG&E FRESNO | Grimmway-Malaga | 115 | Distributed_Solar |  |  | 0 | 0 | 0 | 0 | 0 | 0 | 0 | 0 | 0 | 5 | 5 | 5 | 2 | [14 empty] | 1 | 1 | 2 | 1 | 1 | 1 | 1 | 0
PG&E NGBA | Grizzly | 230 | Distributed_Solar |  |  | 0 | 0 | 0 | 0 | 0 | 0 | 0 | 0 | 0 | 5 | 5 | 1 | 1 | [14 empty] | 2 | 2 | 4 | 1 | 3 | 1 | 1 | 0
PG&E FRESNO | Guernsey | 70 | Distributed_Solar |  |  | 0 | 0 | 0 | 0 | 0 | 0 | 0 | 0 | 0 | 5 | 5 | 5 | 4 | [14 empty] | 1 | 1 | 3 | 2 | 1 | 1 | 5 | 1
PG&E FRESNO | GWF Hanford | 115 | Distributed_Solar |  |  | 0 | 0 | 0 | 0 | 0 | 0 | 0 | 0 | 0 | 5 | 5 | 5 | 2 | [14 empty] | 2 | 1 | 2 | 1 | 1 | 1 | 1 | 0
PG&E FRESNO | Haas | 230 | Distributed_Solar |  |  | 0 | 0 | 0 | 0 | 0 | 0 | 0 | 0 | 0 | 5 | 5 | 5 | 2 | [14 empty] | 1 | 1 | 4 | 2 | 3 | 1 | 1 | 0
PG&E FRESNO | Hammonds | 115 | Distributed_Solar |  |  | 0 | 0 | 0 | 0 | 0 | 0 | 0 | 0 | 0 | 5 | 2 | 5 | 2 | [14 empty] | 1 | 1 | 2 | 2 | 1 | 1 | 1 | 0
SCE Metro | HarborGen | 230 | Distributed_Solar |  |  | 0 | 0 | 0 | 0 | 0 | 0 | 0 | 0 | 0 | 1 | 1 | 1 | 1 | [14 empty] | 1 | 1 | 2 | 1 | 1 | 1 | 1 | 0
PG&E NGBA | Harris | 60 | Distributed_Solar |  |  | 0 | 0 | 0 | 0 | 0 | 0 | 0 | 0 | 0 | 5 | 5 | 1 | 1 | [14 empty] | 2 | 2 | 2 | 2 | 3 | 1 | 1 | 0
EOP | Harry Allen | 500 | Distributed_Solar |  |  | 0 | 0 | 0 | 0 | 0 | 0 | 0 | 0 | 0 | 5 | 2 | 4 | 2 | [14 empty] | 2 | 2 | 4 | 1 | 3 | 1 | 1 | 0
PG&E NGBA | Hartley | 60 | Distributed_Solar |  |  | 0 | 0 | 0 | 0 | 0 | 0 | 0 | 0 | 0 | 5 | 5 | 1 | 1 | [14 empty] | 2 | 2 | 4 | 2 | 3 | 1 | 1 | 0
SCE NOL | Harvard | 115 | Distributed_Solar |  |  | 0 | 0 | 0 | 0 | 0 | 0 | 0 | 0 | 0 | 3 | 3 | 1 | 1 | [14 empty] | 2 | 1 | 4 | 1 | 1 | 1 | 1 | 0
SDGE | Hassayampa | 500 | Distributed_Solar |  |  | 0 | 0 | 0 | 0 | 0 | 0 | 0 | 0 | 0 | 5 | 4 | 4 | 2 | [14 empty] | 2 | 1 | 4 | 2 | 3 | 1 | 1 | 0
PG&E FRESNO | Helm | 230 | Distributed_Solar |  |  | 0 | 0 | 0 | 0 | 0 | 0 | 0 | 0 | 0 | 5 | 5 | 5 | 2 | 3 | [13 empty] | 1 | 1 | 2 | 2 | 1 | 1 | 1 | 0
PG&E FRESNO | Helm | 70 | Distributed_Solar |  |  | 0 | 0 | 0 | 0 | 0 | 0 | 0 | 0 | 0 | 5 | 2 | 5 | 2 | [14 empty] | 1 | 1 | 2 | 2 | 1 | 1 | 1 | 0
PG&E FRESNO | Henrietta | 115 | Distributed_Solar |  |  | 0 | 0 | 0 | 0 | 0 | 0 | 0 | 0 | 0 | 5 | 2 | 5 | 2 | 3 | [13 empty] | 1 | 1 | 1 | 2 | 1 | 1 | 1 | 0
PG&E FRESNO | Henrietta | 230 | Distributed_Solar |  |  | 0 | 0 | 0 | 0 | 0 | 0 | 0 | 0 | 0 | 5 | 2 | 5 | 2 | 3 | [13 empty] | 1 | 1 | 1 | 2 | 1 | 1 | 1 | 0
PG&E FRESNO | Henrietta | 70 | Distributed_Solar |  |  | 0 | 0 | 0 | 0 | 0 | 0 | 0 | 0 | 0 | 5 | 5 | 5 | 4 | [14 empty] | 1 | 1 | 1 | 2 | 1 | 1 | 1 | 0
PG&E FRESNO | Herndon | 115 | Distributed_Solar |  |  | 0 | 0 | 0 | 0 | 0 | 0 | 0 | 0 | 0 | 5 | 2 | 5 | 2 | [14 empty] | 1 | 1 | 3 | 2 | 1 | 1 | 1 | 0
PG&E FRESNO | Herndon | 230 | Distributed_Solar |  |  | 0 | 0 | 0 | 0 | 0 | 0 | 0 | 0 | 0 | 5 | 2 | 5 | 2 | [14 empty] | 1 | 1 | 3 | 2 | 1 | 1 | 1 | 0
PG&E GBA | Hicks | 230 | Distributed_Solar |  |  | 0 | 0 | 0 | 0 | 0 | 0 | 0 | 0 | 0 | 1 | 1 | 1 | 1 | [14 empty] | 2 | 1 | 4 | 2 | 2 | 1 | 1 | 0
PG&E NGBA | Higgins | 115 | Distributed_Solar |  |  | 0 | 0 | 0 | 0 | 0 | 0 | 0 | 0 | 0 | 5 | 5 | 1 | 1 | [14 empty] | 2 | 1 | 4 | 1 | 3 | 1 | 1 | 0
PG&E NGBA | Hilltop | 345 | Distributed_Solar |  |  | 0 | 0 | 0 | 0 | 0 | 0 | 0 | 0 | 0 | 5 | 5 | 1 | 1 | [14 empty] | 2 | 2 | 4 | 1 | 3 | 1 | 1 | 0
SCE Metro | Hinson | 230 | Distributed_Solar |  |  | 0 | 0.68 | 0.68 | 0 | 0.68 | 0.68 | 0 | 0 | 0 | 1 | 1 | 1 | 1 | [14 empty] | 1 | 1 | 2 | 1 | 1 | 1 | 1 | 1
PG&E GBA | Hollister | 115 | Distributed_Solar |  |  | 0 | 0 | 0 | 0 | 0 | 0 | 0 | 0 | 0 | 1 | 1 | 1 | 1 | 3 | [13 empty] | 2 | 2 | 4 | 2 | 3 | 1 | 1 | 0
PG&E NGBA | Homestake | 115 | Distributed_Solar |  |  | 0 | 0 | 0 | 0 | 0 | 0 | 0 | 0 | 0 | 5 | 5 | 1 | 1 | [14 empty] | 2 | 1 | 4 | 2 | 3 | 1 | 1 | 0
PG&E NGBA | Honcut | 115 | Distributed_Solar |  |  | 0 | 0 | 0 | 0 | 0 | 0 | 0 | 0 | 0 | 5 | 5 | 1 | 1 | [14 empty] | 2 | 1 | 4 | 2 | 3 | 1 | 1 | 0
SDGE | Hoodoo Wash | 500 | Distributed_Solar |  |  | 0 | 0 | 0 | 0 | 0 | 0 | 0 | 0 | 0 | 5 | 2 | 4 | 2 | [14 empty] | 2 | 2 | 4 | 2 | 3 | 1 | 1 | 0
PG&E NGBA | Hopland | 115 | Distributed_Solar |  |  | 0 | 0 | 0 | 0 | 0 | 0 | 0 | 0 | 0 | 5 | 5 | 1 | 1 | [14 empty] | 2 | 2 | 4 | 2 | 3 | 1 | 1 | 0
PG&E NGBA | Hopland | 60 | Distributed_Solar |  |  | 0 | 0 | 0 | 0 | 0 | 0 | 0 | 0 | 0 | 5 | 5 | 1 | 1 | [14 empty] | 2 | 2 | 4 | 2 | 3 | 1 | 1 | 0
PG&E NGBA | Humboldt | 115 | Distributed_Solar |  |  | 0 | 0 | 0 | 0 | 0 | 0 | 0 | 0 | 0 | 5 | 5 | 1 | 1 | 3 | [13 empty] | 2 | 2 | 3 | 2 | 3 | 1 | 1 | 0
PG&E NGBA | Humboldt | 60 | Distributed_Solar |  |  | 0 | 1.999 | 1.999 | 0 | 1.999 | 1.999 | 0 | 0 | 0 | 5 | 5 | 1 | 1 | [14 empty] | 2 | 2 | 3 | 2 | 3 | 1 | 1 | 1
PG&E NGBA | Humboldt | 500 | Distributed_Solar |  |  | 0 | 0 | 0 | 0 | 0 | 0 | 0 | 0 | 0 | 5 | 5 | 1 | 1 | [14 empty] | 2 | 2 | 3 | 2 | 3 | 1 | 1 | 0
SCE Metro | Huntington Beach | 230 | Distributed_Solar |  |  | 0 | 0 | 0 | 0 | 0 | 0 | 0 | 0 | 0 | 1 | 1 | 1 | 1 | [14 empty] | 1 | 1 | 1 | 1 | 2 | 1 | 1 | 0
PG&E NGBA | Ignacio | 115 | Distributed_Solar |  |  | 0 | 0 | 0 | 0 | 0 | 0 | 0 | 0 | 0 | 5 | 5 | 1 | 1 | 3 | [13 empty] | 2 | 1 | 4 | 1 | 3 | 1 | 1 | 0
PG&E NGBA | Ignacio | 230 | Distributed_Solar |  |  | 0 | 0 | 0 | 0 | 0 | 0 | 0 | 0 | 0 | 5 | 5 | 1 | 1 | 3 | [13 empty] | 2 | 1 | 4 | 1 | 3 | 1 | 1 | 0
PG&E NGBA | Ignacio | 60 | Distributed_Solar |  |  | 0 | 0 | 0 | 0 | 0 | 0 | 0 | 0 | 0 | 5 | 5 | 1 | 1 | 3 | [13 empty] | 2 | 1 | 4 | 1 | 3 | 1 | 1 | 0
SDGE | Imperial Beach | 69 | Distributed_Solar |  |  | 0 | 0 | 0 | 0 | 0 | 0 | 0 | 0 | 0 | 1 | 1 | 1 | 1 | [14 empty] | 2 | 1 | 3 | 1 | 2 | 1 | 1 | 0
SDGE | Imperial Valley | 230 | Distributed_Solar |  |  | 0 | 0 | 0 | 0 | 0 | 0 | 0 | 0 | 0 | 1 | 1 | 1 | 1 | 4 | [13 empty] | 1 | 1 | 2 | 2 | 1 | 1 | 1 | 0
SDGE | Imperial Valley | 500 | Distributed_Solar |  |  | 0 | 0 | 0 | 0 | 0 | 0 | 0 | 0 | 0 | 1 | 1 | 1 | 1 | 5 | [13 empty] | 1 | 1 | 2 | 2 | 1 | 1 | 1 | 0
EOP | Innovation | 138 | Distributed_Solar |  |  | 0 | 0 | 0 | 0 | 0 | 0 | 0 | 0 | 0 | 5 | 2 | 4 | 2 | [14 empty] | 2 | 2 | 4 | 1 | 3 | 1 | 1 | 0
EOP | Innovation | 230 | Distributed_Solar |  |  | 0 | 0 | 0 | 0 | 0 | 0 | 0 | 0 | 0 | 5 | 2 | 4 | 2 | [14 empty] | 2 | 2 | 4 | 1 | 3 | 1 | 1 | 0
SCE NOL | Inyokern | 115 | Distributed_Solar |  |  | 0 | 0 | 0 | 0 | 0 | 0 | 0 | 0 | 0 | 3 | 3 | 1 | 1 | [14 empty] | 2 | 2 | 4 | 1 | 3 | 4+ | 1 | 1
EOP | IS Tap | 138 | Distributed_Solar |  |  | 0 | 0 | 0 | 0 | 0 | 0 | 0 | 0 | 0 | 5 | 2 | 4 | 2 | [14 empty] | 2 | 2 | 4 | 1 | 3 | 1 | 1 | 0
EOP | Ivanpah | 115 | Distributed_Solar |  |  | 0 | 0 | 0 | 0 | 0 | 0 | 0 | 0 | 0 | 5 | 2 | 4 | 2 | [14 empty] | 2 | 2 | 4 | 1 | 1 | 1 | 1 | 0
EOP | Ivanpah | 230 | Distributed_Solar |  |  | 0 | 0 | 0 | 0 | 0 | 0 | 0 | 0 | 0 | 5 | 2 | 4 | 2 | [14 empty] | 2 | 2 | 4 | 1 | 1 | 1 | 1 | 0
EOP | Jackass (DOE) | 138 | Distributed_Solar |  |  | 0 | 0 | 0 | 0 | 0 | 0 | 0 | 0 | 0 | 5 | 2 | 4 | 2 | [14 empty] | 2 | 2 | 4 | 1 | 3 | 1 | 1 | 0
PG&E NGBA | James B Black | 230 | Distributed_Solar |  |  | 0 | 0 | 0 | 0 | 0 | 0 | 0 | 0 | 0 | 5 | 5 | 1 | 1 | [14 empty] | 2 | 2 | 4 | 2 | 3 | 1 | 1 | 0
PG&E GBA | Jefferson | 230 | Distributed_Solar |  |  | 0 | 0 | 0 | 0 | 0 | 0 | 0 | 0 | 0 | 1 | 1 | 1 | 1 | [14 empty] | 2 | 1 | 3 | 1 | 2 | 1 | 1 | 0
PG&E NGBA | Jessup | 115 | Distributed_Solar |  |  | 0 | 0 | 0 | 0 | 0 | 0 | 0 | 0 | 0 | 5 | 5 | 1 | 1 | [14 empty] | 2 | 2 | 3 | 2 | 3 | 1 | 1 | 0
SCE Metro | Johanna | 230 | Distributed_Solar |  |  | 0 | 0 | 0 | 0 | 0 | 0 | 0 | 0 | 0 | 1 | 1 | 1 | 1 | [14 empty] | 1 | 1 | 2 | 1 | 1 | 1 | 1 | 0
SCE Eastern | Julian Hinds | 230 | Distributed_Solar |  |  | 0 | 0 | 0 | 0 | 0 | 0 | 0 | 0 | 0 | 5 | 2 | 1 | 1 | [14 empty] | 2 | 1 | 4 | 1 | 3 | 1 | 1 | 0
PG&E GBA | Kasson | 115 | Distributed_Solar |  |  | 0 | 0 | 0 | 0 | 0 | 0 | 0 | 0 | 0 | 1 | 1 | 1 | 1 | [14 empty] | 1 | 1 | 4 | 2 | 1 | 1 | 1 | 0
PG&E GBA | Kasson | 60 | Distributed_Solar |  |  | 0 | 0 | 0 | 0 | 0 | 0 | 0 | 0 | 0 | 1 | 1 | 1 | 1 | [14 empty] | 1 | 1 | 4 | 2 | 1 | 1 | 1 | 0
PG&E FRESNO | Kearney | 230 | Distributed_Solar |  |  | 0 | 0 | 0 | 0 | 0 | 0 | 0 | 0 | 0 | 5 | 5 | 5 | 2 | [14 empty] | 1 | 1 | 3 | 2 | 1 | 1 | 1 | 0
PG&E FRESNO | Kearney | 70 | Distributed_Solar |  |  | 0 | 0 | 0 | 0 | 0 | 0 | 0 | 0 | 0 | 5 | 5 | 5 | 2 | [14 empty] | 1 | 1 | 3 | 2 | 1 | 1 | 1 | 0
PG&E GBA | Kelso | 230 | Distributed_Solar |  |  | 0 | 0 | 0 | 0 | 0 | 0 | 0 | 0 | 0 | 5 | 5 | 1 | 1 | [14 empty] | 2 | 1 | 2 | 1 | 2 | 1 | 1 | 0
PG&E FRESNO | Kerchoff 1 | 115 | Distributed_Solar |  |  | 0 | 0 | 0 | 0 | 0 | 0 | 0 | 0 | 0 | 5 | 5 | 5 | 2 | [14 empty] | 1 | 1 | 4 | 2 | 3 | 1 | 1 | 0
PG&E KERN | Kern Oil | 115 | Distributed_Solar |  |  | 0 | 0 | 0 | 0 | 0 | 0 | 0 | 0 | 0 | 5 | 5 | 5 | 4 | [14 empty] | 1 | 1 | 1 | 1 | 1 | 1 | 4 | 1
PG&E KERN | Kern PP | 115 | Distributed_Solar |  |  | 0 | 0 | 0 | 0 | 0 | 0 | 0 | 0 | 0 | 5 | 5 | 5 | 4 | [14 empty] | 1 | 1 | 2 | 1 | 2 | 1 | 1 | 0
PG&E KERN | Kern PP | 230 | Distributed_Solar |  |  | 0 | 0 | 0 | 0 | 0 | 0 | 0 | 0 | 0 | 5 | 5 | 5 | 4 | [14 empty] | 1 | 1 | 2 | 1 | 2 | 1 | 1 | 0
PG&E KERN | Kern PP | 70 | Distributed_Solar |  |  | 0 | 0 | 0 | 0 | 0 | 0 | 0 | 0 | 0 | 5 | 2 | 5 | 2 | [14 empty] | 1 | 1 | 2 | 1 | 2 | 1 | 1 | 0
PG&E KERN | Kernridge | 115 | Distributed_Solar |  |  | 0 | 0 | 0 | 0 | 0 | 0 | 0 | 0 | 0 | 5 | 5 | 5 | 4 | [14 empty] | 1 | 1 | 1 | 1 | 1 | 1 | 1 | 0
PG&E FRESNO | Kingsburg | 115 | Distributed_Solar |  |  | 0 | 0 | 0 | 0 | 0 | 0 | 0 | 0 | 0 | 5 | 5 | 5 | 4 | [14 empty] | 1 | 1 | 2 | 2 | 1 | 1 | 1 | 0
PG&E GBA | Kirker | 115 | Distributed_Solar |  |  | 0 | 2.9 | 2.9 | 0 | 2.9 | 2.9 | 0 | 0 | 0 | 5 | 5 | 1 | 1 | [14 empty] | 2 | 1 | 3 | 1 | 1 | 1 | 1 | 1
PG&E NGBA | Knights Landing | 115 | Distributed_Solar |  |  | 0 | 0 | 0 | 0 | 0 | 0 | 0 | 0 | 0 | 5 | 5 | 1 | 1 | [14 empty] | 2 | 1 | 4 | 2 | 3 | 1 | 1 | 0
PG&E NGBA | Konocti | 60 | Distributed_Solar |  |  | 0 | 0 | 0 | 0 | 0 | 0 | 0 | 0 | 0 | 5 | 5 | 1 | 1 | [14 empty] | 2 | 2 | 4 | 2 | 3 | 1 | 1 | 0
SCE NOL | Kramer | 115 | Distributed_Solar |  |  | 0 | 0 | 0 | 0 | 0 | 0 | 0 | 0 | 0 | 3 | 3 | 1 | 1 | 3 | [13 empty] | 2 | 1 | 4 | 1 | 3 | 4+ | 5 | 1
SCE NOL | Kramer | 230 | Distributed_Solar |  |  | 0 | 0 | 0 | 0 | 0 | 0 | 0 | 0 | 0 | 3 | 3 | 1 | 1 | 4 | [13 empty] | 2 | 1 | 4 | 1 | 3 | 4+ | 1 | 1
SCE Metro | La Cienega | 230 | Distributed_Solar |  |  | 0 | 0 | 0 | 0 | 0 | 0 | 0 | 0 | 0 | 1 | 1 | 1 | 1 | [14 empty] | 1 | 1 | 2 | 1 | 2 | 1 | 1 | 0
SCE Metro | La Fresa | 230 | Distributed_Solar |  |  | 0 | 0 | 0 | 0 | 0 | 0 | 0 | 0 | 0 | 1 | 1 | 1 | 1 | [14 empty] | 1 | 1 | 2 | 1 | 2 | 1 | 1 | 0
SCE Metro | Laguna Bell | 230 | Distributed_Solar |  |  | 0 | 0.68 | 0.68 | 0 | 0.68 | 0.68 | 0 | 0 | 0 | 1 | 1 | 1 | 1 | 5 | [13 empty] | 1 | 1 | 2 | 1 | 1 | 4+ | 1 | 1
PG&E KERN | Lakeview | 70 | Distributed_Solar |  |  | 0 | 0 | 0 | 0 | 0 | 0 | 0 | 0 | 0 | 5 | 5 | 5 | 4 | [14 empty] | 1 | 1 | 4 | 1 | 1 | 1 | 1 | 0
PG&E NGBA | Lakeville | 230 | Distributed_Solar |  |  | 0 | 0 | 0 | 0 | 0 | 0 | 0 | 0 | 0 | 5 | 5 | 1 | 1 | 3 | [13 empty] | 2 | 1 | 4 | 2 | 3 | 1 | 1 | 0
PG&E NGBA | Lakeville | 60 | Distributed_Solar |  |  | 0 | 0 | 0 | 0 | 0 | 0 | 0 | 0 | 0 | 5 | 5 | 1 | 1 | [14 empty] | 2 | 1 | 4 | 2 | 3 | 1 | 5 | 1
PG&E NGBA | Lakeville | 115 | Distributed_Solar |  |  | 0 | 0 | 0 | 0 | 0 | 0 | 0 | 0 | 0 | 5 | 5 | 1 | 1 | 3 | [13 empty] | 2 | 1 | 4 | 2 | 3 | 1 | 1 | 0
PG&E GBA | Lakewood | 115 | Distributed_Solar |  |  | 0 | 0 | 0 | 0 | 0 | 0 | 0 | 0 | 0 | 5 | 5 | 1 | 1 | [14 empty] | 2 | 1 | 3 | 1 | 2 | 1 | 1 | 0
PG&E NGBA | Lambie | 230 | Distributed_Solar |  |  | 0 | 0 | 0 | 0 | 0 | 0 | 0 | 0 | 0 | 5 | 5 | 1 | 1 | [14 empty] | 2 | 1 | 1 | 1 | 1 | 1 | 1 | 0
PG&E GBA | Lammers | 115 | Distributed_Solar |  |  | 0 | 0 | 0 | 0 | 0 | 0 | 0 | 0 | 0 | 1 | 1 | 1 | 1 | 3 | [13 empty] | 1 | 1 | 1 | 2 | 2 | 1 | 1 | 0
PG&E KERN | Lamont | 115 | Distributed_Solar |  |  | 0 | 0 | 0 | 0 | 0 | 0 | 0 | 0 | 0 | 5 | 5 | 5 | 4 | 3 | [13 empty] | 1 | 1 | 2 | 1 | 1 | 1 | 4 | 1
PG&E FRESNO | Las Aguilas | 230 | Distributed_Solar |  |  | 0 | 0 | 0 | 0 | 0 | 0 | 0 | 0 | 0 | 5 | 2 | 5 | 2 | [14 empty] | 2 | 2 | 4 | 2 | 2 | 1 | 1 | 0
EOP | Lathrop | 138 | Distributed_Solar |  |  | 0 | 0 | 0 | 0 | 0 | 0 | 0 | 0 | 0 | 5 | 2 | 4 | 2 | [14 empty] | 2 | 2 | 4 | 1 | 3 | 1 | 1 | 0
EOP | Lathrop | 230 | Distributed_Solar |  |  | 0 | 0 | 0 | 0 | 0 | 0 | 0 | 0 | 0 | 5 | 2 | 4 | 2 | [14 empty] | 2 | 2 | 4 | 1 | 3 | 1 | 1 | 0
PG&E FRESNO | Le Grand | 115 | Distributed_Solar |  |  | 0 | 0 | 0 | 0 | 0 | 0 | 0 | 0 | 0 | 5 | 5 | 5 | 2 | 3 | [13 empty] | 1 | 1 | 3 | 2 | 1 | 1 | 1 | 0
PG&E FRESNO | Lemoore | 70 | Distributed_Solar |  |  | 0 | 0 | 0 | 0 | 0 | 0 | 0 | 0 | 0 | 5 | 2 | 5 | 2 | [14 empty] | 1 | 1 | 3 | 2 | 2 | 1 | 1 | 0
PG&E KERN | Lerdo | 115 | Distributed_Solar |  |  | 0 | 0 | 0 | 0 | 0 | 0 | 0 | 0 | 0 | 5 | 5 | 5 | 4 | [14 empty] | 1 | 1 | 4 | 1 | 1 | 1 | 1 | 0
SCE Metro | Lewis | 230 | Distributed_Solar |  |  | 0 | 0 | 0 | 0 | 0 | 0 | 0 | 0 | 0 | 1 | 1 | 1 | 1 | [14 empty] | 1 | 1 | 3 | 1 | 2 | 1 | 1 | 0
SCE Metro | Lighthipe | 230 | Distributed_Solar |  |  | 0 | 1.32 | 1.32 | 0 | 1.32 | 1.32 | 0 | 0 | 0 | 1 | 1 | 1 | 1 | [14 empty] | 1 | 1 | 2 | 1 | 1 | 4+ | 1 | 1
SDGE | Lilac | 69 | Distributed_Solar |  |  | 0 | 0 | 0 | 0 | 0 | 0 | 0 | 0 | 0 | 1 | 1 | 1 | 1 | [14 empty] | 2 | 1 | 3 | 1 | 3 | 1 | 1 | 0
PG&E NGBA | Lincoln | 115 | Distributed_Solar |  |  | 0 | 0 | 0 | 0 | 0 | 0 | 0 | 0 | 0 | 5 | 5 | 1 | 1 | [14 empty] | 2 | 1 | 3 | 2 | 3 | 1 | 1 | 0
PG&E KERN | Live Oak | 115 | Distributed_Solar |  |  | 0 | 0 | 0 | 0 | 0 | 0 | 0 | 0 | 0 | 5 | 5 | 5 | 4 | [14 empty] | 1 | 1 | 1 | 1 | 1 | 1 | 1 | 0
PG&E GBA | Llagas | 115 | Distributed_Solar |  |  | 0 | 0 | 0 | 0 | 0 | 0 | 0 | 0 | 0 | 1 | 1 | 1 | 1 | [14 empty] | 2 | 1 | 2 | 2 | 1 | 1 | 1 | 0
PG&E GBA | Lockeford | 115 | Distributed_Solar |  |  | 0 | 0 | 0 | 0 | 0 | 0 | 0 | 0 | 0 | 1 | 1 | 1 | 1 | [14 empty] | 1 | 1 | 4 | 2 | 2 | 1 | 1 | 0
PG&E GBA | Lockeford | 230 | Distributed_Solar |  |  | 0 | 0 | 0 | 0 | 0 | 0 | 0 | 0 | 0 | 5 | 5 | 1 | 1 | [14 empty] | 1 | 1 | 4 | 2 | 2 | 1 | 1 | 0
PG&E GBA | Lockeford | 60 | Distributed_Solar |  |  | 0 | 0 | 0 | 0 | 0 | 0 | 0 | 0 | 0 | 5 | 5 | 1 | 1 | [14 empty] | 1 | 1 | 4 | 2 | 2 | 1 | 1 | 0
PG&E GBA | Lodi | 230 | Distributed_Solar |  |  | 0 | 0 | 0 | 0 | 0 | 0 | 0 | 0 | 0 | 5 | 5 | 1 | 1 | [14 empty] | 1 | 1 | 1 | 2 | 1 | 1 | 1 | 0
PG&E NGBA | Logan Creek | 230 | Distributed_Solar |  |  | 0 | 0 | 0 | 0 | 0 | 0 | 0 | 0 | 0 | 5 | 5 | 1 | 1 | [14 empty] | 2 | 2 | 4 | 1 | 2 | 1 | 1 | 0
PG&E GBA | Lone Tree | 230 | Distributed_Solar |  |  | 0 | 0 | 0 | 0 | 0 | 0 | 0 | 0 | 0 | 5 | 5 | 1 | 1 | [14 empty] | 2 | 1 | 3 | 1 | 2 | 1 | 4 | 1
PG&E FRESNO | Los Banos | 230 | Distributed_Solar |  |  | 0 | 5.9 | 5.9 | 0 | 5.9 | 5.9 | 0 | 0 | 0 | 5 | 2 | 5 | 2 | 3 | [13 empty] | 1 | 1 | 4 | 2 | 1 | 1 | 1 | 1
PG&E FRESNO | Los Banos | 500 | Distributed_Solar |  |  | 0 | 0 | 0 | 0 | 0 | 0 | 0 | 0 | 0 | 1 | 1 | 1 | 1 | 2 | [13 empty] | 1 | 1 | 4 | 2 | 1 | 1 | 1 | 0
SDGE | Los Coches | 138 | Distributed_Solar |  |  | 0 | 0 | 0 | 0 | 0 | 0 | 0 | 0 | 0 | 1 | 1 | 1 | 1 | [14 empty] | 2 | 2 | 4 | 2 | 3 | 1 | 1 | 0
SDGE | Los Coches | 69 | Distributed_Solar |  |  | 0 | 0 | 0 | 0 | 0 | 0 | 0 | 0 | 0 | 1 | 1 | 1 | 1 | [14 empty] | 2 | 2 | 4 | 2 | 3 | 1 | 1 | 0
PG&E GBA | Los Esteros | 115 | Distributed_Solar |  |  | 0 | 0 | 0 | 0 | 0 | 0 | 0 | 0 | 0 | 1 | 1 | 1 | 1 | 4 | [13 empty] | 2 | 1 | 1 | 2 | 1 | 1 | 1 | 0
PG&E GBA | Los Esteros | 230 | Distributed_Solar |  |  | 0 | 0 | 0 | 0 | 0 | 0 | 0 | 0 | 0 | 1 | 1 | 1 | 1 | [14 empty] | 2 | 1 | 1 | 2 | 1 | 1 | 1 | 0
PG&E GBA | Los Positas | 230 | Distributed_Solar |  |  | 0 | 0 | 0 | 0 | 0 | 0 | 0 | 0 | 0 | 5 | 5 | 1 | 1 | 3 | [13 empty] | 2 | 1 | 3 | 1 | 3 | 1 | 1 | 0
PG&E GBA | Los Positas | 60 | Distributed_Solar |  |  | 0 | 0 | 0 | 0 | 0 | 0 | 0 | 0 | 0 | 5 | 5 | 1 | 1 | 3 | [13 empty] | 2 | 1 | 3 | 1 | 3 | 1 | 1 | 0
SDGE | Loveland | 69 | Distributed_Solar |  |  | 0 | 0 | 0 | 0 | 0 | 0 | 0 | 0 | 0 | 1 | 1 | 1 | 1 | [14 empty] | 2 | 1 | 3 | 1 | 3 | 1 | 5 | 1
SCE NOL | Lugo | 230 | Distributed_Solar |  |  | 0 | 0 | 0 | 0 | 0 | 0 | 0 | 0 | 0 | 1 | 1 | 1 | 1 | [14 empty] | 2 | 1 | 4 | 1 | 2 | 1 | 1 | 0
SCE Metro | Lugo | 500 | Distributed_Solar |  |  | 0 | 0 | 0 | 0 | 0 | 0 | 0 | 0 | 0 | 1 | 1 | 1 | 1 | 5 | [13 empty] | 2 | 1 | 4 | 1 | 2 | 1 | 1 | 0
PG&E FRESNO | Madera | 70 | Distributed_Solar |  |  | 0 | 0 | 0 | 0 | 0 | 0 | 0 | 0 | 0 | 5 | 2 | 5 | 2 | [14 empty] | 1 | 1 | 4 | 2 | 1 | 1 | 1 | 0
PG&E NGBA | Madison | 115 | Distributed_Solar |  |  | 0 | 0 | 0 | 0 | 0 | 0 | 0 | 0 | 0 | 5 | 5 | 1 | 1 | [14 empty] | 2 | 1 | 4 | 2 | 3 | 1 | 1 | 0
PG&E KERN | Magunden | 115 | Distributed_Solar |  |  | 0 | 0 | 0 | 0 | 0 | 0 | 0 | 0 | 0 | 5 | 5 | 5 | 4 | [14 empty] | 1 | 1 | 2 | 1 | 1 | 1 | 1 | 0
SCE Northern | Magunden | 230 | Distributed_Solar |  |  | 0 | 0 | 0 | 0 | 0 | 0 | 0 | 0 | 0 | 1 | 1 | 1 | 1 | [14 empty] | 1 | 1 | 2 | 1 | 1 | 1 | 1 | 0
PG&E FRESNO | Malaga | 115 | Distributed_Solar |  |  | 0 | 0 | 0 | 0 | 0 | 0 | 0 | 0 | 0 | 5 | 5 | 5 | 4 | [14 empty] | 1 | 1 | 1 | 2 | 1 | 1 | 1 | 0
PG&E NGBA | Malin | 500 | Distributed_Solar |  |  | 0 | 0 | 0 | 0 | 0 | 0 | 0 | 0 | 0 | 5 | 5 | 1 | 1 | [14 empty] | 2 | 2 | 4 | 2 | 3 | 1 | 1 | 0
SCE Northern | Mandalay | 230 | Distributed_Solar |  |  | 0 | 0 | 0 | 0 | 0 | 0 | 0 | 0 | 0 | 5 | 2 | 4 | 2 | [14 empty] | 2 | 1 | 2 | 1 | 1 | 1 | 1 | 0
PG&E FRESNO | Manning | 230 | Distributed_Solar |  |  | 0 | 0 | 0 | 0 | 0 | 0 | 0 | 0 | 0 | 5 | 2 | 5 | 2 | 3 | [13 empty] | 1 | 1 | 2 | 2 | 1 | 1 | 1 | 0
PG&E FRESNO | Manning | 500 | Distributed_Solar |  |  | 0 | 0 | 0 | 0 | 0 | 0 | 0 | 0 | 0 | 1 | 1 | 1 | 1 | 5 | [13 empty] | 1 | 1 | 2 | 2 | 1 | 1 | 1 | 0
PG&E GBA | Manteca | 115 | Distributed_Solar |  |  | 0 | 0 | 0 | 0 | 0 | 0 | 0 | 0 | 0 | 5 | 5 | 5 | 4 | [14 empty] | 1 | 1 | 2 | 2 | 2 | 1 | 4 | 1
SDGE | Margarita | 138 | Distributed_Solar |  |  | 0 | 0 | 0 | 0 | 0 | 0 | 0 | 0 | 0 | 1 | 1 | 1 | 1 | [14 empty] | 1 | 1 | 2 | 1 | 3 | 1 | 1 | 0
PG&E GBA | Martin | 230 | Distributed_Solar |  |  | 0 | 0 | 0 | 0 | 0 | 0 | 0 | 0 | 0 | 5 | 5 | 1 | 1 | 3 | [13 empty] | 2 | 1 | 3 | 1 | 2 | 1 | 1 | 0
PG&E GBA | Martin | 115 | Distributed_Solar |  |  | 0 | 0 | 0 | 0 | 0 | 0 | 0 | 0 | 0 | 1 | 1 | 1 | 1 | 4 | [13 empty] | 2 | 1 | 3 | 1 | 2 | 1 | 1 | 0
PG&E GBA | Martinez | 115 | Distributed_Solar |  |  | 0 | 0 | 0 | 0 | 0 | 0 | 0 | 0 | 0 | 5 | 5 | 1 | 1 | [14 empty] | 2 | 1 | 1 | 1 | 1 | 1 | 1 | 0
PG&E FRESNO | Mc Mullin | 230 | Distributed_Solar |  |  | 0 | 0 | 0 | 0 | 0 | 0 | 0 | 0 | 0 | 5 | 5 | 5 | 2 | [14 empty] | 1 | 1 | 3 | 2 | 1 | 1 | 1 | 0
PG&E FRESNO | McCall | 115 | Distributed_Solar |  |  | 0 | 0 | 0 | 0 | 0 | 0 | 0 | 0 | 0 | 5 | 5 | 5 | 2 | [14 empty] | 1 | 1 | 3 | 2 | 1 | 1 | 5 | 1
PG&E FRESNO | McCall | 230 | Distributed_Solar |  |  | 0 | 0 | 0 | 0 | 0 | 0 | 0 | 0 | 0 | 5 | 5 | 5 | 2 | [14 empty] | 1 | 1 | 3 | 2 | 1 | 1 | 1 | 0
PG&E GBA | Meadow Lane | 115 | Distributed_Solar |  |  | 0 | 0 | 0 | 0 | 0 | 0 | 0 | 0 | 0 | 5 | 5 | 1 | 1 | [14 empty] | 2 | 1 | 2 | 1 | 1 | 1 | 1 | 0
PG&E GBA | Melones | 115 | Distributed_Solar |  |  | 0 | 0 | 0 | 0 | 0 | 0 | 0 | 0 | 0 | 1 | 1 | 1 | 1 | [14 empty] | 2 | 1 | 4 | 1 | 3 | 1 | 1 | 0
PG&E GBA | Melones | 230 | Distributed_Solar |  |  | 0 | 0 | 0 | 0 | 0 | 0 | 0 | 0 | 0 | 1 | 1 | 1 | 1 | [14 empty] | 2 | 1 | 4 | 1 | 3 | 1 | 1 | 0
SDGE | Melrose | 69 | Distributed_Solar |  |  | 0 | 0 | 0 | 0 | 0 | 0 | 0 | 0 | 0 | 1 | 1 | 1 | 1 | [14 empty] | 2 | 1 | 3 | 1 | 3 | 1 | 1 | 0
PG&E NGBA | Mendocino | 115 | Distributed_Solar |  |  | 0 | 5 | 5 | 0 | 5 | 5 | 0 | 0 | 0 | 5 | 5 | 1 | 1 | [14 empty] | 2 | 2 | 4 | 2 | 3 | 1 | 1 | 1
PG&E NGBA | Mendocino | 60 | Distributed_Solar |  |  | 0 | 0 | 0 | 0 | 0 | 0 | 0 | 0 | 0 | 5 | 5 | 1 | 1 | [14 empty] | 2 | 2 | 4 | 2 | 3 | 1 | 1 | 0
PG&E FRESNO | Mendota | 115 | Distributed_Solar |  |  | 0 | 0 | 0 | 0 | 0 | 0 | 0 | 0 | 0 | 5 | 5 | 5 | 2 | 1 | [13 empty] | 1 | 1 | 3 | 2 | 1 | 1 | 1 | 0
PG&E GBA | Menlo | 60 | Distributed_Solar |  |  | 0 | 0 | 0 | 0 | 0 | 0 | 0 | 0 | 0 | 5 | 5 | 1 | 1 | [14 empty] | 2 | 1 | 3 | 1 | 2 | 1 | 1 | 0
PG&E FRESNO | Merced | 115 | Distributed_Solar |  |  | 0 | 0 | 0 | 0 | 0 | 0 | 0 | 0 | 0 | 5 | 5 | 5 | 2 | [14 empty] | 1 | 1 | 4 | 2 | 1 | 1 | 5 | 1
EOP | Mercury | 138 | Distributed_Solar |  |  | 0 | 0 | 0 | 0 | 0 | 0 | 0 | 0 | 0 | 5 | 2 | 4 | 2 | [14 empty] | 2 | 2 | 4 | 1 | 3 | 1 | 1 | 0
PG&E FRESNO | Mercy Springs | 70 | Distributed_Solar |  |  | 0 | 0 | 0 | 0 | 0 | 0 | 0 | 0 | 0 | 5 | 2 | 5 | 2 | [14 empty] | 1 | 1 | 4 | 2 | 1 | 1 | 1 | 0
PG&E NGBA | Meridian | 60 | Distributed_Solar |  |  | 0 | 0 | 0 | 0 | 0 | 0 | 0 | 0 | 0 | 5 | 5 | 1 | 1 | [14 empty] | 2 | 2 | 4 | 1 | 3 | 1 | 1 | 0
PG&E KERN | Mesa (PGE) | 115 | Distributed_Solar |  |  | 0 | 0 | 0 | 0 | 0 | 0 | 0 | 0 | 0 | 5 | 2 | 5 | 2 | [14 empty] | 2 | 2 | 3 | 2 | 2 | 1 | 1 | 0
PG&E KERN | Mesa (PGE) | 230 | Distributed_Solar |  |  | 0 | 0 | 0 | 0 | 0 | 0 | 0 | 0 | 0 | 5 | 5 | 5 | 4 | [14 empty] | 2 | 2 | 3 | 2 | 2 | 1 | 1 | 0
SCE Metro | Mesa (SCE) | 230 | Distributed_Solar |  |  | 0 | 1.92 | 1.92 | 0 | 1.92 | 1.92 | 0 | 0 | 0 | 1 | 1 | 1 | 1 | [14 empty] | 1 | 1 | 3 | 1 | 2 | 1 | 1 | 1
SCE Metro | Mesa (SCE) | 500 | Distributed_Solar |  |  | 0 | 0 | 0 | 0 | 0 | 0 | 0 | 0 | 0 | 1 | 1 | 1 | 1 | [14 empty] | 1 | 1 | 3 | 1 | 2 | 1 | 1 | 0
SDGE | Mesa Heights | 69 | Distributed_Solar |  |  | 0 | 0 | 0 | 0 | 0 | 0 | 0 | 0 | 0 | 1 | 1 | 1 | 1 | [14 empty] | 2 | 1 | 2 | 1 | 3 | 1 | 1 | 0
PG&E GBA | Metcalf | 115 | Distributed_Solar |  |  | 0 | 0 | 0 | 0 | 0 | 0 | 0 | 0 | 0 | 1 | 1 | 1 | 1 | 4 | [13 empty] | 2 | 1 | 1 | 2 | 3 | 1 | 1 | 0
PG&E GBA | Metcalf | 230 | Distributed_Solar |  |  | 0 | 0 | 0 | 0 | 0 | 0 | 0 | 0 | 0 | 1 | 1 | 1 | 1 | 4 | [13 empty] | 2 | 1 | 1 | 2 | 3 | 1 | 1 | 0
PG&E GBA | Metcalf | 500 | Distributed_Solar |  |  | 0 | 0 | 0 | 0 | 0 | 0 | 0 | 0 | 0 | 1 | 1 | 1 | 1 | 5 | [13 empty] | 2 | 1 | 1 | 2 | 3 | 1 | 1 | 0
PG&E KERN | Midway | 115 | Distributed_Solar |  |  | 0 | 0 | 0 | 0 | 0 | 0 | 0 | 0 | 0 | 5 | 5 | 5 | 4 | 4 | [13 empty] | 1 | 1 | 3 | 1 | 1 | 1 | 1 | 0
PG&E KERN | Midway | 230 | Distributed_Solar |  |  | 0 | 0 | 0 | 0 | 0 | 0 | 0 | 0 | 0 | 5 | 5 | 5 | 4 | 4 | [13 empty] | 1 | 1 | 3 | 1 | 1 | 1 | 1 | 0
PG&E KERN | Midway | 500 | Distributed_Solar |  |  | 0 | 0 | 0 | 0 | 0 | 0 | 0 | 0 | 0 | 5 | 5 | 4 | 4 | 5 | [13 empty] | 1 | 1 | 3 | 1 | 1 | 1 | 1 | 0
SDGE | Miguel | 230 | Distributed_Solar |  |  | 0 | 0 | 0 | 0 | 0 | 0 | 0 | 0 | 0 | 1 | 1 | 1 | 1 | [14 empty] | 2 | 1 | 3 | 1 | 2 | 1 | 1 | 0
SDGE | Miguel | 500 | Distributed_Solar |  |  | 0 | 0 | 0 | 0 | 0 | 0 | 0 | 0 | 0 | 1 | 1 | 1 | 1 | [14 empty] | 2 | 1 | 3 | 1 | 2 | 1 | 1 | 0
SDGE | Miguel | 69 | Distributed_Solar |  |  | 0 | 0 | 0 | 0 | 0 | 0 | 0 | 0 | 0 | 1 | 1 | 1 | 1 | [14 empty] | 2 | 1 | 3 | 1 | 2 | 1 | 1 | 0
PG&E GBA | Millbrae | 115 | Distributed_Solar |  |  | 0 | 0 | 0 | 0 | 0 | 0 | 0 | 0 | 0 | 1 | 1 | 1 | 1 | [14 empty] | 2 | 1 | 3 | 1 | 2 | 1 | 5 | 1
PG&E GBA | Miller | 115 | Distributed_Solar |  |  | 0 | 0 | 0 | 0 | 0 | 0 | 0 | 0 | 0 | 1 | 1 | 1 | 1 | [14 empty] | 1 | 1 | 4 | 2 | 1 | 1 | 1 | 0
SCE Metro | Mira Loma | 230 | Distributed_Solar |  |  | 0 | 0 | 0 | 0 | 0 | 0 | 0 | 0 | 0 | 1 | 1 | 1 | 1 | 5 | [13 empty] | 1 | 1 | 1 | 1 | 1 | 1 | 1 | 0
SCE Metro | Mira Loma | 500 | Distributed_Solar |  |  | 0 | 0 | 0 | 0 | 0 | 0 | 0 | 0 | 0 | 1 | 1 | 1 | 1 | 5 | [13 empty] | 1 | 1 | 1 | 1 | 1 | 1 | 1 | 0
SCE Eastern | Mirage | 115 | Distributed_Solar |  |  | 0 | 0 | 0 | 0 | 0 | 0 | 0 | 0 | 0 | 5 | 2 | 1 | 1 | [14 empty] | 2 | 1 | 3 | 1 | 3 | 1 | 1 | 0
SCE Eastern | Mirage | 230 | Distributed_Solar |  |  | 0 | 0 | 0 | 0 | 0 | 0 | 0 | 0 | 0 | 5 | 2 | 1 | 1 | [14 empty] | 2 | 1 | 3 | 1 | 3 | 1 | 1 | 0
SDGE | Mission | 138 | Distributed_Solar |  |  | 0 | 0 | 0 | 0 | 0 | 0 | 0 | 0 | 0 | 1 | 1 | 1 | 1 | [14 empty] | 2 | 1 | 2 | 1 | 2 | 1 | 1 | 0
SDGE | Mission | 230 | Distributed_Solar |  |  | 0 | 0 | 0 | 0 | 0 | 0 | 0 | 0 | 0 | 1 | 1 | 1 | 1 | [14 empty] | 2 | 1 | 2 | 1 | 2 | 1 | 1 | 0
SDGE | Mission | 69 | Distributed_Solar |  |  | 0 | 0 | 0 | 0 | 0 | 0 | 0 | 0 | 0 | 1 | 1 | 1 | 1 | [14 empty] | 2 | 1 | 2 | 1 | 2 | 1 | 1 | 0
PG&E GBA | Mi-Wuk | 115 | Distributed_Solar |  |  | 0 | 0 | 0 | 0 | 0 | 0 | 0 | 0 | 0 | 1 | 1 | 1 | 1 | [14 empty] | 2 | 1 | 4 | 1 | 3 | 1 | 1 | 0
EOP | Mohave | 500 | Distributed_Solar |  |  | 0 | 0 | 0 | 0 | 0 | 0 | 0 | 0 | 0 | 5 | 2 | 4 | 2 | 5 | [13 empty] | 2 | 2 | 3 | 1 | 3 | 1 | 1 | 0
PG&E NGBA | Monroe | 115 | Distributed_Solar |  |  | 0 | 0 | 0 | 0 | 0 | 0 | 0 | 0 | 0 | 5 | 5 | 1 | 1 | [14 empty] | 2 | 1 | 3 | 2 | 2 | 1 | 1 | 0
SDGE | Monserate | 69 | Distributed_Solar |  |  | 0 | 0 | 0 | 0 | 0 | 0 | 0 | 0 | 0 | 1 | 1 | 1 | 1 | [14 empty] | 2 | 1 | 3 | 1 | 3 | 1 | 1 | 0
PG&E GBA | Monta Vista | 115 | Distributed_Solar |  |  | 0 | 0 | 0 | 0 | 0 | 0 | 0 | 0 | 0 | 1 | 1 | 1 | 1 | [14 empty] | 2 | 1 | 3 | 2 | 3 | 1 | 1 | 0
PG&E GBA | Monta Vista | 230 | Distributed_Solar |  |  | 0 | 0 | 0 | 0 | 0 | 0 | 0 | 0 | 0 | 1 | 1 | 1 | 1 | [14 empty] | 2 | 1 | 3 | 2 | 3 | 1 | 1 | 0
PG&E GBA | Monta Vista | 60 | Distributed_Solar |  |  | 0 | 0 | 0 | 0 | 0 | 0 | 0 | 0 | 0 | 1 | 1 | 1 | 1 | [14 empty] | 2 | 1 | 3 | 2 | 3 | 1 | 1 | 0
PG&E NGBA | Monticello | 115 | Distributed_Solar |  |  | 0 | 0 | 0 | 0 | 0 | 0 | 0 | 0 | 0 | 5 | 5 | 1 | 1 | [14 empty] | 2 | 1 | 4 | 2 | 3 | 1 | 1 | 0
SCE Northern | Moorpark | 230 | Distributed_Solar |  |  | 0 | 0 | 0 | 0 | 0 | 0 | 0 | 0 | 0 | 5 | 2 | 4 | 2 | 4 | [13 empty] | 2 | 1 | 4 | 1 | 3 | 1 | 1 | 0
SCE Northern | Moorpark | 66 | Distributed_Solar |  |  | 0 | 0 | 0 | 0 | 0 | 0 | 0 | 0 | 0 | 5 | 2 | 4 | 2 | [14 empty] | 2 | 1 | 4 | 1 | 3 | 1 | 1 | 0
PG&E GBA | Moraga | 115 | Distributed_Solar |  |  | 0 | 0 | 0 | 0 | 0 | 0 | 0 | 0 | 0 | 5 | 5 | 1 | 1 | [14 empty] | 2 | 1 | 3 | 1 | 3 | 1 | 1 | 0
PG&E GBA | Moraga | 230 | Distributed_Solar |  |  | 0 | 0 | 0 | 0 | 0 | 0 | 0 | 0 | 0 | 5 | 5 | 1 | 1 | [14 empty] | 2 | 1 | 3 | 1 | 3 | 1 | 1 | 0
PG&E GBA | Morgan Hill | 115 | Distributed_Solar |  |  | 0 | 0 | 0 | 0 | 0 | 0 | 0 | 0 | 0 | 1 | 1 | 1 | 1 | [14 empty] | 2 | 1 | 3 | 2 | 2 | 1 | 1 | 0
PG&E KERN | Morro Bay | 115 | Distributed_Solar |  |  | 0 | 0 | 0 | 0 | 0 | 0 | 0 | 0 | 0 | 5 | 2 | 5 | 2 | [14 empty] | 2 | 2 | 2 | 2 | 3 | 1 | 1 | 0
PG&E KERN | Morro Bay | 230 | Distributed_Solar |  |  | 0 | 0 | 0 | 0 | 0 | 0 | 0 | 0 | 0 | 5 | 5 | 5 | 4 | [14 empty] | 2 | 2 | 2 | 2 | 3 | 1 | 1 | 0
PG&E KERN | Morro Bay | 500 | Distributed_Solar |  |  | 0 | 0 | 0 | 0 | 0 | 0 | 0 | 0 | 0 | 5 | 5 | 4 | 4 | [14 empty] | 2 | 2 | 2 | 2 | 3 | 1 | 1 | 0
PG&E GBA | Moss Landing | 115 | Distributed_Solar |  |  | 0 | 0 | 0 | 0 | 0 | 0 | 0 | 0 | 0 | 1 | 1 | 1 | 1 | [14 empty] | 2 | 2 | 1 | 2 | 2 | 1 | 1 | 0
PG&E GBA | Moss Landing | 230 | Distributed_Solar |  |  | 0 | 0 | 0 | 0 | 0 | 0 | 0 | 0 | 0 | 1 | 1 | 1 | 1 | [14 empty] | 2 | 2 | 1 | 2 | 2 | 1 | 1 | 0
PG&E GBA | Moss Landing | 500 | Distributed_Solar |  |  | 0 | 0 | 0 | 0 | 0 | 0 | 0 | 0 | 0 | 5 | 5 | 1 | 1 | 5 | [13 empty] | 2 | 2 | 1 | 2 | 2 | 1 | 1 | 0
EOP | Mountain Pass | 115 | Distributed_Solar |  |  | 0 | 0 | 0 | 0 | 0 | 0 | 0 | 0 | 0 | 5 | 2 | 4 | 2 | [14 empty] | 2 | 2 | 4 | 1 | 1 | 1 | 1 | 0
PG&E GBA | Mountain View | 115 | Distributed_Solar |  |  | 0 | 0 | 0 | 0 | 0 | 0 | 0 | 0 | 0 | 1 | 1 | 1 | 1 | [14 empty] | 2 | 1 | 2 | 2 | 2 | 1 | 1 | 0
PG&E GBA | Mt Eden | 115 | Distributed_Solar |  |  | 0 | 0 | 0 | 0 | 0 | 0 | 0 | 0 | 0 | 5 | 5 | 1 | 1 | [14 empty] | 2 | 1 | 2 | 1 | 2 | 1 | 1 | 0
PG&E KERN | Mt Poso | 115 | Distributed_Solar |  |  | 0 | 0 | 0 | 0 | 0 | 0 | 0 | 0 | 0 | 5 | 2 | 5 | 2 | [14 empty] | 1 | 1 | 2 | 1 | 1 | 1 | 1 | 0
SDGE | Murray | 69 | Distributed_Solar |  |  | 0 | 0 | 0 | 0 | 0 | 0 | 0 | 0 | 0 | 1 | 1 | 1 | 1 | [14 empty] | 2 | 1 | 2 | 1 | 2 | 1 | 1 | 0
PG&E FRESNO | Mustang | 230 | Distributed_Solar |  |  | 0 | 0 | 0 | 0 | 0 | 0 | 0 | 0 | 0 | 5 | 5 | 5 | 4 | [14 empty] | 1 | 1 | 1 | 2 | 1 | 1 | 1 | 0
SCE Northern | Neenach | 66 | Distributed_Solar |  |  | 0 | 0 | 0 | 0 | 0 | 0 | 0 | 0 | 0 | 1 | 1 | 1 | 1 | [14 empty] | 2 | 1 | 4 | 1 | 3 | 1 | 1 | 0
PG&E KERN | New Sub - Gates - Midway (Proposed) | 230 | Distributed_Solar |  |  | 0 | 0 | 0 | 0 | 0 | 0 | 0 | 0 | 0 | 5 | 5 | 5 | 4 | 3 | [13 empty] | 1 | 1 | 4 | 2 | 1 | 1 | 1 | 0
PG&E KERN | New Sub - Gates - Templeton (Proposed) | 230 | Distributed_Solar |  |  | 0 | 0 | 0 | 0 | 0 | 0 | 0 | 0 | 0 | 5 | 5 | 5 | 4 | [14 empty] | 1 | 1 | 4 | 2 | 1 | 1 | 1 | 0
SCE NOL | New Sub - Kramer - Lugo (Proposed) | 230 | Distributed_Solar |  |  | 0 | 0 | 0 | 0 | 0 | 0 | 0 | 0 | 0 | 3 | 3 | 1 | 1 | [14 empty] | 2 | 1 | 2 | 1 | 1 | 1 | 1 | 0
PG&E FRESNO | New Sub - Los Banos - Midway (Proposed) | 500 | Distributed_Solar |  |  | 0 | 0 | 0 | 0 | 0 | 0 | 0 | 0 | 0 | 5 | 5 | 4 | 4 | 5 | [13 empty] | 1 | 1 | 4 | 2 | 1 | 1 | 1 | 0
SCE NOL | New Sub - Lugo - Pisgah (Proposed) | 230 | Distributed_Solar |  |  | 0 | 0 | 0 | 0 | 0 | 0 | 0 | 0 | 0 | 1 | 1 | 1 | 1 | [14 empty] | 2 | 1 | 3 | 1 | 3 | 1 | 1 | 0
PG&E KERN | New Sub - Midway - Wheeler Ridge (Proposed) | 230 | Distributed_Solar |  |  | 0 | 0 | 0 | 0 | 0 | 0 | 0 | 0 | 0 | 5 | 5 | 5 | 4 | [14 empty] | 1 | 1 | 3 | 1 | 1 | 1 | 1 | 0
PG&E NGBA | New Sub - Near existing Leavitt (PSREC) | 345 | Distributed_Solar |  |  | 0 | 0 | 0 | 0 | 0 | 0 | 0 | 0 | 0 | 5 | 5 | 1 | 1 | [14 empty] | 2 | 2 | 1 | 1 | 3 | 1 | 1 | 0
PG&E NGBA | New Sub - Near existing Madeline (NVE) | 345 | Distributed_Solar |  |  | 0 | 0 | 0 | 0 | 0 | 0 | 0 | 0 | 0 | 5 | 5 | 1 | 1 | [14 empty] | 2 | 2 | 4 | 1 | 3 | 1 | 1 | 0
SDGE | New Sub - North Gila - IV (Proposed) | 500 | Distributed_Solar |  |  | 0 | 0 | 0 | 0 | 0 | 0 | 0 | 0 | 0 | 1 | 1 | 1 | 1 | [14 empty] | 2 | 1 | 4 | 2 | 2 | 1 | 1 | 0
PG&E NGBA | New Sub - Pit 1 - Cottonwood (Proposed) | 230 | Distributed_Solar |  |  | 0 | 0 | 0 | 0 | 0 | 0 | 0 | 0 | 0 | 5 | 5 | 3 | 2 | [14 empty] | 2 | 2 | 4 | 2 | 3 | 1 | 1 | 0
PG&E GBA | New Sub - Rancho Seco - Bellota (Proposed) | 230 | Distributed_Solar |  |  | 0 | 0 | 0 | 0 | 0 | 0 | 0 | 0 | 0 | 1 | 1 | 1 | 1 | [14 empty] | 1 | 1 | 4 | 2 | 3 | 1 | 1 | 0
SDGE | New Sub - Suncrest - Ocotillo (Proposed) | 500 | Distributed_Solar |  |  | 0 | 0 | 0 | 0 | 0 | 0 | 0 | 0 | 0 | 1 | 1 | 1 | 1 | [14 empty] | 2 | 1 | 4 | 1 | 3 | 1 | 1 | 0
PG&E FRESNO | New Sub - Westley - Quinto (Proposed) | 230 | Distributed_Solar |  |  | 0 | 0 | 0 | 0 | 0 | 0 | 0 | 0 | 0 | 1 | 1 | 1 | 1 | [14 empty] | 1 | 1 | 4 | 2 | 1 | 1 | 1 | 0
PG&E GBA | Newark | 115 | Distributed_Solar |  |  | 0 | 0 | 0 | 0 | 0 | 0 | 0 | 0 | 0 | 1 | 1 | 1 | 1 | [14 empty] | 2 | 1 | 3 | 1 | 2 | 1 | 1 | 0
PG&E GBA | Newark | 230 | Distributed_Solar |  |  | 0 | 0 | 0 | 0 | 0 | 0 | 0 | 0 | 0 | 1 | 1 | 1 | 1 | 4 | [13 empty] | 2 | 1 | 3 | 1 | 2 | 1 | 1 | 0
PG&E GBA | Newark | 60 | Distributed_Solar |  |  | 0 | 0 | 0 | 0 | 0 | 0 | 0 | 0 | 0 | 5 | 5 | 1 | 1 | 3 | [13 empty] | 2 | 1 | 3 | 1 | 2 | 1 | 4 | 1
PG&E FRESNO | Newhall | 115 | Distributed_Solar |  |  | 0 | 0 | 0 | 0 | 0 | 0 | 0 | 0 | 0 | 5 | 2 | 5 | 2 | [14 empty] | 1 | 1 | 4 | 2 | 1 | 1 | 1 | 0
PG&E KERN | Norco | 115 | Distributed_Solar |  |  | 0 | 0 | 0 | 0 | 0 | 0 | 0 | 0 | 0 | 5 | 5 | 5 | 4 | [14 empty] | 1 | 1 | 3 | 1 | 1 | 1 | 1 | 0
PG&E GBA | Nortech | 115 | Distributed_Solar |  |  | 0 | 0 | 0 | 0 | 0 | 0 | 0 | 0 | 0 | 1 | 1 | 1 | 1 | [14 empty] | 2 | 1 | 2 | 2 | 1 | 1 | 1 | 0
SDGE | North City Metering | 138 | Distributed_Solar |  |  | 0 | 0 | 0 | 0 | 0 | 0 | 0 | 0 | 0 | 1 | 1 | 1 | 1 | [14 empty] | 2 | 1 | 2 | 1 | 3 | 1 | 1 | 0
PG&E GBA | North Dublin | 230 | Distributed_Solar |  |  | 0 | 0 | 0 | 0 | 0 | 0 | 0 | 0 | 0 | 5 | 5 | 1 | 1 | [14 empty] | 2 | 1 | 2 | 1 | 3 | 1 | 1 | 0
SDGE | North Gila | 500 | Distributed_Solar |  |  | 0 | 0 | 0 | 0 | 0 | 0 | 0 | 0 | 0 | 1 | 1 | 1 | 1 | [14 empty] | 2 | 2 | 4 | 2 | 3 | 1 | 1 | 0
SCE Metro | North of SONGS | 230 | Distributed_Solar |  |  | 0 | 0 | 0 | 0 | 0 | 0 | 0 | 0 | 0 | 1 | 1 | 1 | 1 | [14 empty] | 2 | 1 | 3 | 1 | 3 | 1 | 1 | 0
SCE Metro | North of SONGS | 500 | Distributed_Solar |  |  | 0 | 0 | 0 | 0 | 0 | 0 | 0 | 0 | 0 | 1 | 1 | 1 | 1 | [14 empty] | 2 | 1 | 3 | 1 | 3 | 1 | 1 | 0
PG&E NGBA | Notre Dame | 115 | Distributed_Solar |  |  | 0 | 0 | 0 | 0 | 0 | 0 | 0 | 0 | 0 | 5 | 5 | 1 | 1 | [14 empty] | 2 | 1 | 4 | 2 | 2 | 1 | 1 | 0
PG&E GBA | Oakland C | 115 | Distributed_Solar |  |  | 0 | 0 | 0 | 0 | 0 | 0 | 0 | 0 | 0 | 5 | 5 | 1 | 1 | 3 | [13 empty] | 2 | 1 | 1 | 1 | 2 | 1 | 1 | 0
PG&E GBA | Oakland J | 115 | Distributed_Solar |  |  | 0 | 0 | 0 | 0 | 0 | 0 | 0 | 0 | 0 | 5 | 5 | 1 | 1 | [14 empty] | 2 | 1 | 2 | 1 | 1 | 1 | 1 | 0
PG&E GBA | Oakland L | 115 | Distributed_Solar |  |  | 0 | 0 | 0 | 0 | 0 | 0 | 0 | 0 | 0 | 5 | 5 | 1 | 1 | [14 empty] | 2 | 1 | 2 | 1 | 1 | 1 | 1 | 0
PG&E GBA | Oakland X | 115 | Distributed_Solar |  |  | 0 | 0 | 0 | 0 | 0 | 0 | 0 | 0 | 0 | 5 | 5 | 1 | 1 | [14 empty] | 2 | 1 | 2 | 1 | 2 | 1 | 1 | 0
SDGE | Ocean Ranch | 69 | Distributed_Solar |  |  | 0 | 0 | 0 | 0 | 0 | 0 | 0 | 0 | 0 | 1 | 1 | 1 | 1 | [14 empty] | 2 | 1 | 4 | 1 | 3 | 1 | 1 | 0
PG&E KERN | Oceano | 115 | Distributed_Solar |  |  | 0 | 0 | 0 | 0 | 0 | 0 | 0 | 0 | 0 | 5 | 2 | 5 | 2 | [14 empty] | 2 | 2 | 4 | 2 | 3 | 1 | 1 | 0
SDGE | Ocotillo Express | 500 | Distributed_Solar |  |  | 0 | 0 | 0 | 0 | 0 | 0 | 0 | 0 | 0 | 1 | 1 | 1 | 1 | [14 empty] | 2 | 1 | 4 | 2 | 3 | 1 | 1 | 0
PG&E KERN | Old River | 70 | Distributed_Solar |  |  | 0 | 2.4 | 2.4 | 0 | 2.4 | 2.4 | 0 | 0 | 0 | 5 | 5 | 5 | 4 | [14 empty] | 1 | 1 | 4 | 1 | 2 | 1 | 1 | 1
SDGE | Old Town | 230 | Distributed_Solar |  |  | 0 | 0 | 0 | 0 | 0 | 0 | 0 | 0 | 0 | 1 | 1 | 1 | 1 | [14 empty] | 2 | 1 | 3 | 1 | 2 | 1 | 1 | 0
SCE Metro | Olinda | 230 | Distributed_Solar |  |  | 0 | 0 | 0 | 0 | 0 | 0 | 0 | 0 | 0 | 1 | 1 | 1 | 1 | [14 empty] | 1 | 1 | 2 | 1 | 2 | 1 | 1 | 0
PG&E FRESNO | Olive | 115 | Distributed_Solar |  |  | 0 | 0 | 0 | 0 | 0 | 0 | 0 | 0 | 0 | 5 | 5 | 5 | 4 | 3 | [13 empty] | 1 | 1 | 4 | 1 | 1 | 1 | 1 | 0
PG&E NGBA | Olivehurst | 115 | Distributed_Solar |  |  | 0 | 0 | 0 | 0 | 0 | 0 | 0 | 0 | 0 | 5 | 5 | 1 | 1 | [14 empty] | 2 | 2 | 2 | 1 | 2 | 1 | 1 | 0
PG&E NGBA | Oregon Trail | 60 | Distributed_Solar |  |  | 0 | 0 | 0 | 0 | 0 | 0 | 0 | 0 | 0 | 5 | 5 | 1 | 1 | [14 empty] | 2 | 2 | 3 | 2 | 3 | 1 | 1 | 0
SCE Northern | Ormond Beach | 230 | Distributed_Solar |  |  | 0 | 0 | 0 | 0 | 0 | 0 | 0 | 0 | 0 | 5 | 2 | 4 | 2 | [14 empty] | 2 | 1 | 1 | 1 | 1 | 1 | 1 | 0
PG&E FRESNO | Oro Loma | 115 | Distributed_Solar |  |  | 0 | 0 | 0 | 0 | 0 | 0 | 0 | 0 | 0 | 5 | 2 | 5 | 2 | [14 empty] | 1 | 1 | 4 | 2 | 1 | 1 | 1 | 0
PG&E FRESNO | Oro Loma | 70 | Distributed_Solar |  |  | 0 | 5 | 5 | 0 | 5 | 5 | 0 | 0 | 0 | 5 | 2 | 5 | 2 | [14 empty] | 1 | 1 | 4 | 2 | 1 | 1 | 1 | 1
PG&E FRESNO | Orosi | 70 | Distributed_Solar |  |  | 0 | 0 | 0 | 0 | 0 | 0 | 0 | 0 | 0 | 5 | 2 | 5 | 2 | [14 empty] | 1 | 1 | 4 | 1 | 1 | 1 | 1 | 0
SDGE | Otay | 69 | Distributed_Solar |  |  | 0 | 0 | 0 | 0 | 0 | 0 | 0 | 0 | 0 | 1 | 1 | 1 | 1 | [14 empty] | 2 | 1 | 1 | 1 | 1 | 1 | 1 | 0
SDGE | Otay Mesa | 230 | Distributed_Solar |  |  | 0 | 0 | 0 | 0 | 0 | 0 | 0 | 0 | 0 | 1 | 1 | 1 | 1 | [14 empty] | 2 | 1 | 1 | 1 | 3 | 1 | 1 | 0
PG&E FRESNO | Padre Flats SW STA | 230 | Distributed_Solar |  |  | 0 | 0 | 0 | 0 | 0 | 0 | 0 | 0 | 0 | 5 | 2 | 5 | 2 | [14 empty] | 1 | 1 | 4 | 2 | 1 | 1 | 1 | 0
EOP | Pahrump | 138 | Distributed_Solar |  |  | 0 | 0 | 0 | 0 | 0 | 0 | 0 | 0 | 0 | 5 | 2 | 4 | 2 | [14 empty] | 2 | 2 | 4 | 1 | 3 | 1 | 1 | 0
EOP | Pahrump | 230 | Distributed_Solar |  |  | 0 | 0 | 0 | 0 | 0 | 0 | 0 | 0 | 0 | 5 | 2 | 4 | 2 | [14 empty] | 2 | 2 | 4 | 1 | 3 | 1 | 1 | 0
SDGE | Pala | 69 | Distributed_Solar |  |  | 0 | 0 | 0 | 0 | 0 | 0 | 0 | 0 | 0 | 1 | 1 | 1 | 1 | [14 empty] | 2 | 1 | 1 | 1 | 3 | 1 | 1 | 0
PG&E NGBA | Palermo | 115 | Distributed_Solar |  |  | 0 | 0 | 0 | 0 | 0 | 0 | 0 | 0 | 0 | 5 | 5 | 1 | 1 | 4 | [13 empty] | 2 | 1 | 2 | 2 | 2 | 1 | 1 | 0
PG&E NGBA | Palermo | 230 | Distributed_Solar |  |  | 0 | 0 | 0 | 0 | 0 | 0 | 0 | 0 | 0 | 5 | 5 | 1 | 1 | [14 empty] | 2 | 1 | 2 | 2 | 2 | 1 | 1 | 0
SCE Eastern | Palo Verde | 500 | Distributed_Solar |  |  | 0 | 0 | 0 | 0 | 0 | 0 | 0 | 0 | 0 | 5 | 4 | 4 | 2 | [14 empty] | 2 | 1 | 4 | 2 | 3 | 1 | 1 | 0
SDGE | Palomar Energy | 230 | Distributed_Solar |  |  | 0 | 0 | 0 | 0 | 0 | 0 | 0 | 0 | 0 | 1 | 1 | 1 | 1 | [14 empty] | 2 | 1 | 2 | 1 | 3 | 1 | 1 | 0
PG&E KERN | Panama | 70 | Distributed_Solar |  |  | 0 | 0 | 0 | 0 | 0 | 0 | 0 | 0 | 0 | 5 | 2 | 5 | 2 | [14 empty] | 1 | 1 | 4 | 1 | 1 | 1 | 1 | 0
PG&E FRESNO | Panoche | 115 | Distributed_Solar |  |  | 0 | 4.4 | 4.4 | 0 | 4.4 | 4.4 | 0 | 0 | 0 | 5 | 2 | 5 | 2 | [14 empty] | 1 | 1 | 1 | 2 | 1 | 1 | 1 | 1
PG&E FRESNO | Panoche | 230 | Distributed_Solar |  |  | 0 | 0 | 0 | 0 | 0 | 0 | 0 | 0 | 0 | 5 | 2 | 5 | 2 | 3 | [13 empty] | 1 | 1 | 1 | 2 | 1 | 1 | 1 | 0
SCE Northern | Pardee | 230 | Distributed_Solar |  |  | 0 | 0 | 0 | 0 | 0 | 0 | 0 | 0 | 0 | 5 | 2 | 4 | 2 | [14 empty] | 1 | 1 | 3 | 1 | 3 | 1 | 1 | 0
PG&E NGBA | Parkway | 230 | Distributed_Solar |  |  | 0 | 0 | 0 | 0 | 0 | 0 | 0 | 0 | 0 | 5 | 5 | 1 | 1 | [14 empty] | 2 | 1 | 4 | 1 | 2 | 1 | 1 | 0
SCE Northern | Pastoria | 230 | Distributed_Solar |  |  | 0 | 0 | 0 | 0 | 0 | 0 | 0 | 0 | 0 | 5 | 2 | 4 | 2 | [14 empty] | 1 | 1 | 2 | 1 | 3 | 1 | 1 | 0
SCE Metro | Pauda | 230 | Distributed_Solar |  |  | 0 | 0 | 0 | 0 | 0 | 0 | 0 | 0 | 0 | 1 | 1 | 1 | 1 | [14 empty] | 1 | 1 | 2 | 1 | 2 | 1 | 1 | 0
PG&E GBA | Paul Sweet | 115 | Distributed_Solar |  |  | 0 | 0 | 0 | 0 | 0 | 0 | 0 | 0 | 0 | 1 | 1 | 1 | 1 | [14 empty] | 2 | 2 | 2 | 2 | 3 | 1 | 1 | 0
PG&E NGBA | Peabody | 230 | Distributed_Solar |  |  | 0 | 0 | 0 | 0 | 0 | 0 | 0 | 0 | 0 | 5 | 5 | 1 | 1 | [14 empty] | 2 | 1 | 2 | 1 | 2 | 1 | 4 | 1
PG&E NGBA | Pease | 115 | Distributed_Solar |  |  | 0 | 0 | 0 | 0 | 0 | 0 | 0 | 0 | 0 | 5 | 5 | 1 | 1 | [14 empty] | 2 | 2 | 2 | 1 | 2 | 1 | 1 | 0
PG&E NGBA | Pease | 60 | Distributed_Solar |  |  | 0 | 0 | 0 | 0 | 0 | 0 | 0 | 0 | 0 | 5 | 5 | 1 | 1 | [14 empty] | 2 | 2 | 2 | 1 | 2 | 1 | 4 | 1
SDGE | Penasquitos | 138 | Distributed_Solar |  |  | 0 | 0 | 0 | 0 | 0 | 0 | 0 | 0 | 0 | 1 | 1 | 1 | 1 | [14 empty] | 2 | 1 | 2 | 1 | 3 | 1 | 1 | 0
SDGE | Penasquitos | 230 | Distributed_Solar |  |  | 0 | 0 | 0 | 0 | 0 | 0 | 0 | 0 | 0 | 1 | 1 | 1 | 1 | [14 empty] | 2 | 1 | 2 | 1 | 3 | 1 | 1 | 0
SDGE | Penasquitos | 69 | Distributed_Solar |  |  | 0 | 0 | 0 | 0 | 0 | 0 | 0 | 0 | 0 | 1 | 1 | 1 | 1 | [14 empty] | 2 | 1 | 2 | 1 | 3 | 1 | 1 | 0
SDGE | Pendleton | 69 | Distributed_Solar |  |  | 0 | 0 | 0 | 0 | 0 | 0 | 0 | 0 | 0 | 1 | 1 | 1 | 1 | [14 empty] | 2 | 1 | 4 | 1 | 3 | 1 | 1 | 0
PG&E NGBA | Penngrove | 115 | Distributed_Solar |  |  | 0 | 0 | 0 | 0 | 0 | 0 | 0 | 0 | 0 | 5 | 5 | 1 | 1 | [14 empty] | 2 | 1 | 3 | 2 | 2 | 1 | 1 | 0
PG&E GBA | Peoria | 115 | Distributed_Solar |  |  | 0 | 0 | 0 | 0 | 0 | 0 | 0 | 0 | 0 | 1 | 1 | 1 | 1 | [14 empty] | 2 | 1 | 4 | 1 | 3 | 1 | 1 | 0
PG&E GBA | Piercy | 115 | Distributed_Solar |  |  | 0 | 0 | 0 | 0 | 0 | 0 | 0 | 0 | 0 | 1 | 1 | 1 | 1 | [14 empty] | 2 | 1 | 2 | 2 | 2 | 1 | 1 | 0
PG&E FRESNO | Pine Flat | 230 | Distributed_Solar |  |  | 0 | 0 | 0 | 0 | 0 | 0 | 0 | 0 | 0 | 5 | 5 | 5 | 2 | [14 empty] | 1 | 1 | 4 | 2 | 3 | 1 | 1 | 0
SCE NOL | Pisgah | 230 | Distributed_Solar |  |  | 0 | 0 | 0 | 0 | 0 | 0 | 0 | 0 | 0 | 1 | 1 | 1 | 1 | 4 | [13 empty] | 2 | 1 | 4 | 1 | 1 | 1 | 1 | 0
PG&E NGBA | Pit 1 | 230 | Distributed_Solar |  |  | 0 | 0 | 0 | 0 | 0 | 0 | 0 | 0 | 0 | 5 | 5 | 3 | 2 | [14 empty] | 2 | 2 | 4 | 2 | 3 | 1 | 1 | 0
PG&E NGBA | Pit 1 | 60 | Distributed_Solar |  |  | 0 | 0 | 0 | 0 | 0 | 0 | 0 | 0 | 0 | 5 | 5 | 3 | 2 | [14 empty] | 2 | 2 | 4 | 2 | 3 | 1 | 1 | 0
PG&E NGBA | Pit 3 | 230 | Distributed_Solar |  |  | 0 | 0 | 0 | 0 | 0 | 0 | 0 | 0 | 0 | 5 | 5 | 3 | 2 | [14 empty] | 2 | 2 | 4 | 2 | 3 | 1 | 1 | 0
PG&E NGBA | Pit 4 | 230 | Distributed_Solar |  |  | 0 | 0 | 0 | 0 | 0 | 0 | 0 | 0 | 0 | 5 | 5 | 1 | 1 | [14 empty] | 2 | 2 | 4 | 2 | 3 | 1 | 1 | 0
PG&E GBA | Pittsburg | 115 | Distributed_Solar |  |  | 0 | 0 | 0 | 0 | 0 | 0 | 0 | 0 | 0 | 5 | 5 | 1 | 1 | 4 | [13 empty] | 2 | 1 | 2 | 1 | 1 | 1 | 1 | 0
PG&E GBA | Pittsburg | 230 | Distributed_Solar |  |  | 0 | 0 | 0 | 0 | 0 | 0 | 0 | 0 | 0 | 5 | 5 | 1 | 1 | 4 | [13 empty] | 2 | 1 | 2 | 1 | 1 | 1 | 1 | 0
PG&E NGBA | Pleasant Grove | 115 | Distributed_Solar |  |  | 0 | 0 | 0 | 0 | 0 | 0 | 0 | 0 | 0 | 5 | 5 | 1 | 1 | [14 empty] | 2 | 1 | 2 | 2 | 3 | 1 | 1 | 0
PG&E NGBA | POE | 230 | Distributed_Solar |  |  | 0 | 0 | 0 | 0 | 0 | 0 | 0 | 0 | 0 | 5 | 5 | 1 | 1 | [14 empty] | 2 | 1 | 4 | 2 | 3 | 1 | 1 | 0
SDGE | Point Loma | 69 | Distributed_Solar |  |  | 0 | 0 | 0 | 0 | 0 | 0 | 0 | 0 | 0 | 1 | 1 | 1 | 1 | [14 empty] | 2 | 1 | 3 | 1 | 2 | 1 | 1 | 0
SDGE | Pomerado | 69 | Distributed_Solar |  |  | 0 | 0 | 0 | 0 | 0 | 0 | 0 | 0 | 0 | 1 | 1 | 1 | 1 | [14 empty] | 2 | 1 | 3 | 1 | 3 | 1 | 1 | 0
PG&E KERN | Poso Mountain | 115 | Distributed_Solar |  |  | 0 | 0 | 0 | 0 | 0 | 0 | 0 | 0 | 0 | 5 | 5 | 5 | 4 | [14 empty] | 1 | 1 | 3 | 1 | 2 | 1 | 1 | 0
EOP | Primm | 230 | Distributed_Solar |  |  | 0 | 0 | 0 | 0 | 0 | 0 | 0 | 0 | 0 | 5 | 2 | 4 | 2 | [14 empty] | 2 | 2 | 4 | 1 | 2 | 1 | 1 | 0
PG&E NGBA | Putah Creek | 115 | Distributed_Solar |  |  | 0 | 0 | 0 | 0 | 0 | 0 | 0 | 0 | 0 | 5 | 5 | 1 | 1 | [14 empty] | 2 | 1 | 3 | 2 | 3 | 1 | 1 | 0
SDGE | Q1806 | 138 | Distributed_Solar |  |  | 0 | 0 | 0 | 0 | 0 | 0 | 0 | 0 | 0 | 1 | 1 | 1 | 1 | [14 empty] | 1 | 1 | 2 | 1 | 3 | 1 | 1 | 0
PG&E FRESNO | Quinto | 230 | Distributed_Solar |  |  | 0 | 0 | 0 | 0 | 0 | 0 | 0 | 0 | 0 | 5 | 2 | 5 | 2 | [14 empty] | 1 | 1 | 4 | 2 | 1 | 1 | 1 | 0
PG&E GBA | Race Track | 115 | Distributed_Solar |  |  | 0 | 0 | 0 | 0 | 0 | 0 | 0 | 0 | 0 | 1 | 1 | 1 | 1 | [14 empty] | 2 | 1 | 4 | 1 | 3 | 1 | 1 | 0
SDGE | Rancho Mission Viejo | 138 | Distributed_Solar |  |  | 0 | 0 | 0 | 0 | 0 | 0 | 0 | 0 | 0 | 1 | 1 | 1 | 1 | [14 empty] | 1 | 1 | 2 | 1 | 3 | 1 | 1 | 0
PG&E GBA | Rancho Seco | 230 | Distributed_Solar |  |  | 0 | 0 | 0 | 0 | 0 | 0 | 0 | 0 | 0 | 1 | 1 | 1 | 1 | [14 empty] | 2 | 1 | 1 | 2 | 3 | 1 | 1 | 0
SCE Metro | Rancho Vista | 230 | Distributed_Solar |  |  | 0 | 0 | 0 | 0 | 0 | 0 | 0 | 0 | 0 | 1 | 1 | 1 | 1 | [14 empty] | 1 | 1 | 1 | 1 | 1 | 1 | 1 | 0
SCE Metro | Rancho Vista | 500 | Distributed_Solar |  |  | 0 | 0 | 0 | 0 | 0 | 0 | 0 | 0 | 0 | 1 | 1 | 1 | 1 | [14 empty] | 1 | 1 | 1 | 1 | 1 | 1 | 1 | 0
SCE NOL | Ransburg | 115 | Distributed_Solar |  |  | 0 | 0 | 0 | 0 | 0 | 0 | 0 | 0 | 0 | 3 | 3 | 1 | 1 | [14 empty] | 2 | 1 | 4 | 1 | 1 | 1 | 1 | 0
PG&E GBA | Ravenswood | 115 | Distributed_Solar |  |  | 0 | 0 | 0 | 0 | 0 | 0 | 0 | 0 | 0 | 5 | 5 | 1 | 1 | [14 empty] | 2 | 1 | 2 | 1 | 2 | 1 | 1 | 0
PG&E GBA | Ravenswood | 230 | Distributed_Solar |  |  | 0 | 0 | 0 | 0 | 0 | 0 | 0 | 0 | 0 | 5 | 5 | 1 | 1 | [14 empty] | 2 | 1 | 2 | 1 | 2 | 1 | 1 | 0
SCE Northern | Rector | 230 | Distributed_Solar |  |  | 0 | 12 | 12 | 0 | 12 | 12 | 0 | 0 | 0 | 1 | 1 | 1 | 1 | [14 empty] | 1 | 1 | 2 | 1 | 2 | 4+ | 1 | 1
SCE Eastern | Red Bluff | 230 | Distributed_Solar |  |  | 0 | 0 | 0 | 0 | 0 | 0 | 0 | 0 | 0 | 4 | 4 | 1 | 1 | 1 | [13 empty] | 2 | 2 | 4 | 1 | 3 | 1 | 1 | 0
SCE Eastern | Red Bluff | 500 | Distributed_Solar |  |  | 0 | 0 | 0 | 0 | 0 | 0 | 0 | 0 | 0 | 4 | 4 | 1 | 1 | 5 | [13 empty] | 2 | 2 | 4 | 1 | 3 | 1 | 1 | 0
PG&E NGBA | Redbud | 115 | Distributed_Solar |  |  | 0 | 0 | 0 | 0 | 0 | 0 | 0 | 0 | 0 | 5 | 5 | 1 | 1 | [14 empty] | 2 | 2 | 4 | 2 | 3 | 1 | 1 | 0
SCE Metro | Redondo | 230 | Distributed_Solar |  |  | 0 | 0 | 0 | 0 | 0 | 0 | 0 | 0 | 0 | 1 | 1 | 1 | 1 | [14 empty] | 1 | 1 | 2 | 1 | 2 | 1 | 1 | 0
PG&E FRESNO | Reedley | 115 | Distributed_Solar |  |  | 0 | 0 | 0 | 0 | 0 | 0 | 0 | 0 | 0 | 5 | 5 | 5 | 4 | [14 empty] | 1 | 1 | 4 | 2 | 1 | 1 | 1 | 0
PG&E KERN | Renfro | 115 | Distributed_Solar |  |  | 0 | 0 | 0 | 0 | 0 | 0 | 0 | 0 | 0 | 5 | 2 | 5 | 2 | [14 empty] | 1 | 1 | 2 | 1 | 2 | 1 | 1 | 0
PG&E GBA | Richmond R | 115 | Distributed_Solar |  |  | 0 | 0 | 0 | 0 | 0 | 0 | 0 | 0 | 0 | 5 | 5 | 1 | 1 | [14 empty] | 2 | 1 | 2 | 1 | 2 | 1 | 1 | 0
PG&E NGBA | Rincon | 115 | Distributed_Solar |  |  | 0 | 0 | 0 | 0 | 0 | 0 | 0 | 0 | 0 | 5 | 5 | 1 | 1 | [14 empty] | 2 | 1 | 3 | 2 | 2 | 1 | 1 | 0
PG&E KERN | Rio Bravo | 115 | Distributed_Solar |  |  | 0 | 0 | 0 | 0 | 0 | 0 | 0 | 0 | 0 | 5 | 2 | 5 | 2 | 4 | [13 empty] | 1 | 1 | 2 | 1 | 1 | 1 | 1 | 0
SCE Metro | Rio Hondo | 230 | Distributed_Solar |  |  | 0 | 0 | 0 | 0 | 0 | 0 | 0 | 0 | 0 | 1 | 1 | 1 | 1 | 1 | [13 empty] | 1 | 1 | 4 | 1 | 1 | 1 | 1 | 0
PG&E NGBA | Rio Oso | 115 | Distributed_Solar |  |  | 0 | 0 | 0 | 0 | 0 | 0 | 0 | 0 | 0 | 5 | 5 | 1 | 1 | [14 empty] | 2 | 1 | 4 | 1 | 3 | 1 | 1 | 0
PG&E NGBA | Rio Oso | 230 | Distributed_Solar |  |  | 0 | 0 | 0 | 0 | 0 | 0 | 0 | 0 | 0 | 5 | 5 | 1 | 1 | [14 empty] | 2 | 1 | 4 | 1 | 3 | 1 | 1 | 0
PG&E GBA | Ripon | 115 | Distributed_Solar |  |  | 0 | 2.6 | 2.6 | 0 | 2.6 | 2.6 | 0 | 0 | 0 | 1 | 1 | 1 | 1 | 3 | [13 empty] | 1 | 1 | 2 | 2 | 2 | 1 | 1 | 1
PG&E GBA | Riverbank | 115 | Distributed_Solar |  |  | 0 | 0 | 0 | 0 | 0 | 0 | 0 | 0 | 0 | 1 | 1 | 1 | 1 | [14 empty] | 1 | 1 | 3 | 2 | 2 | 1 | 1 | 0
SCE NOL | Roadway | 115 | Distributed_Solar |  |  | 0 | 0 | 0 | 0 | 0 | 0 | 0 | 0 | 0 | 1 | 1 | 1 | 1 | 3 | [13 empty] | 2 | 1 | 2 | 1 | 1 | 1 | 1 | 0
PG&E NGBA | Rock Creek 1 | 230 | Distributed_Solar |  |  | 0 | 0 | 0 | 0 | 0 | 0 | 0 | 0 | 0 | 5 | 5 | 1 | 1 | [14 empty] | 2 | 2 | 4 | 1 | 3 | 1 | 1 | 0
SCE Northern | Rosamond | 66 | Distributed_Solar |  |  | 0 | 0 | 0 | 0 | 0 | 0 | 0 | 0 | 0 | 1 | 1 | 1 | 1 | [14 empty] | 2 | 1 | 4 | 1 | 3 | 1 | 1 | 0
PG&E GBA | Rossmoor | 230 | Distributed_Solar |  |  | 0 | 0 | 0 | 0 | 0 | 0 | 0 | 0 | 0 | 5 | 5 | 1 | 1 | [14 empty] | 2 | 1 | 4 | 1 | 3 | 1 | 1 | 0
PG&E NGBA | Round Mountain | 230 | Distributed_Solar |  |  | 0 | 0 | 0 | 0 | 0 | 0 | 0 | 0 | 0 | 5 | 5 | 1 | 1 | [14 empty] | 2 | 2 | 4 | 2 | 3 | 1 | 1 | 0
PG&E NGBA | Round Mountain | 500 | Distributed_Solar |  |  | 0 | 0 | 0 | 0 | 0 | 0 | 0 | 0 | 0 | 5 | 5 | 1 | 1 | [14 empty] | 2 | 2 | 4 | 2 | 3 | 1 | 1 | 0
PG&E GBA | Salado | 115 | Distributed_Solar |  |  | 0 | 0 | 0 | 0 | 0 | 0 | 0 | 0 | 0 | 1 | 1 | 1 | 1 | [14 empty] | 1 | 1 | 4 | 2 | 1 | 1 | 1 | 0
PG&E GBA | Salado | 60 | Distributed_Solar |  |  | 0 | 0 | 0 | 0 | 0 | 0 | 0 | 0 | 0 | 1 | 1 | 1 | 1 | [14 empty] | 1 | 1 | 4 | 2 | 1 | 1 | 1 | 0
PG&E GBA | Salinas | 115 | Distributed_Solar |  |  | 0 | 0 | 0 | 0 | 0 | 0 | 0 | 0 | 0 | 1 | 1 | 1 | 1 | [14 empty] | 2 | 2 | 3 | 2 | 2 | 1 | 1 | 0
SDGE | Salt Creek | 69 | Distributed_Solar |  |  | 0 | 0 | 0 | 0 | 0 | 0 | 0 | 0 | 0 | 1 | 1 | 1 | 1 | [14 empty] | 2 | 1 | 3 | 1 | 2 | 1 | 1 | 0
SCE Eastern | San Bernardino | 230 | Distributed_Solar |  |  | 0 | 0 | 0 | 0 | 0 | 0 | 0 | 0 | 0 | 1 | 1 | 1 | 1 | [14 empty] | 1 | 1 | 2 | 1 | 2 | 4+ | 1 | 1
PG&E GBA | SAN FRAN A (POTRERO PP) | 115 | Distributed_Solar |  |  | 0 | 0 | 0 | 0 | 0 | 0 | 0 | 0 | 0 | 5 | 5 | 1 | 1 | [14 empty] | 2 | 1 | 2 | 1 | 2 | 1 | 1 | 0
PG&E GBA | SAN FRAN A (POTRERO PP) | 230 | Distributed_Solar |  |  | 0 | 0 | 0 | 0 | 0 | 0 | 0 | 0 | 0 | 5 | 5 | 1 | 1 | [14 empty] | 2 | 1 | 2 | 1 | 2 | 1 | 1 | 0
PG&E GBA | San Jose A | 115 | Distributed_Solar |  |  | 0 | 0 | 0 | 0 | 0 | 0 | 0 | 0 | 0 | 1 | 1 | 1 | 1 | [14 empty] | 2 | 1 | 2 | 2 | 2 | 1 | 1 | 0
PG&E GBA | San Jose B | 115 | Distributed_Solar |  |  | 0 | 0 | 0 | 0 | 0 | 0 | 0 | 0 | 0 | 1 | 1 | 1 | 1 | [14 empty] | 2 | 1 | 3 | 2 | 2 | 1 | 1 | 0
PG&E GBA | San Leandro U | 115 | Distributed_Solar |  |  | 0 | 0 | 0 | 0 | 0 | 0 | 0 | 0 | 0 | 5 | 5 | 1 | 1 | [14 empty] | 2 | 1 | 3 | 1 | 2 | 1 | 1 | 0
PG&E KERN | San Luis Obispo | 115 | Distributed_Solar |  |  | 0 | 0 | 0 | 0 | 0 | 0 | 0 | 0 | 0 | 5 | 2 | 5 | 2 | [14 empty] | 2 | 2 | 4 | 2 | 3 | 1 | 1 | 0
PG&E KERN | San Luis Obispo | 70 | Distributed_Solar |  |  | 0 | 0 | 0 | 0 | 0 | 0 | 0 | 0 | 0 | 5 | 2 | 5 | 2 | [14 empty] | 2 | 2 | 4 | 2 | 3 | 1 | 1 | 0
SDGE | San Luis Rey | 230 | Distributed_Solar |  |  | 0 | 0 | 0 | 0 | 0 | 0 | 0 | 0 | 0 | 1 | 1 | 1 | 1 | [14 empty] | 2 | 1 | 4 | 1 | 3 | 1 | 1 | 0
SDGE | San Luis Rey | 69 | Distributed_Solar |  |  | 0 | 0 | 0 | 0 | 0 | 0 | 0 | 0 | 0 | 1 | 1 | 1 | 1 | [14 empty] | 2 | 1 | 4 | 1 | 3 | 1 | 1 | 0
SDGE | San Marcos | 69 | Distributed_Solar |  |  | 0 | 0 | 0 | 0 | 0 | 0 | 0 | 0 | 0 | 1 | 1 | 1 | 1 | [14 empty] | 2 | 1 | 2 | 1 | 3 | 1 | 1 | 0
SCE Metro | San Onofre | 230 | Distributed_Solar |  |  | 0 | 0 | 0 | 0 | 0 | 0 | 0 | 0 | 0 | 1 | 1 | 1 | 1 | [14 empty] | 2 | 1 | 4 | 1 | 3 | 1 | 1 | 0
PG&E GBA | San Pablo | 115 | Distributed_Solar |  |  | 0 | 0 | 0 | 0 | 0 | 0 | 0 | 0 | 0 | 5 | 5 | 1 | 1 | [14 empty] | 2 | 1 | 2 | 1 | 1 | 1 | 1 | 0
PG&E GBA | San Ramon | 230 | Distributed_Solar |  |  | 0 | 0 | 0 | 0 | 0 | 0 | 0 | 0 | 0 | 5 | 5 | 1 | 1 | [14 empty] | 2 | 1 | 2 | 1 | 3 | 1 | 1 | 0
SDGE | San Ysidro | 69 | Distributed_Solar |  |  | 0 | 0 | 0 | 0 | 0 | 0 | 0 | 0 | 0 | 1 | 1 | 1 | 1 | [14 empty] | 2 | 1 | 2 | 1 | 2 | 1 | 1 | 0
SCE NOL | Sandlot | 230 | Distributed_Solar |  |  | 0 | 0 | 0 | 0 | 0 | 0 | 0 | 0 | 0 | 3 | 3 | 1 | 1 | [14 empty] | 2 | 1 | 4 | 1 | 2 | 1 | 1 | 0
EOP | Sandy | 138 | Distributed_Solar |  |  | 0 | 0 | 0 | 0 | 0 | 0 | 0 | 0 | 0 | 5 | 2 | 4 | 2 | [14 empty] | 2 | 2 | 4 | 1 | 3 | 1 | 1 | 0
PG&E FRESNO | Sanger | 115 | Distributed_Solar |  |  | 0 | 0 | 0 | 0 | 0 | 0 | 0 | 0 | 0 | 5 | 5 | 5 | 4 | 3 | [13 empty] | 1 | 1 | 2 | 2 | 2 | 1 | 1 | 0
SCE Northern | Santa Clara | 230 | Distributed_Solar |  |  | 0 | 0 | 0 | 0 | 0 | 0 | 0 | 0 | 0 | 5 | 2 | 4 | 2 | [14 empty] | 2 | 1 | 3 | 1 | 2 | 1 | 1 | 0
PG&E NGBA | Santa Rosa A | 115 | Distributed_Solar |  |  | 0 | 0 | 0 | 0 | 0 | 0 | 0 | 0 | 0 | 5 | 5 | 1 | 1 | [14 empty] | 2 | 1 | 3 | 2 | 2 | 1 | 1 | 0
PG&E GBA | Santa Teresa | 115 | Distributed_Solar |  |  | 0 | 0 | 0 | 0 | 0 | 0 | 0 | 0 | 0 | 1 | 1 | 1 | 1 | 3 | [13 empty] | 2 | 1 | 2 | 2 | 2 | 1 | 1 | 0
SDGE | Santee | 138 | Distributed_Solar |  |  | 0 | 0 | 0 | 0 | 0 | 0 | 0 | 0 | 0 | 1 | 1 | 1 | 1 | [14 empty] | 2 | 1 | 2 | 1 | 2 | 1 | 1 | 0
SCE Metro | Santiago | 230 | Distributed_Solar |  |  | 0 | 0 | 0 | 0 | 0 | 0 | 0 | 0 | 0 | 1 | 1 | 1 | 1 | [14 empty] | 1 | 1 | 2 | 1 | 2 | 1 | 1 | 0
PG&E GBA | Saratoga | 230 | Distributed_Solar |  |  | 0 | 0 | 0 | 0 | 0 | 0 | 0 | 0 | 0 | 1 | 1 | 1 | 1 | [14 empty] | 2 | 1 | 4 | 2 | 3 | 1 | 1 | 0
SCE Northern | Saugus | 230 | Distributed_Solar |  |  | 0 | 0 | 0 | 0 | 0 | 0 | 0 | 0 | 0 | 5 | 2 | 4 | 2 | [14 empty] | 1 | 1 | 3 | 1 | 3 | 1 | 1 | 0
PG&E FRESNO | Schindler | 115 | Distributed_Solar |  |  | 0 | 0 | 0 | 0 | 0 | 0 | 0 | 0 | 0 | 5 | 2 | 5 | 2 | 3 | [13 empty] | 1 | 1 | 4 | 2 | 1 | 1 | 1 | 0
PG&E FRESNO | Schindler | 70 | Distributed_Solar |  |  | 0 | 0 | 0 | 0 | 0 | 0 | 0 | 0 | 0 | 5 | 2 | 5 | 2 | [14 empty] | 1 | 1 | 4 | 2 | 1 | 1 | 1 | 0
PG&E GBA | Schulte | 115 | Distributed_Solar |  |  | 0 | 0 | 0 | 0 | 0 | 0 | 0 | 0 | 0 | 1 | 1 | 1 | 1 | 3 | [13 empty] | 1 | 1 | 1 | 2 | 2 | 1 | 1 | 0
SDGE | Scripps | 69 | Distributed_Solar |  |  | 0 | 0 | 0 | 0 | 0 | 0 | 0 | 0 | 0 | 1 | 1 | 1 | 1 | [14 empty] | 2 | 1 | 2 | 1 | 3 | 1 | 1 | 0
PG&E KERN | Semitropic | 115 | Distributed_Solar |  |  | 0 | 4.66 | 4.66 | 0 | 4.66 | 4.66 | 0 | 0 | 0 | 5 | 2 | 5 | 2 | [14 empty] | 1 | 1 | 3 | 1 | 1 | 1 | 1 | 1
SCE Metro | Serrano | 230 | Distributed_Solar |  |  | 0 | 0 | 0 | 0 | 0 | 0 | 0 | 0 | 0 | 1 | 1 | 1 | 1 | 5 | [13 empty] | 1 | 1 | 2 | 1 | 2 | 1 | 1 | 0
SCE Metro | Serrano | 500 | Distributed_Solar |  |  | 0 | 0 | 0 | 0 | 0 | 0 | 0 | 0 | 0 | 1 | 1 | 1 | 1 | 5 | [13 empty] | 1 | 1 | 2 | 1 | 2 | 1 | 1 | 0
SDGE | Shadowridge | 138 | Distributed_Solar |  |  | 0 | 0 | 0 | 0 | 0 | 0 | 0 | 0 | 0 | 1 | 1 | 1 | 1 | [14 empty] | 2 | 1 | 3 | 1 | 3 | 1 | 1 | 0
PG&E KERN | Shafter | 115 | Distributed_Solar |  |  | 0 | 2.25 | 2.25 | 0 | 2.25 | 2.25 | 0 | 0 | 0 | 5 | 5 | 5 | 4 | [14 empty] | 1 | 1 | 3 | 1 | 1 | 1 | 1 | 1
PG&E NGBA | Silverado | 115 | Distributed_Solar |  |  | 0 | 0 | 0 | 0 | 0 | 0 | 0 | 0 | 0 | 5 | 5 | 1 | 1 | [14 empty] | 2 | 1 | 4 | 2 | 3 | 1 | 1 | 0
SDGE | Silvergate | 230 | Distributed_Solar |  |  | 0 | 0 | 0 | 0 | 0 | 0 | 0 | 0 | 0 | 1 | 1 | 1 | 1 | [14 empty] | 2 | 1 | 1 | 1 | 1 | 1 | 1 | 0
SDGE | Silvergate | 69 | Distributed_Solar |  |  | 0 | 0 | 0 | 0 | 0 | 0 | 0 | 0 | 0 | 1 | 1 | 1 | 1 | [14 empty] | 2 | 1 | 1 | 1 | 1 | 1 | 1 | 0
PG&E KERN | Sisquoc | 115 | Distributed_Solar |  |  | 0 | 0 | 0 | 0 | 0 | 0 | 0 | 0 | 0 | 5 | 2 | 5 | 2 | [14 empty] | 2 | 2 | 4 | 1 | 3 | 1 | 1 | 0
EOP | Sloan Canyon | 230 | Distributed_Solar |  |  | 0 | 0 | 0 | 0 | 0 | 0 | 0 | 0 | 0 | 5 | 2 | 4 | 2 | [14 empty] | 2 | 2 | 3 | 1 | 3 | 1 | 1 | 0
EOP | Sloan Canyon | 500 | Distributed_Solar |  |  | 0 | 0 | 0 | 0 | 0 | 0 | 0 | 0 | 0 | 5 | 2 | 4 | 2 | [14 empty] | 2 | 2 | 3 | 1 | 3 | 1 | 1 | 0
PG&E KERN | Smyrna | 115 | Distributed_Solar |  |  | 0 | 0 | 0 | 0 | 0 | 0 | 0 | 0 | 0 | 5 | 5 | 5 | 4 | [14 empty] | 1 | 1 | 4 | 1 | 1 | 1 | 1 | 0
PG&E GBA | Sobrante | 115 | Distributed_Solar |  |  | 0 | 0 | 0 | 0 | 0 | 0 | 0 | 0 | 0 | 5 | 5 | 1 | 1 | [14 empty] | 2 | 1 | 2 | 1 | 3 | 1 | 1 | 0
PG&E GBA | Sobrante | 230 | Distributed_Solar |  |  | 0 | 0 | 0 | 0 | 0 | 0 | 0 | 0 | 0 | 5 | 5 | 1 | 1 | [14 empty] | 2 | 1 | 2 | 1 | 3 | 1 | 1 | 0
PG&E KERN | Solar | 230 | Distributed_Solar |  |  | 0 | 0 | 0 | 0 | 0 | 0 | 0 | 0 | 0 | 5 | 5 | 5 | 4 | [14 empty] | 2 | 1 | 4 | 2 | 3 | 1 | 1 | 0
PG&E GBA | Soledad | 115 | Distributed_Solar |  |  | 0 | 0 | 0 | 0 | 0 | 0 | 0 | 0 | 0 | 1 | 1 | 1 | 1 | [14 empty] | 2 | 2 | 4 | 2 | 3 | 1 | 1 | 0
PG&E GBA | Soledad | 60 | Distributed_Solar |  |  | 0 | 0 | 0 | 0 | 0 | 0 | 0 | 0 | 0 | 1 | 1 | 1 | 1 | [14 empty] | 2 | 2 | 4 | 2 | 3 | 1 | 1 | 0
SDGE | Spring Valley | 69 | Distributed_Solar |  |  | 0 | 0 | 0 | 0 | 0 | 0 | 0 | 0 | 0 | 1 | 1 | 1 | 1 | [14 empty] | 2 | 1 | 2 | 1 | 2 | 1 | 1 | 0
SCE Northern | Springville | 230 | Distributed_Solar |  |  | 0 | 3 | 3 | 0 | 3 | 3 | 0 | 0 | 0 | 1 | 1 | 1 | 1 | 4 | [13 empty] | 1 | 1 | 4 | 1 | 1 | 4+ | 1 | 1
PG&E GBA | Stagg | 230 | Distributed_Solar |  |  | 0 | 0 | 0 | 0 | 0 | 0 | 0 | 0 | 0 | 5 | 5 | 1 | 1 | [14 empty] | 1 | 1 | 3 | 2 | 2 | 1 | 1 | 0
PG&E GBA | Standard Oil | 115 | Distributed_Solar |  |  | 0 | 0 | 0 | 0 | 0 | 0 | 0 | 0 | 0 | 5 | 5 | 1 | 1 | [14 empty] | 2 | 1 | 1 | 1 | 2 | 1 | 1 | 0
PG&E GBA | Stanislaus | 115 | Distributed_Solar |  |  | 0 | 0 | 0 | 0 | 0 | 0 | 0 | 0 | 0 | 1 | 1 | 1 | 1 | [14 empty] | 2 | 1 | 4 | 1 | 3 | 1 | 1 | 0
PG&E KERN | Stockdale | 115 | Distributed_Solar |  |  | 0 | 0 | 0 | 0 | 0 | 0 | 0 | 0 | 0 | 5 | 2 | 5 | 2 | [14 empty] | 1 | 1 | 2 | 1 | 2 | 1 | 1 | 0
PG&E KERN | Stockdale | 230 | Distributed_Solar |  |  | 0 | 0 | 0 | 0 | 0 | 0 | 0 | 0 | 0 | 5 | 2 | 5 | 2 | [14 empty] | 1 | 1 | 2 | 1 | 2 | 1 | 1 | 0
PG&E GBA | Stockton A | 115 | Distributed_Solar |  |  | 0 | 0 | 0 | 0 | 0 | 0 | 0 | 0 | 0 | 1 | 1 | 1 | 1 | [14 empty] | 1 | 1 | 3 | 2 | 1 | 1 | 1 | 0
PG&E GBA | Stone | 115 | Distributed_Solar |  |  | 0 | 0 | 0 | 0 | 0 | 0 | 0 | 0 | 0 | 1 | 1 | 1 | 1 | [14 empty] | 2 | 1 | 3 | 2 | 2 | 1 | 1 | 0
PG&E FRESNO | Storey | 230 | Distributed_Solar |  |  | 0 | 0 | 0 | 0 | 0 | 0 | 0 | 0 | 0 | 5 | 5 | 5 | 4 | [14 empty] | 1 | 1 | 4 | 2 | 1 | 1 | 1 | 0
PG&E NGBA | Summit | 115 | Distributed_Solar |  |  | 0 | 0 | 0 | 0 | 0 | 0 | 0 | 0 | 0 | 5 | 5 | 1 | 1 | [14 empty] | 2 | 1 | 4 | 2 | 3 | 1 | 1 | 0
SDGE | Suncrest | 230 | Distributed_Solar |  |  | 0 | 0 | 0 | 0 | 0 | 0 | 0 | 0 | 0 | 1 | 1 | 1 | 1 | [14 empty] | 2 | 1 | 4 | 1 | 3 | 1 | 1 | 0
SDGE | Suncrest | 500 | Distributed_Solar |  |  | 0 | 0 | 0 | 0 | 0 | 0 | 0 | 0 | 0 | 1 | 1 | 1 | 1 | [14 empty] | 2 | 1 | 4 | 1 | 3 | 1 | 1 | 0
PG&E KERN | Sunrise | 230 | Distributed_Solar |  |  | 0 | 0 | 0 | 0 | 0 | 0 | 0 | 0 | 0 | 5 | 5 | 5 | 4 | [14 empty] | 1 | 1 | 1 | 1 | 1 | 1 | 1 | 0
PG&E KERN | Sunset | 230 | Distributed_Solar |  |  | 0 | 0 | 0 | 0 | 0 | 0 | 0 | 0 | 0 | 5 | 5 | 5 | 4 | [14 empty] | 1 | 1 | 1 | 1 | 1 | 1 | 1 | 0
PG&E GBA | Swift | 115 | Distributed_Solar |  |  | 0 | 0 | 0 | 0 | 0 | 0 | 0 | 0 | 0 | 1 | 1 | 1 | 1 | [14 empty] | 2 | 1 | 2 | 2 | 2 | 1 | 1 | 0
SDGE | Sycamore Canyon | 138 | Distributed_Solar |  |  | 0 | 0 | 0 | 0 | 0 | 0 | 0 | 0 | 0 | 1 | 1 | 1 | 1 | 3 | [13 empty] | 2 | 1 | 4 | 1 | 3 | 1 | 1 | 0
SDGE | Sycamore Canyon | 230 | Distributed_Solar |  |  | 0 | 0 | 0 | 0 | 0 | 0 | 0 | 0 | 0 | 1 | 1 | 1 | 1 | [14 empty] | 2 | 1 | 4 | 1 | 3 | 1 | 1 | 0
SDGE | Sycamore Canyon | 69 | Distributed_Solar |  |  | 0 | 0 | 0 | 0 | 0 | 0 | 0 | 0 | 0 | 1 | 1 | 1 | 1 | [14 empty] | 2 | 1 | 4 | 1 | 3 | 1 | 1 | 0
SCE Northern | Sylmar | 230 | Distributed_Solar |  |  | 0 | 0 | 0 | 0 | 0 | 0 | 0 | 0 | 0 | 5 | 2 | 4 | 2 | [14 empty] | 1 | 1 | 2 | 1 | 1 | 1 | 1 | 0
PG&E NGBA | Table Mountain | 115 | Distributed_Solar |  |  | 0 | 0 | 0 | 0 | 0 | 0 | 0 | 0 | 0 | 5 | 5 | 1 | 1 | [14 empty] | 2 | 1 | 3 | 2 | 1 | 1 | 1 | 0
PG&E NGBA | Table Mountain | 230 | Distributed_Solar |  |  | 0 | 0 | 0 | 0 | 0 | 0 | 0 | 0 | 0 | 5 | 5 | 1 | 1 | [14 empty] | 2 | 1 | 3 | 2 | 1 | 1 | 1 | 0
PG&E NGBA | Table Mountain | 500 | Distributed_Solar |  |  | 0 | 0 | 0 | 0 | 0 | 0 | 0 | 0 | 0 | 5 | 5 | 1 | 1 | [14 empty] | 2 | 1 | 3 | 2 | 1 | 1 | 1 | 0
PG&E NGBA | Table Mountain | 60 | Distributed_Solar |  |  | 0 | 0 | 0 | 0 | 0 | 0 | 0 | 0 | 0 | 5 | 5 | 1 | 1 | [14 empty] | 2 | 1 | 3 | 2 | 1 | 1 | 1 | 0
PG&E KERN | Taft | 115 | Distributed_Solar |  |  | 0 | 0 | 0 | 0 | 0 | 0 | 0 | 0 | 0 | 5 | 5 | 5 | 4 | [14 empty] | 1 | 1 | 2 | 1 | 2 | 1 | 1 | 0
SDGE | Talega | 138 | Distributed_Solar |  |  | 0 | 0 | 0 | 0 | 0 | 0 | 0 | 0 | 0 | 1 | 1 | 1 | 1 | 3 | [13 empty] | 2 | 1 | 3 | 1 | 3 | 1 | 1 | 0
SDGE | Talega | 230 | Distributed_Solar |  |  | 0 | 0 | 0 | 0 | 0 | 0 | 0 | 0 | 0 | 1 | 1 | 1 | 1 | [14 empty] | 2 | 1 | 3 | 1 | 3 | 1 | 1 | 0
PG&E GBA | Tassajara | 230 | Distributed_Solar |  |  | 0 | 0 | 0 | 0 | 0 | 0 | 0 | 0 | 0 | 5 | 5 | 1 | 1 | [14 empty] | 2 | 1 | 3 | 1 | 3 | 1 | 1 | 0
PG&E KERN | Tejon | 70 | Distributed_Solar |  |  | 0 | 0 | 0 | 0 | 0 | 0 | 0 | 0 | 0 | 5 | 2 | 5 | 2 | [14 empty] | 1 | 1 | 3 | 1 | 1 | 1 | 1 | 0
SDGE | Telegraph Canyon | 138 | Distributed_Solar |  |  | 0 | 0 | 0 | 0 | 0 | 0 | 0 | 0 | 0 | 1 | 1 | 1 | 1 | [14 empty] | 2 | 1 | 2 | 1 | 2 | 1 | 1 | 0
PG&E KERN | Temblor | 115 | Distributed_Solar |  |  | 0 | 0 | 0 | 0 | 0 | 0 | 0 | 0 | 0 | 5 | 5 | 5 | 4 | [14 empty] | 1 | 1 | 2 | 1 | 1 | 1 | 1 | 0
PG&E KERN | Templeton | 230 | Distributed_Solar |  |  | 0 | 0 | 0 | 0 | 0 | 0 | 0 | 0 | 0 | 5 | 5 | 5 | 4 | [14 empty] | 2 | 2 | 4 | 2 | 3 | 1 | 1 | 0
PG&E KERN | Templeton | 70 | Distributed_Solar |  |  | 0 | 0 | 0 | 0 | 0 | 0 | 0 | 0 | 0 | 5 | 2 | 5 | 2 | [14 empty] | 2 | 2 | 4 | 2 | 3 | 1 | 1 | 0
PG&E GBA | Tesla | 115 | Distributed_Solar |  |  | 0 | 0 | 0 | 0 | 0 | 0 | 0 | 0 | 0 | 1 | 1 | 1 | 1 | [14 empty] | 2 | 1 | 2 | 1 | 2 | 1 | 1 | 0
PG&E GBA | Tesla | 230 | Distributed_Solar |  |  | 0 | 0 | 0 | 0 | 0 | 0 | 0 | 0 | 0 | 5 | 5 | 1 | 1 | 4 | [13 empty] | 2 | 1 | 2 | 1 | 2 | 1 | 1 | 0
PG&E GBA | Tesla | 500 | Distributed_Solar |  |  | 0 | 0 | 0 | 0 | 0 | 0 | 0 | 0 | 0 | 1 | 1 | 1 | 1 | 5 | [13 empty] | 2 | 1 | 2 | 1 | 2 | 1 | 1 | 0
PG&E KERN | Tevis | 115 | Distributed_Solar |  |  | 0 | 0 | 0 | 0 | 0 | 0 | 0 | 0 | 0 | 5 | 5 | 5 | 4 | 4 | [13 empty] | 1 | 1 | 2 | 1 | 2 | 1 | 1 | 0
EOP | Thousandaire | 138 | Distributed_Solar |  |  | 0 | 0 | 0 | 0 | 0 | 0 | 0 | 0 | 0 | 5 | 2 | 4 | 2 | [14 empty] | 2 | 2 | 4 | 1 | 3 | 1 | 1 | 0
PG&E KERN | Topaz | 230 | Distributed_Solar |  |  | 0 | 0 | 0 | 0 | 0 | 0 | 0 | 0 | 0 | 5 | 5 | 5 | 4 | [14 empty] | 1 | 1 | 3 | 1 | 2 | 1 | 1 | 0
SCE NOL | Tortilla | 115 | Distributed_Solar |  |  | 0 | 3 | 3 | 0 | 3 | 3 | 0 | 0 | 0 | 3 | 3 | 1 | 1 | [14 empty] | 2 | 1 | 4 | 1 | 2 | 1+ | 1 | 1
SDGE | Trabuco | 138 | Distributed_Solar |  |  | 0 | 0 | 0 | 0 | 0 | 0 | 0 | 0 | 0 | 1 | 1 | 1 | 1 | [14 empty] | 1 | 1 | 1 | 1 | 2 | 1 | 1 | 0
PG&E GBA | Tracy | 115 | Distributed_Solar |  |  | 0 | 0 | 0 | 0 | 0 | 0 | 0 | 0 | 0 | 1 | 1 | 1 | 1 | [14 empty] | 2 | 1 | 3 | 1 | 2 | 1 | 1 | 0
PG&E FRESNO | Tranquility | 230 | Distributed_Solar |  |  | 0 | 0 | 0 | 0 | 0 | 0 | 0 | 0 | 0 | 5 | 5 | 5 | 2 | 3 | [13 empty] | 1 | 1 | 4 | 2 | 1 | 1 | 1 | 0
PG&E GBA | Trimble | 115 | Distributed_Solar |  |  | 0 | 0 | 0 | 0 | 0 | 0 | 0 | 0 | 0 | 1 | 1 | 1 | 1 | [14 empty] | 2 | 1 | 3 | 2 | 2 | 1 | 1 | 0
EOP | Trout Canyon | 230 | Distributed_Solar |  |  | 0 | 0 | 0 | 0 | 0 | 0 | 0 | 0 | 0 | 5 | 2 | 4 | 2 | [14 empty] | 2 | 2 | 4 | 1 | 3 | 1 | 1 | 0
EOP | Trout Canyon | 500 | Distributed_Solar |  |  | 0 | 0 | 0 | 0 | 0 | 0 | 0 | 0 | 0 | 5 | 2 | 4 | 2 | [14 empty] | 2 | 2 | 4 | 1 | 3 | 1 | 1 | 0
PG&E NGBA | Tulucay | 230 | Distributed_Solar |  |  | 0 | 0 | 0 | 0 | 0 | 0 | 0 | 0 | 0 | 5 | 5 | 1 | 1 | [14 empty] | 2 | 1 | 3 | 2 | 3 | 1 | 1 | 0
PG&E NGBA | Tulucay | 60 | Distributed_Solar |  |  | 0 | 0 | 0 | 0 | 0 | 0 | 0 | 0 | 0 | 5 | 5 | 1 | 1 | [14 empty] | 2 | 1 | 3 | 2 | 3 | 1 | 1 | 0
PG&E KERN | Tupman | 115 | Distributed_Solar |  |  | 0 | 0 | 0 | 0 | 0 | 0 | 0 | 0 | 0 | 5 | 5 | 5 | 4 | [14 empty] | 1 | 1 | 2 | 1 | 1 | 1 | 1 | 0
PG&E NGBA | Ukiah | 115 | Distributed_Solar |  |  | 0 | 0 | 0 | 0 | 0 | 0 | 0 | 0 | 0 | 5 | 5 | 1 | 1 | [14 empty] | 2 | 2 | 4 | 2 | 3 | 1 | 1 | 0
PG&E KERN | Union (Estrella) | 70 | Distributed_Solar |  |  | 0 | 0 | 0 | 0 | 0 | 0 | 0 | 0 | 0 | 5 | 2 | 5 | 2 | [14 empty] | 2 | 2 | 4 | 2 | 3 | 1 | 1 | 0
PG&E NGBA | Vaca Dixon | 115 | Distributed_Solar |  |  | 0 | 0 | 0 | 0 | 0 | 0 | 0 | 0 | 0 | 5 | 5 | 1 | 1 | 4 | [13 empty] | 2 | 1 | 1 | 1 | 3 | 1 | 1 | 0
PG&E NGBA | Vaca Dixon | 230 | Distributed_Solar |  |  | 0 | 0 | 0 | 0 | 0 | 0 | 0 | 0 | 0 | 5 | 5 | 1 | 1 | [14 empty] | 2 | 1 | 1 | 1 | 3 | 1 | 1 | 0
PG&E NGBA | Vaca Dixon | 500 | Distributed_Solar |  |  | 0 | 0 | 0 | 0 | 0 | 0 | 0 | 0 | 0 | 5 | 5 | 1 | 1 | [14 empty] | 2 | 1 | 1 | 1 | 3 | 1 | 1 | 0
PG&E NGBA | Vaca Dixon | 60 | Distributed_Solar |  |  | 0 | 0 | 0 | 0 | 0 | 0 | 0 | 0 | 0 | 5 | 5 | 1 | 1 | [14 empty] | 2 | 1 | 1 | 1 | 3 | 1 | 1 | 0
SCE Eastern | Valley (SCE) | 500 | Distributed_Solar |  |  | 0 | 0 | 0 | 0 | 0 | 0 | 0 | 0 | 0 | 1 | 1 | 1 | 1 | [14 empty] | 1 | 1 | 2 | 1 | 2 | 1 | 1 | 0
EOP | Valley (VEA) | 138 | Distributed_Solar |  |  | 0 | 0 | 0 | 0 | 0 | 0 | 0 | 0 | 0 | 5 | 2 | 4 | 2 | [14 empty] | 2 | 2 | 4 | 1 | 3 | 1 | 1 | 0
SDGE | Valley Center | 69 | Distributed_Solar |  |  | 0 | 0 | 0 | 0 | 0 | 0 | 0 | 0 | 0 | 1 | 1 | 1 | 1 | [14 empty] | 2 | 1 | 4 | 1 | 3 | 1 | 1 | 0
PG&E GBA | Valley Home | 115 | Distributed_Solar |  |  | 0 | 0 | 0 | 0 | 0 | 0 | 0 | 0 | 0 | 1 | 1 | 1 | 1 | [14 empty] | 1 | 1 | 4 | 2 | 1 | 1 | 1 | 0
PG&E GBA | Valley Springs | 230 | Distributed_Solar |  |  | 0 | 0 | 0 | 0 | 0 | 0 | 0 | 0 | 0 | 1 | 1 | 1 | 1 | [14 empty] | 2 | 1 | 4 | 1 | 3 | 1 | 1 | 0
PG&E GBA | Valley Springs | 60 | Distributed_Solar |  |  | 0 | 0 | 0 | 0 | 0 | 0 | 0 | 0 | 0 | 1 | 1 | 1 | 1 | [14 empty] | 2 | 1 | 4 | 1 | 3 | 1 | 1 | 0
EOP | Valley Switch | 138 | Distributed_Solar |  |  | 0 | 0 | 0 | 0 | 0 | 0 | 0 | 0 | 0 | 5 | 2 | 4 | 2 | [14 empty] | 2 | 2 | 4 | 1 | 3 | 1 | 1 | 0
EOP | Valley Switch | 230 | Distributed_Solar |  |  | 0 | 0 | 0 | 0 | 0 | 0 | 0 | 0 | 0 | 5 | 2 | 4 | 2 | [14 empty] | 2 | 2 | 4 | 1 | 3 | 1 | 1 | 0
PG&E GBA | Vasco | 230 | Distributed_Solar |  |  | 0 | 0 | 0 | 0 | 0 | 0 | 0 | 0 | 0 | 5 | 5 | 1 | 1 | [14 empty] | 2 | 1 | 3 | 1 | 3 | 1 | 1 | 0
PG&E GBA | Vasona | 230 | Distributed_Solar |  |  | 0 | 0 | 0 | 0 | 0 | 0 | 0 | 0 | 0 | 1 | 1 | 1 | 1 | [14 empty] | 2 | 1 | 4 | 2 | 3 | 1 | 1 | 0
SCE Northern | Vestal | 230 | Distributed_Solar |  |  | 0 | 0 | 0 | 0 | 0 | 0 | 0 | 0 | 0 | 1 | 1 | 1 | 1 | [14 empty] | 1 | 1 | 4 | 1 | 1 | 4+ | 1 | 1
SCE Northern | Vestal | 66 | Distributed_Solar |  |  | 0 | 0 | 0 | 0 | 0 | 0 | 0 | 0 | 0 | 1 | 1 | 1 | 1 | [14 empty] | 1 | 1 | 4 | 1 | 1 | 1 | 1 | 0
SCE NOL | Victor | 115 | Distributed_Solar |  |  | 0 | 7 | 7 | 0 | 7 | 7 | 0 | 0 | 0 | 1 | 1 | 1 | 1 | 3 | [13 empty] | 2 | 1 | 3 | 1 | 2 | 1+ | 1 | 1
SCE NOL | Victor | 230 | Distributed_Solar |  |  | 0 | 0 | 0 | 0 | 0 | 0 | 0 | 0 | 0 | 1 | 1 | 1 | 1 | 4 | [13 empty] | 2 | 1 | 3 | 1 | 2 | 4+ | 1 | 1
SCE Metro | Viejo | 230 | Distributed_Solar |  |  | 0 | 0 | 0 | 0 | 0 | 0 | 0 | 0 | 0 | 1 | 1 | 1 | 1 | [14 empty] | 1 | 1 | 3 | 1 | 2 | 1 | 1 | 0
PG&E GBA | Vierra | 115 | Distributed_Solar |  |  | 0 | 2.975 | 2.975 | 0 | 2.975 | 2.975 | 0 | 0 | 0 | 1 | 1 | 1 | 1 | [14 empty] | 1 | 1 | 1 | 2 | 1 | 1 | 1 | 1
SCE Metro | Villa Park | 230 | Distributed_Solar |  |  | 0 | 0 | 0 | 0 | 0 | 0 | 0 | 0 | 0 | 1 | 1 | 1 | 1 | [14 empty] | 1 | 1 | 2 | 1 | 2 | 1 | 1 | 0
SCE Northern | Vincent | 230 | Distributed_Solar |  |  | 0 | 0 | 0 | 0 | 0 | 0 | 0 | 0 | 0 | 1 | 1 | 1 | 1 | 4 | [13 empty] | 2 | 1 | 4 | 1 | 3 | 1 | 1 | 0
SCE Northern | Vincent | 500 | Distributed_Solar |  |  | 0 | 0 | 0 | 0 | 0 | 0 | 0 | 0 | 0 | 1 | 1 | 1 | 1 | 5 | [13 empty] | 2 | 1 | 4 | 1 | 3 | 1 | 1 | 0
PG&E GBA | Vineyard | 230 | Distributed_Solar |  |  | 0 | 0 | 0 | 0 | 0 | 0 | 0 | 0 | 0 | 5 | 5 | 1 | 1 | [14 empty] | 2 | 1 | 2 | 1 | 3 | 1 | 1 | 0
SDGE | Vineyard | 69 | Distributed_Solar |  |  | 0 | 0 | 0 | 0 | 0 | 0 | 0 | 0 | 0 | 1 | 1 | 1 | 1 | [14 empty] | 2 | 1 | 2 | 1 | 3 | 1 | 1 | 0
SCE Eastern | Vista (SCE) | 230 | Distributed_Solar |  |  | 0 | 0 | 0 | 0 | 0 | 0 | 0 | 0 | 0 | 1 | 1 | 1 | 1 | [14 empty] | 1 | 1 | 2 | 1 | 1 | 1 | 1 | 0
EOP | Vista (VEA) | 138 | Distributed_Solar |  |  | 0 | 0 | 0 | 0 | 0 | 0 | 0 | 0 | 0 | 5 | 2 | 4 | 2 | [14 empty] | 2 | 2 | 4 | 1 | 3 | 1 | 1 | 0
EOP | Vista (VEA) | 230 | Distributed_Solar |  |  | 0 | 0 | 0 | 0 | 0 | 0 | 0 | 0 | 0 | 5 | 2 | 4 | 2 | [14 empty] | 2 | 2 | 4 | 1 | 3 | 1 | 1 | 0
PG&E FRESNO | Wahtoke | 115 | Distributed_Solar |  |  | 0 | 0 | 0 | 0 | 0 | 0 | 0 | 0 | 0 | 5 | 2 | 5 | 2 | [14 empty] | 1 | 1 | 3 | 2 | 1 | 1 | 1 | 0
SCE Northern | Wakefield | 66 | Distributed_Solar |  |  | 0 | 0 | 0 | 0 | 0 | 0 | 0 | 0 | 0 | 5 | 2 | 4 | 2 | [14 empty] | 2 | 1 | 4 | 1 | 3 | 1 | 1 | 0
SCE Metro | Walnut | 230 | Distributed_Solar |  |  | 0 | 0 | 0 | 0 | 0 | 0 | 0 | 0 | 0 | 1 | 1 | 1 | 1 | [14 empty] | 1 | 1 | 1 | 1 | 1 | 1 | 1 | 0
SCE Northern | Warne | 230 | Distributed_Solar |  |  | 0 | 0 | 0 | 0 | 0 | 0 | 0 | 0 | 0 | 5 | 2 | 4 | 2 | [14 empty] | 1 | 1 | 4 | 1 | 3 | 1 | 1 | 0
PG&E GBA | Warnerville | 230 | Distributed_Solar |  |  | 0 | 0 | 0 | 0 | 0 | 0 | 0 | 0 | 0 | 5 | 5 | 5 | 2 | [14 empty] | 1 | 1 | 3 | 2 | 2 | 1 | 1 | 0
PG&E FRESNO | Waukena | 115 | Distributed_Solar |  |  | 0 | 0 | 0 | 0 | 0 | 0 | 0 | 0 | 0 | 5 | 2 | 5 | 2 | [14 empty] | 1 | 1 | 4 | 2 | 1 | 1 | 1 | 0
PG&E GBA | Weber | 230 | Distributed_Solar |  |  | 0 | 0 | 0 | 0 | 0 | 0 | 0 | 0 | 0 | 1 | 1 | 1 | 1 | [14 empty] | 1 | 1 | 3 | 2 | 1 | 1 | 1 | 0
PG&E GBA | Weber | 60 | Distributed_Solar |  |  | 0 | 0 | 0 | 0 | 0 | 0 | 0 | 0 | 0 | 1 | 1 | 1 | 1 | 3 | [13 empty] | 1 | 1 | 3 | 2 | 1 | 1 | 1 | 0
PG&E FRESNO | West Fresno | 115 | Distributed_Solar |  |  | 0 | 0 | 0 | 0 | 0 | 0 | 0 | 0 | 0 | 5 | 5 | 5 | 2 | [14 empty] | 1 | 1 | 2 | 2 | 1 | 1 | 1 | 0
PG&E FRESNO | Westley | 230 | Distributed_Solar |  |  | 0 | 0 | 0 | 0 | 0 | 0 | 0 | 0 | 0 | 1 | 1 | 1 | 1 | [14 empty] | 1 | 1 | 4 | 2 | 1 | 1 | 1 | 0
PG&E KERN | Westpark | 115 | Distributed_Solar |  |  | 0 | 0 | 0 | 0 | 0 | 0 | 0 | 0 | 0 | 5 | 2 | 5 | 2 | [14 empty] | 1 | 1 | 3 | 1 | 1 | 1 | 1 | 0
PG&E KERN | Wheeler Ridge | 230 | Distributed_Solar |  |  | 0 | 0 | 0 | 0 | 0 | 0 | 0 | 0 | 0 | 5 | 5 | 5 | 4 | 1 | [13 empty] | 1 | 1 | 4 | 1 | 1 | 1 | 1 | 0
PG&E KERN | Wheeler Ridge | 115 | Distributed_Solar |  |  | 0 | 0 | 0 | 0 | 0 | 0 | 0 | 0 | 0 | 5 | 2 | 5 | 2 | 3 | [13 empty] | 1 | 1 | 4 | 1 | 1 | 1 | 1 | 0
PG&E KERN | Wheeler Ridge | 70 | Distributed_Solar |  |  | 0 | 0 | 0 | 0 | 0 | 0 | 0 | 0 | 0 | 5 | 5 | 5 | 4 | [14 empty] | 1 | 1 | 4 | 1 | 1 | 1 | 1 | 0
SCE Northern | Whirlwind | 230 | Distributed_Solar |  |  | 0 | 0 | 0 | 0 | 0 | 0 | 0 | 0 | 0 | 1 | 1 | 1 | 1 | 5 | [13 empty] | 2 | 1 | 4 | 1 | 3 | 1 | 1 | 0
SCE Northern | Whirlwind | 500 | Distributed_Solar |  |  | 0 | 0 | 0 | 0 | 0 | 0 | 0 | 0 | 0 | 1 | 1 | 1 | 1 | 5 | [13 empty] | 2 | 1 | 4 | 1 | 3 | 1 | 1 | 0
PG&E GBA | Whisman | 115 | Distributed_Solar |  |  | 0 | 0 | 0 | 0 | 0 | 0 | 0 | 0 | 0 | 1 | 1 | 1 | 1 | [14 empty] | 2 | 1 | 2 | 2 | 2 | 1 | 1 | 0
SCE Eastern | Wildlife | 230 | Distributed_Solar |  |  | 0 | 0 | 0 | 0 | 0 | 0 | 0 | 0 | 0 | 1 | 1 | 1 | 1 | [14 empty] | 1 | 1 | 1 | 1 | 1 | 1 | 1 | 0
PG&E FRESNO | Wilson | 115 | Distributed_Solar |  |  | 0 | 0 | 0 | 0 | 0 | 0 | 0 | 0 | 0 | 5 | 5 | 5 | 2 | 4 | [13 empty] | 1 | 1 | 4 | 2 | 1 | 1 | 1 | 0
PG&E FRESNO | Wilson | 230 | Distributed_Solar |  |  | 0 | 0 | 0 | 0 | 0 | 0 | 0 | 0 | 0 | 5 | 5 | 5 | 4 | [14 empty] | 1 | 1 | 4 | 2 | 1 | 1 | 1 | 0
SCE Northern | Windhub | 230 | Distributed_Solar |  |  | 0 | 0 | 0 | 0 | 0 | 0 | 0 | 0 | 0 | 1 | 1 | 1 | 1 | 4 | [13 empty] | 2 | 1 | 4 | 1 | 2 | 1+ | 1 | 1
SCE Northern | Windhub | 500 | Distributed_Solar |  |  | 0 | 0 | 0 | 0 | 0 | 0 | 0 | 0 | 0 | 1 | 1 | 1 | 1 | 5 | [13 empty] | 2 | 1 | 4 | 1 | 2 | 1 | 1 | 0
PG&E GBA | Windmaster | 230 | Distributed_Solar |  |  | 0 | 0 | 0 | 0 | 0 | 0 | 0 | 0 | 0 | 5 | 5 | 1 | 1 | [14 empty] | 2 | 1 | 2 | 1 | 2 | 1 | 1 | 0
PG&E NGBA | Windsor | 60 | Distributed_Solar |  |  | 0 | 0 | 0 | 0 | 0 | 0 | 0 | 0 | 0 | 5 | 5 | 1 | 1 | [14 empty] | 1 | 1 | 2 | 1 | 2 | 1 | 1 | 0
PG&E NGBA | Woodland | 115 | Distributed_Solar |  |  | 0 | 0 | 0 | 0 | 0 | 0 | 0 | 0 | 0 | 5 | 5 | 1 | 1 | [14 empty] | 2 | 1 | 4 | 2 | 3 | 1 | 1 | 0
PG&E FRESNO | Woodward | 115 | Distributed_Solar |  |  | 0 | 0 | 0 | 0 | 0 | 0 | 0 | 0 | 0 | 5 | 2 | 5 | 2 | [14 empty] | 1 | 1 | 2 | 2 | 2 | 1 | 1 | 0
PG&E NGBA | Wyandotte | 115 | Distributed_Solar |  |  | 0 | 0 | 0 | 0 | 0 | 0 | 0 | 0 | 0 | 5 | 5 | 1 | 1 | [14 empty] | 2 | 1 | 2 | 2 | 2 | 1 | 1 | 0
PG&E KERN | 7th Standard | 115 | Solar |  |  | 110 | 120 | 230 | 0 | 0 | 0 | 110 | 120 | 230 | 5 | 5 | 5 | 4 |  | 1 | 4 | 1 | 3 | 2 | 1 | 1 | 1 | 1 | 1 | 1 | 1 | 1 | 1 | 1 | 3 | 1 | 2 | 5- | 1 | 1
SCE Metro | Alamitos | 230 | Solar |  |  | 0 | 0 | 0 | 0 | 0 | 0 | 0 | 0 | 0 | 1 | 1 | 1 | 1 |  | 1 | 1 | 1 | 4 | 1 | 2 | 1 | 1 | 1 | 3 | 3 | 1 | 1 | 1 | 1 | 1 | 1 | 1 | 1 | 1 | 0
SCE Eastern | Alberhill | 115 | Solar |  |  | 0 | 0 | 0 | 0 | 0 | 0 | 0 | 0 | 0 | 1 | 1 | 1 | 1 |  | 1 | 1 | N/A | N/A | N/A | 2 | N/A | N/A | N/A | N/A | N/A | N/A | N/A | 1 | 1 | 4 | 1 | 1 | 1 | 1 | 0
SCE Eastern | Alberhill | 500 | Solar |  |  | 0 | 0 | 0 | 0 | 0 | 0 | 0 | 0 | 0 | 1 | 1 | 1 | 1 |  | 1 | 1 | N/A | N/A | N/A | 2 | N/A | N/A | N/A | N/A | N/A | N/A | N/A | 1 | 1 | 4 | 1 | 1 | 1 | 1 | 0
PG&E GBA | Alhambra | 115 | Solar |  |  | 90 | 0 | 90 | 0 | 0 | 0 | 90 | 0 | 90 | 5 | 5 | 1 | 1 |  | 1 | 2 | N/A | N/A | N/A | 2 | N/A | N/A | N/A | N/A | N/A | N/A | N/A | 2 | 1 | 2 | 1 | 2 | 5- | 1 | 1
PG&E FRESNO | Alpaugh | 115 | Solar |  |  | 0 | 0 | 0 | 0 | 0 | 0 | 0 | 0 | 0 | 5 | 5 | 5 | 4 | 3 | 1 | 1 | 1 | 1 | 1 | 1 | 1 | 1 | 1 | 1 | 1 | 1 | 1 | 1 | 1 | 3 | 1 | 1 | 2+ | 1 | 1
SDGE | Alpine | 69 | Solar |  |  | 0 | 0 | 0 | 0 | 0 | 0 | 0 | 0 | 0 | 1 | 1 | 1 | 1 |  | 1 | 3 | N/A | N/A | N/A | 2 | N/A | N/A | N/A | N/A | N/A | N/A | N/A | 2 | 1 | 4 | 1 | 3 | 1 | 1 | 0
PG&E GBA | Altamont Midway (Sandhill) | 230 | Solar |  |  | 0 | 0 | 0 | 0 | 0 | 0 | 0 | 0 | 0 | 5 | 5 | 1 | 1 |  | 1 | 1 | 1 | 2 | 1 | 2 | 3 | 2 | 2 | 2 | 3 | 1 | 1 | 2 | 1 | 2 | 1 | 3 | 1 | 1 | 0
SCE Northern | Antelope | 66 | Solar |  |  | 0 | 0 | 0 | 0 | 0 | 0 | 0 | 0 | 0 | 1 | 1 | 1 | 1 |  | 1 | 1 | 1 | 4 | 1 | 2 | 3 | 1 | 1 | 1 | 1 | 1 | 1 | 2 | 1 | 4 | 1 | 3 | 4+ | 1 | 1
SCE Northern | Antelope | 230 | Solar |  |  | 0 | 0 | 0 | 0 | 0 | 0 | 0 | 0 | 0 | 1 | 1 | 1 | 1 | 4 | 1 | 1 | 1 | 4 | 1 | 2 | 3 | 1 | 1 | 1 | 1 | 1 | 1 | 2 | 1 | 4 | 1 | 3 | 4+ | 1 | 1
SCE Northern | Antelope | 500 | Solar |  |  | 0 | 0 | 0 | 0 | 0 | 0 | 0 | 0 | 0 | 1 | 1 | 1 | 1 |  | 1 | 1 | 1 | 4 | 1 | 2 | 3 | 1 | 1 | 1 | 1 | 1 | 1 | 2 | 1 | 4 | 1 | 3 | 1 | 1 | 0
PG&E NGBA | Arcata | 60 | Solar |  |  | 0 | 0 | 0 | 0 | 0 | 0 | 0 | 0 | 0 | 5 | 5 | 1 | 1 |  | 1 | 3 | N/A | N/A | N/A | 2 | N/A | N/A | N/A | N/A | N/A | N/A | N/A | 2 | 2 | 4 | 2 | 3 | 1 | 1 | 0
PG&E KERN | Arco | 230 | Solar |  |  | 870 | 455 | 1325 | 0 | 0 | 0 | 870 | 455 | 1325 | 5 | 5 | 5 | 4 | 3 | 1 | 2 | 3 | 2 | 2 | 1 | 2 | 2 | 1 | 1 | 3 | 1 | 1 | 1 | 1 | 4 | 1 | 1 | 4- | 1 | 1
PG&E KERN | Arco | 70 | Solar |  |  | 60 | 0 | 60 | 60 | 0 | 60 | 0 | 0 | 0 | 5 | 5 | 5 | 4 |  | 1 | 4 | 3 | 2 | 2 | 1 | 2 | 2 | 1 | 1 | 3 | 1 | 1 | 1 | 1 | 4 | 1 | 1 | 1 | 1 | 1
SCE Metro | ArcoGen | 230 | Solar |  |  | 486 | 0 | 486 | 0 | 0 | 0 | 486 | 0 | 486 | 1 | 1 | 1 | 1 |  | 1 | 1 | 5 | 5 | 1 | 2 | 1 | 4 | 4 | 5 | 5 | 4 | 4 | 1 | 1 | 1 | 1 | 1 | 5- | 1 | 1
SDGE | Artesian | 230 | Solar |  |  | 0 | 0 | 0 | 0 | 0 | 0 | 0 | 0 | 0 | 1 | 1 | 1 | 1 |  | 1 | 1 | N/A | N/A | N/A | 2 | N/A | N/A | N/A | N/A | N/A | N/A | N/A | 2 | 1 | 2 | 1 | 3 | 1 | 1 | 0
SDGE | Artesian | 69 | Solar |  |  | 0 | 0 | 0 | 0 | 0 | 0 | 0 | 0 | 0 | 1 | 1 | 1 | 1 |  | 1 | 1 | N/A | N/A | N/A | 2 | N/A | N/A | N/A | N/A | N/A | N/A | N/A | 2 | 1 | 2 | 1 | 3 | 1 | 1 | 0
PG&E FRESNO | Ashlan | 230 | Solar |  |  | 0 | 0 | 0 | 0 | 0 | 0 | 0 | 0 | 0 | 5 | 2 | 5 | 2 |  | 1 | 1 | N/A | N/A | N/A | 1 | N/A | N/A | N/A | N/A | N/A | N/A | N/A | 1 | 1 | 2 | 2 | 1 | 1 | 1 | 0
PG&E NGBA | Atlantic | 115 | Solar |  |  | 0 | 0 | 0 | 0 | 0 | 0 | 0 | 0 | 0 | 5 | 5 | 1 | 1 |  | 1 | 1 | N/A | N/A | N/A | 2 | N/A | N/A | N/A | N/A | N/A | N/A | N/A | 2 | 1 | 2 | 2 | 3 | 1 | 1 | 0
PG&E NGBA | Atlantic | 230 | Solar |  |  | 0 | 235 | 235 | 0 | 0 | 0 | 0 | 235 | 235 | 5 | 5 | 1 | 1 |  | 1 | 1 | N/A | N/A | N/A | 2 | N/A | N/A | N/A | N/A | N/A | N/A | N/A | 2 | 1 | 2 | 2 | 3 | 5- | 1 | 1
PG&E NGBA | Atlantic | 60 | Solar |  |  | 0 | 0 | 0 | 0 | 0 | 0 | 0 | 0 | 0 | 5 | 5 | 1 | 1 |  | 1 | 1 | N/A | N/A | N/A | 2 | N/A | N/A | N/A | N/A | N/A | N/A | N/A | 2 | 1 | 2 | 2 | 3 | 1 | 1 | 0
PG&E FRESNO | Atwater | 115 | Solar |  |  | 0 | 0 | 0 | 0 | 0 | 0 | 0 | 0 | 0 | 5 | 2 | 5 | 2 |  | 1 | 1 | N/A | N/A | N/A | 1 | N/A | N/A | N/A | N/A | N/A | N/A | N/A | 1 | 1 | 2 | 2 | 1 | 4+ | 1 | 1
PG&E GBA | Avena | 115 | Solar |  |  | 0 | 0 | 0 | 0 | 0 | 0 | 0 | 0 | 0 | 1 | 1 | 1 | 1 |  | 1 | 1 | N/A | N/A | N/A | 1 | N/A | N/A | N/A | N/A | N/A | N/A | N/A | 1 | 1 | 3 | 2 | 1 | 1 | 1 | 0
SDGE | Avocado | 69 | Solar |  |  | 0 | 0 | 0 | 0 | 0 | 0 | 0 | 0 | 0 | 1 | 1 | 1 | 1 |  | 1 | 1 | N/A | N/A | N/A | 2 | N/A | N/A | N/A | N/A | N/A | N/A | N/A | 2 | 1 | 3 | 1 | 3 | 1 | 1 | 0
PG&E NGBA | Bahia | 230 | Solar |  |  | 0 | 0 | 0 | 0 | 0 | 0 | 0 | 0 | 0 | 5 | 5 | 1 | 1 |  | 1 | 1 | N/A | N/A | N/A | 2 | N/A | N/A | N/A | N/A | N/A | N/A | N/A | 2 | 1 | 1 | 1 | 2 | 1 | 1 | 0
SCE Northern | Bailey | 230 | Solar |  |  | 0 | 0 | 0 | 0 | 0 | 0 | 0 | 0 | 0 | 5 | 2 | 4 | 2 |  | 1 | 1 | 1 | 1 | 1 | 2 | 5 | 2 | 2 | 2 | 4 | 2 | 1 | 1 | 1 | 4 | 1 | 3 | 1 | 1 | 0
SCE NOL | Baker | 115 | Solar |  |  | 0 | 0 | 0 | 0 | 0 | 0 | 0 | 0 | 0 | 3 | 3 | 1 | 1 |  | 1 | 1 | N/A | N/A | N/A | 2 | N/A | N/A | N/A | N/A | N/A | N/A | N/A | 2 | 2 | 4 | 1 | 1 | 1 | 1 | 0
PG&E KERN | Bakersfield | 230 | Solar |  |  | 440 | 320 | 760 | 0 | 0 | 0 | 440 | 320 | 760 | 5 | 5 | 5 | 4 |  | 1 | 1 | 2 | 3 | 1 | 1 | 2 | 1 | 1 | 1 | 1 | 1 | 1 | 1 | 1 | 3 | 1 | 1 | 5- | 1 | 1
PG&E FRESNO | Balch | 230 | Solar |  |  | 0 | 0 | 0 | 0 | 0 | 0 | 0 | 0 | 0 | 5 | 5 | 5 | 2 |  | 2 | 1 | N/A | N/A | N/A | 2 | N/A | N/A | N/A | N/A | N/A | N/A | N/A | 1 | 1 | 4 | 2 | 3 | 1 | 1 | 0
SCE Eastern | Bannister | 230 | Solar |  |  | 0 | 0 | 0 | 0 | 0 | 0 | 0 | 0 | 0 | 5 | 2 | 1 | 1 |  | 1 | 1 | N/A | N/A | N/A | 2 | N/A | N/A | N/A | N/A | N/A | N/A | N/A | 2 | 1 | 2 | 2 | 1 | 2+ | 1 | 1
SCE Metro | Barre | 230 | Solar |  |  | 0 | 0 | 0 | 0 | 0 | 0 | 0 | 0 | 0 | 1 | 1 | 1 | 1 |  | 1 | 1 | 1 | 4 | 1 | 2 | 1 | 1 | 1 | 5 | 5 | 1 | 1 | 1 | 1 | 1 | 1 | 1 | 4+ | 1 | 1
SDGE | Bay Boulevard | 69 | Solar |  |  | 0 | 0 | 0 | 0 | 0 | 0 | 0 | 0 | 0 | 1 | 1 | 1 | 1 |  | 1 | 1 | 1 | 3 | 1 | 2 | 2 | 1 | 2 | 4 | 4 | 1 | 1 | 2 | 1 | 2 | 1 | 1 | 1 | 1 | 0
SDGE | Bay Boulevard | 230 | Solar |  |  | 0 | 0 | 0 | 0 | 0 | 0 | 0 | 0 | 0 | 1 | 1 | 1 | 1 |  | 1 | 1 | 1 | 3 | 1 | 2 | 2 | 1 | 2 | 4 | 4 | 1 | 1 | 2 | 1 | 2 | 1 | 1 | 1 | 1 | 0
EOP | Beatty | 138 | Solar |  |  | 0 | 0 | 0 | 0 | 0 | 0 | 0 | 0 | 0 | 5 | 2 | 4 | 2 |  | 1 | 1 | 2 | N/A | N/A | 2 | N/A | N/A | N/A | N/A | N/A | N/A | N/A | 2 | 2 | 4 | 1 | 3 | 1 | 1 | 0
EOP | Beatty | 230 | Solar |  |  | 500 | 0 | 500 | 0 | 0 | 0 | 500 | 0 | 500 | 5 | 2 | 4 | 2 |  | 1 | 1 | 2 | N/A | N/A | 2 | N/A | N/A | N/A | N/A | N/A | N/A | N/A | 2 | 2 | 4 | 1 | 3 | 1 | 1 | 1
PG&E NGBA | Belden | 230 | Solar |  |  | 0 | 0 | 0 | 0 | 0 | 0 | 0 | 0 | 0 | 5 | 5 | 1 | 1 |  | 1 | 1 | N/A | N/A | N/A | 2 | N/A | N/A | N/A | N/A | N/A | N/A | N/A | 2 | 2 | 4 | 1 | 3 | 1 | 1 | 0
PG&E NGBA | Bell | 115 | Solar |  |  | 0 | 0 | 0 | 0 | 0 | 0 | 0 | 0 | 0 | 5 | 5 | 1 | 1 |  | 1 | 1 | N/A | N/A | N/A | 2 | N/A | N/A | N/A | N/A | N/A | N/A | N/A | 2 | 1 | 4 | 2 | 3 | 1 | 1 | 0
PG&E NGBA | Bellevue | 115 | Solar |  |  | 0 | 0 | 0 | 0 | 0 | 0 | 0 | 0 | 0 | 5 | 5 | 1 | 1 |  | 1 | 1 | 1 | 3 | 1 | 2 | 2 | 1 | 1 | 2 | 3 | 1 | 1 | 2 | 1 | 2 | 2 | 2 | 1+ | 1 | 1
PG&E GBA | Bellota | 115 | Solar |  |  | 0 | 0 | 0 | 0 | 0 | 0 | 0 | 0 | 0 | 1 | 1 | 1 | 1 | 3 | 2 | 1 | 1 | 2 | 1 | 1 | 2 | 1 | 1 | 1 | 2 | 1 | 1 | 1 | 1 | 4 | 2 | 3 | 1 | 1 | 0
PG&E GBA | Bellota | 230 | Solar |  |  | 0 | 0 | 0 | 0 | 0 | 0 | 0 | 0 | 0 | 1 | 1 | 1 | 1 | 3 | 1 | 1 | 1 | 2 | 1 | 1 | 2 | 1 | 1 | 1 | 2 | 1 | 1 | 1 | 1 | 4 | 2 | 3 | 1 | 1 | 0
SCE Northern | Big Creek | 230 | Solar |  |  | 192 | 0 | 192 | 0 | 0 | 0 | 192 | 0 | 192 | 1 | 1 | 1 | 1 |  | 1 | 2 | 4 | 1 | 4 | 2 | 2 | 1 | 2 | 1 | 3 | 2 | 1 | 1 | 1 | 4 | 2 | 3 | 5- | 1 | 1
PG&E FRESNO | Biola | 70 | Solar |  |  | 0 | 0 | 0 | 0 | 0 | 0 | 0 | 0 | 0 | 5 | 2 | 5 | 2 |  | 1 | 4 | N/A | N/A | N/A | 1 | N/A | N/A | N/A | N/A | N/A | N/A | N/A | 1 | 1 | 4 | 2 | 1 | 1 | 1 | 0
PG&E GBA | Birds Landing | 230 | Solar |  |  | 0 | 0 | 0 | 0 | 0 | 0 | 0 | 0 | 0 | 5 | 5 | 1 | 1 | 3 | 2 | 1 | 1 | 1 | 1 | 2 | 3 | 1 | 1 | 1 | 1 | 1 | 1 | 2 | 1 | 4 | 1 | 1 | 1+ | 4 | 1
SCE Northern | Bliss | 66 | Solar |  |  | 0 | 0 | 0 | 0 | 0 | 0 | 0 | 0 | 0 | 1 | 1 | 1 | 1 |  | 1 | 1 | N/A | N/A | N/A | 1 | N/A | N/A | N/A | N/A | N/A | N/A | N/A | 1 | 1 | 4 | 1 | 1 | 1 | 1 | 0
SCE Eastern | Blythe | 161 | Solar |  |  | 0 | 160 | 160 | 0 | 160 | 160 | 0 | 0 | 0 | 5 | 2 | 1 | 1 | 3 | 1 | 4 | 1 | 2 | 1 | 2 | 1 | 1 | 1 | 1 | 1 | 1 | 1 | 2 | 2 | 2 | 1 | 1 | 4+ | 1 | 1
PG&E NGBA | Bogue | 115 | Solar |  |  | 0 | 0 | 0 | 0 | 0 | 0 | 0 | 0 | 0 | 5 | 5 | 1 | 1 |  | 1 | 1 | N/A | N/A | N/A | 2 | N/A | N/A | N/A | N/A | N/A | N/A | N/A | 2 | 2 | 2 | 1 | 2 | 1 | 1 | 0
PG&E FRESNO | Borden | 230 | Solar |  |  | 0 | 0 | 0 | 0 | 0 | 0 | 0 | 0 | 0 | 5 | 5 | 5 | 4 | 1 | 1 | 1 | 1 | 2 | 1 | 1 | 2 | 1 | 1 | 1 | 2 | 1 | 1 | 1 | 1 | 4 | 2 | 1 | 2+ | 5 | 1
PG&E FRESNO | Borden | 70 | Solar |  |  | 0 | 0 | 0 | 0 | 0 | 0 | 0 | 0 | 0 | 5 | 5 | 5 | 4 |  | 1 | 1 | 1 | 2 | 1 | 1 | 2 | 1 | 1 | 1 | 2 | 1 | 1 | 1 | 1 | 4 | 2 | 1 | 1 | 1 | 0
SDGE | Boulevard East | 138 | Solar |  |  | 20 | 10 | 30 | 0 | 0 | 0 | 20 | 10 | 30 | 1 | 1 | 1 | 1 | 1 | 1 | 4 | 1 | 1 | 1 | 2 | 5 | 1 | 1 | 1 | 1 | 1 | 1 | 2 | 1 | 4 | 1 | 3 | 5- | 1 | 1
SDGE | Boulevard East | 69 | Solar |  |  | 0 | 17.4 | 17.4 | 0 | 17.4 | 17.4 | 0 | 0 | 0 | 1 | 1 | 1 | 1 |  | 1 | 3 | 1 | 1 | 1 | 2 | 5 | 1 | 1 | 1 | 1 | 1 | 1 | 2 | 1 | 4 | 1 | 3 | 4+ | 3 | 1
PG&E GBA | Brentwood | 230 | Solar |  |  | 0 | 50 | 50 | 0 | 0 | 0 | 0 | 50 | 50 | 5 | 5 | 1 | 1 |  | 1 | 2 | 2 | 1 | 1 | 2 | 2 | 1 | 1 | 1 | 2 | 1 | 1 | 2 | 1 | 4 | 1 | 3 | 5- | 1 | 1
PG&E NGBA | Bridgeville | 115 | Solar |  |  | 0 | 0 | 0 | 0 | 0 | 0 | 0 | 0 | 0 | 5 | 5 | 1 | 1 |  | 1 | 1 | 1 | 1 | 1 | 2 | 1 | 1 | 1 | 1 | 1 | 2 | 1 | 2 | 2 | 4 | 2 | 3 | 1 | 1 | 0
PG&E NGBA | Brighton | 115 | Solar |  |  | 0 | 0 | 0 | 0 | 0 | 0 | 0 | 0 | 0 | 5 | 5 | 1 | 1 |  | 1 | 1 | N/A | N/A | N/A | 2 | N/A | N/A | N/A | N/A | N/A | N/A | N/A | 2 | 1 | 2 | 2 | 1 | 1 | 1 | 0
PG&E NGBA | Brighton | 230 | Solar |  |  | 0 | 0 | 0 | 0 | 0 | 0 | 0 | 0 | 0 | 5 | 5 | 1 | 1 |  | 1 | 1 | N/A | N/A | N/A | 2 | N/A | N/A | N/A | N/A | N/A | N/A | N/A | 2 | 1 | 2 | 2 | 1 | 1 | 1 | 0
PG&E NGBA | Brunswick | 115 | Solar |  |  | 0 | 0 | 0 | 0 | 0 | 0 | 0 | 0 | 0 | 5 | 5 | 1 | 1 |  | 1 | 1 | 1 | 4 | 1 | 2 | 5 | 3 | 1 | 1 | 3 | 1 | 1 | 2 | 1 | 4 | 1 | 3 | 1 | 1 | 0
PG&E NGBA | Bucks Creek | 230 | Solar |  |  | 0 | 0 | 0 | 0 | 0 | 0 | 0 | 0 | 0 | 5 | 5 | 1 | 1 |  | 1 | 1 | N/A | N/A | N/A | 2 | N/A | N/A | N/A | N/A | N/A | N/A | N/A | 2 | 2 | 4 | 1 | 3 | 1 | 1 | 0
PG&E KERN | Buena Vista | 230 | Solar |  |  | 895 | 555 | 1450 | 0 | 0 | 0 | 895 | 555 | 1450 | 5 | 5 | 5 | 4 |  | 1 | 2 | N/A | N/A | N/A | 1 | N/A | N/A | N/A | N/A | N/A | N/A | N/A | 2 | 2 | 4 | 2 | 1 | 5- | 1 | 1
PG&E FRESNO | Bullard | 115 | Solar |  |  | 0 | 0 | 0 | 0 | 0 | 0 | 0 | 0 | 0 | 5 | 5 | 5 | 4 |  | 1 | 1 | N/A | N/A | N/A | 1 | N/A | N/A | N/A | N/A | N/A | N/A | N/A | 1 | 1 | 1 | 2 | 2 | 4+ | 1 | 1
PG&E GBA | Burlingame | 115 | Solar |  |  | 60 | 0 | 60 | 0 | 0 | 0 | 60 | 0 | 60 | 5 | 5 | 1 | 1 |  | 1 | 3 | N/A | N/A | N/A | 2 | N/A | N/A | N/A | N/A | N/A | N/A | N/A | 2 | 1 | 3 | 1 | 2 | 5- | 1 | 1
PG&E NGBA | Burney Forest | 230 | Solar |  |  | 0 | 0 | 0 | 0 | 0 | 0 | 0 | 0 | 0 | 5 | 5 | 3 | 2 |  | 1 | 1 | N/A | N/A | N/A | 2 | N/A | N/A | N/A | N/A | N/A | N/A | N/A | 2 | 2 | 4 | 2 | 3 | 1 | 1 | 0
PG&E NGBA | Butte | 115 | Solar |  |  | 0 | 0 | 0 | 0 | 0 | 0 | 0 | 0 | 0 | 5 | 5 | 1 | 1 |  | 1 | 1 | N/A | N/A | N/A | 2 | N/A | N/A | N/A | N/A | N/A | N/A | N/A | 2 | 1 | 4 | 2 | 2 | 1+ | 1 | 1
PG&E KERN | Cabrillo | 115 | Solar |  |  | 0 | 80 | 80 | 0 | 0 | 0 | 0 | 80 | 80 | 5 | 2 | 5 | 2 |  | 1 | 2 | 1 | 1 | 1 | 2 | 2 | 1 | 1 | 2 | 3 | 1 | 1 | 2 | 2 | 4 | 1 | 3 | 5- | 1 | 1
PG&E FRESNO | Cal Flats | 230 | Solar |  |  | 0 | 0 | 0 | 0 | 0 | 0 | 0 | 0 | 0 | 5 | 5 | 5 | 4 |  | 1 | 1 | 1 | 1 | 1 | 2 | 5 | 1 | 1 | 1 | 1 | 3 | 1 | 2 | 2 | 4 | 2 | 2 | 1 | 1 | 0
SCE NOL | Calcite | 230 | Solar |  |  | 106 | 0 | 106 | 0 | 0 | 0 | 106 | 0 | 106 | 1 | 1 | 1 | 1 | 3 | 1 | 2 | 1 | 5 | 1 | 2 | 1 | 1 | 1 | 1 | 2 | 1 | 1 | 2 | 1 | 4 | 1 | 3 | 4+ | 5 | 1
PG&E KERN | Caliente | 230 | Solar |  |  | 0 | 0 | 0 | 0 | 0 | 0 | 0 | 0 | 0 | 5 | 5 | 5 | 4 | 1 | 1 | 1 | 1 | 2 | 1 | 2 | 2 | 2 | 1 | 1 | 2 | 1 | 1 | 2 | 1 | 4 | 2 | 2 | 1 | 1 | 0
PG&E FRESNO | California Ave | 115 | Solar |  |  | 100 | 0 | 100 | 0 | 0 | 0 | 100 | 0 | 100 | 5 | 2 | 5 | 2 |  | 1 | 3 | 1 | 3 | 2 | 1 | 1 | 1 | 1 | 1 | 1 | 1 | 1 | 1 | 1 | 2 | 2 | 1 | 5- | 1 | 1
PG&E KERN | Callender | 115 | Solar |  |  | 0 | 0 | 0 | 0 | 0 | 0 | 0 | 0 | 0 | 5 | 5 | 5 | 4 |  | 1 | 1 | N/A | N/A | N/A | 2 | N/A | N/A | N/A | N/A | N/A | N/A | N/A | 2 | 2 | 4 | 2 | 2 | 1 | 1 | 0
PG&E NGBA | Calpella | 115 | Solar |  |  | 0 | 0 | 0 | 0 | 0 | 0 | 0 | 0 | 0 | 5 | 5 | 1 | 1 |  | 1 | 1 | 1 | 1 | 1 | 2 | 3 | 1 | 1 | 1 | 2 | 1 | 1 | 2 | 2 | 4 | 2 | 3 | 1 | 1 | 0
PG&E GBA | Camanche | 230 | Solar |  |  | 0 | 0 | 0 | 0 | 0 | 0 | 0 | 0 | 0 | 1 | 1 | 1 | 1 |  | 1 | 1 | 1 | 2 | 1 | 1 | 1 | 2 | 1 | 2 | 3 | 1 | 1 | 1 | 1 | 4 | 2 | 3 | 4+ | 1 | 1
SDGE | Cameron | 69 | Solar |  |  | 0 | 0 | 0 | 0 | 0 | 0 | 0 | 0 | 0 | 1 | 1 | 1 | 1 |  | 1 | 1 | N/A | N/A | N/A | 2 | N/A | N/A | N/A | N/A | N/A | N/A | N/A | 1 | 1 | 2 | 1 | 1 | 1 | 1 | 0
SDGE | Cannon | 69 | Solar |  |  | 0 | 0 | 0 | 0 | 0 | 0 | 0 | 0 | 0 | 1 | 1 | 1 | 1 |  | 1 | 1 | N/A | N/A | N/A | 2 | N/A | N/A | N/A | N/A | N/A | N/A | N/A | 2 | 1 | 1 | 1 | 3 | 1 | 1 | 0
PG&E FRESNO | Cantua | 115 | Solar |  |  | 100 | 0 | 100 | 0 | 0 | 0 | 100 | 0 | 100 | 5 | 2 | 5 | 2 |  | 1 | 3 | 1 | 1 | 1 | 1 | 2 | 1 | 1 | 1 | 1 | 1 | 1 | 1 | 1 | 4 | 2 | 1 | 5- | 1 | 1
SDGE | Capistrano | 138 | Solar |  |  | 0 | 0 | 0 | 0 | 0 | 0 | 0 | 0 | 0 | 1 | 1 | 1 | 1 |  | 1 | 1 | 1 | 4 | 1 | 2 | 5 | 1 | 2 | 3 | 3 | 2 | 1 | 1 | 1 | 2 | 1 | 3 | 1 | 1 | 0
SDGE | Capistrano | 230 | Solar |  |  | 0 | 0 | 0 | 0 | 0 | 0 | 0 | 0 | 0 | 1 | 1 | 1 | 1 |  | 1 | 1 | 1 | 4 | 1 | 2 | 5 | 1 | 2 | 3 | 3 | 2 | 1 | 1 | 1 | 2 | 1 | 3 | 1 | 1 | 0
PG&E NGBA | Carberry | 230 | Solar |  |  | 0 | 0 | 0 | 0 | 0 | 0 | 0 | 0 | 0 | 5 | 5 | 3 | 2 |  | 1 | 1 | N/A | N/A | N/A | 2 | N/A | N/A | N/A | N/A | N/A | N/A | N/A | 2 | 2 | 4 | 2 | 3 | 1 | 1 | 0
SCE Eastern | Cardiff | 66 | Solar |  |  | 0 | 0 | 0 | 0 | 0 | 0 | 0 | 0 | 0 | 1 | 1 | 1 | 1 |  | 1 | 1 | N/A | N/A | N/A | 2 | N/A | N/A | N/A | N/A | N/A | N/A | N/A | 1 | 1 | 2 | 1 | 1 | 1 | 1 | 0
PG&E NGBA | Caribou | 60 | Solar |  |  | 0 | 0 | 0 | 0 | 0 | 0 | 0 | 0 | 0 | 5 | 5 | 1 | 1 |  | 2 | 1 | N/A | N/A | N/A | 2 | N/A | N/A | N/A | N/A | N/A | N/A | N/A | 2 | 2 | 4 | 1 | 3 | 1 | 1 | 0
PG&E NGBA | Caribou | 115 | Solar |  |  | 0 | 0 | 0 | 0 | 0 | 0 | 0 | 0 | 0 | 5 | 5 | 1 | 1 |  | 1 | 1 | N/A | N/A | N/A | 2 | N/A | N/A | N/A | N/A | N/A | N/A | N/A | 2 | 2 | 4 | 1 | 3 | 1 | 1 | 0
PG&E NGBA | Caribou | 230 | Solar |  |  | 0 | 0 | 0 | 0 | 0 | 0 | 0 | 0 | 0 | 5 | 5 | 1 | 1 |  | 1 | 1 | N/A | N/A | N/A | 2 | N/A | N/A | N/A | N/A | N/A | N/A | N/A | 2 | 2 | 4 | 1 | 3 | 1 | 1 | 0
EOP | Carpenter Canyon (fka Gamebird) | 138 | Solar |  |  | 0 | 0 | 0 | 0 | 0 | 0 | 0 | 0 | 0 | 5 | 2 | 4 | 2 |  | 1 | 1 | 1 | N/A | N/A | 2 | N/A | N/A | N/A | N/A | N/A | N/A | N/A | 2 | 2 | 4 | 1 | 3 | 1 | 1 | 0
EOP | Carpenter Canyon (fka Gamebird) | 230 | Solar |  |  | 550 | 180 | 730 | 0 | 0 | 0 | 550 | 180 | 730 | 5 | 2 | 4 | 2 |  | 1 | 1 | 1 | N/A | N/A | 2 | N/A | N/A | N/A | N/A | N/A | N/A | N/A | 2 | 2 | 4 | 1 | 3 | 2- | 1 | 1
PG&E NGBA | Carquinez | 115 | Solar |  |  | 0 | 0 | 0 | 0 | 0 | 0 | 0 | 0 | 0 | 5 | 5 | 1 | 1 |  | 1 | 1 | 1 | 4 | 1 | 2 | 2 | 1 | 1 | 1 | 3 | 1 | 1 | 2 | 1 | 2 | 1 | 1 | 1 | 1 | 0
SDGE | Carrizo Gorge | 138 | Solar |  |  | 0 | 0 | 0 | 0 | 0 | 0 | 0 | 0 | 0 | 1 | 1 | 1 | 1 |  | 1 | 2 | 1 | 1 | 1 | 2 | 2 | 1 | 1 | 1 | 2 | 1 | 1 | 2 | 1 | 4 | 1 | 3 | 1 | 1 | 0
PG&E KERN | Carrizo Plains | 115 | Solar |  |  | 0 | 0 | 0 | 0 | 0 | 0 | 0 | 0 | 0 | 5 | 5 | 5 | 4 |  | 1 | 1 | 1 | 1 | 1 | 1 | 3 | 1 | 1 | 1 | 2 | 2 | 1 | 2 | 1 | 4 | 2 | 2 | 1 | 1 | 0
PG&E KERN | Casaloma | 230 | Solar |  |  | 0 | 0 | 0 | 0 | 0 | 0 | 0 | 0 | 0 | 5 | 2 | 5 | 2 |  | 1 | 1 | N/A | N/A | N/A | 1 | N/A | N/A | N/A | N/A | N/A | N/A | N/A | 1 | 1 | 3 | 1 | 1 | 1 | 1 | 0
PG&E GBA | Castro Valley | 230 | Solar |  |  | 0 | 0 | 0 | 0 | 0 | 0 | 0 | 0 | 0 | 5 | 5 | 1 | 1 |  | 1 | 1 | N/A | N/A | N/A | 2 | N/A | N/A | N/A | N/A | N/A | N/A | N/A | 2 | 1 | 2 | 1 | 2 | 1 | 1 | 0
PG&E GBA | Cayetano | 230 | Solar |  |  | 0 | 0 | 0 | 0 | 0 | 0 | 0 | 0 | 0 | 5 | 5 | 1 | 1 |  | 1 | 1 | 1 | 2 | 1 | 2 | 5 | 2 | 2 | 3 | 3 | 1 | 1 | 2 | 1 | 3 | 1 | 3 | 1 | 1 | 0
SCE Metro | Center | 230 | Solar |  |  | 0 | 0 | 0 | 0 | 0 | 0 | 0 | 0 | 0 | 1 | 1 | 1 | 1 |  | 1 | 1 | 1 | 1 | 1 | 2 | 1 | 1 | 1 | 1 | 1 | 1 | 1 | 1 | 1 | 1 | 1 | 1 | 1 | 1 | 0
PG&E KERN | Charca | 115 | Solar |  |  | 0 | 0 | 0 | 0 | 0 | 0 | 0 | 0 | 0 | 5 | 2 | 5 | 2 |  | 1 | 1 | 1 | 1 | 3 | 1 | 1 | 1 | 1 | 1 | 1 | 1 | 1 | 1 | 1 | 4 | 1 | 1 | 4+ | 1 | 1
EOP | Charleston | 138 | Solar |  |  | 0 | 0 | 0 | 0 | 0 | 0 | 0 | 0 | 0 | 5 | 2 | 4 | 2 |  | 1 | 1 | N/A | N/A | N/A | 2 | N/A | N/A | N/A | N/A | N/A | N/A | N/A | 2 | 2 | 4 | 1 | 3 | 1 | 1 | 0
SCE Metro | Chevmain | 230 | Solar |  |  | 0 | 0 | 0 | 0 | 0 | 0 | 0 | 0 | 0 | 1 | 1 | 1 | 1 |  | 1 | 1 | 1 | 3 | 1 | 2 | 1 | 1 | 1 | 2 | 3 | 1 | 1 | 1 | 1 | 1 | 1 | 1 | 1 | 1 | 0
SDGE | Chicarita | 138 | Solar |  |  | 0 | 0 | 0 | 0 | 0 | 0 | 0 | 0 | 0 | 1 | 1 | 1 | 1 |  | 1 | 1 | N/A | N/A | N/A | 2 | N/A | N/A | N/A | N/A | N/A | N/A | N/A | 2 | 1 | 3 | 1 | 3 | 1 | 1 | 0
SCE Metro | Chino | 230 | Solar |  |  | 0 | 0 | 0 | 0 | 0 | 0 | 0 | 0 | 0 | 1 | 1 | 1 | 1 |  | 1 | 1 | 1 | 4 | 1 | 2 | 3 | 1 | 1 | 1 | 1 | 1 | 1 | 1 | 1 | 1 | 1 | 2 | 1+ | 1 | 1
PG&E FRESNO | Chowchilla | 115 | Solar |  |  | 50 | 0 | 50 | 0 | 0 | 0 | 50 | 0 | 50 | 5 | 5 | 5 | 2 |  | 1 | 3 | N/A | N/A | N/A | 1 | N/A | N/A | N/A | N/A | N/A | N/A | N/A | 1 | 1 | 1 | 2 | 2 | 5- | 1 | 1
PG&E GBA | Christie | 60 | Solar |  |  | 0 | 0 | 0 | 0 | 0 | 0 | 0 | 0 | 0 | 5 | 5 | 1 | 1 |  | 1 | 1 | N/A | N/A | N/A | 2 | N/A | N/A | N/A | N/A | N/A | N/A | N/A | 2 | 1 | 2 | 1 | 2 | 1 | 1 | 0
PG&E GBA | Christie | 115 | Solar |  |  | 0 | 0 | 0 | 0 | 0 | 0 | 0 | 0 | 0 | 5 | 5 | 1 | 1 |  | 3 | 1 | N/A | N/A | N/A | 2 | N/A | N/A | N/A | N/A | N/A | N/A | N/A | 2 | 1 | 2 | 1 | 2 | 1 | 1 | 0
SCE Eastern | Cielo Azul | 500 | Solar |  |  | 150 | 2325 | 2475 | 0 | 2025 | 2025 | 150 | 300 | 450 | 5 | 4 | 4 | 2 |  | 1 | 2 | 2 | N/A | N/A | 2 | N/A | N/A | N/A | N/A | N/A | N/A | N/A | 2 | 2 | 4 | 1 | 3 | 4+ | 1 | 1
PG&E GBA | Clay | 60 | Solar |  |  | 0 | 0 | 0 | 0 | 0 | 0 | 0 | 0 | 0 | 1 | 1 | 1 | 1 |  | 1 | 1 | N/A | N/A | N/A | 2 | N/A | N/A | N/A | N/A | N/A | N/A | N/A | 2 | 1 | 3 | 1 | 3 | 1+ | 1 | 1
PG&E GBA | Clayton | 115 | Solar |  |  | 0 | 0 | 0 | 0 | 0 | 0 | 0 | 0 | 0 | 5 | 5 | 1 | 1 |  | 1 | 1 | 1 | 1 | 1 | 2 | 5 | 2 | 3 | 2 | 3 | 1 | 1 | 2 | 1 | 4 | 1 | 2 | 1 | 1 | 0
PG&E NGBA | Cloverdale | 115 | Solar |  |  | 0 | 0 | 0 | 0 | 0 | 0 | 0 | 0 | 0 | 5 | 5 | 1 | 1 |  | 1 | 1 | 1 | 1 | 1 | 2 | 4 | 2 | 1 | 2 | 3 | 1 | 1 | 2 | 2 | 4 | 2 | 3 | 1 | 1 | 0
PG&E FRESNO | Clovis | 115 | Solar |  |  | 0 | 0 | 0 | 0 | 0 | 0 | 0 | 0 | 0 | 5 | 2 | 5 | 2 |  | 1 | 1 | N/A | N/A | N/A | 1 | N/A | N/A | N/A | N/A | N/A | N/A | N/A | 1 | 1 | 2 | 2 | 2 | 1 | 1 | 0
PG&E GBA | Coburn | 230 | Solar |  |  | 0 | 0 | 0 | 0 | 0 | 0 | 0 | 0 | 0 | 5 | 2 | 5 | 2 |  | 1 | 1 | 1 | 1 | 1 | 2 | 3 | 1 | 1 | 1 | 1 | 1 | 1 | 2 | 2 | 2 | 2 | 3 | 1 | 1 | 0
PG&E GBA | Coburn | 60 | Solar |  |  | 0 | 0 | 0 | 0 | 0 | 0 | 0 | 0 | 0 | 5 | 2 | 5 | 2 |  | 1 | 1 | 1 | 1 | 1 | 2 | 3 | 1 | 1 | 1 | 1 | 1 | 1 | 2 | 2 | 2 | 2 | 3 | 1 | 1 | 0
PG&E NGBA | Colgate | 230 | Solar |  |  | 0 | 0 | 0 | 0 | 0 | 0 | 0 | 0 | 0 | 5 | 5 | 1 | 1 |  | 1 | 1 | 1 | 3 | 1 | 2 | 5 | 3 | 1 | 1 | 4 | 1 | 1 | 2 | 1 | 4 | 1 | 3 | 1 | 1 | 0
PG&E GBA | Collierville | 230 | Solar |  |  | 0 | 0 | 0 | 0 | 0 | 0 | 0 | 0 | 0 | 1 | 1 | 1 | 1 |  | 2 | 1 | N/A | N/A | N/A | 2 | N/A | N/A | N/A | N/A | N/A | N/A | N/A | 2 | 1 | 4 | 1 | 3 | 1 | 1 | 0
PG&E GBA | Collinsville | 230 | Solar |  |  | 0 | 0 | 0 | 0 | 0 | 0 | 0 | 0 | 0 | 5 | 5 | 1 | 1 |  | 1 | 1 | N/A | N/A | N/A | 2 | N/A | N/A | N/A | N/A | N/A | N/A | N/A | 2 | 1 | 3 | 1 | 1 | 1 | 1 | 0
PG&E GBA | Collinsville | 500 | Solar |  |  | 0 | 0 | 0 | 0 | 0 | 0 | 0 | 0 | 0 | 5 | 5 | 1 | 1 |  | 1 | 1 | N/A | N/A | N/A | 2 | N/A | N/A | N/A | N/A | N/A | N/A | N/A | 2 | 1 | 3 | 1 | 1 | 1 | 1 | 0
SCE Eastern | Colorado River | 230 | Solar |  |  | 100 | 700 | 800 | 0 | 500 | 500 | 100 | 200 | 300 | 4 | 4 | 1 | 1 | 4 | 1 | 1 | 2 | 1 | 1 | 2 | 1 | 1 | 1 | 1 | 2 | 1 | 1 | 2 | 2 | 3 | 1 | 3 | 4+ | 1 | 1
SCE Eastern | Colorado River | 500 | Solar |  |  | 0 | 0 | 0 | 0 | 0 | 0 | 0 | 0 | 0 | 4 | 4 | 1 | 1 | 2 | 1 | 1 | 2 | 2 | 1 | 2 | 1 | 1 | 1 | 1 | 2 | 1 | 1 | 2 | 2 | 3 | 1 | 3 | 1+ | 1 | 1
PG&E KERN | Columbus | 115 | Solar |  |  | 100 | 130 | 230 | 0 | 0 | 0 | 100 | 130 | 230 | 5 | 5 | 5 | 4 |  | 2 | 4 | 1 | 2 | 1 | 1 | 2 | 2 | 1 | 1 | 2 | 1 | 1 | 1 | 1 | 2 | 1 | 2 | 5- | 1 | 1
PG&E GBA | Contra Costa | 115 | Solar |  |  | 0 | 0 | 0 | 0 | 0 | 0 | 0 | 0 | 0 | 5 | 5 | 1 | 1 |  | 2 | 1 | 1 | 1 | 1 | 2 | 3 | 1 | 1 | 1 | 2 | 1 | 1 | 2 | 1 | 2 | 1 | 2 | 1 | 1 | 0
PG&E GBA | Contra Costa | 230 | Solar |  |  | 0 | 0 | 0 | 0 | 0 | 0 | 0 | 0 | 0 | 5 | 5 | 1 | 1 |  | 2 | 1 | 1 | 1 | 1 | 2 | 3 | 1 | 1 | 1 | 2 | 1 | 1 | 2 | 1 | 2 | 1 | 2 | 1+ | 1 | 1
PG&E GBA | Contra Costa PP | 230 | Solar |  |  | 0 | 0 | 0 | 0 | 0 | 0 | 0 | 0 | 0 | 5 | 5 | 1 | 1 |  | 1 | 1 | N/A | N/A | N/A | 2 | N/A | N/A | N/A | N/A | N/A | N/A | N/A | 2 | 1 | 1 | 1 | 2 | 1 | 1 | 0
SCE NOL | Control | 115 | Solar |  |  | 0 | 0 | 0 | 0 | 0 | 0 | 0 | 0 | 0 | 5 | 3 | 1 | 1 |  | 1 | 1 | 1 | 1 | 1 | 2 | 1 | 1 | 1 | 1 | 1 | 3 | 1 | 2 | 2 | 4 | 1 | 3 | 1 | 1 | 0
SCE NOL | Control | 55 | Solar |  |  | 0 | 0 | 0 | 0 | 0 | 0 | 0 | 0 | 0 | 5 | 3 | 1 | 1 |  | 1 | 1 | #N/A | N/A | N/A | 2 | N/A | N/A | N/A | N/A | N/A | N/A | N/A | 2 | 2 | 4 | 1 | 3 | 1 | 1 | 0
PG&E GBA | Cooley Landing | 115 | Solar |  |  | 0 | 50 | 50 | 0 | 0 | 0 | 0 | 50 | 50 | 5 | 5 | 1 | 1 |  | 3 | 2 | N/A | N/A | N/A | 2 | N/A | N/A | N/A | N/A | N/A | N/A | N/A | 2 | 1 | 2 | 1 | 1 | 5- | 1 | 1
PG&E GBA | Cooley Landing | 60 | Solar |  |  | 0 | 0 | 0 | 0 | 0 | 0 | 0 | 0 | 0 | 1 | 1 | 1 | 1 |  | 1 | 1 | N/A | N/A | N/A | 2 | N/A | N/A | N/A | N/A | N/A | N/A | N/A | 2 | 1 | 2 | 1 | 1 | 1 | 1 | 0
SCE NOL | Coolwater | 230 | Solar |  |  | 0 | 0 | 0 | 0 | 0 | 0 | 0 | 0 | 0 | 3 | 3 | 1 | 1 |  | 1 | 1 | 1 | 3 | 1 | 2 | 1 | 3 | 1 | 1 | 3 | 1 | 1 | 2 | 1 | 2 | 1 | 1 | 4+ | 1 | 1
SCE NOL | Coolwater | 115 | Solar |  |  | 0 | 0 | 0 | 0 | 0 | 0 | 0 | 0 | 0 | 3 | 3 | 1 | 1 | 3 | 3 | 3 | 1 | 3 | 1 | 2 | 1 | 3 | 1 | 1 | 3 | 1 | 1 | 2 | 1 | 2 | 1 | 1 | 4+ | 5 | 1
PG&E KERN | Copus | 70 | Solar |  |  | 0 | 0 | 0 | 0 | 0 | 0 | 0 | 0 | 0 | 5 | 5 | 5 | 4 |  | 1 | 1 | N/A | N/A | N/A | 1 | N/A | N/A | N/A | N/A | N/A | N/A | N/A | 1 | 1 | 3 | 1 | 1 | 4+ | 1 | 1
PG&E FRESNO | Corcoran | 70 | Solar |  |  | 0 | 0 | 0 | 0 | 0 | 0 | 0 | 0 | 0 | 5 | 5 | 5 | 4 |  | 1 | 1 | 1 | 1 | 1 | 1 | 1 | 1 | 1 | 1 | 1 | 1 | 1 | 1 | 1 | 4 | 2 | 1 | 1 | 1 | 0
PG&E FRESNO | Corcoran | 115 | Solar |  |  | 0 | 0 | 0 | 0 | 0 | 0 | 0 | 0 | 0 | 5 | 5 | 5 | 4 |  | 1 | 1 | 1 | 1 | 1 | 1 | 1 | 1 | 1 | 1 | 1 | 1 | 1 | 1 | 1 | 4 | 2 | 1 | 1 | 1 | 0
PG&E NGBA | Corona | 115 | Solar |  |  | 0 | 0 | 0 | 0 | 0 | 0 | 0 | 0 | 0 | 5 | 5 | 1 | 1 |  | 1 | 1 | N/A | N/A | N/A | 2 | N/A | N/A | N/A | N/A | N/A | N/A | N/A | 2 | 1 | 3 | 2 | 3 | 4+ | 1 | 1
PG&E NGBA | Cortina | 230 | Solar |  |  | 0 | 0 | 0 | 0 | 0 | 0 | 0 | 0 | 0 | 5 | 5 | 1 | 1 | 3 | 1 | 1 | 1 | 1 | 1 | 2 | 5 | 1 | 1 | 1 | 3 | 1 | 1 | 2 | 2 | 4 | 1 | 3 | 1+ | 1 | 1
PG&E NGBA | Cortina | 115 | Solar |  |  | 0 | 0 | 0 | 0 | 0 | 0 | 0 | 0 | 0 | 5 | 5 | 1 | 1 | 1 | 1 | 1 | 1 | 1 | 1 | 2 | 4 | 1 | 1 | 1 | 3 | 1 | 1 | 2 | 2 | 4 | 1 | 3 | 1 | 4 | 1
PG&E GBA | Cottle | 230 | Solar |  |  | 0 | 0 | 0 | 0 | 0 | 0 | 0 | 0 | 0 | 5 | 5 | 5 | 2 | 3 | 1 | 1 | N/A | N/A | N/A | 1 | N/A | N/A | N/A | N/A | N/A | N/A | N/A | 1 | 1 | 3 | 2 | 1 | 1 | 1 | 0
PG&E NGBA | Cottonwood | 115 | Solar |  |  | 0 | 0 | 0 | 0 | 0 | 0 | 0 | 0 | 0 | 5 | 5 | 1 | 1 |  | 1 | 1 | 1 | 3 | 1 | 2 | 5 | 1 | 1 | 1 | 2 | 1 | 1 | 2 | 2 | 3 | 2 | 3 | 1 | 1 | 0
PG&E NGBA | Cottonwood | 230 | Solar |  |  | 0 | 0 | 0 | 0 | 0 | 0 | 0 | 0 | 0 | 5 | 5 | 1 | 1 |  | 1 | 1 | 1 | 3 | 1 | 2 | 5 | 1 | 1 | 1 | 2 | 1 | 1 | 2 | 2 | 3 | 2 | 3 | 1 | 1 | 0
PG&E NGBA | Cottonwood | 60 | Solar |  |  | 0 | 0 | 0 | 0 | 0 | 0 | 0 | 0 | 0 | 5 | 5 | 1 | 1 |  | 1 | 1 | 1 | 3 | 1 | 2 | 5 | 1 | 1 | 1 | 2 | 1 | 1 | 2 | 2 | 3 | 2 | 3 | 1 | 1 | 0
PG&E NGBA | Cove Road | 230 | Solar |  |  | 0 | 0 | 0 | 0 | 0 | 0 | 0 | 0 | 0 | 5 | 5 | 1 | 1 |  | 1 | 1 | 1 | 1 | 1 | 2 | 5 | 2 | 1 | 1 | 3 | 1 | 1 | 2 | 2 | 4 | 2 | 3 | 1 | 1 | 0
PG&E GBA | Coyote | 230 | Solar |  |  | 0 | 0 | 0 | 0 | 0 | 0 | 0 | 0 | 0 | 1 | 1 | 1 | 1 |  | 1 | 1 | 1 | 1 | 1 | 2 | 5 | 3 | 1 | 1 | 3 | 2 | 1 | 2 | 1 | 3 | 2 | 2 | 1 | 1 | 0
PG&E GBA | Crazy Horse Canyon | 115 | Solar |  |  | 0 | 0 | 0 | 0 | 0 | 0 | 0 | 0 | 0 | 1 | 1 | 1 | 1 |  | 1 | 1 | N/A | N/A | N/A | 1 | N/A | N/A | N/A | N/A | N/A | N/A | N/A | 2 | 2 | 4 | 2 | 3 | 1 | 1 | 0
SDGE | Creelman | 69 | Solar |  |  | 0 | 0 | 0 | 0 | 0 | 0 | 0 | 0 | 0 | 1 | 1 | 1 | 1 |  | 1 | 3 | N/A | N/A | N/A | 2 | N/A | N/A | N/A | N/A | N/A | N/A | N/A | 2 | 1 | 4 | 1 | 3 | 1 | 1 | 0
PG&E FRESNO | Crescent | 70 | Solar |  |  | 0 | 35 | 35 | 0 | 35 | 35 | 0 | 0 | 0 | 5 | 5 | 5 | 2 |  | 1 | 4 | 1 | 1 | 1 | 1 | 1 | 1 | 1 | 1 | 1 | 1 | 1 | 1 | 1 | 3 | 2 | 1 | 4+ | 5 | 1
PG&E FRESNO | Cressey | 115 | Solar |  |  | 0 | 0 | 0 | 0 | 0 | 0 | 0 | 0 | 0 | 5 | 2 | 5 | 2 |  | 1 | 1 | N/A | N/A | N/A | 1 | N/A | N/A | N/A | N/A | N/A | N/A | N/A | 1 | 1 | 3 | 2 | 1 | 1+ | 1 | 1
PG&E NGBA | Cresta | 230 | Solar |  |  | 0 | 0 | 0 | 0 | 0 | 0 | 0 | 0 | 0 | 5 | 5 | 1 | 1 |  | 1 | 1 | N/A | N/A | N/A | 2 | N/A | N/A | N/A | N/A | N/A | N/A | N/A | 2 | 1 | 4 | 2 | 3 | 1 | 1 | 0
SDGE | Crestwood | 69 | Solar |  |  | 0 | 0 | 0 | 0 | 0 | 0 | 0 | 0 | 0 | 1 | 1 | 1 | 1 |  | 1 | 1 | N/A | N/A | N/A | 2 | N/A | N/A | N/A | N/A | N/A | N/A | N/A | 2 | 1 | 4 | 1 | 3 | 1 | 1 | 0
PG&E GBA | Crow Creek | 60 | Solar |  |  | 0 | 0 | 0 | 0 | 0 | 0 | 0 | 0 | 0 | 1 | 1 | 1 | 1 |  | 1 | 1 | 1 | 1 | 1 | 1 | 2 | 1 | 1 | 1 | 2 | 1 | 1 | 1 | 1 | 4 | 2 | 1 | 1 | 1 | 0
PG&E GBA | Crows Landing | 60 | Solar |  |  | 0 | 0 | 0 | 0 | 0 | 0 | 0 | 0 | 0 | 1 | 1 | 1 | 1 |  | 1 | 1 | N/A | N/A | N/A | 1 | N/A | N/A | N/A | N/A | N/A | N/A | N/A | 1 | 1 | 4 | 2 | 1 | 1 | 1 | 0
PG&E GBA | Curtis | 115 | Solar |  |  | 0 | 0 | 0 | 0 | 0 | 0 | 0 | 0 | 0 | 1 | 1 | 1 | 1 |  | 1 | 1 | 1 | 2 | 1 | 2 | 5 | 1 | 1 | 1 | 3 | 1 | 1 | 2 | 1 | 4 | 1 | 3 | 1 | 1 | 0
PG&E FRESNO | Dairyland | 115 | Solar |  |  | 120 | 0 | 120 | 0 | 0 | 0 | 120 | 0 | 120 | 5 | 2 | 5 | 2 |  | 1 | 3 | 1 | 1 | 1 | 1 | 1 | 1 | 1 | 1 | 1 | 1 | 1 | 1 | 1 | 3 | 2 | 1 | 5- | 1 | 1
PG&E NGBA | Davis | 115 | Solar |  |  | 0 | 0 | 0 | 0 | 0 | 0 | 0 | 0 | 0 | 5 | 5 | 1 | 1 | 3 | 1 | 1 | 1 | 1 | 3 | 2 | 1 | 1 | 1 | 1 | 1 | 1 | 1 | 2 | 1 | 4 | 2 | 3 | 2+ | 1 | 1
SCE Metro | Del Amo | 500 | Solar |  |  | 0 | 0 | 0 | 0 | 0 | 0 | 0 | 0 | 0 | 1 | 1 | 1 | 1 |  | 1 | 1 | 1 | 4 | 1 | 2 | 1 | 1 | 1 | 1 | 1 | 1 | 1 | 1 | 1 | 3 | 1 | 2 | 1 | 1 | 0
SCE Metro | Del Amo | 230 | Solar |  |  | 0 | 0 | 0 | 0 | 0 | 0 | 0 | 0 | 0 | 1 | 1 | 1 | 1 |  | 1 | 1 | 1 | 4 | 1 | 2 | 1 | 1 | 1 | 1 | 1 | 1 | 1 | 1 | 1 | 3 | 1 | 2 | 4+ | 1 | 1
SCE Eastern | Delaney | 500 | Solar |  |  | 170 | 250 | 420 | 0 | 0 | 0 | 170 | 250 | 420 | 5 | 4 | 4 | 2 |  | 1 | 1 | 1 | N/A | N/A | 2 | N/A | N/A | N/A | N/A | N/A | N/A | N/A | 2 | 1 | 4 | 2 | 3 | 2- | 1 | 1
PG&E NGBA | Delevan | 230 | Solar |  |  | 0 | 0 | 0 | 0 | 0 | 0 | 0 | 0 | 0 | 5 | 5 | 1 | 1 | 3 | 1 | 1 | 1 | 1 | 1 | 2 | 3 | 1 | 1 | 1 | 2 | 1 | 1 | 2 | 2 | 1 | 1 | 3 | 4+ | 4 | 1
PG&E GBA | Delta PP | 230 | Solar |  |  | 0 | 0 | 0 | 0 | 0 | 0 | 0 | 0 | 0 | 5 | 5 | 1 | 1 |  | 1 | 1 | 1 | 2 | 1 | 2 | 3 | 2 | 1 | 1 | 2 | 1 | 1 | 2 | 1 | 3 | 1 | 2 | 1 | 1 | 0
EOP | Desert View | 230 | Solar |  |  | 450 | 0 | 450 | 0 | 0 | 0 | 450 | 0 | 450 | 5 | 2 | 4 | 2 |  | 1 | 1 | 3 | N/A | N/A | 2 | N/A | N/A | N/A | N/A | N/A | N/A | N/A | 2 | 1 | 4 | 1 | 3 | 4- | 1 | 1
SCE Eastern | Devers | 230 | Solar |  |  | 0 | 180 | 180 | 0 | 0 | 0 | 0 | 180 | 180 | 1 | 1 | 1 | 1 | 5 | 2 | 1 | 2 | 3 | 1 | 2 | 2 | 1 | 2 | 1 | 2 | 1 | 1 | 2 | 1 | 1 | 1 | 3 | 2+ | 1 | 1
SCE Eastern | Devers | 500 | Solar |  |  | 0 | 0 | 0 | 0 | 0 | 0 | 0 | 0 | 0 | 1 | 1 | 1 | 1 |  | 1 | 1 | 2 | 3 | 1 | 2 | 2 | 1 | 2 | 1 | 2 | 1 | 1 | 2 | 1 | 1 | 1 | 3 | 1+ | 1 | 1
PG&E KERN | Diablo Canyon | 230 | Solar |  |  | 0 | 0 | 0 | 0 | 0 | 0 | 0 | 0 | 0 | 5 | 2 | 5 | 2 | 3 | 1 | 1 | 1 | 1 | 1 | 2 | 5 | 1 | 1 | 3 | 3 | 2 | 1 | 2 | 2 | 4 | 2 | 3 | 1 | 1 | 0
PG&E KERN | Diablo Canyon | 500 | Solar |  |  | 0 | 0 | 0 | 0 | 0 | 0 | 0 | 0 | 0 | 5 | 5 | 4 | 4 | 5 | 1 | 1 | 1 | 1 | 1 | 2 | 5 | 1 | 1 | 3 | 3 | 2 | 1 | 2 | 2 | 4 | 2 | 3 | 1 | 1 | 0
PG&E KERN | Divide | 115 | Solar |  |  | 0 | 100 | 100 | 0 | 0 | 0 | 0 | 100 | 100 | 5 | 2 | 5 | 2 |  | 1 | 3 | N/A | N/A | N/A | 2 | N/A | N/A | N/A | N/A | N/A | N/A | N/A | 2 | 2 | 4 | 1 | 2 | 5- | 1 | 1
PG&E GBA | Dixon Landing | 115 | Solar |  |  | 0 | 0 | 0 | 0 | 0 | 0 | 0 | 0 | 0 | 1 | 1 | 1 | 1 |  | 1 | 1 | N/A | N/A | N/A | 2 | N/A | N/A | N/A | N/A | N/A | N/A | N/A | 2 | 1 | 2 | 1 | 2 | 1 | 1 | 0
PG&E FRESNO | Dos Amigos | 230 | Solar |  |  | 493.2 | 0 | 493.2 | 0 | 0 | 0 | 493.2 | 0 | 493.2 | 5 | 2 | 5 | 2 |  | 1 | 2 | N/A | N/A | N/A | 1 | N/A | N/A | N/A | N/A | N/A | N/A | N/A | 1 | 1 | 4 | 2 | 1 | 5- | 1 | 1
PG&E NGBA | Drum | 115 | Solar |  |  | 0 | 0 | 0 | 0 | 0 | 0 | 0 | 0 | 0 | 5 | 5 | 1 | 1 |  | 1 | 1 | 1 | 1 | 1 | 2 | 5 | 1 | 1 | 1 | 1 | 1 | 1 | 2 | 1 | 4 | 2 | 3 | 1 | 1 | 0
PG&E GBA | Dumbarton | 115 | Solar |  |  | 0 | 0 | 0 | 0 | 0 | 0 | 0 | 0 | 0 | 5 | 5 | 1 | 1 |  | 1 | 1 | N/A | N/A | N/A | 2 | N/A | N/A | N/A | N/A | N/A | N/A | N/A | 2 | 1 | 3 | 1 | 2 | 1 | 1 | 0
SCE NOL | Dunn Siding | 115 | Solar |  |  | 0 | 0 | 0 | 0 | 0 | 0 | 0 | 0 | 0 | 3 | 3 | 1 | 1 |  | 1 | 1 | N/A | N/A | N/A | 2 | N/A | N/A | N/A | N/A | N/A | N/A | N/A | 2 | 1 | 4 | 1 | 1 | 1 | 1 | 0
SCE Eastern | Eagle Mountain | 230 | Solar |  |  | 0 | 0 | 0 | 0 | 0 | 0 | 0 | 0 | 0 | 5 | 2 | 1 | 1 |  | 1 | 1 | N/A | N/A | N/A | 2 | N/A | N/A | N/A | N/A | N/A | N/A | N/A | 2 | 2 | 4 | 1 | 3 | 1 | 1 | 0
PG&E NGBA | Eagle Rock (PGE) | 60 | Solar |  |  | 0 | 0 | 0 | 0 | 0 | 0 | 0 | 0 | 0 | 5 | 5 | 1 | 1 |  | 1 | 1 | 1 | 1 | 1 | 2 | 5 | 2 | 2 | 3 | 4 | 1 | 1 | 2 | 2 | 4 | 2 | 3 | 1 | 1 | 0
PG&E NGBA | Eagle Rock (PGE) | 115 | Solar |  |  | 0 | 0 | 0 | 0 | 0 | 0 | 0 | 0 | 0 | 5 | 5 | 1 | 1 | 3 | 2 | 1 | 1 | 1 | 1 | 2 | 5 | 2 | 2 | 3 | 4 | 1 | 1 | 2 | 2 | 4 | 2 | 3 | 1 | 1 | 0
SCE Metro | Eagle Rock (SCE) | 230 | Solar |  |  | 0 | 0 | 0 | 0 | 0 | 0 | 0 | 0 | 0 | 1 | 1 | 1 | 1 |  | 1 | 1 | N/A | N/A | N/A | 2 | N/A | N/A | N/A | N/A | N/A | N/A | N/A | 1 | 1 | 2 | 1 | 2 | 1 | 1 | 0
PG&E NGBA | East Marysville | 115 | Solar |  |  | 0 | 0 | 0 | 0 | 0 | 0 | 0 | 0 | 0 | 5 | 5 | 1 | 1 |  | 1 | 1 | 1 | 2 | 1 | 2 | 1 | 1 | 1 | 1 | 2 | 1 | 1 | 2 | 2 | 2 | 1 | 2 | 1+ | 1 | 1
PG&E NGBA | East Nicolaus | 115 | Solar |  |  | 0 | 140 | 140 | 0 | 0 | 0 | 0 | 140 | 140 | 5 | 5 | 1 | 1 |  | 1 | 3 | N/A | N/A | N/A | 2 | N/A | N/A | N/A | N/A | N/A | N/A | N/A | 2 | 1 | 4 | 1 | 3 | 5- | 1 | 1
PG&E NGBA | East Nicolaus | 60 | Solar |  |  | 0 | 0 | 0 | 0 | 0 | 0 | 0 | 0 | 0 | 5 | 5 | 1 | 1 |  | 1 | 1 | N/A | N/A | N/A | 2 | N/A | N/A | N/A | N/A | N/A | N/A | N/A | 2 | 1 | 4 | 1 | 3 | 1 | 1 | 0
PG&E GBA | Eastshore | 115 | Solar |  |  | 0 | 0 | 0 | 0 | 0 | 0 | 0 | 0 | 0 | 5 | 5 | 1 | 1 | 4 | 1 | 2 | 1 | 4 | 1 | 2 | 3 | 1 | 1 | 2 | 3 | 1 | 1 | 2 | 1 | 2 | 1 | 1 | 1 | 1 | 0
PG&E GBA | Eastshore | 230 | Solar |  |  | 0 | 0 | 0 | 0 | 0 | 0 | 0 | 0 | 0 | 5 | 5 | 1 | 1 |  | 1 | 1 | 1 | 4 | 1 | 2 | 3 | 1 | 1 | 2 | 3 | 1 | 1 | 2 | 1 | 2 | 1 | 1 | 1 | 1 | 0
SDGE | ECO | 138 | Solar |  |  | 0 | 0 | 0 | 0 | 0 | 0 | 0 | 0 | 0 | 1 | 1 | 1 | 1 | 3 | 1 | 1 | 1 | 1 | 1 | 2 | 2 | 1 | 1 | 1 | 2 | 1 | 1 | 2 | 1 | 4 | 1 | 3 | 1 | 1 | 0
SDGE | ECO | 230 | Solar |  |  | 0 | 0 | 0 | 0 | 0 | 0 | 0 | 0 | 0 | 1 | 1 | 1 | 1 |  | 3 | 1 | #N/A | N/A | N/A | 2 | N/A | N/A | N/A | N/A | N/A | N/A | N/A | 2 | 1 | 4 | 1 | 3 | 1 | 1 | 0
SDGE | ECO | 500 | Solar |  |  | 0 | 0 | 0 | 0 | 0 | 0 | 0 | 0 | 0 | 1 | 1 | 1 | 1 |  | 2 | 1 | #N/A | N/A | N/A | 2 | N/A | N/A | N/A | N/A | N/A | N/A | N/A | 2 | 1 | 4 | 1 | 3 | 1 | 1 | 0
PG&E GBA | Edenvale | 115 | Solar |  |  | 0 | 0 | 0 | 0 | 0 | 0 | 0 | 0 | 0 | 1 | 1 | 1 | 1 |  | 1 | 1 | N/A | N/A | N/A | 2 | N/A | N/A | N/A | N/A | N/A | N/A | N/A | 2 | 1 | 2 | 2 | 2 | 1 | 1 | 0
PG&E GBA | Edes | 115 | Solar |  |  | 0 | 0 | 0 | 0 | 0 | 0 | 0 | 0 | 0 | 5 | 5 | 1 | 1 |  | 1 | 1 | N/A | N/A | N/A | 2 | N/A | N/A | N/A | N/A | N/A | N/A | N/A | 2 | 1 | 3 | 1 | 1 | 1+ | 1 | 1
PG&E GBA | Eight Mile | 230 | Solar |  |  | 0 | 0 | 0 | 0 | 0 | 0 | 0 | 0 | 0 | 5 | 5 | 1 | 1 |  | 1 | 1 | 1 | 2 | 2 | 1 | 1 | 1 | 1 | 1 | 1 | 1 | 1 | 1 | 1 | 2 | 2 | 1 | 1 | 1 | 0
SDGE | El Cajon | 69 | Solar |  |  | 0 | 0 | 0 | 0 | 0 | 0 | 0 | 0 | 0 | 1 | 1 | 1 | 1 |  | 1 | 1 | N/A | N/A | N/A | 2 | N/A | N/A | N/A | N/A | N/A | N/A | N/A | 2 | 1 | 2 | 1 | 1 | 1 | 1 | 0
SCE Eastern | El Casco | 230 | Solar |  |  | 0 | 0 | 0 | 0 | 0 | 0 | 0 | 0 | 0 | 1 | 1 | 1 | 1 |  | 1 | 1 | 1 | 3 | 1 | 2 | 5 | 1 | 1 | 2 | 3 | 1 | 1 | 1 | 1 | 4 | 1 | 2 | 1 | 1 | 0
PG&E GBA | El Cerrito G | 115 | Solar |  |  | 0 | 0 | 0 | 0 | 0 | 0 | 0 | 0 | 0 | 5 | 5 | 1 | 1 |  | 1 | 1 | N/A | N/A | N/A | 2 | N/A | N/A | N/A | N/A | N/A | N/A | N/A | 2 | 1 | 2 | 1 | 2 | 4+ | 1 | 1
PG&E NGBA | El Dorado PH | 115 | Solar |  |  | 0 | 0 | 0 | 0 | 0 | 0 | 0 | 0 | 0 | 5 | 5 | 1 | 1 |  | 1 | 1 | N/A | N/A | N/A | 2 | N/A | N/A | N/A | N/A | N/A | N/A | N/A | 2 | 1 | 4 | 2 | 3 | 1 | 1 | 0
PG&E FRESNO | El Nido (PGE) | 115 | Solar |  |  | 0 | 0 | 0 | 0 | 0 | 0 | 0 | 0 | 0 | 5 | 5 | 5 | 2 |  | 1 | 1 | N/A | N/A | N/A | 1 | N/A | N/A | N/A | N/A | N/A | N/A | N/A | 1 | 1 | 4 | 2 | 1 | 1 | 1 | 0
SCE Metro | El Nido (SCE) | 230 | Solar |  |  | 0 | 0 | 0 | 0 | 0 | 0 | 0 | 0 | 0 | 1 | 1 | 1 | 1 |  | 1 | 1 | 1 | 3 | 1 | 2 | 1 | 1 | 1 | 2 | 3 | 1 | 1 | 1 | 1 | 2 | 1 | 2 | 1 | 1 | 0
PG&E GBA | El Patio | 115 | Solar |  |  | 0 | 0 | 0 | 0 | 0 | 0 | 0 | 0 | 0 | 1 | 1 | 1 | 1 |  | 1 | 1 | N/A | N/A | N/A | 2 | N/A | N/A | N/A | N/A | N/A | N/A | N/A | 2 | 1 | 3 | 2 | 2 | 1 | 1 | 0
SCE Metro | El Segundo | 230 | Solar |  |  | 0 | 0 | 0 | 0 | 0 | 0 | 0 | 0 | 0 | 1 | 1 | 1 | 1 |  | 1 | 1 | 1 | 3 | 1 | 2 | 1 | 1 | 1 | 2 | 3 | 1 | 1 | 1 | 1 | 1 | 1 | 1 | 1 | 1 | 0
EOP | Eldorado | 230 | Solar |  |  | 0 | 0 | 0 | 0 | 0 | 0 | 0 | 0 | 0 | 5 | 2 | 4 | 2 | 4 | 1 | 1 | 5 | N/A | N/A | 2 | N/A | N/A | N/A | N/A | N/A | N/A | N/A | 2 | 2 | 2 | 1 | 3 | 1 | 1 | 0
EOP | Eldorado | 500 | Solar |  |  | 600 | 0 | 600 | 0 | 0 | 0 | 600 | 0 | 600 | 5 | 2 | 4 | 2 | 5 | 1 | 1 | 5 | N/A | N/A | 2 | N/A | N/A | N/A | N/A | N/A | N/A | N/A | 2 | 2 | 2 | 1 | 3 | 5- | 1 | 1
SCE Northern | Elizabeth Lake | 66 | Solar |  |  | 0 | 0 | 0 | 0 | 0 | 0 | 0 | 0 | 0 | 5 | 2 | 4 | 2 |  | 1 | 1 | N/A | N/A | N/A | 2 | N/A | N/A | N/A | N/A | N/A | N/A | N/A | 1 | 1 | 3 | 1 | 3 | 1 | 1 | 0
PG&E KERN | Elk Hills | 230 | Solar |  |  | 0 | 0 | 0 | 0 | 0 | 0 | 0 | 0 | 0 | 5 | 5 | 5 | 4 |  | 1 | 1 | 1 | 1 | 1 | 1 | 1 | 1 | 2 | 4 | 4 | 1 | 1 | 1 | 1 | 3 | 1 | 1 | 1 | 1 | 0
SDGE | Elliot | 69 | Solar |  |  | 0 | 0 | 0 | 0 | 0 | 0 | 0 | 0 | 0 | 1 | 1 | 1 | 1 |  | 1 | 1 | N/A | N/A | N/A | 2 | N/A | N/A | N/A | N/A | N/A | N/A | N/A | 2 | 1 | 2 | 1 | 2 | 1 | 1 | 0
SCE Metro | Ellis | 230 | Solar |  |  | 0 | 0 | 0 | 0 | 0 | 0 | 0 | 0 | 0 | 1 | 1 | 1 | 1 |  | 1 | 1 | 1 | 4 | 1 | 2 | 1 | 1 | 1 | 5 | 5 | 1 | 1 | 1 | 1 | 2 | 1 | 2 | 1 | 1 | 0
SDGE | Encina | 138 | Solar |  |  | 0 | 0 | 0 | 0 | 0 | 0 | 0 | 0 | 0 | 1 | 1 | 1 | 1 | 3 | 1 | 1 | 3 | 5 | 3 | 2 | 1 | 1 | 2 | 2 | 2 | 1 | 1 | 2 | 1 | 1 | 1 | 3 | 1 | 1 | 0
SDGE | Encina | 230 | Solar |  |  | 20 | 0 | 20 | 0 | 0 | 0 | 20 | 0 | 20 | 1 | 1 | 1 | 1 |  | 1 | 5 | 3 | 5 | 3 | 2 | 1 | 1 | 2 | 2 | 2 | 1 | 1 | 2 | 1 | 1 | 1 | 3 | 5- | 1 | 1
SDGE | Escondido | 230 | Solar |  |  | 0 | 0 | 0 | 0 | 0 | 0 | 0 | 0 | 0 | 1 | 1 | 1 | 1 |  | 1 | 1 | 1 | 4 | 1 | 2 | 4 | 1 | 1 | 1 | 2 | 1 | 1 | 2 | 1 | 1 | 1 | 3 | 1 | 1 | 0
SDGE | Escondido | 69 | Solar |  |  | 0 | 0 | 0 | 0 | 0 | 0 | 0 | 0 | 0 | 1 | 1 | 1 | 1 |  | 1 | 3 | 1 | 4 | 1 | 2 | 4 | 1 | 1 | 1 | 2 | 1 | 1 | 2 | 1 | 1 | 1 | 3 | 1 | 1 | 0
PG&E KERN | Estrella | 230 | Solar |  |  | 0 | 0 | 0 | 0 | 0 | 0 | 0 | 0 | 0 | 5 | 2 | 5 | 2 |  | 1 | 1 | N/A | N/A | N/A | 1 | N/A | N/A | N/A | N/A | N/A | N/A | N/A | 2 | 2 | 4 | 2 | 3 | 1 | 1 | 0
SCE Eastern | Etiwanda | 230 | Solar |  |  | 0 | 0 | 0 | 0 | 0 | 0 | 0 | 0 | 0 | 1 | 1 | 1 | 1 | 5 | 1 | 2 | 1 | 4 | 1 | 2 | 5 | 1 | 1 | 1 | 1 | 1 | 1 | 1 | 1 | 2 | 1 | 1 | 1 | 1 | 0
PG&E GBA | Evergreen | 115 | Solar |  |  | 0 | 0 | 0 | 0 | 0 | 0 | 0 | 0 | 0 | 1 | 1 | 1 | 1 |  | 1 | 1 | N/A | N/A | N/A | 2 | N/A | N/A | N/A | N/A | N/A | N/A | N/A | 2 | 1 | 2 | 2 | 2 | 1 | 1 | 0
PG&E GBA | Evergreen | 60 | Solar |  |  | 0 | 0 | 0 | 0 | 0 | 0 | 0 | 0 | 0 | 1 | 1 | 1 | 1 |  | 1 | 1 | N/A | N/A | N/A | 2 | N/A | N/A | N/A | N/A | N/A | N/A | N/A | 2 | 1 | 2 | 2 | 2 | 1 | 1 | 0
PG&E FRESNO | Excelsior | 115 | Solar |  |  | 0 | 0 | 0 | 0 | 0 | 0 | 0 | 0 | 0 | 5 | 2 | 5 | 2 | 1 | 1 | 1 | 1 | 1 | 1 | 1 | 1 | 1 | 1 | 1 | 1 | 1 | 1 | 1 | 1 | 4 | 2 | 1 | 4+ | 1 | 1
PG&E FRESNO | Exchequer | 115 | Solar |  |  | 0 | 0 | 0 | 0 | 0 | 0 | 0 | 0 | 0 | 5 | 5 | 5 | 2 |  | 1 | 1 | N/A | N/A | N/A | 1 | N/A | N/A | N/A | N/A | N/A | N/A | N/A | 2 | 1 | 4 | 1 | 2 | 1 | 1 | 0
PG&E KERN | Fairway | 115 | Solar |  |  | 0 | 0 | 0 | 0 | 0 | 0 | 0 | 0 | 0 | 5 | 2 | 5 | 2 |  | 1 | 1 | N/A | N/A | N/A | 2 | N/A | N/A | N/A | N/A | N/A | N/A | N/A | 2 | 2 | 3 | 1 | 2 | 4+ | 1 | 1
PG&E KERN | Famoso | 115 | Solar |  |  | 0 | 0 | 0 | 0 | 0 | 0 | 0 | 0 | 0 | 5 | 2 | 5 | 2 |  | 1 | 1 | N/A | N/A | N/A | 1 | N/A | N/A | N/A | N/A | N/A | N/A | N/A | 1 | 1 | 4 | 1 | 1 | 1 | 1 | 0
PG&E NGBA | Fern Road | 500 | Solar |  |  | 0 | 0 | 0 | 0 | 0 | 0 | 0 | 0 | 0 | 5 | 5 | 1 | 1 |  | 1 | 1 | N/A | N/A | N/A | 2 | N/A | N/A | N/A | N/A | N/A | N/A | N/A | 2 | 2 | 4 | 2 | 3 | 1 | 1 | 0
PG&E GBA | Fibreboard (SPI Sonora) | 115 | Solar |  |  | 0 | 0 | 0 | 0 | 0 | 0 | 0 | 0 | 0 | 1 | 1 | 1 | 1 |  | 2 | 1 | N/A | N/A | N/A | 2 | N/A | N/A | N/A | N/A | N/A | N/A | N/A | 2 | 1 | 2 | 1 | 2 | 1 | 1 | 0
PG&E FRESNO | Figarden | 230 | Solar |  |  | 0 | 0 | 0 | 0 | 0 | 0 | 0 | 0 | 0 | 5 | 2 | 5 | 2 |  | 1 | 1 | N/A | N/A | N/A | 1 | N/A | N/A | N/A | N/A | N/A | N/A | N/A | 1 | 1 | 3 | 2 | 2 | 1 | 1 | 0
PG&E FRESNO | Fink | 230 | Solar |  |  | 0 | 0 | 0 | 0 | 0 | 0 | 0 | 0 | 0 | 1 | 1 | 1 | 1 |  | 1 | 1 | 1 | 1 | 1 | 1 | 3 | 1 | 1 | 1 | 2 | 1 | 1 | 1 | 1 | 4 | 2 | 1 | 1 | 1 | 0
PG&E NGBA | Fitch Mountain | 60 | Solar |  |  | 0 | 0 | 0 | 0 | 0 | 0 | 0 | 0 | 0 | 5 | 5 | 1 | 1 |  | 1 | 1 | N/A | N/A | N/A | 2 | N/A | N/A | N/A | N/A | N/A | N/A | N/A | 2 | 2 | 4 | 2 | 3 | 1 | 1 | 0
PG&E GBA | FMC | 115 | Solar |  |  | 0 | 0 | 0 | 0 | 0 | 0 | 0 | 0 | 0 | 1 | 1 | 1 | 1 |  | 1 | 1 | N/A | N/A | N/A | 2 | N/A | N/A | N/A | N/A | N/A | N/A | N/A | 2 | 1 | 2 | 2 | 2 | 1 | 1 | 0
PG&E GBA | Fremont | 115 | Solar |  |  | 0 | 0 | 0 | 0 | 0 | 0 | 0 | 0 | 0 | 1 | 1 | 1 | 1 |  | 1 | 1 | N/A | N/A | N/A | 2 | N/A | N/A | N/A | N/A | N/A | N/A | N/A | 2 | 1 | 3 | 1 | 2 | 1 | 1 | 0
PG&E GBA | French Camp | 60 | Solar |  |  | 0 | 0 | 0 | 0 | 0 | 0 | 0 | 0 | 0 | 1 | 1 | 1 | 1 |  | 1 | 1 | N/A | N/A | N/A | 1 | N/A | N/A | N/A | N/A | N/A | N/A | N/A | 1 | 1 | 3 | 2 | 1 | 4+ | 1 | 1
PG&E GBA | Frogtown | 115 | Solar |  |  | 0 | 0 | 0 | 0 | 0 | 0 | 0 | 0 | 0 | 1 | 1 | 1 | 1 |  | 1 | 1 | N/A | N/A | N/A | 2 | N/A | N/A | N/A | N/A | N/A | N/A | N/A | 2 | 1 | 4 | 1 | 3 | 1 | 1 | 0
PG&E NGBA | Fulton | 115 | Solar |  |  | 0 | 0 | 0 | 0 | 0 | 0 | 0 | 0 | 0 | 5 | 5 | 1 | 1 | 1 | 1 | 1 | 1 | 3 | 1 | 2 | 1 | 1 | 2 | 3 | 4 | 1 | 1 | 2 | 1 | 3 | 2 | 2 | 1 | 1 | 0
PG&E NGBA | Fulton | 230 | Solar |  |  | 0 | 0 | 0 | 0 | 0 | 0 | 0 | 0 | 0 | 5 | 5 | 1 | 1 |  | 1 | 1 | 1 | 3 | 1 | 2 | 1 | 1 | 2 | 3 | 4 | 1 | 1 | 2 | 1 | 3 | 2 | 2 | 1 | 1 | 0
PG&E NGBA | Fulton | 60 | Solar |  |  | 0 | 0 | 0 | 0 | 0 | 0 | 0 | 0 | 0 | 5 | 5 | 1 | 1 |  | 1 | 1 | 1 | 3 | 1 | 2 | 1 | 1 | 2 | 3 | 4 | 1 | 1 | 2 | 1 | 3 | 2 | 2 | 1 | 1 | 0
PG&E KERN | Ganso | 115 | Solar |  |  | 0 | 0 | 0 | 0 | 0 | 0 | 0 | 0 | 0 | 5 | 2 | 5 | 2 |  | 1 | 1 | N/A | N/A | N/A | 1 | N/A | N/A | N/A | N/A | N/A | N/A | N/A | 1 | 1 | 3 | 1 | 1 | 1 | 1 | 0
PG&E FRESNO | Gates | 230 | Solar |  |  | 166 | 477.5 | 643.5 | 166 | 477.5 | 643.5 | 0 | 0 | 0 | 5 | 5 | 5 | 4 | 4 | 1 | 1 | 2 | 1 | 2 | 1 | 1 | 1 | 1 | 1 | 1 | 1 | 1 | 1 | 1 | 3 | 2 | 1 | 4+ | 1 | 1
PG&E FRESNO | Gates | 500 | Solar |  |  | 0 | 0 | 0 | 0 | 0 | 0 | 0 | 0 | 0 | 5 | 5 | 5 | 4 | 5 | 1 | 2 | 2 | 1 | 2 | 1 | 1 | 1 | 1 | 1 | 1 | 1 | 1 | 1 | 1 | 3 | 2 | 1 | 1 | 1 | 0
PG&E NGBA | Geysers 12 | 230 | Solar |  |  | 0 | 0 | 0 | 0 | 0 | 0 | 0 | 0 | 0 | 5 | 5 | 1 | 1 |  | 1 | 1 | 1 | 1 | 1 | 2 | 3 | 2 | 2 | 3 | 5 | 1 | 1 | 2 | 2 | 4 | 2 | 3 | 1 | 1 | 0
PG&E NGBA | Geysers 17 | 230 | Solar |  |  | 0 | 0 | 0 | 0 | 0 | 0 | 0 | 0 | 0 | 5 | 5 | 1 | 1 |  | 1 | 1 | 1 | 1 | 1 | 2 | 3 | 2 | 2 | 3 | 5 | 1 | 1 | 2 | 2 | 4 | 2 | 3 | 1 | 1 | 0
PG&E NGBA | Geysers 3 | 115 | Solar |  |  | 0 | 0 | 0 | 0 | 0 | 0 | 0 | 0 | 0 | 5 | 5 | 1 | 1 |  | 1 | 1 | 1 | 1 | 1 | 2 | 3 | 2 | 2 | 3 | 5 | 1 | 1 | 2 | 2 | 4 | 2 | 3 | 1 | 1 | 0
PG&E NGBA | Glenn | 230 | Solar |  |  | 0 | 0 | 0 | 0 | 0 | 0 | 0 | 0 | 0 | 5 | 5 | 1 | 1 | 3 | 1 | 1 | 1 | 1 | 2 | 2 | 1 | 2 | 1 | 1 | 2 | 1 | 1 | 2 | 2 | 4 | 1 | 3 | 2+ | 1 | 1
PG&E NGBA | Glenn | 60 | Solar |  |  | 0 | 0 | 0 | 0 | 0 | 0 | 0 | 0 | 0 | 5 | 5 | 1 | 1 |  | 1 | 1 | 1 | 1 | 2 | 2 | 1 | 2 | 1 | 1 | 2 | 1 | 1 | 2 | 2 | 4 | 1 | 3 | 1 | 1 | 0
PG&E NGBA | Gold Hill | 115 | Solar |  |  | 0 | 150 | 150 | 0 | 0 | 0 | 0 | 150 | 150 | 5 | 5 | 1 | 1 |  | 1 | 3 | 1 | 4 | 1 | 2 | 2 | 1 | 1 | 1 | 2 | 1 | 1 | 2 | 1 | 4 | 2 | 3 | 5- | 1 | 1
PG&E NGBA | Gold Hill | 230 | Solar |  |  | 0 | 0 | 0 | 0 | 0 | 0 | 0 | 0 | 0 | 5 | 5 | 1 | 1 |  | 1 | 1 | 1 | 4 | 1 | 2 | 2 | 1 | 1 | 1 | 2 | 1 | 1 | 2 | 1 | 4 | 2 | 3 | 1 | 1 | 0
SCE Northern | Goleta | 230 | Solar |  |  | 0 | 0 | 0 | 0 | 0 | 0 | 0 | 0 | 0 | 5 | 2 | 4 | 2 |  | 1 | 5 | 1 | 1 | 1 | 2 | 5 | 1 | 1 | 1 | 1 | 2 | 1 | 2 | 2 | 2 | 1 | 2 | 1 | 1 | 0
SCE Metro | Goodrich | 230 | Solar |  |  | 0 | 0 | 0 | 0 | 0 | 0 | 0 | 0 | 0 | 1 | 1 | 1 | 1 |  | 1 | 1 | 1 | 1 | 1 | 2 | 5 | 1 | 2 | 5 | 5 | 5 | 1 | 1 | 1 | 3 | 1 | 2 | 1 | 1 | 0
PG&E KERN | Goose Lake | 115 | Solar |  |  | 0 | 0 | 0 | 0 | 0 | 0 | 0 | 0 | 0 | 5 | 2 | 5 | 2 |  | 1 | 1 | 1 | 1 | 1 | 1 | 1 | 1 | 1 | 1 | 2 | 1 | 1 | 1 | 1 | 2 | 1 | 1 | 1+ | 1 | 1
SCE Metro | Gould | 230 | Solar |  |  | 0 | 0 | 0 | 0 | 0 | 0 | 0 | 0 | 0 | 1 | 1 | 1 | 1 |  | 1 | 1 | 1 | 2 | 1 | 2 | 3 | 1 | 1 | 1 | 1 | 1 | 1 | 1 | 1 | 4 | 1 | 2 | 1 | 1 | 0
PG&E NGBA | Grand Island | 115 | Solar |  |  | 0 | 0 | 0 | 0 | 0 | 0 | 0 | 0 | 0 | 5 | 5 | 1 | 1 |  | 1 | 1 | 1 | 1 | 1 | 1 | 1 | 1 | 1 | 1 | 1 | 1 | 1 | 2 | 1 | 4 | 2 | 2 | 1 | 1 | 0
SDGE | Granite | 69 | Solar |  |  | 0 | 0 | 0 | 0 | 0 | 0 | 0 | 0 | 0 | 1 | 1 | 1 | 1 |  | 1 | 3 | N/A | N/A | N/A | 2 | N/A | N/A | N/A | N/A | N/A | N/A | N/A | 2 | 1 | 2 | 2 | 2 | 1 | 1 | 0
PG&E GBA | Grant | 115 | Solar |  |  | 0 | 0 | 0 | 0 | 0 | 0 | 0 | 0 | 0 | 5 | 5 | 1 | 1 |  | 1 | 1 | N/A | N/A | N/A | 2 | N/A | N/A | N/A | N/A | N/A | N/A | N/A | 2 | 1 | 2 | 1 | 2 | 1 | 1 | 0
PG&E GBA | Green Valley | 115 | Solar |  |  | 0 | 0 | 0 | 0 | 0 | 0 | 0 | 0 | 0 | 1 | 1 | 1 | 1 | 1 | 1 | 1 | N/A | N/A | N/A | 1 | N/A | N/A | N/A | N/A | N/A | N/A | N/A | 2 | 2 | 3 | 2 | 2 | 1 | 1 | 0
PG&E NGBA | Greenleaf 1 | 115 | Solar |  |  | 0 | 0 | 0 | 0 | 0 | 0 | 0 | 0 | 0 | 5 | 5 | 1 | 1 |  | 1 | 1 | N/A | N/A | N/A | 2 | N/A | N/A | N/A | N/A | N/A | N/A | N/A | 2 | 2 | 1 | 1 | 3 | 1 | 1 | 0
PG&E FRESNO | Gregg | 230 | Solar |  |  | 0 | 0 | 0 | 0 | 0 | 0 | 0 | 0 | 0 | 5 | 5 | 5 | 2 |  | 1 | 1 | 1 | 2 | 2 | 1 | 2 | 1 | 1 | 1 | 1 | 1 | 1 | 1 | 1 | 3 | 2 | 1 | 1 | 1 | 0
PG&E FRESNO | Grimmway-Malaga | 115 | Solar |  |  | 0 | 0 | 0 | 0 | 0 | 0 | 0 | 0 | 0 | 5 | 5 | 5 | 2 |  | 1 | 1 | 1 | 1 | 2 | 1 | 1 | 1 | 1 | 1 | 1 | 1 | 1 | 1 | 1 | 2 | 1 | 1 | 1 | 1 | 0
PG&E NGBA | Grizzly | 230 | Solar |  |  | 0 | 0 | 0 | 0 | 0 | 0 | 0 | 0 | 0 | 5 | 5 | 1 | 1 |  | 2 | 1 | N/A | N/A | N/A | 2 | N/A | N/A | N/A | N/A | N/A | N/A | N/A | 2 | 2 | 4 | 1 | 3 | 1 | 1 | 0
PG&E FRESNO | Guernsey | 70 | Solar |  |  | 0 | 0 | 0 | 0 | 0 | 0 | 0 | 0 | 0 | 5 | 5 | 5 | 4 |  | 1 | 1 | N/A | N/A | N/A | 1 | N/A | N/A | N/A | N/A | N/A | N/A | N/A | 1 | 1 | 3 | 2 | 1 | 4+ | 1 | 1
PG&E FRESNO | GWF Hanford | 115 | Solar |  |  | 0 | 0 | 0 | 0 | 0 | 0 | 0 | 0 | 0 | 5 | 5 | 5 | 2 |  | 1 | 3 | 1 | 1 | 1 | 2 | 1 | 1 | 1 | 1 | 1 | 1 | 1 | 2 | 1 | 2 | 1 | 1 | 1 | 1 | 0
PG&E FRESNO | Haas | 230 | Solar |  |  | 0 | 0 | 0 | 0 | 0 | 0 | 0 | 0 | 0 | 5 | 5 | 5 | 2 |  | 1 | 1 | N/A | N/A | N/A | 2 | N/A | N/A | N/A | N/A | N/A | N/A | N/A | 1 | 1 | 4 | 2 | 3 | 1 | 1 | 0
PG&E FRESNO | Hammonds | 115 | Solar |  |  | 100 | 0 | 100 | 0 | 0 | 0 | 100 | 0 | 100 | 5 | 2 | 5 | 2 |  | 1 | 3 | N/A | N/A | N/A | 1 | N/A | N/A | N/A | N/A | N/A | N/A | N/A | 1 | 1 | 2 | 2 | 1 | 5- | 1 | 1
SCE Metro | HarborGen | 230 | Solar |  |  | 0 | 0 | 0 | 0 | 0 | 0 | 0 | 0 | 0 | 1 | 1 | 1 | 1 |  | 1 | 1 | 1 | 3 | 1 | 2 | 1 | 1 | 1 | 2 | 2 | 1 | 1 | 1 | 1 | 2 | 1 | 1 | 1 | 1 | 0
PG&E NGBA | Harris | 60 | Solar |  |  | 0 | 0 | 0 | 0 | 0 | 0 | 0 | 0 | 0 | 5 | 5 | 1 | 1 |  | 1 | 1 | N/A | N/A | N/A | 2 | N/A | N/A | N/A | N/A | N/A | N/A | N/A | 2 | 2 | 2 | 2 | 3 | 1 | 1 | 0
EOP | Harry Allen | 500 | Solar |  |  | 0 | 0 | 0 | 0 | 0 | 0 | 0 | 0 | 0 | 5 | 2 | 4 | 2 |  | 1 | 1 | #N/A | N/A | N/A | 2 | N/A | N/A | N/A | N/A | N/A | N/A | N/A | 2 | 2 | 4 | 1 | 3 | 1 | 1 | 0
PG&E NGBA | Hartley | 60 | Solar |  |  | 0 | 0 | 0 | 0 | 0 | 0 | 0 | 0 | 0 | 5 | 5 | 1 | 1 |  | 1 | 1 | N/A | N/A | N/A | 2 | N/A | N/A | N/A | N/A | N/A | N/A | N/A | 2 | 2 | 4 | 2 | 3 | 1+ | 1 | 1
SCE NOL | Harvard | 115 | Solar |  |  | 0 | 0 | 0 | 0 | 0 | 0 | 0 | 0 | 0 | 3 | 3 | 1 | 1 |  | 1 | 1 | N/A | N/A | N/A | 2 | N/A | N/A | N/A | N/A | N/A | N/A | N/A | 2 | 1 | 4 | 1 | 1 | 1 | 1 | 0
SDGE | Hassayampa | 500 | Solar |  |  | 5032.5 | 85 | 5117.5 | 0 | 85 | 85 | 5032.5 | 0 | 5032.5 | 5 | 4 | 4 | 2 |  | 1 | 4 | 2 | N/A | N/A | 2 | N/A | N/A | N/A | N/A | N/A | N/A | N/A | 2 | 1 | 4 | 2 | 3 | 5- | 1 | 1
PG&E FRESNO | Helm | 230 | Solar |  |  | 0 | 0 | 0 | 0 | 0 | 0 | 0 | 0 | 0 | 5 | 5 | 5 | 2 | 3 | 1 | 1 | 1 | 1 | 1 | 1 | 1 | 1 | 1 | 1 | 1 | 1 | 1 | 1 | 1 | 2 | 2 | 1 | 1 | 1 | 0
PG&E FRESNO | Helm | 70 | Solar |  |  | 0 | 0 | 0 | 0 | 0 | 0 | 0 | 0 | 0 | 5 | 2 | 5 | 2 |  | 1 | 1 | 1 | 1 | 1 | 1 | 1 | 1 | 1 | 1 | 1 | 1 | 1 | 1 | 1 | 2 | 2 | 1 | 1 | 1 | 0
PG&E FRESNO | Henrietta | 115 | Solar |  |  | 80 | 0 | 80 | 80 | 0 | 80 | 0 | 0 | 0 | 5 | 2 | 5 | 2 | 3 | 1 | 2 | 1 | 1 | 1 | 1 | 1 | 1 | 1 | 1 | 1 | 1 | 1 | 1 | 1 | 1 | 2 | 1 | 1 | 1 | 1
PG&E FRESNO | Henrietta | 230 | Solar |  |  | 0 | 0 | 0 | 0 | 0 | 0 | 0 | 0 | 0 | 5 | 2 | 5 | 2 | 3 | 1 | 1 | 1 | 1 | 1 | 1 | 1 | 1 | 1 | 1 | 1 | 1 | 1 | 1 | 1 | 1 | 2 | 1 | 1+ | 1 | 1
PG&E FRESNO | Henrietta | 70 | Solar |  |  | 0 | 0 | 0 | 0 | 0 | 0 | 0 | 0 | 0 | 5 | 5 | 5 | 4 |  | 1 | 5 | 1 | 1 | 1 | 1 | 1 | 1 | 1 | 1 | 1 | 1 | 1 | 1 | 1 | 1 | 2 | 1 | 1 | 1 | 0
PG&E FRESNO | Herndon | 115 | Solar |  |  | 0 | 0 | 0 | 0 | 0 | 0 | 0 | 0 | 0 | 5 | 2 | 5 | 2 |  | 1 | 1 | N/A | N/A | N/A | 1 | N/A | N/A | N/A | N/A | N/A | N/A | N/A | 1 | 1 | 3 | 2 | 1 | 1 | 1 | 0
PG&E FRESNO | Herndon | 230 | Solar |  |  | 0 | 0 | 0 | 0 | 0 | 0 | 0 | 0 | 0 | 5 | 2 | 5 | 2 |  | 1 | 1 | N/A | N/A | N/A | 1 | N/A | N/A | N/A | N/A | N/A | N/A | N/A | 1 | 1 | 3 | 2 | 1 | 1 | 1 | 0
PG&E GBA | Hicks | 230 | Solar |  |  | 0 | 0 | 0 | 0 | 0 | 0 | 0 | 0 | 0 | 1 | 1 | 1 | 1 |  | 1 | 1 | 1 | 3 | 1 | 2 | 2 | 3 | 1 | 2 | 4 | 1 | 1 | 2 | 1 | 4 | 2 | 2 | 1 | 1 | 0
PG&E NGBA | Higgins | 115 | Solar |  |  | 0 | 0 | 0 | 0 | 0 | 0 | 0 | 0 | 0 | 5 | 5 | 1 | 1 |  | 1 | 1 | 1 | 4 | 1 | 2 | 5 | 3 | 1 | 1 | 3 | 1 | 1 | 2 | 1 | 4 | 1 | 3 | 1+ | 1 | 1
PG&E NGBA | Hilltop | 345 | Solar |  |  | 0 | 0 | 0 | 0 | 0 | 0 | 0 | 0 | 0 | 5 | 5 | 1 | 1 |  | 3 | 1 | 1 | 1 | 1 | 2 | 1 | 1 | 1 | 1 | 2 | 2 | 1 | 2 | 2 | 4 | 1 | 3 | 1 | 1 | 0
SCE Metro | Hinson | 230 | Solar |  |  | 0 | 0 | 0 | 0 | 0 | 0 | 0 | 0 | 0 | 1 | 1 | 1 | 1 |  | 1 | 1 | 1 | 4 | 1 | 2 | 1 | 1 | 1 | 2 | 2 | 1 | 1 | 1 | 1 | 2 | 1 | 1 | 1 | 1 | 0
PG&E GBA | Hollister | 115 | Solar |  |  | 0 | 0 | 0 | 0 | 0 | 0 | 0 | 0 | 0 | 1 | 1 | 1 | 1 | 3 | 1 | 1 | 1 | 1 | 1 | 2 | 3 | 1 | 1 | 1 | 2 | 1 | 1 | 2 | 2 | 4 | 2 | 3 | 4+ | 1 | 1
PG&E NGBA | Homestake | 115 | Solar |  |  | 0 | 0 | 0 | 0 | 0 | 0 | 0 | 0 | 0 | 5 | 5 | 1 | 1 |  | 1 | 1 | N/A | N/A | N/A | 2 | N/A | N/A | N/A | N/A | N/A | N/A | N/A | 2 | 1 | 4 | 2 | 3 | 1 | 1 | 0
PG&E NGBA | Honcut | 115 | Solar |  |  | 0 | 0 | 0 | 0 | 0 | 0 | 0 | 0 | 0 | 5 | 5 | 1 | 1 |  | 1 | 1 | 1 | 2 | 1 | 2 | 2 | 3 | 1 | 1 | 3 | 1 | 1 | 2 | 1 | 4 | 2 | 3 | 1 | 1 | 0
SDGE | Hoodoo Wash | 500 | Solar |  |  | 237.5 | 5790.6 | 6028.1 | 237.5 | 179 | 416.5 | 0 | 5611.6 | 5611.6 | 5 | 2 | 4 | 2 |  | 1 | 4 | 2 | N/A | N/A | 2 | N/A | N/A | N/A | N/A | N/A | N/A | N/A | 2 | 2 | 4 | 2 | 3 | 5- | 1 | 1
PG&E NGBA | Hopland | 115 | Solar |  |  | 0 | 0 | 0 | 0 | 0 | 0 | 0 | 0 | 0 | 5 | 5 | 1 | 1 |  | 1 | 1 | 1 | 1 | 1 | 2 | 5 | 3 | 1 | 1 | 3 | 1 | 1 | 2 | 2 | 4 | 2 | 3 | 1 | 1 | 0
PG&E NGBA | Hopland | 60 | Solar |  |  | 0 | 0 | 0 | 0 | 0 | 0 | 0 | 0 | 0 | 5 | 5 | 1 | 1 |  | 1 | 1 | 1 | 1 | 1 | 2 | 5 | 3 | 1 | 1 | 3 | 1 | 1 | 2 | 2 | 4 | 2 | 3 | 1 | 1 | 0
PG&E NGBA | Humboldt | 115 | Solar |  |  | 0 | 0 | 0 | 0 | 0 | 0 | 0 | 0 | 0 | 5 | 5 | 1 | 1 | 3 | 1 | 1 | 1 | 1 | 1 | 2 | 1 | 1 | 1 | 2 | 2 | 1 | 1 | 2 | 2 | 3 | 2 | 3 | 1 | 1 | 0
PG&E NGBA | Humboldt | 60 | Solar |  |  | 0 | 0 | 0 | 0 | 0 | 0 | 0 | 0 | 0 | 5 | 5 | 1 | 1 |  | 1 | 1 | 1 | 1 | 1 | 2 | 1 | 1 | 1 | 2 | 2 | 1 | 1 | 2 | 2 | 3 | 2 | 3 | 1 | 1 | 0
PG&E NGBA | Humboldt | 500 | Solar |  |  | 0 | 0 | 0 | 0 | 0 | 0 | 0 | 0 | 0 | 5 | 5 | 1 | 1 |  | 1 | 1 | 1 | 1 | 1 | 2 | 1 | 1 | 1 | 2 | 2 | 1 | 1 | 2 | 2 | 3 | 2 | 3 | 1 | 1 | 0
SCE Metro | Huntington Beach | 230 | Solar |  |  | 0 | 0 | 0 | 0 | 0 | 0 | 0 | 0 | 0 | 1 | 1 | 1 | 1 |  | 1 | 1 | 1 | 4 | 1 | 2 | 1 | 1 | 1 | 5 | 5 | 1 | 1 | 1 | 1 | 1 | 1 | 2 | 1 | 1 | 0
PG&E NGBA | Ignacio | 115 | Solar |  |  | 0 | 0 | 0 | 0 | 0 | 0 | 0 | 0 | 0 | 5 | 5 | 1 | 1 | 3 | 1 | 1 | 1 | 2 | 1 | 2 | 2 | 2 | 1 | 1 | 3 | 1 | 1 | 2 | 1 | 4 | 1 | 3 | 1 | 1 | 0
PG&E NGBA | Ignacio | 230 | Solar |  |  | 0 | 0 | 0 | 0 | 0 | 0 | 0 | 0 | 0 | 5 | 5 | 1 | 1 | 3 | 1 | 1 | 1 | 2 | 1 | 2 | 2 | 2 | 1 | 1 | 3 | 1 | 1 | 2 | 1 | 4 | 1 | 3 | 1 | 1 | 0
PG&E NGBA | Ignacio | 60 | Solar |  |  | 0 | 0 | 0 | 0 | 0 | 0 | 0 | 0 | 0 | 5 | 5 | 1 | 1 | 3 | 1 | 1 | 1 | 2 | 1 | 2 | 2 | 2 | 1 | 1 | 3 | 1 | 1 | 2 | 1 | 4 | 1 | 3 | 1 | 1 | 0
SDGE | Imperial Beach | 69 | Solar |  |  | 0 | 0 | 0 | 0 | 0 | 0 | 0 | 0 | 0 | 1 | 1 | 1 | 1 |  | 1 | 1 | N/A | N/A | N/A | 2 | N/A | N/A | N/A | N/A | N/A | N/A | N/A | 2 | 1 | 3 | 1 | 2 | 1 | 1 | 0
SDGE | Imperial Valley | 230 | Solar |  |  | 0 | 107 | 107 | 0 | 107 | 107 | 0 | 0 | 0 | 1 | 1 | 1 | 1 | 4 | 1 | 1 | 2 | 3 | 2 | 2 | 1 | 1 | 1 | 1 | 1 | 1 | 1 | 1 | 1 | 2 | 2 | 1 | 4+ | 1 | 1
SDGE | Imperial Valley | 500 | Solar |  |  | 0 | 0 | 0 | 0 | 0 | 0 | 0 | 0 | 0 | 1 | 1 | 1 | 1 | 5 | 1 | 1 | 1 | 2 | 2 | 2 | 1 | 1 | 1 | 1 | 1 | 1 | 1 | 1 | 1 | 2 | 2 | 1 | 1 | 1 | 0
EOP | Innovation | 138 | Solar |  |  | 0 | 0 | 0 | 0 | 0 | 0 | 0 | 0 | 0 | 5 | 2 | 4 | 2 |  | 1 | 1 | 1 | N/A | N/A | 2 | N/A | N/A | N/A | N/A | N/A | N/A | N/A | 2 | 2 | 4 | 1 | 3 | 1 | 1 | 0
EOP | Innovation | 230 | Solar |  |  | 400 | 0 | 400 | 0 | 0 | 0 | 400 | 0 | 400 | 5 | 2 | 4 | 2 |  | 1 | 1 | 1 | N/A | N/A | 2 | N/A | N/A | N/A | N/A | N/A | N/A | N/A | 2 | 2 | 4 | 1 | 3 | 5- | 1 | 1
SCE NOL | Inyokern | 115 | Solar |  |  | 0 | 31.8 | 31.8 | 0 | 31.8 | 31.8 | 0 | 0 | 0 | 3 | 3 | 1 | 1 |  | 1 | 1 | 1 | 5 | 1 | 1 | 1 | 2 | 1 | 1 | 2 | 1 | 1 | 2 | 2 | 4 | 1 | 3 | 4+ | 1 | 1
EOP | IS Tap | 138 | Solar |  |  | 0 | 0 | 0 | 0 | 0 | 0 | 0 | 0 | 0 | 5 | 2 | 4 | 2 |  | 1 | 2 | N/A | N/A | N/A | 2 | N/A | N/A | N/A | N/A | N/A | N/A | N/A | 2 | 2 | 4 | 1 | 3 | 1 | 1 | 0
EOP | Ivanpah | 115 | Solar |  |  | 0 | 0 | 0 | 0 | 0 | 0 | 0 | 0 | 0 | 5 | 2 | 4 | 2 |  | 1 | 1 | #N/A | N/A | N/A | 2 | N/A | N/A | N/A | N/A | N/A | N/A | N/A | 2 | 2 | 4 | 1 | 1 | 1 | 1 | 0
EOP | Ivanpah | 230 | Solar |  |  | 0 | 0 | 0 | 0 | 0 | 0 | 0 | 0 | 0 | 5 | 2 | 4 | 2 |  | 1 | 1 | #N/A | N/A | N/A | 2 | N/A | N/A | N/A | N/A | N/A | N/A | N/A | 2 | 2 | 4 | 1 | 1 | 1 | 1 | 0
EOP | Jackass (DOE) | 138 | Solar |  |  | 0 | 0 | 0 | 0 | 0 | 0 | 0 | 0 | 0 | 5 | 2 | 4 | 2 |  | 1 | 1 | N/A | N/A | N/A | 2 | N/A | N/A | N/A | N/A | N/A | N/A | N/A | 2 | 2 | 4 | 1 | 3 | 1 | 1 | 0
PG&E NGBA | James B Black | 230 | Solar |  |  | 0 | 0 | 0 | 0 | 0 | 0 | 0 | 0 | 0 | 5 | 5 | 1 | 1 |  | 1 | 1 | N/A | N/A | N/A | 2 | N/A | N/A | N/A | N/A | N/A | N/A | N/A | 2 | 2 | 4 | 2 | 3 | 1 | 1 | 0
PG&E GBA | Jefferson | 230 | Solar |  |  | 0 | 0 | 0 | 0 | 0 | 0 | 0 | 0 | 0 | 1 | 1 | 1 | 1 |  | 1 | 1 | N/A | N/A | N/A | 2 | N/A | N/A | N/A | N/A | N/A | N/A | N/A | 2 | 1 | 3 | 1 | 2 | 1 | 1 | 0
PG&E NGBA | Jessup | 115 | Solar |  |  | 0 | 0 | 0 | 0 | 0 | 0 | 0 | 0 | 0 | 5 | 5 | 1 | 1 |  | 1 | 1 | 1 | 4 | 1 | 2 | 5 | 2 | 1 | 1 | 2 | 1 | 1 | 2 | 2 | 3 | 2 | 3 | 1 | 1 | 0
SCE Metro | Johanna | 230 | Solar |  |  | 0 | 0 | 0 | 0 | 0 | 0 | 0 | 0 | 0 | 1 | 1 | 1 | 1 |  | 1 | 1 | 1 | 4 | 1 | 2 | 1 | 1 | 1 | 3 | 3 | 1 | 1 | 1 | 1 | 2 | 1 | 1 | 1 | 1 | 0
SCE Eastern | Julian Hinds | 230 | Solar |  |  | 0 | 0 | 0 | 0 | 0 | 0 | 0 | 0 | 0 | 5 | 2 | 1 | 1 |  | 3 | 1 | 1 | 1 | 1 | 2 | 1 | 5 | 1 | 1 | 5 | 1 | 1 | 2 | 1 | 4 | 1 | 3 | 1 | 1 | 0
PG&E GBA | Kasson | 115 | Solar |  |  | 0 | 0 | 0 | 0 | 0 | 0 | 0 | 0 | 0 | 1 | 1 | 1 | 1 |  | 1 | 1 | N/A | N/A | N/A | 1 | N/A | N/A | N/A | N/A | N/A | N/A | N/A | 1 | 1 | 4 | 2 | 1 | 1 | 1 | 0
PG&E GBA | Kasson | 60 | Solar |  |  | 0 | 0 | 0 | 0 | 0 | 0 | 0 | 0 | 0 | 1 | 1 | 1 | 1 |  | 1 | 1 | N/A | N/A | N/A | 1 | N/A | N/A | N/A | N/A | N/A | N/A | N/A | 1 | 1 | 4 | 2 | 1 | 1 | 1 | 0
PG&E FRESNO | Kearney | 230 | Solar |  |  | 0 | 0 | 0 | 0 | 0 | 0 | 0 | 0 | 0 | 5 | 5 | 5 | 2 |  | 1 | 1 | 1 | 2 | 2 | 1 | 1 | 1 | 1 | 1 | 1 | 1 | 1 | 1 | 1 | 3 | 2 | 1 | 1 | 1 | 0
PG&E FRESNO | Kearney | 70 | Solar |  |  | 30 | 0 | 30 | 0 | 0 | 0 | 30 | 0 | 30 | 5 | 5 | 5 | 2 |  | 1 | 3 | 1 | 2 | 2 | 1 | 1 | 1 | 1 | 1 | 1 | 1 | 1 | 1 | 1 | 3 | 2 | 1 | 5- | 1 | 1
PG&E GBA | Kelso | 230 | Solar |  |  | 0 | 0 | 0 | 0 | 0 | 0 | 0 | 0 | 0 | 5 | 5 | 1 | 1 |  | 1 | 2 | 1 | 2 | 1 | 2 | 2 | 2 | 1 | 1 | 2 | 1 | 1 | 2 | 1 | 2 | 1 | 2 | 1 | 1 | 0
PG&E FRESNO | Kerchoff 1 | 115 | Solar |  |  | 0 | 0 | 0 | 0 | 0 | 0 | 0 | 0 | 0 | 5 | 5 | 5 | 2 |  | 1 | 1 | N/A | N/A | N/A | 2 | N/A | N/A | N/A | N/A | N/A | N/A | N/A | 1 | 1 | 4 | 2 | 3 | 1 | 1 | 0
PG&E KERN | Kern Oil | 115 | Solar |  |  | 0 | 115 | 115 | 0 | 0 | 0 | 0 | 115 | 115 | 5 | 5 | 5 | 4 |  | 1 | 3 | 1 | 2 | 1 | 1 | 2 | 2 | 1 | 1 | 2 | 1 | 1 | 1 | 1 | 1 | 1 | 1 | 5- | 1 | 1
PG&E KERN | Kern PP | 115 | Solar |  |  | 0 | 120 | 120 | 0 | 0 | 0 | 0 | 120 | 120 | 5 | 5 | 5 | 4 |  | 1 | 3 | 1 | 3 | 1 | 1 | 1 | 1 | 1 | 1 | 1 | 1 | 1 | 1 | 1 | 2 | 1 | 2 | 5- | 1 | 1
PG&E KERN | Kern PP | 230 | Solar |  |  | 0 | 90 | 90 | 0 | 0 | 0 | 0 | 90 | 90 | 5 | 5 | 5 | 4 |  | 1 | 2 | 1 | 3 | 1 | 1 | 1 | 1 | 1 | 1 | 1 | 1 | 1 | 1 | 1 | 2 | 1 | 2 | 5- | 1 | 1
PG&E KERN | Kern PP | 70 | Solar |  |  | 0 | 0 | 0 | 0 | 0 | 0 | 0 | 0 | 0 | 5 | 2 | 5 | 2 |  | 1 | 1 | 1 | 3 | 1 | 1 | 1 | 1 | 1 | 1 | 1 | 1 | 1 | 1 | 1 | 2 | 1 | 2 | 1 | 1 | 0
PG&E KERN | Kernridge | 115 | Solar |  |  | 0 | 0 | 0 | 0 | 0 | 0 | 0 | 0 | 0 | 5 | 5 | 5 | 4 |  | 1 | 1 | 1 | 1 | 1 | 1 | 1 | 2 | 1 | 1 | 2 | 1 | 1 | 1 | 1 | 1 | 1 | 1 | 4+ | 1 | 1
PG&E FRESNO | Kingsburg | 115 | Solar |  |  | 0 | 0 | 0 | 0 | 0 | 0 | 0 | 0 | 0 | 5 | 5 | 5 | 4 |  | 1 | 1 | 1 | 2 | 2 | 1 | 1 | 1 | 1 | 1 | 1 | 1 | 1 | 1 | 1 | 2 | 2 | 1 | 1+ | 1 | 1
PG&E GBA | Kirker | 115 | Solar |  |  | 0 | 0 | 0 | 0 | 0 | 0 | 0 | 0 | 0 | 5 | 5 | 1 | 1 |  | 1 | 1 | 1 | 1 | 1 | 2 | 3 | 1 | 1 | 1 | 2 | 1 | 1 | 2 | 1 | 3 | 1 | 1 | 1 | 1 | 0
PG&E NGBA | Knights Landing | 115 | Solar |  |  | 0 | 0 | 0 | 0 | 0 | 0 | 0 | 0 | 0 | 5 | 5 | 1 | 1 |  | 1 | 1 | N/A | N/A | N/A | 2 | N/A | N/A | N/A | N/A | N/A | N/A | N/A | 2 | 1 | 4 | 2 | 3 | 1 | 1 | 0
PG&E NGBA | Konocti | 60 | Solar |  |  | 0 | 0 | 0 | 0 | 0 | 0 | 0 | 0 | 0 | 5 | 5 | 1 | 1 |  | 1 | 1 | N/A | N/A | N/A | 2 | N/A | N/A | N/A | N/A | N/A | N/A | N/A | 2 | 2 | 4 | 2 | 3 | 1+ | 1 | 1
SCE NOL | Kramer | 115 | Solar |  |  | 0 | 4 | 4 | 0 | 4 | 4 | 0 | 0 | 0 | 3 | 3 | 1 | 1 | 3 | 1 | 1 | 4 | 5 | 1 | 2 | 1 | 4 | 1 | 1 | 5 | 1 | 1 | 2 | 1 | 4 | 1 | 3 | 4+ | 1 | 1
SCE NOL | Kramer | 230 | Solar |  |  | 70 | 200 | 270 | 70 | 200 | 270 | 0 | 0 | 0 | 3 | 3 | 1 | 1 | 4 | 1 | 1 | 4 | 5 | 1 | 2 | 1 | 4 | 1 | 1 | 5 | 1 | 1 | 2 | 1 | 4 | 1 | 3 | 4+ | 1 | 1
SCE Metro | La Cienega | 230 | Solar |  |  | 0 | 0 | 0 | 0 | 0 | 0 | 0 | 0 | 0 | 1 | 1 | 1 | 1 |  | 1 | 1 | 1 | 2 | 1 | 2 | 5 | 1 | 1 | 1 | 1 | 1 | 1 | 1 | 1 | 2 | 1 | 2 | 1 | 1 | 0
SCE Metro | La Fresa | 230 | Solar |  |  | 0 | 0 | 0 | 0 | 0 | 0 | 0 | 0 | 0 | 1 | 1 | 1 | 1 |  | 1 | 1 | 1 | 3 | 1 | 2 | 1 | 1 | 1 | 3 | 3 | 1 | 1 | 1 | 1 | 2 | 1 | 2 | 1 | 1 | 0
SCE Metro | Laguna Bell | 230 | Solar |  |  | 0 | 0 | 0 | 0 | 0 | 0 | 0 | 0 | 0 | 1 | 1 | 1 | 1 | 5 | 1 | 1 | 1 | 1 | 1 | 2 | 1 | 1 | 1 | 1 | 1 | 1 | 1 | 1 | 1 | 2 | 1 | 1 | 1+ | 1 | 1
PG&E KERN | Lakeview | 70 | Solar |  |  | 0 | 0 | 0 | 0 | 0 | 0 | 0 | 0 | 0 | 5 | 5 | 5 | 4 |  | 1 | 4 | 1 | 1 | 2 | 1 | 1 | 1 | 1 | 1 | 1 | 1 | 1 | 1 | 1 | 4 | 1 | 1 | 1 | 1 | 0
PG&E NGBA | Lakeville | 230 | Solar |  |  | 0 | 0 | 0 | 0 | 0 | 0 | 0 | 0 | 0 | 5 | 5 | 1 | 1 | 3 | 1 | 1 | 1 | 2 | 1 | 2 | 3 | 2 | 1 | 2 | 3 | 1 | 1 | 2 | 1 | 4 | 2 | 3 | 1 | 1 | 0
PG&E NGBA | Lakeville | 60 | Solar |  |  | 0 | 0 | 0 | 0 | 0 | 0 | 0 | 0 | 0 | 5 | 5 | 1 | 1 |  | 1 | 1 | 1 | 2 | 1 | 2 | 3 | 2 | 1 | 2 | 3 | 1 | 1 | 2 | 1 | 4 | 2 | 3 | 1 | 1 | 0
PG&E NGBA | Lakeville | 115 | Solar |  |  | 0 | 0 | 0 | 0 | 0 | 0 | 0 | 0 | 0 | 5 | 5 | 1 | 1 | 3 | 1 | 2 | 1 | 2 | 1 | 2 | 3 | 2 | 1 | 2 | 3 | 1 | 1 | 2 | 1 | 4 | 2 | 3 | 1 | 1 | 0
PG&E GBA | Lakewood | 115 | Solar |  |  | 0 | 0 | 0 | 0 | 0 | 0 | 0 | 0 | 0 | 5 | 5 | 1 | 1 |  | 1 | 1 | N/A | N/A | N/A | 2 | N/A | N/A | N/A | N/A | N/A | N/A | N/A | 2 | 1 | 3 | 1 | 2 | 1 | 1 | 0
PG&E NGBA | Lambie | 230 | Solar |  |  | 0 | 0 | 0 | 0 | 0 | 0 | 0 | 0 | 0 | 5 | 5 | 1 | 1 |  | 1 | 1 | N/A | N/A | N/A | 2 | N/A | N/A | N/A | N/A | N/A | N/A | N/A | 2 | 1 | 1 | 1 | 1 | 1 | 1 | 0
PG&E GBA | Lammers | 115 | Solar |  |  | 0 | 0 | 0 | 0 | 0 | 0 | 0 | 0 | 0 | 1 | 1 | 1 | 1 | 3 | 1 | 1 | N/A | N/A | N/A | 1 | N/A | N/A | N/A | N/A | N/A | N/A | N/A | 1 | 1 | 1 | 2 | 2 | 1 | 1 | 0
PG&E KERN | Lamont | 115 | Solar |  |  | 0 | 0 | 0 | 0 | 0 | 0 | 0 | 0 | 0 | 5 | 5 | 5 | 4 | 3 | 1 | 1 | 1 | 1 | 2 | 1 | 1 | 1 | 1 | 1 | 1 | 1 | 1 | 1 | 1 | 2 | 1 | 1 | 4+ | 4 | 1
PG&E FRESNO | Las Aguilas | 230 | Solar |  |  | 120 | 0 | 120 | 0 | 0 | 0 | 120 | 0 | 120 | 5 | 2 | 5 | 2 |  | 1 | 2 | N/A | N/A | N/A | 2 | N/A | N/A | N/A | N/A | N/A | N/A | N/A | 2 | 2 | 4 | 2 | 2 | 5- | 1 | 1
EOP | Lathrop | 138 | Solar |  |  | 0 | 0 | 0 | 0 | 0 | 0 | 0 | 0 | 0 | 5 | 2 | 4 | 2 |  | 1 | 1 | 1 | N/A | N/A | 2 | N/A | N/A | N/A | N/A | N/A | N/A | N/A | 2 | 2 | 4 | 1 | 3 | 1+ | 1 | 1
EOP | Lathrop | 230 | Solar |  |  | 300 | 0 | 300 | 0 | 0 | 0 | 300 | 0 | 300 | 5 | 2 | 4 | 2 |  | 2 | 1 | 1 | N/A | N/A | 2 | N/A | N/A | N/A | N/A | N/A | N/A | N/A | 2 | 2 | 4 | 1 | 3 | 4+ | 1 | 1
PG&E FRESNO | Le Grand | 115 | Solar |  |  | 0 | 0 | 0 | 0 | 0 | 0 | 0 | 0 | 0 | 5 | 5 | 5 | 2 | 3 | 1 | 1 | 1 | 1 | 1 | 1 | 2 | 1 | 1 | 1 | 2 | 1 | 1 | 1 | 1 | 3 | 2 | 1 | 2+ | 5 | 1
PG&E FRESNO | Lemoore | 70 | Solar |  |  | 0 | 0 | 0 | 0 | 0 | 0 | 0 | 0 | 0 | 5 | 2 | 5 | 2 |  | 1 | 1 | 1 | 1 | 1 | 1 | 1 | 1 | 1 | 1 | 1 | 1 | 1 | 1 | 1 | 3 | 2 | 2 | 2+ | 4 | 1
PG&E KERN | Lerdo | 115 | Solar |  |  | 0 | 0 | 0 | 0 | 0 | 0 | 0 | 0 | 0 | 5 | 5 | 5 | 4 |  | 1 | 1 | 1 | 2 | 2 | 1 | 2 | 1 | 1 | 1 | 1 | 1 | 1 | 1 | 1 | 4 | 1 | 1 | 1 | 1 | 0
SCE Metro | Lewis | 230 | Solar |  |  | 0 | 0 | 0 | 0 | 0 | 0 | 0 | 0 | 0 | 1 | 1 | 1 | 1 |  | 1 | 1 | 1 | 4 | 1 | 2 | 2 | 1 | 1 | 1 | 1 | 1 | 1 | 1 | 1 | 3 | 1 | 2 | 1 | 1 | 0
SCE Metro | Lighthipe | 230 | Solar |  |  | 0 | 0 | 0 | 0 | 0 | 0 | 0 | 0 | 0 | 1 | 1 | 1 | 1 |  | 1 | 1 | 1 | 4 | 1 | 2 | 1 | 1 | 1 | 1 | 1 | 1 | 1 | 1 | 1 | 2 | 1 | 1 | 4+ | 1 | 1
SDGE | Lilac | 69 | Solar |  |  | 0 | 0 | 0 | 0 | 0 | 0 | 0 | 0 | 0 | 1 | 1 | 1 | 1 |  | 1 | 1 | N/A | N/A | N/A | 2 | N/A | N/A | N/A | N/A | N/A | N/A | N/A | 2 | 1 | 3 | 1 | 3 | 1 | 1 | 0
PG&E NGBA | Lincoln | 115 | Solar |  |  | 0 | 0 | 0 | 0 | 0 | 0 | 0 | 0 | 0 | 5 | 5 | 1 | 1 |  | 1 | 1 | N/A | N/A | N/A | 2 | N/A | N/A | N/A | N/A | N/A | N/A | N/A | 2 | 1 | 3 | 2 | 3 | 1 | 1 | 0
PG&E KERN | Live Oak | 115 | Solar |  |  | 100 | 110 | 210 | 0 | 0 | 0 | 100 | 110 | 210 | 5 | 5 | 5 | 4 |  | 1 | 4 | N/A | N/A | N/A | 1 | N/A | N/A | N/A | N/A | N/A | N/A | N/A | 1 | 1 | 1 | 1 | 1 | 5- | 1 | 1
PG&E GBA | Llagas | 115 | Solar |  |  | 0 | 0 | 0 | 0 | 0 | 0 | 0 | 0 | 0 | 1 | 1 | 1 | 1 |  | 1 | 1 | 1 | 2 | 1 | 2 | 3 | 1 | 1 | 1 | 2 | 1 | 1 | 2 | 1 | 2 | 2 | 1 | 1+ | 1 | 1
PG&E GBA | Lockeford | 115 | Solar |  |  | 0 | 0 | 0 | 0 | 0 | 0 | 0 | 0 | 0 | 1 | 1 | 1 | 1 |  | 1 | 1 | 1 | 3 | 1 | 1 | 1 | 1 | 1 | 1 | 1 | 1 | 1 | 1 | 1 | 4 | 2 | 2 | 1+ | 1 | 1
PG&E GBA | Lockeford | 230 | Solar |  |  | 0 | 0 | 0 | 0 | 0 | 0 | 0 | 0 | 0 | 5 | 5 | 1 | 1 |  | 1 | 1 | 1 | 3 | 1 | 1 | 1 | 1 | 1 | 1 | 1 | 1 | 1 | 1 | 1 | 4 | 2 | 2 | 1 | 1 | 0
PG&E GBA | Lockeford | 60 | Solar |  |  | 0 | 0 | 0 | 0 | 0 | 0 | 0 | 0 | 0 | 5 | 5 | 1 | 1 |  | 1 | 1 | 1 | 3 | 1 | 1 | 1 | 1 | 1 | 1 | 1 | 1 | 1 | 1 | 1 | 4 | 2 | 2 | 1+ | 1 | 1
PG&E GBA | Lodi | 230 | Solar |  |  | 0 | 0 | 0 | 0 | 0 | 0 | 0 | 0 | 0 | 5 | 5 | 1 | 1 |  | 1 | 1 | N/A | N/A | N/A | 1 | N/A | N/A | N/A | N/A | N/A | N/A | N/A | 1 | 1 | 1 | 2 | 1 | 1 | 1 | 0
PG&E NGBA | Logan Creek | 230 | Solar |  |  | 0 | 0 | 0 | 0 | 0 | 0 | 0 | 0 | 0 | 5 | 5 | 1 | 1 |  | 1 | 1 | 1 | 1 | 1 | 2 | 2 | 1 | 1 | 1 | 1 | 1 | 1 | 2 | 2 | 4 | 1 | 2 | 1+ | 1 | 1
PG&E GBA | Lone Tree | 230 | Solar |  |  | 0 | 0 | 0 | 0 | 0 | 0 | 0 | 0 | 0 | 5 | 5 | 1 | 1 |  | 1 | 1 | 1 | 1 | 1 | 2 | 3 | 1 | 2 | 2 | 2 | 1 | 1 | 2 | 1 | 3 | 1 | 2 | 1 | 1 | 0
PG&E FRESNO | Los Banos | 230 | Solar |  |  | 0 | 0 | 0 | 0 | 0 | 0 | 0 | 0 | 0 | 5 | 2 | 5 | 2 | 3 | 2 | 1 | 1 | 1 | 1 | 1 | 3 | 2 | 1 | 1 | 2 | 1 | 1 | 1 | 1 | 4 | 2 | 1 | 4+ | 5 | 1
PG&E FRESNO | Los Banos | 500 | Solar |  |  | 200.8 | 0 | 200.8 | 90.8 | 0 | 90.8 | 110 | 0 | 110 | 1 | 1 | 1 | 1 | 2 | 1 | 2 | 1 | 1 | 1 | 1 | 3 | 2 | 1 | 1 | 2 | 1 | 1 | 1 | 1 | 4 | 2 | 1 | 4+ | 1 | 1
SDGE | Los Coches | 138 | Solar |  |  | 0 | 0 | 0 | 0 | 0 | 0 | 0 | 0 | 0 | 1 | 1 | 1 | 1 |  | 1 | 1 | N/A | N/A | N/A | 2 | N/A | N/A | N/A | N/A | N/A | N/A | N/A | 2 | 2 | 4 | 2 | 3 | 1 | 1 | 0
SDGE | Los Coches | 69 | Solar |  |  | 0 | 0 | 0 | 0 | 0 | 0 | 0 | 0 | 0 | 1 | 1 | 1 | 1 |  | 1 | 1 | N/A | N/A | N/A | 2 | N/A | N/A | N/A | N/A | N/A | N/A | N/A | 2 | 2 | 4 | 2 | 3 | 1 | 1 | 0
PG&E GBA | Los Esteros | 115 | Solar |  |  | 0 | 0 | 0 | 0 | 0 | 0 | 0 | 0 | 0 | 1 | 1 | 1 | 1 | 4 | 1 | 1 | 1 | 1 | 1 | 2 | 5 | 1 | 1 | 1 | 2 | 2 | 1 | 2 | 1 | 1 | 2 | 1 | 1+ | 1 | 1
PG&E GBA | Los Esteros | 230 | Solar |  |  | 0 | 0 | 0 | 0 | 0 | 0 | 0 | 0 | 0 | 1 | 1 | 1 | 1 |  | 1 | 1 | 1 | 1 | 1 | 2 | 5 | 1 | 1 | 1 | 2 | 2 | 1 | 2 | 1 | 1 | 2 | 1 | 1 | 1 | 0
PG&E GBA | Los Positas | 230 | Solar |  |  | 0 | 0 | 0 | 0 | 0 | 0 | 0 | 0 | 0 | 5 | 5 | 1 | 1 | 3 | 1 | 1 | N/A | N/A | N/A | 2 | N/A | N/A | N/A | N/A | N/A | N/A | N/A | 2 | 1 | 3 | 1 | 3 | 1 | 1 | 0
PG&E GBA | Los Positas | 60 | Solar |  |  | 0 | 0 | 0 | 0 | 0 | 0 | 0 | 0 | 0 | 5 | 5 | 1 | 1 | 3 | 1 | 1 | N/A | N/A | N/A | 2 | N/A | N/A | N/A | N/A | N/A | N/A | N/A | 2 | 1 | 3 | 1 | 3 | 1 | 1 | 0
SDGE | Loveland | 69 | Solar |  |  | 0 | 0 | 0 | 0 | 0 | 0 | 0 | 0 | 0 | 1 | 1 | 1 | 1 |  | 1 | 1 | N/A | N/A | N/A | 2 | N/A | N/A | N/A | N/A | N/A | N/A | N/A | 2 | 1 | 3 | 1 | 3 | 1 | 1 | 0
SCE NOL | Lugo | 230 | Solar |  |  | 0 | 0 | 0 | 0 | 0 | 0 | 0 | 0 | 0 | 1 | 1 | 1 | 1 |  | 1 | 2 | 1 | 3 | 1 | 2 | 3 | 1 | 3 | 2 | 3 | 1 | 1 | 2 | 1 | 4 | 1 | 2 | 1+ | 1 | 1
SCE Metro | Lugo | 500 | Solar |  |  | 0 | 0 | 0 | 0 | 0 | 0 | 0 | 0 | 0 | 1 | 1 | 1 | 1 | 5 | 3 | 4 | 1 | 3 | 1 | 2 | 3 | 1 | 3 | 2 | 3 | 1 | 1 | 2 | 1 | 4 | 1 | 2 | 1 | 1 | 0
PG&E FRESNO | Madera | 70 | Solar |  |  | 0 | 0 | 0 | 0 | 0 | 0 | 0 | 0 | 0 | 5 | 2 | 5 | 2 |  | 1 | 1 | N/A | N/A | N/A | 1 | N/A | N/A | N/A | N/A | N/A | N/A | N/A | 1 | 1 | 4 | 2 | 1 | 1 | 1 | 0
PG&E NGBA | Madison | 115 | Solar |  |  | 0 | 123 | 123 | 0 | 13 | 13 | 0 | 110 | 110 | 5 | 5 | 1 | 1 |  | 3 | 4 | 2 | 2 | 2 | 2 | 1 | 2 | 1 | 1 | 2 | 1 | 1 | 2 | 1 | 4 | 2 | 3 | 5- | 1 | 1
PG&E KERN | Magunden | 115 | Solar |  |  | 105 | 115 | 220 | 0 | 0 | 0 | 105 | 115 | 220 | 5 | 5 | 5 | 4 |  | 1 | 4 | 1 | 2 | 1 | 1 | 2 | 1 | 1 | 1 | 2 | 1 | 1 | 1 | 1 | 2 | 1 | 1 | 5- | 1 | 1
SCE Northern | Magunden | 230 | Solar |  |  | 0 | 0 | 0 | 0 | 0 | 0 | 0 | 0 | 0 | 1 | 1 | 1 | 1 |  | 1 | 1 | 1 | 2 | 1 | 1 | 2 | 1 | 1 | 1 | 2 | 1 | 1 | 1 | 1 | 2 | 1 | 1 | 1 | 1 | 0
PG&E FRESNO | Malaga | 115 | Solar |  |  | 0 | 0 | 0 | 0 | 0 | 0 | 0 | 0 | 0 | 5 | 5 | 5 | 4 |  | 1 | 1 | 1 | 3 | 2 | 1 | 1 | 1 | 1 | 1 | 1 | 1 | 1 | 1 | 1 | 1 | 2 | 1 | 4+ | 1 | 1
PG&E NGBA | Malin | 500 | Solar |  |  | 0 | 0 | 0 | 0 | 0 | 0 | 0 | 0 | 0 | 5 | 5 | 1 | 1 |  | 1 | 1 | N/A | N/A | N/A | 2 | N/A | N/A | N/A | N/A | N/A | N/A | N/A | 2 | 2 | 4 | 2 | 3 | 1 | 1 | 0
SCE Northern | Mandalay | 230 | Solar |  |  | 0 | 0 | 0 | 0 | 0 | 0 | 0 | 0 | 0 | 5 | 2 | 4 | 2 |  | 1 | 1 | 1 | 2 | 1 | 1 | 1 | 1 | 1 | 1 | 1 | 1 | 1 | 2 | 1 | 2 | 1 | 1 | 1 | 1 | 0
PG&E FRESNO | Manning | 230 | Solar |  |  | 100 | 0 | 100 | 0 | 0 | 0 | 100 | 0 | 100 | 5 | 2 | 5 | 2 | 3 | 1 | 2 | 1 | 1 | 2 | 1 | 1 | 1 | 1 | 1 | 1 | 1 | 1 | 1 | 1 | 2 | 2 | 1 | 5- | 1 | 1
PG&E FRESNO | Manning | 500 | Solar |  |  | 0 | 0 | 0 | 0 | 0 | 0 | 0 | 0 | 0 | 1 | 1 | 1 | 1 | 5 | 1 | 1 | 1 | 1 | 2 | 1 | 1 | 1 | 1 | 1 | 1 | 1 | 1 | 1 | 1 | 2 | 2 | 1 | 1+ | 4 | 1
PG&E GBA | Manteca | 115 | Solar |  |  | 0 | 0 | 0 | 0 | 0 | 0 | 0 | 0 | 0 | 5 | 5 | 5 | 4 |  | 1 | 1 | N/A | N/A | N/A | 1 | N/A | N/A | N/A | N/A | N/A | N/A | N/A | 1 | 1 | 2 | 2 | 2 | 1 | 1 | 0
SDGE | Margarita | 138 | Solar |  |  | 90 | 0 | 90 | 0 | 0 | 0 | 90 | 0 | 90 | 1 | 1 | 1 | 1 |  | 1 | 2 | 2 | 4 | 1 | 2 | 5 | 1 | 2 | 2 | 3 | 2 | 1 | 1 | 1 | 2 | 1 | 3 | 5- | 1 | 1
PG&E GBA | Martin | 230 | Solar |  |  | 0 | 0 | 0 | 0 | 0 | 0 | 0 | 0 | 0 | 5 | 5 | 1 | 1 | 3 | 1 | 1 | 1 | 4 | 1 | 2 | 1 | 1 | 1 | 1 | 1 | 1 | 1 | 2 | 1 | 3 | 1 | 2 | 1 | 1 | 0
PG&E GBA | Martin | 115 | Solar |  |  | 0 | 0 | 0 | 0 | 0 | 0 | 0 | 0 | 0 | 1 | 1 | 1 | 1 | 4 | 1 | 3 | 1 | 4 | 1 | 2 | 1 | 1 | 1 | 1 | 1 | 1 | 1 | 2 | 1 | 3 | 1 | 2 | 1 | 1 | 0
PG&E GBA | Martinez | 115 | Solar |  |  | 0 | 0 | 0 | 0 | 0 | 0 | 0 | 0 | 0 | 5 | 5 | 1 | 1 |  | 1 | 1 | 1 | 4 | 1 | 2 | 2 | 1 | 1 | 2 | 3 | 1 | 1 | 2 | 1 | 1 | 1 | 1 | 1 | 1 | 0
PG&E FRESNO | Mc Mullin | 230 | Solar |  |  | 0 | 0 | 0 | 0 | 0 | 0 | 0 | 0 | 0 | 5 | 5 | 5 | 2 |  | 1 | 1 | 1 | 1 | 1 | 1 | 1 | 1 | 1 | 1 | 1 | 1 | 1 | 1 | 1 | 3 | 2 | 1 | 1 | 1 | 0
PG&E FRESNO | McCall | 115 | Solar |  |  | 0 | 0 | 0 | 0 | 0 | 0 | 0 | 0 | 0 | 5 | 5 | 5 | 2 |  | 1 | 1 | 1 | 3 | 2 | 1 | 1 | 1 | 1 | 1 | 1 | 1 | 1 | 1 | 1 | 3 | 2 | 1 | 4+ | 1 | 1
PG&E FRESNO | McCall | 230 | Solar |  |  | 100 | 0 | 100 | 0 | 0 | 0 | 100 | 0 | 100 | 5 | 5 | 5 | 2 |  | 1 | 2 | 1 | 3 | 2 | 1 | 1 | 1 | 1 | 1 | 1 | 1 | 1 | 1 | 1 | 3 | 2 | 1 | 5- | 1 | 1
PG&E GBA | Meadow Lane | 115 | Solar |  |  | 0 | 0 | 0 | 0 | 0 | 0 | 0 | 0 | 0 | 5 | 5 | 1 | 1 |  | 1 | 1 | N/A | N/A | N/A | 2 | N/A | N/A | N/A | N/A | N/A | N/A | N/A | 2 | 1 | 2 | 1 | 1 | 1 | 1 | 0
PG&E GBA | Melones | 115 | Solar |  |  | 0 | 0 | 0 | 0 | 0 | 0 | 0 | 0 | 0 | 1 | 1 | 1 | 1 |  | 1 | 1 | 1 | 2 | 1 | 2 | 5 | 2 | 1 | 2 | 3 | 2 | 1 | 2 | 1 | 4 | 1 | 3 | 1 | 1 | 0
PG&E GBA | Melones | 230 | Solar |  |  | 0 | 0 | 0 | 0 | 0 | 0 | 0 | 0 | 0 | 1 | 1 | 1 | 1 |  | 1 | 1 | 1 | 2 | 1 | 2 | 5 | 2 | 1 | 2 | 3 | 2 | 1 | 2 | 1 | 4 | 1 | 3 | 1 | 1 | 0
SDGE | Melrose | 69 | Solar |  |  | 0 | 0 | 0 | 0 | 0 | 0 | 0 | 0 | 0 | 1 | 1 | 1 | 1 |  | 1 | 1 | N/A | N/A | N/A | 2 | N/A | N/A | N/A | N/A | N/A | N/A | N/A | 2 | 1 | 3 | 1 | 3 | 1 | 1 | 0
PG&E NGBA | Mendocino | 115 | Solar |  |  | 0 | 0 | 0 | 0 | 0 | 0 | 0 | 0 | 0 | 5 | 5 | 1 | 1 |  | 1 | 1 | 1 | 1 | 1 | 2 | 3 | 1 | 1 | 1 | 2 | 1 | 1 | 2 | 2 | 4 | 2 | 3 | 1 | 1 | 0
PG&E NGBA | Mendocino | 60 | Solar |  |  | 0 | 0 | 0 | 0 | 0 | 0 | 0 | 0 | 0 | 5 | 5 | 1 | 1 |  | 1 | 1 | 1 | 1 | 1 | 2 | 3 | 1 | 1 | 1 | 2 | 1 | 1 | 2 | 2 | 4 | 2 | 3 | 1 | 1 | 0
PG&E FRESNO | Mendota | 115 | Solar |  |  | 0 | 0 | 0 | 0 | 0 | 0 | 0 | 0 | 0 | 5 | 5 | 5 | 2 | 1 | 1 | 1 | 1 | 1 | 1 | 1 | 1 | 1 | 1 | 1 | 1 | 1 | 1 | 1 | 1 | 3 | 2 | 1 | 1 | 1 | 0
PG&E GBA | Menlo | 60 | Solar |  |  | 0 | 0 | 0 | 0 | 0 | 0 | 0 | 0 | 0 | 5 | 5 | 1 | 1 |  | 1 | 1 | N/A | N/A | N/A | 2 | N/A | N/A | N/A | N/A | N/A | N/A | N/A | 2 | 1 | 3 | 1 | 2 | 1 | 1 | 0
PG&E FRESNO | Merced | 115 | Solar |  |  | 0 | 0 | 0 | 0 | 0 | 0 | 0 | 0 | 0 | 5 | 5 | 5 | 2 |  | 1 | 1 | 1 | 1 | 1 | 1 | 1 | 2 | 1 | 1 | 3 | 1 | 1 | 1 | 1 | 4 | 2 | 1 | 4+ | 1 | 1
EOP | Mercury | 138 | Solar |  |  | 0 | 0 | 0 | 0 | 0 | 0 | 0 | 0 | 0 | 5 | 2 | 4 | 2 |  | 1 | 1 | 1 | N/A | N/A | 2 | N/A | N/A | N/A | N/A | N/A | N/A | N/A | 2 | 2 | 4 | 1 | 3 | 1 | 1 | 0
PG&E FRESNO | Mercy Springs | 70 | Solar |  |  | 0 | 75 | 75 | 0 | 75 | 75 | 0 | 0 | 0 | 5 | 2 | 5 | 2 |  | 1 | 5 | 1 | 2 | 1 | 1 | 1 | 1 | 1 | 1 | 1 | 1 | 1 | 1 | 1 | 4 | 2 | 1 | 1 | 1 | 1
PG&E NGBA | Meridian | 60 | Solar |  |  | 0 | 0 | 0 | 0 | 0 | 0 | 0 | 0 | 0 | 5 | 5 | 1 | 1 |  | 1 | 1 | N/A | N/A | N/A | 2 | N/A | N/A | N/A | N/A | N/A | N/A | N/A | 2 | 2 | 4 | 1 | 3 | 1 | 1 | 0
PG&E KERN | Mesa (PGE) | 115 | Solar |  |  | 0 | 0 | 0 | 0 | 0 | 0 | 0 | 0 | 0 | 5 | 2 | 5 | 2 |  | 1 | 1 | 1 | 1 | 1 | 2 | 2 | 1 | 1 | 1 | 1 | 1 | 1 | 2 | 2 | 3 | 2 | 2 | 1 | 1 | 0
PG&E KERN | Mesa (PGE) | 230 | Solar |  |  | 0 | 0 | 0 | 0 | 0 | 0 | 0 | 0 | 0 | 5 | 5 | 5 | 4 |  | 1 | 1 | 1 | 1 | 1 | 2 | 2 | 1 | 1 | 1 | 1 | 1 | 1 | 2 | 2 | 3 | 2 | 2 | 1 | 1 | 0
SCE Metro | Mesa (SCE) | 230 | Solar |  |  | 0 | 0 | 0 | 0 | 0 | 0 | 0 | 0 | 0 | 1 | 1 | 1 | 1 |  | 1 | 1 | 1 | 1 | 1 | 2 | 1 | 1 | 1 | 1 | 1 | 1 | 1 | 1 | 1 | 3 | 1 | 2 | 1 | 1 | 0
SCE Metro | Mesa (SCE) | 500 | Solar |  |  | 0 | 0 | 0 | 0 | 0 | 0 | 0 | 0 | 0 | 1 | 1 | 1 | 1 |  | 1 | 2 | 1 | 1 | 1 | 2 | 1 | 1 | 1 | 1 | 1 | 1 | 1 | 1 | 1 | 3 | 1 | 2 | 1 | 1 | 0
SDGE | Mesa Heights | 69 | Solar |  |  | 0 | 0 | 0 | 0 | 0 | 0 | 0 | 0 | 0 | 1 | 1 | 1 | 1 |  | 1 | 1 | N/A | N/A | N/A | 2 | N/A | N/A | N/A | N/A | N/A | N/A | N/A | 2 | 1 | 2 | 1 | 3 | 1 | 1 | 0
PG&E GBA | Metcalf | 115 | Solar |  |  | 0 | 0 | 0 | 0 | 0 | 0 | 0 | 0 | 0 | 1 | 1 | 1 | 1 | 4 | 1 | 1 | 1 | 1 | 1 | 2 | 5 | 3 | 1 | 1 | 3 | 2 | 1 | 2 | 1 | 1 | 2 | 3 | 1 | 1 | 0
PG&E GBA | Metcalf | 230 | Solar |  |  | 0 | 0 | 0 | 0 | 0 | 0 | 0 | 0 | 0 | 1 | 1 | 1 | 1 | 4 | 1 | 1 | 1 | 1 | 1 | 2 | 5 | 3 | 1 | 1 | 3 | 2 | 1 | 2 | 1 | 1 | 2 | 3 | 1 | 1 | 0
PG&E GBA | Metcalf | 500 | Solar |  |  | 0 | 0 | 0 | 0 | 0 | 0 | 0 | 0 | 0 | 1 | 1 | 1 | 1 | 5 | 1 | 1 | 1 | 1 | 1 | 2 | 5 | 3 | 1 | 1 | 3 | 2 | 1 | 2 | 1 | 1 | 2 | 3 | 1 | 1 | 0
PG&E KERN | Midway | 115 | Solar |  |  | 0 | 0 | 0 | 0 | 0 | 0 | 0 | 0 | 0 | 5 | 5 | 5 | 4 | 4 | 3 | 1 | 1 | 1 | 1 | 1 | 1 | 1 | 1 | 2 | 2 | 1 | 1 | 1 | 1 | 3 | 1 | 1 | 4+ | 4 | 1
PG&E KERN | Midway | 230 | Solar |  |  | 0 | 0 | 0 | 0 | 0 | 0 | 0 | 0 | 0 | 5 | 5 | 5 | 4 | 4 | 1 | 1 | 1 | 1 | 2 | 1 | 1 | 1 | 1 | 2 | 2 | 1 | 1 | 1 | 1 | 3 | 1 | 1 | 1+ | 1 | 1
PG&E KERN | Midway | 500 | Solar |  |  | 0 | 0 | 0 | 0 | 0 | 0 | 0 | 0 | 0 | 5 | 5 | 4 | 4 | 5 | 1 | 1 | 1 | 1 | 1 | 1 | 1 | 1 | 1 | 2 | 2 | 1 | 1 | 1 | 1 | 3 | 1 | 1 | 4+ | 4 | 1
SDGE | Miguel | 230 | Solar |  |  | 0 | 0 | 0 | 0 | 0 | 0 | 0 | 0 | 0 | 1 | 1 | 1 | 1 |  | 1 | 1 | 1 | 2 | 1 | 2 | 3 | 1 | 3 | 4 | 5 | 1 | 1 | 2 | 1 | 3 | 1 | 2 | 1 | 1 | 0
SDGE | Miguel | 500 | Solar |  |  | 0 | 0 | 0 | 0 | 0 | 0 | 0 | 0 | 0 | 1 | 1 | 1 | 1 |  | 1 | 1 | 1 | 2 | 1 | 2 | 3 | 1 | 3 | 4 | 5 | 1 | 1 | 2 | 1 | 3 | 1 | 2 | 1 | 1 | 0
SDGE | Miguel | 69 | Solar |  |  | 0 | 0 | 0 | 0 | 0 | 0 | 0 | 0 | 0 | 1 | 1 | 1 | 1 |  | 1 | 1 | 1 | 2 | 1 | 2 | 3 | 1 | 3 | 4 | 5 | 1 | 1 | 2 | 1 | 3 | 1 | 2 | 1 | 1 | 0
PG&E GBA | Millbrae | 115 | Solar |  |  | 0 | 0 | 0 | 0 | 0 | 0 | 0 | 0 | 0 | 1 | 1 | 1 | 1 |  | 1 | 1 | N/A | N/A | N/A | 2 | N/A | N/A | N/A | N/A | N/A | N/A | N/A | 2 | 1 | 3 | 1 | 2 | 4+ | 1 | 1
PG&E GBA | Miller | 115 | Solar |  |  | 0 | 0 | 0 | 0 | 0 | 0 | 0 | 0 | 0 | 1 | 1 | 1 | 1 |  | 1 | 1 | 1 | 1 | 1 | 1 | 3 | 1 | 1 | 1 | 1 | 1 | 1 | 1 | 1 | 4 | 2 | 1 | 1 | 1 | 0
SCE Metro | Mira Loma | 230 | Solar |  |  | 0 | 0 | 0 | 0 | 0 | 0 | 0 | 0 | 0 | 1 | 1 | 1 | 1 | 5 | 1 | 1 | 1 | 4 | 1 | 2 | 2 | 1 | 1 | 1 | 1 | 1 | 1 | 1 | 1 | 1 | 1 | 1 | 1+ | 1 | 1
SCE Metro | Mira Loma | 500 | Solar |  |  | 0 | 0 | 0 | 0 | 0 | 0 | 0 | 0 | 0 | 1 | 1 | 1 | 1 | 5 | 1 | 1 | 1 | 4 | 1 | 2 | 2 | 1 | 1 | 1 | 1 | 1 | 1 | 1 | 1 | 1 | 1 | 1 | 2+ | 1 | 1
SCE Eastern | Mirage | 115 | Solar |  |  | 0 | 0 | 0 | 0 | 0 | 0 | 0 | 0 | 0 | 5 | 2 | 1 | 1 |  | 1 | 1 | 1 | 4 | 1 | 2 | 1 | 1 | 1 | 1 | 1 | 1 | 1 | 2 | 1 | 3 | 1 | 3 | 1 | 1 | 0
SCE Eastern | Mirage | 230 | Solar |  |  | 0 | 0 | 0 | 0 | 0 | 0 | 0 | 0 | 0 | 5 | 2 | 1 | 1 |  | 1 | 1 | 1 | 4 | 1 | 2 | 1 | 1 | 1 | 1 | 1 | 1 | 1 | 2 | 1 | 3 | 1 | 3 | 1 | 1 | 0
SDGE | Mission | 138 | Solar |  |  | 0 | 0 | 0 | 0 | 0 | 0 | 0 | 0 | 0 | 1 | 1 | 1 | 1 |  | 1 | 1 | 1 | 3 | 1 | 2 | 1 | 1 | 1 | 2 | 3 | 1 | 1 | 2 | 1 | 2 | 1 | 2 | 1 | 1 | 0
SDGE | Mission | 230 | Solar |  |  | 0 | 0 | 0 | 0 | 0 | 0 | 0 | 0 | 0 | 1 | 1 | 1 | 1 |  | 1 | 1 | 1 | 3 | 1 | 2 | 1 | 1 | 1 | 2 | 3 | 1 | 1 | 2 | 1 | 2 | 1 | 2 | 1 | 1 | 0
SDGE | Mission | 69 | Solar |  |  | 0 | 0 | 0 | 0 | 0 | 0 | 0 | 0 | 0 | 1 | 1 | 1 | 1 |  | 1 | 1 | 1 | 3 | 1 | 2 | 1 | 1 | 1 | 2 | 3 | 1 | 1 | 2 | 1 | 2 | 1 | 2 | 1 | 1 | 0
PG&E GBA | Mi-Wuk | 115 | Solar |  |  | 0 | 0 | 0 | 0 | 0 | 0 | 0 | 0 | 0 | 1 | 1 | 1 | 1 |  | 1 | 1 | N/A | N/A | N/A | 2 | N/A | N/A | N/A | N/A | N/A | N/A | N/A | 2 | 1 | 4 | 1 | 3 | 1 | 1 | 0
EOP | Mohave | 500 | Solar |  |  | 665 | 587 | 1252 | 0 | 0 | 0 | 665 | 587 | 1252 | 5 | 2 | 4 | 2 | 5 | 3 | 1 | 3 | N/A | N/A | 2 | N/A | N/A | N/A | N/A | N/A | N/A | N/A | 2 | 2 | 3 | 1 | 3 | 5- | 1 | 1
PG&E NGBA | Monroe | 115 | Solar |  |  | 0 | 0 | 0 | 0 | 0 | 0 | 0 | 0 | 0 | 5 | 5 | 1 | 1 |  | 1 | 1 | N/A | N/A | N/A | 2 | N/A | N/A | N/A | N/A | N/A | N/A | N/A | 2 | 1 | 3 | 2 | 2 | 1 | 1 | 0
SDGE | Monserate | 69 | Solar |  |  | 0 | 0 | 0 | 0 | 0 | 0 | 0 | 0 | 0 | 1 | 1 | 1 | 1 |  | 1 | 1 | N/A | N/A | N/A | 2 | N/A | N/A | N/A | N/A | N/A | N/A | N/A | 2 | 1 | 3 | 1 | 3 | 1 | 1 | 0
PG&E GBA | Monta Vista | 115 | Solar |  |  | 0 | 0 | 0 | 0 | 0 | 0 | 0 | 0 | 0 | 1 | 1 | 1 | 1 |  | 1 | 1 | N/A | N/A | N/A | 2 | N/A | N/A | N/A | N/A | N/A | N/A | N/A | 2 | 1 | 3 | 2 | 3 | 1 | 1 | 0
PG&E GBA | Monta Vista | 230 | Solar |  |  | 0 | 0 | 0 | 0 | 0 | 0 | 0 | 0 | 0 | 1 | 1 | 1 | 1 |  | 1 | 1 | N/A | N/A | N/A | 2 | N/A | N/A | N/A | N/A | N/A | N/A | N/A | 2 | 1 | 3 | 2 | 3 | 1 | 1 | 0
PG&E GBA | Monta Vista | 60 | Solar |  |  | 0 | 0 | 0 | 0 | 0 | 0 | 0 | 0 | 0 | 1 | 1 | 1 | 1 |  | 1 | 1 | N/A | N/A | N/A | 2 | N/A | N/A | N/A | N/A | N/A | N/A | N/A | 2 | 1 | 3 | 2 | 3 | 1 | 1 | 0
PG&E NGBA | Monticello | 115 | Solar |  |  | 0 | 0 | 0 | 0 | 0 | 0 | 0 | 0 | 0 | 5 | 5 | 1 | 1 |  | 1 | 1 | N/A | N/A | N/A | 2 | N/A | N/A | N/A | N/A | N/A | N/A | N/A | 2 | 1 | 4 | 2 | 3 | 1 | 1 | 0
SCE Northern | Moorpark | 230 | Solar |  |  | 0 | 0 | 0 | 0 | 0 | 0 | 0 | 0 | 0 | 5 | 2 | 4 | 2 | 4 | 1 | 1 | 1 | 2 | 1 | 1 | 2 | 1 | 1 | 1 | 1 | 1 | 1 | 2 | 1 | 4 | 1 | 3 | 1 | 1 | 0
SCE Northern | Moorpark | 66 | Solar |  |  | 0 | 0 | 0 | 0 | 0 | 0 | 0 | 0 | 0 | 5 | 2 | 4 | 2 |  | 1 | 1 | 1 | 2 | 1 | 1 | 2 | 1 | 1 | 1 | 1 | 1 | 1 | 2 | 1 | 4 | 1 | 3 | 1 | 1 | 0
PG&E GBA | Moraga | 115 | Solar |  |  | 0 | 0 | 0 | 0 | 0 | 0 | 0 | 0 | 0 | 5 | 5 | 1 | 1 |  | 1 | 1 | N/A | N/A | N/A | 2 | N/A | N/A | N/A | N/A | N/A | N/A | N/A | 2 | 1 | 3 | 1 | 3 | 1 | 1 | 0
PG&E GBA | Moraga | 230 | Solar |  |  | 0 | 0 | 0 | 0 | 0 | 0 | 0 | 0 | 0 | 5 | 5 | 1 | 1 |  | 1 | 1 | N/A | N/A | N/A | 2 | N/A | N/A | N/A | N/A | N/A | N/A | N/A | 2 | 1 | 3 | 1 | 3 | 1 | 1 | 0
PG&E GBA | Morgan Hill | 115 | Solar |  |  | 0 | 0 | 0 | 0 | 0 | 0 | 0 | 0 | 0 | 1 | 1 | 1 | 1 |  | 1 | 1 | N/A | N/A | N/A | 2 | N/A | N/A | N/A | N/A | N/A | N/A | N/A | 2 | 1 | 3 | 2 | 2 | 1 | 1 | 0
PG&E KERN | Morro Bay | 115 | Solar |  |  | 0 | 90 | 90 | 0 | 0 | 0 | 0 | 90 | 90 | 5 | 2 | 5 | 2 |  | 1 | 2 | 4 | 1 | 5 | 2 | 5 | 2 | 1 | 1 | 3 | 2 | 1 | 2 | 2 | 2 | 2 | 3 | 5- | 1 | 1
PG&E KERN | Morro Bay | 230 | Solar |  |  | 0 | 0 | 0 | 0 | 0 | 0 | 0 | 0 | 0 | 5 | 5 | 5 | 4 |  | 1 | 1 | 4 | 1 | 5 | 2 | 5 | 2 | 1 | 1 | 3 | 2 | 1 | 2 | 2 | 2 | 2 | 3 | 1 | 1 | 0
PG&E KERN | Morro Bay | 500 | Solar |  |  | 60 | 0 | 60 | 0 | 0 | 0 | 60 | 0 | 60 | 5 | 5 | 4 | 4 |  | 1 | 5 | 4 | 1 | 5 | 2 | 5 | 2 | 1 | 1 | 3 | 2 | 1 | 2 | 2 | 2 | 2 | 3 | 5- | 1 | 1
PG&E GBA | Moss Landing | 115 | Solar |  |  | 0 | 0 | 0 | 0 | 0 | 0 | 0 | 0 | 0 | 1 | 1 | 1 | 1 |  | 1 | 1 | 1 | 2 | 1 | 1 | 1 | 1 | 1 | 1 | 1 | 1 | 1 | 2 | 2 | 1 | 2 | 2 | 1 | 1 | 0
PG&E GBA | Moss Landing | 230 | Solar |  |  | 0 | 0 | 0 | 0 | 0 | 0 | 0 | 0 | 0 | 1 | 1 | 1 | 1 |  | 3 | 1 | 1 | 2 | 1 | 1 | 1 | 1 | 1 | 1 | 1 | 1 | 1 | 2 | 2 | 1 | 2 | 2 | 1 | 1 | 0
PG&E GBA | Moss Landing | 500 | Solar |  |  | 0 | 0 | 0 | 0 | 0 | 0 | 0 | 0 | 0 | 5 | 5 | 1 | 1 | 5 | 1 | 1 | 1 | 2 | 1 | 1 | 1 | 1 | 1 | 1 | 1 | 1 | 1 | 2 | 2 | 1 | 2 | 2 | 1 | 1 | 0
EOP | Mountain Pass | 115 | Solar |  |  | 0 | 0 | 0 | 0 | 0 | 0 | 0 | 0 | 0 | 5 | 2 | 4 | 2 |  | 1 | 1 | N/A | N/A | N/A | 2 | N/A | N/A | N/A | N/A | N/A | N/A | N/A | 2 | 2 | 4 | 1 | 1 | 1 | 1 | 0
PG&E GBA | Mountain View | 115 | Solar |  |  | 0 | 0 | 0 | 0 | 0 | 0 | 0 | 0 | 0 | 1 | 1 | 1 | 1 |  | 1 | 1 | N/A | N/A | N/A | 2 | N/A | N/A | N/A | N/A | N/A | N/A | N/A | 2 | 1 | 2 | 2 | 2 | 1 | 1 | 0
PG&E GBA | Mt Eden | 115 | Solar |  |  | 0 | 0 | 0 | 0 | 0 | 0 | 0 | 0 | 0 | 5 | 5 | 1 | 1 |  | 1 | 1 | N/A | N/A | N/A | 2 | N/A | N/A | N/A | N/A | N/A | N/A | N/A | 2 | 1 | 2 | 1 | 2 | 4+ | 1 | 1
PG&E KERN | Mt Poso | 115 | Solar |  |  | 0 | 0 | 0 | 0 | 0 | 0 | 0 | 0 | 0 | 5 | 2 | 5 | 2 |  | 1 | 1 | N/A | N/A | N/A | 1 | N/A | N/A | N/A | N/A | N/A | N/A | N/A | 1 | 1 | 2 | 1 | 1 | 1 | 1 | 0
SDGE | Murray | 69 | Solar |  |  | 0 | 0 | 0 | 0 | 0 | 0 | 0 | 0 | 0 | 1 | 1 | 1 | 1 |  | 1 | 1 | N/A | N/A | N/A | 2 | N/A | N/A | N/A | N/A | N/A | N/A | N/A | 2 | 1 | 2 | 1 | 2 | 1 | 1 | 0
PG&E FRESNO | Mustang | 230 | Solar |  |  | 0 | 0 | 0 | 0 | 0 | 0 | 0 | 0 | 0 | 5 | 5 | 5 | 4 |  | 1 | 1 | 1 | 1 | 1 | 1 | 1 | 1 | 1 | 1 | 1 | 1 | 1 | 1 | 1 | 1 | 2 | 1 | 4+ | 5 | 1
SCE Northern | Neenach | 66 | Solar |  |  | 0 | 0 | 0 | 0 | 0 | 0 | 0 | 0 | 0 | 1 | 1 | 1 | 1 |  | 1 | 1 | N/A | N/A | N/A | 2 | N/A | N/A | N/A | N/A | N/A | N/A | N/A | 2 | 1 | 4 | 1 | 3 | 1 | 1 | 0
PG&E KERN | New Sub - Gates - Midway (Proposed) | 230 | Solar |  |  | 890 | 920 | 1810 | 0 | 440 | 440 | 890 | 480 | 1370 | 5 | 5 | 5 | 4 | 3 | 1 | 3 | 2 | 2 | 2 | 1 | 2 | 2 | 1 | 1 | 2 | 1 | 1 | 1 | 1 | 4 | 2 | 1 | 5- | 1 | 1
PG&E KERN | New Sub - Gates - Templeton (Proposed) | 230 | Solar |  |  | 0 | 240 | 240 | 0 | 0 | 0 | 0 | 240 | 240 | 5 | 5 | 5 | 4 |  | 1 | 1 | N/A | N/A | N/A | 1 | N/A | N/A | N/A | N/A | N/A | N/A | N/A | 1 | 1 | 4 | 2 | 1 | 3+ | 1 | 1
SCE NOL | New Sub - Kramer - Lugo (Proposed) | 230 | Solar |  |  | 0 | 0 | 0 | 0 | 0 | 0 | 0 | 0 | 0 | 3 | 3 | 1 | 1 |  | 1 | 1 | N/A | N/A | N/A | 2 | N/A | N/A | N/A | N/A | N/A | N/A | N/A | 2 | 1 | 2 | 1 | 1 | 1 | 1 | 0
PG&E FRESNO | New Sub - Los Banos - Midway (Proposed) | 500 | Solar |  |  | 0 | 0 | 0 | 0 | 0 | 0 | 0 | 0 | 0 | 5 | 5 | 4 | 4 | 5 | 1 | 1 | N/A | N/A | N/A | 1 | N/A | N/A | N/A | N/A | N/A | N/A | N/A | 1 | 1 | 4 | 2 | 1 | 4+ | 1 | 1
SCE NOL | New Sub - Lugo - Pisgah (Proposed) | 230 | Solar |  |  | 0 | 0 | 0 | 0 | 0 | 0 | 0 | 0 | 0 | 1 | 1 | 1 | 1 |  | 2 | 1 | 1 | 4 | 1 | 2 | 1 | 1 | 1 | 1 | 1 | 3 | 1 | 2 | 1 | 3 | 1 | 3 | 1 | 1 | 0
PG&E KERN | New Sub - Midway - Wheeler Ridge (Proposed) | 230 | Solar |  |  | 890 | 475 | 1365 | 0 | 0 | 0 | 890 | 475 | 1365 | 5 | 5 | 5 | 4 |  | 1 | 2 | 3 | 2 | 2 | 1 | 1 | 1 | 1 | 2 | 2 | 1 | 1 | 1 | 1 | 3 | 1 | 1 | 5- | 1 | 1
PG&E NGBA | New Sub - Near existing Leavitt (PSREC) | 345 | Solar |  |  | 0 | 0 | 0 | 0 | 0 | 0 | 0 | 0 | 0 | 5 | 5 | 1 | 1 |  | 3 | 1 | 1 | 2 | 1 | 2 | 5 | 1 | 1 | 1 | 3 | 1 | 1 | 2 | 2 | 1 | 1 | 3 | 1 | 1 | 0
PG&E NGBA | New Sub - Near existing Madeline (NVE) | 345 | Solar |  |  | 0 | 0 | 0 | 0 | 0 | 0 | 0 | 0 | 0 | 5 | 5 | 1 | 1 |  | 3 | 1 | 1 | 1 | 1 | 2 | 5 | 1 | 1 | 1 | 1 | 3 | 1 | 2 | 2 | 4 | 1 | 3 | 1 | 1 | 0
SDGE | New Sub - North Gila - IV (Proposed) | 500 | Solar |  |  | 0 | 0 | 0 | 0 | 0 | 0 | 0 | 0 | 0 | 1 | 1 | 1 | 1 |  | 1 | 1 | 1 | 1 | 2 | 2 | 1 | 1 | 1 | 1 | 1 | 1 | 1 | 2 | 1 | 4 | 2 | 2 | 2+ | 1 | 1
PG&E NGBA | New Sub - Pit 1 - Cottonwood (Proposed) | 230 | Solar |  |  | 0 | 0 | 0 | 0 | 0 | 0 | 0 | 0 | 0 | 5 | 5 | 3 | 2 |  | 2 | 1 | 1 | 1 | 1 | 2 | 5 | 2 | 1 | 1 | 2 | 1 | 1 | 2 | 2 | 4 | 2 | 3 | 1 | 1 | 0
PG&E GBA | New Sub - Rancho Seco - Bellota (Proposed) | 230 | Solar |  |  | 0 | 0 | 0 | 0 | 0 | 0 | 0 | 0 | 0 | 1 | 1 | 1 | 1 |  | 1 | 1 | 1 | 2 | 1 | 1 | 1 | 1 | 1 | 2 | 3 | 1 | 1 | 1 | 1 | 4 | 2 | 3 | 1 | 1 | 0
SDGE | New Sub - Suncrest - Ocotillo (Proposed) | 500 | Solar |  |  | 0 | 0 | 0 | 0 | 0 | 0 | 0 | 0 | 0 | 1 | 1 | 1 | 1 |  | 2 | 1 | 1 | 1 | 1 | 2 | 5 | 1 | 1 | 1 | 2 | 2 | 1 | 2 | 1 | 4 | 1 | 3 | 1 | 1 | 0
PG&E FRESNO | New Sub - Westley - Quinto (Proposed) | 230 | Solar |  |  | 0 | 0 | 0 | 0 | 0 | 0 | 0 | 0 | 0 | 1 | 1 | 1 | 1 |  | 1 | 1 | N/A | N/A | N/A | 1 | N/A | N/A | N/A | N/A | N/A | N/A | N/A | 1 | 1 | 4 | 2 | 1 | 4+ | 1 | 1
PG&E GBA | Newark | 115 | Solar |  |  | 0 | 0 | 0 | 0 | 0 | 0 | 0 | 0 | 0 | 1 | 1 | 1 | 1 |  | 1 | 1 | 1 | 1 | 1 | 2 | 5 | 2 | 1 | 2 | 3 | 1 | 1 | 2 | 1 | 3 | 1 | 2 | 1 | 1 | 0
PG&E GBA | Newark | 230 | Solar |  |  | 0 | 0 | 0 | 0 | 0 | 0 | 0 | 0 | 0 | 1 | 1 | 1 | 1 | 4 | 1 | 1 | 1 | 1 | 1 | 2 | 5 | 2 | 1 | 2 | 3 | 1 | 1 | 2 | 1 | 3 | 1 | 2 | 1 | 1 | 0
PG&E GBA | Newark | 60 | Solar |  |  | 0 | 0 | 0 | 0 | 0 | 0 | 0 | 0 | 0 | 5 | 5 | 1 | 1 | 3 | 1 | 1 | 1 | 1 | 1 | 2 | 5 | 2 | 1 | 2 | 3 | 1 | 1 | 2 | 1 | 3 | 1 | 2 | 1 | 1 | 0
PG&E FRESNO | Newhall | 115 | Solar |  |  | 0 | 0 | 0 | 0 | 0 | 0 | 0 | 0 | 0 | 5 | 2 | 5 | 2 |  | 1 | 1 | 1 | 1 | 1 | 1 | 2 | 2 | 1 | 1 | 2 | 1 | 1 | 1 | 1 | 4 | 2 | 1 | 4+ | 1 | 1
PG&E KERN | Norco | 115 | Solar |  |  | 0 | 0 | 0 | 0 | 0 | 0 | 0 | 0 | 0 | 5 | 5 | 5 | 4 |  | 2 | 1 | 1 | 1 | 1 | 1 | 1 | 1 | 2 | 3 | 3 | 1 | 1 | 1 | 1 | 3 | 1 | 1 | 1 | 1 | 0
PG&E GBA | Nortech | 115 | Solar |  |  | 0 | 0 | 0 | 0 | 0 | 0 | 0 | 0 | 0 | 1 | 1 | 1 | 1 |  | 2 | 1 | N/A | N/A | N/A | 2 | N/A | N/A | N/A | N/A | N/A | N/A | N/A | 2 | 1 | 2 | 2 | 1 | 4+ | 1 | 1
SDGE | North City Metering | 138 | Solar |  |  | 0 | 0 | 0 | 0 | 0 | 0 | 0 | 0 | 0 | 1 | 1 | 1 | 1 |  | 2 | 1 | N/A | N/A | N/A | 2 | N/A | N/A | N/A | N/A | N/A | N/A | N/A | 2 | 1 | 2 | 1 | 3 | 1 | 1 | 0
PG&E GBA | North Dublin | 230 | Solar |  |  | 0 | 0 | 0 | 0 | 0 | 0 | 0 | 0 | 0 | 5 | 5 | 1 | 1 |  | 1 | 1 | N/A | N/A | N/A | 2 | N/A | N/A | N/A | N/A | N/A | N/A | N/A | 2 | 1 | 2 | 1 | 3 | 1 | 1 | 0
SDGE | North Gila | 500 | Solar |  |  | 1520 | 1180 | 2700 | 0 | 0 | 0 | 1520 | 1180 | 2700 | 1 | 1 | 1 | 1 |  | 1 | 3 | 5 | N/A | N/A | 2 | N/A | N/A | N/A | N/A | N/A | N/A | N/A | 2 | 2 | 4 | 2 | 3 | 5- | 1 | 1
SCE Metro | North of SONGS | 230 | Solar |  |  | 0 | 0 | 0 | 0 | 0 | 0 | 0 | 0 | 0 | 1 | 1 | 1 | 1 |  | 1 | 1 | N/A | N/A | N/A | 2 | N/A | N/A | N/A | N/A | N/A | N/A | N/A | 2 | 1 | 3 | 1 | 3 | 1 | 1 | 0
SCE Metro | North of SONGS | 500 | Solar |  |  | 0 | 0 | 0 | 0 | 0 | 0 | 0 | 0 | 0 | 1 | 1 | 1 | 1 |  | 1 | 1 | N/A | N/A | N/A | 2 | N/A | N/A | N/A | N/A | N/A | N/A | N/A | 2 | 1 | 3 | 1 | 3 | 1 | 1 | 0
PG&E NGBA | Notre Dame | 115 | Solar |  |  | 0 | 0 | 0 | 0 | 0 | 0 | 0 | 0 | 0 | 5 | 5 | 1 | 1 |  | 1 | 1 | N/A | N/A | N/A | 2 | N/A | N/A | N/A | N/A | N/A | N/A | N/A | 2 | 1 | 4 | 2 | 2 | 1+ | 1 | 1
PG&E GBA | Oakland C | 115 | Solar |  |  | 0 | 40 | 40 | 0 | 0 | 0 | 0 | 40 | 40 | 5 | 5 | 1 | 1 | 3 | 1 | 1 | N/A | N/A | N/A | 2 | N/A | N/A | N/A | N/A | N/A | N/A | N/A | 2 | 1 | 1 | 1 | 2 | 5- | 1 | 1
PG&E GBA | Oakland J | 115 | Solar |  |  | 0 | 50 | 50 | 0 | 0 | 0 | 0 | 50 | 50 | 5 | 5 | 1 | 1 |  | 1 | 2 | N/A | N/A | N/A | 2 | N/A | N/A | N/A | N/A | N/A | N/A | N/A | 2 | 1 | 2 | 1 | 1 | 5- | 1 | 1
PG&E GBA | Oakland L | 115 | Solar |  |  | 0 | 0 | 0 | 0 | 0 | 0 | 0 | 0 | 0 | 5 | 5 | 1 | 1 |  | 1 | 1 | N/A | N/A | N/A | 2 | N/A | N/A | N/A | N/A | N/A | N/A | N/A | 2 | 1 | 2 | 1 | 1 | 1 | 1 | 0
PG&E GBA | Oakland X | 115 | Solar |  |  | 0 | 70 | 70 | 0 | 0 | 0 | 0 | 70 | 70 | 5 | 5 | 1 | 1 |  | 1 | 2 | N/A | N/A | N/A | 2 | N/A | N/A | N/A | N/A | N/A | N/A | N/A | 2 | 1 | 2 | 1 | 2 | 5- | 1 | 1
SDGE | Ocean Ranch | 69 | Solar |  |  | 0 | 0 | 0 | 0 | 0 | 0 | 0 | 0 | 0 | 1 | 1 | 1 | 1 |  | 1 | 1 | N/A | N/A | N/A | 2 | N/A | N/A | N/A | N/A | N/A | N/A | N/A | 2 | 1 | 4 | 1 | 3 | 1 | 1 | 0
PG&E KERN | Oceano | 115 | Solar |  |  | 0 | 100 | 100 | 0 | 0 | 0 | 0 | 100 | 100 | 5 | 2 | 5 | 2 |  | 1 | 3 | 1 | 2 | 1 | 2 | 2 | 1 | 1 | 1 | 1 | 1 | 1 | 2 | 2 | 4 | 2 | 3 | 5- | 1 | 1
SDGE | Ocotillo Express | 500 | Solar |  |  | 0 | 0 | 0 | 0 | 0 | 0 | 0 | 0 | 0 | 1 | 1 | 1 | 1 |  | 1 | 1 | 1 | 1 | 1 | 2 | 1 | 1 | 1 | 1 | 2 | 1 | 1 | 2 | 1 | 4 | 2 | 3 | 1 | 1 | 0
PG&E KERN | Old River | 70 | Solar |  |  | 0 | 0 | 0 | 0 | 0 | 0 | 0 | 0 | 0 | 5 | 5 | 5 | 4 |  | 1 | 1 | N/A | N/A | N/A | 1 | N/A | N/A | N/A | N/A | N/A | N/A | N/A | 1 | 1 | 4 | 1 | 2 | 1 | 1 | 0
SDGE | Old Town | 230 | Solar |  |  | 0 | 0 | 0 | 0 | 0 | 0 | 0 | 0 | 0 | 1 | 1 | 1 | 1 |  | 1 | 1 | 1 | 3 | 1 | 2 | 1 | 1 | 1 | 3 | 3 | 1 | 1 | 2 | 1 | 3 | 1 | 2 | 1 | 1 | 0
SCE Metro | Olinda | 230 | Solar |  |  | 0 | 0 | 0 | 0 | 0 | 0 | 0 | 0 | 0 | 1 | 1 | 1 | 1 |  | 1 | 1 | 1 | 3 | 1 | 2 | 5 | 2 | 1 | 1 | 2 | 1 | 1 | 1 | 1 | 2 | 1 | 2 | 1 | 1 | 0
PG&E FRESNO | Olive | 115 | Solar |  |  | 0 | 0 | 0 | 0 | 0 | 0 | 0 | 0 | 0 | 5 | 5 | 5 | 4 | 3 | 1 | 1 | 1 | 1 | 1 | 1 | 2 | 1 | 1 | 1 | 2 | 1 | 1 | 1 | 1 | 4 | 1 | 1 | 1 | 1 | 0
PG&E NGBA | Olivehurst | 115 | Solar |  |  | 0 | 0 | 0 | 0 | 0 | 0 | 0 | 0 | 0 | 5 | 5 | 1 | 1 |  | 1 | 1 | 1 | 2 | 2 | 2 | 1 | 1 | 1 | 1 | 1 | 1 | 1 | 2 | 2 | 2 | 1 | 2 | 1 | 1 | 0
PG&E NGBA | Oregon Trail | 60 | Solar |  |  | 0 | 0 | 0 | 0 | 0 | 0 | 0 | 0 | 0 | 5 | 5 | 1 | 1 |  | 1 | 1 | N/A | N/A | N/A | 2 | N/A | N/A | N/A | N/A | N/A | N/A | N/A | 2 | 2 | 3 | 2 | 3 | 1+ | 1 | 1
SCE Northern | Ormond Beach | 230 | Solar |  |  | 0 | 0 | 0 | 0 | 0 | 0 | 0 | 0 | 0 | 5 | 2 | 4 | 2 |  | 1 | 1 | N/A | N/A | N/A | 1 | N/A | N/A | N/A | N/A | N/A | N/A | N/A | 2 | 1 | 1 | 1 | 1 | 1 | 1 | 0
PG&E FRESNO | Oro Loma | 115 | Solar |  |  | 110 | 0 | 110 | 0 | 0 | 0 | 110 | 0 | 110 | 5 | 2 | 5 | 2 |  | 1 | 3 | 1 | 1 | 1 | 1 | 1 | 1 | 1 | 1 | 1 | 1 | 1 | 1 | 1 | 4 | 2 | 1 | 3- | 1 | 1
PG&E FRESNO | Oro Loma | 70 | Solar |  |  | 0 | 0 | 0 | 0 | 0 | 0 | 0 | 0 | 0 | 5 | 2 | 5 | 2 |  | 1 | 1 | 1 | 1 | 1 | 1 | 1 | 1 | 1 | 1 | 1 | 1 | 1 | 1 | 1 | 4 | 2 | 1 | 1+ | 1 | 1
PG&E FRESNO | Orosi | 70 | Solar |  |  | 0 | 0 | 0 | 0 | 0 | 0 | 0 | 0 | 0 | 5 | 2 | 5 | 2 |  | 1 | 1 | N/A | N/A | N/A | 1 | N/A | N/A | N/A | N/A | N/A | N/A | N/A | 1 | 1 | 4 | 1 | 1 | 1+ | 1 | 1
SDGE | Otay | 69 | Solar |  |  | 0 | 0 | 0 | 0 | 0 | 0 | 0 | 0 | 0 | 1 | 1 | 1 | 1 |  | 1 | 3 | N/A | N/A | N/A | 2 | N/A | N/A | N/A | N/A | N/A | N/A | N/A | 2 | 1 | 1 | 1 | 1 | 1 | 1 | 0
SDGE | Otay Mesa | 230 | Solar |  |  | 0 | 0 | 0 | 0 | 0 | 0 | 0 | 0 | 0 | 1 | 1 | 1 | 1 |  | 1 | 2 | 1 | 3 | 1 | 2 | 5 | 1 | 4 | 4 | 5 | 1 | 1 | 2 | 1 | 1 | 1 | 3 | 1 | 1 | 0
PG&E FRESNO | Padre Flats SW STA | 230 | Solar |  |  | 370 | 0 | 370 | 0 | 0 | 0 | 370 | 0 | 370 | 5 | 2 | 5 | 2 |  | 1 | 1 | N/A | N/A | N/A | 1 | N/A | N/A | N/A | N/A | N/A | N/A | N/A | 1 | 1 | 4 | 2 | 1 | 5- | 1 | 1
EOP | Pahrump | 138 | Solar |  |  | 0 | 0 | 0 | 0 | 0 | 0 | 0 | 0 | 0 | 5 | 2 | 4 | 2 |  | 1 | 1 | 1 | N/A | N/A | 2 | N/A | N/A | N/A | N/A | N/A | N/A | N/A | 2 | 2 | 4 | 1 | 3 | 1 | 1 | 0
EOP | Pahrump | 230 | Solar |  |  | 0 | 0 | 0 | 0 | 0 | 0 | 0 | 0 | 0 | 5 | 2 | 4 | 2 |  | 1 | 1 | 1 | N/A | N/A | 2 | N/A | N/A | N/A | N/A | N/A | N/A | N/A | 2 | 2 | 4 | 1 | 3 | 1 | 1 | 0
SDGE | Pala | 69 | Solar |  |  | 0 | 0 | 0 | 0 | 0 | 0 | 0 | 0 | 0 | 1 | 1 | 1 | 1 |  | 1 | 1 | N/A | N/A | N/A | 2 | N/A | N/A | N/A | N/A | N/A | N/A | N/A | 2 | 1 | 1 | 1 | 3 | 1 | 1 | 0
PG&E NGBA | Palermo | 115 | Solar |  |  | 0 | 0 | 0 | 0 | 0 | 0 | 0 | 0 | 0 | 5 | 5 | 1 | 1 | 4 | 1 | 1 | 1 | 2 | 1 | 2 | 3 | 3 | 1 | 1 | 4 | 1 | 1 | 2 | 1 | 2 | 2 | 2 | 1 | 1 | 0
PG&E NGBA | Palermo | 230 | Solar |  |  | 0 | 0 | 0 | 0 | 0 | 0 | 0 | 0 | 0 | 5 | 5 | 1 | 1 |  | 1 | 1 | 1 | 2 | 1 | 2 | 3 | 3 | 1 | 1 | 4 | 1 | 1 | 2 | 1 | 2 | 2 | 2 | 1 | 1 | 0
SCE Eastern | Palo Verde | 500 | Solar |  |  | 0 | 0 | 0 | 0 | 0 | 0 | 0 | 0 | 0 | 5 | 4 | 4 | 2 |  | 1 | 1 | 1 | 1 | 1 | 2 | 1 | 1 | 1 | 1 | 1 | 1 | 1 | 2 | 1 | 4 | 2 | 3 | 1 | 1 | 0
SDGE | Palomar Energy | 230 | Solar |  |  | 0 | 0 | 0 | 0 | 0 | 0 | 0 | 0 | 0 | 1 | 1 | 1 | 1 |  | 1 | 1 | 1 | 4 | 1 | 2 | 2 | 1 | 1 | 1 | 2 | 1 | 1 | 2 | 1 | 2 | 1 | 3 | 1 | 1 | 0
PG&E KERN | Panama | 70 | Solar |  |  | 0 | 0 | 0 | 0 | 0 | 0 | 0 | 0 | 0 | 5 | 2 | 5 | 2 |  | 1 | 1 | N/A | N/A | N/A | 1 | N/A | N/A | N/A | N/A | N/A | N/A | N/A | 1 | 1 | 4 | 1 | 1 | 1 | 1 | 0
PG&E FRESNO | Panoche | 115 | Solar |  |  | 40 | 0 | 40 | 0 | 0 | 0 | 40 | 0 | 40 | 5 | 2 | 5 | 2 |  | 1 | 1 | 1 | 1 | 2 | 1 | 1 | 1 | 1 | 1 | 1 | 1 | 1 | 1 | 1 | 1 | 2 | 1 | 5- | 1 | 1
PG&E FRESNO | Panoche | 230 | Solar |  |  | 0 | 0 | 0 | 0 | 0 | 0 | 0 | 0 | 0 | 5 | 2 | 5 | 2 | 3 | 1 | 1 | 1 | 1 | 2 | 1 | 1 | 1 | 1 | 1 | 1 | 1 | 1 | 1 | 1 | 1 | 2 | 1 | 1 | 1 | 0
SCE Northern | Pardee | 230 | Solar |  |  | 192 | 0 | 192 | 0 | 0 | 0 | 192 | 0 | 192 | 5 | 2 | 4 | 2 |  | 1 | 1 | 1 | 3 | 1 | 2 | 5 | 1 | 1 | 1 | 2 | 1 | 1 | 1 | 1 | 3 | 1 | 3 | 5- | 1 | 1
PG&E NGBA | Parkway | 230 | Solar |  |  | 0 | 0 | 0 | 0 | 0 | 0 | 0 | 0 | 0 | 5 | 5 | 1 | 1 |  | 1 | 1 | N/A | N/A | N/A | 2 | N/A | N/A | N/A | N/A | N/A | N/A | N/A | 2 | 1 | 4 | 1 | 2 | 1 | 1 | 0
SCE Northern | Pastoria | 230 | Solar |  |  | 0 | 105 | 105 | 0 | 105 | 105 | 0 | 0 | 0 | 5 | 2 | 4 | 2 |  | 1 | 2 | 3 | 1 | 2 | 2 | 3 | 2 | 1 | 1 | 2 | 1 | 1 | 1 | 1 | 2 | 1 | 3 | 1 | 1 | 1
SCE Metro | Pauda | 230 | Solar |  |  | 0 | 0 | 0 | 0 | 0 | 0 | 0 | 0 | 0 | 1 | 1 | 1 | 1 |  | 1 | 1 | 1 | 4 | 1 | 2 | 5 | 1 | 1 | 1 | 1 | 1 | 1 | 1 | 1 | 2 | 1 | 2 | 1 | 1 | 0
PG&E GBA | Paul Sweet | 115 | Solar |  |  | 0 | 0 | 0 | 0 | 0 | 0 | 0 | 0 | 0 | 1 | 1 | 1 | 1 |  | 1 | 1 | N/A | N/A | N/A | 1 | N/A | N/A | N/A | N/A | N/A | N/A | N/A | 2 | 2 | 2 | 2 | 3 | 4+ | 1 | 1
PG&E NGBA | Peabody | 230 | Solar |  |  | 0 | 0 | 0 | 0 | 0 | 0 | 0 | 0 | 0 | 5 | 5 | 1 | 1 |  | 1 | 1 | 1 | 1 | 1 | 2 | 3 | 1 | 1 | 1 | 2 | 1 | 1 | 2 | 1 | 2 | 1 | 2 | 1 | 1 | 0
PG&E NGBA | Pease | 115 | Solar |  |  | 0 | 0 | 0 | 0 | 0 | 0 | 0 | 0 | 0 | 5 | 5 | 1 | 1 |  | 1 | 1 | 1 | 2 | 1 | 2 | 1 | 1 | 1 | 1 | 2 | 1 | 1 | 2 | 2 | 2 | 1 | 2 | 1 | 1 | 0
PG&E NGBA | Pease | 60 | Solar |  |  | 0 | 0 | 0 | 0 | 0 | 0 | 0 | 0 | 0 | 5 | 5 | 1 | 1 |  | 1 | 1 | 1 | 2 | 1 | 2 | 1 | 1 | 1 | 1 | 2 | 1 | 1 | 2 | 2 | 2 | 1 | 2 | 1 | 1 | 0
SDGE | Penasquitos | 138 | Solar |  |  | 0 | 0 | 0 | 0 | 0 | 0 | 0 | 0 | 0 | 1 | 1 | 1 | 1 |  | 1 | 1 | 1 | 2 | 1 | 2 | 1 | 1 | 2 | 2 | 3 | 1 | 1 | 2 | 1 | 2 | 1 | 3 | 1 | 1 | 0
SDGE | Penasquitos | 230 | Solar |  |  | 0 | 0 | 0 | 0 | 0 | 0 | 0 | 0 | 0 | 1 | 1 | 1 | 1 |  | 1 | 1 | 1 | 2 | 1 | 2 | 1 | 1 | 2 | 2 | 3 | 1 | 1 | 2 | 1 | 2 | 1 | 3 | 1 | 1 | 0
SDGE | Penasquitos | 69 | Solar |  |  | 0 | 0 | 0 | 0 | 0 | 0 | 0 | 0 | 0 | 1 | 1 | 1 | 1 |  | 4 | 1 | 1 | 2 | 1 | 2 | 1 | 1 | 2 | 2 | 3 | 1 | 1 | 2 | 1 | 2 | 1 | 3 | 1 | 1 | 0
SDGE | Pendleton | 69 | Solar |  |  | 0 | 0 | 0 | 0 | 0 | 0 | 0 | 0 | 0 | 1 | 1 | 1 | 1 |  | 1 | 4 | N/A | N/A | N/A | 2 | N/A | N/A | N/A | N/A | N/A | N/A | N/A | 2 | 1 | 4 | 1 | 3 | 1 | 1 | 0
PG&E NGBA | Penngrove | 115 | Solar |  |  | 0 | 0 | 0 | 0 | 0 | 0 | 0 | 0 | 0 | 5 | 5 | 1 | 1 |  | 1 | 1 | 1 | 2 | 1 | 2 | 3 | 2 | 1 | 2 | 3 | 1 | 1 | 2 | 1 | 3 | 2 | 2 | 4+ | 1 | 1
PG&E GBA | Peoria | 115 | Solar |  |  | 0 | 0 | 0 | 0 | 0 | 0 | 0 | 0 | 0 | 1 | 1 | 1 | 1 |  | 2 | 1 | 1 | 1 | 1 | 2 | 5 | 2 | 1 | 1 | 3 | 2 | 1 | 2 | 1 | 4 | 1 | 3 | 1 | 1 | 0
PG&E GBA | Piercy | 115 | Solar |  |  | 0 | 0 | 0 | 0 | 0 | 0 | 0 | 0 | 0 | 1 | 1 | 1 | 1 |  | 1 | 1 | N/A | N/A | N/A | 2 | N/A | N/A | N/A | N/A | N/A | N/A | N/A | 2 | 1 | 2 | 2 | 2 | 1+ | 1 | 1
PG&E FRESNO | Pine Flat | 230 | Solar |  |  | 0 | 0 | 0 | 0 | 0 | 0 | 0 | 0 | 0 | 5 | 5 | 5 | 2 |  | 1 | 1 | N/A | N/A | N/A | 1 | N/A | N/A | N/A | N/A | N/A | N/A | N/A | 1 | 1 | 4 | 2 | 3 | 1 | 1 | 0
SCE NOL | Pisgah | 230 | Solar |  |  | 0 | 0 | 0 | 0 | 0 | 0 | 0 | 0 | 0 | 1 | 1 | 1 | 1 | 4 | 1 | 1 | 1 | 1 | 1 | 2 | 1 | 2 | 3 | 3 | 3 | 2 | 1 | 2 | 1 | 4 | 1 | 1 | 2+ | 1 | 1
PG&E NGBA | Pit 1 | 230 | Solar |  |  | 0 | 0 | 0 | 0 | 0 | 0 | 0 | 0 | 0 | 5 | 5 | 3 | 2 |  | 1 | 1 | 1 | 1 | 1 | 2 | 1 | 1 | 1 | 1 | 2 | 1 | 1 | 2 | 2 | 4 | 2 | 3 | 1 | 1 | 0
PG&E NGBA | Pit 1 | 60 | Solar |  |  | 0 | 0 | 0 | 0 | 0 | 0 | 0 | 0 | 0 | 5 | 5 | 3 | 2 |  | 1 | 1 | 1 | 1 | 1 | 2 | 1 | 1 | 1 | 1 | 2 | 1 | 1 | 2 | 2 | 4 | 2 | 3 | 1 | 1 | 0
PG&E NGBA | Pit 3 | 230 | Solar |  |  | 0 | 0 | 0 | 0 | 0 | 0 | 0 | 0 | 0 | 5 | 5 | 3 | 2 |  | 1 | 1 | N/A | N/A | N/A | 2 | N/A | N/A | N/A | N/A | N/A | N/A | N/A | 2 | 2 | 4 | 2 | 3 | 1 | 1 | 0
PG&E NGBA | Pit 4 | 230 | Solar |  |  | 0 | 0 | 0 | 0 | 0 | 0 | 0 | 0 | 0 | 5 | 5 | 1 | 1 |  | 1 | 1 | N/A | N/A | N/A | 2 | N/A | N/A | N/A | N/A | N/A | N/A | N/A | 2 | 2 | 4 | 2 | 3 | 1 | 1 | 0
PG&E GBA | Pittsburg | 115 | Solar |  |  | 0 | 0 | 0 | 0 | 0 | 0 | 0 | 0 | 0 | 5 | 5 | 1 | 1 | 4 | 1 | 1 | 1 | 1 | 1 | 2 | 3 | 1 | 1 | 1 | 2 | 1 | 1 | 2 | 1 | 2 | 1 | 1 | 1 | 1 | 0
PG&E GBA | Pittsburg | 230 | Solar |  |  | 0 | 0 | 0 | 0 | 0 | 0 | 0 | 0 | 0 | 5 | 5 | 1 | 1 | 4 | 1 | 1 | 1 | 1 | 1 | 2 | 3 | 1 | 1 | 1 | 2 | 1 | 1 | 2 | 1 | 2 | 1 | 1 | 1 | 1 | 0
PG&E NGBA | Pleasant Grove | 115 | Solar |  |  | 0 | 0 | 0 | 0 | 0 | 0 | 0 | 0 | 0 | 5 | 5 | 1 | 1 |  | 1 | 1 | 1 | 4 | 1 | 2 | 2 | 1 | 1 | 1 | 1 | 1 | 1 | 2 | 1 | 2 | 2 | 3 | 1 | 1 | 0
PG&E NGBA | POE | 230 | Solar |  |  | 0 | 0 | 0 | 0 | 0 | 0 | 0 | 0 | 0 | 5 | 5 | 1 | 1 |  | 1 | 1 | N/A | N/A | N/A | 2 | N/A | N/A | N/A | N/A | N/A | N/A | N/A | 2 | 1 | 4 | 2 | 3 | 1 | 1 | 0
SDGE | Point Loma | 69 | Solar |  |  | 0 | 0 | 0 | 0 | 0 | 0 | 0 | 0 | 0 | 1 | 1 | 1 | 1 |  | 1 | 1 | N/A | N/A | N/A | 2 | N/A | N/A | N/A | N/A | N/A | N/A | N/A | 2 | 1 | 3 | 1 | 2 | 1 | 1 | 0
SDGE | Pomerado | 69 | Solar |  |  | 0 | 0 | 0 | 0 | 0 | 0 | 0 | 0 | 0 | 1 | 1 | 1 | 1 |  | 1 | 5 | N/A | N/A | N/A | 2 | N/A | N/A | N/A | N/A | N/A | N/A | N/A | 2 | 1 | 3 | 1 | 3 | 1 | 1 | 0
PG&E KERN | Poso Mountain | 115 | Solar |  |  | 100 | 150 | 250 | 0 | 0 | 0 | 100 | 150 | 250 | 5 | 5 | 5 | 4 |  | 1 | 4 | 1 | 1 | 1 | 1 | 3 | 3 | 1 | 1 | 3 | 1 | 1 | 1 | 1 | 3 | 1 | 2 | 5- | 1 | 1
EOP | Primm | 230 | Solar |  |  | 0 | 0 | 0 | 0 | 0 | 0 | 0 | 0 | 0 | 5 | 2 | 4 | 2 |  | 1 | 1 | 1 | N/A | N/A | 2 | N/A | N/A | N/A | N/A | N/A | N/A | N/A | 2 | 2 | 4 | 1 | 2 | 1 | 1 | 0
PG&E NGBA | Putah Creek | 115 | Solar |  |  | 0 | 0 | 0 | 0 | 0 | 0 | 0 | 0 | 0 | 5 | 5 | 1 | 1 |  | 1 | 1 | 1 | 1 | 1 | 2 | 3 | 2 | 1 | 1 | 2 | 1 | 1 | 2 | 1 | 3 | 2 | 3 | 1 | 1 | 0
SDGE | Q1806 | 138 | Solar |  |  | 0 | 0 | 0 | 0 | 0 | 0 | 0 | 0 | 0 | 1 | 1 | 1 | 1 |  | 1 | 1 | N/A | N/A | N/A | 2 | N/A | N/A | N/A | N/A | N/A | N/A | N/A | 1 | 1 | 2 | 1 | 3 | 1 | 1 | 0
PG&E FRESNO | Quinto | 230 | Solar |  |  | 370 | 0 | 370 | 0 | 0 | 0 | 370 | 0 | 370 | 5 | 2 | 5 | 2 |  | 1 | 1 | 2 | 1 | 1 | 1 | 2 | 2 | 1 | 1 | 2 | 1 | 1 | 1 | 1 | 4 | 2 | 1 | 5- | 1 | 1
PG&E GBA | Race Track | 115 | Solar |  |  | 0 | 0 | 0 | 0 | 0 | 0 | 0 | 0 | 0 | 1 | 1 | 1 | 1 |  | 1 | 1 | N/A | N/A | N/A | 2 | N/A | N/A | N/A | N/A | N/A | N/A | N/A | 2 | 1 | 4 | 1 | 3 | 1 | 1 | 0
SDGE | Rancho Mission Viejo | 138 | Solar |  |  | 0 | 0 | 0 | 0 | 0 | 0 | 0 | 0 | 0 | 1 | 1 | 1 | 1 |  | 1 | 1 | N/A | N/A | N/A | 2 | N/A | N/A | N/A | N/A | N/A | N/A | N/A | 1 | 1 | 2 | 1 | 3 | 1 | 1 | 0
PG&E GBA | Rancho Seco | 230 | Solar |  |  | 0 | 0 | 0 | 0 | 0 | 0 | 0 | 0 | 0 | 1 | 1 | 1 | 1 |  | 1 | 1 | N/A | N/A | N/A | 1 | N/A | N/A | N/A | N/A | N/A | N/A | N/A | 2 | 1 | 1 | 2 | 3 | 1 | 1 | 0
SCE Metro | Rancho Vista | 230 | Solar |  |  | 0 | 0 | 0 | 0 | 0 | 0 | 0 | 0 | 0 | 1 | 1 | 1 | 1 |  | 1 | 1 | 1 | 4 | 1 | 2 | 5 | 1 | 1 | 1 | 1 | 1 | 1 | 1 | 1 | 1 | 1 | 1 | 1 | 1 | 0
SCE Metro | Rancho Vista | 500 | Solar |  |  | 0 | 0 | 0 | 0 | 0 | 0 | 0 | 0 | 0 | 1 | 1 | 1 | 1 |  | 1 | 1 | 1 | 4 | 1 | 2 | 5 | 1 | 1 | 1 | 1 | 1 | 1 | 1 | 1 | 1 | 1 | 1 | 1 | 1 | 0
SCE NOL | Ransburg | 115 | Solar |  |  | 0 | 0 | 0 | 0 | 0 | 0 | 0 | 0 | 0 | 3 | 3 | 1 | 1 |  | 1 | 1 | 1 | 2 | 1 | 2 | 1 | 1 | 1 | 1 | 1 | 1 | 1 | 2 | 1 | 4 | 1 | 1 | 1 | 1 | 0
PG&E GBA | Ravenswood | 115 | Solar |  |  | 0 | 0 | 0 | 0 | 0 | 0 | 0 | 0 | 0 | 5 | 5 | 1 | 1 |  | 1 | 1 | N/A | N/A | N/A | 2 | N/A | N/A | N/A | N/A | N/A | N/A | N/A | 2 | 1 | 2 | 1 | 2 | 1 | 1 | 0
PG&E GBA | Ravenswood | 230 | Solar |  |  | 50 | 100 | 150 | 0 | 0 | 0 | 50 | 100 | 150 | 5 | 5 | 1 | 1 |  | 1 | 2 | N/A | N/A | N/A | 2 | N/A | N/A | N/A | N/A | N/A | N/A | N/A | 2 | 1 | 2 | 1 | 2 | 5- | 1 | 1
SCE Northern | Rector | 230 | Solar |  |  | 170 | 0 | 170 | 0 | 0 | 0 | 170 | 0 | 170 | 1 | 1 | 1 | 1 |  | 1 | 2 | 1 | 3 | 2 | 1 | 1 | 1 | 1 | 1 | 1 | 1 | 1 | 1 | 1 | 2 | 1 | 2 | 2- | 1 | 1
SCE Eastern | Red Bluff | 230 | Solar |  |  | 0 | 0 | 0 | 0 | 0 | 0 | 0 | 0 | 0 | 4 | 4 | 1 | 1 | 1 | 1 | 1 | 1 | 1 | 1 | 2 | 1 | 1 | 1 | 1 | 1 | 1 | 1 | 2 | 2 | 4 | 1 | 3 | 4+ | 1 | 1
SCE Eastern | Red Bluff | 500 | Solar |  |  | 175 | 0 | 175 | 175 | 0 | 175 | 0 | 0 | 0 | 4 | 4 | 1 | 1 | 5 | 1 | 2 | 1 | 1 | 1 | 2 | 1 | 1 | 1 | 1 | 1 | 1 | 1 | 2 | 2 | 4 | 1 | 3 | 4+ | 1 | 1
PG&E NGBA | Redbud | 115 | Solar |  |  | 0 | 0 | 0 | 0 | 0 | 0 | 0 | 0 | 0 | 5 | 5 | 1 | 1 |  | 1 | 1 | N/A | N/A | N/A | 2 | N/A | N/A | N/A | N/A | N/A | N/A | N/A | 2 | 2 | 4 | 2 | 3 | 1 | 1 | 0
SCE Metro | Redondo | 230 | Solar |  |  | 0 | 0 | 0 | 0 | 0 | 0 | 0 | 0 | 0 | 1 | 1 | 1 | 1 |  | 1 | 1 | 1 | 3 | 1 | 2 | 1 | 1 | 1 | 3 | 3 | 1 | 1 | 1 | 1 | 2 | 1 | 2 | 1 | 1 | 0
PG&E FRESNO | Reedley | 115 | Solar |  |  | 0 | 0 | 0 | 0 | 0 | 0 | 0 | 0 | 0 | 5 | 5 | 5 | 4 |  | 1 | 1 | 1 | 2 | 1 | 1 | 1 | 1 | 1 | 1 | 1 | 1 | 1 | 1 | 1 | 4 | 2 | 1 | 1 | 1 | 0
PG&E KERN | Renfro | 115 | Solar |  |  | 100 | 0 | 100 | 0 | 0 | 0 | 100 | 0 | 100 | 5 | 2 | 5 | 2 |  | 1 | 3 | 1 | 2 | 2 | 1 | 1 | 1 | 1 | 1 | 1 | 1 | 1 | 1 | 1 | 2 | 1 | 2 | 5- | 1 | 1
PG&E GBA | Richmond R | 115 | Solar |  |  | 0 | 0 | 0 | 0 | 0 | 0 | 0 | 0 | 0 | 5 | 5 | 1 | 1 |  | 1 | 1 | 1 | 1 | 1 | 2 | 3 | 1 | 1 | 1 | 2 | 1 | 1 | 2 | 1 | 2 | 1 | 2 | 1 | 1 | 0
PG&E NGBA | Rincon | 115 | Solar |  |  | 0 | 0 | 0 | 0 | 0 | 0 | 0 | 0 | 0 | 5 | 5 | 1 | 1 |  | 1 | 1 | N/A | N/A | N/A | 2 | N/A | N/A | N/A | N/A | N/A | N/A | N/A | 2 | 1 | 3 | 2 | 2 | 1 | 1 | 0
PG&E KERN | Rio Bravo | 115 | Solar |  |  | 100 | 0 | 100 | 0 | 0 | 0 | 100 | 0 | 100 | 5 | 2 | 5 | 2 | 4 | 1 | 3 | 1 | 2 | 2 | 1 | 1 | 1 | 1 | 1 | 1 | 1 | 1 | 1 | 1 | 2 | 1 | 1 | 5- | 1 | 1
SCE Metro | Rio Hondo | 230 | Solar |  |  | 0 | 0 | 0 | 0 | 0 | 0 | 0 | 0 | 0 | 1 | 1 | 1 | 1 | 1 | 1 | 1 | 1 | 1 | 1 | 2 | 5 | 1 | 1 | 3 | 3 | 3 | 1 | 1 | 1 | 4 | 1 | 1 | 1 | 1 | 0
PG&E NGBA | Rio Oso | 115 | Solar |  |  | 0 | 0 | 0 | 0 | 0 | 0 | 0 | 0 | 0 | 5 | 5 | 1 | 1 |  | 1 | 1 | 1 | 1 | 1 | 2 | 1 | 1 | 1 | 1 | 2 | 1 | 1 | 2 | 1 | 4 | 1 | 3 | 1 | 1 | 0
PG&E NGBA | Rio Oso | 230 | Solar |  |  | 0 | 0 | 0 | 0 | 0 | 0 | 0 | 0 | 0 | 5 | 5 | 1 | 1 |  | 1 | 1 | 1 | 1 | 1 | 2 | 1 | 1 | 1 | 1 | 2 | 1 | 1 | 2 | 1 | 4 | 1 | 3 | 1+ | 1 | 1
PG&E GBA | Ripon | 115 | Solar |  |  | 0 | 0 | 0 | 0 | 0 | 0 | 0 | 0 | 0 | 1 | 1 | 1 | 1 | 3 | 1 | 2 | 1 | 2 | 2 | 1 | 1 | 1 | 1 | 1 | 1 | 1 | 1 | 1 | 1 | 2 | 2 | 2 | 1 | 1 | 0
PG&E GBA | Riverbank | 115 | Solar |  |  | 0 | 0 | 0 | 0 | 0 | 0 | 0 | 0 | 0 | 1 | 1 | 1 | 1 |  | 1 | 1 | 1 | 2 | 1 | 1 | 2 | 2 | 1 | 1 | 2 | 1 | 1 | 1 | 1 | 3 | 2 | 2 | 1 | 1 | 0
SCE NOL | Roadway | 115 | Solar |  |  | 0 | 0 | 0 | 0 | 0 | 0 | 0 | 0 | 0 | 1 | 1 | 1 | 1 | 3 | 1 | 1 | 1 | 4 | 1 | 2 | 1 | 1 | 1 | 1 | 2 | 1 | 1 | 2 | 1 | 2 | 1 | 1 | 4+ | 1 | 1
PG&E NGBA | Rock Creek 1 | 230 | Solar |  |  | 0 | 397.5 | 397.5 | 0 | 0 | 0 | 0 | 397.5 | 397.5 | 5 | 5 | 1 | 1 |  | 1 | 1 | N/A | N/A | N/A | 2 | N/A | N/A | N/A | N/A | N/A | N/A | N/A | 2 | 2 | 4 | 1 | 3 | 5- | 1 | 1
SCE Northern | Rosamond | 66 | Solar |  |  | 0 | 0 | 0 | 0 | 0 | 0 | 0 | 0 | 0 | 1 | 1 | 1 | 1 |  | 1 | 1 | N/A | N/A | N/A | 2 | N/A | N/A | N/A | N/A | N/A | N/A | N/A | 2 | 1 | 4 | 1 | 3 | 1 | 1 | 0
PG&E GBA | Rossmoor | 230 | Solar |  |  | 0 | 0 | 0 | 0 | 0 | 0 | 0 | 0 | 0 | 5 | 5 | 1 | 1 |  | 1 | 1 | N/A | N/A | N/A | 2 | N/A | N/A | N/A | N/A | N/A | N/A | N/A | 2 | 1 | 4 | 1 | 3 | 1 | 1 | 0
PG&E NGBA | Round Mountain | 230 | Solar |  |  | 0 | 0 | 0 | 0 | 0 | 0 | 0 | 0 | 0 | 5 | 5 | 1 | 1 |  | 1 | 1 | 1 | 1 | 1 | 2 | 5 | 3 | 1 | 1 | 3 | 1 | 1 | 2 | 2 | 4 | 2 | 3 | 1 | 1 | 0
PG&E NGBA | Round Mountain | 500 | Solar |  |  | 0 | 0 | 0 | 0 | 0 | 0 | 0 | 0 | 0 | 5 | 5 | 1 | 1 |  | 1 | 1 | 1 | 1 | 1 | 2 | 5 | 3 | 1 | 1 | 3 | 1 | 1 | 2 | 2 | 4 | 2 | 3 | 1 | 1 | 0
PG&E GBA | Salado | 115 | Solar |  |  | 0 | 0 | 0 | 0 | 0 | 0 | 0 | 0 | 0 | 1 | 1 | 1 | 1 |  | 1 | 1 | N/A | N/A | N/A | 1 | N/A | N/A | N/A | N/A | N/A | N/A | N/A | 1 | 1 | 4 | 2 | 1 | 1+ | 1 | 1
PG&E GBA | Salado | 60 | Solar |  |  | 0 | 0 | 0 | 0 | 0 | 0 | 0 | 0 | 0 | 1 | 1 | 1 | 1 |  | 1 | 1 | N/A | N/A | N/A | 1 | N/A | N/A | N/A | N/A | N/A | N/A | N/A | 1 | 1 | 4 | 2 | 1 | 1 | 1 | 0
PG&E GBA | Salinas | 115 | Solar |  |  | 0 | 0 | 0 | 0 | 0 | 0 | 0 | 0 | 0 | 1 | 1 | 1 | 1 |  | 1 | 1 | N/A | N/A | N/A | 1 | N/A | N/A | N/A | N/A | N/A | N/A | N/A | 2 | 2 | 3 | 2 | 2 | 4+ | 1 | 1
SDGE | Salt Creek | 69 | Solar |  |  | 0 | 0 | 0 | 0 | 0 | 0 | 0 | 0 | 0 | 1 | 1 | 1 | 1 |  | 1 | 1 | N/A | N/A | N/A | 2 | N/A | N/A | N/A | N/A | N/A | N/A | N/A | 2 | 1 | 3 | 1 | 2 | 1 | 1 | 0
SCE Eastern | San Bernardino | 230 | Solar |  |  | 0 | 0 | 0 | 0 | 0 | 0 | 0 | 0 | 0 | 1 | 1 | 1 | 1 |  | 1 | 1 | 1 | 3 | 1 | 2 | 5 | 1 | 1 | 2 | 3 | 1 | 1 | 1 | 1 | 2 | 1 | 2 | 1+ | 1 | 1
PG&E GBA | SAN FRAN A (POTRERO PP) | 115 | Solar |  |  | 100 | 0 | 100 | 0 | 0 | 0 | 100 | 0 | 100 | 5 | 5 | 1 | 1 |  | 1 | 3 | N/A | N/A | N/A | 2 | N/A | N/A | N/A | N/A | N/A | N/A | N/A | 2 | 1 | 2 | 1 | 2 | 5- | 1 | 1
PG&E GBA | SAN FRAN A (POTRERO PP) | 230 | Solar |  |  | 0 | 0 | 0 | 0 | 0 | 0 | 0 | 0 | 0 | 5 | 5 | 1 | 1 |  | 1 | 1 | N/A | N/A | N/A | 2 | N/A | N/A | N/A | N/A | N/A | N/A | N/A | 2 | 1 | 2 | 1 | 2 | 1 | 1 | 0
PG&E GBA | San Jose A | 115 | Solar |  |  | 0 | 0 | 0 | 0 | 0 | 0 | 0 | 0 | 0 | 1 | 1 | 1 | 1 |  | 1 | 1 | N/A | N/A | N/A | 2 | N/A | N/A | N/A | N/A | N/A | N/A | N/A | 2 | 1 | 2 | 2 | 2 | 1 | 1 | 0
PG&E GBA | San Jose B | 115 | Solar |  |  | 0 | 0 | 0 | 0 | 0 | 0 | 0 | 0 | 0 | 1 | 1 | 1 | 1 |  | 1 | 1 | N/A | N/A | N/A | 2 | N/A | N/A | N/A | N/A | N/A | N/A | N/A | 2 | 1 | 3 | 2 | 2 | 1 | 1 | 0
PG&E GBA | San Leandro U | 115 | Solar |  |  | 70 | 0 | 70 | 0 | 0 | 0 | 70 | 0 | 70 | 5 | 5 | 1 | 1 |  | 1 | 2 | N/A | N/A | N/A | 2 | N/A | N/A | N/A | N/A | N/A | N/A | N/A | 2 | 1 | 3 | 1 | 2 | 5- | 1 | 1
PG&E KERN | San Luis Obispo | 115 | Solar |  |  | 0 | 0 | 0 | 0 | 0 | 0 | 0 | 0 | 0 | 5 | 2 | 5 | 2 |  | 1 | 1 | 1 | 1 | 1 | 2 | 5 | 1 | 1 | 2 | 2 | 1 | 1 | 2 | 2 | 4 | 2 | 3 | 1 | 1 | 0
PG&E KERN | San Luis Obispo | 70 | Solar |  |  | 0 | 0 | 0 | 0 | 0 | 0 | 0 | 0 | 0 | 5 | 2 | 5 | 2 |  | 1 | 1 | 1 | 1 | 1 | 2 | 5 | 1 | 1 | 2 | 2 | 1 | 1 | 2 | 2 | 4 | 2 | 3 | 1 | 1 | 0
SDGE | San Luis Rey | 230 | Solar |  |  | 0 | 0 | 0 | 0 | 0 | 0 | 0 | 0 | 0 | 1 | 1 | 1 | 1 |  | 1 | 1 | 1 | 4 | 1 | 2 | 1 | 2 | 1 | 2 | 3 | 1 | 1 | 2 | 1 | 4 | 1 | 3 | 1 | 1 | 0
SDGE | San Luis Rey | 69 | Solar |  |  | 0 | 0 | 0 | 0 | 0 | 0 | 0 | 0 | 0 | 1 | 1 | 1 | 1 |  | 1 | 1 | 1 | 4 | 1 | 2 | 1 | 2 | 1 | 2 | 3 | 1 | 1 | 2 | 1 | 4 | 1 | 3 | 1 | 1 | 0
SDGE | San Marcos | 69 | Solar |  |  | 0 | 0 | 0 | 0 | 0 | 0 | 0 | 0 | 0 | 1 | 1 | 1 | 1 |  | 1 | 1 | N/A | N/A | N/A | 2 | N/A | N/A | N/A | N/A | N/A | N/A | N/A | 2 | 1 | 2 | 1 | 3 | 1 | 1 | 0
SCE Metro | San Onofre | 230 | Solar |  |  | 0 | 0 | 0 | 0 | 0 | 0 | 0 | 0 | 0 | 1 | 1 | 1 | 1 |  | 1 | 1 | 1 | 1 | 1 | 2 | 5 | 1 | 3 | 3 | 3 | 3 | 1 | 2 | 1 | 4 | 1 | 3 | 1 | 1 | 0
PG&E GBA | San Pablo | 115 | Solar |  |  | 0 | 40 | 40 | 0 | 0 | 0 | 0 | 40 | 40 | 5 | 5 | 1 | 1 |  | 1 | 1 | N/A | N/A | N/A | 2 | N/A | N/A | N/A | N/A | N/A | N/A | N/A | 2 | 1 | 2 | 1 | 1 | 5- | 1 | 1
PG&E GBA | San Ramon | 230 | Solar |  |  | 0 | 0 | 0 | 0 | 0 | 0 | 0 | 0 | 0 | 5 | 5 | 1 | 1 |  | 1 | 1 | N/A | N/A | N/A | 2 | N/A | N/A | N/A | N/A | N/A | N/A | N/A | 2 | 1 | 2 | 1 | 3 | 1 | 1 | 0
SDGE | San Ysidro | 69 | Solar |  |  | 0 | 0 | 0 | 0 | 0 | 0 | 0 | 0 | 0 | 1 | 1 | 1 | 1 |  | 1 | 1 | N/A | N/A | N/A | 2 | N/A | N/A | N/A | N/A | N/A | N/A | N/A | 2 | 1 | 2 | 1 | 2 | 1 | 1 | 0
SCE NOL | Sandlot | 230 | Solar |  |  | 0 | 0 | 0 | 0 | 0 | 0 | 0 | 0 | 0 | 3 | 3 | 1 | 1 |  | 1 | 1 | N/A | N/A | N/A | 2 | N/A | N/A | N/A | N/A | N/A | N/A | N/A | 2 | 1 | 4 | 1 | 2 | 1 | 1 | 0
EOP | Sandy | 138 | Solar |  |  | 0 | 0 | 0 | 0 | 0 | 0 | 0 | 0 | 0 | 5 | 2 | 4 | 2 |  | 1 | 1 | 1 | N/A | N/A | 2 | N/A | N/A | N/A | N/A | N/A | N/A | N/A | 2 | 2 | 4 | 1 | 3 | 1 | 1 | 0
PG&E FRESNO | Sanger | 115 | Solar |  |  | 0 | 0 | 0 | 0 | 0 | 0 | 0 | 0 | 0 | 5 | 5 | 5 | 4 | 3 | 1 | 1 | 1 | 3 | 2 | 1 | 1 | 1 | 1 | 1 | 1 | 1 | 1 | 1 | 1 | 2 | 2 | 2 | 1 | 1 | 0
SCE Northern | Santa Clara | 230 | Solar |  |  | 0 | 0 | 0 | 0 | 0 | 0 | 0 | 0 | 0 | 5 | 2 | 4 | 2 |  | 1 | 1 | 1 | 2 | 1 | 2 | 1 | 1 | 1 | 1 | 1 | 1 | 1 | 2 | 1 | 3 | 1 | 2 | 1 | 1 | 0
PG&E NGBA | Santa Rosa A | 115 | Solar |  |  | 0 | 0 | 0 | 0 | 0 | 0 | 0 | 0 | 0 | 5 | 5 | 1 | 1 |  | 1 | 1 | N/A | N/A | N/A | 2 | N/A | N/A | N/A | N/A | N/A | N/A | N/A | 2 | 1 | 3 | 2 | 2 | 1 | 1 | 0
PG&E GBA | Santa Teresa | 115 | Solar |  |  | 0 | 0 | 0 | 0 | 0 | 0 | 0 | 0 | 0 | 1 | 1 | 1 | 1 | 3 | 1 | 1 | N/A | N/A | N/A | 2 | N/A | N/A | N/A | N/A | N/A | N/A | N/A | 2 | 1 | 2 | 2 | 2 | 1 | 1 | 0
SDGE | Santee | 138 | Solar |  |  | 0 | 0 | 0 | 0 | 0 | 0 | 0 | 0 | 0 | 1 | 1 | 1 | 1 |  | 1 | 1 | N/A | N/A | N/A | 2 | N/A | N/A | N/A | N/A | N/A | N/A | N/A | 2 | 1 | 2 | 1 | 2 | 1 | 1 | 0
SCE Metro | Santiago | 230 | Solar |  |  | 0 | 0 | 0 | 0 | 0 | 0 | 0 | 0 | 0 | 1 | 1 | 1 | 1 |  | 1 | 1 | 1 | 4 | 1 | 2 | 5 | 1 | 1 | 2 | 3 | 1 | 1 | 1 | 1 | 2 | 1 | 2 | 1 | 1 | 0
PG&E GBA | Saratoga | 230 | Solar |  |  | 0 | 0 | 0 | 0 | 0 | 0 | 0 | 0 | 0 | 1 | 1 | 1 | 1 |  | 1 | 1 | N/A | N/A | N/A | 2 | N/A | N/A | N/A | N/A | N/A | N/A | N/A | 2 | 1 | 4 | 2 | 3 | 1 | 1 | 0
SCE Northern | Saugus | 230 | Solar |  |  | 0 | 0 | 0 | 0 | 0 | 0 | 0 | 0 | 0 | 5 | 2 | 4 | 2 |  | 1 | 1 | 1 | 3 | 1 | 2 | 5 | 1 | 1 | 1 | 2 | 1 | 1 | 1 | 1 | 3 | 1 | 3 | 1 | 1 | 0
PG&E FRESNO | Schindler | 115 | Solar |  |  | 110 | 0 | 110 | 0 | 0 | 0 | 110 | 0 | 110 | 5 | 2 | 5 | 2 | 3 | 1 | 3 | 1 | 1 | 1 | 1 | 1 | 1 | 1 | 1 | 1 | 1 | 1 | 1 | 1 | 4 | 2 | 1 | 5- | 1 | 1
PG&E FRESNO | Schindler | 70 | Solar |  |  | 0 | 0 | 0 | 0 | 0 | 0 | 0 | 0 | 0 | 5 | 2 | 5 | 2 |  | 1 | 1 | 1 | 1 | 1 | 1 | 1 | 1 | 1 | 1 | 1 | 1 | 1 | 1 | 1 | 4 | 2 | 1 | 1 | 1 | 0
PG&E GBA | Schulte | 115 | Solar |  |  | 40 | 0 | 40 | 0 | 0 | 0 | 40 | 0 | 40 | 1 | 1 | 1 | 1 | 3 | 1 | 2 | 2 | 2 | 1 | 1 | 5 | 1 | 1 | 1 | 1 | 2 | 1 | 1 | 1 | 1 | 2 | 2 | 5- | 1 | 1
SDGE | Scripps | 69 | Solar |  |  | 0 | 0 | 0 | 0 | 0 | 0 | 0 | 0 | 0 | 1 | 1 | 1 | 1 |  | 1 | 1 | N/A | N/A | N/A | 2 | N/A | N/A | N/A | N/A | N/A | N/A | N/A | 2 | 1 | 2 | 1 | 3 | 1 | 1 | 0
PG&E KERN | Semitropic | 115 | Solar |  |  | 0 | 95 | 95 | 0 | 0 | 0 | 0 | 95 | 95 | 5 | 2 | 5 | 2 |  | 1 | 2 | 1 | 1 | 2 | 1 | 1 | 1 | 1 | 1 | 2 | 1 | 1 | 1 | 1 | 3 | 1 | 1 | 5- | 1 | 1
SCE Metro | Serrano | 230 | Solar |  |  | 0 | 0 | 0 | 0 | 0 | 0 | 0 | 0 | 0 | 1 | 1 | 1 | 1 | 5 | 1 | 1 | 1 | 1 | 1 | 2 | 5 | 2 | 1 | 1 | 3 | 2 | 1 | 1 | 1 | 2 | 1 | 2 | 1 | 1 | 0
SCE Metro | Serrano | 500 | Solar |  |  | 0 | 0 | 0 | 0 | 0 | 0 | 0 | 0 | 0 | 1 | 1 | 1 | 1 | 5 | 1 | 1 | 1 | 1 | 1 | 2 | 5 | 2 | 1 | 1 | 3 | 2 | 1 | 1 | 1 | 2 | 1 | 2 | 1 | 1 | 0
SDGE | Shadowridge | 138 | Solar |  |  | 0 | 0 | 0 | 0 | 0 | 0 | 0 | 0 | 0 | 1 | 1 | 1 | 1 |  | 1 | 1 | N/A | N/A | N/A | 2 | N/A | N/A | N/A | N/A | N/A | N/A | N/A | 2 | 1 | 3 | 1 | 3 | 1 | 1 | 0
PG&E KERN | Shafter | 115 | Solar |  |  | 0 | 100 | 100 | 0 | 0 | 0 | 0 | 100 | 100 | 5 | 5 | 5 | 4 |  | 1 | 3 | 1 | 1 | 2 | 1 | 1 | 1 | 1 | 1 | 1 | 1 | 1 | 1 | 1 | 3 | 1 | 1 | 1 | 1 | 1
PG&E NGBA | Silverado | 115 | Solar |  |  | 0 | 0 | 0 | 0 | 0 | 0 | 0 | 0 | 0 | 5 | 5 | 1 | 1 |  | 1 | 1 | N/A | N/A | N/A | 2 | N/A | N/A | N/A | N/A | N/A | N/A | N/A | 2 | 1 | 4 | 2 | 3 | 1 | 1 | 0
SDGE | Silvergate | 230 | Solar |  |  | 60 | 0 | 60 | 0 | 0 | 0 | 60 | 0 | 60 | 1 | 1 | 1 | 1 |  | 1 | 2 | 3 | 3 | 1 | 2 | 1 | 1 | 1 | 3 | 3 | 1 | 1 | 2 | 1 | 1 | 1 | 1 | 5- | 1 | 1
SDGE | Silvergate | 69 | Solar |  |  | 0 | 0 | 0 | 0 | 0 | 0 | 0 | 0 | 0 | 1 | 1 | 1 | 1 |  | 1 | 1 | 3 | 3 | 1 | 2 | 1 | 1 | 1 | 3 | 3 | 1 | 1 | 2 | 1 | 1 | 1 | 1 | 1 | 1 | 0
PG&E KERN | Sisquoc | 115 | Solar |  |  | 0 | 100 | 100 | 0 | 0 | 0 | 0 | 100 | 100 | 5 | 2 | 5 | 2 |  | 1 | 3 | 1 | 1 | 1 | 2 | 2 | 1 | 1 | 1 | 1 | 1 | 1 | 2 | 2 | 4 | 1 | 3 | 5- | 1 | 1
EOP | Sloan Canyon | 230 | Solar |  |  | 0 | 0 | 0 | 0 | 0 | 0 | 0 | 0 | 0 | 5 | 2 | 4 | 2 |  | 2 | 1 | 1 | N/A | N/A | 2 | N/A | N/A | N/A | N/A | N/A | N/A | N/A | 2 | 2 | 3 | 1 | 3 | 1 | 1 | 0
EOP | Sloan Canyon | 500 | Solar |  |  | 0 | 0 | 0 | 0 | 0 | 0 | 0 | 0 | 0 | 5 | 2 | 4 | 2 |  | 1 | 1 | 1 | N/A | N/A | 2 | N/A | N/A | N/A | N/A | N/A | N/A | N/A | 2 | 2 | 3 | 1 | 3 | 1 | 1 | 0
PG&E KERN | Smyrna | 115 | Solar |  |  | 0 | 0 | 0 | 0 | 0 | 0 | 0 | 0 | 0 | 5 | 5 | 5 | 4 |  | 1 | 1 | 1 | 1 | 1 | 1 | 1 | 1 | 1 | 1 | 1 | 1 | 1 | 1 | 1 | 4 | 1 | 1 | 1 | 1 | 0
PG&E GBA | Sobrante | 115 | Solar |  |  | 0 | 40 | 40 | 0 | 0 | 0 | 0 | 40 | 40 | 5 | 5 | 1 | 1 |  | 1 | 1 | N/A | N/A | N/A | 2 | N/A | N/A | N/A | N/A | N/A | N/A | N/A | 2 | 1 | 2 | 1 | 3 | 5- | 1 | 1
PG&E GBA | Sobrante | 230 | Solar |  |  | 0 | 0 | 0 | 0 | 0 | 0 | 0 | 0 | 0 | 5 | 5 | 1 | 1 |  | 1 | 1 | N/A | N/A | N/A | 2 | N/A | N/A | N/A | N/A | N/A | N/A | N/A | 2 | 1 | 2 | 1 | 3 | 1 | 1 | 0
PG&E KERN | Solar | 230 | Solar |  |  | 0 | 0 | 0 | 0 | 0 | 0 | 0 | 0 | 0 | 5 | 5 | 5 | 4 |  | 1 | 1 | 1 | 1 | 1 | 2 | 5 | 1 | 1 | 1 | 2 | 2 | 1 | 2 | 1 | 4 | 2 | 3 | 1 | 1 | 0
PG&E GBA | Soledad | 115 | Solar |  |  | 0 | 0 | 0 | 0 | 0 | 0 | 0 | 0 | 0 | 1 | 1 | 1 | 1 |  | 1 | 1 | N/A | N/A | N/A | 2 | N/A | N/A | N/A | N/A | N/A | N/A | N/A | 2 | 2 | 4 | 2 | 3 | 1 | 1 | 0
PG&E GBA | Soledad | 60 | Solar |  |  | 0 | 0 | 0 | 0 | 0 | 0 | 0 | 0 | 0 | 1 | 1 | 1 | 1 |  | 1 | 1 | 1 | 1 | 1 | 2 | 3 | 1 | 1 | 1 | 1 | 1 | 1 | 2 | 2 | 4 | 2 | 3 | 1 | 1 | 0
SDGE | Spring Valley | 69 | Solar |  |  | 0 | 0 | 0 | 0 | 0 | 0 | 0 | 0 | 0 | 1 | 1 | 1 | 1 |  | 1 | 1 | N/A | N/A | N/A | 2 | N/A | N/A | N/A | N/A | N/A | N/A | N/A | 2 | 1 | 2 | 1 | 2 | 1 | 1 | 0
SCE Northern | Springville | 230 | Solar |  |  | 0 | 0 | 0 | 0 | 0 | 0 | 0 | 0 | 0 | 1 | 1 | 1 | 1 | 4 | 1 | 1 | 1 | 2 | 1 | 1 | 2 | 2 | 1 | 1 | 3 | 2 | 1 | 1 | 1 | 4 | 1 | 1 | 4+ | 1 | 1
PG&E GBA | Stagg | 230 | Solar |  |  | 0 | 0 | 0 | 0 | 0 | 0 | 0 | 0 | 0 | 5 | 5 | 1 | 1 |  | 1 | 1 | 1 | 2 | 3 | 1 | 1 | 1 | 1 | 1 | 1 | 1 | 1 | 1 | 1 | 3 | 2 | 2 | 1 | 1 | 0
PG&E GBA | Standard Oil | 115 | Solar |  |  | 0 | 40 | 40 | 0 | 0 | 0 | 0 | 40 | 40 | 5 | 5 | 1 | 1 |  | 1 | 1 | N/A | N/A | N/A | 2 | N/A | N/A | N/A | N/A | N/A | N/A | N/A | 2 | 1 | 1 | 1 | 2 | 5- | 1 | 1
PG&E GBA | Stanislaus | 115 | Solar |  |  | 0 | 0 | 0 | 0 | 0 | 0 | 0 | 0 | 0 | 1 | 1 | 1 | 1 |  | 1 | 1 | N/A | N/A | N/A | 2 | N/A | N/A | N/A | N/A | N/A | N/A | N/A | 2 | 1 | 4 | 1 | 3 | 1 | 1 | 0
PG&E KERN | Stockdale | 115 | Solar |  |  | 100 | 0 | 100 | 0 | 0 | 0 | 100 | 0 | 100 | 5 | 2 | 5 | 2 |  | 1 | 3 | 1 | 3 | 2 | 1 | 1 | 1 | 1 | 1 | 1 | 1 | 1 | 1 | 1 | 2 | 1 | 2 | 5- | 1 | 1
PG&E KERN | Stockdale | 230 | Solar |  |  | 0 | 0 | 0 | 0 | 0 | 0 | 0 | 0 | 0 | 5 | 2 | 5 | 2 |  | 1 | 1 | 1 | 3 | 2 | 1 | 1 | 1 | 1 | 1 | 1 | 1 | 1 | 1 | 1 | 2 | 1 | 2 | 1 | 1 | 0
PG&E GBA | Stockton A | 115 | Solar |  |  | 0 | 0 | 0 | 0 | 0 | 0 | 0 | 0 | 0 | 1 | 1 | 1 | 1 |  | 1 | 1 | N/A | N/A | N/A | 1 | N/A | N/A | N/A | N/A | N/A | N/A | N/A | 1 | 1 | 3 | 2 | 1 | 1 | 1 | 0
PG&E GBA | Stone | 115 | Solar |  |  | 0 | 0 | 0 | 0 | 0 | 0 | 0 | 0 | 0 | 1 | 1 | 1 | 1 |  | 1 | 1 | N/A | N/A | N/A | 2 | N/A | N/A | N/A | N/A | N/A | N/A | N/A | 2 | 1 | 3 | 2 | 2 | 1 | 1 | 0
PG&E FRESNO | Storey | 230 | Solar |  |  | 0 | 0 | 0 | 0 | 0 | 0 | 0 | 0 | 0 | 5 | 5 | 5 | 4 |  | 1 | 1 | N/A | N/A | N/A | 1 | N/A | N/A | N/A | N/A | N/A | N/A | N/A | 1 | 1 | 4 | 2 | 1 | 1 | 1 | 0
PG&E NGBA | Summit | 115 | Solar |  |  | 0 | 0 | 0 | 0 | 0 | 0 | 0 | 0 | 0 | 5 | 5 | 1 | 1 |  | 1 | 1 | #N/A | N/A | N/A | 2 | N/A | N/A | N/A | N/A | N/A | N/A | N/A | 2 | 1 | 4 | 2 | 3 | 1 | 1 | 0
SDGE | Suncrest | 230 | Solar |  |  | 0 | 0 | 0 | 0 | 0 | 0 | 0 | 0 | 0 | 1 | 1 | 1 | 1 |  | 1 | 1 | 1 | 2 | 1 | 2 | 5 | 1 | 1 | 2 | 2 | 2 | 1 | 2 | 1 | 4 | 1 | 3 | 1 | 1 | 0
SDGE | Suncrest | 500 | Solar |  |  | 0 | 0 | 0 | 0 | 0 | 0 | 0 | 0 | 0 | 1 | 1 | 1 | 1 |  | 1 | 1 | 1 | 2 | 1 | 2 | 5 | 1 | 1 | 2 | 2 | 2 | 1 | 2 | 1 | 4 | 1 | 3 | 1 | 1 | 0
PG&E KERN | Sunrise | 230 | Solar |  |  | 0 | 0 | 0 | 0 | 0 | 0 | 0 | 0 | 0 | 5 | 5 | 5 | 4 |  | 1 | 1 | N/A | N/A | N/A | 1 | N/A | N/A | N/A | N/A | N/A | N/A | N/A | 1 | 1 | 1 | 1 | 1 | 1 | 1 | 0
PG&E KERN | Sunset | 230 | Solar |  |  | 0 | 0 | 0 | 0 | 0 | 0 | 0 | 0 | 0 | 5 | 5 | 5 | 4 |  | 1 | 1 | N/A | N/A | N/A | 1 | N/A | N/A | N/A | N/A | N/A | N/A | N/A | 1 | 1 | 1 | 1 | 1 | 1 | 1 | 0
PG&E GBA | Swift | 115 | Solar |  |  | 0 | 0 | 0 | 0 | 0 | 0 | 0 | 0 | 0 | 1 | 1 | 1 | 1 |  | 1 | 1 | N/A | N/A | N/A | 2 | N/A | N/A | N/A | N/A | N/A | N/A | N/A | 2 | 1 | 2 | 2 | 2 | 1 | 1 | 0
SDGE | Sycamore Canyon | 138 | Solar |  |  | 0 | 0 | 0 | 0 | 0 | 0 | 0 | 0 | 0 | 1 | 1 | 1 | 1 | 3 | 1 | 1 | 1 | 3 | 1 | 2 | 5 | 3 | 2 | 2 | 5 | 1 | 1 | 2 | 1 | 4 | 1 | 3 | 1 | 1 | 0
SDGE | Sycamore Canyon | 230 | Solar |  |  | 0 | 0 | 0 | 0 | 0 | 0 | 0 | 0 | 0 | 1 | 1 | 1 | 1 |  | 1 | 1 | 1 | 3 | 1 | 2 | 5 | 3 | 2 | 2 | 5 | 1 | 1 | 2 | 1 | 4 | 1 | 3 | 1 | 1 | 0
SDGE | Sycamore Canyon | 69 | Solar |  |  | 0 | 0 | 0 | 0 | 0 | 0 | 0 | 0 | 0 | 1 | 1 | 1 | 1 |  | 1 | 1 | 1 | 3 | 1 | 2 | 5 | 3 | 2 | 2 | 5 | 1 | 1 | 2 | 1 | 4 | 1 | 3 | 1 | 1 | 0
SCE Northern | Sylmar | 230 | Solar |  |  | 0 | 0 | 0 | 0 | 0 | 0 | 0 | 0 | 0 | 5 | 2 | 4 | 2 |  | 1 | 1 | 1 | 4 | 1 | 2 | 5 | 1 | 1 | 1 | 2 | 1 | 1 | 1 | 1 | 2 | 1 | 1 | 1 | 1 | 0
PG&E NGBA | Table Mountain | 115 | Solar |  |  | 0 | 0 | 0 | 0 | 0 | 0 | 0 | 0 | 0 | 5 | 5 | 1 | 1 |  | 1 | 1 | 1 | 1 | 1 | 2 | 2 | 3 | 1 | 2 | 4 | 1 | 1 | 2 | 1 | 3 | 2 | 1 | 1 | 1 | 0
PG&E NGBA | Table Mountain | 230 | Solar |  |  | 0 | 0 | 0 | 0 | 0 | 0 | 0 | 0 | 0 | 5 | 5 | 1 | 1 |  | 1 | 1 | 1 | 1 | 1 | 2 | 2 | 3 | 1 | 2 | 4 | 1 | 1 | 2 | 1 | 3 | 2 | 1 | 1 | 1 | 0
PG&E NGBA | Table Mountain | 500 | Solar |  |  | 0 | 0 | 0 | 0 | 0 | 0 | 0 | 0 | 0 | 5 | 5 | 1 | 1 |  | 1 | 1 | 1 | 1 | 1 | 2 | 2 | 3 | 1 | 2 | 4 | 1 | 1 | 2 | 1 | 3 | 2 | 1 | 1 | 1 | 0
PG&E NGBA | Table Mountain | 60 | Solar |  |  | 0 | 0 | 0 | 0 | 0 | 0 | 0 | 0 | 0 | 5 | 5 | 1 | 1 |  | 1 | 1 | 1 | 1 | 1 | 2 | 2 | 3 | 1 | 2 | 4 | 1 | 1 | 2 | 1 | 3 | 2 | 1 | 1 | 1 | 0
PG&E KERN | Taft | 115 | Solar |  |  | 0 | 0 | 0 | 0 | 0 | 0 | 0 | 0 | 0 | 5 | 5 | 5 | 4 |  | 1 | 1 | 1 | 1 | 1 | 1 | 1 | 1 | 2 | 3 | 4 | 1 | 1 | 1 | 1 | 2 | 1 | 2 | 4+ | 1 | 1
SDGE | Talega | 138 | Solar |  |  | 0 | 0 | 0 | 0 | 0 | 0 | 0 | 0 | 0 | 1 | 1 | 1 | 1 | 3 | 1 | 1 | 1 | 4 | 1 | 2 | 5 | 1 | 2 | 2 | 3 | 2 | 1 | 2 | 1 | 3 | 1 | 3 | 1 | 1 | 0
SDGE | Talega | 230 | Solar |  |  | 0 | 0 | 0 | 0 | 0 | 0 | 0 | 0 | 0 | 1 | 1 | 1 | 1 |  | 1 | 1 | 1 | 4 | 1 | 2 | 5 | 1 | 2 | 2 | 3 | 2 | 1 | 2 | 1 | 3 | 1 | 3 | 1 | 1 | 0
PG&E GBA | Tassajara | 230 | Solar |  |  | 0 | 0 | 0 | 0 | 0 | 0 | 0 | 0 | 0 | 5 | 5 | 1 | 1 |  | 1 | 1 | N/A | N/A | N/A | 2 | N/A | N/A | N/A | N/A | N/A | N/A | N/A | 2 | 1 | 3 | 1 | 3 | 1 | 1 | 0
PG&E KERN | Tejon | 70 | Solar |  |  | 0 | 0 | 0 | 0 | 0 | 0 | 0 | 0 | 0 | 5 | 2 | 5 | 2 |  | 1 | 1 | N/A | N/A | N/A | 1 | N/A | N/A | N/A | N/A | N/A | N/A | N/A | 1 | 1 | 3 | 1 | 1 | 4+ | 1 | 1
SDGE | Telegraph Canyon | 138 | Solar |  |  | 0 | 0 | 0 | 0 | 0 | 0 | 0 | 0 | 0 | 1 | 1 | 1 | 1 |  | 1 | 1 | N/A | N/A | N/A | 2 | N/A | N/A | N/A | N/A | N/A | N/A | N/A | 2 | 1 | 2 | 1 | 2 | 1 | 1 | 0
PG&E KERN | Temblor | 115 | Solar |  |  | 0 | 0 | 0 | 0 | 0 | 0 | 0 | 0 | 0 | 5 | 5 | 5 | 4 |  | 1 | 1 | 1 | 1 | 1 | 1 | 1 | 1 | 1 | 1 | 2 | 1 | 1 | 1 | 1 | 2 | 1 | 1 | 1 | 1 | 0
PG&E KERN | Templeton | 230 | Solar |  |  | 0 | 0 | 0 | 0 | 0 | 0 | 0 | 0 | 0 | 5 | 5 | 5 | 4 |  | 1 | 1 | 1 | 2 | 1 | 1 | 3 | 1 | 1 | 1 | 1 | 1 | 1 | 2 | 2 | 4 | 2 | 3 | 1 | 1 | 0
PG&E KERN | Templeton | 70 | Solar |  |  | 0 | 0 | 0 | 0 | 0 | 0 | 0 | 0 | 0 | 5 | 2 | 5 | 2 |  | 1 | 1 | 1 | 2 | 1 | 1 | 3 | 1 | 1 | 1 | 1 | 1 | 1 | 2 | 2 | 4 | 2 | 3 | 1 | 1 | 0
PG&E GBA | Tesla | 115 | Solar |  |  | 0 | 0 | 0 | 0 | 0 | 0 | 0 | 0 | 0 | 1 | 1 | 1 | 1 |  | 1 | 1 | 1 | 2 | 1 | 2 | 3 | 3 | 2 | 2 | 3 | 1 | 1 | 2 | 1 | 2 | 1 | 2 | 1 | 1 | 0
PG&E GBA | Tesla | 230 | Solar |  |  | 0 | 0 | 0 | 0 | 0 | 0 | 0 | 0 | 0 | 5 | 5 | 1 | 1 | 4 | 2 | 2 | 1 | 2 | 1 | 2 | 3 | 3 | 2 | 2 | 3 | 1 | 1 | 2 | 1 | 2 | 1 | 2 | 1 | 1 | 0
PG&E GBA | Tesla | 500 | Solar |  |  | 0 | 0 | 0 | 0 | 0 | 0 | 0 | 0 | 0 | 1 | 1 | 1 | 1 | 5 | 2 | 1 | 1 | 2 | 1 | 2 | 3 | 3 | 2 | 2 | 3 | 1 | 1 | 2 | 1 | 2 | 1 | 2 | 4+ | 1 | 1
PG&E KERN | Tevis | 115 | Solar |  |  | 100 | 0 | 100 | 0 | 0 | 0 | 100 | 0 | 100 | 5 | 5 | 5 | 4 | 4 | 1 | 3 | 1 | 2 | 2 | 1 | 1 | 1 | 1 | 2 | 2 | 1 | 1 | 1 | 1 | 2 | 1 | 2 | 5- | 1 | 1
EOP | Thousandaire | 138 | Solar |  |  | 0 | 0 | 0 | 0 | 0 | 0 | 0 | 0 | 0 | 5 | 2 | 4 | 2 |  | 1 | 1 | 1 | N/A | N/A | 2 | N/A | N/A | N/A | N/A | N/A | N/A | N/A | 2 | 2 | 4 | 1 | 3 | 1 | 1 | 0
PG&E KERN | Topaz | 230 | Solar |  |  | 0 | 0 | 0 | 0 | 0 | 0 | 0 | 0 | 0 | 5 | 5 | 5 | 4 |  | 1 | 1 | N/A | N/A | N/A | 2 | N/A | N/A | N/A | N/A | N/A | N/A | N/A | 1 | 1 | 3 | 1 | 2 | 1 | 1 | 0
SCE NOL | Tortilla | 115 | Solar |  |  | 0 | 0 | 0 | 0 | 0 | 0 | 0 | 0 | 0 | 3 | 3 | 1 | 1 |  | 1 | 1 | 1 | 3 | 1 | 2 | 1 | 2 | 2 | 1 | 3 | 1 | 1 | 2 | 1 | 4 | 1 | 2 | 1+ | 1 | 1
SDGE | Trabuco | 138 | Solar |  |  | 0 | 0 | 0 | 0 | 0 | 0 | 0 | 0 | 0 | 1 | 1 | 1 | 1 |  | 1 | 1 | 1 | 4 | 1 | 2 | 5 | 1 | 2 | 3 | 3 | 2 | 1 | 1 | 1 | 1 | 1 | 2 | 1 | 1 | 0
PG&E GBA | Tracy | 115 | Solar |  |  | 0 | 0 | 0 | 0 | 0 | 0 | 0 | 0 | 0 | 1 | 1 | 1 | 1 |  | 1 | 1 | N/A | N/A | N/A | 2 | N/A | N/A | N/A | N/A | N/A | N/A | N/A | 2 | 1 | 3 | 1 | 2 | 4+ | 1 | 1
PG&E FRESNO | Tranquility | 230 | Solar |  |  | 100 | 400 | 500 | 0 | 400 | 400 | 100 | 0 | 100 | 5 | 5 | 5 | 2 | 3 | 1 | 1 | 1 | 2 | 1 | 1 | 1 | 1 | 1 | 1 | 1 | 1 | 1 | 1 | 1 | 4 | 2 | 1 | 4+ | 1 | 1
PG&E GBA | Trimble | 115 | Solar |  |  | 0 | 0 | 0 | 0 | 0 | 0 | 0 | 0 | 0 | 1 | 1 | 1 | 1 |  | 1 | 1 | N/A | N/A | N/A | 2 | N/A | N/A | N/A | N/A | N/A | N/A | N/A | 2 | 1 | 3 | 2 | 2 | 1 | 1 | 0
EOP | Trout Canyon | 230 | Solar |  |  | 900 | 866 | 1766 | 65 | 650 | 715 | 835 | 216 | 1051 | 5 | 2 | 4 | 2 |  | 3 | 3 | 2 | N/A | N/A | 2 | N/A | N/A | N/A | N/A | N/A | N/A | N/A | 2 | 2 | 4 | 1 | 3 | 4+ | 1 | 1
EOP | Trout Canyon | 500 | Solar |  |  | 0 | 0 | 0 | 0 | 0 | 0 | 0 | 0 | 0 | 5 | 2 | 4 | 2 |  | 1 | 1 | 3 | N/A | N/A | 2 | N/A | N/A | N/A | N/A | N/A | N/A | N/A | 2 | 2 | 4 | 1 | 3 | 1 | 1 | 0
PG&E NGBA | Tulucay | 230 | Solar |  |  | 0 | 0 | 0 | 0 | 0 | 0 | 0 | 0 | 0 | 5 | 5 | 1 | 1 |  | 1 | 1 | 1 | 3 | 1 | 2 | 2 | 2 | 1 | 1 | 3 | 1 | 1 | 2 | 1 | 3 | 2 | 3 | 1 | 1 | 0
PG&E NGBA | Tulucay | 60 | Solar |  |  | 0 | 0 | 0 | 0 | 0 | 0 | 0 | 0 | 0 | 5 | 5 | 1 | 1 |  | 1 | 1 | 1 | 3 | 1 | 2 | 2 | 2 | 1 | 1 | 3 | 1 | 1 | 2 | 1 | 3 | 2 | 3 | 4+ | 1 | 1
PG&E KERN | Tupman | 115 | Solar |  |  | 0 | 0 | 0 | 0 | 0 | 0 | 0 | 0 | 0 | 5 | 5 | 5 | 4 |  | 1 | 1 | 1 | 2 | 1 | 1 | 1 | 1 | 1 | 2 | 2 | 1 | 1 | 1 | 1 | 2 | 1 | 1 | 4+ | 1 | 1
PG&E NGBA | Ukiah | 115 | Solar |  |  | 0 | 0 | 0 | 0 | 0 | 0 | 0 | 0 | 0 | 5 | 5 | 1 | 1 |  | 1 | 1 | 1 | 1 | 1 | 2 | 5 | 1 | 1 | 2 | 2 | 2 | 1 | 2 | 2 | 4 | 2 | 3 | 1 | 1 | 0
PG&E KERN | Union (Estrella) | 70 | Solar |  |  | 0 | 0 | 0 | 0 | 0 | 0 | 0 | 0 | 0 | 5 | 2 | 5 | 2 |  | 1 | 1 | N/A | N/A | N/A | 1 | N/A | N/A | N/A | N/A | N/A | N/A | N/A | 2 | 2 | 4 | 2 | 3 | 1 | 1 | 0
PG&E NGBA | Vaca Dixon | 115 | Solar |  |  | 0 | 0 | 0 | 0 | 0 | 0 | 0 | 0 | 0 | 5 | 5 | 1 | 1 | 4 | 1 | 1 | 2 | 3 | 2 | 2 | 2 | 1 | 1 | 1 | 1 | 1 | 1 | 2 | 1 | 1 | 1 | 3 | 1 | 1 | 0
PG&E NGBA | Vaca Dixon | 230 | Solar |  |  | 0 | 160 | 160 | 0 | 0 | 0 | 0 | 160 | 160 | 5 | 5 | 1 | 1 |  | 1 | 1 | 2 | 3 | 2 | 2 | 2 | 1 | 1 | 1 | 1 | 1 | 1 | 2 | 1 | 1 | 1 | 3 | 5- | 1 | 1
PG&E NGBA | Vaca Dixon | 500 | Solar |  |  | 0 | 310 | 310 | 0 | 0 | 0 | 0 | 310 | 310 | 5 | 5 | 1 | 1 |  | 1 | 2 | 2 | 3 | 2 | 2 | 2 | 1 | 1 | 1 | 1 | 1 | 1 | 2 | 1 | 1 | 1 | 3 | 5- | 1 | 1
PG&E NGBA | Vaca Dixon | 60 | Solar |  |  | 0 | 0 | 0 | 0 | 0 | 0 | 0 | 0 | 0 | 5 | 5 | 1 | 1 |  | 1 | 1 | 2 | 3 | 2 | 2 | 2 | 1 | 1 | 1 | 1 | 1 | 1 | 2 | 1 | 1 | 1 | 3 | 1 | 1 | 0
SCE Eastern | Valley (SCE) | 500 | Solar |  |  | 0 | 300 | 300 | 0 | 0 | 0 | 0 | 300 | 300 | 1 | 1 | 1 | 1 |  | 1 | 1 | 1 | 3 | 1 | 2 | 5 | 1 | 1 | 1 | 2 | 1 | 1 | 1 | 1 | 2 | 1 | 2 | 5- | 1 | 1
EOP | Valley (VEA) | 138 | Solar |  |  | 0 | 0 | 0 | 0 | 0 | 0 | 0 | 0 | 0 | 5 | 2 | 4 | 2 |  | 1 | 1 | 1 | N/A | N/A | 2 | N/A | N/A | N/A | N/A | N/A | N/A | N/A | 2 | 2 | 4 | 1 | 3 | 1 | 1 | 0
SDGE | Valley Center | 69 | Solar |  |  | 0 | 0 | 0 | 0 | 0 | 0 | 0 | 0 | 0 | 1 | 1 | 1 | 1 |  | 1 | 1 | N/A | N/A | N/A | 2 | N/A | N/A | N/A | N/A | N/A | N/A | N/A | 2 | 1 | 4 | 1 | 3 | 1+ | 1 | 1
PG&E GBA | Valley Home | 115 | Solar |  |  | 0 | 0 | 0 | 0 | 0 | 0 | 0 | 0 | 0 | 1 | 1 | 1 | 1 |  | 1 | 1 | N/A | N/A | N/A | 1 | N/A | N/A | N/A | N/A | N/A | N/A | N/A | 1 | 1 | 4 | 2 | 1 | 1 | 1 | 0
PG&E GBA | Valley Springs | 230 | Solar |  |  | 0 | 0 | 0 | 0 | 0 | 0 | 0 | 0 | 0 | 1 | 1 | 1 | 1 |  | 1 | 1 | N/A | N/A | N/A | 1 | N/A | N/A | N/A | N/A | N/A | N/A | N/A | 2 | 1 | 4 | 1 | 3 | 1+ | 1 | 1
PG&E GBA | Valley Springs | 60 | Solar |  |  | 0 | 0 | 0 | 0 | 0 | 0 | 0 | 0 | 0 | 1 | 1 | 1 | 1 |  | 1 | 1 | N/A | N/A | N/A | 1 | N/A | N/A | N/A | N/A | N/A | N/A | N/A | 2 | 1 | 4 | 1 | 3 | 1 | 1 | 0
EOP | Valley Switch | 138 | Solar |  |  | 0 | 0 | 0 | 0 | 0 | 0 | 0 | 0 | 0 | 5 | 2 | 4 | 2 |  | 1 | 1 | 1 | N/A | N/A | 2 | N/A | N/A | N/A | N/A | N/A | N/A | N/A | 2 | 2 | 4 | 1 | 3 | 1+ | 1 | 1
EOP | Valley Switch | 230 | Solar |  |  | 0 | 0 | 0 | 0 | 0 | 0 | 0 | 0 | 0 | 5 | 2 | 4 | 2 |  | 1 | 1 | 1 | N/A | N/A | 2 | N/A | N/A | N/A | N/A | N/A | N/A | N/A | 2 | 2 | 4 | 1 | 3 | 1+ | 1 | 1
PG&E GBA | Vasco | 230 | Solar |  |  | 0 | 0 | 0 | 0 | 0 | 0 | 0 | 0 | 0 | 5 | 5 | 1 | 1 |  | 1 | 1 | N/A | N/A | N/A | 2 | N/A | N/A | N/A | N/A | N/A | N/A | N/A | 2 | 1 | 3 | 1 | 3 | 1 | 1 | 0
PG&E GBA | Vasona | 230 | Solar |  |  | 0 | 0 | 0 | 0 | 0 | 0 | 0 | 0 | 0 | 1 | 1 | 1 | 1 |  | 1 | 1 | N/A | N/A | N/A | 2 | N/A | N/A | N/A | N/A | N/A | N/A | N/A | 2 | 1 | 4 | 2 | 3 | 1 | 1 | 0
SCE Northern | Vestal | 230 | Solar |  |  | 92 | 50 | 142 | 0 | 50 | 50 | 92 | 0 | 92 | 1 | 1 | 1 | 1 |  | 1 | 2 | 1 | 1 | 1 | 1 | 2 | 1 | 1 | 1 | 1 | 1 | 1 | 1 | 1 | 4 | 1 | 1 | 2- | 1 | 1
SCE Northern | Vestal | 66 | Solar |  |  | 0 | 0 | 0 | 0 | 0 | 0 | 0 | 0 | 0 | 1 | 1 | 1 | 1 |  | 1 | 1 | 1 | 1 | 1 | 1 | 2 | 1 | 1 | 1 | 1 | 1 | 1 | 1 | 1 | 4 | 1 | 1 | 1 | 1 | 0
SCE NOL | Victor | 115 | Solar |  |  | 0 | 0 | 0 | 0 | 0 | 0 | 0 | 0 | 0 | 1 | 1 | 1 | 1 | 3 | 1 | 1 | 1 | 4 | 1 | 2 | 1 | 1 | 1 | 1 | 2 | 1 | 1 | 2 | 1 | 3 | 1 | 2 | 1 | 1 | 0
SCE NOL | Victor | 230 | Solar |  |  | 0 | 0 | 0 | 0 | 0 | 0 | 0 | 0 | 0 | 1 | 1 | 1 | 1 | 4 | 1 | 2 | 1 | 4 | 1 | 2 | 1 | 1 | 1 | 1 | 2 | 1 | 1 | 2 | 1 | 3 | 1 | 2 | 4+ | 1 | 1
SCE Metro | Viejo | 230 | Solar |  |  | 0 | 0 | 0 | 0 | 0 | 0 | 0 | 0 | 0 | 1 | 1 | 1 | 1 |  | 1 | 1 | 1 | 4 | 1 | 2 | 5 | 1 | 1 | 2 | 3 | 2 | 1 | 1 | 1 | 3 | 1 | 2 | 1 | 1 | 0
PG&E GBA | Vierra | 115 | Solar |  |  | 0 | 0 | 0 | 0 | 0 | 0 | 0 | 0 | 0 | 1 | 1 | 1 | 1 |  | 1 | 2 | 1 | 2 | 2 | 1 | 1 | 1 | 1 | 1 | 1 | 1 | 1 | 1 | 1 | 1 | 2 | 1 | 1 | 1 | 0
SCE Metro | Villa Park | 230 | Solar |  |  | 0 | 0 | 0 | 0 | 0 | 0 | 0 | 0 | 0 | 1 | 1 | 1 | 1 |  | 1 | 1 | 1 | 2 | 1 | 2 | 5 | 2 | 1 | 1 | 3 | 1 | 1 | 1 | 1 | 2 | 1 | 2 | 1 | 1 | 0
SCE Northern | Vincent | 230 | Solar |  |  | 0 | 0 | 0 | 0 | 0 | 0 | 0 | 0 | 0 | 1 | 1 | 1 | 1 | 4 | 1 | 2 | 1 | 4 | 1 | 2 | 2 | 1 | 1 | 1 | 1 | 1 | 1 | 2 | 1 | 4 | 1 | 3 | 4+ | 1 | 1
SCE Northern | Vincent | 500 | Solar |  |  | 0 | 0 | 0 | 0 | 0 | 0 | 0 | 0 | 0 | 1 | 1 | 1 | 1 | 5 | 1 | 1 | 1 | 4 | 1 | 2 | 2 | 1 | 1 | 1 | 1 | 1 | 1 | 2 | 1 | 4 | 1 | 3 | 1 | 1 | 0
PG&E GBA | Vineyard | 230 | Solar |  |  | 0 | 0 | 0 | 0 | 0 | 0 | 0 | 0 | 0 | 5 | 5 | 1 | 1 |  | 1 | 1 | N/A | N/A | N/A | 2 | N/A | N/A | N/A | N/A | N/A | N/A | N/A | 2 | 1 | 2 | 1 | 3 | 1 | 1 | 0
SDGE | Vineyard | 69 | Solar |  |  | 0 | 0 | 0 | 0 | 0 | 0 | 0 | 0 | 0 | 1 | 1 | 1 | 1 |  | 1 | 1 | N/A | N/A | N/A | 2 | N/A | N/A | N/A | N/A | N/A | N/A | N/A | 2 | 1 | 2 | 1 | 3 | 1 | 1 | 0
SCE Eastern | Vista (SCE) | 230 | Solar |  |  | 0 | 0 | 0 | 0 | 0 | 0 | 0 | 0 | 0 | 1 | 1 | 1 | 1 |  | 1 | 1 | 1 | 3 | 1 | 2 | 5 | 1 | 2 | 3 | 5 | 1 | 1 | 1 | 1 | 2 | 1 | 1 | 2+ | 1 | 1
EOP | Vista (VEA) | 138 | Solar |  |  | 0 | 0 | 0 | 0 | 0 | 0 | 0 | 0 | 0 | 5 | 2 | 4 | 2 |  | 1 | 1 | 1 | N/A | N/A | 2 | N/A | N/A | N/A | N/A | N/A | N/A | N/A | 2 | 2 | 4 | 1 | 3 | 1 | 1 | 0
EOP | Vista (VEA) | 230 | Solar |  |  | 200 | 0 | 200 | 0 | 0 | 0 | 200 | 0 | 200 | 5 | 2 | 4 | 2 |  | 1 | 1 | 1 | N/A | N/A | 2 | N/A | N/A | N/A | N/A | N/A | N/A | N/A | 2 | 2 | 4 | 1 | 3 | 5- | 1 | 1
PG&E FRESNO | Wahtoke | 115 | Solar |  |  | 0 | 0 | 0 | 0 | 0 | 0 | 0 | 0 | 0 | 5 | 2 | 5 | 2 |  | 1 | 1 | 1 | 3 | 2 | 1 | 1 | 1 | 1 | 1 | 1 | 1 | 1 | 1 | 1 | 3 | 2 | 1 | 4+ | 1 | 1
SCE Northern | Wakefield | 66 | Solar |  |  | 140 | 0 | 140 | 0 | 0 | 0 | 140 | 0 | 140 | 5 | 2 | 4 | 2 |  | 1 | 5 | N/A | N/A | N/A | 2 | N/A | N/A | N/A | N/A | N/A | N/A | N/A | 2 | 1 | 4 | 1 | 3 | 5- | 1 | 1
SCE Metro | Walnut | 230 | Solar |  |  | 0 | 0 | 0 | 0 | 0 | 0 | 0 | 0 | 0 | 1 | 1 | 1 | 1 |  | 1 | 1 | 1 | 2 | 1 | 2 | 5 | 2 | 1 | 1 | 2 | 2 | 1 | 1 | 1 | 1 | 1 | 1 | 1 | 1 | 0
SCE Northern | Warne | 230 | Solar |  |  | 0 | 0 | 0 | 0 | 0 | 0 | 0 | 0 | 0 | 5 | 2 | 4 | 2 |  | 1 | 1 | N/A | N/A | N/A | 2 | N/A | N/A | N/A | N/A | N/A | N/A | N/A | 1 | 1 | 4 | 1 | 3 | 1 | 1 | 0
PG&E GBA | Warnerville | 230 | Solar |  |  | 0 | 0 | 0 | 0 | 0 | 0 | 0 | 0 | 0 | 5 | 5 | 5 | 2 |  | 1 | 1 | 1 | 2 | 1 | 2 | 2 | 2 | 1 | 1 | 3 | 1 | 1 | 1 | 1 | 3 | 2 | 2 | 1 | 1 | 0
PG&E FRESNO | Waukena | 115 | Solar |  |  | 0 | 0 | 0 | 0 | 0 | 0 | 0 | 0 | 0 | 5 | 2 | 5 | 2 |  | 1 | 1 | 1 | 1 | 1 | 1 | 1 | 1 | 1 | 1 | 1 | 1 | 1 | 1 | 1 | 4 | 2 | 1 | 1 | 1 | 0
PG&E GBA | Weber | 230 | Solar |  |  | 0 | 0 | 0 | 0 | 0 | 0 | 0 | 0 | 0 | 1 | 1 | 1 | 1 |  | 1 | 1 | 1 | 2 | 2 | 1 | 1 | 1 | 1 | 1 | 1 | 1 | 1 | 1 | 1 | 3 | 2 | 1 | 1+ | 1 | 1
PG&E GBA | Weber | 60 | Solar |  |  | 0 | 0 | 0 | 0 | 0 | 0 | 0 | 0 | 0 | 1 | 1 | 1 | 1 | 3 | 1 | 3 | 1 | 2 | 2 | 1 | 1 | 1 | 1 | 1 | 1 | 1 | 1 | 1 | 1 | 3 | 2 | 1 | 4+ | 1 | 1
PG&E FRESNO | West Fresno | 115 | Solar |  |  | 0 | 0 | 0 | 0 | 0 | 0 | 0 | 0 | 0 | 5 | 5 | 5 | 2 |  | 1 | 1 | 1 | 3 | 2 | 1 | 1 | 1 | 1 | 1 | 1 | 1 | 1 | 1 | 1 | 2 | 2 | 1 | 1 | 1 | 0
PG&E FRESNO | Westley | 230 | Solar |  |  | 0 | 0 | 0 | 0 | 0 | 0 | 0 | 0 | 0 | 1 | 1 | 1 | 1 |  | 1 | 1 | 1 | 1 | 2 | 1 | 2 | 2 | 1 | 1 | 3 | 1 | 1 | 1 | 1 | 4 | 2 | 1 | 1+ | 1 | 1
PG&E KERN | Westpark | 115 | Solar |  |  | 0 | 0 | 0 | 0 | 0 | 0 | 0 | 0 | 0 | 5 | 2 | 5 | 2 |  | 1 | 1 | 1 | 3 | 1 | 1 | 1 | 1 | 1 | 1 | 1 | 1 | 1 | 1 | 1 | 3 | 1 | 1 | 1 | 1 | 0
PG&E KERN | Wheeler Ridge | 230 | Solar |  |  | 0 | 90 | 90 | 0 | 0 | 0 | 0 | 90 | 90 | 5 | 5 | 5 | 4 | 1 | 1 | 1 | 1 | 1 | 2 | 1 | 1 | 1 | 1 | 1 | 1 | 1 | 1 | 1 | 1 | 4 | 1 | 1 | 2+ | 1 | 1
PG&E KERN | Wheeler Ridge | 115 | Solar |  |  | 0 | 0 | 0 | 0 | 0 | 0 | 0 | 0 | 0 | 5 | 2 | 5 | 2 | 3 | 1 | 1 | 1 | 1 | 2 | 1 | 1 | 1 | 1 | 1 | 1 | 1 | 1 | 1 | 1 | 4 | 1 | 1 | 1 | 1 | 0
PG&E KERN | Wheeler Ridge | 70 | Solar |  |  | 0 | 0 | 0 | 0 | 0 | 0 | 0 | 0 | 0 | 5 | 5 | 5 | 4 |  | 1 | 4 | 1 | 1 | 2 | 1 | 1 | 1 | 1 | 1 | 1 | 1 | 1 | 1 | 1 | 4 | 1 | 1 | 4+ | 1 | 1
SCE Northern | Whirlwind | 230 | Solar |  |  | 2085 | 188 | 2273 | 44 | 188 | 232 | 2041 | 0 | 2041 | 1 | 1 | 1 | 1 | 5 | 1 | 4 | 3 | 5 | 1 | 2 | 2 | 2 | 2 | 2 | 2 | 2 | 2 | 2 | 1 | 4 | 1 | 3 | 5- | 1 | 1
SCE Northern | Whirlwind | 500 | Solar |  |  | 1432 | 0 | 1432 | 0 | 0 | 0 | 1432 | 0 | 1432 | 1 | 1 | 1 | 1 | 5 | 1 | 1 | 3 | 5 | 1 | 2 | 2 | 2 | 2 | 2 | 2 | 2 | 2 | 2 | 1 | 4 | 1 | 3 | 5- | 1 | 1
PG&E GBA | Whisman | 115 | Solar |  |  | 80 | 0 | 80 | 0 | 0 | 0 | 80 | 0 | 80 | 1 | 1 | 1 | 1 |  | 1 | 2 | N/A | N/A | N/A | 2 | N/A | N/A | N/A | N/A | N/A | N/A | N/A | 2 | 1 | 2 | 2 | 2 | 5- | 1 | 1
SCE Eastern | Wildlife | 230 | Solar |  |  | 0 | 250 | 250 | 0 | 0 | 0 | 0 | 250 | 250 | 1 | 1 | 1 | 1 |  | 1 | 1 | N/A | N/A | N/A | 2 | N/A | N/A | N/A | N/A | N/A | N/A | N/A | 1 | 1 | 1 | 1 | 1 | 5- | 1 | 1
PG&E FRESNO | Wilson | 115 | Solar |  |  | 0 | 0 | 0 | 0 | 0 | 0 | 0 | 0 | 0 | 5 | 5 | 5 | 2 | 4 | 1 | 1 | 1 | 1 | 1 | 1 | 2 | 2 | 1 | 2 | 3 | 1 | 1 | 1 | 1 | 4 | 2 | 1 | 1 | 1 | 0
PG&E FRESNO | Wilson | 230 | Solar |  |  | 0 | 0 | 0 | 0 | 0 | 0 | 0 | 0 | 0 | 5 | 5 | 5 | 4 |  | 3 | 1 | 1 | 1 | 1 | 1 | 2 | 2 | 1 | 2 | 3 | 1 | 1 | 1 | 1 | 4 | 2 | 1 | 1 | 1 | 0
SCE Northern | Windhub | 230 | Solar |  |  | 0 | 1020 | 1020 | 0 | 1020 | 1020 | 0 | 0 | 0 | 1 | 1 | 1 | 1 | 4 | 1 | 2 | 1 | 4 | 1 | 2 | 2 | 1 | 1 | 1 | 2 | 1 | 1 | 2 | 1 | 4 | 1 | 2 | 4+ | 1 | 1
SCE Northern | Windhub | 500 | Solar |  |  | 153 | 0 | 153 | 153 | 0 | 153 | 0 | 0 | 0 | 1 | 1 | 1 | 1 | 5 | 1 | 4 | 1 | 4 | 1 | 2 | 2 | 1 | 1 | 1 | 2 | 1 | 1 | 2 | 1 | 4 | 1 | 2 | 4+ | 1 | 1
PG&E GBA | Windmaster | 230 | Solar |  |  | 0 | 0 | 0 | 0 | 0 | 0 | 0 | 0 | 0 | 5 | 5 | 1 | 1 |  | 1 | 1 | N/A | N/A | N/A | 2 | N/A | N/A | N/A | N/A | N/A | N/A | N/A | 2 | 1 | 2 | 1 | 2 | 1 | 1 | 0
PG&E NGBA | Windsor | 60 | Solar |  |  | 0 | 0 | 0 | 0 | 0 | 0 | 0 | 0 | 0 | 5 | 5 | 1 | 1 |  | 1 | 1 | N/A | N/A | N/A | 2 | N/A | N/A | N/A | N/A | N/A | N/A | N/A | 1 | 1 | 2 | 1 | 2 | 1 | 1 | 0
PG&E NGBA | Woodland | 115 | Solar |  |  | 0 | 12 | 12 | 0 | 12 | 12 | 0 | 0 | 0 | 5 | 5 | 1 | 1 |  | 1 | 1 | 1 | 1 | 2 | 2 | 1 | 2 | 1 | 1 | 2 | 1 | 1 | 2 | 1 | 4 | 2 | 3 | 4+ | 1 | 1
PG&E FRESNO | Woodward | 115 | Solar |  |  | 0 | 0 | 0 | 0 | 0 | 0 | 0 | 0 | 0 | 5 | 2 | 5 | 2 |  | 1 | 1 | N/A | N/A | N/A | 1 | N/A | N/A | N/A | N/A | N/A | N/A | N/A | 1 | 1 | 2 | 2 | 2 | 1 | 1 | 0
PG&E NGBA | Wyandotte | 115 | Solar |  |  | 0 | 0 | 0 | 0 | 0 | 0 | 0 | 0 | 0 | 5 | 5 | 1 | 1 |  | 1 | 1 | 1 | 2 | 1 | 2 | 3 | 3 | 1 | 1 | 4 | 1 | 1 | 2 | 1 | 2 | 2 | 2 | 1+ | 1 | 1
PG&E KERN | 7th Standard | 115 | Battery |  |  | 0 | 0 | 0 | 0 | 0 | 0 | 0 | 0 | 0 | 5 | 5 | 5 | 4 |  |  | 4 | [11 empty] | 1 | 1 | 3 | 1 | 2 | 1 | 1 | 0
SCE Metro | Alamitos | 230 | Battery |  |  | 82 | 188 | 270 | 82 | 0 | 82 | 0 | 188 | 188 | 1 | 1 | 1 | 1 |  |  | 1 | [11 empty] | 1 | 1 | 1 | 1 | 1 | 3+ | 1 | 1
SCE Eastern | Alberhill | 115 | Battery |  |  | 0 | 0 | 0 | 0 | 0 | 0 | 0 | 0 | 0 | 1 | 1 | 1 | 1 |  |  | 1 | [11 empty] | 1 | 1 | 4 | 1 | 1 | 1 | 1 | 0
SCE Eastern | Alberhill | 500 | Battery |  |  | 0 | 0 | 0 | 0 | 0 | 0 | 0 | 0 | 0 | 1 | 1 | 1 | 1 |  |  | 1 | [11 empty] | 1 | 1 | 4 | 1 | 1 | 1+ | 1 | 1
PG&E GBA | Alhambra | 115 | Battery |  |  | 0 | 0 | 0 | 0 | 0 | 0 | 0 | 0 | 0 | 5 | 5 | 1 | 1 |  |  | 2 | [11 empty] | 2 | 1 | 2 | 1 | 2 | 1 | 1 | 0
PG&E FRESNO | Alpaugh | 115 | Battery |  |  | 0 | 0 | 0 | 0 | 0 | 0 | 0 | 0 | 0 | 5 | 5 | 5 | 4 | 3 |  | 1 | [11 empty] | 1 | 1 | 3 | 1 | 1 | 2+ | 1 | 1
SDGE | Alpine | 69 | Battery |  |  | 6 | 0 | 6 | 6 | 0 | 6 | 0 | 0 | 0 | 1 | 1 | 1 | 1 |  |  | 3 | [11 empty] | 2 | 1 | 4 | 1 | 3 | 2+ | 1 | 1
PG&E GBA | Altamont Midway (Sandhill) | 230 | Battery |  |  | 0 | 0 | 0 | 0 | 0 | 0 | 0 | 0 | 0 | 5 | 5 | 1 | 1 |  |  | 1 | [11 empty] | 2 | 1 | 2 | 1 | 3 | 1 | 1 | 0
SCE Northern | Antelope | 66 | Battery |  |  | 0 | 0 | 0 | 0 | 0 | 0 | 0 | 0 | 0 | 1 | 1 | 1 | 1 |  |  | 1 | [11 empty] | 2 | 1 | 4 | 1 | 3 | 4+ | 1 | 1
SCE Northern | Antelope | 230 | Battery |  |  | 0 | 0 | 0 | 0 | 0 | 0 | 0 | 0 | 0 | 1 | 1 | 1 | 1 | 4 |  | 1 | [11 empty] | 2 | 1 | 4 | 1 | 3 | 4+ | 1 | 1
SCE Northern | Antelope | 500 | Battery |  |  | 0 | 0 | 0 | 0 | 0 | 0 | 0 | 0 | 0 | 1 | 1 | 1 | 1 |  |  | 1 | [11 empty] | 2 | 1 | 4 | 1 | 3 | 1 | 1 | 0
PG&E NGBA | Arcata | 60 | Battery |  |  | 2.5 | 0 | 2.5 | 2.5 | 0 | 2.5 | 0 | 0 | 0 | 5 | 5 | 1 | 1 |  |  | 3 | [11 empty] | 2 | 2 | 4 | 2 | 3 | 1 | 1 | 1
PG&E KERN | Arco | 230 | Battery |  |  | 0 | 0 | 0 | 0 | 0 | 0 | 0 | 0 | 0 | 5 | 5 | 5 | 4 | 3 |  | 2 | [11 empty] | 1 | 1 | 4 | 1 | 1 | 4+ | 4 | 1
PG&E KERN | Arco | 70 | Battery |  |  | 2 | 0 | 2 | 2 | 0 | 2 | 0 | 0 | 0 | 5 | 5 | 5 | 4 |  |  | 4 | [11 empty] | 1 | 1 | 4 | 1 | 1 | 2+ | 1 | 1
SCE Metro | ArcoGen | 230 | Battery |  |  | 0 | 0 | 0 | 0 | 0 | 0 | 0 | 0 | 0 | 1 | 1 | 1 | 1 |  |  | 1 | [11 empty] | 1 | 1 | 1 | 1 | 1 | 1 | 1 | 0
SDGE | Artesian | 230 | Battery |  |  | 0 | 0 | 0 | 0 | 0 | 0 | 0 | 0 | 0 | 1 | 1 | 1 | 1 |  |  | 1 | [11 empty] | 2 | 1 | 2 | 1 | 3 | 1 | 1 | 0
SDGE | Artesian | 69 | Battery |  |  | 0 | 0 | 0 | 0 | 0 | 0 | 0 | 0 | 0 | 1 | 1 | 1 | 1 |  |  | 1 | [11 empty] | 2 | 1 | 2 | 1 | 3 | 1 | 1 | 0
PG&E FRESNO | Ashlan | 230 | Battery |  |  | 0 | 300 | 300 | 0 | 0 | 0 | 0 | 300 | 300 | 5 | 2 | 5 | 2 |  |  | 1 | [11 empty] | 1 | 1 | 2 | 2 | 1 | 5- | 1 | 1
PG&E NGBA | Atlantic | 115 | Battery |  |  | 0 | 0 | 0 | 0 | 0 | 0 | 0 | 0 | 0 | 5 | 5 | 1 | 1 |  |  | 1 | [11 empty] | 2 | 1 | 2 | 2 | 3 | 1 | 1 | 0
PG&E NGBA | Atlantic | 230 | Battery |  |  | 0 | 0 | 0 | 0 | 0 | 0 | 0 | 0 | 0 | 5 | 5 | 1 | 1 |  |  | 1 | [11 empty] | 2 | 1 | 2 | 2 | 3 | 1 | 1 | 0
PG&E NGBA | Atlantic | 60 | Battery |  |  | 0 | 0 | 0 | 0 | 0 | 0 | 0 | 0 | 0 | 5 | 5 | 1 | 1 |  |  | 1 | [11 empty] | 2 | 1 | 2 | 2 | 3 | 1 | 1 | 0
PG&E FRESNO | Atwater | 115 | Battery |  |  | 0 | 0 | 0 | 0 | 0 | 0 | 0 | 0 | 0 | 5 | 2 | 5 | 2 |  |  | 1 | [11 empty] | 1 | 1 | 2 | 2 | 1 | 4+ | 1 | 1
PG&E GBA | Avena | 115 | Battery |  |  | 0 | 0 | 0 | 0 | 0 | 0 | 0 | 0 | 0 | 1 | 1 | 1 | 1 |  |  | 1 | [11 empty] | 1 | 1 | 3 | 2 | 1 | 1 | 1 | 0
SDGE | Avocado | 69 | Battery |  |  | 0 | 0 | 0 | 0 | 0 | 0 | 0 | 0 | 0 | 1 | 1 | 1 | 1 |  |  | 1 | [11 empty] | 2 | 1 | 3 | 1 | 3 | 4+ | 1 | 1
PG&E NGBA | Bahia | 230 | Battery |  |  | 0 | 0 | 0 | 0 | 0 | 0 | 0 | 0 | 0 | 5 | 5 | 1 | 1 |  |  | 1 | [11 empty] | 2 | 1 | 1 | 1 | 2 | 1 | 1 | 0
SCE Northern | Bailey | 230 | Battery |  |  | 0 | 0 | 0 | 0 | 0 | 0 | 0 | 0 | 0 | 5 | 2 | 4 | 2 |  |  | 1 | [11 empty] | 1 | 1 | 4 | 1 | 3 | 1 | 1 | 0
SCE NOL | Baker | 115 | Battery |  |  | 0 | 0 | 0 | 0 | 0 | 0 | 0 | 0 | 0 | 3 | 3 | 1 | 1 |  |  | 1 | [11 empty] | 2 | 2 | 4 | 1 | 1 | 1 | 1 | 0
PG&E KERN | Bakersfield | 230 | Battery |  |  | 0 | 0 | 0 | 0 | 0 | 0 | 0 | 0 | 0 | 5 | 5 | 5 | 4 |  |  | 1 | [11 empty] | 1 | 1 | 3 | 1 | 1 | 1 | 1 | 0
PG&E FRESNO | Balch | 230 | Battery |  |  | 0 | 0 | 0 | 0 | 0 | 0 | 0 | 0 | 0 | 5 | 5 | 5 | 2 |  |  | 1 | [11 empty] | 1 | 1 | 4 | 2 | 3 | 1 | 1 | 0
SCE Eastern | Bannister | 230 | Battery |  |  | 0 | 0 | 0 | 0 | 0 | 0 | 0 | 0 | 0 | 5 | 2 | 1 | 1 |  |  | 1 | [11 empty] | 2 | 1 | 2 | 2 | 1 | 2+ | 1 | 1
SCE Metro | Barre | 230 | Battery |  |  | 0 | 300 | 300 | 0 | 0 | 0 | 0 | 300 | 300 | 1 | 1 | 1 | 1 |  |  | 1 | [11 empty] | 1 | 1 | 1 | 1 | 1 | 4- | 1 | 1
SDGE | Bay Boulevard | 69 | Battery |  |  | 0 | 0 | 0 | 0 | 0 | 0 | 0 | 0 | 0 | 1 | 1 | 1 | 1 |  |  | 1 | [11 empty] | 2 | 1 | 2 | 1 | 1 | 1 | 1 | 0
SDGE | Bay Boulevard | 230 | Battery |  |  | 0 | 0 | 0 | 0 | 0 | 0 | 0 | 0 | 0 | 1 | 1 | 1 | 1 |  |  | 1 | [11 empty] | 2 | 1 | 2 | 1 | 1 | 1 | 1 | 0
EOP | Beatty | 138 | Battery |  |  | 0 | 0 | 0 | 0 | 0 | 0 | 0 | 0 | 0 | 5 | 2 | 4 | 2 |  |  | 1 | [11 empty] | 2 | 2 | 4 | 1 | 3 | 1 | 1 | 0
EOP | Beatty | 230 | Battery |  |  | 0 | 0 | 0 | 0 | 0 | 0 | 0 | 0 | 0 | 5 | 2 | 4 | 2 |  |  | 1 | [11 empty] | 2 | 2 | 4 | 1 | 3 | 4+ | 1 | 1
PG&E NGBA | Belden | 230 | Battery |  |  | 0 | 0 | 0 | 0 | 0 | 0 | 0 | 0 | 0 | 5 | 5 | 1 | 1 |  |  | 1 | [11 empty] | 2 | 2 | 4 | 1 | 3 | 1 | 1 | 0
PG&E NGBA | Bell | 115 | Battery |  |  | 0 | 0 | 0 | 0 | 0 | 0 | 0 | 0 | 0 | 5 | 5 | 1 | 1 |  |  | 1 | [11 empty] | 2 | 1 | 4 | 2 | 3 | 1 | 1 | 0
PG&E NGBA | Bellevue | 115 | Battery |  |  | 0 | 0 | 0 | 0 | 0 | 0 | 0 | 0 | 0 | 5 | 5 | 1 | 1 |  |  | 1 | [11 empty] | 2 | 1 | 2 | 2 | 2 | 1 | 1 | 0
PG&E GBA | Bellota | 115 | Battery |  |  | 0 | 0 | 0 | 0 | 0 | 0 | 0 | 0 | 0 | 1 | 1 | 1 | 1 | 3 |  | 1 | [11 empty] | 1 | 1 | 4 | 2 | 3 | 2+ | 1 | 1
PG&E GBA | Bellota | 230 | Battery |  |  | 0 | 0 | 0 | 0 | 0 | 0 | 0 | 0 | 0 | 1 | 1 | 1 | 1 | 3 |  | 1 | [11 empty] | 1 | 1 | 4 | 2 | 3 | 1+ | 1 | 1
SCE Northern | Big Creek | 230 | Battery |  |  | 0 | 0 | 0 | 0 | 0 | 0 | 0 | 0 | 0 | 1 | 1 | 1 | 1 |  |  | 2 | [11 empty] | 1 | 1 | 4 | 2 | 3 | 1 | 1 | 0
PG&E FRESNO | Biola | 70 | Battery |  |  | 0 | 78 | 78 | 0 | 0 | 0 | 0 | 78 | 78 | 5 | 2 | 5 | 2 |  |  | 4 | [11 empty] | 1 | 1 | 4 | 2 | 1 | 5- | 1 | 1
PG&E GBA | Birds Landing | 230 | Battery |  |  | 0 | 0 | 0 | 0 | 0 | 0 | 0 | 0 | 0 | 5 | 5 | 1 | 1 | 3 |  | 1 | [11 empty] | 2 | 1 | 4 | 1 | 1 | 4+ | 4 | 1
SCE Northern | Bliss | 66 | Battery |  |  | 0 | 0 | 0 | 0 | 0 | 0 | 0 | 0 | 0 | 1 | 1 | 1 | 1 |  |  | 1 | [11 empty] | 1 | 1 | 4 | 1 | 1 | 1 | 1 | 0
SCE Eastern | Blythe | 161 | Battery |  |  | 160 | 0 | 160 | 160 | 0 | 160 | 0 | 0 | 0 | 5 | 2 | 1 | 1 | 3 |  | 4 | [11 empty] | 2 | 2 | 2 | 1 | 1 | 4+ | 1 | 1
PG&E NGBA | Bogue | 115 | Battery |  |  | 0 | 0 | 0 | 0 | 0 | 0 | 0 | 0 | 0 | 5 | 5 | 1 | 1 |  |  | 1 | [11 empty] | 2 | 2 | 2 | 1 | 2 | 1 | 1 | 0
PG&E FRESNO | Borden | 230 | Battery |  |  | 0 | 0 | 0 | 0 | 0 | 0 | 0 | 0 | 0 | 5 | 5 | 5 | 4 | 1 |  | 1 | [11 empty] | 1 | 1 | 4 | 2 | 1 | 2+ | 5 | 1
PG&E FRESNO | Borden | 70 | Battery |  |  | 0 | 0 | 0 | 0 | 0 | 0 | 0 | 0 | 0 | 5 | 5 | 5 | 4 |  |  | 1 | [11 empty] | 1 | 1 | 4 | 2 | 1 | 1 | 1 | 0
SDGE | Boulevard East | 138 | Battery |  |  | 0 | 0 | 0 | 0 | 0 | 0 | 0 | 0 | 0 | 1 | 1 | 1 | 1 | 1 |  | 4 | [11 empty] | 2 | 1 | 4 | 1 | 3 | 4+ | 1 | 1
SDGE | Boulevard East | 69 | Battery |  |  | 17.4 | 0 | 17.4 | 17.4 | 0 | 17.4 | 0 | 0 | 0 | 1 | 1 | 1 | 1 |  |  | 3 | [11 empty] | 2 | 1 | 4 | 1 | 3 | 4+ | 1 | 1
PG&E GBA | Brentwood | 230 | Battery |  |  | 0 | 0 | 0 | 0 | 0 | 0 | 0 | 0 | 0 | 5 | 5 | 1 | 1 |  |  | 2 | [11 empty] | 2 | 1 | 4 | 1 | 3 | 1 | 1 | 0
PG&E NGBA | Bridgeville | 115 | Battery |  |  | 0 | 0 | 0 | 0 | 0 | 0 | 0 | 0 | 0 | 5 | 5 | 1 | 1 |  |  | 1 | [11 empty] | 2 | 2 | 4 | 2 | 3 | 1 | 1 | 0
PG&E NGBA | Brighton | 115 | Battery |  |  | 0 | 0 | 0 | 0 | 0 | 0 | 0 | 0 | 0 | 5 | 5 | 1 | 1 |  |  | 1 | [11 empty] | 2 | 1 | 2 | 2 | 1 | 1 | 1 | 0
PG&E NGBA | Brighton | 230 | Battery |  |  | 0 | 0 | 0 | 0 | 0 | 0 | 0 | 0 | 0 | 5 | 5 | 1 | 1 |  |  | 1 | [11 empty] | 2 | 1 | 2 | 2 | 1 | 1 | 1 | 0
PG&E NGBA | Brunswick | 115 | Battery |  |  | 0 | 0 | 0 | 0 | 0 | 0 | 0 | 0 | 0 | 5 | 5 | 1 | 1 |  |  | 1 | [11 empty] | 2 | 1 | 4 | 1 | 3 | 1 | 1 | 0
PG&E NGBA | Bucks Creek | 230 | Battery |  |  | 0 | 0 | 0 | 0 | 0 | 0 | 0 | 0 | 0 | 5 | 5 | 1 | 1 |  |  | 1 | [11 empty] | 2 | 2 | 4 | 1 | 3 | 1 | 1 | 0
PG&E KERN | Buena Vista | 230 | Battery |  |  | 0 | 100 | 100 | 0 | 0 | 0 | 0 | 100 | 100 | 5 | 5 | 5 | 4 |  |  | 2 | [11 empty] | 2 | 2 | 4 | 2 | 1 | 5- | 1 | 1
PG&E FRESNO | Bullard | 115 | Battery |  |  | 0 | 0 | 0 | 0 | 0 | 0 | 0 | 0 | 0 | 5 | 5 | 5 | 4 |  |  | 1 | [11 empty] | 1 | 1 | 1 | 2 | 2 | 1 | 1 | 0
PG&E GBA | Burlingame | 115 | Battery |  |  | 0 | 0 | 0 | 0 | 0 | 0 | 0 | 0 | 0 | 5 | 5 | 1 | 1 |  |  | 3 | [11 empty] | 2 | 1 | 3 | 1 | 2 | 1 | 1 | 0
PG&E NGBA | Burney Forest | 230 | Battery |  |  | 0 | 0 | 0 | 0 | 0 | 0 | 0 | 0 | 0 | 5 | 5 | 3 | 2 |  |  | 1 | [11 empty] | 2 | 2 | 4 | 2 | 3 | 1 | 1 | 0
PG&E NGBA | Butte | 115 | Battery |  |  | 0 | 0 | 0 | 0 | 0 | 0 | 0 | 0 | 0 | 5 | 5 | 1 | 1 |  |  | 1 | [11 empty] | 2 | 1 | 4 | 2 | 2 | 1 | 1 | 0
PG&E KERN | Cabrillo | 115 | Battery |  |  | 0 | 0 | 0 | 0 | 0 | 0 | 0 | 0 | 0 | 5 | 2 | 5 | 2 |  |  | 2 | [11 empty] | 2 | 2 | 4 | 1 | 3 | 1 | 1 | 0
PG&E FRESNO | Cal Flats | 230 | Battery |  |  | 0 | 0 | 0 | 0 | 0 | 0 | 0 | 0 | 0 | 5 | 5 | 5 | 4 |  |  | 1 | [11 empty] | 2 | 2 | 4 | 2 | 2 | 1 | 1 | 0
SCE NOL | Calcite | 230 | Battery |  |  | 0 | 0 | 0 | 0 | 0 | 0 | 0 | 0 | 0 | 1 | 1 | 1 | 1 | 3 |  | 2 | [11 empty] | 2 | 1 | 4 | 1 | 3 | 4+ | 5 | 1
PG&E KERN | Caliente | 230 | Battery |  |  | 0 | 0 | 0 | 0 | 0 | 0 | 0 | 0 | 0 | 5 | 5 | 5 | 4 | 1 |  | 1 | [11 empty] | 2 | 1 | 4 | 2 | 2 | 2+ | 1 | 1
PG&E FRESNO | California Ave | 115 | Battery |  |  | 0 | 0 | 0 | 0 | 0 | 0 | 0 | 0 | 0 | 5 | 2 | 5 | 2 |  |  | 3 | [11 empty] | 1 | 1 | 2 | 2 | 1 | 1 | 1 | 0
PG&E KERN | Callender | 115 | Battery |  |  | 0 | 0 | 0 | 0 | 0 | 0 | 0 | 0 | 0 | 5 | 5 | 5 | 4 |  |  | 1 | [11 empty] | 2 | 2 | 4 | 2 | 2 | 1 | 1 | 0
PG&E NGBA | Calpella | 115 | Battery |  |  | 0 | 0 | 0 | 0 | 0 | 0 | 0 | 0 | 0 | 5 | 5 | 1 | 1 |  |  | 1 | [11 empty] | 2 | 2 | 4 | 2 | 3 | 1 | 1 | 0
PG&E GBA | Camanche | 230 | Battery |  |  | 0 | 0 | 0 | 0 | 0 | 0 | 0 | 0 | 0 | 1 | 1 | 1 | 1 |  |  | 1 | [11 empty] | 1 | 1 | 4 | 2 | 3 | 4+ | 1 | 1
SDGE | Cameron | 69 | Battery |  |  | 0 | 0 | 0 | 0 | 0 | 0 | 0 | 0 | 0 | 1 | 1 | 1 | 1 |  |  | 1 | [11 empty] | 1 | 1 | 2 | 1 | 1 | 1 | 1 | 0
SDGE | Cannon | 69 | Battery |  |  | 0 | 0 | 0 | 0 | 0 | 0 | 0 | 0 | 0 | 1 | 1 | 1 | 1 |  |  | 1 | [11 empty] | 2 | 1 | 1 | 1 | 3 | 1 | 1 | 0
PG&E FRESNO | Cantua | 115 | Battery |  |  | 0 | 50 | 50 | 0 | 0 | 0 | 0 | 50 | 50 | 5 | 2 | 5 | 2 |  |  | 3 | [11 empty] | 1 | 1 | 4 | 2 | 1 | 5- | 1 | 1
SDGE | Capistrano | 138 | Battery |  |  | 0 | 0 | 0 | 0 | 0 | 0 | 0 | 0 | 0 | 1 | 1 | 1 | 1 |  |  | 1 | [11 empty] | 1 | 1 | 2 | 1 | 3 | 4+ | 4 | 1
SDGE | Capistrano | 230 | Battery |  |  | 0 | 0 | 0 | 0 | 0 | 0 | 0 | 0 | 0 | 1 | 1 | 1 | 1 |  |  | 1 | [11 empty] | 1 | 1 | 2 | 1 | 3 | 1 | 1 | 0
PG&E NGBA | Carberry | 230 | Battery |  |  | 0 | 0 | 0 | 0 | 0 | 0 | 0 | 0 | 0 | 5 | 5 | 3 | 2 |  |  | 1 | [11 empty] | 2 | 2 | 4 | 2 | 3 | 1 | 1 | 0
SCE Eastern | Cardiff | 66 | Battery |  |  | 0 | 0 | 0 | 0 | 0 | 0 | 0 | 0 | 0 | 1 | 1 | 1 | 1 |  |  | 1 | [11 empty] | 1 | 1 | 2 | 1 | 1 | 1 | 1 | 0
PG&E NGBA | Caribou | 60 | Battery |  |  | 0 | 0 | 0 | 0 | 0 | 0 | 0 | 0 | 0 | 5 | 5 | 1 | 1 |  |  | 1 | [11 empty] | 2 | 2 | 4 | 1 | 3 | 1 | 1 | 0
PG&E NGBA | Caribou | 115 | Battery |  |  | 0 | 0 | 0 | 0 | 0 | 0 | 0 | 0 | 0 | 5 | 5 | 1 | 1 |  |  | 1 | [11 empty] | 2 | 2 | 4 | 1 | 3 | 1 | 1 | 0
PG&E NGBA | Caribou | 230 | Battery |  |  | 0 | 0 | 0 | 0 | 0 | 0 | 0 | 0 | 0 | 5 | 5 | 1 | 1 |  |  | 1 | [11 empty] | 2 | 2 | 4 | 1 | 3 | 1 | 1 | 0
EOP | Carpenter Canyon (fka Gamebird) | 138 | Battery |  |  | 0 | 0 | 0 | 0 | 0 | 0 | 0 | 0 | 0 | 5 | 2 | 4 | 2 |  |  | 1 | [11 empty] | 2 | 2 | 4 | 1 | 3 | 1 | 1 | 0
EOP | Carpenter Canyon (fka Gamebird) | 230 | Battery |  |  | 0 | 36.5 | 36.5 | 0 | 0 | 0 | 0 | 36.5 | 36.5 | 5 | 2 | 4 | 2 |  |  | 1 | [11 empty] | 2 | 2 | 4 | 1 | 3 | 4+ | 5 | 1
PG&E NGBA | Carquinez | 115 | Battery |  |  | 0 | 0 | 0 | 0 | 0 | 0 | 0 | 0 | 0 | 5 | 5 | 1 | 1 |  |  | 1 | [11 empty] | 2 | 1 | 2 | 1 | 1 | 1 | 1 | 0
SDGE | Carrizo Gorge | 138 | Battery |  |  | 70 | 0 | 70 | 70 | 0 | 70 | 0 | 0 | 0 | 1 | 1 | 1 | 1 |  |  | 2 | [11 empty] | 2 | 1 | 4 | 1 | 3 | 4+ | 1 | 1
PG&E KERN | Carrizo Plains | 115 | Battery |  |  | 0 | 0 | 0 | 0 | 0 | 0 | 0 | 0 | 0 | 5 | 5 | 5 | 4 |  |  | 1 | [11 empty] | 2 | 1 | 4 | 2 | 2 | 1 | 1 | 0
PG&E KERN | Casaloma | 230 | Battery |  |  | 0 | 0 | 0 | 0 | 0 | 0 | 0 | 0 | 0 | 5 | 2 | 5 | 2 |  |  | 1 | [11 empty] | 1 | 1 | 3 | 1 | 1 | 1 | 1 | 0
PG&E GBA | Castro Valley | 230 | Battery |  |  | 0 | 0 | 0 | 0 | 0 | 0 | 0 | 0 | 0 | 5 | 5 | 1 | 1 |  |  | 1 | [11 empty] | 2 | 1 | 2 | 1 | 2 | 1 | 1 | 0
PG&E GBA | Cayetano | 230 | Battery |  |  | 0 | 0 | 0 | 0 | 0 | 0 | 0 | 0 | 0 | 5 | 5 | 1 | 1 |  |  | 1 | [11 empty] | 2 | 1 | 3 | 1 | 3 | 1 | 1 | 0
SCE Metro | Center | 230 | Battery |  |  | 0 | 200 | 200 | 0 | 0 | 0 | 0 | 200 | 200 | 1 | 1 | 1 | 1 |  |  | 1 | [11 empty] | 1 | 1 | 1 | 1 | 1 | 3- | 1 | 1
PG&E KERN | Charca | 115 | Battery |  |  | 0 | 0 | 0 | 0 | 0 | 0 | 0 | 0 | 0 | 5 | 2 | 5 | 2 |  |  | 1 | [11 empty] | 1 | 1 | 4 | 1 | 1 | 4+ | 1 | 1
EOP | Charleston | 138 | Battery |  |  | 0 | 0 | 0 | 0 | 0 | 0 | 0 | 0 | 0 | 5 | 2 | 4 | 2 |  |  | 1 | [11 empty] | 2 | 2 | 4 | 1 | 3 | 1 | 1 | 0
SCE Metro | Chevmain | 230 | Battery |  |  | 0 | 500 | 500 | 0 | 0 | 0 | 0 | 500 | 500 | 1 | 1 | 1 | 1 |  |  | 1 | [11 empty] | 1 | 1 | 1 | 1 | 1 | 5- | 1 | 1
SDGE | Chicarita | 138 | Battery |  |  | 0 | 0 | 0 | 0 | 0 | 0 | 0 | 0 | 0 | 1 | 1 | 1 | 1 |  |  | 1 | [11 empty] | 2 | 1 | 3 | 1 | 3 | 2+ | 1 | 1
SCE Metro | Chino | 230 | Battery |  |  | 225 | 0 | 225 | 225 | 0 | 225 | 0 | 0 | 0 | 1 | 1 | 1 | 1 |  |  | 1 | [11 empty] | 1 | 1 | 1 | 1 | 2 | 4+ | 1 | 1
PG&E FRESNO | Chowchilla | 115 | Battery |  |  | 0 | 50 | 50 | 0 | 0 | 0 | 0 | 50 | 50 | 5 | 5 | 5 | 2 |  |  | 3 | [11 empty] | 1 | 1 | 1 | 2 | 2 | 4+ | 1 | 1
PG&E GBA | Christie | 60 | Battery |  |  | 0 | 0 | 0 | 0 | 0 | 0 | 0 | 0 | 0 | 5 | 5 | 1 | 1 |  |  | 1 | [11 empty] | 2 | 1 | 2 | 1 | 2 | 1 | 1 | 0
PG&E GBA | Christie | 115 | Battery |  |  | 0 | 0 | 0 | 0 | 0 | 0 | 0 | 0 | 0 | 5 | 5 | 1 | 1 |  |  | 1 | [11 empty] | 2 | 1 | 2 | 1 | 2 | 1 | 1 | 0
SCE Eastern | Cielo Azul | 500 | Battery |  |  | 471.516 | 0 | 471.516 | 471.516 | 0 | 471.516 | 0 | 0 | 0 | 5 | 4 | 4 | 2 |  |  | 2 | [11 empty] | 2 | 2 | 4 | 1 | 3 | 4+ | 1 | 1
PG&E GBA | Clay | 60 | Battery |  |  | 0 | 0 | 0 | 0 | 0 | 0 | 0 | 0 | 0 | 1 | 1 | 1 | 1 |  |  | 1 | [11 empty] | 2 | 1 | 3 | 1 | 3 | 1 | 1 | 0
PG&E GBA | Clayton | 115 | Battery |  |  | 0 | 0 | 0 | 0 | 0 | 0 | 0 | 0 | 0 | 5 | 5 | 1 | 1 |  |  | 1 | [11 empty] | 2 | 1 | 4 | 1 | 2 | 1 | 1 | 0
PG&E NGBA | Cloverdale | 115 | Battery |  |  | 0 | 0 | 0 | 0 | 0 | 0 | 0 | 0 | 0 | 5 | 5 | 1 | 1 |  |  | 1 | [11 empty] | 2 | 2 | 4 | 2 | 3 | 1 | 1 | 0
PG&E FRESNO | Clovis | 115 | Battery |  |  | 0 | 0 | 0 | 0 | 0 | 0 | 0 | 0 | 0 | 5 | 2 | 5 | 2 |  |  | 1 | [11 empty] | 1 | 1 | 2 | 2 | 2 | 1 | 1 | 0
PG&E GBA | Coburn | 230 | Battery |  |  | 0 | 2 | 2 | 0 | 0 | 0 | 0 | 2 | 2 | 5 | 2 | 5 | 2 |  |  | 1 | [11 empty] | 2 | 2 | 2 | 2 | 3 | 2- | 1 | 1
PG&E GBA | Coburn | 60 | Battery |  |  | 0 | 0 | 0 | 0 | 0 | 0 | 0 | 0 | 0 | 5 | 2 | 5 | 2 |  |  | 1 | [11 empty] | 2 | 2 | 2 | 2 | 3 | 1 | 1 | 0
PG&E NGBA | Colgate | 230 | Battery |  |  | 0 | 0 | 0 | 0 | 0 | 0 | 0 | 0 | 0 | 5 | 5 | 1 | 1 |  |  | 1 | [11 empty] | 2 | 1 | 4 | 1 | 3 | 1 | 1 | 0
PG&E GBA | Collierville | 230 | Battery |  |  | 0 | 0 | 0 | 0 | 0 | 0 | 0 | 0 | 0 | 1 | 1 | 1 | 1 |  |  | 1 | [11 empty] | 2 | 1 | 4 | 1 | 3 | 1 | 1 | 0
PG&E GBA | Collinsville | 230 | Battery |  |  | 0 | 0 | 0 | 0 | 0 | 0 | 0 | 0 | 0 | 5 | 5 | 1 | 1 |  |  | 1 | [11 empty] | 2 | 1 | 3 | 1 | 1 | 1 | 1 | 0
PG&E GBA | Collinsville | 500 | Battery |  |  | 0 | 0 | 0 | 0 | 0 | 0 | 0 | 0 | 0 | 5 | 5 | 1 | 1 |  |  | 1 | [11 empty] | 2 | 1 | 3 | 1 | 1 | 1 | 1 | 0
SCE Eastern | Colorado River | 230 | Battery |  |  | 30 | 0 | 30 | 30 | 0 | 30 | 0 | 0 | 0 | 4 | 4 | 1 | 1 | 4 |  | 1 | [11 empty] | 2 | 2 | 3 | 1 | 3 | 4+ | 1 | 1
SCE Eastern | Colorado River | 500 | Battery |  |  | 0 | 0 | 0 | 0 | 0 | 0 | 0 | 0 | 0 | 4 | 4 | 1 | 1 | 2 |  | 1 | [11 empty] | 2 | 2 | 3 | 1 | 3 | 1 | 1 | 0
PG&E KERN | Columbus | 115 | Battery |  |  | 0 | 20 | 20 | 0 | 0 | 0 | 0 | 20 | 20 | 5 | 5 | 5 | 4 |  |  | 4 | [11 empty] | 1 | 1 | 2 | 1 | 2 | 5- | 1 | 1
PG&E GBA | Contra Costa | 115 | Battery |  |  | 0 | 0 | 0 | 0 | 0 | 0 | 0 | 0 | 0 | 5 | 5 | 1 | 1 |  |  | 1 | [11 empty] | 2 | 1 | 2 | 1 | 2 | 1 | 1 | 0
PG&E GBA | Contra Costa | 230 | Battery |  |  | 0 | 0 | 0 | 0 | 0 | 0 | 0 | 0 | 0 | 5 | 5 | 1 | 1 |  |  | 1 | [11 empty] | 2 | 1 | 2 | 1 | 2 | 2+ | 1 | 1
PG&E GBA | Contra Costa PP | 230 | Battery |  |  | 0 | 0 | 0 | 0 | 0 | 0 | 0 | 0 | 0 | 5 | 5 | 1 | 1 |  |  | 1 | [11 empty] | 2 | 1 | 1 | 1 | 2 | 1 | 1 | 0
SCE NOL | Control | 115 | Battery |  |  | 0 | 0 | 0 | 0 | 0 | 0 | 0 | 0 | 0 | 5 | 3 | 1 | 1 |  |  | 1 | [11 empty] | 2 | 2 | 4 | 1 | 3 | 1 | 1 | 0
SCE NOL | Control | 55 | Battery |  |  | 0 | 0 | 0 | 0 | 0 | 0 | 0 | 0 | 0 | 5 | 3 | 1 | 1 |  |  | 1 | [11 empty] | 2 | 2 | 4 | 1 | 3 | 1 | 1 | 0
PG&E GBA | Cooley Landing | 115 | Battery |  |  | 0 | 0 | 0 | 0 | 0 | 0 | 0 | 0 | 0 | 5 | 5 | 1 | 1 |  |  | 2 | [11 empty] | 2 | 1 | 2 | 1 | 1 | 1 | 1 | 0
PG&E GBA | Cooley Landing | 60 | Battery |  |  | 0 | 0 | 0 | 0 | 0 | 0 | 0 | 0 | 0 | 1 | 1 | 1 | 1 |  |  | 1 | [11 empty] | 2 | 1 | 2 | 1 | 1 | 4+ | 1 | 1
SCE NOL | Coolwater | 230 | Battery |  |  | 0 | 0 | 0 | 0 | 0 | 0 | 0 | 0 | 0 | 3 | 3 | 1 | 1 |  |  | 1 | [11 empty] | 2 | 1 | 2 | 1 | 1 | 4+ | 1 | 1
SCE NOL | Coolwater | 115 | Battery |  |  | 113.5 | 0 | 113.5 | 113.5 | 0 | 113.5 | 0 | 0 | 0 | 3 | 3 | 1 | 1 | 3 |  | 3 | [11 empty] | 2 | 1 | 2 | 1 | 1 | 4+ | 1 | 1
PG&E KERN | Copus | 70 | Battery |  |  | 0 | 0 | 0 | 0 | 0 | 0 | 0 | 0 | 0 | 5 | 5 | 5 | 4 |  |  | 1 | [11 empty] | 1 | 1 | 3 | 1 | 1 | 1 | 1 | 0
PG&E FRESNO | Corcoran | 70 | Battery |  |  | 0 | 0 | 0 | 0 | 0 | 0 | 0 | 0 | 0 | 5 | 5 | 5 | 4 |  |  | 1 | [11 empty] | 1 | 1 | 4 | 2 | 1 | 1 | 1 | 0
PG&E FRESNO | Corcoran | 115 | Battery |  |  | 0 | 0 | 0 | 0 | 0 | 0 | 0 | 0 | 0 | 5 | 5 | 5 | 4 |  |  | 1 | [11 empty] | 1 | 1 | 4 | 2 | 1 | 1 | 1 | 0
PG&E NGBA | Corona | 115 | Battery |  |  | 0 | 0 | 0 | 0 | 0 | 0 | 0 | 0 | 0 | 5 | 5 | 1 | 1 |  |  | 1 | [11 empty] | 2 | 1 | 3 | 2 | 3 | 4+ | 1 | 1
PG&E NGBA | Cortina | 230 | Battery |  |  | 0 | 0 | 0 | 0 | 0 | 0 | 0 | 0 | 0 | 5 | 5 | 1 | 1 | 3 |  | 1 | [11 empty] | 2 | 2 | 4 | 1 | 3 | 1 | 1 | 0
PG&E NGBA | Cortina | 115 | Battery |  |  | 0 | 0 | 0 | 0 | 0 | 0 | 0 | 0 | 0 | 5 | 5 | 1 | 1 | 1 |  | 1 | [11 empty] | 2 | 2 | 4 | 1 | 3 | 4+ | 4 | 1
PG&E GBA | Cottle | 230 | Battery |  |  | 0 | 0 | 0 | 0 | 0 | 0 | 0 | 0 | 0 | 5 | 5 | 5 | 2 | 3 |  | 1 | [11 empty] | 1 | 1 | 3 | 2 | 1 | 4+ | 1 | 1
PG&E NGBA | Cottonwood | 115 | Battery |  |  | 0 | 0 | 0 | 0 | 0 | 0 | 0 | 0 | 0 | 5 | 5 | 1 | 1 |  |  | 1 | [11 empty] | 2 | 2 | 3 | 2 | 3 | 1 | 1 | 0
PG&E NGBA | Cottonwood | 230 | Battery |  |  | 0 | 0 | 0 | 0 | 0 | 0 | 0 | 0 | 0 | 5 | 5 | 1 | 1 |  |  | 1 | [11 empty] | 2 | 2 | 3 | 2 | 3 | 1 | 1 | 0
PG&E NGBA | Cottonwood | 60 | Battery |  |  | 0 | 0 | 0 | 0 | 0 | 0 | 0 | 0 | 0 | 5 | 5 | 1 | 1 |  |  | 1 | [11 empty] | 2 | 2 | 3 | 2 | 3 | 1 | 1 | 0
PG&E NGBA | Cove Road | 230 | Battery |  |  | 0 | 0 | 0 | 0 | 0 | 0 | 0 | 0 | 0 | 5 | 5 | 1 | 1 |  |  | 1 | [11 empty] | 2 | 2 | 4 | 2 | 3 | 1 | 1 | 0
PG&E GBA | Coyote | 230 | Battery |  |  | 0 | 0 | 0 | 0 | 0 | 0 | 0 | 0 | 0 | 1 | 1 | 1 | 1 |  |  | 1 | [11 empty] | 2 | 1 | 3 | 2 | 2 | 1 | 1 | 0
PG&E GBA | Crazy Horse Canyon | 115 | Battery |  |  | 0 | 0 | 0 | 0 | 0 | 0 | 0 | 0 | 0 | 1 | 1 | 1 | 1 |  |  | 1 | [11 empty] | 2 | 2 | 4 | 2 | 3 | 1 | 1 | 0
SDGE | Creelman | 69 | Battery |  |  | 7.36 | 0 | 7.36 | 7.36 | 0 | 7.36 | 0 | 0 | 0 | 1 | 1 | 1 | 1 |  |  | 3 | [11 empty] | 2 | 1 | 4 | 1 | 3 | 2+ | 1 | 1
PG&E FRESNO | Crescent | 70 | Battery |  |  | 35 | 0 | 35 | 35 | 0 | 35 | 0 | 0 | 0 | 5 | 5 | 5 | 2 |  |  | 4 | [11 empty] | 1 | 1 | 3 | 2 | 1 | 4+ | 1 | 1
PG&E FRESNO | Cressey | 115 | Battery |  |  | 0 | 0 | 0 | 0 | 0 | 0 | 0 | 0 | 0 | 5 | 2 | 5 | 2 |  |  | 1 | [11 empty] | 1 | 1 | 3 | 2 | 1 | 1 | 1 | 0
PG&E NGBA | Cresta | 230 | Battery |  |  | 0 | 0 | 0 | 0 | 0 | 0 | 0 | 0 | 0 | 5 | 5 | 1 | 1 |  |  | 1 | [11 empty] | 2 | 1 | 4 | 2 | 3 | 1 | 1 | 0
SDGE | Crestwood | 69 | Battery |  |  | 0 | 0 | 0 | 0 | 0 | 0 | 0 | 0 | 0 | 1 | 1 | 1 | 1 |  |  | 1 | [11 empty] | 2 | 1 | 4 | 1 | 3 | 1 | 1 | 0
PG&E GBA | Crow Creek | 60 | Battery |  |  | 0 | 0 | 0 | 0 | 0 | 0 | 0 | 0 | 0 | 1 | 1 | 1 | 1 |  |  | 1 | [11 empty] | 1 | 1 | 4 | 2 | 1 | 1 | 1 | 0
PG&E GBA | Crows Landing | 60 | Battery |  |  | 0 | 0 | 0 | 0 | 0 | 0 | 0 | 0 | 0 | 1 | 1 | 1 | 1 |  |  | 1 | [11 empty] | 1 | 1 | 4 | 2 | 1 | 1 | 1 | 0
PG&E GBA | Curtis | 115 | Battery |  |  | 0 | 0 | 0 | 0 | 0 | 0 | 0 | 0 | 0 | 1 | 1 | 1 | 1 |  |  | 1 | [11 empty] | 2 | 1 | 4 | 1 | 3 | 1 | 1 | 0
PG&E FRESNO | Dairyland | 115 | Battery |  |  | 0 | 0 | 0 | 0 | 0 | 0 | 0 | 0 | 0 | 5 | 2 | 5 | 2 |  |  | 3 | [11 empty] | 1 | 1 | 3 | 2 | 1 | 1 | 1 | 0
PG&E NGBA | Davis | 115 | Battery |  |  | 0 | 0 | 0 | 0 | 0 | 0 | 0 | 0 | 0 | 5 | 5 | 1 | 1 | 3 |  | 1 | [11 empty] | 2 | 1 | 4 | 2 | 3 | 2+ | 1 | 1
SCE Metro | Del Amo | 500 | Battery |  |  | 0 | 500 | 500 | 0 | 0 | 0 | 0 | 500 | 500 | 1 | 1 | 1 | 1 |  |  | 1 | [11 empty] | 1 | 1 | 3 | 1 | 2 | 5- | 1 | 1
SCE Metro | Del Amo | 230 | Battery |  |  | 0 | 300 | 300 | 0 | 0 | 0 | 0 | 300 | 300 | 1 | 1 | 1 | 1 |  |  | 1 | [11 empty] | 1 | 1 | 3 | 1 | 2 | 5- | 1 | 1
SCE Eastern | Delaney | 500 | Battery |  |  | 28.5 | 0 | 28.5 | 0 | 0 | 0 | 28.5 | 0 | 28.5 | 5 | 4 | 4 | 2 |  |  | 1 | [11 empty] | 2 | 1 | 4 | 2 | 3 | 4+ | 1 | 1
PG&E NGBA | Delevan | 230 | Battery |  |  | 0 | 0 | 0 | 0 | 0 | 0 | 0 | 0 | 0 | 5 | 5 | 1 | 1 | 3 |  | 1 | [11 empty] | 2 | 2 | 1 | 1 | 3 | 4+ | 4 | 1
PG&E GBA | Delta PP | 230 | Battery |  |  | 0 | 0 | 0 | 0 | 0 | 0 | 0 | 0 | 0 | 5 | 5 | 1 | 1 |  |  | 1 | [11 empty] | 2 | 1 | 3 | 1 | 2 | 4+ | 1 | 1
EOP | Desert View | 230 | Battery |  |  | 0 | 0 | 0 | 0 | 0 | 0 | 0 | 0 | 0 | 5 | 2 | 4 | 2 |  |  | 1 | [11 empty] | 2 | 1 | 4 | 1 | 3 | 4+ | 1 | 1
SCE Eastern | Devers | 230 | Battery |  |  | 200 | 100 | 300 | 200 | 100 | 300 | 0 | 0 | 0 | 1 | 1 | 1 | 1 | 5 |  | 1 | [11 empty] | 2 | 1 | 1 | 1 | 3 | 4+ | 1 | 1
SCE Eastern | Devers | 500 | Battery |  |  | 0 | 0 | 0 | 0 | 0 | 0 | 0 | 0 | 0 | 1 | 1 | 1 | 1 |  |  | 1 | [11 empty] | 2 | 1 | 1 | 1 | 3 | 1 | 1 | 0
PG&E KERN | Diablo Canyon | 230 | Battery |  |  | 0 | 0 | 0 | 0 | 0 | 0 | 0 | 0 | 0 | 5 | 2 | 5 | 2 | 3 |  | 1 | [11 empty] | 2 | 2 | 4 | 2 | 3 | 1 | 1 | 0
PG&E KERN | Diablo Canyon | 500 | Battery |  |  | 0 | 0 | 0 | 0 | 0 | 0 | 0 | 0 | 0 | 5 | 5 | 4 | 4 | 5 |  | 1 | [11 empty] | 2 | 2 | 4 | 2 | 3 | 4+ | 1 | 1
PG&E KERN | Divide | 115 | Battery |  |  | 0 | 0 | 0 | 0 | 0 | 0 | 0 | 0 | 0 | 5 | 2 | 5 | 2 |  |  | 3 | [11 empty] | 2 | 2 | 4 | 1 | 2 | 1 | 1 | 0
PG&E GBA | Dixon Landing | 115 | Battery |  |  | 0 | 0 | 0 | 0 | 0 | 0 | 0 | 0 | 0 | 1 | 1 | 1 | 1 |  |  | 1 | [11 empty] | 2 | 1 | 2 | 1 | 2 | 1 | 1 | 0
PG&E FRESNO | Dos Amigos | 230 | Battery |  |  | 0 | 860 | 860 | 0 | 0 | 0 | 0 | 860 | 860 | 5 | 2 | 5 | 2 |  |  | 2 | [11 empty] | 1 | 1 | 4 | 2 | 1 | 5- | 1 | 1
PG&E NGBA | Drum | 115 | Battery |  |  | 0 | 0 | 0 | 0 | 0 | 0 | 0 | 0 | 0 | 5 | 5 | 1 | 1 |  |  | 1 | [11 empty] | 2 | 1 | 4 | 2 | 3 | 1 | 1 | 0
PG&E GBA | Dumbarton | 115 | Battery |  |  | 0 | 0 | 0 | 0 | 0 | 0 | 0 | 0 | 0 | 5 | 5 | 1 | 1 |  |  | 1 | [11 empty] | 2 | 1 | 3 | 1 | 2 | 1 | 1 | 0
SCE NOL | Dunn Siding | 115 | Battery |  |  | 0 | 0 | 0 | 0 | 0 | 0 | 0 | 0 | 0 | 3 | 3 | 1 | 1 |  |  | 1 | [11 empty] | 2 | 1 | 4 | 1 | 1 | 1 | 1 | 0
SCE Eastern | Eagle Mountain | 230 | Battery |  |  | 0 | 0 | 0 | 0 | 0 | 0 | 0 | 0 | 0 | 5 | 2 | 1 | 1 |  |  | 1 | [11 empty] | 2 | 2 | 4 | 1 | 3 | 1 | 1 | 0
PG&E NGBA | Eagle Rock (PGE) | 60 | Battery |  |  | 0 | 0 | 0 | 0 | 0 | 0 | 0 | 0 | 0 | 5 | 5 | 1 | 1 |  |  | 1 | [11 empty] | 2 | 2 | 4 | 2 | 3 | 1 | 1 | 0
PG&E NGBA | Eagle Rock (PGE) | 115 | Battery |  |  | 0 | 0 | 0 | 0 | 0 | 0 | 0 | 0 | 0 | 5 | 5 | 1 | 1 | 3 |  | 1 | [11 empty] | 2 | 2 | 4 | 2 | 3 | 1 | 1 | 0
SCE Metro | Eagle Rock (SCE) | 230 | Battery |  |  | 0 | 0 | 0 | 0 | 0 | 0 | 0 | 0 | 0 | 1 | 1 | 1 | 1 |  |  | 1 | [11 empty] | 1 | 1 | 2 | 1 | 2 | 1 | 1 | 0
PG&E NGBA | East Marysville | 115 | Battery |  |  | 0 | 0 | 0 | 0 | 0 | 0 | 0 | 0 | 0 | 5 | 5 | 1 | 1 |  |  | 1 | [11 empty] | 2 | 2 | 2 | 1 | 2 | 1 | 1 | 0
PG&E NGBA | East Nicolaus | 115 | Battery |  |  | 0 | 0 | 0 | 0 | 0 | 0 | 0 | 0 | 0 | 5 | 5 | 1 | 1 |  |  | 3 | [11 empty] | 2 | 1 | 4 | 1 | 3 | 1 | 1 | 0
PG&E NGBA | East Nicolaus | 60 | Battery |  |  | 0 | 0 | 0 | 0 | 0 | 0 | 0 | 0 | 0 | 5 | 5 | 1 | 1 |  |  | 1 | [11 empty] | 2 | 1 | 4 | 1 | 3 | 1 | 1 | 0
PG&E GBA | Eastshore | 115 | Battery |  |  | 0 | 90.7 | 90.7 | 0 | 0 | 0 | 0 | 90.7 | 90.7 | 5 | 5 | 1 | 1 | 4 |  | 2 | [11 empty] | 2 | 1 | 2 | 1 | 1 | 2- | 1 | 1
PG&E GBA | Eastshore | 230 | Battery |  |  | 0 | 0 | 0 | 0 | 0 | 0 | 0 | 0 | 0 | 5 | 5 | 1 | 1 |  |  | 1 | [11 empty] | 2 | 1 | 2 | 1 | 1 | 1 | 1 | 0
SDGE | ECO | 138 | Battery |  |  | 0 | 0 | 0 | 0 | 0 | 0 | 0 | 0 | 0 | 1 | 1 | 1 | 1 | 3 |  | 1 | [11 empty] | 2 | 1 | 4 | 1 | 3 | 1 | 1 | 0
SDGE | ECO | 230 | Battery |  |  | 0 | 0 | 0 | 0 | 0 | 0 | 0 | 0 | 0 | 1 | 1 | 1 | 1 |  |  | 1 | [11 empty] | 2 | 1 | 4 | 1 | 3 | 1 | 1 | 0
SDGE | ECO | 500 | Battery |  |  | 0 | 0 | 0 | 0 | 0 | 0 | 0 | 0 | 0 | 1 | 1 | 1 | 1 |  |  | 1 | [11 empty] | 2 | 1 | 4 | 1 | 3 | 1 | 1 | 0
PG&E GBA | Edenvale | 115 | Battery |  |  | 0 | 0 | 0 | 0 | 0 | 0 | 0 | 0 | 0 | 1 | 1 | 1 | 1 |  |  | 1 | [11 empty] | 2 | 1 | 2 | 2 | 2 | 1 | 1 | 0
PG&E GBA | Edes | 115 | Battery |  |  | 0 | 0 | 0 | 0 | 0 | 0 | 0 | 0 | 0 | 5 | 5 | 1 | 1 |  |  | 1 | [11 empty] | 2 | 1 | 3 | 1 | 1 | 1 | 1 | 0
PG&E GBA | Eight Mile | 230 | Battery |  |  | 0 | 0 | 0 | 0 | 0 | 0 | 0 | 0 | 0 | 5 | 5 | 1 | 1 |  |  | 1 | [11 empty] | 1 | 1 | 2 | 2 | 1 | 1 | 1 | 0
SDGE | El Cajon | 69 | Battery |  |  | 0 | 0 | 0 | 0 | 0 | 0 | 0 | 0 | 0 | 1 | 1 | 1 | 1 |  |  | 1 | [11 empty] | 2 | 1 | 2 | 1 | 1 | 4+ | 1 | 1
SCE Eastern | El Casco | 230 | Battery |  |  | 0 | 0 | 0 | 0 | 0 | 0 | 0 | 0 | 0 | 1 | 1 | 1 | 1 |  |  | 1 | [11 empty] | 1 | 1 | 4 | 1 | 2 | 4+ | 1 | 1
PG&E GBA | El Cerrito G | 115 | Battery |  |  | 0 | 0 | 0 | 0 | 0 | 0 | 0 | 0 | 0 | 5 | 5 | 1 | 1 |  |  | 1 | [11 empty] | 2 | 1 | 2 | 1 | 2 | 1 | 1 | 0
PG&E NGBA | El Dorado PH | 115 | Battery |  |  | 0 | 0 | 0 | 0 | 0 | 0 | 0 | 0 | 0 | 5 | 5 | 1 | 1 |  |  | 1 | [11 empty] | 2 | 1 | 4 | 2 | 3 | 4+ | 1 | 1
PG&E FRESNO | El Nido (PGE) | 115 | Battery |  |  | 0 | 0 | 0 | 0 | 0 | 0 | 0 | 0 | 0 | 5 | 5 | 5 | 2 |  |  | 1 | [11 empty] | 1 | 1 | 4 | 2 | 1 | 4+ | 1 | 1
SCE Metro | El Nido (SCE) | 230 | Battery |  |  | 0 | 400 | 400 | 0 | 0 | 0 | 0 | 400 | 400 | 1 | 1 | 1 | 1 |  |  | 1 | [11 empty] | 1 | 1 | 2 | 1 | 2 | 2- | 1 | 1
PG&E GBA | El Patio | 115 | Battery |  |  | 0 | 0 | 0 | 0 | 0 | 0 | 0 | 0 | 0 | 1 | 1 | 1 | 1 |  |  | 1 | [11 empty] | 2 | 1 | 3 | 2 | 2 | 1 | 1 | 0
SCE Metro | El Segundo | 230 | Battery |  |  | 0 | 0 | 0 | 0 | 0 | 0 | 0 | 0 | 0 | 1 | 1 | 1 | 1 |  |  | 1 | [11 empty] | 1 | 1 | 1 | 1 | 1 | 1 | 1 | 0
EOP | Eldorado | 230 | Battery |  |  | 0 | 0 | 0 | 0 | 0 | 0 | 0 | 0 | 0 | 5 | 2 | 4 | 2 | 4 |  | 1 | [11 empty] | 2 | 2 | 2 | 1 | 3 | 4+ | 1 | 1
EOP | Eldorado | 500 | Battery |  |  | 0 | 390 | 390 | 0 | 0 | 0 | 0 | 390 | 390 | 5 | 2 | 4 | 2 | 5 |  | 1 | [11 empty] | 2 | 2 | 2 | 1 | 3 | 5- | 1 | 1
SCE Northern | Elizabeth Lake | 66 | Battery |  |  | 0 | 0 | 0 | 0 | 0 | 0 | 0 | 0 | 0 | 5 | 2 | 4 | 2 |  |  | 1 | [11 empty] | 1 | 1 | 3 | 1 | 3 | 1 | 1 | 0
PG&E KERN | Elk Hills | 230 | Battery |  |  | 0 | 0 | 0 | 0 | 0 | 0 | 0 | 0 | 0 | 5 | 5 | 5 | 4 |  |  | 1 | [11 empty] | 1 | 1 | 3 | 1 | 1 | 1 | 1 | 0
SDGE | Elliot | 69 | Battery |  |  | 0 | 0 | 0 | 0 | 0 | 0 | 0 | 0 | 0 | 1 | 1 | 1 | 1 |  |  | 1 | [11 empty] | 2 | 1 | 2 | 1 | 2 | 1 | 1 | 0
SCE Metro | Ellis | 230 | Battery |  |  | 0 | 0 | 0 | 0 | 0 | 0 | 0 | 0 | 0 | 1 | 1 | 1 | 1 |  |  | 1 | [11 empty] | 1 | 1 | 2 | 1 | 2 | 1 | 1 | 0
SDGE | Encina | 138 | Battery |  |  | 0 | 0 | 0 | 0 | 0 | 0 | 0 | 0 | 0 | 1 | 1 | 1 | 1 | 3 |  | 1 | [11 empty] | 2 | 1 | 1 | 1 | 3 | 2+ | 1 | 1
SDGE | Encina | 230 | Battery |  |  | 0 | 0 | 0 | 0 | 0 | 0 | 0 | 0 | 0 | 1 | 1 | 1 | 1 |  |  | 5 | [11 empty] | 2 | 1 | 1 | 1 | 3 | 1 | 1 | 0
SDGE | Escondido | 230 | Battery |  |  | 0 | 0 | 0 | 0 | 0 | 0 | 0 | 0 | 0 | 1 | 1 | 1 | 1 |  |  | 1 | [11 empty] | 2 | 1 | 1 | 1 | 3 | 4+ | 1 | 1
SDGE | Escondido | 69 | Battery |  |  | 13 | 0 | 13 | 13 | 0 | 13 | 0 | 0 | 0 | 1 | 1 | 1 | 1 |  |  | 3 | [11 empty] | 2 | 1 | 1 | 1 | 3 | 4+ | 1 | 1
PG&E KERN | Estrella | 230 | Battery |  |  | 0 | 0 | 0 | 0 | 0 | 0 | 0 | 0 | 0 | 5 | 2 | 5 | 2 |  |  | 1 | [11 empty] | 2 | 2 | 4 | 2 | 3 | 1 | 1 | 0
SCE Eastern | Etiwanda | 230 | Battery |  |  | 70 | 0 | 70 | 70 | 0 | 70 | 0 | 0 | 0 | 1 | 1 | 1 | 1 | 5 |  | 2 | [11 empty] | 1 | 1 | 2 | 1 | 1 | 4+ | 1 | 1
PG&E GBA | Evergreen | 115 | Battery |  |  | 0 | 0 | 0 | 0 | 0 | 0 | 0 | 0 | 0 | 1 | 1 | 1 | 1 |  |  | 1 | [11 empty] | 2 | 1 | 2 | 2 | 2 | 1 | 1 | 0
PG&E GBA | Evergreen | 60 | Battery |  |  | 0 | 0 | 0 | 0 | 0 | 0 | 0 | 0 | 0 | 1 | 1 | 1 | 1 |  |  | 1 | [11 empty] | 2 | 1 | 2 | 2 | 2 | 1 | 1 | 0
PG&E FRESNO | Excelsior | 115 | Battery |  |  | 0 | 0 | 0 | 0 | 0 | 0 | 0 | 0 | 0 | 5 | 2 | 5 | 2 | 1 |  | 1 | [11 empty] | 1 | 1 | 4 | 2 | 1 | 4+ | 1 | 1
PG&E FRESNO | Exchequer | 115 | Battery |  |  | 0 | 0 | 0 | 0 | 0 | 0 | 0 | 0 | 0 | 5 | 5 | 5 | 2 |  |  | 1 | [11 empty] | 2 | 1 | 4 | 1 | 2 | 1 | 1 | 0
PG&E KERN | Fairway | 115 | Battery |  |  | 0 | 0 | 0 | 0 | 0 | 0 | 0 | 0 | 0 | 5 | 2 | 5 | 2 |  |  | 1 | [11 empty] | 2 | 2 | 3 | 1 | 2 | 4+ | 1 | 1
PG&E KERN | Famoso | 115 | Battery |  |  | 0 | 0 | 0 | 0 | 0 | 0 | 0 | 0 | 0 | 5 | 2 | 5 | 2 |  |  | 1 | [11 empty] | 1 | 1 | 4 | 1 | 1 | 1 | 1 | 0
PG&E NGBA | Fern Road | 500 | Battery |  |  | 0 | 0 | 0 | 0 | 0 | 0 | 0 | 0 | 0 | 5 | 5 | 1 | 1 |  |  | 1 | [11 empty] | 2 | 2 | 4 | 2 | 3 | 1 | 1 | 0
PG&E GBA | Fibreboard (SPI Sonora) | 115 | Battery |  |  | 0 | 0 | 0 | 0 | 0 | 0 | 0 | 0 | 0 | 1 | 1 | 1 | 1 |  |  | 1 | [11 empty] | 2 | 1 | 2 | 1 | 2 | 1 | 1 | 0
PG&E FRESNO | Figarden | 230 | Battery |  |  | 0 | 0 | 0 | 0 | 0 | 0 | 0 | 0 | 0 | 5 | 2 | 5 | 2 |  |  | 1 | [11 empty] | 1 | 1 | 3 | 2 | 2 | 1 | 1 | 0
PG&E FRESNO | Fink | 230 | Battery |  |  | 0 | 0 | 0 | 0 | 0 | 0 | 0 | 0 | 0 | 1 | 1 | 1 | 1 |  |  | 1 | [11 empty] | 1 | 1 | 4 | 2 | 1 | 1 | 1 | 0
PG&E NGBA | Fitch Mountain | 60 | Battery |  |  | 0 | 0 | 0 | 0 | 0 | 0 | 0 | 0 | 0 | 5 | 5 | 1 | 1 |  |  | 1 | [11 empty] | 2 | 2 | 4 | 2 | 3 | 1 | 1 | 0
PG&E GBA | FMC | 115 | Battery |  |  | 0 | 0 | 0 | 0 | 0 | 0 | 0 | 0 | 0 | 1 | 1 | 1 | 1 |  |  | 1 | [11 empty] | 2 | 1 | 2 | 2 | 2 | 1 | 1 | 0
PG&E GBA | Fremont | 115 | Battery |  |  | 0 | 0 | 0 | 0 | 0 | 0 | 0 | 0 | 0 | 1 | 1 | 1 | 1 |  |  | 1 | [11 empty] | 2 | 1 | 3 | 1 | 2 | 1 | 1 | 0
PG&E GBA | French Camp | 60 | Battery |  |  | 0 | 0 | 0 | 0 | 0 | 0 | 0 | 0 | 0 | 1 | 1 | 1 | 1 |  |  | 1 | [11 empty] | 1 | 1 | 3 | 2 | 1 | 1 | 1 | 0
PG&E GBA | Frogtown | 115 | Battery |  |  | 0 | 0 | 0 | 0 | 0 | 0 | 0 | 0 | 0 | 1 | 1 | 1 | 1 |  |  | 1 | [11 empty] | 2 | 1 | 4 | 1 | 3 | 1 | 1 | 0
PG&E NGBA | Fulton | 115 | Battery |  |  | 0 | 0 | 0 | 0 | 0 | 0 | 0 | 0 | 0 | 5 | 5 | 1 | 1 | 1 |  | 1 | [11 empty] | 2 | 1 | 3 | 2 | 2 | 1 | 1 | 0
PG&E NGBA | Fulton | 230 | Battery |  |  | 0 | 0 | 0 | 0 | 0 | 0 | 0 | 0 | 0 | 5 | 5 | 1 | 1 |  |  | 1 | [11 empty] | 2 | 1 | 3 | 2 | 2 | 2+ | 1 | 1
PG&E NGBA | Fulton | 60 | Battery |  |  | 0 | 0 | 0 | 0 | 0 | 0 | 0 | 0 | 0 | 5 | 5 | 1 | 1 |  |  | 1 | [11 empty] | 2 | 1 | 3 | 2 | 2 | 1 | 1 | 0
PG&E KERN | Ganso | 115 | Battery |  |  | 0 | 0 | 0 | 0 | 0 | 0 | 0 | 0 | 0 | 5 | 2 | 5 | 2 |  |  | 1 | [11 empty] | 1 | 1 | 3 | 1 | 1 | 1 | 1 | 0
PG&E FRESNO | Gates | 230 | Battery |  |  | 0 | 0 | 0 | 0 | 0 | 0 | 0 | 0 | 0 | 5 | 5 | 5 | 4 | 4 |  | 1 | [11 empty] | 1 | 1 | 3 | 2 | 1 | 4+ | 5 | 1
PG&E FRESNO | Gates | 500 | Battery |  |  | 190 | 35 | 225 | 190 | 35 | 225 | 0 | 0 | 0 | 5 | 5 | 5 | 4 | 5 |  | 2 | [11 empty] | 1 | 1 | 3 | 2 | 1 | 4+ | 1 | 1
PG&E NGBA | Geysers 12 | 230 | Battery |  |  | 0 | 0 | 0 | 0 | 0 | 0 | 0 | 0 | 0 | 5 | 5 | 1 | 1 |  |  | 1 | [11 empty] | 2 | 2 | 4 | 2 | 3 | 1 | 1 | 0
PG&E NGBA | Geysers 17 | 230 | Battery |  |  | 0 | 0 | 0 | 0 | 0 | 0 | 0 | 0 | 0 | 5 | 5 | 1 | 1 |  |  | 1 | [11 empty] | 2 | 2 | 4 | 2 | 3 | 4+ | 1 | 1
PG&E NGBA | Geysers 3 | 115 | Battery |  |  | 0 | 0 | 0 | 0 | 0 | 0 | 0 | 0 | 0 | 5 | 5 | 1 | 1 |  |  | 1 | [11 empty] | 2 | 2 | 4 | 2 | 3 | 1 | 1 | 0
PG&E NGBA | Glenn | 230 | Battery |  |  | 0 | 0 | 0 | 0 | 0 | 0 | 0 | 0 | 0 | 5 | 5 | 1 | 1 | 3 |  | 1 | [11 empty] | 2 | 2 | 4 | 1 | 3 | 2+ | 1 | 1
PG&E NGBA | Glenn | 60 | Battery |  |  | 0 | 0 | 0 | 0 | 0 | 0 | 0 | 0 | 0 | 5 | 5 | 1 | 1 |  |  | 1 | [11 empty] | 2 | 2 | 4 | 1 | 3 | 1 | 1 | 0
PG&E NGBA | Gold Hill | 115 | Battery |  |  | 0 | 0 | 0 | 0 | 0 | 0 | 0 | 0 | 0 | 5 | 5 | 1 | 1 |  |  | 3 | [11 empty] | 2 | 1 | 4 | 2 | 3 | 4+ | 1 | 1
PG&E NGBA | Gold Hill | 230 | Battery |  |  | 0 | 0 | 0 | 0 | 0 | 0 | 0 | 0 | 0 | 5 | 5 | 1 | 1 |  |  | 1 | [11 empty] | 2 | 1 | 4 | 2 | 3 | 1 | 1 | 0
SCE Northern | Goleta | 230 | Battery |  |  | 10 | 0 | 10 | 10 | 0 | 10 | 0 | 0 | 0 | 5 | 2 | 4 | 2 |  |  | 5 | [11 empty] | 2 | 2 | 2 | 1 | 2 | 4+ | 1 | 1
SCE Metro | Goodrich | 230 | Battery |  |  | 0 | 324.85 | 324.85 | 0 | 0 | 0 | 0 | 324.85 | 324.85 | 1 | 1 | 1 | 1 |  |  | 1 | [11 empty] | 1 | 1 | 3 | 1 | 2 | 5- | 1 | 1
PG&E KERN | Goose Lake | 115 | Battery |  |  | 0 | 0 | 0 | 0 | 0 | 0 | 0 | 0 | 0 | 5 | 2 | 5 | 2 |  |  | 1 | [11 empty] | 1 | 1 | 2 | 1 | 1 | 1 | 1 | 0
SCE Metro | Gould | 230 | Battery |  |  | 0 | 0 | 0 | 0 | 0 | 0 | 0 | 0 | 0 | 1 | 1 | 1 | 1 |  |  | 1 | [11 empty] | 1 | 1 | 4 | 1 | 2 | 1 | 1 | 0
PG&E NGBA | Grand Island | 115 | Battery |  |  | 0 | 0 | 0 | 0 | 0 | 0 | 0 | 0 | 0 | 5 | 5 | 1 | 1 |  |  | 1 | [11 empty] | 2 | 1 | 4 | 2 | 2 | 1 | 1 | 0
SDGE | Granite | 69 | Battery |  |  | 2.25 | 0 | 2.25 | 2.25 | 0 | 2.25 | 0 | 0 | 0 | 1 | 1 | 1 | 1 |  |  | 3 | [11 empty] | 2 | 1 | 2 | 2 | 2 | 1 | 1 | 1
PG&E GBA | Grant | 115 | Battery |  |  | 0 | 0 | 0 | 0 | 0 | 0 | 0 | 0 | 0 | 5 | 5 | 1 | 1 |  |  | 1 | [11 empty] | 2 | 1 | 2 | 1 | 2 | 1 | 1 | 0
PG&E GBA | Green Valley | 115 | Battery |  |  | 0 | 0 | 0 | 0 | 0 | 0 | 0 | 0 | 0 | 1 | 1 | 1 | 1 | 1 |  | 1 | [11 empty] | 2 | 2 | 3 | 2 | 2 | 4+ | 1 | 1
PG&E NGBA | Greenleaf 1 | 115 | Battery |  |  | 0 | 0 | 0 | 0 | 0 | 0 | 0 | 0 | 0 | 5 | 5 | 1 | 1 |  |  | 1 | [11 empty] | 2 | 2 | 1 | 1 | 3 | 4+ | 1 | 1
PG&E FRESNO | Gregg | 230 | Battery |  |  | 0 | 0 | 0 | 0 | 0 | 0 | 0 | 0 | 0 | 5 | 5 | 5 | 2 |  |  | 1 | [11 empty] | 1 | 1 | 3 | 2 | 1 | 2+ | 1 | 1
PG&E FRESNO | Grimmway-Malaga | 115 | Battery |  |  | 0 | 0 | 0 | 0 | 0 | 0 | 0 | 0 | 0 | 5 | 5 | 5 | 2 |  |  | 1 | [11 empty] | 1 | 1 | 2 | 1 | 1 | 1 | 1 | 0
PG&E NGBA | Grizzly | 230 | Battery |  |  | 0 | 0 | 0 | 0 | 0 | 0 | 0 | 0 | 0 | 5 | 5 | 1 | 1 |  |  | 1 | [11 empty] | 2 | 2 | 4 | 1 | 3 | 1 | 1 | 0
PG&E FRESNO | Guernsey | 70 | Battery |  |  | 0 | 0 | 0 | 0 | 0 | 0 | 0 | 0 | 0 | 5 | 5 | 5 | 4 |  |  | 1 | [11 empty] | 1 | 1 | 3 | 2 | 1 | 1 | 1 | 0
PG&E FRESNO | GWF Hanford | 115 | Battery |  |  | 131.4 | 0 | 131.4 | 131.4 | 0 | 131.4 | 0 | 0 | 0 | 5 | 5 | 5 | 2 |  |  | 3 | [11 empty] | 2 | 1 | 2 | 1 | 1 | 4+ | 1 | 1
PG&E FRESNO | Haas | 230 | Battery |  |  | 0 | 0 | 0 | 0 | 0 | 0 | 0 | 0 | 0 | 5 | 5 | 5 | 2 |  |  | 1 | [11 empty] | 1 | 1 | 4 | 2 | 3 | 1 | 1 | 0
PG&E FRESNO | Hammonds | 115 | Battery |  |  | 0 | 0 | 0 | 0 | 0 | 0 | 0 | 0 | 0 | 5 | 2 | 5 | 2 |  |  | 3 | [11 empty] | 1 | 1 | 2 | 2 | 1 | 1 | 1 | 0
SCE Metro | HarborGen | 230 | Battery |  |  | 0 | 0 | 0 | 0 | 0 | 0 | 0 | 0 | 0 | 1 | 1 | 1 | 1 |  |  | 1 | [11 empty] | 1 | 1 | 2 | 1 | 1 | 1 | 1 | 0
PG&E NGBA | Harris | 60 | Battery |  |  | 0 | 0 | 0 | 0 | 0 | 0 | 0 | 0 | 0 | 5 | 5 | 1 | 1 |  |  | 1 | [11 empty] | 2 | 2 | 2 | 2 | 3 | 1 | 1 | 0
EOP | Harry Allen | 500 | Battery |  |  | 0 | 0 | 0 | 0 | 0 | 0 | 0 | 0 | 0 | 5 | 2 | 4 | 2 |  |  | 1 | [11 empty] | 2 | 2 | 4 | 1 | 3 | 1 | 1 | 0
PG&E NGBA | Hartley | 60 | Battery |  |  | 0 | 0 | 0 | 0 | 0 | 0 | 0 | 0 | 0 | 5 | 5 | 1 | 1 |  |  | 1 | [11 empty] | 2 | 2 | 4 | 2 | 3 | 1 | 1 | 0
SCE NOL | Harvard | 115 | Battery |  |  | 0 | 0 | 0 | 0 | 0 | 0 | 0 | 0 | 0 | 3 | 3 | 1 | 1 |  |  | 1 | [11 empty] | 2 | 1 | 4 | 1 | 1 | 1 | 1 | 0
SDGE | Hassayampa | 500 | Battery |  |  | 85 | 700 | 785 | 85 | 0 | 85 | 0 | 700 | 700 | 5 | 4 | 4 | 2 |  |  | 4 | [11 empty] | 2 | 1 | 4 | 2 | 3 | 5- | 1 | 1
PG&E FRESNO | Helm | 230 | Battery |  |  | 0 | 0 | 0 | 0 | 0 | 0 | 0 | 0 | 0 | 5 | 5 | 5 | 2 | 3 |  | 1 | [11 empty] | 1 | 1 | 2 | 2 | 1 | 1 | 1 | 0
PG&E FRESNO | Helm | 70 | Battery |  |  | 0 | 0 | 0 | 0 | 0 | 0 | 0 | 0 | 0 | 5 | 2 | 5 | 2 |  |  | 1 | [11 empty] | 1 | 1 | 2 | 2 | 1 | 4+ | 1 | 1
PG&E FRESNO | Henrietta | 115 | Battery |  |  | 0 | 0 | 0 | 0 | 0 | 0 | 0 | 0 | 0 | 5 | 2 | 5 | 2 | 3 |  | 2 | [11 empty] | 1 | 1 | 1 | 2 | 1 | 1 | 1 | 0
PG&E FRESNO | Henrietta | 230 | Battery |  |  | 0 | 523 | 523 | 0 | 0 | 0 | 0 | 523 | 523 | 5 | 2 | 5 | 2 | 3 |  | 1 | [11 empty] | 1 | 1 | 1 | 2 | 1 | 5- | 1 | 1
PG&E FRESNO | Henrietta | 70 | Battery |  |  | 173.2 | 0 | 173.2 | 173.2 | 0 | 173.2 | 0 | 0 | 0 | 5 | 5 | 5 | 4 |  |  | 5 | [11 empty] | 1 | 1 | 1 | 2 | 1 | 4+ | 1 | 1
PG&E FRESNO | Herndon | 115 | Battery |  |  | 0 | 0 | 0 | 0 | 0 | 0 | 0 | 0 | 0 | 5 | 2 | 5 | 2 |  |  | 1 | [11 empty] | 1 | 1 | 3 | 2 | 1 | 1 | 1 | 0
PG&E FRESNO | Herndon | 230 | Battery |  |  | 0 | 0 | 0 | 0 | 0 | 0 | 0 | 0 | 0 | 5 | 2 | 5 | 2 |  |  | 1 | [11 empty] | 1 | 1 | 3 | 2 | 1 | 1 | 1 | 0
PG&E GBA | Hicks | 230 | Battery |  |  | 0 | 0 | 0 | 0 | 0 | 0 | 0 | 0 | 0 | 1 | 1 | 1 | 1 |  |  | 1 | [11 empty] | 2 | 1 | 4 | 2 | 2 | 1 | 1 | 0
PG&E NGBA | Higgins | 115 | Battery |  |  | 0 | 0 | 0 | 0 | 0 | 0 | 0 | 0 | 0 | 5 | 5 | 1 | 1 |  |  | 1 | [11 empty] | 2 | 1 | 4 | 1 | 3 | 1 | 1 | 0
PG&E NGBA | Hilltop | 345 | Battery |  |  | 0 | 0 | 0 | 0 | 0 | 0 | 0 | 0 | 0 | 5 | 5 | 1 | 1 |  |  | 1 | [11 empty] | 2 | 2 | 4 | 1 | 3 | 1 | 1 | 0
SCE Metro | Hinson | 230 | Battery |  |  | 325 | 0 | 325 | 325 | 0 | 325 | 0 | 0 | 0 | 1 | 1 | 1 | 1 |  |  | 1 | [11 empty] | 1 | 1 | 2 | 1 | 1 | 2+ | 1 | 1
PG&E GBA | Hollister | 115 | Battery |  |  | 0 | 0 | 0 | 0 | 0 | 0 | 0 | 0 | 0 | 1 | 1 | 1 | 1 | 3 |  | 1 | [11 empty] | 2 | 2 | 4 | 2 | 3 | 4+ | 4 | 1
PG&E NGBA | Homestake | 115 | Battery |  |  | 0 | 0 | 0 | 0 | 0 | 0 | 0 | 0 | 0 | 5 | 5 | 1 | 1 |  |  | 1 | [11 empty] | 2 | 1 | 4 | 2 | 3 | 1 | 1 | 0
PG&E NGBA | Honcut | 115 | Battery |  |  | 0 | 0 | 0 | 0 | 0 | 0 | 0 | 0 | 0 | 5 | 5 | 1 | 1 |  |  | 1 | [11 empty] | 2 | 1 | 4 | 2 | 3 | 2+ | 1 | 1
SDGE | Hoodoo Wash | 500 | Battery |  |  | 297.5 | 0 | 297.5 | 297.5 | 0 | 297.5 | 0 | 0 | 0 | 5 | 2 | 4 | 2 |  |  | 4 | [11 empty] | 2 | 2 | 4 | 2 | 3 | 4+ | 1 | 1
PG&E NGBA | Hopland | 115 | Battery |  |  | 0 | 0 | 0 | 0 | 0 | 0 | 0 | 0 | 0 | 5 | 5 | 1 | 1 |  |  | 1 | [11 empty] | 2 | 2 | 4 | 2 | 3 | 1 | 1 | 0
PG&E NGBA | Hopland | 60 | Battery |  |  | 0 | 0 | 0 | 0 | 0 | 0 | 0 | 0 | 0 | 5 | 5 | 1 | 1 |  |  | 1 | [11 empty] | 2 | 2 | 4 | 2 | 3 | 1 | 1 | 0
PG&E NGBA | Humboldt | 115 | Battery |  |  | 0 | 0 | 0 | 0 | 0 | 0 | 0 | 0 | 0 | 5 | 5 | 1 | 1 | 3 |  | 1 | [11 empty] | 2 | 2 | 3 | 2 | 3 | 1 | 1 | 0
PG&E NGBA | Humboldt | 60 | Battery |  |  | 0 | 0 | 0 | 0 | 0 | 0 | 0 | 0 | 0 | 5 | 5 | 1 | 1 |  |  | 1 | [11 empty] | 2 | 2 | 3 | 2 | 3 | 1 | 1 | 0
PG&E NGBA | Humboldt | 500 | Battery |  |  | 0 | 0 | 0 | 0 | 0 | 0 | 0 | 0 | 0 | 5 | 5 | 1 | 1 |  |  | 1 | [11 empty] | 2 | 2 | 3 | 2 | 3 | 1 | 1 | 0
SCE Metro | Huntington Beach | 230 | Battery |  |  | 0 | 0 | 0 | 0 | 0 | 0 | 0 | 0 | 0 | 1 | 1 | 1 | 1 |  |  | 1 | [11 empty] | 1 | 1 | 1 | 1 | 2 | 1 | 1 | 0
PG&E NGBA | Ignacio | 115 | Battery |  |  | 0 | 0 | 0 | 0 | 0 | 0 | 0 | 0 | 0 | 5 | 5 | 1 | 1 | 3 |  | 1 | [11 empty] | 2 | 1 | 4 | 1 | 3 | 2+ | 1 | 1
PG&E NGBA | Ignacio | 230 | Battery |  |  | 0 | 0 | 0 | 0 | 0 | 0 | 0 | 0 | 0 | 5 | 5 | 1 | 1 | 3 |  | 1 | [11 empty] | 2 | 1 | 4 | 1 | 3 | 1 | 1 | 0
PG&E NGBA | Ignacio | 60 | Battery |  |  | 0 | 0 | 0 | 0 | 0 | 0 | 0 | 0 | 0 | 5 | 5 | 1 | 1 | 3 |  | 1 | [11 empty] | 2 | 1 | 4 | 1 | 3 | 1 | 1 | 0
SDGE | Imperial Beach | 69 | Battery |  |  | 0 | 0 | 0 | 0 | 0 | 0 | 0 | 0 | 0 | 1 | 1 | 1 | 1 |  |  | 1 | [11 empty] | 2 | 1 | 3 | 1 | 2 | 1 | 1 | 0
SDGE | Imperial Valley | 230 | Battery |  |  | 528 | 0 | 528 | 528 | 0 | 528 | 0 | 0 | 0 | 1 | 1 | 1 | 1 | 4 |  | 1 | [11 empty] | 1 | 1 | 2 | 2 | 1 | 4+ | 1 | 1
SDGE | Imperial Valley | 500 | Battery |  |  | 0 | 0 | 0 | 0 | 0 | 0 | 0 | 0 | 0 | 1 | 1 | 1 | 1 | 5 |  | 1 | [11 empty] | 1 | 1 | 2 | 2 | 1 | 1 | 1 | 0
EOP | Innovation | 138 | Battery |  |  | 0 | 0 | 0 | 0 | 0 | 0 | 0 | 0 | 0 | 5 | 2 | 4 | 2 |  |  | 1 | [11 empty] | 2 | 2 | 4 | 1 | 3 | 1 | 1 | 0
EOP | Innovation | 230 | Battery |  |  | 0 | 0 | 0 | 0 | 0 | 0 | 0 | 0 | 0 | 5 | 2 | 4 | 2 |  |  | 1 | [11 empty] | 2 | 2 | 4 | 1 | 3 | 4+ | 5 | 1
SCE NOL | Inyokern | 115 | Battery |  |  | 0 | 0 | 0 | 0 | 0 | 0 | 0 | 0 | 0 | 3 | 3 | 1 | 1 |  |  | 1 | [11 empty] | 2 | 2 | 4 | 1 | 3 | 1 | 1 | 0
EOP | IS Tap | 138 | Battery |  |  | 0 | 50 | 50 | 0 | 0 | 0 | 0 | 50 | 50 | 5 | 2 | 4 | 2 |  |  | 2 | [11 empty] | 2 | 2 | 4 | 1 | 3 | 5- | 1 | 1
EOP | Ivanpah | 115 | Battery |  |  | 0 | 0 | 0 | 0 | 0 | 0 | 0 | 0 | 0 | 5 | 2 | 4 | 2 |  |  | 1 | [11 empty] | 2 | 2 | 4 | 1 | 1 | 1 | 1 | 0
EOP | Ivanpah | 230 | Battery |  |  | 0 | 0 | 0 | 0 | 0 | 0 | 0 | 0 | 0 | 5 | 2 | 4 | 2 |  |  | 1 | [11 empty] | 2 | 2 | 4 | 1 | 1 | 1 | 1 | 0
EOP | Jackass (DOE) | 138 | Battery |  |  | 0 | 0 | 0 | 0 | 0 | 0 | 0 | 0 | 0 | 5 | 2 | 4 | 2 |  |  | 1 | [11 empty] | 2 | 2 | 4 | 1 | 3 | 1 | 1 | 0
PG&E NGBA | James B Black | 230 | Battery |  |  | 0 | 0 | 0 | 0 | 0 | 0 | 0 | 0 | 0 | 5 | 5 | 1 | 1 |  |  | 1 | [11 empty] | 2 | 2 | 4 | 2 | 3 | 1 | 1 | 0
PG&E GBA | Jefferson | 230 | Battery |  |  | 0 | 0 | 0 | 0 | 0 | 0 | 0 | 0 | 0 | 1 | 1 | 1 | 1 |  |  | 1 | [11 empty] | 2 | 1 | 3 | 1 | 2 | 1 | 1 | 0
PG&E NGBA | Jessup | 115 | Battery |  |  | 0 | 0 | 0 | 0 | 0 | 0 | 0 | 0 | 0 | 5 | 5 | 1 | 1 |  |  | 1 | [11 empty] | 2 | 2 | 3 | 2 | 3 | 1 | 1 | 0
SCE Metro | Johanna | 230 | Battery |  |  | 0 | 298.15 | 298.15 | 0 | 0 | 0 | 0 | 298.15 | 298.15 | 1 | 1 | 1 | 1 |  |  | 1 | [11 empty] | 1 | 1 | 2 | 1 | 1 | 5- | 1 | 1
SCE Eastern | Julian Hinds | 230 | Battery |  |  | 0 | 0 | 0 | 0 | 0 | 0 | 0 | 0 | 0 | 5 | 2 | 1 | 1 |  |  | 1 | [11 empty] | 2 | 1 | 4 | 1 | 3 | 1 | 1 | 0
PG&E GBA | Kasson | 115 | Battery |  |  | 0 | 0 | 0 | 0 | 0 | 0 | 0 | 0 | 0 | 1 | 1 | 1 | 1 |  |  | 1 | [11 empty] | 1 | 1 | 4 | 2 | 1 | 1 | 1 | 0
PG&E GBA | Kasson | 60 | Battery |  |  | 0 | 0 | 0 | 0 | 0 | 0 | 0 | 0 | 0 | 1 | 1 | 1 | 1 |  |  | 1 | [11 empty] | 1 | 1 | 4 | 2 | 1 | 1 | 1 | 0
PG&E FRESNO | Kearney | 230 | Battery |  |  | 0 | 0 | 0 | 0 | 0 | 0 | 0 | 0 | 0 | 5 | 5 | 5 | 2 |  |  | 1 | [11 empty] | 1 | 1 | 3 | 2 | 1 | 1 | 1 | 0
PG&E FRESNO | Kearney | 70 | Battery |  |  | 0 | 0 | 0 | 0 | 0 | 0 | 0 | 0 | 0 | 5 | 5 | 5 | 2 |  |  | 3 | [11 empty] | 1 | 1 | 3 | 2 | 1 | 1 | 1 | 0
PG&E GBA | Kelso | 230 | Battery |  |  | 90.7 | 0 | 90.7 | 90.7 | 0 | 90.7 | 0 | 0 | 0 | 5 | 5 | 1 | 1 |  |  | 2 | [11 empty] | 2 | 1 | 2 | 1 | 2 | 4+ | 1 | 1
PG&E FRESNO | Kerchoff 1 | 115 | Battery |  |  | 0 | 0 | 0 | 0 | 0 | 0 | 0 | 0 | 0 | 5 | 5 | 5 | 2 |  |  | 1 | [11 empty] | 1 | 1 | 4 | 2 | 3 | 1 | 1 | 0
PG&E KERN | Kern Oil | 115 | Battery |  |  | 0 | 0 | 0 | 0 | 0 | 0 | 0 | 0 | 0 | 5 | 5 | 5 | 4 |  |  | 3 | [11 empty] | 1 | 1 | 1 | 1 | 1 | 1 | 1 | 0
PG&E KERN | Kern PP | 115 | Battery |  |  | 0 | 0 | 0 | 0 | 0 | 0 | 0 | 0 | 0 | 5 | 5 | 5 | 4 |  |  | 3 | [11 empty] | 1 | 1 | 2 | 1 | 2 | 1 | 1 | 0
PG&E KERN | Kern PP | 230 | Battery |  |  | 0 | 0 | 0 | 0 | 0 | 0 | 0 | 0 | 0 | 5 | 5 | 5 | 4 |  |  | 2 | [11 empty] | 1 | 1 | 2 | 1 | 2 | 4+ | 1 | 1
PG&E KERN | Kern PP | 70 | Battery |  |  | 0 | 0 | 0 | 0 | 0 | 0 | 0 | 0 | 0 | 5 | 2 | 5 | 2 |  |  | 1 | [11 empty] | 1 | 1 | 2 | 1 | 2 | 1 | 1 | 0
PG&E KERN | Kernridge | 115 | Battery |  |  | 0 | 0 | 0 | 0 | 0 | 0 | 0 | 0 | 0 | 5 | 5 | 5 | 4 |  |  | 1 | [11 empty] | 1 | 1 | 1 | 1 | 1 | 1 | 1 | 0
PG&E FRESNO | Kingsburg | 115 | Battery |  |  | 0 | 0 | 0 | 0 | 0 | 0 | 0 | 0 | 0 | 5 | 5 | 5 | 4 |  |  | 1 | [11 empty] | 1 | 1 | 2 | 2 | 1 | 1 | 1 | 0
PG&E GBA | Kirker | 115 | Battery |  |  | 0 | 0 | 0 | 0 | 0 | 0 | 0 | 0 | 0 | 5 | 5 | 1 | 1 |  |  | 1 | [11 empty] | 2 | 1 | 3 | 1 | 1 | 1 | 1 | 0
PG&E NGBA | Knights Landing | 115 | Battery |  |  | 0 | 0 | 0 | 0 | 0 | 0 | 0 | 0 | 0 | 5 | 5 | 1 | 1 |  |  | 1 | [11 empty] | 2 | 1 | 4 | 2 | 3 | 1 | 1 | 0
PG&E NGBA | Konocti | 60 | Battery |  |  | 0 | 0 | 0 | 0 | 0 | 0 | 0 | 0 | 0 | 5 | 5 | 1 | 1 |  |  | 1 | [11 empty] | 2 | 2 | 4 | 2 | 3 | 1 | 1 | 0
SCE NOL | Kramer | 115 | Battery |  |  | 0 | 6 | 6 | 0 | 6 | 6 | 0 | 0 | 0 | 3 | 3 | 1 | 1 | 3 |  | 1 | [11 empty] | 2 | 1 | 4 | 1 | 3 | 4+ | 1 | 1
SCE NOL | Kramer | 230 | Battery |  |  | 225 | 0 | 225 | 225 | 0 | 225 | 0 | 0 | 0 | 3 | 3 | 1 | 1 | 4 |  | 1 | [11 empty] | 2 | 1 | 4 | 1 | 3 | 4+ | 1 | 1
SCE Metro | La Cienega | 230 | Battery |  |  | 0 | 0 | 0 | 0 | 0 | 0 | 0 | 0 | 0 | 1 | 1 | 1 | 1 |  |  | 1 | [11 empty] | 1 | 1 | 2 | 1 | 2 | 2+ | 1 | 1
SCE Metro | La Fresa | 230 | Battery |  |  | 0 | 0 | 0 | 0 | 0 | 0 | 0 | 0 | 0 | 1 | 1 | 1 | 1 |  |  | 1 | [11 empty] | 1 | 1 | 2 | 1 | 2 | 1 | 1 | 0
SCE Metro | Laguna Bell | 230 | Battery |  |  | 250 | 300 | 550 | 250 | 0 | 250 | 0 | 300 | 300 | 1 | 1 | 1 | 1 | 5 |  | 1 | [11 empty] | 1 | 1 | 2 | 1 | 1 | 4+ | 1 | 1
PG&E KERN | Lakeview | 70 | Battery |  |  | 65.6 | 0 | 65.6 | 65.6 | 0 | 65.6 | 0 | 0 | 0 | 5 | 5 | 5 | 4 |  |  | 4 | [11 empty] | 1 | 1 | 4 | 1 | 1 | 4+ | 1 | 1
PG&E NGBA | Lakeville | 230 | Battery |  |  | 0 | 0 | 0 | 0 | 0 | 0 | 0 | 0 | 0 | 5 | 5 | 1 | 1 | 3 |  | 1 | [11 empty] | 2 | 1 | 4 | 2 | 3 | 1 | 1 | 0
PG&E NGBA | Lakeville | 60 | Battery |  |  | 0 | 0 | 0 | 0 | 0 | 0 | 0 | 0 | 0 | 5 | 5 | 1 | 1 |  |  | 1 | [11 empty] | 2 | 1 | 4 | 2 | 3 | 1 | 1 | 0
PG&E NGBA | Lakeville | 115 | Battery |  |  | 50 | 0 | 50 | 50 | 0 | 50 | 0 | 0 | 0 | 5 | 5 | 1 | 1 | 3 |  | 2 | [11 empty] | 2 | 1 | 4 | 2 | 3 | 2+ | 1 | 1
PG&E GBA | Lakewood | 115 | Battery |  |  | 0 | 0 | 0 | 0 | 0 | 0 | 0 | 0 | 0 | 5 | 5 | 1 | 1 |  |  | 1 | [11 empty] | 2 | 1 | 3 | 1 | 2 | 1 | 1 | 0
PG&E NGBA | Lambie | 230 | Battery |  |  | 0 | 0 | 0 | 0 | 0 | 0 | 0 | 0 | 0 | 5 | 5 | 1 | 1 |  |  | 1 | [11 empty] | 2 | 1 | 1 | 1 | 1 | 2+ | 1 | 1
PG&E GBA | Lammers | 115 | Battery |  |  | 0 | 0 | 0 | 0 | 0 | 0 | 0 | 0 | 0 | 1 | 1 | 1 | 1 | 3 |  | 1 | [11 empty] | 1 | 1 | 1 | 2 | 2 | 2+ | 1 | 1
PG&E KERN | Lamont | 115 | Battery |  |  | 0 | 0 | 0 | 0 | 0 | 0 | 0 | 0 | 0 | 5 | 5 | 5 | 4 | 3 |  | 1 | [11 empty] | 1 | 1 | 2 | 1 | 1 | 4+ | 1 | 1
PG&E FRESNO | Las Aguilas | 230 | Battery |  |  | 0 | 0 | 0 | 0 | 0 | 0 | 0 | 0 | 0 | 5 | 2 | 5 | 2 |  |  | 2 | [11 empty] | 2 | 2 | 4 | 2 | 2 | 1 | 1 | 0
EOP | Lathrop | 138 | Battery |  |  | 0 | 0 | 0 | 0 | 0 | 0 | 0 | 0 | 0 | 5 | 2 | 4 | 2 |  |  | 1 | [11 empty] | 2 | 2 | 4 | 1 | 3 | 1 | 1 | 0
EOP | Lathrop | 230 | Battery |  |  | 0 | 40 | 40 | 0 | 0 | 0 | 0 | 40 | 40 | 5 | 2 | 4 | 2 |  |  | 1 | [11 empty] | 2 | 2 | 4 | 1 | 3 | 4+ | 1 | 1
PG&E FRESNO | Le Grand | 115 | Battery |  |  | 0 | 0 | 0 | 0 | 0 | 0 | 0 | 0 | 0 | 5 | 5 | 5 | 2 | 3 |  | 1 | [11 empty] | 1 | 1 | 3 | 2 | 1 | 2+ | 1 | 1
PG&E FRESNO | Lemoore | 70 | Battery |  |  | 0 | 0 | 0 | 0 | 0 | 0 | 0 | 0 | 0 | 5 | 2 | 5 | 2 |  |  | 1 | [11 empty] | 1 | 1 | 3 | 2 | 2 | 2+ | 4 | 1
PG&E KERN | Lerdo | 115 | Battery |  |  | 0 | 0 | 0 | 0 | 0 | 0 | 0 | 0 | 0 | 5 | 5 | 5 | 4 |  |  | 1 | [11 empty] | 1 | 1 | 4 | 1 | 1 | 1 | 1 | 0
SCE Metro | Lewis | 230 | Battery |  |  | 0 | 0 | 0 | 0 | 0 | 0 | 0 | 0 | 0 | 1 | 1 | 1 | 1 |  |  | 1 | [11 empty] | 1 | 1 | 3 | 1 | 2 | 1 | 1 | 0
SCE Metro | Lighthipe | 230 | Battery |  |  | 0 | 250 | 250 | 0 | 0 | 0 | 0 | 250 | 250 | 1 | 1 | 1 | 1 |  |  | 1 | [11 empty] | 1 | 1 | 2 | 1 | 1 | 2- | 1 | 1
SDGE | Lilac | 69 | Battery |  |  | 0 | 0 | 0 | 0 | 0 | 0 | 0 | 0 | 0 | 1 | 1 | 1 | 1 |  |  | 1 | [11 empty] | 2 | 1 | 3 | 1 | 3 | 1 | 1 | 0
PG&E NGBA | Lincoln | 115 | Battery |  |  | 0 | 0 | 0 | 0 | 0 | 0 | 0 | 0 | 0 | 5 | 5 | 1 | 1 |  |  | 1 | [11 empty] | 2 | 1 | 3 | 2 | 3 | 1 | 1 | 0
PG&E KERN | Live Oak | 115 | Battery |  |  | 0 | 0 | 0 | 0 | 0 | 0 | 0 | 0 | 0 | 5 | 5 | 5 | 4 |  |  | 4 | [11 empty] | 1 | 1 | 1 | 1 | 1 | 1 | 1 | 0
PG&E GBA | Llagas | 115 | Battery |  |  | 0 | 0 | 0 | 0 | 0 | 0 | 0 | 0 | 0 | 1 | 1 | 1 | 1 |  |  | 1 | [11 empty] | 2 | 1 | 2 | 2 | 1 | 4+ | 1 | 1
PG&E GBA | Lockeford | 115 | Battery |  |  | 0 | 0 | 0 | 0 | 0 | 0 | 0 | 0 | 0 | 1 | 1 | 1 | 1 |  |  | 1 | [11 empty] | 1 | 1 | 4 | 2 | 2 | 1 | 1 | 0
PG&E GBA | Lockeford | 230 | Battery |  |  | 0 | 0 | 0 | 0 | 0 | 0 | 0 | 0 | 0 | 5 | 5 | 1 | 1 |  |  | 1 | [11 empty] | 1 | 1 | 4 | 2 | 2 | 1 | 1 | 0
PG&E GBA | Lockeford | 60 | Battery |  |  | 0 | 0 | 0 | 0 | 0 | 0 | 0 | 0 | 0 | 5 | 5 | 1 | 1 |  |  | 1 | [11 empty] | 1 | 1 | 4 | 2 | 2 | 1 | 1 | 0
PG&E GBA | Lodi | 230 | Battery |  |  | 0 | 0 | 0 | 0 | 0 | 0 | 0 | 0 | 0 | 5 | 5 | 1 | 1 |  |  | 1 | [11 empty] | 1 | 1 | 1 | 2 | 1 | 1 | 1 | 0
PG&E NGBA | Logan Creek | 230 | Battery |  |  | 0 | 0 | 0 | 0 | 0 | 0 | 0 | 0 | 0 | 5 | 5 | 1 | 1 |  |  | 1 | [11 empty] | 2 | 2 | 4 | 1 | 2 | 1 | 1 | 0
PG&E GBA | Lone Tree | 230 | Battery |  |  | 0 | 0 | 0 | 0 | 0 | 0 | 0 | 0 | 0 | 5 | 5 | 1 | 1 |  |  | 1 | [11 empty] | 2 | 1 | 3 | 1 | 2 | 1 | 1 | 0
PG&E FRESNO | Los Banos | 230 | Battery |  |  | 0 | 540 | 540 | 0 | 0 | 0 | 0 | 540 | 540 | 5 | 2 | 5 | 2 | 3 |  | 1 | [11 empty] | 1 | 1 | 4 | 2 | 1 | 2+ | 1 | 1
PG&E FRESNO | Los Banos | 500 | Battery |  |  | 0 | 0 | 0 | 0 | 0 | 0 | 0 | 0 | 0 | 1 | 1 | 1 | 1 | 2 |  | 2 | [11 empty] | 1 | 1 | 4 | 2 | 1 | 4+ | 1 | 1
SDGE | Los Coches | 138 | Battery |  |  | 0 | 0 | 0 | 0 | 0 | 0 | 0 | 0 | 0 | 1 | 1 | 1 | 1 |  |  | 1 | [11 empty] | 2 | 2 | 4 | 2 | 3 | 1 | 1 | 0
SDGE | Los Coches | 69 | Battery |  |  | 0 | 0 | 0 | 0 | 0 | 0 | 0 | 0 | 0 | 1 | 1 | 1 | 1 |  |  | 1 | [11 empty] | 2 | 2 | 4 | 2 | 3 | 1 | 1 | 0
PG&E GBA | Los Esteros | 115 | Battery |  |  | 0 | 0 | 0 | 0 | 0 | 0 | 0 | 0 | 0 | 1 | 1 | 1 | 1 | 4 |  | 1 | [11 empty] | 2 | 1 | 1 | 2 | 1 | 1 | 1 | 0
PG&E GBA | Los Esteros | 230 | Battery |  |  | 0 | 0 | 0 | 0 | 0 | 0 | 0 | 0 | 0 | 1 | 1 | 1 | 1 |  |  | 1 | [11 empty] | 2 | 1 | 1 | 2 | 1 | 4+ | 4 | 1
PG&E GBA | Los Positas | 230 | Battery |  |  | 0 | 0 | 0 | 0 | 0 | 0 | 0 | 0 | 0 | 5 | 5 | 1 | 1 | 3 |  | 1 | [11 empty] | 2 | 1 | 3 | 1 | 3 | 1 | 1 | 0
PG&E GBA | Los Positas | 60 | Battery |  |  | 0 | 0 | 0 | 0 | 0 | 0 | 0 | 0 | 0 | 5 | 5 | 1 | 1 | 3 |  | 1 | [11 empty] | 2 | 1 | 3 | 1 | 3 | 1 | 1 | 0
SDGE | Loveland | 69 | Battery |  |  | 0 | 0 | 0 | 0 | 0 | 0 | 0 | 0 | 0 | 1 | 1 | 1 | 1 |  |  | 1 | [11 empty] | 2 | 1 | 3 | 1 | 3 | 1 | 1 | 0
SCE NOL | Lugo | 230 | Battery |  |  | 150 | 0 | 150 | 0 | 0 | 0 | 150 | 0 | 150 | 1 | 1 | 1 | 1 |  |  | 2 | [11 empty] | 2 | 1 | 4 | 1 | 2 | 5- | 1 | 1
SCE Metro | Lugo | 500 | Battery |  |  | 0 | 150 | 150 | 0 | 0 | 0 | 0 | 150 | 150 | 1 | 1 | 1 | 1 | 5 |  | 4 | [11 empty] | 2 | 1 | 4 | 1 | 2 | 4+ | 1 | 1
PG&E FRESNO | Madera | 70 | Battery |  |  | 0 | 0 | 0 | 0 | 0 | 0 | 0 | 0 | 0 | 5 | 2 | 5 | 2 |  |  | 1 | [11 empty] | 1 | 1 | 4 | 2 | 1 | 1 | 1 | 0
PG&E NGBA | Madison | 115 | Battery |  |  | 10.2 | 0 | 10.2 | 10.2 | 0 | 10.2 | 0 | 0 | 0 | 5 | 5 | 1 | 1 |  |  | 4 | [11 empty] | 2 | 1 | 4 | 2 | 3 | 1 | 1 | 1
PG&E KERN | Magunden | 115 | Battery |  |  | 0 | 0 | 0 | 0 | 0 | 0 | 0 | 0 | 0 | 5 | 5 | 5 | 4 |  |  | 4 | [11 empty] | 1 | 1 | 2 | 1 | 1 | 1 | 1 | 0
SCE Northern | Magunden | 230 | Battery |  |  | 0 | 0 | 0 | 0 | 0 | 0 | 0 | 0 | 0 | 1 | 1 | 1 | 1 |  |  | 1 | [11 empty] | 1 | 1 | 2 | 1 | 1 | 1 | 1 | 0
PG&E FRESNO | Malaga | 115 | Battery |  |  | 0 | 0 | 0 | 0 | 0 | 0 | 0 | 0 | 0 | 5 | 5 | 5 | 4 |  |  | 1 | [11 empty] | 1 | 1 | 1 | 2 | 1 | 1 | 1 | 0
PG&E NGBA | Malin | 500 | Battery |  |  | 0 | 0 | 0 | 0 | 0 | 0 | 0 | 0 | 0 | 5 | 5 | 1 | 1 |  |  | 1 | [11 empty] | 2 | 2 | 4 | 2 | 3 | 1 | 1 | 0
SCE Northern | Mandalay | 230 | Battery |  |  | 0 | 0 | 0 | 0 | 0 | 0 | 0 | 0 | 0 | 5 | 2 | 4 | 2 |  |  | 1 | [11 empty] | 2 | 1 | 2 | 1 | 1 | 4+ | 1 | 1
PG&E FRESNO | Manning | 230 | Battery |  |  | 0 | 0 | 0 | 0 | 0 | 0 | 0 | 0 | 0 | 5 | 2 | 5 | 2 | 3 |  | 2 | [11 empty] | 1 | 1 | 2 | 2 | 1 | 1 | 1 | 0
PG&E FRESNO | Manning | 500 | Battery |  |  | 0 | 0 | 0 | 0 | 0 | 0 | 0 | 0 | 0 | 1 | 1 | 1 | 1 | 5 |  | 1 | [11 empty] | 1 | 1 | 2 | 2 | 1 | 1+ | 4 | 1
PG&E GBA | Manteca | 115 | Battery |  |  | 0 | 0 | 0 | 0 | 0 | 0 | 0 | 0 | 0 | 5 | 5 | 5 | 4 |  |  | 1 | [11 empty] | 1 | 1 | 2 | 2 | 2 | 1 | 1 | 0
SDGE | Margarita | 138 | Battery |  |  | 0 | 0 | 0 | 0 | 0 | 0 | 0 | 0 | 0 | 1 | 1 | 1 | 1 |  |  | 2 | [11 empty] | 1 | 1 | 2 | 1 | 3 | 1 | 1 | 0
PG&E GBA | Martin | 230 | Battery |  |  | 0 | 0 | 0 | 0 | 0 | 0 | 0 | 0 | 0 | 5 | 5 | 1 | 1 | 3 |  | 1 | [11 empty] | 2 | 1 | 3 | 1 | 2 | 1 | 1 | 0
PG&E GBA | Martin | 115 | Battery |  |  | 188 | 0 | 188 | 188 | 0 | 188 | 0 | 0 | 0 | 1 | 1 | 1 | 1 | 4 |  | 3 | [11 empty] | 2 | 1 | 3 | 1 | 2 | 4+ | 1 | 1
PG&E GBA | Martinez | 115 | Battery |  |  | 0 | 0 | 0 | 0 | 0 | 0 | 0 | 0 | 0 | 5 | 5 | 1 | 1 |  |  | 1 | [11 empty] | 2 | 1 | 1 | 1 | 1 | 1 | 1 | 0
PG&E FRESNO | Mc Mullin | 230 | Battery |  |  | 0 | 0 | 0 | 0 | 0 | 0 | 0 | 0 | 0 | 5 | 5 | 5 | 2 |  |  | 1 | [11 empty] | 1 | 1 | 3 | 2 | 1 | 1 | 1 | 0
PG&E FRESNO | McCall | 115 | Battery |  |  | 0 | 0 | 0 | 0 | 0 | 0 | 0 | 0 | 0 | 5 | 5 | 5 | 2 |  |  | 1 | [11 empty] | 1 | 1 | 3 | 2 | 1 | 1 | 1 | 0
PG&E FRESNO | McCall | 230 | Battery |  |  | 0 | 0 | 0 | 0 | 0 | 0 | 0 | 0 | 0 | 5 | 5 | 5 | 2 |  |  | 2 | [11 empty] | 1 | 1 | 3 | 2 | 1 | 1 | 1 | 0
PG&E GBA | Meadow Lane | 115 | Battery |  |  | 0 | 0 | 0 | 0 | 0 | 0 | 0 | 0 | 0 | 5 | 5 | 1 | 1 |  |  | 1 | [11 empty] | 2 | 1 | 2 | 1 | 1 | 1 | 1 | 0
PG&E GBA | Melones | 115 | Battery |  |  | 0 | 0 | 0 | 0 | 0 | 0 | 0 | 0 | 0 | 1 | 1 | 1 | 1 |  |  | 1 | [11 empty] | 2 | 1 | 4 | 1 | 3 | 1 | 1 | 0
PG&E GBA | Melones | 230 | Battery |  |  | 0 | 0 | 0 | 0 | 0 | 0 | 0 | 0 | 0 | 1 | 1 | 1 | 1 |  |  | 1 | [11 empty] | 2 | 1 | 4 | 1 | 3 | 1 | 1 | 0
SDGE | Melrose | 69 | Battery |  |  | 0 | 0 | 0 | 0 | 0 | 0 | 0 | 0 | 0 | 1 | 1 | 1 | 1 |  |  | 1 | [11 empty] | 2 | 1 | 3 | 1 | 3 | 1 | 1 | 0
PG&E NGBA | Mendocino | 115 | Battery |  |  | 0 | 0 | 0 | 0 | 0 | 0 | 0 | 0 | 0 | 5 | 5 | 1 | 1 |  |  | 1 | [11 empty] | 2 | 2 | 4 | 2 | 3 | 1 | 1 | 0
PG&E NGBA | Mendocino | 60 | Battery |  |  | 0 | 0 | 0 | 0 | 0 | 0 | 0 | 0 | 0 | 5 | 5 | 1 | 1 |  |  | 1 | [11 empty] | 2 | 2 | 4 | 2 | 3 | 1 | 1 | 0
PG&E FRESNO | Mendota | 115 | Battery |  |  | 0 | 0 | 0 | 0 | 0 | 0 | 0 | 0 | 0 | 5 | 5 | 5 | 2 | 1 |  | 1 | [11 empty] | 1 | 1 | 3 | 2 | 1 | 1 | 1 | 0
PG&E GBA | Menlo | 60 | Battery |  |  | 0 | 0 | 0 | 0 | 0 | 0 | 0 | 0 | 0 | 5 | 5 | 1 | 1 |  |  | 1 | [11 empty] | 2 | 1 | 3 | 1 | 2 | 1 | 1 | 0
PG&E FRESNO | Merced | 115 | Battery |  |  | 0 | 0 | 0 | 0 | 0 | 0 | 0 | 0 | 0 | 5 | 5 | 5 | 2 |  |  | 1 | [11 empty] | 1 | 1 | 4 | 2 | 1 | 1 | 1 | 0
EOP | Mercury | 138 | Battery |  |  | 0 | 0 | 0 | 0 | 0 | 0 | 0 | 0 | 0 | 5 | 2 | 4 | 2 |  |  | 1 | [11 empty] | 2 | 2 | 4 | 1 | 3 | 1 | 1 | 0
PG&E FRESNO | Mercy Springs | 70 | Battery |  |  | 78 | 0 | 78 | 78 | 0 | 78 | 0 | 0 | 0 | 5 | 2 | 5 | 2 |  |  | 5 | [11 empty] | 1 | 1 | 4 | 2 | 1 | 4+ | 1 | 1
PG&E NGBA | Meridian | 60 | Battery |  |  | 0 | 0 | 0 | 0 | 0 | 0 | 0 | 0 | 0 | 5 | 5 | 1 | 1 |  |  | 1 | [11 empty] | 2 | 2 | 4 | 1 | 3 | 1 | 1 | 0
PG&E KERN | Mesa (PGE) | 115 | Battery |  |  | 0 | 0 | 0 | 0 | 0 | 0 | 0 | 0 | 0 | 5 | 2 | 5 | 2 |  |  | 1 | [11 empty] | 2 | 2 | 3 | 2 | 2 | 1 | 1 | 0
PG&E KERN | Mesa (PGE) | 230 | Battery |  |  | 0 | 0 | 0 | 0 | 0 | 0 | 0 | 0 | 0 | 5 | 5 | 5 | 4 |  |  | 1 | [11 empty] | 2 | 2 | 3 | 2 | 2 | 1 | 1 | 0
SCE Metro | Mesa (SCE) | 230 | Battery |  |  | 0 | 0 | 0 | 0 | 0 | 0 | 0 | 0 | 0 | 1 | 1 | 1 | 1 |  |  | 1 | [11 empty] | 1 | 1 | 3 | 1 | 2 | 4+ | 1 | 1
SCE Metro | Mesa (SCE) | 500 | Battery |  |  | 0 | 200 | 200 | 0 | 0 | 0 | 0 | 200 | 200 | 1 | 1 | 1 | 1 |  |  | 2 | [11 empty] | 1 | 1 | 3 | 1 | 2 | 3+ | 1 | 1
SDGE | Mesa Heights | 69 | Battery |  |  | 0 | 0 | 0 | 0 | 0 | 0 | 0 | 0 | 0 | 1 | 1 | 1 | 1 |  |  | 1 | [11 empty] | 2 | 1 | 2 | 1 | 3 | 1 | 1 | 0
PG&E GBA | Metcalf | 115 | Battery |  |  | 0 | 0 | 0 | 0 | 0 | 0 | 0 | 0 | 0 | 1 | 1 | 1 | 1 | 4 |  | 1 | [11 empty] | 2 | 1 | 1 | 2 | 3 | 1 | 1 | 0
PG&E GBA | Metcalf | 230 | Battery |  |  | 0 | 0 | 0 | 0 | 0 | 0 | 0 | 0 | 0 | 1 | 1 | 1 | 1 | 4 |  | 1 | [11 empty] | 2 | 1 | 1 | 2 | 3 | 4+ | 4 | 1
PG&E GBA | Metcalf | 500 | Battery |  |  | 0 | 0 | 0 | 0 | 0 | 0 | 0 | 0 | 0 | 1 | 1 | 1 | 1 | 5 |  | 1 | [11 empty] | 2 | 1 | 1 | 2 | 3 | 1 | 1 | 0
PG&E KERN | Midway | 115 | Battery |  |  | 0 | 0 | 0 | 0 | 0 | 0 | 0 | 0 | 0 | 5 | 5 | 5 | 4 | 4 |  | 1 | [11 empty] | 1 | 1 | 3 | 1 | 1 | 4+ | 4 | 1
PG&E KERN | Midway | 230 | Battery |  |  | 0 | 0 | 0 | 0 | 0 | 0 | 0 | 0 | 0 | 5 | 5 | 5 | 4 | 4 |  | 1 | [11 empty] | 1 | 1 | 3 | 1 | 1 | 1+ | 1 | 1
PG&E KERN | Midway | 500 | Battery |  |  | 0 | 0 | 0 | 0 | 0 | 0 | 0 | 0 | 0 | 5 | 5 | 4 | 4 | 5 |  | 1 | [11 empty] | 1 | 1 | 3 | 1 | 1 | 4+ | 4 | 1
SDGE | Miguel | 230 | Battery |  |  | 0 | 0 | 0 | 0 | 0 | 0 | 0 | 0 | 0 | 1 | 1 | 1 | 1 |  |  | 1 | [11 empty] | 2 | 1 | 3 | 1 | 2 | 1 | 1 | 0
SDGE | Miguel | 500 | Battery |  |  | 0 | 0 | 0 | 0 | 0 | 0 | 0 | 0 | 0 | 1 | 1 | 1 | 1 |  |  | 1 | [11 empty] | 2 | 1 | 3 | 1 | 2 | 1 | 1 | 0
SDGE | Miguel | 69 | Battery |  |  | 0 | 0 | 0 | 0 | 0 | 0 | 0 | 0 | 0 | 1 | 1 | 1 | 1 |  |  | 1 | [11 empty] | 2 | 1 | 3 | 1 | 2 | 2+ | 1 | 1
PG&E GBA | Millbrae | 115 | Battery |  |  | 0 | 3 | 3 | 0 | 0 | 0 | 0 | 3 | 3 | 1 | 1 | 1 | 1 |  |  | 1 | [11 empty] | 2 | 1 | 3 | 1 | 2 | 3+ | 1 | 1
PG&E GBA | Miller | 115 | Battery |  |  | 0 | 0 | 0 | 0 | 0 | 0 | 0 | 0 | 0 | 1 | 1 | 1 | 1 |  |  | 1 | [11 empty] | 1 | 1 | 4 | 2 | 1 | 1 | 1 | 0
SCE Metro | Mira Loma | 230 | Battery |  |  | 42 | 200 | 242 | 42 | 0 | 42 | 0 | 200 | 200 | 1 | 1 | 1 | 1 | 5 |  | 1 | [11 empty] | 1 | 1 | 1 | 1 | 1 | 4+ | 1 | 1
SCE Metro | Mira Loma | 500 | Battery |  |  | 0 | 0 | 0 | 0 | 0 | 0 | 0 | 0 | 0 | 1 | 1 | 1 | 1 | 5 |  | 1 | [11 empty] | 1 | 1 | 1 | 1 | 1 | 4+ | 1 | 1
SCE Eastern | Mirage | 115 | Battery |  |  | 0 | 0 | 0 | 0 | 0 | 0 | 0 | 0 | 0 | 5 | 2 | 1 | 1 |  |  | 1 | [11 empty] | 2 | 1 | 3 | 1 | 3 | 1 | 1 | 0
SCE Eastern | Mirage | 230 | Battery |  |  | 0 | 0 | 0 | 0 | 0 | 0 | 0 | 0 | 0 | 5 | 2 | 1 | 1 |  |  | 1 | [11 empty] | 2 | 1 | 3 | 1 | 3 | 1 | 1 | 0
SDGE | Mission | 138 | Battery |  |  | 0 | 0 | 0 | 0 | 0 | 0 | 0 | 0 | 0 | 1 | 1 | 1 | 1 |  |  | 1 | [11 empty] | 2 | 1 | 2 | 1 | 2 | 1 | 1 | 0
SDGE | Mission | 230 | Battery |  |  | 0 | 0 | 0 | 0 | 0 | 0 | 0 | 0 | 0 | 1 | 1 | 1 | 1 |  |  | 1 | [11 empty] | 2 | 1 | 2 | 1 | 2 | 1 | 1 | 0
SDGE | Mission | 69 | Battery |  |  | 0 | 0 | 0 | 0 | 0 | 0 | 0 | 0 | 0 | 1 | 1 | 1 | 1 |  |  | 1 | [11 empty] | 2 | 1 | 2 | 1 | 2 | 1 | 1 | 0
PG&E GBA | Mi-Wuk | 115 | Battery |  |  | 0 | 0 | 0 | 0 | 0 | 0 | 0 | 0 | 0 | 1 | 1 | 1 | 1 |  |  | 1 | [11 empty] | 2 | 1 | 4 | 1 | 3 | 1 | 1 | 0
EOP | Mohave | 500 | Battery |  |  | 0 | 158 | 158 | 0 | 0 | 0 | 0 | 158 | 158 | 5 | 2 | 4 | 2 | 5 |  | 1 | [11 empty] | 2 | 2 | 3 | 1 | 3 | 3- | 1 | 1
PG&E NGBA | Monroe | 115 | Battery |  |  | 0 | 0 | 0 | 0 | 0 | 0 | 0 | 0 | 0 | 5 | 5 | 1 | 1 |  |  | 1 | [11 empty] | 2 | 1 | 3 | 2 | 2 | 1 | 1 | 0
SDGE | Monserate | 69 | Battery |  |  | 0 | 0 | 0 | 0 | 0 | 0 | 0 | 0 | 0 | 1 | 1 | 1 | 1 |  |  | 1 | [11 empty] | 2 | 1 | 3 | 1 | 3 | 1 | 1 | 0
PG&E GBA | Monta Vista | 115 | Battery |  |  | 0 | 0 | 0 | 0 | 0 | 0 | 0 | 0 | 0 | 1 | 1 | 1 | 1 |  |  | 1 | [11 empty] | 2 | 1 | 3 | 2 | 3 | 1 | 1 | 0
PG&E GBA | Monta Vista | 230 | Battery |  |  | 0 | 0 | 0 | 0 | 0 | 0 | 0 | 0 | 0 | 1 | 1 | 1 | 1 |  |  | 1 | [11 empty] | 2 | 1 | 3 | 2 | 3 | 1 | 1 | 0
PG&E GBA | Monta Vista | 60 | Battery |  |  | 0 | 0 | 0 | 0 | 0 | 0 | 0 | 0 | 0 | 1 | 1 | 1 | 1 |  |  | 1 | [11 empty] | 2 | 1 | 3 | 2 | 3 | 1 | 1 | 0
PG&E NGBA | Monticello | 115 | Battery |  |  | 0 | 0 | 0 | 0 | 0 | 0 | 0 | 0 | 0 | 5 | 5 | 1 | 1 |  |  | 1 | [11 empty] | 2 | 1 | 4 | 2 | 3 | 1 | 1 | 0
SCE Northern | Moorpark | 230 | Battery |  |  | 350 | 0 | 350 | 350 | 0 | 350 | 0 | 0 | 0 | 5 | 2 | 4 | 2 | 4 |  | 1 | [11 empty] | 2 | 1 | 4 | 1 | 3 | 4+ | 1 | 1
SCE Northern | Moorpark | 66 | Battery |  |  | 0 | 0 | 0 | 0 | 0 | 0 | 0 | 0 | 0 | 5 | 2 | 4 | 2 |  |  | 1 | [11 empty] | 2 | 1 | 4 | 1 | 3 | 1 | 1 | 0
PG&E GBA | Moraga | 115 | Battery |  |  | 0 | 0 | 0 | 0 | 0 | 0 | 0 | 0 | 0 | 5 | 5 | 1 | 1 |  |  | 1 | [11 empty] | 2 | 1 | 3 | 1 | 3 | 1 | 1 | 0
PG&E GBA | Moraga | 230 | Battery |  |  | 0 | 0 | 0 | 0 | 0 | 0 | 0 | 0 | 0 | 5 | 5 | 1 | 1 |  |  | 1 | [11 empty] | 2 | 1 | 3 | 1 | 3 | 1 | 1 | 0
PG&E GBA | Morgan Hill | 115 | Battery |  |  | 0 | 0 | 0 | 0 | 0 | 0 | 0 | 0 | 0 | 1 | 1 | 1 | 1 |  |  | 1 | [11 empty] | 2 | 1 | 3 | 2 | 2 | 4+ | 1 | 1
PG&E KERN | Morro Bay | 115 | Battery |  |  | 0 | 0 | 0 | 0 | 0 | 0 | 0 | 0 | 0 | 5 | 2 | 5 | 2 |  |  | 2 | [11 empty] | 2 | 2 | 2 | 2 | 3 | 1 | 1 | 0
PG&E KERN | Morro Bay | 230 | Battery |  |  | 0 | 0 | 0 | 0 | 0 | 0 | 0 | 0 | 0 | 5 | 5 | 5 | 4 |  |  | 1 | [11 empty] | 2 | 2 | 2 | 2 | 3 | 2+ | 1 | 1
PG&E KERN | Morro Bay | 500 | Battery |  |  | 0 | 0 | 0 | 0 | 0 | 0 | 0 | 0 | 0 | 5 | 5 | 4 | 4 |  |  | 5 | [11 empty] | 2 | 2 | 2 | 2 | 3 | 1 | 1 | 0
PG&E GBA | Moss Landing | 115 | Battery |  |  | 0 | 0 | 0 | 0 | 0 | 0 | 0 | 0 | 0 | 1 | 1 | 1 | 1 |  |  | 1 | [11 empty] | 2 | 2 | 1 | 2 | 2 | 1 | 1 | 0
PG&E GBA | Moss Landing | 230 | Battery |  |  | 0 | 0 | 0 | 0 | 0 | 0 | 0 | 0 | 0 | 1 | 1 | 1 | 1 |  |  | 1 | [11 empty] | 2 | 2 | 1 | 2 | 2 | 1 | 1 | 0
PG&E GBA | Moss Landing | 500 | Battery |  |  | 0 | 0 | 0 | 0 | 0 | 0 | 0 | 0 | 0 | 5 | 5 | 1 | 1 | 5 |  | 1 | [11 empty] | 2 | 2 | 1 | 2 | 2 | 4+ | 1 | 1
EOP | Mountain Pass | 115 | Battery |  |  | 0 | 0 | 0 | 0 | 0 | 0 | 0 | 0 | 0 | 5 | 2 | 4 | 2 |  |  | 1 | [11 empty] | 2 | 2 | 4 | 1 | 1 | 1 | 1 | 0
PG&E GBA | Mountain View | 115 | Battery |  |  | 0 | 0 | 0 | 0 | 0 | 0 | 0 | 0 | 0 | 1 | 1 | 1 | 1 |  |  | 1 | [11 empty] | 2 | 1 | 2 | 2 | 2 | 1 | 1 | 0
PG&E GBA | Mt Eden | 115 | Battery |  |  | 0 | 0 | 0 | 0 | 0 | 0 | 0 | 0 | 0 | 5 | 5 | 1 | 1 |  |  | 1 | [11 empty] | 2 | 1 | 2 | 1 | 2 | 4+ | 1 | 1
PG&E KERN | Mt Poso | 115 | Battery |  |  | 0 | 0 | 0 | 0 | 0 | 0 | 0 | 0 | 0 | 5 | 2 | 5 | 2 |  |  | 1 | [11 empty] | 1 | 1 | 2 | 1 | 1 | 1 | 1 | 0
SDGE | Murray | 69 | Battery |  |  | 0 | 0 | 0 | 0 | 0 | 0 | 0 | 0 | 0 | 1 | 1 | 1 | 1 |  |  | 1 | [11 empty] | 2 | 1 | 2 | 1 | 2 | 1 | 1 | 0
PG&E FRESNO | Mustang | 230 | Battery |  |  | 0 | 0 | 0 | 0 | 0 | 0 | 0 | 0 | 0 | 5 | 5 | 5 | 4 |  |  | 1 | [11 empty] | 1 | 1 | 1 | 2 | 1 | 4+ | 5 | 1
SCE Northern | Neenach | 66 | Battery |  |  | 0 | 0 | 0 | 0 | 0 | 0 | 0 | 0 | 0 | 1 | 1 | 1 | 1 |  |  | 1 | [11 empty] | 2 | 1 | 4 | 1 | 3 | 4+ | 1 | 1
PG&E KERN | New Sub - Gates - Midway (Proposed) | 230 | Battery |  |  | 238.5 | 0 | 238.5 | 238.5 | 0 | 238.5 | 0 | 0 | 0 | 5 | 5 | 5 | 4 | 3 |  | 3 | [11 empty] | 1 | 1 | 4 | 2 | 1 | 4+ | 1 | 1
PG&E KERN | New Sub - Gates - Templeton (Proposed) | 230 | Battery |  |  | 0 | 0 | 0 | 0 | 0 | 0 | 0 | 0 | 0 | 5 | 5 | 5 | 4 |  |  | 1 | [11 empty] | 1 | 1 | 4 | 2 | 1 | 4+ | 1 | 1
SCE NOL | New Sub - Kramer - Lugo (Proposed) | 230 | Battery |  |  | 0 | 0 | 0 | 0 | 0 | 0 | 0 | 0 | 0 | 3 | 3 | 1 | 1 |  |  | 1 | [11 empty] | 2 | 1 | 2 | 1 | 1 | 4+ | 1 | 1
PG&E FRESNO | New Sub - Los Banos - Midway (Proposed) | 500 | Battery |  |  | 0 | 0 | 0 | 0 | 0 | 0 | 0 | 0 | 0 | 5 | 5 | 4 | 4 | 5 |  | 1 | [11 empty] | 1 | 1 | 4 | 2 | 1 | 4+ | 1 | 1
SCE NOL | New Sub - Lugo - Pisgah (Proposed) | 230 | Battery |  |  | 0 | 0 | 0 | 0 | 0 | 0 | 0 | 0 | 0 | 1 | 1 | 1 | 1 |  |  | 1 | [11 empty] | 2 | 1 | 3 | 1 | 3 | 1 | 1 | 0
PG&E KERN | New Sub - Midway - Wheeler Ridge (Proposed) | 230 | Battery |  |  | 0 | 0 | 0 | 0 | 0 | 0 | 0 | 0 | 0 | 5 | 5 | 5 | 4 |  |  | 2 | [11 empty] | 1 | 1 | 3 | 1 | 1 | 1 | 1 | 0
PG&E NGBA | New Sub - Near existing Leavitt (PSREC) | 345 | Battery |  |  | 0 | 0 | 0 | 0 | 0 | 0 | 0 | 0 | 0 | 5 | 5 | 1 | 1 |  |  | 1 | [11 empty] | 2 | 2 | 1 | 1 | 3 | 1 | 1 | 0
PG&E NGBA | New Sub - Near existing Madeline (NVE) | 345 | Battery |  |  | 0 | 0 | 0 | 0 | 0 | 0 | 0 | 0 | 0 | 5 | 5 | 1 | 1 |  |  | 1 | [11 empty] | 2 | 2 | 4 | 1 | 3 | 1 | 1 | 0
SDGE | New Sub - North Gila - IV (Proposed) | 500 | Battery |  |  | 0 | 0 | 0 | 0 | 0 | 0 | 0 | 0 | 0 | 1 | 1 | 1 | 1 |  |  | 1 | [11 empty] | 2 | 1 | 4 | 2 | 2 | 4+ | 1 | 1
PG&E NGBA | New Sub - Pit 1 - Cottonwood (Proposed) | 230 | Battery |  |  | 0 | 0 | 0 | 0 | 0 | 0 | 0 | 0 | 0 | 5 | 5 | 3 | 2 |  |  | 1 | [11 empty] | 2 | 2 | 4 | 2 | 3 | 1 | 1 | 0
PG&E GBA | New Sub - Rancho Seco - Bellota (Proposed) | 230 | Battery |  |  | 0 | 0 | 0 | 0 | 0 | 0 | 0 | 0 | 0 | 1 | 1 | 1 | 1 |  |  | 1 | [11 empty] | 1 | 1 | 4 | 2 | 3 | 1 | 1 | 0
SDGE | New Sub - Suncrest - Ocotillo (Proposed) | 500 | Battery |  |  | 0 | 0 | 0 | 0 | 0 | 0 | 0 | 0 | 0 | 1 | 1 | 1 | 1 |  |  | 1 | [11 empty] | 2 | 1 | 4 | 1 | 3 | 2+ | 1 | 1
PG&E FRESNO | New Sub - Westley - Quinto (Proposed) | 230 | Battery |  |  | 0 | 0 | 0 | 0 | 0 | 0 | 0 | 0 | 0 | 1 | 1 | 1 | 1 |  |  | 1 | [11 empty] | 1 | 1 | 4 | 2 | 1 | 4+ | 1 | 1
PG&E GBA | Newark | 115 | Battery |  |  | 0 | 0 | 0 | 0 | 0 | 0 | 0 | 0 | 0 | 1 | 1 | 1 | 1 |  |  | 1 | [11 empty] | 2 | 1 | 3 | 1 | 2 | 1 | 1 | 0
PG&E GBA | Newark | 230 | Battery |  |  | 0 | 0 | 0 | 0 | 0 | 0 | 0 | 0 | 0 | 1 | 1 | 1 | 1 | 4 |  | 1 | [11 empty] | 2 | 1 | 3 | 1 | 2 | 4+ | 1 | 1
PG&E GBA | Newark | 60 | Battery |  |  | 0 | 0 | 0 | 0 | 0 | 0 | 0 | 0 | 0 | 5 | 5 | 1 | 1 | 3 |  | 1 | [11 empty] | 2 | 1 | 3 | 1 | 2 | 1 | 1 | 0
PG&E FRESNO | Newhall | 115 | Battery |  |  | 0 | 0 | 0 | 0 | 0 | 0 | 0 | 0 | 0 | 5 | 2 | 5 | 2 |  |  | 1 | [11 empty] | 1 | 1 | 4 | 2 | 1 | 4+ | 1 | 1
PG&E KERN | Norco | 115 | Battery |  |  | 0 | 0 | 0 | 0 | 0 | 0 | 0 | 0 | 0 | 5 | 5 | 5 | 4 |  |  | 1 | [11 empty] | 1 | 1 | 3 | 1 | 1 | 1 | 1 | 0
PG&E GBA | Nortech | 115 | Battery |  |  | 0 | 0 | 0 | 0 | 0 | 0 | 0 | 0 | 0 | 1 | 1 | 1 | 1 |  |  | 1 | [11 empty] | 2 | 1 | 2 | 2 | 1 | 1 | 1 | 0
SDGE | North City Metering | 138 | Battery |  |  | 0 | 0 | 0 | 0 | 0 | 0 | 0 | 0 | 0 | 1 | 1 | 1 | 1 |  |  | 1 | [11 empty] | 2 | 1 | 2 | 1 | 3 | 1 | 1 | 0
PG&E GBA | North Dublin | 230 | Battery |  |  | 0 | 0 | 0 | 0 | 0 | 0 | 0 | 0 | 0 | 5 | 5 | 1 | 1 |  |  | 1 | [11 empty] | 2 | 1 | 2 | 1 | 3 | 1 | 1 | 0
SDGE | North Gila | 500 | Battery |  |  | 0 | 364.4 | 364.4 | 0 | 0 | 0 | 0 | 364.4 | 364.4 | 1 | 1 | 1 | 1 |  |  | 3 | [11 empty] | 2 | 2 | 4 | 2 | 3 | 5- | 1 | 1
SCE Metro | North of SONGS | 230 | Battery |  |  | 0 | 0 | 0 | 0 | 0 | 0 | 0 | 0 | 0 | 1 | 1 | 1 | 1 |  |  | 1 | [11 empty] | 2 | 1 | 3 | 1 | 3 | 1 | 1 | 0
SCE Metro | North of SONGS | 500 | Battery |  |  | 0 | 400 | 400 | 0 | 0 | 0 | 0 | 400 | 400 | 1 | 1 | 1 | 1 |  |  | 1 | [11 empty] | 2 | 1 | 3 | 1 | 3 | 5- | 1 | 1
PG&E NGBA | Notre Dame | 115 | Battery |  |  | 0 | 0 | 0 | 0 | 0 | 0 | 0 | 0 | 0 | 5 | 5 | 1 | 1 |  |  | 1 | [11 empty] | 2 | 1 | 4 | 2 | 2 | 1 | 1 | 0
PG&E GBA | Oakland C | 115 | Battery |  |  | 0 | 0 | 0 | 0 | 0 | 0 | 0 | 0 | 0 | 5 | 5 | 1 | 1 | 3 |  | 1 | [11 empty] | 2 | 1 | 1 | 1 | 2 | 2+ | 1 | 1
PG&E GBA | Oakland J | 115 | Battery |  |  | 0 | 0 | 0 | 0 | 0 | 0 | 0 | 0 | 0 | 5 | 5 | 1 | 1 |  |  | 2 | [11 empty] | 2 | 1 | 2 | 1 | 1 | 4+ | 1 | 1
PG&E GBA | Oakland L | 115 | Battery |  |  | 0 | 0 | 0 | 0 | 0 | 0 | 0 | 0 | 0 | 5 | 5 | 1 | 1 |  |  | 1 | [11 empty] | 2 | 1 | 2 | 1 | 1 | 1 | 1 | 0
PG&E GBA | Oakland X | 115 | Battery |  |  | 0 | 0 | 0 | 0 | 0 | 0 | 0 | 0 | 0 | 5 | 5 | 1 | 1 |  |  | 2 | [11 empty] | 2 | 1 | 2 | 1 | 2 | 1 | 1 | 0
SDGE | Ocean Ranch | 69 | Battery |  |  | 0 | 0 | 0 | 0 | 0 | 0 | 0 | 0 | 0 | 1 | 1 | 1 | 1 |  |  | 1 | [11 empty] | 2 | 1 | 4 | 1 | 3 | 2+ | 1 | 1
PG&E KERN | Oceano | 115 | Battery |  |  | 0 | 0 | 0 | 0 | 0 | 0 | 0 | 0 | 0 | 5 | 2 | 5 | 2 |  |  | 3 | [11 empty] | 2 | 2 | 4 | 2 | 3 | 1 | 1 | 0
SDGE | Ocotillo Express | 500 | Battery |  |  | 0 | 0 | 0 | 0 | 0 | 0 | 0 | 0 | 0 | 1 | 1 | 1 | 1 |  |  | 1 | [11 empty] | 2 | 1 | 4 | 2 | 3 | 1 | 1 | 0
PG&E KERN | Old River | 70 | Battery |  |  | 0 | 0 | 0 | 0 | 0 | 0 | 0 | 0 | 0 | 5 | 5 | 5 | 4 |  |  | 1 | [11 empty] | 1 | 1 | 4 | 1 | 2 | 1 | 1 | 0
SDGE | Old Town | 230 | Battery |  |  | 0 | 0 | 0 | 0 | 0 | 0 | 0 | 0 | 0 | 1 | 1 | 1 | 1 |  |  | 1 | [11 empty] | 2 | 1 | 3 | 1 | 2 | 1 | 1 | 0
SCE Metro | Olinda | 230 | Battery |  |  | 0 | 0 | 0 | 0 | 0 | 0 | 0 | 0 | 0 | 1 | 1 | 1 | 1 |  |  | 1 | [11 empty] | 1 | 1 | 2 | 1 | 2 | 1 | 1 | 0
PG&E FRESNO | Olive | 115 | Battery |  |  | 20 | 0 | 20 | 20 | 0 | 20 | 0 | 0 | 0 | 5 | 5 | 5 | 4 | 3 |  | 1 | [11 empty] | 1 | 1 | 4 | 1 | 1 | 1 | 1 | 1
PG&E NGBA | Olivehurst | 115 | Battery |  |  | 0 | 0 | 0 | 0 | 0 | 0 | 0 | 0 | 0 | 5 | 5 | 1 | 1 |  |  | 1 | [11 empty] | 2 | 2 | 2 | 1 | 2 | 1 | 1 | 0
PG&E NGBA | Oregon Trail | 60 | Battery |  |  | 0 | 0 | 0 | 0 | 0 | 0 | 0 | 0 | 0 | 5 | 5 | 1 | 1 |  |  | 1 | [11 empty] | 2 | 2 | 3 | 2 | 3 | 1 | 1 | 0
SCE Northern | Ormond Beach | 230 | Battery |  |  | 0 | 0 | 0 | 0 | 0 | 0 | 0 | 0 | 0 | 5 | 2 | 4 | 2 |  |  | 1 | [11 empty] | 2 | 1 | 1 | 1 | 1 | 1 | 1 | 0
PG&E FRESNO | Oro Loma | 115 | Battery |  |  | 0 | 0 | 0 | 0 | 0 | 0 | 0 | 0 | 0 | 5 | 2 | 5 | 2 |  |  | 3 | [11 empty] | 1 | 1 | 4 | 2 | 1 | 1 | 1 | 0
PG&E FRESNO | Oro Loma | 70 | Battery |  |  | 0 | 0 | 0 | 0 | 0 | 0 | 0 | 0 | 0 | 5 | 2 | 5 | 2 |  |  | 1 | [11 empty] | 1 | 1 | 4 | 2 | 1 | 1 | 1 | 0
PG&E FRESNO | Orosi | 70 | Battery |  |  | 0 | 0 | 0 | 0 | 0 | 0 | 0 | 0 | 0 | 5 | 2 | 5 | 2 |  |  | 1 | [11 empty] | 1 | 1 | 4 | 1 | 1 | 1 | 1 | 0
SDGE | Otay | 69 | Battery |  |  | 49.7 | 0 | 49.7 | 49.7 | 0 | 49.7 | 0 | 0 | 0 | 1 | 1 | 1 | 1 |  |  | 3 | [11 empty] | 2 | 1 | 1 | 1 | 1 | 1 | 1 | 1
SDGE | Otay Mesa | 230 | Battery |  |  | 65 | 0 | 65 | 65 | 0 | 65 | 0 | 0 | 0 | 1 | 1 | 1 | 1 |  |  | 2 | [11 empty] | 2 | 1 | 1 | 1 | 3 | 4+ | 1 | 1
PG&E FRESNO | Padre Flats SW STA | 230 | Battery |  |  | 0 | 0 | 0 | 0 | 0 | 0 | 0 | 0 | 0 | 5 | 2 | 5 | 2 |  |  | 1 | [11 empty] | 1 | 1 | 4 | 2 | 1 | 1 | 1 | 0
EOP | Pahrump | 138 | Battery |  |  | 0 | 0 | 0 | 0 | 0 | 0 | 0 | 0 | 0 | 5 | 2 | 4 | 2 |  |  | 1 | [11 empty] | 2 | 2 | 4 | 1 | 3 | 1 | 1 | 0
EOP | Pahrump | 230 | Battery |  |  | 0 | 0 | 0 | 0 | 0 | 0 | 0 | 0 | 0 | 5 | 2 | 4 | 2 |  |  | 1 | [11 empty] | 2 | 2 | 4 | 1 | 3 | 1 | 1 | 0
SDGE | Pala | 69 | Battery |  |  | 0 | 0 | 0 | 0 | 0 | 0 | 0 | 0 | 0 | 1 | 1 | 1 | 1 |  |  | 1 | [11 empty] | 2 | 1 | 1 | 1 | 3 | 1 | 1 | 0
PG&E NGBA | Palermo | 115 | Battery |  |  | 0 | 0 | 0 | 0 | 0 | 0 | 0 | 0 | 0 | 5 | 5 | 1 | 1 | 4 |  | 1 | [11 empty] | 2 | 1 | 2 | 2 | 2 | 1 | 1 | 0
PG&E NGBA | Palermo | 230 | Battery |  |  | 0 | 0 | 0 | 0 | 0 | 0 | 0 | 0 | 0 | 5 | 5 | 1 | 1 |  |  | 1 | [11 empty] | 2 | 1 | 2 | 2 | 2 | 1 | 1 | 0
SCE Eastern | Palo Verde | 500 | Battery |  |  | 0 | 0 | 0 | 0 | 0 | 0 | 0 | 0 | 0 | 5 | 4 | 4 | 2 |  |  | 1 | [11 empty] | 2 | 1 | 4 | 2 | 3 | 1 | 1 | 0
SDGE | Palomar Energy | 230 | Battery |  |  | 0 | 0 | 0 | 0 | 0 | 0 | 0 | 0 | 0 | 1 | 1 | 1 | 1 |  |  | 1 | [11 empty] | 2 | 1 | 2 | 1 | 3 | 1 | 1 | 0
PG&E KERN | Panama | 70 | Battery |  |  | 0 | 0 | 0 | 0 | 0 | 0 | 0 | 0 | 0 | 5 | 2 | 5 | 2 |  |  | 1 | [11 empty] | 1 | 1 | 4 | 1 | 1 | 1 | 1 | 0
PG&E FRESNO | Panoche | 115 | Battery |  |  | 0 | 0 | 0 | 0 | 0 | 0 | 0 | 0 | 0 | 5 | 2 | 5 | 2 |  |  | 1 | [11 empty] | 1 | 1 | 1 | 2 | 1 | 4+ | 1 | 1
PG&E FRESNO | Panoche | 230 | Battery |  |  | 0 | 0 | 0 | 0 | 0 | 0 | 0 | 0 | 0 | 5 | 2 | 5 | 2 | 3 |  | 1 | [11 empty] | 1 | 1 | 1 | 2 | 1 | 1 | 1 | 0
SCE Northern | Pardee | 230 | Battery |  |  | 15 | 0 | 15 | 15 | 0 | 15 | 0 | 0 | 0 | 5 | 2 | 4 | 2 |  |  | 1 | [11 empty] | 1 | 1 | 3 | 1 | 3 | 4+ | 1 | 1
PG&E NGBA | Parkway | 230 | Battery |  |  | 0 | 0 | 0 | 0 | 0 | 0 | 0 | 0 | 0 | 5 | 5 | 1 | 1 |  |  | 1 | [11 empty] | 2 | 1 | 4 | 1 | 2 | 1 | 1 | 0
SCE Northern | Pastoria | 230 | Battery |  |  | 80 | 0 | 80 | 80 | 0 | 80 | 0 | 0 | 0 | 5 | 2 | 4 | 2 |  |  | 2 | [11 empty] | 1 | 1 | 2 | 1 | 3 | 1 | 1 | 1
SCE Metro | Pauda | 230 | Battery |  |  | 0 | 200 | 200 | 0 | 0 | 0 | 0 | 200 | 200 | 1 | 1 | 1 | 1 |  |  | 1 | [11 empty] | 1 | 1 | 2 | 1 | 2 | 5- | 1 | 1
PG&E GBA | Paul Sweet | 115 | Battery |  |  | 0 | 0 | 0 | 0 | 0 | 0 | 0 | 0 | 0 | 1 | 1 | 1 | 1 |  |  | 1 | [11 empty] | 2 | 2 | 2 | 2 | 3 | 4+ | 1 | 1
PG&E NGBA | Peabody | 230 | Battery |  |  | 0 | 0 | 0 | 0 | 0 | 0 | 0 | 0 | 0 | 5 | 5 | 1 | 1 |  |  | 1 | [11 empty] | 2 | 1 | 2 | 1 | 2 | 1 | 1 | 0
PG&E NGBA | Pease | 115 | Battery |  |  | 0 | 0 | 0 | 0 | 0 | 0 | 0 | 0 | 0 | 5 | 5 | 1 | 1 |  |  | 1 | [11 empty] | 2 | 2 | 2 | 1 | 2 | 1 | 1 | 0
PG&E NGBA | Pease | 60 | Battery |  |  | 0 | 0 | 0 | 0 | 0 | 0 | 0 | 0 | 0 | 5 | 5 | 1 | 1 |  |  | 1 | [11 empty] | 2 | 2 | 2 | 1 | 2 | 2+ | 1 | 1
SDGE | Penasquitos | 138 | Battery |  |  | 0 | 0 | 0 | 0 | 0 | 0 | 0 | 0 | 0 | 1 | 1 | 1 | 1 |  |  | 1 | [11 empty] | 2 | 1 | 2 | 1 | 3 | 1 | 1 | 0
SDGE | Penasquitos | 230 | Battery |  |  | 0 | 0 | 0 | 0 | 0 | 0 | 0 | 0 | 0 | 1 | 1 | 1 | 1 |  |  | 1 | [11 empty] | 2 | 1 | 2 | 1 | 3 | 1 | 1 | 0
SDGE | Penasquitos | 69 | Battery |  |  | 0 | 0 | 0 | 0 | 0 | 0 | 0 | 0 | 0 | 1 | 1 | 1 | 1 |  |  | 1 | [11 empty] | 2 | 1 | 2 | 1 | 3 | 1 | 1 | 0
SDGE | Pendleton | 69 | Battery |  |  | 0 | 50 | 50 | 0 | 50 | 50 | 0 | 0 | 0 | 1 | 1 | 1 | 1 |  |  | 4 | [11 empty] | 2 | 1 | 4 | 1 | 3 | 1 | 1 | 1
PG&E NGBA | Penngrove | 115 | Battery |  |  | 0 | 0 | 0 | 0 | 0 | 0 | 0 | 0 | 0 | 5 | 5 | 1 | 1 |  |  | 1 | [11 empty] | 2 | 1 | 3 | 2 | 2 | 4+ | 1 | 1
PG&E GBA | Peoria | 115 | Battery |  |  | 0 | 0 | 0 | 0 | 0 | 0 | 0 | 0 | 0 | 1 | 1 | 1 | 1 |  |  | 1 | [11 empty] | 2 | 1 | 4 | 1 | 3 | 1 | 1 | 0
PG&E GBA | Piercy | 115 | Battery |  |  | 0 | 0 | 0 | 0 | 0 | 0 | 0 | 0 | 0 | 1 | 1 | 1 | 1 |  |  | 1 | [11 empty] | 2 | 1 | 2 | 2 | 2 | 1 | 1 | 0
PG&E FRESNO | Pine Flat | 230 | Battery |  |  | 0 | 0 | 0 | 0 | 0 | 0 | 0 | 0 | 0 | 5 | 5 | 5 | 2 |  |  | 1 | [11 empty] | 1 | 1 | 4 | 2 | 3 | 1 | 1 | 0
SCE NOL | Pisgah | 230 | Battery |  |  | 0 | 0 | 0 | 0 | 0 | 0 | 0 | 0 | 0 | 1 | 1 | 1 | 1 | 4 |  | 1 | [11 empty] | 2 | 1 | 4 | 1 | 1 | 4+ | 1 | 1
PG&E NGBA | Pit 1 | 230 | Battery |  |  | 0 | 0 | 0 | 0 | 0 | 0 | 0 | 0 | 0 | 5 | 5 | 3 | 2 |  |  | 1 | [11 empty] | 2 | 2 | 4 | 2 | 3 | 1 | 1 | 0
PG&E NGBA | Pit 1 | 60 | Battery |  |  | 0 | 0 | 0 | 0 | 0 | 0 | 0 | 0 | 0 | 5 | 5 | 3 | 2 |  |  | 1 | [11 empty] | 2 | 2 | 4 | 2 | 3 | 1 | 1 | 0
PG&E NGBA | Pit 3 | 230 | Battery |  |  | 0 | 0 | 0 | 0 | 0 | 0 | 0 | 0 | 0 | 5 | 5 | 3 | 2 |  |  | 1 | [11 empty] | 2 | 2 | 4 | 2 | 3 | 1 | 1 | 0
PG&E NGBA | Pit 4 | 230 | Battery |  |  | 0 | 0 | 0 | 0 | 0 | 0 | 0 | 0 | 0 | 5 | 5 | 1 | 1 |  |  | 1 | [11 empty] | 2 | 2 | 4 | 2 | 3 | 1 | 1 | 0
PG&E GBA | Pittsburg | 115 | Battery |  |  | 0 | 0 | 0 | 0 | 0 | 0 | 0 | 0 | 0 | 5 | 5 | 1 | 1 | 4 |  | 1 | [11 empty] | 2 | 1 | 2 | 1 | 1 | 4+ | 1 | 1
PG&E GBA | Pittsburg | 230 | Battery |  |  | 0 | 0 | 0 | 0 | 0 | 0 | 0 | 0 | 0 | 5 | 5 | 1 | 1 | 4 |  | 1 | [11 empty] | 2 | 1 | 2 | 1 | 1 | 4+ | 1 | 1
PG&E NGBA | Pleasant Grove | 115 | Battery |  |  | 0 | 0 | 0 | 0 | 0 | 0 | 0 | 0 | 0 | 5 | 5 | 1 | 1 |  |  | 1 | [11 empty] | 2 | 1 | 2 | 2 | 3 | 1 | 1 | 0
PG&E NGBA | POE | 230 | Battery |  |  | 0 | 0 | 0 | 0 | 0 | 0 | 0 | 0 | 0 | 5 | 5 | 1 | 1 |  |  | 1 | [11 empty] | 2 | 1 | 4 | 2 | 3 | 1 | 1 | 0
SDGE | Point Loma | 69 | Battery |  |  | 0 | 0 | 0 | 0 | 0 | 0 | 0 | 0 | 0 | 1 | 1 | 1 | 1 |  |  | 1 | [11 empty] | 2 | 1 | 3 | 1 | 2 | 1 | 1 | 0
SDGE | Pomerado | 69 | Battery |  |  | 100 | 0 | 100 | 100 | 0 | 100 | 0 | 0 | 0 | 1 | 1 | 1 | 1 |  |  | 5 | [11 empty] | 2 | 1 | 3 | 1 | 3 | 1 | 1 | 1
PG&E KERN | Poso Mountain | 115 | Battery |  |  | 0 | 0 | 0 | 0 | 0 | 0 | 0 | 0 | 0 | 5 | 5 | 5 | 4 |  |  | 4 | [11 empty] | 1 | 1 | 3 | 1 | 2 | 1 | 1 | 0
EOP | Primm | 230 | Battery |  |  | 200 | 0 | 200 | 200 | 0 | 200 | 0 | 0 | 0 | 5 | 2 | 4 | 2 |  |  | 1 | [11 empty] | 2 | 2 | 4 | 1 | 2 | 1 | 1 | 1
PG&E NGBA | Putah Creek | 115 | Battery |  |  | 0 | 0 | 0 | 0 | 0 | 0 | 0 | 0 | 0 | 5 | 5 | 1 | 1 |  |  | 1 | [11 empty] | 2 | 1 | 3 | 2 | 3 | 1 | 1 | 0
SDGE | Q1806 | 138 | Battery |  |  | 0 | 0 | 0 | 0 | 0 | 0 | 0 | 0 | 0 | 1 | 1 | 1 | 1 |  |  | 1 | [11 empty] | 1 | 1 | 2 | 1 | 3 | 1 | 1 | 0
PG&E FRESNO | Quinto | 230 | Battery |  |  | 0 | 0 | 0 | 0 | 0 | 0 | 0 | 0 | 0 | 5 | 2 | 5 | 2 |  |  | 1 | [11 empty] | 1 | 1 | 4 | 2 | 1 | 1 | 1 | 0
PG&E GBA | Race Track | 115 | Battery |  |  | 0 | 0 | 0 | 0 | 0 | 0 | 0 | 0 | 0 | 1 | 1 | 1 | 1 |  |  | 1 | [11 empty] | 2 | 1 | 4 | 1 | 3 | 1 | 1 | 0
SDGE | Rancho Mission Viejo | 138 | Battery |  |  | 0 | 0 | 0 | 0 | 0 | 0 | 0 | 0 | 0 | 1 | 1 | 1 | 1 |  |  | 1 | [11 empty] | 1 | 1 | 2 | 1 | 3 | 1 | 1 | 0
PG&E GBA | Rancho Seco | 230 | Battery |  |  | 0 | 0 | 0 | 0 | 0 | 0 | 0 | 0 | 0 | 1 | 1 | 1 | 1 |  |  | 1 | [11 empty] | 2 | 1 | 1 | 2 | 3 | 1 | 1 | 0
SCE Metro | Rancho Vista | 230 | Battery |  |  | 0 | 0 | 0 | 0 | 0 | 0 | 0 | 0 | 0 | 1 | 1 | 1 | 1 |  |  | 1 | [11 empty] | 1 | 1 | 1 | 1 | 1 | 1+ | 1 | 1
SCE Metro | Rancho Vista | 500 | Battery |  |  | 0 | 400 | 400 | 0 | 0 | 0 | 0 | 400 | 400 | 1 | 1 | 1 | 1 |  |  | 1 | [11 empty] | 1 | 1 | 1 | 1 | 1 | 5- | 1 | 1
SCE NOL | Ransburg | 115 | Battery |  |  | 0 | 0 | 0 | 0 | 0 | 0 | 0 | 0 | 0 | 3 | 3 | 1 | 1 |  |  | 1 | [11 empty] | 2 | 1 | 4 | 1 | 1 | 1 | 1 | 0
PG&E GBA | Ravenswood | 115 | Battery |  |  | 0 | 0 | 0 | 0 | 0 | 0 | 0 | 0 | 0 | 5 | 5 | 1 | 1 |  |  | 1 | [11 empty] | 2 | 1 | 2 | 1 | 2 | 1 | 1 | 0
PG&E GBA | Ravenswood | 230 | Battery |  |  | 0 | 0 | 0 | 0 | 0 | 0 | 0 | 0 | 0 | 5 | 5 | 1 | 1 |  |  | 2 | [11 empty] | 2 | 1 | 2 | 1 | 2 | 1 | 1 | 0
SCE Northern | Rector | 230 | Battery |  |  | 0 | 0 | 0 | 0 | 0 | 0 | 0 | 0 | 0 | 1 | 1 | 1 | 1 |  |  | 2 | [11 empty] | 1 | 1 | 2 | 1 | 2 | 4+ | 1 | 1
SCE Eastern | Red Bluff | 230 | Battery |  |  | 0 | 0 | 0 | 0 | 0 | 0 | 0 | 0 | 0 | 4 | 4 | 1 | 1 | 1 |  | 1 | [11 empty] | 2 | 2 | 4 | 1 | 3 | 4+ | 1 | 1
SCE Eastern | Red Bluff | 500 | Battery |  |  | 100 | 0 | 100 | 100 | 0 | 100 | 0 | 0 | 0 | 4 | 4 | 1 | 1 | 5 |  | 2 | [11 empty] | 2 | 2 | 4 | 1 | 3 | 4+ | 1 | 1
PG&E NGBA | Redbud | 115 | Battery |  |  | 0 | 0 | 0 | 0 | 0 | 0 | 0 | 0 | 0 | 5 | 5 | 1 | 1 |  |  | 1 | [11 empty] | 2 | 2 | 4 | 2 | 3 | 1 | 1 | 0
SCE Metro | Redondo | 230 | Battery |  |  | 0 | 0 | 0 | 0 | 0 | 0 | 0 | 0 | 0 | 1 | 1 | 1 | 1 |  |  | 1 | [11 empty] | 1 | 1 | 2 | 1 | 2 | 1 | 1 | 0
PG&E FRESNO | Reedley | 115 | Battery |  |  | 0 | 0 | 0 | 0 | 0 | 0 | 0 | 0 | 0 | 5 | 5 | 5 | 4 |  |  | 1 | [11 empty] | 1 | 1 | 4 | 2 | 1 | 1 | 1 | 0
PG&E KERN | Renfro | 115 | Battery |  |  | 0 | 0 | 0 | 0 | 0 | 0 | 0 | 0 | 0 | 5 | 2 | 5 | 2 |  |  | 3 | [11 empty] | 1 | 1 | 2 | 1 | 2 | 1 | 1 | 0
PG&E GBA | Richmond R | 115 | Battery |  |  | 0 | 0 | 0 | 0 | 0 | 0 | 0 | 0 | 0 | 5 | 5 | 1 | 1 |  |  | 1 | [11 empty] | 2 | 1 | 2 | 1 | 2 | 1 | 1 | 0
PG&E NGBA | Rincon | 115 | Battery |  |  | 0 | 0 | 0 | 0 | 0 | 0 | 0 | 0 | 0 | 5 | 5 | 1 | 1 |  |  | 1 | [11 empty] | 2 | 1 | 3 | 2 | 2 | 1 | 1 | 0
PG&E KERN | Rio Bravo | 115 | Battery |  |  | 0 | 0 | 0 | 0 | 0 | 0 | 0 | 0 | 0 | 5 | 2 | 5 | 2 | 4 |  | 3 | [11 empty] | 1 | 1 | 2 | 1 | 1 | 1 | 1 | 0
SCE Metro | Rio Hondo | 230 | Battery |  |  | 265 | 410 | 675 | 265 | 10 | 275 | 0 | 400 | 400 | 1 | 1 | 1 | 1 | 1 |  | 1 | [11 empty] | 1 | 1 | 4 | 1 | 1 | 4+ | 1 | 1
PG&E NGBA | Rio Oso | 115 | Battery |  |  | 0 | 0 | 0 | 0 | 0 | 0 | 0 | 0 | 0 | 5 | 5 | 1 | 1 |  |  | 1 | [11 empty] | 2 | 1 | 4 | 1 | 3 | 1 | 1 | 0
PG&E NGBA | Rio Oso | 230 | Battery |  |  | 0 | 0 | 0 | 0 | 0 | 0 | 0 | 0 | 0 | 5 | 5 | 1 | 1 |  |  | 1 | [11 empty] | 2 | 1 | 4 | 1 | 3 | 1 | 1 | 0
PG&E GBA | Ripon | 115 | Battery |  |  | 99 | 0 | 99 | 99 | 0 | 99 | 0 | 0 | 0 | 1 | 1 | 1 | 1 | 3 |  | 2 | [11 empty] | 1 | 1 | 2 | 2 | 2 | 4+ | 1 | 1
PG&E GBA | Riverbank | 115 | Battery |  |  | 0 | 0 | 0 | 0 | 0 | 0 | 0 | 0 | 0 | 1 | 1 | 1 | 1 |  |  | 1 | [11 empty] | 1 | 1 | 3 | 2 | 2 | 1 | 1 | 0
SCE NOL | Roadway | 115 | Battery |  |  | 0 | 0 | 0 | 0 | 0 | 0 | 0 | 0 | 0 | 1 | 1 | 1 | 1 | 3 |  | 1 | [11 empty] | 2 | 1 | 2 | 1 | 1 | 4+ | 1 | 1
PG&E NGBA | Rock Creek 1 | 230 | Battery |  |  | 0 | 0 | 0 | 0 | 0 | 0 | 0 | 0 | 0 | 5 | 5 | 1 | 1 |  |  | 1 | [11 empty] | 2 | 2 | 4 | 1 | 3 | 1 | 1 | 0
SCE Northern | Rosamond | 66 | Battery |  |  | 0 | 0 | 0 | 0 | 0 | 0 | 0 | 0 | 0 | 1 | 1 | 1 | 1 |  |  | 1 | [11 empty] | 2 | 1 | 4 | 1 | 3 | 1 | 1 | 0
PG&E GBA | Rossmoor | 230 | Battery |  |  | 0 | 0 | 0 | 0 | 0 | 0 | 0 | 0 | 0 | 5 | 5 | 1 | 1 |  |  | 1 | [11 empty] | 2 | 1 | 4 | 1 | 3 | 1 | 1 | 0
PG&E NGBA | Round Mountain | 230 | Battery |  |  | 0 | 0 | 0 | 0 | 0 | 0 | 0 | 0 | 0 | 5 | 5 | 1 | 1 |  |  | 1 | [11 empty] | 2 | 2 | 4 | 2 | 3 | 1 | 1 | 0
PG&E NGBA | Round Mountain | 500 | Battery |  |  | 0 | 0 | 0 | 0 | 0 | 0 | 0 | 0 | 0 | 5 | 5 | 1 | 1 |  |  | 1 | [11 empty] | 2 | 2 | 4 | 2 | 3 | 1 | 1 | 0
PG&E GBA | Salado | 115 | Battery |  |  | 0 | 0 | 0 | 0 | 0 | 0 | 0 | 0 | 0 | 1 | 1 | 1 | 1 |  |  | 1 | [11 empty] | 1 | 1 | 4 | 2 | 1 | 1 | 1 | 0
PG&E GBA | Salado | 60 | Battery |  |  | 0 | 0 | 0 | 0 | 0 | 0 | 0 | 0 | 0 | 1 | 1 | 1 | 1 |  |  | 1 | [11 empty] | 1 | 1 | 4 | 2 | 1 | 4+ | 1 | 1
PG&E GBA | Salinas | 115 | Battery |  |  | 0 | 0 | 0 | 0 | 0 | 0 | 0 | 0 | 0 | 1 | 1 | 1 | 1 |  |  | 1 | [11 empty] | 2 | 2 | 3 | 2 | 2 | 1 | 1 | 0
SDGE | Salt Creek | 69 | Battery |  |  | 0 | 0 | 0 | 0 | 0 | 0 | 0 | 0 | 0 | 1 | 1 | 1 | 1 |  |  | 1 | [11 empty] | 2 | 1 | 3 | 1 | 2 | 2+ | 1 | 1
SCE Eastern | San Bernardino | 230 | Battery |  |  | 0 | 0 | 0 | 0 | 0 | 0 | 0 | 0 | 0 | 1 | 1 | 1 | 1 |  |  | 1 | [11 empty] | 1 | 1 | 2 | 1 | 2 | 2+ | 1 | 1
PG&E GBA | SAN FRAN A (POTRERO PP) | 115 | Battery |  |  | 0 | 0 | 0 | 0 | 0 | 0 | 0 | 0 | 0 | 5 | 5 | 1 | 1 |  |  | 3 | [11 empty] | 2 | 1 | 2 | 1 | 2 | 1 | 1 | 0
PG&E GBA | SAN FRAN A (POTRERO PP) | 230 | Battery |  |  | 0 | 0 | 0 | 0 | 0 | 0 | 0 | 0 | 0 | 5 | 5 | 1 | 1 |  |  | 1 | [11 empty] | 2 | 1 | 2 | 1 | 2 | 1 | 1 | 0
PG&E GBA | San Jose A | 115 | Battery |  |  | 0 | 0 | 0 | 0 | 0 | 0 | 0 | 0 | 0 | 1 | 1 | 1 | 1 |  |  | 1 | [11 empty] | 2 | 1 | 2 | 2 | 2 | 1 | 1 | 0
PG&E GBA | San Jose B | 115 | Battery |  |  | 0 | 0 | 0 | 0 | 0 | 0 | 0 | 0 | 0 | 1 | 1 | 1 | 1 |  |  | 1 | [11 empty] | 2 | 1 | 3 | 2 | 2 | 1 | 1 | 0
PG&E GBA | San Leandro U | 115 | Battery |  |  | 0 | 0 | 0 | 0 | 0 | 0 | 0 | 0 | 0 | 5 | 5 | 1 | 1 |  |  | 2 | [11 empty] | 2 | 1 | 3 | 1 | 2 | 1 | 1 | 0
PG&E KERN | San Luis Obispo | 115 | Battery |  |  | 0 | 0 | 0 | 0 | 0 | 0 | 0 | 0 | 0 | 5 | 2 | 5 | 2 |  |  | 1 | [11 empty] | 2 | 2 | 4 | 2 | 3 | 1 | 1 | 0
PG&E KERN | San Luis Obispo | 70 | Battery |  |  | 0 | 0 | 0 | 0 | 0 | 0 | 0 | 0 | 0 | 5 | 2 | 5 | 2 |  |  | 1 | [11 empty] | 2 | 2 | 4 | 2 | 3 | 1 | 1 | 0
SDGE | San Luis Rey | 230 | Battery |  |  | 0 | 0 | 0 | 0 | 0 | 0 | 0 | 0 | 0 | 1 | 1 | 1 | 1 |  |  | 1 | [11 empty] | 2 | 1 | 4 | 1 | 3 | 2+ | 1 | 1
SDGE | San Luis Rey | 69 | Battery |  |  | 0 | 0 | 0 | 0 | 0 | 0 | 0 | 0 | 0 | 1 | 1 | 1 | 1 |  |  | 1 | [11 empty] | 2 | 1 | 4 | 1 | 3 | 1 | 1 | 0
SDGE | San Marcos | 69 | Battery |  |  | 0 | 0 | 0 | 0 | 0 | 0 | 0 | 0 | 0 | 1 | 1 | 1 | 1 |  |  | 1 | [11 empty] | 2 | 1 | 2 | 1 | 3 | 1 | 1 | 0
SCE Metro | San Onofre | 230 | Battery |  |  | 0 | 0 | 0 | 0 | 0 | 0 | 0 | 0 | 0 | 1 | 1 | 1 | 1 |  |  | 1 | [11 empty] | 2 | 1 | 4 | 1 | 3 | 1 | 1 | 0
PG&E GBA | San Pablo | 115 | Battery |  |  | 0 | 0 | 0 | 0 | 0 | 0 | 0 | 0 | 0 | 5 | 5 | 1 | 1 |  |  | 1 | [11 empty] | 2 | 1 | 2 | 1 | 1 | 1 | 1 | 0
PG&E GBA | San Ramon | 230 | Battery |  |  | 0 | 0 | 0 | 0 | 0 | 0 | 0 | 0 | 0 | 5 | 5 | 1 | 1 |  |  | 1 | [11 empty] | 2 | 1 | 2 | 1 | 3 | 1 | 1 | 0
SDGE | San Ysidro | 69 | Battery |  |  | 0 | 0 | 0 | 0 | 0 | 0 | 0 | 0 | 0 | 1 | 1 | 1 | 1 |  |  | 1 | [11 empty] | 2 | 1 | 2 | 1 | 2 | 1 | 1 | 0
SCE NOL | Sandlot | 230 | Battery |  |  | 0 | 0 | 0 | 0 | 0 | 0 | 0 | 0 | 0 | 3 | 3 | 1 | 1 |  |  | 1 | [11 empty] | 2 | 1 | 4 | 1 | 2 | 1 | 1 | 0
EOP | Sandy | 138 | Battery |  |  | 0 | 0 | 0 | 0 | 0 | 0 | 0 | 0 | 0 | 5 | 2 | 4 | 2 |  |  | 1 | [11 empty] | 2 | 2 | 4 | 1 | 3 | 1 | 1 | 0
PG&E FRESNO | Sanger | 115 | Battery |  |  | 0 | 0 | 0 | 0 | 0 | 0 | 0 | 0 | 0 | 5 | 5 | 5 | 4 | 3 |  | 1 | [11 empty] | 1 | 1 | 2 | 2 | 2 | 4+ | 1 | 1
SCE Northern | Santa Clara | 230 | Battery |  |  | 0 | 0 | 0 | 0 | 0 | 0 | 0 | 0 | 0 | 5 | 2 | 4 | 2 |  |  | 1 | [11 empty] | 2 | 1 | 3 | 1 | 2 | 1+ | 1 | 1
PG&E NGBA | Santa Rosa A | 115 | Battery |  |  | 0 | 0 | 0 | 0 | 0 | 0 | 0 | 0 | 0 | 5 | 5 | 1 | 1 |  |  | 1 | [11 empty] | 2 | 1 | 3 | 2 | 2 | 1 | 1 | 0
PG&E GBA | Santa Teresa | 115 | Battery |  |  | 0 | 0 | 0 | 0 | 0 | 0 | 0 | 0 | 0 | 1 | 1 | 1 | 1 | 3 |  | 1 | [11 empty] | 2 | 1 | 2 | 2 | 2 | 4+ | 1 | 1
SDGE | Santee | 138 | Battery |  |  | 10 | 0 | 10 | 10 | 0 | 10 | 0 | 0 | 0 | 1 | 1 | 1 | 1 |  |  | 1 | [11 empty] | 2 | 1 | 2 | 1 | 2 | 1+ | 1 | 1
SCE Metro | Santiago | 230 | Battery |  |  | 0 | 300 | 300 | 0 | 0 | 0 | 0 | 300 | 300 | 1 | 1 | 1 | 1 |  |  | 1 | [11 empty] | 1 | 1 | 2 | 1 | 2 | 5- | 1 | 1
PG&E GBA | Saratoga | 230 | Battery |  |  | 0 | 0 | 0 | 0 | 0 | 0 | 0 | 0 | 0 | 1 | 1 | 1 | 1 |  |  | 1 | [11 empty] | 2 | 1 | 4 | 2 | 3 | 1 | 1 | 0
SCE Northern | Saugus | 230 | Battery |  |  | 0 | 0 | 0 | 0 | 0 | 0 | 0 | 0 | 0 | 5 | 2 | 4 | 2 |  |  | 1 | [11 empty] | 1 | 1 | 3 | 1 | 3 | 1 | 1 | 0
PG&E FRESNO | Schindler | 115 | Battery |  |  | 0 | 0 | 0 | 0 | 0 | 0 | 0 | 0 | 0 | 5 | 2 | 5 | 2 | 3 |  | 3 | [11 empty] | 1 | 1 | 4 | 2 | 1 | 4+ | 1 | 1
PG&E FRESNO | Schindler | 70 | Battery |  |  | 0 | 0 | 0 | 0 | 0 | 0 | 0 | 0 | 0 | 5 | 2 | 5 | 2 |  |  | 1 | [11 empty] | 1 | 1 | 4 | 2 | 1 | 1 | 1 | 0
PG&E GBA | Schulte | 115 | Battery |  |  | 13.3 | 0 | 13.3 | 13.3 | 0 | 13.3 | 0 | 0 | 0 | 1 | 1 | 1 | 1 | 3 |  | 2 | [11 empty] | 1 | 1 | 1 | 2 | 2 | 4+ | 1 | 1
SDGE | Scripps | 69 | Battery |  |  | 0 | 0 | 0 | 0 | 0 | 0 | 0 | 0 | 0 | 1 | 1 | 1 | 1 |  |  | 1 | [11 empty] | 2 | 1 | 2 | 1 | 3 | 2+ | 1 | 1
PG&E KERN | Semitropic | 115 | Battery |  |  | 0 | 0 | 0 | 0 | 0 | 0 | 0 | 0 | 0 | 5 | 2 | 5 | 2 |  |  | 2 | [11 empty] | 1 | 1 | 3 | 1 | 1 | 1 | 1 | 0
SCE Metro | Serrano | 230 | Battery |  |  | 0 | 0 | 0 | 0 | 0 | 0 | 0 | 0 | 0 | 1 | 1 | 1 | 1 | 5 |  | 1 | [11 empty] | 1 | 1 | 2 | 1 | 2 | 1 | 1 | 0
SCE Metro | Serrano | 500 | Battery |  |  | 0 | 400 | 400 | 0 | 0 | 0 | 0 | 400 | 400 | 1 | 1 | 1 | 1 | 5 |  | 1 | [11 empty] | 1 | 1 | 2 | 1 | 2 | 5- | 1 | 1
SDGE | Shadowridge | 138 | Battery |  |  | 0 | 0 | 0 | 0 | 0 | 0 | 0 | 0 | 0 | 1 | 1 | 1 | 1 |  |  | 1 | [11 empty] | 2 | 1 | 3 | 1 | 3 | 1 | 1 | 0
PG&E KERN | Shafter | 115 | Battery |  |  | 0 | 0 | 0 | 0 | 0 | 0 | 0 | 0 | 0 | 5 | 5 | 5 | 4 |  |  | 3 | [11 empty] | 1 | 1 | 3 | 1 | 1 | 2+ | 1 | 1
PG&E NGBA | Silverado | 115 | Battery |  |  | 0 | 0 | 0 | 0 | 0 | 0 | 0 | 0 | 0 | 5 | 5 | 1 | 1 |  |  | 1 | [11 empty] | 2 | 1 | 4 | 2 | 3 | 1 | 1 | 0
SDGE | Silvergate | 230 | Battery |  |  | 0 | 0 | 0 | 0 | 0 | 0 | 0 | 0 | 0 | 1 | 1 | 1 | 1 |  |  | 2 | [11 empty] | 2 | 1 | 1 | 1 | 1 | 2+ | 1 | 1
SDGE | Silvergate | 69 | Battery |  |  | 0 | 0 | 0 | 0 | 0 | 0 | 0 | 0 | 0 | 1 | 1 | 1 | 1 |  |  | 1 | [11 empty] | 2 | 1 | 1 | 1 | 1 | 1 | 1 | 0
PG&E KERN | Sisquoc | 115 | Battery |  |  | 0 | 0 | 0 | 0 | 0 | 0 | 0 | 0 | 0 | 5 | 2 | 5 | 2 |  |  | 3 | [11 empty] | 2 | 2 | 4 | 1 | 3 | 1 | 1 | 0
EOP | Sloan Canyon | 230 | Battery |  |  | 0 | 0 | 0 | 0 | 0 | 0 | 0 | 0 | 0 | 5 | 2 | 4 | 2 |  |  | 1 | [11 empty] | 2 | 2 | 3 | 1 | 3 | 4+ | 1 | 1
EOP | Sloan Canyon | 500 | Battery |  |  | 0 | 0 | 0 | 0 | 0 | 0 | 0 | 0 | 0 | 5 | 2 | 4 | 2 |  |  | 1 | [11 empty] | 2 | 2 | 3 | 1 | 3 | 1 | 1 | 0
PG&E KERN | Smyrna | 115 | Battery |  |  | 0 | 0 | 0 | 0 | 0 | 0 | 0 | 0 | 0 | 5 | 5 | 5 | 4 |  |  | 1 | [11 empty] | 1 | 1 | 4 | 1 | 1 | 1 | 1 | 0
PG&E GBA | Sobrante | 115 | Battery |  |  | 0 | 0 | 0 | 0 | 0 | 0 | 0 | 0 | 0 | 5 | 5 | 1 | 1 |  |  | 1 | [11 empty] | 2 | 1 | 2 | 1 | 3 | 1 | 1 | 0
PG&E GBA | Sobrante | 230 | Battery |  |  | 0 | 0 | 0 | 0 | 0 | 0 | 0 | 0 | 0 | 5 | 5 | 1 | 1 |  |  | 1 | [11 empty] | 2 | 1 | 2 | 1 | 3 | 1 | 1 | 0
PG&E KERN | Solar | 230 | Battery |  |  | 0 | 0 | 0 | 0 | 0 | 0 | 0 | 0 | 0 | 5 | 5 | 5 | 4 |  |  | 1 | [11 empty] | 2 | 1 | 4 | 2 | 3 | 1 | 1 | 0
PG&E GBA | Soledad | 115 | Battery |  |  | 0 | 0 | 0 | 0 | 0 | 0 | 0 | 0 | 0 | 1 | 1 | 1 | 1 |  |  | 1 | [11 empty] | 2 | 2 | 4 | 2 | 3 | 1 | 1 | 0
PG&E GBA | Soledad | 60 | Battery |  |  | 0 | 0 | 0 | 0 | 0 | 0 | 0 | 0 | 0 | 1 | 1 | 1 | 1 |  |  | 1 | [11 empty] | 2 | 2 | 4 | 2 | 3 | 1 | 1 | 0
SDGE | Spring Valley | 69 | Battery |  |  | 0 | 0 | 0 | 0 | 0 | 0 | 0 | 0 | 0 | 1 | 1 | 1 | 1 |  |  | 1 | [11 empty] | 2 | 1 | 2 | 1 | 2 | 1 | 1 | 0
SCE Northern | Springville | 230 | Battery |  |  | 225 | 0 | 225 | 225 | 0 | 225 | 0 | 0 | 0 | 1 | 1 | 1 | 1 | 4 |  | 1 | [11 empty] | 1 | 1 | 4 | 1 | 1 | 4+ | 1 | 1
PG&E GBA | Stagg | 230 | Battery |  |  | 0 | 0 | 0 | 0 | 0 | 0 | 0 | 0 | 0 | 5 | 5 | 1 | 1 |  |  | 1 | [11 empty] | 1 | 1 | 3 | 2 | 2 | 4+ | 1 | 1
PG&E GBA | Standard Oil | 115 | Battery |  |  | 0 | 0 | 0 | 0 | 0 | 0 | 0 | 0 | 0 | 5 | 5 | 1 | 1 |  |  | 1 | [11 empty] | 2 | 1 | 1 | 1 | 2 | 1 | 1 | 0
PG&E GBA | Stanislaus | 115 | Battery |  |  | 0 | 0 | 0 | 0 | 0 | 0 | 0 | 0 | 0 | 1 | 1 | 1 | 1 |  |  | 1 | [11 empty] | 2 | 1 | 4 | 1 | 3 | 1 | 1 | 0
PG&E KERN | Stockdale | 115 | Battery |  |  | 0 | 0 | 0 | 0 | 0 | 0 | 0 | 0 | 0 | 5 | 2 | 5 | 2 |  |  | 3 | [11 empty] | 1 | 1 | 2 | 1 | 2 | 4+ | 1 | 1
PG&E KERN | Stockdale | 230 | Battery |  |  | 0 | 0 | 0 | 0 | 0 | 0 | 0 | 0 | 0 | 5 | 2 | 5 | 2 |  |  | 1 | [11 empty] | 1 | 1 | 2 | 1 | 2 | 1 | 1 | 0
PG&E GBA | Stockton A | 115 | Battery |  |  | 0 | 0 | 0 | 0 | 0 | 0 | 0 | 0 | 0 | 1 | 1 | 1 | 1 |  |  | 1 | [11 empty] | 1 | 1 | 3 | 2 | 1 | 1 | 1 | 0
PG&E GBA | Stone | 115 | Battery |  |  | 0 | 0 | 0 | 0 | 0 | 0 | 0 | 0 | 0 | 1 | 1 | 1 | 1 |  |  | 1 | [11 empty] | 2 | 1 | 3 | 2 | 2 | 1 | 1 | 0
PG&E FRESNO | Storey | 230 | Battery |  |  | 0 | 0 | 0 | 0 | 0 | 0 | 0 | 0 | 0 | 5 | 5 | 5 | 4 |  |  | 1 | [11 empty] | 1 | 1 | 4 | 2 | 1 | 1 | 1 | 0
PG&E NGBA | Summit | 115 | Battery |  |  | 0 | 0 | 0 | 0 | 0 | 0 | 0 | 0 | 0 | 5 | 5 | 1 | 1 |  |  | 1 | [11 empty] | 2 | 1 | 4 | 2 | 3 | 1 | 1 | 0
SDGE | Suncrest | 230 | Battery |  |  | 0 | 0 | 0 | 0 | 0 | 0 | 0 | 0 | 0 | 1 | 1 | 1 | 1 |  |  | 1 | [11 empty] | 2 | 1 | 4 | 1 | 3 | 2+ | 1 | 1
SDGE | Suncrest | 500 | Battery |  |  | 0 | 0 | 0 | 0 | 0 | 0 | 0 | 0 | 0 | 1 | 1 | 1 | 1 |  |  | 1 | [11 empty] | 2 | 1 | 4 | 1 | 3 | 1 | 1 | 0
PG&E KERN | Sunrise | 230 | Battery |  |  | 0 | 0 | 0 | 0 | 0 | 0 | 0 | 0 | 0 | 5 | 5 | 5 | 4 |  |  | 1 | [11 empty] | 1 | 1 | 1 | 1 | 1 | 1 | 1 | 0
PG&E KERN | Sunset | 230 | Battery |  |  | 0 | 0 | 0 | 0 | 0 | 0 | 0 | 0 | 0 | 5 | 5 | 5 | 4 |  |  | 1 | [11 empty] | 1 | 1 | 1 | 1 | 1 | 1 | 1 | 0
PG&E GBA | Swift | 115 | Battery |  |  | 0 | 0 | 0 | 0 | 0 | 0 | 0 | 0 | 0 | 1 | 1 | 1 | 1 |  |  | 1 | [11 empty] | 2 | 1 | 2 | 2 | 2 | 1 | 1 | 0
SDGE | Sycamore Canyon | 138 | Battery |  |  | 0 | 0 | 0 | 0 | 0 | 0 | 0 | 0 | 0 | 1 | 1 | 1 | 1 | 3 |  | 1 | [11 empty] | 2 | 1 | 4 | 1 | 3 | 1 | 1 | 0
SDGE | Sycamore Canyon | 230 | Battery |  |  | 0 | 0 | 0 | 0 | 0 | 0 | 0 | 0 | 0 | 1 | 1 | 1 | 1 |  |  | 1 | [11 empty] | 2 | 1 | 4 | 1 | 3 | 1 | 1 | 0
SDGE | Sycamore Canyon | 69 | Battery |  |  | 0 | 0 | 0 | 0 | 0 | 0 | 0 | 0 | 0 | 1 | 1 | 1 | 1 |  |  | 1 | [11 empty] | 2 | 1 | 4 | 1 | 3 | 1 | 1 | 0
SCE Northern | Sylmar | 230 | Battery |  |  | 0 | 0 | 0 | 0 | 0 | 0 | 0 | 0 | 0 | 5 | 2 | 4 | 2 |  |  | 1 | [11 empty] | 1 | 1 | 2 | 1 | 1 | 1 | 1 | 0
PG&E NGBA | Table Mountain | 115 | Battery |  |  | 0 | 0 | 0 | 0 | 0 | 0 | 0 | 0 | 0 | 5 | 5 | 1 | 1 |  |  | 1 | [11 empty] | 2 | 1 | 3 | 2 | 1 | 1 | 1 | 0
PG&E NGBA | Table Mountain | 230 | Battery |  |  | 0 | 0 | 0 | 0 | 0 | 0 | 0 | 0 | 0 | 5 | 5 | 1 | 1 |  |  | 1 | [11 empty] | 2 | 1 | 3 | 2 | 1 | 1 | 1 | 0
PG&E NGBA | Table Mountain | 500 | Battery |  |  | 0 | 0 | 0 | 0 | 0 | 0 | 0 | 0 | 0 | 5 | 5 | 1 | 1 |  |  | 1 | [11 empty] | 2 | 1 | 3 | 2 | 1 | 1 | 1 | 0
PG&E NGBA | Table Mountain | 60 | Battery |  |  | 0 | 0 | 0 | 0 | 0 | 0 | 0 | 0 | 0 | 5 | 5 | 1 | 1 |  |  | 1 | [11 empty] | 2 | 1 | 3 | 2 | 1 | 1 | 1 | 0
PG&E KERN | Taft | 115 | Battery |  |  | 0 | 0 | 0 | 0 | 0 | 0 | 0 | 0 | 0 | 5 | 5 | 5 | 4 |  |  | 1 | [11 empty] | 1 | 1 | 2 | 1 | 2 | 1 | 1 | 0
SDGE | Talega | 138 | Battery |  |  | 0 | 0 | 0 | 0 | 0 | 0 | 0 | 0 | 0 | 1 | 1 | 1 | 1 | 3 |  | 1 | [11 empty] | 2 | 1 | 3 | 1 | 3 | 4+ | 1 | 1
SDGE | Talega | 230 | Battery |  |  | 0 | 0 | 0 | 0 | 0 | 0 | 0 | 0 | 0 | 1 | 1 | 1 | 1 |  |  | 1 | [11 empty] | 2 | 1 | 3 | 1 | 3 | 1 | 1 | 0
PG&E GBA | Tassajara | 230 | Battery |  |  | 0 | 0 | 0 | 0 | 0 | 0 | 0 | 0 | 0 | 5 | 5 | 1 | 1 |  |  | 1 | [11 empty] | 2 | 1 | 3 | 1 | 3 | 1 | 1 | 0
PG&E KERN | Tejon | 70 | Battery |  |  | 0 | 0 | 0 | 0 | 0 | 0 | 0 | 0 | 0 | 5 | 2 | 5 | 2 |  |  | 1 | [11 empty] | 1 | 1 | 3 | 1 | 1 | 1 | 1 | 0
SDGE | Telegraph Canyon | 138 | Battery |  |  | 0 | 0 | 0 | 0 | 0 | 0 | 0 | 0 | 0 | 1 | 1 | 1 | 1 |  |  | 1 | [11 empty] | 2 | 1 | 2 | 1 | 2 | 1 | 1 | 0
PG&E KERN | Temblor | 115 | Battery |  |  | 0 | 0 | 0 | 0 | 0 | 0 | 0 | 0 | 0 | 5 | 5 | 5 | 4 |  |  | 1 | [11 empty] | 1 | 1 | 2 | 1 | 1 | 4+ | 1 | 1
PG&E KERN | Templeton | 230 | Battery |  |  | 0 | 0 | 0 | 0 | 0 | 0 | 0 | 0 | 0 | 5 | 5 | 5 | 4 |  |  | 1 | [11 empty] | 2 | 2 | 4 | 2 | 3 | 1 | 1 | 0
PG&E KERN | Templeton | 70 | Battery |  |  | 0 | 0 | 0 | 0 | 0 | 0 | 0 | 0 | 0 | 5 | 2 | 5 | 2 |  |  | 1 | [11 empty] | 2 | 2 | 4 | 2 | 3 | 1 | 1 | 0
PG&E GBA | Tesla | 115 | Battery |  |  | 0 | 0 | 0 | 0 | 0 | 0 | 0 | 0 | 0 | 1 | 1 | 1 | 1 |  |  | 1 | [11 empty] | 2 | 1 | 2 | 1 | 2 | 1 | 1 | 0
PG&E GBA | Tesla | 230 | Battery |  |  | 125 | 0 | 125 | 125 | 0 | 125 | 0 | 0 | 0 | 5 | 5 | 1 | 1 | 4 |  | 2 | [11 empty] | 2 | 1 | 2 | 1 | 2 | 4+ | 1 | 1
PG&E GBA | Tesla | 500 | Battery |  |  | 0 | 0 | 0 | 0 | 0 | 0 | 0 | 0 | 0 | 1 | 1 | 1 | 1 | 5 |  | 1 | [11 empty] | 2 | 1 | 2 | 1 | 2 | 4+ | 1 | 1
PG&E KERN | Tevis | 115 | Battery |  |  | 0 | 0 | 0 | 0 | 0 | 0 | 0 | 0 | 0 | 5 | 5 | 5 | 4 | 4 |  | 3 | [11 empty] | 1 | 1 | 2 | 1 | 2 | 1 | 1 | 0
EOP | Thousandaire | 138 | Battery |  |  | 0 | 0 | 0 | 0 | 0 | 0 | 0 | 0 | 0 | 5 | 2 | 4 | 2 |  |  | 1 | [11 empty] | 2 | 2 | 4 | 1 | 3 | 1 | 1 | 0
PG&E KERN | Topaz | 230 | Battery |  |  | 0 | 0 | 0 | 0 | 0 | 0 | 0 | 0 | 0 | 5 | 5 | 5 | 4 |  |  | 1 | [11 empty] | 1 | 1 | 3 | 1 | 2 | 1 | 1 | 0
SCE NOL | Tortilla | 115 | Battery |  |  | 0 | 0 | 0 | 0 | 0 | 0 | 0 | 0 | 0 | 3 | 3 | 1 | 1 |  |  | 1 | [11 empty] | 2 | 1 | 4 | 1 | 2 | 1 | 1 | 0
SDGE | Trabuco | 138 | Battery |  |  | 0 | 0 | 0 | 0 | 0 | 0 | 0 | 0 | 0 | 1 | 1 | 1 | 1 |  |  | 1 | [11 empty] | 1 | 1 | 1 | 1 | 2 | 1 | 1 | 0
PG&E GBA | Tracy | 115 | Battery |  |  | 0 | 0 | 0 | 0 | 0 | 0 | 0 | 0 | 0 | 1 | 1 | 1 | 1 |  |  | 1 | [11 empty] | 2 | 1 | 3 | 1 | 2 | 1 | 1 | 0
PG&E FRESNO | Tranquility | 230 | Battery |  |  | 352 | 0 | 352 | 352 | 0 | 352 | 0 | 0 | 0 | 5 | 5 | 5 | 2 | 3 |  | 1 | [11 empty] | 1 | 1 | 4 | 2 | 1 | 4+ | 1 | 1
PG&E GBA | Trimble | 115 | Battery |  |  | 0 | 0 | 0 | 0 | 0 | 0 | 0 | 0 | 0 | 1 | 1 | 1 | 1 |  |  | 1 | [11 empty] | 2 | 1 | 3 | 2 | 2 | 1 | 1 | 0
EOP | Trout Canyon | 230 | Battery |  |  | 485 | 60 | 545 | 485 | 0 | 485 | 0 | 60 | 60 | 5 | 2 | 4 | 2 |  |  | 3 | [11 empty] | 2 | 2 | 4 | 1 | 3 | 4+ | 1 | 1
EOP | Trout Canyon | 500 | Battery |  |  | 0 | 0 | 0 | 0 | 0 | 0 | 0 | 0 | 0 | 5 | 2 | 4 | 2 |  |  | 1 | [11 empty] | 2 | 2 | 4 | 1 | 3 | 1 | 1 | 0
PG&E NGBA | Tulucay | 230 | Battery |  |  | 0 | 0 | 0 | 0 | 0 | 0 | 0 | 0 | 0 | 5 | 5 | 1 | 1 |  |  | 1 | [11 empty] | 2 | 1 | 3 | 2 | 3 | 2+ | 1 | 1
PG&E NGBA | Tulucay | 60 | Battery |  |  | 0 | 0 | 0 | 0 | 0 | 0 | 0 | 0 | 0 | 5 | 5 | 1 | 1 |  |  | 1 | [11 empty] | 2 | 1 | 3 | 2 | 3 | 1 | 1 | 0
PG&E KERN | Tupman | 115 | Battery |  |  | 0 | 0 | 0 | 0 | 0 | 0 | 0 | 0 | 0 | 5 | 5 | 5 | 4 |  |  | 1 | [11 empty] | 1 | 1 | 2 | 1 | 1 | 1 | 1 | 0
PG&E NGBA | Ukiah | 115 | Battery |  |  | 0 | 0 | 0 | 0 | 0 | 0 | 0 | 0 | 0 | 5 | 5 | 1 | 1 |  |  | 1 | [11 empty] | 2 | 2 | 4 | 2 | 3 | 1 | 1 | 0
PG&E KERN | Union (Estrella) | 70 | Battery |  |  | 0 | 0 | 0 | 0 | 0 | 0 | 0 | 0 | 0 | 5 | 2 | 5 | 2 |  |  | 1 | [11 empty] | 2 | 2 | 4 | 2 | 3 | 1 | 1 | 0
PG&E NGBA | Vaca Dixon | 115 | Battery |  |  | 0 | 0 | 0 | 0 | 0 | 0 | 0 | 0 | 0 | 5 | 5 | 1 | 1 | 4 |  | 1 | [11 empty] | 2 | 1 | 1 | 1 | 3 | 2+ | 1 | 1
PG&E NGBA | Vaca Dixon | 230 | Battery |  |  | 300 | 0 | 300 | 300 | 0 | 300 | 0 | 0 | 0 | 5 | 5 | 1 | 1 |  |  | 1 | [11 empty] | 2 | 1 | 1 | 1 | 3 | 2+ | 1 | 1
PG&E NGBA | Vaca Dixon | 500 | Battery |  |  | 0 | 0 | 0 | 0 | 0 | 0 | 0 | 0 | 0 | 5 | 5 | 1 | 1 |  |  | 2 | [11 empty] | 2 | 1 | 1 | 1 | 3 | 2+ | 1 | 1
PG&E NGBA | Vaca Dixon | 60 | Battery |  |  | 0 | 0 | 0 | 0 | 0 | 0 | 0 | 0 | 0 | 5 | 5 | 1 | 1 |  |  | 1 | [11 empty] | 2 | 1 | 1 | 1 | 3 | 1 | 1 | 0
SCE Eastern | Valley (SCE) | 500 | Battery |  |  | 310 | 0 | 310 | 310 | 0 | 310 | 0 | 0 | 0 | 1 | 1 | 1 | 1 |  |  | 1 | [11 empty] | 1 | 1 | 2 | 1 | 2 | 4+ | 1 | 1
EOP | Valley (VEA) | 138 | Battery |  |  | 0 | 0 | 0 | 0 | 0 | 0 | 0 | 0 | 0 | 5 | 2 | 4 | 2 |  |  | 1 | [11 empty] | 2 | 2 | 4 | 1 | 3 | 4+ | 1 | 1
SDGE | Valley Center | 69 | Battery |  |  | 0 | 0 | 0 | 0 | 0 | 0 | 0 | 0 | 0 | 1 | 1 | 1 | 1 |  |  | 1 | [11 empty] | 2 | 1 | 4 | 1 | 3 | 1 | 1 | 0
PG&E GBA | Valley Home | 115 | Battery |  |  | 0 | 0 | 0 | 0 | 0 | 0 | 0 | 0 | 0 | 1 | 1 | 1 | 1 |  |  | 1 | [11 empty] | 1 | 1 | 4 | 2 | 1 | 1 | 1 | 0
PG&E GBA | Valley Springs | 230 | Battery |  |  | 0 | 0 | 0 | 0 | 0 | 0 | 0 | 0 | 0 | 1 | 1 | 1 | 1 |  |  | 1 | [11 empty] | 2 | 1 | 4 | 1 | 3 | 1 | 1 | 0
PG&E GBA | Valley Springs | 60 | Battery |  |  | 0 | 0 | 0 | 0 | 0 | 0 | 0 | 0 | 0 | 1 | 1 | 1 | 1 |  |  | 1 | [11 empty] | 2 | 1 | 4 | 1 | 3 | 4+ | 1 | 1
EOP | Valley Switch | 138 | Battery |  |  | 0 | 0 | 0 | 0 | 0 | 0 | 0 | 0 | 0 | 5 | 2 | 4 | 2 |  |  | 1 | [11 empty] | 2 | 2 | 4 | 1 | 3 | 1 | 1 | 0
EOP | Valley Switch | 230 | Battery |  |  | 0 | 0 | 0 | 0 | 0 | 0 | 0 | 0 | 0 | 5 | 2 | 4 | 2 |  |  | 1 | [11 empty] | 2 | 2 | 4 | 1 | 3 | 1 | 1 | 0
PG&E GBA | Vasco | 230 | Battery |  |  | 0 | 0 | 0 | 0 | 0 | 0 | 0 | 0 | 0 | 5 | 5 | 1 | 1 |  |  | 1 | [11 empty] | 2 | 1 | 3 | 1 | 3 | 1 | 1 | 0
PG&E GBA | Vasona | 230 | Battery |  |  | 0 | 0 | 0 | 0 | 0 | 0 | 0 | 0 | 0 | 1 | 1 | 1 | 1 |  |  | 1 | [11 empty] | 2 | 1 | 4 | 2 | 3 | 1 | 1 | 0
SCE Northern | Vestal | 230 | Battery |  |  | 50 | 0 | 50 | 50 | 0 | 50 | 0 | 0 | 0 | 1 | 1 | 1 | 1 |  |  | 2 | [11 empty] | 1 | 1 | 4 | 1 | 1 | 4+ | 1 | 1
SCE Northern | Vestal | 66 | Battery |  |  | 0 | 0 | 0 | 0 | 0 | 0 | 0 | 0 | 0 | 1 | 1 | 1 | 1 |  |  | 1 | [11 empty] | 1 | 1 | 4 | 1 | 1 | 1 | 1 | 0
SCE NOL | Victor | 115 | Battery |  |  | 0 | 0 | 0 | 0 | 0 | 0 | 0 | 0 | 0 | 1 | 1 | 1 | 1 | 3 |  | 1 | [11 empty] | 2 | 1 | 3 | 1 | 2 | 1 | 1 | 0
SCE NOL | Victor | 230 | Battery |  |  | 53.5 | 0 | 53.5 | 0 | 0 | 0 | 53.5 | 0 | 53.5 | 1 | 1 | 1 | 1 | 4 |  | 2 | [11 empty] | 2 | 1 | 3 | 1 | 2 | 4+ | 1 | 1
SCE Metro | Viejo | 230 | Battery |  |  | 0 | 0 | 0 | 0 | 0 | 0 | 0 | 0 | 0 | 1 | 1 | 1 | 1 |  |  | 1 | [11 empty] | 1 | 1 | 3 | 1 | 2 | 4+ | 1 | 1
PG&E GBA | Vierra | 115 | Battery |  |  | 92 | 0 | 92 | 92 | 0 | 92 | 0 | 0 | 0 | 1 | 1 | 1 | 1 |  |  | 2 | [11 empty] | 1 | 1 | 1 | 2 | 1 | 4+ | 1 | 1
SCE Metro | Villa Park | 230 | Battery |  |  | 0 | 305.5 | 305.5 | 0 | 0 | 0 | 0 | 305.5 | 305.5 | 1 | 1 | 1 | 1 |  |  | 1 | [11 empty] | 1 | 1 | 2 | 1 | 2 | 5- | 1 | 1
SCE Northern | Vincent | 230 | Battery |  |  | 59 | 0 | 59 | 59 | 0 | 59 | 0 | 0 | 0 | 1 | 1 | 1 | 1 | 4 |  | 2 | [11 empty] | 2 | 1 | 4 | 1 | 3 | 4+ | 1 | 1
SCE Northern | Vincent | 500 | Battery |  |  | 0 | 0 | 0 | 0 | 0 | 0 | 0 | 0 | 0 | 1 | 1 | 1 | 1 | 5 |  | 1 | [11 empty] | 2 | 1 | 4 | 1 | 3 | 1+ | 1 | 1
PG&E GBA | Vineyard | 230 | Battery |  |  | 0 | 0 | 0 | 0 | 0 | 0 | 0 | 0 | 0 | 5 | 5 | 1 | 1 |  |  | 1 | [11 empty] | 2 | 1 | 2 | 1 | 3 | 1 | 1 | 0
SDGE | Vineyard | 69 | Battery |  |  | 0 | 0 | 0 | 0 | 0 | 0 | 0 | 0 | 0 | 1 | 1 | 1 | 1 |  |  | 1 | [11 empty] | 2 | 1 | 2 | 1 | 3 | 1 | 1 | 0
SCE Eastern | Vista (SCE) | 230 | Battery |  |  | 0 | 0 | 0 | 0 | 0 | 0 | 0 | 0 | 0 | 1 | 1 | 1 | 1 |  |  | 1 | [11 empty] | 1 | 1 | 2 | 1 | 1 | 4+ | 1 | 1
EOP | Vista (VEA) | 138 | Battery |  |  | 0 | 0 | 0 | 0 | 0 | 0 | 0 | 0 | 0 | 5 | 2 | 4 | 2 |  |  | 1 | [11 empty] | 2 | 2 | 4 | 1 | 3 | 1 | 1 | 0
EOP | Vista (VEA) | 230 | Battery |  |  | 0 | 0 | 0 | 0 | 0 | 0 | 0 | 0 | 0 | 5 | 2 | 4 | 2 |  |  | 1 | [11 empty] | 2 | 2 | 4 | 1 | 3 | 1 | 1 | 0
PG&E FRESNO | Wahtoke | 115 | Battery |  |  | 0 | 0 | 0 | 0 | 0 | 0 | 0 | 0 | 0 | 5 | 2 | 5 | 2 |  |  | 1 | [11 empty] | 1 | 1 | 3 | 2 | 1 | 1 | 1 | 0
SCE Northern | Wakefield | 66 | Battery |  |  | 30 | 0 | 30 | 30 | 0 | 30 | 0 | 0 | 0 | 5 | 2 | 4 | 2 |  |  | 5 | [11 empty] | 2 | 1 | 4 | 1 | 3 | 1 | 1 | 1
SCE Metro | Walnut | 230 | Battery |  |  | 400 | 0 | 400 | 400 | 0 | 400 | 0 | 0 | 0 | 1 | 1 | 1 | 1 |  |  | 1 | [11 empty] | 1 | 1 | 1 | 1 | 1 | 4+ | 1 | 1
SCE Northern | Warne | 230 | Battery |  |  | 0 | 0 | 0 | 0 | 0 | 0 | 0 | 0 | 0 | 5 | 2 | 4 | 2 |  |  | 1 | [11 empty] | 1 | 1 | 4 | 1 | 3 | 1 | 1 | 0
PG&E GBA | Warnerville | 230 | Battery |  |  | 0 | 0 | 0 | 0 | 0 | 0 | 0 | 0 | 0 | 5 | 5 | 5 | 2 |  |  | 1 | [11 empty] | 1 | 1 | 3 | 2 | 2 | 1 | 1 | 0
PG&E FRESNO | Waukena | 115 | Battery |  |  | 0 | 0 | 0 | 0 | 0 | 0 | 0 | 0 | 0 | 5 | 2 | 5 | 2 |  |  | 1 | [11 empty] | 1 | 1 | 4 | 2 | 1 | 1 | 1 | 0
PG&E GBA | Weber | 230 | Battery |  |  | 0 | 0 | 0 | 0 | 0 | 0 | 0 | 0 | 0 | 1 | 1 | 1 | 1 |  |  | 1 | [11 empty] | 1 | 1 | 3 | 2 | 1 | 1 | 1 | 0
PG&E GBA | Weber | 60 | Battery |  |  | 20 | 0 | 20 | 20 | 0 | 20 | 0 | 0 | 0 | 1 | 1 | 1 | 1 | 3 |  | 3 | [11 empty] | 1 | 1 | 3 | 2 | 1 | 4+ | 1 | 1
PG&E FRESNO | West Fresno | 115 | Battery |  |  | 0 | 0 | 0 | 0 | 0 | 0 | 0 | 0 | 0 | 5 | 5 | 5 | 2 |  |  | 1 | [11 empty] | 1 | 1 | 2 | 2 | 1 | 1 | 1 | 0
PG&E FRESNO | Westley | 230 | Battery |  |  | 0 | 0 | 0 | 0 | 0 | 0 | 0 | 0 | 0 | 1 | 1 | 1 | 1 |  |  | 1 | [11 empty] | 1 | 1 | 4 | 2 | 1 | 1 | 1 | 0
PG&E KERN | Westpark | 115 | Battery |  |  | 0 | 0 | 0 | 0 | 0 | 0 | 0 | 0 | 0 | 5 | 2 | 5 | 2 |  |  | 1 | [11 empty] | 1 | 1 | 3 | 1 | 1 | 1 | 1 | 0
PG&E KERN | Wheeler Ridge | 230 | Battery |  |  | 0 | 235 | 235 | 0 | 0 | 0 | 0 | 235 | 235 | 5 | 5 | 5 | 4 | 1 |  | 1 | [11 empty] | 1 | 1 | 4 | 1 | 1 | 2- | 1 | 1
PG&E KERN | Wheeler Ridge | 115 | Battery |  |  | 0 | 0 | 0 | 0 | 0 | 0 | 0 | 0 | 0 | 5 | 2 | 5 | 2 | 3 |  | 1 | [11 empty] | 1 | 1 | 4 | 1 | 1 | 1 | 1 | 0
PG&E KERN | Wheeler Ridge | 70 | Battery |  |  | 92 | 0 | 92 | 92 | 0 | 92 | 0 | 0 | 0 | 5 | 5 | 5 | 4 |  |  | 4 | [11 empty] | 1 | 1 | 4 | 1 | 1 | 4+ | 1 | 1
SCE Northern | Whirlwind | 230 | Battery |  |  | 550 | 523 | 1073 | 550 | 523 | 1073 | 0 | 0 | 0 | 1 | 1 | 1 | 1 | 5 |  | 4 | [11 empty] | 2 | 1 | 4 | 1 | 3 | 4+ | 1 | 1
SCE Northern | Whirlwind | 500 | Battery |  |  | 0 | 0 | 0 | 0 | 0 | 0 | 0 | 0 | 0 | 1 | 1 | 1 | 1 | 5 |  | 1 | [11 empty] | 2 | 1 | 4 | 1 | 3 | 4+ | 1 | 1
PG&E GBA | Whisman | 115 | Battery |  |  | 0 | 0 | 0 | 0 | 0 | 0 | 0 | 0 | 0 | 1 | 1 | 1 | 1 |  |  | 2 | [11 empty] | 2 | 1 | 2 | 2 | 2 | 1 | 1 | 0
SCE Eastern | Wildlife | 230 | Battery |  |  | 0 | 0 | 0 | 0 | 0 | 0 | 0 | 0 | 0 | 1 | 1 | 1 | 1 |  |  | 1 | [11 empty] | 1 | 1 | 1 | 1 | 1 | 2+ | 1 | 1
PG&E FRESNO | Wilson | 115 | Battery |  |  | 0 | 0 | 0 | 0 | 0 | 0 | 0 | 0 | 0 | 5 | 5 | 5 | 2 | 4 |  | 1 | [11 empty] | 1 | 1 | 4 | 2 | 1 | 1 | 1 | 0
PG&E FRESNO | Wilson | 230 | Battery |  |  | 0 | 0 | 0 | 0 | 0 | 0 | 0 | 0 | 0 | 5 | 5 | 5 | 4 |  |  | 1 | [11 empty] | 1 | 1 | 4 | 2 | 1 | 2+ | 1 | 1
SCE Northern | Windhub | 230 | Battery |  |  | 500 | 0 | 500 | 500 | 0 | 500 | 0 | 0 | 0 | 1 | 1 | 1 | 1 | 4 |  | 2 | [11 empty] | 2 | 1 | 4 | 1 | 2 | 4+ | 1 | 1
SCE Northern | Windhub | 500 | Battery |  |  | 15 | 0 | 15 | 15 | 0 | 15 | 0 | 0 | 0 | 1 | 1 | 1 | 1 | 5 |  | 4 | [11 empty] | 2 | 1 | 4 | 1 | 2 | 4+ | 1 | 1
PG&E GBA | Windmaster | 230 | Battery |  |  | 0 | 0 | 0 | 0 | 0 | 0 | 0 | 0 | 0 | 5 | 5 | 1 | 1 |  |  | 1 | [11 empty] | 2 | 1 | 2 | 1 | 2 | 1 | 1 | 0
PG&E NGBA | Windsor | 60 | Battery |  |  | 0 | 0 | 0 | 0 | 0 | 0 | 0 | 0 | 0 | 5 | 5 | 1 | 1 |  |  | 1 | [11 empty] | 1 | 1 | 2 | 1 | 2 | 1 | 1 | 0
PG&E NGBA | Woodland | 115 | Battery |  |  | 0 | 0 | 0 | 0 | 0 | 0 | 0 | 0 | 0 | 5 | 5 | 1 | 1 |  |  | 1 | [11 empty] | 2 | 1 | 4 | 2 | 3 | 4+ | 1 | 1
PG&E FRESNO | Woodward | 115 | Battery |  |  | 0 | 0 | 0 | 0 | 0 | 0 | 0 | 0 | 0 | 5 | 2 | 5 | 2 |  |  | 1 | [11 empty] | 1 | 1 | 2 | 2 | 2 | 1 | 1 | 0
PG&E NGBA | Wyandotte | 115 | Battery |  |  | 0 | 0 | 0 | 0 | 0 | 0 | 0 | 0 | 0 | 5 | 5 | 1 | 1 |  |  | 1 | [11 empty] | 2 | 1 | 2 | 2 | 2 | 1 | 1 | 0
PG&E KERN | 7th Standard | 115 | LDES |  |  | 0 | 0 | 0 | 0 | 0 | 0 | 0 | 0 | 0 | 5 | 5 | 5 | 4 | [14 empty] | 1 | 1 | 3 | 1 | 2 | 1 | 1 | 0
SCE Metro | Alamitos | 230 | LDES |  |  | 0 | 0 | 0 | 0 | 0 | 0 | 0 | 0 | 0 | 1 | 1 | 1 | 1 | [14 empty] | 1 | 1 | 1 | 1 | 1 | 1 | 1 | 0
SCE Eastern | Alberhill | 115 | LDES |  |  | 50 | 0 | 50 | 0 | 0 | 0 | 50 | 0 | 50 | 1 | 1 | 1 | 1 | [14 empty] | 1 | 1 | 4 | 1 | 1 | 5- | 1 | 1
SCE Eastern | Alberhill | 500 | LDES |  |  | 0 | 0 | 0 | 0 | 0 | 0 | 0 | 0 | 0 | 1 | 1 | 1 | 1 |  |  |  | See 'LandEnv_PSH' tab for PSH potential impacts analysis | [10 empty] | 1 | 1 | 4 | 1 | 1 | 4+ | 1 | 1
PG&E GBA | Alhambra | 115 | LDES |  |  | 0 | 0 | 0 | 0 | 0 | 0 | 0 | 0 | 0 | 5 | 5 | 1 | 1 | [14 empty] | 2 | 1 | 2 | 1 | 2 | 1 | 1 | 0
PG&E FRESNO | Alpaugh | 115 | LDES |  |  | 0 | 0 | 0 | 0 | 0 | 0 | 0 | 0 | 0 | 5 | 5 | 5 | 4 | 3 | [13 empty] | 1 | 1 | 3 | 1 | 1 | 1 | 1 | 0
SDGE | Alpine | 69 | LDES |  |  | 0 | 0 | 0 | 0 | 0 | 0 | 0 | 0 | 0 | 1 | 1 | 1 | 1 | [14 empty] | 2 | 1 | 4 | 1 | 3 | 1 | 1 | 0
PG&E GBA | Altamont Midway (Sandhill) | 230 | LDES |  |  | 0 | 0 | 0 | 0 | 0 | 0 | 0 | 0 | 0 | 5 | 5 | 1 | 1 | [14 empty] | 2 | 1 | 2 | 1 | 3 | 1 | 1 | 0
SCE Northern | Antelope | 66 | LDES |  |  | 0 | 0 | 0 | 0 | 0 | 0 | 0 | 0 | 0 | 1 | 1 | 1 | 1 | [14 empty] | 2 | 1 | 4 | 1 | 3 | 1 | 1 | 0
SCE Northern | Antelope | 230 | LDES |  |  | 0 | 0 | 0 | 0 | 0 | 0 | 0 | 0 | 0 | 1 | 1 | 1 | 1 | 4 | [13 empty] | 2 | 1 | 4 | 1 | 3 | 1 | 1 | 0
SCE Northern | Antelope | 500 | LDES |  |  | 0 | 0 | 0 | 0 | 0 | 0 | 0 | 0 | 0 | 1 | 1 | 1 | 1 | [14 empty] | 2 | 1 | 4 | 1 | 3 | 1 | 1 | 0
PG&E NGBA | Arcata | 60 | LDES |  |  | 0 | 0 | 0 | 0 | 0 | 0 | 0 | 0 | 0 | 5 | 5 | 1 | 1 | [14 empty] | 2 | 2 | 4 | 2 | 3 | 1 | 1 | 0
PG&E KERN | Arco | 230 | LDES |  |  | 0 | 0 | 0 | 0 | 0 | 0 | 0 | 0 | 0 | 5 | 5 | 5 | 4 | 3 | [13 empty] | 1 | 1 | 4 | 1 | 1 | 1 | 1 | 0
PG&E KERN | Arco | 70 | LDES |  |  | 0 | 0 | 0 | 0 | 0 | 0 | 0 | 0 | 0 | 5 | 5 | 5 | 4 | [14 empty] | 1 | 1 | 4 | 1 | 1 | 1 | 1 | 0
SCE Metro | ArcoGen | 230 | LDES |  |  | 0 | 0 | 0 | 0 | 0 | 0 | 0 | 0 | 0 | 1 | 1 | 1 | 1 | [14 empty] | 1 | 1 | 1 | 1 | 1 | 1 | 1 | 0
SDGE | Artesian | 230 | LDES |  |  | 0 | 0 | 0 | 0 | 0 | 0 | 0 | 0 | 0 | 1 | 1 | 1 | 1 | [14 empty] | 2 | 1 | 2 | 1 | 3 | 1 | 1 | 0
SDGE | Artesian | 69 | LDES |  |  | 0 | 0 | 0 | 0 | 0 | 0 | 0 | 0 | 0 | 1 | 1 | 1 | 1 | [14 empty] | 2 | 1 | 2 | 1 | 3 | 1 | 1 | 0
PG&E FRESNO | Ashlan | 230 | LDES |  |  | 0 | 0 | 0 | 0 | 0 | 0 | 0 | 0 | 0 | 5 | 2 | 5 | 2 | [14 empty] | 1 | 1 | 2 | 2 | 1 | 1 | 1 | 0
PG&E NGBA | Atlantic | 115 | LDES |  |  | 0 | 0 | 0 | 0 | 0 | 0 | 0 | 0 | 0 | 5 | 5 | 1 | 1 | [14 empty] | 2 | 1 | 2 | 2 | 3 | 1 | 1 | 0
PG&E NGBA | Atlantic | 230 | LDES |  |  | 0 | 0 | 0 | 0 | 0 | 0 | 0 | 0 | 0 | 5 | 5 | 1 | 1 | [14 empty] | 2 | 1 | 2 | 2 | 3 | 1 | 1 | 0
PG&E NGBA | Atlantic | 60 | LDES |  |  | 0 | 0 | 0 | 0 | 0 | 0 | 0 | 0 | 0 | 5 | 5 | 1 | 1 | [14 empty] | 2 | 1 | 2 | 2 | 3 | 1 | 1 | 0
PG&E FRESNO | Atwater | 115 | LDES |  |  | 0 | 0 | 0 | 0 | 0 | 0 | 0 | 0 | 0 | 5 | 2 | 5 | 2 | [14 empty] | 1 | 1 | 2 | 2 | 1 | 1 | 1 | 0
PG&E GBA | Avena | 115 | LDES |  |  | 0 | 0 | 0 | 0 | 0 | 0 | 0 | 0 | 0 | 1 | 1 | 1 | 1 | [14 empty] | 1 | 1 | 3 | 2 | 1 | 1 | 1 | 0
SDGE | Avocado | 69 | LDES |  |  | 0 | 0 | 0 | 0 | 0 | 0 | 0 | 0 | 0 | 1 | 1 | 1 | 1 | [14 empty] | 2 | 1 | 3 | 1 | 3 | 1 | 1 | 0
PG&E NGBA | Bahia | 230 | LDES |  |  | 0 | 0 | 0 | 0 | 0 | 0 | 0 | 0 | 0 | 5 | 5 | 1 | 1 | [14 empty] | 2 | 1 | 1 | 1 | 2 | 1 | 1 | 0
SCE Northern | Bailey | 230 | LDES |  |  | 0 | 0 | 0 | 0 | 0 | 0 | 0 | 0 | 0 | 5 | 2 | 4 | 2 | [14 empty] | 1 | 1 | 4 | 1 | 3 | 1+ | 1 | 1
SCE NOL | Baker | 115 | LDES |  |  | 0 | 0 | 0 | 0 | 0 | 0 | 0 | 0 | 0 | 3 | 3 | 1 | 1 | [14 empty] | 2 | 2 | 4 | 1 | 1 | 1 | 1 | 0
PG&E KERN | Bakersfield | 230 | LDES |  |  | 0 | 0 | 0 | 0 | 0 | 0 | 0 | 0 | 0 | 5 | 5 | 5 | 4 | [14 empty] | 1 | 1 | 3 | 1 | 1 | 1 | 1 | 0
PG&E FRESNO | Balch | 230 | LDES |  |  | 0 | 0 | 0 | 0 | 0 | 0 | 0 | 0 | 0 | 5 | 5 | 5 | 2 | [14 empty] | 1 | 1 | 4 | 2 | 3 | 1 | 1 | 0
SCE Eastern | Bannister | 230 | LDES |  |  | 0 | 0 | 0 | 0 | 0 | 0 | 0 | 0 | 0 | 5 | 2 | 1 | 1 | [14 empty] | 2 | 1 | 2 | 2 | 1 | 1 | 1 | 0
SCE Metro | Barre | 230 | LDES |  |  | 0 | 0 | 0 | 0 | 0 | 0 | 0 | 0 | 0 | 1 | 1 | 1 | 1 | [14 empty] | 1 | 1 | 1 | 1 | 1 | 1 | 1 | 0
SDGE | Bay Boulevard | 69 | LDES |  |  | 0 | 0 | 0 | 0 | 0 | 0 | 0 | 0 | 0 | 1 | 1 | 1 | 1 | [14 empty] | 2 | 1 | 2 | 1 | 1 | 1 | 1 | 0
SDGE | Bay Boulevard | 230 | LDES |  |  | 0 | 0 | 0 | 0 | 0 | 0 | 0 | 0 | 0 | 1 | 1 | 1 | 1 | [14 empty] | 2 | 1 | 2 | 1 | 1 | 1 | 1 | 0
EOP | Beatty | 138 | LDES |  |  | 0 | 0 | 0 | 0 | 0 | 0 | 0 | 0 | 0 | 5 | 2 | 4 | 2 | [14 empty] | 2 | 2 | 4 | 1 | 3 | 1 | 1 | 0
EOP | Beatty | 230 | LDES |  |  | 0 | 0 | 0 | 0 | 0 | 0 | 0 | 0 | 0 | 5 | 2 | 4 | 2 | [14 empty] | 2 | 2 | 4 | 1 | 3 | 1 | 1 | 0
PG&E NGBA | Belden | 230 | LDES |  |  | 0 | 0 | 0 | 0 | 0 | 0 | 0 | 0 | 0 | 5 | 5 | 1 | 1 | [14 empty] | 2 | 2 | 4 | 1 | 3 | 1 | 1 | 0
PG&E NGBA | Bell | 115 | LDES |  |  | 0 | 0 | 0 | 0 | 0 | 0 | 0 | 0 | 0 | 5 | 5 | 1 | 1 | [14 empty] | 2 | 1 | 4 | 2 | 3 | 1 | 1 | 0
PG&E NGBA | Bellevue | 115 | LDES |  |  | 0 | 0 | 0 | 0 | 0 | 0 | 0 | 0 | 0 | 5 | 5 | 1 | 1 | [14 empty] | 2 | 1 | 2 | 2 | 2 | 1 | 1 | 0
PG&E GBA | Bellota | 115 | LDES |  |  | 0 | 0 | 0 | 0 | 0 | 0 | 0 | 0 | 0 | 1 | 1 | 1 | 1 | 3 | [13 empty] | 1 | 1 | 4 | 2 | 3 | 1 | 1 | 0
PG&E GBA | Bellota | 230 | LDES |  | Mapped as PSH | 0 | 0 | 0 | 0 | 0 | 0 | 0 | 0 | 0 | 1 | 1 | 1 | 1 | 3 |  |  | See 'LandEnv_PSH' tab for PSH potential impacts analysis | [10 empty] | 1 | 1 | 4 | 2 | 3 | 1 | 4 | 1
SCE Northern | Big Creek | 230 | LDES |  |  | 100 | 0 | 100 | 0 | 0 | 0 | 100 | 0 | 100 | 1 | 1 | 1 | 1 | [14 empty] | 1 | 1 | 4 | 2 | 3 | 5- | 1 | 1
PG&E FRESNO | Biola | 70 | LDES |  |  | 0 | 0 | 0 | 0 | 0 | 0 | 0 | 0 | 0 | 5 | 2 | 5 | 2 | [14 empty] | 1 | 1 | 4 | 2 | 1 | 1 | 1 | 0
PG&E GBA | Birds Landing | 230 | LDES |  |  | 0 | 0 | 0 | 0 | 0 | 0 | 0 | 0 | 0 | 5 | 5 | 1 | 1 | 3 | [13 empty] | 2 | 1 | 4 | 1 | 1 | 1 | 1 | 0
SCE Northern | Bliss | 66 | LDES |  |  | 0 | 0 | 0 | 0 | 0 | 0 | 0 | 0 | 0 | 1 | 1 | 1 | 1 | [14 empty] | 1 | 1 | 4 | 1 | 1 | 1 | 1 | 0
SCE Eastern | Blythe | 161 | LDES |  |  | 0 | 0 | 0 | 0 | 0 | 0 | 0 | 0 | 0 | 5 | 2 | 1 | 1 | 3 | [13 empty] | 2 | 2 | 2 | 1 | 1 | 1 | 1 | 0
PG&E NGBA | Bogue | 115 | LDES |  |  | 0 | 0 | 0 | 0 | 0 | 0 | 0 | 0 | 0 | 5 | 5 | 1 | 1 | [14 empty] | 2 | 2 | 2 | 1 | 2 | 1 | 1 | 0
PG&E FRESNO | Borden | 230 | LDES |  |  | 0 | 0 | 0 | 0 | 0 | 0 | 0 | 0 | 0 | 5 | 5 | 5 | 4 | 1 | [13 empty] | 1 | 1 | 4 | 2 | 1 | 1 | 1 | 0
PG&E FRESNO | Borden | 70 | LDES |  |  | 0 | 0 | 0 | 0 | 0 | 0 | 0 | 0 | 0 | 5 | 5 | 5 | 4 | [14 empty] | 1 | 1 | 4 | 2 | 1 | 1 | 1 | 0
SDGE | Boulevard East | 138 | LDES |  |  | 0 | 0 | 0 | 0 | 0 | 0 | 0 | 0 | 0 | 1 | 1 | 1 | 1 | 1 | [13 empty] | 2 | 1 | 4 | 1 | 3 | 1 | 1 | 0
SDGE | Boulevard East | 69 | LDES |  |  | 0 | 0 | 0 | 0 | 0 | 0 | 0 | 0 | 0 | 1 | 1 | 1 | 1 | [14 empty] | 2 | 1 | 4 | 1 | 3 | 1 | 1 | 0
PG&E GBA | Brentwood | 230 | LDES |  |  | 0 | 0 | 0 | 0 | 0 | 0 | 0 | 0 | 0 | 5 | 5 | 1 | 1 | [14 empty] | 2 | 1 | 4 | 1 | 3 | 1 | 1 | 0
PG&E NGBA | Bridgeville | 115 | LDES |  |  | 0 | 0 | 0 | 0 | 0 | 0 | 0 | 0 | 0 | 5 | 5 | 1 | 1 | [14 empty] | 2 | 2 | 4 | 2 | 3 | 1 | 1 | 0
PG&E NGBA | Brighton | 115 | LDES |  |  | 0 | 0 | 0 | 0 | 0 | 0 | 0 | 0 | 0 | 5 | 5 | 1 | 1 | [14 empty] | 2 | 1 | 2 | 2 | 1 | 1 | 1 | 0
PG&E NGBA | Brighton | 230 | LDES |  |  | 0 | 0 | 0 | 0 | 0 | 0 | 0 | 0 | 0 | 5 | 5 | 1 | 1 | [14 empty] | 2 | 1 | 2 | 2 | 1 | 1 | 1 | 0
PG&E NGBA | Brunswick | 115 | LDES |  |  | 0 | 0 | 0 | 0 | 0 | 0 | 0 | 0 | 0 | 5 | 5 | 1 | 1 | [14 empty] | 2 | 1 | 4 | 1 | 3 | 1 | 1 | 0
PG&E NGBA | Bucks Creek | 230 | LDES |  |  | 0 | 0 | 0 | 0 | 0 | 0 | 0 | 0 | 0 | 5 | 5 | 1 | 1 | [14 empty] | 2 | 2 | 4 | 1 | 3 | 1 | 1 | 0
PG&E KERN | Buena Vista | 230 | LDES |  |  | 0 | 0 | 0 | 0 | 0 | 0 | 0 | 0 | 0 | 5 | 5 | 5 | 4 | [14 empty] | 2 | 2 | 4 | 2 | 1 | 1 | 1 | 0
PG&E FRESNO | Bullard | 115 | LDES |  |  | 0 | 0 | 0 | 0 | 0 | 0 | 0 | 0 | 0 | 5 | 5 | 5 | 4 | [14 empty] | 1 | 1 | 1 | 2 | 2 | 1 | 1 | 0
PG&E GBA | Burlingame | 115 | LDES |  |  | 0 | 0 | 0 | 0 | 0 | 0 | 0 | 0 | 0 | 5 | 5 | 1 | 1 | [14 empty] | 2 | 1 | 3 | 1 | 2 | 1 | 1 | 0
PG&E NGBA | Burney Forest | 230 | LDES |  |  | 0 | 0 | 0 | 0 | 0 | 0 | 0 | 0 | 0 | 5 | 5 | 3 | 2 | [14 empty] | 2 | 2 | 4 | 2 | 3 | 1 | 1 | 0
PG&E NGBA | Butte | 115 | LDES |  |  | 0 | 0 | 0 | 0 | 0 | 0 | 0 | 0 | 0 | 5 | 5 | 1 | 1 | [14 empty] | 2 | 1 | 4 | 2 | 2 | 1 | 1 | 0
PG&E KERN | Cabrillo | 115 | LDES |  |  | 0 | 0 | 0 | 0 | 0 | 0 | 0 | 0 | 0 | 5 | 2 | 5 | 2 | [14 empty] | 2 | 2 | 4 | 1 | 3 | 1 | 1 | 0
PG&E FRESNO | Cal Flats | 230 | LDES |  |  | 0 | 0 | 0 | 0 | 0 | 0 | 0 | 0 | 0 | 5 | 5 | 5 | 4 | [14 empty] | 2 | 2 | 4 | 2 | 2 | 1 | 1 | 0
SCE NOL | Calcite | 230 | LDES |  |  | 0 | 0 | 0 | 0 | 0 | 0 | 0 | 0 | 0 | 1 | 1 | 1 | 1 | 3 | [13 empty] | 2 | 1 | 4 | 1 | 3 | 1 | 1 | 0
PG&E KERN | Caliente | 230 | LDES |  |  | 200 | 0 | 200 | 0 | 0 | 0 | 200 | 0 | 200 | 5 | 5 | 5 | 4 | 1 | [13 empty] | 2 | 1 | 4 | 2 | 2 | 5- | 1 | 1
PG&E FRESNO | California Ave | 115 | LDES |  |  | 0 | 0 | 0 | 0 | 0 | 0 | 0 | 0 | 0 | 5 | 2 | 5 | 2 | [14 empty] | 1 | 1 | 2 | 2 | 1 | 1 | 1 | 0
PG&E KERN | Callender | 115 | LDES |  |  | 0 | 0 | 0 | 0 | 0 | 0 | 0 | 0 | 0 | 5 | 5 | 5 | 4 | [14 empty] | 2 | 2 | 4 | 2 | 2 | 1 | 1 | 0
PG&E NGBA | Calpella | 115 | LDES |  |  | 0 | 0 | 0 | 0 | 0 | 0 | 0 | 0 | 0 | 5 | 5 | 1 | 1 | [14 empty] | 2 | 2 | 4 | 2 | 3 | 1 | 1 | 0
PG&E GBA | Camanche | 230 | LDES |  |  | 0 | 0 | 0 | 0 | 0 | 0 | 0 | 0 | 0 | 1 | 1 | 1 | 1 | [14 empty] | 1 | 1 | 4 | 2 | 3 | 1 | 1 | 0
SDGE | Cameron | 69 | LDES |  |  | 0 | 0 | 0 | 0 | 0 | 0 | 0 | 0 | 0 | 1 | 1 | 1 | 1 | [14 empty] | 1 | 1 | 2 | 1 | 1 | 1 | 1 | 0
SDGE | Cannon | 69 | LDES |  |  | 0 | 0 | 0 | 0 | 0 | 0 | 0 | 0 | 0 | 1 | 1 | 1 | 1 | [14 empty] | 2 | 1 | 1 | 1 | 3 | 1 | 1 | 0
PG&E FRESNO | Cantua | 115 | LDES |  |  | 0 | 0 | 0 | 0 | 0 | 0 | 0 | 0 | 0 | 5 | 2 | 5 | 2 | [14 empty] | 1 | 1 | 4 | 2 | 1 | 1 | 1 | 0
SDGE | Capistrano | 138 | LDES |  |  | 0 | 0 | 0 | 0 | 0 | 0 | 0 | 0 | 0 | 1 | 1 | 1 | 1 | [14 empty] | 1 | 1 | 2 | 1 | 3 | 1 | 1 | 0
SDGE | Capistrano | 230 | LDES |  |  | 0 | 0 | 0 | 0 | 0 | 0 | 0 | 0 | 0 | 1 | 1 | 1 | 1 | [14 empty] | 1 | 1 | 2 | 1 | 3 | 1 | 1 | 0
PG&E NGBA | Carberry | 230 | LDES |  |  | 0 | 0 | 0 | 0 | 0 | 0 | 0 | 0 | 0 | 5 | 5 | 3 | 2 | [14 empty] | 2 | 2 | 4 | 2 | 3 | 1 | 1 | 0
SCE Eastern | Cardiff | 66 | LDES |  |  | 0 | 0 | 0 | 0 | 0 | 0 | 0 | 0 | 0 | 1 | 1 | 1 | 1 | [14 empty] | 1 | 1 | 2 | 1 | 1 | 1 | 1 | 0
PG&E NGBA | Caribou | 60 | LDES |  |  | 0 | 0 | 0 | 0 | 0 | 0 | 0 | 0 | 0 | 5 | 5 | 1 | 1 | [14 empty] | 2 | 2 | 4 | 1 | 3 | 1 | 1 | 0
PG&E NGBA | Caribou | 115 | LDES |  |  | 0 | 0 | 0 | 0 | 0 | 0 | 0 | 0 | 0 | 5 | 5 | 1 | 1 | [14 empty] | 2 | 2 | 4 | 1 | 3 | 1 | 1 | 0
PG&E NGBA | Caribou | 230 | LDES |  |  | 0 | 0 | 0 | 0 | 0 | 0 | 0 | 0 | 0 | 5 | 5 | 1 | 1 | [14 empty] | 2 | 2 | 4 | 1 | 3 | 1 | 1 | 0
EOP | Carpenter Canyon (fka Gamebird) | 138 | LDES |  |  | 0 | 0 | 0 | 0 | 0 | 0 | 0 | 0 | 0 | 5 | 2 | 4 | 2 | [14 empty] | 2 | 2 | 4 | 1 | 3 | 1 | 1 | 0
EOP | Carpenter Canyon (fka Gamebird) | 230 | LDES |  |  | 0 | 0 | 0 | 0 | 0 | 0 | 0 | 0 | 0 | 5 | 2 | 4 | 2 | [14 empty] | 2 | 2 | 4 | 1 | 3 | 1 | 1 | 0
PG&E NGBA | Carquinez | 115 | LDES |  |  | 0 | 0 | 0 | 0 | 0 | 0 | 0 | 0 | 0 | 5 | 5 | 1 | 1 | [14 empty] | 2 | 1 | 2 | 1 | 1 | 1 | 1 | 0
SDGE | Carrizo Gorge | 138 | LDES |  |  | 0 | 0 | 0 | 0 | 0 | 0 | 0 | 0 | 0 | 1 | 1 | 1 | 1 | [14 empty] | 2 | 1 | 4 | 1 | 3 | 1 | 1 | 0
PG&E KERN | Carrizo Plains | 115 | LDES |  |  | 100 | 0 | 100 | 0 | 0 | 0 | 100 | 0 | 100 | 5 | 5 | 5 | 4 | [14 empty] | 2 | 1 | 4 | 2 | 2 | 5- | 1 | 1
PG&E KERN | Casaloma | 230 | LDES |  |  | 0 | 0 | 0 | 0 | 0 | 0 | 0 | 0 | 0 | 5 | 2 | 5 | 2 | [14 empty] | 1 | 1 | 3 | 1 | 1 | 1 | 1 | 0
PG&E GBA | Castro Valley | 230 | LDES |  |  | 0 | 0 | 0 | 0 | 0 | 0 | 0 | 0 | 0 | 5 | 5 | 1 | 1 | [14 empty] | 2 | 1 | 2 | 1 | 2 | 1 | 1 | 0
PG&E GBA | Cayetano | 230 | LDES |  |  | 0 | 0 | 0 | 0 | 0 | 0 | 0 | 0 | 0 | 5 | 5 | 1 | 1 | [14 empty] | 2 | 1 | 3 | 1 | 3 | 1 | 1 | 0
SCE Metro | Center | 230 | LDES |  |  | 0 | 0 | 0 | 0 | 0 | 0 | 0 | 0 | 0 | 1 | 1 | 1 | 1 | [14 empty] | 1 | 1 | 1 | 1 | 1 | 1 | 1 | 0
PG&E KERN | Charca | 115 | LDES |  |  | 0 | 0 | 0 | 0 | 0 | 0 | 0 | 0 | 0 | 5 | 2 | 5 | 2 | [14 empty] | 1 | 1 | 4 | 1 | 1 | 1 | 1 | 0
EOP | Charleston | 138 | LDES |  |  | 0 | 0 | 0 | 0 | 0 | 0 | 0 | 0 | 0 | 5 | 2 | 4 | 2 | [14 empty] | 2 | 2 | 4 | 1 | 3 | 1 | 1 | 0
SCE Metro | Chevmain | 230 | LDES |  |  | 0 | 0 | 0 | 0 | 0 | 0 | 0 | 0 | 0 | 1 | 1 | 1 | 1 | [14 empty] | 1 | 1 | 1 | 1 | 1 | 1 | 1 | 0
SDGE | Chicarita | 138 | LDES |  |  | 0 | 0 | 0 | 0 | 0 | 0 | 0 | 0 | 0 | 1 | 1 | 1 | 1 | [14 empty] | 2 | 1 | 3 | 1 | 3 | 1 | 1 | 0
SCE Metro | Chino | 230 | LDES |  |  | 0 | 0 | 0 | 0 | 0 | 0 | 0 | 0 | 0 | 1 | 1 | 1 | 1 | [14 empty] | 1 | 1 | 1 | 1 | 2 | 1 | 1 | 0
PG&E FRESNO | Chowchilla | 115 | LDES |  |  | 0 | 0 | 0 | 0 | 0 | 0 | 0 | 0 | 0 | 5 | 5 | 5 | 2 | [14 empty] | 1 | 1 | 1 | 2 | 2 | 1 | 1 | 0
PG&E GBA | Christie | 60 | LDES |  |  | 0 | 0 | 0 | 0 | 0 | 0 | 0 | 0 | 0 | 5 | 5 | 1 | 1 | [14 empty] | 2 | 1 | 2 | 1 | 2 | 1 | 1 | 0
PG&E GBA | Christie | 115 | LDES |  |  | 0 | 0 | 0 | 0 | 0 | 0 | 0 | 0 | 0 | 5 | 5 | 1 | 1 | [14 empty] | 2 | 1 | 2 | 1 | 2 | 1 | 1 | 0
SCE Eastern | Cielo Azul | 500 | LDES |  |  | 0 | 0 | 0 | 0 | 0 | 0 | 0 | 0 | 0 | 5 | 4 | 4 | 2 | [14 empty] | 2 | 2 | 4 | 1 | 3 | 1 | 1 | 0
PG&E GBA | Clay | 60 | LDES |  |  | 0 | 0 | 0 | 0 | 0 | 0 | 0 | 0 | 0 | 1 | 1 | 1 | 1 | [14 empty] | 2 | 1 | 3 | 1 | 3 | 1 | 1 | 0
PG&E GBA | Clayton | 115 | LDES |  |  | 0 | 0 | 0 | 0 | 0 | 0 | 0 | 0 | 0 | 5 | 5 | 1 | 1 | [14 empty] | 2 | 1 | 4 | 1 | 2 | 1 | 1 | 0
PG&E NGBA | Cloverdale | 115 | LDES |  |  | 0 | 0 | 0 | 0 | 0 | 0 | 0 | 0 | 0 | 5 | 5 | 1 | 1 | [14 empty] | 2 | 2 | 4 | 2 | 3 | 1 | 1 | 0
PG&E FRESNO | Clovis | 115 | LDES |  |  | 0 | 0 | 0 | 0 | 0 | 0 | 0 | 0 | 0 | 5 | 2 | 5 | 2 | [14 empty] | 1 | 1 | 2 | 2 | 2 | 1 | 1 | 0
PG&E GBA | Coburn | 230 | LDES |  |  | 0 | 0 | 0 | 0 | 0 | 0 | 0 | 0 | 0 | 5 | 2 | 5 | 2 | [14 empty] | 2 | 2 | 2 | 2 | 3 | 1 | 1 | 0
PG&E GBA | Coburn | 60 | LDES |  |  | 0 | 0 | 0 | 0 | 0 | 0 | 0 | 0 | 0 | 5 | 2 | 5 | 2 | [14 empty] | 2 | 2 | 2 | 2 | 3 | 1 | 1 | 0
PG&E NGBA | Colgate | 230 | LDES |  |  | 0 | 0 | 0 | 0 | 0 | 0 | 0 | 0 | 0 | 5 | 5 | 1 | 1 | [14 empty] | 2 | 1 | 4 | 1 | 3 | 1 | 1 | 0
PG&E GBA | Collierville | 230 | LDES |  |  | 0 | 0 | 0 | 0 | 0 | 0 | 0 | 0 | 0 | 1 | 1 | 1 | 1 | [14 empty] | 2 | 1 | 4 | 1 | 3 | 1 | 1 | 0
PG&E GBA | Collinsville | 230 | LDES |  |  | 0 | 0 | 0 | 0 | 0 | 0 | 0 | 0 | 0 | 5 | 5 | 1 | 1 | [14 empty] | 2 | 1 | 3 | 1 | 1 | 1 | 1 | 0
PG&E GBA | Collinsville | 500 | LDES |  |  | 0 | 0 | 0 | 0 | 0 | 0 | 0 | 0 | 0 | 5 | 5 | 1 | 1 | [14 empty] | 2 | 1 | 3 | 1 | 1 | 1 | 1 | 0
SCE Eastern | Colorado River | 230 | LDES |  |  | 0 | 0 | 0 | 0 | 0 | 0 | 0 | 0 | 0 | 4 | 4 | 1 | 1 | 4 | [13 empty] | 2 | 2 | 3 | 1 | 3 | 1 | 1 | 0
SCE Eastern | Colorado River | 500 | LDES |  |  | 0 | 0 | 0 | 0 | 0 | 0 | 0 | 0 | 0 | 4 | 4 | 1 | 1 | 2 | [13 empty] | 2 | 2 | 3 | 1 | 3 | 1 | 1 | 0
PG&E KERN | Columbus | 115 | LDES |  |  | 0 | 0 | 0 | 0 | 0 | 0 | 0 | 0 | 0 | 5 | 5 | 5 | 4 | [14 empty] | 1 | 1 | 2 | 1 | 2 | 1 | 1 | 0
PG&E GBA | Contra Costa | 115 | LDES |  |  | 0 | 0 | 0 | 0 | 0 | 0 | 0 | 0 | 0 | 5 | 5 | 1 | 1 | [14 empty] | 2 | 1 | 2 | 1 | 2 | 1 | 1 | 0
PG&E GBA | Contra Costa | 230 | LDES |  |  | 0 | 0 | 0 | 0 | 0 | 0 | 0 | 0 | 0 | 5 | 5 | 1 | 1 | [14 empty] | 2 | 1 | 2 | 1 | 2 | 1 | 1 | 0
PG&E GBA | Contra Costa PP | 230 | LDES |  |  | 0 | 0 | 0 | 0 | 0 | 0 | 0 | 0 | 0 | 5 | 5 | 1 | 1 | [14 empty] | 2 | 1 | 1 | 1 | 2 | 1 | 1 | 0
SCE NOL | Control | 115 | LDES |  |  | 0 | 0 | 0 | 0 | 0 | 0 | 0 | 0 | 0 | 5 | 3 | 1 | 1 | [14 empty] | 2 | 2 | 4 | 1 | 3 | 1 | 1 | 0
SCE NOL | Control | 55 | LDES |  |  | 0 | 0 | 0 | 0 | 0 | 0 | 0 | 0 | 0 | 5 | 3 | 1 | 1 | [14 empty] | 2 | 2 | 4 | 1 | 3 | 1 | 1 | 0
PG&E GBA | Cooley Landing | 115 | LDES |  |  | 0 | 0 | 0 | 0 | 0 | 0 | 0 | 0 | 0 | 5 | 5 | 1 | 1 | [14 empty] | 2 | 1 | 2 | 1 | 1 | 1 | 1 | 0
PG&E GBA | Cooley Landing | 60 | LDES |  |  | 0 | 0 | 0 | 0 | 0 | 0 | 0 | 0 | 0 | 1 | 1 | 1 | 1 | [14 empty] | 2 | 1 | 2 | 1 | 1 | 1 | 1 | 0
SCE NOL | Coolwater | 230 | LDES |  |  | 0 | 0 | 0 | 0 | 0 | 0 | 0 | 0 | 0 | 3 | 3 | 1 | 1 | [14 empty] | 2 | 1 | 2 | 1 | 1 | 1 | 1 | 0
SCE NOL | Coolwater | 115 | LDES |  |  | 0 | 0 | 0 | 0 | 0 | 0 | 0 | 0 | 0 | 3 | 3 | 1 | 1 | 3 | [13 empty] | 2 | 1 | 2 | 1 | 1 | 1 | 1 | 0
PG&E KERN | Copus | 70 | LDES |  |  | 0 | 0 | 0 | 0 | 0 | 0 | 0 | 0 | 0 | 5 | 5 | 5 | 4 | [14 empty] | 1 | 1 | 3 | 1 | 1 | 1 | 1 | 0
PG&E FRESNO | Corcoran | 70 | LDES |  |  | 0 | 0 | 0 | 0 | 0 | 0 | 0 | 0 | 0 | 5 | 5 | 5 | 4 | [14 empty] | 1 | 1 | 4 | 2 | 1 | 1 | 1 | 0
PG&E FRESNO | Corcoran | 115 | LDES |  |  | 0 | 0 | 0 | 0 | 0 | 0 | 0 | 0 | 0 | 5 | 5 | 5 | 4 | [14 empty] | 1 | 1 | 4 | 2 | 1 | 1 | 1 | 0
PG&E NGBA | Corona | 115 | LDES |  |  | 0 | 0 | 0 | 0 | 0 | 0 | 0 | 0 | 0 | 5 | 5 | 1 | 1 | [14 empty] | 2 | 1 | 3 | 2 | 3 | 1 | 1 | 0
PG&E NGBA | Cortina | 230 | LDES |  |  | 0 | 0 | 0 | 0 | 0 | 0 | 0 | 0 | 0 | 5 | 5 | 1 | 1 | 3 | [13 empty] | 2 | 2 | 4 | 1 | 3 | 1 | 1 | 0
PG&E NGBA | Cortina | 115 | LDES |  |  | 0 | 0 | 0 | 0 | 0 | 0 | 0 | 0 | 0 | 5 | 5 | 1 | 1 | 1 | [13 empty] | 2 | 2 | 4 | 1 | 3 | 1 | 1 | 0
PG&E GBA | Cottle | 230 | LDES |  |  | 0 | 0 | 0 | 0 | 0 | 0 | 0 | 0 | 0 | 5 | 5 | 5 | 2 | 3 | [13 empty] | 1 | 1 | 3 | 2 | 1 | 1 | 1 | 0
PG&E NGBA | Cottonwood | 115 | LDES |  |  | 0 | 0 | 0 | 0 | 0 | 0 | 0 | 0 | 0 | 5 | 5 | 1 | 1 | [14 empty] | 2 | 2 | 3 | 2 | 3 | 1 | 1 | 0
PG&E NGBA | Cottonwood | 230 | LDES |  |  | 0 | 0 | 0 | 0 | 0 | 0 | 0 | 0 | 0 | 5 | 5 | 1 | 1 | [14 empty] | 2 | 2 | 3 | 2 | 3 | 1 | 1 | 0
PG&E NGBA | Cottonwood | 60 | LDES |  |  | 0 | 0 | 0 | 0 | 0 | 0 | 0 | 0 | 0 | 5 | 5 | 1 | 1 | [14 empty] | 2 | 2 | 3 | 2 | 3 | 1 | 1 | 0
PG&E NGBA | Cove Road | 230 | LDES |  |  | 0 | 0 | 0 | 0 | 0 | 0 | 0 | 0 | 0 | 5 | 5 | 1 | 1 | [14 empty] | 2 | 2 | 4 | 2 | 3 | 1 | 1 | 0
PG&E GBA | Coyote | 230 | LDES |  |  | 0 | 0 | 0 | 0 | 0 | 0 | 0 | 0 | 0 | 1 | 1 | 1 | 1 | [14 empty] | 2 | 1 | 3 | 2 | 2 | 1 | 1 | 0
PG&E GBA | Crazy Horse Canyon | 115 | LDES |  |  | 0 | 0 | 0 | 0 | 0 | 0 | 0 | 0 | 0 | 1 | 1 | 1 | 1 | [14 empty] | 2 | 2 | 4 | 2 | 3 | 1 | 1 | 0
SDGE | Creelman | 69 | LDES |  |  | 0 | 0 | 0 | 0 | 0 | 0 | 0 | 0 | 0 | 1 | 1 | 1 | 1 | [14 empty] | 2 | 1 | 4 | 1 | 3 | 1 | 1 | 0
PG&E FRESNO | Crescent | 70 | LDES |  |  | 0 | 0 | 0 | 0 | 0 | 0 | 0 | 0 | 0 | 5 | 5 | 5 | 2 | [14 empty] | 1 | 1 | 3 | 2 | 1 | 1 | 1 | 0
PG&E FRESNO | Cressey | 115 | LDES |  |  | 0 | 0 | 0 | 0 | 0 | 0 | 0 | 0 | 0 | 5 | 2 | 5 | 2 | [14 empty] | 1 | 1 | 3 | 2 | 1 | 1 | 1 | 0
PG&E NGBA | Cresta | 230 | LDES |  |  | 0 | 0 | 0 | 0 | 0 | 0 | 0 | 0 | 0 | 5 | 5 | 1 | 1 | [14 empty] | 2 | 1 | 4 | 2 | 3 | 1 | 1 | 0
SDGE | Crestwood | 69 | LDES |  |  | 0 | 0 | 0 | 0 | 0 | 0 | 0 | 0 | 0 | 1 | 1 | 1 | 1 | [14 empty] | 2 | 1 | 4 | 1 | 3 | 1 | 1 | 0
PG&E GBA | Crow Creek | 60 | LDES |  |  | 0 | 0 | 0 | 0 | 0 | 0 | 0 | 0 | 0 | 1 | 1 | 1 | 1 | [14 empty] | 1 | 1 | 4 | 2 | 1 | 1 | 1 | 0
PG&E GBA | Crows Landing | 60 | LDES |  |  | 0 | 0 | 0 | 0 | 0 | 0 | 0 | 0 | 0 | 1 | 1 | 1 | 1 | [14 empty] | 1 | 1 | 4 | 2 | 1 | 1 | 1 | 0
PG&E GBA | Curtis | 115 | LDES |  |  | 0 | 0 | 0 | 0 | 0 | 0 | 0 | 0 | 0 | 1 | 1 | 1 | 1 | [14 empty] | 2 | 1 | 4 | 1 | 3 | 1 | 1 | 0
PG&E FRESNO | Dairyland | 115 | LDES |  |  | 0 | 0 | 0 | 0 | 0 | 0 | 0 | 0 | 0 | 5 | 2 | 5 | 2 | [14 empty] | 1 | 1 | 3 | 2 | 1 | 1 | 1 | 0
PG&E NGBA | Davis | 115 | LDES |  |  | 0 | 0 | 0 | 0 | 0 | 0 | 0 | 0 | 0 | 5 | 5 | 1 | 1 | 3 | [13 empty] | 2 | 1 | 4 | 2 | 3 | 1 | 1 | 0
SCE Metro | Del Amo | 500 | LDES |  |  | 0 | 0 | 0 | 0 | 0 | 0 | 0 | 0 | 0 | 1 | 1 | 1 | 1 | [14 empty] | 1 | 1 | 3 | 1 | 2 | 1 | 1 | 0
SCE Metro | Del Amo | 230 | LDES |  |  | 0 | 0 | 0 | 0 | 0 | 0 | 0 | 0 | 0 | 1 | 1 | 1 | 1 | [14 empty] | 1 | 1 | 3 | 1 | 2 | 1 | 1 | 0
SCE Eastern | Delaney | 500 | LDES |  |  | 150 | 0 | 150 | 0 | 0 | 0 | 150 | 0 | 150 | 5 | 4 | 4 | 2 | [14 empty] | 2 | 1 | 4 | 2 | 3 | 5- | 1 | 1
PG&E NGBA | Delevan | 230 | LDES |  |  | 0 | 0 | 0 | 0 | 0 | 0 | 0 | 0 | 0 | 5 | 5 | 1 | 1 | 3 | [13 empty] | 2 | 2 | 1 | 1 | 3 | 1 | 1 | 0
PG&E GBA | Delta PP | 230 | LDES |  |  | 0 | 0 | 0 | 0 | 0 | 0 | 0 | 0 | 0 | 5 | 5 | 1 | 1 | [14 empty] | 2 | 1 | 3 | 1 | 2 | 1 | 1 | 0
EOP | Desert View | 230 | LDES |  |  | 0 | 0 | 0 | 0 | 0 | 0 | 0 | 0 | 0 | 5 | 2 | 4 | 2 | [14 empty] | 2 | 1 | 4 | 1 | 3 | 1 | 1 | 0
SCE Eastern | Devers | 230 | LDES |  |  | 0 | 0 | 0 | 0 | 0 | 0 | 0 | 0 | 0 | 1 | 1 | 1 | 1 | 5 | [13 empty] | 2 | 1 | 1 | 1 | 3 | 1 | 1 | 0
SCE Eastern | Devers | 500 | LDES |  |  | 0 | 0 | 0 | 0 | 0 | 0 | 0 | 0 | 0 | 1 | 1 | 1 | 1 | [14 empty] | 2 | 1 | 1 | 1 | 3 | 1 | 1 | 0
PG&E KERN | Diablo Canyon | 230 | LDES |  |  | 0 | 0 | 0 | 0 | 0 | 0 | 0 | 0 | 0 | 5 | 2 | 5 | 2 | 3 | [13 empty] | 2 | 2 | 4 | 2 | 3 | 1 | 1 | 0
PG&E KERN | Diablo Canyon | 500 | LDES |  |  | 0 | 0 | 0 | 0 | 0 | 0 | 0 | 0 | 0 | 5 | 5 | 4 | 4 | 5 | [13 empty] | 2 | 2 | 4 | 2 | 3 | 1 | 1 | 0
PG&E KERN | Divide | 115 | LDES |  |  | 0 | 0 | 0 | 0 | 0 | 0 | 0 | 0 | 0 | 5 | 2 | 5 | 2 | [14 empty] | 2 | 2 | 4 | 1 | 2 | 1 | 1 | 0
PG&E GBA | Dixon Landing | 115 | LDES |  |  | 0 | 0 | 0 | 0 | 0 | 0 | 0 | 0 | 0 | 1 | 1 | 1 | 1 | [14 empty] | 2 | 1 | 2 | 1 | 2 | 1 | 1 | 0
PG&E FRESNO | Dos Amigos | 230 | LDES |  |  | 0 | 0 | 0 | 0 | 0 | 0 | 0 | 0 | 0 | 5 | 2 | 5 | 2 | [14 empty] | 1 | 1 | 4 | 2 | 1 | 1 | 1 | 0
PG&E NGBA | Drum | 115 | LDES |  |  | 0 | 0 | 0 | 0 | 0 | 0 | 0 | 0 | 0 | 5 | 5 | 1 | 1 | [14 empty] | 2 | 1 | 4 | 2 | 3 | 1 | 1 | 0
PG&E GBA | Dumbarton | 115 | LDES |  |  | 0 | 0 | 0 | 0 | 0 | 0 | 0 | 0 | 0 | 5 | 5 | 1 | 1 | [14 empty] | 2 | 1 | 3 | 1 | 2 | 1 | 1 | 0
SCE NOL | Dunn Siding | 115 | LDES |  |  | 0 | 0 | 0 | 0 | 0 | 0 | 0 | 0 | 0 | 3 | 3 | 1 | 1 | [14 empty] | 2 | 1 | 4 | 1 | 1 | 1 | 1 | 0
SCE Eastern | Eagle Mountain | 230 | LDES |  |  | 0 | 0 | 0 | 0 | 0 | 0 | 0 | 0 | 0 | 5 | 2 | 1 | 1 | [14 empty] | 2 | 2 | 4 | 1 | 3 | 1 | 1 | 0
PG&E NGBA | Eagle Rock (PGE) | 60 | LDES |  |  | 0 | 0 | 0 | 0 | 0 | 0 | 0 | 0 | 0 | 5 | 5 | 1 | 1 | [14 empty] | 2 | 2 | 4 | 2 | 3 | 1 | 1 | 0
PG&E NGBA | Eagle Rock (PGE) | 115 | LDES |  |  | 0 | 0 | 0 | 0 | 0 | 0 | 0 | 0 | 0 | 5 | 5 | 1 | 1 | 3 | [13 empty] | 2 | 2 | 4 | 2 | 3 | 1 | 1 | 0
SCE Metro | Eagle Rock (SCE) | 230 | LDES |  |  | 0 | 0 | 0 | 0 | 0 | 0 | 0 | 0 | 0 | 1 | 1 | 1 | 1 | [14 empty] | 1 | 1 | 2 | 1 | 2 | 1 | 1 | 0
PG&E NGBA | East Marysville | 115 | LDES |  |  | 0 | 0 | 0 | 0 | 0 | 0 | 0 | 0 | 0 | 5 | 5 | 1 | 1 | [14 empty] | 2 | 2 | 2 | 1 | 2 | 1 | 1 | 0
PG&E NGBA | East Nicolaus | 115 | LDES |  |  | 0 | 0 | 0 | 0 | 0 | 0 | 0 | 0 | 0 | 5 | 5 | 1 | 1 | [14 empty] | 2 | 1 | 4 | 1 | 3 | 1 | 1 | 0
PG&E NGBA | East Nicolaus | 60 | LDES |  |  | 0 | 0 | 0 | 0 | 0 | 0 | 0 | 0 | 0 | 5 | 5 | 1 | 1 | [14 empty] | 2 | 1 | 4 | 1 | 3 | 1 | 1 | 0
PG&E GBA | Eastshore | 115 | LDES |  |  | 0 | 0 | 0 | 0 | 0 | 0 | 0 | 0 | 0 | 5 | 5 | 1 | 1 | 4 | [13 empty] | 2 | 1 | 2 | 1 | 1 | 1 | 1 | 0
PG&E GBA | Eastshore | 230 | LDES |  |  | 0 | 0 | 0 | 0 | 0 | 0 | 0 | 0 | 0 | 5 | 5 | 1 | 1 | [14 empty] | 2 | 1 | 2 | 1 | 1 | 1 | 1 | 0
SDGE | ECO | 138 | LDES |  |  | 0 | 0 | 0 | 0 | 0 | 0 | 0 | 0 | 0 | 1 | 1 | 1 | 1 | 3 | [13 empty] | 2 | 1 | 4 | 1 | 3 | 1 | 1 | 0
SDGE | ECO | 230 | LDES |  |  | 0 | 0 | 0 | 0 | 0 | 0 | 0 | 0 | 0 | 1 | 1 | 1 | 1 | [14 empty] | 2 | 1 | 4 | 1 | 3 | 1 | 1 | 0
SDGE | ECO | 500 | LDES |  |  | 0 | 0 | 0 | 0 | 0 | 0 | 0 | 0 | 0 | 1 | 1 | 1 | 1 | [14 empty] | 2 | 1 | 4 | 1 | 3 | 1 | 1 | 0
PG&E GBA | Edenvale | 115 | LDES |  |  | 0 | 0 | 0 | 0 | 0 | 0 | 0 | 0 | 0 | 1 | 1 | 1 | 1 | [14 empty] | 2 | 1 | 2 | 2 | 2 | 1 | 1 | 0
PG&E GBA | Edes | 115 | LDES |  |  | 0 | 0 | 0 | 0 | 0 | 0 | 0 | 0 | 0 | 5 | 5 | 1 | 1 | [14 empty] | 2 | 1 | 3 | 1 | 1 | 1 | 1 | 0
PG&E GBA | Eight Mile | 230 | LDES |  |  | 0 | 0 | 0 | 0 | 0 | 0 | 0 | 0 | 0 | 5 | 5 | 1 | 1 | [14 empty] | 1 | 1 | 2 | 2 | 1 | 1 | 1 | 0
SDGE | El Cajon | 69 | LDES |  |  | 0 | 0 | 0 | 0 | 0 | 0 | 0 | 0 | 0 | 1 | 1 | 1 | 1 | [14 empty] | 2 | 1 | 2 | 1 | 1 | 1 | 1 | 0
SCE Eastern | El Casco | 230 | LDES |  |  | 0 | 0 | 0 | 0 | 0 | 0 | 0 | 0 | 0 | 1 | 1 | 1 | 1 | [14 empty] | 1 | 1 | 4 | 1 | 2 | 1 | 1 | 0
PG&E GBA | El Cerrito G | 115 | LDES |  |  | 0 | 0 | 0 | 0 | 0 | 0 | 0 | 0 | 0 | 5 | 5 | 1 | 1 | [14 empty] | 2 | 1 | 2 | 1 | 2 | 1 | 1 | 0
PG&E NGBA | El Dorado PH | 115 | LDES |  |  | 0 | 0 | 0 | 0 | 0 | 0 | 0 | 0 | 0 | 5 | 5 | 1 | 1 | [14 empty] | 2 | 1 | 4 | 2 | 3 | 1 | 1 | 0
PG&E FRESNO | El Nido (PGE) | 115 | LDES |  |  | 0 | 0 | 0 | 0 | 0 | 0 | 0 | 0 | 0 | 5 | 5 | 5 | 2 | [14 empty] | 1 | 1 | 4 | 2 | 1 | 1 | 1 | 0
SCE Metro | El Nido (SCE) | 230 | LDES |  |  | 0 | 0 | 0 | 0 | 0 | 0 | 0 | 0 | 0 | 1 | 1 | 1 | 1 | [14 empty] | 1 | 1 | 2 | 1 | 2 | 1 | 1 | 0
PG&E GBA | El Patio | 115 | LDES |  |  | 0 | 0 | 0 | 0 | 0 | 0 | 0 | 0 | 0 | 1 | 1 | 1 | 1 | [14 empty] | 2 | 1 | 3 | 2 | 2 | 1 | 1 | 0
SCE Metro | El Segundo | 230 | LDES |  |  | 0 | 0 | 0 | 0 | 0 | 0 | 0 | 0 | 0 | 1 | 1 | 1 | 1 | [14 empty] | 1 | 1 | 1 | 1 | 1 | 1 | 1 | 0
EOP | Eldorado | 230 | LDES |  |  | 0 | 0 | 0 | 0 | 0 | 0 | 0 | 0 | 0 | 5 | 2 | 4 | 2 | 4 | [13 empty] | 2 | 2 | 2 | 1 | 3 | 1 | 1 | 0
EOP | Eldorado | 500 | LDES |  |  | 500 | 0 | 500 | 0 | 0 | 0 | 500 | 0 | 500 | 5 | 2 | 4 | 2 | 5 | [13 empty] | 2 | 2 | 2 | 1 | 3 | 5- | 1 | 1
SCE Northern | Elizabeth Lake | 66 | LDES |  |  | 0 | 0 | 0 | 0 | 0 | 0 | 0 | 0 | 0 | 5 | 2 | 4 | 2 | [14 empty] | 1 | 1 | 3 | 1 | 3 | 1 | 1 | 0
PG&E KERN | Elk Hills | 230 | LDES |  |  | 0 | 0 | 0 | 0 | 0 | 0 | 0 | 0 | 0 | 5 | 5 | 5 | 4 | [14 empty] | 1 | 1 | 3 | 1 | 1 | 1 | 1 | 0
SDGE | Elliot | 69 | LDES |  |  | 0 | 0 | 0 | 0 | 0 | 0 | 0 | 0 | 0 | 1 | 1 | 1 | 1 | [14 empty] | 2 | 1 | 2 | 1 | 2 | 1 | 1 | 0
SCE Metro | Ellis | 230 | LDES |  |  | 0 | 0 | 0 | 0 | 0 | 0 | 0 | 0 | 0 | 1 | 1 | 1 | 1 | [14 empty] | 1 | 1 | 2 | 1 | 2 | 1 | 1 | 0
SDGE | Encina | 138 | LDES |  |  | 0 | 0 | 0 | 0 | 0 | 0 | 0 | 0 | 0 | 1 | 1 | 1 | 1 | 3 | [13 empty] | 2 | 1 | 1 | 1 | 3 | 1 | 1 | 0
SDGE | Encina | 230 | LDES |  |  | 0 | 0 | 0 | 0 | 0 | 0 | 0 | 0 | 0 | 1 | 1 | 1 | 1 | [14 empty] | 2 | 1 | 1 | 1 | 3 | 1 | 1 | 0
SDGE | Escondido | 230 | LDES |  |  | 0 | 0 | 0 | 0 | 0 | 0 | 0 | 0 | 0 | 1 | 1 | 1 | 1 | [14 empty] | 2 | 1 | 1 | 1 | 3 | 1 | 1 | 0
SDGE | Escondido | 69 | LDES |  |  | 0 | 0 | 0 | 0 | 0 | 0 | 0 | 0 | 0 | 1 | 1 | 1 | 1 | [14 empty] | 2 | 1 | 1 | 1 | 3 | 1 | 1 | 0
PG&E KERN | Estrella | 230 | LDES |  |  | 0 | 0 | 0 | 0 | 0 | 0 | 0 | 0 | 0 | 5 | 2 | 5 | 2 | [14 empty] | 2 | 2 | 4 | 2 | 3 | 1 | 1 | 0
SCE Eastern | Etiwanda | 230 | LDES |  |  | 550 | 0 | 550 | 0 | 0 | 0 | 550 | 0 | 550 | 1 | 1 | 1 | 1 | 5 | [13 empty] | 1 | 1 | 2 | 1 | 1 | 5- | 1 | 1
PG&E GBA | Evergreen | 115 | LDES |  |  | 0 | 0 | 0 | 0 | 0 | 0 | 0 | 0 | 0 | 1 | 1 | 1 | 1 | [14 empty] | 2 | 1 | 2 | 2 | 2 | 1 | 1 | 0
PG&E GBA | Evergreen | 60 | LDES |  |  | 0 | 0 | 0 | 0 | 0 | 0 | 0 | 0 | 0 | 1 | 1 | 1 | 1 | [14 empty] | 2 | 1 | 2 | 2 | 2 | 1 | 1 | 0
PG&E FRESNO | Excelsior | 115 | LDES |  |  | 0 | 0 | 0 | 0 | 0 | 0 | 0 | 0 | 0 | 5 | 2 | 5 | 2 | 1 | [13 empty] | 1 | 1 | 4 | 2 | 1 | 1 | 1 | 0
PG&E FRESNO | Exchequer | 115 | LDES |  |  | 0 | 0 | 0 | 0 | 0 | 0 | 0 | 0 | 0 | 5 | 5 | 5 | 2 | [14 empty] | 2 | 1 | 4 | 1 | 2 | 1 | 1 | 0
PG&E KERN | Fairway | 115 | LDES |  |  | 0 | 0 | 0 | 0 | 0 | 0 | 0 | 0 | 0 | 5 | 2 | 5 | 2 | [14 empty] | 2 | 2 | 3 | 1 | 2 | 1 | 1 | 0
PG&E KERN | Famoso | 115 | LDES |  |  | 0 | 0 | 0 | 0 | 0 | 0 | 0 | 0 | 0 | 5 | 2 | 5 | 2 | [14 empty] | 1 | 1 | 4 | 1 | 1 | 1 | 1 | 0
PG&E NGBA | Fern Road | 500 | LDES |  |  | 0 | 0 | 0 | 0 | 0 | 0 | 0 | 0 | 0 | 5 | 5 | 1 | 1 | [14 empty] | 2 | 2 | 4 | 2 | 3 | 1 | 1 | 0
PG&E GBA | Fibreboard (SPI Sonora) | 115 | LDES |  |  | 0 | 0 | 0 | 0 | 0 | 0 | 0 | 0 | 0 | 1 | 1 | 1 | 1 | [14 empty] | 2 | 1 | 2 | 1 | 2 | 1 | 1 | 0
PG&E FRESNO | Figarden | 230 | LDES |  |  | 0 | 0 | 0 | 0 | 0 | 0 | 0 | 0 | 0 | 5 | 2 | 5 | 2 | [14 empty] | 1 | 1 | 3 | 2 | 2 | 1 | 1 | 0
PG&E FRESNO | Fink | 230 | LDES |  |  | 0 | 0 | 0 | 0 | 0 | 0 | 0 | 0 | 0 | 1 | 1 | 1 | 1 | [14 empty] | 1 | 1 | 4 | 2 | 1 | 1 | 1 | 0
PG&E NGBA | Fitch Mountain | 60 | LDES |  |  | 0 | 0 | 0 | 0 | 0 | 0 | 0 | 0 | 0 | 5 | 5 | 1 | 1 | [14 empty] | 2 | 2 | 4 | 2 | 3 | 1 | 1 | 0
PG&E GBA | FMC | 115 | LDES |  |  | 0 | 0 | 0 | 0 | 0 | 0 | 0 | 0 | 0 | 1 | 1 | 1 | 1 | [14 empty] | 2 | 1 | 2 | 2 | 2 | 1 | 1 | 0
PG&E GBA | Fremont | 115 | LDES |  |  | 0 | 0 | 0 | 0 | 0 | 0 | 0 | 0 | 0 | 1 | 1 | 1 | 1 | [14 empty] | 2 | 1 | 3 | 1 | 2 | 1 | 1 | 0
PG&E GBA | French Camp | 60 | LDES |  |  | 0 | 0 | 0 | 0 | 0 | 0 | 0 | 0 | 0 | 1 | 1 | 1 | 1 | [14 empty] | 1 | 1 | 3 | 2 | 1 | 1 | 1 | 0
PG&E GBA | Frogtown | 115 | LDES |  |  | 0 | 0 | 0 | 0 | 0 | 0 | 0 | 0 | 0 | 1 | 1 | 1 | 1 | [14 empty] | 2 | 1 | 4 | 1 | 3 | 1 | 1 | 0
PG&E NGBA | Fulton | 115 | LDES |  |  | 0 | 0 | 0 | 0 | 0 | 0 | 0 | 0 | 0 | 5 | 5 | 1 | 1 | 1 | [13 empty] | 2 | 1 | 3 | 2 | 2 | 1 | 1 | 0
PG&E NGBA | Fulton | 230 | LDES |  |  | 0 | 0 | 0 | 0 | 0 | 0 | 0 | 0 | 0 | 5 | 5 | 1 | 1 | [14 empty] | 2 | 1 | 3 | 2 | 2 | 1 | 1 | 0
PG&E NGBA | Fulton | 60 | LDES |  |  | 0 | 0 | 0 | 0 | 0 | 0 | 0 | 0 | 0 | 5 | 5 | 1 | 1 | [14 empty] | 2 | 1 | 3 | 2 | 2 | 1 | 1 | 0
PG&E KERN | Ganso | 115 | LDES |  |  | 0 | 0 | 0 | 0 | 0 | 0 | 0 | 0 | 0 | 5 | 2 | 5 | 2 | [14 empty] | 1 | 1 | 3 | 1 | 1 | 1 | 1 | 0
PG&E FRESNO | Gates | 230 | LDES |  |  | 0 | 0 | 0 | 0 | 0 | 0 | 0 | 0 | 0 | 5 | 5 | 5 | 4 | 4 | [13 empty] | 1 | 1 | 3 | 2 | 1 | 1 | 1 | 0
PG&E FRESNO | Gates | 500 | LDES |  |  | 0 | 0 | 0 | 0 | 0 | 0 | 0 | 0 | 0 | 5 | 5 | 5 | 4 | 5 | [13 empty] | 1 | 1 | 3 | 2 | 1 | 1 | 1 | 0
PG&E NGBA | Geysers 12 | 230 | LDES |  |  | 0 | 0 | 0 | 0 | 0 | 0 | 0 | 0 | 0 | 5 | 5 | 1 | 1 | [14 empty] | 2 | 2 | 4 | 2 | 3 | 1 | 1 | 0
PG&E NGBA | Geysers 17 | 230 | LDES |  |  | 0 | 0 | 0 | 0 | 0 | 0 | 0 | 0 | 0 | 5 | 5 | 1 | 1 | [14 empty] | 2 | 2 | 4 | 2 | 3 | 1 | 1 | 0
PG&E NGBA | Geysers 3 | 115 | LDES |  |  | 0 | 0 | 0 | 0 | 0 | 0 | 0 | 0 | 0 | 5 | 5 | 1 | 1 | [14 empty] | 2 | 2 | 4 | 2 | 3 | 1 | 1 | 0
PG&E NGBA | Glenn | 230 | LDES |  |  | 0 | 0 | 0 | 0 | 0 | 0 | 0 | 0 | 0 | 5 | 5 | 1 | 1 | 3 | [13 empty] | 2 | 2 | 4 | 1 | 3 | 1 | 1 | 0
PG&E NGBA | Glenn | 60 | LDES |  |  | 0 | 0 | 0 | 0 | 0 | 0 | 0 | 0 | 0 | 5 | 5 | 1 | 1 | [14 empty] | 2 | 2 | 4 | 1 | 3 | 1 | 1 | 0
PG&E NGBA | Gold Hill | 115 | LDES |  |  | 0 | 0 | 0 | 0 | 0 | 0 | 0 | 0 | 0 | 5 | 5 | 1 | 1 | [14 empty] | 2 | 1 | 4 | 2 | 3 | 1 | 1 | 0
PG&E NGBA | Gold Hill | 230 | LDES |  |  | 0 | 0 | 0 | 0 | 0 | 0 | 0 | 0 | 0 | 5 | 5 | 1 | 1 | [14 empty] | 2 | 1 | 4 | 2 | 3 | 1 | 1 | 0
SCE Northern | Goleta | 230 | LDES |  |  | 0 | 0 | 0 | 0 | 0 | 0 | 0 | 0 | 0 | 5 | 2 | 4 | 2 | [14 empty] | 2 | 2 | 2 | 1 | 2 | 1 | 1 | 0
SCE Metro | Goodrich | 230 | LDES |  |  | 0 | 0 | 0 | 0 | 0 | 0 | 0 | 0 | 0 | 1 | 1 | 1 | 1 | [14 empty] | 1 | 1 | 3 | 1 | 2 | 1 | 1 | 0
PG&E KERN | Goose Lake | 115 | LDES |  |  | 0 | 0 | 0 | 0 | 0 | 0 | 0 | 0 | 0 | 5 | 2 | 5 | 2 | [14 empty] | 1 | 1 | 2 | 1 | 1 | 1 | 1 | 0
SCE Metro | Gould | 230 | LDES |  |  | 100 | 0 | 100 | 0 | 0 | 0 | 100 | 0 | 100 | 1 | 1 | 1 | 1 | [14 empty] | 1 | 1 | 4 | 1 | 2 | 5- | 1 | 1
PG&E NGBA | Grand Island | 115 | LDES |  |  | 0 | 0 | 0 | 0 | 0 | 0 | 0 | 0 | 0 | 5 | 5 | 1 | 1 | [14 empty] | 2 | 1 | 4 | 2 | 2 | 1 | 1 | 0
SDGE | Granite | 69 | LDES |  |  | 0 | 0 | 0 | 0 | 0 | 0 | 0 | 0 | 0 | 1 | 1 | 1 | 1 | [14 empty] | 2 | 1 | 2 | 2 | 2 | 1 | 1 | 0
PG&E GBA | Grant | 115 | LDES |  |  | 0 | 0 | 0 | 0 | 0 | 0 | 0 | 0 | 0 | 5 | 5 | 1 | 1 | [14 empty] | 2 | 1 | 2 | 1 | 2 | 1 | 1 | 0
PG&E GBA | Green Valley | 115 | LDES |  |  | 0 | 0 | 0 | 0 | 0 | 0 | 0 | 0 | 0 | 1 | 1 | 1 | 1 | 1 | [13 empty] | 2 | 2 | 3 | 2 | 2 | 1 | 1 | 0
PG&E NGBA | Greenleaf 1 | 115 | LDES |  |  | 0 | 0 | 0 | 0 | 0 | 0 | 0 | 0 | 0 | 5 | 5 | 1 | 1 | [14 empty] | 2 | 2 | 1 | 1 | 3 | 1 | 1 | 0
PG&E FRESNO | Gregg | 230 | LDES |  | Mapped as PSH | 0 | 0 | 0 | 0 | 0 | 0 | 0 | 0 | 0 | 5 | 5 | 5 | 2 | [14 empty] | 1 | 1 | 3 | 2 | 1 | 1 | 5 | 1
PG&E FRESNO | Grimmway-Malaga | 115 | LDES |  |  | 0 | 0 | 0 | 0 | 0 | 0 | 0 | 0 | 0 | 5 | 5 | 5 | 2 | [14 empty] | 1 | 1 | 2 | 1 | 1 | 1 | 1 | 0
PG&E NGBA | Grizzly | 230 | LDES |  |  | 0 | 0 | 0 | 0 | 0 | 0 | 0 | 0 | 0 | 5 | 5 | 1 | 1 | [14 empty] | 2 | 2 | 4 | 1 | 3 | 1 | 1 | 0
PG&E FRESNO | Guernsey | 70 | LDES |  |  | 0 | 0 | 0 | 0 | 0 | 0 | 0 | 0 | 0 | 5 | 5 | 5 | 4 | [14 empty] | 1 | 1 | 3 | 2 | 1 | 1 | 1 | 0
PG&E FRESNO | GWF Hanford | 115 | LDES |  |  | 0 | 0 | 0 | 0 | 0 | 0 | 0 | 0 | 0 | 5 | 5 | 5 | 2 | [14 empty] | 2 | 1 | 2 | 1 | 1 | 1 | 1 | 0
PG&E FRESNO | Haas | 230 | LDES |  |  | 0 | 0 | 0 | 0 | 0 | 0 | 0 | 0 | 0 | 5 | 5 | 5 | 2 | [14 empty] | 1 | 1 | 4 | 2 | 3 | 1 | 1 | 0
PG&E FRESNO | Hammonds | 115 | LDES |  |  | 0 | 0 | 0 | 0 | 0 | 0 | 0 | 0 | 0 | 5 | 2 | 5 | 2 | [14 empty] | 1 | 1 | 2 | 2 | 1 | 1 | 1 | 0
SCE Metro | HarborGen | 230 | LDES |  |  | 0 | 0 | 0 | 0 | 0 | 0 | 0 | 0 | 0 | 1 | 1 | 1 | 1 | [14 empty] | 1 | 1 | 2 | 1 | 1 | 1 | 1 | 0
PG&E NGBA | Harris | 60 | LDES |  |  | 0 | 0 | 0 | 0 | 0 | 0 | 0 | 0 | 0 | 5 | 5 | 1 | 1 | [14 empty] | 2 | 2 | 2 | 2 | 3 | 1 | 1 | 0
EOP | Harry Allen | 500 | LDES |  |  | 0 | 0 | 0 | 0 | 0 | 0 | 0 | 0 | 0 | 5 | 2 | 4 | 2 | [14 empty] | 2 | 2 | 4 | 1 | 3 | 1 | 1 | 0
PG&E NGBA | Hartley | 60 | LDES |  |  | 0 | 0 | 0 | 0 | 0 | 0 | 0 | 0 | 0 | 5 | 5 | 1 | 1 | [14 empty] | 2 | 2 | 4 | 2 | 3 | 1 | 1 | 0
SCE NOL | Harvard | 115 | LDES |  |  | 0 | 0 | 0 | 0 | 0 | 0 | 0 | 0 | 0 | 3 | 3 | 1 | 1 | [14 empty] | 2 | 1 | 4 | 1 | 1 | 1 | 1 | 0
SDGE | Hassayampa | 500 | LDES |  |  | 0 | 0 | 0 | 0 | 0 | 0 | 0 | 0 | 0 | 5 | 4 | 4 | 2 | [14 empty] | 2 | 1 | 4 | 2 | 3 | 1 | 1 | 0
PG&E FRESNO | Helm | 230 | LDES |  |  | 0 | 0 | 0 | 0 | 0 | 0 | 0 | 0 | 0 | 5 | 5 | 5 | 2 | 3 | [13 empty] | 1 | 1 | 2 | 2 | 1 | 1 | 1 | 0
PG&E FRESNO | Helm | 70 | LDES |  |  | 0 | 0 | 0 | 0 | 0 | 0 | 0 | 0 | 0 | 5 | 2 | 5 | 2 | [14 empty] | 1 | 1 | 2 | 2 | 1 | 1 | 1 | 0
PG&E FRESNO | Henrietta | 115 | LDES |  |  | 0 | 0 | 0 | 0 | 0 | 0 | 0 | 0 | 0 | 5 | 2 | 5 | 2 | 3 | [13 empty] | 1 | 1 | 1 | 2 | 1 | 1 | 1 | 0
PG&E FRESNO | Henrietta | 230 | LDES |  |  | 0 | 0 | 0 | 0 | 0 | 0 | 0 | 0 | 0 | 5 | 2 | 5 | 2 | 3 | [13 empty] | 1 | 1 | 1 | 2 | 1 | 1 | 1 | 0
PG&E FRESNO | Henrietta | 70 | LDES |  |  | 0 | 0 | 0 | 0 | 0 | 0 | 0 | 0 | 0 | 5 | 5 | 5 | 4 | [14 empty] | 1 | 1 | 1 | 2 | 1 | 1 | 1 | 0
PG&E FRESNO | Herndon | 115 | LDES |  |  | 0 | 0 | 0 | 0 | 0 | 0 | 0 | 0 | 0 | 5 | 2 | 5 | 2 | [14 empty] | 1 | 1 | 3 | 2 | 1 | 1 | 1 | 0
PG&E FRESNO | Herndon | 230 | LDES |  |  | 0 | 0 | 0 | 0 | 0 | 0 | 0 | 0 | 0 | 5 | 2 | 5 | 2 | [14 empty] | 1 | 1 | 3 | 2 | 1 | 1 | 1 | 0
PG&E GBA | Hicks | 230 | LDES |  |  | 0 | 0 | 0 | 0 | 0 | 0 | 0 | 0 | 0 | 1 | 1 | 1 | 1 | [14 empty] | 2 | 1 | 4 | 2 | 2 | 1 | 1 | 0
PG&E NGBA | Higgins | 115 | LDES |  |  | 0 | 0 | 0 | 0 | 0 | 0 | 0 | 0 | 0 | 5 | 5 | 1 | 1 | [14 empty] | 2 | 1 | 4 | 1 | 3 | 1 | 1 | 0
PG&E NGBA | Hilltop | 345 | LDES |  |  | 0 | 0 | 0 | 0 | 0 | 0 | 0 | 0 | 0 | 5 | 5 | 1 | 1 | [14 empty] | 2 | 2 | 4 | 1 | 3 | 1 | 1 | 0
SCE Metro | Hinson | 230 | LDES |  |  | 0 | 0 | 0 | 0 | 0 | 0 | 0 | 0 | 0 | 1 | 1 | 1 | 1 | [14 empty] | 1 | 1 | 2 | 1 | 1 | 1 | 1 | 0
PG&E GBA | Hollister | 115 | LDES |  |  | 0 | 0 | 0 | 0 | 0 | 0 | 0 | 0 | 0 | 1 | 1 | 1 | 1 | 3 | [13 empty] | 2 | 2 | 4 | 2 | 3 | 1 | 1 | 0
PG&E NGBA | Homestake | 115 | LDES |  |  | 0 | 0 | 0 | 0 | 0 | 0 | 0 | 0 | 0 | 5 | 5 | 1 | 1 | [14 empty] | 2 | 1 | 4 | 2 | 3 | 1 | 1 | 0
PG&E NGBA | Honcut | 115 | LDES |  |  | 0 | 0 | 0 | 0 | 0 | 0 | 0 | 0 | 0 | 5 | 5 | 1 | 1 | [14 empty] | 2 | 1 | 4 | 2 | 3 | 1 | 1 | 0
SDGE | Hoodoo Wash | 500 | LDES |  |  | 0 | 0 | 0 | 0 | 0 | 0 | 0 | 0 | 0 | 5 | 2 | 4 | 2 | [14 empty] | 2 | 2 | 4 | 2 | 3 | 1 | 1 | 0
PG&E NGBA | Hopland | 115 | LDES |  |  | 0 | 0 | 0 | 0 | 0 | 0 | 0 | 0 | 0 | 5 | 5 | 1 | 1 | [14 empty] | 2 | 2 | 4 | 2 | 3 | 1 | 1 | 0
PG&E NGBA | Hopland | 60 | LDES |  |  | 0 | 0 | 0 | 0 | 0 | 0 | 0 | 0 | 0 | 5 | 5 | 1 | 1 | [14 empty] | 2 | 2 | 4 | 2 | 3 | 1 | 1 | 0
PG&E NGBA | Humboldt | 115 | LDES |  |  | 0 | 0 | 0 | 0 | 0 | 0 | 0 | 0 | 0 | 5 | 5 | 1 | 1 | 3 | [13 empty] | 2 | 2 | 3 | 2 | 3 | 1 | 1 | 0
PG&E NGBA | Humboldt | 60 | LDES |  |  | 0 | 0 | 0 | 0 | 0 | 0 | 0 | 0 | 0 | 5 | 5 | 1 | 1 | [14 empty] | 2 | 2 | 3 | 2 | 3 | 1 | 1 | 0
PG&E NGBA | Humboldt | 500 | LDES |  |  | 0 | 0 | 0 | 0 | 0 | 0 | 0 | 0 | 0 | 5 | 5 | 1 | 1 | [14 empty] | 2 | 2 | 3 | 2 | 3 | 1 | 1 | 0
SCE Metro | Huntington Beach | 230 | LDES |  |  | 0 | 0 | 0 | 0 | 0 | 0 | 0 | 0 | 0 | 1 | 1 | 1 | 1 | [14 empty] | 1 | 1 | 1 | 1 | 2 | 1 | 1 | 0
PG&E NGBA | Ignacio | 115 | LDES |  |  | 0 | 0 | 0 | 0 | 0 | 0 | 0 | 0 | 0 | 5 | 5 | 1 | 1 | 3 | [13 empty] | 2 | 1 | 4 | 1 | 3 | 1 | 1 | 0
PG&E NGBA | Ignacio | 230 | LDES |  |  | 0 | 0 | 0 | 0 | 0 | 0 | 0 | 0 | 0 | 5 | 5 | 1 | 1 | 3 | [13 empty] | 2 | 1 | 4 | 1 | 3 | 1 | 1 | 0
PG&E NGBA | Ignacio | 60 | LDES |  |  | 0 | 0 | 0 | 0 | 0 | 0 | 0 | 0 | 0 | 5 | 5 | 1 | 1 | 3 | [13 empty] | 2 | 1 | 4 | 1 | 3 | 1 | 1 | 0
SDGE | Imperial Beach | 69 | LDES |  |  | 0 | 0 | 0 | 0 | 0 | 0 | 0 | 0 | 0 | 1 | 1 | 1 | 1 | [14 empty] | 2 | 1 | 3 | 1 | 2 | 1 | 1 | 0
SDGE | Imperial Valley | 230 | LDES |  |  | 0 | 0 | 0 | 0 | 0 | 0 | 0 | 0 | 0 | 1 | 1 | 1 | 1 | 4 | [13 empty] | 1 | 1 | 2 | 2 | 1 | 1 | 1 | 0
SDGE | Imperial Valley | 500 | LDES |  |  | 0 | 0 | 0 | 0 | 0 | 0 | 0 | 0 | 0 | 1 | 1 | 1 | 1 | 5 | [13 empty] | 1 | 1 | 2 | 2 | 1 | 1 | 1 | 0
EOP | Innovation | 138 | LDES |  |  | 0 | 0 | 0 | 0 | 0 | 0 | 0 | 0 | 0 | 5 | 2 | 4 | 2 | [14 empty] | 2 | 2 | 4 | 1 | 3 | 1 | 1 | 0
EOP | Innovation | 230 | LDES |  |  | 200 | 0 | 200 | 0 | 0 | 0 | 200 | 0 | 200 | 5 | 2 | 4 | 2 | [14 empty] | 2 | 2 | 4 | 1 | 3 | 5- | 1 | 1
SCE NOL | Inyokern | 115 | LDES |  |  | 0 | 0 | 0 | 0 | 0 | 0 | 0 | 0 | 0 | 3 | 3 | 1 | 1 | [14 empty] | 2 | 2 | 4 | 1 | 3 | 1 | 1 | 0
EOP | IS Tap | 138 | LDES |  |  | 0 | 0 | 0 | 0 | 0 | 0 | 0 | 0 | 0 | 5 | 2 | 4 | 2 | [14 empty] | 2 | 2 | 4 | 1 | 3 | 1 | 1 | 0
EOP | Ivanpah | 115 | LDES |  |  | 0 | 0 | 0 | 0 | 0 | 0 | 0 | 0 | 0 | 5 | 2 | 4 | 2 | [14 empty] | 2 | 2 | 4 | 1 | 1 | 1 | 1 | 0
EOP | Ivanpah | 230 | LDES |  |  | 0 | 0 | 0 | 0 | 0 | 0 | 0 | 0 | 0 | 5 | 2 | 4 | 2 | [14 empty] | 2 | 2 | 4 | 1 | 1 | 1 | 1 | 0
EOP | Jackass (DOE) | 138 | LDES |  |  | 0 | 0 | 0 | 0 | 0 | 0 | 0 | 0 | 0 | 5 | 2 | 4 | 2 | [14 empty] | 2 | 2 | 4 | 1 | 3 | 1 | 1 | 0
PG&E NGBA | James B Black | 230 | LDES |  |  | 0 | 0 | 0 | 0 | 0 | 0 | 0 | 0 | 0 | 5 | 5 | 1 | 1 | [14 empty] | 2 | 2 | 4 | 2 | 3 | 1 | 1 | 0
PG&E GBA | Jefferson | 230 | LDES |  |  | 0 | 0 | 0 | 0 | 0 | 0 | 0 | 0 | 0 | 1 | 1 | 1 | 1 | [14 empty] | 2 | 1 | 3 | 1 | 2 | 1 | 1 | 0
PG&E NGBA | Jessup | 115 | LDES |  |  | 0 | 0 | 0 | 0 | 0 | 0 | 0 | 0 | 0 | 5 | 5 | 1 | 1 | [14 empty] | 2 | 2 | 3 | 2 | 3 | 1 | 1 | 0
SCE Metro | Johanna | 230 | LDES |  |  | 0 | 0 | 0 | 0 | 0 | 0 | 0 | 0 | 0 | 1 | 1 | 1 | 1 | [14 empty] | 1 | 1 | 2 | 1 | 1 | 1 | 1 | 0
SCE Eastern | Julian Hinds | 230 | LDES |  |  | 0 | 0 | 0 | 0 | 0 | 0 | 0 | 0 | 0 | 5 | 2 | 1 | 1 | [14 empty] | 2 | 1 | 4 | 1 | 3 | 1 | 1 | 0
PG&E GBA | Kasson | 115 | LDES |  |  | 0 | 0 | 0 | 0 | 0 | 0 | 0 | 0 | 0 | 1 | 1 | 1 | 1 | [14 empty] | 1 | 1 | 4 | 2 | 1 | 1 | 1 | 0
PG&E GBA | Kasson | 60 | LDES |  |  | 0 | 0 | 0 | 0 | 0 | 0 | 0 | 0 | 0 | 1 | 1 | 1 | 1 | [14 empty] | 1 | 1 | 4 | 2 | 1 | 1 | 1 | 0
PG&E FRESNO | Kearney | 230 | LDES |  |  | 0 | 0 | 0 | 0 | 0 | 0 | 0 | 0 | 0 | 5 | 5 | 5 | 2 | [14 empty] | 1 | 1 | 3 | 2 | 1 | 1 | 1 | 0
PG&E FRESNO | Kearney | 70 | LDES |  |  | 0 | 0 | 0 | 0 | 0 | 0 | 0 | 0 | 0 | 5 | 5 | 5 | 2 | [14 empty] | 1 | 1 | 3 | 2 | 1 | 1 | 1 | 0
PG&E GBA | Kelso | 230 | LDES |  |  | 0 | 0 | 0 | 0 | 0 | 0 | 0 | 0 | 0 | 5 | 5 | 1 | 1 | [14 empty] | 2 | 1 | 2 | 1 | 2 | 1 | 1 | 0
PG&E FRESNO | Kerchoff 1 | 115 | LDES |  |  | 0 | 0 | 0 | 0 | 0 | 0 | 0 | 0 | 0 | 5 | 5 | 5 | 2 | [14 empty] | 1 | 1 | 4 | 2 | 3 | 1 | 1 | 0
PG&E KERN | Kern Oil | 115 | LDES |  |  | 0 | 0 | 0 | 0 | 0 | 0 | 0 | 0 | 0 | 5 | 5 | 5 | 4 | [14 empty] | 1 | 1 | 1 | 1 | 1 | 1 | 1 | 0
PG&E KERN | Kern PP | 115 | LDES |  |  | 0 | 0 | 0 | 0 | 0 | 0 | 0 | 0 | 0 | 5 | 5 | 5 | 4 | [14 empty] | 1 | 1 | 2 | 1 | 2 | 1 | 1 | 0
PG&E KERN | Kern PP | 230 | LDES |  |  | 0 | 0 | 0 | 0 | 0 | 0 | 0 | 0 | 0 | 5 | 5 | 5 | 4 | [14 empty] | 1 | 1 | 2 | 1 | 2 | 1 | 1 | 0
PG&E KERN | Kern PP | 70 | LDES |  |  | 0 | 0 | 0 | 0 | 0 | 0 | 0 | 0 | 0 | 5 | 2 | 5 | 2 | [14 empty] | 1 | 1 | 2 | 1 | 2 | 1 | 1 | 0
PG&E KERN | Kernridge | 115 | LDES |  |  | 0 | 0 | 0 | 0 | 0 | 0 | 0 | 0 | 0 | 5 | 5 | 5 | 4 | [14 empty] | 1 | 1 | 1 | 1 | 1 | 1 | 1 | 0
PG&E FRESNO | Kingsburg | 115 | LDES |  |  | 0 | 0 | 0 | 0 | 0 | 0 | 0 | 0 | 0 | 5 | 5 | 5 | 4 | [14 empty] | 1 | 1 | 2 | 2 | 1 | 1 | 1 | 0
PG&E GBA | Kirker | 115 | LDES |  |  | 0 | 0 | 0 | 0 | 0 | 0 | 0 | 0 | 0 | 5 | 5 | 1 | 1 | [14 empty] | 2 | 1 | 3 | 1 | 1 | 1 | 1 | 0
PG&E NGBA | Knights Landing | 115 | LDES |  |  | 0 | 0 | 0 | 0 | 0 | 0 | 0 | 0 | 0 | 5 | 5 | 1 | 1 | [14 empty] | 2 | 1 | 4 | 2 | 3 | 1 | 1 | 0
PG&E NGBA | Konocti | 60 | LDES |  |  | 0 | 0 | 0 | 0 | 0 | 0 | 0 | 0 | 0 | 5 | 5 | 1 | 1 | [14 empty] | 2 | 2 | 4 | 2 | 3 | 1 | 1 | 0
SCE NOL | Kramer | 115 | LDES |  |  | 0 | 0 | 0 | 0 | 0 | 0 | 0 | 0 | 0 | 3 | 3 | 1 | 1 | 3 | [13 empty] | 2 | 1 | 4 | 1 | 3 | 1 | 1 | 0
SCE NOL | Kramer | 230 | LDES |  |  | 0 | 0 | 0 | 0 | 0 | 0 | 0 | 0 | 0 | 3 | 3 | 1 | 1 | 4 | [13 empty] | 2 | 1 | 4 | 1 | 3 | 1 | 1 | 0
SCE Metro | La Cienega | 230 | LDES |  |  | 0 | 0 | 0 | 0 | 0 | 0 | 0 | 0 | 0 | 1 | 1 | 1 | 1 | [14 empty] | 1 | 1 | 2 | 1 | 2 | 1 | 1 | 0
SCE Metro | La Fresa | 230 | LDES |  |  | 0 | 0 | 0 | 0 | 0 | 0 | 0 | 0 | 0 | 1 | 1 | 1 | 1 | [14 empty] | 1 | 1 | 2 | 1 | 2 | 1 | 1 | 0
SCE Metro | Laguna Bell | 230 | LDES |  |  | 0 | 0 | 0 | 0 | 0 | 0 | 0 | 0 | 0 | 1 | 1 | 1 | 1 | 5 | [13 empty] | 1 | 1 | 2 | 1 | 1 | 1 | 1 | 0
PG&E KERN | Lakeview | 70 | LDES |  |  | 0 | 0 | 0 | 0 | 0 | 0 | 0 | 0 | 0 | 5 | 5 | 5 | 4 | [14 empty] | 1 | 1 | 4 | 1 | 1 | 1 | 1 | 0
PG&E NGBA | Lakeville | 230 | LDES |  |  | 0 | 0 | 0 | 0 | 0 | 0 | 0 | 0 | 0 | 5 | 5 | 1 | 1 | 3 | [13 empty] | 2 | 1 | 4 | 2 | 3 | 1 | 1 | 0
PG&E NGBA | Lakeville | 60 | LDES |  |  | 0 | 0 | 0 | 0 | 0 | 0 | 0 | 0 | 0 | 5 | 5 | 1 | 1 | [14 empty] | 2 | 1 | 4 | 2 | 3 | 1 | 1 | 0
PG&E NGBA | Lakeville | 115 | LDES |  |  | 0 | 0 | 0 | 0 | 0 | 0 | 0 | 0 | 0 | 5 | 5 | 1 | 1 | 3 | [13 empty] | 2 | 1 | 4 | 2 | 3 | 1 | 1 | 0
PG&E GBA | Lakewood | 115 | LDES |  |  | 0 | 0 | 0 | 0 | 0 | 0 | 0 | 0 | 0 | 5 | 5 | 1 | 1 | [14 empty] | 2 | 1 | 3 | 1 | 2 | 1 | 1 | 0
PG&E NGBA | Lambie | 230 | LDES |  |  | 0 | 0 | 0 | 0 | 0 | 0 | 0 | 0 | 0 | 5 | 5 | 1 | 1 | [14 empty] | 2 | 1 | 1 | 1 | 1 | 1 | 1 | 0
PG&E GBA | Lammers | 115 | LDES |  |  | 0 | 0 | 0 | 0 | 0 | 0 | 0 | 0 | 0 | 1 | 1 | 1 | 1 | 3 | [13 empty] | 1 | 1 | 1 | 2 | 2 | 1 | 1 | 0
PG&E KERN | Lamont | 115 | LDES |  |  | 0 | 0 | 0 | 0 | 0 | 0 | 0 | 0 | 0 | 5 | 5 | 5 | 4 | 3 | [13 empty] | 1 | 1 | 2 | 1 | 1 | 1 | 1 | 0
PG&E FRESNO | Las Aguilas | 230 | LDES |  |  | 0 | 0 | 0 | 0 | 0 | 0 | 0 | 0 | 0 | 5 | 2 | 5 | 2 | [14 empty] | 2 | 2 | 4 | 2 | 2 | 1 | 1 | 0
EOP | Lathrop | 138 | LDES |  |  | 0 | 0 | 0 | 0 | 0 | 0 | 0 | 0 | 0 | 5 | 2 | 4 | 2 | [14 empty] | 2 | 2 | 4 | 1 | 3 | 1 | 1 | 0
EOP | Lathrop | 230 | LDES |  |  | 0 | 0 | 0 | 0 | 0 | 0 | 0 | 0 | 0 | 5 | 2 | 4 | 2 | [14 empty] | 2 | 2 | 4 | 1 | 3 | 1 | 1 | 0
PG&E FRESNO | Le Grand | 115 | LDES |  |  | 0 | 0 | 0 | 0 | 0 | 0 | 0 | 0 | 0 | 5 | 5 | 5 | 2 | 3 | [13 empty] | 1 | 1 | 3 | 2 | 1 | 1 | 1 | 0
PG&E FRESNO | Lemoore | 70 | LDES |  |  | 0 | 0 | 0 | 0 | 0 | 0 | 0 | 0 | 0 | 5 | 2 | 5 | 2 | [14 empty] | 1 | 1 | 3 | 2 | 2 | 1 | 1 | 0
PG&E KERN | Lerdo | 115 | LDES |  |  | 0 | 0 | 0 | 0 | 0 | 0 | 0 | 0 | 0 | 5 | 5 | 5 | 4 | [14 empty] | 1 | 1 | 4 | 1 | 1 | 1 | 1 | 0
SCE Metro | Lewis | 230 | LDES |  |  | 0 | 0 | 0 | 0 | 0 | 0 | 0 | 0 | 0 | 1 | 1 | 1 | 1 | [14 empty] | 1 | 1 | 3 | 1 | 2 | 1 | 1 | 0
SCE Metro | Lighthipe | 230 | LDES |  |  | 0 | 0 | 0 | 0 | 0 | 0 | 0 | 0 | 0 | 1 | 1 | 1 | 1 | [14 empty] | 1 | 1 | 2 | 1 | 1 | 1 | 1 | 0
SDGE | Lilac | 69 | LDES |  |  | 0 | 0 | 0 | 0 | 0 | 0 | 0 | 0 | 0 | 1 | 1 | 1 | 1 | [14 empty] | 2 | 1 | 3 | 1 | 3 | 1 | 1 | 0
PG&E NGBA | Lincoln | 115 | LDES |  |  | 0 | 0 | 0 | 0 | 0 | 0 | 0 | 0 | 0 | 5 | 5 | 1 | 1 | [14 empty] | 2 | 1 | 3 | 2 | 3 | 1 | 1 | 0
PG&E KERN | Live Oak | 115 | LDES |  |  | 0 | 0 | 0 | 0 | 0 | 0 | 0 | 0 | 0 | 5 | 5 | 5 | 4 | [14 empty] | 1 | 1 | 1 | 1 | 1 | 1 | 1 | 0
PG&E GBA | Llagas | 115 | LDES |  |  | 0 | 0 | 0 | 0 | 0 | 0 | 0 | 0 | 0 | 1 | 1 | 1 | 1 | [14 empty] | 2 | 1 | 2 | 2 | 1 | 1 | 1 | 0
PG&E GBA | Lockeford | 115 | LDES |  |  | 0 | 0 | 0 | 0 | 0 | 0 | 0 | 0 | 0 | 1 | 1 | 1 | 1 | [14 empty] | 1 | 1 | 4 | 2 | 2 | 1 | 1 | 0
PG&E GBA | Lockeford | 230 | LDES |  |  | 0 | 0 | 0 | 0 | 0 | 0 | 0 | 0 | 0 | 5 | 5 | 1 | 1 | [14 empty] | 1 | 1 | 4 | 2 | 2 | 1 | 1 | 0
PG&E GBA | Lockeford | 60 | LDES |  |  | 0 | 0 | 0 | 0 | 0 | 0 | 0 | 0 | 0 | 5 | 5 | 1 | 1 | [14 empty] | 1 | 1 | 4 | 2 | 2 | 1 | 1 | 0
PG&E GBA | Lodi | 230 | LDES |  |  | 0 | 0 | 0 | 0 | 0 | 0 | 0 | 0 | 0 | 5 | 5 | 1 | 1 | [14 empty] | 1 | 1 | 1 | 2 | 1 | 1 | 1 | 0
PG&E NGBA | Logan Creek | 230 | LDES |  |  | 0 | 0 | 0 | 0 | 0 | 0 | 0 | 0 | 0 | 5 | 5 | 1 | 1 | [14 empty] | 2 | 2 | 4 | 1 | 2 | 1 | 1 | 0
PG&E GBA | Lone Tree | 230 | LDES |  |  | 0 | 0 | 0 | 0 | 0 | 0 | 0 | 0 | 0 | 5 | 5 | 1 | 1 | [14 empty] | 2 | 1 | 3 | 1 | 2 | 1 | 1 | 0
PG&E FRESNO | Los Banos | 230 | LDES |  |  | 0 | 0 | 0 | 0 | 0 | 0 | 0 | 0 | 0 | 5 | 2 | 5 | 2 | 3 | [13 empty] | 1 | 1 | 4 | 2 | 1 | 1 | 1 | 0
PG&E FRESNO | Los Banos | 500 | LDES |  |  | 0 | 0 | 0 | 0 | 0 | 0 | 0 | 0 | 0 | 1 | 1 | 1 | 1 | 2 | [13 empty] | 1 | 1 | 4 | 2 | 1 | 1 | 1 | 0
SDGE | Los Coches | 138 | LDES |  |  | 0 | 0 | 0 | 0 | 0 | 0 | 0 | 0 | 0 | 1 | 1 | 1 | 1 | [14 empty] | 2 | 2 | 4 | 2 | 3 | 1 | 1 | 0
SDGE | Los Coches | 69 | LDES |  |  | 0 | 0 | 0 | 0 | 0 | 0 | 0 | 0 | 0 | 1 | 1 | 1 | 1 | [14 empty] | 2 | 2 | 4 | 2 | 3 | 1 | 1 | 0
PG&E GBA | Los Esteros | 115 | LDES |  |  | 0 | 0 | 0 | 0 | 0 | 0 | 0 | 0 | 0 | 1 | 1 | 1 | 1 | 4 | [13 empty] | 2 | 1 | 1 | 2 | 1 | 1 | 1 | 0
PG&E GBA | Los Esteros | 230 | LDES |  |  | 0 | 0 | 0 | 0 | 0 | 0 | 0 | 0 | 0 | 1 | 1 | 1 | 1 | [14 empty] | 2 | 1 | 1 | 2 | 1 | 1 | 1 | 0
PG&E GBA | Los Positas | 230 | LDES |  |  | 0 | 0 | 0 | 0 | 0 | 0 | 0 | 0 | 0 | 5 | 5 | 1 | 1 | 3 | [13 empty] | 2 | 1 | 3 | 1 | 3 | 1 | 1 | 0
PG&E GBA | Los Positas | 60 | LDES |  |  | 0 | 0 | 0 | 0 | 0 | 0 | 0 | 0 | 0 | 5 | 5 | 1 | 1 | 3 | [13 empty] | 2 | 1 | 3 | 1 | 3 | 1 | 1 | 0
SDGE | Loveland | 69 | LDES |  |  | 0 | 0 | 0 | 0 | 0 | 0 | 0 | 0 | 0 | 1 | 1 | 1 | 1 | [14 empty] | 2 | 1 | 3 | 1 | 3 | 1 | 1 | 0
SCE NOL | Lugo | 230 | LDES |  |  | 286 | 0 | 286 | 0 | 0 | 0 | 286 | 0 | 286 | 1 | 1 | 1 | 1 | [14 empty] | 2 | 1 | 4 | 1 | 2 | 5- | 1 | 1
SCE Metro | Lugo | 500 | LDES |  |  | 0 | 0 | 0 | 0 | 0 | 0 | 0 | 0 | 0 | 1 | 1 | 1 | 1 | 5 | [13 empty] | 2 | 1 | 4 | 1 | 2 | 1+ | 1 | 1
PG&E FRESNO | Madera | 70 | LDES |  |  | 0 | 0 | 0 | 0 | 0 | 0 | 0 | 0 | 0 | 5 | 2 | 5 | 2 | [14 empty] | 1 | 1 | 4 | 2 | 1 | 1 | 1 | 0
PG&E NGBA | Madison | 115 | LDES |  |  | 0 | 0 | 0 | 0 | 0 | 0 | 0 | 0 | 0 | 5 | 5 | 1 | 1 | [14 empty] | 2 | 1 | 4 | 2 | 3 | 1 | 1 | 0
PG&E KERN | Magunden | 115 | LDES |  |  | 0 | 0 | 0 | 0 | 0 | 0 | 0 | 0 | 0 | 5 | 5 | 5 | 4 | [14 empty] | 1 | 1 | 2 | 1 | 1 | 1 | 1 | 0
SCE Northern | Magunden | 230 | LDES |  |  | 0 | 0 | 0 | 0 | 0 | 0 | 0 | 0 | 0 | 1 | 1 | 1 | 1 | [14 empty] | 1 | 1 | 2 | 1 | 1 | 1 | 1 | 0
PG&E FRESNO | Malaga | 115 | LDES |  |  | 0 | 0 | 0 | 0 | 0 | 0 | 0 | 0 | 0 | 5 | 5 | 5 | 4 | [14 empty] | 1 | 1 | 1 | 2 | 1 | 1 | 1 | 0
PG&E NGBA | Malin | 500 | LDES |  |  | 0 | 0 | 0 | 0 | 0 | 0 | 0 | 0 | 0 | 5 | 5 | 1 | 1 | [14 empty] | 2 | 2 | 4 | 2 | 3 | 1+ | 1 | 1
SCE Northern | Mandalay | 230 | LDES |  |  | 0 | 0 | 0 | 0 | 0 | 0 | 0 | 0 | 0 | 5 | 2 | 4 | 2 | [14 empty] | 2 | 1 | 2 | 1 | 1 | 1 | 1 | 0
PG&E FRESNO | Manning | 230 | LDES |  |  | 0 | 0 | 0 | 0 | 0 | 0 | 0 | 0 | 0 | 5 | 2 | 5 | 2 | 3 | [13 empty] | 1 | 1 | 2 | 2 | 1 | 1 | 1 | 0
PG&E FRESNO | Manning | 500 | LDES |  |  | 0 | 0 | 0 | 0 | 0 | 0 | 0 | 0 | 0 | 1 | 1 | 1 | 1 | 5 | [13 empty] | 1 | 1 | 2 | 2 | 1 | 1 | 1 | 0
PG&E GBA | Manteca | 115 | LDES |  |  | 0 | 0 | 0 | 0 | 0 | 0 | 0 | 0 | 0 | 5 | 5 | 5 | 4 | [14 empty] | 1 | 1 | 2 | 2 | 2 | 1 | 1 | 0
SDGE | Margarita | 138 | LDES |  |  | 0 | 0 | 0 | 0 | 0 | 0 | 0 | 0 | 0 | 1 | 1 | 1 | 1 | [14 empty] | 1 | 1 | 2 | 1 | 3 | 1 | 1 | 0
PG&E GBA | Martin | 230 | LDES |  |  | 0 | 0 | 0 | 0 | 0 | 0 | 0 | 0 | 0 | 5 | 5 | 1 | 1 | 3 | [13 empty] | 2 | 1 | 3 | 1 | 2 | 1 | 1 | 0
PG&E GBA | Martin | 115 | LDES |  |  | 0 | 0 | 0 | 0 | 0 | 0 | 0 | 0 | 0 | 1 | 1 | 1 | 1 | 4 | [13 empty] | 2 | 1 | 3 | 1 | 2 | 1 | 1 | 0
PG&E GBA | Martinez | 115 | LDES |  |  | 0 | 0 | 0 | 0 | 0 | 0 | 0 | 0 | 0 | 5 | 5 | 1 | 1 | [14 empty] | 2 | 1 | 1 | 1 | 1 | 1 | 1 | 0
PG&E FRESNO | Mc Mullin | 230 | LDES |  |  | 0 | 0 | 0 | 0 | 0 | 0 | 0 | 0 | 0 | 5 | 5 | 5 | 2 | [14 empty] | 1 | 1 | 3 | 2 | 1 | 1 | 1 | 0
PG&E FRESNO | McCall | 115 | LDES |  |  | 0 | 0 | 0 | 0 | 0 | 0 | 0 | 0 | 0 | 5 | 5 | 5 | 2 | [14 empty] | 1 | 1 | 3 | 2 | 1 | 1 | 1 | 0
PG&E FRESNO | McCall | 230 | LDES |  |  | 0 | 0 | 0 | 0 | 0 | 0 | 0 | 0 | 0 | 5 | 5 | 5 | 2 | [14 empty] | 1 | 1 | 3 | 2 | 1 | 1 | 1 | 0
PG&E GBA | Meadow Lane | 115 | LDES |  |  | 0 | 0 | 0 | 0 | 0 | 0 | 0 | 0 | 0 | 5 | 5 | 1 | 1 | [14 empty] | 2 | 1 | 2 | 1 | 1 | 1 | 1 | 0
PG&E GBA | Melones | 115 | LDES |  |  | 0 | 0 | 0 | 0 | 0 | 0 | 0 | 0 | 0 | 1 | 1 | 1 | 1 | [14 empty] | 2 | 1 | 4 | 1 | 3 | 1 | 1 | 0
PG&E GBA | Melones | 230 | LDES |  |  | 0 | 0 | 0 | 0 | 0 | 0 | 0 | 0 | 0 | 1 | 1 | 1 | 1 | [14 empty] | 2 | 1 | 4 | 1 | 3 | 1 | 1 | 0
SDGE | Melrose | 69 | LDES |  |  | 0 | 0 | 0 | 0 | 0 | 0 | 0 | 0 | 0 | 1 | 1 | 1 | 1 | [14 empty] | 2 | 1 | 3 | 1 | 3 | 1 | 1 | 0
PG&E NGBA | Mendocino | 115 | LDES |  |  | 0 | 0 | 0 | 0 | 0 | 0 | 0 | 0 | 0 | 5 | 5 | 1 | 1 | [14 empty] | 2 | 2 | 4 | 2 | 3 | 1 | 1 | 0
PG&E NGBA | Mendocino | 60 | LDES |  | Mapped as Flow-Battery | 0 | 0 | 0 | 0 | 0 | 0 | 0 | 0 | 0 | 5 | 5 | 1 | 1 | [14 empty] | 2 | 2 | 4 | 2 | 3 | 1 | 1 | 0
PG&E FRESNO | Mendota | 115 | LDES |  |  | 0 | 0 | 0 | 0 | 0 | 0 | 0 | 0 | 0 | 5 | 5 | 5 | 2 | 1 | [13 empty] | 1 | 1 | 3 | 2 | 1 | 1 | 1 | 0
PG&E GBA | Menlo | 60 | LDES |  |  | 0 | 0 | 0 | 0 | 0 | 0 | 0 | 0 | 0 | 5 | 5 | 1 | 1 | [14 empty] | 2 | 1 | 3 | 1 | 2 | 1 | 1 | 0
PG&E FRESNO | Merced | 115 | LDES |  |  | 0 | 0 | 0 | 0 | 0 | 0 | 0 | 0 | 0 | 5 | 5 | 5 | 2 | [14 empty] | 1 | 1 | 4 | 2 | 1 | 1 | 1 | 0
EOP | Mercury | 138 | LDES |  |  | 0 | 0 | 0 | 0 | 0 | 0 | 0 | 0 | 0 | 5 | 2 | 4 | 2 | [14 empty] | 2 | 2 | 4 | 1 | 3 | 1 | 1 | 0
PG&E FRESNO | Mercy Springs | 70 | LDES |  |  | 0 | 0 | 0 | 0 | 0 | 0 | 0 | 0 | 0 | 5 | 2 | 5 | 2 | [14 empty] | 1 | 1 | 4 | 2 | 1 | 1 | 1 | 0
PG&E NGBA | Meridian | 60 | LDES |  |  | 0 | 0 | 0 | 0 | 0 | 0 | 0 | 0 | 0 | 5 | 5 | 1 | 1 | [14 empty] | 2 | 2 | 4 | 1 | 3 | 1 | 1 | 0
PG&E KERN | Mesa (PGE) | 115 | LDES |  |  | 0 | 0 | 0 | 0 | 0 | 0 | 0 | 0 | 0 | 5 | 2 | 5 | 2 | [14 empty] | 2 | 2 | 3 | 2 | 2 | 1 | 1 | 0
PG&E KERN | Mesa (PGE) | 230 | LDES |  |  | 150 | 0 | 150 | 0 | 0 | 0 | 150 | 0 | 150 | 5 | 5 | 5 | 4 | [14 empty] | 2 | 2 | 3 | 2 | 2 | 5- | 1 | 1
SCE Metro | Mesa (SCE) | 230 | LDES |  |  | 0 | 0 | 0 | 0 | 0 | 0 | 0 | 0 | 0 | 1 | 1 | 1 | 1 | [14 empty] | 1 | 1 | 3 | 1 | 2 | 1 | 1 | 0
SCE Metro | Mesa (SCE) | 500 | LDES |  |  | 0 | 0 | 0 | 0 | 0 | 0 | 0 | 0 | 0 | 1 | 1 | 1 | 1 | [14 empty] | 1 | 1 | 3 | 1 | 2 | 1 | 1 | 0
SDGE | Mesa Heights | 69 | LDES |  |  | 0 | 0 | 0 | 0 | 0 | 0 | 0 | 0 | 0 | 1 | 1 | 1 | 1 | [14 empty] | 2 | 1 | 2 | 1 | 3 | 1 | 1 | 0
PG&E GBA | Metcalf | 115 | LDES |  |  | 0 | 0 | 0 | 0 | 0 | 0 | 0 | 0 | 0 | 1 | 1 | 1 | 1 | 4 | [13 empty] | 2 | 1 | 1 | 2 | 3 | 1 | 1 | 0
PG&E GBA | Metcalf | 230 | LDES |  |  | 0 | 0 | 0 | 0 | 0 | 0 | 0 | 0 | 0 | 1 | 1 | 1 | 1 | 4 | [13 empty] | 2 | 1 | 1 | 2 | 3 | 1 | 1 | 0
PG&E GBA | Metcalf | 500 | LDES |  |  | 0 | 0 | 0 | 0 | 0 | 0 | 0 | 0 | 0 | 1 | 1 | 1 | 1 | 5 | [13 empty] | 2 | 1 | 1 | 2 | 3 | 1 | 1 | 0
PG&E KERN | Midway | 115 | LDES |  |  | 0 | 0 | 0 | 0 | 0 | 0 | 0 | 0 | 0 | 5 | 5 | 5 | 4 | 4 | [13 empty] | 1 | 1 | 3 | 1 | 1 | 1 | 1 | 0
PG&E KERN | Midway | 230 | LDES |  |  | 0 | 0 | 0 | 0 | 0 | 0 | 0 | 0 | 0 | 5 | 5 | 5 | 4 | 4 | [13 empty] | 1 | 1 | 3 | 1 | 1 | 1 | 1 | 0
PG&E KERN | Midway | 500 | LDES |  |  | 0 | 0 | 0 | 0 | 0 | 0 | 0 | 0 | 0 | 5 | 5 | 4 | 4 | 5 | [13 empty] | 1 | 1 | 3 | 1 | 1 | 1 | 1 | 0
SDGE | Miguel | 230 | LDES |  |  | 0 | 0 | 0 | 0 | 0 | 0 | 0 | 0 | 0 | 1 | 1 | 1 | 1 | [14 empty] | 2 | 1 | 3 | 1 | 2 | 1 | 1 | 0
SDGE | Miguel | 500 | LDES |  |  | 0 | 0 | 0 | 0 | 0 | 0 | 0 | 0 | 0 | 1 | 1 | 1 | 1 | [14 empty] | 2 | 1 | 3 | 1 | 2 | 1 | 1 | 0
SDGE | Miguel | 69 | LDES |  |  | 0 | 0 | 0 | 0 | 0 | 0 | 0 | 0 | 0 | 1 | 1 | 1 | 1 | [14 empty] | 2 | 1 | 3 | 1 | 2 | 1 | 1 | 0
PG&E GBA | Millbrae | 115 | LDES |  |  | 0 | 0 | 0 | 0 | 0 | 0 | 0 | 0 | 0 | 1 | 1 | 1 | 1 | [14 empty] | 2 | 1 | 3 | 1 | 2 | 1 | 1 | 0
PG&E GBA | Miller | 115 | LDES |  |  | 0 | 0 | 0 | 0 | 0 | 0 | 0 | 0 | 0 | 1 | 1 | 1 | 1 | [14 empty] | 1 | 1 | 4 | 2 | 1 | 1 | 1 | 0
SCE Metro | Mira Loma | 230 | LDES |  |  | 0 | 0 | 0 | 0 | 0 | 0 | 0 | 0 | 0 | 1 | 1 | 1 | 1 | 5 | [13 empty] | 1 | 1 | 1 | 1 | 1 | 1 | 1 | 0
SCE Metro | Mira Loma | 500 | LDES |  |  | 0 | 0 | 0 | 0 | 0 | 0 | 0 | 0 | 0 | 1 | 1 | 1 | 1 | 5 | [13 empty] | 1 | 1 | 1 | 1 | 1 | 1 | 1 | 0
SCE Eastern | Mirage | 115 | LDES |  |  | 0 | 0 | 0 | 0 | 0 | 0 | 0 | 0 | 0 | 5 | 2 | 1 | 1 | [14 empty] | 2 | 1 | 3 | 1 | 3 | 1 | 1 | 0
SCE Eastern | Mirage | 230 | LDES |  |  | 0 | 0 | 0 | 0 | 0 | 0 | 0 | 0 | 0 | 5 | 2 | 1 | 1 | [14 empty] | 2 | 1 | 3 | 1 | 3 | 1 | 1 | 0
SDGE | Mission | 138 | LDES |  |  | 0 | 0 | 0 | 0 | 0 | 0 | 0 | 0 | 0 | 1 | 1 | 1 | 1 | [14 empty] | 2 | 1 | 2 | 1 | 2 | 1 | 1 | 0
SDGE | Mission | 230 | LDES |  |  | 0 | 0 | 0 | 0 | 0 | 0 | 0 | 0 | 0 | 1 | 1 | 1 | 1 | [14 empty] | 2 | 1 | 2 | 1 | 2 | 1 | 1 | 0
SDGE | Mission | 69 | LDES |  |  | 0 | 0 | 0 | 0 | 0 | 0 | 0 | 0 | 0 | 1 | 1 | 1 | 1 | [14 empty] | 2 | 1 | 2 | 1 | 2 | 1 | 1 | 0
PG&E GBA | Mi-Wuk | 115 | LDES |  |  | 0 | 0 | 0 | 0 | 0 | 0 | 0 | 0 | 0 | 1 | 1 | 1 | 1 | [14 empty] | 2 | 1 | 4 | 1 | 3 | 1 | 1 | 0
EOP | Mohave | 500 | LDES |  |  | 400 | 0 | 400 | 0 | 0 | 0 | 400 | 0 | 400 | 5 | 2 | 4 | 2 | 5 | [13 empty] | 2 | 2 | 3 | 1 | 3 | 5- | 1 | 1
PG&E NGBA | Monroe | 115 | LDES |  |  | 0 | 0 | 0 | 0 | 0 | 0 | 0 | 0 | 0 | 5 | 5 | 1 | 1 | [14 empty] | 2 | 1 | 3 | 2 | 2 | 1 | 1 | 0
SDGE | Monserate | 69 | LDES |  |  | 0 | 0 | 0 | 0 | 0 | 0 | 0 | 0 | 0 | 1 | 1 | 1 | 1 | [14 empty] | 2 | 1 | 3 | 1 | 3 | 1 | 1 | 0
PG&E GBA | Monta Vista | 115 | LDES |  |  | 0 | 0 | 0 | 0 | 0 | 0 | 0 | 0 | 0 | 1 | 1 | 1 | 1 | [14 empty] | 2 | 1 | 3 | 2 | 3 | 1 | 1 | 0
PG&E GBA | Monta Vista | 230 | LDES |  |  | 0 | 0 | 0 | 0 | 0 | 0 | 0 | 0 | 0 | 1 | 1 | 1 | 1 | [14 empty] | 2 | 1 | 3 | 2 | 3 | 1 | 1 | 0
PG&E GBA | Monta Vista | 60 | LDES |  |  | 0 | 0 | 0 | 0 | 0 | 0 | 0 | 0 | 0 | 1 | 1 | 1 | 1 | [14 empty] | 2 | 1 | 3 | 2 | 3 | 1 | 1 | 0
PG&E NGBA | Monticello | 115 | LDES |  |  | 0 | 0 | 0 | 0 | 0 | 0 | 0 | 0 | 0 | 5 | 5 | 1 | 1 | [14 empty] | 2 | 1 | 4 | 2 | 3 | 1 | 1 | 0
SCE Northern | Moorpark | 230 | LDES |  |  | 0 | 0 | 0 | 0 | 0 | 0 | 0 | 0 | 0 | 5 | 2 | 4 | 2 | 4 | [13 empty] | 2 | 1 | 4 | 1 | 3 | 1 | 1 | 0
SCE Northern | Moorpark | 66 | LDES |  |  | 0 | 0 | 0 | 0 | 0 | 0 | 0 | 0 | 0 | 5 | 2 | 4 | 2 | [14 empty] | 2 | 1 | 4 | 1 | 3 | 1 | 1 | 0
PG&E GBA | Moraga | 115 | LDES |  |  | 0 | 0 | 0 | 0 | 0 | 0 | 0 | 0 | 0 | 5 | 5 | 1 | 1 | [14 empty] | 2 | 1 | 3 | 1 | 3 | 1 | 1 | 0
PG&E GBA | Moraga | 230 | LDES |  |  | 0 | 0 | 0 | 0 | 0 | 0 | 0 | 0 | 0 | 5 | 5 | 1 | 1 | [14 empty] | 2 | 1 | 3 | 1 | 3 | 1 | 1 | 0
PG&E GBA | Morgan Hill | 115 | LDES |  |  | 0 | 0 | 0 | 0 | 0 | 0 | 0 | 0 | 0 | 1 | 1 | 1 | 1 | [14 empty] | 2 | 1 | 3 | 2 | 2 | 1 | 1 | 0
PG&E KERN | Morro Bay | 115 | LDES |  |  | 0 | 0 | 0 | 0 | 0 | 0 | 0 | 0 | 0 | 5 | 2 | 5 | 2 | [14 empty] | 2 | 2 | 2 | 2 | 3 | 1 | 1 | 0
PG&E KERN | Morro Bay | 230 | LDES |  |  | 0 | 0 | 0 | 0 | 0 | 0 | 0 | 0 | 0 | 5 | 5 | 5 | 4 | [14 empty] | 2 | 2 | 2 | 2 | 3 | 1 | 1 | 0
PG&E KERN | Morro Bay | 500 | LDES |  |  | 0 | 0 | 0 | 0 | 0 | 0 | 0 | 0 | 0 | 5 | 5 | 4 | 4 | [14 empty] | 2 | 2 | 2 | 2 | 3 | 1 | 1 | 0
PG&E GBA | Moss Landing | 115 | LDES |  |  | 0 | 0 | 0 | 0 | 0 | 0 | 0 | 0 | 0 | 1 | 1 | 1 | 1 | [14 empty] | 2 | 2 | 1 | 2 | 2 | 1 | 1 | 0
PG&E GBA | Moss Landing | 230 | LDES |  |  | 0 | 0 | 0 | 0 | 0 | 0 | 0 | 0 | 0 | 1 | 1 | 1 | 1 | [14 empty] | 2 | 2 | 1 | 2 | 2 | 1 | 1 | 0
PG&E GBA | Moss Landing | 500 | LDES |  |  | 0 | 0 | 0 | 0 | 0 | 0 | 0 | 0 | 0 | 5 | 5 | 1 | 1 | 5 | [13 empty] | 2 | 2 | 1 | 2 | 2 | 1 | 1 | 0
EOP | Mountain Pass | 115 | LDES |  |  | 0 | 0 | 0 | 0 | 0 | 0 | 0 | 0 | 0 | 5 | 2 | 4 | 2 | [14 empty] | 2 | 2 | 4 | 1 | 1 | 1 | 1 | 0
PG&E GBA | Mountain View | 115 | LDES |  |  | 0 | 0 | 0 | 0 | 0 | 0 | 0 | 0 | 0 | 1 | 1 | 1 | 1 | [14 empty] | 2 | 1 | 2 | 2 | 2 | 1 | 1 | 0
PG&E GBA | Mt Eden | 115 | LDES |  |  | 0 | 0 | 0 | 0 | 0 | 0 | 0 | 0 | 0 | 5 | 5 | 1 | 1 | [14 empty] | 2 | 1 | 2 | 1 | 2 | 1 | 1 | 0
PG&E KERN | Mt Poso | 115 | LDES |  |  | 0 | 0 | 0 | 0 | 0 | 0 | 0 | 0 | 0 | 5 | 2 | 5 | 2 | [14 empty] | 1 | 1 | 2 | 1 | 1 | 1 | 1 | 0
SDGE | Murray | 69 | LDES |  |  | 0 | 0 | 0 | 0 | 0 | 0 | 0 | 0 | 0 | 1 | 1 | 1 | 1 | [14 empty] | 2 | 1 | 2 | 1 | 2 | 1 | 1 | 0
PG&E FRESNO | Mustang | 230 | LDES |  |  | 0 | 0 | 0 | 0 | 0 | 0 | 0 | 0 | 0 | 5 | 5 | 5 | 4 | [14 empty] | 1 | 1 | 1 | 2 | 1 | 1 | 1 | 0
SCE Northern | Neenach | 66 | LDES |  |  | 0 | 0 | 0 | 0 | 0 | 0 | 0 | 0 | 0 | 1 | 1 | 1 | 1 | [14 empty] | 2 | 1 | 4 | 1 | 3 | 1 | 1 | 0
PG&E KERN | New Sub - Gates - Midway (Proposed) | 230 | LDES |  |  | 0 | 0 | 0 | 0 | 0 | 0 | 0 | 0 | 0 | 5 | 5 | 5 | 4 | 3 | [13 empty] | 1 | 1 | 4 | 2 | 1 | 1 | 1 | 0
PG&E KERN | New Sub - Gates - Templeton (Proposed) | 230 | LDES |  |  | 0 | 0 | 0 | 0 | 0 | 0 | 0 | 0 | 0 | 5 | 5 | 5 | 4 | [14 empty] | 1 | 1 | 4 | 2 | 1 | 1 | 1 | 0
SCE NOL | New Sub - Kramer - Lugo (Proposed) | 230 | LDES |  |  | 0 | 0 | 0 | 0 | 0 | 0 | 0 | 0 | 0 | 3 | 3 | 1 | 1 | [14 empty] | 2 | 1 | 2 | 1 | 1 | 1 | 1 | 0
PG&E FRESNO | New Sub - Los Banos - Midway (Proposed) | 500 | LDES |  |  | 0 | 0 | 0 | 0 | 0 | 0 | 0 | 0 | 0 | 5 | 5 | 4 | 4 | 5 | [13 empty] | 1 | 1 | 4 | 2 | 1 | 1 | 1 | 0
SCE NOL | New Sub - Lugo - Pisgah (Proposed) | 230 | LDES |  |  | 0 | 0 | 0 | 0 | 0 | 0 | 0 | 0 | 0 | 1 | 1 | 1 | 1 | [14 empty] | 2 | 1 | 3 | 1 | 3 | 1 | 1 | 0
PG&E KERN | New Sub - Midway - Wheeler Ridge (Proposed) | 230 | LDES |  |  | 0 | 0 | 0 | 0 | 0 | 0 | 0 | 0 | 0 | 5 | 5 | 5 | 4 | [14 empty] | 1 | 1 | 3 | 1 | 1 | 1 | 1 | 0
PG&E NGBA | New Sub - Near existing Leavitt (PSREC) | 345 | LDES |  |  | 0 | 0 | 0 | 0 | 0 | 0 | 0 | 0 | 0 | 5 | 5 | 1 | 1 | [14 empty] | 2 | 2 | 1 | 1 | 3 | 1 | 1 | 0
PG&E NGBA | New Sub - Near existing Madeline (NVE) | 345 | LDES |  |  | 0 | 0 | 0 | 0 | 0 | 0 | 0 | 0 | 0 | 5 | 5 | 1 | 1 | [14 empty] | 2 | 2 | 4 | 1 | 3 | 1 | 1 | 0
SDGE | New Sub - North Gila - IV (Proposed) | 500 | LDES |  |  | 0 | 0 | 0 | 0 | 0 | 0 | 0 | 0 | 0 | 1 | 1 | 1 | 1 | [14 empty] | 2 | 1 | 4 | 2 | 2 | 1 | 1 | 0
PG&E NGBA | New Sub - Pit 1 - Cottonwood (Proposed) | 230 | LDES |  |  | 0 | 0 | 0 | 0 | 0 | 0 | 0 | 0 | 0 | 5 | 5 | 3 | 2 | [14 empty] | 2 | 2 | 4 | 2 | 3 | 1 | 1 | 0
PG&E GBA | New Sub - Rancho Seco - Bellota (Proposed) | 230 | LDES |  |  | 0 | 0 | 0 | 0 | 0 | 0 | 0 | 0 | 0 | 1 | 1 | 1 | 1 | [14 empty] | 1 | 1 | 4 | 2 | 3 | 1 | 1 | 0
SDGE | New Sub - Suncrest - Ocotillo (Proposed) | 500 | LDES |  |  | 0 | 0 | 0 | 0 | 0 | 0 | 0 | 0 | 0 | 1 | 1 | 1 | 1 | [14 empty] | 2 | 1 | 4 | 1 | 3 | 1 | 1 | 0
PG&E FRESNO | New Sub - Westley - Quinto (Proposed) | 230 | LDES |  |  | 0 | 0 | 0 | 0 | 0 | 0 | 0 | 0 | 0 | 1 | 1 | 1 | 1 | [14 empty] | 1 | 1 | 4 | 2 | 1 | 1 | 1 | 0
PG&E GBA | Newark | 115 | LDES |  |  | 0 | 0 | 0 | 0 | 0 | 0 | 0 | 0 | 0 | 1 | 1 | 1 | 1 | [14 empty] | 2 | 1 | 3 | 1 | 2 | 1 | 1 | 0
PG&E GBA | Newark | 230 | LDES |  |  | 0 | 0 | 0 | 0 | 0 | 0 | 0 | 0 | 0 | 1 | 1 | 1 | 1 | 4 | [13 empty] | 2 | 1 | 3 | 1 | 2 | 1 | 1 | 0
PG&E GBA | Newark | 60 | LDES |  |  | 0 | 0 | 0 | 0 | 0 | 0 | 0 | 0 | 0 | 5 | 5 | 1 | 1 | 3 | [13 empty] | 2 | 1 | 3 | 1 | 2 | 1 | 1 | 0
PG&E FRESNO | Newhall | 115 | LDES |  |  | 0 | 0 | 0 | 0 | 0 | 0 | 0 | 0 | 0 | 5 | 2 | 5 | 2 | [14 empty] | 1 | 1 | 4 | 2 | 1 | 1 | 1 | 0
PG&E KERN | Norco | 115 | LDES |  |  | 0 | 0 | 0 | 0 | 0 | 0 | 0 | 0 | 0 | 5 | 5 | 5 | 4 | [14 empty] | 1 | 1 | 3 | 1 | 1 | 1 | 1 | 0
PG&E GBA | Nortech | 115 | LDES |  |  | 0 | 0 | 0 | 0 | 0 | 0 | 0 | 0 | 0 | 1 | 1 | 1 | 1 | [14 empty] | 2 | 1 | 2 | 2 | 1 | 1 | 1 | 0
SDGE | North City Metering | 138 | LDES |  |  | 0 | 0 | 0 | 0 | 0 | 0 | 0 | 0 | 0 | 1 | 1 | 1 | 1 | [14 empty] | 2 | 1 | 2 | 1 | 3 | 1 | 1 | 0
PG&E GBA | North Dublin | 230 | LDES |  |  | 0 | 0 | 0 | 0 | 0 | 0 | 0 | 0 | 0 | 5 | 5 | 1 | 1 | [14 empty] | 2 | 1 | 2 | 1 | 3 | 1 | 1 | 0
SDGE | North Gila | 500 | LDES |  |  | 0 | 0 | 0 | 0 | 0 | 0 | 0 | 0 | 0 | 1 | 1 | 1 | 1 | [14 empty] | 2 | 2 | 4 | 2 | 3 | 1 | 1 | 0
SCE Metro | North of SONGS | 230 | LDES |  |  | 0 | 0 | 0 | 0 | 0 | 0 | 0 | 0 | 0 | 1 | 1 | 1 | 1 | [14 empty] | 2 | 1 | 3 | 1 | 3 | 1 | 1 | 0
SCE Metro | North of SONGS | 500 | LDES |  |  | 0 | 0 | 0 | 0 | 0 | 0 | 0 | 0 | 0 | 1 | 1 | 1 | 1 | [14 empty] | 2 | 1 | 3 | 1 | 3 | 1 | 1 | 0
PG&E NGBA | Notre Dame | 115 | LDES |  |  | 0 | 0 | 0 | 0 | 0 | 0 | 0 | 0 | 0 | 5 | 5 | 1 | 1 | [14 empty] | 2 | 1 | 4 | 2 | 2 | 1 | 1 | 0
PG&E GBA | Oakland C | 115 | LDES |  |  | 0 | 0 | 0 | 0 | 0 | 0 | 0 | 0 | 0 | 5 | 5 | 1 | 1 | 3 | [13 empty] | 2 | 1 | 1 | 1 | 2 | 1 | 1 | 0
PG&E GBA | Oakland J | 115 | LDES |  |  | 0 | 0 | 0 | 0 | 0 | 0 | 0 | 0 | 0 | 5 | 5 | 1 | 1 | [14 empty] | 2 | 1 | 2 | 1 | 1 | 1 | 1 | 0
PG&E GBA | Oakland L | 115 | LDES |  |  | 0 | 0 | 0 | 0 | 0 | 0 | 0 | 0 | 0 | 5 | 5 | 1 | 1 | [14 empty] | 2 | 1 | 2 | 1 | 1 | 1 | 1 | 0
PG&E GBA | Oakland X | 115 | LDES |  |  | 0 | 0 | 0 | 0 | 0 | 0 | 0 | 0 | 0 | 5 | 5 | 1 | 1 | [14 empty] | 2 | 1 | 2 | 1 | 2 | 1 | 1 | 0
SDGE | Ocean Ranch | 69 | LDES |  |  | 0 | 0 | 0 | 0 | 0 | 0 | 0 | 0 | 0 | 1 | 1 | 1 | 1 | [14 empty] | 2 | 1 | 4 | 1 | 3 | 1 | 1 | 0
PG&E KERN | Oceano | 115 | LDES |  |  | 0 | 0 | 0 | 0 | 0 | 0 | 0 | 0 | 0 | 5 | 2 | 5 | 2 | [14 empty] | 2 | 2 | 4 | 2 | 3 | 1 | 1 | 0
SDGE | Ocotillo Express | 500 | LDES |  |  | 0 | 0 | 0 | 0 | 0 | 0 | 0 | 0 | 0 | 1 | 1 | 1 | 1 | [14 empty] | 2 | 1 | 4 | 2 | 3 | 1 | 1 | 0
PG&E KERN | Old River | 70 | LDES |  |  | 0 | 0 | 0 | 0 | 0 | 0 | 0 | 0 | 0 | 5 | 5 | 5 | 4 | [14 empty] | 1 | 1 | 4 | 1 | 2 | 1 | 1 | 0
SDGE | Old Town | 230 | LDES |  |  | 0 | 0 | 0 | 0 | 0 | 0 | 0 | 0 | 0 | 1 | 1 | 1 | 1 | [14 empty] | 2 | 1 | 3 | 1 | 2 | 1 | 1 | 0
SCE Metro | Olinda | 230 | LDES |  |  | 0 | 0 | 0 | 0 | 0 | 0 | 0 | 0 | 0 | 1 | 1 | 1 | 1 | [14 empty] | 1 | 1 | 2 | 1 | 2 | 1 | 1 | 0
PG&E FRESNO | Olive | 115 | LDES |  |  | 0 | 0 | 0 | 0 | 0 | 0 | 0 | 0 | 0 | 5 | 5 | 5 | 4 | 3 | [13 empty] | 1 | 1 | 4 | 1 | 1 | 1 | 1 | 0
PG&E NGBA | Olivehurst | 115 | LDES |  |  | 0 | 0 | 0 | 0 | 0 | 0 | 0 | 0 | 0 | 5 | 5 | 1 | 1 | [14 empty] | 2 | 2 | 2 | 1 | 2 | 1 | 1 | 0
PG&E NGBA | Oregon Trail | 60 | LDES |  |  | 0 | 0 | 0 | 0 | 0 | 0 | 0 | 0 | 0 | 5 | 5 | 1 | 1 | [14 empty] | 2 | 2 | 3 | 2 | 3 | 1 | 1 | 0
SCE Northern | Ormond Beach | 230 | LDES |  |  | 0 | 0 | 0 | 0 | 0 | 0 | 0 | 0 | 0 | 5 | 2 | 4 | 2 | [14 empty] | 2 | 1 | 1 | 1 | 1 | 1 | 1 | 0
PG&E FRESNO | Oro Loma | 115 | LDES |  |  | 0 | 0 | 0 | 0 | 0 | 0 | 0 | 0 | 0 | 5 | 2 | 5 | 2 | [14 empty] | 1 | 1 | 4 | 2 | 1 | 1 | 1 | 0
PG&E FRESNO | Oro Loma | 70 | LDES |  |  | 0 | 0 | 0 | 0 | 0 | 0 | 0 | 0 | 0 | 5 | 2 | 5 | 2 | [14 empty] | 1 | 1 | 4 | 2 | 1 | 1 | 1 | 0
PG&E FRESNO | Orosi | 70 | LDES |  |  | 0 | 0 | 0 | 0 | 0 | 0 | 0 | 0 | 0 | 5 | 2 | 5 | 2 | [14 empty] | 1 | 1 | 4 | 1 | 1 | 1 | 1 | 0
SDGE | Otay | 69 | LDES |  |  | 0 | 0 | 0 | 0 | 0 | 0 | 0 | 0 | 0 | 1 | 1 | 1 | 1 | [14 empty] | 2 | 1 | 1 | 1 | 1 | 1 | 1 | 0
SDGE | Otay Mesa | 230 | LDES |  |  | 0 | 0 | 0 | 0 | 0 | 0 | 0 | 0 | 0 | 1 | 1 | 1 | 1 | [14 empty] | 2 | 1 | 1 | 1 | 3 | 1 | 1 | 0
PG&E FRESNO | Padre Flats SW STA | 230 | LDES |  |  | 0 | 0 | 0 | 0 | 0 | 0 | 0 | 0 | 0 | 5 | 2 | 5 | 2 | [14 empty] | 1 | 1 | 4 | 2 | 1 | 1 | 1 | 0
EOP | Pahrump | 138 | LDES |  |  | 0 | 0 | 0 | 0 | 0 | 0 | 0 | 0 | 0 | 5 | 2 | 4 | 2 | [14 empty] | 2 | 2 | 4 | 1 | 3 | 1 | 1 | 0
EOP | Pahrump | 230 | LDES |  |  | 0 | 0 | 0 | 0 | 0 | 0 | 0 | 0 | 0 | 5 | 2 | 4 | 2 | [14 empty] | 2 | 2 | 4 | 1 | 3 | 1 | 1 | 0
SDGE | Pala | 69 | LDES |  |  | 0 | 0 | 0 | 0 | 0 | 0 | 0 | 0 | 0 | 1 | 1 | 1 | 1 | [14 empty] | 2 | 1 | 1 | 1 | 3 | 1 | 1 | 0
PG&E NGBA | Palermo | 115 | LDES |  |  | 0 | 0 | 0 | 0 | 0 | 0 | 0 | 0 | 0 | 5 | 5 | 1 | 1 | 4 | [13 empty] | 2 | 1 | 2 | 2 | 2 | 1 | 1 | 0
PG&E NGBA | Palermo | 230 | LDES |  |  | 0 | 0 | 0 | 0 | 0 | 0 | 0 | 0 | 0 | 5 | 5 | 1 | 1 | [14 empty] | 2 | 1 | 2 | 2 | 2 | 1 | 1 | 0
SCE Eastern | Palo Verde | 500 | LDES |  |  | 0 | 0 | 0 | 0 | 0 | 0 | 0 | 0 | 0 | 5 | 4 | 4 | 2 | [14 empty] | 2 | 1 | 4 | 2 | 3 | 1 | 1 | 0
SDGE | Palomar Energy | 230 | LDES |  |  | 0 | 0 | 0 | 0 | 0 | 0 | 0 | 0 | 0 | 1 | 1 | 1 | 1 | [14 empty] | 2 | 1 | 2 | 1 | 3 | 1 | 1 | 0
PG&E KERN | Panama | 70 | LDES |  |  | 0 | 0 | 0 | 0 | 0 | 0 | 0 | 0 | 0 | 5 | 2 | 5 | 2 | [14 empty] | 1 | 1 | 4 | 1 | 1 | 1 | 1 | 0
PG&E FRESNO | Panoche | 115 | LDES |  |  | 0 | 0 | 0 | 0 | 0 | 0 | 0 | 0 | 0 | 5 | 2 | 5 | 2 | [14 empty] | 1 | 1 | 1 | 2 | 1 | 1 | 1 | 0
PG&E FRESNO | Panoche | 230 | LDES |  |  | 0 | 0 | 0 | 0 | 0 | 0 | 0 | 0 | 0 | 5 | 2 | 5 | 2 | 3 | [13 empty] | 1 | 1 | 1 | 2 | 1 | 1 | 1 | 0
SCE Northern | Pardee | 230 | LDES |  |  | 0 | 0 | 0 | 0 | 0 | 0 | 0 | 0 | 0 | 5 | 2 | 4 | 2 | [14 empty] | 1 | 1 | 3 | 1 | 3 | 1 | 1 | 0
PG&E NGBA | Parkway | 230 | LDES |  |  | 0 | 0 | 0 | 0 | 0 | 0 | 0 | 0 | 0 | 5 | 5 | 1 | 1 | [14 empty] | 2 | 1 | 4 | 1 | 2 | 1 | 1 | 0
SCE Northern | Pastoria | 230 | LDES |  |  | 0 | 0 | 0 | 0 | 0 | 0 | 0 | 0 | 0 | 5 | 2 | 4 | 2 | [14 empty] | 1 | 1 | 2 | 1 | 3 | 1 | 1 | 0
SCE Metro | Pauda | 230 | LDES |  |  | 0 | 0 | 0 | 0 | 0 | 0 | 0 | 0 | 0 | 1 | 1 | 1 | 1 | [14 empty] | 1 | 1 | 2 | 1 | 2 | 1 | 1 | 0
PG&E GBA | Paul Sweet | 115 | LDES |  |  | 0 | 0 | 0 | 0 | 0 | 0 | 0 | 0 | 0 | 1 | 1 | 1 | 1 | [14 empty] | 2 | 2 | 2 | 2 | 3 | 1 | 1 | 0
PG&E NGBA | Peabody | 230 | LDES |  |  | 0 | 0 | 0 | 0 | 0 | 0 | 0 | 0 | 0 | 5 | 5 | 1 | 1 | [14 empty] | 2 | 1 | 2 | 1 | 2 | 1 | 1 | 0
PG&E NGBA | Pease | 115 | LDES |  |  | 0 | 0 | 0 | 0 | 0 | 0 | 0 | 0 | 0 | 5 | 5 | 1 | 1 | [14 empty] | 2 | 2 | 2 | 1 | 2 | 1 | 1 | 0
PG&E NGBA | Pease | 60 | LDES |  |  | 0 | 0 | 0 | 0 | 0 | 0 | 0 | 0 | 0 | 5 | 5 | 1 | 1 | [14 empty] | 2 | 2 | 2 | 1 | 2 | 1 | 1 | 0
SDGE | Penasquitos | 138 | LDES |  |  | 0 | 0 | 0 | 0 | 0 | 0 | 0 | 0 | 0 | 1 | 1 | 1 | 1 | [14 empty] | 2 | 1 | 2 | 1 | 3 | 1 | 1 | 0
SDGE | Penasquitos | 230 | LDES |  |  | 0 | 0 | 0 | 0 | 0 | 0 | 0 | 0 | 0 | 1 | 1 | 1 | 1 | [14 empty] | 2 | 1 | 2 | 1 | 3 | 1 | 1 | 0
SDGE | Penasquitos | 69 | LDES |  |  | 0 | 0 | 0 | 0 | 0 | 0 | 0 | 0 | 0 | 1 | 1 | 1 | 1 | [14 empty] | 2 | 1 | 2 | 1 | 3 | 1 | 1 | 0
SDGE | Pendleton | 69 | LDES |  |  | 0 | 0 | 0 | 0 | 0 | 0 | 0 | 0 | 0 | 1 | 1 | 1 | 1 | [14 empty] | 2 | 1 | 4 | 1 | 3 | 1 | 1 | 0
PG&E NGBA | Penngrove | 115 | LDES |  |  | 0 | 0 | 0 | 0 | 0 | 0 | 0 | 0 | 0 | 5 | 5 | 1 | 1 | [14 empty] | 2 | 1 | 3 | 2 | 2 | 1 | 1 | 0
PG&E GBA | Peoria | 115 | LDES |  |  | 0 | 0 | 0 | 0 | 0 | 0 | 0 | 0 | 0 | 1 | 1 | 1 | 1 | [14 empty] | 2 | 1 | 4 | 1 | 3 | 1 | 1 | 0
PG&E GBA | Piercy | 115 | LDES |  |  | 0 | 0 | 0 | 0 | 0 | 0 | 0 | 0 | 0 | 1 | 1 | 1 | 1 | [14 empty] | 2 | 1 | 2 | 2 | 2 | 1 | 1 | 0
PG&E FRESNO | Pine Flat | 230 | LDES |  |  | 0 | 0 | 0 | 0 | 0 | 0 | 0 | 0 | 0 | 5 | 5 | 5 | 2 | [14 empty] | 1 | 1 | 4 | 2 | 3 | 1 | 1 | 0
SCE NOL | Pisgah | 230 | LDES |  |  | 0 | 0 | 0 | 0 | 0 | 0 | 0 | 0 | 0 | 1 | 1 | 1 | 1 | 4 | [13 empty] | 2 | 1 | 4 | 1 | 1 | 1 | 1 | 0
PG&E NGBA | Pit 1 | 230 | LDES |  |  | 0 | 0 | 0 | 0 | 0 | 0 | 0 | 0 | 0 | 5 | 5 | 3 | 2 | [14 empty] | 2 | 2 | 4 | 2 | 3 | 1 | 1 | 0
PG&E NGBA | Pit 1 | 60 | LDES |  |  | 0 | 0 | 0 | 0 | 0 | 0 | 0 | 0 | 0 | 5 | 5 | 3 | 2 | [14 empty] | 2 | 2 | 4 | 2 | 3 | 1 | 1 | 0
PG&E NGBA | Pit 3 | 230 | LDES |  |  | 0 | 0 | 0 | 0 | 0 | 0 | 0 | 0 | 0 | 5 | 5 | 3 | 2 | [14 empty] | 2 | 2 | 4 | 2 | 3 | 1 | 1 | 0
PG&E NGBA | Pit 4 | 230 | LDES |  |  | 0 | 0 | 0 | 0 | 0 | 0 | 0 | 0 | 0 | 5 | 5 | 1 | 1 | [14 empty] | 2 | 2 | 4 | 2 | 3 | 1 | 1 | 0
PG&E GBA | Pittsburg | 115 | LDES |  |  | 0 | 0 | 0 | 0 | 0 | 0 | 0 | 0 | 0 | 5 | 5 | 1 | 1 | 4 | [13 empty] | 2 | 1 | 2 | 1 | 1 | 1 | 1 | 0
PG&E GBA | Pittsburg | 230 | LDES |  |  | 0 | 0 | 0 | 0 | 0 | 0 | 0 | 0 | 0 | 5 | 5 | 1 | 1 | 4 | [13 empty] | 2 | 1 | 2 | 1 | 1 | 1 | 1 | 0
PG&E NGBA | Pleasant Grove | 115 | LDES |  |  | 0 | 0 | 0 | 0 | 0 | 0 | 0 | 0 | 0 | 5 | 5 | 1 | 1 | [14 empty] | 2 | 1 | 2 | 2 | 3 | 1 | 1 | 0
PG&E NGBA | POE | 230 | LDES |  |  | 0 | 0 | 0 | 0 | 0 | 0 | 0 | 0 | 0 | 5 | 5 | 1 | 1 | [14 empty] | 2 | 1 | 4 | 2 | 3 | 1 | 1 | 0
SDGE | Point Loma | 69 | LDES |  |  | 0 | 0 | 0 | 0 | 0 | 0 | 0 | 0 | 0 | 1 | 1 | 1 | 1 | [14 empty] | 2 | 1 | 3 | 1 | 2 | 1 | 1 | 0
SDGE | Pomerado | 69 | LDES |  |  | 0 | 0 | 0 | 0 | 0 | 0 | 0 | 0 | 0 | 1 | 1 | 1 | 1 | [14 empty] | 2 | 1 | 3 | 1 | 3 | 1 | 1 | 0
PG&E KERN | Poso Mountain | 115 | LDES |  |  | 0 | 0 | 0 | 0 | 0 | 0 | 0 | 0 | 0 | 5 | 5 | 5 | 4 | [14 empty] | 1 | 1 | 3 | 1 | 2 | 1 | 1 | 0
EOP | Primm | 230 | LDES |  |  | 0 | 0 | 0 | 0 | 0 | 0 | 0 | 0 | 0 | 5 | 2 | 4 | 2 | [14 empty] | 2 | 2 | 4 | 1 | 2 | 1 | 1 | 0
PG&E NGBA | Putah Creek | 115 | LDES |  |  | 0 | 0 | 0 | 0 | 0 | 0 | 0 | 0 | 0 | 5 | 5 | 1 | 1 | [14 empty] | 2 | 1 | 3 | 2 | 3 | 1 | 1 | 0
SDGE | Q1806 | 138 | LDES |  |  | 0 | 0 | 0 | 0 | 0 | 0 | 0 | 0 | 0 | 1 | 1 | 1 | 1 | [14 empty] | 1 | 1 | 2 | 1 | 3 | 1 | 1 | 0
PG&E FRESNO | Quinto | 230 | LDES |  |  | 0 | 0 | 0 | 0 | 0 | 0 | 0 | 0 | 0 | 5 | 2 | 5 | 2 | [14 empty] | 1 | 1 | 4 | 2 | 1 | 1 | 1 | 0
PG&E GBA | Race Track | 115 | LDES |  |  | 0 | 0 | 0 | 0 | 0 | 0 | 0 | 0 | 0 | 1 | 1 | 1 | 1 | [14 empty] | 2 | 1 | 4 | 1 | 3 | 1 | 1 | 0
SDGE | Rancho Mission Viejo | 138 | LDES |  |  | 0 | 0 | 0 | 0 | 0 | 0 | 0 | 0 | 0 | 1 | 1 | 1 | 1 | [14 empty] | 1 | 1 | 2 | 1 | 3 | 1 | 1 | 0
PG&E GBA | Rancho Seco | 230 | LDES |  |  | 90 | 0 | 90 | 0 | 0 | 0 | 90 | 0 | 90 | 1 | 1 | 1 | 1 | [14 empty] | 2 | 1 | 1 | 2 | 3 | 5- | 1 | 1
SCE Metro | Rancho Vista | 230 | LDES |  |  | 0 | 0 | 0 | 0 | 0 | 0 | 0 | 0 | 0 | 1 | 1 | 1 | 1 | [14 empty] | 1 | 1 | 1 | 1 | 1 | 1 | 1 | 0
SCE Metro | Rancho Vista | 500 | LDES |  |  | 0 | 0 | 0 | 0 | 0 | 0 | 0 | 0 | 0 | 1 | 1 | 1 | 1 | [14 empty] | 1 | 1 | 1 | 1 | 1 | 1 | 1 | 0
SCE NOL | Ransburg | 115 | LDES |  |  | 0 | 0 | 0 | 0 | 0 | 0 | 0 | 0 | 0 | 3 | 3 | 1 | 1 | [14 empty] | 2 | 1 | 4 | 1 | 1 | 1 | 1 | 0
PG&E GBA | Ravenswood | 115 | LDES |  |  | 0 | 0 | 0 | 0 | 0 | 0 | 0 | 0 | 0 | 5 | 5 | 1 | 1 | [14 empty] | 2 | 1 | 2 | 1 | 2 | 1 | 1 | 0
PG&E GBA | Ravenswood | 230 | LDES |  |  | 0 | 0 | 0 | 0 | 0 | 0 | 0 | 0 | 0 | 5 | 5 | 1 | 1 | [14 empty] | 2 | 1 | 2 | 1 | 2 | 1 | 1 | 0
SCE Northern | Rector | 230 | LDES |  |  | 0 | 0 | 0 | 0 | 0 | 0 | 0 | 0 | 0 | 1 | 1 | 1 | 1 | [14 empty] | 1 | 1 | 2 | 1 | 2 | 1 | 1 | 0
SCE Eastern | Red Bluff | 230 | LDES |  |  | 0 | 0 | 0 | 0 | 0 | 0 | 0 | 0 | 0 | 4 | 4 | 1 | 1 | 1 | [13 empty] | 2 | 2 | 4 | 1 | 3 | 1 | 1 | 0
SCE Eastern | Red Bluff | 500 | LDES |  |  | 0 | 0 | 0 | 0 | 0 | 0 | 0 | 0 | 0 | 4 | 4 | 1 | 1 | 5 | [13 empty] | 2 | 2 | 4 | 1 | 3 | 2+ | 1 | 1
PG&E NGBA | Redbud | 115 | LDES |  |  | 0 | 0 | 0 | 0 | 0 | 0 | 0 | 0 | 0 | 5 | 5 | 1 | 1 | [14 empty] | 2 | 2 | 4 | 2 | 3 | 1 | 1 | 0
SCE Metro | Redondo | 230 | LDES |  |  | 0 | 0 | 0 | 0 | 0 | 0 | 0 | 0 | 0 | 1 | 1 | 1 | 1 | [14 empty] | 1 | 1 | 2 | 1 | 2 | 1 | 1 | 0
PG&E FRESNO | Reedley | 115 | LDES |  |  | 0 | 0 | 0 | 0 | 0 | 0 | 0 | 0 | 0 | 5 | 5 | 5 | 4 | [14 empty] | 1 | 1 | 4 | 2 | 1 | 1 | 1 | 0
PG&E KERN | Renfro | 115 | LDES |  |  | 0 | 0 | 0 | 0 | 0 | 0 | 0 | 0 | 0 | 5 | 2 | 5 | 2 | [14 empty] | 1 | 1 | 2 | 1 | 2 | 1 | 1 | 0
PG&E GBA | Richmond R | 115 | LDES |  |  | 0 | 0 | 0 | 0 | 0 | 0 | 0 | 0 | 0 | 5 | 5 | 1 | 1 | [14 empty] | 2 | 1 | 2 | 1 | 2 | 1 | 1 | 0
PG&E NGBA | Rincon | 115 | LDES |  |  | 0 | 0 | 0 | 0 | 0 | 0 | 0 | 0 | 0 | 5 | 5 | 1 | 1 | [14 empty] | 2 | 1 | 3 | 2 | 2 | 1 | 1 | 0
PG&E KERN | Rio Bravo | 115 | LDES |  |  | 0 | 0 | 0 | 0 | 0 | 0 | 0 | 0 | 0 | 5 | 2 | 5 | 2 | 4 | [13 empty] | 1 | 1 | 2 | 1 | 1 | 1 | 1 | 0
SCE Metro | Rio Hondo | 230 | LDES |  |  | 0 | 0 | 0 | 0 | 0 | 0 | 0 | 0 | 0 | 1 | 1 | 1 | 1 | 1 | [13 empty] | 1 | 1 | 4 | 1 | 1 | 1 | 1 | 0
PG&E NGBA | Rio Oso | 115 | LDES |  |  | 0 | 0 | 0 | 0 | 0 | 0 | 0 | 0 | 0 | 5 | 5 | 1 | 1 | [14 empty] | 2 | 1 | 4 | 1 | 3 | 1 | 1 | 0
PG&E NGBA | Rio Oso | 230 | LDES |  |  | 0 | 0 | 0 | 0 | 0 | 0 | 0 | 0 | 0 | 5 | 5 | 1 | 1 | [14 empty] | 2 | 1 | 4 | 1 | 3 | 1 | 1 | 0
PG&E GBA | Ripon | 115 | LDES |  |  | 0 | 0 | 0 | 0 | 0 | 0 | 0 | 0 | 0 | 1 | 1 | 1 | 1 | 3 | [13 empty] | 1 | 1 | 2 | 2 | 2 | 1 | 1 | 0
PG&E GBA | Riverbank | 115 | LDES |  |  | 0 | 0 | 0 | 0 | 0 | 0 | 0 | 0 | 0 | 1 | 1 | 1 | 1 | [14 empty] | 1 | 1 | 3 | 2 | 2 | 1 | 1 | 0
SCE NOL | Roadway | 115 | LDES |  |  | 0 | 0 | 0 | 0 | 0 | 0 | 0 | 0 | 0 | 1 | 1 | 1 | 1 | 3 | [13 empty] | 2 | 1 | 2 | 1 | 1 | 1 | 1 | 0
PG&E NGBA | Rock Creek 1 | 230 | LDES |  |  | 0 | 0 | 0 | 0 | 0 | 0 | 0 | 0 | 0 | 5 | 5 | 1 | 1 | [14 empty] | 2 | 2 | 4 | 1 | 3 | 1 | 1 | 0
SCE Northern | Rosamond | 66 | LDES |  |  | 0 | 0 | 0 | 0 | 0 | 0 | 0 | 0 | 0 | 1 | 1 | 1 | 1 | [14 empty] | 2 | 1 | 4 | 1 | 3 | 1 | 1 | 0
PG&E GBA | Rossmoor | 230 | LDES |  |  | 0 | 0 | 0 | 0 | 0 | 0 | 0 | 0 | 0 | 5 | 5 | 1 | 1 | [14 empty] | 2 | 1 | 4 | 1 | 3 | 1 | 1 | 0
PG&E NGBA | Round Mountain | 230 | LDES |  |  | 0 | 0 | 0 | 0 | 0 | 0 | 0 | 0 | 0 | 5 | 5 | 1 | 1 | [14 empty] | 2 | 2 | 4 | 2 | 3 | 1 | 1 | 0
PG&E NGBA | Round Mountain | 500 | LDES |  |  | 0 | 0 | 0 | 0 | 0 | 0 | 0 | 0 | 0 | 5 | 5 | 1 | 1 | [14 empty] | 2 | 2 | 4 | 2 | 3 | 1 | 1 | 0
PG&E GBA | Salado | 115 | LDES |  |  | 0 | 0 | 0 | 0 | 0 | 0 | 0 | 0 | 0 | 1 | 1 | 1 | 1 | [14 empty] | 1 | 1 | 4 | 2 | 1 | 1 | 1 | 0
PG&E GBA | Salado | 60 | LDES |  |  | 0 | 0 | 0 | 0 | 0 | 0 | 0 | 0 | 0 | 1 | 1 | 1 | 1 | [14 empty] | 1 | 1 | 4 | 2 | 1 | 1 | 1 | 0
PG&E GBA | Salinas | 115 | LDES |  |  | 0 | 0 | 0 | 0 | 0 | 0 | 0 | 0 | 0 | 1 | 1 | 1 | 1 | [14 empty] | 2 | 2 | 3 | 2 | 2 | 1 | 1 | 0
SDGE | Salt Creek | 69 | LDES |  |  | 0 | 0 | 0 | 0 | 0 | 0 | 0 | 0 | 0 | 1 | 1 | 1 | 1 | [14 empty] | 2 | 1 | 3 | 1 | 2 | 1 | 1 | 0
SCE Eastern | San Bernardino | 230 | LDES |  |  | 0 | 0 | 0 | 0 | 0 | 0 | 0 | 0 | 0 | 1 | 1 | 1 | 1 | [14 empty] | 1 | 1 | 2 | 1 | 2 | 1 | 1 | 0
PG&E GBA | SAN FRAN A (POTRERO PP) | 115 | LDES |  |  | 0 | 0 | 0 | 0 | 0 | 0 | 0 | 0 | 0 | 5 | 5 | 1 | 1 | [14 empty] | 2 | 1 | 2 | 1 | 2 | 1 | 1 | 0
PG&E GBA | SAN FRAN A (POTRERO PP) | 230 | LDES |  |  | 0 | 0 | 0 | 0 | 0 | 0 | 0 | 0 | 0 | 5 | 5 | 1 | 1 | [14 empty] | 2 | 1 | 2 | 1 | 2 | 1 | 1 | 0
PG&E GBA | San Jose A | 115 | LDES |  |  | 0 | 0 | 0 | 0 | 0 | 0 | 0 | 0 | 0 | 1 | 1 | 1 | 1 | [14 empty] | 2 | 1 | 2 | 2 | 2 | 1 | 1 | 0
PG&E GBA | San Jose B | 115 | LDES |  |  | 0 | 0 | 0 | 0 | 0 | 0 | 0 | 0 | 0 | 1 | 1 | 1 | 1 | [14 empty] | 2 | 1 | 3 | 2 | 2 | 1 | 1 | 0
PG&E GBA | San Leandro U | 115 | LDES |  |  | 0 | 0 | 0 | 0 | 0 | 0 | 0 | 0 | 0 | 5 | 5 | 1 | 1 | [14 empty] | 2 | 1 | 3 | 1 | 2 | 1 | 1 | 0
PG&E KERN | San Luis Obispo | 115 | LDES |  |  | 0 | 0 | 0 | 0 | 0 | 0 | 0 | 0 | 0 | 5 | 2 | 5 | 2 | [14 empty] | 2 | 2 | 4 | 2 | 3 | 1 | 1 | 0
PG&E KERN | San Luis Obispo | 70 | LDES |  |  | 0 | 0 | 0 | 0 | 0 | 0 | 0 | 0 | 0 | 5 | 2 | 5 | 2 | [14 empty] | 2 | 2 | 4 | 2 | 3 | 1 | 1 | 0
SDGE | San Luis Rey | 230 | LDES |  |  | 0 | 0 | 0 | 0 | 0 | 0 | 0 | 0 | 0 | 1 | 1 | 1 | 1 | [14 empty] | 2 | 1 | 4 | 1 | 3 | 1 | 1 | 0
SDGE | San Luis Rey | 69 | LDES |  |  | 0 | 0 | 0 | 0 | 0 | 0 | 0 | 0 | 0 | 1 | 1 | 1 | 1 | [14 empty] | 2 | 1 | 4 | 1 | 3 | 1 | 1 | 0
SDGE | San Marcos | 69 | LDES |  |  | 0 | 0 | 0 | 0 | 0 | 0 | 0 | 0 | 0 | 1 | 1 | 1 | 1 | [14 empty] | 2 | 1 | 2 | 1 | 3 | 1 | 1 | 0
SCE Metro | San Onofre | 230 | LDES |  |  | 0 | 0 | 0 | 0 | 0 | 0 | 0 | 0 | 0 | 1 | 1 | 1 | 1 | [14 empty] | 2 | 1 | 4 | 1 | 3 | 1 | 1 | 0
PG&E GBA | San Pablo | 115 | LDES |  |  | 0 | 0 | 0 | 0 | 0 | 0 | 0 | 0 | 0 | 5 | 5 | 1 | 1 | [14 empty] | 2 | 1 | 2 | 1 | 1 | 1 | 1 | 0
PG&E GBA | San Ramon | 230 | LDES |  |  | 0 | 0 | 0 | 0 | 0 | 0 | 0 | 0 | 0 | 5 | 5 | 1 | 1 | [14 empty] | 2 | 1 | 2 | 1 | 3 | 1 | 1 | 0
SDGE | San Ysidro | 69 | LDES |  |  | 0 | 0 | 0 | 0 | 0 | 0 | 0 | 0 | 0 | 1 | 1 | 1 | 1 | [14 empty] | 2 | 1 | 2 | 1 | 2 | 1 | 1 | 0
SCE NOL | Sandlot | 230 | LDES |  |  | 0 | 0 | 0 | 0 | 0 | 0 | 0 | 0 | 0 | 3 | 3 | 1 | 1 | [14 empty] | 2 | 1 | 4 | 1 | 2 | 1 | 1 | 0
EOP | Sandy | 138 | LDES |  |  | 0 | 0 | 0 | 0 | 0 | 0 | 0 | 0 | 0 | 5 | 2 | 4 | 2 | [14 empty] | 2 | 2 | 4 | 1 | 3 | 1 | 1 | 0
PG&E FRESNO | Sanger | 115 | LDES |  |  | 0 | 0 | 0 | 0 | 0 | 0 | 0 | 0 | 0 | 5 | 5 | 5 | 4 | 3 | [13 empty] | 1 | 1 | 2 | 2 | 2 | 1 | 1 | 0
SCE Northern | Santa Clara | 230 | LDES |  |  | 0 | 0 | 0 | 0 | 0 | 0 | 0 | 0 | 0 | 5 | 2 | 4 | 2 | [14 empty] | 2 | 1 | 3 | 1 | 2 | 1 | 1 | 0
PG&E NGBA | Santa Rosa A | 115 | LDES |  |  | 0 | 0 | 0 | 0 | 0 | 0 | 0 | 0 | 0 | 5 | 5 | 1 | 1 | [14 empty] | 2 | 1 | 3 | 2 | 2 | 1 | 1 | 0
PG&E GBA | Santa Teresa | 115 | LDES |  |  | 0 | 0 | 0 | 0 | 0 | 0 | 0 | 0 | 0 | 1 | 1 | 1 | 1 | 3 | [13 empty] | 2 | 1 | 2 | 2 | 2 | 1 | 1 | 0
SDGE | Santee | 138 | LDES |  |  | 0 | 0 | 0 | 0 | 0 | 0 | 0 | 0 | 0 | 1 | 1 | 1 | 1 | [14 empty] | 2 | 1 | 2 | 1 | 2 | 1 | 1 | 0
SCE Metro | Santiago | 230 | LDES |  |  | 0 | 0 | 0 | 0 | 0 | 0 | 0 | 0 | 0 | 1 | 1 | 1 | 1 | [14 empty] | 1 | 1 | 2 | 1 | 2 | 1 | 1 | 0
PG&E GBA | Saratoga | 230 | LDES |  |  | 0 | 0 | 0 | 0 | 0 | 0 | 0 | 0 | 0 | 1 | 1 | 1 | 1 | [14 empty] | 2 | 1 | 4 | 2 | 3 | 1 | 1 | 0
SCE Northern | Saugus | 230 | LDES |  |  | 0 | 0 | 0 | 0 | 0 | 0 | 0 | 0 | 0 | 5 | 2 | 4 | 2 | [14 empty] | 1 | 1 | 3 | 1 | 3 | 1 | 1 | 0
PG&E FRESNO | Schindler | 115 | LDES |  |  | 0 | 0 | 0 | 0 | 0 | 0 | 0 | 0 | 0 | 5 | 2 | 5 | 2 | 3 | [13 empty] | 1 | 1 | 4 | 2 | 1 | 1 | 1 | 0
PG&E FRESNO | Schindler | 70 | LDES |  |  | 0 | 0 | 0 | 0 | 0 | 0 | 0 | 0 | 0 | 5 | 2 | 5 | 2 | [14 empty] | 1 | 1 | 4 | 2 | 1 | 1 | 1 | 0
PG&E GBA | Schulte | 115 | LDES |  |  | 0 | 0 | 0 | 0 | 0 | 0 | 0 | 0 | 0 | 1 | 1 | 1 | 1 | 3 | [13 empty] | 1 | 1 | 1 | 2 | 2 | 1 | 1 | 0
SDGE | Scripps | 69 | LDES |  |  | 0 | 0 | 0 | 0 | 0 | 0 | 0 | 0 | 0 | 1 | 1 | 1 | 1 | [14 empty] | 2 | 1 | 2 | 1 | 3 | 1 | 1 | 0
PG&E KERN | Semitropic | 115 | LDES |  |  | 0 | 0 | 0 | 0 | 0 | 0 | 0 | 0 | 0 | 5 | 2 | 5 | 2 | [14 empty] | 1 | 1 | 3 | 1 | 1 | 1 | 1 | 0
SCE Metro | Serrano | 230 | LDES |  |  | 0 | 0 | 0 | 0 | 0 | 0 | 0 | 0 | 0 | 1 | 1 | 1 | 1 | 5 | [13 empty] | 1 | 1 | 2 | 1 | 2 | 1 | 1 | 0
SCE Metro | Serrano | 500 | LDES |  |  | 0 | 0 | 0 | 0 | 0 | 0 | 0 | 0 | 0 | 1 | 1 | 1 | 1 | 5 | [13 empty] | 1 | 1 | 2 | 1 | 2 | 1 | 1 | 0
SDGE | Shadowridge | 138 | LDES |  |  | 0 | 0 | 0 | 0 | 0 | 0 | 0 | 0 | 0 | 1 | 1 | 1 | 1 | [14 empty] | 2 | 1 | 3 | 1 | 3 | 1 | 1 | 0
PG&E KERN | Shafter | 115 | LDES |  |  | 0 | 0 | 0 | 0 | 0 | 0 | 0 | 0 | 0 | 5 | 5 | 5 | 4 | [14 empty] | 1 | 1 | 3 | 1 | 1 | 1 | 1 | 0
PG&E NGBA | Silverado | 115 | LDES |  |  | 0 | 0 | 0 | 0 | 0 | 0 | 0 | 0 | 0 | 5 | 5 | 1 | 1 | [14 empty] | 2 | 1 | 4 | 2 | 3 | 1 | 1 | 0
SDGE | Silvergate | 230 | LDES |  |  | 0 | 0 | 0 | 0 | 0 | 0 | 0 | 0 | 0 | 1 | 1 | 1 | 1 | [14 empty] | 2 | 1 | 1 | 1 | 1 | 1 | 1 | 0
SDGE | Silvergate | 69 | LDES |  |  | 0 | 0 | 0 | 0 | 0 | 0 | 0 | 0 | 0 | 1 | 1 | 1 | 1 | [14 empty] | 2 | 1 | 1 | 1 | 1 | 1 | 1 | 0
PG&E KERN | Sisquoc | 115 | LDES |  |  | 0 | 0 | 0 | 0 | 0 | 0 | 0 | 0 | 0 | 5 | 2 | 5 | 2 | [14 empty] | 2 | 2 | 4 | 1 | 3 | 1 | 1 | 0
EOP | Sloan Canyon | 230 | LDES |  |  | 0 | 0 | 0 | 0 | 0 | 0 | 0 | 0 | 0 | 5 | 2 | 4 | 2 | [14 empty] | 2 | 2 | 3 | 1 | 3 | 1 | 1 | 0
EOP | Sloan Canyon | 500 | LDES |  |  | 0 | 0 | 0 | 0 | 0 | 0 | 0 | 0 | 0 | 5 | 2 | 4 | 2 | [14 empty] | 2 | 2 | 3 | 1 | 3 | 1 | 1 | 0
PG&E KERN | Smyrna | 115 | LDES |  |  | 0 | 0 | 0 | 0 | 0 | 0 | 0 | 0 | 0 | 5 | 5 | 5 | 4 | [14 empty] | 1 | 1 | 4 | 1 | 1 | 1 | 1 | 0
PG&E GBA | Sobrante | 115 | LDES |  |  | 0 | 0 | 0 | 0 | 0 | 0 | 0 | 0 | 0 | 5 | 5 | 1 | 1 | [14 empty] | 2 | 1 | 2 | 1 | 3 | 1 | 1 | 0
PG&E GBA | Sobrante | 230 | LDES |  |  | 0 | 0 | 0 | 0 | 0 | 0 | 0 | 0 | 0 | 5 | 5 | 1 | 1 | [14 empty] | 2 | 1 | 2 | 1 | 3 | 1 | 1 | 0
PG&E KERN | Solar | 230 | LDES |  |  | 0 | 0 | 0 | 0 | 0 | 0 | 0 | 0 | 0 | 5 | 5 | 5 | 4 | [14 empty] | 2 | 1 | 4 | 2 | 3 | 1 | 1 | 0
PG&E GBA | Soledad | 115 | LDES |  |  | 0 | 0 | 0 | 0 | 0 | 0 | 0 | 0 | 0 | 1 | 1 | 1 | 1 | [14 empty] | 2 | 2 | 4 | 2 | 3 | 1 | 1 | 0
PG&E GBA | Soledad | 60 | LDES |  |  | 0 | 0 | 0 | 0 | 0 | 0 | 0 | 0 | 0 | 1 | 1 | 1 | 1 | [14 empty] | 2 | 2 | 4 | 2 | 3 | 1 | 1 | 0
SDGE | Spring Valley | 69 | LDES |  |  | 0 | 0 | 0 | 0 | 0 | 0 | 0 | 0 | 0 | 1 | 1 | 1 | 1 | [14 empty] | 2 | 1 | 2 | 1 | 2 | 1 | 1 | 0
SCE Northern | Springville | 230 | LDES |  |  | 0 | 0 | 0 | 0 | 0 | 0 | 0 | 0 | 0 | 1 | 1 | 1 | 1 | 4 | [13 empty] | 1 | 1 | 4 | 1 | 1 | 1 | 1 | 0
PG&E GBA | Stagg | 230 | LDES |  |  | 0 | 0 | 0 | 0 | 0 | 0 | 0 | 0 | 0 | 5 | 5 | 1 | 1 | [14 empty] | 1 | 1 | 3 | 2 | 2 | 1 | 1 | 0
PG&E GBA | Standard Oil | 115 | LDES |  |  | 0 | 0 | 0 | 0 | 0 | 0 | 0 | 0 | 0 | 5 | 5 | 1 | 1 | [14 empty] | 2 | 1 | 1 | 1 | 2 | 1 | 1 | 0
PG&E GBA | Stanislaus | 115 | LDES |  |  | 0 | 0 | 0 | 0 | 0 | 0 | 0 | 0 | 0 | 1 | 1 | 1 | 1 | [14 empty] | 2 | 1 | 4 | 1 | 3 | 1 | 1 | 0
PG&E KERN | Stockdale | 115 | LDES |  |  | 0 | 0 | 0 | 0 | 0 | 0 | 0 | 0 | 0 | 5 | 2 | 5 | 2 | [14 empty] | 1 | 1 | 2 | 1 | 2 | 1 | 1 | 0
PG&E KERN | Stockdale | 230 | LDES |  |  | 0 | 0 | 0 | 0 | 0 | 0 | 0 | 0 | 0 | 5 | 2 | 5 | 2 | [14 empty] | 1 | 1 | 2 | 1 | 2 | 1 | 1 | 0
PG&E GBA | Stockton A | 115 | LDES |  |  | 0 | 0 | 0 | 0 | 0 | 0 | 0 | 0 | 0 | 1 | 1 | 1 | 1 | [14 empty] | 1 | 1 | 3 | 2 | 1 | 1 | 1 | 0
PG&E GBA | Stone | 115 | LDES |  |  | 0 | 0 | 0 | 0 | 0 | 0 | 0 | 0 | 0 | 1 | 1 | 1 | 1 | [14 empty] | 2 | 1 | 3 | 2 | 2 | 1 | 1 | 0
PG&E FRESNO | Storey | 230 | LDES |  |  | 0 | 0 | 0 | 0 | 0 | 0 | 0 | 0 | 0 | 5 | 5 | 5 | 4 | [14 empty] | 1 | 1 | 4 | 2 | 1 | 1 | 1 | 0
PG&E NGBA | Summit | 115 | LDES |  |  | 0 | 0 | 0 | 0 | 0 | 0 | 0 | 0 | 0 | 5 | 5 | 1 | 1 | [14 empty] | 2 | 1 | 4 | 2 | 3 | 1 | 1 | 0
SDGE | Suncrest | 230 | LDES |  |  | 0 | 0 | 0 | 0 | 0 | 0 | 0 | 0 | 0 | 1 | 1 | 1 | 1 | [14 empty] | 2 | 1 | 4 | 1 | 3 | 1 | 1 | 0
SDGE | Suncrest | 500 | LDES |  |  | 0 | 0 | 0 | 0 | 0 | 0 | 0 | 0 | 0 | 1 | 1 | 1 | 1 | [14 empty] | 2 | 1 | 4 | 1 | 3 | 1 | 1 | 0
PG&E KERN | Sunrise | 230 | LDES |  |  | 0 | 0 | 0 | 0 | 0 | 0 | 0 | 0 | 0 | 5 | 5 | 5 | 4 | [14 empty] | 1 | 1 | 1 | 1 | 1 | 1 | 1 | 0
PG&E KERN | Sunset | 230 | LDES |  |  | 0 | 0 | 0 | 0 | 0 | 0 | 0 | 0 | 0 | 5 | 5 | 5 | 4 | [14 empty] | 1 | 1 | 1 | 1 | 1 | 1 | 1 | 0
PG&E GBA | Swift | 115 | LDES |  |  | 0 | 0 | 0 | 0 | 0 | 0 | 0 | 0 | 0 | 1 | 1 | 1 | 1 | [14 empty] | 2 | 1 | 2 | 2 | 2 | 1 | 1 | 0
SDGE | Sycamore Canyon | 138 | LDES |  |  | 200 | 0 | 200 | 0 | 0 | 0 | 200 | 0 | 200 | 1 | 1 | 1 | 1 | 3 | [13 empty] | 2 | 1 | 4 | 1 | 3 | 5- | 1 | 1
SDGE | Sycamore Canyon | 230 | LDES |  | Mapped as PSH | 300 | 0 | 300 | 0 | 0 | 0 | 300 | 0 | 300 | 1 | 1 | 1 | 1 |  |  |  | See 'LandEnv_PSH' tab for PSH potential impacts analysis | [10 empty] | 2 | 1 | 4 | 1 | 3 | 3- | 1 | 1
SDGE | Sycamore Canyon | 69 | LDES |  |  | 0 | 0 | 0 | 0 | 0 | 0 | 0 | 0 | 0 | 1 | 1 | 1 | 1 | [14 empty] | 2 | 1 | 4 | 1 | 3 | 1 | 1 | 0
SCE Northern | Sylmar | 230 | LDES |  |  | 0 | 0 | 0 | 0 | 0 | 0 | 0 | 0 | 0 | 5 | 2 | 4 | 2 | [14 empty] | 1 | 1 | 2 | 1 | 1 | 1 | 1 | 0
PG&E NGBA | Table Mountain | 115 | LDES |  |  | 0 | 0 | 0 | 0 | 0 | 0 | 0 | 0 | 0 | 5 | 5 | 1 | 1 | [14 empty] | 2 | 1 | 3 | 2 | 1 | 1 | 1 | 0
PG&E NGBA | Table Mountain | 230 | LDES |  |  | 0 | 0 | 0 | 0 | 0 | 0 | 0 | 0 | 0 | 5 | 5 | 1 | 1 | [14 empty] | 2 | 1 | 3 | 2 | 1 | 1 | 1 | 0
PG&E NGBA | Table Mountain | 500 | LDES |  |  | 0 | 0 | 0 | 0 | 0 | 0 | 0 | 0 | 0 | 5 | 5 | 1 | 1 | [14 empty] | 2 | 1 | 3 | 2 | 1 | 1 | 1 | 0
PG&E NGBA | Table Mountain | 60 | LDES |  |  | 0 | 0 | 0 | 0 | 0 | 0 | 0 | 0 | 0 | 5 | 5 | 1 | 1 | [14 empty] | 2 | 1 | 3 | 2 | 1 | 1 | 1 | 0
PG&E KERN | Taft | 115 | LDES |  |  | 0 | 0 | 0 | 0 | 0 | 0 | 0 | 0 | 0 | 5 | 5 | 5 | 4 | [14 empty] | 1 | 1 | 2 | 1 | 2 | 1 | 1 | 0
SDGE | Talega | 138 | LDES |  |  | 0 | 0 | 0 | 0 | 0 | 0 | 0 | 0 | 0 | 1 | 1 | 1 | 1 | 3 | [13 empty] | 2 | 1 | 3 | 1 | 3 | 1 | 1 | 0
SDGE | Talega | 230 | LDES |  |  | 0 | 0 | 0 | 0 | 0 | 0 | 0 | 0 | 0 | 1 | 1 | 1 | 1 | [14 empty] | 2 | 1 | 3 | 1 | 3 | 1 | 1 | 0
PG&E GBA | Tassajara | 230 | LDES |  |  | 0 | 0 | 0 | 0 | 0 | 0 | 0 | 0 | 0 | 5 | 5 | 1 | 1 | [14 empty] | 2 | 1 | 3 | 1 | 3 | 1 | 1 | 0
PG&E KERN | Tejon | 70 | LDES |  |  | 0 | 0 | 0 | 0 | 0 | 0 | 0 | 0 | 0 | 5 | 2 | 5 | 2 | [14 empty] | 1 | 1 | 3 | 1 | 1 | 1 | 1 | 0
SDGE | Telegraph Canyon | 138 | LDES |  |  | 0 | 0 | 0 | 0 | 0 | 0 | 0 | 0 | 0 | 1 | 1 | 1 | 1 | [14 empty] | 2 | 1 | 2 | 1 | 2 | 1 | 1 | 0
PG&E KERN | Temblor | 115 | LDES |  |  | 0 | 0 | 0 | 0 | 0 | 0 | 0 | 0 | 0 | 5 | 5 | 5 | 4 | [14 empty] | 1 | 1 | 2 | 1 | 1 | 1 | 1 | 0
PG&E KERN | Templeton | 230 | LDES |  |  | 0 | 0 | 0 | 0 | 0 | 0 | 0 | 0 | 0 | 5 | 5 | 5 | 4 | [14 empty] | 2 | 2 | 4 | 2 | 3 | 1 | 1 | 0
PG&E KERN | Templeton | 70 | LDES |  |  | 200 | 0 | 200 | 0 | 0 | 0 | 200 | 0 | 200 | 5 | 2 | 5 | 2 | [14 empty] | 2 | 2 | 4 | 2 | 3 | 5- | 1 | 1
PG&E GBA | Tesla | 115 | LDES |  |  | 0 | 0 | 0 | 0 | 0 | 0 | 0 | 0 | 0 | 1 | 1 | 1 | 1 | [14 empty] | 2 | 1 | 2 | 1 | 2 | 1 | 1 | 0
PG&E GBA | Tesla | 230 | LDES |  |  | 0 | 0 | 0 | 0 | 0 | 0 | 0 | 0 | 0 | 5 | 5 | 1 | 1 | 4 | [13 empty] | 2 | 1 | 2 | 1 | 2 | 1 | 1 | 0
PG&E GBA | Tesla | 500 | LDES |  |  | 0 | 0 | 0 | 0 | 0 | 0 | 0 | 0 | 0 | 1 | 1 | 1 | 1 | 5 | [13 empty] | 2 | 1 | 2 | 1 | 2 | 1 | 1 | 0
PG&E KERN | Tevis | 115 | LDES |  |  | 0 | 0 | 0 | 0 | 0 | 0 | 0 | 0 | 0 | 5 | 5 | 5 | 4 | 4 | [13 empty] | 1 | 1 | 2 | 1 | 2 | 1 | 1 | 0
EOP | Thousandaire | 138 | LDES |  |  | 0 | 0 | 0 | 0 | 0 | 0 | 0 | 0 | 0 | 5 | 2 | 4 | 2 | [14 empty] | 2 | 2 | 4 | 1 | 3 | 1 | 1 | 0
PG&E KERN | Topaz | 230 | LDES |  |  | 170 | 0 | 170 | 0 | 0 | 0 | 170 | 0 | 170 | 5 | 5 | 5 | 4 | [14 empty] | 1 | 1 | 3 | 1 | 2 | 5- | 1 | 1
SCE NOL | Tortilla | 115 | LDES |  |  | 0 | 0 | 0 | 0 | 0 | 0 | 0 | 0 | 0 | 3 | 3 | 1 | 1 | [14 empty] | 2 | 1 | 4 | 1 | 2 | 1 | 1 | 0
SDGE | Trabuco | 138 | LDES |  |  | 0 | 0 | 0 | 0 | 0 | 0 | 0 | 0 | 0 | 1 | 1 | 1 | 1 | [14 empty] | 1 | 1 | 1 | 1 | 2 | 1 | 1 | 0
PG&E GBA | Tracy | 115 | LDES |  |  | 0 | 0 | 0 | 0 | 0 | 0 | 0 | 0 | 0 | 1 | 1 | 1 | 1 | [14 empty] | 2 | 1 | 3 | 1 | 2 | 1 | 1 | 0
PG&E FRESNO | Tranquility | 230 | LDES |  |  | 0 | 0 | 0 | 0 | 0 | 0 | 0 | 0 | 0 | 5 | 5 | 5 | 2 | 3 | [13 empty] | 1 | 1 | 4 | 2 | 1 | 1 | 1 | 0
PG&E GBA | Trimble | 115 | LDES |  |  | 0 | 0 | 0 | 0 | 0 | 0 | 0 | 0 | 0 | 1 | 1 | 1 | 1 | [14 empty] | 2 | 1 | 3 | 2 | 2 | 1 | 1 | 0
EOP | Trout Canyon | 230 | LDES |  |  | 0 | 0 | 0 | 0 | 0 | 0 | 0 | 0 | 0 | 5 | 2 | 4 | 2 | [14 empty] | 2 | 2 | 4 | 1 | 3 | 1 | 1 | 0
EOP | Trout Canyon | 500 | LDES |  |  | 0 | 0 | 0 | 0 | 0 | 0 | 0 | 0 | 0 | 5 | 2 | 4 | 2 | [14 empty] | 2 | 2 | 4 | 1 | 3 | 1 | 1 | 0
PG&E NGBA | Tulucay | 230 | LDES |  |  | 0 | 0 | 0 | 0 | 0 | 0 | 0 | 0 | 0 | 5 | 5 | 1 | 1 | [14 empty] | 2 | 1 | 3 | 2 | 3 | 1 | 1 | 0
PG&E NGBA | Tulucay | 60 | LDES |  |  | 0 | 0 | 0 | 0 | 0 | 0 | 0 | 0 | 0 | 5 | 5 | 1 | 1 | [14 empty] | 2 | 1 | 3 | 2 | 3 | 1 | 1 | 0
PG&E KERN | Tupman | 115 | LDES |  |  | 0 | 0 | 0 | 0 | 0 | 0 | 0 | 0 | 0 | 5 | 5 | 5 | 4 | [14 empty] | 1 | 1 | 2 | 1 | 1 | 1 | 1 | 0
PG&E NGBA | Ukiah | 115 | LDES |  |  | 0 | 0 | 0 | 0 | 0 | 0 | 0 | 0 | 0 | 5 | 5 | 1 | 1 | [14 empty] | 2 | 2 | 4 | 2 | 3 | 1 | 1 | 0
PG&E KERN | Union (Estrella) | 70 | LDES |  |  | 0 | 0 | 0 | 0 | 0 | 0 | 0 | 0 | 0 | 5 | 2 | 5 | 2 | [14 empty] | 2 | 2 | 4 | 2 | 3 | 1 | 1 | 0
PG&E NGBA | Vaca Dixon | 115 | LDES |  |  | 0 | 0 | 0 | 0 | 0 | 0 | 0 | 0 | 0 | 5 | 5 | 1 | 1 | 4 | [13 empty] | 2 | 1 | 1 | 1 | 3 | 1 | 1 | 0
PG&E NGBA | Vaca Dixon | 230 | LDES |  |  | 0 | 0 | 0 | 0 | 0 | 0 | 0 | 0 | 0 | 5 | 5 | 1 | 1 | [14 empty] | 2 | 1 | 1 | 1 | 3 | 1 | 1 | 0
PG&E NGBA | Vaca Dixon | 500 | LDES |  |  | 0 | 0 | 0 | 0 | 0 | 0 | 0 | 0 | 0 | 5 | 5 | 1 | 1 | [14 empty] | 2 | 1 | 1 | 1 | 3 | 1 | 1 | 0
PG&E NGBA | Vaca Dixon | 60 | LDES |  |  | 0 | 0 | 0 | 0 | 0 | 0 | 0 | 0 | 0 | 5 | 5 | 1 | 1 | [14 empty] | 2 | 1 | 1 | 1 | 3 | 1 | 1 | 0
SCE Eastern | Valley (SCE) | 500 | LDES |  |  | 0 | 0 | 0 | 0 | 0 | 0 | 0 | 0 | 0 | 1 | 1 | 1 | 1 | [14 empty] | 1 | 1 | 2 | 1 | 2 | 1 | 1 | 0
EOP | Valley (VEA) | 138 | LDES |  |  | 0 | 0 | 0 | 0 | 0 | 0 | 0 | 0 | 0 | 5 | 2 | 4 | 2 | [14 empty] | 2 | 2 | 4 | 1 | 3 | 1 | 1 | 0
SDGE | Valley Center | 69 | LDES |  |  | 0 | 0 | 0 | 0 | 0 | 0 | 0 | 0 | 0 | 1 | 1 | 1 | 1 | [14 empty] | 2 | 1 | 4 | 1 | 3 | 1 | 1 | 0
PG&E GBA | Valley Home | 115 | LDES |  |  | 0 | 0 | 0 | 0 | 0 | 0 | 0 | 0 | 0 | 1 | 1 | 1 | 1 | [14 empty] | 1 | 1 | 4 | 2 | 1 | 1 | 1 | 0
PG&E GBA | Valley Springs | 230 | LDES |  |  | 0 | 0 | 0 | 0 | 0 | 0 | 0 | 0 | 0 | 1 | 1 | 1 | 1 | [14 empty] | 2 | 1 | 4 | 1 | 3 | 1 | 1 | 0
PG&E GBA | Valley Springs | 60 | LDES |  |  | 0 | 0 | 0 | 0 | 0 | 0 | 0 | 0 | 0 | 1 | 1 | 1 | 1 | [14 empty] | 2 | 1 | 4 | 1 | 3 | 1 | 1 | 0
EOP | Valley Switch | 138 | LDES |  |  | 0 | 0 | 0 | 0 | 0 | 0 | 0 | 0 | 0 | 5 | 2 | 4 | 2 | [14 empty] | 2 | 2 | 4 | 1 | 3 | 1 | 1 | 0
EOP | Valley Switch | 230 | LDES |  |  | 0 | 0 | 0 | 0 | 0 | 0 | 0 | 0 | 0 | 5 | 2 | 4 | 2 | [14 empty] | 2 | 2 | 4 | 1 | 3 | 1 | 1 | 0
PG&E GBA | Vasco | 230 | LDES |  |  | 0 | 0 | 0 | 0 | 0 | 0 | 0 | 0 | 0 | 5 | 5 | 1 | 1 | [14 empty] | 2 | 1 | 3 | 1 | 3 | 1 | 1 | 0
PG&E GBA | Vasona | 230 | LDES |  |  | 0 | 0 | 0 | 0 | 0 | 0 | 0 | 0 | 0 | 1 | 1 | 1 | 1 | [14 empty] | 2 | 1 | 4 | 2 | 3 | 1 | 1 | 0
SCE Northern | Vestal | 230 | LDES |  |  | 0 | 0 | 0 | 0 | 0 | 0 | 0 | 0 | 0 | 1 | 1 | 1 | 1 | [14 empty] | 1 | 1 | 4 | 1 | 1 | 1 | 1 | 0
SCE Northern | Vestal | 66 | LDES |  |  | 0 | 0 | 0 | 0 | 0 | 0 | 0 | 0 | 0 | 1 | 1 | 1 | 1 | [14 empty] | 1 | 1 | 4 | 1 | 1 | 1 | 1 | 0
SCE NOL | Victor | 115 | LDES |  |  | 0 | 0 | 0 | 0 | 0 | 0 | 0 | 0 | 0 | 1 | 1 | 1 | 1 | 3 | [13 empty] | 2 | 1 | 3 | 1 | 2 | 1 | 1 | 0
SCE NOL | Victor | 230 | LDES |  |  | 0 | 0 | 0 | 0 | 0 | 0 | 0 | 0 | 0 | 1 | 1 | 1 | 1 | 4 | [13 empty] | 2 | 1 | 3 | 1 | 2 | 1 | 1 | 0
SCE Metro | Viejo | 230 | LDES |  |  | 0 | 0 | 0 | 0 | 0 | 0 | 0 | 0 | 0 | 1 | 1 | 1 | 1 | [14 empty] | 1 | 1 | 3 | 1 | 2 | 1 | 1 | 0
PG&E GBA | Vierra | 115 | LDES |  |  | 0 | 0 | 0 | 0 | 0 | 0 | 0 | 0 | 0 | 1 | 1 | 1 | 1 | [14 empty] | 1 | 1 | 1 | 2 | 1 | 1 | 1 | 0
SCE Metro | Villa Park | 230 | LDES |  |  | 0 | 0 | 0 | 0 | 0 | 0 | 0 | 0 | 0 | 1 | 1 | 1 | 1 | [14 empty] | 1 | 1 | 2 | 1 | 2 | 1 | 1 | 0
SCE Northern | Vincent | 230 | LDES |  |  | 200 | 0 | 200 | 0 | 0 | 0 | 200 | 0 | 200 | 1 | 1 | 1 | 1 | 4 | [13 empty] | 2 | 1 | 4 | 1 | 3 | 5- | 1 | 1
SCE Northern | Vincent | 500 | LDES |  |  | 200 | 0 | 200 | 0 | 0 | 0 | 200 | 0 | 200 | 1 | 1 | 1 | 1 | 5 | [13 empty] | 2 | 1 | 4 | 1 | 3 | 5- | 1 | 1
PG&E GBA | Vineyard | 230 | LDES |  |  | 0 | 0 | 0 | 0 | 0 | 0 | 0 | 0 | 0 | 5 | 5 | 1 | 1 | [14 empty] | 2 | 1 | 2 | 1 | 3 | 1 | 1 | 0
SDGE | Vineyard | 69 | LDES |  |  | 0 | 0 | 0 | 0 | 0 | 0 | 0 | 0 | 0 | 1 | 1 | 1 | 1 | [14 empty] | 2 | 1 | 2 | 1 | 3 | 1 | 1 | 0
SCE Eastern | Vista (SCE) | 230 | LDES |  |  | 0 | 0 | 0 | 0 | 0 | 0 | 0 | 0 | 0 | 1 | 1 | 1 | 1 | [14 empty] | 1 | 1 | 2 | 1 | 1 | 1 | 1 | 0
EOP | Vista (VEA) | 138 | LDES |  |  | 0 | 0 | 0 | 0 | 0 | 0 | 0 | 0 | 0 | 5 | 2 | 4 | 2 | [14 empty] | 2 | 2 | 4 | 1 | 3 | 1 | 1 | 0
EOP | Vista (VEA) | 230 | LDES |  |  | 0 | 0 | 0 | 0 | 0 | 0 | 0 | 0 | 0 | 5 | 2 | 4 | 2 | [14 empty] | 2 | 2 | 4 | 1 | 3 | 1 | 1 | 0
PG&E FRESNO | Wahtoke | 115 | LDES |  |  | 0 | 0 | 0 | 0 | 0 | 0 | 0 | 0 | 0 | 5 | 2 | 5 | 2 | [14 empty] | 1 | 1 | 3 | 2 | 1 | 1 | 1 | 0
SCE Northern | Wakefield | 66 | LDES |  |  | 100 | 0 | 100 | 0 | 0 | 0 | 100 | 0 | 100 | 5 | 2 | 4 | 2 | [14 empty] | 2 | 1 | 4 | 1 | 3 | 5- | 1 | 1
SCE Metro | Walnut | 230 | LDES |  |  | 0 | 0 | 0 | 0 | 0 | 0 | 0 | 0 | 0 | 1 | 1 | 1 | 1 | [14 empty] | 1 | 1 | 1 | 1 | 1 | 1 | 1 | 0
SCE Northern | Warne | 230 | LDES |  |  | 0 | 0 | 0 | 0 | 0 | 0 | 0 | 0 | 0 | 5 | 2 | 4 | 2 | [14 empty] | 1 | 1 | 4 | 1 | 3 | 1 | 1 | 0
PG&E GBA | Warnerville | 230 | LDES |  |  | 0 | 0 | 0 | 0 | 0 | 0 | 0 | 0 | 0 | 5 | 5 | 5 | 2 | [14 empty] | 1 | 1 | 3 | 2 | 2 | 1 | 1 | 0
PG&E FRESNO | Waukena | 115 | LDES |  |  | 0 | 0 | 0 | 0 | 0 | 0 | 0 | 0 | 0 | 5 | 2 | 5 | 2 | [14 empty] | 1 | 1 | 4 | 2 | 1 | 1 | 1 | 0
PG&E GBA | Weber | 230 | LDES |  |  | 0 | 0 | 0 | 0 | 0 | 0 | 0 | 0 | 0 | 1 | 1 | 1 | 1 | [14 empty] | 1 | 1 | 3 | 2 | 1 | 1 | 1 | 0
PG&E GBA | Weber | 60 | LDES |  |  | 0 | 0 | 0 | 0 | 0 | 0 | 0 | 0 | 0 | 1 | 1 | 1 | 1 | 3 | [13 empty] | 1 | 1 | 3 | 2 | 1 | 1 | 1 | 0
PG&E FRESNO | West Fresno | 115 | LDES |  |  | 0 | 0 | 0 | 0 | 0 | 0 | 0 | 0 | 0 | 5 | 5 | 5 | 2 | [14 empty] | 1 | 1 | 2 | 2 | 1 | 1 | 1 | 0
PG&E FRESNO | Westley | 230 | LDES |  |  | 0 | 0 | 0 | 0 | 0 | 0 | 0 | 0 | 0 | 1 | 1 | 1 | 1 | [14 empty] | 1 | 1 | 4 | 2 | 1 | 1 | 1 | 0
PG&E KERN | Westpark | 115 | LDES |  |  | 0 | 0 | 0 | 0 | 0 | 0 | 0 | 0 | 0 | 5 | 2 | 5 | 2 | [14 empty] | 1 | 1 | 3 | 1 | 1 | 1 | 1 | 0
PG&E KERN | Wheeler Ridge | 230 | LDES |  |  | 0 | 0 | 0 | 0 | 0 | 0 | 0 | 0 | 0 | 5 | 5 | 5 | 4 | 1 | [13 empty] | 1 | 1 | 4 | 1 | 1 | 1 | 1 | 0
PG&E KERN | Wheeler Ridge | 115 | LDES |  |  | 0 | 0 | 0 | 0 | 0 | 0 | 0 | 0 | 0 | 5 | 2 | 5 | 2 | 3 | [13 empty] | 1 | 1 | 4 | 1 | 1 | 1 | 1 | 0
PG&E KERN | Wheeler Ridge | 70 | LDES |  |  | 0 | 0 | 0 | 0 | 0 | 0 | 0 | 0 | 0 | 5 | 5 | 5 | 4 | [14 empty] | 1 | 1 | 4 | 1 | 1 | 1 | 1 | 0
SCE Northern | Whirlwind | 230 | LDES |  | Mapped as A-CAES | 300 | 0 | 300 | 0 | 0 | 0 | 300 | 0 | 300 | 1 | 1 | 1 | 1 | 5 | [13 empty] | 2 | 1 | 4 | 1 | 3 | 1 | 1 | 1
SCE Northern | Whirlwind | 500 | LDES |  |  | 0 | 0 | 0 | 0 | 0 | 0 | 0 | 0 | 0 | 1 | 1 | 1 | 1 | 5 | [13 empty] | 2 | 1 | 4 | 1 | 3 | 1 | 1 | 0
PG&E GBA | Whisman | 115 | LDES |  |  | 80 | 0 | 80 | 0 | 0 | 0 | 80 | 0 | 80 | 1 | 1 | 1 | 1 | [14 empty] | 2 | 1 | 2 | 2 | 2 | 5- | 1 | 1
SCE Eastern | Wildlife | 230 | LDES |  |  | 150 | 0 | 150 | 0 | 0 | 0 | 150 | 0 | 150 | 1 | 1 | 1 | 1 | [14 empty] | 1 | 1 | 1 | 1 | 1 | 5- | 1 | 1
PG&E FRESNO | Wilson | 115 | LDES |  |  | 0 | 0 | 0 | 0 | 0 | 0 | 0 | 0 | 0 | 5 | 5 | 5 | 2 | 4 | [13 empty] | 1 | 1 | 4 | 2 | 1 | 1 | 1 | 0
PG&E FRESNO | Wilson | 230 | LDES |  |  | 0 | 0 | 0 | 0 | 0 | 0 | 0 | 0 | 0 | 5 | 5 | 5 | 4 | [14 empty] | 1 | 1 | 4 | 2 | 1 | 1 | 1 | 0
SCE Northern | Windhub | 230 | LDES |  |  | 0 | 0 | 0 | 0 | 0 | 0 | 0 | 0 | 0 | 1 | 1 | 1 | 1 | 4 | [13 empty] | 2 | 1 | 4 | 1 | 2 | 1 | 1 | 0
SCE Northern | Windhub | 500 | LDES |  |  | 480 | 0 | 480 | 0 | 0 | 0 | 480 | 0 | 480 | 1 | 1 | 1 | 1 | 5 | [13 empty] | 2 | 1 | 4 | 1 | 2 | 5- | 1 | 1
PG&E GBA | Windmaster | 230 | LDES |  |  | 0 | 0 | 0 | 0 | 0 | 0 | 0 | 0 | 0 | 5 | 5 | 1 | 1 | [14 empty] | 2 | 1 | 2 | 1 | 2 | 1 | 1 | 0
PG&E NGBA | Windsor | 60 | LDES |  |  | 0 | 0 | 0 | 0 | 0 | 0 | 0 | 0 | 0 | 5 | 5 | 1 | 1 | [14 empty] | 1 | 1 | 2 | 1 | 2 | 1 | 1 | 0
PG&E NGBA | Woodland | 115 | LDES |  |  | 0 | 0 | 0 | 0 | 0 | 0 | 0 | 0 | 0 | 5 | 5 | 1 | 1 | [14 empty] | 2 | 1 | 4 | 2 | 3 | 1 | 1 | 0
PG&E FRESNO | Woodward | 115 | LDES |  |  | 0 | 0 | 0 | 0 | 0 | 0 | 0 | 0 | 0 | 5 | 2 | 5 | 2 | [14 empty] | 1 | 1 | 2 | 2 | 2 | 1 | 1 | 0
PG&E NGBA | Wyandotte | 115 | LDES |  |  | 0 | 0 | 0 | 0 | 0 | 0 | 0 | 0 | 0 | 5 | 5 | 1 | 1 | [14 empty] | 2 | 1 | 2 | 2 | 2 | 1 | 1 | 0
PG&E KERN | 7th Standard | 115 | OOS_Wind |  |  | 0 | 0 | 0 | 0 | 0 | 0 | 0 | 0 | 0 | 5 | 5 | 5 | 4 | [19 empty] | 1 | 1 | 0
SCE Metro | Alamitos | 230 | OOS_Wind |  |  | 0 | 0 | 0 | 0 | 0 | 0 | 0 | 0 | 0 | 1 | 1 | 1 | 1 | [19 empty] | 1 | 1 | 0
SCE Eastern | Alberhill | 115 | OOS_Wind |  |  | 0 | 0 | 0 | 0 | 0 | 0 | 0 | 0 | 0 | 1 | 1 | 1 | 1 | [19 empty] | 1 | 1 | 0
SCE Eastern | Alberhill | 500 | OOS_Wind |  |  | 0 | 0 | 0 | 0 | 0 | 0 | 0 | 0 | 0 | 1 | 1 | 1 | 1 | [19 empty] | 1 | 1 | 0
PG&E GBA | Alhambra | 115 | OOS_Wind |  |  | 0 | 0 | 0 | 0 | 0 | 0 | 0 | 0 | 0 | 5 | 5 | 1 | 1 | [19 empty] | 1 | 1 | 0
PG&E FRESNO | Alpaugh | 115 | OOS_Wind |  |  | 0 | 0 | 0 | 0 | 0 | 0 | 0 | 0 | 0 | 5 | 5 | 5 | 4 | 3 | [18 empty] | 1 | 1 | 0
PG&E GBA | Altamont Midway (Sandhill) | 230 | OOS_Wind |  |  | 0 | 0 | 0 | 0 | 0 | 0 | 0 | 0 | 0 | 5 | 5 | 1 | 1 | [19 empty] | 1 | 1 | 0
SCE Northern | Antelope | 230 | OOS_Wind |  |  | 0 | 0 | 0 | 0 | 0 | 0 | 0 | 0 | 0 | 1 | 1 | 1 | 1 | 4 | [18 empty] | 1+ | 1 | 1
SCE Northern | Antelope | 500 | OOS_Wind |  |  | 0 | 0 | 0 | 0 | 0 | 0 | 0 | 0 | 0 | 1 | 1 | 1 | 1 | [19 empty] | 1 | 1 | 0
PG&E KERN | Arco | 230 | OOS_Wind |  |  | 0 | 0 | 0 | 0 | 0 | 0 | 0 | 0 | 0 | 5 | 5 | 5 | 4 | 3 | [18 empty] | 1 | 1 | 0
SCE Metro | ArcoGen | 230 | OOS_Wind |  |  | 0 | 0 | 0 | 0 | 0 | 0 | 0 | 0 | 0 | 1 | 1 | 1 | 1 | [19 empty] | 1 | 1 | 0
SDGE | Artesian | 230 | OOS_Wind |  |  | 0 | 0 | 0 | 0 | 0 | 0 | 0 | 0 | 0 | 1 | 1 | 1 | 1 | [19 empty] | 1 | 1 | 0
PG&E FRESNO | Ashlan | 230 | OOS_Wind |  |  | 0 | 0 | 0 | 0 | 0 | 0 | 0 | 0 | 0 | 5 | 2 | 5 | 2 | [19 empty] | 1 | 1 | 0
PG&E NGBA | Atlantic | 115 | OOS_Wind |  |  | 0 | 0 | 0 | 0 | 0 | 0 | 0 | 0 | 0 | 5 | 5 | 1 | 1 | [19 empty] | 1 | 1 | 0
PG&E NGBA | Atlantic | 230 | OOS_Wind |  |  | 0 | 0 | 0 | 0 | 0 | 0 | 0 | 0 | 0 | 5 | 5 | 1 | 1 | [19 empty] | 1 | 1 | 0
PG&E FRESNO | Atwater | 115 | OOS_Wind |  |  | 0 | 0 | 0 | 0 | 0 | 0 | 0 | 0 | 0 | 5 | 2 | 5 | 2 | [19 empty] | 1 | 1 | 0
PG&E GBA | Avena | 115 | OOS_Wind |  |  | 0 | 0 | 0 | 0 | 0 | 0 | 0 | 0 | 0 | 1 | 1 | 1 | 1 | [19 empty] | 1 | 1 | 0
PG&E NGBA | Bahia | 230 | OOS_Wind |  |  | 0 | 0 | 0 | 0 | 0 | 0 | 0 | 0 | 0 | 5 | 5 | 1 | 1 | [19 empty] | 1 | 1 | 0
SCE Northern | Bailey | 230 | OOS_Wind |  |  | 0 | 0 | 0 | 0 | 0 | 0 | 0 | 0 | 0 | 5 | 2 | 4 | 2 | [19 empty] | 1 | 1 | 0
SCE NOL | Baker | 115 | OOS_Wind |  |  | 0 | 0 | 0 | 0 | 0 | 0 | 0 | 0 | 0 | 3 | 3 | 1 | 1 | [19 empty] | 1 | 1 | 0
PG&E KERN | Bakersfield | 230 | OOS_Wind |  |  | 0 | 0 | 0 | 0 | 0 | 0 | 0 | 0 | 0 | 5 | 5 | 5 | 4 | [19 empty] | 1 | 1 | 0
PG&E FRESNO | Balch | 230 | OOS_Wind |  |  | 0 | 0 | 0 | 0 | 0 | 0 | 0 | 0 | 0 | 5 | 5 | 5 | 2 | [19 empty] | 1 | 1 | 0
SCE Eastern | Bannister | 230 | OOS_Wind |  |  | 0 | 0 | 0 | 0 | 0 | 0 | 0 | 0 | 0 | 5 | 2 | 1 | 1 | [19 empty] | 1 | 1 | 0
SCE Metro | Barre | 230 | OOS_Wind |  |  | 0 | 0 | 0 | 0 | 0 | 0 | 0 | 0 | 0 | 1 | 1 | 1 | 1 | [19 empty] | 1 | 1 | 0
SDGE | Bay Boulevard | 230 | OOS_Wind |  |  | 0 | 0 | 0 | 0 | 0 | 0 | 0 | 0 | 0 | 1 | 1 | 1 | 1 | [19 empty] | 1 | 1 | 0
EOP | Beatty | 138 | OOS_Wind |  |  | 0 | 0 | 0 | 0 | 0 | 0 | 0 | 0 | 0 | 5 | 2 | 4 | 2 | [19 empty] | 1 | 1 | 0
EOP | Beatty | 230 | OOS_Wind |  |  | 0 | 0 | 0 | 0 | 0 | 0 | 0 | 0 | 0 | 5 | 2 | 4 | 2 | [19 empty] | 1 | 1 | 0
PG&E NGBA | Belden | 230 | OOS_Wind |  |  | 0 | 0 | 0 | 0 | 0 | 0 | 0 | 0 | 0 | 5 | 5 | 1 | 1 | [19 empty] | 1 | 1 | 0
PG&E NGBA | Bell | 115 | OOS_Wind |  |  | 0 | 0 | 0 | 0 | 0 | 0 | 0 | 0 | 0 | 5 | 5 | 1 | 1 | [19 empty] | 1 | 1 | 0
PG&E NGBA | Bellevue | 115 | OOS_Wind |  |  | 0 | 0 | 0 | 0 | 0 | 0 | 0 | 0 | 0 | 5 | 5 | 1 | 1 | [19 empty] | 1 | 1 | 0
PG&E GBA | Bellota | 115 | OOS_Wind |  |  | 0 | 0 | 0 | 0 | 0 | 0 | 0 | 0 | 0 | 1 | 1 | 1 | 1 | 3 | [18 empty] | 1 | 1 | 0
PG&E GBA | Bellota | 230 | OOS_Wind |  |  | 0 | 0 | 0 | 0 | 0 | 0 | 0 | 0 | 0 | 1 | 1 | 1 | 1 | 3 | [18 empty] | 1+ | 1 | 1
SCE Northern | Big Creek | 230 | OOS_Wind |  |  | 0 | 0 | 0 | 0 | 0 | 0 | 0 | 0 | 0 | 1 | 1 | 1 | 1 | [19 empty] | 1 | 1 | 0
PG&E GBA | Birds Landing | 230 | OOS_Wind |  |  | 0 | 0 | 0 | 0 | 0 | 0 | 0 | 0 | 0 | 5 | 5 | 1 | 1 | 3 | [18 empty] | 1 | 1 | 0
SCE Eastern | Blythe | 161 | OOS_Wind |  |  | 0 | 0 | 0 | 0 | 0 | 0 | 0 | 0 | 0 | 5 | 2 | 1 | 1 | 3 | [18 empty] | 1 | 1 | 0
PG&E NGBA | Bogue | 115 | OOS_Wind |  |  | 0 | 0 | 0 | 0 | 0 | 0 | 0 | 0 | 0 | 5 | 5 | 1 | 1 | [19 empty] | 1 | 1 | 0
PG&E FRESNO | Borden | 230 | OOS_Wind |  |  | 0 | 0 | 0 | 0 | 0 | 0 | 0 | 0 | 0 | 5 | 5 | 5 | 4 | 1 | [18 empty] | 1 | 1 | 0
SDGE | Boulevard East | 138 | OOS_Wind |  |  | 0 | 0 | 0 | 0 | 0 | 0 | 0 | 0 | 0 | 1 | 1 | 1 | 1 | 1 | [18 empty] | 1 | 1 | 0
PG&E GBA | Brentwood | 230 | OOS_Wind |  |  | 0 | 0 | 0 | 0 | 0 | 0 | 0 | 0 | 0 | 5 | 5 | 1 | 1 | [19 empty] | 1 | 1 | 0
PG&E NGBA | Bridgeville | 115 | OOS_Wind |  |  | 0 | 0 | 0 | 0 | 0 | 0 | 0 | 0 | 0 | 5 | 5 | 1 | 1 | [19 empty] | 1 | 1 | 0
PG&E NGBA | Brighton | 115 | OOS_Wind |  |  | 0 | 0 | 0 | 0 | 0 | 0 | 0 | 0 | 0 | 5 | 5 | 1 | 1 | [19 empty] | 1 | 1 | 0
PG&E NGBA | Brighton | 230 | OOS_Wind |  |  | 0 | 0 | 0 | 0 | 0 | 0 | 0 | 0 | 0 | 5 | 5 | 1 | 1 | [19 empty] | 1 | 1 | 0
PG&E NGBA | Brunswick | 115 | OOS_Wind |  |  | 0 | 0 | 0 | 0 | 0 | 0 | 0 | 0 | 0 | 5 | 5 | 1 | 1 | [19 empty] | 1 | 1 | 0
PG&E NGBA | Bucks Creek | 230 | OOS_Wind |  |  | 0 | 0 | 0 | 0 | 0 | 0 | 0 | 0 | 0 | 5 | 5 | 1 | 1 | [19 empty] | 1 | 1 | 0
PG&E KERN | Buena Vista | 230 | OOS_Wind |  |  | 0 | 0 | 0 | 0 | 0 | 0 | 0 | 0 | 0 | 5 | 5 | 5 | 4 | [19 empty] | 1 | 1 | 0
PG&E FRESNO | Bullard | 115 | OOS_Wind |  |  | 0 | 0 | 0 | 0 | 0 | 0 | 0 | 0 | 0 | 5 | 5 | 5 | 4 | [19 empty] | 1 | 1 | 0
PG&E GBA | Burlingame | 115 | OOS_Wind |  |  | 0 | 0 | 0 | 0 | 0 | 0 | 0 | 0 | 0 | 5 | 5 | 1 | 1 | [19 empty] | 1 | 1 | 0
PG&E NGBA | Burney Forest | 230 | OOS_Wind |  |  | 0 | 0 | 0 | 0 | 0 | 0 | 0 | 0 | 0 | 5 | 5 | 3 | 2 | [19 empty] | 1 | 1 | 0
PG&E NGBA | Butte | 115 | OOS_Wind |  |  | 0 | 0 | 0 | 0 | 0 | 0 | 0 | 0 | 0 | 5 | 5 | 1 | 1 | [19 empty] | 1 | 1 | 0
PG&E KERN | Cabrillo | 115 | OOS_Wind |  |  | 0 | 0 | 0 | 0 | 0 | 0 | 0 | 0 | 0 | 5 | 2 | 5 | 2 | [19 empty] | 1 | 1 | 0
PG&E FRESNO | Cal Flats | 230 | OOS_Wind |  |  | 0 | 0 | 0 | 0 | 0 | 0 | 0 | 0 | 0 | 5 | 5 | 5 | 4 | [19 empty] | 1 | 1 | 0
SCE NOL | Calcite | 230 | OOS_Wind |  |  | 0 | 0 | 0 | 0 | 0 | 0 | 0 | 0 | 0 | 1 | 1 | 1 | 1 | 3 | [18 empty] | 1+ | 1 | 1
PG&E KERN | Caliente | 230 | OOS_Wind |  |  | 0 | 0 | 0 | 0 | 0 | 0 | 0 | 0 | 0 | 5 | 5 | 5 | 4 | 1 | [18 empty] | 1 | 1 | 0
PG&E FRESNO | California Ave | 115 | OOS_Wind |  |  | 0 | 0 | 0 | 0 | 0 | 0 | 0 | 0 | 0 | 5 | 2 | 5 | 2 | [19 empty] | 1 | 1 | 0
PG&E KERN | Callender | 115 | OOS_Wind |  |  | 0 | 0 | 0 | 0 | 0 | 0 | 0 | 0 | 0 | 5 | 5 | 5 | 4 | [19 empty] | 1 | 1 | 0
PG&E NGBA | Calpella | 115 | OOS_Wind |  |  | 0 | 0 | 0 | 0 | 0 | 0 | 0 | 0 | 0 | 5 | 5 | 1 | 1 | [19 empty] | 1 | 1 | 0
PG&E GBA | Camanche | 230 | OOS_Wind |  |  | 0 | 0 | 0 | 0 | 0 | 0 | 0 | 0 | 0 | 1 | 1 | 1 | 1 | [19 empty] | 1 | 1 | 0
PG&E FRESNO | Cantua | 115 | OOS_Wind |  |  | 0 | 0 | 0 | 0 | 0 | 0 | 0 | 0 | 0 | 5 | 2 | 5 | 2 | [19 empty] | 1 | 1 | 0
SDGE | Capistrano | 138 | OOS_Wind |  |  | 0 | 0 | 0 | 0 | 0 | 0 | 0 | 0 | 0 | 1 | 1 | 1 | 1 | [19 empty] | 1 | 1 | 0
SDGE | Capistrano | 230 | OOS_Wind |  |  | 0 | 0 | 0 | 0 | 0 | 0 | 0 | 0 | 0 | 1 | 1 | 1 | 1 | [19 empty] | 1 | 1 | 0
PG&E NGBA | Carberry | 230 | OOS_Wind |  |  | 0 | 0 | 0 | 0 | 0 | 0 | 0 | 0 | 0 | 5 | 5 | 3 | 2 | [19 empty] | 1 | 1 | 0
PG&E NGBA | Caribou | 115 | OOS_Wind |  |  | 0 | 0 | 0 | 0 | 0 | 0 | 0 | 0 | 0 | 5 | 5 | 1 | 1 | [19 empty] | 1 | 1 | 0
PG&E NGBA | Caribou | 230 | OOS_Wind |  |  | 0 | 0 | 0 | 0 | 0 | 0 | 0 | 0 | 0 | 5 | 5 | 1 | 1 | [19 empty] | 1 | 1 | 0
EOP | Carpenter Canyon (fka Gamebird) | 138 | OOS_Wind |  |  | 0 | 0 | 0 | 0 | 0 | 0 | 0 | 0 | 0 | 5 | 2 | 4 | 2 | [19 empty] | 1 | 1 | 0
EOP | Carpenter Canyon (fka Gamebird) | 230 | OOS_Wind |  |  | 0 | 0 | 0 | 0 | 0 | 0 | 0 | 0 | 0 | 5 | 2 | 4 | 2 | [19 empty] | 1 | 1 | 0
PG&E NGBA | Carquinez | 115 | OOS_Wind |  |  | 0 | 0 | 0 | 0 | 0 | 0 | 0 | 0 | 0 | 5 | 5 | 1 | 1 | [19 empty] | 1 | 1 | 0
SDGE | Carrizo Gorge | 138 | OOS_Wind |  |  | 0 | 0 | 0 | 0 | 0 | 0 | 0 | 0 | 0 | 1 | 1 | 1 | 1 | [19 empty] | 1 | 1 | 0
PG&E KERN | Carrizo Plains | 115 | OOS_Wind |  |  | 0 | 0 | 0 | 0 | 0 | 0 | 0 | 0 | 0 | 5 | 5 | 5 | 4 | [19 empty] | 1 | 1 | 0
PG&E KERN | Casaloma | 230 | OOS_Wind |  |  | 0 | 0 | 0 | 0 | 0 | 0 | 0 | 0 | 0 | 5 | 2 | 5 | 2 | [19 empty] | 1 | 1 | 0
PG&E GBA | Castro Valley | 230 | OOS_Wind |  |  | 0 | 0 | 0 | 0 | 0 | 0 | 0 | 0 | 0 | 5 | 5 | 1 | 1 | [19 empty] | 1 | 1 | 0
PG&E GBA | Cayetano | 230 | OOS_Wind |  |  | 0 | 0 | 0 | 0 | 0 | 0 | 0 | 0 | 0 | 5 | 5 | 1 | 1 | [19 empty] | 1 | 1 | 0
SCE Metro | Center | 230 | OOS_Wind |  |  | 0 | 0 | 0 | 0 | 0 | 0 | 0 | 0 | 0 | 1 | 1 | 1 | 1 | [19 empty] | 1 | 1 | 0
PG&E KERN | Charca | 115 | OOS_Wind |  |  | 0 | 0 | 0 | 0 | 0 | 0 | 0 | 0 | 0 | 5 | 2 | 5 | 2 | [19 empty] | 1 | 1 | 0
EOP | Charleston | 138 | OOS_Wind |  |  | 0 | 0 | 0 | 0 | 0 | 0 | 0 | 0 | 0 | 5 | 2 | 4 | 2 | [19 empty] | 1 | 1 | 0
SCE Metro | Chevmain | 230 | OOS_Wind |  |  | 0 | 0 | 0 | 0 | 0 | 0 | 0 | 0 | 0 | 1 | 1 | 1 | 1 | [19 empty] | 1 | 1 | 0
SDGE | Chicarita | 138 | OOS_Wind |  |  | 0 | 0 | 0 | 0 | 0 | 0 | 0 | 0 | 0 | 1 | 1 | 1 | 1 | [19 empty] | 1 | 1 | 0
SCE Metro | Chino | 230 | OOS_Wind |  |  | 0 | 0 | 0 | 0 | 0 | 0 | 0 | 0 | 0 | 1 | 1 | 1 | 1 | [19 empty] | 1+ | 1 | 1
PG&E FRESNO | Chowchilla | 115 | OOS_Wind |  |  | 0 | 0 | 0 | 0 | 0 | 0 | 0 | 0 | 0 | 5 | 5 | 5 | 2 | [19 empty] | 1 | 1 | 0
PG&E GBA | Christie | 115 | OOS_Wind |  |  | 0 | 0 | 0 | 0 | 0 | 0 | 0 | 0 | 0 | 5 | 5 | 1 | 1 | [19 empty] | 1 | 1 | 0
SCE Eastern | Cielo Azul | 500 | OOS_Wind |  |  | 0 | 0 | 0 | 0 | 0 | 0 | 0 | 0 | 0 | 5 | 4 | 4 | 2 | [19 empty] | 1+ | 1 | 1
PG&E GBA | Clayton | 115 | OOS_Wind |  |  | 0 | 0 | 0 | 0 | 0 | 0 | 0 | 0 | 0 | 5 | 5 | 1 | 1 | [19 empty] | 1 | 1 | 0
PG&E NGBA | Cloverdale | 115 | OOS_Wind |  |  | 0 | 0 | 0 | 0 | 0 | 0 | 0 | 0 | 0 | 5 | 5 | 1 | 1 | [19 empty] | 1 | 1 | 0
PG&E FRESNO | Clovis | 115 | OOS_Wind |  |  | 0 | 0 | 0 | 0 | 0 | 0 | 0 | 0 | 0 | 5 | 2 | 5 | 2 | [19 empty] | 1 | 1 | 0
PG&E GBA | Coburn | 230 | OOS_Wind |  |  | 0 | 0 | 0 | 0 | 0 | 0 | 0 | 0 | 0 | 5 | 2 | 5 | 2 | [19 empty] | 1 | 1 | 0
PG&E NGBA | Colgate | 230 | OOS_Wind |  |  | 0 | 0 | 0 | 0 | 0 | 0 | 0 | 0 | 0 | 5 | 5 | 1 | 1 | [19 empty] | 1 | 1 | 0
PG&E GBA | Collierville | 230 | OOS_Wind |  |  | 0 | 0 | 0 | 0 | 0 | 0 | 0 | 0 | 0 | 1 | 1 | 1 | 1 | [19 empty] | 1 | 1 | 0
PG&E GBA | Collinsville | 230 | OOS_Wind |  |  | 0 | 0 | 0 | 0 | 0 | 0 | 0 | 0 | 0 | 5 | 5 | 1 | 1 | [19 empty] | 1 | 1 | 0
PG&E GBA | Collinsville | 500 | OOS_Wind |  |  | 0 | 0 | 0 | 0 | 0 | 0 | 0 | 0 | 0 | 5 | 5 | 1 | 1 | [19 empty] | 1 | 1 | 0
SCE Eastern | Colorado River | 230 | OOS_Wind |  |  | 0 | 0 | 0 | 0 | 0 | 0 | 0 | 0 | 0 | 4 | 4 | 1 | 1 | 4 | [18 empty] | 1 | 1 | 0
SCE Eastern | Colorado River | 500 | OOS_Wind |  |  | 0 | 0 | 0 | 0 | 0 | 0 | 0 | 0 | 0 | 4 | 4 | 1 | 1 | 2 | [18 empty] | 1 | 1 | 0
PG&E KERN | Columbus | 115 | OOS_Wind |  |  | 0 | 0 | 0 | 0 | 0 | 0 | 0 | 0 | 0 | 5 | 5 | 5 | 4 | [19 empty] | 1 | 1 | 0
PG&E GBA | Contra Costa | 115 | OOS_Wind |  |  | 0 | 0 | 0 | 0 | 0 | 0 | 0 | 0 | 0 | 5 | 5 | 1 | 1 | [19 empty] | 1 | 1 | 0
PG&E GBA | Contra Costa | 230 | OOS_Wind |  |  | 0 | 0 | 0 | 0 | 0 | 0 | 0 | 0 | 0 | 5 | 5 | 1 | 1 | [19 empty] | 1 | 1 | 0
PG&E GBA | Contra Costa PP | 230 | OOS_Wind |  |  | 0 | 0 | 0 | 0 | 0 | 0 | 0 | 0 | 0 | 5 | 5 | 1 | 1 | [19 empty] | 1 | 1 | 0
SCE NOL | Control | 115 | OOS_Wind |  |  | 0 | 0 | 0 | 0 | 0 | 0 | 0 | 0 | 0 | 5 | 3 | 1 | 1 | [19 empty] | 1 | 1 | 0
PG&E GBA | Cooley Landing | 115 | OOS_Wind |  |  | 0 | 0 | 0 | 0 | 0 | 0 | 0 | 0 | 0 | 5 | 5 | 1 | 1 | [19 empty] | 1 | 1 | 0
SCE NOL | Coolwater | 230 | OOS_Wind |  |  | 0 | 0 | 0 | 0 | 0 | 0 | 0 | 0 | 0 | 3 | 3 | 1 | 1 | [19 empty] | 1 | 1 | 0
SCE NOL | Coolwater | 115 | OOS_Wind |  |  | 0 | 0 | 0 | 0 | 0 | 0 | 0 | 0 | 0 | 3 | 3 | 1 | 1 | 3 | [18 empty] | 1 | 1 | 0
PG&E FRESNO | Corcoran | 115 | OOS_Wind |  |  | 0 | 0 | 0 | 0 | 0 | 0 | 0 | 0 | 0 | 5 | 5 | 5 | 4 | [19 empty] | 1 | 1 | 0
PG&E NGBA | Corona | 115 | OOS_Wind |  |  | 0 | 0 | 0 | 0 | 0 | 0 | 0 | 0 | 0 | 5 | 5 | 1 | 1 | [19 empty] | 1 | 1 | 0
PG&E NGBA | Cortina | 230 | OOS_Wind |  |  | 0 | 0 | 0 | 0 | 0 | 0 | 0 | 0 | 0 | 5 | 5 | 1 | 1 | 3 | [18 empty] | 1 | 1 | 0
PG&E NGBA | Cortina | 115 | OOS_Wind |  |  | 0 | 0 | 0 | 0 | 0 | 0 | 0 | 0 | 0 | 5 | 5 | 1 | 1 | 1 | [18 empty] | 1 | 1 | 0
PG&E GBA | Cottle | 230 | OOS_Wind |  |  | 0 | 0 | 0 | 0 | 0 | 0 | 0 | 0 | 0 | 5 | 5 | 5 | 2 | 3 | [18 empty] | 1 | 1 | 0
PG&E NGBA | Cottonwood | 115 | OOS_Wind |  |  | 0 | 0 | 0 | 0 | 0 | 0 | 0 | 0 | 0 | 5 | 5 | 1 | 1 | [19 empty] | 1 | 1 | 0
PG&E NGBA | Cottonwood | 230 | OOS_Wind |  |  | 0 | 0 | 0 | 0 | 0 | 0 | 0 | 0 | 0 | 5 | 5 | 1 | 1 | [19 empty] | 1 | 1 | 0
PG&E NGBA | Cove Road | 230 | OOS_Wind |  |  | 0 | 0 | 0 | 0 | 0 | 0 | 0 | 0 | 0 | 5 | 5 | 1 | 1 | [19 empty] | 1 | 1 | 0
PG&E GBA | Coyote | 230 | OOS_Wind |  |  | 0 | 0 | 0 | 0 | 0 | 0 | 0 | 0 | 0 | 1 | 1 | 1 | 1 | [19 empty] | 1 | 1 | 0
PG&E GBA | Crazy Horse Canyon | 115 | OOS_Wind |  |  | 0 | 0 | 0 | 0 | 0 | 0 | 0 | 0 | 0 | 1 | 1 | 1 | 1 | [19 empty] | 1 | 1 | 0
PG&E FRESNO | Cressey | 115 | OOS_Wind |  |  | 0 | 0 | 0 | 0 | 0 | 0 | 0 | 0 | 0 | 5 | 2 | 5 | 2 | [19 empty] | 1 | 1 | 0
PG&E NGBA | Cresta | 230 | OOS_Wind |  |  | 0 | 0 | 0 | 0 | 0 | 0 | 0 | 0 | 0 | 5 | 5 | 1 | 1 | [19 empty] | 1 | 1 | 0
PG&E GBA | Curtis | 115 | OOS_Wind |  |  | 0 | 0 | 0 | 0 | 0 | 0 | 0 | 0 | 0 | 1 | 1 | 1 | 1 | [19 empty] | 1 | 1 | 0
PG&E FRESNO | Dairyland | 115 | OOS_Wind |  |  | 0 | 0 | 0 | 0 | 0 | 0 | 0 | 0 | 0 | 5 | 2 | 5 | 2 | [19 empty] | 1 | 1 | 0
PG&E NGBA | Davis | 115 | OOS_Wind |  |  | 0 | 0 | 0 | 0 | 0 | 0 | 0 | 0 | 0 | 5 | 5 | 1 | 1 | 3 | [18 empty] | 1 | 1 | 0
SCE Metro | Del Amo | 500 | OOS_Wind |  |  | 0 | 0 | 0 | 0 | 0 | 0 | 0 | 0 | 0 | 1 | 1 | 1 | 1 | [19 empty] | 1 | 1 | 0
SCE Metro | Del Amo | 230 | OOS_Wind |  |  | 0 | 0 | 0 | 0 | 0 | 0 | 0 | 0 | 0 | 1 | 1 | 1 | 1 | [19 empty] | 1 | 1 | 0
SCE Eastern | Delaney | 500 | OOS_Wind |  |  | 0 | 0 | 0 | 0 | 0 | 0 | 0 | 0 | 0 | 5 | 4 | 4 | 2 | [19 empty] | 1 | 1 | 0
PG&E NGBA | Delevan | 230 | OOS_Wind |  |  | 0 | 0 | 0 | 0 | 0 | 0 | 0 | 0 | 0 | 5 | 5 | 1 | 1 | 3 | [18 empty] | 1+ | 1 | 1
PG&E GBA | Delta PP | 230 | OOS_Wind |  |  | 0 | 0 | 0 | 0 | 0 | 0 | 0 | 0 | 0 | 5 | 5 | 1 | 1 | [19 empty] | 1 | 1 | 0
EOP | Desert View | 230 | OOS_Wind |  |  | 0 | 0 | 0 | 0 | 0 | 0 | 0 | 0 | 0 | 5 | 2 | 4 | 2 | [19 empty] | 1 | 1 | 0
SCE Eastern | Devers | 230 | OOS_Wind |  |  | 0 | 0 | 0 | 0 | 0 | 0 | 0 | 0 | 0 | 1 | 1 | 1 | 1 | 5 | [18 empty] | 1 | 1 | 0
SCE Eastern | Devers | 500 | OOS_Wind |  |  | 0 | 0 | 0 | 0 | 0 | 0 | 0 | 0 | 0 | 1 | 1 | 1 | 1 | [19 empty] | 1+ | 1 | 1
PG&E KERN | Diablo Canyon | 230 | OOS_Wind |  |  | 0 | 0 | 0 | 0 | 0 | 0 | 0 | 0 | 0 | 5 | 2 | 5 | 2 | 3 | [18 empty] | 1 | 1 | 0
PG&E KERN | Diablo Canyon | 500 | OOS_Wind |  |  | 0 | 0 | 0 | 0 | 0 | 0 | 0 | 0 | 0 | 5 | 5 | 4 | 4 | 5 | [18 empty] | 1 | 1 | 0
PG&E KERN | Divide | 115 | OOS_Wind |  |  | 0 | 0 | 0 | 0 | 0 | 0 | 0 | 0 | 0 | 5 | 2 | 5 | 2 | [19 empty] | 1 | 1 | 0
PG&E GBA | Dixon Landing | 115 | OOS_Wind |  |  | 0 | 0 | 0 | 0 | 0 | 0 | 0 | 0 | 0 | 1 | 1 | 1 | 1 | [19 empty] | 1 | 1 | 0
PG&E FRESNO | Dos Amigos | 230 | OOS_Wind |  |  | 0 | 0 | 0 | 0 | 0 | 0 | 0 | 0 | 0 | 5 | 2 | 5 | 2 | [19 empty] | 1 | 1 | 0
PG&E NGBA | Drum | 115 | OOS_Wind |  |  | 0 | 0 | 0 | 0 | 0 | 0 | 0 | 0 | 0 | 5 | 5 | 1 | 1 | [19 empty] | 1 | 1 | 0
PG&E GBA | Dumbarton | 115 | OOS_Wind |  |  | 0 | 0 | 0 | 0 | 0 | 0 | 0 | 0 | 0 | 5 | 5 | 1 | 1 | [19 empty] | 1 | 1 | 0
SCE NOL | Dunn Siding | 115 | OOS_Wind |  |  | 0 | 0 | 0 | 0 | 0 | 0 | 0 | 0 | 0 | 3 | 3 | 1 | 1 | [19 empty] | 1 | 1 | 0
SCE Eastern | Eagle Mountain | 230 | OOS_Wind |  |  | 0 | 0 | 0 | 0 | 0 | 0 | 0 | 0 | 0 | 5 | 2 | 1 | 1 | [19 empty] | 1 | 1 | 0
PG&E NGBA | Eagle Rock (PGE) | 115 | OOS_Wind |  |  | 0 | 0 | 0 | 0 | 0 | 0 | 0 | 0 | 0 | 5 | 5 | 1 | 1 | 3 | [18 empty] | 1 | 1 | 0
SCE Metro | Eagle Rock (SCE) | 230 | OOS_Wind |  |  | 0 | 0 | 0 | 0 | 0 | 0 | 0 | 0 | 0 | 1 | 1 | 1 | 1 | [19 empty] | 1 | 1 | 0
PG&E NGBA | East Marysville | 115 | OOS_Wind |  |  | 0 | 0 | 0 | 0 | 0 | 0 | 0 | 0 | 0 | 5 | 5 | 1 | 1 | [19 empty] | 1 | 1 | 0
PG&E NGBA | East Nicolaus | 115 | OOS_Wind |  |  | 0 | 0 | 0 | 0 | 0 | 0 | 0 | 0 | 0 | 5 | 5 | 1 | 1 | [19 empty] | 1 | 1 | 0
PG&E GBA | Eastshore | 115 | OOS_Wind |  |  | 0 | 0 | 0 | 0 | 0 | 0 | 0 | 0 | 0 | 5 | 5 | 1 | 1 | 4 | [18 empty] | 1 | 1 | 0
PG&E GBA | Eastshore | 230 | OOS_Wind |  |  | 0 | 0 | 0 | 0 | 0 | 0 | 0 | 0 | 0 | 5 | 5 | 1 | 1 | [19 empty] | 1 | 1 | 0
SDGE | ECO | 138 | OOS_Wind |  |  | 0 | 0 | 0 | 0 | 0 | 0 | 0 | 0 | 0 | 1 | 1 | 1 | 1 | 3 | [18 empty] | 1 | 1 | 0
SDGE | ECO | 230 | OOS_Wind |  |  | 0 | 0 | 0 | 0 | 0 | 0 | 0 | 0 | 0 | 1 | 1 | 1 | 1 | [19 empty] | 1 | 1 | 0
SDGE | ECO | 500 | OOS_Wind |  |  | 0 | 0 | 0 | 0 | 0 | 0 | 0 | 0 | 0 | 1 | 1 | 1 | 1 | [19 empty] | 1 | 1 | 0
PG&E GBA | Edenvale | 115 | OOS_Wind |  |  | 0 | 0 | 0 | 0 | 0 | 0 | 0 | 0 | 0 | 1 | 1 | 1 | 1 | [19 empty] | 1 | 1 | 0
PG&E GBA | Edes | 115 | OOS_Wind |  |  | 0 | 0 | 0 | 0 | 0 | 0 | 0 | 0 | 0 | 5 | 5 | 1 | 1 | [19 empty] | 1 | 1 | 0
PG&E GBA | Eight Mile | 230 | OOS_Wind |  |  | 0 | 0 | 0 | 0 | 0 | 0 | 0 | 0 | 0 | 5 | 5 | 1 | 1 | [19 empty] | 1 | 1 | 0
SCE Eastern | El Casco | 230 | OOS_Wind |  |  | 0 | 0 | 0 | 0 | 0 | 0 | 0 | 0 | 0 | 1 | 1 | 1 | 1 | [19 empty] | 1 | 1 | 0
PG&E GBA | El Cerrito G | 115 | OOS_Wind |  |  | 0 | 0 | 0 | 0 | 0 | 0 | 0 | 0 | 0 | 5 | 5 | 1 | 1 | [19 empty] | 1 | 1 | 0
PG&E NGBA | El Dorado PH | 115 | OOS_Wind |  |  | 0 | 0 | 0 | 0 | 0 | 0 | 0 | 0 | 0 | 5 | 5 | 1 | 1 | [19 empty] | 1 | 1 | 0
PG&E FRESNO | El Nido (PGE) | 115 | OOS_Wind |  |  | 0 | 0 | 0 | 0 | 0 | 0 | 0 | 0 | 0 | 5 | 5 | 5 | 2 | [19 empty] | 1 | 1 | 0
SCE Metro | El Nido (SCE) | 230 | OOS_Wind |  |  | 0 | 0 | 0 | 0 | 0 | 0 | 0 | 0 | 0 | 1 | 1 | 1 | 1 | [19 empty] | 1 | 1 | 0
PG&E GBA | El Patio | 115 | OOS_Wind |  |  | 0 | 0 | 0 | 0 | 0 | 0 | 0 | 0 | 0 | 1 | 1 | 1 | 1 | [19 empty] | 1 | 1 | 0
SCE Metro | El Segundo | 230 | OOS_Wind |  |  | 0 | 0 | 0 | 0 | 0 | 0 | 0 | 0 | 0 | 1 | 1 | 1 | 1 | [19 empty] | 1 | 1 | 0
EOP | Eldorado | 230 | OOS_Wind | YES | SW_ExtTx_Wind | 0 | 0 | 0 | 0 | 0 | 0 | 0 | 0 | 0 | 5 | 2 | 4 | 2 | 4 | [18 empty] | 1 | 1 | 0
EOP | Eldorado | 500 | OOS_Wind | YES | Wyoming Wind | 3000 | 0 | 3000 | 0 | 0 | 0 | 3000 | 0 | 3000 | 5 | 2 | 4 | 2 | 5 | [18 empty] | 5- | 1 | 1
PG&E KERN | Elk Hills | 230 | OOS_Wind |  |  | 0 | 0 | 0 | 0 | 0 | 0 | 0 | 0 | 0 | 5 | 5 | 5 | 4 | [19 empty] | 1 | 1 | 0
SCE Metro | Ellis | 230 | OOS_Wind |  |  | 0 | 0 | 0 | 0 | 0 | 0 | 0 | 0 | 0 | 1 | 1 | 1 | 1 | [19 empty] | 1 | 1 | 0
SDGE | Encina | 138 | OOS_Wind |  |  | 0 | 0 | 0 | 0 | 0 | 0 | 0 | 0 | 0 | 1 | 1 | 1 | 1 | 3 | [18 empty] | 1 | 1 | 0
SDGE | Encina | 230 | OOS_Wind |  |  | 0 | 0 | 0 | 0 | 0 | 0 | 0 | 0 | 0 | 1 | 1 | 1 | 1 | [19 empty] | 1 | 1 | 0
SDGE | Escondido | 230 | OOS_Wind |  |  | 0 | 0 | 0 | 0 | 0 | 0 | 0 | 0 | 0 | 1 | 1 | 1 | 1 | [19 empty] | 1 | 1 | 0
PG&E KERN | Estrella | 230 | OOS_Wind |  |  | 0 | 0 | 0 | 0 | 0 | 0 | 0 | 0 | 0 | 5 | 2 | 5 | 2 | [19 empty] | 1 | 1 | 0
SCE Eastern | Etiwanda | 230 | OOS_Wind |  |  | 0 | 0 | 0 | 0 | 0 | 0 | 0 | 0 | 0 | 1 | 1 | 1 | 1 | 5 | [18 empty] | 1+ | 1 | 1
PG&E GBA | Evergreen | 115 | OOS_Wind |  |  | 0 | 0 | 0 | 0 | 0 | 0 | 0 | 0 | 0 | 1 | 1 | 1 | 1 | [19 empty] | 1 | 1 | 0
PG&E FRESNO | Excelsior | 115 | OOS_Wind |  |  | 0 | 0 | 0 | 0 | 0 | 0 | 0 | 0 | 0 | 5 | 2 | 5 | 2 | 1 | [18 empty] | 1 | 1 | 0
PG&E FRESNO | Exchequer | 115 | OOS_Wind |  |  | 0 | 0 | 0 | 0 | 0 | 0 | 0 | 0 | 0 | 5 | 5 | 5 | 2 | [19 empty] | 1 | 1 | 0
PG&E KERN | Fairway | 115 | OOS_Wind |  |  | 0 | 0 | 0 | 0 | 0 | 0 | 0 | 0 | 0 | 5 | 2 | 5 | 2 | [19 empty] | 1 | 1 | 0
PG&E KERN | Famoso | 115 | OOS_Wind |  |  | 0 | 0 | 0 | 0 | 0 | 0 | 0 | 0 | 0 | 5 | 2 | 5 | 2 | [19 empty] | 1 | 1 | 0
PG&E NGBA | Fern Road | 500 | OOS_Wind |  |  | 0 | 0 | 0 | 0 | 0 | 0 | 0 | 0 | 0 | 5 | 5 | 1 | 1 | [19 empty] | 1 | 1 | 0
PG&E GBA | Fibreboard (SPI Sonora) | 115 | OOS_Wind |  |  | 0 | 0 | 0 | 0 | 0 | 0 | 0 | 0 | 0 | 1 | 1 | 1 | 1 | [19 empty] | 1 | 1 | 0
PG&E FRESNO | Figarden | 230 | OOS_Wind |  |  | 0 | 0 | 0 | 0 | 0 | 0 | 0 | 0 | 0 | 5 | 2 | 5 | 2 | [19 empty] | 1 | 1 | 0
PG&E FRESNO | Fink | 230 | OOS_Wind |  |  | 0 | 0 | 0 | 0 | 0 | 0 | 0 | 0 | 0 | 1 | 1 | 1 | 1 | [19 empty] | 1 | 1 | 0
PG&E GBA | FMC | 115 | OOS_Wind |  |  | 0 | 0 | 0 | 0 | 0 | 0 | 0 | 0 | 0 | 1 | 1 | 1 | 1 | [19 empty] | 1 | 1 | 0
PG&E GBA | Fremont | 115 | OOS_Wind |  |  | 0 | 0 | 0 | 0 | 0 | 0 | 0 | 0 | 0 | 1 | 1 | 1 | 1 | [19 empty] | 1 | 1 | 0
PG&E GBA | Frogtown | 115 | OOS_Wind |  |  | 0 | 0 | 0 | 0 | 0 | 0 | 0 | 0 | 0 | 1 | 1 | 1 | 1 | [19 empty] | 1 | 1 | 0
PG&E NGBA | Fulton | 115 | OOS_Wind |  |  | 0 | 0 | 0 | 0 | 0 | 0 | 0 | 0 | 0 | 5 | 5 | 1 | 1 | 1 | [18 empty] | 1 | 1 | 0
PG&E NGBA | Fulton | 230 | OOS_Wind |  |  | 0 | 0 | 0 | 0 | 0 | 0 | 0 | 0 | 0 | 5 | 5 | 1 | 1 | [19 empty] | 1 | 1 | 0
PG&E KERN | Ganso | 115 | OOS_Wind |  |  | 0 | 0 | 0 | 0 | 0 | 0 | 0 | 0 | 0 | 5 | 2 | 5 | 2 | [19 empty] | 1 | 1 | 0
PG&E FRESNO | Gates | 230 | OOS_Wind |  |  | 0 | 0 | 0 | 0 | 0 | 0 | 0 | 0 | 0 | 5 | 5 | 5 | 4 | 4 | [18 empty] | 1 | 1 | 0
PG&E FRESNO | Gates | 500 | OOS_Wind |  |  | 0 | 0 | 0 | 0 | 0 | 0 | 0 | 0 | 0 | 5 | 5 | 5 | 4 | 5 | [18 empty] | 1 | 1 | 0
PG&E NGBA | Geysers 12 | 230 | OOS_Wind |  |  | 0 | 0 | 0 | 0 | 0 | 0 | 0 | 0 | 0 | 5 | 5 | 1 | 1 | [19 empty] | 1 | 1 | 0
PG&E NGBA | Geysers 17 | 230 | OOS_Wind |  |  | 0 | 0 | 0 | 0 | 0 | 0 | 0 | 0 | 0 | 5 | 5 | 1 | 1 | [19 empty] | 1 | 1 | 0
PG&E NGBA | Geysers 3 | 115 | OOS_Wind |  |  | 0 | 0 | 0 | 0 | 0 | 0 | 0 | 0 | 0 | 5 | 5 | 1 | 1 | [19 empty] | 1 | 1 | 0
PG&E NGBA | Glenn | 230 | OOS_Wind |  |  | 0 | 0 | 0 | 0 | 0 | 0 | 0 | 0 | 0 | 5 | 5 | 1 | 1 | 3 | [18 empty] | 1+ | 1 | 1
PG&E NGBA | Gold Hill | 115 | OOS_Wind |  |  | 0 | 0 | 0 | 0 | 0 | 0 | 0 | 0 | 0 | 5 | 5 | 1 | 1 | [19 empty] | 1 | 1 | 0
PG&E NGBA | Gold Hill | 230 | OOS_Wind |  |  | 0 | 0 | 0 | 0 | 0 | 0 | 0 | 0 | 0 | 5 | 5 | 1 | 1 | [19 empty] | 1 | 1 | 0
SCE Northern | Goleta | 230 | OOS_Wind |  |  | 0 | 0 | 0 | 0 | 0 | 0 | 0 | 0 | 0 | 5 | 2 | 4 | 2 | [19 empty] | 1 | 1 | 0
SCE Metro | Goodrich | 230 | OOS_Wind |  |  | 0 | 0 | 0 | 0 | 0 | 0 | 0 | 0 | 0 | 1 | 1 | 1 | 1 | [19 empty] | 1 | 1 | 0
PG&E KERN | Goose Lake | 115 | OOS_Wind |  |  | 0 | 0 | 0 | 0 | 0 | 0 | 0 | 0 | 0 | 5 | 2 | 5 | 2 | [19 empty] | 1 | 1 | 0
SCE Metro | Gould | 230 | OOS_Wind |  |  | 0 | 0 | 0 | 0 | 0 | 0 | 0 | 0 | 0 | 1 | 1 | 1 | 1 | [19 empty] | 1 | 1 | 0
PG&E NGBA | Grand Island | 115 | OOS_Wind |  |  | 0 | 0 | 0 | 0 | 0 | 0 | 0 | 0 | 0 | 5 | 5 | 1 | 1 | [19 empty] | 1 | 1 | 0
PG&E GBA | Grant | 115 | OOS_Wind |  |  | 0 | 0 | 0 | 0 | 0 | 0 | 0 | 0 | 0 | 5 | 5 | 1 | 1 | [19 empty] | 1 | 1 | 0
PG&E GBA | Green Valley | 115 | OOS_Wind |  |  | 0 | 0 | 0 | 0 | 0 | 0 | 0 | 0 | 0 | 1 | 1 | 1 | 1 | 1 | [18 empty] | 1 | 1 | 0
PG&E NGBA | Greenleaf 1 | 115 | OOS_Wind |  |  | 0 | 0 | 0 | 0 | 0 | 0 | 0 | 0 | 0 | 5 | 5 | 1 | 1 | [19 empty] | 1 | 1 | 0
PG&E FRESNO | Gregg | 230 | OOS_Wind |  |  | 0 | 0 | 0 | 0 | 0 | 0 | 0 | 0 | 0 | 5 | 5 | 5 | 2 | [19 empty] | 1 | 1 | 0
PG&E FRESNO | Grimmway-Malaga | 115 | OOS_Wind |  |  | 0 | 0 | 0 | 0 | 0 | 0 | 0 | 0 | 0 | 5 | 5 | 5 | 2 | [19 empty] | 1 | 1 | 0
PG&E NGBA | Grizzly | 230 | OOS_Wind |  |  | 0 | 0 | 0 | 0 | 0 | 0 | 0 | 0 | 0 | 5 | 5 | 1 | 1 | [19 empty] | 1 | 1 | 0
PG&E FRESNO | GWF Hanford | 115 | OOS_Wind |  |  | 0 | 0 | 0 | 0 | 0 | 0 | 0 | 0 | 0 | 5 | 5 | 5 | 2 | [19 empty] | 1 | 1 | 0
PG&E FRESNO | Haas | 230 | OOS_Wind |  |  | 0 | 0 | 0 | 0 | 0 | 0 | 0 | 0 | 0 | 5 | 5 | 5 | 2 | [19 empty] | 1 | 1 | 0
PG&E FRESNO | Hammonds | 115 | OOS_Wind |  |  | 0 | 0 | 0 | 0 | 0 | 0 | 0 | 0 | 0 | 5 | 2 | 5 | 2 | [19 empty] | 1 | 1 | 0
SCE Metro | HarborGen | 230 | OOS_Wind |  |  | 0 | 0 | 0 | 0 | 0 | 0 | 0 | 0 | 0 | 1 | 1 | 1 | 1 | [19 empty] | 1 | 1 | 0
EOP | Harry Allen | 500 | OOS_Wind | YES | Idaho Windo | 1100 | 0 | 1100 | 0 | 0 | 0 | 1100 | 0 | 1100 | 5 | 2 | 4 | 2 | [19 empty] | 5- | 1 | 1
SCE NOL | Harvard | 115 | OOS_Wind |  |  | 0 | 0 | 0 | 0 | 0 | 0 | 0 | 0 | 0 | 3 | 3 | 1 | 1 | [19 empty] | 1 | 1 | 0
SDGE | Hassayampa | 500 | OOS_Wind |  |  | 0 | 0 | 0 | 0 | 0 | 0 | 0 | 0 | 0 | 5 | 4 | 4 | 2 | [19 empty] | 1+ | 1 | 1
PG&E FRESNO | Helm | 230 | OOS_Wind |  |  | 0 | 0 | 0 | 0 | 0 | 0 | 0 | 0 | 0 | 5 | 5 | 5 | 2 | 3 | [18 empty] | 1 | 1 | 0
PG&E FRESNO | Henrietta | 115 | OOS_Wind |  |  | 0 | 0 | 0 | 0 | 0 | 0 | 0 | 0 | 0 | 5 | 2 | 5 | 2 | 3 | [18 empty] | 1 | 1 | 0
PG&E FRESNO | Henrietta | 230 | OOS_Wind |  |  | 0 | 0 | 0 | 0 | 0 | 0 | 0 | 0 | 0 | 5 | 2 | 5 | 2 | 3 | [18 empty] | 1+ | 1 | 1
PG&E FRESNO | Herndon | 115 | OOS_Wind |  |  | 0 | 0 | 0 | 0 | 0 | 0 | 0 | 0 | 0 | 5 | 2 | 5 | 2 | [19 empty] | 1 | 1 | 0
PG&E FRESNO | Herndon | 230 | OOS_Wind |  |  | 0 | 0 | 0 | 0 | 0 | 0 | 0 | 0 | 0 | 5 | 2 | 5 | 2 | [19 empty] | 1 | 1 | 0
PG&E GBA | Hicks | 230 | OOS_Wind |  |  | 0 | 0 | 0 | 0 | 0 | 0 | 0 | 0 | 0 | 1 | 1 | 1 | 1 | [19 empty] | 1 | 1 | 0
PG&E NGBA | Higgins | 115 | OOS_Wind |  |  | 0 | 0 | 0 | 0 | 0 | 0 | 0 | 0 | 0 | 5 | 5 | 1 | 1 | [19 empty] | 1 | 1 | 0
PG&E NGBA | Hilltop | 345 | OOS_Wind |  |  | 0 | 0 | 0 | 0 | 0 | 0 | 0 | 0 | 0 | 5 | 5 | 1 | 1 | [19 empty] | 1 | 1 | 0
SCE Metro | Hinson | 230 | OOS_Wind |  |  | 0 | 0 | 0 | 0 | 0 | 0 | 0 | 0 | 0 | 1 | 1 | 1 | 1 | [19 empty] | 1 | 1 | 0
PG&E GBA | Hollister | 115 | OOS_Wind |  |  | 0 | 0 | 0 | 0 | 0 | 0 | 0 | 0 | 0 | 1 | 1 | 1 | 1 | 3 | [18 empty] | 1 | 1 | 0
PG&E NGBA | Homestake | 115 | OOS_Wind |  |  | 0 | 0 | 0 | 0 | 0 | 0 | 0 | 0 | 0 | 5 | 5 | 1 | 1 | [19 empty] | 1 | 1 | 0
PG&E NGBA | Honcut | 115 | OOS_Wind |  |  | 0 | 0 | 0 | 0 | 0 | 0 | 0 | 0 | 0 | 5 | 5 | 1 | 1 | [19 empty] | 1 | 1 | 0
SDGE | Hoodoo Wash | 500 | OOS_Wind |  |  | 0 | 0 | 0 | 0 | 0 | 0 | 0 | 0 | 0 | 5 | 2 | 4 | 2 | [19 empty] | 1 | 1 | 0
PG&E NGBA | Hopland | 115 | OOS_Wind |  |  | 0 | 0 | 0 | 0 | 0 | 0 | 0 | 0 | 0 | 5 | 5 | 1 | 1 | [19 empty] | 1 | 1 | 0
PG&E NGBA | Humboldt | 115 | OOS_Wind |  |  | 0 | 0 | 0 | 0 | 0 | 0 | 0 | 0 | 0 | 5 | 5 | 1 | 1 | 3 | [18 empty] | 1 | 1 | 0
PG&E NGBA | Humboldt | 500 | OOS_Wind |  |  | 0 | 0 | 0 | 0 | 0 | 0 | 0 | 0 | 0 | 5 | 5 | 1 | 1 | [19 empty] | 1 | 1 | 0
SCE Metro | Huntington Beach | 230 | OOS_Wind |  |  | 0 | 0 | 0 | 0 | 0 | 0 | 0 | 0 | 0 | 1 | 1 | 1 | 1 | [19 empty] | 1 | 1 | 0
PG&E NGBA | Ignacio | 115 | OOS_Wind |  |  | 0 | 0 | 0 | 0 | 0 | 0 | 0 | 0 | 0 | 5 | 5 | 1 | 1 | 3 | [18 empty] | 1 | 1 | 0
PG&E NGBA | Ignacio | 230 | OOS_Wind |  |  | 0 | 0 | 0 | 0 | 0 | 0 | 0 | 0 | 0 | 5 | 5 | 1 | 1 | 3 | [18 empty] | 1 | 1 | 0
SDGE | Imperial Valley | 230 | OOS_Wind |  |  | 0 | 0 | 0 | 0 | 0 | 0 | 0 | 0 | 0 | 1 | 1 | 1 | 1 | 4 | [18 empty] | 1+ | 1 | 1
SDGE | Imperial Valley | 500 | OOS_Wind |  |  | 0 | 0 | 0 | 0 | 0 | 0 | 0 | 0 | 0 | 1 | 1 | 1 | 1 | 5 | [18 empty] | 1 | 1 | 0
EOP | Innovation | 138 | OOS_Wind |  |  | 0 | 0 | 0 | 0 | 0 | 0 | 0 | 0 | 0 | 5 | 2 | 4 | 2 | [19 empty] | 1 | 1 | 0
EOP | Innovation | 230 | OOS_Wind |  |  | 0 | 0 | 0 | 0 | 0 | 0 | 0 | 0 | 0 | 5 | 2 | 4 | 2 | [19 empty] | 1 | 1 | 0
SCE NOL | Inyokern | 115 | OOS_Wind |  |  | 0 | 0 | 0 | 0 | 0 | 0 | 0 | 0 | 0 | 3 | 3 | 1 | 1 | [19 empty] | 1 | 1 | 0
EOP | IS Tap | 138 | OOS_Wind |  |  | 0 | 0 | 0 | 0 | 0 | 0 | 0 | 0 | 0 | 5 | 2 | 4 | 2 | [19 empty] | 1 | 1 | 0
EOP | Ivanpah | 115 | OOS_Wind |  |  | 0 | 0 | 0 | 0 | 0 | 0 | 0 | 0 | 0 | 5 | 2 | 4 | 2 | [19 empty] | 1 | 1 | 0
EOP | Ivanpah | 230 | OOS_Wind |  |  | 0 | 0 | 0 | 0 | 0 | 0 | 0 | 0 | 0 | 5 | 2 | 4 | 2 | [19 empty] | 1 | 1 | 0
EOP | Jackass (DOE) | 138 | OOS_Wind |  |  | 0 | 0 | 0 | 0 | 0 | 0 | 0 | 0 | 0 | 5 | 2 | 4 | 2 | [19 empty] | 1 | 1 | 0
PG&E NGBA | James B Black | 230 | OOS_Wind |  |  | 0 | 0 | 0 | 0 | 0 | 0 | 0 | 0 | 0 | 5 | 5 | 1 | 1 | [19 empty] | 1 | 1 | 0
PG&E GBA | Jefferson | 230 | OOS_Wind |  |  | 0 | 0 | 0 | 0 | 0 | 0 | 0 | 0 | 0 | 1 | 1 | 1 | 1 | [19 empty] | 1 | 1 | 0
PG&E NGBA | Jessup | 115 | OOS_Wind |  |  | 0 | 0 | 0 | 0 | 0 | 0 | 0 | 0 | 0 | 5 | 5 | 1 | 1 | [19 empty] | 1 | 1 | 0
SCE Metro | Johanna | 230 | OOS_Wind |  |  | 0 | 0 | 0 | 0 | 0 | 0 | 0 | 0 | 0 | 1 | 1 | 1 | 1 | [19 empty] | 1 | 1 | 0
SCE Eastern | Julian Hinds | 230 | OOS_Wind |  |  | 0 | 0 | 0 | 0 | 0 | 0 | 0 | 0 | 0 | 5 | 2 | 1 | 1 | [19 empty] | 1 | 1 | 0
PG&E GBA | Kasson | 115 | OOS_Wind |  |  | 0 | 0 | 0 | 0 | 0 | 0 | 0 | 0 | 0 | 1 | 1 | 1 | 1 | [19 empty] | 1+ | 1 | 1
PG&E FRESNO | Kearney | 230 | OOS_Wind |  |  | 0 | 0 | 0 | 0 | 0 | 0 | 0 | 0 | 0 | 5 | 5 | 5 | 2 | [19 empty] | 1 | 1 | 0
PG&E GBA | Kelso | 230 | OOS_Wind |  |  | 0 | 0 | 0 | 0 | 0 | 0 | 0 | 0 | 0 | 5 | 5 | 1 | 1 | [19 empty] | 1 | 1 | 0
PG&E FRESNO | Kerchoff 1 | 115 | OOS_Wind |  |  | 0 | 0 | 0 | 0 | 0 | 0 | 0 | 0 | 0 | 5 | 5 | 5 | 2 | [19 empty] | 1 | 1 | 0
PG&E KERN | Kern Oil | 115 | OOS_Wind |  |  | 0 | 0 | 0 | 0 | 0 | 0 | 0 | 0 | 0 | 5 | 5 | 5 | 4 | [19 empty] | 1 | 1 | 0
PG&E KERN | Kern PP | 115 | OOS_Wind |  |  | 0 | 0 | 0 | 0 | 0 | 0 | 0 | 0 | 0 | 5 | 5 | 5 | 4 | [19 empty] | 1 | 1 | 0
PG&E KERN | Kern PP | 230 | OOS_Wind |  |  | 0 | 0 | 0 | 0 | 0 | 0 | 0 | 0 | 0 | 5 | 5 | 5 | 4 | [19 empty] | 1 | 1 | 0
PG&E KERN | Kernridge | 115 | OOS_Wind |  |  | 0 | 0 | 0 | 0 | 0 | 0 | 0 | 0 | 0 | 5 | 5 | 5 | 4 | [19 empty] | 1 | 1 | 0
PG&E FRESNO | Kingsburg | 115 | OOS_Wind |  |  | 0 | 0 | 0 | 0 | 0 | 0 | 0 | 0 | 0 | 5 | 5 | 5 | 4 | [19 empty] | 1 | 1 | 0
PG&E GBA | Kirker | 115 | OOS_Wind |  |  | 0 | 0 | 0 | 0 | 0 | 0 | 0 | 0 | 0 | 5 | 5 | 1 | 1 | [19 empty] | 1 | 1 | 0
PG&E NGBA | Knights Landing | 115 | OOS_Wind |  |  | 0 | 0 | 0 | 0 | 0 | 0 | 0 | 0 | 0 | 5 | 5 | 1 | 1 | [19 empty] | 1 | 1 | 0
SCE NOL | Kramer | 115 | OOS_Wind |  |  | 0 | 0 | 0 | 0 | 0 | 0 | 0 | 0 | 0 | 3 | 3 | 1 | 1 | 3 | [18 empty] | 1 | 1 | 0
SCE NOL | Kramer | 230 | OOS_Wind |  |  | 0 | 0 | 0 | 0 | 0 | 0 | 0 | 0 | 0 | 3 | 3 | 1 | 1 | 4 | [18 empty] | 1 | 1 | 0
SCE Metro | La Cienega | 230 | OOS_Wind |  |  | 0 | 0 | 0 | 0 | 0 | 0 | 0 | 0 | 0 | 1 | 1 | 1 | 1 | [19 empty] | 1 | 1 | 0
SCE Metro | La Fresa | 230 | OOS_Wind |  |  | 0 | 0 | 0 | 0 | 0 | 0 | 0 | 0 | 0 | 1 | 1 | 1 | 1 | [19 empty] | 1 | 1 | 0
SCE Metro | Laguna Bell | 230 | OOS_Wind |  |  | 0 | 0 | 0 | 0 | 0 | 0 | 0 | 0 | 0 | 1 | 1 | 1 | 1 | 5 | [18 empty] | 1+ | 1 | 1
PG&E NGBA | Lakeville | 230 | OOS_Wind |  |  | 0 | 0 | 0 | 0 | 0 | 0 | 0 | 0 | 0 | 5 | 5 | 1 | 1 | 3 | [18 empty] | 1 | 1 | 0
PG&E NGBA | Lakeville | 115 | OOS_Wind |  |  | 0 | 0 | 0 | 0 | 0 | 0 | 0 | 0 | 0 | 5 | 5 | 1 | 1 | 3 | [18 empty] | 1 | 1 | 0
PG&E GBA | Lakewood | 115 | OOS_Wind |  |  | 0 | 0 | 0 | 0 | 0 | 0 | 0 | 0 | 0 | 5 | 5 | 1 | 1 | [19 empty] | 1 | 1 | 0
PG&E NGBA | Lambie | 230 | OOS_Wind |  |  | 0 | 0 | 0 | 0 | 0 | 0 | 0 | 0 | 0 | 5 | 5 | 1 | 1 | [19 empty] | 1 | 1 | 0
PG&E GBA | Lammers | 115 | OOS_Wind |  |  | 0 | 0 | 0 | 0 | 0 | 0 | 0 | 0 | 0 | 1 | 1 | 1 | 1 | 3 | [18 empty] | 1+ | 1 | 1
PG&E KERN | Lamont | 115 | OOS_Wind |  |  | 0 | 0 | 0 | 0 | 0 | 0 | 0 | 0 | 0 | 5 | 5 | 5 | 4 | 3 | [18 empty] | 1 | 1 | 0
PG&E FRESNO | Las Aguilas | 230 | OOS_Wind |  |  | 0 | 0 | 0 | 0 | 0 | 0 | 0 | 0 | 0 | 5 | 2 | 5 | 2 | [19 empty] | 1 | 1 | 0
EOP | Lathrop | 138 | OOS_Wind |  |  | 0 | 0 | 0 | 0 | 0 | 0 | 0 | 0 | 0 | 5 | 2 | 4 | 2 | [19 empty] | 1 | 1 | 0
EOP | Lathrop | 230 | OOS_Wind |  |  | 0 | 0 | 0 | 0 | 0 | 0 | 0 | 0 | 0 | 5 | 2 | 4 | 2 | [19 empty] | 1 | 1 | 0
PG&E FRESNO | Le Grand | 115 | OOS_Wind |  |  | 0 | 0 | 0 | 0 | 0 | 0 | 0 | 0 | 0 | 5 | 5 | 5 | 2 | 3 | [18 empty] | 1+ | 1 | 1
PG&E KERN | Lerdo | 115 | OOS_Wind |  |  | 0 | 0 | 0 | 0 | 0 | 0 | 0 | 0 | 0 | 5 | 5 | 5 | 4 | [19 empty] | 1 | 1 | 0
SCE Metro | Lewis | 230 | OOS_Wind |  |  | 0 | 0 | 0 | 0 | 0 | 0 | 0 | 0 | 0 | 1 | 1 | 1 | 1 | [19 empty] | 1 | 1 | 0
SCE Metro | Lighthipe | 230 | OOS_Wind |  |  | 0 | 0 | 0 | 0 | 0 | 0 | 0 | 0 | 0 | 1 | 1 | 1 | 1 | [19 empty] | 1 | 1 | 0
PG&E NGBA | Lincoln | 115 | OOS_Wind |  |  | 0 | 0 | 0 | 0 | 0 | 0 | 0 | 0 | 0 | 5 | 5 | 1 | 1 | [19 empty] | 1 | 1 | 0
PG&E KERN | Live Oak | 115 | OOS_Wind |  |  | 0 | 0 | 0 | 0 | 0 | 0 | 0 | 0 | 0 | 5 | 5 | 5 | 4 | [19 empty] | 1 | 1 | 0
PG&E GBA | Llagas | 115 | OOS_Wind |  |  | 0 | 0 | 0 | 0 | 0 | 0 | 0 | 0 | 0 | 1 | 1 | 1 | 1 | [19 empty] | 1+ | 1 | 1
PG&E GBA | Lockeford | 115 | OOS_Wind |  |  | 0 | 0 | 0 | 0 | 0 | 0 | 0 | 0 | 0 | 1 | 1 | 1 | 1 | [19 empty] | 1+ | 1 | 1
PG&E GBA | Lockeford | 230 | OOS_Wind |  |  | 0 | 0 | 0 | 0 | 0 | 0 | 0 | 0 | 0 | 5 | 5 | 1 | 1 | [19 empty] | 1 | 1 | 0
PG&E GBA | Lodi | 230 | OOS_Wind |  |  | 0 | 0 | 0 | 0 | 0 | 0 | 0 | 0 | 0 | 5 | 5 | 1 | 1 | [19 empty] | 1 | 1 | 0
PG&E NGBA | Logan Creek | 230 | OOS_Wind |  |  | 0 | 0 | 0 | 0 | 0 | 0 | 0 | 0 | 0 | 5 | 5 | 1 | 1 | [19 empty] | 1 | 1 | 0
PG&E GBA | Lone Tree | 230 | OOS_Wind |  |  | 0 | 0 | 0 | 0 | 0 | 0 | 0 | 0 | 0 | 5 | 5 | 1 | 1 | [19 empty] | 1 | 1 | 0
PG&E FRESNO | Los Banos | 230 | OOS_Wind |  |  | 0 | 0 | 0 | 0 | 0 | 0 | 0 | 0 | 0 | 5 | 2 | 5 | 2 | 3 | [18 empty] | 1 | 1 | 0
PG&E FRESNO | Los Banos | 500 | OOS_Wind |  |  | 0 | 0 | 0 | 0 | 0 | 0 | 0 | 0 | 0 | 1 | 1 | 1 | 1 | 2 | [18 empty] | 1+ | 1 | 1
SDGE | Los Coches | 138 | OOS_Wind |  |  | 0 | 0 | 0 | 0 | 0 | 0 | 0 | 0 | 0 | 1 | 1 | 1 | 1 | [19 empty] | 1 | 1 | 0
PG&E GBA | Los Esteros | 115 | OOS_Wind |  |  | 0 | 0 | 0 | 0 | 0 | 0 | 0 | 0 | 0 | 1 | 1 | 1 | 1 | 4 | [18 empty] | 1+ | 1 | 1
PG&E GBA | Los Esteros | 230 | OOS_Wind |  |  | 0 | 0 | 0 | 0 | 0 | 0 | 0 | 0 | 0 | 1 | 1 | 1 | 1 | [19 empty] | 1 | 1 | 0
PG&E GBA | Los Positas | 230 | OOS_Wind |  |  | 0 | 0 | 0 | 0 | 0 | 0 | 0 | 0 | 0 | 5 | 5 | 1 | 1 | 3 | [18 empty] | 1 | 1 | 0
SCE NOL | Lugo | 230 | OOS_Wind |  |  | 0 | 0 | 0 | 0 | 0 | 0 | 0 | 0 | 0 | 1 | 1 | 1 | 1 | [19 empty] | 1+ | 1 | 1
SCE Metro | Lugo | 500 | OOS_Wind | YES | New Mexico Wind | 0 | 0 | 0 | 0 | 0 | 0 | 0 | 0 | 0 | 1 | 1 | 1 | 1 | 5 | [18 empty] | 1+ | 4 | 1
PG&E NGBA | Madison | 115 | OOS_Wind |  |  | 0 | 0 | 0 | 0 | 0 | 0 | 0 | 0 | 0 | 5 | 5 | 1 | 1 | [19 empty] | 1 | 1 | 0
PG&E KERN | Magunden | 115 | OOS_Wind |  |  | 0 | 0 | 0 | 0 | 0 | 0 | 0 | 0 | 0 | 5 | 5 | 5 | 4 | [19 empty] | 1 | 1 | 0
SCE Northern | Magunden | 230 | OOS_Wind |  |  | 0 | 0 | 0 | 0 | 0 | 0 | 0 | 0 | 0 | 1 | 1 | 1 | 1 | [19 empty] | 1 | 1 | 0
PG&E FRESNO | Malaga | 115 | OOS_Wind |  |  | 0 | 0 | 0 | 0 | 0 | 0 | 0 | 0 | 0 | 5 | 5 | 5 | 4 | [19 empty] | 1 | 1 | 0
PG&E NGBA | Malin | 500 | OOS_Wind |  |  | 0 | 0 | 0 | 0 | 0 | 0 | 0 | 0 | 0 | 5 | 5 | 1 | 1 | [19 empty] | 1 | 1 | 0
SCE Northern | Mandalay | 230 | OOS_Wind |  |  | 0 | 0 | 0 | 0 | 0 | 0 | 0 | 0 | 0 | 5 | 2 | 4 | 2 | [19 empty] | 1 | 1 | 0
PG&E FRESNO | Manning | 230 | OOS_Wind |  |  | 0 | 0 | 0 | 0 | 0 | 0 | 0 | 0 | 0 | 5 | 2 | 5 | 2 | 3 | [18 empty] | 1 | 1 | 0
PG&E FRESNO | Manning | 500 | OOS_Wind |  |  | 0 | 0 | 0 | 0 | 0 | 0 | 0 | 0 | 0 | 1 | 1 | 1 | 1 | 5 | [18 empty] | 1+ | 1 | 1
PG&E GBA | Manteca | 115 | OOS_Wind |  |  | 0 | 0 | 0 | 0 | 0 | 0 | 0 | 0 | 0 | 5 | 5 | 5 | 4 | [19 empty] | 1 | 1 | 0
SDGE | Margarita | 138 | OOS_Wind |  |  | 0 | 0 | 0 | 0 | 0 | 0 | 0 | 0 | 0 | 1 | 1 | 1 | 1 | [19 empty] | 1+ | 1 | 1
PG&E GBA | Martin | 230 | OOS_Wind |  |  | 0 | 0 | 0 | 0 | 0 | 0 | 0 | 0 | 0 | 5 | 5 | 1 | 1 | 3 | [18 empty] | 1 | 1 | 0
PG&E GBA | Martin | 115 | OOS_Wind |  |  | 0 | 0 | 0 | 0 | 0 | 0 | 0 | 0 | 0 | 1 | 1 | 1 | 1 | 4 | [18 empty] | 1 | 1 | 0
PG&E GBA | Martinez | 115 | OOS_Wind |  |  | 0 | 0 | 0 | 0 | 0 | 0 | 0 | 0 | 0 | 5 | 5 | 1 | 1 | [19 empty] | 1 | 1 | 0
PG&E FRESNO | Mc Mullin | 230 | OOS_Wind |  |  | 0 | 0 | 0 | 0 | 0 | 0 | 0 | 0 | 0 | 5 | 5 | 5 | 2 | [19 empty] | 1 | 1 | 0
PG&E FRESNO | McCall | 115 | OOS_Wind |  |  | 0 | 0 | 0 | 0 | 0 | 0 | 0 | 0 | 0 | 5 | 5 | 5 | 2 | [19 empty] | 1 | 1 | 0
PG&E FRESNO | McCall | 230 | OOS_Wind |  |  | 0 | 0 | 0 | 0 | 0 | 0 | 0 | 0 | 0 | 5 | 5 | 5 | 2 | [19 empty] | 1 | 1 | 0
PG&E GBA | Meadow Lane | 115 | OOS_Wind |  |  | 0 | 0 | 0 | 0 | 0 | 0 | 0 | 0 | 0 | 5 | 5 | 1 | 1 | [19 empty] | 1 | 1 | 0
PG&E GBA | Melones | 115 | OOS_Wind |  |  | 0 | 0 | 0 | 0 | 0 | 0 | 0 | 0 | 0 | 1 | 1 | 1 | 1 | [19 empty] | 1 | 1 | 0
PG&E GBA | Melones | 230 | OOS_Wind |  |  | 0 | 0 | 0 | 0 | 0 | 0 | 0 | 0 | 0 | 1 | 1 | 1 | 1 | [19 empty] | 1 | 1 | 0
PG&E NGBA | Mendocino | 115 | OOS_Wind |  |  | 0 | 0 | 0 | 0 | 0 | 0 | 0 | 0 | 0 | 5 | 5 | 1 | 1 | [19 empty] | 1 | 1 | 0
PG&E FRESNO | Mendota | 115 | OOS_Wind |  |  | 0 | 0 | 0 | 0 | 0 | 0 | 0 | 0 | 0 | 5 | 5 | 5 | 2 | 1 | [18 empty] | 1 | 1 | 0
PG&E FRESNO | Merced | 115 | OOS_Wind |  |  | 0 | 0 | 0 | 0 | 0 | 0 | 0 | 0 | 0 | 5 | 5 | 5 | 2 | [19 empty] | 1 | 1 | 0
EOP | Mercury | 138 | OOS_Wind |  |  | 0 | 0 | 0 | 0 | 0 | 0 | 0 | 0 | 0 | 5 | 2 | 4 | 2 | [19 empty] | 1 | 1 | 0
PG&E KERN | Mesa (PGE) | 115 | OOS_Wind |  |  | 0 | 0 | 0 | 0 | 0 | 0 | 0 | 0 | 0 | 5 | 2 | 5 | 2 | [19 empty] | 1 | 1 | 0
PG&E KERN | Mesa (PGE) | 230 | OOS_Wind |  |  | 0 | 0 | 0 | 0 | 0 | 0 | 0 | 0 | 0 | 5 | 5 | 5 | 4 | [19 empty] | 1 | 1 | 0
SCE Metro | Mesa (SCE) | 230 | OOS_Wind |  |  | 0 | 0 | 0 | 0 | 0 | 0 | 0 | 0 | 0 | 1 | 1 | 1 | 1 | [19 empty] | 1 | 1 | 0
SCE Metro | Mesa (SCE) | 500 | OOS_Wind |  |  | 0 | 0 | 0 | 0 | 0 | 0 | 0 | 0 | 0 | 1 | 1 | 1 | 1 | [19 empty] | 1 | 1 | 0
PG&E GBA | Metcalf | 115 | OOS_Wind |  |  | 0 | 0 | 0 | 0 | 0 | 0 | 0 | 0 | 0 | 1 | 1 | 1 | 1 | 4 | [18 empty] | 1 | 1 | 0
PG&E GBA | Metcalf | 230 | OOS_Wind |  |  | 0 | 0 | 0 | 0 | 0 | 0 | 0 | 0 | 0 | 1 | 1 | 1 | 1 | 4 | [18 empty] | 1+ | 1 | 1
PG&E GBA | Metcalf | 500 | OOS_Wind |  |  | 0 | 0 | 0 | 0 | 0 | 0 | 0 | 0 | 0 | 1 | 1 | 1 | 1 | 5 | [18 empty] | 1 | 1 | 0
PG&E KERN | Midway | 115 | OOS_Wind |  |  | 0 | 0 | 0 | 0 | 0 | 0 | 0 | 0 | 0 | 5 | 5 | 5 | 4 | 4 | [18 empty] | 1 | 1 | 0
PG&E KERN | Midway | 230 | OOS_Wind |  |  | 0 | 0 | 0 | 0 | 0 | 0 | 0 | 0 | 0 | 5 | 5 | 5 | 4 | 4 | [18 empty] | 1 | 1 | 0
PG&E KERN | Midway | 500 | OOS_Wind |  |  | 0 | 0 | 0 | 0 | 0 | 0 | 0 | 0 | 0 | 5 | 5 | 4 | 4 | 5 | [18 empty] | 1 | 1 | 0
SDGE | Miguel | 230 | OOS_Wind |  |  | 0 | 0 | 0 | 0 | 0 | 0 | 0 | 0 | 0 | 1 | 1 | 1 | 1 | [19 empty] | 1 | 1 | 0
SDGE | Miguel | 500 | OOS_Wind |  |  | 0 | 0 | 0 | 0 | 0 | 0 | 0 | 0 | 0 | 1 | 1 | 1 | 1 | [19 empty] | 1 | 1 | 0
PG&E GBA | Millbrae | 115 | OOS_Wind |  |  | 0 | 0 | 0 | 0 | 0 | 0 | 0 | 0 | 0 | 1 | 1 | 1 | 1 | [19 empty] | 1 | 1 | 0
PG&E GBA | Miller | 115 | OOS_Wind |  |  | 0 | 0 | 0 | 0 | 0 | 0 | 0 | 0 | 0 | 1 | 1 | 1 | 1 | [19 empty] | 1 | 1 | 0
SCE Metro | Mira Loma | 230 | OOS_Wind |  |  | 0 | 0 | 0 | 0 | 0 | 0 | 0 | 0 | 0 | 1 | 1 | 1 | 1 | 5 | [18 empty] | 1+ | 1 | 1
SCE Metro | Mira Loma | 500 | OOS_Wind |  |  | 0 | 0 | 0 | 0 | 0 | 0 | 0 | 0 | 0 | 1 | 1 | 1 | 1 | 5 | [18 empty] | 1 | 1 | 0
SCE Eastern | Mirage | 115 | OOS_Wind |  |  | 0 | 0 | 0 | 0 | 0 | 0 | 0 | 0 | 0 | 5 | 2 | 1 | 1 | [19 empty] | 1 | 1 | 0
SCE Eastern | Mirage | 230 | OOS_Wind |  |  | 0 | 0 | 0 | 0 | 0 | 0 | 0 | 0 | 0 | 5 | 2 | 1 | 1 | [19 empty] | 1 | 1 | 0
SDGE | Mission | 138 | OOS_Wind |  |  | 0 | 0 | 0 | 0 | 0 | 0 | 0 | 0 | 0 | 1 | 1 | 1 | 1 | [19 empty] | 1 | 1 | 0
SDGE | Mission | 230 | OOS_Wind |  |  | 0 | 0 | 0 | 0 | 0 | 0 | 0 | 0 | 0 | 1 | 1 | 1 | 1 | [19 empty] | 1 | 1 | 0
PG&E GBA | Mi-Wuk | 115 | OOS_Wind |  |  | 0 | 0 | 0 | 0 | 0 | 0 | 0 | 0 | 0 | 1 | 1 | 1 | 1 | [19 empty] | 1 | 1 | 0
EOP | Mohave | 500 | OOS_Wind |  |  | 0 | 0 | 0 | 0 | 0 | 0 | 0 | 0 | 0 | 5 | 2 | 4 | 2 | 5 | [18 empty] | 1+ | 1 | 1
PG&E NGBA | Monroe | 115 | OOS_Wind |  |  | 0 | 0 | 0 | 0 | 0 | 0 | 0 | 0 | 0 | 5 | 5 | 1 | 1 | [19 empty] | 1 | 1 | 0
PG&E GBA | Monta Vista | 115 | OOS_Wind |  |  | 0 | 0 | 0 | 0 | 0 | 0 | 0 | 0 | 0 | 1 | 1 | 1 | 1 | [19 empty] | 1 | 1 | 0
PG&E GBA | Monta Vista | 230 | OOS_Wind |  |  | 0 | 0 | 0 | 0 | 0 | 0 | 0 | 0 | 0 | 1 | 1 | 1 | 1 | [19 empty] | 1 | 1 | 0
PG&E NGBA | Monticello | 115 | OOS_Wind |  |  | 0 | 0 | 0 | 0 | 0 | 0 | 0 | 0 | 0 | 5 | 5 | 1 | 1 | [19 empty] | 1 | 1 | 0
SCE Northern | Moorpark | 230 | OOS_Wind |  |  | 0 | 0 | 0 | 0 | 0 | 0 | 0 | 0 | 0 | 5 | 2 | 4 | 2 | 4 | [18 empty] | 1 | 1 | 0
PG&E GBA | Moraga | 115 | OOS_Wind |  |  | 0 | 0 | 0 | 0 | 0 | 0 | 0 | 0 | 0 | 5 | 5 | 1 | 1 | [19 empty] | 1 | 1 | 0
PG&E GBA | Moraga | 230 | OOS_Wind |  |  | 0 | 0 | 0 | 0 | 0 | 0 | 0 | 0 | 0 | 5 | 5 | 1 | 1 | [19 empty] | 1 | 1 | 0
PG&E GBA | Morgan Hill | 115 | OOS_Wind |  |  | 0 | 0 | 0 | 0 | 0 | 0 | 0 | 0 | 0 | 1 | 1 | 1 | 1 | [19 empty] | 1 | 1 | 0
PG&E KERN | Morro Bay | 115 | OOS_Wind |  |  | 0 | 0 | 0 | 0 | 0 | 0 | 0 | 0 | 0 | 5 | 2 | 5 | 2 | [19 empty] | 1 | 1 | 0
PG&E KERN | Morro Bay | 230 | OOS_Wind |  |  | 0 | 0 | 0 | 0 | 0 | 0 | 0 | 0 | 0 | 5 | 5 | 5 | 4 | [19 empty] | 1 | 1 | 0
PG&E KERN | Morro Bay | 500 | OOS_Wind |  |  | 0 | 0 | 0 | 0 | 0 | 0 | 0 | 0 | 0 | 5 | 5 | 4 | 4 | [19 empty] | 1 | 1 | 0
PG&E GBA | Moss Landing | 115 | OOS_Wind |  |  | 0 | 0 | 0 | 0 | 0 | 0 | 0 | 0 | 0 | 1 | 1 | 1 | 1 | [19 empty] | 1 | 1 | 0
PG&E GBA | Moss Landing | 230 | OOS_Wind |  |  | 0 | 0 | 0 | 0 | 0 | 0 | 0 | 0 | 0 | 1 | 1 | 1 | 1 | [19 empty] | 1 | 1 | 0
PG&E GBA | Moss Landing | 500 | OOS_Wind |  |  | 0 | 0 | 0 | 0 | 0 | 0 | 0 | 0 | 0 | 5 | 5 | 1 | 1 | 5 | [18 empty] | 1 | 1 | 0
EOP | Mountain Pass | 115 | OOS_Wind |  |  | 0 | 0 | 0 | 0 | 0 | 0 | 0 | 0 | 0 | 5 | 2 | 4 | 2 | [19 empty] | 1 | 1 | 0
PG&E GBA | Mountain View | 115 | OOS_Wind |  |  | 0 | 0 | 0 | 0 | 0 | 0 | 0 | 0 | 0 | 1 | 1 | 1 | 1 | [19 empty] | 1 | 1 | 0
PG&E GBA | Mt Eden | 115 | OOS_Wind |  |  | 0 | 0 | 0 | 0 | 0 | 0 | 0 | 0 | 0 | 5 | 5 | 1 | 1 | [19 empty] | 1 | 1 | 0
PG&E KERN | Mt Poso | 115 | OOS_Wind |  |  | 0 | 0 | 0 | 0 | 0 | 0 | 0 | 0 | 0 | 5 | 2 | 5 | 2 | [19 empty] | 1 | 1 | 0
PG&E FRESNO | Mustang | 230 | OOS_Wind |  |  | 0 | 0 | 0 | 0 | 0 | 0 | 0 | 0 | 0 | 5 | 5 | 5 | 4 | [19 empty] | 1 | 1 | 0
PG&E KERN | New Sub - Gates - Midway (Proposed) | 230 | OOS_Wind |  |  | 0 | 0 | 0 | 0 | 0 | 0 | 0 | 0 | 0 | 5 | 5 | 5 | 4 | 3 | [18 empty] | 1 | 1 | 0
PG&E KERN | New Sub - Gates - Templeton (Proposed) | 230 | OOS_Wind |  |  | 0 | 0 | 0 | 0 | 0 | 0 | 0 | 0 | 0 | 5 | 5 | 5 | 4 | [19 empty] | 1 | 1 | 0
SCE NOL | New Sub - Kramer - Lugo (Proposed) | 230 | OOS_Wind |  |  | 0 | 0 | 0 | 0 | 0 | 0 | 0 | 0 | 0 | 3 | 3 | 1 | 1 | [19 empty] | 1 | 1 | 0
PG&E FRESNO | New Sub - Los Banos - Midway (Proposed) | 500 | OOS_Wind |  |  | 0 | 0 | 0 | 0 | 0 | 0 | 0 | 0 | 0 | 5 | 5 | 4 | 4 | 5 | [18 empty] | 1 | 1 | 0
SCE NOL | New Sub - Lugo - Pisgah (Proposed) | 230 | OOS_Wind |  |  | 0 | 0 | 0 | 0 | 0 | 0 | 0 | 0 | 0 | 1 | 1 | 1 | 1 | [19 empty] | 1 | 1 | 0
PG&E KERN | New Sub - Midway - Wheeler Ridge (Proposed) | 230 | OOS_Wind |  |  | 0 | 0 | 0 | 0 | 0 | 0 | 0 | 0 | 0 | 5 | 5 | 5 | 4 | [19 empty] | 1 | 1 | 0
PG&E NGBA | New Sub - Near existing Leavitt (PSREC) | 345 | OOS_Wind |  |  | 0 | 0 | 0 | 0 | 0 | 0 | 0 | 0 | 0 | 5 | 5 | 1 | 1 | [19 empty] | 1 | 1 | 0
PG&E NGBA | New Sub - Near existing Madeline (NVE) | 345 | OOS_Wind |  |  | 0 | 0 | 0 | 0 | 0 | 0 | 0 | 0 | 0 | 5 | 5 | 1 | 1 | [19 empty] | 1 | 1 | 0
SDGE | New Sub - North Gila - IV (Proposed) | 500 | OOS_Wind |  |  | 0 | 0 | 0 | 0 | 0 | 0 | 0 | 0 | 0 | 1 | 1 | 1 | 1 | [19 empty] | 1 | 1 | 0
PG&E NGBA | New Sub - Pit 1 - Cottonwood (Proposed) | 230 | OOS_Wind |  |  | 0 | 0 | 0 | 0 | 0 | 0 | 0 | 0 | 0 | 5 | 5 | 3 | 2 | [19 empty] | 1 | 1 | 0
PG&E GBA | New Sub - Rancho Seco - Bellota (Proposed) | 230 | OOS_Wind |  |  | 0 | 0 | 0 | 0 | 0 | 0 | 0 | 0 | 0 | 1 | 1 | 1 | 1 | [19 empty] | 1 | 1 | 0
SDGE | New Sub - Suncrest - Ocotillo (Proposed) | 500 | OOS_Wind |  |  | 0 | 0 | 0 | 0 | 0 | 0 | 0 | 0 | 0 | 1 | 1 | 1 | 1 | [19 empty] | 1 | 1 | 0
PG&E FRESNO | New Sub - Westley - Quinto (Proposed) | 230 | OOS_Wind |  |  | 0 | 0 | 0 | 0 | 0 | 0 | 0 | 0 | 0 | 1 | 1 | 1 | 1 | [19 empty] | 1 | 1 | 0
PG&E GBA | Newark | 115 | OOS_Wind |  |  | 0 | 0 | 0 | 0 | 0 | 0 | 0 | 0 | 0 | 1 | 1 | 1 | 1 | [19 empty] | 1 | 1 | 0
PG&E GBA | Newark | 230 | OOS_Wind |  |  | 0 | 0 | 0 | 0 | 0 | 0 | 0 | 0 | 0 | 1 | 1 | 1 | 1 | 4 | [18 empty] | 1 | 1 | 0
PG&E FRESNO | Newhall | 115 | OOS_Wind |  |  | 0 | 0 | 0 | 0 | 0 | 0 | 0 | 0 | 0 | 5 | 2 | 5 | 2 | [19 empty] | 1 | 1 | 0
PG&E KERN | Norco | 115 | OOS_Wind |  |  | 0 | 0 | 0 | 0 | 0 | 0 | 0 | 0 | 0 | 5 | 5 | 5 | 4 | [19 empty] | 1 | 1 | 0
PG&E GBA | Nortech | 115 | OOS_Wind |  |  | 0 | 0 | 0 | 0 | 0 | 0 | 0 | 0 | 0 | 1 | 1 | 1 | 1 | [19 empty] | 1 | 1 | 0
SDGE | North City Metering | 138 | OOS_Wind |  |  | 0 | 0 | 0 | 0 | 0 | 0 | 0 | 0 | 0 | 1 | 1 | 1 | 1 | [19 empty] | 1 | 1 | 0
PG&E GBA | North Dublin | 230 | OOS_Wind |  |  | 0 | 0 | 0 | 0 | 0 | 0 | 0 | 0 | 0 | 5 | 5 | 1 | 1 | [19 empty] | 1 | 1 | 0
SDGE | North Gila | 500 | OOS_Wind |  |  | 0 | 0 | 0 | 0 | 0 | 0 | 0 | 0 | 0 | 1 | 1 | 1 | 1 | [19 empty] | 1 | 1 | 0
SCE Metro | North of SONGS | 230 | OOS_Wind |  |  | 0 | 0 | 0 | 0 | 0 | 0 | 0 | 0 | 0 | 1 | 1 | 1 | 1 | [19 empty] | 1 | 1 | 0
SCE Metro | North of SONGS | 500 | OOS_Wind |  |  | 0 | 0 | 0 | 0 | 0 | 0 | 0 | 0 | 0 | 1 | 1 | 1 | 1 | [19 empty] | 1 | 1 | 0
PG&E NGBA | Notre Dame | 115 | OOS_Wind |  |  | 0 | 0 | 0 | 0 | 0 | 0 | 0 | 0 | 0 | 5 | 5 | 1 | 1 | [19 empty] | 1 | 1 | 0
PG&E GBA | Oakland C | 115 | OOS_Wind |  |  | 0 | 0 | 0 | 0 | 0 | 0 | 0 | 0 | 0 | 5 | 5 | 1 | 1 | 3 | [18 empty] | 1 | 1 | 0
PG&E GBA | Oakland J | 115 | OOS_Wind |  |  | 0 | 0 | 0 | 0 | 0 | 0 | 0 | 0 | 0 | 5 | 5 | 1 | 1 | [19 empty] | 1 | 1 | 0
PG&E GBA | Oakland L | 115 | OOS_Wind |  |  | 0 | 0 | 0 | 0 | 0 | 0 | 0 | 0 | 0 | 5 | 5 | 1 | 1 | [19 empty] | 1 | 1 | 0
PG&E GBA | Oakland X | 115 | OOS_Wind |  |  | 0 | 0 | 0 | 0 | 0 | 0 | 0 | 0 | 0 | 5 | 5 | 1 | 1 | [19 empty] | 1 | 1 | 0
PG&E KERN | Oceano | 115 | OOS_Wind |  |  | 0 | 0 | 0 | 0 | 0 | 0 | 0 | 0 | 0 | 5 | 2 | 5 | 2 | [19 empty] | 1 | 1 | 0
SDGE | Ocotillo Express | 500 | OOS_Wind |  |  | 0 | 0 | 0 | 0 | 0 | 0 | 0 | 0 | 0 | 1 | 1 | 1 | 1 | [19 empty] | 1 | 1 | 0
SDGE | Old Town | 230 | OOS_Wind |  |  | 0 | 0 | 0 | 0 | 0 | 0 | 0 | 0 | 0 | 1 | 1 | 1 | 1 | [19 empty] | 1 | 1 | 0
SCE Metro | Olinda | 230 | OOS_Wind |  |  | 0 | 0 | 0 | 0 | 0 | 0 | 0 | 0 | 0 | 1 | 1 | 1 | 1 | [19 empty] | 1 | 1 | 0
PG&E FRESNO | Olive | 115 | OOS_Wind |  |  | 0 | 0 | 0 | 0 | 0 | 0 | 0 | 0 | 0 | 5 | 5 | 5 | 4 | 3 | [18 empty] | 1 | 1 | 0
PG&E NGBA | Olivehurst | 115 | OOS_Wind |  |  | 0 | 0 | 0 | 0 | 0 | 0 | 0 | 0 | 0 | 5 | 5 | 1 | 1 | [19 empty] | 1 | 1 | 0
SCE Northern | Ormond Beach | 230 | OOS_Wind |  |  | 0 | 0 | 0 | 0 | 0 | 0 | 0 | 0 | 0 | 5 | 2 | 4 | 2 | [19 empty] | 1 | 1 | 0
PG&E FRESNO | Oro Loma | 115 | OOS_Wind |  |  | 0 | 0 | 0 | 0 | 0 | 0 | 0 | 0 | 0 | 5 | 2 | 5 | 2 | [19 empty] | 1+ | 1 | 1
SDGE | Otay Mesa | 230 | OOS_Wind |  |  | 0 | 0 | 0 | 0 | 0 | 0 | 0 | 0 | 0 | 1 | 1 | 1 | 1 | [19 empty] | 1 | 1 | 0
PG&E FRESNO | Padre Flats SW STA | 230 | OOS_Wind |  |  | 0 | 0 | 0 | 0 | 0 | 0 | 0 | 0 | 0 | 5 | 2 | 5 | 2 | [19 empty] | 1 | 1 | 0
EOP | Pahrump | 138 | OOS_Wind |  |  | 0 | 0 | 0 | 0 | 0 | 0 | 0 | 0 | 0 | 5 | 2 | 4 | 2 | [19 empty] | 1 | 1 | 0
EOP | Pahrump | 230 | OOS_Wind |  |  | 0 | 0 | 0 | 0 | 0 | 0 | 0 | 0 | 0 | 5 | 2 | 4 | 2 | [19 empty] | 1 | 1 | 0
PG&E NGBA | Palermo | 115 | OOS_Wind |  |  | 0 | 0 | 0 | 0 | 0 | 0 | 0 | 0 | 0 | 5 | 5 | 1 | 1 | 4 | [18 empty] | 1 | 1 | 0
PG&E NGBA | Palermo | 230 | OOS_Wind |  |  | 0 | 0 | 0 | 0 | 0 | 0 | 0 | 0 | 0 | 5 | 5 | 1 | 1 | [19 empty] | 1 | 1 | 0
SCE Eastern | Palo Verde | 500 | OOS_Wind | YES | New Mexico Wind | 2936 | 0 | 2936 | 285 | 0 | 285 | 2651 | 0 | 2651 | 5 | 4 | 4 | 2 | [19 empty] | 5- | 1 | 1
SDGE | Palomar Energy | 230 | OOS_Wind |  |  | 0 | 0 | 0 | 0 | 0 | 0 | 0 | 0 | 0 | 1 | 1 | 1 | 1 | [19 empty] | 1 | 1 | 0
PG&E FRESNO | Panoche | 115 | OOS_Wind |  |  | 0 | 0 | 0 | 0 | 0 | 0 | 0 | 0 | 0 | 5 | 2 | 5 | 2 | [19 empty] | 1 | 1 | 0
PG&E FRESNO | Panoche | 230 | OOS_Wind |  |  | 0 | 0 | 0 | 0 | 0 | 0 | 0 | 0 | 0 | 5 | 2 | 5 | 2 | 3 | [18 empty] | 1 | 1 | 0
SCE Northern | Pardee | 230 | OOS_Wind |  |  | 0 | 0 | 0 | 0 | 0 | 0 | 0 | 0 | 0 | 5 | 2 | 4 | 2 | [19 empty] | 1 | 1 | 0
PG&E NGBA | Parkway | 230 | OOS_Wind |  |  | 0 | 0 | 0 | 0 | 0 | 0 | 0 | 0 | 0 | 5 | 5 | 1 | 1 | [19 empty] | 1 | 1 | 0
SCE Northern | Pastoria | 230 | OOS_Wind |  |  | 0 | 0 | 0 | 0 | 0 | 0 | 0 | 0 | 0 | 5 | 2 | 4 | 2 | [19 empty] | 1 | 1 | 0
SCE Metro | Pauda | 230 | OOS_Wind |  |  | 0 | 0 | 0 | 0 | 0 | 0 | 0 | 0 | 0 | 1 | 1 | 1 | 1 | [19 empty] | 1 | 1 | 0
PG&E GBA | Paul Sweet | 115 | OOS_Wind |  |  | 0 | 0 | 0 | 0 | 0 | 0 | 0 | 0 | 0 | 1 | 1 | 1 | 1 | [19 empty] | 1 | 1 | 0
PG&E NGBA | Peabody | 230 | OOS_Wind |  |  | 0 | 0 | 0 | 0 | 0 | 0 | 0 | 0 | 0 | 5 | 5 | 1 | 1 | [19 empty] | 1 | 1 | 0
PG&E NGBA | Pease | 115 | OOS_Wind |  |  | 0 | 0 | 0 | 0 | 0 | 0 | 0 | 0 | 0 | 5 | 5 | 1 | 1 | [19 empty] | 1 | 1 | 0
SDGE | Penasquitos | 138 | OOS_Wind |  |  | 0 | 0 | 0 | 0 | 0 | 0 | 0 | 0 | 0 | 1 | 1 | 1 | 1 | [19 empty] | 1 | 1 | 0
SDGE | Penasquitos | 230 | OOS_Wind |  |  | 0 | 0 | 0 | 0 | 0 | 0 | 0 | 0 | 0 | 1 | 1 | 1 | 1 | [19 empty] | 1 | 1 | 0
PG&E NGBA | Penngrove | 115 | OOS_Wind |  |  | 0 | 0 | 0 | 0 | 0 | 0 | 0 | 0 | 0 | 5 | 5 | 1 | 1 | [19 empty] | 1 | 1 | 0
PG&E GBA | Peoria | 115 | OOS_Wind |  |  | 0 | 0 | 0 | 0 | 0 | 0 | 0 | 0 | 0 | 1 | 1 | 1 | 1 | [19 empty] | 1 | 1 | 0
PG&E GBA | Piercy | 115 | OOS_Wind |  |  | 0 | 0 | 0 | 0 | 0 | 0 | 0 | 0 | 0 | 1 | 1 | 1 | 1 | [19 empty] | 1+ | 1 | 1
PG&E FRESNO | Pine Flat | 230 | OOS_Wind |  |  | 0 | 0 | 0 | 0 | 0 | 0 | 0 | 0 | 0 | 5 | 5 | 5 | 2 | [19 empty] | 1 | 1 | 0
SCE NOL | Pisgah | 230 | OOS_Wind |  |  | 0 | 0 | 0 | 0 | 0 | 0 | 0 | 0 | 0 | 1 | 1 | 1 | 1 | 4 | [18 empty] | 1 | 1 | 0
PG&E NGBA | Pit 1 | 230 | OOS_Wind |  |  | 0 | 0 | 0 | 0 | 0 | 0 | 0 | 0 | 0 | 5 | 5 | 3 | 2 | [19 empty] | 1 | 1 | 0
PG&E NGBA | Pit 3 | 230 | OOS_Wind |  |  | 0 | 0 | 0 | 0 | 0 | 0 | 0 | 0 | 0 | 5 | 5 | 3 | 2 | [19 empty] | 1 | 1 | 0
PG&E NGBA | Pit 4 | 230 | OOS_Wind |  |  | 0 | 0 | 0 | 0 | 0 | 0 | 0 | 0 | 0 | 5 | 5 | 1 | 1 | [19 empty] | 1 | 1 | 0
PG&E GBA | Pittsburg | 115 | OOS_Wind |  |  | 0 | 0 | 0 | 0 | 0 | 0 | 0 | 0 | 0 | 5 | 5 | 1 | 1 | 4 | [18 empty] | 1 | 1 | 0
PG&E GBA | Pittsburg | 230 | OOS_Wind |  |  | 0 | 0 | 0 | 0 | 0 | 0 | 0 | 0 | 0 | 5 | 5 | 1 | 1 | 4 | [18 empty] | 1 | 1 | 0
PG&E NGBA | Pleasant Grove | 115 | OOS_Wind |  |  | 0 | 0 | 0 | 0 | 0 | 0 | 0 | 0 | 0 | 5 | 5 | 1 | 1 | [19 empty] | 1 | 1 | 0
PG&E NGBA | POE | 230 | OOS_Wind |  |  | 0 | 0 | 0 | 0 | 0 | 0 | 0 | 0 | 0 | 5 | 5 | 1 | 1 | [19 empty] | 1 | 1 | 0
PG&E KERN | Poso Mountain | 115 | OOS_Wind |  |  | 0 | 0 | 0 | 0 | 0 | 0 | 0 | 0 | 0 | 5 | 5 | 5 | 4 | [19 empty] | 1 | 1 | 0
EOP | Primm | 230 | OOS_Wind |  |  | 0 | 0 | 0 | 0 | 0 | 0 | 0 | 0 | 0 | 5 | 2 | 4 | 2 | [19 empty] | 1 | 1 | 0
PG&E NGBA | Putah Creek | 115 | OOS_Wind |  |  | 0 | 0 | 0 | 0 | 0 | 0 | 0 | 0 | 0 | 5 | 5 | 1 | 1 | [19 empty] | 1 | 1 | 0
SDGE | Q1806 | 138 | OOS_Wind |  |  | 0 | 0 | 0 | 0 | 0 | 0 | 0 | 0 | 0 | 1 | 1 | 1 | 1 | [19 empty] | 1 | 1 | 0
PG&E FRESNO | Quinto | 230 | OOS_Wind |  |  | 0 | 0 | 0 | 0 | 0 | 0 | 0 | 0 | 0 | 5 | 2 | 5 | 2 | [19 empty] | 1 | 1 | 0
PG&E GBA | Race Track | 115 | OOS_Wind |  |  | 0 | 0 | 0 | 0 | 0 | 0 | 0 | 0 | 0 | 1 | 1 | 1 | 1 | [19 empty] | 1 | 1 | 0
SDGE | Rancho Mission Viejo | 138 | OOS_Wind |  |  | 0 | 0 | 0 | 0 | 0 | 0 | 0 | 0 | 0 | 1 | 1 | 1 | 1 | [19 empty] | 1 | 1 | 0
PG&E GBA | Rancho Seco | 230 | OOS_Wind |  |  | 0 | 0 | 0 | 0 | 0 | 0 | 0 | 0 | 0 | 1 | 1 | 1 | 1 | [19 empty] | 1 | 1 | 0
SCE Metro | Rancho Vista | 230 | OOS_Wind |  |  | 0 | 0 | 0 | 0 | 0 | 0 | 0 | 0 | 0 | 1 | 1 | 1 | 1 | [19 empty] | 1+ | 1 | 1
SCE Metro | Rancho Vista | 500 | OOS_Wind |  |  | 0 | 0 | 0 | 0 | 0 | 0 | 0 | 0 | 0 | 1 | 1 | 1 | 1 | [19 empty] | 1 | 1 | 0
SCE NOL | Ransburg | 115 | OOS_Wind |  |  | 0 | 0 | 0 | 0 | 0 | 0 | 0 | 0 | 0 | 3 | 3 | 1 | 1 | [19 empty] | 1 | 1 | 0
PG&E GBA | Ravenswood | 115 | OOS_Wind |  |  | 0 | 0 | 0 | 0 | 0 | 0 | 0 | 0 | 0 | 5 | 5 | 1 | 1 | [19 empty] | 1 | 1 | 0
PG&E GBA | Ravenswood | 230 | OOS_Wind |  |  | 0 | 0 | 0 | 0 | 0 | 0 | 0 | 0 | 0 | 5 | 5 | 1 | 1 | [19 empty] | 1 | 1 | 0
SCE Northern | Rector | 230 | OOS_Wind |  |  | 0 | 0 | 0 | 0 | 0 | 0 | 0 | 0 | 0 | 1 | 1 | 1 | 1 | [19 empty] | 1 | 1 | 0
SCE Eastern | Red Bluff | 230 | OOS_Wind |  |  | 0 | 0 | 0 | 0 | 0 | 0 | 0 | 0 | 0 | 4 | 4 | 1 | 1 | 1 | [18 empty] | 1 | 1 | 0
SCE Eastern | Red Bluff | 500 | OOS_Wind |  |  | 0 | 0 | 0 | 0 | 0 | 0 | 0 | 0 | 0 | 4 | 4 | 1 | 1 | 5 | [18 empty] | 1 | 1 | 0
PG&E NGBA | Redbud | 115 | OOS_Wind |  |  | 0 | 0 | 0 | 0 | 0 | 0 | 0 | 0 | 0 | 5 | 5 | 1 | 1 | [19 empty] | 1 | 1 | 0
SCE Metro | Redondo | 230 | OOS_Wind |  |  | 0 | 0 | 0 | 0 | 0 | 0 | 0 | 0 | 0 | 1 | 1 | 1 | 1 | [19 empty] | 1 | 1 | 0
PG&E FRESNO | Reedley | 115 | OOS_Wind |  |  | 0 | 0 | 0 | 0 | 0 | 0 | 0 | 0 | 0 | 5 | 5 | 5 | 4 | [19 empty] | 1 | 1 | 0
PG&E KERN | Renfro | 115 | OOS_Wind |  |  | 0 | 0 | 0 | 0 | 0 | 0 | 0 | 0 | 0 | 5 | 2 | 5 | 2 | [19 empty] | 1 | 1 | 0
PG&E GBA | Richmond R | 115 | OOS_Wind |  |  | 0 | 0 | 0 | 0 | 0 | 0 | 0 | 0 | 0 | 5 | 5 | 1 | 1 | [19 empty] | 1 | 1 | 0
PG&E NGBA | Rincon | 115 | OOS_Wind |  |  | 0 | 0 | 0 | 0 | 0 | 0 | 0 | 0 | 0 | 5 | 5 | 1 | 1 | [19 empty] | 1 | 1 | 0
PG&E KERN | Rio Bravo | 115 | OOS_Wind |  |  | 0 | 0 | 0 | 0 | 0 | 0 | 0 | 0 | 0 | 5 | 2 | 5 | 2 | 4 | [18 empty] | 1 | 1 | 0
SCE Metro | Rio Hondo | 230 | OOS_Wind |  |  | 0 | 0 | 0 | 0 | 0 | 0 | 0 | 0 | 0 | 1 | 1 | 1 | 1 | 1 | [18 empty] | 1 | 1 | 0
PG&E NGBA | Rio Oso | 115 | OOS_Wind |  |  | 0 | 0 | 0 | 0 | 0 | 0 | 0 | 0 | 0 | 5 | 5 | 1 | 1 | [19 empty] | 1 | 1 | 0
PG&E NGBA | Rio Oso | 230 | OOS_Wind |  |  | 0 | 0 | 0 | 0 | 0 | 0 | 0 | 0 | 0 | 5 | 5 | 1 | 1 | [19 empty] | 1 | 1 | 0
PG&E GBA | Ripon | 115 | OOS_Wind |  |  | 0 | 0 | 0 | 0 | 0 | 0 | 0 | 0 | 0 | 1 | 1 | 1 | 1 | 3 | [18 empty] | 1 | 1 | 0
PG&E GBA | Riverbank | 115 | OOS_Wind |  |  | 0 | 0 | 0 | 0 | 0 | 0 | 0 | 0 | 0 | 1 | 1 | 1 | 1 | [19 empty] | 1 | 1 | 0
SCE NOL | Roadway | 115 | OOS_Wind |  |  | 0 | 0 | 0 | 0 | 0 | 0 | 0 | 0 | 0 | 1 | 1 | 1 | 1 | 3 | [18 empty] | 1 | 1 | 0
PG&E NGBA | Rock Creek 1 | 230 | OOS_Wind |  |  | 0 | 0 | 0 | 0 | 0 | 0 | 0 | 0 | 0 | 5 | 5 | 1 | 1 | [19 empty] | 1 | 1 | 0
PG&E GBA | Rossmoor | 230 | OOS_Wind |  |  | 0 | 0 | 0 | 0 | 0 | 0 | 0 | 0 | 0 | 5 | 5 | 1 | 1 | [19 empty] | 1 | 1 | 0
PG&E NGBA | Round Mountain | 230 | OOS_Wind |  |  | 0 | 0 | 0 | 0 | 0 | 0 | 0 | 0 | 0 | 5 | 5 | 1 | 1 | [19 empty] | 1 | 1 | 0
PG&E NGBA | Round Mountain | 500 | OOS_Wind |  |  | 0 | 0 | 0 | 0 | 0 | 0 | 0 | 0 | 0 | 5 | 5 | 1 | 1 | [19 empty] | 1 | 1 | 0
PG&E GBA | Salado | 115 | OOS_Wind |  |  | 0 | 0 | 0 | 0 | 0 | 0 | 0 | 0 | 0 | 1 | 1 | 1 | 1 | [19 empty] | 1+ | 1 | 1
PG&E GBA | Salinas | 115 | OOS_Wind |  |  | 0 | 0 | 0 | 0 | 0 | 0 | 0 | 0 | 0 | 1 | 1 | 1 | 1 | [19 empty] | 1 | 1 | 0
SCE Eastern | San Bernardino | 230 | OOS_Wind |  |  | 0 | 0 | 0 | 0 | 0 | 0 | 0 | 0 | 0 | 1 | 1 | 1 | 1 | [19 empty] | 1 | 1 | 0
PG&E GBA | SAN FRAN A (POTRERO PP) | 115 | OOS_Wind |  |  | 0 | 0 | 0 | 0 | 0 | 0 | 0 | 0 | 0 | 5 | 5 | 1 | 1 | [19 empty] | 1 | 1 | 0
PG&E GBA | SAN FRAN A (POTRERO PP) | 230 | OOS_Wind |  |  | 0 | 0 | 0 | 0 | 0 | 0 | 0 | 0 | 0 | 5 | 5 | 1 | 1 | [19 empty] | 1 | 1 | 0
PG&E GBA | San Jose A | 115 | OOS_Wind |  |  | 0 | 0 | 0 | 0 | 0 | 0 | 0 | 0 | 0 | 1 | 1 | 1 | 1 | [19 empty] | 1 | 1 | 0
PG&E GBA | San Jose B | 115 | OOS_Wind |  |  | 0 | 0 | 0 | 0 | 0 | 0 | 0 | 0 | 0 | 1 | 1 | 1 | 1 | [19 empty] | 1 | 1 | 0
PG&E GBA | San Leandro U | 115 | OOS_Wind |  |  | 0 | 0 | 0 | 0 | 0 | 0 | 0 | 0 | 0 | 5 | 5 | 1 | 1 | [19 empty] | 1 | 1 | 0
PG&E KERN | San Luis Obispo | 115 | OOS_Wind |  |  | 0 | 0 | 0 | 0 | 0 | 0 | 0 | 0 | 0 | 5 | 2 | 5 | 2 | [19 empty] | 1 | 1 | 0
SDGE | San Luis Rey | 230 | OOS_Wind |  |  | 0 | 0 | 0 | 0 | 0 | 0 | 0 | 0 | 0 | 1 | 1 | 1 | 1 | [19 empty] | 1 | 1 | 0
SCE Metro | San Onofre | 230 | OOS_Wind |  |  | 0 | 0 | 0 | 0 | 0 | 0 | 0 | 0 | 0 | 1 | 1 | 1 | 1 | [19 empty] | 1 | 1 | 0
PG&E GBA | San Pablo | 115 | OOS_Wind |  |  | 0 | 0 | 0 | 0 | 0 | 0 | 0 | 0 | 0 | 5 | 5 | 1 | 1 | [19 empty] | 1 | 1 | 0
PG&E GBA | San Ramon | 230 | OOS_Wind |  |  | 0 | 0 | 0 | 0 | 0 | 0 | 0 | 0 | 0 | 5 | 5 | 1 | 1 | [19 empty] | 1 | 1 | 0
SCE NOL | Sandlot | 230 | OOS_Wind |  |  | 0 | 0 | 0 | 0 | 0 | 0 | 0 | 0 | 0 | 3 | 3 | 1 | 1 | [19 empty] | 1 | 1 | 0
EOP | Sandy | 138 | OOS_Wind |  |  | 0 | 0 | 0 | 0 | 0 | 0 | 0 | 0 | 0 | 5 | 2 | 4 | 2 | [19 empty] | 1 | 1 | 0
PG&E FRESNO | Sanger | 115 | OOS_Wind |  |  | 0 | 0 | 0 | 0 | 0 | 0 | 0 | 0 | 0 | 5 | 5 | 5 | 4 | 3 | [18 empty] | 1 | 1 | 0
SCE Northern | Santa Clara | 230 | OOS_Wind |  |  | 0 | 0 | 0 | 0 | 0 | 0 | 0 | 0 | 0 | 5 | 2 | 4 | 2 | [19 empty] | 1 | 1 | 0
PG&E NGBA | Santa Rosa A | 115 | OOS_Wind |  |  | 0 | 0 | 0 | 0 | 0 | 0 | 0 | 0 | 0 | 5 | 5 | 1 | 1 | [19 empty] | 1 | 1 | 0
PG&E GBA | Santa Teresa | 115 | OOS_Wind |  |  | 0 | 0 | 0 | 0 | 0 | 0 | 0 | 0 | 0 | 1 | 1 | 1 | 1 | 3 | [18 empty] | 1 | 1 | 0
SDGE | Santee | 138 | OOS_Wind |  |  | 0 | 0 | 0 | 0 | 0 | 0 | 0 | 0 | 0 | 1 | 1 | 1 | 1 | [19 empty] | 1 | 1 | 0
SCE Metro | Santiago | 230 | OOS_Wind |  |  | 0 | 0 | 0 | 0 | 0 | 0 | 0 | 0 | 0 | 1 | 1 | 1 | 1 | [19 empty] | 1 | 1 | 0
PG&E GBA | Saratoga | 230 | OOS_Wind |  |  | 0 | 0 | 0 | 0 | 0 | 0 | 0 | 0 | 0 | 1 | 1 | 1 | 1 | [19 empty] | 1 | 1 | 0
SCE Northern | Saugus | 230 | OOS_Wind |  |  | 0 | 0 | 0 | 0 | 0 | 0 | 0 | 0 | 0 | 5 | 2 | 4 | 2 | [19 empty] | 1 | 1 | 0
PG&E FRESNO | Schindler | 115 | OOS_Wind |  |  | 0 | 0 | 0 | 0 | 0 | 0 | 0 | 0 | 0 | 5 | 2 | 5 | 2 | 3 | [18 empty] | 1 | 1 | 0
PG&E GBA | Schulte | 115 | OOS_Wind |  |  | 0 | 0 | 0 | 0 | 0 | 0 | 0 | 0 | 0 | 1 | 1 | 1 | 1 | 3 | [18 empty] | 1 | 1 | 0
PG&E KERN | Semitropic | 115 | OOS_Wind |  |  | 0 | 0 | 0 | 0 | 0 | 0 | 0 | 0 | 0 | 5 | 2 | 5 | 2 | [19 empty] | 1 | 1 | 0
SCE Metro | Serrano | 230 | OOS_Wind |  |  | 0 | 0 | 0 | 0 | 0 | 0 | 0 | 0 | 0 | 1 | 1 | 1 | 1 | 5 | [18 empty] | 1 | 1 | 0
SCE Metro | Serrano | 500 | OOS_Wind |  |  | 0 | 0 | 0 | 0 | 0 | 0 | 0 | 0 | 0 | 1 | 1 | 1 | 1 | 5 | [18 empty] | 1 | 1 | 0
SDGE | Shadowridge | 138 | OOS_Wind |  |  | 0 | 0 | 0 | 0 | 0 | 0 | 0 | 0 | 0 | 1 | 1 | 1 | 1 | [19 empty] | 1 | 1 | 0
PG&E KERN | Shafter | 115 | OOS_Wind |  |  | 0 | 0 | 0 | 0 | 0 | 0 | 0 | 0 | 0 | 5 | 5 | 5 | 4 | [19 empty] | 1 | 1 | 0
PG&E NGBA | Silverado | 115 | OOS_Wind |  |  | 0 | 0 | 0 | 0 | 0 | 0 | 0 | 0 | 0 | 5 | 5 | 1 | 1 | [19 empty] | 1 | 1 | 0
SDGE | Silvergate | 230 | OOS_Wind |  |  | 0 | 0 | 0 | 0 | 0 | 0 | 0 | 0 | 0 | 1 | 1 | 1 | 1 | [19 empty] | 1 | 1 | 0
PG&E KERN | Sisquoc | 115 | OOS_Wind |  |  | 0 | 0 | 0 | 0 | 0 | 0 | 0 | 0 | 0 | 5 | 2 | 5 | 2 | [19 empty] | 1 | 1 | 0
EOP | Sloan Canyon | 230 | OOS_Wind |  |  | 0 | 0 | 0 | 0 | 0 | 0 | 0 | 0 | 0 | 5 | 2 | 4 | 2 | [19 empty] | 1 | 1 | 0
EOP | Sloan Canyon | 500 | OOS_Wind |  |  | 0 | 0 | 0 | 0 | 0 | 0 | 0 | 0 | 0 | 5 | 2 | 4 | 2 | [19 empty] | 1 | 1 | 0
PG&E KERN | Smyrna | 115 | OOS_Wind |  |  | 0 | 0 | 0 | 0 | 0 | 0 | 0 | 0 | 0 | 5 | 5 | 5 | 4 | [19 empty] | 1 | 1 | 0
PG&E GBA | Sobrante | 115 | OOS_Wind |  |  | 0 | 0 | 0 | 0 | 0 | 0 | 0 | 0 | 0 | 5 | 5 | 1 | 1 | [19 empty] | 1 | 1 | 0
PG&E GBA | Sobrante | 230 | OOS_Wind |  |  | 0 | 0 | 0 | 0 | 0 | 0 | 0 | 0 | 0 | 5 | 5 | 1 | 1 | [19 empty] | 1 | 1 | 0
PG&E KERN | Solar | 230 | OOS_Wind |  |  | 0 | 0 | 0 | 0 | 0 | 0 | 0 | 0 | 0 | 5 | 5 | 5 | 4 | [19 empty] | 1 | 1 | 0
PG&E GBA | Soledad | 115 | OOS_Wind |  |  | 0 | 0 | 0 | 0 | 0 | 0 | 0 | 0 | 0 | 1 | 1 | 1 | 1 | [19 empty] | 1 | 1 | 0
SCE Northern | Springville | 230 | OOS_Wind |  |  | 0 | 0 | 0 | 0 | 0 | 0 | 0 | 0 | 0 | 1 | 1 | 1 | 1 | 4 | [18 empty] | 1 | 1 | 0
PG&E GBA | Stagg | 230 | OOS_Wind |  |  | 0 | 0 | 0 | 0 | 0 | 0 | 0 | 0 | 0 | 5 | 5 | 1 | 1 | [19 empty] | 1 | 1 | 0
PG&E GBA | Standard Oil | 115 | OOS_Wind |  |  | 0 | 0 | 0 | 0 | 0 | 0 | 0 | 0 | 0 | 5 | 5 | 1 | 1 | [19 empty] | 1 | 1 | 0
PG&E GBA | Stanislaus | 115 | OOS_Wind |  |  | 0 | 0 | 0 | 0 | 0 | 0 | 0 | 0 | 0 | 1 | 1 | 1 | 1 | [19 empty] | 1 | 1 | 0
PG&E KERN | Stockdale | 115 | OOS_Wind |  |  | 0 | 0 | 0 | 0 | 0 | 0 | 0 | 0 | 0 | 5 | 2 | 5 | 2 | [19 empty] | 1 | 1 | 0
PG&E KERN | Stockdale | 230 | OOS_Wind |  |  | 0 | 0 | 0 | 0 | 0 | 0 | 0 | 0 | 0 | 5 | 2 | 5 | 2 | [19 empty] | 1 | 1 | 0
PG&E GBA | Stockton A | 115 | OOS_Wind |  |  | 0 | 0 | 0 | 0 | 0 | 0 | 0 | 0 | 0 | 1 | 1 | 1 | 1 | [19 empty] | 1 | 1 | 0
PG&E GBA | Stone | 115 | OOS_Wind |  |  | 0 | 0 | 0 | 0 | 0 | 0 | 0 | 0 | 0 | 1 | 1 | 1 | 1 | [19 empty] | 1 | 1 | 0
PG&E FRESNO | Storey | 230 | OOS_Wind |  |  | 0 | 0 | 0 | 0 | 0 | 0 | 0 | 0 | 0 | 5 | 5 | 5 | 4 | [19 empty] | 1 | 1 | 0
PG&E NGBA | Summit | 115 | OOS_Wind |  |  | 0 | 0 | 0 | 0 | 0 | 0 | 0 | 0 | 0 | 5 | 5 | 1 | 1 | [19 empty] | 1 | 1 | 0
SDGE | Suncrest | 230 | OOS_Wind |  |  | 0 | 0 | 0 | 0 | 0 | 0 | 0 | 0 | 0 | 1 | 1 | 1 | 1 | [19 empty] | 1 | 1 | 0
SDGE | Suncrest | 500 | OOS_Wind |  |  | 0 | 0 | 0 | 0 | 0 | 0 | 0 | 0 | 0 | 1 | 1 | 1 | 1 | [19 empty] | 1 | 1 | 0
PG&E KERN | Sunrise | 230 | OOS_Wind |  |  | 0 | 0 | 0 | 0 | 0 | 0 | 0 | 0 | 0 | 5 | 5 | 5 | 4 | [19 empty] | 1 | 1 | 0
PG&E KERN | Sunset | 230 | OOS_Wind |  |  | 0 | 0 | 0 | 0 | 0 | 0 | 0 | 0 | 0 | 5 | 5 | 5 | 4 | [19 empty] | 1 | 1 | 0
PG&E GBA | Swift | 115 | OOS_Wind |  |  | 0 | 0 | 0 | 0 | 0 | 0 | 0 | 0 | 0 | 1 | 1 | 1 | 1 | [19 empty] | 1 | 1 | 0
SDGE | Sycamore Canyon | 138 | OOS_Wind |  |  | 0 | 0 | 0 | 0 | 0 | 0 | 0 | 0 | 0 | 1 | 1 | 1 | 1 | 3 | [18 empty] | 1 | 1 | 0
SDGE | Sycamore Canyon | 230 | OOS_Wind |  |  | 0 | 0 | 0 | 0 | 0 | 0 | 0 | 0 | 0 | 1 | 1 | 1 | 1 | [19 empty] | 1 | 1 | 0
SCE Northern | Sylmar | 230 | OOS_Wind |  |  | 0 | 0 | 0 | 0 | 0 | 0 | 0 | 0 | 0 | 5 | 2 | 4 | 2 | [19 empty] | 1 | 1 | 0
PG&E NGBA | Table Mountain | 115 | OOS_Wind |  |  | 0 | 0 | 0 | 0 | 0 | 0 | 0 | 0 | 0 | 5 | 5 | 1 | 1 | [19 empty] | 1 | 1 | 0
PG&E NGBA | Table Mountain | 230 | OOS_Wind |  |  | 0 | 0 | 0 | 0 | 0 | 0 | 0 | 0 | 0 | 5 | 5 | 1 | 1 | [19 empty] | 1 | 1 | 0
PG&E NGBA | Table Mountain | 500 | OOS_Wind |  |  | 0 | 0 | 0 | 0 | 0 | 0 | 0 | 0 | 0 | 5 | 5 | 1 | 1 | [19 empty] | 1 | 1 | 0
PG&E KERN | Taft | 115 | OOS_Wind |  |  | 0 | 0 | 0 | 0 | 0 | 0 | 0 | 0 | 0 | 5 | 5 | 5 | 4 | [19 empty] | 1 | 1 | 0
SDGE | Talega | 138 | OOS_Wind |  |  | 0 | 0 | 0 | 0 | 0 | 0 | 0 | 0 | 0 | 1 | 1 | 1 | 1 | 3 | [18 empty] | 1+ | 1 | 1
SDGE | Talega | 230 | OOS_Wind |  |  | 0 | 0 | 0 | 0 | 0 | 0 | 0 | 0 | 0 | 1 | 1 | 1 | 1 | [19 empty] | 1 | 1 | 0
PG&E GBA | Tassajara | 230 | OOS_Wind |  |  | 0 | 0 | 0 | 0 | 0 | 0 | 0 | 0 | 0 | 5 | 5 | 1 | 1 | [19 empty] | 1 | 1 | 0
SDGE | Telegraph Canyon | 138 | OOS_Wind |  |  | 0 | 0 | 0 | 0 | 0 | 0 | 0 | 0 | 0 | 1 | 1 | 1 | 1 | [19 empty] | 1 | 1 | 0
PG&E KERN | Temblor | 115 | OOS_Wind |  |  | 0 | 0 | 0 | 0 | 0 | 0 | 0 | 0 | 0 | 5 | 5 | 5 | 4 | [19 empty] | 1 | 1 | 0
PG&E KERN | Templeton | 230 | OOS_Wind |  |  | 0 | 0 | 0 | 0 | 0 | 0 | 0 | 0 | 0 | 5 | 5 | 5 | 4 | [19 empty] | 1 | 1 | 0
PG&E GBA | Tesla | 115 | OOS_Wind |  |  | 0 | 0 | 0 | 0 | 0 | 0 | 0 | 0 | 0 | 1 | 1 | 1 | 1 | [19 empty] | 1 | 1 | 0
PG&E GBA | Tesla | 230 | OOS_Wind |  |  | 0 | 0 | 0 | 0 | 0 | 0 | 0 | 0 | 0 | 5 | 5 | 1 | 1 | 4 | [18 empty] | 1 | 1 | 0
PG&E GBA | Tesla | 500 | OOS_Wind |  |  | 0 | 0 | 0 | 0 | 0 | 0 | 0 | 0 | 0 | 1 | 1 | 1 | 1 | 5 | [18 empty] | 1+ | 1 | 1
PG&E KERN | Tevis | 115 | OOS_Wind |  |  | 0 | 0 | 0 | 0 | 0 | 0 | 0 | 0 | 0 | 5 | 5 | 5 | 4 | 4 | [18 empty] | 1 | 1 | 0
EOP | Thousandaire | 138 | OOS_Wind |  |  | 0 | 0 | 0 | 0 | 0 | 0 | 0 | 0 | 0 | 5 | 2 | 4 | 2 | [19 empty] | 1 | 1 | 0
PG&E KERN | Topaz | 230 | OOS_Wind |  |  | 0 | 0 | 0 | 0 | 0 | 0 | 0 | 0 | 0 | 5 | 5 | 5 | 4 | [19 empty] | 1 | 1 | 0
SCE NOL | Tortilla | 115 | OOS_Wind |  |  | 0 | 0 | 0 | 0 | 0 | 0 | 0 | 0 | 0 | 3 | 3 | 1 | 1 | [19 empty] | 1 | 1 | 0
SDGE | Trabuco | 138 | OOS_Wind |  |  | 0 | 0 | 0 | 0 | 0 | 0 | 0 | 0 | 0 | 1 | 1 | 1 | 1 | [19 empty] | 1 | 1 | 0
PG&E GBA | Tracy | 115 | OOS_Wind |  |  | 0 | 0 | 0 | 0 | 0 | 0 | 0 | 0 | 0 | 1 | 1 | 1 | 1 | [19 empty] | 1 | 1 | 0
PG&E FRESNO | Tranquility | 230 | OOS_Wind |  |  | 0 | 0 | 0 | 0 | 0 | 0 | 0 | 0 | 0 | 5 | 5 | 5 | 2 | 3 | [18 empty] | 1 | 1 | 0
PG&E GBA | Trimble | 115 | OOS_Wind |  |  | 0 | 0 | 0 | 0 | 0 | 0 | 0 | 0 | 0 | 1 | 1 | 1 | 1 | [19 empty] | 1 | 1 | 0
EOP | Trout Canyon | 230 | OOS_Wind |  |  | 0 | 0 | 0 | 0 | 0 | 0 | 0 | 0 | 0 | 5 | 2 | 4 | 2 | [19 empty] | 1 | 1 | 0
EOP | Trout Canyon | 500 | OOS_Wind |  |  | 0 | 0 | 0 | 0 | 0 | 0 | 0 | 0 | 0 | 5 | 2 | 4 | 2 | [19 empty] | 1 | 1 | 0
PG&E NGBA | Tulucay | 230 | OOS_Wind |  |  | 0 | 0 | 0 | 0 | 0 | 0 | 0 | 0 | 0 | 5 | 5 | 1 | 1 | [19 empty] | 1 | 1 | 0
PG&E KERN | Tupman | 115 | OOS_Wind |  |  | 0 | 0 | 0 | 0 | 0 | 0 | 0 | 0 | 0 | 5 | 5 | 5 | 4 | [19 empty] | 1 | 1 | 0
PG&E NGBA | Ukiah | 115 | OOS_Wind |  |  | 0 | 0 | 0 | 0 | 0 | 0 | 0 | 0 | 0 | 5 | 5 | 1 | 1 | [19 empty] | 1 | 1 | 0
PG&E NGBA | Vaca Dixon | 115 | OOS_Wind |  |  | 0 | 0 | 0 | 0 | 0 | 0 | 0 | 0 | 0 | 5 | 5 | 1 | 1 | 4 | [18 empty] | 1 | 1 | 0
PG&E NGBA | Vaca Dixon | 230 | OOS_Wind |  |  | 0 | 0 | 0 | 0 | 0 | 0 | 0 | 0 | 0 | 5 | 5 | 1 | 1 | [19 empty] | 1 | 1 | 0
PG&E NGBA | Vaca Dixon | 500 | OOS_Wind |  |  | 0 | 0 | 0 | 0 | 0 | 0 | 0 | 0 | 0 | 5 | 5 | 1 | 1 | [19 empty] | 1 | 1 | 0
SCE Eastern | Valley (SCE) | 500 | OOS_Wind |  |  | 0 | 0 | 0 | 0 | 0 | 0 | 0 | 0 | 0 | 1 | 1 | 1 | 1 | [19 empty] | 1 | 1 | 0
EOP | Valley (VEA) | 138 | OOS_Wind |  |  | 0 | 0 | 0 | 0 | 0 | 0 | 0 | 0 | 0 | 5 | 2 | 4 | 2 | [19 empty] | 1 | 1 | 0
PG&E GBA | Valley Home | 115 | OOS_Wind |  |  | 0 | 0 | 0 | 0 | 0 | 0 | 0 | 0 | 0 | 1 | 1 | 1 | 1 | [19 empty] | 1 | 1 | 0
PG&E GBA | Valley Springs | 230 | OOS_Wind |  |  | 0 | 0 | 0 | 0 | 0 | 0 | 0 | 0 | 0 | 1 | 1 | 1 | 1 | [19 empty] | 1+ | 1 | 1
EOP | Valley Switch | 138 | OOS_Wind |  |  | 0 | 0 | 0 | 0 | 0 | 0 | 0 | 0 | 0 | 5 | 2 | 4 | 2 | [19 empty] | 1 | 1 | 0
EOP | Valley Switch | 230 | OOS_Wind |  |  | 0 | 0 | 0 | 0 | 0 | 0 | 0 | 0 | 0 | 5 | 2 | 4 | 2 | [19 empty] | 1+ | 1 | 1
PG&E GBA | Vasco | 230 | OOS_Wind |  |  | 0 | 0 | 0 | 0 | 0 | 0 | 0 | 0 | 0 | 5 | 5 | 1 | 1 | [19 empty] | 1 | 1 | 0
PG&E GBA | Vasona | 230 | OOS_Wind |  |  | 0 | 0 | 0 | 0 | 0 | 0 | 0 | 0 | 0 | 1 | 1 | 1 | 1 | [19 empty] | 1 | 1 | 0
SCE Northern | Vestal | 230 | OOS_Wind |  |  | 0 | 0 | 0 | 0 | 0 | 0 | 0 | 0 | 0 | 1 | 1 | 1 | 1 | [19 empty] | 1 | 1 | 0
SCE NOL | Victor | 115 | OOS_Wind |  |  | 0 | 0 | 0 | 0 | 0 | 0 | 0 | 0 | 0 | 1 | 1 | 1 | 1 | 3 | [18 empty] | 1 | 1 | 0
SCE NOL | Victor | 230 | OOS_Wind |  |  | 0 | 0 | 0 | 0 | 0 | 0 | 0 | 0 | 0 | 1 | 1 | 1 | 1 | 4 | [18 empty] | 1 | 1 | 0
SCE Metro | Viejo | 230 | OOS_Wind |  |  | 0 | 0 | 0 | 0 | 0 | 0 | 0 | 0 | 0 | 1 | 1 | 1 | 1 | [19 empty] | 1+ | 1 | 1
PG&E GBA | Vierra | 115 | OOS_Wind |  |  | 0 | 0 | 0 | 0 | 0 | 0 | 0 | 0 | 0 | 1 | 1 | 1 | 1 | [19 empty] | 1 | 1 | 0
SCE Metro | Villa Park | 230 | OOS_Wind |  |  | 0 | 0 | 0 | 0 | 0 | 0 | 0 | 0 | 0 | 1 | 1 | 1 | 1 | [19 empty] | 1 | 1 | 0
SCE Northern | Vincent | 230 | OOS_Wind |  |  | 0 | 0 | 0 | 0 | 0 | 0 | 0 | 0 | 0 | 1 | 1 | 1 | 1 | 4 | [18 empty] | 1+ | 1 | 1
SCE Northern | Vincent | 500 | OOS_Wind |  |  | 0 | 0 | 0 | 0 | 0 | 0 | 0 | 0 | 0 | 1 | 1 | 1 | 1 | 5 | [18 empty] | 1+ | 1 | 1
PG&E GBA | Vineyard | 230 | OOS_Wind |  |  | 0 | 0 | 0 | 0 | 0 | 0 | 0 | 0 | 0 | 5 | 5 | 1 | 1 | [19 empty] | 1 | 1 | 0
SCE Eastern | Vista (SCE) | 230 | OOS_Wind |  |  | 0 | 0 | 0 | 0 | 0 | 0 | 0 | 0 | 0 | 1 | 1 | 1 | 1 | [19 empty] | 1 | 1 | 0
EOP | Vista (VEA) | 138 | OOS_Wind |  |  | 0 | 0 | 0 | 0 | 0 | 0 | 0 | 0 | 0 | 5 | 2 | 4 | 2 | [19 empty] | 1 | 1 | 0
EOP | Vista (VEA) | 230 | OOS_Wind |  |  | 0 | 0 | 0 | 0 | 0 | 0 | 0 | 0 | 0 | 5 | 2 | 4 | 2 | [19 empty] | 1 | 1 | 0
PG&E FRESNO | Wahtoke | 115 | OOS_Wind |  |  | 0 | 0 | 0 | 0 | 0 | 0 | 0 | 0 | 0 | 5 | 2 | 5 | 2 | [19 empty] | 1 | 1 | 0
SCE Metro | Walnut | 230 | OOS_Wind |  |  | 0 | 0 | 0 | 0 | 0 | 0 | 0 | 0 | 0 | 1 | 1 | 1 | 1 | [19 empty] | 1 | 1 | 0
SCE Northern | Warne | 230 | OOS_Wind |  |  | 0 | 0 | 0 | 0 | 0 | 0 | 0 | 0 | 0 | 5 | 2 | 4 | 2 | [19 empty] | 1 | 1 | 0
PG&E GBA | Warnerville | 230 | OOS_Wind |  |  | 0 | 0 | 0 | 0 | 0 | 0 | 0 | 0 | 0 | 5 | 5 | 5 | 2 | [19 empty] | 1 | 1 | 0
PG&E FRESNO | Waukena | 115 | OOS_Wind |  |  | 0 | 0 | 0 | 0 | 0 | 0 | 0 | 0 | 0 | 5 | 2 | 5 | 2 | [19 empty] | 1 | 1 | 0
PG&E GBA | Weber | 230 | OOS_Wind |  |  | 0 | 0 | 0 | 0 | 0 | 0 | 0 | 0 | 0 | 1 | 1 | 1 | 1 | [19 empty] | 1 | 1 | 0
PG&E FRESNO | West Fresno | 115 | OOS_Wind |  |  | 0 | 0 | 0 | 0 | 0 | 0 | 0 | 0 | 0 | 5 | 5 | 5 | 2 | [19 empty] | 1 | 1 | 0
PG&E FRESNO | Westley | 230 | OOS_Wind |  |  | 0 | 0 | 0 | 0 | 0 | 0 | 0 | 0 | 0 | 1 | 1 | 1 | 1 | [19 empty] | 1 | 1 | 0
PG&E KERN | Westpark | 115 | OOS_Wind |  |  | 0 | 0 | 0 | 0 | 0 | 0 | 0 | 0 | 0 | 5 | 2 | 5 | 2 | [19 empty] | 1 | 1 | 0
PG&E KERN | Wheeler Ridge | 230 | OOS_Wind |  |  | 0 | 0 | 0 | 0 | 0 | 0 | 0 | 0 | 0 | 5 | 5 | 5 | 4 | 1 | [18 empty] | 1 | 1 | 0
PG&E KERN | Wheeler Ridge | 115 | OOS_Wind |  |  | 0 | 0 | 0 | 0 | 0 | 0 | 0 | 0 | 0 | 5 | 2 | 5 | 2 | 3 | [18 empty] | 1 | 1 | 0
SCE Northern | Whirlwind | 230 | OOS_Wind |  |  | 0 | 0 | 0 | 0 | 0 | 0 | 0 | 0 | 0 | 1 | 1 | 1 | 1 | 5 | [18 empty] | 1+ | 1 | 1
SCE Northern | Whirlwind | 500 | OOS_Wind |  |  | 0 | 0 | 0 | 0 | 0 | 0 | 0 | 0 | 0 | 1 | 1 | 1 | 1 | 5 | [18 empty] | 1 | 1 | 0
PG&E GBA | Whisman | 115 | OOS_Wind |  |  | 0 | 0 | 0 | 0 | 0 | 0 | 0 | 0 | 0 | 1 | 1 | 1 | 1 | [19 empty] | 1 | 1 | 0
SCE Eastern | Wildlife | 230 | OOS_Wind |  |  | 0 | 0 | 0 | 0 | 0 | 0 | 0 | 0 | 0 | 1 | 1 | 1 | 1 | [19 empty] | 1 | 1 | 0
PG&E FRESNO | Wilson | 115 | OOS_Wind |  |  | 0 | 0 | 0 | 0 | 0 | 0 | 0 | 0 | 0 | 5 | 5 | 5 | 2 | 4 | [18 empty] | 1 | 1 | 0
PG&E FRESNO | Wilson | 230 | OOS_Wind |  |  | 0 | 0 | 0 | 0 | 0 | 0 | 0 | 0 | 0 | 5 | 5 | 5 | 4 | [19 empty] | 1 | 1 | 0
SCE Northern | Windhub | 230 | OOS_Wind |  |  | 0 | 0 | 0 | 0 | 0 | 0 | 0 | 0 | 0 | 1 | 1 | 1 | 1 | 4 | [18 empty] | 1 | 1 | 0
SCE Northern | Windhub | 500 | OOS_Wind |  |  | 0 | 0 | 0 | 0 | 0 | 0 | 0 | 0 | 0 | 1 | 1 | 1 | 1 | 5 | [18 empty] | 1 | 1 | 0
PG&E GBA | Windmaster | 230 | OOS_Wind |  |  | 0 | 0 | 0 | 0 | 0 | 0 | 0 | 0 | 0 | 5 | 5 | 1 | 1 | [19 empty] | 1 | 1 | 0
PG&E NGBA | Woodland | 115 | OOS_Wind |  |  | 0 | 0 | 0 | 0 | 0 | 0 | 0 | 0 | 0 | 5 | 5 | 1 | 1 | [19 empty] | 1 | 1 | 0
PG&E FRESNO | Woodward | 115 | OOS_Wind |  |  | 0 | 0 | 0 | 0 | 0 | 0 | 0 | 0 | 0 | 5 | 2 | 5 | 2 | [19 empty] | 1 | 1 | 0
PG&E NGBA | Wyandotte | 115 | OOS_Wind |  |  | 0 | 0 | 0 | 0 | 0 | 0 | 0 | 0 | 0 | 5 | 5 | 1 | 1 | [19 empty] | 1 | 1 | 0
PG&E KERN | 7th Standard | 115 | Offshore_Wind |  |  | 0 | 0 | 0 | 0 | 0 | 0 | 0 | 0 | 0 | 5 | 5 | 5 | 4 | [19 empty] | 1 | 1 | 0
SCE Metro | Alamitos | 230 | Offshore_Wind |  |  | 0 | 0 | 0 | 0 | 0 | 0 | 0 | 0 | 0 | 1 | 1 | 1 | 1 | [19 empty] | 1 | 1 | 0
SCE Eastern | Alberhill | 115 | Offshore_Wind |  |  | 0 | 0 | 0 | 0 | 0 | 0 | 0 | 0 | 0 | 1 | 1 | 1 | 1 | [19 empty] | 1 | 1 | 0
SCE Eastern | Alberhill | 500 | Offshore_Wind |  |  | 0 | 0 | 0 | 0 | 0 | 0 | 0 | 0 | 0 | 1 | 1 | 1 | 1 | [19 empty] | 1 | 1 | 0
PG&E GBA | Alhambra | 115 | Offshore_Wind |  |  | 0 | 0 | 0 | 0 | 0 | 0 | 0 | 0 | 0 | 5 | 5 | 1 | 1 | [19 empty] | 1 | 1 | 0
PG&E FRESNO | Alpaugh | 115 | Offshore_Wind |  |  | 0 | 0 | 0 | 0 | 0 | 0 | 0 | 0 | 0 | 5 | 5 | 5 | 4 | 3 | [18 empty] | 1 | 1 | 0
PG&E GBA | Altamont Midway (Sandhill) | 230 | Offshore_Wind |  |  | 0 | 0 | 0 | 0 | 0 | 0 | 0 | 0 | 0 | 5 | 5 | 1 | 1 | [19 empty] | 1 | 1 | 0
SCE Northern | Antelope | 230 | Offshore_Wind |  |  | 0 | 0 | 0 | 0 | 0 | 0 | 0 | 0 | 0 | 1 | 1 | 1 | 1 | 4 | [18 empty] | 1 | 1 | 0
SCE Northern | Antelope | 500 | Offshore_Wind |  |  | 0 | 0 | 0 | 0 | 0 | 0 | 0 | 0 | 0 | 1 | 1 | 1 | 1 | [19 empty] | 1 | 1 | 0
PG&E KERN | Arco | 230 | Offshore_Wind |  |  | 0 | 0 | 0 | 0 | 0 | 0 | 0 | 0 | 0 | 5 | 5 | 5 | 4 | 3 | [18 empty] | 1 | 1 | 0
SCE Metro | ArcoGen | 230 | Offshore_Wind |  |  | 0 | 0 | 0 | 0 | 0 | 0 | 0 | 0 | 0 | 1 | 1 | 1 | 1 | [19 empty] | 1 | 1 | 0
SDGE | Artesian | 230 | Offshore_Wind |  |  | 0 | 0 | 0 | 0 | 0 | 0 | 0 | 0 | 0 | 1 | 1 | 1 | 1 | [19 empty] | 1 | 1 | 0
PG&E FRESNO | Ashlan | 230 | Offshore_Wind |  |  | 0 | 0 | 0 | 0 | 0 | 0 | 0 | 0 | 0 | 5 | 2 | 5 | 2 | [19 empty] | 1 | 1 | 0
PG&E NGBA | Atlantic | 115 | Offshore_Wind |  |  | 0 | 0 | 0 | 0 | 0 | 0 | 0 | 0 | 0 | 5 | 5 | 1 | 1 | [19 empty] | 1 | 1 | 0
PG&E NGBA | Atlantic | 230 | Offshore_Wind |  |  | 0 | 0 | 0 | 0 | 0 | 0 | 0 | 0 | 0 | 5 | 5 | 1 | 1 | [19 empty] | 1 | 1 | 0
PG&E FRESNO | Atwater | 115 | Offshore_Wind |  |  | 0 | 0 | 0 | 0 | 0 | 0 | 0 | 0 | 0 | 5 | 2 | 5 | 2 | [19 empty] | 1 | 1 | 0
PG&E GBA | Avena | 115 | Offshore_Wind |  |  | 0 | 0 | 0 | 0 | 0 | 0 | 0 | 0 | 0 | 1 | 1 | 1 | 1 | [19 empty] | 1 | 1 | 0
PG&E NGBA | Bahia | 230 | Offshore_Wind |  |  | 0 | 0 | 0 | 0 | 0 | 0 | 0 | 0 | 0 | 5 | 5 | 1 | 1 | [19 empty] | 1 | 1 | 0
SCE Northern | Bailey | 230 | Offshore_Wind |  |  | 0 | 0 | 0 | 0 | 0 | 0 | 0 | 0 | 0 | 5 | 2 | 4 | 2 | [19 empty] | 1 | 1 | 0
SCE NOL | Baker | 115 | Offshore_Wind |  |  | 0 | 0 | 0 | 0 | 0 | 0 | 0 | 0 | 0 | 3 | 3 | 1 | 1 | [19 empty] | 1 | 1 | 0
PG&E KERN | Bakersfield | 230 | Offshore_Wind |  |  | 0 | 0 | 0 | 0 | 0 | 0 | 0 | 0 | 0 | 5 | 5 | 5 | 4 | [19 empty] | 1 | 1 | 0
PG&E FRESNO | Balch | 230 | Offshore_Wind |  |  | 0 | 0 | 0 | 0 | 0 | 0 | 0 | 0 | 0 | 5 | 5 | 5 | 2 | [19 empty] | 1 | 1 | 0
SCE Eastern | Bannister | 230 | Offshore_Wind |  |  | 0 | 0 | 0 | 0 | 0 | 0 | 0 | 0 | 0 | 5 | 2 | 1 | 1 | [19 empty] | 1 | 1 | 0
SCE Metro | Barre | 230 | Offshore_Wind |  |  | 0 | 0 | 0 | 0 | 0 | 0 | 0 | 0 | 0 | 1 | 1 | 1 | 1 | [19 empty] | 1 | 1 | 0
SDGE | Bay Boulevard | 230 | Offshore_Wind |  |  | 0 | 0 | 0 | 0 | 0 | 0 | 0 | 0 | 0 | 1 | 1 | 1 | 1 | [19 empty] | 1 | 1 | 0
EOP | Beatty | 138 | Offshore_Wind |  |  | 0 | 0 | 0 | 0 | 0 | 0 | 0 | 0 | 0 | 5 | 2 | 4 | 2 | [19 empty] | 1 | 1 | 0
EOP | Beatty | 230 | Offshore_Wind |  |  | 0 | 0 | 0 | 0 | 0 | 0 | 0 | 0 | 0 | 5 | 2 | 4 | 2 | [19 empty] | 1 | 1 | 0
PG&E NGBA | Belden | 230 | Offshore_Wind |  |  | 0 | 0 | 0 | 0 | 0 | 0 | 0 | 0 | 0 | 5 | 5 | 1 | 1 | [19 empty] | 1 | 1 | 0
PG&E NGBA | Bell | 115 | Offshore_Wind |  |  | 0 | 0 | 0 | 0 | 0 | 0 | 0 | 0 | 0 | 5 | 5 | 1 | 1 | [19 empty] | 1 | 1 | 0
PG&E NGBA | Bellevue | 115 | Offshore_Wind |  |  | 0 | 0 | 0 | 0 | 0 | 0 | 0 | 0 | 0 | 5 | 5 | 1 | 1 | [19 empty] | 1 | 1 | 0
PG&E GBA | Bellota | 115 | Offshore_Wind |  |  | 0 | 0 | 0 | 0 | 0 | 0 | 0 | 0 | 0 | 1 | 1 | 1 | 1 | 3 | [18 empty] | 1 | 1 | 0
PG&E GBA | Bellota | 230 | Offshore_Wind |  |  | 0 | 0 | 0 | 0 | 0 | 0 | 0 | 0 | 0 | 1 | 1 | 1 | 1 | 3 | [18 empty] | 1 | 1 | 0
SCE Northern | Big Creek | 230 | Offshore_Wind |  |  | 0 | 0 | 0 | 0 | 0 | 0 | 0 | 0 | 0 | 1 | 1 | 1 | 1 | [19 empty] | 1 | 1 | 0
PG&E GBA | Birds Landing | 230 | Offshore_Wind |  |  | 0 | 0 | 0 | 0 | 0 | 0 | 0 | 0 | 0 | 5 | 5 | 1 | 1 | 3 | [18 empty] | 1 | 1 | 0
SCE Eastern | Blythe | 161 | Offshore_Wind |  |  | 0 | 0 | 0 | 0 | 0 | 0 | 0 | 0 | 0 | 5 | 2 | 1 | 1 | 3 | [18 empty] | 1 | 1 | 0
PG&E NGBA | Bogue | 115 | Offshore_Wind |  |  | 0 | 0 | 0 | 0 | 0 | 0 | 0 | 0 | 0 | 5 | 5 | 1 | 1 | [19 empty] | 1 | 1 | 0
PG&E FRESNO | Borden | 230 | Offshore_Wind |  |  | 0 | 0 | 0 | 0 | 0 | 0 | 0 | 0 | 0 | 5 | 5 | 5 | 4 | 1 | [18 empty] | 1 | 1 | 0
SDGE | Boulevard East | 138 | Offshore_Wind |  |  | 0 | 0 | 0 | 0 | 0 | 0 | 0 | 0 | 0 | 1 | 1 | 1 | 1 | 1 | [18 empty] | 1 | 1 | 0
PG&E GBA | Brentwood | 230 | Offshore_Wind |  |  | 0 | 0 | 0 | 0 | 0 | 0 | 0 | 0 | 0 | 5 | 5 | 1 | 1 | [19 empty] | 1 | 1 | 0
PG&E NGBA | Bridgeville | 115 | Offshore_Wind |  |  | 0 | 0 | 0 | 0 | 0 | 0 | 0 | 0 | 0 | 5 | 5 | 1 | 1 | [19 empty] | 1 | 1 | 0
PG&E NGBA | Brighton | 115 | Offshore_Wind |  |  | 0 | 0 | 0 | 0 | 0 | 0 | 0 | 0 | 0 | 5 | 5 | 1 | 1 | [19 empty] | 1 | 1 | 0
PG&E NGBA | Brighton | 230 | Offshore_Wind |  |  | 0 | 0 | 0 | 0 | 0 | 0 | 0 | 0 | 0 | 5 | 5 | 1 | 1 | [19 empty] | 1 | 1 | 0
PG&E NGBA | Brunswick | 115 | Offshore_Wind |  |  | 0 | 0 | 0 | 0 | 0 | 0 | 0 | 0 | 0 | 5 | 5 | 1 | 1 | [19 empty] | 1 | 1 | 0
PG&E NGBA | Bucks Creek | 230 | Offshore_Wind |  |  | 0 | 0 | 0 | 0 | 0 | 0 | 0 | 0 | 0 | 5 | 5 | 1 | 1 | [19 empty] | 1 | 1 | 0
PG&E KERN | Buena Vista | 230 | Offshore_Wind |  |  | 0 | 0 | 0 | 0 | 0 | 0 | 0 | 0 | 0 | 5 | 5 | 5 | 4 | [19 empty] | 1 | 1 | 0
PG&E FRESNO | Bullard | 115 | Offshore_Wind |  |  | 0 | 0 | 0 | 0 | 0 | 0 | 0 | 0 | 0 | 5 | 5 | 5 | 4 | [19 empty] | 1 | 1 | 0
PG&E GBA | Burlingame | 115 | Offshore_Wind |  |  | 0 | 0 | 0 | 0 | 0 | 0 | 0 | 0 | 0 | 5 | 5 | 1 | 1 | [19 empty] | 1 | 1 | 0
PG&E NGBA | Burney Forest | 230 | Offshore_Wind |  |  | 0 | 0 | 0 | 0 | 0 | 0 | 0 | 0 | 0 | 5 | 5 | 3 | 2 | [19 empty] | 1 | 1 | 0
PG&E NGBA | Butte | 115 | Offshore_Wind |  |  | 0 | 0 | 0 | 0 | 0 | 0 | 0 | 0 | 0 | 5 | 5 | 1 | 1 | [19 empty] | 1 | 1 | 0
PG&E KERN | Cabrillo | 115 | Offshore_Wind |  |  | 0 | 0 | 0 | 0 | 0 | 0 | 0 | 0 | 0 | 5 | 2 | 5 | 2 | [19 empty] | 1 | 1 | 0
PG&E FRESNO | Cal Flats | 230 | Offshore_Wind |  |  | 0 | 0 | 0 | 0 | 0 | 0 | 0 | 0 | 0 | 5 | 5 | 5 | 4 | [19 empty] | 1 | 1 | 0
SCE NOL | Calcite | 230 | Offshore_Wind |  |  | 0 | 0 | 0 | 0 | 0 | 0 | 0 | 0 | 0 | 1 | 1 | 1 | 1 | 3 | [18 empty] | 1 | 1 | 0
PG&E KERN | Caliente | 230 | Offshore_Wind |  |  | 0 | 0 | 0 | 0 | 0 | 0 | 0 | 0 | 0 | 5 | 5 | 5 | 4 | 1 | [18 empty] | 1 | 1 | 0
PG&E FRESNO | California Ave | 115 | Offshore_Wind |  |  | 0 | 0 | 0 | 0 | 0 | 0 | 0 | 0 | 0 | 5 | 2 | 5 | 2 | [19 empty] | 1 | 1 | 0
PG&E KERN | Callender | 115 | Offshore_Wind |  |  | 0 | 0 | 0 | 0 | 0 | 0 | 0 | 0 | 0 | 5 | 5 | 5 | 4 | [19 empty] | 1 | 1 | 0
PG&E NGBA | Calpella | 115 | Offshore_Wind |  |  | 0 | 0 | 0 | 0 | 0 | 0 | 0 | 0 | 0 | 5 | 5 | 1 | 1 | [19 empty] | 1 | 1 | 0
PG&E GBA | Camanche | 230 | Offshore_Wind |  |  | 0 | 0 | 0 | 0 | 0 | 0 | 0 | 0 | 0 | 1 | 1 | 1 | 1 | [19 empty] | 1 | 1 | 0
PG&E FRESNO | Cantua | 115 | Offshore_Wind |  |  | 0 | 0 | 0 | 0 | 0 | 0 | 0 | 0 | 0 | 5 | 2 | 5 | 2 | [19 empty] | 1 | 1 | 0
SDGE | Capistrano | 138 | Offshore_Wind |  |  | 0 | 0 | 0 | 0 | 0 | 0 | 0 | 0 | 0 | 1 | 1 | 1 | 1 | [19 empty] | 1 | 1 | 0
SDGE | Capistrano | 230 | Offshore_Wind |  |  | 0 | 0 | 0 | 0 | 0 | 0 | 0 | 0 | 0 | 1 | 1 | 1 | 1 | [19 empty] | 1 | 1 | 0
PG&E NGBA | Carberry | 230 | Offshore_Wind |  |  | 0 | 0 | 0 | 0 | 0 | 0 | 0 | 0 | 0 | 5 | 5 | 3 | 2 | [19 empty] | 1 | 1 | 0
PG&E NGBA | Caribou | 115 | Offshore_Wind |  |  | 0 | 0 | 0 | 0 | 0 | 0 | 0 | 0 | 0 | 5 | 5 | 1 | 1 | [19 empty] | 1 | 1 | 0
PG&E NGBA | Caribou | 230 | Offshore_Wind |  |  | 0 | 0 | 0 | 0 | 0 | 0 | 0 | 0 | 0 | 5 | 5 | 1 | 1 | [19 empty] | 1 | 1 | 0
EOP | Carpenter Canyon (fka Gamebird) | 138 | Offshore_Wind |  |  | 0 | 0 | 0 | 0 | 0 | 0 | 0 | 0 | 0 | 5 | 2 | 4 | 2 | [19 empty] | 1 | 1 | 0
EOP | Carpenter Canyon (fka Gamebird) | 230 | Offshore_Wind |  |  | 0 | 0 | 0 | 0 | 0 | 0 | 0 | 0 | 0 | 5 | 2 | 4 | 2 | [19 empty] | 1 | 1 | 0
PG&E NGBA | Carquinez | 115 | Offshore_Wind |  |  | 0 | 0 | 0 | 0 | 0 | 0 | 0 | 0 | 0 | 5 | 5 | 1 | 1 | [19 empty] | 1 | 1 | 0
SDGE | Carrizo Gorge | 138 | Offshore_Wind |  |  | 0 | 0 | 0 | 0 | 0 | 0 | 0 | 0 | 0 | 1 | 1 | 1 | 1 | [19 empty] | 1 | 1 | 0
PG&E KERN | Carrizo Plains | 115 | Offshore_Wind |  |  | 0 | 0 | 0 | 0 | 0 | 0 | 0 | 0 | 0 | 5 | 5 | 5 | 4 | [19 empty] | 1 | 1 | 0
PG&E KERN | Casaloma | 230 | Offshore_Wind |  |  | 0 | 0 | 0 | 0 | 0 | 0 | 0 | 0 | 0 | 5 | 2 | 5 | 2 | [19 empty] | 1 | 1 | 0
PG&E GBA | Castro Valley | 230 | Offshore_Wind |  |  | 0 | 0 | 0 | 0 | 0 | 0 | 0 | 0 | 0 | 5 | 5 | 1 | 1 | [19 empty] | 1 | 1 | 0
PG&E GBA | Cayetano | 230 | Offshore_Wind |  |  | 0 | 0 | 0 | 0 | 0 | 0 | 0 | 0 | 0 | 5 | 5 | 1 | 1 | [19 empty] | 1 | 1 | 0
SCE Metro | Center | 230 | Offshore_Wind |  |  | 0 | 0 | 0 | 0 | 0 | 0 | 0 | 0 | 0 | 1 | 1 | 1 | 1 | [19 empty] | 1 | 1 | 0
PG&E KERN | Charca | 115 | Offshore_Wind |  |  | 0 | 0 | 0 | 0 | 0 | 0 | 0 | 0 | 0 | 5 | 2 | 5 | 2 | [19 empty] | 1 | 1 | 0
EOP | Charleston | 138 | Offshore_Wind |  |  | 0 | 0 | 0 | 0 | 0 | 0 | 0 | 0 | 0 | 5 | 2 | 4 | 2 | [19 empty] | 1 | 1 | 0
SCE Metro | Chevmain | 230 | Offshore_Wind |  |  | 0 | 0 | 0 | 0 | 0 | 0 | 0 | 0 | 0 | 1 | 1 | 1 | 1 | [19 empty] | 1 | 1 | 0
SDGE | Chicarita | 138 | Offshore_Wind |  |  | 0 | 0 | 0 | 0 | 0 | 0 | 0 | 0 | 0 | 1 | 1 | 1 | 1 | [19 empty] | 1 | 1 | 0
SCE Metro | Chino | 230 | Offshore_Wind |  |  | 0 | 0 | 0 | 0 | 0 | 0 | 0 | 0 | 0 | 1 | 1 | 1 | 1 | [19 empty] | 1 | 1 | 0
PG&E FRESNO | Chowchilla | 115 | Offshore_Wind |  |  | 0 | 0 | 0 | 0 | 0 | 0 | 0 | 0 | 0 | 5 | 5 | 5 | 2 | [19 empty] | 1 | 1 | 0
PG&E GBA | Christie | 115 | Offshore_Wind |  |  | 0 | 0 | 0 | 0 | 0 | 0 | 0 | 0 | 0 | 5 | 5 | 1 | 1 | [19 empty] | 1 | 1 | 0
SCE Eastern | Cielo Azul | 500 | Offshore_Wind |  |  | 0 | 0 | 0 | 0 | 0 | 0 | 0 | 0 | 0 | 5 | 4 | 4 | 2 | [19 empty] | 1 | 1 | 0
PG&E GBA | Clayton | 115 | Offshore_Wind |  |  | 0 | 0 | 0 | 0 | 0 | 0 | 0 | 0 | 0 | 5 | 5 | 1 | 1 | [19 empty] | 1 | 1 | 0
PG&E NGBA | Cloverdale | 115 | Offshore_Wind |  |  | 0 | 0 | 0 | 0 | 0 | 0 | 0 | 0 | 0 | 5 | 5 | 1 | 1 | [19 empty] | 1 | 1 | 0
PG&E FRESNO | Clovis | 115 | Offshore_Wind |  |  | 0 | 0 | 0 | 0 | 0 | 0 | 0 | 0 | 0 | 5 | 2 | 5 | 2 | [19 empty] | 1 | 1 | 0
PG&E GBA | Coburn | 230 | Offshore_Wind |  |  | 0 | 0 | 0 | 0 | 0 | 0 | 0 | 0 | 0 | 5 | 2 | 5 | 2 | [19 empty] | 1 | 1 | 0
PG&E NGBA | Colgate | 230 | Offshore_Wind |  |  | 0 | 0 | 0 | 0 | 0 | 0 | 0 | 0 | 0 | 5 | 5 | 1 | 1 | [19 empty] | 1 | 1 | 0
PG&E GBA | Collierville | 230 | Offshore_Wind |  |  | 0 | 0 | 0 | 0 | 0 | 0 | 0 | 0 | 0 | 1 | 1 | 1 | 1 | [19 empty] | 1 | 1 | 0
PG&E GBA | Collinsville | 230 | Offshore_Wind |  |  | 0 | 0 | 0 | 0 | 0 | 0 | 0 | 0 | 0 | 5 | 5 | 1 | 1 | [19 empty] | 1 | 1 | 0
PG&E GBA | Collinsville | 500 | Offshore_Wind |  |  | 0 | 0 | 0 | 0 | 0 | 0 | 0 | 0 | 0 | 5 | 5 | 1 | 1 | [19 empty] | 1 | 1 | 0
SCE Eastern | Colorado River | 230 | Offshore_Wind |  |  | 0 | 0 | 0 | 0 | 0 | 0 | 0 | 0 | 0 | 4 | 4 | 1 | 1 | 4 | [18 empty] | 1 | 1 | 0
SCE Eastern | Colorado River | 500 | Offshore_Wind |  |  | 0 | 0 | 0 | 0 | 0 | 0 | 0 | 0 | 0 | 4 | 4 | 1 | 1 | 2 | [18 empty] | 1 | 1 | 0
PG&E KERN | Columbus | 115 | Offshore_Wind |  |  | 0 | 0 | 0 | 0 | 0 | 0 | 0 | 0 | 0 | 5 | 5 | 5 | 4 | [19 empty] | 1 | 1 | 0
PG&E GBA | Contra Costa | 115 | Offshore_Wind |  |  | 0 | 0 | 0 | 0 | 0 | 0 | 0 | 0 | 0 | 5 | 5 | 1 | 1 | [19 empty] | 1 | 1 | 0
PG&E GBA | Contra Costa | 230 | Offshore_Wind |  |  | 0 | 0 | 0 | 0 | 0 | 0 | 0 | 0 | 0 | 5 | 5 | 1 | 1 | [19 empty] | 1 | 1 | 0
PG&E GBA | Contra Costa PP | 230 | Offshore_Wind |  |  | 0 | 0 | 0 | 0 | 0 | 0 | 0 | 0 | 0 | 5 | 5 | 1 | 1 | [19 empty] | 1 | 1 | 0
SCE NOL | Control | 115 | Offshore_Wind |  |  | 0 | 0 | 0 | 0 | 0 | 0 | 0 | 0 | 0 | 5 | 3 | 1 | 1 | [19 empty] | 1 | 1 | 0
PG&E GBA | Cooley Landing | 115 | Offshore_Wind |  |  | 0 | 0 | 0 | 0 | 0 | 0 | 0 | 0 | 0 | 5 | 5 | 1 | 1 | [19 empty] | 1 | 1 | 0
SCE NOL | Coolwater | 230 | Offshore_Wind |  |  | 0 | 0 | 0 | 0 | 0 | 0 | 0 | 0 | 0 | 3 | 3 | 1 | 1 | [19 empty] | 1 | 1 | 0
SCE NOL | Coolwater | 115 | Offshore_Wind |  |  | 0 | 0 | 0 | 0 | 0 | 0 | 0 | 0 | 0 | 3 | 3 | 1 | 1 | 3 | [18 empty] | 1 | 1 | 0
PG&E FRESNO | Corcoran | 115 | Offshore_Wind |  |  | 0 | 0 | 0 | 0 | 0 | 0 | 0 | 0 | 0 | 5 | 5 | 5 | 4 | [19 empty] | 1 | 1 | 0
PG&E NGBA | Corona | 115 | Offshore_Wind |  |  | 0 | 0 | 0 | 0 | 0 | 0 | 0 | 0 | 0 | 5 | 5 | 1 | 1 | [19 empty] | 1 | 1 | 0
PG&E NGBA | Cortina | 230 | Offshore_Wind |  |  | 0 | 0 | 0 | 0 | 0 | 0 | 0 | 0 | 0 | 5 | 5 | 1 | 1 | 3 | [18 empty] | 1 | 1 | 0
PG&E NGBA | Cortina | 115 | Offshore_Wind |  |  | 0 | 0 | 0 | 0 | 0 | 0 | 0 | 0 | 0 | 5 | 5 | 1 | 1 | 1 | [18 empty] | 1 | 1 | 0
PG&E GBA | Cottle | 230 | Offshore_Wind |  |  | 0 | 0 | 0 | 0 | 0 | 0 | 0 | 0 | 0 | 5 | 5 | 5 | 2 | 3 | [18 empty] | 1 | 1 | 0
PG&E NGBA | Cottonwood | 115 | Offshore_Wind |  |  | 0 | 0 | 0 | 0 | 0 | 0 | 0 | 0 | 0 | 5 | 5 | 1 | 1 | [19 empty] | 1 | 1 | 0
PG&E NGBA | Cottonwood | 230 | Offshore_Wind |  |  | 0 | 0 | 0 | 0 | 0 | 0 | 0 | 0 | 0 | 5 | 5 | 1 | 1 | [19 empty] | 1 | 1 | 0
PG&E NGBA | Cove Road | 230 | Offshore_Wind |  |  | 0 | 0 | 0 | 0 | 0 | 0 | 0 | 0 | 0 | 5 | 5 | 1 | 1 | [19 empty] | 1 | 1 | 0
PG&E GBA | Coyote | 230 | Offshore_Wind |  |  | 0 | 0 | 0 | 0 | 0 | 0 | 0 | 0 | 0 | 1 | 1 | 1 | 1 | [19 empty] | 1 | 1 | 0
PG&E GBA | Crazy Horse Canyon | 115 | Offshore_Wind |  |  | 0 | 0 | 0 | 0 | 0 | 0 | 0 | 0 | 0 | 1 | 1 | 1 | 1 | [19 empty] | 1 | 1 | 0
PG&E FRESNO | Cressey | 115 | Offshore_Wind |  |  | 0 | 0 | 0 | 0 | 0 | 0 | 0 | 0 | 0 | 5 | 2 | 5 | 2 | [19 empty] | 1 | 1 | 0
PG&E NGBA | Cresta | 230 | Offshore_Wind |  |  | 0 | 0 | 0 | 0 | 0 | 0 | 0 | 0 | 0 | 5 | 5 | 1 | 1 | [19 empty] | 1 | 1 | 0
PG&E GBA | Curtis | 115 | Offshore_Wind |  |  | 0 | 0 | 0 | 0 | 0 | 0 | 0 | 0 | 0 | 1 | 1 | 1 | 1 | [19 empty] | 1 | 1 | 0
PG&E FRESNO | Dairyland | 115 | Offshore_Wind |  |  | 0 | 0 | 0 | 0 | 0 | 0 | 0 | 0 | 0 | 5 | 2 | 5 | 2 | [19 empty] | 1 | 1 | 0
PG&E NGBA | Davis | 115 | Offshore_Wind |  |  | 0 | 0 | 0 | 0 | 0 | 0 | 0 | 0 | 0 | 5 | 5 | 1 | 1 | 3 | [18 empty] | 1 | 1 | 0
SCE Metro | Del Amo | 500 | Offshore_Wind |  |  | 0 | 0 | 0 | 0 | 0 | 0 | 0 | 0 | 0 | 1 | 1 | 1 | 1 | [19 empty] | 1 | 1 | 0
SCE Metro | Del Amo | 230 | Offshore_Wind |  |  | 0 | 0 | 0 | 0 | 0 | 0 | 0 | 0 | 0 | 1 | 1 | 1 | 1 | [19 empty] | 1 | 1 | 0
SCE Eastern | Delaney | 500 | Offshore_Wind |  |  | 0 | 0 | 0 | 0 | 0 | 0 | 0 | 0 | 0 | 5 | 4 | 4 | 2 | [19 empty] | 1 | 1 | 0
PG&E NGBA | Delevan | 230 | Offshore_Wind |  |  | 0 | 0 | 0 | 0 | 0 | 0 | 0 | 0 | 0 | 5 | 5 | 1 | 1 | 3 | [18 empty] | 1 | 1 | 0
PG&E GBA | Delta PP | 230 | Offshore_Wind |  |  | 0 | 0 | 0 | 0 | 0 | 0 | 0 | 0 | 0 | 5 | 5 | 1 | 1 | [19 empty] | 1 | 1 | 0
EOP | Desert View | 230 | Offshore_Wind |  |  | 0 | 0 | 0 | 0 | 0 | 0 | 0 | 0 | 0 | 5 | 2 | 4 | 2 | [19 empty] | 1 | 1 | 0
SCE Eastern | Devers | 230 | Offshore_Wind |  |  | 0 | 0 | 0 | 0 | 0 | 0 | 0 | 0 | 0 | 1 | 1 | 1 | 1 | 5 | [18 empty] | 1 | 1 | 0
SCE Eastern | Devers | 500 | Offshore_Wind |  |  | 0 | 0 | 0 | 0 | 0 | 0 | 0 | 0 | 0 | 1 | 1 | 1 | 1 | [19 empty] | 1 | 1 | 0
PG&E KERN | Diablo Canyon | 230 | Offshore_Wind |  |  | 0 | 0 | 0 | 0 | 0 | 0 | 0 | 0 | 0 | 5 | 2 | 5 | 2 | 3 | [18 empty] | 1 | 1 | 0
PG&E KERN | Diablo Canyon | 500 | Offshore_Wind |  |  | 2924 | 0 | 2924 | 0 | 0 | 0 | 2924 | 0 | 2924 | 5 | 5 | 4 | 4 | 5 | [18 empty] | 5- | 1 | 1
PG&E KERN | Divide | 115 | Offshore_Wind |  |  | 0 | 0 | 0 | 0 | 0 | 0 | 0 | 0 | 0 | 5 | 2 | 5 | 2 | [19 empty] | 1 | 1 | 0
PG&E GBA | Dixon Landing | 115 | Offshore_Wind |  |  | 0 | 0 | 0 | 0 | 0 | 0 | 0 | 0 | 0 | 1 | 1 | 1 | 1 | [19 empty] | 1 | 1 | 0
PG&E FRESNO | Dos Amigos | 230 | Offshore_Wind |  |  | 0 | 0 | 0 | 0 | 0 | 0 | 0 | 0 | 0 | 5 | 2 | 5 | 2 | [19 empty] | 1 | 1 | 0
PG&E NGBA | Drum | 115 | Offshore_Wind |  |  | 0 | 0 | 0 | 0 | 0 | 0 | 0 | 0 | 0 | 5 | 5 | 1 | 1 | [19 empty] | 1 | 1 | 0
PG&E GBA | Dumbarton | 115 | Offshore_Wind |  |  | 0 | 0 | 0 | 0 | 0 | 0 | 0 | 0 | 0 | 5 | 5 | 1 | 1 | [19 empty] | 1 | 1 | 0
SCE NOL | Dunn Siding | 115 | Offshore_Wind |  |  | 0 | 0 | 0 | 0 | 0 | 0 | 0 | 0 | 0 | 3 | 3 | 1 | 1 | [19 empty] | 1 | 1 | 0
SCE Eastern | Eagle Mountain | 230 | Offshore_Wind |  |  | 0 | 0 | 0 | 0 | 0 | 0 | 0 | 0 | 0 | 5 | 2 | 1 | 1 | [19 empty] | 1 | 1 | 0
PG&E NGBA | Eagle Rock (PGE) | 115 | Offshore_Wind |  |  | 0 | 0 | 0 | 0 | 0 | 0 | 0 | 0 | 0 | 5 | 5 | 1 | 1 | 3 | [18 empty] | 1 | 1 | 0
SCE Metro | Eagle Rock (SCE) | 230 | Offshore_Wind |  |  | 0 | 0 | 0 | 0 | 0 | 0 | 0 | 0 | 0 | 1 | 1 | 1 | 1 | [19 empty] | 1 | 1 | 0
PG&E NGBA | East Marysville | 115 | Offshore_Wind |  |  | 0 | 0 | 0 | 0 | 0 | 0 | 0 | 0 | 0 | 5 | 5 | 1 | 1 | [19 empty] | 1 | 1 | 0
PG&E NGBA | East Nicolaus | 115 | Offshore_Wind |  |  | 0 | 0 | 0 | 0 | 0 | 0 | 0 | 0 | 0 | 5 | 5 | 1 | 1 | [19 empty] | 1 | 1 | 0
PG&E GBA | Eastshore | 115 | Offshore_Wind |  |  | 0 | 0 | 0 | 0 | 0 | 0 | 0 | 0 | 0 | 5 | 5 | 1 | 1 | 4 | [18 empty] | 1 | 1 | 0
PG&E GBA | Eastshore | 230 | Offshore_Wind |  |  | 0 | 0 | 0 | 0 | 0 | 0 | 0 | 0 | 0 | 5 | 5 | 1 | 1 | [19 empty] | 1 | 1 | 0
SDGE | ECO | 138 | Offshore_Wind |  |  | 0 | 0 | 0 | 0 | 0 | 0 | 0 | 0 | 0 | 1 | 1 | 1 | 1 | 3 | [18 empty] | 1 | 1 | 0
SDGE | ECO | 230 | Offshore_Wind |  |  | 0 | 0 | 0 | 0 | 0 | 0 | 0 | 0 | 0 | 1 | 1 | 1 | 1 | [19 empty] | 1 | 1 | 0
SDGE | ECO | 500 | Offshore_Wind |  |  | 0 | 0 | 0 | 0 | 0 | 0 | 0 | 0 | 0 | 1 | 1 | 1 | 1 | [19 empty] | 1 | 1 | 0
PG&E GBA | Edenvale | 115 | Offshore_Wind |  |  | 0 | 0 | 0 | 0 | 0 | 0 | 0 | 0 | 0 | 1 | 1 | 1 | 1 | [19 empty] | 1 | 1 | 0
PG&E GBA | Edes | 115 | Offshore_Wind |  |  | 0 | 0 | 0 | 0 | 0 | 0 | 0 | 0 | 0 | 5 | 5 | 1 | 1 | [19 empty] | 1 | 1 | 0
PG&E GBA | Eight Mile | 230 | Offshore_Wind |  |  | 0 | 0 | 0 | 0 | 0 | 0 | 0 | 0 | 0 | 5 | 5 | 1 | 1 | [19 empty] | 1 | 1 | 0
SCE Eastern | El Casco | 230 | Offshore_Wind |  |  | 0 | 0 | 0 | 0 | 0 | 0 | 0 | 0 | 0 | 1 | 1 | 1 | 1 | [19 empty] | 1 | 1 | 0
PG&E GBA | El Cerrito G | 115 | Offshore_Wind |  |  | 0 | 0 | 0 | 0 | 0 | 0 | 0 | 0 | 0 | 5 | 5 | 1 | 1 | [19 empty] | 1 | 1 | 0
PG&E NGBA | El Dorado PH | 115 | Offshore_Wind |  |  | 0 | 0 | 0 | 0 | 0 | 0 | 0 | 0 | 0 | 5 | 5 | 1 | 1 | [19 empty] | 1 | 1 | 0
PG&E FRESNO | El Nido (PGE) | 115 | Offshore_Wind |  |  | 0 | 0 | 0 | 0 | 0 | 0 | 0 | 0 | 0 | 5 | 5 | 5 | 2 | [19 empty] | 1 | 1 | 0
SCE Metro | El Nido (SCE) | 230 | Offshore_Wind |  |  | 0 | 0 | 0 | 0 | 0 | 0 | 0 | 0 | 0 | 1 | 1 | 1 | 1 | [19 empty] | 1 | 1 | 0
PG&E GBA | El Patio | 115 | Offshore_Wind |  |  | 0 | 0 | 0 | 0 | 0 | 0 | 0 | 0 | 0 | 1 | 1 | 1 | 1 | [19 empty] | 1 | 1 | 0
SCE Metro | El Segundo | 230 | Offshore_Wind |  |  | 0 | 0 | 0 | 0 | 0 | 0 | 0 | 0 | 0 | 1 | 1 | 1 | 1 | [19 empty] | 1 | 1 | 0
EOP | Eldorado | 230 | Offshore_Wind |  |  | 0 | 0 | 0 | 0 | 0 | 0 | 0 | 0 | 0 | 5 | 2 | 4 | 2 | 4 | [18 empty] | 1 | 1 | 0
EOP | Eldorado | 500 | Offshore_Wind |  |  | 0 | 0 | 0 | 0 | 0 | 0 | 0 | 0 | 0 | 5 | 2 | 4 | 2 | 5 | [18 empty] | 1 | 1 | 0
PG&E KERN | Elk Hills | 230 | Offshore_Wind |  |  | 0 | 0 | 0 | 0 | 0 | 0 | 0 | 0 | 0 | 5 | 5 | 5 | 4 | [19 empty] | 1 | 1 | 0
SCE Metro | Ellis | 230 | Offshore_Wind |  |  | 0 | 0 | 0 | 0 | 0 | 0 | 0 | 0 | 0 | 1 | 1 | 1 | 1 | [19 empty] | 1 | 1 | 0
SDGE | Encina | 138 | Offshore_Wind |  |  | 0 | 0 | 0 | 0 | 0 | 0 | 0 | 0 | 0 | 1 | 1 | 1 | 1 | 3 | [18 empty] | 1 | 1 | 0
SDGE | Encina | 230 | Offshore_Wind |  |  | 0 | 0 | 0 | 0 | 0 | 0 | 0 | 0 | 0 | 1 | 1 | 1 | 1 | [19 empty] | 1 | 1 | 0
SDGE | Escondido | 230 | Offshore_Wind |  |  | 0 | 0 | 0 | 0 | 0 | 0 | 0 | 0 | 0 | 1 | 1 | 1 | 1 | [19 empty] | 1 | 1 | 0
PG&E KERN | Estrella | 230 | Offshore_Wind |  |  | 0 | 0 | 0 | 0 | 0 | 0 | 0 | 0 | 0 | 5 | 2 | 5 | 2 | [19 empty] | 1 | 1 | 0
SCE Eastern | Etiwanda | 230 | Offshore_Wind |  |  | 0 | 0 | 0 | 0 | 0 | 0 | 0 | 0 | 0 | 1 | 1 | 1 | 1 | 5 | [18 empty] | 1 | 1 | 0
PG&E GBA | Evergreen | 115 | Offshore_Wind |  |  | 0 | 0 | 0 | 0 | 0 | 0 | 0 | 0 | 0 | 1 | 1 | 1 | 1 | [19 empty] | 1 | 1 | 0
PG&E FRESNO | Excelsior | 115 | Offshore_Wind |  |  | 0 | 0 | 0 | 0 | 0 | 0 | 0 | 0 | 0 | 5 | 2 | 5 | 2 | 1 | [18 empty] | 1 | 1 | 0
PG&E FRESNO | Exchequer | 115 | Offshore_Wind |  |  | 0 | 0 | 0 | 0 | 0 | 0 | 0 | 0 | 0 | 5 | 5 | 5 | 2 | [19 empty] | 1 | 1 | 0
PG&E KERN | Fairway | 115 | Offshore_Wind |  |  | 0 | 0 | 0 | 0 | 0 | 0 | 0 | 0 | 0 | 5 | 2 | 5 | 2 | [19 empty] | 1 | 1 | 0
PG&E KERN | Famoso | 115 | Offshore_Wind |  |  | 0 | 0 | 0 | 0 | 0 | 0 | 0 | 0 | 0 | 5 | 2 | 5 | 2 | [19 empty] | 1 | 1 | 0
PG&E NGBA | Fern Road | 500 | Offshore_Wind |  |  | 0 | 0 | 0 | 0 | 0 | 0 | 0 | 0 | 0 | 5 | 5 | 1 | 1 | [19 empty] | 1 | 1 | 0
PG&E GBA | Fibreboard (SPI Sonora) | 115 | Offshore_Wind |  |  | 0 | 0 | 0 | 0 | 0 | 0 | 0 | 0 | 0 | 1 | 1 | 1 | 1 | [19 empty] | 1 | 1 | 0
PG&E FRESNO | Figarden | 230 | Offshore_Wind |  |  | 0 | 0 | 0 | 0 | 0 | 0 | 0 | 0 | 0 | 5 | 2 | 5 | 2 | [19 empty] | 1 | 1 | 0
PG&E FRESNO | Fink | 230 | Offshore_Wind |  |  | 0 | 0 | 0 | 0 | 0 | 0 | 0 | 0 | 0 | 1 | 1 | 1 | 1 | [19 empty] | 1 | 1 | 0
PG&E GBA | FMC | 115 | Offshore_Wind |  |  | 0 | 0 | 0 | 0 | 0 | 0 | 0 | 0 | 0 | 1 | 1 | 1 | 1 | [19 empty] | 1 | 1 | 0
PG&E GBA | Fremont | 115 | Offshore_Wind |  |  | 0 | 0 | 0 | 0 | 0 | 0 | 0 | 0 | 0 | 1 | 1 | 1 | 1 | [19 empty] | 1 | 1 | 0
PG&E GBA | Frogtown | 115 | Offshore_Wind |  |  | 0 | 0 | 0 | 0 | 0 | 0 | 0 | 0 | 0 | 1 | 1 | 1 | 1 | [19 empty] | 1 | 1 | 0
PG&E NGBA | Fulton | 115 | Offshore_Wind |  |  | 0 | 0 | 0 | 0 | 0 | 0 | 0 | 0 | 0 | 5 | 5 | 1 | 1 | 1 | [18 empty] | 1 | 1 | 0
PG&E NGBA | Fulton | 230 | Offshore_Wind |  |  | 0 | 0 | 0 | 0 | 0 | 0 | 0 | 0 | 0 | 5 | 5 | 1 | 1 | [19 empty] | 1 | 1 | 0
PG&E KERN | Ganso | 115 | Offshore_Wind |  |  | 0 | 0 | 0 | 0 | 0 | 0 | 0 | 0 | 0 | 5 | 2 | 5 | 2 | [19 empty] | 1 | 1 | 0
PG&E FRESNO | Gates | 230 | Offshore_Wind |  |  | 0 | 0 | 0 | 0 | 0 | 0 | 0 | 0 | 0 | 5 | 5 | 5 | 4 | 4 | [18 empty] | 1 | 1 | 0
PG&E FRESNO | Gates | 500 | Offshore_Wind |  |  | 0 | 0 | 0 | 0 | 0 | 0 | 0 | 0 | 0 | 5 | 5 | 5 | 4 | 5 | [18 empty] | 1 | 1 | 0
PG&E NGBA | Geysers 12 | 230 | Offshore_Wind |  |  | 0 | 0 | 0 | 0 | 0 | 0 | 0 | 0 | 0 | 5 | 5 | 1 | 1 | [19 empty] | 1 | 1 | 0
PG&E NGBA | Geysers 17 | 230 | Offshore_Wind |  |  | 0 | 0 | 0 | 0 | 0 | 0 | 0 | 0 | 0 | 5 | 5 | 1 | 1 | [19 empty] | 1 | 1 | 0
PG&E NGBA | Geysers 3 | 115 | Offshore_Wind |  |  | 0 | 0 | 0 | 0 | 0 | 0 | 0 | 0 | 0 | 5 | 5 | 1 | 1 | [19 empty] | 1 | 1 | 0
PG&E NGBA | Glenn | 230 | Offshore_Wind |  |  | 0 | 0 | 0 | 0 | 0 | 0 | 0 | 0 | 0 | 5 | 5 | 1 | 1 | 3 | [18 empty] | 1 | 1 | 0
PG&E NGBA | Gold Hill | 115 | Offshore_Wind |  |  | 0 | 0 | 0 | 0 | 0 | 0 | 0 | 0 | 0 | 5 | 5 | 1 | 1 | [19 empty] | 1 | 1 | 0
PG&E NGBA | Gold Hill | 230 | Offshore_Wind |  |  | 0 | 0 | 0 | 0 | 0 | 0 | 0 | 0 | 0 | 5 | 5 | 1 | 1 | [19 empty] | 1 | 1 | 0
SCE Northern | Goleta | 230 | Offshore_Wind |  |  | 0 | 0 | 0 | 0 | 0 | 0 | 0 | 0 | 0 | 5 | 2 | 4 | 2 | [19 empty] | 1 | 1 | 0
SCE Metro | Goodrich | 230 | Offshore_Wind |  |  | 0 | 0 | 0 | 0 | 0 | 0 | 0 | 0 | 0 | 1 | 1 | 1 | 1 | [19 empty] | 1 | 1 | 0
PG&E KERN | Goose Lake | 115 | Offshore_Wind |  |  | 0 | 0 | 0 | 0 | 0 | 0 | 0 | 0 | 0 | 5 | 2 | 5 | 2 | [19 empty] | 1 | 1 | 0
SCE Metro | Gould | 230 | Offshore_Wind |  |  | 0 | 0 | 0 | 0 | 0 | 0 | 0 | 0 | 0 | 1 | 1 | 1 | 1 | [19 empty] | 1 | 1 | 0
PG&E NGBA | Grand Island | 115 | Offshore_Wind |  |  | 0 | 0 | 0 | 0 | 0 | 0 | 0 | 0 | 0 | 5 | 5 | 1 | 1 | [19 empty] | 1 | 1 | 0
PG&E GBA | Grant | 115 | Offshore_Wind |  |  | 0 | 0 | 0 | 0 | 0 | 0 | 0 | 0 | 0 | 5 | 5 | 1 | 1 | [19 empty] | 1 | 1 | 0
PG&E GBA | Green Valley | 115 | Offshore_Wind |  |  | 0 | 0 | 0 | 0 | 0 | 0 | 0 | 0 | 0 | 1 | 1 | 1 | 1 | 1 | [18 empty] | 1 | 1 | 0
PG&E NGBA | Greenleaf 1 | 115 | Offshore_Wind |  |  | 0 | 0 | 0 | 0 | 0 | 0 | 0 | 0 | 0 | 5 | 5 | 1 | 1 | [19 empty] | 1 | 1 | 0
PG&E FRESNO | Gregg | 230 | Offshore_Wind |  |  | 0 | 0 | 0 | 0 | 0 | 0 | 0 | 0 | 0 | 5 | 5 | 5 | 2 | [19 empty] | 1 | 1 | 0
PG&E FRESNO | Grimmway-Malaga | 115 | Offshore_Wind |  |  | 0 | 0 | 0 | 0 | 0 | 0 | 0 | 0 | 0 | 5 | 5 | 5 | 2 | [19 empty] | 1 | 1 | 0
PG&E NGBA | Grizzly | 230 | Offshore_Wind |  |  | 0 | 0 | 0 | 0 | 0 | 0 | 0 | 0 | 0 | 5 | 5 | 1 | 1 | [19 empty] | 1 | 1 | 0
PG&E FRESNO | GWF Hanford | 115 | Offshore_Wind |  |  | 0 | 0 | 0 | 0 | 0 | 0 | 0 | 0 | 0 | 5 | 5 | 5 | 2 | [19 empty] | 1 | 1 | 0
PG&E FRESNO | Haas | 230 | Offshore_Wind |  |  | 0 | 0 | 0 | 0 | 0 | 0 | 0 | 0 | 0 | 5 | 5 | 5 | 2 | [19 empty] | 1 | 1 | 0
PG&E FRESNO | Hammonds | 115 | Offshore_Wind |  |  | 0 | 0 | 0 | 0 | 0 | 0 | 0 | 0 | 0 | 5 | 2 | 5 | 2 | [19 empty] | 1 | 1 | 0
SCE Metro | HarborGen | 230 | Offshore_Wind |  |  | 0 | 0 | 0 | 0 | 0 | 0 | 0 | 0 | 0 | 1 | 1 | 1 | 1 | [19 empty] | 1 | 1 | 0
EOP | Harry Allen | 500 | Offshore_Wind |  |  | 0 | 0 | 0 | 0 | 0 | 0 | 0 | 0 | 0 | 5 | 2 | 4 | 2 | [19 empty] | 1 | 1 | 0
SCE NOL | Harvard | 115 | Offshore_Wind |  |  | 0 | 0 | 0 | 0 | 0 | 0 | 0 | 0 | 0 | 3 | 3 | 1 | 1 | [19 empty] | 1 | 1 | 0
SDGE | Hassayampa | 500 | Offshore_Wind |  |  | 0 | 0 | 0 | 0 | 0 | 0 | 0 | 0 | 0 | 5 | 4 | 4 | 2 | [19 empty] | 1 | 1 | 0
PG&E FRESNO | Helm | 230 | Offshore_Wind |  |  | 0 | 0 | 0 | 0 | 0 | 0 | 0 | 0 | 0 | 5 | 5 | 5 | 2 | 3 | [18 empty] | 1 | 1 | 0
PG&E FRESNO | Henrietta | 115 | Offshore_Wind |  |  | 0 | 0 | 0 | 0 | 0 | 0 | 0 | 0 | 0 | 5 | 2 | 5 | 2 | 3 | [18 empty] | 1 | 1 | 0
PG&E FRESNO | Henrietta | 230 | Offshore_Wind |  |  | 0 | 0 | 0 | 0 | 0 | 0 | 0 | 0 | 0 | 5 | 2 | 5 | 2 | 3 | [18 empty] | 1 | 1 | 0
PG&E FRESNO | Herndon | 115 | Offshore_Wind |  |  | 0 | 0 | 0 | 0 | 0 | 0 | 0 | 0 | 0 | 5 | 2 | 5 | 2 | [19 empty] | 1 | 1 | 0
PG&E FRESNO | Herndon | 230 | Offshore_Wind |  |  | 0 | 0 | 0 | 0 | 0 | 0 | 0 | 0 | 0 | 5 | 2 | 5 | 2 | [19 empty] | 1 | 1 | 0
PG&E GBA | Hicks | 230 | Offshore_Wind |  |  | 0 | 0 | 0 | 0 | 0 | 0 | 0 | 0 | 0 | 1 | 1 | 1 | 1 | [19 empty] | 1 | 1 | 0
PG&E NGBA | Higgins | 115 | Offshore_Wind |  |  | 0 | 0 | 0 | 0 | 0 | 0 | 0 | 0 | 0 | 5 | 5 | 1 | 1 | [19 empty] | 1 | 1 | 0
PG&E NGBA | Hilltop | 345 | Offshore_Wind |  |  | 0 | 0 | 0 | 0 | 0 | 0 | 0 | 0 | 0 | 5 | 5 | 1 | 1 | [19 empty] | 1 | 1 | 0
SCE Metro | Hinson | 230 | Offshore_Wind |  |  | 0 | 0 | 0 | 0 | 0 | 0 | 0 | 0 | 0 | 1 | 1 | 1 | 1 | [19 empty] | 1 | 1 | 0
PG&E GBA | Hollister | 115 | Offshore_Wind |  |  | 0 | 0 | 0 | 0 | 0 | 0 | 0 | 0 | 0 | 1 | 1 | 1 | 1 | 3 | [18 empty] | 1 | 1 | 0
PG&E NGBA | Homestake | 115 | Offshore_Wind |  |  | 0 | 0 | 0 | 0 | 0 | 0 | 0 | 0 | 0 | 5 | 5 | 1 | 1 | [19 empty] | 1 | 1 | 0
PG&E NGBA | Honcut | 115 | Offshore_Wind |  |  | 0 | 0 | 0 | 0 | 0 | 0 | 0 | 0 | 0 | 5 | 5 | 1 | 1 | [19 empty] | 1 | 1 | 0
SDGE | Hoodoo Wash | 500 | Offshore_Wind |  |  | 0 | 0 | 0 | 0 | 0 | 0 | 0 | 0 | 0 | 5 | 2 | 4 | 2 | [19 empty] | 1 | 1 | 0
PG&E NGBA | Hopland | 115 | Offshore_Wind |  |  | 0 | 0 | 0 | 0 | 0 | 0 | 0 | 0 | 0 | 5 | 5 | 1 | 1 | [19 empty] | 1 | 1 | 0
PG&E NGBA | Humboldt | 115 | Offshore_Wind |  |  | 0 | 0 | 0 | 0 | 0 | 0 | 0 | 0 | 0 | 5 | 5 | 1 | 1 | 3 | [18 empty] | 1 | 1 | 0
PG&E NGBA | Humboldt | 500 | Offshore_Wind |  |  | 0 | 0 | 0 | 0 | 0 | 0 | 0 | 0 | 0 | 5 | 5 | 1 | 1 | [19 empty] | 1 | 1 | 0
SCE Metro | Huntington Beach | 230 | Offshore_Wind |  |  | 0 | 0 | 0 | 0 | 0 | 0 | 0 | 0 | 0 | 1 | 1 | 1 | 1 | [19 empty] | 1 | 1 | 0
PG&E NGBA | Ignacio | 115 | Offshore_Wind |  |  | 0 | 0 | 0 | 0 | 0 | 0 | 0 | 0 | 0 | 5 | 5 | 1 | 1 | 3 | [18 empty] | 1 | 1 | 0
PG&E NGBA | Ignacio | 230 | Offshore_Wind |  |  | 0 | 0 | 0 | 0 | 0 | 0 | 0 | 0 | 0 | 5 | 5 | 1 | 1 | 3 | [18 empty] | 1 | 1 | 0
SDGE | Imperial Valley | 230 | Offshore_Wind |  |  | 0 | 0 | 0 | 0 | 0 | 0 | 0 | 0 | 0 | 1 | 1 | 1 | 1 | 4 | [18 empty] | 1 | 1 | 0
SDGE | Imperial Valley | 500 | Offshore_Wind |  |  | 0 | 0 | 0 | 0 | 0 | 0 | 0 | 0 | 0 | 1 | 1 | 1 | 1 | 5 | [18 empty] | 1 | 1 | 0
EOP | Innovation | 138 | Offshore_Wind |  |  | 0 | 0 | 0 | 0 | 0 | 0 | 0 | 0 | 0 | 5 | 2 | 4 | 2 | [19 empty] | 1 | 1 | 0
EOP | Innovation | 230 | Offshore_Wind |  |  | 0 | 0 | 0 | 0 | 0 | 0 | 0 | 0 | 0 | 5 | 2 | 4 | 2 | [19 empty] | 1 | 1 | 0
SCE NOL | Inyokern | 115 | Offshore_Wind |  |  | 0 | 0 | 0 | 0 | 0 | 0 | 0 | 0 | 0 | 3 | 3 | 1 | 1 | [19 empty] | 1 | 1 | 0
EOP | IS Tap | 138 | Offshore_Wind |  |  | 0 | 0 | 0 | 0 | 0 | 0 | 0 | 0 | 0 | 5 | 2 | 4 | 2 | [19 empty] | 1 | 1 | 0
EOP | Ivanpah | 115 | Offshore_Wind |  |  | 0 | 0 | 0 | 0 | 0 | 0 | 0 | 0 | 0 | 5 | 2 | 4 | 2 | [19 empty] | 1 | 1 | 0
EOP | Ivanpah | 230 | Offshore_Wind |  |  | 0 | 0 | 0 | 0 | 0 | 0 | 0 | 0 | 0 | 5 | 2 | 4 | 2 | [19 empty] | 1 | 1 | 0
EOP | Jackass (DOE) | 138 | Offshore_Wind |  |  | 0 | 0 | 0 | 0 | 0 | 0 | 0 | 0 | 0 | 5 | 2 | 4 | 2 | [19 empty] | 1 | 1 | 0
PG&E NGBA | James B Black | 230 | Offshore_Wind |  |  | 0 | 0 | 0 | 0 | 0 | 0 | 0 | 0 | 0 | 5 | 5 | 1 | 1 | [19 empty] | 1 | 1 | 0
PG&E GBA | Jefferson | 230 | Offshore_Wind |  |  | 0 | 0 | 0 | 0 | 0 | 0 | 0 | 0 | 0 | 1 | 1 | 1 | 1 | [19 empty] | 1 | 1 | 0
PG&E NGBA | Jessup | 115 | Offshore_Wind |  |  | 0 | 0 | 0 | 0 | 0 | 0 | 0 | 0 | 0 | 5 | 5 | 1 | 1 | [19 empty] | 1 | 1 | 0
SCE Metro | Johanna | 230 | Offshore_Wind |  |  | 0 | 0 | 0 | 0 | 0 | 0 | 0 | 0 | 0 | 1 | 1 | 1 | 1 | [19 empty] | 1 | 1 | 0
SCE Eastern | Julian Hinds | 230 | Offshore_Wind |  |  | 0 | 0 | 0 | 0 | 0 | 0 | 0 | 0 | 0 | 5 | 2 | 1 | 1 | [19 empty] | 1 | 1 | 0
PG&E GBA | Kasson | 115 | Offshore_Wind |  |  | 0 | 0 | 0 | 0 | 0 | 0 | 0 | 0 | 0 | 1 | 1 | 1 | 1 | [19 empty] | 1 | 1 | 0
PG&E FRESNO | Kearney | 230 | Offshore_Wind |  |  | 0 | 0 | 0 | 0 | 0 | 0 | 0 | 0 | 0 | 5 | 5 | 5 | 2 | [19 empty] | 1 | 1 | 0
PG&E GBA | Kelso | 230 | Offshore_Wind |  |  | 0 | 0 | 0 | 0 | 0 | 0 | 0 | 0 | 0 | 5 | 5 | 1 | 1 | [19 empty] | 1 | 1 | 0
PG&E FRESNO | Kerchoff 1 | 115 | Offshore_Wind |  |  | 0 | 0 | 0 | 0 | 0 | 0 | 0 | 0 | 0 | 5 | 5 | 5 | 2 | [19 empty] | 1 | 1 | 0
PG&E KERN | Kern Oil | 115 | Offshore_Wind |  |  | 0 | 0 | 0 | 0 | 0 | 0 | 0 | 0 | 0 | 5 | 5 | 5 | 4 | [19 empty] | 1 | 1 | 0
PG&E KERN | Kern PP | 115 | Offshore_Wind |  |  | 0 | 0 | 0 | 0 | 0 | 0 | 0 | 0 | 0 | 5 | 5 | 5 | 4 | [19 empty] | 1 | 1 | 0
PG&E KERN | Kern PP | 230 | Offshore_Wind |  |  | 0 | 0 | 0 | 0 | 0 | 0 | 0 | 0 | 0 | 5 | 5 | 5 | 4 | [19 empty] | 1 | 1 | 0
PG&E KERN | Kernridge | 115 | Offshore_Wind |  |  | 0 | 0 | 0 | 0 | 0 | 0 | 0 | 0 | 0 | 5 | 5 | 5 | 4 | [19 empty] | 1 | 1 | 0
PG&E FRESNO | Kingsburg | 115 | Offshore_Wind |  |  | 0 | 0 | 0 | 0 | 0 | 0 | 0 | 0 | 0 | 5 | 5 | 5 | 4 | [19 empty] | 1 | 1 | 0
PG&E GBA | Kirker | 115 | Offshore_Wind |  |  | 0 | 0 | 0 | 0 | 0 | 0 | 0 | 0 | 0 | 5 | 5 | 1 | 1 | [19 empty] | 1 | 1 | 0
PG&E NGBA | Knights Landing | 115 | Offshore_Wind |  |  | 0 | 0 | 0 | 0 | 0 | 0 | 0 | 0 | 0 | 5 | 5 | 1 | 1 | [19 empty] | 1 | 1 | 0
SCE NOL | Kramer | 115 | Offshore_Wind |  |  | 0 | 0 | 0 | 0 | 0 | 0 | 0 | 0 | 0 | 3 | 3 | 1 | 1 | 3 | [18 empty] | 1 | 1 | 0
SCE NOL | Kramer | 230 | Offshore_Wind |  |  | 0 | 0 | 0 | 0 | 0 | 0 | 0 | 0 | 0 | 3 | 3 | 1 | 1 | 4 | [18 empty] | 1 | 1 | 0
SCE Metro | La Cienega | 230 | Offshore_Wind |  |  | 0 | 0 | 0 | 0 | 0 | 0 | 0 | 0 | 0 | 1 | 1 | 1 | 1 | [19 empty] | 1 | 1 | 0
SCE Metro | La Fresa | 230 | Offshore_Wind |  |  | 0 | 0 | 0 | 0 | 0 | 0 | 0 | 0 | 0 | 1 | 1 | 1 | 1 | [19 empty] | 1 | 1 | 0
SCE Metro | Laguna Bell | 230 | Offshore_Wind |  |  | 0 | 0 | 0 | 0 | 0 | 0 | 0 | 0 | 0 | 1 | 1 | 1 | 1 | 5 | [18 empty] | 1 | 1 | 0
PG&E NGBA | Lakeville | 230 | Offshore_Wind |  |  | 0 | 0 | 0 | 0 | 0 | 0 | 0 | 0 | 0 | 5 | 5 | 1 | 1 | 3 | [18 empty] | 1 | 1 | 0
PG&E NGBA | Lakeville | 115 | Offshore_Wind |  |  | 0 | 0 | 0 | 0 | 0 | 0 | 0 | 0 | 0 | 5 | 5 | 1 | 1 | 3 | [18 empty] | 1 | 1 | 0
PG&E GBA | Lakewood | 115 | Offshore_Wind |  |  | 0 | 0 | 0 | 0 | 0 | 0 | 0 | 0 | 0 | 5 | 5 | 1 | 1 | [19 empty] | 1 | 1 | 0
PG&E NGBA | Lambie | 230 | Offshore_Wind |  |  | 0 | 0 | 0 | 0 | 0 | 0 | 0 | 0 | 0 | 5 | 5 | 1 | 1 | [19 empty] | 1 | 1 | 0
PG&E GBA | Lammers | 115 | Offshore_Wind |  |  | 0 | 0 | 0 | 0 | 0 | 0 | 0 | 0 | 0 | 1 | 1 | 1 | 1 | 3 | [18 empty] | 1 | 1 | 0
PG&E KERN | Lamont | 115 | Offshore_Wind |  |  | 0 | 0 | 0 | 0 | 0 | 0 | 0 | 0 | 0 | 5 | 5 | 5 | 4 | 3 | [18 empty] | 1 | 1 | 0
PG&E FRESNO | Las Aguilas | 230 | Offshore_Wind |  |  | 0 | 0 | 0 | 0 | 0 | 0 | 0 | 0 | 0 | 5 | 2 | 5 | 2 | [19 empty] | 1 | 1 | 0
EOP | Lathrop | 138 | Offshore_Wind |  |  | 0 | 0 | 0 | 0 | 0 | 0 | 0 | 0 | 0 | 5 | 2 | 4 | 2 | [19 empty] | 1 | 1 | 0
EOP | Lathrop | 230 | Offshore_Wind |  |  | 0 | 0 | 0 | 0 | 0 | 0 | 0 | 0 | 0 | 5 | 2 | 4 | 2 | [19 empty] | 1 | 1 | 0
PG&E FRESNO | Le Grand | 115 | Offshore_Wind |  |  | 0 | 0 | 0 | 0 | 0 | 0 | 0 | 0 | 0 | 5 | 5 | 5 | 2 | 3 | [18 empty] | 1 | 1 | 0
PG&E KERN | Lerdo | 115 | Offshore_Wind |  |  | 0 | 0 | 0 | 0 | 0 | 0 | 0 | 0 | 0 | 5 | 5 | 5 | 4 | [19 empty] | 1 | 1 | 0
SCE Metro | Lewis | 230 | Offshore_Wind |  |  | 0 | 0 | 0 | 0 | 0 | 0 | 0 | 0 | 0 | 1 | 1 | 1 | 1 | [19 empty] | 1 | 1 | 0
SCE Metro | Lighthipe | 230 | Offshore_Wind |  |  | 0 | 0 | 0 | 0 | 0 | 0 | 0 | 0 | 0 | 1 | 1 | 1 | 1 | [19 empty] | 1 | 1 | 0
PG&E NGBA | Lincoln | 115 | Offshore_Wind |  |  | 0 | 0 | 0 | 0 | 0 | 0 | 0 | 0 | 0 | 5 | 5 | 1 | 1 | [19 empty] | 1 | 1 | 0
PG&E KERN | Live Oak | 115 | Offshore_Wind |  |  | 0 | 0 | 0 | 0 | 0 | 0 | 0 | 0 | 0 | 5 | 5 | 5 | 4 | [19 empty] | 1 | 1 | 0
PG&E GBA | Llagas | 115 | Offshore_Wind |  |  | 0 | 0 | 0 | 0 | 0 | 0 | 0 | 0 | 0 | 1 | 1 | 1 | 1 | [19 empty] | 1 | 1 | 0
PG&E GBA | Lockeford | 115 | Offshore_Wind |  |  | 0 | 0 | 0 | 0 | 0 | 0 | 0 | 0 | 0 | 1 | 1 | 1 | 1 | [19 empty] | 1 | 1 | 0
PG&E GBA | Lockeford | 230 | Offshore_Wind |  |  | 0 | 0 | 0 | 0 | 0 | 0 | 0 | 0 | 0 | 5 | 5 | 1 | 1 | [19 empty] | 1 | 1 | 0
PG&E GBA | Lodi | 230 | Offshore_Wind |  |  | 0 | 0 | 0 | 0 | 0 | 0 | 0 | 0 | 0 | 5 | 5 | 1 | 1 | [19 empty] | 1 | 1 | 0
PG&E NGBA | Logan Creek | 230 | Offshore_Wind |  |  | 0 | 0 | 0 | 0 | 0 | 0 | 0 | 0 | 0 | 5 | 5 | 1 | 1 | [19 empty] | 1 | 1 | 0
PG&E GBA | Lone Tree | 230 | Offshore_Wind |  |  | 0 | 0 | 0 | 0 | 0 | 0 | 0 | 0 | 0 | 5 | 5 | 1 | 1 | [19 empty] | 1 | 1 | 0
PG&E FRESNO | Los Banos | 230 | Offshore_Wind |  |  | 0 | 0 | 0 | 0 | 0 | 0 | 0 | 0 | 0 | 5 | 2 | 5 | 2 | 3 | [18 empty] | 1 | 1 | 0
PG&E FRESNO | Los Banos | 500 | Offshore_Wind |  |  | 0 | 0 | 0 | 0 | 0 | 0 | 0 | 0 | 0 | 1 | 1 | 1 | 1 | 2 | [18 empty] | 1 | 1 | 0
SDGE | Los Coches | 138 | Offshore_Wind |  |  | 0 | 0 | 0 | 0 | 0 | 0 | 0 | 0 | 0 | 1 | 1 | 1 | 1 | [19 empty] | 1 | 1 | 0
PG&E GBA | Los Esteros | 115 | Offshore_Wind |  |  | 0 | 0 | 0 | 0 | 0 | 0 | 0 | 0 | 0 | 1 | 1 | 1 | 1 | 4 | [18 empty] | 1 | 1 | 0
PG&E GBA | Los Esteros | 230 | Offshore_Wind |  |  | 0 | 0 | 0 | 0 | 0 | 0 | 0 | 0 | 0 | 1 | 1 | 1 | 1 | [19 empty] | 1 | 1 | 0
PG&E GBA | Los Positas | 230 | Offshore_Wind |  |  | 0 | 0 | 0 | 0 | 0 | 0 | 0 | 0 | 0 | 5 | 5 | 1 | 1 | 3 | [18 empty] | 1 | 1 | 0
SCE NOL | Lugo | 230 | Offshore_Wind |  |  | 0 | 0 | 0 | 0 | 0 | 0 | 0 | 0 | 0 | 1 | 1 | 1 | 1 | [19 empty] | 1 | 1 | 0
SCE Metro | Lugo | 500 | Offshore_Wind |  |  | 0 | 0 | 0 | 0 | 0 | 0 | 0 | 0 | 0 | 1 | 1 | 1 | 1 | 5 | [18 empty] | 1 | 1 | 0
PG&E NGBA | Madison | 115 | Offshore_Wind |  |  | 0 | 0 | 0 | 0 | 0 | 0 | 0 | 0 | 0 | 5 | 5 | 1 | 1 | [19 empty] | 1 | 1 | 0
PG&E KERN | Magunden | 115 | Offshore_Wind |  |  | 0 | 0 | 0 | 0 | 0 | 0 | 0 | 0 | 0 | 5 | 5 | 5 | 4 | [19 empty] | 1 | 1 | 0
SCE Northern | Magunden | 230 | Offshore_Wind |  |  | 0 | 0 | 0 | 0 | 0 | 0 | 0 | 0 | 0 | 1 | 1 | 1 | 1 | [19 empty] | 1 | 1 | 0
PG&E FRESNO | Malaga | 115 | Offshore_Wind |  |  | 0 | 0 | 0 | 0 | 0 | 0 | 0 | 0 | 0 | 5 | 5 | 5 | 4 | [19 empty] | 1 | 1 | 0
PG&E NGBA | Malin | 500 | Offshore_Wind |  |  | 0 | 0 | 0 | 0 | 0 | 0 | 0 | 0 | 0 | 5 | 5 | 1 | 1 | [19 empty] | 1 | 1 | 0
SCE Northern | Mandalay | 230 | Offshore_Wind |  |  | 0 | 0 | 0 | 0 | 0 | 0 | 0 | 0 | 0 | 5 | 2 | 4 | 2 | [19 empty] | 1 | 1 | 0
PG&E FRESNO | Manning | 230 | Offshore_Wind |  |  | 0 | 0 | 0 | 0 | 0 | 0 | 0 | 0 | 0 | 5 | 2 | 5 | 2 | 3 | [18 empty] | 1 | 1 | 0
PG&E FRESNO | Manning | 500 | Offshore_Wind |  |  | 0 | 0 | 0 | 0 | 0 | 0 | 0 | 0 | 0 | 1 | 1 | 1 | 1 | 5 | [18 empty] | 1 | 1 | 0
PG&E GBA | Manteca | 115 | Offshore_Wind |  |  | 0 | 0 | 0 | 0 | 0 | 0 | 0 | 0 | 0 | 5 | 5 | 5 | 4 | [19 empty] | 1 | 1 | 0
SDGE | Margarita | 138 | Offshore_Wind |  |  | 0 | 0 | 0 | 0 | 0 | 0 | 0 | 0 | 0 | 1 | 1 | 1 | 1 | [19 empty] | 1 | 1 | 0
PG&E GBA | Martin | 230 | Offshore_Wind |  |  | 0 | 0 | 0 | 0 | 0 | 0 | 0 | 0 | 0 | 5 | 5 | 1 | 1 | 3 | [18 empty] | 1 | 1 | 0
PG&E GBA | Martin | 115 | Offshore_Wind |  |  | 0 | 0 | 0 | 0 | 0 | 0 | 0 | 0 | 0 | 1 | 1 | 1 | 1 | 4 | [18 empty] | 1 | 1 | 0
PG&E GBA | Martinez | 115 | Offshore_Wind |  |  | 0 | 0 | 0 | 0 | 0 | 0 | 0 | 0 | 0 | 5 | 5 | 1 | 1 | [19 empty] | 1 | 1 | 0
PG&E FRESNO | Mc Mullin | 230 | Offshore_Wind |  |  | 0 | 0 | 0 | 0 | 0 | 0 | 0 | 0 | 0 | 5 | 5 | 5 | 2 | [19 empty] | 1 | 1 | 0
PG&E FRESNO | McCall | 115 | Offshore_Wind |  |  | 0 | 0 | 0 | 0 | 0 | 0 | 0 | 0 | 0 | 5 | 5 | 5 | 2 | [19 empty] | 1 | 1 | 0
PG&E FRESNO | McCall | 230 | Offshore_Wind |  |  | 0 | 0 | 0 | 0 | 0 | 0 | 0 | 0 | 0 | 5 | 5 | 5 | 2 | [19 empty] | 1 | 1 | 0
PG&E GBA | Meadow Lane | 115 | Offshore_Wind |  |  | 0 | 0 | 0 | 0 | 0 | 0 | 0 | 0 | 0 | 5 | 5 | 1 | 1 | [19 empty] | 1 | 1 | 0
PG&E GBA | Melones | 115 | Offshore_Wind |  |  | 0 | 0 | 0 | 0 | 0 | 0 | 0 | 0 | 0 | 1 | 1 | 1 | 1 | [19 empty] | 1 | 1 | 0
PG&E GBA | Melones | 230 | Offshore_Wind |  |  | 0 | 0 | 0 | 0 | 0 | 0 | 0 | 0 | 0 | 1 | 1 | 1 | 1 | [19 empty] | 1 | 1 | 0
PG&E NGBA | Mendocino | 115 | Offshore_Wind |  |  | 0 | 0 | 0 | 0 | 0 | 0 | 0 | 0 | 0 | 5 | 5 | 1 | 1 | [19 empty] | 1 | 1 | 0
PG&E FRESNO | Mendota | 115 | Offshore_Wind |  |  | 0 | 0 | 0 | 0 | 0 | 0 | 0 | 0 | 0 | 5 | 5 | 5 | 2 | 1 | [18 empty] | 1 | 1 | 0
PG&E FRESNO | Merced | 115 | Offshore_Wind |  |  | 0 | 0 | 0 | 0 | 0 | 0 | 0 | 0 | 0 | 5 | 5 | 5 | 2 | [19 empty] | 1 | 1 | 0
EOP | Mercury | 138 | Offshore_Wind |  |  | 0 | 0 | 0 | 0 | 0 | 0 | 0 | 0 | 0 | 5 | 2 | 4 | 2 | [19 empty] | 1 | 1 | 0
PG&E KERN | Mesa (PGE) | 115 | Offshore_Wind |  |  | 0 | 0 | 0 | 0 | 0 | 0 | 0 | 0 | 0 | 5 | 2 | 5 | 2 | [19 empty] | 1 | 1 | 0
PG&E KERN | Mesa (PGE) | 230 | Offshore_Wind |  |  | 0 | 0 | 0 | 0 | 0 | 0 | 0 | 0 | 0 | 5 | 5 | 5 | 4 | [19 empty] | 1 | 1 | 0
SCE Metro | Mesa (SCE) | 230 | Offshore_Wind |  |  | 0 | 0 | 0 | 0 | 0 | 0 | 0 | 0 | 0 | 1 | 1 | 1 | 1 | [19 empty] | 1 | 1 | 0
SCE Metro | Mesa (SCE) | 500 | Offshore_Wind |  |  | 0 | 0 | 0 | 0 | 0 | 0 | 0 | 0 | 0 | 1 | 1 | 1 | 1 | [19 empty] | 1 | 1 | 0
PG&E GBA | Metcalf | 115 | Offshore_Wind |  |  | 0 | 0 | 0 | 0 | 0 | 0 | 0 | 0 | 0 | 1 | 1 | 1 | 1 | 4 | [18 empty] | 1 | 1 | 0
PG&E GBA | Metcalf | 230 | Offshore_Wind |  |  | 0 | 0 | 0 | 0 | 0 | 0 | 0 | 0 | 0 | 1 | 1 | 1 | 1 | 4 | [18 empty] | 1 | 1 | 0
PG&E GBA | Metcalf | 500 | Offshore_Wind |  |  | 0 | 0 | 0 | 0 | 0 | 0 | 0 | 0 | 0 | 1 | 1 | 1 | 1 | 5 | [18 empty] | 1 | 1 | 0
PG&E KERN | Midway | 115 | Offshore_Wind |  |  | 0 | 0 | 0 | 0 | 0 | 0 | 0 | 0 | 0 | 5 | 5 | 5 | 4 | 4 | [18 empty] | 1 | 1 | 0
PG&E KERN | Midway | 230 | Offshore_Wind |  |  | 0 | 0 | 0 | 0 | 0 | 0 | 0 | 0 | 0 | 5 | 5 | 5 | 4 | 4 | [18 empty] | 1 | 1 | 0
PG&E KERN | Midway | 500 | Offshore_Wind |  |  | 0 | 0 | 0 | 0 | 0 | 0 | 0 | 0 | 0 | 5 | 5 | 4 | 4 | 5 | [18 empty] | 1 | 1 | 0
SDGE | Miguel | 230 | Offshore_Wind |  |  | 0 | 0 | 0 | 0 | 0 | 0 | 0 | 0 | 0 | 1 | 1 | 1 | 1 | [19 empty] | 1 | 1 | 0
SDGE | Miguel | 500 | Offshore_Wind |  |  | 0 | 0 | 0 | 0 | 0 | 0 | 0 | 0 | 0 | 1 | 1 | 1 | 1 | [19 empty] | 1 | 1 | 0
PG&E GBA | Millbrae | 115 | Offshore_Wind |  |  | 0 | 0 | 0 | 0 | 0 | 0 | 0 | 0 | 0 | 1 | 1 | 1 | 1 | [19 empty] | 1 | 1 | 0
PG&E GBA | Miller | 115 | Offshore_Wind |  |  | 0 | 0 | 0 | 0 | 0 | 0 | 0 | 0 | 0 | 1 | 1 | 1 | 1 | [19 empty] | 1 | 1 | 0
SCE Metro | Mira Loma | 230 | Offshore_Wind |  |  | 0 | 0 | 0 | 0 | 0 | 0 | 0 | 0 | 0 | 1 | 1 | 1 | 1 | 5 | [18 empty] | 1 | 1 | 0
SCE Metro | Mira Loma | 500 | Offshore_Wind |  |  | 0 | 0 | 0 | 0 | 0 | 0 | 0 | 0 | 0 | 1 | 1 | 1 | 1 | 5 | [18 empty] | 1 | 1 | 0
SCE Eastern | Mirage | 115 | Offshore_Wind |  |  | 0 | 0 | 0 | 0 | 0 | 0 | 0 | 0 | 0 | 5 | 2 | 1 | 1 | [19 empty] | 1 | 1 | 0
SCE Eastern | Mirage | 230 | Offshore_Wind |  |  | 0 | 0 | 0 | 0 | 0 | 0 | 0 | 0 | 0 | 5 | 2 | 1 | 1 | [19 empty] | 1 | 1 | 0
SDGE | Mission | 138 | Offshore_Wind |  |  | 0 | 0 | 0 | 0 | 0 | 0 | 0 | 0 | 0 | 1 | 1 | 1 | 1 | [19 empty] | 1 | 1 | 0
SDGE | Mission | 230 | Offshore_Wind |  |  | 0 | 0 | 0 | 0 | 0 | 0 | 0 | 0 | 0 | 1 | 1 | 1 | 1 | [19 empty] | 1 | 1 | 0
PG&E GBA | Mi-Wuk | 115 | Offshore_Wind |  |  | 0 | 0 | 0 | 0 | 0 | 0 | 0 | 0 | 0 | 1 | 1 | 1 | 1 | [19 empty] | 1 | 1 | 0
EOP | Mohave | 500 | Offshore_Wind |  |  | 0 | 0 | 0 | 0 | 0 | 0 | 0 | 0 | 0 | 5 | 2 | 4 | 2 | 5 | [18 empty] | 1 | 1 | 0
PG&E NGBA | Monroe | 115 | Offshore_Wind |  |  | 0 | 0 | 0 | 0 | 0 | 0 | 0 | 0 | 0 | 5 | 5 | 1 | 1 | [19 empty] | 1 | 1 | 0
PG&E GBA | Monta Vista | 115 | Offshore_Wind |  |  | 0 | 0 | 0 | 0 | 0 | 0 | 0 | 0 | 0 | 1 | 1 | 1 | 1 | [19 empty] | 1 | 1 | 0
PG&E GBA | Monta Vista | 230 | Offshore_Wind |  |  | 0 | 0 | 0 | 0 | 0 | 0 | 0 | 0 | 0 | 1 | 1 | 1 | 1 | [19 empty] | 1 | 1 | 0
PG&E NGBA | Monticello | 115 | Offshore_Wind |  |  | 0 | 0 | 0 | 0 | 0 | 0 | 0 | 0 | 0 | 5 | 5 | 1 | 1 | [19 empty] | 1 | 1 | 0
SCE Northern | Moorpark | 230 | Offshore_Wind |  |  | 0 | 0 | 0 | 0 | 0 | 0 | 0 | 0 | 0 | 5 | 2 | 4 | 2 | 4 | [18 empty] | 1 | 1 | 0
PG&E GBA | Moraga | 115 | Offshore_Wind |  |  | 0 | 0 | 0 | 0 | 0 | 0 | 0 | 0 | 0 | 5 | 5 | 1 | 1 | [19 empty] | 1 | 1 | 0
PG&E GBA | Moraga | 230 | Offshore_Wind |  |  | 0 | 0 | 0 | 0 | 0 | 0 | 0 | 0 | 0 | 5 | 5 | 1 | 1 | [19 empty] | 1 | 1 | 0
PG&E GBA | Morgan Hill | 115 | Offshore_Wind |  |  | 0 | 0 | 0 | 0 | 0 | 0 | 0 | 0 | 0 | 1 | 1 | 1 | 1 | [19 empty] | 1 | 1 | 0
PG&E KERN | Morro Bay | 115 | Offshore_Wind |  |  | 0 | 0 | 0 | 0 | 0 | 0 | 0 | 0 | 0 | 5 | 2 | 5 | 2 | [19 empty] | 1 | 1 | 0
PG&E KERN | Morro Bay | 230 | Offshore_Wind |  |  | 0 | 0 | 0 | 0 | 0 | 0 | 0 | 0 | 0 | 5 | 5 | 5 | 4 | [19 empty] | 1 | 1 | 0
PG&E KERN | Morro Bay | 500 | Offshore_Wind |  |  | 0 | 0 | 0 | 0 | 0 | 0 | 0 | 0 | 0 | 5 | 5 | 4 | 4 | [19 empty] | 1 | 1 | 0
PG&E GBA | Moss Landing | 115 | Offshore_Wind |  |  | 0 | 0 | 0 | 0 | 0 | 0 | 0 | 0 | 0 | 1 | 1 | 1 | 1 | [19 empty] | 1 | 1 | 0
PG&E GBA | Moss Landing | 230 | Offshore_Wind |  |  | 0 | 0 | 0 | 0 | 0 | 0 | 0 | 0 | 0 | 1 | 1 | 1 | 1 | [19 empty] | 1 | 1 | 0
PG&E GBA | Moss Landing | 500 | Offshore_Wind |  |  | 0 | 0 | 0 | 0 | 0 | 0 | 0 | 0 | 0 | 5 | 5 | 1 | 1 | 5 | [18 empty] | 1 | 1 | 0
EOP | Mountain Pass | 115 | Offshore_Wind |  |  | 0 | 0 | 0 | 0 | 0 | 0 | 0 | 0 | 0 | 5 | 2 | 4 | 2 | [19 empty] | 1 | 1 | 0
PG&E GBA | Mountain View | 115 | Offshore_Wind |  |  | 0 | 0 | 0 | 0 | 0 | 0 | 0 | 0 | 0 | 1 | 1 | 1 | 1 | [19 empty] | 1 | 1 | 0
PG&E GBA | Mt Eden | 115 | Offshore_Wind |  |  | 0 | 0 | 0 | 0 | 0 | 0 | 0 | 0 | 0 | 5 | 5 | 1 | 1 | [19 empty] | 1 | 1 | 0
PG&E KERN | Mt Poso | 115 | Offshore_Wind |  |  | 0 | 0 | 0 | 0 | 0 | 0 | 0 | 0 | 0 | 5 | 2 | 5 | 2 | [19 empty] | 1 | 1 | 0
PG&E FRESNO | Mustang | 230 | Offshore_Wind |  |  | 0 | 0 | 0 | 0 | 0 | 0 | 0 | 0 | 0 | 5 | 5 | 5 | 4 | [19 empty] | 1 | 1 | 0
PG&E KERN | New Sub - Gates - Midway (Proposed) | 230 | Offshore_Wind |  |  | 0 | 0 | 0 | 0 | 0 | 0 | 0 | 0 | 0 | 5 | 5 | 5 | 4 | 3 | [18 empty] | 1 | 1 | 0
PG&E KERN | New Sub - Gates - Templeton (Proposed) | 230 | Offshore_Wind |  |  | 0 | 0 | 0 | 0 | 0 | 0 | 0 | 0 | 0 | 5 | 5 | 5 | 4 | [19 empty] | 1 | 1 | 0
SCE NOL | New Sub - Kramer - Lugo (Proposed) | 230 | Offshore_Wind |  |  | 0 | 0 | 0 | 0 | 0 | 0 | 0 | 0 | 0 | 3 | 3 | 1 | 1 | [19 empty] | 1 | 1 | 0
PG&E FRESNO | New Sub - Los Banos - Midway (Proposed) | 500 | Offshore_Wind |  |  | 0 | 0 | 0 | 0 | 0 | 0 | 0 | 0 | 0 | 5 | 5 | 4 | 4 | 5 | [18 empty] | 1 | 1 | 0
SCE NOL | New Sub - Lugo - Pisgah (Proposed) | 230 | Offshore_Wind |  |  | 0 | 0 | 0 | 0 | 0 | 0 | 0 | 0 | 0 | 1 | 1 | 1 | 1 | [19 empty] | 1 | 1 | 0
PG&E KERN | New Sub - Midway - Wheeler Ridge (Proposed) | 230 | Offshore_Wind |  |  | 0 | 0 | 0 | 0 | 0 | 0 | 0 | 0 | 0 | 5 | 5 | 5 | 4 | [19 empty] | 1 | 1 | 0
PG&E NGBA | New Sub - Near existing Leavitt (PSREC) | 345 | Offshore_Wind |  |  | 0 | 0 | 0 | 0 | 0 | 0 | 0 | 0 | 0 | 5 | 5 | 1 | 1 | [19 empty] | 1 | 1 | 0
PG&E NGBA | New Sub - Near existing Madeline (NVE) | 345 | Offshore_Wind |  |  | 0 | 0 | 0 | 0 | 0 | 0 | 0 | 0 | 0 | 5 | 5 | 1 | 1 | [19 empty] | 1 | 1 | 0
SDGE | New Sub - North Gila - IV (Proposed) | 500 | Offshore_Wind |  |  | 0 | 0 | 0 | 0 | 0 | 0 | 0 | 0 | 0 | 1 | 1 | 1 | 1 | [19 empty] | 1 | 1 | 0
PG&E NGBA | New Sub - Pit 1 - Cottonwood (Proposed) | 230 | Offshore_Wind |  |  | 0 | 0 | 0 | 0 | 0 | 0 | 0 | 0 | 0 | 5 | 5 | 3 | 2 | [19 empty] | 1 | 1 | 0
PG&E GBA | New Sub - Rancho Seco - Bellota (Proposed) | 230 | Offshore_Wind |  |  | 0 | 0 | 0 | 0 | 0 | 0 | 0 | 0 | 0 | 1 | 1 | 1 | 1 | [19 empty] | 1 | 1 | 0
SDGE | New Sub - Suncrest - Ocotillo (Proposed) | 500 | Offshore_Wind |  |  | 0 | 0 | 0 | 0 | 0 | 0 | 0 | 0 | 0 | 1 | 1 | 1 | 1 | [19 empty] | 1 | 1 | 0
PG&E FRESNO | New Sub - Westley - Quinto (Proposed) | 230 | Offshore_Wind |  |  | 0 | 0 | 0 | 0 | 0 | 0 | 0 | 0 | 0 | 1 | 1 | 1 | 1 | [19 empty] | 1 | 1 | 0
PG&E GBA | Newark | 115 | Offshore_Wind |  |  | 0 | 0 | 0 | 0 | 0 | 0 | 0 | 0 | 0 | 1 | 1 | 1 | 1 | [19 empty] | 1 | 1 | 0
PG&E GBA | Newark | 230 | Offshore_Wind |  |  | 0 | 0 | 0 | 0 | 0 | 0 | 0 | 0 | 0 | 1 | 1 | 1 | 1 | 4 | [18 empty] | 1 | 1 | 0
PG&E FRESNO | Newhall | 115 | Offshore_Wind |  |  | 0 | 0 | 0 | 0 | 0 | 0 | 0 | 0 | 0 | 5 | 2 | 5 | 2 | [19 empty] | 1 | 1 | 0
PG&E KERN | Norco | 115 | Offshore_Wind |  |  | 0 | 0 | 0 | 0 | 0 | 0 | 0 | 0 | 0 | 5 | 5 | 5 | 4 | [19 empty] | 1 | 1 | 0
PG&E GBA | Nortech | 115 | Offshore_Wind |  |  | 0 | 0 | 0 | 0 | 0 | 0 | 0 | 0 | 0 | 1 | 1 | 1 | 1 | [19 empty] | 1 | 1 | 0
SDGE | North City Metering | 138 | Offshore_Wind |  |  | 0 | 0 | 0 | 0 | 0 | 0 | 0 | 0 | 0 | 1 | 1 | 1 | 1 | [19 empty] | 1 | 1 | 0
PG&E GBA | North Dublin | 230 | Offshore_Wind |  |  | 0 | 0 | 0 | 0 | 0 | 0 | 0 | 0 | 0 | 5 | 5 | 1 | 1 | [19 empty] | 1 | 1 | 0
SDGE | North Gila | 500 | Offshore_Wind |  |  | 0 | 0 | 0 | 0 | 0 | 0 | 0 | 0 | 0 | 1 | 1 | 1 | 1 | [19 empty] | 1 | 1 | 0
SCE Metro | North of SONGS | 230 | Offshore_Wind |  |  | 0 | 0 | 0 | 0 | 0 | 0 | 0 | 0 | 0 | 1 | 1 | 1 | 1 | [19 empty] | 1 | 1 | 0
SCE Metro | North of SONGS | 500 | Offshore_Wind |  |  | 0 | 0 | 0 | 0 | 0 | 0 | 0 | 0 | 0 | 1 | 1 | 1 | 1 | [19 empty] | 1 | 1 | 0
PG&E NGBA | Notre Dame | 115 | Offshore_Wind |  |  | 0 | 0 | 0 | 0 | 0 | 0 | 0 | 0 | 0 | 5 | 5 | 1 | 1 | [19 empty] | 1 | 1 | 0
PG&E GBA | Oakland C | 115 | Offshore_Wind |  |  | 0 | 0 | 0 | 0 | 0 | 0 | 0 | 0 | 0 | 5 | 5 | 1 | 1 | 3 | [18 empty] | 1 | 1 | 0
PG&E GBA | Oakland J | 115 | Offshore_Wind |  |  | 0 | 0 | 0 | 0 | 0 | 0 | 0 | 0 | 0 | 5 | 5 | 1 | 1 | [19 empty] | 1 | 1 | 0
PG&E GBA | Oakland L | 115 | Offshore_Wind |  |  | 0 | 0 | 0 | 0 | 0 | 0 | 0 | 0 | 0 | 5 | 5 | 1 | 1 | [19 empty] | 1 | 1 | 0
PG&E GBA | Oakland X | 115 | Offshore_Wind |  |  | 0 | 0 | 0 | 0 | 0 | 0 | 0 | 0 | 0 | 5 | 5 | 1 | 1 | [19 empty] | 1 | 1 | 0
PG&E KERN | Oceano | 115 | Offshore_Wind |  |  | 0 | 0 | 0 | 0 | 0 | 0 | 0 | 0 | 0 | 5 | 2 | 5 | 2 | [19 empty] | 1 | 1 | 0
SDGE | Ocotillo Express | 500 | Offshore_Wind |  |  | 0 | 0 | 0 | 0 | 0 | 0 | 0 | 0 | 0 | 1 | 1 | 1 | 1 | [19 empty] | 1 | 1 | 0
SDGE | Old Town | 230 | Offshore_Wind |  |  | 0 | 0 | 0 | 0 | 0 | 0 | 0 | 0 | 0 | 1 | 1 | 1 | 1 | [19 empty] | 1 | 1 | 0
SCE Metro | Olinda | 230 | Offshore_Wind |  |  | 0 | 0 | 0 | 0 | 0 | 0 | 0 | 0 | 0 | 1 | 1 | 1 | 1 | [19 empty] | 1 | 1 | 0
PG&E FRESNO | Olive | 115 | Offshore_Wind |  |  | 0 | 0 | 0 | 0 | 0 | 0 | 0 | 0 | 0 | 5 | 5 | 5 | 4 | 3 | [18 empty] | 1 | 1 | 0
PG&E NGBA | Olivehurst | 115 | Offshore_Wind |  |  | 0 | 0 | 0 | 0 | 0 | 0 | 0 | 0 | 0 | 5 | 5 | 1 | 1 | [19 empty] | 1 | 1 | 0
SCE Northern | Ormond Beach | 230 | Offshore_Wind |  |  | 0 | 0 | 0 | 0 | 0 | 0 | 0 | 0 | 0 | 5 | 2 | 4 | 2 | [19 empty] | 1 | 1 | 0
PG&E FRESNO | Oro Loma | 115 | Offshore_Wind |  |  | 0 | 0 | 0 | 0 | 0 | 0 | 0 | 0 | 0 | 5 | 2 | 5 | 2 | [19 empty] | 1 | 1 | 0
SDGE | Otay Mesa | 230 | Offshore_Wind |  |  | 0 | 0 | 0 | 0 | 0 | 0 | 0 | 0 | 0 | 1 | 1 | 1 | 1 | [19 empty] | 1 | 1 | 0
PG&E FRESNO | Padre Flats SW STA | 230 | Offshore_Wind |  |  | 0 | 0 | 0 | 0 | 0 | 0 | 0 | 0 | 0 | 5 | 2 | 5 | 2 | [19 empty] | 1 | 1 | 0
EOP | Pahrump | 138 | Offshore_Wind |  |  | 0 | 0 | 0 | 0 | 0 | 0 | 0 | 0 | 0 | 5 | 2 | 4 | 2 | [19 empty] | 1 | 1 | 0
EOP | Pahrump | 230 | Offshore_Wind |  |  | 0 | 0 | 0 | 0 | 0 | 0 | 0 | 0 | 0 | 5 | 2 | 4 | 2 | [19 empty] | 1 | 1 | 0
PG&E NGBA | Palermo | 115 | Offshore_Wind |  |  | 0 | 0 | 0 | 0 | 0 | 0 | 0 | 0 | 0 | 5 | 5 | 1 | 1 | 4 | [18 empty] | 1 | 1 | 0
PG&E NGBA | Palermo | 230 | Offshore_Wind |  |  | 0 | 0 | 0 | 0 | 0 | 0 | 0 | 0 | 0 | 5 | 5 | 1 | 1 | [19 empty] | 1 | 1 | 0
SCE Eastern | Palo Verde | 500 | Offshore_Wind |  |  | 0 | 0 | 0 | 0 | 0 | 0 | 0 | 0 | 0 | 5 | 4 | 4 | 2 | [19 empty] | 1 | 1 | 0
SDGE | Palomar Energy | 230 | Offshore_Wind |  |  | 0 | 0 | 0 | 0 | 0 | 0 | 0 | 0 | 0 | 1 | 1 | 1 | 1 | [19 empty] | 1 | 1 | 0
PG&E FRESNO | Panoche | 115 | Offshore_Wind |  |  | 0 | 0 | 0 | 0 | 0 | 0 | 0 | 0 | 0 | 5 | 2 | 5 | 2 | [19 empty] | 1 | 1 | 0
PG&E FRESNO | Panoche | 230 | Offshore_Wind |  |  | 0 | 0 | 0 | 0 | 0 | 0 | 0 | 0 | 0 | 5 | 2 | 5 | 2 | 3 | [18 empty] | 1 | 1 | 0
SCE Northern | Pardee | 230 | Offshore_Wind |  |  | 0 | 0 | 0 | 0 | 0 | 0 | 0 | 0 | 0 | 5 | 2 | 4 | 2 | [19 empty] | 1 | 1 | 0
PG&E NGBA | Parkway | 230 | Offshore_Wind |  |  | 0 | 0 | 0 | 0 | 0 | 0 | 0 | 0 | 0 | 5 | 5 | 1 | 1 | [19 empty] | 1 | 1 | 0
SCE Northern | Pastoria | 230 | Offshore_Wind |  |  | 0 | 0 | 0 | 0 | 0 | 0 | 0 | 0 | 0 | 5 | 2 | 4 | 2 | [19 empty] | 1 | 1 | 0
SCE Metro | Pauda | 230 | Offshore_Wind |  |  | 0 | 0 | 0 | 0 | 0 | 0 | 0 | 0 | 0 | 1 | 1 | 1 | 1 | [19 empty] | 1 | 1 | 0
PG&E GBA | Paul Sweet | 115 | Offshore_Wind |  |  | 0 | 0 | 0 | 0 | 0 | 0 | 0 | 0 | 0 | 1 | 1 | 1 | 1 | [19 empty] | 1 | 1 | 0
PG&E NGBA | Peabody | 230 | Offshore_Wind |  |  | 0 | 0 | 0 | 0 | 0 | 0 | 0 | 0 | 0 | 5 | 5 | 1 | 1 | [19 empty] | 1 | 1 | 0
PG&E NGBA | Pease | 115 | Offshore_Wind |  |  | 0 | 0 | 0 | 0 | 0 | 0 | 0 | 0 | 0 | 5 | 5 | 1 | 1 | [19 empty] | 1 | 1 | 0
SDGE | Penasquitos | 138 | Offshore_Wind |  |  | 0 | 0 | 0 | 0 | 0 | 0 | 0 | 0 | 0 | 1 | 1 | 1 | 1 | [19 empty] | 1 | 1 | 0
SDGE | Penasquitos | 230 | Offshore_Wind |  |  | 0 | 0 | 0 | 0 | 0 | 0 | 0 | 0 | 0 | 1 | 1 | 1 | 1 | [19 empty] | 1 | 1 | 0
PG&E NGBA | Penngrove | 115 | Offshore_Wind |  |  | 0 | 0 | 0 | 0 | 0 | 0 | 0 | 0 | 0 | 5 | 5 | 1 | 1 | [19 empty] | 1 | 1 | 0
PG&E GBA | Peoria | 115 | Offshore_Wind |  |  | 0 | 0 | 0 | 0 | 0 | 0 | 0 | 0 | 0 | 1 | 1 | 1 | 1 | [19 empty] | 1 | 1 | 0
PG&E GBA | Piercy | 115 | Offshore_Wind |  |  | 0 | 0 | 0 | 0 | 0 | 0 | 0 | 0 | 0 | 1 | 1 | 1 | 1 | [19 empty] | 1 | 1 | 0
PG&E FRESNO | Pine Flat | 230 | Offshore_Wind |  |  | 0 | 0 | 0 | 0 | 0 | 0 | 0 | 0 | 0 | 5 | 5 | 5 | 2 | [19 empty] | 1 | 1 | 0
SCE NOL | Pisgah | 230 | Offshore_Wind |  |  | 0 | 0 | 0 | 0 | 0 | 0 | 0 | 0 | 0 | 1 | 1 | 1 | 1 | 4 | [18 empty] | 1 | 1 | 0
PG&E NGBA | Pit 1 | 230 | Offshore_Wind |  |  | 0 | 0 | 0 | 0 | 0 | 0 | 0 | 0 | 0 | 5 | 5 | 3 | 2 | [19 empty] | 1 | 1 | 0
PG&E NGBA | Pit 3 | 230 | Offshore_Wind |  |  | 0 | 0 | 0 | 0 | 0 | 0 | 0 | 0 | 0 | 5 | 5 | 3 | 2 | [19 empty] | 1 | 1 | 0
PG&E NGBA | Pit 4 | 230 | Offshore_Wind |  |  | 0 | 0 | 0 | 0 | 0 | 0 | 0 | 0 | 0 | 5 | 5 | 1 | 1 | [19 empty] | 1 | 1 | 0
PG&E GBA | Pittsburg | 115 | Offshore_Wind |  |  | 0 | 0 | 0 | 0 | 0 | 0 | 0 | 0 | 0 | 5 | 5 | 1 | 1 | 4 | [18 empty] | 1 | 1 | 0
PG&E GBA | Pittsburg | 230 | Offshore_Wind |  |  | 0 | 0 | 0 | 0 | 0 | 0 | 0 | 0 | 0 | 5 | 5 | 1 | 1 | 4 | [18 empty] | 1 | 1 | 0
PG&E NGBA | Pleasant Grove | 115 | Offshore_Wind |  |  | 0 | 0 | 0 | 0 | 0 | 0 | 0 | 0 | 0 | 5 | 5 | 1 | 1 | [19 empty] | 1 | 1 | 0
PG&E NGBA | POE | 230 | Offshore_Wind |  |  | 0 | 0 | 0 | 0 | 0 | 0 | 0 | 0 | 0 | 5 | 5 | 1 | 1 | [19 empty] | 1 | 1 | 0
PG&E KERN | Poso Mountain | 115 | Offshore_Wind |  |  | 0 | 0 | 0 | 0 | 0 | 0 | 0 | 0 | 0 | 5 | 5 | 5 | 4 | [19 empty] | 1 | 1 | 0
EOP | Primm | 230 | Offshore_Wind |  |  | 0 | 0 | 0 | 0 | 0 | 0 | 0 | 0 | 0 | 5 | 2 | 4 | 2 | [19 empty] | 1 | 1 | 0
PG&E NGBA | Putah Creek | 115 | Offshore_Wind |  |  | 0 | 0 | 0 | 0 | 0 | 0 | 0 | 0 | 0 | 5 | 5 | 1 | 1 | [19 empty] | 1 | 1 | 0
SDGE | Q1806 | 138 | Offshore_Wind |  |  | 0 | 0 | 0 | 0 | 0 | 0 | 0 | 0 | 0 | 1 | 1 | 1 | 1 | [19 empty] | 1 | 1 | 0
PG&E FRESNO | Quinto | 230 | Offshore_Wind |  |  | 0 | 0 | 0 | 0 | 0 | 0 | 0 | 0 | 0 | 5 | 2 | 5 | 2 | [19 empty] | 1 | 1 | 0
PG&E GBA | Race Track | 115 | Offshore_Wind |  |  | 0 | 0 | 0 | 0 | 0 | 0 | 0 | 0 | 0 | 1 | 1 | 1 | 1 | [19 empty] | 1 | 1 | 0
SDGE | Rancho Mission Viejo | 138 | Offshore_Wind |  |  | 0 | 0 | 0 | 0 | 0 | 0 | 0 | 0 | 0 | 1 | 1 | 1 | 1 | [19 empty] | 1 | 1 | 0
PG&E GBA | Rancho Seco | 230 | Offshore_Wind |  |  | 0 | 0 | 0 | 0 | 0 | 0 | 0 | 0 | 0 | 1 | 1 | 1 | 1 | [19 empty] | 1 | 1 | 0
SCE Metro | Rancho Vista | 230 | Offshore_Wind |  |  | 0 | 0 | 0 | 0 | 0 | 0 | 0 | 0 | 0 | 1 | 1 | 1 | 1 | [19 empty] | 1 | 1 | 0
SCE Metro | Rancho Vista | 500 | Offshore_Wind |  |  | 0 | 0 | 0 | 0 | 0 | 0 | 0 | 0 | 0 | 1 | 1 | 1 | 1 | [19 empty] | 1 | 1 | 0
SCE NOL | Ransburg | 115 | Offshore_Wind |  |  | 0 | 0 | 0 | 0 | 0 | 0 | 0 | 0 | 0 | 3 | 3 | 1 | 1 | [19 empty] | 1 | 1 | 0
PG&E GBA | Ravenswood | 115 | Offshore_Wind |  |  | 0 | 0 | 0 | 0 | 0 | 0 | 0 | 0 | 0 | 5 | 5 | 1 | 1 | [19 empty] | 1 | 1 | 0
PG&E GBA | Ravenswood | 230 | Offshore_Wind |  |  | 0 | 0 | 0 | 0 | 0 | 0 | 0 | 0 | 0 | 5 | 5 | 1 | 1 | [19 empty] | 1 | 1 | 0
SCE Northern | Rector | 230 | Offshore_Wind |  |  | 0 | 0 | 0 | 0 | 0 | 0 | 0 | 0 | 0 | 1 | 1 | 1 | 1 | [19 empty] | 1 | 1 | 0
SCE Eastern | Red Bluff | 230 | Offshore_Wind |  |  | 0 | 0 | 0 | 0 | 0 | 0 | 0 | 0 | 0 | 4 | 4 | 1 | 1 | 1 | [18 empty] | 1 | 1 | 0
SCE Eastern | Red Bluff | 500 | Offshore_Wind |  |  | 0 | 0 | 0 | 0 | 0 | 0 | 0 | 0 | 0 | 4 | 4 | 1 | 1 | 5 | [18 empty] | 1 | 1 | 0
PG&E NGBA | Redbud | 115 | Offshore_Wind |  |  | 0 | 0 | 0 | 0 | 0 | 0 | 0 | 0 | 0 | 5 | 5 | 1 | 1 | [19 empty] | 1 | 1 | 0
SCE Metro | Redondo | 230 | Offshore_Wind |  |  | 0 | 0 | 0 | 0 | 0 | 0 | 0 | 0 | 0 | 1 | 1 | 1 | 1 | [19 empty] | 1 | 1 | 0
PG&E FRESNO | Reedley | 115 | Offshore_Wind |  |  | 0 | 0 | 0 | 0 | 0 | 0 | 0 | 0 | 0 | 5 | 5 | 5 | 4 | [19 empty] | 1 | 1 | 0
PG&E KERN | Renfro | 115 | Offshore_Wind |  |  | 0 | 0 | 0 | 0 | 0 | 0 | 0 | 0 | 0 | 5 | 2 | 5 | 2 | [19 empty] | 1 | 1 | 0
PG&E GBA | Richmond R | 115 | Offshore_Wind |  |  | 0 | 0 | 0 | 0 | 0 | 0 | 0 | 0 | 0 | 5 | 5 | 1 | 1 | [19 empty] | 1 | 1 | 0
PG&E NGBA | Rincon | 115 | Offshore_Wind |  |  | 0 | 0 | 0 | 0 | 0 | 0 | 0 | 0 | 0 | 5 | 5 | 1 | 1 | [19 empty] | 1 | 1 | 0
PG&E KERN | Rio Bravo | 115 | Offshore_Wind |  |  | 0 | 0 | 0 | 0 | 0 | 0 | 0 | 0 | 0 | 5 | 2 | 5 | 2 | 4 | [18 empty] | 1 | 1 | 0
SCE Metro | Rio Hondo | 230 | Offshore_Wind |  |  | 0 | 0 | 0 | 0 | 0 | 0 | 0 | 0 | 0 | 1 | 1 | 1 | 1 | 1 | [18 empty] | 1 | 1 | 0
PG&E NGBA | Rio Oso | 115 | Offshore_Wind |  |  | 0 | 0 | 0 | 0 | 0 | 0 | 0 | 0 | 0 | 5 | 5 | 1 | 1 | [19 empty] | 1 | 1 | 0
PG&E NGBA | Rio Oso | 230 | Offshore_Wind |  |  | 0 | 0 | 0 | 0 | 0 | 0 | 0 | 0 | 0 | 5 | 5 | 1 | 1 | [19 empty] | 1 | 1 | 0
PG&E GBA | Ripon | 115 | Offshore_Wind |  |  | 0 | 0 | 0 | 0 | 0 | 0 | 0 | 0 | 0 | 1 | 1 | 1 | 1 | 3 | [18 empty] | 1 | 1 | 0
PG&E GBA | Riverbank | 115 | Offshore_Wind |  |  | 0 | 0 | 0 | 0 | 0 | 0 | 0 | 0 | 0 | 1 | 1 | 1 | 1 | [19 empty] | 1 | 1 | 0
SCE NOL | Roadway | 115 | Offshore_Wind |  |  | 0 | 0 | 0 | 0 | 0 | 0 | 0 | 0 | 0 | 1 | 1 | 1 | 1 | 3 | [18 empty] | 1 | 1 | 0
PG&E NGBA | Rock Creek 1 | 230 | Offshore_Wind |  |  | 0 | 0 | 0 | 0 | 0 | 0 | 0 | 0 | 0 | 5 | 5 | 1 | 1 | [19 empty] | 1 | 1 | 0
PG&E GBA | Rossmoor | 230 | Offshore_Wind |  |  | 0 | 0 | 0 | 0 | 0 | 0 | 0 | 0 | 0 | 5 | 5 | 1 | 1 | [19 empty] | 1 | 1 | 0
PG&E NGBA | Round Mountain | 230 | Offshore_Wind |  |  | 0 | 0 | 0 | 0 | 0 | 0 | 0 | 0 | 0 | 5 | 5 | 1 | 1 | [19 empty] | 1 | 1 | 0
PG&E NGBA | Round Mountain | 500 | Offshore_Wind |  |  | 0 | 0 | 0 | 0 | 0 | 0 | 0 | 0 | 0 | 5 | 5 | 1 | 1 | [19 empty] | 1 | 1 | 0
PG&E GBA | Salado | 115 | Offshore_Wind |  |  | 0 | 0 | 0 | 0 | 0 | 0 | 0 | 0 | 0 | 1 | 1 | 1 | 1 | [19 empty] | 1 | 1 | 0
PG&E GBA | Salinas | 115 | Offshore_Wind |  |  | 0 | 0 | 0 | 0 | 0 | 0 | 0 | 0 | 0 | 1 | 1 | 1 | 1 | [19 empty] | 1 | 1 | 0
SCE Eastern | San Bernardino | 230 | Offshore_Wind |  |  | 0 | 0 | 0 | 0 | 0 | 0 | 0 | 0 | 0 | 1 | 1 | 1 | 1 | [19 empty] | 1 | 1 | 0
PG&E GBA | SAN FRAN A (POTRERO PP) | 115 | Offshore_Wind |  |  | 0 | 0 | 0 | 0 | 0 | 0 | 0 | 0 | 0 | 5 | 5 | 1 | 1 | [19 empty] | 1 | 1 | 0
PG&E GBA | SAN FRAN A (POTRERO PP) | 230 | Offshore_Wind |  |  | 0 | 0 | 0 | 0 | 0 | 0 | 0 | 0 | 0 | 5 | 5 | 1 | 1 | [19 empty] | 1 | 1 | 0
PG&E GBA | San Jose A | 115 | Offshore_Wind |  |  | 0 | 0 | 0 | 0 | 0 | 0 | 0 | 0 | 0 | 1 | 1 | 1 | 1 | [19 empty] | 1 | 1 | 0
PG&E GBA | San Jose B | 115 | Offshore_Wind |  |  | 0 | 0 | 0 | 0 | 0 | 0 | 0 | 0 | 0 | 1 | 1 | 1 | 1 | [19 empty] | 1 | 1 | 0
PG&E GBA | San Leandro U | 115 | Offshore_Wind |  |  | 0 | 0 | 0 | 0 | 0 | 0 | 0 | 0 | 0 | 5 | 5 | 1 | 1 | [19 empty] | 1 | 1 | 0
PG&E KERN | San Luis Obispo | 115 | Offshore_Wind |  |  | 0 | 0 | 0 | 0 | 0 | 0 | 0 | 0 | 0 | 5 | 2 | 5 | 2 | [19 empty] | 1 | 1 | 0
SDGE | San Luis Rey | 230 | Offshore_Wind |  |  | 0 | 0 | 0 | 0 | 0 | 0 | 0 | 0 | 0 | 1 | 1 | 1 | 1 | [19 empty] | 1 | 1 | 0
SCE Metro | San Onofre | 230 | Offshore_Wind |  |  | 0 | 0 | 0 | 0 | 0 | 0 | 0 | 0 | 0 | 1 | 1 | 1 | 1 | [19 empty] | 1 | 1 | 0
PG&E GBA | San Pablo | 115 | Offshore_Wind |  |  | 0 | 0 | 0 | 0 | 0 | 0 | 0 | 0 | 0 | 5 | 5 | 1 | 1 | [19 empty] | 1 | 1 | 0
PG&E GBA | San Ramon | 230 | Offshore_Wind |  |  | 0 | 0 | 0 | 0 | 0 | 0 | 0 | 0 | 0 | 5 | 5 | 1 | 1 | [19 empty] | 1 | 1 | 0
SCE NOL | Sandlot | 230 | Offshore_Wind |  |  | 0 | 0 | 0 | 0 | 0 | 0 | 0 | 0 | 0 | 3 | 3 | 1 | 1 | [19 empty] | 1 | 1 | 0
EOP | Sandy | 138 | Offshore_Wind |  |  | 0 | 0 | 0 | 0 | 0 | 0 | 0 | 0 | 0 | 5 | 2 | 4 | 2 | [19 empty] | 1 | 1 | 0
PG&E FRESNO | Sanger | 115 | Offshore_Wind |  |  | 0 | 0 | 0 | 0 | 0 | 0 | 0 | 0 | 0 | 5 | 5 | 5 | 4 | 3 | [18 empty] | 1 | 1 | 0
SCE Northern | Santa Clara | 230 | Offshore_Wind |  |  | 0 | 0 | 0 | 0 | 0 | 0 | 0 | 0 | 0 | 5 | 2 | 4 | 2 | [19 empty] | 1 | 1 | 0
PG&E NGBA | Santa Rosa A | 115 | Offshore_Wind |  |  | 0 | 0 | 0 | 0 | 0 | 0 | 0 | 0 | 0 | 5 | 5 | 1 | 1 | [19 empty] | 1 | 1 | 0
PG&E GBA | Santa Teresa | 115 | Offshore_Wind |  |  | 0 | 0 | 0 | 0 | 0 | 0 | 0 | 0 | 0 | 1 | 1 | 1 | 1 | 3 | [18 empty] | 1 | 1 | 0
SDGE | Santee | 138 | Offshore_Wind |  |  | 0 | 0 | 0 | 0 | 0 | 0 | 0 | 0 | 0 | 1 | 1 | 1 | 1 | [19 empty] | 1 | 1 | 0
SCE Metro | Santiago | 230 | Offshore_Wind |  |  | 0 | 0 | 0 | 0 | 0 | 0 | 0 | 0 | 0 | 1 | 1 | 1 | 1 | [19 empty] | 1 | 1 | 0
PG&E GBA | Saratoga | 230 | Offshore_Wind |  |  | 0 | 0 | 0 | 0 | 0 | 0 | 0 | 0 | 0 | 1 | 1 | 1 | 1 | [19 empty] | 1 | 1 | 0
SCE Northern | Saugus | 230 | Offshore_Wind |  |  | 0 | 0 | 0 | 0 | 0 | 0 | 0 | 0 | 0 | 5 | 2 | 4 | 2 | [19 empty] | 1 | 1 | 0
PG&E FRESNO | Schindler | 115 | Offshore_Wind |  |  | 0 | 0 | 0 | 0 | 0 | 0 | 0 | 0 | 0 | 5 | 2 | 5 | 2 | 3 | [18 empty] | 1 | 1 | 0
PG&E GBA | Schulte | 115 | Offshore_Wind |  |  | 0 | 0 | 0 | 0 | 0 | 0 | 0 | 0 | 0 | 1 | 1 | 1 | 1 | 3 | [18 empty] | 1 | 1 | 0
PG&E KERN | Semitropic | 115 | Offshore_Wind |  |  | 0 | 0 | 0 | 0 | 0 | 0 | 0 | 0 | 0 | 5 | 2 | 5 | 2 | [19 empty] | 1 | 1 | 0
SCE Metro | Serrano | 230 | Offshore_Wind |  |  | 0 | 0 | 0 | 0 | 0 | 0 | 0 | 0 | 0 | 1 | 1 | 1 | 1 | 5 | [18 empty] | 1 | 1 | 0
SCE Metro | Serrano | 500 | Offshore_Wind |  |  | 0 | 0 | 0 | 0 | 0 | 0 | 0 | 0 | 0 | 1 | 1 | 1 | 1 | 5 | [18 empty] | 1 | 1 | 0
SDGE | Shadowridge | 138 | Offshore_Wind |  |  | 0 | 0 | 0 | 0 | 0 | 0 | 0 | 0 | 0 | 1 | 1 | 1 | 1 | [19 empty] | 1 | 1 | 0
PG&E KERN | Shafter | 115 | Offshore_Wind |  |  | 0 | 0 | 0 | 0 | 0 | 0 | 0 | 0 | 0 | 5 | 5 | 5 | 4 | [19 empty] | 1 | 1 | 0
PG&E NGBA | Silverado | 115 | Offshore_Wind |  |  | 0 | 0 | 0 | 0 | 0 | 0 | 0 | 0 | 0 | 5 | 5 | 1 | 1 | [19 empty] | 1 | 1 | 0
SDGE | Silvergate | 230 | Offshore_Wind |  |  | 0 | 0 | 0 | 0 | 0 | 0 | 0 | 0 | 0 | 1 | 1 | 1 | 1 | [19 empty] | 1 | 1 | 0
PG&E KERN | Sisquoc | 115 | Offshore_Wind |  |  | 0 | 0 | 0 | 0 | 0 | 0 | 0 | 0 | 0 | 5 | 2 | 5 | 2 | [19 empty] | 1 | 1 | 0
EOP | Sloan Canyon | 230 | Offshore_Wind |  |  | 0 | 0 | 0 | 0 | 0 | 0 | 0 | 0 | 0 | 5 | 2 | 4 | 2 | [19 empty] | 1 | 1 | 0
EOP | Sloan Canyon | 500 | Offshore_Wind |  |  | 0 | 0 | 0 | 0 | 0 | 0 | 0 | 0 | 0 | 5 | 2 | 4 | 2 | [19 empty] | 1 | 1 | 0
PG&E KERN | Smyrna | 115 | Offshore_Wind |  |  | 0 | 0 | 0 | 0 | 0 | 0 | 0 | 0 | 0 | 5 | 5 | 5 | 4 | [19 empty] | 1 | 1 | 0
PG&E GBA | Sobrante | 115 | Offshore_Wind |  |  | 0 | 0 | 0 | 0 | 0 | 0 | 0 | 0 | 0 | 5 | 5 | 1 | 1 | [19 empty] | 1 | 1 | 0
PG&E GBA | Sobrante | 230 | Offshore_Wind |  |  | 0 | 0 | 0 | 0 | 0 | 0 | 0 | 0 | 0 | 5 | 5 | 1 | 1 | [19 empty] | 1 | 1 | 0
PG&E KERN | Solar | 230 | Offshore_Wind |  |  | 0 | 0 | 0 | 0 | 0 | 0 | 0 | 0 | 0 | 5 | 5 | 5 | 4 | [19 empty] | 1 | 1 | 0
PG&E GBA | Soledad | 115 | Offshore_Wind |  |  | 0 | 0 | 0 | 0 | 0 | 0 | 0 | 0 | 0 | 1 | 1 | 1 | 1 | [19 empty] | 1 | 1 | 0
SCE Northern | Springville | 230 | Offshore_Wind |  |  | 0 | 0 | 0 | 0 | 0 | 0 | 0 | 0 | 0 | 1 | 1 | 1 | 1 | 4 | [18 empty] | 1 | 1 | 0
PG&E GBA | Stagg | 230 | Offshore_Wind |  |  | 0 | 0 | 0 | 0 | 0 | 0 | 0 | 0 | 0 | 5 | 5 | 1 | 1 | [19 empty] | 1 | 1 | 0
PG&E GBA | Standard Oil | 115 | Offshore_Wind |  |  | 0 | 0 | 0 | 0 | 0 | 0 | 0 | 0 | 0 | 5 | 5 | 1 | 1 | [19 empty] | 1 | 1 | 0
PG&E GBA | Stanislaus | 115 | Offshore_Wind |  |  | 0 | 0 | 0 | 0 | 0 | 0 | 0 | 0 | 0 | 1 | 1 | 1 | 1 | [19 empty] | 1 | 1 | 0
PG&E KERN | Stockdale | 115 | Offshore_Wind |  |  | 0 | 0 | 0 | 0 | 0 | 0 | 0 | 0 | 0 | 5 | 2 | 5 | 2 | [19 empty] | 1 | 1 | 0
PG&E KERN | Stockdale | 230 | Offshore_Wind |  |  | 0 | 0 | 0 | 0 | 0 | 0 | 0 | 0 | 0 | 5 | 2 | 5 | 2 | [19 empty] | 1 | 1 | 0
PG&E GBA | Stockton A | 115 | Offshore_Wind |  |  | 0 | 0 | 0 | 0 | 0 | 0 | 0 | 0 | 0 | 1 | 1 | 1 | 1 | [19 empty] | 1 | 1 | 0
PG&E GBA | Stone | 115 | Offshore_Wind |  |  | 0 | 0 | 0 | 0 | 0 | 0 | 0 | 0 | 0 | 1 | 1 | 1 | 1 | [19 empty] | 1 | 1 | 0
PG&E FRESNO | Storey | 230 | Offshore_Wind |  |  | 0 | 0 | 0 | 0 | 0 | 0 | 0 | 0 | 0 | 5 | 5 | 5 | 4 | [19 empty] | 1 | 1 | 0
PG&E NGBA | Summit | 115 | Offshore_Wind |  |  | 0 | 0 | 0 | 0 | 0 | 0 | 0 | 0 | 0 | 5 | 5 | 1 | 1 | [19 empty] | 1 | 1 | 0
SDGE | Suncrest | 230 | Offshore_Wind |  |  | 0 | 0 | 0 | 0 | 0 | 0 | 0 | 0 | 0 | 1 | 1 | 1 | 1 | [19 empty] | 1 | 1 | 0
SDGE | Suncrest | 500 | Offshore_Wind |  |  | 0 | 0 | 0 | 0 | 0 | 0 | 0 | 0 | 0 | 1 | 1 | 1 | 1 | [19 empty] | 1 | 1 | 0
PG&E KERN | Sunrise | 230 | Offshore_Wind |  |  | 0 | 0 | 0 | 0 | 0 | 0 | 0 | 0 | 0 | 5 | 5 | 5 | 4 | [19 empty] | 1 | 1 | 0
PG&E KERN | Sunset | 230 | Offshore_Wind |  |  | 0 | 0 | 0 | 0 | 0 | 0 | 0 | 0 | 0 | 5 | 5 | 5 | 4 | [19 empty] | 1 | 1 | 0
PG&E GBA | Swift | 115 | Offshore_Wind |  |  | 0 | 0 | 0 | 0 | 0 | 0 | 0 | 0 | 0 | 1 | 1 | 1 | 1 | [19 empty] | 1 | 1 | 0
SDGE | Sycamore Canyon | 138 | Offshore_Wind |  |  | 0 | 0 | 0 | 0 | 0 | 0 | 0 | 0 | 0 | 1 | 1 | 1 | 1 | 3 | [18 empty] | 1 | 1 | 0
SDGE | Sycamore Canyon | 230 | Offshore_Wind |  |  | 0 | 0 | 0 | 0 | 0 | 0 | 0 | 0 | 0 | 1 | 1 | 1 | 1 | [19 empty] | 1 | 1 | 0
SCE Northern | Sylmar | 230 | Offshore_Wind |  |  | 0 | 0 | 0 | 0 | 0 | 0 | 0 | 0 | 0 | 5 | 2 | 4 | 2 | [19 empty] | 1 | 1 | 0
PG&E NGBA | Table Mountain | 115 | Offshore_Wind |  |  | 0 | 0 | 0 | 0 | 0 | 0 | 0 | 0 | 0 | 5 | 5 | 1 | 1 | [19 empty] | 1 | 1 | 0
PG&E NGBA | Table Mountain | 230 | Offshore_Wind |  |  | 0 | 0 | 0 | 0 | 0 | 0 | 0 | 0 | 0 | 5 | 5 | 1 | 1 | [19 empty] | 1 | 1 | 0
PG&E NGBA | Table Mountain | 500 | Offshore_Wind |  |  | 0 | 0 | 0 | 0 | 0 | 0 | 0 | 0 | 0 | 5 | 5 | 1 | 1 | [19 empty] | 1 | 1 | 0
PG&E KERN | Taft | 115 | Offshore_Wind |  |  | 0 | 0 | 0 | 0 | 0 | 0 | 0 | 0 | 0 | 5 | 5 | 5 | 4 | [19 empty] | 1 | 1 | 0
SDGE | Talega | 138 | Offshore_Wind |  |  | 0 | 0 | 0 | 0 | 0 | 0 | 0 | 0 | 0 | 1 | 1 | 1 | 1 | 3 | [18 empty] | 1 | 1 | 0
SDGE | Talega | 230 | Offshore_Wind |  |  | 0 | 0 | 0 | 0 | 0 | 0 | 0 | 0 | 0 | 1 | 1 | 1 | 1 | [19 empty] | 1 | 1 | 0
PG&E GBA | Tassajara | 230 | Offshore_Wind |  |  | 0 | 0 | 0 | 0 | 0 | 0 | 0 | 0 | 0 | 5 | 5 | 1 | 1 | [19 empty] | 1 | 1 | 0
SDGE | Telegraph Canyon | 138 | Offshore_Wind |  |  | 0 | 0 | 0 | 0 | 0 | 0 | 0 | 0 | 0 | 1 | 1 | 1 | 1 | [19 empty] | 1 | 1 | 0
PG&E KERN | Temblor | 115 | Offshore_Wind |  |  | 0 | 0 | 0 | 0 | 0 | 0 | 0 | 0 | 0 | 5 | 5 | 5 | 4 | [19 empty] | 1 | 1 | 0
PG&E KERN | Templeton | 230 | Offshore_Wind |  |  | 0 | 0 | 0 | 0 | 0 | 0 | 0 | 0 | 0 | 5 | 5 | 5 | 4 | [19 empty] | 1 | 1 | 0
PG&E GBA | Tesla | 115 | Offshore_Wind |  |  | 0 | 0 | 0 | 0 | 0 | 0 | 0 | 0 | 0 | 1 | 1 | 1 | 1 | [19 empty] | 1 | 1 | 0
PG&E GBA | Tesla | 230 | Offshore_Wind |  |  | 0 | 0 | 0 | 0 | 0 | 0 | 0 | 0 | 0 | 5 | 5 | 1 | 1 | 4 | [18 empty] | 1 | 1 | 0
PG&E GBA | Tesla | 500 | Offshore_Wind |  |  | 0 | 0 | 0 | 0 | 0 | 0 | 0 | 0 | 0 | 1 | 1 | 1 | 1 | 5 | [18 empty] | 1 | 1 | 0
PG&E KERN | Tevis | 115 | Offshore_Wind |  |  | 0 | 0 | 0 | 0 | 0 | 0 | 0 | 0 | 0 | 5 | 5 | 5 | 4 | 4 | [18 empty] | 1 | 1 | 0
EOP | Thousandaire | 138 | Offshore_Wind |  |  | 0 | 0 | 0 | 0 | 0 | 0 | 0 | 0 | 0 | 5 | 2 | 4 | 2 | [19 empty] | 1 | 1 | 0
PG&E KERN | Topaz | 230 | Offshore_Wind |  |  | 0 | 0 | 0 | 0 | 0 | 0 | 0 | 0 | 0 | 5 | 5 | 5 | 4 | [19 empty] | 1 | 1 | 0
SCE NOL | Tortilla | 115 | Offshore_Wind |  |  | 0 | 0 | 0 | 0 | 0 | 0 | 0 | 0 | 0 | 3 | 3 | 1 | 1 | [19 empty] | 1 | 1 | 0
SDGE | Trabuco | 138 | Offshore_Wind |  |  | 0 | 0 | 0 | 0 | 0 | 0 | 0 | 0 | 0 | 1 | 1 | 1 | 1 | [19 empty] | 1 | 1 | 0
PG&E GBA | Tracy | 115 | Offshore_Wind |  |  | 0 | 0 | 0 | 0 | 0 | 0 | 0 | 0 | 0 | 1 | 1 | 1 | 1 | [19 empty] | 1 | 1 | 0
PG&E FRESNO | Tranquility | 230 | Offshore_Wind |  |  | 0 | 0 | 0 | 0 | 0 | 0 | 0 | 0 | 0 | 5 | 5 | 5 | 2 | 3 | [18 empty] | 1 | 1 | 0
PG&E GBA | Trimble | 115 | Offshore_Wind |  |  | 0 | 0 | 0 | 0 | 0 | 0 | 0 | 0 | 0 | 1 | 1 | 1 | 1 | [19 empty] | 1 | 1 | 0
EOP | Trout Canyon | 230 | Offshore_Wind |  |  | 0 | 0 | 0 | 0 | 0 | 0 | 0 | 0 | 0 | 5 | 2 | 4 | 2 | [19 empty] | 1 | 1 | 0
EOP | Trout Canyon | 500 | Offshore_Wind |  |  | 0 | 0 | 0 | 0 | 0 | 0 | 0 | 0 | 0 | 5 | 2 | 4 | 2 | [19 empty] | 1 | 1 | 0
PG&E NGBA | Tulucay | 230 | Offshore_Wind |  |  | 0 | 0 | 0 | 0 | 0 | 0 | 0 | 0 | 0 | 5 | 5 | 1 | 1 | [19 empty] | 1 | 1 | 0
PG&E KERN | Tupman | 115 | Offshore_Wind |  |  | 0 | 0 | 0 | 0 | 0 | 0 | 0 | 0 | 0 | 5 | 5 | 5 | 4 | [19 empty] | 1 | 1 | 0
PG&E NGBA | Ukiah | 115 | Offshore_Wind |  |  | 0 | 0 | 0 | 0 | 0 | 0 | 0 | 0 | 0 | 5 | 5 | 1 | 1 | [19 empty] | 1 | 1 | 0
PG&E NGBA | Vaca Dixon | 115 | Offshore_Wind |  |  | 0 | 0 | 0 | 0 | 0 | 0 | 0 | 0 | 0 | 5 | 5 | 1 | 1 | 4 | [18 empty] | 1 | 1 | 0
PG&E NGBA | Vaca Dixon | 230 | Offshore_Wind |  |  | 0 | 0 | 0 | 0 | 0 | 0 | 0 | 0 | 0 | 5 | 5 | 1 | 1 | [19 empty] | 1 | 1 | 0
PG&E NGBA | Vaca Dixon | 500 | Offshore_Wind |  |  | 0 | 0 | 0 | 0 | 0 | 0 | 0 | 0 | 0 | 5 | 5 | 1 | 1 | [19 empty] | 1 | 1 | 0
SCE Eastern | Valley (SCE) | 500 | Offshore_Wind |  |  | 0 | 0 | 0 | 0 | 0 | 0 | 0 | 0 | 0 | 1 | 1 | 1 | 1 | [19 empty] | 1 | 1 | 0
EOP | Valley (VEA) | 138 | Offshore_Wind |  |  | 0 | 0 | 0 | 0 | 0 | 0 | 0 | 0 | 0 | 5 | 2 | 4 | 2 | [19 empty] | 1 | 1 | 0
PG&E GBA | Valley Home | 115 | Offshore_Wind |  |  | 0 | 0 | 0 | 0 | 0 | 0 | 0 | 0 | 0 | 1 | 1 | 1 | 1 | [19 empty] | 1 | 1 | 0
PG&E GBA | Valley Springs | 230 | Offshore_Wind |  |  | 0 | 0 | 0 | 0 | 0 | 0 | 0 | 0 | 0 | 1 | 1 | 1 | 1 | [19 empty] | 1 | 1 | 0
EOP | Valley Switch | 138 | Offshore_Wind |  |  | 0 | 0 | 0 | 0 | 0 | 0 | 0 | 0 | 0 | 5 | 2 | 4 | 2 | [19 empty] | 1 | 1 | 0
EOP | Valley Switch | 230 | Offshore_Wind |  |  | 0 | 0 | 0 | 0 | 0 | 0 | 0 | 0 | 0 | 5 | 2 | 4 | 2 | [19 empty] | 1 | 1 | 0
PG&E GBA | Vasco | 230 | Offshore_Wind |  |  | 0 | 0 | 0 | 0 | 0 | 0 | 0 | 0 | 0 | 5 | 5 | 1 | 1 | [19 empty] | 1 | 1 | 0
PG&E GBA | Vasona | 230 | Offshore_Wind |  |  | 0 | 0 | 0 | 0 | 0 | 0 | 0 | 0 | 0 | 1 | 1 | 1 | 1 | [19 empty] | 1 | 1 | 0
SCE Northern | Vestal | 230 | Offshore_Wind |  |  | 0 | 0 | 0 | 0 | 0 | 0 | 0 | 0 | 0 | 1 | 1 | 1 | 1 | [19 empty] | 1 | 1 | 0
SCE NOL | Victor | 115 | Offshore_Wind |  |  | 0 | 0 | 0 | 0 | 0 | 0 | 0 | 0 | 0 | 1 | 1 | 1 | 1 | 3 | [18 empty] | 1 | 1 | 0
SCE NOL | Victor | 230 | Offshore_Wind |  |  | 0 | 0 | 0 | 0 | 0 | 0 | 0 | 0 | 0 | 1 | 1 | 1 | 1 | 4 | [18 empty] | 1 | 1 | 0
SCE Metro | Viejo | 230 | Offshore_Wind |  |  | 0 | 0 | 0 | 0 | 0 | 0 | 0 | 0 | 0 | 1 | 1 | 1 | 1 | [19 empty] | 1 | 1 | 0
PG&E GBA | Vierra | 115 | Offshore_Wind |  |  | 0 | 0 | 0 | 0 | 0 | 0 | 0 | 0 | 0 | 1 | 1 | 1 | 1 | [19 empty] | 1 | 1 | 0
SCE Metro | Villa Park | 230 | Offshore_Wind |  |  | 0 | 0 | 0 | 0 | 0 | 0 | 0 | 0 | 0 | 1 | 1 | 1 | 1 | [19 empty] | 1 | 1 | 0
SCE Northern | Vincent | 230 | Offshore_Wind |  |  | 0 | 0 | 0 | 0 | 0 | 0 | 0 | 0 | 0 | 1 | 1 | 1 | 1 | 4 | [18 empty] | 1 | 1 | 0
SCE Northern | Vincent | 500 | Offshore_Wind |  |  | 0 | 0 | 0 | 0 | 0 | 0 | 0 | 0 | 0 | 1 | 1 | 1 | 1 | 5 | [18 empty] | 1 | 1 | 0
PG&E GBA | Vineyard | 230 | Offshore_Wind |  |  | 0 | 0 | 0 | 0 | 0 | 0 | 0 | 0 | 0 | 5 | 5 | 1 | 1 | [19 empty] | 1 | 1 | 0
SCE Eastern | Vista (SCE) | 230 | Offshore_Wind |  |  | 0 | 0 | 0 | 0 | 0 | 0 | 0 | 0 | 0 | 1 | 1 | 1 | 1 | [19 empty] | 1 | 1 | 0
EOP | Vista (VEA) | 138 | Offshore_Wind |  |  | 0 | 0 | 0 | 0 | 0 | 0 | 0 | 0 | 0 | 5 | 2 | 4 | 2 | [19 empty] | 1 | 1 | 0
EOP | Vista (VEA) | 230 | Offshore_Wind |  |  | 0 | 0 | 0 | 0 | 0 | 0 | 0 | 0 | 0 | 5 | 2 | 4 | 2 | [19 empty] | 1 | 1 | 0
PG&E FRESNO | Wahtoke | 115 | Offshore_Wind |  |  | 0 | 0 | 0 | 0 | 0 | 0 | 0 | 0 | 0 | 5 | 2 | 5 | 2 | [19 empty] | 1 | 1 | 0
SCE Metro | Walnut | 230 | Offshore_Wind |  |  | 0 | 0 | 0 | 0 | 0 | 0 | 0 | 0 | 0 | 1 | 1 | 1 | 1 | [19 empty] | 1 | 1 | 0
SCE Northern | Warne | 230 | Offshore_Wind |  |  | 0 | 0 | 0 | 0 | 0 | 0 | 0 | 0 | 0 | 5 | 2 | 4 | 2 | [19 empty] | 1 | 1 | 0
PG&E GBA | Warnerville | 230 | Offshore_Wind |  |  | 0 | 0 | 0 | 0 | 0 | 0 | 0 | 0 | 0 | 5 | 5 | 5 | 2 | [19 empty] | 1 | 1 | 0
PG&E FRESNO | Waukena | 115 | Offshore_Wind |  |  | 0 | 0 | 0 | 0 | 0 | 0 | 0 | 0 | 0 | 5 | 2 | 5 | 2 | [19 empty] | 1 | 1 | 0
PG&E GBA | Weber | 230 | Offshore_Wind |  |  | 0 | 0 | 0 | 0 | 0 | 0 | 0 | 0 | 0 | 1 | 1 | 1 | 1 | [19 empty] | 1 | 1 | 0
PG&E FRESNO | West Fresno | 115 | Offshore_Wind |  |  | 0 | 0 | 0 | 0 | 0 | 0 | 0 | 0 | 0 | 5 | 5 | 5 | 2 | [19 empty] | 1 | 1 | 0
PG&E FRESNO | Westley | 230 | Offshore_Wind |  |  | 0 | 0 | 0 | 0 | 0 | 0 | 0 | 0 | 0 | 1 | 1 | 1 | 1 | [19 empty] | 1 | 1 | 0
PG&E KERN | Westpark | 115 | Offshore_Wind |  |  | 0 | 0 | 0 | 0 | 0 | 0 | 0 | 0 | 0 | 5 | 2 | 5 | 2 | [19 empty] | 1 | 1 | 0
PG&E KERN | Wheeler Ridge | 230 | Offshore_Wind |  |  | 0 | 0 | 0 | 0 | 0 | 0 | 0 | 0 | 0 | 5 | 5 | 5 | 4 | 1 | [18 empty] | 1 | 1 | 0
PG&E KERN | Wheeler Ridge | 115 | Offshore_Wind |  |  | 0 | 0 | 0 | 0 | 0 | 0 | 0 | 0 | 0 | 5 | 2 | 5 | 2 | 3 | [18 empty] | 1 | 1 | 0
SCE Northern | Whirlwind | 230 | Offshore_Wind |  |  | 0 | 0 | 0 | 0 | 0 | 0 | 0 | 0 | 0 | 1 | 1 | 1 | 1 | 5 | [18 empty] | 1 | 1 | 0
SCE Northern | Whirlwind | 500 | Offshore_Wind |  |  | 0 | 0 | 0 | 0 | 0 | 0 | 0 | 0 | 0 | 1 | 1 | 1 | 1 | 5 | [18 empty] | 1 | 1 | 0
PG&E GBA | Whisman | 115 | Offshore_Wind |  |  | 0 | 0 | 0 | 0 | 0 | 0 | 0 | 0 | 0 | 1 | 1 | 1 | 1 | [19 empty] | 1 | 1 | 0
SCE Eastern | Wildlife | 230 | Offshore_Wind |  |  | 0 | 0 | 0 | 0 | 0 | 0 | 0 | 0 | 0 | 1 | 1 | 1 | 1 | [19 empty] | 1 | 1 | 0
PG&E FRESNO | Wilson | 115 | Offshore_Wind |  |  | 0 | 0 | 0 | 0 | 0 | 0 | 0 | 0 | 0 | 5 | 5 | 5 | 2 | 4 | [18 empty] | 1 | 1 | 0
PG&E FRESNO | Wilson | 230 | Offshore_Wind |  |  | 0 | 0 | 0 | 0 | 0 | 0 | 0 | 0 | 0 | 5 | 5 | 5 | 4 | [19 empty] | 1 | 1 | 0
SCE Northern | Windhub | 230 | Offshore_Wind |  |  | 0 | 0 | 0 | 0 | 0 | 0 | 0 | 0 | 0 | 1 | 1 | 1 | 1 | 4 | [18 empty] | 1 | 1 | 0
SCE Northern | Windhub | 500 | Offshore_Wind |  |  | 0 | 0 | 0 | 0 | 0 | 0 | 0 | 0 | 0 | 1 | 1 | 1 | 1 | 5 | [18 empty] | 1 | 1 | 0
PG&E GBA | Windmaster | 230 | Offshore_Wind |  |  | 0 | 0 | 0 | 0 | 0 | 0 | 0 | 0 | 0 | 5 | 5 | 1 | 1 | [19 empty] | 1 | 1 | 0
PG&E NGBA | Woodland | 115 | Offshore_Wind |  |  | 0 | 0 | 0 | 0 | 0 | 0 | 0 | 0 | 0 | 5 | 5 | 1 | 1 | [19 empty] | 1 | 1 | 0
PG&E FRESNO | Woodward | 115 | Offshore_Wind |  |  | 0 | 0 | 0 | 0 | 0 | 0 | 0 | 0 | 0 | 5 | 2 | 5 | 2 | [19 empty] | 1 | 1 | 0
PG&E NGBA | Wyandotte | 115 | Offshore_Wind |  |  | 0 | 0 | 0 | 0 | 0 | 0 | 0 | 0 | 0 | 5 | 5 | 1 | 1 | [19 empty] | 1 | 1 | 0

## Summary_Remapping_PD (hidden)
Summary of the changes in level of resources between the initial and Proposed Decision (PD) mapping for the 2036 and 2041 portfolios. Staff provided an overall summary table broken down by study area as well as tables grouping changes into four categories 1) substations with any increase in resources mapped 2) substations with at least a 50 MW increase in resources mapped 3) substations with any decrease in resources mapped and 4) substations with at least a 50 MW decrease in resources mapped. | [17 empty] | CALCULATION TAB
Summary of Mapping Changes between Initial and PD Mapping for the 2035 Portfolio | [16 empty] | Summary of Mapping Changes between Initial and PD Mapping for the 2040 Portfolio
2035 Portfolio: Net Change (MW) In Resources Mapped (PD - Initial) | Geothermal | Biomass | Wind | Wind | OOS Wind | OOS Wind | Offshore Wind | Offshore Wind | Distributed Solar | Solar | Solar | Battery_4hr | Battery_8hr | LDES | All Res |  | 2040 Portfolio: Net Change (MW) In Resources Mapped (PD - Initial) | Geothermal | Biomass | Wind | Wind | OOS Wind | OOS Wind | Offshore Wind | Offshore Wind | Distributed Solar | Solar | Solar | Battery_4hr | Battery_8hr | LDES | All Res
| FCDS | FCDS | FCDS | EODS | FCDS | EODS | FCDS | EODS | FCDS | FCDS | EODS | FCDS | FCDS | FCDS | Total |  |  | FCDS | FCDS | FCDS | EODS | FCDS | EODS | FCDS | EODS | FCDS | FCDS | EODS | FCDS | FCDS | FCDS | Total
PG&E North of Greater Bay Study Area | 0 | 0 | 0 | 0 | 0 | 0 | 0 | 0 | 0 | 0 | 0 | 0 | 0 | 0 | 0 | PG&E NGBA | PG&E North of Greater Bay Study Area | 0 | 0 | 0 | 0 | 0 | 0 | 0 | 0 | 0 | 0 | 0 | 0 | 0 | 0 | 0 | PG&E NGBA
PG&E Greater Bay Study Area | 0 | 0 | 0 | 0 | 0 | 0 | 0 | 0 | 0 | 0 | 0 | 0 | 0 | 0 | 0 | PG&E GBA | PG&E Greater Bay Study Area | 0 | 0 | 0 | 0 | 0 | 0 | 0 | 0 | 0 | 0 | 0 | 0 | 0 | 0 | 0 | PG&E GBA
PG&E Fresno Study Area | 0 | 0 | 0 | 0 | 0 | 0 | 0 | 0 | 0 | 0 | 0 | 0 | 0 | 0 | 0 | PG&E FRESNO | PG&E Fresno Study Area | 0 | 0 | 0 | 0 | 0 | 0 | 0 | 0 | 0 | 0 | 0 | 0 | 0 | 0 | 0 | PG&E FRESNO
PG&E Kern Study Area | 0 | 0 | 0 | 0 | 0 | 0 | 0 | 0 | 0 | 0 | 0 | 0 | 0 | 0 | 0 | PG&E KERN | PG&E Kern Study Area | 0 | 0 | 0 | 0 | 0 | 0 | 0 | 0 | 0 | 0 | 0 | 0 | 0 | 0 | 0 | PG&E KERN
SCE Northern Area | 0 | 0 | 0 | 0 | 0 | 0 | 0 | 0 | 0 | 0 | 0 | 0 | 0 | 0 | 0 | SCE Northern | SCE Northern Area | 0 | 0 | 0 | 0 | 0 | 0 | 0 | 0 | 0 | 0 | 0 | 0 | 0 | 0 | 0 | SCE Northern
SCE Metro Study Area | 0 | 0 | 0 | 0 | 0 | 0 | 0 | 0 | 0 | 0 | 0 | 0 | 0 | 0 | 0 | SCE Metro | SCE Metro Study Area | 0 | 0 | 0 | 0 | 0 | 0 | 0 | 0 | 0 | 0 | 0 | 0 | 0 | 0 | 0 | SCE Metro
SCE North of Lugo Study Area | 0 | 0 | 0 | 0 | 0 | 0 | 0 | 0 | 0 | 0 | 0 | 0 | 0 | 0 | 0 | SCE NOL | SCE North of Lugo Study Area | 0 | 0 | 0 | 0 | 0 | 0 | 0 | 0 | 0 | 0 | 0 | 0 | 0 | 0 | 0 | SCE NOL
East of Pisgah Study Area | 0 | 0 | 0 | 0 | 0 | 0 | 0 | 0 | 0 | 0 | 0 | 0 | 0 | 0 | 0 | EOP | East of Pisgah Study Area | 0 | 0 | 0 | 0 | 0 | 0 | 0 | 0 | 0 | 0 | 0 | 0 | 0 | 0 | 0 | EOP
SCE Eastern Study Area | 0 | 0 | 0 | 0 | 0 | 0 | 0 | 0 | 0 | 0 | 0 | 0 | 0 | 0 | 0 | SCE Eastern | SCE Eastern Study Area | 0 | 0 | 0 | 0 | 0 | 0 | 0 | 0 | 0 | 0 | 0 | 0 | 0 | 0 | 0 | SCE Eastern
SDG&E Study Area | 0 | 0 | 0 | 0 | 0 | 0 | 0 | 0 | 0 | 0 | 0 | 0 | 0 | 0 | 0 | SDGE | SDG&E Study Area | 0 | 0 | 0 | 0 | 0 | 0 | 0 | 0 | 0 | 0 | 0 | 0 | 0 | 0 | 0 | SDGE
All Areas | 0 | 0 | 0 | 0 | 0 | 0 | 0 | 0 | 0 | 0 | 0 | 0 | 0 | 0 | 0 |  | All Areas | 0 | 0 | 0 | 0 | 0 | 0 | 0 | 0 | 0 | 0 | 0 | 0 | 0 | 0 | 0
2035 Mapping: No. of Subs w/ Increase in Res. Mapped (PD - Initial) | Geothermal | Biomass | Wind | Wind | OOS Wind | OOS Wind | Offshore Wind | Offshore Wind | Distributed Solar | Solar | Solar | Battery_4hr | Battery_8hr | LDES | All Res |  | 2040 Mapping: No. of Subs w/ Increase in Res. Mapped (PD - Initial) | Geothermal | Biomass | Wind | Wind | OOS Wind | OOS Wind | Offshore Wind | Offshore Wind | Distributed Solar | Solar | Solar | Battery_4hr | Battery_8hr | LDES | All Res
| FCDS | FCDS | FCDS | EODS | FCDS | EODS | FCDS | EODS | FCDS | FCDS | EODS | FCDS | FCDS | FCDS | Total |  |  | FCDS | FCDS | FCDS | EODS | FCDS | EODS | FCDS | EODS | FCDS | FCDS | EODS | FCDS | FCDS | FCDS | Total
PG&E North of Greater Bay Study Area | 0 | 0 | 0 | 0 | 0 | 0 | 0 | 0 | 0 | 0 | 0 | 0 | 0 | 0 | 0 | PG&E NGBA | PG&E North of Greater Bay Study Area | 0 | 0 | 0 | 0 | 0 | 0 | 0 | 0 | 0 | 0 | 0 | 0 | 0 | 0 | 0 | PG&E NGBA
PG&E Greater Bay Study Area | 0 | 0 | 0 | 0 | 0 | 0 | 0 | 0 | 0 | 0 | 0 | 0 | 0 | 0 | 0 | PG&E GBA | PG&E Greater Bay Study Area | 0 | 0 | 0 | 0 | 0 | 0 | 0 | 0 | 0 | 0 | 0 | 0 | 0 | 0 | 0 | PG&E GBA
PG&E Fresno Study Area | 0 | 0 | 0 | 0 | 0 | 0 | 0 | 0 | 0 | 0 | 0 | 0 | 0 | 0 | 0 | PG&E FRESNO | PG&E Fresno Study Area | 0 | 0 | 0 | 0 | 0 | 0 | 0 | 0 | 0 | 0 | 0 | 0 | 0 | 0 | 0 | PG&E FRESNO
PG&E Kern Study Area | 0 | 0 | 0 | 0 | 0 | 0 | 0 | 0 | 0 | 0 | 0 | 0 | 0 | 0 | 0 | PG&E KERN | PG&E Kern Study Area | 0 | 0 | 0 | 0 | 0 | 0 | 0 | 0 | 0 | 0 | 0 | 0 | 0 | 0 | 0 | PG&E KERN
SCE Northern Area | 0 | 0 | 0 | 0 | 0 | 0 | 0 | 0 | 0 | 0 | 0 | 0 | 0 | 0 | 0 | SCE Northern | SCE Northern Area | 0 | 0 | 0 | 0 | 0 | 0 | 0 | 0 | 0 | 0 | 0 | 0 | 0 | 0 | 0 | SCE Northern
SCE Metro Study Area | 0 | 0 | 0 | 0 | 0 | 0 | 0 | 0 | 0 | 0 | 0 | 0 | 0 | 0 | 0 | SCE Metro | SCE Metro Study Area | 0 | 0 | 0 | 0 | 0 | 0 | 0 | 0 | 0 | 0 | 0 | 0 | 0 | 0 | 0 | SCE Metro
SCE North of Lugo Study Area | 0 | 0 | 0 | 0 | 0 | 0 | 0 | 0 | 0 | 0 | 0 | 0 | 0 | 0 | 0 | SCE NOL | SCE North of Lugo Study Area | 0 | 0 | 0 | 0 | 0 | 0 | 0 | 0 | 0 | 0 | 0 | 0 | 0 | 0 | 0 | SCE NOL
East of Pisgah Study Area | 0 | 0 | 0 | 0 | 0 | 0 | 0 | 0 | 0 | 0 | 0 | 0 | 0 | 0 | 0 | EOP | East of Pisgah Study Area | 0 | 0 | 0 | 0 | 0 | 0 | 0 | 0 | 0 | 0 | 0 | 0 | 0 | 0 | 0 | EOP
SCE Eastern Study Area | 0 | 0 | 0 | 0 | 0 | 0 | 0 | 0 | 0 | 0 | 0 | 0 | 0 | 0 | 0 | SCE Eastern | SCE Eastern Study Area | 0 | 0 | 0 | 0 | 0 | 0 | 0 | 0 | 0 | 0 | 0 | 0 | 0 | 0 | 0 | SCE Eastern
SDG&E Study Area | 0 | 0 | 0 | 0 | 0 | 0 | 0 | 0 | 0 | 0 | 0 | 0 | 0 | 0 | 0 | SDGE | SDG&E Study Area | 0 | 0 | 0 | 0 | 0 | 0 | 0 | 0 | 0 | 0 | 0 | 0 | 0 | 0 | 0 | SDGE
All Areas | 0 | 0 | 0 | 0 | 0 | 0 | 0 | 0 | 0 | 0 | 0 | 0 | 0 | 0 | 0 |  | All Areas | 0 | 0 | 0 | 0 | 0 | 0 | 0 | 0 | 0 | 0 | 0 | 0 | 0 | 0 | 0
2035 Mapping: No. of Subs w/ >50 MW Increase (PD - Initial) | Geothermal | Biomass | Wind | Wind | OOS Wind | OOS Wind | Offshore Wind | Offshore Wind | Distributed Solar | Solar | Solar | Battery_4hr | Battery_8hr | LDES | All Res |  | 2040 Mapping: No. of Subs w/ >50 MW Increase (PD - Initial) | Geothermal | Biomass | Wind | Wind | OOS Wind | OOS Wind | Offshore Wind | Offshore Wind | Distributed Solar | Solar | Solar | Battery_4hr | Battery_8hr | LDES | All Res
| FCDS | FCDS | FCDS | EODS | FCDS | EODS | FCDS | EODS | FCDS | FCDS | EODS | FCDS | FCDS | FCDS | Total |  |  | FCDS | FCDS | FCDS | EODS | FCDS | EODS | FCDS | EODS | FCDS | FCDS | EODS | FCDS | FCDS | FCDS | Total
PG&E North of Greater Bay Study Area | 0 | 0 | 0 | 0 | 0 | 0 | 0 | 0 | 0 | 0 | 0 | 0 | 0 | 0 | 0 | PG&E NGBA | PG&E North of Greater Bay Study Area | 0 | 0 | 0 | 0 | 0 | 0 | 0 | 0 | 0 | 0 | 0 | 0 | 0 | 0 | 0 | PG&E NGBA
PG&E Greater Bay Study Area | 0 | 0 | 0 | 0 | 0 | 0 | 0 | 0 | 0 | 0 | 0 | 0 | 0 | 0 | 0 | PG&E GBA | PG&E Greater Bay Study Area | 0 | 0 | 0 | 0 | 0 | 0 | 0 | 0 | 0 | 0 | 0 | 0 | 0 | 0 | 0 | PG&E GBA
PG&E Fresno Study Area | 0 | 0 | 0 | 0 | 0 | 0 | 0 | 0 | 0 | 0 | 0 | 0 | 0 | 0 | 0 | PG&E FRESNO | PG&E Fresno Study Area | 0 | 0 | 0 | 0 | 0 | 0 | 0 | 0 | 0 | 0 | 0 | 0 | 0 | 0 | 0 | PG&E FRESNO
PG&E Kern Study Area | 0 | 0 | 0 | 0 | 0 | 0 | 0 | 0 | 0 | 0 | 0 | 0 | 0 | 0 | 0 | PG&E KERN | PG&E Kern Study Area | 0 | 0 | 0 | 0 | 0 | 0 | 0 | 0 | 0 | 0 | 0 | 0 | 0 | 0 | 0 | PG&E KERN
SCE Northern Area | 0 | 0 | 0 | 0 | 0 | 0 | 0 | 0 | 0 | 0 | 0 | 0 | 0 | 0 | 0 | SCE Northern | SCE Northern Area | 0 | 0 | 0 | 0 | 0 | 0 | 0 | 0 | 0 | 0 | 0 | 0 | 0 | 0 | 0 | SCE Northern
SCE Metro Study Area | 0 | 0 | 0 | 0 | 0 | 0 | 0 | 0 | 0 | 0 | 0 | 0 | 0 | 0 | 0 | SCE Metro | SCE Metro Study Area | 0 | 0 | 0 | 0 | 0 | 0 | 0 | 0 | 0 | 0 | 0 | 0 | 0 | 0 | 0 | SCE Metro
SCE North of Lugo Study Area | 0 | 0 | 0 | 0 | 0 | 0 | 0 | 0 | 0 | 0 | 0 | 0 | 0 | 0 | 0 | SCE NOL | SCE North of Lugo Study Area | 0 | 0 | 0 | 0 | 0 | 0 | 0 | 0 | 0 | 0 | 0 | 0 | 0 | 0 | 0 | SCE NOL
East of Pisgah Study Area | 0 | 0 | 0 | 0 | 0 | 0 | 0 | 0 | 0 | 0 | 0 | 0 | 0 | 0 | 0 | EOP | East of Pisgah Study Area | 0 | 0 | 0 | 0 | 0 | 0 | 0 | 0 | 0 | 0 | 0 | 0 | 0 | 0 | 0 | EOP
SCE Eastern Study Area | 0 | 0 | 0 | 0 | 0 | 0 | 0 | 0 | 0 | 0 | 0 | 0 | 0 | 0 | 0 | SCE Eastern | SCE Eastern Study Area | 0 | 0 | 0 | 0 | 0 | 0 | 0 | 0 | 0 | 0 | 0 | 0 | 0 | 0 | 0 | SCE Eastern
SDG&E Study Area | 0 | 0 | 0 | 0 | 0 | 0 | 0 | 0 | 0 | 0 | 0 | 0 | 0 | 0 | 0 | SDGE | SDG&E Study Area | 0 | 0 | 0 | 0 | 0 | 0 | 0 | 0 | 0 | 0 | 0 | 0 | 0 | 0 | 0 | SDGE
All Areas | 0 | 0 | 0 | 0 | 0 | 0 | 0 | 0 | 0 | 0 | 0 | 0 | 0 | 0 | 0 |  | All Areas | 0 | 0 | 0 | 0 | 0 | 0 | 0 | 0 | 0 | 0 | 0 | 0 | 0 | 0 | 0
2035 Mapping: No. of Subs w/ Decrease in Res. (PD - Initial) | Geothermal | Biomass | Wind | Wind | OOS Wind | OOS Wind | Offshore Wind | Offshore Wind | Distributed Solar | Solar | Solar | Battery_4hr | Battery_8hr | LDES | All Res |  | 2040 Mapping: No. of Subs w/ Decrease in Res. (PD - Initial) | Geothermal | Biomass | Wind | Wind | OOS Wind | OOS Wind | Offshore Wind | Offshore Wind | Distributed Solar | Solar | Solar | Battery_4hr | Battery_8hr | LDES | All Res
| FCDS | FCDS | FCDS | EODS | FCDS | EODS | FCDS | EODS | FCDS | FCDS | EODS | FCDS | FCDS | FCDS | Total |  |  | FCDS | FCDS | FCDS | EODS | FCDS | EODS | FCDS | EODS | FCDS | FCDS | EODS | FCDS | FCDS | FCDS | Total
PG&E North of Greater Bay Study Area | 0 | 0 | 0 | 0 | 0 | 0 | 0 | 0 | 0 | 0 | 0 | 0 | 0 | 0 | 0 | PG&E NGBA | PG&E North of Greater Bay Study Area | 0 | 0 | 0 | 0 | 0 | 0 | 0 | 0 | 0 | 0 | 0 | 0 | 0 | 0 | 0 | PG&E NGBA
PG&E Greater Bay Study Area | 0 | 0 | 0 | 0 | 0 | 0 | 0 | 0 | 0 | 0 | 0 | 0 | 0 | 0 | 0 | PG&E GBA | PG&E Greater Bay Study Area | 0 | 0 | 0 | 0 | 0 | 0 | 0 | 0 | 0 | 0 | 0 | 0 | 0 | 0 | 0 | PG&E GBA
PG&E Fresno Study Area | 0 | 0 | 0 | 0 | 0 | 0 | 0 | 0 | 0 | 0 | 0 | 0 | 0 | 0 | 0 | PG&E FRESNO | PG&E Fresno Study Area | 0 | 0 | 0 | 0 | 0 | 0 | 0 | 0 | 0 | 0 | 0 | 0 | 0 | 0 | 0 | PG&E FRESNO
PG&E Kern Study Area | 0 | 0 | 0 | 0 | 0 | 0 | 0 | 0 | 0 | 0 | 0 | 0 | 0 | 0 | 0 | PG&E KERN | PG&E Kern Study Area | 0 | 0 | 0 | 0 | 0 | 0 | 0 | 0 | 0 | 0 | 0 | 0 | 0 | 0 | 0 | PG&E KERN
SCE Northern Area | 0 | 0 | 0 | 0 | 0 | 0 | 0 | 0 | 0 | 0 | 0 | 0 | 0 | 0 | 0 | SCE Northern | SCE Northern Area | 0 | 0 | 0 | 0 | 0 | 0 | 0 | 0 | 0 | 0 | 0 | 0 | 0 | 0 | 0 | SCE Northern
SCE Metro Study Area | 0 | 0 | 0 | 0 | 0 | 0 | 0 | 0 | 0 | 0 | 0 | 0 | 0 | 0 | 0 | SCE Metro | SCE Metro Study Area | 0 | 0 | 0 | 0 | 0 | 0 | 0 | 0 | 0 | 0 | 0 | 0 | 0 | 0 | 0 | SCE Metro
SCE North of Lugo Study Area | 0 | 0 | 0 | 0 | 0 | 0 | 0 | 0 | 0 | 0 | 0 | 0 | 0 | 0 | 0 | SCE NOL | SCE North of Lugo Study Area | 0 | 0 | 0 | 0 | 0 | 0 | 0 | 0 | 0 | 0 | 0 | 0 | 0 | 0 | 0 | SCE NOL
East of Pisgah Study Area | 0 | 0 | 0 | 0 | 0 | 0 | 0 | 0 | 0 | 0 | 0 | 0 | 0 | 0 | 0 | EOP | East of Pisgah Study Area | 0 | 0 | 0 | 0 | 0 | 0 | 0 | 0 | 0 | 0 | 0 | 0 | 0 | 0 | 0 | EOP
SCE Eastern Study Area | 0 | 0 | 0 | 0 | 0 | 0 | 0 | 0 | 0 | 0 | 0 | 0 | 0 | 0 | 0 | SCE Eastern | SCE Eastern Study Area | 0 | 0 | 0 | 0 | 0 | 0 | 0 | 0 | 0 | 0 | 0 | 0 | 0 | 0 | 0 | SCE Eastern
SDG&E Study Area | 0 | 0 | 0 | 0 | 0 | 0 | 0 | 0 | 0 | 0 | 0 | 0 | 0 | 0 | 0 | SDGE | SDG&E Study Area | 0 | 0 | 0 | 0 | 0 | 0 | 0 | 0 | 0 | 0 | 0 | 0 | 0 | 0 | 0 | SDGE
All Areas | 0 | 0 | 0 | 0 | 0 | 0 | 0 | 0 | 0 | 0 | 0 | 0 | 0 | 0 | 0 |  | All Areas | 0 | 0 | 0 | 0 | 0 | 0 | 0 | 0 | 0 | 0 | 0 | 0 | 0 | 0 | 0
2035 Mapping: No. of Subs w/ >50 MW Decrease in Res. (PD - Initial) | Geothermal | Biomass | Wind | Wind | OOS Wind | OOS Wind | Offshore Wind | Offshore Wind | Distributed Solar | Solar | Solar | Battery_4hr | Battery_8hr | LDES | All Res |  | 2040 Mapping: No. of Subs w/ >50 MW Decrease in Res. (PD - Initial) | Geothermal | Biomass | Wind | Wind | OOS Wind | OOS Wind | Offshore Wind | Offshore Wind | Distributed Solar | Solar | Solar | Battery_4hr | Battery_8hr | LDES | All Res
| FCDS | FCDS | FCDS | EODS | FCDS | EODS | FCDS | EODS | FCDS | FCDS | EODS | FCDS | FCDS | FCDS | Total |  |  | FCDS | FCDS | FCDS | EODS | FCDS | EODS | FCDS | EODS | FCDS | FCDS | EODS | FCDS | FCDS | FCDS | Total
PG&E North of Greater Bay Study Area | 0 | 0 | 0 | 0 | 0 | 0 | 0 | 0 | 0 | 0 | 0 | 0 | 0 | 0 | 0 | PG&E NGBA | PG&E North of Greater Bay Study Area | 0 | 0 | 0 | 0 | 0 | 0 | 0 | 0 | 0 | 0 | 0 | 0 | 0 | 0 | 0 | PG&E NGBA
PG&E Greater Bay Study Area | 0 | 0 | 0 | 0 | 0 | 0 | 0 | 0 | 0 | 0 | 0 | 0 | 0 | 0 | 0 | PG&E GBA | PG&E Greater Bay Study Area | 0 | 0 | 0 | 0 | 0 | 0 | 0 | 0 | 0 | 0 | 0 | 0 | 0 | 0 | 0 | PG&E GBA
PG&E Fresno Study Area | 0 | 0 | 0 | 0 | 0 | 0 | 0 | 0 | 0 | 0 | 0 | 0 | 0 | 0 | 0 | PG&E FRESNO | PG&E Fresno Study Area | 0 | 0 | 0 | 0 | 0 | 0 | 0 | 0 | 0 | 0 | 0 | 0 | 0 | 0 | 0 | PG&E FRESNO
PG&E Kern Study Area | 0 | 0 | 0 | 0 | 0 | 0 | 0 | 0 | 0 | 0 | 0 | 0 | 0 | 0 | 0 | PG&E KERN | PG&E Kern Study Area | 0 | 0 | 0 | 0 | 0 | 0 | 0 | 0 | 0 | 0 | 0 | 0 | 0 | 0 | 0 | PG&E KERN
SCE Northern Area | 0 | 0 | 0 | 0 | 0 | 0 | 0 | 0 | 0 | 0 | 0 | 0 | 0 | 0 | 0 | SCE Northern | SCE Northern Area | 0 | 0 | 0 | 0 | 0 | 0 | 0 | 0 | 0 | 0 | 0 | 0 | 0 | 0 | 0 | SCE Northern
SCE Metro Study Area | 0 | 0 | 0 | 0 | 0 | 0 | 0 | 0 | 0 | 0 | 0 | 0 | 0 | 0 | 0 | SCE Metro | SCE Metro Study Area | 0 | 0 | 0 | 0 | 0 | 0 | 0 | 0 | 0 | 0 | 0 | 0 | 0 | 0 | 0 | SCE Metro
SCE North of Lugo Study Area | 0 | 0 | 0 | 0 | 0 | 0 | 0 | 0 | 0 | 0 | 0 | 0 | 0 | 0 | 0 | SCE NOL | SCE North of Lugo Study Area | 0 | 0 | 0 | 0 | 0 | 0 | 0 | 0 | 0 | 0 | 0 | 0 | 0 | 0 | 0 | SCE NOL
East of Pisgah Study Area | 0 | 0 | 0 | 0 | 0 | 0 | 0 | 0 | 0 | 0 | 0 | 0 | 0 | 0 | 0 | EOP | East of Pisgah Study Area | 0 | 0 | 0 | 0 | 0 | 0 | 0 | 0 | 0 | 0 | 0 | 0 | 0 | 0 | 0 | EOP
SCE Eastern Study Area | 0 | 0 | 0 | 0 | 0 | 0 | 0 | 0 | 0 | 0 | 0 | 0 | 0 | 0 | 0 | SCE Eastern | SCE Eastern Study Area | 0 | 0 | 0 | 0 | 0 | 0 | 0 | 0 | 0 | 0 | 0 | 0 | 0 | 0 | 0 | SCE Eastern
SDG&E Study Area | 0 | 0 | 0 | 0 | 0 | 0 | 0 | 0 | 0 | 0 | 0 | 0 | 0 | 0 | 0 | SDGE | SDG&E Study Area | 0 | 0 | 0 | 0 | 0 | 0 | 0 | 0 | 0 | 0 | 0 | 0 | 0 | 0 | 0 | SDGE
All Areas | 0 | 0 | 0 | 0 | 0 | 0 | 0 | 0 | 0 | 0 | 0 | 0 | 0 | 0 | 0 |  | All Areas | 0 | 0 | 0 | 0 | 0 | 0 | 0 | 0 | 0 | 0 | 0 | 0 | 0 | 0 | 0

## 2041_Criteria_Alignment
Summary of mapped resources alignment with all the applied busbar mapping criteria for the 2041 model year. Results are shown by substation and resource type.
[6 empty] | Total Portfolio |  |  | In-Development |  |  | Generic |  |  | 1. System level transmission capability |  |  |  | 2. Substation level interconnection |  |  | 3. Land-use implications and feasibility |  |  |  |  | 4. Environmental (conservation and biological) impact factors | [5 empty] | 5. Community and environmental (societal) impact factors |  |  |  |  | 6. | 7. Alignment with Previous TPP Portfolios |  | Flag
CAISO Study Area | Substation | Voltage | Resource Type | Out-of-CAISO | Mapped Res. Note | FCDS (or 4-hr for Battery) | EODS (or 8-hr for Battery) | Total | FCDS (or 4-hr for Battery) | EODS (or 8-hr for Battery) | Total | FCDS (or 4-hr for Battery) | EODS (or 8-hr for Battery) | Total | FCDS Alignment pre-upgrades | Final FCDS Alignment | EODS Alignment pre-upgrades | Final EODS Alignment | Interconnection Upgrade | Distance to interconnection | Voltage Interconnection | Core Screen Criteria Alignment Level | Parcelization Criteria Alignment Level | Cropland Index Criteria Alignment Level | Overdrafted Basin Criteria Alignment Level | Fire Threat Criteria Alignment Level | ACE Connectivity Criteria Alignment | ACE Biodiversity Criteria Alignment | ACE Irreplaceability Criteria Alignment | All ACE Criteria Alignment | Intactness Criteria Alignment | Wetlands Criteria Alignment | Non-Attainment Zone PM2.5 | Non-Attainment Zone O3 | Gas Plant Proximity | IRA Energy Communities | DAC Proximity | Commercial Development Interest | Alignment with Previous TPP | Alignment Notes
PG&E KERN | 7th Standard | 115 | Geothermal |  |  | 0 | 0 | 0 | 0 | 0 | 0 | 0 | 0 | 0 | 5 | 2 | 5 | 4 | [14 empty] | 1 | 1 | 3 | 1 | 2 | 1 | 1 |  | 0
SCE Metro | Alamitos | 230 | Geothermal |  |  | 0 | 0 | 0 | 0 | 0 | 0 | 0 | 0 | 0 | 1 | 1 | 1 | 1 | [14 empty] | 1 | 1 | 1 | 1 | 1 | 1 | 1 |  | 0
SCE Eastern | Alberhill | 115 | Geothermal |  |  | 7 | 0 | 7 | 0 | 0 | 0 | 7 | 0 | 7 | 4 | 4 | 1 | 1 | [14 empty] | 1 | 1 | 4 | 1 | 1 | 5- | 1 |  | 1
SCE Eastern | Alberhill | 500 | Geothermal |  |  | 0 | 0 | 0 | 0 | 0 | 0 | 0 | 0 | 0 | 4 | 4 | 1 | 1 | [14 empty] | 1 | 1 | 4 | 1 | 1 | 1 | 1 |  | 0
PG&E GBA | Alhambra | 115 | Geothermal |  |  | 0 | 0 | 0 | 0 | 0 | 0 | 0 | 0 | 0 | 5 | 2 | 1 | 1 | [14 empty] | 2 | 1 | 2 | 1 | 2 | 1 | 1 |  | 0
PG&E FRESNO | Alpaugh | 115 | Geothermal |  |  | 0 | 0 | 0 | 0 | 0 | 0 | 0 | 0 | 0 | 5 | 2 | 5 | 4 | 3 | [13 empty] | 1 | 1 | 3 | 1 | 1 | 1 | 1 |  | 0
SDGE | Alpine | 69 | Geothermal |  |  | 0 | 0 | 0 | 0 | 0 | 0 | 0 | 0 | 0 | 1 | 1 | 1 | 1 | [14 empty] | 2 | 1 | 4 | 1 | 3 | 1 | 1 |  | 0
PG&E GBA | Altamont Midway (Sandhill) | 230 | Geothermal |  |  | 0 | 0 | 0 | 0 | 0 | 0 | 0 | 0 | 0 | 5 | 2 | 1 | 1 | [14 empty] | 2 | 1 | 2 | 1 | 3 | 1 | 1 |  | 0
SCE Northern | Antelope | 66 | Geothermal |  |  | 0 | 0 | 0 | 0 | 0 | 0 | 0 | 0 | 0 | 5 | 5 | 1 | 1 | [14 empty] | 2 | 1 | 4 | 1 | 3 | 1 | 1 |  | 0
SCE Northern | Antelope | 230 | Geothermal |  |  | 0 | 0 | 0 | 0 | 0 | 0 | 0 | 0 | 0 | 5 | 5 | 1 | 1 | 4 | [13 empty] | 2 | 1 | 4 | 1 | 3 | 1 | 1 |  | 0
SCE Northern | Antelope | 500 | Geothermal |  |  | 0 | 0 | 0 | 0 | 0 | 0 | 0 | 0 | 0 | 5 | 5 | 1 | 1 | [14 empty] | 2 | 1 | 4 | 1 | 3 | 1 | 1 |  | 0
PG&E NGBA | Arcata | 60 | Geothermal |  |  | 0 | 0 | 0 | 0 | 0 | 0 | 0 | 0 | 0 | 5 | 2 | 1 | 1 | [14 empty] | 2 | 2 | 4 | 2 | 3 | 1 | 1 |  | 0
PG&E KERN | Arco | 230 | Geothermal |  |  | 0 | 0 | 0 | 0 | 0 | 0 | 0 | 0 | 0 | 5 | 2 | 5 | 4 | 3 | [13 empty] | 1 | 1 | 4 | 1 | 1 | 1 | 1 |  | 0
PG&E KERN | Arco | 70 | Geothermal |  |  | 0 | 0 | 0 | 0 | 0 | 0 | 0 | 0 | 0 | 5 | 2 | 5 | 4 | [14 empty] | 1 | 1 | 4 | 1 | 1 | 1 | 1 |  | 0
SCE Metro | ArcoGen | 230 | Geothermal |  |  | 0 | 0 | 0 | 0 | 0 | 0 | 0 | 0 | 0 | 1 | 1 | 1 | 1 | [14 empty] | 1 | 1 | 1 | 1 | 1 | 1 | 1 |  | 0
SDGE | Artesian | 230 | Geothermal |  |  | 0 | 0 | 0 | 0 | 0 | 0 | 0 | 0 | 0 | 1 | 1 | 1 | 1 | [14 empty] | 2 | 1 | 2 | 1 | 3 | 1 | 1 |  | 0
SDGE | Artesian | 69 | Geothermal |  |  | 0 | 0 | 0 | 0 | 0 | 0 | 0 | 0 | 0 | 1 | 1 | 1 | 1 | [14 empty] | 2 | 1 | 2 | 1 | 3 | 1 | 1 |  | 0
PG&E FRESNO | Ashlan | 230 | Geothermal |  |  | 0 | 0 | 0 | 0 | 0 | 0 | 0 | 0 | 0 | 5 | 4 | 5 | 2 | [14 empty] | 1 | 1 | 2 | 2 | 1 | 1 | 1 |  | 0
PG&E NGBA | Atlantic | 115 | Geothermal |  |  | 0 | 0 | 0 | 0 | 0 | 0 | 0 | 0 | 0 | 5 | 5 | 1 | 1 | [14 empty] | 2 | 1 | 2 | 2 | 3 | 1 | 1 |  | 0
PG&E NGBA | Atlantic | 230 | Geothermal |  |  | 0 | 0 | 0 | 0 | 0 | 0 | 0 | 0 | 0 | 5 | 5 | 1 | 1 | [14 empty] | 2 | 1 | 2 | 2 | 3 | 1 | 1 |  | 0
PG&E NGBA | Atlantic | 60 | Geothermal |  |  | 0 | 0 | 0 | 0 | 0 | 0 | 0 | 0 | 0 | 5 | 5 | 1 | 1 | [14 empty] | 2 | 1 | 2 | 2 | 3 | 1 | 1 |  | 0
PG&E FRESNO | Atwater | 115 | Geothermal |  |  | 0 | 0 | 0 | 0 | 0 | 0 | 0 | 0 | 0 | 5 | 5 | 5 | 2 | [14 empty] | 1 | 1 | 2 | 2 | 1 | 1 | 1 |  | 0
PG&E GBA | Avena | 115 | Geothermal |  |  | 0 | 0 | 0 | 0 | 0 | 0 | 0 | 0 | 0 | 5 | 5 | 1 | 1 | [14 empty] | 1 | 1 | 3 | 2 | 1 | 1 | 1 |  | 0
SDGE | Avocado | 69 | Geothermal |  |  | 0 | 0 | 0 | 0 | 0 | 0 | 0 | 0 | 0 | 1 | 1 | 1 | 1 | [14 empty] | 2 | 1 | 3 | 1 | 3 | 1 | 1 |  | 0
PG&E NGBA | Bahia | 230 | Geothermal |  |  | 0 | 0 | 0 | 0 | 0 | 0 | 0 | 0 | 0 | 5 | 4 | 1 | 1 | [14 empty] | 2 | 1 | 1 | 1 | 2 | 1 | 1 |  | 0
SCE Northern | Bailey | 230 | Geothermal |  |  | 0 | 0 | 0 | 0 | 0 | 0 | 0 | 0 | 0 | 5 | 2 | 4 | 2 | [14 empty] | 1 | 1 | 4 | 1 | 3 | 1 | 1 |  | 0
SCE NOL | Baker | 115 | Geothermal |  |  | 0 | 0 | 0 | 0 | 0 | 0 | 0 | 0 | 0 | 3 | 3 | 1 | 1 | [14 empty] | 2 | 2 | 4 | 1 | 1 | 1 | 1 |  | 0
PG&E KERN | Bakersfield | 230 | Geothermal |  |  | 0 | 0 | 0 | 0 | 0 | 0 | 0 | 0 | 0 | 5 | 2 | 5 | 4 | [14 empty] | 1 | 1 | 3 | 1 | 1 | 1 | 1 |  | 0
PG&E FRESNO | Balch | 230 | Geothermal |  |  | 0 | 0 | 0 | 0 | 0 | 0 | 0 | 0 | 0 | 5 | 5 | 5 | 2 | [14 empty] | 1 | 1 | 4 | 2 | 3 | 1 | 1 |  | 0
SCE Eastern | Bannister | 230 | Geothermal |  |  | 0 | 0 | 0 | 0 | 0 | 0 | 0 | 0 | 0 | 5 | 4 | 1 | 1 | [14 empty] | 2 | 1 | 2 | 2 | 1 | 1 | 1 |  | 0
SCE Metro | Barre | 230 | Geothermal |  |  | 0 | 0 | 0 | 0 | 0 | 0 | 0 | 0 | 0 | 1 | 1 | 1 | 1 | [14 empty] | 1 | 1 | 1 | 1 | 1 | 1 | 1 |  | 0
SDGE | Bay Boulevard | 69 | Geothermal |  |  | 0 | 0 | 0 | 0 | 0 | 0 | 0 | 0 | 0 | 1 | 1 | 1 | 1 | [14 empty] | 2 | 1 | 2 | 1 | 1 | 1 | 1 |  | 0
SDGE | Bay Boulevard | 230 | Geothermal |  |  | 0 | 0 | 0 | 0 | 0 | 0 | 0 | 0 | 0 | 1 | 1 | 1 | 1 | [14 empty] | 2 | 1 | 2 | 1 | 1 | 1 | 1 |  | 0
EOP | Beatty | 138 | Geothermal |  |  | 0 | 0 | 0 | 0 | 0 | 0 | 0 | 0 | 0 | 5 | 2 | 4 | 2 | [14 empty] | 2 | 2 | 4 | 1 | 3 | 1 | 1 |  | 0
EOP | Beatty | 230 | Geothermal |  |  | 436 | 0 | 436 | 0 | 0 | 0 | 436 | 0 | 436 | 5 | 2 | 4 | 2 |  | 4 |  | N/A |  |  |  | N/A | N/A | N/A | N/A | N/A | N/A | N/A | 2 | 2 | 4 | 1 | 3 | 5- | 1 |  | 1
PG&E NGBA | Belden | 230 | Geothermal |  |  | 0 | 0 | 0 | 0 | 0 | 0 | 0 | 0 | 0 | 5 | 5 | 1 | 1 | [14 empty] | 2 | 2 | 4 | 1 | 3 | 1 | 1 |  | 0
PG&E NGBA | Bell | 115 | Geothermal |  |  | 0 | 0 | 0 | 0 | 0 | 0 | 0 | 0 | 0 | 5 | 5 | 1 | 1 | [14 empty] | 2 | 1 | 4 | 2 | 3 | 1 | 1 |  | 0
PG&E NGBA | Bellevue | 115 | Geothermal |  |  | 0 | 0 | 0 | 0 | 0 | 0 | 0 | 0 | 0 | 5 | 2 | 1 | 1 | [14 empty] | 2 | 1 | 2 | 2 | 2 | 1 | 1 |  | 0
PG&E GBA | Bellota | 115 | Geothermal |  |  | 0 | 0 | 0 | 0 | 0 | 0 | 0 | 0 | 0 | 5 | 5 | 1 | 1 | 3 | [13 empty] | 1 | 1 | 4 | 2 | 3 | 1 | 1 |  | 0
PG&E GBA | Bellota | 230 | Geothermal |  |  | 0 | 0 | 0 | 0 | 0 | 0 | 0 | 0 | 0 | 5 | 5 | 1 | 1 | 3 | [13 empty] | 1 | 1 | 4 | 2 | 3 | 1 | 1 |  | 0
SCE Northern | Big Creek | 230 | Geothermal |  |  | 0 | 0 | 0 | 0 | 0 | 0 | 0 | 0 | 0 | 5 | 5 | 1 | 1 | [14 empty] | 1 | 1 | 4 | 2 | 3 | 1 | 1 |  | 0
PG&E FRESNO | Biola | 70 | Geothermal |  |  | 0 | 0 | 0 | 0 | 0 | 0 | 0 | 0 | 0 | 5 | 2 | 5 | 2 | [14 empty] | 1 | 1 | 4 | 2 | 1 | 1 | 1 |  | 0
PG&E GBA | Birds Landing | 230 | Geothermal |  |  | 0 | 0 | 0 | 0 | 0 | 0 | 0 | 0 | 0 | 5 | 4 | 1 | 1 | 3 | [13 empty] | 2 | 1 | 4 | 1 | 1 | 1 | 1 |  | 0
SCE Northern | Bliss | 66 | Geothermal |  |  | 0 | 0 | 0 | 0 | 0 | 0 | 0 | 0 | 0 | 5 | 5 | 1 | 1 | [14 empty] | 1 | 1 | 4 | 1 | 1 | 1 | 1 |  | 0
SCE Eastern | Blythe | 161 | Geothermal |  |  | 0 | 0 | 0 | 0 | 0 | 0 | 0 | 0 | 0 | 5 | 2 | 1 | 1 | 3 | [13 empty] | 2 | 2 | 2 | 1 | 1 | 1 | 1 |  | 0
PG&E NGBA | Bogue | 115 | Geothermal |  |  | 0 | 0 | 0 | 0 | 0 | 0 | 0 | 0 | 0 | 5 | 5 | 1 | 1 | [14 empty] | 2 | 2 | 2 | 1 | 2 | 1 | 1 |  | 0
PG&E FRESNO | Borden | 230 | Geothermal |  |  | 0 | 0 | 0 | 0 | 0 | 0 | 0 | 0 | 0 | 5 | 5 | 5 | 4 | 1 | [13 empty] | 1 | 1 | 4 | 2 | 1 | 1 | 1 |  | 0
PG&E FRESNO | Borden | 70 | Geothermal |  |  | 0 | 0 | 0 | 0 | 0 | 0 | 0 | 0 | 0 | 5 | 5 | 5 | 4 | [14 empty] | 1 | 1 | 4 | 2 | 1 | 1 | 1 |  | 0
SDGE | Boulevard East | 138 | Geothermal |  |  | 0 | 0 | 0 | 0 | 0 | 0 | 0 | 0 | 0 | 1 | 1 | 1 | 1 | 1 | [13 empty] | 2 | 1 | 4 | 1 | 3 | 1 | 1 |  | 0
SDGE | Boulevard East | 69 | Geothermal |  |  | 0 | 0 | 0 | 0 | 0 | 0 | 0 | 0 | 0 | 1 | 1 | 1 | 1 | [14 empty] | 2 | 1 | 4 | 1 | 3 | 1 | 1 |  | 0
PG&E GBA | Brentwood | 230 | Geothermal |  |  | 0 | 0 | 0 | 0 | 0 | 0 | 0 | 0 | 0 | 5 | 4 | 1 | 1 | [14 empty] | 2 | 1 | 4 | 1 | 3 | 1 | 1 |  | 0
PG&E NGBA | Bridgeville | 115 | Geothermal |  |  | 0 | 0 | 0 | 0 | 0 | 0 | 0 | 0 | 0 | 5 | 2 | 1 | 1 | [14 empty] | 2 | 2 | 4 | 2 | 3 | 1 | 1 |  | 0
PG&E NGBA | Brighton | 115 | Geothermal |  |  | 0 | 0 | 0 | 0 | 0 | 0 | 0 | 0 | 0 | 5 | 5 | 1 | 1 | [14 empty] | 2 | 1 | 2 | 2 | 1 | 1 | 1 |  | 0
PG&E NGBA | Brighton | 230 | Geothermal |  |  | 0 | 0 | 0 | 0 | 0 | 0 | 0 | 0 | 0 | 5 | 5 | 1 | 1 | [14 empty] | 2 | 1 | 2 | 2 | 1 | 1 | 1 |  | 0
PG&E NGBA | Brunswick | 115 | Geothermal |  |  | 0 | 0 | 0 | 0 | 0 | 0 | 0 | 0 | 0 | 5 | 5 | 1 | 1 | [14 empty] | 2 | 1 | 4 | 1 | 3 | 1 | 1 |  | 0
PG&E NGBA | Bucks Creek | 230 | Geothermal |  |  | 0 | 0 | 0 | 0 | 0 | 0 | 0 | 0 | 0 | 5 | 5 | 1 | 1 | [14 empty] | 2 | 2 | 4 | 1 | 3 | 1 | 1 |  | 0
PG&E KERN | Buena Vista | 230 | Geothermal |  |  | 0 | 0 | 0 | 0 | 0 | 0 | 0 | 0 | 0 | 5 | 2 | 5 | 4 | [14 empty] | 2 | 2 | 4 | 2 | 1 | 1 | 1 |  | 0
PG&E FRESNO | Bullard | 115 | Geothermal |  |  | 0 | 0 | 0 | 0 | 0 | 0 | 0 | 0 | 0 | 5 | 5 | 5 | 4 | [14 empty] | 1 | 1 | 1 | 2 | 2 | 1 | 1 |  | 0
PG&E GBA | Burlingame | 115 | Geothermal |  |  | 0 | 0 | 0 | 0 | 0 | 0 | 0 | 0 | 0 | 5 | 2 | 1 | 1 | [14 empty] | 2 | 1 | 3 | 1 | 2 | 1 | 1 |  | 0
PG&E NGBA | Burney Forest | 230 | Geothermal |  |  | 40 | 0 | 40 | 0 | 0 | 0 | 40 | 0 | 40 | 5 | 5 | 3 | 3 | [14 empty] | 2 | 2 | 4 | 2 | 3 | 5- | 1 |  | 1
PG&E NGBA | Butte | 115 | Geothermal |  |  | 0 | 0 | 0 | 0 | 0 | 0 | 0 | 0 | 0 | 5 | 2 | 1 | 1 | [14 empty] | 2 | 1 | 4 | 2 | 2 | 1 | 1 |  | 0
PG&E KERN | Cabrillo | 115 | Geothermal |  |  | 0 | 0 | 0 | 0 | 0 | 0 | 0 | 0 | 0 | 5 | 2 | 5 | 2 | [14 empty] | 2 | 2 | 4 | 1 | 3 | 1 | 1 |  | 0
PG&E FRESNO | Cal Flats | 230 | Geothermal |  |  | 0 | 0 | 0 | 0 | 0 | 0 | 0 | 0 | 0 | 5 | 2 | 5 | 4 | [14 empty] | 2 | 2 | 4 | 2 | 2 | 1 | 1 |  | 0
SCE NOL | Calcite | 230 | Geothermal |  |  | 0 | 0 | 0 | 0 | 0 | 0 | 0 | 0 | 0 | 1 | 1 | 1 | 1 | 3 | [13 empty] | 2 | 1 | 4 | 1 | 3 | 1 | 1 |  | 0
PG&E KERN | Caliente | 230 | Geothermal |  |  | 0 | 0 | 0 | 0 | 0 | 0 | 0 | 0 | 0 | 5 | 2 | 5 | 4 | 1 | [13 empty] | 2 | 1 | 4 | 2 | 2 | 1 | 1 |  | 0
PG&E FRESNO | California Ave | 115 | Geothermal |  |  | 0 | 0 | 0 | 0 | 0 | 0 | 0 | 0 | 0 | 5 | 2 | 5 | 2 | [14 empty] | 1 | 1 | 2 | 2 | 1 | 1 | 1 |  | 0
PG&E KERN | Callender | 115 | Geothermal |  |  | 0 | 0 | 0 | 0 | 0 | 0 | 0 | 0 | 0 | 5 | 2 | 5 | 4 | [14 empty] | 2 | 2 | 4 | 2 | 2 | 1 | 1 |  | 0
PG&E NGBA | Calpella | 115 | Geothermal |  |  | 0 | 0 | 0 | 0 | 0 | 0 | 0 | 0 | 0 | 5 | 2 | 1 | 1 | [14 empty] | 2 | 2 | 4 | 2 | 3 | 1 | 1 |  | 0
PG&E GBA | Camanche | 230 | Geothermal |  |  | 0 | 0 | 0 | 0 | 0 | 0 | 0 | 0 | 0 | 5 | 5 | 1 | 1 | [14 empty] | 1 | 1 | 4 | 2 | 3 | 1 | 1 |  | 0
SDGE | Cameron | 69 | Geothermal |  |  | 0 | 0 | 0 | 0 | 0 | 0 | 0 | 0 | 0 | 1 | 1 | 1 | 1 | [14 empty] | 1 | 1 | 2 | 1 | 1 | 1 | 1 |  | 0
SDGE | Cannon | 69 | Geothermal |  |  | 0 | 0 | 0 | 0 | 0 | 0 | 0 | 0 | 0 | 1 | 1 | 1 | 1 | [14 empty] | 2 | 1 | 1 | 1 | 3 | 1 | 1 |  | 0
PG&E FRESNO | Cantua | 115 | Geothermal |  |  | 0 | 0 | 0 | 0 | 0 | 0 | 0 | 0 | 0 | 5 | 2 | 5 | 2 | [14 empty] | 1 | 1 | 4 | 2 | 1 | 1 | 1 |  | 0
SDGE | Capistrano | 138 | Geothermal |  |  | 0 | 0 | 0 | 0 | 0 | 0 | 0 | 0 | 0 | 1 | 1 | 1 | 1 | [14 empty] | 1 | 1 | 2 | 1 | 3 | 1 | 1 |  | 0
SDGE | Capistrano | 230 | Geothermal |  |  | 0 | 0 | 0 | 0 | 0 | 0 | 0 | 0 | 0 | 1 | 1 | 1 | 1 | [14 empty] | 1 | 1 | 2 | 1 | 3 | 1 | 1 |  | 0
PG&E NGBA | Carberry | 230 | Geothermal |  |  | 0 | 0 | 0 | 0 | 0 | 0 | 0 | 0 | 0 | 5 | 5 | 3 | 3 | [14 empty] | 2 | 2 | 4 | 2 | 3 | 1 | 1 |  | 0
SCE Eastern | Cardiff | 66 | Geothermal |  |  | 0 | 0 | 0 | 0 | 0 | 0 | 0 | 0 | 0 | 4 | 4 | 1 | 1 | [14 empty] | 1 | 1 | 2 | 1 | 1 | 1 | 1 |  | 0
PG&E NGBA | Caribou | 60 | Geothermal |  |  | 0 | 0 | 0 | 0 | 0 | 0 | 0 | 0 | 0 | 5 | 5 | 1 | 1 | [14 empty] | 2 | 2 | 4 | 1 | 3 | 1 | 1 |  | 0
PG&E NGBA | Caribou | 115 | Geothermal |  |  | 0 | 0 | 0 | 0 | 0 | 0 | 0 | 0 | 0 | 5 | 4 | 1 | 1 | [14 empty] | 2 | 2 | 4 | 1 | 3 | 1 | 1 |  | 0
PG&E NGBA | Caribou | 230 | Geothermal |  |  | 0 | 0 | 0 | 0 | 0 | 0 | 0 | 0 | 0 | 5 | 4 | 1 | 1 | [14 empty] | 2 | 2 | 4 | 1 | 3 | 1 | 1 |  | 0
EOP | Carpenter Canyon (fka Gamebird) | 138 | Geothermal |  |  | 0 | 0 | 0 | 0 | 0 | 0 | 0 | 0 | 0 | 5 | 2 | 4 | 2 | [14 empty] | 2 | 2 | 4 | 1 | 3 | 1 | 1 |  | 0
EOP | Carpenter Canyon (fka Gamebird) | 230 | Geothermal |  |  | 0 | 0 | 0 | 0 | 0 | 0 | 0 | 0 | 0 | 5 | 2 | 4 | 2 | [14 empty] | 2 | 2 | 4 | 1 | 3 | 1 | 1 |  | 0
PG&E NGBA | Carquinez | 115 | Geothermal |  |  | 0 | 0 | 0 | 0 | 0 | 0 | 0 | 0 | 0 | 5 | 2 | 1 | 1 | [14 empty] | 2 | 1 | 2 | 1 | 1 | 1 | 1 |  | 0
SDGE | Carrizo Gorge | 138 | Geothermal |  |  | 0 | 0 | 0 | 0 | 0 | 0 | 0 | 0 | 0 | 1 | 1 | 1 | 1 | [14 empty] | 2 | 1 | 4 | 1 | 3 | 1 | 1 |  | 0
PG&E KERN | Carrizo Plains | 115 | Geothermal |  |  | 0 | 0 | 0 | 0 | 0 | 0 | 0 | 0 | 0 | 5 | 2 | 5 | 4 | [14 empty] | 2 | 1 | 4 | 2 | 2 | 1 | 1 |  | 0
PG&E KERN | Casaloma | 230 | Geothermal |  |  | 0 | 0 | 0 | 0 | 0 | 0 | 0 | 0 | 0 | 5 | 2 | 5 | 2 | [14 empty] | 1 | 1 | 3 | 1 | 1 | 1 | 1 |  | 0
PG&E GBA | Castro Valley | 230 | Geothermal |  |  | 0 | 0 | 0 | 0 | 0 | 0 | 0 | 0 | 0 | 5 | 4 | 1 | 1 | [14 empty] | 2 | 1 | 2 | 1 | 2 | 1 | 1 |  | 0
PG&E GBA | Cayetano | 230 | Geothermal |  |  | 0 | 0 | 0 | 0 | 0 | 0 | 0 | 0 | 0 | 5 | 4 | 1 | 1 | [14 empty] | 2 | 1 | 3 | 1 | 3 | 1 | 1 |  | 0
SCE Metro | Center | 230 | Geothermal |  |  | 0 | 0 | 0 | 0 | 0 | 0 | 0 | 0 | 0 | 1 | 1 | 1 | 1 | [14 empty] | 1 | 1 | 1 | 1 | 1 | 1 | 1 |  | 0
PG&E KERN | Charca | 115 | Geothermal |  |  | 0 | 0 | 0 | 0 | 0 | 0 | 0 | 0 | 0 | 5 | 2 | 5 | 2 | [14 empty] | 1 | 1 | 4 | 1 | 1 | 1 | 1 |  | 0
EOP | Charleston | 138 | Geothermal |  |  | 0 | 0 | 0 | 0 | 0 | 0 | 0 | 0 | 0 | 5 | 2 | 4 | 2 | [14 empty] | 2 | 2 | 4 | 1 | 3 | 1 | 1 |  | 0
SCE Metro | Chevmain | 230 | Geothermal |  |  | 0 | 0 | 0 | 0 | 0 | 0 | 0 | 0 | 0 | 1 | 1 | 1 | 1 | [14 empty] | 1 | 1 | 1 | 1 | 1 | 1 | 1 |  | 0
SDGE | Chicarita | 138 | Geothermal |  |  | 0 | 0 | 0 | 0 | 0 | 0 | 0 | 0 | 0 | 1 | 1 | 1 | 1 | [14 empty] | 2 | 1 | 3 | 1 | 3 | 1 | 1 |  | 0
SCE Metro | Chino | 230 | Geothermal |  |  | 0 | 0 | 0 | 0 | 0 | 0 | 0 | 0 | 0 | 1 | 1 | 1 | 1 | [14 empty] | 1 | 1 | 1 | 1 | 2 | 1 | 1 |  | 0
PG&E FRESNO | Chowchilla | 115 | Geothermal |  |  | 0 | 0 | 0 | 0 | 0 | 0 | 0 | 0 | 0 | 5 | 5 | 5 | 2 | [14 empty] | 1 | 1 | 1 | 2 | 2 | 1 | 1 |  | 0
PG&E GBA | Christie | 60 | Geothermal |  |  | 0 | 0 | 0 | 0 | 0 | 0 | 0 | 0 | 0 | 5 | 4 | 1 | 1 | [14 empty] | 2 | 1 | 2 | 1 | 2 | 1 | 1 |  | 0
PG&E GBA | Christie | 115 | Geothermal |  |  | 0 | 0 | 0 | 0 | 0 | 0 | 0 | 0 | 0 | 5 | 2 | 1 | 1 | [14 empty] | 2 | 1 | 2 | 1 | 2 | 1 | 1 |  | 0
SCE Eastern | Cielo Azul | 500 | Geothermal |  |  | 0 | 0 | 0 | 0 | 0 | 0 | 0 | 0 | 0 | 5 | 4 | 4 | 4 | [14 empty] | 2 | 2 | 4 | 1 | 3 | 1 | 1 |  | 0
PG&E GBA | Clay | 60 | Geothermal |  |  | 0 | 0 | 0 | 0 | 0 | 0 | 0 | 0 | 0 | 5 | 5 | 1 | 1 | [14 empty] | 2 | 1 | 3 | 1 | 3 | 1 | 1 |  | 0
PG&E GBA | Clayton | 115 | Geothermal |  |  | 0 | 0 | 0 | 0 | 0 | 0 | 0 | 0 | 0 | 5 | 2 | 1 | 1 | [14 empty] | 2 | 1 | 4 | 1 | 2 | 1 | 1 |  | 0
PG&E NGBA | Cloverdale | 115 | Geothermal |  |  | 4.2 | 0 | 4.2 | 4.2 | 0 | 4.2 | 0 | 0 | 0 | 5 | 2 | 1 | 1 |  | 2 |  | 1 |  |  |  | 1 | 5 | 2 | 1 | 2 | 3 | 1 | 2 | 2 | 4 | 2 | 3 | 4+ | 5 |  | 1
PG&E FRESNO | Clovis | 115 | Geothermal |  |  | 0 | 0 | 0 | 0 | 0 | 0 | 0 | 0 | 0 | 5 | 2 | 5 | 2 | [14 empty] | 1 | 1 | 2 | 2 | 2 | 1 | 1 |  | 0
PG&E GBA | Coburn | 230 | Geothermal |  |  | 0 | 0 | 0 | 0 | 0 | 0 | 0 | 0 | 0 | 5 | 4 | 5 | 2 | [14 empty] | 2 | 2 | 2 | 2 | 3 | 1 | 1 |  | 0
PG&E GBA | Coburn | 60 | Geothermal |  |  | 0 | 0 | 0 | 0 | 0 | 0 | 0 | 0 | 0 | 5 | 4 | 5 | 2 | [14 empty] | 2 | 2 | 2 | 2 | 3 | 1 | 1 |  | 0
PG&E NGBA | Colgate | 230 | Geothermal |  |  | 0 | 0 | 0 | 0 | 0 | 0 | 0 | 0 | 0 | 5 | 5 | 1 | 1 | [14 empty] | 2 | 1 | 4 | 1 | 3 | 1 | 1 |  | 0
PG&E GBA | Collierville | 230 | Geothermal |  |  | 0 | 0 | 0 | 0 | 0 | 0 | 0 | 0 | 0 | 5 | 5 | 1 | 1 | [14 empty] | 2 | 1 | 4 | 1 | 3 | 1 | 1 |  | 0
PG&E GBA | Collinsville | 230 | Geothermal |  |  | 0 | 0 | 0 | 0 | 0 | 0 | 0 | 0 | 0 | 5 | 2 | 1 | 1 | [14 empty] | 2 | 1 | 3 | 1 | 1 | 1 | 1 |  | 0
PG&E GBA | Collinsville | 500 | Geothermal |  |  | 0 | 0 | 0 | 0 | 0 | 0 | 0 | 0 | 0 | 5 | 2 | 1 | 1 | [14 empty] | 2 | 1 | 3 | 1 | 1 | 1 | 1 |  | 0
SCE Eastern | Colorado River | 230 | Geothermal |  |  | 0 | 0 | 0 | 0 | 0 | 0 | 0 | 0 | 0 | 4 | 4 | 4 | 4 | [14 empty] | 2 | 2 | 3 | 1 | 3 | 1 | 1 |  | 0
SCE Eastern | Colorado River | 500 | Geothermal |  |  | 0 | 0 | 0 | 0 | 0 | 0 | 0 | 0 | 0 | 4 | 4 | 4 | 4 | [14 empty] | 2 | 2 | 3 | 1 | 3 | 1 | 1 |  | 0
PG&E KERN | Columbus | 115 | Geothermal |  |  | 0 | 0 | 0 | 0 | 0 | 0 | 0 | 0 | 0 | 5 | 2 | 5 | 4 | [14 empty] | 1 | 1 | 2 | 1 | 2 | 1 | 1 |  | 0
PG&E GBA | Contra Costa | 115 | Geothermal |  |  | 0 | 0 | 0 | 0 | 0 | 0 | 0 | 0 | 0 | 5 | 4 | 1 | 1 | [14 empty] | 2 | 1 | 2 | 1 | 2 | 1 | 1 |  | 0
PG&E GBA | Contra Costa | 230 | Geothermal |  |  | 0 | 0 | 0 | 0 | 0 | 0 | 0 | 0 | 0 | 5 | 4 | 1 | 1 | [14 empty] | 2 | 1 | 2 | 1 | 2 | 1 | 1 |  | 0
PG&E GBA | Contra Costa PP | 230 | Geothermal |  |  | 0 | 0 | 0 | 0 | 0 | 0 | 0 | 0 | 0 | 5 | 4 | 1 | 1 | [14 empty] | 2 | 1 | 1 | 1 | 2 | 1 | 1 |  | 0
SCE NOL | Control | 115 | Geothermal |  |  | 116.8 | 0 | 116.8 | 0 | 0 | 0 | 116.8 | 0 | 116.8 | 5 | 3 | 1 | 1 |  |  |  | 1 |  |  |  | 1 | 3 | 1 | 1 | 1 | 1 | 1 | 2 | 2 | 4 | 1 | 3 | 5- | 1 |  | 1
SCE NOL | Control | 55 | Geothermal |  |  | 0 | 0 | 0 | 0 | 0 | 0 | 0 | 0 | 0 | 5 | 3 | 1 | 1 | [14 empty] | 2 | 2 | 4 | 1 | 3 | 1 | 1 |  | 0
PG&E GBA | Cooley Landing | 115 | Geothermal |  |  | 0 | 0 | 0 | 0 | 0 | 0 | 0 | 0 | 0 | 5 | 2 | 1 | 1 | [14 empty] | 2 | 1 | 2 | 1 | 1 | 1 | 1 |  | 0
PG&E GBA | Cooley Landing | 60 | Geothermal |  |  | 0 | 0 | 0 | 0 | 0 | 0 | 0 | 0 | 0 | 1 | 1 | 1 | 1 | [14 empty] | 2 | 1 | 2 | 1 | 1 | 1 | 1 |  | 0
SCE NOL | Coolwater | 230 | Geothermal |  |  | 0 | 0 | 0 | 0 | 0 | 0 | 0 | 0 | 0 | 3 | 3 | 1 | 1 | [14 empty] | 2 | 1 | 2 | 1 | 1 | 1 | 1 |  | 0
SCE NOL | Coolwater | 115 | Geothermal |  |  | 0 | 0 | 0 | 0 | 0 | 0 | 0 | 0 | 0 | 3 | 3 | 1 | 1 | [14 empty] | 2 | 1 | 2 | 1 | 1 | 1 | 1 |  | 0
PG&E KERN | Copus | 70 | Geothermal |  |  | 0 | 0 | 0 | 0 | 0 | 0 | 0 | 0 | 0 | 5 | 2 | 5 | 4 | [14 empty] | 1 | 1 | 3 | 1 | 1 | 1 | 1 |  | 0
PG&E FRESNO | Corcoran | 70 | Geothermal |  |  | 0 | 0 | 0 | 0 | 0 | 0 | 0 | 0 | 0 | 5 | 5 | 5 | 4 | [14 empty] | 1 | 1 | 4 | 2 | 1 | 1 | 1 |  | 0
PG&E FRESNO | Corcoran | 115 | Geothermal |  |  | 0 | 0 | 0 | 0 | 0 | 0 | 0 | 0 | 0 | 5 | 5 | 5 | 4 | [14 empty] | 1 | 1 | 4 | 2 | 1 | 1 | 1 |  | 0
PG&E NGBA | Corona | 115 | Geothermal |  |  | 0 | 0 | 0 | 0 | 0 | 0 | 0 | 0 | 0 | 5 | 2 | 1 | 1 | [14 empty] | 2 | 1 | 3 | 2 | 3 | 1 | 1 |  | 0
PG&E NGBA | Cortina | 230 | Geothermal |  |  | 115 | 0 | 115 | 0 | 0 | 0 | 115 | 0 | 115 | 5 | 2 | 1 | 1 | [14 empty] | 2 | 2 | 4 | 1 | 3 | 5- | 1 |  | 1
PG&E NGBA | Cortina | 115 | Geothermal |  |  | 0 | 0 | 0 | 0 | 0 | 0 | 0 | 0 | 0 | 5 | 2 | 1 | 1 | [14 empty] | 2 | 2 | 4 | 1 | 3 | 1 | 1 |  | 0
PG&E GBA | Cottle | 230 | Geothermal |  |  | 0 | 0 | 0 | 0 | 0 | 0 | 0 | 0 | 0 | 5 | 5 | 5 | 2 | [14 empty] | 1 | 1 | 3 | 2 | 1 | 1 | 1 |  | 0
PG&E NGBA | Cottonwood | 115 | Geothermal |  |  | 0 | 0 | 0 | 0 | 0 | 0 | 0 | 0 | 0 | 5 | 2 | 1 | 1 | [14 empty] | 2 | 2 | 3 | 2 | 3 | 1 | 1 |  | 0
PG&E NGBA | Cottonwood | 230 | Geothermal |  |  | 105 | 0 | 105 | 0 | 0 | 0 | 105 | 0 | 105 | 5 | 2 | 1 | 1 | [14 empty] | 2 | 2 | 3 | 2 | 3 | 5- | 1 |  | 1
PG&E NGBA | Cottonwood | 60 | Geothermal |  |  | 0 | 0 | 0 | 0 | 0 | 0 | 0 | 0 | 0 | 5 | 2 | 1 | 1 | [14 empty] | 2 | 2 | 3 | 2 | 3 | 1 | 1 |  | 0
PG&E NGBA | Cove Road | 230 | Geothermal |  |  | 0 | 0 | 0 | 0 | 0 | 0 | 0 | 0 | 0 | 5 | 2 | 1 | 1 | [14 empty] | 2 | 2 | 4 | 2 | 3 | 1 | 1 |  | 0
PG&E GBA | Coyote | 230 | Geothermal |  |  | 0 | 0 | 0 | 0 | 0 | 0 | 0 | 0 | 0 | 5 | 4 | 1 | 1 | [14 empty] | 2 | 1 | 3 | 2 | 2 | 1 | 1 |  | 0
PG&E GBA | Crazy Horse Canyon | 115 | Geothermal |  |  | 0 | 0 | 0 | 0 | 0 | 0 | 0 | 0 | 0 | 1 | 1 | 1 | 1 | [14 empty] | 2 | 2 | 4 | 2 | 3 | 1 | 1 |  | 0
SDGE | Creelman | 69 | Geothermal |  |  | 0 | 0 | 0 | 0 | 0 | 0 | 0 | 0 | 0 | 1 | 1 | 1 | 1 | [14 empty] | 2 | 1 | 4 | 1 | 3 | 1 | 1 |  | 0
PG&E FRESNO | Crescent | 70 | Geothermal |  |  | 0 | 0 | 0 | 0 | 0 | 0 | 0 | 0 | 0 | 5 | 5 | 5 | 2 | [14 empty] | 1 | 1 | 3 | 2 | 1 | 1 | 1 |  | 0
PG&E FRESNO | Cressey | 115 | Geothermal |  |  | 0 | 0 | 0 | 0 | 0 | 0 | 0 | 0 | 0 | 5 | 5 | 5 | 2 | [14 empty] | 1 | 1 | 3 | 2 | 1 | 1 | 1 |  | 0
PG&E NGBA | Cresta | 230 | Geothermal |  |  | 0 | 0 | 0 | 0 | 0 | 0 | 0 | 0 | 0 | 5 | 5 | 1 | 1 | [14 empty] | 2 | 1 | 4 | 2 | 3 | 1 | 1 |  | 0
SDGE | Crestwood | 69 | Geothermal |  |  | 0 | 0 | 0 | 0 | 0 | 0 | 0 | 0 | 0 | 1 | 1 | 1 | 1 | [14 empty] | 2 | 1 | 4 | 1 | 3 | 1 | 1 |  | 0
PG&E GBA | Crow Creek | 60 | Geothermal |  |  | 0 | 0 | 0 | 0 | 0 | 0 | 0 | 0 | 0 | 5 | 5 | 1 | 1 | [14 empty] | 1 | 1 | 4 | 2 | 1 | 1 | 1 |  | 0
PG&E GBA | Crows Landing | 60 | Geothermal |  |  | 0 | 0 | 0 | 0 | 0 | 0 | 0 | 0 | 0 | 5 | 5 | 1 | 1 | [14 empty] | 1 | 1 | 4 | 2 | 1 | 1 | 1 |  | 0
PG&E GBA | Curtis | 115 | Geothermal |  |  | 0 | 0 | 0 | 0 | 0 | 0 | 0 | 0 | 0 | 5 | 5 | 1 | 1 | [14 empty] | 2 | 1 | 4 | 1 | 3 | 1 | 1 |  | 0
PG&E FRESNO | Dairyland | 115 | Geothermal |  |  | 0 | 0 | 0 | 0 | 0 | 0 | 0 | 0 | 0 | 5 | 5 | 5 | 2 | [14 empty] | 1 | 1 | 3 | 2 | 1 | 1 | 1 |  | 0
PG&E NGBA | Davis | 115 | Geothermal |  |  | 0 | 0 | 0 | 0 | 0 | 0 | 0 | 0 | 0 | 5 | 2 | 1 | 1 | [14 empty] | 2 | 1 | 4 | 2 | 3 | 1 | 1 |  | 0
SCE Metro | Del Amo | 500 | Geothermal |  |  | 0 | 0 | 0 | 0 | 0 | 0 | 0 | 0 | 0 | 1 | 1 | 1 | 1 | [14 empty] | 1 | 1 | 3 | 1 | 2 | 1 | 1 |  | 0
SCE Metro | Del Amo | 230 | Geothermal |  |  | 0 | 0 | 0 | 0 | 0 | 0 | 0 | 0 | 0 | 1 | 1 | 1 | 1 | [14 empty] | 1 | 1 | 3 | 1 | 2 | 1 | 1 |  | 0
SCE Eastern | Delaney | 500 | Geothermal |  |  | 0 | 0 | 0 | 0 | 0 | 0 | 0 | 0 | 0 | 5 | 4 | 4 | 4 | [14 empty] | 2 | 1 | 4 | 2 | 3 | 1 | 1 |  | 0
PG&E NGBA | Delevan | 230 | Geothermal |  |  | 0 | 0 | 0 | 0 | 0 | 0 | 0 | 0 | 0 | 5 | 2 | 1 | 1 | [14 empty] | 2 | 2 | 1 | 1 | 3 | 1 | 1 |  | 0
PG&E GBA | Delta PP | 230 | Geothermal |  |  | 0 | 0 | 0 | 0 | 0 | 0 | 0 | 0 | 0 | 5 | 2 | 1 | 1 | [14 empty] | 2 | 1 | 3 | 1 | 2 | 1 | 1 |  | 0
EOP | Desert View | 230 | Geothermal |  |  | 0 | 0 | 0 | 0 | 0 | 0 | 0 | 0 | 0 | 5 | 2 | 4 | 2 | [14 empty] | 2 | 1 | 4 | 1 | 3 | 1 | 1 |  | 0
SCE Eastern | Devers | 230 | Geothermal |  |  | 0 | 0 | 0 | 0 | 0 | 0 | 0 | 0 | 0 | 4 | 4 | 1 | 1 | [14 empty] | 2 | 1 | 1 | 1 | 3 | 1 | 1 |  | 0
SCE Eastern | Devers | 500 | Geothermal |  |  | 0 | 0 | 0 | 0 | 0 | 0 | 0 | 0 | 0 | 4 | 4 | 1 | 1 | [14 empty] | 2 | 1 | 1 | 1 | 3 | 1 | 1 |  | 0
PG&E KERN | Diablo Canyon | 230 | Geothermal |  |  | 0 | 0 | 0 | 0 | 0 | 0 | 0 | 0 | 0 | 5 | 2 | 5 | 2 | [14 empty] | 2 | 2 | 4 | 2 | 3 | 1 | 1 |  | 0
PG&E KERN | Diablo Canyon | 500 | Geothermal |  |  | 0 | 0 | 0 | 0 | 0 | 0 | 0 | 0 | 0 | 5 | 2 | 4 | 4 | [14 empty] | 2 | 2 | 4 | 2 | 3 | 1 | 1 |  | 0
PG&E KERN | Divide | 115 | Geothermal |  |  | 0 | 0 | 0 | 0 | 0 | 0 | 0 | 0 | 0 | 5 | 2 | 5 | 2 | [14 empty] | 2 | 2 | 4 | 1 | 2 | 1 | 1 |  | 0
PG&E GBA | Dixon Landing | 115 | Geothermal |  |  | 0 | 0 | 0 | 0 | 0 | 0 | 0 | 0 | 0 | 5 | 4 | 1 | 1 | [14 empty] | 2 | 1 | 2 | 1 | 2 | 1 | 1 |  | 0
PG&E FRESNO | Dos Amigos | 230 | Geothermal |  |  | 10 | 0 | 10 | 0 | 0 | 0 | 10 | 0 | 10 | 5 | 2 | 5 | 2 | [14 empty] | 1 | 1 | 4 | 2 | 1 | 5- | 1 |  | 1
PG&E NGBA | Drum | 115 | Geothermal |  |  | 0 | 0 | 0 | 0 | 0 | 0 | 0 | 0 | 0 | 5 | 5 | 1 | 1 | [14 empty] | 2 | 1 | 4 | 2 | 3 | 1 | 1 |  | 0
PG&E GBA | Dumbarton | 115 | Geothermal |  |  | 0 | 0 | 0 | 0 | 0 | 0 | 0 | 0 | 0 | 5 | 2 | 1 | 1 | [14 empty] | 2 | 1 | 3 | 1 | 2 | 1 | 1 |  | 0
SCE NOL | Dunn Siding | 115 | Geothermal |  |  | 0 | 0 | 0 | 0 | 0 | 0 | 0 | 0 | 0 | 3 | 3 | 1 | 1 | [14 empty] | 2 | 1 | 4 | 1 | 1 | 1 | 1 |  | 0
SCE Eastern | Eagle Mountain | 230 | Geothermal |  |  | 0 | 0 | 0 | 0 | 0 | 0 | 0 | 0 | 0 | 5 | 4 | 1 | 1 | [14 empty] | 2 | 2 | 4 | 1 | 3 | 1 | 1 |  | 0
PG&E NGBA | Eagle Rock (PGE) | 60 | Geothermal |  |  | 0 | 0 | 0 | 0 | 0 | 0 | 0 | 0 | 0 | 5 | 2 | 1 | 1 | [14 empty] | 2 | 2 | 4 | 2 | 3 | 1 | 1 |  | 0
PG&E NGBA | Eagle Rock (PGE) | 115 | Geothermal |  |  | 7 | 0 | 7 | 7 | 0 | 7 | 0 | 0 | 0 | 5 | 2 | 1 | 1 | 3 | 2 |  | 1 |  |  |  | 1 | 5 | 2 | 1 | 2 | 3 | 1 | 2 | 2 | 4 | 2 | 3 | 1 | 5 |  | 1
SCE Metro | Eagle Rock (SCE) | 230 | Geothermal |  |  | 0 | 0 | 0 | 0 | 0 | 0 | 0 | 0 | 0 | 1 | 1 | 1 | 1 | [14 empty] | 1 | 1 | 2 | 1 | 2 | 1 | 1 |  | 0
PG&E NGBA | East Marysville | 115 | Geothermal |  |  | 0 | 0 | 0 | 0 | 0 | 0 | 0 | 0 | 0 | 5 | 5 | 1 | 1 | [14 empty] | 2 | 2 | 2 | 1 | 2 | 1 | 1 |  | 0
PG&E NGBA | East Nicolaus | 115 | Geothermal |  |  | 0 | 0 | 0 | 0 | 0 | 0 | 0 | 0 | 0 | 5 | 5 | 1 | 1 | [14 empty] | 2 | 1 | 4 | 1 | 3 | 1 | 1 |  | 0
PG&E NGBA | East Nicolaus | 60 | Geothermal |  |  | 0 | 0 | 0 | 0 | 0 | 0 | 0 | 0 | 0 | 5 | 5 | 1 | 1 | [14 empty] | 2 | 1 | 4 | 1 | 3 | 1 | 1 |  | 0
PG&E GBA | Eastshore | 115 | Geothermal |  |  | 0 | 0 | 0 | 0 | 0 | 0 | 0 | 0 | 0 | 5 | 2 | 1 | 1 | [14 empty] | 2 | 1 | 2 | 1 | 1 | 1 | 1 |  | 0
PG&E GBA | Eastshore | 230 | Geothermal |  |  | 0 | 0 | 0 | 0 | 0 | 0 | 0 | 0 | 0 | 5 | 2 | 1 | 1 | [14 empty] | 2 | 1 | 2 | 1 | 1 | 1 | 1 |  | 0
SDGE | ECO | 138 | Geothermal |  |  | 0 | 0 | 0 | 0 | 0 | 0 | 0 | 0 | 0 | 1 | 1 | 1 | 1 | [14 empty] | 2 | 1 | 4 | 1 | 3 | 1 | 1 |  | 0
SDGE | ECO | 230 | Geothermal |  |  | 0 | 0 | 0 | 0 | 0 | 0 | 0 | 0 | 0 | 1 | 1 | 1 | 1 | [14 empty] | 2 | 1 | 4 | 1 | 3 | 1 | 1 |  | 0
SDGE | ECO | 500 | Geothermal |  |  | 0 | 0 | 0 | 0 | 0 | 0 | 0 | 0 | 0 | 1 | 1 | 1 | 1 | [14 empty] | 2 | 1 | 4 | 1 | 3 | 1 | 1 |  | 0
PG&E GBA | Edenvale | 115 | Geothermal |  |  | 0 | 0 | 0 | 0 | 0 | 0 | 0 | 0 | 0 | 5 | 4 | 1 | 1 | [14 empty] | 2 | 1 | 2 | 2 | 2 | 1 | 1 |  | 0
PG&E GBA | Edes | 115 | Geothermal |  |  | 0 | 0 | 0 | 0 | 0 | 0 | 0 | 0 | 0 | 5 | 2 | 1 | 1 | [14 empty] | 2 | 1 | 3 | 1 | 1 | 1 | 1 |  | 0
PG&E GBA | Eight Mile | 230 | Geothermal |  |  | 0 | 0 | 0 | 0 | 0 | 0 | 0 | 0 | 0 | 5 | 5 | 1 | 1 | [14 empty] | 1 | 1 | 2 | 2 | 1 | 1 | 1 |  | 0
SDGE | El Cajon | 69 | Geothermal |  |  | 0 | 0 | 0 | 0 | 0 | 0 | 0 | 0 | 0 | 1 | 1 | 1 | 1 | [14 empty] | 2 | 1 | 2 | 1 | 1 | 1 | 1 |  | 0
SCE Eastern | El Casco | 230 | Geothermal |  |  | 0 | 0 | 0 | 0 | 0 | 0 | 0 | 0 | 0 | 4 | 4 | 1 | 1 | [14 empty] | 1 | 1 | 4 | 1 | 2 | 1 | 1 |  | 0
PG&E GBA | El Cerrito G | 115 | Geothermal |  |  | 0 | 0 | 0 | 0 | 0 | 0 | 0 | 0 | 0 | 5 | 2 | 1 | 1 | [14 empty] | 2 | 1 | 2 | 1 | 2 | 1 | 1 |  | 0
PG&E NGBA | El Dorado PH | 115 | Geothermal |  |  | 0 | 0 | 0 | 0 | 0 | 0 | 0 | 0 | 0 | 5 | 5 | 1 | 1 | [14 empty] | 2 | 1 | 4 | 2 | 3 | 1 | 1 |  | 0
PG&E FRESNO | El Nido (PGE) | 115 | Geothermal |  |  | 0 | 0 | 0 | 0 | 0 | 0 | 0 | 0 | 0 | 5 | 5 | 5 | 2 | [14 empty] | 1 | 1 | 4 | 2 | 1 | 1 | 1 |  | 0
SCE Metro | El Nido (SCE) | 230 | Geothermal |  |  | 0 | 0 | 0 | 0 | 0 | 0 | 0 | 0 | 0 | 1 | 1 | 1 | 1 | [14 empty] | 1 | 1 | 2 | 1 | 2 | 1 | 1 |  | 0
PG&E GBA | El Patio | 115 | Geothermal |  |  | 0 | 0 | 0 | 0 | 0 | 0 | 0 | 0 | 0 | 5 | 4 | 1 | 1 | [14 empty] | 2 | 1 | 3 | 2 | 2 | 1 | 1 |  | 0
SCE Metro | El Segundo | 230 | Geothermal |  |  | 0 | 0 | 0 | 0 | 0 | 0 | 0 | 0 | 0 | 1 | 1 | 1 | 1 | [14 empty] | 1 | 1 | 1 | 1 | 1 | 1 | 1 |  | 0
EOP | Eldorado | 230 | Geothermal | YES | Northern Nevada | 184 | 0 | 184 | 45 | 0 | 45 | 139 | 0 | 139 | 5 | 2 | 4 | 2 | 4 | N/A |  | N/A |  |  |  | N/A | N/A | N/A | N/A | N/A | N/A | N/A | 2 | 2 | 2 | 1 | 3 | 5- | 1 |  | 1
EOP | Eldorado | 500 | Geothermal |  |  | 248 | 0 | 248 | 0 | 0 | 0 | 248 | 0 | 248 | 5 | 2 | 4 | 2 | 5 | [13 empty] | 2 | 2 | 2 | 1 | 3 | 5- | 1 |  | 1
SCE Northern | Elizabeth Lake | 66 | Geothermal |  |  | 0 | 0 | 0 | 0 | 0 | 0 | 0 | 0 | 0 | 5 | 2 | 4 | 2 | [14 empty] | 1 | 1 | 3 | 1 | 3 | 1 | 1 |  | 0
PG&E KERN | Elk Hills | 230 | Geothermal |  |  | 0 | 0 | 0 | 0 | 0 | 0 | 0 | 0 | 0 | 5 | 2 | 5 | 4 | [14 empty] | 1 | 1 | 3 | 1 | 1 | 1 | 1 |  | 0
SDGE | Elliot | 69 | Geothermal |  |  | 0 | 0 | 0 | 0 | 0 | 0 | 0 | 0 | 0 | 1 | 1 | 1 | 1 | [14 empty] | 2 | 1 | 2 | 1 | 2 | 1 | 1 |  | 0
SCE Metro | Ellis | 230 | Geothermal |  |  | 0 | 0 | 0 | 0 | 0 | 0 | 0 | 0 | 0 | 1 | 1 | 1 | 1 | [14 empty] | 1 | 1 | 2 | 1 | 2 | 1 | 1 |  | 0
SDGE | Encina | 138 | Geothermal |  |  | 0 | 0 | 0 | 0 | 0 | 0 | 0 | 0 | 0 | 1 | 1 | 1 | 1 | [14 empty] | 2 | 1 | 1 | 1 | 3 | 1 | 1 |  | 0
SDGE | Encina | 230 | Geothermal |  |  | 0 | 0 | 0 | 0 | 0 | 0 | 0 | 0 | 0 | 1 | 1 | 1 | 1 | [14 empty] | 2 | 1 | 1 | 1 | 3 | 1 | 1 |  | 0
SDGE | Escondido | 230 | Geothermal |  |  | 0 | 0 | 0 | 0 | 0 | 0 | 0 | 0 | 0 | 1 | 1 | 1 | 1 | [14 empty] | 2 | 1 | 1 | 1 | 3 | 1 | 1 |  | 0
SDGE | Escondido | 69 | Geothermal |  |  | 0 | 0 | 0 | 0 | 0 | 0 | 0 | 0 | 0 | 1 | 1 | 1 | 1 | [14 empty] | 2 | 1 | 1 | 1 | 3 | 1 | 1 |  | 0
PG&E KERN | Estrella | 230 | Geothermal |  |  | 0 | 0 | 0 | 0 | 0 | 0 | 0 | 0 | 0 | 5 | 2 | 5 | 2 | [14 empty] | 2 | 2 | 4 | 2 | 3 | 1 | 1 |  | 0
SCE Eastern | Etiwanda | 230 | Geothermal |  |  | 0 | 0 | 0 | 0 | 0 | 0 | 0 | 0 | 0 | 1 | 1 | 1 | 1 | [14 empty] | 1 | 1 | 2 | 1 | 1 | 1 | 1 |  | 0
PG&E GBA | Evergreen | 115 | Geothermal |  |  | 0 | 0 | 0 | 0 | 0 | 0 | 0 | 0 | 0 | 5 | 4 | 1 | 1 | [14 empty] | 2 | 1 | 2 | 2 | 2 | 1 | 1 |  | 0
PG&E GBA | Evergreen | 60 | Geothermal |  |  | 0 | 0 | 0 | 0 | 0 | 0 | 0 | 0 | 0 | 5 | 4 | 1 | 1 | [14 empty] | 2 | 1 | 2 | 2 | 2 | 1 | 1 |  | 0
PG&E FRESNO | Excelsior | 115 | Geothermal |  |  | 0 | 0 | 0 | 0 | 0 | 0 | 0 | 0 | 0 | 5 | 5 | 5 | 2 | [14 empty] | 1 | 1 | 4 | 2 | 1 | 1 | 1 |  | 0
PG&E FRESNO | Exchequer | 115 | Geothermal |  |  | 0 | 0 | 0 | 0 | 0 | 0 | 0 | 0 | 0 | 5 | 5 | 5 | 2 | [14 empty] | 2 | 1 | 4 | 1 | 2 | 1 | 1 |  | 0
PG&E KERN | Fairway | 115 | Geothermal |  |  | 0 | 0 | 0 | 0 | 0 | 0 | 0 | 0 | 0 | 5 | 2 | 5 | 2 | [14 empty] | 2 | 2 | 3 | 1 | 2 | 1 | 1 |  | 0
PG&E KERN | Famoso | 115 | Geothermal |  |  | 0 | 0 | 0 | 0 | 0 | 0 | 0 | 0 | 0 | 5 | 2 | 5 | 2 | [14 empty] | 1 | 1 | 4 | 1 | 1 | 1 | 1 |  | 0
PG&E NGBA | Fern Road | 500 | Geothermal |  |  | 185 | 0 | 185 | 0 | 0 | 0 | 185 | 0 | 185 | 5 | 2 | 1 | 1 | [14 empty] | 2 | 2 | 4 | 2 | 3 | 5- | 1 |  | 1
PG&E GBA | Fibreboard (SPI Sonora) | 115 | Geothermal |  |  | 0 | 0 | 0 | 0 | 0 | 0 | 0 | 0 | 0 | 5 | 5 | 1 | 1 | [14 empty] | 2 | 1 | 2 | 1 | 2 | 1 | 1 |  | 0
PG&E FRESNO | Figarden | 230 | Geothermal |  |  | 0 | 0 | 0 | 0 | 0 | 0 | 0 | 0 | 0 | 5 | 4 | 5 | 2 | [14 empty] | 1 | 1 | 3 | 2 | 2 | 1 | 1 |  | 0
PG&E FRESNO | Fink | 230 | Geothermal |  |  | 70 | 0 | 70 | 0 | 0 | 0 | 70 | 0 | 70 | 1 | 1 | 1 | 1 | [14 empty] | 1 | 1 | 4 | 2 | 1 | 5- | 1 |  | 1
PG&E NGBA | Fitch Mountain | 60 | Geothermal |  |  | 0 | 0 | 0 | 0 | 0 | 0 | 0 | 0 | 0 | 5 | 2 | 1 | 1 | [14 empty] | 2 | 2 | 4 | 2 | 3 | 1 | 1 |  | 0
PG&E GBA | FMC | 115 | Geothermal |  |  | 0 | 0 | 0 | 0 | 0 | 0 | 0 | 0 | 0 | 5 | 4 | 1 | 1 | [14 empty] | 2 | 1 | 2 | 2 | 2 | 1 | 1 |  | 0
PG&E GBA | Fremont | 115 | Geothermal |  |  | 0 | 0 | 0 | 0 | 0 | 0 | 0 | 0 | 0 | 1 | 1 | 1 | 1 | [14 empty] | 2 | 1 | 3 | 1 | 2 | 1 | 1 |  | 0
PG&E GBA | French Camp | 60 | Geothermal |  |  | 0 | 0 | 0 | 0 | 0 | 0 | 0 | 0 | 0 | 5 | 5 | 1 | 1 | [14 empty] | 1 | 1 | 3 | 2 | 1 | 1 | 1 |  | 0
PG&E GBA | Frogtown | 115 | Geothermal |  |  | 0 | 0 | 0 | 0 | 0 | 0 | 0 | 0 | 0 | 5 | 5 | 1 | 1 | [14 empty] | 2 | 1 | 4 | 1 | 3 | 1 | 1 |  | 0
PG&E NGBA | Fulton | 115 | Geothermal |  |  | 0 | 0 | 0 | 0 | 0 | 0 | 0 | 0 | 0 | 5 | 4 | 1 | 1 | [14 empty] | 2 | 1 | 3 | 2 | 2 | 1 | 1 |  | 0
PG&E NGBA | Fulton | 230 | Geothermal |  |  | 0 | 0 | 0 | 0 | 0 | 0 | 0 | 0 | 0 | 5 | 4 | 1 | 1 |  | 2 |  | 1 |  |  |  | 1 | 5 | 2 | 1 | 2 | 3 | 1 | 2 | 1 | 3 | 2 | 2 | 1 | 5 |  | 1
PG&E NGBA | Fulton | 60 | Geothermal |  |  | 0 | 0 | 0 | 0 | 0 | 0 | 0 | 0 | 0 | 5 | 2 | 1 | 1 | [14 empty] | 2 | 1 | 3 | 2 | 2 | 1 | 1 |  | 0
PG&E KERN | Ganso | 115 | Geothermal |  |  | 0 | 0 | 0 | 0 | 0 | 0 | 0 | 0 | 0 | 5 | 2 | 5 | 2 | [14 empty] | 1 | 1 | 3 | 1 | 1 | 1 | 1 |  | 0
PG&E FRESNO | Gates | 230 | Geothermal |  |  | 0 | 0 | 0 | 0 | 0 | 0 | 0 | 0 | 0 | 5 | 2 | 5 | 4 | [14 empty] | 1 | 1 | 3 | 2 | 1 | 1 | 1 |  | 0
PG&E FRESNO | Gates | 500 | Geothermal |  |  | 0 | 0 | 0 | 0 | 0 | 0 | 0 | 0 | 0 | 5 | 2 | 5 | 4 | [14 empty] | 1 | 1 | 3 | 2 | 1 | 1 | 1 |  | 0
PG&E NGBA | Geysers 12 | 230 | Geothermal |  |  | 0 | 0 | 0 | 0 | 0 | 0 | 0 | 0 | 0 | 5 | 4 | 1 | 1 | [14 empty] | 2 | 2 | 4 | 2 | 3 | 1 | 1 |  | 0
PG&E NGBA | Geysers 17 | 230 | Geothermal |  |  | 0 | 0 | 0 | 0 | 0 | 0 | 0 | 0 | 0 | 5 | 4 | 1 | 1 |  | 2 |  | 1 |  |  |  | 1 | 5 | 2 | 1 | 2 | 3 | 1 | 2 | 2 | 4 | 2 | 3 | 4+ | 5 |  | 1
PG&E NGBA | Geysers 3 | 115 | Geothermal |  |  | 0 | 0 | 0 | 0 | 0 | 0 | 0 | 0 | 0 | 5 | 2 | 1 | 1 | [14 empty] | 2 | 2 | 4 | 2 | 3 | 1 | 1 |  | 0
PG&E NGBA | Glenn | 230 | Geothermal |  |  | 0 | 0 | 0 | 0 | 0 | 0 | 0 | 0 | 0 | 5 | 2 | 1 | 1 | [14 empty] | 2 | 2 | 4 | 1 | 3 | 1 | 1 |  | 0
PG&E NGBA | Glenn | 60 | Geothermal |  |  | 0 | 0 | 0 | 0 | 0 | 0 | 0 | 0 | 0 | 5 | 2 | 1 | 1 | [14 empty] | 2 | 2 | 4 | 1 | 3 | 1 | 1 |  | 0
PG&E NGBA | Gold Hill | 115 | Geothermal |  |  | 0 | 0 | 0 | 0 | 0 | 0 | 0 | 0 | 0 | 5 | 5 | 1 | 1 | [14 empty] | 2 | 1 | 4 | 2 | 3 | 1 | 1 |  | 0
PG&E NGBA | Gold Hill | 230 | Geothermal |  |  | 40 | 0 | 40 | 0 | 0 | 0 | 40 | 0 | 40 | 5 | 5 | 1 | 1 | [14 empty] | 2 | 1 | 4 | 2 | 3 | 5- | 1 |  | 1
SCE Northern | Goleta | 230 | Geothermal |  |  | 0 | 0 | 0 | 0 | 0 | 0 | 0 | 0 | 0 | 5 | 2 | 4 | 2 | [14 empty] | 2 | 2 | 2 | 1 | 2 | 1 | 1 |  | 0
SCE Metro | Goodrich | 230 | Geothermal |  |  | 0 | 0 | 0 | 0 | 0 | 0 | 0 | 0 | 0 | 1 | 1 | 1 | 1 | [14 empty] | 1 | 1 | 3 | 1 | 2 | 1 | 1 |  | 0
PG&E KERN | Goose Lake | 115 | Geothermal |  |  | 0 | 0 | 0 | 0 | 0 | 0 | 0 | 0 | 0 | 5 | 2 | 5 | 2 | [14 empty] | 1 | 1 | 2 | 1 | 1 | 1 | 1 |  | 0
SCE Metro | Gould | 230 | Geothermal |  |  | 0 | 0 | 0 | 0 | 0 | 0 | 0 | 0 | 0 | 1 | 1 | 1 | 1 | [14 empty] | 1 | 1 | 4 | 1 | 2 | 1 | 1 |  | 0
PG&E NGBA | Grand Island | 115 | Geothermal |  |  | 0 | 0 | 0 | 0 | 0 | 0 | 0 | 0 | 0 | 5 | 5 | 1 | 1 | [14 empty] | 2 | 1 | 4 | 2 | 2 | 1 | 1 |  | 0
SDGE | Granite | 69 | Geothermal |  |  | 0 | 0 | 0 | 0 | 0 | 0 | 0 | 0 | 0 | 1 | 1 | 1 | 1 | [14 empty] | 2 | 1 | 2 | 2 | 2 | 1 | 1 |  | 0
PG&E GBA | Grant | 115 | Geothermal |  |  | 0 | 0 | 0 | 0 | 0 | 0 | 0 | 0 | 0 | 5 | 2 | 1 | 1 | [14 empty] | 2 | 1 | 2 | 1 | 2 | 1 | 1 |  | 0
PG&E GBA | Green Valley | 115 | Geothermal |  |  | 0 | 0 | 0 | 0 | 0 | 0 | 0 | 0 | 0 | 5 | 4 | 1 | 1 | [14 empty] | 2 | 2 | 3 | 2 | 2 | 1 | 1 |  | 0
PG&E NGBA | Greenleaf 1 | 115 | Geothermal |  |  | 0 | 0 | 0 | 0 | 0 | 0 | 0 | 0 | 0 | 5 | 5 | 1 | 1 | [14 empty] | 2 | 2 | 1 | 1 | 3 | 1 | 1 |  | 0
PG&E FRESNO | Gregg | 230 | Geothermal |  |  | 0 | 0 | 0 | 0 | 0 | 0 | 0 | 0 | 0 | 5 | 5 | 5 | 2 | [14 empty] | 1 | 1 | 3 | 2 | 1 | 1 | 1 |  | 0
PG&E FRESNO | Grimmway-Malaga | 115 | Geothermal |  |  | 0 | 0 | 0 | 0 | 0 | 0 | 0 | 0 | 0 | 5 | 5 | 5 | 2 | [14 empty] | 1 | 1 | 2 | 1 | 1 | 1 | 1 |  | 0
PG&E NGBA | Grizzly | 230 | Geothermal |  |  | 0 | 0 | 0 | 0 | 0 | 0 | 0 | 0 | 0 | 5 | 5 | 1 | 1 | [14 empty] | 2 | 2 | 4 | 1 | 3 | 1 | 1 |  | 0
PG&E FRESNO | Guernsey | 70 | Geothermal |  |  | 0 | 0 | 0 | 0 | 0 | 0 | 0 | 0 | 0 | 5 | 5 | 5 | 4 | [14 empty] | 1 | 1 | 3 | 2 | 1 | 1 | 1 |  | 0
PG&E FRESNO | GWF Hanford | 115 | Geothermal |  |  | 0 | 0 | 0 | 0 | 0 | 0 | 0 | 0 | 0 | 5 | 5 | 5 | 2 | [14 empty] | 2 | 1 | 2 | 1 | 1 | 1 | 1 |  | 0
PG&E FRESNO | Haas | 230 | Geothermal |  |  | 0 | 0 | 0 | 0 | 0 | 0 | 0 | 0 | 0 | 5 | 5 | 5 | 2 | [14 empty] | 1 | 1 | 4 | 2 | 3 | 1 | 1 |  | 0
PG&E FRESNO | Hammonds | 115 | Geothermal |  |  | 0 | 0 | 0 | 0 | 0 | 0 | 0 | 0 | 0 | 5 | 2 | 5 | 2 | [14 empty] | 1 | 1 | 2 | 2 | 1 | 1 | 1 |  | 0
SCE Metro | HarborGen | 230 | Geothermal |  |  | 0 | 0 | 0 | 0 | 0 | 0 | 0 | 0 | 0 | 1 | 1 | 1 | 1 | [14 empty] | 1 | 1 | 2 | 1 | 1 | 1 | 1 |  | 0
PG&E NGBA | Harris | 60 | Geothermal |  |  | 0 | 0 | 0 | 0 | 0 | 0 | 0 | 0 | 0 | 5 | 2 | 1 | 1 | [14 empty] | 2 | 2 | 2 | 2 | 3 | 1 | 1 |  | 0
EOP | Harry Allen | 500 | Geothermal |  |  | 0 | 0 | 0 | 0 | 0 | 0 | 0 | 0 | 0 | 5 | 2 | 4 | 2 | [14 empty] | 2 | 2 | 4 | 1 | 3 | 1 | 1 |  | 0
PG&E NGBA | Hartley | 60 | Geothermal |  |  | 0 | 0 | 0 | 0 | 0 | 0 | 0 | 0 | 0 | 5 | 2 | 1 | 1 | [14 empty] | 2 | 2 | 4 | 2 | 3 | 1 | 1 |  | 0
SCE NOL | Harvard | 115 | Geothermal |  |  | 0 | 0 | 0 | 0 | 0 | 0 | 0 | 0 | 0 | 3 | 3 | 1 | 1 | [14 empty] | 2 | 1 | 4 | 1 | 1 | 1 | 1 |  | 0
SDGE | Hassayampa | 500 | Geothermal |  |  | 0 | 0 | 0 | 0 | 0 | 0 | 0 | 0 | 0 | 5 | 4 | 4 | 4 | [14 empty] | 2 | 1 | 4 | 2 | 3 | 1 | 1 |  | 0
PG&E FRESNO | Helm | 230 | Geothermal |  |  | 0 | 0 | 0 | 0 | 0 | 0 | 0 | 0 | 0 | 5 | 5 | 5 | 2 | [14 empty] | 1 | 1 | 2 | 2 | 1 | 1 | 1 |  | 0
PG&E FRESNO | Helm | 70 | Geothermal |  |  | 0 | 0 | 0 | 0 | 0 | 0 | 0 | 0 | 0 | 5 | 2 | 5 | 2 | [14 empty] | 1 | 1 | 2 | 2 | 1 | 1 | 1 |  | 0
PG&E FRESNO | Henrietta | 115 | Geothermal |  |  | 0 | 0 | 0 | 0 | 0 | 0 | 0 | 0 | 0 | 5 | 2 | 5 | 2 | [14 empty] | 1 | 1 | 1 | 2 | 1 | 1 | 1 |  | 0
PG&E FRESNO | Henrietta | 230 | Geothermal |  |  | 0 | 0 | 0 | 0 | 0 | 0 | 0 | 0 | 0 | 5 | 2 | 5 | 2 | [14 empty] | 1 | 1 | 1 | 2 | 1 | 1 | 1 |  | 0
PG&E FRESNO | Henrietta | 70 | Geothermal |  |  | 0 | 0 | 0 | 0 | 0 | 0 | 0 | 0 | 0 | 5 | 5 | 5 | 4 | [14 empty] | 1 | 1 | 1 | 2 | 1 | 1 | 1 |  | 0
PG&E FRESNO | Herndon | 115 | Geothermal |  |  | 0 | 0 | 0 | 0 | 0 | 0 | 0 | 0 | 0 | 5 | 2 | 5 | 2 | [14 empty] | 1 | 1 | 3 | 2 | 1 | 1 | 1 |  | 0
PG&E FRESNO | Herndon | 230 | Geothermal |  |  | 0 | 0 | 0 | 0 | 0 | 0 | 0 | 0 | 0 | 5 | 4 | 5 | 2 | [14 empty] | 1 | 1 | 3 | 2 | 1 | 1 | 1 |  | 0
PG&E GBA | Hicks | 230 | Geothermal |  |  | 0 | 0 | 0 | 0 | 0 | 0 | 0 | 0 | 0 | 5 | 4 | 1 | 1 | [14 empty] | 2 | 1 | 4 | 2 | 2 | 1 | 1 |  | 0
PG&E NGBA | Higgins | 115 | Geothermal |  |  | 0 | 0 | 0 | 0 | 0 | 0 | 0 | 0 | 0 | 5 | 5 | 1 | 1 | [14 empty] | 2 | 1 | 4 | 1 | 3 | 1 | 1 |  | 0
PG&E NGBA | Hilltop | 345 | Geothermal |  |  | 100 | 0 | 100 | 0 | 0 | 0 | 100 | 0 | 100 | 5 | 2 | 1 | 1 | [14 empty] | 2 | 2 | 4 | 1 | 3 | 5- | 1 |  | 1
SCE Metro | Hinson | 230 | Geothermal |  |  | 0 | 0 | 0 | 0 | 0 | 0 | 0 | 0 | 0 | 1 | 1 | 1 | 1 | [14 empty] | 1 | 1 | 2 | 1 | 1 | 1 | 1 |  | 0
PG&E GBA | Hollister | 115 | Geothermal |  |  | 0 | 0 | 0 | 0 | 0 | 0 | 0 | 0 | 0 | 5 | 4 | 1 | 1 | [14 empty] | 2 | 2 | 4 | 2 | 3 | 1 | 1 |  | 0
PG&E NGBA | Homestake | 115 | Geothermal |  |  | 0 | 0 | 0 | 0 | 0 | 0 | 0 | 0 | 0 | 5 | 2 | 1 | 1 | [14 empty] | 2 | 1 | 4 | 2 | 3 | 1 | 1 |  | 0
PG&E NGBA | Honcut | 115 | Geothermal |  |  | 0 | 0 | 0 | 0 | 0 | 0 | 0 | 0 | 0 | 5 | 5 | 1 | 1 | [14 empty] | 2 | 1 | 4 | 2 | 3 | 1 | 1 |  | 0
SDGE | Hoodoo Wash | 500 | Geothermal |  |  | 0 | 0 | 0 | 0 | 0 | 0 | 0 | 0 | 0 | 5 | 2 | 4 | 2 | [14 empty] | 2 | 2 | 4 | 2 | 3 | 1 | 1 |  | 0
PG&E NGBA | Hopland | 115 | Geothermal |  |  | 0 | 0 | 0 | 0 | 0 | 0 | 0 | 0 | 0 | 5 | 2 | 1 | 1 | [14 empty] | 2 | 2 | 4 | 2 | 3 | 1 | 1 |  | 0
PG&E NGBA | Hopland | 60 | Geothermal |  |  | 0 | 0 | 0 | 0 | 0 | 0 | 0 | 0 | 0 | 5 | 2 | 1 | 1 | [14 empty] | 2 | 2 | 4 | 2 | 3 | 1 | 1 |  | 0
PG&E NGBA | Humboldt | 115 | Geothermal |  |  | 0 | 0 | 0 | 0 | 0 | 0 | 0 | 0 | 0 | 5 | 2 | 1 | 1 | [14 empty] | 2 | 2 | 3 | 2 | 3 | 1 | 1 |  | 0
PG&E NGBA | Humboldt | 60 | Geothermal |  |  | 0 | 0 | 0 | 0 | 0 | 0 | 0 | 0 | 0 | 5 | 2 | 1 | 1 | [14 empty] | 2 | 2 | 3 | 2 | 3 | 1 | 1 |  | 0
PG&E NGBA | Humboldt | 500 | Geothermal |  |  | 0 | 0 | 0 | 0 | 0 | 0 | 0 | 0 | 0 | 5 | 2 | 1 | 1 | [14 empty] | 2 | 2 | 3 | 2 | 3 | 1 | 1 |  | 0
SCE Metro | Huntington Beach | 230 | Geothermal |  |  | 0 | 0 | 0 | 0 | 0 | 0 | 0 | 0 | 0 | 1 | 1 | 1 | 1 | [14 empty] | 1 | 1 | 1 | 1 | 2 | 1 | 1 |  | 0
PG&E NGBA | Ignacio | 115 | Geothermal |  |  | 0 | 0 | 0 | 0 | 0 | 0 | 0 | 0 | 0 | 5 | 4 | 1 | 1 | [14 empty] | 2 | 1 | 4 | 1 | 3 | 1 | 1 |  | 0
PG&E NGBA | Ignacio | 230 | Geothermal |  |  | 115 | 0 | 115 | 0 | 0 | 0 | 115 | 0 | 115 | 5 | 2 | 1 | 1 | [14 empty] | 2 | 1 | 4 | 1 | 3 | 5- | 1 |  | 1
PG&E NGBA | Ignacio | 60 | Geothermal |  |  | 0 | 0 | 0 | 0 | 0 | 0 | 0 | 0 | 0 | 5 | 2 | 1 | 1 | [14 empty] | 2 | 1 | 4 | 1 | 3 | 1 | 1 |  | 0
SDGE | Imperial Beach | 69 | Geothermal |  |  | 0 | 0 | 0 | 0 | 0 | 0 | 0 | 0 | 0 | 1 | 1 | 1 | 1 | [14 empty] | 2 | 1 | 3 | 1 | 2 | 1 | 1 |  | 0
SDGE | Imperial Valley | 230 | Geothermal | YES | Imperial-IID | 25 | 0 | 25 | 25 | 0 | 25 | 0 | 0 | 0 | 1 | 1 | 1 | 1 | 4 | 1 |  | 1 |  |  |  | 1 | 1 | 1 | 1 | 1 | 1 | 1 | 1 | 1 | 2 | 2 | 1 | 1 | 5 |  | 1
SDGE | Imperial Valley | 500 | Geothermal |  |  | 505 | 0 | 505 | 0 | 0 | 0 | 505 | 0 | 505 | 1 | 1 | 1 | 1 | [14 empty] | 1 | 1 | 2 | 2 | 1 | 5- | 1 |  | 1
EOP | Innovation | 138 | Geothermal |  |  | 0 | 0 | 0 | 0 | 0 | 0 | 0 | 0 | 0 | 5 | 2 | 4 | 2 | [14 empty] | 2 | 2 | 4 | 1 | 3 | 1 | 1 |  | 0
EOP | Innovation | 230 | Geothermal |  |  | 0 | 0 | 0 | 0 | 0 | 0 | 0 | 0 | 0 | 5 | 2 | 4 | 2 | [14 empty] | 2 | 2 | 4 | 1 | 3 | 1 | 1 |  | 0
SCE NOL | Inyokern | 115 | Geothermal |  |  | 0 | 0 | 0 | 0 | 0 | 0 | 0 | 0 | 0 | 3 | 3 | 1 | 1 | [14 empty] | 2 | 2 | 4 | 1 | 3 | 1 | 1 |  | 0
EOP | IS Tap | 138 | Geothermal |  |  | 0 | 0 | 0 | 0 | 0 | 0 | 0 | 0 | 0 | 5 | 2 | 4 | 2 | [14 empty] | 2 | 2 | 4 | 1 | 3 | 1 | 1 |  | 0
EOP | Ivanpah | 115 | Geothermal |  |  | 0 | 0 | 0 | 0 | 0 | 0 | 0 | 0 | 0 | 5 | 2 | 4 | 2 | [14 empty] | 2 | 2 | 4 | 1 | 1 | 1 | 1 |  | 0
EOP | Ivanpah | 230 | Geothermal |  |  | 0 | 0 | 0 | 0 | 0 | 0 | 0 | 0 | 0 | 5 | 2 | 4 | 2 | [14 empty] | 2 | 2 | 4 | 1 | 1 | 1 | 1 |  | 0
EOP | Jackass (DOE) | 138 | Geothermal |  |  | 0 | 0 | 0 | 0 | 0 | 0 | 0 | 0 | 0 | 5 | 2 | 4 | 2 | [14 empty] | 2 | 2 | 4 | 1 | 3 | 1 | 1 |  | 0
PG&E NGBA | James B Black | 230 | Geothermal |  |  | 0 | 0 | 0 | 0 | 0 | 0 | 0 | 0 | 0 | 5 | 2 | 1 | 1 | [14 empty] | 2 | 2 | 4 | 2 | 3 | 1 | 1 |  | 0
PG&E GBA | Jefferson | 230 | Geothermal |  |  | 0 | 0 | 0 | 0 | 0 | 0 | 0 | 0 | 0 | 5 | 4 | 1 | 1 | [14 empty] | 2 | 1 | 3 | 1 | 2 | 1 | 1 |  | 0
PG&E NGBA | Jessup | 115 | Geothermal |  |  | 0 | 0 | 0 | 0 | 0 | 0 | 0 | 0 | 0 | 5 | 2 | 1 | 1 | [14 empty] | 2 | 2 | 3 | 2 | 3 | 1 | 1 |  | 0
SCE Metro | Johanna | 230 | Geothermal |  |  | 0 | 0 | 0 | 0 | 0 | 0 | 0 | 0 | 0 | 1 | 1 | 1 | 1 | [14 empty] | 1 | 1 | 2 | 1 | 1 | 1 | 1 |  | 0
SCE Eastern | Julian Hinds | 230 | Geothermal |  |  | 0 | 0 | 0 | 0 | 0 | 0 | 0 | 0 | 0 | 5 | 4 | 1 | 1 | [14 empty] | 2 | 1 | 4 | 1 | 3 | 1 | 1 |  | 0
PG&E GBA | Kasson | 115 | Geothermal |  |  | 0 | 0 | 0 | 0 | 0 | 0 | 0 | 0 | 0 | 5 | 5 | 1 | 1 | [14 empty] | 1 | 1 | 4 | 2 | 1 | 1 | 1 |  | 0
PG&E GBA | Kasson | 60 | Geothermal |  |  | 0 | 0 | 0 | 0 | 0 | 0 | 0 | 0 | 0 | 5 | 5 | 1 | 1 | [14 empty] | 1 | 1 | 4 | 2 | 1 | 1 | 1 |  | 0
PG&E FRESNO | Kearney | 230 | Geothermal |  |  | 0 | 0 | 0 | 0 | 0 | 0 | 0 | 0 | 0 | 5 | 5 | 5 | 2 | [14 empty] | 1 | 1 | 3 | 2 | 1 | 1 | 1 |  | 0
PG&E FRESNO | Kearney | 70 | Geothermal |  |  | 0 | 0 | 0 | 0 | 0 | 0 | 0 | 0 | 0 | 5 | 5 | 5 | 2 | [14 empty] | 1 | 1 | 3 | 2 | 1 | 1 | 1 |  | 0
PG&E GBA | Kelso | 230 | Geothermal |  |  | 0 | 0 | 0 | 0 | 0 | 0 | 0 | 0 | 0 | 5 | 2 | 1 | 1 | [14 empty] | 2 | 1 | 2 | 1 | 2 | 1 | 1 |  | 0
PG&E FRESNO | Kerchoff 1 | 115 | Geothermal |  |  | 0 | 0 | 0 | 0 | 0 | 0 | 0 | 0 | 0 | 5 | 5 | 5 | 2 | [14 empty] | 1 | 1 | 4 | 2 | 3 | 1 | 1 |  | 0
PG&E KERN | Kern Oil | 115 | Geothermal |  |  | 0 | 0 | 0 | 0 | 0 | 0 | 0 | 0 | 0 | 5 | 2 | 5 | 4 | [14 empty] | 1 | 1 | 1 | 1 | 1 | 1 | 1 |  | 0
PG&E KERN | Kern PP | 115 | Geothermal |  |  | 0 | 0 | 0 | 0 | 0 | 0 | 0 | 0 | 0 | 5 | 2 | 5 | 4 | [14 empty] | 1 | 1 | 2 | 1 | 2 | 1 | 1 |  | 0
PG&E KERN | Kern PP | 230 | Geothermal |  |  | 0 | 0 | 0 | 0 | 0 | 0 | 0 | 0 | 0 | 5 | 2 | 5 | 4 | [14 empty] | 1 | 1 | 2 | 1 | 2 | 1 | 1 |  | 0
PG&E KERN | Kern PP | 70 | Geothermal |  |  | 0 | 0 | 0 | 0 | 0 | 0 | 0 | 0 | 0 | 5 | 2 | 5 | 2 | [14 empty] | 1 | 1 | 2 | 1 | 2 | 1 | 1 |  | 0
PG&E KERN | Kernridge | 115 | Geothermal |  |  | 0 | 0 | 0 | 0 | 0 | 0 | 0 | 0 | 0 | 5 | 2 | 5 | 4 | [14 empty] | 1 | 1 | 1 | 1 | 1 | 1 | 1 |  | 0
PG&E FRESNO | Kingsburg | 115 | Geothermal |  |  | 0 | 0 | 0 | 0 | 0 | 0 | 0 | 0 | 0 | 5 | 5 | 5 | 4 | [14 empty] | 1 | 1 | 2 | 2 | 1 | 1 | 1 |  | 0
PG&E GBA | Kirker | 115 | Geothermal |  |  | 0 | 0 | 0 | 0 | 0 | 0 | 0 | 0 | 0 | 5 | 2 | 1 | 1 | [14 empty] | 2 | 1 | 3 | 1 | 1 | 1 | 1 |  | 0
PG&E NGBA | Knights Landing | 115 | Geothermal |  |  | 0 | 0 | 0 | 0 | 0 | 0 | 0 | 0 | 0 | 5 | 5 | 1 | 1 | [14 empty] | 2 | 1 | 4 | 2 | 3 | 1 | 1 |  | 0
PG&E NGBA | Konocti | 60 | Geothermal |  |  | 0 | 0 | 0 | 0 | 0 | 0 | 0 | 0 | 0 | 5 | 2 | 1 | 1 | [14 empty] | 2 | 2 | 4 | 2 | 3 | 1 | 1 |  | 0
SCE NOL | Kramer | 115 | Geothermal |  |  | 0 | 0 | 0 | 0 | 0 | 0 | 0 | 0 | 0 | 3 | 3 | 1 | 1 | [14 empty] | 2 | 1 | 4 | 1 | 3 | 1 | 1 |  | 0
SCE NOL | Kramer | 230 | Geothermal |  |  | 0 | 0 | 0 | 0 | 0 | 0 | 0 | 0 | 0 | 3 | 3 | 1 | 1 | [14 empty] | 2 | 1 | 4 | 1 | 3 | 1 | 1 |  | 0
SCE Metro | La Cienega | 230 | Geothermal |  |  | 0 | 0 | 0 | 0 | 0 | 0 | 0 | 0 | 0 | 1 | 1 | 1 | 1 | [14 empty] | 1 | 1 | 2 | 1 | 2 | 1 | 1 |  | 0
SCE Metro | La Fresa | 230 | Geothermal |  |  | 0 | 0 | 0 | 0 | 0 | 0 | 0 | 0 | 0 | 1 | 1 | 1 | 1 | [14 empty] | 1 | 1 | 2 | 1 | 2 | 1 | 1 |  | 0
SCE Metro | Laguna Bell | 230 | Geothermal |  |  | 0 | 0 | 0 | 0 | 0 | 0 | 0 | 0 | 0 | 1 | 1 | 1 | 1 | [14 empty] | 1 | 1 | 2 | 1 | 1 | 1 | 1 |  | 0
PG&E KERN | Lakeview | 70 | Geothermal |  |  | 0 | 0 | 0 | 0 | 0 | 0 | 0 | 0 | 0 | 5 | 2 | 5 | 4 | [14 empty] | 1 | 1 | 4 | 1 | 1 | 1 | 1 |  | 0
PG&E NGBA | Lakeville | 230 | Geothermal |  |  | 0 | 0 | 0 | 0 | 0 | 0 | 0 | 0 | 0 | 5 | 4 | 1 | 1 | [14 empty] | 2 | 1 | 4 | 2 | 3 | 1 | 1 |  | 0
PG&E NGBA | Lakeville | 60 | Geothermal |  |  | 0 | 0 | 0 | 0 | 0 | 0 | 0 | 0 | 0 | 5 | 4 | 1 | 1 | [14 empty] | 2 | 1 | 4 | 2 | 3 | 1 | 1 |  | 0
PG&E NGBA | Lakeville | 115 | Geothermal |  |  | 35.8 | 0 | 35.8 | 0 | 0 | 0 | 35.8 | 0 | 35.8 | 5 | 4 | 1 | 1 | [14 empty] | 2 | 1 | 4 | 2 | 3 | 5- | 1 |  | 1
PG&E GBA | Lakewood | 115 | Geothermal |  |  | 0 | 0 | 0 | 0 | 0 | 0 | 0 | 0 | 0 | 5 | 2 | 1 | 1 | [14 empty] | 2 | 1 | 3 | 1 | 2 | 1 | 1 |  | 0
PG&E NGBA | Lambie | 230 | Geothermal |  |  | 0 | 0 | 0 | 0 | 0 | 0 | 0 | 0 | 0 | 5 | 4 | 1 | 1 | [14 empty] | 2 | 1 | 1 | 1 | 1 | 1 | 1 |  | 0
PG&E GBA | Lammers | 115 | Geothermal |  |  | 0 | 0 | 0 | 0 | 0 | 0 | 0 | 0 | 0 | 5 | 5 | 1 | 1 | [14 empty] | 1 | 1 | 1 | 2 | 2 | 1 | 1 |  | 0
PG&E KERN | Lamont | 115 | Geothermal |  |  | 0 | 0 | 0 | 0 | 0 | 0 | 0 | 0 | 0 | 5 | 2 | 5 | 4 | [14 empty] | 1 | 1 | 2 | 1 | 1 | 1 | 1 |  | 0
PG&E FRESNO | Las Aguilas | 230 | Geothermal |  |  | 0 | 0 | 0 | 0 | 0 | 0 | 0 | 0 | 0 | 5 | 2 | 5 | 2 | [14 empty] | 2 | 2 | 4 | 2 | 2 | 1 | 1 |  | 0
EOP | Lathrop | 138 | Geothermal |  |  | 0 | 0 | 0 | 0 | 0 | 0 | 0 | 0 | 0 | 5 | 2 | 4 | 2 | [14 empty] | 2 | 2 | 4 | 1 | 3 | 1 | 1 |  | 0
EOP | Lathrop | 230 | Geothermal |  |  | 0 | 0 | 0 | 0 | 0 | 0 | 0 | 0 | 0 | 5 | 2 | 4 | 2 | [14 empty] | 2 | 2 | 4 | 1 | 3 | 1 | 1 |  | 0
PG&E FRESNO | Le Grand | 115 | Geothermal |  |  | 0 | 0 | 0 | 0 | 0 | 0 | 0 | 0 | 0 | 5 | 5 | 5 | 2 | [14 empty] | 1 | 1 | 3 | 2 | 1 | 1 | 1 |  | 0
PG&E FRESNO | Lemoore | 70 | Geothermal |  |  | 0 | 0 | 0 | 0 | 0 | 0 | 0 | 0 | 0 | 5 | 2 | 5 | 2 | [14 empty] | 1 | 1 | 3 | 2 | 2 | 1 | 1 |  | 0
PG&E KERN | Lerdo | 115 | Geothermal |  |  | 0 | 0 | 0 | 0 | 0 | 0 | 0 | 0 | 0 | 5 | 2 | 5 | 4 | [14 empty] | 1 | 1 | 4 | 1 | 1 | 1 | 1 |  | 0
SCE Metro | Lewis | 230 | Geothermal |  |  | 0 | 0 | 0 | 0 | 0 | 0 | 0 | 0 | 0 | 1 | 1 | 1 | 1 | [14 empty] | 1 | 1 | 3 | 1 | 2 | 1 | 1 |  | 0
SCE Metro | Lighthipe | 230 | Geothermal |  |  | 0 | 0 | 0 | 0 | 0 | 0 | 0 | 0 | 0 | 1 | 1 | 1 | 1 | [14 empty] | 1 | 1 | 2 | 1 | 1 | 1 | 1 |  | 0
SDGE | Lilac | 69 | Geothermal |  |  | 0 | 0 | 0 | 0 | 0 | 0 | 0 | 0 | 0 | 1 | 1 | 1 | 1 | [14 empty] | 2 | 1 | 3 | 1 | 3 | 1 | 1 |  | 0
PG&E NGBA | Lincoln | 115 | Geothermal |  |  | 0 | 0 | 0 | 0 | 0 | 0 | 0 | 0 | 0 | 5 | 5 | 1 | 1 | [14 empty] | 2 | 1 | 3 | 2 | 3 | 1 | 1 |  | 0
PG&E KERN | Live Oak | 115 | Geothermal |  |  | 0 | 0 | 0 | 0 | 0 | 0 | 0 | 0 | 0 | 5 | 2 | 5 | 4 | [14 empty] | 1 | 1 | 1 | 1 | 1 | 1 | 1 |  | 0
PG&E GBA | Llagas | 115 | Geothermal |  |  | 0 | 0 | 0 | 0 | 0 | 0 | 0 | 0 | 0 | 5 | 4 | 1 | 1 | [14 empty] | 2 | 1 | 2 | 2 | 1 | 1 | 1 |  | 0
PG&E GBA | Lockeford | 115 | Geothermal |  |  | 0 | 0 | 0 | 0 | 0 | 0 | 0 | 0 | 0 | 5 | 5 | 1 | 1 | [14 empty] | 1 | 1 | 4 | 2 | 2 | 1 | 1 |  | 0
PG&E GBA | Lockeford | 230 | Geothermal |  |  | 0 | 0 | 0 | 0 | 0 | 0 | 0 | 0 | 0 | 5 | 5 | 1 | 1 | [14 empty] | 1 | 1 | 4 | 2 | 2 | 1 | 1 |  | 0
PG&E GBA | Lockeford | 60 | Geothermal |  |  | 0 | 0 | 0 | 0 | 0 | 0 | 0 | 0 | 0 | 5 | 5 | 1 | 1 | [14 empty] | 1 | 1 | 4 | 2 | 2 | 1 | 1 |  | 0
PG&E GBA | Lodi | 230 | Geothermal |  |  | 0 | 0 | 0 | 0 | 0 | 0 | 0 | 0 | 0 | 5 | 5 | 1 | 1 | [14 empty] | 1 | 1 | 1 | 2 | 1 | 1 | 1 |  | 0
PG&E NGBA | Logan Creek | 230 | Geothermal |  |  | 0 | 0 | 0 | 0 | 0 | 0 | 0 | 0 | 0 | 5 | 2 | 1 | 1 | [14 empty] | 2 | 2 | 4 | 1 | 2 | 1 | 1 |  | 0
PG&E GBA | Lone Tree | 230 | Geothermal |  |  | 0 | 0 | 0 | 0 | 0 | 0 | 0 | 0 | 0 | 5 | 2 | 1 | 1 | [14 empty] | 2 | 1 | 3 | 1 | 2 | 1 | 1 |  | 0
PG&E FRESNO | Los Banos | 230 | Geothermal |  |  | 10 | 0 | 10 | 0 | 0 | 0 | 10 | 0 | 10 | 5 | 2 | 5 | 2 | [14 empty] | 1 | 1 | 4 | 2 | 1 | 5- | 1 |  | 1
PG&E FRESNO | Los Banos | 500 | Geothermal |  |  | 0 | 0 | 0 | 0 | 0 | 0 | 0 | 0 | 0 | 1 | 1 | 1 | 1 | [14 empty] | 1 | 1 | 4 | 2 | 1 | 1 | 1 |  | 0
SDGE | Los Coches | 138 | Geothermal |  |  | 0 | 0 | 0 | 0 | 0 | 0 | 0 | 0 | 0 | 1 | 1 | 1 | 1 | [14 empty] | 2 | 2 | 4 | 2 | 3 | 1 | 1 |  | 0
SDGE | Los Coches | 69 | Geothermal |  |  | 0 | 0 | 0 | 0 | 0 | 0 | 0 | 0 | 0 | 1 | 1 | 1 | 1 | [14 empty] | 2 | 2 | 4 | 2 | 3 | 1 | 1 |  | 0
PG&E GBA | Los Esteros | 115 | Geothermal |  |  | 0 | 0 | 0 | 0 | 0 | 0 | 0 | 0 | 0 | 5 | 4 | 1 | 1 | [14 empty] | 2 | 1 | 1 | 2 | 1 | 1 | 1 |  | 0
PG&E GBA | Los Esteros | 230 | Geothermal |  |  | 0 | 0 | 0 | 0 | 0 | 0 | 0 | 0 | 0 | 5 | 4 | 1 | 1 | [14 empty] | 2 | 1 | 1 | 2 | 1 | 1 | 1 |  | 0
PG&E GBA | Los Positas | 230 | Geothermal |  |  | 0 | 0 | 0 | 0 | 0 | 0 | 0 | 0 | 0 | 5 | 4 | 1 | 1 | [14 empty] | 2 | 1 | 3 | 1 | 3 | 1 | 1 |  | 0
PG&E GBA | Los Positas | 60 | Geothermal |  |  | 0 | 0 | 0 | 0 | 0 | 0 | 0 | 0 | 0 | 5 | 2 | 1 | 1 | [14 empty] | 2 | 1 | 3 | 1 | 3 | 1 | 1 |  | 0
SDGE | Loveland | 69 | Geothermal |  |  | 0 | 0 | 0 | 0 | 0 | 0 | 0 | 0 | 0 | 1 | 1 | 1 | 1 | [14 empty] | 2 | 1 | 3 | 1 | 3 | 1 | 1 |  | 0
SCE NOL | Lugo | 230 | Geothermal |  |  | 0 | 0 | 0 | 0 | 0 | 0 | 0 | 0 | 0 | 1 | 1 | 1 | 1 | [14 empty] | 2 | 1 | 4 | 1 | 2 | 1 | 1 |  | 0
SCE Metro | Lugo | 500 | Geothermal | YES | Utah, Northern Nevada | 203 | 0 | 203 | 203 | 0 | 203 | 0 | 0 | 0 | 1 | 1 | 1 | 1 | 5 | N/A |  | N/A |  |  |  | N/A | N/A | N/A | N/A | N/A | N/A | N/A | 2 | 1 | 4 | 1 | 2 | 1 | 1 |  | 1
PG&E FRESNO | Madera | 70 | Geothermal |  |  | 0 | 0 | 0 | 0 | 0 | 0 | 0 | 0 | 0 | 5 | 5 | 5 | 2 | [14 empty] | 1 | 1 | 4 | 2 | 1 | 1 | 1 |  | 0
PG&E NGBA | Madison | 115 | Geothermal |  |  | 0 | 0 | 0 | 0 | 0 | 0 | 0 | 0 | 0 | 5 | 2 | 1 | 1 | [14 empty] | 2 | 1 | 4 | 2 | 3 | 1 | 1 |  | 0
PG&E KERN | Magunden | 115 | Geothermal |  |  | 0 | 0 | 0 | 0 | 0 | 0 | 0 | 0 | 0 | 5 | 2 | 5 | 4 | [14 empty] | 1 | 1 | 2 | 1 | 1 | 1 | 1 |  | 0
SCE Northern | Magunden | 230 | Geothermal |  |  | 0 | 0 | 0 | 0 | 0 | 0 | 0 | 0 | 0 | 5 | 5 | 1 | 1 | [14 empty] | 1 | 1 | 2 | 1 | 1 | 1 | 1 |  | 0
PG&E FRESNO | Malaga | 115 | Geothermal |  |  | 0 | 0 | 0 | 0 | 0 | 0 | 0 | 0 | 0 | 5 | 5 | 5 | 4 | [14 empty] | 1 | 1 | 1 | 2 | 1 | 1 | 1 |  | 0
PG&E NGBA | Malin | 500 | Geothermal |  |  | 1590 | 0 | 1590 | 0 | 0 | 0 | 1590 | 0 | 1590 | 5 | 2 | 1 | 1 | [14 empty] | 2 | 2 | 4 | 2 | 3 | 5- | 1 |  | 1
SCE Northern | Mandalay | 230 | Geothermal |  |  | 0 | 0 | 0 | 0 | 0 | 0 | 0 | 0 | 0 | 5 | 2 | 4 | 2 | [14 empty] | 2 | 1 | 2 | 1 | 1 | 1 | 1 |  | 0
PG&E FRESNO | Manning | 230 | Geothermal |  |  | 0 | 0 | 0 | 0 | 0 | 0 | 0 | 0 | 0 | 5 | 2 | 5 | 2 | [14 empty] | 1 | 1 | 2 | 2 | 1 | 1 | 1 |  | 0
PG&E FRESNO | Manning | 500 | Geothermal |  |  | 0 | 0 | 0 | 0 | 0 | 0 | 0 | 0 | 0 | 1 | 1 | 1 | 1 | [14 empty] | 1 | 1 | 2 | 2 | 1 | 1 | 1 |  | 0
PG&E GBA | Manteca | 115 | Geothermal |  |  | 0 | 0 | 0 | 0 | 0 | 0 | 0 | 0 | 0 | 5 | 5 | 5 | 4 | [14 empty] | 1 | 1 | 2 | 2 | 2 | 1 | 1 |  | 0
SDGE | Margarita | 138 | Geothermal |  |  | 0 | 0 | 0 | 0 | 0 | 0 | 0 | 0 | 0 | 1 | 1 | 1 | 1 | [14 empty] | 1 | 1 | 2 | 1 | 3 | 1 | 1 |  | 0
PG&E GBA | Martin | 230 | Geothermal |  |  | 0 | 0 | 0 | 0 | 0 | 0 | 0 | 0 | 0 | 5 | 2 | 1 | 1 | [14 empty] | 2 | 1 | 3 | 1 | 2 | 1 | 1 |  | 0
PG&E GBA | Martin | 115 | Geothermal |  |  | 0 | 0 | 0 | 0 | 0 | 0 | 0 | 0 | 0 | 1 | 1 | 1 | 1 | [14 empty] | 2 | 1 | 3 | 1 | 2 | 1 | 1 |  | 0
PG&E GBA | Martinez | 115 | Geothermal |  |  | 0 | 0 | 0 | 0 | 0 | 0 | 0 | 0 | 0 | 5 | 4 | 1 | 1 | [14 empty] | 2 | 1 | 1 | 1 | 1 | 1 | 1 |  | 0
PG&E FRESNO | Mc Mullin | 230 | Geothermal |  |  | 0 | 0 | 0 | 0 | 0 | 0 | 0 | 0 | 0 | 5 | 5 | 5 | 2 | [14 empty] | 1 | 1 | 3 | 2 | 1 | 1 | 1 |  | 0
PG&E FRESNO | McCall | 115 | Geothermal |  |  | 0 | 0 | 0 | 0 | 0 | 0 | 0 | 0 | 0 | 5 | 5 | 5 | 2 | [14 empty] | 1 | 1 | 3 | 2 | 1 | 1 | 1 |  | 0
PG&E FRESNO | McCall | 230 | Geothermal |  |  | 0 | 0 | 0 | 0 | 0 | 0 | 0 | 0 | 0 | 5 | 5 | 5 | 2 | [14 empty] | 1 | 1 | 3 | 2 | 1 | 1 | 1 |  | 0
PG&E GBA | Meadow Lane | 115 | Geothermal |  |  | 0 | 0 | 0 | 0 | 0 | 0 | 0 | 0 | 0 | 5 | 2 | 1 | 1 | [14 empty] | 2 | 1 | 2 | 1 | 1 | 1 | 1 |  | 0
PG&E GBA | Melones | 115 | Geothermal |  |  | 0 | 0 | 0 | 0 | 0 | 0 | 0 | 0 | 0 | 5 | 5 | 1 | 1 | [14 empty] | 2 | 1 | 4 | 1 | 3 | 1 | 1 |  | 0
PG&E GBA | Melones | 230 | Geothermal |  |  | 0 | 0 | 0 | 0 | 0 | 0 | 0 | 0 | 0 | 5 | 5 | 1 | 1 | [14 empty] | 2 | 1 | 4 | 1 | 3 | 1 | 1 |  | 0
SDGE | Melrose | 69 | Geothermal |  |  | 0 | 0 | 0 | 0 | 0 | 0 | 0 | 0 | 0 | 1 | 1 | 1 | 1 | [14 empty] | 2 | 1 | 3 | 1 | 3 | 1 | 1 |  | 0
PG&E NGBA | Mendocino | 115 | Geothermal |  |  | 0 | 0 | 0 | 0 | 0 | 0 | 0 | 0 | 0 | 5 | 2 | 1 | 1 | [14 empty] | 2 | 2 | 4 | 2 | 3 | 1 | 1 |  | 0
PG&E NGBA | Mendocino | 60 | Geothermal |  |  | 0 | 0 | 0 | 0 | 0 | 0 | 0 | 0 | 0 | 5 | 2 | 1 | 1 | [14 empty] | 2 | 2 | 4 | 2 | 3 | 1 | 1 |  | 0
PG&E FRESNO | Mendota | 115 | Geothermal |  |  | 0 | 0 | 0 | 0 | 0 | 0 | 0 | 0 | 0 | 5 | 5 | 5 | 2 | [14 empty] | 1 | 1 | 3 | 2 | 1 | 1 | 1 |  | 0
PG&E GBA | Menlo | 60 | Geothermal |  |  | 0 | 0 | 0 | 0 | 0 | 0 | 0 | 0 | 0 | 5 | 2 | 1 | 1 | [14 empty] | 2 | 1 | 3 | 1 | 2 | 1 | 1 |  | 0
PG&E FRESNO | Merced | 115 | Geothermal |  |  | 0 | 0 | 0 | 0 | 0 | 0 | 0 | 0 | 0 | 5 | 5 | 5 | 2 | [14 empty] | 1 | 1 | 4 | 2 | 1 | 1 | 1 |  | 0
EOP | Mercury | 138 | Geothermal |  |  | 0 | 0 | 0 | 0 | 0 | 0 | 0 | 0 | 0 | 5 | 2 | 4 | 2 | [14 empty] | 2 | 2 | 4 | 1 | 3 | 1 | 1 |  | 0
PG&E FRESNO | Mercy Springs | 70 | Geothermal |  |  | 0 | 0 | 0 | 0 | 0 | 0 | 0 | 0 | 0 | 5 | 2 | 5 | 2 | [14 empty] | 1 | 1 | 4 | 2 | 1 | 1 | 1 |  | 0
PG&E NGBA | Meridian | 60 | Geothermal |  |  | 0 | 0 | 0 | 0 | 0 | 0 | 0 | 0 | 0 | 5 | 2 | 1 | 1 | [14 empty] | 2 | 2 | 4 | 1 | 3 | 1 | 1 |  | 0
PG&E KERN | Mesa (PGE) | 115 | Geothermal |  |  | 0 | 0 | 0 | 0 | 0 | 0 | 0 | 0 | 0 | 5 | 2 | 5 | 2 | [14 empty] | 2 | 2 | 3 | 2 | 2 | 1 | 1 |  | 0
PG&E KERN | Mesa (PGE) | 230 | Geothermal |  |  | 0 | 0 | 0 | 0 | 0 | 0 | 0 | 0 | 0 | 5 | 2 | 5 | 4 | [14 empty] | 2 | 2 | 3 | 2 | 2 | 1 | 1 |  | 0
SCE Metro | Mesa (SCE) | 230 | Geothermal |  |  | 0 | 0 | 0 | 0 | 0 | 0 | 0 | 0 | 0 | 1 | 1 | 1 | 1 | [14 empty] | 1 | 1 | 3 | 1 | 2 | 1 | 1 |  | 0
SCE Metro | Mesa (SCE) | 500 | Geothermal |  |  | 0 | 0 | 0 | 0 | 0 | 0 | 0 | 0 | 0 | 1 | 1 | 1 | 1 | [14 empty] | 1 | 1 | 3 | 1 | 2 | 1 | 1 |  | 0
SDGE | Mesa Heights | 69 | Geothermal |  |  | 0 | 0 | 0 | 0 | 0 | 0 | 0 | 0 | 0 | 1 | 1 | 1 | 1 | [14 empty] | 2 | 1 | 2 | 1 | 3 | 1 | 1 |  | 0
PG&E GBA | Metcalf | 115 | Geothermal |  |  | 0 | 0 | 0 | 0 | 0 | 0 | 0 | 0 | 0 | 5 | 4 | 1 | 1 | [14 empty] | 2 | 1 | 1 | 2 | 3 | 1 | 1 |  | 0
PG&E GBA | Metcalf | 230 | Geothermal |  |  | 0 | 0 | 0 | 0 | 0 | 0 | 0 | 0 | 0 | 5 | 4 | 1 | 1 | [14 empty] | 2 | 1 | 1 | 2 | 3 | 1 | 1 |  | 0
PG&E GBA | Metcalf | 500 | Geothermal |  |  | 30 | 0 | 30 | 0 | 0 | 0 | 30 | 0 | 30 | 1 | 1 | 1 | 1 | [14 empty] | 2 | 1 | 1 | 2 | 3 | 5- | 1 |  | 1
PG&E KERN | Midway | 115 | Geothermal |  |  | 0 | 0 | 0 | 0 | 0 | 0 | 0 | 0 | 0 | 5 | 2 | 5 | 4 | [14 empty] | 1 | 1 | 3 | 1 | 1 | 1 | 1 |  | 0
PG&E KERN | Midway | 230 | Geothermal |  |  | 0 | 0 | 0 | 0 | 0 | 0 | 0 | 0 | 0 | 5 | 2 | 5 | 4 | [14 empty] | 1 | 1 | 3 | 1 | 1 | 1 | 1 |  | 0
PG&E KERN | Midway | 500 | Geothermal |  |  | 0 | 0 | 0 | 0 | 0 | 0 | 0 | 0 | 0 | 5 | 2 | 4 | 4 | [14 empty] | 1 | 1 | 3 | 1 | 1 | 1 | 1 |  | 0
SDGE | Miguel | 230 | Geothermal |  |  | 0 | 0 | 0 | 0 | 0 | 0 | 0 | 0 | 0 | 1 | 1 | 1 | 1 | [14 empty] | 2 | 1 | 3 | 1 | 2 | 1 | 1 |  | 0
SDGE | Miguel | 500 | Geothermal |  |  | 0 | 0 | 0 | 0 | 0 | 0 | 0 | 0 | 0 | 1 | 1 | 1 | 1 | [14 empty] | 2 | 1 | 3 | 1 | 2 | 1 | 1 |  | 0
SDGE | Miguel | 69 | Geothermal |  |  | 0 | 0 | 0 | 0 | 0 | 0 | 0 | 0 | 0 | 1 | 1 | 1 | 1 | [14 empty] | 2 | 1 | 3 | 1 | 2 | 1 | 1 |  | 0
PG&E GBA | Millbrae | 115 | Geothermal |  |  | 0 | 0 | 0 | 0 | 0 | 0 | 0 | 0 | 0 | 1 | 1 | 1 | 1 | [14 empty] | 2 | 1 | 3 | 1 | 2 | 1 | 1 |  | 0
PG&E GBA | Miller | 115 | Geothermal |  |  | 0 | 0 | 0 | 0 | 0 | 0 | 0 | 0 | 0 | 5 | 5 | 1 | 1 | [14 empty] | 1 | 1 | 4 | 2 | 1 | 1 | 1 |  | 0
SCE Metro | Mira Loma | 230 | Geothermal |  |  | 0 | 0 | 0 | 0 | 0 | 0 | 0 | 0 | 0 | 1 | 1 | 1 | 1 | [14 empty] | 1 | 1 | 1 | 1 | 1 | 1 | 1 |  | 0
SCE Metro | Mira Loma | 500 | Geothermal |  |  | 0 | 0 | 0 | 0 | 0 | 0 | 0 | 0 | 0 | 1 | 1 | 1 | 1 | [14 empty] | 1 | 1 | 1 | 1 | 1 | 1 | 1 |  | 0
SCE Eastern | Mirage | 115 | Geothermal |  |  | 0 | 0 | 0 | 0 | 0 | 0 | 0 | 0 | 0 | 5 | 4 | 1 | 1 | [14 empty] | 2 | 1 | 3 | 1 | 3 | 1 | 1 |  | 0
SCE Eastern | Mirage | 230 | Geothermal | YES | Imperial-IID | 30 | 0 | 30 | 30 | 0 | 30 | 0 | 0 | 0 | 5 | 4 | 1 | 1 |  | 1 |  | 1 |  |  |  | 1 | 1 | 1 | 2 | 2 | 2 | 1 | 2 | 1 | 3 | 1 | 3 | 1 | 5 |  | 1
SDGE | Mission | 138 | Geothermal |  |  | 0 | 0 | 0 | 0 | 0 | 0 | 0 | 0 | 0 | 1 | 1 | 1 | 1 | [14 empty] | 2 | 1 | 2 | 1 | 2 | 1 | 1 |  | 0
SDGE | Mission | 230 | Geothermal |  |  | 0 | 0 | 0 | 0 | 0 | 0 | 0 | 0 | 0 | 1 | 1 | 1 | 1 | [14 empty] | 2 | 1 | 2 | 1 | 2 | 1 | 1 |  | 0
SDGE | Mission | 69 | Geothermal |  |  | 0 | 0 | 0 | 0 | 0 | 0 | 0 | 0 | 0 | 1 | 1 | 1 | 1 | [14 empty] | 2 | 1 | 2 | 1 | 2 | 1 | 1 |  | 0
PG&E GBA | Mi-Wuk | 115 | Geothermal |  |  | 0 | 0 | 0 | 0 | 0 | 0 | 0 | 0 | 0 | 5 | 5 | 1 | 1 | [14 empty] | 2 | 1 | 4 | 1 | 3 | 1 | 1 |  | 0
EOP | Mohave | 500 | Geothermal |  |  | 0 | 0 | 0 | 0 | 0 | 0 | 0 | 0 | 0 | 5 | 2 | 4 | 2 | [14 empty] | 2 | 2 | 3 | 1 | 3 | 1 | 1 |  | 0
PG&E NGBA | Monroe | 115 | Geothermal |  |  | 0 | 0 | 0 | 0 | 0 | 0 | 0 | 0 | 0 | 5 | 2 | 1 | 1 | [14 empty] | 2 | 1 | 3 | 2 | 2 | 1 | 1 |  | 0
SDGE | Monserate | 69 | Geothermal |  |  | 0 | 0 | 0 | 0 | 0 | 0 | 0 | 0 | 0 | 1 | 1 | 1 | 1 | [14 empty] | 2 | 1 | 3 | 1 | 3 | 1 | 1 |  | 0
PG&E GBA | Monta Vista | 115 | Geothermal |  |  | 0 | 0 | 0 | 0 | 0 | 0 | 0 | 0 | 0 | 5 | 4 | 1 | 1 | [14 empty] | 2 | 1 | 3 | 2 | 3 | 1 | 1 |  | 0
PG&E GBA | Monta Vista | 230 | Geothermal |  |  | 0 | 0 | 0 | 0 | 0 | 0 | 0 | 0 | 0 | 5 | 4 | 1 | 1 | [14 empty] | 2 | 1 | 3 | 2 | 3 | 1 | 1 |  | 0
PG&E GBA | Monta Vista | 60 | Geothermal |  |  | 0 | 0 | 0 | 0 | 0 | 0 | 0 | 0 | 0 | 5 | 4 | 1 | 1 | [14 empty] | 2 | 1 | 3 | 2 | 3 | 1 | 1 |  | 0
PG&E NGBA | Monticello | 115 | Geothermal |  |  | 0 | 0 | 0 | 0 | 0 | 0 | 0 | 0 | 0 | 5 | 2 | 1 | 1 | [14 empty] | 2 | 1 | 4 | 2 | 3 | 1 | 1 |  | 0
SCE Northern | Moorpark | 230 | Geothermal |  |  | 0 | 0 | 0 | 0 | 0 | 0 | 0 | 0 | 0 | 5 | 2 | 4 | 2 | [14 empty] | 2 | 1 | 4 | 1 | 3 | 1 | 1 |  | 0
SCE Northern | Moorpark | 66 | Geothermal |  |  | 0 | 0 | 0 | 0 | 0 | 0 | 0 | 0 | 0 | 5 | 2 | 4 | 2 | [14 empty] | 2 | 1 | 4 | 1 | 3 | 1 | 1 |  | 0
PG&E GBA | Moraga | 115 | Geothermal |  |  | 0 | 0 | 0 | 0 | 0 | 0 | 0 | 0 | 0 | 5 | 2 | 1 | 1 | [14 empty] | 2 | 1 | 3 | 1 | 3 | 1 | 1 |  | 0
PG&E GBA | Moraga | 230 | Geothermal |  |  | 0 | 0 | 0 | 0 | 0 | 0 | 0 | 0 | 0 | 5 | 4 | 1 | 1 | [14 empty] | 2 | 1 | 3 | 1 | 3 | 1 | 1 |  | 0
PG&E GBA | Morgan Hill | 115 | Geothermal |  |  | 0 | 0 | 0 | 0 | 0 | 0 | 0 | 0 | 0 | 5 | 4 | 1 | 1 | [14 empty] | 2 | 1 | 3 | 2 | 2 | 1 | 1 |  | 0
PG&E KERN | Morro Bay | 115 | Geothermal |  |  | 0 | 0 | 0 | 0 | 0 | 0 | 0 | 0 | 0 | 5 | 2 | 5 | 2 | [14 empty] | 2 | 2 | 2 | 2 | 3 | 1 | 1 |  | 0
PG&E KERN | Morro Bay | 230 | Geothermal |  |  | 0 | 0 | 0 | 0 | 0 | 0 | 0 | 0 | 0 | 5 | 2 | 5 | 4 | [14 empty] | 2 | 2 | 2 | 2 | 3 | 1 | 1 |  | 0
PG&E KERN | Morro Bay | 500 | Geothermal |  |  | 0 | 0 | 0 | 0 | 0 | 0 | 0 | 0 | 0 | 5 | 2 | 4 | 4 | [14 empty] | 2 | 2 | 2 | 2 | 3 | 1 | 1 |  | 0
PG&E GBA | Moss Landing | 115 | Geothermal |  |  | 0 | 0 | 0 | 0 | 0 | 0 | 0 | 0 | 0 | 5 | 4 | 1 | 1 | [14 empty] | 2 | 2 | 1 | 2 | 2 | 1 | 1 |  | 0
PG&E GBA | Moss Landing | 230 | Geothermal |  |  | 0 | 0 | 0 | 0 | 0 | 0 | 0 | 0 | 0 | 5 | 4 | 1 | 1 | [14 empty] | 2 | 2 | 1 | 2 | 2 | 1 | 1 |  | 0
PG&E GBA | Moss Landing | 500 | Geothermal |  |  | 0 | 0 | 0 | 0 | 0 | 0 | 0 | 0 | 0 | 5 | 4 | 1 | 1 | [14 empty] | 2 | 2 | 1 | 2 | 2 | 1 | 1 |  | 0
EOP | Mountain Pass | 115 | Geothermal |  |  | 0 | 0 | 0 | 0 | 0 | 0 | 0 | 0 | 0 | 5 | 2 | 4 | 2 | [14 empty] | 2 | 2 | 4 | 1 | 1 | 1 | 1 |  | 0
PG&E GBA | Mountain View | 115 | Geothermal |  |  | 0 | 0 | 0 | 0 | 0 | 0 | 0 | 0 | 0 | 1 | 1 | 1 | 1 | [14 empty] | 2 | 1 | 2 | 2 | 2 | 1 | 1 |  | 0
PG&E GBA | Mt Eden | 115 | Geothermal |  |  | 0 | 0 | 0 | 0 | 0 | 0 | 0 | 0 | 0 | 5 | 2 | 1 | 1 | [14 empty] | 2 | 1 | 2 | 1 | 2 | 1 | 1 |  | 0
PG&E KERN | Mt Poso | 115 | Geothermal |  |  | 0 | 0 | 0 | 0 | 0 | 0 | 0 | 0 | 0 | 5 | 2 | 5 | 2 | [14 empty] | 1 | 1 | 2 | 1 | 1 | 1 | 1 |  | 0
SDGE | Murray | 69 | Geothermal |  |  | 0 | 0 | 0 | 0 | 0 | 0 | 0 | 0 | 0 | 1 | 1 | 1 | 1 | [14 empty] | 2 | 1 | 2 | 1 | 2 | 1 | 1 |  | 0
PG&E FRESNO | Mustang | 230 | Geothermal |  |  | 0 | 0 | 0 | 0 | 0 | 0 | 0 | 0 | 0 | 5 | 2 | 5 | 4 | [14 empty] | 1 | 1 | 1 | 2 | 1 | 1 | 1 |  | 0
SCE Northern | Neenach | 66 | Geothermal |  |  | 0 | 0 | 0 | 0 | 0 | 0 | 0 | 0 | 0 | 5 | 5 | 1 | 1 | [14 empty] | 2 | 1 | 4 | 1 | 3 | 1 | 1 |  | 0
PG&E KERN | New Sub - Gates - Midway (Proposed) | 230 | Geothermal |  |  | 0 | 0 | 0 | 0 | 0 | 0 | 0 | 0 | 0 | 5 | 2 | 5 | 4 | [14 empty] | 1 | 1 | 4 | 2 | 1 | 1 | 1 |  | 0
PG&E KERN | New Sub - Gates - Templeton (Proposed) | 230 | Geothermal |  |  | 0 | 0 | 0 | 0 | 0 | 0 | 0 | 0 | 0 | 5 | 2 | 5 | 4 | [14 empty] | 1 | 1 | 4 | 2 | 1 | 1 | 1 |  | 0
SCE NOL | New Sub - Kramer - Lugo (Proposed) | 230 | Geothermal |  |  | 0 | 0 | 0 | 0 | 0 | 0 | 0 | 0 | 0 | 3 | 3 | 1 | 1 | [14 empty] | 2 | 1 | 2 | 1 | 1 | 1 | 1 |  | 0
PG&E FRESNO | New Sub - Los Banos - Midway (Proposed) | 500 | Geothermal |  |  | 0 | 0 | 0 | 0 | 0 | 0 | 0 | 0 | 0 | 5 | 2 | 4 | 4 | [14 empty] | 1 | 1 | 4 | 2 | 1 | 1 | 1 |  | 0
SCE NOL | New Sub - Lugo - Pisgah (Proposed) | 230 | Geothermal |  |  | 0 | 0 | 0 | 0 | 0 | 0 | 0 | 0 | 0 | 1 | 1 | 1 | 1 | [14 empty] | 2 | 1 | 3 | 1 | 3 | 1 | 1 |  | 0
PG&E KERN | New Sub - Midway - Wheeler Ridge (Proposed) | 230 | Geothermal |  |  | 0 | 0 | 0 | 0 | 0 | 0 | 0 | 0 | 0 | 5 | 2 | 5 | 4 | [14 empty] | 1 | 1 | 3 | 1 | 1 | 1 | 1 |  | 0
PG&E NGBA | New Sub - Near existing Leavitt (PSREC) | 345 | Geothermal |  |  | 180 | 0 | 180 | 0 | 0 | 0 | 180 | 0 | 180 | 5 | 2 | 1 | 1 | [14 empty] | 2 | 2 | 1 | 1 | 3 | 5- | 1 |  | 1
PG&E NGBA | New Sub - Near existing Madeline (NVE) | 345 | Geothermal |  |  | 0 | 0 | 0 | 0 | 0 | 0 | 0 | 0 | 0 | 5 | 2 | 1 | 1 | [14 empty] | 2 | 2 | 4 | 1 | 3 | 1 | 1 |  | 0
SDGE | New Sub - North Gila - IV (Proposed) | 500 | Geothermal |  |  | 0 | 0 | 0 | 0 | 0 | 0 | 0 | 0 | 0 | 1 | 1 | 1 | 1 | [14 empty] | 2 | 1 | 4 | 2 | 2 | 1 | 1 |  | 0
PG&E NGBA | New Sub - Pit 1 - Cottonwood (Proposed) | 230 | Geothermal |  |  | 0 | 0 | 0 | 0 | 0 | 0 | 0 | 0 | 0 | 5 | 5 | 3 | 3 | [14 empty] | 2 | 2 | 4 | 2 | 3 | 1 | 1 |  | 0
PG&E GBA | New Sub - Rancho Seco - Bellota (Proposed) | 230 | Geothermal |  |  | 0 | 0 | 0 | 0 | 0 | 0 | 0 | 0 | 0 | 5 | 5 | 1 | 1 | [14 empty] | 1 | 1 | 4 | 2 | 3 | 1 | 1 |  | 0
SDGE | New Sub - Suncrest - Ocotillo (Proposed) | 500 | Geothermal |  |  | 0 | 0 | 0 | 0 | 0 | 0 | 0 | 0 | 0 | 1 | 1 | 1 | 1 | [14 empty] | 2 | 1 | 4 | 1 | 3 | 1 | 1 |  | 0
PG&E FRESNO | New Sub - Westley - Quinto (Proposed) | 230 | Geothermal |  |  | 80 | 0 | 80 | 0 | 0 | 0 | 80 | 0 | 80 | 1 | 1 | 1 | 1 | [14 empty] | 1 | 1 | 4 | 2 | 1 | 5- | 1 |  | 1
PG&E GBA | Newark | 115 | Geothermal |  |  | 0 | 0 | 0 | 0 | 0 | 0 | 0 | 0 | 0 | 5 | 4 | 1 | 1 | [14 empty] | 2 | 1 | 3 | 1 | 2 | 1 | 1 |  | 0
PG&E GBA | Newark | 230 | Geothermal |  |  | 0 | 0 | 0 | 0 | 0 | 0 | 0 | 0 | 0 | 5 | 4 | 1 | 1 | [14 empty] | 2 | 1 | 3 | 1 | 2 | 1 | 1 |  | 0
PG&E GBA | Newark | 60 | Geothermal |  |  | 0 | 0 | 0 | 0 | 0 | 0 | 0 | 0 | 0 | 5 | 2 | 1 | 1 | [14 empty] | 2 | 1 | 3 | 1 | 2 | 1 | 1 |  | 0
PG&E FRESNO | Newhall | 115 | Geothermal |  |  | 0 | 0 | 0 | 0 | 0 | 0 | 0 | 0 | 0 | 5 | 5 | 5 | 2 | [14 empty] | 1 | 1 | 4 | 2 | 1 | 1 | 1 |  | 0
PG&E KERN | Norco | 115 | Geothermal |  |  | 0 | 0 | 0 | 0 | 0 | 0 | 0 | 0 | 0 | 5 | 2 | 5 | 4 | [14 empty] | 1 | 1 | 3 | 1 | 1 | 1 | 1 |  | 0
PG&E GBA | Nortech | 115 | Geothermal |  |  | 0 | 0 | 0 | 0 | 0 | 0 | 0 | 0 | 0 | 5 | 4 | 1 | 1 | [14 empty] | 2 | 1 | 2 | 2 | 1 | 1 | 1 |  | 0
SDGE | North City Metering | 138 | Geothermal |  |  | 0 | 0 | 0 | 0 | 0 | 0 | 0 | 0 | 0 | 1 | 1 | 1 | 1 | [14 empty] | 2 | 1 | 2 | 1 | 3 | 1 | 1 |  | 0
PG&E GBA | North Dublin | 230 | Geothermal |  |  | 0 | 0 | 0 | 0 | 0 | 0 | 0 | 0 | 0 | 5 | 4 | 1 | 1 | [14 empty] | 2 | 1 | 2 | 1 | 3 | 1 | 1 |  | 0
SDGE | North Gila | 500 | Geothermal |  |  | 0 | 0 | 0 | 0 | 0 | 0 | 0 | 0 | 0 | 1 | 1 | 1 | 1 | [14 empty] | 2 | 2 | 4 | 2 | 3 | 1 | 1 |  | 0
SCE Metro | North of SONGS | 230 | Geothermal |  |  | 0 | 0 | 0 | 0 | 0 | 0 | 0 | 0 | 0 | 1 | 1 | 1 | 1 | [14 empty] | 2 | 1 | 3 | 1 | 3 | 1 | 1 |  | 0
SCE Metro | North of SONGS | 500 | Geothermal |  |  | 0 | 0 | 0 | 0 | 0 | 0 | 0 | 0 | 0 | 1 | 1 | 1 | 1 | [14 empty] | 2 | 1 | 3 | 1 | 3 | 1 | 1 |  | 0
PG&E NGBA | Notre Dame | 115 | Geothermal |  |  | 0 | 0 | 0 | 0 | 0 | 0 | 0 | 0 | 0 | 5 | 2 | 1 | 1 | [14 empty] | 2 | 1 | 4 | 2 | 2 | 1 | 1 |  | 0
PG&E GBA | Oakland C | 115 | Geothermal |  |  | 0 | 0 | 0 | 0 | 0 | 0 | 0 | 0 | 0 | 5 | 4 | 1 | 1 | [14 empty] | 2 | 1 | 1 | 1 | 2 | 1 | 1 |  | 0
PG&E GBA | Oakland J | 115 | Geothermal |  |  | 0 | 0 | 0 | 0 | 0 | 0 | 0 | 0 | 0 | 5 | 2 | 1 | 1 | [14 empty] | 2 | 1 | 2 | 1 | 1 | 1 | 1 |  | 0
PG&E GBA | Oakland L | 115 | Geothermal |  |  | 0 | 0 | 0 | 0 | 0 | 0 | 0 | 0 | 0 | 5 | 2 | 1 | 1 | [14 empty] | 2 | 1 | 2 | 1 | 1 | 1 | 1 |  | 0
PG&E GBA | Oakland X | 115 | Geothermal |  |  | 0 | 0 | 0 | 0 | 0 | 0 | 0 | 0 | 0 | 5 | 2 | 1 | 1 | [14 empty] | 2 | 1 | 2 | 1 | 2 | 1 | 1 |  | 0
SDGE | Ocean Ranch | 69 | Geothermal |  |  | 0 | 0 | 0 | 0 | 0 | 0 | 0 | 0 | 0 | 1 | 1 | 1 | 1 | [14 empty] | 2 | 1 | 4 | 1 | 3 | 1 | 1 |  | 0
PG&E KERN | Oceano | 115 | Geothermal |  |  | 0 | 0 | 0 | 0 | 0 | 0 | 0 | 0 | 0 | 5 | 2 | 5 | 2 | [14 empty] | 2 | 2 | 4 | 2 | 3 | 1 | 1 |  | 0
SDGE | Ocotillo Express | 500 | Geothermal |  |  | 0 | 0 | 0 | 0 | 0 | 0 | 0 | 0 | 0 | 1 | 1 | 1 | 1 | [14 empty] | 2 | 1 | 4 | 2 | 3 | 1 | 1 |  | 0
PG&E KERN | Old River | 70 | Geothermal |  |  | 0 | 0 | 0 | 0 | 0 | 0 | 0 | 0 | 0 | 5 | 2 | 5 | 4 | [14 empty] | 1 | 1 | 4 | 1 | 2 | 1 | 1 |  | 0
SDGE | Old Town | 230 | Geothermal |  |  | 0 | 0 | 0 | 0 | 0 | 0 | 0 | 0 | 0 | 1 | 1 | 1 | 1 | [14 empty] | 2 | 1 | 3 | 1 | 2 | 1 | 1 |  | 0
SCE Metro | Olinda | 230 | Geothermal |  |  | 0 | 0 | 0 | 0 | 0 | 0 | 0 | 0 | 0 | 1 | 1 | 1 | 1 | [14 empty] | 1 | 1 | 2 | 1 | 2 | 1 | 1 |  | 0
PG&E FRESNO | Olive | 115 | Geothermal |  |  | 0 | 0 | 0 | 0 | 0 | 0 | 0 | 0 | 0 | 5 | 2 | 5 | 4 | [14 empty] | 1 | 1 | 4 | 1 | 1 | 1 | 1 |  | 0
PG&E NGBA | Olivehurst | 115 | Geothermal |  |  | 0 | 0 | 0 | 0 | 0 | 0 | 0 | 0 | 0 | 5 | 5 | 1 | 1 | [14 empty] | 2 | 2 | 2 | 1 | 2 | 1 | 1 |  | 0
PG&E NGBA | Oregon Trail | 60 | Geothermal |  |  | 0 | 0 | 0 | 0 | 0 | 0 | 0 | 0 | 0 | 5 | 2 | 1 | 1 | [14 empty] | 2 | 2 | 3 | 2 | 3 | 1 | 1 |  | 0
SCE Northern | Ormond Beach | 230 | Geothermal |  |  | 0 | 0 | 0 | 0 | 0 | 0 | 0 | 0 | 0 | 5 | 2 | 4 | 2 | [14 empty] | 2 | 1 | 1 | 1 | 1 | 1 | 1 |  | 0
PG&E FRESNO | Oro Loma | 115 | Geothermal |  |  | 20 | 0 | 20 | 0 | 0 | 0 | 20 | 0 | 20 | 5 | 2 | 5 | 2 | [14 empty] | 1 | 1 | 4 | 2 | 1 | 5- | 1 |  | 1
PG&E FRESNO | Oro Loma | 70 | Geothermal |  |  | 0 | 0 | 0 | 0 | 0 | 0 | 0 | 0 | 0 | 5 | 2 | 5 | 2 | [14 empty] | 1 | 1 | 4 | 2 | 1 | 1 | 1 |  | 0
PG&E FRESNO | Orosi | 70 | Geothermal |  |  | 0 | 0 | 0 | 0 | 0 | 0 | 0 | 0 | 0 | 5 | 2 | 5 | 2 | [14 empty] | 1 | 1 | 4 | 1 | 1 | 1 | 1 |  | 0
SDGE | Otay | 69 | Geothermal |  |  | 0 | 0 | 0 | 0 | 0 | 0 | 0 | 0 | 0 | 1 | 1 | 1 | 1 | [14 empty] | 2 | 1 | 1 | 1 | 1 | 1 | 1 |  | 0
SDGE | Otay Mesa | 230 | Geothermal |  |  | 0 | 0 | 0 | 0 | 0 | 0 | 0 | 0 | 0 | 1 | 1 | 1 | 1 | [14 empty] | 2 | 1 | 1 | 1 | 3 | 1 | 1 |  | 0
PG&E FRESNO | Padre Flats SW STA | 230 | Geothermal |  |  | 50 | 0 | 50 | 0 | 0 | 0 | 50 | 0 | 50 | 5 | 2 | 5 | 2 | [14 empty] | 1 | 1 | 4 | 2 | 1 | 5- | 1 |  | 1
EOP | Pahrump | 138 | Geothermal |  |  | 0 | 0 | 0 | 0 | 0 | 0 | 0 | 0 | 0 | 5 | 2 | 4 | 2 | [14 empty] | 2 | 2 | 4 | 1 | 3 | 1 | 1 |  | 0
EOP | Pahrump | 230 | Geothermal |  |  | 0 | 0 | 0 | 0 | 0 | 0 | 0 | 0 | 0 | 5 | 2 | 4 | 2 | [14 empty] | 2 | 2 | 4 | 1 | 3 | 1 | 1 |  | 0
SDGE | Pala | 69 | Geothermal |  |  | 0 | 0 | 0 | 0 | 0 | 0 | 0 | 0 | 0 | 1 | 1 | 1 | 1 | [14 empty] | 2 | 1 | 1 | 1 | 3 | 1 | 1 |  | 0
PG&E NGBA | Palermo | 115 | Geothermal |  |  | 0 | 0 | 0 | 0 | 0 | 0 | 0 | 0 | 0 | 5 | 5 | 1 | 1 | [14 empty] | 2 | 1 | 2 | 2 | 2 | 1 | 1 |  | 0
PG&E NGBA | Palermo | 230 | Geothermal |  |  | 0 | 0 | 0 | 0 | 0 | 0 | 0 | 0 | 0 | 5 | 5 | 1 | 1 | [14 empty] | 2 | 1 | 2 | 2 | 2 | 1 | 1 |  | 0
SCE Eastern | Palo Verde | 500 | Geothermal |  |  | 0 | 0 | 0 | 0 | 0 | 0 | 0 | 0 | 0 | 5 | 4 | 4 | 4 | [14 empty] | 2 | 1 | 4 | 2 | 3 | 1 | 1 |  | 0
SDGE | Palomar Energy | 230 | Geothermal |  |  | 0 | 0 | 0 | 0 | 0 | 0 | 0 | 0 | 0 | 1 | 1 | 1 | 1 | [14 empty] | 2 | 1 | 2 | 1 | 3 | 1 | 1 |  | 0
PG&E KERN | Panama | 70 | Geothermal |  |  | 0 | 0 | 0 | 0 | 0 | 0 | 0 | 0 | 0 | 5 | 2 | 5 | 2 | [14 empty] | 1 | 1 | 4 | 1 | 1 | 1 | 1 |  | 0
PG&E FRESNO | Panoche | 115 | Geothermal |  |  | 0 | 0 | 0 | 0 | 0 | 0 | 0 | 0 | 0 | 5 | 5 | 5 | 2 | [14 empty] | 1 | 1 | 1 | 2 | 1 | 1 | 1 |  | 0
PG&E FRESNO | Panoche | 230 | Geothermal |  |  | 0 | 0 | 0 | 0 | 0 | 0 | 0 | 0 | 0 | 5 | 2 | 5 | 2 | [14 empty] | 1 | 1 | 1 | 2 | 1 | 1 | 1 |  | 0
SCE Northern | Pardee | 230 | Geothermal |  |  | 0 | 0 | 0 | 0 | 0 | 0 | 0 | 0 | 0 | 5 | 2 | 4 | 2 | [14 empty] | 1 | 1 | 3 | 1 | 3 | 1 | 1 |  | 0
PG&E NGBA | Parkway | 230 | Geothermal |  |  | 0 | 0 | 0 | 0 | 0 | 0 | 0 | 0 | 0 | 5 | 2 | 1 | 1 | [14 empty] | 2 | 1 | 4 | 1 | 2 | 1 | 1 |  | 0
SCE Northern | Pastoria | 230 | Geothermal |  |  | 0 | 0 | 0 | 0 | 0 | 0 | 0 | 0 | 0 | 5 | 2 | 4 | 2 | [14 empty] | 1 | 1 | 2 | 1 | 3 | 1 | 1 |  | 0
SCE Metro | Pauda | 230 | Geothermal |  |  | 0 | 0 | 0 | 0 | 0 | 0 | 0 | 0 | 0 | 1 | 1 | 1 | 1 | [14 empty] | 1 | 1 | 2 | 1 | 2 | 1 | 1 |  | 0
PG&E GBA | Paul Sweet | 115 | Geothermal |  |  | 0 | 0 | 0 | 0 | 0 | 0 | 0 | 0 | 0 | 1 | 1 | 1 | 1 | [14 empty] | 2 | 2 | 2 | 2 | 3 | 1 | 1 |  | 0
PG&E NGBA | Peabody | 230 | Geothermal |  |  | 0 | 0 | 0 | 0 | 0 | 0 | 0 | 0 | 0 | 5 | 2 | 1 | 1 | [14 empty] | 2 | 1 | 2 | 1 | 2 | 1 | 1 |  | 0
PG&E NGBA | Pease | 115 | Geothermal |  |  | 0 | 0 | 0 | 0 | 0 | 0 | 0 | 0 | 0 | 5 | 5 | 1 | 1 | [14 empty] | 2 | 2 | 2 | 1 | 2 | 1 | 1 |  | 0
PG&E NGBA | Pease | 60 | Geothermal |  |  | 0 | 0 | 0 | 0 | 0 | 0 | 0 | 0 | 0 | 5 | 5 | 1 | 1 | [14 empty] | 2 | 2 | 2 | 1 | 2 | 1 | 1 |  | 0
SDGE | Penasquitos | 138 | Geothermal |  |  | 0 | 0 | 0 | 0 | 0 | 0 | 0 | 0 | 0 | 1 | 1 | 1 | 1 | [14 empty] | 2 | 1 | 2 | 1 | 3 | 1 | 1 |  | 0
SDGE | Penasquitos | 230 | Geothermal |  |  | 0 | 0 | 0 | 0 | 0 | 0 | 0 | 0 | 0 | 1 | 1 | 1 | 1 | [14 empty] | 2 | 1 | 2 | 1 | 3 | 1 | 1 |  | 0
SDGE | Penasquitos | 69 | Geothermal |  |  | 0 | 0 | 0 | 0 | 0 | 0 | 0 | 0 | 0 | 1 | 1 | 1 | 1 | [14 empty] | 2 | 1 | 2 | 1 | 3 | 1 | 1 |  | 0
SDGE | Pendleton | 69 | Geothermal |  |  | 0 | 0 | 0 | 0 | 0 | 0 | 0 | 0 | 0 | 1 | 1 | 1 | 1 | [14 empty] | 2 | 1 | 4 | 1 | 3 | 1 | 1 |  | 0
PG&E NGBA | Penngrove | 115 | Geothermal |  |  | 0 | 0 | 0 | 0 | 0 | 0 | 0 | 0 | 0 | 5 | 2 | 1 | 1 | [14 empty] | 2 | 1 | 3 | 2 | 2 | 1 | 1 |  | 0
PG&E GBA | Peoria | 115 | Geothermal |  |  | 0 | 0 | 0 | 0 | 0 | 0 | 0 | 0 | 0 | 5 | 5 | 1 | 1 | [14 empty] | 2 | 1 | 4 | 1 | 3 | 1 | 1 |  | 0
PG&E GBA | Piercy | 115 | Geothermal |  |  | 0 | 0 | 0 | 0 | 0 | 0 | 0 | 0 | 0 | 5 | 4 | 1 | 1 | [14 empty] | 2 | 1 | 2 | 2 | 2 | 1 | 1 |  | 0
PG&E FRESNO | Pine Flat | 230 | Geothermal |  |  | 0 | 0 | 0 | 0 | 0 | 0 | 0 | 0 | 0 | 5 | 5 | 5 | 2 | [14 empty] | 1 | 1 | 4 | 2 | 3 | 1 | 1 |  | 0
SCE NOL | Pisgah | 230 | Geothermal |  |  | 0 | 0 | 0 | 0 | 0 | 0 | 0 | 0 | 0 | 1 | 1 | 1 | 1 | [14 empty] | 2 | 1 | 4 | 1 | 1 | 1 | 1 |  | 0
PG&E NGBA | Pit 1 | 230 | Geothermal |  |  | 0 | 0 | 0 | 0 | 0 | 0 | 0 | 0 | 0 | 5 | 5 | 3 | 3 | [14 empty] | 2 | 2 | 4 | 2 | 3 | 1 | 1 |  | 0
PG&E NGBA | Pit 1 | 60 | Geothermal |  |  | 0 | 0 | 0 | 0 | 0 | 0 | 0 | 0 | 0 | 5 | 5 | 3 | 3 | [14 empty] | 2 | 2 | 4 | 2 | 3 | 1 | 1 |  | 0
PG&E NGBA | Pit 3 | 230 | Geothermal |  |  | 0 | 0 | 0 | 0 | 0 | 0 | 0 | 0 | 0 | 5 | 5 | 3 | 3 | [14 empty] | 2 | 2 | 4 | 2 | 3 | 1 | 1 |  | 0
PG&E NGBA | Pit 4 | 230 | Geothermal |  |  | 0 | 0 | 0 | 0 | 0 | 0 | 0 | 0 | 0 | 5 | 2 | 1 | 1 | [14 empty] | 2 | 2 | 4 | 2 | 3 | 1 | 1 |  | 0
PG&E GBA | Pittsburg | 115 | Geothermal |  |  | 0 | 0 | 0 | 0 | 0 | 0 | 0 | 0 | 0 | 5 | 4 | 1 | 1 | [14 empty] | 2 | 1 | 2 | 1 | 1 | 1 | 1 |  | 0
PG&E GBA | Pittsburg | 230 | Geothermal |  |  | 0 | 0 | 0 | 0 | 0 | 0 | 0 | 0 | 0 | 5 | 4 | 1 | 1 | [14 empty] | 2 | 1 | 2 | 1 | 1 | 1 | 1 |  | 0
PG&E NGBA | Pleasant Grove | 115 | Geothermal |  |  | 0 | 0 | 0 | 0 | 0 | 0 | 0 | 0 | 0 | 5 | 5 | 1 | 1 | [14 empty] | 2 | 1 | 2 | 2 | 3 | 1 | 1 |  | 0
PG&E NGBA | POE | 230 | Geothermal |  |  | 0 | 0 | 0 | 0 | 0 | 0 | 0 | 0 | 0 | 5 | 5 | 1 | 1 | [14 empty] | 2 | 1 | 4 | 2 | 3 | 1 | 1 |  | 0
SDGE | Point Loma | 69 | Geothermal |  |  | 0 | 0 | 0 | 0 | 0 | 0 | 0 | 0 | 0 | 1 | 1 | 1 | 1 | [14 empty] | 2 | 1 | 3 | 1 | 2 | 1 | 1 |  | 0
SDGE | Pomerado | 69 | Geothermal |  |  | 0 | 0 | 0 | 0 | 0 | 0 | 0 | 0 | 0 | 1 | 1 | 1 | 1 | [14 empty] | 2 | 1 | 3 | 1 | 3 | 1 | 1 |  | 0
PG&E KERN | Poso Mountain | 115 | Geothermal |  |  | 0 | 0 | 0 | 0 | 0 | 0 | 0 | 0 | 0 | 5 | 2 | 5 | 4 | [14 empty] | 1 | 1 | 3 | 1 | 2 | 1 | 1 |  | 0
EOP | Primm | 230 | Geothermal |  |  | 0 | 0 | 0 | 0 | 0 | 0 | 0 | 0 | 0 | 5 | 2 | 4 | 2 | [14 empty] | 2 | 2 | 4 | 1 | 2 | 1 | 1 |  | 0
PG&E NGBA | Putah Creek | 115 | Geothermal |  |  | 0 | 0 | 0 | 0 | 0 | 0 | 0 | 0 | 0 | 5 | 2 | 1 | 1 | [14 empty] | 2 | 1 | 3 | 2 | 3 | 1 | 1 |  | 0
SDGE | Q1806 | 138 | Geothermal |  |  | 0 | 0 | 0 | 0 | 0 | 0 | 0 | 0 | 0 | 1 | 1 | 1 | 1 | [14 empty] | 1 | 1 | 2 | 1 | 3 | 1 | 1 |  | 0
PG&E FRESNO | Quinto | 230 | Geothermal |  |  | 30 | 0 | 30 | 0 | 0 | 0 | 30 | 0 | 30 | 5 | 2 | 5 | 2 | [14 empty] | 1 | 1 | 4 | 2 | 1 | 5- | 1 |  | 1
PG&E GBA | Race Track | 115 | Geothermal |  |  | 0 | 0 | 0 | 0 | 0 | 0 | 0 | 0 | 0 | 5 | 5 | 1 | 1 | [14 empty] | 2 | 1 | 4 | 1 | 3 | 1 | 1 |  | 0
SDGE | Rancho Mission Viejo | 138 | Geothermal |  |  | 0 | 0 | 0 | 0 | 0 | 0 | 0 | 0 | 0 | 1 | 1 | 1 | 1 | [14 empty] | 1 | 1 | 2 | 1 | 3 | 1 | 1 |  | 0
PG&E GBA | Rancho Seco | 230 | Geothermal |  |  | 0 | 0 | 0 | 0 | 0 | 0 | 0 | 0 | 0 | 5 | 5 | 1 | 1 | [14 empty] | 2 | 1 | 1 | 2 | 3 | 1 | 1 |  | 0
SCE Metro | Rancho Vista | 230 | Geothermal |  |  | 0 | 0 | 0 | 0 | 0 | 0 | 0 | 0 | 0 | 1 | 1 | 1 | 1 | [14 empty] | 1 | 1 | 1 | 1 | 1 | 1 | 1 |  | 0
SCE Metro | Rancho Vista | 500 | Geothermal |  |  | 0 | 0 | 0 | 0 | 0 | 0 | 0 | 0 | 0 | 1 | 1 | 1 | 1 | [14 empty] | 1 | 1 | 1 | 1 | 1 | 1 | 1 |  | 0
SCE NOL | Ransburg | 115 | Geothermal |  |  | 0 | 0 | 0 | 0 | 0 | 0 | 0 | 0 | 0 | 3 | 3 | 1 | 1 | [14 empty] | 2 | 1 | 4 | 1 | 1 | 1 | 1 |  | 0
PG&E GBA | Ravenswood | 115 | Geothermal |  |  | 0 | 0 | 0 | 0 | 0 | 0 | 0 | 0 | 0 | 5 | 2 | 1 | 1 | [14 empty] | 2 | 1 | 2 | 1 | 2 | 1 | 1 |  | 0
PG&E GBA | Ravenswood | 230 | Geothermal |  |  | 0 | 0 | 0 | 0 | 0 | 0 | 0 | 0 | 0 | 5 | 2 | 1 | 1 | [14 empty] | 2 | 1 | 2 | 1 | 2 | 1 | 1 |  | 0
SCE Northern | Rector | 230 | Geothermal |  |  | 0 | 0 | 0 | 0 | 0 | 0 | 0 | 0 | 0 | 5 | 5 | 1 | 1 | [14 empty] | 1 | 1 | 2 | 1 | 2 | 1 | 1 |  | 0
SCE Eastern | Red Bluff | 230 | Geothermal |  |  | 0 | 0 | 0 | 0 | 0 | 0 | 0 | 0 | 0 | 4 | 4 | 4 | 4 | [14 empty] | 2 | 2 | 4 | 1 | 3 | 1 | 1 |  | 0
SCE Eastern | Red Bluff | 500 | Geothermal |  |  | 0 | 0 | 0 | 0 | 0 | 0 | 0 | 0 | 0 | 4 | 4 | 4 | 4 | [14 empty] | 2 | 2 | 4 | 1 | 3 | 1 | 1 |  | 0
PG&E NGBA | Redbud | 115 | Geothermal |  |  | 0 | 0 | 0 | 0 | 0 | 0 | 0 | 0 | 0 | 5 | 2 | 1 | 1 | [14 empty] | 2 | 2 | 4 | 2 | 3 | 1 | 1 |  | 0
SCE Metro | Redondo | 230 | Geothermal |  |  | 0 | 0 | 0 | 0 | 0 | 0 | 0 | 0 | 0 | 1 | 1 | 1 | 1 | [14 empty] | 1 | 1 | 2 | 1 | 2 | 1 | 1 |  | 0
PG&E FRESNO | Reedley | 115 | Geothermal |  |  | 0 | 0 | 0 | 0 | 0 | 0 | 0 | 0 | 0 | 5 | 5 | 5 | 4 | [14 empty] | 1 | 1 | 4 | 2 | 1 | 1 | 1 |  | 0
PG&E KERN | Renfro | 115 | Geothermal |  |  | 0 | 0 | 0 | 0 | 0 | 0 | 0 | 0 | 0 | 5 | 2 | 5 | 2 | [14 empty] | 1 | 1 | 2 | 1 | 2 | 1 | 1 |  | 0
PG&E GBA | Richmond R | 115 | Geothermal |  |  | 0 | 0 | 0 | 0 | 0 | 0 | 0 | 0 | 0 | 5 | 4 | 1 | 1 | [14 empty] | 2 | 1 | 2 | 1 | 2 | 1 | 1 |  | 0
PG&E NGBA | Rincon | 115 | Geothermal |  |  | 0 | 0 | 0 | 0 | 0 | 0 | 0 | 0 | 0 | 5 | 2 | 1 | 1 | [14 empty] | 2 | 1 | 3 | 2 | 2 | 1 | 1 |  | 0
PG&E KERN | Rio Bravo | 115 | Geothermal |  |  | 0 | 0 | 0 | 0 | 0 | 0 | 0 | 0 | 0 | 5 | 2 | 5 | 2 | [14 empty] | 1 | 1 | 2 | 1 | 1 | 1 | 1 |  | 0
SCE Metro | Rio Hondo | 230 | Geothermal |  |  | 0 | 0 | 0 | 0 | 0 | 0 | 0 | 0 | 0 | 1 | 1 | 1 | 1 | [14 empty] | 1 | 1 | 4 | 1 | 1 | 1 | 1 |  | 0
PG&E NGBA | Rio Oso | 115 | Geothermal |  |  | 0 | 0 | 0 | 0 | 0 | 0 | 0 | 0 | 0 | 5 | 5 | 1 | 1 | [14 empty] | 2 | 1 | 4 | 1 | 3 | 1 | 1 |  | 0
PG&E NGBA | Rio Oso | 230 | Geothermal |  |  | 0 | 0 | 0 | 0 | 0 | 0 | 0 | 0 | 0 | 5 | 5 | 1 | 1 | [14 empty] | 2 | 1 | 4 | 1 | 3 | 1 | 1 |  | 0
PG&E GBA | Ripon | 115 | Geothermal |  |  | 0 | 0 | 0 | 0 | 0 | 0 | 0 | 0 | 0 | 5 | 5 | 1 | 1 | [14 empty] | 1 | 1 | 2 | 2 | 2 | 1 | 1 |  | 0
PG&E GBA | Riverbank | 115 | Geothermal |  |  | 0 | 0 | 0 | 0 | 0 | 0 | 0 | 0 | 0 | 5 | 5 | 1 | 1 | [14 empty] | 1 | 1 | 3 | 2 | 2 | 1 | 1 |  | 0
SCE NOL | Roadway | 115 | Geothermal |  |  | 0 | 0 | 0 | 0 | 0 | 0 | 0 | 0 | 0 | 1 | 1 | 1 | 1 | [14 empty] | 2 | 1 | 2 | 1 | 1 | 1 | 1 |  | 0
PG&E NGBA | Rock Creek 1 | 230 | Geothermal |  |  | 0 | 0 | 0 | 0 | 0 | 0 | 0 | 0 | 0 | 5 | 5 | 1 | 1 | [14 empty] | 2 | 2 | 4 | 1 | 3 | 1 | 1 |  | 0
SCE Northern | Rosamond | 66 | Geothermal |  |  | 0 | 0 | 0 | 0 | 0 | 0 | 0 | 0 | 0 | 5 | 5 | 1 | 1 | [14 empty] | 2 | 1 | 4 | 1 | 3 | 1 | 1 |  | 0
PG&E GBA | Rossmoor | 230 | Geothermal |  |  | 0 | 0 | 0 | 0 | 0 | 0 | 0 | 0 | 0 | 5 | 2 | 1 | 1 | [14 empty] | 2 | 1 | 4 | 1 | 3 | 1 | 1 |  | 0
PG&E NGBA | Round Mountain | 230 | Geothermal |  |  | 80 | 0 | 80 | 0 | 0 | 0 | 80 | 0 | 80 | 5 | 2 | 1 | 1 | [14 empty] | 2 | 2 | 4 | 2 | 3 | 5- | 1 |  | 1
PG&E NGBA | Round Mountain | 500 | Geothermal |  |  | 0 | 0 | 0 | 0 | 0 | 0 | 0 | 0 | 0 | 5 | 2 | 1 | 1 | [14 empty] | 2 | 2 | 4 | 2 | 3 | 1 | 1 |  | 0
PG&E GBA | Salado | 115 | Geothermal |  |  | 0 | 0 | 0 | 0 | 0 | 0 | 0 | 0 | 0 | 5 | 4 | 1 | 1 | [14 empty] | 1 | 1 | 4 | 2 | 1 | 1 | 1 |  | 0
PG&E GBA | Salado | 60 | Geothermal |  |  | 0 | 0 | 0 | 0 | 0 | 0 | 0 | 0 | 0 | 5 | 4 | 1 | 1 | [14 empty] | 1 | 1 | 4 | 2 | 1 | 1 | 1 |  | 0
PG&E GBA | Salinas | 115 | Geothermal |  |  | 0 | 0 | 0 | 0 | 0 | 0 | 0 | 0 | 0 | 1 | 1 | 1 | 1 | [14 empty] | 2 | 2 | 3 | 2 | 2 | 1 | 1 |  | 0
SDGE | Salt Creek | 69 | Geothermal |  |  | 0 | 0 | 0 | 0 | 0 | 0 | 0 | 0 | 0 | 1 | 1 | 1 | 1 | [14 empty] | 2 | 1 | 3 | 1 | 2 | 1 | 1 |  | 0
SCE Eastern | San Bernardino | 230 | Geothermal |  |  | 0 | 0 | 0 | 0 | 0 | 0 | 0 | 0 | 0 | 4 | 4 | 1 | 1 | [14 empty] | 1 | 1 | 2 | 1 | 2 | 1 | 1 |  | 0
PG&E GBA | SAN FRAN A (POTRERO PP) | 115 | Geothermal |  |  | 0 | 0 | 0 | 0 | 0 | 0 | 0 | 0 | 0 | 5 | 2 | 1 | 1 | [14 empty] | 2 | 1 | 2 | 1 | 2 | 1 | 1 |  | 0
PG&E GBA | SAN FRAN A (POTRERO PP) | 230 | Geothermal |  |  | 0 | 0 | 0 | 0 | 0 | 0 | 0 | 0 | 0 | 5 | 2 | 1 | 1 | [14 empty] | 2 | 1 | 2 | 1 | 2 | 1 | 1 |  | 0
PG&E GBA | San Jose A | 115 | Geothermal |  |  | 0 | 0 | 0 | 0 | 0 | 0 | 0 | 0 | 0 | 5 | 4 | 1 | 1 | [14 empty] | 2 | 1 | 2 | 2 | 2 | 1 | 1 |  | 0
PG&E GBA | San Jose B | 115 | Geothermal |  |  | 0 | 0 | 0 | 0 | 0 | 0 | 0 | 0 | 0 | 5 | 4 | 1 | 1 | [14 empty] | 2 | 1 | 3 | 2 | 2 | 1 | 1 |  | 0
PG&E GBA | San Leandro U | 115 | Geothermal |  |  | 0 | 0 | 0 | 0 | 0 | 0 | 0 | 0 | 0 | 5 | 2 | 1 | 1 | [14 empty] | 2 | 1 | 3 | 1 | 2 | 1 | 1 |  | 0
PG&E KERN | San Luis Obispo | 115 | Geothermal |  |  | 0 | 0 | 0 | 0 | 0 | 0 | 0 | 0 | 0 | 5 | 2 | 5 | 2 | [14 empty] | 2 | 2 | 4 | 2 | 3 | 1 | 1 |  | 0
PG&E KERN | San Luis Obispo | 70 | Geothermal |  |  | 0 | 0 | 0 | 0 | 0 | 0 | 0 | 0 | 0 | 5 | 2 | 5 | 2 | [14 empty] | 2 | 2 | 4 | 2 | 3 | 1 | 1 |  | 0
SDGE | San Luis Rey | 230 | Geothermal |  |  | 0 | 0 | 0 | 0 | 0 | 0 | 0 | 0 | 0 | 1 | 1 | 1 | 1 | [14 empty] | 2 | 1 | 4 | 1 | 3 | 1 | 1 |  | 0
SDGE | San Luis Rey | 69 | Geothermal |  |  | 0 | 0 | 0 | 0 | 0 | 0 | 0 | 0 | 0 | 1 | 1 | 1 | 1 | [14 empty] | 2 | 1 | 4 | 1 | 3 | 1 | 1 |  | 0
SDGE | San Marcos | 69 | Geothermal |  |  | 0 | 0 | 0 | 0 | 0 | 0 | 0 | 0 | 0 | 1 | 1 | 1 | 1 | [14 empty] | 2 | 1 | 2 | 1 | 3 | 1 | 1 |  | 0
SCE Metro | San Onofre | 230 | Geothermal |  |  | 0 | 0 | 0 | 0 | 0 | 0 | 0 | 0 | 0 | 1 | 1 | 1 | 1 | [14 empty] | 2 | 1 | 4 | 1 | 3 | 1 | 1 |  | 0
PG&E GBA | San Pablo | 115 | Geothermal |  |  | 0 | 0 | 0 | 0 | 0 | 0 | 0 | 0 | 0 | 5 | 4 | 1 | 1 | [14 empty] | 2 | 1 | 2 | 1 | 1 | 1 | 1 |  | 0
PG&E GBA | San Ramon | 230 | Geothermal |  |  | 0 | 0 | 0 | 0 | 0 | 0 | 0 | 0 | 0 | 5 | 2 | 1 | 1 | [14 empty] | 2 | 1 | 2 | 1 | 3 | 1 | 1 |  | 0
SDGE | San Ysidro | 69 | Geothermal |  |  | 0 | 0 | 0 | 0 | 0 | 0 | 0 | 0 | 0 | 1 | 1 | 1 | 1 | [14 empty] | 2 | 1 | 2 | 1 | 2 | 1 | 1 |  | 0
SCE NOL | Sandlot | 230 | Geothermal |  |  | 0 | 0 | 0 | 0 | 0 | 0 | 0 | 0 | 0 | 3 | 3 | 1 | 1 | [14 empty] | 2 | 1 | 4 | 1 | 2 | 1 | 1 |  | 0
EOP | Sandy | 138 | Geothermal |  |  | 0 | 0 | 0 | 0 | 0 | 0 | 0 | 0 | 0 | 5 | 2 | 4 | 2 | [14 empty] | 2 | 2 | 4 | 1 | 3 | 1 | 1 |  | 0
PG&E FRESNO | Sanger | 115 | Geothermal |  |  | 0 | 0 | 0 | 0 | 0 | 0 | 0 | 0 | 0 | 5 | 5 | 5 | 4 | [14 empty] | 1 | 1 | 2 | 2 | 2 | 1 | 1 |  | 0
SCE Northern | Santa Clara | 230 | Geothermal |  |  | 0 | 0 | 0 | 0 | 0 | 0 | 0 | 0 | 0 | 5 | 2 | 4 | 2 | [14 empty] | 2 | 1 | 3 | 1 | 2 | 1 | 1 |  | 0
PG&E NGBA | Santa Rosa A | 115 | Geothermal |  |  | 0 | 0 | 0 | 0 | 0 | 0 | 0 | 0 | 0 | 5 | 2 | 1 | 1 | [14 empty] | 2 | 1 | 3 | 2 | 2 | 1 | 1 |  | 0
PG&E GBA | Santa Teresa | 115 | Geothermal |  |  | 0 | 0 | 0 | 0 | 0 | 0 | 0 | 0 | 0 | 5 | 4 | 1 | 1 | [14 empty] | 2 | 1 | 2 | 2 | 2 | 1 | 1 |  | 0
SDGE | Santee | 138 | Geothermal |  |  | 0 | 0 | 0 | 0 | 0 | 0 | 0 | 0 | 0 | 1 | 1 | 1 | 1 | [14 empty] | 2 | 1 | 2 | 1 | 2 | 1 | 1 |  | 0
SCE Metro | Santiago | 230 | Geothermal |  |  | 0 | 0 | 0 | 0 | 0 | 0 | 0 | 0 | 0 | 1 | 1 | 1 | 1 | [14 empty] | 1 | 1 | 2 | 1 | 2 | 1 | 1 |  | 0
PG&E GBA | Saratoga | 230 | Geothermal |  |  | 0 | 0 | 0 | 0 | 0 | 0 | 0 | 0 | 0 | 5 | 4 | 1 | 1 | [14 empty] | 2 | 1 | 4 | 2 | 3 | 1 | 1 |  | 0
SCE Northern | Saugus | 230 | Geothermal |  |  | 0 | 0 | 0 | 0 | 0 | 0 | 0 | 0 | 0 | 5 | 2 | 4 | 2 | [14 empty] | 1 | 1 | 3 | 1 | 3 | 1 | 1 |  | 0
PG&E FRESNO | Schindler | 115 | Geothermal |  |  | 0 | 0 | 0 | 0 | 0 | 0 | 0 | 0 | 0 | 5 | 2 | 5 | 2 | [14 empty] | 1 | 1 | 4 | 2 | 1 | 1 | 1 |  | 0
PG&E FRESNO | Schindler | 70 | Geothermal |  |  | 0 | 0 | 0 | 0 | 0 | 0 | 0 | 0 | 0 | 5 | 2 | 5 | 2 | [14 empty] | 1 | 1 | 4 | 2 | 1 | 1 | 1 |  | 0
PG&E GBA | Schulte | 115 | Geothermal |  |  | 0 | 0 | 0 | 0 | 0 | 0 | 0 | 0 | 0 | 5 | 5 | 1 | 1 | [14 empty] | 1 | 1 | 1 | 2 | 2 | 1 | 1 |  | 0
SDGE | Scripps | 69 | Geothermal |  |  | 0 | 0 | 0 | 0 | 0 | 0 | 0 | 0 | 0 | 1 | 1 | 1 | 1 | [14 empty] | 2 | 1 | 2 | 1 | 3 | 1 | 1 |  | 0
PG&E KERN | Semitropic | 115 | Geothermal |  |  | 0 | 0 | 0 | 0 | 0 | 0 | 0 | 0 | 0 | 5 | 2 | 5 | 2 | [14 empty] | 1 | 1 | 3 | 1 | 1 | 1 | 1 |  | 0
SCE Metro | Serrano | 230 | Geothermal |  |  | 0 | 0 | 0 | 0 | 0 | 0 | 0 | 0 | 0 | 1 | 1 | 1 | 1 | [14 empty] | 1 | 1 | 2 | 1 | 2 | 1 | 1 |  | 0
SCE Metro | Serrano | 500 | Geothermal |  |  | 0 | 0 | 0 | 0 | 0 | 0 | 0 | 0 | 0 | 1 | 1 | 1 | 1 | [14 empty] | 1 | 1 | 2 | 1 | 2 | 1 | 1 |  | 0
SDGE | Shadowridge | 138 | Geothermal |  |  | 0 | 0 | 0 | 0 | 0 | 0 | 0 | 0 | 0 | 1 | 1 | 1 | 1 | [14 empty] | 2 | 1 | 3 | 1 | 3 | 1 | 1 |  | 0
PG&E KERN | Shafter | 115 | Geothermal |  |  | 0 | 0 | 0 | 0 | 0 | 0 | 0 | 0 | 0 | 5 | 2 | 5 | 4 | [14 empty] | 1 | 1 | 3 | 1 | 1 | 1 | 1 |  | 0
PG&E NGBA | Silverado | 115 | Geothermal |  |  | 0 | 0 | 0 | 0 | 0 | 0 | 0 | 0 | 0 | 5 | 2 | 1 | 1 | [14 empty] | 2 | 1 | 4 | 2 | 3 | 1 | 1 |  | 0
SDGE | Silvergate | 230 | Geothermal |  |  | 0 | 0 | 0 | 0 | 0 | 0 | 0 | 0 | 0 | 1 | 1 | 1 | 1 | [14 empty] | 2 | 1 | 1 | 1 | 1 | 1 | 1 |  | 0
SDGE | Silvergate | 69 | Geothermal |  |  | 0 | 0 | 0 | 0 | 0 | 0 | 0 | 0 | 0 | 1 | 1 | 1 | 1 | [14 empty] | 2 | 1 | 1 | 1 | 1 | 1 | 1 |  | 0
PG&E KERN | Sisquoc | 115 | Geothermal |  |  | 0 | 0 | 0 | 0 | 0 | 0 | 0 | 0 | 0 | 5 | 2 | 5 | 2 | [14 empty] | 2 | 2 | 4 | 1 | 3 | 1 | 1 |  | 0
EOP | Sloan Canyon | 230 | Geothermal |  |  | 0 | 0 | 0 | 0 | 0 | 0 | 0 | 0 | 0 | 5 | 2 | 4 | 2 | [14 empty] | 2 | 2 | 3 | 1 | 3 | 1 | 1 |  | 0
EOP | Sloan Canyon | 500 | Geothermal |  |  | 0 | 0 | 0 | 0 | 0 | 0 | 0 | 0 | 0 | 5 | 2 | 4 | 2 | [14 empty] | 2 | 2 | 3 | 1 | 3 | 1 | 1 |  | 0
PG&E KERN | Smyrna | 115 | Geothermal |  |  | 0 | 0 | 0 | 0 | 0 | 0 | 0 | 0 | 0 | 5 | 2 | 5 | 4 | [14 empty] | 1 | 1 | 4 | 1 | 1 | 1 | 1 |  | 0
PG&E GBA | Sobrante | 115 | Geothermal |  |  | 0 | 0 | 0 | 0 | 0 | 0 | 0 | 0 | 0 | 5 | 4 | 1 | 1 | [14 empty] | 2 | 1 | 2 | 1 | 3 | 1 | 1 |  | 0
PG&E GBA | Sobrante | 230 | Geothermal |  |  | 0 | 0 | 0 | 0 | 0 | 0 | 0 | 0 | 0 | 5 | 4 | 1 | 1 | [14 empty] | 2 | 1 | 2 | 1 | 3 | 1 | 1 |  | 0
PG&E KERN | Solar | 230 | Geothermal |  |  | 0 | 0 | 0 | 0 | 0 | 0 | 0 | 0 | 0 | 5 | 2 | 5 | 4 | [14 empty] | 2 | 1 | 4 | 2 | 3 | 1 | 1 |  | 0
PG&E GBA | Soledad | 115 | Geothermal |  |  | 0 | 0 | 0 | 0 | 0 | 0 | 0 | 0 | 0 | 1 | 1 | 1 | 1 | [14 empty] | 2 | 2 | 4 | 2 | 3 | 1 | 1 |  | 0
PG&E GBA | Soledad | 60 | Geothermal |  |  | 0 | 0 | 0 | 0 | 0 | 0 | 0 | 0 | 0 | 5 | 4 | 1 | 1 | [14 empty] | 2 | 2 | 4 | 2 | 3 | 1 | 1 |  | 0
SDGE | Spring Valley | 69 | Geothermal |  |  | 0 | 0 | 0 | 0 | 0 | 0 | 0 | 0 | 0 | 1 | 1 | 1 | 1 | [14 empty] | 2 | 1 | 2 | 1 | 2 | 1 | 1 |  | 0
SCE Northern | Springville | 230 | Geothermal |  |  | 0 | 0 | 0 | 0 | 0 | 0 | 0 | 0 | 0 | 5 | 5 | 1 | 1 | [14 empty] | 1 | 1 | 4 | 1 | 1 | 1 | 1 |  | 0
PG&E GBA | Stagg | 230 | Geothermal |  |  | 0 | 0 | 0 | 0 | 0 | 0 | 0 | 0 | 0 | 5 | 5 | 1 | 1 | [14 empty] | 1 | 1 | 3 | 2 | 2 | 1 | 1 |  | 0
PG&E GBA | Standard Oil | 115 | Geothermal |  |  | 0 | 0 | 0 | 0 | 0 | 0 | 0 | 0 | 0 | 5 | 4 | 1 | 1 | [14 empty] | 2 | 1 | 1 | 1 | 2 | 1 | 1 |  | 0
PG&E GBA | Stanislaus | 115 | Geothermal |  |  | 0 | 0 | 0 | 0 | 0 | 0 | 0 | 0 | 0 | 5 | 5 | 1 | 1 | [14 empty] | 2 | 1 | 4 | 1 | 3 | 1 | 1 |  | 0
PG&E KERN | Stockdale | 115 | Geothermal |  |  | 0 | 0 | 0 | 0 | 0 | 0 | 0 | 0 | 0 | 5 | 2 | 5 | 2 | [14 empty] | 1 | 1 | 2 | 1 | 2 | 1 | 1 |  | 0
PG&E KERN | Stockdale | 230 | Geothermal |  |  | 0 | 0 | 0 | 0 | 0 | 0 | 0 | 0 | 0 | 5 | 2 | 5 | 2 | [14 empty] | 1 | 1 | 2 | 1 | 2 | 1 | 1 |  | 0
PG&E GBA | Stockton A | 115 | Geothermal |  |  | 0 | 0 | 0 | 0 | 0 | 0 | 0 | 0 | 0 | 5 | 5 | 1 | 1 | [14 empty] | 1 | 1 | 3 | 2 | 1 | 1 | 1 |  | 0
PG&E GBA | Stone | 115 | Geothermal |  |  | 0 | 0 | 0 | 0 | 0 | 0 | 0 | 0 | 0 | 5 | 4 | 1 | 1 | [14 empty] | 2 | 1 | 3 | 2 | 2 | 1 | 1 |  | 0
PG&E FRESNO | Storey | 230 | Geothermal |  |  | 0 | 0 | 0 | 0 | 0 | 0 | 0 | 0 | 0 | 5 | 5 | 5 | 4 | [14 empty] | 1 | 1 | 4 | 2 | 1 | 1 | 1 |  | 0
PG&E NGBA | Summit | 115 | Geothermal |  |  | 0 | 0 | 0 | 0 | 0 | 0 | 0 | 0 | 0 | 5 | 5 | 1 | 1 |  |  |  | N/A |  |  |  | N/A | N/A | N/A | N/A | N/A | N/A | N/A | 2 | 1 | 4 | 2 | 3 | 1 | 1 |  | 0
SDGE | Suncrest | 230 | Geothermal |  |  | 0 | 0 | 0 | 0 | 0 | 0 | 0 | 0 | 0 | 1 | 1 | 1 | 1 | [14 empty] | 2 | 1 | 4 | 1 | 3 | 1 | 1 |  | 0
SDGE | Suncrest | 500 | Geothermal |  |  | 0 | 0 | 0 | 0 | 0 | 0 | 0 | 0 | 0 | 1 | 1 | 1 | 1 | [14 empty] | 2 | 1 | 4 | 1 | 3 | 1 | 1 |  | 0
PG&E KERN | Sunrise | 230 | Geothermal |  |  | 0 | 0 | 0 | 0 | 0 | 0 | 0 | 0 | 0 | 5 | 2 | 5 | 4 | [14 empty] | 1 | 1 | 1 | 1 | 1 | 1 | 1 |  | 0
PG&E KERN | Sunset | 230 | Geothermal |  |  | 0 | 0 | 0 | 0 | 0 | 0 | 0 | 0 | 0 | 5 | 2 | 5 | 4 | [14 empty] | 1 | 1 | 1 | 1 | 1 | 1 | 1 |  | 0
PG&E GBA | Swift | 115 | Geothermal |  |  | 0 | 0 | 0 | 0 | 0 | 0 | 0 | 0 | 0 | 5 | 4 | 1 | 1 | [14 empty] | 2 | 1 | 2 | 2 | 2 | 1 | 1 |  | 0
SDGE | Sycamore Canyon | 138 | Geothermal |  |  | 0 | 0 | 0 | 0 | 0 | 0 | 0 | 0 | 0 | 1 | 1 | 1 | 1 | [14 empty] | 2 | 1 | 4 | 1 | 3 | 1 | 1 |  | 0
SDGE | Sycamore Canyon | 230 | Geothermal |  |  | 0 | 0 | 0 | 0 | 0 | 0 | 0 | 0 | 0 | 1 | 1 | 1 | 1 | [14 empty] | 2 | 1 | 4 | 1 | 3 | 1 | 1 |  | 0
SDGE | Sycamore Canyon | 69 | Geothermal |  |  | 0 | 0 | 0 | 0 | 0 | 0 | 0 | 0 | 0 | 1 | 1 | 1 | 1 | [14 empty] | 2 | 1 | 4 | 1 | 3 | 1 | 1 |  | 0
SCE Northern | Sylmar | 230 | Geothermal |  |  | 0 | 0 | 0 | 0 | 0 | 0 | 0 | 0 | 0 | 5 | 2 | 4 | 2 | [14 empty] | 1 | 1 | 2 | 1 | 1 | 1 | 1 |  | 0
PG&E NGBA | Table Mountain | 115 | Geothermal |  |  | 0 | 0 | 0 | 0 | 0 | 0 | 0 | 0 | 0 | 5 | 2 | 1 | 1 | [14 empty] | 2 | 1 | 3 | 2 | 1 | 1 | 1 |  | 0
PG&E NGBA | Table Mountain | 230 | Geothermal |  |  | 0 | 0 | 0 | 0 | 0 | 0 | 0 | 0 | 0 | 5 | 5 | 1 | 1 | [14 empty] | 2 | 1 | 3 | 2 | 1 | 1 | 1 |  | 0
PG&E NGBA | Table Mountain | 500 | Geothermal |  |  | 178 | 0 | 178 | 0 | 0 | 0 | 178 | 0 | 178 | 5 | 2 | 1 | 1 | [14 empty] | 2 | 1 | 3 | 2 | 1 | 5- | 1 |  | 1
PG&E NGBA | Table Mountain | 60 | Geothermal |  |  | 0 | 0 | 0 | 0 | 0 | 0 | 0 | 0 | 0 | 5 | 5 | 1 | 1 | [14 empty] | 2 | 1 | 3 | 2 | 1 | 1 | 1 |  | 0
PG&E KERN | Taft | 115 | Geothermal |  |  | 0 | 0 | 0 | 0 | 0 | 0 | 0 | 0 | 0 | 5 | 2 | 5 | 4 | [14 empty] | 1 | 1 | 2 | 1 | 2 | 1 | 1 |  | 0
SDGE | Talega | 138 | Geothermal |  |  | 0 | 0 | 0 | 0 | 0 | 0 | 0 | 0 | 0 | 1 | 1 | 1 | 1 | [14 empty] | 2 | 1 | 3 | 1 | 3 | 1 | 1 |  | 0
SDGE | Talega | 230 | Geothermal |  |  | 0 | 0 | 0 | 0 | 0 | 0 | 0 | 0 | 0 | 1 | 1 | 1 | 1 | [14 empty] | 2 | 1 | 3 | 1 | 3 | 1 | 1 |  | 0
PG&E GBA | Tassajara | 230 | Geothermal |  |  | 0 | 0 | 0 | 0 | 0 | 0 | 0 | 0 | 0 | 5 | 2 | 1 | 1 | [14 empty] | 2 | 1 | 3 | 1 | 3 | 1 | 1 |  | 0
PG&E KERN | Tejon | 70 | Geothermal |  |  | 0 | 0 | 0 | 0 | 0 | 0 | 0 | 0 | 0 | 5 | 2 | 5 | 2 | [14 empty] | 1 | 1 | 3 | 1 | 1 | 1 | 1 |  | 0
SDGE | Telegraph Canyon | 138 | Geothermal |  |  | 0 | 0 | 0 | 0 | 0 | 0 | 0 | 0 | 0 | 1 | 1 | 1 | 1 | [14 empty] | 2 | 1 | 2 | 1 | 2 | 1 | 1 |  | 0
PG&E KERN | Temblor | 115 | Geothermal |  |  | 0 | 0 | 0 | 0 | 0 | 0 | 0 | 0 | 0 | 5 | 2 | 5 | 4 | [14 empty] | 1 | 1 | 2 | 1 | 1 | 1 | 1 |  | 0
PG&E KERN | Templeton | 230 | Geothermal |  |  | 0 | 0 | 0 | 0 | 0 | 0 | 0 | 0 | 0 | 5 | 2 | 5 | 4 | [14 empty] | 2 | 2 | 4 | 2 | 3 | 1 | 1 |  | 0
PG&E KERN | Templeton | 70 | Geothermal |  |  | 0 | 0 | 0 | 0 | 0 | 0 | 0 | 0 | 0 | 5 | 2 | 5 | 2 | [14 empty] | 2 | 2 | 4 | 2 | 3 | 1 | 1 |  | 0
PG&E GBA | Tesla | 115 | Geothermal |  |  | 0 | 0 | 0 | 0 | 0 | 0 | 0 | 0 | 0 | 5 | 4 | 1 | 1 | [14 empty] | 2 | 1 | 2 | 1 | 2 | 1 | 1 |  | 0
PG&E GBA | Tesla | 230 | Geothermal |  |  | 0 | 0 | 0 | 0 | 0 | 0 | 0 | 0 | 0 | 5 | 4 | 1 | 1 | [14 empty] | 2 | 1 | 2 | 1 | 2 | 1 | 1 |  | 0
PG&E GBA | Tesla | 500 | Geothermal |  |  | 0 | 0 | 0 | 0 | 0 | 0 | 0 | 0 | 0 | 5 | 4 | 1 | 1 | [14 empty] | 2 | 1 | 2 | 1 | 2 | 1 | 1 |  | 0
PG&E KERN | Tevis | 115 | Geothermal |  |  | 0 | 0 | 0 | 0 | 0 | 0 | 0 | 0 | 0 | 5 | 2 | 5 | 4 | [14 empty] | 1 | 1 | 2 | 1 | 2 | 1 | 1 |  | 0
EOP | Thousandaire | 138 | Geothermal |  |  | 0 | 0 | 0 | 0 | 0 | 0 | 0 | 0 | 0 | 5 | 2 | 4 | 2 | [14 empty] | 2 | 2 | 4 | 1 | 3 | 1 | 1 |  | 0
PG&E KERN | Topaz | 230 | Geothermal |  |  | 0 | 0 | 0 | 0 | 0 | 0 | 0 | 0 | 0 | 5 | 2 | 5 | 4 | [14 empty] | 1 | 1 | 3 | 1 | 2 | 1 | 1 |  | 0
SCE NOL | Tortilla | 115 | Geothermal |  |  | 0 | 0 | 0 | 0 | 0 | 0 | 0 | 0 | 0 | 3 | 3 | 1 | 1 | [14 empty] | 2 | 1 | 4 | 1 | 2 | 1 | 1 |  | 0
SDGE | Trabuco | 138 | Geothermal |  |  | 0 | 0 | 0 | 0 | 0 | 0 | 0 | 0 | 0 | 1 | 1 | 1 | 1 | [14 empty] | 1 | 1 | 1 | 1 | 2 | 1 | 1 |  | 0
PG&E GBA | Tracy | 115 | Geothermal |  |  | 0 | 0 | 0 | 0 | 0 | 0 | 0 | 0 | 0 | 5 | 5 | 1 | 1 | [14 empty] | 2 | 1 | 3 | 1 | 2 | 1 | 1 |  | 0
PG&E FRESNO | Tranquility | 230 | Geothermal |  |  | 0 | 0 | 0 | 0 | 0 | 0 | 0 | 0 | 0 | 5 | 5 | 5 | 2 | [14 empty] | 1 | 1 | 4 | 2 | 1 | 1 | 1 |  | 0
PG&E GBA | Trimble | 115 | Geothermal |  |  | 0 | 0 | 0 | 0 | 0 | 0 | 0 | 0 | 0 | 5 | 4 | 1 | 1 | [14 empty] | 2 | 1 | 3 | 2 | 2 | 1 | 1 |  | 0
EOP | Trout Canyon | 230 | Geothermal |  |  | 0 | 0 | 0 | 0 | 0 | 0 | 0 | 0 | 0 | 5 | 2 | 4 | 2 | [14 empty] | 2 | 2 | 4 | 1 | 3 | 1 | 1 |  | 0
EOP | Trout Canyon | 500 | Geothermal |  |  | 0 | 0 | 0 | 0 | 0 | 0 | 0 | 0 | 0 | 5 | 2 | 4 | 2 | [14 empty] | 2 | 2 | 4 | 1 | 3 | 1 | 1 |  | 0
PG&E NGBA | Tulucay | 230 | Geothermal |  |  | 115 | 0 | 115 | 0 | 0 | 0 | 115 | 0 | 115 | 5 | 2 | 1 | 1 | [14 empty] | 2 | 1 | 3 | 2 | 3 | 5- | 1 |  | 1
PG&E NGBA | Tulucay | 60 | Geothermal |  |  | 0 | 0 | 0 | 0 | 0 | 0 | 0 | 0 | 0 | 5 | 2 | 1 | 1 | [14 empty] | 2 | 1 | 3 | 2 | 3 | 1 | 1 |  | 0
PG&E KERN | Tupman | 115 | Geothermal |  |  | 0 | 0 | 0 | 0 | 0 | 0 | 0 | 0 | 0 | 5 | 2 | 5 | 4 | [14 empty] | 1 | 1 | 2 | 1 | 1 | 1 | 1 |  | 0
PG&E NGBA | Ukiah | 115 | Geothermal |  |  | 0 | 0 | 0 | 0 | 0 | 0 | 0 | 0 | 0 | 5 | 2 | 1 | 1 | [14 empty] | 2 | 2 | 4 | 2 | 3 | 1 | 1 |  | 0
PG&E KERN | Union (Estrella) | 70 | Geothermal |  |  | 0 | 0 | 0 | 0 | 0 | 0 | 0 | 0 | 0 | 5 | 2 | 5 | 2 | [14 empty] | 2 | 2 | 4 | 2 | 3 | 1 | 1 |  | 0
PG&E NGBA | Vaca Dixon | 115 | Geothermal |  |  | 0 | 0 | 0 | 0 | 0 | 0 | 0 | 0 | 0 | 5 | 2 | 1 | 1 | [14 empty] | 2 | 1 | 1 | 1 | 3 | 1 | 1 |  | 0
PG&E NGBA | Vaca Dixon | 230 | Geothermal |  |  | 0 | 0 | 0 | 0 | 0 | 0 | 0 | 0 | 0 | 5 | 2 | 1 | 1 | [14 empty] | 2 | 1 | 1 | 1 | 3 | 1 | 1 |  | 0
PG&E NGBA | Vaca Dixon | 500 | Geothermal |  |  | 0 | 0 | 0 | 0 | 0 | 0 | 0 | 0 | 0 | 5 | 2 | 1 | 1 | [14 empty] | 2 | 1 | 1 | 1 | 3 | 1 | 1 |  | 0
PG&E NGBA | Vaca Dixon | 60 | Geothermal |  |  | 0 | 0 | 0 | 0 | 0 | 0 | 0 | 0 | 0 | 5 | 2 | 1 | 1 | [14 empty] | 2 | 1 | 1 | 1 | 3 | 1 | 1 |  | 0
SCE Eastern | Valley (SCE) | 500 | Geothermal |  |  | 0 | 0 | 0 | 0 | 0 | 0 | 0 | 0 | 0 | 4 | 4 | 1 | 1 | [14 empty] | 1 | 1 | 2 | 1 | 2 | 1 | 1 |  | 0
EOP | Valley (VEA) | 138 | Geothermal |  |  | 0 | 0 | 0 | 0 | 0 | 0 | 0 | 0 | 0 | 5 | 2 | 4 | 2 | [14 empty] | 2 | 2 | 4 | 1 | 3 | 1 | 1 |  | 0
SDGE | Valley Center | 69 | Geothermal |  |  | 0 | 0 | 0 | 0 | 0 | 0 | 0 | 0 | 0 | 1 | 1 | 1 | 1 | [14 empty] | 2 | 1 | 4 | 1 | 3 | 1 | 1 |  | 0
PG&E GBA | Valley Home | 115 | Geothermal |  |  | 0 | 0 | 0 | 0 | 0 | 0 | 0 | 0 | 0 | 5 | 5 | 1 | 1 | [14 empty] | 1 | 1 | 4 | 2 | 1 | 1 | 1 |  | 0
PG&E GBA | Valley Springs | 230 | Geothermal |  |  | 0 | 0 | 0 | 0 | 0 | 0 | 0 | 0 | 0 | 5 | 5 | 1 | 1 | [14 empty] | 2 | 1 | 4 | 1 | 3 | 1 | 1 |  | 0
PG&E GBA | Valley Springs | 60 | Geothermal |  |  | 0 | 0 | 0 | 0 | 0 | 0 | 0 | 0 | 0 | 5 | 5 | 1 | 1 | [14 empty] | 2 | 1 | 4 | 1 | 3 | 1 | 1 |  | 0
EOP | Valley Switch | 138 | Geothermal |  |  | 0 | 0 | 0 | 0 | 0 | 0 | 0 | 0 | 0 | 5 | 2 | 4 | 2 | [14 empty] | 2 | 2 | 4 | 1 | 3 | 1 | 1 |  | 0
EOP | Valley Switch | 230 | Geothermal |  |  | 0 | 0 | 0 | 0 | 0 | 0 | 0 | 0 | 0 | 5 | 2 | 4 | 2 | [14 empty] | 2 | 2 | 4 | 1 | 3 | 1 | 1 |  | 0
PG&E GBA | Vasco | 230 | Geothermal |  |  | 0 | 0 | 0 | 0 | 0 | 0 | 0 | 0 | 0 | 5 | 4 | 1 | 1 | [14 empty] | 2 | 1 | 3 | 1 | 3 | 1 | 1 |  | 0
PG&E GBA | Vasona | 230 | Geothermal |  |  | 0 | 0 | 0 | 0 | 0 | 0 | 0 | 0 | 0 | 5 | 4 | 1 | 1 | [14 empty] | 2 | 1 | 4 | 2 | 3 | 1 | 1 |  | 0
SCE Northern | Vestal | 230 | Geothermal |  |  | 0 | 0 | 0 | 0 | 0 | 0 | 0 | 0 | 0 | 5 | 5 | 1 | 1 | [14 empty] | 1 | 1 | 4 | 1 | 1 | 1 | 1 |  | 0
SCE Northern | Vestal | 66 | Geothermal |  |  | 0 | 0 | 0 | 0 | 0 | 0 | 0 | 0 | 0 | 5 | 5 | 1 | 1 | [14 empty] | 1 | 1 | 4 | 1 | 1 | 1 | 1 |  | 0
SCE NOL | Victor | 115 | Geothermal |  |  | 0 | 0 | 0 | 0 | 0 | 0 | 0 | 0 | 0 | 1 | 1 | 1 | 1 | [14 empty] | 2 | 1 | 3 | 1 | 2 | 1 | 1 |  | 0
SCE NOL | Victor | 230 | Geothermal |  |  | 0 | 0 | 0 | 0 | 0 | 0 | 0 | 0 | 0 | 1 | 1 | 1 | 1 | [14 empty] | 2 | 1 | 3 | 1 | 2 | 1 | 1 |  | 0
SCE Metro | Viejo | 230 | Geothermal |  |  | 0 | 0 | 0 | 0 | 0 | 0 | 0 | 0 | 0 | 1 | 1 | 1 | 1 | [14 empty] | 1 | 1 | 3 | 1 | 2 | 1 | 1 |  | 0
PG&E GBA | Vierra | 115 | Geothermal |  |  | 0 | 0 | 0 | 0 | 0 | 0 | 0 | 0 | 0 | 5 | 5 | 1 | 1 | [14 empty] | 1 | 1 | 1 | 2 | 1 | 1 | 1 |  | 0
SCE Metro | Villa Park | 230 | Geothermal |  |  | 0 | 0 | 0 | 0 | 0 | 0 | 0 | 0 | 0 | 1 | 1 | 1 | 1 | [14 empty] | 1 | 1 | 2 | 1 | 2 | 1 | 1 |  | 0
SCE Northern | Vincent | 230 | Geothermal |  |  | 0 | 0 | 0 | 0 | 0 | 0 | 0 | 0 | 0 | 1 | 1 | 1 | 1 | [14 empty] | 2 | 1 | 4 | 1 | 3 | 1 | 1 |  | 0
SCE Northern | Vincent | 500 | Geothermal |  |  | 0 | 0 | 0 | 0 | 0 | 0 | 0 | 0 | 0 | 1 | 1 | 1 | 1 | [14 empty] | 2 | 1 | 4 | 1 | 3 | 1 | 1 |  | 0
PG&E GBA | Vineyard | 230 | Geothermal |  |  | 0 | 0 | 0 | 0 | 0 | 0 | 0 | 0 | 0 | 5 | 4 | 1 | 1 | [14 empty] | 2 | 1 | 2 | 1 | 3 | 1 | 1 |  | 0
SDGE | Vineyard | 69 | Geothermal |  |  | 0 | 0 | 0 | 0 | 0 | 0 | 0 | 0 | 0 | 1 | 1 | 1 | 1 | [14 empty] | 2 | 1 | 2 | 1 | 3 | 1 | 1 |  | 0
SCE Eastern | Vista (SCE) | 230 | Geothermal |  |  | 0 | 0 | 0 | 0 | 0 | 0 | 0 | 0 | 0 | 4 | 4 | 1 | 1 | [14 empty] | 1 | 1 | 2 | 1 | 1 | 1 | 1 |  | 0
EOP | Vista (VEA) | 138 | Geothermal |  |  | 0 | 0 | 0 | 0 | 0 | 0 | 0 | 0 | 0 | 5 | 2 | 4 | 2 | [14 empty] | 2 | 2 | 4 | 1 | 3 | 1 | 1 |  | 0
EOP | Vista (VEA) | 230 | Geothermal |  |  | 0 | 0 | 0 | 0 | 0 | 0 | 0 | 0 | 0 | 5 | 2 | 4 | 2 | [14 empty] | 2 | 2 | 4 | 1 | 3 | 1 | 1 |  | 0
PG&E FRESNO | Wahtoke | 115 | Geothermal |  |  | 0 | 0 | 0 | 0 | 0 | 0 | 0 | 0 | 0 | 5 | 2 | 5 | 2 | [14 empty] | 1 | 1 | 3 | 2 | 1 | 1 | 1 |  | 0
SCE Northern | Wakefield | 66 | Geothermal |  |  | 0 | 0 | 0 | 0 | 0 | 0 | 0 | 0 | 0 | 5 | 2 | 4 | 2 | [14 empty] | 2 | 1 | 4 | 1 | 3 | 1 | 1 |  | 0
SCE Metro | Walnut | 230 | Geothermal |  |  | 0 | 0 | 0 | 0 | 0 | 0 | 0 | 0 | 0 | 1 | 1 | 1 | 1 | [14 empty] | 1 | 1 | 1 | 1 | 1 | 1 | 1 |  | 0
SCE Northern | Warne | 230 | Geothermal |  |  | 0 | 0 | 0 | 0 | 0 | 0 | 0 | 0 | 0 | 5 | 2 | 4 | 2 | [14 empty] | 1 | 1 | 4 | 1 | 3 | 1 | 1 |  | 0
PG&E GBA | Warnerville | 230 | Geothermal |  |  | 0 | 0 | 0 | 0 | 0 | 0 | 0 | 0 | 0 | 5 | 5 | 5 | 2 | [14 empty] | 1 | 1 | 3 | 2 | 2 | 1 | 1 |  | 0
PG&E FRESNO | Waukena | 115 | Geothermal |  |  | 0 | 0 | 0 | 0 | 0 | 0 | 0 | 0 | 0 | 5 | 2 | 5 | 2 | [14 empty] | 1 | 1 | 4 | 2 | 1 | 1 | 1 |  | 0
PG&E GBA | Weber | 230 | Geothermal |  |  | 0 | 0 | 0 | 0 | 0 | 0 | 0 | 0 | 0 | 5 | 5 | 1 | 1 | [14 empty] | 1 | 1 | 3 | 2 | 1 | 1 | 1 |  | 0
PG&E GBA | Weber | 60 | Geothermal |  |  | 0 | 0 | 0 | 0 | 0 | 0 | 0 | 0 | 0 | 5 | 5 | 1 | 1 | [14 empty] | 1 | 1 | 3 | 2 | 1 | 1 | 1 |  | 0
PG&E FRESNO | West Fresno | 115 | Geothermal |  |  | 0 | 0 | 0 | 0 | 0 | 0 | 0 | 0 | 0 | 5 | 5 | 5 | 2 | [14 empty] | 1 | 1 | 2 | 2 | 1 | 1 | 1 |  | 0
PG&E FRESNO | Westley | 230 | Geothermal |  |  | 0 | 0 | 0 | 0 | 0 | 0 | 0 | 0 | 0 | 1 | 1 | 1 | 1 | [14 empty] | 1 | 1 | 4 | 2 | 1 | 1 | 1 |  | 0
PG&E KERN | Westpark | 115 | Geothermal |  |  | 0 | 0 | 0 | 0 | 0 | 0 | 0 | 0 | 0 | 5 | 2 | 5 | 2 | [14 empty] | 1 | 1 | 3 | 1 | 1 | 1 | 1 |  | 0
PG&E KERN | Wheeler Ridge | 230 | Geothermal |  |  | 0 | 0 | 0 | 0 | 0 | 0 | 0 | 0 | 0 | 5 | 2 | 5 | 4 | [14 empty] | 1 | 1 | 4 | 1 | 1 | 1 | 1 |  | 0
PG&E KERN | Wheeler Ridge | 115 | Geothermal |  |  | 0 | 0 | 0 | 0 | 0 | 0 | 0 | 0 | 0 | 5 | 2 | 5 | 2 | [14 empty] | 1 | 1 | 4 | 1 | 1 | 1 | 1 |  | 0
PG&E KERN | Wheeler Ridge | 70 | Geothermal |  |  | 0 | 0 | 0 | 0 | 0 | 0 | 0 | 0 | 0 | 5 | 2 | 5 | 4 | [14 empty] | 1 | 1 | 4 | 1 | 1 | 1 | 1 |  | 0
SCE Northern | Whirlwind | 230 | Geothermal |  |  | 0 | 0 | 0 | 0 | 0 | 0 | 0 | 0 | 0 | 5 | 5 | 1 | 1 | [14 empty] | 2 | 1 | 4 | 1 | 3 | 1 | 1 |  | 0
SCE Northern | Whirlwind | 500 | Geothermal |  |  | 0 | 0 | 0 | 0 | 0 | 0 | 0 | 0 | 0 | 5 | 5 | 1 | 1 | [14 empty] | 2 | 1 | 4 | 1 | 3 | 1 | 1 |  | 0
PG&E GBA | Whisman | 115 | Geothermal |  |  | 0 | 0 | 0 | 0 | 0 | 0 | 0 | 0 | 0 | 1 | 1 | 1 | 1 | [14 empty] | 2 | 1 | 2 | 2 | 2 | 1 | 1 |  | 0
SCE Eastern | Wildlife | 230 | Geothermal |  |  | 0 | 0 | 0 | 0 | 0 | 0 | 0 | 0 | 0 | 4 | 4 | 1 | 1 | [14 empty] | 1 | 1 | 1 | 1 | 1 | 1 | 1 |  | 0
PG&E FRESNO | Wilson | 115 | Geothermal |  |  | 0 | 0 | 0 | 0 | 0 | 0 | 0 | 0 | 0 | 5 | 5 | 5 | 2 | [14 empty] | 1 | 1 | 4 | 2 | 1 | 1 | 1 |  | 0
PG&E FRESNO | Wilson | 230 | Geothermal |  |  | 0 | 0 | 0 | 0 | 0 | 0 | 0 | 0 | 0 | 5 | 5 | 5 | 4 | [14 empty] | 1 | 1 | 4 | 2 | 1 | 1 | 1 |  | 0
SCE Northern | Windhub | 230 | Geothermal |  |  | 0 | 0 | 0 | 0 | 0 | 0 | 0 | 0 | 0 | 5 | 5 | 1 | 1 | [14 empty] | 2 | 1 | 4 | 1 | 2 | 1 | 1 |  | 0
SCE Northern | Windhub | 500 | Geothermal |  |  | 0 | 0 | 0 | 0 | 0 | 0 | 0 | 0 | 0 | 5 | 5 | 1 | 1 | [14 empty] | 2 | 1 | 4 | 1 | 2 | 1 | 1 |  | 0
PG&E GBA | Windmaster | 230 | Geothermal |  |  | 0 | 0 | 0 | 0 | 0 | 0 | 0 | 0 | 0 | 5 | 2 | 1 | 1 | [14 empty] | 2 | 1 | 2 | 1 | 2 | 1 | 1 |  | 0
PG&E NGBA | Windsor | 60 | Geothermal |  |  | 0 | 0 | 0 | 0 | 0 | 0 | 0 | 0 | 0 | 5 | 2 | 1 | 1 | [14 empty] | 1 | 1 | 2 | 1 | 2 | 1 | 1 |  | 0
PG&E NGBA | Woodland | 115 | Geothermal |  |  | 0 | 0 | 0 | 0 | 0 | 0 | 0 | 0 | 0 | 5 | 5 | 1 | 1 | [14 empty] | 2 | 1 | 4 | 2 | 3 | 1 | 1 |  | 0
PG&E FRESNO | Woodward | 115 | Geothermal |  |  | 0 | 0 | 0 | 0 | 0 | 0 | 0 | 0 | 0 | 5 | 2 | 5 | 2 | [14 empty] | 1 | 1 | 2 | 2 | 2 | 1 | 1 |  | 0
PG&E NGBA | Wyandotte | 115 | Geothermal |  |  | 0 | 0 | 0 | 0 | 0 | 0 | 0 | 0 | 0 | 5 | 5 | 1 | 1 | [14 empty] | 2 | 1 | 2 | 2 | 2 | 1 | 1 |  | 0
PG&E KERN | 7th Standard | 115 | Biomass |  |  | 0 | 0 | 0 | 0 | 0 | 0 | 0 | 0 | 0 | 5 | 2 | 5 | 4 | [14 empty] | 3 | 3 | 2 | 3 | 3 | 1 | 1 |  | 0
SCE Metro | Alamitos | 230 | Biomass |  |  | 0 | 0 | 0 | 0 | 0 | 0 | 0 | 0 | 0 | 1 | 1 | 1 | 1 | [14 empty] | 3 | 3 | 4 | 3 | 4 | 1 | 1 |  | 0
SCE Eastern | Alberhill | 115 | Biomass |  |  | 0 | 0 | 0 | 0 | 0 | 0 | 0 | 0 | 0 | 4 | 4 | 1 | 1 | [14 empty] | 3 | 3 | 1 | 3 | 4 | 1 | 1 |  | 0
SCE Eastern | Alberhill | 500 | Biomass |  |  | 0 | 0 | 0 | 0 | 0 | 0 | 0 | 0 | 0 | 4 | 4 | 1 | 1 | [14 empty] | 3 | 3 | 1 | 3 | 4 | 1 | 1 |  | 0
PG&E GBA | Alhambra | 115 | Biomass |  |  | 0 | 0 | 0 | 0 | 0 | 0 | 0 | 0 | 0 | 5 | 2 | 1 | 1 | [14 empty] | 1 | 3 | 3 | 3 | 3 | 1 | 1 |  | 0
PG&E FRESNO | Alpaugh | 115 | Biomass |  |  | 0 | 0 | 0 | 0 | 0 | 0 | 0 | 0 | 0 | 5 | 2 | 5 | 4 | [14 empty] | 3 | 3 | 2 | 3 | 4 | 1 | 1 |  | 0
SDGE | Alpine | 69 | Biomass |  |  | 0 | 0 | 0 | 0 | 0 | 0 | 0 | 0 | 0 | 1 | 1 | 1 | 1 | [14 empty] | 1 | 3 | 1 | 3 | 1 | 1 | 1 |  | 0
PG&E GBA | Altamont Midway (Sandhill) | 230 | Biomass |  |  | 0 | 0 | 0 | 0 | 0 | 0 | 0 | 0 | 0 | 5 | 2 | 1 | 1 | [14 empty] | 1 | 3 | 3 | 3 | 1 | 1 | 1 |  | 0
SCE Northern | Antelope | 66 | Biomass |  |  | 0 | 0 | 0 | 0 | 0 | 0 | 0 | 0 | 0 | 5 | 5 | 1 | 1 | [14 empty] | 1 | 3 | 1 | 3 | 1 | 1 | 1 |  | 0
SCE Northern | Antelope | 230 | Biomass |  |  | 0 | 0 | 0 | 0 | 0 | 0 | 0 | 0 | 0 | 5 | 5 | 1 | 1 | [14 empty] | 1 | 3 | 1 | 3 | 1 | 1 | 1 |  | 0
SCE Northern | Antelope | 500 | Biomass |  |  | 0 | 0 | 0 | 0 | 0 | 0 | 0 | 0 | 0 | 5 | 5 | 1 | 1 | [14 empty] | 1 | 3 | 1 | 3 | 1 | 1 | 1 |  | 0
PG&E NGBA | Arcata | 60 | Biomass |  |  | 0 | 0 | 0 | 0 | 0 | 0 | 0 | 0 | 0 | 5 | 2 | 1 | 1 | [14 empty] | 1 | 1 | 1 | 1 | 1 | 1 | 1 |  | 0
PG&E KERN | Arco | 230 | Biomass |  |  | 0 | 0 | 0 | 0 | 0 | 0 | 0 | 0 | 0 | 5 | 2 | 5 | 4 | [14 empty] | 3 | 3 | 1 | 3 | 4 | 1 | 1 |  | 0
PG&E KERN | Arco | 70 | Biomass |  |  | 0 | 0 | 0 | 0 | 0 | 0 | 0 | 0 | 0 | 5 | 2 | 5 | 4 | [14 empty] | 3 | 3 | 1 | 3 | 4 | 1 | 1 |  | 0
SCE Metro | ArcoGen | 230 | Biomass |  |  | 0 | 0 | 0 | 0 | 0 | 0 | 0 | 0 | 0 | 1 | 1 | 1 | 1 | [14 empty] | 3 | 3 | 4 | 3 | 4 | 1 | 1 |  | 0
SDGE | Artesian | 230 | Biomass |  |  | 0 | 0 | 0 | 0 | 0 | 0 | 0 | 0 | 0 | 1 | 1 | 1 | 1 | [14 empty] | 1 | 3 | 3 | 3 | 1 | 1 | 1 |  | 0
SDGE | Artesian | 69 | Biomass |  |  | 0 | 0 | 0 | 0 | 0 | 0 | 0 | 0 | 0 | 1 | 1 | 1 | 1 | [14 empty] | 1 | 3 | 3 | 3 | 1 | 1 | 1 |  | 0
PG&E FRESNO | Ashlan | 230 | Biomass |  |  | 0 | 0 | 0 | 0 | 0 | 0 | 0 | 0 | 0 | 5 | 4 | 5 | 2 | [14 empty] | 3 | 3 | 3 | 1 | 4 | 1 | 1 |  | 0
PG&E NGBA | Atlantic | 115 | Biomass |  |  | 0 | 0 | 0 | 0 | 0 | 0 | 0 | 0 | 0 | 5 | 5 | 1 | 1 | [14 empty] | 1 | 3 | 3 | 1 | 1 | 1 | 1 |  | 0
PG&E NGBA | Atlantic | 230 | Biomass |  |  | 0 | 0 | 0 | 0 | 0 | 0 | 0 | 0 | 0 | 5 | 5 | 1 | 1 | [14 empty] | 1 | 3 | 3 | 1 | 1 | 1 | 1 |  | 0
PG&E NGBA | Atlantic | 60 | Biomass |  |  | 0 | 0 | 0 | 0 | 0 | 0 | 0 | 0 | 0 | 5 | 5 | 1 | 1 | [14 empty] | 1 | 3 | 3 | 1 | 1 | 1 | 1 |  | 0
PG&E FRESNO | Atwater | 115 | Biomass |  |  | 0 | 0 | 0 | 0 | 0 | 0 | 0 | 0 | 0 | 5 | 5 | 5 | 2 | [14 empty] | 3 | 3 | 4 | 1 | 4 | 1 | 1 |  | 0
PG&E GBA | Avena | 115 | Biomass |  |  | 0 | 0 | 0 | 0 | 0 | 0 | 0 | 0 | 0 | 5 | 5 | 1 | 1 | [14 empty] | 3 | 3 | 2 | 1 | 4 | 1 | 1 |  | 0
SDGE | Avocado | 69 | Biomass |  |  | 0 | 0 | 0 | 0 | 0 | 0 | 0 | 0 | 0 | 1 | 1 | 1 | 1 | [14 empty] | 1 | 3 | 2 | 3 | 1 | 1 | 1 |  | 0
PG&E NGBA | Bahia | 230 | Biomass |  |  | 0 | 0 | 0 | 0 | 0 | 0 | 0 | 0 | 0 | 5 | 4 | 1 | 1 | [14 empty] | 1 | 3 | 4 | 3 | 3 | 1 | 1 |  | 0
SCE Northern | Bailey | 230 | Biomass |  |  | 0 | 0 | 0 | 0 | 0 | 0 | 0 | 0 | 0 | 5 | 2 | 4 | 2 | [14 empty] | 3 | 3 | 1 | 3 | 1 | 1 | 1 |  | 0
SCE NOL | Baker | 115 | Biomass |  |  | 0 | 0 | 0 | 0 | 0 | 0 | 0 | 0 | 0 | 3 | 3 | 1 | 1 | [14 empty] | 1 | 1 | 1 | 3 | 4 | 1 | 1 |  | 0
PG&E KERN | Bakersfield | 230 | Biomass |  |  | 0 | 0 | 0 | 0 | 0 | 0 | 0 | 0 | 0 | 5 | 2 | 5 | 4 | [14 empty] | 3 | 3 | 3 | 3 | 4 | 1 | 1 |  | 0
PG&E FRESNO | Balch | 230 | Biomass |  |  | 0 | 0 | 0 | 0 | 0 | 0 | 0 | 0 | 0 | 5 | 5 | 5 | 2 | [14 empty] | 3 | 3 | 1 | 1 | 1 | 1 | 1 |  | 0
SCE Eastern | Bannister | 230 | Biomass |  |  | 0 | 0 | 0 | 0 | 0 | 0 | 0 | 0 | 0 | 5 | 4 | 1 | 1 | [14 empty] | 1 | 3 | 3 | 1 | 4 | 1 | 1 |  | 0
SCE Metro | Barre | 230 | Biomass |  |  | 0 | 0 | 0 | 0 | 0 | 0 | 0 | 0 | 0 | 1 | 1 | 1 | 1 | [14 empty] | 3 | 3 | 4 | 3 | 4 | 1 | 1 |  | 0
SDGE | Bay Boulevard | 69 | Biomass |  |  | 0 | 0 | 0 | 0 | 0 | 0 | 0 | 0 | 0 | 1 | 1 | 1 | 1 | [14 empty] | 1 | 3 | 4 | 3 | 4 | 1 | 1 |  | 0
SDGE | Bay Boulevard | 230 | Biomass |  |  | 0 | 0 | 0 | 0 | 0 | 0 | 0 | 0 | 0 | 1 | 1 | 1 | 1 | [14 empty] | 1 | 3 | 4 | 3 | 4 | 1 | 1 |  | 0
EOP | Beatty | 138 | Biomass |  |  | 0 | 0 | 0 | 0 | 0 | 0 | 0 | 0 | 0 | 5 | 2 | 4 | 2 | [14 empty] | 1 | 1 | 1 | 3 | 1 | 1 | 1 |  | 0
EOP | Beatty | 230 | Biomass |  |  | 0 | 0 | 0 | 0 | 0 | 0 | 0 | 0 | 0 | 5 | 2 | 4 | 2 | [14 empty] | 1 | 1 | 1 | 3 | 1 | 1 | 1 |  | 0
PG&E NGBA | Belden | 230 | Biomass |  |  | 0 | 0 | 0 | 0 | 0 | 0 | 0 | 0 | 0 | 5 | 5 | 1 | 1 | [14 empty] | 1 | 1 | 1 | 3 | 1 | 1 | 1 |  | 0
PG&E NGBA | Bell | 115 | Biomass |  |  | 0 | 0 | 0 | 0 | 0 | 0 | 0 | 0 | 0 | 5 | 5 | 1 | 1 | [14 empty] | 1 | 3 | 1 | 1 | 1 | 1 | 1 |  | 0
PG&E NGBA | Bellevue | 115 | Biomass |  |  | 0 | 0 | 0 | 0 | 0 | 0 | 0 | 0 | 0 | 5 | 2 | 1 | 1 | [14 empty] | 1 | 3 | 3 | 1 | 3 | 1 | 1 |  | 0
PG&E GBA | Bellota | 115 | Biomass |  |  | 0 | 0 | 0 | 0 | 0 | 0 | 0 | 0 | 0 | 5 | 5 | 1 | 1 | 3 | [13 empty] | 3 | 3 | 1 | 1 | 1 | 1 | 1 |  | 0
PG&E GBA | Bellota | 230 | Biomass |  |  | 0 | 0 | 0 | 0 | 0 | 0 | 0 | 0 | 0 | 5 | 5 | 1 | 1 | [14 empty] | 3 | 3 | 1 | 1 | 1 | 1 | 1 |  | 0
SCE Northern | Big Creek | 230 | Biomass |  |  | 0 | 0 | 0 | 0 | 0 | 0 | 0 | 0 | 0 | 5 | 5 | 1 | 1 | [14 empty] | 3 | 3 | 1 | 1 | 1 | 1 | 1 |  | 0
PG&E FRESNO | Biola | 70 | Biomass |  |  | 0 | 0 | 0 | 0 | 0 | 0 | 0 | 0 | 0 | 5 | 2 | 5 | 2 | [14 empty] | 3 | 3 | 1 | 1 | 4 | 1 | 1 |  | 0
PG&E GBA | Birds Landing | 230 | Biomass |  |  | 0 | 0 | 0 | 0 | 0 | 0 | 0 | 0 | 0 | 5 | 4 | 1 | 1 | [14 empty] | 1 | 3 | 2 | 3 | 4 | 1 | 1 |  | 0
SCE Northern | Bliss | 66 | Biomass |  |  | 0 | 0 | 0 | 0 | 0 | 0 | 0 | 0 | 0 | 5 | 5 | 1 | 1 | [14 empty] | 3 | 3 | 1 | 3 | 4 | 1 | 1 |  | 0
SCE Eastern | Blythe | 161 | Biomass |  |  | 0 | 0 | 0 | 0 | 0 | 0 | 0 | 0 | 0 | 5 | 2 | 1 | 1 | [14 empty] | 1 | 1 | 3 | 3 | 4 | 1 | 1 |  | 0
PG&E NGBA | Bogue | 115 | Biomass |  |  | 0 | 0 | 0 | 0 | 0 | 0 | 0 | 0 | 0 | 5 | 5 | 1 | 1 | [14 empty] | 1 | 1 | 3 | 3 | 3 | 1 | 1 |  | 0
PG&E FRESNO | Borden | 230 | Biomass |  |  | 0 | 0 | 0 | 0 | 0 | 0 | 0 | 0 | 0 | 5 | 5 | 5 | 4 | [14 empty] | 3 | 3 | 1 | 1 | 4 | 1 | 1 |  | 0
PG&E FRESNO | Borden | 70 | Biomass |  |  | 0 | 0 | 0 | 0 | 0 | 0 | 0 | 0 | 0 | 5 | 5 | 5 | 4 | [14 empty] | 3 | 3 | 1 | 1 | 4 | 1 | 1 |  | 0
SDGE | Boulevard East | 138 | Biomass |  |  | 0 | 0 | 0 | 0 | 0 | 0 | 0 | 0 | 0 | 1 | 1 | 1 | 1 | [14 empty] | 1 | 3 | 1 | 3 | 1 | 1 | 1 |  | 0
SDGE | Boulevard East | 69 | Biomass |  |  | 0 | 0 | 0 | 0 | 0 | 0 | 0 | 0 | 0 | 1 | 1 | 1 | 1 | [14 empty] | 1 | 3 | 1 | 3 | 1 | 1 | 1 |  | 0
PG&E GBA | Brentwood | 230 | Biomass |  |  | 0 | 0 | 0 | 0 | 0 | 0 | 0 | 0 | 0 | 5 | 4 | 1 | 1 | [14 empty] | 1 | 3 | 2 | 3 | 1 | 1 | 1 |  | 0
PG&E NGBA | Bridgeville | 115 | Biomass |  |  | 0 | 0 | 0 | 0 | 0 | 0 | 0 | 0 | 0 | 5 | 2 | 1 | 1 | [14 empty] | 1 | 1 | 1 | 1 | 1 | 1 | 4 |  | 1
PG&E NGBA | Brighton | 115 | Biomass |  |  | 0 | 0 | 0 | 0 | 0 | 0 | 0 | 0 | 0 | 5 | 5 | 1 | 1 | [14 empty] | 1 | 3 | 3 | 1 | 4 | 1 | 1 |  | 0
PG&E NGBA | Brighton | 230 | Biomass |  |  | 0 | 0 | 0 | 0 | 0 | 0 | 0 | 0 | 0 | 5 | 5 | 1 | 1 | [14 empty] | 1 | 3 | 3 | 1 | 4 | 1 | 1 |  | 0
PG&E NGBA | Brunswick | 115 | Biomass |  |  | 0 | 0 | 0 | 0 | 0 | 0 | 0 | 0 | 0 | 5 | 5 | 1 | 1 | [14 empty] | 1 | 3 | 1 | 3 | 1 | 1 | 1 |  | 0
PG&E NGBA | Bucks Creek | 230 | Biomass |  |  | 0 | 0 | 0 | 0 | 0 | 0 | 0 | 0 | 0 | 5 | 5 | 1 | 1 | [14 empty] | 1 | 1 | 1 | 3 | 1 | 1 | 1 |  | 0
PG&E KERN | Buena Vista | 230 | Biomass |  |  | 0 | 0 | 0 | 0 | 0 | 0 | 0 | 0 | 0 | 5 | 2 | 5 | 4 | [14 empty] | 1 | 1 | 2 | 1 | 4 | 1 | 1 |  | 0
PG&E FRESNO | Bullard | 115 | Biomass |  |  | 0 | 0 | 0 | 0 | 0 | 0 | 0 | 0 | 0 | 5 | 5 | 5 | 4 | [14 empty] | 3 | 3 | 4 | 1 | 3 | 1 | 1 |  | 0
PG&E GBA | Burlingame | 115 | Biomass |  |  | 0 | 0 | 0 | 0 | 0 | 0 | 0 | 0 | 0 | 5 | 2 | 1 | 1 | [14 empty] | 1 | 3 | 3 | 3 | 3 | 1 | 1 |  | 0
PG&E NGBA | Burney Forest | 230 | Biomass |  |  | 0 | 0 | 0 | 0 | 0 | 0 | 0 | 0 | 0 | 5 | 5 | 3 | 3 | [14 empty] | 1 | 1 | 1 | 1 | 1 | 1 | 4 |  | 1
PG&E NGBA | Butte | 115 | Biomass |  |  | 0 | 0 | 0 | 0 | 0 | 0 | 0 | 0 | 0 | 5 | 2 | 1 | 1 | [14 empty] | 1 | 3 | 1 | 1 | 3 | 1 | 1 |  | 0
PG&E KERN | Cabrillo | 115 | Biomass |  |  | 0 | 0 | 0 | 0 | 0 | 0 | 0 | 0 | 0 | 5 | 2 | 5 | 2 | [14 empty] | 1 | 1 | 1 | 3 | 1 | 1 | 1 |  | 0
PG&E FRESNO | Cal Flats | 230 | Biomass |  |  | 0 | 0 | 0 | 0 | 0 | 0 | 0 | 0 | 0 | 5 | 2 | 5 | 4 | [14 empty] | 1 | 1 | 1 | 1 | 3 | 1 | 1 |  | 0
SCE NOL | Calcite | 230 | Biomass |  |  | 0 | 0 | 0 | 0 | 0 | 0 | 0 | 0 | 0 | 1 | 1 | 1 | 1 | [14 empty] | 1 | 3 | 1 | 3 | 1 | 1 | 1 |  | 0
PG&E KERN | Caliente | 230 | Biomass |  |  | 0 | 0 | 0 | 0 | 0 | 0 | 0 | 0 | 0 | 5 | 2 | 5 | 4 | 1 | [13 empty] | 1 | 3 | 1 | 1 | 3 | 1 | 1 |  | 0
PG&E FRESNO | California Ave | 115 | Biomass |  |  | 0 | 0 | 0 | 0 | 0 | 0 | 0 | 0 | 0 | 5 | 2 | 5 | 2 | [14 empty] | 3 | 3 | 3 | 1 | 4 | 1 | 1 |  | 0
PG&E KERN | Callender | 115 | Biomass |  |  | 0 | 0 | 0 | 0 | 0 | 0 | 0 | 0 | 0 | 5 | 2 | 5 | 4 | [14 empty] | 1 | 1 | 1 | 1 | 3 | 1 | 1 |  | 0
PG&E NGBA | Calpella | 115 | Biomass |  |  | 0 | 0 | 0 | 0 | 0 | 0 | 0 | 0 | 0 | 5 | 2 | 1 | 1 | [14 empty] | 1 | 1 | 1 | 1 | 1 | 1 | 5 |  | 1
PG&E GBA | Camanche | 230 | Biomass |  |  | 0 | 0 | 0 | 0 | 0 | 0 | 0 | 0 | 0 | 5 | 5 | 1 | 1 | [14 empty] | 3 | 3 | 2 | 1 | 1 | 1 | 1 |  | 0
SDGE | Cameron | 69 | Biomass |  |  | 0 | 0 | 0 | 0 | 0 | 0 | 0 | 0 | 0 | 1 | 1 | 1 | 1 | [14 empty] | 3 | 3 | 3 | 3 | 4 | 1 | 1 |  | 0
SDGE | Cannon | 69 | Biomass |  |  | 0 | 0 | 0 | 0 | 0 | 0 | 0 | 0 | 0 | 1 | 1 | 1 | 1 | [14 empty] | 1 | 3 | 4 | 3 | 1 | 1 | 1 |  | 0
PG&E FRESNO | Cantua | 115 | Biomass |  |  | 0 | 0 | 0 | 0 | 0 | 0 | 0 | 0 | 0 | 5 | 2 | 5 | 2 | [14 empty] | 3 | 3 | 1 | 1 | 4 | 1 | 1 |  | 0
SDGE | Capistrano | 138 | Biomass |  |  | 0 | 0 | 0 | 0 | 0 | 0 | 0 | 0 | 0 | 1 | 1 | 1 | 1 | [14 empty] | 3 | 3 | 3 | 3 | 1 | 1 | 1 |  | 0
SDGE | Capistrano | 230 | Biomass |  |  | 0 | 0 | 0 | 0 | 0 | 0 | 0 | 0 | 0 | 1 | 1 | 1 | 1 | [14 empty] | 3 | 3 | 3 | 3 | 1 | 1 | 1 |  | 0
PG&E NGBA | Carberry | 230 | Biomass |  |  | 0 | 0 | 0 | 0 | 0 | 0 | 0 | 0 | 0 | 5 | 5 | 3 | 3 | [14 empty] | 1 | 1 | 1 | 1 | 1 | 1 | 4 |  | 1
SCE Eastern | Cardiff | 66 | Biomass |  |  | 0 | 0 | 0 | 0 | 0 | 0 | 0 | 0 | 0 | 4 | 4 | 1 | 1 | [14 empty] | 3 | 3 | 3 | 3 | 4 | 1 | 1 |  | 0
PG&E NGBA | Caribou | 60 | Biomass |  |  | 0 | 0 | 0 | 0 | 0 | 0 | 0 | 0 | 0 | 5 | 5 | 1 | 1 | [14 empty] | 1 | 1 | 1 | 3 | 1 | 1 | 4 |  | 1
PG&E NGBA | Caribou | 115 | Biomass |  |  | 0 | 0 | 0 | 0 | 0 | 0 | 0 | 0 | 0 | 5 | 4 | 1 | 1 | [14 empty] | 1 | 1 | 1 | 3 | 1 | 1 | 4 |  | 1
PG&E NGBA | Caribou | 230 | Biomass |  |  | 0 | 0 | 0 | 0 | 0 | 0 | 0 | 0 | 0 | 5 | 4 | 1 | 1 | [14 empty] | 1 | 1 | 1 | 3 | 1 | 1 | 1 |  | 0
EOP | Carpenter Canyon (fka Gamebird) | 138 | Biomass |  |  | 0 | 0 | 0 | 0 | 0 | 0 | 0 | 0 | 0 | 5 | 2 | 4 | 2 | [14 empty] | 1 | 1 | 1 | 3 | 1 | 1 | 1 |  | 0
EOP | Carpenter Canyon (fka Gamebird) | 230 | Biomass |  |  | 0 | 0 | 0 | 0 | 0 | 0 | 0 | 0 | 0 | 5 | 2 | 4 | 2 | [14 empty] | 1 | 1 | 1 | 3 | 1 | 1 | 1 |  | 0
PG&E NGBA | Carquinez | 115 | Biomass |  |  | 0 | 0 | 0 | 0 | 0 | 0 | 0 | 0 | 0 | 5 | 2 | 1 | 1 | [14 empty] | 1 | 3 | 3 | 3 | 4 | 1 | 1 |  | 0
SDGE | Carrizo Gorge | 138 | Biomass |  |  | 0 | 0 | 0 | 0 | 0 | 0 | 0 | 0 | 0 | 1 | 1 | 1 | 1 | [14 empty] | 1 | 3 | 1 | 3 | 1 | 1 | 1 |  | 0
PG&E KERN | Carrizo Plains | 115 | Biomass |  |  | 0 | 0 | 0 | 0 | 0 | 0 | 0 | 0 | 0 | 5 | 2 | 5 | 4 | [14 empty] | 1 | 3 | 1 | 1 | 3 | 1 | 1 |  | 0
PG&E KERN | Casaloma | 230 | Biomass |  |  | 0 | 0 | 0 | 0 | 0 | 0 | 0 | 0 | 0 | 5 | 2 | 5 | 2 | [14 empty] | 3 | 3 | 3 | 3 | 4 | 1 | 1 |  | 0
PG&E GBA | Castro Valley | 230 | Biomass |  |  | 0 | 0 | 0 | 0 | 0 | 0 | 0 | 0 | 0 | 5 | 4 | 1 | 1 | [14 empty] | 1 | 3 | 3 | 3 | 3 | 1 | 1 |  | 0
PG&E GBA | Cayetano | 230 | Biomass |  |  | 0 | 0 | 0 | 0 | 0 | 0 | 0 | 0 | 0 | 5 | 4 | 1 | 1 | [14 empty] | 1 | 3 | 2 | 3 | 1 | 1 | 1 |  | 0
SCE Metro | Center | 230 | Biomass |  |  | 0 | 0 | 0 | 0 | 0 | 0 | 0 | 0 | 0 | 1 | 1 | 1 | 1 | [14 empty] | 3 | 3 | 4 | 3 | 4 | 1 | 1 |  | 0
PG&E KERN | Charca | 115 | Biomass |  |  | 0 | 0 | 0 | 0 | 0 | 0 | 0 | 0 | 0 | 5 | 2 | 5 | 2 | [14 empty] | 3 | 3 | 1 | 3 | 4 | 1 | 1 |  | 0
EOP | Charleston | 138 | Biomass |  |  | 0 | 0 | 0 | 0 | 0 | 0 | 0 | 0 | 0 | 5 | 2 | 4 | 2 | [14 empty] | 1 | 1 | 1 | 3 | 1 | 1 | 1 |  | 0
SCE Metro | Chevmain | 230 | Biomass |  |  | 0 | 0 | 0 | 0 | 0 | 0 | 0 | 0 | 0 | 1 | 1 | 1 | 1 | [14 empty] | 3 | 3 | 4 | 3 | 4 | 1 | 1 |  | 0
SDGE | Chicarita | 138 | Biomass |  |  | 0 | 0 | 0 | 0 | 0 | 0 | 0 | 0 | 0 | 1 | 1 | 1 | 1 | [14 empty] | 1 | 3 | 3 | 3 | 1 | 1 | 1 |  | 0
SCE Metro | Chino | 230 | Biomass |  |  | 0 | 0 | 0 | 0 | 0 | 0 | 0 | 0 | 0 | 1 | 1 | 1 | 1 | [14 empty] | 3 | 3 | 4 | 3 | 3 | 1 | 1 |  | 0
PG&E FRESNO | Chowchilla | 115 | Biomass |  |  | 0 | 0 | 0 | 0 | 0 | 0 | 0 | 0 | 0 | 5 | 5 | 5 | 2 | [14 empty] | 3 | 3 | 4 | 1 | 3 | 1 | 1 |  | 0
PG&E GBA | Christie | 60 | Biomass |  |  | 0 | 0 | 0 | 0 | 0 | 0 | 0 | 0 | 0 | 5 | 4 | 1 | 1 | [14 empty] | 1 | 3 | 3 | 3 | 3 | 1 | 1 |  | 0
PG&E GBA | Christie | 115 | Biomass |  |  | 0 | 0 | 0 | 0 | 0 | 0 | 0 | 0 | 0 | 5 | 2 | 1 | 1 | [14 empty] | 1 | 3 | 3 | 3 | 3 | 1 | 1 |  | 0
SCE Eastern | Cielo Azul | 500 | Biomass |  |  | 0 | 0 | 0 | 0 | 0 | 0 | 0 | 0 | 0 | 5 | 4 | 4 | 4 | [14 empty] | 1 | 1 | 1 | 3 | 1 | 1 | 1 |  | 0
PG&E GBA | Clay | 60 | Biomass |  |  | 0 | 0 | 0 | 0 | 0 | 0 | 0 | 0 | 0 | 5 | 5 | 1 | 1 | [14 empty] | 1 | 3 | 3 | 3 | 1 | 1 | 1 |  | 0
PG&E GBA | Clayton | 115 | Biomass |  |  | 0 | 0 | 0 | 0 | 0 | 0 | 0 | 0 | 0 | 5 | 2 | 1 | 1 | [14 empty] | 1 | 3 | 2 | 3 | 3 | 1 | 1 |  | 0
PG&E NGBA | Cloverdale | 115 | Biomass |  |  | 0 | 0 | 0 | 0 | 0 | 0 | 0 | 0 | 0 | 5 | 2 | 1 | 1 | [14 empty] | 1 | 1 | 1 | 1 | 1 | 1 | 5 |  | 1
PG&E FRESNO | Clovis | 115 | Biomass |  |  | 0 | 0 | 0 | 0 | 0 | 0 | 0 | 0 | 0 | 5 | 2 | 5 | 2 | [14 empty] | 3 | 3 | 3 | 1 | 3 | 1 | 1 |  | 0
PG&E GBA | Coburn | 230 | Biomass |  |  | 0 | 0 | 0 | 0 | 0 | 0 | 0 | 0 | 0 | 5 | 4 | 5 | 2 | [14 empty] | 1 | 1 | 3 | 1 | 1 | 1 | 1 |  | 0
PG&E GBA | Coburn | 60 | Biomass |  |  | 0 | 0 | 0 | 0 | 0 | 0 | 0 | 0 | 0 | 5 | 4 | 5 | 2 | [14 empty] | 1 | 1 | 3 | 1 | 1 | 1 | 1 |  | 0
PG&E NGBA | Colgate | 230 | Biomass |  |  | 0 | 0 | 0 | 0 | 0 | 0 | 0 | 0 | 0 | 5 | 5 | 1 | 1 | [14 empty] | 1 | 3 | 1 | 3 | 1 | 1 | 4 |  | 1
PG&E GBA | Collierville | 230 | Biomass |  |  | 0 | 0 | 0 | 0 | 0 | 0 | 0 | 0 | 0 | 5 | 5 | 1 | 1 | [14 empty] | 1 | 3 | 1 | 3 | 1 | 1 | 1 |  | 0
PG&E GBA | Collinsville | 230 | Biomass |  |  | 0 | 0 | 0 | 0 | 0 | 0 | 0 | 0 | 0 | 5 | 2 | 1 | 1 | [14 empty] | 1 | 3 | 3 | 3 | 4 | 1 | 1 |  | 0
PG&E GBA | Collinsville | 500 | Biomass |  |  | 0 | 0 | 0 | 0 | 0 | 0 | 0 | 0 | 0 | 5 | 2 | 1 | 1 | [14 empty] | 1 | 3 | 3 | 3 | 4 | 1 | 1 |  | 0
SCE Eastern | Colorado River | 230 | Biomass |  |  | 0 | 0 | 0 | 0 | 0 | 0 | 0 | 0 | 0 | 4 | 4 | 4 | 4 | [14 empty] | 1 | 1 | 2 | 3 | 1 | 1 | 1 |  | 0
SCE Eastern | Colorado River | 500 | Biomass |  |  | 0 | 0 | 0 | 0 | 0 | 0 | 0 | 0 | 0 | 4 | 4 | 4 | 4 | [14 empty] | 1 | 1 | 2 | 3 | 1 | 1 | 1 |  | 0
PG&E KERN | Columbus | 115 | Biomass |  |  | 0 | 0 | 0 | 0 | 0 | 0 | 0 | 0 | 0 | 5 | 2 | 5 | 4 | [14 empty] | 3 | 3 | 3 | 3 | 3 | 1 | 1 |  | 0
PG&E GBA | Contra Costa | 115 | Biomass |  |  | 0 | 0 | 0 | 0 | 0 | 0 | 0 | 0 | 0 | 5 | 4 | 1 | 1 | [14 empty] | 1 | 3 | 4 | 3 | 3 | 1 | 1 |  | 0
PG&E GBA | Contra Costa | 230 | Biomass |  |  | 0 | 0 | 0 | 0 | 0 | 0 | 0 | 0 | 0 | 5 | 4 | 1 | 1 | [14 empty] | 1 | 3 | 4 | 3 | 3 | 1 | 1 |  | 0
PG&E GBA | Contra Costa PP | 230 | Biomass |  |  | 0 | 0 | 0 | 0 | 0 | 0 | 0 | 0 | 0 | 5 | 4 | 1 | 1 | [14 empty] | 1 | 3 | 4 | 3 | 3 | 1 | 1 |  | 0
SCE NOL | Control | 115 | Biomass |  |  | 0 | 0 | 0 | 0 | 0 | 0 | 0 | 0 | 0 | 5 | 3 | 1 | 1 | [14 empty] | 1 | 1 | 1 | 3 | 1 | 1 | 1 |  | 0
SCE NOL | Control | 55 | Biomass |  |  | 0 | 0 | 0 | 0 | 0 | 0 | 0 | 0 | 0 | 5 | 3 | 1 | 1 | [14 empty] | 1 | 1 | 1 | 3 | 1 | 1 | 1 |  | 0
PG&E GBA | Cooley Landing | 115 | Biomass |  |  | 0 | 0 | 0 | 0 | 0 | 0 | 0 | 0 | 0 | 5 | 2 | 1 | 1 | [14 empty] | 1 | 3 | 3 | 3 | 4 | 1 | 1 |  | 0
PG&E GBA | Cooley Landing | 60 | Biomass |  |  | 0 | 0 | 0 | 0 | 0 | 0 | 0 | 0 | 0 | 1 | 1 | 1 | 1 | [14 empty] | 1 | 3 | 3 | 3 | 4 | 1 | 1 |  | 0
SCE NOL | Coolwater | 230 | Biomass |  |  | 0 | 0 | 0 | 0 | 0 | 0 | 0 | 0 | 0 | 3 | 3 | 1 | 1 | [14 empty] | 1 | 3 | 4 | 3 | 4 | 1 | 1 |  | 0
SCE NOL | Coolwater | 115 | Biomass |  |  | 0 | 0 | 0 | 0 | 0 | 0 | 0 | 0 | 0 | 3 | 3 | 1 | 1 | [14 empty] | 1 | 3 | 4 | 3 | 4 | 1 | 1 |  | 0
PG&E KERN | Copus | 70 | Biomass |  |  | 0 | 0 | 0 | 0 | 0 | 0 | 0 | 0 | 0 | 5 | 2 | 5 | 4 | [14 empty] | 3 | 3 | 2 | 3 | 4 | 1 | 1 |  | 0
PG&E FRESNO | Corcoran | 70 | Biomass |  |  | 0 | 0 | 0 | 0 | 0 | 0 | 0 | 0 | 0 | 5 | 5 | 5 | 4 | [14 empty] | 3 | 3 | 1 | 1 | 4 | 1 | 1 |  | 0
PG&E FRESNO | Corcoran | 115 | Biomass |  |  | 0 | 0 | 0 | 0 | 0 | 0 | 0 | 0 | 0 | 5 | 5 | 5 | 4 | [14 empty] | 3 | 3 | 1 | 1 | 4 | 1 | 1 |  | 0
PG&E NGBA | Corona | 115 | Biomass |  |  | 0 | 0 | 0 | 0 | 0 | 0 | 0 | 0 | 0 | 5 | 2 | 1 | 1 | [14 empty] | 1 | 3 | 2 | 1 | 1 | 1 | 1 |  | 0
PG&E NGBA | Cortina | 230 | Biomass |  |  | 0 | 0 | 0 | 0 | 0 | 0 | 0 | 0 | 0 | 5 | 2 | 1 | 1 | [14 empty] | 1 | 1 | 1 | 3 | 1 | 1 | 1 |  | 0
PG&E NGBA | Cortina | 115 | Biomass |  |  | 0 | 0 | 0 | 0 | 0 | 0 | 0 | 0 | 0 | 5 | 2 | 1 | 1 | 1 | [13 empty] | 1 | 1 | 1 | 3 | 1 | 1 | 4 |  | 1
PG&E GBA | Cottle | 230 | Biomass |  |  | 0 | 0 | 0 | 0 | 0 | 0 | 0 | 0 | 0 | 5 | 5 | 5 | 2 | 3 | [13 empty] | 3 | 3 | 3 | 1 | 4 | 1 | 1 |  | 0
PG&E NGBA | Cottonwood | 115 | Biomass |  |  | 0 | 0 | 0 | 0 | 0 | 0 | 0 | 0 | 0 | 5 | 2 | 1 | 1 | [14 empty] | 1 | 1 | 3 | 1 | 1 | 1 | 1 |  | 0
PG&E NGBA | Cottonwood | 230 | Biomass |  |  | 0 | 0 | 0 | 0 | 0 | 0 | 0 | 0 | 0 | 5 | 2 | 1 | 1 | [14 empty] | 1 | 1 | 3 | 1 | 1 | 1 | 1 |  | 0
PG&E NGBA | Cottonwood | 60 | Biomass |  |  | 0 | 0 | 0 | 0 | 0 | 0 | 0 | 0 | 0 | 5 | 2 | 1 | 1 | [14 empty] | 1 | 1 | 3 | 1 | 1 | 1 | 1 |  | 0
PG&E NGBA | Cove Road | 230 | Biomass |  |  | 0 | 0 | 0 | 0 | 0 | 0 | 0 | 0 | 0 | 5 | 2 | 1 | 1 | [14 empty] | 1 | 1 | 1 | 1 | 1 | 1 | 1 |  | 0
PG&E GBA | Coyote | 230 | Biomass |  |  | 0 | 0 | 0 | 0 | 0 | 0 | 0 | 0 | 0 | 5 | 4 | 1 | 1 | [14 empty] | 1 | 3 | 2 | 1 | 3 | 1 | 1 |  | 0
PG&E GBA | Crazy Horse Canyon | 115 | Biomass |  |  | 0 | 0 | 0 | 0 | 0 | 0 | 0 | 0 | 0 | 1 | 1 | 1 | 1 | [14 empty] | 1 | 1 | 2 | 1 | 1 | 1 | 1 |  | 0
SDGE | Creelman | 69 | Biomass |  |  | 0 | 0 | 0 | 0 | 0 | 0 | 0 | 0 | 0 | 1 | 1 | 1 | 1 | [14 empty] | 1 | 3 | 1 | 3 | 1 | 1 | 1 |  | 0
PG&E FRESNO | Crescent | 70 | Biomass |  |  | 0 | 0 | 0 | 0 | 0 | 0 | 0 | 0 | 0 | 5 | 5 | 5 | 2 | [14 empty] | 3 | 3 | 2 | 1 | 4 | 1 | 1 |  | 0
PG&E FRESNO | Cressey | 115 | Biomass |  |  | 0 | 0 | 0 | 0 | 0 | 0 | 0 | 0 | 0 | 5 | 5 | 5 | 2 | [14 empty] | 3 | 3 | 3 | 1 | 4 | 1 | 1 |  | 0
PG&E NGBA | Cresta | 230 | Biomass |  |  | 0 | 0 | 0 | 0 | 0 | 0 | 0 | 0 | 0 | 5 | 5 | 1 | 1 | [14 empty] | 1 | 3 | 1 | 1 | 1 | 1 | 1 |  | 0
SDGE | Crestwood | 69 | Biomass |  |  | 0 | 0 | 0 | 0 | 0 | 0 | 0 | 0 | 0 | 1 | 1 | 1 | 1 | [14 empty] | 1 | 3 | 1 | 3 | 1 | 1 | 1 |  | 0
PG&E GBA | Crow Creek | 60 | Biomass |  |  | 0 | 0 | 0 | 0 | 0 | 0 | 0 | 0 | 0 | 5 | 5 | 1 | 1 | [14 empty] | 3 | 3 | 1 | 1 | 4 | 1 | 1 |  | 0
PG&E GBA | Crows Landing | 60 | Biomass |  |  | 0 | 0 | 0 | 0 | 0 | 0 | 0 | 0 | 0 | 5 | 5 | 1 | 1 | [14 empty] | 3 | 3 | 1 | 1 | 4 | 1 | 1 |  | 0
PG&E GBA | Curtis | 115 | Biomass |  |  | 0 | 0 | 0 | 0 | 0 | 0 | 0 | 0 | 0 | 5 | 5 | 1 | 1 | [14 empty] | 1 | 3 | 1 | 3 | 1 | 1 | 1 |  | 0
PG&E FRESNO | Dairyland | 115 | Biomass |  |  | 0 | 0 | 0 | 0 | 0 | 0 | 0 | 0 | 0 | 5 | 5 | 5 | 2 | [14 empty] | 3 | 3 | 2 | 1 | 4 | 1 | 1 |  | 0
PG&E NGBA | Davis | 115 | Biomass |  |  | 0 | 0 | 0 | 0 | 0 | 0 | 0 | 0 | 0 | 5 | 2 | 1 | 1 | [14 empty] | 1 | 3 | 1 | 1 | 1 | 1 | 1 |  | 0
SCE Metro | Del Amo | 500 | Biomass |  |  | 0 | 0 | 0 | 0 | 0 | 0 | 0 | 0 | 0 | 1 | 1 | 1 | 1 | [14 empty] | 3 | 3 | 3 | 3 | 3 | 1 | 1 |  | 0
SCE Metro | Del Amo | 230 | Biomass |  |  | 0 | 0 | 0 | 0 | 0 | 0 | 0 | 0 | 0 | 1 | 1 | 1 | 1 | [14 empty] | 3 | 3 | 3 | 3 | 3 | 1 | 1 |  | 0
SCE Eastern | Delaney | 500 | Biomass |  |  | 0 | 0 | 0 | 0 | 0 | 0 | 0 | 0 | 0 | 5 | 4 | 4 | 4 | [14 empty] | 1 | 3 | 1 | 1 | 1 | 1 | 1 |  | 0
PG&E NGBA | Delevan | 230 | Biomass |  |  | 0 | 0 | 0 | 0 | 0 | 0 | 0 | 0 | 0 | 5 | 2 | 1 | 1 | [14 empty] | 1 | 1 | 4 | 3 | 1 | 1 | 1 |  | 0
PG&E GBA | Delta PP | 230 | Biomass |  |  | 0 | 0 | 0 | 0 | 0 | 0 | 0 | 0 | 0 | 5 | 2 | 1 | 1 | [14 empty] | 1 | 3 | 3 | 3 | 3 | 1 | 1 |  | 0
EOP | Desert View | 230 | Biomass |  |  | 0 | 0 | 0 | 0 | 0 | 0 | 0 | 0 | 0 | 5 | 2 | 4 | 2 | [14 empty] | 1 | 3 | 1 | 3 | 1 | 1 | 1 |  | 0
SCE Eastern | Devers | 230 | Biomass |  |  | 0 | 0 | 0 | 0 | 0 | 0 | 0 | 0 | 0 | 4 | 4 | 1 | 1 | [14 empty] | 1 | 3 | 4 | 3 | 1 | 1 | 1 |  | 0
SCE Eastern | Devers | 500 | Biomass |  |  | 0 | 0 | 0 | 0 | 0 | 0 | 0 | 0 | 0 | 4 | 4 | 1 | 1 | [14 empty] | 1 | 3 | 4 | 3 | 1 | 1 | 1 |  | 0
PG&E KERN | Diablo Canyon | 230 | Biomass |  |  | 0 | 0 | 0 | 0 | 0 | 0 | 0 | 0 | 0 | 5 | 2 | 5 | 2 | [14 empty] | 1 | 1 | 1 | 1 | 1 | 1 | 1 |  | 0
PG&E KERN | Diablo Canyon | 500 | Biomass |  |  | 0 | 0 | 0 | 0 | 0 | 0 | 0 | 0 | 0 | 5 | 2 | 4 | 4 | [14 empty] | 1 | 1 | 1 | 1 | 1 | 1 | 1 |  | 0
PG&E KERN | Divide | 115 | Biomass |  |  | 0 | 0 | 0 | 0 | 0 | 0 | 0 | 0 | 0 | 5 | 2 | 5 | 2 | [14 empty] | 1 | 1 | 2 | 3 | 3 | 1 | 1 |  | 0
PG&E GBA | Dixon Landing | 115 | Biomass |  |  | 0 | 0 | 0 | 0 | 0 | 0 | 0 | 0 | 0 | 5 | 4 | 1 | 1 | [14 empty] | 1 | 3 | 3 | 3 | 3 | 1 | 1 |  | 0
PG&E FRESNO | Dos Amigos | 230 | Biomass |  |  | 0 | 0 | 0 | 0 | 0 | 0 | 0 | 0 | 0 | 5 | 2 | 5 | 2 | [14 empty] | 3 | 3 | 1 | 1 | 4 | 1 | 1 |  | 0
PG&E NGBA | Drum | 115 | Biomass |  |  | 0 | 0 | 0 | 0 | 0 | 0 | 0 | 0 | 0 | 5 | 5 | 1 | 1 | [14 empty] | 1 | 3 | 1 | 1 | 1 | 1 | 1 |  | 0
PG&E GBA | Dumbarton | 115 | Biomass |  |  | 0 | 0 | 0 | 0 | 0 | 0 | 0 | 0 | 0 | 5 | 2 | 1 | 1 | [14 empty] | 1 | 3 | 2 | 3 | 3 | 1 | 1 |  | 0
SCE NOL | Dunn Siding | 115 | Biomass |  |  | 0 | 0 | 0 | 0 | 0 | 0 | 0 | 0 | 0 | 3 | 3 | 1 | 1 | [14 empty] | 1 | 3 | 1 | 3 | 4 | 1 | 1 |  | 0
SCE Eastern | Eagle Mountain | 230 | Biomass |  |  | 0 | 0 | 0 | 0 | 0 | 0 | 0 | 0 | 0 | 5 | 4 | 1 | 1 | [14 empty] | 1 | 1 | 1 | 3 | 1 | 1 | 1 |  | 0
PG&E NGBA | Eagle Rock (PGE) | 60 | Biomass |  |  | 0 | 0 | 0 | 0 | 0 | 0 | 0 | 0 | 0 | 5 | 2 | 1 | 1 | [14 empty] | 1 | 1 | 1 | 1 | 1 | 1 | 1 |  | 0
PG&E NGBA | Eagle Rock (PGE) | 115 | Biomass |  |  | 0 | 0 | 0 | 0 | 0 | 0 | 0 | 0 | 0 | 5 | 2 | 1 | 1 | 3 | [13 empty] | 1 | 1 | 1 | 1 | 1 | 1 | 1 |  | 0
SCE Metro | Eagle Rock (SCE) | 230 | Biomass |  |  | 0 | 0 | 0 | 0 | 0 | 0 | 0 | 0 | 0 | 1 | 1 | 1 | 1 | [14 empty] | 3 | 3 | 3 | 3 | 3 | 1 | 1 |  | 0
PG&E NGBA | East Marysville | 115 | Biomass |  |  | 0 | 0 | 0 | 0 | 0 | 0 | 0 | 0 | 0 | 5 | 5 | 1 | 1 | [14 empty] | 1 | 1 | 3 | 3 | 3 | 1 | 1 |  | 0
PG&E NGBA | East Nicolaus | 115 | Biomass |  |  | 0 | 0 | 0 | 0 | 0 | 0 | 0 | 0 | 0 | 5 | 5 | 1 | 1 | [14 empty] | 1 | 3 | 1 | 3 | 1 | 1 | 1 |  | 0
PG&E NGBA | East Nicolaus | 60 | Biomass |  |  | 0 | 0 | 0 | 0 | 0 | 0 | 0 | 0 | 0 | 5 | 5 | 1 | 1 | [14 empty] | 1 | 3 | 1 | 3 | 1 | 1 | 1 |  | 0
PG&E GBA | Eastshore | 115 | Biomass |  |  | 0 | 0 | 0 | 0 | 0 | 0 | 0 | 0 | 0 | 5 | 2 | 1 | 1 | [14 empty] | 1 | 3 | 3 | 3 | 4 | 1 | 1 |  | 0
PG&E GBA | Eastshore | 230 | Biomass |  |  | 0 | 0 | 0 | 0 | 0 | 0 | 0 | 0 | 0 | 5 | 2 | 1 | 1 | [14 empty] | 1 | 3 | 3 | 3 | 4 | 1 | 1 |  | 0
SDGE | ECO | 138 | Biomass |  |  | 0 | 0 | 0 | 0 | 0 | 0 | 0 | 0 | 0 | 1 | 1 | 1 | 1 | [14 empty] | 1 | 3 | 1 | 3 | 1 | 1 | 1 |  | 0
SDGE | ECO | 230 | Biomass |  |  | 0 | 0 | 0 | 0 | 0 | 0 | 0 | 0 | 0 | 1 | 1 | 1 | 1 | [14 empty] | 1 | 3 | 1 | 3 | 1 | 1 | 1 |  | 0
SDGE | ECO | 500 | Biomass |  |  | 0 | 0 | 0 | 0 | 0 | 0 | 0 | 0 | 0 | 1 | 1 | 1 | 1 | [14 empty] | 1 | 3 | 1 | 3 | 1 | 1 | 1 |  | 0
PG&E GBA | Edenvale | 115 | Biomass |  |  | 0 | 0 | 0 | 0 | 0 | 0 | 0 | 0 | 0 | 5 | 4 | 1 | 1 | [14 empty] | 1 | 3 | 3 | 1 | 3 | 1 | 1 |  | 0
PG&E GBA | Edes | 115 | Biomass |  |  | 0 | 0 | 0 | 0 | 0 | 0 | 0 | 0 | 0 | 5 | 2 | 1 | 1 | [14 empty] | 1 | 3 | 2 | 3 | 4 | 1 | 1 |  | 0
PG&E GBA | Eight Mile | 230 | Biomass |  |  | 0 | 0 | 0 | 0 | 0 | 0 | 0 | 0 | 0 | 5 | 5 | 1 | 1 | [14 empty] | 3 | 3 | 3 | 1 | 4 | 1 | 1 |  | 0
SDGE | El Cajon | 69 | Biomass |  |  | 0 | 0 | 0 | 0 | 0 | 0 | 0 | 0 | 0 | 1 | 1 | 1 | 1 | [14 empty] | 1 | 3 | 4 | 3 | 4 | 1 | 1 |  | 0
SCE Eastern | El Casco | 230 | Biomass |  |  | 0 | 0 | 0 | 0 | 0 | 0 | 0 | 0 | 0 | 4 | 4 | 1 | 1 | [14 empty] | 3 | 3 | 1 | 3 | 3 | 1 | 1 |  | 0
PG&E GBA | El Cerrito G | 115 | Biomass |  |  | 0 | 0 | 0 | 0 | 0 | 0 | 0 | 0 | 0 | 5 | 2 | 1 | 1 | [14 empty] | 1 | 3 | 3 | 3 | 3 | 1 | 1 |  | 0
PG&E NGBA | El Dorado PH | 115 | Biomass |  |  | 0 | 0 | 0 | 0 | 0 | 0 | 0 | 0 | 0 | 5 | 5 | 1 | 1 | [14 empty] | 1 | 3 | 1 | 1 | 1 | 1 | 1 |  | 0
PG&E FRESNO | El Nido (PGE) | 115 | Biomass |  |  | 0 | 0 | 0 | 0 | 0 | 0 | 0 | 0 | 0 | 5 | 5 | 5 | 2 | [14 empty] | 3 | 3 | 1 | 1 | 4 | 1 | 1 |  | 0
SCE Metro | El Nido (SCE) | 230 | Biomass |  |  | 0 | 0 | 0 | 0 | 0 | 0 | 0 | 0 | 0 | 1 | 1 | 1 | 1 | [14 empty] | 3 | 3 | 3 | 3 | 3 | 1 | 1 |  | 0
PG&E GBA | El Patio | 115 | Biomass |  |  | 0 | 0 | 0 | 0 | 0 | 0 | 0 | 0 | 0 | 5 | 4 | 1 | 1 | [14 empty] | 1 | 3 | 3 | 1 | 3 | 1 | 1 |  | 0
SCE Metro | El Segundo | 230 | Biomass |  |  | 0 | 0 | 0 | 0 | 0 | 0 | 0 | 0 | 0 | 1 | 1 | 1 | 1 | [14 empty] | 3 | 3 | 4 | 3 | 4 | 1 | 1 |  | 0
EOP | Eldorado | 230 | Biomass |  |  | 0 | 0 | 0 | 0 | 0 | 0 | 0 | 0 | 0 | 5 | 2 | 4 | 2 | [14 empty] | 1 | 1 | 3 | 3 | 1 | 1 | 1 |  | 0
EOP | Eldorado | 500 | Biomass |  |  | 0 | 0 | 0 | 0 | 0 | 0 | 0 | 0 | 0 | 5 | 2 | 4 | 2 | [14 empty] | 1 | 1 | 3 | 3 | 1 | 1 | 1 |  | 0
SCE Northern | Elizabeth Lake | 66 | Biomass |  |  | 0 | 0 | 0 | 0 | 0 | 0 | 0 | 0 | 0 | 5 | 2 | 4 | 2 | [14 empty] | 3 | 3 | 3 | 3 | 1 | 1 | 1 |  | 0
PG&E KERN | Elk Hills | 230 | Biomass |  |  | 0 | 0 | 0 | 0 | 0 | 0 | 0 | 0 | 0 | 5 | 2 | 5 | 4 | [14 empty] | 3 | 3 | 2 | 3 | 4 | 1 | 1 |  | 0
SDGE | Elliot | 69 | Biomass |  |  | 0 | 0 | 0 | 0 | 0 | 0 | 0 | 0 | 0 | 1 | 1 | 1 | 1 | [14 empty] | 1 | 3 | 3 | 3 | 3 | 1 | 1 |  | 0
SCE Metro | Ellis | 230 | Biomass |  |  | 0 | 0 | 0 | 0 | 0 | 0 | 0 | 0 | 0 | 1 | 1 | 1 | 1 | [14 empty] | 3 | 3 | 3 | 3 | 3 | 1 | 1 |  | 0
SDGE | Encina | 138 | Biomass |  |  | 0 | 0 | 0 | 0 | 0 | 0 | 0 | 0 | 0 | 1 | 1 | 1 | 1 | [14 empty] | 1 | 3 | 4 | 3 | 1 | 1 | 1 |  | 0
SDGE | Encina | 230 | Biomass |  |  | 0 | 0 | 0 | 0 | 0 | 0 | 0 | 0 | 0 | 1 | 1 | 1 | 1 | [14 empty] | 1 | 3 | 4 | 3 | 1 | 1 | 1 |  | 0
SDGE | Escondido | 230 | Biomass |  |  | 0 | 0 | 0 | 0 | 0 | 0 | 0 | 0 | 0 | 1 | 1 | 1 | 1 | [14 empty] | 1 | 3 | 4 | 3 | 1 | 1 | 1 |  | 0
SDGE | Escondido | 69 | Biomass |  |  | 0 | 0 | 0 | 0 | 0 | 0 | 0 | 0 | 0 | 1 | 1 | 1 | 1 | [14 empty] | 1 | 3 | 4 | 3 | 1 | 1 | 1 |  | 0
PG&E KERN | Estrella | 230 | Biomass |  |  | 0 | 0 | 0 | 0 | 0 | 0 | 0 | 0 | 0 | 5 | 2 | 5 | 2 | [14 empty] | 1 | 1 | 1 | 1 | 1 | 1 | 1 |  | 0
SCE Eastern | Etiwanda | 230 | Biomass |  |  | 0 | 0 | 0 | 0 | 0 | 0 | 0 | 0 | 0 | 1 | 1 | 1 | 1 | [14 empty] | 3 | 3 | 4 | 3 | 4 | 1 | 1 |  | 0
PG&E GBA | Evergreen | 115 | Biomass |  |  | 0 | 0 | 0 | 0 | 0 | 0 | 0 | 0 | 0 | 5 | 4 | 1 | 1 | [14 empty] | 1 | 3 | 3 | 1 | 3 | 1 | 1 |  | 0
PG&E GBA | Evergreen | 60 | Biomass |  |  | 0 | 0 | 0 | 0 | 0 | 0 | 0 | 0 | 0 | 5 | 4 | 1 | 1 | [14 empty] | 1 | 3 | 3 | 1 | 3 | 1 | 1 |  | 0
PG&E FRESNO | Excelsior | 115 | Biomass |  |  | 0 | 0 | 0 | 0 | 0 | 0 | 0 | 0 | 0 | 5 | 5 | 5 | 2 | [14 empty] | 3 | 3 | 1 | 1 | 4 | 1 | 1 |  | 0
PG&E FRESNO | Exchequer | 115 | Biomass |  |  | 0 | 0 | 0 | 0 | 0 | 0 | 0 | 0 | 0 | 5 | 5 | 5 | 2 | [14 empty] | 1 | 3 | 1 | 3 | 3 | 1 | 5 |  | 1
PG&E KERN | Fairway | 115 | Biomass |  |  | 0 | 0 | 0 | 0 | 0 | 0 | 0 | 0 | 0 | 5 | 2 | 5 | 2 | [14 empty] | 1 | 1 | 3 | 3 | 3 | 1 | 1 |  | 0
PG&E KERN | Famoso | 115 | Biomass |  |  | 0 | 0 | 0 | 0 | 0 | 0 | 0 | 0 | 0 | 5 | 2 | 5 | 2 | [14 empty] | 3 | 3 | 2 | 3 | 4 | 1 | 1 |  | 0
PG&E NGBA | Fern Road | 500 | Biomass |  |  | 0 | 0 | 0 | 0 | 0 | 0 | 0 | 0 | 0 | 5 | 2 | 1 | 1 | [14 empty] | 1 | 1 | 1 | 1 | 1 | 1 | 1 |  | 0
PG&E GBA | Fibreboard (SPI Sonora) | 115 | Biomass |  |  | 0 | 0 | 0 | 0 | 0 | 0 | 0 | 0 | 0 | 5 | 5 | 1 | 1 | [14 empty] | 1 | 3 | 4 | 3 | 3 | 1 | 1 |  | 0
PG&E FRESNO | Figarden | 230 | Biomass |  |  | 0 | 0 | 0 | 0 | 0 | 0 | 0 | 0 | 0 | 5 | 4 | 5 | 2 | [14 empty] | 3 | 3 | 2 | 1 | 3 | 1 | 1 |  | 0
PG&E FRESNO | Fink | 230 | Biomass |  |  | 0 | 0 | 0 | 0 | 0 | 0 | 0 | 0 | 0 | 1 | 1 | 1 | 1 | [14 empty] | 3 | 3 | 1 | 1 | 4 | 1 | 1 |  | 0
PG&E NGBA | Fitch Mountain | 60 | Biomass |  |  | 0 | 0 | 0 | 0 | 0 | 0 | 0 | 0 | 0 | 5 | 2 | 1 | 1 | [14 empty] | 1 | 1 | 1 | 1 | 1 | 1 | 1 |  | 0
PG&E GBA | FMC | 115 | Biomass |  |  | 0 | 0 | 0 | 0 | 0 | 0 | 0 | 0 | 0 | 5 | 4 | 1 | 1 | [14 empty] | 1 | 3 | 4 | 1 | 3 | 1 | 1 |  | 0
PG&E GBA | Fremont | 115 | Biomass |  |  | 0 | 0 | 0 | 0 | 0 | 0 | 0 | 0 | 0 | 1 | 1 | 1 | 1 | [14 empty] | 1 | 3 | 2 | 3 | 3 | 1 | 1 |  | 0
PG&E GBA | French Camp | 60 | Biomass |  |  | 0 | 0 | 0 | 0 | 0 | 0 | 0 | 0 | 0 | 5 | 5 | 1 | 1 | [14 empty] | 3 | 3 | 3 | 1 | 4 | 1 | 1 |  | 0
PG&E GBA | Frogtown | 115 | Biomass |  |  | 0 | 0 | 0 | 0 | 0 | 0 | 0 | 0 | 0 | 5 | 5 | 1 | 1 | [14 empty] | 1 | 3 | 1 | 3 | 1 | 1 | 1 |  | 0
PG&E NGBA | Fulton | 115 | Biomass |  |  | 0 | 0 | 0 | 0 | 0 | 0 | 0 | 0 | 0 | 5 | 4 | 1 | 1 | 1 | [13 empty] | 1 | 3 | 3 | 1 | 3 | 1 | 1 |  | 0
PG&E NGBA | Fulton | 230 | Biomass |  |  | 0 | 0 | 0 | 0 | 0 | 0 | 0 | 0 | 0 | 5 | 4 | 1 | 1 | [14 empty] | 1 | 3 | 3 | 1 | 3 | 1 | 1 |  | 0
PG&E NGBA | Fulton | 60 | Biomass |  |  | 0 | 0 | 0 | 0 | 0 | 0 | 0 | 0 | 0 | 5 | 2 | 1 | 1 | [14 empty] | 1 | 3 | 3 | 1 | 3 | 1 | 1 |  | 0
PG&E KERN | Ganso | 115 | Biomass |  |  | 0 | 0 | 0 | 0 | 0 | 0 | 0 | 0 | 0 | 5 | 2 | 5 | 2 | [14 empty] | 3 | 3 | 2 | 3 | 4 | 1 | 4 |  | 1
PG&E FRESNO | Gates | 230 | Biomass |  |  | 0 | 0 | 0 | 0 | 0 | 0 | 0 | 0 | 0 | 5 | 2 | 5 | 4 | [14 empty] | 3 | 3 | 3 | 1 | 4 | 1 | 1 |  | 0
PG&E FRESNO | Gates | 500 | Biomass |  |  | 0 | 0 | 0 | 0 | 0 | 0 | 0 | 0 | 0 | 5 | 2 | 5 | 4 | [14 empty] | 3 | 3 | 3 | 1 | 4 | 1 | 1 |  | 0
PG&E NGBA | Geysers 12 | 230 | Biomass |  |  | 0 | 0 | 0 | 0 | 0 | 0 | 0 | 0 | 0 | 5 | 4 | 1 | 1 | [14 empty] | 1 | 1 | 1 | 1 | 1 | 1 | 1 |  | 0
PG&E NGBA | Geysers 17 | 230 | Biomass |  |  | 0 | 0 | 0 | 0 | 0 | 0 | 0 | 0 | 0 | 5 | 4 | 1 | 1 | [14 empty] | 1 | 1 | 1 | 1 | 1 | 1 | 1 |  | 0
PG&E NGBA | Geysers 3 | 115 | Biomass |  |  | 0 | 0 | 0 | 0 | 0 | 0 | 0 | 0 | 0 | 5 | 2 | 1 | 1 | [14 empty] | 1 | 1 | 1 | 1 | 1 | 1 | 1 |  | 0
PG&E NGBA | Glenn | 230 | Biomass |  |  | 0 | 0 | 0 | 0 | 0 | 0 | 0 | 0 | 0 | 5 | 2 | 1 | 1 | 3 | [13 empty] | 1 | 1 | 1 | 3 | 1 | 1 | 1 |  | 0
PG&E NGBA | Glenn | 60 | Biomass |  |  | 0 | 0 | 0 | 0 | 0 | 0 | 0 | 0 | 0 | 5 | 2 | 1 | 1 | [14 empty] | 1 | 1 | 1 | 3 | 1 | 1 | 1 |  | 0
PG&E NGBA | Gold Hill | 115 | Biomass |  |  | 0 | 0 | 0 | 0 | 0 | 0 | 0 | 0 | 0 | 5 | 5 | 1 | 1 | [14 empty] | 1 | 3 | 1 | 1 | 1 | 1 | 1 |  | 0
PG&E NGBA | Gold Hill | 230 | Biomass |  |  | 0 | 0 | 0 | 0 | 0 | 0 | 0 | 0 | 0 | 5 | 5 | 1 | 1 | [14 empty] | 1 | 3 | 1 | 1 | 1 | 1 | 1 |  | 0
SCE Northern | Goleta | 230 | Biomass |  |  | 0 | 0 | 0 | 0 | 0 | 0 | 0 | 0 | 0 | 5 | 2 | 4 | 2 | [14 empty] | 1 | 1 | 3 | 3 | 3 | 1 | 1 |  | 0
SCE Metro | Goodrich | 230 | Biomass |  |  | 0 | 0 | 0 | 0 | 0 | 0 | 0 | 0 | 0 | 1 | 1 | 1 | 1 | [14 empty] | 3 | 3 | 3 | 3 | 3 | 1 | 1 |  | 0
PG&E KERN | Goose Lake | 115 | Biomass |  |  | 0 | 0 | 0 | 0 | 0 | 0 | 0 | 0 | 0 | 5 | 2 | 5 | 2 | [14 empty] | 3 | 3 | 3 | 3 | 4 | 1 | 4 |  | 1
SCE Metro | Gould | 230 | Biomass |  |  | 0 | 0 | 0 | 0 | 0 | 0 | 0 | 0 | 0 | 1 | 1 | 1 | 1 | [14 empty] | 3 | 3 | 2 | 3 | 3 | 1 | 1 |  | 0
PG&E NGBA | Grand Island | 115 | Biomass |  |  | 0 | 0 | 0 | 0 | 0 | 0 | 0 | 0 | 0 | 5 | 5 | 1 | 1 | [14 empty] | 1 | 3 | 1 | 1 | 3 | 1 | 1 |  | 0
SDGE | Granite | 69 | Biomass |  |  | 0 | 0 | 0 | 0 | 0 | 0 | 0 | 0 | 0 | 1 | 1 | 1 | 1 | [14 empty] | 1 | 3 | 3 | 1 | 3 | 1 | 1 |  | 0
PG&E GBA | Grant | 115 | Biomass |  |  | 0 | 0 | 0 | 0 | 0 | 0 | 0 | 0 | 0 | 5 | 2 | 1 | 1 | [14 empty] | 1 | 3 | 3 | 3 | 3 | 1 | 1 |  | 0
PG&E GBA | Green Valley | 115 | Biomass |  |  | 0 | 0 | 0 | 0 | 0 | 0 | 0 | 0 | 0 | 5 | 4 | 1 | 1 | 1 | [13 empty] | 1 | 1 | 3 | 1 | 3 | 1 | 5 |  | 1
PG&E NGBA | Greenleaf 1 | 115 | Biomass |  |  | 0 | 0 | 0 | 0 | 0 | 0 | 0 | 0 | 0 | 5 | 5 | 1 | 1 | [14 empty] | 1 | 1 | 4 | 3 | 1 | 1 | 1 |  | 0
PG&E FRESNO | Gregg | 230 | Biomass |  |  | 0 | 0 | 0 | 0 | 0 | 0 | 0 | 0 | 0 | 5 | 5 | 5 | 2 | [14 empty] | 3 | 3 | 2 | 1 | 4 | 1 | 1 |  | 0
PG&E FRESNO | Grimmway-Malaga | 115 | Biomass |  |  | 0 | 0 | 0 | 0 | 0 | 0 | 0 | 0 | 0 | 5 | 5 | 5 | 2 | [14 empty] | 3 | 3 | 3 | 3 | 4 | 1 | 1 |  | 0
PG&E NGBA | Grizzly | 230 | Biomass |  |  | 0 | 0 | 0 | 0 | 0 | 0 | 0 | 0 | 0 | 5 | 5 | 1 | 1 | [14 empty] | 1 | 1 | 1 | 3 | 1 | 1 | 1 |  | 0
PG&E FRESNO | Guernsey | 70 | Biomass |  |  | 0 | 0 | 0 | 0 | 0 | 0 | 0 | 0 | 0 | 5 | 5 | 5 | 4 | [14 empty] | 3 | 3 | 3 | 1 | 4 | 1 | 1 |  | 0
PG&E FRESNO | GWF Hanford | 115 | Biomass |  |  | 0 | 0 | 0 | 0 | 0 | 0 | 0 | 0 | 0 | 5 | 5 | 5 | 2 | [14 empty] | 1 | 3 | 4 | 3 | 4 | 1 | 1 |  | 0
PG&E FRESNO | Haas | 230 | Biomass |  |  | 0 | 0 | 0 | 0 | 0 | 0 | 0 | 0 | 0 | 5 | 5 | 5 | 2 | [14 empty] | 3 | 3 | 1 | 1 | 1 | 1 | 1 |  | 0
PG&E FRESNO | Hammonds | 115 | Biomass |  |  | 0 | 0 | 0 | 0 | 0 | 0 | 0 | 0 | 0 | 5 | 2 | 5 | 2 | [14 empty] | 3 | 3 | 3 | 1 | 4 | 1 | 1 |  | 0
SCE Metro | HarborGen | 230 | Biomass |  |  | 0 | 0 | 0 | 0 | 0 | 0 | 0 | 0 | 0 | 1 | 1 | 1 | 1 | [14 empty] | 3 | 3 | 4 | 3 | 4 | 1 | 1 |  | 0
PG&E NGBA | Harris | 60 | Biomass |  |  | 0 | 0 | 0 | 0 | 0 | 0 | 0 | 0 | 0 | 5 | 2 | 1 | 1 | [14 empty] | 1 | 1 | 3 | 1 | 1 | 1 | 1 |  | 0
EOP | Harry Allen | 500 | Biomass |  |  | 0 | 0 | 0 | 0 | 0 | 0 | 0 | 0 | 0 | 5 | 2 | 4 | 2 | [14 empty] | 1 | 1 | 1 | 3 | 1 | 1 | 1 |  | 0
PG&E NGBA | Hartley | 60 | Biomass |  |  | 0 | 0 | 0 | 0 | 0 | 0 | 0 | 0 | 0 | 5 | 2 | 1 | 1 | [14 empty] | 1 | 1 | 1 | 1 | 1 | 1 | 1 |  | 0
SCE NOL | Harvard | 115 | Biomass |  |  | 0 | 0 | 0 | 0 | 0 | 0 | 0 | 0 | 0 | 3 | 3 | 1 | 1 | [14 empty] | 1 | 3 | 1 | 3 | 4 | 1 | 1 |  | 0
SDGE | Hassayampa | 500 | Biomass |  |  | 0 | 0 | 0 | 0 | 0 | 0 | 0 | 0 | 0 | 5 | 4 | 4 | 4 | [14 empty] | 1 | 3 | 1 | 1 | 1 | 1 | 1 |  | 0
PG&E FRESNO | Helm | 230 | Biomass |  |  | 0 | 0 | 0 | 0 | 0 | 0 | 0 | 0 | 0 | 5 | 5 | 5 | 2 | [14 empty] | 3 | 3 | 3 | 1 | 4 | 1 | 1 |  | 0
PG&E FRESNO | Helm | 70 | Biomass |  |  | 0 | 0 | 0 | 0 | 0 | 0 | 0 | 0 | 0 | 5 | 2 | 5 | 2 | [14 empty] | 3 | 3 | 3 | 1 | 4 | 1 | 1 |  | 0
PG&E FRESNO | Henrietta | 115 | Biomass |  |  | 0 | 0 | 0 | 0 | 0 | 0 | 0 | 0 | 0 | 5 | 2 | 5 | 2 | [14 empty] | 3 | 3 | 4 | 1 | 4 | 1 | 1 |  | 0
PG&E FRESNO | Henrietta | 230 | Biomass |  |  | 0 | 0 | 0 | 0 | 0 | 0 | 0 | 0 | 0 | 5 | 2 | 5 | 2 | [14 empty] | 3 | 3 | 4 | 1 | 4 | 1 | 1 |  | 0
PG&E FRESNO | Henrietta | 70 | Biomass |  |  | 0 | 0 | 0 | 0 | 0 | 0 | 0 | 0 | 0 | 5 | 5 | 5 | 4 | [14 empty] | 3 | 3 | 4 | 1 | 4 | 1 | 1 |  | 0
PG&E FRESNO | Herndon | 115 | Biomass |  |  | 0 | 0 | 0 | 0 | 0 | 0 | 0 | 0 | 0 | 5 | 2 | 5 | 2 | [14 empty] | 3 | 3 | 2 | 1 | 4 | 1 | 1 |  | 0
PG&E FRESNO | Herndon | 230 | Biomass |  |  | 0 | 0 | 0 | 0 | 0 | 0 | 0 | 0 | 0 | 5 | 4 | 5 | 2 | [14 empty] | 3 | 3 | 2 | 1 | 4 | 1 | 1 |  | 0
PG&E GBA | Hicks | 230 | Biomass |  |  | 0 | 0 | 0 | 0 | 0 | 0 | 0 | 0 | 0 | 5 | 4 | 1 | 1 | [14 empty] | 1 | 3 | 2 | 1 | 3 | 1 | 1 |  | 0
PG&E NGBA | Higgins | 115 | Biomass |  |  | 0 | 0 | 0 | 0 | 0 | 0 | 0 | 0 | 0 | 5 | 5 | 1 | 1 | [14 empty] | 1 | 3 | 1 | 3 | 1 | 1 | 1 |  | 0
PG&E NGBA | Hilltop | 345 | Biomass |  |  | 0 | 0 | 0 | 0 | 0 | 0 | 0 | 0 | 0 | 5 | 2 | 1 | 1 | [14 empty] | 1 | 1 | 1 | 3 | 1 | 1 | 1 |  | 0
SCE Metro | Hinson | 230 | Biomass |  |  | 0 | 0 | 0 | 0 | 0 | 0 | 0 | 0 | 0 | 1 | 1 | 1 | 1 | [14 empty] | 3 | 3 | 3 | 3 | 4 | 1 | 1 |  | 0
PG&E GBA | Hollister | 115 | Biomass |  |  | 0 | 0 | 0 | 0 | 0 | 0 | 0 | 0 | 0 | 5 | 4 | 1 | 1 | [14 empty] | 1 | 1 | 1 | 1 | 1 | 1 | 1 |  | 0
PG&E NGBA | Homestake | 115 | Biomass |  |  | 0 | 0 | 0 | 0 | 0 | 0 | 0 | 0 | 0 | 5 | 2 | 1 | 1 | [14 empty] | 1 | 3 | 1 | 1 | 1 | 1 | 1 |  | 0
PG&E NGBA | Honcut | 115 | Biomass |  |  | 0 | 0 | 0 | 0 | 0 | 0 | 0 | 0 | 0 | 5 | 5 | 1 | 1 | [14 empty] | 1 | 3 | 1 | 1 | 1 | 1 | 1 |  | 0
SDGE | Hoodoo Wash | 500 | Biomass |  |  | 0 | 0 | 0 | 0 | 0 | 0 | 0 | 0 | 0 | 5 | 2 | 4 | 2 | [14 empty] | 1 | 1 | 1 | 1 | 1 | 1 | 1 |  | 0
PG&E NGBA | Hopland | 115 | Biomass |  |  | 0 | 0 | 0 | 0 | 0 | 0 | 0 | 0 | 0 | 5 | 2 | 1 | 1 | [14 empty] | 1 | 1 | 1 | 1 | 1 | 1 | 1 |  | 0
PG&E NGBA | Hopland | 60 | Biomass |  |  | 0 | 0 | 0 | 0 | 0 | 0 | 0 | 0 | 0 | 5 | 2 | 1 | 1 | [14 empty] | 1 | 1 | 1 | 1 | 1 | 1 | 1 |  | 0
PG&E NGBA | Humboldt | 115 | Biomass |  |  | 0 | 0 | 0 | 0 | 0 | 0 | 0 | 0 | 0 | 5 | 2 | 1 | 1 | 3 | [13 empty] | 1 | 1 | 2 | 1 | 1 | 1 | 4 |  | 1
PG&E NGBA | Humboldt | 60 | Biomass |  |  | 0 | 0 | 0 | 0 | 0 | 0 | 0 | 0 | 0 | 5 | 2 | 1 | 1 | [14 empty] | 1 | 1 | 2 | 1 | 1 | 1 | 1 |  | 0
PG&E NGBA | Humboldt | 500 | Biomass |  |  | 0 | 0 | 0 | 0 | 0 | 0 | 0 | 0 | 0 | 5 | 2 | 1 | 1 | [14 empty] | 1 | 1 | 2 | 1 | 1 | 1 | 1 |  | 0
SCE Metro | Huntington Beach | 230 | Biomass |  |  | 0 | 0 | 0 | 0 | 0 | 0 | 0 | 0 | 0 | 1 | 1 | 1 | 1 | [14 empty] | 3 | 3 | 4 | 3 | 3 | 1 | 1 |  | 0
PG&E NGBA | Ignacio | 115 | Biomass |  |  | 0 | 0 | 0 | 0 | 0 | 0 | 0 | 0 | 0 | 5 | 4 | 1 | 1 | 3 | [13 empty] | 1 | 3 | 1 | 3 | 1 | 1 | 5 |  | 1
PG&E NGBA | Ignacio | 230 | Biomass |  |  | 0 | 0 | 0 | 0 | 0 | 0 | 0 | 0 | 0 | 5 | 2 | 1 | 1 | [14 empty] | 1 | 3 | 1 | 3 | 1 | 1 | 1 |  | 0
PG&E NGBA | Ignacio | 60 | Biomass |  |  | 0 | 0 | 0 | 0 | 0 | 0 | 0 | 0 | 0 | 5 | 2 | 1 | 1 | [14 empty] | 1 | 3 | 1 | 3 | 1 | 1 | 1 |  | 0
SDGE | Imperial Beach | 69 | Biomass |  |  | 0 | 0 | 0 | 0 | 0 | 0 | 0 | 0 | 0 | 1 | 1 | 1 | 1 | [14 empty] | 1 | 3 | 3 | 3 | 3 | 1 | 1 |  | 0
SDGE | Imperial Valley | 230 | Biomass |  |  | 0 | 0 | 0 | 0 | 0 | 0 | 0 | 0 | 0 | 1 | 1 | 1 | 1 | [14 empty] | 3 | 3 | 3 | 1 | 4 | 1 | 1 |  | 0
SDGE | Imperial Valley | 500 | Biomass |  |  | 0 | 0 | 0 | 0 | 0 | 0 | 0 | 0 | 0 | 1 | 1 | 1 | 1 | [14 empty] | 3 | 3 | 3 | 1 | 4 | 1 | 1 |  | 0
EOP | Innovation | 138 | Biomass |  |  | 0 | 0 | 0 | 0 | 0 | 0 | 0 | 0 | 0 | 5 | 2 | 4 | 2 | [14 empty] | 1 | 1 | 1 | 3 | 1 | 1 | 1 |  | 0
EOP | Innovation | 230 | Biomass |  |  | 0 | 0 | 0 | 0 | 0 | 0 | 0 | 0 | 0 | 5 | 2 | 4 | 2 | [14 empty] | 1 | 1 | 1 | 3 | 1 | 1 | 1 |  | 0
SCE NOL | Inyokern | 115 | Biomass |  |  | 0 | 0 | 0 | 0 | 0 | 0 | 0 | 0 | 0 | 3 | 3 | 1 | 1 | [14 empty] | 1 | 1 | 1 | 3 | 1 | 1 | 5 |  | 1
EOP | IS Tap | 138 | Biomass |  |  | 0 | 0 | 0 | 0 | 0 | 0 | 0 | 0 | 0 | 5 | 2 | 4 | 2 | [14 empty] | 1 | 1 | 1 | 3 | 1 | 1 | 1 |  | 0
EOP | Ivanpah | 115 | Biomass |  |  | 0 | 0 | 0 | 0 | 0 | 0 | 0 | 0 | 0 | 5 | 2 | 4 | 2 | [14 empty] | 1 | 1 | 1 | 3 | 4 | 1 | 1 |  | 0
EOP | Ivanpah | 230 | Biomass |  |  | 0 | 0 | 0 | 0 | 0 | 0 | 0 | 0 | 0 | 5 | 2 | 4 | 2 | [14 empty] | 1 | 1 | 1 | 3 | 4 | 1 | 1 |  | 0
EOP | Jackass (DOE) | 138 | Biomass |  |  | 0 | 0 | 0 | 0 | 0 | 0 | 0 | 0 | 0 | 5 | 2 | 4 | 2 | [14 empty] | 1 | 1 | 1 | 3 | 1 | 1 | 1 |  | 0
PG&E NGBA | James B Black | 230 | Biomass |  |  | 0 | 0 | 0 | 0 | 0 | 0 | 0 | 0 | 0 | 5 | 2 | 1 | 1 | [14 empty] | 1 | 1 | 1 | 1 | 1 | 1 | 1 |  | 0
PG&E GBA | Jefferson | 230 | Biomass |  |  | 0 | 0 | 0 | 0 | 0 | 0 | 0 | 0 | 0 | 5 | 4 | 1 | 1 | [14 empty] | 1 | 3 | 2 | 3 | 3 | 1 | 1 |  | 0
PG&E NGBA | Jessup | 115 | Biomass |  |  | 0 | 0 | 0 | 0 | 0 | 0 | 0 | 0 | 0 | 5 | 2 | 1 | 1 | [14 empty] | 1 | 1 | 3 | 1 | 1 | 1 | 4 |  | 1
SCE Metro | Johanna | 230 | Biomass |  |  | 0 | 0 | 0 | 0 | 0 | 0 | 0 | 0 | 0 | 1 | 1 | 1 | 1 | [14 empty] | 3 | 3 | 3 | 3 | 4 | 1 | 1 |  | 0
SCE Eastern | Julian Hinds | 230 | Biomass |  |  | 0 | 0 | 0 | 0 | 0 | 0 | 0 | 0 | 0 | 5 | 4 | 1 | 1 | [14 empty] | 1 | 3 | 1 | 3 | 1 | 1 | 1 |  | 0
PG&E GBA | Kasson | 115 | Biomass |  |  | 0 | 0 | 0 | 0 | 0 | 0 | 0 | 0 | 0 | 5 | 5 | 1 | 1 | [14 empty] | 3 | 3 | 2 | 1 | 4 | 1 | 1 |  | 0
PG&E GBA | Kasson | 60 | Biomass |  |  | 0 | 0 | 0 | 0 | 0 | 0 | 0 | 0 | 0 | 5 | 5 | 1 | 1 | [14 empty] | 3 | 3 | 2 | 1 | 4 | 1 | 1 |  | 0
PG&E FRESNO | Kearney | 230 | Biomass |  |  | 0 | 0 | 0 | 0 | 0 | 0 | 0 | 0 | 0 | 5 | 5 | 5 | 2 | [14 empty] | 3 | 3 | 2 | 1 | 4 | 1 | 1 |  | 0
PG&E FRESNO | Kearney | 70 | Biomass |  |  | 0 | 0 | 0 | 0 | 0 | 0 | 0 | 0 | 0 | 5 | 5 | 5 | 2 | [14 empty] | 3 | 3 | 2 | 1 | 4 | 1 | 1 |  | 0
PG&E GBA | Kelso | 230 | Biomass |  |  | 0 | 0 | 0 | 0 | 0 | 0 | 0 | 0 | 0 | 5 | 2 | 1 | 1 | [14 empty] | 1 | 3 | 4 | 3 | 3 | 1 | 1 |  | 0
PG&E FRESNO | Kerchoff 1 | 115 | Biomass |  |  | 0 | 0 | 0 | 0 | 0 | 0 | 0 | 0 | 0 | 5 | 5 | 5 | 2 | [14 empty] | 3 | 3 | 1 | 1 | 1 | 1 | 5 |  | 1
PG&E KERN | Kern Oil | 115 | Biomass |  |  | 0 | 0 | 0 | 0 | 0 | 0 | 0 | 0 | 0 | 5 | 2 | 5 | 4 | [14 empty] | 3 | 3 | 4 | 3 | 4 | 1 | 1 |  | 0
PG&E KERN | Kern PP | 115 | Biomass |  |  | 0 | 0 | 0 | 0 | 0 | 0 | 0 | 0 | 0 | 5 | 2 | 5 | 4 | [14 empty] | 3 | 3 | 3 | 3 | 3 | 1 | 1 |  | 0
PG&E KERN | Kern PP | 230 | Biomass |  |  | 0 | 0 | 0 | 0 | 0 | 0 | 0 | 0 | 0 | 5 | 2 | 5 | 4 | [14 empty] | 3 | 3 | 3 | 3 | 3 | 1 | 1 |  | 0
PG&E KERN | Kern PP | 70 | Biomass |  |  | 0 | 0 | 0 | 0 | 0 | 0 | 0 | 0 | 0 | 5 | 2 | 5 | 2 | [14 empty] | 3 | 3 | 3 | 3 | 3 | 1 | 1 |  | 0
PG&E KERN | Kernridge | 115 | Biomass |  |  | 0 | 0 | 0 | 0 | 0 | 0 | 0 | 0 | 0 | 5 | 2 | 5 | 4 | [14 empty] | 3 | 3 | 4 | 3 | 4 | 1 | 1 |  | 0
PG&E FRESNO | Kingsburg | 115 | Biomass |  |  | 0 | 0 | 0 | 0 | 0 | 0 | 0 | 0 | 0 | 5 | 5 | 5 | 4 | [14 empty] | 3 | 3 | 3 | 1 | 4 | 1 | 1 |  | 0
PG&E GBA | Kirker | 115 | Biomass |  |  | 0 | 0 | 0 | 0 | 0 | 0 | 0 | 0 | 0 | 5 | 2 | 1 | 1 | [14 empty] | 1 | 3 | 3 | 3 | 4 | 1 | 1 |  | 0
PG&E NGBA | Knights Landing | 115 | Biomass |  |  | 0 | 0 | 0 | 0 | 0 | 0 | 0 | 0 | 0 | 5 | 5 | 1 | 1 | [14 empty] | 1 | 3 | 1 | 1 | 1 | 1 | 1 |  | 0
PG&E NGBA | Konocti | 60 | Biomass |  |  | 0 | 0 | 0 | 0 | 0 | 0 | 0 | 0 | 0 | 5 | 2 | 1 | 1 | [14 empty] | 1 | 1 | 1 | 1 | 1 | 1 | 1 |  | 0
SCE NOL | Kramer | 115 | Biomass |  |  | 0 | 0 | 0 | 0 | 0 | 0 | 0 | 0 | 0 | 3 | 3 | 1 | 1 | [14 empty] | 1 | 3 | 2 | 3 | 1 | 1 | 1 |  | 0
SCE NOL | Kramer | 230 | Biomass |  |  | 0 | 0 | 0 | 0 | 0 | 0 | 0 | 0 | 0 | 3 | 3 | 1 | 1 | [14 empty] | 1 | 3 | 2 | 3 | 1 | 1 | 1 |  | 0
SCE Metro | La Cienega | 230 | Biomass |  |  | 0 | 0 | 0 | 0 | 0 | 0 | 0 | 0 | 0 | 1 | 1 | 1 | 1 | [14 empty] | 3 | 3 | 3 | 3 | 3 | 1 | 1 |  | 0
SCE Metro | La Fresa | 230 | Biomass |  |  | 0 | 0 | 0 | 0 | 0 | 0 | 0 | 0 | 0 | 1 | 1 | 1 | 1 | [14 empty] | 3 | 3 | 3 | 3 | 3 | 1 | 1 |  | 0
SCE Metro | Laguna Bell | 230 | Biomass |  |  | 0 | 0 | 0 | 0 | 0 | 0 | 0 | 0 | 0 | 1 | 1 | 1 | 1 | [14 empty] | 3 | 3 | 4 | 3 | 4 | 1 | 1 |  | 0
PG&E KERN | Lakeview | 70 | Biomass |  |  | 0 | 0 | 0 | 0 | 0 | 0 | 0 | 0 | 0 | 5 | 2 | 5 | 4 | [14 empty] | 3 | 3 | 1 | 3 | 4 | 1 | 1 |  | 0
PG&E NGBA | Lakeville | 230 | Biomass |  |  | 0 | 0 | 0 | 0 | 0 | 0 | 0 | 0 | 0 | 5 | 4 | 1 | 1 | 3 | [13 empty] | 1 | 3 | 1 | 1 | 1 | 1 | 1 |  | 0
PG&E NGBA | Lakeville | 60 | Biomass |  |  | 0 | 0 | 0 | 0 | 0 | 0 | 0 | 0 | 0 | 5 | 4 | 1 | 1 | [14 empty] | 1 | 3 | 1 | 1 | 1 | 1 | 1 |  | 0
PG&E NGBA | Lakeville | 115 | Biomass |  |  | 0 | 0 | 0 | 0 | 0 | 0 | 0 | 0 | 0 | 5 | 4 | 1 | 1 | [14 empty] | 1 | 3 | 1 | 1 | 1 | 1 | 1 |  | 0
PG&E GBA | Lakewood | 115 | Biomass |  |  | 0 | 0 | 0 | 0 | 0 | 0 | 0 | 0 | 0 | 5 | 2 | 1 | 1 | [14 empty] | 1 | 3 | 3 | 3 | 3 | 1 | 1 |  | 0
PG&E NGBA | Lambie | 230 | Biomass |  |  | 0 | 0 | 0 | 0 | 0 | 0 | 0 | 0 | 0 | 5 | 4 | 1 | 1 | [14 empty] | 1 | 3 | 4 | 3 | 4 | 1 | 1 |  | 0
PG&E GBA | Lammers | 115 | Biomass |  |  | 0 | 0 | 0 | 0 | 0 | 0 | 0 | 0 | 0 | 5 | 5 | 1 | 1 | [14 empty] | 3 | 3 | 4 | 1 | 3 | 1 | 1 |  | 0
PG&E KERN | Lamont | 115 | Biomass |  |  | 0 | 0 | 0 | 0 | 0 | 0 | 0 | 0 | 0 | 5 | 2 | 5 | 4 | 3 | [13 empty] | 3 | 3 | 3 | 3 | 4 | 1 | 4 |  | 1
PG&E FRESNO | Las Aguilas | 230 | Biomass |  |  | 0 | 0 | 0 | 0 | 0 | 0 | 0 | 0 | 0 | 5 | 2 | 5 | 2 | [14 empty] | 1 | 1 | 1 | 1 | 3 | 1 | 1 |  | 0
EOP | Lathrop | 138 | Biomass |  |  | 0 | 0 | 0 | 0 | 0 | 0 | 0 | 0 | 0 | 5 | 2 | 4 | 2 | [14 empty] | 1 | 1 | 1 | 3 | 1 | 1 | 1 |  | 0
EOP | Lathrop | 230 | Biomass |  |  | 0 | 0 | 0 | 0 | 0 | 0 | 0 | 0 | 0 | 5 | 2 | 4 | 2 | [14 empty] | 1 | 1 | 1 | 3 | 1 | 1 | 1 |  | 0
PG&E FRESNO | Le Grand | 115 | Biomass |  |  | 0 | 0 | 0 | 0 | 0 | 0 | 0 | 0 | 0 | 5 | 5 | 5 | 2 | [14 empty] | 3 | 3 | 2 | 1 | 4 | 1 | 1 |  | 0
PG&E FRESNO | Lemoore | 70 | Biomass |  |  | 0 | 0 | 0 | 0 | 0 | 0 | 0 | 0 | 0 | 5 | 2 | 5 | 2 | [14 empty] | 3 | 3 | 2 | 1 | 3 | 1 | 1 |  | 0
PG&E KERN | Lerdo | 115 | Biomass |  |  | 0 | 0 | 0 | 0 | 0 | 0 | 0 | 0 | 0 | 5 | 2 | 5 | 4 | [14 empty] | 3 | 3 | 2 | 3 | 4 | 1 | 1 |  | 0
SCE Metro | Lewis | 230 | Biomass |  |  | 0 | 0 | 0 | 0 | 0 | 0 | 0 | 0 | 0 | 1 | 1 | 1 | 1 | [14 empty] | 3 | 3 | 3 | 3 | 3 | 1 | 1 |  | 0
SCE Metro | Lighthipe | 230 | Biomass |  |  | 0 | 0 | 0 | 0 | 0 | 0 | 0 | 0 | 0 | 1 | 1 | 1 | 1 | [14 empty] | 3 | 3 | 3 | 3 | 4 | 1 | 1 |  | 0
SDGE | Lilac | 69 | Biomass |  |  | 0 | 0 | 0 | 0 | 0 | 0 | 0 | 0 | 0 | 1 | 1 | 1 | 1 | [14 empty] | 1 | 3 | 2 | 3 | 1 | 1 | 1 |  | 0
PG&E NGBA | Lincoln | 115 | Biomass |  |  | 0 | 0 | 0 | 0 | 0 | 0 | 0 | 0 | 0 | 5 | 5 | 1 | 1 | [14 empty] | 1 | 3 | 2 | 1 | 1 | 1 | 1 |  | 0
PG&E KERN | Live Oak | 115 | Biomass |  |  | 0 | 0 | 0 | 0 | 0 | 0 | 0 | 0 | 0 | 5 | 2 | 5 | 4 | [14 empty] | 3 | 3 | 4 | 3 | 4 | 1 | 1 |  | 0
PG&E GBA | Llagas | 115 | Biomass |  |  | 0 | 0 | 0 | 0 | 0 | 0 | 0 | 0 | 0 | 5 | 4 | 1 | 1 | [14 empty] | 1 | 3 | 3 | 1 | 4 | 1 | 1 |  | 0
PG&E GBA | Lockeford | 115 | Biomass |  |  | 0 | 0 | 0 | 0 | 0 | 0 | 0 | 0 | 0 | 5 | 5 | 1 | 1 | [14 empty] | 3 | 3 | 2 | 1 | 3 | 1 | 1 |  | 0
PG&E GBA | Lockeford | 230 | Biomass |  |  | 0 | 0 | 0 | 0 | 0 | 0 | 0 | 0 | 0 | 5 | 5 | 1 | 1 | [14 empty] | 3 | 3 | 2 | 1 | 3 | 1 | 1 |  | 0
PG&E GBA | Lockeford | 60 | Biomass |  |  | 0 | 0 | 0 | 0 | 0 | 0 | 0 | 0 | 0 | 5 | 5 | 1 | 1 | [14 empty] | 3 | 3 | 2 | 1 | 3 | 1 | 1 |  | 0
PG&E GBA | Lodi | 230 | Biomass |  |  | 0 | 0 | 0 | 0 | 0 | 0 | 0 | 0 | 0 | 5 | 5 | 1 | 1 | [14 empty] | 3 | 3 | 4 | 1 | 4 | 1 | 1 |  | 0
PG&E NGBA | Logan Creek | 230 | Biomass |  |  | 0 | 0 | 0 | 0 | 0 | 0 | 0 | 0 | 0 | 5 | 2 | 1 | 1 | [14 empty] | 1 | 1 | 1 | 3 | 3 | 1 | 1 |  | 0
PG&E GBA | Lone Tree | 230 | Biomass |  |  | 0 | 0 | 0 | 0 | 0 | 0 | 0 | 0 | 0 | 5 | 2 | 1 | 1 | [14 empty] | 1 | 3 | 3 | 3 | 3 | 1 | 1 |  | 0
PG&E FRESNO | Los Banos | 230 | Biomass |  |  | 0 | 0 | 0 | 0 | 0 | 0 | 0 | 0 | 0 | 5 | 2 | 5 | 2 | 3 | [13 empty] | 3 | 3 | 1 | 1 | 4 | 1 | 1 |  | 0
PG&E FRESNO | Los Banos | 500 | Biomass |  |  | 0 | 0 | 0 | 0 | 0 | 0 | 0 | 0 | 0 | 1 | 1 | 1 | 1 | [14 empty] | 3 | 3 | 1 | 1 | 4 | 1 | 1 |  | 0
SDGE | Los Coches | 138 | Biomass |  |  | 0 | 0 | 0 | 0 | 0 | 0 | 0 | 0 | 0 | 1 | 1 | 1 | 1 | [14 empty] | 1 | 1 | 1 | 1 | 1 | 1 | 1 |  | 0
SDGE | Los Coches | 69 | Biomass |  |  | 0 | 0 | 0 | 0 | 0 | 0 | 0 | 0 | 0 | 1 | 1 | 1 | 1 | [14 empty] | 1 | 1 | 1 | 1 | 1 | 1 | 1 |  | 0
PG&E GBA | Los Esteros | 115 | Biomass |  |  | 0 | 0 | 0 | 0 | 0 | 0 | 0 | 0 | 0 | 5 | 4 | 1 | 1 | [14 empty] | 1 | 3 | 4 | 1 | 4 | 1 | 1 |  | 0
PG&E GBA | Los Esteros | 230 | Biomass |  |  | 0 | 0 | 0 | 0 | 0 | 0 | 0 | 0 | 0 | 5 | 4 | 1 | 1 | [14 empty] | 1 | 3 | 4 | 1 | 4 | 1 | 1 |  | 0
PG&E GBA | Los Positas | 230 | Biomass |  |  | 0 | 0 | 0 | 0 | 0 | 0 | 0 | 0 | 0 | 5 | 4 | 1 | 1 | [14 empty] | 1 | 3 | 2 | 3 | 1 | 1 | 1 |  | 0
PG&E GBA | Los Positas | 60 | Biomass |  |  | 0 | 0 | 0 | 0 | 0 | 0 | 0 | 0 | 0 | 5 | 2 | 1 | 1 | [14 empty] | 1 | 3 | 2 | 3 | 1 | 1 | 1 |  | 0
SDGE | Loveland | 69 | Biomass |  |  | 0 | 0 | 0 | 0 | 0 | 0 | 0 | 0 | 0 | 1 | 1 | 1 | 1 | [14 empty] | 1 | 3 | 2 | 3 | 1 | 1 | 1 |  | 0
SCE NOL | Lugo | 230 | Biomass |  |  | 0 | 0 | 0 | 0 | 0 | 0 | 0 | 0 | 0 | 1 | 1 | 1 | 1 | [14 empty] | 1 | 3 | 1 | 3 | 3 | 1 | 1 |  | 0
SCE Metro | Lugo | 500 | Biomass |  |  | 0 | 0 | 0 | 0 | 0 | 0 | 0 | 0 | 0 | 1 | 1 | 1 | 1 | [14 empty] | 1 | 3 | 1 | 3 | 3 | 1 | 1 |  | 0
PG&E FRESNO | Madera | 70 | Biomass |  |  | 0 | 0 | 0 | 0 | 0 | 0 | 0 | 0 | 0 | 5 | 5 | 5 | 2 | [14 empty] | 3 | 3 | 1 | 1 | 4 | 1 | 1 |  | 0
PG&E NGBA | Madison | 115 | Biomass |  |  | 0 | 0 | 0 | 0 | 0 | 0 | 0 | 0 | 0 | 5 | 2 | 1 | 1 | [14 empty] | 1 | 3 | 1 | 1 | 1 | 1 | 1 |  | 0
PG&E KERN | Magunden | 115 | Biomass |  |  | 0 | 0 | 0 | 0 | 0 | 0 | 0 | 0 | 0 | 5 | 2 | 5 | 4 | [14 empty] | 3 | 3 | 3 | 3 | 4 | 1 | 1 |  | 0
SCE Northern | Magunden | 230 | Biomass |  |  | 0 | 0 | 0 | 0 | 0 | 0 | 0 | 0 | 0 | 5 | 5 | 1 | 1 | [14 empty] | 3 | 3 | 3 | 3 | 4 | 1 | 1 |  | 0
PG&E FRESNO | Malaga | 115 | Biomass |  |  | 0 | 0 | 0 | 0 | 0 | 0 | 0 | 0 | 0 | 5 | 5 | 5 | 4 | [14 empty] | 3 | 3 | 4 | 1 | 4 | 1 | 1 |  | 0
PG&E NGBA | Malin | 500 | Biomass |  |  | 0 | 0 | 0 | 0 | 0 | 0 | 0 | 0 | 0 | 5 | 2 | 1 | 1 | [14 empty] | 1 | 1 | 1 | 1 | 1 | 1 | 1 |  | 0
SCE Northern | Mandalay | 230 | Biomass |  |  | 0 | 0 | 0 | 0 | 0 | 0 | 0 | 0 | 0 | 5 | 2 | 4 | 2 | [14 empty] | 1 | 3 | 4 | 3 | 4 | 1 | 1 |  | 0
PG&E FRESNO | Manning | 230 | Biomass |  |  | 0 | 0 | 0 | 0 | 0 | 0 | 0 | 0 | 0 | 5 | 2 | 5 | 2 | [14 empty] | 3 | 3 | 3 | 1 | 4 | 1 | 1 |  | 0
PG&E FRESNO | Manning | 500 | Biomass |  |  | 0 | 0 | 0 | 0 | 0 | 0 | 0 | 0 | 0 | 1 | 1 | 1 | 1 | [14 empty] | 3 | 3 | 3 | 1 | 4 | 1 | 1 |  | 0
PG&E GBA | Manteca | 115 | Biomass |  |  | 0 | 0 | 0 | 0 | 0 | 0 | 0 | 0 | 0 | 5 | 5 | 5 | 4 | [14 empty] | 3 | 3 | 3 | 1 | 3 | 1 | 1 |  | 0
SDGE | Margarita | 138 | Biomass |  |  | 0 | 0 | 0 | 0 | 0 | 0 | 0 | 0 | 0 | 1 | 1 | 1 | 1 | [14 empty] | 3 | 3 | 3 | 3 | 1 | 1 | 1 |  | 0
PG&E GBA | Martin | 230 | Biomass |  |  | 0 | 0 | 0 | 0 | 0 | 0 | 0 | 0 | 0 | 5 | 2 | 1 | 1 | [14 empty] | 1 | 3 | 3 | 3 | 3 | 1 | 1 |  | 0
PG&E GBA | Martin | 115 | Biomass |  |  | 0 | 0 | 0 | 0 | 0 | 0 | 0 | 0 | 0 | 1 | 1 | 1 | 1 | [14 empty] | 1 | 3 | 3 | 3 | 3 | 1 | 1 |  | 0
PG&E GBA | Martinez | 115 | Biomass |  |  | 0 | 0 | 0 | 0 | 0 | 0 | 0 | 0 | 0 | 5 | 4 | 1 | 1 | [14 empty] | 1 | 3 | 4 | 3 | 4 | 1 | 1 |  | 0
PG&E FRESNO | Mc Mullin | 230 | Biomass |  |  | 0 | 0 | 0 | 0 | 0 | 0 | 0 | 0 | 0 | 5 | 5 | 5 | 2 | [14 empty] | 3 | 3 | 2 | 1 | 4 | 1 | 1 |  | 0
PG&E FRESNO | McCall | 115 | Biomass |  |  | 0 | 0 | 0 | 0 | 0 | 0 | 0 | 0 | 0 | 5 | 5 | 5 | 2 | [14 empty] | 3 | 3 | 2 | 1 | 4 | 1 | 1 |  | 0
PG&E FRESNO | McCall | 230 | Biomass |  |  | 0 | 0 | 0 | 0 | 0 | 0 | 0 | 0 | 0 | 5 | 5 | 5 | 2 | [14 empty] | 3 | 3 | 2 | 1 | 4 | 1 | 1 |  | 0
PG&E GBA | Meadow Lane | 115 | Biomass |  |  | 0 | 0 | 0 | 0 | 0 | 0 | 0 | 0 | 0 | 5 | 2 | 1 | 1 | [14 empty] | 1 | 3 | 4 | 3 | 4 | 1 | 1 |  | 0
PG&E GBA | Melones | 115 | Biomass |  |  | 0 | 0 | 0 | 0 | 0 | 0 | 0 | 0 | 0 | 5 | 5 | 1 | 1 | [14 empty] | 1 | 3 | 1 | 3 | 1 | 1 | 1 |  | 0
PG&E GBA | Melones | 230 | Biomass |  |  | 0 | 0 | 0 | 0 | 0 | 0 | 0 | 0 | 0 | 5 | 5 | 1 | 1 | [14 empty] | 1 | 3 | 1 | 3 | 1 | 1 | 1 |  | 0
SDGE | Melrose | 69 | Biomass |  |  | 0 | 0 | 0 | 0 | 0 | 0 | 0 | 0 | 0 | 1 | 1 | 1 | 1 | [14 empty] | 1 | 3 | 2 | 3 | 1 | 1 | 1 |  | 0
PG&E NGBA | Mendocino | 115 | Biomass |  |  | 0 | 0 | 0 | 0 | 0 | 0 | 0 | 0 | 0 | 5 | 2 | 1 | 1 | [14 empty] | 1 | 1 | 1 | 1 | 1 | 1 | 1 |  | 0
PG&E NGBA | Mendocino | 60 | Biomass |  |  | 0 | 0 | 0 | 0 | 0 | 0 | 0 | 0 | 0 | 5 | 2 | 1 | 1 | [14 empty] | 1 | 1 | 1 | 1 | 1 | 1 | 5 |  | 1
PG&E FRESNO | Mendota | 115 | Biomass |  |  | 0 | 0 | 0 | 0 | 0 | 0 | 0 | 0 | 0 | 5 | 5 | 5 | 2 | [14 empty] | 3 | 3 | 2 | 1 | 4 | 1 | 1 |  | 0
PG&E GBA | Menlo | 60 | Biomass |  |  | 0 | 0 | 0 | 0 | 0 | 0 | 0 | 0 | 0 | 5 | 2 | 1 | 1 | [14 empty] | 1 | 3 | 3 | 3 | 3 | 1 | 1 |  | 0
PG&E FRESNO | Merced | 115 | Biomass |  |  | 0 | 0 | 0 | 0 | 0 | 0 | 0 | 0 | 0 | 5 | 5 | 5 | 2 | [14 empty] | 3 | 3 | 2 | 1 | 4 | 1 | 1 |  | 0
EOP | Mercury | 138 | Biomass |  |  | 0 | 0 | 0 | 0 | 0 | 0 | 0 | 0 | 0 | 5 | 2 | 4 | 2 | [14 empty] | 1 | 1 | 1 | 3 | 1 | 1 | 1 |  | 0
PG&E FRESNO | Mercy Springs | 70 | Biomass |  |  | 0 | 0 | 0 | 0 | 0 | 0 | 0 | 0 | 0 | 5 | 2 | 5 | 2 | [14 empty] | 3 | 3 | 1 | 1 | 4 | 1 | 5 |  | 1
PG&E NGBA | Meridian | 60 | Biomass |  |  | 0 | 0 | 0 | 0 | 0 | 0 | 0 | 0 | 0 | 5 | 2 | 1 | 1 | [14 empty] | 1 | 1 | 1 | 3 | 1 | 1 | 1 |  | 0
PG&E KERN | Mesa (PGE) | 115 | Biomass |  |  | 0 | 0 | 0 | 0 | 0 | 0 | 0 | 0 | 0 | 5 | 2 | 5 | 2 | [14 empty] | 1 | 1 | 3 | 1 | 3 | 1 | 1 |  | 0
PG&E KERN | Mesa (PGE) | 230 | Biomass |  |  | 0 | 0 | 0 | 0 | 0 | 0 | 0 | 0 | 0 | 5 | 2 | 5 | 4 | [14 empty] | 1 | 1 | 3 | 1 | 3 | 1 | 1 |  | 0
SCE Metro | Mesa (SCE) | 230 | Biomass |  |  | 0 | 0 | 0 | 0 | 0 | 0 | 0 | 0 | 0 | 1 | 1 | 1 | 1 | [14 empty] | 3 | 3 | 3 | 3 | 3 | 1 | 1 |  | 0
SCE Metro | Mesa (SCE) | 500 | Biomass |  |  | 0 | 0 | 0 | 0 | 0 | 0 | 0 | 0 | 0 | 1 | 1 | 1 | 1 | [14 empty] | 3 | 3 | 3 | 3 | 3 | 1 | 1 |  | 0
SDGE | Mesa Heights | 69 | Biomass |  |  | 0 | 0 | 0 | 0 | 0 | 0 | 0 | 0 | 0 | 1 | 1 | 1 | 1 | [14 empty] | 1 | 3 | 3 | 3 | 1 | 1 | 1 |  | 0
PG&E GBA | Metcalf | 115 | Biomass |  |  | 0 | 0 | 0 | 0 | 0 | 0 | 0 | 0 | 0 | 5 | 4 | 1 | 1 | 4 | [13 empty] | 1 | 3 | 4 | 1 | 1 | 1 | 1 |  | 0
PG&E GBA | Metcalf | 230 | Biomass |  |  | 0 | 0 | 0 | 0 | 0 | 0 | 0 | 0 | 0 | 5 | 4 | 1 | 1 | [14 empty] | 1 | 3 | 4 | 1 | 1 | 1 | 1 |  | 0
PG&E GBA | Metcalf | 500 | Biomass |  |  | 0 | 0 | 0 | 0 | 0 | 0 | 0 | 0 | 0 | 1 | 1 | 1 | 1 | [14 empty] | 1 | 3 | 4 | 1 | 1 | 1 | 1 |  | 0
PG&E KERN | Midway | 115 | Biomass |  |  | 0 | 0 | 0 | 0 | 0 | 0 | 0 | 0 | 0 | 5 | 2 | 5 | 4 | [14 empty] | 3 | 3 | 2 | 3 | 4 | 1 | 1 |  | 0
PG&E KERN | Midway | 230 | Biomass |  |  | 0 | 0 | 0 | 0 | 0 | 0 | 0 | 0 | 0 | 5 | 2 | 5 | 4 | [14 empty] | 3 | 3 | 2 | 3 | 4 | 1 | 1 |  | 0
PG&E KERN | Midway | 500 | Biomass |  |  | 0 | 0 | 0 | 0 | 0 | 0 | 0 | 0 | 0 | 5 | 2 | 4 | 4 | [14 empty] | 3 | 3 | 2 | 3 | 4 | 1 | 1 |  | 0
SDGE | Miguel | 230 | Biomass |  |  | 0 | 0 | 0 | 0 | 0 | 0 | 0 | 0 | 0 | 1 | 1 | 1 | 1 | [14 empty] | 1 | 3 | 2 | 3 | 3 | 1 | 1 |  | 0
SDGE | Miguel | 500 | Biomass |  |  | 0 | 0 | 0 | 0 | 0 | 0 | 0 | 0 | 0 | 1 | 1 | 1 | 1 | [14 empty] | 1 | 3 | 2 | 3 | 3 | 1 | 1 |  | 0
SDGE | Miguel | 69 | Biomass |  |  | 0 | 0 | 0 | 0 | 0 | 0 | 0 | 0 | 0 | 1 | 1 | 1 | 1 | [14 empty] | 1 | 3 | 2 | 3 | 3 | 1 | 1 |  | 0
PG&E GBA | Millbrae | 115 | Biomass |  |  | 0 | 0 | 0 | 0 | 0 | 0 | 0 | 0 | 0 | 1 | 1 | 1 | 1 | [14 empty] | 1 | 3 | 3 | 3 | 3 | 1 | 1 |  | 0
PG&E GBA | Miller | 115 | Biomass |  |  | 0 | 0 | 0 | 0 | 0 | 0 | 0 | 0 | 0 | 5 | 5 | 1 | 1 | [14 empty] | 3 | 3 | 1 | 1 | 4 | 1 | 1 |  | 0
SCE Metro | Mira Loma | 230 | Biomass |  |  | 0 | 0 | 0 | 0 | 0 | 0 | 0 | 0 | 0 | 1 | 1 | 1 | 1 | [14 empty] | 3 | 3 | 4 | 3 | 4 | 1 | 1 |  | 0
SCE Metro | Mira Loma | 500 | Biomass |  |  | 0 | 0 | 0 | 0 | 0 | 0 | 0 | 0 | 0 | 1 | 1 | 1 | 1 | [14 empty] | 3 | 3 | 4 | 3 | 4 | 1 | 1 |  | 0
SCE Eastern | Mirage | 115 | Biomass |  |  | 0 | 0 | 0 | 0 | 0 | 0 | 0 | 0 | 0 | 5 | 4 | 1 | 1 | [14 empty] | 1 | 3 | 2 | 3 | 1 | 1 | 1 |  | 0
SCE Eastern | Mirage | 230 | Biomass |  |  | 0 | 0 | 0 | 0 | 0 | 0 | 0 | 0 | 0 | 5 | 4 | 1 | 1 | [14 empty] | 1 | 3 | 2 | 3 | 1 | 1 | 1 |  | 0
SDGE | Mission | 138 | Biomass |  |  | 0 | 0 | 0 | 0 | 0 | 0 | 0 | 0 | 0 | 1 | 1 | 1 | 1 | [14 empty] | 1 | 3 | 3 | 3 | 3 | 1 | 1 |  | 0
SDGE | Mission | 230 | Biomass |  |  | 0 | 0 | 0 | 0 | 0 | 0 | 0 | 0 | 0 | 1 | 1 | 1 | 1 | [14 empty] | 1 | 3 | 3 | 3 | 3 | 1 | 1 |  | 0
SDGE | Mission | 69 | Biomass |  |  | 0 | 0 | 0 | 0 | 0 | 0 | 0 | 0 | 0 | 1 | 1 | 1 | 1 | [14 empty] | 1 | 3 | 3 | 3 | 3 | 1 | 1 |  | 0
PG&E GBA | Mi-Wuk | 115 | Biomass |  |  | 0 | 0 | 0 | 0 | 0 | 0 | 0 | 0 | 0 | 5 | 5 | 1 | 1 | [14 empty] | 1 | 3 | 1 | 3 | 1 | 1 | 1 |  | 0
EOP | Mohave | 500 | Biomass |  |  | 0 | 0 | 0 | 0 | 0 | 0 | 0 | 0 | 0 | 5 | 2 | 4 | 2 | [14 empty] | 1 | 1 | 3 | 3 | 1 | 1 | 1 |  | 0
PG&E NGBA | Monroe | 115 | Biomass |  |  | 0 | 0 | 0 | 0 | 0 | 0 | 0 | 0 | 0 | 5 | 2 | 1 | 1 | [14 empty] | 1 | 3 | 3 | 1 | 3 | 1 | 1 |  | 0
SDGE | Monserate | 69 | Biomass |  |  | 0 | 0 | 0 | 0 | 0 | 0 | 0 | 0 | 0 | 1 | 1 | 1 | 1 | [14 empty] | 1 | 3 | 2 | 3 | 1 | 1 | 1 |  | 0
PG&E GBA | Monta Vista | 115 | Biomass |  |  | 0 | 0 | 0 | 0 | 0 | 0 | 0 | 0 | 0 | 5 | 4 | 1 | 1 | [14 empty] | 1 | 3 | 2 | 1 | 1 | 1 | 1 |  | 0
PG&E GBA | Monta Vista | 230 | Biomass |  |  | 0 | 0 | 0 | 0 | 0 | 0 | 0 | 0 | 0 | 5 | 4 | 1 | 1 | [14 empty] | 1 | 3 | 2 | 1 | 1 | 1 | 1 |  | 0
PG&E GBA | Monta Vista | 60 | Biomass |  |  | 0 | 0 | 0 | 0 | 0 | 0 | 0 | 0 | 0 | 5 | 4 | 1 | 1 | [14 empty] | 1 | 3 | 2 | 1 | 1 | 1 | 1 |  | 0
PG&E NGBA | Monticello | 115 | Biomass |  |  | 0 | 0 | 0 | 0 | 0 | 0 | 0 | 0 | 0 | 5 | 2 | 1 | 1 | [14 empty] | 1 | 3 | 1 | 1 | 1 | 1 | 1 |  | 0
SCE Northern | Moorpark | 230 | Biomass |  |  | 0 | 0 | 0 | 0 | 0 | 0 | 0 | 0 | 0 | 5 | 2 | 4 | 2 | [14 empty] | 1 | 3 | 1 | 3 | 1 | 1 | 1 |  | 0
SCE Northern | Moorpark | 66 | Biomass |  |  | 0 | 0 | 0 | 0 | 0 | 0 | 0 | 0 | 0 | 5 | 2 | 4 | 2 | [14 empty] | 1 | 3 | 1 | 3 | 1 | 1 | 1 |  | 0
PG&E GBA | Moraga | 115 | Biomass |  |  | 0 | 0 | 0 | 0 | 0 | 0 | 0 | 0 | 0 | 5 | 2 | 1 | 1 | [14 empty] | 1 | 3 | 2 | 3 | 1 | 1 | 1 |  | 0
PG&E GBA | Moraga | 230 | Biomass |  |  | 0 | 0 | 0 | 0 | 0 | 0 | 0 | 0 | 0 | 5 | 4 | 1 | 1 | [14 empty] | 1 | 3 | 2 | 3 | 1 | 1 | 1 |  | 0
PG&E GBA | Morgan Hill | 115 | Biomass |  |  | 0 | 0 | 0 | 0 | 0 | 0 | 0 | 0 | 0 | 5 | 4 | 1 | 1 | [14 empty] | 1 | 3 | 2 | 1 | 3 | 1 | 1 |  | 0
PG&E KERN | Morro Bay | 115 | Biomass |  |  | 0 | 0 | 0 | 0 | 0 | 0 | 0 | 0 | 0 | 5 | 2 | 5 | 2 | [14 empty] | 1 | 1 | 4 | 1 | 1 | 1 | 1 |  | 0
PG&E KERN | Morro Bay | 230 | Biomass |  |  | 0 | 0 | 0 | 0 | 0 | 0 | 0 | 0 | 0 | 5 | 2 | 5 | 4 | [14 empty] | 1 | 1 | 4 | 1 | 1 | 1 | 1 |  | 0
PG&E KERN | Morro Bay | 500 | Biomass |  |  | 0 | 0 | 0 | 0 | 0 | 0 | 0 | 0 | 0 | 5 | 2 | 4 | 4 | [14 empty] | 1 | 1 | 4 | 1 | 1 | 1 | 1 |  | 0
PG&E GBA | Moss Landing | 115 | Biomass |  |  | 0 | 0 | 0 | 0 | 0 | 0 | 0 | 0 | 0 | 5 | 4 | 1 | 1 | [14 empty] | 1 | 1 | 4 | 1 | 3 | 1 | 1 |  | 0
PG&E GBA | Moss Landing | 230 | Biomass |  |  | 0 | 0 | 0 | 0 | 0 | 0 | 0 | 0 | 0 | 5 | 4 | 1 | 1 | [14 empty] | 1 | 1 | 4 | 1 | 3 | 1 | 1 |  | 0
PG&E GBA | Moss Landing | 500 | Biomass |  |  | 0 | 0 | 0 | 0 | 0 | 0 | 0 | 0 | 0 | 5 | 4 | 1 | 1 | [14 empty] | 1 | 1 | 4 | 1 | 3 | 1 | 1 |  | 0
EOP | Mountain Pass | 115 | Biomass |  |  | 0 | 0 | 0 | 0 | 0 | 0 | 0 | 0 | 0 | 5 | 2 | 4 | 2 | [14 empty] | 1 | 1 | 1 | 3 | 4 | 1 | 1 |  | 0
PG&E GBA | Mountain View | 115 | Biomass |  |  | 0 | 0 | 0 | 0 | 0 | 0 | 0 | 0 | 0 | 1 | 1 | 1 | 1 | [14 empty] | 1 | 3 | 3 | 1 | 3 | 1 | 1 |  | 0
PG&E GBA | Mt Eden | 115 | Biomass |  |  | 0 | 0 | 0 | 0 | 0 | 0 | 0 | 0 | 0 | 5 | 2 | 1 | 1 | [14 empty] | 1 | 3 | 3 | 3 | 3 | 1 | 1 |  | 0
PG&E KERN | Mt Poso | 115 | Biomass |  |  | 0 | 0 | 0 | 0 | 0 | 0 | 0 | 0 | 0 | 5 | 2 | 5 | 2 | [14 empty] | 3 | 3 | 4 | 3 | 4 | 1 | 1 |  | 0
SDGE | Murray | 69 | Biomass |  |  | 0 | 0 | 0 | 0 | 0 | 0 | 0 | 0 | 0 | 1 | 1 | 1 | 1 | [14 empty] | 1 | 3 | 3 | 3 | 3 | 1 | 1 |  | 0
PG&E FRESNO | Mustang | 230 | Biomass |  |  | 0 | 0 | 0 | 0 | 0 | 0 | 0 | 0 | 0 | 5 | 2 | 5 | 4 | [14 empty] | 3 | 3 | 4 | 1 | 4 | 1 | 1 |  | 0
SCE Northern | Neenach | 66 | Biomass |  |  | 0 | 0 | 0 | 0 | 0 | 0 | 0 | 0 | 0 | 5 | 5 | 1 | 1 | [14 empty] | 1 | 3 | 1 | 3 | 1 | 1 | 1 |  | 0
PG&E KERN | New Sub - Gates - Midway (Proposed) | 230 | Biomass |  |  | 0 | 0 | 0 | 0 | 0 | 0 | 0 | 0 | 0 | 5 | 2 | 5 | 4 | [14 empty] | 3 | 3 | 1 | 1 | 4 | 1 | 1 |  | 0
PG&E KERN | New Sub - Gates - Templeton (Proposed) | 230 | Biomass |  |  | 0 | 0 | 0 | 0 | 0 | 0 | 0 | 0 | 0 | 5 | 2 | 5 | 4 | [14 empty] | 3 | 3 | 1 | 1 | 4 | 1 | 1 |  | 0
SCE NOL | New Sub - Kramer - Lugo (Proposed) | 230 | Biomass |  |  | 0 | 0 | 0 | 0 | 0 | 0 | 0 | 0 | 0 | 3 | 3 | 1 | 1 | [14 empty] | 1 | 3 | 3 | 3 | 4 | 1 | 1 |  | 0
PG&E FRESNO | New Sub - Los Banos - Midway (Proposed) | 500 | Biomass |  |  | 0 | 0 | 0 | 0 | 0 | 0 | 0 | 0 | 0 | 5 | 2 | 4 | 4 | [14 empty] | 3 | 3 | 1 | 1 | 4 | 1 | 1 |  | 0
SCE NOL | New Sub - Lugo - Pisgah (Proposed) | 230 | Biomass |  |  | 0 | 0 | 0 | 0 | 0 | 0 | 0 | 0 | 0 | 1 | 1 | 1 | 1 | [14 empty] | 1 | 3 | 2 | 3 | 1 | 1 | 1 |  | 0
PG&E KERN | New Sub - Midway - Wheeler Ridge (Proposed) | 230 | Biomass |  |  | 0 | 0 | 0 | 0 | 0 | 0 | 0 | 0 | 0 | 5 | 2 | 5 | 4 | [14 empty] | 3 | 3 | 2 | 3 | 4 | 1 | 1 |  | 0
PG&E NGBA | New Sub - Near existing Leavitt (PSREC) | 345 | Biomass |  |  | 0 | 0 | 0 | 0 | 0 | 0 | 0 | 0 | 0 | 5 | 2 | 1 | 1 | [14 empty] | 1 | 1 | 4 | 3 | 1 | 1 | 1 |  | 0
PG&E NGBA | New Sub - Near existing Madeline (NVE) | 345 | Biomass |  |  | 0 | 0 | 0 | 0 | 0 | 0 | 0 | 0 | 0 | 5 | 2 | 1 | 1 | [14 empty] | 1 | 1 | 1 | 3 | 1 | 1 | 1 |  | 0
SDGE | New Sub - North Gila - IV (Proposed) | 500 | Biomass |  |  | 0 | 0 | 0 | 0 | 0 | 0 | 0 | 0 | 0 | 1 | 1 | 1 | 1 | [14 empty] | 1 | 3 | 1 | 1 | 3 | 1 | 1 |  | 0
PG&E NGBA | New Sub - Pit 1 - Cottonwood (Proposed) | 230 | Biomass |  |  | 0 | 0 | 0 | 0 | 0 | 0 | 0 | 0 | 0 | 5 | 5 | 3 | 3 | [14 empty] | 1 | 1 | 1 | 1 | 1 | 1 | 1 |  | 0
PG&E GBA | New Sub - Rancho Seco - Bellota (Proposed) | 230 | Biomass |  |  | 0 | 0 | 0 | 0 | 0 | 0 | 0 | 0 | 0 | 5 | 5 | 1 | 1 | [14 empty] | 3 | 3 | 2 | 1 | 1 | 1 | 1 |  | 0
SDGE | New Sub - Suncrest - Ocotillo (Proposed) | 500 | Biomass |  |  | 0 | 0 | 0 | 0 | 0 | 0 | 0 | 0 | 0 | 1 | 1 | 1 | 1 | [14 empty] | 1 | 3 | 1 | 3 | 1 | 1 | 1 |  | 0
PG&E FRESNO | New Sub - Westley - Quinto (Proposed) | 230 | Biomass |  |  | 0 | 0 | 0 | 0 | 0 | 0 | 0 | 0 | 0 | 1 | 1 | 1 | 1 | [14 empty] | 3 | 3 | 1 | 1 | 4 | 1 | 1 |  | 0
PG&E GBA | Newark | 115 | Biomass |  |  | 0 | 0 | 0 | 0 | 0 | 0 | 0 | 0 | 0 | 5 | 4 | 1 | 1 | [14 empty] | 1 | 3 | 2 | 3 | 3 | 1 | 1 |  | 0
PG&E GBA | Newark | 230 | Biomass |  |  | 0 | 0 | 0 | 0 | 0 | 0 | 0 | 0 | 0 | 5 | 4 | 1 | 1 | [14 empty] | 1 | 3 | 2 | 3 | 3 | 1 | 1 |  | 0
PG&E GBA | Newark | 60 | Biomass |  |  | 0 | 0 | 0 | 0 | 0 | 0 | 0 | 0 | 0 | 5 | 2 | 1 | 1 | [14 empty] | 1 | 3 | 2 | 3 | 3 | 1 | 1 |  | 0
PG&E FRESNO | Newhall | 115 | Biomass |  |  | 0 | 0 | 0 | 0 | 0 | 0 | 0 | 0 | 0 | 5 | 5 | 5 | 2 | [14 empty] | 3 | 3 | 1 | 1 | 4 | 1 | 1 |  | 0
PG&E KERN | Norco | 115 | Biomass |  |  | 0 | 0 | 0 | 0 | 0 | 0 | 0 | 0 | 0 | 5 | 2 | 5 | 4 | [14 empty] | 3 | 3 | 2 | 3 | 4 | 1 | 4 |  | 1
PG&E GBA | Nortech | 115 | Biomass |  |  | 0 | 0 | 0 | 0 | 0 | 0 | 0 | 0 | 0 | 5 | 4 | 1 | 1 | [14 empty] | 1 | 3 | 3 | 1 | 4 | 1 | 1 |  | 0
SDGE | North City Metering | 138 | Biomass |  |  | 0 | 0 | 0 | 0 | 0 | 0 | 0 | 0 | 0 | 1 | 1 | 1 | 1 | [14 empty] | 1 | 3 | 3 | 3 | 1 | 1 | 1 |  | 0
PG&E GBA | North Dublin | 230 | Biomass |  |  | 0 | 0 | 0 | 0 | 0 | 0 | 0 | 0 | 0 | 5 | 4 | 1 | 1 | [14 empty] | 1 | 3 | 3 | 3 | 1 | 1 | 1 |  | 0
SDGE | North Gila | 500 | Biomass |  |  | 0 | 0 | 0 | 0 | 0 | 0 | 0 | 0 | 0 | 1 | 1 | 1 | 1 | [14 empty] | 1 | 1 | 1 | 1 | 1 | 1 | 1 |  | 0
SCE Metro | North of SONGS | 230 | Biomass |  |  | 0 | 0 | 0 | 0 | 0 | 0 | 0 | 0 | 0 | 1 | 1 | 1 | 1 | [14 empty] | 1 | 3 | 2 | 3 | 1 | 1 | 1 |  | 0
SCE Metro | North of SONGS | 500 | Biomass |  |  | 0 | 0 | 0 | 0 | 0 | 0 | 0 | 0 | 0 | 1 | 1 | 1 | 1 | [14 empty] | 1 | 3 | 2 | 3 | 1 | 1 | 1 |  | 0
PG&E NGBA | Notre Dame | 115 | Biomass |  |  | 0 | 0 | 0 | 0 | 0 | 0 | 0 | 0 | 0 | 5 | 2 | 1 | 1 | [14 empty] | 1 | 3 | 1 | 1 | 3 | 1 | 1 |  | 0
PG&E GBA | Oakland C | 115 | Biomass |  |  | 0 | 0 | 0 | 0 | 0 | 0 | 0 | 0 | 0 | 5 | 4 | 1 | 1 | [14 empty] | 1 | 3 | 4 | 3 | 3 | 1 | 1 |  | 0
PG&E GBA | Oakland J | 115 | Biomass |  |  | 0 | 0 | 0 | 0 | 0 | 0 | 0 | 0 | 0 | 5 | 2 | 1 | 1 | [14 empty] | 1 | 3 | 3 | 3 | 4 | 1 | 1 |  | 0
PG&E GBA | Oakland L | 115 | Biomass |  |  | 0 | 0 | 0 | 0 | 0 | 0 | 0 | 0 | 0 | 5 | 2 | 1 | 1 | [14 empty] | 1 | 3 | 3 | 3 | 4 | 1 | 1 |  | 0
PG&E GBA | Oakland X | 115 | Biomass |  |  | 0 | 0 | 0 | 0 | 0 | 0 | 0 | 0 | 0 | 5 | 2 | 1 | 1 | [14 empty] | 1 | 3 | 3 | 3 | 3 | 1 | 1 |  | 0
SDGE | Ocean Ranch | 69 | Biomass |  |  | 0 | 0 | 0 | 0 | 0 | 0 | 0 | 0 | 0 | 1 | 1 | 1 | 1 | [14 empty] | 1 | 3 | 2 | 3 | 1 | 1 | 1 |  | 0
PG&E KERN | Oceano | 115 | Biomass |  |  | 0 | 0 | 0 | 0 | 0 | 0 | 0 | 0 | 0 | 5 | 2 | 5 | 2 | [14 empty] | 1 | 1 | 1 | 1 | 1 | 1 | 1 |  | 0
SDGE | Ocotillo Express | 500 | Biomass |  |  | 0 | 0 | 0 | 0 | 0 | 0 | 0 | 0 | 0 | 1 | 1 | 1 | 1 | [14 empty] | 1 | 3 | 1 | 1 | 1 | 1 | 1 |  | 0
PG&E KERN | Old River | 70 | Biomass |  |  | 0 | 0 | 0 | 0 | 0 | 0 | 0 | 0 | 0 | 5 | 2 | 5 | 4 | [14 empty] | 3 | 3 | 1 | 3 | 3 | 1 | 1 |  | 0
SDGE | Old Town | 230 | Biomass |  |  | 0 | 0 | 0 | 0 | 0 | 0 | 0 | 0 | 0 | 1 | 1 | 1 | 1 | [14 empty] | 1 | 3 | 3 | 3 | 3 | 1 | 1 |  | 0
SCE Metro | Olinda | 230 | Biomass |  |  | 0 | 0 | 0 | 0 | 0 | 0 | 0 | 0 | 0 | 1 | 1 | 1 | 1 | [14 empty] | 3 | 3 | 3 | 3 | 3 | 1 | 1 |  | 0
PG&E FRESNO | Olive | 115 | Biomass |  |  | 0 | 0 | 0 | 0 | 0 | 0 | 0 | 0 | 0 | 5 | 2 | 5 | 4 | [14 empty] | 3 | 3 | 1 | 3 | 4 | 1 | 1 |  | 0
PG&E NGBA | Olivehurst | 115 | Biomass |  |  | 0 | 0 | 0 | 0 | 0 | 0 | 0 | 0 | 0 | 5 | 5 | 1 | 1 | [14 empty] | 1 | 1 | 3 | 3 | 3 | 1 | 1 |  | 0
PG&E NGBA | Oregon Trail | 60 | Biomass |  |  | 0 | 0 | 0 | 0 | 0 | 0 | 0 | 0 | 0 | 5 | 2 | 1 | 1 | [14 empty] | 1 | 1 | 2 | 1 | 1 | 1 | 1 |  | 0
SCE Northern | Ormond Beach | 230 | Biomass |  |  | 0 | 0 | 0 | 0 | 0 | 0 | 0 | 0 | 0 | 5 | 2 | 4 | 2 | [14 empty] | 1 | 3 | 4 | 3 | 4 | 1 | 1 |  | 0
PG&E FRESNO | Oro Loma | 115 | Biomass |  |  | 0 | 0 | 0 | 0 | 0 | 0 | 0 | 0 | 0 | 5 | 2 | 5 | 2 | [14 empty] | 3 | 3 | 1 | 1 | 4 | 1 | 1 |  | 0
PG&E FRESNO | Oro Loma | 70 | Biomass |  |  | 0 | 0 | 0 | 0 | 0 | 0 | 0 | 0 | 0 | 5 | 2 | 5 | 2 | [14 empty] | 3 | 3 | 1 | 1 | 4 | 1 | 1 |  | 0
PG&E FRESNO | Orosi | 70 | Biomass |  |  | 0 | 0 | 0 | 0 | 0 | 0 | 0 | 0 | 0 | 5 | 2 | 5 | 2 | [14 empty] | 3 | 3 | 1 | 3 | 4 | 1 | 1 |  | 0
SDGE | Otay | 69 | Biomass |  |  | 0 | 0 | 0 | 0 | 0 | 0 | 0 | 0 | 0 | 1 | 1 | 1 | 1 | [14 empty] | 1 | 3 | 4 | 3 | 4 | 1 | 1 |  | 0
SDGE | Otay Mesa | 230 | Biomass |  |  | 0 | 0 | 0 | 0 | 0 | 0 | 0 | 0 | 0 | 1 | 1 | 1 | 1 | [14 empty] | 1 | 3 | 4 | 3 | 1 | 1 | 1 |  | 0
PG&E FRESNO | Padre Flats SW STA | 230 | Biomass |  |  | 0 | 0 | 0 | 0 | 0 | 0 | 0 | 0 | 0 | 5 | 2 | 5 | 2 | [14 empty] | 3 | 3 | 1 | 1 | 4 | 1 | 1 |  | 0
EOP | Pahrump | 138 | Biomass |  |  | 0 | 0 | 0 | 0 | 0 | 0 | 0 | 0 | 0 | 5 | 2 | 4 | 2 | [14 empty] | 1 | 1 | 1 | 3 | 1 | 1 | 1 |  | 0
EOP | Pahrump | 230 | Biomass |  |  | 0 | 0 | 0 | 0 | 0 | 0 | 0 | 0 | 0 | 5 | 2 | 4 | 2 | [14 empty] | 1 | 1 | 1 | 3 | 1 | 1 | 1 |  | 0
SDGE | Pala | 69 | Biomass |  |  | 0 | 0 | 0 | 0 | 0 | 0 | 0 | 0 | 0 | 1 | 1 | 1 | 1 | [14 empty] | 1 | 3 | 4 | 3 | 1 | 1 | 1 |  | 0
PG&E NGBA | Palermo | 115 | Biomass |  |  | 0 | 0 | 0 | 0 | 0 | 0 | 0 | 0 | 0 | 5 | 5 | 1 | 1 | 4 | [13 empty] | 1 | 3 | 3 | 1 | 3 | 1 | 1 |  | 0
PG&E NGBA | Palermo | 230 | Biomass |  |  | 0 | 0 | 0 | 0 | 0 | 0 | 0 | 0 | 0 | 5 | 5 | 1 | 1 | [14 empty] | 1 | 3 | 3 | 1 | 3 | 1 | 1 |  | 0
SCE Eastern | Palo Verde | 500 | Biomass |  |  | 0 | 0 | 0 | 0 | 0 | 0 | 0 | 0 | 0 | 5 | 4 | 4 | 4 | [14 empty] | 1 | 3 | 1 | 1 | 1 | 1 | 1 |  | 0
SDGE | Palomar Energy | 230 | Biomass |  |  | 0 | 0 | 0 | 0 | 0 | 0 | 0 | 0 | 0 | 1 | 1 | 1 | 1 | [14 empty] | 1 | 3 | 3 | 3 | 1 | 1 | 1 |  | 0
PG&E KERN | Panama | 70 | Biomass |  |  | 0 | 0 | 0 | 0 | 0 | 0 | 0 | 0 | 0 | 5 | 2 | 5 | 2 | [14 empty] | 3 | 3 | 2 | 3 | 4 | 1 | 1 |  | 0
PG&E FRESNO | Panoche | 115 | Biomass |  |  | 0 | 0 | 0 | 0 | 0 | 0 | 0 | 0 | 0 | 5 | 5 | 5 | 2 | [14 empty] | 3 | 3 | 4 | 1 | 4 | 1 | 1 |  | 0
PG&E FRESNO | Panoche | 230 | Biomass |  |  | 0 | 0 | 0 | 0 | 0 | 0 | 0 | 0 | 0 | 5 | 2 | 5 | 2 | [14 empty] | 3 | 3 | 4 | 1 | 4 | 1 | 1 |  | 0
SCE Northern | Pardee | 230 | Biomass |  |  | 0 | 0 | 0 | 0 | 0 | 0 | 0 | 0 | 0 | 5 | 2 | 4 | 2 | [14 empty] | 3 | 3 | 3 | 3 | 1 | 1 | 1 |  | 0
PG&E NGBA | Parkway | 230 | Biomass |  |  | 0 | 0 | 0 | 0 | 0 | 0 | 0 | 0 | 0 | 5 | 2 | 1 | 1 | [14 empty] | 1 | 3 | 2 | 3 | 3 | 1 | 4 |  | 1
SCE Northern | Pastoria | 230 | Biomass |  |  | 0 | 0 | 0 | 0 | 0 | 0 | 0 | 0 | 0 | 5 | 2 | 4 | 2 | [14 empty] | 3 | 3 | 3 | 3 | 1 | 1 | 1 |  | 0
SCE Metro | Pauda | 230 | Biomass |  |  | 0 | 0 | 0 | 0 | 0 | 0 | 0 | 0 | 0 | 1 | 1 | 1 | 1 | [14 empty] | 3 | 3 | 3 | 3 | 3 | 1 | 1 |  | 0
PG&E GBA | Paul Sweet | 115 | Biomass |  |  | 0 | 0 | 0 | 0 | 0 | 0 | 0 | 0 | 0 | 1 | 1 | 1 | 1 | [14 empty] | 1 | 1 | 3 | 1 | 1 | 1 | 1 |  | 0
PG&E NGBA | Peabody | 230 | Biomass |  |  | 0 | 0 | 0 | 0 | 0 | 0 | 0 | 0 | 0 | 5 | 2 | 1 | 1 | [14 empty] | 1 | 3 | 3 | 3 | 3 | 1 | 1 |  | 0
PG&E NGBA | Pease | 115 | Biomass |  |  | 0 | 0 | 0 | 0 | 0 | 0 | 0 | 0 | 0 | 5 | 5 | 1 | 1 | [14 empty] | 1 | 1 | 3 | 3 | 3 | 1 | 1 |  | 0
PG&E NGBA | Pease | 60 | Biomass |  |  | 0 | 0 | 0 | 0 | 0 | 0 | 0 | 0 | 0 | 5 | 5 | 1 | 1 | [14 empty] | 1 | 1 | 3 | 3 | 3 | 1 | 1 |  | 0
SDGE | Penasquitos | 138 | Biomass |  |  | 0 | 0 | 0 | 0 | 0 | 0 | 0 | 0 | 0 | 1 | 1 | 1 | 1 | [14 empty] | 1 | 3 | 3 | 3 | 1 | 1 | 1 |  | 0
SDGE | Penasquitos | 230 | Biomass |  |  | 0 | 0 | 0 | 0 | 0 | 0 | 0 | 0 | 0 | 1 | 1 | 1 | 1 | [14 empty] | 1 | 3 | 3 | 3 | 1 | 1 | 1 |  | 0
SDGE | Penasquitos | 69 | Biomass |  |  | 0 | 0 | 0 | 0 | 0 | 0 | 0 | 0 | 0 | 1 | 1 | 1 | 1 | [14 empty] | 1 | 3 | 3 | 3 | 1 | 1 | 1 |  | 0
SDGE | Pendleton | 69 | Biomass |  |  | 0 | 0 | 0 | 0 | 0 | 0 | 0 | 0 | 0 | 1 | 1 | 1 | 1 | [14 empty] | 1 | 3 | 1 | 3 | 1 | 1 | 1 |  | 0
PG&E NGBA | Penngrove | 115 | Biomass |  |  | 0 | 0 | 0 | 0 | 0 | 0 | 0 | 0 | 0 | 5 | 2 | 1 | 1 | [14 empty] | 1 | 3 | 2 | 1 | 3 | 1 | 1 |  | 0
PG&E GBA | Peoria | 115 | Biomass |  |  | 0 | 0 | 0 | 0 | 0 | 0 | 0 | 0 | 0 | 5 | 5 | 1 | 1 | [14 empty] | 1 | 3 | 1 | 3 | 1 | 1 | 4 |  | 1
PG&E GBA | Piercy | 115 | Biomass |  |  | 0 | 0 | 0 | 0 | 0 | 0 | 0 | 0 | 0 | 5 | 4 | 1 | 1 | [14 empty] | 1 | 3 | 3 | 1 | 3 | 1 | 1 |  | 0
PG&E FRESNO | Pine Flat | 230 | Biomass |  |  | 0 | 0 | 0 | 0 | 0 | 0 | 0 | 0 | 0 | 5 | 5 | 5 | 2 | [14 empty] | 3 | 3 | 1 | 1 | 1 | 1 | 1 |  | 0
SCE NOL | Pisgah | 230 | Biomass |  |  | 0 | 0 | 0 | 0 | 0 | 0 | 0 | 0 | 0 | 1 | 1 | 1 | 1 | [14 empty] | 1 | 3 | 1 | 3 | 4 | 1 | 1 |  | 0
PG&E NGBA | Pit 1 | 230 | Biomass |  |  | 0 | 0 | 0 | 0 | 0 | 0 | 0 | 0 | 0 | 5 | 5 | 3 | 3 | [14 empty] | 1 | 1 | 1 | 1 | 1 | 1 | 1 |  | 0
PG&E NGBA | Pit 1 | 60 | Biomass |  |  | 0 | 0 | 0 | 0 | 0 | 0 | 0 | 0 | 0 | 5 | 5 | 3 | 3 | [14 empty] | 1 | 1 | 1 | 1 | 1 | 1 | 1 |  | 0
PG&E NGBA | Pit 3 | 230 | Biomass |  |  | 0 | 0 | 0 | 0 | 0 | 0 | 0 | 0 | 0 | 5 | 5 | 3 | 3 | [14 empty] | 1 | 1 | 1 | 1 | 1 | 1 | 1 |  | 0
PG&E NGBA | Pit 4 | 230 | Biomass |  |  | 0 | 0 | 0 | 0 | 0 | 0 | 0 | 0 | 0 | 5 | 2 | 1 | 1 | [14 empty] | 1 | 1 | 1 | 1 | 1 | 1 | 1 |  | 0
PG&E GBA | Pittsburg | 115 | Biomass |  |  | 0 | 0 | 0 | 0 | 0 | 0 | 0 | 0 | 0 | 5 | 4 | 1 | 1 | [14 empty] | 1 | 3 | 4 | 3 | 4 | 1 | 1 |  | 0
PG&E GBA | Pittsburg | 230 | Biomass |  |  | 0 | 0 | 0 | 0 | 0 | 0 | 0 | 0 | 0 | 5 | 4 | 1 | 1 | [14 empty] | 1 | 3 | 4 | 3 | 4 | 1 | 1 |  | 0
PG&E NGBA | Pleasant Grove | 115 | Biomass |  |  | 0 | 0 | 0 | 0 | 0 | 0 | 0 | 0 | 0 | 5 | 5 | 1 | 1 | [14 empty] | 1 | 3 | 3 | 1 | 1 | 1 | 1 |  | 0
PG&E NGBA | POE | 230 | Biomass |  |  | 0 | 0 | 0 | 0 | 0 | 0 | 0 | 0 | 0 | 5 | 5 | 1 | 1 | [14 empty] | 1 | 3 | 1 | 1 | 1 | 1 | 1 |  | 0
SDGE | Point Loma | 69 | Biomass |  |  | 0 | 0 | 0 | 0 | 0 | 0 | 0 | 0 | 0 | 1 | 1 | 1 | 1 | [14 empty] | 1 | 3 | 3 | 3 | 3 | 1 | 1 |  | 0
SDGE | Pomerado | 69 | Biomass |  |  | 0 | 0 | 0 | 0 | 0 | 0 | 0 | 0 | 0 | 1 | 1 | 1 | 1 | [14 empty] | 1 | 3 | 3 | 3 | 1 | 1 | 1 |  | 0
PG&E KERN | Poso Mountain | 115 | Biomass |  |  | 0 | 0 | 0 | 0 | 0 | 0 | 0 | 0 | 0 | 5 | 2 | 5 | 4 | [14 empty] | 3 | 3 | 3 | 3 | 3 | 1 | 1 |  | 0
EOP | Primm | 230 | Biomass |  |  | 0 | 0 | 0 | 0 | 0 | 0 | 0 | 0 | 0 | 5 | 2 | 4 | 2 | [14 empty] | 1 | 1 | 1 | 3 | 3 | 1 | 1 |  | 0
PG&E NGBA | Putah Creek | 115 | Biomass |  |  | 0 | 0 | 0 | 0 | 0 | 0 | 0 | 0 | 0 | 5 | 2 | 1 | 1 | [14 empty] | 1 | 3 | 2 | 1 | 1 | 1 | 1 |  | 0
SDGE | Q1806 | 138 | Biomass |  |  | 0 | 0 | 0 | 0 | 0 | 0 | 0 | 0 | 0 | 1 | 1 | 1 | 1 | [14 empty] | 3 | 3 | 3 | 3 | 1 | 1 | 1 |  | 0
PG&E FRESNO | Quinto | 230 | Biomass |  |  | 0 | 0 | 0 | 0 | 0 | 0 | 0 | 0 | 0 | 5 | 2 | 5 | 2 | [14 empty] | 3 | 3 | 1 | 1 | 4 | 1 | 1 |  | 0
PG&E GBA | Race Track | 115 | Biomass |  |  | 0 | 0 | 0 | 0 | 0 | 0 | 0 | 0 | 0 | 5 | 5 | 1 | 1 | [14 empty] | 1 | 3 | 1 | 3 | 1 | 1 | 1 |  | 0
SDGE | Rancho Mission Viejo | 138 | Biomass |  |  | 0 | 0 | 0 | 0 | 0 | 0 | 0 | 0 | 0 | 1 | 1 | 1 | 1 | [14 empty] | 3 | 3 | 3 | 3 | 1 | 1 | 1 |  | 0
PG&E GBA | Rancho Seco | 230 | Biomass |  |  | 0 | 0 | 0 | 0 | 0 | 0 | 0 | 0 | 0 | 5 | 5 | 1 | 1 | [14 empty] | 1 | 3 | 4 | 1 | 1 | 1 | 1 |  | 0
SCE Metro | Rancho Vista | 230 | Biomass |  |  | 0 | 0 | 0 | 0 | 0 | 0 | 0 | 0 | 0 | 1 | 1 | 1 | 1 | [14 empty] | 3 | 3 | 4 | 3 | 4 | 1 | 1 |  | 0
SCE Metro | Rancho Vista | 500 | Biomass |  |  | 0 | 0 | 0 | 0 | 0 | 0 | 0 | 0 | 0 | 1 | 1 | 1 | 1 | [14 empty] | 3 | 3 | 4 | 3 | 4 | 1 | 1 |  | 0
SCE NOL | Ransburg | 115 | Biomass |  |  | 0 | 0 | 0 | 0 | 0 | 0 | 0 | 0 | 0 | 3 | 3 | 1 | 1 | [14 empty] | 1 | 3 | 1 | 3 | 4 | 1 | 1 |  | 0
PG&E GBA | Ravenswood | 115 | Biomass |  |  | 0 | 0 | 0 | 0 | 0 | 0 | 0 | 0 | 0 | 5 | 2 | 1 | 1 | [14 empty] | 1 | 3 | 3 | 3 | 3 | 1 | 1 |  | 0
PG&E GBA | Ravenswood | 230 | Biomass |  |  | 0 | 0 | 0 | 0 | 0 | 0 | 0 | 0 | 0 | 5 | 2 | 1 | 1 | [14 empty] | 1 | 3 | 3 | 3 | 3 | 1 | 1 |  | 0
SCE Northern | Rector | 230 | Biomass |  |  | 0 | 0 | 0 | 0 | 0 | 0 | 0 | 0 | 0 | 5 | 5 | 1 | 1 | [14 empty] | 3 | 3 | 3 | 3 | 3 | 1 | 1 |  | 0
SCE Eastern | Red Bluff | 230 | Biomass |  |  | 0 | 0 | 0 | 0 | 0 | 0 | 0 | 0 | 0 | 4 | 4 | 4 | 4 | [14 empty] | 1 | 1 | 1 | 3 | 1 | 1 | 1 |  | 0
SCE Eastern | Red Bluff | 500 | Biomass |  |  | 0 | 0 | 0 | 0 | 0 | 0 | 0 | 0 | 0 | 4 | 4 | 4 | 4 | [14 empty] | 1 | 1 | 1 | 3 | 1 | 1 | 1 |  | 0
PG&E NGBA | Redbud | 115 | Biomass |  |  | 0 | 0 | 0 | 0 | 0 | 0 | 0 | 0 | 0 | 5 | 2 | 1 | 1 | [14 empty] | 1 | 1 | 1 | 1 | 1 | 1 | 1 |  | 0
SCE Metro | Redondo | 230 | Biomass |  |  | 0 | 0 | 0 | 0 | 0 | 0 | 0 | 0 | 0 | 1 | 1 | 1 | 1 | [14 empty] | 3 | 3 | 4 | 3 | 3 | 1 | 1 |  | 0
PG&E FRESNO | Reedley | 115 | Biomass |  |  | 0 | 0 | 0 | 0 | 0 | 0 | 0 | 0 | 0 | 5 | 5 | 5 | 4 | [14 empty] | 3 | 3 | 1 | 1 | 4 | 1 | 1 |  | 0
PG&E KERN | Renfro | 115 | Biomass |  |  | 0 | 0 | 0 | 0 | 0 | 0 | 0 | 0 | 0 | 5 | 2 | 5 | 2 | [14 empty] | 3 | 3 | 3 | 3 | 3 | 1 | 1 |  | 0
PG&E GBA | Richmond R | 115 | Biomass |  |  | 0 | 0 | 0 | 0 | 0 | 0 | 0 | 0 | 0 | 5 | 4 | 1 | 1 | [14 empty] | 1 | 3 | 3 | 3 | 3 | 1 | 1 |  | 0
PG&E NGBA | Rincon | 115 | Biomass |  |  | 0 | 0 | 0 | 0 | 0 | 0 | 0 | 0 | 0 | 5 | 2 | 1 | 1 | [14 empty] | 1 | 3 | 3 | 1 | 3 | 1 | 1 |  | 0
PG&E KERN | Rio Bravo | 115 | Biomass |  |  | 0 | 0 | 0 | 0 | 0 | 0 | 0 | 0 | 0 | 5 | 2 | 5 | 2 | [14 empty] | 3 | 3 | 3 | 3 | 4 | 1 | 1 |  | 0
SCE Metro | Rio Hondo | 230 | Biomass |  |  | 0 | 0 | 0 | 0 | 0 | 0 | 0 | 0 | 0 | 1 | 1 | 1 | 1 | [14 empty] | 3 | 3 | 2 | 3 | 4 | 1 | 1 |  | 0
PG&E NGBA | Rio Oso | 115 | Biomass |  |  | 0 | 0 | 0 | 0 | 0 | 0 | 0 | 0 | 0 | 5 | 5 | 1 | 1 | [14 empty] | 1 | 3 | 1 | 3 | 1 | 1 | 1 |  | 0
PG&E NGBA | Rio Oso | 230 | Biomass |  |  | 0 | 0 | 0 | 0 | 0 | 0 | 0 | 0 | 0 | 5 | 5 | 1 | 1 | [14 empty] | 1 | 3 | 1 | 3 | 1 | 1 | 1 |  | 0
PG&E GBA | Ripon | 115 | Biomass |  |  | 0 | 0 | 0 | 0 | 0 | 0 | 0 | 0 | 0 | 5 | 5 | 1 | 1 | [14 empty] | 3 | 3 | 3 | 1 | 3 | 1 | 1 |  | 0
PG&E GBA | Riverbank | 115 | Biomass |  |  | 0 | 0 | 0 | 0 | 0 | 0 | 0 | 0 | 0 | 5 | 5 | 1 | 1 | [14 empty] | 3 | 3 | 3 | 1 | 3 | 1 | 1 |  | 0
SCE NOL | Roadway | 115 | Biomass |  |  | 0 | 0 | 0 | 0 | 0 | 0 | 0 | 0 | 0 | 1 | 1 | 1 | 1 | 3 | [13 empty] | 1 | 3 | 3 | 3 | 4 | 1 | 1 |  | 0
PG&E NGBA | Rock Creek 1 | 230 | Biomass |  |  | 0 | 0 | 0 | 0 | 0 | 0 | 0 | 0 | 0 | 5 | 5 | 1 | 1 | [14 empty] | 1 | 1 | 1 | 3 | 1 | 1 | 1 |  | 0
SCE Northern | Rosamond | 66 | Biomass |  |  | 0 | 0 | 0 | 0 | 0 | 0 | 0 | 0 | 0 | 5 | 5 | 1 | 1 | [14 empty] | 1 | 3 | 1 | 3 | 1 | 1 | 1 |  | 0
PG&E GBA | Rossmoor | 230 | Biomass |  |  | 0 | 0 | 0 | 0 | 0 | 0 | 0 | 0 | 0 | 5 | 2 | 1 | 1 | [14 empty] | 1 | 3 | 2 | 3 | 1 | 1 | 1 |  | 0
PG&E NGBA | Round Mountain | 230 | Biomass |  |  | 0 | 0 | 0 | 0 | 0 | 0 | 0 | 0 | 0 | 5 | 2 | 1 | 1 | [14 empty] | 1 | 1 | 1 | 1 | 1 | 1 | 1 |  | 0
PG&E NGBA | Round Mountain | 500 | Biomass |  |  | 0 | 0 | 0 | 0 | 0 | 0 | 0 | 0 | 0 | 5 | 2 | 1 | 1 | [14 empty] | 1 | 1 | 1 | 1 | 1 | 1 | 1 |  | 0
PG&E GBA | Salado | 115 | Biomass |  |  | 0 | 0 | 0 | 0 | 0 | 0 | 0 | 0 | 0 | 5 | 4 | 1 | 1 | [14 empty] | 3 | 3 | 1 | 1 | 4 | 1 | 1 |  | 0
PG&E GBA | Salado | 60 | Biomass |  |  | 0 | 0 | 0 | 0 | 0 | 0 | 0 | 0 | 0 | 5 | 4 | 1 | 1 | [14 empty] | 3 | 3 | 1 | 1 | 4 | 1 | 1 |  | 0
PG&E GBA | Salinas | 115 | Biomass |  |  | 0 | 0 | 0 | 0 | 0 | 0 | 0 | 0 | 0 | 1 | 1 | 1 | 1 | [14 empty] | 1 | 1 | 3 | 1 | 3 | 1 | 1 |  | 0
SDGE | Salt Creek | 69 | Biomass |  |  | 0 | 0 | 0 | 0 | 0 | 0 | 0 | 0 | 0 | 1 | 1 | 1 | 1 | [14 empty] | 1 | 3 | 2 | 3 | 3 | 1 | 1 |  | 0
SCE Eastern | San Bernardino | 230 | Biomass |  |  | 0 | 0 | 0 | 0 | 0 | 0 | 0 | 0 | 0 | 4 | 4 | 1 | 1 | [14 empty] | 3 | 3 | 4 | 3 | 3 | 1 | 1 |  | 0
PG&E GBA | SAN FRAN A (POTRERO PP) | 115 | Biomass |  |  | 0 | 0 | 0 | 0 | 0 | 0 | 0 | 0 | 0 | 5 | 2 | 1 | 1 | [14 empty] | 1 | 3 | 4 | 3 | 3 | 1 | 1 |  | 0
PG&E GBA | SAN FRAN A (POTRERO PP) | 230 | Biomass |  |  | 0 | 0 | 0 | 0 | 0 | 0 | 0 | 0 | 0 | 5 | 2 | 1 | 1 | [14 empty] | 1 | 3 | 4 | 3 | 3 | 1 | 1 |  | 0
PG&E GBA | San Jose A | 115 | Biomass |  |  | 0 | 0 | 0 | 0 | 0 | 0 | 0 | 0 | 0 | 5 | 4 | 1 | 1 | [14 empty] | 1 | 3 | 4 | 1 | 3 | 1 | 1 |  | 0
PG&E GBA | San Jose B | 115 | Biomass |  |  | 0 | 0 | 0 | 0 | 0 | 0 | 0 | 0 | 0 | 5 | 4 | 1 | 1 | [14 empty] | 1 | 3 | 3 | 1 | 3 | 1 | 1 |  | 0
PG&E GBA | San Leandro U | 115 | Biomass |  |  | 0 | 0 | 0 | 0 | 0 | 0 | 0 | 0 | 0 | 5 | 2 | 1 | 1 | [14 empty] | 1 | 3 | 2 | 3 | 3 | 1 | 1 |  | 0
PG&E KERN | San Luis Obispo | 115 | Biomass |  |  | 0 | 0 | 0 | 0 | 0 | 0 | 0 | 0 | 0 | 5 | 2 | 5 | 2 | [14 empty] | 1 | 1 | 1 | 1 | 1 | 1 | 1 |  | 0
PG&E KERN | San Luis Obispo | 70 | Biomass |  |  | 0 | 0 | 0 | 0 | 0 | 0 | 0 | 0 | 0 | 5 | 2 | 5 | 2 | [14 empty] | 1 | 1 | 1 | 1 | 1 | 1 | 1 |  | 0
SDGE | San Luis Rey | 230 | Biomass |  |  | 0 | 0 | 0 | 0 | 0 | 0 | 0 | 0 | 0 | 1 | 1 | 1 | 1 | [14 empty] | 1 | 3 | 2 | 3 | 1 | 1 | 1 |  | 0
SDGE | San Luis Rey | 69 | Biomass |  |  | 0 | 0 | 0 | 0 | 0 | 0 | 0 | 0 | 0 | 1 | 1 | 1 | 1 | [14 empty] | 1 | 3 | 2 | 3 | 1 | 1 | 1 |  | 0
SDGE | San Marcos | 69 | Biomass |  |  | 0 | 0 | 0 | 0 | 0 | 0 | 0 | 0 | 0 | 1 | 1 | 1 | 1 | [14 empty] | 1 | 3 | 3 | 3 | 1 | 1 | 1 |  | 0
SCE Metro | San Onofre | 230 | Biomass |  |  | 0 | 0 | 0 | 0 | 0 | 0 | 0 | 0 | 0 | 1 | 1 | 1 | 1 | [14 empty] | 1 | 3 | 1 | 3 | 1 | 1 | 1 |  | 0
PG&E GBA | San Pablo | 115 | Biomass |  |  | 0 | 0 | 0 | 0 | 0 | 0 | 0 | 0 | 0 | 5 | 4 | 1 | 1 | [14 empty] | 1 | 3 | 3 | 3 | 4 | 1 | 1 |  | 0
PG&E GBA | San Ramon | 230 | Biomass |  |  | 0 | 0 | 0 | 0 | 0 | 0 | 0 | 0 | 0 | 5 | 2 | 1 | 1 | [14 empty] | 1 | 3 | 3 | 3 | 1 | 1 | 1 |  | 0
SDGE | San Ysidro | 69 | Biomass |  |  | 0 | 0 | 0 | 0 | 0 | 0 | 0 | 0 | 0 | 1 | 1 | 1 | 1 | [14 empty] | 1 | 3 | 3 | 3 | 3 | 1 | 1 |  | 0
SCE NOL | Sandlot | 230 | Biomass |  |  | 0 | 0 | 0 | 0 | 0 | 0 | 0 | 0 | 0 | 3 | 3 | 1 | 1 | [14 empty] | 1 | 3 | 1 | 3 | 3 | 1 | 1 |  | 0
EOP | Sandy | 138 | Biomass |  |  | 0 | 0 | 0 | 0 | 0 | 0 | 0 | 0 | 0 | 5 | 2 | 4 | 2 | [14 empty] | 1 | 1 | 1 | 3 | 1 | 1 | 1 |  | 0
PG&E FRESNO | Sanger | 115 | Biomass |  |  | 0 | 0 | 0 | 0 | 0 | 0 | 0 | 0 | 0 | 5 | 5 | 5 | 4 | 3 | [13 empty] | 3 | 3 | 3 | 1 | 3 | 1 | 1 |  | 0
SCE Northern | Santa Clara | 230 | Biomass |  |  | 0 | 0 | 0 | 0 | 0 | 0 | 0 | 0 | 0 | 5 | 2 | 4 | 2 | [14 empty] | 1 | 3 | 2 | 3 | 3 | 1 | 1 |  | 0
PG&E NGBA | Santa Rosa A | 115 | Biomass |  |  | 0 | 0 | 0 | 0 | 0 | 0 | 0 | 0 | 0 | 5 | 2 | 1 | 1 | [14 empty] | 1 | 3 | 3 | 1 | 3 | 1 | 1 |  | 0
PG&E GBA | Santa Teresa | 115 | Biomass |  |  | 0 | 0 | 0 | 0 | 0 | 0 | 0 | 0 | 0 | 5 | 4 | 1 | 1 | [14 empty] | 1 | 3 | 3 | 1 | 3 | 1 | 1 |  | 0
SDGE | Santee | 138 | Biomass |  |  | 0 | 0 | 0 | 0 | 0 | 0 | 0 | 0 | 0 | 1 | 1 | 1 | 1 | [14 empty] | 1 | 3 | 3 | 3 | 3 | 1 | 1 |  | 0
SCE Metro | Santiago | 230 | Biomass |  |  | 0 | 0 | 0 | 0 | 0 | 0 | 0 | 0 | 0 | 1 | 1 | 1 | 1 | [14 empty] | 3 | 3 | 3 | 3 | 3 | 1 | 1 |  | 0
PG&E GBA | Saratoga | 230 | Biomass |  |  | 0 | 0 | 0 | 0 | 0 | 0 | 0 | 0 | 0 | 5 | 4 | 1 | 1 | [14 empty] | 1 | 3 | 2 | 1 | 1 | 1 | 1 |  | 0
SCE Northern | Saugus | 230 | Biomass |  |  | 0 | 0 | 0 | 0 | 0 | 0 | 0 | 0 | 0 | 5 | 2 | 4 | 2 | [14 empty] | 3 | 3 | 3 | 3 | 1 | 1 | 1 |  | 0
PG&E FRESNO | Schindler | 115 | Biomass |  |  | 0 | 0 | 0 | 0 | 0 | 0 | 0 | 0 | 0 | 5 | 2 | 5 | 2 | [14 empty] | 3 | 3 | 1 | 1 | 4 | 1 | 1 |  | 0
PG&E FRESNO | Schindler | 70 | Biomass |  |  | 0 | 0 | 0 | 0 | 0 | 0 | 0 | 0 | 0 | 5 | 2 | 5 | 2 | [14 empty] | 3 | 3 | 1 | 1 | 4 | 1 | 1 |  | 0
PG&E GBA | Schulte | 115 | Biomass |  |  | 0 | 0 | 0 | 0 | 0 | 0 | 0 | 0 | 0 | 5 | 5 | 1 | 1 | [14 empty] | 3 | 3 | 4 | 1 | 3 | 1 | 1 |  | 0
SDGE | Scripps | 69 | Biomass |  |  | 0 | 0 | 0 | 0 | 0 | 0 | 0 | 0 | 0 | 1 | 1 | 1 | 1 | [14 empty] | 1 | 3 | 3 | 3 | 1 | 1 | 1 |  | 0
PG&E KERN | Semitropic | 115 | Biomass |  |  | 0 | 0 | 0 | 0 | 0 | 0 | 0 | 0 | 0 | 5 | 2 | 5 | 2 | [14 empty] | 3 | 3 | 2 | 3 | 4 | 1 | 1 |  | 0
SCE Metro | Serrano | 230 | Biomass |  |  | 0 | 0 | 0 | 0 | 0 | 0 | 0 | 0 | 0 | 1 | 1 | 1 | 1 | [14 empty] | 3 | 3 | 3 | 3 | 3 | 1 | 1 |  | 0
SCE Metro | Serrano | 500 | Biomass |  |  | 0 | 0 | 0 | 0 | 0 | 0 | 0 | 0 | 0 | 1 | 1 | 1 | 1 | [14 empty] | 3 | 3 | 3 | 3 | 3 | 1 | 1 |  | 0
SDGE | Shadowridge | 138 | Biomass |  |  | 0 | 0 | 0 | 0 | 0 | 0 | 0 | 0 | 0 | 1 | 1 | 1 | 1 | [14 empty] | 1 | 3 | 2 | 3 | 1 | 1 | 1 |  | 0
PG&E KERN | Shafter | 115 | Biomass |  |  | 0 | 0 | 0 | 0 | 0 | 0 | 0 | 0 | 0 | 5 | 2 | 5 | 4 | [14 empty] | 3 | 3 | 2 | 3 | 4 | 1 | 1 |  | 0
PG&E NGBA | Silverado | 115 | Biomass |  |  | 0 | 0 | 0 | 0 | 0 | 0 | 0 | 0 | 0 | 5 | 2 | 1 | 1 | [14 empty] | 1 | 3 | 2 | 1 | 1 | 1 | 1 |  | 0
SDGE | Silvergate | 230 | Biomass |  |  | 0 | 0 | 0 | 0 | 0 | 0 | 0 | 0 | 0 | 1 | 1 | 1 | 1 | [14 empty] | 1 | 3 | 4 | 3 | 4 | 1 | 1 |  | 0
SDGE | Silvergate | 69 | Biomass |  |  | 0 | 0 | 0 | 0 | 0 | 0 | 0 | 0 | 0 | 1 | 1 | 1 | 1 | [14 empty] | 1 | 3 | 4 | 3 | 4 | 1 | 1 |  | 0
PG&E KERN | Sisquoc | 115 | Biomass |  |  | 0 | 0 | 0 | 0 | 0 | 0 | 0 | 0 | 0 | 5 | 2 | 5 | 2 | [14 empty] | 1 | 1 | 2 | 3 | 1 | 1 | 1 |  | 0
EOP | Sloan Canyon | 230 | Biomass |  |  | 0 | 0 | 0 | 0 | 0 | 0 | 0 | 0 | 0 | 5 | 2 | 4 | 2 | [14 empty] | 1 | 1 | 2 | 3 | 1 | 1 | 1 |  | 0
EOP | Sloan Canyon | 500 | Biomass |  |  | 0 | 0 | 0 | 0 | 0 | 0 | 0 | 0 | 0 | 5 | 2 | 4 | 2 | [14 empty] | 1 | 1 | 2 | 3 | 1 | 1 | 1 |  | 0
PG&E KERN | Smyrna | 115 | Biomass |  |  | 0 | 0 | 0 | 0 | 0 | 0 | 0 | 0 | 0 | 5 | 2 | 5 | 4 | [14 empty] | 3 | 3 | 1 | 3 | 4 | 1 | 1 |  | 0
PG&E GBA | Sobrante | 115 | Biomass |  |  | 0 | 0 | 0 | 0 | 0 | 0 | 0 | 0 | 0 | 5 | 4 | 1 | 1 | [14 empty] | 1 | 3 | 3 | 3 | 1 | 1 | 1 |  | 0
PG&E GBA | Sobrante | 230 | Biomass |  |  | 0 | 0 | 0 | 0 | 0 | 0 | 0 | 0 | 0 | 5 | 4 | 1 | 1 | [14 empty] | 1 | 3 | 3 | 3 | 1 | 1 | 1 |  | 0
PG&E KERN | Solar | 230 | Biomass |  |  | 0 | 0 | 0 | 0 | 0 | 0 | 0 | 0 | 0 | 5 | 2 | 5 | 4 | [14 empty] | 1 | 3 | 1 | 1 | 1 | 1 | 1 |  | 0
PG&E GBA | Soledad | 115 | Biomass |  |  | 0 | 0 | 0 | 0 | 0 | 0 | 0 | 0 | 0 | 1 | 1 | 1 | 1 | [14 empty] | 1 | 1 | 1 | 1 | 1 | 1 | 1 |  | 0
PG&E GBA | Soledad | 60 | Biomass |  |  | 0 | 0 | 0 | 0 | 0 | 0 | 0 | 0 | 0 | 5 | 4 | 1 | 1 | [14 empty] | 1 | 1 | 1 | 1 | 1 | 1 | 1 |  | 0
SDGE | Spring Valley | 69 | Biomass |  |  | 0 | 0 | 0 | 0 | 0 | 0 | 0 | 0 | 0 | 1 | 1 | 1 | 1 | [14 empty] | 1 | 3 | 3 | 3 | 3 | 1 | 1 |  | 0
SCE Northern | Springville | 230 | Biomass |  |  | 0 | 0 | 0 | 0 | 0 | 0 | 0 | 0 | 0 | 5 | 5 | 1 | 1 | [14 empty] | 3 | 3 | 1 | 3 | 4 | 1 | 1 |  | 0
PG&E GBA | Stagg | 230 | Biomass |  |  | 0 | 0 | 0 | 0 | 0 | 0 | 0 | 0 | 0 | 5 | 5 | 1 | 1 | [14 empty] | 3 | 3 | 3 | 1 | 3 | 1 | 1 |  | 0
PG&E GBA | Standard Oil | 115 | Biomass |  |  | 0 | 0 | 0 | 0 | 0 | 0 | 0 | 0 | 0 | 5 | 4 | 1 | 1 | [14 empty] | 1 | 3 | 4 | 3 | 3 | 1 | 1 |  | 0
PG&E GBA | Stanislaus | 115 | Biomass |  |  | 0 | 0 | 0 | 0 | 0 | 0 | 0 | 0 | 0 | 5 | 5 | 1 | 1 | [14 empty] | 1 | 3 | 1 | 3 | 1 | 1 | 1 |  | 0
PG&E KERN | Stockdale | 115 | Biomass |  |  | 0 | 0 | 0 | 0 | 0 | 0 | 0 | 0 | 0 | 5 | 2 | 5 | 2 | [14 empty] | 3 | 3 | 3 | 3 | 3 | 1 | 1 |  | 0
PG&E KERN | Stockdale | 230 | Biomass |  |  | 0 | 0 | 0 | 0 | 0 | 0 | 0 | 0 | 0 | 5 | 2 | 5 | 2 | [14 empty] | 3 | 3 | 3 | 3 | 3 | 1 | 1 |  | 0
PG&E GBA | Stockton A | 115 | Biomass |  |  | 0 | 0 | 0 | 0 | 0 | 0 | 0 | 0 | 0 | 5 | 5 | 1 | 1 | [14 empty] | 3 | 3 | 3 | 1 | 4 | 1 | 1 |  | 0
PG&E GBA | Stone | 115 | Biomass |  |  | 0 | 0 | 0 | 0 | 0 | 0 | 0 | 0 | 0 | 5 | 4 | 1 | 1 | [14 empty] | 1 | 3 | 3 | 1 | 3 | 1 | 1 |  | 0
PG&E FRESNO | Storey | 230 | Biomass |  |  | 0 | 0 | 0 | 0 | 0 | 0 | 0 | 0 | 0 | 5 | 5 | 5 | 4 | [14 empty] | 3 | 3 | 1 | 1 | 4 | 1 | 1 |  | 0
PG&E NGBA | Summit | 115 | Biomass |  |  | 0 | 0 | 0 | 0 | 0 | 0 | 0 | 0 | 0 | 5 | 5 | 1 | 1 | [14 empty] | 1 | 3 | 1 | 1 | 1 | 1 | 1 |  | 0
SDGE | Suncrest | 230 | Biomass |  |  | 0 | 0 | 0 | 0 | 0 | 0 | 0 | 0 | 0 | 1 | 1 | 1 | 1 | [14 empty] | 1 | 3 | 1 | 3 | 1 | 1 | 1 |  | 0
SDGE | Suncrest | 500 | Biomass |  |  | 0 | 0 | 0 | 0 | 0 | 0 | 0 | 0 | 0 | 1 | 1 | 1 | 1 | [14 empty] | 1 | 3 | 1 | 3 | 1 | 1 | 1 |  | 0
PG&E KERN | Sunrise | 230 | Biomass |  |  | 0 | 0 | 0 | 0 | 0 | 0 | 0 | 0 | 0 | 5 | 2 | 5 | 4 | [14 empty] | 3 | 3 | 4 | 3 | 4 | 1 | 1 |  | 0
PG&E KERN | Sunset | 230 | Biomass |  |  | 0 | 0 | 0 | 0 | 0 | 0 | 0 | 0 | 0 | 5 | 2 | 5 | 4 | [14 empty] | 3 | 3 | 4 | 3 | 4 | 1 | 1 |  | 0
PG&E GBA | Swift | 115 | Biomass |  |  | 0 | 0 | 0 | 0 | 0 | 0 | 0 | 0 | 0 | 5 | 4 | 1 | 1 | [14 empty] | 1 | 3 | 3 | 1 | 3 | 1 | 1 |  | 0
SDGE | Sycamore Canyon | 138 | Biomass |  |  | 0 | 0 | 0 | 0 | 0 | 0 | 0 | 0 | 0 | 1 | 1 | 1 | 1 | [14 empty] | 1 | 3 | 2 | 3 | 1 | 1 | 1 |  | 0
SDGE | Sycamore Canyon | 230 | Biomass |  |  | 0 | 0 | 0 | 0 | 0 | 0 | 0 | 0 | 0 | 1 | 1 | 1 | 1 | [14 empty] | 1 | 3 | 2 | 3 | 1 | 1 | 1 |  | 0
SDGE | Sycamore Canyon | 69 | Biomass |  |  | 0 | 0 | 0 | 0 | 0 | 0 | 0 | 0 | 0 | 1 | 1 | 1 | 1 | [14 empty] | 1 | 3 | 2 | 3 | 1 | 1 | 1 |  | 0
SCE Northern | Sylmar | 230 | Biomass |  |  | 0 | 0 | 0 | 0 | 0 | 0 | 0 | 0 | 0 | 5 | 2 | 4 | 2 | [14 empty] | 3 | 3 | 3 | 3 | 4 | 1 | 1 |  | 0
PG&E NGBA | Table Mountain | 115 | Biomass |  |  | 0 | 0 | 0 | 0 | 0 | 0 | 0 | 0 | 0 | 5 | 2 | 1 | 1 | [14 empty] | 1 | 3 | 2 | 1 | 4 | 1 | 1 |  | 0
PG&E NGBA | Table Mountain | 230 | Biomass |  |  | 0 | 0 | 0 | 0 | 0 | 0 | 0 | 0 | 0 | 5 | 5 | 1 | 1 | [14 empty] | 1 | 3 | 2 | 1 | 4 | 1 | 1 |  | 0
PG&E NGBA | Table Mountain | 500 | Biomass |  |  | 0 | 0 | 0 | 0 | 0 | 0 | 0 | 0 | 0 | 5 | 2 | 1 | 1 | [14 empty] | 1 | 3 | 2 | 1 | 4 | 1 | 1 |  | 0
PG&E NGBA | Table Mountain | 60 | Biomass |  |  | 0 | 0 | 0 | 0 | 0 | 0 | 0 | 0 | 0 | 5 | 5 | 1 | 1 | [14 empty] | 1 | 3 | 2 | 1 | 4 | 1 | 1 |  | 0
PG&E KERN | Taft | 115 | Biomass |  |  | 0 | 0 | 0 | 0 | 0 | 0 | 0 | 0 | 0 | 5 | 2 | 5 | 4 | [14 empty] | 3 | 3 | 3 | 3 | 3 | 1 | 1 |  | 0
SDGE | Talega | 138 | Biomass |  |  | 0 | 0 | 0 | 0 | 0 | 0 | 0 | 0 | 0 | 1 | 1 | 1 | 1 | [14 empty] | 1 | 3 | 2 | 3 | 1 | 1 | 1 |  | 0
SDGE | Talega | 230 | Biomass |  |  | 0 | 0 | 0 | 0 | 0 | 0 | 0 | 0 | 0 | 1 | 1 | 1 | 1 | [14 empty] | 1 | 3 | 2 | 3 | 1 | 1 | 1 |  | 0
PG&E GBA | Tassajara | 230 | Biomass |  |  | 0 | 0 | 0 | 0 | 0 | 0 | 0 | 0 | 0 | 5 | 2 | 1 | 1 | [14 empty] | 1 | 3 | 2 | 3 | 1 | 1 | 1 |  | 0
PG&E KERN | Tejon | 70 | Biomass |  |  | 0 | 0 | 0 | 0 | 0 | 0 | 0 | 0 | 0 | 5 | 2 | 5 | 2 | [14 empty] | 3 | 3 | 2 | 3 | 4 | 1 | 1 |  | 0
SDGE | Telegraph Canyon | 138 | Biomass |  |  | 0 | 0 | 0 | 0 | 0 | 0 | 0 | 0 | 0 | 1 | 1 | 1 | 1 | [14 empty] | 1 | 3 | 3 | 3 | 3 | 1 | 1 |  | 0
PG&E KERN | Temblor | 115 | Biomass |  |  | 0 | 0 | 0 | 0 | 0 | 0 | 0 | 0 | 0 | 5 | 2 | 5 | 4 | [14 empty] | 3 | 3 | 3 | 3 | 4 | 1 | 1 |  | 0
PG&E KERN | Templeton | 230 | Biomass |  |  | 0 | 0 | 0 | 0 | 0 | 0 | 0 | 0 | 0 | 5 | 2 | 5 | 4 | [14 empty] | 1 | 1 | 1 | 1 | 1 | 1 | 1 |  | 0
PG&E KERN | Templeton | 70 | Biomass |  |  | 0 | 0 | 0 | 0 | 0 | 0 | 0 | 0 | 0 | 5 | 2 | 5 | 2 | [14 empty] | 1 | 1 | 1 | 1 | 1 | 1 | 1 |  | 0
PG&E GBA | Tesla | 115 | Biomass |  |  | 0 | 0 | 0 | 0 | 0 | 0 | 0 | 0 | 0 | 5 | 4 | 1 | 1 | [14 empty] | 1 | 3 | 3 | 3 | 3 | 1 | 1 |  | 0
PG&E GBA | Tesla | 230 | Biomass |  |  | 0 | 0 | 0 | 0 | 0 | 0 | 0 | 0 | 0 | 5 | 4 | 1 | 1 | [14 empty] | 1 | 3 | 3 | 3 | 3 | 1 | 1 |  | 0
PG&E GBA | Tesla | 500 | Biomass |  |  | 0 | 0 | 0 | 0 | 0 | 0 | 0 | 0 | 0 | 5 | 4 | 1 | 1 | [14 empty] | 1 | 3 | 3 | 3 | 3 | 1 | 1 |  | 0
PG&E KERN | Tevis | 115 | Biomass |  |  | 0 | 0 | 0 | 0 | 0 | 0 | 0 | 0 | 0 | 5 | 2 | 5 | 4 | [14 empty] | 3 | 3 | 3 | 3 | 3 | 1 | 1 |  | 0
EOP | Thousandaire | 138 | Biomass |  |  | 0 | 0 | 0 | 0 | 0 | 0 | 0 | 0 | 0 | 5 | 2 | 4 | 2 | [14 empty] | 1 | 1 | 1 | 3 | 1 | 1 | 1 |  | 0
PG&E KERN | Topaz | 230 | Biomass |  |  | 0 | 0 | 0 | 0 | 0 | 0 | 0 | 0 | 0 | 5 | 2 | 5 | 4 | [14 empty] | 3 | 3 | 3 | 3 | 3 | 1 | 1 |  | 0
SCE NOL | Tortilla | 115 | Biomass |  |  | 0 | 0 | 0 | 0 | 0 | 0 | 0 | 0 | 0 | 3 | 3 | 1 | 1 | [14 empty] | 1 | 3 | 2 | 3 | 3 | 1 | 1 |  | 0
SDGE | Trabuco | 138 | Biomass |  |  | 0 | 0 | 0 | 0 | 0 | 0 | 0 | 0 | 0 | 1 | 1 | 1 | 1 | [14 empty] | 3 | 3 | 4 | 3 | 3 | 1 | 1 |  | 0
PG&E GBA | Tracy | 115 | Biomass |  |  | 0 | 0 | 0 | 0 | 0 | 0 | 0 | 0 | 0 | 5 | 5 | 1 | 1 | [14 empty] | 1 | 3 | 3 | 3 | 3 | 1 | 1 |  | 0
PG&E FRESNO | Tranquility | 230 | Biomass |  |  | 0 | 0 | 0 | 0 | 0 | 0 | 0 | 0 | 0 | 5 | 5 | 5 | 2 | [14 empty] | 3 | 3 | 1 | 1 | 4 | 1 | 1 |  | 0
PG&E GBA | Trimble | 115 | Biomass |  |  | 0 | 0 | 0 | 0 | 0 | 0 | 0 | 0 | 0 | 5 | 4 | 1 | 1 | [14 empty] | 1 | 3 | 3 | 1 | 3 | 1 | 1 |  | 0
EOP | Trout Canyon | 230 | Biomass |  |  | 0 | 0 | 0 | 0 | 0 | 0 | 0 | 0 | 0 | 5 | 2 | 4 | 2 | [14 empty] | 1 | 1 | 1 | 3 | 1 | 1 | 1 |  | 0
EOP | Trout Canyon | 500 | Biomass |  |  | 0 | 0 | 0 | 0 | 0 | 0 | 0 | 0 | 0 | 5 | 2 | 4 | 2 | [14 empty] | 1 | 1 | 1 | 3 | 1 | 1 | 1 |  | 0
PG&E NGBA | Tulucay | 230 | Biomass |  |  | 0 | 0 | 0 | 0 | 0 | 0 | 0 | 0 | 0 | 5 | 2 | 1 | 1 | [14 empty] | 1 | 3 | 3 | 1 | 1 | 1 | 1 |  | 0
PG&E NGBA | Tulucay | 60 | Biomass |  |  | 0 | 0 | 0 | 0 | 0 | 0 | 0 | 0 | 0 | 5 | 2 | 1 | 1 | [14 empty] | 1 | 3 | 3 | 1 | 1 | 1 | 1 |  | 0
PG&E KERN | Tupman | 115 | Biomass |  |  | 0 | 0 | 0 | 0 | 0 | 0 | 0 | 0 | 0 | 5 | 2 | 5 | 4 | [14 empty] | 3 | 3 | 3 | 3 | 4 | 1 | 1 |  | 0
PG&E NGBA | Ukiah | 115 | Biomass |  |  | 0 | 0 | 0 | 0 | 0 | 0 | 0 | 0 | 0 | 5 | 2 | 1 | 1 | [14 empty] | 1 | 1 | 1 | 1 | 1 | 1 | 1 |  | 0
PG&E KERN | Union (Estrella) | 70 | Biomass |  |  | 0 | 0 | 0 | 0 | 0 | 0 | 0 | 0 | 0 | 5 | 2 | 5 | 2 | [14 empty] | 1 | 1 | 1 | 1 | 1 | 1 | 1 |  | 0
PG&E NGBA | Vaca Dixon | 115 | Biomass |  |  | 0 | 0 | 0 | 0 | 0 | 0 | 0 | 0 | 0 | 5 | 2 | 1 | 1 | [14 empty] | 1 | 3 | 4 | 3 | 1 | 1 | 1 |  | 0
PG&E NGBA | Vaca Dixon | 230 | Biomass |  |  | 0 | 0 | 0 | 0 | 0 | 0 | 0 | 0 | 0 | 5 | 2 | 1 | 1 | [14 empty] | 1 | 3 | 4 | 3 | 1 | 1 | 1 |  | 0
PG&E NGBA | Vaca Dixon | 500 | Biomass |  |  | 0 | 0 | 0 | 0 | 0 | 0 | 0 | 0 | 0 | 5 | 2 | 1 | 1 | [14 empty] | 1 | 3 | 4 | 3 | 1 | 1 | 1 |  | 0
PG&E NGBA | Vaca Dixon | 60 | Biomass |  |  | 0 | 0 | 0 | 0 | 0 | 0 | 0 | 0 | 0 | 5 | 2 | 1 | 1 | [14 empty] | 1 | 3 | 4 | 3 | 1 | 1 | 1 |  | 0
SCE Eastern | Valley (SCE) | 500 | Biomass |  |  | 0 | 0 | 0 | 0 | 0 | 0 | 0 | 0 | 0 | 4 | 4 | 1 | 1 | [14 empty] | 3 | 3 | 4 | 3 | 3 | 1 | 1 |  | 0
EOP | Valley (VEA) | 138 | Biomass |  |  | 0 | 0 | 0 | 0 | 0 | 0 | 0 | 0 | 0 | 5 | 2 | 4 | 2 | [14 empty] | 1 | 1 | 1 | 3 | 1 | 1 | 1 |  | 0
SDGE | Valley Center | 69 | Biomass |  |  | 0 | 0 | 0 | 0 | 0 | 0 | 0 | 0 | 0 | 1 | 1 | 1 | 1 | [14 empty] | 1 | 3 | 2 | 3 | 1 | 1 | 1 |  | 0
PG&E GBA | Valley Home | 115 | Biomass |  |  | 0 | 0 | 0 | 0 | 0 | 0 | 0 | 0 | 0 | 5 | 5 | 1 | 1 | [14 empty] | 3 | 3 | 2 | 1 | 4 | 1 | 1 |  | 0
PG&E GBA | Valley Springs | 230 | Biomass |  |  | 0 | 0 | 0 | 0 | 0 | 0 | 0 | 0 | 0 | 5 | 5 | 1 | 1 | [14 empty] | 1 | 3 | 2 | 3 | 1 | 1 | 1 |  | 0
PG&E GBA | Valley Springs | 60 | Biomass |  |  | 0 | 0 | 0 | 0 | 0 | 0 | 0 | 0 | 0 | 5 | 5 | 1 | 1 | [14 empty] | 1 | 3 | 2 | 3 | 1 | 1 | 1 |  | 0
EOP | Valley Switch | 138 | Biomass |  |  | 0 | 0 | 0 | 0 | 0 | 0 | 0 | 0 | 0 | 5 | 2 | 4 | 2 | [14 empty] | 1 | 1 | 1 | 3 | 1 | 1 | 1 |  | 0
EOP | Valley Switch | 230 | Biomass |  |  | 0 | 0 | 0 | 0 | 0 | 0 | 0 | 0 | 0 | 5 | 2 | 4 | 2 | [14 empty] | 1 | 1 | 1 | 3 | 1 | 1 | 1 |  | 0
PG&E GBA | Vasco | 230 | Biomass |  |  | 0 | 0 | 0 | 0 | 0 | 0 | 0 | 0 | 0 | 5 | 4 | 1 | 1 | [14 empty] | 1 | 3 | 2 | 3 | 1 | 1 | 1 |  | 0
PG&E GBA | Vasona | 230 | Biomass |  |  | 0 | 0 | 0 | 0 | 0 | 0 | 0 | 0 | 0 | 5 | 4 | 1 | 1 | [14 empty] | 1 | 3 | 2 | 1 | 1 | 1 | 1 |  | 0
SCE Northern | Vestal | 230 | Biomass |  |  | 0 | 0 | 0 | 0 | 0 | 0 | 0 | 0 | 0 | 5 | 5 | 1 | 1 | [14 empty] | 3 | 3 | 2 | 3 | 4 | 1 | 1 |  | 0
SCE Northern | Vestal | 66 | Biomass |  |  | 0 | 0 | 0 | 0 | 0 | 0 | 0 | 0 | 0 | 5 | 5 | 1 | 1 | [14 empty] | 3 | 3 | 2 | 3 | 4 | 1 | 1 |  | 0
SCE NOL | Victor | 115 | Biomass |  |  | 0 | 0 | 0 | 0 | 0 | 0 | 0 | 0 | 0 | 1 | 1 | 1 | 1 | [14 empty] | 1 | 3 | 2 | 3 | 3 | 1 | 1 |  | 0
SCE NOL | Victor | 230 | Biomass |  |  | 0 | 0 | 0 | 0 | 0 | 0 | 0 | 0 | 0 | 1 | 1 | 1 | 1 | [14 empty] | 1 | 3 | 2 | 3 | 3 | 1 | 1 |  | 0
SCE Metro | Viejo | 230 | Biomass |  |  | 0 | 0 | 0 | 0 | 0 | 0 | 0 | 0 | 0 | 1 | 1 | 1 | 1 | [14 empty] | 3 | 3 | 2 | 3 | 3 | 1 | 1 |  | 0
PG&E GBA | Vierra | 115 | Biomass |  |  | 0 | 0 | 0 | 0 | 0 | 0 | 0 | 0 | 0 | 5 | 5 | 1 | 1 | [14 empty] | 3 | 3 | 4 | 1 | 4 | 1 | 1 |  | 0
SCE Metro | Villa Park | 230 | Biomass |  |  | 0 | 0 | 0 | 0 | 0 | 0 | 0 | 0 | 0 | 1 | 1 | 1 | 1 | [14 empty] | 3 | 3 | 3 | 3 | 3 | 1 | 1 |  | 0
SCE Northern | Vincent | 230 | Biomass |  |  | 0 | 0 | 0 | 0 | 0 | 0 | 0 | 0 | 0 | 1 | 1 | 1 | 1 | [14 empty] | 1 | 3 | 1 | 3 | 1 | 1 | 1 |  | 0
SCE Northern | Vincent | 500 | Biomass |  |  | 0 | 0 | 0 | 0 | 0 | 0 | 0 | 0 | 0 | 1 | 1 | 1 | 1 | [14 empty] | 1 | 3 | 1 | 3 | 1 | 1 | 1 |  | 0
PG&E GBA | Vineyard | 230 | Biomass |  |  | 0 | 0 | 0 | 0 | 0 | 0 | 0 | 0 | 0 | 5 | 4 | 1 | 1 | [14 empty] | 1 | 3 | 3 | 3 | 1 | 1 | 1 |  | 0
SDGE | Vineyard | 69 | Biomass |  |  | 0 | 0 | 0 | 0 | 0 | 0 | 0 | 0 | 0 | 1 | 1 | 1 | 1 | [14 empty] | 1 | 3 | 3 | 3 | 1 | 1 | 1 |  | 0
SCE Eastern | Vista (SCE) | 230 | Biomass |  |  | 0 | 0 | 0 | 0 | 0 | 0 | 0 | 0 | 0 | 4 | 4 | 1 | 1 | [14 empty] | 3 | 3 | 3 | 3 | 4 | 1 | 1 |  | 0
EOP | Vista (VEA) | 138 | Biomass |  |  | 0 | 0 | 0 | 0 | 0 | 0 | 0 | 0 | 0 | 5 | 2 | 4 | 2 | [14 empty] | 1 | 1 | 1 | 3 | 1 | 1 | 1 |  | 0
EOP | Vista (VEA) | 230 | Biomass |  |  | 0 | 0 | 0 | 0 | 0 | 0 | 0 | 0 | 0 | 5 | 2 | 4 | 2 | [14 empty] | 1 | 1 | 1 | 3 | 1 | 1 | 1 |  | 0
PG&E FRESNO | Wahtoke | 115 | Biomass |  |  | 0 | 0 | 0 | 0 | 0 | 0 | 0 | 0 | 0 | 5 | 2 | 5 | 2 | [14 empty] | 3 | 3 | 2 | 1 | 4 | 1 | 1 |  | 0
SCE Northern | Wakefield | 66 | Biomass |  |  | 0 | 0 | 0 | 0 | 0 | 0 | 0 | 0 | 0 | 5 | 2 | 4 | 2 | [14 empty] | 1 | 3 | 1 | 3 | 1 | 1 | 1 |  | 0
SCE Metro | Walnut | 230 | Biomass |  |  | 0 | 0 | 0 | 0 | 0 | 0 | 0 | 0 | 0 | 1 | 1 | 1 | 1 | [14 empty] | 3 | 3 | 4 | 3 | 4 | 1 | 1 |  | 0
SCE Northern | Warne | 230 | Biomass |  |  | 0 | 0 | 0 | 0 | 0 | 0 | 0 | 0 | 0 | 5 | 2 | 4 | 2 | [14 empty] | 3 | 3 | 1 | 3 | 1 | 1 | 1 |  | 0
PG&E GBA | Warnerville | 230 | Biomass |  |  | 0 | 0 | 0 | 0 | 0 | 0 | 0 | 0 | 0 | 5 | 5 | 5 | 2 | [14 empty] | 3 | 3 | 3 | 1 | 3 | 1 | 1 |  | 0
PG&E FRESNO | Waukena | 115 | Biomass |  |  | 0 | 0 | 0 | 0 | 0 | 0 | 0 | 0 | 0 | 5 | 2 | 5 | 2 | [14 empty] | 3 | 3 | 2 | 1 | 4 | 1 | 1 |  | 0
PG&E GBA | Weber | 230 | Biomass |  |  | 0 | 0 | 0 | 0 | 0 | 0 | 0 | 0 | 0 | 5 | 5 | 1 | 1 | [14 empty] | 3 | 3 | 3 | 1 | 4 | 1 | 1 |  | 0
PG&E GBA | Weber | 60 | Biomass |  |  | 0 | 0 | 0 | 0 | 0 | 0 | 0 | 0 | 0 | 5 | 5 | 1 | 1 | [14 empty] | 3 | 3 | 3 | 1 | 4 | 1 | 1 |  | 0
PG&E FRESNO | West Fresno | 115 | Biomass |  |  | 0 | 0 | 0 | 0 | 0 | 0 | 0 | 0 | 0 | 5 | 5 | 5 | 2 | [14 empty] | 3 | 3 | 3 | 1 | 4 | 1 | 1 |  | 0
PG&E FRESNO | Westley | 230 | Biomass |  |  | 0 | 0 | 0 | 0 | 0 | 0 | 0 | 0 | 0 | 1 | 1 | 1 | 1 | [14 empty] | 3 | 3 | 1 | 1 | 4 | 1 | 1 |  | 0
PG&E KERN | Westpark | 115 | Biomass |  |  | 0 | 0 | 0 | 0 | 0 | 0 | 0 | 0 | 0 | 5 | 2 | 5 | 2 | [14 empty] | 3 | 3 | 3 | 3 | 4 | 1 | 1 |  | 0
PG&E KERN | Wheeler Ridge | 230 | Biomass |  |  | 0 | 0 | 0 | 0 | 0 | 0 | 0 | 0 | 0 | 5 | 2 | 5 | 4 | [14 empty] | 3 | 3 | 1 | 3 | 4 | 1 | 1 |  | 0
PG&E KERN | Wheeler Ridge | 115 | Biomass |  |  | 0 | 0 | 0 | 0 | 0 | 0 | 0 | 0 | 0 | 5 | 2 | 5 | 2 | [14 empty] | 3 | 3 | 1 | 3 | 4 | 1 | 1 |  | 0
PG&E KERN | Wheeler Ridge | 70 | Biomass |  |  | 0 | 0 | 0 | 0 | 0 | 0 | 0 | 0 | 0 | 5 | 2 | 5 | 4 | [14 empty] | 3 | 3 | 1 | 3 | 4 | 1 | 1 |  | 0
SCE Northern | Whirlwind | 230 | Biomass |  |  | 0 | 0 | 0 | 0 | 0 | 0 | 0 | 0 | 0 | 5 | 5 | 1 | 1 | [14 empty] | 1 | 3 | 1 | 3 | 1 | 1 | 1 |  | 0
SCE Northern | Whirlwind | 500 | Biomass |  |  | 0 | 0 | 0 | 0 | 0 | 0 | 0 | 0 | 0 | 5 | 5 | 1 | 1 | [14 empty] | 1 | 3 | 1 | 3 | 1 | 1 | 1 |  | 0
PG&E GBA | Whisman | 115 | Biomass |  |  | 0 | 0 | 0 | 0 | 0 | 0 | 0 | 0 | 0 | 1 | 1 | 1 | 1 | [14 empty] | 1 | 3 | 3 | 1 | 3 | 1 | 1 |  | 0
SCE Eastern | Wildlife | 230 | Biomass |  |  | 0 | 0 | 0 | 0 | 0 | 0 | 0 | 0 | 0 | 4 | 4 | 1 | 1 | [14 empty] | 3 | 3 | 4 | 3 | 4 | 1 | 1 |  | 0
PG&E FRESNO | Wilson | 115 | Biomass |  |  | 0 | 0 | 0 | 0 | 0 | 0 | 0 | 0 | 0 | 5 | 5 | 5 | 2 | 4 | [13 empty] | 3 | 3 | 1 | 1 | 4 | 1 | 1 |  | 0
PG&E FRESNO | Wilson | 230 | Biomass |  |  | 0 | 0 | 0 | 0 | 0 | 0 | 0 | 0 | 0 | 5 | 5 | 5 | 4 | [14 empty] | 3 | 3 | 1 | 1 | 4 | 1 | 1 |  | 0
SCE Northern | Windhub | 230 | Biomass |  |  | 0 | 0 | 0 | 0 | 0 | 0 | 0 | 0 | 0 | 5 | 5 | 1 | 1 | [14 empty] | 1 | 3 | 1 | 3 | 3 | 1 | 1 |  | 0
SCE Northern | Windhub | 500 | Biomass |  |  | 0 | 0 | 0 | 0 | 0 | 0 | 0 | 0 | 0 | 5 | 5 | 1 | 1 | [14 empty] | 1 | 3 | 1 | 3 | 3 | 1 | 1 |  | 0
PG&E GBA | Windmaster | 230 | Biomass |  |  | 0 | 0 | 0 | 0 | 0 | 0 | 0 | 0 | 0 | 5 | 2 | 1 | 1 | [14 empty] | 1 | 3 | 3 | 3 | 3 | 1 | 1 |  | 0
PG&E NGBA | Windsor | 60 | Biomass |  |  | 0 | 0 | 0 | 0 | 0 | 0 | 0 | 0 | 0 | 5 | 2 | 1 | 1 | [14 empty] | 3 | 3 | 3 | 3 | 3 | 1 | 1 |  | 0
PG&E NGBA | Woodland | 115 | Biomass |  |  | 0 | 0 | 0 | 0 | 0 | 0 | 0 | 0 | 0 | 5 | 5 | 1 | 1 | [14 empty] | 1 | 3 | 1 | 1 | 1 | 1 | 1 |  | 0
PG&E FRESNO | Woodward | 115 | Biomass |  |  | 0 | 0 | 0 | 0 | 0 | 0 | 0 | 0 | 0 | 5 | 2 | 5 | 2 | [14 empty] | 3 | 3 | 3 | 1 | 3 | 1 | 1 |  | 0
PG&E NGBA | Wyandotte | 115 | Biomass |  |  | 0 | 0 | 0 | 0 | 0 | 0 | 0 | 0 | 0 | 5 | 5 | 1 | 1 | [14 empty] | 1 | 3 | 3 | 1 | 3 | 1 | 1 |  | 0
PG&E KERN | 7th Standard | 115 | Wind, Onshore |  |  | 0 | 0 | 0 | 0 | 0 | 0 | 0 | 0 | 0 | 5 | 2 | 5 | 4 |  | 1 | 1 | N/A |  |  |  | N/A | N/A | N/A | N/A | N/A | N/A | N/A | 1 | 1 | 3 | 1 | 2 | 1 | 1 |  | 0
SCE Metro | Alamitos | 230 | Wind, Onshore |  |  | 0 | 0 | 0 | 0 | 0 | 0 | 0 | 0 | 0 | 1 | 1 | 1 | 1 |  | 1 | 1 | N/A |  |  |  | N/A | N/A | N/A | N/A | N/A | N/A | N/A | 1 | 1 | 1 | 1 | 1 | 1 | 1 |  | 0
SCE Eastern | Alberhill | 115 | Wind, Onshore |  |  | 0 | 0 | 0 | 0 | 0 | 0 | 0 | 0 | 0 | 4 | 4 | 1 | 1 |  | 1 | 1 | N/A |  |  |  | N/A | N/A | N/A | N/A | N/A | N/A | N/A | 1 | 1 | 4 | 1 | 1 | 1 | 1 |  | 0
SCE Eastern | Alberhill | 500 | Wind, Onshore |  |  | 0 | 0 | 0 | 0 | 0 | 0 | 0 | 0 | 0 | 4 | 4 | 1 | 1 |  | 1 | 1 | N/A |  |  |  | N/A | N/A | N/A | N/A | N/A | N/A | N/A | 1 | 1 | 4 | 1 | 1 | 1 | 1 |  | 0
PG&E GBA | Alhambra | 115 | Wind, Onshore |  |  | 0 | 0 | 0 | 0 | 0 | 0 | 0 | 0 | 0 | 5 | 2 | 1 | 1 |  | 1 | 1 | N/A |  |  |  | N/A | N/A | N/A | N/A | N/A | N/A | N/A | 2 | 1 | 2 | 1 | 2 | 1 | 1 |  | 0
PG&E FRESNO | Alpaugh | 115 | Wind, Onshore |  |  | 0 | 0 | 0 | 0 | 0 | 0 | 0 | 0 | 0 | 5 | 2 | 5 | 4 |  | 1 | 1 | 1 |  |  |  | 1 | 1 | 1 | 1 | 1 | 1 | 1 | 1 | 1 | 3 | 1 | 1 | 1 | 1 |  | 0
SDGE | Alpine | 69 | Wind, Onshore |  |  | 0 | 0 | 0 | 0 | 0 | 0 | 0 | 0 | 0 | 1 | 1 | 1 | 1 |  | 1 | 1 | N/A |  |  |  | N/A | N/A | N/A | N/A | N/A | N/A | N/A | 2 | 1 | 4 | 1 | 3 | 1 | 1 |  | 0
PG&E GBA | Altamont Midway (Sandhill) | 230 | Wind, Onshore |  |  | 0 | 0 | 0 | 0 | 0 | 0 | 0 | 0 | 0 | 5 | 2 | 1 | 1 |  | 1 | 1 | 4 |  |  |  | 5 | 4 | 3 | 3 | 5 | 1 | 1 | 2 | 1 | 2 | 1 | 3 | 4+ | 4 |  | 1
SCE Northern | Antelope | 66 | Wind, Onshore |  |  | 0 | 0 | 0 | 0 | 0 | 0 | 0 | 0 | 0 | 5 | 5 | 1 | 1 |  | 1 | 1 | N/A |  |  |  | N/A | N/A | N/A | N/A | N/A | N/A | N/A | 2 | 1 | 4 | 1 | 3 | 1 | 1 |  | 0
SCE Northern | Antelope | 230 | Wind, Onshore |  |  | 0 | 0 | 0 | 0 | 0 | 0 | 0 | 0 | 0 | 5 | 5 | 1 | 1 | 4 | 1 | 1 | 1 |  |  |  | 3 | 1 | 1 | 1 | 1 | 1 | 1 | 2 | 1 | 4 | 1 | 3 | 1 | 4 |  | 1
SCE Northern | Antelope | 500 | Wind, Onshore |  |  | 0 | 0 | 0 | 0 | 0 | 0 | 0 | 0 | 0 | 5 | 5 | 1 | 1 |  | 1 | 1 | N/A |  |  |  | N/A | N/A | N/A | N/A | N/A | N/A | N/A | 2 | 1 | 4 | 1 | 3 | 1 | 1 |  | 0
PG&E NGBA | Arcata | 60 | Wind, Onshore |  |  | 0 | 0 | 0 | 0 | 0 | 0 | 0 | 0 | 0 | 5 | 2 | 1 | 1 |  | 1 | 1 | N/A |  |  |  | N/A | N/A | N/A | N/A | N/A | N/A | N/A | 2 | 2 | 4 | 2 | 3 | 1 | 1 |  | 0
PG&E KERN | Arco | 230 | Wind, Onshore |  |  | 0 | 0 | 0 | 0 | 0 | 0 | 0 | 0 | 0 | 5 | 2 | 5 | 4 |  | 1 | 1 | N/A |  |  |  | N/A | N/A | N/A | N/A | N/A | N/A | N/A | 1 | 1 | 4 | 1 | 1 | 1 | 1 |  | 0
PG&E KERN | Arco | 70 | Wind, Onshore |  |  | 0 | 0 | 0 | 0 | 0 | 0 | 0 | 0 | 0 | 5 | 2 | 5 | 4 |  | 1 | 1 | N/A |  |  |  | N/A | N/A | N/A | N/A | N/A | N/A | N/A | 1 | 1 | 4 | 1 | 1 | 1 | 1 |  | 0
SCE Metro | ArcoGen | 230 | Wind, Onshore |  |  | 0 | 0 | 0 | 0 | 0 | 0 | 0 | 0 | 0 | 1 | 1 | 1 | 1 |  | 1 | 1 | N/A |  |  |  | N/A | N/A | N/A | N/A | N/A | N/A | N/A | 1 | 1 | 1 | 1 | 1 | 1 | 1 |  | 0
SDGE | Artesian | 230 | Wind, Onshore |  |  | 0 | 0 | 0 | 0 | 0 | 0 | 0 | 0 | 0 | 1 | 1 | 1 | 1 |  | 1 | 1 | N/A |  |  |  | N/A | N/A | N/A | N/A | N/A | N/A | N/A | 2 | 1 | 2 | 1 | 3 | 1 | 1 |  | 0
SDGE | Artesian | 69 | Wind, Onshore |  |  | 0 | 0 | 0 | 0 | 0 | 0 | 0 | 0 | 0 | 1 | 1 | 1 | 1 |  | 1 | 1 | N/A |  |  |  | N/A | N/A | N/A | N/A | N/A | N/A | N/A | 2 | 1 | 2 | 1 | 3 | 1 | 1 |  | 0
PG&E FRESNO | Ashlan | 230 | Wind, Onshore |  |  | 0 | 0 | 0 | 0 | 0 | 0 | 0 | 0 | 0 | 5 | 4 | 5 | 2 |  | 1 | 1 | N/A |  |  |  | N/A | N/A | N/A | N/A | N/A | N/A | N/A | 1 | 1 | 2 | 2 | 1 | 1 | 1 |  | 0
PG&E NGBA | Atlantic | 115 | Wind, Onshore |  |  | 0 | 0 | 0 | 0 | 0 | 0 | 0 | 0 | 0 | 5 | 5 | 1 | 1 |  | 1 | 1 | N/A |  |  |  | N/A | N/A | N/A | N/A | N/A | N/A | N/A | 2 | 1 | 2 | 2 | 3 | 1 | 1 |  | 0
PG&E NGBA | Atlantic | 230 | Wind, Onshore |  |  | 0 | 0 | 0 | 0 | 0 | 0 | 0 | 0 | 0 | 5 | 5 | 1 | 1 |  | 1 | 1 | N/A |  |  |  | N/A | N/A | N/A | N/A | N/A | N/A | N/A | 2 | 1 | 2 | 2 | 3 | 1 | 1 |  | 0
PG&E NGBA | Atlantic | 60 | Wind, Onshore |  |  | 0 | 0 | 0 | 0 | 0 | 0 | 0 | 0 | 0 | 5 | 5 | 1 | 1 |  | 1 | 1 | N/A |  |  |  | N/A | N/A | N/A | N/A | N/A | N/A | N/A | 2 | 1 | 2 | 2 | 3 | 1 | 1 |  | 0
PG&E FRESNO | Atwater | 115 | Wind, Onshore |  |  | 0 | 0 | 0 | 0 | 0 | 0 | 0 | 0 | 0 | 5 | 5 | 5 | 2 |  | 1 | 1 | N/A |  |  |  | N/A | N/A | N/A | N/A | N/A | N/A | N/A | 1 | 1 | 2 | 2 | 1 | 1 | 1 |  | 0
PG&E GBA | Avena | 115 | Wind, Onshore |  |  | 0 | 0 | 0 | 0 | 0 | 0 | 0 | 0 | 0 | 5 | 5 | 1 | 1 |  | 1 | 1 | N/A |  |  |  | N/A | N/A | N/A | N/A | N/A | N/A | N/A | 1 | 1 | 3 | 2 | 1 | 1 | 1 |  | 0
SDGE | Avocado | 69 | Wind, Onshore |  |  | 0 | 0 | 0 | 0 | 0 | 0 | 0 | 0 | 0 | 1 | 1 | 1 | 1 |  | 1 | 1 | N/A |  |  |  | N/A | N/A | N/A | N/A | N/A | N/A | N/A | 2 | 1 | 3 | 1 | 3 | 1 | 1 |  | 0
PG&E NGBA | Bahia | 230 | Wind, Onshore |  |  | 0 | 0 | 0 | 0 | 0 | 0 | 0 | 0 | 0 | 5 | 4 | 1 | 1 |  | 1 | 1 | N/A |  |  |  | N/A | N/A | N/A | N/A | N/A | N/A | N/A | 2 | 1 | 1 | 1 | 2 | 1 | 1 |  | 0
SCE Northern | Bailey | 230 | Wind, Onshore |  |  | 0 | 0 | 0 | 0 | 0 | 0 | 0 | 0 | 0 | 5 | 2 | 4 | 2 |  | 1 | 1 | N/A |  |  |  | N/A | N/A | N/A | N/A | N/A | N/A | N/A | 1 | 1 | 4 | 1 | 3 | 4+ | 1 |  | 1
SCE NOL | Baker | 115 | Wind, Onshore |  |  | 0 | 0 | 0 | 0 | 0 | 0 | 0 | 0 | 0 | 3 | 3 | 1 | 1 |  | 1 | 1 | N/A |  |  |  | N/A | N/A | N/A | N/A | N/A | N/A | N/A | 2 | 2 | 4 | 1 | 1 | 1 | 1 |  | 0
PG&E KERN | Bakersfield | 230 | Wind, Onshore |  |  | 0 | 0 | 0 | 0 | 0 | 0 | 0 | 0 | 0 | 5 | 2 | 5 | 4 |  | 1 | 1 | N/A |  |  |  | N/A | N/A | N/A | N/A | N/A | N/A | N/A | 1 | 1 | 3 | 1 | 1 | 1 | 1 |  | 0
PG&E FRESNO | Balch | 230 | Wind, Onshore |  |  | 0 | 0 | 0 | 0 | 0 | 0 | 0 | 0 | 0 | 5 | 5 | 5 | 2 |  | 2 | 1 | N/A |  |  |  | N/A | N/A | N/A | N/A | N/A | N/A | N/A | 1 | 1 | 4 | 2 | 3 | 1 | 1 |  | 0
SCE Eastern | Bannister | 230 | Wind, Onshore |  |  | 0 | 60 | 60 | 0 | 0 | 0 | 0 | 60 | 60 | 5 | 4 | 1 | 1 |  | 1 | 2 | N/A |  |  |  | N/A | N/A | N/A | N/A | N/A | N/A | N/A | 2 | 1 | 2 | 2 | 1 | 5- | 1 |  | 1
SCE Metro | Barre | 230 | Wind, Onshore |  |  | 0 | 0 | 0 | 0 | 0 | 0 | 0 | 0 | 0 | 1 | 1 | 1 | 1 |  | 1 | 1 | N/A |  |  |  | N/A | N/A | N/A | N/A | N/A | N/A | N/A | 1 | 1 | 1 | 1 | 1 | 1 | 1 |  | 0
SDGE | Bay Boulevard | 69 | Wind, Onshore |  |  | 0 | 0 | 0 | 0 | 0 | 0 | 0 | 0 | 0 | 1 | 1 | 1 | 1 |  | 1 | 1 | N/A |  |  |  | N/A | N/A | N/A | N/A | N/A | N/A | N/A | 2 | 1 | 2 | 1 | 1 | 1 | 1 |  | 0
SDGE | Bay Boulevard | 230 | Wind, Onshore |  |  | 0 | 0 | 0 | 0 | 0 | 0 | 0 | 0 | 0 | 1 | 1 | 1 | 1 |  | 1 | 1 | N/A |  |  |  | N/A | N/A | N/A | N/A | N/A | N/A | N/A | 2 | 1 | 2 | 1 | 1 | 1 | 1 |  | 0
EOP | Beatty | 138 | Wind, Onshore |  |  | 0 | 0 | 0 | 0 | 0 | 0 | 0 | 0 | 0 | 5 | 2 | 4 | 2 |  | 1 | 1 | N/A |  |  |  | N/A | N/A | N/A | N/A | N/A | N/A | N/A | 2 | 2 | 4 | 1 | 3 | 1 | 1 |  | 0
EOP | Beatty | 230 | Wind, Onshore |  |  | 0 | 0 | 0 | 0 | 0 | 0 | 0 | 0 | 0 | 5 | 2 | 4 | 2 |  | 1 | 1 | N/A |  |  |  | N/A | N/A | N/A | N/A | N/A | N/A | N/A | 2 | 2 | 4 | 1 | 3 | 1 | 1 |  | 0
PG&E NGBA | Belden | 230 | Wind, Onshore |  |  | 0 | 0 | 0 | 0 | 0 | 0 | 0 | 0 | 0 | 5 | 5 | 1 | 1 |  | 1 | 1 | N/A |  |  |  | N/A | N/A | N/A | N/A | N/A | N/A | N/A | 2 | 2 | 4 | 1 | 3 | 1 | 1 |  | 0
PG&E NGBA | Bell | 115 | Wind, Onshore |  |  | 0 | 0 | 0 | 0 | 0 | 0 | 0 | 0 | 0 | 5 | 5 | 1 | 1 |  | 1 | 1 | N/A |  |  |  | N/A | N/A | N/A | N/A | N/A | N/A | N/A | 2 | 1 | 4 | 2 | 3 | 1 | 1 |  | 0
PG&E NGBA | Bellevue | 115 | Wind, Onshore |  |  | 0 | 0 | 0 | 0 | 0 | 0 | 0 | 0 | 0 | 5 | 2 | 1 | 1 |  | 1 | 1 | N/A |  |  |  | N/A | N/A | N/A | N/A | N/A | N/A | N/A | 2 | 1 | 2 | 2 | 2 | 1 | 1 |  | 0
PG&E GBA | Bellota | 115 | Wind, Onshore |  |  | 0 | 0 | 0 | 0 | 0 | 0 | 0 | 0 | 0 | 5 | 5 | 1 | 1 |  | 2 | 1 | 1 |  |  |  | 1 | 1 | 1 | 1 | 1 | 1 | 1 | 1 | 1 | 4 | 2 | 3 | 1 | 1 |  | 0
PG&E GBA | Bellota | 230 | Wind, Onshore |  |  | 0 | 0 | 0 | 0 | 0 | 0 | 0 | 0 | 0 | 5 | 5 | 1 | 1 |  | 1 | 1 | N/A |  |  |  | N/A | N/A | N/A | N/A | N/A | N/A | N/A | 1 | 1 | 4 | 2 | 3 | 1 | 1 |  | 0
SCE Northern | Big Creek | 230 | Wind, Onshore |  |  | 0 | 0 | 0 | 0 | 0 | 0 | 0 | 0 | 0 | 5 | 5 | 1 | 1 |  | 1 | 1 | N/A |  |  |  | N/A | N/A | N/A | N/A | N/A | N/A | N/A | 1 | 1 | 4 | 2 | 3 | 1 | 1 |  | 0
PG&E FRESNO | Biola | 70 | Wind, Onshore |  |  | 0 | 0 | 0 | 0 | 0 | 0 | 0 | 0 | 0 | 5 | 2 | 5 | 2 |  | 1 | 1 | N/A |  |  |  | N/A | N/A | N/A | N/A | N/A | N/A | N/A | 1 | 1 | 4 | 2 | 1 | 1 | 1 |  | 0
PG&E GBA | Birds Landing | 230 | Wind, Onshore |  |  | 0 | 0 | 0 | 0 | 0 | 0 | 0 | 0 | 0 | 5 | 4 | 1 | 1 | 3 | 2 | 1 | 1 |  |  |  | 2 | 1 | 1 | 1 | 2 | 1 | 1 | 2 | 1 | 4 | 1 | 1 | 1 | 4 |  | 1
SCE Northern | Bliss | 66 | Wind, Onshore |  |  | 0 | 0 | 0 | 0 | 0 | 0 | 0 | 0 | 0 | 5 | 5 | 1 | 1 |  | 1 | 1 | N/A |  |  |  | N/A | N/A | N/A | N/A | N/A | N/A | N/A | 1 | 1 | 4 | 1 | 1 | 1 | 1 |  | 0
SCE Eastern | Blythe | 161 | Wind, Onshore |  |  | 0 | 0 | 0 | 0 | 0 | 0 | 0 | 0 | 0 | 5 | 2 | 1 | 1 |  | 1 | 1 | N/A |  |  |  | N/A | N/A | N/A | N/A | N/A | N/A | N/A | 2 | 2 | 2 | 1 | 1 | 1 | 1 |  | 0
PG&E NGBA | Bogue | 115 | Wind, Onshore |  |  | 0 | 0 | 0 | 0 | 0 | 0 | 0 | 0 | 0 | 5 | 5 | 1 | 1 |  | 1 | 1 | N/A |  |  |  | N/A | N/A | N/A | N/A | N/A | N/A | N/A | 2 | 2 | 2 | 1 | 2 | 1 | 1 |  | 0
PG&E FRESNO | Borden | 230 | Wind, Onshore |  |  | 0 | 0 | 0 | 0 | 0 | 0 | 0 | 0 | 0 | 5 | 5 | 5 | 4 |  | 1 | 1 | N/A |  |  |  | N/A | N/A | N/A | N/A | N/A | N/A | N/A | 1 | 1 | 4 | 2 | 1 | 1 | 1 |  | 0
PG&E FRESNO | Borden | 70 | Wind, Onshore |  |  | 0 | 0 | 0 | 0 | 0 | 0 | 0 | 0 | 0 | 5 | 5 | 5 | 4 |  | 1 | 1 | N/A |  |  |  | N/A | N/A | N/A | N/A | N/A | N/A | N/A | 1 | 1 | 4 | 2 | 1 | 1 | 1 |  | 0
SDGE | Boulevard East | 138 | Wind, Onshore |  |  | 180 | 0 | 180 | 0 | 0 | 0 | 180 | 0 | 180 | 1 | 1 | 1 | 1 | 1 | 1 | 4 | 3 |  |  |  | 5 | 2 | 2 | 2 | 2 | 2 | 2 | 2 | 1 | 4 | 1 | 3 | 5- | 1 |  | 1
SDGE | Boulevard East | 69 | Wind, Onshore |  |  | 0 | 0 | 0 | 0 | 0 | 0 | 0 | 0 | 0 | 1 | 1 | 1 | 1 |  | 1 | 1 | N/A |  |  |  | N/A | N/A | N/A | N/A | N/A | N/A | N/A | 2 | 1 | 4 | 1 | 3 | 1 | 1 |  | 0
PG&E GBA | Brentwood | 230 | Wind, Onshore |  |  | 0 | 0 | 0 | 0 | 0 | 0 | 0 | 0 | 0 | 5 | 4 | 1 | 1 |  | 1 | 1 | N/A |  |  |  | N/A | N/A | N/A | N/A | N/A | N/A | N/A | 2 | 1 | 4 | 1 | 3 | 1 | 1 |  | 0
PG&E NGBA | Bridgeville | 115 | Wind, Onshore |  |  | 0 | 0 | 0 | 0 | 0 | 0 | 0 | 0 | 0 | 5 | 2 | 1 | 1 |  | 1 | 1 | N/A |  |  |  | N/A | N/A | N/A | N/A | N/A | N/A | N/A | 2 | 2 | 4 | 2 | 3 | 1 | 1 |  | 0
PG&E NGBA | Brighton | 115 | Wind, Onshore |  |  | 0 | 0 | 0 | 0 | 0 | 0 | 0 | 0 | 0 | 5 | 5 | 1 | 1 |  | 1 | 1 | N/A |  |  |  | N/A | N/A | N/A | N/A | N/A | N/A | N/A | 2 | 1 | 2 | 2 | 1 | 1 | 1 |  | 0
PG&E NGBA | Brighton | 230 | Wind, Onshore |  |  | 0 | 0 | 0 | 0 | 0 | 0 | 0 | 0 | 0 | 5 | 5 | 1 | 1 |  | 1 | 1 | N/A |  |  |  | N/A | N/A | N/A | N/A | N/A | N/A | N/A | 2 | 1 | 2 | 2 | 1 | 1 | 1 |  | 0
PG&E NGBA | Brunswick | 115 | Wind, Onshore |  |  | 0 | 0 | 0 | 0 | 0 | 0 | 0 | 0 | 0 | 5 | 5 | 1 | 1 |  | 1 | 1 | N/A |  |  |  | N/A | N/A | N/A | N/A | N/A | N/A | N/A | 2 | 1 | 4 | 1 | 3 | 1 | 1 |  | 0
PG&E NGBA | Bucks Creek | 230 | Wind, Onshore |  |  | 0 | 0 | 0 | 0 | 0 | 0 | 0 | 0 | 0 | 5 | 5 | 1 | 1 |  | 1 | 1 | N/A |  |  |  | N/A | N/A | N/A | N/A | N/A | N/A | N/A | 2 | 2 | 4 | 1 | 3 | 1 | 1 |  | 0
PG&E KERN | Buena Vista | 230 | Wind, Onshore |  |  | 0 | 0 | 0 | 0 | 0 | 0 | 0 | 0 | 0 | 5 | 2 | 5 | 4 |  | 1 | 1 | N/A |  |  |  | N/A | N/A | N/A | N/A | N/A | N/A | N/A | 2 | 2 | 4 | 2 | 1 | 1 | 1 |  | 0
PG&E FRESNO | Bullard | 115 | Wind, Onshore |  |  | 0 | 0 | 0 | 0 | 0 | 0 | 0 | 0 | 0 | 5 | 5 | 5 | 4 |  | 1 | 1 | N/A |  |  |  | N/A | N/A | N/A | N/A | N/A | N/A | N/A | 1 | 1 | 1 | 2 | 2 | 1 | 1 |  | 0
PG&E GBA | Burlingame | 115 | Wind, Onshore |  |  | 50 | 0 | 50 | 0 | 0 | 0 | 50 | 0 | 50 | 5 | 2 | 1 | 1 |  | 1 | 3 | N/A |  |  |  | N/A | N/A | N/A | N/A | N/A | N/A | N/A | 2 | 1 | 3 | 1 | 2 | 5- | 1 |  | 1
PG&E NGBA | Burney Forest | 230 | Wind, Onshore |  |  | 0 | 0 | 0 | 0 | 0 | 0 | 0 | 0 | 0 | 5 | 5 | 3 | 3 |  | 1 | 1 | N/A |  |  |  | N/A | N/A | N/A | N/A | N/A | N/A | N/A | 2 | 2 | 4 | 2 | 3 | 1 | 1 |  | 0
PG&E NGBA | Butte | 115 | Wind, Onshore |  |  | 0 | 0 | 0 | 0 | 0 | 0 | 0 | 0 | 0 | 5 | 2 | 1 | 1 |  | 1 | 1 | N/A |  |  |  | N/A | N/A | N/A | N/A | N/A | N/A | N/A | 2 | 1 | 4 | 2 | 2 | 1 | 1 |  | 0
PG&E KERN | Cabrillo | 115 | Wind, Onshore |  |  | 0 | 0 | 0 | 0 | 0 | 0 | 0 | 0 | 0 | 5 | 2 | 5 | 2 |  | 1 | 1 | 5 |  |  |  | 5 | 5 | 3 | 3 | 5 | 5 | 3 | 2 | 2 | 4 | 1 | 3 | 1+ | 1 |  | 1
PG&E FRESNO | Cal Flats | 230 | Wind, Onshore |  |  | 0 | 0 | 0 | 0 | 0 | 0 | 0 | 0 | 0 | 5 | 2 | 5 | 4 |  | 1 | 1 | N/A |  |  |  | N/A | N/A | N/A | N/A | N/A | N/A | N/A | 2 | 2 | 4 | 2 | 2 | 1 | 1 |  | 0
SCE NOL | Calcite | 230 | Wind, Onshore |  |  | 0 | 0 | 0 | 0 | 0 | 0 | 0 | 0 | 0 | 1 | 1 | 1 | 1 |  | 1 | 1 | N/A |  |  |  | N/A | N/A | N/A | N/A | N/A | N/A | N/A | 2 | 1 | 4 | 1 | 3 | 1 | 1 |  | 0
PG&E KERN | Caliente | 230 | Wind, Onshore |  |  | 0 | 0 | 0 | 0 | 0 | 0 | 0 | 0 | 0 | 5 | 2 | 5 | 4 | 1 | 1 | 1 | N/A |  |  |  | N/A | N/A | N/A | N/A | N/A | N/A | N/A | 2 | 1 | 4 | 2 | 2 | 1 | 1 |  | 0
PG&E FRESNO | California Ave | 115 | Wind, Onshore |  |  | 0 | 0 | 0 | 0 | 0 | 0 | 0 | 0 | 0 | 5 | 2 | 5 | 2 |  | 1 | 1 | 1 |  |  |  | 1 | 1 | 1 | 1 | 1 | 1 | 1 | 1 | 1 | 2 | 2 | 1 | 1 | 1 |  | 0
PG&E KERN | Callender | 115 | Wind, Onshore |  |  | 0 | 0 | 0 | 0 | 0 | 0 | 0 | 0 | 0 | 5 | 2 | 5 | 4 |  | 1 | 1 | N/A |  |  |  | N/A | N/A | N/A | N/A | N/A | N/A | N/A | 2 | 2 | 4 | 2 | 2 | 1 | 1 |  | 0
PG&E NGBA | Calpella | 115 | Wind, Onshore |  |  | 0 | 100 | 100 | 0 | 0 | 0 | 0 | 100 | 100 | 5 | 2 | 1 | 1 |  | 1 | 3 | N/A |  |  |  | N/A | N/A | N/A | N/A | N/A | N/A | N/A | 2 | 2 | 4 | 2 | 3 | 5- | 1 |  | 1
PG&E GBA | Camanche | 230 | Wind, Onshore |  |  | 0 | 0 | 0 | 0 | 0 | 0 | 0 | 0 | 0 | 5 | 5 | 1 | 1 |  | 1 | 1 | N/A |  |  |  | N/A | N/A | N/A | N/A | N/A | N/A | N/A | 1 | 1 | 4 | 2 | 3 | 1 | 1 |  | 0
SDGE | Cameron | 69 | Wind, Onshore |  |  | 0 | 0 | 0 | 0 | 0 | 0 | 0 | 0 | 0 | 1 | 1 | 1 | 1 |  | 1 | 1 | N/A |  |  |  | N/A | N/A | N/A | N/A | N/A | N/A | N/A | 1 | 1 | 2 | 1 | 1 | 1 | 1 |  | 0
SDGE | Cannon | 69 | Wind, Onshore |  |  | 0 | 0 | 0 | 0 | 0 | 0 | 0 | 0 | 0 | 1 | 1 | 1 | 1 |  | 1 | 1 | N/A |  |  |  | N/A | N/A | N/A | N/A | N/A | N/A | N/A | 2 | 1 | 1 | 1 | 3 | 1 | 1 |  | 0
PG&E FRESNO | Cantua | 115 | Wind, Onshore |  |  | 0 | 0 | 0 | 0 | 0 | 0 | 0 | 0 | 0 | 5 | 2 | 5 | 2 |  | 1 | 1 | N/A |  |  |  | N/A | N/A | N/A | N/A | N/A | N/A | N/A | 1 | 1 | 4 | 2 | 1 | 1 | 1 |  | 0
SDGE | Capistrano | 138 | Wind, Onshore |  |  | 0 | 0 | 0 | 0 | 0 | 0 | 0 | 0 | 0 | 1 | 1 | 1 | 1 |  | 1 | 1 | N/A |  |  |  | N/A | N/A | N/A | N/A | N/A | N/A | N/A | 1 | 1 | 2 | 1 | 3 | 1 | 1 |  | 0
SDGE | Capistrano | 230 | Wind, Onshore |  |  | 0 | 0 | 0 | 0 | 0 | 0 | 0 | 0 | 0 | 1 | 1 | 1 | 1 |  | 1 | 1 | N/A |  |  |  | N/A | N/A | N/A | N/A | N/A | N/A | N/A | 1 | 1 | 2 | 1 | 3 | 1 | 1 |  | 0
PG&E NGBA | Carberry | 230 | Wind, Onshore |  |  | 0 | 0 | 0 | 0 | 0 | 0 | 0 | 0 | 0 | 5 | 5 | 3 | 3 |  | 1 | 1 | N/A |  |  |  | N/A | N/A | N/A | N/A | N/A | N/A | N/A | 2 | 2 | 4 | 2 | 3 | 1 | 1 |  | 0
SCE Eastern | Cardiff | 66 | Wind, Onshore |  |  | 0 | 0 | 0 | 0 | 0 | 0 | 0 | 0 | 0 | 4 | 4 | 1 | 1 |  | 1 | 1 | N/A |  |  |  | N/A | N/A | N/A | N/A | N/A | N/A | N/A | 1 | 1 | 2 | 1 | 1 | 1 | 1 |  | 0
PG&E NGBA | Caribou | 60 | Wind, Onshore |  |  | 0 | 0 | 0 | 0 | 0 | 0 | 0 | 0 | 0 | 5 | 5 | 1 | 1 |  | 2 | 1 | N/A |  |  |  | N/A | N/A | N/A | N/A | N/A | N/A | N/A | 2 | 2 | 4 | 1 | 3 | 1 | 1 |  | 0
PG&E NGBA | Caribou | 115 | Wind, Onshore |  |  | 0 | 95 | 95 | 0 | 0 | 0 | 0 | 95 | 95 | 5 | 4 | 1 | 1 |  | 1 | 2 | N/A |  |  |  | N/A | N/A | N/A | N/A | N/A | N/A | N/A | 2 | 2 | 4 | 1 | 3 | 5- | 1 |  | 1
PG&E NGBA | Caribou | 230 | Wind, Onshore |  |  | 0 | 0 | 0 | 0 | 0 | 0 | 0 | 0 | 0 | 5 | 4 | 1 | 1 |  | 1 | 1 | N/A |  |  |  | N/A | N/A | N/A | N/A | N/A | N/A | N/A | 2 | 2 | 4 | 1 | 3 | 1 | 1 |  | 0
EOP | Carpenter Canyon (fka Gamebird) | 138 | Wind, Onshore |  |  | 0 | 0 | 0 | 0 | 0 | 0 | 0 | 0 | 0 | 5 | 2 | 4 | 2 |  | 1 | 1 | N/A |  |  |  | N/A | N/A | N/A | N/A | N/A | N/A | N/A | 2 | 2 | 4 | 1 | 3 | 1 | 1 |  | 0
EOP | Carpenter Canyon (fka Gamebird) | 230 | Wind, Onshore |  |  | 0 | 0 | 0 | 0 | 0 | 0 | 0 | 0 | 0 | 5 | 2 | 4 | 2 |  | 1 | 1 | N/A |  |  |  | N/A | N/A | N/A | N/A | N/A | N/A | N/A | 2 | 2 | 4 | 1 | 3 | 1 | 1 |  | 0
PG&E NGBA | Carquinez | 115 | Wind, Onshore |  |  | 0 | 0 | 0 | 0 | 0 | 0 | 0 | 0 | 0 | 5 | 2 | 1 | 1 |  | 1 | 1 | N/A |  |  |  | N/A | N/A | N/A | N/A | N/A | N/A | N/A | 2 | 1 | 2 | 1 | 1 | 1 | 1 |  | 0
SDGE | Carrizo Gorge | 138 | Wind, Onshore |  |  | 0 | 0 | 0 | 0 | 0 | 0 | 0 | 0 | 0 | 1 | 1 | 1 | 1 |  | 1 | 1 | N/A |  |  |  | N/A | N/A | N/A | N/A | N/A | N/A | N/A | 2 | 1 | 4 | 1 | 3 | 1 | 1 |  | 0
PG&E KERN | Carrizo Plains | 115 | Wind, Onshore |  |  | 0 | 0 | 0 | 0 | 0 | 0 | 0 | 0 | 0 | 5 | 2 | 5 | 4 |  | 1 | 1 | N/A |  |  |  | N/A | N/A | N/A | N/A | N/A | N/A | N/A | 2 | 1 | 4 | 2 | 2 | 1 | 1 |  | 0
PG&E KERN | Casaloma | 230 | Wind, Onshore |  |  | 0 | 0 | 0 | 0 | 0 | 0 | 0 | 0 | 0 | 5 | 2 | 5 | 2 |  | 1 | 1 | N/A |  |  |  | N/A | N/A | N/A | N/A | N/A | N/A | N/A | 1 | 1 | 3 | 1 | 1 | 1 | 1 |  | 0
PG&E GBA | Castro Valley | 230 | Wind, Onshore |  |  | 0 | 0 | 0 | 0 | 0 | 0 | 0 | 0 | 0 | 5 | 4 | 1 | 1 |  | 1 | 1 | N/A |  |  |  | N/A | N/A | N/A | N/A | N/A | N/A | N/A | 2 | 1 | 2 | 1 | 2 | 1 | 1 |  | 0
PG&E GBA | Cayetano | 230 | Wind, Onshore |  |  | 0 | 0 | 0 | 0 | 0 | 0 | 0 | 0 | 0 | 5 | 4 | 1 | 1 |  | 1 | 1 | N/A |  |  |  | N/A | N/A | N/A | N/A | N/A | N/A | N/A | 2 | 1 | 3 | 1 | 3 | 1 | 1 |  | 0
SCE Metro | Center | 230 | Wind, Onshore |  |  | 0 | 0 | 0 | 0 | 0 | 0 | 0 | 0 | 0 | 1 | 1 | 1 | 1 |  | 1 | 1 | N/A |  |  |  | N/A | N/A | N/A | N/A | N/A | N/A | N/A | 1 | 1 | 1 | 1 | 1 | 1 | 1 |  | 0
PG&E KERN | Charca | 115 | Wind, Onshore |  |  | 0 | 0 | 0 | 0 | 0 | 0 | 0 | 0 | 0 | 5 | 2 | 5 | 2 |  | 1 | 1 | N/A |  |  |  | N/A | N/A | N/A | N/A | N/A | N/A | N/A | 1 | 1 | 4 | 1 | 1 | 1 | 1 |  | 0
EOP | Charleston | 138 | Wind, Onshore |  |  | 0 | 0 | 0 | 0 | 0 | 0 | 0 | 0 | 0 | 5 | 2 | 4 | 2 |  | 1 | 1 | N/A |  |  |  | N/A | N/A | N/A | N/A | N/A | N/A | N/A | 2 | 2 | 4 | 1 | 3 | 1 | 1 |  | 0
SCE Metro | Chevmain | 230 | Wind, Onshore |  |  | 0 | 0 | 0 | 0 | 0 | 0 | 0 | 0 | 0 | 1 | 1 | 1 | 1 |  | 1 | 1 | N/A |  |  |  | N/A | N/A | N/A | N/A | N/A | N/A | N/A | 1 | 1 | 1 | 1 | 1 | 1 | 1 |  | 0
SDGE | Chicarita | 138 | Wind, Onshore |  |  | 0 | 0 | 0 | 0 | 0 | 0 | 0 | 0 | 0 | 1 | 1 | 1 | 1 |  | 1 | 1 | N/A |  |  |  | N/A | N/A | N/A | N/A | N/A | N/A | N/A | 2 | 1 | 3 | 1 | 3 | 1 | 1 |  | 0
SCE Metro | Chino | 230 | Wind, Onshore |  |  | 0 | 0 | 0 | 0 | 0 | 0 | 0 | 0 | 0 | 1 | 1 | 1 | 1 |  | 1 | 1 | 1 |  |  |  | 1 | 1 | 1 | 1 | 1 | 1 | 1 | 1 | 1 | 1 | 1 | 2 | 1 | 1 |  | 0
PG&E FRESNO | Chowchilla | 115 | Wind, Onshore |  |  | 0 | 0 | 0 | 0 | 0 | 0 | 0 | 0 | 0 | 5 | 5 | 5 | 2 |  | 1 | 1 | N/A |  |  |  | N/A | N/A | N/A | N/A | N/A | N/A | N/A | 1 | 1 | 1 | 2 | 2 | 1 | 1 |  | 0
PG&E GBA | Christie | 60 | Wind, Onshore |  |  | 0 | 0 | 0 | 0 | 0 | 0 | 0 | 0 | 0 | 5 | 4 | 1 | 1 |  | 1 | 1 | N/A |  |  |  | N/A | N/A | N/A | N/A | N/A | N/A | N/A | 2 | 1 | 2 | 1 | 2 | 1 | 1 |  | 0
PG&E GBA | Christie | 115 | Wind, Onshore |  |  | 0 | 0 | 0 | 0 | 0 | 0 | 0 | 0 | 0 | 5 | 2 | 1 | 1 |  | 3 | 1 | N/A |  |  |  | N/A | N/A | N/A | N/A | N/A | N/A | N/A | 2 | 1 | 2 | 1 | 2 | 1 | 1 |  | 0
SCE Eastern | Cielo Azul | 500 | Wind, Onshore |  |  | 0 | 0 | 0 | 0 | 0 | 0 | 0 | 0 | 0 | 5 | 4 | 4 | 4 |  | 1 | 1 | N/A |  |  |  | N/A | N/A | N/A | N/A | N/A | N/A | N/A | 2 | 2 | 4 | 1 | 3 | 1 | 1 |  | 0
PG&E GBA | Clay | 60 | Wind, Onshore |  |  | 0 | 0 | 0 | 0 | 0 | 0 | 0 | 0 | 0 | 5 | 5 | 1 | 1 |  | 1 | 1 | N/A |  |  |  | N/A | N/A | N/A | N/A | N/A | N/A | N/A | 2 | 1 | 3 | 1 | 3 | 1 | 1 |  | 0
PG&E GBA | Clayton | 115 | Wind, Onshore |  |  | 0 | 0 | 0 | 0 | 0 | 0 | 0 | 0 | 0 | 5 | 2 | 1 | 1 |  | 1 | 1 | N/A |  |  |  | N/A | N/A | N/A | N/A | N/A | N/A | N/A | 2 | 1 | 4 | 1 | 2 | 1 | 1 |  | 0
PG&E NGBA | Cloverdale | 115 | Wind, Onshore |  |  | 0 | 0 | 0 | 0 | 0 | 0 | 0 | 0 | 0 | 5 | 2 | 1 | 1 |  | 1 | 1 | N/A |  |  |  | N/A | N/A | N/A | N/A | N/A | N/A | N/A | 2 | 2 | 4 | 2 | 3 | 1 | 1 |  | 0
PG&E FRESNO | Clovis | 115 | Wind, Onshore |  |  | 0 | 0 | 0 | 0 | 0 | 0 | 0 | 0 | 0 | 5 | 2 | 5 | 2 |  | 1 | 1 | N/A |  |  |  | N/A | N/A | N/A | N/A | N/A | N/A | N/A | 1 | 1 | 2 | 2 | 2 | 1 | 1 |  | 0
PG&E GBA | Coburn | 230 | Wind, Onshore |  |  | 0 | 0 | 0 | 0 | 0 | 0 | 0 | 0 | 0 | 5 | 4 | 5 | 2 |  | 1 | 1 | 5 |  |  |  | 5 | 4 | 3 | 3 | 4 | 4 | 3 | 2 | 2 | 2 | 2 | 3 | 1 | 5 |  | 1
PG&E GBA | Coburn | 60 | Wind, Onshore |  |  | 0 | 0 | 0 | 0 | 0 | 0 | 0 | 0 | 0 | 5 | 4 | 5 | 2 |  | 1 | 1 | N/A |  |  |  | N/A | N/A | N/A | N/A | N/A | N/A | N/A | 2 | 2 | 2 | 2 | 3 | 1 | 1 |  | 0
PG&E NGBA | Colgate | 230 | Wind, Onshore |  |  | 0 | 0 | 0 | 0 | 0 | 0 | 0 | 0 | 0 | 5 | 5 | 1 | 1 |  | 1 | 1 | N/A |  |  |  | N/A | N/A | N/A | N/A | N/A | N/A | N/A | 2 | 1 | 4 | 1 | 3 | 1 | 1 |  | 0
PG&E GBA | Collierville | 230 | Wind, Onshore |  |  | 0 | 0 | 0 | 0 | 0 | 0 | 0 | 0 | 0 | 5 | 5 | 1 | 1 |  | 2 | 1 | N/A |  |  |  | N/A | N/A | N/A | N/A | N/A | N/A | N/A | 2 | 1 | 4 | 1 | 3 | 1 | 1 |  | 0
PG&E GBA | Collinsville | 230 | Wind, Onshore |  |  | 0 | 0 | 0 | 0 | 0 | 0 | 0 | 0 | 0 | 5 | 2 | 1 | 1 |  | 1 | 1 | N/A |  |  |  | N/A | N/A | N/A | N/A | N/A | N/A | N/A | 2 | 1 | 3 | 1 | 1 | 1 | 1 |  | 0
PG&E GBA | Collinsville | 500 | Wind, Onshore |  |  | 0 | 0 | 0 | 0 | 0 | 0 | 0 | 0 | 0 | 5 | 2 | 1 | 1 |  | 1 | 1 | N/A |  |  |  | N/A | N/A | N/A | N/A | N/A | N/A | N/A | 2 | 1 | 3 | 1 | 1 | 1 | 1 |  | 0
SCE Eastern | Colorado River | 230 | Wind, Onshore |  |  | 0 | 0 | 0 | 0 | 0 | 0 | 0 | 0 | 0 | 4 | 4 | 4 | 4 |  | 1 | 1 | N/A |  |  |  | N/A | N/A | N/A | N/A | N/A | N/A | N/A | 2 | 2 | 3 | 1 | 3 | 1 | 1 |  | 0
SCE Eastern | Colorado River | 500 | Wind, Onshore |  |  | 0 | 0 | 0 | 0 | 0 | 0 | 0 | 0 | 0 | 4 | 4 | 4 | 4 |  | 1 | 1 | N/A |  |  |  | N/A | N/A | N/A | N/A | N/A | N/A | N/A | 2 | 2 | 3 | 1 | 3 | 1 | 1 |  | 0
PG&E KERN | Columbus | 115 | Wind, Onshore |  |  | 0 | 0 | 0 | 0 | 0 | 0 | 0 | 0 | 0 | 5 | 2 | 5 | 4 |  | 2 | 1 | 1 |  |  |  | 1 | 1 | 1 | 1 | 1 | 1 | 1 | 1 | 1 | 2 | 1 | 2 | 1 | 1 |  | 0
PG&E GBA | Contra Costa | 115 | Wind, Onshore |  |  | 0 | 0 | 0 | 0 | 0 | 0 | 0 | 0 | 0 | 5 | 4 | 1 | 1 |  | 2 | 1 | 1 |  |  |  | 3 | 1 | 1 | 1 | 2 | 1 | 1 | 2 | 1 | 2 | 1 | 2 | 1 | 1 |  | 0
PG&E GBA | Contra Costa | 230 | Wind, Onshore |  |  | 0 | 0 | 0 | 0 | 0 | 0 | 0 | 0 | 0 | 5 | 4 | 1 | 1 |  | 2 | 1 | 1 |  |  |  | 3 | 1 | 1 | 1 | 2 | 1 | 1 | 2 | 1 | 2 | 1 | 2 | 1 | 1 |  | 0
PG&E GBA | Contra Costa PP | 230 | Wind, Onshore |  |  | 0 | 0 | 0 | 0 | 0 | 0 | 0 | 0 | 0 | 5 | 4 | 1 | 1 |  | 1 | 1 | N/A |  |  |  | N/A | N/A | N/A | N/A | N/A | N/A | N/A | 2 | 1 | 1 | 1 | 2 | 1 | 1 |  | 0
SCE NOL | Control | 115 | Wind, Onshore |  |  | 0 | 0 | 0 | 0 | 0 | 0 | 0 | 0 | 0 | 5 | 3 | 1 | 1 |  | 1 | 1 | N/A |  |  |  | N/A | N/A | N/A | N/A | N/A | N/A | N/A | 2 | 2 | 4 | 1 | 3 | 1 | 1 |  | 0
SCE NOL | Control | 55 | Wind, Onshore |  |  | 0 | 0 | 0 | 0 | 0 | 0 | 0 | 0 | 0 | 5 | 3 | 1 | 1 |  | 1 | 1 | N/A |  |  |  | N/A | N/A | N/A | N/A | N/A | N/A | N/A | 2 | 2 | 4 | 1 | 3 | 1 | 1 |  | 0
PG&E GBA | Cooley Landing | 115 | Wind, Onshore |  |  | 0 | 0 | 0 | 0 | 0 | 0 | 0 | 0 | 0 | 5 | 2 | 1 | 1 |  | 3 | 1 | N/A |  |  |  | N/A | N/A | N/A | N/A | N/A | N/A | N/A | 2 | 1 | 2 | 1 | 1 | 1 | 1 |  | 0
PG&E GBA | Cooley Landing | 60 | Wind, Onshore |  |  | 0 | 0 | 0 | 0 | 0 | 0 | 0 | 0 | 0 | 1 | 1 | 1 | 1 |  | 1 | 1 | N/A |  |  |  | N/A | N/A | N/A | N/A | N/A | N/A | N/A | 2 | 1 | 2 | 1 | 1 | 1 | 1 |  | 0
SCE NOL | Coolwater | 230 | Wind, Onshore |  |  | 0 | 0 | 0 | 0 | 0 | 0 | 0 | 0 | 0 | 3 | 3 | 1 | 1 |  | 1 | 1 | N/A |  |  |  | N/A | N/A | N/A | N/A | N/A | N/A | N/A | 2 | 1 | 2 | 1 | 1 | 4+ | 1 |  | 1
SCE NOL | Coolwater | 115 | Wind, Onshore |  |  | 0 | 0 | 0 | 0 | 0 | 0 | 0 | 0 | 0 | 3 | 3 | 1 | 1 | 3 | 3 | 1 | 1 |  |  |  | 1 | 1 | 1 | 1 | 1 | 2 | 1 | 2 | 1 | 2 | 1 | 1 | 1 | 5 |  | 1
PG&E KERN | Copus | 70 | Wind, Onshore |  |  | 0 | 0 | 0 | 0 | 0 | 0 | 0 | 0 | 0 | 5 | 2 | 5 | 4 |  | 1 | 1 | N/A |  |  |  | N/A | N/A | N/A | N/A | N/A | N/A | N/A | 1 | 1 | 3 | 1 | 1 | 1 | 1 |  | 0
PG&E FRESNO | Corcoran | 70 | Wind, Onshore |  |  | 0 | 0 | 0 | 0 | 0 | 0 | 0 | 0 | 0 | 5 | 5 | 5 | 4 |  | 1 | 1 | N/A |  |  |  | N/A | N/A | N/A | N/A | N/A | N/A | N/A | 1 | 1 | 4 | 2 | 1 | 1 | 1 |  | 0
PG&E FRESNO | Corcoran | 115 | Wind, Onshore |  |  | 0 | 0 | 0 | 0 | 0 | 0 | 0 | 0 | 0 | 5 | 5 | 5 | 4 |  | 1 | 1 | N/A |  |  |  | N/A | N/A | N/A | N/A | N/A | N/A | N/A | 1 | 1 | 4 | 2 | 1 | 1 | 1 |  | 0
PG&E NGBA | Corona | 115 | Wind, Onshore |  |  | 0 | 0 | 0 | 0 | 0 | 0 | 0 | 0 | 0 | 5 | 2 | 1 | 1 |  | 1 | 1 | N/A |  |  |  | N/A | N/A | N/A | N/A | N/A | N/A | N/A | 2 | 1 | 3 | 2 | 3 | 1 | 1 |  | 0
PG&E NGBA | Cortina | 230 | Wind, Onshore |  |  | 0 | 101 | 101 | 0 | 0 | 0 | 0 | 101 | 101 | 5 | 2 | 1 | 1 |  | 1 | 2 | N/A |  |  |  | N/A | N/A | N/A | N/A | N/A | N/A | N/A | 2 | 2 | 4 | 1 | 3 | 5- | 1 |  | 1
PG&E NGBA | Cortina | 115 | Wind, Onshore |  |  | 0 | 0 | 0 | 0 | 0 | 0 | 0 | 0 | 0 | 5 | 2 | 1 | 1 |  | 1 | 1 | N/A |  |  |  | N/A | N/A | N/A | N/A | N/A | N/A | N/A | 2 | 2 | 4 | 1 | 3 | 1 | 1 |  | 0
PG&E GBA | Cottle | 230 | Wind, Onshore |  |  | 0 | 0 | 0 | 0 | 0 | 0 | 0 | 0 | 0 | 5 | 5 | 5 | 2 |  | 1 | 1 | N/A |  |  |  | N/A | N/A | N/A | N/A | N/A | N/A | N/A | 1 | 1 | 3 | 2 | 1 | 1 | 1 |  | 0
PG&E NGBA | Cottonwood | 115 | Wind, Onshore |  |  | 0 | 0 | 0 | 0 | 0 | 0 | 0 | 0 | 0 | 5 | 2 | 1 | 1 |  | 1 | 1 | N/A |  |  |  | N/A | N/A | N/A | N/A | N/A | N/A | N/A | 2 | 2 | 3 | 2 | 3 | 1 | 1 |  | 0
PG&E NGBA | Cottonwood | 230 | Wind, Onshore |  |  | 100 | 0 | 100 | 0 | 0 | 0 | 100 | 0 | 100 | 5 | 2 | 1 | 1 |  | 1 | 2 | N/A |  |  |  | N/A | N/A | N/A | N/A | N/A | N/A | N/A | 2 | 2 | 3 | 2 | 3 | 5- | 1 |  | 1
PG&E NGBA | Cottonwood | 60 | Wind, Onshore |  |  | 0 | 0 | 0 | 0 | 0 | 0 | 0 | 0 | 0 | 5 | 2 | 1 | 1 |  | 1 | 1 | N/A |  |  |  | N/A | N/A | N/A | N/A | N/A | N/A | N/A | 2 | 2 | 3 | 2 | 3 | 1 | 1 |  | 0
PG&E NGBA | Cove Road | 230 | Wind, Onshore |  |  | 140 | 0 | 140 | 0 | 0 | 0 | 140 | 0 | 140 | 5 | 2 | 1 | 1 |  | 1 | 2 | N/A |  |  |  | N/A | N/A | N/A | N/A | N/A | N/A | N/A | 2 | 2 | 4 | 2 | 3 | 5- | 1 |  | 1
PG&E GBA | Coyote | 230 | Wind, Onshore |  |  | 0 | 0 | 0 | 0 | 0 | 0 | 0 | 0 | 0 | 5 | 4 | 1 | 1 |  | 1 | 1 | N/A |  |  |  | N/A | N/A | N/A | N/A | N/A | N/A | N/A | 2 | 1 | 3 | 2 | 2 | 1 | 1 |  | 0
PG&E GBA | Crazy Horse Canyon | 115 | Wind, Onshore |  |  | 50 | 0 | 50 | 0 | 0 | 0 | 50 | 0 | 50 | 1 | 1 | 1 | 1 |  | 1 | 2 | N/A |  |  |  | N/A | N/A | N/A | N/A | N/A | N/A | N/A | 2 | 2 | 4 | 2 | 3 | 5- | 1 |  | 1
SDGE | Creelman | 69 | Wind, Onshore |  |  | 0 | 0 | 0 | 0 | 0 | 0 | 0 | 0 | 0 | 1 | 1 | 1 | 1 |  | 1 | 1 | N/A |  |  |  | N/A | N/A | N/A | N/A | N/A | N/A | N/A | 2 | 1 | 4 | 1 | 3 | 1 | 1 |  | 0
PG&E FRESNO | Crescent | 70 | Wind, Onshore |  |  | 0 | 0 | 0 | 0 | 0 | 0 | 0 | 0 | 0 | 5 | 5 | 5 | 2 |  | 1 | 1 | N/A |  |  |  | N/A | N/A | N/A | N/A | N/A | N/A | N/A | 1 | 1 | 3 | 2 | 1 | 1 | 1 |  | 0
PG&E FRESNO | Cressey | 115 | Wind, Onshore |  |  | 0 | 0 | 0 | 0 | 0 | 0 | 0 | 0 | 0 | 5 | 5 | 5 | 2 |  | 1 | 1 | N/A |  |  |  | N/A | N/A | N/A | N/A | N/A | N/A | N/A | 1 | 1 | 3 | 2 | 1 | 1 | 1 |  | 0
PG&E NGBA | Cresta | 230 | Wind, Onshore |  |  | 0 | 0 | 0 | 0 | 0 | 0 | 0 | 0 | 0 | 5 | 5 | 1 | 1 |  | 1 | 1 | N/A |  |  |  | N/A | N/A | N/A | N/A | N/A | N/A | N/A | 2 | 1 | 4 | 2 | 3 | 1 | 1 |  | 0
SDGE | Crestwood | 69 | Wind, Onshore |  |  | 0 | 0 | 0 | 0 | 0 | 0 | 0 | 0 | 0 | 1 | 1 | 1 | 1 |  | 1 | 1 | N/A |  |  |  | N/A | N/A | N/A | N/A | N/A | N/A | N/A | 2 | 1 | 4 | 1 | 3 | 1 | 1 |  | 0
PG&E GBA | Crow Creek | 60 | Wind, Onshore |  |  | 0 | 0 | 0 | 0 | 0 | 0 | 0 | 0 | 0 | 5 | 5 | 1 | 1 |  | 1 | 1 | N/A |  |  |  | N/A | N/A | N/A | N/A | N/A | N/A | N/A | 1 | 1 | 4 | 2 | 1 | 1 | 1 |  | 0
PG&E GBA | Crows Landing | 60 | Wind, Onshore |  |  | 0 | 0 | 0 | 0 | 0 | 0 | 0 | 0 | 0 | 5 | 5 | 1 | 1 |  | 1 | 1 | N/A |  |  |  | N/A | N/A | N/A | N/A | N/A | N/A | N/A | 1 | 1 | 4 | 2 | 1 | 1 | 1 |  | 0
PG&E GBA | Curtis | 115 | Wind, Onshore |  |  | 0 | 0 | 0 | 0 | 0 | 0 | 0 | 0 | 0 | 5 | 5 | 1 | 1 |  | 1 | 1 | N/A |  |  |  | N/A | N/A | N/A | N/A | N/A | N/A | N/A | 2 | 1 | 4 | 1 | 3 | 1 | 1 |  | 0
PG&E FRESNO | Dairyland | 115 | Wind, Onshore |  |  | 0 | 0 | 0 | 0 | 0 | 0 | 0 | 0 | 0 | 5 | 5 | 5 | 2 |  | 1 | 1 | N/A |  |  |  | N/A | N/A | N/A | N/A | N/A | N/A | N/A | 1 | 1 | 3 | 2 | 1 | 1 | 1 |  | 0
PG&E NGBA | Davis | 115 | Wind, Onshore |  |  | 0 | 0 | 0 | 0 | 0 | 0 | 0 | 0 | 0 | 5 | 2 | 1 | 1 |  | 1 | 1 | N/A |  |  |  | N/A | N/A | N/A | N/A | N/A | N/A | N/A | 2 | 1 | 4 | 2 | 3 | 1 | 1 |  | 0
SCE Metro | Del Amo | 500 | Wind, Onshore |  |  | 0 | 0 | 0 | 0 | 0 | 0 | 0 | 0 | 0 | 1 | 1 | 1 | 1 |  | 1 | 1 | N/A |  |  |  | N/A | N/A | N/A | N/A | N/A | N/A | N/A | 1 | 1 | 3 | 1 | 2 | 1 | 1 |  | 0
SCE Metro | Del Amo | 230 | Wind, Onshore |  |  | 0 | 0 | 0 | 0 | 0 | 0 | 0 | 0 | 0 | 1 | 1 | 1 | 1 |  | 1 | 1 | N/A |  |  |  | N/A | N/A | N/A | N/A | N/A | N/A | N/A | 1 | 1 | 3 | 1 | 2 | 1 | 1 |  | 0
SCE Eastern | Delaney | 500 | Wind, Onshore |  |  | 0 | 0 | 0 | 0 | 0 | 0 | 0 | 0 | 0 | 5 | 4 | 4 | 4 |  | 1 | 1 | N/A |  |  |  | N/A | N/A | N/A | N/A | N/A | N/A | N/A | 2 | 1 | 4 | 2 | 3 | 1 | 1 |  | 0
PG&E NGBA | Delevan | 230 | Wind, Onshore |  |  | 0 | 0 | 0 | 0 | 0 | 0 | 0 | 0 | 0 | 5 | 2 | 1 | 1 |  | 1 | 1 | N/A |  |  |  | N/A | N/A | N/A | N/A | N/A | N/A | N/A | 2 | 2 | 1 | 1 | 3 | 1 | 1 |  | 0
PG&E GBA | Delta PP | 230 | Wind, Onshore |  |  | 0 | 0 | 0 | 0 | 0 | 0 | 0 | 0 | 0 | 5 | 2 | 1 | 1 |  | 1 | 1 | N/A |  |  |  | N/A | N/A | N/A | N/A | N/A | N/A | N/A | 2 | 1 | 3 | 1 | 2 | 1 | 1 |  | 0
EOP | Desert View | 230 | Wind, Onshore |  |  | 0 | 0 | 0 | 0 | 0 | 0 | 0 | 0 | 0 | 5 | 2 | 4 | 2 |  | 1 | 1 | N/A |  |  |  | N/A | N/A | N/A | N/A | N/A | N/A | N/A | 2 | 1 | 4 | 1 | 3 | 1 | 1 |  | 0
SCE Eastern | Devers | 230 | Wind, Onshore |  |  | 263 | 0 | 263 | 0 | 0 | 0 | 263 | 0 | 263 | 4 | 4 | 1 | 1 | 5 | 2 | 1 | 3 |  |  |  | 3 | 2 | 2 | 2 | 2 | 2 | 1 | 2 | 1 | 1 | 1 | 3 | 2- | 1 |  | 1
SCE Eastern | Devers | 500 | Wind, Onshore |  |  | 0 | 0 | 0 | 0 | 0 | 0 | 0 | 0 | 0 | 4 | 4 | 1 | 1 |  | 1 | 1 | N/A |  |  |  | N/A | N/A | N/A | N/A | N/A | N/A | N/A | 2 | 1 | 1 | 1 | 3 | 1+ | 1 |  | 1
PG&E KERN | Diablo Canyon | 230 | Wind, Onshore |  |  | 0 | 0 | 0 | 0 | 0 | 0 | 0 | 0 | 0 | 5 | 2 | 5 | 2 |  | 1 | 1 | N/A |  |  |  | N/A | N/A | N/A | N/A | N/A | N/A | N/A | 2 | 2 | 4 | 2 | 3 | 1 | 1 |  | 0
PG&E KERN | Diablo Canyon | 500 | Wind, Onshore |  |  | 0 | 0 | 0 | 0 | 0 | 0 | 0 | 0 | 0 | 5 | 2 | 4 | 4 |  | 1 | 1 | N/A |  |  |  | N/A | N/A | N/A | N/A | N/A | N/A | N/A | 2 | 2 | 4 | 2 | 3 | 4+ | 1 |  | 1
PG&E KERN | Divide | 115 | Wind, Onshore |  |  | 0 | 0 | 0 | 0 | 0 | 0 | 0 | 0 | 0 | 5 | 2 | 5 | 2 |  | 1 | 1 | N/A |  |  |  | N/A | N/A | N/A | N/A | N/A | N/A | N/A | 2 | 2 | 4 | 1 | 2 | 1 | 1 |  | 0
PG&E GBA | Dixon Landing | 115 | Wind, Onshore |  |  | 0 | 0 | 0 | 0 | 0 | 0 | 0 | 0 | 0 | 5 | 4 | 1 | 1 |  | 1 | 1 | N/A |  |  |  | N/A | N/A | N/A | N/A | N/A | N/A | N/A | 2 | 1 | 2 | 1 | 2 | 1 | 1 |  | 0
PG&E FRESNO | Dos Amigos | 230 | Wind, Onshore |  |  | 0 | 0 | 0 | 0 | 0 | 0 | 0 | 0 | 0 | 5 | 2 | 5 | 2 |  | 1 | 1 | N/A |  |  |  | N/A | N/A | N/A | N/A | N/A | N/A | N/A | 1 | 1 | 4 | 2 | 1 | 1 | 1 |  | 0
PG&E NGBA | Drum | 115 | Wind, Onshore |  |  | 0 | 0 | 0 | 0 | 0 | 0 | 0 | 0 | 0 | 5 | 5 | 1 | 1 |  | 1 | 1 | N/A |  |  |  | N/A | N/A | N/A | N/A | N/A | N/A | N/A | 2 | 1 | 4 | 2 | 3 | 1 | 1 |  | 0
PG&E GBA | Dumbarton | 115 | Wind, Onshore |  |  | 0 | 0 | 0 | 0 | 0 | 0 | 0 | 0 | 0 | 5 | 2 | 1 | 1 |  | 1 | 1 | N/A |  |  |  | N/A | N/A | N/A | N/A | N/A | N/A | N/A | 2 | 1 | 3 | 1 | 2 | 1 | 1 |  | 0
SCE NOL | Dunn Siding | 115 | Wind, Onshore |  |  | 0 | 0 | 0 | 0 | 0 | 0 | 0 | 0 | 0 | 3 | 3 | 1 | 1 |  | 1 | 1 | N/A |  |  |  | N/A | N/A | N/A | N/A | N/A | N/A | N/A | 2 | 1 | 4 | 1 | 1 | 1 | 1 |  | 0
SCE Eastern | Eagle Mountain | 230 | Wind, Onshore |  |  | 0 | 0 | 0 | 0 | 0 | 0 | 0 | 0 | 0 | 5 | 4 | 1 | 1 |  | 1 | 1 | N/A |  |  |  | N/A | N/A | N/A | N/A | N/A | N/A | N/A | 2 | 2 | 4 | 1 | 3 | 1 | 1 |  | 0
PG&E NGBA | Eagle Rock (PGE) | 60 | Wind, Onshore |  |  | 0 | 0 | 0 | 0 | 0 | 0 | 0 | 0 | 0 | 5 | 2 | 1 | 1 |  | 1 | 1 | N/A |  |  |  | N/A | N/A | N/A | N/A | N/A | N/A | N/A | 2 | 2 | 4 | 2 | 3 | 1 | 1 |  | 0
PG&E NGBA | Eagle Rock (PGE) | 115 | Wind, Onshore |  |  | 0 | 0 | 0 | 0 | 0 | 0 | 0 | 0 | 0 | 5 | 2 | 1 | 1 | 3 | 2 | 1 | 1 |  |  |  | 5 | 4 | 1 | 2 | 5 | 1 | 1 | 2 | 2 | 4 | 2 | 3 | 1 | 5 |  | 1
SCE Metro | Eagle Rock (SCE) | 230 | Wind, Onshore |  |  | 0 | 0 | 0 | 0 | 0 | 0 | 0 | 0 | 0 | 1 | 1 | 1 | 1 |  | 1 | 1 | N/A |  |  |  | N/A | N/A | N/A | N/A | N/A | N/A | N/A | 1 | 1 | 2 | 1 | 2 | 1 | 1 |  | 0
PG&E NGBA | East Marysville | 115 | Wind, Onshore |  |  | 0 | 0 | 0 | 0 | 0 | 0 | 0 | 0 | 0 | 5 | 5 | 1 | 1 |  | 1 | 1 | N/A |  |  |  | N/A | N/A | N/A | N/A | N/A | N/A | N/A | 2 | 2 | 2 | 1 | 2 | 1 | 1 |  | 0
PG&E NGBA | East Nicolaus | 115 | Wind, Onshore |  |  | 0 | 0 | 0 | 0 | 0 | 0 | 0 | 0 | 0 | 5 | 5 | 1 | 1 |  | 1 | 1 | N/A |  |  |  | N/A | N/A | N/A | N/A | N/A | N/A | N/A | 2 | 1 | 4 | 1 | 3 | 1 | 1 |  | 0
PG&E NGBA | East Nicolaus | 60 | Wind, Onshore |  |  | 0 | 0 | 0 | 0 | 0 | 0 | 0 | 0 | 0 | 5 | 5 | 1 | 1 |  | 1 | 1 | N/A |  |  |  | N/A | N/A | N/A | N/A | N/A | N/A | N/A | 2 | 1 | 4 | 1 | 3 | 1 | 1 |  | 0
PG&E GBA | Eastshore | 115 | Wind, Onshore |  |  | 0 | 0 | 0 | 0 | 0 | 0 | 0 | 0 | 0 | 5 | 2 | 1 | 1 |  | 1 | 1 | N/A |  |  |  | N/A | N/A | N/A | N/A | N/A | N/A | N/A | 2 | 1 | 2 | 1 | 1 | 1 | 1 |  | 0
PG&E GBA | Eastshore | 230 | Wind, Onshore |  |  | 0 | 0 | 0 | 0 | 0 | 0 | 0 | 0 | 0 | 5 | 2 | 1 | 1 |  | 1 | 1 | N/A |  |  |  | N/A | N/A | N/A | N/A | N/A | N/A | N/A | 2 | 1 | 2 | 1 | 1 | 1 | 1 |  | 0
SDGE | ECO | 138 | Wind, Onshore |  |  | 0 | 0 | 0 | 0 | 0 | 0 | 0 | 0 | 0 | 1 | 1 | 1 | 1 | 3 | 1 | 1 | N/A |  |  |  | N/A | N/A | N/A | N/A | N/A | N/A | N/A | 2 | 1 | 4 | 1 | 3 | 1 | 1 |  | 0
SDGE | ECO | 230 | Wind, Onshore |  |  | 0 | 0 | 0 | 0 | 0 | 0 | 0 | 0 | 0 | 1 | 1 | 1 | 1 |  | 3 | 1 | #N/A |  |  |  | #N/A | #N/A | #N/A | #N/A | #N/A | #N/A | #N/A | 2 | 1 | 4 | 1 | 3 | 4+ | 4 |  | 1
SDGE | ECO | 500 | Wind, Onshore |  |  | 1650 | 0 | 1650 | 0 | 0 | 0 | 1650 | 0 | 1650 | 1 | 1 | 1 | 1 |  | 2 | 1 | #N/A |  |  |  | #N/A | #N/A | #N/A | #N/A | #N/A | #N/A | #N/A | 2 | 1 | 4 | 1 | 3 | 5- | 1 |  | 1
PG&E GBA | Edenvale | 115 | Wind, Onshore |  |  | 0 | 0 | 0 | 0 | 0 | 0 | 0 | 0 | 0 | 5 | 4 | 1 | 1 |  | 1 | 1 | N/A |  |  |  | N/A | N/A | N/A | N/A | N/A | N/A | N/A | 2 | 1 | 2 | 2 | 2 | 1 | 1 |  | 0
PG&E GBA | Edes | 115 | Wind, Onshore |  |  | 0 | 0 | 0 | 0 | 0 | 0 | 0 | 0 | 0 | 5 | 2 | 1 | 1 |  | 1 | 1 | N/A |  |  |  | N/A | N/A | N/A | N/A | N/A | N/A | N/A | 2 | 1 | 3 | 1 | 1 | 1 | 1 |  | 0
PG&E GBA | Eight Mile | 230 | Wind, Onshore |  |  | 0 | 0 | 0 | 0 | 0 | 0 | 0 | 0 | 0 | 5 | 5 | 1 | 1 |  | 1 | 1 | N/A |  |  |  | N/A | N/A | N/A | N/A | N/A | N/A | N/A | 1 | 1 | 2 | 2 | 1 | 1 | 1 |  | 0
SDGE | El Cajon | 69 | Wind, Onshore |  |  | 0 | 0 | 0 | 0 | 0 | 0 | 0 | 0 | 0 | 1 | 1 | 1 | 1 |  | 1 | 1 | N/A |  |  |  | N/A | N/A | N/A | N/A | N/A | N/A | N/A | 2 | 1 | 2 | 1 | 1 | 1 | 1 |  | 0
SCE Eastern | El Casco | 230 | Wind, Onshore |  |  | 0 | 0 | 0 | 0 | 0 | 0 | 0 | 0 | 0 | 4 | 4 | 1 | 1 |  | 1 | 1 | N/A |  |  |  | N/A | N/A | N/A | N/A | N/A | N/A | N/A | 1 | 1 | 4 | 1 | 2 | 1 | 1 |  | 0
PG&E GBA | El Cerrito G | 115 | Wind, Onshore |  |  | 0 | 0 | 0 | 0 | 0 | 0 | 0 | 0 | 0 | 5 | 2 | 1 | 1 |  | 1 | 1 | N/A |  |  |  | N/A | N/A | N/A | N/A | N/A | N/A | N/A | 2 | 1 | 2 | 1 | 2 | 1 | 1 |  | 0
PG&E NGBA | El Dorado PH | 115 | Wind, Onshore |  |  | 0 | 0 | 0 | 0 | 0 | 0 | 0 | 0 | 0 | 5 | 5 | 1 | 1 |  | 1 | 1 | N/A |  |  |  | N/A | N/A | N/A | N/A | N/A | N/A | N/A | 2 | 1 | 4 | 2 | 3 | 1 | 1 |  | 0
PG&E FRESNO | El Nido (PGE) | 115 | Wind, Onshore |  |  | 0 | 0 | 0 | 0 | 0 | 0 | 0 | 0 | 0 | 5 | 5 | 5 | 2 |  | 1 | 1 | N/A |  |  |  | N/A | N/A | N/A | N/A | N/A | N/A | N/A | 1 | 1 | 4 | 2 | 1 | 1 | 1 |  | 0
SCE Metro | El Nido (SCE) | 230 | Wind, Onshore |  |  | 0 | 0 | 0 | 0 | 0 | 0 | 0 | 0 | 0 | 1 | 1 | 1 | 1 |  | 1 | 1 | N/A |  |  |  | N/A | N/A | N/A | N/A | N/A | N/A | N/A | 1 | 1 | 2 | 1 | 2 | 1 | 1 |  | 0
PG&E GBA | El Patio | 115 | Wind, Onshore |  |  | 0 | 0 | 0 | 0 | 0 | 0 | 0 | 0 | 0 | 5 | 4 | 1 | 1 |  | 1 | 1 | N/A |  |  |  | N/A | N/A | N/A | N/A | N/A | N/A | N/A | 2 | 1 | 3 | 2 | 2 | 1 | 1 |  | 0
SCE Metro | El Segundo | 230 | Wind, Onshore |  |  | 0 | 0 | 0 | 0 | 0 | 0 | 0 | 0 | 0 | 1 | 1 | 1 | 1 |  | 1 | 1 | N/A |  |  |  | N/A | N/A | N/A | N/A | N/A | N/A | N/A | 1 | 1 | 1 | 1 | 1 | 1 | 1 |  | 0
EOP | Eldorado | 230 | Wind, Onshore |  |  | 0 | 0 | 0 | 0 | 0 | 0 | 0 | 0 | 0 | 5 | 2 | 4 | 2 |  | 1 | 1 | N/A |  |  |  | N/A | N/A | N/A | N/A | N/A | N/A | N/A | 2 | 2 | 2 | 1 | 3 | 1 | 1 |  | 0
EOP | Eldorado | 500 | Wind, Onshore |  |  | 0 | 0 | 0 | 0 | 0 | 0 | 0 | 0 | 0 | 5 | 2 | 4 | 2 |  | 1 | 1 | N/A |  |  |  | N/A | N/A | N/A | N/A | N/A | N/A | N/A | 2 | 2 | 2 | 1 | 3 | 1 | 1 |  | 0
SCE Northern | Elizabeth Lake | 66 | Wind, Onshore |  |  | 0 | 0 | 0 | 0 | 0 | 0 | 0 | 0 | 0 | 5 | 2 | 4 | 2 |  | 1 | 1 | N/A |  |  |  | N/A | N/A | N/A | N/A | N/A | N/A | N/A | 1 | 1 | 3 | 1 | 3 | 1 | 1 |  | 0
PG&E KERN | Elk Hills | 230 | Wind, Onshore |  |  | 0 | 0 | 0 | 0 | 0 | 0 | 0 | 0 | 0 | 5 | 2 | 5 | 4 |  | 1 | 1 | N/A |  |  |  | N/A | N/A | N/A | N/A | N/A | N/A | N/A | 1 | 1 | 3 | 1 | 1 | 1 | 1 |  | 0
SDGE | Elliot | 69 | Wind, Onshore |  |  | 0 | 0 | 0 | 0 | 0 | 0 | 0 | 0 | 0 | 1 | 1 | 1 | 1 |  | 1 | 1 | N/A |  |  |  | N/A | N/A | N/A | N/A | N/A | N/A | N/A | 2 | 1 | 2 | 1 | 2 | 1 | 1 |  | 0
SCE Metro | Ellis | 230 | Wind, Onshore |  |  | 0 | 0 | 0 | 0 | 0 | 0 | 0 | 0 | 0 | 1 | 1 | 1 | 1 |  | 1 | 1 | N/A |  |  |  | N/A | N/A | N/A | N/A | N/A | N/A | N/A | 1 | 1 | 2 | 1 | 2 | 1 | 1 |  | 0
SDGE | Encina | 138 | Wind, Onshore |  |  | 0 | 0 | 0 | 0 | 0 | 0 | 0 | 0 | 0 | 1 | 1 | 1 | 1 |  | 1 | 1 | N/A |  |  |  | N/A | N/A | N/A | N/A | N/A | N/A | N/A | 2 | 1 | 1 | 1 | 3 | 1 | 1 |  | 0
SDGE | Encina | 230 | Wind, Onshore |  |  | 0 | 0 | 0 | 0 | 0 | 0 | 0 | 0 | 0 | 1 | 1 | 1 | 1 |  | 1 | 1 | 1 |  |  |  | 1 | 1 | 3 | 3 | 3 | 1 | 1 | 2 | 1 | 1 | 1 | 3 | 1 | 1 |  | 0
SDGE | Escondido | 230 | Wind, Onshore |  |  | 0 | 0 | 0 | 0 | 0 | 0 | 0 | 0 | 0 | 1 | 1 | 1 | 1 |  | 1 | 1 | N/A |  |  |  | N/A | N/A | N/A | N/A | N/A | N/A | N/A | 2 | 1 | 1 | 1 | 3 | 1 | 1 |  | 0
SDGE | Escondido | 69 | Wind, Onshore |  |  | 0 | 0 | 0 | 0 | 0 | 0 | 0 | 0 | 0 | 1 | 1 | 1 | 1 |  | 1 | 1 | N/A |  |  |  | N/A | N/A | N/A | N/A | N/A | N/A | N/A | 2 | 1 | 1 | 1 | 3 | 1 | 1 |  | 0
PG&E KERN | Estrella | 230 | Wind, Onshore |  |  | 0 | 0 | 0 | 0 | 0 | 0 | 0 | 0 | 0 | 5 | 2 | 5 | 2 |  | 1 | 1 | N/A |  |  |  | N/A | N/A | N/A | N/A | N/A | N/A | N/A | 2 | 2 | 4 | 2 | 3 | 1 | 1 |  | 0
SCE Eastern | Etiwanda | 230 | Wind, Onshore |  |  | 0 | 0 | 0 | 0 | 0 | 0 | 0 | 0 | 0 | 1 | 1 | 1 | 1 |  | 1 | 1 | N/A |  |  |  | N/A | N/A | N/A | N/A | N/A | N/A | N/A | 1 | 1 | 2 | 1 | 1 | 1 | 1 |  | 0
PG&E GBA | Evergreen | 115 | Wind, Onshore |  |  | 0 | 0 | 0 | 0 | 0 | 0 | 0 | 0 | 0 | 5 | 4 | 1 | 1 |  | 1 | 1 | N/A |  |  |  | N/A | N/A | N/A | N/A | N/A | N/A | N/A | 2 | 1 | 2 | 2 | 2 | 1 | 1 |  | 0
PG&E GBA | Evergreen | 60 | Wind, Onshore |  |  | 0 | 0 | 0 | 0 | 0 | 0 | 0 | 0 | 0 | 5 | 4 | 1 | 1 |  | 1 | 1 | N/A |  |  |  | N/A | N/A | N/A | N/A | N/A | N/A | N/A | 2 | 1 | 2 | 2 | 2 | 1 | 1 |  | 0
PG&E FRESNO | Excelsior | 115 | Wind, Onshore |  |  | 0 | 0 | 0 | 0 | 0 | 0 | 0 | 0 | 0 | 5 | 5 | 5 | 2 |  | 1 | 1 | N/A |  |  |  | N/A | N/A | N/A | N/A | N/A | N/A | N/A | 1 | 1 | 4 | 2 | 1 | 1 | 1 |  | 0
PG&E FRESNO | Exchequer | 115 | Wind, Onshore |  |  | 0 | 0 | 0 | 0 | 0 | 0 | 0 | 0 | 0 | 5 | 5 | 5 | 2 |  | 1 | 1 | N/A |  |  |  | N/A | N/A | N/A | N/A | N/A | N/A | N/A | 2 | 1 | 4 | 1 | 2 | 1 | 1 |  | 0
PG&E KERN | Fairway | 115 | Wind, Onshore |  |  | 0 | 0 | 0 | 0 | 0 | 0 | 0 | 0 | 0 | 5 | 2 | 5 | 2 |  | 1 | 1 | N/A |  |  |  | N/A | N/A | N/A | N/A | N/A | N/A | N/A | 2 | 2 | 3 | 1 | 2 | 1 | 1 |  | 0
PG&E KERN | Famoso | 115 | Wind, Onshore |  |  | 0 | 0 | 0 | 0 | 0 | 0 | 0 | 0 | 0 | 5 | 2 | 5 | 2 |  | 1 | 1 | N/A |  |  |  | N/A | N/A | N/A | N/A | N/A | N/A | N/A | 1 | 1 | 4 | 1 | 1 | 1 | 1 |  | 0
PG&E NGBA | Fern Road | 500 | Wind, Onshore |  |  | 0 | 0 | 0 | 0 | 0 | 0 | 0 | 0 | 0 | 5 | 2 | 1 | 1 |  | 1 | 1 | N/A |  |  |  | N/A | N/A | N/A | N/A | N/A | N/A | N/A | 2 | 2 | 4 | 2 | 3 | 1 | 1 |  | 0
PG&E GBA | Fibreboard (SPI Sonora) | 115 | Wind, Onshore |  |  | 0 | 0 | 0 | 0 | 0 | 0 | 0 | 0 | 0 | 5 | 5 | 1 | 1 |  | 2 | 1 | N/A |  |  |  | N/A | N/A | N/A | N/A | N/A | N/A | N/A | 2 | 1 | 2 | 1 | 2 | 1 | 1 |  | 0
PG&E FRESNO | Figarden | 230 | Wind, Onshore |  |  | 0 | 0 | 0 | 0 | 0 | 0 | 0 | 0 | 0 | 5 | 4 | 5 | 2 |  | 1 | 1 | N/A |  |  |  | N/A | N/A | N/A | N/A | N/A | N/A | N/A | 1 | 1 | 3 | 2 | 2 | 1 | 1 |  | 0
PG&E FRESNO | Fink | 230 | Wind, Onshore |  |  | 0 | 0 | 0 | 0 | 0 | 0 | 0 | 0 | 0 | 1 | 1 | 1 | 1 |  | 1 | 1 | N/A |  |  |  | N/A | N/A | N/A | N/A | N/A | N/A | N/A | 1 | 1 | 4 | 2 | 1 | 1 | 1 |  | 0
PG&E NGBA | Fitch Mountain | 60 | Wind, Onshore |  |  | 0 | 0 | 0 | 0 | 0 | 0 | 0 | 0 | 0 | 5 | 2 | 1 | 1 |  | 1 | 1 | N/A |  |  |  | N/A | N/A | N/A | N/A | N/A | N/A | N/A | 2 | 2 | 4 | 2 | 3 | 1 | 1 |  | 0
PG&E GBA | FMC | 115 | Wind, Onshore |  |  | 0 | 0 | 0 | 0 | 0 | 0 | 0 | 0 | 0 | 5 | 4 | 1 | 1 |  | 1 | 1 | N/A |  |  |  | N/A | N/A | N/A | N/A | N/A | N/A | N/A | 2 | 1 | 2 | 2 | 2 | 1 | 1 |  | 0
PG&E GBA | Fremont | 115 | Wind, Onshore |  |  | 0 | 0 | 0 | 0 | 0 | 0 | 0 | 0 | 0 | 1 | 1 | 1 | 1 |  | 1 | 1 | N/A |  |  |  | N/A | N/A | N/A | N/A | N/A | N/A | N/A | 2 | 1 | 3 | 1 | 2 | 1 | 1 |  | 0
PG&E GBA | French Camp | 60 | Wind, Onshore |  |  | 0 | 0 | 0 | 0 | 0 | 0 | 0 | 0 | 0 | 5 | 5 | 1 | 1 |  | 1 | 1 | N/A |  |  |  | N/A | N/A | N/A | N/A | N/A | N/A | N/A | 1 | 1 | 3 | 2 | 1 | 1 | 1 |  | 0
PG&E GBA | Frogtown | 115 | Wind, Onshore |  |  | 0 | 0 | 0 | 0 | 0 | 0 | 0 | 0 | 0 | 5 | 5 | 1 | 1 |  | 1 | 1 | N/A |  |  |  | N/A | N/A | N/A | N/A | N/A | N/A | N/A | 2 | 1 | 4 | 1 | 3 | 1 | 1 |  | 0
PG&E NGBA | Fulton | 115 | Wind, Onshore |  |  | 0 | 0 | 0 | 0 | 0 | 0 | 0 | 0 | 0 | 5 | 4 | 1 | 1 |  | 1 | 1 | N/A |  |  |  | N/A | N/A | N/A | N/A | N/A | N/A | N/A | 2 | 1 | 3 | 2 | 2 | 1 | 1 |  | 0
PG&E NGBA | Fulton | 230 | Wind, Onshore |  |  | 0 | 0 | 0 | 0 | 0 | 0 | 0 | 0 | 0 | 5 | 4 | 1 | 1 |  | 1 | 1 | N/A |  |  |  | N/A | N/A | N/A | N/A | N/A | N/A | N/A | 2 | 1 | 3 | 2 | 2 | 1 | 1 |  | 0
PG&E NGBA | Fulton | 60 | Wind, Onshore |  |  | 0 | 0 | 0 | 0 | 0 | 0 | 0 | 0 | 0 | 5 | 2 | 1 | 1 |  | 1 | 1 | N/A |  |  |  | N/A | N/A | N/A | N/A | N/A | N/A | N/A | 2 | 1 | 3 | 2 | 2 | 1 | 1 |  | 0
PG&E KERN | Ganso | 115 | Wind, Onshore |  |  | 0 | 0 | 0 | 0 | 0 | 0 | 0 | 0 | 0 | 5 | 2 | 5 | 2 |  | 1 | 1 | N/A |  |  |  | N/A | N/A | N/A | N/A | N/A | N/A | N/A | 1 | 1 | 3 | 1 | 1 | 1 | 1 |  | 0
PG&E FRESNO | Gates | 230 | Wind, Onshore |  |  | 0 | 0 | 0 | 0 | 0 | 0 | 0 | 0 | 0 | 5 | 2 | 5 | 4 |  | 1 | 1 | N/A |  |  |  | N/A | N/A | N/A | N/A | N/A | N/A | N/A | 1 | 1 | 3 | 2 | 1 | 1 | 1 |  | 0
PG&E FRESNO | Gates | 500 | Wind, Onshore |  |  | 0 | 0 | 0 | 0 | 0 | 0 | 0 | 0 | 0 | 5 | 2 | 5 | 4 |  | 1 | 1 | N/A |  |  |  | N/A | N/A | N/A | N/A | N/A | N/A | N/A | 1 | 1 | 3 | 2 | 1 | 1 | 1 |  | 0
PG&E NGBA | Geysers 12 | 230 | Wind, Onshore |  |  | 0 | 0 | 0 | 0 | 0 | 0 | 0 | 0 | 0 | 5 | 4 | 1 | 1 |  | 1 | 1 | N/A |  |  |  | N/A | N/A | N/A | N/A | N/A | N/A | N/A | 2 | 2 | 4 | 2 | 3 | 1 | 1 |  | 0
PG&E NGBA | Geysers 17 | 230 | Wind, Onshore |  |  | 0 | 0 | 0 | 0 | 0 | 0 | 0 | 0 | 0 | 5 | 4 | 1 | 1 |  | 1 | 1 | N/A |  |  |  | N/A | N/A | N/A | N/A | N/A | N/A | N/A | 2 | 2 | 4 | 2 | 3 | 1 | 1 |  | 0
PG&E NGBA | Geysers 3 | 115 | Wind, Onshore |  |  | 0 | 0 | 0 | 0 | 0 | 0 | 0 | 0 | 0 | 5 | 2 | 1 | 1 |  | 1 | 1 | N/A |  |  |  | N/A | N/A | N/A | N/A | N/A | N/A | N/A | 2 | 2 | 4 | 2 | 3 | 1 | 1 |  | 0
PG&E NGBA | Glenn | 230 | Wind, Onshore |  |  | 120 | 0 | 120 | 0 | 0 | 0 | 120 | 0 | 120 | 5 | 2 | 1 | 1 | 3 | 1 | 2 | 5 |  |  |  | 5 | 5 | 5 | 5 | 5 | 5 | 5 | 2 | 2 | 4 | 1 | 3 | 5- | 4 |  | 1
PG&E NGBA | Glenn | 60 | Wind, Onshore |  |  | 0 | 0 | 0 | 0 | 0 | 0 | 0 | 0 | 0 | 5 | 2 | 1 | 1 |  | 1 | 1 | N/A |  |  |  | N/A | N/A | N/A | N/A | N/A | N/A | N/A | 2 | 2 | 4 | 1 | 3 | 1 | 1 |  | 0
PG&E NGBA | Gold Hill | 115 | Wind, Onshore |  |  | 0 | 0 | 0 | 0 | 0 | 0 | 0 | 0 | 0 | 5 | 5 | 1 | 1 |  | 1 | 1 | N/A |  |  |  | N/A | N/A | N/A | N/A | N/A | N/A | N/A | 2 | 1 | 4 | 2 | 3 | 1 | 1 |  | 0
PG&E NGBA | Gold Hill | 230 | Wind, Onshore |  |  | 0 | 0 | 0 | 0 | 0 | 0 | 0 | 0 | 0 | 5 | 5 | 1 | 1 |  | 1 | 1 | 1 |  |  |  | 1 | 1 | 1 | 1 | 1 | 1 | 1 | 2 | 1 | 4 | 2 | 3 | 1 | 1 |  | 0
SCE Northern | Goleta | 230 | Wind, Onshore |  |  | 0 | 0 | 0 | 0 | 0 | 0 | 0 | 0 | 0 | 5 | 2 | 4 | 2 |  | 1 | 1 | N/A |  |  |  | N/A | N/A | N/A | N/A | N/A | N/A | N/A | 2 | 2 | 2 | 1 | 2 | 1 | 1 |  | 0
SCE Metro | Goodrich | 230 | Wind, Onshore |  |  | 0 | 0 | 0 | 0 | 0 | 0 | 0 | 0 | 0 | 1 | 1 | 1 | 1 |  | 1 | 1 | N/A |  |  |  | N/A | N/A | N/A | N/A | N/A | N/A | N/A | 1 | 1 | 3 | 1 | 2 | 1 | 1 |  | 0
PG&E KERN | Goose Lake | 115 | Wind, Onshore |  |  | 0 | 0 | 0 | 0 | 0 | 0 | 0 | 0 | 0 | 5 | 2 | 5 | 2 |  | 1 | 1 | N/A |  |  |  | N/A | N/A | N/A | N/A | N/A | N/A | N/A | 1 | 1 | 2 | 1 | 1 | 1 | 1 |  | 0
SCE Metro | Gould | 230 | Wind, Onshore |  |  | 0 | 0 | 0 | 0 | 0 | 0 | 0 | 0 | 0 | 1 | 1 | 1 | 1 |  | 1 | 1 | N/A |  |  |  | N/A | N/A | N/A | N/A | N/A | N/A | N/A | 1 | 1 | 4 | 1 | 2 | 1 | 1 |  | 0
PG&E NGBA | Grand Island | 115 | Wind, Onshore |  |  | 0 | 0 | 0 | 0 | 0 | 0 | 0 | 0 | 0 | 5 | 5 | 1 | 1 |  | 1 | 1 | N/A |  |  |  | N/A | N/A | N/A | N/A | N/A | N/A | N/A | 2 | 1 | 4 | 2 | 2 | 1 | 1 |  | 0
SDGE | Granite | 69 | Wind, Onshore |  |  | 0 | 0 | 0 | 0 | 0 | 0 | 0 | 0 | 0 | 1 | 1 | 1 | 1 |  | 1 | 1 | N/A |  |  |  | N/A | N/A | N/A | N/A | N/A | N/A | N/A | 2 | 1 | 2 | 2 | 2 | 1 | 1 |  | 0
PG&E GBA | Grant | 115 | Wind, Onshore |  |  | 0 | 0 | 0 | 0 | 0 | 0 | 0 | 0 | 0 | 5 | 2 | 1 | 1 |  | 1 | 1 | N/A |  |  |  | N/A | N/A | N/A | N/A | N/A | N/A | N/A | 2 | 1 | 2 | 1 | 2 | 1 | 1 |  | 0
PG&E GBA | Green Valley | 115 | Wind, Onshore |  |  | 0 | 0 | 0 | 0 | 0 | 0 | 0 | 0 | 0 | 5 | 4 | 1 | 1 |  | 1 | 1 | N/A |  |  |  | N/A | N/A | N/A | N/A | N/A | N/A | N/A | 2 | 2 | 3 | 2 | 2 | 1 | 1 |  | 0
PG&E NGBA | Greenleaf 1 | 115 | Wind, Onshore |  |  | 0 | 0 | 0 | 0 | 0 | 0 | 0 | 0 | 0 | 5 | 5 | 1 | 1 |  | 1 | 1 | N/A |  |  |  | N/A | N/A | N/A | N/A | N/A | N/A | N/A | 2 | 2 | 1 | 1 | 3 | 1 | 1 |  | 0
PG&E FRESNO | Gregg | 230 | Wind, Onshore |  |  | 0 | 0 | 0 | 0 | 0 | 0 | 0 | 0 | 0 | 5 | 5 | 5 | 2 |  | 1 | 1 | 1 |  |  |  | 1 | 1 | 1 | 1 | 1 | 1 | 1 | 1 | 1 | 3 | 2 | 1 | 1 | 5 |  | 1
PG&E FRESNO | Grimmway-Malaga | 115 | Wind, Onshore |  |  | 0 | 0 | 0 | 0 | 0 | 0 | 0 | 0 | 0 | 5 | 5 | 5 | 2 |  | 1 | 1 | N/A |  |  |  | N/A | N/A | N/A | N/A | N/A | N/A | N/A | 1 | 1 | 2 | 1 | 1 | 1 | 1 |  | 0
PG&E NGBA | Grizzly | 230 | Wind, Onshore |  |  | 0 | 0 | 0 | 0 | 0 | 0 | 0 | 0 | 0 | 5 | 5 | 1 | 1 |  | 2 | 1 | N/A |  |  |  | N/A | N/A | N/A | N/A | N/A | N/A | N/A | 2 | 2 | 4 | 1 | 3 | 1 | 1 |  | 0
PG&E FRESNO | Guernsey | 70 | Wind, Onshore |  |  | 0 | 0 | 0 | 0 | 0 | 0 | 0 | 0 | 0 | 5 | 5 | 5 | 4 |  | 1 | 1 | N/A |  |  |  | N/A | N/A | N/A | N/A | N/A | N/A | N/A | 1 | 1 | 3 | 2 | 1 | 1 | 1 |  | 0
PG&E FRESNO | GWF Hanford | 115 | Wind, Onshore |  |  | 0 | 0 | 0 | 0 | 0 | 0 | 0 | 0 | 0 | 5 | 5 | 5 | 2 |  | 1 | 1 | N/A |  |  |  | N/A | N/A | N/A | N/A | N/A | N/A | N/A | 2 | 1 | 2 | 1 | 1 | 1 | 1 |  | 0
PG&E FRESNO | Haas | 230 | Wind, Onshore |  |  | 0 | 0 | 0 | 0 | 0 | 0 | 0 | 0 | 0 | 5 | 5 | 5 | 2 |  | 1 | 1 | N/A |  |  |  | N/A | N/A | N/A | N/A | N/A | N/A | N/A | 1 | 1 | 4 | 2 | 3 | 1 | 1 |  | 0
PG&E FRESNO | Hammonds | 115 | Wind, Onshore |  |  | 0 | 0 | 0 | 0 | 0 | 0 | 0 | 0 | 0 | 5 | 2 | 5 | 2 |  | 1 | 1 | N/A |  |  |  | N/A | N/A | N/A | N/A | N/A | N/A | N/A | 1 | 1 | 2 | 2 | 1 | 1 | 1 |  | 0
SCE Metro | HarborGen | 230 | Wind, Onshore |  |  | 0 | 0 | 0 | 0 | 0 | 0 | 0 | 0 | 0 | 1 | 1 | 1 | 1 |  | 1 | 1 | N/A |  |  |  | N/A | N/A | N/A | N/A | N/A | N/A | N/A | 1 | 1 | 2 | 1 | 1 | 1 | 1 |  | 0
PG&E NGBA | Harris | 60 | Wind, Onshore |  |  | 0 | 0 | 0 | 0 | 0 | 0 | 0 | 0 | 0 | 5 | 2 | 1 | 1 |  | 1 | 1 | N/A |  |  |  | N/A | N/A | N/A | N/A | N/A | N/A | N/A | 2 | 2 | 2 | 2 | 3 | 1 | 1 |  | 0
EOP | Harry Allen | 500 | Wind, Onshore |  |  | 0 | 0 | 0 | 0 | 0 | 0 | 0 | 0 | 0 | 5 | 2 | 4 | 2 |  | 1 | 1 | N/A |  |  |  | N/A | N/A | N/A | N/A | N/A | N/A | N/A | 2 | 2 | 4 | 1 | 3 | 1 | 1 |  | 0
PG&E NGBA | Hartley | 60 | Wind, Onshore |  |  | 0 | 0 | 0 | 0 | 0 | 0 | 0 | 0 | 0 | 5 | 2 | 1 | 1 |  | 1 | 1 | N/A |  |  |  | N/A | N/A | N/A | N/A | N/A | N/A | N/A | 2 | 2 | 4 | 2 | 3 | 1 | 1 |  | 0
SCE NOL | Harvard | 115 | Wind, Onshore |  |  | 0 | 0 | 0 | 0 | 0 | 0 | 0 | 0 | 0 | 3 | 3 | 1 | 1 |  | 1 | 1 | N/A |  |  |  | N/A | N/A | N/A | N/A | N/A | N/A | N/A | 2 | 1 | 4 | 1 | 1 | 1 | 1 |  | 0
SDGE | Hassayampa | 500 | Wind, Onshore |  |  | 0 | 0 | 0 | 0 | 0 | 0 | 0 | 0 | 0 | 5 | 4 | 4 | 4 |  | 1 | 1 | N/A |  |  |  | N/A | N/A | N/A | N/A | N/A | N/A | N/A | 2 | 1 | 4 | 2 | 3 | 1 | 1 |  | 0
PG&E FRESNO | Helm | 230 | Wind, Onshore |  |  | 0 | 0 | 0 | 0 | 0 | 0 | 0 | 0 | 0 | 5 | 5 | 5 | 2 |  | 1 | 1 | N/A |  |  |  | N/A | N/A | N/A | N/A | N/A | N/A | N/A | 1 | 1 | 2 | 2 | 1 | 1 | 1 |  | 0
PG&E FRESNO | Helm | 70 | Wind, Onshore |  |  | 0 | 0 | 0 | 0 | 0 | 0 | 0 | 0 | 0 | 5 | 2 | 5 | 2 |  | 1 | 1 | N/A |  |  |  | N/A | N/A | N/A | N/A | N/A | N/A | N/A | 1 | 1 | 2 | 2 | 1 | 1 | 1 |  | 0
PG&E FRESNO | Henrietta | 115 | Wind, Onshore |  |  | 0 | 0 | 0 | 0 | 0 | 0 | 0 | 0 | 0 | 5 | 2 | 5 | 2 |  | 1 | 1 | N/A |  |  |  | N/A | N/A | N/A | N/A | N/A | N/A | N/A | 1 | 1 | 1 | 2 | 1 | 1 | 1 |  | 0
PG&E FRESNO | Henrietta | 230 | Wind, Onshore |  |  | 0 | 0 | 0 | 0 | 0 | 0 | 0 | 0 | 0 | 5 | 2 | 5 | 2 |  | 1 | 1 | N/A |  |  |  | N/A | N/A | N/A | N/A | N/A | N/A | N/A | 1 | 1 | 1 | 2 | 1 | 1 | 1 |  | 0
PG&E FRESNO | Henrietta | 70 | Wind, Onshore |  |  | 0 | 0 | 0 | 0 | 0 | 0 | 0 | 0 | 0 | 5 | 5 | 5 | 4 |  | 1 | 1 | N/A |  |  |  | N/A | N/A | N/A | N/A | N/A | N/A | N/A | 1 | 1 | 1 | 2 | 1 | 1 | 1 |  | 0
PG&E FRESNO | Herndon | 115 | Wind, Onshore |  |  | 0 | 0 | 0 | 0 | 0 | 0 | 0 | 0 | 0 | 5 | 2 | 5 | 2 |  | 1 | 1 | N/A |  |  |  | N/A | N/A | N/A | N/A | N/A | N/A | N/A | 1 | 1 | 3 | 2 | 1 | 1 | 1 |  | 0
PG&E FRESNO | Herndon | 230 | Wind, Onshore |  |  | 0 | 0 | 0 | 0 | 0 | 0 | 0 | 0 | 0 | 5 | 4 | 5 | 2 |  | 1 | 1 | N/A |  |  |  | N/A | N/A | N/A | N/A | N/A | N/A | N/A | 1 | 1 | 3 | 2 | 1 | 1 | 1 |  | 0
PG&E GBA | Hicks | 230 | Wind, Onshore |  |  | 0 | 0 | 0 | 0 | 0 | 0 | 0 | 0 | 0 | 5 | 4 | 1 | 1 |  | 1 | 1 | N/A |  |  |  | N/A | N/A | N/A | N/A | N/A | N/A | N/A | 2 | 1 | 4 | 2 | 2 | 1 | 1 |  | 0
PG&E NGBA | Higgins | 115 | Wind, Onshore |  |  | 0 | 0 | 0 | 0 | 0 | 0 | 0 | 0 | 0 | 5 | 5 | 1 | 1 |  | 1 | 1 | N/A |  |  |  | N/A | N/A | N/A | N/A | N/A | N/A | N/A | 2 | 1 | 4 | 1 | 3 | 1 | 1 |  | 0
PG&E NGBA | Hilltop | 345 | Wind, Onshore | YES | Northern CA Wind Mapped to NVE area | 0 | 0 | 0 | 0 | 0 | 0 | 0 | 0 | 0 | 5 | 2 | 1 | 1 |  | 3 | 1 | 1 |  |  |  | 2 | 2 | 1 | 1 | 3 | 2 | 1 | 2 | 2 | 4 | 1 | 3 | 1 | 4 |  | 1
SCE Metro | Hinson | 230 | Wind, Onshore |  |  | 0 | 0 | 0 | 0 | 0 | 0 | 0 | 0 | 0 | 1 | 1 | 1 | 1 |  | 1 | 1 | N/A |  |  |  | N/A | N/A | N/A | N/A | N/A | N/A | N/A | 1 | 1 | 2 | 1 | 1 | 1 | 1 |  | 0
PG&E GBA | Hollister | 115 | Wind, Onshore |  |  | 0 | 0 | 0 | 0 | 0 | 0 | 0 | 0 | 0 | 5 | 4 | 1 | 1 |  | 1 | 1 | N/A |  |  |  | N/A | N/A | N/A | N/A | N/A | N/A | N/A | 2 | 2 | 4 | 2 | 3 | 1 | 1 |  | 0
PG&E NGBA | Homestake | 115 | Wind, Onshore |  |  | 0 | 0 | 0 | 0 | 0 | 0 | 0 | 0 | 0 | 5 | 2 | 1 | 1 |  | 1 | 1 | N/A |  |  |  | N/A | N/A | N/A | N/A | N/A | N/A | N/A | 2 | 1 | 4 | 2 | 3 | 1 | 1 |  | 0
PG&E NGBA | Honcut | 115 | Wind, Onshore |  |  | 0 | 0 | 0 | 0 | 0 | 0 | 0 | 0 | 0 | 5 | 5 | 1 | 1 |  | 1 | 1 | N/A |  |  |  | N/A | N/A | N/A | N/A | N/A | N/A | N/A | 2 | 1 | 4 | 2 | 3 | 1 | 1 |  | 0
SDGE | Hoodoo Wash | 500 | Wind, Onshore |  |  | 0 | 0 | 0 | 0 | 0 | 0 | 0 | 0 | 0 | 5 | 2 | 4 | 2 |  | 1 | 1 | N/A |  |  |  | N/A | N/A | N/A | N/A | N/A | N/A | N/A | 2 | 2 | 4 | 2 | 3 | 1 | 1 |  | 0
PG&E NGBA | Hopland | 115 | Wind, Onshore |  |  | 0 | 0 | 0 | 0 | 0 | 0 | 0 | 0 | 0 | 5 | 2 | 1 | 1 |  | 1 | 1 | N/A |  |  |  | N/A | N/A | N/A | N/A | N/A | N/A | N/A | 2 | 2 | 4 | 2 | 3 | 1 | 1 |  | 0
PG&E NGBA | Hopland | 60 | Wind, Onshore |  |  | 0 | 0 | 0 | 0 | 0 | 0 | 0 | 0 | 0 | 5 | 2 | 1 | 1 |  | 1 | 1 | N/A |  |  |  | N/A | N/A | N/A | N/A | N/A | N/A | N/A | 2 | 2 | 4 | 2 | 3 | 1 | 1 |  | 0
PG&E NGBA | Humboldt | 115 | Wind, Onshore |  |  | 0 | 0 | 0 | 0 | 0 | 0 | 0 | 0 | 0 | 5 | 2 | 1 | 1 |  | 1 | 1 | N/A |  |  |  | N/A | N/A | N/A | N/A | N/A | N/A | N/A | 2 | 2 | 3 | 2 | 3 | 2+ | 1 |  | 1
PG&E NGBA | Humboldt | 60 | Wind, Onshore |  |  | 0 | 0 | 0 | 0 | 0 | 0 | 0 | 0 | 0 | 5 | 2 | 1 | 1 |  | 1 | 1 | N/A |  |  |  | N/A | N/A | N/A | N/A | N/A | N/A | N/A | 2 | 2 | 3 | 2 | 3 | 1 | 1 |  | 0
PG&E NGBA | Humboldt | 500 | Wind, Onshore |  |  | 0 | 170.7 | 170.7 | 0 | 0 | 0 | 0 | 170.7 | 170.7 | 5 | 2 | 1 | 1 |  | 1 | 4 | N/A |  |  |  | N/A | N/A | N/A | N/A | N/A | N/A | N/A | 2 | 2 | 3 | 2 | 3 | 5- | 1 |  | 1
SCE Metro | Huntington Beach | 230 | Wind, Onshore |  |  | 0 | 0 | 0 | 0 | 0 | 0 | 0 | 0 | 0 | 1 | 1 | 1 | 1 |  | 1 | 1 | N/A |  |  |  | N/A | N/A | N/A | N/A | N/A | N/A | N/A | 1 | 1 | 1 | 1 | 2 | 1 | 1 |  | 0
PG&E NGBA | Ignacio | 115 | Wind, Onshore |  |  | 0 | 0 | 0 | 0 | 0 | 0 | 0 | 0 | 0 | 5 | 4 | 1 | 1 |  | 1 | 1 | N/A |  |  |  | N/A | N/A | N/A | N/A | N/A | N/A | N/A | 2 | 1 | 4 | 1 | 3 | 1 | 1 |  | 0
PG&E NGBA | Ignacio | 230 | Wind, Onshore |  |  | 0 | 0 | 0 | 0 | 0 | 0 | 0 | 0 | 0 | 5 | 2 | 1 | 1 |  | 1 | 1 | N/A |  |  |  | N/A | N/A | N/A | N/A | N/A | N/A | N/A | 2 | 1 | 4 | 1 | 3 | 1 | 1 |  | 0
PG&E NGBA | Ignacio | 60 | Wind, Onshore |  |  | 0 | 0 | 0 | 0 | 0 | 0 | 0 | 0 | 0 | 5 | 2 | 1 | 1 |  | 1 | 1 | N/A |  |  |  | N/A | N/A | N/A | N/A | N/A | N/A | N/A | 2 | 1 | 4 | 1 | 3 | 1 | 1 |  | 0
SDGE | Imperial Beach | 69 | Wind, Onshore |  |  | 0 | 0 | 0 | 0 | 0 | 0 | 0 | 0 | 0 | 1 | 1 | 1 | 1 |  | 1 | 1 | N/A |  |  |  | N/A | N/A | N/A | N/A | N/A | N/A | N/A | 2 | 1 | 3 | 1 | 2 | 1 | 1 |  | 0
SDGE | Imperial Valley | 230 | Wind, Onshore |  |  | 0 | 0 | 0 | 0 | 0 | 0 | 0 | 0 | 0 | 1 | 1 | 1 | 1 |  | 1 | 1 | N/A |  |  |  | N/A | N/A | N/A | N/A | N/A | N/A | N/A | 1 | 1 | 2 | 2 | 1 | 1 | 1 |  | 0
SDGE | Imperial Valley | 500 | Wind, Onshore |  |  | 50 | 0 | 50 | 0 | 0 | 0 | 50 | 0 | 50 | 1 | 1 | 1 | 1 |  | 1 | 5 | N/A |  |  |  | N/A | N/A | N/A | N/A | N/A | N/A | N/A | 1 | 1 | 2 | 2 | 1 | 5- | 1 |  | 1
EOP | Innovation | 138 | Wind, Onshore |  |  | 0 | 0 | 0 | 0 | 0 | 0 | 0 | 0 | 0 | 5 | 2 | 4 | 2 |  | 1 | 1 | N/A |  |  |  | N/A | N/A | N/A | N/A | N/A | N/A | N/A | 2 | 2 | 4 | 1 | 3 | 1 | 1 |  | 0
EOP | Innovation | 230 | Wind, Onshore |  |  | 0 | 0 | 0 | 0 | 0 | 0 | 0 | 0 | 0 | 5 | 2 | 4 | 2 |  | 1 | 1 | N/A |  |  |  | N/A | N/A | N/A | N/A | N/A | N/A | N/A | 2 | 2 | 4 | 1 | 3 | 1 | 1 |  | 0
SCE NOL | Inyokern | 115 | Wind, Onshore |  |  | 0 | 0 | 0 | 0 | 0 | 0 | 0 | 0 | 0 | 3 | 3 | 1 | 1 |  | 1 | 1 | N/A |  |  |  | N/A | N/A | N/A | N/A | N/A | N/A | N/A | 2 | 2 | 4 | 1 | 3 | 1 | 1 |  | 0
EOP | IS Tap | 138 | Wind, Onshore |  |  | 0 | 0 | 0 | 0 | 0 | 0 | 0 | 0 | 0 | 5 | 2 | 4 | 2 |  | 1 | 1 | N/A |  |  |  | N/A | N/A | N/A | N/A | N/A | N/A | N/A | 2 | 2 | 4 | 1 | 3 | 1 | 1 |  | 0
EOP | Ivanpah | 115 | Wind, Onshore |  |  | 0 | 0 | 0 | 0 | 0 | 0 | 0 | 0 | 0 | 5 | 2 | 4 | 2 |  | 1 | 1 | N/A |  |  |  | N/A | N/A | N/A | N/A | N/A | N/A | N/A | 2 | 2 | 4 | 1 | 1 | 1 | 1 |  | 0
EOP | Ivanpah | 230 | Wind, Onshore |  |  | 0 | 0 | 0 | 0 | 0 | 0 | 0 | 0 | 0 | 5 | 2 | 4 | 2 |  | 1 | 1 | N/A |  |  |  | N/A | N/A | N/A | N/A | N/A | N/A | N/A | 2 | 2 | 4 | 1 | 1 | 1 | 1 |  | 0
EOP | Jackass (DOE) | 138 | Wind, Onshore |  |  | 0 | 0 | 0 | 0 | 0 | 0 | 0 | 0 | 0 | 5 | 2 | 4 | 2 |  | 1 | 1 | N/A |  |  |  | N/A | N/A | N/A | N/A | N/A | N/A | N/A | 2 | 2 | 4 | 1 | 3 | 1 | 1 |  | 0
PG&E NGBA | James B Black | 230 | Wind, Onshore |  |  | 150 | 0 | 150 | 0 | 0 | 0 | 150 | 0 | 150 | 5 | 2 | 1 | 1 |  | 1 | 2 | N/A |  |  |  | N/A | N/A | N/A | N/A | N/A | N/A | N/A | 2 | 2 | 4 | 2 | 3 | 5- | 1 |  | 1
PG&E GBA | Jefferson | 230 | Wind, Onshore |  |  | 0 | 0 | 0 | 0 | 0 | 0 | 0 | 0 | 0 | 5 | 4 | 1 | 1 |  | 1 | 1 | N/A |  |  |  | N/A | N/A | N/A | N/A | N/A | N/A | N/A | 2 | 1 | 3 | 1 | 2 | 1 | 1 |  | 0
PG&E NGBA | Jessup | 115 | Wind, Onshore |  |  | 110 | 0 | 110 | 0 | 0 | 0 | 110 | 0 | 110 | 5 | 2 | 1 | 1 |  | 1 | 3 | N/A |  |  |  | N/A | N/A | N/A | N/A | N/A | N/A | N/A | 2 | 2 | 3 | 2 | 3 | 5- | 1 |  | 1
SCE Metro | Johanna | 230 | Wind, Onshore |  |  | 0 | 0 | 0 | 0 | 0 | 0 | 0 | 0 | 0 | 1 | 1 | 1 | 1 |  | 1 | 1 | N/A |  |  |  | N/A | N/A | N/A | N/A | N/A | N/A | N/A | 1 | 1 | 2 | 1 | 1 | 1 | 1 |  | 0
SCE Eastern | Julian Hinds | 230 | Wind, Onshore |  |  | 0 | 0 | 0 | 0 | 0 | 0 | 0 | 0 | 0 | 5 | 4 | 1 | 1 |  | 3 | 1 | 1 |  |  |  | 1 | 1 | 1 | 1 | 1 | 1 | 1 | 2 | 1 | 4 | 1 | 3 | 1 | 1 |  | 0
PG&E GBA | Kasson | 115 | Wind, Onshore |  |  | 0 | 0 | 0 | 0 | 0 | 0 | 0 | 0 | 0 | 5 | 5 | 1 | 1 |  | 1 | 1 | N/A |  |  |  | N/A | N/A | N/A | N/A | N/A | N/A | N/A | 1 | 1 | 4 | 2 | 1 | 1 | 1 |  | 0
PG&E GBA | Kasson | 60 | Wind, Onshore |  |  | 0 | 0 | 0 | 0 | 0 | 0 | 0 | 0 | 0 | 5 | 5 | 1 | 1 |  | 1 | 1 | N/A |  |  |  | N/A | N/A | N/A | N/A | N/A | N/A | N/A | 1 | 1 | 4 | 2 | 1 | 1 | 1 |  | 0
PG&E FRESNO | Kearney | 230 | Wind, Onshore |  |  | 0 | 0 | 0 | 0 | 0 | 0 | 0 | 0 | 0 | 5 | 5 | 5 | 2 |  | 1 | 1 | N/A |  |  |  | N/A | N/A | N/A | N/A | N/A | N/A | N/A | 1 | 1 | 3 | 2 | 1 | 1 | 1 |  | 0
PG&E FRESNO | Kearney | 70 | Wind, Onshore |  |  | 0 | 0 | 0 | 0 | 0 | 0 | 0 | 0 | 0 | 5 | 5 | 5 | 2 |  | 1 | 1 | N/A |  |  |  | N/A | N/A | N/A | N/A | N/A | N/A | N/A | 1 | 1 | 3 | 2 | 1 | 1 | 1 |  | 0
PG&E GBA | Kelso | 230 | Wind, Onshore |  |  | 0 | 0 | 0 | 0 | 0 | 0 | 0 | 0 | 0 | 5 | 2 | 1 | 1 |  | 1 | 1 | 4 |  |  |  | 5 | 3 | 2 | 3 | 5 | 1 | 1 | 2 | 1 | 2 | 1 | 2 | 1 | 4 |  | 1
PG&E FRESNO | Kerchoff 1 | 115 | Wind, Onshore |  |  | 0 | 0 | 0 | 0 | 0 | 0 | 0 | 0 | 0 | 5 | 5 | 5 | 2 |  | 1 | 1 | N/A |  |  |  | N/A | N/A | N/A | N/A | N/A | N/A | N/A | 1 | 1 | 4 | 2 | 3 | 1 | 1 |  | 0
PG&E KERN | Kern Oil | 115 | Wind, Onshore |  |  | 0 | 0 | 0 | 0 | 0 | 0 | 0 | 0 | 0 | 5 | 2 | 5 | 4 |  | 1 | 1 | N/A |  |  |  | N/A | N/A | N/A | N/A | N/A | N/A | N/A | 1 | 1 | 1 | 1 | 1 | 1 | 1 |  | 0
PG&E KERN | Kern PP | 115 | Wind, Onshore |  |  | 0 | 0 | 0 | 0 | 0 | 0 | 0 | 0 | 0 | 5 | 2 | 5 | 4 |  | 1 | 1 | N/A |  |  |  | N/A | N/A | N/A | N/A | N/A | N/A | N/A | 1 | 1 | 2 | 1 | 2 | 1 | 1 |  | 0
PG&E KERN | Kern PP | 230 | Wind, Onshore |  |  | 0 | 0 | 0 | 0 | 0 | 0 | 0 | 0 | 0 | 5 | 2 | 5 | 4 |  | 1 | 1 | N/A |  |  |  | N/A | N/A | N/A | N/A | N/A | N/A | N/A | 1 | 1 | 2 | 1 | 2 | 1 | 1 |  | 0
PG&E KERN | Kern PP | 70 | Wind, Onshore |  |  | 0 | 0 | 0 | 0 | 0 | 0 | 0 | 0 | 0 | 5 | 2 | 5 | 2 |  | 1 | 1 | N/A |  |  |  | N/A | N/A | N/A | N/A | N/A | N/A | N/A | 1 | 1 | 2 | 1 | 2 | 1 | 1 |  | 0
PG&E KERN | Kernridge | 115 | Wind, Onshore |  |  | 0 | 0 | 0 | 0 | 0 | 0 | 0 | 0 | 0 | 5 | 2 | 5 | 4 |  | 1 | 1 | N/A |  |  |  | N/A | N/A | N/A | N/A | N/A | N/A | N/A | 1 | 1 | 1 | 1 | 1 | 1 | 1 |  | 0
PG&E FRESNO | Kingsburg | 115 | Wind, Onshore |  |  | 0 | 0 | 0 | 0 | 0 | 0 | 0 | 0 | 0 | 5 | 5 | 5 | 4 |  | 1 | 1 | N/A |  |  |  | N/A | N/A | N/A | N/A | N/A | N/A | N/A | 1 | 1 | 2 | 2 | 1 | 1 | 1 |  | 0
PG&E GBA | Kirker | 115 | Wind, Onshore |  |  | 0 | 0 | 0 | 0 | 0 | 0 | 0 | 0 | 0 | 5 | 2 | 1 | 1 |  | 1 | 1 | N/A |  |  |  | N/A | N/A | N/A | N/A | N/A | N/A | N/A | 2 | 1 | 3 | 1 | 1 | 1 | 1 |  | 0
PG&E NGBA | Knights Landing | 115 | Wind, Onshore |  |  | 0 | 0 | 0 | 0 | 0 | 0 | 0 | 0 | 0 | 5 | 5 | 1 | 1 |  | 1 | 1 | N/A |  |  |  | N/A | N/A | N/A | N/A | N/A | N/A | N/A | 2 | 1 | 4 | 2 | 3 | 1 | 1 |  | 0
PG&E NGBA | Konocti | 60 | Wind, Onshore |  |  | 0 | 0 | 0 | 0 | 0 | 0 | 0 | 0 | 0 | 5 | 2 | 1 | 1 |  | 1 | 1 | N/A |  |  |  | N/A | N/A | N/A | N/A | N/A | N/A | N/A | 2 | 2 | 4 | 2 | 3 | 1 | 1 |  | 0
SCE NOL | Kramer | 115 | Wind, Onshore |  |  | 0 | 0 | 0 | 0 | 0 | 0 | 0 | 0 | 0 | 3 | 3 | 1 | 1 |  | 1 | 1 | N/A |  |  |  | N/A | N/A | N/A | N/A | N/A | N/A | N/A | 2 | 1 | 4 | 1 | 3 | 1 | 1 |  | 0
SCE NOL | Kramer | 230 | Wind, Onshore |  |  | 0 | 0 | 0 | 0 | 0 | 0 | 0 | 0 | 0 | 3 | 3 | 1 | 1 |  | 1 | 1 | N/A |  |  |  | N/A | N/A | N/A | N/A | N/A | N/A | N/A | 2 | 1 | 4 | 1 | 3 | 1 | 1 |  | 0
SCE Metro | La Cienega | 230 | Wind, Onshore |  |  | 0 | 0 | 0 | 0 | 0 | 0 | 0 | 0 | 0 | 1 | 1 | 1 | 1 |  | 1 | 1 | N/A |  |  |  | N/A | N/A | N/A | N/A | N/A | N/A | N/A | 1 | 1 | 2 | 1 | 2 | 1 | 1 |  | 0
SCE Metro | La Fresa | 230 | Wind, Onshore |  |  | 0 | 0 | 0 | 0 | 0 | 0 | 0 | 0 | 0 | 1 | 1 | 1 | 1 |  | 1 | 1 | N/A |  |  |  | N/A | N/A | N/A | N/A | N/A | N/A | N/A | 1 | 1 | 2 | 1 | 2 | 1 | 1 |  | 0
SCE Metro | Laguna Bell | 230 | Wind, Onshore |  |  | 0 | 0 | 0 | 0 | 0 | 0 | 0 | 0 | 0 | 1 | 1 | 1 | 1 |  | 1 | 1 | N/A |  |  |  | N/A | N/A | N/A | N/A | N/A | N/A | N/A | 1 | 1 | 2 | 1 | 1 | 1 | 1 |  | 0
PG&E KERN | Lakeview | 70 | Wind, Onshore |  |  | 0 | 0 | 0 | 0 | 0 | 0 | 0 | 0 | 0 | 5 | 2 | 5 | 4 |  | 1 | 1 | N/A |  |  |  | N/A | N/A | N/A | N/A | N/A | N/A | N/A | 1 | 1 | 4 | 1 | 1 | 1 | 1 |  | 0
PG&E NGBA | Lakeville | 230 | Wind, Onshore |  |  | 0 | 0 | 0 | 0 | 0 | 0 | 0 | 0 | 0 | 5 | 4 | 1 | 1 |  | 1 | 1 | N/A |  |  |  | N/A | N/A | N/A | N/A | N/A | N/A | N/A | 2 | 1 | 4 | 2 | 3 | 1 | 1 |  | 0
PG&E NGBA | Lakeville | 60 | Wind, Onshore |  |  | 0 | 0 | 0 | 0 | 0 | 0 | 0 | 0 | 0 | 5 | 4 | 1 | 1 |  | 1 | 1 | N/A |  |  |  | N/A | N/A | N/A | N/A | N/A | N/A | N/A | 2 | 1 | 4 | 2 | 3 | 1 | 1 |  | 0
PG&E NGBA | Lakeville | 115 | Wind, Onshore |  |  | 0 | 0 | 0 | 0 | 0 | 0 | 0 | 0 | 0 | 5 | 4 | 1 | 1 |  | 1 | 1 | N/A |  |  |  | N/A | N/A | N/A | N/A | N/A | N/A | N/A | 2 | 1 | 4 | 2 | 3 | 1 | 1 |  | 0
PG&E GBA | Lakewood | 115 | Wind, Onshore |  |  | 0 | 0 | 0 | 0 | 0 | 0 | 0 | 0 | 0 | 5 | 2 | 1 | 1 |  | 1 | 1 | N/A |  |  |  | N/A | N/A | N/A | N/A | N/A | N/A | N/A | 2 | 1 | 3 | 1 | 2 | 1 | 1 |  | 0
PG&E NGBA | Lambie | 230 | Wind, Onshore |  |  | 0 | 130 | 130 | 0 | 0 | 0 | 0 | 130 | 130 | 5 | 4 | 1 | 1 |  | 1 | 2 | N/A |  |  |  | N/A | N/A | N/A | N/A | N/A | N/A | N/A | 2 | 1 | 1 | 1 | 1 | 5- | 1 |  | 1
PG&E GBA | Lammers | 115 | Wind, Onshore |  |  | 0 | 0 | 0 | 0 | 0 | 0 | 0 | 0 | 0 | 5 | 5 | 1 | 1 |  | 1 | 1 | N/A |  |  |  | N/A | N/A | N/A | N/A | N/A | N/A | N/A | 1 | 1 | 1 | 2 | 2 | 1 | 1 |  | 0
PG&E KERN | Lamont | 115 | Wind, Onshore |  |  | 0 | 0 | 0 | 0 | 0 | 0 | 0 | 0 | 0 | 5 | 2 | 5 | 4 |  | 1 | 1 | N/A |  |  |  | N/A | N/A | N/A | N/A | N/A | N/A | N/A | 1 | 1 | 2 | 1 | 1 | 1 | 1 |  | 0
PG&E FRESNO | Las Aguilas | 230 | Wind, Onshore |  |  | 0 | 0 | 0 | 0 | 0 | 0 | 0 | 0 | 0 | 5 | 2 | 5 | 2 |  | 1 | 1 | N/A |  |  |  | N/A | N/A | N/A | N/A | N/A | N/A | N/A | 2 | 2 | 4 | 2 | 2 | 1 | 1 |  | 0
EOP | Lathrop | 138 | Wind, Onshore |  |  | 0 | 0 | 0 | 0 | 0 | 0 | 0 | 0 | 0 | 5 | 2 | 4 | 2 |  | 1 | 1 | N/A |  |  |  | N/A | N/A | N/A | N/A | N/A | N/A | N/A | 2 | 2 | 4 | 1 | 3 | 1 | 1 |  | 0
EOP | Lathrop | 230 | Wind, Onshore |  |  | 0 | 0 | 0 | 0 | 0 | 0 | 0 | 0 | 0 | 5 | 2 | 4 | 2 |  | 2 | 1 | 1 |  |  |  | N/A | N/A | N/A | N/A | N/A | N/A | N/A | 2 | 2 | 4 | 1 | 3 | 1 | 5 |  | 1
PG&E FRESNO | Le Grand | 115 | Wind, Onshore |  |  | 0 | 0 | 0 | 0 | 0 | 0 | 0 | 0 | 0 | 5 | 5 | 5 | 2 |  | 1 | 1 | N/A |  |  |  | N/A | N/A | N/A | N/A | N/A | N/A | N/A | 1 | 1 | 3 | 2 | 1 | 1 | 1 |  | 0
PG&E FRESNO | Lemoore | 70 | Wind, Onshore |  |  | 0 | 0 | 0 | 0 | 0 | 0 | 0 | 0 | 0 | 5 | 2 | 5 | 2 |  | 1 | 1 | N/A |  |  |  | N/A | N/A | N/A | N/A | N/A | N/A | N/A | 1 | 1 | 3 | 2 | 2 | 1 | 1 |  | 0
PG&E KERN | Lerdo | 115 | Wind, Onshore |  |  | 0 | 0 | 0 | 0 | 0 | 0 | 0 | 0 | 0 | 5 | 2 | 5 | 4 |  | 1 | 1 | N/A |  |  |  | N/A | N/A | N/A | N/A | N/A | N/A | N/A | 1 | 1 | 4 | 1 | 1 | 1 | 1 |  | 0
SCE Metro | Lewis | 230 | Wind, Onshore |  |  | 0 | 0 | 0 | 0 | 0 | 0 | 0 | 0 | 0 | 1 | 1 | 1 | 1 |  | 1 | 1 | N/A |  |  |  | N/A | N/A | N/A | N/A | N/A | N/A | N/A | 1 | 1 | 3 | 1 | 2 | 1 | 1 |  | 0
SCE Metro | Lighthipe | 230 | Wind, Onshore |  |  | 0 | 0 | 0 | 0 | 0 | 0 | 0 | 0 | 0 | 1 | 1 | 1 | 1 |  | 1 | 1 | N/A |  |  |  | N/A | N/A | N/A | N/A | N/A | N/A | N/A | 1 | 1 | 2 | 1 | 1 | 1 | 1 |  | 0
SDGE | Lilac | 69 | Wind, Onshore |  |  | 0 | 0 | 0 | 0 | 0 | 0 | 0 | 0 | 0 | 1 | 1 | 1 | 1 |  | 1 | 1 | N/A |  |  |  | N/A | N/A | N/A | N/A | N/A | N/A | N/A | 2 | 1 | 3 | 1 | 3 | 1 | 1 |  | 0
PG&E NGBA | Lincoln | 115 | Wind, Onshore |  |  | 0 | 0 | 0 | 0 | 0 | 0 | 0 | 0 | 0 | 5 | 5 | 1 | 1 |  | 1 | 1 | N/A |  |  |  | N/A | N/A | N/A | N/A | N/A | N/A | N/A | 2 | 1 | 3 | 2 | 3 | 1 | 1 |  | 0
PG&E KERN | Live Oak | 115 | Wind, Onshore |  |  | 0 | 0 | 0 | 0 | 0 | 0 | 0 | 0 | 0 | 5 | 2 | 5 | 4 |  | 1 | 1 | N/A |  |  |  | N/A | N/A | N/A | N/A | N/A | N/A | N/A | 1 | 1 | 1 | 1 | 1 | 1 | 1 |  | 0
PG&E GBA | Llagas | 115 | Wind, Onshore |  |  | 0 | 0 | 0 | 0 | 0 | 0 | 0 | 0 | 0 | 5 | 4 | 1 | 1 |  | 1 | 1 | N/A |  |  |  | N/A | N/A | N/A | N/A | N/A | N/A | N/A | 2 | 1 | 2 | 2 | 1 | 1 | 1 |  | 0
PG&E GBA | Lockeford | 115 | Wind, Onshore |  |  | 0 | 0 | 0 | 0 | 0 | 0 | 0 | 0 | 0 | 5 | 5 | 1 | 1 |  | 1 | 1 | N/A |  |  |  | N/A | N/A | N/A | N/A | N/A | N/A | N/A | 1 | 1 | 4 | 2 | 2 | 1 | 1 |  | 0
PG&E GBA | Lockeford | 230 | Wind, Onshore |  |  | 0 | 0 | 0 | 0 | 0 | 0 | 0 | 0 | 0 | 5 | 5 | 1 | 1 |  | 1 | 1 | N/A |  |  |  | N/A | N/A | N/A | N/A | N/A | N/A | N/A | 1 | 1 | 4 | 2 | 2 | 1 | 1 |  | 0
PG&E GBA | Lockeford | 60 | Wind, Onshore |  |  | 0 | 0 | 0 | 0 | 0 | 0 | 0 | 0 | 0 | 5 | 5 | 1 | 1 |  | 1 | 1 | N/A |  |  |  | N/A | N/A | N/A | N/A | N/A | N/A | N/A | 1 | 1 | 4 | 2 | 2 | 1 | 1 |  | 0
PG&E GBA | Lodi | 230 | Wind, Onshore |  |  | 0 | 0 | 0 | 0 | 0 | 0 | 0 | 0 | 0 | 5 | 5 | 1 | 1 |  | 1 | 1 | N/A |  |  |  | N/A | N/A | N/A | N/A | N/A | N/A | N/A | 1 | 1 | 1 | 2 | 1 | 1 | 1 |  | 0
PG&E NGBA | Logan Creek | 230 | Wind, Onshore |  |  | 0 | 0 | 0 | 0 | 0 | 0 | 0 | 0 | 0 | 5 | 2 | 1 | 1 |  | 1 | 1 | N/A |  |  |  | N/A | N/A | N/A | N/A | N/A | N/A | N/A | 2 | 2 | 4 | 1 | 2 | 1 | 1 |  | 0
PG&E GBA | Lone Tree | 230 | Wind, Onshore |  |  | 0 | 0 | 0 | 0 | 0 | 0 | 0 | 0 | 0 | 5 | 2 | 1 | 1 |  | 1 | 1 | N/A |  |  |  | N/A | N/A | N/A | N/A | N/A | N/A | N/A | 2 | 1 | 3 | 1 | 2 | 1 | 1 |  | 0
PG&E FRESNO | Los Banos | 230 | Wind, Onshore |  |  | 0 | 69.3 | 69.3 | 0 | 69.3 | 69.3 | 0 | 0 | 0 | 5 | 2 | 5 | 2 | 3 | 2 | 2 | 5 |  |  |  | 5 | 5 | 1 | 1 | 5 | 4 | 1 | 1 | 1 | 4 | 2 | 1 | 1 | 5 |  | 1
PG&E FRESNO | Los Banos | 500 | Wind, Onshore |  |  | 0 | 0 | 0 | 0 | 0 | 0 | 0 | 0 | 0 | 1 | 1 | 1 | 1 |  | 1 | 1 | N/A |  |  |  | N/A | N/A | N/A | N/A | N/A | N/A | N/A | 1 | 1 | 4 | 2 | 1 | 1 | 1 |  | 0
SDGE | Los Coches | 138 | Wind, Onshore |  |  | 0 | 0 | 0 | 0 | 0 | 0 | 0 | 0 | 0 | 1 | 1 | 1 | 1 |  | 1 | 1 | N/A |  |  |  | N/A | N/A | N/A | N/A | N/A | N/A | N/A | 2 | 2 | 4 | 2 | 3 | 1+ | 1 |  | 1
SDGE | Los Coches | 69 | Wind, Onshore |  |  | 0 | 0 | 0 | 0 | 0 | 0 | 0 | 0 | 0 | 1 | 1 | 1 | 1 |  | 1 | 1 | N/A |  |  |  | N/A | N/A | N/A | N/A | N/A | N/A | N/A | 2 | 2 | 4 | 2 | 3 | 1 | 1 |  | 0
PG&E GBA | Los Esteros | 115 | Wind, Onshore |  |  | 0 | 0 | 0 | 0 | 0 | 0 | 0 | 0 | 0 | 5 | 4 | 1 | 1 |  | 1 | 1 | N/A |  |  |  | N/A | N/A | N/A | N/A | N/A | N/A | N/A | 2 | 1 | 1 | 2 | 1 | 1 | 1 |  | 0
PG&E GBA | Los Esteros | 230 | Wind, Onshore |  |  | 0 | 0 | 0 | 0 | 0 | 0 | 0 | 0 | 0 | 5 | 4 | 1 | 1 |  | 1 | 1 | N/A |  |  |  | N/A | N/A | N/A | N/A | N/A | N/A | N/A | 2 | 1 | 1 | 2 | 1 | 1 | 1 |  | 0
PG&E GBA | Los Positas | 230 | Wind, Onshore |  |  | 0 | 0 | 0 | 0 | 0 | 0 | 0 | 0 | 0 | 5 | 4 | 1 | 1 |  | 1 | 1 | N/A |  |  |  | N/A | N/A | N/A | N/A | N/A | N/A | N/A | 2 | 1 | 3 | 1 | 3 | 1 | 1 |  | 0
PG&E GBA | Los Positas | 60 | Wind, Onshore |  |  | 0 | 0 | 0 | 0 | 0 | 0 | 0 | 0 | 0 | 5 | 2 | 1 | 1 |  | 1 | 1 | N/A |  |  |  | N/A | N/A | N/A | N/A | N/A | N/A | N/A | 2 | 1 | 3 | 1 | 3 | 1 | 1 |  | 0
SDGE | Loveland | 69 | Wind, Onshore |  |  | 0 | 0 | 0 | 0 | 0 | 0 | 0 | 0 | 0 | 1 | 1 | 1 | 1 |  | 1 | 1 | N/A |  |  |  | N/A | N/A | N/A | N/A | N/A | N/A | N/A | 2 | 1 | 3 | 1 | 3 | 1 | 1 |  | 0
SCE NOL | Lugo | 230 | Wind, Onshore |  |  | 0 | 0 | 0 | 0 | 0 | 0 | 0 | 0 | 0 | 1 | 1 | 1 | 1 |  | 1 | 1 | N/A |  |  |  | N/A | N/A | N/A | N/A | N/A | N/A | N/A | 2 | 1 | 4 | 1 | 2 | 1+ | 1 |  | 1
SCE Metro | Lugo | 500 | Wind, Onshore |  |  | 0 | 0 | 0 | 0 | 0 | 0 | 0 | 0 | 0 | 1 | 1 | 1 | 1 |  | 3 | 1 | #N/A |  |  |  | N/A | N/A | N/A | N/A | N/A | N/A | N/A | 2 | 1 | 4 | 1 | 2 | 1 | 1 |  | 0
PG&E FRESNO | Madera | 70 | Wind, Onshore |  |  | 0 | 0 | 0 | 0 | 0 | 0 | 0 | 0 | 0 | 5 | 5 | 5 | 2 |  | 1 | 1 | N/A |  |  |  | N/A | N/A | N/A | N/A | N/A | N/A | N/A | 1 | 1 | 4 | 2 | 1 | 1 | 1 |  | 0
PG&E NGBA | Madison | 115 | Wind, Onshore |  |  | 0 | 95 | 95 | 0 | 0 | 0 | 0 | 95 | 95 | 5 | 2 | 1 | 1 |  | 3 | 4 | 4 |  |  |  | 5 | 3 | 1 | 1 | 3 | 3 | 1 | 2 | 1 | 4 | 2 | 3 | 5- | 1 |  | 1
PG&E KERN | Magunden | 115 | Wind, Onshore |  |  | 0 | 0 | 0 | 0 | 0 | 0 | 0 | 0 | 0 | 5 | 2 | 5 | 4 |  | 1 | 1 | N/A |  |  |  | N/A | N/A | N/A | N/A | N/A | N/A | N/A | 1 | 1 | 2 | 1 | 1 | 1 | 1 |  | 0
SCE Northern | Magunden | 230 | Wind, Onshore |  |  | 0 | 0 | 0 | 0 | 0 | 0 | 0 | 0 | 0 | 5 | 5 | 1 | 1 |  | 1 | 1 | N/A |  |  |  | N/A | N/A | N/A | N/A | N/A | N/A | N/A | 1 | 1 | 2 | 1 | 1 | 1 | 1 |  | 0
PG&E FRESNO | Malaga | 115 | Wind, Onshore |  |  | 0 | 0 | 0 | 0 | 0 | 0 | 0 | 0 | 0 | 5 | 5 | 5 | 4 |  | 1 | 1 | N/A |  |  |  | N/A | N/A | N/A | N/A | N/A | N/A | N/A | 1 | 1 | 1 | 2 | 1 | 1 | 1 |  | 0
PG&E NGBA | Malin | 500 | Wind, Onshore |  |  | 0 | 0 | 0 | 0 | 0 | 0 | 0 | 0 | 0 | 5 | 2 | 1 | 1 |  | 1 | 1 | N/A |  |  |  | N/A | N/A | N/A | N/A | N/A | N/A | N/A | 2 | 2 | 4 | 2 | 3 | 1 | 1 |  | 0
SCE Northern | Mandalay | 230 | Wind, Onshore |  |  | 0 | 0 | 0 | 0 | 0 | 0 | 0 | 0 | 0 | 5 | 2 | 4 | 2 |  | 1 | 1 | N/A |  |  |  | N/A | N/A | N/A | N/A | N/A | N/A | N/A | 2 | 1 | 2 | 1 | 1 | 1 | 1 |  | 0
PG&E FRESNO | Manning | 230 | Wind, Onshore |  |  | 0 | 0 | 0 | 0 | 0 | 0 | 0 | 0 | 0 | 5 | 2 | 5 | 2 |  | 1 | 1 | N/A |  |  |  | N/A | N/A | N/A | N/A | N/A | N/A | N/A | 1 | 1 | 2 | 2 | 1 | 1 | 1 |  | 0
PG&E FRESNO | Manning | 500 | Wind, Onshore |  |  | 0 | 0 | 0 | 0 | 0 | 0 | 0 | 0 | 0 | 1 | 1 | 1 | 1 |  | 1 | 1 | N/A |  |  |  | N/A | N/A | N/A | N/A | N/A | N/A | N/A | 1 | 1 | 2 | 2 | 1 | 1 | 1 |  | 0
PG&E GBA | Manteca | 115 | Wind, Onshore |  |  | 0 | 0 | 0 | 0 | 0 | 0 | 0 | 0 | 0 | 5 | 5 | 5 | 4 |  | 1 | 1 | N/A |  |  |  | N/A | N/A | N/A | N/A | N/A | N/A | N/A | 1 | 1 | 2 | 2 | 2 | 1 | 1 |  | 0
SDGE | Margarita | 138 | Wind, Onshore |  |  | 0 | 0 | 0 | 0 | 0 | 0 | 0 | 0 | 0 | 1 | 1 | 1 | 1 |  | 1 | 1 | N/A |  |  |  | N/A | N/A | N/A | N/A | N/A | N/A | N/A | 1 | 1 | 2 | 1 | 3 | 1 | 1 |  | 0
PG&E GBA | Martin | 230 | Wind, Onshore |  |  | 0 | 0 | 0 | 0 | 0 | 0 | 0 | 0 | 0 | 5 | 2 | 1 | 1 |  | 1 | 1 | N/A |  |  |  | N/A | N/A | N/A | N/A | N/A | N/A | N/A | 2 | 1 | 3 | 1 | 2 | 1 | 1 |  | 0
PG&E GBA | Martin | 115 | Wind, Onshore |  |  | 0 | 0 | 0 | 0 | 0 | 0 | 0 | 0 | 0 | 1 | 1 | 1 | 1 |  | 1 | 1 | N/A |  |  |  | N/A | N/A | N/A | N/A | N/A | N/A | N/A | 2 | 1 | 3 | 1 | 2 | 1 | 1 |  | 0
PG&E GBA | Martinez | 115 | Wind, Onshore |  |  | 0 | 0 | 0 | 0 | 0 | 0 | 0 | 0 | 0 | 5 | 4 | 1 | 1 |  | 1 | 1 | N/A |  |  |  | N/A | N/A | N/A | N/A | N/A | N/A | N/A | 2 | 1 | 1 | 1 | 1 | 1 | 1 |  | 0
PG&E FRESNO | Mc Mullin | 230 | Wind, Onshore |  |  | 0 | 0 | 0 | 0 | 0 | 0 | 0 | 0 | 0 | 5 | 5 | 5 | 2 |  | 1 | 1 | N/A |  |  |  | N/A | N/A | N/A | N/A | N/A | N/A | N/A | 1 | 1 | 3 | 2 | 1 | 1 | 1 |  | 0
PG&E FRESNO | McCall | 115 | Wind, Onshore |  |  | 0 | 0 | 0 | 0 | 0 | 0 | 0 | 0 | 0 | 5 | 5 | 5 | 2 |  | 1 | 1 | N/A |  |  |  | N/A | N/A | N/A | N/A | N/A | N/A | N/A | 1 | 1 | 3 | 2 | 1 | 1 | 1 |  | 0
PG&E FRESNO | McCall | 230 | Wind, Onshore |  |  | 0 | 0 | 0 | 0 | 0 | 0 | 0 | 0 | 0 | 5 | 5 | 5 | 2 |  | 1 | 1 | N/A |  |  |  | N/A | N/A | N/A | N/A | N/A | N/A | N/A | 1 | 1 | 3 | 2 | 1 | 1 | 1 |  | 0
PG&E GBA | Meadow Lane | 115 | Wind, Onshore |  |  | 0 | 0 | 0 | 0 | 0 | 0 | 0 | 0 | 0 | 5 | 2 | 1 | 1 |  | 1 | 1 | N/A |  |  |  | N/A | N/A | N/A | N/A | N/A | N/A | N/A | 2 | 1 | 2 | 1 | 1 | 1 | 1 |  | 0
PG&E GBA | Melones | 115 | Wind, Onshore |  |  | 0 | 0 | 0 | 0 | 0 | 0 | 0 | 0 | 0 | 5 | 5 | 1 | 1 |  | 1 | 1 | N/A |  |  |  | N/A | N/A | N/A | N/A | N/A | N/A | N/A | 2 | 1 | 4 | 1 | 3 | 1 | 1 |  | 0
PG&E GBA | Melones | 230 | Wind, Onshore |  |  | 0 | 0 | 0 | 0 | 0 | 0 | 0 | 0 | 0 | 5 | 5 | 1 | 1 |  | 1 | 1 | N/A |  |  |  | N/A | N/A | N/A | N/A | N/A | N/A | N/A | 2 | 1 | 4 | 1 | 3 | 1 | 1 |  | 0
SDGE | Melrose | 69 | Wind, Onshore |  |  | 0 | 0 | 0 | 0 | 0 | 0 | 0 | 0 | 0 | 1 | 1 | 1 | 1 |  | 1 | 1 | N/A |  |  |  | N/A | N/A | N/A | N/A | N/A | N/A | N/A | 2 | 1 | 3 | 1 | 3 | 1 | 1 |  | 0
PG&E NGBA | Mendocino | 115 | Wind, Onshore |  |  | 0 | 0 | 0 | 0 | 0 | 0 | 0 | 0 | 0 | 5 | 2 | 1 | 1 |  | 1 | 1 | N/A |  |  |  | N/A | N/A | N/A | N/A | N/A | N/A | N/A | 2 | 2 | 4 | 2 | 3 | 1 | 1 |  | 0
PG&E NGBA | Mendocino | 60 | Wind, Onshore |  |  | 0 | 0 | 0 | 0 | 0 | 0 | 0 | 0 | 0 | 5 | 2 | 1 | 1 |  | 1 | 1 | N/A |  |  |  | N/A | N/A | N/A | N/A | N/A | N/A | N/A | 2 | 2 | 4 | 2 | 3 | 1 | 1 |  | 0
PG&E FRESNO | Mendota | 115 | Wind, Onshore |  |  | 0 | 0 | 0 | 0 | 0 | 0 | 0 | 0 | 0 | 5 | 5 | 5 | 2 |  | 1 | 1 | N/A |  |  |  | N/A | N/A | N/A | N/A | N/A | N/A | N/A | 1 | 1 | 3 | 2 | 1 | 1 | 1 |  | 0
PG&E GBA | Menlo | 60 | Wind, Onshore |  |  | 0 | 0 | 0 | 0 | 0 | 0 | 0 | 0 | 0 | 5 | 2 | 1 | 1 |  | 1 | 1 | N/A |  |  |  | N/A | N/A | N/A | N/A | N/A | N/A | N/A | 2 | 1 | 3 | 1 | 2 | 1 | 1 |  | 0
PG&E FRESNO | Merced | 115 | Wind, Onshore |  |  | 0 | 0 | 0 | 0 | 0 | 0 | 0 | 0 | 0 | 5 | 5 | 5 | 2 |  | 1 | 1 | N/A |  |  |  | N/A | N/A | N/A | N/A | N/A | N/A | N/A | 1 | 1 | 4 | 2 | 1 | 1 | 1 |  | 0
EOP | Mercury | 138 | Wind, Onshore |  |  | 0 | 0 | 0 | 0 | 0 | 0 | 0 | 0 | 0 | 5 | 2 | 4 | 2 |  | 1 | 1 | N/A |  |  |  | N/A | N/A | N/A | N/A | N/A | N/A | N/A | 2 | 2 | 4 | 1 | 3 | 1 | 1 |  | 0
PG&E FRESNO | Mercy Springs | 70 | Wind, Onshore |  |  | 0 | 0 | 0 | 0 | 0 | 0 | 0 | 0 | 0 | 5 | 2 | 5 | 2 |  | 1 | 1 | N/A |  |  |  | N/A | N/A | N/A | N/A | N/A | N/A | N/A | 1 | 1 | 4 | 2 | 1 | 1 | 1 |  | 0
PG&E NGBA | Meridian | 60 | Wind, Onshore |  |  | 0 | 0 | 0 | 0 | 0 | 0 | 0 | 0 | 0 | 5 | 2 | 1 | 1 |  | 1 | 1 | N/A |  |  |  | N/A | N/A | N/A | N/A | N/A | N/A | N/A | 2 | 2 | 4 | 1 | 3 | 1 | 1 |  | 0
PG&E KERN | Mesa (PGE) | 115 | Wind, Onshore |  |  | 0 | 0 | 0 | 0 | 0 | 0 | 0 | 0 | 0 | 5 | 2 | 5 | 2 |  | 1 | 1 | N/A |  |  |  | N/A | N/A | N/A | N/A | N/A | N/A | N/A | 2 | 2 | 3 | 2 | 2 | 1 | 1 |  | 0
PG&E KERN | Mesa (PGE) | 230 | Wind, Onshore |  |  | 0 | 0 | 0 | 0 | 0 | 0 | 0 | 0 | 0 | 5 | 2 | 5 | 4 |  | 1 | 1 | N/A |  |  |  | N/A | N/A | N/A | N/A | N/A | N/A | N/A | 2 | 2 | 3 | 2 | 2 | 1 | 1 |  | 0
SCE Metro | Mesa (SCE) | 230 | Wind, Onshore |  |  | 0 | 0 | 0 | 0 | 0 | 0 | 0 | 0 | 0 | 1 | 1 | 1 | 1 |  | 1 | 1 | N/A |  |  |  | N/A | N/A | N/A | N/A | N/A | N/A | N/A | 1 | 1 | 3 | 1 | 2 | 1 | 1 |  | 0
SCE Metro | Mesa (SCE) | 500 | Wind, Onshore |  |  | 0 | 0 | 0 | 0 | 0 | 0 | 0 | 0 | 0 | 1 | 1 | 1 | 1 |  | 1 | 1 | N/A |  |  |  | N/A | N/A | N/A | N/A | N/A | N/A | N/A | 1 | 1 | 3 | 1 | 2 | 1 | 1 |  | 0
SDGE | Mesa Heights | 69 | Wind, Onshore |  |  | 0 | 0 | 0 | 0 | 0 | 0 | 0 | 0 | 0 | 1 | 1 | 1 | 1 |  | 1 | 1 | N/A |  |  |  | N/A | N/A | N/A | N/A | N/A | N/A | N/A | 2 | 1 | 2 | 1 | 3 | 1 | 1 |  | 0
PG&E GBA | Metcalf | 115 | Wind, Onshore |  |  | 0 | 0 | 0 | 0 | 0 | 0 | 0 | 0 | 0 | 5 | 4 | 1 | 1 |  | 1 | 1 | N/A |  |  |  | N/A | N/A | N/A | N/A | N/A | N/A | N/A | 2 | 1 | 1 | 2 | 3 | 1 | 1 |  | 0
PG&E GBA | Metcalf | 230 | Wind, Onshore |  |  | 0 | 0 | 0 | 0 | 0 | 0 | 0 | 0 | 0 | 5 | 4 | 1 | 1 |  | 1 | 1 | N/A |  |  |  | N/A | N/A | N/A | N/A | N/A | N/A | N/A | 2 | 1 | 1 | 2 | 3 | 1 | 1 |  | 0
PG&E GBA | Metcalf | 500 | Wind, Onshore |  |  | 0 | 0 | 0 | 0 | 0 | 0 | 0 | 0 | 0 | 1 | 1 | 1 | 1 | 5 | 1 | 1 | N/A |  |  |  | N/A | N/A | N/A | N/A | N/A | N/A | N/A | 2 | 1 | 1 | 2 | 3 | 1 | 1 |  | 0
PG&E KERN | Midway | 115 | Wind, Onshore |  |  | 0 | 0 | 0 | 0 | 0 | 0 | 0 | 0 | 0 | 5 | 2 | 5 | 4 |  | 3 | 1 | 1 |  |  |  | 1 | 1 | 1 | 1 | 1 | 1 | 1 | 1 | 1 | 3 | 1 | 1 | 1 | 1 |  | 0
PG&E KERN | Midway | 230 | Wind, Onshore |  |  | 0 | 0 | 0 | 0 | 0 | 0 | 0 | 0 | 0 | 5 | 2 | 5 | 4 |  | 1 | 1 | N/A |  |  |  | N/A | N/A | N/A | N/A | N/A | N/A | N/A | 1 | 1 | 3 | 1 | 1 | 1 | 1 |  | 0
PG&E KERN | Midway | 500 | Wind, Onshore |  |  | 0 | 0 | 0 | 0 | 0 | 0 | 0 | 0 | 0 | 5 | 2 | 4 | 4 |  | 1 | 1 | N/A |  |  |  | N/A | N/A | N/A | N/A | N/A | N/A | N/A | 1 | 1 | 3 | 1 | 1 | 1 | 1 |  | 0
SDGE | Miguel | 230 | Wind, Onshore |  |  | 0 | 0 | 0 | 0 | 0 | 0 | 0 | 0 | 0 | 1 | 1 | 1 | 1 |  | 1 | 1 | N/A |  |  |  | N/A | N/A | N/A | N/A | N/A | N/A | N/A | 2 | 1 | 3 | 1 | 2 | 1 | 1 |  | 0
SDGE | Miguel | 500 | Wind, Onshore |  |  | 0 | 0 | 0 | 0 | 0 | 0 | 0 | 0 | 0 | 1 | 1 | 1 | 1 |  | 1 | 1 | N/A |  |  |  | N/A | N/A | N/A | N/A | N/A | N/A | N/A | 2 | 1 | 3 | 1 | 2 | 1 | 1 |  | 0
SDGE | Miguel | 69 | Wind, Onshore |  |  | 0 | 0 | 0 | 0 | 0 | 0 | 0 | 0 | 0 | 1 | 1 | 1 | 1 |  | 1 | 1 | N/A |  |  |  | N/A | N/A | N/A | N/A | N/A | N/A | N/A | 2 | 1 | 3 | 1 | 2 | 1 | 1 |  | 0
PG&E GBA | Millbrae | 115 | Wind, Onshore |  |  | 0 | 0 | 0 | 0 | 0 | 0 | 0 | 0 | 0 | 1 | 1 | 1 | 1 |  | 1 | 1 | N/A |  |  |  | N/A | N/A | N/A | N/A | N/A | N/A | N/A | 2 | 1 | 3 | 1 | 2 | 1 | 1 |  | 0
PG&E GBA | Miller | 115 | Wind, Onshore |  |  | 0 | 0 | 0 | 0 | 0 | 0 | 0 | 0 | 0 | 5 | 5 | 1 | 1 |  | 1 | 1 | N/A |  |  |  | N/A | N/A | N/A | N/A | N/A | N/A | N/A | 1 | 1 | 4 | 2 | 1 | 1 | 1 |  | 0
SCE Metro | Mira Loma | 230 | Wind, Onshore |  |  | 0 | 0 | 0 | 0 | 0 | 0 | 0 | 0 | 0 | 1 | 1 | 1 | 1 |  | 1 | 1 | N/A |  |  |  | N/A | N/A | N/A | N/A | N/A | N/A | N/A | 1 | 1 | 1 | 1 | 1 | 1 | 1 |  | 0
SCE Metro | Mira Loma | 500 | Wind, Onshore |  |  | 0 | 0 | 0 | 0 | 0 | 0 | 0 | 0 | 0 | 1 | 1 | 1 | 1 |  | 1 | 1 | N/A |  |  |  | N/A | N/A | N/A | N/A | N/A | N/A | N/A | 1 | 1 | 1 | 1 | 1 | 1 | 1 |  | 0
SCE Eastern | Mirage | 115 | Wind, Onshore |  |  | 0 | 0 | 0 | 0 | 0 | 0 | 0 | 0 | 0 | 5 | 4 | 1 | 1 |  | 1 | 1 | N/A |  |  |  | N/A | N/A | N/A | N/A | N/A | N/A | N/A | 2 | 1 | 3 | 1 | 3 | 1 | 1 |  | 0
SCE Eastern | Mirage | 230 | Wind, Onshore |  |  | 0 | 0 | 0 | 0 | 0 | 0 | 0 | 0 | 0 | 5 | 4 | 1 | 1 |  | 1 | 1 | N/A |  |  |  | N/A | N/A | N/A | N/A | N/A | N/A | N/A | 2 | 1 | 3 | 1 | 3 | 1 | 1 |  | 0
SDGE | Mission | 138 | Wind, Onshore |  |  | 0 | 0 | 0 | 0 | 0 | 0 | 0 | 0 | 0 | 1 | 1 | 1 | 1 |  | 1 | 1 | N/A |  |  |  | N/A | N/A | N/A | N/A | N/A | N/A | N/A | 2 | 1 | 2 | 1 | 2 | 1 | 1 |  | 0
SDGE | Mission | 230 | Wind, Onshore |  |  | 0 | 0 | 0 | 0 | 0 | 0 | 0 | 0 | 0 | 1 | 1 | 1 | 1 |  | 1 | 1 | N/A |  |  |  | N/A | N/A | N/A | N/A | N/A | N/A | N/A | 2 | 1 | 2 | 1 | 2 | 1 | 1 |  | 0
SDGE | Mission | 69 | Wind, Onshore |  |  | 0 | 0 | 0 | 0 | 0 | 0 | 0 | 0 | 0 | 1 | 1 | 1 | 1 |  | 1 | 1 | N/A |  |  |  | N/A | N/A | N/A | N/A | N/A | N/A | N/A | 2 | 1 | 2 | 1 | 2 | 1 | 1 |  | 0
PG&E GBA | Mi-Wuk | 115 | Wind, Onshore |  |  | 0 | 0 | 0 | 0 | 0 | 0 | 0 | 0 | 0 | 5 | 5 | 1 | 1 |  | 1 | 1 | N/A |  |  |  | N/A | N/A | N/A | N/A | N/A | N/A | N/A | 2 | 1 | 4 | 1 | 3 | 1 | 1 |  | 0
EOP | Mohave | 500 | Wind, Onshore |  |  | 0 | 0 | 0 | 0 | 0 | 0 | 0 | 0 | 0 | 5 | 2 | 4 | 2 | 5 | 3 | 1 | 1 |  |  |  | N/A | N/A | N/A | N/A | N/A | N/A | N/A | 2 | 2 | 3 | 1 | 3 | 1 | 4 |  | 1
PG&E NGBA | Monroe | 115 | Wind, Onshore |  |  | 0 | 0 | 0 | 0 | 0 | 0 | 0 | 0 | 0 | 5 | 2 | 1 | 1 |  | 1 | 1 | N/A |  |  |  | N/A | N/A | N/A | N/A | N/A | N/A | N/A | 2 | 1 | 3 | 2 | 2 | 1 | 1 |  | 0
SDGE | Monserate | 69 | Wind, Onshore |  |  | 0 | 0 | 0 | 0 | 0 | 0 | 0 | 0 | 0 | 1 | 1 | 1 | 1 |  | 1 | 1 | N/A |  |  |  | N/A | N/A | N/A | N/A | N/A | N/A | N/A | 2 | 1 | 3 | 1 | 3 | 1 | 1 |  | 0
PG&E GBA | Monta Vista | 115 | Wind, Onshore |  |  | 0 | 0 | 0 | 0 | 0 | 0 | 0 | 0 | 0 | 5 | 4 | 1 | 1 |  | 1 | 1 | N/A |  |  |  | N/A | N/A | N/A | N/A | N/A | N/A | N/A | 2 | 1 | 3 | 2 | 3 | 1 | 1 |  | 0
PG&E GBA | Monta Vista | 230 | Wind, Onshore |  |  | 0 | 0 | 0 | 0 | 0 | 0 | 0 | 0 | 0 | 5 | 4 | 1 | 1 |  | 1 | 1 | N/A |  |  |  | N/A | N/A | N/A | N/A | N/A | N/A | N/A | 2 | 1 | 3 | 2 | 3 | 1 | 1 |  | 0
PG&E GBA | Monta Vista | 60 | Wind, Onshore |  |  | 0 | 0 | 0 | 0 | 0 | 0 | 0 | 0 | 0 | 5 | 4 | 1 | 1 |  | 1 | 1 | N/A |  |  |  | N/A | N/A | N/A | N/A | N/A | N/A | N/A | 2 | 1 | 3 | 2 | 3 | 1 | 1 |  | 0
PG&E NGBA | Monticello | 115 | Wind, Onshore |  |  | 0 | 0 | 0 | 0 | 0 | 0 | 0 | 0 | 0 | 5 | 2 | 1 | 1 |  | 1 | 1 | N/A |  |  |  | N/A | N/A | N/A | N/A | N/A | N/A | N/A | 2 | 1 | 4 | 2 | 3 | 1 | 1 |  | 0
SCE Northern | Moorpark | 230 | Wind, Onshore |  |  | 0 | 0 | 0 | 0 | 0 | 0 | 0 | 0 | 0 | 5 | 2 | 4 | 2 |  | 1 | 1 | N/A |  |  |  | N/A | N/A | N/A | N/A | N/A | N/A | N/A | 2 | 1 | 4 | 1 | 3 | 1 | 1 |  | 0
SCE Northern | Moorpark | 66 | Wind, Onshore |  |  | 0 | 0 | 0 | 0 | 0 | 0 | 0 | 0 | 0 | 5 | 2 | 4 | 2 |  | 1 | 1 | N/A |  |  |  | N/A | N/A | N/A | N/A | N/A | N/A | N/A | 2 | 1 | 4 | 1 | 3 | 1 | 1 |  | 0
PG&E GBA | Moraga | 115 | Wind, Onshore |  |  | 0 | 0 | 0 | 0 | 0 | 0 | 0 | 0 | 0 | 5 | 2 | 1 | 1 |  | 1 | 1 | N/A |  |  |  | N/A | N/A | N/A | N/A | N/A | N/A | N/A | 2 | 1 | 3 | 1 | 3 | 1 | 1 |  | 0
PG&E GBA | Moraga | 230 | Wind, Onshore |  |  | 0 | 0 | 0 | 0 | 0 | 0 | 0 | 0 | 0 | 5 | 4 | 1 | 1 |  | 1 | 1 | N/A |  |  |  | N/A | N/A | N/A | N/A | N/A | N/A | N/A | 2 | 1 | 3 | 1 | 3 | 1 | 1 |  | 0
PG&E GBA | Morgan Hill | 115 | Wind, Onshore |  |  | 0 | 0 | 0 | 0 | 0 | 0 | 0 | 0 | 0 | 5 | 4 | 1 | 1 |  | 1 | 1 | N/A |  |  |  | N/A | N/A | N/A | N/A | N/A | N/A | N/A | 2 | 1 | 3 | 2 | 2 | 1 | 1 |  | 0
PG&E KERN | Morro Bay | 115 | Wind, Onshore |  |  | 0 | 0 | 0 | 0 | 0 | 0 | 0 | 0 | 0 | 5 | 2 | 5 | 2 |  | 1 | 1 | N/A |  |  |  | N/A | N/A | N/A | N/A | N/A | N/A | N/A | 2 | 2 | 2 | 2 | 3 | 1 | 1 |  | 0
PG&E KERN | Morro Bay | 230 | Wind, Onshore |  |  | 0 | 0 | 0 | 0 | 0 | 0 | 0 | 0 | 0 | 5 | 2 | 5 | 4 |  | 1 | 1 | N/A |  |  |  | N/A | N/A | N/A | N/A | N/A | N/A | N/A | 2 | 2 | 2 | 2 | 3 | 1 | 1 |  | 0
PG&E KERN | Morro Bay | 500 | Wind, Onshore |  |  | 0 | 0 | 0 | 0 | 0 | 0 | 0 | 0 | 0 | 5 | 2 | 4 | 4 |  | 1 | 1 | N/A |  |  |  | N/A | N/A | N/A | N/A | N/A | N/A | N/A | 2 | 2 | 2 | 2 | 3 | 1 | 1 |  | 0
PG&E GBA | Moss Landing | 115 | Wind, Onshore |  |  | 0 | 0 | 0 | 0 | 0 | 0 | 0 | 0 | 0 | 5 | 4 | 1 | 1 |  | 1 | 1 | N/A |  |  |  | N/A | N/A | N/A | N/A | N/A | N/A | N/A | 2 | 2 | 1 | 2 | 2 | 1 | 1 |  | 0
PG&E GBA | Moss Landing | 230 | Wind, Onshore |  |  | 0 | 0 | 0 | 0 | 0 | 0 | 0 | 0 | 0 | 5 | 4 | 1 | 1 |  | 3 | 1 | 1 |  |  |  | 1 | 1 | 2 | 2 | 2 | 1 | 1 | 2 | 2 | 1 | 2 | 2 | 1 | 1 |  | 0
PG&E GBA | Moss Landing | 500 | Wind, Onshore |  |  | 0 | 0 | 0 | 0 | 0 | 0 | 0 | 0 | 0 | 5 | 4 | 1 | 1 |  | 1 | 1 | N/A |  |  |  | N/A | N/A | N/A | N/A | N/A | N/A | N/A | 2 | 2 | 1 | 2 | 2 | 2+ | 1 |  | 1
EOP | Mountain Pass | 115 | Wind, Onshore |  |  | 0 | 0 | 0 | 0 | 0 | 0 | 0 | 0 | 0 | 5 | 2 | 4 | 2 |  | 1 | 1 | N/A |  |  |  | N/A | N/A | N/A | N/A | N/A | N/A | N/A | 2 | 2 | 4 | 1 | 1 | 1 | 1 |  | 0
PG&E GBA | Mountain View | 115 | Wind, Onshore |  |  | 0 | 0 | 0 | 0 | 0 | 0 | 0 | 0 | 0 | 1 | 1 | 1 | 1 |  | 1 | 1 | N/A |  |  |  | N/A | N/A | N/A | N/A | N/A | N/A | N/A | 2 | 1 | 2 | 2 | 2 | 1 | 1 |  | 0
PG&E GBA | Mt Eden | 115 | Wind, Onshore |  |  | 0 | 0 | 0 | 0 | 0 | 0 | 0 | 0 | 0 | 5 | 2 | 1 | 1 |  | 1 | 1 | N/A |  |  |  | N/A | N/A | N/A | N/A | N/A | N/A | N/A | 2 | 1 | 2 | 1 | 2 | 1 | 1 |  | 0
PG&E KERN | Mt Poso | 115 | Wind, Onshore |  |  | 0 | 0 | 0 | 0 | 0 | 0 | 0 | 0 | 0 | 5 | 2 | 5 | 2 |  | 1 | 1 | N/A |  |  |  | N/A | N/A | N/A | N/A | N/A | N/A | N/A | 1 | 1 | 2 | 1 | 1 | 1 | 1 |  | 0
SDGE | Murray | 69 | Wind, Onshore |  |  | 0 | 0 | 0 | 0 | 0 | 0 | 0 | 0 | 0 | 1 | 1 | 1 | 1 |  | 1 | 1 | N/A |  |  |  | N/A | N/A | N/A | N/A | N/A | N/A | N/A | 2 | 1 | 2 | 1 | 2 | 1 | 1 |  | 0
PG&E FRESNO | Mustang | 230 | Wind, Onshore |  |  | 0 | 0 | 0 | 0 | 0 | 0 | 0 | 0 | 0 | 5 | 2 | 5 | 4 |  | 1 | 1 | N/A |  |  |  | N/A | N/A | N/A | N/A | N/A | N/A | N/A | 1 | 1 | 1 | 2 | 1 | 1 | 1 |  | 0
SCE Northern | Neenach | 66 | Wind, Onshore |  |  | 0 | 0 | 0 | 0 | 0 | 0 | 0 | 0 | 0 | 5 | 5 | 1 | 1 |  | 1 | 1 | N/A |  |  |  | N/A | N/A | N/A | N/A | N/A | N/A | N/A | 2 | 1 | 4 | 1 | 3 | 1 | 1 |  | 0
PG&E KERN | New Sub - Gates - Midway (Proposed) | 230 | Wind, Onshore |  |  | 0 | 0 | 0 | 0 | 0 | 0 | 0 | 0 | 0 | 5 | 2 | 5 | 4 |  | 1 | 1 | N/A |  |  |  | N/A | N/A | N/A | N/A | N/A | N/A | N/A | 1 | 1 | 4 | 2 | 1 | 1 | 1 |  | 0
PG&E KERN | New Sub - Gates - Templeton (Proposed) | 230 | Wind, Onshore |  |  | 0 | 0 | 0 | 0 | 0 | 0 | 0 | 0 | 0 | 5 | 2 | 5 | 4 |  | 1 | 1 | N/A |  |  |  | N/A | N/A | N/A | N/A | N/A | N/A | N/A | 1 | 1 | 4 | 2 | 1 | 1 | 1 |  | 0
SCE NOL | New Sub - Kramer - Lugo (Proposed) | 230 | Wind, Onshore |  |  | 0 | 0 | 0 | 0 | 0 | 0 | 0 | 0 | 0 | 3 | 3 | 1 | 1 |  | 1 | 1 | N/A |  |  |  | N/A | N/A | N/A | N/A | N/A | N/A | N/A | 2 | 1 | 2 | 1 | 1 | 1 | 1 |  | 0
PG&E FRESNO | New Sub - Los Banos - Midway (Proposed) | 500 | Wind, Onshore |  |  | 0 | 0 | 0 | 0 | 0 | 0 | 0 | 0 | 0 | 5 | 2 | 4 | 4 |  | 1 | 1 | N/A |  |  |  | N/A | N/A | N/A | N/A | N/A | N/A | N/A | 1 | 1 | 4 | 2 | 1 | 1 | 1 |  | 0
SCE NOL | New Sub - Lugo - Pisgah (Proposed) | 230 | Wind, Onshore |  |  | 0 | 0 | 0 | 0 | 0 | 0 | 0 | 0 | 0 | 1 | 1 | 1 | 1 |  | 2 | 1 | 1 |  |  |  | 2 | 1 | 1 | 1 | 1 | 3 | 1 | 2 | 1 | 3 | 1 | 3 | 1 | 5 |  | 1
PG&E KERN | New Sub - Midway - Wheeler Ridge (Proposed) | 230 | Wind, Onshore |  |  | 0 | 0 | 0 | 0 | 0 | 0 | 0 | 0 | 0 | 5 | 2 | 5 | 4 |  | 1 | 1 | N/A |  |  |  | N/A | N/A | N/A | N/A | N/A | N/A | N/A | 1 | 1 | 3 | 1 | 1 | 1 | 1 |  | 0
PG&E NGBA | New Sub - Near existing Leavitt (PSREC) | 345 | Wind, Onshore | YES | Northern CA Wind Mapped to NVE area | 110 | 0 | 110 | 0 | 0 | 0 | 110 | 0 | 110 | 5 | 2 | 1 | 1 |  | 3 | 2 | 3 |  |  |  | 5 | 2 | 1 | 1 | 2 | 2 | 1 | 2 | 2 | 1 | 1 | 3 | 5- | 4 |  | 1
PG&E NGBA | New Sub - Near existing Madeline (NVE) | 345 | Wind, Onshore | YES | Northern CA Wind Mapped to NVE area | 0 | 0 | 0 | 0 | 0 | 0 | 0 | 0 | 0 | 5 | 2 | 1 | 1 |  | 3 | 1 | 1 |  |  |  | 5 | 1 | 1 | 1 | 1 | 3 | 1 | 2 | 2 | 4 | 1 | 3 | 1 | 4 |  | 1
SDGE | New Sub - North Gila - IV (Proposed) | 500 | Wind, Onshore |  |  | 0 | 0 | 0 | 0 | 0 | 0 | 0 | 0 | 0 | 1 | 1 | 1 | 1 |  | 1 | 1 | N/A |  |  |  | N/A | N/A | N/A | N/A | N/A | N/A | N/A | 2 | 1 | 4 | 2 | 2 | 1 | 1 |  | 0
PG&E NGBA | New Sub - Pit 1 - Cottonwood (Proposed) | 230 | Wind, Onshore |  |  | 0 | 0 | 0 | 0 | 0 | 0 | 0 | 0 | 0 | 5 | 5 | 3 | 3 |  | 2 | 1 | 1 |  |  |  | 5 | 2 | 1 | 1 | 3 | 1 | 1 | 2 | 2 | 4 | 2 | 3 | 4+ | 4 |  | 1
PG&E GBA | New Sub - Rancho Seco - Bellota (Proposed) | 230 | Wind, Onshore |  |  | 0 | 0 | 0 | 0 | 0 | 0 | 0 | 0 | 0 | 5 | 5 | 1 | 1 |  | 1 | 1 | N/A |  |  |  | N/A | N/A | N/A | N/A | N/A | N/A | N/A | 1 | 1 | 4 | 2 | 3 | 1 | 1 |  | 0
SDGE | New Sub - Suncrest - Ocotillo (Proposed) | 500 | Wind, Onshore |  |  | 280 | 0 | 280 | 0 | 0 | 0 | 280 | 0 | 280 | 1 | 1 | 1 | 1 |  | 2 | 2 | 4 |  |  |  | 5 | 2 | 2 | 2 | 3 | 2 | 2 | 2 | 1 | 4 | 1 | 3 | 3+ | 3 |  | 1
PG&E FRESNO | New Sub - Westley - Quinto (Proposed) | 230 | Wind, Onshore |  |  | 0 | 0 | 0 | 0 | 0 | 0 | 0 | 0 | 0 | 1 | 1 | 1 | 1 |  | 1 | 1 | N/A |  |  |  | N/A | N/A | N/A | N/A | N/A | N/A | N/A | 1 | 1 | 4 | 2 | 1 | 1 | 1 |  | 0
PG&E GBA | Newark | 115 | Wind, Onshore |  |  | 0 | 0 | 0 | 0 | 0 | 0 | 0 | 0 | 0 | 5 | 4 | 1 | 1 |  | 1 | 1 | N/A |  |  |  | N/A | N/A | N/A | N/A | N/A | N/A | N/A | 2 | 1 | 3 | 1 | 2 | 1 | 1 |  | 0
PG&E GBA | Newark | 230 | Wind, Onshore |  |  | 0 | 0 | 0 | 0 | 0 | 0 | 0 | 0 | 0 | 5 | 4 | 1 | 1 |  | 1 | 1 | N/A |  |  |  | N/A | N/A | N/A | N/A | N/A | N/A | N/A | 2 | 1 | 3 | 1 | 2 | 1 | 1 |  | 0
PG&E GBA | Newark | 60 | Wind, Onshore |  |  | 0 | 0 | 0 | 0 | 0 | 0 | 0 | 0 | 0 | 5 | 2 | 1 | 1 |  | 1 | 1 | N/A |  |  |  | N/A | N/A | N/A | N/A | N/A | N/A | N/A | 2 | 1 | 3 | 1 | 2 | 1 | 1 |  | 0
PG&E FRESNO | Newhall | 115 | Wind, Onshore |  |  | 0 | 0 | 0 | 0 | 0 | 0 | 0 | 0 | 0 | 5 | 5 | 5 | 2 |  | 1 | 1 | N/A |  |  |  | N/A | N/A | N/A | N/A | N/A | N/A | N/A | 1 | 1 | 4 | 2 | 1 | 1 | 1 |  | 0
PG&E KERN | Norco | 115 | Wind, Onshore |  |  | 0 | 0 | 0 | 0 | 0 | 0 | 0 | 0 | 0 | 5 | 2 | 5 | 4 |  | 2 | 1 | 1 |  |  |  | 1 | 1 | 1 | 1 | 1 | 1 | 1 | 1 | 1 | 3 | 1 | 1 | 1 | 1 |  | 0
PG&E GBA | Nortech | 115 | Wind, Onshore |  |  | 0 | 0 | 0 | 0 | 0 | 0 | 0 | 0 | 0 | 5 | 4 | 1 | 1 |  | 2 | 1 | N/A |  |  |  | N/A | N/A | N/A | N/A | N/A | N/A | N/A | 2 | 1 | 2 | 2 | 1 | 1 | 1 |  | 0
SDGE | North City Metering | 138 | Wind, Onshore |  |  | 0 | 0 | 0 | 0 | 0 | 0 | 0 | 0 | 0 | 1 | 1 | 1 | 1 |  | 2 | 1 | N/A |  |  |  | N/A | N/A | N/A | N/A | N/A | N/A | N/A | 2 | 1 | 2 | 1 | 3 | 1 | 1 |  | 0
PG&E GBA | North Dublin | 230 | Wind, Onshore |  |  | 0 | 0 | 0 | 0 | 0 | 0 | 0 | 0 | 0 | 5 | 4 | 1 | 1 |  | 1 | 1 | N/A |  |  |  | N/A | N/A | N/A | N/A | N/A | N/A | N/A | 2 | 1 | 2 | 1 | 3 | 1 | 1 |  | 0
SDGE | North Gila | 500 | Wind, Onshore |  |  | 0 | 0 | 0 | 0 | 0 | 0 | 0 | 0 | 0 | 1 | 1 | 1 | 1 |  | 1 | 1 | N/A |  |  |  | N/A | N/A | N/A | N/A | N/A | N/A | N/A | 2 | 2 | 4 | 2 | 3 | 1 | 1 |  | 0
SCE Metro | North of SONGS | 230 | Wind, Onshore |  |  | 0 | 0 | 0 | 0 | 0 | 0 | 0 | 0 | 0 | 1 | 1 | 1 | 1 |  | 1 | 1 | N/A |  |  |  | N/A | N/A | N/A | N/A | N/A | N/A | N/A | 2 | 1 | 3 | 1 | 3 | 1 | 1 |  | 0
SCE Metro | North of SONGS | 500 | Wind, Onshore |  |  | 0 | 0 | 0 | 0 | 0 | 0 | 0 | 0 | 0 | 1 | 1 | 1 | 1 |  | 1 | 1 | N/A |  |  |  | N/A | N/A | N/A | N/A | N/A | N/A | N/A | 2 | 1 | 3 | 1 | 3 | 1 | 1 |  | 0
PG&E NGBA | Notre Dame | 115 | Wind, Onshore |  |  | 0 | 0 | 0 | 0 | 0 | 0 | 0 | 0 | 0 | 5 | 2 | 1 | 1 |  | 1 | 1 | N/A |  |  |  | N/A | N/A | N/A | N/A | N/A | N/A | N/A | 2 | 1 | 4 | 2 | 2 | 1 | 1 |  | 0
PG&E GBA | Oakland C | 115 | Wind, Onshore |  |  | 0 | 0 | 0 | 0 | 0 | 0 | 0 | 0 | 0 | 5 | 4 | 1 | 1 |  | 1 | 1 | N/A |  |  |  | N/A | N/A | N/A | N/A | N/A | N/A | N/A | 2 | 1 | 1 | 1 | 2 | 1 | 1 |  | 0
PG&E GBA | Oakland J | 115 | Wind, Onshore |  |  | 0 | 0 | 0 | 0 | 0 | 0 | 0 | 0 | 0 | 5 | 2 | 1 | 1 |  | 1 | 1 | N/A |  |  |  | N/A | N/A | N/A | N/A | N/A | N/A | N/A | 2 | 1 | 2 | 1 | 1 | 1 | 1 |  | 0
PG&E GBA | Oakland L | 115 | Wind, Onshore |  |  | 0 | 0 | 0 | 0 | 0 | 0 | 0 | 0 | 0 | 5 | 2 | 1 | 1 |  | 1 | 1 | N/A |  |  |  | N/A | N/A | N/A | N/A | N/A | N/A | N/A | 2 | 1 | 2 | 1 | 1 | 1 | 1 |  | 0
PG&E GBA | Oakland X | 115 | Wind, Onshore |  |  | 0 | 0 | 0 | 0 | 0 | 0 | 0 | 0 | 0 | 5 | 2 | 1 | 1 |  | 1 | 1 | N/A |  |  |  | N/A | N/A | N/A | N/A | N/A | N/A | N/A | 2 | 1 | 2 | 1 | 2 | 1 | 1 |  | 0
SDGE | Ocean Ranch | 69 | Wind, Onshore |  |  | 0 | 0 | 0 | 0 | 0 | 0 | 0 | 0 | 0 | 1 | 1 | 1 | 1 |  | 1 | 1 | N/A |  |  |  | N/A | N/A | N/A | N/A | N/A | N/A | N/A | 2 | 1 | 4 | 1 | 3 | 1 | 1 |  | 0
PG&E KERN | Oceano | 115 | Wind, Onshore |  |  | 0 | 0 | 0 | 0 | 0 | 0 | 0 | 0 | 0 | 5 | 2 | 5 | 2 |  | 1 | 1 | N/A |  |  |  | N/A | N/A | N/A | N/A | N/A | N/A | N/A | 2 | 2 | 4 | 2 | 3 | 1 | 1 |  | 0
SDGE | Ocotillo Express | 500 | Wind, Onshore |  |  | 130 | 0 | 130 | 0 | 0 | 0 | 130 | 0 | 130 | 1 | 1 | 1 | 1 |  | 1 | 4 | N/A |  |  |  | N/A | N/A | N/A | N/A | N/A | N/A | N/A | 2 | 1 | 4 | 2 | 3 | 5- | 1 |  | 1
PG&E KERN | Old River | 70 | Wind, Onshore |  |  | 0 | 0 | 0 | 0 | 0 | 0 | 0 | 0 | 0 | 5 | 2 | 5 | 4 |  | 1 | 1 | N/A |  |  |  | N/A | N/A | N/A | N/A | N/A | N/A | N/A | 1 | 1 | 4 | 1 | 2 | 1 | 1 |  | 0
SDGE | Old Town | 230 | Wind, Onshore |  |  | 0 | 0 | 0 | 0 | 0 | 0 | 0 | 0 | 0 | 1 | 1 | 1 | 1 |  | 1 | 1 | N/A |  |  |  | N/A | N/A | N/A | N/A | N/A | N/A | N/A | 2 | 1 | 3 | 1 | 2 | 1 | 1 |  | 0
SCE Metro | Olinda | 230 | Wind, Onshore |  |  | 0 | 0 | 0 | 0 | 0 | 0 | 0 | 0 | 0 | 1 | 1 | 1 | 1 |  | 1 | 1 | N/A |  |  |  | N/A | N/A | N/A | N/A | N/A | N/A | N/A | 1 | 1 | 2 | 1 | 2 | 1 | 1 |  | 0
PG&E FRESNO | Olive | 115 | Wind, Onshore |  |  | 0 | 0 | 0 | 0 | 0 | 0 | 0 | 0 | 0 | 5 | 2 | 5 | 4 |  | 1 | 1 | N/A |  |  |  | N/A | N/A | N/A | N/A | N/A | N/A | N/A | 1 | 1 | 4 | 1 | 1 | 1 | 1 |  | 0
PG&E NGBA | Olivehurst | 115 | Wind, Onshore |  |  | 0 | 0 | 0 | 0 | 0 | 0 | 0 | 0 | 0 | 5 | 5 | 1 | 1 |  | 1 | 1 | N/A |  |  |  | N/A | N/A | N/A | N/A | N/A | N/A | N/A | 2 | 2 | 2 | 1 | 2 | 1 | 1 |  | 0
PG&E NGBA | Oregon Trail | 60 | Wind, Onshore |  |  | 0 | 0 | 0 | 0 | 0 | 0 | 0 | 0 | 0 | 5 | 2 | 1 | 1 |  | 1 | 1 | N/A |  |  |  | N/A | N/A | N/A | N/A | N/A | N/A | N/A | 2 | 2 | 3 | 2 | 3 | 1 | 1 |  | 0
SCE Northern | Ormond Beach | 230 | Wind, Onshore |  |  | 0 | 0 | 0 | 0 | 0 | 0 | 0 | 0 | 0 | 5 | 2 | 4 | 2 |  | 1 | 1 | N/A |  |  |  | N/A | N/A | N/A | N/A | N/A | N/A | N/A | 2 | 1 | 1 | 1 | 1 | 1 | 1 |  | 0
PG&E FRESNO | Oro Loma | 115 | Wind, Onshore |  |  | 0 | 0 | 0 | 0 | 0 | 0 | 0 | 0 | 0 | 5 | 2 | 5 | 2 |  | 1 | 1 | N/A |  |  |  | N/A | N/A | N/A | N/A | N/A | N/A | N/A | 1 | 1 | 4 | 2 | 1 | 1 | 1 |  | 0
PG&E FRESNO | Oro Loma | 70 | Wind, Onshore |  |  | 0 | 0 | 0 | 0 | 0 | 0 | 0 | 0 | 0 | 5 | 2 | 5 | 2 |  | 1 | 1 | N/A |  |  |  | N/A | N/A | N/A | N/A | N/A | N/A | N/A | 1 | 1 | 4 | 2 | 1 | 1 | 1 |  | 0
PG&E FRESNO | Orosi | 70 | Wind, Onshore |  |  | 0 | 0 | 0 | 0 | 0 | 0 | 0 | 0 | 0 | 5 | 2 | 5 | 2 |  | 1 | 1 | N/A |  |  |  | N/A | N/A | N/A | N/A | N/A | N/A | N/A | 1 | 1 | 4 | 1 | 1 | 1 | 1 |  | 0
SDGE | Otay | 69 | Wind, Onshore |  |  | 0 | 0 | 0 | 0 | 0 | 0 | 0 | 0 | 0 | 1 | 1 | 1 | 1 |  | 1 | 1 | N/A |  |  |  | N/A | N/A | N/A | N/A | N/A | N/A | N/A | 2 | 1 | 1 | 1 | 1 | 1 | 1 |  | 0
SDGE | Otay Mesa | 230 | Wind, Onshore |  |  | 0 | 0 | 0 | 0 | 0 | 0 | 0 | 0 | 0 | 1 | 1 | 1 | 1 |  | 1 | 1 | N/A |  |  |  | N/A | N/A | N/A | N/A | N/A | N/A | N/A | 2 | 1 | 1 | 1 | 3 | 1 | 1 |  | 0
PG&E FRESNO | Padre Flats SW STA | 230 | Wind, Onshore |  |  | 0 | 0 | 0 | 0 | 0 | 0 | 0 | 0 | 0 | 5 | 2 | 5 | 2 |  | 1 | 1 | N/A |  |  |  | N/A | N/A | N/A | N/A | N/A | N/A | N/A | 1 | 1 | 4 | 2 | 1 | 1 | 1 |  | 0
EOP | Pahrump | 138 | Wind, Onshore |  |  | 0 | 0 | 0 | 0 | 0 | 0 | 0 | 0 | 0 | 5 | 2 | 4 | 2 |  | 1 | 1 | N/A |  |  |  | N/A | N/A | N/A | N/A | N/A | N/A | N/A | 2 | 2 | 4 | 1 | 3 | 1 | 1 |  | 0
EOP | Pahrump | 230 | Wind, Onshore |  |  | 0 | 0 | 0 | 0 | 0 | 0 | 0 | 0 | 0 | 5 | 2 | 4 | 2 |  | 1 | 1 | N/A |  |  |  | N/A | N/A | N/A | N/A | N/A | N/A | N/A | 2 | 2 | 4 | 1 | 3 | 1 | 1 |  | 0
SDGE | Pala | 69 | Wind, Onshore |  |  | 0 | 0 | 0 | 0 | 0 | 0 | 0 | 0 | 0 | 1 | 1 | 1 | 1 |  | 1 | 1 | N/A |  |  |  | N/A | N/A | N/A | N/A | N/A | N/A | N/A | 2 | 1 | 1 | 1 | 3 | 1 | 1 |  | 0
PG&E NGBA | Palermo | 115 | Wind, Onshore |  |  | 0 | 0 | 0 | 0 | 0 | 0 | 0 | 0 | 0 | 5 | 5 | 1 | 1 |  | 1 | 1 | N/A |  |  |  | N/A | N/A | N/A | N/A | N/A | N/A | N/A | 2 | 1 | 2 | 2 | 2 | 1 | 1 |  | 0
PG&E NGBA | Palermo | 230 | Wind, Onshore |  |  | 0 | 0 | 0 | 0 | 0 | 0 | 0 | 0 | 0 | 5 | 5 | 1 | 1 |  | 1 | 1 | N/A |  |  |  | N/A | N/A | N/A | N/A | N/A | N/A | N/A | 2 | 1 | 2 | 2 | 2 | 1 | 1 |  | 0
SCE Eastern | Palo Verde | 500 | Wind, Onshore |  |  | 3000 | 0 | 3000 | 0 | 0 | 0 | 3000 | 0 | 3000 | 5 | 4 | 4 | 4 |  | 2 | 3 | N/A |  |  |  | N/A | N/A | N/A | N/A | N/A | N/A | N/A | 2 | 1 | 4 | 2 | 3 | 5- | 1 |  | 1
SDGE | Palomar Energy | 230 | Wind, Onshore |  |  | 0 | 0 | 0 | 0 | 0 | 0 | 0 | 0 | 0 | 1 | 1 | 1 | 1 |  | 1 | 1 | N/A |  |  |  | N/A | N/A | N/A | N/A | N/A | N/A | N/A | 2 | 1 | 2 | 1 | 3 | 1 | 1 |  | 0
PG&E KERN | Panama | 70 | Wind, Onshore |  |  | 0 | 0 | 0 | 0 | 0 | 0 | 0 | 0 | 0 | 5 | 2 | 5 | 2 |  | 1 | 1 | N/A |  |  |  | N/A | N/A | N/A | N/A | N/A | N/A | N/A | 1 | 1 | 4 | 1 | 1 | 1 | 1 |  | 0
PG&E FRESNO | Panoche | 115 | Wind, Onshore |  |  | 0 | 0 | 0 | 0 | 0 | 0 | 0 | 0 | 0 | 5 | 5 | 5 | 2 |  | 1 | 1 | N/A |  |  |  | N/A | N/A | N/A | N/A | N/A | N/A | N/A | 1 | 1 | 1 | 2 | 1 | 1 | 1 |  | 0
PG&E FRESNO | Panoche | 230 | Wind, Onshore |  |  | 0 | 0 | 0 | 0 | 0 | 0 | 0 | 0 | 0 | 5 | 2 | 5 | 2 |  | 1 | 1 | N/A |  |  |  | N/A | N/A | N/A | N/A | N/A | N/A | N/A | 1 | 1 | 1 | 2 | 1 | 1 | 1 |  | 0
SCE Northern | Pardee | 230 | Wind, Onshore |  |  | 0 | 0 | 0 | 0 | 0 | 0 | 0 | 0 | 0 | 5 | 2 | 4 | 2 |  | 1 | 1 | N/A |  |  |  | N/A | N/A | N/A | N/A | N/A | N/A | N/A | 1 | 1 | 3 | 1 | 3 | 1 | 1 |  | 0
PG&E NGBA | Parkway | 230 | Wind, Onshore |  |  | 0 | 0 | 0 | 0 | 0 | 0 | 0 | 0 | 0 | 5 | 2 | 1 | 1 |  | 1 | 1 | N/A |  |  |  | N/A | N/A | N/A | N/A | N/A | N/A | N/A | 2 | 1 | 4 | 1 | 2 | 1 | 1 |  | 0
SCE Northern | Pastoria | 230 | Wind, Onshore |  |  | 0 | 0 | 0 | 0 | 0 | 0 | 0 | 0 | 0 | 5 | 2 | 4 | 2 |  | 1 | 1 | N/A |  |  |  | N/A | N/A | N/A | N/A | N/A | N/A | N/A | 1 | 1 | 2 | 1 | 3 | 1 | 1 |  | 0
SCE Metro | Pauda | 230 | Wind, Onshore |  |  | 0 | 0 | 0 | 0 | 0 | 0 | 0 | 0 | 0 | 1 | 1 | 1 | 1 |  | 1 | 1 | N/A |  |  |  | N/A | N/A | N/A | N/A | N/A | N/A | N/A | 1 | 1 | 2 | 1 | 2 | 1 | 1 |  | 0
PG&E GBA | Paul Sweet | 115 | Wind, Onshore |  |  | 0 | 0 | 0 | 0 | 0 | 0 | 0 | 0 | 0 | 1 | 1 | 1 | 1 |  | 1 | 1 | N/A |  |  |  | N/A | N/A | N/A | N/A | N/A | N/A | N/A | 2 | 2 | 2 | 2 | 3 | 1 | 1 |  | 0
PG&E NGBA | Peabody | 230 | Wind, Onshore |  |  | 0 | 0 | 0 | 0 | 0 | 0 | 0 | 0 | 0 | 5 | 2 | 1 | 1 |  | 1 | 1 | N/A |  |  |  | N/A | N/A | N/A | N/A | N/A | N/A | N/A | 2 | 1 | 2 | 1 | 2 | 1 | 1 |  | 0
PG&E NGBA | Pease | 115 | Wind, Onshore |  |  | 0 | 0 | 0 | 0 | 0 | 0 | 0 | 0 | 0 | 5 | 5 | 1 | 1 |  | 1 | 1 | N/A |  |  |  | N/A | N/A | N/A | N/A | N/A | N/A | N/A | 2 | 2 | 2 | 1 | 2 | 1 | 1 |  | 0
PG&E NGBA | Pease | 60 | Wind, Onshore |  |  | 0 | 0 | 0 | 0 | 0 | 0 | 0 | 0 | 0 | 5 | 5 | 1 | 1 |  | 1 | 1 | N/A |  |  |  | N/A | N/A | N/A | N/A | N/A | N/A | N/A | 2 | 2 | 2 | 1 | 2 | 1 | 1 |  | 0
SDGE | Penasquitos | 138 | Wind, Onshore |  |  | 0 | 0 | 0 | 0 | 0 | 0 | 0 | 0 | 0 | 1 | 1 | 1 | 1 |  | 1 | 1 | 1 |  |  |  | 1 | 1 | 1 | 2 | 2 | 1 | 1 | 2 | 1 | 2 | 1 | 3 | 1 | 1 |  | 0
SDGE | Penasquitos | 230 | Wind, Onshore |  |  | 0 | 0 | 0 | 0 | 0 | 0 | 0 | 0 | 0 | 1 | 1 | 1 | 1 |  | 1 | 1 | N/A |  |  |  | N/A | N/A | N/A | N/A | N/A | N/A | N/A | 2 | 1 | 2 | 1 | 3 | 1 | 1 |  | 0
SDGE | Penasquitos | 69 | Wind, Onshore |  |  | 0 | 0 | 0 | 0 | 0 | 0 | 0 | 0 | 0 | 1 | 1 | 1 | 1 |  | 4 | 1 | 1 |  |  |  | 1 | 1 | 1 | 2 | 2 | 1 | 1 | 2 | 1 | 2 | 1 | 3 | 1 | 1 |  | 0
SDGE | Pendleton | 69 | Wind, Onshore |  |  | 0 | 0 | 0 | 0 | 0 | 0 | 0 | 0 | 0 | 1 | 1 | 1 | 1 |  | 1 | 1 | N/A |  |  |  | N/A | N/A | N/A | N/A | N/A | N/A | N/A | 2 | 1 | 4 | 1 | 3 | 1 | 1 |  | 0
PG&E NGBA | Penngrove | 115 | Wind, Onshore |  |  | 0 | 0 | 0 | 0 | 0 | 0 | 0 | 0 | 0 | 5 | 2 | 1 | 1 |  | 1 | 1 | N/A |  |  |  | N/A | N/A | N/A | N/A | N/A | N/A | N/A | 2 | 1 | 3 | 2 | 2 | 1 | 1 |  | 0
PG&E GBA | Peoria | 115 | Wind, Onshore |  |  | 0 | 0 | 0 | 0 | 0 | 0 | 0 | 0 | 0 | 5 | 5 | 1 | 1 |  | 2 | 1 | 1 |  |  |  | 1 | 1 | 1 | 1 | 1 | 1 | 1 | 2 | 1 | 4 | 1 | 3 | 1 | 1 |  | 0
PG&E GBA | Piercy | 115 | Wind, Onshore |  |  | 0 | 0 | 0 | 0 | 0 | 0 | 0 | 0 | 0 | 5 | 4 | 1 | 1 |  | 1 | 1 | N/A |  |  |  | N/A | N/A | N/A | N/A | N/A | N/A | N/A | 2 | 1 | 2 | 2 | 2 | 1 | 1 |  | 0
PG&E FRESNO | Pine Flat | 230 | Wind, Onshore |  |  | 0 | 0 | 0 | 0 | 0 | 0 | 0 | 0 | 0 | 5 | 5 | 5 | 2 |  | 1 | 1 | N/A |  |  |  | N/A | N/A | N/A | N/A | N/A | N/A | N/A | 1 | 1 | 4 | 2 | 3 | 1 | 1 |  | 0
SCE NOL | Pisgah | 230 | Wind, Onshore |  |  | 0 | 0 | 0 | 0 | 0 | 0 | 0 | 0 | 0 | 1 | 1 | 1 | 1 |  | 1 | 1 | N/A |  |  |  | N/A | N/A | N/A | N/A | N/A | N/A | N/A | 2 | 1 | 4 | 1 | 1 | 1 | 1 |  | 0
PG&E NGBA | Pit 1 | 230 | Wind, Onshore |  |  | 0 | 0 | 0 | 0 | 0 | 0 | 0 | 0 | 0 | 5 | 5 | 3 | 3 |  | 1 | 1 | N/A |  |  |  | N/A | N/A | N/A | N/A | N/A | N/A | N/A | 2 | 2 | 4 | 2 | 3 | 1 | 1 |  | 0
PG&E NGBA | Pit 1 | 60 | Wind, Onshore |  |  | 0 | 0 | 0 | 0 | 0 | 0 | 0 | 0 | 0 | 5 | 5 | 3 | 3 |  | 1 | 1 | N/A |  |  |  | N/A | N/A | N/A | N/A | N/A | N/A | N/A | 2 | 2 | 4 | 2 | 3 | 1 | 1 |  | 0
PG&E NGBA | Pit 3 | 230 | Wind, Onshore |  |  | 0 | 0 | 0 | 0 | 0 | 0 | 0 | 0 | 0 | 5 | 5 | 3 | 3 |  | 1 | 1 | N/A |  |  |  | N/A | N/A | N/A | N/A | N/A | N/A | N/A | 2 | 2 | 4 | 2 | 3 | 1 | 1 |  | 0
PG&E NGBA | Pit 4 | 230 | Wind, Onshore |  |  | 0 | 0 | 0 | 0 | 0 | 0 | 0 | 0 | 0 | 5 | 2 | 1 | 1 |  | 1 | 1 | N/A |  |  |  | N/A | N/A | N/A | N/A | N/A | N/A | N/A | 2 | 2 | 4 | 2 | 3 | 1 | 1 |  | 0
PG&E GBA | Pittsburg | 115 | Wind, Onshore |  |  | 0 | 0 | 0 | 0 | 0 | 0 | 0 | 0 | 0 | 5 | 4 | 1 | 1 |  | 1 | 1 | N/A |  |  |  | N/A | N/A | N/A | N/A | N/A | N/A | N/A | 2 | 1 | 2 | 1 | 1 | 1 | 1 |  | 0
PG&E GBA | Pittsburg | 230 | Wind, Onshore |  |  | 0 | 0 | 0 | 0 | 0 | 0 | 0 | 0 | 0 | 5 | 4 | 1 | 1 |  | 1 | 1 | N/A |  |  |  | N/A | N/A | N/A | N/A | N/A | N/A | N/A | 2 | 1 | 2 | 1 | 1 | 1 | 1 |  | 0
PG&E NGBA | Pleasant Grove | 115 | Wind, Onshore |  |  | 0 | 0 | 0 | 0 | 0 | 0 | 0 | 0 | 0 | 5 | 5 | 1 | 1 |  | 1 | 1 | N/A |  |  |  | N/A | N/A | N/A | N/A | N/A | N/A | N/A | 2 | 1 | 2 | 2 | 3 | 1 | 1 |  | 0
PG&E NGBA | POE | 230 | Wind, Onshore |  |  | 0 | 0 | 0 | 0 | 0 | 0 | 0 | 0 | 0 | 5 | 5 | 1 | 1 |  | 1 | 1 | N/A |  |  |  | N/A | N/A | N/A | N/A | N/A | N/A | N/A | 2 | 1 | 4 | 2 | 3 | 1 | 1 |  | 0
SDGE | Point Loma | 69 | Wind, Onshore |  |  | 0 | 0 | 0 | 0 | 0 | 0 | 0 | 0 | 0 | 1 | 1 | 1 | 1 |  | 1 | 1 | N/A |  |  |  | N/A | N/A | N/A | N/A | N/A | N/A | N/A | 2 | 1 | 3 | 1 | 2 | 1 | 1 |  | 0
SDGE | Pomerado | 69 | Wind, Onshore |  |  | 0 | 0 | 0 | 0 | 0 | 0 | 0 | 0 | 0 | 1 | 1 | 1 | 1 |  | 1 | 1 | N/A |  |  |  | N/A | N/A | N/A | N/A | N/A | N/A | N/A | 2 | 1 | 3 | 1 | 3 | 1 | 1 |  | 0
PG&E KERN | Poso Mountain | 115 | Wind, Onshore |  |  | 0 | 0 | 0 | 0 | 0 | 0 | 0 | 0 | 0 | 5 | 2 | 5 | 4 |  | 1 | 1 | N/A |  |  |  | N/A | N/A | N/A | N/A | N/A | N/A | N/A | 1 | 1 | 3 | 1 | 2 | 1 | 1 |  | 0
EOP | Primm | 230 | Wind, Onshore |  |  | 0 | 0 | 0 | 0 | 0 | 0 | 0 | 0 | 0 | 5 | 2 | 4 | 2 |  | 1 | 1 | N/A |  |  |  | N/A | N/A | N/A | N/A | N/A | N/A | N/A | 2 | 2 | 4 | 1 | 2 | 1 | 1 |  | 0
PG&E NGBA | Putah Creek | 115 | Wind, Onshore |  |  | 0 | 0 | 0 | 0 | 0 | 0 | 0 | 0 | 0 | 5 | 2 | 1 | 1 |  | 1 | 1 | N/A |  |  |  | N/A | N/A | N/A | N/A | N/A | N/A | N/A | 2 | 1 | 3 | 2 | 3 | 1 | 1 |  | 0
SDGE | Q1806 | 138 | Wind, Onshore |  |  | 0 | 0 | 0 | 0 | 0 | 0 | 0 | 0 | 0 | 1 | 1 | 1 | 1 |  | 1 | 1 | N/A |  |  |  | N/A | N/A | N/A | N/A | N/A | N/A | N/A | 1 | 1 | 2 | 1 | 3 | 1 | 1 |  | 0
PG&E FRESNO | Quinto | 230 | Wind, Onshore |  |  | 0 | 0 | 0 | 0 | 0 | 0 | 0 | 0 | 0 | 5 | 2 | 5 | 2 |  | 1 | 1 | N/A |  |  |  | N/A | N/A | N/A | N/A | N/A | N/A | N/A | 1 | 1 | 4 | 2 | 1 | 1 | 1 |  | 0
PG&E GBA | Race Track | 115 | Wind, Onshore |  |  | 20 | 0 | 20 | 0 | 0 | 0 | 20 | 0 | 20 | 5 | 5 | 1 | 1 |  | 1 | 1 | N/A |  |  |  | N/A | N/A | N/A | N/A | N/A | N/A | N/A | 2 | 1 | 4 | 1 | 3 | 5- | 1 |  | 1
SDGE | Rancho Mission Viejo | 138 | Wind, Onshore |  |  | 0 | 0 | 0 | 0 | 0 | 0 | 0 | 0 | 0 | 1 | 1 | 1 | 1 |  | 1 | 1 | N/A |  |  |  | N/A | N/A | N/A | N/A | N/A | N/A | N/A | 1 | 1 | 2 | 1 | 3 | 1 | 1 |  | 0
PG&E GBA | Rancho Seco | 230 | Wind, Onshore |  |  | 0 | 0 | 0 | 0 | 0 | 0 | 0 | 0 | 0 | 5 | 5 | 1 | 1 |  | 1 | 1 | N/A |  |  |  | N/A | N/A | N/A | N/A | N/A | N/A | N/A | 2 | 1 | 1 | 2 | 3 | 1 | 1 |  | 0
SCE Metro | Rancho Vista | 230 | Wind, Onshore |  |  | 0 | 0 | 0 | 0 | 0 | 0 | 0 | 0 | 0 | 1 | 1 | 1 | 1 |  | 1 | 1 | N/A |  |  |  | N/A | N/A | N/A | N/A | N/A | N/A | N/A | 1 | 1 | 1 | 1 | 1 | 1 | 1 |  | 0
SCE Metro | Rancho Vista | 500 | Wind, Onshore |  |  | 0 | 0 | 0 | 0 | 0 | 0 | 0 | 0 | 0 | 1 | 1 | 1 | 1 |  | 1 | 1 | N/A |  |  |  | N/A | N/A | N/A | N/A | N/A | N/A | N/A | 1 | 1 | 1 | 1 | 1 | 1 | 1 |  | 0
SCE NOL | Ransburg | 115 | Wind, Onshore |  |  | 0 | 0 | 0 | 0 | 0 | 0 | 0 | 0 | 0 | 3 | 3 | 1 | 1 |  | 1 | 1 | N/A |  |  |  | N/A | N/A | N/A | N/A | N/A | N/A | N/A | 2 | 1 | 4 | 1 | 1 | 1 | 1 |  | 0
PG&E GBA | Ravenswood | 115 | Wind, Onshore |  |  | 0 | 0 | 0 | 0 | 0 | 0 | 0 | 0 | 0 | 5 | 2 | 1 | 1 |  | 1 | 1 | N/A |  |  |  | N/A | N/A | N/A | N/A | N/A | N/A | N/A | 2 | 1 | 2 | 1 | 2 | 1 | 1 |  | 0
PG&E GBA | Ravenswood | 230 | Wind, Onshore |  |  | 0 | 0 | 0 | 0 | 0 | 0 | 0 | 0 | 0 | 5 | 2 | 1 | 1 |  | 1 | 1 | N/A |  |  |  | N/A | N/A | N/A | N/A | N/A | N/A | N/A | 2 | 1 | 2 | 1 | 2 | 1 | 1 |  | 0
SCE Northern | Rector | 230 | Wind, Onshore |  |  | 0 | 0 | 0 | 0 | 0 | 0 | 0 | 0 | 0 | 5 | 5 | 1 | 1 |  | 1 | 1 | N/A |  |  |  | N/A | N/A | N/A | N/A | N/A | N/A | N/A | 1 | 1 | 2 | 1 | 2 | 1 | 1 |  | 0
SCE Eastern | Red Bluff | 230 | Wind, Onshore |  |  | 0 | 0 | 0 | 0 | 0 | 0 | 0 | 0 | 0 | 4 | 4 | 4 | 4 |  | 1 | 1 | N/A |  |  |  | N/A | N/A | N/A | N/A | N/A | N/A | N/A | 2 | 2 | 4 | 1 | 3 | 1 | 1 |  | 0
SCE Eastern | Red Bluff | 500 | Wind, Onshore |  |  | 0 | 0 | 0 | 0 | 0 | 0 | 0 | 0 | 0 | 4 | 4 | 4 | 4 |  | 1 | 1 | N/A |  |  |  | N/A | N/A | N/A | N/A | N/A | N/A | N/A | 2 | 2 | 4 | 1 | 3 | 1 | 1 |  | 0
PG&E NGBA | Redbud | 115 | Wind, Onshore |  |  | 0 | 0 | 0 | 0 | 0 | 0 | 0 | 0 | 0 | 5 | 2 | 1 | 1 |  | 1 | 1 | N/A |  |  |  | N/A | N/A | N/A | N/A | N/A | N/A | N/A | 2 | 2 | 4 | 2 | 3 | 1 | 1 |  | 0
SCE Metro | Redondo | 230 | Wind, Onshore |  |  | 0 | 0 | 0 | 0 | 0 | 0 | 0 | 0 | 0 | 1 | 1 | 1 | 1 |  | 1 | 1 | N/A |  |  |  | N/A | N/A | N/A | N/A | N/A | N/A | N/A | 1 | 1 | 2 | 1 | 2 | 1 | 1 |  | 0
PG&E FRESNO | Reedley | 115 | Wind, Onshore |  |  | 0 | 0 | 0 | 0 | 0 | 0 | 0 | 0 | 0 | 5 | 5 | 5 | 4 |  | 1 | 1 | N/A |  |  |  | N/A | N/A | N/A | N/A | N/A | N/A | N/A | 1 | 1 | 4 | 2 | 1 | 1 | 1 |  | 0
PG&E KERN | Renfro | 115 | Wind, Onshore |  |  | 0 | 0 | 0 | 0 | 0 | 0 | 0 | 0 | 0 | 5 | 2 | 5 | 2 |  | 1 | 1 | N/A |  |  |  | N/A | N/A | N/A | N/A | N/A | N/A | N/A | 1 | 1 | 2 | 1 | 2 | 1 | 1 |  | 0
PG&E GBA | Richmond R | 115 | Wind, Onshore |  |  | 0 | 0 | 0 | 0 | 0 | 0 | 0 | 0 | 0 | 5 | 4 | 1 | 1 |  | 1 | 1 | N/A |  |  |  | N/A | N/A | N/A | N/A | N/A | N/A | N/A | 2 | 1 | 2 | 1 | 2 | 1 | 1 |  | 0
PG&E NGBA | Rincon | 115 | Wind, Onshore |  |  | 0 | 0 | 0 | 0 | 0 | 0 | 0 | 0 | 0 | 5 | 2 | 1 | 1 |  | 1 | 1 | N/A |  |  |  | N/A | N/A | N/A | N/A | N/A | N/A | N/A | 2 | 1 | 3 | 2 | 2 | 1 | 1 |  | 0
PG&E KERN | Rio Bravo | 115 | Wind, Onshore |  |  | 0 | 0 | 0 | 0 | 0 | 0 | 0 | 0 | 0 | 5 | 2 | 5 | 2 |  | 1 | 1 | N/A |  |  |  | N/A | N/A | N/A | N/A | N/A | N/A | N/A | 1 | 1 | 2 | 1 | 1 | 1 | 1 |  | 0
SCE Metro | Rio Hondo | 230 | Wind, Onshore |  |  | 0 | 0 | 0 | 0 | 0 | 0 | 0 | 0 | 0 | 1 | 1 | 1 | 1 |  | 1 | 1 | N/A |  |  |  | N/A | N/A | N/A | N/A | N/A | N/A | N/A | 1 | 1 | 4 | 1 | 1 | 1 | 1 |  | 0
PG&E NGBA | Rio Oso | 115 | Wind, Onshore |  |  | 0 | 0 | 0 | 0 | 0 | 0 | 0 | 0 | 0 | 5 | 5 | 1 | 1 |  | 1 | 1 | N/A |  |  |  | N/A | N/A | N/A | N/A | N/A | N/A | N/A | 2 | 1 | 4 | 1 | 3 | 1 | 1 |  | 0
PG&E NGBA | Rio Oso | 230 | Wind, Onshore |  |  | 0 | 0 | 0 | 0 | 0 | 0 | 0 | 0 | 0 | 5 | 5 | 1 | 1 |  | 1 | 1 | N/A |  |  |  | N/A | N/A | N/A | N/A | N/A | N/A | N/A | 2 | 1 | 4 | 1 | 3 | 1 | 1 |  | 0
PG&E GBA | Ripon | 115 | Wind, Onshore |  |  | 0 | 0 | 0 | 0 | 0 | 0 | 0 | 0 | 0 | 5 | 5 | 1 | 1 |  | 1 | 1 | N/A |  |  |  | N/A | N/A | N/A | N/A | N/A | N/A | N/A | 1 | 1 | 2 | 2 | 2 | 1 | 1 |  | 0
PG&E GBA | Riverbank | 115 | Wind, Onshore |  |  | 0 | 0 | 0 | 0 | 0 | 0 | 0 | 0 | 0 | 5 | 5 | 1 | 1 |  | 1 | 1 | N/A |  |  |  | N/A | N/A | N/A | N/A | N/A | N/A | N/A | 1 | 1 | 3 | 2 | 2 | 1 | 1 |  | 0
SCE NOL | Roadway | 115 | Wind, Onshore |  |  | 0 | 0 | 0 | 0 | 0 | 0 | 0 | 0 | 0 | 1 | 1 | 1 | 1 |  | 1 | 1 | N/A |  |  |  | N/A | N/A | N/A | N/A | N/A | N/A | N/A | 2 | 1 | 2 | 1 | 1 | 1 | 1 |  | 0
PG&E NGBA | Rock Creek 1 | 230 | Wind, Onshore |  |  | 0 | 0 | 0 | 0 | 0 | 0 | 0 | 0 | 0 | 5 | 5 | 1 | 1 |  | 1 | 1 | N/A |  |  |  | N/A | N/A | N/A | N/A | N/A | N/A | N/A | 2 | 2 | 4 | 1 | 3 | 1 | 1 |  | 0
SCE Northern | Rosamond | 66 | Wind, Onshore |  |  | 0 | 0 | 0 | 0 | 0 | 0 | 0 | 0 | 0 | 5 | 5 | 1 | 1 |  | 1 | 1 | N/A |  |  |  | N/A | N/A | N/A | N/A | N/A | N/A | N/A | 2 | 1 | 4 | 1 | 3 | 1 | 1 |  | 0
PG&E GBA | Rossmoor | 230 | Wind, Onshore |  |  | 0 | 0 | 0 | 0 | 0 | 0 | 0 | 0 | 0 | 5 | 2 | 1 | 1 |  | 1 | 1 | N/A |  |  |  | N/A | N/A | N/A | N/A | N/A | N/A | N/A | 2 | 1 | 4 | 1 | 3 | 1 | 1 |  | 0
PG&E NGBA | Round Mountain | 230 | Wind, Onshore |  |  | 150 | 0 | 150 | 0 | 0 | 0 | 150 | 0 | 150 | 5 | 2 | 1 | 1 |  | 1 | 2 | 5 |  |  |  | 5 | 5 | 5 | 5 | 5 | 5 | 5 | 2 | 2 | 4 | 2 | 3 | 5- | 1 |  | 1
PG&E NGBA | Round Mountain | 500 | Wind, Onshore |  |  | 0 | 0 | 0 | 0 | 0 | 0 | 0 | 0 | 0 | 5 | 2 | 1 | 1 |  | 1 | 1 | N/A |  |  |  | N/A | N/A | N/A | N/A | N/A | N/A | N/A | 2 | 2 | 4 | 2 | 3 | 1 | 1 |  | 0
PG&E GBA | Salado | 115 | Wind, Onshore |  |  | 0 | 0 | 0 | 0 | 0 | 0 | 0 | 0 | 0 | 5 | 4 | 1 | 1 |  | 1 | 1 | N/A |  |  |  | N/A | N/A | N/A | N/A | N/A | N/A | N/A | 1 | 1 | 4 | 2 | 1 | 1 | 1 |  | 0
PG&E GBA | Salado | 60 | Wind, Onshore |  |  | 0 | 0 | 0 | 0 | 0 | 0 | 0 | 0 | 0 | 5 | 4 | 1 | 1 |  | 1 | 1 | N/A |  |  |  | N/A | N/A | N/A | N/A | N/A | N/A | N/A | 1 | 1 | 4 | 2 | 1 | 1 | 1 |  | 0
PG&E GBA | Salinas | 115 | Wind, Onshore |  |  | 60 | 0 | 60 | 0 | 0 | 0 | 60 | 0 | 60 | 1 | 1 | 1 | 1 |  | 1 | 2 | N/A |  |  |  | N/A | N/A | N/A | N/A | N/A | N/A | N/A | 2 | 2 | 3 | 2 | 2 | 5- | 1 |  | 1
SDGE | Salt Creek | 69 | Wind, Onshore |  |  | 0 | 0 | 0 | 0 | 0 | 0 | 0 | 0 | 0 | 1 | 1 | 1 | 1 |  | 1 | 1 | N/A |  |  |  | N/A | N/A | N/A | N/A | N/A | N/A | N/A | 2 | 1 | 3 | 1 | 2 | 1 | 1 |  | 0
SCE Eastern | San Bernardino | 230 | Wind, Onshore |  |  | 0 | 0 | 0 | 0 | 0 | 0 | 0 | 0 | 0 | 4 | 4 | 1 | 1 |  | 1 | 1 | N/A |  |  |  | N/A | N/A | N/A | N/A | N/A | N/A | N/A | 1 | 1 | 2 | 1 | 2 | 1 | 1 |  | 0
PG&E GBA | SAN FRAN A (POTRERO PP) | 115 | Wind, Onshore |  |  | 0 | 0 | 0 | 0 | 0 | 0 | 0 | 0 | 0 | 5 | 2 | 1 | 1 |  | 1 | 1 | N/A |  |  |  | N/A | N/A | N/A | N/A | N/A | N/A | N/A | 2 | 1 | 2 | 1 | 2 | 1 | 1 |  | 0
PG&E GBA | SAN FRAN A (POTRERO PP) | 230 | Wind, Onshore |  |  | 0 | 0 | 0 | 0 | 0 | 0 | 0 | 0 | 0 | 5 | 2 | 1 | 1 |  | 1 | 1 | N/A |  |  |  | N/A | N/A | N/A | N/A | N/A | N/A | N/A | 2 | 1 | 2 | 1 | 2 | 1 | 1 |  | 0
PG&E GBA | San Jose A | 115 | Wind, Onshore |  |  | 0 | 0 | 0 | 0 | 0 | 0 | 0 | 0 | 0 | 5 | 4 | 1 | 1 |  | 1 | 1 | N/A |  |  |  | N/A | N/A | N/A | N/A | N/A | N/A | N/A | 2 | 1 | 2 | 2 | 2 | 1 | 1 |  | 0
PG&E GBA | San Jose B | 115 | Wind, Onshore |  |  | 0 | 0 | 0 | 0 | 0 | 0 | 0 | 0 | 0 | 5 | 4 | 1 | 1 |  | 1 | 1 | N/A |  |  |  | N/A | N/A | N/A | N/A | N/A | N/A | N/A | 2 | 1 | 3 | 2 | 2 | 1 | 1 |  | 0
PG&E GBA | San Leandro U | 115 | Wind, Onshore |  |  | 0 | 0 | 0 | 0 | 0 | 0 | 0 | 0 | 0 | 5 | 2 | 1 | 1 |  | 1 | 1 | N/A |  |  |  | N/A | N/A | N/A | N/A | N/A | N/A | N/A | 2 | 1 | 3 | 1 | 2 | 1 | 1 |  | 0
PG&E KERN | San Luis Obispo | 115 | Wind, Onshore |  |  | 0 | 0 | 0 | 0 | 0 | 0 | 0 | 0 | 0 | 5 | 2 | 5 | 2 |  | 1 | 1 | N/A |  |  |  | N/A | N/A | N/A | N/A | N/A | N/A | N/A | 2 | 2 | 4 | 2 | 3 | 1 | 1 |  | 0
PG&E KERN | San Luis Obispo | 70 | Wind, Onshore |  |  | 0 | 0 | 0 | 0 | 0 | 0 | 0 | 0 | 0 | 5 | 2 | 5 | 2 |  | 1 | 1 | N/A |  |  |  | N/A | N/A | N/A | N/A | N/A | N/A | N/A | 2 | 2 | 4 | 2 | 3 | 1 | 1 |  | 0
SDGE | San Luis Rey | 230 | Wind, Onshore |  |  | 0 | 0 | 0 | 0 | 0 | 0 | 0 | 0 | 0 | 1 | 1 | 1 | 1 |  | 1 | 1 | N/A |  |  |  | N/A | N/A | N/A | N/A | N/A | N/A | N/A | 2 | 1 | 4 | 1 | 3 | 1 | 1 |  | 0
SDGE | San Luis Rey | 69 | Wind, Onshore |  |  | 0 | 0 | 0 | 0 | 0 | 0 | 0 | 0 | 0 | 1 | 1 | 1 | 1 |  | 1 | 1 | N/A |  |  |  | N/A | N/A | N/A | N/A | N/A | N/A | N/A | 2 | 1 | 4 | 1 | 3 | 1 | 1 |  | 0
SDGE | San Marcos | 69 | Wind, Onshore |  |  | 0 | 0 | 0 | 0 | 0 | 0 | 0 | 0 | 0 | 1 | 1 | 1 | 1 |  | 1 | 1 | N/A |  |  |  | N/A | N/A | N/A | N/A | N/A | N/A | N/A | 2 | 1 | 2 | 1 | 3 | 1 | 1 |  | 0
SCE Metro | San Onofre | 230 | Wind, Onshore |  |  | 0 | 0 | 0 | 0 | 0 | 0 | 0 | 0 | 0 | 1 | 1 | 1 | 1 |  | 1 | 1 | N/A |  |  |  | N/A | N/A | N/A | N/A | N/A | N/A | N/A | 2 | 1 | 4 | 1 | 3 | 1 | 1 |  | 0
PG&E GBA | San Pablo | 115 | Wind, Onshore |  |  | 0 | 0 | 0 | 0 | 0 | 0 | 0 | 0 | 0 | 5 | 4 | 1 | 1 |  | 1 | 1 | N/A |  |  |  | N/A | N/A | N/A | N/A | N/A | N/A | N/A | 2 | 1 | 2 | 1 | 1 | 1 | 1 |  | 0
PG&E GBA | San Ramon | 230 | Wind, Onshore |  |  | 0 | 0 | 0 | 0 | 0 | 0 | 0 | 0 | 0 | 5 | 2 | 1 | 1 |  | 1 | 1 | N/A |  |  |  | N/A | N/A | N/A | N/A | N/A | N/A | N/A | 2 | 1 | 2 | 1 | 3 | 1 | 1 |  | 0
SDGE | San Ysidro | 69 | Wind, Onshore |  |  | 0 | 0 | 0 | 0 | 0 | 0 | 0 | 0 | 0 | 1 | 1 | 1 | 1 |  | 1 | 1 | N/A |  |  |  | N/A | N/A | N/A | N/A | N/A | N/A | N/A | 2 | 1 | 2 | 1 | 2 | 1 | 1 |  | 0
SCE NOL | Sandlot | 230 | Wind, Onshore |  |  | 0 | 0 | 0 | 0 | 0 | 0 | 0 | 0 | 0 | 3 | 3 | 1 | 1 |  | 1 | 1 | N/A |  |  |  | N/A | N/A | N/A | N/A | N/A | N/A | N/A | 2 | 1 | 4 | 1 | 2 | 1 | 1 |  | 0
EOP | Sandy | 138 | Wind, Onshore |  |  | 0 | 0 | 0 | 0 | 0 | 0 | 0 | 0 | 0 | 5 | 2 | 4 | 2 |  | 1 | 1 | N/A |  |  |  | N/A | N/A | N/A | N/A | N/A | N/A | N/A | 2 | 2 | 4 | 1 | 3 | 1 | 1 |  | 0
PG&E FRESNO | Sanger | 115 | Wind, Onshore |  |  | 0 | 0 | 0 | 0 | 0 | 0 | 0 | 0 | 0 | 5 | 5 | 5 | 4 |  | 1 | 1 | N/A |  |  |  | N/A | N/A | N/A | N/A | N/A | N/A | N/A | 1 | 1 | 2 | 2 | 2 | 1 | 1 |  | 0
SCE Northern | Santa Clara | 230 | Wind, Onshore |  |  | 0 | 0 | 0 | 0 | 0 | 0 | 0 | 0 | 0 | 5 | 2 | 4 | 2 |  | 1 | 1 | N/A |  |  |  | N/A | N/A | N/A | N/A | N/A | N/A | N/A | 2 | 1 | 3 | 1 | 2 | 1 | 1 |  | 0
PG&E NGBA | Santa Rosa A | 115 | Wind, Onshore |  |  | 0 | 0 | 0 | 0 | 0 | 0 | 0 | 0 | 0 | 5 | 2 | 1 | 1 |  | 1 | 1 | N/A |  |  |  | N/A | N/A | N/A | N/A | N/A | N/A | N/A | 2 | 1 | 3 | 2 | 2 | 1 | 1 |  | 0
PG&E GBA | Santa Teresa | 115 | Wind, Onshore |  |  | 0 | 0 | 0 | 0 | 0 | 0 | 0 | 0 | 0 | 5 | 4 | 1 | 1 |  | 1 | 1 | N/A |  |  |  | N/A | N/A | N/A | N/A | N/A | N/A | N/A | 2 | 1 | 2 | 2 | 2 | 1 | 1 |  | 0
SDGE | Santee | 138 | Wind, Onshore |  |  | 0 | 0 | 0 | 0 | 0 | 0 | 0 | 0 | 0 | 1 | 1 | 1 | 1 |  | 1 | 1 | N/A |  |  |  | N/A | N/A | N/A | N/A | N/A | N/A | N/A | 2 | 1 | 2 | 1 | 2 | 1 | 1 |  | 0
SCE Metro | Santiago | 230 | Wind, Onshore |  |  | 0 | 0 | 0 | 0 | 0 | 0 | 0 | 0 | 0 | 1 | 1 | 1 | 1 |  | 1 | 1 | N/A |  |  |  | N/A | N/A | N/A | N/A | N/A | N/A | N/A | 1 | 1 | 2 | 1 | 2 | 1 | 1 |  | 0
PG&E GBA | Saratoga | 230 | Wind, Onshore |  |  | 0 | 0 | 0 | 0 | 0 | 0 | 0 | 0 | 0 | 5 | 4 | 1 | 1 |  | 1 | 1 | N/A |  |  |  | N/A | N/A | N/A | N/A | N/A | N/A | N/A | 2 | 1 | 4 | 2 | 3 | 1 | 1 |  | 0
SCE Northern | Saugus | 230 | Wind, Onshore |  |  | 0 | 0 | 0 | 0 | 0 | 0 | 0 | 0 | 0 | 5 | 2 | 4 | 2 |  | 1 | 1 | N/A |  |  |  | N/A | N/A | N/A | N/A | N/A | N/A | N/A | 1 | 1 | 3 | 1 | 3 | 1 | 1 |  | 0
PG&E FRESNO | Schindler | 115 | Wind, Onshore |  |  | 0 | 0 | 0 | 0 | 0 | 0 | 0 | 0 | 0 | 5 | 2 | 5 | 2 |  | 1 | 1 | N/A |  |  |  | N/A | N/A | N/A | N/A | N/A | N/A | N/A | 1 | 1 | 4 | 2 | 1 | 1 | 1 |  | 0
PG&E FRESNO | Schindler | 70 | Wind, Onshore |  |  | 0 | 0 | 0 | 0 | 0 | 0 | 0 | 0 | 0 | 5 | 2 | 5 | 2 |  | 1 | 1 | N/A |  |  |  | N/A | N/A | N/A | N/A | N/A | N/A | N/A | 1 | 1 | 4 | 2 | 1 | 1 | 1 |  | 0
PG&E GBA | Schulte | 115 | Wind, Onshore |  |  | 0 | 0 | 0 | 0 | 0 | 0 | 0 | 0 | 0 | 5 | 5 | 1 | 1 |  | 1 | 1 | N/A |  |  |  | N/A | N/A | N/A | N/A | N/A | N/A | N/A | 1 | 1 | 1 | 2 | 2 | 1 | 1 |  | 0
SDGE | Scripps | 69 | Wind, Onshore |  |  | 0 | 0 | 0 | 0 | 0 | 0 | 0 | 0 | 0 | 1 | 1 | 1 | 1 |  | 1 | 1 | N/A |  |  |  | N/A | N/A | N/A | N/A | N/A | N/A | N/A | 2 | 1 | 2 | 1 | 3 | 1 | 1 |  | 0
PG&E KERN | Semitropic | 115 | Wind, Onshore |  |  | 0 | 0 | 0 | 0 | 0 | 0 | 0 | 0 | 0 | 5 | 2 | 5 | 2 |  | 1 | 1 | N/A |  |  |  | N/A | N/A | N/A | N/A | N/A | N/A | N/A | 1 | 1 | 3 | 1 | 1 | 1 | 1 |  | 0
SCE Metro | Serrano | 230 | Wind, Onshore |  |  | 0 | 0 | 0 | 0 | 0 | 0 | 0 | 0 | 0 | 1 | 1 | 1 | 1 |  | 1 | 1 | N/A |  |  |  | N/A | N/A | N/A | N/A | N/A | N/A | N/A | 1 | 1 | 2 | 1 | 2 | 1 | 1 |  | 0
SCE Metro | Serrano | 500 | Wind, Onshore |  |  | 0 | 0 | 0 | 0 | 0 | 0 | 0 | 0 | 0 | 1 | 1 | 1 | 1 |  | 1 | 1 | N/A |  |  |  | N/A | N/A | N/A | N/A | N/A | N/A | N/A | 1 | 1 | 2 | 1 | 2 | 1 | 1 |  | 0
SDGE | Shadowridge | 138 | Wind, Onshore |  |  | 0 | 0 | 0 | 0 | 0 | 0 | 0 | 0 | 0 | 1 | 1 | 1 | 1 |  | 1 | 1 | N/A |  |  |  | N/A | N/A | N/A | N/A | N/A | N/A | N/A | 2 | 1 | 3 | 1 | 3 | 1 | 1 |  | 0
PG&E KERN | Shafter | 115 | Wind, Onshore |  |  | 0 | 0 | 0 | 0 | 0 | 0 | 0 | 0 | 0 | 5 | 2 | 5 | 4 |  | 1 | 1 | N/A |  |  |  | N/A | N/A | N/A | N/A | N/A | N/A | N/A | 1 | 1 | 3 | 1 | 1 | 1 | 1 |  | 0
PG&E NGBA | Silverado | 115 | Wind, Onshore |  |  | 0 | 0 | 0 | 0 | 0 | 0 | 0 | 0 | 0 | 5 | 2 | 1 | 1 |  | 1 | 1 | N/A |  |  |  | N/A | N/A | N/A | N/A | N/A | N/A | N/A | 2 | 1 | 4 | 2 | 3 | 1 | 1 |  | 0
SDGE | Silvergate | 230 | Wind, Onshore |  |  | 0 | 0 | 0 | 0 | 0 | 0 | 0 | 0 | 0 | 1 | 1 | 1 | 1 |  | 1 | 1 | N/A |  |  |  | N/A | N/A | N/A | N/A | N/A | N/A | N/A | 2 | 1 | 1 | 1 | 1 | 1 | 1 |  | 0
SDGE | Silvergate | 69 | Wind, Onshore |  |  | 0 | 0 | 0 | 0 | 0 | 0 | 0 | 0 | 0 | 1 | 1 | 1 | 1 |  | 1 | 1 | N/A |  |  |  | N/A | N/A | N/A | N/A | N/A | N/A | N/A | 2 | 1 | 1 | 1 | 1 | 1 | 1 |  | 0
PG&E KERN | Sisquoc | 115 | Wind, Onshore |  |  | 0 | 0 | 0 | 0 | 0 | 0 | 0 | 0 | 0 | 5 | 2 | 5 | 2 |  | 1 | 1 | N/A |  |  |  | N/A | N/A | N/A | N/A | N/A | N/A | N/A | 2 | 2 | 4 | 1 | 3 | 1 | 1 |  | 0
EOP | Sloan Canyon | 230 | Wind, Onshore |  |  | 321 | 0 | 321 | 0 | 0 | 0 | 321 | 0 | 321 | 5 | 2 | 4 | 2 |  | 2 | 1 | 2 |  |  |  | N/A | N/A | N/A | N/A | N/A | N/A | N/A | 2 | 2 | 3 | 1 | 3 | 1 | 1 |  | 1
EOP | Sloan Canyon | 500 | Wind, Onshore |  |  | 0 | 0 | 0 | 0 | 0 | 0 | 0 | 0 | 0 | 5 | 2 | 4 | 2 |  | 1 | 1 | N/A |  |  |  | N/A | N/A | N/A | N/A | N/A | N/A | N/A | 2 | 2 | 3 | 1 | 3 | 1 | 1 |  | 0
PG&E KERN | Smyrna | 115 | Wind, Onshore |  |  | 0 | 0 | 0 | 0 | 0 | 0 | 0 | 0 | 0 | 5 | 2 | 5 | 4 |  | 1 | 1 | N/A |  |  |  | N/A | N/A | N/A | N/A | N/A | N/A | N/A | 1 | 1 | 4 | 1 | 1 | 1 | 1 |  | 0
PG&E GBA | Sobrante | 115 | Wind, Onshore |  |  | 0 | 0 | 0 | 0 | 0 | 0 | 0 | 0 | 0 | 5 | 4 | 1 | 1 |  | 1 | 1 | N/A |  |  |  | N/A | N/A | N/A | N/A | N/A | N/A | N/A | 2 | 1 | 2 | 1 | 3 | 1 | 1 |  | 0
PG&E GBA | Sobrante | 230 | Wind, Onshore |  |  | 0 | 0 | 0 | 0 | 0 | 0 | 0 | 0 | 0 | 5 | 4 | 1 | 1 |  | 1 | 1 | N/A |  |  |  | N/A | N/A | N/A | N/A | N/A | N/A | N/A | 2 | 1 | 2 | 1 | 3 | 1 | 1 |  | 0
PG&E KERN | Solar | 230 | Wind, Onshore |  |  | 0 | 0 | 0 | 0 | 0 | 0 | 0 | 0 | 0 | 5 | 2 | 5 | 4 |  | 1 | 1 | N/A |  |  |  | N/A | N/A | N/A | N/A | N/A | N/A | N/A | 2 | 1 | 4 | 2 | 3 | 1 | 1 |  | 0
PG&E GBA | Soledad | 115 | Wind, Onshore |  |  | 50 | 0 | 50 | 0 | 0 | 0 | 50 | 0 | 50 | 1 | 1 | 1 | 1 |  | 1 | 2 | N/A |  |  |  | N/A | N/A | N/A | N/A | N/A | N/A | N/A | 2 | 2 | 4 | 2 | 3 | 5- | 1 |  | 1
PG&E GBA | Soledad | 60 | Wind, Onshore |  |  | 0 | 0 | 0 | 0 | 0 | 0 | 0 | 0 | 0 | 5 | 4 | 1 | 1 |  | 1 | 1 | 5 |  |  |  | 5 | 4 | 3 | 3 | 4 | 4 | 3 | 2 | 2 | 4 | 2 | 3 | 1 | 1 |  | 0
SDGE | Spring Valley | 69 | Wind, Onshore |  |  | 0 | 0 | 0 | 0 | 0 | 0 | 0 | 0 | 0 | 1 | 1 | 1 | 1 |  | 1 | 1 | N/A |  |  |  | N/A | N/A | N/A | N/A | N/A | N/A | N/A | 2 | 1 | 2 | 1 | 2 | 1 | 1 |  | 0
SCE Northern | Springville | 230 | Wind, Onshore |  |  | 0 | 0 | 0 | 0 | 0 | 0 | 0 | 0 | 0 | 5 | 5 | 1 | 1 |  | 1 | 1 | N/A |  |  |  | N/A | N/A | N/A | N/A | N/A | N/A | N/A | 1 | 1 | 4 | 1 | 1 | 1 | 1 |  | 0
PG&E GBA | Stagg | 230 | Wind, Onshore |  |  | 0 | 0 | 0 | 0 | 0 | 0 | 0 | 0 | 0 | 5 | 5 | 1 | 1 |  | 1 | 1 | N/A |  |  |  | N/A | N/A | N/A | N/A | N/A | N/A | N/A | 1 | 1 | 3 | 2 | 2 | 1 | 1 |  | 0
PG&E GBA | Standard Oil | 115 | Wind, Onshore |  |  | 0 | 0 | 0 | 0 | 0 | 0 | 0 | 0 | 0 | 5 | 4 | 1 | 1 |  | 1 | 1 | N/A |  |  |  | N/A | N/A | N/A | N/A | N/A | N/A | N/A | 2 | 1 | 1 | 1 | 2 | 1 | 1 |  | 0
PG&E GBA | Stanislaus | 115 | Wind, Onshore |  |  | 0 | 0 | 0 | 0 | 0 | 0 | 0 | 0 | 0 | 5 | 5 | 1 | 1 |  | 1 | 1 | N/A |  |  |  | N/A | N/A | N/A | N/A | N/A | N/A | N/A | 2 | 1 | 4 | 1 | 3 | 1 | 1 |  | 0
PG&E KERN | Stockdale | 115 | Wind, Onshore |  |  | 0 | 0 | 0 | 0 | 0 | 0 | 0 | 0 | 0 | 5 | 2 | 5 | 2 |  | 1 | 1 | N/A |  |  |  | N/A | N/A | N/A | N/A | N/A | N/A | N/A | 1 | 1 | 2 | 1 | 2 | 1 | 1 |  | 0
PG&E KERN | Stockdale | 230 | Wind, Onshore |  |  | 0 | 0 | 0 | 0 | 0 | 0 | 0 | 0 | 0 | 5 | 2 | 5 | 2 |  | 1 | 1 | N/A |  |  |  | N/A | N/A | N/A | N/A | N/A | N/A | N/A | 1 | 1 | 2 | 1 | 2 | 1 | 1 |  | 0
PG&E GBA | Stockton A | 115 | Wind, Onshore |  |  | 0 | 0 | 0 | 0 | 0 | 0 | 0 | 0 | 0 | 5 | 5 | 1 | 1 |  | 1 | 1 | N/A |  |  |  | N/A | N/A | N/A | N/A | N/A | N/A | N/A | 1 | 1 | 3 | 2 | 1 | 1 | 1 |  | 0
PG&E GBA | Stone | 115 | Wind, Onshore |  |  | 0 | 0 | 0 | 0 | 0 | 0 | 0 | 0 | 0 | 5 | 4 | 1 | 1 |  | 1 | 1 | N/A |  |  |  | N/A | N/A | N/A | N/A | N/A | N/A | N/A | 2 | 1 | 3 | 2 | 2 | 1 | 1 |  | 0
PG&E FRESNO | Storey | 230 | Wind, Onshore |  |  | 0 | 0 | 0 | 0 | 0 | 0 | 0 | 0 | 0 | 5 | 5 | 5 | 4 |  | 1 | 1 | N/A |  |  |  | N/A | N/A | N/A | N/A | N/A | N/A | N/A | 1 | 1 | 4 | 2 | 1 | 1 | 1 |  | 0
PG&E NGBA | Summit | 115 | Wind, Onshore |  |  | 0 | 0 | 0 | 0 | 0 | 0 | 0 | 0 | 0 | 5 | 5 | 1 | 1 |  | 1 | 1 | N/A |  |  |  | N/A | N/A | N/A | N/A | N/A | N/A | N/A | 2 | 1 | 4 | 2 | 3 | 1 | 1 |  | 0
SDGE | Suncrest | 230 | Wind, Onshore |  |  | 0 | 0 | 0 | 0 | 0 | 0 | 0 | 0 | 0 | 1 | 1 | 1 | 1 |  | 1 | 1 | N/A |  |  |  | N/A | N/A | N/A | N/A | N/A | N/A | N/A | 2 | 1 | 4 | 1 | 3 | 1 | 1 |  | 0
SDGE | Suncrest | 500 | Wind, Onshore |  |  | 0 | 0 | 0 | 0 | 0 | 0 | 0 | 0 | 0 | 1 | 1 | 1 | 1 |  | 1 | 1 | N/A |  |  |  | N/A | N/A | N/A | N/A | N/A | N/A | N/A | 2 | 1 | 4 | 1 | 3 | 1 | 1 |  | 0
PG&E KERN | Sunrise | 230 | Wind, Onshore |  |  | 0 | 0 | 0 | 0 | 0 | 0 | 0 | 0 | 0 | 5 | 2 | 5 | 4 |  | 1 | 1 | N/A |  |  |  | N/A | N/A | N/A | N/A | N/A | N/A | N/A | 1 | 1 | 1 | 1 | 1 | 1 | 1 |  | 0
PG&E KERN | Sunset | 230 | Wind, Onshore |  |  | 0 | 0 | 0 | 0 | 0 | 0 | 0 | 0 | 0 | 5 | 2 | 5 | 4 |  | 1 | 1 | N/A |  |  |  | N/A | N/A | N/A | N/A | N/A | N/A | N/A | 1 | 1 | 1 | 1 | 1 | 1 | 1 |  | 0
PG&E GBA | Swift | 115 | Wind, Onshore |  |  | 0 | 0 | 0 | 0 | 0 | 0 | 0 | 0 | 0 | 5 | 4 | 1 | 1 |  | 1 | 1 | N/A |  |  |  | N/A | N/A | N/A | N/A | N/A | N/A | N/A | 2 | 1 | 2 | 2 | 2 | 1 | 1 |  | 0
SDGE | Sycamore Canyon | 138 | Wind, Onshore |  |  | 0 | 0 | 0 | 0 | 0 | 0 | 0 | 0 | 0 | 1 | 1 | 1 | 1 |  | 1 | 1 | N/A |  |  |  | N/A | N/A | N/A | N/A | N/A | N/A | N/A | 2 | 1 | 4 | 1 | 3 | 1 | 1 |  | 0
SDGE | Sycamore Canyon | 230 | Wind, Onshore |  |  | 0 | 0 | 0 | 0 | 0 | 0 | 0 | 0 | 0 | 1 | 1 | 1 | 1 |  | 1 | 1 | N/A |  |  |  | N/A | N/A | N/A | N/A | N/A | N/A | N/A | 2 | 1 | 4 | 1 | 3 | 1 | 1 |  | 0
SDGE | Sycamore Canyon | 69 | Wind, Onshore |  |  | 0 | 0 | 0 | 0 | 0 | 0 | 0 | 0 | 0 | 1 | 1 | 1 | 1 |  | 1 | 1 | N/A |  |  |  | N/A | N/A | N/A | N/A | N/A | N/A | N/A | 2 | 1 | 4 | 1 | 3 | 1 | 1 |  | 0
SCE Northern | Sylmar | 230 | Wind, Onshore |  |  | 0 | 0 | 0 | 0 | 0 | 0 | 0 | 0 | 0 | 5 | 2 | 4 | 2 |  | 1 | 1 | N/A |  |  |  | N/A | N/A | N/A | N/A | N/A | N/A | N/A | 1 | 1 | 2 | 1 | 1 | 1 | 1 |  | 0
PG&E NGBA | Table Mountain | 115 | Wind, Onshore |  |  | 0 | 0 | 0 | 0 | 0 | 0 | 0 | 0 | 0 | 5 | 2 | 1 | 1 |  | 1 | 1 | N/A |  |  |  | N/A | N/A | N/A | N/A | N/A | N/A | N/A | 2 | 1 | 3 | 2 | 1 | 1 | 1 |  | 0
PG&E NGBA | Table Mountain | 230 | Wind, Onshore |  |  | 0 | 0 | 0 | 0 | 0 | 0 | 0 | 0 | 0 | 5 | 5 | 1 | 1 |  | 1 | 1 | 1 |  |  |  | 1 | 1 | 1 | 1 | 1 | 1 | 1 | 2 | 1 | 3 | 2 | 1 | 1 | 1 |  | 0
PG&E NGBA | Table Mountain | 500 | Wind, Onshore |  |  | 0 | 0 | 0 | 0 | 0 | 0 | 0 | 0 | 0 | 5 | 2 | 1 | 1 |  | 1 | 1 | N/A |  |  |  | N/A | N/A | N/A | N/A | N/A | N/A | N/A | 2 | 1 | 3 | 2 | 1 | 1 | 1 |  | 0
PG&E NGBA | Table Mountain | 60 | Wind, Onshore |  |  | 0 | 0 | 0 | 0 | 0 | 0 | 0 | 0 | 0 | 5 | 5 | 1 | 1 |  | 1 | 1 | N/A |  |  |  | N/A | N/A | N/A | N/A | N/A | N/A | N/A | 2 | 1 | 3 | 2 | 1 | 1 | 1 |  | 0
PG&E KERN | Taft | 115 | Wind, Onshore |  |  | 0 | 0 | 0 | 0 | 0 | 0 | 0 | 0 | 0 | 5 | 2 | 5 | 4 |  | 1 | 1 | N/A |  |  |  | N/A | N/A | N/A | N/A | N/A | N/A | N/A | 1 | 1 | 2 | 1 | 2 | 1 | 1 |  | 0
SDGE | Talega | 138 | Wind, Onshore |  |  | 0 | 0 | 0 | 0 | 0 | 0 | 0 | 0 | 0 | 1 | 1 | 1 | 1 |  | 1 | 1 | N/A |  |  |  | N/A | N/A | N/A | N/A | N/A | N/A | N/A | 2 | 1 | 3 | 1 | 3 | 1 | 1 |  | 0
SDGE | Talega | 230 | Wind, Onshore |  |  | 0 | 0 | 0 | 0 | 0 | 0 | 0 | 0 | 0 | 1 | 1 | 1 | 1 |  | 1 | 1 | N/A |  |  |  | N/A | N/A | N/A | N/A | N/A | N/A | N/A | 2 | 1 | 3 | 1 | 3 | 1 | 1 |  | 0
PG&E GBA | Tassajara | 230 | Wind, Onshore |  |  | 0 | 0 | 0 | 0 | 0 | 0 | 0 | 0 | 0 | 5 | 2 | 1 | 1 |  | 1 | 1 | N/A |  |  |  | N/A | N/A | N/A | N/A | N/A | N/A | N/A | 2 | 1 | 3 | 1 | 3 | 1 | 1 |  | 0
PG&E KERN | Tejon | 70 | Wind, Onshore |  |  | 0 | 0 | 0 | 0 | 0 | 0 | 0 | 0 | 0 | 5 | 2 | 5 | 2 |  | 1 | 1 | N/A |  |  |  | N/A | N/A | N/A | N/A | N/A | N/A | N/A | 1 | 1 | 3 | 1 | 1 | 1 | 1 |  | 0
SDGE | Telegraph Canyon | 138 | Wind, Onshore |  |  | 0 | 0 | 0 | 0 | 0 | 0 | 0 | 0 | 0 | 1 | 1 | 1 | 1 |  | 1 | 1 | N/A |  |  |  | N/A | N/A | N/A | N/A | N/A | N/A | N/A | 2 | 1 | 2 | 1 | 2 | 1 | 1 |  | 0
PG&E KERN | Temblor | 115 | Wind, Onshore |  |  | 0 | 0 | 0 | 0 | 0 | 0 | 0 | 0 | 0 | 5 | 2 | 5 | 4 |  | 1 | 1 | N/A |  |  |  | N/A | N/A | N/A | N/A | N/A | N/A | N/A | 1 | 1 | 2 | 1 | 1 | 1 | 1 |  | 0
PG&E KERN | Templeton | 230 | Wind, Onshore |  |  | 0 | 0 | 0 | 0 | 0 | 0 | 0 | 0 | 0 | 5 | 2 | 5 | 4 |  | 1 | 1 | 1 |  |  |  | 5 | 3 | 1 | 1 | 3 | 2 | 1 | 2 | 2 | 4 | 2 | 3 | 1 | 1 |  | 0
PG&E KERN | Templeton | 70 | Wind, Onshore |  |  | 0 | 0 | 0 | 0 | 0 | 0 | 0 | 0 | 0 | 5 | 2 | 5 | 2 |  | 1 | 1 | N/A |  |  |  | N/A | N/A | N/A | N/A | N/A | N/A | N/A | 2 | 2 | 4 | 2 | 3 | 1 | 1 |  | 0
PG&E GBA | Tesla | 115 | Wind, Onshore |  |  | 0 | 0 | 0 | 0 | 0 | 0 | 0 | 0 | 0 | 5 | 4 | 1 | 1 |  | 1 | 1 | N/A |  |  |  | N/A | N/A | N/A | N/A | N/A | N/A | N/A | 2 | 1 | 2 | 1 | 2 | 1 | 1 |  | 0
PG&E GBA | Tesla | 230 | Wind, Onshore |  |  | 0 | 0 | 0 | 0 | 0 | 0 | 0 | 0 | 0 | 5 | 4 | 1 | 1 | 4 | 2 | 1 | 1 |  |  |  | 5 | 4 | 2 | 3 | 5 | 1 | 1 | 2 | 1 | 2 | 1 | 2 | 4+ | 1 |  | 1
PG&E GBA | Tesla | 500 | Wind, Onshore |  |  | 0 | 0 | 0 | 0 | 0 | 0 | 0 | 0 | 0 | 5 | 4 | 1 | 1 | 5 | 2 | 1 | 1 |  |  |  | 5 | 4 | 2 | 3 | 5 | 1 | 1 | 2 | 1 | 2 | 1 | 2 | 4+ | 1 |  | 1
PG&E KERN | Tevis | 115 | Wind, Onshore |  |  | 0 | 0 | 0 | 0 | 0 | 0 | 0 | 0 | 0 | 5 | 2 | 5 | 4 |  | 1 | 1 | N/A |  |  |  | N/A | N/A | N/A | N/A | N/A | N/A | N/A | 1 | 1 | 2 | 1 | 2 | 1 | 1 |  | 0
EOP | Thousandaire | 138 | Wind, Onshore |  |  | 0 | 0 | 0 | 0 | 0 | 0 | 0 | 0 | 0 | 5 | 2 | 4 | 2 |  | 1 | 1 | N/A |  |  |  | N/A | N/A | N/A | N/A | N/A | N/A | N/A | 2 | 2 | 4 | 1 | 3 | 1 | 1 |  | 0
PG&E KERN | Topaz | 230 | Wind, Onshore |  |  | 0 | 0 | 0 | 0 | 0 | 0 | 0 | 0 | 0 | 5 | 2 | 5 | 4 |  | 1 | 1 | N/A |  |  |  | N/A | N/A | N/A | N/A | N/A | N/A | N/A | 1 | 1 | 3 | 1 | 2 | 1 | 1 |  | 0
SCE NOL | Tortilla | 115 | Wind, Onshore |  |  | 0 | 0 | 0 | 0 | 0 | 0 | 0 | 0 | 0 | 3 | 3 | 1 | 1 |  | 1 | 1 | N/A |  |  |  | N/A | N/A | N/A | N/A | N/A | N/A | N/A | 2 | 1 | 4 | 1 | 2 | 1 | 1 |  | 0
SDGE | Trabuco | 138 | Wind, Onshore |  |  | 0 | 0 | 0 | 0 | 0 | 0 | 0 | 0 | 0 | 1 | 1 | 1 | 1 |  | 1 | 1 | N/A |  |  |  | N/A | N/A | N/A | N/A | N/A | N/A | N/A | 1 | 1 | 1 | 1 | 2 | 1 | 1 |  | 0
PG&E GBA | Tracy | 115 | Wind, Onshore |  |  | 0 | 0 | 0 | 0 | 0 | 0 | 0 | 0 | 0 | 5 | 5 | 1 | 1 |  | 1 | 1 | N/A |  |  |  | N/A | N/A | N/A | N/A | N/A | N/A | N/A | 2 | 1 | 3 | 1 | 2 | 1 | 1 |  | 0
PG&E FRESNO | Tranquility | 230 | Wind, Onshore |  |  | 0 | 0 | 0 | 0 | 0 | 0 | 0 | 0 | 0 | 5 | 5 | 5 | 2 |  | 1 | 1 | N/A |  |  |  | N/A | N/A | N/A | N/A | N/A | N/A | N/A | 1 | 1 | 4 | 2 | 1 | 1 | 1 |  | 0
PG&E GBA | Trimble | 115 | Wind, Onshore |  |  | 0 | 0 | 0 | 0 | 0 | 0 | 0 | 0 | 0 | 5 | 4 | 1 | 1 |  | 1 | 1 | N/A |  |  |  | N/A | N/A | N/A | N/A | N/A | N/A | N/A | 2 | 1 | 3 | 2 | 2 | 1 | 1 |  | 0
EOP | Trout Canyon | 230 | Wind, Onshore |  |  | 0 | 0 | 0 | 0 | 0 | 0 | 0 | 0 | 0 | 5 | 2 | 4 | 2 |  | 3 | 1 | 1 |  |  |  | N/A | N/A | N/A | N/A | N/A | N/A | N/A | 2 | 2 | 4 | 1 | 3 | 1 | 1 |  | 0
EOP | Trout Canyon | 500 | Wind, Onshore |  |  | 0 | 0 | 0 | 0 | 0 | 0 | 0 | 0 | 0 | 5 | 2 | 4 | 2 |  | 1 | 1 | N/A |  |  |  | N/A | N/A | N/A | N/A | N/A | N/A | N/A | 2 | 2 | 4 | 1 | 3 | 1 | 1 |  | 0
PG&E NGBA | Tulucay | 230 | Wind, Onshore |  |  | 0 | 0 | 0 | 0 | 0 | 0 | 0 | 0 | 0 | 5 | 2 | 1 | 1 |  | 1 | 1 | N/A |  |  |  | N/A | N/A | N/A | N/A | N/A | N/A | N/A | 2 | 1 | 3 | 2 | 3 | 1 | 1 |  | 0
PG&E NGBA | Tulucay | 60 | Wind, Onshore |  |  | 0 | 0 | 0 | 0 | 0 | 0 | 0 | 0 | 0 | 5 | 2 | 1 | 1 |  | 1 | 1 | N/A |  |  |  | N/A | N/A | N/A | N/A | N/A | N/A | N/A | 2 | 1 | 3 | 2 | 3 | 1 | 1 |  | 0
PG&E KERN | Tupman | 115 | Wind, Onshore |  |  | 0 | 0 | 0 | 0 | 0 | 0 | 0 | 0 | 0 | 5 | 2 | 5 | 4 |  | 1 | 1 | N/A |  |  |  | N/A | N/A | N/A | N/A | N/A | N/A | N/A | 1 | 1 | 2 | 1 | 1 | 1 | 1 |  | 0
PG&E NGBA | Ukiah | 115 | Wind, Onshore |  |  | 0 | 0 | 0 | 0 | 0 | 0 | 0 | 0 | 0 | 5 | 2 | 1 | 1 |  | 1 | 1 | N/A |  |  |  | N/A | N/A | N/A | N/A | N/A | N/A | N/A | 2 | 2 | 4 | 2 | 3 | 1 | 1 |  | 0
PG&E KERN | Union (Estrella) | 70 | Wind, Onshore |  |  | 0 | 0 | 0 | 0 | 0 | 0 | 0 | 0 | 0 | 5 | 2 | 5 | 2 |  | 1 | 1 | N/A |  |  |  | N/A | N/A | N/A | N/A | N/A | N/A | N/A | 2 | 2 | 4 | 2 | 3 | 1 | 1 |  | 0
PG&E NGBA | Vaca Dixon | 115 | Wind, Onshore |  |  | 0 | 0 | 0 | 0 | 0 | 0 | 0 | 0 | 0 | 5 | 2 | 1 | 1 |  | 1 | 1 | N/A |  |  |  | N/A | N/A | N/A | N/A | N/A | N/A | N/A | 2 | 1 | 1 | 1 | 3 | 1 | 1 |  | 0
PG&E NGBA | Vaca Dixon | 230 | Wind, Onshore |  |  | 0 | 0 | 0 | 0 | 0 | 0 | 0 | 0 | 0 | 5 | 2 | 1 | 1 |  | 1 | 1 | N/A |  |  |  | N/A | N/A | N/A | N/A | N/A | N/A | N/A | 2 | 1 | 1 | 1 | 3 | 1 | 1 |  | 0
PG&E NGBA | Vaca Dixon | 500 | Wind, Onshore |  |  | 0 | 20 | 20 | 0 | 0 | 0 | 0 | 20 | 20 | 5 | 2 | 1 | 1 |  | 1 | 5 | N/A |  |  |  | N/A | N/A | N/A | N/A | N/A | N/A | N/A | 2 | 1 | 1 | 1 | 3 | 5- | 1 |  | 1
PG&E NGBA | Vaca Dixon | 60 | Wind, Onshore |  |  | 0 | 0 | 0 | 0 | 0 | 0 | 0 | 0 | 0 | 5 | 2 | 1 | 1 |  | 1 | 1 | N/A |  |  |  | N/A | N/A | N/A | N/A | N/A | N/A | N/A | 2 | 1 | 1 | 1 | 3 | 1 | 1 |  | 0
SCE Eastern | Valley (SCE) | 500 | Wind, Onshore |  |  | 0 | 0 | 0 | 0 | 0 | 0 | 0 | 0 | 0 | 4 | 4 | 1 | 1 |  | 1 | 1 | N/A |  |  |  | N/A | N/A | N/A | N/A | N/A | N/A | N/A | 1 | 1 | 2 | 1 | 2 | 1 | 1 |  | 0
EOP | Valley (VEA) | 138 | Wind, Onshore |  |  | 0 | 0 | 0 | 0 | 0 | 0 | 0 | 0 | 0 | 5 | 2 | 4 | 2 |  | 1 | 1 | N/A |  |  |  | N/A | N/A | N/A | N/A | N/A | N/A | N/A | 2 | 2 | 4 | 1 | 3 | 1 | 1 |  | 0
SDGE | Valley Center | 69 | Wind, Onshore |  |  | 0 | 0 | 0 | 0 | 0 | 0 | 0 | 0 | 0 | 1 | 1 | 1 | 1 |  | 1 | 1 | N/A |  |  |  | N/A | N/A | N/A | N/A | N/A | N/A | N/A | 2 | 1 | 4 | 1 | 3 | 1 | 1 |  | 0
PG&E GBA | Valley Home | 115 | Wind, Onshore |  |  | 0 | 0 | 0 | 0 | 0 | 0 | 0 | 0 | 0 | 5 | 5 | 1 | 1 |  | 1 | 1 | N/A |  |  |  | N/A | N/A | N/A | N/A | N/A | N/A | N/A | 1 | 1 | 4 | 2 | 1 | 1 | 1 |  | 0
PG&E GBA | Valley Springs | 230 | Wind, Onshore |  |  | 0 | 0 | 0 | 0 | 0 | 0 | 0 | 0 | 0 | 5 | 5 | 1 | 1 |  | 1 | 1 | N/A |  |  |  | N/A | N/A | N/A | N/A | N/A | N/A | N/A | 2 | 1 | 4 | 1 | 3 | 1 | 1 |  | 0
PG&E GBA | Valley Springs | 60 | Wind, Onshore |  |  | 0 | 0 | 0 | 0 | 0 | 0 | 0 | 0 | 0 | 5 | 5 | 1 | 1 |  | 1 | 1 | N/A |  |  |  | N/A | N/A | N/A | N/A | N/A | N/A | N/A | 2 | 1 | 4 | 1 | 3 | 1 | 1 |  | 0
EOP | Valley Switch | 138 | Wind, Onshore |  |  | 0 | 0 | 0 | 0 | 0 | 0 | 0 | 0 | 0 | 5 | 2 | 4 | 2 |  | 1 | 1 | N/A |  |  |  | N/A | N/A | N/A | N/A | N/A | N/A | N/A | 2 | 2 | 4 | 1 | 3 | 1 | 1 |  | 0
EOP | Valley Switch | 230 | Wind, Onshore |  |  | 0 | 0 | 0 | 0 | 0 | 0 | 0 | 0 | 0 | 5 | 2 | 4 | 2 |  | 1 | 1 | N/A |  |  |  | N/A | N/A | N/A | N/A | N/A | N/A | N/A | 2 | 2 | 4 | 1 | 3 | 1 | 1 |  | 0
PG&E GBA | Vasco | 230 | Wind, Onshore |  |  | 0 | 0 | 0 | 0 | 0 | 0 | 0 | 0 | 0 | 5 | 4 | 1 | 1 |  | 1 | 1 | N/A |  |  |  | N/A | N/A | N/A | N/A | N/A | N/A | N/A | 2 | 1 | 3 | 1 | 3 | 1 | 1 |  | 0
PG&E GBA | Vasona | 230 | Wind, Onshore |  |  | 0 | 0 | 0 | 0 | 0 | 0 | 0 | 0 | 0 | 5 | 4 | 1 | 1 |  | 1 | 1 | N/A |  |  |  | N/A | N/A | N/A | N/A | N/A | N/A | N/A | 2 | 1 | 4 | 2 | 3 | 1 | 1 |  | 0
SCE Northern | Vestal | 230 | Wind, Onshore |  |  | 0 | 0 | 0 | 0 | 0 | 0 | 0 | 0 | 0 | 5 | 5 | 1 | 1 |  | 1 | 1 | N/A |  |  |  | N/A | N/A | N/A | N/A | N/A | N/A | N/A | 1 | 1 | 4 | 1 | 1 | 1 | 1 |  | 0
SCE Northern | Vestal | 66 | Wind, Onshore |  |  | 0 | 0 | 0 | 0 | 0 | 0 | 0 | 0 | 0 | 5 | 5 | 1 | 1 |  | 1 | 1 | N/A |  |  |  | N/A | N/A | N/A | N/A | N/A | N/A | N/A | 1 | 1 | 4 | 1 | 1 | 1 | 1 |  | 0
SCE NOL | Victor | 115 | Wind, Onshore |  |  | 0 | 0 | 0 | 0 | 0 | 0 | 0 | 0 | 0 | 1 | 1 | 1 | 1 |  | 1 | 1 | N/A |  |  |  | N/A | N/A | N/A | N/A | N/A | N/A | N/A | 2 | 1 | 3 | 1 | 2 | 1 | 1 |  | 0
SCE NOL | Victor | 230 | Wind, Onshore |  |  | 0 | 0 | 0 | 0 | 0 | 0 | 0 | 0 | 0 | 1 | 1 | 1 | 1 |  | 1 | 1 | N/A |  |  |  | N/A | N/A | N/A | N/A | N/A | N/A | N/A | 2 | 1 | 3 | 1 | 2 | 1 | 1 |  | 0
SCE Metro | Viejo | 230 | Wind, Onshore |  |  | 0 | 0 | 0 | 0 | 0 | 0 | 0 | 0 | 0 | 1 | 1 | 1 | 1 |  | 1 | 1 | N/A |  |  |  | N/A | N/A | N/A | N/A | N/A | N/A | N/A | 1 | 1 | 3 | 1 | 2 | 1 | 1 |  | 0
PG&E GBA | Vierra | 115 | Wind, Onshore |  |  | 0 | 0 | 0 | 0 | 0 | 0 | 0 | 0 | 0 | 5 | 5 | 1 | 1 |  | 1 | 1 | N/A |  |  |  | N/A | N/A | N/A | N/A | N/A | N/A | N/A | 1 | 1 | 1 | 2 | 1 | 1 | 1 |  | 0
SCE Metro | Villa Park | 230 | Wind, Onshore |  |  | 0 | 0 | 0 | 0 | 0 | 0 | 0 | 0 | 0 | 1 | 1 | 1 | 1 |  | 1 | 1 | N/A |  |  |  | N/A | N/A | N/A | N/A | N/A | N/A | N/A | 1 | 1 | 2 | 1 | 2 | 1 | 1 |  | 0
SCE Northern | Vincent | 230 | Wind, Onshore |  |  | 0 | 0 | 0 | 0 | 0 | 0 | 0 | 0 | 0 | 1 | 1 | 1 | 1 |  | 1 | 1 | N/A |  |  |  | N/A | N/A | N/A | N/A | N/A | N/A | N/A | 2 | 1 | 4 | 1 | 3 | 1 | 1 |  | 0
SCE Northern | Vincent | 500 | Wind, Onshore |  |  | 0 | 0 | 0 | 0 | 0 | 0 | 0 | 0 | 0 | 1 | 1 | 1 | 1 |  | 1 | 1 | N/A |  |  |  | N/A | N/A | N/A | N/A | N/A | N/A | N/A | 2 | 1 | 4 | 1 | 3 | 1 | 1 |  | 0
PG&E GBA | Vineyard | 230 | Wind, Onshore |  |  | 0 | 0 | 0 | 0 | 0 | 0 | 0 | 0 | 0 | 5 | 4 | 1 | 1 |  | 1 | 1 | N/A |  |  |  | N/A | N/A | N/A | N/A | N/A | N/A | N/A | 2 | 1 | 2 | 1 | 3 | 1 | 1 |  | 0
SDGE | Vineyard | 69 | Wind, Onshore |  |  | 0 | 0 | 0 | 0 | 0 | 0 | 0 | 0 | 0 | 1 | 1 | 1 | 1 |  | 1 | 1 | N/A |  |  |  | N/A | N/A | N/A | N/A | N/A | N/A | N/A | 2 | 1 | 2 | 1 | 3 | 1 | 1 |  | 0
SCE Eastern | Vista (SCE) | 230 | Wind, Onshore |  |  | 0 | 0 | 0 | 0 | 0 | 0 | 0 | 0 | 0 | 4 | 4 | 1 | 1 |  | 1 | 1 | N/A |  |  |  | N/A | N/A | N/A | N/A | N/A | N/A | N/A | 1 | 1 | 2 | 1 | 1 | 1 | 1 |  | 0
EOP | Vista (VEA) | 138 | Wind, Onshore |  |  | 0 | 0 | 0 | 0 | 0 | 0 | 0 | 0 | 0 | 5 | 2 | 4 | 2 |  | 1 | 1 | N/A |  |  |  | N/A | N/A | N/A | N/A | N/A | N/A | N/A | 2 | 2 | 4 | 1 | 3 | 1 | 1 |  | 0
EOP | Vista (VEA) | 230 | Wind, Onshore |  |  | 0 | 0 | 0 | 0 | 0 | 0 | 0 | 0 | 0 | 5 | 2 | 4 | 2 |  | 1 | 1 | N/A |  |  |  | N/A | N/A | N/A | N/A | N/A | N/A | N/A | 2 | 2 | 4 | 1 | 3 | 1 | 1 |  | 0
PG&E FRESNO | Wahtoke | 115 | Wind, Onshore |  |  | 0 | 0 | 0 | 0 | 0 | 0 | 0 | 0 | 0 | 5 | 2 | 5 | 2 |  | 1 | 1 | N/A |  |  |  | N/A | N/A | N/A | N/A | N/A | N/A | N/A | 1 | 1 | 3 | 2 | 1 | 1 | 1 |  | 0
SCE Northern | Wakefield | 66 | Wind, Onshore |  |  | 0 | 0 | 0 | 0 | 0 | 0 | 0 | 0 | 0 | 5 | 2 | 4 | 2 |  | 1 | 1 | N/A |  |  |  | N/A | N/A | N/A | N/A | N/A | N/A | N/A | 2 | 1 | 4 | 1 | 3 | 1 | 1 |  | 0
SCE Metro | Walnut | 230 | Wind, Onshore |  |  | 0 | 0 | 0 | 0 | 0 | 0 | 0 | 0 | 0 | 1 | 1 | 1 | 1 |  | 1 | 1 | N/A |  |  |  | N/A | N/A | N/A | N/A | N/A | N/A | N/A | 1 | 1 | 1 | 1 | 1 | 1 | 1 |  | 0
SCE Northern | Warne | 230 | Wind, Onshore |  |  | 0 | 0 | 0 | 0 | 0 | 0 | 0 | 0 | 0 | 5 | 2 | 4 | 2 |  | 1 | 1 | N/A |  |  |  | N/A | N/A | N/A | N/A | N/A | N/A | N/A | 1 | 1 | 4 | 1 | 3 | 1 | 1 |  | 0
PG&E GBA | Warnerville | 230 | Wind, Onshore |  |  | 0 | 0 | 0 | 0 | 0 | 0 | 0 | 0 | 0 | 5 | 5 | 5 | 2 |  | 1 | 1 | N/A |  |  |  | N/A | N/A | N/A | N/A | N/A | N/A | N/A | 1 | 1 | 3 | 2 | 2 | 1 | 1 |  | 0
PG&E FRESNO | Waukena | 115 | Wind, Onshore |  |  | 0 | 0 | 0 | 0 | 0 | 0 | 0 | 0 | 0 | 5 | 2 | 5 | 2 |  | 1 | 1 | N/A |  |  |  | N/A | N/A | N/A | N/A | N/A | N/A | N/A | 1 | 1 | 4 | 2 | 1 | 1 | 1 |  | 0
PG&E GBA | Weber | 230 | Wind, Onshore |  |  | 0 | 0 | 0 | 0 | 0 | 0 | 0 | 0 | 0 | 5 | 5 | 1 | 1 |  | 1 | 1 | N/A |  |  |  | N/A | N/A | N/A | N/A | N/A | N/A | N/A | 1 | 1 | 3 | 2 | 1 | 1 | 1 |  | 0
PG&E GBA | Weber | 60 | Wind, Onshore |  |  | 0 | 0 | 0 | 0 | 0 | 0 | 0 | 0 | 0 | 5 | 5 | 1 | 1 |  | 1 | 1 | N/A |  |  |  | N/A | N/A | N/A | N/A | N/A | N/A | N/A | 1 | 1 | 3 | 2 | 1 | 1 | 1 |  | 0
PG&E FRESNO | West Fresno | 115 | Wind, Onshore |  |  | 0 | 0 | 0 | 0 | 0 | 0 | 0 | 0 | 0 | 5 | 5 | 5 | 2 |  | 1 | 1 | N/A |  |  |  | N/A | N/A | N/A | N/A | N/A | N/A | N/A | 1 | 1 | 2 | 2 | 1 | 1 | 1 |  | 0
PG&E FRESNO | Westley | 230 | Wind, Onshore |  |  | 0 | 0 | 0 | 0 | 0 | 0 | 0 | 0 | 0 | 1 | 1 | 1 | 1 |  | 1 | 1 | N/A |  |  |  | N/A | N/A | N/A | N/A | N/A | N/A | N/A | 1 | 1 | 4 | 2 | 1 | 1 | 1 |  | 0
PG&E KERN | Westpark | 115 | Wind, Onshore |  |  | 0 | 0 | 0 | 0 | 0 | 0 | 0 | 0 | 0 | 5 | 2 | 5 | 2 |  | 1 | 1 | N/A |  |  |  | N/A | N/A | N/A | N/A | N/A | N/A | N/A | 1 | 1 | 3 | 1 | 1 | 1 | 1 |  | 0
PG&E KERN | Wheeler Ridge | 230 | Wind, Onshore |  |  | 0 | 0 | 0 | 0 | 0 | 0 | 0 | 0 | 0 | 5 | 2 | 5 | 4 |  | 1 | 1 | N/A |  |  |  | N/A | N/A | N/A | N/A | N/A | N/A | N/A | 1 | 1 | 4 | 1 | 1 | 1 | 1 |  | 0
PG&E KERN | Wheeler Ridge | 115 | Wind, Onshore |  |  | 0 | 0 | 0 | 0 | 0 | 0 | 0 | 0 | 0 | 5 | 2 | 5 | 2 |  | 1 | 1 | N/A |  |  |  | N/A | N/A | N/A | N/A | N/A | N/A | N/A | 1 | 1 | 4 | 1 | 1 | 1 | 1 |  | 0
PG&E KERN | Wheeler Ridge | 70 | Wind, Onshore |  |  | 0 | 0 | 0 | 0 | 0 | 0 | 0 | 0 | 0 | 5 | 2 | 5 | 4 |  | 1 | 1 | N/A |  |  |  | N/A | N/A | N/A | N/A | N/A | N/A | N/A | 1 | 1 | 4 | 1 | 1 | 1 | 1 |  | 0
SCE Northern | Whirlwind | 230 | Wind, Onshore |  |  | 0 | 0 | 0 | 0 | 0 | 0 | 0 | 0 | 0 | 5 | 5 | 1 | 1 | 5 | 1 | 1 | 1 |  |  |  | 2 | 1 | 1 | 1 | 2 | 1 | 1 | 2 | 1 | 4 | 1 | 3 | 4+ | 1 |  | 1
SCE Northern | Whirlwind | 500 | Wind, Onshore |  |  | 0 | 0 | 0 | 0 | 0 | 0 | 0 | 0 | 0 | 5 | 5 | 1 | 1 |  | 1 | 1 | N/A |  |  |  | N/A | N/A | N/A | N/A | N/A | N/A | N/A | 2 | 1 | 4 | 1 | 3 | 1 | 1 |  | 0
PG&E GBA | Whisman | 115 | Wind, Onshore |  |  | 0 | 0 | 0 | 0 | 0 | 0 | 0 | 0 | 0 | 1 | 1 | 1 | 1 |  | 1 | 1 | N/A |  |  |  | N/A | N/A | N/A | N/A | N/A | N/A | N/A | 2 | 1 | 2 | 2 | 2 | 1 | 1 |  | 0
SCE Eastern | Wildlife | 230 | Wind, Onshore |  |  | 0 | 0 | 0 | 0 | 0 | 0 | 0 | 0 | 0 | 4 | 4 | 1 | 1 |  | 1 | 1 | N/A |  |  |  | N/A | N/A | N/A | N/A | N/A | N/A | N/A | 1 | 1 | 1 | 1 | 1 | 1 | 1 |  | 0
PG&E FRESNO | Wilson | 115 | Wind, Onshore |  |  | 0 | 0 | 0 | 0 | 0 | 0 | 0 | 0 | 0 | 5 | 5 | 5 | 2 |  | 1 | 1 | N/A |  |  |  | N/A | N/A | N/A | N/A | N/A | N/A | N/A | 1 | 1 | 4 | 2 | 1 | 1 | 1 |  | 0
PG&E FRESNO | Wilson | 230 | Wind, Onshore |  |  | 0 | 0 | 0 | 0 | 0 | 0 | 0 | 0 | 0 | 5 | 5 | 5 | 4 |  | 3 | 1 | 1 |  |  |  | 1 | 1 | 1 | 1 | 1 | 1 | 1 | 1 | 1 | 4 | 2 | 1 | 1 | 1 |  | 0
SCE Northern | Windhub | 230 | Wind, Onshore |  |  | 0 | 0 | 0 | 0 | 0 | 0 | 0 | 0 | 0 | 5 | 5 | 1 | 1 | 4 | 1 | 1 | 1 |  |  |  | 2 | 1 | 1 | 1 | 2 | 1 | 1 | 2 | 1 | 4 | 1 | 2 | 1+ | 1 |  | 1
SCE Northern | Windhub | 500 | Wind, Onshore |  |  | 0 | 0 | 0 | 0 | 0 | 0 | 0 | 0 | 0 | 5 | 5 | 1 | 1 |  | 1 | 1 | N/A |  |  |  | N/A | N/A | N/A | N/A | N/A | N/A | N/A | 2 | 1 | 4 | 1 | 2 | 1 | 1 |  | 0
PG&E GBA | Windmaster | 230 | Wind, Onshore |  |  | 0 | 0 | 0 | 0 | 0 | 0 | 0 | 0 | 0 | 5 | 2 | 1 | 1 |  | 1 | 1 | N/A |  |  |  | N/A | N/A | N/A | N/A | N/A | N/A | N/A | 2 | 1 | 2 | 1 | 2 | 1 | 1 |  | 0
PG&E NGBA | Windsor | 60 | Wind, Onshore |  |  | 0 | 0 | 0 | 0 | 0 | 0 | 0 | 0 | 0 | 5 | 2 | 1 | 1 |  | 1 | 1 | N/A |  |  |  | N/A | N/A | N/A | N/A | N/A | N/A | N/A | 1 | 1 | 2 | 1 | 2 | 1 | 1 |  | 0
PG&E NGBA | Woodland | 115 | Wind, Onshore |  |  | 0 | 0 | 0 | 0 | 0 | 0 | 0 | 0 | 0 | 5 | 5 | 1 | 1 |  | 1 | 1 | N/A |  |  |  | N/A | N/A | N/A | N/A | N/A | N/A | N/A | 2 | 1 | 4 | 2 | 3 | 1 | 1 |  | 0
PG&E FRESNO | Woodward | 115 | Wind, Onshore |  |  | 0 | 0 | 0 | 0 | 0 | 0 | 0 | 0 | 0 | 5 | 2 | 5 | 2 |  | 1 | 1 | N/A |  |  |  | N/A | N/A | N/A | N/A | N/A | N/A | N/A | 1 | 1 | 2 | 2 | 2 | 1 | 1 |  | 0
PG&E NGBA | Wyandotte | 115 | Wind, Onshore |  |  | 0 | 0 | 0 | 0 | 0 | 0 | 0 | 0 | 0 | 5 | 5 | 1 | 1 |  | 1 | 1 | N/A |  |  |  | N/A | N/A | N/A | N/A | N/A | N/A | N/A | 2 | 1 | 2 | 2 | 2 | 1 | 1 |  | 0
PG&E KERN | 7th Standard | 115 | Distributed_Solar |  |  | 0 | 0 | 0 | 0 | 0 | 0 | 0 | 0 | 0 | 5 | 2 | 5 | 4 | [14 empty] | 1 | 1 | 3 | 1 | 2 | 1 | 1 |  | 0
SCE Metro | Alamitos | 230 | Distributed_Solar |  |  | 0 | 0 | 0 | 0 | 0 | 0 | 0 | 0 | 0 | 1 | 1 | 1 | 1 | [14 empty] | 1 | 1 | 1 | 1 | 1 | 1 | 1 |  | 0
SCE Eastern | Alberhill | 115 | Distributed_Solar |  |  | 0 | 0 | 0 | 0 | 0 | 0 | 0 | 0 | 0 | 4 | 4 | 1 | 1 | [14 empty] | 1 | 1 | 4 | 1 | 1 | 1 | 1 |  | 0
SCE Eastern | Alberhill | 500 | Distributed_Solar |  |  | 0 | 0 | 0 | 0 | 0 | 0 | 0 | 0 | 0 | 4 | 4 | 1 | 1 | [14 empty] | 1 | 1 | 4 | 1 | 1 | 1 | 1 |  | 0
PG&E GBA | Alhambra | 115 | Distributed_Solar |  |  | 0 | 0 | 0 | 0 | 0 | 0 | 0 | 0 | 0 | 5 | 2 | 1 | 1 | [14 empty] | 2 | 1 | 2 | 1 | 2 | 1 | 1 |  | 0
PG&E FRESNO | Alpaugh | 115 | Distributed_Solar |  |  | 0 | 0 | 0 | 0 | 0 | 0 | 0 | 0 | 0 | 5 | 2 | 5 | 4 | 3 | [13 empty] | 1 | 1 | 3 | 1 | 1 | 1 | 1 |  | 0
SDGE | Alpine | 69 | Distributed_Solar |  |  | 0 | 0 | 0 | 0 | 0 | 0 | 0 | 0 | 0 | 1 | 1 | 1 | 1 | [14 empty] | 2 | 1 | 4 | 1 | 3 | 1 | 1 |  | 0
PG&E GBA | Altamont Midway (Sandhill) | 230 | Distributed_Solar |  |  | 0 | 0 | 0 | 0 | 0 | 0 | 0 | 0 | 0 | 5 | 2 | 1 | 1 | [14 empty] | 2 | 1 | 2 | 1 | 3 | 1 | 1 |  | 0
SCE Northern | Antelope | 66 | Distributed_Solar |  |  | 0 | 6 | 6 | 0 | 6 | 6 | 0 | 0 | 0 | 5 | 5 | 1 | 1 | [14 empty] | 2 | 1 | 4 | 1 | 3 | 4+ | 1 |  | 1
SCE Northern | Antelope | 230 | Distributed_Solar |  |  | 0 | 0 | 0 | 0 | 0 | 0 | 0 | 0 | 0 | 5 | 5 | 1 | 1 | 4 | [13 empty] | 2 | 1 | 4 | 1 | 3 | 4+ | 1 |  | 1
SCE Northern | Antelope | 500 | Distributed_Solar |  |  | 0 | 0 | 0 | 0 | 0 | 0 | 0 | 0 | 0 | 5 | 5 | 1 | 1 | [14 empty] | 2 | 1 | 4 | 1 | 3 | 1 | 1 |  | 0
PG&E NGBA | Arcata | 60 | Distributed_Solar |  |  | 0 | 4 | 4 | 0 | 4 | 4 | 0 | 0 | 0 | 5 | 2 | 1 | 1 | [14 empty] | 2 | 2 | 4 | 2 | 3 | 1 | 1 |  | 1
PG&E KERN | Arco | 230 | Distributed_Solar |  |  | 0 | 4.79 | 4.79 | 0 | 4.79 | 4.79 | 0 | 0 | 0 | 5 | 2 | 5 | 4 | 3 | [13 empty] | 1 | 1 | 4 | 1 | 1 | 1 | 1 |  | 1
PG&E KERN | Arco | 70 | Distributed_Solar |  |  | 0 | 0 | 0 | 0 | 0 | 0 | 0 | 0 | 0 | 5 | 2 | 5 | 4 | [14 empty] | 1 | 1 | 4 | 1 | 1 | 1 | 1 |  | 0
SCE Metro | ArcoGen | 230 | Distributed_Solar |  |  | 0 | 0 | 0 | 0 | 0 | 0 | 0 | 0 | 0 | 1 | 1 | 1 | 1 | [14 empty] | 1 | 1 | 1 | 1 | 1 | 1 | 1 |  | 0
SDGE | Artesian | 230 | Distributed_Solar |  |  | 0 | 0 | 0 | 0 | 0 | 0 | 0 | 0 | 0 | 1 | 1 | 1 | 1 | [14 empty] | 2 | 1 | 2 | 1 | 3 | 1 | 1 |  | 0
SDGE | Artesian | 69 | Distributed_Solar |  |  | 0 | 0 | 0 | 0 | 0 | 0 | 0 | 0 | 0 | 1 | 1 | 1 | 1 | [14 empty] | 2 | 1 | 2 | 1 | 3 | 1 | 1 |  | 0
PG&E FRESNO | Ashlan | 230 | Distributed_Solar |  |  | 0 | 0 | 0 | 0 | 0 | 0 | 0 | 0 | 0 | 5 | 4 | 5 | 2 | [14 empty] | 1 | 1 | 2 | 2 | 1 | 1 | 1 |  | 0
PG&E NGBA | Atlantic | 115 | Distributed_Solar |  |  | 0 | 0 | 0 | 0 | 0 | 0 | 0 | 0 | 0 | 5 | 5 | 1 | 1 | [14 empty] | 2 | 1 | 2 | 2 | 3 | 1 | 1 |  | 0
PG&E NGBA | Atlantic | 230 | Distributed_Solar |  |  | 0 | 0 | 0 | 0 | 0 | 0 | 0 | 0 | 0 | 5 | 5 | 1 | 1 | [14 empty] | 2 | 1 | 2 | 2 | 3 | 1 | 1 |  | 0
PG&E NGBA | Atlantic | 60 | Distributed_Solar |  |  | 0 | 0 | 0 | 0 | 0 | 0 | 0 | 0 | 0 | 5 | 5 | 1 | 1 | [14 empty] | 2 | 1 | 2 | 2 | 3 | 1 | 1 |  | 0
PG&E FRESNO | Atwater | 115 | Distributed_Solar |  |  | 0 | 2 | 2 | 0 | 2 | 2 | 0 | 0 | 0 | 5 | 5 | 5 | 2 | [14 empty] | 1 | 1 | 2 | 2 | 1 | 1 | 1 |  | 1
PG&E GBA | Avena | 115 | Distributed_Solar |  |  | 0 | 0 | 0 | 0 | 0 | 0 | 0 | 0 | 0 | 5 | 5 | 1 | 1 | [14 empty] | 1 | 1 | 3 | 2 | 1 | 1 | 1 |  | 0
SDGE | Avocado | 69 | Distributed_Solar |  |  | 0 | 0 | 0 | 0 | 0 | 0 | 0 | 0 | 0 | 1 | 1 | 1 | 1 | [14 empty] | 2 | 1 | 3 | 1 | 3 | 1 | 1 |  | 0
PG&E NGBA | Bahia | 230 | Distributed_Solar |  |  | 0 | 0 | 0 | 0 | 0 | 0 | 0 | 0 | 0 | 5 | 4 | 1 | 1 | [14 empty] | 2 | 1 | 1 | 1 | 2 | 1 | 1 |  | 0
SCE Northern | Bailey | 230 | Distributed_Solar |  |  | 0 | 0 | 0 | 0 | 0 | 0 | 0 | 0 | 0 | 5 | 2 | 4 | 2 | [14 empty] | 1 | 1 | 4 | 1 | 3 | 1 | 1 |  | 0
SCE NOL | Baker | 115 | Distributed_Solar |  |  | 0 | 0 | 0 | 0 | 0 | 0 | 0 | 0 | 0 | 3 | 3 | 1 | 1 | [14 empty] | 2 | 2 | 4 | 1 | 1 | 1 | 1 |  | 0
PG&E KERN | Bakersfield | 230 | Distributed_Solar |  |  | 0 | 0 | 0 | 0 | 0 | 0 | 0 | 0 | 0 | 5 | 2 | 5 | 4 | [14 empty] | 1 | 1 | 3 | 1 | 1 | 1 | 1 |  | 0
PG&E FRESNO | Balch | 230 | Distributed_Solar |  |  | 0 | 0 | 0 | 0 | 0 | 0 | 0 | 0 | 0 | 5 | 5 | 5 | 2 | [14 empty] | 1 | 1 | 4 | 2 | 3 | 1 | 1 |  | 0
SCE Eastern | Bannister | 230 | Distributed_Solar |  |  | 0 | 0 | 0 | 0 | 0 | 0 | 0 | 0 | 0 | 5 | 4 | 1 | 1 | [14 empty] | 2 | 1 | 2 | 2 | 1 | 1 | 1 |  | 0
SCE Metro | Barre | 230 | Distributed_Solar |  |  | 0 | 0 | 0 | 0 | 0 | 0 | 0 | 0 | 0 | 1 | 1 | 1 | 1 | [14 empty] | 1 | 1 | 1 | 1 | 1 | 4+ | 1 |  | 1
SDGE | Bay Boulevard | 69 | Distributed_Solar |  |  | 0 | 0 | 0 | 0 | 0 | 0 | 0 | 0 | 0 | 1 | 1 | 1 | 1 | [14 empty] | 2 | 1 | 2 | 1 | 1 | 1 | 1 |  | 0
SDGE | Bay Boulevard | 230 | Distributed_Solar |  |  | 0 | 0 | 0 | 0 | 0 | 0 | 0 | 0 | 0 | 1 | 1 | 1 | 1 | [14 empty] | 2 | 1 | 2 | 1 | 1 | 1 | 1 |  | 0
EOP | Beatty | 138 | Distributed_Solar |  |  | 0 | 0 | 0 | 0 | 0 | 0 | 0 | 0 | 0 | 5 | 2 | 4 | 2 | [14 empty] | 2 | 2 | 4 | 1 | 3 | 1 | 1 |  | 0
EOP | Beatty | 230 | Distributed_Solar |  |  | 0 | 0 | 0 | 0 | 0 | 0 | 0 | 0 | 0 | 5 | 2 | 4 | 2 | [14 empty] | 2 | 2 | 4 | 1 | 3 | 1 | 1 |  | 0
PG&E NGBA | Belden | 230 | Distributed_Solar |  |  | 0 | 0 | 0 | 0 | 0 | 0 | 0 | 0 | 0 | 5 | 5 | 1 | 1 | [14 empty] | 2 | 2 | 4 | 1 | 3 | 1 | 1 |  | 0
PG&E NGBA | Bell | 115 | Distributed_Solar |  |  | 0 | 0 | 0 | 0 | 0 | 0 | 0 | 0 | 0 | 5 | 5 | 1 | 1 | [14 empty] | 2 | 1 | 4 | 2 | 3 | 1 | 1 |  | 0
PG&E NGBA | Bellevue | 115 | Distributed_Solar |  |  | 0 | 0 | 0 | 0 | 0 | 0 | 0 | 0 | 0 | 5 | 2 | 1 | 1 | [14 empty] | 2 | 1 | 2 | 2 | 2 | 1 | 1 |  | 0
PG&E GBA | Bellota | 115 | Distributed_Solar |  |  | 0 | 0 | 0 | 0 | 0 | 0 | 0 | 0 | 0 | 5 | 5 | 1 | 1 | [14 empty] | 1 | 1 | 4 | 2 | 3 | 1 | 1 |  | 0
PG&E GBA | Bellota | 230 | Distributed_Solar |  |  | 0 | 0 | 0 | 0 | 0 | 0 | 0 | 0 | 0 | 5 | 5 | 1 | 1 | [14 empty] | 1 | 1 | 4 | 2 | 3 | 1 | 1 |  | 0
SCE Northern | Big Creek | 230 | Distributed_Solar |  |  | 0 | 0 | 0 | 0 | 0 | 0 | 0 | 0 | 0 | 5 | 5 | 1 | 1 | [14 empty] | 1 | 1 | 4 | 2 | 3 | 1 | 1 |  | 0
PG&E FRESNO | Biola | 70 | Distributed_Solar |  |  | 0 | 0 | 0 | 0 | 0 | 0 | 0 | 0 | 0 | 5 | 2 | 5 | 2 | [14 empty] | 1 | 1 | 4 | 2 | 1 | 1 | 1 |  | 0
PG&E GBA | Birds Landing | 230 | Distributed_Solar |  |  | 0 | 0 | 0 | 0 | 0 | 0 | 0 | 0 | 0 | 5 | 4 | 1 | 1 | [14 empty] | 2 | 1 | 4 | 1 | 1 | 1 | 1 |  | 0
SCE Northern | Bliss | 66 | Distributed_Solar |  |  | 0 | 0 | 0 | 0 | 0 | 0 | 0 | 0 | 0 | 5 | 5 | 1 | 1 | [14 empty] | 1 | 1 | 4 | 1 | 1 | 1 | 1 |  | 0
SCE Eastern | Blythe | 161 | Distributed_Solar |  |  | 0 | 0 | 0 | 0 | 0 | 0 | 0 | 0 | 0 | 5 | 2 | 1 | 1 | 3 | [13 empty] | 2 | 2 | 2 | 1 | 1 | 4+ | 1 |  | 1
PG&E NGBA | Bogue | 115 | Distributed_Solar |  |  | 0 | 0 | 0 | 0 | 0 | 0 | 0 | 0 | 0 | 5 | 5 | 1 | 1 | [14 empty] | 2 | 2 | 2 | 1 | 2 | 1 | 1 |  | 0
PG&E FRESNO | Borden | 230 | Distributed_Solar |  |  | 0 | 0 | 0 | 0 | 0 | 0 | 0 | 0 | 0 | 5 | 5 | 5 | 4 | 1 | [13 empty] | 1 | 1 | 4 | 2 | 1 | 1 | 1 |  | 0
PG&E FRESNO | Borden | 70 | Distributed_Solar |  |  | 0 | 0 | 0 | 0 | 0 | 0 | 0 | 0 | 0 | 5 | 5 | 5 | 4 | [14 empty] | 1 | 1 | 4 | 2 | 1 | 1 | 5 |  | 1
SDGE | Boulevard East | 138 | Distributed_Solar |  |  | 0 | 0 | 0 | 0 | 0 | 0 | 0 | 0 | 0 | 1 | 1 | 1 | 1 | [14 empty] | 2 | 1 | 4 | 1 | 3 | 1 | 1 |  | 0
SDGE | Boulevard East | 69 | Distributed_Solar |  |  | 0 | 0 | 0 | 0 | 0 | 0 | 0 | 0 | 0 | 1 | 1 | 1 | 1 | [14 empty] | 2 | 1 | 4 | 1 | 3 | 1 | 1 |  | 0
PG&E GBA | Brentwood | 230 | Distributed_Solar |  |  | 0 | 2 | 2 | 0 | 2 | 2 | 0 | 0 | 0 | 5 | 4 | 1 | 1 | [14 empty] | 2 | 1 | 4 | 1 | 3 | 1 | 1 |  | 1
PG&E NGBA | Bridgeville | 115 | Distributed_Solar |  |  | 0 | 0 | 0 | 0 | 0 | 0 | 0 | 0 | 0 | 5 | 2 | 1 | 1 | [14 empty] | 2 | 2 | 4 | 2 | 3 | 1 | 1 |  | 0
PG&E NGBA | Brighton | 115 | Distributed_Solar |  |  | 0 | 0 | 0 | 0 | 0 | 0 | 0 | 0 | 0 | 5 | 5 | 1 | 1 | [14 empty] | 2 | 1 | 2 | 2 | 1 | 1 | 1 |  | 0
PG&E NGBA | Brighton | 230 | Distributed_Solar |  |  | 0 | 0 | 0 | 0 | 0 | 0 | 0 | 0 | 0 | 5 | 5 | 1 | 1 | [14 empty] | 2 | 1 | 2 | 2 | 1 | 1 | 1 |  | 0
PG&E NGBA | Brunswick | 115 | Distributed_Solar |  |  | 0 | 0 | 0 | 0 | 0 | 0 | 0 | 0 | 0 | 5 | 5 | 1 | 1 | [14 empty] | 2 | 1 | 4 | 1 | 3 | 1 | 4 |  | 1
PG&E NGBA | Bucks Creek | 230 | Distributed_Solar |  |  | 0 | 0 | 0 | 0 | 0 | 0 | 0 | 0 | 0 | 5 | 5 | 1 | 1 | [14 empty] | 2 | 2 | 4 | 1 | 3 | 1 | 1 |  | 0
PG&E KERN | Buena Vista | 230 | Distributed_Solar |  |  | 0 | 0 | 0 | 0 | 0 | 0 | 0 | 0 | 0 | 5 | 2 | 5 | 4 | [14 empty] | 2 | 2 | 4 | 2 | 1 | 1 | 1 |  | 0
PG&E FRESNO | Bullard | 115 | Distributed_Solar |  |  | 0 | 0 | 0 | 0 | 0 | 0 | 0 | 0 | 0 | 5 | 5 | 5 | 4 | [14 empty] | 1 | 1 | 1 | 2 | 2 | 1 | 1 |  | 0
PG&E GBA | Burlingame | 115 | Distributed_Solar |  |  | 0 | 0 | 0 | 0 | 0 | 0 | 0 | 0 | 0 | 5 | 2 | 1 | 1 | [14 empty] | 2 | 1 | 3 | 1 | 2 | 1 | 1 |  | 0
PG&E NGBA | Burney Forest | 230 | Distributed_Solar |  |  | 0 | 0 | 0 | 0 | 0 | 0 | 0 | 0 | 0 | 5 | 5 | 3 | 3 | [14 empty] | 2 | 2 | 4 | 2 | 3 | 1 | 1 |  | 0
PG&E NGBA | Butte | 115 | Distributed_Solar |  |  | 0 | 0 | 0 | 0 | 0 | 0 | 0 | 0 | 0 | 5 | 2 | 1 | 1 | [14 empty] | 2 | 1 | 4 | 2 | 2 | 1 | 1 |  | 0
PG&E KERN | Cabrillo | 115 | Distributed_Solar |  |  | 0 | 0 | 0 | 0 | 0 | 0 | 0 | 0 | 0 | 5 | 2 | 5 | 2 | [14 empty] | 2 | 2 | 4 | 1 | 3 | 1 | 1 |  | 0
PG&E FRESNO | Cal Flats | 230 | Distributed_Solar |  |  | 0 | 0 | 0 | 0 | 0 | 0 | 0 | 0 | 0 | 5 | 2 | 5 | 4 | [14 empty] | 2 | 2 | 4 | 2 | 2 | 1 | 1 |  | 0
SCE NOL | Calcite | 230 | Distributed_Solar |  |  | 0 | 0 | 0 | 0 | 0 | 0 | 0 | 0 | 0 | 1 | 1 | 1 | 1 | [14 empty] | 2 | 1 | 4 | 1 | 3 | 1 | 1 |  | 0
PG&E KERN | Caliente | 230 | Distributed_Solar |  |  | 0 | 0 | 0 | 0 | 0 | 0 | 0 | 0 | 0 | 5 | 2 | 5 | 4 | [14 empty] | 2 | 1 | 4 | 2 | 2 | 1 | 1 |  | 0
PG&E FRESNO | California Ave | 115 | Distributed_Solar |  |  | 0 | 0 | 0 | 0 | 0 | 0 | 0 | 0 | 0 | 5 | 2 | 5 | 2 | [14 empty] | 1 | 1 | 2 | 2 | 1 | 1 | 1 |  | 0
PG&E KERN | Callender | 115 | Distributed_Solar |  |  | 0 | 0 | 0 | 0 | 0 | 0 | 0 | 0 | 0 | 5 | 2 | 5 | 4 | [14 empty] | 2 | 2 | 4 | 2 | 2 | 1 | 1 |  | 0
PG&E NGBA | Calpella | 115 | Distributed_Solar |  |  | 0 | 4 | 4 | 0 | 4 | 4 | 0 | 0 | 0 | 5 | 2 | 1 | 1 | [14 empty] | 2 | 2 | 4 | 2 | 3 | 1 | 1 |  | 1
PG&E GBA | Camanche | 230 | Distributed_Solar |  |  | 0 | 0 | 0 | 0 | 0 | 0 | 0 | 0 | 0 | 5 | 5 | 1 | 1 | [14 empty] | 1 | 1 | 4 | 2 | 3 | 1 | 1 |  | 0
SDGE | Cameron | 69 | Distributed_Solar |  |  | 0 | 0 | 0 | 0 | 0 | 0 | 0 | 0 | 0 | 1 | 1 | 1 | 1 | [14 empty] | 1 | 1 | 2 | 1 | 1 | 1 | 1 |  | 0
SDGE | Cannon | 69 | Distributed_Solar |  |  | 0 | 0 | 0 | 0 | 0 | 0 | 0 | 0 | 0 | 1 | 1 | 1 | 1 | [14 empty] | 2 | 1 | 1 | 1 | 3 | 1 | 1 |  | 0
PG&E FRESNO | Cantua | 115 | Distributed_Solar |  |  | 0 | 0 | 0 | 0 | 0 | 0 | 0 | 0 | 0 | 5 | 2 | 5 | 2 | [14 empty] | 1 | 1 | 4 | 2 | 1 | 1 | 1 |  | 0
SDGE | Capistrano | 138 | Distributed_Solar |  |  | 0 | 0 | 0 | 0 | 0 | 0 | 0 | 0 | 0 | 1 | 1 | 1 | 1 | [14 empty] | 1 | 1 | 2 | 1 | 3 | 1 | 1 |  | 0
SDGE | Capistrano | 230 | Distributed_Solar |  |  | 0 | 0 | 0 | 0 | 0 | 0 | 0 | 0 | 0 | 1 | 1 | 1 | 1 | [14 empty] | 1 | 1 | 2 | 1 | 3 | 1 | 1 |  | 0
PG&E NGBA | Carberry | 230 | Distributed_Solar |  |  | 0 | 0 | 0 | 0 | 0 | 0 | 0 | 0 | 0 | 5 | 5 | 3 | 3 | [14 empty] | 2 | 2 | 4 | 2 | 3 | 1 | 1 |  | 0
SCE Eastern | Cardiff | 66 | Distributed_Solar |  |  | 0 | 0 | 0 | 0 | 0 | 0 | 0 | 0 | 0 | 4 | 4 | 1 | 1 | [14 empty] | 1 | 1 | 2 | 1 | 1 | 1 | 1 |  | 0
PG&E NGBA | Caribou | 60 | Distributed_Solar |  |  | 0 | 0 | 0 | 0 | 0 | 0 | 0 | 0 | 0 | 5 | 5 | 1 | 1 | [14 empty] | 2 | 2 | 4 | 1 | 3 | 1 | 1 |  | 0
PG&E NGBA | Caribou | 115 | Distributed_Solar |  |  | 0 | 0 | 0 | 0 | 0 | 0 | 0 | 0 | 0 | 5 | 4 | 1 | 1 | [14 empty] | 2 | 2 | 4 | 1 | 3 | 1 | 1 |  | 0
PG&E NGBA | Caribou | 230 | Distributed_Solar |  |  | 0 | 0 | 0 | 0 | 0 | 0 | 0 | 0 | 0 | 5 | 4 | 1 | 1 | [14 empty] | 2 | 2 | 4 | 1 | 3 | 1 | 1 |  | 0
EOP | Carpenter Canyon (fka Gamebird) | 138 | Distributed_Solar |  |  | 0 | 0 | 0 | 0 | 0 | 0 | 0 | 0 | 0 | 5 | 2 | 4 | 2 | [14 empty] | 2 | 2 | 4 | 1 | 3 | 1 | 1 |  | 0
EOP | Carpenter Canyon (fka Gamebird) | 230 | Distributed_Solar |  |  | 0 | 0 | 0 | 0 | 0 | 0 | 0 | 0 | 0 | 5 | 2 | 4 | 2 | [14 empty] | 2 | 2 | 4 | 1 | 3 | 1 | 1 |  | 0
PG&E NGBA | Carquinez | 115 | Distributed_Solar |  |  | 0 | 0 | 0 | 0 | 0 | 0 | 0 | 0 | 0 | 5 | 2 | 1 | 1 | [14 empty] | 2 | 1 | 2 | 1 | 1 | 1 | 1 |  | 0
SDGE | Carrizo Gorge | 138 | Distributed_Solar |  |  | 0 | 0 | 0 | 0 | 0 | 0 | 0 | 0 | 0 | 1 | 1 | 1 | 1 | [14 empty] | 2 | 1 | 4 | 1 | 3 | 1 | 1 |  | 0
PG&E KERN | Carrizo Plains | 115 | Distributed_Solar |  |  | 0 | 0 | 0 | 0 | 0 | 0 | 0 | 0 | 0 | 5 | 2 | 5 | 4 | [14 empty] | 2 | 1 | 4 | 2 | 2 | 1 | 1 |  | 0
PG&E KERN | Casaloma | 230 | Distributed_Solar |  |  | 0 | 0 | 0 | 0 | 0 | 0 | 0 | 0 | 0 | 5 | 2 | 5 | 2 | [14 empty] | 1 | 1 | 3 | 1 | 1 | 1 | 1 |  | 0
PG&E GBA | Castro Valley | 230 | Distributed_Solar |  |  | 0 | 0 | 0 | 0 | 0 | 0 | 0 | 0 | 0 | 5 | 4 | 1 | 1 | [14 empty] | 2 | 1 | 2 | 1 | 2 | 1 | 1 |  | 0
PG&E GBA | Cayetano | 230 | Distributed_Solar |  |  | 0 | 0 | 0 | 0 | 0 | 0 | 0 | 0 | 0 | 5 | 4 | 1 | 1 | [14 empty] | 2 | 1 | 3 | 1 | 3 | 1 | 1 |  | 0
SCE Metro | Center | 230 | Distributed_Solar |  |  | 0 | 0 | 0 | 0 | 0 | 0 | 0 | 0 | 0 | 1 | 1 | 1 | 1 | [14 empty] | 1 | 1 | 1 | 1 | 1 | 1 | 1 |  | 0
PG&E KERN | Charca | 115 | Distributed_Solar |  |  | 0 | 4.62 | 4.62 | 0 | 4.62 | 4.62 | 0 | 0 | 0 | 5 | 2 | 5 | 2 | [14 empty] | 1 | 1 | 4 | 1 | 1 | 1 | 1 |  | 1
EOP | Charleston | 138 | Distributed_Solar |  |  | 0 | 0 | 0 | 0 | 0 | 0 | 0 | 0 | 0 | 5 | 2 | 4 | 2 | [14 empty] | 2 | 2 | 4 | 1 | 3 | 1 | 1 |  | 0
SCE Metro | Chevmain | 230 | Distributed_Solar |  |  | 0 | 0 | 0 | 0 | 0 | 0 | 0 | 0 | 0 | 1 | 1 | 1 | 1 | [14 empty] | 1 | 1 | 1 | 1 | 1 | 1 | 1 |  | 0
SDGE | Chicarita | 138 | Distributed_Solar |  |  | 0 | 0 | 0 | 0 | 0 | 0 | 0 | 0 | 0 | 1 | 1 | 1 | 1 | [14 empty] | 2 | 1 | 3 | 1 | 3 | 1 | 1 |  | 0
SCE Metro | Chino | 230 | Distributed_Solar |  |  | 0 | 0 | 0 | 0 | 0 | 0 | 0 | 0 | 0 | 1 | 1 | 1 | 1 | [14 empty] | 1 | 1 | 1 | 1 | 2 | 1+ | 1 |  | 1
PG&E FRESNO | Chowchilla | 115 | Distributed_Solar |  |  | 0 | 7.56 | 7.56 | 0 | 7.56 | 7.56 | 0 | 0 | 0 | 5 | 5 | 5 | 2 | [14 empty] | 1 | 1 | 1 | 2 | 2 | 1 | 1 |  | 1
PG&E GBA | Christie | 60 | Distributed_Solar |  |  | 0 | 0 | 0 | 0 | 0 | 0 | 0 | 0 | 0 | 5 | 4 | 1 | 1 | [14 empty] | 2 | 1 | 2 | 1 | 2 | 1 | 1 |  | 0
PG&E GBA | Christie | 115 | Distributed_Solar |  |  | 0 | 0 | 0 | 0 | 0 | 0 | 0 | 0 | 0 | 5 | 2 | 1 | 1 | [14 empty] | 2 | 1 | 2 | 1 | 2 | 1 | 1 |  | 0
SCE Eastern | Cielo Azul | 500 | Distributed_Solar |  |  | 0 | 0 | 0 | 0 | 0 | 0 | 0 | 0 | 0 | 5 | 4 | 4 | 4 | [14 empty] | 2 | 2 | 4 | 1 | 3 | 1 | 1 |  | 0
PG&E GBA | Clay | 60 | Distributed_Solar |  |  | 0 | 0 | 0 | 0 | 0 | 0 | 0 | 0 | 0 | 5 | 5 | 1 | 1 | [14 empty] | 2 | 1 | 3 | 1 | 3 | 1 | 1 |  | 0
PG&E GBA | Clayton | 115 | Distributed_Solar |  |  | 0 | 0 | 0 | 0 | 0 | 0 | 0 | 0 | 0 | 5 | 2 | 1 | 1 | [14 empty] | 2 | 1 | 4 | 1 | 2 | 1 | 1 |  | 0
PG&E NGBA | Cloverdale | 115 | Distributed_Solar |  |  | 0 | 0 | 0 | 0 | 0 | 0 | 0 | 0 | 0 | 5 | 2 | 1 | 1 | [14 empty] | 2 | 2 | 4 | 2 | 3 | 1 | 1 |  | 0
PG&E FRESNO | Clovis | 115 | Distributed_Solar |  |  | 0 | 0 | 0 | 0 | 0 | 0 | 0 | 0 | 0 | 5 | 2 | 5 | 2 | [14 empty] | 1 | 1 | 2 | 2 | 2 | 1 | 1 |  | 0
PG&E GBA | Coburn | 230 | Distributed_Solar |  |  | 0 | 0 | 0 | 0 | 0 | 0 | 0 | 0 | 0 | 5 | 4 | 5 | 2 | [14 empty] | 2 | 2 | 2 | 2 | 3 | 1 | 1 |  | 0
PG&E GBA | Coburn | 60 | Distributed_Solar |  |  | 0 | 0 | 0 | 0 | 0 | 0 | 0 | 0 | 0 | 5 | 4 | 5 | 2 | [14 empty] | 2 | 2 | 2 | 2 | 3 | 1 | 1 |  | 0
PG&E NGBA | Colgate | 230 | Distributed_Solar |  |  | 0 | 0 | 0 | 0 | 0 | 0 | 0 | 0 | 0 | 5 | 5 | 1 | 1 | [14 empty] | 2 | 1 | 4 | 1 | 3 | 1 | 1 |  | 0
PG&E GBA | Collierville | 230 | Distributed_Solar |  |  | 0 | 0 | 0 | 0 | 0 | 0 | 0 | 0 | 0 | 5 | 5 | 1 | 1 | [14 empty] | 2 | 1 | 4 | 1 | 3 | 1 | 1 |  | 0
PG&E GBA | Collinsville | 230 | Distributed_Solar |  |  | 0 | 0 | 0 | 0 | 0 | 0 | 0 | 0 | 0 | 5 | 2 | 1 | 1 | [14 empty] | 2 | 1 | 3 | 1 | 1 | 1 | 1 |  | 0
PG&E GBA | Collinsville | 500 | Distributed_Solar |  |  | 0 | 0 | 0 | 0 | 0 | 0 | 0 | 0 | 0 | 5 | 2 | 1 | 1 | [14 empty] | 2 | 1 | 3 | 1 | 1 | 1 | 1 |  | 0
SCE Eastern | Colorado River | 230 | Distributed_Solar |  |  | 0 | 0 | 0 | 0 | 0 | 0 | 0 | 0 | 0 | 4 | 4 | 4 | 4 | [14 empty] | 2 | 2 | 3 | 1 | 3 | 1 | 1 |  | 0
SCE Eastern | Colorado River | 500 | Distributed_Solar |  |  | 0 | 0 | 0 | 0 | 0 | 0 | 0 | 0 | 0 | 4 | 4 | 4 | 4 | [14 empty] | 2 | 2 | 3 | 1 | 3 | 1 | 1 |  | 0
PG&E KERN | Columbus | 115 | Distributed_Solar |  |  | 0 | 0 | 0 | 0 | 0 | 0 | 0 | 0 | 0 | 5 | 2 | 5 | 4 | [14 empty] | 1 | 1 | 2 | 1 | 2 | 1 | 1 |  | 0
PG&E GBA | Contra Costa | 115 | Distributed_Solar |  |  | 0 | 0 | 0 | 0 | 0 | 0 | 0 | 0 | 0 | 5 | 4 | 1 | 1 | [14 empty] | 2 | 1 | 2 | 1 | 2 | 1 | 1 |  | 0
PG&E GBA | Contra Costa | 230 | Distributed_Solar |  |  | 0 | 0 | 0 | 0 | 0 | 0 | 0 | 0 | 0 | 5 | 4 | 1 | 1 | [14 empty] | 2 | 1 | 2 | 1 | 2 | 1 | 1 |  | 0
PG&E GBA | Contra Costa PP | 230 | Distributed_Solar |  |  | 0 | 0 | 0 | 0 | 0 | 0 | 0 | 0 | 0 | 5 | 4 | 1 | 1 | [14 empty] | 2 | 1 | 1 | 1 | 2 | 1 | 1 |  | 0
SCE NOL | Control | 115 | Distributed_Solar |  |  | 0 | 0 | 0 | 0 | 0 | 0 | 0 | 0 | 0 | 5 | 3 | 1 | 1 | [14 empty] | 2 | 2 | 4 | 1 | 3 | 1 | 1 |  | 0
SCE NOL | Control | 55 | Distributed_Solar |  |  | 0 | 0 | 0 | 0 | 0 | 0 | 0 | 0 | 0 | 5 | 3 | 1 | 1 | [14 empty] | 2 | 2 | 4 | 1 | 3 | 1 | 1 |  | 0
PG&E GBA | Cooley Landing | 115 | Distributed_Solar |  |  | 0 | 0 | 0 | 0 | 0 | 0 | 0 | 0 | 0 | 5 | 2 | 1 | 1 | [14 empty] | 2 | 1 | 2 | 1 | 1 | 1 | 1 |  | 0
PG&E GBA | Cooley Landing | 60 | Distributed_Solar |  |  | 0 | 0 | 0 | 0 | 0 | 0 | 0 | 0 | 0 | 1 | 1 | 1 | 1 | [14 empty] | 2 | 1 | 2 | 1 | 1 | 1 | 1 |  | 0
SCE NOL | Coolwater | 230 | Distributed_Solar |  |  | 0 | 0 | 0 | 0 | 0 | 0 | 0 | 0 | 0 | 3 | 3 | 1 | 1 | [14 empty] | 2 | 1 | 2 | 1 | 1 | 1 | 1 |  | 0
SCE NOL | Coolwater | 115 | Distributed_Solar |  |  | 0 | 0 | 0 | 0 | 0 | 0 | 0 | 0 | 0 | 3 | 3 | 1 | 1 | 3 | [13 empty] | 2 | 1 | 2 | 1 | 1 | 4+ | 1 |  | 1
PG&E KERN | Copus | 70 | Distributed_Solar |  |  | 0 | 0 | 0 | 0 | 0 | 0 | 0 | 0 | 0 | 5 | 2 | 5 | 4 | [14 empty] | 1 | 1 | 3 | 1 | 1 | 1 | 1 |  | 0
PG&E FRESNO | Corcoran | 70 | Distributed_Solar |  |  | 0 | 0 | 0 | 0 | 0 | 0 | 0 | 0 | 0 | 5 | 5 | 5 | 4 | [14 empty] | 1 | 1 | 4 | 2 | 1 | 1 | 5 |  | 1
PG&E FRESNO | Corcoran | 115 | Distributed_Solar |  |  | 0 | 0 | 0 | 0 | 0 | 0 | 0 | 0 | 0 | 5 | 5 | 5 | 4 | [14 empty] | 1 | 1 | 4 | 2 | 1 | 1 | 1 |  | 0
PG&E NGBA | Corona | 115 | Distributed_Solar |  |  | 0 | 0 | 0 | 0 | 0 | 0 | 0 | 0 | 0 | 5 | 2 | 1 | 1 | [14 empty] | 2 | 1 | 3 | 2 | 3 | 1 | 1 |  | 0
PG&E NGBA | Cortina | 230 | Distributed_Solar |  |  | 0 | 0 | 0 | 0 | 0 | 0 | 0 | 0 | 0 | 5 | 2 | 1 | 1 | [14 empty] | 2 | 2 | 4 | 1 | 3 | 1 | 1 |  | 0
PG&E NGBA | Cortina | 115 | Distributed_Solar |  |  | 0 | 0 | 0 | 0 | 0 | 0 | 0 | 0 | 0 | 5 | 2 | 1 | 1 | 1 | [13 empty] | 2 | 2 | 4 | 1 | 3 | 1 | 1 |  | 0
PG&E GBA | Cottle | 230 | Distributed_Solar |  |  | 0 | 0 | 0 | 0 | 0 | 0 | 0 | 0 | 0 | 5 | 5 | 5 | 2 | 3 | [13 empty] | 1 | 1 | 3 | 2 | 1 | 1 | 1 |  | 0
PG&E NGBA | Cottonwood | 115 | Distributed_Solar |  |  | 0 | 0 | 0 | 0 | 0 | 0 | 0 | 0 | 0 | 5 | 2 | 1 | 1 | [14 empty] | 2 | 2 | 3 | 2 | 3 | 1 | 1 |  | 0
PG&E NGBA | Cottonwood | 230 | Distributed_Solar |  |  | 0 | 0 | 0 | 0 | 0 | 0 | 0 | 0 | 0 | 5 | 2 | 1 | 1 | [14 empty] | 2 | 2 | 3 | 2 | 3 | 1 | 1 |  | 0
PG&E NGBA | Cottonwood | 60 | Distributed_Solar |  |  | 0 | 0 | 0 | 0 | 0 | 0 | 0 | 0 | 0 | 5 | 2 | 1 | 1 | [14 empty] | 2 | 2 | 3 | 2 | 3 | 1 | 1 |  | 0
PG&E NGBA | Cove Road | 230 | Distributed_Solar |  |  | 0 | 0 | 0 | 0 | 0 | 0 | 0 | 0 | 0 | 5 | 2 | 1 | 1 | [14 empty] | 2 | 2 | 4 | 2 | 3 | 1 | 1 |  | 0
PG&E GBA | Coyote | 230 | Distributed_Solar |  |  | 0 | 0 | 0 | 0 | 0 | 0 | 0 | 0 | 0 | 5 | 4 | 1 | 1 | [14 empty] | 2 | 1 | 3 | 2 | 2 | 1 | 1 |  | 0
PG&E GBA | Crazy Horse Canyon | 115 | Distributed_Solar |  |  | 0 | 0 | 0 | 0 | 0 | 0 | 0 | 0 | 0 | 1 | 1 | 1 | 1 | [14 empty] | 2 | 2 | 4 | 2 | 3 | 1 | 1 |  | 0
SDGE | Creelman | 69 | Distributed_Solar |  |  | 0 | 0 | 0 | 0 | 0 | 0 | 0 | 0 | 0 | 1 | 1 | 1 | 1 | [14 empty] | 2 | 1 | 4 | 1 | 3 | 1 | 1 |  | 0
PG&E FRESNO | Crescent | 70 | Distributed_Solar |  |  | 0 | 0 | 0 | 0 | 0 | 0 | 0 | 0 | 0 | 5 | 5 | 5 | 2 | [14 empty] | 1 | 1 | 3 | 2 | 1 | 1 | 1 |  | 0
PG&E FRESNO | Cressey | 115 | Distributed_Solar |  |  | 0 | 0 | 0 | 0 | 0 | 0 | 0 | 0 | 0 | 5 | 5 | 5 | 2 | [14 empty] | 1 | 1 | 3 | 2 | 1 | 1 | 1 |  | 0
PG&E NGBA | Cresta | 230 | Distributed_Solar |  |  | 0 | 0 | 0 | 0 | 0 | 0 | 0 | 0 | 0 | 5 | 5 | 1 | 1 | [14 empty] | 2 | 1 | 4 | 2 | 3 | 1 | 1 |  | 0
SDGE | Crestwood | 69 | Distributed_Solar |  |  | 0 | 0 | 0 | 0 | 0 | 0 | 0 | 0 | 0 | 1 | 1 | 1 | 1 | [14 empty] | 2 | 1 | 4 | 1 | 3 | 1 | 1 |  | 0
PG&E GBA | Crow Creek | 60 | Distributed_Solar |  |  | 0 | 0 | 0 | 0 | 0 | 0 | 0 | 0 | 0 | 5 | 5 | 1 | 1 | [14 empty] | 1 | 1 | 4 | 2 | 1 | 1 | 1 |  | 0
PG&E GBA | Crows Landing | 60 | Distributed_Solar |  |  | 0 | 0 | 0 | 0 | 0 | 0 | 0 | 0 | 0 | 5 | 5 | 1 | 1 | [14 empty] | 1 | 1 | 4 | 2 | 1 | 1 | 1 |  | 0
PG&E GBA | Curtis | 115 | Distributed_Solar |  |  | 0 | 0 | 0 | 0 | 0 | 0 | 0 | 0 | 0 | 5 | 5 | 1 | 1 | [14 empty] | 2 | 1 | 4 | 1 | 3 | 1 | 1 |  | 0
PG&E FRESNO | Dairyland | 115 | Distributed_Solar |  |  | 0 | 0 | 0 | 0 | 0 | 0 | 0 | 0 | 0 | 5 | 5 | 5 | 2 | [14 empty] | 1 | 1 | 3 | 2 | 1 | 1 | 5 |  | 1
PG&E NGBA | Davis | 115 | Distributed_Solar |  |  | 0 | 0 | 0 | 0 | 0 | 0 | 0 | 0 | 0 | 5 | 2 | 1 | 1 | 3 | [13 empty] | 2 | 1 | 4 | 2 | 3 | 1 | 1 |  | 0
SCE Metro | Del Amo | 500 | Distributed_Solar |  |  | 0 | 0 | 0 | 0 | 0 | 0 | 0 | 0 | 0 | 1 | 1 | 1 | 1 | [14 empty] | 1 | 1 | 3 | 1 | 2 | 1 | 1 |  | 0
SCE Metro | Del Amo | 230 | Distributed_Solar |  |  | 0 | 0 | 0 | 0 | 0 | 0 | 0 | 0 | 0 | 1 | 1 | 1 | 1 | [14 empty] | 1 | 1 | 3 | 1 | 2 | 1 | 1 |  | 0
SCE Eastern | Delaney | 500 | Distributed_Solar |  |  | 0 | 0 | 0 | 0 | 0 | 0 | 0 | 0 | 0 | 5 | 4 | 4 | 4 | [14 empty] | 2 | 1 | 4 | 2 | 3 | 1 | 1 |  | 0
PG&E NGBA | Delevan | 230 | Distributed_Solar |  |  | 0 | 0 | 0 | 0 | 0 | 0 | 0 | 0 | 0 | 5 | 2 | 1 | 1 | [14 empty] | 2 | 2 | 1 | 1 | 3 | 1 | 1 |  | 0
PG&E GBA | Delta PP | 230 | Distributed_Solar |  |  | 0 | 0 | 0 | 0 | 0 | 0 | 0 | 0 | 0 | 5 | 2 | 1 | 1 | [14 empty] | 2 | 1 | 3 | 1 | 2 | 1 | 1 |  | 0
EOP | Desert View | 230 | Distributed_Solar |  |  | 0 | 0 | 0 | 0 | 0 | 0 | 0 | 0 | 0 | 5 | 2 | 4 | 2 | [14 empty] | 2 | 1 | 4 | 1 | 3 | 1 | 1 |  | 0
SCE Eastern | Devers | 230 | Distributed_Solar |  |  | 0 | 0 | 0 | 0 | 0 | 0 | 0 | 0 | 0 | 4 | 4 | 1 | 1 | 5 | [13 empty] | 2 | 1 | 1 | 1 | 3 | 4+ | 1 |  | 1
SCE Eastern | Devers | 500 | Distributed_Solar |  |  | 0 | 0 | 0 | 0 | 0 | 0 | 0 | 0 | 0 | 4 | 4 | 1 | 1 | [14 empty] | 2 | 1 | 1 | 1 | 3 | 1 | 1 |  | 0
PG&E KERN | Diablo Canyon | 230 | Distributed_Solar |  |  | 0 | 0 | 0 | 0 | 0 | 0 | 0 | 0 | 0 | 5 | 2 | 5 | 2 | [14 empty] | 2 | 2 | 4 | 2 | 3 | 1 | 1 |  | 0
PG&E KERN | Diablo Canyon | 500 | Distributed_Solar |  |  | 0 | 0 | 0 | 0 | 0 | 0 | 0 | 0 | 0 | 5 | 2 | 4 | 4 | [14 empty] | 2 | 2 | 4 | 2 | 3 | 1 | 1 |  | 0
PG&E KERN | Divide | 115 | Distributed_Solar |  |  | 0 | 0 | 0 | 0 | 0 | 0 | 0 | 0 | 0 | 5 | 2 | 5 | 2 | [14 empty] | 2 | 2 | 4 | 1 | 2 | 1 | 1 |  | 0
PG&E GBA | Dixon Landing | 115 | Distributed_Solar |  |  | 0 | 0 | 0 | 0 | 0 | 0 | 0 | 0 | 0 | 5 | 4 | 1 | 1 | [14 empty] | 2 | 1 | 2 | 1 | 2 | 1 | 4 |  | 1
PG&E FRESNO | Dos Amigos | 230 | Distributed_Solar |  |  | 0 | 3 | 3 | 0 | 3 | 3 | 0 | 0 | 0 | 5 | 2 | 5 | 2 | [14 empty] | 1 | 1 | 4 | 2 | 1 | 1 | 1 |  | 1
PG&E NGBA | Drum | 115 | Distributed_Solar |  |  | 0 | 0 | 0 | 0 | 0 | 0 | 0 | 0 | 0 | 5 | 5 | 1 | 1 | [14 empty] | 2 | 1 | 4 | 2 | 3 | 1 | 1 |  | 0
PG&E GBA | Dumbarton | 115 | Distributed_Solar |  |  | 0 | 0 | 0 | 0 | 0 | 0 | 0 | 0 | 0 | 5 | 2 | 1 | 1 | [14 empty] | 2 | 1 | 3 | 1 | 2 | 1 | 5 |  | 1
SCE NOL | Dunn Siding | 115 | Distributed_Solar |  |  | 0 | 0 | 0 | 0 | 0 | 0 | 0 | 0 | 0 | 3 | 3 | 1 | 1 | [14 empty] | 2 | 1 | 4 | 1 | 1 | 1 | 1 |  | 0
SCE Eastern | Eagle Mountain | 230 | Distributed_Solar |  |  | 0 | 0 | 0 | 0 | 0 | 0 | 0 | 0 | 0 | 5 | 4 | 1 | 1 | [14 empty] | 2 | 2 | 4 | 1 | 3 | 1 | 1 |  | 0
PG&E NGBA | Eagle Rock (PGE) | 60 | Distributed_Solar |  |  | 0 | 0 | 0 | 0 | 0 | 0 | 0 | 0 | 0 | 5 | 2 | 1 | 1 | [14 empty] | 2 | 2 | 4 | 2 | 3 | 1 | 1 |  | 0
PG&E NGBA | Eagle Rock (PGE) | 115 | Distributed_Solar |  |  | 0 | 0 | 0 | 0 | 0 | 0 | 0 | 0 | 0 | 5 | 2 | 1 | 1 | [14 empty] | 2 | 2 | 4 | 2 | 3 | 1 | 1 |  | 0
SCE Metro | Eagle Rock (SCE) | 230 | Distributed_Solar |  |  | 0 | 0 | 0 | 0 | 0 | 0 | 0 | 0 | 0 | 1 | 1 | 1 | 1 | [14 empty] | 1 | 1 | 2 | 1 | 2 | 1 | 1 |  | 0
PG&E NGBA | East Marysville | 115 | Distributed_Solar |  |  | 0 | 0 | 0 | 0 | 0 | 0 | 0 | 0 | 0 | 5 | 5 | 1 | 1 | [14 empty] | 2 | 2 | 2 | 1 | 2 | 1 | 1 |  | 0
PG&E NGBA | East Nicolaus | 115 | Distributed_Solar |  |  | 0 | 0 | 0 | 0 | 0 | 0 | 0 | 0 | 0 | 5 | 5 | 1 | 1 | [14 empty] | 2 | 1 | 4 | 1 | 3 | 1 | 1 |  | 0
PG&E NGBA | East Nicolaus | 60 | Distributed_Solar |  |  | 0 | 0 | 0 | 0 | 0 | 0 | 0 | 0 | 0 | 5 | 5 | 1 | 1 | [14 empty] | 2 | 1 | 4 | 1 | 3 | 1 | 1 |  | 0
PG&E GBA | Eastshore | 115 | Distributed_Solar |  |  | 0 | 0 | 0 | 0 | 0 | 0 | 0 | 0 | 0 | 5 | 2 | 1 | 1 | [14 empty] | 2 | 1 | 2 | 1 | 1 | 1 | 1 |  | 0
PG&E GBA | Eastshore | 230 | Distributed_Solar |  |  | 0 | 0 | 0 | 0 | 0 | 0 | 0 | 0 | 0 | 5 | 2 | 1 | 1 | [14 empty] | 2 | 1 | 2 | 1 | 1 | 1 | 1 |  | 0
SDGE | ECO | 138 | Distributed_Solar |  |  | 0 | 0 | 0 | 0 | 0 | 0 | 0 | 0 | 0 | 1 | 1 | 1 | 1 | [14 empty] | 2 | 1 | 4 | 1 | 3 | 1 | 1 |  | 0
SDGE | ECO | 230 | Distributed_Solar |  |  | 0 | 0 | 0 | 0 | 0 | 0 | 0 | 0 | 0 | 1 | 1 | 1 | 1 | [14 empty] | 2 | 1 | 4 | 1 | 3 | 1 | 1 |  | 0
SDGE | ECO | 500 | Distributed_Solar |  |  | 0 | 0 | 0 | 0 | 0 | 0 | 0 | 0 | 0 | 1 | 1 | 1 | 1 | [14 empty] | 2 | 1 | 4 | 1 | 3 | 1 | 1 |  | 0
PG&E GBA | Edenvale | 115 | Distributed_Solar |  |  | 0 | 0 | 0 | 0 | 0 | 0 | 0 | 0 | 0 | 5 | 4 | 1 | 1 | [14 empty] | 2 | 1 | 2 | 2 | 2 | 1 | 1 |  | 0
PG&E GBA | Edes | 115 | Distributed_Solar |  |  | 0 | 0 | 0 | 0 | 0 | 0 | 0 | 0 | 0 | 5 | 2 | 1 | 1 | [14 empty] | 2 | 1 | 3 | 1 | 1 | 1 | 5 |  | 1
PG&E GBA | Eight Mile | 230 | Distributed_Solar |  |  | 0 | 0 | 0 | 0 | 0 | 0 | 0 | 0 | 0 | 5 | 5 | 1 | 1 | [14 empty] | 1 | 1 | 2 | 2 | 1 | 1 | 1 |  | 0
SDGE | El Cajon | 69 | Distributed_Solar |  |  | 0 | 0 | 0 | 0 | 0 | 0 | 0 | 0 | 0 | 1 | 1 | 1 | 1 | [14 empty] | 2 | 1 | 2 | 1 | 1 | 1 | 1 |  | 0
SCE Eastern | El Casco | 230 | Distributed_Solar |  |  | 0 | 0 | 0 | 0 | 0 | 0 | 0 | 0 | 0 | 4 | 4 | 1 | 1 | [14 empty] | 1 | 1 | 4 | 1 | 2 | 1 | 1 |  | 0
PG&E GBA | El Cerrito G | 115 | Distributed_Solar |  |  | 0 | 0 | 0 | 0 | 0 | 0 | 0 | 0 | 0 | 5 | 2 | 1 | 1 | [14 empty] | 2 | 1 | 2 | 1 | 2 | 1 | 1 |  | 0
PG&E NGBA | El Dorado PH | 115 | Distributed_Solar |  |  | 0 | 0 | 0 | 0 | 0 | 0 | 0 | 0 | 0 | 5 | 5 | 1 | 1 | [14 empty] | 2 | 1 | 4 | 2 | 3 | 1 | 1 |  | 0
PG&E FRESNO | El Nido (PGE) | 115 | Distributed_Solar |  |  | 0 | 3 | 3 | 0 | 3 | 3 | 0 | 0 | 0 | 5 | 5 | 5 | 2 | [14 empty] | 1 | 1 | 4 | 2 | 1 | 1 | 1 |  | 1
SCE Metro | El Nido (SCE) | 230 | Distributed_Solar |  |  | 0 | 0 | 0 | 0 | 0 | 0 | 0 | 0 | 0 | 1 | 1 | 1 | 1 | [14 empty] | 1 | 1 | 2 | 1 | 2 | 1 | 1 |  | 0
PG&E GBA | El Patio | 115 | Distributed_Solar |  |  | 0 | 0 | 0 | 0 | 0 | 0 | 0 | 0 | 0 | 5 | 4 | 1 | 1 | [14 empty] | 2 | 1 | 3 | 2 | 2 | 1 | 1 |  | 0
SCE Metro | El Segundo | 230 | Distributed_Solar |  |  | 0 | 0 | 0 | 0 | 0 | 0 | 0 | 0 | 0 | 1 | 1 | 1 | 1 | [14 empty] | 1 | 1 | 1 | 1 | 1 | 1 | 1 |  | 0
EOP | Eldorado | 230 | Distributed_Solar |  |  | 0 | 0 | 0 | 0 | 0 | 0 | 0 | 0 | 0 | 5 | 2 | 4 | 2 | [14 empty] | 2 | 2 | 2 | 1 | 3 | 1 | 1 |  | 0
EOP | Eldorado | 500 | Distributed_Solar |  |  | 0 | 0 | 0 | 0 | 0 | 0 | 0 | 0 | 0 | 5 | 2 | 4 | 2 | [14 empty] | 2 | 2 | 2 | 1 | 3 | 1 | 1 |  | 0
SCE Northern | Elizabeth Lake | 66 | Distributed_Solar |  |  | 0 | 0 | 0 | 0 | 0 | 0 | 0 | 0 | 0 | 5 | 2 | 4 | 2 | [14 empty] | 1 | 1 | 3 | 1 | 3 | 1 | 1 |  | 0
PG&E KERN | Elk Hills | 230 | Distributed_Solar |  |  | 0 | 0 | 0 | 0 | 0 | 0 | 0 | 0 | 0 | 5 | 2 | 5 | 4 | [14 empty] | 1 | 1 | 3 | 1 | 1 | 1 | 4 |  | 1
SDGE | Elliot | 69 | Distributed_Solar |  |  | 0 | 0 | 0 | 0 | 0 | 0 | 0 | 0 | 0 | 1 | 1 | 1 | 1 | [14 empty] | 2 | 1 | 2 | 1 | 2 | 1 | 1 |  | 0
SCE Metro | Ellis | 230 | Distributed_Solar |  |  | 0 | 0 | 0 | 0 | 0 | 0 | 0 | 0 | 0 | 1 | 1 | 1 | 1 | [14 empty] | 1 | 1 | 2 | 1 | 2 | 1 | 1 |  | 0
SDGE | Encina | 138 | Distributed_Solar |  |  | 0 | 0 | 0 | 0 | 0 | 0 | 0 | 0 | 0 | 1 | 1 | 1 | 1 | [14 empty] | 2 | 1 | 1 | 1 | 3 | 1 | 1 |  | 0
SDGE | Encina | 230 | Distributed_Solar |  |  | 0 | 0 | 0 | 0 | 0 | 0 | 0 | 0 | 0 | 1 | 1 | 1 | 1 | [14 empty] | 2 | 1 | 1 | 1 | 3 | 1 | 1 |  | 0
SDGE | Escondido | 230 | Distributed_Solar |  |  | 0 | 0 | 0 | 0 | 0 | 0 | 0 | 0 | 0 | 1 | 1 | 1 | 1 | [14 empty] | 2 | 1 | 1 | 1 | 3 | 1 | 1 |  | 0
SDGE | Escondido | 69 | Distributed_Solar |  |  | 0 | 0 | 0 | 0 | 0 | 0 | 0 | 0 | 0 | 1 | 1 | 1 | 1 | [14 empty] | 2 | 1 | 1 | 1 | 3 | 1 | 1 |  | 0
PG&E KERN | Estrella | 230 | Distributed_Solar |  |  | 0 | 0 | 0 | 0 | 0 | 0 | 0 | 0 | 0 | 5 | 2 | 5 | 2 | [14 empty] | 2 | 2 | 4 | 2 | 3 | 1 | 1 |  | 0
SCE Eastern | Etiwanda | 230 | Distributed_Solar |  |  | 0 | 0 | 0 | 0 | 0 | 0 | 0 | 0 | 0 | 1 | 1 | 1 | 1 | [14 empty] | 1 | 1 | 2 | 1 | 1 | 1 | 1 |  | 0
PG&E GBA | Evergreen | 115 | Distributed_Solar |  |  | 0 | 0 | 0 | 0 | 0 | 0 | 0 | 0 | 0 | 5 | 4 | 1 | 1 | [14 empty] | 2 | 1 | 2 | 2 | 2 | 1 | 1 |  | 0
PG&E GBA | Evergreen | 60 | Distributed_Solar |  |  | 0 | 0 | 0 | 0 | 0 | 0 | 0 | 0 | 0 | 5 | 4 | 1 | 1 | [14 empty] | 2 | 1 | 2 | 2 | 2 | 1 | 1 |  | 0
PG&E FRESNO | Excelsior | 115 | Distributed_Solar |  |  | 0 | 0 | 0 | 0 | 0 | 0 | 0 | 0 | 0 | 5 | 5 | 5 | 2 | [14 empty] | 1 | 1 | 4 | 2 | 1 | 1 | 1 |  | 0
PG&E FRESNO | Exchequer | 115 | Distributed_Solar |  |  | 0 | 0 | 0 | 0 | 0 | 0 | 0 | 0 | 0 | 5 | 5 | 5 | 2 | [14 empty] | 2 | 1 | 4 | 1 | 2 | 1 | 1 |  | 0
PG&E KERN | Fairway | 115 | Distributed_Solar |  |  | 0 | 0 | 0 | 0 | 0 | 0 | 0 | 0 | 0 | 5 | 2 | 5 | 2 | [14 empty] | 2 | 2 | 3 | 1 | 2 | 1 | 1 |  | 0
PG&E KERN | Famoso | 115 | Distributed_Solar |  |  | 0 | 0 | 0 | 0 | 0 | 0 | 0 | 0 | 0 | 5 | 2 | 5 | 2 | [14 empty] | 1 | 1 | 4 | 1 | 1 | 1 | 4 |  | 1
PG&E NGBA | Fern Road | 500 | Distributed_Solar |  |  | 0 | 0 | 0 | 0 | 0 | 0 | 0 | 0 | 0 | 5 | 2 | 1 | 1 | [14 empty] | 2 | 2 | 4 | 2 | 3 | 1 | 1 |  | 0
PG&E GBA | Fibreboard (SPI Sonora) | 115 | Distributed_Solar |  |  | 0 | 0 | 0 | 0 | 0 | 0 | 0 | 0 | 0 | 5 | 5 | 1 | 1 | [14 empty] | 2 | 1 | 2 | 1 | 2 | 1 | 1 |  | 0
PG&E FRESNO | Figarden | 230 | Distributed_Solar |  |  | 0 | 0 | 0 | 0 | 0 | 0 | 0 | 0 | 0 | 5 | 4 | 5 | 2 | [14 empty] | 1 | 1 | 3 | 2 | 2 | 1 | 1 |  | 0
PG&E FRESNO | Fink | 230 | Distributed_Solar |  |  | 0 | 0 | 0 | 0 | 0 | 0 | 0 | 0 | 0 | 1 | 1 | 1 | 1 | [14 empty] | 1 | 1 | 4 | 2 | 1 | 1 | 1 |  | 0
PG&E NGBA | Fitch Mountain | 60 | Distributed_Solar |  |  | 0 | 0 | 0 | 0 | 0 | 0 | 0 | 0 | 0 | 5 | 2 | 1 | 1 | [14 empty] | 2 | 2 | 4 | 2 | 3 | 1 | 1 |  | 0
PG&E GBA | FMC | 115 | Distributed_Solar |  |  | 0 | 0 | 0 | 0 | 0 | 0 | 0 | 0 | 0 | 5 | 4 | 1 | 1 | [14 empty] | 2 | 1 | 2 | 2 | 2 | 1 | 1 |  | 0
PG&E GBA | Fremont | 115 | Distributed_Solar |  |  | 0 | 0 | 0 | 0 | 0 | 0 | 0 | 0 | 0 | 1 | 1 | 1 | 1 | [14 empty] | 2 | 1 | 3 | 1 | 2 | 1 | 1 |  | 0
PG&E GBA | French Camp | 60 | Distributed_Solar |  |  | 0 | 0 | 0 | 0 | 0 | 0 | 0 | 0 | 0 | 5 | 5 | 1 | 1 | [14 empty] | 1 | 1 | 3 | 2 | 1 | 1 | 1 |  | 0
PG&E GBA | Frogtown | 115 | Distributed_Solar |  |  | 0 | 0 | 0 | 0 | 0 | 0 | 0 | 0 | 0 | 5 | 5 | 1 | 1 | [14 empty] | 2 | 1 | 4 | 1 | 3 | 1 | 1 |  | 0
PG&E NGBA | Fulton | 115 | Distributed_Solar |  |  | 0 | 0 | 0 | 0 | 0 | 0 | 0 | 0 | 0 | 5 | 4 | 1 | 1 | [14 empty] | 2 | 1 | 3 | 2 | 2 | 1 | 1 |  | 0
PG&E NGBA | Fulton | 230 | Distributed_Solar |  |  | 0 | 0 | 0 | 0 | 0 | 0 | 0 | 0 | 0 | 5 | 4 | 1 | 1 | [14 empty] | 2 | 1 | 3 | 2 | 2 | 1 | 1 |  | 0
PG&E NGBA | Fulton | 60 | Distributed_Solar |  |  | 0 | 0 | 0 | 0 | 0 | 0 | 0 | 0 | 0 | 5 | 2 | 1 | 1 | [14 empty] | 2 | 1 | 3 | 2 | 2 | 1 | 1 |  | 0
PG&E KERN | Ganso | 115 | Distributed_Solar |  |  | 0 | 0 | 0 | 0 | 0 | 0 | 0 | 0 | 0 | 5 | 2 | 5 | 2 | [14 empty] | 1 | 1 | 3 | 1 | 1 | 1 | 4 |  | 1
PG&E FRESNO | Gates | 230 | Distributed_Solar |  |  | 0 | 3 | 3 | 0 | 3 | 3 | 0 | 0 | 0 | 5 | 2 | 5 | 4 | 4 | [13 empty] | 1 | 1 | 3 | 2 | 1 | 1 | 1 |  | 1
PG&E FRESNO | Gates | 500 | Distributed_Solar |  |  | 0 | 0 | 0 | 0 | 0 | 0 | 0 | 0 | 0 | 5 | 2 | 5 | 4 | [14 empty] | 1 | 1 | 3 | 2 | 1 | 1 | 1 |  | 0
PG&E NGBA | Geysers 12 | 230 | Distributed_Solar |  |  | 0 | 0 | 0 | 0 | 0 | 0 | 0 | 0 | 0 | 5 | 4 | 1 | 1 | [14 empty] | 2 | 2 | 4 | 2 | 3 | 1 | 1 |  | 0
PG&E NGBA | Geysers 17 | 230 | Distributed_Solar |  |  | 0 | 0 | 0 | 0 | 0 | 0 | 0 | 0 | 0 | 5 | 4 | 1 | 1 | [14 empty] | 2 | 2 | 4 | 2 | 3 | 1 | 1 |  | 0
PG&E NGBA | Geysers 3 | 115 | Distributed_Solar |  |  | 0 | 0 | 0 | 0 | 0 | 0 | 0 | 0 | 0 | 5 | 2 | 1 | 1 | [14 empty] | 2 | 2 | 4 | 2 | 3 | 1 | 1 |  | 0
PG&E NGBA | Glenn | 230 | Distributed_Solar |  |  | 0 | 0 | 0 | 0 | 0 | 0 | 0 | 0 | 0 | 5 | 2 | 1 | 1 | [14 empty] | 2 | 2 | 4 | 1 | 3 | 1 | 1 |  | 0
PG&E NGBA | Glenn | 60 | Distributed_Solar |  |  | 0 | 0 | 0 | 0 | 0 | 0 | 0 | 0 | 0 | 5 | 2 | 1 | 1 | [14 empty] | 2 | 2 | 4 | 1 | 3 | 1 | 1 |  | 0
PG&E NGBA | Gold Hill | 115 | Distributed_Solar |  |  | 0 | 0 | 0 | 0 | 0 | 0 | 0 | 0 | 0 | 5 | 5 | 1 | 1 | [14 empty] | 2 | 1 | 4 | 2 | 3 | 1 | 1 |  | 0
PG&E NGBA | Gold Hill | 230 | Distributed_Solar |  |  | 0 | 0 | 0 | 0 | 0 | 0 | 0 | 0 | 0 | 5 | 5 | 1 | 1 | [14 empty] | 2 | 1 | 4 | 2 | 3 | 1 | 1 |  | 0
SCE Northern | Goleta | 230 | Distributed_Solar |  |  | 0 | 0 | 0 | 0 | 0 | 0 | 0 | 0 | 0 | 5 | 2 | 4 | 2 | [14 empty] | 2 | 2 | 2 | 1 | 2 | 1 | 1 |  | 0
SCE Metro | Goodrich | 230 | Distributed_Solar |  |  | 0 | 0 | 0 | 0 | 0 | 0 | 0 | 0 | 0 | 1 | 1 | 1 | 1 | [14 empty] | 1 | 1 | 3 | 1 | 2 | 1 | 1 |  | 0
PG&E KERN | Goose Lake | 115 | Distributed_Solar |  |  | 0 | 0 | 0 | 0 | 0 | 0 | 0 | 0 | 0 | 5 | 2 | 5 | 2 | [14 empty] | 1 | 1 | 2 | 1 | 1 | 1 | 1 |  | 0
SCE Metro | Gould | 230 | Distributed_Solar |  |  | 0 | 0 | 0 | 0 | 0 | 0 | 0 | 0 | 0 | 1 | 1 | 1 | 1 | [14 empty] | 1 | 1 | 4 | 1 | 2 | 1 | 1 |  | 0
PG&E NGBA | Grand Island | 115 | Distributed_Solar |  |  | 0 | 2.73 | 2.73 | 0 | 2.73 | 2.73 | 0 | 0 | 0 | 5 | 5 | 1 | 1 | [14 empty] | 2 | 1 | 4 | 2 | 2 | 1 | 1 |  | 1
SDGE | Granite | 69 | Distributed_Solar |  |  | 0 | 0 | 0 | 0 | 0 | 0 | 0 | 0 | 0 | 1 | 1 | 1 | 1 | [14 empty] | 2 | 1 | 2 | 2 | 2 | 1 | 1 |  | 0
PG&E GBA | Grant | 115 | Distributed_Solar |  |  | 0 | 0 | 0 | 0 | 0 | 0 | 0 | 0 | 0 | 5 | 2 | 1 | 1 | [14 empty] | 2 | 1 | 2 | 1 | 2 | 1 | 1 |  | 0
PG&E GBA | Green Valley | 115 | Distributed_Solar |  |  | 0 | 0 | 0 | 0 | 0 | 0 | 0 | 0 | 0 | 5 | 4 | 1 | 1 | [14 empty] | 2 | 2 | 3 | 2 | 2 | 1 | 1 |  | 0
PG&E NGBA | Greenleaf 1 | 115 | Distributed_Solar |  |  | 0 | 0 | 0 | 0 | 0 | 0 | 0 | 0 | 0 | 5 | 5 | 1 | 1 | [14 empty] | 2 | 2 | 1 | 1 | 3 | 1 | 1 |  | 0
PG&E FRESNO | Gregg | 230 | Distributed_Solar |  |  | 0 | 0 | 0 | 0 | 0 | 0 | 0 | 0 | 0 | 5 | 5 | 5 | 2 | [14 empty] | 1 | 1 | 3 | 2 | 1 | 1 | 1 |  | 0
PG&E FRESNO | Grimmway-Malaga | 115 | Distributed_Solar |  |  | 0 | 0 | 0 | 0 | 0 | 0 | 0 | 0 | 0 | 5 | 5 | 5 | 2 | [14 empty] | 1 | 1 | 2 | 1 | 1 | 1 | 1 |  | 0
PG&E NGBA | Grizzly | 230 | Distributed_Solar |  |  | 0 | 0 | 0 | 0 | 0 | 0 | 0 | 0 | 0 | 5 | 5 | 1 | 1 | [14 empty] | 2 | 2 | 4 | 1 | 3 | 1 | 1 |  | 0
PG&E FRESNO | Guernsey | 70 | Distributed_Solar |  |  | 0 | 0 | 0 | 0 | 0 | 0 | 0 | 0 | 0 | 5 | 5 | 5 | 4 | [14 empty] | 1 | 1 | 3 | 2 | 1 | 1 | 5 |  | 1
PG&E FRESNO | GWF Hanford | 115 | Distributed_Solar |  |  | 0 | 0 | 0 | 0 | 0 | 0 | 0 | 0 | 0 | 5 | 5 | 5 | 2 | [14 empty] | 2 | 1 | 2 | 1 | 1 | 1 | 1 |  | 0
PG&E FRESNO | Haas | 230 | Distributed_Solar |  |  | 0 | 0 | 0 | 0 | 0 | 0 | 0 | 0 | 0 | 5 | 5 | 5 | 2 | [14 empty] | 1 | 1 | 4 | 2 | 3 | 1 | 1 |  | 0
PG&E FRESNO | Hammonds | 115 | Distributed_Solar |  |  | 0 | 0 | 0 | 0 | 0 | 0 | 0 | 0 | 0 | 5 | 2 | 5 | 2 | [14 empty] | 1 | 1 | 2 | 2 | 1 | 1 | 1 |  | 0
SCE Metro | HarborGen | 230 | Distributed_Solar |  |  | 0 | 0 | 0 | 0 | 0 | 0 | 0 | 0 | 0 | 1 | 1 | 1 | 1 | [14 empty] | 1 | 1 | 2 | 1 | 1 | 1 | 1 |  | 0
PG&E NGBA | Harris | 60 | Distributed_Solar |  |  | 0 | 0 | 0 | 0 | 0 | 0 | 0 | 0 | 0 | 5 | 2 | 1 | 1 | [14 empty] | 2 | 2 | 2 | 2 | 3 | 1 | 1 |  | 0
EOP | Harry Allen | 500 | Distributed_Solar |  |  | 0 | 0 | 0 | 0 | 0 | 0 | 0 | 0 | 0 | 5 | 2 | 4 | 2 | [14 empty] | 2 | 2 | 4 | 1 | 3 | 1 | 1 |  | 0
PG&E NGBA | Hartley | 60 | Distributed_Solar |  |  | 0 | 0 | 0 | 0 | 0 | 0 | 0 | 0 | 0 | 5 | 2 | 1 | 1 | [14 empty] | 2 | 2 | 4 | 2 | 3 | 1 | 1 |  | 0
SCE NOL | Harvard | 115 | Distributed_Solar |  |  | 0 | 0 | 0 | 0 | 0 | 0 | 0 | 0 | 0 | 3 | 3 | 1 | 1 | [14 empty] | 2 | 1 | 4 | 1 | 1 | 1 | 1 |  | 0
SDGE | Hassayampa | 500 | Distributed_Solar |  |  | 0 | 0 | 0 | 0 | 0 | 0 | 0 | 0 | 0 | 5 | 4 | 4 | 4 | [14 empty] | 2 | 1 | 4 | 2 | 3 | 1 | 1 |  | 0
PG&E FRESNO | Helm | 230 | Distributed_Solar |  |  | 0 | 0 | 0 | 0 | 0 | 0 | 0 | 0 | 0 | 5 | 5 | 5 | 2 | [14 empty] | 1 | 1 | 2 | 2 | 1 | 1 | 1 |  | 0
PG&E FRESNO | Helm | 70 | Distributed_Solar |  |  | 0 | 0 | 0 | 0 | 0 | 0 | 0 | 0 | 0 | 5 | 2 | 5 | 2 | [14 empty] | 1 | 1 | 2 | 2 | 1 | 1 | 1 |  | 0
PG&E FRESNO | Henrietta | 115 | Distributed_Solar |  |  | 0 | 0 | 0 | 0 | 0 | 0 | 0 | 0 | 0 | 5 | 2 | 5 | 2 | [14 empty] | 1 | 1 | 1 | 2 | 1 | 1 | 1 |  | 0
PG&E FRESNO | Henrietta | 230 | Distributed_Solar |  |  | 0 | 0 | 0 | 0 | 0 | 0 | 0 | 0 | 0 | 5 | 2 | 5 | 2 | 3 | [13 empty] | 1 | 1 | 1 | 2 | 1 | 1 | 1 |  | 0
PG&E FRESNO | Henrietta | 70 | Distributed_Solar |  |  | 0 | 0 | 0 | 0 | 0 | 0 | 0 | 0 | 0 | 5 | 5 | 5 | 4 | [14 empty] | 1 | 1 | 1 | 2 | 1 | 1 | 1 |  | 0
PG&E FRESNO | Herndon | 115 | Distributed_Solar |  |  | 0 | 0 | 0 | 0 | 0 | 0 | 0 | 0 | 0 | 5 | 2 | 5 | 2 | [14 empty] | 1 | 1 | 3 | 2 | 1 | 1 | 1 |  | 0
PG&E FRESNO | Herndon | 230 | Distributed_Solar |  |  | 0 | 0 | 0 | 0 | 0 | 0 | 0 | 0 | 0 | 5 | 4 | 5 | 2 | [14 empty] | 1 | 1 | 3 | 2 | 1 | 1 | 1 |  | 0
PG&E GBA | Hicks | 230 | Distributed_Solar |  |  | 0 | 0 | 0 | 0 | 0 | 0 | 0 | 0 | 0 | 5 | 4 | 1 | 1 | [14 empty] | 2 | 1 | 4 | 2 | 2 | 1 | 1 |  | 0
PG&E NGBA | Higgins | 115 | Distributed_Solar |  |  | 0 | 0 | 0 | 0 | 0 | 0 | 0 | 0 | 0 | 5 | 5 | 1 | 1 | [14 empty] | 2 | 1 | 4 | 1 | 3 | 1 | 1 |  | 0
PG&E NGBA | Hilltop | 345 | Distributed_Solar |  |  | 0 | 0 | 0 | 0 | 0 | 0 | 0 | 0 | 0 | 5 | 2 | 1 | 1 | [14 empty] | 2 | 2 | 4 | 1 | 3 | 1 | 1 |  | 0
SCE Metro | Hinson | 230 | Distributed_Solar |  |  | 0 | 0.68 | 0.68 | 0 | 0.68 | 0.68 | 0 | 0 | 0 | 1 | 1 | 1 | 1 | [14 empty] | 1 | 1 | 2 | 1 | 1 | 1 | 1 |  | 1
PG&E GBA | Hollister | 115 | Distributed_Solar |  |  | 0 | 0 | 0 | 0 | 0 | 0 | 0 | 0 | 0 | 5 | 4 | 1 | 1 | 3 | [13 empty] | 2 | 2 | 4 | 2 | 3 | 1 | 1 |  | 0
PG&E NGBA | Homestake | 115 | Distributed_Solar |  |  | 0 | 0 | 0 | 0 | 0 | 0 | 0 | 0 | 0 | 5 | 2 | 1 | 1 | [14 empty] | 2 | 1 | 4 | 2 | 3 | 1 | 1 |  | 0
PG&E NGBA | Honcut | 115 | Distributed_Solar |  |  | 0 | 0 | 0 | 0 | 0 | 0 | 0 | 0 | 0 | 5 | 5 | 1 | 1 | [14 empty] | 2 | 1 | 4 | 2 | 3 | 1 | 1 |  | 0
SDGE | Hoodoo Wash | 500 | Distributed_Solar |  |  | 0 | 0 | 0 | 0 | 0 | 0 | 0 | 0 | 0 | 5 | 2 | 4 | 2 | [14 empty] | 2 | 2 | 4 | 2 | 3 | 1 | 1 |  | 0
PG&E NGBA | Hopland | 115 | Distributed_Solar |  |  | 0 | 0 | 0 | 0 | 0 | 0 | 0 | 0 | 0 | 5 | 2 | 1 | 1 | [14 empty] | 2 | 2 | 4 | 2 | 3 | 1 | 1 |  | 0
PG&E NGBA | Hopland | 60 | Distributed_Solar |  |  | 0 | 0 | 0 | 0 | 0 | 0 | 0 | 0 | 0 | 5 | 2 | 1 | 1 | [14 empty] | 2 | 2 | 4 | 2 | 3 | 1 | 1 |  | 0
PG&E NGBA | Humboldt | 115 | Distributed_Solar |  |  | 0 | 0 | 0 | 0 | 0 | 0 | 0 | 0 | 0 | 5 | 2 | 1 | 1 | 3 | [13 empty] | 2 | 2 | 3 | 2 | 3 | 1 | 1 |  | 0
PG&E NGBA | Humboldt | 60 | Distributed_Solar |  |  | 0 | 1.999 | 1.999 | 0 | 1.999 | 1.999 | 0 | 0 | 0 | 5 | 2 | 1 | 1 | [14 empty] | 2 | 2 | 3 | 2 | 3 | 1 | 1 |  | 1
PG&E NGBA | Humboldt | 500 | Distributed_Solar |  |  | 0 | 0 | 0 | 0 | 0 | 0 | 0 | 0 | 0 | 5 | 2 | 1 | 1 | [14 empty] | 2 | 2 | 3 | 2 | 3 | 1 | 1 |  | 0
SCE Metro | Huntington Beach | 230 | Distributed_Solar |  |  | 0 | 0 | 0 | 0 | 0 | 0 | 0 | 0 | 0 | 1 | 1 | 1 | 1 | [14 empty] | 1 | 1 | 1 | 1 | 2 | 1 | 1 |  | 0
PG&E NGBA | Ignacio | 115 | Distributed_Solar |  |  | 0 | 0 | 0 | 0 | 0 | 0 | 0 | 0 | 0 | 5 | 4 | 1 | 1 | [14 empty] | 2 | 1 | 4 | 1 | 3 | 1 | 1 |  | 0
PG&E NGBA | Ignacio | 230 | Distributed_Solar |  |  | 0 | 0 | 0 | 0 | 0 | 0 | 0 | 0 | 0 | 5 | 2 | 1 | 1 | [14 empty] | 2 | 1 | 4 | 1 | 3 | 1 | 1 |  | 0
PG&E NGBA | Ignacio | 60 | Distributed_Solar |  |  | 0 | 0 | 0 | 0 | 0 | 0 | 0 | 0 | 0 | 5 | 2 | 1 | 1 | [14 empty] | 2 | 1 | 4 | 1 | 3 | 1 | 1 |  | 0
SDGE | Imperial Beach | 69 | Distributed_Solar |  |  | 0 | 0 | 0 | 0 | 0 | 0 | 0 | 0 | 0 | 1 | 1 | 1 | 1 | [14 empty] | 2 | 1 | 3 | 1 | 2 | 1 | 1 |  | 0
SDGE | Imperial Valley | 230 | Distributed_Solar |  |  | 0 | 0 | 0 | 0 | 0 | 0 | 0 | 0 | 0 | 1 | 1 | 1 | 1 | [14 empty] | 1 | 1 | 2 | 2 | 1 | 1 | 1 |  | 0
SDGE | Imperial Valley | 500 | Distributed_Solar |  |  | 0 | 0 | 0 | 0 | 0 | 0 | 0 | 0 | 0 | 1 | 1 | 1 | 1 | [14 empty] | 1 | 1 | 2 | 2 | 1 | 1 | 1 |  | 0
EOP | Innovation | 138 | Distributed_Solar |  |  | 0 | 0 | 0 | 0 | 0 | 0 | 0 | 0 | 0 | 5 | 2 | 4 | 2 | [14 empty] | 2 | 2 | 4 | 1 | 3 | 1 | 1 |  | 0
EOP | Innovation | 230 | Distributed_Solar |  |  | 0 | 0 | 0 | 0 | 0 | 0 | 0 | 0 | 0 | 5 | 2 | 4 | 2 | [14 empty] | 2 | 2 | 4 | 1 | 3 | 1 | 1 |  | 0
SCE NOL | Inyokern | 115 | Distributed_Solar |  |  | 0 | 0 | 0 | 0 | 0 | 0 | 0 | 0 | 0 | 3 | 3 | 1 | 1 | [14 empty] | 2 | 2 | 4 | 1 | 3 | 4+ | 1 |  | 1
EOP | IS Tap | 138 | Distributed_Solar |  |  | 0 | 0 | 0 | 0 | 0 | 0 | 0 | 0 | 0 | 5 | 2 | 4 | 2 | [14 empty] | 2 | 2 | 4 | 1 | 3 | 1 | 1 |  | 0
EOP | Ivanpah | 115 | Distributed_Solar |  |  | 0 | 0 | 0 | 0 | 0 | 0 | 0 | 0 | 0 | 5 | 2 | 4 | 2 | [14 empty] | 2 | 2 | 4 | 1 | 1 | 1 | 1 |  | 0
EOP | Ivanpah | 230 | Distributed_Solar |  |  | 0 | 0 | 0 | 0 | 0 | 0 | 0 | 0 | 0 | 5 | 2 | 4 | 2 | [14 empty] | 2 | 2 | 4 | 1 | 1 | 1 | 1 |  | 0
EOP | Jackass (DOE) | 138 | Distributed_Solar |  |  | 0 | 0 | 0 | 0 | 0 | 0 | 0 | 0 | 0 | 5 | 2 | 4 | 2 | [14 empty] | 2 | 2 | 4 | 1 | 3 | 1 | 1 |  | 0
PG&E NGBA | James B Black | 230 | Distributed_Solar |  |  | 0 | 0 | 0 | 0 | 0 | 0 | 0 | 0 | 0 | 5 | 2 | 1 | 1 | [14 empty] | 2 | 2 | 4 | 2 | 3 | 1 | 1 |  | 0
PG&E GBA | Jefferson | 230 | Distributed_Solar |  |  | 0 | 0 | 0 | 0 | 0 | 0 | 0 | 0 | 0 | 5 | 4 | 1 | 1 | [14 empty] | 2 | 1 | 3 | 1 | 2 | 1 | 1 |  | 0
PG&E NGBA | Jessup | 115 | Distributed_Solar |  |  | 0 | 0 | 0 | 0 | 0 | 0 | 0 | 0 | 0 | 5 | 2 | 1 | 1 | [14 empty] | 2 | 2 | 3 | 2 | 3 | 1 | 1 |  | 0
SCE Metro | Johanna | 230 | Distributed_Solar |  |  | 0 | 0 | 0 | 0 | 0 | 0 | 0 | 0 | 0 | 1 | 1 | 1 | 1 | [14 empty] | 1 | 1 | 2 | 1 | 1 | 1 | 1 |  | 0
SCE Eastern | Julian Hinds | 230 | Distributed_Solar |  |  | 0 | 0 | 0 | 0 | 0 | 0 | 0 | 0 | 0 | 5 | 4 | 1 | 1 | [14 empty] | 2 | 1 | 4 | 1 | 3 | 1 | 1 |  | 0
PG&E GBA | Kasson | 115 | Distributed_Solar |  |  | 0 | 0 | 0 | 0 | 0 | 0 | 0 | 0 | 0 | 5 | 5 | 1 | 1 | [14 empty] | 1 | 1 | 4 | 2 | 1 | 1 | 1 |  | 0
PG&E GBA | Kasson | 60 | Distributed_Solar |  |  | 0 | 0 | 0 | 0 | 0 | 0 | 0 | 0 | 0 | 5 | 5 | 1 | 1 | [14 empty] | 1 | 1 | 4 | 2 | 1 | 1 | 1 |  | 0
PG&E FRESNO | Kearney | 230 | Distributed_Solar |  |  | 0 | 0 | 0 | 0 | 0 | 0 | 0 | 0 | 0 | 5 | 5 | 5 | 2 | [14 empty] | 1 | 1 | 3 | 2 | 1 | 1 | 1 |  | 0
PG&E FRESNO | Kearney | 70 | Distributed_Solar |  |  | 0 | 0 | 0 | 0 | 0 | 0 | 0 | 0 | 0 | 5 | 5 | 5 | 2 | [14 empty] | 1 | 1 | 3 | 2 | 1 | 1 | 1 |  | 0
PG&E GBA | Kelso | 230 | Distributed_Solar |  |  | 0 | 0 | 0 | 0 | 0 | 0 | 0 | 0 | 0 | 5 | 2 | 1 | 1 | [14 empty] | 2 | 1 | 2 | 1 | 2 | 1 | 1 |  | 0
PG&E FRESNO | Kerchoff 1 | 115 | Distributed_Solar |  |  | 0 | 0 | 0 | 0 | 0 | 0 | 0 | 0 | 0 | 5 | 5 | 5 | 2 | [14 empty] | 1 | 1 | 4 | 2 | 3 | 1 | 1 |  | 0
PG&E KERN | Kern Oil | 115 | Distributed_Solar |  |  | 0 | 0 | 0 | 0 | 0 | 0 | 0 | 0 | 0 | 5 | 2 | 5 | 4 | [14 empty] | 1 | 1 | 1 | 1 | 1 | 1 | 4 |  | 1
PG&E KERN | Kern PP | 115 | Distributed_Solar |  |  | 0 | 0 | 0 | 0 | 0 | 0 | 0 | 0 | 0 | 5 | 2 | 5 | 4 | [14 empty] | 1 | 1 | 2 | 1 | 2 | 1 | 1 |  | 0
PG&E KERN | Kern PP | 230 | Distributed_Solar |  |  | 0 | 0 | 0 | 0 | 0 | 0 | 0 | 0 | 0 | 5 | 2 | 5 | 4 | [14 empty] | 1 | 1 | 2 | 1 | 2 | 1 | 1 |  | 0
PG&E KERN | Kern PP | 70 | Distributed_Solar |  |  | 0 | 0 | 0 | 0 | 0 | 0 | 0 | 0 | 0 | 5 | 2 | 5 | 2 | [14 empty] | 1 | 1 | 2 | 1 | 2 | 1 | 1 |  | 0
PG&E KERN | Kernridge | 115 | Distributed_Solar |  |  | 0 | 0 | 0 | 0 | 0 | 0 | 0 | 0 | 0 | 5 | 2 | 5 | 4 | [14 empty] | 1 | 1 | 1 | 1 | 1 | 1 | 1 |  | 0
PG&E FRESNO | Kingsburg | 115 | Distributed_Solar |  |  | 0 | 0 | 0 | 0 | 0 | 0 | 0 | 0 | 0 | 5 | 5 | 5 | 4 | [14 empty] | 1 | 1 | 2 | 2 | 1 | 1 | 1 |  | 0
PG&E GBA | Kirker | 115 | Distributed_Solar |  |  | 0 | 2.9 | 2.9 | 0 | 2.9 | 2.9 | 0 | 0 | 0 | 5 | 2 | 1 | 1 | [14 empty] | 2 | 1 | 3 | 1 | 1 | 1 | 1 |  | 1
PG&E NGBA | Knights Landing | 115 | Distributed_Solar |  |  | 0 | 0 | 0 | 0 | 0 | 0 | 0 | 0 | 0 | 5 | 5 | 1 | 1 | [14 empty] | 2 | 1 | 4 | 2 | 3 | 1 | 1 |  | 0
PG&E NGBA | Konocti | 60 | Distributed_Solar |  |  | 0 | 0 | 0 | 0 | 0 | 0 | 0 | 0 | 0 | 5 | 2 | 1 | 1 | [14 empty] | 2 | 2 | 4 | 2 | 3 | 1 | 1 |  | 0
SCE NOL | Kramer | 115 | Distributed_Solar |  |  | 0 | 0 | 0 | 0 | 0 | 0 | 0 | 0 | 0 | 3 | 3 | 1 | 1 | 3 | [13 empty] | 2 | 1 | 4 | 1 | 3 | 4+ | 5 |  | 1
SCE NOL | Kramer | 230 | Distributed_Solar |  |  | 0 | 0 | 0 | 0 | 0 | 0 | 0 | 0 | 0 | 3 | 3 | 1 | 1 | 4 | [13 empty] | 2 | 1 | 4 | 1 | 3 | 4+ | 1 |  | 1
SCE Metro | La Cienega | 230 | Distributed_Solar |  |  | 0 | 0 | 0 | 0 | 0 | 0 | 0 | 0 | 0 | 1 | 1 | 1 | 1 | [14 empty] | 1 | 1 | 2 | 1 | 2 | 1 | 1 |  | 0
SCE Metro | La Fresa | 230 | Distributed_Solar |  |  | 0 | 0 | 0 | 0 | 0 | 0 | 0 | 0 | 0 | 1 | 1 | 1 | 1 | [14 empty] | 1 | 1 | 2 | 1 | 2 | 1 | 1 |  | 0
SCE Metro | Laguna Bell | 230 | Distributed_Solar |  |  | 0 | 0.68 | 0.68 | 0 | 0.68 | 0.68 | 0 | 0 | 0 | 1 | 1 | 1 | 1 | 5 | [13 empty] | 1 | 1 | 2 | 1 | 1 | 4+ | 1 |  | 1
PG&E KERN | Lakeview | 70 | Distributed_Solar |  |  | 0 | 0 | 0 | 0 | 0 | 0 | 0 | 0 | 0 | 5 | 2 | 5 | 4 | [14 empty] | 1 | 1 | 4 | 1 | 1 | 1 | 1 |  | 0
PG&E NGBA | Lakeville | 230 | Distributed_Solar |  |  | 0 | 0 | 0 | 0 | 0 | 0 | 0 | 0 | 0 | 5 | 4 | 1 | 1 | [14 empty] | 2 | 1 | 4 | 2 | 3 | 1 | 1 |  | 0
PG&E NGBA | Lakeville | 60 | Distributed_Solar |  |  | 0 | 0 | 0 | 0 | 0 | 0 | 0 | 0 | 0 | 5 | 4 | 1 | 1 | [14 empty] | 2 | 1 | 4 | 2 | 3 | 1 | 5 |  | 1
PG&E NGBA | Lakeville | 115 | Distributed_Solar |  |  | 0 | 0 | 0 | 0 | 0 | 0 | 0 | 0 | 0 | 5 | 4 | 1 | 1 | [14 empty] | 2 | 1 | 4 | 2 | 3 | 1 | 1 |  | 0
PG&E GBA | Lakewood | 115 | Distributed_Solar |  |  | 0 | 0 | 0 | 0 | 0 | 0 | 0 | 0 | 0 | 5 | 2 | 1 | 1 | [14 empty] | 2 | 1 | 3 | 1 | 2 | 1 | 1 |  | 0
PG&E NGBA | Lambie | 230 | Distributed_Solar |  |  | 0 | 0 | 0 | 0 | 0 | 0 | 0 | 0 | 0 | 5 | 4 | 1 | 1 | [14 empty] | 2 | 1 | 1 | 1 | 1 | 1 | 1 |  | 0
PG&E GBA | Lammers | 115 | Distributed_Solar |  |  | 0 | 0 | 0 | 0 | 0 | 0 | 0 | 0 | 0 | 5 | 5 | 1 | 1 | 3 | [13 empty] | 1 | 1 | 1 | 2 | 2 | 1 | 1 |  | 0
PG&E KERN | Lamont | 115 | Distributed_Solar |  |  | 0 | 0 | 0 | 0 | 0 | 0 | 0 | 0 | 0 | 5 | 2 | 5 | 4 | 3 | [13 empty] | 1 | 1 | 2 | 1 | 1 | 1 | 4 |  | 1
PG&E FRESNO | Las Aguilas | 230 | Distributed_Solar |  |  | 0 | 0 | 0 | 0 | 0 | 0 | 0 | 0 | 0 | 5 | 2 | 5 | 2 | [14 empty] | 2 | 2 | 4 | 2 | 2 | 1 | 1 |  | 0
EOP | Lathrop | 138 | Distributed_Solar |  |  | 0 | 0 | 0 | 0 | 0 | 0 | 0 | 0 | 0 | 5 | 2 | 4 | 2 | [14 empty] | 2 | 2 | 4 | 1 | 3 | 1 | 1 |  | 0
EOP | Lathrop | 230 | Distributed_Solar |  |  | 0 | 0 | 0 | 0 | 0 | 0 | 0 | 0 | 0 | 5 | 2 | 4 | 2 | [14 empty] | 2 | 2 | 4 | 1 | 3 | 1 | 1 |  | 0
PG&E FRESNO | Le Grand | 115 | Distributed_Solar |  |  | 0 | 0 | 0 | 0 | 0 | 0 | 0 | 0 | 0 | 5 | 5 | 5 | 2 | [14 empty] | 1 | 1 | 3 | 2 | 1 | 1 | 1 |  | 0
PG&E FRESNO | Lemoore | 70 | Distributed_Solar |  |  | 0 | 0 | 0 | 0 | 0 | 0 | 0 | 0 | 0 | 5 | 2 | 5 | 2 | [14 empty] | 1 | 1 | 3 | 2 | 2 | 1 | 1 |  | 0
PG&E KERN | Lerdo | 115 | Distributed_Solar |  |  | 0 | 0 | 0 | 0 | 0 | 0 | 0 | 0 | 0 | 5 | 2 | 5 | 4 | [14 empty] | 1 | 1 | 4 | 1 | 1 | 1 | 1 |  | 0
SCE Metro | Lewis | 230 | Distributed_Solar |  |  | 0 | 0 | 0 | 0 | 0 | 0 | 0 | 0 | 0 | 1 | 1 | 1 | 1 | [14 empty] | 1 | 1 | 3 | 1 | 2 | 1 | 1 |  | 0
SCE Metro | Lighthipe | 230 | Distributed_Solar |  |  | 0 | 1.32 | 1.32 | 0 | 1.32 | 1.32 | 0 | 0 | 0 | 1 | 1 | 1 | 1 | [14 empty] | 1 | 1 | 2 | 1 | 1 | 4+ | 1 |  | 1
SDGE | Lilac | 69 | Distributed_Solar |  |  | 0 | 0 | 0 | 0 | 0 | 0 | 0 | 0 | 0 | 1 | 1 | 1 | 1 | [14 empty] | 2 | 1 | 3 | 1 | 3 | 1 | 1 |  | 0
PG&E NGBA | Lincoln | 115 | Distributed_Solar |  |  | 0 | 0 | 0 | 0 | 0 | 0 | 0 | 0 | 0 | 5 | 5 | 1 | 1 | [14 empty] | 2 | 1 | 3 | 2 | 3 | 1 | 1 |  | 0
PG&E KERN | Live Oak | 115 | Distributed_Solar |  |  | 0 | 0 | 0 | 0 | 0 | 0 | 0 | 0 | 0 | 5 | 2 | 5 | 4 | [14 empty] | 1 | 1 | 1 | 1 | 1 | 1 | 1 |  | 0
PG&E GBA | Llagas | 115 | Distributed_Solar |  |  | 0 | 0 | 0 | 0 | 0 | 0 | 0 | 0 | 0 | 5 | 4 | 1 | 1 | [14 empty] | 2 | 1 | 2 | 2 | 1 | 1 | 1 |  | 0
PG&E GBA | Lockeford | 115 | Distributed_Solar |  |  | 0 | 0 | 0 | 0 | 0 | 0 | 0 | 0 | 0 | 5 | 5 | 1 | 1 | [14 empty] | 1 | 1 | 4 | 2 | 2 | 1 | 1 |  | 0
PG&E GBA | Lockeford | 230 | Distributed_Solar |  |  | 0 | 0 | 0 | 0 | 0 | 0 | 0 | 0 | 0 | 5 | 5 | 1 | 1 | [14 empty] | 1 | 1 | 4 | 2 | 2 | 1 | 1 |  | 0
PG&E GBA | Lockeford | 60 | Distributed_Solar |  |  | 0 | 0 | 0 | 0 | 0 | 0 | 0 | 0 | 0 | 5 | 5 | 1 | 1 | [14 empty] | 1 | 1 | 4 | 2 | 2 | 1 | 1 |  | 0
PG&E GBA | Lodi | 230 | Distributed_Solar |  |  | 0 | 0 | 0 | 0 | 0 | 0 | 0 | 0 | 0 | 5 | 5 | 1 | 1 | [14 empty] | 1 | 1 | 1 | 2 | 1 | 1 | 1 |  | 0
PG&E NGBA | Logan Creek | 230 | Distributed_Solar |  |  | 0 | 0 | 0 | 0 | 0 | 0 | 0 | 0 | 0 | 5 | 2 | 1 | 1 | [14 empty] | 2 | 2 | 4 | 1 | 2 | 1 | 1 |  | 0
PG&E GBA | Lone Tree | 230 | Distributed_Solar |  |  | 0 | 0 | 0 | 0 | 0 | 0 | 0 | 0 | 0 | 5 | 2 | 1 | 1 | [14 empty] | 2 | 1 | 3 | 1 | 2 | 1 | 4 |  | 1
PG&E FRESNO | Los Banos | 230 | Distributed_Solar |  |  | 0 | 5.9 | 5.9 | 0 | 5.9 | 5.9 | 0 | 0 | 0 | 5 | 2 | 5 | 2 | 3 | [13 empty] | 1 | 1 | 4 | 2 | 1 | 1 | 1 |  | 1
PG&E FRESNO | Los Banos | 500 | Distributed_Solar |  |  | 0 | 0 | 0 | 0 | 0 | 0 | 0 | 0 | 0 | 1 | 1 | 1 | 1 | [14 empty] | 1 | 1 | 4 | 2 | 1 | 1 | 1 |  | 0
SDGE | Los Coches | 138 | Distributed_Solar |  |  | 0 | 0 | 0 | 0 | 0 | 0 | 0 | 0 | 0 | 1 | 1 | 1 | 1 | [14 empty] | 2 | 2 | 4 | 2 | 3 | 1 | 1 |  | 0
SDGE | Los Coches | 69 | Distributed_Solar |  |  | 0 | 0 | 0 | 0 | 0 | 0 | 0 | 0 | 0 | 1 | 1 | 1 | 1 | [14 empty] | 2 | 2 | 4 | 2 | 3 | 1 | 1 |  | 0
PG&E GBA | Los Esteros | 115 | Distributed_Solar |  |  | 0 | 0 | 0 | 0 | 0 | 0 | 0 | 0 | 0 | 5 | 4 | 1 | 1 | [14 empty] | 2 | 1 | 1 | 2 | 1 | 1 | 1 |  | 0
PG&E GBA | Los Esteros | 230 | Distributed_Solar |  |  | 0 | 0 | 0 | 0 | 0 | 0 | 0 | 0 | 0 | 5 | 4 | 1 | 1 | [14 empty] | 2 | 1 | 1 | 2 | 1 | 1 | 1 |  | 0
PG&E GBA | Los Positas | 230 | Distributed_Solar |  |  | 0 | 0 | 0 | 0 | 0 | 0 | 0 | 0 | 0 | 5 | 4 | 1 | 1 | [14 empty] | 2 | 1 | 3 | 1 | 3 | 1 | 1 |  | 0
PG&E GBA | Los Positas | 60 | Distributed_Solar |  |  | 0 | 0 | 0 | 0 | 0 | 0 | 0 | 0 | 0 | 5 | 2 | 1 | 1 | 3 | [13 empty] | 2 | 1 | 3 | 1 | 3 | 1 | 1 |  | 0
SDGE | Loveland | 69 | Distributed_Solar |  |  | 0 | 0 | 0 | 0 | 0 | 0 | 0 | 0 | 0 | 1 | 1 | 1 | 1 | [14 empty] | 2 | 1 | 3 | 1 | 3 | 1 | 5 |  | 1
SCE NOL | Lugo | 230 | Distributed_Solar |  |  | 0 | 0 | 0 | 0 | 0 | 0 | 0 | 0 | 0 | 1 | 1 | 1 | 1 | [14 empty] | 2 | 1 | 4 | 1 | 2 | 1 | 1 |  | 0
SCE Metro | Lugo | 500 | Distributed_Solar |  |  | 0 | 0 | 0 | 0 | 0 | 0 | 0 | 0 | 0 | 1 | 1 | 1 | 1 | [14 empty] | 2 | 1 | 4 | 1 | 2 | 1 | 1 |  | 0
PG&E FRESNO | Madera | 70 | Distributed_Solar |  |  | 0 | 0 | 0 | 0 | 0 | 0 | 0 | 0 | 0 | 5 | 5 | 5 | 2 | [14 empty] | 1 | 1 | 4 | 2 | 1 | 1 | 1 |  | 0
PG&E NGBA | Madison | 115 | Distributed_Solar |  |  | 0 | 0 | 0 | 0 | 0 | 0 | 0 | 0 | 0 | 5 | 2 | 1 | 1 | [14 empty] | 2 | 1 | 4 | 2 | 3 | 1 | 1 |  | 0
PG&E KERN | Magunden | 115 | Distributed_Solar |  |  | 0 | 0 | 0 | 0 | 0 | 0 | 0 | 0 | 0 | 5 | 2 | 5 | 4 | [14 empty] | 1 | 1 | 2 | 1 | 1 | 1 | 1 |  | 0
SCE Northern | Magunden | 230 | Distributed_Solar |  |  | 0 | 0 | 0 | 0 | 0 | 0 | 0 | 0 | 0 | 5 | 5 | 1 | 1 | [14 empty] | 1 | 1 | 2 | 1 | 1 | 1 | 1 |  | 0
PG&E FRESNO | Malaga | 115 | Distributed_Solar |  |  | 0 | 0 | 0 | 0 | 0 | 0 | 0 | 0 | 0 | 5 | 5 | 5 | 4 | [14 empty] | 1 | 1 | 1 | 2 | 1 | 1 | 1 |  | 0
PG&E NGBA | Malin | 500 | Distributed_Solar |  |  | 0 | 0 | 0 | 0 | 0 | 0 | 0 | 0 | 0 | 5 | 2 | 1 | 1 | [14 empty] | 2 | 2 | 4 | 2 | 3 | 1 | 1 |  | 0
SCE Northern | Mandalay | 230 | Distributed_Solar |  |  | 0 | 0 | 0 | 0 | 0 | 0 | 0 | 0 | 0 | 5 | 2 | 4 | 2 | [14 empty] | 2 | 1 | 2 | 1 | 1 | 1 | 1 |  | 0
PG&E FRESNO | Manning | 230 | Distributed_Solar |  |  | 0 | 0 | 0 | 0 | 0 | 0 | 0 | 0 | 0 | 5 | 2 | 5 | 2 | [14 empty] | 1 | 1 | 2 | 2 | 1 | 1 | 1 |  | 0
PG&E FRESNO | Manning | 500 | Distributed_Solar |  |  | 0 | 0 | 0 | 0 | 0 | 0 | 0 | 0 | 0 | 1 | 1 | 1 | 1 | [14 empty] | 1 | 1 | 2 | 2 | 1 | 1 | 1 |  | 0
PG&E GBA | Manteca | 115 | Distributed_Solar |  |  | 0 | 0 | 0 | 0 | 0 | 0 | 0 | 0 | 0 | 5 | 5 | 5 | 4 | [14 empty] | 1 | 1 | 2 | 2 | 2 | 1 | 4 |  | 1
SDGE | Margarita | 138 | Distributed_Solar |  |  | 0 | 0 | 0 | 0 | 0 | 0 | 0 | 0 | 0 | 1 | 1 | 1 | 1 | [14 empty] | 1 | 1 | 2 | 1 | 3 | 1 | 1 |  | 0
PG&E GBA | Martin | 230 | Distributed_Solar |  |  | 0 | 0 | 0 | 0 | 0 | 0 | 0 | 0 | 0 | 5 | 2 | 1 | 1 | [14 empty] | 2 | 1 | 3 | 1 | 2 | 1 | 1 |  | 0
PG&E GBA | Martin | 115 | Distributed_Solar |  |  | 0 | 0 | 0 | 0 | 0 | 0 | 0 | 0 | 0 | 1 | 1 | 1 | 1 | 4 | [13 empty] | 2 | 1 | 3 | 1 | 2 | 1 | 1 |  | 0
PG&E GBA | Martinez | 115 | Distributed_Solar |  |  | 0 | 0 | 0 | 0 | 0 | 0 | 0 | 0 | 0 | 5 | 4 | 1 | 1 | [14 empty] | 2 | 1 | 1 | 1 | 1 | 1 | 1 |  | 0
PG&E FRESNO | Mc Mullin | 230 | Distributed_Solar |  |  | 0 | 0 | 0 | 0 | 0 | 0 | 0 | 0 | 0 | 5 | 5 | 5 | 2 | [14 empty] | 1 | 1 | 3 | 2 | 1 | 1 | 1 |  | 0
PG&E FRESNO | McCall | 115 | Distributed_Solar |  |  | 0 | 0 | 0 | 0 | 0 | 0 | 0 | 0 | 0 | 5 | 5 | 5 | 2 | [14 empty] | 1 | 1 | 3 | 2 | 1 | 1 | 5 |  | 1
PG&E FRESNO | McCall | 230 | Distributed_Solar |  |  | 0 | 0 | 0 | 0 | 0 | 0 | 0 | 0 | 0 | 5 | 5 | 5 | 2 | [14 empty] | 1 | 1 | 3 | 2 | 1 | 1 | 1 |  | 0
PG&E GBA | Meadow Lane | 115 | Distributed_Solar |  |  | 0 | 0 | 0 | 0 | 0 | 0 | 0 | 0 | 0 | 5 | 2 | 1 | 1 | [14 empty] | 2 | 1 | 2 | 1 | 1 | 1 | 1 |  | 0
PG&E GBA | Melones | 115 | Distributed_Solar |  |  | 0 | 0 | 0 | 0 | 0 | 0 | 0 | 0 | 0 | 5 | 5 | 1 | 1 | [14 empty] | 2 | 1 | 4 | 1 | 3 | 1 | 1 |  | 0
PG&E GBA | Melones | 230 | Distributed_Solar |  |  | 0 | 0 | 0 | 0 | 0 | 0 | 0 | 0 | 0 | 5 | 5 | 1 | 1 | [14 empty] | 2 | 1 | 4 | 1 | 3 | 1 | 1 |  | 0
SDGE | Melrose | 69 | Distributed_Solar |  |  | 0 | 0 | 0 | 0 | 0 | 0 | 0 | 0 | 0 | 1 | 1 | 1 | 1 | [14 empty] | 2 | 1 | 3 | 1 | 3 | 1 | 1 |  | 0
PG&E NGBA | Mendocino | 115 | Distributed_Solar |  |  | 0 | 5 | 5 | 0 | 5 | 5 | 0 | 0 | 0 | 5 | 2 | 1 | 1 | [14 empty] | 2 | 2 | 4 | 2 | 3 | 1 | 1 |  | 1
PG&E NGBA | Mendocino | 60 | Distributed_Solar |  |  | 0 | 0 | 0 | 0 | 0 | 0 | 0 | 0 | 0 | 5 | 2 | 1 | 1 | [14 empty] | 2 | 2 | 4 | 2 | 3 | 1 | 1 |  | 0
PG&E FRESNO | Mendota | 115 | Distributed_Solar |  |  | 0 | 0 | 0 | 0 | 0 | 0 | 0 | 0 | 0 | 5 | 5 | 5 | 2 | [14 empty] | 1 | 1 | 3 | 2 | 1 | 1 | 1 |  | 0
PG&E GBA | Menlo | 60 | Distributed_Solar |  |  | 0 | 0 | 0 | 0 | 0 | 0 | 0 | 0 | 0 | 5 | 2 | 1 | 1 | [14 empty] | 2 | 1 | 3 | 1 | 2 | 1 | 1 |  | 0
PG&E FRESNO | Merced | 115 | Distributed_Solar |  |  | 0 | 0 | 0 | 0 | 0 | 0 | 0 | 0 | 0 | 5 | 5 | 5 | 2 | [14 empty] | 1 | 1 | 4 | 2 | 1 | 1 | 5 |  | 1
EOP | Mercury | 138 | Distributed_Solar |  |  | 0 | 0 | 0 | 0 | 0 | 0 | 0 | 0 | 0 | 5 | 2 | 4 | 2 | [14 empty] | 2 | 2 | 4 | 1 | 3 | 1 | 1 |  | 0
PG&E FRESNO | Mercy Springs | 70 | Distributed_Solar |  |  | 0 | 0 | 0 | 0 | 0 | 0 | 0 | 0 | 0 | 5 | 2 | 5 | 2 | [14 empty] | 1 | 1 | 4 | 2 | 1 | 1 | 1 |  | 0
PG&E NGBA | Meridian | 60 | Distributed_Solar |  |  | 0 | 0 | 0 | 0 | 0 | 0 | 0 | 0 | 0 | 5 | 2 | 1 | 1 | [14 empty] | 2 | 2 | 4 | 1 | 3 | 1 | 1 |  | 0
PG&E KERN | Mesa (PGE) | 115 | Distributed_Solar |  |  | 0 | 0 | 0 | 0 | 0 | 0 | 0 | 0 | 0 | 5 | 2 | 5 | 2 | [14 empty] | 2 | 2 | 3 | 2 | 2 | 1 | 1 |  | 0
PG&E KERN | Mesa (PGE) | 230 | Distributed_Solar |  |  | 0 | 0 | 0 | 0 | 0 | 0 | 0 | 0 | 0 | 5 | 2 | 5 | 4 | [14 empty] | 2 | 2 | 3 | 2 | 2 | 1 | 1 |  | 0
SCE Metro | Mesa (SCE) | 230 | Distributed_Solar |  |  | 0 | 1.92 | 1.92 | 0 | 1.92 | 1.92 | 0 | 0 | 0 | 1 | 1 | 1 | 1 | [14 empty] | 1 | 1 | 3 | 1 | 2 | 1 | 1 |  | 1
SCE Metro | Mesa (SCE) | 500 | Distributed_Solar |  |  | 0 | 0 | 0 | 0 | 0 | 0 | 0 | 0 | 0 | 1 | 1 | 1 | 1 | [14 empty] | 1 | 1 | 3 | 1 | 2 | 1 | 1 |  | 0
SDGE | Mesa Heights | 69 | Distributed_Solar |  |  | 0 | 0 | 0 | 0 | 0 | 0 | 0 | 0 | 0 | 1 | 1 | 1 | 1 | [14 empty] | 2 | 1 | 2 | 1 | 3 | 1 | 1 |  | 0
PG&E GBA | Metcalf | 115 | Distributed_Solar |  |  | 0 | 0 | 0 | 0 | 0 | 0 | 0 | 0 | 0 | 5 | 4 | 1 | 1 | [14 empty] | 2 | 1 | 1 | 2 | 3 | 1 | 1 |  | 0
PG&E GBA | Metcalf | 230 | Distributed_Solar |  |  | 0 | 0 | 0 | 0 | 0 | 0 | 0 | 0 | 0 | 5 | 4 | 1 | 1 | [14 empty] | 2 | 1 | 1 | 2 | 3 | 1 | 1 |  | 0
PG&E GBA | Metcalf | 500 | Distributed_Solar |  |  | 0 | 0 | 0 | 0 | 0 | 0 | 0 | 0 | 0 | 1 | 1 | 1 | 1 | [14 empty] | 2 | 1 | 1 | 2 | 3 | 1 | 1 |  | 0
PG&E KERN | Midway | 115 | Distributed_Solar |  |  | 0 | 0 | 0 | 0 | 0 | 0 | 0 | 0 | 0 | 5 | 2 | 5 | 4 | 4 | [13 empty] | 1 | 1 | 3 | 1 | 1 | 1 | 1 |  | 0
PG&E KERN | Midway | 230 | Distributed_Solar |  |  | 0 | 0 | 0 | 0 | 0 | 0 | 0 | 0 | 0 | 5 | 2 | 5 | 4 | [14 empty] | 1 | 1 | 3 | 1 | 1 | 1 | 1 |  | 0
PG&E KERN | Midway | 500 | Distributed_Solar |  |  | 0 | 0 | 0 | 0 | 0 | 0 | 0 | 0 | 0 | 5 | 2 | 4 | 4 | [14 empty] | 1 | 1 | 3 | 1 | 1 | 1 | 1 |  | 0
SDGE | Miguel | 230 | Distributed_Solar |  |  | 0 | 0 | 0 | 0 | 0 | 0 | 0 | 0 | 0 | 1 | 1 | 1 | 1 | [14 empty] | 2 | 1 | 3 | 1 | 2 | 1 | 1 |  | 0
SDGE | Miguel | 500 | Distributed_Solar |  |  | 0 | 0 | 0 | 0 | 0 | 0 | 0 | 0 | 0 | 1 | 1 | 1 | 1 | [14 empty] | 2 | 1 | 3 | 1 | 2 | 1 | 1 |  | 0
SDGE | Miguel | 69 | Distributed_Solar |  |  | 0 | 0 | 0 | 0 | 0 | 0 | 0 | 0 | 0 | 1 | 1 | 1 | 1 | [14 empty] | 2 | 1 | 3 | 1 | 2 | 1 | 1 |  | 0
PG&E GBA | Millbrae | 115 | Distributed_Solar |  |  | 0 | 0 | 0 | 0 | 0 | 0 | 0 | 0 | 0 | 1 | 1 | 1 | 1 | [14 empty] | 2 | 1 | 3 | 1 | 2 | 1 | 5 |  | 1
PG&E GBA | Miller | 115 | Distributed_Solar |  |  | 0 | 0 | 0 | 0 | 0 | 0 | 0 | 0 | 0 | 5 | 5 | 1 | 1 | [14 empty] | 1 | 1 | 4 | 2 | 1 | 1 | 1 |  | 0
SCE Metro | Mira Loma | 230 | Distributed_Solar |  |  | 0 | 0 | 0 | 0 | 0 | 0 | 0 | 0 | 0 | 1 | 1 | 1 | 1 | [14 empty] | 1 | 1 | 1 | 1 | 1 | 1 | 1 |  | 0
SCE Metro | Mira Loma | 500 | Distributed_Solar |  |  | 0 | 0 | 0 | 0 | 0 | 0 | 0 | 0 | 0 | 1 | 1 | 1 | 1 | [14 empty] | 1 | 1 | 1 | 1 | 1 | 1 | 1 |  | 0
SCE Eastern | Mirage | 115 | Distributed_Solar |  |  | 0 | 0 | 0 | 0 | 0 | 0 | 0 | 0 | 0 | 5 | 4 | 1 | 1 | [14 empty] | 2 | 1 | 3 | 1 | 3 | 1 | 1 |  | 0
SCE Eastern | Mirage | 230 | Distributed_Solar |  |  | 0 | 0 | 0 | 0 | 0 | 0 | 0 | 0 | 0 | 5 | 4 | 1 | 1 | [14 empty] | 2 | 1 | 3 | 1 | 3 | 1 | 1 |  | 0
SDGE | Mission | 138 | Distributed_Solar |  |  | 0 | 0 | 0 | 0 | 0 | 0 | 0 | 0 | 0 | 1 | 1 | 1 | 1 | [14 empty] | 2 | 1 | 2 | 1 | 2 | 1 | 1 |  | 0
SDGE | Mission | 230 | Distributed_Solar |  |  | 0 | 0 | 0 | 0 | 0 | 0 | 0 | 0 | 0 | 1 | 1 | 1 | 1 | [14 empty] | 2 | 1 | 2 | 1 | 2 | 1 | 1 |  | 0
SDGE | Mission | 69 | Distributed_Solar |  |  | 0 | 0 | 0 | 0 | 0 | 0 | 0 | 0 | 0 | 1 | 1 | 1 | 1 | [14 empty] | 2 | 1 | 2 | 1 | 2 | 1 | 1 |  | 0
PG&E GBA | Mi-Wuk | 115 | Distributed_Solar |  |  | 0 | 0 | 0 | 0 | 0 | 0 | 0 | 0 | 0 | 5 | 5 | 1 | 1 | [14 empty] | 2 | 1 | 4 | 1 | 3 | 1 | 1 |  | 0
EOP | Mohave | 500 | Distributed_Solar |  |  | 0 | 0 | 0 | 0 | 0 | 0 | 0 | 0 | 0 | 5 | 2 | 4 | 2 | [14 empty] | 2 | 2 | 3 | 1 | 3 | 1 | 1 |  | 0
PG&E NGBA | Monroe | 115 | Distributed_Solar |  |  | 0 | 0 | 0 | 0 | 0 | 0 | 0 | 0 | 0 | 5 | 2 | 1 | 1 | [14 empty] | 2 | 1 | 3 | 2 | 2 | 1 | 1 |  | 0
SDGE | Monserate | 69 | Distributed_Solar |  |  | 0 | 0 | 0 | 0 | 0 | 0 | 0 | 0 | 0 | 1 | 1 | 1 | 1 | [14 empty] | 2 | 1 | 3 | 1 | 3 | 1 | 1 |  | 0
PG&E GBA | Monta Vista | 115 | Distributed_Solar |  |  | 0 | 0 | 0 | 0 | 0 | 0 | 0 | 0 | 0 | 5 | 4 | 1 | 1 | [14 empty] | 2 | 1 | 3 | 2 | 3 | 1 | 1 |  | 0
PG&E GBA | Monta Vista | 230 | Distributed_Solar |  |  | 0 | 0 | 0 | 0 | 0 | 0 | 0 | 0 | 0 | 5 | 4 | 1 | 1 | [14 empty] | 2 | 1 | 3 | 2 | 3 | 1 | 1 |  | 0
PG&E GBA | Monta Vista | 60 | Distributed_Solar |  |  | 0 | 0 | 0 | 0 | 0 | 0 | 0 | 0 | 0 | 5 | 4 | 1 | 1 | [14 empty] | 2 | 1 | 3 | 2 | 3 | 1 | 1 |  | 0
PG&E NGBA | Monticello | 115 | Distributed_Solar |  |  | 0 | 0 | 0 | 0 | 0 | 0 | 0 | 0 | 0 | 5 | 2 | 1 | 1 | [14 empty] | 2 | 1 | 4 | 2 | 3 | 1 | 1 |  | 0
SCE Northern | Moorpark | 230 | Distributed_Solar |  |  | 0 | 0 | 0 | 0 | 0 | 0 | 0 | 0 | 0 | 5 | 2 | 4 | 2 | [14 empty] | 2 | 1 | 4 | 1 | 3 | 1 | 1 |  | 0
SCE Northern | Moorpark | 66 | Distributed_Solar |  |  | 0 | 0 | 0 | 0 | 0 | 0 | 0 | 0 | 0 | 5 | 2 | 4 | 2 | [14 empty] | 2 | 1 | 4 | 1 | 3 | 1 | 1 |  | 0
PG&E GBA | Moraga | 115 | Distributed_Solar |  |  | 0 | 0 | 0 | 0 | 0 | 0 | 0 | 0 | 0 | 5 | 2 | 1 | 1 | [14 empty] | 2 | 1 | 3 | 1 | 3 | 1 | 1 |  | 0
PG&E GBA | Moraga | 230 | Distributed_Solar |  |  | 0 | 0 | 0 | 0 | 0 | 0 | 0 | 0 | 0 | 5 | 4 | 1 | 1 | [14 empty] | 2 | 1 | 3 | 1 | 3 | 1 | 1 |  | 0
PG&E GBA | Morgan Hill | 115 | Distributed_Solar |  |  | 0 | 0 | 0 | 0 | 0 | 0 | 0 | 0 | 0 | 5 | 4 | 1 | 1 | [14 empty] | 2 | 1 | 3 | 2 | 2 | 1 | 1 |  | 0
PG&E KERN | Morro Bay | 115 | Distributed_Solar |  |  | 0 | 0 | 0 | 0 | 0 | 0 | 0 | 0 | 0 | 5 | 2 | 5 | 2 | [14 empty] | 2 | 2 | 2 | 2 | 3 | 1 | 1 |  | 0
PG&E KERN | Morro Bay | 230 | Distributed_Solar |  |  | 0 | 0 | 0 | 0 | 0 | 0 | 0 | 0 | 0 | 5 | 2 | 5 | 4 | [14 empty] | 2 | 2 | 2 | 2 | 3 | 1 | 1 |  | 0
PG&E KERN | Morro Bay | 500 | Distributed_Solar |  |  | 0 | 0 | 0 | 0 | 0 | 0 | 0 | 0 | 0 | 5 | 2 | 4 | 4 | [14 empty] | 2 | 2 | 2 | 2 | 3 | 1 | 1 |  | 0
PG&E GBA | Moss Landing | 115 | Distributed_Solar |  |  | 0 | 0 | 0 | 0 | 0 | 0 | 0 | 0 | 0 | 5 | 4 | 1 | 1 | [14 empty] | 2 | 2 | 1 | 2 | 2 | 1 | 1 |  | 0
PG&E GBA | Moss Landing | 230 | Distributed_Solar |  |  | 0 | 0 | 0 | 0 | 0 | 0 | 0 | 0 | 0 | 5 | 4 | 1 | 1 | [14 empty] | 2 | 2 | 1 | 2 | 2 | 1 | 1 |  | 0
PG&E GBA | Moss Landing | 500 | Distributed_Solar |  |  | 0 | 0 | 0 | 0 | 0 | 0 | 0 | 0 | 0 | 5 | 4 | 1 | 1 | [14 empty] | 2 | 2 | 1 | 2 | 2 | 1 | 1 |  | 0
EOP | Mountain Pass | 115 | Distributed_Solar |  |  | 0 | 0 | 0 | 0 | 0 | 0 | 0 | 0 | 0 | 5 | 2 | 4 | 2 | [14 empty] | 2 | 2 | 4 | 1 | 1 | 1 | 1 |  | 0
PG&E GBA | Mountain View | 115 | Distributed_Solar |  |  | 0 | 0 | 0 | 0 | 0 | 0 | 0 | 0 | 0 | 1 | 1 | 1 | 1 | [14 empty] | 2 | 1 | 2 | 2 | 2 | 1 | 1 |  | 0
PG&E GBA | Mt Eden | 115 | Distributed_Solar |  |  | 0 | 0 | 0 | 0 | 0 | 0 | 0 | 0 | 0 | 5 | 2 | 1 | 1 | [14 empty] | 2 | 1 | 2 | 1 | 2 | 1 | 1 |  | 0
PG&E KERN | Mt Poso | 115 | Distributed_Solar |  |  | 0 | 0 | 0 | 0 | 0 | 0 | 0 | 0 | 0 | 5 | 2 | 5 | 2 | [14 empty] | 1 | 1 | 2 | 1 | 1 | 1 | 1 |  | 0
SDGE | Murray | 69 | Distributed_Solar |  |  | 0 | 0 | 0 | 0 | 0 | 0 | 0 | 0 | 0 | 1 | 1 | 1 | 1 | [14 empty] | 2 | 1 | 2 | 1 | 2 | 1 | 1 |  | 0
PG&E FRESNO | Mustang | 230 | Distributed_Solar |  |  | 0 | 0 | 0 | 0 | 0 | 0 | 0 | 0 | 0 | 5 | 2 | 5 | 4 | [14 empty] | 1 | 1 | 1 | 2 | 1 | 1 | 1 |  | 0
SCE Northern | Neenach | 66 | Distributed_Solar |  |  | 0 | 0 | 0 | 0 | 0 | 0 | 0 | 0 | 0 | 5 | 5 | 1 | 1 | [14 empty] | 2 | 1 | 4 | 1 | 3 | 1 | 1 |  | 0
PG&E KERN | New Sub - Gates - Midway (Proposed) | 230 | Distributed_Solar |  |  | 0 | 0 | 0 | 0 | 0 | 0 | 0 | 0 | 0 | 5 | 2 | 5 | 4 | [14 empty] | 1 | 1 | 4 | 2 | 1 | 1 | 1 |  | 0
PG&E KERN | New Sub - Gates - Templeton (Proposed) | 230 | Distributed_Solar |  |  | 0 | 0 | 0 | 0 | 0 | 0 | 0 | 0 | 0 | 5 | 2 | 5 | 4 | [14 empty] | 1 | 1 | 4 | 2 | 1 | 1 | 1 |  | 0
SCE NOL | New Sub - Kramer - Lugo (Proposed) | 230 | Distributed_Solar |  |  | 0 | 0 | 0 | 0 | 0 | 0 | 0 | 0 | 0 | 3 | 3 | 1 | 1 | [14 empty] | 2 | 1 | 2 | 1 | 1 | 1 | 1 |  | 0
PG&E FRESNO | New Sub - Los Banos - Midway (Proposed) | 500 | Distributed_Solar |  |  | 0 | 0 | 0 | 0 | 0 | 0 | 0 | 0 | 0 | 5 | 2 | 4 | 4 | [14 empty] | 1 | 1 | 4 | 2 | 1 | 1 | 1 |  | 0
SCE NOL | New Sub - Lugo - Pisgah (Proposed) | 230 | Distributed_Solar |  |  | 0 | 0 | 0 | 0 | 0 | 0 | 0 | 0 | 0 | 1 | 1 | 1 | 1 | [14 empty] | 2 | 1 | 3 | 1 | 3 | 1 | 1 |  | 0
PG&E KERN | New Sub - Midway - Wheeler Ridge (Proposed) | 230 | Distributed_Solar |  |  | 0 | 0 | 0 | 0 | 0 | 0 | 0 | 0 | 0 | 5 | 2 | 5 | 4 | [14 empty] | 1 | 1 | 3 | 1 | 1 | 1 | 1 |  | 0
PG&E NGBA | New Sub - Near existing Leavitt (PSREC) | 345 | Distributed_Solar |  |  | 0 | 0 | 0 | 0 | 0 | 0 | 0 | 0 | 0 | 5 | 2 | 1 | 1 | [14 empty] | 2 | 2 | 1 | 1 | 3 | 1 | 1 |  | 0
PG&E NGBA | New Sub - Near existing Madeline (NVE) | 345 | Distributed_Solar |  |  | 0 | 0 | 0 | 0 | 0 | 0 | 0 | 0 | 0 | 5 | 2 | 1 | 1 | [14 empty] | 2 | 2 | 4 | 1 | 3 | 1 | 1 |  | 0
SDGE | New Sub - North Gila - IV (Proposed) | 500 | Distributed_Solar |  |  | 0 | 0 | 0 | 0 | 0 | 0 | 0 | 0 | 0 | 1 | 1 | 1 | 1 | [14 empty] | 2 | 1 | 4 | 2 | 2 | 1 | 1 |  | 0
PG&E NGBA | New Sub - Pit 1 - Cottonwood (Proposed) | 230 | Distributed_Solar |  |  | 0 | 0 | 0 | 0 | 0 | 0 | 0 | 0 | 0 | 5 | 5 | 3 | 3 | [14 empty] | 2 | 2 | 4 | 2 | 3 | 1 | 1 |  | 0
PG&E GBA | New Sub - Rancho Seco - Bellota (Proposed) | 230 | Distributed_Solar |  |  | 0 | 0 | 0 | 0 | 0 | 0 | 0 | 0 | 0 | 5 | 5 | 1 | 1 | [14 empty] | 1 | 1 | 4 | 2 | 3 | 1 | 1 |  | 0
SDGE | New Sub - Suncrest - Ocotillo (Proposed) | 500 | Distributed_Solar |  |  | 0 | 0 | 0 | 0 | 0 | 0 | 0 | 0 | 0 | 1 | 1 | 1 | 1 | [14 empty] | 2 | 1 | 4 | 1 | 3 | 1 | 1 |  | 0
PG&E FRESNO | New Sub - Westley - Quinto (Proposed) | 230 | Distributed_Solar |  |  | 0 | 0 | 0 | 0 | 0 | 0 | 0 | 0 | 0 | 1 | 1 | 1 | 1 | [14 empty] | 1 | 1 | 4 | 2 | 1 | 1 | 1 |  | 0
PG&E GBA | Newark | 115 | Distributed_Solar |  |  | 0 | 0 | 0 | 0 | 0 | 0 | 0 | 0 | 0 | 5 | 4 | 1 | 1 | [14 empty] | 2 | 1 | 3 | 1 | 2 | 1 | 1 |  | 0
PG&E GBA | Newark | 230 | Distributed_Solar |  |  | 0 | 0 | 0 | 0 | 0 | 0 | 0 | 0 | 0 | 5 | 4 | 1 | 1 | [14 empty] | 2 | 1 | 3 | 1 | 2 | 1 | 1 |  | 0
PG&E GBA | Newark | 60 | Distributed_Solar |  |  | 0 | 0 | 0 | 0 | 0 | 0 | 0 | 0 | 0 | 5 | 2 | 1 | 1 | 3 | [13 empty] | 2 | 1 | 3 | 1 | 2 | 1 | 4 |  | 1
PG&E FRESNO | Newhall | 115 | Distributed_Solar |  |  | 0 | 0 | 0 | 0 | 0 | 0 | 0 | 0 | 0 | 5 | 5 | 5 | 2 | [14 empty] | 1 | 1 | 4 | 2 | 1 | 1 | 1 |  | 0
PG&E KERN | Norco | 115 | Distributed_Solar |  |  | 0 | 0 | 0 | 0 | 0 | 0 | 0 | 0 | 0 | 5 | 2 | 5 | 4 | [14 empty] | 1 | 1 | 3 | 1 | 1 | 1 | 1 |  | 0
PG&E GBA | Nortech | 115 | Distributed_Solar |  |  | 0 | 0 | 0 | 0 | 0 | 0 | 0 | 0 | 0 | 5 | 4 | 1 | 1 | [14 empty] | 2 | 1 | 2 | 2 | 1 | 1 | 1 |  | 0
SDGE | North City Metering | 138 | Distributed_Solar |  |  | 0 | 0 | 0 | 0 | 0 | 0 | 0 | 0 | 0 | 1 | 1 | 1 | 1 | [14 empty] | 2 | 1 | 2 | 1 | 3 | 1 | 1 |  | 0
PG&E GBA | North Dublin | 230 | Distributed_Solar |  |  | 0 | 0 | 0 | 0 | 0 | 0 | 0 | 0 | 0 | 5 | 4 | 1 | 1 | [14 empty] | 2 | 1 | 2 | 1 | 3 | 1 | 1 |  | 0
SDGE | North Gila | 500 | Distributed_Solar |  |  | 0 | 0 | 0 | 0 | 0 | 0 | 0 | 0 | 0 | 1 | 1 | 1 | 1 | [14 empty] | 2 | 2 | 4 | 2 | 3 | 1 | 1 |  | 0
SCE Metro | North of SONGS | 230 | Distributed_Solar |  |  | 0 | 0 | 0 | 0 | 0 | 0 | 0 | 0 | 0 | 1 | 1 | 1 | 1 | [14 empty] | 2 | 1 | 3 | 1 | 3 | 1 | 1 |  | 0
SCE Metro | North of SONGS | 500 | Distributed_Solar |  |  | 0 | 0 | 0 | 0 | 0 | 0 | 0 | 0 | 0 | 1 | 1 | 1 | 1 | [14 empty] | 2 | 1 | 3 | 1 | 3 | 1 | 1 |  | 0
PG&E NGBA | Notre Dame | 115 | Distributed_Solar |  |  | 0 | 0 | 0 | 0 | 0 | 0 | 0 | 0 | 0 | 5 | 2 | 1 | 1 | [14 empty] | 2 | 1 | 4 | 2 | 2 | 1 | 1 |  | 0
PG&E GBA | Oakland C | 115 | Distributed_Solar |  |  | 0 | 0 | 0 | 0 | 0 | 0 | 0 | 0 | 0 | 5 | 4 | 1 | 1 | [14 empty] | 2 | 1 | 1 | 1 | 2 | 1 | 1 |  | 0
PG&E GBA | Oakland J | 115 | Distributed_Solar |  |  | 0 | 0 | 0 | 0 | 0 | 0 | 0 | 0 | 0 | 5 | 2 | 1 | 1 | [14 empty] | 2 | 1 | 2 | 1 | 1 | 1 | 1 |  | 0
PG&E GBA | Oakland L | 115 | Distributed_Solar |  |  | 0 | 0 | 0 | 0 | 0 | 0 | 0 | 0 | 0 | 5 | 2 | 1 | 1 | [14 empty] | 2 | 1 | 2 | 1 | 1 | 1 | 1 |  | 0
PG&E GBA | Oakland X | 115 | Distributed_Solar |  |  | 0 | 0 | 0 | 0 | 0 | 0 | 0 | 0 | 0 | 5 | 2 | 1 | 1 | [14 empty] | 2 | 1 | 2 | 1 | 2 | 1 | 1 |  | 0
SDGE | Ocean Ranch | 69 | Distributed_Solar |  |  | 0 | 0 | 0 | 0 | 0 | 0 | 0 | 0 | 0 | 1 | 1 | 1 | 1 | [14 empty] | 2 | 1 | 4 | 1 | 3 | 1 | 1 |  | 0
PG&E KERN | Oceano | 115 | Distributed_Solar |  |  | 0 | 0 | 0 | 0 | 0 | 0 | 0 | 0 | 0 | 5 | 2 | 5 | 2 | [14 empty] | 2 | 2 | 4 | 2 | 3 | 1 | 1 |  | 0
SDGE | Ocotillo Express | 500 | Distributed_Solar |  |  | 0 | 0 | 0 | 0 | 0 | 0 | 0 | 0 | 0 | 1 | 1 | 1 | 1 | [14 empty] | 2 | 1 | 4 | 2 | 3 | 1 | 1 |  | 0
PG&E KERN | Old River | 70 | Distributed_Solar |  |  | 0 | 2.4 | 2.4 | 0 | 2.4 | 2.4 | 0 | 0 | 0 | 5 | 2 | 5 | 4 | [14 empty] | 1 | 1 | 4 | 1 | 2 | 1 | 1 |  | 1
SDGE | Old Town | 230 | Distributed_Solar |  |  | 0 | 0 | 0 | 0 | 0 | 0 | 0 | 0 | 0 | 1 | 1 | 1 | 1 | [14 empty] | 2 | 1 | 3 | 1 | 2 | 1 | 1 |  | 0
SCE Metro | Olinda | 230 | Distributed_Solar |  |  | 0 | 0 | 0 | 0 | 0 | 0 | 0 | 0 | 0 | 1 | 1 | 1 | 1 | [14 empty] | 1 | 1 | 2 | 1 | 2 | 1 | 1 |  | 0
PG&E FRESNO | Olive | 115 | Distributed_Solar |  |  | 0 | 0 | 0 | 0 | 0 | 0 | 0 | 0 | 0 | 5 | 2 | 5 | 4 | [14 empty] | 1 | 1 | 4 | 1 | 1 | 1 | 1 |  | 0
PG&E NGBA | Olivehurst | 115 | Distributed_Solar |  |  | 0 | 0 | 0 | 0 | 0 | 0 | 0 | 0 | 0 | 5 | 5 | 1 | 1 | [14 empty] | 2 | 2 | 2 | 1 | 2 | 1 | 1 |  | 0
PG&E NGBA | Oregon Trail | 60 | Distributed_Solar |  |  | 0 | 0 | 0 | 0 | 0 | 0 | 0 | 0 | 0 | 5 | 2 | 1 | 1 | [14 empty] | 2 | 2 | 3 | 2 | 3 | 1 | 1 |  | 0
SCE Northern | Ormond Beach | 230 | Distributed_Solar |  |  | 0 | 0 | 0 | 0 | 0 | 0 | 0 | 0 | 0 | 5 | 2 | 4 | 2 | [14 empty] | 2 | 1 | 1 | 1 | 1 | 1 | 1 |  | 0
PG&E FRESNO | Oro Loma | 115 | Distributed_Solar |  |  | 0 | 0 | 0 | 0 | 0 | 0 | 0 | 0 | 0 | 5 | 2 | 5 | 2 | [14 empty] | 1 | 1 | 4 | 2 | 1 | 1 | 1 |  | 0
PG&E FRESNO | Oro Loma | 70 | Distributed_Solar |  |  | 0 | 5 | 5 | 0 | 5 | 5 | 0 | 0 | 0 | 5 | 2 | 5 | 2 | [14 empty] | 1 | 1 | 4 | 2 | 1 | 1 | 1 |  | 1
PG&E FRESNO | Orosi | 70 | Distributed_Solar |  |  | 0 | 0 | 0 | 0 | 0 | 0 | 0 | 0 | 0 | 5 | 2 | 5 | 2 | [14 empty] | 1 | 1 | 4 | 1 | 1 | 1 | 1 |  | 0
SDGE | Otay | 69 | Distributed_Solar |  |  | 0 | 0 | 0 | 0 | 0 | 0 | 0 | 0 | 0 | 1 | 1 | 1 | 1 | [14 empty] | 2 | 1 | 1 | 1 | 1 | 1 | 1 |  | 0
SDGE | Otay Mesa | 230 | Distributed_Solar |  |  | 0 | 0 | 0 | 0 | 0 | 0 | 0 | 0 | 0 | 1 | 1 | 1 | 1 | [14 empty] | 2 | 1 | 1 | 1 | 3 | 1 | 1 |  | 0
PG&E FRESNO | Padre Flats SW STA | 230 | Distributed_Solar |  |  | 0 | 0 | 0 | 0 | 0 | 0 | 0 | 0 | 0 | 5 | 2 | 5 | 2 | [14 empty] | 1 | 1 | 4 | 2 | 1 | 1 | 1 |  | 0
EOP | Pahrump | 138 | Distributed_Solar |  |  | 0 | 0 | 0 | 0 | 0 | 0 | 0 | 0 | 0 | 5 | 2 | 4 | 2 | [14 empty] | 2 | 2 | 4 | 1 | 3 | 1 | 1 |  | 0
EOP | Pahrump | 230 | Distributed_Solar |  |  | 0 | 0 | 0 | 0 | 0 | 0 | 0 | 0 | 0 | 5 | 2 | 4 | 2 | [14 empty] | 2 | 2 | 4 | 1 | 3 | 1 | 1 |  | 0
SDGE | Pala | 69 | Distributed_Solar |  |  | 0 | 0 | 0 | 0 | 0 | 0 | 0 | 0 | 0 | 1 | 1 | 1 | 1 | [14 empty] | 2 | 1 | 1 | 1 | 3 | 1 | 1 |  | 0
PG&E NGBA | Palermo | 115 | Distributed_Solar |  |  | 0 | 0 | 0 | 0 | 0 | 0 | 0 | 0 | 0 | 5 | 5 | 1 | 1 | [14 empty] | 2 | 1 | 2 | 2 | 2 | 1 | 1 |  | 0
PG&E NGBA | Palermo | 230 | Distributed_Solar |  |  | 0 | 0 | 0 | 0 | 0 | 0 | 0 | 0 | 0 | 5 | 5 | 1 | 1 | [14 empty] | 2 | 1 | 2 | 2 | 2 | 1 | 1 |  | 0
SCE Eastern | Palo Verde | 500 | Distributed_Solar |  |  | 0 | 0 | 0 | 0 | 0 | 0 | 0 | 0 | 0 | 5 | 4 | 4 | 4 | [14 empty] | 2 | 1 | 4 | 2 | 3 | 1 | 1 |  | 0
SDGE | Palomar Energy | 230 | Distributed_Solar |  |  | 0 | 0 | 0 | 0 | 0 | 0 | 0 | 0 | 0 | 1 | 1 | 1 | 1 | [14 empty] | 2 | 1 | 2 | 1 | 3 | 1 | 1 |  | 0
PG&E KERN | Panama | 70 | Distributed_Solar |  |  | 0 | 0 | 0 | 0 | 0 | 0 | 0 | 0 | 0 | 5 | 2 | 5 | 2 | [14 empty] | 1 | 1 | 4 | 1 | 1 | 1 | 1 |  | 0
PG&E FRESNO | Panoche | 115 | Distributed_Solar |  |  | 0 | 4.4 | 4.4 | 0 | 4.4 | 4.4 | 0 | 0 | 0 | 5 | 5 | 5 | 2 | [14 empty] | 1 | 1 | 1 | 2 | 1 | 1 | 1 |  | 1
PG&E FRESNO | Panoche | 230 | Distributed_Solar |  |  | 0 | 0 | 0 | 0 | 0 | 0 | 0 | 0 | 0 | 5 | 2 | 5 | 2 | [14 empty] | 1 | 1 | 1 | 2 | 1 | 1 | 1 |  | 0
SCE Northern | Pardee | 230 | Distributed_Solar |  |  | 0 | 0 | 0 | 0 | 0 | 0 | 0 | 0 | 0 | 5 | 2 | 4 | 2 | [14 empty] | 1 | 1 | 3 | 1 | 3 | 1 | 1 |  | 0
PG&E NGBA | Parkway | 230 | Distributed_Solar |  |  | 0 | 0 | 0 | 0 | 0 | 0 | 0 | 0 | 0 | 5 | 2 | 1 | 1 | [14 empty] | 2 | 1 | 4 | 1 | 2 | 1 | 1 |  | 0
SCE Northern | Pastoria | 230 | Distributed_Solar |  |  | 0 | 0 | 0 | 0 | 0 | 0 | 0 | 0 | 0 | 5 | 2 | 4 | 2 | [14 empty] | 1 | 1 | 2 | 1 | 3 | 1 | 1 |  | 0
SCE Metro | Pauda | 230 | Distributed_Solar |  |  | 0 | 0 | 0 | 0 | 0 | 0 | 0 | 0 | 0 | 1 | 1 | 1 | 1 | [14 empty] | 1 | 1 | 2 | 1 | 2 | 1 | 1 |  | 0
PG&E GBA | Paul Sweet | 115 | Distributed_Solar |  |  | 0 | 0 | 0 | 0 | 0 | 0 | 0 | 0 | 0 | 1 | 1 | 1 | 1 | [14 empty] | 2 | 2 | 2 | 2 | 3 | 1 | 1 |  | 0
PG&E NGBA | Peabody | 230 | Distributed_Solar |  |  | 0 | 0 | 0 | 0 | 0 | 0 | 0 | 0 | 0 | 5 | 2 | 1 | 1 | [14 empty] | 2 | 1 | 2 | 1 | 2 | 1 | 4 |  | 1
PG&E NGBA | Pease | 115 | Distributed_Solar |  |  | 0 | 0 | 0 | 0 | 0 | 0 | 0 | 0 | 0 | 5 | 5 | 1 | 1 | [14 empty] | 2 | 2 | 2 | 1 | 2 | 1 | 1 |  | 0
PG&E NGBA | Pease | 60 | Distributed_Solar |  |  | 0 | 0 | 0 | 0 | 0 | 0 | 0 | 0 | 0 | 5 | 5 | 1 | 1 | [14 empty] | 2 | 2 | 2 | 1 | 2 | 1 | 4 |  | 1
SDGE | Penasquitos | 138 | Distributed_Solar |  |  | 0 | 0 | 0 | 0 | 0 | 0 | 0 | 0 | 0 | 1 | 1 | 1 | 1 | [14 empty] | 2 | 1 | 2 | 1 | 3 | 1 | 1 |  | 0
SDGE | Penasquitos | 230 | Distributed_Solar |  |  | 0 | 0 | 0 | 0 | 0 | 0 | 0 | 0 | 0 | 1 | 1 | 1 | 1 | [14 empty] | 2 | 1 | 2 | 1 | 3 | 1 | 1 |  | 0
SDGE | Penasquitos | 69 | Distributed_Solar |  |  | 0 | 0 | 0 | 0 | 0 | 0 | 0 | 0 | 0 | 1 | 1 | 1 | 1 | [14 empty] | 2 | 1 | 2 | 1 | 3 | 1 | 1 |  | 0
SDGE | Pendleton | 69 | Distributed_Solar |  |  | 0 | 0 | 0 | 0 | 0 | 0 | 0 | 0 | 0 | 1 | 1 | 1 | 1 | [14 empty] | 2 | 1 | 4 | 1 | 3 | 1 | 1 |  | 0
PG&E NGBA | Penngrove | 115 | Distributed_Solar |  |  | 0 | 0 | 0 | 0 | 0 | 0 | 0 | 0 | 0 | 5 | 2 | 1 | 1 | [14 empty] | 2 | 1 | 3 | 2 | 2 | 1 | 1 |  | 0
PG&E GBA | Peoria | 115 | Distributed_Solar |  |  | 0 | 0 | 0 | 0 | 0 | 0 | 0 | 0 | 0 | 5 | 5 | 1 | 1 | [14 empty] | 2 | 1 | 4 | 1 | 3 | 1 | 1 |  | 0
PG&E GBA | Piercy | 115 | Distributed_Solar |  |  | 0 | 0 | 0 | 0 | 0 | 0 | 0 | 0 | 0 | 5 | 4 | 1 | 1 | [14 empty] | 2 | 1 | 2 | 2 | 2 | 1 | 1 |  | 0
PG&E FRESNO | Pine Flat | 230 | Distributed_Solar |  |  | 0 | 0 | 0 | 0 | 0 | 0 | 0 | 0 | 0 | 5 | 5 | 5 | 2 | [14 empty] | 1 | 1 | 4 | 2 | 3 | 1 | 1 |  | 0
SCE NOL | Pisgah | 230 | Distributed_Solar |  |  | 0 | 0 | 0 | 0 | 0 | 0 | 0 | 0 | 0 | 1 | 1 | 1 | 1 | [14 empty] | 2 | 1 | 4 | 1 | 1 | 1 | 1 |  | 0
PG&E NGBA | Pit 1 | 230 | Distributed_Solar |  |  | 0 | 0 | 0 | 0 | 0 | 0 | 0 | 0 | 0 | 5 | 5 | 3 | 3 | [14 empty] | 2 | 2 | 4 | 2 | 3 | 1 | 1 |  | 0
PG&E NGBA | Pit 1 | 60 | Distributed_Solar |  |  | 0 | 0 | 0 | 0 | 0 | 0 | 0 | 0 | 0 | 5 | 5 | 3 | 3 | [14 empty] | 2 | 2 | 4 | 2 | 3 | 1 | 1 |  | 0
PG&E NGBA | Pit 3 | 230 | Distributed_Solar |  |  | 0 | 0 | 0 | 0 | 0 | 0 | 0 | 0 | 0 | 5 | 5 | 3 | 3 | [14 empty] | 2 | 2 | 4 | 2 | 3 | 1 | 1 |  | 0
PG&E NGBA | Pit 4 | 230 | Distributed_Solar |  |  | 0 | 0 | 0 | 0 | 0 | 0 | 0 | 0 | 0 | 5 | 2 | 1 | 1 | [14 empty] | 2 | 2 | 4 | 2 | 3 | 1 | 1 |  | 0
PG&E GBA | Pittsburg | 115 | Distributed_Solar |  |  | 0 | 0 | 0 | 0 | 0 | 0 | 0 | 0 | 0 | 5 | 4 | 1 | 1 | [14 empty] | 2 | 1 | 2 | 1 | 1 | 1 | 1 |  | 0
PG&E GBA | Pittsburg | 230 | Distributed_Solar |  |  | 0 | 0 | 0 | 0 | 0 | 0 | 0 | 0 | 0 | 5 | 4 | 1 | 1 | [14 empty] | 2 | 1 | 2 | 1 | 1 | 1 | 1 |  | 0
PG&E NGBA | Pleasant Grove | 115 | Distributed_Solar |  |  | 0 | 0 | 0 | 0 | 0 | 0 | 0 | 0 | 0 | 5 | 5 | 1 | 1 | [14 empty] | 2 | 1 | 2 | 2 | 3 | 1 | 1 |  | 0
PG&E NGBA | POE | 230 | Distributed_Solar |  |  | 0 | 0 | 0 | 0 | 0 | 0 | 0 | 0 | 0 | 5 | 5 | 1 | 1 | [14 empty] | 2 | 1 | 4 | 2 | 3 | 1 | 1 |  | 0
SDGE | Point Loma | 69 | Distributed_Solar |  |  | 0 | 0 | 0 | 0 | 0 | 0 | 0 | 0 | 0 | 1 | 1 | 1 | 1 | [14 empty] | 2 | 1 | 3 | 1 | 2 | 1 | 1 |  | 0
SDGE | Pomerado | 69 | Distributed_Solar |  |  | 0 | 0 | 0 | 0 | 0 | 0 | 0 | 0 | 0 | 1 | 1 | 1 | 1 | [14 empty] | 2 | 1 | 3 | 1 | 3 | 1 | 1 |  | 0
PG&E KERN | Poso Mountain | 115 | Distributed_Solar |  |  | 0 | 0 | 0 | 0 | 0 | 0 | 0 | 0 | 0 | 5 | 2 | 5 | 4 | [14 empty] | 1 | 1 | 3 | 1 | 2 | 1 | 1 |  | 0
EOP | Primm | 230 | Distributed_Solar |  |  | 0 | 0 | 0 | 0 | 0 | 0 | 0 | 0 | 0 | 5 | 2 | 4 | 2 | [14 empty] | 2 | 2 | 4 | 1 | 2 | 1 | 1 |  | 0
PG&E NGBA | Putah Creek | 115 | Distributed_Solar |  |  | 0 | 0 | 0 | 0 | 0 | 0 | 0 | 0 | 0 | 5 | 2 | 1 | 1 | [14 empty] | 2 | 1 | 3 | 2 | 3 | 1 | 1 |  | 0
SDGE | Q1806 | 138 | Distributed_Solar |  |  | 0 | 0 | 0 | 0 | 0 | 0 | 0 | 0 | 0 | 1 | 1 | 1 | 1 | [14 empty] | 1 | 1 | 2 | 1 | 3 | 1 | 1 |  | 0
PG&E FRESNO | Quinto | 230 | Distributed_Solar |  |  | 0 | 0 | 0 | 0 | 0 | 0 | 0 | 0 | 0 | 5 | 2 | 5 | 2 | [14 empty] | 1 | 1 | 4 | 2 | 1 | 1 | 1 |  | 0
PG&E GBA | Race Track | 115 | Distributed_Solar |  |  | 0 | 0 | 0 | 0 | 0 | 0 | 0 | 0 | 0 | 5 | 5 | 1 | 1 | [14 empty] | 2 | 1 | 4 | 1 | 3 | 1 | 1 |  | 0
SDGE | Rancho Mission Viejo | 138 | Distributed_Solar |  |  | 0 | 0 | 0 | 0 | 0 | 0 | 0 | 0 | 0 | 1 | 1 | 1 | 1 | [14 empty] | 1 | 1 | 2 | 1 | 3 | 1 | 1 |  | 0
PG&E GBA | Rancho Seco | 230 | Distributed_Solar |  |  | 0 | 0 | 0 | 0 | 0 | 0 | 0 | 0 | 0 | 5 | 5 | 1 | 1 | [14 empty] | 2 | 1 | 1 | 2 | 3 | 1 | 1 |  | 0
SCE Metro | Rancho Vista | 230 | Distributed_Solar |  |  | 0 | 0 | 0 | 0 | 0 | 0 | 0 | 0 | 0 | 1 | 1 | 1 | 1 | [14 empty] | 1 | 1 | 1 | 1 | 1 | 1 | 1 |  | 0
SCE Metro | Rancho Vista | 500 | Distributed_Solar |  |  | 0 | 0 | 0 | 0 | 0 | 0 | 0 | 0 | 0 | 1 | 1 | 1 | 1 | [14 empty] | 1 | 1 | 1 | 1 | 1 | 1 | 1 |  | 0
SCE NOL | Ransburg | 115 | Distributed_Solar |  |  | 0 | 0 | 0 | 0 | 0 | 0 | 0 | 0 | 0 | 3 | 3 | 1 | 1 | [14 empty] | 2 | 1 | 4 | 1 | 1 | 1 | 1 |  | 0
PG&E GBA | Ravenswood | 115 | Distributed_Solar |  |  | 0 | 0 | 0 | 0 | 0 | 0 | 0 | 0 | 0 | 5 | 2 | 1 | 1 | [14 empty] | 2 | 1 | 2 | 1 | 2 | 1 | 1 |  | 0
PG&E GBA | Ravenswood | 230 | Distributed_Solar |  |  | 0 | 0 | 0 | 0 | 0 | 0 | 0 | 0 | 0 | 5 | 2 | 1 | 1 | [14 empty] | 2 | 1 | 2 | 1 | 2 | 1 | 1 |  | 0
SCE Northern | Rector | 230 | Distributed_Solar |  |  | 0 | 12 | 12 | 0 | 12 | 12 | 0 | 0 | 0 | 5 | 5 | 1 | 1 | [14 empty] | 1 | 1 | 2 | 1 | 2 | 4+ | 1 |  | 1
SCE Eastern | Red Bluff | 230 | Distributed_Solar |  |  | 0 | 0 | 0 | 0 | 0 | 0 | 0 | 0 | 0 | 4 | 4 | 4 | 4 | 1 | [13 empty] | 2 | 2 | 4 | 1 | 3 | 1 | 1 |  | 0
SCE Eastern | Red Bluff | 500 | Distributed_Solar |  |  | 0 | 0 | 0 | 0 | 0 | 0 | 0 | 0 | 0 | 4 | 4 | 4 | 4 | [14 empty] | 2 | 2 | 4 | 1 | 3 | 1 | 1 |  | 0
PG&E NGBA | Redbud | 115 | Distributed_Solar |  |  | 0 | 0 | 0 | 0 | 0 | 0 | 0 | 0 | 0 | 5 | 2 | 1 | 1 | [14 empty] | 2 | 2 | 4 | 2 | 3 | 1 | 1 |  | 0
SCE Metro | Redondo | 230 | Distributed_Solar |  |  | 0 | 0 | 0 | 0 | 0 | 0 | 0 | 0 | 0 | 1 | 1 | 1 | 1 | [14 empty] | 1 | 1 | 2 | 1 | 2 | 1 | 1 |  | 0
PG&E FRESNO | Reedley | 115 | Distributed_Solar |  |  | 0 | 0 | 0 | 0 | 0 | 0 | 0 | 0 | 0 | 5 | 5 | 5 | 4 | [14 empty] | 1 | 1 | 4 | 2 | 1 | 1 | 1 |  | 0
PG&E KERN | Renfro | 115 | Distributed_Solar |  |  | 0 | 0 | 0 | 0 | 0 | 0 | 0 | 0 | 0 | 5 | 2 | 5 | 2 | [14 empty] | 1 | 1 | 2 | 1 | 2 | 1 | 1 |  | 0
PG&E GBA | Richmond R | 115 | Distributed_Solar |  |  | 0 | 0 | 0 | 0 | 0 | 0 | 0 | 0 | 0 | 5 | 4 | 1 | 1 | [14 empty] | 2 | 1 | 2 | 1 | 2 | 1 | 1 |  | 0
PG&E NGBA | Rincon | 115 | Distributed_Solar |  |  | 0 | 0 | 0 | 0 | 0 | 0 | 0 | 0 | 0 | 5 | 2 | 1 | 1 | [14 empty] | 2 | 1 | 3 | 2 | 2 | 1 | 1 |  | 0
PG&E KERN | Rio Bravo | 115 | Distributed_Solar |  |  | 0 | 0 | 0 | 0 | 0 | 0 | 0 | 0 | 0 | 5 | 2 | 5 | 2 | 4 | [13 empty] | 1 | 1 | 2 | 1 | 1 | 1 | 1 |  | 0
SCE Metro | Rio Hondo | 230 | Distributed_Solar |  |  | 0 | 0 | 0 | 0 | 0 | 0 | 0 | 0 | 0 | 1 | 1 | 1 | 1 | [14 empty] | 1 | 1 | 4 | 1 | 1 | 1 | 1 |  | 0
PG&E NGBA | Rio Oso | 115 | Distributed_Solar |  |  | 0 | 0 | 0 | 0 | 0 | 0 | 0 | 0 | 0 | 5 | 5 | 1 | 1 | [14 empty] | 2 | 1 | 4 | 1 | 3 | 1 | 1 |  | 0
PG&E NGBA | Rio Oso | 230 | Distributed_Solar |  |  | 0 | 0 | 0 | 0 | 0 | 0 | 0 | 0 | 0 | 5 | 5 | 1 | 1 | [14 empty] | 2 | 1 | 4 | 1 | 3 | 1 | 1 |  | 0
PG&E GBA | Ripon | 115 | Distributed_Solar |  |  | 0 | 2.6 | 2.6 | 0 | 2.6 | 2.6 | 0 | 0 | 0 | 5 | 5 | 1 | 1 | 3 | [13 empty] | 1 | 1 | 2 | 2 | 2 | 1 | 1 |  | 1
PG&E GBA | Riverbank | 115 | Distributed_Solar |  |  | 0 | 0 | 0 | 0 | 0 | 0 | 0 | 0 | 0 | 5 | 5 | 1 | 1 | [14 empty] | 1 | 1 | 3 | 2 | 2 | 1 | 1 |  | 0
SCE NOL | Roadway | 115 | Distributed_Solar |  |  | 0 | 0 | 0 | 0 | 0 | 0 | 0 | 0 | 0 | 1 | 1 | 1 | 1 | 3 | [13 empty] | 2 | 1 | 2 | 1 | 1 | 1 | 1 |  | 0
PG&E NGBA | Rock Creek 1 | 230 | Distributed_Solar |  |  | 0 | 0 | 0 | 0 | 0 | 0 | 0 | 0 | 0 | 5 | 5 | 1 | 1 | [14 empty] | 2 | 2 | 4 | 1 | 3 | 1 | 1 |  | 0
SCE Northern | Rosamond | 66 | Distributed_Solar |  |  | 0 | 0 | 0 | 0 | 0 | 0 | 0 | 0 | 0 | 5 | 5 | 1 | 1 | [14 empty] | 2 | 1 | 4 | 1 | 3 | 1 | 1 |  | 0
PG&E GBA | Rossmoor | 230 | Distributed_Solar |  |  | 0 | 0 | 0 | 0 | 0 | 0 | 0 | 0 | 0 | 5 | 2 | 1 | 1 | [14 empty] | 2 | 1 | 4 | 1 | 3 | 1 | 1 |  | 0
PG&E NGBA | Round Mountain | 230 | Distributed_Solar |  |  | 0 | 0 | 0 | 0 | 0 | 0 | 0 | 0 | 0 | 5 | 2 | 1 | 1 | [14 empty] | 2 | 2 | 4 | 2 | 3 | 1 | 1 |  | 0
PG&E NGBA | Round Mountain | 500 | Distributed_Solar |  |  | 0 | 0 | 0 | 0 | 0 | 0 | 0 | 0 | 0 | 5 | 2 | 1 | 1 | [14 empty] | 2 | 2 | 4 | 2 | 3 | 1 | 1 |  | 0
PG&E GBA | Salado | 115 | Distributed_Solar |  |  | 0 | 0 | 0 | 0 | 0 | 0 | 0 | 0 | 0 | 5 | 4 | 1 | 1 | [14 empty] | 1 | 1 | 4 | 2 | 1 | 1 | 1 |  | 0
PG&E GBA | Salado | 60 | Distributed_Solar |  |  | 0 | 0 | 0 | 0 | 0 | 0 | 0 | 0 | 0 | 5 | 4 | 1 | 1 | [14 empty] | 1 | 1 | 4 | 2 | 1 | 1 | 1 |  | 0
PG&E GBA | Salinas | 115 | Distributed_Solar |  |  | 0 | 0 | 0 | 0 | 0 | 0 | 0 | 0 | 0 | 1 | 1 | 1 | 1 | [14 empty] | 2 | 2 | 3 | 2 | 2 | 1 | 1 |  | 0
SDGE | Salt Creek | 69 | Distributed_Solar |  |  | 0 | 0 | 0 | 0 | 0 | 0 | 0 | 0 | 0 | 1 | 1 | 1 | 1 | [14 empty] | 2 | 1 | 3 | 1 | 2 | 1 | 1 |  | 0
SCE Eastern | San Bernardino | 230 | Distributed_Solar |  |  | 0 | 0 | 0 | 0 | 0 | 0 | 0 | 0 | 0 | 4 | 4 | 1 | 1 | [14 empty] | 1 | 1 | 2 | 1 | 2 | 4+ | 1 |  | 1
PG&E GBA | SAN FRAN A (POTRERO PP) | 115 | Distributed_Solar |  |  | 0 | 0 | 0 | 0 | 0 | 0 | 0 | 0 | 0 | 5 | 2 | 1 | 1 | [14 empty] | 2 | 1 | 2 | 1 | 2 | 1 | 1 |  | 0
PG&E GBA | SAN FRAN A (POTRERO PP) | 230 | Distributed_Solar |  |  | 0 | 0 | 0 | 0 | 0 | 0 | 0 | 0 | 0 | 5 | 2 | 1 | 1 | [14 empty] | 2 | 1 | 2 | 1 | 2 | 1 | 1 |  | 0
PG&E GBA | San Jose A | 115 | Distributed_Solar |  |  | 0 | 0 | 0 | 0 | 0 | 0 | 0 | 0 | 0 | 5 | 4 | 1 | 1 | [14 empty] | 2 | 1 | 2 | 2 | 2 | 1 | 1 |  | 0
PG&E GBA | San Jose B | 115 | Distributed_Solar |  |  | 0 | 0 | 0 | 0 | 0 | 0 | 0 | 0 | 0 | 5 | 4 | 1 | 1 | [14 empty] | 2 | 1 | 3 | 2 | 2 | 1 | 1 |  | 0
PG&E GBA | San Leandro U | 115 | Distributed_Solar |  |  | 0 | 0 | 0 | 0 | 0 | 0 | 0 | 0 | 0 | 5 | 2 | 1 | 1 | [14 empty] | 2 | 1 | 3 | 1 | 2 | 1 | 1 |  | 0
PG&E KERN | San Luis Obispo | 115 | Distributed_Solar |  |  | 0 | 0 | 0 | 0 | 0 | 0 | 0 | 0 | 0 | 5 | 2 | 5 | 2 | [14 empty] | 2 | 2 | 4 | 2 | 3 | 1 | 1 |  | 0
PG&E KERN | San Luis Obispo | 70 | Distributed_Solar |  |  | 0 | 0 | 0 | 0 | 0 | 0 | 0 | 0 | 0 | 5 | 2 | 5 | 2 | [14 empty] | 2 | 2 | 4 | 2 | 3 | 1 | 1 |  | 0
SDGE | San Luis Rey | 230 | Distributed_Solar |  |  | 0 | 0 | 0 | 0 | 0 | 0 | 0 | 0 | 0 | 1 | 1 | 1 | 1 | [14 empty] | 2 | 1 | 4 | 1 | 3 | 1 | 1 |  | 0
SDGE | San Luis Rey | 69 | Distributed_Solar |  |  | 0 | 0 | 0 | 0 | 0 | 0 | 0 | 0 | 0 | 1 | 1 | 1 | 1 | [14 empty] | 2 | 1 | 4 | 1 | 3 | 1 | 1 |  | 0
SDGE | San Marcos | 69 | Distributed_Solar |  |  | 0 | 0 | 0 | 0 | 0 | 0 | 0 | 0 | 0 | 1 | 1 | 1 | 1 | [14 empty] | 2 | 1 | 2 | 1 | 3 | 1 | 1 |  | 0
SCE Metro | San Onofre | 230 | Distributed_Solar |  |  | 0 | 0 | 0 | 0 | 0 | 0 | 0 | 0 | 0 | 1 | 1 | 1 | 1 | [14 empty] | 2 | 1 | 4 | 1 | 3 | 1 | 1 |  | 0
PG&E GBA | San Pablo | 115 | Distributed_Solar |  |  | 0 | 0 | 0 | 0 | 0 | 0 | 0 | 0 | 0 | 5 | 4 | 1 | 1 | [14 empty] | 2 | 1 | 2 | 1 | 1 | 1 | 1 |  | 0
PG&E GBA | San Ramon | 230 | Distributed_Solar |  |  | 0 | 0 | 0 | 0 | 0 | 0 | 0 | 0 | 0 | 5 | 2 | 1 | 1 | [14 empty] | 2 | 1 | 2 | 1 | 3 | 1 | 1 |  | 0
SDGE | San Ysidro | 69 | Distributed_Solar |  |  | 0 | 0 | 0 | 0 | 0 | 0 | 0 | 0 | 0 | 1 | 1 | 1 | 1 | [14 empty] | 2 | 1 | 2 | 1 | 2 | 1 | 1 |  | 0
SCE NOL | Sandlot | 230 | Distributed_Solar |  |  | 0 | 0 | 0 | 0 | 0 | 0 | 0 | 0 | 0 | 3 | 3 | 1 | 1 | [14 empty] | 2 | 1 | 4 | 1 | 2 | 1 | 1 |  | 0
EOP | Sandy | 138 | Distributed_Solar |  |  | 0 | 0 | 0 | 0 | 0 | 0 | 0 | 0 | 0 | 5 | 2 | 4 | 2 | [14 empty] | 2 | 2 | 4 | 1 | 3 | 1 | 1 |  | 0
PG&E FRESNO | Sanger | 115 | Distributed_Solar |  |  | 0 | 0 | 0 | 0 | 0 | 0 | 0 | 0 | 0 | 5 | 5 | 5 | 4 | 3 | [13 empty] | 1 | 1 | 2 | 2 | 2 | 1 | 1 |  | 0
SCE Northern | Santa Clara | 230 | Distributed_Solar |  |  | 0 | 0 | 0 | 0 | 0 | 0 | 0 | 0 | 0 | 5 | 2 | 4 | 2 | [14 empty] | 2 | 1 | 3 | 1 | 2 | 1 | 1 |  | 0
PG&E NGBA | Santa Rosa A | 115 | Distributed_Solar |  |  | 0 | 0 | 0 | 0 | 0 | 0 | 0 | 0 | 0 | 5 | 2 | 1 | 1 | [14 empty] | 2 | 1 | 3 | 2 | 2 | 1 | 1 |  | 0
PG&E GBA | Santa Teresa | 115 | Distributed_Solar |  |  | 0 | 0 | 0 | 0 | 0 | 0 | 0 | 0 | 0 | 5 | 4 | 1 | 1 | [14 empty] | 2 | 1 | 2 | 2 | 2 | 1 | 1 |  | 0
SDGE | Santee | 138 | Distributed_Solar |  |  | 0 | 0 | 0 | 0 | 0 | 0 | 0 | 0 | 0 | 1 | 1 | 1 | 1 | [14 empty] | 2 | 1 | 2 | 1 | 2 | 1 | 1 |  | 0
SCE Metro | Santiago | 230 | Distributed_Solar |  |  | 0 | 0 | 0 | 0 | 0 | 0 | 0 | 0 | 0 | 1 | 1 | 1 | 1 | [14 empty] | 1 | 1 | 2 | 1 | 2 | 1 | 1 |  | 0
PG&E GBA | Saratoga | 230 | Distributed_Solar |  |  | 0 | 0 | 0 | 0 | 0 | 0 | 0 | 0 | 0 | 5 | 4 | 1 | 1 | [14 empty] | 2 | 1 | 4 | 2 | 3 | 1 | 1 |  | 0
SCE Northern | Saugus | 230 | Distributed_Solar |  |  | 0 | 0 | 0 | 0 | 0 | 0 | 0 | 0 | 0 | 5 | 2 | 4 | 2 | [14 empty] | 1 | 1 | 3 | 1 | 3 | 1 | 1 |  | 0
PG&E FRESNO | Schindler | 115 | Distributed_Solar |  |  | 0 | 0 | 0 | 0 | 0 | 0 | 0 | 0 | 0 | 5 | 2 | 5 | 2 | 3 | [13 empty] | 1 | 1 | 4 | 2 | 1 | 1 | 1 |  | 0
PG&E FRESNO | Schindler | 70 | Distributed_Solar |  |  | 0 | 0 | 0 | 0 | 0 | 0 | 0 | 0 | 0 | 5 | 2 | 5 | 2 | [14 empty] | 1 | 1 | 4 | 2 | 1 | 1 | 1 |  | 0
PG&E GBA | Schulte | 115 | Distributed_Solar |  |  | 0 | 0 | 0 | 0 | 0 | 0 | 0 | 0 | 0 | 5 | 5 | 1 | 1 | [14 empty] | 1 | 1 | 1 | 2 | 2 | 1 | 1 |  | 0
SDGE | Scripps | 69 | Distributed_Solar |  |  | 0 | 0 | 0 | 0 | 0 | 0 | 0 | 0 | 0 | 1 | 1 | 1 | 1 | [14 empty] | 2 | 1 | 2 | 1 | 3 | 1 | 1 |  | 0
PG&E KERN | Semitropic | 115 | Distributed_Solar |  |  | 0 | 4.66 | 4.66 | 0 | 4.66 | 4.66 | 0 | 0 | 0 | 5 | 2 | 5 | 2 | [14 empty] | 1 | 1 | 3 | 1 | 1 | 1 | 1 |  | 1
SCE Metro | Serrano | 230 | Distributed_Solar |  |  | 0 | 0 | 0 | 0 | 0 | 0 | 0 | 0 | 0 | 1 | 1 | 1 | 1 | [14 empty] | 1 | 1 | 2 | 1 | 2 | 1 | 1 |  | 0
SCE Metro | Serrano | 500 | Distributed_Solar |  |  | 0 | 0 | 0 | 0 | 0 | 0 | 0 | 0 | 0 | 1 | 1 | 1 | 1 | [14 empty] | 1 | 1 | 2 | 1 | 2 | 1 | 1 |  | 0
SDGE | Shadowridge | 138 | Distributed_Solar |  |  | 0 | 0 | 0 | 0 | 0 | 0 | 0 | 0 | 0 | 1 | 1 | 1 | 1 | [14 empty] | 2 | 1 | 3 | 1 | 3 | 1 | 1 |  | 0
PG&E KERN | Shafter | 115 | Distributed_Solar |  |  | 0 | 2.25 | 2.25 | 0 | 2.25 | 2.25 | 0 | 0 | 0 | 5 | 2 | 5 | 4 | [14 empty] | 1 | 1 | 3 | 1 | 1 | 1 | 1 |  | 1
PG&E NGBA | Silverado | 115 | Distributed_Solar |  |  | 0 | 0 | 0 | 0 | 0 | 0 | 0 | 0 | 0 | 5 | 2 | 1 | 1 | [14 empty] | 2 | 1 | 4 | 2 | 3 | 1 | 1 |  | 0
SDGE | Silvergate | 230 | Distributed_Solar |  |  | 0 | 0 | 0 | 0 | 0 | 0 | 0 | 0 | 0 | 1 | 1 | 1 | 1 | [14 empty] | 2 | 1 | 1 | 1 | 1 | 1 | 1 |  | 0
SDGE | Silvergate | 69 | Distributed_Solar |  |  | 0 | 0 | 0 | 0 | 0 | 0 | 0 | 0 | 0 | 1 | 1 | 1 | 1 | [14 empty] | 2 | 1 | 1 | 1 | 1 | 1 | 1 |  | 0
PG&E KERN | Sisquoc | 115 | Distributed_Solar |  |  | 0 | 0 | 0 | 0 | 0 | 0 | 0 | 0 | 0 | 5 | 2 | 5 | 2 | [14 empty] | 2 | 2 | 4 | 1 | 3 | 1 | 1 |  | 0
EOP | Sloan Canyon | 230 | Distributed_Solar |  |  | 0 | 0 | 0 | 0 | 0 | 0 | 0 | 0 | 0 | 5 | 2 | 4 | 2 | [14 empty] | 2 | 2 | 3 | 1 | 3 | 1 | 1 |  | 0
EOP | Sloan Canyon | 500 | Distributed_Solar |  |  | 0 | 0 | 0 | 0 | 0 | 0 | 0 | 0 | 0 | 5 | 2 | 4 | 2 | [14 empty] | 2 | 2 | 3 | 1 | 3 | 1 | 1 |  | 0
PG&E KERN | Smyrna | 115 | Distributed_Solar |  |  | 0 | 0 | 0 | 0 | 0 | 0 | 0 | 0 | 0 | 5 | 2 | 5 | 4 | [14 empty] | 1 | 1 | 4 | 1 | 1 | 1 | 1 |  | 0
PG&E GBA | Sobrante | 115 | Distributed_Solar |  |  | 0 | 0 | 0 | 0 | 0 | 0 | 0 | 0 | 0 | 5 | 4 | 1 | 1 | [14 empty] | 2 | 1 | 2 | 1 | 3 | 1 | 1 |  | 0
PG&E GBA | Sobrante | 230 | Distributed_Solar |  |  | 0 | 0 | 0 | 0 | 0 | 0 | 0 | 0 | 0 | 5 | 4 | 1 | 1 | [14 empty] | 2 | 1 | 2 | 1 | 3 | 1 | 1 |  | 0
PG&E KERN | Solar | 230 | Distributed_Solar |  |  | 0 | 0 | 0 | 0 | 0 | 0 | 0 | 0 | 0 | 5 | 2 | 5 | 4 | [14 empty] | 2 | 1 | 4 | 2 | 3 | 1 | 1 |  | 0
PG&E GBA | Soledad | 115 | Distributed_Solar |  |  | 0 | 0 | 0 | 0 | 0 | 0 | 0 | 0 | 0 | 1 | 1 | 1 | 1 | [14 empty] | 2 | 2 | 4 | 2 | 3 | 1 | 1 |  | 0
PG&E GBA | Soledad | 60 | Distributed_Solar |  |  | 0 | 0 | 0 | 0 | 0 | 0 | 0 | 0 | 0 | 5 | 4 | 1 | 1 | [14 empty] | 2 | 2 | 4 | 2 | 3 | 1 | 1 |  | 0
SDGE | Spring Valley | 69 | Distributed_Solar |  |  | 0 | 0 | 0 | 0 | 0 | 0 | 0 | 0 | 0 | 1 | 1 | 1 | 1 | [14 empty] | 2 | 1 | 2 | 1 | 2 | 1 | 1 |  | 0
SCE Northern | Springville | 230 | Distributed_Solar |  |  | 0 | 3 | 3 | 0 | 3 | 3 | 0 | 0 | 0 | 5 | 5 | 1 | 1 | 4 | [13 empty] | 1 | 1 | 4 | 1 | 1 | 4+ | 1 |  | 1
PG&E GBA | Stagg | 230 | Distributed_Solar |  |  | 0 | 0 | 0 | 0 | 0 | 0 | 0 | 0 | 0 | 5 | 5 | 1 | 1 | [14 empty] | 1 | 1 | 3 | 2 | 2 | 1 | 1 |  | 0
PG&E GBA | Standard Oil | 115 | Distributed_Solar |  |  | 0 | 0 | 0 | 0 | 0 | 0 | 0 | 0 | 0 | 5 | 4 | 1 | 1 | [14 empty] | 2 | 1 | 1 | 1 | 2 | 1 | 1 |  | 0
PG&E GBA | Stanislaus | 115 | Distributed_Solar |  |  | 0 | 0 | 0 | 0 | 0 | 0 | 0 | 0 | 0 | 5 | 5 | 1 | 1 | [14 empty] | 2 | 1 | 4 | 1 | 3 | 1 | 1 |  | 0
PG&E KERN | Stockdale | 115 | Distributed_Solar |  |  | 0 | 0 | 0 | 0 | 0 | 0 | 0 | 0 | 0 | 5 | 2 | 5 | 2 | [14 empty] | 1 | 1 | 2 | 1 | 2 | 1 | 1 |  | 0
PG&E KERN | Stockdale | 230 | Distributed_Solar |  |  | 0 | 0 | 0 | 0 | 0 | 0 | 0 | 0 | 0 | 5 | 2 | 5 | 2 | [14 empty] | 1 | 1 | 2 | 1 | 2 | 1 | 1 |  | 0
PG&E GBA | Stockton A | 115 | Distributed_Solar |  |  | 0 | 0 | 0 | 0 | 0 | 0 | 0 | 0 | 0 | 5 | 5 | 1 | 1 | [14 empty] | 1 | 1 | 3 | 2 | 1 | 1 | 1 |  | 0
PG&E GBA | Stone | 115 | Distributed_Solar |  |  | 0 | 0 | 0 | 0 | 0 | 0 | 0 | 0 | 0 | 5 | 4 | 1 | 1 | [14 empty] | 2 | 1 | 3 | 2 | 2 | 1 | 1 |  | 0
PG&E FRESNO | Storey | 230 | Distributed_Solar |  |  | 0 | 0 | 0 | 0 | 0 | 0 | 0 | 0 | 0 | 5 | 5 | 5 | 4 | [14 empty] | 1 | 1 | 4 | 2 | 1 | 1 | 1 |  | 0
PG&E NGBA | Summit | 115 | Distributed_Solar |  |  | 0 | 0 | 0 | 0 | 0 | 0 | 0 | 0 | 0 | 5 | 5 | 1 | 1 | [14 empty] | 2 | 1 | 4 | 2 | 3 | 1 | 1 |  | 0
SDGE | Suncrest | 230 | Distributed_Solar |  |  | 0 | 0 | 0 | 0 | 0 | 0 | 0 | 0 | 0 | 1 | 1 | 1 | 1 | [14 empty] | 2 | 1 | 4 | 1 | 3 | 1 | 1 |  | 0
SDGE | Suncrest | 500 | Distributed_Solar |  |  | 0 | 0 | 0 | 0 | 0 | 0 | 0 | 0 | 0 | 1 | 1 | 1 | 1 | [14 empty] | 2 | 1 | 4 | 1 | 3 | 1 | 1 |  | 0
PG&E KERN | Sunrise | 230 | Distributed_Solar |  |  | 0 | 0 | 0 | 0 | 0 | 0 | 0 | 0 | 0 | 5 | 2 | 5 | 4 | [14 empty] | 1 | 1 | 1 | 1 | 1 | 1 | 1 |  | 0
PG&E KERN | Sunset | 230 | Distributed_Solar |  |  | 0 | 0 | 0 | 0 | 0 | 0 | 0 | 0 | 0 | 5 | 2 | 5 | 4 | [14 empty] | 1 | 1 | 1 | 1 | 1 | 1 | 1 |  | 0
PG&E GBA | Swift | 115 | Distributed_Solar |  |  | 0 | 0 | 0 | 0 | 0 | 0 | 0 | 0 | 0 | 5 | 4 | 1 | 1 | [14 empty] | 2 | 1 | 2 | 2 | 2 | 1 | 1 |  | 0
SDGE | Sycamore Canyon | 138 | Distributed_Solar |  |  | 0 | 0 | 0 | 0 | 0 | 0 | 0 | 0 | 0 | 1 | 1 | 1 | 1 | [14 empty] | 2 | 1 | 4 | 1 | 3 | 1 | 1 |  | 0
SDGE | Sycamore Canyon | 230 | Distributed_Solar |  |  | 0 | 0 | 0 | 0 | 0 | 0 | 0 | 0 | 0 | 1 | 1 | 1 | 1 | [14 empty] | 2 | 1 | 4 | 1 | 3 | 1 | 1 |  | 0
SDGE | Sycamore Canyon | 69 | Distributed_Solar |  |  | 0 | 0 | 0 | 0 | 0 | 0 | 0 | 0 | 0 | 1 | 1 | 1 | 1 | [14 empty] | 2 | 1 | 4 | 1 | 3 | 1 | 1 |  | 0
SCE Northern | Sylmar | 230 | Distributed_Solar |  |  | 0 | 0 | 0 | 0 | 0 | 0 | 0 | 0 | 0 | 5 | 2 | 4 | 2 | [14 empty] | 1 | 1 | 2 | 1 | 1 | 1 | 1 |  | 0
PG&E NGBA | Table Mountain | 115 | Distributed_Solar |  |  | 0 | 0 | 0 | 0 | 0 | 0 | 0 | 0 | 0 | 5 | 2 | 1 | 1 | [14 empty] | 2 | 1 | 3 | 2 | 1 | 1 | 1 |  | 0
PG&E NGBA | Table Mountain | 230 | Distributed_Solar |  |  | 0 | 0 | 0 | 0 | 0 | 0 | 0 | 0 | 0 | 5 | 5 | 1 | 1 | [14 empty] | 2 | 1 | 3 | 2 | 1 | 1 | 1 |  | 0
PG&E NGBA | Table Mountain | 500 | Distributed_Solar |  |  | 0 | 0 | 0 | 0 | 0 | 0 | 0 | 0 | 0 | 5 | 2 | 1 | 1 | [14 empty] | 2 | 1 | 3 | 2 | 1 | 1 | 1 |  | 0
PG&E NGBA | Table Mountain | 60 | Distributed_Solar |  |  | 0 | 0 | 0 | 0 | 0 | 0 | 0 | 0 | 0 | 5 | 5 | 1 | 1 | [14 empty] | 2 | 1 | 3 | 2 | 1 | 1 | 1 |  | 0
PG&E KERN | Taft | 115 | Distributed_Solar |  |  | 0 | 0 | 0 | 0 | 0 | 0 | 0 | 0 | 0 | 5 | 2 | 5 | 4 | [14 empty] | 1 | 1 | 2 | 1 | 2 | 1 | 1 |  | 0
SDGE | Talega | 138 | Distributed_Solar |  |  | 0 | 0 | 0 | 0 | 0 | 0 | 0 | 0 | 0 | 1 | 1 | 1 | 1 | [14 empty] | 2 | 1 | 3 | 1 | 3 | 1 | 1 |  | 0
SDGE | Talega | 230 | Distributed_Solar |  |  | 0 | 0 | 0 | 0 | 0 | 0 | 0 | 0 | 0 | 1 | 1 | 1 | 1 | [14 empty] | 2 | 1 | 3 | 1 | 3 | 1 | 1 |  | 0
PG&E GBA | Tassajara | 230 | Distributed_Solar |  |  | 0 | 0 | 0 | 0 | 0 | 0 | 0 | 0 | 0 | 5 | 2 | 1 | 1 | [14 empty] | 2 | 1 | 3 | 1 | 3 | 1 | 1 |  | 0
PG&E KERN | Tejon | 70 | Distributed_Solar |  |  | 0 | 0 | 0 | 0 | 0 | 0 | 0 | 0 | 0 | 5 | 2 | 5 | 2 | [14 empty] | 1 | 1 | 3 | 1 | 1 | 1 | 1 |  | 0
SDGE | Telegraph Canyon | 138 | Distributed_Solar |  |  | 0 | 0 | 0 | 0 | 0 | 0 | 0 | 0 | 0 | 1 | 1 | 1 | 1 | [14 empty] | 2 | 1 | 2 | 1 | 2 | 1 | 1 |  | 0
PG&E KERN | Temblor | 115 | Distributed_Solar |  |  | 0 | 0 | 0 | 0 | 0 | 0 | 0 | 0 | 0 | 5 | 2 | 5 | 4 | [14 empty] | 1 | 1 | 2 | 1 | 1 | 1 | 1 |  | 0
PG&E KERN | Templeton | 230 | Distributed_Solar |  |  | 0 | 0 | 0 | 0 | 0 | 0 | 0 | 0 | 0 | 5 | 2 | 5 | 4 | [14 empty] | 2 | 2 | 4 | 2 | 3 | 1 | 1 |  | 0
PG&E KERN | Templeton | 70 | Distributed_Solar |  |  | 0 | 0 | 0 | 0 | 0 | 0 | 0 | 0 | 0 | 5 | 2 | 5 | 2 | [14 empty] | 2 | 2 | 4 | 2 | 3 | 1 | 1 |  | 0
PG&E GBA | Tesla | 115 | Distributed_Solar |  |  | 0 | 0 | 0 | 0 | 0 | 0 | 0 | 0 | 0 | 5 | 4 | 1 | 1 | [14 empty] | 2 | 1 | 2 | 1 | 2 | 1 | 1 |  | 0
PG&E GBA | Tesla | 230 | Distributed_Solar |  |  | 0 | 0 | 0 | 0 | 0 | 0 | 0 | 0 | 0 | 5 | 4 | 1 | 1 | [14 empty] | 2 | 1 | 2 | 1 | 2 | 1 | 1 |  | 0
PG&E GBA | Tesla | 500 | Distributed_Solar |  |  | 0 | 0 | 0 | 0 | 0 | 0 | 0 | 0 | 0 | 5 | 4 | 1 | 1 | [14 empty] | 2 | 1 | 2 | 1 | 2 | 1 | 1 |  | 0
PG&E KERN | Tevis | 115 | Distributed_Solar |  |  | 0 | 0 | 0 | 0 | 0 | 0 | 0 | 0 | 0 | 5 | 2 | 5 | 4 | 4 | [13 empty] | 1 | 1 | 2 | 1 | 2 | 1 | 1 |  | 0
EOP | Thousandaire | 138 | Distributed_Solar |  |  | 0 | 0 | 0 | 0 | 0 | 0 | 0 | 0 | 0 | 5 | 2 | 4 | 2 | [14 empty] | 2 | 2 | 4 | 1 | 3 | 1 | 1 |  | 0
PG&E KERN | Topaz | 230 | Distributed_Solar |  |  | 0 | 0 | 0 | 0 | 0 | 0 | 0 | 0 | 0 | 5 | 2 | 5 | 4 | [14 empty] | 1 | 1 | 3 | 1 | 2 | 1 | 1 |  | 0
SCE NOL | Tortilla | 115 | Distributed_Solar |  |  | 0 | 3 | 3 | 0 | 3 | 3 | 0 | 0 | 0 | 3 | 3 | 1 | 1 | [14 empty] | 2 | 1 | 4 | 1 | 2 | 1+ | 1 |  | 1
SDGE | Trabuco | 138 | Distributed_Solar |  |  | 0 | 0 | 0 | 0 | 0 | 0 | 0 | 0 | 0 | 1 | 1 | 1 | 1 | [14 empty] | 1 | 1 | 1 | 1 | 2 | 1 | 1 |  | 0
PG&E GBA | Tracy | 115 | Distributed_Solar |  |  | 0 | 0 | 0 | 0 | 0 | 0 | 0 | 0 | 0 | 5 | 5 | 1 | 1 | [14 empty] | 2 | 1 | 3 | 1 | 2 | 1 | 1 |  | 0
PG&E FRESNO | Tranquility | 230 | Distributed_Solar |  |  | 0 | 0 | 0 | 0 | 0 | 0 | 0 | 0 | 0 | 5 | 5 | 5 | 2 | [14 empty] | 1 | 1 | 4 | 2 | 1 | 1 | 1 |  | 0
PG&E GBA | Trimble | 115 | Distributed_Solar |  |  | 0 | 0 | 0 | 0 | 0 | 0 | 0 | 0 | 0 | 5 | 4 | 1 | 1 | [14 empty] | 2 | 1 | 3 | 2 | 2 | 1 | 1 |  | 0
EOP | Trout Canyon | 230 | Distributed_Solar |  |  | 0 | 0 | 0 | 0 | 0 | 0 | 0 | 0 | 0 | 5 | 2 | 4 | 2 | [14 empty] | 2 | 2 | 4 | 1 | 3 | 1 | 1 |  | 0
EOP | Trout Canyon | 500 | Distributed_Solar |  |  | 0 | 0 | 0 | 0 | 0 | 0 | 0 | 0 | 0 | 5 | 2 | 4 | 2 | [14 empty] | 2 | 2 | 4 | 1 | 3 | 1 | 1 |  | 0
PG&E NGBA | Tulucay | 230 | Distributed_Solar |  |  | 0 | 0 | 0 | 0 | 0 | 0 | 0 | 0 | 0 | 5 | 2 | 1 | 1 | [14 empty] | 2 | 1 | 3 | 2 | 3 | 1 | 1 |  | 0
PG&E NGBA | Tulucay | 60 | Distributed_Solar |  |  | 0 | 0 | 0 | 0 | 0 | 0 | 0 | 0 | 0 | 5 | 2 | 1 | 1 | [14 empty] | 2 | 1 | 3 | 2 | 3 | 1 | 1 |  | 0
PG&E KERN | Tupman | 115 | Distributed_Solar |  |  | 0 | 0 | 0 | 0 | 0 | 0 | 0 | 0 | 0 | 5 | 2 | 5 | 4 | [14 empty] | 1 | 1 | 2 | 1 | 1 | 1 | 1 |  | 0
PG&E NGBA | Ukiah | 115 | Distributed_Solar |  |  | 0 | 0 | 0 | 0 | 0 | 0 | 0 | 0 | 0 | 5 | 2 | 1 | 1 | [14 empty] | 2 | 2 | 4 | 2 | 3 | 1 | 1 |  | 0
PG&E KERN | Union (Estrella) | 70 | Distributed_Solar |  |  | 0 | 0 | 0 | 0 | 0 | 0 | 0 | 0 | 0 | 5 | 2 | 5 | 2 | [14 empty] | 2 | 2 | 4 | 2 | 3 | 1 | 1 |  | 0
PG&E NGBA | Vaca Dixon | 115 | Distributed_Solar |  |  | 0 | 0 | 0 | 0 | 0 | 0 | 0 | 0 | 0 | 5 | 2 | 1 | 1 | [14 empty] | 2 | 1 | 1 | 1 | 3 | 1 | 1 |  | 0
PG&E NGBA | Vaca Dixon | 230 | Distributed_Solar |  |  | 0 | 0 | 0 | 0 | 0 | 0 | 0 | 0 | 0 | 5 | 2 | 1 | 1 | [14 empty] | 2 | 1 | 1 | 1 | 3 | 1 | 1 |  | 0
PG&E NGBA | Vaca Dixon | 500 | Distributed_Solar |  |  | 0 | 0 | 0 | 0 | 0 | 0 | 0 | 0 | 0 | 5 | 2 | 1 | 1 | [14 empty] | 2 | 1 | 1 | 1 | 3 | 1 | 1 |  | 0
PG&E NGBA | Vaca Dixon | 60 | Distributed_Solar |  |  | 0 | 0 | 0 | 0 | 0 | 0 | 0 | 0 | 0 | 5 | 2 | 1 | 1 | [14 empty] | 2 | 1 | 1 | 1 | 3 | 1 | 1 |  | 0
SCE Eastern | Valley (SCE) | 500 | Distributed_Solar |  |  | 0 | 0 | 0 | 0 | 0 | 0 | 0 | 0 | 0 | 4 | 4 | 1 | 1 | [14 empty] | 1 | 1 | 2 | 1 | 2 | 1 | 1 |  | 0
EOP | Valley (VEA) | 138 | Distributed_Solar |  |  | 0 | 0 | 0 | 0 | 0 | 0 | 0 | 0 | 0 | 5 | 2 | 4 | 2 | [14 empty] | 2 | 2 | 4 | 1 | 3 | 1 | 1 |  | 0
SDGE | Valley Center | 69 | Distributed_Solar |  |  | 0 | 0 | 0 | 0 | 0 | 0 | 0 | 0 | 0 | 1 | 1 | 1 | 1 | [14 empty] | 2 | 1 | 4 | 1 | 3 | 1 | 1 |  | 0
PG&E GBA | Valley Home | 115 | Distributed_Solar |  |  | 0 | 0 | 0 | 0 | 0 | 0 | 0 | 0 | 0 | 5 | 5 | 1 | 1 | [14 empty] | 1 | 1 | 4 | 2 | 1 | 1 | 1 |  | 0
PG&E GBA | Valley Springs | 230 | Distributed_Solar |  |  | 0 | 0 | 0 | 0 | 0 | 0 | 0 | 0 | 0 | 5 | 5 | 1 | 1 | [14 empty] | 2 | 1 | 4 | 1 | 3 | 1 | 1 |  | 0
PG&E GBA | Valley Springs | 60 | Distributed_Solar |  |  | 0 | 0 | 0 | 0 | 0 | 0 | 0 | 0 | 0 | 5 | 5 | 1 | 1 | [14 empty] | 2 | 1 | 4 | 1 | 3 | 1 | 1 |  | 0
EOP | Valley Switch | 138 | Distributed_Solar |  |  | 0 | 0 | 0 | 0 | 0 | 0 | 0 | 0 | 0 | 5 | 2 | 4 | 2 | [14 empty] | 2 | 2 | 4 | 1 | 3 | 1 | 1 |  | 0
EOP | Valley Switch | 230 | Distributed_Solar |  |  | 0 | 0 | 0 | 0 | 0 | 0 | 0 | 0 | 0 | 5 | 2 | 4 | 2 | [14 empty] | 2 | 2 | 4 | 1 | 3 | 1 | 1 |  | 0
PG&E GBA | Vasco | 230 | Distributed_Solar |  |  | 0 | 0 | 0 | 0 | 0 | 0 | 0 | 0 | 0 | 5 | 4 | 1 | 1 | [14 empty] | 2 | 1 | 3 | 1 | 3 | 1 | 1 |  | 0
PG&E GBA | Vasona | 230 | Distributed_Solar |  |  | 0 | 0 | 0 | 0 | 0 | 0 | 0 | 0 | 0 | 5 | 4 | 1 | 1 | [14 empty] | 2 | 1 | 4 | 2 | 3 | 1 | 1 |  | 0
SCE Northern | Vestal | 230 | Distributed_Solar |  |  | 0 | 0 | 0 | 0 | 0 | 0 | 0 | 0 | 0 | 5 | 5 | 1 | 1 | [14 empty] | 1 | 1 | 4 | 1 | 1 | 4+ | 1 |  | 1
SCE Northern | Vestal | 66 | Distributed_Solar |  |  | 0 | 0 | 0 | 0 | 0 | 0 | 0 | 0 | 0 | 5 | 5 | 1 | 1 | [14 empty] | 1 | 1 | 4 | 1 | 1 | 1 | 1 |  | 0
SCE NOL | Victor | 115 | Distributed_Solar |  |  | 0 | 7 | 7 | 0 | 7 | 7 | 0 | 0 | 0 | 1 | 1 | 1 | 1 | 3 | [13 empty] | 2 | 1 | 3 | 1 | 2 | 1+ | 1 |  | 1
SCE NOL | Victor | 230 | Distributed_Solar |  |  | 0 | 0 | 0 | 0 | 0 | 0 | 0 | 0 | 0 | 1 | 1 | 1 | 1 | 4 | [13 empty] | 2 | 1 | 3 | 1 | 2 | 4+ | 1 |  | 1
SCE Metro | Viejo | 230 | Distributed_Solar |  |  | 0 | 0 | 0 | 0 | 0 | 0 | 0 | 0 | 0 | 1 | 1 | 1 | 1 | [14 empty] | 1 | 1 | 3 | 1 | 2 | 1 | 1 |  | 0
PG&E GBA | Vierra | 115 | Distributed_Solar |  |  | 0 | 2.975 | 2.975 | 0 | 2.975 | 2.975 | 0 | 0 | 0 | 5 | 5 | 1 | 1 | [14 empty] | 1 | 1 | 1 | 2 | 1 | 1 | 1 |  | 1
SCE Metro | Villa Park | 230 | Distributed_Solar |  |  | 0 | 0 | 0 | 0 | 0 | 0 | 0 | 0 | 0 | 1 | 1 | 1 | 1 | [14 empty] | 1 | 1 | 2 | 1 | 2 | 1 | 1 |  | 0
SCE Northern | Vincent | 230 | Distributed_Solar |  |  | 0 | 0 | 0 | 0 | 0 | 0 | 0 | 0 | 0 | 1 | 1 | 1 | 1 | [14 empty] | 2 | 1 | 4 | 1 | 3 | 1 | 1 |  | 0
SCE Northern | Vincent | 500 | Distributed_Solar |  |  | 0 | 0 | 0 | 0 | 0 | 0 | 0 | 0 | 0 | 1 | 1 | 1 | 1 | [14 empty] | 2 | 1 | 4 | 1 | 3 | 1 | 1 |  | 0
PG&E GBA | Vineyard | 230 | Distributed_Solar |  |  | 0 | 0 | 0 | 0 | 0 | 0 | 0 | 0 | 0 | 5 | 4 | 1 | 1 | [14 empty] | 2 | 1 | 2 | 1 | 3 | 1 | 1 |  | 0
SDGE | Vineyard | 69 | Distributed_Solar |  |  | 0 | 0 | 0 | 0 | 0 | 0 | 0 | 0 | 0 | 1 | 1 | 1 | 1 | [14 empty] | 2 | 1 | 2 | 1 | 3 | 1 | 1 |  | 0
SCE Eastern | Vista (SCE) | 230 | Distributed_Solar |  |  | 0 | 0 | 0 | 0 | 0 | 0 | 0 | 0 | 0 | 4 | 4 | 1 | 1 | [14 empty] | 1 | 1 | 2 | 1 | 1 | 1 | 1 |  | 0
EOP | Vista (VEA) | 138 | Distributed_Solar |  |  | 0 | 0 | 0 | 0 | 0 | 0 | 0 | 0 | 0 | 5 | 2 | 4 | 2 | [14 empty] | 2 | 2 | 4 | 1 | 3 | 1 | 1 |  | 0
EOP | Vista (VEA) | 230 | Distributed_Solar |  |  | 0 | 0 | 0 | 0 | 0 | 0 | 0 | 0 | 0 | 5 | 2 | 4 | 2 | [14 empty] | 2 | 2 | 4 | 1 | 3 | 1 | 1 |  | 0
PG&E FRESNO | Wahtoke | 115 | Distributed_Solar |  |  | 0 | 0 | 0 | 0 | 0 | 0 | 0 | 0 | 0 | 5 | 2 | 5 | 2 | [14 empty] | 1 | 1 | 3 | 2 | 1 | 1 | 1 |  | 0
SCE Northern | Wakefield | 66 | Distributed_Solar |  |  | 0 | 0 | 0 | 0 | 0 | 0 | 0 | 0 | 0 | 5 | 2 | 4 | 2 | [14 empty] | 2 | 1 | 4 | 1 | 3 | 1 | 1 |  | 0
SCE Metro | Walnut | 230 | Distributed_Solar |  |  | 0 | 0 | 0 | 0 | 0 | 0 | 0 | 0 | 0 | 1 | 1 | 1 | 1 | [14 empty] | 1 | 1 | 1 | 1 | 1 | 1 | 1 |  | 0
SCE Northern | Warne | 230 | Distributed_Solar |  |  | 0 | 0 | 0 | 0 | 0 | 0 | 0 | 0 | 0 | 5 | 2 | 4 | 2 | [14 empty] | 1 | 1 | 4 | 1 | 3 | 1 | 1 |  | 0
PG&E GBA | Warnerville | 230 | Distributed_Solar |  |  | 0 | 0 | 0 | 0 | 0 | 0 | 0 | 0 | 0 | 5 | 5 | 5 | 2 | [14 empty] | 1 | 1 | 3 | 2 | 2 | 1 | 1 |  | 0
PG&E FRESNO | Waukena | 115 | Distributed_Solar |  |  | 0 | 0 | 0 | 0 | 0 | 0 | 0 | 0 | 0 | 5 | 2 | 5 | 2 | [14 empty] | 1 | 1 | 4 | 2 | 1 | 1 | 1 |  | 0
PG&E GBA | Weber | 230 | Distributed_Solar |  |  | 0 | 0 | 0 | 0 | 0 | 0 | 0 | 0 | 0 | 5 | 5 | 1 | 1 | [14 empty] | 1 | 1 | 3 | 2 | 1 | 1 | 1 |  | 0
PG&E GBA | Weber | 60 | Distributed_Solar |  |  | 0 | 0 | 0 | 0 | 0 | 0 | 0 | 0 | 0 | 5 | 5 | 1 | 1 | 3 | [13 empty] | 1 | 1 | 3 | 2 | 1 | 1 | 1 |  | 0
PG&E FRESNO | West Fresno | 115 | Distributed_Solar |  |  | 0 | 0 | 0 | 0 | 0 | 0 | 0 | 0 | 0 | 5 | 5 | 5 | 2 | [14 empty] | 1 | 1 | 2 | 2 | 1 | 1 | 1 |  | 0
PG&E FRESNO | Westley | 230 | Distributed_Solar |  |  | 0 | 0 | 0 | 0 | 0 | 0 | 0 | 0 | 0 | 1 | 1 | 1 | 1 | [14 empty] | 1 | 1 | 4 | 2 | 1 | 1 | 1 |  | 0
PG&E KERN | Westpark | 115 | Distributed_Solar |  |  | 0 | 0 | 0 | 0 | 0 | 0 | 0 | 0 | 0 | 5 | 2 | 5 | 2 | [14 empty] | 1 | 1 | 3 | 1 | 1 | 1 | 1 |  | 0
PG&E KERN | Wheeler Ridge | 230 | Distributed_Solar |  |  | 0 | 0 | 0 | 0 | 0 | 0 | 0 | 0 | 0 | 5 | 2 | 5 | 4 | [14 empty] | 1 | 1 | 4 | 1 | 1 | 1 | 1 |  | 0
PG&E KERN | Wheeler Ridge | 115 | Distributed_Solar |  |  | 0 | 0 | 0 | 0 | 0 | 0 | 0 | 0 | 0 | 5 | 2 | 5 | 2 | [14 empty] | 1 | 1 | 4 | 1 | 1 | 1 | 1 |  | 0
PG&E KERN | Wheeler Ridge | 70 | Distributed_Solar |  |  | 0 | 0 | 0 | 0 | 0 | 0 | 0 | 0 | 0 | 5 | 2 | 5 | 4 | [14 empty] | 1 | 1 | 4 | 1 | 1 | 1 | 1 |  | 0
SCE Northern | Whirlwind | 230 | Distributed_Solar |  |  | 0 | 0 | 0 | 0 | 0 | 0 | 0 | 0 | 0 | 5 | 5 | 1 | 1 | [14 empty] | 2 | 1 | 4 | 1 | 3 | 1 | 1 |  | 0
SCE Northern | Whirlwind | 500 | Distributed_Solar |  |  | 0 | 0 | 0 | 0 | 0 | 0 | 0 | 0 | 0 | 5 | 5 | 1 | 1 | [14 empty] | 2 | 1 | 4 | 1 | 3 | 1 | 1 |  | 0
PG&E GBA | Whisman | 115 | Distributed_Solar |  |  | 0 | 0 | 0 | 0 | 0 | 0 | 0 | 0 | 0 | 1 | 1 | 1 | 1 | [14 empty] | 2 | 1 | 2 | 2 | 2 | 1 | 1 |  | 0
SCE Eastern | Wildlife | 230 | Distributed_Solar |  |  | 0 | 0 | 0 | 0 | 0 | 0 | 0 | 0 | 0 | 4 | 4 | 1 | 1 | [14 empty] | 1 | 1 | 1 | 1 | 1 | 1 | 1 |  | 0
PG&E FRESNO | Wilson | 115 | Distributed_Solar |  |  | 0 | 0 | 0 | 0 | 0 | 0 | 0 | 0 | 0 | 5 | 5 | 5 | 2 | [14 empty] | 1 | 1 | 4 | 2 | 1 | 1 | 1 |  | 0
PG&E FRESNO | Wilson | 230 | Distributed_Solar |  |  | 0 | 0 | 0 | 0 | 0 | 0 | 0 | 0 | 0 | 5 | 5 | 5 | 4 | [14 empty] | 1 | 1 | 4 | 2 | 1 | 1 | 1 |  | 0
SCE Northern | Windhub | 230 | Distributed_Solar |  |  | 0 | 0 | 0 | 0 | 0 | 0 | 0 | 0 | 0 | 5 | 5 | 1 | 1 | 4 | [13 empty] | 2 | 1 | 4 | 1 | 2 | 1+ | 1 |  | 1
SCE Northern | Windhub | 500 | Distributed_Solar |  |  | 0 | 0 | 0 | 0 | 0 | 0 | 0 | 0 | 0 | 5 | 5 | 1 | 1 | [14 empty] | 2 | 1 | 4 | 1 | 2 | 1 | 1 |  | 0
PG&E GBA | Windmaster | 230 | Distributed_Solar |  |  | 0 | 0 | 0 | 0 | 0 | 0 | 0 | 0 | 0 | 5 | 2 | 1 | 1 | [14 empty] | 2 | 1 | 2 | 1 | 2 | 1 | 1 |  | 0
PG&E NGBA | Windsor | 60 | Distributed_Solar |  |  | 0 | 0 | 0 | 0 | 0 | 0 | 0 | 0 | 0 | 5 | 2 | 1 | 1 | [14 empty] | 1 | 1 | 2 | 1 | 2 | 1 | 1 |  | 0
PG&E NGBA | Woodland | 115 | Distributed_Solar |  |  | 0 | 0 | 0 | 0 | 0 | 0 | 0 | 0 | 0 | 5 | 5 | 1 | 1 | [14 empty] | 2 | 1 | 4 | 2 | 3 | 1 | 1 |  | 0
PG&E FRESNO | Woodward | 115 | Distributed_Solar |  |  | 0 | 0 | 0 | 0 | 0 | 0 | 0 | 0 | 0 | 5 | 2 | 5 | 2 | [14 empty] | 1 | 1 | 2 | 2 | 2 | 1 | 1 |  | 0
PG&E NGBA | Wyandotte | 115 | Distributed_Solar |  |  | 0 | 0 | 0 | 0 | 0 | 0 | 0 | 0 | 0 | 5 | 5 | 1 | 1 | [14 empty] | 2 | 1 | 2 | 2 | 2 | 1 | 1 |  | 0
PG&E KERN | 7th Standard | 115 | Solar |  |  | 110 | 120 | 230 | 0 | 0 | 0 | 110 | 120 | 230 | 5 | 2 | 5 | 4 |  | 1 | 4 | 1 | 3 | 2 | 1 | 1 | 1 | 1 | 1 | 1 | 1 | 1 | 1 | 1 | 3 | 1 | 2 | 5- | 1 |  | 1
SCE Metro | Alamitos | 230 | Solar |  |  | 0 | 0 | 0 | 0 | 0 | 0 | 0 | 0 | 0 | 1 | 1 | 1 | 1 |  | 1 | 1 | 1 | 4 | 1 | 2 | 1 | 1 | 1 | 3 | 3 | 1 | 1 | 1 | 1 | 1 | 1 | 1 | 1 | 1 |  | 0
SCE Eastern | Alberhill | 115 | Solar |  |  | 0 | 0 | 0 | 0 | 0 | 0 | 0 | 0 | 0 | 4 | 4 | 1 | 1 |  | 1 | 1 | N/A | N/A | N/A | 2 | N/A | N/A | N/A | N/A | N/A | N/A | N/A | 1 | 1 | 4 | 1 | 1 | 1 | 1 |  | 0
SCE Eastern | Alberhill | 500 | Solar |  |  | 0 | 0 | 0 | 0 | 0 | 0 | 0 | 0 | 0 | 4 | 4 | 1 | 1 |  | 1 | 1 | N/A | N/A | N/A | 2 | N/A | N/A | N/A | N/A | N/A | N/A | N/A | 1 | 1 | 4 | 1 | 1 | 1 | 1 |  | 0
PG&E GBA | Alhambra | 115 | Solar |  |  | 90 | 0 | 90 | 0 | 0 | 0 | 90 | 0 | 90 | 5 | 2 | 1 | 1 |  | 1 | 2 | N/A | N/A | N/A | 2 | N/A | N/A | N/A | N/A | N/A | N/A | N/A | 2 | 1 | 2 | 1 | 2 | 5- | 1 |  | 1
PG&E FRESNO | Alpaugh | 115 | Solar |  |  | 0 | 0 | 0 | 0 | 0 | 0 | 0 | 0 | 0 | 5 | 2 | 5 | 4 | 3 | 1 | 1 | 1 | 1 | 1 | 1 | 1 | 1 | 1 | 1 | 1 | 1 | 1 | 1 | 1 | 3 | 1 | 1 | 2+ | 1 |  | 1
SDGE | Alpine | 69 | Solar |  |  | 0 | 0 | 0 | 0 | 0 | 0 | 0 | 0 | 0 | 1 | 1 | 1 | 1 |  | 1 | 3 | N/A | N/A | N/A | 2 | N/A | N/A | N/A | N/A | N/A | N/A | N/A | 2 | 1 | 4 | 1 | 3 | 1 | 1 |  | 0
PG&E GBA | Altamont Midway (Sandhill) | 230 | Solar |  |  | 0 | 0 | 0 | 0 | 0 | 0 | 0 | 0 | 0 | 5 | 2 | 1 | 1 |  | 1 | 1 | 1 | 2 | 1 | 2 | 3 | 2 | 2 | 2 | 3 | 1 | 1 | 2 | 1 | 2 | 1 | 3 | 1 | 1 |  | 0
SCE Northern | Antelope | 66 | Solar |  |  | 0 | 0 | 0 | 0 | 0 | 0 | 0 | 0 | 0 | 5 | 5 | 1 | 1 |  | 1 | 1 | 1 | 5 | 1 | 2 | 3 | 1 | 1 | 1 | 1 | 1 | 1 | 2 | 1 | 4 | 1 | 3 | 4+ | 1 |  | 1
SCE Northern | Antelope | 230 | Solar |  |  | 930 | 0 | 930 | 0 | 0 | 0 | 930 | 0 | 930 | 5 | 5 | 1 | 1 | 4 | 1 | 1 | 1 | 5 | 1 | 2 | 3 | 1 | 1 | 1 | 1 | 1 | 1 | 2 | 1 | 4 | 1 | 3 | 5- | 1 |  | 1
SCE Northern | Antelope | 500 | Solar |  |  | 0 | 0 | 0 | 0 | 0 | 0 | 0 | 0 | 0 | 5 | 5 | 1 | 1 |  | 1 | 1 | 1 | 5 | 1 | 2 | 3 | 1 | 1 | 1 | 1 | 1 | 1 | 2 | 1 | 4 | 1 | 3 | 1 | 1 |  | 0
PG&E NGBA | Arcata | 60 | Solar |  |  | 0 | 0 | 0 | 0 | 0 | 0 | 0 | 0 | 0 | 5 | 2 | 1 | 1 |  | 1 | 3 | N/A | N/A | N/A | 2 | N/A | N/A | N/A | N/A | N/A | N/A | N/A | 2 | 2 | 4 | 2 | 3 | 1 | 1 |  | 0
PG&E KERN | Arco | 230 | Solar |  |  | 870 | 455 | 1325 | 0 | 0 | 0 | 870 | 455 | 1325 | 5 | 2 | 5 | 4 | 3 | 1 | 2 | 2 | 1 | 2 | 1 | 2 | 2 | 1 | 1 | 3 | 1 | 1 | 1 | 1 | 4 | 1 | 1 | 4- | 1 |  | 1
PG&E KERN | Arco | 70 | Solar |  |  | 60 | 0 | 60 | 60 | 0 | 60 | 0 | 0 | 0 | 5 | 2 | 5 | 4 |  | 1 | 4 | 3 | 2 | 2 | 1 | 2 | 2 | 1 | 1 | 3 | 1 | 1 | 1 | 1 | 4 | 1 | 1 | 1 | 1 |  | 1
SCE Metro | ArcoGen | 230 | Solar |  |  | 486 | 0 | 486 | 0 | 0 | 0 | 486 | 0 | 486 | 1 | 1 | 1 | 1 |  | 1 | 1 | 5 | 5 | 1 | 2 | 1 | 4 | 4 | 5 | 5 | 4 | 4 | 1 | 1 | 1 | 1 | 1 | 5- | 1 |  | 1
SDGE | Artesian | 230 | Solar |  |  | 0 | 0 | 0 | 0 | 0 | 0 | 0 | 0 | 0 | 1 | 1 | 1 | 1 |  | 1 | 1 | N/A | N/A | N/A | 2 | N/A | N/A | N/A | N/A | N/A | N/A | N/A | 2 | 1 | 2 | 1 | 3 | 1 | 1 |  | 0
SDGE | Artesian | 69 | Solar |  |  | 0 | 0 | 0 | 0 | 0 | 0 | 0 | 0 | 0 | 1 | 1 | 1 | 1 |  | 1 | 1 | N/A | N/A | N/A | 2 | N/A | N/A | N/A | N/A | N/A | N/A | N/A | 2 | 1 | 2 | 1 | 3 | 1 | 1 |  | 0
PG&E FRESNO | Ashlan | 230 | Solar |  |  | 0 | 0 | 0 | 0 | 0 | 0 | 0 | 0 | 0 | 5 | 4 | 5 | 2 |  | 1 | 1 | N/A | N/A | N/A | 1 | N/A | N/A | N/A | N/A | N/A | N/A | N/A | 1 | 1 | 2 | 2 | 1 | 1 | 1 |  | 0
PG&E NGBA | Atlantic | 115 | Solar |  |  | 0 | 0 | 0 | 0 | 0 | 0 | 0 | 0 | 0 | 5 | 5 | 1 | 1 |  | 1 | 1 | N/A | N/A | N/A | 2 | N/A | N/A | N/A | N/A | N/A | N/A | N/A | 2 | 1 | 2 | 2 | 3 | 1 | 1 |  | 0
PG&E NGBA | Atlantic | 230 | Solar |  |  | 0 | 235 | 235 | 0 | 0 | 0 | 0 | 235 | 235 | 5 | 5 | 1 | 1 |  | 1 | 1 | N/A | N/A | N/A | 2 | N/A | N/A | N/A | N/A | N/A | N/A | N/A | 2 | 1 | 2 | 2 | 3 | 5- | 1 |  | 1
PG&E NGBA | Atlantic | 60 | Solar |  |  | 0 | 0 | 0 | 0 | 0 | 0 | 0 | 0 | 0 | 5 | 5 | 1 | 1 |  | 1 | 1 | N/A | N/A | N/A | 2 | N/A | N/A | N/A | N/A | N/A | N/A | N/A | 2 | 1 | 2 | 2 | 3 | 1 | 1 |  | 0
PG&E FRESNO | Atwater | 115 | Solar |  |  | 0 | 0 | 0 | 0 | 0 | 0 | 0 | 0 | 0 | 5 | 5 | 5 | 2 |  | 1 | 1 | N/A | N/A | N/A | 1 | N/A | N/A | N/A | N/A | N/A | N/A | N/A | 1 | 1 | 2 | 2 | 1 | 4+ | 1 |  | 1
PG&E GBA | Avena | 115 | Solar |  |  | 0 | 0 | 0 | 0 | 0 | 0 | 0 | 0 | 0 | 5 | 5 | 1 | 1 |  | 1 | 1 | N/A | N/A | N/A | 1 | N/A | N/A | N/A | N/A | N/A | N/A | N/A | 1 | 1 | 3 | 2 | 1 | 1 | 1 |  | 0
SDGE | Avocado | 69 | Solar |  |  | 0 | 0 | 0 | 0 | 0 | 0 | 0 | 0 | 0 | 1 | 1 | 1 | 1 |  | 1 | 1 | N/A | N/A | N/A | 2 | N/A | N/A | N/A | N/A | N/A | N/A | N/A | 2 | 1 | 3 | 1 | 3 | 1 | 1 |  | 0
PG&E NGBA | Bahia | 230 | Solar |  |  | 0 | 0 | 0 | 0 | 0 | 0 | 0 | 0 | 0 | 5 | 4 | 1 | 1 |  | 1 | 1 | N/A | N/A | N/A | 2 | N/A | N/A | N/A | N/A | N/A | N/A | N/A | 2 | 1 | 1 | 1 | 2 | 1 | 1 |  | 0
SCE Northern | Bailey | 230 | Solar |  |  | 0 | 0 | 0 | 0 | 0 | 0 | 0 | 0 | 0 | 5 | 2 | 4 | 2 |  | 1 | 1 | 1 | 1 | 1 | 2 | 5 | 2 | 2 | 2 | 4 | 2 | 1 | 1 | 1 | 4 | 1 | 3 | 1 | 1 |  | 0
SCE NOL | Baker | 115 | Solar |  |  | 0 | 0 | 0 | 0 | 0 | 0 | 0 | 0 | 0 | 3 | 3 | 1 | 1 |  | 1 | 1 | N/A | N/A | N/A | 2 | N/A | N/A | N/A | N/A | N/A | N/A | N/A | 2 | 2 | 4 | 1 | 1 | 1 | 1 |  | 0
PG&E KERN | Bakersfield | 230 | Solar |  |  | 440 | 320 | 760 | 0 | 0 | 0 | 440 | 320 | 760 | 5 | 2 | 5 | 4 |  | 1 | 1 | 2 | 3 | 1 | 1 | 2 | 1 | 1 | 1 | 1 | 1 | 1 | 1 | 1 | 3 | 1 | 1 | 5- | 1 |  | 1
PG&E FRESNO | Balch | 230 | Solar |  |  | 190 | 0 | 190 | 0 | 0 | 0 | 190 | 0 | 190 | 5 | 5 | 5 | 2 |  | 2 | 2 | N/A | N/A | N/A | 2 | N/A | N/A | N/A | N/A | N/A | N/A | N/A | 1 | 1 | 4 | 2 | 3 | 5- | 1 |  | 1
SCE Eastern | Bannister | 230 | Solar |  |  | 0 | 0 | 0 | 0 | 0 | 0 | 0 | 0 | 0 | 5 | 4 | 1 | 1 |  | 1 | 1 | N/A | N/A | N/A | 2 | N/A | N/A | N/A | N/A | N/A | N/A | N/A | 2 | 1 | 2 | 2 | 1 | 2+ | 1 |  | 1
SCE Metro | Barre | 230 | Solar |  |  | 0 | 0 | 0 | 0 | 0 | 0 | 0 | 0 | 0 | 1 | 1 | 1 | 1 |  | 1 | 1 | 1 | 4 | 1 | 2 | 1 | 1 | 1 | 5 | 5 | 1 | 1 | 1 | 1 | 1 | 1 | 1 | 4+ | 1 |  | 1
SDGE | Bay Boulevard | 69 | Solar |  |  | 0 | 0 | 0 | 0 | 0 | 0 | 0 | 0 | 0 | 1 | 1 | 1 | 1 |  | 1 | 1 | 1 | 3 | 1 | 2 | 2 | 1 | 2 | 4 | 4 | 1 | 1 | 2 | 1 | 2 | 1 | 1 | 1 | 1 |  | 0
SDGE | Bay Boulevard | 230 | Solar |  |  | 0 | 0 | 0 | 0 | 0 | 0 | 0 | 0 | 0 | 1 | 1 | 1 | 1 |  | 1 | 1 | 1 | 3 | 1 | 2 | 2 | 1 | 2 | 4 | 4 | 1 | 1 | 2 | 1 | 2 | 1 | 1 | 1 | 1 |  | 0
EOP | Beatty | 138 | Solar |  |  | 0 | 0 | 0 | 0 | 0 | 0 | 0 | 0 | 0 | 5 | 2 | 4 | 2 |  | 1 | 1 | 2 | N/A | N/A | 2 | N/A | N/A | N/A | N/A | N/A | N/A | N/A | 2 | 2 | 4 | 1 | 3 | 1 | 1 |  | 0
EOP | Beatty | 230 | Solar |  |  | 500 | 0 | 500 | 0 | 0 | 0 | 500 | 0 | 500 | 5 | 2 | 4 | 2 |  | 1 | 1 | 2 | N/A | N/A | 2 | N/A | N/A | N/A | N/A | N/A | N/A | N/A | 2 | 2 | 4 | 1 | 3 | 1 | 3 |  | 1
PG&E NGBA | Belden | 230 | Solar |  |  | 0 | 0 | 0 | 0 | 0 | 0 | 0 | 0 | 0 | 5 | 5 | 1 | 1 |  | 1 | 1 | N/A | N/A | N/A | 2 | N/A | N/A | N/A | N/A | N/A | N/A | N/A | 2 | 2 | 4 | 1 | 3 | 1 | 1 |  | 0
PG&E NGBA | Bell | 115 | Solar |  |  | 0 | 0 | 0 | 0 | 0 | 0 | 0 | 0 | 0 | 5 | 5 | 1 | 1 |  | 1 | 1 | N/A | N/A | N/A | 2 | N/A | N/A | N/A | N/A | N/A | N/A | N/A | 2 | 1 | 4 | 2 | 3 | 1 | 1 |  | 0
PG&E NGBA | Bellevue | 115 | Solar |  |  | 0 | 0 | 0 | 0 | 0 | 0 | 0 | 0 | 0 | 5 | 2 | 1 | 1 |  | 1 | 1 | 1 | 3 | 1 | 2 | 2 | 1 | 1 | 2 | 3 | 1 | 1 | 2 | 1 | 2 | 2 | 2 | 1+ | 1 |  | 1
PG&E GBA | Bellota | 115 | Solar |  |  | 0 | 0 | 0 | 0 | 0 | 0 | 0 | 0 | 0 | 5 | 5 | 1 | 1 |  | 2 | 1 | 1 | 2 | 1 | 1 | 2 | 1 | 1 | 1 | 2 | 1 | 1 | 1 | 1 | 4 | 2 | 3 | 1 | 1 |  | 0
PG&E GBA | Bellota | 230 | Solar |  |  | 0 | 0 | 0 | 0 | 0 | 0 | 0 | 0 | 0 | 5 | 5 | 1 | 1 | 3 | 1 | 1 | 1 | 2 | 1 | 1 | 2 | 1 | 1 | 1 | 2 | 1 | 1 | 1 | 1 | 4 | 2 | 3 | 1 | 4 |  | 1
SCE Northern | Big Creek | 230 | Solar |  |  | 192 | 0 | 192 | 0 | 0 | 0 | 192 | 0 | 192 | 5 | 5 | 1 | 1 |  | 1 | 2 | 4 | 1 | 4 | 2 | 2 | 1 | 2 | 1 | 3 | 2 | 1 | 1 | 1 | 4 | 2 | 3 | 5- | 1 |  | 1
PG&E FRESNO | Biola | 70 | Solar |  |  | 0 | 0 | 0 | 0 | 0 | 0 | 0 | 0 | 0 | 5 | 2 | 5 | 2 |  | 1 | 4 | N/A | N/A | N/A | 1 | N/A | N/A | N/A | N/A | N/A | N/A | N/A | 1 | 1 | 4 | 2 | 1 | 1 | 1 |  | 0
PG&E GBA | Birds Landing | 230 | Solar |  |  | 0 | 0 | 0 | 0 | 0 | 0 | 0 | 0 | 0 | 5 | 4 | 1 | 1 | 3 | 2 | 1 | 1 | 1 | 1 | 2 | 3 | 1 | 1 | 1 | 1 | 1 | 1 | 2 | 1 | 4 | 1 | 1 | 1+ | 4 |  | 1
SCE Northern | Bliss | 66 | Solar |  |  | 0 | 0 | 0 | 0 | 0 | 0 | 0 | 0 | 0 | 5 | 5 | 1 | 1 |  | 1 | 1 | N/A | N/A | N/A | 1 | N/A | N/A | N/A | N/A | N/A | N/A | N/A | 1 | 1 | 4 | 1 | 1 | 1 | 1 |  | 0
SCE Eastern | Blythe | 161 | Solar |  |  | 0 | 160 | 160 | 0 | 160 | 160 | 0 | 0 | 0 | 5 | 2 | 1 | 1 | 3 | 1 | 4 | 1 | 2 | 1 | 2 | 1 | 1 | 1 | 1 | 1 | 1 | 1 | 2 | 2 | 2 | 1 | 1 | 4+ | 1 |  | 1
PG&E NGBA | Bogue | 115 | Solar |  |  | 0 | 0 | 0 | 0 | 0 | 0 | 0 | 0 | 0 | 5 | 5 | 1 | 1 |  | 1 | 1 | N/A | N/A | N/A | 2 | N/A | N/A | N/A | N/A | N/A | N/A | N/A | 2 | 2 | 2 | 1 | 2 | 1 | 1 |  | 0
PG&E FRESNO | Borden | 230 | Solar |  |  | 0 | 0 | 0 | 0 | 0 | 0 | 0 | 0 | 0 | 5 | 5 | 5 | 4 | 1 | 1 | 1 | 1 | 2 | 1 | 1 | 2 | 1 | 1 | 1 | 2 | 1 | 1 | 1 | 1 | 4 | 2 | 1 | 2+ | 5 |  | 1
PG&E FRESNO | Borden | 70 | Solar |  |  | 0 | 0 | 0 | 0 | 0 | 0 | 0 | 0 | 0 | 5 | 5 | 5 | 4 |  | 1 | 1 | 1 | 2 | 1 | 1 | 2 | 1 | 1 | 1 | 2 | 1 | 1 | 1 | 1 | 4 | 2 | 1 | 1 | 1 |  | 0
SDGE | Boulevard East | 138 | Solar |  |  | 20 | 10 | 30 | 0 | 0 | 0 | 20 | 10 | 30 | 1 | 1 | 1 | 1 |  | 1 | 4 | 1 | 1 | 1 | 2 | 5 | 1 | 1 | 1 | 1 | 1 | 1 | 2 | 1 | 4 | 1 | 3 | 5- | 1 |  | 1
SDGE | Boulevard East | 69 | Solar |  |  | 0 | 17.4 | 17.4 | 0 | 17.4 | 17.4 | 0 | 0 | 0 | 1 | 1 | 1 | 1 |  | 1 | 3 | 1 | 1 | 1 | 2 | 5 | 1 | 1 | 1 | 1 | 1 | 1 | 2 | 1 | 4 | 1 | 3 | 4+ | 3 |  | 1
PG&E GBA | Brentwood | 230 | Solar |  |  | 0 | 50 | 50 | 0 | 0 | 0 | 0 | 50 | 50 | 5 | 4 | 1 | 1 |  | 1 | 2 | 2 | 1 | 1 | 2 | 2 | 1 | 1 | 1 | 2 | 1 | 1 | 2 | 1 | 4 | 1 | 3 | 5- | 1 |  | 1
PG&E NGBA | Bridgeville | 115 | Solar |  |  | 0 | 0 | 0 | 0 | 0 | 0 | 0 | 0 | 0 | 5 | 2 | 1 | 1 |  | 1 | 1 | 1 | 1 | 1 | 2 | 1 | 1 | 1 | 1 | 1 | 2 | 1 | 2 | 2 | 4 | 2 | 3 | 1 | 1 |  | 0
PG&E NGBA | Brighton | 115 | Solar |  |  | 0 | 0 | 0 | 0 | 0 | 0 | 0 | 0 | 0 | 5 | 5 | 1 | 1 |  | 1 | 1 | N/A | N/A | N/A | 2 | N/A | N/A | N/A | N/A | N/A | N/A | N/A | 2 | 1 | 2 | 2 | 1 | 1 | 1 |  | 0
PG&E NGBA | Brighton | 230 | Solar |  |  | 0 | 0 | 0 | 0 | 0 | 0 | 0 | 0 | 0 | 5 | 5 | 1 | 1 |  | 1 | 1 | N/A | N/A | N/A | 2 | N/A | N/A | N/A | N/A | N/A | N/A | N/A | 2 | 1 | 2 | 2 | 1 | 1 | 1 |  | 0
PG&E NGBA | Brunswick | 115 | Solar |  |  | 0 | 0 | 0 | 0 | 0 | 0 | 0 | 0 | 0 | 5 | 5 | 1 | 1 |  | 1 | 1 | 1 | 4 | 1 | 2 | 5 | 3 | 1 | 1 | 3 | 1 | 1 | 2 | 1 | 4 | 1 | 3 | 1 | 1 |  | 0
PG&E NGBA | Bucks Creek | 230 | Solar |  |  | 0 | 0 | 0 | 0 | 0 | 0 | 0 | 0 | 0 | 5 | 5 | 1 | 1 |  | 1 | 1 | N/A | N/A | N/A | 2 | N/A | N/A | N/A | N/A | N/A | N/A | N/A | 2 | 2 | 4 | 1 | 3 | 1 | 1 |  | 0
PG&E KERN | Buena Vista | 230 | Solar |  |  | 895 | 555 | 1450 | 0 | 0 | 0 | 895 | 555 | 1450 | 5 | 2 | 5 | 4 |  | 1 | 2 | N/A | N/A | N/A | 1 | N/A | N/A | N/A | N/A | N/A | N/A | N/A | 2 | 2 | 4 | 2 | 1 | 5- | 1 |  | 1
PG&E FRESNO | Bullard | 115 | Solar |  |  | 0 | 0 | 0 | 0 | 0 | 0 | 0 | 0 | 0 | 5 | 5 | 5 | 4 |  | 1 | 1 | N/A | N/A | N/A | 1 | N/A | N/A | N/A | N/A | N/A | N/A | N/A | 1 | 1 | 1 | 2 | 2 | 4+ | 1 |  | 1
PG&E GBA | Burlingame | 115 | Solar |  |  | 100 | 0 | 100 | 0 | 0 | 0 | 100 | 0 | 100 | 5 | 2 | 1 | 1 |  | 1 | 3 | N/A | N/A | N/A | 2 | N/A | N/A | N/A | N/A | N/A | N/A | N/A | 2 | 1 | 3 | 1 | 2 | 5- | 1 |  | 1
PG&E NGBA | Burney Forest | 230 | Solar |  |  | 0 | 0 | 0 | 0 | 0 | 0 | 0 | 0 | 0 | 5 | 5 | 3 | 3 |  | 1 | 1 | N/A | N/A | N/A | 2 | N/A | N/A | N/A | N/A | N/A | N/A | N/A | 2 | 2 | 4 | 2 | 3 | 1 | 1 |  | 0
PG&E NGBA | Butte | 115 | Solar |  |  | 0 | 0 | 0 | 0 | 0 | 0 | 0 | 0 | 0 | 5 | 2 | 1 | 1 |  | 1 | 1 | N/A | N/A | N/A | 2 | N/A | N/A | N/A | N/A | N/A | N/A | N/A | 2 | 1 | 4 | 2 | 2 | 2+ | 1 |  | 1
PG&E KERN | Cabrillo | 115 | Solar |  |  | 0 | 80 | 80 | 0 | 0 | 0 | 0 | 80 | 80 | 5 | 2 | 5 | 2 |  | 1 | 2 | 2 | 1 | 2 | 2 | 2 | 1 | 1 | 2 | 3 | 1 | 1 | 2 | 2 | 4 | 1 | 3 | 5- | 1 |  | 1
PG&E FRESNO | Cal Flats | 230 | Solar |  |  | 0 | 0 | 0 | 0 | 0 | 0 | 0 | 0 | 0 | 5 | 2 | 5 | 4 |  | 1 | 1 | 1 | 1 | 1 | 2 | 5 | 1 | 1 | 1 | 1 | 3 | 1 | 2 | 2 | 4 | 2 | 2 | 1 | 1 |  | 0
SCE NOL | Calcite | 230 | Solar |  |  | 106 | 0 | 106 | 0 | 0 | 0 | 106 | 0 | 106 | 1 | 1 | 1 | 1 | 3 | 1 | 2 | 1 | 5 | 1 | 2 | 1 | 1 | 1 | 1 | 2 | 1 | 1 | 2 | 1 | 4 | 1 | 3 | 4+ | 5 |  | 1
PG&E KERN | Caliente | 230 | Solar |  |  | 0 | 0 | 0 | 0 | 0 | 0 | 0 | 0 | 0 | 5 | 2 | 5 | 4 | 1 | 1 | 1 | 1 | 2 | 1 | 2 | 2 | 2 | 1 | 1 | 2 | 1 | 1 | 2 | 1 | 4 | 2 | 2 | 1 | 1 |  | 0
PG&E FRESNO | California Ave | 115 | Solar |  |  | 100 | 0 | 100 | 0 | 0 | 0 | 100 | 0 | 100 | 5 | 2 | 5 | 2 |  | 1 | 3 | 1 | 3 | 2 | 1 | 1 | 1 | 1 | 1 | 1 | 1 | 1 | 1 | 1 | 2 | 2 | 1 | 5- | 1 |  | 1
PG&E KERN | Callender | 115 | Solar |  |  | 0 | 0 | 0 | 0 | 0 | 0 | 0 | 0 | 0 | 5 | 2 | 5 | 4 |  | 1 | 1 | N/A | N/A | N/A | 2 | N/A | N/A | N/A | N/A | N/A | N/A | N/A | 2 | 2 | 4 | 2 | 2 | 1 | 1 |  | 0
PG&E NGBA | Calpella | 115 | Solar |  |  | 0 | 0 | 0 | 0 | 0 | 0 | 0 | 0 | 0 | 5 | 2 | 1 | 1 |  | 1 | 1 | 1 | 1 | 1 | 2 | 3 | 1 | 1 | 1 | 2 | 1 | 1 | 2 | 2 | 4 | 2 | 3 | 1 | 1 |  | 0
PG&E GBA | Camanche | 230 | Solar |  |  | 0 | 0 | 0 | 0 | 0 | 0 | 0 | 0 | 0 | 5 | 5 | 1 | 1 |  | 1 | 1 | 1 | 2 | 1 | 1 | 1 | 2 | 1 | 2 | 3 | 1 | 1 | 1 | 1 | 4 | 2 | 3 | 4+ | 1 |  | 1
SDGE | Cameron | 69 | Solar |  |  | 0 | 0 | 0 | 0 | 0 | 0 | 0 | 0 | 0 | 1 | 1 | 1 | 1 |  | 1 | 1 | N/A | N/A | N/A | 2 | N/A | N/A | N/A | N/A | N/A | N/A | N/A | 1 | 1 | 2 | 1 | 1 | 1 | 1 |  | 0
SDGE | Cannon | 69 | Solar |  |  | 0 | 0 | 0 | 0 | 0 | 0 | 0 | 0 | 0 | 1 | 1 | 1 | 1 |  | 1 | 1 | N/A | N/A | N/A | 2 | N/A | N/A | N/A | N/A | N/A | N/A | N/A | 2 | 1 | 1 | 1 | 3 | 1 | 1 |  | 0
PG&E FRESNO | Cantua | 115 | Solar |  |  | 200 | 0 | 200 | 0 | 0 | 0 | 200 | 0 | 200 | 5 | 2 | 5 | 2 |  | 1 | 4 | 1 | 1 | 1 | 1 | 2 | 1 | 1 | 1 | 1 | 1 | 1 | 1 | 1 | 4 | 2 | 1 | 5- | 1 |  | 1
SDGE | Capistrano | 138 | Solar |  |  | 0 | 0 | 0 | 0 | 0 | 0 | 0 | 0 | 0 | 1 | 1 | 1 | 1 |  | 1 | 1 | 1 | 4 | 1 | 2 | 5 | 1 | 2 | 3 | 3 | 2 | 1 | 1 | 1 | 2 | 1 | 3 | 1 | 1 |  | 0
SDGE | Capistrano | 230 | Solar |  |  | 0 | 0 | 0 | 0 | 0 | 0 | 0 | 0 | 0 | 1 | 1 | 1 | 1 |  | 1 | 1 | 1 | 4 | 1 | 2 | 5 | 1 | 2 | 3 | 3 | 2 | 1 | 1 | 1 | 2 | 1 | 3 | 1 | 1 |  | 0
PG&E NGBA | Carberry | 230 | Solar |  |  | 0 | 0 | 0 | 0 | 0 | 0 | 0 | 0 | 0 | 5 | 5 | 3 | 3 |  | 1 | 1 | N/A | N/A | N/A | 2 | N/A | N/A | N/A | N/A | N/A | N/A | N/A | 2 | 2 | 4 | 2 | 3 | 1 | 1 |  | 0
SCE Eastern | Cardiff | 66 | Solar |  |  | 0 | 0 | 0 | 0 | 0 | 0 | 0 | 0 | 0 | 4 | 4 | 1 | 1 |  | 1 | 1 | N/A | N/A | N/A | 2 | N/A | N/A | N/A | N/A | N/A | N/A | N/A | 1 | 1 | 2 | 1 | 1 | 1 | 1 |  | 0
PG&E NGBA | Caribou | 60 | Solar |  |  | 0 | 0 | 0 | 0 | 0 | 0 | 0 | 0 | 0 | 5 | 5 | 1 | 1 |  | 2 | 1 | N/A | N/A | N/A | 2 | N/A | N/A | N/A | N/A | N/A | N/A | N/A | 2 | 2 | 4 | 1 | 3 | 1 | 1 |  | 0
PG&E NGBA | Caribou | 115 | Solar |  |  | 0 | 0 | 0 | 0 | 0 | 0 | 0 | 0 | 0 | 5 | 4 | 1 | 1 |  | 1 | 1 | N/A | N/A | N/A | 2 | N/A | N/A | N/A | N/A | N/A | N/A | N/A | 2 | 2 | 4 | 1 | 3 | 1 | 1 |  | 0
PG&E NGBA | Caribou | 230 | Solar |  |  | 0 | 0 | 0 | 0 | 0 | 0 | 0 | 0 | 0 | 5 | 4 | 1 | 1 |  | 1 | 1 | N/A | N/A | N/A | 2 | N/A | N/A | N/A | N/A | N/A | N/A | N/A | 2 | 2 | 4 | 1 | 3 | 1 | 1 |  | 0
EOP | Carpenter Canyon (fka Gamebird) | 138 | Solar |  |  | 0 | 0 | 0 | 0 | 0 | 0 | 0 | 0 | 0 | 5 | 2 | 4 | 2 |  | 1 | 1 | 1 | N/A | N/A | 2 | N/A | N/A | N/A | N/A | N/A | N/A | N/A | 2 | 2 | 4 | 1 | 3 | 1 | 1 |  | 0
EOP | Carpenter Canyon (fka Gamebird) | 230 | Solar |  |  | 550 | 180 | 730 | 0 | 0 | 0 | 550 | 180 | 730 | 5 | 2 | 4 | 2 |  | 1 | 1 | 1 | N/A | N/A | 2 | N/A | N/A | N/A | N/A | N/A | N/A | N/A | 2 | 2 | 4 | 1 | 3 | 2- | 1 |  | 1
PG&E NGBA | Carquinez | 115 | Solar |  |  | 0 | 0 | 0 | 0 | 0 | 0 | 0 | 0 | 0 | 5 | 2 | 1 | 1 |  | 1 | 1 | 1 | 4 | 1 | 2 | 2 | 1 | 1 | 1 | 3 | 1 | 1 | 2 | 1 | 2 | 1 | 1 | 1 | 1 |  | 0
SDGE | Carrizo Gorge | 138 | Solar |  |  | 0 | 0 | 0 | 0 | 0 | 0 | 0 | 0 | 0 | 1 | 1 | 1 | 1 |  | 1 | 2 | 1 | 1 | 1 | 2 | 2 | 1 | 1 | 1 | 2 | 1 | 1 | 2 | 1 | 4 | 1 | 3 | 1 | 1 |  | 0
PG&E KERN | Carrizo Plains | 115 | Solar |  |  | 0 | 0 | 0 | 0 | 0 | 0 | 0 | 0 | 0 | 5 | 2 | 5 | 4 |  | 1 | 1 | 1 | 1 | 1 | 1 | 3 | 1 | 1 | 1 | 2 | 2 | 1 | 2 | 1 | 4 | 2 | 2 | 1 | 1 |  | 0
PG&E KERN | Casaloma | 230 | Solar |  |  | 0 | 0 | 0 | 0 | 0 | 0 | 0 | 0 | 0 | 5 | 2 | 5 | 2 |  | 1 | 1 | N/A | N/A | N/A | 1 | N/A | N/A | N/A | N/A | N/A | N/A | N/A | 1 | 1 | 3 | 1 | 1 | 1 | 1 |  | 0
PG&E GBA | Castro Valley | 230 | Solar |  |  | 0 | 0 | 0 | 0 | 0 | 0 | 0 | 0 | 0 | 5 | 4 | 1 | 1 |  | 1 | 1 | N/A | N/A | N/A | 2 | N/A | N/A | N/A | N/A | N/A | N/A | N/A | 2 | 1 | 2 | 1 | 2 | 1 | 1 |  | 0
PG&E GBA | Cayetano | 230 | Solar |  |  | 0 | 0 | 0 | 0 | 0 | 0 | 0 | 0 | 0 | 5 | 4 | 1 | 1 |  | 1 | 1 | 1 | 2 | 1 | 2 | 5 | 2 | 2 | 3 | 3 | 1 | 1 | 2 | 1 | 3 | 1 | 3 | 2+ | 1 |  | 1
SCE Metro | Center | 230 | Solar |  |  | 0 | 0 | 0 | 0 | 0 | 0 | 0 | 0 | 0 | 1 | 1 | 1 | 1 |  | 1 | 1 | 1 | 1 | 1 | 2 | 1 | 1 | 1 | 1 | 1 | 1 | 1 | 1 | 1 | 1 | 1 | 1 | 2+ | 1 |  | 1
PG&E KERN | Charca | 115 | Solar |  |  | 0 | 0 | 0 | 0 | 0 | 0 | 0 | 0 | 0 | 5 | 2 | 5 | 2 |  | 1 | 1 | 1 | 1 | 3 | 1 | 1 | 1 | 1 | 1 | 1 | 1 | 1 | 1 | 1 | 4 | 1 | 1 | 4+ | 1 |  | 1
EOP | Charleston | 138 | Solar |  |  | 0 | 0 | 0 | 0 | 0 | 0 | 0 | 0 | 0 | 5 | 2 | 4 | 2 |  | 1 | 1 | N/A | N/A | N/A | 2 | N/A | N/A | N/A | N/A | N/A | N/A | N/A | 2 | 2 | 4 | 1 | 3 | 1 | 1 |  | 0
SCE Metro | Chevmain | 230 | Solar |  |  | 0 | 0 | 0 | 0 | 0 | 0 | 0 | 0 | 0 | 1 | 1 | 1 | 1 |  | 1 | 1 | 1 | 3 | 1 | 2 | 1 | 1 | 1 | 2 | 3 | 1 | 1 | 1 | 1 | 1 | 1 | 1 | 1 | 1 |  | 0
SDGE | Chicarita | 138 | Solar |  |  | 0 | 0 | 0 | 0 | 0 | 0 | 0 | 0 | 0 | 1 | 1 | 1 | 1 |  | 1 | 1 | N/A | N/A | N/A | 2 | N/A | N/A | N/A | N/A | N/A | N/A | N/A | 2 | 1 | 3 | 1 | 3 | 1 | 1 |  | 0
SCE Metro | Chino | 230 | Solar |  |  | 0 | 0 | 0 | 0 | 0 | 0 | 0 | 0 | 0 | 1 | 1 | 1 | 1 |  | 1 | 1 | 1 | 4 | 1 | 2 | 3 | 1 | 1 | 1 | 1 | 1 | 1 | 1 | 1 | 1 | 1 | 2 | 2+ | 1 |  | 1
PG&E FRESNO | Chowchilla | 115 | Solar |  |  | 50 | 0 | 50 | 0 | 0 | 0 | 50 | 0 | 50 | 5 | 5 | 5 | 2 |  | 1 | 3 | N/A | N/A | N/A | 1 | N/A | N/A | N/A | N/A | N/A | N/A | N/A | 1 | 1 | 1 | 2 | 2 | 5- | 1 |  | 1
PG&E GBA | Christie | 60 | Solar |  |  | 0 | 0 | 0 | 0 | 0 | 0 | 0 | 0 | 0 | 5 | 4 | 1 | 1 |  | 1 | 1 | N/A | N/A | N/A | 2 | N/A | N/A | N/A | N/A | N/A | N/A | N/A | 2 | 1 | 2 | 1 | 2 | 1 | 1 |  | 0
PG&E GBA | Christie | 115 | Solar |  |  | 0 | 0 | 0 | 0 | 0 | 0 | 0 | 0 | 0 | 5 | 2 | 1 | 1 |  | 3 | 1 | N/A | N/A | N/A | 2 | N/A | N/A | N/A | N/A | N/A | N/A | N/A | 2 | 1 | 2 | 1 | 2 | 1 | 1 |  | 0
SCE Eastern | Cielo Azul | 500 | Solar |  |  | 150 | 2325 | 2475 | 0 | 2025 | 2025 | 150 | 300 | 450 | 5 | 4 | 4 | 4 |  | 1 | 2 | 2 | N/A | N/A | 2 | N/A | N/A | N/A | N/A | N/A | N/A | N/A | 2 | 2 | 4 | 1 | 3 | 4+ | 5 |  | 1
PG&E GBA | Clay | 60 | Solar |  |  | 0 | 0 | 0 | 0 | 0 | 0 | 0 | 0 | 0 | 5 | 5 | 1 | 1 |  | 1 | 1 | N/A | N/A | N/A | 2 | N/A | N/A | N/A | N/A | N/A | N/A | N/A | 2 | 1 | 3 | 1 | 3 | 1+ | 1 |  | 1
PG&E GBA | Clayton | 115 | Solar |  |  | 0 | 0 | 0 | 0 | 0 | 0 | 0 | 0 | 0 | 5 | 2 | 1 | 1 |  | 1 | 1 | 1 | 1 | 1 | 2 | 5 | 2 | 3 | 2 | 3 | 1 | 1 | 2 | 1 | 4 | 1 | 2 | 2+ | 1 |  | 1
PG&E NGBA | Cloverdale | 115 | Solar |  |  | 0 | 0 | 0 | 0 | 0 | 0 | 0 | 0 | 0 | 5 | 2 | 1 | 1 |  | 1 | 1 | 1 | 1 | 1 | 2 | 4 | 2 | 1 | 2 | 3 | 1 | 1 | 2 | 2 | 4 | 2 | 3 | 1 | 1 |  | 0
PG&E FRESNO | Clovis | 115 | Solar |  |  | 0 | 0 | 0 | 0 | 0 | 0 | 0 | 0 | 0 | 5 | 2 | 5 | 2 |  | 1 | 1 | N/A | N/A | N/A | 1 | N/A | N/A | N/A | N/A | N/A | N/A | N/A | 1 | 1 | 2 | 2 | 2 | 1 | 1 |  | 0
PG&E GBA | Coburn | 230 | Solar |  |  | 0 | 0 | 0 | 0 | 0 | 0 | 0 | 0 | 0 | 5 | 4 | 5 | 2 |  | 1 | 5 | 1 | 1 | 1 | 2 | 3 | 1 | 1 | 1 | 1 | 1 | 1 | 2 | 2 | 2 | 2 | 3 | 1 | 1 |  | 0
PG&E GBA | Coburn | 60 | Solar |  |  | 0 | 0 | 0 | 0 | 0 | 0 | 0 | 0 | 0 | 5 | 4 | 5 | 2 |  | 1 | 1 | 1 | 1 | 1 | 2 | 3 | 1 | 1 | 1 | 1 | 1 | 1 | 2 | 2 | 2 | 2 | 3 | 1 | 1 |  | 0
PG&E NGBA | Colgate | 230 | Solar |  |  | 0 | 0 | 0 | 0 | 0 | 0 | 0 | 0 | 0 | 5 | 5 | 1 | 1 |  | 1 | 1 | 1 | 3 | 1 | 2 | 5 | 3 | 1 | 1 | 4 | 1 | 1 | 2 | 1 | 4 | 1 | 3 | 1 | 1 |  | 0
PG&E GBA | Collierville | 230 | Solar |  |  | 0 | 0 | 0 | 0 | 0 | 0 | 0 | 0 | 0 | 5 | 5 | 1 | 1 |  | 2 | 1 | N/A | N/A | N/A | 2 | N/A | N/A | N/A | N/A | N/A | N/A | N/A | 2 | 1 | 4 | 1 | 3 | 1 | 1 |  | 0
PG&E GBA | Collinsville | 230 | Solar |  |  | 0 | 0 | 0 | 0 | 0 | 0 | 0 | 0 | 0 | 5 | 2 | 1 | 1 |  | 1 | 1 | N/A | N/A | N/A | 2 | N/A | N/A | N/A | N/A | N/A | N/A | N/A | 2 | 1 | 3 | 1 | 1 | 1 | 1 |  | 0
PG&E GBA | Collinsville | 500 | Solar |  |  | 0 | 0 | 0 | 0 | 0 | 0 | 0 | 0 | 0 | 5 | 2 | 1 | 1 |  | 1 | 1 | N/A | N/A | N/A | 2 | N/A | N/A | N/A | N/A | N/A | N/A | N/A | 2 | 1 | 3 | 1 | 1 | 1 | 1 |  | 0
SCE Eastern | Colorado River | 230 | Solar |  |  | 100 | 700 | 800 | 0 | 500 | 500 | 100 | 200 | 300 | 4 | 4 | 4 | 4 | 4 | 1 | 1 | 2 | 1 | 1 | 2 | 1 | 1 | 1 | 1 | 2 | 1 | 1 | 2 | 2 | 3 | 1 | 3 | 4+ | 5 |  | 1
SCE Eastern | Colorado River | 500 | Solar |  |  | 0 | 0 | 0 | 0 | 0 | 0 | 0 | 0 | 0 | 4 | 4 | 4 | 4 | 2 | 1 | 1 | 2 | 2 | 1 | 2 | 1 | 1 | 1 | 1 | 2 | 1 | 1 | 2 | 2 | 3 | 1 | 3 | 1+ | 1 |  | 1
PG&E KERN | Columbus | 115 | Solar |  |  | 100 | 130 | 230 | 0 | 0 | 0 | 100 | 130 | 230 | 5 | 2 | 5 | 4 |  | 2 | 4 | 1 | 2 | 1 | 1 | 2 | 2 | 1 | 1 | 2 | 1 | 1 | 1 | 1 | 2 | 1 | 2 | 5- | 1 |  | 1
PG&E GBA | Contra Costa | 115 | Solar |  |  | 0 | 0 | 0 | 0 | 0 | 0 | 0 | 0 | 0 | 5 | 4 | 1 | 1 |  | 2 | 1 | 1 | 1 | 1 | 2 | 3 | 1 | 1 | 1 | 2 | 1 | 1 | 2 | 1 | 2 | 1 | 2 | 1 | 1 |  | 0
PG&E GBA | Contra Costa | 230 | Solar |  |  | 0 | 0 | 0 | 0 | 0 | 0 | 0 | 0 | 0 | 5 | 4 | 1 | 1 |  | 2 | 1 | 1 | 1 | 1 | 2 | 3 | 1 | 1 | 1 | 2 | 1 | 1 | 2 | 1 | 2 | 1 | 2 | 2+ | 1 |  | 1
PG&E GBA | Contra Costa PP | 230 | Solar |  |  | 0 | 0 | 0 | 0 | 0 | 0 | 0 | 0 | 0 | 5 | 4 | 1 | 1 |  | 1 | 1 | N/A | N/A | N/A | 2 | N/A | N/A | N/A | N/A | N/A | N/A | N/A | 2 | 1 | 1 | 1 | 2 | 1 | 1 |  | 0
SCE NOL | Control | 115 | Solar |  |  | 0 | 0 | 0 | 0 | 0 | 0 | 0 | 0 | 0 | 5 | 3 | 1 | 1 |  | 1 | 1 | 1 | 1 | 1 | 2 | 1 | 1 | 1 | 1 | 1 | 3 | 1 | 2 | 2 | 4 | 1 | 3 | 1 | 1 |  | 0
SCE NOL | Control | 55 | Solar |  |  | 0 | 0 | 0 | 0 | 0 | 0 | 0 | 0 | 0 | 5 | 3 | 1 | 1 |  | 1 | 1 | #N/A | N/A | N/A | 2 | N/A | N/A | N/A | N/A | N/A | N/A | N/A | 2 | 2 | 4 | 1 | 3 | 1 | 1 |  | 0
PG&E GBA | Cooley Landing | 115 | Solar |  |  | 0 | 50 | 50 | 0 | 0 | 0 | 0 | 50 | 50 | 5 | 2 | 1 | 1 |  | 3 | 2 | N/A | N/A | N/A | 2 | N/A | N/A | N/A | N/A | N/A | N/A | N/A | 2 | 1 | 2 | 1 | 1 | 5- | 1 |  | 1
PG&E GBA | Cooley Landing | 60 | Solar |  |  | 0 | 0 | 0 | 0 | 0 | 0 | 0 | 0 | 0 | 1 | 1 | 1 | 1 |  | 1 | 1 | N/A | N/A | N/A | 2 | N/A | N/A | N/A | N/A | N/A | N/A | N/A | 2 | 1 | 2 | 1 | 1 | 1 | 1 |  | 0
SCE NOL | Coolwater | 230 | Solar |  |  | 0 | 0 | 0 | 0 | 0 | 0 | 0 | 0 | 0 | 3 | 3 | 1 | 1 |  | 1 | 1 | 1 | 3 | 1 | 2 | 1 | 3 | 1 | 1 | 3 | 1 | 1 | 2 | 1 | 2 | 1 | 1 | 4+ | 1 |  | 1
SCE NOL | Coolwater | 115 | Solar |  |  | 0 | 0 | 0 | 0 | 0 | 0 | 0 | 0 | 0 | 3 | 3 | 1 | 1 | 3 | 3 | 3 | 1 | 3 | 1 | 2 | 1 | 3 | 1 | 1 | 3 | 1 | 1 | 2 | 1 | 2 | 1 | 1 | 4+ | 5 |  | 1
PG&E KERN | Copus | 70 | Solar |  |  | 0 | 0 | 0 | 0 | 0 | 0 | 0 | 0 | 0 | 5 | 2 | 5 | 4 |  | 1 | 1 | N/A | N/A | N/A | 1 | N/A | N/A | N/A | N/A | N/A | N/A | N/A | 1 | 1 | 3 | 1 | 1 | 4+ | 1 |  | 1
PG&E FRESNO | Corcoran | 70 | Solar |  |  | 0 | 0 | 0 | 0 | 0 | 0 | 0 | 0 | 0 | 5 | 5 | 5 | 4 |  | 1 | 1 | 1 | 1 | 1 | 1 | 1 | 1 | 1 | 1 | 1 | 1 | 1 | 1 | 1 | 4 | 2 | 1 | 1 | 1 |  | 0
PG&E FRESNO | Corcoran | 115 | Solar |  |  | 0 | 0 | 0 | 0 | 0 | 0 | 0 | 0 | 0 | 5 | 5 | 5 | 4 |  | 1 | 1 | 1 | 1 | 1 | 1 | 1 | 1 | 1 | 1 | 1 | 1 | 1 | 1 | 1 | 4 | 2 | 1 | 1 | 1 |  | 0
PG&E NGBA | Corona | 115 | Solar |  |  | 0 | 0 | 0 | 0 | 0 | 0 | 0 | 0 | 0 | 5 | 2 | 1 | 1 |  | 1 | 1 | N/A | N/A | N/A | 2 | N/A | N/A | N/A | N/A | N/A | N/A | N/A | 2 | 1 | 3 | 2 | 3 | 4+ | 1 |  | 1
PG&E NGBA | Cortina | 230 | Solar |  |  | 0 | 0 | 0 | 0 | 0 | 0 | 0 | 0 | 0 | 5 | 2 | 1 | 1 |  | 1 | 1 | 1 | 1 | 1 | 2 | 5 | 1 | 1 | 1 | 3 | 1 | 1 | 2 | 2 | 4 | 1 | 3 | 1+ | 1 |  | 1
PG&E NGBA | Cortina | 115 | Solar |  |  | 0 | 0 | 0 | 0 | 0 | 0 | 0 | 0 | 0 | 5 | 2 | 1 | 1 | 1 | 1 | 1 | 1 | 1 | 1 | 2 | 5 | 1 | 1 | 1 | 3 | 1 | 1 | 2 | 2 | 4 | 1 | 3 | 1 | 4 |  | 1
PG&E GBA | Cottle | 230 | Solar |  |  | 0 | 0 | 0 | 0 | 0 | 0 | 0 | 0 | 0 | 5 | 5 | 5 | 2 |  | 1 | 1 | N/A | N/A | N/A | 1 | N/A | N/A | N/A | N/A | N/A | N/A | N/A | 1 | 1 | 3 | 2 | 1 | 1 | 1 |  | 0
PG&E NGBA | Cottonwood | 115 | Solar |  |  | 0 | 0 | 0 | 0 | 0 | 0 | 0 | 0 | 0 | 5 | 2 | 1 | 1 |  | 1 | 1 | 1 | 3 | 1 | 2 | 5 | 1 | 1 | 1 | 2 | 1 | 1 | 2 | 2 | 3 | 2 | 3 | 1 | 1 |  | 0
PG&E NGBA | Cottonwood | 230 | Solar |  |  | 0 | 0 | 0 | 0 | 0 | 0 | 0 | 0 | 0 | 5 | 2 | 1 | 1 |  | 1 | 1 | 1 | 3 | 1 | 2 | 5 | 1 | 1 | 1 | 2 | 1 | 1 | 2 | 2 | 3 | 2 | 3 | 1 | 1 |  | 0
PG&E NGBA | Cottonwood | 60 | Solar |  |  | 0 | 0 | 0 | 0 | 0 | 0 | 0 | 0 | 0 | 5 | 2 | 1 | 1 |  | 1 | 1 | 1 | 3 | 1 | 2 | 5 | 1 | 1 | 1 | 2 | 1 | 1 | 2 | 2 | 3 | 2 | 3 | 1 | 1 |  | 0
PG&E NGBA | Cove Road | 230 | Solar |  |  | 0 | 0 | 0 | 0 | 0 | 0 | 0 | 0 | 0 | 5 | 2 | 1 | 1 |  | 1 | 1 | 1 | 1 | 1 | 2 | 5 | 2 | 1 | 1 | 3 | 1 | 1 | 2 | 2 | 4 | 2 | 3 | 1 | 1 |  | 0
PG&E GBA | Coyote | 230 | Solar |  |  | 0 | 0 | 0 | 0 | 0 | 0 | 0 | 0 | 0 | 5 | 4 | 1 | 1 |  | 1 | 1 | 1 | 1 | 1 | 2 | 5 | 3 | 1 | 1 | 3 | 2 | 1 | 2 | 1 | 3 | 2 | 2 | 1 | 1 |  | 0
PG&E GBA | Crazy Horse Canyon | 115 | Solar |  |  | 0 | 0 | 0 | 0 | 0 | 0 | 0 | 0 | 0 | 1 | 1 | 1 | 1 |  | 1 | 1 | N/A | N/A | N/A | 1 | N/A | N/A | N/A | N/A | N/A | N/A | N/A | 2 | 2 | 4 | 2 | 3 | 1 | 1 |  | 0
SDGE | Creelman | 69 | Solar |  |  | 0 | 0 | 0 | 0 | 0 | 0 | 0 | 0 | 0 | 1 | 1 | 1 | 1 |  | 1 | 3 | N/A | N/A | N/A | 2 | N/A | N/A | N/A | N/A | N/A | N/A | N/A | 2 | 1 | 4 | 1 | 3 | 1 | 1 |  | 0
PG&E FRESNO | Crescent | 70 | Solar |  |  | 0 | 35 | 35 | 0 | 35 | 35 | 0 | 0 | 0 | 5 | 5 | 5 | 2 |  | 1 | 4 | 1 | 1 | 1 | 1 | 1 | 1 | 1 | 1 | 1 | 1 | 1 | 1 | 1 | 3 | 2 | 1 | 4+ | 5 |  | 1
PG&E FRESNO | Cressey | 115 | Solar |  |  | 0 | 0 | 0 | 0 | 0 | 0 | 0 | 0 | 0 | 5 | 5 | 5 | 2 |  | 1 | 1 | N/A | N/A | N/A | 1 | N/A | N/A | N/A | N/A | N/A | N/A | N/A | 1 | 1 | 3 | 2 | 1 | 1+ | 1 |  | 1
PG&E NGBA | Cresta | 230 | Solar |  |  | 0 | 0 | 0 | 0 | 0 | 0 | 0 | 0 | 0 | 5 | 5 | 1 | 1 |  | 1 | 1 | N/A | N/A | N/A | 2 | N/A | N/A | N/A | N/A | N/A | N/A | N/A | 2 | 1 | 4 | 2 | 3 | 1 | 1 |  | 0
SDGE | Crestwood | 69 | Solar |  |  | 0 | 0 | 0 | 0 | 0 | 0 | 0 | 0 | 0 | 1 | 1 | 1 | 1 |  | 1 | 1 | N/A | N/A | N/A | 2 | N/A | N/A | N/A | N/A | N/A | N/A | N/A | 2 | 1 | 4 | 1 | 3 | 1 | 1 |  | 0
PG&E GBA | Crow Creek | 60 | Solar |  |  | 0 | 0 | 0 | 0 | 0 | 0 | 0 | 0 | 0 | 5 | 5 | 1 | 1 |  | 1 | 1 | 1 | 1 | 1 | 1 | 2 | 1 | 1 | 1 | 2 | 1 | 1 | 1 | 1 | 4 | 2 | 1 | 1 | 1 |  | 0
PG&E GBA | Crows Landing | 60 | Solar |  |  | 0 | 0 | 0 | 0 | 0 | 0 | 0 | 0 | 0 | 5 | 5 | 1 | 1 |  | 1 | 1 | N/A | N/A | N/A | 1 | N/A | N/A | N/A | N/A | N/A | N/A | N/A | 1 | 1 | 4 | 2 | 1 | 1 | 1 |  | 0
PG&E GBA | Curtis | 115 | Solar |  |  | 0 | 0 | 0 | 0 | 0 | 0 | 0 | 0 | 0 | 5 | 5 | 1 | 1 |  | 1 | 1 | 1 | 2 | 1 | 2 | 5 | 1 | 1 | 1 | 3 | 1 | 1 | 2 | 1 | 4 | 1 | 3 | 1 | 1 |  | 0
PG&E FRESNO | Dairyland | 115 | Solar |  |  | 120 | 0 | 120 | 0 | 0 | 0 | 120 | 0 | 120 | 5 | 5 | 5 | 2 |  | 1 | 3 | 1 | 1 | 1 | 1 | 1 | 1 | 1 | 1 | 1 | 1 | 1 | 1 | 1 | 3 | 2 | 1 | 5- | 1 |  | 1
PG&E NGBA | Davis | 115 | Solar |  |  | 0 | 0 | 0 | 0 | 0 | 0 | 0 | 0 | 0 | 5 | 2 | 1 | 1 | 3 | 1 | 1 | 1 | 1 | 3 | 2 | 1 | 1 | 1 | 1 | 1 | 1 | 1 | 2 | 1 | 4 | 2 | 3 | 2+ | 4 |  | 1
SCE Metro | Del Amo | 500 | Solar |  |  | 0 | 0 | 0 | 0 | 0 | 0 | 0 | 0 | 0 | 1 | 1 | 1 | 1 |  | 1 | 1 | 5 | 5 | 1 | 2 | 1 | 5 | 5 | 5 | 5 | 5 | 5 | 1 | 1 | 3 | 1 | 2 | 1 | 1 |  | 0
SCE Metro | Del Amo | 230 | Solar |  |  | 400 | 0 | 400 | 0 | 0 | 0 | 400 | 0 | 400 | 1 | 1 | 1 | 1 |  | 1 | 1 | 5 | 5 | 1 | 2 | 1 | 5 | 5 | 5 | 5 | 5 | 5 | 1 | 1 | 3 | 1 | 2 | 5- | 1 |  | 1
SCE Eastern | Delaney | 500 | Solar |  |  | 170 | 250 | 420 | 0 | 0 | 0 | 170 | 250 | 420 | 5 | 4 | 4 | 4 |  | 1 | 1 | 1 | N/A | N/A | 2 | N/A | N/A | N/A | N/A | N/A | N/A | N/A | 2 | 1 | 4 | 2 | 3 | 2- | 1 |  | 1
PG&E NGBA | Delevan | 230 | Solar |  |  | 0 | 0 | 0 | 0 | 0 | 0 | 0 | 0 | 0 | 5 | 2 | 1 | 1 | 3 | 1 | 1 | 1 | 1 | 1 | 2 | 3 | 1 | 1 | 1 | 2 | 1 | 1 | 2 | 2 | 1 | 1 | 3 | 4+ | 4 |  | 1
PG&E GBA | Delta PP | 230 | Solar |  |  | 0 | 0 | 0 | 0 | 0 | 0 | 0 | 0 | 0 | 5 | 2 | 1 | 1 |  | 1 | 1 | 1 | 2 | 1 | 2 | 3 | 2 | 1 | 1 | 2 | 1 | 1 | 2 | 1 | 3 | 1 | 2 | 1 | 1 |  | 0
EOP | Desert View | 230 | Solar |  |  | 450 | 0 | 450 | 0 | 0 | 0 | 450 | 0 | 450 | 5 | 2 | 4 | 2 |  | 1 | 1 | 2 | N/A | N/A | 2 | N/A | N/A | N/A | N/A | N/A | N/A | N/A | 2 | 1 | 4 | 1 | 3 | 4- | 1 |  | 1
SCE Eastern | Devers | 230 | Solar |  |  | 0 | 180 | 180 | 0 | 0 | 0 | 0 | 180 | 180 | 4 | 4 | 1 | 1 | 5 | 2 | 1 | 5 | 5 | 4 | 2 | 2 | 4 | 5 | 4 | 5 | 3 | 3 | 2 | 1 | 1 | 1 | 3 | 2+ | 5 |  | 1
SCE Eastern | Devers | 500 | Solar |  |  | 600 | 730 | 1330 | 0 | 0 | 0 | 600 | 730 | 1330 | 4 | 4 | 1 | 1 |  | 1 | 1 | 5 | 5 | 4 | 2 | 2 | 4 | 5 | 4 | 5 | 3 | 3 | 2 | 1 | 1 | 1 | 3 | 5- | 1 |  | 1
PG&E KERN | Diablo Canyon | 230 | Solar |  |  | 0 | 0 | 0 | 0 | 0 | 0 | 0 | 0 | 0 | 5 | 2 | 5 | 2 |  | 1 | 1 | 1 | 1 | 1 | 2 | 5 | 1 | 1 | 3 | 3 | 2 | 1 | 2 | 2 | 4 | 2 | 3 | 1 | 1 |  | 0
PG&E KERN | Diablo Canyon | 500 | Solar |  |  | 0 | 0 | 0 | 0 | 0 | 0 | 0 | 0 | 0 | 5 | 2 | 4 | 4 |  | 1 | 1 | 1 | 1 | 1 | 2 | 5 | 1 | 1 | 3 | 3 | 2 | 1 | 2 | 2 | 4 | 2 | 3 | 1 | 1 |  | 0
PG&E KERN | Divide | 115 | Solar |  |  | 0 | 100 | 100 | 0 | 0 | 0 | 0 | 100 | 100 | 5 | 2 | 5 | 2 |  | 1 | 3 | N/A | N/A | N/A | 2 | N/A | N/A | N/A | N/A | N/A | N/A | N/A | 2 | 2 | 4 | 1 | 2 | 5- | 1 |  | 1
PG&E GBA | Dixon Landing | 115 | Solar |  |  | 0 | 0 | 0 | 0 | 0 | 0 | 0 | 0 | 0 | 5 | 4 | 1 | 1 |  | 1 | 1 | N/A | N/A | N/A | 2 | N/A | N/A | N/A | N/A | N/A | N/A | N/A | 2 | 1 | 2 | 1 | 2 | 1 | 1 |  | 0
PG&E FRESNO | Dos Amigos | 230 | Solar |  |  | 493.2 | 0 | 493.2 | 0 | 0 | 0 | 493.2 | 0 | 493.2 | 5 | 2 | 5 | 2 |  | 1 | 2 | N/A | N/A | N/A | 1 | N/A | N/A | N/A | N/A | N/A | N/A | N/A | 1 | 1 | 4 | 2 | 1 | 5- | 1 |  | 1
PG&E NGBA | Drum | 115 | Solar |  |  | 0 | 0 | 0 | 0 | 0 | 0 | 0 | 0 | 0 | 5 | 5 | 1 | 1 |  | 1 | 1 | 1 | 1 | 1 | 2 | 5 | 1 | 1 | 1 | 1 | 1 | 1 | 2 | 1 | 4 | 2 | 3 | 1 | 1 |  | 0
PG&E GBA | Dumbarton | 115 | Solar |  |  | 0 | 0 | 0 | 0 | 0 | 0 | 0 | 0 | 0 | 5 | 2 | 1 | 1 |  | 1 | 1 | N/A | N/A | N/A | 2 | N/A | N/A | N/A | N/A | N/A | N/A | N/A | 2 | 1 | 3 | 1 | 2 | 1 | 1 |  | 0
SCE NOL | Dunn Siding | 115 | Solar |  |  | 0 | 0 | 0 | 0 | 0 | 0 | 0 | 0 | 0 | 3 | 3 | 1 | 1 |  | 1 | 1 | N/A | N/A | N/A | 2 | N/A | N/A | N/A | N/A | N/A | N/A | N/A | 2 | 1 | 4 | 1 | 1 | 1 | 1 |  | 0
SCE Eastern | Eagle Mountain | 230 | Solar |  |  | 0 | 0 | 0 | 0 | 0 | 0 | 0 | 0 | 0 | 5 | 4 | 1 | 1 |  | 1 | 1 | N/A | N/A | N/A | 2 | N/A | N/A | N/A | N/A | N/A | N/A | N/A | 2 | 2 | 4 | 1 | 3 | 1 | 1 |  | 0
PG&E NGBA | Eagle Rock (PGE) | 60 | Solar |  |  | 0 | 0 | 0 | 0 | 0 | 0 | 0 | 0 | 0 | 5 | 2 | 1 | 1 |  | 1 | 1 | 1 | 1 | 1 | 2 | 5 | 2 | 2 | 3 | 4 | 1 | 1 | 2 | 2 | 4 | 2 | 3 | 1 | 1 |  | 0
PG&E NGBA | Eagle Rock (PGE) | 115 | Solar |  |  | 0 | 0 | 0 | 0 | 0 | 0 | 0 | 0 | 0 | 5 | 2 | 1 | 1 |  | 2 | 1 | 1 | 1 | 1 | 2 | 5 | 2 | 2 | 3 | 4 | 1 | 1 | 2 | 2 | 4 | 2 | 3 | 1 | 1 |  | 0
SCE Metro | Eagle Rock (SCE) | 230 | Solar |  |  | 0 | 0 | 0 | 0 | 0 | 0 | 0 | 0 | 0 | 1 | 1 | 1 | 1 |  | 1 | 1 | N/A | N/A | N/A | 2 | N/A | N/A | N/A | N/A | N/A | N/A | N/A | 1 | 1 | 2 | 1 | 2 | 1 | 1 |  | 0
PG&E NGBA | East Marysville | 115 | Solar |  |  | 0 | 0 | 0 | 0 | 0 | 0 | 0 | 0 | 0 | 5 | 5 | 1 | 1 |  | 1 | 1 | 1 | 2 | 1 | 2 | 1 | 1 | 1 | 1 | 2 | 1 | 1 | 2 | 2 | 2 | 1 | 2 | 1+ | 1 |  | 1
PG&E NGBA | East Nicolaus | 115 | Solar |  |  | 0 | 140 | 140 | 0 | 0 | 0 | 0 | 140 | 140 | 5 | 5 | 1 | 1 |  | 1 | 3 | N/A | N/A | N/A | 2 | N/A | N/A | N/A | N/A | N/A | N/A | N/A | 2 | 1 | 4 | 1 | 3 | 5- | 1 |  | 1
PG&E NGBA | East Nicolaus | 60 | Solar |  |  | 0 | 0 | 0 | 0 | 0 | 0 | 0 | 0 | 0 | 5 | 5 | 1 | 1 |  | 1 | 1 | N/A | N/A | N/A | 2 | N/A | N/A | N/A | N/A | N/A | N/A | N/A | 2 | 1 | 4 | 1 | 3 | 1 | 1 |  | 0
PG&E GBA | Eastshore | 115 | Solar |  |  | 130 | 0 | 130 | 0 | 0 | 0 | 130 | 0 | 130 | 5 | 2 | 1 | 1 |  | 1 | 4 | 3 | 5 | 1 | 2 | 3 | 1 | 1 | 2 | 3 | 1 | 1 | 2 | 1 | 2 | 1 | 1 | 5- | 1 |  | 1
PG&E GBA | Eastshore | 230 | Solar |  |  | 0 | 0 | 0 | 0 | 0 | 0 | 0 | 0 | 0 | 5 | 2 | 1 | 1 |  | 1 | 1 | 3 | 5 | 1 | 2 | 3 | 1 | 1 | 2 | 3 | 1 | 1 | 2 | 1 | 2 | 1 | 1 | 1 | 1 |  | 0
SDGE | ECO | 138 | Solar |  |  | 0 | 0 | 0 | 0 | 0 | 0 | 0 | 0 | 0 | 1 | 1 | 1 | 1 | 3 | 1 | 1 | 1 | 1 | 1 | 2 | 2 | 1 | 1 | 1 | 2 | 1 | 1 | 2 | 1 | 4 | 1 | 3 | 1 | 1 |  | 0
SDGE | ECO | 230 | Solar |  |  | 0 | 0 | 0 | 0 | 0 | 0 | 0 | 0 | 0 | 1 | 1 | 1 | 1 |  | 3 | 1 | #N/A | #N/A | #N/A | 2 | #N/A | #N/A | #N/A | #N/A | #N/A | #N/A | #N/A | 2 | 1 | 4 | 1 | 3 | 1 | 1 |  | 0
SDGE | ECO | 500 | Solar |  |  | 0 | 0 | 0 | 0 | 0 | 0 | 0 | 0 | 0 | 1 | 1 | 1 | 1 |  | 2 | 1 | #N/A | #N/A | #N/A | 2 | #N/A | #N/A | #N/A | #N/A | #N/A | #N/A | #N/A | 2 | 1 | 4 | 1 | 3 | 1 | 1 |  | 0
PG&E GBA | Edenvale | 115 | Solar |  |  | 0 | 0 | 0 | 0 | 0 | 0 | 0 | 0 | 0 | 5 | 4 | 1 | 1 |  | 1 | 1 | N/A | N/A | N/A | 2 | N/A | N/A | N/A | N/A | N/A | N/A | N/A | 2 | 1 | 2 | 2 | 2 | 2+ | 1 |  | 1
PG&E GBA | Edes | 115 | Solar |  |  | 0 | 0 | 0 | 0 | 0 | 0 | 0 | 0 | 0 | 5 | 2 | 1 | 1 |  | 1 | 1 | N/A | N/A | N/A | 2 | N/A | N/A | N/A | N/A | N/A | N/A | N/A | 2 | 1 | 3 | 1 | 1 | 1+ | 1 |  | 1
PG&E GBA | Eight Mile | 230 | Solar |  |  | 0 | 0 | 0 | 0 | 0 | 0 | 0 | 0 | 0 | 5 | 5 | 1 | 1 |  | 1 | 1 | 1 | 2 | 2 | 1 | 1 | 1 | 1 | 1 | 1 | 1 | 1 | 1 | 1 | 2 | 2 | 1 | 1 | 1 |  | 0
SDGE | El Cajon | 69 | Solar |  |  | 0 | 0 | 0 | 0 | 0 | 0 | 0 | 0 | 0 | 1 | 1 | 1 | 1 |  | 1 | 1 | N/A | N/A | N/A | 2 | N/A | N/A | N/A | N/A | N/A | N/A | N/A | 2 | 1 | 2 | 1 | 1 | 1 | 1 |  | 0
SCE Eastern | El Casco | 230 | Solar |  |  | 0 | 0 | 0 | 0 | 0 | 0 | 0 | 0 | 0 | 4 | 4 | 1 | 1 |  | 1 | 1 | 1 | 3 | 1 | 2 | 5 | 1 | 1 | 2 | 3 | 1 | 1 | 1 | 1 | 4 | 1 | 2 | 1 | 1 |  | 0
PG&E GBA | El Cerrito G | 115 | Solar |  |  | 0 | 0 | 0 | 0 | 0 | 0 | 0 | 0 | 0 | 5 | 2 | 1 | 1 |  | 1 | 1 | N/A | N/A | N/A | 2 | N/A | N/A | N/A | N/A | N/A | N/A | N/A | 2 | 1 | 2 | 1 | 2 | 4+ | 1 |  | 1
PG&E NGBA | El Dorado PH | 115 | Solar |  |  | 0 | 0 | 0 | 0 | 0 | 0 | 0 | 0 | 0 | 5 | 5 | 1 | 1 |  | 1 | 1 | N/A | N/A | N/A | 2 | N/A | N/A | N/A | N/A | N/A | N/A | N/A | 2 | 1 | 4 | 2 | 3 | 1 | 1 |  | 0
PG&E FRESNO | El Nido (PGE) | 115 | Solar |  |  | 0 | 0 | 0 | 0 | 0 | 0 | 0 | 0 | 0 | 5 | 5 | 5 | 2 |  | 1 | 1 | N/A | N/A | N/A | 1 | N/A | N/A | N/A | N/A | N/A | N/A | N/A | 1 | 1 | 4 | 2 | 1 | 1 | 1 |  | 0
SCE Metro | El Nido (SCE) | 230 | Solar |  |  | 0 | 0 | 0 | 0 | 0 | 0 | 0 | 0 | 0 | 1 | 1 | 1 | 1 |  | 1 | 1 | 1 | 3 | 1 | 2 | 1 | 1 | 1 | 2 | 3 | 1 | 1 | 1 | 1 | 2 | 1 | 2 | 1 | 1 |  | 0
PG&E GBA | El Patio | 115 | Solar |  |  | 0 | 0 | 0 | 0 | 0 | 0 | 0 | 0 | 0 | 5 | 4 | 1 | 1 |  | 1 | 1 | N/A | N/A | N/A | 2 | N/A | N/A | N/A | N/A | N/A | N/A | N/A | 2 | 1 | 3 | 2 | 2 | 1 | 1 |  | 0
SCE Metro | El Segundo | 230 | Solar |  |  | 0 | 0 | 0 | 0 | 0 | 0 | 0 | 0 | 0 | 1 | 1 | 1 | 1 |  | 1 | 1 | 1 | 3 | 1 | 2 | 1 | 1 | 1 | 2 | 3 | 1 | 1 | 1 | 1 | 1 | 1 | 1 | 1 | 1 |  | 0
EOP | Eldorado | 230 | Solar |  |  | 0 | 0 | 0 | 0 | 0 | 0 | 0 | 0 | 0 | 5 | 2 | 4 | 2 | 4 | 1 | 1 | 5 | N/A | N/A | 2 | N/A | N/A | N/A | N/A | N/A | N/A | N/A | 2 | 2 | 2 | 1 | 3 | 1 | 1 |  | 0
EOP | Eldorado | 500 | Solar |  |  | 600 | 0 | 600 | 0 | 0 | 0 | 600 | 0 | 600 | 5 | 2 | 4 | 2 | 5 | 1 | 1 | 5 | N/A | N/A | 2 | N/A | N/A | N/A | N/A | N/A | N/A | N/A | 2 | 2 | 2 | 1 | 3 | 5- | 1 |  | 1
SCE Northern | Elizabeth Lake | 66 | Solar |  |  | 0 | 0 | 0 | 0 | 0 | 0 | 0 | 0 | 0 | 5 | 2 | 4 | 2 |  | 1 | 1 | N/A | N/A | N/A | 2 | N/A | N/A | N/A | N/A | N/A | N/A | N/A | 1 | 1 | 3 | 1 | 3 | 1 | 1 |  | 0
PG&E KERN | Elk Hills | 230 | Solar |  |  | 0 | 0 | 0 | 0 | 0 | 0 | 0 | 0 | 0 | 5 | 2 | 5 | 4 |  | 1 | 1 | 1 | 1 | 1 | 1 | 1 | 1 | 2 | 4 | 4 | 1 | 1 | 1 | 1 | 3 | 1 | 1 | 1 | 1 |  | 0
SDGE | Elliot | 69 | Solar |  |  | 0 | 0 | 0 | 0 | 0 | 0 | 0 | 0 | 0 | 1 | 1 | 1 | 1 |  | 1 | 1 | N/A | N/A | N/A | 2 | N/A | N/A | N/A | N/A | N/A | N/A | N/A | 2 | 1 | 2 | 1 | 2 | 1 | 1 |  | 0
SCE Metro | Ellis | 230 | Solar |  |  | 0 | 0 | 0 | 0 | 0 | 0 | 0 | 0 | 0 | 1 | 1 | 1 | 1 |  | 1 | 1 | 1 | 4 | 1 | 2 | 1 | 1 | 1 | 5 | 5 | 1 | 1 | 1 | 1 | 2 | 1 | 2 | 1 | 1 |  | 0
SDGE | Encina | 138 | Solar |  |  | 0 | 0 | 0 | 0 | 0 | 0 | 0 | 0 | 0 | 1 | 1 | 1 | 1 |  | 1 | 1 | 3 | 5 | 3 | 2 | 1 | 1 | 2 | 2 | 2 | 1 | 1 | 2 | 1 | 1 | 1 | 3 | 1 | 1 |  | 0
SDGE | Encina | 230 | Solar |  |  | 20 | 0 | 20 | 0 | 0 | 0 | 20 | 0 | 20 | 1 | 1 | 1 | 1 |  | 1 | 5 | 3 | 5 | 3 | 2 | 1 | 1 | 2 | 2 | 2 | 1 | 1 | 2 | 1 | 1 | 1 | 3 | 5- | 1 |  | 1
SDGE | Escondido | 230 | Solar |  |  | 0 | 0 | 0 | 0 | 0 | 0 | 0 | 0 | 0 | 1 | 1 | 1 | 1 |  | 1 | 1 | 1 | 4 | 1 | 2 | 4 | 1 | 1 | 1 | 2 | 1 | 1 | 2 | 1 | 1 | 1 | 3 | 1 | 1 |  | 0
SDGE | Escondido | 69 | Solar |  |  | 0 | 0 | 0 | 0 | 0 | 0 | 0 | 0 | 0 | 1 | 1 | 1 | 1 |  | 1 | 3 | 1 | 4 | 1 | 2 | 4 | 1 | 1 | 1 | 2 | 1 | 1 | 2 | 1 | 1 | 1 | 3 | 1 | 1 |  | 0
PG&E KERN | Estrella | 230 | Solar |  |  | 0 | 0 | 0 | 0 | 0 | 0 | 0 | 0 | 0 | 5 | 2 | 5 | 2 |  | 1 | 1 | N/A | N/A | N/A | 1 | N/A | N/A | N/A | N/A | N/A | N/A | N/A | 2 | 2 | 4 | 2 | 3 | 1 | 1 |  | 0
SCE Eastern | Etiwanda | 230 | Solar |  |  | 0 | 0 | 0 | 0 | 0 | 0 | 0 | 0 | 0 | 1 | 1 | 1 | 1 |  | 1 | 2 | 1 | 4 | 1 | 2 | 5 | 1 | 1 | 1 | 1 | 1 | 1 | 1 | 1 | 2 | 1 | 1 | 1 | 1 |  | 0
PG&E GBA | Evergreen | 115 | Solar |  |  | 0 | 0 | 0 | 0 | 0 | 0 | 0 | 0 | 0 | 5 | 4 | 1 | 1 |  | 1 | 1 | N/A | N/A | N/A | 2 | N/A | N/A | N/A | N/A | N/A | N/A | N/A | 2 | 1 | 2 | 2 | 2 | 2+ | 1 |  | 1
PG&E GBA | Evergreen | 60 | Solar |  |  | 0 | 0 | 0 | 0 | 0 | 0 | 0 | 0 | 0 | 5 | 4 | 1 | 1 |  | 1 | 1 | N/A | N/A | N/A | 2 | N/A | N/A | N/A | N/A | N/A | N/A | N/A | 2 | 1 | 2 | 2 | 2 | 1 | 1 |  | 0
PG&E FRESNO | Excelsior | 115 | Solar |  |  | 0 | 0 | 0 | 0 | 0 | 0 | 0 | 0 | 0 | 5 | 5 | 5 | 2 | 1 | 1 | 1 | 1 | 1 | 1 | 1 | 1 | 1 | 1 | 1 | 1 | 1 | 1 | 1 | 1 | 4 | 2 | 1 | 4+ | 5 |  | 1
PG&E FRESNO | Exchequer | 115 | Solar |  |  | 0 | 0 | 0 | 0 | 0 | 0 | 0 | 0 | 0 | 5 | 5 | 5 | 2 |  | 1 | 1 | N/A | N/A | N/A | 1 | N/A | N/A | N/A | N/A | N/A | N/A | N/A | 2 | 1 | 4 | 1 | 2 | 1 | 1 |  | 0
PG&E KERN | Fairway | 115 | Solar |  |  | 0 | 0 | 0 | 0 | 0 | 0 | 0 | 0 | 0 | 5 | 2 | 5 | 2 |  | 1 | 1 | N/A | N/A | N/A | 2 | N/A | N/A | N/A | N/A | N/A | N/A | N/A | 2 | 2 | 3 | 1 | 2 | 4+ | 1 |  | 1
PG&E KERN | Famoso | 115 | Solar |  |  | 0 | 0 | 0 | 0 | 0 | 0 | 0 | 0 | 0 | 5 | 2 | 5 | 2 |  | 1 | 1 | N/A | N/A | N/A | 1 | N/A | N/A | N/A | N/A | N/A | N/A | N/A | 1 | 1 | 4 | 1 | 1 | 1 | 1 |  | 0
PG&E NGBA | Fern Road | 500 | Solar |  |  | 0 | 0 | 0 | 0 | 0 | 0 | 0 | 0 | 0 | 5 | 2 | 1 | 1 |  | 1 | 1 | N/A | N/A | N/A | 2 | N/A | N/A | N/A | N/A | N/A | N/A | N/A | 2 | 2 | 4 | 2 | 3 | 1 | 1 |  | 0
PG&E GBA | Fibreboard (SPI Sonora) | 115 | Solar |  |  | 0 | 0 | 0 | 0 | 0 | 0 | 0 | 0 | 0 | 5 | 5 | 1 | 1 |  | 2 | 1 | N/A | N/A | N/A | 2 | N/A | N/A | N/A | N/A | N/A | N/A | N/A | 2 | 1 | 2 | 1 | 2 | 1 | 1 |  | 0
PG&E FRESNO | Figarden | 230 | Solar |  |  | 0 | 0 | 0 | 0 | 0 | 0 | 0 | 0 | 0 | 5 | 4 | 5 | 2 |  | 1 | 1 | N/A | N/A | N/A | 1 | N/A | N/A | N/A | N/A | N/A | N/A | N/A | 1 | 1 | 3 | 2 | 2 | 1 | 1 |  | 0
PG&E FRESNO | Fink | 230 | Solar |  |  | 200 | 0 | 200 | 0 | 0 | 0 | 200 | 0 | 200 | 1 | 1 | 1 | 1 |  | 1 | 1 | 2 | 1 | 1 | 1 | 3 | 1 | 1 | 1 | 2 | 1 | 1 | 1 | 1 | 4 | 2 | 1 | 5- | 1 |  | 1
PG&E NGBA | Fitch Mountain | 60 | Solar |  |  | 0 | 0 | 0 | 0 | 0 | 0 | 0 | 0 | 0 | 5 | 2 | 1 | 1 |  | 1 | 1 | N/A | N/A | N/A | 2 | N/A | N/A | N/A | N/A | N/A | N/A | N/A | 2 | 2 | 4 | 2 | 3 | 1 | 1 |  | 0
PG&E GBA | FMC | 115 | Solar |  |  | 0 | 0 | 0 | 0 | 0 | 0 | 0 | 0 | 0 | 5 | 4 | 1 | 1 |  | 1 | 1 | N/A | N/A | N/A | 2 | N/A | N/A | N/A | N/A | N/A | N/A | N/A | 2 | 1 | 2 | 2 | 2 | 1 | 1 |  | 0
PG&E GBA | Fremont | 115 | Solar |  |  | 0 | 0 | 0 | 0 | 0 | 0 | 0 | 0 | 0 | 1 | 1 | 1 | 1 |  | 1 | 1 | N/A | N/A | N/A | 2 | N/A | N/A | N/A | N/A | N/A | N/A | N/A | 2 | 1 | 3 | 1 | 2 | 1 | 1 |  | 0
PG&E GBA | French Camp | 60 | Solar |  |  | 0 | 0 | 0 | 0 | 0 | 0 | 0 | 0 | 0 | 5 | 5 | 1 | 1 |  | 1 | 1 | N/A | N/A | N/A | 1 | N/A | N/A | N/A | N/A | N/A | N/A | N/A | 1 | 1 | 3 | 2 | 1 | 4+ | 1 |  | 1
PG&E GBA | Frogtown | 115 | Solar |  |  | 0 | 0 | 0 | 0 | 0 | 0 | 0 | 0 | 0 | 5 | 5 | 1 | 1 |  | 1 | 1 | N/A | N/A | N/A | 2 | N/A | N/A | N/A | N/A | N/A | N/A | N/A | 2 | 1 | 4 | 1 | 3 | 1 | 1 |  | 0
PG&E NGBA | Fulton | 115 | Solar |  |  | 0 | 0 | 0 | 0 | 0 | 0 | 0 | 0 | 0 | 5 | 4 | 1 | 1 |  | 1 | 1 | 1 | 3 | 1 | 2 | 1 | 1 | 2 | 3 | 4 | 1 | 1 | 2 | 1 | 3 | 2 | 2 | 1 | 1 |  | 0
PG&E NGBA | Fulton | 230 | Solar |  |  | 0 | 0 | 0 | 0 | 0 | 0 | 0 | 0 | 0 | 5 | 4 | 1 | 1 |  | 1 | 1 | 1 | 3 | 1 | 2 | 1 | 1 | 2 | 3 | 4 | 1 | 1 | 2 | 1 | 3 | 2 | 2 | 1 | 1 |  | 0
PG&E NGBA | Fulton | 60 | Solar |  |  | 0 | 0 | 0 | 0 | 0 | 0 | 0 | 0 | 0 | 5 | 2 | 1 | 1 |  | 1 | 1 | 1 | 3 | 1 | 2 | 1 | 1 | 2 | 3 | 4 | 1 | 1 | 2 | 1 | 3 | 2 | 2 | 1 | 1 |  | 0
PG&E KERN | Ganso | 115 | Solar |  |  | 0 | 0 | 0 | 0 | 0 | 0 | 0 | 0 | 0 | 5 | 2 | 5 | 2 |  | 1 | 1 | N/A | N/A | N/A | 1 | N/A | N/A | N/A | N/A | N/A | N/A | N/A | 1 | 1 | 3 | 1 | 1 | 1 | 1 |  | 0
PG&E FRESNO | Gates | 230 | Solar |  |  | 166 | 477.5 | 643.5 | 166 | 477.5 | 643.5 | 0 | 0 | 0 | 5 | 2 | 5 | 4 | 4 | 1 | 1 | 1 | 1 | 1 | 1 | 1 | 1 | 1 | 1 | 1 | 1 | 1 | 1 | 1 | 3 | 2 | 1 | 4+ | 3 |  | 1
PG&E FRESNO | Gates | 500 | Solar |  |  | 0 | 0 | 0 | 0 | 0 | 0 | 0 | 0 | 0 | 5 | 2 | 5 | 4 |  | 1 | 2 | 2 | 1 | 2 | 1 | 1 | 1 | 1 | 1 | 1 | 1 | 1 | 1 | 1 | 3 | 2 | 1 | 1 | 1 |  | 0
PG&E NGBA | Geysers 12 | 230 | Solar |  |  | 0 | 0 | 0 | 0 | 0 | 0 | 0 | 0 | 0 | 5 | 4 | 1 | 1 |  | 1 | 1 | 1 | 1 | 1 | 2 | 3 | 2 | 2 | 3 | 5 | 1 | 1 | 2 | 2 | 4 | 2 | 3 | 1 | 1 |  | 0
PG&E NGBA | Geysers 17 | 230 | Solar |  |  | 0 | 0 | 0 | 0 | 0 | 0 | 0 | 0 | 0 | 5 | 4 | 1 | 1 |  | 1 | 1 | 1 | 1 | 1 | 2 | 3 | 2 | 2 | 3 | 5 | 1 | 1 | 2 | 2 | 4 | 2 | 3 | 1 | 1 |  | 0
PG&E NGBA | Geysers 3 | 115 | Solar |  |  | 0 | 0 | 0 | 0 | 0 | 0 | 0 | 0 | 0 | 5 | 2 | 1 | 1 |  | 1 | 1 | 1 | 1 | 1 | 2 | 3 | 2 | 2 | 3 | 5 | 1 | 1 | 2 | 2 | 4 | 2 | 3 | 1 | 1 |  | 0
PG&E NGBA | Glenn | 230 | Solar |  |  | 0 | 0 | 0 | 0 | 0 | 0 | 0 | 0 | 0 | 5 | 2 | 1 | 1 | 3 | 1 | 1 | 1 | 1 | 2 | 2 | 1 | 2 | 1 | 1 | 2 | 1 | 1 | 2 | 2 | 4 | 1 | 3 | 2+ | 4 |  | 1
PG&E NGBA | Glenn | 60 | Solar |  |  | 0 | 0 | 0 | 0 | 0 | 0 | 0 | 0 | 0 | 5 | 2 | 1 | 1 |  | 1 | 1 | 1 | 1 | 2 | 2 | 1 | 2 | 1 | 1 | 2 | 1 | 1 | 2 | 2 | 4 | 1 | 3 | 1 | 1 |  | 0
PG&E NGBA | Gold Hill | 115 | Solar |  |  | 0 | 150 | 150 | 0 | 0 | 0 | 0 | 150 | 150 | 5 | 5 | 1 | 1 |  | 1 | 3 | 1 | 4 | 1 | 2 | 2 | 1 | 1 | 1 | 2 | 1 | 1 | 2 | 1 | 4 | 2 | 3 | 5- | 1 |  | 1
PG&E NGBA | Gold Hill | 230 | Solar |  |  | 0 | 0 | 0 | 0 | 0 | 0 | 0 | 0 | 0 | 5 | 5 | 1 | 1 |  | 1 | 1 | 1 | 4 | 1 | 2 | 2 | 1 | 1 | 1 | 2 | 1 | 1 | 2 | 1 | 4 | 2 | 3 | 1 | 1 |  | 0
SCE Northern | Goleta | 230 | Solar |  |  | 0 | 0 | 0 | 0 | 0 | 0 | 0 | 0 | 0 | 5 | 2 | 4 | 2 |  | 1 | 5 | 1 | 1 | 1 | 2 | 5 | 1 | 1 | 1 | 1 | 2 | 1 | 2 | 2 | 2 | 1 | 2 | 2+ | 1 |  | 1
SCE Metro | Goodrich | 230 | Solar |  |  | 0 | 0 | 0 | 0 | 0 | 0 | 0 | 0 | 0 | 1 | 1 | 1 | 1 |  | 1 | 1 | 1 | 1 | 1 | 2 | 5 | 1 | 2 | 5 | 5 | 5 | 1 | 1 | 1 | 3 | 1 | 2 | 1 | 1 |  | 0
PG&E KERN | Goose Lake | 115 | Solar |  |  | 0 | 0 | 0 | 0 | 0 | 0 | 0 | 0 | 0 | 5 | 2 | 5 | 2 |  | 1 | 1 | 1 | 1 | 1 | 1 | 1 | 1 | 1 | 1 | 2 | 1 | 1 | 1 | 1 | 2 | 1 | 1 | 2+ | 1 |  | 1
SCE Metro | Gould | 230 | Solar |  |  | 0 | 0 | 0 | 0 | 0 | 0 | 0 | 0 | 0 | 1 | 1 | 1 | 1 |  | 1 | 1 | 1 | 2 | 1 | 2 | 3 | 1 | 1 | 1 | 1 | 1 | 1 | 1 | 1 | 4 | 1 | 2 | 1 | 1 |  | 0
PG&E NGBA | Grand Island | 115 | Solar |  |  | 0 | 0 | 0 | 0 | 0 | 0 | 0 | 0 | 0 | 5 | 5 | 1 | 1 |  | 1 | 1 | 1 | 1 | 1 | 1 | 1 | 1 | 1 | 1 | 1 | 1 | 1 | 2 | 1 | 4 | 2 | 2 | 2+ | 1 |  | 1
SDGE | Granite | 69 | Solar |  |  | 0 | 0 | 0 | 0 | 0 | 0 | 0 | 0 | 0 | 1 | 1 | 1 | 1 |  | 1 | 3 | N/A | N/A | N/A | 2 | N/A | N/A | N/A | N/A | N/A | N/A | N/A | 2 | 1 | 2 | 2 | 2 | 1 | 1 |  | 0
PG&E GBA | Grant | 115 | Solar |  |  | 0 | 0 | 0 | 0 | 0 | 0 | 0 | 0 | 0 | 5 | 2 | 1 | 1 |  | 1 | 1 | N/A | N/A | N/A | 2 | N/A | N/A | N/A | N/A | N/A | N/A | N/A | 2 | 1 | 2 | 1 | 2 | 1 | 1 |  | 0
PG&E GBA | Green Valley | 115 | Solar |  |  | 0 | 0 | 0 | 0 | 0 | 0 | 0 | 0 | 0 | 5 | 4 | 1 | 1 |  | 1 | 1 | N/A | N/A | N/A | 1 | N/A | N/A | N/A | N/A | N/A | N/A | N/A | 2 | 2 | 3 | 2 | 2 | 1 | 1 |  | 0
PG&E NGBA | Greenleaf 1 | 115 | Solar |  |  | 0 | 0 | 0 | 0 | 0 | 0 | 0 | 0 | 0 | 5 | 5 | 1 | 1 |  | 1 | 1 | N/A | N/A | N/A | 2 | N/A | N/A | N/A | N/A | N/A | N/A | N/A | 2 | 2 | 1 | 1 | 3 | 1 | 1 |  | 0
PG&E FRESNO | Gregg | 230 | Solar |  |  | 100 | 0 | 100 | 0 | 0 | 0 | 100 | 0 | 100 | 5 | 5 | 5 | 2 |  | 1 | 2 | 1 | 2 | 2 | 1 | 2 | 1 | 1 | 1 | 1 | 1 | 1 | 1 | 1 | 3 | 2 | 1 | 5- | 1 |  | 1
PG&E FRESNO | Grimmway-Malaga | 115 | Solar |  |  | 75 | 0 | 75 | 0 | 0 | 0 | 75 | 0 | 75 | 5 | 5 | 5 | 2 |  | 1 | 2 | 1 | 1 | 2 | 1 | 1 | 1 | 1 | 1 | 1 | 1 | 1 | 1 | 1 | 2 | 1 | 1 | 5- | 1 |  | 1
PG&E NGBA | Grizzly | 230 | Solar |  |  | 0 | 0 | 0 | 0 | 0 | 0 | 0 | 0 | 0 | 5 | 5 | 1 | 1 |  | 2 | 1 | N/A | N/A | N/A | 2 | N/A | N/A | N/A | N/A | N/A | N/A | N/A | 2 | 2 | 4 | 1 | 3 | 1 | 1 |  | 0
PG&E FRESNO | Guernsey | 70 | Solar |  |  | 0 | 0 | 0 | 0 | 0 | 0 | 0 | 0 | 0 | 5 | 5 | 5 | 4 |  | 1 | 1 | N/A | N/A | N/A | 1 | N/A | N/A | N/A | N/A | N/A | N/A | N/A | 1 | 1 | 3 | 2 | 1 | 4+ | 1 |  | 1
PG&E FRESNO | GWF Hanford | 115 | Solar |  |  | 0 | 0 | 0 | 0 | 0 | 0 | 0 | 0 | 0 | 5 | 5 | 5 | 2 |  | 1 | 3 | 1 | 1 | 1 | 2 | 1 | 1 | 1 | 1 | 1 | 1 | 1 | 2 | 1 | 2 | 1 | 1 | 1 | 1 |  | 0
PG&E FRESNO | Haas | 230 | Solar |  |  | 150 | 0 | 150 | 0 | 0 | 0 | 150 | 0 | 150 | 5 | 5 | 5 | 2 |  | 1 | 2 | N/A | N/A | N/A | 2 | N/A | N/A | N/A | N/A | N/A | N/A | N/A | 1 | 1 | 4 | 2 | 3 | 5- | 1 |  | 1
PG&E FRESNO | Hammonds | 115 | Solar |  |  | 100 | 0 | 100 | 0 | 0 | 0 | 100 | 0 | 100 | 5 | 2 | 5 | 2 |  | 1 | 3 | N/A | N/A | N/A | 1 | N/A | N/A | N/A | N/A | N/A | N/A | N/A | 1 | 1 | 2 | 2 | 1 | 5- | 1 |  | 1
SCE Metro | HarborGen | 230 | Solar |  |  | 0 | 0 | 0 | 0 | 0 | 0 | 0 | 0 | 0 | 1 | 1 | 1 | 1 |  | 1 | 1 | 1 | 3 | 1 | 2 | 1 | 1 | 1 | 2 | 2 | 1 | 1 | 1 | 1 | 2 | 1 | 1 | 1 | 1 |  | 0
PG&E NGBA | Harris | 60 | Solar |  |  | 0 | 0 | 0 | 0 | 0 | 0 | 0 | 0 | 0 | 5 | 2 | 1 | 1 |  | 1 | 1 | N/A | N/A | N/A | 2 | N/A | N/A | N/A | N/A | N/A | N/A | N/A | 2 | 2 | 2 | 2 | 3 | 1 | 1 |  | 0
EOP | Harry Allen | 500 | Solar |  |  | 0 | 0 | 0 | 0 | 0 | 0 | 0 | 0 | 0 | 5 | 2 | 4 | 2 |  | 1 | 1 | #N/A | N/A | N/A | 2 | N/A | N/A | N/A | N/A | N/A | N/A | N/A | 2 | 2 | 4 | 1 | 3 | 1 | 1 |  | 0
PG&E NGBA | Hartley | 60 | Solar |  |  | 0 | 0 | 0 | 0 | 0 | 0 | 0 | 0 | 0 | 5 | 2 | 1 | 1 |  | 1 | 1 | N/A | N/A | N/A | 2 | N/A | N/A | N/A | N/A | N/A | N/A | N/A | 2 | 2 | 4 | 2 | 3 | 1+ | 1 |  | 1
SCE NOL | Harvard | 115 | Solar |  |  | 0 | 0 | 0 | 0 | 0 | 0 | 0 | 0 | 0 | 3 | 3 | 1 | 1 |  | 1 | 1 | N/A | N/A | N/A | 2 | N/A | N/A | N/A | N/A | N/A | N/A | N/A | 2 | 1 | 4 | 1 | 1 | 1 | 1 |  | 0
SDGE | Hassayampa | 500 | Solar |  |  | 5032.5 | 85 | 5117.5 | 0 | 85 | 85 | 5032.5 | 0 | 5032.5 | 5 | 4 | 4 | 4 |  | 1 | 4 | 2 | N/A | N/A | 2 | N/A | N/A | N/A | N/A | N/A | N/A | N/A | 2 | 1 | 4 | 2 | 3 | 5- | 1 |  | 1
PG&E FRESNO | Helm | 230 | Solar |  |  | 150 | 0 | 150 | 0 | 0 | 0 | 150 | 0 | 150 | 5 | 5 | 5 | 2 | 3 | 1 | 2 | 1 | 1 | 1 | 1 | 1 | 1 | 1 | 1 | 1 | 1 | 1 | 1 | 1 | 2 | 2 | 1 | 5- | 4 |  | 1
PG&E FRESNO | Helm | 70 | Solar |  |  | 0 | 0 | 0 | 0 | 0 | 0 | 0 | 0 | 0 | 5 | 2 | 5 | 2 |  | 1 | 1 | 1 | 1 | 1 | 1 | 1 | 1 | 1 | 1 | 1 | 1 | 1 | 1 | 1 | 2 | 2 | 1 | 1 | 1 |  | 0
PG&E FRESNO | Henrietta | 115 | Solar |  |  | 160 | 0 | 160 | 80 | 0 | 80 | 80 | 0 | 80 | 5 | 2 | 5 | 2 |  | 1 | 3 | 1 | 1 | 1 | 1 | 1 | 1 | 1 | 1 | 1 | 1 | 1 | 1 | 1 | 1 | 2 | 1 | 5- | 1 |  | 1
PG&E FRESNO | Henrietta | 230 | Solar |  |  | 460 | 0 | 460 | 0 | 0 | 0 | 460 | 0 | 460 | 5 | 2 | 5 | 2 | 3 | 1 | 1 | 1 | 1 | 1 | 1 | 1 | 1 | 1 | 1 | 1 | 1 | 1 | 1 | 1 | 1 | 2 | 1 | 5- | 1 |  | 1
PG&E FRESNO | Henrietta | 70 | Solar |  |  | 0 | 0 | 0 | 0 | 0 | 0 | 0 | 0 | 0 | 5 | 5 | 5 | 4 |  | 1 | 5 | 1 | 1 | 1 | 1 | 1 | 1 | 1 | 1 | 1 | 1 | 1 | 1 | 1 | 1 | 2 | 1 | 1 | 1 |  | 0
PG&E FRESNO | Herndon | 115 | Solar |  |  | 0 | 0 | 0 | 0 | 0 | 0 | 0 | 0 | 0 | 5 | 2 | 5 | 2 |  | 1 | 1 | N/A | N/A | N/A | 1 | N/A | N/A | N/A | N/A | N/A | N/A | N/A | 1 | 1 | 3 | 2 | 1 | 1 | 1 |  | 0
PG&E FRESNO | Herndon | 230 | Solar |  |  | 0 | 0 | 0 | 0 | 0 | 0 | 0 | 0 | 0 | 5 | 4 | 5 | 2 |  | 1 | 1 | N/A | N/A | N/A | 1 | N/A | N/A | N/A | N/A | N/A | N/A | N/A | 1 | 1 | 3 | 2 | 1 | 1 | 1 |  | 0
PG&E GBA | Hicks | 230 | Solar |  |  | 0 | 0 | 0 | 0 | 0 | 0 | 0 | 0 | 0 | 5 | 4 | 1 | 1 |  | 1 | 1 | 1 | 3 | 1 | 2 | 2 | 3 | 1 | 2 | 4 | 1 | 1 | 2 | 1 | 4 | 2 | 2 | 1 | 1 |  | 0
PG&E NGBA | Higgins | 115 | Solar |  |  | 0 | 0 | 0 | 0 | 0 | 0 | 0 | 0 | 0 | 5 | 5 | 1 | 1 |  | 1 | 1 | 1 | 4 | 1 | 2 | 5 | 3 | 1 | 1 | 3 | 1 | 1 | 2 | 1 | 4 | 1 | 3 | 1+ | 1 |  | 1
PG&E NGBA | Hilltop | 345 | Solar |  |  | 0 | 0 | 0 | 0 | 0 | 0 | 0 | 0 | 0 | 5 | 2 | 1 | 1 |  | 3 | 1 | 1 | 1 | 1 | 2 | 1 | 1 | 1 | 1 | 2 | 2 | 1 | 2 | 2 | 4 | 1 | 3 | 1 | 1 |  | 0
SCE Metro | Hinson | 230 | Solar |  |  | 0 | 0 | 0 | 0 | 0 | 0 | 0 | 0 | 0 | 1 | 1 | 1 | 1 |  | 1 | 1 | 1 | 4 | 1 | 2 | 1 | 1 | 1 | 2 | 2 | 1 | 1 | 1 | 1 | 2 | 1 | 1 | 2+ | 1 |  | 1
PG&E GBA | Hollister | 115 | Solar |  |  | 0 | 0 | 0 | 0 | 0 | 0 | 0 | 0 | 0 | 5 | 4 | 1 | 1 | 3 | 1 | 1 | 1 | 1 | 1 | 2 | 3 | 1 | 1 | 1 | 2 | 1 | 1 | 2 | 2 | 4 | 2 | 3 | 4+ | 1 |  | 1
PG&E NGBA | Homestake | 115 | Solar |  |  | 0 | 0 | 0 | 0 | 0 | 0 | 0 | 0 | 0 | 5 | 2 | 1 | 1 |  | 1 | 1 | N/A | N/A | N/A | 2 | N/A | N/A | N/A | N/A | N/A | N/A | N/A | 2 | 1 | 4 | 2 | 3 | 1 | 1 |  | 0
PG&E NGBA | Honcut | 115 | Solar |  |  | 0 | 0 | 0 | 0 | 0 | 0 | 0 | 0 | 0 | 5 | 5 | 1 | 1 |  | 1 | 1 | 1 | 2 | 1 | 2 | 2 | 3 | 1 | 1 | 3 | 1 | 1 | 2 | 1 | 4 | 2 | 3 | 1 | 1 |  | 0
SDGE | Hoodoo Wash | 500 | Solar |  |  | 237.5 | 5790.6 | 6028.1 | 237.5 | 179 | 416.5 | 0 | 5611.6 | 5611.6 | 5 | 2 | 4 | 2 |  | 1 | 4 | 2 | N/A | N/A | 2 | N/A | N/A | N/A | N/A | N/A | N/A | N/A | 2 | 2 | 4 | 2 | 3 | 5- | 1 |  | 1
PG&E NGBA | Hopland | 115 | Solar |  |  | 0 | 0 | 0 | 0 | 0 | 0 | 0 | 0 | 0 | 5 | 2 | 1 | 1 |  | 1 | 1 | 1 | 1 | 1 | 2 | 5 | 3 | 1 | 1 | 3 | 1 | 1 | 2 | 2 | 4 | 2 | 3 | 1 | 1 |  | 0
PG&E NGBA | Hopland | 60 | Solar |  |  | 0 | 0 | 0 | 0 | 0 | 0 | 0 | 0 | 0 | 5 | 2 | 1 | 1 |  | 1 | 1 | 1 | 1 | 1 | 2 | 5 | 3 | 1 | 1 | 3 | 1 | 1 | 2 | 2 | 4 | 2 | 3 | 1 | 1 |  | 0
PG&E NGBA | Humboldt | 115 | Solar |  |  | 0 | 0 | 0 | 0 | 0 | 0 | 0 | 0 | 0 | 5 | 2 | 1 | 1 |  | 1 | 1 | 1 | 1 | 1 | 2 | 1 | 1 | 1 | 2 | 2 | 1 | 1 | 2 | 2 | 3 | 2 | 3 | 1 | 1 |  | 0
PG&E NGBA | Humboldt | 60 | Solar |  |  | 0 | 0 | 0 | 0 | 0 | 0 | 0 | 0 | 0 | 5 | 2 | 1 | 1 |  | 1 | 1 | 1 | 1 | 1 | 2 | 1 | 1 | 1 | 2 | 2 | 1 | 1 | 2 | 2 | 3 | 2 | 3 | 1 | 1 |  | 0
PG&E NGBA | Humboldt | 500 | Solar |  |  | 0 | 0 | 0 | 0 | 0 | 0 | 0 | 0 | 0 | 5 | 2 | 1 | 1 |  | 1 | 1 | 1 | 1 | 1 | 2 | 1 | 1 | 1 | 2 | 2 | 1 | 1 | 2 | 2 | 3 | 2 | 3 | 1 | 1 |  | 0
SCE Metro | Huntington Beach | 230 | Solar |  |  | 0 | 0 | 0 | 0 | 0 | 0 | 0 | 0 | 0 | 1 | 1 | 1 | 1 |  | 1 | 1 | 1 | 4 | 1 | 2 | 1 | 1 | 1 | 5 | 5 | 1 | 1 | 1 | 1 | 1 | 1 | 2 | 1 | 1 |  | 0
PG&E NGBA | Ignacio | 115 | Solar |  |  | 0 | 0 | 0 | 0 | 0 | 0 | 0 | 0 | 0 | 5 | 4 | 1 | 1 |  | 1 | 1 | 1 | 2 | 1 | 2 | 2 | 2 | 1 | 1 | 3 | 1 | 1 | 2 | 1 | 4 | 1 | 3 | 1 | 1 |  | 0
PG&E NGBA | Ignacio | 230 | Solar |  |  | 0 | 0 | 0 | 0 | 0 | 0 | 0 | 0 | 0 | 5 | 2 | 1 | 1 |  | 1 | 1 | 1 | 2 | 1 | 2 | 2 | 2 | 1 | 1 | 3 | 1 | 1 | 2 | 1 | 4 | 1 | 3 | 1 | 1 |  | 0
PG&E NGBA | Ignacio | 60 | Solar |  |  | 0 | 0 | 0 | 0 | 0 | 0 | 0 | 0 | 0 | 5 | 2 | 1 | 1 |  | 1 | 1 | 1 | 2 | 1 | 2 | 2 | 2 | 1 | 1 | 3 | 1 | 1 | 2 | 1 | 4 | 1 | 3 | 1 | 1 |  | 0
SDGE | Imperial Beach | 69 | Solar |  |  | 0 | 0 | 0 | 0 | 0 | 0 | 0 | 0 | 0 | 1 | 1 | 1 | 1 |  | 1 | 1 | N/A | N/A | N/A | 2 | N/A | N/A | N/A | N/A | N/A | N/A | N/A | 2 | 1 | 3 | 1 | 2 | 1 | 1 |  | 0
SDGE | Imperial Valley | 230 | Solar |  |  | 0 | 107 | 107 | 0 | 107 | 107 | 0 | 0 | 0 | 1 | 1 | 1 | 1 | 4 | 1 | 1 | 1 | 1 | 2 | 2 | 1 | 1 | 1 | 1 | 1 | 1 | 1 | 1 | 1 | 2 | 2 | 1 | 4+ | 5 |  | 1
SDGE | Imperial Valley | 500 | Solar |  |  | 0 | 0 | 0 | 0 | 0 | 0 | 0 | 0 | 0 | 1 | 1 | 1 | 1 | 5 | 1 | 1 | 1 | 1 | 2 | 2 | 1 | 1 | 1 | 1 | 1 | 1 | 1 | 1 | 1 | 2 | 2 | 1 | 1 | 1 |  | 0
EOP | Innovation | 138 | Solar |  |  | 0 | 0 | 0 | 0 | 0 | 0 | 0 | 0 | 0 | 5 | 2 | 4 | 2 |  | 1 | 1 | 1 | N/A | N/A | 2 | N/A | N/A | N/A | N/A | N/A | N/A | N/A | 2 | 2 | 4 | 1 | 3 | 1 | 1 |  | 0
EOP | Innovation | 230 | Solar |  |  | 400 | 0 | 400 | 0 | 0 | 0 | 400 | 0 | 400 | 5 | 2 | 4 | 2 |  | 1 | 1 | 1 | N/A | N/A | 2 | N/A | N/A | N/A | N/A | N/A | N/A | N/A | 2 | 2 | 4 | 1 | 3 | 5- | 4 |  | 1
SCE NOL | Inyokern | 115 | Solar |  |  | 0 | 31.8 | 31.8 | 0 | 31.8 | 31.8 | 0 | 0 | 0 | 3 | 3 | 1 | 1 |  | 1 | 1 | 1 | 5 | 1 | 1 | 1 | 2 | 1 | 1 | 2 | 1 | 1 | 2 | 2 | 4 | 1 | 3 | 4+ | 1 |  | 1
EOP | IS Tap | 138 | Solar |  |  | 0 | 0 | 0 | 0 | 0 | 0 | 0 | 0 | 0 | 5 | 2 | 4 | 2 |  | 1 | 2 | N/A | N/A | N/A | 2 | N/A | N/A | N/A | N/A | N/A | N/A | N/A | 2 | 2 | 4 | 1 | 3 | 1 | 1 |  | 0
EOP | Ivanpah | 115 | Solar |  |  | 0 | 0 | 0 | 0 | 0 | 0 | 0 | 0 | 0 | 5 | 2 | 4 | 2 |  | 1 | 1 | #N/A | N/A | N/A | 2 | N/A | N/A | N/A | N/A | N/A | N/A | N/A | 2 | 2 | 4 | 1 | 1 | 1 | 1 |  | 0
EOP | Ivanpah | 230 | Solar |  |  | 0 | 0 | 0 | 0 | 0 | 0 | 0 | 0 | 0 | 5 | 2 | 4 | 2 |  | 1 | 1 | #N/A | N/A | N/A | 2 | N/A | N/A | N/A | N/A | N/A | N/A | N/A | 2 | 2 | 4 | 1 | 1 | 1 | 1 |  | 0
EOP | Jackass (DOE) | 138 | Solar |  |  | 0 | 0 | 0 | 0 | 0 | 0 | 0 | 0 | 0 | 5 | 2 | 4 | 2 |  | 1 | 1 | N/A | N/A | N/A | 2 | N/A | N/A | N/A | N/A | N/A | N/A | N/A | 2 | 2 | 4 | 1 | 3 | 1 | 1 |  | 0
PG&E NGBA | James B Black | 230 | Solar |  |  | 0 | 0 | 0 | 0 | 0 | 0 | 0 | 0 | 0 | 5 | 2 | 1 | 1 |  | 1 | 1 | N/A | N/A | N/A | 2 | N/A | N/A | N/A | N/A | N/A | N/A | N/A | 2 | 2 | 4 | 2 | 3 | 1 | 1 |  | 0
PG&E GBA | Jefferson | 230 | Solar |  |  | 0 | 0 | 0 | 0 | 0 | 0 | 0 | 0 | 0 | 5 | 4 | 1 | 1 |  | 1 | 1 | N/A | N/A | N/A | 2 | N/A | N/A | N/A | N/A | N/A | N/A | N/A | 2 | 1 | 3 | 1 | 2 | 1 | 1 |  | 0
PG&E NGBA | Jessup | 115 | Solar |  |  | 0 | 0 | 0 | 0 | 0 | 0 | 0 | 0 | 0 | 5 | 2 | 1 | 1 |  | 1 | 1 | 1 | 4 | 1 | 2 | 5 | 2 | 1 | 1 | 2 | 1 | 1 | 2 | 2 | 3 | 2 | 3 | 1 | 1 |  | 0
SCE Metro | Johanna | 230 | Solar |  |  | 0 | 0 | 0 | 0 | 0 | 0 | 0 | 0 | 0 | 1 | 1 | 1 | 1 |  | 1 | 1 | 1 | 4 | 1 | 2 | 1 | 1 | 1 | 3 | 3 | 1 | 1 | 1 | 1 | 2 | 1 | 1 | 1 | 1 |  | 0
SCE Eastern | Julian Hinds | 230 | Solar |  |  | 0 | 0 | 0 | 0 | 0 | 0 | 0 | 0 | 0 | 5 | 4 | 1 | 1 |  | 3 | 1 | 1 | 1 | 1 | 2 | 1 | 5 | 1 | 1 | 5 | 1 | 1 | 2 | 1 | 4 | 1 | 3 | 1 | 1 |  | 0
PG&E GBA | Kasson | 115 | Solar |  |  | 0 | 0 | 0 | 0 | 0 | 0 | 0 | 0 | 0 | 5 | 5 | 1 | 1 |  | 1 | 1 | N/A | N/A | N/A | 1 | N/A | N/A | N/A | N/A | N/A | N/A | N/A | 1 | 1 | 4 | 2 | 1 | 1 | 1 |  | 0
PG&E GBA | Kasson | 60 | Solar |  |  | 0 | 0 | 0 | 0 | 0 | 0 | 0 | 0 | 0 | 5 | 5 | 1 | 1 |  | 1 | 1 | N/A | N/A | N/A | 1 | N/A | N/A | N/A | N/A | N/A | N/A | N/A | 1 | 1 | 4 | 2 | 1 | 1 | 1 |  | 0
PG&E FRESNO | Kearney | 230 | Solar |  |  | 0 | 0 | 0 | 0 | 0 | 0 | 0 | 0 | 0 | 5 | 5 | 5 | 2 |  | 1 | 1 | 1 | 2 | 2 | 1 | 1 | 1 | 1 | 1 | 1 | 1 | 1 | 1 | 1 | 3 | 2 | 1 | 1 | 5 |  | 1
PG&E FRESNO | Kearney | 70 | Solar |  |  | 30 | 0 | 30 | 0 | 0 | 0 | 30 | 0 | 30 | 5 | 5 | 5 | 2 |  | 1 | 3 | 1 | 2 | 2 | 1 | 1 | 1 | 1 | 1 | 1 | 1 | 1 | 1 | 1 | 3 | 2 | 1 | 5- | 1 |  | 1
PG&E GBA | Kelso | 230 | Solar |  |  | 0 | 0 | 0 | 0 | 0 | 0 | 0 | 0 | 0 | 5 | 2 | 1 | 1 |  | 1 | 2 | 1 | 2 | 1 | 2 | 2 | 2 | 1 | 1 | 2 | 1 | 1 | 2 | 1 | 2 | 1 | 2 | 1 | 1 |  | 0
PG&E FRESNO | Kerchoff 1 | 115 | Solar |  |  | 0 | 0 | 0 | 0 | 0 | 0 | 0 | 0 | 0 | 5 | 5 | 5 | 2 |  | 1 | 1 | N/A | N/A | N/A | 2 | N/A | N/A | N/A | N/A | N/A | N/A | N/A | 1 | 1 | 4 | 2 | 3 | 1 | 1 |  | 0
PG&E KERN | Kern Oil | 115 | Solar |  |  | 0 | 115 | 115 | 0 | 0 | 0 | 0 | 115 | 115 | 5 | 2 | 5 | 4 |  | 1 | 3 | 1 | 2 | 1 | 1 | 2 | 2 | 1 | 1 | 2 | 1 | 1 | 1 | 1 | 1 | 1 | 1 | 5- | 1 |  | 1
PG&E KERN | Kern PP | 115 | Solar |  |  | 0 | 120 | 120 | 0 | 0 | 0 | 0 | 120 | 120 | 5 | 2 | 5 | 4 |  | 1 | 3 | 1 | 3 | 1 | 1 | 1 | 1 | 1 | 1 | 1 | 1 | 1 | 1 | 1 | 2 | 1 | 2 | 5- | 1 |  | 1
PG&E KERN | Kern PP | 230 | Solar |  |  | 0 | 90 | 90 | 0 | 0 | 0 | 0 | 90 | 90 | 5 | 2 | 5 | 4 |  | 1 | 2 | 1 | 3 | 1 | 1 | 1 | 1 | 1 | 1 | 1 | 1 | 1 | 1 | 1 | 2 | 1 | 2 | 5- | 1 |  | 1
PG&E KERN | Kern PP | 70 | Solar |  |  | 0 | 0 | 0 | 0 | 0 | 0 | 0 | 0 | 0 | 5 | 2 | 5 | 2 |  | 1 | 1 | 1 | 3 | 1 | 1 | 1 | 1 | 1 | 1 | 1 | 1 | 1 | 1 | 1 | 2 | 1 | 2 | 1 | 1 |  | 0
PG&E KERN | Kernridge | 115 | Solar |  |  | 0 | 0 | 0 | 0 | 0 | 0 | 0 | 0 | 0 | 5 | 2 | 5 | 4 |  | 1 | 1 | 1 | 1 | 1 | 1 | 1 | 2 | 1 | 1 | 2 | 1 | 1 | 1 | 1 | 1 | 1 | 1 | 4+ | 1 |  | 1
PG&E FRESNO | Kingsburg | 115 | Solar |  |  | 0 | 0 | 0 | 0 | 0 | 0 | 0 | 0 | 0 | 5 | 5 | 5 | 4 |  | 1 | 1 | 1 | 2 | 2 | 1 | 1 | 1 | 1 | 1 | 1 | 1 | 1 | 1 | 1 | 2 | 2 | 1 | 2+ | 1 |  | 1
PG&E GBA | Kirker | 115 | Solar |  |  | 0 | 0 | 0 | 0 | 0 | 0 | 0 | 0 | 0 | 5 | 2 | 1 | 1 |  | 1 | 1 | 1 | 1 | 1 | 2 | 3 | 1 | 1 | 1 | 2 | 1 | 1 | 2 | 1 | 3 | 1 | 1 | 1 | 1 |  | 0
PG&E NGBA | Knights Landing | 115 | Solar |  |  | 0 | 0 | 0 | 0 | 0 | 0 | 0 | 0 | 0 | 5 | 5 | 1 | 1 |  | 1 | 1 | N/A | N/A | N/A | 2 | N/A | N/A | N/A | N/A | N/A | N/A | N/A | 2 | 1 | 4 | 2 | 3 | 1 | 1 |  | 0
PG&E NGBA | Konocti | 60 | Solar |  |  | 0 | 0 | 0 | 0 | 0 | 0 | 0 | 0 | 0 | 5 | 2 | 1 | 1 |  | 1 | 1 | N/A | N/A | N/A | 2 | N/A | N/A | N/A | N/A | N/A | N/A | N/A | 2 | 2 | 4 | 2 | 3 | 1+ | 1 |  | 1
SCE NOL | Kramer | 115 | Solar |  |  | 0 | 4 | 4 | 0 | 4 | 4 | 0 | 0 | 0 | 3 | 3 | 1 | 1 | 3 | 1 | 1 | 4 | 5 | 1 | 2 | 1 | 4 | 1 | 1 | 5 | 1 | 1 | 2 | 1 | 4 | 1 | 3 | 4+ | 1 |  | 1
SCE NOL | Kramer | 230 | Solar |  |  | 70 | 200 | 270 | 70 | 200 | 270 | 0 | 0 | 0 | 3 | 3 | 1 | 1 | 4 | 1 | 1 | 4 | 5 | 1 | 2 | 1 | 4 | 1 | 1 | 5 | 1 | 1 | 2 | 1 | 4 | 1 | 3 | 4+ | 1 |  | 1
SCE Metro | La Cienega | 230 | Solar |  |  | 0 | 0 | 0 | 0 | 0 | 0 | 0 | 0 | 0 | 1 | 1 | 1 | 1 |  | 1 | 1 | 1 | 2 | 1 | 2 | 5 | 1 | 1 | 1 | 1 | 1 | 1 | 1 | 1 | 2 | 1 | 2 | 1 | 1 |  | 0
SCE Metro | La Fresa | 230 | Solar |  |  | 0 | 0 | 0 | 0 | 0 | 0 | 0 | 0 | 0 | 1 | 1 | 1 | 1 |  | 1 | 1 | 1 | 3 | 1 | 2 | 1 | 1 | 1 | 3 | 3 | 1 | 1 | 1 | 1 | 2 | 1 | 2 | 2+ | 1 |  | 1
SCE Metro | Laguna Bell | 230 | Solar |  |  | 0 | 0 | 0 | 0 | 0 | 0 | 0 | 0 | 0 | 1 | 1 | 1 | 1 |  | 1 | 1 | 1 | 1 | 1 | 2 | 1 | 1 | 1 | 1 | 1 | 1 | 1 | 1 | 1 | 2 | 1 | 1 | 2+ | 1 |  | 1
PG&E KERN | Lakeview | 70 | Solar |  |  | 0 | 0 | 0 | 0 | 0 | 0 | 0 | 0 | 0 | 5 | 2 | 5 | 4 |  | 1 | 4 | 1 | 1 | 2 | 1 | 1 | 1 | 1 | 1 | 1 | 1 | 1 | 1 | 1 | 4 | 1 | 1 | 2+ | 1 |  | 1
PG&E NGBA | Lakeville | 230 | Solar |  |  | 0 | 0 | 0 | 0 | 0 | 0 | 0 | 0 | 0 | 5 | 4 | 1 | 1 | 3 | 1 | 1 | 1 | 2 | 1 | 2 | 3 | 2 | 1 | 2 | 3 | 1 | 1 | 2 | 1 | 4 | 2 | 3 | 1 | 1 |  | 0
PG&E NGBA | Lakeville | 60 | Solar |  |  | 0 | 0 | 0 | 0 | 0 | 0 | 0 | 0 | 0 | 5 | 4 | 1 | 1 |  | 1 | 1 | 1 | 2 | 1 | 2 | 3 | 2 | 1 | 2 | 3 | 1 | 1 | 2 | 1 | 4 | 2 | 3 | 1 | 1 |  | 0
PG&E NGBA | Lakeville | 115 | Solar |  |  | 0 | 0 | 0 | 0 | 0 | 0 | 0 | 0 | 0 | 5 | 4 | 1 | 1 |  | 1 | 2 | 1 | 2 | 1 | 2 | 3 | 2 | 1 | 2 | 3 | 1 | 1 | 2 | 1 | 4 | 2 | 3 | 1 | 1 |  | 0
PG&E GBA | Lakewood | 115 | Solar |  |  | 0 | 0 | 0 | 0 | 0 | 0 | 0 | 0 | 0 | 5 | 2 | 1 | 1 |  | 1 | 1 | N/A | N/A | N/A | 2 | N/A | N/A | N/A | N/A | N/A | N/A | N/A | 2 | 1 | 3 | 1 | 2 | 2+ | 1 |  | 1
PG&E NGBA | Lambie | 230 | Solar |  |  | 0 | 0 | 0 | 0 | 0 | 0 | 0 | 0 | 0 | 5 | 4 | 1 | 1 |  | 1 | 1 | N/A | N/A | N/A | 2 | N/A | N/A | N/A | N/A | N/A | N/A | N/A | 2 | 1 | 1 | 1 | 1 | 1 | 1 |  | 0
PG&E GBA | Lammers | 115 | Solar |  |  | 0 | 0 | 0 | 0 | 0 | 0 | 0 | 0 | 0 | 5 | 5 | 1 | 1 |  | 1 | 1 | N/A | N/A | N/A | 1 | N/A | N/A | N/A | N/A | N/A | N/A | N/A | 1 | 1 | 1 | 2 | 2 | 1 | 1 |  | 0
PG&E KERN | Lamont | 115 | Solar |  |  | 0 | 0 | 0 | 0 | 0 | 0 | 0 | 0 | 0 | 5 | 2 | 5 | 4 | 3 | 1 | 1 | 1 | 1 | 2 | 1 | 1 | 1 | 1 | 1 | 1 | 1 | 1 | 1 | 1 | 2 | 1 | 1 | 4+ | 4 |  | 1
PG&E FRESNO | Las Aguilas | 230 | Solar |  |  | 140 | 0 | 140 | 0 | 0 | 0 | 140 | 0 | 140 | 5 | 2 | 5 | 2 |  | 1 | 2 | N/A | N/A | N/A | 2 | N/A | N/A | N/A | N/A | N/A | N/A | N/A | 2 | 2 | 4 | 2 | 2 | 5- | 1 |  | 1
EOP | Lathrop | 138 | Solar |  |  | 0 | 0 | 0 | 0 | 0 | 0 | 0 | 0 | 0 | 5 | 2 | 4 | 2 |  | 1 | 1 | 1 | N/A | N/A | 2 | N/A | N/A | N/A | N/A | N/A | N/A | N/A | 2 | 2 | 4 | 1 | 3 | 1+ | 1 |  | 1
EOP | Lathrop | 230 | Solar |  |  | 300 | 0 | 300 | 0 | 0 | 0 | 300 | 0 | 300 | 5 | 2 | 4 | 2 |  | 2 | 1 | 1 | N/A | N/A | 2 | N/A | N/A | N/A | N/A | N/A | N/A | N/A | 2 | 2 | 4 | 1 | 3 | 4+ | 4 |  | 1
PG&E FRESNO | Le Grand | 115 | Solar |  |  | 0 | 0 | 0 | 0 | 0 | 0 | 0 | 0 | 0 | 5 | 5 | 5 | 2 | 3 | 1 | 1 | 1 | 1 | 1 | 1 | 2 | 1 | 1 | 1 | 2 | 1 | 1 | 1 | 1 | 3 | 2 | 1 | 2+ | 5 |  | 1
PG&E FRESNO | Lemoore | 70 | Solar |  |  | 0 | 0 | 0 | 0 | 0 | 0 | 0 | 0 | 0 | 5 | 2 | 5 | 2 |  | 1 | 1 | 1 | 1 | 1 | 1 | 1 | 1 | 1 | 1 | 1 | 1 | 1 | 1 | 1 | 3 | 2 | 2 | 2+ | 4 |  | 1
PG&E KERN | Lerdo | 115 | Solar |  |  | 0 | 0 | 0 | 0 | 0 | 0 | 0 | 0 | 0 | 5 | 2 | 5 | 4 |  | 1 | 1 | 1 | 2 | 2 | 1 | 2 | 1 | 1 | 1 | 1 | 1 | 1 | 1 | 1 | 4 | 1 | 1 | 1 | 1 |  | 0
SCE Metro | Lewis | 230 | Solar |  |  | 0 | 0 | 0 | 0 | 0 | 0 | 0 | 0 | 0 | 1 | 1 | 1 | 1 |  | 1 | 1 | 1 | 4 | 1 | 2 | 2 | 1 | 1 | 1 | 1 | 1 | 1 | 1 | 1 | 3 | 1 | 2 | 1 | 1 |  | 0
SCE Metro | Lighthipe | 230 | Solar |  |  | 0 | 0 | 0 | 0 | 0 | 0 | 0 | 0 | 0 | 1 | 1 | 1 | 1 |  | 1 | 1 | 1 | 4 | 1 | 2 | 1 | 1 | 1 | 1 | 1 | 1 | 1 | 1 | 1 | 2 | 1 | 1 | 4+ | 1 |  | 1
SDGE | Lilac | 69 | Solar |  |  | 0 | 0 | 0 | 0 | 0 | 0 | 0 | 0 | 0 | 1 | 1 | 1 | 1 |  | 1 | 1 | N/A | N/A | N/A | 2 | N/A | N/A | N/A | N/A | N/A | N/A | N/A | 2 | 1 | 3 | 1 | 3 | 1 | 1 |  | 0
PG&E NGBA | Lincoln | 115 | Solar |  |  | 0 | 0 | 0 | 0 | 0 | 0 | 0 | 0 | 0 | 5 | 5 | 1 | 1 |  | 1 | 1 | N/A | N/A | N/A | 2 | N/A | N/A | N/A | N/A | N/A | N/A | N/A | 2 | 1 | 3 | 2 | 3 | 2+ | 1 |  | 1
PG&E KERN | Live Oak | 115 | Solar |  |  | 100 | 110 | 210 | 0 | 0 | 0 | 100 | 110 | 210 | 5 | 2 | 5 | 4 |  | 1 | 4 | N/A | N/A | N/A | 1 | N/A | N/A | N/A | N/A | N/A | N/A | N/A | 1 | 1 | 1 | 1 | 1 | 5- | 1 |  | 1
PG&E GBA | Llagas | 115 | Solar |  |  | 0 | 0 | 0 | 0 | 0 | 0 | 0 | 0 | 0 | 5 | 4 | 1 | 1 |  | 1 | 1 | 1 | 2 | 1 | 2 | 3 | 1 | 1 | 1 | 2 | 1 | 1 | 2 | 1 | 2 | 2 | 1 | 1+ | 4 |  | 1
PG&E GBA | Lockeford | 115 | Solar |  |  | 0 | 0 | 0 | 0 | 0 | 0 | 0 | 0 | 0 | 5 | 5 | 1 | 1 |  | 1 | 1 | 1 | 3 | 1 | 1 | 1 | 1 | 1 | 1 | 1 | 1 | 1 | 1 | 1 | 4 | 2 | 2 | 1+ | 1 |  | 1
PG&E GBA | Lockeford | 230 | Solar |  |  | 0 | 0 | 0 | 0 | 0 | 0 | 0 | 0 | 0 | 5 | 5 | 1 | 1 |  | 1 | 1 | 1 | 3 | 1 | 1 | 1 | 1 | 1 | 1 | 1 | 1 | 1 | 1 | 1 | 4 | 2 | 2 | 1 | 1 |  | 0
PG&E GBA | Lockeford | 60 | Solar |  |  | 0 | 0 | 0 | 0 | 0 | 0 | 0 | 0 | 0 | 5 | 5 | 1 | 1 |  | 1 | 1 | 1 | 3 | 1 | 1 | 1 | 1 | 1 | 1 | 1 | 1 | 1 | 1 | 1 | 4 | 2 | 2 | 1+ | 1 |  | 1
PG&E GBA | Lodi | 230 | Solar |  |  | 0 | 0 | 0 | 0 | 0 | 0 | 0 | 0 | 0 | 5 | 5 | 1 | 1 |  | 1 | 1 | N/A | N/A | N/A | 1 | N/A | N/A | N/A | N/A | N/A | N/A | N/A | 1 | 1 | 1 | 2 | 1 | 1 | 1 |  | 0
PG&E NGBA | Logan Creek | 230 | Solar |  |  | 0 | 0 | 0 | 0 | 0 | 0 | 0 | 0 | 0 | 5 | 2 | 1 | 1 |  | 1 | 1 | 1 | 1 | 1 | 2 | 2 | 1 | 1 | 1 | 1 | 1 | 1 | 2 | 2 | 4 | 1 | 2 | 1+ | 1 |  | 1
PG&E GBA | Lone Tree | 230 | Solar |  |  | 0 | 0 | 0 | 0 | 0 | 0 | 0 | 0 | 0 | 5 | 2 | 1 | 1 |  | 1 | 1 | 1 | 1 | 1 | 2 | 3 | 1 | 2 | 2 | 2 | 1 | 1 | 2 | 1 | 3 | 1 | 2 | 1 | 1 |  | 0
PG&E FRESNO | Los Banos | 230 | Solar |  |  | 0 | 0 | 0 | 0 | 0 | 0 | 0 | 0 | 0 | 5 | 2 | 5 | 2 | 3 | 2 | 1 | 1 | 1 | 1 | 1 | 3 | 2 | 1 | 1 | 3 | 1 | 1 | 1 | 1 | 4 | 2 | 1 | 4+ | 5 |  | 1
PG&E FRESNO | Los Banos | 500 | Solar |  |  | 200.8 | 0 | 200.8 | 90.8 | 0 | 90.8 | 110 | 0 | 110 | 1 | 1 | 1 | 1 | 2 | 1 | 2 | 1 | 1 | 1 | 1 | 3 | 2 | 1 | 1 | 3 | 1 | 1 | 1 | 1 | 4 | 2 | 1 | 4+ | 4 |  | 1
SDGE | Los Coches | 138 | Solar |  |  | 0 | 0 | 0 | 0 | 0 | 0 | 0 | 0 | 0 | 1 | 1 | 1 | 1 |  | 1 | 1 | N/A | N/A | N/A | 2 | N/A | N/A | N/A | N/A | N/A | N/A | N/A | 2 | 2 | 4 | 2 | 3 | 1 | 1 |  | 0
SDGE | Los Coches | 69 | Solar |  |  | 0 | 0 | 0 | 0 | 0 | 0 | 0 | 0 | 0 | 1 | 1 | 1 | 1 |  | 1 | 1 | N/A | N/A | N/A | 2 | N/A | N/A | N/A | N/A | N/A | N/A | N/A | 2 | 2 | 4 | 2 | 3 | 1 | 1 |  | 0
PG&E GBA | Los Esteros | 115 | Solar |  |  | 0 | 0 | 0 | 0 | 0 | 0 | 0 | 0 | 0 | 5 | 4 | 1 | 1 |  | 1 | 1 | 1 | 1 | 1 | 2 | 5 | 1 | 1 | 1 | 2 | 2 | 1 | 2 | 1 | 1 | 2 | 1 | 1+ | 1 |  | 1
PG&E GBA | Los Esteros | 230 | Solar |  |  | 0 | 0 | 0 | 0 | 0 | 0 | 0 | 0 | 0 | 5 | 4 | 1 | 1 |  | 1 | 1 | 1 | 1 | 1 | 2 | 5 | 1 | 1 | 1 | 2 | 2 | 1 | 2 | 1 | 1 | 2 | 1 | 1 | 1 |  | 0
PG&E GBA | Los Positas | 230 | Solar |  |  | 0 | 0 | 0 | 0 | 0 | 0 | 0 | 0 | 0 | 5 | 4 | 1 | 1 |  | 1 | 1 | N/A | N/A | N/A | 2 | N/A | N/A | N/A | N/A | N/A | N/A | N/A | 2 | 1 | 3 | 1 | 3 | 1 | 1 |  | 0
PG&E GBA | Los Positas | 60 | Solar |  |  | 0 | 0 | 0 | 0 | 0 | 0 | 0 | 0 | 0 | 5 | 2 | 1 | 1 |  | 1 | 1 | N/A | N/A | N/A | 2 | N/A | N/A | N/A | N/A | N/A | N/A | N/A | 2 | 1 | 3 | 1 | 3 | 1 | 1 |  | 0
SDGE | Loveland | 69 | Solar |  |  | 0 | 0 | 0 | 0 | 0 | 0 | 0 | 0 | 0 | 1 | 1 | 1 | 1 |  | 1 | 1 | N/A | N/A | N/A | 2 | N/A | N/A | N/A | N/A | N/A | N/A | N/A | 2 | 1 | 3 | 1 | 3 | 1 | 1 |  | 0
SCE NOL | Lugo | 230 | Solar |  |  | 0 | 0 | 0 | 0 | 0 | 0 | 0 | 0 | 0 | 1 | 1 | 1 | 1 |  | 1 | 2 | 1 | 3 | 1 | 2 | 3 | 1 | 3 | 2 | 3 | 1 | 1 | 2 | 1 | 4 | 1 | 2 | 1+ | 1 |  | 1
SCE Metro | Lugo | 500 | Solar |  |  | 0 | 0 | 0 | 0 | 0 | 0 | 0 | 0 | 0 | 1 | 1 | 1 | 1 |  | 3 | 4 | #N/A | N/A | N/A | 2 | N/A | N/A | N/A | N/A | N/A | N/A | N/A | 2 | 1 | 4 | 1 | 2 | 1 | 1 |  | 0
PG&E FRESNO | Madera | 70 | Solar |  |  | 0 | 0 | 0 | 0 | 0 | 0 | 0 | 0 | 0 | 5 | 5 | 5 | 2 |  | 1 | 1 | N/A | N/A | N/A | 1 | N/A | N/A | N/A | N/A | N/A | N/A | N/A | 1 | 1 | 4 | 2 | 1 | 1 | 1 |  | 0
PG&E NGBA | Madison | 115 | Solar |  |  | 0 | 123 | 123 | 0 | 13 | 13 | 0 | 110 | 110 | 5 | 2 | 1 | 1 |  | 3 | 4 | 2 | 2 | 2 | 2 | 1 | 2 | 1 | 1 | 2 | 1 | 1 | 2 | 1 | 4 | 2 | 3 | 5- | 1 |  | 1
PG&E KERN | Magunden | 115 | Solar |  |  | 105 | 115 | 220 | 0 | 0 | 0 | 105 | 115 | 220 | 5 | 2 | 5 | 4 |  | 1 | 4 | 1 | 2 | 1 | 1 | 2 | 1 | 1 | 1 | 2 | 1 | 1 | 1 | 1 | 2 | 1 | 1 | 5- | 1 |  | 1
SCE Northern | Magunden | 230 | Solar |  |  | 0 | 0 | 0 | 0 | 0 | 0 | 0 | 0 | 0 | 5 | 5 | 1 | 1 |  | 1 | 1 | 1 | 2 | 1 | 1 | 2 | 1 | 1 | 1 | 2 | 1 | 1 | 1 | 1 | 2 | 1 | 1 | 1 | 1 |  | 0
PG&E FRESNO | Malaga | 115 | Solar |  |  | 0 | 0 | 0 | 0 | 0 | 0 | 0 | 0 | 0 | 5 | 5 | 5 | 4 |  | 1 | 1 | 1 | 3 | 2 | 1 | 1 | 1 | 1 | 1 | 1 | 1 | 1 | 1 | 1 | 1 | 2 | 1 | 4+ | 1 |  | 1
PG&E NGBA | Malin | 500 | Solar |  |  | 0 | 0 | 0 | 0 | 0 | 0 | 0 | 0 | 0 | 5 | 2 | 1 | 1 |  | 1 | 1 | N/A | N/A | N/A | 2 | N/A | N/A | N/A | N/A | N/A | N/A | N/A | 2 | 2 | 4 | 2 | 3 | 1 | 1 |  | 0
SCE Northern | Mandalay | 230 | Solar |  |  | 0 | 0 | 0 | 0 | 0 | 0 | 0 | 0 | 0 | 5 | 2 | 4 | 2 |  | 1 | 1 | 1 | 2 | 1 | 1 | 1 | 1 | 1 | 1 | 1 | 1 | 1 | 2 | 1 | 2 | 1 | 1 | 1 | 1 |  | 0
PG&E FRESNO | Manning | 230 | Solar |  |  | 100 | 0 | 100 | 0 | 0 | 0 | 100 | 0 | 100 | 5 | 2 | 5 | 2 | 3 | 1 | 2 | 1 | 1 | 1 | 1 | 2 | 1 | 1 | 1 | 1 | 1 | 1 | 1 | 1 | 2 | 2 | 1 | 5- | 4 |  | 1
PG&E FRESNO | Manning | 500 | Solar |  |  | 0 | 0 | 0 | 0 | 0 | 0 | 0 | 0 | 0 | 1 | 1 | 1 | 1 | 5 | 1 | 1 | 1 | 1 | 1 | 1 | 2 | 1 | 1 | 1 | 1 | 1 | 1 | 1 | 1 | 2 | 2 | 1 | 1+ | 4 |  | 1
PG&E GBA | Manteca | 115 | Solar |  |  | 0 | 0 | 0 | 0 | 0 | 0 | 0 | 0 | 0 | 5 | 5 | 5 | 4 |  | 1 | 1 | N/A | N/A | N/A | 1 | N/A | N/A | N/A | N/A | N/A | N/A | N/A | 1 | 1 | 2 | 2 | 2 | 1 | 1 |  | 0
SDGE | Margarita | 138 | Solar |  |  | 90 | 0 | 90 | 0 | 0 | 0 | 90 | 0 | 90 | 1 | 1 | 1 | 1 |  | 1 | 2 | 2 | 4 | 1 | 2 | 5 | 1 | 2 | 2 | 3 | 2 | 1 | 1 | 1 | 2 | 1 | 3 | 5- | 1 |  | 1
PG&E GBA | Martin | 230 | Solar |  |  | 0 | 0 | 0 | 0 | 0 | 0 | 0 | 0 | 0 | 5 | 2 | 1 | 1 |  | 1 | 1 | 1 | 4 | 1 | 2 | 1 | 1 | 1 | 1 | 1 | 1 | 1 | 2 | 1 | 3 | 1 | 2 | 1 | 1 |  | 0
PG&E GBA | Martin | 115 | Solar |  |  | 0 | 0 | 0 | 0 | 0 | 0 | 0 | 0 | 0 | 1 | 1 | 1 | 1 |  | 1 | 3 | 1 | 4 | 1 | 2 | 1 | 1 | 1 | 1 | 1 | 1 | 1 | 2 | 1 | 3 | 1 | 2 | 1 | 1 |  | 0
PG&E GBA | Martinez | 115 | Solar |  |  | 0 | 0 | 0 | 0 | 0 | 0 | 0 | 0 | 0 | 5 | 4 | 1 | 1 |  | 1 | 1 | 1 | 4 | 1 | 2 | 2 | 1 | 1 | 2 | 3 | 1 | 1 | 2 | 1 | 1 | 1 | 1 | 1 | 1 |  | 0
PG&E FRESNO | Mc Mullin | 230 | Solar |  |  | 100 | 0 | 100 | 0 | 0 | 0 | 100 | 0 | 100 | 5 | 5 | 5 | 2 |  | 1 | 2 | 1 | 1 | 1 | 1 | 1 | 1 | 1 | 1 | 1 | 1 | 1 | 1 | 1 | 3 | 2 | 1 | 5- | 5 |  | 1
PG&E FRESNO | McCall | 115 | Solar |  |  | 0 | 0 | 0 | 0 | 0 | 0 | 0 | 0 | 0 | 5 | 5 | 5 | 2 |  | 1 | 1 | 1 | 3 | 2 | 1 | 1 | 1 | 1 | 1 | 1 | 1 | 1 | 1 | 1 | 3 | 2 | 1 | 4+ | 1 |  | 1
PG&E FRESNO | McCall | 230 | Solar |  |  | 313 | 0 | 313 | 0 | 0 | 0 | 313 | 0 | 313 | 5 | 5 | 5 | 2 |  | 1 | 1 | 1 | 3 | 2 | 1 | 1 | 1 | 1 | 1 | 1 | 1 | 1 | 1 | 1 | 3 | 2 | 1 | 5- | 1 |  | 1
PG&E GBA | Meadow Lane | 115 | Solar |  |  | 0 | 0 | 0 | 0 | 0 | 0 | 0 | 0 | 0 | 5 | 2 | 1 | 1 |  | 1 | 1 | N/A | N/A | N/A | 2 | N/A | N/A | N/A | N/A | N/A | N/A | N/A | 2 | 1 | 2 | 1 | 1 | 2+ | 1 |  | 1
PG&E GBA | Melones | 115 | Solar |  |  | 0 | 0 | 0 | 0 | 0 | 0 | 0 | 0 | 0 | 5 | 5 | 1 | 1 |  | 1 | 1 | 1 | 2 | 1 | 2 | 5 | 2 | 1 | 2 | 3 | 2 | 1 | 2 | 1 | 4 | 1 | 3 | 1 | 1 |  | 0
PG&E GBA | Melones | 230 | Solar |  |  | 0 | 0 | 0 | 0 | 0 | 0 | 0 | 0 | 0 | 5 | 5 | 1 | 1 |  | 1 | 1 | 1 | 2 | 1 | 2 | 5 | 2 | 1 | 2 | 3 | 2 | 1 | 2 | 1 | 4 | 1 | 3 | 1 | 1 |  | 0
SDGE | Melrose | 69 | Solar |  |  | 0 | 0 | 0 | 0 | 0 | 0 | 0 | 0 | 0 | 1 | 1 | 1 | 1 |  | 1 | 1 | N/A | N/A | N/A | 2 | N/A | N/A | N/A | N/A | N/A | N/A | N/A | 2 | 1 | 3 | 1 | 3 | 1 | 1 |  | 0
PG&E NGBA | Mendocino | 115 | Solar |  |  | 0 | 0 | 0 | 0 | 0 | 0 | 0 | 0 | 0 | 5 | 2 | 1 | 1 |  | 1 | 1 | 1 | 1 | 1 | 2 | 3 | 1 | 1 | 1 | 2 | 1 | 1 | 2 | 2 | 4 | 2 | 3 | 1 | 1 |  | 0
PG&E NGBA | Mendocino | 60 | Solar |  |  | 0 | 0 | 0 | 0 | 0 | 0 | 0 | 0 | 0 | 5 | 2 | 1 | 1 |  | 1 | 1 | 1 | 1 | 1 | 2 | 3 | 1 | 1 | 1 | 2 | 1 | 1 | 2 | 2 | 4 | 2 | 3 | 1 | 1 |  | 0
PG&E FRESNO | Mendota | 115 | Solar |  |  | 0 | 0 | 0 | 0 | 0 | 0 | 0 | 0 | 0 | 5 | 5 | 5 | 2 | 1 | 1 | 1 | 1 | 1 | 1 | 1 | 1 | 1 | 1 | 1 | 1 | 1 | 1 | 1 | 1 | 3 | 2 | 1 | 1 | 1 |  | 0
PG&E GBA | Menlo | 60 | Solar |  |  | 0 | 0 | 0 | 0 | 0 | 0 | 0 | 0 | 0 | 5 | 2 | 1 | 1 |  | 1 | 1 | N/A | N/A | N/A | 2 | N/A | N/A | N/A | N/A | N/A | N/A | N/A | 2 | 1 | 3 | 1 | 2 | 2+ | 1 |  | 1
PG&E FRESNO | Merced | 115 | Solar |  |  | 0 | 0 | 0 | 0 | 0 | 0 | 0 | 0 | 0 | 5 | 5 | 5 | 2 |  | 1 | 1 | 1 | 1 | 1 | 1 | 1 | 2 | 1 | 1 | 3 | 1 | 1 | 1 | 1 | 4 | 2 | 1 | 4+ | 1 |  | 1
EOP | Mercury | 138 | Solar |  |  | 0 | 0 | 0 | 0 | 0 | 0 | 0 | 0 | 0 | 5 | 2 | 4 | 2 |  | 1 | 1 | 1 | N/A | N/A | 2 | N/A | N/A | N/A | N/A | N/A | N/A | N/A | 2 | 2 | 4 | 1 | 3 | 1 | 1 |  | 0
PG&E FRESNO | Mercy Springs | 70 | Solar |  |  | 0 | 75 | 75 | 0 | 75 | 75 | 0 | 0 | 0 | 5 | 2 | 5 | 2 |  | 1 | 5 | 1 | 2 | 1 | 1 | 1 | 1 | 1 | 1 | 1 | 1 | 1 | 1 | 1 | 4 | 2 | 1 | 2+ | 1 |  | 1
PG&E NGBA | Meridian | 60 | Solar |  |  | 0 | 0 | 0 | 0 | 0 | 0 | 0 | 0 | 0 | 5 | 2 | 1 | 1 |  | 1 | 1 | N/A | N/A | N/A | 2 | N/A | N/A | N/A | N/A | N/A | N/A | N/A | 2 | 2 | 4 | 1 | 3 | 1 | 1 |  | 0
PG&E KERN | Mesa (PGE) | 115 | Solar |  |  | 0 | 0 | 0 | 0 | 0 | 0 | 0 | 0 | 0 | 5 | 2 | 5 | 2 |  | 1 | 1 | 1 | 1 | 1 | 2 | 2 | 1 | 1 | 1 | 1 | 1 | 1 | 2 | 2 | 3 | 2 | 2 | 1 | 1 |  | 0
PG&E KERN | Mesa (PGE) | 230 | Solar |  |  | 0 | 0 | 0 | 0 | 0 | 0 | 0 | 0 | 0 | 5 | 2 | 5 | 4 |  | 1 | 1 | 1 | 1 | 1 | 2 | 2 | 1 | 1 | 1 | 1 | 1 | 1 | 2 | 2 | 3 | 2 | 2 | 1 | 1 |  | 0
SCE Metro | Mesa (SCE) | 230 | Solar |  |  | 0 | 0 | 0 | 0 | 0 | 0 | 0 | 0 | 0 | 1 | 1 | 1 | 1 |  | 1 | 1 | 1 | 1 | 1 | 2 | 1 | 1 | 1 | 1 | 1 | 1 | 1 | 1 | 1 | 3 | 1 | 2 | 1 | 1 |  | 0
SCE Metro | Mesa (SCE) | 500 | Solar |  |  | 0 | 0 | 0 | 0 | 0 | 0 | 0 | 0 | 0 | 1 | 1 | 1 | 1 |  | 1 | 2 | 1 | 1 | 1 | 2 | 1 | 1 | 1 | 1 | 1 | 1 | 1 | 1 | 1 | 3 | 1 | 2 | 1 | 1 |  | 0
SDGE | Mesa Heights | 69 | Solar |  |  | 0 | 0 | 0 | 0 | 0 | 0 | 0 | 0 | 0 | 1 | 1 | 1 | 1 |  | 1 | 1 | N/A | N/A | N/A | 2 | N/A | N/A | N/A | N/A | N/A | N/A | N/A | 2 | 1 | 2 | 1 | 3 | 1 | 1 |  | 0
PG&E GBA | Metcalf | 115 | Solar |  |  | 0 | 0 | 0 | 0 | 0 | 0 | 0 | 0 | 0 | 5 | 4 | 1 | 1 |  | 1 | 1 | 1 | 1 | 1 | 2 | 5 | 3 | 1 | 1 | 3 | 2 | 1 | 2 | 1 | 1 | 2 | 3 | 1 | 1 |  | 0
PG&E GBA | Metcalf | 230 | Solar |  |  | 0 | 0 | 0 | 0 | 0 | 0 | 0 | 0 | 0 | 5 | 4 | 1 | 1 |  | 1 | 1 | 1 | 1 | 1 | 2 | 5 | 3 | 1 | 1 | 3 | 2 | 1 | 2 | 1 | 1 | 2 | 3 | 1 | 1 |  | 0
PG&E GBA | Metcalf | 500 | Solar |  |  | 0 | 0 | 0 | 0 | 0 | 0 | 0 | 0 | 0 | 1 | 1 | 1 | 1 | 5 | 1 | 1 | 1 | 1 | 1 | 2 | 5 | 3 | 1 | 1 | 3 | 2 | 1 | 2 | 1 | 1 | 2 | 3 | 1 | 1 |  | 0
PG&E KERN | Midway | 115 | Solar |  |  | 0 | 0 | 0 | 0 | 0 | 0 | 0 | 0 | 0 | 5 | 2 | 5 | 4 | 4 | 3 | 1 | 1 | 1 | 1 | 1 | 1 | 1 | 1 | 2 | 2 | 1 | 1 | 1 | 1 | 3 | 1 | 1 | 4+ | 4 |  | 1
PG&E KERN | Midway | 230 | Solar |  |  | 0 | 0 | 0 | 0 | 0 | 0 | 0 | 0 | 0 | 5 | 2 | 5 | 4 | 4 | 1 | 1 | 1 | 1 | 2 | 1 | 1 | 1 | 1 | 2 | 2 | 1 | 1 | 1 | 1 | 3 | 1 | 1 | 1+ | 1 |  | 1
PG&E KERN | Midway | 500 | Solar |  |  | 0 | 0 | 0 | 0 | 0 | 0 | 0 | 0 | 0 | 5 | 2 | 4 | 4 | 5 | 1 | 1 | 1 | 1 | 1 | 1 | 1 | 1 | 1 | 2 | 2 | 1 | 1 | 1 | 1 | 3 | 1 | 1 | 4+ | 4 |  | 1
SDGE | Miguel | 230 | Solar |  |  | 0 | 0 | 0 | 0 | 0 | 0 | 0 | 0 | 0 | 1 | 1 | 1 | 1 |  | 1 | 1 | 1 | 2 | 1 | 2 | 3 | 1 | 3 | 4 | 5 | 1 | 1 | 2 | 1 | 3 | 1 | 2 | 1 | 1 |  | 0
SDGE | Miguel | 500 | Solar |  |  | 0 | 0 | 0 | 0 | 0 | 0 | 0 | 0 | 0 | 1 | 1 | 1 | 1 |  | 1 | 1 | 1 | 2 | 1 | 2 | 3 | 1 | 3 | 4 | 5 | 1 | 1 | 2 | 1 | 3 | 1 | 2 | 1 | 1 |  | 0
SDGE | Miguel | 69 | Solar |  |  | 0 | 0 | 0 | 0 | 0 | 0 | 0 | 0 | 0 | 1 | 1 | 1 | 1 |  | 1 | 1 | 1 | 2 | 1 | 2 | 3 | 1 | 3 | 4 | 5 | 1 | 1 | 2 | 1 | 3 | 1 | 2 | 1 | 1 |  | 0
PG&E GBA | Millbrae | 115 | Solar |  |  | 0 | 0 | 0 | 0 | 0 | 0 | 0 | 0 | 0 | 1 | 1 | 1 | 1 |  | 1 | 1 | N/A | N/A | N/A | 2 | N/A | N/A | N/A | N/A | N/A | N/A | N/A | 2 | 1 | 3 | 1 | 2 | 4+ | 1 |  | 1
PG&E GBA | Miller | 115 | Solar |  |  | 0 | 0 | 0 | 0 | 0 | 0 | 0 | 0 | 0 | 5 | 5 | 1 | 1 |  | 1 | 1 | 1 | 1 | 1 | 1 | 3 | 1 | 1 | 1 | 1 | 1 | 1 | 1 | 1 | 4 | 2 | 1 | 1 | 1 |  | 0
SCE Metro | Mira Loma | 230 | Solar |  |  | 0 | 0 | 0 | 0 | 0 | 0 | 0 | 0 | 0 | 1 | 1 | 1 | 1 |  | 1 | 1 | 1 | 4 | 1 | 2 | 2 | 1 | 1 | 1 | 1 | 1 | 1 | 1 | 1 | 1 | 1 | 1 | 1+ | 1 |  | 1
SCE Metro | Mira Loma | 500 | Solar |  |  | 0 | 0 | 0 | 0 | 0 | 0 | 0 | 0 | 0 | 1 | 1 | 1 | 1 |  | 1 | 1 | 1 | 4 | 1 | 2 | 2 | 1 | 1 | 1 | 1 | 1 | 1 | 1 | 1 | 1 | 1 | 1 | 2+ | 1 |  | 1
SCE Eastern | Mirage | 115 | Solar |  |  | 0 | 0 | 0 | 0 | 0 | 0 | 0 | 0 | 0 | 5 | 4 | 1 | 1 |  | 1 | 1 | 1 | 4 | 1 | 2 | 1 | 1 | 1 | 1 | 1 | 1 | 1 | 2 | 1 | 3 | 1 | 3 | 1 | 1 |  | 0
SCE Eastern | Mirage | 230 | Solar |  |  | 0 | 0 | 0 | 0 | 0 | 0 | 0 | 0 | 0 | 5 | 4 | 1 | 1 |  | 1 | 1 | 1 | 4 | 1 | 2 | 1 | 1 | 1 | 1 | 1 | 1 | 1 | 2 | 1 | 3 | 1 | 3 | 1 | 1 |  | 0
SDGE | Mission | 138 | Solar |  |  | 0 | 0 | 0 | 0 | 0 | 0 | 0 | 0 | 0 | 1 | 1 | 1 | 1 |  | 1 | 1 | 1 | 3 | 1 | 2 | 1 | 1 | 1 | 2 | 3 | 1 | 1 | 2 | 1 | 2 | 1 | 2 | 1 | 1 |  | 0
SDGE | Mission | 230 | Solar |  |  | 0 | 0 | 0 | 0 | 0 | 0 | 0 | 0 | 0 | 1 | 1 | 1 | 1 |  | 1 | 1 | 1 | 3 | 1 | 2 | 1 | 1 | 1 | 2 | 3 | 1 | 1 | 2 | 1 | 2 | 1 | 2 | 1 | 1 |  | 0
SDGE | Mission | 69 | Solar |  |  | 0 | 0 | 0 | 0 | 0 | 0 | 0 | 0 | 0 | 1 | 1 | 1 | 1 |  | 1 | 1 | 1 | 3 | 1 | 2 | 1 | 1 | 1 | 2 | 3 | 1 | 1 | 2 | 1 | 2 | 1 | 2 | 1 | 1 |  | 0
PG&E GBA | Mi-Wuk | 115 | Solar |  |  | 0 | 0 | 0 | 0 | 0 | 0 | 0 | 0 | 0 | 5 | 5 | 1 | 1 |  | 1 | 1 | N/A | N/A | N/A | 2 | N/A | N/A | N/A | N/A | N/A | N/A | N/A | 2 | 1 | 4 | 1 | 3 | 1 | 1 |  | 0
EOP | Mohave | 500 | Solar |  |  | 1165 | 587 | 1752 | 0 | 0 | 0 | 1165 | 587 | 1752 | 5 | 2 | 4 | 2 | 5 | 3 | 1 | 3 | N/A | N/A | 2 | N/A | N/A | N/A | N/A | N/A | N/A | N/A | 2 | 2 | 3 | 1 | 3 | 5- | 1 |  | 1
PG&E NGBA | Monroe | 115 | Solar |  |  | 0 | 0 | 0 | 0 | 0 | 0 | 0 | 0 | 0 | 5 | 2 | 1 | 1 |  | 1 | 1 | N/A | N/A | N/A | 2 | N/A | N/A | N/A | N/A | N/A | N/A | N/A | 2 | 1 | 3 | 2 | 2 | 1 | 1 |  | 0
SDGE | Monserate | 69 | Solar |  |  | 0 | 0 | 0 | 0 | 0 | 0 | 0 | 0 | 0 | 1 | 1 | 1 | 1 |  | 1 | 1 | N/A | N/A | N/A | 2 | N/A | N/A | N/A | N/A | N/A | N/A | N/A | 2 | 1 | 3 | 1 | 3 | 1 | 1 |  | 0
PG&E GBA | Monta Vista | 115 | Solar |  |  | 0 | 0 | 0 | 0 | 0 | 0 | 0 | 0 | 0 | 5 | 4 | 1 | 1 |  | 1 | 1 | N/A | N/A | N/A | 2 | N/A | N/A | N/A | N/A | N/A | N/A | N/A | 2 | 1 | 3 | 2 | 3 | 1 | 1 |  | 0
PG&E GBA | Monta Vista | 230 | Solar |  |  | 0 | 0 | 0 | 0 | 0 | 0 | 0 | 0 | 0 | 5 | 4 | 1 | 1 |  | 1 | 1 | N/A | N/A | N/A | 2 | N/A | N/A | N/A | N/A | N/A | N/A | N/A | 2 | 1 | 3 | 2 | 3 | 1 | 1 |  | 0
PG&E GBA | Monta Vista | 60 | Solar |  |  | 0 | 0 | 0 | 0 | 0 | 0 | 0 | 0 | 0 | 5 | 4 | 1 | 1 |  | 1 | 1 | N/A | N/A | N/A | 2 | N/A | N/A | N/A | N/A | N/A | N/A | N/A | 2 | 1 | 3 | 2 | 3 | 1 | 1 |  | 0
PG&E NGBA | Monticello | 115 | Solar |  |  | 0 | 0 | 0 | 0 | 0 | 0 | 0 | 0 | 0 | 5 | 2 | 1 | 1 |  | 1 | 1 | N/A | N/A | N/A | 2 | N/A | N/A | N/A | N/A | N/A | N/A | N/A | 2 | 1 | 4 | 2 | 3 | 1 | 1 |  | 0
SCE Northern | Moorpark | 230 | Solar |  |  | 0 | 0 | 0 | 0 | 0 | 0 | 0 | 0 | 0 | 5 | 2 | 4 | 2 |  | 1 | 1 | 1 | 2 | 1 | 1 | 2 | 1 | 1 | 1 | 1 | 1 | 1 | 2 | 1 | 4 | 1 | 3 | 1 | 1 |  | 0
SCE Northern | Moorpark | 66 | Solar |  |  | 0 | 0 | 0 | 0 | 0 | 0 | 0 | 0 | 0 | 5 | 2 | 4 | 2 |  | 1 | 1 | 1 | 2 | 1 | 1 | 2 | 1 | 1 | 1 | 1 | 1 | 1 | 2 | 1 | 4 | 1 | 3 | 1 | 1 |  | 0
PG&E GBA | Moraga | 115 | Solar |  |  | 0 | 0 | 0 | 0 | 0 | 0 | 0 | 0 | 0 | 5 | 2 | 1 | 1 |  | 1 | 1 | N/A | N/A | N/A | 2 | N/A | N/A | N/A | N/A | N/A | N/A | N/A | 2 | 1 | 3 | 1 | 3 | 1 | 1 |  | 0
PG&E GBA | Moraga | 230 | Solar |  |  | 0 | 0 | 0 | 0 | 0 | 0 | 0 | 0 | 0 | 5 | 4 | 1 | 1 |  | 1 | 1 | N/A | N/A | N/A | 2 | N/A | N/A | N/A | N/A | N/A | N/A | N/A | 2 | 1 | 3 | 1 | 3 | 1 | 1 |  | 0
PG&E GBA | Morgan Hill | 115 | Solar |  |  | 0 | 0 | 0 | 0 | 0 | 0 | 0 | 0 | 0 | 5 | 4 | 1 | 1 |  | 1 | 1 | N/A | N/A | N/A | 2 | N/A | N/A | N/A | N/A | N/A | N/A | N/A | 2 | 1 | 3 | 2 | 2 | 1 | 1 |  | 0
PG&E KERN | Morro Bay | 115 | Solar |  |  | 0 | 90 | 90 | 0 | 0 | 0 | 0 | 90 | 90 | 5 | 2 | 5 | 2 |  | 1 | 2 | 4 | 1 | 5 | 2 | 5 | 2 | 1 | 1 | 3 | 2 | 1 | 2 | 2 | 2 | 2 | 3 | 5- | 1 |  | 1
PG&E KERN | Morro Bay | 230 | Solar |  |  | 0 | 0 | 0 | 0 | 0 | 0 | 0 | 0 | 0 | 5 | 2 | 5 | 4 |  | 1 | 1 | 4 | 1 | 5 | 2 | 5 | 2 | 1 | 1 | 3 | 2 | 1 | 2 | 2 | 2 | 2 | 3 | 1 | 1 |  | 0
PG&E KERN | Morro Bay | 500 | Solar |  |  | 60 | 0 | 60 | 0 | 0 | 0 | 60 | 0 | 60 | 5 | 2 | 4 | 4 |  | 1 | 5 | 4 | 1 | 5 | 2 | 5 | 2 | 1 | 1 | 3 | 2 | 1 | 2 | 2 | 2 | 2 | 3 | 5- | 1 |  | 1
PG&E GBA | Moss Landing | 115 | Solar |  |  | 0 | 0 | 0 | 0 | 0 | 0 | 0 | 0 | 0 | 5 | 4 | 1 | 1 |  | 1 | 1 | 1 | 2 | 1 | 1 | 1 | 1 | 1 | 1 | 1 | 1 | 1 | 2 | 2 | 1 | 2 | 2 | 1 | 1 |  | 0
PG&E GBA | Moss Landing | 230 | Solar |  |  | 0 | 0 | 0 | 0 | 0 | 0 | 0 | 0 | 0 | 5 | 4 | 1 | 1 |  | 3 | 1 | 1 | 2 | 1 | 1 | 1 | 1 | 1 | 1 | 1 | 1 | 1 | 2 | 2 | 1 | 2 | 2 | 1 | 1 |  | 0
PG&E GBA | Moss Landing | 500 | Solar |  |  | 0 | 0 | 0 | 0 | 0 | 0 | 0 | 0 | 0 | 5 | 4 | 1 | 1 |  | 1 | 1 | 1 | 2 | 1 | 1 | 1 | 1 | 1 | 1 | 1 | 1 | 1 | 2 | 2 | 1 | 2 | 2 | 1 | 1 |  | 0
EOP | Mountain Pass | 115 | Solar |  |  | 0 | 0 | 0 | 0 | 0 | 0 | 0 | 0 | 0 | 5 | 2 | 4 | 2 |  | 1 | 1 | N/A | N/A | N/A | 2 | N/A | N/A | N/A | N/A | N/A | N/A | N/A | 2 | 2 | 4 | 1 | 1 | 1 | 1 |  | 0
PG&E GBA | Mountain View | 115 | Solar |  |  | 0 | 0 | 0 | 0 | 0 | 0 | 0 | 0 | 0 | 1 | 1 | 1 | 1 |  | 1 | 1 | N/A | N/A | N/A | 2 | N/A | N/A | N/A | N/A | N/A | N/A | N/A | 2 | 1 | 2 | 2 | 2 | 1 | 1 |  | 0
PG&E GBA | Mt Eden | 115 | Solar |  |  | 0 | 0 | 0 | 0 | 0 | 0 | 0 | 0 | 0 | 5 | 2 | 1 | 1 |  | 1 | 1 | N/A | N/A | N/A | 2 | N/A | N/A | N/A | N/A | N/A | N/A | N/A | 2 | 1 | 2 | 1 | 2 | 4+ | 1 |  | 1
PG&E KERN | Mt Poso | 115 | Solar |  |  | 0 | 0 | 0 | 0 | 0 | 0 | 0 | 0 | 0 | 5 | 2 | 5 | 2 |  | 1 | 1 | N/A | N/A | N/A | 1 | N/A | N/A | N/A | N/A | N/A | N/A | N/A | 1 | 1 | 2 | 1 | 1 | 1 | 1 |  | 0
SDGE | Murray | 69 | Solar |  |  | 0 | 0 | 0 | 0 | 0 | 0 | 0 | 0 | 0 | 1 | 1 | 1 | 1 |  | 1 | 1 | N/A | N/A | N/A | 2 | N/A | N/A | N/A | N/A | N/A | N/A | N/A | 2 | 1 | 2 | 1 | 2 | 1 | 1 |  | 0
PG&E FRESNO | Mustang | 230 | Solar |  |  | 0 | 0 | 0 | 0 | 0 | 0 | 0 | 0 | 0 | 5 | 2 | 5 | 4 |  | 1 | 1 | 1 | 1 | 1 | 1 | 1 | 1 | 1 | 1 | 1 | 1 | 1 | 1 | 1 | 1 | 2 | 1 | 4+ | 5 |  | 1
SCE Northern | Neenach | 66 | Solar |  |  | 0 | 0 | 0 | 0 | 0 | 0 | 0 | 0 | 0 | 5 | 5 | 1 | 1 |  | 1 | 1 | N/A | N/A | N/A | 2 | N/A | N/A | N/A | N/A | N/A | N/A | N/A | 2 | 1 | 4 | 1 | 3 | 1 | 1 |  | 0
PG&E KERN | New Sub - Gates - Midway (Proposed) | 230 | Solar |  |  | 890 | 920 | 1810 | 0 | 440 | 440 | 890 | 480 | 1370 | 5 | 2 | 5 | 4 | 3 | 1 | 3 | 2 | 2 | 2 | 1 | 2 | 2 | 1 | 1 | 2 | 1 | 1 | 1 | 1 | 4 | 2 | 1 | 5- | 1 |  | 1
PG&E KERN | New Sub - Gates - Templeton (Proposed) | 230 | Solar |  |  | 0 | 240 | 240 | 0 | 0 | 0 | 0 | 240 | 240 | 5 | 2 | 5 | 4 |  | 1 | 1 | 1 | 1 | 1 | 1 | 2 | 2 | 1 | 1 | 2 | 1 | 1 | 1 | 1 | 4 | 2 | 1 | 3+ | 5 |  | 1
SCE NOL | New Sub - Kramer - Lugo (Proposed) | 230 | Solar |  |  | 0 | 0 | 0 | 0 | 0 | 0 | 0 | 0 | 0 | 3 | 3 | 1 | 1 |  | 1 | 1 | N/A | N/A | N/A | 2 | N/A | N/A | N/A | N/A | N/A | N/A | N/A | 2 | 1 | 2 | 1 | 1 | 1 | 1 |  | 0
PG&E FRESNO | New Sub - Los Banos - Midway (Proposed) | 500 | Solar |  |  | 0 | 0 | 0 | 0 | 0 | 0 | 0 | 0 | 0 | 5 | 2 | 4 | 4 | 5 | 1 | 1 | 1 | 2 | 1 | 1 | 1 | 1 | 1 | 1 | 1 | 1 | 1 | 1 | 1 | 4 | 2 | 1 | 4+ | 4 |  | 1
SCE NOL | New Sub - Lugo - Pisgah (Proposed) | 230 | Solar |  |  | 0 | 0 | 0 | 0 | 0 | 0 | 0 | 0 | 0 | 1 | 1 | 1 | 1 |  | 2 | 1 | 1 | 4 | 1 | 2 | 1 | 1 | 1 | 1 | 1 | 3 | 1 | 2 | 1 | 3 | 1 | 3 | 1 | 1 |  | 0
PG&E KERN | New Sub - Midway - Wheeler Ridge (Proposed) | 230 | Solar |  |  | 890 | 475 | 1365 | 0 | 0 | 0 | 890 | 475 | 1365 | 5 | 2 | 5 | 4 |  | 1 | 2 | 3 | 2 | 2 | 1 | 1 | 1 | 1 | 2 | 2 | 1 | 1 | 1 | 1 | 3 | 1 | 1 | 5- | 1 |  | 1
PG&E NGBA | New Sub - Near existing Leavitt (PSREC) | 345 | Solar |  |  | 0 | 0 | 0 | 0 | 0 | 0 | 0 | 0 | 0 | 5 | 2 | 1 | 1 |  | 3 | 1 | 1 | 2 | 1 | 2 | 5 | 1 | 1 | 1 | 3 | 1 | 1 | 2 | 2 | 1 | 1 | 3 | 1 | 1 |  | 0
PG&E NGBA | New Sub - Near existing Madeline (NVE) | 345 | Solar |  |  | 0 | 0 | 0 | 0 | 0 | 0 | 0 | 0 | 0 | 5 | 2 | 1 | 1 |  | 3 | 1 | 1 | 1 | 1 | 2 | 5 | 1 | 1 | 1 | 1 | 3 | 1 | 2 | 2 | 4 | 1 | 3 | 1 | 1 |  | 0
SDGE | New Sub - North Gila - IV (Proposed) | 500 | Solar |  |  | 0 | 0 | 0 | 0 | 0 | 0 | 0 | 0 | 0 | 1 | 1 | 1 | 1 |  | 1 | 1 | 1 | 1 | 2 | 2 | 1 | 1 | 1 | 1 | 1 | 1 | 1 | 2 | 1 | 4 | 2 | 2 | 2+ | 5 |  | 1
PG&E NGBA | New Sub - Pit 1 - Cottonwood (Proposed) | 230 | Solar |  |  | 0 | 0 | 0 | 0 | 0 | 0 | 0 | 0 | 0 | 5 | 5 | 3 | 3 |  | 2 | 1 | 1 | 1 | 1 | 2 | 5 | 2 | 1 | 1 | 2 | 1 | 1 | 2 | 2 | 4 | 2 | 3 | 1 | 1 |  | 0
PG&E GBA | New Sub - Rancho Seco - Bellota (Proposed) | 230 | Solar |  |  | 0 | 0 | 0 | 0 | 0 | 0 | 0 | 0 | 0 | 5 | 5 | 1 | 1 |  | 1 | 1 | 1 | 2 | 1 | 1 | 1 | 1 | 1 | 2 | 3 | 1 | 1 | 1 | 1 | 4 | 2 | 3 | 1 | 4 |  | 1
SDGE | New Sub - Suncrest - Ocotillo (Proposed) | 500 | Solar |  |  | 0 | 0 | 0 | 0 | 0 | 0 | 0 | 0 | 0 | 1 | 1 | 1 | 1 |  | 2 | 1 | 1 | 1 | 1 | 2 | 5 | 1 | 1 | 1 | 2 | 2 | 1 | 2 | 1 | 4 | 1 | 3 | 1 | 1 |  | 0
PG&E FRESNO | New Sub - Westley - Quinto (Proposed) | 230 | Solar |  |  | 175 | 0 | 175 | 0 | 0 | 0 | 175 | 0 | 175 | 1 | 1 | 1 | 1 |  | 1 | 2 | N/A | N/A | N/A | 1 | N/A | N/A | N/A | N/A | N/A | N/A | N/A | 1 | 1 | 4 | 2 | 1 | 4- | 1 |  | 1
PG&E GBA | Newark | 115 | Solar |  |  | 0 | 0 | 0 | 0 | 0 | 0 | 0 | 0 | 0 | 5 | 4 | 1 | 1 |  | 1 | 1 | 1 | 1 | 1 | 2 | 5 | 2 | 1 | 2 | 3 | 1 | 1 | 2 | 1 | 3 | 1 | 2 | 1 | 1 |  | 0
PG&E GBA | Newark | 230 | Solar |  |  | 0 | 0 | 0 | 0 | 0 | 0 | 0 | 0 | 0 | 5 | 4 | 1 | 1 |  | 1 | 1 | 1 | 1 | 1 | 2 | 5 | 2 | 1 | 2 | 3 | 1 | 1 | 2 | 1 | 3 | 1 | 2 | 1 | 1 |  | 0
PG&E GBA | Newark | 60 | Solar |  |  | 0 | 0 | 0 | 0 | 0 | 0 | 0 | 0 | 0 | 5 | 2 | 1 | 1 | 3 | 1 | 1 | 1 | 1 | 1 | 2 | 5 | 2 | 1 | 2 | 3 | 1 | 1 | 2 | 1 | 3 | 1 | 2 | 1 | 1 |  | 0
PG&E FRESNO | Newhall | 115 | Solar |  |  | 0 | 0 | 0 | 0 | 0 | 0 | 0 | 0 | 0 | 5 | 5 | 5 | 2 |  | 1 | 1 | 1 | 1 | 1 | 1 | 2 | 2 | 1 | 1 | 2 | 1 | 1 | 1 | 1 | 4 | 2 | 1 | 4+ | 1 |  | 1
PG&E KERN | Norco | 115 | Solar |  |  | 0 | 0 | 0 | 0 | 0 | 0 | 0 | 0 | 0 | 5 | 2 | 5 | 4 |  | 2 | 1 | 1 | 1 | 1 | 1 | 1 | 1 | 2 | 3 | 3 | 1 | 1 | 1 | 1 | 3 | 1 | 1 | 1 | 1 |  | 0
PG&E GBA | Nortech | 115 | Solar |  |  | 0 | 0 | 0 | 0 | 0 | 0 | 0 | 0 | 0 | 5 | 4 | 1 | 1 |  | 2 | 1 | N/A | N/A | N/A | 2 | N/A | N/A | N/A | N/A | N/A | N/A | N/A | 2 | 1 | 2 | 2 | 1 | 4+ | 1 |  | 1
SDGE | North City Metering | 138 | Solar |  |  | 0 | 0 | 0 | 0 | 0 | 0 | 0 | 0 | 0 | 1 | 1 | 1 | 1 |  | 2 | 1 | N/A | N/A | N/A | 2 | N/A | N/A | N/A | N/A | N/A | N/A | N/A | 2 | 1 | 2 | 1 | 3 | 1 | 1 |  | 0
PG&E GBA | North Dublin | 230 | Solar |  |  | 0 | 0 | 0 | 0 | 0 | 0 | 0 | 0 | 0 | 5 | 4 | 1 | 1 |  | 1 | 1 | N/A | N/A | N/A | 2 | N/A | N/A | N/A | N/A | N/A | N/A | N/A | 2 | 1 | 2 | 1 | 3 | 1 | 1 |  | 0
SDGE | North Gila | 500 | Solar |  |  | 1520 | 1410 | 2930 | 0 | 0 | 0 | 1520 | 1410 | 2930 | 1 | 1 | 1 | 1 |  | 1 | 3 | 5 | N/A | N/A | 2 | N/A | N/A | N/A | N/A | N/A | N/A | N/A | 2 | 2 | 4 | 2 | 3 | 5- | 1 |  | 1
SCE Metro | North of SONGS | 230 | Solar |  |  | 0 | 0 | 0 | 0 | 0 | 0 | 0 | 0 | 0 | 1 | 1 | 1 | 1 |  | 1 | 1 | N/A | N/A | N/A | 2 | N/A | N/A | N/A | N/A | N/A | N/A | N/A | 2 | 1 | 3 | 1 | 3 | 1 | 1 |  | 0
SCE Metro | North of SONGS | 500 | Solar |  |  | 0 | 0 | 0 | 0 | 0 | 0 | 0 | 0 | 0 | 1 | 1 | 1 | 1 |  | 1 | 1 | N/A | N/A | N/A | 2 | N/A | N/A | N/A | N/A | N/A | N/A | N/A | 2 | 1 | 3 | 1 | 3 | 1 | 1 |  | 0
PG&E NGBA | Notre Dame | 115 | Solar |  |  | 0 | 0 | 0 | 0 | 0 | 0 | 0 | 0 | 0 | 5 | 2 | 1 | 1 |  | 1 | 1 | N/A | N/A | N/A | 2 | N/A | N/A | N/A | N/A | N/A | N/A | N/A | 2 | 1 | 4 | 2 | 2 | 1+ | 1 |  | 1
PG&E GBA | Oakland C | 115 | Solar |  |  | 0 | 40 | 40 | 0 | 0 | 0 | 0 | 40 | 40 | 5 | 4 | 1 | 1 |  | 1 | 1 | N/A | N/A | N/A | 2 | N/A | N/A | N/A | N/A | N/A | N/A | N/A | 2 | 1 | 1 | 1 | 2 | 5- | 1 |  | 1
PG&E GBA | Oakland J | 115 | Solar |  |  | 0 | 50 | 50 | 0 | 0 | 0 | 0 | 50 | 50 | 5 | 2 | 1 | 1 |  | 1 | 2 | N/A | N/A | N/A | 2 | N/A | N/A | N/A | N/A | N/A | N/A | N/A | 2 | 1 | 2 | 1 | 1 | 5- | 1 |  | 1
PG&E GBA | Oakland L | 115 | Solar |  |  | 0 | 0 | 0 | 0 | 0 | 0 | 0 | 0 | 0 | 5 | 2 | 1 | 1 |  | 1 | 1 | N/A | N/A | N/A | 2 | N/A | N/A | N/A | N/A | N/A | N/A | N/A | 2 | 1 | 2 | 1 | 1 | 1 | 1 |  | 0
PG&E GBA | Oakland X | 115 | Solar |  |  | 0 | 70 | 70 | 0 | 0 | 0 | 0 | 70 | 70 | 5 | 2 | 1 | 1 |  | 1 | 2 | N/A | N/A | N/A | 2 | N/A | N/A | N/A | N/A | N/A | N/A | N/A | 2 | 1 | 2 | 1 | 2 | 5- | 1 |  | 1
SDGE | Ocean Ranch | 69 | Solar |  |  | 0 | 0 | 0 | 0 | 0 | 0 | 0 | 0 | 0 | 1 | 1 | 1 | 1 |  | 1 | 1 | N/A | N/A | N/A | 2 | N/A | N/A | N/A | N/A | N/A | N/A | N/A | 2 | 1 | 4 | 1 | 3 | 1 | 1 |  | 0
PG&E KERN | Oceano | 115 | Solar |  |  | 0 | 100 | 100 | 0 | 0 | 0 | 0 | 100 | 100 | 5 | 2 | 5 | 2 |  | 1 | 3 | 1 | 2 | 1 | 2 | 2 | 1 | 1 | 1 | 1 | 1 | 1 | 2 | 2 | 4 | 2 | 3 | 5- | 1 |  | 1
SDGE | Ocotillo Express | 500 | Solar |  |  | 0 | 0 | 0 | 0 | 0 | 0 | 0 | 0 | 0 | 1 | 1 | 1 | 1 |  | 1 | 1 | 1 | 1 | 1 | 2 | 1 | 1 | 1 | 1 | 2 | 1 | 1 | 2 | 1 | 4 | 2 | 3 | 1 | 1 |  | 0
PG&E KERN | Old River | 70 | Solar |  |  | 0 | 0 | 0 | 0 | 0 | 0 | 0 | 0 | 0 | 5 | 2 | 5 | 4 |  | 1 | 1 | N/A | N/A | N/A | 1 | N/A | N/A | N/A | N/A | N/A | N/A | N/A | 1 | 1 | 4 | 1 | 2 | 2+ | 1 |  | 1
SDGE | Old Town | 230 | Solar |  |  | 0 | 0 | 0 | 0 | 0 | 0 | 0 | 0 | 0 | 1 | 1 | 1 | 1 |  | 1 | 1 | 1 | 3 | 1 | 2 | 1 | 1 | 1 | 3 | 3 | 1 | 1 | 2 | 1 | 3 | 1 | 2 | 1 | 1 |  | 0
SCE Metro | Olinda | 230 | Solar |  |  | 0 | 0 | 0 | 0 | 0 | 0 | 0 | 0 | 0 | 1 | 1 | 1 | 1 |  | 1 | 1 | 1 | 3 | 1 | 2 | 5 | 2 | 1 | 1 | 2 | 1 | 1 | 1 | 1 | 2 | 1 | 2 | 1 | 1 |  | 0
PG&E FRESNO | Olive | 115 | Solar |  |  | 0 | 0 | 0 | 0 | 0 | 0 | 0 | 0 | 0 | 5 | 2 | 5 | 4 | 3 | 1 | 1 | 1 | 1 | 1 | 1 | 2 | 1 | 1 | 1 | 2 | 1 | 1 | 1 | 1 | 4 | 1 | 1 | 1 | 1 |  | 0
PG&E NGBA | Olivehurst | 115 | Solar |  |  | 0 | 0 | 0 | 0 | 0 | 0 | 0 | 0 | 0 | 5 | 5 | 1 | 1 |  | 1 | 1 | 1 | 2 | 2 | 2 | 1 | 1 | 1 | 1 | 1 | 1 | 1 | 2 | 2 | 2 | 1 | 2 | 1 | 1 |  | 0
PG&E NGBA | Oregon Trail | 60 | Solar |  |  | 0 | 0 | 0 | 0 | 0 | 0 | 0 | 0 | 0 | 5 | 2 | 1 | 1 |  | 1 | 1 | N/A | N/A | N/A | 2 | N/A | N/A | N/A | N/A | N/A | N/A | N/A | 2 | 2 | 3 | 2 | 3 | 2+ | 1 |  | 1
SCE Northern | Ormond Beach | 230 | Solar |  |  | 0 | 0 | 0 | 0 | 0 | 0 | 0 | 0 | 0 | 5 | 2 | 4 | 2 |  | 1 | 1 | N/A | N/A | N/A | 1 | N/A | N/A | N/A | N/A | N/A | N/A | N/A | 2 | 1 | 1 | 1 | 1 | 1 | 1 |  | 0
PG&E FRESNO | Oro Loma | 115 | Solar |  |  | 110 | 0 | 110 | 0 | 0 | 0 | 110 | 0 | 110 | 5 | 2 | 5 | 2 |  | 1 | 3 | 1 | 1 | 1 | 1 | 1 | 1 | 1 | 1 | 1 | 1 | 1 | 1 | 1 | 4 | 2 | 1 | 3- | 1 |  | 1
PG&E FRESNO | Oro Loma | 70 | Solar |  |  | 0 | 0 | 0 | 0 | 0 | 0 | 0 | 0 | 0 | 5 | 2 | 5 | 2 |  | 1 | 1 | 1 | 1 | 1 | 1 | 1 | 1 | 1 | 1 | 1 | 1 | 1 | 1 | 1 | 4 | 2 | 1 | 1+ | 1 |  | 1
PG&E FRESNO | Orosi | 70 | Solar |  |  | 0 | 0 | 0 | 0 | 0 | 0 | 0 | 0 | 0 | 5 | 2 | 5 | 2 |  | 1 | 1 | N/A | N/A | N/A | 1 | N/A | N/A | N/A | N/A | N/A | N/A | N/A | 1 | 1 | 4 | 1 | 1 | 1+ | 1 |  | 1
SDGE | Otay | 69 | Solar |  |  | 0 | 0 | 0 | 0 | 0 | 0 | 0 | 0 | 0 | 1 | 1 | 1 | 1 |  | 1 | 3 | N/A | N/A | N/A | 2 | N/A | N/A | N/A | N/A | N/A | N/A | N/A | 2 | 1 | 1 | 1 | 1 | 1 | 1 |  | 0
SDGE | Otay Mesa | 230 | Solar |  |  | 0 | 0 | 0 | 0 | 0 | 0 | 0 | 0 | 0 | 1 | 1 | 1 | 1 |  | 1 | 2 | 1 | 3 | 1 | 2 | 5 | 1 | 4 | 4 | 5 | 1 | 1 | 2 | 1 | 1 | 1 | 3 | 1 | 1 |  | 0
PG&E FRESNO | Padre Flats SW STA | 230 | Solar |  |  | 370 | 0 | 370 | 0 | 0 | 0 | 370 | 0 | 370 | 5 | 2 | 5 | 2 |  | 1 | 1 | N/A | N/A | N/A | 1 | N/A | N/A | N/A | N/A | N/A | N/A | N/A | 1 | 1 | 4 | 2 | 1 | 5- | 1 |  | 1
EOP | Pahrump | 138 | Solar |  |  | 0 | 0 | 0 | 0 | 0 | 0 | 0 | 0 | 0 | 5 | 2 | 4 | 2 |  | 1 | 1 | 1 | N/A | N/A | 2 | N/A | N/A | N/A | N/A | N/A | N/A | N/A | 2 | 2 | 4 | 1 | 3 | 1 | 1 |  | 0
EOP | Pahrump | 230 | Solar |  |  | 0 | 0 | 0 | 0 | 0 | 0 | 0 | 0 | 0 | 5 | 2 | 4 | 2 |  | 1 | 1 | 1 | N/A | N/A | 2 | N/A | N/A | N/A | N/A | N/A | N/A | N/A | 2 | 2 | 4 | 1 | 3 | 1 | 1 |  | 0
SDGE | Pala | 69 | Solar |  |  | 0 | 0 | 0 | 0 | 0 | 0 | 0 | 0 | 0 | 1 | 1 | 1 | 1 |  | 1 | 1 | N/A | N/A | N/A | 2 | N/A | N/A | N/A | N/A | N/A | N/A | N/A | 2 | 1 | 1 | 1 | 3 | 1 | 1 |  | 0
PG&E NGBA | Palermo | 115 | Solar |  |  | 0 | 0 | 0 | 0 | 0 | 0 | 0 | 0 | 0 | 5 | 5 | 1 | 1 |  | 1 | 1 | 1 | 2 | 1 | 2 | 3 | 3 | 1 | 1 | 4 | 1 | 1 | 2 | 1 | 2 | 2 | 2 | 1 | 1 |  | 0
PG&E NGBA | Palermo | 230 | Solar |  |  | 0 | 0 | 0 | 0 | 0 | 0 | 0 | 0 | 0 | 5 | 5 | 1 | 1 |  | 1 | 1 | 1 | 2 | 1 | 2 | 3 | 3 | 1 | 1 | 4 | 1 | 1 | 2 | 1 | 2 | 2 | 2 | 1 | 1 |  | 0
SCE Eastern | Palo Verde | 500 | Solar |  |  | 0 | 0 | 0 | 0 | 0 | 0 | 0 | 0 | 0 | 5 | 4 | 4 | 4 |  | 2 | 1 | 1 | 1 | 1 | 2 | 1 | 1 | 1 | 1 | 1 | 1 | 1 | 2 | 1 | 4 | 2 | 3 | 1 | 1 |  | 0
SDGE | Palomar Energy | 230 | Solar |  |  | 0 | 0 | 0 | 0 | 0 | 0 | 0 | 0 | 0 | 1 | 1 | 1 | 1 |  | 1 | 1 | 1 | 4 | 1 | 2 | 2 | 1 | 1 | 1 | 2 | 1 | 1 | 2 | 1 | 2 | 1 | 3 | 1 | 1 |  | 0
PG&E KERN | Panama | 70 | Solar |  |  | 0 | 0 | 0 | 0 | 0 | 0 | 0 | 0 | 0 | 5 | 2 | 5 | 2 |  | 1 | 1 | N/A | N/A | N/A | 1 | N/A | N/A | N/A | N/A | N/A | N/A | N/A | 1 | 1 | 4 | 1 | 1 | 1 | 1 |  | 0
PG&E FRESNO | Panoche | 115 | Solar |  |  | 130 | 0 | 130 | 0 | 0 | 0 | 130 | 0 | 130 | 5 | 5 | 5 | 2 |  | 1 | 3 | 1 | 1 | 2 | 1 | 1 | 1 | 1 | 1 | 1 | 1 | 1 | 1 | 1 | 1 | 2 | 1 | 5- | 1 |  | 1
PG&E FRESNO | Panoche | 230 | Solar |  |  | 0 | 0 | 0 | 0 | 0 | 0 | 0 | 0 | 0 | 5 | 2 | 5 | 2 | 3 | 1 | 1 | 1 | 1 | 1 | 1 | 2 | 1 | 1 | 1 | 1 | 1 | 1 | 1 | 1 | 1 | 2 | 1 | 1 | 5 |  | 1
SCE Northern | Pardee | 230 | Solar |  |  | 192 | 0 | 192 | 0 | 0 | 0 | 192 | 0 | 192 | 5 | 2 | 4 | 2 |  | 1 | 1 | 1 | 3 | 1 | 2 | 5 | 1 | 1 | 1 | 2 | 1 | 1 | 1 | 1 | 3 | 1 | 3 | 5- | 1 |  | 1
PG&E NGBA | Parkway | 230 | Solar |  |  | 0 | 0 | 0 | 0 | 0 | 0 | 0 | 0 | 0 | 5 | 2 | 1 | 1 |  | 1 | 1 | N/A | N/A | N/A | 2 | N/A | N/A | N/A | N/A | N/A | N/A | N/A | 2 | 1 | 4 | 1 | 2 | 1 | 1 |  | 0
SCE Northern | Pastoria | 230 | Solar |  |  | 0 | 105 | 105 | 0 | 105 | 105 | 0 | 0 | 0 | 5 | 2 | 4 | 2 |  | 1 | 2 | 3 | 1 | 2 | 2 | 3 | 2 | 1 | 1 | 2 | 1 | 1 | 1 | 1 | 2 | 1 | 3 | 2+ | 1 |  | 1
SCE Metro | Pauda | 230 | Solar |  |  | 0 | 0 | 0 | 0 | 0 | 0 | 0 | 0 | 0 | 1 | 1 | 1 | 1 |  | 1 | 1 | 1 | 4 | 1 | 2 | 5 | 1 | 1 | 1 | 1 | 1 | 1 | 1 | 1 | 2 | 1 | 2 | 1 | 1 |  | 0
PG&E GBA | Paul Sweet | 115 | Solar |  |  | 0 | 0 | 0 | 0 | 0 | 0 | 0 | 0 | 0 | 1 | 1 | 1 | 1 |  | 1 | 1 | N/A | N/A | N/A | 1 | N/A | N/A | N/A | N/A | N/A | N/A | N/A | 2 | 2 | 2 | 2 | 3 | 4+ | 1 |  | 1
PG&E NGBA | Peabody | 230 | Solar |  |  | 0 | 0 | 0 | 0 | 0 | 0 | 0 | 0 | 0 | 5 | 2 | 1 | 1 |  | 1 | 1 | 1 | 1 | 1 | 2 | 3 | 1 | 1 | 1 | 2 | 1 | 1 | 2 | 1 | 2 | 1 | 2 | 1 | 1 |  | 0
PG&E NGBA | Pease | 115 | Solar |  |  | 0 | 0 | 0 | 0 | 0 | 0 | 0 | 0 | 0 | 5 | 5 | 1 | 1 |  | 1 | 1 | 1 | 2 | 1 | 2 | 1 | 1 | 1 | 1 | 2 | 1 | 1 | 2 | 2 | 2 | 1 | 2 | 1 | 1 |  | 0
PG&E NGBA | Pease | 60 | Solar |  |  | 0 | 0 | 0 | 0 | 0 | 0 | 0 | 0 | 0 | 5 | 5 | 1 | 1 |  | 1 | 1 | 1 | 2 | 1 | 2 | 1 | 1 | 1 | 1 | 2 | 1 | 1 | 2 | 2 | 2 | 1 | 2 | 1 | 1 |  | 0
SDGE | Penasquitos | 138 | Solar |  |  | 0 | 0 | 0 | 0 | 0 | 0 | 0 | 0 | 0 | 1 | 1 | 1 | 1 |  | 1 | 1 | 1 | 2 | 1 | 2 | 1 | 1 | 2 | 2 | 3 | 1 | 1 | 2 | 1 | 2 | 1 | 3 | 1 | 1 |  | 0
SDGE | Penasquitos | 230 | Solar |  |  | 0 | 0 | 0 | 0 | 0 | 0 | 0 | 0 | 0 | 1 | 1 | 1 | 1 |  | 1 | 1 | 1 | 2 | 1 | 2 | 1 | 1 | 2 | 2 | 3 | 1 | 1 | 2 | 1 | 2 | 1 | 3 | 1 | 1 |  | 0
SDGE | Penasquitos | 69 | Solar |  |  | 0 | 0 | 0 | 0 | 0 | 0 | 0 | 0 | 0 | 1 | 1 | 1 | 1 |  | 4 | 1 | 1 | 2 | 1 | 2 | 1 | 1 | 2 | 2 | 3 | 1 | 1 | 2 | 1 | 2 | 1 | 3 | 1 | 1 |  | 0
SDGE | Pendleton | 69 | Solar |  |  | 0 | 0 | 0 | 0 | 0 | 0 | 0 | 0 | 0 | 1 | 1 | 1 | 1 |  | 1 | 4 | N/A | N/A | N/A | 2 | N/A | N/A | N/A | N/A | N/A | N/A | N/A | 2 | 1 | 4 | 1 | 3 | 1 | 1 |  | 0
PG&E NGBA | Penngrove | 115 | Solar |  |  | 0 | 0 | 0 | 0 | 0 | 0 | 0 | 0 | 0 | 5 | 2 | 1 | 1 |  | 1 | 1 | 1 | 2 | 1 | 2 | 3 | 2 | 1 | 2 | 3 | 1 | 1 | 2 | 1 | 3 | 2 | 2 | 4+ | 1 |  | 1
PG&E GBA | Peoria | 115 | Solar |  |  | 0 | 0 | 0 | 0 | 0 | 0 | 0 | 0 | 0 | 5 | 5 | 1 | 1 |  | 2 | 1 | 1 | 1 | 1 | 2 | 5 | 2 | 1 | 1 | 3 | 2 | 1 | 2 | 1 | 4 | 1 | 3 | 1 | 1 |  | 0
PG&E GBA | Piercy | 115 | Solar |  |  | 0 | 0 | 0 | 0 | 0 | 0 | 0 | 0 | 0 | 5 | 4 | 1 | 1 |  | 1 | 1 | N/A | N/A | N/A | 2 | N/A | N/A | N/A | N/A | N/A | N/A | N/A | 2 | 1 | 2 | 2 | 2 | 1+ | 1 |  | 1
PG&E FRESNO | Pine Flat | 230 | Solar |  |  | 225 | 0 | 225 | 0 | 0 | 0 | 225 | 0 | 225 | 5 | 5 | 5 | 2 |  | 1 | 1 | N/A | N/A | N/A | 1 | N/A | N/A | N/A | N/A | N/A | N/A | N/A | 1 | 1 | 4 | 2 | 3 | 5- | 1 |  | 1
SCE NOL | Pisgah | 230 | Solar |  |  | 0 | 0 | 0 | 0 | 0 | 0 | 0 | 0 | 0 | 1 | 1 | 1 | 1 | 4 | 1 | 1 | 1 | 1 | 1 | 2 | 1 | 1 | 1 | 1 | 1 | 2 | 1 | 2 | 1 | 4 | 1 | 1 | 2+ | 5 |  | 1
PG&E NGBA | Pit 1 | 230 | Solar |  |  | 0 | 0 | 0 | 0 | 0 | 0 | 0 | 0 | 0 | 5 | 5 | 3 | 3 |  | 1 | 1 | 1 | 1 | 1 | 2 | 1 | 1 | 1 | 1 | 2 | 1 | 1 | 2 | 2 | 4 | 2 | 3 | 1 | 1 |  | 0
PG&E NGBA | Pit 1 | 60 | Solar |  |  | 0 | 0 | 0 | 0 | 0 | 0 | 0 | 0 | 0 | 5 | 5 | 3 | 3 |  | 1 | 1 | 1 | 1 | 1 | 2 | 1 | 1 | 1 | 1 | 2 | 1 | 1 | 2 | 2 | 4 | 2 | 3 | 1 | 1 |  | 0
PG&E NGBA | Pit 3 | 230 | Solar |  |  | 0 | 0 | 0 | 0 | 0 | 0 | 0 | 0 | 0 | 5 | 5 | 3 | 3 |  | 1 | 1 | N/A | N/A | N/A | 2 | N/A | N/A | N/A | N/A | N/A | N/A | N/A | 2 | 2 | 4 | 2 | 3 | 1 | 1 |  | 0
PG&E NGBA | Pit 4 | 230 | Solar |  |  | 0 | 0 | 0 | 0 | 0 | 0 | 0 | 0 | 0 | 5 | 2 | 1 | 1 |  | 1 | 1 | N/A | N/A | N/A | 2 | N/A | N/A | N/A | N/A | N/A | N/A | N/A | 2 | 2 | 4 | 2 | 3 | 1 | 1 |  | 0
PG&E GBA | Pittsburg | 115 | Solar |  |  | 0 | 0 | 0 | 0 | 0 | 0 | 0 | 0 | 0 | 5 | 4 | 1 | 1 |  | 1 | 1 | 1 | 1 | 1 | 2 | 3 | 1 | 1 | 1 | 2 | 1 | 1 | 2 | 1 | 2 | 1 | 1 | 1 | 1 |  | 0
PG&E GBA | Pittsburg | 230 | Solar |  |  | 0 | 0 | 0 | 0 | 0 | 0 | 0 | 0 | 0 | 5 | 4 | 1 | 1 |  | 1 | 1 | 1 | 1 | 1 | 2 | 3 | 1 | 1 | 1 | 2 | 1 | 1 | 2 | 1 | 2 | 1 | 1 | 1 | 1 |  | 0
PG&E NGBA | Pleasant Grove | 115 | Solar |  |  | 0 | 0 | 0 | 0 | 0 | 0 | 0 | 0 | 0 | 5 | 5 | 1 | 1 |  | 1 | 1 | 1 | 4 | 1 | 2 | 2 | 1 | 1 | 1 | 1 | 1 | 1 | 2 | 1 | 2 | 2 | 3 | 2+ | 1 |  | 1
PG&E NGBA | POE | 230 | Solar |  |  | 0 | 0 | 0 | 0 | 0 | 0 | 0 | 0 | 0 | 5 | 5 | 1 | 1 |  | 1 | 1 | N/A | N/A | N/A | 2 | N/A | N/A | N/A | N/A | N/A | N/A | N/A | 2 | 1 | 4 | 2 | 3 | 1 | 1 |  | 0
SDGE | Point Loma | 69 | Solar |  |  | 0 | 0 | 0 | 0 | 0 | 0 | 0 | 0 | 0 | 1 | 1 | 1 | 1 |  | 1 | 1 | N/A | N/A | N/A | 2 | N/A | N/A | N/A | N/A | N/A | N/A | N/A | 2 | 1 | 3 | 1 | 2 | 1 | 1 |  | 0
SDGE | Pomerado | 69 | Solar |  |  | 0 | 0 | 0 | 0 | 0 | 0 | 0 | 0 | 0 | 1 | 1 | 1 | 1 |  | 1 | 5 | N/A | N/A | N/A | 2 | N/A | N/A | N/A | N/A | N/A | N/A | N/A | 2 | 1 | 3 | 1 | 3 | 1 | 1 |  | 0
PG&E KERN | Poso Mountain | 115 | Solar |  |  | 100 | 150 | 250 | 0 | 0 | 0 | 100 | 150 | 250 | 5 | 2 | 5 | 4 |  | 1 | 4 | 1 | 1 | 1 | 1 | 3 | 3 | 1 | 1 | 3 | 1 | 1 | 1 | 1 | 3 | 1 | 2 | 5- | 1 |  | 1
EOP | Primm | 230 | Solar |  |  | 0 | 0 | 0 | 0 | 0 | 0 | 0 | 0 | 0 | 5 | 2 | 4 | 2 |  | 1 | 1 | 1 | N/A | N/A | 2 | N/A | N/A | N/A | N/A | N/A | N/A | N/A | 2 | 2 | 4 | 1 | 2 | 1 | 1 |  | 0
PG&E NGBA | Putah Creek | 115 | Solar |  |  | 0 | 0 | 0 | 0 | 0 | 0 | 0 | 0 | 0 | 5 | 2 | 1 | 1 |  | 1 | 1 | 1 | 1 | 1 | 2 | 3 | 2 | 1 | 1 | 2 | 1 | 1 | 2 | 1 | 3 | 2 | 3 | 1 | 1 |  | 0
SDGE | Q1806 | 138 | Solar |  |  | 0 | 0 | 0 | 0 | 0 | 0 | 0 | 0 | 0 | 1 | 1 | 1 | 1 |  | 1 | 1 | N/A | N/A | N/A | 2 | N/A | N/A | N/A | N/A | N/A | N/A | N/A | 1 | 1 | 2 | 1 | 3 | 1 | 1 |  | 0
PG&E FRESNO | Quinto | 230 | Solar |  |  | 370 | 0 | 370 | 0 | 0 | 0 | 370 | 0 | 370 | 5 | 2 | 5 | 2 |  | 1 | 1 | 2 | 1 | 1 | 1 | 2 | 2 | 1 | 1 | 2 | 1 | 1 | 1 | 1 | 4 | 2 | 1 | 5- | 1 |  | 1
PG&E GBA | Race Track | 115 | Solar |  |  | 0 | 0 | 0 | 0 | 0 | 0 | 0 | 0 | 0 | 5 | 5 | 1 | 1 |  | 1 | 1 | N/A | N/A | N/A | 2 | N/A | N/A | N/A | N/A | N/A | N/A | N/A | 2 | 1 | 4 | 1 | 3 | 1 | 1 |  | 0
SDGE | Rancho Mission Viejo | 138 | Solar |  |  | 0 | 0 | 0 | 0 | 0 | 0 | 0 | 0 | 0 | 1 | 1 | 1 | 1 |  | 1 | 1 | N/A | N/A | N/A | 2 | N/A | N/A | N/A | N/A | N/A | N/A | N/A | 1 | 1 | 2 | 1 | 3 | 1 | 1 |  | 0
PG&E GBA | Rancho Seco | 230 | Solar |  |  | 0 | 0 | 0 | 0 | 0 | 0 | 0 | 0 | 0 | 5 | 5 | 1 | 1 |  | 1 | 1 | N/A | N/A | N/A | 1 | N/A | N/A | N/A | N/A | N/A | N/A | N/A | 2 | 1 | 1 | 2 | 3 | 1 | 1 |  | 0
SCE Metro | Rancho Vista | 230 | Solar |  |  | 0 | 0 | 0 | 0 | 0 | 0 | 0 | 0 | 0 | 1 | 1 | 1 | 1 |  | 1 | 1 | 1 | 4 | 1 | 2 | 5 | 1 | 1 | 1 | 1 | 1 | 1 | 1 | 1 | 1 | 1 | 1 | 1 | 1 |  | 0
SCE Metro | Rancho Vista | 500 | Solar |  |  | 0 | 0 | 0 | 0 | 0 | 0 | 0 | 0 | 0 | 1 | 1 | 1 | 1 |  | 1 | 1 | 1 | 4 | 1 | 2 | 5 | 1 | 1 | 1 | 1 | 1 | 1 | 1 | 1 | 1 | 1 | 1 | 1 | 1 |  | 0
SCE NOL | Ransburg | 115 | Solar |  |  | 0 | 0 | 0 | 0 | 0 | 0 | 0 | 0 | 0 | 3 | 3 | 1 | 1 |  | 1 | 1 | 1 | 2 | 1 | 2 | 1 | 1 | 1 | 1 | 1 | 1 | 1 | 2 | 1 | 4 | 1 | 1 | 1 | 1 |  | 0
PG&E GBA | Ravenswood | 115 | Solar |  |  | 0 | 0 | 0 | 0 | 0 | 0 | 0 | 0 | 0 | 5 | 2 | 1 | 1 |  | 1 | 1 | N/A | N/A | N/A | 2 | N/A | N/A | N/A | N/A | N/A | N/A | N/A | 2 | 1 | 2 | 1 | 2 | 1 | 1 |  | 0
PG&E GBA | Ravenswood | 230 | Solar |  |  | 50 | 100 | 150 | 0 | 0 | 0 | 50 | 100 | 150 | 5 | 2 | 1 | 1 |  | 1 | 2 | N/A | N/A | N/A | 2 | N/A | N/A | N/A | N/A | N/A | N/A | N/A | 2 | 1 | 2 | 1 | 2 | 5- | 1 |  | 1
SCE Northern | Rector | 230 | Solar |  |  | 170 | 0 | 170 | 0 | 0 | 0 | 170 | 0 | 170 | 5 | 5 | 1 | 1 |  | 1 | 2 | 1 | 3 | 2 | 1 | 1 | 1 | 1 | 1 | 1 | 1 | 1 | 1 | 1 | 2 | 1 | 2 | 2- | 1 |  | 1
SCE Eastern | Red Bluff | 230 | Solar |  |  | 0 | 0 | 0 | 0 | 0 | 0 | 0 | 0 | 0 | 4 | 4 | 4 | 4 | 1 | 1 | 1 | 1 | 1 | 1 | 2 | 1 | 1 | 1 | 1 | 1 | 1 | 1 | 2 | 2 | 4 | 1 | 3 | 4+ | 1 |  | 1
SCE Eastern | Red Bluff | 500 | Solar |  |  | 175 | 0 | 175 | 175 | 0 | 175 | 0 | 0 | 0 | 4 | 4 | 4 | 4 | 5 | 1 | 2 | 1 | 1 | 1 | 2 | 1 | 1 | 1 | 1 | 1 | 1 | 1 | 2 | 2 | 4 | 1 | 3 | 4+ | 1 |  | 1
PG&E NGBA | Redbud | 115 | Solar |  |  | 0 | 0 | 0 | 0 | 0 | 0 | 0 | 0 | 0 | 5 | 2 | 1 | 1 |  | 1 | 1 | N/A | N/A | N/A | 2 | N/A | N/A | N/A | N/A | N/A | N/A | N/A | 2 | 2 | 4 | 2 | 3 | 1 | 1 |  | 0
SCE Metro | Redondo | 230 | Solar |  |  | 0 | 0 | 0 | 0 | 0 | 0 | 0 | 0 | 0 | 1 | 1 | 1 | 1 |  | 1 | 1 | 1 | 3 | 1 | 2 | 1 | 1 | 1 | 3 | 3 | 1 | 1 | 1 | 1 | 2 | 1 | 2 | 1 | 1 |  | 0
PG&E FRESNO | Reedley | 115 | Solar |  |  | 0 | 0 | 0 | 0 | 0 | 0 | 0 | 0 | 0 | 5 | 5 | 5 | 4 |  | 1 | 1 | 1 | 2 | 1 | 1 | 1 | 1 | 1 | 1 | 1 | 1 | 1 | 1 | 1 | 4 | 2 | 1 | 2+ | 1 |  | 1
PG&E KERN | Renfro | 115 | Solar |  |  | 100 | 0 | 100 | 0 | 0 | 0 | 100 | 0 | 100 | 5 | 2 | 5 | 2 |  | 1 | 3 | 1 | 2 | 2 | 1 | 1 | 1 | 1 | 1 | 1 | 1 | 1 | 1 | 1 | 2 | 1 | 2 | 5- | 1 |  | 1
PG&E GBA | Richmond R | 115 | Solar |  |  | 0 | 0 | 0 | 0 | 0 | 0 | 0 | 0 | 0 | 5 | 4 | 1 | 1 |  | 1 | 1 | 1 | 1 | 1 | 2 | 3 | 1 | 1 | 1 | 2 | 1 | 1 | 2 | 1 | 2 | 1 | 2 | 1 | 1 |  | 0
PG&E NGBA | Rincon | 115 | Solar |  |  | 0 | 0 | 0 | 0 | 0 | 0 | 0 | 0 | 0 | 5 | 2 | 1 | 1 |  | 1 | 1 | N/A | N/A | N/A | 2 | N/A | N/A | N/A | N/A | N/A | N/A | N/A | 2 | 1 | 3 | 2 | 2 | 2+ | 1 |  | 1
PG&E KERN | Rio Bravo | 115 | Solar |  |  | 100 | 0 | 100 | 0 | 0 | 0 | 100 | 0 | 100 | 5 | 2 | 5 | 2 |  | 1 | 3 | 1 | 2 | 2 | 1 | 1 | 1 | 1 | 1 | 1 | 1 | 1 | 1 | 1 | 2 | 1 | 1 | 5- | 1 |  | 1
SCE Metro | Rio Hondo | 230 | Solar |  |  | 0 | 0 | 0 | 0 | 0 | 0 | 0 | 0 | 0 | 1 | 1 | 1 | 1 |  | 1 | 1 | 1 | 1 | 1 | 2 | 5 | 1 | 1 | 3 | 3 | 3 | 1 | 1 | 1 | 4 | 1 | 1 | 2+ | 1 |  | 1
PG&E NGBA | Rio Oso | 115 | Solar |  |  | 0 | 0 | 0 | 0 | 0 | 0 | 0 | 0 | 0 | 5 | 5 | 1 | 1 |  | 1 | 1 | 1 | 1 | 1 | 2 | 1 | 1 | 1 | 1 | 2 | 1 | 1 | 2 | 1 | 4 | 1 | 3 | 1 | 1 |  | 0
PG&E NGBA | Rio Oso | 230 | Solar |  |  | 0 | 0 | 0 | 0 | 0 | 0 | 0 | 0 | 0 | 5 | 5 | 1 | 1 |  | 1 | 1 | 1 | 1 | 1 | 2 | 1 | 1 | 1 | 1 | 2 | 1 | 1 | 2 | 1 | 4 | 1 | 3 | 1+ | 1 |  | 1
PG&E GBA | Ripon | 115 | Solar |  |  | 0 | 0 | 0 | 0 | 0 | 0 | 0 | 0 | 0 | 5 | 5 | 1 | 1 |  | 1 | 2 | 1 | 2 | 2 | 1 | 1 | 1 | 1 | 1 | 1 | 1 | 1 | 1 | 1 | 2 | 2 | 2 | 1 | 1 |  | 0
PG&E GBA | Riverbank | 115 | Solar |  |  | 0 | 0 | 0 | 0 | 0 | 0 | 0 | 0 | 0 | 5 | 5 | 1 | 1 |  | 1 | 1 | 1 | 2 | 1 | 1 | 2 | 2 | 1 | 1 | 2 | 1 | 1 | 1 | 1 | 3 | 2 | 2 | 1 | 1 |  | 0
SCE NOL | Roadway | 115 | Solar |  |  | 0 | 0 | 0 | 0 | 0 | 0 | 0 | 0 | 0 | 1 | 1 | 1 | 1 | 3 | 1 | 1 | 1 | 4 | 1 | 2 | 1 | 1 | 1 | 1 | 2 | 1 | 1 | 2 | 1 | 2 | 1 | 1 | 4+ | 1 |  | 1
PG&E NGBA | Rock Creek 1 | 230 | Solar |  |  | 0 | 397.5 | 397.5 | 0 | 0 | 0 | 0 | 397.5 | 397.5 | 5 | 5 | 1 | 1 |  | 1 | 1 | N/A | N/A | N/A | 2 | N/A | N/A | N/A | N/A | N/A | N/A | N/A | 2 | 2 | 4 | 1 | 3 | 5- | 1 |  | 1
SCE Northern | Rosamond | 66 | Solar |  |  | 0 | 0 | 0 | 0 | 0 | 0 | 0 | 0 | 0 | 5 | 5 | 1 | 1 |  | 1 | 1 | N/A | N/A | N/A | 2 | N/A | N/A | N/A | N/A | N/A | N/A | N/A | 2 | 1 | 4 | 1 | 3 | 1 | 1 |  | 0
PG&E GBA | Rossmoor | 230 | Solar |  |  | 0 | 0 | 0 | 0 | 0 | 0 | 0 | 0 | 0 | 5 | 2 | 1 | 1 |  | 1 | 1 | N/A | N/A | N/A | 2 | N/A | N/A | N/A | N/A | N/A | N/A | N/A | 2 | 1 | 4 | 1 | 3 | 1 | 1 |  | 0
PG&E NGBA | Round Mountain | 230 | Solar |  |  | 0 | 0 | 0 | 0 | 0 | 0 | 0 | 0 | 0 | 5 | 2 | 1 | 1 |  | 1 | 1 | 1 | 1 | 1 | 2 | 5 | 3 | 1 | 1 | 3 | 1 | 1 | 2 | 2 | 4 | 2 | 3 | 1 | 1 |  | 0
PG&E NGBA | Round Mountain | 500 | Solar |  |  | 0 | 0 | 0 | 0 | 0 | 0 | 0 | 0 | 0 | 5 | 2 | 1 | 1 |  | 1 | 1 | 1 | 1 | 1 | 2 | 5 | 3 | 1 | 1 | 3 | 1 | 1 | 2 | 2 | 4 | 2 | 3 | 1 | 1 |  | 0
PG&E GBA | Salado | 115 | Solar |  |  | 0 | 0 | 0 | 0 | 0 | 0 | 0 | 0 | 0 | 5 | 4 | 1 | 1 |  | 1 | 1 | N/A | N/A | N/A | 1 | N/A | N/A | N/A | N/A | N/A | N/A | N/A | 1 | 1 | 4 | 2 | 1 | 1+ | 1 |  | 1
PG&E GBA | Salado | 60 | Solar |  |  | 0 | 0 | 0 | 0 | 0 | 0 | 0 | 0 | 0 | 5 | 4 | 1 | 1 |  | 1 | 1 | N/A | N/A | N/A | 1 | N/A | N/A | N/A | N/A | N/A | N/A | N/A | 1 | 1 | 4 | 2 | 1 | 1 | 1 |  | 0
PG&E GBA | Salinas | 115 | Solar |  |  | 0 | 0 | 0 | 0 | 0 | 0 | 0 | 0 | 0 | 1 | 1 | 1 | 1 |  | 1 | 1 | N/A | N/A | N/A | 1 | N/A | N/A | N/A | N/A | N/A | N/A | N/A | 2 | 2 | 3 | 2 | 2 | 4+ | 1 |  | 1
SDGE | Salt Creek | 69 | Solar |  |  | 0 | 0 | 0 | 0 | 0 | 0 | 0 | 0 | 0 | 1 | 1 | 1 | 1 |  | 1 | 1 | N/A | N/A | N/A | 2 | N/A | N/A | N/A | N/A | N/A | N/A | N/A | 2 | 1 | 3 | 1 | 2 | 1 | 1 |  | 0
SCE Eastern | San Bernardino | 230 | Solar |  |  | 0 | 0 | 0 | 0 | 0 | 0 | 0 | 0 | 0 | 4 | 4 | 1 | 1 |  | 1 | 1 | 1 | 3 | 1 | 2 | 5 | 1 | 1 | 2 | 3 | 1 | 1 | 1 | 1 | 2 | 1 | 2 | 2+ | 1 |  | 1
PG&E GBA | SAN FRAN A (POTRERO PP) | 115 | Solar |  |  | 100 | 0 | 100 | 0 | 0 | 0 | 100 | 0 | 100 | 5 | 2 | 1 | 1 |  | 1 | 3 | N/A | N/A | N/A | 2 | N/A | N/A | N/A | N/A | N/A | N/A | N/A | 2 | 1 | 2 | 1 | 2 | 5- | 1 |  | 1
PG&E GBA | SAN FRAN A (POTRERO PP) | 230 | Solar |  |  | 60 | 0 | 60 | 0 | 0 | 0 | 60 | 0 | 60 | 5 | 2 | 1 | 1 |  | 1 | 2 | N/A | N/A | N/A | 2 | N/A | N/A | N/A | N/A | N/A | N/A | N/A | 2 | 1 | 2 | 1 | 2 | 5- | 1 |  | 1
PG&E GBA | San Jose A | 115 | Solar |  |  | 0 | 0 | 0 | 0 | 0 | 0 | 0 | 0 | 0 | 5 | 4 | 1 | 1 |  | 1 | 1 | N/A | N/A | N/A | 2 | N/A | N/A | N/A | N/A | N/A | N/A | N/A | 2 | 1 | 2 | 2 | 2 | 1 | 1 |  | 0
PG&E GBA | San Jose B | 115 | Solar |  |  | 0 | 0 | 0 | 0 | 0 | 0 | 0 | 0 | 0 | 5 | 4 | 1 | 1 |  | 1 | 1 | N/A | N/A | N/A | 2 | N/A | N/A | N/A | N/A | N/A | N/A | N/A | 2 | 1 | 3 | 2 | 2 | 1 | 1 |  | 0
PG&E GBA | San Leandro U | 115 | Solar |  |  | 70 | 0 | 70 | 0 | 0 | 0 | 70 | 0 | 70 | 5 | 2 | 1 | 1 |  | 1 | 2 | N/A | N/A | N/A | 2 | N/A | N/A | N/A | N/A | N/A | N/A | N/A | 2 | 1 | 3 | 1 | 2 | 5- | 1 |  | 1
PG&E KERN | San Luis Obispo | 115 | Solar |  |  | 0 | 0 | 0 | 0 | 0 | 0 | 0 | 0 | 0 | 5 | 2 | 5 | 2 |  | 1 | 1 | 1 | 1 | 1 | 2 | 5 | 1 | 1 | 2 | 2 | 1 | 1 | 2 | 2 | 4 | 2 | 3 | 1 | 1 |  | 0
PG&E KERN | San Luis Obispo | 70 | Solar |  |  | 0 | 0 | 0 | 0 | 0 | 0 | 0 | 0 | 0 | 5 | 2 | 5 | 2 |  | 1 | 1 | 1 | 1 | 1 | 2 | 5 | 1 | 1 | 2 | 2 | 1 | 1 | 2 | 2 | 4 | 2 | 3 | 1 | 1 |  | 0
SDGE | San Luis Rey | 230 | Solar |  |  | 0 | 0 | 0 | 0 | 0 | 0 | 0 | 0 | 0 | 1 | 1 | 1 | 1 |  | 1 | 1 | 1 | 4 | 1 | 2 | 1 | 2 | 1 | 2 | 3 | 1 | 1 | 2 | 1 | 4 | 1 | 3 | 1 | 1 |  | 0
SDGE | San Luis Rey | 69 | Solar |  |  | 0 | 0 | 0 | 0 | 0 | 0 | 0 | 0 | 0 | 1 | 1 | 1 | 1 |  | 1 | 1 | 1 | 4 | 1 | 2 | 1 | 2 | 1 | 2 | 3 | 1 | 1 | 2 | 1 | 4 | 1 | 3 | 1 | 1 |  | 0
SDGE | San Marcos | 69 | Solar |  |  | 0 | 0 | 0 | 0 | 0 | 0 | 0 | 0 | 0 | 1 | 1 | 1 | 1 |  | 1 | 1 | N/A | N/A | N/A | 2 | N/A | N/A | N/A | N/A | N/A | N/A | N/A | 2 | 1 | 2 | 1 | 3 | 1 | 1 |  | 0
SCE Metro | San Onofre | 230 | Solar |  |  | 0 | 0 | 0 | 0 | 0 | 0 | 0 | 0 | 0 | 1 | 1 | 1 | 1 |  | 1 | 1 | 1 | 1 | 1 | 2 | 5 | 1 | 3 | 3 | 3 | 3 | 1 | 2 | 1 | 4 | 1 | 3 | 1 | 1 |  | 0
PG&E GBA | San Pablo | 115 | Solar |  |  | 0 | 40 | 40 | 0 | 0 | 0 | 0 | 40 | 40 | 5 | 4 | 1 | 1 |  | 1 | 1 | N/A | N/A | N/A | 2 | N/A | N/A | N/A | N/A | N/A | N/A | N/A | 2 | 1 | 2 | 1 | 1 | 5- | 1 |  | 1
PG&E GBA | San Ramon | 230 | Solar |  |  | 0 | 0 | 0 | 0 | 0 | 0 | 0 | 0 | 0 | 5 | 2 | 1 | 1 |  | 1 | 1 | N/A | N/A | N/A | 2 | N/A | N/A | N/A | N/A | N/A | N/A | N/A | 2 | 1 | 2 | 1 | 3 | 1 | 1 |  | 0
SDGE | San Ysidro | 69 | Solar |  |  | 0 | 0 | 0 | 0 | 0 | 0 | 0 | 0 | 0 | 1 | 1 | 1 | 1 |  | 1 | 1 | N/A | N/A | N/A | 2 | N/A | N/A | N/A | N/A | N/A | N/A | N/A | 2 | 1 | 2 | 1 | 2 | 1 | 1 |  | 0
SCE NOL | Sandlot | 230 | Solar |  |  | 0 | 0 | 0 | 0 | 0 | 0 | 0 | 0 | 0 | 3 | 3 | 1 | 1 |  | 1 | 1 | N/A | N/A | N/A | 2 | N/A | N/A | N/A | N/A | N/A | N/A | N/A | 2 | 1 | 4 | 1 | 2 | 1 | 1 |  | 0
EOP | Sandy | 138 | Solar |  |  | 0 | 0 | 0 | 0 | 0 | 0 | 0 | 0 | 0 | 5 | 2 | 4 | 2 |  | 1 | 1 | 1 | N/A | N/A | 2 | N/A | N/A | N/A | N/A | N/A | N/A | N/A | 2 | 2 | 4 | 1 | 3 | 1 | 1 |  | 0
PG&E FRESNO | Sanger | 115 | Solar |  |  | 0 | 0 | 0 | 0 | 0 | 0 | 0 | 0 | 0 | 5 | 5 | 5 | 4 | 3 | 1 | 1 | 1 | 3 | 2 | 1 | 1 | 1 | 1 | 1 | 1 | 1 | 1 | 1 | 1 | 2 | 2 | 2 | 1 | 1 |  | 0
SCE Northern | Santa Clara | 230 | Solar |  |  | 0 | 0 | 0 | 0 | 0 | 0 | 0 | 0 | 0 | 5 | 2 | 4 | 2 |  | 1 | 1 | 1 | 2 | 1 | 2 | 1 | 1 | 1 | 1 | 1 | 1 | 1 | 2 | 1 | 3 | 1 | 2 | 1 | 1 |  | 0
PG&E NGBA | Santa Rosa A | 115 | Solar |  |  | 0 | 0 | 0 | 0 | 0 | 0 | 0 | 0 | 0 | 5 | 2 | 1 | 1 |  | 1 | 1 | N/A | N/A | N/A | 2 | N/A | N/A | N/A | N/A | N/A | N/A | N/A | 2 | 1 | 3 | 2 | 2 | 1 | 1 |  | 0
PG&E GBA | Santa Teresa | 115 | Solar |  |  | 0 | 0 | 0 | 0 | 0 | 0 | 0 | 0 | 0 | 5 | 4 | 1 | 1 |  | 1 | 1 | N/A | N/A | N/A | 2 | N/A | N/A | N/A | N/A | N/A | N/A | N/A | 2 | 1 | 2 | 2 | 2 | 1 | 1 |  | 0
SDGE | Santee | 138 | Solar |  |  | 0 | 0 | 0 | 0 | 0 | 0 | 0 | 0 | 0 | 1 | 1 | 1 | 1 |  | 1 | 1 | N/A | N/A | N/A | 2 | N/A | N/A | N/A | N/A | N/A | N/A | N/A | 2 | 1 | 2 | 1 | 2 | 1 | 1 |  | 0
SCE Metro | Santiago | 230 | Solar |  |  | 0 | 0 | 0 | 0 | 0 | 0 | 0 | 0 | 0 | 1 | 1 | 1 | 1 |  | 1 | 1 | 1 | 4 | 1 | 2 | 5 | 1 | 1 | 2 | 3 | 1 | 1 | 1 | 1 | 2 | 1 | 2 | 2+ | 1 |  | 1
PG&E GBA | Saratoga | 230 | Solar |  |  | 0 | 0 | 0 | 0 | 0 | 0 | 0 | 0 | 0 | 5 | 4 | 1 | 1 |  | 1 | 1 | N/A | N/A | N/A | 2 | N/A | N/A | N/A | N/A | N/A | N/A | N/A | 2 | 1 | 4 | 2 | 3 | 1 | 1 |  | 0
SCE Northern | Saugus | 230 | Solar |  |  | 0 | 0 | 0 | 0 | 0 | 0 | 0 | 0 | 0 | 5 | 2 | 4 | 2 |  | 1 | 1 | 1 | 3 | 1 | 2 | 5 | 1 | 1 | 1 | 2 | 1 | 1 | 1 | 1 | 3 | 1 | 3 | 1 | 1 |  | 0
PG&E FRESNO | Schindler | 115 | Solar |  |  | 110 | 0 | 110 | 0 | 0 | 0 | 110 | 0 | 110 | 5 | 2 | 5 | 2 | 3 | 1 | 3 | 1 | 1 | 1 | 1 | 1 | 1 | 1 | 1 | 1 | 1 | 1 | 1 | 1 | 4 | 2 | 1 | 5- | 1 |  | 1
PG&E FRESNO | Schindler | 70 | Solar |  |  | 0 | 0 | 0 | 0 | 0 | 0 | 0 | 0 | 0 | 5 | 2 | 5 | 2 |  | 1 | 1 | 1 | 1 | 1 | 1 | 1 | 1 | 1 | 1 | 1 | 1 | 1 | 1 | 1 | 4 | 2 | 1 | 1 | 1 |  | 0
PG&E GBA | Schulte | 115 | Solar |  |  | 40 | 0 | 40 | 0 | 0 | 0 | 40 | 0 | 40 | 5 | 5 | 1 | 1 |  | 1 | 2 | 2 | 2 | 1 | 1 | 5 | 1 | 1 | 1 | 1 | 2 | 1 | 1 | 1 | 1 | 2 | 2 | 5- | 1 |  | 1
SDGE | Scripps | 69 | Solar |  |  | 0 | 0 | 0 | 0 | 0 | 0 | 0 | 0 | 0 | 1 | 1 | 1 | 1 |  | 1 | 1 | N/A | N/A | N/A | 2 | N/A | N/A | N/A | N/A | N/A | N/A | N/A | 2 | 1 | 2 | 1 | 3 | 1 | 1 |  | 0
PG&E KERN | Semitropic | 115 | Solar |  |  | 0 | 95 | 95 | 0 | 0 | 0 | 0 | 95 | 95 | 5 | 2 | 5 | 2 |  | 1 | 2 | 1 | 1 | 2 | 1 | 1 | 1 | 1 | 1 | 2 | 1 | 1 | 1 | 1 | 3 | 1 | 1 | 5- | 1 |  | 1
SCE Metro | Serrano | 230 | Solar |  |  | 0 | 0 | 0 | 0 | 0 | 0 | 0 | 0 | 0 | 1 | 1 | 1 | 1 |  | 1 | 1 | 1 | 1 | 1 | 2 | 5 | 2 | 1 | 1 | 3 | 2 | 1 | 1 | 1 | 2 | 1 | 2 | 1 | 1 |  | 0
SCE Metro | Serrano | 500 | Solar |  |  | 0 | 0 | 0 | 0 | 0 | 0 | 0 | 0 | 0 | 1 | 1 | 1 | 1 |  | 1 | 1 | 1 | 1 | 1 | 2 | 5 | 2 | 1 | 1 | 3 | 2 | 1 | 1 | 1 | 2 | 1 | 2 | 1 | 1 |  | 0
SDGE | Shadowridge | 138 | Solar |  |  | 0 | 0 | 0 | 0 | 0 | 0 | 0 | 0 | 0 | 1 | 1 | 1 | 1 |  | 1 | 1 | N/A | N/A | N/A | 2 | N/A | N/A | N/A | N/A | N/A | N/A | N/A | 2 | 1 | 3 | 1 | 3 | 1 | 1 |  | 0
PG&E KERN | Shafter | 115 | Solar |  |  | 0 | 100 | 100 | 0 | 0 | 0 | 0 | 100 | 100 | 5 | 2 | 5 | 4 |  | 1 | 3 | 1 | 1 | 2 | 1 | 1 | 1 | 1 | 1 | 1 | 1 | 1 | 1 | 1 | 3 | 1 | 1 | 1 | 1 |  | 1
PG&E NGBA | Silverado | 115 | Solar |  |  | 0 | 0 | 0 | 0 | 0 | 0 | 0 | 0 | 0 | 5 | 2 | 1 | 1 |  | 1 | 1 | N/A | N/A | N/A | 2 | N/A | N/A | N/A | N/A | N/A | N/A | N/A | 2 | 1 | 4 | 2 | 3 | 1 | 1 |  | 0
SDGE | Silvergate | 230 | Solar |  |  | 60 | 0 | 60 | 0 | 0 | 0 | 60 | 0 | 60 | 1 | 1 | 1 | 1 |  | 1 | 2 | 3 | 3 | 1 | 2 | 1 | 1 | 1 | 3 | 3 | 1 | 1 | 2 | 1 | 1 | 1 | 1 | 5- | 1 |  | 1
SDGE | Silvergate | 69 | Solar |  |  | 0 | 0 | 0 | 0 | 0 | 0 | 0 | 0 | 0 | 1 | 1 | 1 | 1 |  | 1 | 1 | 3 | 3 | 1 | 2 | 1 | 1 | 1 | 3 | 3 | 1 | 1 | 2 | 1 | 1 | 1 | 1 | 1 | 1 |  | 0
PG&E KERN | Sisquoc | 115 | Solar |  |  | 0 | 100 | 100 | 0 | 0 | 0 | 0 | 100 | 100 | 5 | 2 | 5 | 2 |  | 1 | 3 | 1 | 1 | 1 | 2 | 2 | 1 | 1 | 1 | 1 | 1 | 1 | 2 | 2 | 4 | 1 | 3 | 5- | 1 |  | 1
EOP | Sloan Canyon | 230 | Solar |  |  | 0 | 0 | 0 | 0 | 0 | 0 | 0 | 0 | 0 | 5 | 2 | 4 | 2 |  | 2 | 1 | 3 | N/A | N/A | 2 | N/A | N/A | N/A | N/A | N/A | N/A | N/A | 2 | 2 | 3 | 1 | 3 | 1 | 1 |  | 0
EOP | Sloan Canyon | 500 | Solar |  |  | 0 | 0 | 0 | 0 | 0 | 0 | 0 | 0 | 0 | 5 | 2 | 4 | 2 |  | 1 | 1 | 3 | N/A | N/A | 2 | N/A | N/A | N/A | N/A | N/A | N/A | N/A | 2 | 2 | 3 | 1 | 3 | 1 | 1 |  | 0
PG&E KERN | Smyrna | 115 | Solar |  |  | 0 | 0 | 0 | 0 | 0 | 0 | 0 | 0 | 0 | 5 | 2 | 5 | 4 |  | 1 | 1 | 1 | 1 | 1 | 1 | 1 | 1 | 1 | 1 | 1 | 1 | 1 | 1 | 1 | 4 | 1 | 1 | 1 | 1 |  | 0
PG&E GBA | Sobrante | 115 | Solar |  |  | 0 | 40 | 40 | 0 | 0 | 0 | 0 | 40 | 40 | 5 | 4 | 1 | 1 |  | 1 | 1 | N/A | N/A | N/A | 2 | N/A | N/A | N/A | N/A | N/A | N/A | N/A | 2 | 1 | 2 | 1 | 3 | 5- | 1 |  | 1
PG&E GBA | Sobrante | 230 | Solar |  |  | 0 | 0 | 0 | 0 | 0 | 0 | 0 | 0 | 0 | 5 | 4 | 1 | 1 |  | 1 | 1 | N/A | N/A | N/A | 2 | N/A | N/A | N/A | N/A | N/A | N/A | N/A | 2 | 1 | 2 | 1 | 3 | 1 | 1 |  | 0
PG&E KERN | Solar | 230 | Solar |  |  | 0 | 0 | 0 | 0 | 0 | 0 | 0 | 0 | 0 | 5 | 2 | 5 | 4 |  | 1 | 1 | 1 | 1 | 1 | 2 | 5 | 1 | 1 | 1 | 2 | 2 | 1 | 2 | 1 | 4 | 2 | 3 | 1 | 1 |  | 0
PG&E GBA | Soledad | 115 | Solar |  |  | 0 | 0 | 0 | 0 | 0 | 0 | 0 | 0 | 0 | 1 | 1 | 1 | 1 |  | 1 | 1 | 1 | 1 | 1 | 2 | 3 | 1 | 1 | 1 | 1 | 1 | 1 | 2 | 2 | 4 | 2 | 3 | 1 | 1 |  | 0
PG&E GBA | Soledad | 60 | Solar |  |  | 0 | 0 | 0 | 0 | 0 | 0 | 0 | 0 | 0 | 5 | 4 | 1 | 1 |  | 1 | 1 | 1 | 1 | 1 | 2 | 3 | 1 | 1 | 1 | 1 | 1 | 1 | 2 | 2 | 4 | 2 | 3 | 1 | 1 |  | 0
SDGE | Spring Valley | 69 | Solar |  |  | 0 | 0 | 0 | 0 | 0 | 0 | 0 | 0 | 0 | 1 | 1 | 1 | 1 |  | 1 | 1 | N/A | N/A | N/A | 2 | N/A | N/A | N/A | N/A | N/A | N/A | N/A | 2 | 1 | 2 | 1 | 2 | 1 | 1 |  | 0
SCE Northern | Springville | 230 | Solar |  |  | 0 | 0 | 0 | 0 | 0 | 0 | 0 | 0 | 0 | 5 | 5 | 1 | 1 | 4 | 1 | 1 | 1 | 2 | 1 | 1 | 2 | 2 | 1 | 1 | 3 | 2 | 1 | 1 | 1 | 4 | 1 | 1 | 4+ | 1 |  | 1
PG&E GBA | Stagg | 230 | Solar |  |  | 0 | 0 | 0 | 0 | 0 | 0 | 0 | 0 | 0 | 5 | 5 | 1 | 1 |  | 1 | 1 | 1 | 2 | 3 | 1 | 1 | 1 | 1 | 1 | 1 | 1 | 1 | 1 | 1 | 3 | 2 | 2 | 1 | 1 |  | 0
PG&E GBA | Standard Oil | 115 | Solar |  |  | 0 | 40 | 40 | 0 | 0 | 0 | 0 | 40 | 40 | 5 | 4 | 1 | 1 |  | 1 | 1 | N/A | N/A | N/A | 2 | N/A | N/A | N/A | N/A | N/A | N/A | N/A | 2 | 1 | 1 | 1 | 2 | 5- | 1 |  | 1
PG&E GBA | Stanislaus | 115 | Solar |  |  | 0 | 0 | 0 | 0 | 0 | 0 | 0 | 0 | 0 | 5 | 5 | 1 | 1 |  | 1 | 1 | N/A | N/A | N/A | 2 | N/A | N/A | N/A | N/A | N/A | N/A | N/A | 2 | 1 | 4 | 1 | 3 | 1 | 1 |  | 0
PG&E KERN | Stockdale | 115 | Solar |  |  | 100 | 0 | 100 | 0 | 0 | 0 | 100 | 0 | 100 | 5 | 2 | 5 | 2 |  | 1 | 3 | 1 | 3 | 2 | 1 | 1 | 1 | 1 | 1 | 1 | 1 | 1 | 1 | 1 | 2 | 1 | 2 | 5- | 1 |  | 1
PG&E KERN | Stockdale | 230 | Solar |  |  | 0 | 0 | 0 | 0 | 0 | 0 | 0 | 0 | 0 | 5 | 2 | 5 | 2 |  | 1 | 1 | 1 | 3 | 2 | 1 | 1 | 1 | 1 | 1 | 1 | 1 | 1 | 1 | 1 | 2 | 1 | 2 | 1 | 1 |  | 0
PG&E GBA | Stockton A | 115 | Solar |  |  | 0 | 0 | 0 | 0 | 0 | 0 | 0 | 0 | 0 | 5 | 5 | 1 | 1 |  | 1 | 1 | N/A | N/A | N/A | 1 | N/A | N/A | N/A | N/A | N/A | N/A | N/A | 1 | 1 | 3 | 2 | 1 | 2+ | 1 |  | 1
PG&E GBA | Stone | 115 | Solar |  |  | 0 | 0 | 0 | 0 | 0 | 0 | 0 | 0 | 0 | 5 | 4 | 1 | 1 |  | 1 | 1 | N/A | N/A | N/A | 2 | N/A | N/A | N/A | N/A | N/A | N/A | N/A | 2 | 1 | 3 | 2 | 2 | 2+ | 1 |  | 1
PG&E FRESNO | Storey | 230 | Solar |  |  | 0 | 0 | 0 | 0 | 0 | 0 | 0 | 0 | 0 | 5 | 5 | 5 | 4 |  | 1 | 1 | N/A | N/A | N/A | 1 | N/A | N/A | N/A | N/A | N/A | N/A | N/A | 1 | 1 | 4 | 2 | 1 | 1 | 1 |  | 0
PG&E NGBA | Summit | 115 | Solar |  |  | 0 | 0 | 0 | 0 | 0 | 0 | 0 | 0 | 0 | 5 | 5 | 1 | 1 |  | 1 | 1 | #N/A | N/A | N/A | 2 | N/A | N/A | N/A | N/A | N/A | N/A | N/A | 2 | 1 | 4 | 2 | 3 | 1 | 1 |  | 0
SDGE | Suncrest | 230 | Solar |  |  | 0 | 0 | 0 | 0 | 0 | 0 | 0 | 0 | 0 | 1 | 1 | 1 | 1 |  | 1 | 1 | 1 | 2 | 1 | 2 | 5 | 1 | 1 | 2 | 2 | 2 | 1 | 2 | 1 | 4 | 1 | 3 | 1 | 1 |  | 0
SDGE | Suncrest | 500 | Solar |  |  | 0 | 0 | 0 | 0 | 0 | 0 | 0 | 0 | 0 | 1 | 1 | 1 | 1 |  | 1 | 1 | 1 | 2 | 1 | 2 | 5 | 1 | 1 | 2 | 2 | 2 | 1 | 2 | 1 | 4 | 1 | 3 | 1 | 1 |  | 0
PG&E KERN | Sunrise | 230 | Solar |  |  | 0 | 0 | 0 | 0 | 0 | 0 | 0 | 0 | 0 | 5 | 2 | 5 | 4 |  | 1 | 1 | N/A | N/A | N/A | 1 | N/A | N/A | N/A | N/A | N/A | N/A | N/A | 1 | 1 | 1 | 1 | 1 | 1 | 1 |  | 0
PG&E KERN | Sunset | 230 | Solar |  |  | 0 | 0 | 0 | 0 | 0 | 0 | 0 | 0 | 0 | 5 | 2 | 5 | 4 |  | 1 | 1 | N/A | N/A | N/A | 1 | N/A | N/A | N/A | N/A | N/A | N/A | N/A | 1 | 1 | 1 | 1 | 1 | 1 | 1 |  | 0
PG&E GBA | Swift | 115 | Solar |  |  | 0 | 0 | 0 | 0 | 0 | 0 | 0 | 0 | 0 | 5 | 4 | 1 | 1 |  | 1 | 1 | N/A | N/A | N/A | 2 | N/A | N/A | N/A | N/A | N/A | N/A | N/A | 2 | 1 | 2 | 2 | 2 | 1 | 1 |  | 0
SDGE | Sycamore Canyon | 138 | Solar |  |  | 0 | 0 | 0 | 0 | 0 | 0 | 0 | 0 | 0 | 1 | 1 | 1 | 1 |  | 1 | 1 | 1 | 3 | 1 | 2 | 5 | 3 | 2 | 2 | 5 | 1 | 1 | 2 | 1 | 4 | 1 | 3 | 1 | 1 |  | 0
SDGE | Sycamore Canyon | 230 | Solar |  |  | 0 | 0 | 0 | 0 | 0 | 0 | 0 | 0 | 0 | 1 | 1 | 1 | 1 |  | 1 | 1 | 1 | 3 | 1 | 2 | 5 | 3 | 2 | 2 | 5 | 1 | 1 | 2 | 1 | 4 | 1 | 3 | 1 | 1 |  | 0
SDGE | Sycamore Canyon | 69 | Solar |  |  | 0 | 0 | 0 | 0 | 0 | 0 | 0 | 0 | 0 | 1 | 1 | 1 | 1 |  | 1 | 1 | 1 | 3 | 1 | 2 | 5 | 3 | 2 | 2 | 5 | 1 | 1 | 2 | 1 | 4 | 1 | 3 | 1 | 1 |  | 0
SCE Northern | Sylmar | 230 | Solar |  |  | 0 | 0 | 0 | 0 | 0 | 0 | 0 | 0 | 0 | 5 | 2 | 4 | 2 |  | 1 | 1 | 1 | 4 | 1 | 2 | 5 | 1 | 1 | 1 | 2 | 1 | 1 | 1 | 1 | 2 | 1 | 1 | 1 | 1 |  | 0
PG&E NGBA | Table Mountain | 115 | Solar |  |  | 0 | 0 | 0 | 0 | 0 | 0 | 0 | 0 | 0 | 5 | 2 | 1 | 1 |  | 1 | 1 | 1 | 1 | 1 | 2 | 2 | 3 | 1 | 2 | 4 | 1 | 1 | 2 | 1 | 3 | 2 | 1 | 1 | 1 |  | 0
PG&E NGBA | Table Mountain | 230 | Solar |  |  | 0 | 0 | 0 | 0 | 0 | 0 | 0 | 0 | 0 | 5 | 5 | 1 | 1 |  | 1 | 1 | 1 | 1 | 1 | 2 | 2 | 3 | 1 | 2 | 4 | 1 | 1 | 2 | 1 | 3 | 2 | 1 | 1 | 1 |  | 0
PG&E NGBA | Table Mountain | 500 | Solar |  |  | 0 | 0 | 0 | 0 | 0 | 0 | 0 | 0 | 0 | 5 | 2 | 1 | 1 |  | 1 | 1 | 1 | 1 | 1 | 2 | 2 | 3 | 1 | 2 | 4 | 1 | 1 | 2 | 1 | 3 | 2 | 1 | 1 | 1 |  | 0
PG&E NGBA | Table Mountain | 60 | Solar |  |  | 0 | 0 | 0 | 0 | 0 | 0 | 0 | 0 | 0 | 5 | 5 | 1 | 1 |  | 1 | 1 | 1 | 1 | 1 | 2 | 2 | 3 | 1 | 2 | 4 | 1 | 1 | 2 | 1 | 3 | 2 | 1 | 1 | 1 |  | 0
PG&E KERN | Taft | 115 | Solar |  |  | 0 | 0 | 0 | 0 | 0 | 0 | 0 | 0 | 0 | 5 | 2 | 5 | 4 |  | 1 | 1 | 1 | 1 | 1 | 1 | 1 | 1 | 2 | 3 | 4 | 1 | 1 | 1 | 1 | 2 | 1 | 2 | 4+ | 1 |  | 1
SDGE | Talega | 138 | Solar |  |  | 0 | 0 | 0 | 0 | 0 | 0 | 0 | 0 | 0 | 1 | 1 | 1 | 1 |  | 1 | 1 | 1 | 4 | 1 | 2 | 5 | 1 | 2 | 2 | 3 | 2 | 1 | 2 | 1 | 3 | 1 | 3 | 1 | 1 |  | 0
SDGE | Talega | 230 | Solar |  |  | 0 | 0 | 0 | 0 | 0 | 0 | 0 | 0 | 0 | 1 | 1 | 1 | 1 |  | 1 | 1 | 1 | 4 | 1 | 2 | 5 | 1 | 2 | 2 | 3 | 2 | 1 | 2 | 1 | 3 | 1 | 3 | 1 | 1 |  | 0
PG&E GBA | Tassajara | 230 | Solar |  |  | 0 | 0 | 0 | 0 | 0 | 0 | 0 | 0 | 0 | 5 | 2 | 1 | 1 |  | 1 | 1 | N/A | N/A | N/A | 2 | N/A | N/A | N/A | N/A | N/A | N/A | N/A | 2 | 1 | 3 | 1 | 3 | 1 | 1 |  | 0
PG&E KERN | Tejon | 70 | Solar |  |  | 0 | 0 | 0 | 0 | 0 | 0 | 0 | 0 | 0 | 5 | 2 | 5 | 2 |  | 1 | 1 | N/A | N/A | N/A | 1 | N/A | N/A | N/A | N/A | N/A | N/A | N/A | 1 | 1 | 3 | 1 | 1 | 4+ | 1 |  | 1
SDGE | Telegraph Canyon | 138 | Solar |  |  | 0 | 0 | 0 | 0 | 0 | 0 | 0 | 0 | 0 | 1 | 1 | 1 | 1 |  | 1 | 1 | N/A | N/A | N/A | 2 | N/A | N/A | N/A | N/A | N/A | N/A | N/A | 2 | 1 | 2 | 1 | 2 | 1 | 1 |  | 0
PG&E KERN | Temblor | 115 | Solar |  |  | 0 | 0 | 0 | 0 | 0 | 0 | 0 | 0 | 0 | 5 | 2 | 5 | 4 |  | 1 | 1 | 1 | 1 | 1 | 1 | 1 | 1 | 1 | 1 | 2 | 1 | 1 | 1 | 1 | 2 | 1 | 1 | 1 | 1 |  | 0
PG&E KERN | Templeton | 230 | Solar |  |  | 0 | 0 | 0 | 0 | 0 | 0 | 0 | 0 | 0 | 5 | 2 | 5 | 4 |  | 1 | 1 | 1 | 2 | 1 | 1 | 3 | 1 | 1 | 1 | 1 | 1 | 1 | 2 | 2 | 4 | 2 | 3 | 1 | 1 |  | 0
PG&E KERN | Templeton | 70 | Solar |  |  | 0 | 0 | 0 | 0 | 0 | 0 | 0 | 0 | 0 | 5 | 2 | 5 | 2 |  | 1 | 1 | 1 | 2 | 1 | 1 | 3 | 1 | 1 | 1 | 1 | 1 | 1 | 2 | 2 | 4 | 2 | 3 | 1 | 1 |  | 0
PG&E GBA | Tesla | 115 | Solar |  |  | 0 | 0 | 0 | 0 | 0 | 0 | 0 | 0 | 0 | 5 | 4 | 1 | 1 |  | 1 | 1 | 1 | 2 | 1 | 2 | 3 | 3 | 2 | 2 | 3 | 1 | 1 | 2 | 1 | 2 | 1 | 2 | 1 | 1 |  | 0
PG&E GBA | Tesla | 230 | Solar |  |  | 0 | 0 | 0 | 0 | 0 | 0 | 0 | 0 | 0 | 5 | 4 | 1 | 1 |  | 2 | 2 | 1 | 2 | 1 | 2 | 3 | 3 | 2 | 2 | 3 | 1 | 1 | 2 | 1 | 2 | 1 | 2 | 1 | 1 |  | 0
PG&E GBA | Tesla | 500 | Solar |  |  | 0 | 0 | 0 | 0 | 0 | 0 | 0 | 0 | 0 | 5 | 4 | 1 | 1 | 5 | 2 | 1 | 1 | 2 | 1 | 2 | 3 | 3 | 2 | 2 | 3 | 1 | 1 | 2 | 1 | 2 | 1 | 2 | 4+ | 1 |  | 1
PG&E KERN | Tevis | 115 | Solar |  |  | 100 | 0 | 100 | 0 | 0 | 0 | 100 | 0 | 100 | 5 | 2 | 5 | 4 |  | 1 | 3 | 1 | 2 | 2 | 1 | 1 | 1 | 1 | 2 | 2 | 1 | 1 | 1 | 1 | 2 | 1 | 2 | 5- | 1 |  | 1
EOP | Thousandaire | 138 | Solar |  |  | 0 | 0 | 0 | 0 | 0 | 0 | 0 | 0 | 0 | 5 | 2 | 4 | 2 |  | 1 | 1 | 1 | N/A | N/A | 2 | N/A | N/A | N/A | N/A | N/A | N/A | N/A | 2 | 2 | 4 | 1 | 3 | 1 | 1 |  | 0
PG&E KERN | Topaz | 230 | Solar |  |  | 0 | 0 | 0 | 0 | 0 | 0 | 0 | 0 | 0 | 5 | 2 | 5 | 4 |  | 1 | 1 | N/A | N/A | N/A | 2 | N/A | N/A | N/A | N/A | N/A | N/A | N/A | 1 | 1 | 3 | 1 | 2 | 1 | 1 |  | 0
SCE NOL | Tortilla | 115 | Solar |  |  | 0 | 0 | 0 | 0 | 0 | 0 | 0 | 0 | 0 | 3 | 3 | 1 | 1 |  | 1 | 1 | 1 | 3 | 1 | 2 | 1 | 2 | 2 | 1 | 3 | 1 | 1 | 2 | 1 | 4 | 1 | 2 | 1+ | 1 |  | 1
SDGE | Trabuco | 138 | Solar |  |  | 0 | 0 | 0 | 0 | 0 | 0 | 0 | 0 | 0 | 1 | 1 | 1 | 1 |  | 1 | 1 | 1 | 4 | 1 | 2 | 5 | 1 | 2 | 3 | 3 | 2 | 1 | 1 | 1 | 1 | 1 | 2 | 1 | 1 |  | 0
PG&E GBA | Tracy | 115 | Solar |  |  | 0 | 0 | 0 | 0 | 0 | 0 | 0 | 0 | 0 | 5 | 5 | 1 | 1 |  | 1 | 1 | N/A | N/A | N/A | 2 | N/A | N/A | N/A | N/A | N/A | N/A | N/A | 2 | 1 | 3 | 1 | 2 | 4+ | 1 |  | 1
PG&E FRESNO | Tranquility | 230 | Solar |  |  | 210 | 400 | 610 | 0 | 400 | 400 | 210 | 0 | 210 | 5 | 5 | 5 | 2 | 3 | 1 | 1 | 1 | 1 | 1 | 1 | 1 | 1 | 1 | 1 | 1 | 1 | 1 | 1 | 1 | 4 | 2 | 1 | 4+ | 1 |  | 1
PG&E GBA | Trimble | 115 | Solar |  |  | 0 | 0 | 0 | 0 | 0 | 0 | 0 | 0 | 0 | 5 | 4 | 1 | 1 |  | 1 | 1 | N/A | N/A | N/A | 2 | N/A | N/A | N/A | N/A | N/A | N/A | N/A | 2 | 1 | 3 | 2 | 2 | 2+ | 1 |  | 1
EOP | Trout Canyon | 230 | Solar |  |  | 900 | 866 | 1766 | 65 | 650 | 715 | 835 | 216 | 1051 | 5 | 2 | 4 | 2 |  | 3 | 3 | 2 | N/A | N/A | 2 | N/A | N/A | N/A | N/A | N/A | N/A | N/A | 2 | 2 | 4 | 1 | 3 | 4+ | 1 |  | 1
EOP | Trout Canyon | 500 | Solar |  |  | 0 | 0 | 0 | 0 | 0 | 0 | 0 | 0 | 0 | 5 | 2 | 4 | 2 |  | 1 | 1 | 3 | N/A | N/A | 2 | N/A | N/A | N/A | N/A | N/A | N/A | N/A | 2 | 2 | 4 | 1 | 3 | 1 | 1 |  | 0
PG&E NGBA | Tulucay | 230 | Solar |  |  | 0 | 0 | 0 | 0 | 0 | 0 | 0 | 0 | 0 | 5 | 2 | 1 | 1 |  | 1 | 1 | 1 | 3 | 1 | 2 | 2 | 2 | 1 | 1 | 3 | 1 | 1 | 2 | 1 | 3 | 2 | 3 | 1 | 1 |  | 0
PG&E NGBA | Tulucay | 60 | Solar |  |  | 0 | 0 | 0 | 0 | 0 | 0 | 0 | 0 | 0 | 5 | 2 | 1 | 1 |  | 1 | 1 | 1 | 3 | 1 | 2 | 2 | 2 | 1 | 1 | 3 | 1 | 1 | 2 | 1 | 3 | 2 | 3 | 4+ | 1 |  | 1
PG&E KERN | Tupman | 115 | Solar |  |  | 0 | 0 | 0 | 0 | 0 | 0 | 0 | 0 | 0 | 5 | 2 | 5 | 4 |  | 1 | 1 | 1 | 2 | 1 | 1 | 1 | 1 | 1 | 2 | 2 | 1 | 1 | 1 | 1 | 2 | 1 | 1 | 4+ | 1 |  | 1
PG&E NGBA | Ukiah | 115 | Solar |  |  | 0 | 0 | 0 | 0 | 0 | 0 | 0 | 0 | 0 | 5 | 2 | 1 | 1 |  | 1 | 1 | 1 | 1 | 1 | 2 | 5 | 1 | 1 | 2 | 2 | 2 | 1 | 2 | 2 | 4 | 2 | 3 | 1 | 1 |  | 0
PG&E KERN | Union (Estrella) | 70 | Solar |  |  | 0 | 0 | 0 | 0 | 0 | 0 | 0 | 0 | 0 | 5 | 2 | 5 | 2 |  | 1 | 1 | N/A | N/A | N/A | 1 | N/A | N/A | N/A | N/A | N/A | N/A | N/A | 2 | 2 | 4 | 2 | 3 | 1 | 1 |  | 0
PG&E NGBA | Vaca Dixon | 115 | Solar |  |  | 0 | 0 | 0 | 0 | 0 | 0 | 0 | 0 | 0 | 5 | 2 | 1 | 1 |  | 1 | 1 | 2 | 3 | 2 | 2 | 2 | 1 | 1 | 1 | 1 | 1 | 1 | 2 | 1 | 1 | 1 | 3 | 1 | 1 |  | 0
PG&E NGBA | Vaca Dixon | 230 | Solar |  |  | 0 | 160 | 160 | 0 | 0 | 0 | 0 | 160 | 160 | 5 | 2 | 1 | 1 |  | 1 | 1 | 2 | 3 | 2 | 2 | 2 | 1 | 1 | 1 | 1 | 1 | 1 | 2 | 1 | 1 | 1 | 3 | 5- | 1 |  | 1
PG&E NGBA | Vaca Dixon | 500 | Solar |  |  | 0 | 310 | 310 | 0 | 0 | 0 | 0 | 310 | 310 | 5 | 2 | 1 | 1 |  | 1 | 2 | 2 | 3 | 2 | 2 | 2 | 1 | 1 | 1 | 1 | 1 | 1 | 2 | 1 | 1 | 1 | 3 | 5- | 1 |  | 1
PG&E NGBA | Vaca Dixon | 60 | Solar |  |  | 0 | 0 | 0 | 0 | 0 | 0 | 0 | 0 | 0 | 5 | 2 | 1 | 1 |  | 1 | 1 | 2 | 3 | 2 | 2 | 2 | 1 | 1 | 1 | 1 | 1 | 1 | 2 | 1 | 1 | 1 | 3 | 1 | 1 |  | 0
SCE Eastern | Valley (SCE) | 500 | Solar |  |  | 0 | 300 | 300 | 0 | 0 | 0 | 0 | 300 | 300 | 4 | 4 | 1 | 1 |  | 1 | 1 | 1 | 3 | 1 | 2 | 5 | 1 | 1 | 1 | 2 | 1 | 1 | 1 | 1 | 2 | 1 | 2 | 5- | 1 |  | 1
EOP | Valley (VEA) | 138 | Solar |  |  | 0 | 0 | 0 | 0 | 0 | 0 | 0 | 0 | 0 | 5 | 2 | 4 | 2 |  | 1 | 1 | 1 | N/A | N/A | 2 | N/A | N/A | N/A | N/A | N/A | N/A | N/A | 2 | 2 | 4 | 1 | 3 | 1 | 1 |  | 0
SDGE | Valley Center | 69 | Solar |  |  | 0 | 0 | 0 | 0 | 0 | 0 | 0 | 0 | 0 | 1 | 1 | 1 | 1 |  | 1 | 1 | N/A | N/A | N/A | 2 | N/A | N/A | N/A | N/A | N/A | N/A | N/A | 2 | 1 | 4 | 1 | 3 | 1+ | 1 |  | 1
PG&E GBA | Valley Home | 115 | Solar |  |  | 0 | 0 | 0 | 0 | 0 | 0 | 0 | 0 | 0 | 5 | 5 | 1 | 1 |  | 1 | 1 | N/A | N/A | N/A | 1 | N/A | N/A | N/A | N/A | N/A | N/A | N/A | 1 | 1 | 4 | 2 | 1 | 1 | 1 |  | 0
PG&E GBA | Valley Springs | 230 | Solar |  |  | 0 | 0 | 0 | 0 | 0 | 0 | 0 | 0 | 0 | 5 | 5 | 1 | 1 |  | 1 | 1 | N/A | N/A | N/A | 1 | N/A | N/A | N/A | N/A | N/A | N/A | N/A | 2 | 1 | 4 | 1 | 3 | 1+ | 1 |  | 1
PG&E GBA | Valley Springs | 60 | Solar |  |  | 0 | 0 | 0 | 0 | 0 | 0 | 0 | 0 | 0 | 5 | 5 | 1 | 1 |  | 1 | 1 | N/A | N/A | N/A | 1 | N/A | N/A | N/A | N/A | N/A | N/A | N/A | 2 | 1 | 4 | 1 | 3 | 1 | 1 |  | 0
EOP | Valley Switch | 138 | Solar |  |  | 0 | 0 | 0 | 0 | 0 | 0 | 0 | 0 | 0 | 5 | 2 | 4 | 2 |  | 1 | 1 | 1 | N/A | N/A | 2 | N/A | N/A | N/A | N/A | N/A | N/A | N/A | 2 | 2 | 4 | 1 | 3 | 1+ | 1 |  | 1
EOP | Valley Switch | 230 | Solar |  |  | 0 | 0 | 0 | 0 | 0 | 0 | 0 | 0 | 0 | 5 | 2 | 4 | 2 |  | 1 | 1 | 1 | N/A | N/A | 2 | N/A | N/A | N/A | N/A | N/A | N/A | N/A | 2 | 2 | 4 | 1 | 3 | 1+ | 1 |  | 1
PG&E GBA | Vasco | 230 | Solar |  |  | 0 | 0 | 0 | 0 | 0 | 0 | 0 | 0 | 0 | 5 | 4 | 1 | 1 |  | 1 | 1 | N/A | N/A | N/A | 2 | N/A | N/A | N/A | N/A | N/A | N/A | N/A | 2 | 1 | 3 | 1 | 3 | 1 | 1 |  | 0
PG&E GBA | Vasona | 230 | Solar |  |  | 0 | 0 | 0 | 0 | 0 | 0 | 0 | 0 | 0 | 5 | 4 | 1 | 1 |  | 1 | 1 | N/A | N/A | N/A | 2 | N/A | N/A | N/A | N/A | N/A | N/A | N/A | 2 | 1 | 4 | 2 | 3 | 1 | 1 |  | 0
SCE Northern | Vestal | 230 | Solar |  |  | 92 | 50 | 142 | 0 | 50 | 50 | 92 | 0 | 92 | 5 | 5 | 1 | 1 |  | 1 | 2 | 1 | 1 | 1 | 1 | 2 | 1 | 1 | 1 | 1 | 1 | 1 | 1 | 1 | 4 | 1 | 1 | 2- | 1 |  | 1
SCE Northern | Vestal | 66 | Solar |  |  | 0 | 0 | 0 | 0 | 0 | 0 | 0 | 0 | 0 | 5 | 5 | 1 | 1 |  | 1 | 1 | 1 | 1 | 1 | 1 | 2 | 1 | 1 | 1 | 1 | 1 | 1 | 1 | 1 | 4 | 1 | 1 | 1 | 1 |  | 0
SCE NOL | Victor | 115 | Solar |  |  | 0 | 0 | 0 | 0 | 0 | 0 | 0 | 0 | 0 | 1 | 1 | 1 | 1 | 3 | 1 | 1 | 1 | 4 | 1 | 2 | 1 | 1 | 1 | 1 | 2 | 1 | 1 | 2 | 1 | 3 | 1 | 2 | 1 | 1 |  | 0
SCE NOL | Victor | 230 | Solar |  |  | 0 | 0 | 0 | 0 | 0 | 0 | 0 | 0 | 0 | 1 | 1 | 1 | 1 | 4 | 1 | 2 | 1 | 4 | 1 | 2 | 1 | 1 | 1 | 1 | 2 | 1 | 1 | 2 | 1 | 3 | 1 | 2 | 4+ | 1 |  | 1
SCE Metro | Viejo | 230 | Solar |  |  | 0 | 0 | 0 | 0 | 0 | 0 | 0 | 0 | 0 | 1 | 1 | 1 | 1 |  | 1 | 1 | 1 | 4 | 1 | 2 | 5 | 1 | 1 | 2 | 3 | 2 | 1 | 1 | 1 | 3 | 1 | 2 | 2+ | 1 |  | 1
PG&E GBA | Vierra | 115 | Solar |  |  | 0 | 0 | 0 | 0 | 0 | 0 | 0 | 0 | 0 | 5 | 5 | 1 | 1 |  | 1 | 2 | 1 | 2 | 2 | 1 | 1 | 1 | 1 | 1 | 1 | 1 | 1 | 1 | 1 | 1 | 2 | 1 | 1 | 1 |  | 0
SCE Metro | Villa Park | 230 | Solar |  |  | 0 | 0 | 0 | 0 | 0 | 0 | 0 | 0 | 0 | 1 | 1 | 1 | 1 |  | 1 | 1 | 1 | 2 | 1 | 2 | 5 | 2 | 1 | 1 | 3 | 1 | 1 | 1 | 1 | 2 | 1 | 2 | 1 | 1 |  | 0
SCE Northern | Vincent | 230 | Solar |  |  | 0 | 0 | 0 | 0 | 0 | 0 | 0 | 0 | 0 | 1 | 1 | 1 | 1 | 4 | 1 | 2 | 1 | 4 | 1 | 2 | 3 | 1 | 1 | 1 | 2 | 1 | 1 | 2 | 1 | 4 | 1 | 3 | 4+ | 1 |  | 1
SCE Northern | Vincent | 500 | Solar |  |  | 0 | 0 | 0 | 0 | 0 | 0 | 0 | 0 | 0 | 1 | 1 | 1 | 1 | 5 | 1 | 1 | 1 | 4 | 1 | 2 | 2 | 1 | 1 | 1 | 1 | 1 | 1 | 2 | 1 | 4 | 1 | 3 | 1 | 1 |  | 0
PG&E GBA | Vineyard | 230 | Solar |  |  | 0 | 0 | 0 | 0 | 0 | 0 | 0 | 0 | 0 | 5 | 4 | 1 | 1 |  | 1 | 1 | N/A | N/A | N/A | 2 | N/A | N/A | N/A | N/A | N/A | N/A | N/A | 2 | 1 | 2 | 1 | 3 | 1 | 1 |  | 0
SDGE | Vineyard | 69 | Solar |  |  | 0 | 0 | 0 | 0 | 0 | 0 | 0 | 0 | 0 | 1 | 1 | 1 | 1 |  | 1 | 1 | N/A | N/A | N/A | 2 | N/A | N/A | N/A | N/A | N/A | N/A | N/A | 2 | 1 | 2 | 1 | 3 | 1 | 1 |  | 0
SCE Eastern | Vista (SCE) | 230 | Solar |  |  | 0 | 0 | 0 | 0 | 0 | 0 | 0 | 0 | 0 | 4 | 4 | 1 | 1 |  | 1 | 1 | 1 | 3 | 1 | 2 | 5 | 1 | 2 | 3 | 5 | 1 | 1 | 1 | 1 | 2 | 1 | 1 | 2+ | 1 |  | 1
EOP | Vista (VEA) | 138 | Solar |  |  | 0 | 0 | 0 | 0 | 0 | 0 | 0 | 0 | 0 | 5 | 2 | 4 | 2 |  | 1 | 1 | 1 | N/A | N/A | 2 | N/A | N/A | N/A | N/A | N/A | N/A | N/A | 2 | 2 | 4 | 1 | 3 | 1 | 1 |  | 0
EOP | Vista (VEA) | 230 | Solar |  |  | 200 | 0 | 200 | 0 | 0 | 0 | 200 | 0 | 200 | 5 | 2 | 4 | 2 |  | 1 | 1 | 1 | N/A | N/A | 2 | N/A | N/A | N/A | N/A | N/A | N/A | N/A | 2 | 2 | 4 | 1 | 3 | 5- | 1 |  | 1
PG&E FRESNO | Wahtoke | 115 | Solar |  |  | 0 | 0 | 0 | 0 | 0 | 0 | 0 | 0 | 0 | 5 | 2 | 5 | 2 |  | 1 | 1 | 1 | 3 | 2 | 1 | 1 | 1 | 1 | 1 | 1 | 1 | 1 | 1 | 1 | 3 | 2 | 1 | 4+ | 1 |  | 1
SCE Northern | Wakefield | 66 | Solar |  |  | 140 | 0 | 140 | 0 | 0 | 0 | 140 | 0 | 140 | 5 | 2 | 4 | 2 |  | 1 | 5 | N/A | N/A | N/A | 2 | N/A | N/A | N/A | N/A | N/A | N/A | N/A | 2 | 1 | 4 | 1 | 3 | 5- | 1 |  | 1
SCE Metro | Walnut | 230 | Solar |  |  | 0 | 0 | 0 | 0 | 0 | 0 | 0 | 0 | 0 | 1 | 1 | 1 | 1 |  | 1 | 1 | 1 | 2 | 1 | 2 | 5 | 2 | 1 | 1 | 2 | 2 | 1 | 1 | 1 | 1 | 1 | 1 | 2+ | 1 |  | 1
SCE Northern | Warne | 230 | Solar |  |  | 0 | 0 | 0 | 0 | 0 | 0 | 0 | 0 | 0 | 5 | 2 | 4 | 2 |  | 1 | 1 | N/A | N/A | N/A | 2 | N/A | N/A | N/A | N/A | N/A | N/A | N/A | 1 | 1 | 4 | 1 | 3 | 1 | 1 |  | 0
PG&E GBA | Warnerville | 230 | Solar |  |  | 0 | 0 | 0 | 0 | 0 | 0 | 0 | 0 | 0 | 5 | 5 | 5 | 2 |  | 1 | 1 | 1 | 2 | 1 | 2 | 2 | 2 | 1 | 1 | 3 | 1 | 1 | 1 | 1 | 3 | 2 | 2 | 1 | 1 |  | 0
PG&E FRESNO | Waukena | 115 | Solar |  |  | 0 | 0 | 0 | 0 | 0 | 0 | 0 | 0 | 0 | 5 | 2 | 5 | 2 |  | 1 | 1 | 1 | 1 | 1 | 1 | 1 | 1 | 1 | 1 | 1 | 1 | 1 | 1 | 1 | 4 | 2 | 1 | 1 | 1 |  | 0
PG&E GBA | Weber | 230 | Solar |  |  | 0 | 0 | 0 | 0 | 0 | 0 | 0 | 0 | 0 | 5 | 5 | 1 | 1 |  | 1 | 1 | 1 | 2 | 2 | 1 | 1 | 1 | 1 | 1 | 1 | 1 | 1 | 1 | 1 | 3 | 2 | 1 | 1+ | 1 |  | 1
PG&E GBA | Weber | 60 | Solar |  |  | 0 | 0 | 0 | 0 | 0 | 0 | 0 | 0 | 0 | 5 | 5 | 1 | 1 |  | 1 | 3 | 1 | 2 | 2 | 1 | 1 | 1 | 1 | 1 | 1 | 1 | 1 | 1 | 1 | 3 | 2 | 1 | 4+ | 1 |  | 1
PG&E FRESNO | West Fresno | 115 | Solar |  |  | 67 | 0 | 67 | 0 | 0 | 0 | 67 | 0 | 67 | 5 | 5 | 5 | 2 |  | 1 | 2 | 1 | 3 | 2 | 1 | 1 | 1 | 1 | 1 | 1 | 1 | 1 | 1 | 1 | 2 | 2 | 1 | 5- | 1 |  | 1
PG&E FRESNO | Westley | 230 | Solar |  |  | 155 | 0 | 155 | 0 | 0 | 0 | 155 | 0 | 155 | 1 | 1 | 1 | 1 |  | 1 | 2 | 2 | 1 | 2 | 1 | 2 | 2 | 1 | 1 | 3 | 1 | 1 | 1 | 1 | 4 | 2 | 1 | 5- | 1 |  | 1
PG&E KERN | Westpark | 115 | Solar |  |  | 0 | 0 | 0 | 0 | 0 | 0 | 0 | 0 | 0 | 5 | 2 | 5 | 2 |  | 1 | 1 | 1 | 3 | 1 | 1 | 1 | 1 | 1 | 1 | 1 | 1 | 1 | 1 | 1 | 3 | 1 | 1 | 2+ | 1 |  | 1
PG&E KERN | Wheeler Ridge | 230 | Solar |  |  | 0 | 90 | 90 | 0 | 0 | 0 | 0 | 90 | 90 | 5 | 2 | 5 | 4 | 1 | 1 | 1 | 1 | 1 | 2 | 1 | 1 | 1 | 1 | 1 | 1 | 1 | 1 | 1 | 1 | 4 | 1 | 1 | 2+ | 1 |  | 1
PG&E KERN | Wheeler Ridge | 115 | Solar |  |  | 0 | 0 | 0 | 0 | 0 | 0 | 0 | 0 | 0 | 5 | 2 | 5 | 2 |  | 1 | 1 | 1 | 1 | 2 | 1 | 1 | 1 | 1 | 1 | 1 | 1 | 1 | 1 | 1 | 4 | 1 | 1 | 1 | 1 |  | 0
PG&E KERN | Wheeler Ridge | 70 | Solar |  |  | 0 | 0 | 0 | 0 | 0 | 0 | 0 | 0 | 0 | 5 | 2 | 5 | 4 |  | 1 | 4 | 1 | 1 | 2 | 1 | 1 | 1 | 1 | 1 | 1 | 1 | 1 | 1 | 1 | 4 | 1 | 1 | 4+ | 1 |  | 1
SCE Northern | Whirlwind | 230 | Solar |  |  | 2085 | 188 | 2273 | 44 | 188 | 232 | 2041 | 0 | 2041 | 5 | 5 | 1 | 1 | 5 | 1 | 4 | 3 | 5 | 1 | 2 | 2 | 2 | 2 | 2 | 2 | 2 | 2 | 2 | 1 | 4 | 1 | 3 | 5- | 1 |  | 1
SCE Northern | Whirlwind | 500 | Solar |  |  | 1432 | 0 | 1432 | 0 | 0 | 0 | 1432 | 0 | 1432 | 5 | 5 | 1 | 1 | 5 | 1 | 1 | 3 | 5 | 1 | 2 | 2 | 2 | 2 | 2 | 2 | 2 | 2 | 2 | 1 | 4 | 1 | 3 | 5- | 1 |  | 1
PG&E GBA | Whisman | 115 | Solar |  |  | 80 | 0 | 80 | 0 | 0 | 0 | 80 | 0 | 80 | 1 | 1 | 1 | 1 |  | 1 | 2 | N/A | N/A | N/A | 2 | N/A | N/A | N/A | N/A | N/A | N/A | N/A | 2 | 1 | 2 | 2 | 2 | 5- | 1 |  | 1
SCE Eastern | Wildlife | 230 | Solar |  |  | 0 | 250 | 250 | 0 | 0 | 0 | 0 | 250 | 250 | 4 | 4 | 1 | 1 |  | 1 | 1 | N/A | N/A | N/A | 2 | N/A | N/A | N/A | N/A | N/A | N/A | N/A | 1 | 1 | 1 | 1 | 1 | 5- | 1 |  | 1
PG&E FRESNO | Wilson | 115 | Solar |  |  | 0 | 0 | 0 | 0 | 0 | 0 | 0 | 0 | 0 | 5 | 5 | 5 | 2 |  | 1 | 1 | 1 | 1 | 1 | 1 | 2 | 2 | 1 | 2 | 3 | 1 | 1 | 1 | 1 | 4 | 2 | 1 | 1 | 1 |  | 0
PG&E FRESNO | Wilson | 230 | Solar |  |  | 0 | 0 | 0 | 0 | 0 | 0 | 0 | 0 | 0 | 5 | 5 | 5 | 4 |  | 3 | 1 | 1 | 1 | 1 | 1 | 2 | 2 | 1 | 2 | 3 | 1 | 1 | 1 | 1 | 4 | 2 | 1 | 1 | 1 |  | 0
SCE Northern | Windhub | 230 | Solar |  |  | 0 | 1020 | 1020 | 0 | 1020 | 1020 | 0 | 0 | 0 | 5 | 5 | 1 | 1 | 4 | 1 | 2 | 1 | 4 | 1 | 2 | 2 | 1 | 1 | 1 | 2 | 1 | 1 | 2 | 1 | 4 | 1 | 2 | 4+ | 1 |  | 1
SCE Northern | Windhub | 500 | Solar |  |  | 153 | 0 | 153 | 153 | 0 | 153 | 0 | 0 | 0 | 5 | 5 | 1 | 1 | 5 | 1 | 4 | 1 | 4 | 1 | 2 | 2 | 1 | 1 | 1 | 2 | 1 | 1 | 2 | 1 | 4 | 1 | 2 | 4+ | 1 |  | 1
PG&E GBA | Windmaster | 230 | Solar |  |  | 0 | 0 | 0 | 0 | 0 | 0 | 0 | 0 | 0 | 5 | 2 | 1 | 1 |  | 1 | 1 | N/A | N/A | N/A | 2 | N/A | N/A | N/A | N/A | N/A | N/A | N/A | 2 | 1 | 2 | 1 | 2 | 1 | 1 |  | 0
PG&E NGBA | Windsor | 60 | Solar |  |  | 0 | 0 | 0 | 0 | 0 | 0 | 0 | 0 | 0 | 5 | 2 | 1 | 1 |  | 1 | 1 | N/A | N/A | N/A | 2 | N/A | N/A | N/A | N/A | N/A | N/A | N/A | 1 | 1 | 2 | 1 | 2 | 2+ | 1 |  | 1
PG&E NGBA | Woodland | 115 | Solar |  |  | 0 | 12 | 12 | 0 | 12 | 12 | 0 | 0 | 0 | 5 | 5 | 1 | 1 |  | 1 | 1 | 1 | 1 | 2 | 2 | 1 | 2 | 1 | 1 | 2 | 1 | 1 | 2 | 1 | 4 | 2 | 3 | 4+ | 1 |  | 1
PG&E FRESNO | Woodward | 115 | Solar |  |  | 0 | 0 | 0 | 0 | 0 | 0 | 0 | 0 | 0 | 5 | 2 | 5 | 2 |  | 1 | 1 | N/A | N/A | N/A | 1 | N/A | N/A | N/A | N/A | N/A | N/A | N/A | 1 | 1 | 2 | 2 | 2 | 2+ | 1 |  | 1
PG&E NGBA | Wyandotte | 115 | Solar |  |  | 0 | 0 | 0 | 0 | 0 | 0 | 0 | 0 | 0 | 5 | 5 | 1 | 1 |  | 1 | 1 | 1 | 2 | 1 | 2 | 3 | 3 | 1 | 1 | 4 | 1 | 1 | 2 | 1 | 2 | 2 | 2 | 1+ | 1 |  | 1
PG&E KERN | 7th Standard | 115 | Battery |  |  | 0 | 0 | 0 | 0 | 0 | 0 | 0 | 0 | 0 | 5 | 2 | 5 | 4 |  |  | 4 | [11 empty] | 1 | 1 | 3 | 1 | 2 | 1 | 1 |  | 0
SCE Metro | Alamitos | 230 | Battery |  |  | 82 | 188 | 270 | 82 | 0 | 82 | 0 | 188 | 188 | 1 | 1 | 1 | 1 |  |  | 1 | [11 empty] | 1 | 1 | 1 | 1 | 1 | 3+ | 1 |  | 1
SCE Eastern | Alberhill | 115 | Battery |  |  | 0 | 0 | 0 | 0 | 0 | 0 | 0 | 0 | 0 | 4 | 4 | 1 | 1 |  |  | 1 | [11 empty] | 1 | 1 | 4 | 1 | 1 | 1 | 1 |  | 0
SCE Eastern | Alberhill | 500 | Battery |  |  | 0 | 0 | 0 | 0 | 0 | 0 | 0 | 0 | 0 | 4 | 4 | 1 | 1 |  |  | 1 | [11 empty] | 1 | 1 | 4 | 1 | 1 | 1+ | 1 |  | 1
PG&E GBA | Alhambra | 115 | Battery |  |  | 0 | 0 | 0 | 0 | 0 | 0 | 0 | 0 | 0 | 5 | 2 | 1 | 1 |  |  | 2 | [11 empty] | 2 | 1 | 2 | 1 | 2 | 1 | 1 |  | 0
PG&E FRESNO | Alpaugh | 115 | Battery |  |  | 0 | 0 | 0 | 0 | 0 | 0 | 0 | 0 | 0 | 5 | 2 | 5 | 4 | 3 |  | 1 | [11 empty] | 1 | 1 | 3 | 1 | 1 | 2+ | 1 |  | 1
SDGE | Alpine | 69 | Battery |  |  | 6 | 0 | 6 | 6 | 0 | 6 | 0 | 0 | 0 | 1 | 1 | 1 | 1 |  |  | 3 | [11 empty] | 2 | 1 | 4 | 1 | 3 | 2+ | 1 |  | 1
PG&E GBA | Altamont Midway (Sandhill) | 230 | Battery |  |  | 0 | 0 | 0 | 0 | 0 | 0 | 0 | 0 | 0 | 5 | 2 | 1 | 1 |  |  | 1 | [11 empty] | 2 | 1 | 2 | 1 | 3 | 1 | 1 |  | 0
SCE Northern | Antelope | 66 | Battery |  |  | 0 | 0 | 0 | 0 | 0 | 0 | 0 | 0 | 0 | 5 | 5 | 1 | 1 |  |  | 1 | [11 empty] | 2 | 1 | 4 | 1 | 3 | 4+ | 1 |  | 1
SCE Northern | Antelope | 230 | Battery |  |  | 0 | 0 | 0 | 0 | 0 | 0 | 0 | 0 | 0 | 5 | 5 | 1 | 1 | 4 |  | 1 | [11 empty] | 2 | 1 | 4 | 1 | 3 | 4+ | 4 |  | 1
SCE Northern | Antelope | 500 | Battery |  |  | 0 | 0 | 0 | 0 | 0 | 0 | 0 | 0 | 0 | 5 | 5 | 1 | 1 |  |  | 1 | [11 empty] | 2 | 1 | 4 | 1 | 3 | 1 | 1 |  | 0
PG&E NGBA | Arcata | 60 | Battery |  |  | 2.5 | 0 | 2.5 | 2.5 | 0 | 2.5 | 0 | 0 | 0 | 5 | 2 | 1 | 1 |  |  | 3 | [11 empty] | 2 | 2 | 4 | 2 | 3 | 1 | 1 |  | 1
PG&E KERN | Arco | 230 | Battery |  |  | 0 | 0 | 0 | 0 | 0 | 0 | 0 | 0 | 0 | 5 | 2 | 5 | 4 | 3 |  | 2 | [11 empty] | 1 | 1 | 4 | 1 | 1 | 4+ | 4 |  | 1
PG&E KERN | Arco | 70 | Battery |  |  | 2 | 0 | 2 | 2 | 0 | 2 | 0 | 0 | 0 | 5 | 2 | 5 | 4 |  |  | 4 | [11 empty] | 1 | 1 | 4 | 1 | 1 | 2+ | 1 |  | 1
SCE Metro | ArcoGen | 230 | Battery |  |  | 0 | 0 | 0 | 0 | 0 | 0 | 0 | 0 | 0 | 1 | 1 | 1 | 1 |  |  | 1 | [11 empty] | 1 | 1 | 1 | 1 | 1 | 1 | 1 |  | 0
SDGE | Artesian | 230 | Battery |  |  | 0 | 0 | 0 | 0 | 0 | 0 | 0 | 0 | 0 | 1 | 1 | 1 | 1 |  |  | 1 | [11 empty] | 2 | 1 | 2 | 1 | 3 | 1 | 1 |  | 0
SDGE | Artesian | 69 | Battery |  |  | 0 | 0 | 0 | 0 | 0 | 0 | 0 | 0 | 0 | 1 | 1 | 1 | 1 |  |  | 1 | [11 empty] | 2 | 1 | 2 | 1 | 3 | 1 | 1 |  | 0
PG&E FRESNO | Ashlan | 230 | Battery |  |  | 0 | 300 | 300 | 0 | 0 | 0 | 0 | 300 | 300 | 5 | 4 | 5 | 2 |  |  | 1 | [11 empty] | 1 | 1 | 2 | 2 | 1 | 5- | 1 |  | 1
PG&E NGBA | Atlantic | 115 | Battery |  |  | 0 | 0 | 0 | 0 | 0 | 0 | 0 | 0 | 0 | 5 | 5 | 1 | 1 |  |  | 1 | [11 empty] | 2 | 1 | 2 | 2 | 3 | 1 | 1 |  | 0
PG&E NGBA | Atlantic | 230 | Battery |  |  | 0 | 0 | 0 | 0 | 0 | 0 | 0 | 0 | 0 | 5 | 5 | 1 | 1 |  |  | 1 | [11 empty] | 2 | 1 | 2 | 2 | 3 | 1 | 1 |  | 0
PG&E NGBA | Atlantic | 60 | Battery |  |  | 0 | 0 | 0 | 0 | 0 | 0 | 0 | 0 | 0 | 5 | 5 | 1 | 1 |  |  | 1 | [11 empty] | 2 | 1 | 2 | 2 | 3 | 1 | 1 |  | 0
PG&E FRESNO | Atwater | 115 | Battery |  |  | 0 | 0 | 0 | 0 | 0 | 0 | 0 | 0 | 0 | 5 | 5 | 5 | 2 |  |  | 1 | [11 empty] | 1 | 1 | 2 | 2 | 1 | 4+ | 1 |  | 1
PG&E GBA | Avena | 115 | Battery |  |  | 0 | 0 | 0 | 0 | 0 | 0 | 0 | 0 | 0 | 5 | 5 | 1 | 1 |  |  | 1 | [11 empty] | 1 | 1 | 3 | 2 | 1 | 1 | 1 |  | 0
SDGE | Avocado | 69 | Battery |  |  | 0 | 0 | 0 | 0 | 0 | 0 | 0 | 0 | 0 | 1 | 1 | 1 | 1 |  |  | 1 | [11 empty] | 2 | 1 | 3 | 1 | 3 | 4+ | 1 |  | 1
PG&E NGBA | Bahia | 230 | Battery |  |  | 0 | 0 | 0 | 0 | 0 | 0 | 0 | 0 | 0 | 5 | 4 | 1 | 1 |  |  | 1 | [11 empty] | 2 | 1 | 1 | 1 | 2 | 1 | 1 |  | 0
SCE Northern | Bailey | 230 | Battery |  |  | 0 | 0 | 0 | 0 | 0 | 0 | 0 | 0 | 0 | 5 | 2 | 4 | 2 |  |  | 1 | [11 empty] | 1 | 1 | 4 | 1 | 3 | 1 | 1 |  | 0
SCE NOL | Baker | 115 | Battery |  |  | 0 | 0 | 0 | 0 | 0 | 0 | 0 | 0 | 0 | 3 | 3 | 1 | 1 |  |  | 1 | [11 empty] | 2 | 2 | 4 | 1 | 1 | 1 | 1 |  | 0
PG&E KERN | Bakersfield | 230 | Battery |  |  | 0 | 0 | 0 | 0 | 0 | 0 | 0 | 0 | 0 | 5 | 2 | 5 | 4 |  |  | 1 | [11 empty] | 1 | 1 | 3 | 1 | 1 | 1 | 1 |  | 0
PG&E FRESNO | Balch | 230 | Battery |  |  | 0 | 0 | 0 | 0 | 0 | 0 | 0 | 0 | 0 | 5 | 5 | 5 | 2 |  |  | 2 | [11 empty] | 1 | 1 | 4 | 2 | 3 | 1 | 1 |  | 0
SCE Eastern | Bannister | 230 | Battery |  |  | 0 | 0 | 0 | 0 | 0 | 0 | 0 | 0 | 0 | 5 | 4 | 1 | 1 |  |  | 1 | [11 empty] | 2 | 1 | 2 | 2 | 1 | 2+ | 1 |  | 1
SCE Metro | Barre | 230 | Battery |  |  | 0 | 300 | 300 | 0 | 0 | 0 | 0 | 300 | 300 | 1 | 1 | 1 | 1 |  |  | 1 | [11 empty] | 1 | 1 | 1 | 1 | 1 | 4- | 1 |  | 1
SDGE | Bay Boulevard | 69 | Battery |  |  | 0 | 0 | 0 | 0 | 0 | 0 | 0 | 0 | 0 | 1 | 1 | 1 | 1 |  |  | 1 | [11 empty] | 2 | 1 | 2 | 1 | 1 | 1 | 1 |  | 0
SDGE | Bay Boulevard | 230 | Battery |  |  | 0 | 0 | 0 | 0 | 0 | 0 | 0 | 0 | 0 | 1 | 1 | 1 | 1 |  |  | 1 | [11 empty] | 2 | 1 | 2 | 1 | 1 | 1 | 1 |  | 0
EOP | Beatty | 138 | Battery |  |  | 0 | 0 | 0 | 0 | 0 | 0 | 0 | 0 | 0 | 5 | 2 | 4 | 2 |  |  | 1 | [11 empty] | 2 | 2 | 4 | 1 | 3 | 1 | 1 |  | 0
EOP | Beatty | 230 | Battery |  |  | 0 | 0 | 0 | 0 | 0 | 0 | 0 | 0 | 0 | 5 | 2 | 4 | 2 |  |  | 1 | [11 empty] | 2 | 2 | 4 | 1 | 3 | 4+ | 5 |  | 1
PG&E NGBA | Belden | 230 | Battery |  |  | 0 | 0 | 0 | 0 | 0 | 0 | 0 | 0 | 0 | 5 | 5 | 1 | 1 |  |  | 1 | [11 empty] | 2 | 2 | 4 | 1 | 3 | 1 | 1 |  | 0
PG&E NGBA | Bell | 115 | Battery |  |  | 0 | 0 | 0 | 0 | 0 | 0 | 0 | 0 | 0 | 5 | 5 | 1 | 1 |  |  | 1 | [11 empty] | 2 | 1 | 4 | 2 | 3 | 1 | 1 |  | 0
PG&E NGBA | Bellevue | 115 | Battery |  |  | 0 | 0 | 0 | 0 | 0 | 0 | 0 | 0 | 0 | 5 | 2 | 1 | 1 |  |  | 1 | [11 empty] | 2 | 1 | 2 | 2 | 2 | 1 | 1 |  | 0
PG&E GBA | Bellota | 115 | Battery |  |  | 0 | 0 | 0 | 0 | 0 | 0 | 0 | 0 | 0 | 5 | 5 | 1 | 1 | 3 |  | 1 | [11 empty] | 1 | 1 | 4 | 2 | 3 | 2+ | 1 |  | 1
PG&E GBA | Bellota | 230 | Battery |  |  | 0 | 0 | 0 | 0 | 0 | 0 | 0 | 0 | 0 | 5 | 5 | 1 | 1 | 3 |  | 1 | [11 empty] | 1 | 1 | 4 | 2 | 3 | 1+ | 1 |  | 1
SCE Northern | Big Creek | 230 | Battery |  |  | 0 | 0 | 0 | 0 | 0 | 0 | 0 | 0 | 0 | 5 | 5 | 1 | 1 |  |  | 2 | [11 empty] | 1 | 1 | 4 | 2 | 3 | 1 | 1 |  | 0
PG&E FRESNO | Biola | 70 | Battery |  |  | 0 | 78 | 78 | 0 | 0 | 0 | 0 | 78 | 78 | 5 | 2 | 5 | 2 |  |  | 4 | [11 empty] | 1 | 1 | 4 | 2 | 1 | 5- | 1 |  | 1
PG&E GBA | Birds Landing | 230 | Battery |  |  | 0 | 0 | 0 | 0 | 0 | 0 | 0 | 0 | 0 | 5 | 4 | 1 | 1 | 3 |  | 1 | [11 empty] | 2 | 1 | 4 | 1 | 1 | 4+ | 4 |  | 1
SCE Northern | Bliss | 66 | Battery |  |  | 0 | 0 | 0 | 0 | 0 | 0 | 0 | 0 | 0 | 5 | 5 | 1 | 1 |  |  | 1 | [11 empty] | 1 | 1 | 4 | 1 | 1 | 1 | 1 |  | 0
SCE Eastern | Blythe | 161 | Battery |  |  | 160 | 0 | 160 | 160 | 0 | 160 | 0 | 0 | 0 | 5 | 2 | 1 | 1 | 3 |  | 4 | [11 empty] | 2 | 2 | 2 | 1 | 1 | 4+ | 1 |  | 1
PG&E NGBA | Bogue | 115 | Battery |  |  | 0 | 0 | 0 | 0 | 0 | 0 | 0 | 0 | 0 | 5 | 5 | 1 | 1 |  |  | 1 | [11 empty] | 2 | 2 | 2 | 1 | 2 | 1 | 1 |  | 0
PG&E FRESNO | Borden | 230 | Battery |  |  | 0 | 0 | 0 | 0 | 0 | 0 | 0 | 0 | 0 | 5 | 5 | 5 | 4 | 1 |  | 1 | [11 empty] | 1 | 1 | 4 | 2 | 1 | 2+ | 5 |  | 1
PG&E FRESNO | Borden | 70 | Battery |  |  | 0 | 0 | 0 | 0 | 0 | 0 | 0 | 0 | 0 | 5 | 5 | 5 | 4 |  |  | 1 | [11 empty] | 1 | 1 | 4 | 2 | 1 | 1 | 1 |  | 0
SDGE | Boulevard East | 138 | Battery |  |  | 0 | 0 | 0 | 0 | 0 | 0 | 0 | 0 | 0 | 1 | 1 | 1 | 1 | 1 |  | 4 | [11 empty] | 2 | 1 | 4 | 1 | 3 | 4+ | 1 |  | 1
SDGE | Boulevard East | 69 | Battery |  |  | 17.4 | 0 | 17.4 | 17.4 | 0 | 17.4 | 0 | 0 | 0 | 1 | 1 | 1 | 1 |  |  | 3 | [11 empty] | 2 | 1 | 4 | 1 | 3 | 4+ | 1 |  | 1
PG&E GBA | Brentwood | 230 | Battery |  |  | 0 | 0 | 0 | 0 | 0 | 0 | 0 | 0 | 0 | 5 | 4 | 1 | 1 |  |  | 2 | [11 empty] | 2 | 1 | 4 | 1 | 3 | 1+ | 1 |  | 1
PG&E NGBA | Bridgeville | 115 | Battery |  |  | 0 | 0 | 0 | 0 | 0 | 0 | 0 | 0 | 0 | 5 | 2 | 1 | 1 |  |  | 1 | [11 empty] | 2 | 2 | 4 | 2 | 3 | 1 | 1 |  | 0
PG&E NGBA | Brighton | 115 | Battery |  |  | 0 | 0 | 0 | 0 | 0 | 0 | 0 | 0 | 0 | 5 | 5 | 1 | 1 |  |  | 1 | [11 empty] | 2 | 1 | 2 | 2 | 1 | 1 | 1 |  | 0
PG&E NGBA | Brighton | 230 | Battery |  |  | 0 | 0 | 0 | 0 | 0 | 0 | 0 | 0 | 0 | 5 | 5 | 1 | 1 |  |  | 1 | [11 empty] | 2 | 1 | 2 | 2 | 1 | 1 | 1 |  | 0
PG&E NGBA | Brunswick | 115 | Battery |  |  | 0 | 0 | 0 | 0 | 0 | 0 | 0 | 0 | 0 | 5 | 5 | 1 | 1 |  |  | 1 | [11 empty] | 2 | 1 | 4 | 1 | 3 | 1 | 1 |  | 0
PG&E NGBA | Bucks Creek | 230 | Battery |  |  | 0 | 0 | 0 | 0 | 0 | 0 | 0 | 0 | 0 | 5 | 5 | 1 | 1 |  |  | 1 | [11 empty] | 2 | 2 | 4 | 1 | 3 | 1 | 1 |  | 0
PG&E KERN | Buena Vista | 230 | Battery |  |  | 0 | 100 | 100 | 0 | 0 | 0 | 0 | 100 | 100 | 5 | 2 | 5 | 4 |  |  | 2 | [11 empty] | 2 | 2 | 4 | 2 | 1 | 5- | 1 |  | 1
PG&E FRESNO | Bullard | 115 | Battery |  |  | 0 | 0 | 0 | 0 | 0 | 0 | 0 | 0 | 0 | 5 | 5 | 5 | 4 |  |  | 1 | [11 empty] | 1 | 1 | 1 | 2 | 2 | 1 | 1 |  | 0
PG&E GBA | Burlingame | 115 | Battery |  |  | 0 | 0 | 0 | 0 | 0 | 0 | 0 | 0 | 0 | 5 | 2 | 1 | 1 |  |  | 3 | [11 empty] | 2 | 1 | 3 | 1 | 2 | 1 | 1 |  | 0
PG&E NGBA | Burney Forest | 230 | Battery |  |  | 0 | 0 | 0 | 0 | 0 | 0 | 0 | 0 | 0 | 5 | 5 | 3 | 3 |  |  | 1 | [11 empty] | 2 | 2 | 4 | 2 | 3 | 1 | 1 |  | 0
PG&E NGBA | Butte | 115 | Battery |  |  | 0 | 0 | 0 | 0 | 0 | 0 | 0 | 0 | 0 | 5 | 2 | 1 | 1 |  |  | 1 | [11 empty] | 2 | 1 | 4 | 2 | 2 | 1 | 1 |  | 0
PG&E KERN | Cabrillo | 115 | Battery |  |  | 0 | 0 | 0 | 0 | 0 | 0 | 0 | 0 | 0 | 5 | 2 | 5 | 2 |  |  | 2 | [11 empty] | 2 | 2 | 4 | 1 | 3 | 1 | 1 |  | 0
PG&E FRESNO | Cal Flats | 230 | Battery |  |  | 0 | 0 | 0 | 0 | 0 | 0 | 0 | 0 | 0 | 5 | 2 | 5 | 4 |  |  | 1 | [11 empty] | 2 | 2 | 4 | 2 | 2 | 1 | 1 |  | 0
SCE NOL | Calcite | 230 | Battery |  |  | 0 | 0 | 0 | 0 | 0 | 0 | 0 | 0 | 0 | 1 | 1 | 1 | 1 | 3 |  | 2 | [11 empty] | 2 | 1 | 4 | 1 | 3 | 4+ | 5 |  | 1
PG&E KERN | Caliente | 230 | Battery |  |  | 0 | 0 | 0 | 0 | 0 | 0 | 0 | 0 | 0 | 5 | 2 | 5 | 4 | 1 |  | 1 | [11 empty] | 2 | 1 | 4 | 2 | 2 | 2+ | 1 |  | 1
PG&E FRESNO | California Ave | 115 | Battery |  |  | 0 | 0 | 0 | 0 | 0 | 0 | 0 | 0 | 0 | 5 | 2 | 5 | 2 |  |  | 3 | [11 empty] | 1 | 1 | 2 | 2 | 1 | 1 | 1 |  | 0
PG&E KERN | Callender | 115 | Battery |  |  | 0 | 0 | 0 | 0 | 0 | 0 | 0 | 0 | 0 | 5 | 2 | 5 | 4 |  |  | 1 | [11 empty] | 2 | 2 | 4 | 2 | 2 | 1 | 1 |  | 0
PG&E NGBA | Calpella | 115 | Battery |  |  | 0 | 0 | 0 | 0 | 0 | 0 | 0 | 0 | 0 | 5 | 2 | 1 | 1 |  |  | 1 | [11 empty] | 2 | 2 | 4 | 2 | 3 | 1 | 1 |  | 0
PG&E GBA | Camanche | 230 | Battery |  |  | 0 | 0 | 0 | 0 | 0 | 0 | 0 | 0 | 0 | 5 | 5 | 1 | 1 |  |  | 1 | [11 empty] | 1 | 1 | 4 | 2 | 3 | 4+ | 1 |  | 1
SDGE | Cameron | 69 | Battery |  |  | 0 | 0 | 0 | 0 | 0 | 0 | 0 | 0 | 0 | 1 | 1 | 1 | 1 |  |  | 1 | [11 empty] | 1 | 1 | 2 | 1 | 1 | 1 | 1 |  | 0
SDGE | Cannon | 69 | Battery |  |  | 0 | 0 | 0 | 0 | 0 | 0 | 0 | 0 | 0 | 1 | 1 | 1 | 1 |  |  | 1 | [11 empty] | 2 | 1 | 1 | 1 | 3 | 1 | 1 |  | 0
PG&E FRESNO | Cantua | 115 | Battery |  |  | 0 | 50 | 50 | 0 | 0 | 0 | 0 | 50 | 50 | 5 | 2 | 5 | 2 |  |  | 4 | [11 empty] | 1 | 1 | 4 | 2 | 1 | 5- | 1 |  | 1
SDGE | Capistrano | 138 | Battery |  |  | 0 | 0 | 0 | 0 | 0 | 0 | 0 | 0 | 0 | 1 | 1 | 1 | 1 |  |  | 1 | [11 empty] | 1 | 1 | 2 | 1 | 3 | 4+ | 4 |  | 1
SDGE | Capistrano | 230 | Battery |  |  | 0 | 0 | 0 | 0 | 0 | 0 | 0 | 0 | 0 | 1 | 1 | 1 | 1 |  |  | 1 | [11 empty] | 1 | 1 | 2 | 1 | 3 | 1 | 1 |  | 0
PG&E NGBA | Carberry | 230 | Battery |  |  | 0 | 0 | 0 | 0 | 0 | 0 | 0 | 0 | 0 | 5 | 5 | 3 | 3 |  |  | 1 | [11 empty] | 2 | 2 | 4 | 2 | 3 | 1 | 1 |  | 0
SCE Eastern | Cardiff | 66 | Battery |  |  | 0 | 0 | 0 | 0 | 0 | 0 | 0 | 0 | 0 | 4 | 4 | 1 | 1 |  |  | 1 | [11 empty] | 1 | 1 | 2 | 1 | 1 | 1 | 1 |  | 0
PG&E NGBA | Caribou | 60 | Battery |  |  | 0 | 0 | 0 | 0 | 0 | 0 | 0 | 0 | 0 | 5 | 5 | 1 | 1 |  |  | 1 | [11 empty] | 2 | 2 | 4 | 1 | 3 | 1 | 1 |  | 0
PG&E NGBA | Caribou | 115 | Battery |  |  | 0 | 0 | 0 | 0 | 0 | 0 | 0 | 0 | 0 | 5 | 4 | 1 | 1 |  |  | 1 | [11 empty] | 2 | 2 | 4 | 1 | 3 | 1 | 1 |  | 0
PG&E NGBA | Caribou | 230 | Battery |  |  | 0 | 0 | 0 | 0 | 0 | 0 | 0 | 0 | 0 | 5 | 4 | 1 | 1 |  |  | 1 | [11 empty] | 2 | 2 | 4 | 1 | 3 | 1 | 1 |  | 0
EOP | Carpenter Canyon (fka Gamebird) | 138 | Battery |  |  | 0 | 0 | 0 | 0 | 0 | 0 | 0 | 0 | 0 | 5 | 2 | 4 | 2 |  |  | 1 | [11 empty] | 2 | 2 | 4 | 1 | 3 | 1 | 1 |  | 0
EOP | Carpenter Canyon (fka Gamebird) | 230 | Battery |  |  | 0 | 36.5 | 36.5 | 0 | 0 | 0 | 0 | 36.5 | 36.5 | 5 | 2 | 4 | 2 |  |  | 1 | [11 empty] | 2 | 2 | 4 | 1 | 3 | 4+ | 5 |  | 1
PG&E NGBA | Carquinez | 115 | Battery |  |  | 0 | 0 | 0 | 0 | 0 | 0 | 0 | 0 | 0 | 5 | 2 | 1 | 1 |  |  | 1 | [11 empty] | 2 | 1 | 2 | 1 | 1 | 1 | 1 |  | 0
SDGE | Carrizo Gorge | 138 | Battery |  |  | 70 | 0 | 70 | 70 | 0 | 70 | 0 | 0 | 0 | 1 | 1 | 1 | 1 |  |  | 2 | [11 empty] | 2 | 1 | 4 | 1 | 3 | 4+ | 1 |  | 1
PG&E KERN | Carrizo Plains | 115 | Battery |  |  | 0 | 0 | 0 | 0 | 0 | 0 | 0 | 0 | 0 | 5 | 2 | 5 | 4 |  |  | 1 | [11 empty] | 2 | 1 | 4 | 2 | 2 | 1 | 1 |  | 0
PG&E KERN | Casaloma | 230 | Battery |  |  | 0 | 0 | 0 | 0 | 0 | 0 | 0 | 0 | 0 | 5 | 2 | 5 | 2 |  |  | 1 | [11 empty] | 1 | 1 | 3 | 1 | 1 | 1 | 1 |  | 0
PG&E GBA | Castro Valley | 230 | Battery |  |  | 0 | 0 | 0 | 0 | 0 | 0 | 0 | 0 | 0 | 5 | 4 | 1 | 1 |  |  | 1 | [11 empty] | 2 | 1 | 2 | 1 | 2 | 1 | 1 |  | 0
PG&E GBA | Cayetano | 230 | Battery |  |  | 0 | 0 | 0 | 0 | 0 | 0 | 0 | 0 | 0 | 5 | 4 | 1 | 1 |  |  | 1 | [11 empty] | 2 | 1 | 3 | 1 | 3 | 1 | 1 |  | 0
SCE Metro | Center | 230 | Battery |  |  | 0 | 200 | 200 | 0 | 0 | 0 | 0 | 200 | 200 | 1 | 1 | 1 | 1 |  |  | 1 | [11 empty] | 1 | 1 | 1 | 1 | 1 | 3- | 1 |  | 1
PG&E KERN | Charca | 115 | Battery |  |  | 0 | 0 | 0 | 0 | 0 | 0 | 0 | 0 | 0 | 5 | 2 | 5 | 2 |  |  | 1 | [11 empty] | 1 | 1 | 4 | 1 | 1 | 4+ | 1 |  | 1
EOP | Charleston | 138 | Battery |  |  | 0 | 0 | 0 | 0 | 0 | 0 | 0 | 0 | 0 | 5 | 2 | 4 | 2 |  |  | 1 | [11 empty] | 2 | 2 | 4 | 1 | 3 | 1 | 1 |  | 0
SCE Metro | Chevmain | 230 | Battery |  |  | 0 | 500 | 500 | 0 | 0 | 0 | 0 | 500 | 500 | 1 | 1 | 1 | 1 |  |  | 1 | [11 empty] | 1 | 1 | 1 | 1 | 1 | 5- | 1 |  | 1
SDGE | Chicarita | 138 | Battery |  |  | 0 | 0 | 0 | 0 | 0 | 0 | 0 | 0 | 0 | 1 | 1 | 1 | 1 |  |  | 1 | [11 empty] | 2 | 1 | 3 | 1 | 3 | 2+ | 1 |  | 1
SCE Metro | Chino | 230 | Battery |  |  | 225 | 0 | 225 | 225 | 0 | 225 | 0 | 0 | 0 | 1 | 1 | 1 | 1 |  |  | 1 | [11 empty] | 1 | 1 | 1 | 1 | 2 | 4+ | 1 |  | 1
PG&E FRESNO | Chowchilla | 115 | Battery |  |  | 0 | 50 | 50 | 0 | 0 | 0 | 0 | 50 | 50 | 5 | 5 | 5 | 2 |  |  | 3 | [11 empty] | 1 | 1 | 1 | 2 | 2 | 4+ | 1 |  | 1
PG&E GBA | Christie | 60 | Battery |  |  | 0 | 0 | 0 | 0 | 0 | 0 | 0 | 0 | 0 | 5 | 4 | 1 | 1 |  |  | 1 | [11 empty] | 2 | 1 | 2 | 1 | 2 | 1 | 1 |  | 0
PG&E GBA | Christie | 115 | Battery |  |  | 0 | 0 | 0 | 0 | 0 | 0 | 0 | 0 | 0 | 5 | 2 | 1 | 1 |  |  | 1 | [11 empty] | 2 | 1 | 2 | 1 | 2 | 1 | 1 |  | 0
SCE Eastern | Cielo Azul | 500 | Battery |  |  | 471.516 | 0 | 471.516 | 471.516 | 0 | 471.516 | 0 | 0 | 0 | 5 | 4 | 4 | 4 |  |  | 2 | [11 empty] | 2 | 2 | 4 | 1 | 3 | 4+ | 1 |  | 1
PG&E GBA | Clay | 60 | Battery |  |  | 0 | 0 | 0 | 0 | 0 | 0 | 0 | 0 | 0 | 5 | 5 | 1 | 1 |  |  | 1 | [11 empty] | 2 | 1 | 3 | 1 | 3 | 1 | 1 |  | 0
PG&E GBA | Clayton | 115 | Battery |  |  | 0 | 0 | 0 | 0 | 0 | 0 | 0 | 0 | 0 | 5 | 2 | 1 | 1 |  |  | 1 | [11 empty] | 2 | 1 | 4 | 1 | 2 | 1 | 1 |  | 0
PG&E NGBA | Cloverdale | 115 | Battery |  |  | 0 | 0 | 0 | 0 | 0 | 0 | 0 | 0 | 0 | 5 | 2 | 1 | 1 |  |  | 1 | [11 empty] | 2 | 2 | 4 | 2 | 3 | 1 | 1 |  | 0
PG&E FRESNO | Clovis | 115 | Battery |  |  | 0 | 0 | 0 | 0 | 0 | 0 | 0 | 0 | 0 | 5 | 2 | 5 | 2 |  |  | 1 | [11 empty] | 1 | 1 | 2 | 2 | 2 | 1 | 1 |  | 0
PG&E GBA | Coburn | 230 | Battery |  |  | 0 | 2 | 2 | 0 | 0 | 0 | 0 | 2 | 2 | 5 | 4 | 5 | 2 |  |  | 5 | [11 empty] | 2 | 2 | 2 | 2 | 3 | 2- | 1 |  | 1
PG&E GBA | Coburn | 60 | Battery |  |  | 0 | 0 | 0 | 0 | 0 | 0 | 0 | 0 | 0 | 5 | 4 | 5 | 2 |  |  | 1 | [11 empty] | 2 | 2 | 2 | 2 | 3 | 1 | 1 |  | 0
PG&E NGBA | Colgate | 230 | Battery |  |  | 0 | 0 | 0 | 0 | 0 | 0 | 0 | 0 | 0 | 5 | 5 | 1 | 1 |  |  | 1 | [11 empty] | 2 | 1 | 4 | 1 | 3 | 1 | 1 |  | 0
PG&E GBA | Collierville | 230 | Battery |  |  | 0 | 0 | 0 | 0 | 0 | 0 | 0 | 0 | 0 | 5 | 5 | 1 | 1 |  |  | 1 | [11 empty] | 2 | 1 | 4 | 1 | 3 | 1 | 1 |  | 0
PG&E GBA | Collinsville | 230 | Battery |  |  | 0 | 0 | 0 | 0 | 0 | 0 | 0 | 0 | 0 | 5 | 2 | 1 | 1 |  |  | 1 | [11 empty] | 2 | 1 | 3 | 1 | 1 | 1 | 1 |  | 0
PG&E GBA | Collinsville | 500 | Battery |  |  | 0 | 0 | 0 | 0 | 0 | 0 | 0 | 0 | 0 | 5 | 2 | 1 | 1 |  |  | 1 | [11 empty] | 2 | 1 | 3 | 1 | 1 | 1 | 1 |  | 0
SCE Eastern | Colorado River | 230 | Battery |  |  | 30 | 0 | 30 | 30 | 0 | 30 | 0 | 0 | 0 | 4 | 4 | 4 | 4 | 4 |  | 1 | [11 empty] | 2 | 2 | 3 | 1 | 3 | 4+ | 5 |  | 1
SCE Eastern | Colorado River | 500 | Battery |  |  | 0 | 0 | 0 | 0 | 0 | 0 | 0 | 0 | 0 | 4 | 4 | 4 | 4 | 2 |  | 1 | [11 empty] | 2 | 2 | 3 | 1 | 3 | 1 | 1 |  | 0
PG&E KERN | Columbus | 115 | Battery |  |  | 0 | 20 | 20 | 0 | 0 | 0 | 0 | 20 | 20 | 5 | 2 | 5 | 4 |  |  | 4 | [11 empty] | 1 | 1 | 2 | 1 | 2 | 5- | 1 |  | 1
PG&E GBA | Contra Costa | 115 | Battery |  |  | 0 | 0 | 0 | 0 | 0 | 0 | 0 | 0 | 0 | 5 | 4 | 1 | 1 |  |  | 1 | [11 empty] | 2 | 1 | 2 | 1 | 2 | 1 | 1 |  | 0
PG&E GBA | Contra Costa | 230 | Battery |  |  | 0 | 0 | 0 | 0 | 0 | 0 | 0 | 0 | 0 | 5 | 4 | 1 | 1 |  |  | 1 | [11 empty] | 2 | 1 | 2 | 1 | 2 | 2+ | 1 |  | 1
PG&E GBA | Contra Costa PP | 230 | Battery |  |  | 0 | 0 | 0 | 0 | 0 | 0 | 0 | 0 | 0 | 5 | 4 | 1 | 1 |  |  | 1 | [11 empty] | 2 | 1 | 1 | 1 | 2 | 1 | 1 |  | 0
SCE NOL | Control | 115 | Battery |  |  | 0 | 0 | 0 | 0 | 0 | 0 | 0 | 0 | 0 | 5 | 3 | 1 | 1 |  |  | 1 | [11 empty] | 2 | 2 | 4 | 1 | 3 | 1 | 1 |  | 0
SCE NOL | Control | 55 | Battery |  |  | 0 | 0 | 0 | 0 | 0 | 0 | 0 | 0 | 0 | 5 | 3 | 1 | 1 |  |  | 1 | [11 empty] | 2 | 2 | 4 | 1 | 3 | 1 | 1 |  | 0
PG&E GBA | Cooley Landing | 115 | Battery |  |  | 0 | 0 | 0 | 0 | 0 | 0 | 0 | 0 | 0 | 5 | 2 | 1 | 1 |  |  | 2 | [11 empty] | 2 | 1 | 2 | 1 | 1 | 1 | 1 |  | 0
PG&E GBA | Cooley Landing | 60 | Battery |  |  | 0 | 0 | 0 | 0 | 0 | 0 | 0 | 0 | 0 | 1 | 1 | 1 | 1 |  |  | 1 | [11 empty] | 2 | 1 | 2 | 1 | 1 | 4+ | 4 |  | 1
SCE NOL | Coolwater | 230 | Battery |  |  | 0 | 0 | 0 | 0 | 0 | 0 | 0 | 0 | 0 | 3 | 3 | 1 | 1 |  |  | 1 | [11 empty] | 2 | 1 | 2 | 1 | 1 | 4+ | 1 |  | 1
SCE NOL | Coolwater | 115 | Battery |  |  | 113.5 | 0 | 113.5 | 113.5 | 0 | 113.5 | 0 | 0 | 0 | 3 | 3 | 1 | 1 | 3 |  | 3 | [11 empty] | 2 | 1 | 2 | 1 | 1 | 4+ | 1 |  | 1
PG&E KERN | Copus | 70 | Battery |  |  | 0 | 0 | 0 | 0 | 0 | 0 | 0 | 0 | 0 | 5 | 2 | 5 | 4 |  |  | 1 | [11 empty] | 1 | 1 | 3 | 1 | 1 | 1 | 1 |  | 0
PG&E FRESNO | Corcoran | 70 | Battery |  |  | 0 | 0 | 0 | 0 | 0 | 0 | 0 | 0 | 0 | 5 | 5 | 5 | 4 |  |  | 1 | [11 empty] | 1 | 1 | 4 | 2 | 1 | 1 | 1 |  | 0
PG&E FRESNO | Corcoran | 115 | Battery |  |  | 0 | 0 | 0 | 0 | 0 | 0 | 0 | 0 | 0 | 5 | 5 | 5 | 4 |  |  | 1 | [11 empty] | 1 | 1 | 4 | 2 | 1 | 1 | 1 |  | 0
PG&E NGBA | Corona | 115 | Battery |  |  | 0 | 0 | 0 | 0 | 0 | 0 | 0 | 0 | 0 | 5 | 2 | 1 | 1 |  |  | 1 | [11 empty] | 2 | 1 | 3 | 2 | 3 | 4+ | 1 |  | 1
PG&E NGBA | Cortina | 230 | Battery |  |  | 0 | 0 | 0 | 0 | 0 | 0 | 0 | 0 | 0 | 5 | 2 | 1 | 1 |  |  | 1 | [11 empty] | 2 | 2 | 4 | 1 | 3 | 1 | 1 |  | 0
PG&E NGBA | Cortina | 115 | Battery |  |  | 0 | 0 | 0 | 0 | 0 | 0 | 0 | 0 | 0 | 5 | 2 | 1 | 1 | 1 |  | 1 | [11 empty] | 2 | 2 | 4 | 1 | 3 | 4+ | 4 |  | 1
PG&E GBA | Cottle | 230 | Battery |  |  | 0 | 0 | 0 | 0 | 0 | 0 | 0 | 0 | 0 | 5 | 5 | 5 | 2 | 3 |  | 1 | [11 empty] | 1 | 1 | 3 | 2 | 1 | 4+ | 1 |  | 1
PG&E NGBA | Cottonwood | 115 | Battery |  |  | 0 | 0 | 0 | 0 | 0 | 0 | 0 | 0 | 0 | 5 | 2 | 1 | 1 |  |  | 1 | [11 empty] | 2 | 2 | 3 | 2 | 3 | 1 | 1 |  | 0
PG&E NGBA | Cottonwood | 230 | Battery |  |  | 0 | 0 | 0 | 0 | 0 | 0 | 0 | 0 | 0 | 5 | 2 | 1 | 1 |  |  | 1 | [11 empty] | 2 | 2 | 3 | 2 | 3 | 1 | 1 |  | 0
PG&E NGBA | Cottonwood | 60 | Battery |  |  | 0 | 0 | 0 | 0 | 0 | 0 | 0 | 0 | 0 | 5 | 2 | 1 | 1 |  |  | 1 | [11 empty] | 2 | 2 | 3 | 2 | 3 | 1 | 1 |  | 0
PG&E NGBA | Cove Road | 230 | Battery |  |  | 0 | 0 | 0 | 0 | 0 | 0 | 0 | 0 | 0 | 5 | 2 | 1 | 1 |  |  | 1 | [11 empty] | 2 | 2 | 4 | 2 | 3 | 1 | 1 |  | 0
PG&E GBA | Coyote | 230 | Battery |  |  | 0 | 0 | 0 | 0 | 0 | 0 | 0 | 0 | 0 | 5 | 4 | 1 | 1 |  |  | 1 | [11 empty] | 2 | 1 | 3 | 2 | 2 | 1 | 1 |  | 0
PG&E GBA | Crazy Horse Canyon | 115 | Battery |  |  | 0 | 0 | 0 | 0 | 0 | 0 | 0 | 0 | 0 | 1 | 1 | 1 | 1 |  |  | 1 | [11 empty] | 2 | 2 | 4 | 2 | 3 | 1 | 1 |  | 0
SDGE | Creelman | 69 | Battery |  |  | 7.36 | 0 | 7.36 | 7.36 | 0 | 7.36 | 0 | 0 | 0 | 1 | 1 | 1 | 1 |  |  | 3 | [11 empty] | 2 | 1 | 4 | 1 | 3 | 2+ | 1 |  | 1
PG&E FRESNO | Crescent | 70 | Battery |  |  | 35 | 0 | 35 | 35 | 0 | 35 | 0 | 0 | 0 | 5 | 5 | 5 | 2 |  |  | 4 | [11 empty] | 1 | 1 | 3 | 2 | 1 | 4+ | 1 |  | 1
PG&E FRESNO | Cressey | 115 | Battery |  |  | 0 | 0 | 0 | 0 | 0 | 0 | 0 | 0 | 0 | 5 | 5 | 5 | 2 |  |  | 1 | [11 empty] | 1 | 1 | 3 | 2 | 1 | 1 | 1 |  | 0
PG&E NGBA | Cresta | 230 | Battery |  |  | 0 | 0 | 0 | 0 | 0 | 0 | 0 | 0 | 0 | 5 | 5 | 1 | 1 |  |  | 1 | [11 empty] | 2 | 1 | 4 | 2 | 3 | 1 | 1 |  | 0
SDGE | Crestwood | 69 | Battery |  |  | 0 | 0 | 0 | 0 | 0 | 0 | 0 | 0 | 0 | 1 | 1 | 1 | 1 |  |  | 1 | [11 empty] | 2 | 1 | 4 | 1 | 3 | 1 | 1 |  | 0
PG&E GBA | Crow Creek | 60 | Battery |  |  | 0 | 0 | 0 | 0 | 0 | 0 | 0 | 0 | 0 | 5 | 5 | 1 | 1 |  |  | 1 | [11 empty] | 1 | 1 | 4 | 2 | 1 | 1 | 1 |  | 0
PG&E GBA | Crows Landing | 60 | Battery |  |  | 0 | 0 | 0 | 0 | 0 | 0 | 0 | 0 | 0 | 5 | 5 | 1 | 1 |  |  | 1 | [11 empty] | 1 | 1 | 4 | 2 | 1 | 1 | 1 |  | 0
PG&E GBA | Curtis | 115 | Battery |  |  | 0 | 0 | 0 | 0 | 0 | 0 | 0 | 0 | 0 | 5 | 5 | 1 | 1 |  |  | 1 | [11 empty] | 2 | 1 | 4 | 1 | 3 | 1 | 1 |  | 0
PG&E FRESNO | Dairyland | 115 | Battery |  |  | 0 | 0 | 0 | 0 | 0 | 0 | 0 | 0 | 0 | 5 | 5 | 5 | 2 |  |  | 3 | [11 empty] | 1 | 1 | 3 | 2 | 1 | 1 | 1 |  | 0
PG&E NGBA | Davis | 115 | Battery |  |  | 0 | 0 | 0 | 0 | 0 | 0 | 0 | 0 | 0 | 5 | 2 | 1 | 1 | 3 |  | 1 | [11 empty] | 2 | 1 | 4 | 2 | 3 | 2+ | 4 |  | 1
SCE Metro | Del Amo | 500 | Battery |  |  | 0 | 500 | 500 | 0 | 0 | 0 | 0 | 500 | 500 | 1 | 1 | 1 | 1 |  |  | 1 | [11 empty] | 1 | 1 | 3 | 1 | 2 | 5- | 1 |  | 1
SCE Metro | Del Amo | 230 | Battery |  |  | 0 | 300 | 300 | 0 | 0 | 0 | 0 | 300 | 300 | 1 | 1 | 1 | 1 |  |  | 1 | [11 empty] | 1 | 1 | 3 | 1 | 2 | 5- | 1 |  | 1
SCE Eastern | Delaney | 500 | Battery |  |  | 28.5 | 0 | 28.5 | 0 | 0 | 0 | 28.5 | 0 | 28.5 | 5 | 4 | 4 | 4 |  |  | 1 | [11 empty] | 2 | 1 | 4 | 2 | 3 | 4+ | 5 |  | 1
PG&E NGBA | Delevan | 230 | Battery |  |  | 0 | 0 | 0 | 0 | 0 | 0 | 0 | 0 | 0 | 5 | 2 | 1 | 1 | 3 |  | 1 | [11 empty] | 2 | 2 | 1 | 1 | 3 | 4+ | 4 |  | 1
PG&E GBA | Delta PP | 230 | Battery |  |  | 0 | 0 | 0 | 0 | 0 | 0 | 0 | 0 | 0 | 5 | 2 | 1 | 1 |  |  | 1 | [11 empty] | 2 | 1 | 3 | 1 | 2 | 4+ | 1 |  | 1
EOP | Desert View | 230 | Battery |  |  | 0 | 0 | 0 | 0 | 0 | 0 | 0 | 0 | 0 | 5 | 2 | 4 | 2 |  |  | 1 | [11 empty] | 2 | 1 | 4 | 1 | 3 | 4+ | 5 |  | 1
SCE Eastern | Devers | 230 | Battery |  |  | 200 | 100 | 300 | 200 | 100 | 300 | 0 | 0 | 0 | 4 | 4 | 1 | 1 | 5 |  | 1 | [11 empty] | 2 | 1 | 1 | 1 | 3 | 4+ | 1 |  | 1
SCE Eastern | Devers | 500 | Battery |  |  | 0 | 0 | 0 | 0 | 0 | 0 | 0 | 0 | 0 | 4 | 4 | 1 | 1 |  |  | 1 | [11 empty] | 2 | 1 | 1 | 1 | 3 | 1+ | 1 |  | 1
PG&E KERN | Diablo Canyon | 230 | Battery |  |  | 0 | 0 | 0 | 0 | 0 | 0 | 0 | 0 | 0 | 5 | 2 | 5 | 2 |  |  | 1 | [11 empty] | 2 | 2 | 4 | 2 | 3 | 1 | 1 |  | 0
PG&E KERN | Diablo Canyon | 500 | Battery |  |  | 0 | 0 | 0 | 0 | 0 | 0 | 0 | 0 | 0 | 5 | 2 | 4 | 4 | 5 |  | 1 | [11 empty] | 2 | 2 | 4 | 2 | 3 | 4+ | 1 |  | 1
PG&E KERN | Divide | 115 | Battery |  |  | 0 | 0 | 0 | 0 | 0 | 0 | 0 | 0 | 0 | 5 | 2 | 5 | 2 |  |  | 3 | [11 empty] | 2 | 2 | 4 | 1 | 2 | 1 | 1 |  | 0
PG&E GBA | Dixon Landing | 115 | Battery |  |  | 0 | 0 | 0 | 0 | 0 | 0 | 0 | 0 | 0 | 5 | 4 | 1 | 1 |  |  | 1 | [11 empty] | 2 | 1 | 2 | 1 | 2 | 1 | 1 |  | 0
PG&E FRESNO | Dos Amigos | 230 | Battery |  |  | 0 | 860 | 860 | 0 | 0 | 0 | 0 | 860 | 860 | 5 | 2 | 5 | 2 |  |  | 2 | [11 empty] | 1 | 1 | 4 | 2 | 1 | 5- | 1 |  | 1
PG&E NGBA | Drum | 115 | Battery |  |  | 0 | 0 | 0 | 0 | 0 | 0 | 0 | 0 | 0 | 5 | 5 | 1 | 1 |  |  | 1 | [11 empty] | 2 | 1 | 4 | 2 | 3 | 1 | 1 |  | 0
PG&E GBA | Dumbarton | 115 | Battery |  |  | 0 | 0 | 0 | 0 | 0 | 0 | 0 | 0 | 0 | 5 | 2 | 1 | 1 |  |  | 1 | [11 empty] | 2 | 1 | 3 | 1 | 2 | 1 | 1 |  | 0
SCE NOL | Dunn Siding | 115 | Battery |  |  | 0 | 0 | 0 | 0 | 0 | 0 | 0 | 0 | 0 | 3 | 3 | 1 | 1 |  |  | 1 | [11 empty] | 2 | 1 | 4 | 1 | 1 | 1 | 1 |  | 0
SCE Eastern | Eagle Mountain | 230 | Battery |  |  | 0 | 0 | 0 | 0 | 0 | 0 | 0 | 0 | 0 | 5 | 4 | 1 | 1 |  |  | 1 | [11 empty] | 2 | 2 | 4 | 1 | 3 | 1 | 1 |  | 0
PG&E NGBA | Eagle Rock (PGE) | 60 | Battery |  |  | 0 | 0 | 0 | 0 | 0 | 0 | 0 | 0 | 0 | 5 | 2 | 1 | 1 |  |  | 1 | [11 empty] | 2 | 2 | 4 | 2 | 3 | 1 | 1 |  | 0
PG&E NGBA | Eagle Rock (PGE) | 115 | Battery |  |  | 0 | 0 | 0 | 0 | 0 | 0 | 0 | 0 | 0 | 5 | 2 | 1 | 1 |  |  | 1 | [11 empty] | 2 | 2 | 4 | 2 | 3 | 1 | 1 |  | 0
SCE Metro | Eagle Rock (SCE) | 230 | Battery |  |  | 0 | 0 | 0 | 0 | 0 | 0 | 0 | 0 | 0 | 1 | 1 | 1 | 1 |  |  | 1 | [11 empty] | 1 | 1 | 2 | 1 | 2 | 1 | 1 |  | 0
PG&E NGBA | East Marysville | 115 | Battery |  |  | 0 | 0 | 0 | 0 | 0 | 0 | 0 | 0 | 0 | 5 | 5 | 1 | 1 |  |  | 1 | [11 empty] | 2 | 2 | 2 | 1 | 2 | 1 | 1 |  | 0
PG&E NGBA | East Nicolaus | 115 | Battery |  |  | 0 | 0 | 0 | 0 | 0 | 0 | 0 | 0 | 0 | 5 | 5 | 1 | 1 |  |  | 3 | [11 empty] | 2 | 1 | 4 | 1 | 3 | 1 | 1 |  | 0
PG&E NGBA | East Nicolaus | 60 | Battery |  |  | 0 | 0 | 0 | 0 | 0 | 0 | 0 | 0 | 0 | 5 | 5 | 1 | 1 |  |  | 1 | [11 empty] | 2 | 1 | 4 | 1 | 3 | 1 | 1 |  | 0
PG&E GBA | Eastshore | 115 | Battery |  |  | 0 | 90.7 | 90.7 | 0 | 0 | 0 | 0 | 90.7 | 90.7 | 5 | 2 | 1 | 1 | 4 |  | 4 | [11 empty] | 2 | 1 | 2 | 1 | 1 | 2- | 1 |  | 1
PG&E GBA | Eastshore | 230 | Battery |  |  | 0 | 0 | 0 | 0 | 0 | 0 | 0 | 0 | 0 | 5 | 2 | 1 | 1 |  |  | 1 | [11 empty] | 2 | 1 | 2 | 1 | 1 | 1 | 1 |  | 0
SDGE | ECO | 138 | Battery |  |  | 0 | 0 | 0 | 0 | 0 | 0 | 0 | 0 | 0 | 1 | 1 | 1 | 1 | 3 |  | 1 | [11 empty] | 2 | 1 | 4 | 1 | 3 | 1 | 1 |  | 0
SDGE | ECO | 230 | Battery |  |  | 0 | 0 | 0 | 0 | 0 | 0 | 0 | 0 | 0 | 1 | 1 | 1 | 1 |  |  | 1 | [11 empty] | 2 | 1 | 4 | 1 | 3 | 1 | 1 |  | 0
SDGE | ECO | 500 | Battery |  |  | 0 | 0 | 0 | 0 | 0 | 0 | 0 | 0 | 0 | 1 | 1 | 1 | 1 |  |  | 1 | [11 empty] | 2 | 1 | 4 | 1 | 3 | 1 | 1 |  | 0
PG&E GBA | Edenvale | 115 | Battery |  |  | 0 | 0 | 0 | 0 | 0 | 0 | 0 | 0 | 0 | 5 | 4 | 1 | 1 |  |  | 1 | [11 empty] | 2 | 1 | 2 | 2 | 2 | 1 | 1 |  | 0
PG&E GBA | Edes | 115 | Battery |  |  | 0 | 0 | 0 | 0 | 0 | 0 | 0 | 0 | 0 | 5 | 2 | 1 | 1 |  |  | 1 | [11 empty] | 2 | 1 | 3 | 1 | 1 | 1 | 1 |  | 0
PG&E GBA | Eight Mile | 230 | Battery |  |  | 0 | 0 | 0 | 0 | 0 | 0 | 0 | 0 | 0 | 5 | 5 | 1 | 1 |  |  | 1 | [11 empty] | 1 | 1 | 2 | 2 | 1 | 1 | 1 |  | 0
SDGE | El Cajon | 69 | Battery |  |  | 0 | 0 | 0 | 0 | 0 | 0 | 0 | 0 | 0 | 1 | 1 | 1 | 1 |  |  | 1 | [11 empty] | 2 | 1 | 2 | 1 | 1 | 4+ | 1 |  | 1
SCE Eastern | El Casco | 230 | Battery |  |  | 0 | 0 | 0 | 0 | 0 | 0 | 0 | 0 | 0 | 4 | 4 | 1 | 1 |  |  | 1 | [11 empty] | 1 | 1 | 4 | 1 | 2 | 4+ | 1 |  | 1
PG&E GBA | El Cerrito G | 115 | Battery |  |  | 0 | 0 | 0 | 0 | 0 | 0 | 0 | 0 | 0 | 5 | 2 | 1 | 1 |  |  | 1 | [11 empty] | 2 | 1 | 2 | 1 | 2 | 1 | 1 |  | 0
PG&E NGBA | El Dorado PH | 115 | Battery |  |  | 0 | 0 | 0 | 0 | 0 | 0 | 0 | 0 | 0 | 5 | 5 | 1 | 1 |  |  | 1 | [11 empty] | 2 | 1 | 4 | 2 | 3 | 4+ | 1 |  | 1
PG&E FRESNO | El Nido (PGE) | 115 | Battery |  |  | 0 | 0 | 0 | 0 | 0 | 0 | 0 | 0 | 0 | 5 | 5 | 5 | 2 |  |  | 1 | [11 empty] | 1 | 1 | 4 | 2 | 1 | 4+ | 1 |  | 1
SCE Metro | El Nido (SCE) | 230 | Battery |  |  | 0 | 400 | 400 | 0 | 0 | 0 | 0 | 400 | 400 | 1 | 1 | 1 | 1 |  |  | 1 | [11 empty] | 1 | 1 | 2 | 1 | 2 | 2- | 1 |  | 1
PG&E GBA | El Patio | 115 | Battery |  |  | 0 | 0 | 0 | 0 | 0 | 0 | 0 | 0 | 0 | 5 | 4 | 1 | 1 |  |  | 1 | [11 empty] | 2 | 1 | 3 | 2 | 2 | 1 | 1 |  | 0
SCE Metro | El Segundo | 230 | Battery |  |  | 0 | 0 | 0 | 0 | 0 | 0 | 0 | 0 | 0 | 1 | 1 | 1 | 1 |  |  | 1 | [11 empty] | 1 | 1 | 1 | 1 | 1 | 1 | 1 |  | 0
EOP | Eldorado | 230 | Battery |  |  | 0 | 0 | 0 | 0 | 0 | 0 | 0 | 0 | 0 | 5 | 2 | 4 | 2 | 4 |  | 1 | [11 empty] | 2 | 2 | 2 | 1 | 3 | 4+ | 5 |  | 1
EOP | Eldorado | 500 | Battery |  |  | 0 | 390 | 390 | 0 | 0 | 0 | 0 | 390 | 390 | 5 | 2 | 4 | 2 | 5 |  | 1 | [11 empty] | 2 | 2 | 2 | 1 | 3 | 5- | 1 |  | 1
SCE Northern | Elizabeth Lake | 66 | Battery |  |  | 0 | 0 | 0 | 0 | 0 | 0 | 0 | 0 | 0 | 5 | 2 | 4 | 2 |  |  | 1 | [11 empty] | 1 | 1 | 3 | 1 | 3 | 1 | 1 |  | 0
PG&E KERN | Elk Hills | 230 | Battery |  |  | 0 | 0 | 0 | 0 | 0 | 0 | 0 | 0 | 0 | 5 | 2 | 5 | 4 |  |  | 1 | [11 empty] | 1 | 1 | 3 | 1 | 1 | 1 | 1 |  | 0
SDGE | Elliot | 69 | Battery |  |  | 0 | 0 | 0 | 0 | 0 | 0 | 0 | 0 | 0 | 1 | 1 | 1 | 1 |  |  | 1 | [11 empty] | 2 | 1 | 2 | 1 | 2 | 1 | 1 |  | 0
SCE Metro | Ellis | 230 | Battery |  |  | 0 | 0 | 0 | 0 | 0 | 0 | 0 | 0 | 0 | 1 | 1 | 1 | 1 |  |  | 1 | [11 empty] | 1 | 1 | 2 | 1 | 2 | 1+ | 1 |  | 1
SDGE | Encina | 138 | Battery |  |  | 0 | 0 | 0 | 0 | 0 | 0 | 0 | 0 | 0 | 1 | 1 | 1 | 1 | 3 |  | 1 | [11 empty] | 2 | 1 | 1 | 1 | 3 | 2+ | 1 |  | 1
SDGE | Encina | 230 | Battery |  |  | 0 | 0 | 0 | 0 | 0 | 0 | 0 | 0 | 0 | 1 | 1 | 1 | 1 |  |  | 5 | [11 empty] | 2 | 1 | 1 | 1 | 3 | 1 | 1 |  | 0
SDGE | Escondido | 230 | Battery |  |  | 0 | 0 | 0 | 0 | 0 | 0 | 0 | 0 | 0 | 1 | 1 | 1 | 1 |  |  | 1 | [11 empty] | 2 | 1 | 1 | 1 | 3 | 4+ | 5 |  | 1
SDGE | Escondido | 69 | Battery |  |  | 13 | 0 | 13 | 13 | 0 | 13 | 0 | 0 | 0 | 1 | 1 | 1 | 1 |  |  | 3 | [11 empty] | 2 | 1 | 1 | 1 | 3 | 4+ | 1 |  | 1
PG&E KERN | Estrella | 230 | Battery |  |  | 0 | 0 | 0 | 0 | 0 | 0 | 0 | 0 | 0 | 5 | 2 | 5 | 2 |  |  | 1 | [11 empty] | 2 | 2 | 4 | 2 | 3 | 1 | 1 |  | 0
SCE Eastern | Etiwanda | 230 | Battery |  |  | 70 | 0 | 70 | 70 | 0 | 70 | 0 | 0 | 0 | 1 | 1 | 1 | 1 | 5 |  | 2 | [11 empty] | 1 | 1 | 2 | 1 | 1 | 4+ | 1 |  | 1
PG&E GBA | Evergreen | 115 | Battery |  |  | 0 | 0 | 0 | 0 | 0 | 0 | 0 | 0 | 0 | 5 | 4 | 1 | 1 |  |  | 1 | [11 empty] | 2 | 1 | 2 | 2 | 2 | 1 | 1 |  | 0
PG&E GBA | Evergreen | 60 | Battery |  |  | 0 | 0 | 0 | 0 | 0 | 0 | 0 | 0 | 0 | 5 | 4 | 1 | 1 |  |  | 1 | [11 empty] | 2 | 1 | 2 | 2 | 2 | 1 | 1 |  | 0
PG&E FRESNO | Excelsior | 115 | Battery |  |  | 0 | 0 | 0 | 0 | 0 | 0 | 0 | 0 | 0 | 5 | 5 | 5 | 2 | 1 |  | 1 | [11 empty] | 1 | 1 | 4 | 2 | 1 | 4+ | 5 |  | 1
PG&E FRESNO | Exchequer | 115 | Battery |  |  | 0 | 0 | 0 | 0 | 0 | 0 | 0 | 0 | 0 | 5 | 5 | 5 | 2 |  |  | 1 | [11 empty] | 2 | 1 | 4 | 1 | 2 | 1 | 1 |  | 0
PG&E KERN | Fairway | 115 | Battery |  |  | 0 | 0 | 0 | 0 | 0 | 0 | 0 | 0 | 0 | 5 | 2 | 5 | 2 |  |  | 1 | [11 empty] | 2 | 2 | 3 | 1 | 2 | 4+ | 1 |  | 1
PG&E KERN | Famoso | 115 | Battery |  |  | 0 | 0 | 0 | 0 | 0 | 0 | 0 | 0 | 0 | 5 | 2 | 5 | 2 |  |  | 1 | [11 empty] | 1 | 1 | 4 | 1 | 1 | 1+ | 1 |  | 1
PG&E NGBA | Fern Road | 500 | Battery |  |  | 0 | 0 | 0 | 0 | 0 | 0 | 0 | 0 | 0 | 5 | 2 | 1 | 1 |  |  | 1 | [11 empty] | 2 | 2 | 4 | 2 | 3 | 1 | 1 |  | 0
PG&E GBA | Fibreboard (SPI Sonora) | 115 | Battery |  |  | 0 | 0 | 0 | 0 | 0 | 0 | 0 | 0 | 0 | 5 | 5 | 1 | 1 |  |  | 1 | [11 empty] | 2 | 1 | 2 | 1 | 2 | 1 | 1 |  | 0
PG&E FRESNO | Figarden | 230 | Battery |  |  | 0 | 0 | 0 | 0 | 0 | 0 | 0 | 0 | 0 | 5 | 4 | 5 | 2 |  |  | 1 | [11 empty] | 1 | 1 | 3 | 2 | 2 | 1 | 1 |  | 0
PG&E FRESNO | Fink | 230 | Battery |  |  | 0 | 0 | 0 | 0 | 0 | 0 | 0 | 0 | 0 | 1 | 1 | 1 | 1 |  |  | 1 | [11 empty] | 1 | 1 | 4 | 2 | 1 | 1 | 1 |  | 0
PG&E NGBA | Fitch Mountain | 60 | Battery |  |  | 0 | 0 | 0 | 0 | 0 | 0 | 0 | 0 | 0 | 5 | 2 | 1 | 1 |  |  | 1 | [11 empty] | 2 | 2 | 4 | 2 | 3 | 1 | 1 |  | 0
PG&E GBA | FMC | 115 | Battery |  |  | 0 | 0 | 0 | 0 | 0 | 0 | 0 | 0 | 0 | 5 | 4 | 1 | 1 |  |  | 1 | [11 empty] | 2 | 1 | 2 | 2 | 2 | 1 | 1 |  | 0
PG&E GBA | Fremont | 115 | Battery |  |  | 0 | 0 | 0 | 0 | 0 | 0 | 0 | 0 | 0 | 1 | 1 | 1 | 1 |  |  | 1 | [11 empty] | 2 | 1 | 3 | 1 | 2 | 1 | 1 |  | 0
PG&E GBA | French Camp | 60 | Battery |  |  | 0 | 0 | 0 | 0 | 0 | 0 | 0 | 0 | 0 | 5 | 5 | 1 | 1 |  |  | 1 | [11 empty] | 1 | 1 | 3 | 2 | 1 | 1 | 1 |  | 0
PG&E GBA | Frogtown | 115 | Battery |  |  | 0 | 0 | 0 | 0 | 0 | 0 | 0 | 0 | 0 | 5 | 5 | 1 | 1 |  |  | 1 | [11 empty] | 2 | 1 | 4 | 1 | 3 | 1 | 1 |  | 0
PG&E NGBA | Fulton | 115 | Battery |  |  | 0 | 0 | 0 | 0 | 0 | 0 | 0 | 0 | 0 | 5 | 4 | 1 | 1 | 1 |  | 1 | [11 empty] | 2 | 1 | 3 | 2 | 2 | 1 | 1 |  | 0
PG&E NGBA | Fulton | 230 | Battery |  |  | 0 | 0 | 0 | 0 | 0 | 0 | 0 | 0 | 0 | 5 | 4 | 1 | 1 |  |  | 1 | [11 empty] | 2 | 1 | 3 | 2 | 2 | 2+ | 1 |  | 1
PG&E NGBA | Fulton | 60 | Battery |  |  | 0 | 0 | 0 | 0 | 0 | 0 | 0 | 0 | 0 | 5 | 2 | 1 | 1 |  |  | 1 | [11 empty] | 2 | 1 | 3 | 2 | 2 | 1 | 1 |  | 0
PG&E KERN | Ganso | 115 | Battery |  |  | 0 | 0 | 0 | 0 | 0 | 0 | 0 | 0 | 0 | 5 | 2 | 5 | 2 |  |  | 1 | [11 empty] | 1 | 1 | 3 | 1 | 1 | 1 | 1 |  | 0
PG&E FRESNO | Gates | 230 | Battery |  |  | 0 | 0 | 0 | 0 | 0 | 0 | 0 | 0 | 0 | 5 | 2 | 5 | 4 | 4 |  | 1 | [11 empty] | 1 | 1 | 3 | 2 | 1 | 4+ | 5 |  | 1
PG&E FRESNO | Gates | 500 | Battery |  |  | 190 | 35 | 225 | 190 | 35 | 225 | 0 | 0 | 0 | 5 | 2 | 5 | 4 | 5 |  | 2 | [11 empty] | 1 | 1 | 3 | 2 | 1 | 4+ | 1 |  | 1
PG&E NGBA | Geysers 12 | 230 | Battery |  |  | 0 | 0 | 0 | 0 | 0 | 0 | 0 | 0 | 0 | 5 | 4 | 1 | 1 |  |  | 1 | [11 empty] | 2 | 2 | 4 | 2 | 3 | 1 | 1 |  | 0
PG&E NGBA | Geysers 17 | 230 | Battery |  |  | 0 | 0 | 0 | 0 | 0 | 0 | 0 | 0 | 0 | 5 | 4 | 1 | 1 |  |  | 1 | [11 empty] | 2 | 2 | 4 | 2 | 3 | 4+ | 1 |  | 1
PG&E NGBA | Geysers 3 | 115 | Battery |  |  | 0 | 0 | 0 | 0 | 0 | 0 | 0 | 0 | 0 | 5 | 2 | 1 | 1 |  |  | 1 | [11 empty] | 2 | 2 | 4 | 2 | 3 | 1 | 1 |  | 0
PG&E NGBA | Glenn | 230 | Battery |  |  | 0 | 0 | 0 | 0 | 0 | 0 | 0 | 0 | 0 | 5 | 2 | 1 | 1 | 3 |  | 1 | [11 empty] | 2 | 2 | 4 | 1 | 3 | 2+ | 4 |  | 1
PG&E NGBA | Glenn | 60 | Battery |  |  | 0 | 0 | 0 | 0 | 0 | 0 | 0 | 0 | 0 | 5 | 2 | 1 | 1 |  |  | 1 | [11 empty] | 2 | 2 | 4 | 1 | 3 | 1 | 1 |  | 0
PG&E NGBA | Gold Hill | 115 | Battery |  |  | 0 | 0 | 0 | 0 | 0 | 0 | 0 | 0 | 0 | 5 | 5 | 1 | 1 |  |  | 3 | [11 empty] | 2 | 1 | 4 | 2 | 3 | 4+ | 1 |  | 1
PG&E NGBA | Gold Hill | 230 | Battery |  |  | 0 | 0 | 0 | 0 | 0 | 0 | 0 | 0 | 0 | 5 | 5 | 1 | 1 |  |  | 1 | [11 empty] | 2 | 1 | 4 | 2 | 3 | 1 | 1 |  | 0
SCE Northern | Goleta | 230 | Battery |  |  | 10 | 0 | 10 | 10 | 0 | 10 | 0 | 0 | 0 | 5 | 2 | 4 | 2 |  |  | 5 | [11 empty] | 2 | 2 | 2 | 1 | 2 | 4+ | 1 |  | 1
SCE Metro | Goodrich | 230 | Battery |  |  | 0 | 324.85 | 324.85 | 0 | 0 | 0 | 0 | 324.85 | 324.85 | 1 | 1 | 1 | 1 |  |  | 1 | [11 empty] | 1 | 1 | 3 | 1 | 2 | 5- | 1 |  | 1
PG&E KERN | Goose Lake | 115 | Battery |  |  | 0 | 0 | 0 | 0 | 0 | 0 | 0 | 0 | 0 | 5 | 2 | 5 | 2 |  |  | 1 | [11 empty] | 1 | 1 | 2 | 1 | 1 | 1 | 1 |  | 0
SCE Metro | Gould | 230 | Battery |  |  | 0 | 0 | 0 | 0 | 0 | 0 | 0 | 0 | 0 | 1 | 1 | 1 | 1 |  |  | 1 | [11 empty] | 1 | 1 | 4 | 1 | 2 | 1 | 1 |  | 0
PG&E NGBA | Grand Island | 115 | Battery |  |  | 0 | 0 | 0 | 0 | 0 | 0 | 0 | 0 | 0 | 5 | 5 | 1 | 1 |  |  | 1 | [11 empty] | 2 | 1 | 4 | 2 | 2 | 1 | 1 |  | 0
SDGE | Granite | 69 | Battery |  |  | 2.25 | 0 | 2.25 | 2.25 | 0 | 2.25 | 0 | 0 | 0 | 1 | 1 | 1 | 1 |  |  | 3 | [11 empty] | 2 | 1 | 2 | 2 | 2 | 1+ | 1 |  | 1
PG&E GBA | Grant | 115 | Battery |  |  | 0 | 0 | 0 | 0 | 0 | 0 | 0 | 0 | 0 | 5 | 2 | 1 | 1 |  |  | 1 | [11 empty] | 2 | 1 | 2 | 1 | 2 | 1 | 1 |  | 0
PG&E GBA | Green Valley | 115 | Battery |  |  | 0 | 0 | 0 | 0 | 0 | 0 | 0 | 0 | 0 | 5 | 4 | 1 | 1 | 1 |  | 1 | [11 empty] | 2 | 2 | 3 | 2 | 2 | 4+ | 1 |  | 1
PG&E NGBA | Greenleaf 1 | 115 | Battery |  |  | 0 | 0 | 0 | 0 | 0 | 0 | 0 | 0 | 0 | 5 | 5 | 1 | 1 |  |  | 1 | [11 empty] | 2 | 2 | 1 | 1 | 3 | 4+ | 1 |  | 1
PG&E FRESNO | Gregg | 230 | Battery |  |  | 0 | 0 | 0 | 0 | 0 | 0 | 0 | 0 | 0 | 5 | 5 | 5 | 2 |  |  | 2 | [11 empty] | 1 | 1 | 3 | 2 | 1 | 2+ | 1 |  | 1
PG&E FRESNO | Grimmway-Malaga | 115 | Battery |  |  | 0 | 0 | 0 | 0 | 0 | 0 | 0 | 0 | 0 | 5 | 5 | 5 | 2 |  |  | 2 | [11 empty] | 1 | 1 | 2 | 1 | 1 | 1 | 1 |  | 0
PG&E NGBA | Grizzly | 230 | Battery |  |  | 0 | 0 | 0 | 0 | 0 | 0 | 0 | 0 | 0 | 5 | 5 | 1 | 1 |  |  | 1 | [11 empty] | 2 | 2 | 4 | 1 | 3 | 1 | 1 |  | 0
PG&E FRESNO | Guernsey | 70 | Battery |  |  | 0 | 0 | 0 | 0 | 0 | 0 | 0 | 0 | 0 | 5 | 5 | 5 | 4 |  |  | 1 | [11 empty] | 1 | 1 | 3 | 2 | 1 | 1 | 1 |  | 0
PG&E FRESNO | GWF Hanford | 115 | Battery |  |  | 131.4 | 0 | 131.4 | 131.4 | 0 | 131.4 | 0 | 0 | 0 | 5 | 5 | 5 | 2 |  |  | 3 | [11 empty] | 2 | 1 | 2 | 1 | 1 | 4+ | 1 |  | 1
PG&E FRESNO | Haas | 230 | Battery |  |  | 0 | 0 | 0 | 0 | 0 | 0 | 0 | 0 | 0 | 5 | 5 | 5 | 2 |  |  | 2 | [11 empty] | 1 | 1 | 4 | 2 | 3 | 1 | 1 |  | 0
PG&E FRESNO | Hammonds | 115 | Battery |  |  | 0 | 0 | 0 | 0 | 0 | 0 | 0 | 0 | 0 | 5 | 2 | 5 | 2 |  |  | 3 | [11 empty] | 1 | 1 | 2 | 2 | 1 | 1 | 1 |  | 0
SCE Metro | HarborGen | 230 | Battery |  |  | 0 | 0 | 0 | 0 | 0 | 0 | 0 | 0 | 0 | 1 | 1 | 1 | 1 |  |  | 1 | [11 empty] | 1 | 1 | 2 | 1 | 1 | 1 | 1 |  | 0
PG&E NGBA | Harris | 60 | Battery |  |  | 0 | 0 | 0 | 0 | 0 | 0 | 0 | 0 | 0 | 5 | 2 | 1 | 1 |  |  | 1 | [11 empty] | 2 | 2 | 2 | 2 | 3 | 1 | 1 |  | 0
EOP | Harry Allen | 500 | Battery |  |  | 0 | 0 | 0 | 0 | 0 | 0 | 0 | 0 | 0 | 5 | 2 | 4 | 2 |  |  | 1 | [11 empty] | 2 | 2 | 4 | 1 | 3 | 1 | 1 |  | 0
PG&E NGBA | Hartley | 60 | Battery |  |  | 0 | 0 | 0 | 0 | 0 | 0 | 0 | 0 | 0 | 5 | 2 | 1 | 1 |  |  | 1 | [11 empty] | 2 | 2 | 4 | 2 | 3 | 1 | 1 |  | 0
SCE NOL | Harvard | 115 | Battery |  |  | 0 | 0 | 0 | 0 | 0 | 0 | 0 | 0 | 0 | 3 | 3 | 1 | 1 |  |  | 1 | [11 empty] | 2 | 1 | 4 | 1 | 1 | 1 | 1 |  | 0
SDGE | Hassayampa | 500 | Battery |  |  | 85 | 700 | 785 | 85 | 0 | 85 | 0 | 700 | 700 | 5 | 4 | 4 | 4 |  |  | 4 | [11 empty] | 2 | 1 | 4 | 2 | 3 | 5- | 1 |  | 1
PG&E FRESNO | Helm | 230 | Battery |  |  | 0 | 0 | 0 | 0 | 0 | 0 | 0 | 0 | 0 | 5 | 5 | 5 | 2 | 3 |  | 2 | [11 empty] | 1 | 1 | 2 | 2 | 1 | 1 | 5 |  | 1
PG&E FRESNO | Helm | 70 | Battery |  |  | 0 | 0 | 0 | 0 | 0 | 0 | 0 | 0 | 0 | 5 | 2 | 5 | 2 |  |  | 1 | [11 empty] | 1 | 1 | 2 | 2 | 1 | 4+ | 1 |  | 1
PG&E FRESNO | Henrietta | 115 | Battery |  |  | 0 | 0 | 0 | 0 | 0 | 0 | 0 | 0 | 0 | 5 | 2 | 5 | 2 |  |  | 3 | [11 empty] | 1 | 1 | 1 | 2 | 1 | 1+ | 1 |  | 1
PG&E FRESNO | Henrietta | 230 | Battery |  |  | 0 | 523 | 523 | 0 | 0 | 0 | 0 | 523 | 523 | 5 | 2 | 5 | 2 | 3 |  | 1 | [11 empty] | 1 | 1 | 1 | 2 | 1 | 5- | 1 |  | 1
PG&E FRESNO | Henrietta | 70 | Battery |  |  | 173.2 | 0 | 173.2 | 173.2 | 0 | 173.2 | 0 | 0 | 0 | 5 | 5 | 5 | 4 |  |  | 5 | [11 empty] | 1 | 1 | 1 | 2 | 1 | 4+ | 1 |  | 1
PG&E FRESNO | Herndon | 115 | Battery |  |  | 0 | 0 | 0 | 0 | 0 | 0 | 0 | 0 | 0 | 5 | 2 | 5 | 2 |  |  | 1 | [11 empty] | 1 | 1 | 3 | 2 | 1 | 1 | 1 |  | 0
PG&E FRESNO | Herndon | 230 | Battery |  |  | 0 | 0 | 0 | 0 | 0 | 0 | 0 | 0 | 0 | 5 | 4 | 5 | 2 |  |  | 1 | [11 empty] | 1 | 1 | 3 | 2 | 1 | 1 | 1 |  | 0
PG&E GBA | Hicks | 230 | Battery |  |  | 0 | 0 | 0 | 0 | 0 | 0 | 0 | 0 | 0 | 5 | 4 | 1 | 1 |  |  | 1 | [11 empty] | 2 | 1 | 4 | 2 | 2 | 1 | 1 |  | 0
PG&E NGBA | Higgins | 115 | Battery |  |  | 0 | 0 | 0 | 0 | 0 | 0 | 0 | 0 | 0 | 5 | 5 | 1 | 1 |  |  | 1 | [11 empty] | 2 | 1 | 4 | 1 | 3 | 1 | 1 |  | 0
PG&E NGBA | Hilltop | 345 | Battery |  |  | 0 | 0 | 0 | 0 | 0 | 0 | 0 | 0 | 0 | 5 | 2 | 1 | 1 |  |  | 1 | [11 empty] | 2 | 2 | 4 | 1 | 3 | 1 | 1 |  | 0
SCE Metro | Hinson | 230 | Battery |  |  | 325 | 0 | 325 | 325 | 0 | 325 | 0 | 0 | 0 | 1 | 1 | 1 | 1 |  |  | 1 | [11 empty] | 1 | 1 | 2 | 1 | 1 | 2+ | 1 |  | 1
PG&E GBA | Hollister | 115 | Battery |  |  | 0 | 0 | 0 | 0 | 0 | 0 | 0 | 0 | 0 | 5 | 4 | 1 | 1 | 3 |  | 1 | [11 empty] | 2 | 2 | 4 | 2 | 3 | 4+ | 4 |  | 1
PG&E NGBA | Homestake | 115 | Battery |  |  | 0 | 0 | 0 | 0 | 0 | 0 | 0 | 0 | 0 | 5 | 2 | 1 | 1 |  |  | 1 | [11 empty] | 2 | 1 | 4 | 2 | 3 | 1 | 1 |  | 0
PG&E NGBA | Honcut | 115 | Battery |  |  | 0 | 0 | 0 | 0 | 0 | 0 | 0 | 0 | 0 | 5 | 5 | 1 | 1 |  |  | 1 | [11 empty] | 2 | 1 | 4 | 2 | 3 | 2+ | 1 |  | 1
SDGE | Hoodoo Wash | 500 | Battery |  |  | 297.5 | 0 | 297.5 | 297.5 | 0 | 297.5 | 0 | 0 | 0 | 5 | 2 | 4 | 2 |  |  | 4 | [11 empty] | 2 | 2 | 4 | 2 | 3 | 4+ | 1 |  | 1
PG&E NGBA | Hopland | 115 | Battery |  |  | 0 | 0 | 0 | 0 | 0 | 0 | 0 | 0 | 0 | 5 | 2 | 1 | 1 |  |  | 1 | [11 empty] | 2 | 2 | 4 | 2 | 3 | 1 | 1 |  | 0
PG&E NGBA | Hopland | 60 | Battery |  |  | 0 | 0 | 0 | 0 | 0 | 0 | 0 | 0 | 0 | 5 | 2 | 1 | 1 |  |  | 1 | [11 empty] | 2 | 2 | 4 | 2 | 3 | 1+ | 1 |  | 1
PG&E NGBA | Humboldt | 115 | Battery |  |  | 0 | 0 | 0 | 0 | 0 | 0 | 0 | 0 | 0 | 5 | 2 | 1 | 1 | 3 |  | 1 | [11 empty] | 2 | 2 | 3 | 2 | 3 | 1 | 1 |  | 0
PG&E NGBA | Humboldt | 60 | Battery |  |  | 0 | 0 | 0 | 0 | 0 | 0 | 0 | 0 | 0 | 5 | 2 | 1 | 1 |  |  | 1 | [11 empty] | 2 | 2 | 3 | 2 | 3 | 1 | 1 |  | 0
PG&E NGBA | Humboldt | 500 | Battery |  |  | 0 | 0 | 0 | 0 | 0 | 0 | 0 | 0 | 0 | 5 | 2 | 1 | 1 |  |  | 1 | [11 empty] | 2 | 2 | 3 | 2 | 3 | 1 | 1 |  | 0
SCE Metro | Huntington Beach | 230 | Battery |  |  | 0 | 0 | 0 | 0 | 0 | 0 | 0 | 0 | 0 | 1 | 1 | 1 | 1 |  |  | 1 | [11 empty] | 1 | 1 | 1 | 1 | 2 | 1 | 1 |  | 0
PG&E NGBA | Ignacio | 115 | Battery |  |  | 0 | 0 | 0 | 0 | 0 | 0 | 0 | 0 | 0 | 5 | 4 | 1 | 1 | 3 |  | 1 | [11 empty] | 2 | 1 | 4 | 1 | 3 | 2+ | 1 |  | 1
PG&E NGBA | Ignacio | 230 | Battery |  |  | 0 | 0 | 0 | 0 | 0 | 0 | 0 | 0 | 0 | 5 | 2 | 1 | 1 |  |  | 1 | [11 empty] | 2 | 1 | 4 | 1 | 3 | 1 | 1 |  | 0
PG&E NGBA | Ignacio | 60 | Battery |  |  | 0 | 0 | 0 | 0 | 0 | 0 | 0 | 0 | 0 | 5 | 2 | 1 | 1 |  |  | 1 | [11 empty] | 2 | 1 | 4 | 1 | 3 | 1 | 1 |  | 0
SDGE | Imperial Beach | 69 | Battery |  |  | 0 | 0 | 0 | 0 | 0 | 0 | 0 | 0 | 0 | 1 | 1 | 1 | 1 |  |  | 1 | [11 empty] | 2 | 1 | 3 | 1 | 2 | 1 | 1 |  | 0
SDGE | Imperial Valley | 230 | Battery |  |  | 528 | 0 | 528 | 528 | 0 | 528 | 0 | 0 | 0 | 1 | 1 | 1 | 1 | 4 |  | 1 | [11 empty] | 1 | 1 | 2 | 2 | 1 | 4+ | 1 |  | 1
SDGE | Imperial Valley | 500 | Battery |  |  | 0 | 0 | 0 | 0 | 0 | 0 | 0 | 0 | 0 | 1 | 1 | 1 | 1 | 5 |  | 1 | [11 empty] | 1 | 1 | 2 | 2 | 1 | 1 | 1 |  | 0
EOP | Innovation | 138 | Battery |  |  | 0 | 0 | 0 | 0 | 0 | 0 | 0 | 0 | 0 | 5 | 2 | 4 | 2 |  |  | 1 | [11 empty] | 2 | 2 | 4 | 1 | 3 | 1 | 1 |  | 0
EOP | Innovation | 230 | Battery |  |  | 0 | 0 | 0 | 0 | 0 | 0 | 0 | 0 | 0 | 5 | 2 | 4 | 2 |  |  | 1 | [11 empty] | 2 | 2 | 4 | 1 | 3 | 4+ | 5 |  | 1
SCE NOL | Inyokern | 115 | Battery |  |  | 0 | 0 | 0 | 0 | 0 | 0 | 0 | 0 | 0 | 3 | 3 | 1 | 1 |  |  | 1 | [11 empty] | 2 | 2 | 4 | 1 | 3 | 1+ | 1 |  | 1
EOP | IS Tap | 138 | Battery |  |  | 0 | 50 | 50 | 0 | 0 | 0 | 0 | 50 | 50 | 5 | 2 | 4 | 2 |  |  | 2 | [11 empty] | 2 | 2 | 4 | 1 | 3 | 5- | 1 |  | 1
EOP | Ivanpah | 115 | Battery |  |  | 0 | 0 | 0 | 0 | 0 | 0 | 0 | 0 | 0 | 5 | 2 | 4 | 2 |  |  | 1 | [11 empty] | 2 | 2 | 4 | 1 | 1 | 1 | 1 |  | 0
EOP | Ivanpah | 230 | Battery |  |  | 0 | 0 | 0 | 0 | 0 | 0 | 0 | 0 | 0 | 5 | 2 | 4 | 2 |  |  | 1 | [11 empty] | 2 | 2 | 4 | 1 | 1 | 1 | 1 |  | 0
EOP | Jackass (DOE) | 138 | Battery |  |  | 0 | 0 | 0 | 0 | 0 | 0 | 0 | 0 | 0 | 5 | 2 | 4 | 2 |  |  | 1 | [11 empty] | 2 | 2 | 4 | 1 | 3 | 1 | 1 |  | 0
PG&E NGBA | James B Black | 230 | Battery |  |  | 0 | 0 | 0 | 0 | 0 | 0 | 0 | 0 | 0 | 5 | 2 | 1 | 1 |  |  | 1 | [11 empty] | 2 | 2 | 4 | 2 | 3 | 1 | 1 |  | 0
PG&E GBA | Jefferson | 230 | Battery |  |  | 0 | 0 | 0 | 0 | 0 | 0 | 0 | 0 | 0 | 5 | 4 | 1 | 1 |  |  | 1 | [11 empty] | 2 | 1 | 3 | 1 | 2 | 1 | 1 |  | 0
PG&E NGBA | Jessup | 115 | Battery |  |  | 0 | 0 | 0 | 0 | 0 | 0 | 0 | 0 | 0 | 5 | 2 | 1 | 1 |  |  | 1 | [11 empty] | 2 | 2 | 3 | 2 | 3 | 1 | 1 |  | 0
SCE Metro | Johanna | 230 | Battery |  |  | 0 | 298.15 | 298.15 | 0 | 0 | 0 | 0 | 298.15 | 298.15 | 1 | 1 | 1 | 1 |  |  | 1 | [11 empty] | 1 | 1 | 2 | 1 | 1 | 5- | 1 |  | 1
SCE Eastern | Julian Hinds | 230 | Battery |  |  | 0 | 0 | 0 | 0 | 0 | 0 | 0 | 0 | 0 | 5 | 4 | 1 | 1 |  |  | 1 | [11 empty] | 2 | 1 | 4 | 1 | 3 | 1 | 1 |  | 0
PG&E GBA | Kasson | 115 | Battery |  |  | 0 | 0 | 0 | 0 | 0 | 0 | 0 | 0 | 0 | 5 | 5 | 1 | 1 |  |  | 1 | [11 empty] | 1 | 1 | 4 | 2 | 1 | 1+ | 1 |  | 1
PG&E GBA | Kasson | 60 | Battery |  |  | 0 | 0 | 0 | 0 | 0 | 0 | 0 | 0 | 0 | 5 | 5 | 1 | 1 |  |  | 1 | [11 empty] | 1 | 1 | 4 | 2 | 1 | 1 | 1 |  | 0
PG&E FRESNO | Kearney | 230 | Battery |  |  | 0 | 0 | 0 | 0 | 0 | 0 | 0 | 0 | 0 | 5 | 5 | 5 | 2 |  |  | 1 | [11 empty] | 1 | 1 | 3 | 2 | 1 | 1 | 5 |  | 1
PG&E FRESNO | Kearney | 70 | Battery |  |  | 0 | 0 | 0 | 0 | 0 | 0 | 0 | 0 | 0 | 5 | 5 | 5 | 2 |  |  | 3 | [11 empty] | 1 | 1 | 3 | 2 | 1 | 1 | 1 |  | 0
PG&E GBA | Kelso | 230 | Battery |  |  | 90.7 | 0 | 90.7 | 90.7 | 0 | 90.7 | 0 | 0 | 0 | 5 | 2 | 1 | 1 |  |  | 2 | [11 empty] | 2 | 1 | 2 | 1 | 2 | 4+ | 1 |  | 1
PG&E FRESNO | Kerchoff 1 | 115 | Battery |  |  | 0 | 0 | 0 | 0 | 0 | 0 | 0 | 0 | 0 | 5 | 5 | 5 | 2 |  |  | 1 | [11 empty] | 1 | 1 | 4 | 2 | 3 | 1 | 1 |  | 0
PG&E KERN | Kern Oil | 115 | Battery |  |  | 0 | 0 | 0 | 0 | 0 | 0 | 0 | 0 | 0 | 5 | 2 | 5 | 4 |  |  | 3 | [11 empty] | 1 | 1 | 1 | 1 | 1 | 1 | 1 |  | 0
PG&E KERN | Kern PP | 115 | Battery |  |  | 0 | 0 | 0 | 0 | 0 | 0 | 0 | 0 | 0 | 5 | 2 | 5 | 4 |  |  | 3 | [11 empty] | 1 | 1 | 2 | 1 | 2 | 1 | 1 |  | 0
PG&E KERN | Kern PP | 230 | Battery |  |  | 0 | 0 | 0 | 0 | 0 | 0 | 0 | 0 | 0 | 5 | 2 | 5 | 4 |  |  | 2 | [11 empty] | 1 | 1 | 2 | 1 | 2 | 4+ | 1 |  | 1
PG&E KERN | Kern PP | 70 | Battery |  |  | 0 | 0 | 0 | 0 | 0 | 0 | 0 | 0 | 0 | 5 | 2 | 5 | 2 |  |  | 1 | [11 empty] | 1 | 1 | 2 | 1 | 2 | 1 | 1 |  | 0
PG&E KERN | Kernridge | 115 | Battery |  |  | 0 | 0 | 0 | 0 | 0 | 0 | 0 | 0 | 0 | 5 | 2 | 5 | 4 |  |  | 1 | [11 empty] | 1 | 1 | 1 | 1 | 1 | 1 | 1 |  | 0
PG&E FRESNO | Kingsburg | 115 | Battery |  |  | 0 | 0 | 0 | 0 | 0 | 0 | 0 | 0 | 0 | 5 | 5 | 5 | 4 |  |  | 1 | [11 empty] | 1 | 1 | 2 | 2 | 1 | 1 | 1 |  | 0
PG&E GBA | Kirker | 115 | Battery |  |  | 0 | 0 | 0 | 0 | 0 | 0 | 0 | 0 | 0 | 5 | 2 | 1 | 1 |  |  | 1 | [11 empty] | 2 | 1 | 3 | 1 | 1 | 1 | 1 |  | 0
PG&E NGBA | Knights Landing | 115 | Battery |  |  | 0 | 0 | 0 | 0 | 0 | 0 | 0 | 0 | 0 | 5 | 5 | 1 | 1 |  |  | 1 | [11 empty] | 2 | 1 | 4 | 2 | 3 | 1 | 1 |  | 0
PG&E NGBA | Konocti | 60 | Battery |  |  | 0 | 0 | 0 | 0 | 0 | 0 | 0 | 0 | 0 | 5 | 2 | 1 | 1 |  |  | 1 | [11 empty] | 2 | 2 | 4 | 2 | 3 | 1 | 1 |  | 0
SCE NOL | Kramer | 115 | Battery |  |  | 0 | 6 | 6 | 0 | 6 | 6 | 0 | 0 | 0 | 3 | 3 | 1 | 1 | 3 |  | 1 | [11 empty] | 2 | 1 | 4 | 1 | 3 | 4+ | 1 |  | 1
SCE NOL | Kramer | 230 | Battery |  |  | 225 | 0 | 225 | 225 | 0 | 225 | 0 | 0 | 0 | 3 | 3 | 1 | 1 | 4 |  | 1 | [11 empty] | 2 | 1 | 4 | 1 | 3 | 4+ | 1 |  | 1
SCE Metro | La Cienega | 230 | Battery |  |  | 0 | 0 | 0 | 0 | 0 | 0 | 0 | 0 | 0 | 1 | 1 | 1 | 1 |  |  | 1 | [11 empty] | 1 | 1 | 2 | 1 | 2 | 2+ | 1 |  | 1
SCE Metro | La Fresa | 230 | Battery |  |  | 0 | 0 | 0 | 0 | 0 | 0 | 0 | 0 | 0 | 1 | 1 | 1 | 1 |  |  | 1 | [11 empty] | 1 | 1 | 2 | 1 | 2 | 1+ | 1 |  | 1
SCE Metro | Laguna Bell | 230 | Battery |  |  | 250 | 300 | 550 | 250 | 0 | 250 | 0 | 300 | 300 | 1 | 1 | 1 | 1 | 5 |  | 1 | [11 empty] | 1 | 1 | 2 | 1 | 1 | 4+ | 1 |  | 1
PG&E KERN | Lakeview | 70 | Battery |  |  | 65.6 | 0 | 65.6 | 65.6 | 0 | 65.6 | 0 | 0 | 0 | 5 | 2 | 5 | 4 |  |  | 4 | [11 empty] | 1 | 1 | 4 | 1 | 1 | 4+ | 1 |  | 1
PG&E NGBA | Lakeville | 230 | Battery |  |  | 0 | 0 | 0 | 0 | 0 | 0 | 0 | 0 | 0 | 5 | 4 | 1 | 1 | 3 |  | 1 | [11 empty] | 2 | 1 | 4 | 2 | 3 | 1 | 1 |  | 0
PG&E NGBA | Lakeville | 60 | Battery |  |  | 0 | 0 | 0 | 0 | 0 | 0 | 0 | 0 | 0 | 5 | 4 | 1 | 1 |  |  | 1 | [11 empty] | 2 | 1 | 4 | 2 | 3 | 1 | 1 |  | 0
PG&E NGBA | Lakeville | 115 | Battery |  |  | 50 | 0 | 50 | 50 | 0 | 50 | 0 | 0 | 0 | 5 | 4 | 1 | 1 | 3 |  | 2 | [11 empty] | 2 | 1 | 4 | 2 | 3 | 2+ | 1 |  | 1
PG&E GBA | Lakewood | 115 | Battery |  |  | 0 | 0 | 0 | 0 | 0 | 0 | 0 | 0 | 0 | 5 | 2 | 1 | 1 |  |  | 1 | [11 empty] | 2 | 1 | 3 | 1 | 2 | 1 | 1 |  | 0
PG&E NGBA | Lambie | 230 | Battery |  |  | 0 | 0 | 0 | 0 | 0 | 0 | 0 | 0 | 0 | 5 | 4 | 1 | 1 |  |  | 1 | [11 empty] | 2 | 1 | 1 | 1 | 1 | 2+ | 1 |  | 1
PG&E GBA | Lammers | 115 | Battery |  |  | 0 | 0 | 0 | 0 | 0 | 0 | 0 | 0 | 0 | 5 | 5 | 1 | 1 | 3 |  | 1 | [11 empty] | 1 | 1 | 1 | 2 | 2 | 2+ | 1 |  | 1
PG&E KERN | Lamont | 115 | Battery |  |  | 0 | 0 | 0 | 0 | 0 | 0 | 0 | 0 | 0 | 5 | 2 | 5 | 4 | 3 |  | 1 | [11 empty] | 1 | 1 | 2 | 1 | 1 | 4+ | 4 |  | 1
PG&E FRESNO | Las Aguilas | 230 | Battery |  |  | 0 | 0 | 0 | 0 | 0 | 0 | 0 | 0 | 0 | 5 | 2 | 5 | 2 |  |  | 2 | [11 empty] | 2 | 2 | 4 | 2 | 2 | 1 | 1 |  | 0
EOP | Lathrop | 138 | Battery |  |  | 0 | 0 | 0 | 0 | 0 | 0 | 0 | 0 | 0 | 5 | 2 | 4 | 2 |  |  | 1 | [11 empty] | 2 | 2 | 4 | 1 | 3 | 1 | 1 |  | 0
EOP | Lathrop | 230 | Battery |  |  | 0 | 40 | 40 | 0 | 0 | 0 | 0 | 40 | 40 | 5 | 2 | 4 | 2 |  |  | 1 | [11 empty] | 2 | 2 | 4 | 1 | 3 | 4+ | 5 |  | 1
PG&E FRESNO | Le Grand | 115 | Battery |  |  | 0 | 0 | 0 | 0 | 0 | 0 | 0 | 0 | 0 | 5 | 5 | 5 | 2 | 3 |  | 1 | [11 empty] | 1 | 1 | 3 | 2 | 1 | 2+ | 5 |  | 1
PG&E FRESNO | Lemoore | 70 | Battery |  |  | 0 | 0 | 0 | 0 | 0 | 0 | 0 | 0 | 0 | 5 | 2 | 5 | 2 |  |  | 1 | [11 empty] | 1 | 1 | 3 | 2 | 2 | 2+ | 4 |  | 1
PG&E KERN | Lerdo | 115 | Battery |  |  | 0 | 0 | 0 | 0 | 0 | 0 | 0 | 0 | 0 | 5 | 2 | 5 | 4 |  |  | 1 | [11 empty] | 1 | 1 | 4 | 1 | 1 | 1 | 1 |  | 0
SCE Metro | Lewis | 230 | Battery |  |  | 0 | 0 | 0 | 0 | 0 | 0 | 0 | 0 | 0 | 1 | 1 | 1 | 1 |  |  | 1 | [11 empty] | 1 | 1 | 3 | 1 | 2 | 1 | 1 |  | 0
SCE Metro | Lighthipe | 230 | Battery |  |  | 0 | 250 | 250 | 0 | 0 | 0 | 0 | 250 | 250 | 1 | 1 | 1 | 1 |  |  | 1 | [11 empty] | 1 | 1 | 2 | 1 | 1 | 2- | 1 |  | 1
SDGE | Lilac | 69 | Battery |  |  | 0 | 0 | 0 | 0 | 0 | 0 | 0 | 0 | 0 | 1 | 1 | 1 | 1 |  |  | 1 | [11 empty] | 2 | 1 | 3 | 1 | 3 | 1 | 1 |  | 0
PG&E NGBA | Lincoln | 115 | Battery |  |  | 0 | 0 | 0 | 0 | 0 | 0 | 0 | 0 | 0 | 5 | 5 | 1 | 1 |  |  | 1 | [11 empty] | 2 | 1 | 3 | 2 | 3 | 1 | 1 |  | 0
PG&E KERN | Live Oak | 115 | Battery |  |  | 0 | 0 | 0 | 0 | 0 | 0 | 0 | 0 | 0 | 5 | 2 | 5 | 4 |  |  | 4 | [11 empty] | 1 | 1 | 1 | 1 | 1 | 1 | 1 |  | 0
PG&E GBA | Llagas | 115 | Battery |  |  | 0 | 0 | 0 | 0 | 0 | 0 | 0 | 0 | 0 | 5 | 4 | 1 | 1 |  |  | 1 | [11 empty] | 2 | 1 | 2 | 2 | 1 | 4+ | 5 |  | 1
PG&E GBA | Lockeford | 115 | Battery |  |  | 0 | 0 | 0 | 0 | 0 | 0 | 0 | 0 | 0 | 5 | 5 | 1 | 1 |  |  | 1 | [11 empty] | 1 | 1 | 4 | 2 | 2 | 1+ | 1 |  | 1
PG&E GBA | Lockeford | 230 | Battery |  |  | 0 | 0 | 0 | 0 | 0 | 0 | 0 | 0 | 0 | 5 | 5 | 1 | 1 |  |  | 1 | [11 empty] | 1 | 1 | 4 | 2 | 2 | 1 | 1 |  | 0
PG&E GBA | Lockeford | 60 | Battery |  |  | 0 | 0 | 0 | 0 | 0 | 0 | 0 | 0 | 0 | 5 | 5 | 1 | 1 |  |  | 1 | [11 empty] | 1 | 1 | 4 | 2 | 2 | 1 | 1 |  | 0
PG&E GBA | Lodi | 230 | Battery |  |  | 0 | 0 | 0 | 0 | 0 | 0 | 0 | 0 | 0 | 5 | 5 | 1 | 1 |  |  | 1 | [11 empty] | 1 | 1 | 1 | 2 | 1 | 1 | 1 |  | 0
PG&E NGBA | Logan Creek | 230 | Battery |  |  | 0 | 0 | 0 | 0 | 0 | 0 | 0 | 0 | 0 | 5 | 2 | 1 | 1 |  |  | 1 | [11 empty] | 2 | 2 | 4 | 1 | 2 | 1 | 1 |  | 0
PG&E GBA | Lone Tree | 230 | Battery |  |  | 0 | 0 | 0 | 0 | 0 | 0 | 0 | 0 | 0 | 5 | 2 | 1 | 1 |  |  | 1 | [11 empty] | 2 | 1 | 3 | 1 | 2 | 1 | 1 |  | 0
PG&E FRESNO | Los Banos | 230 | Battery |  |  | 0 | 540 | 540 | 0 | 0 | 0 | 0 | 540 | 540 | 5 | 2 | 5 | 2 | 3 |  | 1 | [11 empty] | 1 | 1 | 4 | 2 | 1 | 2+ | 1 |  | 1
PG&E FRESNO | Los Banos | 500 | Battery |  |  | 0 | 0 | 0 | 0 | 0 | 0 | 0 | 0 | 0 | 1 | 1 | 1 | 1 | 2 |  | 2 | [11 empty] | 1 | 1 | 4 | 2 | 1 | 4+ | 4 |  | 1
SDGE | Los Coches | 138 | Battery |  |  | 0 | 0 | 0 | 0 | 0 | 0 | 0 | 0 | 0 | 1 | 1 | 1 | 1 |  |  | 1 | [11 empty] | 2 | 2 | 4 | 2 | 3 | 1 | 1 |  | 0
SDGE | Los Coches | 69 | Battery |  |  | 0 | 0 | 0 | 0 | 0 | 0 | 0 | 0 | 0 | 1 | 1 | 1 | 1 |  |  | 1 | [11 empty] | 2 | 2 | 4 | 2 | 3 | 1 | 1 |  | 0
PG&E GBA | Los Esteros | 115 | Battery |  |  | 0 | 0 | 0 | 0 | 0 | 0 | 0 | 0 | 0 | 5 | 4 | 1 | 1 | 4 |  | 1 | [11 empty] | 2 | 1 | 1 | 2 | 1 | 1+ | 1 |  | 1
PG&E GBA | Los Esteros | 230 | Battery |  |  | 0 | 0 | 0 | 0 | 0 | 0 | 0 | 0 | 0 | 5 | 4 | 1 | 1 |  |  | 1 | [11 empty] | 2 | 1 | 1 | 2 | 1 | 4+ | 4 |  | 1
PG&E GBA | Los Positas | 230 | Battery |  |  | 0 | 0 | 0 | 0 | 0 | 0 | 0 | 0 | 0 | 5 | 4 | 1 | 1 |  |  | 1 | [11 empty] | 2 | 1 | 3 | 1 | 3 | 1 | 1 |  | 0
PG&E GBA | Los Positas | 60 | Battery |  |  | 0 | 0 | 0 | 0 | 0 | 0 | 0 | 0 | 0 | 5 | 2 | 1 | 1 |  |  | 1 | [11 empty] | 2 | 1 | 3 | 1 | 3 | 1 | 1 |  | 0
SDGE | Loveland | 69 | Battery |  |  | 0 | 0 | 0 | 0 | 0 | 0 | 0 | 0 | 0 | 1 | 1 | 1 | 1 |  |  | 1 | [11 empty] | 2 | 1 | 3 | 1 | 3 | 1 | 1 |  | 0
SCE NOL | Lugo | 230 | Battery |  |  | 150 | 0 | 150 | 0 | 0 | 0 | 150 | 0 | 150 | 1 | 1 | 1 | 1 |  |  | 2 | [11 empty] | 2 | 1 | 4 | 1 | 2 | 5- | 1 |  | 1
SCE Metro | Lugo | 500 | Battery |  |  | 0 | 150 | 150 | 0 | 0 | 0 | 0 | 150 | 150 | 1 | 1 | 1 | 1 | 5 |  | 4 | [11 empty] | 2 | 1 | 4 | 1 | 2 | 4+ | 1 |  | 1
PG&E FRESNO | Madera | 70 | Battery |  |  | 0 | 0 | 0 | 0 | 0 | 0 | 0 | 0 | 0 | 5 | 5 | 5 | 2 |  |  | 1 | [11 empty] | 1 | 1 | 4 | 2 | 1 | 1 | 1 |  | 0
PG&E NGBA | Madison | 115 | Battery |  |  | 10.2 | 0 | 10.2 | 10.2 | 0 | 10.2 | 0 | 0 | 0 | 5 | 2 | 1 | 1 |  |  | 4 | [11 empty] | 2 | 1 | 4 | 2 | 3 | 1 | 1 |  | 1
PG&E KERN | Magunden | 115 | Battery |  |  | 0 | 0 | 0 | 0 | 0 | 0 | 0 | 0 | 0 | 5 | 2 | 5 | 4 |  |  | 4 | [11 empty] | 1 | 1 | 2 | 1 | 1 | 1 | 1 |  | 0
SCE Northern | Magunden | 230 | Battery |  |  | 0 | 0 | 0 | 0 | 0 | 0 | 0 | 0 | 0 | 5 | 5 | 1 | 1 |  |  | 1 | [11 empty] | 1 | 1 | 2 | 1 | 1 | 1 | 1 |  | 0
PG&E FRESNO | Malaga | 115 | Battery |  |  | 0 | 0 | 0 | 0 | 0 | 0 | 0 | 0 | 0 | 5 | 5 | 5 | 4 |  |  | 1 | [11 empty] | 1 | 1 | 1 | 2 | 1 | 1 | 1 |  | 0
PG&E NGBA | Malin | 500 | Battery |  |  | 0 | 0 | 0 | 0 | 0 | 0 | 0 | 0 | 0 | 5 | 2 | 1 | 1 |  |  | 1 | [11 empty] | 2 | 2 | 4 | 2 | 3 | 1 | 1 |  | 0
SCE Northern | Mandalay | 230 | Battery |  |  | 0 | 0 | 0 | 0 | 0 | 0 | 0 | 0 | 0 | 5 | 2 | 4 | 2 |  |  | 1 | [11 empty] | 2 | 1 | 2 | 1 | 1 | 4+ | 1 |  | 1
PG&E FRESNO | Manning | 230 | Battery |  |  | 0 | 0 | 0 | 0 | 0 | 0 | 0 | 0 | 0 | 5 | 2 | 5 | 2 | 3 |  | 2 | [11 empty] | 1 | 1 | 2 | 2 | 1 | 1 | 4 |  | 1
PG&E FRESNO | Manning | 500 | Battery |  |  | 0 | 0 | 0 | 0 | 0 | 0 | 0 | 0 | 0 | 1 | 1 | 1 | 1 | 5 |  | 1 | [11 empty] | 1 | 1 | 2 | 2 | 1 | 1+ | 4 |  | 1
PG&E GBA | Manteca | 115 | Battery |  |  | 0 | 0 | 0 | 0 | 0 | 0 | 0 | 0 | 0 | 5 | 5 | 5 | 4 |  |  | 1 | [11 empty] | 1 | 1 | 2 | 2 | 2 | 1 | 1 |  | 0
SDGE | Margarita | 138 | Battery |  |  | 0 | 0 | 0 | 0 | 0 | 0 | 0 | 0 | 0 | 1 | 1 | 1 | 1 |  |  | 2 | [11 empty] | 1 | 1 | 2 | 1 | 3 | 1+ | 1 |  | 1
PG&E GBA | Martin | 230 | Battery |  |  | 0 | 0 | 0 | 0 | 0 | 0 | 0 | 0 | 0 | 5 | 2 | 1 | 1 | 3 |  | 1 | [11 empty] | 2 | 1 | 3 | 1 | 2 | 1 | 1 |  | 0
PG&E GBA | Martin | 115 | Battery |  |  | 188 | 0 | 188 | 188 | 0 | 188 | 0 | 0 | 0 | 1 | 1 | 1 | 1 | 4 |  | 3 | [11 empty] | 2 | 1 | 3 | 1 | 2 | 4+ | 1 |  | 1
PG&E GBA | Martinez | 115 | Battery |  |  | 0 | 0 | 0 | 0 | 0 | 0 | 0 | 0 | 0 | 5 | 4 | 1 | 1 |  |  | 1 | [11 empty] | 2 | 1 | 1 | 1 | 1 | 1 | 1 |  | 0
PG&E FRESNO | Mc Mullin | 230 | Battery |  |  | 0 | 0 | 0 | 0 | 0 | 0 | 0 | 0 | 0 | 5 | 5 | 5 | 2 |  |  | 2 | [11 empty] | 1 | 1 | 3 | 2 | 1 | 1 | 5 |  | 1
PG&E FRESNO | McCall | 115 | Battery |  |  | 0 | 0 | 0 | 0 | 0 | 0 | 0 | 0 | 0 | 5 | 5 | 5 | 2 |  |  | 1 | [11 empty] | 1 | 1 | 3 | 2 | 1 | 1 | 1 |  | 0
PG&E FRESNO | McCall | 230 | Battery |  |  | 0 | 0 | 0 | 0 | 0 | 0 | 0 | 0 | 0 | 5 | 5 | 5 | 2 |  |  | 1 | [11 empty] | 1 | 1 | 3 | 2 | 1 | 1 | 1 |  | 0
PG&E GBA | Meadow Lane | 115 | Battery |  |  | 0 | 0 | 0 | 0 | 0 | 0 | 0 | 0 | 0 | 5 | 2 | 1 | 1 |  |  | 1 | [11 empty] | 2 | 1 | 2 | 1 | 1 | 1 | 1 |  | 0
PG&E GBA | Melones | 115 | Battery |  |  | 0 | 0 | 0 | 0 | 0 | 0 | 0 | 0 | 0 | 5 | 5 | 1 | 1 |  |  | 1 | [11 empty] | 2 | 1 | 4 | 1 | 3 | 1 | 1 |  | 0
PG&E GBA | Melones | 230 | Battery |  |  | 0 | 0 | 0 | 0 | 0 | 0 | 0 | 0 | 0 | 5 | 5 | 1 | 1 |  |  | 1 | [11 empty] | 2 | 1 | 4 | 1 | 3 | 1 | 1 |  | 0
SDGE | Melrose | 69 | Battery |  |  | 0 | 0 | 0 | 0 | 0 | 0 | 0 | 0 | 0 | 1 | 1 | 1 | 1 |  |  | 1 | [11 empty] | 2 | 1 | 3 | 1 | 3 | 1 | 1 |  | 0
PG&E NGBA | Mendocino | 115 | Battery |  |  | 0 | 0 | 0 | 0 | 0 | 0 | 0 | 0 | 0 | 5 | 2 | 1 | 1 |  |  | 1 | [11 empty] | 2 | 2 | 4 | 2 | 3 | 1 | 1 |  | 0
PG&E NGBA | Mendocino | 60 | Battery |  |  | 0 | 0 | 0 | 0 | 0 | 0 | 0 | 0 | 0 | 5 | 2 | 1 | 1 |  |  | 1 | [11 empty] | 2 | 2 | 4 | 2 | 3 | 1 | 1 |  | 0
PG&E FRESNO | Mendota | 115 | Battery |  |  | 0 | 0 | 0 | 0 | 0 | 0 | 0 | 0 | 0 | 5 | 5 | 5 | 2 | 1 |  | 1 | [11 empty] | 1 | 1 | 3 | 2 | 1 | 1 | 1 |  | 0
PG&E GBA | Menlo | 60 | Battery |  |  | 0 | 0 | 0 | 0 | 0 | 0 | 0 | 0 | 0 | 5 | 2 | 1 | 1 |  |  | 1 | [11 empty] | 2 | 1 | 3 | 1 | 2 | 1 | 1 |  | 0
PG&E FRESNO | Merced | 115 | Battery |  |  | 0 | 0 | 0 | 0 | 0 | 0 | 0 | 0 | 0 | 5 | 5 | 5 | 2 |  |  | 1 | [11 empty] | 1 | 1 | 4 | 2 | 1 | 1 | 1 |  | 0
EOP | Mercury | 138 | Battery |  |  | 0 | 0 | 0 | 0 | 0 | 0 | 0 | 0 | 0 | 5 | 2 | 4 | 2 |  |  | 1 | [11 empty] | 2 | 2 | 4 | 1 | 3 | 1 | 1 |  | 0
PG&E FRESNO | Mercy Springs | 70 | Battery |  |  | 78 | 0 | 78 | 78 | 0 | 78 | 0 | 0 | 0 | 5 | 2 | 5 | 2 |  |  | 5 | [11 empty] | 1 | 1 | 4 | 2 | 1 | 4+ | 1 |  | 1
PG&E NGBA | Meridian | 60 | Battery |  |  | 0 | 0 | 0 | 0 | 0 | 0 | 0 | 0 | 0 | 5 | 2 | 1 | 1 |  |  | 1 | [11 empty] | 2 | 2 | 4 | 1 | 3 | 1 | 1 |  | 0
PG&E KERN | Mesa (PGE) | 115 | Battery |  |  | 0 | 0 | 0 | 0 | 0 | 0 | 0 | 0 | 0 | 5 | 2 | 5 | 2 |  |  | 1 | [11 empty] | 2 | 2 | 3 | 2 | 2 | 1 | 1 |  | 0
PG&E KERN | Mesa (PGE) | 230 | Battery |  |  | 0 | 0 | 0 | 0 | 0 | 0 | 0 | 0 | 0 | 5 | 2 | 5 | 4 |  |  | 1 | [11 empty] | 2 | 2 | 3 | 2 | 2 | 1 | 1 |  | 0
SCE Metro | Mesa (SCE) | 230 | Battery |  |  | 0 | 0 | 0 | 0 | 0 | 0 | 0 | 0 | 0 | 1 | 1 | 1 | 1 |  |  | 1 | [11 empty] | 1 | 1 | 3 | 1 | 2 | 4+ | 1 |  | 1
SCE Metro | Mesa (SCE) | 500 | Battery |  |  | 0 | 200 | 200 | 0 | 0 | 0 | 0 | 200 | 200 | 1 | 1 | 1 | 1 |  |  | 2 | [11 empty] | 1 | 1 | 3 | 1 | 2 | 3+ | 1 |  | 1
SDGE | Mesa Heights | 69 | Battery |  |  | 0 | 0 | 0 | 0 | 0 | 0 | 0 | 0 | 0 | 1 | 1 | 1 | 1 |  |  | 1 | [11 empty] | 2 | 1 | 2 | 1 | 3 | 1 | 1 |  | 0
PG&E GBA | Metcalf | 115 | Battery |  |  | 0 | 0 | 0 | 0 | 0 | 0 | 0 | 0 | 0 | 5 | 4 | 1 | 1 |  |  | 1 | [11 empty] | 2 | 1 | 1 | 2 | 3 | 1 | 1 |  | 0
PG&E GBA | Metcalf | 230 | Battery |  |  | 0 | 0 | 0 | 0 | 0 | 0 | 0 | 0 | 0 | 5 | 4 | 1 | 1 | 4 |  | 1 | [11 empty] | 2 | 1 | 1 | 2 | 3 | 4+ | 4 |  | 1
PG&E GBA | Metcalf | 500 | Battery |  |  | 0 | 0 | 0 | 0 | 0 | 0 | 0 | 0 | 0 | 1 | 1 | 1 | 1 | 5 |  | 1 | [11 empty] | 2 | 1 | 1 | 2 | 3 | 1 | 1 |  | 0
PG&E KERN | Midway | 115 | Battery |  |  | 0 | 0 | 0 | 0 | 0 | 0 | 0 | 0 | 0 | 5 | 2 | 5 | 4 | 4 |  | 1 | [11 empty] | 1 | 1 | 3 | 1 | 1 | 4+ | 4 |  | 1
PG&E KERN | Midway | 230 | Battery |  |  | 0 | 0 | 0 | 0 | 0 | 0 | 0 | 0 | 0 | 5 | 2 | 5 | 4 | 4 |  | 1 | [11 empty] | 1 | 1 | 3 | 1 | 1 | 1+ | 1 |  | 1
PG&E KERN | Midway | 500 | Battery |  |  | 0 | 0 | 0 | 0 | 0 | 0 | 0 | 0 | 0 | 5 | 2 | 4 | 4 | 5 |  | 1 | [11 empty] | 1 | 1 | 3 | 1 | 1 | 4+ | 4 |  | 1
SDGE | Miguel | 230 | Battery |  |  | 0 | 0 | 0 | 0 | 0 | 0 | 0 | 0 | 0 | 1 | 1 | 1 | 1 |  |  | 1 | [11 empty] | 2 | 1 | 3 | 1 | 2 | 1 | 1 |  | 0
SDGE | Miguel | 500 | Battery |  |  | 0 | 0 | 0 | 0 | 0 | 0 | 0 | 0 | 0 | 1 | 1 | 1 | 1 |  |  | 1 | [11 empty] | 2 | 1 | 3 | 1 | 2 | 1 | 1 |  | 0
SDGE | Miguel | 69 | Battery |  |  | 0 | 0 | 0 | 0 | 0 | 0 | 0 | 0 | 0 | 1 | 1 | 1 | 1 |  |  | 1 | [11 empty] | 2 | 1 | 3 | 1 | 2 | 2+ | 1 |  | 1
PG&E GBA | Millbrae | 115 | Battery |  |  | 0 | 3 | 3 | 0 | 0 | 0 | 0 | 3 | 3 | 1 | 1 | 1 | 1 |  |  | 1 | [11 empty] | 2 | 1 | 3 | 1 | 2 | 3+ | 1 |  | 1
PG&E GBA | Miller | 115 | Battery |  |  | 0 | 0 | 0 | 0 | 0 | 0 | 0 | 0 | 0 | 5 | 5 | 1 | 1 |  |  | 1 | [11 empty] | 1 | 1 | 4 | 2 | 1 | 1 | 1 |  | 0
SCE Metro | Mira Loma | 230 | Battery |  |  | 42 | 200 | 242 | 42 | 0 | 42 | 0 | 200 | 200 | 1 | 1 | 1 | 1 | 5 |  | 1 | [11 empty] | 1 | 1 | 1 | 1 | 1 | 4+ | 1 |  | 1
SCE Metro | Mira Loma | 500 | Battery |  |  | 0 | 0 | 0 | 0 | 0 | 0 | 0 | 0 | 0 | 1 | 1 | 1 | 1 |  |  | 1 | [11 empty] | 1 | 1 | 1 | 1 | 1 | 4+ | 1 |  | 1
SCE Eastern | Mirage | 115 | Battery |  |  | 0 | 0 | 0 | 0 | 0 | 0 | 0 | 0 | 0 | 5 | 4 | 1 | 1 |  |  | 1 | [11 empty] | 2 | 1 | 3 | 1 | 3 | 1 | 1 |  | 0
SCE Eastern | Mirage | 230 | Battery |  |  | 0 | 0 | 0 | 0 | 0 | 0 | 0 | 0 | 0 | 5 | 4 | 1 | 1 |  |  | 1 | [11 empty] | 2 | 1 | 3 | 1 | 3 | 1+ | 1 |  | 1
SDGE | Mission | 138 | Battery |  |  | 0 | 0 | 0 | 0 | 0 | 0 | 0 | 0 | 0 | 1 | 1 | 1 | 1 |  |  | 1 | [11 empty] | 2 | 1 | 2 | 1 | 2 | 1 | 1 |  | 0
SDGE | Mission | 230 | Battery |  |  | 0 | 0 | 0 | 0 | 0 | 0 | 0 | 0 | 0 | 1 | 1 | 1 | 1 |  |  | 1 | [11 empty] | 2 | 1 | 2 | 1 | 2 | 1 | 1 |  | 0
SDGE | Mission | 69 | Battery |  |  | 0 | 0 | 0 | 0 | 0 | 0 | 0 | 0 | 0 | 1 | 1 | 1 | 1 |  |  | 1 | [11 empty] | 2 | 1 | 2 | 1 | 2 | 1 | 1 |  | 0
PG&E GBA | Mi-Wuk | 115 | Battery |  |  | 0 | 0 | 0 | 0 | 0 | 0 | 0 | 0 | 0 | 5 | 5 | 1 | 1 |  |  | 1 | [11 empty] | 2 | 1 | 4 | 1 | 3 | 1 | 1 |  | 0
EOP | Mohave | 500 | Battery |  |  | 0 | 158 | 158 | 0 | 0 | 0 | 0 | 158 | 158 | 5 | 2 | 4 | 2 | 5 |  | 1 | [11 empty] | 2 | 2 | 3 | 1 | 3 | 3- | 4 |  | 1
PG&E NGBA | Monroe | 115 | Battery |  |  | 0 | 0 | 0 | 0 | 0 | 0 | 0 | 0 | 0 | 5 | 2 | 1 | 1 |  |  | 1 | [11 empty] | 2 | 1 | 3 | 2 | 2 | 1 | 1 |  | 0
SDGE | Monserate | 69 | Battery |  |  | 0 | 0 | 0 | 0 | 0 | 0 | 0 | 0 | 0 | 1 | 1 | 1 | 1 |  |  | 1 | [11 empty] | 2 | 1 | 3 | 1 | 3 | 1 | 1 |  | 0
PG&E GBA | Monta Vista | 115 | Battery |  |  | 0 | 0 | 0 | 0 | 0 | 0 | 0 | 0 | 0 | 5 | 4 | 1 | 1 |  |  | 1 | [11 empty] | 2 | 1 | 3 | 2 | 3 | 1 | 1 |  | 0
PG&E GBA | Monta Vista | 230 | Battery |  |  | 0 | 0 | 0 | 0 | 0 | 0 | 0 | 0 | 0 | 5 | 4 | 1 | 1 |  |  | 1 | [11 empty] | 2 | 1 | 3 | 2 | 3 | 1 | 1 |  | 0
PG&E GBA | Monta Vista | 60 | Battery |  |  | 0 | 0 | 0 | 0 | 0 | 0 | 0 | 0 | 0 | 5 | 4 | 1 | 1 |  |  | 1 | [11 empty] | 2 | 1 | 3 | 2 | 3 | 1 | 1 |  | 0
PG&E NGBA | Monticello | 115 | Battery |  |  | 0 | 0 | 0 | 0 | 0 | 0 | 0 | 0 | 0 | 5 | 2 | 1 | 1 |  |  | 1 | [11 empty] | 2 | 1 | 4 | 2 | 3 | 1 | 1 |  | 0
SCE Northern | Moorpark | 230 | Battery |  |  | 350 | 0 | 350 | 350 | 0 | 350 | 0 | 0 | 0 | 5 | 2 | 4 | 2 | 4 |  | 1 | [11 empty] | 2 | 1 | 4 | 1 | 3 | 4+ | 1 |  | 1
SCE Northern | Moorpark | 66 | Battery |  |  | 0 | 0 | 0 | 0 | 0 | 0 | 0 | 0 | 0 | 5 | 2 | 4 | 2 |  |  | 1 | [11 empty] | 2 | 1 | 4 | 1 | 3 | 1 | 1 |  | 0
PG&E GBA | Moraga | 115 | Battery |  |  | 0 | 0 | 0 | 0 | 0 | 0 | 0 | 0 | 0 | 5 | 2 | 1 | 1 |  |  | 1 | [11 empty] | 2 | 1 | 3 | 1 | 3 | 1 | 1 |  | 0
PG&E GBA | Moraga | 230 | Battery |  |  | 0 | 0 | 0 | 0 | 0 | 0 | 0 | 0 | 0 | 5 | 4 | 1 | 1 |  |  | 1 | [11 empty] | 2 | 1 | 3 | 1 | 3 | 1 | 1 |  | 0
PG&E GBA | Morgan Hill | 115 | Battery |  |  | 0 | 0 | 0 | 0 | 0 | 0 | 0 | 0 | 0 | 5 | 4 | 1 | 1 |  |  | 1 | [11 empty] | 2 | 1 | 3 | 2 | 2 | 4+ | 1 |  | 1
PG&E KERN | Morro Bay | 115 | Battery |  |  | 0 | 0 | 0 | 0 | 0 | 0 | 0 | 0 | 0 | 5 | 2 | 5 | 2 |  |  | 2 | [11 empty] | 2 | 2 | 2 | 2 | 3 | 1 | 1 |  | 0
PG&E KERN | Morro Bay | 230 | Battery |  |  | 0 | 0 | 0 | 0 | 0 | 0 | 0 | 0 | 0 | 5 | 2 | 5 | 4 |  |  | 1 | [11 empty] | 2 | 2 | 2 | 2 | 3 | 2+ | 1 |  | 1
PG&E KERN | Morro Bay | 500 | Battery |  |  | 0 | 0 | 0 | 0 | 0 | 0 | 0 | 0 | 0 | 5 | 2 | 4 | 4 |  |  | 5 | [11 empty] | 2 | 2 | 2 | 2 | 3 | 1 | 1 |  | 0
PG&E GBA | Moss Landing | 115 | Battery |  |  | 0 | 0 | 0 | 0 | 0 | 0 | 0 | 0 | 0 | 5 | 4 | 1 | 1 |  |  | 1 | [11 empty] | 2 | 2 | 1 | 2 | 2 | 1 | 1 |  | 0
PG&E GBA | Moss Landing | 230 | Battery |  |  | 0 | 0 | 0 | 0 | 0 | 0 | 0 | 0 | 0 | 5 | 4 | 1 | 1 |  |  | 1 | [11 empty] | 2 | 2 | 1 | 2 | 2 | 1 | 1 |  | 0
PG&E GBA | Moss Landing | 500 | Battery |  |  | 0 | 0 | 0 | 0 | 0 | 0 | 0 | 0 | 0 | 5 | 4 | 1 | 1 | 5 |  | 1 | [11 empty] | 2 | 2 | 1 | 2 | 2 | 4+ | 4 |  | 1
EOP | Mountain Pass | 115 | Battery |  |  | 0 | 0 | 0 | 0 | 0 | 0 | 0 | 0 | 0 | 5 | 2 | 4 | 2 |  |  | 1 | [11 empty] | 2 | 2 | 4 | 1 | 1 | 1 | 1 |  | 0
PG&E GBA | Mountain View | 115 | Battery |  |  | 0 | 0 | 0 | 0 | 0 | 0 | 0 | 0 | 0 | 1 | 1 | 1 | 1 |  |  | 1 | [11 empty] | 2 | 1 | 2 | 2 | 2 | 1 | 1 |  | 0
PG&E GBA | Mt Eden | 115 | Battery |  |  | 0 | 0 | 0 | 0 | 0 | 0 | 0 | 0 | 0 | 5 | 2 | 1 | 1 |  |  | 1 | [11 empty] | 2 | 1 | 2 | 1 | 2 | 4+ | 1 |  | 1
PG&E KERN | Mt Poso | 115 | Battery |  |  | 0 | 0 | 0 | 0 | 0 | 0 | 0 | 0 | 0 | 5 | 2 | 5 | 2 |  |  | 1 | [11 empty] | 1 | 1 | 2 | 1 | 1 | 1 | 1 |  | 0
SDGE | Murray | 69 | Battery |  |  | 0 | 0 | 0 | 0 | 0 | 0 | 0 | 0 | 0 | 1 | 1 | 1 | 1 |  |  | 1 | [11 empty] | 2 | 1 | 2 | 1 | 2 | 1+ | 1 |  | 1
PG&E FRESNO | Mustang | 230 | Battery |  |  | 0 | 0 | 0 | 0 | 0 | 0 | 0 | 0 | 0 | 5 | 2 | 5 | 4 |  |  | 1 | [11 empty] | 1 | 1 | 1 | 2 | 1 | 4+ | 5 |  | 1
SCE Northern | Neenach | 66 | Battery |  |  | 0 | 0 | 0 | 0 | 0 | 0 | 0 | 0 | 0 | 5 | 5 | 1 | 1 |  |  | 1 | [11 empty] | 2 | 1 | 4 | 1 | 3 | 4+ | 1 |  | 1
PG&E KERN | New Sub - Gates - Midway (Proposed) | 230 | Battery |  |  | 238.5 | 0 | 238.5 | 238.5 | 0 | 238.5 | 0 | 0 | 0 | 5 | 2 | 5 | 4 | 3 |  | 3 | [11 empty] | 1 | 1 | 4 | 2 | 1 | 4+ | 1 |  | 1
PG&E KERN | New Sub - Gates - Templeton (Proposed) | 230 | Battery |  |  | 0 | 0 | 0 | 0 | 0 | 0 | 0 | 0 | 0 | 5 | 2 | 5 | 4 |  |  | 1 | [11 empty] | 1 | 1 | 4 | 2 | 1 | 4+ | 5 |  | 1
SCE NOL | New Sub - Kramer - Lugo (Proposed) | 230 | Battery |  |  | 0 | 0 | 0 | 0 | 0 | 0 | 0 | 0 | 0 | 3 | 3 | 1 | 1 |  |  | 1 | [11 empty] | 2 | 1 | 2 | 1 | 1 | 4+ | 1 |  | 1
PG&E FRESNO | New Sub - Los Banos - Midway (Proposed) | 500 | Battery |  |  | 0 | 0 | 0 | 0 | 0 | 0 | 0 | 0 | 0 | 5 | 2 | 4 | 4 | 5 |  | 1 | [11 empty] | 1 | 1 | 4 | 2 | 1 | 4+ | 4 |  | 1
SCE NOL | New Sub - Lugo - Pisgah (Proposed) | 230 | Battery |  |  | 0 | 0 | 0 | 0 | 0 | 0 | 0 | 0 | 0 | 1 | 1 | 1 | 1 |  |  | 1 | [11 empty] | 2 | 1 | 3 | 1 | 3 | 1 | 1 |  | 0
PG&E KERN | New Sub - Midway - Wheeler Ridge (Proposed) | 230 | Battery |  |  | 0 | 0 | 0 | 0 | 0 | 0 | 0 | 0 | 0 | 5 | 2 | 5 | 4 |  |  | 2 | [11 empty] | 1 | 1 | 3 | 1 | 1 | 1 | 1 |  | 0
PG&E NGBA | New Sub - Near existing Leavitt (PSREC) | 345 | Battery |  |  | 0 | 0 | 0 | 0 | 0 | 0 | 0 | 0 | 0 | 5 | 2 | 1 | 1 |  |  | 1 | [11 empty] | 2 | 2 | 1 | 1 | 3 | 1 | 1 |  | 0
PG&E NGBA | New Sub - Near existing Madeline (NVE) | 345 | Battery |  |  | 0 | 0 | 0 | 0 | 0 | 0 | 0 | 0 | 0 | 5 | 2 | 1 | 1 |  |  | 1 | [11 empty] | 2 | 2 | 4 | 1 | 3 | 1 | 1 |  | 0
SDGE | New Sub - North Gila - IV (Proposed) | 500 | Battery |  |  | 0 | 0 | 0 | 0 | 0 | 0 | 0 | 0 | 0 | 1 | 1 | 1 | 1 |  |  | 1 | [11 empty] | 2 | 1 | 4 | 2 | 2 | 4+ | 5 |  | 1
PG&E NGBA | New Sub - Pit 1 - Cottonwood (Proposed) | 230 | Battery |  |  | 0 | 0 | 0 | 0 | 0 | 0 | 0 | 0 | 0 | 5 | 5 | 3 | 3 |  |  | 1 | [11 empty] | 2 | 2 | 4 | 2 | 3 | 1 | 1 |  | 0
PG&E GBA | New Sub - Rancho Seco - Bellota (Proposed) | 230 | Battery |  |  | 0 | 0 | 0 | 0 | 0 | 0 | 0 | 0 | 0 | 5 | 5 | 1 | 1 |  |  | 1 | [11 empty] | 1 | 1 | 4 | 2 | 3 | 1 | 4 |  | 1
SDGE | New Sub - Suncrest - Ocotillo (Proposed) | 500 | Battery |  |  | 0 | 0 | 0 | 0 | 0 | 0 | 0 | 0 | 0 | 1 | 1 | 1 | 1 |  |  | 1 | [11 empty] | 2 | 1 | 4 | 1 | 3 | 2+ | 1 |  | 1
PG&E FRESNO | New Sub - Westley - Quinto (Proposed) | 230 | Battery |  |  | 0 | 0 | 0 | 0 | 0 | 0 | 0 | 0 | 0 | 1 | 1 | 1 | 1 |  |  | 2 | [11 empty] | 1 | 1 | 4 | 2 | 1 | 4+ | 1 |  | 1
PG&E GBA | Newark | 115 | Battery |  |  | 0 | 0 | 0 | 0 | 0 | 0 | 0 | 0 | 0 | 5 | 4 | 1 | 1 |  |  | 1 | [11 empty] | 2 | 1 | 3 | 1 | 2 | 1 | 1 |  | 0
PG&E GBA | Newark | 230 | Battery |  |  | 0 | 0 | 0 | 0 | 0 | 0 | 0 | 0 | 0 | 5 | 4 | 1 | 1 | 4 |  | 1 | [11 empty] | 2 | 1 | 3 | 1 | 2 | 4+ | 1 |  | 1
PG&E GBA | Newark | 60 | Battery |  |  | 0 | 0 | 0 | 0 | 0 | 0 | 0 | 0 | 0 | 5 | 2 | 1 | 1 | 3 |  | 1 | [11 empty] | 2 | 1 | 3 | 1 | 2 | 1 | 1 |  | 0
PG&E FRESNO | Newhall | 115 | Battery |  |  | 0 | 0 | 0 | 0 | 0 | 0 | 0 | 0 | 0 | 5 | 5 | 5 | 2 |  |  | 1 | [11 empty] | 1 | 1 | 4 | 2 | 1 | 4+ | 1 |  | 1
PG&E KERN | Norco | 115 | Battery |  |  | 0 | 0 | 0 | 0 | 0 | 0 | 0 | 0 | 0 | 5 | 2 | 5 | 4 |  |  | 1 | [11 empty] | 1 | 1 | 3 | 1 | 1 | 1 | 1 |  | 0
PG&E GBA | Nortech | 115 | Battery |  |  | 0 | 0 | 0 | 0 | 0 | 0 | 0 | 0 | 0 | 5 | 4 | 1 | 1 |  |  | 1 | [11 empty] | 2 | 1 | 2 | 2 | 1 | 1 | 1 |  | 0
SDGE | North City Metering | 138 | Battery |  |  | 0 | 0 | 0 | 0 | 0 | 0 | 0 | 0 | 0 | 1 | 1 | 1 | 1 |  |  | 1 | [11 empty] | 2 | 1 | 2 | 1 | 3 | 1 | 1 |  | 0
PG&E GBA | North Dublin | 230 | Battery |  |  | 0 | 0 | 0 | 0 | 0 | 0 | 0 | 0 | 0 | 5 | 4 | 1 | 1 |  |  | 1 | [11 empty] | 2 | 1 | 2 | 1 | 3 | 1 | 1 |  | 0
SDGE | North Gila | 500 | Battery |  |  | 0 | 118.7 | 118.7 | 0 | 0 | 0 | 0 | 118.7 | 118.7 | 1 | 1 | 1 | 1 |  |  | 3 | [11 empty] | 2 | 2 | 4 | 2 | 3 | 5- | 1 |  | 1
SCE Metro | North of SONGS | 230 | Battery |  |  | 0 | 0 | 0 | 0 | 0 | 0 | 0 | 0 | 0 | 1 | 1 | 1 | 1 |  |  | 1 | [11 empty] | 2 | 1 | 3 | 1 | 3 | 1 | 1 |  | 0
SCE Metro | North of SONGS | 500 | Battery |  |  | 0 | 400 | 400 | 0 | 0 | 0 | 0 | 400 | 400 | 1 | 1 | 1 | 1 |  |  | 1 | [11 empty] | 2 | 1 | 3 | 1 | 3 | 5- | 1 |  | 1
PG&E NGBA | Notre Dame | 115 | Battery |  |  | 0 | 0 | 0 | 0 | 0 | 0 | 0 | 0 | 0 | 5 | 2 | 1 | 1 |  |  | 1 | [11 empty] | 2 | 1 | 4 | 2 | 2 | 1 | 1 |  | 0
PG&E GBA | Oakland C | 115 | Battery |  |  | 0 | 0 | 0 | 0 | 0 | 0 | 0 | 0 | 0 | 5 | 4 | 1 | 1 | 3 |  | 1 | [11 empty] | 2 | 1 | 1 | 1 | 2 | 2+ | 1 |  | 1
PG&E GBA | Oakland J | 115 | Battery |  |  | 0 | 0 | 0 | 0 | 0 | 0 | 0 | 0 | 0 | 5 | 2 | 1 | 1 |  |  | 2 | [11 empty] | 2 | 1 | 2 | 1 | 1 | 4+ | 1 |  | 1
PG&E GBA | Oakland L | 115 | Battery |  |  | 0 | 0 | 0 | 0 | 0 | 0 | 0 | 0 | 0 | 5 | 2 | 1 | 1 |  |  | 1 | [11 empty] | 2 | 1 | 2 | 1 | 1 | 1 | 1 |  | 0
PG&E GBA | Oakland X | 115 | Battery |  |  | 0 | 0 | 0 | 0 | 0 | 0 | 0 | 0 | 0 | 5 | 2 | 1 | 1 |  |  | 2 | [11 empty] | 2 | 1 | 2 | 1 | 2 | 1 | 1 |  | 0
SDGE | Ocean Ranch | 69 | Battery |  |  | 0 | 0 | 0 | 0 | 0 | 0 | 0 | 0 | 0 | 1 | 1 | 1 | 1 |  |  | 1 | [11 empty] | 2 | 1 | 4 | 1 | 3 | 2+ | 1 |  | 1
PG&E KERN | Oceano | 115 | Battery |  |  | 0 | 0 | 0 | 0 | 0 | 0 | 0 | 0 | 0 | 5 | 2 | 5 | 2 |  |  | 3 | [11 empty] | 2 | 2 | 4 | 2 | 3 | 1 | 1 |  | 0
SDGE | Ocotillo Express | 500 | Battery |  |  | 0 | 0 | 0 | 0 | 0 | 0 | 0 | 0 | 0 | 1 | 1 | 1 | 1 |  |  | 1 | [11 empty] | 2 | 1 | 4 | 2 | 3 | 1 | 1 |  | 0
PG&E KERN | Old River | 70 | Battery |  |  | 0 | 0 | 0 | 0 | 0 | 0 | 0 | 0 | 0 | 5 | 2 | 5 | 4 |  |  | 1 | [11 empty] | 1 | 1 | 4 | 1 | 2 | 1 | 1 |  | 0
SDGE | Old Town | 230 | Battery |  |  | 0 | 0 | 0 | 0 | 0 | 0 | 0 | 0 | 0 | 1 | 1 | 1 | 1 |  |  | 1 | [11 empty] | 2 | 1 | 3 | 1 | 2 | 1 | 1 |  | 0
SCE Metro | Olinda | 230 | Battery |  |  | 0 | 0 | 0 | 0 | 0 | 0 | 0 | 0 | 0 | 1 | 1 | 1 | 1 |  |  | 1 | [11 empty] | 1 | 1 | 2 | 1 | 2 | 1+ | 1 |  | 1
PG&E FRESNO | Olive | 115 | Battery |  |  | 20 | 0 | 20 | 20 | 0 | 20 | 0 | 0 | 0 | 5 | 2 | 5 | 4 | 3 |  | 1 | [11 empty] | 1 | 1 | 4 | 1 | 1 | 1 | 1 |  | 1
PG&E NGBA | Olivehurst | 115 | Battery |  |  | 0 | 0 | 0 | 0 | 0 | 0 | 0 | 0 | 0 | 5 | 5 | 1 | 1 |  |  | 1 | [11 empty] | 2 | 2 | 2 | 1 | 2 | 1 | 1 |  | 0
PG&E NGBA | Oregon Trail | 60 | Battery |  |  | 0 | 0 | 0 | 0 | 0 | 0 | 0 | 0 | 0 | 5 | 2 | 1 | 1 |  |  | 1 | [11 empty] | 2 | 2 | 3 | 2 | 3 | 1 | 1 |  | 0
SCE Northern | Ormond Beach | 230 | Battery |  |  | 0 | 0 | 0 | 0 | 0 | 0 | 0 | 0 | 0 | 5 | 2 | 4 | 2 |  |  | 1 | [11 empty] | 2 | 1 | 1 | 1 | 1 | 1 | 1 |  | 0
PG&E FRESNO | Oro Loma | 115 | Battery |  |  | 0 | 0 | 0 | 0 | 0 | 0 | 0 | 0 | 0 | 5 | 2 | 5 | 2 |  |  | 3 | [11 empty] | 1 | 1 | 4 | 2 | 1 | 1+ | 1 |  | 1
PG&E FRESNO | Oro Loma | 70 | Battery |  |  | 0 | 0 | 0 | 0 | 0 | 0 | 0 | 0 | 0 | 5 | 2 | 5 | 2 |  |  | 1 | [11 empty] | 1 | 1 | 4 | 2 | 1 | 1+ | 1 |  | 1
PG&E FRESNO | Orosi | 70 | Battery |  |  | 0 | 0 | 0 | 0 | 0 | 0 | 0 | 0 | 0 | 5 | 2 | 5 | 2 |  |  | 1 | [11 empty] | 1 | 1 | 4 | 1 | 1 | 1 | 1 |  | 0
SDGE | Otay | 69 | Battery |  |  | 49.7 | 0 | 49.7 | 49.7 | 0 | 49.7 | 0 | 0 | 0 | 1 | 1 | 1 | 1 |  |  | 3 | [11 empty] | 2 | 1 | 1 | 1 | 1 | 1 | 1 |  | 1
SDGE | Otay Mesa | 230 | Battery |  |  | 65 | 0 | 65 | 65 | 0 | 65 | 0 | 0 | 0 | 1 | 1 | 1 | 1 |  |  | 2 | [11 empty] | 2 | 1 | 1 | 1 | 3 | 4+ | 1 |  | 1
PG&E FRESNO | Padre Flats SW STA | 230 | Battery |  |  | 0 | 0 | 0 | 0 | 0 | 0 | 0 | 0 | 0 | 5 | 2 | 5 | 2 |  |  | 1 | [11 empty] | 1 | 1 | 4 | 2 | 1 | 1 | 1 |  | 0
EOP | Pahrump | 138 | Battery |  |  | 0 | 0 | 0 | 0 | 0 | 0 | 0 | 0 | 0 | 5 | 2 | 4 | 2 |  |  | 1 | [11 empty] | 2 | 2 | 4 | 1 | 3 | 1 | 1 |  | 0
EOP | Pahrump | 230 | Battery |  |  | 0 | 0 | 0 | 0 | 0 | 0 | 0 | 0 | 0 | 5 | 2 | 4 | 2 |  |  | 1 | [11 empty] | 2 | 2 | 4 | 1 | 3 | 1 | 1 |  | 0
SDGE | Pala | 69 | Battery |  |  | 0 | 0 | 0 | 0 | 0 | 0 | 0 | 0 | 0 | 1 | 1 | 1 | 1 |  |  | 1 | [11 empty] | 2 | 1 | 1 | 1 | 3 | 1 | 1 |  | 0
PG&E NGBA | Palermo | 115 | Battery |  |  | 0 | 0 | 0 | 0 | 0 | 0 | 0 | 0 | 0 | 5 | 5 | 1 | 1 | 4 |  | 1 | [11 empty] | 2 | 1 | 2 | 2 | 2 | 1 | 1 |  | 0
PG&E NGBA | Palermo | 230 | Battery |  |  | 0 | 0 | 0 | 0 | 0 | 0 | 0 | 0 | 0 | 5 | 5 | 1 | 1 |  |  | 1 | [11 empty] | 2 | 1 | 2 | 2 | 2 | 1 | 1 |  | 0
SCE Eastern | Palo Verde | 500 | Battery |  |  | 0 | 0 | 0 | 0 | 0 | 0 | 0 | 0 | 0 | 5 | 4 | 4 | 4 |  |  | 1 | [11 empty] | 2 | 1 | 4 | 2 | 3 | 1 | 1 |  | 0
SDGE | Palomar Energy | 230 | Battery |  |  | 0 | 0 | 0 | 0 | 0 | 0 | 0 | 0 | 0 | 1 | 1 | 1 | 1 |  |  | 1 | [11 empty] | 2 | 1 | 2 | 1 | 3 | 1 | 1 |  | 0
PG&E KERN | Panama | 70 | Battery |  |  | 0 | 0 | 0 | 0 | 0 | 0 | 0 | 0 | 0 | 5 | 2 | 5 | 2 |  |  | 1 | [11 empty] | 1 | 1 | 4 | 1 | 1 | 1 | 1 |  | 0
PG&E FRESNO | Panoche | 115 | Battery |  |  | 0 | 0 | 0 | 0 | 0 | 0 | 0 | 0 | 0 | 5 | 5 | 5 | 2 |  |  | 3 | [11 empty] | 1 | 1 | 1 | 2 | 1 | 4+ | 1 |  | 1
PG&E FRESNO | Panoche | 230 | Battery |  |  | 0 | 0 | 0 | 0 | 0 | 0 | 0 | 0 | 0 | 5 | 2 | 5 | 2 | 3 |  | 1 | [11 empty] | 1 | 1 | 1 | 2 | 1 | 1 | 5 |  | 1
SCE Northern | Pardee | 230 | Battery |  |  | 15 | 0 | 15 | 15 | 0 | 15 | 0 | 0 | 0 | 5 | 2 | 4 | 2 |  |  | 1 | [11 empty] | 1 | 1 | 3 | 1 | 3 | 4+ | 1 |  | 1
PG&E NGBA | Parkway | 230 | Battery |  |  | 0 | 0 | 0 | 0 | 0 | 0 | 0 | 0 | 0 | 5 | 2 | 1 | 1 |  |  | 1 | [11 empty] | 2 | 1 | 4 | 1 | 2 | 1 | 1 |  | 0
SCE Northern | Pastoria | 230 | Battery |  |  | 80 | 0 | 80 | 80 | 0 | 80 | 0 | 0 | 0 | 5 | 2 | 4 | 2 |  |  | 2 | [11 empty] | 1 | 1 | 2 | 1 | 3 | 1 | 1 |  | 1
SCE Metro | Pauda | 230 | Battery |  |  | 0 | 200 | 200 | 0 | 0 | 0 | 0 | 200 | 200 | 1 | 1 | 1 | 1 |  |  | 1 | [11 empty] | 1 | 1 | 2 | 1 | 2 | 5- | 1 |  | 1
PG&E GBA | Paul Sweet | 115 | Battery |  |  | 0 | 0 | 0 | 0 | 0 | 0 | 0 | 0 | 0 | 1 | 1 | 1 | 1 |  |  | 1 | [11 empty] | 2 | 2 | 2 | 2 | 3 | 4+ | 1 |  | 1
PG&E NGBA | Peabody | 230 | Battery |  |  | 0 | 0 | 0 | 0 | 0 | 0 | 0 | 0 | 0 | 5 | 2 | 1 | 1 |  |  | 1 | [11 empty] | 2 | 1 | 2 | 1 | 2 | 1 | 1 |  | 0
PG&E NGBA | Pease | 115 | Battery |  |  | 0 | 0 | 0 | 0 | 0 | 0 | 0 | 0 | 0 | 5 | 5 | 1 | 1 |  |  | 1 | [11 empty] | 2 | 2 | 2 | 1 | 2 | 1 | 1 |  | 0
PG&E NGBA | Pease | 60 | Battery |  |  | 0 | 0 | 0 | 0 | 0 | 0 | 0 | 0 | 0 | 5 | 5 | 1 | 1 |  |  | 1 | [11 empty] | 2 | 2 | 2 | 1 | 2 | 2+ | 1 |  | 1
SDGE | Penasquitos | 138 | Battery |  |  | 0 | 0 | 0 | 0 | 0 | 0 | 0 | 0 | 0 | 1 | 1 | 1 | 1 |  |  | 1 | [11 empty] | 2 | 1 | 2 | 1 | 3 | 1 | 1 |  | 0
SDGE | Penasquitos | 230 | Battery |  |  | 0 | 0 | 0 | 0 | 0 | 0 | 0 | 0 | 0 | 1 | 1 | 1 | 1 |  |  | 1 | [11 empty] | 2 | 1 | 2 | 1 | 3 | 1 | 1 |  | 0
SDGE | Penasquitos | 69 | Battery |  |  | 0 | 0 | 0 | 0 | 0 | 0 | 0 | 0 | 0 | 1 | 1 | 1 | 1 |  |  | 1 | [11 empty] | 2 | 1 | 2 | 1 | 3 | 1 | 1 |  | 0
SDGE | Pendleton | 69 | Battery |  |  | 0 | 50 | 50 | 0 | 50 | 50 | 0 | 0 | 0 | 1 | 1 | 1 | 1 |  |  | 4 | [11 empty] | 2 | 1 | 4 | 1 | 3 | 1+ | 1 |  | 1
PG&E NGBA | Penngrove | 115 | Battery |  |  | 0 | 0 | 0 | 0 | 0 | 0 | 0 | 0 | 0 | 5 | 2 | 1 | 1 |  |  | 1 | [11 empty] | 2 | 1 | 3 | 2 | 2 | 4+ | 1 |  | 1
PG&E GBA | Peoria | 115 | Battery |  |  | 0 | 0 | 0 | 0 | 0 | 0 | 0 | 0 | 0 | 5 | 5 | 1 | 1 |  |  | 1 | [11 empty] | 2 | 1 | 4 | 1 | 3 | 1 | 1 |  | 0
PG&E GBA | Piercy | 115 | Battery |  |  | 0 | 0 | 0 | 0 | 0 | 0 | 0 | 0 | 0 | 5 | 4 | 1 | 1 |  |  | 1 | [11 empty] | 2 | 1 | 2 | 2 | 2 | 1+ | 1 |  | 1
PG&E FRESNO | Pine Flat | 230 | Battery |  |  | 0 | 0 | 0 | 0 | 0 | 0 | 0 | 0 | 0 | 5 | 5 | 5 | 2 |  |  | 1 | [11 empty] | 1 | 1 | 4 | 2 | 3 | 1 | 1 |  | 0
SCE NOL | Pisgah | 230 | Battery |  |  | 0 | 0 | 0 | 0 | 0 | 0 | 0 | 0 | 0 | 1 | 1 | 1 | 1 | 4 |  | 1 | [11 empty] | 2 | 1 | 4 | 1 | 1 | 4+ | 5 |  | 1
PG&E NGBA | Pit 1 | 230 | Battery |  |  | 0 | 0 | 0 | 0 | 0 | 0 | 0 | 0 | 0 | 5 | 5 | 3 | 3 |  |  | 1 | [11 empty] | 2 | 2 | 4 | 2 | 3 | 1 | 1 |  | 0
PG&E NGBA | Pit 1 | 60 | Battery |  |  | 0 | 0 | 0 | 0 | 0 | 0 | 0 | 0 | 0 | 5 | 5 | 3 | 3 |  |  | 1 | [11 empty] | 2 | 2 | 4 | 2 | 3 | 1 | 1 |  | 0
PG&E NGBA | Pit 3 | 230 | Battery |  |  | 0 | 0 | 0 | 0 | 0 | 0 | 0 | 0 | 0 | 5 | 5 | 3 | 3 |  |  | 1 | [11 empty] | 2 | 2 | 4 | 2 | 3 | 1 | 1 |  | 0
PG&E NGBA | Pit 4 | 230 | Battery |  |  | 0 | 0 | 0 | 0 | 0 | 0 | 0 | 0 | 0 | 5 | 2 | 1 | 1 |  |  | 1 | [11 empty] | 2 | 2 | 4 | 2 | 3 | 1 | 1 |  | 0
PG&E GBA | Pittsburg | 115 | Battery |  |  | 0 | 0 | 0 | 0 | 0 | 0 | 0 | 0 | 0 | 5 | 4 | 1 | 1 | 4 |  | 1 | [11 empty] | 2 | 1 | 2 | 1 | 1 | 4+ | 1 |  | 1
PG&E GBA | Pittsburg | 230 | Battery |  |  | 0 | 0 | 0 | 0 | 0 | 0 | 0 | 0 | 0 | 5 | 4 | 1 | 1 | 4 |  | 1 | [11 empty] | 2 | 1 | 2 | 1 | 1 | 4+ | 1 |  | 1
PG&E NGBA | Pleasant Grove | 115 | Battery |  |  | 0 | 0 | 0 | 0 | 0 | 0 | 0 | 0 | 0 | 5 | 5 | 1 | 1 |  |  | 1 | [11 empty] | 2 | 1 | 2 | 2 | 3 | 1 | 1 |  | 0
PG&E NGBA | POE | 230 | Battery |  |  | 0 | 0 | 0 | 0 | 0 | 0 | 0 | 0 | 0 | 5 | 5 | 1 | 1 |  |  | 1 | [11 empty] | 2 | 1 | 4 | 2 | 3 | 1 | 1 |  | 0
SDGE | Point Loma | 69 | Battery |  |  | 0 | 0 | 0 | 0 | 0 | 0 | 0 | 0 | 0 | 1 | 1 | 1 | 1 |  |  | 1 | [11 empty] | 2 | 1 | 3 | 1 | 2 | 1 | 1 |  | 0
SDGE | Pomerado | 69 | Battery |  |  | 100 | 0 | 100 | 100 | 0 | 100 | 0 | 0 | 0 | 1 | 1 | 1 | 1 |  |  | 5 | [11 empty] | 2 | 1 | 3 | 1 | 3 | 1 | 1 |  | 1
PG&E KERN | Poso Mountain | 115 | Battery |  |  | 0 | 0 | 0 | 0 | 0 | 0 | 0 | 0 | 0 | 5 | 2 | 5 | 4 |  |  | 4 | [11 empty] | 1 | 1 | 3 | 1 | 2 | 1 | 1 |  | 0
EOP | Primm | 230 | Battery |  |  | 200 | 0 | 200 | 200 | 0 | 200 | 0 | 0 | 0 | 5 | 2 | 4 | 2 |  |  | 1 | [11 empty] | 2 | 2 | 4 | 1 | 2 | 1 | 1 |  | 1
PG&E NGBA | Putah Creek | 115 | Battery |  |  | 0 | 0 | 0 | 0 | 0 | 0 | 0 | 0 | 0 | 5 | 2 | 1 | 1 |  |  | 1 | [11 empty] | 2 | 1 | 3 | 2 | 3 | 1 | 1 |  | 0
SDGE | Q1806 | 138 | Battery |  |  | 0 | 0 | 0 | 0 | 0 | 0 | 0 | 0 | 0 | 1 | 1 | 1 | 1 |  |  | 1 | [11 empty] | 1 | 1 | 2 | 1 | 3 | 1 | 1 |  | 0
PG&E FRESNO | Quinto | 230 | Battery |  |  | 0 | 0 | 0 | 0 | 0 | 0 | 0 | 0 | 0 | 5 | 2 | 5 | 2 |  |  | 1 | [11 empty] | 1 | 1 | 4 | 2 | 1 | 1 | 1 |  | 0
PG&E GBA | Race Track | 115 | Battery |  |  | 0 | 0 | 0 | 0 | 0 | 0 | 0 | 0 | 0 | 5 | 5 | 1 | 1 |  |  | 1 | [11 empty] | 2 | 1 | 4 | 1 | 3 | 1 | 1 |  | 0
SDGE | Rancho Mission Viejo | 138 | Battery |  |  | 0 | 0 | 0 | 0 | 0 | 0 | 0 | 0 | 0 | 1 | 1 | 1 | 1 |  |  | 1 | [11 empty] | 1 | 1 | 2 | 1 | 3 | 1 | 1 |  | 0
PG&E GBA | Rancho Seco | 230 | Battery |  |  | 0 | 0 | 0 | 0 | 0 | 0 | 0 | 0 | 0 | 5 | 5 | 1 | 1 |  |  | 1 | [11 empty] | 2 | 1 | 1 | 2 | 3 | 1+ | 1 |  | 1
SCE Metro | Rancho Vista | 230 | Battery |  |  | 0 | 0 | 0 | 0 | 0 | 0 | 0 | 0 | 0 | 1 | 1 | 1 | 1 |  |  | 1 | [11 empty] | 1 | 1 | 1 | 1 | 1 | 1+ | 1 |  | 1
SCE Metro | Rancho Vista | 500 | Battery |  |  | 0 | 400 | 400 | 0 | 0 | 0 | 0 | 400 | 400 | 1 | 1 | 1 | 1 |  |  | 1 | [11 empty] | 1 | 1 | 1 | 1 | 1 | 5- | 1 |  | 1
SCE NOL | Ransburg | 115 | Battery |  |  | 0 | 0 | 0 | 0 | 0 | 0 | 0 | 0 | 0 | 3 | 3 | 1 | 1 |  |  | 1 | [11 empty] | 2 | 1 | 4 | 1 | 1 | 1 | 1 |  | 0
PG&E GBA | Ravenswood | 115 | Battery |  |  | 0 | 0 | 0 | 0 | 0 | 0 | 0 | 0 | 0 | 5 | 2 | 1 | 1 |  |  | 1 | [11 empty] | 2 | 1 | 2 | 1 | 2 | 1 | 1 |  | 0
PG&E GBA | Ravenswood | 230 | Battery |  |  | 0 | 0 | 0 | 0 | 0 | 0 | 0 | 0 | 0 | 5 | 2 | 1 | 1 |  |  | 2 | [11 empty] | 2 | 1 | 2 | 1 | 2 | 1 | 1 |  | 0
SCE Northern | Rector | 230 | Battery |  |  | 0 | 0 | 0 | 0 | 0 | 0 | 0 | 0 | 0 | 5 | 5 | 1 | 1 |  |  | 2 | [11 empty] | 1 | 1 | 2 | 1 | 2 | 4+ | 1 |  | 1
SCE Eastern | Red Bluff | 230 | Battery |  |  | 0 | 0 | 0 | 0 | 0 | 0 | 0 | 0 | 0 | 4 | 4 | 4 | 4 | 1 |  | 1 | [11 empty] | 2 | 2 | 4 | 1 | 3 | 4+ | 1 |  | 1
SCE Eastern | Red Bluff | 500 | Battery |  |  | 100 | 0 | 100 | 100 | 0 | 100 | 0 | 0 | 0 | 4 | 4 | 4 | 4 | 5 |  | 2 | [11 empty] | 2 | 2 | 4 | 1 | 3 | 4+ | 1 |  | 1
PG&E NGBA | Redbud | 115 | Battery |  |  | 0 | 0 | 0 | 0 | 0 | 0 | 0 | 0 | 0 | 5 | 2 | 1 | 1 |  |  | 1 | [11 empty] | 2 | 2 | 4 | 2 | 3 | 1+ | 1 |  | 1
SCE Metro | Redondo | 230 | Battery |  |  | 0 | 0 | 0 | 0 | 0 | 0 | 0 | 0 | 0 | 1 | 1 | 1 | 1 |  |  | 1 | [11 empty] | 1 | 1 | 2 | 1 | 2 | 1 | 1 |  | 0
PG&E FRESNO | Reedley | 115 | Battery |  |  | 0 | 0 | 0 | 0 | 0 | 0 | 0 | 0 | 0 | 5 | 5 | 5 | 4 |  |  | 1 | [11 empty] | 1 | 1 | 4 | 2 | 1 | 1+ | 1 |  | 1
PG&E KERN | Renfro | 115 | Battery |  |  | 0 | 0 | 0 | 0 | 0 | 0 | 0 | 0 | 0 | 5 | 2 | 5 | 2 |  |  | 3 | [11 empty] | 1 | 1 | 2 | 1 | 2 | 1 | 1 |  | 0
PG&E GBA | Richmond R | 115 | Battery |  |  | 0 | 0 | 0 | 0 | 0 | 0 | 0 | 0 | 0 | 5 | 4 | 1 | 1 |  |  | 1 | [11 empty] | 2 | 1 | 2 | 1 | 2 | 1 | 1 |  | 0
PG&E NGBA | Rincon | 115 | Battery |  |  | 0 | 0 | 0 | 0 | 0 | 0 | 0 | 0 | 0 | 5 | 2 | 1 | 1 |  |  | 1 | [11 empty] | 2 | 1 | 3 | 2 | 2 | 1 | 1 |  | 0
PG&E KERN | Rio Bravo | 115 | Battery |  |  | 0 | 0 | 0 | 0 | 0 | 0 | 0 | 0 | 0 | 5 | 2 | 5 | 2 | 4 |  | 3 | [11 empty] | 1 | 1 | 2 | 1 | 1 | 1 | 1 |  | 0
SCE Metro | Rio Hondo | 230 | Battery |  |  | 265 | 410 | 675 | 265 | 10 | 275 | 0 | 400 | 400 | 1 | 1 | 1 | 1 | 1 |  | 1 | [11 empty] | 1 | 1 | 4 | 1 | 1 | 4+ | 1 |  | 1
PG&E NGBA | Rio Oso | 115 | Battery |  |  | 0 | 0 | 0 | 0 | 0 | 0 | 0 | 0 | 0 | 5 | 5 | 1 | 1 |  |  | 1 | [11 empty] | 2 | 1 | 4 | 1 | 3 | 1 | 1 |  | 0
PG&E NGBA | Rio Oso | 230 | Battery |  |  | 0 | 0 | 0 | 0 | 0 | 0 | 0 | 0 | 0 | 5 | 5 | 1 | 1 |  |  | 1 | [11 empty] | 2 | 1 | 4 | 1 | 3 | 1 | 1 |  | 0
PG&E GBA | Ripon | 115 | Battery |  |  | 99 | 0 | 99 | 99 | 0 | 99 | 0 | 0 | 0 | 5 | 5 | 1 | 1 | 3 |  | 2 | [11 empty] | 1 | 1 | 2 | 2 | 2 | 4+ | 1 |  | 1
PG&E GBA | Riverbank | 115 | Battery |  |  | 0 | 0 | 0 | 0 | 0 | 0 | 0 | 0 | 0 | 5 | 5 | 1 | 1 |  |  | 1 | [11 empty] | 1 | 1 | 3 | 2 | 2 | 1 | 1 |  | 0
SCE NOL | Roadway | 115 | Battery |  |  | 0 | 0 | 0 | 0 | 0 | 0 | 0 | 0 | 0 | 1 | 1 | 1 | 1 | 3 |  | 1 | [11 empty] | 2 | 1 | 2 | 1 | 1 | 4+ | 1 |  | 1
PG&E NGBA | Rock Creek 1 | 230 | Battery |  |  | 0 | 0 | 0 | 0 | 0 | 0 | 0 | 0 | 0 | 5 | 5 | 1 | 1 |  |  | 1 | [11 empty] | 2 | 2 | 4 | 1 | 3 | 1 | 1 |  | 0
SCE Northern | Rosamond | 66 | Battery |  |  | 0 | 0 | 0 | 0 | 0 | 0 | 0 | 0 | 0 | 5 | 5 | 1 | 1 |  |  | 1 | [11 empty] | 2 | 1 | 4 | 1 | 3 | 1 | 1 |  | 0
PG&E GBA | Rossmoor | 230 | Battery |  |  | 0 | 0 | 0 | 0 | 0 | 0 | 0 | 0 | 0 | 5 | 2 | 1 | 1 |  |  | 1 | [11 empty] | 2 | 1 | 4 | 1 | 3 | 1 | 1 |  | 0
PG&E NGBA | Round Mountain | 230 | Battery |  |  | 0 | 0 | 0 | 0 | 0 | 0 | 0 | 0 | 0 | 5 | 2 | 1 | 1 |  |  | 1 | [11 empty] | 2 | 2 | 4 | 2 | 3 | 1 | 1 |  | 0
PG&E NGBA | Round Mountain | 500 | Battery |  |  | 0 | 0 | 0 | 0 | 0 | 0 | 0 | 0 | 0 | 5 | 2 | 1 | 1 |  |  | 1 | [11 empty] | 2 | 2 | 4 | 2 | 3 | 1 | 1 |  | 0
PG&E GBA | Salado | 115 | Battery |  |  | 0 | 0 | 0 | 0 | 0 | 0 | 0 | 0 | 0 | 5 | 4 | 1 | 1 |  |  | 1 | [11 empty] | 1 | 1 | 4 | 2 | 1 | 1+ | 1 |  | 1
PG&E GBA | Salado | 60 | Battery |  |  | 0 | 0 | 0 | 0 | 0 | 0 | 0 | 0 | 0 | 5 | 4 | 1 | 1 |  |  | 1 | [11 empty] | 1 | 1 | 4 | 2 | 1 | 4+ | 1 |  | 1
PG&E GBA | Salinas | 115 | Battery |  |  | 0 | 0 | 0 | 0 | 0 | 0 | 0 | 0 | 0 | 1 | 1 | 1 | 1 |  |  | 1 | [11 empty] | 2 | 2 | 3 | 2 | 2 | 1 | 1 |  | 0
SDGE | Salt Creek | 69 | Battery |  |  | 0 | 0 | 0 | 0 | 0 | 0 | 0 | 0 | 0 | 1 | 1 | 1 | 1 |  |  | 1 | [11 empty] | 2 | 1 | 3 | 1 | 2 | 2+ | 1 |  | 1
SCE Eastern | San Bernardino | 230 | Battery |  |  | 0 | 0 | 0 | 0 | 0 | 0 | 0 | 0 | 0 | 4 | 4 | 1 | 1 |  |  | 1 | [11 empty] | 1 | 1 | 2 | 1 | 2 | 2+ | 1 |  | 1
PG&E GBA | SAN FRAN A (POTRERO PP) | 115 | Battery |  |  | 0 | 0 | 0 | 0 | 0 | 0 | 0 | 0 | 0 | 5 | 2 | 1 | 1 |  |  | 3 | [11 empty] | 2 | 1 | 2 | 1 | 2 | 1 | 1 |  | 0
PG&E GBA | SAN FRAN A (POTRERO PP) | 230 | Battery |  |  | 0 | 0 | 0 | 0 | 0 | 0 | 0 | 0 | 0 | 5 | 2 | 1 | 1 |  |  | 2 | [11 empty] | 2 | 1 | 2 | 1 | 2 | 1 | 1 |  | 0
PG&E GBA | San Jose A | 115 | Battery |  |  | 0 | 0 | 0 | 0 | 0 | 0 | 0 | 0 | 0 | 5 | 4 | 1 | 1 |  |  | 1 | [11 empty] | 2 | 1 | 2 | 2 | 2 | 1 | 1 |  | 0
PG&E GBA | San Jose B | 115 | Battery |  |  | 0 | 0 | 0 | 0 | 0 | 0 | 0 | 0 | 0 | 5 | 4 | 1 | 1 |  |  | 1 | [11 empty] | 2 | 1 | 3 | 2 | 2 | 1 | 1 |  | 0
PG&E GBA | San Leandro U | 115 | Battery |  |  | 0 | 0 | 0 | 0 | 0 | 0 | 0 | 0 | 0 | 5 | 2 | 1 | 1 |  |  | 2 | [11 empty] | 2 | 1 | 3 | 1 | 2 | 1 | 1 |  | 0
PG&E KERN | San Luis Obispo | 115 | Battery |  |  | 0 | 0 | 0 | 0 | 0 | 0 | 0 | 0 | 0 | 5 | 2 | 5 | 2 |  |  | 1 | [11 empty] | 2 | 2 | 4 | 2 | 3 | 1 | 1 |  | 0
PG&E KERN | San Luis Obispo | 70 | Battery |  |  | 0 | 0 | 0 | 0 | 0 | 0 | 0 | 0 | 0 | 5 | 2 | 5 | 2 |  |  | 1 | [11 empty] | 2 | 2 | 4 | 2 | 3 | 1 | 1 |  | 0
SDGE | San Luis Rey | 230 | Battery |  |  | 0 | 0 | 0 | 0 | 0 | 0 | 0 | 0 | 0 | 1 | 1 | 1 | 1 |  |  | 1 | [11 empty] | 2 | 1 | 4 | 1 | 3 | 2+ | 1 |  | 1
SDGE | San Luis Rey | 69 | Battery |  |  | 0 | 0 | 0 | 0 | 0 | 0 | 0 | 0 | 0 | 1 | 1 | 1 | 1 |  |  | 1 | [11 empty] | 2 | 1 | 4 | 1 | 3 | 1 | 1 |  | 0
SDGE | San Marcos | 69 | Battery |  |  | 0 | 0 | 0 | 0 | 0 | 0 | 0 | 0 | 0 | 1 | 1 | 1 | 1 |  |  | 1 | [11 empty] | 2 | 1 | 2 | 1 | 3 | 1 | 1 |  | 0
SCE Metro | San Onofre | 230 | Battery |  |  | 0 | 0 | 0 | 0 | 0 | 0 | 0 | 0 | 0 | 1 | 1 | 1 | 1 |  |  | 1 | [11 empty] | 2 | 1 | 4 | 1 | 3 | 1 | 1 |  | 0
PG&E GBA | San Pablo | 115 | Battery |  |  | 0 | 0 | 0 | 0 | 0 | 0 | 0 | 0 | 0 | 5 | 4 | 1 | 1 |  |  | 1 | [11 empty] | 2 | 1 | 2 | 1 | 1 | 1 | 1 |  | 0
PG&E GBA | San Ramon | 230 | Battery |  |  | 0 | 0 | 0 | 0 | 0 | 0 | 0 | 0 | 0 | 5 | 2 | 1 | 1 |  |  | 1 | [11 empty] | 2 | 1 | 2 | 1 | 3 | 1 | 1 |  | 0
SDGE | San Ysidro | 69 | Battery |  |  | 0 | 0 | 0 | 0 | 0 | 0 | 0 | 0 | 0 | 1 | 1 | 1 | 1 |  |  | 1 | [11 empty] | 2 | 1 | 2 | 1 | 2 | 1 | 1 |  | 0
SCE NOL | Sandlot | 230 | Battery |  |  | 0 | 0 | 0 | 0 | 0 | 0 | 0 | 0 | 0 | 3 | 3 | 1 | 1 |  |  | 1 | [11 empty] | 2 | 1 | 4 | 1 | 2 | 1 | 1 |  | 0
EOP | Sandy | 138 | Battery |  |  | 0 | 0 | 0 | 0 | 0 | 0 | 0 | 0 | 0 | 5 | 2 | 4 | 2 |  |  | 1 | [11 empty] | 2 | 2 | 4 | 1 | 3 | 1 | 1 |  | 0
PG&E FRESNO | Sanger | 115 | Battery |  |  | 0 | 0 | 0 | 0 | 0 | 0 | 0 | 0 | 0 | 5 | 5 | 5 | 4 | 3 |  | 1 | [11 empty] | 1 | 1 | 2 | 2 | 2 | 4+ | 1 |  | 1
SCE Northern | Santa Clara | 230 | Battery |  |  | 0 | 0 | 0 | 0 | 0 | 0 | 0 | 0 | 0 | 5 | 2 | 4 | 2 |  |  | 1 | [11 empty] | 2 | 1 | 3 | 1 | 2 | 1+ | 1 |  | 1
PG&E NGBA | Santa Rosa A | 115 | Battery |  |  | 0 | 0 | 0 | 0 | 0 | 0 | 0 | 0 | 0 | 5 | 2 | 1 | 1 |  |  | 1 | [11 empty] | 2 | 1 | 3 | 2 | 2 | 1 | 1 |  | 0
PG&E GBA | Santa Teresa | 115 | Battery |  |  | 0 | 0 | 0 | 0 | 0 | 0 | 0 | 0 | 0 | 5 | 4 | 1 | 1 | 3 |  | 1 | [11 empty] | 2 | 1 | 2 | 2 | 2 | 4+ | 1 |  | 1
SDGE | Santee | 138 | Battery |  |  | 10 | 0 | 10 | 10 | 0 | 10 | 0 | 0 | 0 | 1 | 1 | 1 | 1 |  |  | 1 | [11 empty] | 2 | 1 | 2 | 1 | 2 | 1+ | 1 |  | 1
SCE Metro | Santiago | 230 | Battery |  |  | 0 | 300 | 300 | 0 | 0 | 0 | 0 | 300 | 300 | 1 | 1 | 1 | 1 |  |  | 1 | [11 empty] | 1 | 1 | 2 | 1 | 2 | 5- | 1 |  | 1
PG&E GBA | Saratoga | 230 | Battery |  |  | 0 | 0 | 0 | 0 | 0 | 0 | 0 | 0 | 0 | 5 | 4 | 1 | 1 |  |  | 1 | [11 empty] | 2 | 1 | 4 | 2 | 3 | 1 | 1 |  | 0
SCE Northern | Saugus | 230 | Battery |  |  | 0 | 0 | 0 | 0 | 0 | 0 | 0 | 0 | 0 | 5 | 2 | 4 | 2 |  |  | 1 | [11 empty] | 1 | 1 | 3 | 1 | 3 | 1 | 1 |  | 0
PG&E FRESNO | Schindler | 115 | Battery |  |  | 0 | 0 | 0 | 0 | 0 | 0 | 0 | 0 | 0 | 5 | 2 | 5 | 2 | 3 |  | 3 | [11 empty] | 1 | 1 | 4 | 2 | 1 | 4+ | 1 |  | 1
PG&E FRESNO | Schindler | 70 | Battery |  |  | 0 | 0 | 0 | 0 | 0 | 0 | 0 | 0 | 0 | 5 | 2 | 5 | 2 |  |  | 1 | [11 empty] | 1 | 1 | 4 | 2 | 1 | 1 | 1 |  | 0
PG&E GBA | Schulte | 115 | Battery |  |  | 13.3 | 0 | 13.3 | 13.3 | 0 | 13.3 | 0 | 0 | 0 | 5 | 5 | 1 | 1 | 3 |  | 2 | [11 empty] | 1 | 1 | 1 | 2 | 2 | 4+ | 1 |  | 1
SDGE | Scripps | 69 | Battery |  |  | 0 | 0 | 0 | 0 | 0 | 0 | 0 | 0 | 0 | 1 | 1 | 1 | 1 |  |  | 1 | [11 empty] | 2 | 1 | 2 | 1 | 3 | 2+ | 1 |  | 1
PG&E KERN | Semitropic | 115 | Battery |  |  | 0 | 0 | 0 | 0 | 0 | 0 | 0 | 0 | 0 | 5 | 2 | 5 | 2 |  |  | 2 | [11 empty] | 1 | 1 | 3 | 1 | 1 | 1 | 1 |  | 0
SCE Metro | Serrano | 230 | Battery |  |  | 0 | 0 | 0 | 0 | 0 | 0 | 0 | 0 | 0 | 1 | 1 | 1 | 1 |  |  | 1 | [11 empty] | 1 | 1 | 2 | 1 | 2 | 1 | 1 |  | 0
SCE Metro | Serrano | 500 | Battery |  |  | 0 | 400 | 400 | 0 | 0 | 0 | 0 | 400 | 400 | 1 | 1 | 1 | 1 |  |  | 1 | [11 empty] | 1 | 1 | 2 | 1 | 2 | 5- | 1 |  | 1
SDGE | Shadowridge | 138 | Battery |  |  | 0 | 0 | 0 | 0 | 0 | 0 | 0 | 0 | 0 | 1 | 1 | 1 | 1 |  |  | 1 | [11 empty] | 2 | 1 | 3 | 1 | 3 | 1 | 1 |  | 0
PG&E KERN | Shafter | 115 | Battery |  |  | 0 | 0 | 0 | 0 | 0 | 0 | 0 | 0 | 0 | 5 | 2 | 5 | 4 |  |  | 3 | [11 empty] | 1 | 1 | 3 | 1 | 1 | 2+ | 1 |  | 1
PG&E NGBA | Silverado | 115 | Battery |  |  | 0 | 0 | 0 | 0 | 0 | 0 | 0 | 0 | 0 | 5 | 2 | 1 | 1 |  |  | 1 | [11 empty] | 2 | 1 | 4 | 2 | 3 | 1 | 1 |  | 0
SDGE | Silvergate | 230 | Battery |  |  | 0 | 0 | 0 | 0 | 0 | 0 | 0 | 0 | 0 | 1 | 1 | 1 | 1 |  |  | 2 | [11 empty] | 2 | 1 | 1 | 1 | 1 | 2+ | 1 |  | 1
SDGE | Silvergate | 69 | Battery |  |  | 0 | 0 | 0 | 0 | 0 | 0 | 0 | 0 | 0 | 1 | 1 | 1 | 1 |  |  | 1 | [11 empty] | 2 | 1 | 1 | 1 | 1 | 1 | 1 |  | 0
PG&E KERN | Sisquoc | 115 | Battery |  |  | 0 | 0 | 0 | 0 | 0 | 0 | 0 | 0 | 0 | 5 | 2 | 5 | 2 |  |  | 3 | [11 empty] | 2 | 2 | 4 | 1 | 3 | 1 | 1 |  | 0
EOP | Sloan Canyon | 230 | Battery |  |  | 0 | 0 | 0 | 0 | 0 | 0 | 0 | 0 | 0 | 5 | 2 | 4 | 2 |  |  | 1 | [11 empty] | 2 | 2 | 3 | 1 | 3 | 4+ | 1 |  | 1
EOP | Sloan Canyon | 500 | Battery |  |  | 0 | 0 | 0 | 0 | 0 | 0 | 0 | 0 | 0 | 5 | 2 | 4 | 2 |  |  | 1 | [11 empty] | 2 | 2 | 3 | 1 | 3 | 1 | 1 |  | 0
PG&E KERN | Smyrna | 115 | Battery |  |  | 0 | 0 | 0 | 0 | 0 | 0 | 0 | 0 | 0 | 5 | 2 | 5 | 4 |  |  | 1 | [11 empty] | 1 | 1 | 4 | 1 | 1 | 1 | 1 |  | 0
PG&E GBA | Sobrante | 115 | Battery |  |  | 0 | 0 | 0 | 0 | 0 | 0 | 0 | 0 | 0 | 5 | 4 | 1 | 1 |  |  | 1 | [11 empty] | 2 | 1 | 2 | 1 | 3 | 1 | 1 |  | 0
PG&E GBA | Sobrante | 230 | Battery |  |  | 0 | 0 | 0 | 0 | 0 | 0 | 0 | 0 | 0 | 5 | 4 | 1 | 1 |  |  | 1 | [11 empty] | 2 | 1 | 2 | 1 | 3 | 1 | 1 |  | 0
PG&E KERN | Solar | 230 | Battery |  |  | 0 | 0 | 0 | 0 | 0 | 0 | 0 | 0 | 0 | 5 | 2 | 5 | 4 |  |  | 1 | [11 empty] | 2 | 1 | 4 | 2 | 3 | 1 | 1 |  | 0
PG&E GBA | Soledad | 115 | Battery |  |  | 0 | 0 | 0 | 0 | 0 | 0 | 0 | 0 | 0 | 1 | 1 | 1 | 1 |  |  | 1 | [11 empty] | 2 | 2 | 4 | 2 | 3 | 1 | 1 |  | 0
PG&E GBA | Soledad | 60 | Battery |  |  | 0 | 0 | 0 | 0 | 0 | 0 | 0 | 0 | 0 | 5 | 4 | 1 | 1 |  |  | 1 | [11 empty] | 2 | 2 | 4 | 2 | 3 | 1 | 1 |  | 0
SDGE | Spring Valley | 69 | Battery |  |  | 0 | 0 | 0 | 0 | 0 | 0 | 0 | 0 | 0 | 1 | 1 | 1 | 1 |  |  | 1 | [11 empty] | 2 | 1 | 2 | 1 | 2 | 1+ | 1 |  | 1
SCE Northern | Springville | 230 | Battery |  |  | 225 | 0 | 225 | 225 | 0 | 225 | 0 | 0 | 0 | 5 | 5 | 1 | 1 | 4 |  | 1 | [11 empty] | 1 | 1 | 4 | 1 | 1 | 4+ | 1 |  | 1
PG&E GBA | Stagg | 230 | Battery |  |  | 0 | 0 | 0 | 0 | 0 | 0 | 0 | 0 | 0 | 5 | 5 | 1 | 1 |  |  | 1 | [11 empty] | 1 | 1 | 3 | 2 | 2 | 4+ | 1 |  | 1
PG&E GBA | Standard Oil | 115 | Battery |  |  | 0 | 0 | 0 | 0 | 0 | 0 | 0 | 0 | 0 | 5 | 4 | 1 | 1 |  |  | 1 | [11 empty] | 2 | 1 | 1 | 1 | 2 | 1 | 1 |  | 0
PG&E GBA | Stanislaus | 115 | Battery |  |  | 0 | 0 | 0 | 0 | 0 | 0 | 0 | 0 | 0 | 5 | 5 | 1 | 1 |  |  | 1 | [11 empty] | 2 | 1 | 4 | 1 | 3 | 1 | 1 |  | 0
PG&E KERN | Stockdale | 115 | Battery |  |  | 0 | 0 | 0 | 0 | 0 | 0 | 0 | 0 | 0 | 5 | 2 | 5 | 2 |  |  | 3 | [11 empty] | 1 | 1 | 2 | 1 | 2 | 4+ | 1 |  | 1
PG&E KERN | Stockdale | 230 | Battery |  |  | 0 | 0 | 0 | 0 | 0 | 0 | 0 | 0 | 0 | 5 | 2 | 5 | 2 |  |  | 1 | [11 empty] | 1 | 1 | 2 | 1 | 2 | 1 | 1 |  | 0
PG&E GBA | Stockton A | 115 | Battery |  |  | 0 | 0 | 0 | 0 | 0 | 0 | 0 | 0 | 0 | 5 | 5 | 1 | 1 |  |  | 1 | [11 empty] | 1 | 1 | 3 | 2 | 1 | 1 | 1 |  | 0
PG&E GBA | Stone | 115 | Battery |  |  | 0 | 0 | 0 | 0 | 0 | 0 | 0 | 0 | 0 | 5 | 4 | 1 | 1 |  |  | 1 | [11 empty] | 2 | 1 | 3 | 2 | 2 | 1 | 1 |  | 0
PG&E FRESNO | Storey | 230 | Battery |  |  | 0 | 0 | 0 | 0 | 0 | 0 | 0 | 0 | 0 | 5 | 5 | 5 | 4 |  |  | 1 | [11 empty] | 1 | 1 | 4 | 2 | 1 | 1 | 1 |  | 0
PG&E NGBA | Summit | 115 | Battery |  |  | 0 | 0 | 0 | 0 | 0 | 0 | 0 | 0 | 0 | 5 | 5 | 1 | 1 |  |  | 1 | [11 empty] | 2 | 1 | 4 | 2 | 3 | 1 | 1 |  | 0
SDGE | Suncrest | 230 | Battery |  |  | 0 | 0 | 0 | 0 | 0 | 0 | 0 | 0 | 0 | 1 | 1 | 1 | 1 |  |  | 1 | [11 empty] | 2 | 1 | 4 | 1 | 3 | 2+ | 1 |  | 1
SDGE | Suncrest | 500 | Battery |  |  | 0 | 0 | 0 | 0 | 0 | 0 | 0 | 0 | 0 | 1 | 1 | 1 | 1 |  |  | 1 | [11 empty] | 2 | 1 | 4 | 1 | 3 | 1 | 1 |  | 0
PG&E KERN | Sunrise | 230 | Battery |  |  | 0 | 0 | 0 | 0 | 0 | 0 | 0 | 0 | 0 | 5 | 2 | 5 | 4 |  |  | 1 | [11 empty] | 1 | 1 | 1 | 1 | 1 | 1 | 1 |  | 0
PG&E KERN | Sunset | 230 | Battery |  |  | 0 | 0 | 0 | 0 | 0 | 0 | 0 | 0 | 0 | 5 | 2 | 5 | 4 |  |  | 1 | [11 empty] | 1 | 1 | 1 | 1 | 1 | 1 | 1 |  | 0
PG&E GBA | Swift | 115 | Battery |  |  | 0 | 0 | 0 | 0 | 0 | 0 | 0 | 0 | 0 | 5 | 4 | 1 | 1 |  |  | 1 | [11 empty] | 2 | 1 | 2 | 2 | 2 | 1 | 1 |  | 0
SDGE | Sycamore Canyon | 138 | Battery |  |  | 0 | 0 | 0 | 0 | 0 | 0 | 0 | 0 | 0 | 1 | 1 | 1 | 1 |  |  | 1 | [11 empty] | 2 | 1 | 4 | 1 | 3 | 1 | 1 |  | 0
SDGE | Sycamore Canyon | 230 | Battery |  |  | 0 | 0 | 0 | 0 | 0 | 0 | 0 | 0 | 0 | 1 | 1 | 1 | 1 |  |  | 1 | [11 empty] | 2 | 1 | 4 | 1 | 3 | 1 | 1 |  | 0
SDGE | Sycamore Canyon | 69 | Battery |  |  | 0 | 0 | 0 | 0 | 0 | 0 | 0 | 0 | 0 | 1 | 1 | 1 | 1 |  |  | 1 | [11 empty] | 2 | 1 | 4 | 1 | 3 | 1 | 1 |  | 0
SCE Northern | Sylmar | 230 | Battery |  |  | 0 | 0 | 0 | 0 | 0 | 0 | 0 | 0 | 0 | 5 | 2 | 4 | 2 |  |  | 1 | [11 empty] | 1 | 1 | 2 | 1 | 1 | 1 | 1 |  | 0
PG&E NGBA | Table Mountain | 115 | Battery |  |  | 0 | 0 | 0 | 0 | 0 | 0 | 0 | 0 | 0 | 5 | 2 | 1 | 1 |  |  | 1 | [11 empty] | 2 | 1 | 3 | 2 | 1 | 1 | 1 |  | 0
PG&E NGBA | Table Mountain | 230 | Battery |  |  | 0 | 0 | 0 | 0 | 0 | 0 | 0 | 0 | 0 | 5 | 5 | 1 | 1 |  |  | 1 | [11 empty] | 2 | 1 | 3 | 2 | 1 | 1 | 1 |  | 0
PG&E NGBA | Table Mountain | 500 | Battery |  |  | 0 | 0 | 0 | 0 | 0 | 0 | 0 | 0 | 0 | 5 | 2 | 1 | 1 |  |  | 1 | [11 empty] | 2 | 1 | 3 | 2 | 1 | 1 | 1 |  | 0
PG&E NGBA | Table Mountain | 60 | Battery |  |  | 0 | 0 | 0 | 0 | 0 | 0 | 0 | 0 | 0 | 5 | 5 | 1 | 1 |  |  | 1 | [11 empty] | 2 | 1 | 3 | 2 | 1 | 1 | 1 |  | 0
PG&E KERN | Taft | 115 | Battery |  |  | 0 | 0 | 0 | 0 | 0 | 0 | 0 | 0 | 0 | 5 | 2 | 5 | 4 |  |  | 1 | [11 empty] | 1 | 1 | 2 | 1 | 2 | 1 | 1 |  | 0
SDGE | Talega | 138 | Battery |  |  | 0 | 0 | 0 | 0 | 0 | 0 | 0 | 0 | 0 | 1 | 1 | 1 | 1 | 3 |  | 1 | [11 empty] | 2 | 1 | 3 | 1 | 3 | 4+ | 1 |  | 1
SDGE | Talega | 230 | Battery |  |  | 0 | 0 | 0 | 0 | 0 | 0 | 0 | 0 | 0 | 1 | 1 | 1 | 1 |  |  | 1 | [11 empty] | 2 | 1 | 3 | 1 | 3 | 1 | 1 |  | 0
PG&E GBA | Tassajara | 230 | Battery |  |  | 0 | 0 | 0 | 0 | 0 | 0 | 0 | 0 | 0 | 5 | 2 | 1 | 1 |  |  | 1 | [11 empty] | 2 | 1 | 3 | 1 | 3 | 1 | 1 |  | 0
PG&E KERN | Tejon | 70 | Battery |  |  | 0 | 0 | 0 | 0 | 0 | 0 | 0 | 0 | 0 | 5 | 2 | 5 | 2 |  |  | 1 | [11 empty] | 1 | 1 | 3 | 1 | 1 | 1 | 1 |  | 0
SDGE | Telegraph Canyon | 138 | Battery |  |  | 0 | 0 | 0 | 0 | 0 | 0 | 0 | 0 | 0 | 1 | 1 | 1 | 1 |  |  | 1 | [11 empty] | 2 | 1 | 2 | 1 | 2 | 1 | 1 |  | 0
PG&E KERN | Temblor | 115 | Battery |  |  | 0 | 0 | 0 | 0 | 0 | 0 | 0 | 0 | 0 | 5 | 2 | 5 | 4 |  |  | 1 | [11 empty] | 1 | 1 | 2 | 1 | 1 | 4+ | 1 |  | 1
PG&E KERN | Templeton | 230 | Battery |  |  | 0 | 0 | 0 | 0 | 0 | 0 | 0 | 0 | 0 | 5 | 2 | 5 | 4 |  |  | 1 | [11 empty] | 2 | 2 | 4 | 2 | 3 | 1 | 1 |  | 0
PG&E KERN | Templeton | 70 | Battery |  |  | 0 | 0 | 0 | 0 | 0 | 0 | 0 | 0 | 0 | 5 | 2 | 5 | 2 |  |  | 1 | [11 empty] | 2 | 2 | 4 | 2 | 3 | 1 | 1 |  | 0
PG&E GBA | Tesla | 115 | Battery |  |  | 0 | 0 | 0 | 0 | 0 | 0 | 0 | 0 | 0 | 5 | 4 | 1 | 1 |  |  | 1 | [11 empty] | 2 | 1 | 2 | 1 | 2 | 1 | 1 |  | 0
PG&E GBA | Tesla | 230 | Battery |  |  | 125 | 0 | 125 | 125 | 0 | 125 | 0 | 0 | 0 | 5 | 4 | 1 | 1 | 4 |  | 2 | [11 empty] | 2 | 1 | 2 | 1 | 2 | 4+ | 1 |  | 1
PG&E GBA | Tesla | 500 | Battery |  |  | 0 | 0 | 0 | 0 | 0 | 0 | 0 | 0 | 0 | 5 | 4 | 1 | 1 | 5 |  | 1 | [11 empty] | 2 | 1 | 2 | 1 | 2 | 4+ | 1 |  | 1
PG&E KERN | Tevis | 115 | Battery |  |  | 0 | 0 | 0 | 0 | 0 | 0 | 0 | 0 | 0 | 5 | 2 | 5 | 4 |  |  | 3 | [11 empty] | 1 | 1 | 2 | 1 | 2 | 1 | 1 |  | 0
EOP | Thousandaire | 138 | Battery |  |  | 0 | 0 | 0 | 0 | 0 | 0 | 0 | 0 | 0 | 5 | 2 | 4 | 2 |  |  | 1 | [11 empty] | 2 | 2 | 4 | 1 | 3 | 1 | 1 |  | 0
PG&E KERN | Topaz | 230 | Battery |  |  | 0 | 0 | 0 | 0 | 0 | 0 | 0 | 0 | 0 | 5 | 2 | 5 | 4 |  |  | 1 | [11 empty] | 1 | 1 | 3 | 1 | 2 | 1 | 1 |  | 0
SCE NOL | Tortilla | 115 | Battery |  |  | 0 | 0 | 0 | 0 | 0 | 0 | 0 | 0 | 0 | 3 | 3 | 1 | 1 |  |  | 1 | [11 empty] | 2 | 1 | 4 | 1 | 2 | 1+ | 1 |  | 1
SDGE | Trabuco | 138 | Battery |  |  | 0 | 0 | 0 | 0 | 0 | 0 | 0 | 0 | 0 | 1 | 1 | 1 | 1 |  |  | 1 | [11 empty] | 1 | 1 | 1 | 1 | 2 | 1 | 1 |  | 0
PG&E GBA | Tracy | 115 | Battery |  |  | 0 | 0 | 0 | 0 | 0 | 0 | 0 | 0 | 0 | 5 | 5 | 1 | 1 |  |  | 1 | [11 empty] | 2 | 1 | 3 | 1 | 2 | 1 | 1 |  | 0
PG&E FRESNO | Tranquility | 230 | Battery |  |  | 352 | 0 | 352 | 352 | 0 | 352 | 0 | 0 | 0 | 5 | 5 | 5 | 2 | 3 |  | 1 | [11 empty] | 1 | 1 | 4 | 2 | 1 | 4+ | 1 |  | 1
PG&E GBA | Trimble | 115 | Battery |  |  | 0 | 0 | 0 | 0 | 0 | 0 | 0 | 0 | 0 | 5 | 4 | 1 | 1 |  |  | 1 | [11 empty] | 2 | 1 | 3 | 2 | 2 | 1 | 1 |  | 0
EOP | Trout Canyon | 230 | Battery |  |  | 485 | 60 | 545 | 485 | 0 | 485 | 0 | 60 | 60 | 5 | 2 | 4 | 2 |  |  | 3 | [11 empty] | 2 | 2 | 4 | 1 | 3 | 4+ | 1 |  | 1
EOP | Trout Canyon | 500 | Battery |  |  | 0 | 0 | 0 | 0 | 0 | 0 | 0 | 0 | 0 | 5 | 2 | 4 | 2 |  |  | 1 | [11 empty] | 2 | 2 | 4 | 1 | 3 | 1 | 1 |  | 0
PG&E NGBA | Tulucay | 230 | Battery |  |  | 0 | 0 | 0 | 0 | 0 | 0 | 0 | 0 | 0 | 5 | 2 | 1 | 1 |  |  | 1 | [11 empty] | 2 | 1 | 3 | 2 | 3 | 2+ | 1 |  | 1
PG&E NGBA | Tulucay | 60 | Battery |  |  | 0 | 0 | 0 | 0 | 0 | 0 | 0 | 0 | 0 | 5 | 2 | 1 | 1 |  |  | 1 | [11 empty] | 2 | 1 | 3 | 2 | 3 | 1 | 1 |  | 0
PG&E KERN | Tupman | 115 | Battery |  |  | 0 | 0 | 0 | 0 | 0 | 0 | 0 | 0 | 0 | 5 | 2 | 5 | 4 |  |  | 1 | [11 empty] | 1 | 1 | 2 | 1 | 1 | 1 | 1 |  | 0
PG&E NGBA | Ukiah | 115 | Battery |  |  | 0 | 0 | 0 | 0 | 0 | 0 | 0 | 0 | 0 | 5 | 2 | 1 | 1 |  |  | 1 | [11 empty] | 2 | 2 | 4 | 2 | 3 | 1 | 1 |  | 0
PG&E KERN | Union (Estrella) | 70 | Battery |  |  | 0 | 0 | 0 | 0 | 0 | 0 | 0 | 0 | 0 | 5 | 2 | 5 | 2 |  |  | 1 | [11 empty] | 2 | 2 | 4 | 2 | 3 | 1 | 1 |  | 0
PG&E NGBA | Vaca Dixon | 115 | Battery |  |  | 0 | 0 | 0 | 0 | 0 | 0 | 0 | 0 | 0 | 5 | 2 | 1 | 1 | 4 |  | 1 | [11 empty] | 2 | 1 | 1 | 1 | 3 | 2+ | 1 |  | 1
PG&E NGBA | Vaca Dixon | 230 | Battery |  |  | 300 | 0 | 300 | 300 | 0 | 300 | 0 | 0 | 0 | 5 | 2 | 1 | 1 |  |  | 1 | [11 empty] | 2 | 1 | 1 | 1 | 3 | 2+ | 1 |  | 1
PG&E NGBA | Vaca Dixon | 500 | Battery |  |  | 0 | 0 | 0 | 0 | 0 | 0 | 0 | 0 | 0 | 5 | 2 | 1 | 1 |  |  | 2 | [11 empty] | 2 | 1 | 1 | 1 | 3 | 2+ | 1 |  | 1
PG&E NGBA | Vaca Dixon | 60 | Battery |  |  | 0 | 0 | 0 | 0 | 0 | 0 | 0 | 0 | 0 | 5 | 2 | 1 | 1 |  |  | 1 | [11 empty] | 2 | 1 | 1 | 1 | 3 | 1 | 1 |  | 0
SCE Eastern | Valley (SCE) | 500 | Battery |  |  | 310 | 0 | 310 | 310 | 0 | 310 | 0 | 0 | 0 | 4 | 4 | 1 | 1 |  |  | 1 | [11 empty] | 1 | 1 | 2 | 1 | 2 | 4+ | 1 |  | 1
EOP | Valley (VEA) | 138 | Battery |  |  | 0 | 0 | 0 | 0 | 0 | 0 | 0 | 0 | 0 | 5 | 2 | 4 | 2 |  |  | 1 | [11 empty] | 2 | 2 | 4 | 1 | 3 | 4+ | 1 |  | 1
SDGE | Valley Center | 69 | Battery |  |  | 0 | 0 | 0 | 0 | 0 | 0 | 0 | 0 | 0 | 1 | 1 | 1 | 1 |  |  | 1 | [11 empty] | 2 | 1 | 4 | 1 | 3 | 1+ | 1 |  | 1
PG&E GBA | Valley Home | 115 | Battery |  |  | 0 | 0 | 0 | 0 | 0 | 0 | 0 | 0 | 0 | 5 | 5 | 1 | 1 |  |  | 1 | [11 empty] | 1 | 1 | 4 | 2 | 1 | 1 | 1 |  | 0
PG&E GBA | Valley Springs | 230 | Battery |  |  | 0 | 0 | 0 | 0 | 0 | 0 | 0 | 0 | 0 | 5 | 5 | 1 | 1 |  |  | 1 | [11 empty] | 2 | 1 | 4 | 1 | 3 | 1+ | 1 |  | 1
PG&E GBA | Valley Springs | 60 | Battery |  |  | 0 | 0 | 0 | 0 | 0 | 0 | 0 | 0 | 0 | 5 | 5 | 1 | 1 |  |  | 1 | [11 empty] | 2 | 1 | 4 | 1 | 3 | 4+ | 1 |  | 1
EOP | Valley Switch | 138 | Battery |  |  | 0 | 0 | 0 | 0 | 0 | 0 | 0 | 0 | 0 | 5 | 2 | 4 | 2 |  |  | 1 | [11 empty] | 2 | 2 | 4 | 1 | 3 | 1 | 1 |  | 0
EOP | Valley Switch | 230 | Battery |  |  | 0 | 0 | 0 | 0 | 0 | 0 | 0 | 0 | 0 | 5 | 2 | 4 | 2 |  |  | 1 | [11 empty] | 2 | 2 | 4 | 1 | 3 | 1+ | 1 |  | 1
PG&E GBA | Vasco | 230 | Battery |  |  | 0 | 0 | 0 | 0 | 0 | 0 | 0 | 0 | 0 | 5 | 4 | 1 | 1 |  |  | 1 | [11 empty] | 2 | 1 | 3 | 1 | 3 | 1 | 1 |  | 0
PG&E GBA | Vasona | 230 | Battery |  |  | 0 | 0 | 0 | 0 | 0 | 0 | 0 | 0 | 0 | 5 | 4 | 1 | 1 |  |  | 1 | [11 empty] | 2 | 1 | 4 | 2 | 3 | 1 | 1 |  | 0
SCE Northern | Vestal | 230 | Battery |  |  | 50 | 0 | 50 | 50 | 0 | 50 | 0 | 0 | 0 | 5 | 5 | 1 | 1 |  |  | 2 | [11 empty] | 1 | 1 | 4 | 1 | 1 | 4+ | 1 |  | 1
SCE Northern | Vestal | 66 | Battery |  |  | 0 | 0 | 0 | 0 | 0 | 0 | 0 | 0 | 0 | 5 | 5 | 1 | 1 |  |  | 1 | [11 empty] | 1 | 1 | 4 | 1 | 1 | 1 | 1 |  | 0
SCE NOL | Victor | 115 | Battery |  |  | 0 | 0 | 0 | 0 | 0 | 0 | 0 | 0 | 0 | 1 | 1 | 1 | 1 | 3 |  | 1 | [11 empty] | 2 | 1 | 3 | 1 | 2 | 1 | 1 |  | 0
SCE NOL | Victor | 230 | Battery |  |  | 53.5 | 0 | 53.5 | 0 | 0 | 0 | 53.5 | 0 | 53.5 | 1 | 1 | 1 | 1 | 4 |  | 2 | [11 empty] | 2 | 1 | 3 | 1 | 2 | 4+ | 1 |  | 1
SCE Metro | Viejo | 230 | Battery |  |  | 0 | 0 | 0 | 0 | 0 | 0 | 0 | 0 | 0 | 1 | 1 | 1 | 1 |  |  | 1 | [11 empty] | 1 | 1 | 3 | 1 | 2 | 4+ | 1 |  | 1
PG&E GBA | Vierra | 115 | Battery |  |  | 92 | 0 | 92 | 92 | 0 | 92 | 0 | 0 | 0 | 5 | 5 | 1 | 1 |  |  | 2 | [11 empty] | 1 | 1 | 1 | 2 | 1 | 4+ | 1 |  | 1
SCE Metro | Villa Park | 230 | Battery |  |  | 0 | 305.5 | 305.5 | 0 | 0 | 0 | 0 | 305.5 | 305.5 | 1 | 1 | 1 | 1 |  |  | 1 | [11 empty] | 1 | 1 | 2 | 1 | 2 | 5- | 1 |  | 1
SCE Northern | Vincent | 230 | Battery |  |  | 59 | 0 | 59 | 59 | 0 | 59 | 0 | 0 | 0 | 1 | 1 | 1 | 1 | 4 |  | 2 | [11 empty] | 2 | 1 | 4 | 1 | 3 | 4+ | 1 |  | 1
SCE Northern | Vincent | 500 | Battery |  |  | 0 | 0 | 0 | 0 | 0 | 0 | 0 | 0 | 0 | 1 | 1 | 1 | 1 | 5 |  | 1 | [11 empty] | 2 | 1 | 4 | 1 | 3 | 1+ | 1 |  | 1
PG&E GBA | Vineyard | 230 | Battery |  |  | 0 | 0 | 0 | 0 | 0 | 0 | 0 | 0 | 0 | 5 | 4 | 1 | 1 |  |  | 1 | [11 empty] | 2 | 1 | 2 | 1 | 3 | 1 | 1 |  | 0
SDGE | Vineyard | 69 | Battery |  |  | 0 | 0 | 0 | 0 | 0 | 0 | 0 | 0 | 0 | 1 | 1 | 1 | 1 |  |  | 1 | [11 empty] | 2 | 1 | 2 | 1 | 3 | 1 | 1 |  | 0
SCE Eastern | Vista (SCE) | 230 | Battery |  |  | 0 | 0 | 0 | 0 | 0 | 0 | 0 | 0 | 0 | 4 | 4 | 1 | 1 |  |  | 1 | [11 empty] | 1 | 1 | 2 | 1 | 1 | 4+ | 1 |  | 1
EOP | Vista (VEA) | 138 | Battery |  |  | 0 | 0 | 0 | 0 | 0 | 0 | 0 | 0 | 0 | 5 | 2 | 4 | 2 |  |  | 1 | [11 empty] | 2 | 2 | 4 | 1 | 3 | 1 | 1 |  | 0
EOP | Vista (VEA) | 230 | Battery |  |  | 0 | 0 | 0 | 0 | 0 | 0 | 0 | 0 | 0 | 5 | 2 | 4 | 2 |  |  | 1 | [11 empty] | 2 | 2 | 4 | 1 | 3 | 1 | 1 |  | 0
PG&E FRESNO | Wahtoke | 115 | Battery |  |  | 0 | 0 | 0 | 0 | 0 | 0 | 0 | 0 | 0 | 5 | 2 | 5 | 2 |  |  | 1 | [11 empty] | 1 | 1 | 3 | 2 | 1 | 1 | 1 |  | 0
SCE Northern | Wakefield | 66 | Battery |  |  | 30 | 0 | 30 | 30 | 0 | 30 | 0 | 0 | 0 | 5 | 2 | 4 | 2 |  |  | 5 | [11 empty] | 2 | 1 | 4 | 1 | 3 | 1 | 1 |  | 1
SCE Metro | Walnut | 230 | Battery |  |  | 400 | 0 | 400 | 400 | 0 | 400 | 0 | 0 | 0 | 1 | 1 | 1 | 1 |  |  | 1 | [11 empty] | 1 | 1 | 1 | 1 | 1 | 4+ | 1 |  | 1
SCE Northern | Warne | 230 | Battery |  |  | 0 | 0 | 0 | 0 | 0 | 0 | 0 | 0 | 0 | 5 | 2 | 4 | 2 |  |  | 1 | [11 empty] | 1 | 1 | 4 | 1 | 3 | 1 | 1 |  | 0
PG&E GBA | Warnerville | 230 | Battery |  |  | 0 | 0 | 0 | 0 | 0 | 0 | 0 | 0 | 0 | 5 | 5 | 5 | 2 |  |  | 1 | [11 empty] | 1 | 1 | 3 | 2 | 2 | 1 | 1 |  | 0
PG&E FRESNO | Waukena | 115 | Battery |  |  | 0 | 0 | 0 | 0 | 0 | 0 | 0 | 0 | 0 | 5 | 2 | 5 | 2 |  |  | 1 | [11 empty] | 1 | 1 | 4 | 2 | 1 | 1 | 1 |  | 0
PG&E GBA | Weber | 230 | Battery |  |  | 0 | 0 | 0 | 0 | 0 | 0 | 0 | 0 | 0 | 5 | 5 | 1 | 1 |  |  | 1 | [11 empty] | 1 | 1 | 3 | 2 | 1 | 1+ | 1 |  | 1
PG&E GBA | Weber | 60 | Battery |  |  | 20 | 0 | 20 | 20 | 0 | 20 | 0 | 0 | 0 | 5 | 5 | 1 | 1 | 3 |  | 3 | [11 empty] | 1 | 1 | 3 | 2 | 1 | 4+ | 1 |  | 1
PG&E FRESNO | West Fresno | 115 | Battery |  |  | 0 | 0 | 0 | 0 | 0 | 0 | 0 | 0 | 0 | 5 | 5 | 5 | 2 |  |  | 2 | [11 empty] | 1 | 1 | 2 | 2 | 1 | 1 | 1 |  | 0
PG&E FRESNO | Westley | 230 | Battery |  |  | 0 | 0 | 0 | 0 | 0 | 0 | 0 | 0 | 0 | 1 | 1 | 1 | 1 |  |  | 2 | [11 empty] | 1 | 1 | 4 | 2 | 1 | 1 | 1 |  | 0
PG&E KERN | Westpark | 115 | Battery |  |  | 0 | 0 | 0 | 0 | 0 | 0 | 0 | 0 | 0 | 5 | 2 | 5 | 2 |  |  | 1 | [11 empty] | 1 | 1 | 3 | 1 | 1 | 1 | 1 |  | 0
PG&E KERN | Wheeler Ridge | 230 | Battery |  |  | 0 | 235 | 235 | 0 | 0 | 0 | 0 | 235 | 235 | 5 | 2 | 5 | 4 | 1 |  | 1 | [11 empty] | 1 | 1 | 4 | 1 | 1 | 2- | 1 |  | 1
PG&E KERN | Wheeler Ridge | 115 | Battery |  |  | 0 | 0 | 0 | 0 | 0 | 0 | 0 | 0 | 0 | 5 | 2 | 5 | 2 |  |  | 1 | [11 empty] | 1 | 1 | 4 | 1 | 1 | 1 | 1 |  | 0
PG&E KERN | Wheeler Ridge | 70 | Battery |  |  | 92 | 0 | 92 | 92 | 0 | 92 | 0 | 0 | 0 | 5 | 2 | 5 | 4 |  |  | 4 | [11 empty] | 1 | 1 | 4 | 1 | 1 | 4+ | 1 |  | 1
SCE Northern | Whirlwind | 230 | Battery |  |  | 550 | 523 | 1073 | 550 | 523 | 1073 | 0 | 0 | 0 | 5 | 5 | 1 | 1 | 5 |  | 4 | [11 empty] | 2 | 1 | 4 | 1 | 3 | 4+ | 1 |  | 1
SCE Northern | Whirlwind | 500 | Battery |  |  | 0 | 0 | 0 | 0 | 0 | 0 | 0 | 0 | 0 | 5 | 5 | 1 | 1 | 5 |  | 1 | [11 empty] | 2 | 1 | 4 | 1 | 3 | 4+ | 1 |  | 1
PG&E GBA | Whisman | 115 | Battery |  |  | 0 | 0 | 0 | 0 | 0 | 0 | 0 | 0 | 0 | 1 | 1 | 1 | 1 |  |  | 2 | [11 empty] | 2 | 1 | 2 | 2 | 2 | 1 | 1 |  | 0
SCE Eastern | Wildlife | 230 | Battery |  |  | 0 | 0 | 0 | 0 | 0 | 0 | 0 | 0 | 0 | 4 | 4 | 1 | 1 |  |  | 1 | [11 empty] | 1 | 1 | 1 | 1 | 1 | 2+ | 1 |  | 1
PG&E FRESNO | Wilson | 115 | Battery |  |  | 0 | 0 | 0 | 0 | 0 | 0 | 0 | 0 | 0 | 5 | 5 | 5 | 2 | 4 |  | 1 | [11 empty] | 1 | 1 | 4 | 2 | 1 | 1 | 1 |  | 0
PG&E FRESNO | Wilson | 230 | Battery |  |  | 0 | 0 | 0 | 0 | 0 | 0 | 0 | 0 | 0 | 5 | 5 | 5 | 4 |  |  | 1 | [11 empty] | 1 | 1 | 4 | 2 | 1 | 2+ | 1 |  | 1
SCE Northern | Windhub | 230 | Battery |  |  | 500 | 0 | 500 | 500 | 0 | 500 | 0 | 0 | 0 | 5 | 5 | 1 | 1 | 4 |  | 2 | [11 empty] | 2 | 1 | 4 | 1 | 2 | 4+ | 1 |  | 1
SCE Northern | Windhub | 500 | Battery |  |  | 15 | 0 | 15 | 15 | 0 | 15 | 0 | 0 | 0 | 5 | 5 | 1 | 1 | 5 |  | 4 | [11 empty] | 2 | 1 | 4 | 1 | 2 | 4+ | 1 |  | 1
PG&E GBA | Windmaster | 230 | Battery |  |  | 0 | 0 | 0 | 0 | 0 | 0 | 0 | 0 | 0 | 5 | 2 | 1 | 1 |  |  | 1 | [11 empty] | 2 | 1 | 2 | 1 | 2 | 1 | 1 |  | 0
PG&E NGBA | Windsor | 60 | Battery |  |  | 0 | 0 | 0 | 0 | 0 | 0 | 0 | 0 | 0 | 5 | 2 | 1 | 1 |  |  | 1 | [11 empty] | 1 | 1 | 2 | 1 | 2 | 1 | 1 |  | 0
PG&E NGBA | Woodland | 115 | Battery |  |  | 0 | 0 | 0 | 0 | 0 | 0 | 0 | 0 | 0 | 5 | 5 | 1 | 1 |  |  | 1 | [11 empty] | 2 | 1 | 4 | 2 | 3 | 4+ | 1 |  | 1
PG&E FRESNO | Woodward | 115 | Battery |  |  | 0 | 0 | 0 | 0 | 0 | 0 | 0 | 0 | 0 | 5 | 2 | 5 | 2 |  |  | 1 | [11 empty] | 1 | 1 | 2 | 2 | 2 | 1 | 1 |  | 0
PG&E NGBA | Wyandotte | 115 | Battery |  |  | 0 | 0 | 0 | 0 | 0 | 0 | 0 | 0 | 0 | 5 | 5 | 1 | 1 |  |  | 1 | [11 empty] | 2 | 1 | 2 | 2 | 2 | 1 | 1 |  | 0
PG&E KERN | 7th Standard | 115 | LDES |  |  | 0 | 0 | 0 | 0 | 0 | 0 | 0 | 0 | 0 | 5 | 2 | 5 | 4 | [14 empty] | 1 | 1 | 3 | 1 | 2 | 1 | 1 |  | 0
SCE Metro | Alamitos | 230 | LDES |  |  | 0 | 0 | 0 | 0 | 0 | 0 | 0 | 0 | 0 | 1 | 1 | 1 | 1 | [14 empty] | 1 | 1 | 1 | 1 | 1 | 1 | 1 |  | 0
SCE Eastern | Alberhill | 115 | LDES |  |  | 50 | 0 | 50 | 0 | 0 | 0 | 50 | 0 | 50 | 4 | 4 | 1 | 1 | [14 empty] | 1 | 1 | 4 | 1 | 1 | 5- | 1 |  | 1
SCE Eastern | Alberhill | 500 | LDES |  |  | 0 | 0 | 0 | 0 | 0 | 0 | 0 | 0 | 0 | 4 | 4 | 1 | 1 |  |  |  | See 'LandEnv_PSH' tab for PSH potential impacts analysis | [10 empty] | 1 | 1 | 4 | 1 | 1 | 4+ | 1 |  | 1
PG&E GBA | Alhambra | 115 | LDES |  |  | 0 | 0 | 0 | 0 | 0 | 0 | 0 | 0 | 0 | 5 | 2 | 1 | 1 | [14 empty] | 2 | 1 | 2 | 1 | 2 | 1 | 1 |  | 0
PG&E FRESNO | Alpaugh | 115 | LDES |  |  | 0 | 0 | 0 | 0 | 0 | 0 | 0 | 0 | 0 | 5 | 2 | 5 | 4 | [14 empty] | 1 | 1 | 3 | 1 | 1 | 1 | 1 |  | 0
SDGE | Alpine | 69 | LDES |  |  | 0 | 0 | 0 | 0 | 0 | 0 | 0 | 0 | 0 | 1 | 1 | 1 | 1 | [14 empty] | 2 | 1 | 4 | 1 | 3 | 1 | 1 |  | 0
PG&E GBA | Altamont Midway (Sandhill) | 230 | LDES |  |  | 0 | 0 | 0 | 0 | 0 | 0 | 0 | 0 | 0 | 5 | 2 | 1 | 1 | [14 empty] | 2 | 1 | 2 | 1 | 3 | 1 | 1 |  | 0
SCE Northern | Antelope | 66 | LDES |  |  | 0 | 0 | 0 | 0 | 0 | 0 | 0 | 0 | 0 | 5 | 5 | 1 | 1 | [14 empty] | 2 | 1 | 4 | 1 | 3 | 1 | 1 |  | 0
SCE Northern | Antelope | 230 | LDES |  |  | 0 | 0 | 0 | 0 | 0 | 0 | 0 | 0 | 0 | 5 | 5 | 1 | 1 | [14 empty] | 2 | 1 | 4 | 1 | 3 | 1 | 1 |  | 0
SCE Northern | Antelope | 500 | LDES |  |  | 0 | 0 | 0 | 0 | 0 | 0 | 0 | 0 | 0 | 5 | 5 | 1 | 1 | [14 empty] | 2 | 1 | 4 | 1 | 3 | 1 | 1 |  | 0
PG&E NGBA | Arcata | 60 | LDES |  |  | 0 | 0 | 0 | 0 | 0 | 0 | 0 | 0 | 0 | 5 | 2 | 1 | 1 | [14 empty] | 2 | 2 | 4 | 2 | 3 | 1 | 1 |  | 0
PG&E KERN | Arco | 230 | LDES |  |  | 0 | 0 | 0 | 0 | 0 | 0 | 0 | 0 | 0 | 5 | 2 | 5 | 4 | [14 empty] | 1 | 1 | 4 | 1 | 1 | 1 | 1 |  | 0
PG&E KERN | Arco | 70 | LDES |  |  | 0 | 0 | 0 | 0 | 0 | 0 | 0 | 0 | 0 | 5 | 2 | 5 | 4 | [14 empty] | 1 | 1 | 4 | 1 | 1 | 1 | 1 |  | 0
SCE Metro | ArcoGen | 230 | LDES |  |  | 0 | 0 | 0 | 0 | 0 | 0 | 0 | 0 | 0 | 1 | 1 | 1 | 1 | [14 empty] | 1 | 1 | 1 | 1 | 1 | 1 | 1 |  | 0
SDGE | Artesian | 230 | LDES |  |  | 0 | 0 | 0 | 0 | 0 | 0 | 0 | 0 | 0 | 1 | 1 | 1 | 1 | [14 empty] | 2 | 1 | 2 | 1 | 3 | 1 | 1 |  | 0
SDGE | Artesian | 69 | LDES |  |  | 0 | 0 | 0 | 0 | 0 | 0 | 0 | 0 | 0 | 1 | 1 | 1 | 1 | [14 empty] | 2 | 1 | 2 | 1 | 3 | 1 | 1 |  | 0
PG&E FRESNO | Ashlan | 230 | LDES |  |  | 0 | 0 | 0 | 0 | 0 | 0 | 0 | 0 | 0 | 5 | 4 | 5 | 2 | [14 empty] | 1 | 1 | 2 | 2 | 1 | 1 | 1 |  | 0
PG&E NGBA | Atlantic | 115 | LDES |  |  | 0 | 0 | 0 | 0 | 0 | 0 | 0 | 0 | 0 | 5 | 5 | 1 | 1 | [14 empty] | 2 | 1 | 2 | 2 | 3 | 1 | 1 |  | 0
PG&E NGBA | Atlantic | 230 | LDES |  |  | 0 | 0 | 0 | 0 | 0 | 0 | 0 | 0 | 0 | 5 | 5 | 1 | 1 | [14 empty] | 2 | 1 | 2 | 2 | 3 | 1 | 1 |  | 0
PG&E NGBA | Atlantic | 60 | LDES |  |  | 0 | 0 | 0 | 0 | 0 | 0 | 0 | 0 | 0 | 5 | 5 | 1 | 1 | [14 empty] | 2 | 1 | 2 | 2 | 3 | 1 | 1 |  | 0
PG&E FRESNO | Atwater | 115 | LDES |  |  | 0 | 0 | 0 | 0 | 0 | 0 | 0 | 0 | 0 | 5 | 5 | 5 | 2 | [14 empty] | 1 | 1 | 2 | 2 | 1 | 1 | 1 |  | 0
PG&E GBA | Avena | 115 | LDES |  |  | 0 | 0 | 0 | 0 | 0 | 0 | 0 | 0 | 0 | 5 | 5 | 1 | 1 | [14 empty] | 1 | 1 | 3 | 2 | 1 | 1 | 1 |  | 0
SDGE | Avocado | 69 | LDES |  |  | 0 | 0 | 0 | 0 | 0 | 0 | 0 | 0 | 0 | 1 | 1 | 1 | 1 | [14 empty] | 2 | 1 | 3 | 1 | 3 | 1 | 1 |  | 0
PG&E NGBA | Bahia | 230 | LDES |  |  | 0 | 0 | 0 | 0 | 0 | 0 | 0 | 0 | 0 | 5 | 4 | 1 | 1 | [14 empty] | 2 | 1 | 1 | 1 | 2 | 1 | 1 |  | 0
SCE Northern | Bailey | 230 | LDES |  |  | 0 | 0 | 0 | 0 | 0 | 0 | 0 | 0 | 0 | 5 | 2 | 4 | 2 | [14 empty] | 1 | 1 | 4 | 1 | 3 | 1+ | 1 |  | 1
SCE NOL | Baker | 115 | LDES |  |  | 0 | 0 | 0 | 0 | 0 | 0 | 0 | 0 | 0 | 3 | 3 | 1 | 1 | [14 empty] | 2 | 2 | 4 | 1 | 1 | 1 | 1 |  | 0
PG&E KERN | Bakersfield | 230 | LDES |  |  | 0 | 0 | 0 | 0 | 0 | 0 | 0 | 0 | 0 | 5 | 2 | 5 | 4 | [14 empty] | 1 | 1 | 3 | 1 | 1 | 1 | 1 |  | 0
PG&E FRESNO | Balch | 230 | LDES |  |  | 0 | 0 | 0 | 0 | 0 | 0 | 0 | 0 | 0 | 5 | 5 | 5 | 2 | [14 empty] | 1 | 1 | 4 | 2 | 3 | 1 | 1 |  | 0
SCE Eastern | Bannister | 230 | LDES |  |  | 0 | 0 | 0 | 0 | 0 | 0 | 0 | 0 | 0 | 5 | 4 | 1 | 1 | [14 empty] | 2 | 1 | 2 | 2 | 1 | 1 | 1 |  | 0
SCE Metro | Barre | 230 | LDES |  |  | 0 | 0 | 0 | 0 | 0 | 0 | 0 | 0 | 0 | 1 | 1 | 1 | 1 | [14 empty] | 1 | 1 | 1 | 1 | 1 | 1 | 1 |  | 0
SDGE | Bay Boulevard | 69 | LDES |  |  | 0 | 0 | 0 | 0 | 0 | 0 | 0 | 0 | 0 | 1 | 1 | 1 | 1 | [14 empty] | 2 | 1 | 2 | 1 | 1 | 1 | 1 |  | 0
SDGE | Bay Boulevard | 230 | LDES |  |  | 0 | 0 | 0 | 0 | 0 | 0 | 0 | 0 | 0 | 1 | 1 | 1 | 1 | [14 empty] | 2 | 1 | 2 | 1 | 1 | 1 | 1 |  | 0
EOP | Beatty | 138 | LDES |  |  | 0 | 0 | 0 | 0 | 0 | 0 | 0 | 0 | 0 | 5 | 2 | 4 | 2 | [14 empty] | 2 | 2 | 4 | 1 | 3 | 1 | 1 |  | 0
EOP | Beatty | 230 | LDES |  |  | 0 | 0 | 0 | 0 | 0 | 0 | 0 | 0 | 0 | 5 | 2 | 4 | 2 | [14 empty] | 2 | 2 | 4 | 1 | 3 | 1 | 1 |  | 0
PG&E NGBA | Belden | 230 | LDES |  |  | 0 | 0 | 0 | 0 | 0 | 0 | 0 | 0 | 0 | 5 | 5 | 1 | 1 | [14 empty] | 2 | 2 | 4 | 1 | 3 | 1 | 1 |  | 0
PG&E NGBA | Bell | 115 | LDES |  |  | 0 | 0 | 0 | 0 | 0 | 0 | 0 | 0 | 0 | 5 | 5 | 1 | 1 | [14 empty] | 2 | 1 | 4 | 2 | 3 | 1 | 1 |  | 0
PG&E NGBA | Bellevue | 115 | LDES |  |  | 0 | 0 | 0 | 0 | 0 | 0 | 0 | 0 | 0 | 5 | 2 | 1 | 1 | [14 empty] | 2 | 1 | 2 | 2 | 2 | 1 | 1 |  | 0
PG&E GBA | Bellota | 115 | LDES |  |  | 0 | 0 | 0 | 0 | 0 | 0 | 0 | 0 | 0 | 5 | 5 | 1 | 1 | [14 empty] | 1 | 1 | 4 | 2 | 3 | 1 | 1 |  | 0
PG&E GBA | Bellota | 230 | LDES |  | Mapped as PSH | 0 | 0 | 0 | 0 | 0 | 0 | 0 | 0 | 0 | 5 | 5 | 1 | 1 | 3 |  |  | See 'LandEnv_PSH' tab for PSH potential impacts analysis | [10 empty] | 1 | 1 | 4 | 2 | 3 | 1 | 4 |  | 1
SCE Northern | Big Creek | 230 | LDES |  |  | 100 | 0 | 100 | 0 | 0 | 0 | 100 | 0 | 100 | 5 | 5 | 1 | 1 | [14 empty] | 1 | 1 | 4 | 2 | 3 | 5- | 1 |  | 1
PG&E FRESNO | Biola | 70 | LDES |  |  | 0 | 0 | 0 | 0 | 0 | 0 | 0 | 0 | 0 | 5 | 2 | 5 | 2 | [14 empty] | 1 | 1 | 4 | 2 | 1 | 1 | 1 |  | 0
PG&E GBA | Birds Landing | 230 | LDES |  |  | 0 | 0 | 0 | 0 | 0 | 0 | 0 | 0 | 0 | 5 | 4 | 1 | 1 | [14 empty] | 2 | 1 | 4 | 1 | 1 | 1 | 1 |  | 0
SCE Northern | Bliss | 66 | LDES |  |  | 0 | 0 | 0 | 0 | 0 | 0 | 0 | 0 | 0 | 5 | 5 | 1 | 1 | [14 empty] | 1 | 1 | 4 | 1 | 1 | 1 | 1 |  | 0
SCE Eastern | Blythe | 161 | LDES |  |  | 0 | 0 | 0 | 0 | 0 | 0 | 0 | 0 | 0 | 5 | 2 | 1 | 1 | [14 empty] | 2 | 2 | 2 | 1 | 1 | 1 | 1 |  | 0
PG&E NGBA | Bogue | 115 | LDES |  |  | 0 | 0 | 0 | 0 | 0 | 0 | 0 | 0 | 0 | 5 | 5 | 1 | 1 | [14 empty] | 2 | 2 | 2 | 1 | 2 | 1 | 1 |  | 0
PG&E FRESNO | Borden | 230 | LDES |  |  | 0 | 0 | 0 | 0 | 0 | 0 | 0 | 0 | 0 | 5 | 5 | 5 | 4 | [14 empty] | 1 | 1 | 4 | 2 | 1 | 1 | 1 |  | 0
PG&E FRESNO | Borden | 70 | LDES |  |  | 0 | 0 | 0 | 0 | 0 | 0 | 0 | 0 | 0 | 5 | 5 | 5 | 4 | [14 empty] | 1 | 1 | 4 | 2 | 1 | 1 | 1 |  | 0
SDGE | Boulevard East | 138 | LDES |  |  | 0 | 0 | 0 | 0 | 0 | 0 | 0 | 0 | 0 | 1 | 1 | 1 | 1 | [14 empty] | 2 | 1 | 4 | 1 | 3 | 1 | 1 |  | 0
SDGE | Boulevard East | 69 | LDES |  |  | 0 | 0 | 0 | 0 | 0 | 0 | 0 | 0 | 0 | 1 | 1 | 1 | 1 | [14 empty] | 2 | 1 | 4 | 1 | 3 | 1 | 1 |  | 0
PG&E GBA | Brentwood | 230 | LDES |  |  | 0 | 0 | 0 | 0 | 0 | 0 | 0 | 0 | 0 | 5 | 4 | 1 | 1 | [14 empty] | 2 | 1 | 4 | 1 | 3 | 1 | 1 |  | 0
PG&E NGBA | Bridgeville | 115 | LDES |  |  | 0 | 0 | 0 | 0 | 0 | 0 | 0 | 0 | 0 | 5 | 2 | 1 | 1 | [14 empty] | 2 | 2 | 4 | 2 | 3 | 1 | 1 |  | 0
PG&E NGBA | Brighton | 115 | LDES |  |  | 0 | 0 | 0 | 0 | 0 | 0 | 0 | 0 | 0 | 5 | 5 | 1 | 1 | [14 empty] | 2 | 1 | 2 | 2 | 1 | 1 | 1 |  | 0
PG&E NGBA | Brighton | 230 | LDES |  |  | 0 | 0 | 0 | 0 | 0 | 0 | 0 | 0 | 0 | 5 | 5 | 1 | 1 | [14 empty] | 2 | 1 | 2 | 2 | 1 | 1 | 1 |  | 0
PG&E NGBA | Brunswick | 115 | LDES |  |  | 0 | 0 | 0 | 0 | 0 | 0 | 0 | 0 | 0 | 5 | 5 | 1 | 1 | [14 empty] | 2 | 1 | 4 | 1 | 3 | 1 | 1 |  | 0
PG&E NGBA | Bucks Creek | 230 | LDES |  |  | 0 | 0 | 0 | 0 | 0 | 0 | 0 | 0 | 0 | 5 | 5 | 1 | 1 | [14 empty] | 2 | 2 | 4 | 1 | 3 | 1 | 1 |  | 0
PG&E KERN | Buena Vista | 230 | LDES |  |  | 0 | 0 | 0 | 0 | 0 | 0 | 0 | 0 | 0 | 5 | 2 | 5 | 4 | [14 empty] | 2 | 2 | 4 | 2 | 1 | 1 | 1 |  | 0
PG&E FRESNO | Bullard | 115 | LDES |  |  | 0 | 0 | 0 | 0 | 0 | 0 | 0 | 0 | 0 | 5 | 5 | 5 | 4 | [14 empty] | 1 | 1 | 1 | 2 | 2 | 1 | 1 |  | 0
PG&E GBA | Burlingame | 115 | LDES |  |  | 0 | 0 | 0 | 0 | 0 | 0 | 0 | 0 | 0 | 5 | 2 | 1 | 1 | [14 empty] | 2 | 1 | 3 | 1 | 2 | 1 | 1 |  | 0
PG&E NGBA | Burney Forest | 230 | LDES |  |  | 0 | 0 | 0 | 0 | 0 | 0 | 0 | 0 | 0 | 5 | 5 | 3 | 3 | [14 empty] | 2 | 2 | 4 | 2 | 3 | 1 | 1 |  | 0
PG&E NGBA | Butte | 115 | LDES |  |  | 0 | 0 | 0 | 0 | 0 | 0 | 0 | 0 | 0 | 5 | 2 | 1 | 1 | [14 empty] | 2 | 1 | 4 | 2 | 2 | 1 | 1 |  | 0
PG&E KERN | Cabrillo | 115 | LDES |  |  | 0 | 0 | 0 | 0 | 0 | 0 | 0 | 0 | 0 | 5 | 2 | 5 | 2 | [14 empty] | 2 | 2 | 4 | 1 | 3 | 1 | 1 |  | 0
PG&E FRESNO | Cal Flats | 230 | LDES |  |  | 0 | 0 | 0 | 0 | 0 | 0 | 0 | 0 | 0 | 5 | 2 | 5 | 4 | [14 empty] | 2 | 2 | 4 | 2 | 2 | 1 | 1 |  | 0
SCE NOL | Calcite | 230 | LDES |  |  | 0 | 0 | 0 | 0 | 0 | 0 | 0 | 0 | 0 | 1 | 1 | 1 | 1 | [14 empty] | 2 | 1 | 4 | 1 | 3 | 1 | 1 |  | 0
PG&E KERN | Caliente | 230 | LDES |  |  | 200 | 0 | 200 | 0 | 0 | 0 | 200 | 0 | 200 | 5 | 2 | 5 | 4 | [14 empty] | 2 | 1 | 4 | 2 | 2 | 5- | 1 |  | 1
PG&E FRESNO | California Ave | 115 | LDES |  |  | 0 | 0 | 0 | 0 | 0 | 0 | 0 | 0 | 0 | 5 | 2 | 5 | 2 | [14 empty] | 1 | 1 | 2 | 2 | 1 | 1 | 1 |  | 0
PG&E KERN | Callender | 115 | LDES |  |  | 0 | 0 | 0 | 0 | 0 | 0 | 0 | 0 | 0 | 5 | 2 | 5 | 4 | [14 empty] | 2 | 2 | 4 | 2 | 2 | 1 | 1 |  | 0
PG&E NGBA | Calpella | 115 | LDES |  |  | 0 | 0 | 0 | 0 | 0 | 0 | 0 | 0 | 0 | 5 | 2 | 1 | 1 | [14 empty] | 2 | 2 | 4 | 2 | 3 | 1 | 1 |  | 0
PG&E GBA | Camanche | 230 | LDES |  |  | 0 | 0 | 0 | 0 | 0 | 0 | 0 | 0 | 0 | 5 | 5 | 1 | 1 | [14 empty] | 1 | 1 | 4 | 2 | 3 | 1 | 1 |  | 0
SDGE | Cameron | 69 | LDES |  |  | 0 | 0 | 0 | 0 | 0 | 0 | 0 | 0 | 0 | 1 | 1 | 1 | 1 | [14 empty] | 1 | 1 | 2 | 1 | 1 | 1 | 1 |  | 0
SDGE | Cannon | 69 | LDES |  |  | 0 | 0 | 0 | 0 | 0 | 0 | 0 | 0 | 0 | 1 | 1 | 1 | 1 | [14 empty] | 2 | 1 | 1 | 1 | 3 | 1 | 1 |  | 0
PG&E FRESNO | Cantua | 115 | LDES |  |  | 0 | 0 | 0 | 0 | 0 | 0 | 0 | 0 | 0 | 5 | 2 | 5 | 2 | [14 empty] | 1 | 1 | 4 | 2 | 1 | 1 | 1 |  | 0
SDGE | Capistrano | 138 | LDES |  |  | 0 | 0 | 0 | 0 | 0 | 0 | 0 | 0 | 0 | 1 | 1 | 1 | 1 | [14 empty] | 1 | 1 | 2 | 1 | 3 | 1 | 1 |  | 0
SDGE | Capistrano | 230 | LDES |  |  | 0 | 0 | 0 | 0 | 0 | 0 | 0 | 0 | 0 | 1 | 1 | 1 | 1 | [14 empty] | 1 | 1 | 2 | 1 | 3 | 1 | 1 |  | 0
PG&E NGBA | Carberry | 230 | LDES |  |  | 0 | 0 | 0 | 0 | 0 | 0 | 0 | 0 | 0 | 5 | 5 | 3 | 3 | [14 empty] | 2 | 2 | 4 | 2 | 3 | 1 | 1 |  | 0
SCE Eastern | Cardiff | 66 | LDES |  |  | 0 | 0 | 0 | 0 | 0 | 0 | 0 | 0 | 0 | 4 | 4 | 1 | 1 | [14 empty] | 1 | 1 | 2 | 1 | 1 | 1 | 1 |  | 0
PG&E NGBA | Caribou | 60 | LDES |  |  | 0 | 0 | 0 | 0 | 0 | 0 | 0 | 0 | 0 | 5 | 5 | 1 | 1 | [14 empty] | 2 | 2 | 4 | 1 | 3 | 1 | 1 |  | 0
PG&E NGBA | Caribou | 115 | LDES |  |  | 0 | 0 | 0 | 0 | 0 | 0 | 0 | 0 | 0 | 5 | 4 | 1 | 1 | [14 empty] | 2 | 2 | 4 | 1 | 3 | 1 | 1 |  | 0
PG&E NGBA | Caribou | 230 | LDES |  |  | 0 | 0 | 0 | 0 | 0 | 0 | 0 | 0 | 0 | 5 | 4 | 1 | 1 | [14 empty] | 2 | 2 | 4 | 1 | 3 | 1 | 1 |  | 0
EOP | Carpenter Canyon (fka Gamebird) | 138 | LDES |  |  | 0 | 0 | 0 | 0 | 0 | 0 | 0 | 0 | 0 | 5 | 2 | 4 | 2 | [14 empty] | 2 | 2 | 4 | 1 | 3 | 1 | 1 |  | 0
EOP | Carpenter Canyon (fka Gamebird) | 230 | LDES |  |  | 0 | 0 | 0 | 0 | 0 | 0 | 0 | 0 | 0 | 5 | 2 | 4 | 2 | [14 empty] | 2 | 2 | 4 | 1 | 3 | 1 | 1 |  | 0
PG&E NGBA | Carquinez | 115 | LDES |  |  | 0 | 0 | 0 | 0 | 0 | 0 | 0 | 0 | 0 | 5 | 2 | 1 | 1 | [14 empty] | 2 | 1 | 2 | 1 | 1 | 1 | 1 |  | 0
SDGE | Carrizo Gorge | 138 | LDES |  |  | 0 | 0 | 0 | 0 | 0 | 0 | 0 | 0 | 0 | 1 | 1 | 1 | 1 | [14 empty] | 2 | 1 | 4 | 1 | 3 | 1 | 1 |  | 0
PG&E KERN | Carrizo Plains | 115 | LDES |  |  | 100 | 0 | 100 | 0 | 0 | 0 | 100 | 0 | 100 | 5 | 2 | 5 | 4 | [14 empty] | 2 | 1 | 4 | 2 | 2 | 5- | 1 |  | 1
PG&E KERN | Casaloma | 230 | LDES |  |  | 0 | 0 | 0 | 0 | 0 | 0 | 0 | 0 | 0 | 5 | 2 | 5 | 2 | [14 empty] | 1 | 1 | 3 | 1 | 1 | 1 | 1 |  | 0
PG&E GBA | Castro Valley | 230 | LDES |  |  | 0 | 0 | 0 | 0 | 0 | 0 | 0 | 0 | 0 | 5 | 4 | 1 | 1 | [14 empty] | 2 | 1 | 2 | 1 | 2 | 1 | 1 |  | 0
PG&E GBA | Cayetano | 230 | LDES |  |  | 0 | 0 | 0 | 0 | 0 | 0 | 0 | 0 | 0 | 5 | 4 | 1 | 1 | [14 empty] | 2 | 1 | 3 | 1 | 3 | 1 | 1 |  | 0
SCE Metro | Center | 230 | LDES |  |  | 0 | 0 | 0 | 0 | 0 | 0 | 0 | 0 | 0 | 1 | 1 | 1 | 1 | [14 empty] | 1 | 1 | 1 | 1 | 1 | 1 | 1 |  | 0
PG&E KERN | Charca | 115 | LDES |  |  | 0 | 0 | 0 | 0 | 0 | 0 | 0 | 0 | 0 | 5 | 2 | 5 | 2 | [14 empty] | 1 | 1 | 4 | 1 | 1 | 1 | 1 |  | 0
EOP | Charleston | 138 | LDES |  |  | 0 | 0 | 0 | 0 | 0 | 0 | 0 | 0 | 0 | 5 | 2 | 4 | 2 | [14 empty] | 2 | 2 | 4 | 1 | 3 | 1 | 1 |  | 0
SCE Metro | Chevmain | 230 | LDES |  |  | 0 | 0 | 0 | 0 | 0 | 0 | 0 | 0 | 0 | 1 | 1 | 1 | 1 | [14 empty] | 1 | 1 | 1 | 1 | 1 | 1 | 1 |  | 0
SDGE | Chicarita | 138 | LDES |  |  | 0 | 0 | 0 | 0 | 0 | 0 | 0 | 0 | 0 | 1 | 1 | 1 | 1 | [14 empty] | 2 | 1 | 3 | 1 | 3 | 1 | 1 |  | 0
SCE Metro | Chino | 230 | LDES |  |  | 0 | 0 | 0 | 0 | 0 | 0 | 0 | 0 | 0 | 1 | 1 | 1 | 1 | [14 empty] | 1 | 1 | 1 | 1 | 2 | 1 | 1 |  | 0
PG&E FRESNO | Chowchilla | 115 | LDES |  |  | 0 | 0 | 0 | 0 | 0 | 0 | 0 | 0 | 0 | 5 | 5 | 5 | 2 | [14 empty] | 1 | 1 | 1 | 2 | 2 | 1 | 1 |  | 0
PG&E GBA | Christie | 60 | LDES |  |  | 0 | 0 | 0 | 0 | 0 | 0 | 0 | 0 | 0 | 5 | 4 | 1 | 1 | [14 empty] | 2 | 1 | 2 | 1 | 2 | 1 | 1 |  | 0
PG&E GBA | Christie | 115 | LDES |  |  | 0 | 0 | 0 | 0 | 0 | 0 | 0 | 0 | 0 | 5 | 2 | 1 | 1 | [14 empty] | 2 | 1 | 2 | 1 | 2 | 1 | 1 |  | 0
SCE Eastern | Cielo Azul | 500 | LDES |  |  | 0 | 0 | 0 | 0 | 0 | 0 | 0 | 0 | 0 | 5 | 4 | 4 | 4 | [14 empty] | 2 | 2 | 4 | 1 | 3 | 1 | 1 |  | 0
PG&E GBA | Clay | 60 | LDES |  |  | 0 | 0 | 0 | 0 | 0 | 0 | 0 | 0 | 0 | 5 | 5 | 1 | 1 | [14 empty] | 2 | 1 | 3 | 1 | 3 | 1 | 1 |  | 0
PG&E GBA | Clayton | 115 | LDES |  |  | 0 | 0 | 0 | 0 | 0 | 0 | 0 | 0 | 0 | 5 | 2 | 1 | 1 | [14 empty] | 2 | 1 | 4 | 1 | 2 | 1 | 1 |  | 0
PG&E NGBA | Cloverdale | 115 | LDES |  |  | 0 | 0 | 0 | 0 | 0 | 0 | 0 | 0 | 0 | 5 | 2 | 1 | 1 | [14 empty] | 2 | 2 | 4 | 2 | 3 | 1 | 1 |  | 0
PG&E FRESNO | Clovis | 115 | LDES |  |  | 0 | 0 | 0 | 0 | 0 | 0 | 0 | 0 | 0 | 5 | 2 | 5 | 2 | [14 empty] | 1 | 1 | 2 | 2 | 2 | 1 | 1 |  | 0
PG&E GBA | Coburn | 230 | LDES |  |  | 0 | 0 | 0 | 0 | 0 | 0 | 0 | 0 | 0 | 5 | 4 | 5 | 2 | [14 empty] | 2 | 2 | 2 | 2 | 3 | 1 | 1 |  | 0
PG&E GBA | Coburn | 60 | LDES |  |  | 0 | 0 | 0 | 0 | 0 | 0 | 0 | 0 | 0 | 5 | 4 | 5 | 2 | [14 empty] | 2 | 2 | 2 | 2 | 3 | 1 | 1 |  | 0
PG&E NGBA | Colgate | 230 | LDES |  |  | 0 | 0 | 0 | 0 | 0 | 0 | 0 | 0 | 0 | 5 | 5 | 1 | 1 | [14 empty] | 2 | 1 | 4 | 1 | 3 | 1 | 1 |  | 0
PG&E GBA | Collierville | 230 | LDES |  |  | 0 | 0 | 0 | 0 | 0 | 0 | 0 | 0 | 0 | 5 | 5 | 1 | 1 | [14 empty] | 2 | 1 | 4 | 1 | 3 | 1 | 1 |  | 0
PG&E GBA | Collinsville | 230 | LDES |  |  | 0 | 0 | 0 | 0 | 0 | 0 | 0 | 0 | 0 | 5 | 2 | 1 | 1 | [14 empty] | 2 | 1 | 3 | 1 | 1 | 1 | 1 |  | 0
PG&E GBA | Collinsville | 500 | LDES |  |  | 0 | 0 | 0 | 0 | 0 | 0 | 0 | 0 | 0 | 5 | 2 | 1 | 1 | [14 empty] | 2 | 1 | 3 | 1 | 1 | 1 | 1 |  | 0
SCE Eastern | Colorado River | 230 | LDES |  |  | 0 | 0 | 0 | 0 | 0 | 0 | 0 | 0 | 0 | 4 | 4 | 4 | 4 | [14 empty] | 2 | 2 | 3 | 1 | 3 | 1 | 1 |  | 0
SCE Eastern | Colorado River | 500 | LDES |  |  | 0 | 0 | 0 | 0 | 0 | 0 | 0 | 0 | 0 | 4 | 4 | 4 | 4 | [14 empty] | 2 | 2 | 3 | 1 | 3 | 1 | 1 |  | 0
PG&E KERN | Columbus | 115 | LDES |  |  | 0 | 0 | 0 | 0 | 0 | 0 | 0 | 0 | 0 | 5 | 2 | 5 | 4 | [14 empty] | 1 | 1 | 2 | 1 | 2 | 1 | 1 |  | 0
PG&E GBA | Contra Costa | 115 | LDES |  |  | 0 | 0 | 0 | 0 | 0 | 0 | 0 | 0 | 0 | 5 | 4 | 1 | 1 | [14 empty] | 2 | 1 | 2 | 1 | 2 | 1 | 1 |  | 0
PG&E GBA | Contra Costa | 230 | LDES |  |  | 0 | 0 | 0 | 0 | 0 | 0 | 0 | 0 | 0 | 5 | 4 | 1 | 1 | [14 empty] | 2 | 1 | 2 | 1 | 2 | 1 | 1 |  | 0
PG&E GBA | Contra Costa PP | 230 | LDES |  |  | 0 | 0 | 0 | 0 | 0 | 0 | 0 | 0 | 0 | 5 | 4 | 1 | 1 | [14 empty] | 2 | 1 | 1 | 1 | 2 | 1 | 1 |  | 0
SCE NOL | Control | 115 | LDES |  |  | 0 | 0 | 0 | 0 | 0 | 0 | 0 | 0 | 0 | 5 | 3 | 1 | 1 | [14 empty] | 2 | 2 | 4 | 1 | 3 | 1 | 1 |  | 0
SCE NOL | Control | 55 | LDES |  |  | 0 | 0 | 0 | 0 | 0 | 0 | 0 | 0 | 0 | 5 | 3 | 1 | 1 | [14 empty] | 2 | 2 | 4 | 1 | 3 | 1 | 1 |  | 0
PG&E GBA | Cooley Landing | 115 | LDES |  |  | 0 | 0 | 0 | 0 | 0 | 0 | 0 | 0 | 0 | 5 | 2 | 1 | 1 | [14 empty] | 2 | 1 | 2 | 1 | 1 | 1 | 1 |  | 0
PG&E GBA | Cooley Landing | 60 | LDES |  |  | 0 | 0 | 0 | 0 | 0 | 0 | 0 | 0 | 0 | 1 | 1 | 1 | 1 | [14 empty] | 2 | 1 | 2 | 1 | 1 | 1 | 1 |  | 0
SCE NOL | Coolwater | 230 | LDES |  |  | 0 | 0 | 0 | 0 | 0 | 0 | 0 | 0 | 0 | 3 | 3 | 1 | 1 | [14 empty] | 2 | 1 | 2 | 1 | 1 | 1 | 1 |  | 0
SCE NOL | Coolwater | 115 | LDES |  |  | 0 | 0 | 0 | 0 | 0 | 0 | 0 | 0 | 0 | 3 | 3 | 1 | 1 | [14 empty] | 2 | 1 | 2 | 1 | 1 | 1 | 1 |  | 0
PG&E KERN | Copus | 70 | LDES |  |  | 0 | 0 | 0 | 0 | 0 | 0 | 0 | 0 | 0 | 5 | 2 | 5 | 4 | [14 empty] | 1 | 1 | 3 | 1 | 1 | 1 | 1 |  | 0
PG&E FRESNO | Corcoran | 70 | LDES |  |  | 0 | 0 | 0 | 0 | 0 | 0 | 0 | 0 | 0 | 5 | 5 | 5 | 4 | [14 empty] | 1 | 1 | 4 | 2 | 1 | 1 | 1 |  | 0
PG&E FRESNO | Corcoran | 115 | LDES |  |  | 0 | 0 | 0 | 0 | 0 | 0 | 0 | 0 | 0 | 5 | 5 | 5 | 4 | [14 empty] | 1 | 1 | 4 | 2 | 1 | 1 | 1 |  | 0
PG&E NGBA | Corona | 115 | LDES |  |  | 0 | 0 | 0 | 0 | 0 | 0 | 0 | 0 | 0 | 5 | 2 | 1 | 1 | [14 empty] | 2 | 1 | 3 | 2 | 3 | 1 | 1 |  | 0
PG&E NGBA | Cortina | 230 | LDES |  |  | 0 | 0 | 0 | 0 | 0 | 0 | 0 | 0 | 0 | 5 | 2 | 1 | 1 | [14 empty] | 2 | 2 | 4 | 1 | 3 | 1 | 1 |  | 0
PG&E NGBA | Cortina | 115 | LDES |  |  | 0 | 0 | 0 | 0 | 0 | 0 | 0 | 0 | 0 | 5 | 2 | 1 | 1 | [14 empty] | 2 | 2 | 4 | 1 | 3 | 1 | 1 |  | 0
PG&E GBA | Cottle | 230 | LDES |  |  | 0 | 0 | 0 | 0 | 0 | 0 | 0 | 0 | 0 | 5 | 5 | 5 | 2 | [14 empty] | 1 | 1 | 3 | 2 | 1 | 1 | 1 |  | 0
PG&E NGBA | Cottonwood | 115 | LDES |  |  | 0 | 0 | 0 | 0 | 0 | 0 | 0 | 0 | 0 | 5 | 2 | 1 | 1 | [14 empty] | 2 | 2 | 3 | 2 | 3 | 1 | 1 |  | 0
PG&E NGBA | Cottonwood | 230 | LDES |  |  | 0 | 0 | 0 | 0 | 0 | 0 | 0 | 0 | 0 | 5 | 2 | 1 | 1 | [14 empty] | 2 | 2 | 3 | 2 | 3 | 1 | 1 |  | 0
PG&E NGBA | Cottonwood | 60 | LDES |  |  | 0 | 0 | 0 | 0 | 0 | 0 | 0 | 0 | 0 | 5 | 2 | 1 | 1 | [14 empty] | 2 | 2 | 3 | 2 | 3 | 1 | 1 |  | 0
PG&E NGBA | Cove Road | 230 | LDES |  |  | 0 | 0 | 0 | 0 | 0 | 0 | 0 | 0 | 0 | 5 | 2 | 1 | 1 | [14 empty] | 2 | 2 | 4 | 2 | 3 | 1 | 1 |  | 0
PG&E GBA | Coyote | 230 | LDES |  |  | 0 | 0 | 0 | 0 | 0 | 0 | 0 | 0 | 0 | 5 | 4 | 1 | 1 | [14 empty] | 2 | 1 | 3 | 2 | 2 | 1 | 1 |  | 0
PG&E GBA | Crazy Horse Canyon | 115 | LDES |  |  | 0 | 0 | 0 | 0 | 0 | 0 | 0 | 0 | 0 | 1 | 1 | 1 | 1 | [14 empty] | 2 | 2 | 4 | 2 | 3 | 1 | 1 |  | 0
SDGE | Creelman | 69 | LDES |  |  | 0 | 0 | 0 | 0 | 0 | 0 | 0 | 0 | 0 | 1 | 1 | 1 | 1 | [14 empty] | 2 | 1 | 4 | 1 | 3 | 1 | 1 |  | 0
PG&E FRESNO | Crescent | 70 | LDES |  |  | 0 | 0 | 0 | 0 | 0 | 0 | 0 | 0 | 0 | 5 | 5 | 5 | 2 | [14 empty] | 1 | 1 | 3 | 2 | 1 | 1 | 1 |  | 0
PG&E FRESNO | Cressey | 115 | LDES |  |  | 0 | 0 | 0 | 0 | 0 | 0 | 0 | 0 | 0 | 5 | 5 | 5 | 2 | [14 empty] | 1 | 1 | 3 | 2 | 1 | 1 | 1 |  | 0
PG&E NGBA | Cresta | 230 | LDES |  |  | 0 | 0 | 0 | 0 | 0 | 0 | 0 | 0 | 0 | 5 | 5 | 1 | 1 | [14 empty] | 2 | 1 | 4 | 2 | 3 | 1 | 1 |  | 0
SDGE | Crestwood | 69 | LDES |  |  | 0 | 0 | 0 | 0 | 0 | 0 | 0 | 0 | 0 | 1 | 1 | 1 | 1 | [14 empty] | 2 | 1 | 4 | 1 | 3 | 1 | 1 |  | 0
PG&E GBA | Crow Creek | 60 | LDES |  |  | 0 | 0 | 0 | 0 | 0 | 0 | 0 | 0 | 0 | 5 | 5 | 1 | 1 | [14 empty] | 1 | 1 | 4 | 2 | 1 | 1 | 1 |  | 0
PG&E GBA | Crows Landing | 60 | LDES |  |  | 0 | 0 | 0 | 0 | 0 | 0 | 0 | 0 | 0 | 5 | 5 | 1 | 1 | [14 empty] | 1 | 1 | 4 | 2 | 1 | 1 | 1 |  | 0
PG&E GBA | Curtis | 115 | LDES |  |  | 0 | 0 | 0 | 0 | 0 | 0 | 0 | 0 | 0 | 5 | 5 | 1 | 1 | [14 empty] | 2 | 1 | 4 | 1 | 3 | 1 | 1 |  | 0
PG&E FRESNO | Dairyland | 115 | LDES |  |  | 0 | 0 | 0 | 0 | 0 | 0 | 0 | 0 | 0 | 5 | 5 | 5 | 2 | [14 empty] | 1 | 1 | 3 | 2 | 1 | 1 | 1 |  | 0
PG&E NGBA | Davis | 115 | LDES |  |  | 0 | 0 | 0 | 0 | 0 | 0 | 0 | 0 | 0 | 5 | 2 | 1 | 1 | [14 empty] | 2 | 1 | 4 | 2 | 3 | 1 | 1 |  | 0
SCE Metro | Del Amo | 500 | LDES |  |  | 0 | 0 | 0 | 0 | 0 | 0 | 0 | 0 | 0 | 1 | 1 | 1 | 1 | [14 empty] | 1 | 1 | 3 | 1 | 2 | 1 | 1 |  | 0
SCE Metro | Del Amo | 230 | LDES |  |  | 0 | 0 | 0 | 0 | 0 | 0 | 0 | 0 | 0 | 1 | 1 | 1 | 1 | [14 empty] | 1 | 1 | 3 | 1 | 2 | 1 | 1 |  | 0
SCE Eastern | Delaney | 500 | LDES |  |  | 150 | 0 | 150 | 0 | 0 | 0 | 150 | 0 | 150 | 5 | 4 | 4 | 4 | [14 empty] | 2 | 1 | 4 | 2 | 3 | 5- | 1 |  | 1
PG&E NGBA | Delevan | 230 | LDES |  |  | 0 | 0 | 0 | 0 | 0 | 0 | 0 | 0 | 0 | 5 | 2 | 1 | 1 | 3 | [13 empty] | 2 | 2 | 1 | 1 | 3 | 1 | 1 |  | 0
PG&E GBA | Delta PP | 230 | LDES |  |  | 0 | 0 | 0 | 0 | 0 | 0 | 0 | 0 | 0 | 5 | 2 | 1 | 1 | [14 empty] | 2 | 1 | 3 | 1 | 2 | 1 | 1 |  | 0
EOP | Desert View | 230 | LDES |  |  | 0 | 0 | 0 | 0 | 0 | 0 | 0 | 0 | 0 | 5 | 2 | 4 | 2 | [14 empty] | 2 | 1 | 4 | 1 | 3 | 1 | 1 |  | 0
SCE Eastern | Devers | 230 | LDES |  |  | 0 | 0 | 0 | 0 | 0 | 0 | 0 | 0 | 0 | 4 | 4 | 1 | 1 | [14 empty] | 2 | 1 | 1 | 1 | 3 | 1 | 1 |  | 0
SCE Eastern | Devers | 500 | LDES |  |  | 0 | 0 | 0 | 0 | 0 | 0 | 0 | 0 | 0 | 4 | 4 | 1 | 1 | [14 empty] | 2 | 1 | 1 | 1 | 3 | 1 | 1 |  | 0
PG&E KERN | Diablo Canyon | 230 | LDES |  |  | 0 | 0 | 0 | 0 | 0 | 0 | 0 | 0 | 0 | 5 | 2 | 5 | 2 | [14 empty] | 2 | 2 | 4 | 2 | 3 | 1 | 1 |  | 0
PG&E KERN | Diablo Canyon | 500 | LDES |  |  | 0 | 0 | 0 | 0 | 0 | 0 | 0 | 0 | 0 | 5 | 2 | 4 | 4 | [14 empty] | 2 | 2 | 4 | 2 | 3 | 1 | 1 |  | 0
PG&E KERN | Divide | 115 | LDES |  |  | 0 | 0 | 0 | 0 | 0 | 0 | 0 | 0 | 0 | 5 | 2 | 5 | 2 | [14 empty] | 2 | 2 | 4 | 1 | 2 | 1 | 1 |  | 0
PG&E GBA | Dixon Landing | 115 | LDES |  |  | 0 | 0 | 0 | 0 | 0 | 0 | 0 | 0 | 0 | 5 | 4 | 1 | 1 | [14 empty] | 2 | 1 | 2 | 1 | 2 | 1 | 1 |  | 0
PG&E FRESNO | Dos Amigos | 230 | LDES |  |  | 0 | 0 | 0 | 0 | 0 | 0 | 0 | 0 | 0 | 5 | 2 | 5 | 2 | [14 empty] | 1 | 1 | 4 | 2 | 1 | 1 | 1 |  | 0
PG&E NGBA | Drum | 115 | LDES |  |  | 0 | 0 | 0 | 0 | 0 | 0 | 0 | 0 | 0 | 5 | 5 | 1 | 1 | [14 empty] | 2 | 1 | 4 | 2 | 3 | 1 | 1 |  | 0
PG&E GBA | Dumbarton | 115 | LDES |  |  | 0 | 0 | 0 | 0 | 0 | 0 | 0 | 0 | 0 | 5 | 2 | 1 | 1 | [14 empty] | 2 | 1 | 3 | 1 | 2 | 1 | 1 |  | 0
SCE NOL | Dunn Siding | 115 | LDES |  |  | 0 | 0 | 0 | 0 | 0 | 0 | 0 | 0 | 0 | 3 | 3 | 1 | 1 | [14 empty] | 2 | 1 | 4 | 1 | 1 | 1 | 1 |  | 0
SCE Eastern | Eagle Mountain | 230 | LDES |  |  | 0 | 0 | 0 | 0 | 0 | 0 | 0 | 0 | 0 | 5 | 4 | 1 | 1 | [14 empty] | 2 | 2 | 4 | 1 | 3 | 1 | 1 |  | 0
PG&E NGBA | Eagle Rock (PGE) | 60 | LDES |  |  | 0 | 0 | 0 | 0 | 0 | 0 | 0 | 0 | 0 | 5 | 2 | 1 | 1 | [14 empty] | 2 | 2 | 4 | 2 | 3 | 1 | 1 |  | 0
PG&E NGBA | Eagle Rock (PGE) | 115 | LDES |  |  | 0 | 0 | 0 | 0 | 0 | 0 | 0 | 0 | 0 | 5 | 2 | 1 | 1 | [14 empty] | 2 | 2 | 4 | 2 | 3 | 1 | 1 |  | 0
SCE Metro | Eagle Rock (SCE) | 230 | LDES |  |  | 0 | 0 | 0 | 0 | 0 | 0 | 0 | 0 | 0 | 1 | 1 | 1 | 1 | [14 empty] | 1 | 1 | 2 | 1 | 2 | 1 | 1 |  | 0
PG&E NGBA | East Marysville | 115 | LDES |  |  | 0 | 0 | 0 | 0 | 0 | 0 | 0 | 0 | 0 | 5 | 5 | 1 | 1 | [14 empty] | 2 | 2 | 2 | 1 | 2 | 1 | 1 |  | 0
PG&E NGBA | East Nicolaus | 115 | LDES |  |  | 0 | 0 | 0 | 0 | 0 | 0 | 0 | 0 | 0 | 5 | 5 | 1 | 1 | [14 empty] | 2 | 1 | 4 | 1 | 3 | 1 | 1 |  | 0
PG&E NGBA | East Nicolaus | 60 | LDES |  |  | 0 | 0 | 0 | 0 | 0 | 0 | 0 | 0 | 0 | 5 | 5 | 1 | 1 | [14 empty] | 2 | 1 | 4 | 1 | 3 | 1 | 1 |  | 0
PG&E GBA | Eastshore | 115 | LDES |  |  | 0 | 0 | 0 | 0 | 0 | 0 | 0 | 0 | 0 | 5 | 2 | 1 | 1 | [14 empty] | 2 | 1 | 2 | 1 | 1 | 1 | 1 |  | 0
PG&E GBA | Eastshore | 230 | LDES |  |  | 0 | 0 | 0 | 0 | 0 | 0 | 0 | 0 | 0 | 5 | 2 | 1 | 1 | [14 empty] | 2 | 1 | 2 | 1 | 1 | 1 | 1 |  | 0
SDGE | ECO | 138 | LDES |  |  | 0 | 0 | 0 | 0 | 0 | 0 | 0 | 0 | 0 | 1 | 1 | 1 | 1 | [14 empty] | 2 | 1 | 4 | 1 | 3 | 1 | 1 |  | 0
SDGE | ECO | 230 | LDES |  |  | 0 | 0 | 0 | 0 | 0 | 0 | 0 | 0 | 0 | 1 | 1 | 1 | 1 | [14 empty] | 2 | 1 | 4 | 1 | 3 | 1 | 1 |  | 0
SDGE | ECO | 500 | LDES |  |  | 0 | 0 | 0 | 0 | 0 | 0 | 0 | 0 | 0 | 1 | 1 | 1 | 1 | [14 empty] | 2 | 1 | 4 | 1 | 3 | 1 | 1 |  | 0
PG&E GBA | Edenvale | 115 | LDES |  |  | 0 | 0 | 0 | 0 | 0 | 0 | 0 | 0 | 0 | 5 | 4 | 1 | 1 | [14 empty] | 2 | 1 | 2 | 2 | 2 | 1 | 1 |  | 0
PG&E GBA | Edes | 115 | LDES |  |  | 0 | 0 | 0 | 0 | 0 | 0 | 0 | 0 | 0 | 5 | 2 | 1 | 1 | [14 empty] | 2 | 1 | 3 | 1 | 1 | 1 | 1 |  | 0
PG&E GBA | Eight Mile | 230 | LDES |  |  | 0 | 0 | 0 | 0 | 0 | 0 | 0 | 0 | 0 | 5 | 5 | 1 | 1 | [14 empty] | 1 | 1 | 2 | 2 | 1 | 1 | 1 |  | 0
SDGE | El Cajon | 69 | LDES |  |  | 0 | 0 | 0 | 0 | 0 | 0 | 0 | 0 | 0 | 1 | 1 | 1 | 1 | [14 empty] | 2 | 1 | 2 | 1 | 1 | 1 | 1 |  | 0
SCE Eastern | El Casco | 230 | LDES |  |  | 0 | 0 | 0 | 0 | 0 | 0 | 0 | 0 | 0 | 4 | 4 | 1 | 1 | [14 empty] | 1 | 1 | 4 | 1 | 2 | 1 | 1 |  | 0
PG&E GBA | El Cerrito G | 115 | LDES |  |  | 0 | 0 | 0 | 0 | 0 | 0 | 0 | 0 | 0 | 5 | 2 | 1 | 1 | [14 empty] | 2 | 1 | 2 | 1 | 2 | 1 | 1 |  | 0
PG&E NGBA | El Dorado PH | 115 | LDES |  |  | 0 | 0 | 0 | 0 | 0 | 0 | 0 | 0 | 0 | 5 | 5 | 1 | 1 | [14 empty] | 2 | 1 | 4 | 2 | 3 | 1 | 1 |  | 0
PG&E FRESNO | El Nido (PGE) | 115 | LDES |  |  | 0 | 0 | 0 | 0 | 0 | 0 | 0 | 0 | 0 | 5 | 5 | 5 | 2 | [14 empty] | 1 | 1 | 4 | 2 | 1 | 1 | 1 |  | 0
SCE Metro | El Nido (SCE) | 230 | LDES |  |  | 0 | 0 | 0 | 0 | 0 | 0 | 0 | 0 | 0 | 1 | 1 | 1 | 1 | [14 empty] | 1 | 1 | 2 | 1 | 2 | 1 | 1 |  | 0
PG&E GBA | El Patio | 115 | LDES |  |  | 0 | 0 | 0 | 0 | 0 | 0 | 0 | 0 | 0 | 5 | 4 | 1 | 1 | [14 empty] | 2 | 1 | 3 | 2 | 2 | 1 | 1 |  | 0
SCE Metro | El Segundo | 230 | LDES |  |  | 0 | 0 | 0 | 0 | 0 | 0 | 0 | 0 | 0 | 1 | 1 | 1 | 1 | [14 empty] | 1 | 1 | 1 | 1 | 1 | 1 | 1 |  | 0
EOP | Eldorado | 230 | LDES |  |  | 0 | 0 | 0 | 0 | 0 | 0 | 0 | 0 | 0 | 5 | 2 | 4 | 2 | 4 | [13 empty] | 2 | 2 | 2 | 1 | 3 | 1 | 1 |  | 0
EOP | Eldorado | 500 | LDES |  |  | 500 | 0 | 500 | 0 | 0 | 0 | 500 | 0 | 500 | 5 | 2 | 4 | 2 | [14 empty] | 2 | 2 | 2 | 1 | 3 | 5- | 1 |  | 1
SCE Northern | Elizabeth Lake | 66 | LDES |  |  | 0 | 0 | 0 | 0 | 0 | 0 | 0 | 0 | 0 | 5 | 2 | 4 | 2 | [14 empty] | 1 | 1 | 3 | 1 | 3 | 1 | 1 |  | 0
PG&E KERN | Elk Hills | 230 | LDES |  |  | 0 | 0 | 0 | 0 | 0 | 0 | 0 | 0 | 0 | 5 | 2 | 5 | 4 | [14 empty] | 1 | 1 | 3 | 1 | 1 | 1 | 1 |  | 0
SDGE | Elliot | 69 | LDES |  |  | 0 | 0 | 0 | 0 | 0 | 0 | 0 | 0 | 0 | 1 | 1 | 1 | 1 | [14 empty] | 2 | 1 | 2 | 1 | 2 | 1 | 1 |  | 0
SCE Metro | Ellis | 230 | LDES |  |  | 0 | 0 | 0 | 0 | 0 | 0 | 0 | 0 | 0 | 1 | 1 | 1 | 1 | [14 empty] | 1 | 1 | 2 | 1 | 2 | 1 | 1 |  | 0
SDGE | Encina | 138 | LDES |  |  | 0 | 0 | 0 | 0 | 0 | 0 | 0 | 0 | 0 | 1 | 1 | 1 | 1 | [14 empty] | 2 | 1 | 1 | 1 | 3 | 1 | 1 |  | 0
SDGE | Encina | 230 | LDES |  |  | 0 | 0 | 0 | 0 | 0 | 0 | 0 | 0 | 0 | 1 | 1 | 1 | 1 | [14 empty] | 2 | 1 | 1 | 1 | 3 | 1 | 1 |  | 0
SDGE | Escondido | 230 | LDES |  |  | 0 | 0 | 0 | 0 | 0 | 0 | 0 | 0 | 0 | 1 | 1 | 1 | 1 | [14 empty] | 2 | 1 | 1 | 1 | 3 | 1 | 1 |  | 0
SDGE | Escondido | 69 | LDES |  |  | 0 | 0 | 0 | 0 | 0 | 0 | 0 | 0 | 0 | 1 | 1 | 1 | 1 | [14 empty] | 2 | 1 | 1 | 1 | 3 | 1 | 1 |  | 0
PG&E KERN | Estrella | 230 | LDES |  |  | 0 | 0 | 0 | 0 | 0 | 0 | 0 | 0 | 0 | 5 | 2 | 5 | 2 | [14 empty] | 2 | 2 | 4 | 2 | 3 | 1 | 1 |  | 0
SCE Eastern | Etiwanda | 230 | LDES |  |  | 550 | 0 | 550 | 0 | 0 | 0 | 550 | 0 | 550 | 1 | 1 | 1 | 1 | [14 empty] | 1 | 1 | 2 | 1 | 1 | 5- | 1 |  | 1
PG&E GBA | Evergreen | 115 | LDES |  |  | 0 | 0 | 0 | 0 | 0 | 0 | 0 | 0 | 0 | 5 | 4 | 1 | 1 | [14 empty] | 2 | 1 | 2 | 2 | 2 | 1 | 1 |  | 0
PG&E GBA | Evergreen | 60 | LDES |  |  | 0 | 0 | 0 | 0 | 0 | 0 | 0 | 0 | 0 | 5 | 4 | 1 | 1 | [14 empty] | 2 | 1 | 2 | 2 | 2 | 1 | 1 |  | 0
PG&E FRESNO | Excelsior | 115 | LDES |  |  | 0 | 0 | 0 | 0 | 0 | 0 | 0 | 0 | 0 | 5 | 5 | 5 | 2 | [14 empty] | 1 | 1 | 4 | 2 | 1 | 1 | 1 |  | 0
PG&E FRESNO | Exchequer | 115 | LDES |  |  | 0 | 0 | 0 | 0 | 0 | 0 | 0 | 0 | 0 | 5 | 5 | 5 | 2 | [14 empty] | 2 | 1 | 4 | 1 | 2 | 1 | 1 |  | 0
PG&E KERN | Fairway | 115 | LDES |  |  | 0 | 0 | 0 | 0 | 0 | 0 | 0 | 0 | 0 | 5 | 2 | 5 | 2 | [14 empty] | 2 | 2 | 3 | 1 | 2 | 1 | 1 |  | 0
PG&E KERN | Famoso | 115 | LDES |  |  | 0 | 0 | 0 | 0 | 0 | 0 | 0 | 0 | 0 | 5 | 2 | 5 | 2 | [14 empty] | 1 | 1 | 4 | 1 | 1 | 1 | 1 |  | 0
PG&E NGBA | Fern Road | 500 | LDES |  |  | 0 | 0 | 0 | 0 | 0 | 0 | 0 | 0 | 0 | 5 | 2 | 1 | 1 | [14 empty] | 2 | 2 | 4 | 2 | 3 | 1 | 1 |  | 0
PG&E GBA | Fibreboard (SPI Sonora) | 115 | LDES |  |  | 0 | 0 | 0 | 0 | 0 | 0 | 0 | 0 | 0 | 5 | 5 | 1 | 1 | [14 empty] | 2 | 1 | 2 | 1 | 2 | 1 | 1 |  | 0
PG&E FRESNO | Figarden | 230 | LDES |  |  | 0 | 0 | 0 | 0 | 0 | 0 | 0 | 0 | 0 | 5 | 4 | 5 | 2 | [14 empty] | 1 | 1 | 3 | 2 | 2 | 1 | 1 |  | 0
PG&E FRESNO | Fink | 230 | LDES |  |  | 0 | 0 | 0 | 0 | 0 | 0 | 0 | 0 | 0 | 1 | 1 | 1 | 1 | [14 empty] | 1 | 1 | 4 | 2 | 1 | 1 | 1 |  | 0
PG&E NGBA | Fitch Mountain | 60 | LDES |  |  | 0 | 0 | 0 | 0 | 0 | 0 | 0 | 0 | 0 | 5 | 2 | 1 | 1 | [14 empty] | 2 | 2 | 4 | 2 | 3 | 1 | 1 |  | 0
PG&E GBA | FMC | 115 | LDES |  |  | 0 | 0 | 0 | 0 | 0 | 0 | 0 | 0 | 0 | 5 | 4 | 1 | 1 | [14 empty] | 2 | 1 | 2 | 2 | 2 | 1 | 1 |  | 0
PG&E GBA | Fremont | 115 | LDES |  |  | 0 | 0 | 0 | 0 | 0 | 0 | 0 | 0 | 0 | 1 | 1 | 1 | 1 | [14 empty] | 2 | 1 | 3 | 1 | 2 | 1 | 1 |  | 0
PG&E GBA | French Camp | 60 | LDES |  |  | 0 | 0 | 0 | 0 | 0 | 0 | 0 | 0 | 0 | 5 | 5 | 1 | 1 | [14 empty] | 1 | 1 | 3 | 2 | 1 | 1 | 1 |  | 0
PG&E GBA | Frogtown | 115 | LDES |  |  | 0 | 0 | 0 | 0 | 0 | 0 | 0 | 0 | 0 | 5 | 5 | 1 | 1 | [14 empty] | 2 | 1 | 4 | 1 | 3 | 1 | 1 |  | 0
PG&E NGBA | Fulton | 115 | LDES |  |  | 0 | 0 | 0 | 0 | 0 | 0 | 0 | 0 | 0 | 5 | 4 | 1 | 1 | [14 empty] | 2 | 1 | 3 | 2 | 2 | 1 | 1 |  | 0
PG&E NGBA | Fulton | 230 | LDES |  |  | 0 | 0 | 0 | 0 | 0 | 0 | 0 | 0 | 0 | 5 | 4 | 1 | 1 | [14 empty] | 2 | 1 | 3 | 2 | 2 | 1 | 1 |  | 0
PG&E NGBA | Fulton | 60 | LDES |  |  | 0 | 0 | 0 | 0 | 0 | 0 | 0 | 0 | 0 | 5 | 2 | 1 | 1 | [14 empty] | 2 | 1 | 3 | 2 | 2 | 1 | 1 |  | 0
PG&E KERN | Ganso | 115 | LDES |  |  | 0 | 0 | 0 | 0 | 0 | 0 | 0 | 0 | 0 | 5 | 2 | 5 | 2 | [14 empty] | 1 | 1 | 3 | 1 | 1 | 1 | 1 |  | 0
PG&E FRESNO | Gates | 230 | LDES |  |  | 0 | 0 | 0 | 0 | 0 | 0 | 0 | 0 | 0 | 5 | 2 | 5 | 4 | [14 empty] | 1 | 1 | 3 | 2 | 1 | 1 | 1 |  | 0
PG&E FRESNO | Gates | 500 | LDES |  |  | 0 | 0 | 0 | 0 | 0 | 0 | 0 | 0 | 0 | 5 | 2 | 5 | 4 | [14 empty] | 1 | 1 | 3 | 2 | 1 | 1 | 1 |  | 0
PG&E NGBA | Geysers 12 | 230 | LDES |  |  | 0 | 0 | 0 | 0 | 0 | 0 | 0 | 0 | 0 | 5 | 4 | 1 | 1 | [14 empty] | 2 | 2 | 4 | 2 | 3 | 1 | 1 |  | 0
PG&E NGBA | Geysers 17 | 230 | LDES |  |  | 0 | 0 | 0 | 0 | 0 | 0 | 0 | 0 | 0 | 5 | 4 | 1 | 1 | [14 empty] | 2 | 2 | 4 | 2 | 3 | 1 | 1 |  | 0
PG&E NGBA | Geysers 3 | 115 | LDES |  |  | 0 | 0 | 0 | 0 | 0 | 0 | 0 | 0 | 0 | 5 | 2 | 1 | 1 | [14 empty] | 2 | 2 | 4 | 2 | 3 | 1 | 1 |  | 0
PG&E NGBA | Glenn | 230 | LDES |  |  | 0 | 0 | 0 | 0 | 0 | 0 | 0 | 0 | 0 | 5 | 2 | 1 | 1 | [14 empty] | 2 | 2 | 4 | 1 | 3 | 1 | 1 |  | 0
PG&E NGBA | Glenn | 60 | LDES |  |  | 0 | 0 | 0 | 0 | 0 | 0 | 0 | 0 | 0 | 5 | 2 | 1 | 1 | [14 empty] | 2 | 2 | 4 | 1 | 3 | 1 | 1 |  | 0
PG&E NGBA | Gold Hill | 115 | LDES |  |  | 0 | 0 | 0 | 0 | 0 | 0 | 0 | 0 | 0 | 5 | 5 | 1 | 1 | [14 empty] | 2 | 1 | 4 | 2 | 3 | 1 | 1 |  | 0
PG&E NGBA | Gold Hill | 230 | LDES |  |  | 0 | 0 | 0 | 0 | 0 | 0 | 0 | 0 | 0 | 5 | 5 | 1 | 1 | [14 empty] | 2 | 1 | 4 | 2 | 3 | 1 | 1 |  | 0
SCE Northern | Goleta | 230 | LDES |  |  | 0 | 0 | 0 | 0 | 0 | 0 | 0 | 0 | 0 | 5 | 2 | 4 | 2 | [14 empty] | 2 | 2 | 2 | 1 | 2 | 1 | 1 |  | 0
SCE Metro | Goodrich | 230 | LDES |  |  | 0 | 0 | 0 | 0 | 0 | 0 | 0 | 0 | 0 | 1 | 1 | 1 | 1 | [14 empty] | 1 | 1 | 3 | 1 | 2 | 1 | 1 |  | 0
PG&E KERN | Goose Lake | 115 | LDES |  |  | 0 | 0 | 0 | 0 | 0 | 0 | 0 | 0 | 0 | 5 | 2 | 5 | 2 | [14 empty] | 1 | 1 | 2 | 1 | 1 | 1 | 1 |  | 0
SCE Metro | Gould | 230 | LDES |  |  | 100 | 0 | 100 | 0 | 0 | 0 | 100 | 0 | 100 | 1 | 1 | 1 | 1 | [14 empty] | 1 | 1 | 4 | 1 | 2 | 5- | 1 |  | 1
PG&E NGBA | Grand Island | 115 | LDES |  |  | 0 | 0 | 0 | 0 | 0 | 0 | 0 | 0 | 0 | 5 | 5 | 1 | 1 | [14 empty] | 2 | 1 | 4 | 2 | 2 | 1 | 1 |  | 0
SDGE | Granite | 69 | LDES |  |  | 0 | 0 | 0 | 0 | 0 | 0 | 0 | 0 | 0 | 1 | 1 | 1 | 1 | [14 empty] | 2 | 1 | 2 | 2 | 2 | 1 | 1 |  | 0
PG&E GBA | Grant | 115 | LDES |  |  | 0 | 0 | 0 | 0 | 0 | 0 | 0 | 0 | 0 | 5 | 2 | 1 | 1 | [14 empty] | 2 | 1 | 2 | 1 | 2 | 1 | 1 |  | 0
PG&E GBA | Green Valley | 115 | LDES |  |  | 0 | 0 | 0 | 0 | 0 | 0 | 0 | 0 | 0 | 5 | 4 | 1 | 1 | [14 empty] | 2 | 2 | 3 | 2 | 2 | 1 | 1 |  | 0
PG&E NGBA | Greenleaf 1 | 115 | LDES |  |  | 0 | 0 | 0 | 0 | 0 | 0 | 0 | 0 | 0 | 5 | 5 | 1 | 1 | [14 empty] | 2 | 2 | 1 | 1 | 3 | 1 | 1 |  | 0
PG&E FRESNO | Gregg | 230 | LDES |  | Mapped as PSH | 0 | 0 | 0 | 0 | 0 | 0 | 0 | 0 | 0 | 5 | 5 | 5 | 2 | [14 empty] | 1 | 1 | 3 | 2 | 1 | 1 | 5 |  | 1
PG&E FRESNO | Grimmway-Malaga | 115 | LDES |  |  | 0 | 0 | 0 | 0 | 0 | 0 | 0 | 0 | 0 | 5 | 5 | 5 | 2 | [14 empty] | 1 | 1 | 2 | 1 | 1 | 1 | 1 |  | 0
PG&E NGBA | Grizzly | 230 | LDES |  |  | 0 | 0 | 0 | 0 | 0 | 0 | 0 | 0 | 0 | 5 | 5 | 1 | 1 | [14 empty] | 2 | 2 | 4 | 1 | 3 | 1 | 1 |  | 0
PG&E FRESNO | Guernsey | 70 | LDES |  |  | 0 | 0 | 0 | 0 | 0 | 0 | 0 | 0 | 0 | 5 | 5 | 5 | 4 | [14 empty] | 1 | 1 | 3 | 2 | 1 | 1 | 1 |  | 0
PG&E FRESNO | GWF Hanford | 115 | LDES |  |  | 0 | 0 | 0 | 0 | 0 | 0 | 0 | 0 | 0 | 5 | 5 | 5 | 2 | [14 empty] | 2 | 1 | 2 | 1 | 1 | 1 | 1 |  | 0
PG&E FRESNO | Haas | 230 | LDES |  |  | 0 | 0 | 0 | 0 | 0 | 0 | 0 | 0 | 0 | 5 | 5 | 5 | 2 | [14 empty] | 1 | 1 | 4 | 2 | 3 | 1 | 1 |  | 0
PG&E FRESNO | Hammonds | 115 | LDES |  |  | 0 | 0 | 0 | 0 | 0 | 0 | 0 | 0 | 0 | 5 | 2 | 5 | 2 | [14 empty] | 1 | 1 | 2 | 2 | 1 | 1 | 1 |  | 0
SCE Metro | HarborGen | 230 | LDES |  |  | 0 | 0 | 0 | 0 | 0 | 0 | 0 | 0 | 0 | 1 | 1 | 1 | 1 | [14 empty] | 1 | 1 | 2 | 1 | 1 | 1 | 1 |  | 0
PG&E NGBA | Harris | 60 | LDES |  |  | 0 | 0 | 0 | 0 | 0 | 0 | 0 | 0 | 0 | 5 | 2 | 1 | 1 | [14 empty] | 2 | 2 | 2 | 2 | 3 | 1 | 1 |  | 0
EOP | Harry Allen | 500 | LDES |  |  | 0 | 0 | 0 | 0 | 0 | 0 | 0 | 0 | 0 | 5 | 2 | 4 | 2 | [14 empty] | 2 | 2 | 4 | 1 | 3 | 1 | 1 |  | 0
PG&E NGBA | Hartley | 60 | LDES |  |  | 0 | 0 | 0 | 0 | 0 | 0 | 0 | 0 | 0 | 5 | 2 | 1 | 1 | [14 empty] | 2 | 2 | 4 | 2 | 3 | 1 | 1 |  | 0
SCE NOL | Harvard | 115 | LDES |  |  | 0 | 0 | 0 | 0 | 0 | 0 | 0 | 0 | 0 | 3 | 3 | 1 | 1 | [14 empty] | 2 | 1 | 4 | 1 | 1 | 1 | 1 |  | 0
SDGE | Hassayampa | 500 | LDES |  |  | 0 | 0 | 0 | 0 | 0 | 0 | 0 | 0 | 0 | 5 | 4 | 4 | 4 | [14 empty] | 2 | 1 | 4 | 2 | 3 | 1 | 1 |  | 0
PG&E FRESNO | Helm | 230 | LDES |  |  | 0 | 0 | 0 | 0 | 0 | 0 | 0 | 0 | 0 | 5 | 5 | 5 | 2 | [14 empty] | 1 | 1 | 2 | 2 | 1 | 1 | 1 |  | 0
PG&E FRESNO | Helm | 70 | LDES |  |  | 0 | 0 | 0 | 0 | 0 | 0 | 0 | 0 | 0 | 5 | 2 | 5 | 2 | [14 empty] | 1 | 1 | 2 | 2 | 1 | 1 | 1 |  | 0
PG&E FRESNO | Henrietta | 115 | LDES |  |  | 0 | 0 | 0 | 0 | 0 | 0 | 0 | 0 | 0 | 5 | 2 | 5 | 2 | [14 empty] | 1 | 1 | 1 | 2 | 1 | 1 | 1 |  | 0
PG&E FRESNO | Henrietta | 230 | LDES |  |  | 0 | 0 | 0 | 0 | 0 | 0 | 0 | 0 | 0 | 5 | 2 | 5 | 2 | [14 empty] | 1 | 1 | 1 | 2 | 1 | 1 | 1 |  | 0
PG&E FRESNO | Henrietta | 70 | LDES |  |  | 0 | 0 | 0 | 0 | 0 | 0 | 0 | 0 | 0 | 5 | 5 | 5 | 4 | [14 empty] | 1 | 1 | 1 | 2 | 1 | 1 | 1 |  | 0
PG&E FRESNO | Herndon | 115 | LDES |  |  | 0 | 0 | 0 | 0 | 0 | 0 | 0 | 0 | 0 | 5 | 2 | 5 | 2 | [14 empty] | 1 | 1 | 3 | 2 | 1 | 1 | 1 |  | 0
PG&E FRESNO | Herndon | 230 | LDES |  |  | 0 | 0 | 0 | 0 | 0 | 0 | 0 | 0 | 0 | 5 | 4 | 5 | 2 | [14 empty] | 1 | 1 | 3 | 2 | 1 | 1 | 1 |  | 0
PG&E GBA | Hicks | 230 | LDES |  |  | 0 | 0 | 0 | 0 | 0 | 0 | 0 | 0 | 0 | 5 | 4 | 1 | 1 | [14 empty] | 2 | 1 | 4 | 2 | 2 | 1 | 1 |  | 0
PG&E NGBA | Higgins | 115 | LDES |  |  | 0 | 0 | 0 | 0 | 0 | 0 | 0 | 0 | 0 | 5 | 5 | 1 | 1 | [14 empty] | 2 | 1 | 4 | 1 | 3 | 1 | 1 |  | 0
PG&E NGBA | Hilltop | 345 | LDES |  |  | 0 | 0 | 0 | 0 | 0 | 0 | 0 | 0 | 0 | 5 | 2 | 1 | 1 | [14 empty] | 2 | 2 | 4 | 1 | 3 | 1 | 1 |  | 0
SCE Metro | Hinson | 230 | LDES |  |  | 0 | 0 | 0 | 0 | 0 | 0 | 0 | 0 | 0 | 1 | 1 | 1 | 1 | [14 empty] | 1 | 1 | 2 | 1 | 1 | 1 | 1 |  | 0
PG&E GBA | Hollister | 115 | LDES |  |  | 0 | 0 | 0 | 0 | 0 | 0 | 0 | 0 | 0 | 5 | 4 | 1 | 1 | [14 empty] | 2 | 2 | 4 | 2 | 3 | 1 | 1 |  | 0
PG&E NGBA | Homestake | 115 | LDES |  |  | 0 | 0 | 0 | 0 | 0 | 0 | 0 | 0 | 0 | 5 | 2 | 1 | 1 | [14 empty] | 2 | 1 | 4 | 2 | 3 | 1 | 1 |  | 0
PG&E NGBA | Honcut | 115 | LDES |  |  | 0 | 0 | 0 | 0 | 0 | 0 | 0 | 0 | 0 | 5 | 5 | 1 | 1 | [14 empty] | 2 | 1 | 4 | 2 | 3 | 1 | 1 |  | 0
SDGE | Hoodoo Wash | 500 | LDES |  |  | 0 | 0 | 0 | 0 | 0 | 0 | 0 | 0 | 0 | 5 | 2 | 4 | 2 | [14 empty] | 2 | 2 | 4 | 2 | 3 | 1 | 1 |  | 0
PG&E NGBA | Hopland | 115 | LDES |  |  | 0 | 0 | 0 | 0 | 0 | 0 | 0 | 0 | 0 | 5 | 2 | 1 | 1 | [14 empty] | 2 | 2 | 4 | 2 | 3 | 1 | 1 |  | 0
PG&E NGBA | Hopland | 60 | LDES |  |  | 0 | 0 | 0 | 0 | 0 | 0 | 0 | 0 | 0 | 5 | 2 | 1 | 1 | [14 empty] | 2 | 2 | 4 | 2 | 3 | 1 | 1 |  | 0
PG&E NGBA | Humboldt | 115 | LDES |  |  | 0 | 0 | 0 | 0 | 0 | 0 | 0 | 0 | 0 | 5 | 2 | 1 | 1 | [14 empty] | 2 | 2 | 3 | 2 | 3 | 1 | 1 |  | 0
PG&E NGBA | Humboldt | 60 | LDES |  |  | 0 | 0 | 0 | 0 | 0 | 0 | 0 | 0 | 0 | 5 | 2 | 1 | 1 | [14 empty] | 2 | 2 | 3 | 2 | 3 | 1 | 1 |  | 0
PG&E NGBA | Humboldt | 500 | LDES |  |  | 0 | 0 | 0 | 0 | 0 | 0 | 0 | 0 | 0 | 5 | 2 | 1 | 1 | [14 empty] | 2 | 2 | 3 | 2 | 3 | 1 | 1 |  | 0
SCE Metro | Huntington Beach | 230 | LDES |  |  | 0 | 0 | 0 | 0 | 0 | 0 | 0 | 0 | 0 | 1 | 1 | 1 | 1 | [14 empty] | 1 | 1 | 1 | 1 | 2 | 1 | 1 |  | 0
PG&E NGBA | Ignacio | 115 | LDES |  |  | 0 | 0 | 0 | 0 | 0 | 0 | 0 | 0 | 0 | 5 | 4 | 1 | 1 | [14 empty] | 2 | 1 | 4 | 1 | 3 | 1 | 1 |  | 0
PG&E NGBA | Ignacio | 230 | LDES |  |  | 0 | 0 | 0 | 0 | 0 | 0 | 0 | 0 | 0 | 5 | 2 | 1 | 1 | [14 empty] | 2 | 1 | 4 | 1 | 3 | 1 | 1 |  | 0
PG&E NGBA | Ignacio | 60 | LDES |  |  | 0 | 0 | 0 | 0 | 0 | 0 | 0 | 0 | 0 | 5 | 2 | 1 | 1 | [14 empty] | 2 | 1 | 4 | 1 | 3 | 1 | 1 |  | 0
SDGE | Imperial Beach | 69 | LDES |  |  | 0 | 0 | 0 | 0 | 0 | 0 | 0 | 0 | 0 | 1 | 1 | 1 | 1 | [14 empty] | 2 | 1 | 3 | 1 | 2 | 1 | 1 |  | 0
SDGE | Imperial Valley | 230 | LDES |  |  | 0 | 0 | 0 | 0 | 0 | 0 | 0 | 0 | 0 | 1 | 1 | 1 | 1 | [14 empty] | 1 | 1 | 2 | 2 | 1 | 1 | 1 |  | 0
SDGE | Imperial Valley | 500 | LDES |  |  | 0 | 0 | 0 | 0 | 0 | 0 | 0 | 0 | 0 | 1 | 1 | 1 | 1 | [14 empty] | 1 | 1 | 2 | 2 | 1 | 1 | 1 |  | 0
EOP | Innovation | 138 | LDES |  |  | 0 | 0 | 0 | 0 | 0 | 0 | 0 | 0 | 0 | 5 | 2 | 4 | 2 | [14 empty] | 2 | 2 | 4 | 1 | 3 | 1 | 1 |  | 0
EOP | Innovation | 230 | LDES |  |  | 200 | 0 | 200 | 0 | 0 | 0 | 200 | 0 | 200 | 5 | 2 | 4 | 2 | [14 empty] | 2 | 2 | 4 | 1 | 3 | 5- | 1 |  | 1
SCE NOL | Inyokern | 115 | LDES |  |  | 0 | 0 | 0 | 0 | 0 | 0 | 0 | 0 | 0 | 3 | 3 | 1 | 1 | [14 empty] | 2 | 2 | 4 | 1 | 3 | 1 | 1 |  | 0
EOP | IS Tap | 138 | LDES |  |  | 0 | 0 | 0 | 0 | 0 | 0 | 0 | 0 | 0 | 5 | 2 | 4 | 2 | [14 empty] | 2 | 2 | 4 | 1 | 3 | 1 | 1 |  | 0
EOP | Ivanpah | 115 | LDES |  |  | 0 | 0 | 0 | 0 | 0 | 0 | 0 | 0 | 0 | 5 | 2 | 4 | 2 | [14 empty] | 2 | 2 | 4 | 1 | 1 | 1 | 1 |  | 0
EOP | Ivanpah | 230 | LDES |  |  | 0 | 0 | 0 | 0 | 0 | 0 | 0 | 0 | 0 | 5 | 2 | 4 | 2 | [14 empty] | 2 | 2 | 4 | 1 | 1 | 1 | 1 |  | 0
EOP | Jackass (DOE) | 138 | LDES |  |  | 0 | 0 | 0 | 0 | 0 | 0 | 0 | 0 | 0 | 5 | 2 | 4 | 2 | [14 empty] | 2 | 2 | 4 | 1 | 3 | 1 | 1 |  | 0
PG&E NGBA | James B Black | 230 | LDES |  |  | 0 | 0 | 0 | 0 | 0 | 0 | 0 | 0 | 0 | 5 | 2 | 1 | 1 | [14 empty] | 2 | 2 | 4 | 2 | 3 | 1 | 1 |  | 0
PG&E GBA | Jefferson | 230 | LDES |  |  | 0 | 0 | 0 | 0 | 0 | 0 | 0 | 0 | 0 | 5 | 4 | 1 | 1 | [14 empty] | 2 | 1 | 3 | 1 | 2 | 1 | 1 |  | 0
PG&E NGBA | Jessup | 115 | LDES |  |  | 0 | 0 | 0 | 0 | 0 | 0 | 0 | 0 | 0 | 5 | 2 | 1 | 1 | [14 empty] | 2 | 2 | 3 | 2 | 3 | 1 | 1 |  | 0
SCE Metro | Johanna | 230 | LDES |  |  | 0 | 0 | 0 | 0 | 0 | 0 | 0 | 0 | 0 | 1 | 1 | 1 | 1 | [14 empty] | 1 | 1 | 2 | 1 | 1 | 1 | 1 |  | 0
SCE Eastern | Julian Hinds | 230 | LDES |  |  | 0 | 0 | 0 | 0 | 0 | 0 | 0 | 0 | 0 | 5 | 4 | 1 | 1 | [14 empty] | 2 | 1 | 4 | 1 | 3 | 1 | 1 |  | 0
PG&E GBA | Kasson | 115 | LDES |  |  | 0 | 0 | 0 | 0 | 0 | 0 | 0 | 0 | 0 | 5 | 5 | 1 | 1 | [14 empty] | 1 | 1 | 4 | 2 | 1 | 1 | 1 |  | 0
PG&E GBA | Kasson | 60 | LDES |  |  | 0 | 0 | 0 | 0 | 0 | 0 | 0 | 0 | 0 | 5 | 5 | 1 | 1 | [14 empty] | 1 | 1 | 4 | 2 | 1 | 1 | 1 |  | 0
PG&E FRESNO | Kearney | 230 | LDES |  |  | 0 | 0 | 0 | 0 | 0 | 0 | 0 | 0 | 0 | 5 | 5 | 5 | 2 | [14 empty] | 1 | 1 | 3 | 2 | 1 | 1 | 1 |  | 0
PG&E FRESNO | Kearney | 70 | LDES |  |  | 0 | 0 | 0 | 0 | 0 | 0 | 0 | 0 | 0 | 5 | 5 | 5 | 2 | [14 empty] | 1 | 1 | 3 | 2 | 1 | 1 | 1 |  | 0
PG&E GBA | Kelso | 230 | LDES |  |  | 0 | 0 | 0 | 0 | 0 | 0 | 0 | 0 | 0 | 5 | 2 | 1 | 1 | [14 empty] | 2 | 1 | 2 | 1 | 2 | 1 | 1 |  | 0
PG&E FRESNO | Kerchoff 1 | 115 | LDES |  |  | 0 | 0 | 0 | 0 | 0 | 0 | 0 | 0 | 0 | 5 | 5 | 5 | 2 | [14 empty] | 1 | 1 | 4 | 2 | 3 | 1 | 1 |  | 0
PG&E KERN | Kern Oil | 115 | LDES |  |  | 0 | 0 | 0 | 0 | 0 | 0 | 0 | 0 | 0 | 5 | 2 | 5 | 4 | [14 empty] | 1 | 1 | 1 | 1 | 1 | 1 | 1 |  | 0
PG&E KERN | Kern PP | 115 | LDES |  |  | 0 | 0 | 0 | 0 | 0 | 0 | 0 | 0 | 0 | 5 | 2 | 5 | 4 | [14 empty] | 1 | 1 | 2 | 1 | 2 | 1 | 1 |  | 0
PG&E KERN | Kern PP | 230 | LDES |  |  | 0 | 0 | 0 | 0 | 0 | 0 | 0 | 0 | 0 | 5 | 2 | 5 | 4 | [14 empty] | 1 | 1 | 2 | 1 | 2 | 1 | 1 |  | 0
PG&E KERN | Kern PP | 70 | LDES |  |  | 0 | 0 | 0 | 0 | 0 | 0 | 0 | 0 | 0 | 5 | 2 | 5 | 2 | [14 empty] | 1 | 1 | 2 | 1 | 2 | 1 | 1 |  | 0
PG&E KERN | Kernridge | 115 | LDES |  |  | 0 | 0 | 0 | 0 | 0 | 0 | 0 | 0 | 0 | 5 | 2 | 5 | 4 | [14 empty] | 1 | 1 | 1 | 1 | 1 | 1 | 1 |  | 0
PG&E FRESNO | Kingsburg | 115 | LDES |  |  | 0 | 0 | 0 | 0 | 0 | 0 | 0 | 0 | 0 | 5 | 5 | 5 | 4 | [14 empty] | 1 | 1 | 2 | 2 | 1 | 1 | 1 |  | 0
PG&E GBA | Kirker | 115 | LDES |  |  | 0 | 0 | 0 | 0 | 0 | 0 | 0 | 0 | 0 | 5 | 2 | 1 | 1 | [14 empty] | 2 | 1 | 3 | 1 | 1 | 1 | 1 |  | 0
PG&E NGBA | Knights Landing | 115 | LDES |  |  | 0 | 0 | 0 | 0 | 0 | 0 | 0 | 0 | 0 | 5 | 5 | 1 | 1 | [14 empty] | 2 | 1 | 4 | 2 | 3 | 1 | 1 |  | 0
PG&E NGBA | Konocti | 60 | LDES |  |  | 0 | 0 | 0 | 0 | 0 | 0 | 0 | 0 | 0 | 5 | 2 | 1 | 1 | [14 empty] | 2 | 2 | 4 | 2 | 3 | 1 | 1 |  | 0
SCE NOL | Kramer | 115 | LDES |  |  | 0 | 0 | 0 | 0 | 0 | 0 | 0 | 0 | 0 | 3 | 3 | 1 | 1 | [14 empty] | 2 | 1 | 4 | 1 | 3 | 1 | 1 |  | 0
SCE NOL | Kramer | 230 | LDES |  |  | 0 | 0 | 0 | 0 | 0 | 0 | 0 | 0 | 0 | 3 | 3 | 1 | 1 | 4 | [13 empty] | 2 | 1 | 4 | 1 | 3 | 1 | 1 |  | 0
SCE Metro | La Cienega | 230 | LDES |  |  | 0 | 0 | 0 | 0 | 0 | 0 | 0 | 0 | 0 | 1 | 1 | 1 | 1 | [14 empty] | 1 | 1 | 2 | 1 | 2 | 1 | 1 |  | 0
SCE Metro | La Fresa | 230 | LDES |  |  | 0 | 0 | 0 | 0 | 0 | 0 | 0 | 0 | 0 | 1 | 1 | 1 | 1 | [14 empty] | 1 | 1 | 2 | 1 | 2 | 1 | 1 |  | 0
SCE Metro | Laguna Bell | 230 | LDES |  |  | 0 | 0 | 0 | 0 | 0 | 0 | 0 | 0 | 0 | 1 | 1 | 1 | 1 | [14 empty] | 1 | 1 | 2 | 1 | 1 | 1 | 1 |  | 0
PG&E KERN | Lakeview | 70 | LDES |  |  | 0 | 0 | 0 | 0 | 0 | 0 | 0 | 0 | 0 | 5 | 2 | 5 | 4 | [14 empty] | 1 | 1 | 4 | 1 | 1 | 1 | 1 |  | 0
PG&E NGBA | Lakeville | 230 | LDES |  |  | 0 | 0 | 0 | 0 | 0 | 0 | 0 | 0 | 0 | 5 | 4 | 1 | 1 | [14 empty] | 2 | 1 | 4 | 2 | 3 | 1 | 1 |  | 0
PG&E NGBA | Lakeville | 60 | LDES |  |  | 0 | 0 | 0 | 0 | 0 | 0 | 0 | 0 | 0 | 5 | 4 | 1 | 1 | [14 empty] | 2 | 1 | 4 | 2 | 3 | 1 | 1 |  | 0
PG&E NGBA | Lakeville | 115 | LDES |  |  | 0 | 0 | 0 | 0 | 0 | 0 | 0 | 0 | 0 | 5 | 4 | 1 | 1 | [14 empty] | 2 | 1 | 4 | 2 | 3 | 1 | 1 |  | 0
PG&E GBA | Lakewood | 115 | LDES |  |  | 0 | 0 | 0 | 0 | 0 | 0 | 0 | 0 | 0 | 5 | 2 | 1 | 1 | [14 empty] | 2 | 1 | 3 | 1 | 2 | 1 | 1 |  | 0
PG&E NGBA | Lambie | 230 | LDES |  |  | 0 | 0 | 0 | 0 | 0 | 0 | 0 | 0 | 0 | 5 | 4 | 1 | 1 | [14 empty] | 2 | 1 | 1 | 1 | 1 | 1 | 1 |  | 0
PG&E GBA | Lammers | 115 | LDES |  |  | 0 | 0 | 0 | 0 | 0 | 0 | 0 | 0 | 0 | 5 | 5 | 1 | 1 | [14 empty] | 1 | 1 | 1 | 2 | 2 | 1 | 1 |  | 0
PG&E KERN | Lamont | 115 | LDES |  |  | 0 | 0 | 0 | 0 | 0 | 0 | 0 | 0 | 0 | 5 | 2 | 5 | 4 | [14 empty] | 1 | 1 | 2 | 1 | 1 | 1 | 1 |  | 0
PG&E FRESNO | Las Aguilas | 230 | LDES |  |  | 0 | 0 | 0 | 0 | 0 | 0 | 0 | 0 | 0 | 5 | 2 | 5 | 2 | [14 empty] | 2 | 2 | 4 | 2 | 2 | 1 | 1 |  | 0
EOP | Lathrop | 138 | LDES |  |  | 0 | 0 | 0 | 0 | 0 | 0 | 0 | 0 | 0 | 5 | 2 | 4 | 2 | [14 empty] | 2 | 2 | 4 | 1 | 3 | 1 | 1 |  | 0
EOP | Lathrop | 230 | LDES |  |  | 0 | 0 | 0 | 0 | 0 | 0 | 0 | 0 | 0 | 5 | 2 | 4 | 2 | [14 empty] | 2 | 2 | 4 | 1 | 3 | 1 | 1 |  | 0
PG&E FRESNO | Le Grand | 115 | LDES |  |  | 0 | 0 | 0 | 0 | 0 | 0 | 0 | 0 | 0 | 5 | 5 | 5 | 2 | [14 empty] | 1 | 1 | 3 | 2 | 1 | 1 | 1 |  | 0
PG&E FRESNO | Lemoore | 70 | LDES |  |  | 0 | 0 | 0 | 0 | 0 | 0 | 0 | 0 | 0 | 5 | 2 | 5 | 2 | [14 empty] | 1 | 1 | 3 | 2 | 2 | 1 | 1 |  | 0
PG&E KERN | Lerdo | 115 | LDES |  |  | 0 | 0 | 0 | 0 | 0 | 0 | 0 | 0 | 0 | 5 | 2 | 5 | 4 | [14 empty] | 1 | 1 | 4 | 1 | 1 | 1 | 1 |  | 0
SCE Metro | Lewis | 230 | LDES |  |  | 0 | 0 | 0 | 0 | 0 | 0 | 0 | 0 | 0 | 1 | 1 | 1 | 1 | [14 empty] | 1 | 1 | 3 | 1 | 2 | 1 | 1 |  | 0
SCE Metro | Lighthipe | 230 | LDES |  |  | 0 | 0 | 0 | 0 | 0 | 0 | 0 | 0 | 0 | 1 | 1 | 1 | 1 | [14 empty] | 1 | 1 | 2 | 1 | 1 | 1 | 1 |  | 0
SDGE | Lilac | 69 | LDES |  |  | 0 | 0 | 0 | 0 | 0 | 0 | 0 | 0 | 0 | 1 | 1 | 1 | 1 | [14 empty] | 2 | 1 | 3 | 1 | 3 | 1 | 1 |  | 0
PG&E NGBA | Lincoln | 115 | LDES |  |  | 0 | 0 | 0 | 0 | 0 | 0 | 0 | 0 | 0 | 5 | 5 | 1 | 1 | [14 empty] | 2 | 1 | 3 | 2 | 3 | 1 | 1 |  | 0
PG&E KERN | Live Oak | 115 | LDES |  |  | 0 | 0 | 0 | 0 | 0 | 0 | 0 | 0 | 0 | 5 | 2 | 5 | 4 | [14 empty] | 1 | 1 | 1 | 1 | 1 | 1 | 1 |  | 0
PG&E GBA | Llagas | 115 | LDES |  |  | 0 | 0 | 0 | 0 | 0 | 0 | 0 | 0 | 0 | 5 | 4 | 1 | 1 | [14 empty] | 2 | 1 | 2 | 2 | 1 | 1 | 1 |  | 0
PG&E GBA | Lockeford | 115 | LDES |  |  | 0 | 0 | 0 | 0 | 0 | 0 | 0 | 0 | 0 | 5 | 5 | 1 | 1 | [14 empty] | 1 | 1 | 4 | 2 | 2 | 1 | 1 |  | 0
PG&E GBA | Lockeford | 230 | LDES |  |  | 0 | 0 | 0 | 0 | 0 | 0 | 0 | 0 | 0 | 5 | 5 | 1 | 1 | [14 empty] | 1 | 1 | 4 | 2 | 2 | 1 | 1 |  | 0
PG&E GBA | Lockeford | 60 | LDES |  |  | 0 | 0 | 0 | 0 | 0 | 0 | 0 | 0 | 0 | 5 | 5 | 1 | 1 | [14 empty] | 1 | 1 | 4 | 2 | 2 | 1 | 1 |  | 0
PG&E GBA | Lodi | 230 | LDES |  |  | 0 | 0 | 0 | 0 | 0 | 0 | 0 | 0 | 0 | 5 | 5 | 1 | 1 | [14 empty] | 1 | 1 | 1 | 2 | 1 | 1 | 1 |  | 0
PG&E NGBA | Logan Creek | 230 | LDES |  |  | 0 | 0 | 0 | 0 | 0 | 0 | 0 | 0 | 0 | 5 | 2 | 1 | 1 | [14 empty] | 2 | 2 | 4 | 1 | 2 | 1 | 1 |  | 0
PG&E GBA | Lone Tree | 230 | LDES |  |  | 0 | 0 | 0 | 0 | 0 | 0 | 0 | 0 | 0 | 5 | 2 | 1 | 1 | [14 empty] | 2 | 1 | 3 | 1 | 2 | 1 | 1 |  | 0
PG&E FRESNO | Los Banos | 230 | LDES |  |  | 0 | 0 | 0 | 0 | 0 | 0 | 0 | 0 | 0 | 5 | 2 | 5 | 2 | [14 empty] | 1 | 1 | 4 | 2 | 1 | 1 | 1 |  | 0
PG&E FRESNO | Los Banos | 500 | LDES |  |  | 0 | 0 | 0 | 0 | 0 | 0 | 0 | 0 | 0 | 1 | 1 | 1 | 1 | [14 empty] | 1 | 1 | 4 | 2 | 1 | 1 | 1 |  | 0
SDGE | Los Coches | 138 | LDES |  |  | 0 | 0 | 0 | 0 | 0 | 0 | 0 | 0 | 0 | 1 | 1 | 1 | 1 | [14 empty] | 2 | 2 | 4 | 2 | 3 | 1 | 1 |  | 0
SDGE | Los Coches | 69 | LDES |  |  | 0 | 0 | 0 | 0 | 0 | 0 | 0 | 0 | 0 | 1 | 1 | 1 | 1 | [14 empty] | 2 | 2 | 4 | 2 | 3 | 1 | 1 |  | 0
PG&E GBA | Los Esteros | 115 | LDES |  |  | 0 | 0 | 0 | 0 | 0 | 0 | 0 | 0 | 0 | 5 | 4 | 1 | 1 | [14 empty] | 2 | 1 | 1 | 2 | 1 | 1 | 1 |  | 0
PG&E GBA | Los Esteros | 230 | LDES |  |  | 0 | 0 | 0 | 0 | 0 | 0 | 0 | 0 | 0 | 5 | 4 | 1 | 1 | [14 empty] | 2 | 1 | 1 | 2 | 1 | 1 | 1 |  | 0
PG&E GBA | Los Positas | 230 | LDES |  |  | 0 | 0 | 0 | 0 | 0 | 0 | 0 | 0 | 0 | 5 | 4 | 1 | 1 | [14 empty] | 2 | 1 | 3 | 1 | 3 | 1 | 1 |  | 0
PG&E GBA | Los Positas | 60 | LDES |  |  | 0 | 0 | 0 | 0 | 0 | 0 | 0 | 0 | 0 | 5 | 2 | 1 | 1 | [14 empty] | 2 | 1 | 3 | 1 | 3 | 1 | 1 |  | 0
SDGE | Loveland | 69 | LDES |  |  | 0 | 0 | 0 | 0 | 0 | 0 | 0 | 0 | 0 | 1 | 1 | 1 | 1 | [14 empty] | 2 | 1 | 3 | 1 | 3 | 1 | 1 |  | 0
SCE NOL | Lugo | 230 | LDES |  |  | 286 | 0 | 286 | 0 | 0 | 0 | 286 | 0 | 286 | 1 | 1 | 1 | 1 | [14 empty] | 2 | 1 | 4 | 1 | 2 | 5- | 1 |  | 1
SCE Metro | Lugo | 500 | LDES |  |  | 0 | 0 | 0 | 0 | 0 | 0 | 0 | 0 | 0 | 1 | 1 | 1 | 1 | [14 empty] | 2 | 1 | 4 | 1 | 2 | 1+ | 1 |  | 1
PG&E FRESNO | Madera | 70 | LDES |  |  | 0 | 0 | 0 | 0 | 0 | 0 | 0 | 0 | 0 | 5 | 5 | 5 | 2 | [14 empty] | 1 | 1 | 4 | 2 | 1 | 1 | 1 |  | 0
PG&E NGBA | Madison | 115 | LDES |  |  | 0 | 0 | 0 | 0 | 0 | 0 | 0 | 0 | 0 | 5 | 2 | 1 | 1 | [14 empty] | 2 | 1 | 4 | 2 | 3 | 1 | 1 |  | 0
PG&E KERN | Magunden | 115 | LDES |  |  | 0 | 0 | 0 | 0 | 0 | 0 | 0 | 0 | 0 | 5 | 2 | 5 | 4 | [14 empty] | 1 | 1 | 2 | 1 | 1 | 1 | 1 |  | 0
SCE Northern | Magunden | 230 | LDES |  |  | 0 | 0 | 0 | 0 | 0 | 0 | 0 | 0 | 0 | 5 | 5 | 1 | 1 | [14 empty] | 1 | 1 | 2 | 1 | 1 | 1 | 1 |  | 0
PG&E FRESNO | Malaga | 115 | LDES |  |  | 0 | 0 | 0 | 0 | 0 | 0 | 0 | 0 | 0 | 5 | 5 | 5 | 4 | [14 empty] | 1 | 1 | 1 | 2 | 1 | 1 | 1 |  | 0
PG&E NGBA | Malin | 500 | LDES |  |  | 0 | 0 | 0 | 0 | 0 | 0 | 0 | 0 | 0 | 5 | 2 | 1 | 1 | [14 empty] | 2 | 2 | 4 | 2 | 3 | 1+ | 1 |  | 1
SCE Northern | Mandalay | 230 | LDES |  |  | 0 | 0 | 0 | 0 | 0 | 0 | 0 | 0 | 0 | 5 | 2 | 4 | 2 | [14 empty] | 2 | 1 | 2 | 1 | 1 | 1 | 1 |  | 0
PG&E FRESNO | Manning | 230 | LDES |  |  | 0 | 0 | 0 | 0 | 0 | 0 | 0 | 0 | 0 | 5 | 2 | 5 | 2 | [14 empty] | 1 | 1 | 2 | 2 | 1 | 1 | 1 |  | 0
PG&E FRESNO | Manning | 500 | LDES |  |  | 0 | 0 | 0 | 0 | 0 | 0 | 0 | 0 | 0 | 1 | 1 | 1 | 1 | [14 empty] | 1 | 1 | 2 | 2 | 1 | 1 | 1 |  | 0
PG&E GBA | Manteca | 115 | LDES |  |  | 0 | 0 | 0 | 0 | 0 | 0 | 0 | 0 | 0 | 5 | 5 | 5 | 4 | [14 empty] | 1 | 1 | 2 | 2 | 2 | 1 | 1 |  | 0
SDGE | Margarita | 138 | LDES |  |  | 0 | 0 | 0 | 0 | 0 | 0 | 0 | 0 | 0 | 1 | 1 | 1 | 1 | [14 empty] | 1 | 1 | 2 | 1 | 3 | 1 | 1 |  | 0
PG&E GBA | Martin | 230 | LDES |  |  | 0 | 0 | 0 | 0 | 0 | 0 | 0 | 0 | 0 | 5 | 2 | 1 | 1 | [14 empty] | 2 | 1 | 3 | 1 | 2 | 1 | 1 |  | 0
PG&E GBA | Martin | 115 | LDES |  |  | 0 | 0 | 0 | 0 | 0 | 0 | 0 | 0 | 0 | 1 | 1 | 1 | 1 | [14 empty] | 2 | 1 | 3 | 1 | 2 | 1 | 1 |  | 0
PG&E GBA | Martinez | 115 | LDES |  |  | 0 | 0 | 0 | 0 | 0 | 0 | 0 | 0 | 0 | 5 | 4 | 1 | 1 | [14 empty] | 2 | 1 | 1 | 1 | 1 | 1 | 1 |  | 0
PG&E FRESNO | Mc Mullin | 230 | LDES |  |  | 0 | 0 | 0 | 0 | 0 | 0 | 0 | 0 | 0 | 5 | 5 | 5 | 2 | [14 empty] | 1 | 1 | 3 | 2 | 1 | 1 | 1 |  | 0
PG&E FRESNO | McCall | 115 | LDES |  |  | 0 | 0 | 0 | 0 | 0 | 0 | 0 | 0 | 0 | 5 | 5 | 5 | 2 | [14 empty] | 1 | 1 | 3 | 2 | 1 | 1 | 1 |  | 0
PG&E FRESNO | McCall | 230 | LDES |  |  | 0 | 0 | 0 | 0 | 0 | 0 | 0 | 0 | 0 | 5 | 5 | 5 | 2 | [14 empty] | 1 | 1 | 3 | 2 | 1 | 1 | 1 |  | 0
PG&E GBA | Meadow Lane | 115 | LDES |  |  | 0 | 0 | 0 | 0 | 0 | 0 | 0 | 0 | 0 | 5 | 2 | 1 | 1 | [14 empty] | 2 | 1 | 2 | 1 | 1 | 1 | 1 |  | 0
PG&E GBA | Melones | 115 | LDES |  |  | 0 | 0 | 0 | 0 | 0 | 0 | 0 | 0 | 0 | 5 | 5 | 1 | 1 | [14 empty] | 2 | 1 | 4 | 1 | 3 | 1 | 1 |  | 0
PG&E GBA | Melones | 230 | LDES |  |  | 0 | 0 | 0 | 0 | 0 | 0 | 0 | 0 | 0 | 5 | 5 | 1 | 1 | [14 empty] | 2 | 1 | 4 | 1 | 3 | 1 | 1 |  | 0
SDGE | Melrose | 69 | LDES |  |  | 0 | 0 | 0 | 0 | 0 | 0 | 0 | 0 | 0 | 1 | 1 | 1 | 1 | [14 empty] | 2 | 1 | 3 | 1 | 3 | 1 | 1 |  | 0
PG&E NGBA | Mendocino | 115 | LDES |  |  | 0 | 0 | 0 | 0 | 0 | 0 | 0 | 0 | 0 | 5 | 2 | 1 | 1 | [14 empty] | 2 | 2 | 4 | 2 | 3 | 1 | 1 |  | 0
PG&E NGBA | Mendocino | 60 | LDES |  |  | 0 | 0 | 0 | 0 | 0 | 0 | 0 | 0 | 0 | 5 | 2 | 1 | 1 | [14 empty] | 2 | 2 | 4 | 2 | 3 | 1 | 1 |  | 0
PG&E FRESNO | Mendota | 115 | LDES |  |  | 0 | 0 | 0 | 0 | 0 | 0 | 0 | 0 | 0 | 5 | 5 | 5 | 2 | [14 empty] | 1 | 1 | 3 | 2 | 1 | 1 | 1 |  | 0
PG&E GBA | Menlo | 60 | LDES |  |  | 0 | 0 | 0 | 0 | 0 | 0 | 0 | 0 | 0 | 5 | 2 | 1 | 1 | [14 empty] | 2 | 1 | 3 | 1 | 2 | 1 | 1 |  | 0
PG&E FRESNO | Merced | 115 | LDES |  |  | 0 | 0 | 0 | 0 | 0 | 0 | 0 | 0 | 0 | 5 | 5 | 5 | 2 | [14 empty] | 1 | 1 | 4 | 2 | 1 | 1 | 1 |  | 0
EOP | Mercury | 138 | LDES |  |  | 0 | 0 | 0 | 0 | 0 | 0 | 0 | 0 | 0 | 5 | 2 | 4 | 2 | [14 empty] | 2 | 2 | 4 | 1 | 3 | 1 | 1 |  | 0
PG&E FRESNO | Mercy Springs | 70 | LDES |  |  | 0 | 0 | 0 | 0 | 0 | 0 | 0 | 0 | 0 | 5 | 2 | 5 | 2 | [14 empty] | 1 | 1 | 4 | 2 | 1 | 1 | 1 |  | 0
PG&E NGBA | Meridian | 60 | LDES |  |  | 0 | 0 | 0 | 0 | 0 | 0 | 0 | 0 | 0 | 5 | 2 | 1 | 1 | [14 empty] | 2 | 2 | 4 | 1 | 3 | 1 | 1 |  | 0
PG&E KERN | Mesa (PGE) | 115 | LDES |  |  | 0 | 0 | 0 | 0 | 0 | 0 | 0 | 0 | 0 | 5 | 2 | 5 | 2 | [14 empty] | 2 | 2 | 3 | 2 | 2 | 1 | 1 |  | 0
PG&E KERN | Mesa (PGE) | 230 | LDES |  |  | 150 | 0 | 150 | 0 | 0 | 0 | 150 | 0 | 150 | 5 | 2 | 5 | 4 | [14 empty] | 2 | 2 | 3 | 2 | 2 | 5- | 1 |  | 1
SCE Metro | Mesa (SCE) | 230 | LDES |  |  | 0 | 0 | 0 | 0 | 0 | 0 | 0 | 0 | 0 | 1 | 1 | 1 | 1 | [14 empty] | 1 | 1 | 3 | 1 | 2 | 1 | 1 |  | 0
SCE Metro | Mesa (SCE) | 500 | LDES |  |  | 0 | 0 | 0 | 0 | 0 | 0 | 0 | 0 | 0 | 1 | 1 | 1 | 1 | [14 empty] | 1 | 1 | 3 | 1 | 2 | 1 | 1 |  | 0
SDGE | Mesa Heights | 69 | LDES |  |  | 0 | 0 | 0 | 0 | 0 | 0 | 0 | 0 | 0 | 1 | 1 | 1 | 1 | [14 empty] | 2 | 1 | 2 | 1 | 3 | 1 | 1 |  | 0
PG&E GBA | Metcalf | 115 | LDES |  |  | 0 | 0 | 0 | 0 | 0 | 0 | 0 | 0 | 0 | 5 | 4 | 1 | 1 | [14 empty] | 2 | 1 | 1 | 2 | 3 | 1 | 1 |  | 0
PG&E GBA | Metcalf | 230 | LDES |  |  | 0 | 0 | 0 | 0 | 0 | 0 | 0 | 0 | 0 | 5 | 4 | 1 | 1 | [14 empty] | 2 | 1 | 1 | 2 | 3 | 1 | 1 |  | 0
PG&E GBA | Metcalf | 500 | LDES |  |  | 0 | 0 | 0 | 0 | 0 | 0 | 0 | 0 | 0 | 1 | 1 | 1 | 1 | [14 empty] | 2 | 1 | 1 | 2 | 3 | 1 | 1 |  | 0
PG&E KERN | Midway | 115 | LDES |  |  | 0 | 0 | 0 | 0 | 0 | 0 | 0 | 0 | 0 | 5 | 2 | 5 | 4 | [14 empty] | 1 | 1 | 3 | 1 | 1 | 1 | 1 |  | 0
PG&E KERN | Midway | 230 | LDES |  |  | 0 | 0 | 0 | 0 | 0 | 0 | 0 | 0 | 0 | 5 | 2 | 5 | 4 | [14 empty] | 1 | 1 | 3 | 1 | 1 | 1 | 1 |  | 0
PG&E KERN | Midway | 500 | LDES |  |  | 0 | 0 | 0 | 0 | 0 | 0 | 0 | 0 | 0 | 5 | 2 | 4 | 4 | [14 empty] | 1 | 1 | 3 | 1 | 1 | 1 | 1 |  | 0
SDGE | Miguel | 230 | LDES |  |  | 0 | 0 | 0 | 0 | 0 | 0 | 0 | 0 | 0 | 1 | 1 | 1 | 1 | [14 empty] | 2 | 1 | 3 | 1 | 2 | 1 | 1 |  | 0
SDGE | Miguel | 500 | LDES |  |  | 0 | 0 | 0 | 0 | 0 | 0 | 0 | 0 | 0 | 1 | 1 | 1 | 1 | [14 empty] | 2 | 1 | 3 | 1 | 2 | 1 | 1 |  | 0
SDGE | Miguel | 69 | LDES |  |  | 0 | 0 | 0 | 0 | 0 | 0 | 0 | 0 | 0 | 1 | 1 | 1 | 1 | [14 empty] | 2 | 1 | 3 | 1 | 2 | 1 | 1 |  | 0
PG&E GBA | Millbrae | 115 | LDES |  |  | 0 | 0 | 0 | 0 | 0 | 0 | 0 | 0 | 0 | 1 | 1 | 1 | 1 | [14 empty] | 2 | 1 | 3 | 1 | 2 | 1 | 1 |  | 0
PG&E GBA | Miller | 115 | LDES |  |  | 0 | 0 | 0 | 0 | 0 | 0 | 0 | 0 | 0 | 5 | 5 | 1 | 1 | [14 empty] | 1 | 1 | 4 | 2 | 1 | 1 | 1 |  | 0
SCE Metro | Mira Loma | 230 | LDES |  |  | 0 | 0 | 0 | 0 | 0 | 0 | 0 | 0 | 0 | 1 | 1 | 1 | 1 | [14 empty] | 1 | 1 | 1 | 1 | 1 | 1 | 1 |  | 0
SCE Metro | Mira Loma | 500 | LDES |  |  | 0 | 0 | 0 | 0 | 0 | 0 | 0 | 0 | 0 | 1 | 1 | 1 | 1 | [14 empty] | 1 | 1 | 1 | 1 | 1 | 1 | 1 |  | 0
SCE Eastern | Mirage | 115 | LDES |  |  | 0 | 0 | 0 | 0 | 0 | 0 | 0 | 0 | 0 | 5 | 4 | 1 | 1 | [14 empty] | 2 | 1 | 3 | 1 | 3 | 1 | 1 |  | 0
SCE Eastern | Mirage | 230 | LDES |  |  | 0 | 0 | 0 | 0 | 0 | 0 | 0 | 0 | 0 | 5 | 4 | 1 | 1 | [14 empty] | 2 | 1 | 3 | 1 | 3 | 1 | 1 |  | 0
SDGE | Mission | 138 | LDES |  |  | 0 | 0 | 0 | 0 | 0 | 0 | 0 | 0 | 0 | 1 | 1 | 1 | 1 | [14 empty] | 2 | 1 | 2 | 1 | 2 | 1 | 1 |  | 0
SDGE | Mission | 230 | LDES |  |  | 0 | 0 | 0 | 0 | 0 | 0 | 0 | 0 | 0 | 1 | 1 | 1 | 1 | [14 empty] | 2 | 1 | 2 | 1 | 2 | 1 | 1 |  | 0
SDGE | Mission | 69 | LDES |  |  | 0 | 0 | 0 | 0 | 0 | 0 | 0 | 0 | 0 | 1 | 1 | 1 | 1 | [14 empty] | 2 | 1 | 2 | 1 | 2 | 1 | 1 |  | 0
PG&E GBA | Mi-Wuk | 115 | LDES |  |  | 0 | 0 | 0 | 0 | 0 | 0 | 0 | 0 | 0 | 5 | 5 | 1 | 1 | [14 empty] | 2 | 1 | 4 | 1 | 3 | 1 | 1 |  | 0
EOP | Mohave | 500 | LDES |  |  | 400 | 0 | 400 | 0 | 0 | 0 | 400 | 0 | 400 | 5 | 2 | 4 | 2 | [14 empty] | 2 | 2 | 3 | 1 | 3 | 5- | 1 |  | 1
PG&E NGBA | Monroe | 115 | LDES |  |  | 0 | 0 | 0 | 0 | 0 | 0 | 0 | 0 | 0 | 5 | 2 | 1 | 1 | [14 empty] | 2 | 1 | 3 | 2 | 2 | 1 | 1 |  | 0
SDGE | Monserate | 69 | LDES |  |  | 0 | 0 | 0 | 0 | 0 | 0 | 0 | 0 | 0 | 1 | 1 | 1 | 1 | [14 empty] | 2 | 1 | 3 | 1 | 3 | 1 | 1 |  | 0
PG&E GBA | Monta Vista | 115 | LDES |  |  | 0 | 0 | 0 | 0 | 0 | 0 | 0 | 0 | 0 | 5 | 4 | 1 | 1 | [14 empty] | 2 | 1 | 3 | 2 | 3 | 1 | 1 |  | 0
PG&E GBA | Monta Vista | 230 | LDES |  |  | 0 | 0 | 0 | 0 | 0 | 0 | 0 | 0 | 0 | 5 | 4 | 1 | 1 | [14 empty] | 2 | 1 | 3 | 2 | 3 | 1 | 1 |  | 0
PG&E GBA | Monta Vista | 60 | LDES |  |  | 0 | 0 | 0 | 0 | 0 | 0 | 0 | 0 | 0 | 5 | 4 | 1 | 1 | [14 empty] | 2 | 1 | 3 | 2 | 3 | 1 | 1 |  | 0
PG&E NGBA | Monticello | 115 | LDES |  |  | 0 | 0 | 0 | 0 | 0 | 0 | 0 | 0 | 0 | 5 | 2 | 1 | 1 | [14 empty] | 2 | 1 | 4 | 2 | 3 | 1 | 1 |  | 0
SCE Northern | Moorpark | 230 | LDES |  |  | 0 | 0 | 0 | 0 | 0 | 0 | 0 | 0 | 0 | 5 | 2 | 4 | 2 | [14 empty] | 2 | 1 | 4 | 1 | 3 | 1 | 1 |  | 0
SCE Northern | Moorpark | 66 | LDES |  |  | 0 | 0 | 0 | 0 | 0 | 0 | 0 | 0 | 0 | 5 | 2 | 4 | 2 | [14 empty] | 2 | 1 | 4 | 1 | 3 | 1 | 1 |  | 0
PG&E GBA | Moraga | 115 | LDES |  |  | 0 | 0 | 0 | 0 | 0 | 0 | 0 | 0 | 0 | 5 | 2 | 1 | 1 | [14 empty] | 2 | 1 | 3 | 1 | 3 | 1 | 1 |  | 0
PG&E GBA | Moraga | 230 | LDES |  |  | 0 | 0 | 0 | 0 | 0 | 0 | 0 | 0 | 0 | 5 | 4 | 1 | 1 | [14 empty] | 2 | 1 | 3 | 1 | 3 | 1 | 1 |  | 0
PG&E GBA | Morgan Hill | 115 | LDES |  |  | 0 | 0 | 0 | 0 | 0 | 0 | 0 | 0 | 0 | 5 | 4 | 1 | 1 | [14 empty] | 2 | 1 | 3 | 2 | 2 | 1 | 1 |  | 0
PG&E KERN | Morro Bay | 115 | LDES |  |  | 0 | 0 | 0 | 0 | 0 | 0 | 0 | 0 | 0 | 5 | 2 | 5 | 2 | [14 empty] | 2 | 2 | 2 | 2 | 3 | 1 | 1 |  | 0
PG&E KERN | Morro Bay | 230 | LDES |  |  | 0 | 0 | 0 | 0 | 0 | 0 | 0 | 0 | 0 | 5 | 2 | 5 | 4 | [14 empty] | 2 | 2 | 2 | 2 | 3 | 1 | 1 |  | 0
PG&E KERN | Morro Bay | 500 | LDES |  |  | 0 | 0 | 0 | 0 | 0 | 0 | 0 | 0 | 0 | 5 | 2 | 4 | 4 | [14 empty] | 2 | 2 | 2 | 2 | 3 | 1 | 1 |  | 0
PG&E GBA | Moss Landing | 115 | LDES |  |  | 0 | 0 | 0 | 0 | 0 | 0 | 0 | 0 | 0 | 5 | 4 | 1 | 1 | [14 empty] | 2 | 2 | 1 | 2 | 2 | 1 | 1 |  | 0
PG&E GBA | Moss Landing | 230 | LDES |  |  | 0 | 0 | 0 | 0 | 0 | 0 | 0 | 0 | 0 | 5 | 4 | 1 | 1 | [14 empty] | 2 | 2 | 1 | 2 | 2 | 1 | 1 |  | 0
PG&E GBA | Moss Landing | 500 | LDES |  |  | 0 | 0 | 0 | 0 | 0 | 0 | 0 | 0 | 0 | 5 | 4 | 1 | 1 | [14 empty] | 2 | 2 | 1 | 2 | 2 | 1 | 1 |  | 0
EOP | Mountain Pass | 115 | LDES |  |  | 0 | 0 | 0 | 0 | 0 | 0 | 0 | 0 | 0 | 5 | 2 | 4 | 2 | [14 empty] | 2 | 2 | 4 | 1 | 1 | 1 | 1 |  | 0
PG&E GBA | Mountain View | 115 | LDES |  |  | 0 | 0 | 0 | 0 | 0 | 0 | 0 | 0 | 0 | 1 | 1 | 1 | 1 | [14 empty] | 2 | 1 | 2 | 2 | 2 | 1 | 1 |  | 0
PG&E GBA | Mt Eden | 115 | LDES |  |  | 0 | 0 | 0 | 0 | 0 | 0 | 0 | 0 | 0 | 5 | 2 | 1 | 1 | [14 empty] | 2 | 1 | 2 | 1 | 2 | 1 | 1 |  | 0
PG&E KERN | Mt Poso | 115 | LDES |  |  | 0 | 0 | 0 | 0 | 0 | 0 | 0 | 0 | 0 | 5 | 2 | 5 | 2 | [14 empty] | 1 | 1 | 2 | 1 | 1 | 1 | 1 |  | 0
SDGE | Murray | 69 | LDES |  |  | 0 | 0 | 0 | 0 | 0 | 0 | 0 | 0 | 0 | 1 | 1 | 1 | 1 | [14 empty] | 2 | 1 | 2 | 1 | 2 | 1 | 1 |  | 0
PG&E FRESNO | Mustang | 230 | LDES |  |  | 0 | 0 | 0 | 0 | 0 | 0 | 0 | 0 | 0 | 5 | 2 | 5 | 4 | [14 empty] | 1 | 1 | 1 | 2 | 1 | 1 | 1 |  | 0
SCE Northern | Neenach | 66 | LDES |  |  | 0 | 0 | 0 | 0 | 0 | 0 | 0 | 0 | 0 | 5 | 5 | 1 | 1 | [14 empty] | 2 | 1 | 4 | 1 | 3 | 1 | 1 |  | 0
PG&E KERN | New Sub - Gates - Midway (Proposed) | 230 | LDES |  |  | 0 | 0 | 0 | 0 | 0 | 0 | 0 | 0 | 0 | 5 | 2 | 5 | 4 | [14 empty] | 1 | 1 | 4 | 2 | 1 | 1 | 1 |  | 0
PG&E KERN | New Sub - Gates - Templeton (Proposed) | 230 | LDES |  |  | 0 | 0 | 0 | 0 | 0 | 0 | 0 | 0 | 0 | 5 | 2 | 5 | 4 | [14 empty] | 1 | 1 | 4 | 2 | 1 | 1 | 1 |  | 0
SCE NOL | New Sub - Kramer - Lugo (Proposed) | 230 | LDES |  |  | 0 | 0 | 0 | 0 | 0 | 0 | 0 | 0 | 0 | 3 | 3 | 1 | 1 | [14 empty] | 2 | 1 | 2 | 1 | 1 | 1 | 1 |  | 0
PG&E FRESNO | New Sub - Los Banos - Midway (Proposed) | 500 | LDES |  |  | 0 | 0 | 0 | 0 | 0 | 0 | 0 | 0 | 0 | 5 | 2 | 4 | 4 | [14 empty] | 1 | 1 | 4 | 2 | 1 | 1 | 1 |  | 0
SCE NOL | New Sub - Lugo - Pisgah (Proposed) | 230 | LDES |  |  | 0 | 0 | 0 | 0 | 0 | 0 | 0 | 0 | 0 | 1 | 1 | 1 | 1 | [14 empty] | 2 | 1 | 3 | 1 | 3 | 1 | 1 |  | 0
PG&E KERN | New Sub - Midway - Wheeler Ridge (Proposed) | 230 | LDES |  |  | 0 | 0 | 0 | 0 | 0 | 0 | 0 | 0 | 0 | 5 | 2 | 5 | 4 | [14 empty] | 1 | 1 | 3 | 1 | 1 | 1 | 1 |  | 0
PG&E NGBA | New Sub - Near existing Leavitt (PSREC) | 345 | LDES |  |  | 0 | 0 | 0 | 0 | 0 | 0 | 0 | 0 | 0 | 5 | 2 | 1 | 1 | [14 empty] | 2 | 2 | 1 | 1 | 3 | 1 | 1 |  | 0
PG&E NGBA | New Sub - Near existing Madeline (NVE) | 345 | LDES |  |  | 0 | 0 | 0 | 0 | 0 | 0 | 0 | 0 | 0 | 5 | 2 | 1 | 1 | [14 empty] | 2 | 2 | 4 | 1 | 3 | 1 | 1 |  | 0
SDGE | New Sub - North Gila - IV (Proposed) | 500 | LDES |  |  | 0 | 0 | 0 | 0 | 0 | 0 | 0 | 0 | 0 | 1 | 1 | 1 | 1 | [14 empty] | 2 | 1 | 4 | 2 | 2 | 1 | 1 |  | 0
PG&E NGBA | New Sub - Pit 1 - Cottonwood (Proposed) | 230 | LDES |  |  | 0 | 0 | 0 | 0 | 0 | 0 | 0 | 0 | 0 | 5 | 5 | 3 | 3 | [14 empty] | 2 | 2 | 4 | 2 | 3 | 1 | 1 |  | 0
PG&E GBA | New Sub - Rancho Seco - Bellota (Proposed) | 230 | LDES |  |  | 0 | 0 | 0 | 0 | 0 | 0 | 0 | 0 | 0 | 5 | 5 | 1 | 1 | [14 empty] | 1 | 1 | 4 | 2 | 3 | 1 | 1 |  | 0
SDGE | New Sub - Suncrest - Ocotillo (Proposed) | 500 | LDES |  |  | 0 | 0 | 0 | 0 | 0 | 0 | 0 | 0 | 0 | 1 | 1 | 1 | 1 | [14 empty] | 2 | 1 | 4 | 1 | 3 | 1 | 1 |  | 0
PG&E FRESNO | New Sub - Westley - Quinto (Proposed) | 230 | LDES |  |  | 0 | 0 | 0 | 0 | 0 | 0 | 0 | 0 | 0 | 1 | 1 | 1 | 1 | [14 empty] | 1 | 1 | 4 | 2 | 1 | 1 | 1 |  | 0
PG&E GBA | Newark | 115 | LDES |  |  | 0 | 0 | 0 | 0 | 0 | 0 | 0 | 0 | 0 | 5 | 4 | 1 | 1 | [14 empty] | 2 | 1 | 3 | 1 | 2 | 1 | 1 |  | 0
PG&E GBA | Newark | 230 | LDES |  |  | 0 | 0 | 0 | 0 | 0 | 0 | 0 | 0 | 0 | 5 | 4 | 1 | 1 | [14 empty] | 2 | 1 | 3 | 1 | 2 | 1 | 1 |  | 0
PG&E GBA | Newark | 60 | LDES |  |  | 0 | 0 | 0 | 0 | 0 | 0 | 0 | 0 | 0 | 5 | 2 | 1 | 1 | [14 empty] | 2 | 1 | 3 | 1 | 2 | 1 | 1 |  | 0
PG&E FRESNO | Newhall | 115 | LDES |  |  | 0 | 0 | 0 | 0 | 0 | 0 | 0 | 0 | 0 | 5 | 5 | 5 | 2 | [14 empty] | 1 | 1 | 4 | 2 | 1 | 1 | 1 |  | 0
PG&E KERN | Norco | 115 | LDES |  |  | 0 | 0 | 0 | 0 | 0 | 0 | 0 | 0 | 0 | 5 | 2 | 5 | 4 | [14 empty] | 1 | 1 | 3 | 1 | 1 | 1 | 1 |  | 0
PG&E GBA | Nortech | 115 | LDES |  |  | 0 | 0 | 0 | 0 | 0 | 0 | 0 | 0 | 0 | 5 | 4 | 1 | 1 | [14 empty] | 2 | 1 | 2 | 2 | 1 | 1 | 1 |  | 0
SDGE | North City Metering | 138 | LDES |  |  | 0 | 0 | 0 | 0 | 0 | 0 | 0 | 0 | 0 | 1 | 1 | 1 | 1 | [14 empty] | 2 | 1 | 2 | 1 | 3 | 1 | 1 |  | 0
PG&E GBA | North Dublin | 230 | LDES |  |  | 0 | 0 | 0 | 0 | 0 | 0 | 0 | 0 | 0 | 5 | 4 | 1 | 1 | [14 empty] | 2 | 1 | 2 | 1 | 3 | 1 | 1 |  | 0
SDGE | North Gila | 500 | LDES |  |  | 0 | 0 | 0 | 0 | 0 | 0 | 0 | 0 | 0 | 1 | 1 | 1 | 1 | [14 empty] | 2 | 2 | 4 | 2 | 3 | 1 | 1 |  | 0
SCE Metro | North of SONGS | 230 | LDES |  |  | 0 | 0 | 0 | 0 | 0 | 0 | 0 | 0 | 0 | 1 | 1 | 1 | 1 | [14 empty] | 2 | 1 | 3 | 1 | 3 | 1 | 1 |  | 0
SCE Metro | North of SONGS | 500 | LDES |  |  | 0 | 0 | 0 | 0 | 0 | 0 | 0 | 0 | 0 | 1 | 1 | 1 | 1 | [14 empty] | 2 | 1 | 3 | 1 | 3 | 1 | 1 |  | 0
PG&E NGBA | Notre Dame | 115 | LDES |  |  | 0 | 0 | 0 | 0 | 0 | 0 | 0 | 0 | 0 | 5 | 2 | 1 | 1 | [14 empty] | 2 | 1 | 4 | 2 | 2 | 1 | 1 |  | 0
PG&E GBA | Oakland C | 115 | LDES |  |  | 0 | 0 | 0 | 0 | 0 | 0 | 0 | 0 | 0 | 5 | 4 | 1 | 1 | [14 empty] | 2 | 1 | 1 | 1 | 2 | 1 | 1 |  | 0
PG&E GBA | Oakland J | 115 | LDES |  |  | 0 | 0 | 0 | 0 | 0 | 0 | 0 | 0 | 0 | 5 | 2 | 1 | 1 | [14 empty] | 2 | 1 | 2 | 1 | 1 | 1 | 1 |  | 0
PG&E GBA | Oakland L | 115 | LDES |  |  | 0 | 0 | 0 | 0 | 0 | 0 | 0 | 0 | 0 | 5 | 2 | 1 | 1 | [14 empty] | 2 | 1 | 2 | 1 | 1 | 1 | 1 |  | 0
PG&E GBA | Oakland X | 115 | LDES |  |  | 0 | 0 | 0 | 0 | 0 | 0 | 0 | 0 | 0 | 5 | 2 | 1 | 1 | [14 empty] | 2 | 1 | 2 | 1 | 2 | 1 | 1 |  | 0
SDGE | Ocean Ranch | 69 | LDES |  |  | 0 | 0 | 0 | 0 | 0 | 0 | 0 | 0 | 0 | 1 | 1 | 1 | 1 | [14 empty] | 2 | 1 | 4 | 1 | 3 | 1 | 1 |  | 0
PG&E KERN | Oceano | 115 | LDES |  |  | 0 | 0 | 0 | 0 | 0 | 0 | 0 | 0 | 0 | 5 | 2 | 5 | 2 | [14 empty] | 2 | 2 | 4 | 2 | 3 | 1 | 1 |  | 0
SDGE | Ocotillo Express | 500 | LDES |  |  | 0 | 0 | 0 | 0 | 0 | 0 | 0 | 0 | 0 | 1 | 1 | 1 | 1 | [14 empty] | 2 | 1 | 4 | 2 | 3 | 1 | 1 |  | 0
PG&E KERN | Old River | 70 | LDES |  |  | 0 | 0 | 0 | 0 | 0 | 0 | 0 | 0 | 0 | 5 | 2 | 5 | 4 | [14 empty] | 1 | 1 | 4 | 1 | 2 | 1 | 1 |  | 0
SDGE | Old Town | 230 | LDES |  |  | 0 | 0 | 0 | 0 | 0 | 0 | 0 | 0 | 0 | 1 | 1 | 1 | 1 | [14 empty] | 2 | 1 | 3 | 1 | 2 | 1 | 1 |  | 0
SCE Metro | Olinda | 230 | LDES |  |  | 0 | 0 | 0 | 0 | 0 | 0 | 0 | 0 | 0 | 1 | 1 | 1 | 1 | [14 empty] | 1 | 1 | 2 | 1 | 2 | 1 | 1 |  | 0
PG&E FRESNO | Olive | 115 | LDES |  |  | 0 | 0 | 0 | 0 | 0 | 0 | 0 | 0 | 0 | 5 | 2 | 5 | 4 | [14 empty] | 1 | 1 | 4 | 1 | 1 | 1 | 1 |  | 0
PG&E NGBA | Olivehurst | 115 | LDES |  |  | 0 | 0 | 0 | 0 | 0 | 0 | 0 | 0 | 0 | 5 | 5 | 1 | 1 | [14 empty] | 2 | 2 | 2 | 1 | 2 | 1 | 1 |  | 0
PG&E NGBA | Oregon Trail | 60 | LDES |  |  | 0 | 0 | 0 | 0 | 0 | 0 | 0 | 0 | 0 | 5 | 2 | 1 | 1 | [14 empty] | 2 | 2 | 3 | 2 | 3 | 1 | 1 |  | 0
SCE Northern | Ormond Beach | 230 | LDES |  |  | 0 | 0 | 0 | 0 | 0 | 0 | 0 | 0 | 0 | 5 | 2 | 4 | 2 | [14 empty] | 2 | 1 | 1 | 1 | 1 | 1 | 1 |  | 0
PG&E FRESNO | Oro Loma | 115 | LDES |  |  | 0 | 0 | 0 | 0 | 0 | 0 | 0 | 0 | 0 | 5 | 2 | 5 | 2 | [14 empty] | 1 | 1 | 4 | 2 | 1 | 1 | 1 |  | 0
PG&E FRESNO | Oro Loma | 70 | LDES |  |  | 0 | 0 | 0 | 0 | 0 | 0 | 0 | 0 | 0 | 5 | 2 | 5 | 2 | [14 empty] | 1 | 1 | 4 | 2 | 1 | 1 | 1 |  | 0
PG&E FRESNO | Orosi | 70 | LDES |  |  | 0 | 0 | 0 | 0 | 0 | 0 | 0 | 0 | 0 | 5 | 2 | 5 | 2 | [14 empty] | 1 | 1 | 4 | 1 | 1 | 1 | 1 |  | 0
SDGE | Otay | 69 | LDES |  |  | 0 | 0 | 0 | 0 | 0 | 0 | 0 | 0 | 0 | 1 | 1 | 1 | 1 | [14 empty] | 2 | 1 | 1 | 1 | 1 | 1 | 1 |  | 0
SDGE | Otay Mesa | 230 | LDES |  |  | 0 | 0 | 0 | 0 | 0 | 0 | 0 | 0 | 0 | 1 | 1 | 1 | 1 | [14 empty] | 2 | 1 | 1 | 1 | 3 | 1 | 1 |  | 0
PG&E FRESNO | Padre Flats SW STA | 230 | LDES |  |  | 0 | 0 | 0 | 0 | 0 | 0 | 0 | 0 | 0 | 5 | 2 | 5 | 2 | [14 empty] | 1 | 1 | 4 | 2 | 1 | 1 | 1 |  | 0
EOP | Pahrump | 138 | LDES |  |  | 0 | 0 | 0 | 0 | 0 | 0 | 0 | 0 | 0 | 5 | 2 | 4 | 2 | [14 empty] | 2 | 2 | 4 | 1 | 3 | 1 | 1 |  | 0
EOP | Pahrump | 230 | LDES |  |  | 0 | 0 | 0 | 0 | 0 | 0 | 0 | 0 | 0 | 5 | 2 | 4 | 2 | [14 empty] | 2 | 2 | 4 | 1 | 3 | 1 | 1 |  | 0
SDGE | Pala | 69 | LDES |  |  | 0 | 0 | 0 | 0 | 0 | 0 | 0 | 0 | 0 | 1 | 1 | 1 | 1 | [14 empty] | 2 | 1 | 1 | 1 | 3 | 1 | 1 |  | 0
PG&E NGBA | Palermo | 115 | LDES |  |  | 0 | 0 | 0 | 0 | 0 | 0 | 0 | 0 | 0 | 5 | 5 | 1 | 1 | [14 empty] | 2 | 1 | 2 | 2 | 2 | 1 | 1 |  | 0
PG&E NGBA | Palermo | 230 | LDES |  |  | 0 | 0 | 0 | 0 | 0 | 0 | 0 | 0 | 0 | 5 | 5 | 1 | 1 | [14 empty] | 2 | 1 | 2 | 2 | 2 | 1 | 1 |  | 0
SCE Eastern | Palo Verde | 500 | LDES |  |  | 0 | 0 | 0 | 0 | 0 | 0 | 0 | 0 | 0 | 5 | 4 | 4 | 4 | [14 empty] | 2 | 1 | 4 | 2 | 3 | 1 | 1 |  | 0
SDGE | Palomar Energy | 230 | LDES |  |  | 0 | 0 | 0 | 0 | 0 | 0 | 0 | 0 | 0 | 1 | 1 | 1 | 1 | [14 empty] | 2 | 1 | 2 | 1 | 3 | 1 | 1 |  | 0
PG&E KERN | Panama | 70 | LDES |  |  | 0 | 0 | 0 | 0 | 0 | 0 | 0 | 0 | 0 | 5 | 2 | 5 | 2 | [14 empty] | 1 | 1 | 4 | 1 | 1 | 1 | 1 |  | 0
PG&E FRESNO | Panoche | 115 | LDES |  |  | 0 | 0 | 0 | 0 | 0 | 0 | 0 | 0 | 0 | 5 | 5 | 5 | 2 | [14 empty] | 1 | 1 | 1 | 2 | 1 | 1 | 1 |  | 0
PG&E FRESNO | Panoche | 230 | LDES |  |  | 0 | 0 | 0 | 0 | 0 | 0 | 0 | 0 | 0 | 5 | 2 | 5 | 2 | [14 empty] | 1 | 1 | 1 | 2 | 1 | 1 | 1 |  | 0
SCE Northern | Pardee | 230 | LDES |  |  | 0 | 0 | 0 | 0 | 0 | 0 | 0 | 0 | 0 | 5 | 2 | 4 | 2 | [14 empty] | 1 | 1 | 3 | 1 | 3 | 1 | 1 |  | 0
PG&E NGBA | Parkway | 230 | LDES |  |  | 0 | 0 | 0 | 0 | 0 | 0 | 0 | 0 | 0 | 5 | 2 | 1 | 1 | [14 empty] | 2 | 1 | 4 | 1 | 2 | 1 | 1 |  | 0
SCE Northern | Pastoria | 230 | LDES |  |  | 0 | 0 | 0 | 0 | 0 | 0 | 0 | 0 | 0 | 5 | 2 | 4 | 2 | [14 empty] | 1 | 1 | 2 | 1 | 3 | 1 | 1 |  | 0
SCE Metro | Pauda | 230 | LDES |  |  | 0 | 0 | 0 | 0 | 0 | 0 | 0 | 0 | 0 | 1 | 1 | 1 | 1 | [14 empty] | 1 | 1 | 2 | 1 | 2 | 1 | 1 |  | 0
PG&E GBA | Paul Sweet | 115 | LDES |  |  | 0 | 0 | 0 | 0 | 0 | 0 | 0 | 0 | 0 | 1 | 1 | 1 | 1 | [14 empty] | 2 | 2 | 2 | 2 | 3 | 1 | 1 |  | 0
PG&E NGBA | Peabody | 230 | LDES |  |  | 0 | 0 | 0 | 0 | 0 | 0 | 0 | 0 | 0 | 5 | 2 | 1 | 1 | [14 empty] | 2 | 1 | 2 | 1 | 2 | 1 | 1 |  | 0
PG&E NGBA | Pease | 115 | LDES |  |  | 0 | 0 | 0 | 0 | 0 | 0 | 0 | 0 | 0 | 5 | 5 | 1 | 1 | [14 empty] | 2 | 2 | 2 | 1 | 2 | 1 | 1 |  | 0
PG&E NGBA | Pease | 60 | LDES |  |  | 0 | 0 | 0 | 0 | 0 | 0 | 0 | 0 | 0 | 5 | 5 | 1 | 1 | [14 empty] | 2 | 2 | 2 | 1 | 2 | 1 | 1 |  | 0
SDGE | Penasquitos | 138 | LDES |  |  | 0 | 0 | 0 | 0 | 0 | 0 | 0 | 0 | 0 | 1 | 1 | 1 | 1 | [14 empty] | 2 | 1 | 2 | 1 | 3 | 1 | 1 |  | 0
SDGE | Penasquitos | 230 | LDES |  |  | 0 | 0 | 0 | 0 | 0 | 0 | 0 | 0 | 0 | 1 | 1 | 1 | 1 | [14 empty] | 2 | 1 | 2 | 1 | 3 | 1 | 1 |  | 0
SDGE | Penasquitos | 69 | LDES |  |  | 0 | 0 | 0 | 0 | 0 | 0 | 0 | 0 | 0 | 1 | 1 | 1 | 1 | [14 empty] | 2 | 1 | 2 | 1 | 3 | 1 | 1 |  | 0
SDGE | Pendleton | 69 | LDES |  |  | 0 | 0 | 0 | 0 | 0 | 0 | 0 | 0 | 0 | 1 | 1 | 1 | 1 | [14 empty] | 2 | 1 | 4 | 1 | 3 | 1 | 1 |  | 0
PG&E NGBA | Penngrove | 115 | LDES |  |  | 0 | 0 | 0 | 0 | 0 | 0 | 0 | 0 | 0 | 5 | 2 | 1 | 1 | [14 empty] | 2 | 1 | 3 | 2 | 2 | 1 | 1 |  | 0
PG&E GBA | Peoria | 115 | LDES |  |  | 0 | 0 | 0 | 0 | 0 | 0 | 0 | 0 | 0 | 5 | 5 | 1 | 1 | [14 empty] | 2 | 1 | 4 | 1 | 3 | 1 | 1 |  | 0
PG&E GBA | Piercy | 115 | LDES |  |  | 0 | 0 | 0 | 0 | 0 | 0 | 0 | 0 | 0 | 5 | 4 | 1 | 1 | [14 empty] | 2 | 1 | 2 | 2 | 2 | 1 | 1 |  | 0
PG&E FRESNO | Pine Flat | 230 | LDES |  |  | 0 | 0 | 0 | 0 | 0 | 0 | 0 | 0 | 0 | 5 | 5 | 5 | 2 | [14 empty] | 1 | 1 | 4 | 2 | 3 | 1 | 1 |  | 0
SCE NOL | Pisgah | 230 | LDES |  |  | 0 | 0 | 0 | 0 | 0 | 0 | 0 | 0 | 0 | 1 | 1 | 1 | 1 | [14 empty] | 2 | 1 | 4 | 1 | 1 | 1 | 1 |  | 0
PG&E NGBA | Pit 1 | 230 | LDES |  |  | 0 | 0 | 0 | 0 | 0 | 0 | 0 | 0 | 0 | 5 | 5 | 3 | 3 | [14 empty] | 2 | 2 | 4 | 2 | 3 | 1 | 1 |  | 0
PG&E NGBA | Pit 1 | 60 | LDES |  |  | 0 | 0 | 0 | 0 | 0 | 0 | 0 | 0 | 0 | 5 | 5 | 3 | 3 | [14 empty] | 2 | 2 | 4 | 2 | 3 | 1 | 1 |  | 0
PG&E NGBA | Pit 3 | 230 | LDES |  |  | 0 | 0 | 0 | 0 | 0 | 0 | 0 | 0 | 0 | 5 | 5 | 3 | 3 | [14 empty] | 2 | 2 | 4 | 2 | 3 | 1 | 1 |  | 0
PG&E NGBA | Pit 4 | 230 | LDES |  |  | 0 | 0 | 0 | 0 | 0 | 0 | 0 | 0 | 0 | 5 | 2 | 1 | 1 | [14 empty] | 2 | 2 | 4 | 2 | 3 | 1 | 1 |  | 0
PG&E GBA | Pittsburg | 115 | LDES |  |  | 0 | 0 | 0 | 0 | 0 | 0 | 0 | 0 | 0 | 5 | 4 | 1 | 1 | [14 empty] | 2 | 1 | 2 | 1 | 1 | 1 | 1 |  | 0
PG&E GBA | Pittsburg | 230 | LDES |  |  | 0 | 0 | 0 | 0 | 0 | 0 | 0 | 0 | 0 | 5 | 4 | 1 | 1 | [14 empty] | 2 | 1 | 2 | 1 | 1 | 1 | 1 |  | 0
PG&E NGBA | Pleasant Grove | 115 | LDES |  |  | 0 | 0 | 0 | 0 | 0 | 0 | 0 | 0 | 0 | 5 | 5 | 1 | 1 | [14 empty] | 2 | 1 | 2 | 2 | 3 | 1 | 1 |  | 0
PG&E NGBA | POE | 230 | LDES |  |  | 0 | 0 | 0 | 0 | 0 | 0 | 0 | 0 | 0 | 5 | 5 | 1 | 1 | [14 empty] | 2 | 1 | 4 | 2 | 3 | 1 | 1 |  | 0
SDGE | Point Loma | 69 | LDES |  |  | 0 | 0 | 0 | 0 | 0 | 0 | 0 | 0 | 0 | 1 | 1 | 1 | 1 | [14 empty] | 2 | 1 | 3 | 1 | 2 | 1 | 1 |  | 0
SDGE | Pomerado | 69 | LDES |  |  | 0 | 0 | 0 | 0 | 0 | 0 | 0 | 0 | 0 | 1 | 1 | 1 | 1 | [14 empty] | 2 | 1 | 3 | 1 | 3 | 1 | 1 |  | 0
PG&E KERN | Poso Mountain | 115 | LDES |  |  | 0 | 0 | 0 | 0 | 0 | 0 | 0 | 0 | 0 | 5 | 2 | 5 | 4 | [14 empty] | 1 | 1 | 3 | 1 | 2 | 1 | 1 |  | 0
EOP | Primm | 230 | LDES |  |  | 0 | 0 | 0 | 0 | 0 | 0 | 0 | 0 | 0 | 5 | 2 | 4 | 2 | [14 empty] | 2 | 2 | 4 | 1 | 2 | 1 | 1 |  | 0
PG&E NGBA | Putah Creek | 115 | LDES |  |  | 0 | 0 | 0 | 0 | 0 | 0 | 0 | 0 | 0 | 5 | 2 | 1 | 1 | [14 empty] | 2 | 1 | 3 | 2 | 3 | 1 | 1 |  | 0
SDGE | Q1806 | 138 | LDES |  |  | 0 | 0 | 0 | 0 | 0 | 0 | 0 | 0 | 0 | 1 | 1 | 1 | 1 | [14 empty] | 1 | 1 | 2 | 1 | 3 | 1 | 1 |  | 0
PG&E FRESNO | Quinto | 230 | LDES |  |  | 0 | 0 | 0 | 0 | 0 | 0 | 0 | 0 | 0 | 5 | 2 | 5 | 2 | [14 empty] | 1 | 1 | 4 | 2 | 1 | 1 | 1 |  | 0
PG&E GBA | Race Track | 115 | LDES |  |  | 0 | 0 | 0 | 0 | 0 | 0 | 0 | 0 | 0 | 5 | 5 | 1 | 1 | [14 empty] | 2 | 1 | 4 | 1 | 3 | 1 | 1 |  | 0
SDGE | Rancho Mission Viejo | 138 | LDES |  |  | 0 | 0 | 0 | 0 | 0 | 0 | 0 | 0 | 0 | 1 | 1 | 1 | 1 | [14 empty] | 1 | 1 | 2 | 1 | 3 | 1 | 1 |  | 0
PG&E GBA | Rancho Seco | 230 | LDES |  |  | 90 | 0 | 90 | 0 | 0 | 0 | 90 | 0 | 90 | 5 | 5 | 1 | 1 | [14 empty] | 2 | 1 | 1 | 2 | 3 | 5- | 1 |  | 1
SCE Metro | Rancho Vista | 230 | LDES |  |  | 0 | 0 | 0 | 0 | 0 | 0 | 0 | 0 | 0 | 1 | 1 | 1 | 1 | [14 empty] | 1 | 1 | 1 | 1 | 1 | 1 | 1 |  | 0
SCE Metro | Rancho Vista | 500 | LDES |  |  | 0 | 0 | 0 | 0 | 0 | 0 | 0 | 0 | 0 | 1 | 1 | 1 | 1 | [14 empty] | 1 | 1 | 1 | 1 | 1 | 1 | 1 |  | 0
SCE NOL | Ransburg | 115 | LDES |  |  | 0 | 0 | 0 | 0 | 0 | 0 | 0 | 0 | 0 | 3 | 3 | 1 | 1 | [14 empty] | 2 | 1 | 4 | 1 | 1 | 1 | 1 |  | 0
PG&E GBA | Ravenswood | 115 | LDES |  |  | 0 | 0 | 0 | 0 | 0 | 0 | 0 | 0 | 0 | 5 | 2 | 1 | 1 | [14 empty] | 2 | 1 | 2 | 1 | 2 | 1 | 1 |  | 0
PG&E GBA | Ravenswood | 230 | LDES |  |  | 0 | 0 | 0 | 0 | 0 | 0 | 0 | 0 | 0 | 5 | 2 | 1 | 1 | [14 empty] | 2 | 1 | 2 | 1 | 2 | 1 | 1 |  | 0
SCE Northern | Rector | 230 | LDES |  |  | 0 | 0 | 0 | 0 | 0 | 0 | 0 | 0 | 0 | 5 | 5 | 1 | 1 | [14 empty] | 1 | 1 | 2 | 1 | 2 | 1 | 1 |  | 0
SCE Eastern | Red Bluff | 230 | LDES |  |  | 0 | 0 | 0 | 0 | 0 | 0 | 0 | 0 | 0 | 4 | 4 | 4 | 4 | [14 empty] | 2 | 2 | 4 | 1 | 3 | 1 | 1 |  | 0
SCE Eastern | Red Bluff | 500 | LDES |  |  | 0 | 0 | 0 | 0 | 0 | 0 | 0 | 0 | 0 | 4 | 4 | 4 | 4 | 5 | [13 empty] | 2 | 2 | 4 | 1 | 3 | 2+ | 1 |  | 1
PG&E NGBA | Redbud | 115 | LDES |  |  | 0 | 0 | 0 | 0 | 0 | 0 | 0 | 0 | 0 | 5 | 2 | 1 | 1 | [14 empty] | 2 | 2 | 4 | 2 | 3 | 1 | 1 |  | 0
SCE Metro | Redondo | 230 | LDES |  |  | 0 | 0 | 0 | 0 | 0 | 0 | 0 | 0 | 0 | 1 | 1 | 1 | 1 | [14 empty] | 1 | 1 | 2 | 1 | 2 | 1 | 1 |  | 0
PG&E FRESNO | Reedley | 115 | LDES |  |  | 0 | 0 | 0 | 0 | 0 | 0 | 0 | 0 | 0 | 5 | 5 | 5 | 4 | [14 empty] | 1 | 1 | 4 | 2 | 1 | 1 | 1 |  | 0
PG&E KERN | Renfro | 115 | LDES |  |  | 0 | 0 | 0 | 0 | 0 | 0 | 0 | 0 | 0 | 5 | 2 | 5 | 2 | [14 empty] | 1 | 1 | 2 | 1 | 2 | 1 | 1 |  | 0
PG&E GBA | Richmond R | 115 | LDES |  |  | 0 | 0 | 0 | 0 | 0 | 0 | 0 | 0 | 0 | 5 | 4 | 1 | 1 | [14 empty] | 2 | 1 | 2 | 1 | 2 | 1 | 1 |  | 0
PG&E NGBA | Rincon | 115 | LDES |  |  | 0 | 0 | 0 | 0 | 0 | 0 | 0 | 0 | 0 | 5 | 2 | 1 | 1 | [14 empty] | 2 | 1 | 3 | 2 | 2 | 1 | 1 |  | 0
PG&E KERN | Rio Bravo | 115 | LDES |  |  | 0 | 0 | 0 | 0 | 0 | 0 | 0 | 0 | 0 | 5 | 2 | 5 | 2 | [14 empty] | 1 | 1 | 2 | 1 | 1 | 1 | 1 |  | 0
SCE Metro | Rio Hondo | 230 | LDES |  |  | 0 | 0 | 0 | 0 | 0 | 0 | 0 | 0 | 0 | 1 | 1 | 1 | 1 | [14 empty] | 1 | 1 | 4 | 1 | 1 | 1 | 1 |  | 0
PG&E NGBA | Rio Oso | 115 | LDES |  |  | 0 | 0 | 0 | 0 | 0 | 0 | 0 | 0 | 0 | 5 | 5 | 1 | 1 | [14 empty] | 2 | 1 | 4 | 1 | 3 | 1 | 1 |  | 0
PG&E NGBA | Rio Oso | 230 | LDES |  |  | 0 | 0 | 0 | 0 | 0 | 0 | 0 | 0 | 0 | 5 | 5 | 1 | 1 | [14 empty] | 2 | 1 | 4 | 1 | 3 | 1 | 1 |  | 0
PG&E GBA | Ripon | 115 | LDES |  |  | 0 | 0 | 0 | 0 | 0 | 0 | 0 | 0 | 0 | 5 | 5 | 1 | 1 | [14 empty] | 1 | 1 | 2 | 2 | 2 | 1 | 1 |  | 0
PG&E GBA | Riverbank | 115 | LDES |  |  | 0 | 0 | 0 | 0 | 0 | 0 | 0 | 0 | 0 | 5 | 5 | 1 | 1 | [14 empty] | 1 | 1 | 3 | 2 | 2 | 1 | 1 |  | 0
SCE NOL | Roadway | 115 | LDES |  |  | 0 | 0 | 0 | 0 | 0 | 0 | 0 | 0 | 0 | 1 | 1 | 1 | 1 | [14 empty] | 2 | 1 | 2 | 1 | 1 | 1 | 1 |  | 0
PG&E NGBA | Rock Creek 1 | 230 | LDES |  |  | 0 | 0 | 0 | 0 | 0 | 0 | 0 | 0 | 0 | 5 | 5 | 1 | 1 | [14 empty] | 2 | 2 | 4 | 1 | 3 | 1 | 1 |  | 0
SCE Northern | Rosamond | 66 | LDES |  |  | 0 | 0 | 0 | 0 | 0 | 0 | 0 | 0 | 0 | 5 | 5 | 1 | 1 | [14 empty] | 2 | 1 | 4 | 1 | 3 | 1 | 1 |  | 0
PG&E GBA | Rossmoor | 230 | LDES |  |  | 0 | 0 | 0 | 0 | 0 | 0 | 0 | 0 | 0 | 5 | 2 | 1 | 1 | [14 empty] | 2 | 1 | 4 | 1 | 3 | 1 | 1 |  | 0
PG&E NGBA | Round Mountain | 230 | LDES |  |  | 0 | 0 | 0 | 0 | 0 | 0 | 0 | 0 | 0 | 5 | 2 | 1 | 1 | [14 empty] | 2 | 2 | 4 | 2 | 3 | 1 | 1 |  | 0
PG&E NGBA | Round Mountain | 500 | LDES |  |  | 0 | 0 | 0 | 0 | 0 | 0 | 0 | 0 | 0 | 5 | 2 | 1 | 1 | [14 empty] | 2 | 2 | 4 | 2 | 3 | 1 | 1 |  | 0
PG&E GBA | Salado | 115 | LDES |  |  | 0 | 0 | 0 | 0 | 0 | 0 | 0 | 0 | 0 | 5 | 4 | 1 | 1 | [14 empty] | 1 | 1 | 4 | 2 | 1 | 1 | 1 |  | 0
PG&E GBA | Salado | 60 | LDES |  |  | 0 | 0 | 0 | 0 | 0 | 0 | 0 | 0 | 0 | 5 | 4 | 1 | 1 | [14 empty] | 1 | 1 | 4 | 2 | 1 | 1 | 1 |  | 0
PG&E GBA | Salinas | 115 | LDES |  |  | 0 | 0 | 0 | 0 | 0 | 0 | 0 | 0 | 0 | 1 | 1 | 1 | 1 | [14 empty] | 2 | 2 | 3 | 2 | 2 | 1 | 1 |  | 0
SDGE | Salt Creek | 69 | LDES |  |  | 0 | 0 | 0 | 0 | 0 | 0 | 0 | 0 | 0 | 1 | 1 | 1 | 1 | [14 empty] | 2 | 1 | 3 | 1 | 2 | 1 | 1 |  | 0
SCE Eastern | San Bernardino | 230 | LDES |  |  | 0 | 0 | 0 | 0 | 0 | 0 | 0 | 0 | 0 | 4 | 4 | 1 | 1 | [14 empty] | 1 | 1 | 2 | 1 | 2 | 1 | 1 |  | 0
PG&E GBA | SAN FRAN A (POTRERO PP) | 115 | LDES |  |  | 0 | 0 | 0 | 0 | 0 | 0 | 0 | 0 | 0 | 5 | 2 | 1 | 1 | [14 empty] | 2 | 1 | 2 | 1 | 2 | 1 | 1 |  | 0
PG&E GBA | SAN FRAN A (POTRERO PP) | 230 | LDES |  |  | 0 | 0 | 0 | 0 | 0 | 0 | 0 | 0 | 0 | 5 | 2 | 1 | 1 | [14 empty] | 2 | 1 | 2 | 1 | 2 | 1 | 1 |  | 0
PG&E GBA | San Jose A | 115 | LDES |  |  | 0 | 0 | 0 | 0 | 0 | 0 | 0 | 0 | 0 | 5 | 4 | 1 | 1 | [14 empty] | 2 | 1 | 2 | 2 | 2 | 1 | 1 |  | 0
PG&E GBA | San Jose B | 115 | LDES |  |  | 0 | 0 | 0 | 0 | 0 | 0 | 0 | 0 | 0 | 5 | 4 | 1 | 1 | [14 empty] | 2 | 1 | 3 | 2 | 2 | 1 | 1 |  | 0
PG&E GBA | San Leandro U | 115 | LDES |  |  | 0 | 0 | 0 | 0 | 0 | 0 | 0 | 0 | 0 | 5 | 2 | 1 | 1 | [14 empty] | 2 | 1 | 3 | 1 | 2 | 1 | 1 |  | 0
PG&E KERN | San Luis Obispo | 115 | LDES |  |  | 0 | 0 | 0 | 0 | 0 | 0 | 0 | 0 | 0 | 5 | 2 | 5 | 2 | [14 empty] | 2 | 2 | 4 | 2 | 3 | 1 | 1 |  | 0
PG&E KERN | San Luis Obispo | 70 | LDES |  |  | 0 | 0 | 0 | 0 | 0 | 0 | 0 | 0 | 0 | 5 | 2 | 5 | 2 | [14 empty] | 2 | 2 | 4 | 2 | 3 | 1 | 1 |  | 0
SDGE | San Luis Rey | 230 | LDES |  |  | 0 | 0 | 0 | 0 | 0 | 0 | 0 | 0 | 0 | 1 | 1 | 1 | 1 | [14 empty] | 2 | 1 | 4 | 1 | 3 | 1 | 1 |  | 0
SDGE | San Luis Rey | 69 | LDES |  |  | 0 | 0 | 0 | 0 | 0 | 0 | 0 | 0 | 0 | 1 | 1 | 1 | 1 | [14 empty] | 2 | 1 | 4 | 1 | 3 | 1 | 1 |  | 0
SDGE | San Marcos | 69 | LDES |  |  | 0 | 0 | 0 | 0 | 0 | 0 | 0 | 0 | 0 | 1 | 1 | 1 | 1 | [14 empty] | 2 | 1 | 2 | 1 | 3 | 1 | 1 |  | 0
SCE Metro | San Onofre | 230 | LDES |  |  | 0 | 0 | 0 | 0 | 0 | 0 | 0 | 0 | 0 | 1 | 1 | 1 | 1 | [14 empty] | 2 | 1 | 4 | 1 | 3 | 1 | 1 |  | 0
PG&E GBA | San Pablo | 115 | LDES |  |  | 0 | 0 | 0 | 0 | 0 | 0 | 0 | 0 | 0 | 5 | 4 | 1 | 1 | [14 empty] | 2 | 1 | 2 | 1 | 1 | 1 | 1 |  | 0
PG&E GBA | San Ramon | 230 | LDES |  |  | 0 | 0 | 0 | 0 | 0 | 0 | 0 | 0 | 0 | 5 | 2 | 1 | 1 | [14 empty] | 2 | 1 | 2 | 1 | 3 | 1 | 1 |  | 0
SDGE | San Ysidro | 69 | LDES |  |  | 0 | 0 | 0 | 0 | 0 | 0 | 0 | 0 | 0 | 1 | 1 | 1 | 1 | [14 empty] | 2 | 1 | 2 | 1 | 2 | 1 | 1 |  | 0
SCE NOL | Sandlot | 230 | LDES |  |  | 0 | 0 | 0 | 0 | 0 | 0 | 0 | 0 | 0 | 3 | 3 | 1 | 1 | [14 empty] | 2 | 1 | 4 | 1 | 2 | 1 | 1 |  | 0
EOP | Sandy | 138 | LDES |  |  | 0 | 0 | 0 | 0 | 0 | 0 | 0 | 0 | 0 | 5 | 2 | 4 | 2 | [14 empty] | 2 | 2 | 4 | 1 | 3 | 1 | 1 |  | 0
PG&E FRESNO | Sanger | 115 | LDES |  |  | 0 | 0 | 0 | 0 | 0 | 0 | 0 | 0 | 0 | 5 | 5 | 5 | 4 | [14 empty] | 1 | 1 | 2 | 2 | 2 | 1 | 1 |  | 0
SCE Northern | Santa Clara | 230 | LDES |  |  | 0 | 0 | 0 | 0 | 0 | 0 | 0 | 0 | 0 | 5 | 2 | 4 | 2 | [14 empty] | 2 | 1 | 3 | 1 | 2 | 1 | 1 |  | 0
PG&E NGBA | Santa Rosa A | 115 | LDES |  |  | 0 | 0 | 0 | 0 | 0 | 0 | 0 | 0 | 0 | 5 | 2 | 1 | 1 | [14 empty] | 2 | 1 | 3 | 2 | 2 | 1 | 1 |  | 0
PG&E GBA | Santa Teresa | 115 | LDES |  |  | 0 | 0 | 0 | 0 | 0 | 0 | 0 | 0 | 0 | 5 | 4 | 1 | 1 | [14 empty] | 2 | 1 | 2 | 2 | 2 | 1 | 1 |  | 0
SDGE | Santee | 138 | LDES |  |  | 0 | 0 | 0 | 0 | 0 | 0 | 0 | 0 | 0 | 1 | 1 | 1 | 1 | [14 empty] | 2 | 1 | 2 | 1 | 2 | 1 | 1 |  | 0
SCE Metro | Santiago | 230 | LDES |  |  | 0 | 0 | 0 | 0 | 0 | 0 | 0 | 0 | 0 | 1 | 1 | 1 | 1 | [14 empty] | 1 | 1 | 2 | 1 | 2 | 1 | 1 |  | 0
PG&E GBA | Saratoga | 230 | LDES |  |  | 0 | 0 | 0 | 0 | 0 | 0 | 0 | 0 | 0 | 5 | 4 | 1 | 1 | [14 empty] | 2 | 1 | 4 | 2 | 3 | 1 | 1 |  | 0
SCE Northern | Saugus | 230 | LDES |  |  | 0 | 0 | 0 | 0 | 0 | 0 | 0 | 0 | 0 | 5 | 2 | 4 | 2 | [14 empty] | 1 | 1 | 3 | 1 | 3 | 1 | 1 |  | 0
PG&E FRESNO | Schindler | 115 | LDES |  |  | 0 | 0 | 0 | 0 | 0 | 0 | 0 | 0 | 0 | 5 | 2 | 5 | 2 | [14 empty] | 1 | 1 | 4 | 2 | 1 | 1 | 1 |  | 0
PG&E FRESNO | Schindler | 70 | LDES |  |  | 0 | 0 | 0 | 0 | 0 | 0 | 0 | 0 | 0 | 5 | 2 | 5 | 2 | [14 empty] | 1 | 1 | 4 | 2 | 1 | 1 | 1 |  | 0
PG&E GBA | Schulte | 115 | LDES |  |  | 0 | 0 | 0 | 0 | 0 | 0 | 0 | 0 | 0 | 5 | 5 | 1 | 1 | [14 empty] | 1 | 1 | 1 | 2 | 2 | 1 | 1 |  | 0
SDGE | Scripps | 69 | LDES |  |  | 0 | 0 | 0 | 0 | 0 | 0 | 0 | 0 | 0 | 1 | 1 | 1 | 1 | [14 empty] | 2 | 1 | 2 | 1 | 3 | 1 | 1 |  | 0
PG&E KERN | Semitropic | 115 | LDES |  |  | 0 | 0 | 0 | 0 | 0 | 0 | 0 | 0 | 0 | 5 | 2 | 5 | 2 | [14 empty] | 1 | 1 | 3 | 1 | 1 | 1 | 1 |  | 0
SCE Metro | Serrano | 230 | LDES |  |  | 0 | 0 | 0 | 0 | 0 | 0 | 0 | 0 | 0 | 1 | 1 | 1 | 1 | [14 empty] | 1 | 1 | 2 | 1 | 2 | 1 | 1 |  | 0
SCE Metro | Serrano | 500 | LDES |  |  | 0 | 0 | 0 | 0 | 0 | 0 | 0 | 0 | 0 | 1 | 1 | 1 | 1 | [14 empty] | 1 | 1 | 2 | 1 | 2 | 1 | 1 |  | 0
SDGE | Shadowridge | 138 | LDES |  |  | 0 | 0 | 0 | 0 | 0 | 0 | 0 | 0 | 0 | 1 | 1 | 1 | 1 | [14 empty] | 2 | 1 | 3 | 1 | 3 | 1 | 1 |  | 0
PG&E KERN | Shafter | 115 | LDES |  |  | 0 | 0 | 0 | 0 | 0 | 0 | 0 | 0 | 0 | 5 | 2 | 5 | 4 | [14 empty] | 1 | 1 | 3 | 1 | 1 | 1 | 1 |  | 0
PG&E NGBA | Silverado | 115 | LDES |  |  | 0 | 0 | 0 | 0 | 0 | 0 | 0 | 0 | 0 | 5 | 2 | 1 | 1 | [14 empty] | 2 | 1 | 4 | 2 | 3 | 1 | 1 |  | 0
SDGE | Silvergate | 230 | LDES |  |  | 0 | 0 | 0 | 0 | 0 | 0 | 0 | 0 | 0 | 1 | 1 | 1 | 1 | [14 empty] | 2 | 1 | 1 | 1 | 1 | 1 | 1 |  | 0
SDGE | Silvergate | 69 | LDES |  |  | 0 | 0 | 0 | 0 | 0 | 0 | 0 | 0 | 0 | 1 | 1 | 1 | 1 | [14 empty] | 2 | 1 | 1 | 1 | 1 | 1 | 1 |  | 0
PG&E KERN | Sisquoc | 115 | LDES |  |  | 0 | 0 | 0 | 0 | 0 | 0 | 0 | 0 | 0 | 5 | 2 | 5 | 2 | [14 empty] | 2 | 2 | 4 | 1 | 3 | 1 | 1 |  | 0
EOP | Sloan Canyon | 230 | LDES |  |  | 0 | 0 | 0 | 0 | 0 | 0 | 0 | 0 | 0 | 5 | 2 | 4 | 2 | [14 empty] | 2 | 2 | 3 | 1 | 3 | 1 | 1 |  | 0
EOP | Sloan Canyon | 500 | LDES |  |  | 0 | 0 | 0 | 0 | 0 | 0 | 0 | 0 | 0 | 5 | 2 | 4 | 2 | [14 empty] | 2 | 2 | 3 | 1 | 3 | 1 | 1 |  | 0
PG&E KERN | Smyrna | 115 | LDES |  |  | 0 | 0 | 0 | 0 | 0 | 0 | 0 | 0 | 0 | 5 | 2 | 5 | 4 | [14 empty] | 1 | 1 | 4 | 1 | 1 | 1 | 1 |  | 0
PG&E GBA | Sobrante | 115 | LDES |  |  | 0 | 0 | 0 | 0 | 0 | 0 | 0 | 0 | 0 | 5 | 4 | 1 | 1 | [14 empty] | 2 | 1 | 2 | 1 | 3 | 1 | 1 |  | 0
PG&E GBA | Sobrante | 230 | LDES |  |  | 0 | 0 | 0 | 0 | 0 | 0 | 0 | 0 | 0 | 5 | 4 | 1 | 1 | [14 empty] | 2 | 1 | 2 | 1 | 3 | 1 | 1 |  | 0
PG&E KERN | Solar | 230 | LDES |  |  | 0 | 0 | 0 | 0 | 0 | 0 | 0 | 0 | 0 | 5 | 2 | 5 | 4 | [14 empty] | 2 | 1 | 4 | 2 | 3 | 1 | 1 |  | 0
PG&E GBA | Soledad | 115 | LDES |  |  | 0 | 0 | 0 | 0 | 0 | 0 | 0 | 0 | 0 | 1 | 1 | 1 | 1 | [14 empty] | 2 | 2 | 4 | 2 | 3 | 1 | 1 |  | 0
PG&E GBA | Soledad | 60 | LDES |  |  | 0 | 0 | 0 | 0 | 0 | 0 | 0 | 0 | 0 | 5 | 4 | 1 | 1 | [14 empty] | 2 | 2 | 4 | 2 | 3 | 1 | 1 |  | 0
SDGE | Spring Valley | 69 | LDES |  |  | 0 | 0 | 0 | 0 | 0 | 0 | 0 | 0 | 0 | 1 | 1 | 1 | 1 | [14 empty] | 2 | 1 | 2 | 1 | 2 | 1 | 1 |  | 0
SCE Northern | Springville | 230 | LDES |  |  | 0 | 0 | 0 | 0 | 0 | 0 | 0 | 0 | 0 | 5 | 5 | 1 | 1 | [14 empty] | 1 | 1 | 4 | 1 | 1 | 1 | 1 |  | 0
PG&E GBA | Stagg | 230 | LDES |  |  | 0 | 0 | 0 | 0 | 0 | 0 | 0 | 0 | 0 | 5 | 5 | 1 | 1 | [14 empty] | 1 | 1 | 3 | 2 | 2 | 1 | 1 |  | 0
PG&E GBA | Standard Oil | 115 | LDES |  |  | 0 | 0 | 0 | 0 | 0 | 0 | 0 | 0 | 0 | 5 | 4 | 1 | 1 | [14 empty] | 2 | 1 | 1 | 1 | 2 | 1 | 1 |  | 0
PG&E GBA | Stanislaus | 115 | LDES |  |  | 0 | 0 | 0 | 0 | 0 | 0 | 0 | 0 | 0 | 5 | 5 | 1 | 1 | [14 empty] | 2 | 1 | 4 | 1 | 3 | 1 | 1 |  | 0
PG&E KERN | Stockdale | 115 | LDES |  |  | 0 | 0 | 0 | 0 | 0 | 0 | 0 | 0 | 0 | 5 | 2 | 5 | 2 | [14 empty] | 1 | 1 | 2 | 1 | 2 | 1 | 1 |  | 0
PG&E KERN | Stockdale | 230 | LDES |  |  | 0 | 0 | 0 | 0 | 0 | 0 | 0 | 0 | 0 | 5 | 2 | 5 | 2 | [14 empty] | 1 | 1 | 2 | 1 | 2 | 1 | 1 |  | 0
PG&E GBA | Stockton A | 115 | LDES |  |  | 0 | 0 | 0 | 0 | 0 | 0 | 0 | 0 | 0 | 5 | 5 | 1 | 1 | [14 empty] | 1 | 1 | 3 | 2 | 1 | 1 | 1 |  | 0
PG&E GBA | Stone | 115 | LDES |  |  | 0 | 0 | 0 | 0 | 0 | 0 | 0 | 0 | 0 | 5 | 4 | 1 | 1 | [14 empty] | 2 | 1 | 3 | 2 | 2 | 1 | 1 |  | 0
PG&E FRESNO | Storey | 230 | LDES |  |  | 0 | 0 | 0 | 0 | 0 | 0 | 0 | 0 | 0 | 5 | 5 | 5 | 4 | [14 empty] | 1 | 1 | 4 | 2 | 1 | 1 | 1 |  | 0
PG&E NGBA | Summit | 115 | LDES |  |  | 0 | 0 | 0 | 0 | 0 | 0 | 0 | 0 | 0 | 5 | 5 | 1 | 1 | [14 empty] | 2 | 1 | 4 | 2 | 3 | 1 | 1 |  | 0
SDGE | Suncrest | 230 | LDES |  |  | 0 | 0 | 0 | 0 | 0 | 0 | 0 | 0 | 0 | 1 | 1 | 1 | 1 | [14 empty] | 2 | 1 | 4 | 1 | 3 | 1 | 1 |  | 0
SDGE | Suncrest | 500 | LDES |  |  | 0 | 0 | 0 | 0 | 0 | 0 | 0 | 0 | 0 | 1 | 1 | 1 | 1 | [14 empty] | 2 | 1 | 4 | 1 | 3 | 1 | 1 |  | 0
PG&E KERN | Sunrise | 230 | LDES |  |  | 0 | 0 | 0 | 0 | 0 | 0 | 0 | 0 | 0 | 5 | 2 | 5 | 4 | [14 empty] | 1 | 1 | 1 | 1 | 1 | 1 | 1 |  | 0
PG&E KERN | Sunset | 230 | LDES |  |  | 0 | 0 | 0 | 0 | 0 | 0 | 0 | 0 | 0 | 5 | 2 | 5 | 4 | [14 empty] | 1 | 1 | 1 | 1 | 1 | 1 | 1 |  | 0
PG&E GBA | Swift | 115 | LDES |  |  | 0 | 0 | 0 | 0 | 0 | 0 | 0 | 0 | 0 | 5 | 4 | 1 | 1 | [14 empty] | 2 | 1 | 2 | 2 | 2 | 1 | 1 |  | 0
SDGE | Sycamore Canyon | 138 | LDES |  |  | 200 | 0 | 200 | 0 | 0 | 0 | 200 | 0 | 200 | 1 | 1 | 1 | 1 | [14 empty] | 2 | 1 | 4 | 1 | 3 | 5- | 1 |  | 1
SDGE | Sycamore Canyon | 230 | LDES |  | Mapped as PSH | 300 | 0 | 300 | 0 | 0 | 0 | 300 | 0 | 300 | 1 | 1 | 1 | 1 |  |  |  | See 'LandEnv_PSH' tab for PSH potential impacts analysis | [10 empty] | 2 | 1 | 4 | 1 | 3 | 3- | 1 |  | 1
SDGE | Sycamore Canyon | 69 | LDES |  |  | 0 | 0 | 0 | 0 | 0 | 0 | 0 | 0 | 0 | 1 | 1 | 1 | 1 | [14 empty] | 2 | 1 | 4 | 1 | 3 | 1 | 1 |  | 0
SCE Northern | Sylmar | 230 | LDES |  |  | 0 | 0 | 0 | 0 | 0 | 0 | 0 | 0 | 0 | 5 | 2 | 4 | 2 | [14 empty] | 1 | 1 | 2 | 1 | 1 | 1 | 1 |  | 0
PG&E NGBA | Table Mountain | 115 | LDES |  |  | 0 | 0 | 0 | 0 | 0 | 0 | 0 | 0 | 0 | 5 | 2 | 1 | 1 | [14 empty] | 2 | 1 | 3 | 2 | 1 | 1 | 1 |  | 0
PG&E NGBA | Table Mountain | 230 | LDES |  |  | 0 | 0 | 0 | 0 | 0 | 0 | 0 | 0 | 0 | 5 | 5 | 1 | 1 | [14 empty] | 2 | 1 | 3 | 2 | 1 | 1 | 1 |  | 0
PG&E NGBA | Table Mountain | 500 | LDES |  |  | 0 | 0 | 0 | 0 | 0 | 0 | 0 | 0 | 0 | 5 | 2 | 1 | 1 | [14 empty] | 2 | 1 | 3 | 2 | 1 | 1 | 1 |  | 0
PG&E NGBA | Table Mountain | 60 | LDES |  |  | 0 | 0 | 0 | 0 | 0 | 0 | 0 | 0 | 0 | 5 | 5 | 1 | 1 | [14 empty] | 2 | 1 | 3 | 2 | 1 | 1 | 1 |  | 0
PG&E KERN | Taft | 115 | LDES |  |  | 0 | 0 | 0 | 0 | 0 | 0 | 0 | 0 | 0 | 5 | 2 | 5 | 4 | [14 empty] | 1 | 1 | 2 | 1 | 2 | 1 | 1 |  | 0
SDGE | Talega | 138 | LDES |  |  | 0 | 0 | 0 | 0 | 0 | 0 | 0 | 0 | 0 | 1 | 1 | 1 | 1 | [14 empty] | 2 | 1 | 3 | 1 | 3 | 1 | 1 |  | 0
SDGE | Talega | 230 | LDES |  |  | 0 | 0 | 0 | 0 | 0 | 0 | 0 | 0 | 0 | 1 | 1 | 1 | 1 | [14 empty] | 2 | 1 | 3 | 1 | 3 | 1 | 1 |  | 0
PG&E GBA | Tassajara | 230 | LDES |  |  | 0 | 0 | 0 | 0 | 0 | 0 | 0 | 0 | 0 | 5 | 2 | 1 | 1 | [14 empty] | 2 | 1 | 3 | 1 | 3 | 1 | 1 |  | 0
PG&E KERN | Tejon | 70 | LDES |  |  | 0 | 0 | 0 | 0 | 0 | 0 | 0 | 0 | 0 | 5 | 2 | 5 | 2 | [14 empty] | 1 | 1 | 3 | 1 | 1 | 1 | 1 |  | 0
SDGE | Telegraph Canyon | 138 | LDES |  |  | 0 | 0 | 0 | 0 | 0 | 0 | 0 | 0 | 0 | 1 | 1 | 1 | 1 | [14 empty] | 2 | 1 | 2 | 1 | 2 | 1 | 1 |  | 0
PG&E KERN | Temblor | 115 | LDES |  |  | 0 | 0 | 0 | 0 | 0 | 0 | 0 | 0 | 0 | 5 | 2 | 5 | 4 | [14 empty] | 1 | 1 | 2 | 1 | 1 | 1 | 1 |  | 0
PG&E KERN | Templeton | 230 | LDES |  |  | 0 | 0 | 0 | 0 | 0 | 0 | 0 | 0 | 0 | 5 | 2 | 5 | 4 | [14 empty] | 2 | 2 | 4 | 2 | 3 | 1 | 1 |  | 0
PG&E KERN | Templeton | 70 | LDES |  |  | 200 | 0 | 200 | 0 | 0 | 0 | 200 | 0 | 200 | 5 | 2 | 5 | 2 | [14 empty] | 2 | 2 | 4 | 2 | 3 | 5- | 1 |  | 1
PG&E GBA | Tesla | 115 | LDES |  |  | 0 | 0 | 0 | 0 | 0 | 0 | 0 | 0 | 0 | 5 | 4 | 1 | 1 | [14 empty] | 2 | 1 | 2 | 1 | 2 | 1 | 1 |  | 0
PG&E GBA | Tesla | 230 | LDES |  |  | 0 | 0 | 0 | 0 | 0 | 0 | 0 | 0 | 0 | 5 | 4 | 1 | 1 | [14 empty] | 2 | 1 | 2 | 1 | 2 | 1 | 1 |  | 0
PG&E GBA | Tesla | 500 | LDES |  |  | 0 | 0 | 0 | 0 | 0 | 0 | 0 | 0 | 0 | 5 | 4 | 1 | 1 | [14 empty] | 2 | 1 | 2 | 1 | 2 | 1 | 1 |  | 0
PG&E KERN | Tevis | 115 | LDES |  |  | 0 | 0 | 0 | 0 | 0 | 0 | 0 | 0 | 0 | 5 | 2 | 5 | 4 | [14 empty] | 1 | 1 | 2 | 1 | 2 | 1 | 1 |  | 0
EOP | Thousandaire | 138 | LDES |  |  | 0 | 0 | 0 | 0 | 0 | 0 | 0 | 0 | 0 | 5 | 2 | 4 | 2 | [14 empty] | 2 | 2 | 4 | 1 | 3 | 1 | 1 |  | 0
PG&E KERN | Topaz | 230 | LDES |  |  | 170 | 0 | 170 | 0 | 0 | 0 | 170 | 0 | 170 | 5 | 2 | 5 | 4 | [14 empty] | 1 | 1 | 3 | 1 | 2 | 5- | 1 |  | 1
SCE NOL | Tortilla | 115 | LDES |  |  | 0 | 0 | 0 | 0 | 0 | 0 | 0 | 0 | 0 | 3 | 3 | 1 | 1 | [14 empty] | 2 | 1 | 4 | 1 | 2 | 1 | 1 |  | 0
SDGE | Trabuco | 138 | LDES |  |  | 0 | 0 | 0 | 0 | 0 | 0 | 0 | 0 | 0 | 1 | 1 | 1 | 1 | [14 empty] | 1 | 1 | 1 | 1 | 2 | 1 | 1 |  | 0
PG&E GBA | Tracy | 115 | LDES |  |  | 0 | 0 | 0 | 0 | 0 | 0 | 0 | 0 | 0 | 5 | 5 | 1 | 1 | [14 empty] | 2 | 1 | 3 | 1 | 2 | 1 | 1 |  | 0
PG&E FRESNO | Tranquility | 230 | LDES |  |  | 0 | 0 | 0 | 0 | 0 | 0 | 0 | 0 | 0 | 5 | 5 | 5 | 2 | [14 empty] | 1 | 1 | 4 | 2 | 1 | 1 | 1 |  | 0
PG&E GBA | Trimble | 115 | LDES |  |  | 0 | 0 | 0 | 0 | 0 | 0 | 0 | 0 | 0 | 5 | 4 | 1 | 1 | [14 empty] | 2 | 1 | 3 | 2 | 2 | 1 | 1 |  | 0
EOP | Trout Canyon | 230 | LDES |  |  | 0 | 0 | 0 | 0 | 0 | 0 | 0 | 0 | 0 | 5 | 2 | 4 | 2 | [14 empty] | 2 | 2 | 4 | 1 | 3 | 1 | 1 |  | 0
EOP | Trout Canyon | 500 | LDES |  |  | 0 | 0 | 0 | 0 | 0 | 0 | 0 | 0 | 0 | 5 | 2 | 4 | 2 | [14 empty] | 2 | 2 | 4 | 1 | 3 | 1 | 1 |  | 0
PG&E NGBA | Tulucay | 230 | LDES |  |  | 0 | 0 | 0 | 0 | 0 | 0 | 0 | 0 | 0 | 5 | 2 | 1 | 1 | [14 empty] | 2 | 1 | 3 | 2 | 3 | 1 | 1 |  | 0
PG&E NGBA | Tulucay | 60 | LDES |  |  | 0 | 0 | 0 | 0 | 0 | 0 | 0 | 0 | 0 | 5 | 2 | 1 | 1 | [14 empty] | 2 | 1 | 3 | 2 | 3 | 1 | 1 |  | 0
PG&E KERN | Tupman | 115 | LDES |  |  | 0 | 0 | 0 | 0 | 0 | 0 | 0 | 0 | 0 | 5 | 2 | 5 | 4 | [14 empty] | 1 | 1 | 2 | 1 | 1 | 1 | 1 |  | 0
PG&E NGBA | Ukiah | 115 | LDES |  |  | 0 | 0 | 0 | 0 | 0 | 0 | 0 | 0 | 0 | 5 | 2 | 1 | 1 | [14 empty] | 2 | 2 | 4 | 2 | 3 | 1 | 1 |  | 0
PG&E KERN | Union (Estrella) | 70 | LDES |  |  | 0 | 0 | 0 | 0 | 0 | 0 | 0 | 0 | 0 | 5 | 2 | 5 | 2 | [14 empty] | 2 | 2 | 4 | 2 | 3 | 1 | 1 |  | 0
PG&E NGBA | Vaca Dixon | 115 | LDES |  |  | 0 | 0 | 0 | 0 | 0 | 0 | 0 | 0 | 0 | 5 | 2 | 1 | 1 | [14 empty] | 2 | 1 | 1 | 1 | 3 | 1 | 1 |  | 0
PG&E NGBA | Vaca Dixon | 230 | LDES |  |  | 0 | 0 | 0 | 0 | 0 | 0 | 0 | 0 | 0 | 5 | 2 | 1 | 1 | [14 empty] | 2 | 1 | 1 | 1 | 3 | 1 | 1 |  | 0
PG&E NGBA | Vaca Dixon | 500 | LDES |  |  | 0 | 0 | 0 | 0 | 0 | 0 | 0 | 0 | 0 | 5 | 2 | 1 | 1 | [14 empty] | 2 | 1 | 1 | 1 | 3 | 1 | 1 |  | 0
PG&E NGBA | Vaca Dixon | 60 | LDES |  |  | 0 | 0 | 0 | 0 | 0 | 0 | 0 | 0 | 0 | 5 | 2 | 1 | 1 | [14 empty] | 2 | 1 | 1 | 1 | 3 | 1 | 1 |  | 0
SCE Eastern | Valley (SCE) | 500 | LDES |  |  | 0 | 0 | 0 | 0 | 0 | 0 | 0 | 0 | 0 | 4 | 4 | 1 | 1 | [14 empty] | 1 | 1 | 2 | 1 | 2 | 1 | 1 |  | 0
EOP | Valley (VEA) | 138 | LDES |  |  | 0 | 0 | 0 | 0 | 0 | 0 | 0 | 0 | 0 | 5 | 2 | 4 | 2 | [14 empty] | 2 | 2 | 4 | 1 | 3 | 1 | 1 |  | 0
SDGE | Valley Center | 69 | LDES |  |  | 0 | 0 | 0 | 0 | 0 | 0 | 0 | 0 | 0 | 1 | 1 | 1 | 1 | [14 empty] | 2 | 1 | 4 | 1 | 3 | 1 | 1 |  | 0
PG&E GBA | Valley Home | 115 | LDES |  |  | 0 | 0 | 0 | 0 | 0 | 0 | 0 | 0 | 0 | 5 | 5 | 1 | 1 | [14 empty] | 1 | 1 | 4 | 2 | 1 | 1 | 1 |  | 0
PG&E GBA | Valley Springs | 230 | LDES |  |  | 0 | 0 | 0 | 0 | 0 | 0 | 0 | 0 | 0 | 5 | 5 | 1 | 1 | [14 empty] | 2 | 1 | 4 | 1 | 3 | 1 | 1 |  | 0
PG&E GBA | Valley Springs | 60 | LDES |  |  | 0 | 0 | 0 | 0 | 0 | 0 | 0 | 0 | 0 | 5 | 5 | 1 | 1 | [14 empty] | 2 | 1 | 4 | 1 | 3 | 1 | 1 |  | 0
EOP | Valley Switch | 138 | LDES |  |  | 0 | 0 | 0 | 0 | 0 | 0 | 0 | 0 | 0 | 5 | 2 | 4 | 2 | [14 empty] | 2 | 2 | 4 | 1 | 3 | 1 | 1 |  | 0
EOP | Valley Switch | 230 | LDES |  |  | 0 | 0 | 0 | 0 | 0 | 0 | 0 | 0 | 0 | 5 | 2 | 4 | 2 | [14 empty] | 2 | 2 | 4 | 1 | 3 | 1 | 1 |  | 0
PG&E GBA | Vasco | 230 | LDES |  |  | 0 | 0 | 0 | 0 | 0 | 0 | 0 | 0 | 0 | 5 | 4 | 1 | 1 | [14 empty] | 2 | 1 | 3 | 1 | 3 | 1 | 1 |  | 0
PG&E GBA | Vasona | 230 | LDES |  |  | 0 | 0 | 0 | 0 | 0 | 0 | 0 | 0 | 0 | 5 | 4 | 1 | 1 | [14 empty] | 2 | 1 | 4 | 2 | 3 | 1 | 1 |  | 0
SCE Northern | Vestal | 230 | LDES |  |  | 0 | 0 | 0 | 0 | 0 | 0 | 0 | 0 | 0 | 5 | 5 | 1 | 1 | [14 empty] | 1 | 1 | 4 | 1 | 1 | 1 | 1 |  | 0
SCE Northern | Vestal | 66 | LDES |  |  | 0 | 0 | 0 | 0 | 0 | 0 | 0 | 0 | 0 | 5 | 5 | 1 | 1 | [14 empty] | 1 | 1 | 4 | 1 | 1 | 1 | 1 |  | 0
SCE NOL | Victor | 115 | LDES |  |  | 0 | 0 | 0 | 0 | 0 | 0 | 0 | 0 | 0 | 1 | 1 | 1 | 1 | [14 empty] | 2 | 1 | 3 | 1 | 2 | 1 | 1 |  | 0
SCE NOL | Victor | 230 | LDES |  |  | 0 | 0 | 0 | 0 | 0 | 0 | 0 | 0 | 0 | 1 | 1 | 1 | 1 | [14 empty] | 2 | 1 | 3 | 1 | 2 | 1 | 1 |  | 0
SCE Metro | Viejo | 230 | LDES |  |  | 0 | 0 | 0 | 0 | 0 | 0 | 0 | 0 | 0 | 1 | 1 | 1 | 1 | [14 empty] | 1 | 1 | 3 | 1 | 2 | 1 | 1 |  | 0
PG&E GBA | Vierra | 115 | LDES |  |  | 0 | 0 | 0 | 0 | 0 | 0 | 0 | 0 | 0 | 5 | 5 | 1 | 1 | [14 empty] | 1 | 1 | 1 | 2 | 1 | 1 | 1 |  | 0
SCE Metro | Villa Park | 230 | LDES |  |  | 0 | 0 | 0 | 0 | 0 | 0 | 0 | 0 | 0 | 1 | 1 | 1 | 1 | [14 empty] | 1 | 1 | 2 | 1 | 2 | 1 | 1 |  | 0
SCE Northern | Vincent | 230 | LDES |  |  | 200 | 0 | 200 | 0 | 0 | 0 | 200 | 0 | 200 | 1 | 1 | 1 | 1 | [14 empty] | 2 | 1 | 4 | 1 | 3 | 5- | 1 |  | 1
SCE Northern | Vincent | 500 | LDES |  |  | 200 | 0 | 200 | 0 | 0 | 0 | 200 | 0 | 200 | 1 | 1 | 1 | 1 | [14 empty] | 2 | 1 | 4 | 1 | 3 | 5- | 1 |  | 1
PG&E GBA | Vineyard | 230 | LDES |  |  | 0 | 0 | 0 | 0 | 0 | 0 | 0 | 0 | 0 | 5 | 4 | 1 | 1 | [14 empty] | 2 | 1 | 2 | 1 | 3 | 1 | 1 |  | 0
SDGE | Vineyard | 69 | LDES |  |  | 0 | 0 | 0 | 0 | 0 | 0 | 0 | 0 | 0 | 1 | 1 | 1 | 1 | [14 empty] | 2 | 1 | 2 | 1 | 3 | 1 | 1 |  | 0
SCE Eastern | Vista (SCE) | 230 | LDES |  |  | 0 | 0 | 0 | 0 | 0 | 0 | 0 | 0 | 0 | 4 | 4 | 1 | 1 | [14 empty] | 1 | 1 | 2 | 1 | 1 | 1 | 1 |  | 0
EOP | Vista (VEA) | 138 | LDES |  |  | 0 | 0 | 0 | 0 | 0 | 0 | 0 | 0 | 0 | 5 | 2 | 4 | 2 | [14 empty] | 2 | 2 | 4 | 1 | 3 | 1 | 1 |  | 0
EOP | Vista (VEA) | 230 | LDES |  |  | 0 | 0 | 0 | 0 | 0 | 0 | 0 | 0 | 0 | 5 | 2 | 4 | 2 | [14 empty] | 2 | 2 | 4 | 1 | 3 | 1 | 1 |  | 0
PG&E FRESNO | Wahtoke | 115 | LDES |  |  | 0 | 0 | 0 | 0 | 0 | 0 | 0 | 0 | 0 | 5 | 2 | 5 | 2 | [14 empty] | 1 | 1 | 3 | 2 | 1 | 1 | 1 |  | 0
SCE Northern | Wakefield | 66 | LDES |  |  | 100 | 0 | 100 | 0 | 0 | 0 | 100 | 0 | 100 | 5 | 2 | 4 | 2 | [14 empty] | 2 | 1 | 4 | 1 | 3 | 5- | 1 |  | 1
SCE Metro | Walnut | 230 | LDES |  |  | 0 | 0 | 0 | 0 | 0 | 0 | 0 | 0 | 0 | 1 | 1 | 1 | 1 | [14 empty] | 1 | 1 | 1 | 1 | 1 | 1 | 1 |  | 0
SCE Northern | Warne | 230 | LDES |  |  | 0 | 0 | 0 | 0 | 0 | 0 | 0 | 0 | 0 | 5 | 2 | 4 | 2 | [14 empty] | 1 | 1 | 4 | 1 | 3 | 1 | 1 |  | 0
PG&E GBA | Warnerville | 230 | LDES |  |  | 0 | 0 | 0 | 0 | 0 | 0 | 0 | 0 | 0 | 5 | 5 | 5 | 2 | [14 empty] | 1 | 1 | 3 | 2 | 2 | 1 | 1 |  | 0
PG&E FRESNO | Waukena | 115 | LDES |  |  | 0 | 0 | 0 | 0 | 0 | 0 | 0 | 0 | 0 | 5 | 2 | 5 | 2 | [14 empty] | 1 | 1 | 4 | 2 | 1 | 1 | 1 |  | 0
PG&E GBA | Weber | 230 | LDES |  |  | 0 | 0 | 0 | 0 | 0 | 0 | 0 | 0 | 0 | 5 | 5 | 1 | 1 | [14 empty] | 1 | 1 | 3 | 2 | 1 | 1 | 1 |  | 0
PG&E GBA | Weber | 60 | LDES |  |  | 0 | 0 | 0 | 0 | 0 | 0 | 0 | 0 | 0 | 5 | 5 | 1 | 1 | [14 empty] | 1 | 1 | 3 | 2 | 1 | 1 | 1 |  | 0
PG&E FRESNO | West Fresno | 115 | LDES |  |  | 0 | 0 | 0 | 0 | 0 | 0 | 0 | 0 | 0 | 5 | 5 | 5 | 2 | [14 empty] | 1 | 1 | 2 | 2 | 1 | 1 | 1 |  | 0
PG&E FRESNO | Westley | 230 | LDES |  |  | 0 | 0 | 0 | 0 | 0 | 0 | 0 | 0 | 0 | 1 | 1 | 1 | 1 | [14 empty] | 1 | 1 | 4 | 2 | 1 | 1 | 1 |  | 0
PG&E KERN | Westpark | 115 | LDES |  |  | 0 | 0 | 0 | 0 | 0 | 0 | 0 | 0 | 0 | 5 | 2 | 5 | 2 | [14 empty] | 1 | 1 | 3 | 1 | 1 | 1 | 1 |  | 0
PG&E KERN | Wheeler Ridge | 230 | LDES |  |  | 0 | 0 | 0 | 0 | 0 | 0 | 0 | 0 | 0 | 5 | 2 | 5 | 4 | [14 empty] | 1 | 1 | 4 | 1 | 1 | 1 | 1 |  | 0
PG&E KERN | Wheeler Ridge | 115 | LDES |  |  | 0 | 0 | 0 | 0 | 0 | 0 | 0 | 0 | 0 | 5 | 2 | 5 | 2 | [14 empty] | 1 | 1 | 4 | 1 | 1 | 1 | 1 |  | 0
PG&E KERN | Wheeler Ridge | 70 | LDES |  |  | 0 | 0 | 0 | 0 | 0 | 0 | 0 | 0 | 0 | 5 | 2 | 5 | 4 | [14 empty] | 1 | 1 | 4 | 1 | 1 | 1 | 1 |  | 0
SCE Northern | Whirlwind | 230 | LDES |  | Mapped as A-CAES | 300 | 0 | 300 | 0 | 0 | 0 | 300 | 0 | 300 | 5 | 5 | 1 | 1 | 5 | [13 empty] | 2 | 1 | 4 | 1 | 3 | 1 | 1 |  | 1
SCE Northern | Whirlwind | 500 | LDES |  |  | 0 | 0 | 0 | 0 | 0 | 0 | 0 | 0 | 0 | 5 | 5 | 1 | 1 | [14 empty] | 2 | 1 | 4 | 1 | 3 | 1 | 1 |  | 0
PG&E GBA | Whisman | 115 | LDES |  |  | 80 | 0 | 80 | 0 | 0 | 0 | 80 | 0 | 80 | 1 | 1 | 1 | 1 | [14 empty] | 2 | 1 | 2 | 2 | 2 | 5- | 1 |  | 1
SCE Eastern | Wildlife | 230 | LDES |  |  | 150 | 0 | 150 | 0 | 0 | 0 | 150 | 0 | 150 | 4 | 4 | 1 | 1 | [14 empty] | 1 | 1 | 1 | 1 | 1 | 5- | 1 |  | 1
PG&E FRESNO | Wilson | 115 | LDES |  |  | 0 | 0 | 0 | 0 | 0 | 0 | 0 | 0 | 0 | 5 | 5 | 5 | 2 | [14 empty] | 1 | 1 | 4 | 2 | 1 | 1 | 1 |  | 0
PG&E FRESNO | Wilson | 230 | LDES |  |  | 0 | 0 | 0 | 0 | 0 | 0 | 0 | 0 | 0 | 5 | 5 | 5 | 4 | [14 empty] | 1 | 1 | 4 | 2 | 1 | 1 | 1 |  | 0
SCE Northern | Windhub | 230 | LDES |  |  | 0 | 0 | 0 | 0 | 0 | 0 | 0 | 0 | 0 | 5 | 5 | 1 | 1 | 4 | [13 empty] | 2 | 1 | 4 | 1 | 2 | 1 | 1 |  | 0
SCE Northern | Windhub | 500 | LDES |  |  | 480 | 0 | 480 | 0 | 0 | 0 | 480 | 0 | 480 | 5 | 5 | 1 | 1 | [14 empty] | 2 | 1 | 4 | 1 | 2 | 5- | 1 |  | 1
PG&E GBA | Windmaster | 230 | LDES |  |  | 0 | 0 | 0 | 0 | 0 | 0 | 0 | 0 | 0 | 5 | 2 | 1 | 1 | [14 empty] | 2 | 1 | 2 | 1 | 2 | 1 | 1 |  | 0
PG&E NGBA | Windsor | 60 | LDES |  |  | 0 | 0 | 0 | 0 | 0 | 0 | 0 | 0 | 0 | 5 | 2 | 1 | 1 | [14 empty] | 1 | 1 | 2 | 1 | 2 | 1 | 1 |  | 0
PG&E NGBA | Woodland | 115 | LDES |  |  | 0 | 0 | 0 | 0 | 0 | 0 | 0 | 0 | 0 | 5 | 5 | 1 | 1 | [14 empty] | 2 | 1 | 4 | 2 | 3 | 1 | 1 |  | 0
PG&E FRESNO | Woodward | 115 | LDES |  |  | 0 | 0 | 0 | 0 | 0 | 0 | 0 | 0 | 0 | 5 | 2 | 5 | 2 | [14 empty] | 1 | 1 | 2 | 2 | 2 | 1 | 1 |  | 0
PG&E NGBA | Wyandotte | 115 | LDES |  |  | 0 | 0 | 0 | 0 | 0 | 0 | 0 | 0 | 0 | 5 | 5 | 1 | 1 | [14 empty] | 2 | 1 | 2 | 2 | 2 | 1 | 1 |  | 0
PG&E KERN | 7th Standard | 115 | OOS_Wind |  |  | 0 | 0 | 0 | 0 | 0 | 0 | 0 | 0 | 0 | 5 | 2 | 5 | 4 | [19 empty] | 1 | 1 |  | 0
SCE Metro | Alamitos | 230 | OOS_Wind |  |  | 0 | 0 | 0 | 0 | 0 | 0 | 0 | 0 | 0 | 1 | 1 | 1 | 1 | [19 empty] | 1 | 1 |  | 0
SCE Eastern | Alberhill | 115 | OOS_Wind |  |  | 0 | 0 | 0 | 0 | 0 | 0 | 0 | 0 | 0 | 4 | 4 | 1 | 1 | [19 empty] | 1 | 1 |  | 0
SCE Eastern | Alberhill | 500 | OOS_Wind |  |  | 0 | 0 | 0 | 0 | 0 | 0 | 0 | 0 | 0 | 4 | 4 | 1 | 1 | [19 empty] | 1 | 1 |  | 0
PG&E GBA | Alhambra | 115 | OOS_Wind |  |  | 0 | 0 | 0 | 0 | 0 | 0 | 0 | 0 | 0 | 5 | 2 | 1 | 1 | [19 empty] | 1 | 1 |  | 0
PG&E FRESNO | Alpaugh | 115 | OOS_Wind |  |  | 0 | 0 | 0 | 0 | 0 | 0 | 0 | 0 | 0 | 5 | 2 | 5 | 4 | [19 empty] | 1 | 1 |  | 0
PG&E GBA | Altamont Midway (Sandhill) | 230 | OOS_Wind |  |  | 0 | 0 | 0 | 0 | 0 | 0 | 0 | 0 | 0 | 5 | 2 | 1 | 1 | [19 empty] | 1 | 1 |  | 0
SCE Northern | Antelope | 230 | OOS_Wind |  |  | 0 | 0 | 0 | 0 | 0 | 0 | 0 | 0 | 0 | 5 | 5 | 1 | 1 | [19 empty] | 1+ | 1 |  | 1
SCE Northern | Antelope | 500 | OOS_Wind |  |  | 0 | 0 | 0 | 0 | 0 | 0 | 0 | 0 | 0 | 5 | 5 | 1 | 1 | [19 empty] | 1 | 1 |  | 0
PG&E KERN | Arco | 230 | OOS_Wind |  |  | 0 | 0 | 0 | 0 | 0 | 0 | 0 | 0 | 0 | 5 | 2 | 5 | 4 | [19 empty] | 1 | 1 |  | 0
SCE Metro | ArcoGen | 230 | OOS_Wind |  |  | 0 | 0 | 0 | 0 | 0 | 0 | 0 | 0 | 0 | 1 | 1 | 1 | 1 | [19 empty] | 1 | 1 |  | 0
SDGE | Artesian | 230 | OOS_Wind |  |  | 0 | 0 | 0 | 0 | 0 | 0 | 0 | 0 | 0 | 1 | 1 | 1 | 1 | [19 empty] | 1 | 1 |  | 0
PG&E FRESNO | Ashlan | 230 | OOS_Wind |  |  | 0 | 0 | 0 | 0 | 0 | 0 | 0 | 0 | 0 | 5 | 4 | 5 | 2 | [19 empty] | 1 | 1 |  | 0
PG&E NGBA | Atlantic | 115 | OOS_Wind |  |  | 0 | 0 | 0 | 0 | 0 | 0 | 0 | 0 | 0 | 5 | 5 | 1 | 1 | [19 empty] | 1 | 1 |  | 0
PG&E NGBA | Atlantic | 230 | OOS_Wind |  |  | 0 | 0 | 0 | 0 | 0 | 0 | 0 | 0 | 0 | 5 | 5 | 1 | 1 | [19 empty] | 1 | 1 |  | 0
PG&E FRESNO | Atwater | 115 | OOS_Wind |  |  | 0 | 0 | 0 | 0 | 0 | 0 | 0 | 0 | 0 | 5 | 5 | 5 | 2 | [19 empty] | 1 | 1 |  | 0
PG&E GBA | Avena | 115 | OOS_Wind |  |  | 0 | 0 | 0 | 0 | 0 | 0 | 0 | 0 | 0 | 5 | 5 | 1 | 1 | [19 empty] | 1 | 1 |  | 0
PG&E NGBA | Bahia | 230 | OOS_Wind |  |  | 0 | 0 | 0 | 0 | 0 | 0 | 0 | 0 | 0 | 5 | 4 | 1 | 1 | [19 empty] | 1 | 1 |  | 0
SCE Northern | Bailey | 230 | OOS_Wind |  |  | 0 | 0 | 0 | 0 | 0 | 0 | 0 | 0 | 0 | 5 | 2 | 4 | 2 | [19 empty] | 1 | 1 |  | 0
SCE NOL | Baker | 115 | OOS_Wind |  |  | 0 | 0 | 0 | 0 | 0 | 0 | 0 | 0 | 0 | 3 | 3 | 1 | 1 | [19 empty] | 1 | 1 |  | 0
PG&E KERN | Bakersfield | 230 | OOS_Wind |  |  | 0 | 0 | 0 | 0 | 0 | 0 | 0 | 0 | 0 | 5 | 2 | 5 | 4 | [19 empty] | 1 | 1 |  | 0
PG&E FRESNO | Balch | 230 | OOS_Wind |  |  | 0 | 0 | 0 | 0 | 0 | 0 | 0 | 0 | 0 | 5 | 5 | 5 | 2 | [19 empty] | 1 | 1 |  | 0
SCE Eastern | Bannister | 230 | OOS_Wind |  |  | 0 | 0 | 0 | 0 | 0 | 0 | 0 | 0 | 0 | 5 | 4 | 1 | 1 | [19 empty] | 1 | 1 |  | 0
SCE Metro | Barre | 230 | OOS_Wind |  |  | 0 | 0 | 0 | 0 | 0 | 0 | 0 | 0 | 0 | 1 | 1 | 1 | 1 | [19 empty] | 1 | 1 |  | 0
SDGE | Bay Boulevard | 230 | OOS_Wind |  |  | 0 | 0 | 0 | 0 | 0 | 0 | 0 | 0 | 0 | 1 | 1 | 1 | 1 | [19 empty] | 1 | 1 |  | 0
EOP | Beatty | 138 | OOS_Wind |  |  | 0 | 0 | 0 | 0 | 0 | 0 | 0 | 0 | 0 | 5 | 2 | 4 | 2 | [19 empty] | 1 | 1 |  | 0
EOP | Beatty | 230 | OOS_Wind |  |  | 0 | 0 | 0 | 0 | 0 | 0 | 0 | 0 | 0 | 5 | 2 | 4 | 2 | [19 empty] | 1 | 1 |  | 0
PG&E NGBA | Belden | 230 | OOS_Wind |  |  | 0 | 0 | 0 | 0 | 0 | 0 | 0 | 0 | 0 | 5 | 5 | 1 | 1 | [19 empty] | 1 | 1 |  | 0
PG&E NGBA | Bell | 115 | OOS_Wind |  |  | 0 | 0 | 0 | 0 | 0 | 0 | 0 | 0 | 0 | 5 | 5 | 1 | 1 | [19 empty] | 1 | 1 |  | 0
PG&E NGBA | Bellevue | 115 | OOS_Wind |  |  | 0 | 0 | 0 | 0 | 0 | 0 | 0 | 0 | 0 | 5 | 2 | 1 | 1 | [19 empty] | 1 | 1 |  | 0
PG&E GBA | Bellota | 115 | OOS_Wind |  |  | 0 | 0 | 0 | 0 | 0 | 0 | 0 | 0 | 0 | 5 | 5 | 1 | 1 | [19 empty] | 1 | 1 |  | 0
PG&E GBA | Bellota | 230 | OOS_Wind |  |  | 0 | 0 | 0 | 0 | 0 | 0 | 0 | 0 | 0 | 5 | 5 | 1 | 1 | [19 empty] | 1+ | 1 |  | 1
SCE Northern | Big Creek | 230 | OOS_Wind |  |  | 0 | 0 | 0 | 0 | 0 | 0 | 0 | 0 | 0 | 5 | 5 | 1 | 1 | [19 empty] | 1 | 1 |  | 0
PG&E GBA | Birds Landing | 230 | OOS_Wind |  |  | 0 | 0 | 0 | 0 | 0 | 0 | 0 | 0 | 0 | 5 | 4 | 1 | 1 | [19 empty] | 1 | 1 |  | 0
SCE Eastern | Blythe | 161 | OOS_Wind |  |  | 0 | 0 | 0 | 0 | 0 | 0 | 0 | 0 | 0 | 5 | 2 | 1 | 1 | [19 empty] | 1 | 1 |  | 0
PG&E NGBA | Bogue | 115 | OOS_Wind |  |  | 0 | 0 | 0 | 0 | 0 | 0 | 0 | 0 | 0 | 5 | 5 | 1 | 1 | [19 empty] | 1 | 1 |  | 0
PG&E FRESNO | Borden | 230 | OOS_Wind |  |  | 0 | 0 | 0 | 0 | 0 | 0 | 0 | 0 | 0 | 5 | 5 | 5 | 4 | [19 empty] | 1 | 1 |  | 0
SDGE | Boulevard East | 138 | OOS_Wind |  |  | 0 | 0 | 0 | 0 | 0 | 0 | 0 | 0 | 0 | 1 | 1 | 1 | 1 | [19 empty] | 1 | 1 |  | 0
PG&E GBA | Brentwood | 230 | OOS_Wind |  |  | 0 | 0 | 0 | 0 | 0 | 0 | 0 | 0 | 0 | 5 | 4 | 1 | 1 | [19 empty] | 1 | 1 |  | 0
PG&E NGBA | Bridgeville | 115 | OOS_Wind |  |  | 0 | 0 | 0 | 0 | 0 | 0 | 0 | 0 | 0 | 5 | 2 | 1 | 1 | [19 empty] | 1 | 1 |  | 0
PG&E NGBA | Brighton | 115 | OOS_Wind |  |  | 0 | 0 | 0 | 0 | 0 | 0 | 0 | 0 | 0 | 5 | 5 | 1 | 1 | [19 empty] | 1 | 1 |  | 0
PG&E NGBA | Brighton | 230 | OOS_Wind |  |  | 0 | 0 | 0 | 0 | 0 | 0 | 0 | 0 | 0 | 5 | 5 | 1 | 1 | [19 empty] | 1 | 1 |  | 0
PG&E NGBA | Brunswick | 115 | OOS_Wind |  |  | 0 | 0 | 0 | 0 | 0 | 0 | 0 | 0 | 0 | 5 | 5 | 1 | 1 | [19 empty] | 1 | 1 |  | 0
PG&E NGBA | Bucks Creek | 230 | OOS_Wind |  |  | 0 | 0 | 0 | 0 | 0 | 0 | 0 | 0 | 0 | 5 | 5 | 1 | 1 | [19 empty] | 1 | 1 |  | 0
PG&E KERN | Buena Vista | 230 | OOS_Wind |  |  | 0 | 0 | 0 | 0 | 0 | 0 | 0 | 0 | 0 | 5 | 2 | 5 | 4 | [19 empty] | 1 | 1 |  | 0
PG&E FRESNO | Bullard | 115 | OOS_Wind |  |  | 0 | 0 | 0 | 0 | 0 | 0 | 0 | 0 | 0 | 5 | 5 | 5 | 4 | [19 empty] | 1 | 1 |  | 0
PG&E GBA | Burlingame | 115 | OOS_Wind |  |  | 0 | 0 | 0 | 0 | 0 | 0 | 0 | 0 | 0 | 5 | 2 | 1 | 1 | [19 empty] | 1 | 1 |  | 0
PG&E NGBA | Burney Forest | 230 | OOS_Wind |  |  | 0 | 0 | 0 | 0 | 0 | 0 | 0 | 0 | 0 | 5 | 5 | 3 | 3 | [19 empty] | 1 | 1 |  | 0
PG&E NGBA | Butte | 115 | OOS_Wind |  |  | 0 | 0 | 0 | 0 | 0 | 0 | 0 | 0 | 0 | 5 | 2 | 1 | 1 | [19 empty] | 1 | 1 |  | 0
PG&E KERN | Cabrillo | 115 | OOS_Wind |  |  | 0 | 0 | 0 | 0 | 0 | 0 | 0 | 0 | 0 | 5 | 2 | 5 | 2 | [19 empty] | 1 | 1 |  | 0
PG&E FRESNO | Cal Flats | 230 | OOS_Wind |  |  | 0 | 0 | 0 | 0 | 0 | 0 | 0 | 0 | 0 | 5 | 2 | 5 | 4 | [19 empty] | 1 | 1 |  | 0
SCE NOL | Calcite | 230 | OOS_Wind |  |  | 0 | 0 | 0 | 0 | 0 | 0 | 0 | 0 | 0 | 1 | 1 | 1 | 1 | [19 empty] | 1+ | 1 |  | 1
PG&E KERN | Caliente | 230 | OOS_Wind |  |  | 0 | 0 | 0 | 0 | 0 | 0 | 0 | 0 | 0 | 5 | 2 | 5 | 4 | [19 empty] | 1 | 1 |  | 0
PG&E FRESNO | California Ave | 115 | OOS_Wind |  |  | 0 | 0 | 0 | 0 | 0 | 0 | 0 | 0 | 0 | 5 | 2 | 5 | 2 | [19 empty] | 1 | 1 |  | 0
PG&E KERN | Callender | 115 | OOS_Wind |  |  | 0 | 0 | 0 | 0 | 0 | 0 | 0 | 0 | 0 | 5 | 2 | 5 | 4 | [19 empty] | 1 | 1 |  | 0
PG&E NGBA | Calpella | 115 | OOS_Wind |  |  | 0 | 0 | 0 | 0 | 0 | 0 | 0 | 0 | 0 | 5 | 2 | 1 | 1 | [19 empty] | 1 | 1 |  | 0
PG&E GBA | Camanche | 230 | OOS_Wind |  |  | 0 | 0 | 0 | 0 | 0 | 0 | 0 | 0 | 0 | 5 | 5 | 1 | 1 | [19 empty] | 1 | 1 |  | 0
PG&E FRESNO | Cantua | 115 | OOS_Wind |  |  | 0 | 0 | 0 | 0 | 0 | 0 | 0 | 0 | 0 | 5 | 2 | 5 | 2 | [19 empty] | 1 | 1 |  | 0
SDGE | Capistrano | 138 | OOS_Wind |  |  | 0 | 0 | 0 | 0 | 0 | 0 | 0 | 0 | 0 | 1 | 1 | 1 | 1 | [19 empty] | 1 | 1 |  | 0
SDGE | Capistrano | 230 | OOS_Wind |  |  | 0 | 0 | 0 | 0 | 0 | 0 | 0 | 0 | 0 | 1 | 1 | 1 | 1 | [19 empty] | 1 | 1 |  | 0
PG&E NGBA | Carberry | 230 | OOS_Wind |  |  | 0 | 0 | 0 | 0 | 0 | 0 | 0 | 0 | 0 | 5 | 5 | 3 | 3 | [19 empty] | 1 | 1 |  | 0
PG&E NGBA | Caribou | 115 | OOS_Wind |  |  | 0 | 0 | 0 | 0 | 0 | 0 | 0 | 0 | 0 | 5 | 4 | 1 | 1 | [19 empty] | 1 | 1 |  | 0
PG&E NGBA | Caribou | 230 | OOS_Wind |  |  | 0 | 0 | 0 | 0 | 0 | 0 | 0 | 0 | 0 | 5 | 4 | 1 | 1 | [19 empty] | 1 | 1 |  | 0
EOP | Carpenter Canyon (fka Gamebird) | 138 | OOS_Wind |  |  | 0 | 0 | 0 | 0 | 0 | 0 | 0 | 0 | 0 | 5 | 2 | 4 | 2 | [19 empty] | 1 | 1 |  | 0
EOP | Carpenter Canyon (fka Gamebird) | 230 | OOS_Wind |  |  | 0 | 0 | 0 | 0 | 0 | 0 | 0 | 0 | 0 | 5 | 2 | 4 | 2 | [19 empty] | 1 | 1 |  | 0
PG&E NGBA | Carquinez | 115 | OOS_Wind |  |  | 0 | 0 | 0 | 0 | 0 | 0 | 0 | 0 | 0 | 5 | 2 | 1 | 1 | [19 empty] | 1 | 1 |  | 0
SDGE | Carrizo Gorge | 138 | OOS_Wind |  |  | 0 | 0 | 0 | 0 | 0 | 0 | 0 | 0 | 0 | 1 | 1 | 1 | 1 | [19 empty] | 1 | 1 |  | 0
PG&E KERN | Carrizo Plains | 115 | OOS_Wind |  |  | 0 | 0 | 0 | 0 | 0 | 0 | 0 | 0 | 0 | 5 | 2 | 5 | 4 | [19 empty] | 1 | 1 |  | 0
PG&E KERN | Casaloma | 230 | OOS_Wind |  |  | 0 | 0 | 0 | 0 | 0 | 0 | 0 | 0 | 0 | 5 | 2 | 5 | 2 | [19 empty] | 1 | 1 |  | 0
PG&E GBA | Castro Valley | 230 | OOS_Wind |  |  | 0 | 0 | 0 | 0 | 0 | 0 | 0 | 0 | 0 | 5 | 4 | 1 | 1 | [19 empty] | 1 | 1 |  | 0
PG&E GBA | Cayetano | 230 | OOS_Wind |  |  | 0 | 0 | 0 | 0 | 0 | 0 | 0 | 0 | 0 | 5 | 4 | 1 | 1 | [19 empty] | 1 | 1 |  | 0
SCE Metro | Center | 230 | OOS_Wind |  |  | 0 | 0 | 0 | 0 | 0 | 0 | 0 | 0 | 0 | 1 | 1 | 1 | 1 | [19 empty] | 1 | 1 |  | 0
PG&E KERN | Charca | 115 | OOS_Wind |  |  | 0 | 0 | 0 | 0 | 0 | 0 | 0 | 0 | 0 | 5 | 2 | 5 | 2 | [19 empty] | 1 | 1 |  | 0
EOP | Charleston | 138 | OOS_Wind |  |  | 0 | 0 | 0 | 0 | 0 | 0 | 0 | 0 | 0 | 5 | 2 | 4 | 2 | [19 empty] | 1 | 1 |  | 0
SCE Metro | Chevmain | 230 | OOS_Wind |  |  | 0 | 0 | 0 | 0 | 0 | 0 | 0 | 0 | 0 | 1 | 1 | 1 | 1 | [19 empty] | 1 | 1 |  | 0
SDGE | Chicarita | 138 | OOS_Wind |  |  | 0 | 0 | 0 | 0 | 0 | 0 | 0 | 0 | 0 | 1 | 1 | 1 | 1 | [19 empty] | 1 | 1 |  | 0
SCE Metro | Chino | 230 | OOS_Wind |  |  | 0 | 0 | 0 | 0 | 0 | 0 | 0 | 0 | 0 | 1 | 1 | 1 | 1 | [19 empty] | 1+ | 1 |  | 1
PG&E FRESNO | Chowchilla | 115 | OOS_Wind |  |  | 0 | 0 | 0 | 0 | 0 | 0 | 0 | 0 | 0 | 5 | 5 | 5 | 2 | [19 empty] | 1 | 1 |  | 0
PG&E GBA | Christie | 115 | OOS_Wind |  |  | 0 | 0 | 0 | 0 | 0 | 0 | 0 | 0 | 0 | 5 | 2 | 1 | 1 | [19 empty] | 1 | 1 |  | 0
SCE Eastern | Cielo Azul | 500 | OOS_Wind |  |  | 0 | 0 | 0 | 0 | 0 | 0 | 0 | 0 | 0 | 5 | 4 | 4 | 4 | [19 empty] | 1+ | 1 |  | 1
PG&E GBA | Clayton | 115 | OOS_Wind |  |  | 0 | 0 | 0 | 0 | 0 | 0 | 0 | 0 | 0 | 5 | 2 | 1 | 1 | [19 empty] | 1 | 1 |  | 0
PG&E NGBA | Cloverdale | 115 | OOS_Wind |  |  | 0 | 0 | 0 | 0 | 0 | 0 | 0 | 0 | 0 | 5 | 2 | 1 | 1 | [19 empty] | 1 | 1 |  | 0
PG&E FRESNO | Clovis | 115 | OOS_Wind |  |  | 0 | 0 | 0 | 0 | 0 | 0 | 0 | 0 | 0 | 5 | 2 | 5 | 2 | [19 empty] | 1 | 1 |  | 0
PG&E GBA | Coburn | 230 | OOS_Wind |  |  | 0 | 0 | 0 | 0 | 0 | 0 | 0 | 0 | 0 | 5 | 4 | 5 | 2 | [19 empty] | 1 | 1 |  | 0
PG&E NGBA | Colgate | 230 | OOS_Wind |  |  | 0 | 0 | 0 | 0 | 0 | 0 | 0 | 0 | 0 | 5 | 5 | 1 | 1 | [19 empty] | 1 | 1 |  | 0
PG&E GBA | Collierville | 230 | OOS_Wind |  |  | 0 | 0 | 0 | 0 | 0 | 0 | 0 | 0 | 0 | 5 | 5 | 1 | 1 | [19 empty] | 1 | 1 |  | 0
PG&E GBA | Collinsville | 230 | OOS_Wind |  |  | 0 | 0 | 0 | 0 | 0 | 0 | 0 | 0 | 0 | 5 | 2 | 1 | 1 | [19 empty] | 1 | 1 |  | 0
PG&E GBA | Collinsville | 500 | OOS_Wind |  |  | 0 | 0 | 0 | 0 | 0 | 0 | 0 | 0 | 0 | 5 | 2 | 1 | 1 | [19 empty] | 1 | 1 |  | 0
SCE Eastern | Colorado River | 230 | OOS_Wind |  |  | 0 | 0 | 0 | 0 | 0 | 0 | 0 | 0 | 0 | 4 | 4 | 4 | 4 | [19 empty] | 1 | 1 |  | 0
SCE Eastern | Colorado River | 500 | OOS_Wind |  |  | 0 | 0 | 0 | 0 | 0 | 0 | 0 | 0 | 0 | 4 | 4 | 4 | 4 | [19 empty] | 1 | 1 |  | 0
PG&E KERN | Columbus | 115 | OOS_Wind |  |  | 0 | 0 | 0 | 0 | 0 | 0 | 0 | 0 | 0 | 5 | 2 | 5 | 4 | [19 empty] | 1 | 1 |  | 0
PG&E GBA | Contra Costa | 115 | OOS_Wind |  |  | 0 | 0 | 0 | 0 | 0 | 0 | 0 | 0 | 0 | 5 | 4 | 1 | 1 | [19 empty] | 1 | 1 |  | 0
PG&E GBA | Contra Costa | 230 | OOS_Wind |  |  | 0 | 0 | 0 | 0 | 0 | 0 | 0 | 0 | 0 | 5 | 4 | 1 | 1 | [19 empty] | 1 | 1 |  | 0
PG&E GBA | Contra Costa PP | 230 | OOS_Wind |  |  | 0 | 0 | 0 | 0 | 0 | 0 | 0 | 0 | 0 | 5 | 4 | 1 | 1 | [19 empty] | 1 | 1 |  | 0
SCE NOL | Control | 115 | OOS_Wind |  |  | 0 | 0 | 0 | 0 | 0 | 0 | 0 | 0 | 0 | 5 | 3 | 1 | 1 | [19 empty] | 1 | 1 |  | 0
PG&E GBA | Cooley Landing | 115 | OOS_Wind |  |  | 0 | 0 | 0 | 0 | 0 | 0 | 0 | 0 | 0 | 5 | 2 | 1 | 1 | [19 empty] | 1 | 1 |  | 0
SCE NOL | Coolwater | 230 | OOS_Wind |  |  | 0 | 0 | 0 | 0 | 0 | 0 | 0 | 0 | 0 | 3 | 3 | 1 | 1 | [19 empty] | 1 | 1 |  | 0
SCE NOL | Coolwater | 115 | OOS_Wind |  |  | 0 | 0 | 0 | 0 | 0 | 0 | 0 | 0 | 0 | 3 | 3 | 1 | 1 | [19 empty] | 1 | 1 |  | 0
PG&E FRESNO | Corcoran | 115 | OOS_Wind |  |  | 0 | 0 | 0 | 0 | 0 | 0 | 0 | 0 | 0 | 5 | 5 | 5 | 4 | [19 empty] | 1 | 1 |  | 0
PG&E NGBA | Corona | 115 | OOS_Wind |  |  | 0 | 0 | 0 | 0 | 0 | 0 | 0 | 0 | 0 | 5 | 2 | 1 | 1 | [19 empty] | 1 | 1 |  | 0
PG&E NGBA | Cortina | 230 | OOS_Wind |  |  | 0 | 0 | 0 | 0 | 0 | 0 | 0 | 0 | 0 | 5 | 2 | 1 | 1 | [19 empty] | 1 | 1 |  | 0
PG&E NGBA | Cortina | 115 | OOS_Wind |  |  | 0 | 0 | 0 | 0 | 0 | 0 | 0 | 0 | 0 | 5 | 2 | 1 | 1 | [19 empty] | 1 | 1 |  | 0
PG&E GBA | Cottle | 230 | OOS_Wind |  |  | 0 | 0 | 0 | 0 | 0 | 0 | 0 | 0 | 0 | 5 | 5 | 5 | 2 | [19 empty] | 1 | 1 |  | 0
PG&E NGBA | Cottonwood | 115 | OOS_Wind |  |  | 0 | 0 | 0 | 0 | 0 | 0 | 0 | 0 | 0 | 5 | 2 | 1 | 1 | [19 empty] | 1 | 1 |  | 0
PG&E NGBA | Cottonwood | 230 | OOS_Wind |  |  | 0 | 0 | 0 | 0 | 0 | 0 | 0 | 0 | 0 | 5 | 2 | 1 | 1 | [19 empty] | 1 | 1 |  | 0
PG&E NGBA | Cove Road | 230 | OOS_Wind |  |  | 0 | 0 | 0 | 0 | 0 | 0 | 0 | 0 | 0 | 5 | 2 | 1 | 1 | [19 empty] | 1 | 1 |  | 0
PG&E GBA | Coyote | 230 | OOS_Wind |  |  | 0 | 0 | 0 | 0 | 0 | 0 | 0 | 0 | 0 | 5 | 4 | 1 | 1 | [19 empty] | 1 | 1 |  | 0
PG&E GBA | Crazy Horse Canyon | 115 | OOS_Wind |  |  | 0 | 0 | 0 | 0 | 0 | 0 | 0 | 0 | 0 | 1 | 1 | 1 | 1 | [19 empty] | 1 | 1 |  | 0
PG&E FRESNO | Cressey | 115 | OOS_Wind |  |  | 0 | 0 | 0 | 0 | 0 | 0 | 0 | 0 | 0 | 5 | 5 | 5 | 2 | [19 empty] | 1 | 1 |  | 0
PG&E NGBA | Cresta | 230 | OOS_Wind |  |  | 0 | 0 | 0 | 0 | 0 | 0 | 0 | 0 | 0 | 5 | 5 | 1 | 1 | [19 empty] | 1 | 1 |  | 0
PG&E GBA | Curtis | 115 | OOS_Wind |  |  | 0 | 0 | 0 | 0 | 0 | 0 | 0 | 0 | 0 | 5 | 5 | 1 | 1 | [19 empty] | 1 | 1 |  | 0
PG&E FRESNO | Dairyland | 115 | OOS_Wind |  |  | 0 | 0 | 0 | 0 | 0 | 0 | 0 | 0 | 0 | 5 | 5 | 5 | 2 | [19 empty] | 1 | 1 |  | 0
PG&E NGBA | Davis | 115 | OOS_Wind |  |  | 0 | 0 | 0 | 0 | 0 | 0 | 0 | 0 | 0 | 5 | 2 | 1 | 1 | [19 empty] | 1 | 1 |  | 0
SCE Metro | Del Amo | 500 | OOS_Wind |  |  | 0 | 0 | 0 | 0 | 0 | 0 | 0 | 0 | 0 | 1 | 1 | 1 | 1 | [19 empty] | 1 | 1 |  | 0
SCE Metro | Del Amo | 230 | OOS_Wind |  |  | 0 | 0 | 0 | 0 | 0 | 0 | 0 | 0 | 0 | 1 | 1 | 1 | 1 | [19 empty] | 1 | 1 |  | 0
SCE Eastern | Delaney | 500 | OOS_Wind |  |  | 0 | 0 | 0 | 0 | 0 | 0 | 0 | 0 | 0 | 5 | 4 | 4 | 4 | [19 empty] | 1 | 1 |  | 0
PG&E NGBA | Delevan | 230 | OOS_Wind |  |  | 0 | 0 | 0 | 0 | 0 | 0 | 0 | 0 | 0 | 5 | 2 | 1 | 1 | [19 empty] | 1+ | 1 |  | 1
PG&E GBA | Delta PP | 230 | OOS_Wind |  |  | 0 | 0 | 0 | 0 | 0 | 0 | 0 | 0 | 0 | 5 | 2 | 1 | 1 | [19 empty] | 1 | 1 |  | 0
EOP | Desert View | 230 | OOS_Wind |  |  | 0 | 0 | 0 | 0 | 0 | 0 | 0 | 0 | 0 | 5 | 2 | 4 | 2 | [19 empty] | 1 | 1 |  | 0
SCE Eastern | Devers | 230 | OOS_Wind |  |  | 0 | 0 | 0 | 0 | 0 | 0 | 0 | 0 | 0 | 4 | 4 | 1 | 1 | [19 empty] | 1 | 1 |  | 0
SCE Eastern | Devers | 500 | OOS_Wind |  |  | 0 | 0 | 0 | 0 | 0 | 0 | 0 | 0 | 0 | 4 | 4 | 1 | 1 | [19 empty] | 1+ | 1 |  | 1
PG&E KERN | Diablo Canyon | 230 | OOS_Wind |  |  | 0 | 0 | 0 | 0 | 0 | 0 | 0 | 0 | 0 | 5 | 2 | 5 | 2 | [19 empty] | 1 | 1 |  | 0
PG&E KERN | Diablo Canyon | 500 | OOS_Wind |  |  | 0 | 0 | 0 | 0 | 0 | 0 | 0 | 0 | 0 | 5 | 2 | 4 | 4 | [19 empty] | 1 | 1 |  | 0
PG&E KERN | Divide | 115 | OOS_Wind |  |  | 0 | 0 | 0 | 0 | 0 | 0 | 0 | 0 | 0 | 5 | 2 | 5 | 2 | [19 empty] | 1 | 1 |  | 0
PG&E GBA | Dixon Landing | 115 | OOS_Wind |  |  | 0 | 0 | 0 | 0 | 0 | 0 | 0 | 0 | 0 | 5 | 4 | 1 | 1 | [19 empty] | 1 | 1 |  | 0
PG&E FRESNO | Dos Amigos | 230 | OOS_Wind |  |  | 0 | 0 | 0 | 0 | 0 | 0 | 0 | 0 | 0 | 5 | 2 | 5 | 2 | [19 empty] | 1 | 1 |  | 0
PG&E NGBA | Drum | 115 | OOS_Wind |  |  | 0 | 0 | 0 | 0 | 0 | 0 | 0 | 0 | 0 | 5 | 5 | 1 | 1 | [19 empty] | 1 | 1 |  | 0
PG&E GBA | Dumbarton | 115 | OOS_Wind |  |  | 0 | 0 | 0 | 0 | 0 | 0 | 0 | 0 | 0 | 5 | 2 | 1 | 1 | [19 empty] | 1 | 1 |  | 0
SCE NOL | Dunn Siding | 115 | OOS_Wind |  |  | 0 | 0 | 0 | 0 | 0 | 0 | 0 | 0 | 0 | 3 | 3 | 1 | 1 | [19 empty] | 1 | 1 |  | 0
SCE Eastern | Eagle Mountain | 230 | OOS_Wind |  |  | 0 | 0 | 0 | 0 | 0 | 0 | 0 | 0 | 0 | 5 | 4 | 1 | 1 | [19 empty] | 1 | 1 |  | 0
PG&E NGBA | Eagle Rock (PGE) | 115 | OOS_Wind |  |  | 0 | 0 | 0 | 0 | 0 | 0 | 0 | 0 | 0 | 5 | 2 | 1 | 1 | [19 empty] | 1 | 1 |  | 0
SCE Metro | Eagle Rock (SCE) | 230 | OOS_Wind |  |  | 0 | 0 | 0 | 0 | 0 | 0 | 0 | 0 | 0 | 1 | 1 | 1 | 1 | [19 empty] | 1 | 1 |  | 0
PG&E NGBA | East Marysville | 115 | OOS_Wind |  |  | 0 | 0 | 0 | 0 | 0 | 0 | 0 | 0 | 0 | 5 | 5 | 1 | 1 | [19 empty] | 1 | 1 |  | 0
PG&E NGBA | East Nicolaus | 115 | OOS_Wind |  |  | 0 | 0 | 0 | 0 | 0 | 0 | 0 | 0 | 0 | 5 | 5 | 1 | 1 | [19 empty] | 1 | 1 |  | 0
PG&E GBA | Eastshore | 115 | OOS_Wind |  |  | 0 | 0 | 0 | 0 | 0 | 0 | 0 | 0 | 0 | 5 | 2 | 1 | 1 | [19 empty] | 1 | 1 |  | 0
PG&E GBA | Eastshore | 230 | OOS_Wind |  |  | 0 | 0 | 0 | 0 | 0 | 0 | 0 | 0 | 0 | 5 | 2 | 1 | 1 | [19 empty] | 1 | 1 |  | 0
SDGE | ECO | 138 | OOS_Wind |  |  | 0 | 0 | 0 | 0 | 0 | 0 | 0 | 0 | 0 | 1 | 1 | 1 | 1 | [19 empty] | 1 | 1 |  | 0
SDGE | ECO | 230 | OOS_Wind |  |  | 0 | 0 | 0 | 0 | 0 | 0 | 0 | 0 | 0 | 1 | 1 | 1 | 1 | [19 empty] | 1 | 1 |  | 0
SDGE | ECO | 500 | OOS_Wind |  |  | 0 | 0 | 0 | 0 | 0 | 0 | 0 | 0 | 0 | 1 | 1 | 1 | 1 | [19 empty] | 1 | 1 |  | 0
PG&E GBA | Edenvale | 115 | OOS_Wind |  |  | 0 | 0 | 0 | 0 | 0 | 0 | 0 | 0 | 0 | 5 | 4 | 1 | 1 | [19 empty] | 1 | 1 |  | 0
PG&E GBA | Edes | 115 | OOS_Wind |  |  | 0 | 0 | 0 | 0 | 0 | 0 | 0 | 0 | 0 | 5 | 2 | 1 | 1 | [19 empty] | 1 | 1 |  | 0
PG&E GBA | Eight Mile | 230 | OOS_Wind |  |  | 0 | 0 | 0 | 0 | 0 | 0 | 0 | 0 | 0 | 5 | 5 | 1 | 1 | [19 empty] | 1 | 1 |  | 0
SCE Eastern | El Casco | 230 | OOS_Wind |  |  | 0 | 0 | 0 | 0 | 0 | 0 | 0 | 0 | 0 | 4 | 4 | 1 | 1 | [19 empty] | 1 | 1 |  | 0
PG&E GBA | El Cerrito G | 115 | OOS_Wind |  |  | 0 | 0 | 0 | 0 | 0 | 0 | 0 | 0 | 0 | 5 | 2 | 1 | 1 | [19 empty] | 1 | 1 |  | 0
PG&E NGBA | El Dorado PH | 115 | OOS_Wind |  |  | 0 | 0 | 0 | 0 | 0 | 0 | 0 | 0 | 0 | 5 | 5 | 1 | 1 | [19 empty] | 1 | 1 |  | 0
PG&E FRESNO | El Nido (PGE) | 115 | OOS_Wind |  |  | 0 | 0 | 0 | 0 | 0 | 0 | 0 | 0 | 0 | 5 | 5 | 5 | 2 | [19 empty] | 1 | 1 |  | 0
SCE Metro | El Nido (SCE) | 230 | OOS_Wind |  |  | 0 | 0 | 0 | 0 | 0 | 0 | 0 | 0 | 0 | 1 | 1 | 1 | 1 | [19 empty] | 1 | 1 |  | 0
PG&E GBA | El Patio | 115 | OOS_Wind |  |  | 0 | 0 | 0 | 0 | 0 | 0 | 0 | 0 | 0 | 5 | 4 | 1 | 1 | [19 empty] | 1 | 1 |  | 0
SCE Metro | El Segundo | 230 | OOS_Wind |  |  | 0 | 0 | 0 | 0 | 0 | 0 | 0 | 0 | 0 | 1 | 1 | 1 | 1 | [19 empty] | 1 | 1 |  | 0
EOP | Eldorado | 230 | OOS_Wind | YES | SW_ExtTx_Wind | 0 | 0 | 0 | 0 | 0 | 0 | 0 | 0 | 0 | 5 | 2 | 4 | 2 | 4 | [18 empty] | 1 | 1 |  | 0
EOP | Eldorado | 500 | OOS_Wind | YES | Wyoming Wind | 3000 | 0 | 3000 | 0 | 0 | 0 | 3000 | 0 | 3000 | 5 | 2 | 4 | 2 | 5 | [18 empty] | 5- | 1 |  | 1
PG&E KERN | Elk Hills | 230 | OOS_Wind |  |  | 0 | 0 | 0 | 0 | 0 | 0 | 0 | 0 | 0 | 5 | 2 | 5 | 4 | [19 empty] | 1 | 1 |  | 0
SCE Metro | Ellis | 230 | OOS_Wind |  |  | 0 | 0 | 0 | 0 | 0 | 0 | 0 | 0 | 0 | 1 | 1 | 1 | 1 | [19 empty] | 1 | 1 |  | 0
SDGE | Encina | 138 | OOS_Wind |  |  | 0 | 0 | 0 | 0 | 0 | 0 | 0 | 0 | 0 | 1 | 1 | 1 | 1 | [19 empty] | 1 | 1 |  | 0
SDGE | Encina | 230 | OOS_Wind |  |  | 0 | 0 | 0 | 0 | 0 | 0 | 0 | 0 | 0 | 1 | 1 | 1 | 1 | [19 empty] | 1 | 1 |  | 0
SDGE | Escondido | 230 | OOS_Wind |  |  | 0 | 0 | 0 | 0 | 0 | 0 | 0 | 0 | 0 | 1 | 1 | 1 | 1 | [19 empty] | 1 | 1 |  | 0
PG&E KERN | Estrella | 230 | OOS_Wind |  |  | 0 | 0 | 0 | 0 | 0 | 0 | 0 | 0 | 0 | 5 | 2 | 5 | 2 | [19 empty] | 1 | 1 |  | 0
SCE Eastern | Etiwanda | 230 | OOS_Wind |  |  | 0 | 0 | 0 | 0 | 0 | 0 | 0 | 0 | 0 | 1 | 1 | 1 | 1 | [19 empty] | 1+ | 1 |  | 1
PG&E GBA | Evergreen | 115 | OOS_Wind |  |  | 0 | 0 | 0 | 0 | 0 | 0 | 0 | 0 | 0 | 5 | 4 | 1 | 1 | [19 empty] | 1 | 1 |  | 0
PG&E FRESNO | Excelsior | 115 | OOS_Wind |  |  | 0 | 0 | 0 | 0 | 0 | 0 | 0 | 0 | 0 | 5 | 5 | 5 | 2 | [19 empty] | 1 | 1 |  | 0
PG&E FRESNO | Exchequer | 115 | OOS_Wind |  |  | 0 | 0 | 0 | 0 | 0 | 0 | 0 | 0 | 0 | 5 | 5 | 5 | 2 | [19 empty] | 1 | 1 |  | 0
PG&E KERN | Fairway | 115 | OOS_Wind |  |  | 0 | 0 | 0 | 0 | 0 | 0 | 0 | 0 | 0 | 5 | 2 | 5 | 2 | [19 empty] | 1 | 1 |  | 0
PG&E KERN | Famoso | 115 | OOS_Wind |  |  | 0 | 0 | 0 | 0 | 0 | 0 | 0 | 0 | 0 | 5 | 2 | 5 | 2 | [19 empty] | 1 | 1 |  | 0
PG&E NGBA | Fern Road | 500 | OOS_Wind |  |  | 0 | 0 | 0 | 0 | 0 | 0 | 0 | 0 | 0 | 5 | 2 | 1 | 1 | [19 empty] | 1 | 1 |  | 0
PG&E GBA | Fibreboard (SPI Sonora) | 115 | OOS_Wind |  |  | 0 | 0 | 0 | 0 | 0 | 0 | 0 | 0 | 0 | 5 | 5 | 1 | 1 | [19 empty] | 1 | 1 |  | 0
PG&E FRESNO | Figarden | 230 | OOS_Wind |  |  | 0 | 0 | 0 | 0 | 0 | 0 | 0 | 0 | 0 | 5 | 4 | 5 | 2 | [19 empty] | 1 | 1 |  | 0
PG&E FRESNO | Fink | 230 | OOS_Wind |  |  | 0 | 0 | 0 | 0 | 0 | 0 | 0 | 0 | 0 | 1 | 1 | 1 | 1 | [19 empty] | 1 | 1 |  | 0
PG&E GBA | FMC | 115 | OOS_Wind |  |  | 0 | 0 | 0 | 0 | 0 | 0 | 0 | 0 | 0 | 5 | 4 | 1 | 1 | [19 empty] | 1 | 1 |  | 0
PG&E GBA | Fremont | 115 | OOS_Wind |  |  | 0 | 0 | 0 | 0 | 0 | 0 | 0 | 0 | 0 | 1 | 1 | 1 | 1 | [19 empty] | 1 | 1 |  | 0
PG&E GBA | Frogtown | 115 | OOS_Wind |  |  | 0 | 0 | 0 | 0 | 0 | 0 | 0 | 0 | 0 | 5 | 5 | 1 | 1 | [19 empty] | 1 | 1 |  | 0
PG&E NGBA | Fulton | 115 | OOS_Wind |  |  | 0 | 0 | 0 | 0 | 0 | 0 | 0 | 0 | 0 | 5 | 4 | 1 | 1 | [19 empty] | 1 | 1 |  | 0
PG&E NGBA | Fulton | 230 | OOS_Wind |  |  | 0 | 0 | 0 | 0 | 0 | 0 | 0 | 0 | 0 | 5 | 4 | 1 | 1 | [19 empty] | 1 | 1 |  | 0
PG&E KERN | Ganso | 115 | OOS_Wind |  |  | 0 | 0 | 0 | 0 | 0 | 0 | 0 | 0 | 0 | 5 | 2 | 5 | 2 | [19 empty] | 1 | 1 |  | 0
PG&E FRESNO | Gates | 230 | OOS_Wind |  |  | 0 | 0 | 0 | 0 | 0 | 0 | 0 | 0 | 0 | 5 | 2 | 5 | 4 | [19 empty] | 1 | 1 |  | 0
PG&E FRESNO | Gates | 500 | OOS_Wind |  |  | 0 | 0 | 0 | 0 | 0 | 0 | 0 | 0 | 0 | 5 | 2 | 5 | 4 | [19 empty] | 1 | 1 |  | 0
PG&E NGBA | Geysers 12 | 230 | OOS_Wind |  |  | 0 | 0 | 0 | 0 | 0 | 0 | 0 | 0 | 0 | 5 | 4 | 1 | 1 | [19 empty] | 1 | 1 |  | 0
PG&E NGBA | Geysers 17 | 230 | OOS_Wind |  |  | 0 | 0 | 0 | 0 | 0 | 0 | 0 | 0 | 0 | 5 | 4 | 1 | 1 | [19 empty] | 1 | 1 |  | 0
PG&E NGBA | Geysers 3 | 115 | OOS_Wind |  |  | 0 | 0 | 0 | 0 | 0 | 0 | 0 | 0 | 0 | 5 | 2 | 1 | 1 | [19 empty] | 1 | 1 |  | 0
PG&E NGBA | Glenn | 230 | OOS_Wind |  |  | 0 | 0 | 0 | 0 | 0 | 0 | 0 | 0 | 0 | 5 | 2 | 1 | 1 | [19 empty] | 1+ | 1 |  | 1
PG&E NGBA | Gold Hill | 115 | OOS_Wind |  |  | 0 | 0 | 0 | 0 | 0 | 0 | 0 | 0 | 0 | 5 | 5 | 1 | 1 | [19 empty] | 1 | 1 |  | 0
PG&E NGBA | Gold Hill | 230 | OOS_Wind |  |  | 0 | 0 | 0 | 0 | 0 | 0 | 0 | 0 | 0 | 5 | 5 | 1 | 1 | [19 empty] | 1 | 1 |  | 0
SCE Northern | Goleta | 230 | OOS_Wind |  |  | 0 | 0 | 0 | 0 | 0 | 0 | 0 | 0 | 0 | 5 | 2 | 4 | 2 | [19 empty] | 1 | 1 |  | 0
SCE Metro | Goodrich | 230 | OOS_Wind |  |  | 0 | 0 | 0 | 0 | 0 | 0 | 0 | 0 | 0 | 1 | 1 | 1 | 1 | [19 empty] | 1 | 1 |  | 0
PG&E KERN | Goose Lake | 115 | OOS_Wind |  |  | 0 | 0 | 0 | 0 | 0 | 0 | 0 | 0 | 0 | 5 | 2 | 5 | 2 | [19 empty] | 1 | 1 |  | 0
SCE Metro | Gould | 230 | OOS_Wind |  |  | 0 | 0 | 0 | 0 | 0 | 0 | 0 | 0 | 0 | 1 | 1 | 1 | 1 | [19 empty] | 1 | 1 |  | 0
PG&E NGBA | Grand Island | 115 | OOS_Wind |  |  | 0 | 0 | 0 | 0 | 0 | 0 | 0 | 0 | 0 | 5 | 5 | 1 | 1 | [19 empty] | 1 | 1 |  | 0
PG&E GBA | Grant | 115 | OOS_Wind |  |  | 0 | 0 | 0 | 0 | 0 | 0 | 0 | 0 | 0 | 5 | 2 | 1 | 1 | [19 empty] | 1 | 1 |  | 0
PG&E GBA | Green Valley | 115 | OOS_Wind |  |  | 0 | 0 | 0 | 0 | 0 | 0 | 0 | 0 | 0 | 5 | 4 | 1 | 1 | [19 empty] | 1 | 1 |  | 0
PG&E NGBA | Greenleaf 1 | 115 | OOS_Wind |  |  | 0 | 0 | 0 | 0 | 0 | 0 | 0 | 0 | 0 | 5 | 5 | 1 | 1 | [19 empty] | 1 | 1 |  | 0
PG&E FRESNO | Gregg | 230 | OOS_Wind |  |  | 0 | 0 | 0 | 0 | 0 | 0 | 0 | 0 | 0 | 5 | 5 | 5 | 2 | [19 empty] | 1 | 1 |  | 0
PG&E FRESNO | Grimmway-Malaga | 115 | OOS_Wind |  |  | 0 | 0 | 0 | 0 | 0 | 0 | 0 | 0 | 0 | 5 | 5 | 5 | 2 | [19 empty] | 1 | 1 |  | 0
PG&E NGBA | Grizzly | 230 | OOS_Wind |  |  | 0 | 0 | 0 | 0 | 0 | 0 | 0 | 0 | 0 | 5 | 5 | 1 | 1 | [19 empty] | 1 | 1 |  | 0
PG&E FRESNO | GWF Hanford | 115 | OOS_Wind |  |  | 0 | 0 | 0 | 0 | 0 | 0 | 0 | 0 | 0 | 5 | 5 | 5 | 2 | [19 empty] | 1 | 1 |  | 0
PG&E FRESNO | Haas | 230 | OOS_Wind |  |  | 0 | 0 | 0 | 0 | 0 | 0 | 0 | 0 | 0 | 5 | 5 | 5 | 2 | [19 empty] | 1 | 1 |  | 0
PG&E FRESNO | Hammonds | 115 | OOS_Wind |  |  | 0 | 0 | 0 | 0 | 0 | 0 | 0 | 0 | 0 | 5 | 2 | 5 | 2 | [19 empty] | 1 | 1 |  | 0
SCE Metro | HarborGen | 230 | OOS_Wind |  |  | 0 | 0 | 0 | 0 | 0 | 0 | 0 | 0 | 0 | 1 | 1 | 1 | 1 | [19 empty] | 1 | 1 |  | 0
EOP | Harry Allen | 500 | OOS_Wind | YES | Idaho Windo | 1100 | 0 | 1100 | 0 | 0 | 0 | 1100 | 0 | 1100 | 5 | 2 | 4 | 2 | [19 empty] | 5- | 1 |  | 1
SCE NOL | Harvard | 115 | OOS_Wind |  |  | 0 | 0 | 0 | 0 | 0 | 0 | 0 | 0 | 0 | 3 | 3 | 1 | 1 | [19 empty] | 1 | 1 |  | 0
SDGE | Hassayampa | 500 | OOS_Wind |  |  | 0 | 0 | 0 | 0 | 0 | 0 | 0 | 0 | 0 | 5 | 4 | 4 | 4 | [19 empty] | 1+ | 1 |  | 1
PG&E FRESNO | Helm | 230 | OOS_Wind |  |  | 0 | 0 | 0 | 0 | 0 | 0 | 0 | 0 | 0 | 5 | 5 | 5 | 2 | [19 empty] | 1 | 1 |  | 0
PG&E FRESNO | Henrietta | 115 | OOS_Wind |  |  | 0 | 0 | 0 | 0 | 0 | 0 | 0 | 0 | 0 | 5 | 2 | 5 | 2 | [19 empty] | 1 | 1 |  | 0
PG&E FRESNO | Henrietta | 230 | OOS_Wind |  |  | 0 | 0 | 0 | 0 | 0 | 0 | 0 | 0 | 0 | 5 | 2 | 5 | 2 | [19 empty] | 1+ | 1 |  | 1
PG&E FRESNO | Herndon | 115 | OOS_Wind |  |  | 0 | 0 | 0 | 0 | 0 | 0 | 0 | 0 | 0 | 5 | 2 | 5 | 2 | [19 empty] | 1 | 1 |  | 0
PG&E FRESNO | Herndon | 230 | OOS_Wind |  |  | 0 | 0 | 0 | 0 | 0 | 0 | 0 | 0 | 0 | 5 | 4 | 5 | 2 | [19 empty] | 1 | 1 |  | 0
PG&E GBA | Hicks | 230 | OOS_Wind |  |  | 0 | 0 | 0 | 0 | 0 | 0 | 0 | 0 | 0 | 5 | 4 | 1 | 1 | [19 empty] | 1 | 1 |  | 0
PG&E NGBA | Higgins | 115 | OOS_Wind |  |  | 0 | 0 | 0 | 0 | 0 | 0 | 0 | 0 | 0 | 5 | 5 | 1 | 1 | [19 empty] | 1 | 1 |  | 0
PG&E NGBA | Hilltop | 345 | OOS_Wind |  |  | 0 | 0 | 0 | 0 | 0 | 0 | 0 | 0 | 0 | 5 | 2 | 1 | 1 | [19 empty] | 1 | 1 |  | 0
SCE Metro | Hinson | 230 | OOS_Wind |  |  | 0 | 0 | 0 | 0 | 0 | 0 | 0 | 0 | 0 | 1 | 1 | 1 | 1 | [19 empty] | 1 | 1 |  | 0
PG&E GBA | Hollister | 115 | OOS_Wind |  |  | 0 | 0 | 0 | 0 | 0 | 0 | 0 | 0 | 0 | 5 | 4 | 1 | 1 | [19 empty] | 1 | 1 |  | 0
PG&E NGBA | Homestake | 115 | OOS_Wind |  |  | 0 | 0 | 0 | 0 | 0 | 0 | 0 | 0 | 0 | 5 | 2 | 1 | 1 | [19 empty] | 1 | 1 |  | 0
PG&E NGBA | Honcut | 115 | OOS_Wind |  |  | 0 | 0 | 0 | 0 | 0 | 0 | 0 | 0 | 0 | 5 | 5 | 1 | 1 | [19 empty] | 1 | 1 |  | 0
SDGE | Hoodoo Wash | 500 | OOS_Wind |  |  | 0 | 0 | 0 | 0 | 0 | 0 | 0 | 0 | 0 | 5 | 2 | 4 | 2 | [19 empty] | 1 | 1 |  | 0
PG&E NGBA | Hopland | 115 | OOS_Wind |  |  | 0 | 0 | 0 | 0 | 0 | 0 | 0 | 0 | 0 | 5 | 2 | 1 | 1 | [19 empty] | 1 | 1 |  | 0
PG&E NGBA | Humboldt | 115 | OOS_Wind |  |  | 0 | 0 | 0 | 0 | 0 | 0 | 0 | 0 | 0 | 5 | 2 | 1 | 1 | [19 empty] | 1 | 1 |  | 0
PG&E NGBA | Humboldt | 500 | OOS_Wind |  |  | 0 | 0 | 0 | 0 | 0 | 0 | 0 | 0 | 0 | 5 | 2 | 1 | 1 | [19 empty] | 1 | 1 |  | 0
SCE Metro | Huntington Beach | 230 | OOS_Wind |  |  | 0 | 0 | 0 | 0 | 0 | 0 | 0 | 0 | 0 | 1 | 1 | 1 | 1 | [19 empty] | 1 | 1 |  | 0
PG&E NGBA | Ignacio | 115 | OOS_Wind |  |  | 0 | 0 | 0 | 0 | 0 | 0 | 0 | 0 | 0 | 5 | 4 | 1 | 1 | [19 empty] | 1 | 1 |  | 0
PG&E NGBA | Ignacio | 230 | OOS_Wind |  |  | 0 | 0 | 0 | 0 | 0 | 0 | 0 | 0 | 0 | 5 | 2 | 1 | 1 | [19 empty] | 1 | 1 |  | 0
SDGE | Imperial Valley | 230 | OOS_Wind |  |  | 0 | 0 | 0 | 0 | 0 | 0 | 0 | 0 | 0 | 1 | 1 | 1 | 1 | [19 empty] | 1+ | 1 |  | 1
SDGE | Imperial Valley | 500 | OOS_Wind |  |  | 0 | 0 | 0 | 0 | 0 | 0 | 0 | 0 | 0 | 1 | 1 | 1 | 1 | [19 empty] | 1 | 1 |  | 0
EOP | Innovation | 138 | OOS_Wind |  |  | 0 | 0 | 0 | 0 | 0 | 0 | 0 | 0 | 0 | 5 | 2 | 4 | 2 | [19 empty] | 1 | 1 |  | 0
EOP | Innovation | 230 | OOS_Wind |  |  | 0 | 0 | 0 | 0 | 0 | 0 | 0 | 0 | 0 | 5 | 2 | 4 | 2 | [19 empty] | 1 | 1 |  | 0
SCE NOL | Inyokern | 115 | OOS_Wind |  |  | 0 | 0 | 0 | 0 | 0 | 0 | 0 | 0 | 0 | 3 | 3 | 1 | 1 | [19 empty] | 1 | 1 |  | 0
EOP | IS Tap | 138 | OOS_Wind |  |  | 0 | 0 | 0 | 0 | 0 | 0 | 0 | 0 | 0 | 5 | 2 | 4 | 2 | [19 empty] | 1 | 1 |  | 0
EOP | Ivanpah | 115 | OOS_Wind |  |  | 0 | 0 | 0 | 0 | 0 | 0 | 0 | 0 | 0 | 5 | 2 | 4 | 2 | [19 empty] | 1 | 1 |  | 0
EOP | Ivanpah | 230 | OOS_Wind |  |  | 0 | 0 | 0 | 0 | 0 | 0 | 0 | 0 | 0 | 5 | 2 | 4 | 2 | [19 empty] | 1 | 1 |  | 0
EOP | Jackass (DOE) | 138 | OOS_Wind |  |  | 0 | 0 | 0 | 0 | 0 | 0 | 0 | 0 | 0 | 5 | 2 | 4 | 2 | [19 empty] | 1 | 1 |  | 0
PG&E NGBA | James B Black | 230 | OOS_Wind |  |  | 0 | 0 | 0 | 0 | 0 | 0 | 0 | 0 | 0 | 5 | 2 | 1 | 1 | [19 empty] | 1 | 1 |  | 0
PG&E GBA | Jefferson | 230 | OOS_Wind |  |  | 0 | 0 | 0 | 0 | 0 | 0 | 0 | 0 | 0 | 5 | 4 | 1 | 1 | [19 empty] | 1 | 1 |  | 0
PG&E NGBA | Jessup | 115 | OOS_Wind |  |  | 0 | 0 | 0 | 0 | 0 | 0 | 0 | 0 | 0 | 5 | 2 | 1 | 1 | [19 empty] | 1 | 1 |  | 0
SCE Metro | Johanna | 230 | OOS_Wind |  |  | 0 | 0 | 0 | 0 | 0 | 0 | 0 | 0 | 0 | 1 | 1 | 1 | 1 | [19 empty] | 1 | 1 |  | 0
SCE Eastern | Julian Hinds | 230 | OOS_Wind |  |  | 0 | 0 | 0 | 0 | 0 | 0 | 0 | 0 | 0 | 5 | 4 | 1 | 1 | [19 empty] | 1 | 1 |  | 0
PG&E GBA | Kasson | 115 | OOS_Wind |  |  | 0 | 0 | 0 | 0 | 0 | 0 | 0 | 0 | 0 | 5 | 5 | 1 | 1 | [19 empty] | 1+ | 1 |  | 1
PG&E FRESNO | Kearney | 230 | OOS_Wind |  |  | 0 | 0 | 0 | 0 | 0 | 0 | 0 | 0 | 0 | 5 | 5 | 5 | 2 | [19 empty] | 1 | 1 |  | 0
PG&E GBA | Kelso | 230 | OOS_Wind |  |  | 0 | 0 | 0 | 0 | 0 | 0 | 0 | 0 | 0 | 5 | 2 | 1 | 1 | [19 empty] | 1 | 1 |  | 0
PG&E FRESNO | Kerchoff 1 | 115 | OOS_Wind |  |  | 0 | 0 | 0 | 0 | 0 | 0 | 0 | 0 | 0 | 5 | 5 | 5 | 2 | [19 empty] | 1 | 1 |  | 0
PG&E KERN | Kern Oil | 115 | OOS_Wind |  |  | 0 | 0 | 0 | 0 | 0 | 0 | 0 | 0 | 0 | 5 | 2 | 5 | 4 | [19 empty] | 1 | 1 |  | 0
PG&E KERN | Kern PP | 115 | OOS_Wind |  |  | 0 | 0 | 0 | 0 | 0 | 0 | 0 | 0 | 0 | 5 | 2 | 5 | 4 | [19 empty] | 1 | 1 |  | 0
PG&E KERN | Kern PP | 230 | OOS_Wind |  |  | 0 | 0 | 0 | 0 | 0 | 0 | 0 | 0 | 0 | 5 | 2 | 5 | 4 | [19 empty] | 1 | 1 |  | 0
PG&E KERN | Kernridge | 115 | OOS_Wind |  |  | 0 | 0 | 0 | 0 | 0 | 0 | 0 | 0 | 0 | 5 | 2 | 5 | 4 | [19 empty] | 1 | 1 |  | 0
PG&E FRESNO | Kingsburg | 115 | OOS_Wind |  |  | 0 | 0 | 0 | 0 | 0 | 0 | 0 | 0 | 0 | 5 | 5 | 5 | 4 | [19 empty] | 1 | 1 |  | 0
PG&E GBA | Kirker | 115 | OOS_Wind |  |  | 0 | 0 | 0 | 0 | 0 | 0 | 0 | 0 | 0 | 5 | 2 | 1 | 1 | [19 empty] | 1 | 1 |  | 0
PG&E NGBA | Knights Landing | 115 | OOS_Wind |  |  | 0 | 0 | 0 | 0 | 0 | 0 | 0 | 0 | 0 | 5 | 5 | 1 | 1 | [19 empty] | 1 | 1 |  | 0
SCE NOL | Kramer | 115 | OOS_Wind |  |  | 0 | 0 | 0 | 0 | 0 | 0 | 0 | 0 | 0 | 3 | 3 | 1 | 1 | [19 empty] | 1 | 1 |  | 0
SCE NOL | Kramer | 230 | OOS_Wind |  |  | 0 | 0 | 0 | 0 | 0 | 0 | 0 | 0 | 0 | 3 | 3 | 1 | 1 | [19 empty] | 1 | 1 |  | 0
SCE Metro | La Cienega | 230 | OOS_Wind |  |  | 0 | 0 | 0 | 0 | 0 | 0 | 0 | 0 | 0 | 1 | 1 | 1 | 1 | [19 empty] | 1 | 1 |  | 0
SCE Metro | La Fresa | 230 | OOS_Wind |  |  | 0 | 0 | 0 | 0 | 0 | 0 | 0 | 0 | 0 | 1 | 1 | 1 | 1 | [19 empty] | 1 | 1 |  | 0
SCE Metro | Laguna Bell | 230 | OOS_Wind |  |  | 0 | 0 | 0 | 0 | 0 | 0 | 0 | 0 | 0 | 1 | 1 | 1 | 1 | [19 empty] | 1+ | 1 |  | 1
PG&E NGBA | Lakeville | 230 | OOS_Wind |  |  | 0 | 0 | 0 | 0 | 0 | 0 | 0 | 0 | 0 | 5 | 4 | 1 | 1 | [19 empty] | 1 | 1 |  | 0
PG&E NGBA | Lakeville | 115 | OOS_Wind |  |  | 0 | 0 | 0 | 0 | 0 | 0 | 0 | 0 | 0 | 5 | 4 | 1 | 1 | [19 empty] | 1 | 1 |  | 0
PG&E GBA | Lakewood | 115 | OOS_Wind |  |  | 0 | 0 | 0 | 0 | 0 | 0 | 0 | 0 | 0 | 5 | 2 | 1 | 1 | [19 empty] | 1 | 1 |  | 0
PG&E NGBA | Lambie | 230 | OOS_Wind |  |  | 0 | 0 | 0 | 0 | 0 | 0 | 0 | 0 | 0 | 5 | 4 | 1 | 1 | [19 empty] | 1 | 1 |  | 0
PG&E GBA | Lammers | 115 | OOS_Wind |  |  | 0 | 0 | 0 | 0 | 0 | 0 | 0 | 0 | 0 | 5 | 5 | 1 | 1 | [19 empty] | 1+ | 1 |  | 1
PG&E KERN | Lamont | 115 | OOS_Wind |  |  | 0 | 0 | 0 | 0 | 0 | 0 | 0 | 0 | 0 | 5 | 2 | 5 | 4 | [19 empty] | 1 | 1 |  | 0
PG&E FRESNO | Las Aguilas | 230 | OOS_Wind |  |  | 0 | 0 | 0 | 0 | 0 | 0 | 0 | 0 | 0 | 5 | 2 | 5 | 2 | [19 empty] | 1 | 1 |  | 0
EOP | Lathrop | 138 | OOS_Wind |  |  | 0 | 0 | 0 | 0 | 0 | 0 | 0 | 0 | 0 | 5 | 2 | 4 | 2 | [19 empty] | 1 | 1 |  | 0
EOP | Lathrop | 230 | OOS_Wind |  |  | 0 | 0 | 0 | 0 | 0 | 0 | 0 | 0 | 0 | 5 | 2 | 4 | 2 | [19 empty] | 1 | 1 |  | 0
PG&E FRESNO | Le Grand | 115 | OOS_Wind |  |  | 0 | 0 | 0 | 0 | 0 | 0 | 0 | 0 | 0 | 5 | 5 | 5 | 2 | [19 empty] | 1+ | 1 |  | 1
PG&E KERN | Lerdo | 115 | OOS_Wind |  |  | 0 | 0 | 0 | 0 | 0 | 0 | 0 | 0 | 0 | 5 | 2 | 5 | 4 | [19 empty] | 1 | 1 |  | 0
SCE Metro | Lewis | 230 | OOS_Wind |  |  | 0 | 0 | 0 | 0 | 0 | 0 | 0 | 0 | 0 | 1 | 1 | 1 | 1 | [19 empty] | 1 | 1 |  | 0
SCE Metro | Lighthipe | 230 | OOS_Wind |  |  | 0 | 0 | 0 | 0 | 0 | 0 | 0 | 0 | 0 | 1 | 1 | 1 | 1 | [19 empty] | 1 | 1 |  | 0
PG&E NGBA | Lincoln | 115 | OOS_Wind |  |  | 0 | 0 | 0 | 0 | 0 | 0 | 0 | 0 | 0 | 5 | 5 | 1 | 1 | [19 empty] | 1 | 1 |  | 0
PG&E KERN | Live Oak | 115 | OOS_Wind |  |  | 0 | 0 | 0 | 0 | 0 | 0 | 0 | 0 | 0 | 5 | 2 | 5 | 4 | [19 empty] | 1 | 1 |  | 0
PG&E GBA | Llagas | 115 | OOS_Wind |  |  | 0 | 0 | 0 | 0 | 0 | 0 | 0 | 0 | 0 | 5 | 4 | 1 | 1 | [19 empty] | 1+ | 1 |  | 1
PG&E GBA | Lockeford | 115 | OOS_Wind |  |  | 0 | 0 | 0 | 0 | 0 | 0 | 0 | 0 | 0 | 5 | 5 | 1 | 1 | [19 empty] | 1+ | 1 |  | 1
PG&E GBA | Lockeford | 230 | OOS_Wind |  |  | 0 | 0 | 0 | 0 | 0 | 0 | 0 | 0 | 0 | 5 | 5 | 1 | 1 | [19 empty] | 1 | 1 |  | 0
PG&E GBA | Lodi | 230 | OOS_Wind |  |  | 0 | 0 | 0 | 0 | 0 | 0 | 0 | 0 | 0 | 5 | 5 | 1 | 1 | [19 empty] | 1 | 1 |  | 0
PG&E NGBA | Logan Creek | 230 | OOS_Wind |  |  | 0 | 0 | 0 | 0 | 0 | 0 | 0 | 0 | 0 | 5 | 2 | 1 | 1 | [19 empty] | 1 | 1 |  | 0
PG&E GBA | Lone Tree | 230 | OOS_Wind |  |  | 0 | 0 | 0 | 0 | 0 | 0 | 0 | 0 | 0 | 5 | 2 | 1 | 1 | [19 empty] | 1 | 1 |  | 0
PG&E FRESNO | Los Banos | 230 | OOS_Wind |  |  | 0 | 0 | 0 | 0 | 0 | 0 | 0 | 0 | 0 | 5 | 2 | 5 | 2 | [19 empty] | 1 | 1 |  | 0
PG&E FRESNO | Los Banos | 500 | OOS_Wind |  |  | 0 | 0 | 0 | 0 | 0 | 0 | 0 | 0 | 0 | 1 | 1 | 1 | 1 | [19 empty] | 1+ | 1 |  | 1
SDGE | Los Coches | 138 | OOS_Wind |  |  | 0 | 0 | 0 | 0 | 0 | 0 | 0 | 0 | 0 | 1 | 1 | 1 | 1 | [19 empty] | 1 | 1 |  | 0
PG&E GBA | Los Esteros | 115 | OOS_Wind |  |  | 0 | 0 | 0 | 0 | 0 | 0 | 0 | 0 | 0 | 5 | 4 | 1 | 1 | [19 empty] | 1+ | 1 |  | 1
PG&E GBA | Los Esteros | 230 | OOS_Wind |  |  | 0 | 0 | 0 | 0 | 0 | 0 | 0 | 0 | 0 | 5 | 4 | 1 | 1 | [19 empty] | 1 | 1 |  | 0
PG&E GBA | Los Positas | 230 | OOS_Wind |  |  | 0 | 0 | 0 | 0 | 0 | 0 | 0 | 0 | 0 | 5 | 4 | 1 | 1 | [19 empty] | 1 | 1 |  | 0
SCE NOL | Lugo | 230 | OOS_Wind |  |  | 0 | 0 | 0 | 0 | 0 | 0 | 0 | 0 | 0 | 1 | 1 | 1 | 1 | [19 empty] | 1+ | 1 |  | 1
SCE Metro | Lugo | 500 | OOS_Wind | YES | New Mexico Wind | 3000 | 0 | 3000 | 0 | 0 | 0 | 3000 | 0 | 3000 | 1 | 1 | 1 | 1 | 5 | [18 empty] | 3- | 1 |  | 1
PG&E NGBA | Madison | 115 | OOS_Wind |  |  | 0 | 0 | 0 | 0 | 0 | 0 | 0 | 0 | 0 | 5 | 2 | 1 | 1 | [19 empty] | 1 | 1 |  | 0
PG&E KERN | Magunden | 115 | OOS_Wind |  |  | 0 | 0 | 0 | 0 | 0 | 0 | 0 | 0 | 0 | 5 | 2 | 5 | 4 | [19 empty] | 1 | 1 |  | 0
SCE Northern | Magunden | 230 | OOS_Wind |  |  | 0 | 0 | 0 | 0 | 0 | 0 | 0 | 0 | 0 | 5 | 5 | 1 | 1 | [19 empty] | 1 | 1 |  | 0
PG&E FRESNO | Malaga | 115 | OOS_Wind |  |  | 0 | 0 | 0 | 0 | 0 | 0 | 0 | 0 | 0 | 5 | 5 | 5 | 4 | [19 empty] | 1 | 1 |  | 0
PG&E NGBA | Malin | 500 | OOS_Wind |  |  | 0 | 0 | 0 | 0 | 0 | 0 | 0 | 0 | 0 | 5 | 2 | 1 | 1 | [19 empty] | 1 | 1 |  | 0
SCE Northern | Mandalay | 230 | OOS_Wind |  |  | 0 | 0 | 0 | 0 | 0 | 0 | 0 | 0 | 0 | 5 | 2 | 4 | 2 | [19 empty] | 1 | 1 |  | 0
PG&E FRESNO | Manning | 230 | OOS_Wind |  |  | 0 | 0 | 0 | 0 | 0 | 0 | 0 | 0 | 0 | 5 | 2 | 5 | 2 | [19 empty] | 1 | 1 |  | 0
PG&E FRESNO | Manning | 500 | OOS_Wind |  |  | 0 | 0 | 0 | 0 | 0 | 0 | 0 | 0 | 0 | 1 | 1 | 1 | 1 | [19 empty] | 1+ | 1 |  | 1
PG&E GBA | Manteca | 115 | OOS_Wind |  |  | 0 | 0 | 0 | 0 | 0 | 0 | 0 | 0 | 0 | 5 | 5 | 5 | 4 | [19 empty] | 1 | 1 |  | 0
SDGE | Margarita | 138 | OOS_Wind |  |  | 0 | 0 | 0 | 0 | 0 | 0 | 0 | 0 | 0 | 1 | 1 | 1 | 1 | [19 empty] | 1+ | 1 |  | 1
PG&E GBA | Martin | 230 | OOS_Wind |  |  | 0 | 0 | 0 | 0 | 0 | 0 | 0 | 0 | 0 | 5 | 2 | 1 | 1 | [19 empty] | 1 | 1 |  | 0
PG&E GBA | Martin | 115 | OOS_Wind |  |  | 0 | 0 | 0 | 0 | 0 | 0 | 0 | 0 | 0 | 1 | 1 | 1 | 1 | [19 empty] | 1 | 1 |  | 0
PG&E GBA | Martinez | 115 | OOS_Wind |  |  | 0 | 0 | 0 | 0 | 0 | 0 | 0 | 0 | 0 | 5 | 4 | 1 | 1 | [19 empty] | 1 | 1 |  | 0
PG&E FRESNO | Mc Mullin | 230 | OOS_Wind |  |  | 0 | 0 | 0 | 0 | 0 | 0 | 0 | 0 | 0 | 5 | 5 | 5 | 2 | [19 empty] | 1 | 1 |  | 0
PG&E FRESNO | McCall | 115 | OOS_Wind |  |  | 0 | 0 | 0 | 0 | 0 | 0 | 0 | 0 | 0 | 5 | 5 | 5 | 2 | [19 empty] | 1 | 1 |  | 0
PG&E FRESNO | McCall | 230 | OOS_Wind |  |  | 0 | 0 | 0 | 0 | 0 | 0 | 0 | 0 | 0 | 5 | 5 | 5 | 2 | [19 empty] | 1 | 1 |  | 0
PG&E GBA | Meadow Lane | 115 | OOS_Wind |  |  | 0 | 0 | 0 | 0 | 0 | 0 | 0 | 0 | 0 | 5 | 2 | 1 | 1 | [19 empty] | 1 | 1 |  | 0
PG&E GBA | Melones | 115 | OOS_Wind |  |  | 0 | 0 | 0 | 0 | 0 | 0 | 0 | 0 | 0 | 5 | 5 | 1 | 1 | [19 empty] | 1 | 1 |  | 0
PG&E GBA | Melones | 230 | OOS_Wind |  |  | 0 | 0 | 0 | 0 | 0 | 0 | 0 | 0 | 0 | 5 | 5 | 1 | 1 | [19 empty] | 1 | 1 |  | 0
PG&E NGBA | Mendocino | 115 | OOS_Wind |  |  | 0 | 0 | 0 | 0 | 0 | 0 | 0 | 0 | 0 | 5 | 2 | 1 | 1 | [19 empty] | 1 | 1 |  | 0
PG&E FRESNO | Mendota | 115 | OOS_Wind |  |  | 0 | 0 | 0 | 0 | 0 | 0 | 0 | 0 | 0 | 5 | 5 | 5 | 2 | [19 empty] | 1 | 1 |  | 0
PG&E FRESNO | Merced | 115 | OOS_Wind |  |  | 0 | 0 | 0 | 0 | 0 | 0 | 0 | 0 | 0 | 5 | 5 | 5 | 2 | [19 empty] | 1 | 1 |  | 0
EOP | Mercury | 138 | OOS_Wind |  |  | 0 | 0 | 0 | 0 | 0 | 0 | 0 | 0 | 0 | 5 | 2 | 4 | 2 | [19 empty] | 1 | 1 |  | 0
PG&E KERN | Mesa (PGE) | 115 | OOS_Wind |  |  | 0 | 0 | 0 | 0 | 0 | 0 | 0 | 0 | 0 | 5 | 2 | 5 | 2 | [19 empty] | 1 | 1 |  | 0
PG&E KERN | Mesa (PGE) | 230 | OOS_Wind |  |  | 0 | 0 | 0 | 0 | 0 | 0 | 0 | 0 | 0 | 5 | 2 | 5 | 4 | [19 empty] | 1 | 1 |  | 0
SCE Metro | Mesa (SCE) | 230 | OOS_Wind |  |  | 0 | 0 | 0 | 0 | 0 | 0 | 0 | 0 | 0 | 1 | 1 | 1 | 1 | [19 empty] | 1 | 1 |  | 0
SCE Metro | Mesa (SCE) | 500 | OOS_Wind |  |  | 0 | 0 | 0 | 0 | 0 | 0 | 0 | 0 | 0 | 1 | 1 | 1 | 1 | [19 empty] | 1 | 1 |  | 0
PG&E GBA | Metcalf | 115 | OOS_Wind |  |  | 0 | 0 | 0 | 0 | 0 | 0 | 0 | 0 | 0 | 5 | 4 | 1 | 1 | [19 empty] | 1 | 1 |  | 0
PG&E GBA | Metcalf | 230 | OOS_Wind |  |  | 0 | 0 | 0 | 0 | 0 | 0 | 0 | 0 | 0 | 5 | 4 | 1 | 1 | [19 empty] | 1+ | 1 |  | 1
PG&E GBA | Metcalf | 500 | OOS_Wind |  |  | 0 | 0 | 0 | 0 | 0 | 0 | 0 | 0 | 0 | 1 | 1 | 1 | 1 | [19 empty] | 1 | 1 |  | 0
PG&E KERN | Midway | 115 | OOS_Wind |  |  | 0 | 0 | 0 | 0 | 0 | 0 | 0 | 0 | 0 | 5 | 2 | 5 | 4 | [19 empty] | 1 | 1 |  | 0
PG&E KERN | Midway | 230 | OOS_Wind |  |  | 0 | 0 | 0 | 0 | 0 | 0 | 0 | 0 | 0 | 5 | 2 | 5 | 4 | [19 empty] | 1 | 1 |  | 0
PG&E KERN | Midway | 500 | OOS_Wind |  |  | 0 | 0 | 0 | 0 | 0 | 0 | 0 | 0 | 0 | 5 | 2 | 4 | 4 | [19 empty] | 1 | 1 |  | 0
SDGE | Miguel | 230 | OOS_Wind |  |  | 0 | 0 | 0 | 0 | 0 | 0 | 0 | 0 | 0 | 1 | 1 | 1 | 1 | [19 empty] | 1 | 1 |  | 0
SDGE | Miguel | 500 | OOS_Wind |  |  | 0 | 0 | 0 | 0 | 0 | 0 | 0 | 0 | 0 | 1 | 1 | 1 | 1 | [19 empty] | 1 | 1 |  | 0
PG&E GBA | Millbrae | 115 | OOS_Wind |  |  | 0 | 0 | 0 | 0 | 0 | 0 | 0 | 0 | 0 | 1 | 1 | 1 | 1 | [19 empty] | 1 | 1 |  | 0
PG&E GBA | Miller | 115 | OOS_Wind |  |  | 0 | 0 | 0 | 0 | 0 | 0 | 0 | 0 | 0 | 5 | 5 | 1 | 1 | [19 empty] | 1 | 1 |  | 0
SCE Metro | Mira Loma | 230 | OOS_Wind |  |  | 0 | 0 | 0 | 0 | 0 | 0 | 0 | 0 | 0 | 1 | 1 | 1 | 1 | [19 empty] | 1+ | 1 |  | 1
SCE Metro | Mira Loma | 500 | OOS_Wind |  |  | 0 | 0 | 0 | 0 | 0 | 0 | 0 | 0 | 0 | 1 | 1 | 1 | 1 | [19 empty] | 1 | 1 |  | 0
SCE Eastern | Mirage | 115 | OOS_Wind |  |  | 0 | 0 | 0 | 0 | 0 | 0 | 0 | 0 | 0 | 5 | 4 | 1 | 1 | [19 empty] | 1 | 1 |  | 0
SCE Eastern | Mirage | 230 | OOS_Wind |  |  | 0 | 0 | 0 | 0 | 0 | 0 | 0 | 0 | 0 | 5 | 4 | 1 | 1 | [19 empty] | 1 | 1 |  | 0
SDGE | Mission | 138 | OOS_Wind |  |  | 0 | 0 | 0 | 0 | 0 | 0 | 0 | 0 | 0 | 1 | 1 | 1 | 1 | [19 empty] | 1 | 1 |  | 0
SDGE | Mission | 230 | OOS_Wind |  |  | 0 | 0 | 0 | 0 | 0 | 0 | 0 | 0 | 0 | 1 | 1 | 1 | 1 | [19 empty] | 1 | 1 |  | 0
PG&E GBA | Mi-Wuk | 115 | OOS_Wind |  |  | 0 | 0 | 0 | 0 | 0 | 0 | 0 | 0 | 0 | 5 | 5 | 1 | 1 | [19 empty] | 1 | 1 |  | 0
EOP | Mohave | 500 | OOS_Wind |  |  | 0 | 0 | 0 | 0 | 0 | 0 | 0 | 0 | 0 | 5 | 2 | 4 | 2 | [19 empty] | 1+ | 1 |  | 1
PG&E NGBA | Monroe | 115 | OOS_Wind |  |  | 0 | 0 | 0 | 0 | 0 | 0 | 0 | 0 | 0 | 5 | 2 | 1 | 1 | [19 empty] | 1 | 1 |  | 0
PG&E GBA | Monta Vista | 115 | OOS_Wind |  |  | 0 | 0 | 0 | 0 | 0 | 0 | 0 | 0 | 0 | 5 | 4 | 1 | 1 | [19 empty] | 1 | 1 |  | 0
PG&E GBA | Monta Vista | 230 | OOS_Wind |  |  | 0 | 0 | 0 | 0 | 0 | 0 | 0 | 0 | 0 | 5 | 4 | 1 | 1 | [19 empty] | 1 | 1 |  | 0
PG&E NGBA | Monticello | 115 | OOS_Wind |  |  | 0 | 0 | 0 | 0 | 0 | 0 | 0 | 0 | 0 | 5 | 2 | 1 | 1 | [19 empty] | 1 | 1 |  | 0
SCE Northern | Moorpark | 230 | OOS_Wind |  |  | 0 | 0 | 0 | 0 | 0 | 0 | 0 | 0 | 0 | 5 | 2 | 4 | 2 | [19 empty] | 1 | 1 |  | 0
PG&E GBA | Moraga | 115 | OOS_Wind |  |  | 0 | 0 | 0 | 0 | 0 | 0 | 0 | 0 | 0 | 5 | 2 | 1 | 1 | [19 empty] | 1 | 1 |  | 0
PG&E GBA | Moraga | 230 | OOS_Wind |  |  | 0 | 0 | 0 | 0 | 0 | 0 | 0 | 0 | 0 | 5 | 4 | 1 | 1 | [19 empty] | 1 | 1 |  | 0
PG&E GBA | Morgan Hill | 115 | OOS_Wind |  |  | 0 | 0 | 0 | 0 | 0 | 0 | 0 | 0 | 0 | 5 | 4 | 1 | 1 | [19 empty] | 1 | 1 |  | 0
PG&E KERN | Morro Bay | 115 | OOS_Wind |  |  | 0 | 0 | 0 | 0 | 0 | 0 | 0 | 0 | 0 | 5 | 2 | 5 | 2 | [19 empty] | 1 | 1 |  | 0
PG&E KERN | Morro Bay | 230 | OOS_Wind |  |  | 0 | 0 | 0 | 0 | 0 | 0 | 0 | 0 | 0 | 5 | 2 | 5 | 4 | [19 empty] | 1 | 1 |  | 0
PG&E KERN | Morro Bay | 500 | OOS_Wind |  |  | 0 | 0 | 0 | 0 | 0 | 0 | 0 | 0 | 0 | 5 | 2 | 4 | 4 | [19 empty] | 1 | 1 |  | 0
PG&E GBA | Moss Landing | 115 | OOS_Wind |  |  | 0 | 0 | 0 | 0 | 0 | 0 | 0 | 0 | 0 | 5 | 4 | 1 | 1 | [19 empty] | 1 | 1 |  | 0
PG&E GBA | Moss Landing | 230 | OOS_Wind |  |  | 0 | 0 | 0 | 0 | 0 | 0 | 0 | 0 | 0 | 5 | 4 | 1 | 1 | [19 empty] | 1 | 1 |  | 0
PG&E GBA | Moss Landing | 500 | OOS_Wind |  |  | 0 | 0 | 0 | 0 | 0 | 0 | 0 | 0 | 0 | 5 | 4 | 1 | 1 | [19 empty] | 1 | 1 |  | 0
EOP | Mountain Pass | 115 | OOS_Wind |  |  | 0 | 0 | 0 | 0 | 0 | 0 | 0 | 0 | 0 | 5 | 2 | 4 | 2 | [19 empty] | 1 | 1 |  | 0
PG&E GBA | Mountain View | 115 | OOS_Wind |  |  | 0 | 0 | 0 | 0 | 0 | 0 | 0 | 0 | 0 | 1 | 1 | 1 | 1 | [19 empty] | 1 | 1 |  | 0
PG&E GBA | Mt Eden | 115 | OOS_Wind |  |  | 0 | 0 | 0 | 0 | 0 | 0 | 0 | 0 | 0 | 5 | 2 | 1 | 1 | [19 empty] | 1 | 1 |  | 0
PG&E KERN | Mt Poso | 115 | OOS_Wind |  |  | 0 | 0 | 0 | 0 | 0 | 0 | 0 | 0 | 0 | 5 | 2 | 5 | 2 | [19 empty] | 1 | 1 |  | 0
PG&E FRESNO | Mustang | 230 | OOS_Wind |  |  | 0 | 0 | 0 | 0 | 0 | 0 | 0 | 0 | 0 | 5 | 2 | 5 | 4 | [19 empty] | 1 | 1 |  | 0
PG&E KERN | New Sub - Gates - Midway (Proposed) | 230 | OOS_Wind |  |  | 0 | 0 | 0 | 0 | 0 | 0 | 0 | 0 | 0 | 5 | 2 | 5 | 4 | [19 empty] | 1 | 1 |  | 0
PG&E KERN | New Sub - Gates - Templeton (Proposed) | 230 | OOS_Wind |  |  | 0 | 0 | 0 | 0 | 0 | 0 | 0 | 0 | 0 | 5 | 2 | 5 | 4 | [19 empty] | 1 | 1 |  | 0
SCE NOL | New Sub - Kramer - Lugo (Proposed) | 230 | OOS_Wind |  |  | 0 | 0 | 0 | 0 | 0 | 0 | 0 | 0 | 0 | 3 | 3 | 1 | 1 | [19 empty] | 1 | 1 |  | 0
PG&E FRESNO | New Sub - Los Banos - Midway (Proposed) | 500 | OOS_Wind |  |  | 0 | 0 | 0 | 0 | 0 | 0 | 0 | 0 | 0 | 5 | 2 | 4 | 4 | [19 empty] | 1 | 1 |  | 0
SCE NOL | New Sub - Lugo - Pisgah (Proposed) | 230 | OOS_Wind |  |  | 0 | 0 | 0 | 0 | 0 | 0 | 0 | 0 | 0 | 1 | 1 | 1 | 1 | [19 empty] | 1 | 1 |  | 0
PG&E KERN | New Sub - Midway - Wheeler Ridge (Proposed) | 230 | OOS_Wind |  |  | 0 | 0 | 0 | 0 | 0 | 0 | 0 | 0 | 0 | 5 | 2 | 5 | 4 | [19 empty] | 1 | 1 |  | 0
PG&E NGBA | New Sub - Near existing Leavitt (PSREC) | 345 | OOS_Wind |  |  | 0 | 0 | 0 | 0 | 0 | 0 | 0 | 0 | 0 | 5 | 2 | 1 | 1 | [19 empty] | 1 | 1 |  | 0
PG&E NGBA | New Sub - Near existing Madeline (NVE) | 345 | OOS_Wind |  |  | 0 | 0 | 0 | 0 | 0 | 0 | 0 | 0 | 0 | 5 | 2 | 1 | 1 | [19 empty] | 1 | 1 |  | 0
SDGE | New Sub - North Gila - IV (Proposed) | 500 | OOS_Wind |  |  | 0 | 0 | 0 | 0 | 0 | 0 | 0 | 0 | 0 | 1 | 1 | 1 | 1 | [19 empty] | 1 | 1 |  | 0
PG&E NGBA | New Sub - Pit 1 - Cottonwood (Proposed) | 230 | OOS_Wind |  |  | 0 | 0 | 0 | 0 | 0 | 0 | 0 | 0 | 0 | 5 | 5 | 3 | 3 | [19 empty] | 1 | 1 |  | 0
PG&E GBA | New Sub - Rancho Seco - Bellota (Proposed) | 230 | OOS_Wind |  |  | 0 | 0 | 0 | 0 | 0 | 0 | 0 | 0 | 0 | 5 | 5 | 1 | 1 | [19 empty] | 1 | 1 |  | 0
SDGE | New Sub - Suncrest - Ocotillo (Proposed) | 500 | OOS_Wind |  |  | 0 | 0 | 0 | 0 | 0 | 0 | 0 | 0 | 0 | 1 | 1 | 1 | 1 | [19 empty] | 1 | 1 |  | 0
PG&E FRESNO | New Sub - Westley - Quinto (Proposed) | 230 | OOS_Wind |  |  | 0 | 0 | 0 | 0 | 0 | 0 | 0 | 0 | 0 | 1 | 1 | 1 | 1 | [19 empty] | 1 | 1 |  | 0
PG&E GBA | Newark | 115 | OOS_Wind |  |  | 0 | 0 | 0 | 0 | 0 | 0 | 0 | 0 | 0 | 5 | 4 | 1 | 1 | [19 empty] | 1 | 1 |  | 0
PG&E GBA | Newark | 230 | OOS_Wind |  |  | 0 | 0 | 0 | 0 | 0 | 0 | 0 | 0 | 0 | 5 | 4 | 1 | 1 | [19 empty] | 1 | 1 |  | 0
PG&E FRESNO | Newhall | 115 | OOS_Wind |  |  | 0 | 0 | 0 | 0 | 0 | 0 | 0 | 0 | 0 | 5 | 5 | 5 | 2 | [19 empty] | 1 | 1 |  | 0
PG&E KERN | Norco | 115 | OOS_Wind |  |  | 0 | 0 | 0 | 0 | 0 | 0 | 0 | 0 | 0 | 5 | 2 | 5 | 4 | [19 empty] | 1 | 1 |  | 0
PG&E GBA | Nortech | 115 | OOS_Wind |  |  | 0 | 0 | 0 | 0 | 0 | 0 | 0 | 0 | 0 | 5 | 4 | 1 | 1 | [19 empty] | 1 | 1 |  | 0
SDGE | North City Metering | 138 | OOS_Wind |  |  | 0 | 0 | 0 | 0 | 0 | 0 | 0 | 0 | 0 | 1 | 1 | 1 | 1 | [19 empty] | 1 | 1 |  | 0
PG&E GBA | North Dublin | 230 | OOS_Wind |  |  | 0 | 0 | 0 | 0 | 0 | 0 | 0 | 0 | 0 | 5 | 4 | 1 | 1 | [19 empty] | 1 | 1 |  | 0
SDGE | North Gila | 500 | OOS_Wind |  |  | 0 | 0 | 0 | 0 | 0 | 0 | 0 | 0 | 0 | 1 | 1 | 1 | 1 | [19 empty] | 1 | 1 |  | 0
SCE Metro | North of SONGS | 230 | OOS_Wind |  |  | 0 | 0 | 0 | 0 | 0 | 0 | 0 | 0 | 0 | 1 | 1 | 1 | 1 | [19 empty] | 1 | 1 |  | 0
SCE Metro | North of SONGS | 500 | OOS_Wind |  |  | 0 | 0 | 0 | 0 | 0 | 0 | 0 | 0 | 0 | 1 | 1 | 1 | 1 | [19 empty] | 1 | 1 |  | 0
PG&E NGBA | Notre Dame | 115 | OOS_Wind |  |  | 0 | 0 | 0 | 0 | 0 | 0 | 0 | 0 | 0 | 5 | 2 | 1 | 1 | [19 empty] | 1 | 1 |  | 0
PG&E GBA | Oakland C | 115 | OOS_Wind |  |  | 0 | 0 | 0 | 0 | 0 | 0 | 0 | 0 | 0 | 5 | 4 | 1 | 1 | [19 empty] | 1 | 1 |  | 0
PG&E GBA | Oakland J | 115 | OOS_Wind |  |  | 0 | 0 | 0 | 0 | 0 | 0 | 0 | 0 | 0 | 5 | 2 | 1 | 1 | [19 empty] | 1 | 1 |  | 0
PG&E GBA | Oakland L | 115 | OOS_Wind |  |  | 0 | 0 | 0 | 0 | 0 | 0 | 0 | 0 | 0 | 5 | 2 | 1 | 1 | [19 empty] | 1 | 1 |  | 0
PG&E GBA | Oakland X | 115 | OOS_Wind |  |  | 0 | 0 | 0 | 0 | 0 | 0 | 0 | 0 | 0 | 5 | 2 | 1 | 1 | [19 empty] | 1 | 1 |  | 0
PG&E KERN | Oceano | 115 | OOS_Wind |  |  | 0 | 0 | 0 | 0 | 0 | 0 | 0 | 0 | 0 | 5 | 2 | 5 | 2 | [19 empty] | 1 | 1 |  | 0
SDGE | Ocotillo Express | 500 | OOS_Wind |  |  | 0 | 0 | 0 | 0 | 0 | 0 | 0 | 0 | 0 | 1 | 1 | 1 | 1 | [19 empty] | 1 | 1 |  | 0
SDGE | Old Town | 230 | OOS_Wind |  |  | 0 | 0 | 0 | 0 | 0 | 0 | 0 | 0 | 0 | 1 | 1 | 1 | 1 | [19 empty] | 1 | 1 |  | 0
SCE Metro | Olinda | 230 | OOS_Wind |  |  | 0 | 0 | 0 | 0 | 0 | 0 | 0 | 0 | 0 | 1 | 1 | 1 | 1 | [19 empty] | 1 | 1 |  | 0
PG&E FRESNO | Olive | 115 | OOS_Wind |  |  | 0 | 0 | 0 | 0 | 0 | 0 | 0 | 0 | 0 | 5 | 2 | 5 | 4 | [19 empty] | 1 | 1 |  | 0
PG&E NGBA | Olivehurst | 115 | OOS_Wind |  |  | 0 | 0 | 0 | 0 | 0 | 0 | 0 | 0 | 0 | 5 | 5 | 1 | 1 | [19 empty] | 1 | 1 |  | 0
SCE Northern | Ormond Beach | 230 | OOS_Wind |  |  | 0 | 0 | 0 | 0 | 0 | 0 | 0 | 0 | 0 | 5 | 2 | 4 | 2 | [19 empty] | 1 | 1 |  | 0
PG&E FRESNO | Oro Loma | 115 | OOS_Wind |  |  | 0 | 0 | 0 | 0 | 0 | 0 | 0 | 0 | 0 | 5 | 2 | 5 | 2 | [19 empty] | 1+ | 1 |  | 1
SDGE | Otay Mesa | 230 | OOS_Wind |  |  | 0 | 0 | 0 | 0 | 0 | 0 | 0 | 0 | 0 | 1 | 1 | 1 | 1 | [19 empty] | 1 | 1 |  | 0
PG&E FRESNO | Padre Flats SW STA | 230 | OOS_Wind |  |  | 0 | 0 | 0 | 0 | 0 | 0 | 0 | 0 | 0 | 5 | 2 | 5 | 2 | [19 empty] | 1 | 1 |  | 0
EOP | Pahrump | 138 | OOS_Wind |  |  | 0 | 0 | 0 | 0 | 0 | 0 | 0 | 0 | 0 | 5 | 2 | 4 | 2 | [19 empty] | 1 | 1 |  | 0
EOP | Pahrump | 230 | OOS_Wind |  |  | 0 | 0 | 0 | 0 | 0 | 0 | 0 | 0 | 0 | 5 | 2 | 4 | 2 | [19 empty] | 1 | 1 |  | 0
PG&E NGBA | Palermo | 115 | OOS_Wind |  |  | 0 | 0 | 0 | 0 | 0 | 0 | 0 | 0 | 0 | 5 | 5 | 1 | 1 | [19 empty] | 1 | 1 |  | 0
PG&E NGBA | Palermo | 230 | OOS_Wind |  |  | 0 | 0 | 0 | 0 | 0 | 0 | 0 | 0 | 0 | 5 | 5 | 1 | 1 | [19 empty] | 1 | 1 |  | 0
SCE Eastern | Palo Verde | 500 | OOS_Wind | YES | New Mexico Wind | 2936 | 0 | 2936 | 285 | 0 | 285 | 2651 | 0 | 2651 | 5 | 4 | 4 | 4 | [19 empty] | 5- | 1 |  | 1
SDGE | Palomar Energy | 230 | OOS_Wind |  |  | 0 | 0 | 0 | 0 | 0 | 0 | 0 | 0 | 0 | 1 | 1 | 1 | 1 | [19 empty] | 1 | 1 |  | 0
PG&E FRESNO | Panoche | 115 | OOS_Wind |  |  | 0 | 0 | 0 | 0 | 0 | 0 | 0 | 0 | 0 | 5 | 5 | 5 | 2 | [19 empty] | 1 | 1 |  | 0
PG&E FRESNO | Panoche | 230 | OOS_Wind |  |  | 0 | 0 | 0 | 0 | 0 | 0 | 0 | 0 | 0 | 5 | 2 | 5 | 2 | [19 empty] | 1 | 1 |  | 0
SCE Northern | Pardee | 230 | OOS_Wind |  |  | 0 | 0 | 0 | 0 | 0 | 0 | 0 | 0 | 0 | 5 | 2 | 4 | 2 | [19 empty] | 1 | 1 |  | 0
PG&E NGBA | Parkway | 230 | OOS_Wind |  |  | 0 | 0 | 0 | 0 | 0 | 0 | 0 | 0 | 0 | 5 | 2 | 1 | 1 | [19 empty] | 1 | 1 |  | 0
SCE Northern | Pastoria | 230 | OOS_Wind |  |  | 0 | 0 | 0 | 0 | 0 | 0 | 0 | 0 | 0 | 5 | 2 | 4 | 2 | [19 empty] | 1 | 1 |  | 0
SCE Metro | Pauda | 230 | OOS_Wind |  |  | 0 | 0 | 0 | 0 | 0 | 0 | 0 | 0 | 0 | 1 | 1 | 1 | 1 | [19 empty] | 1 | 1 |  | 0
PG&E GBA | Paul Sweet | 115 | OOS_Wind |  |  | 0 | 0 | 0 | 0 | 0 | 0 | 0 | 0 | 0 | 1 | 1 | 1 | 1 | [19 empty] | 1 | 1 |  | 0
PG&E NGBA | Peabody | 230 | OOS_Wind |  |  | 0 | 0 | 0 | 0 | 0 | 0 | 0 | 0 | 0 | 5 | 2 | 1 | 1 | [19 empty] | 1 | 1 |  | 0
PG&E NGBA | Pease | 115 | OOS_Wind |  |  | 0 | 0 | 0 | 0 | 0 | 0 | 0 | 0 | 0 | 5 | 5 | 1 | 1 | [19 empty] | 1 | 1 |  | 0
SDGE | Penasquitos | 138 | OOS_Wind |  |  | 0 | 0 | 0 | 0 | 0 | 0 | 0 | 0 | 0 | 1 | 1 | 1 | 1 | [19 empty] | 1 | 1 |  | 0
SDGE | Penasquitos | 230 | OOS_Wind |  |  | 0 | 0 | 0 | 0 | 0 | 0 | 0 | 0 | 0 | 1 | 1 | 1 | 1 | [19 empty] | 1 | 1 |  | 0
PG&E NGBA | Penngrove | 115 | OOS_Wind |  |  | 0 | 0 | 0 | 0 | 0 | 0 | 0 | 0 | 0 | 5 | 2 | 1 | 1 | [19 empty] | 1 | 1 |  | 0
PG&E GBA | Peoria | 115 | OOS_Wind |  |  | 0 | 0 | 0 | 0 | 0 | 0 | 0 | 0 | 0 | 5 | 5 | 1 | 1 | [19 empty] | 1 | 1 |  | 0
PG&E GBA | Piercy | 115 | OOS_Wind |  |  | 0 | 0 | 0 | 0 | 0 | 0 | 0 | 0 | 0 | 5 | 4 | 1 | 1 | [19 empty] | 1+ | 1 |  | 1
PG&E FRESNO | Pine Flat | 230 | OOS_Wind |  |  | 0 | 0 | 0 | 0 | 0 | 0 | 0 | 0 | 0 | 5 | 5 | 5 | 2 | [19 empty] | 1 | 1 |  | 0
SCE NOL | Pisgah | 230 | OOS_Wind |  |  | 0 | 0 | 0 | 0 | 0 | 0 | 0 | 0 | 0 | 1 | 1 | 1 | 1 | [19 empty] | 1 | 1 |  | 0
PG&E NGBA | Pit 1 | 230 | OOS_Wind |  |  | 0 | 0 | 0 | 0 | 0 | 0 | 0 | 0 | 0 | 5 | 5 | 3 | 3 | [19 empty] | 1 | 1 |  | 0
PG&E NGBA | Pit 3 | 230 | OOS_Wind |  |  | 0 | 0 | 0 | 0 | 0 | 0 | 0 | 0 | 0 | 5 | 5 | 3 | 3 | [19 empty] | 1 | 1 |  | 0
PG&E NGBA | Pit 4 | 230 | OOS_Wind |  |  | 0 | 0 | 0 | 0 | 0 | 0 | 0 | 0 | 0 | 5 | 2 | 1 | 1 | [19 empty] | 1 | 1 |  | 0
PG&E GBA | Pittsburg | 115 | OOS_Wind |  |  | 0 | 0 | 0 | 0 | 0 | 0 | 0 | 0 | 0 | 5 | 4 | 1 | 1 | [19 empty] | 1 | 1 |  | 0
PG&E GBA | Pittsburg | 230 | OOS_Wind |  |  | 0 | 0 | 0 | 0 | 0 | 0 | 0 | 0 | 0 | 5 | 4 | 1 | 1 | [19 empty] | 1 | 1 |  | 0
PG&E NGBA | Pleasant Grove | 115 | OOS_Wind |  |  | 0 | 0 | 0 | 0 | 0 | 0 | 0 | 0 | 0 | 5 | 5 | 1 | 1 | [19 empty] | 1 | 1 |  | 0
PG&E NGBA | POE | 230 | OOS_Wind |  |  | 0 | 0 | 0 | 0 | 0 | 0 | 0 | 0 | 0 | 5 | 5 | 1 | 1 | [19 empty] | 1 | 1 |  | 0
PG&E KERN | Poso Mountain | 115 | OOS_Wind |  |  | 0 | 0 | 0 | 0 | 0 | 0 | 0 | 0 | 0 | 5 | 2 | 5 | 4 | [19 empty] | 1 | 1 |  | 0
EOP | Primm | 230 | OOS_Wind |  |  | 0 | 0 | 0 | 0 | 0 | 0 | 0 | 0 | 0 | 5 | 2 | 4 | 2 | [19 empty] | 1 | 1 |  | 0
PG&E NGBA | Putah Creek | 115 | OOS_Wind |  |  | 0 | 0 | 0 | 0 | 0 | 0 | 0 | 0 | 0 | 5 | 2 | 1 | 1 | [19 empty] | 1 | 1 |  | 0
SDGE | Q1806 | 138 | OOS_Wind |  |  | 0 | 0 | 0 | 0 | 0 | 0 | 0 | 0 | 0 | 1 | 1 | 1 | 1 | [19 empty] | 1 | 1 |  | 0
PG&E FRESNO | Quinto | 230 | OOS_Wind |  |  | 0 | 0 | 0 | 0 | 0 | 0 | 0 | 0 | 0 | 5 | 2 | 5 | 2 | [19 empty] | 1 | 1 |  | 0
PG&E GBA | Race Track | 115 | OOS_Wind |  |  | 0 | 0 | 0 | 0 | 0 | 0 | 0 | 0 | 0 | 5 | 5 | 1 | 1 | [19 empty] | 1 | 1 |  | 0
SDGE | Rancho Mission Viejo | 138 | OOS_Wind |  |  | 0 | 0 | 0 | 0 | 0 | 0 | 0 | 0 | 0 | 1 | 1 | 1 | 1 | [19 empty] | 1 | 1 |  | 0
PG&E GBA | Rancho Seco | 230 | OOS_Wind |  |  | 0 | 0 | 0 | 0 | 0 | 0 | 0 | 0 | 0 | 5 | 5 | 1 | 1 | [19 empty] | 1 | 1 |  | 0
SCE Metro | Rancho Vista | 230 | OOS_Wind |  |  | 0 | 0 | 0 | 0 | 0 | 0 | 0 | 0 | 0 | 1 | 1 | 1 | 1 | [19 empty] | 1+ | 1 |  | 1
SCE Metro | Rancho Vista | 500 | OOS_Wind |  |  | 0 | 0 | 0 | 0 | 0 | 0 | 0 | 0 | 0 | 1 | 1 | 1 | 1 | [19 empty] | 1 | 1 |  | 0
SCE NOL | Ransburg | 115 | OOS_Wind |  |  | 0 | 0 | 0 | 0 | 0 | 0 | 0 | 0 | 0 | 3 | 3 | 1 | 1 | [19 empty] | 1 | 1 |  | 0
PG&E GBA | Ravenswood | 115 | OOS_Wind |  |  | 0 | 0 | 0 | 0 | 0 | 0 | 0 | 0 | 0 | 5 | 2 | 1 | 1 | [19 empty] | 1 | 1 |  | 0
PG&E GBA | Ravenswood | 230 | OOS_Wind |  |  | 0 | 0 | 0 | 0 | 0 | 0 | 0 | 0 | 0 | 5 | 2 | 1 | 1 | [19 empty] | 1 | 1 |  | 0
SCE Northern | Rector | 230 | OOS_Wind |  |  | 0 | 0 | 0 | 0 | 0 | 0 | 0 | 0 | 0 | 5 | 5 | 1 | 1 | [19 empty] | 1 | 1 |  | 0
SCE Eastern | Red Bluff | 230 | OOS_Wind |  |  | 0 | 0 | 0 | 0 | 0 | 0 | 0 | 0 | 0 | 4 | 4 | 4 | 4 | [19 empty] | 1 | 1 |  | 0
SCE Eastern | Red Bluff | 500 | OOS_Wind |  |  | 0 | 0 | 0 | 0 | 0 | 0 | 0 | 0 | 0 | 4 | 4 | 4 | 4 | [19 empty] | 1 | 1 |  | 0
PG&E NGBA | Redbud | 115 | OOS_Wind |  |  | 0 | 0 | 0 | 0 | 0 | 0 | 0 | 0 | 0 | 5 | 2 | 1 | 1 | [19 empty] | 1 | 1 |  | 0
SCE Metro | Redondo | 230 | OOS_Wind |  |  | 0 | 0 | 0 | 0 | 0 | 0 | 0 | 0 | 0 | 1 | 1 | 1 | 1 | [19 empty] | 1 | 1 |  | 0
PG&E FRESNO | Reedley | 115 | OOS_Wind |  |  | 0 | 0 | 0 | 0 | 0 | 0 | 0 | 0 | 0 | 5 | 5 | 5 | 4 | [19 empty] | 1 | 1 |  | 0
PG&E KERN | Renfro | 115 | OOS_Wind |  |  | 0 | 0 | 0 | 0 | 0 | 0 | 0 | 0 | 0 | 5 | 2 | 5 | 2 | [19 empty] | 1 | 1 |  | 0
PG&E GBA | Richmond R | 115 | OOS_Wind |  |  | 0 | 0 | 0 | 0 | 0 | 0 | 0 | 0 | 0 | 5 | 4 | 1 | 1 | [19 empty] | 1 | 1 |  | 0
PG&E NGBA | Rincon | 115 | OOS_Wind |  |  | 0 | 0 | 0 | 0 | 0 | 0 | 0 | 0 | 0 | 5 | 2 | 1 | 1 | [19 empty] | 1 | 1 |  | 0
PG&E KERN | Rio Bravo | 115 | OOS_Wind |  |  | 0 | 0 | 0 | 0 | 0 | 0 | 0 | 0 | 0 | 5 | 2 | 5 | 2 | [19 empty] | 1 | 1 |  | 0
SCE Metro | Rio Hondo | 230 | OOS_Wind |  |  | 0 | 0 | 0 | 0 | 0 | 0 | 0 | 0 | 0 | 1 | 1 | 1 | 1 | [19 empty] | 1 | 1 |  | 0
PG&E NGBA | Rio Oso | 115 | OOS_Wind |  |  | 0 | 0 | 0 | 0 | 0 | 0 | 0 | 0 | 0 | 5 | 5 | 1 | 1 | [19 empty] | 1 | 1 |  | 0
PG&E NGBA | Rio Oso | 230 | OOS_Wind |  |  | 0 | 0 | 0 | 0 | 0 | 0 | 0 | 0 | 0 | 5 | 5 | 1 | 1 | [19 empty] | 1 | 1 |  | 0
PG&E GBA | Ripon | 115 | OOS_Wind |  |  | 0 | 0 | 0 | 0 | 0 | 0 | 0 | 0 | 0 | 5 | 5 | 1 | 1 | [19 empty] | 1 | 1 |  | 0
PG&E GBA | Riverbank | 115 | OOS_Wind |  |  | 0 | 0 | 0 | 0 | 0 | 0 | 0 | 0 | 0 | 5 | 5 | 1 | 1 | [19 empty] | 1 | 1 |  | 0
SCE NOL | Roadway | 115 | OOS_Wind |  |  | 0 | 0 | 0 | 0 | 0 | 0 | 0 | 0 | 0 | 1 | 1 | 1 | 1 | [19 empty] | 1 | 1 |  | 0
PG&E NGBA | Rock Creek 1 | 230 | OOS_Wind |  |  | 0 | 0 | 0 | 0 | 0 | 0 | 0 | 0 | 0 | 5 | 5 | 1 | 1 | [19 empty] | 1 | 1 |  | 0
PG&E GBA | Rossmoor | 230 | OOS_Wind |  |  | 0 | 0 | 0 | 0 | 0 | 0 | 0 | 0 | 0 | 5 | 2 | 1 | 1 | [19 empty] | 1 | 1 |  | 0
PG&E NGBA | Round Mountain | 230 | OOS_Wind |  |  | 0 | 0 | 0 | 0 | 0 | 0 | 0 | 0 | 0 | 5 | 2 | 1 | 1 | [19 empty] | 1 | 1 |  | 0
PG&E NGBA | Round Mountain | 500 | OOS_Wind |  |  | 0 | 0 | 0 | 0 | 0 | 0 | 0 | 0 | 0 | 5 | 2 | 1 | 1 | [19 empty] | 1 | 1 |  | 0
PG&E GBA | Salado | 115 | OOS_Wind |  |  | 0 | 0 | 0 | 0 | 0 | 0 | 0 | 0 | 0 | 5 | 4 | 1 | 1 | [19 empty] | 1+ | 1 |  | 1
PG&E GBA | Salinas | 115 | OOS_Wind |  |  | 0 | 0 | 0 | 0 | 0 | 0 | 0 | 0 | 0 | 1 | 1 | 1 | 1 | [19 empty] | 1 | 1 |  | 0
SCE Eastern | San Bernardino | 230 | OOS_Wind |  |  | 0 | 0 | 0 | 0 | 0 | 0 | 0 | 0 | 0 | 4 | 4 | 1 | 1 | [19 empty] | 1 | 1 |  | 0
PG&E GBA | SAN FRAN A (POTRERO PP) | 115 | OOS_Wind |  |  | 0 | 0 | 0 | 0 | 0 | 0 | 0 | 0 | 0 | 5 | 2 | 1 | 1 | [19 empty] | 1 | 1 |  | 0
PG&E GBA | SAN FRAN A (POTRERO PP) | 230 | OOS_Wind |  |  | 0 | 0 | 0 | 0 | 0 | 0 | 0 | 0 | 0 | 5 | 2 | 1 | 1 | [19 empty] | 1 | 1 |  | 0
PG&E GBA | San Jose A | 115 | OOS_Wind |  |  | 0 | 0 | 0 | 0 | 0 | 0 | 0 | 0 | 0 | 5 | 4 | 1 | 1 | [19 empty] | 1 | 1 |  | 0
PG&E GBA | San Jose B | 115 | OOS_Wind |  |  | 0 | 0 | 0 | 0 | 0 | 0 | 0 | 0 | 0 | 5 | 4 | 1 | 1 | [19 empty] | 1 | 1 |  | 0
PG&E GBA | San Leandro U | 115 | OOS_Wind |  |  | 0 | 0 | 0 | 0 | 0 | 0 | 0 | 0 | 0 | 5 | 2 | 1 | 1 | [19 empty] | 1 | 1 |  | 0
PG&E KERN | San Luis Obispo | 115 | OOS_Wind |  |  | 0 | 0 | 0 | 0 | 0 | 0 | 0 | 0 | 0 | 5 | 2 | 5 | 2 | [19 empty] | 1 | 1 |  | 0
SDGE | San Luis Rey | 230 | OOS_Wind |  |  | 0 | 0 | 0 | 0 | 0 | 0 | 0 | 0 | 0 | 1 | 1 | 1 | 1 | [19 empty] | 1 | 1 |  | 0
SCE Metro | San Onofre | 230 | OOS_Wind |  |  | 0 | 0 | 0 | 0 | 0 | 0 | 0 | 0 | 0 | 1 | 1 | 1 | 1 | [19 empty] | 1 | 1 |  | 0
PG&E GBA | San Pablo | 115 | OOS_Wind |  |  | 0 | 0 | 0 | 0 | 0 | 0 | 0 | 0 | 0 | 5 | 4 | 1 | 1 | [19 empty] | 1 | 1 |  | 0
PG&E GBA | San Ramon | 230 | OOS_Wind |  |  | 0 | 0 | 0 | 0 | 0 | 0 | 0 | 0 | 0 | 5 | 2 | 1 | 1 | [19 empty] | 1 | 1 |  | 0
SCE NOL | Sandlot | 230 | OOS_Wind |  |  | 0 | 0 | 0 | 0 | 0 | 0 | 0 | 0 | 0 | 3 | 3 | 1 | 1 | [19 empty] | 1 | 1 |  | 0
EOP | Sandy | 138 | OOS_Wind |  |  | 0 | 0 | 0 | 0 | 0 | 0 | 0 | 0 | 0 | 5 | 2 | 4 | 2 | [19 empty] | 1 | 1 |  | 0
PG&E FRESNO | Sanger | 115 | OOS_Wind |  |  | 0 | 0 | 0 | 0 | 0 | 0 | 0 | 0 | 0 | 5 | 5 | 5 | 4 | [19 empty] | 1 | 1 |  | 0
SCE Northern | Santa Clara | 230 | OOS_Wind |  |  | 0 | 0 | 0 | 0 | 0 | 0 | 0 | 0 | 0 | 5 | 2 | 4 | 2 | [19 empty] | 1 | 1 |  | 0
PG&E NGBA | Santa Rosa A | 115 | OOS_Wind |  |  | 0 | 0 | 0 | 0 | 0 | 0 | 0 | 0 | 0 | 5 | 2 | 1 | 1 | [19 empty] | 1 | 1 |  | 0
PG&E GBA | Santa Teresa | 115 | OOS_Wind |  |  | 0 | 0 | 0 | 0 | 0 | 0 | 0 | 0 | 0 | 5 | 4 | 1 | 1 | [19 empty] | 1 | 1 |  | 0
SDGE | Santee | 138 | OOS_Wind |  |  | 0 | 0 | 0 | 0 | 0 | 0 | 0 | 0 | 0 | 1 | 1 | 1 | 1 | [19 empty] | 1 | 1 |  | 0
SCE Metro | Santiago | 230 | OOS_Wind |  |  | 0 | 0 | 0 | 0 | 0 | 0 | 0 | 0 | 0 | 1 | 1 | 1 | 1 | [19 empty] | 1 | 1 |  | 0
PG&E GBA | Saratoga | 230 | OOS_Wind |  |  | 0 | 0 | 0 | 0 | 0 | 0 | 0 | 0 | 0 | 5 | 4 | 1 | 1 | [19 empty] | 1 | 1 |  | 0
SCE Northern | Saugus | 230 | OOS_Wind |  |  | 0 | 0 | 0 | 0 | 0 | 0 | 0 | 0 | 0 | 5 | 2 | 4 | 2 | [19 empty] | 1 | 1 |  | 0
PG&E FRESNO | Schindler | 115 | OOS_Wind |  |  | 0 | 0 | 0 | 0 | 0 | 0 | 0 | 0 | 0 | 5 | 2 | 5 | 2 | [19 empty] | 1 | 1 |  | 0
PG&E GBA | Schulte | 115 | OOS_Wind |  |  | 0 | 0 | 0 | 0 | 0 | 0 | 0 | 0 | 0 | 5 | 5 | 1 | 1 | [19 empty] | 1 | 1 |  | 0
PG&E KERN | Semitropic | 115 | OOS_Wind |  |  | 0 | 0 | 0 | 0 | 0 | 0 | 0 | 0 | 0 | 5 | 2 | 5 | 2 | [19 empty] | 1 | 1 |  | 0
SCE Metro | Serrano | 230 | OOS_Wind |  |  | 0 | 0 | 0 | 0 | 0 | 0 | 0 | 0 | 0 | 1 | 1 | 1 | 1 | [19 empty] | 1 | 1 |  | 0
SCE Metro | Serrano | 500 | OOS_Wind |  |  | 0 | 0 | 0 | 0 | 0 | 0 | 0 | 0 | 0 | 1 | 1 | 1 | 1 | [19 empty] | 1 | 1 |  | 0
SDGE | Shadowridge | 138 | OOS_Wind |  |  | 0 | 0 | 0 | 0 | 0 | 0 | 0 | 0 | 0 | 1 | 1 | 1 | 1 | [19 empty] | 1 | 1 |  | 0
PG&E KERN | Shafter | 115 | OOS_Wind |  |  | 0 | 0 | 0 | 0 | 0 | 0 | 0 | 0 | 0 | 5 | 2 | 5 | 4 | [19 empty] | 1 | 1 |  | 0
PG&E NGBA | Silverado | 115 | OOS_Wind |  |  | 0 | 0 | 0 | 0 | 0 | 0 | 0 | 0 | 0 | 5 | 2 | 1 | 1 | [19 empty] | 1 | 1 |  | 0
SDGE | Silvergate | 230 | OOS_Wind |  |  | 0 | 0 | 0 | 0 | 0 | 0 | 0 | 0 | 0 | 1 | 1 | 1 | 1 | [19 empty] | 1 | 1 |  | 0
PG&E KERN | Sisquoc | 115 | OOS_Wind |  |  | 0 | 0 | 0 | 0 | 0 | 0 | 0 | 0 | 0 | 5 | 2 | 5 | 2 | [19 empty] | 1 | 1 |  | 0
EOP | Sloan Canyon | 230 | OOS_Wind |  |  | 0 | 0 | 0 | 0 | 0 | 0 | 0 | 0 | 0 | 5 | 2 | 4 | 2 | [19 empty] | 1 | 1 |  | 0
EOP | Sloan Canyon | 500 | OOS_Wind |  |  | 0 | 0 | 0 | 0 | 0 | 0 | 0 | 0 | 0 | 5 | 2 | 4 | 2 | [19 empty] | 1 | 1 |  | 0
PG&E KERN | Smyrna | 115 | OOS_Wind |  |  | 0 | 0 | 0 | 0 | 0 | 0 | 0 | 0 | 0 | 5 | 2 | 5 | 4 | [19 empty] | 1 | 1 |  | 0
PG&E GBA | Sobrante | 115 | OOS_Wind |  |  | 0 | 0 | 0 | 0 | 0 | 0 | 0 | 0 | 0 | 5 | 4 | 1 | 1 | [19 empty] | 1 | 1 |  | 0
PG&E GBA | Sobrante | 230 | OOS_Wind |  |  | 0 | 0 | 0 | 0 | 0 | 0 | 0 | 0 | 0 | 5 | 4 | 1 | 1 | [19 empty] | 1 | 1 |  | 0
PG&E KERN | Solar | 230 | OOS_Wind |  |  | 0 | 0 | 0 | 0 | 0 | 0 | 0 | 0 | 0 | 5 | 2 | 5 | 4 | [19 empty] | 1 | 1 |  | 0
PG&E GBA | Soledad | 115 | OOS_Wind |  |  | 0 | 0 | 0 | 0 | 0 | 0 | 0 | 0 | 0 | 1 | 1 | 1 | 1 | [19 empty] | 1 | 1 |  | 0
SCE Northern | Springville | 230 | OOS_Wind |  |  | 0 | 0 | 0 | 0 | 0 | 0 | 0 | 0 | 0 | 5 | 5 | 1 | 1 | [19 empty] | 1 | 1 |  | 0
PG&E GBA | Stagg | 230 | OOS_Wind |  |  | 0 | 0 | 0 | 0 | 0 | 0 | 0 | 0 | 0 | 5 | 5 | 1 | 1 | [19 empty] | 1 | 1 |  | 0
PG&E GBA | Standard Oil | 115 | OOS_Wind |  |  | 0 | 0 | 0 | 0 | 0 | 0 | 0 | 0 | 0 | 5 | 4 | 1 | 1 | [19 empty] | 1 | 1 |  | 0
PG&E GBA | Stanislaus | 115 | OOS_Wind |  |  | 0 | 0 | 0 | 0 | 0 | 0 | 0 | 0 | 0 | 5 | 5 | 1 | 1 | [19 empty] | 1 | 1 |  | 0
PG&E KERN | Stockdale | 115 | OOS_Wind |  |  | 0 | 0 | 0 | 0 | 0 | 0 | 0 | 0 | 0 | 5 | 2 | 5 | 2 | [19 empty] | 1 | 1 |  | 0
PG&E KERN | Stockdale | 230 | OOS_Wind |  |  | 0 | 0 | 0 | 0 | 0 | 0 | 0 | 0 | 0 | 5 | 2 | 5 | 2 | [19 empty] | 1 | 1 |  | 0
PG&E GBA | Stockton A | 115 | OOS_Wind |  |  | 0 | 0 | 0 | 0 | 0 | 0 | 0 | 0 | 0 | 5 | 5 | 1 | 1 | [19 empty] | 1 | 1 |  | 0
PG&E GBA | Stone | 115 | OOS_Wind |  |  | 0 | 0 | 0 | 0 | 0 | 0 | 0 | 0 | 0 | 5 | 4 | 1 | 1 | [19 empty] | 1 | 1 |  | 0
PG&E FRESNO | Storey | 230 | OOS_Wind |  |  | 0 | 0 | 0 | 0 | 0 | 0 | 0 | 0 | 0 | 5 | 5 | 5 | 4 | [19 empty] | 1 | 1 |  | 0
PG&E NGBA | Summit | 115 | OOS_Wind |  |  | 0 | 0 | 0 | 0 | 0 | 0 | 0 | 0 | 0 | 5 | 5 | 1 | 1 | [19 empty] | 1 | 1 |  | 0
SDGE | Suncrest | 230 | OOS_Wind |  |  | 0 | 0 | 0 | 0 | 0 | 0 | 0 | 0 | 0 | 1 | 1 | 1 | 1 | [19 empty] | 1 | 1 |  | 0
SDGE | Suncrest | 500 | OOS_Wind |  |  | 0 | 0 | 0 | 0 | 0 | 0 | 0 | 0 | 0 | 1 | 1 | 1 | 1 | [19 empty] | 1 | 1 |  | 0
PG&E KERN | Sunrise | 230 | OOS_Wind |  |  | 0 | 0 | 0 | 0 | 0 | 0 | 0 | 0 | 0 | 5 | 2 | 5 | 4 | [19 empty] | 1 | 1 |  | 0
PG&E KERN | Sunset | 230 | OOS_Wind |  |  | 0 | 0 | 0 | 0 | 0 | 0 | 0 | 0 | 0 | 5 | 2 | 5 | 4 | [19 empty] | 1 | 1 |  | 0
PG&E GBA | Swift | 115 | OOS_Wind |  |  | 0 | 0 | 0 | 0 | 0 | 0 | 0 | 0 | 0 | 5 | 4 | 1 | 1 | [19 empty] | 1 | 1 |  | 0
SDGE | Sycamore Canyon | 138 | OOS_Wind |  |  | 0 | 0 | 0 | 0 | 0 | 0 | 0 | 0 | 0 | 1 | 1 | 1 | 1 | [19 empty] | 1 | 1 |  | 0
SDGE | Sycamore Canyon | 230 | OOS_Wind |  |  | 0 | 0 | 0 | 0 | 0 | 0 | 0 | 0 | 0 | 1 | 1 | 1 | 1 | [19 empty] | 1 | 1 |  | 0
SCE Northern | Sylmar | 230 | OOS_Wind |  |  | 0 | 0 | 0 | 0 | 0 | 0 | 0 | 0 | 0 | 5 | 2 | 4 | 2 | [19 empty] | 1 | 1 |  | 0
PG&E NGBA | Table Mountain | 115 | OOS_Wind |  |  | 0 | 0 | 0 | 0 | 0 | 0 | 0 | 0 | 0 | 5 | 2 | 1 | 1 | [19 empty] | 1 | 1 |  | 0
PG&E NGBA | Table Mountain | 230 | OOS_Wind |  |  | 0 | 0 | 0 | 0 | 0 | 0 | 0 | 0 | 0 | 5 | 5 | 1 | 1 | [19 empty] | 1 | 1 |  | 0
PG&E NGBA | Table Mountain | 500 | OOS_Wind |  |  | 0 | 0 | 0 | 0 | 0 | 0 | 0 | 0 | 0 | 5 | 2 | 1 | 1 | [19 empty] | 1 | 1 |  | 0
PG&E KERN | Taft | 115 | OOS_Wind |  |  | 0 | 0 | 0 | 0 | 0 | 0 | 0 | 0 | 0 | 5 | 2 | 5 | 4 | [19 empty] | 1 | 1 |  | 0
SDGE | Talega | 138 | OOS_Wind |  |  | 0 | 0 | 0 | 0 | 0 | 0 | 0 | 0 | 0 | 1 | 1 | 1 | 1 | [19 empty] | 1+ | 1 |  | 1
SDGE | Talega | 230 | OOS_Wind |  |  | 0 | 0 | 0 | 0 | 0 | 0 | 0 | 0 | 0 | 1 | 1 | 1 | 1 | [19 empty] | 1 | 1 |  | 0
PG&E GBA | Tassajara | 230 | OOS_Wind |  |  | 0 | 0 | 0 | 0 | 0 | 0 | 0 | 0 | 0 | 5 | 2 | 1 | 1 | [19 empty] | 1 | 1 |  | 0
SDGE | Telegraph Canyon | 138 | OOS_Wind |  |  | 0 | 0 | 0 | 0 | 0 | 0 | 0 | 0 | 0 | 1 | 1 | 1 | 1 | [19 empty] | 1 | 1 |  | 0
PG&E KERN | Temblor | 115 | OOS_Wind |  |  | 0 | 0 | 0 | 0 | 0 | 0 | 0 | 0 | 0 | 5 | 2 | 5 | 4 | [19 empty] | 1 | 1 |  | 0
PG&E KERN | Templeton | 230 | OOS_Wind |  |  | 0 | 0 | 0 | 0 | 0 | 0 | 0 | 0 | 0 | 5 | 2 | 5 | 4 | [19 empty] | 1 | 1 |  | 0
PG&E GBA | Tesla | 115 | OOS_Wind |  |  | 0 | 0 | 0 | 0 | 0 | 0 | 0 | 0 | 0 | 5 | 4 | 1 | 1 | [19 empty] | 1 | 1 |  | 0
PG&E GBA | Tesla | 230 | OOS_Wind |  |  | 0 | 0 | 0 | 0 | 0 | 0 | 0 | 0 | 0 | 5 | 4 | 1 | 1 | [19 empty] | 1 | 1 |  | 0
PG&E GBA | Tesla | 500 | OOS_Wind | YES | Wyoming Wind | 4000 | 0 | 4000 | 0 | 0 | 0 | 4000 | 0 | 4000 | 5 | 4 | 1 | 1 | 5 | [18 empty] | 5- | 1 |  | 1
PG&E KERN | Tevis | 115 | OOS_Wind |  |  | 0 | 0 | 0 | 0 | 0 | 0 | 0 | 0 | 0 | 5 | 2 | 5 | 4 | [19 empty] | 1 | 1 |  | 0
EOP | Thousandaire | 138 | OOS_Wind |  |  | 0 | 0 | 0 | 0 | 0 | 0 | 0 | 0 | 0 | 5 | 2 | 4 | 2 | [19 empty] | 1 | 1 |  | 0
PG&E KERN | Topaz | 230 | OOS_Wind |  |  | 0 | 0 | 0 | 0 | 0 | 0 | 0 | 0 | 0 | 5 | 2 | 5 | 4 | [19 empty] | 1 | 1 |  | 0
SCE NOL | Tortilla | 115 | OOS_Wind |  |  | 0 | 0 | 0 | 0 | 0 | 0 | 0 | 0 | 0 | 3 | 3 | 1 | 1 | [19 empty] | 1 | 1 |  | 0
SDGE | Trabuco | 138 | OOS_Wind |  |  | 0 | 0 | 0 | 0 | 0 | 0 | 0 | 0 | 0 | 1 | 1 | 1 | 1 | [19 empty] | 1 | 1 |  | 0
PG&E GBA | Tracy | 115 | OOS_Wind |  |  | 0 | 0 | 0 | 0 | 0 | 0 | 0 | 0 | 0 | 5 | 5 | 1 | 1 | [19 empty] | 1 | 1 |  | 0
PG&E FRESNO | Tranquility | 230 | OOS_Wind |  |  | 0 | 0 | 0 | 0 | 0 | 0 | 0 | 0 | 0 | 5 | 5 | 5 | 2 | [19 empty] | 1 | 1 |  | 0
PG&E GBA | Trimble | 115 | OOS_Wind |  |  | 0 | 0 | 0 | 0 | 0 | 0 | 0 | 0 | 0 | 5 | 4 | 1 | 1 | [19 empty] | 1 | 1 |  | 0
EOP | Trout Canyon | 230 | OOS_Wind |  |  | 0 | 0 | 0 | 0 | 0 | 0 | 0 | 0 | 0 | 5 | 2 | 4 | 2 | [19 empty] | 1 | 1 |  | 0
EOP | Trout Canyon | 500 | OOS_Wind |  |  | 0 | 0 | 0 | 0 | 0 | 0 | 0 | 0 | 0 | 5 | 2 | 4 | 2 | [19 empty] | 1 | 1 |  | 0
PG&E NGBA | Tulucay | 230 | OOS_Wind |  |  | 0 | 0 | 0 | 0 | 0 | 0 | 0 | 0 | 0 | 5 | 2 | 1 | 1 | [19 empty] | 1 | 1 |  | 0
PG&E KERN | Tupman | 115 | OOS_Wind |  |  | 0 | 0 | 0 | 0 | 0 | 0 | 0 | 0 | 0 | 5 | 2 | 5 | 4 | [19 empty] | 1 | 1 |  | 0
PG&E NGBA | Ukiah | 115 | OOS_Wind |  |  | 0 | 0 | 0 | 0 | 0 | 0 | 0 | 0 | 0 | 5 | 2 | 1 | 1 | [19 empty] | 1 | 1 |  | 0
PG&E NGBA | Vaca Dixon | 115 | OOS_Wind |  |  | 0 | 0 | 0 | 0 | 0 | 0 | 0 | 0 | 0 | 5 | 2 | 1 | 1 | [19 empty] | 1 | 1 |  | 0
PG&E NGBA | Vaca Dixon | 230 | OOS_Wind |  |  | 0 | 0 | 0 | 0 | 0 | 0 | 0 | 0 | 0 | 5 | 2 | 1 | 1 | [19 empty] | 1 | 1 |  | 0
PG&E NGBA | Vaca Dixon | 500 | OOS_Wind |  |  | 0 | 0 | 0 | 0 | 0 | 0 | 0 | 0 | 0 | 5 | 2 | 1 | 1 | [19 empty] | 1 | 1 |  | 0
SCE Eastern | Valley (SCE) | 500 | OOS_Wind |  |  | 0 | 0 | 0 | 0 | 0 | 0 | 0 | 0 | 0 | 4 | 4 | 1 | 1 | [19 empty] | 1 | 1 |  | 0
EOP | Valley (VEA) | 138 | OOS_Wind |  |  | 0 | 0 | 0 | 0 | 0 | 0 | 0 | 0 | 0 | 5 | 2 | 4 | 2 | [19 empty] | 1 | 1 |  | 0
PG&E GBA | Valley Home | 115 | OOS_Wind |  |  | 0 | 0 | 0 | 0 | 0 | 0 | 0 | 0 | 0 | 5 | 5 | 1 | 1 | [19 empty] | 1 | 1 |  | 0
PG&E GBA | Valley Springs | 230 | OOS_Wind |  |  | 0 | 0 | 0 | 0 | 0 | 0 | 0 | 0 | 0 | 5 | 5 | 1 | 1 | [19 empty] | 1+ | 1 |  | 1
EOP | Valley Switch | 138 | OOS_Wind |  |  | 0 | 0 | 0 | 0 | 0 | 0 | 0 | 0 | 0 | 5 | 2 | 4 | 2 | [19 empty] | 1 | 1 |  | 0
EOP | Valley Switch | 230 | OOS_Wind |  |  | 0 | 0 | 0 | 0 | 0 | 0 | 0 | 0 | 0 | 5 | 2 | 4 | 2 | [19 empty] | 1+ | 1 |  | 1
PG&E GBA | Vasco | 230 | OOS_Wind |  |  | 0 | 0 | 0 | 0 | 0 | 0 | 0 | 0 | 0 | 5 | 4 | 1 | 1 | [19 empty] | 1 | 1 |  | 0
PG&E GBA | Vasona | 230 | OOS_Wind |  |  | 0 | 0 | 0 | 0 | 0 | 0 | 0 | 0 | 0 | 5 | 4 | 1 | 1 | [19 empty] | 1 | 1 |  | 0
SCE Northern | Vestal | 230 | OOS_Wind |  |  | 0 | 0 | 0 | 0 | 0 | 0 | 0 | 0 | 0 | 5 | 5 | 1 | 1 | [19 empty] | 1 | 1 |  | 0
SCE NOL | Victor | 115 | OOS_Wind |  |  | 0 | 0 | 0 | 0 | 0 | 0 | 0 | 0 | 0 | 1 | 1 | 1 | 1 | [19 empty] | 1 | 1 |  | 0
SCE NOL | Victor | 230 | OOS_Wind |  |  | 0 | 0 | 0 | 0 | 0 | 0 | 0 | 0 | 0 | 1 | 1 | 1 | 1 | [19 empty] | 1 | 1 |  | 0
SCE Metro | Viejo | 230 | OOS_Wind |  |  | 0 | 0 | 0 | 0 | 0 | 0 | 0 | 0 | 0 | 1 | 1 | 1 | 1 | [19 empty] | 1+ | 1 |  | 1
PG&E GBA | Vierra | 115 | OOS_Wind |  |  | 0 | 0 | 0 | 0 | 0 | 0 | 0 | 0 | 0 | 5 | 5 | 1 | 1 | [19 empty] | 1 | 1 |  | 0
SCE Metro | Villa Park | 230 | OOS_Wind |  |  | 0 | 0 | 0 | 0 | 0 | 0 | 0 | 0 | 0 | 1 | 1 | 1 | 1 | [19 empty] | 1 | 1 |  | 0
SCE Northern | Vincent | 230 | OOS_Wind |  |  | 0 | 0 | 0 | 0 | 0 | 0 | 0 | 0 | 0 | 1 | 1 | 1 | 1 | [19 empty] | 1+ | 1 |  | 1
SCE Northern | Vincent | 500 | OOS_Wind |  |  | 0 | 0 | 0 | 0 | 0 | 0 | 0 | 0 | 0 | 1 | 1 | 1 | 1 | [19 empty] | 1+ | 1 |  | 1
PG&E GBA | Vineyard | 230 | OOS_Wind |  |  | 0 | 0 | 0 | 0 | 0 | 0 | 0 | 0 | 0 | 5 | 4 | 1 | 1 | [19 empty] | 1 | 1 |  | 0
SCE Eastern | Vista (SCE) | 230 | OOS_Wind |  |  | 0 | 0 | 0 | 0 | 0 | 0 | 0 | 0 | 0 | 4 | 4 | 1 | 1 | [19 empty] | 1 | 1 |  | 0
EOP | Vista (VEA) | 138 | OOS_Wind |  |  | 0 | 0 | 0 | 0 | 0 | 0 | 0 | 0 | 0 | 5 | 2 | 4 | 2 | [19 empty] | 1 | 1 |  | 0
EOP | Vista (VEA) | 230 | OOS_Wind |  |  | 0 | 0 | 0 | 0 | 0 | 0 | 0 | 0 | 0 | 5 | 2 | 4 | 2 | [19 empty] | 1 | 1 |  | 0
PG&E FRESNO | Wahtoke | 115 | OOS_Wind |  |  | 0 | 0 | 0 | 0 | 0 | 0 | 0 | 0 | 0 | 5 | 2 | 5 | 2 | [19 empty] | 1 | 1 |  | 0
SCE Metro | Walnut | 230 | OOS_Wind |  |  | 0 | 0 | 0 | 0 | 0 | 0 | 0 | 0 | 0 | 1 | 1 | 1 | 1 | [19 empty] | 1 | 1 |  | 0
SCE Northern | Warne | 230 | OOS_Wind |  |  | 0 | 0 | 0 | 0 | 0 | 0 | 0 | 0 | 0 | 5 | 2 | 4 | 2 | [19 empty] | 1 | 1 |  | 0
PG&E GBA | Warnerville | 230 | OOS_Wind |  |  | 0 | 0 | 0 | 0 | 0 | 0 | 0 | 0 | 0 | 5 | 5 | 5 | 2 | [19 empty] | 1 | 1 |  | 0
PG&E FRESNO | Waukena | 115 | OOS_Wind |  |  | 0 | 0 | 0 | 0 | 0 | 0 | 0 | 0 | 0 | 5 | 2 | 5 | 2 | [19 empty] | 1 | 1 |  | 0
PG&E GBA | Weber | 230 | OOS_Wind |  |  | 0 | 0 | 0 | 0 | 0 | 0 | 0 | 0 | 0 | 5 | 5 | 1 | 1 | [19 empty] | 1 | 1 |  | 0
PG&E FRESNO | West Fresno | 115 | OOS_Wind |  |  | 0 | 0 | 0 | 0 | 0 | 0 | 0 | 0 | 0 | 5 | 5 | 5 | 2 | [19 empty] | 1 | 1 |  | 0
PG&E FRESNO | Westley | 230 | OOS_Wind |  |  | 0 | 0 | 0 | 0 | 0 | 0 | 0 | 0 | 0 | 1 | 1 | 1 | 1 | [19 empty] | 1 | 1 |  | 0
PG&E KERN | Westpark | 115 | OOS_Wind |  |  | 0 | 0 | 0 | 0 | 0 | 0 | 0 | 0 | 0 | 5 | 2 | 5 | 2 | [19 empty] | 1 | 1 |  | 0
PG&E KERN | Wheeler Ridge | 230 | OOS_Wind |  |  | 0 | 0 | 0 | 0 | 0 | 0 | 0 | 0 | 0 | 5 | 2 | 5 | 4 | [19 empty] | 1 | 1 |  | 0
PG&E KERN | Wheeler Ridge | 115 | OOS_Wind |  |  | 0 | 0 | 0 | 0 | 0 | 0 | 0 | 0 | 0 | 5 | 2 | 5 | 2 | [19 empty] | 1 | 1 |  | 0
SCE Northern | Whirlwind | 230 | OOS_Wind |  |  | 0 | 0 | 0 | 0 | 0 | 0 | 0 | 0 | 0 | 5 | 5 | 1 | 1 | [19 empty] | 1+ | 1 |  | 1
SCE Northern | Whirlwind | 500 | OOS_Wind |  |  | 0 | 0 | 0 | 0 | 0 | 0 | 0 | 0 | 0 | 5 | 5 | 1 | 1 | [19 empty] | 1 | 1 |  | 0
PG&E GBA | Whisman | 115 | OOS_Wind |  |  | 0 | 0 | 0 | 0 | 0 | 0 | 0 | 0 | 0 | 1 | 1 | 1 | 1 | [19 empty] | 1 | 1 |  | 0
SCE Eastern | Wildlife | 230 | OOS_Wind |  |  | 0 | 0 | 0 | 0 | 0 | 0 | 0 | 0 | 0 | 4 | 4 | 1 | 1 | [19 empty] | 1 | 1 |  | 0
PG&E FRESNO | Wilson | 115 | OOS_Wind |  |  | 0 | 0 | 0 | 0 | 0 | 0 | 0 | 0 | 0 | 5 | 5 | 5 | 2 | [19 empty] | 1 | 1 |  | 0
PG&E FRESNO | Wilson | 230 | OOS_Wind |  |  | 0 | 0 | 0 | 0 | 0 | 0 | 0 | 0 | 0 | 5 | 5 | 5 | 4 | [19 empty] | 1 | 1 |  | 0
SCE Northern | Windhub | 230 | OOS_Wind |  |  | 0 | 0 | 0 | 0 | 0 | 0 | 0 | 0 | 0 | 5 | 5 | 1 | 1 | [19 empty] | 1 | 1 |  | 0
SCE Northern | Windhub | 500 | OOS_Wind |  |  | 0 | 0 | 0 | 0 | 0 | 0 | 0 | 0 | 0 | 5 | 5 | 1 | 1 | [19 empty] | 1 | 1 |  | 0
PG&E GBA | Windmaster | 230 | OOS_Wind |  |  | 0 | 0 | 0 | 0 | 0 | 0 | 0 | 0 | 0 | 5 | 2 | 1 | 1 | [19 empty] | 1 | 1 |  | 0
PG&E NGBA | Woodland | 115 | OOS_Wind |  |  | 0 | 0 | 0 | 0 | 0 | 0 | 0 | 0 | 0 | 5 | 5 | 1 | 1 | [19 empty] | 1 | 1 |  | 0
PG&E FRESNO | Woodward | 115 | OOS_Wind |  |  | 0 | 0 | 0 | 0 | 0 | 0 | 0 | 0 | 0 | 5 | 2 | 5 | 2 | [19 empty] | 1 | 1 |  | 0
PG&E NGBA | Wyandotte | 115 | OOS_Wind |  |  | 0 | 0 | 0 | 0 | 0 | 0 | 0 | 0 | 0 | 5 | 5 | 1 | 1 | [19 empty] | 1 | 1 |  | 0
PG&E KERN | 7th Standard | 115 | Offshore_Wind |  |  | 0 | 0 | 0 | 0 | 0 | 0 | 0 | 0 | 0 | 5 | 2 | 5 | 4 | [19 empty] | 1 | 1 |  | 0
SCE Metro | Alamitos | 230 | Offshore_Wind |  |  | 0 | 0 | 0 | 0 | 0 | 0 | 0 | 0 | 0 | 1 | 1 | 1 | 1 | [19 empty] | 1 | 1 |  | 0
SCE Eastern | Alberhill | 115 | Offshore_Wind |  |  | 0 | 0 | 0 | 0 | 0 | 0 | 0 | 0 | 0 | 4 | 4 | 1 | 1 | [19 empty] | 1 | 1 |  | 0
SCE Eastern | Alberhill | 500 | Offshore_Wind |  |  | 0 | 0 | 0 | 0 | 0 | 0 | 0 | 0 | 0 | 4 | 4 | 1 | 1 | [19 empty] | 1 | 1 |  | 0
PG&E GBA | Alhambra | 115 | Offshore_Wind |  |  | 0 | 0 | 0 | 0 | 0 | 0 | 0 | 0 | 0 | 5 | 2 | 1 | 1 | [19 empty] | 1 | 1 |  | 0
PG&E FRESNO | Alpaugh | 115 | Offshore_Wind |  |  | 0 | 0 | 0 | 0 | 0 | 0 | 0 | 0 | 0 | 5 | 2 | 5 | 4 | [19 empty] | 1 | 1 |  | 0
PG&E GBA | Altamont Midway (Sandhill) | 230 | Offshore_Wind |  |  | 0 | 0 | 0 | 0 | 0 | 0 | 0 | 0 | 0 | 5 | 2 | 1 | 1 | [19 empty] | 1 | 1 |  | 0
SCE Northern | Antelope | 230 | Offshore_Wind |  |  | 0 | 0 | 0 | 0 | 0 | 0 | 0 | 0 | 0 | 5 | 5 | 1 | 1 | [19 empty] | 1 | 1 |  | 0
SCE Northern | Antelope | 500 | Offshore_Wind |  |  | 0 | 0 | 0 | 0 | 0 | 0 | 0 | 0 | 0 | 5 | 5 | 1 | 1 | [19 empty] | 1 | 1 |  | 0
PG&E KERN | Arco | 230 | Offshore_Wind |  |  | 0 | 0 | 0 | 0 | 0 | 0 | 0 | 0 | 0 | 5 | 2 | 5 | 4 | [19 empty] | 1 | 1 |  | 0
SCE Metro | ArcoGen | 230 | Offshore_Wind |  |  | 0 | 0 | 0 | 0 | 0 | 0 | 0 | 0 | 0 | 1 | 1 | 1 | 1 | [19 empty] | 1 | 1 |  | 0
SDGE | Artesian | 230 | Offshore_Wind |  |  | 0 | 0 | 0 | 0 | 0 | 0 | 0 | 0 | 0 | 1 | 1 | 1 | 1 | [19 empty] | 1 | 1 |  | 0
PG&E FRESNO | Ashlan | 230 | Offshore_Wind |  |  | 0 | 0 | 0 | 0 | 0 | 0 | 0 | 0 | 0 | 5 | 4 | 5 | 2 | [19 empty] | 1 | 1 |  | 0
PG&E NGBA | Atlantic | 115 | Offshore_Wind |  |  | 0 | 0 | 0 | 0 | 0 | 0 | 0 | 0 | 0 | 5 | 5 | 1 | 1 | [19 empty] | 1 | 1 |  | 0
PG&E NGBA | Atlantic | 230 | Offshore_Wind |  |  | 0 | 0 | 0 | 0 | 0 | 0 | 0 | 0 | 0 | 5 | 5 | 1 | 1 | [19 empty] | 1 | 1 |  | 0
PG&E FRESNO | Atwater | 115 | Offshore_Wind |  |  | 0 | 0 | 0 | 0 | 0 | 0 | 0 | 0 | 0 | 5 | 5 | 5 | 2 | [19 empty] | 1 | 1 |  | 0
PG&E GBA | Avena | 115 | Offshore_Wind |  |  | 0 | 0 | 0 | 0 | 0 | 0 | 0 | 0 | 0 | 5 | 5 | 1 | 1 | [19 empty] | 1 | 1 |  | 0
PG&E NGBA | Bahia | 230 | Offshore_Wind |  |  | 0 | 0 | 0 | 0 | 0 | 0 | 0 | 0 | 0 | 5 | 4 | 1 | 1 | [19 empty] | 1 | 1 |  | 0
SCE Northern | Bailey | 230 | Offshore_Wind |  |  | 0 | 0 | 0 | 0 | 0 | 0 | 0 | 0 | 0 | 5 | 2 | 4 | 2 | [19 empty] | 1 | 1 |  | 0
SCE NOL | Baker | 115 | Offshore_Wind |  |  | 0 | 0 | 0 | 0 | 0 | 0 | 0 | 0 | 0 | 3 | 3 | 1 | 1 | [19 empty] | 1 | 1 |  | 0
PG&E KERN | Bakersfield | 230 | Offshore_Wind |  |  | 0 | 0 | 0 | 0 | 0 | 0 | 0 | 0 | 0 | 5 | 2 | 5 | 4 | [19 empty] | 1 | 1 |  | 0
PG&E FRESNO | Balch | 230 | Offshore_Wind |  |  | 0 | 0 | 0 | 0 | 0 | 0 | 0 | 0 | 0 | 5 | 5 | 5 | 2 | [19 empty] | 1 | 1 |  | 0
SCE Eastern | Bannister | 230 | Offshore_Wind |  |  | 0 | 0 | 0 | 0 | 0 | 0 | 0 | 0 | 0 | 5 | 4 | 1 | 1 | [19 empty] | 1 | 1 |  | 0
SCE Metro | Barre | 230 | Offshore_Wind |  |  | 0 | 0 | 0 | 0 | 0 | 0 | 0 | 0 | 0 | 1 | 1 | 1 | 1 | [19 empty] | 1 | 1 |  | 0
SDGE | Bay Boulevard | 230 | Offshore_Wind |  |  | 0 | 0 | 0 | 0 | 0 | 0 | 0 | 0 | 0 | 1 | 1 | 1 | 1 | [19 empty] | 1 | 1 |  | 0
EOP | Beatty | 138 | Offshore_Wind |  |  | 0 | 0 | 0 | 0 | 0 | 0 | 0 | 0 | 0 | 5 | 2 | 4 | 2 | [19 empty] | 1 | 1 |  | 0
EOP | Beatty | 230 | Offshore_Wind |  |  | 0 | 0 | 0 | 0 | 0 | 0 | 0 | 0 | 0 | 5 | 2 | 4 | 2 | [19 empty] | 1 | 1 |  | 0
PG&E NGBA | Belden | 230 | Offshore_Wind |  |  | 0 | 0 | 0 | 0 | 0 | 0 | 0 | 0 | 0 | 5 | 5 | 1 | 1 | [19 empty] | 1 | 1 |  | 0
PG&E NGBA | Bell | 115 | Offshore_Wind |  |  | 0 | 0 | 0 | 0 | 0 | 0 | 0 | 0 | 0 | 5 | 5 | 1 | 1 | [19 empty] | 1 | 1 |  | 0
PG&E NGBA | Bellevue | 115 | Offshore_Wind |  |  | 0 | 0 | 0 | 0 | 0 | 0 | 0 | 0 | 0 | 5 | 2 | 1 | 1 | [19 empty] | 1 | 1 |  | 0
PG&E GBA | Bellota | 115 | Offshore_Wind |  |  | 0 | 0 | 0 | 0 | 0 | 0 | 0 | 0 | 0 | 5 | 5 | 1 | 1 | [19 empty] | 1 | 1 |  | 0
PG&E GBA | Bellota | 230 | Offshore_Wind |  |  | 0 | 0 | 0 | 0 | 0 | 0 | 0 | 0 | 0 | 5 | 5 | 1 | 1 | [19 empty] | 1 | 1 |  | 0
SCE Northern | Big Creek | 230 | Offshore_Wind |  |  | 0 | 0 | 0 | 0 | 0 | 0 | 0 | 0 | 0 | 5 | 5 | 1 | 1 | [19 empty] | 1 | 1 |  | 0
PG&E GBA | Birds Landing | 230 | Offshore_Wind |  |  | 0 | 0 | 0 | 0 | 0 | 0 | 0 | 0 | 0 | 5 | 4 | 1 | 1 | [19 empty] | 1 | 1 |  | 0
SCE Eastern | Blythe | 161 | Offshore_Wind |  |  | 0 | 0 | 0 | 0 | 0 | 0 | 0 | 0 | 0 | 5 | 2 | 1 | 1 | [19 empty] | 1 | 1 |  | 0
PG&E NGBA | Bogue | 115 | Offshore_Wind |  |  | 0 | 0 | 0 | 0 | 0 | 0 | 0 | 0 | 0 | 5 | 5 | 1 | 1 | [19 empty] | 1 | 1 |  | 0
PG&E FRESNO | Borden | 230 | Offshore_Wind |  |  | 0 | 0 | 0 | 0 | 0 | 0 | 0 | 0 | 0 | 5 | 5 | 5 | 4 | [19 empty] | 1 | 1 |  | 0
SDGE | Boulevard East | 138 | Offshore_Wind |  |  | 0 | 0 | 0 | 0 | 0 | 0 | 0 | 0 | 0 | 1 | 1 | 1 | 1 | [19 empty] | 1 | 1 |  | 0
PG&E GBA | Brentwood | 230 | Offshore_Wind |  |  | 0 | 0 | 0 | 0 | 0 | 0 | 0 | 0 | 0 | 5 | 4 | 1 | 1 | [19 empty] | 1 | 1 |  | 0
PG&E NGBA | Bridgeville | 115 | Offshore_Wind |  |  | 0 | 0 | 0 | 0 | 0 | 0 | 0 | 0 | 0 | 5 | 2 | 1 | 1 | [19 empty] | 1 | 1 |  | 0
PG&E NGBA | Brighton | 115 | Offshore_Wind |  |  | 0 | 0 | 0 | 0 | 0 | 0 | 0 | 0 | 0 | 5 | 5 | 1 | 1 | [19 empty] | 1 | 1 |  | 0
PG&E NGBA | Brighton | 230 | Offshore_Wind |  |  | 0 | 0 | 0 | 0 | 0 | 0 | 0 | 0 | 0 | 5 | 5 | 1 | 1 | [19 empty] | 1 | 1 |  | 0
PG&E NGBA | Brunswick | 115 | Offshore_Wind |  |  | 0 | 0 | 0 | 0 | 0 | 0 | 0 | 0 | 0 | 5 | 5 | 1 | 1 | [19 empty] | 1 | 1 |  | 0
PG&E NGBA | Bucks Creek | 230 | Offshore_Wind |  |  | 0 | 0 | 0 | 0 | 0 | 0 | 0 | 0 | 0 | 5 | 5 | 1 | 1 | [19 empty] | 1 | 1 |  | 0
PG&E KERN | Buena Vista | 230 | Offshore_Wind |  |  | 0 | 0 | 0 | 0 | 0 | 0 | 0 | 0 | 0 | 5 | 2 | 5 | 4 | [19 empty] | 1 | 1 |  | 0
PG&E FRESNO | Bullard | 115 | Offshore_Wind |  |  | 0 | 0 | 0 | 0 | 0 | 0 | 0 | 0 | 0 | 5 | 5 | 5 | 4 | [19 empty] | 1 | 1 |  | 0
PG&E GBA | Burlingame | 115 | Offshore_Wind |  |  | 0 | 0 | 0 | 0 | 0 | 0 | 0 | 0 | 0 | 5 | 2 | 1 | 1 | [19 empty] | 1 | 1 |  | 0
PG&E NGBA | Burney Forest | 230 | Offshore_Wind |  |  | 0 | 0 | 0 | 0 | 0 | 0 | 0 | 0 | 0 | 5 | 5 | 3 | 3 | [19 empty] | 1 | 1 |  | 0
PG&E NGBA | Butte | 115 | Offshore_Wind |  |  | 0 | 0 | 0 | 0 | 0 | 0 | 0 | 0 | 0 | 5 | 2 | 1 | 1 | [19 empty] | 1 | 1 |  | 0
PG&E KERN | Cabrillo | 115 | Offshore_Wind |  |  | 0 | 0 | 0 | 0 | 0 | 0 | 0 | 0 | 0 | 5 | 2 | 5 | 2 | [19 empty] | 1 | 1 |  | 0
PG&E FRESNO | Cal Flats | 230 | Offshore_Wind |  |  | 0 | 0 | 0 | 0 | 0 | 0 | 0 | 0 | 0 | 5 | 2 | 5 | 4 | [19 empty] | 1 | 1 |  | 0
SCE NOL | Calcite | 230 | Offshore_Wind |  |  | 0 | 0 | 0 | 0 | 0 | 0 | 0 | 0 | 0 | 1 | 1 | 1 | 1 | [19 empty] | 1 | 1 |  | 0
PG&E KERN | Caliente | 230 | Offshore_Wind |  |  | 0 | 0 | 0 | 0 | 0 | 0 | 0 | 0 | 0 | 5 | 2 | 5 | 4 | [19 empty] | 1 | 1 |  | 0
PG&E FRESNO | California Ave | 115 | Offshore_Wind |  |  | 0 | 0 | 0 | 0 | 0 | 0 | 0 | 0 | 0 | 5 | 2 | 5 | 2 | [19 empty] | 1 | 1 |  | 0
PG&E KERN | Callender | 115 | Offshore_Wind |  |  | 0 | 0 | 0 | 0 | 0 | 0 | 0 | 0 | 0 | 5 | 2 | 5 | 4 | [19 empty] | 1 | 1 |  | 0
PG&E NGBA | Calpella | 115 | Offshore_Wind |  |  | 0 | 0 | 0 | 0 | 0 | 0 | 0 | 0 | 0 | 5 | 2 | 1 | 1 | [19 empty] | 1 | 1 |  | 0
PG&E GBA | Camanche | 230 | Offshore_Wind |  |  | 0 | 0 | 0 | 0 | 0 | 0 | 0 | 0 | 0 | 5 | 5 | 1 | 1 | [19 empty] | 1 | 1 |  | 0
PG&E FRESNO | Cantua | 115 | Offshore_Wind |  |  | 0 | 0 | 0 | 0 | 0 | 0 | 0 | 0 | 0 | 5 | 2 | 5 | 2 | [19 empty] | 1 | 1 |  | 0
SDGE | Capistrano | 138 | Offshore_Wind |  |  | 0 | 0 | 0 | 0 | 0 | 0 | 0 | 0 | 0 | 1 | 1 | 1 | 1 | [19 empty] | 1 | 1 |  | 0
SDGE | Capistrano | 230 | Offshore_Wind |  |  | 0 | 0 | 0 | 0 | 0 | 0 | 0 | 0 | 0 | 1 | 1 | 1 | 1 | [19 empty] | 1 | 1 |  | 0
PG&E NGBA | Carberry | 230 | Offshore_Wind |  |  | 0 | 0 | 0 | 0 | 0 | 0 | 0 | 0 | 0 | 5 | 5 | 3 | 3 | [19 empty] | 1 | 1 |  | 0
PG&E NGBA | Caribou | 115 | Offshore_Wind |  |  | 0 | 0 | 0 | 0 | 0 | 0 | 0 | 0 | 0 | 5 | 4 | 1 | 1 | [19 empty] | 1 | 1 |  | 0
PG&E NGBA | Caribou | 230 | Offshore_Wind |  |  | 0 | 0 | 0 | 0 | 0 | 0 | 0 | 0 | 0 | 5 | 4 | 1 | 1 | [19 empty] | 1 | 1 |  | 0
EOP | Carpenter Canyon (fka Gamebird) | 138 | Offshore_Wind |  |  | 0 | 0 | 0 | 0 | 0 | 0 | 0 | 0 | 0 | 5 | 2 | 4 | 2 | [19 empty] | 1 | 1 |  | 0
EOP | Carpenter Canyon (fka Gamebird) | 230 | Offshore_Wind |  |  | 0 | 0 | 0 | 0 | 0 | 0 | 0 | 0 | 0 | 5 | 2 | 4 | 2 | [19 empty] | 1 | 1 |  | 0
PG&E NGBA | Carquinez | 115 | Offshore_Wind |  |  | 0 | 0 | 0 | 0 | 0 | 0 | 0 | 0 | 0 | 5 | 2 | 1 | 1 | [19 empty] | 1 | 1 |  | 0
SDGE | Carrizo Gorge | 138 | Offshore_Wind |  |  | 0 | 0 | 0 | 0 | 0 | 0 | 0 | 0 | 0 | 1 | 1 | 1 | 1 | [19 empty] | 1 | 1 |  | 0
PG&E KERN | Carrizo Plains | 115 | Offshore_Wind |  |  | 0 | 0 | 0 | 0 | 0 | 0 | 0 | 0 | 0 | 5 | 2 | 5 | 4 | [19 empty] | 1 | 1 |  | 0
PG&E KERN | Casaloma | 230 | Offshore_Wind |  |  | 0 | 0 | 0 | 0 | 0 | 0 | 0 | 0 | 0 | 5 | 2 | 5 | 2 | [19 empty] | 1 | 1 |  | 0
PG&E GBA | Castro Valley | 230 | Offshore_Wind |  |  | 0 | 0 | 0 | 0 | 0 | 0 | 0 | 0 | 0 | 5 | 4 | 1 | 1 | [19 empty] | 1 | 1 |  | 0
PG&E GBA | Cayetano | 230 | Offshore_Wind |  |  | 0 | 0 | 0 | 0 | 0 | 0 | 0 | 0 | 0 | 5 | 4 | 1 | 1 | [19 empty] | 1 | 1 |  | 0
SCE Metro | Center | 230 | Offshore_Wind |  |  | 0 | 0 | 0 | 0 | 0 | 0 | 0 | 0 | 0 | 1 | 1 | 1 | 1 | [19 empty] | 1 | 1 |  | 0
PG&E KERN | Charca | 115 | Offshore_Wind |  |  | 0 | 0 | 0 | 0 | 0 | 0 | 0 | 0 | 0 | 5 | 2 | 5 | 2 | [19 empty] | 1 | 1 |  | 0
EOP | Charleston | 138 | Offshore_Wind |  |  | 0 | 0 | 0 | 0 | 0 | 0 | 0 | 0 | 0 | 5 | 2 | 4 | 2 | [19 empty] | 1 | 1 |  | 0
SCE Metro | Chevmain | 230 | Offshore_Wind |  |  | 0 | 0 | 0 | 0 | 0 | 0 | 0 | 0 | 0 | 1 | 1 | 1 | 1 | [19 empty] | 1 | 1 |  | 0
SDGE | Chicarita | 138 | Offshore_Wind |  |  | 0 | 0 | 0 | 0 | 0 | 0 | 0 | 0 | 0 | 1 | 1 | 1 | 1 | [19 empty] | 1 | 1 |  | 0
SCE Metro | Chino | 230 | Offshore_Wind |  |  | 0 | 0 | 0 | 0 | 0 | 0 | 0 | 0 | 0 | 1 | 1 | 1 | 1 | [19 empty] | 1 | 1 |  | 0
PG&E FRESNO | Chowchilla | 115 | Offshore_Wind |  |  | 0 | 0 | 0 | 0 | 0 | 0 | 0 | 0 | 0 | 5 | 5 | 5 | 2 | [19 empty] | 1 | 1 |  | 0
PG&E GBA | Christie | 115 | Offshore_Wind |  |  | 0 | 0 | 0 | 0 | 0 | 0 | 0 | 0 | 0 | 5 | 2 | 1 | 1 | [19 empty] | 1 | 1 |  | 0
SCE Eastern | Cielo Azul | 500 | Offshore_Wind |  |  | 0 | 0 | 0 | 0 | 0 | 0 | 0 | 0 | 0 | 5 | 4 | 4 | 4 | [19 empty] | 1 | 1 |  | 0
PG&E GBA | Clayton | 115 | Offshore_Wind |  |  | 0 | 0 | 0 | 0 | 0 | 0 | 0 | 0 | 0 | 5 | 2 | 1 | 1 | [19 empty] | 1 | 1 |  | 0
PG&E NGBA | Cloverdale | 115 | Offshore_Wind |  |  | 0 | 0 | 0 | 0 | 0 | 0 | 0 | 0 | 0 | 5 | 2 | 1 | 1 | [19 empty] | 1 | 1 |  | 0
PG&E FRESNO | Clovis | 115 | Offshore_Wind |  |  | 0 | 0 | 0 | 0 | 0 | 0 | 0 | 0 | 0 | 5 | 2 | 5 | 2 | [19 empty] | 1 | 1 |  | 0
PG&E GBA | Coburn | 230 | Offshore_Wind |  |  | 0 | 0 | 0 | 0 | 0 | 0 | 0 | 0 | 0 | 5 | 4 | 5 | 2 | [19 empty] | 1 | 1 |  | 0
PG&E NGBA | Colgate | 230 | Offshore_Wind |  |  | 0 | 0 | 0 | 0 | 0 | 0 | 0 | 0 | 0 | 5 | 5 | 1 | 1 | [19 empty] | 1 | 1 |  | 0
PG&E GBA | Collierville | 230 | Offshore_Wind |  |  | 0 | 0 | 0 | 0 | 0 | 0 | 0 | 0 | 0 | 5 | 5 | 1 | 1 | [19 empty] | 1 | 1 |  | 0
PG&E GBA | Collinsville | 230 | Offshore_Wind |  |  | 0 | 0 | 0 | 0 | 0 | 0 | 0 | 0 | 0 | 5 | 2 | 1 | 1 | [19 empty] | 1 | 1 |  | 0
PG&E GBA | Collinsville | 500 | Offshore_Wind |  |  | 0 | 0 | 0 | 0 | 0 | 0 | 0 | 0 | 0 | 5 | 2 | 1 | 1 | [19 empty] | 1 | 1 |  | 0
SCE Eastern | Colorado River | 230 | Offshore_Wind |  |  | 0 | 0 | 0 | 0 | 0 | 0 | 0 | 0 | 0 | 4 | 4 | 4 | 4 | [19 empty] | 1 | 1 |  | 0
SCE Eastern | Colorado River | 500 | Offshore_Wind |  |  | 0 | 0 | 0 | 0 | 0 | 0 | 0 | 0 | 0 | 4 | 4 | 4 | 4 | [19 empty] | 1 | 1 |  | 0
PG&E KERN | Columbus | 115 | Offshore_Wind |  |  | 0 | 0 | 0 | 0 | 0 | 0 | 0 | 0 | 0 | 5 | 2 | 5 | 4 | [19 empty] | 1 | 1 |  | 0
PG&E GBA | Contra Costa | 115 | Offshore_Wind |  |  | 0 | 0 | 0 | 0 | 0 | 0 | 0 | 0 | 0 | 5 | 4 | 1 | 1 | [19 empty] | 1 | 1 |  | 0
PG&E GBA | Contra Costa | 230 | Offshore_Wind |  |  | 0 | 0 | 0 | 0 | 0 | 0 | 0 | 0 | 0 | 5 | 4 | 1 | 1 | [19 empty] | 1 | 1 |  | 0
PG&E GBA | Contra Costa PP | 230 | Offshore_Wind |  |  | 0 | 0 | 0 | 0 | 0 | 0 | 0 | 0 | 0 | 5 | 4 | 1 | 1 | [19 empty] | 1 | 1 |  | 0
SCE NOL | Control | 115 | Offshore_Wind |  |  | 0 | 0 | 0 | 0 | 0 | 0 | 0 | 0 | 0 | 5 | 3 | 1 | 1 | [19 empty] | 1 | 1 |  | 0
PG&E GBA | Cooley Landing | 115 | Offshore_Wind |  |  | 0 | 0 | 0 | 0 | 0 | 0 | 0 | 0 | 0 | 5 | 2 | 1 | 1 | [19 empty] | 1 | 1 |  | 0
SCE NOL | Coolwater | 230 | Offshore_Wind |  |  | 0 | 0 | 0 | 0 | 0 | 0 | 0 | 0 | 0 | 3 | 3 | 1 | 1 | [19 empty] | 1 | 1 |  | 0
SCE NOL | Coolwater | 115 | Offshore_Wind |  |  | 0 | 0 | 0 | 0 | 0 | 0 | 0 | 0 | 0 | 3 | 3 | 1 | 1 | [19 empty] | 1 | 1 |  | 0
PG&E FRESNO | Corcoran | 115 | Offshore_Wind |  |  | 0 | 0 | 0 | 0 | 0 | 0 | 0 | 0 | 0 | 5 | 5 | 5 | 4 | [19 empty] | 1 | 1 |  | 0
PG&E NGBA | Corona | 115 | Offshore_Wind |  |  | 0 | 0 | 0 | 0 | 0 | 0 | 0 | 0 | 0 | 5 | 2 | 1 | 1 | [19 empty] | 1 | 1 |  | 0
PG&E NGBA | Cortina | 230 | Offshore_Wind |  |  | 0 | 0 | 0 | 0 | 0 | 0 | 0 | 0 | 0 | 5 | 2 | 1 | 1 | [19 empty] | 1 | 1 |  | 0
PG&E NGBA | Cortina | 115 | Offshore_Wind |  |  | 0 | 0 | 0 | 0 | 0 | 0 | 0 | 0 | 0 | 5 | 2 | 1 | 1 | [19 empty] | 1 | 1 |  | 0
PG&E GBA | Cottle | 230 | Offshore_Wind |  |  | 0 | 0 | 0 | 0 | 0 | 0 | 0 | 0 | 0 | 5 | 5 | 5 | 2 | [19 empty] | 1 | 1 |  | 0
PG&E NGBA | Cottonwood | 115 | Offshore_Wind |  |  | 0 | 0 | 0 | 0 | 0 | 0 | 0 | 0 | 0 | 5 | 2 | 1 | 1 | [19 empty] | 1 | 1 |  | 0
PG&E NGBA | Cottonwood | 230 | Offshore_Wind |  |  | 0 | 0 | 0 | 0 | 0 | 0 | 0 | 0 | 0 | 5 | 2 | 1 | 1 | [19 empty] | 1 | 1 |  | 0
PG&E NGBA | Cove Road | 230 | Offshore_Wind |  |  | 0 | 0 | 0 | 0 | 0 | 0 | 0 | 0 | 0 | 5 | 2 | 1 | 1 | [19 empty] | 1 | 1 |  | 0
PG&E GBA | Coyote | 230 | Offshore_Wind |  |  | 0 | 0 | 0 | 0 | 0 | 0 | 0 | 0 | 0 | 5 | 4 | 1 | 1 | [19 empty] | 1 | 1 |  | 0
PG&E GBA | Crazy Horse Canyon | 115 | Offshore_Wind |  |  | 0 | 0 | 0 | 0 | 0 | 0 | 0 | 0 | 0 | 1 | 1 | 1 | 1 | [19 empty] | 1 | 1 |  | 0
PG&E FRESNO | Cressey | 115 | Offshore_Wind |  |  | 0 | 0 | 0 | 0 | 0 | 0 | 0 | 0 | 0 | 5 | 5 | 5 | 2 | [19 empty] | 1 | 1 |  | 0
PG&E NGBA | Cresta | 230 | Offshore_Wind |  |  | 0 | 0 | 0 | 0 | 0 | 0 | 0 | 0 | 0 | 5 | 5 | 1 | 1 | [19 empty] | 1 | 1 |  | 0
PG&E GBA | Curtis | 115 | Offshore_Wind |  |  | 0 | 0 | 0 | 0 | 0 | 0 | 0 | 0 | 0 | 5 | 5 | 1 | 1 | [19 empty] | 1 | 1 |  | 0
PG&E FRESNO | Dairyland | 115 | Offshore_Wind |  |  | 0 | 0 | 0 | 0 | 0 | 0 | 0 | 0 | 0 | 5 | 5 | 5 | 2 | [19 empty] | 1 | 1 |  | 0
PG&E NGBA | Davis | 115 | Offshore_Wind |  |  | 0 | 0 | 0 | 0 | 0 | 0 | 0 | 0 | 0 | 5 | 2 | 1 | 1 | [19 empty] | 1 | 1 |  | 0
SCE Metro | Del Amo | 500 | Offshore_Wind |  |  | 0 | 0 | 0 | 0 | 0 | 0 | 0 | 0 | 0 | 1 | 1 | 1 | 1 | [19 empty] | 1 | 1 |  | 0
SCE Metro | Del Amo | 230 | Offshore_Wind |  |  | 0 | 0 | 0 | 0 | 0 | 0 | 0 | 0 | 0 | 1 | 1 | 1 | 1 | [19 empty] | 1 | 1 |  | 0
SCE Eastern | Delaney | 500 | Offshore_Wind |  |  | 0 | 0 | 0 | 0 | 0 | 0 | 0 | 0 | 0 | 5 | 4 | 4 | 4 | [19 empty] | 1 | 1 |  | 0
PG&E NGBA | Delevan | 230 | Offshore_Wind |  |  | 0 | 0 | 0 | 0 | 0 | 0 | 0 | 0 | 0 | 5 | 2 | 1 | 1 | [19 empty] | 1 | 1 |  | 0
PG&E GBA | Delta PP | 230 | Offshore_Wind |  |  | 0 | 0 | 0 | 0 | 0 | 0 | 0 | 0 | 0 | 5 | 2 | 1 | 1 | [19 empty] | 1 | 1 |  | 0
EOP | Desert View | 230 | Offshore_Wind |  |  | 0 | 0 | 0 | 0 | 0 | 0 | 0 | 0 | 0 | 5 | 2 | 4 | 2 | [19 empty] | 1 | 1 |  | 0
SCE Eastern | Devers | 230 | Offshore_Wind |  |  | 0 | 0 | 0 | 0 | 0 | 0 | 0 | 0 | 0 | 4 | 4 | 1 | 1 | [19 empty] | 1 | 1 |  | 0
SCE Eastern | Devers | 500 | Offshore_Wind |  |  | 0 | 0 | 0 | 0 | 0 | 0 | 0 | 0 | 0 | 4 | 4 | 1 | 1 | [19 empty] | 1 | 1 |  | 0
PG&E KERN | Diablo Canyon | 230 | Offshore_Wind |  |  | 0 | 0 | 0 | 0 | 0 | 0 | 0 | 0 | 0 | 5 | 2 | 5 | 2 | [19 empty] | 1 | 1 |  | 0
PG&E KERN | Diablo Canyon | 500 | Offshore_Wind |  |  | 2924 | 0 | 2924 | 0 | 0 | 0 | 2924 | 0 | 2924 | 5 | 2 | 4 | 4 | 5 | [18 empty] | 5- | 1 |  | 1
PG&E KERN | Divide | 115 | Offshore_Wind |  |  | 0 | 0 | 0 | 0 | 0 | 0 | 0 | 0 | 0 | 5 | 2 | 5 | 2 | [19 empty] | 1 | 1 |  | 0
PG&E GBA | Dixon Landing | 115 | Offshore_Wind |  |  | 0 | 0 | 0 | 0 | 0 | 0 | 0 | 0 | 0 | 5 | 4 | 1 | 1 | [19 empty] | 1 | 1 |  | 0
PG&E FRESNO | Dos Amigos | 230 | Offshore_Wind |  |  | 0 | 0 | 0 | 0 | 0 | 0 | 0 | 0 | 0 | 5 | 2 | 5 | 2 | [19 empty] | 1 | 1 |  | 0
PG&E NGBA | Drum | 115 | Offshore_Wind |  |  | 0 | 0 | 0 | 0 | 0 | 0 | 0 | 0 | 0 | 5 | 5 | 1 | 1 | [19 empty] | 1 | 1 |  | 0
PG&E GBA | Dumbarton | 115 | Offshore_Wind |  |  | 0 | 0 | 0 | 0 | 0 | 0 | 0 | 0 | 0 | 5 | 2 | 1 | 1 | [19 empty] | 1 | 1 |  | 0
SCE NOL | Dunn Siding | 115 | Offshore_Wind |  |  | 0 | 0 | 0 | 0 | 0 | 0 | 0 | 0 | 0 | 3 | 3 | 1 | 1 | [19 empty] | 1 | 1 |  | 0
SCE Eastern | Eagle Mountain | 230 | Offshore_Wind |  |  | 0 | 0 | 0 | 0 | 0 | 0 | 0 | 0 | 0 | 5 | 4 | 1 | 1 | [19 empty] | 1 | 1 |  | 0
PG&E NGBA | Eagle Rock (PGE) | 115 | Offshore_Wind |  |  | 0 | 0 | 0 | 0 | 0 | 0 | 0 | 0 | 0 | 5 | 2 | 1 | 1 | [19 empty] | 1 | 1 |  | 0
SCE Metro | Eagle Rock (SCE) | 230 | Offshore_Wind |  |  | 0 | 0 | 0 | 0 | 0 | 0 | 0 | 0 | 0 | 1 | 1 | 1 | 1 | [19 empty] | 1 | 1 |  | 0
PG&E NGBA | East Marysville | 115 | Offshore_Wind |  |  | 0 | 0 | 0 | 0 | 0 | 0 | 0 | 0 | 0 | 5 | 5 | 1 | 1 | [19 empty] | 1 | 1 |  | 0
PG&E NGBA | East Nicolaus | 115 | Offshore_Wind |  |  | 0 | 0 | 0 | 0 | 0 | 0 | 0 | 0 | 0 | 5 | 5 | 1 | 1 | [19 empty] | 1 | 1 |  | 0
PG&E GBA | Eastshore | 115 | Offshore_Wind |  |  | 0 | 0 | 0 | 0 | 0 | 0 | 0 | 0 | 0 | 5 | 2 | 1 | 1 | [19 empty] | 1 | 1 |  | 0
PG&E GBA | Eastshore | 230 | Offshore_Wind |  |  | 0 | 0 | 0 | 0 | 0 | 0 | 0 | 0 | 0 | 5 | 2 | 1 | 1 | [19 empty] | 1 | 1 |  | 0
SDGE | ECO | 138 | Offshore_Wind |  |  | 0 | 0 | 0 | 0 | 0 | 0 | 0 | 0 | 0 | 1 | 1 | 1 | 1 | [19 empty] | 1 | 1 |  | 0
SDGE | ECO | 230 | Offshore_Wind |  |  | 0 | 0 | 0 | 0 | 0 | 0 | 0 | 0 | 0 | 1 | 1 | 1 | 1 | [19 empty] | 1 | 1 |  | 0
SDGE | ECO | 500 | Offshore_Wind |  |  | 0 | 0 | 0 | 0 | 0 | 0 | 0 | 0 | 0 | 1 | 1 | 1 | 1 | [19 empty] | 1 | 1 |  | 0
PG&E GBA | Edenvale | 115 | Offshore_Wind |  |  | 0 | 0 | 0 | 0 | 0 | 0 | 0 | 0 | 0 | 5 | 4 | 1 | 1 | [19 empty] | 1 | 1 |  | 0
PG&E GBA | Edes | 115 | Offshore_Wind |  |  | 0 | 0 | 0 | 0 | 0 | 0 | 0 | 0 | 0 | 5 | 2 | 1 | 1 | [19 empty] | 1 | 1 |  | 0
PG&E GBA | Eight Mile | 230 | Offshore_Wind |  |  | 0 | 0 | 0 | 0 | 0 | 0 | 0 | 0 | 0 | 5 | 5 | 1 | 1 | [19 empty] | 1 | 1 |  | 0
SCE Eastern | El Casco | 230 | Offshore_Wind |  |  | 0 | 0 | 0 | 0 | 0 | 0 | 0 | 0 | 0 | 4 | 4 | 1 | 1 | [19 empty] | 1 | 1 |  | 0
PG&E GBA | El Cerrito G | 115 | Offshore_Wind |  |  | 0 | 0 | 0 | 0 | 0 | 0 | 0 | 0 | 0 | 5 | 2 | 1 | 1 | [19 empty] | 1 | 1 |  | 0
PG&E NGBA | El Dorado PH | 115 | Offshore_Wind |  |  | 0 | 0 | 0 | 0 | 0 | 0 | 0 | 0 | 0 | 5 | 5 | 1 | 1 | [19 empty] | 1 | 1 |  | 0
PG&E FRESNO | El Nido (PGE) | 115 | Offshore_Wind |  |  | 0 | 0 | 0 | 0 | 0 | 0 | 0 | 0 | 0 | 5 | 5 | 5 | 2 | [19 empty] | 1 | 1 |  | 0
SCE Metro | El Nido (SCE) | 230 | Offshore_Wind |  |  | 0 | 0 | 0 | 0 | 0 | 0 | 0 | 0 | 0 | 1 | 1 | 1 | 1 | [19 empty] | 1 | 1 |  | 0
PG&E GBA | El Patio | 115 | Offshore_Wind |  |  | 0 | 0 | 0 | 0 | 0 | 0 | 0 | 0 | 0 | 5 | 4 | 1 | 1 | [19 empty] | 1 | 1 |  | 0
SCE Metro | El Segundo | 230 | Offshore_Wind |  |  | 0 | 0 | 0 | 0 | 0 | 0 | 0 | 0 | 0 | 1 | 1 | 1 | 1 | [19 empty] | 1 | 1 |  | 0
EOP | Eldorado | 230 | Offshore_Wind |  |  | 0 | 0 | 0 | 0 | 0 | 0 | 0 | 0 | 0 | 5 | 2 | 4 | 2 | [19 empty] | 1 | 1 |  | 0
EOP | Eldorado | 500 | Offshore_Wind |  |  | 0 | 0 | 0 | 0 | 0 | 0 | 0 | 0 | 0 | 5 | 2 | 4 | 2 | [19 empty] | 1 | 1 |  | 0
PG&E KERN | Elk Hills | 230 | Offshore_Wind |  |  | 0 | 0 | 0 | 0 | 0 | 0 | 0 | 0 | 0 | 5 | 2 | 5 | 4 | [19 empty] | 1 | 1 |  | 0
SCE Metro | Ellis | 230 | Offshore_Wind |  |  | 0 | 0 | 0 | 0 | 0 | 0 | 0 | 0 | 0 | 1 | 1 | 1 | 1 | [19 empty] | 1 | 1 |  | 0
SDGE | Encina | 138 | Offshore_Wind |  |  | 0 | 0 | 0 | 0 | 0 | 0 | 0 | 0 | 0 | 1 | 1 | 1 | 1 | [19 empty] | 1 | 1 |  | 0
SDGE | Encina | 230 | Offshore_Wind |  |  | 0 | 0 | 0 | 0 | 0 | 0 | 0 | 0 | 0 | 1 | 1 | 1 | 1 | [19 empty] | 1 | 1 |  | 0
SDGE | Escondido | 230 | Offshore_Wind |  |  | 0 | 0 | 0 | 0 | 0 | 0 | 0 | 0 | 0 | 1 | 1 | 1 | 1 | [19 empty] | 1 | 1 |  | 0
PG&E KERN | Estrella | 230 | Offshore_Wind |  |  | 0 | 0 | 0 | 0 | 0 | 0 | 0 | 0 | 0 | 5 | 2 | 5 | 2 | [19 empty] | 1 | 1 |  | 0
SCE Eastern | Etiwanda | 230 | Offshore_Wind |  |  | 0 | 0 | 0 | 0 | 0 | 0 | 0 | 0 | 0 | 1 | 1 | 1 | 1 | [19 empty] | 1 | 1 |  | 0
PG&E GBA | Evergreen | 115 | Offshore_Wind |  |  | 0 | 0 | 0 | 0 | 0 | 0 | 0 | 0 | 0 | 5 | 4 | 1 | 1 | [19 empty] | 1 | 1 |  | 0
PG&E FRESNO | Excelsior | 115 | Offshore_Wind |  |  | 0 | 0 | 0 | 0 | 0 | 0 | 0 | 0 | 0 | 5 | 5 | 5 | 2 | [19 empty] | 1 | 1 |  | 0
PG&E FRESNO | Exchequer | 115 | Offshore_Wind |  |  | 0 | 0 | 0 | 0 | 0 | 0 | 0 | 0 | 0 | 5 | 5 | 5 | 2 | [19 empty] | 1 | 1 |  | 0
PG&E KERN | Fairway | 115 | Offshore_Wind |  |  | 0 | 0 | 0 | 0 | 0 | 0 | 0 | 0 | 0 | 5 | 2 | 5 | 2 | [19 empty] | 1 | 1 |  | 0
PG&E KERN | Famoso | 115 | Offshore_Wind |  |  | 0 | 0 | 0 | 0 | 0 | 0 | 0 | 0 | 0 | 5 | 2 | 5 | 2 | [19 empty] | 1 | 1 |  | 0
PG&E NGBA | Fern Road | 500 | Offshore_Wind |  |  | 0 | 0 | 0 | 0 | 0 | 0 | 0 | 0 | 0 | 5 | 2 | 1 | 1 | [19 empty] | 1 | 1 |  | 0
PG&E GBA | Fibreboard (SPI Sonora) | 115 | Offshore_Wind |  |  | 0 | 0 | 0 | 0 | 0 | 0 | 0 | 0 | 0 | 5 | 5 | 1 | 1 | [19 empty] | 1 | 1 |  | 0
PG&E FRESNO | Figarden | 230 | Offshore_Wind |  |  | 0 | 0 | 0 | 0 | 0 | 0 | 0 | 0 | 0 | 5 | 4 | 5 | 2 | [19 empty] | 1 | 1 |  | 0
PG&E FRESNO | Fink | 230 | Offshore_Wind |  |  | 0 | 0 | 0 | 0 | 0 | 0 | 0 | 0 | 0 | 1 | 1 | 1 | 1 | [19 empty] | 1 | 1 |  | 0
PG&E GBA | FMC | 115 | Offshore_Wind |  |  | 0 | 0 | 0 | 0 | 0 | 0 | 0 | 0 | 0 | 5 | 4 | 1 | 1 | [19 empty] | 1 | 1 |  | 0
PG&E GBA | Fremont | 115 | Offshore_Wind |  |  | 0 | 0 | 0 | 0 | 0 | 0 | 0 | 0 | 0 | 1 | 1 | 1 | 1 | [19 empty] | 1 | 1 |  | 0
PG&E GBA | Frogtown | 115 | Offshore_Wind |  |  | 0 | 0 | 0 | 0 | 0 | 0 | 0 | 0 | 0 | 5 | 5 | 1 | 1 | [19 empty] | 1 | 1 |  | 0
PG&E NGBA | Fulton | 115 | Offshore_Wind |  |  | 0 | 0 | 0 | 0 | 0 | 0 | 0 | 0 | 0 | 5 | 4 | 1 | 1 | [19 empty] | 1 | 1 |  | 0
PG&E NGBA | Fulton | 230 | Offshore_Wind |  |  | 0 | 0 | 0 | 0 | 0 | 0 | 0 | 0 | 0 | 5 | 4 | 1 | 1 | [19 empty] | 1 | 1 |  | 0
PG&E KERN | Ganso | 115 | Offshore_Wind |  |  | 0 | 0 | 0 | 0 | 0 | 0 | 0 | 0 | 0 | 5 | 2 | 5 | 2 | [19 empty] | 1 | 1 |  | 0
PG&E FRESNO | Gates | 230 | Offshore_Wind |  |  | 0 | 0 | 0 | 0 | 0 | 0 | 0 | 0 | 0 | 5 | 2 | 5 | 4 | [19 empty] | 1 | 1 |  | 0
PG&E FRESNO | Gates | 500 | Offshore_Wind |  |  | 0 | 0 | 0 | 0 | 0 | 0 | 0 | 0 | 0 | 5 | 2 | 5 | 4 | [19 empty] | 1 | 1 |  | 0
PG&E NGBA | Geysers 12 | 230 | Offshore_Wind |  |  | 0 | 0 | 0 | 0 | 0 | 0 | 0 | 0 | 0 | 5 | 4 | 1 | 1 | [19 empty] | 1 | 1 |  | 0
PG&E NGBA | Geysers 17 | 230 | Offshore_Wind |  |  | 0 | 0 | 0 | 0 | 0 | 0 | 0 | 0 | 0 | 5 | 4 | 1 | 1 | [19 empty] | 1 | 1 |  | 0
PG&E NGBA | Geysers 3 | 115 | Offshore_Wind |  |  | 0 | 0 | 0 | 0 | 0 | 0 | 0 | 0 | 0 | 5 | 2 | 1 | 1 | [19 empty] | 1 | 1 |  | 0
PG&E NGBA | Glenn | 230 | Offshore_Wind |  |  | 0 | 0 | 0 | 0 | 0 | 0 | 0 | 0 | 0 | 5 | 2 | 1 | 1 | [19 empty] | 1 | 1 |  | 0
PG&E NGBA | Gold Hill | 115 | Offshore_Wind |  |  | 0 | 0 | 0 | 0 | 0 | 0 | 0 | 0 | 0 | 5 | 5 | 1 | 1 | [19 empty] | 1 | 1 |  | 0
PG&E NGBA | Gold Hill | 230 | Offshore_Wind |  |  | 0 | 0 | 0 | 0 | 0 | 0 | 0 | 0 | 0 | 5 | 5 | 1 | 1 | [19 empty] | 1 | 1 |  | 0
SCE Northern | Goleta | 230 | Offshore_Wind |  |  | 0 | 0 | 0 | 0 | 0 | 0 | 0 | 0 | 0 | 5 | 2 | 4 | 2 | [19 empty] | 1 | 1 |  | 0
SCE Metro | Goodrich | 230 | Offshore_Wind |  |  | 0 | 0 | 0 | 0 | 0 | 0 | 0 | 0 | 0 | 1 | 1 | 1 | 1 | [19 empty] | 1 | 1 |  | 0
PG&E KERN | Goose Lake | 115 | Offshore_Wind |  |  | 0 | 0 | 0 | 0 | 0 | 0 | 0 | 0 | 0 | 5 | 2 | 5 | 2 | [19 empty] | 1 | 1 |  | 0
SCE Metro | Gould | 230 | Offshore_Wind |  |  | 0 | 0 | 0 | 0 | 0 | 0 | 0 | 0 | 0 | 1 | 1 | 1 | 1 | [19 empty] | 1 | 1 |  | 0
PG&E NGBA | Grand Island | 115 | Offshore_Wind |  |  | 0 | 0 | 0 | 0 | 0 | 0 | 0 | 0 | 0 | 5 | 5 | 1 | 1 | [19 empty] | 1 | 1 |  | 0
PG&E GBA | Grant | 115 | Offshore_Wind |  |  | 0 | 0 | 0 | 0 | 0 | 0 | 0 | 0 | 0 | 5 | 2 | 1 | 1 | [19 empty] | 1 | 1 |  | 0
PG&E GBA | Green Valley | 115 | Offshore_Wind |  |  | 0 | 0 | 0 | 0 | 0 | 0 | 0 | 0 | 0 | 5 | 4 | 1 | 1 | [19 empty] | 1 | 1 |  | 0
PG&E NGBA | Greenleaf 1 | 115 | Offshore_Wind |  |  | 0 | 0 | 0 | 0 | 0 | 0 | 0 | 0 | 0 | 5 | 5 | 1 | 1 | [19 empty] | 1 | 1 |  | 0
PG&E FRESNO | Gregg | 230 | Offshore_Wind |  |  | 0 | 0 | 0 | 0 | 0 | 0 | 0 | 0 | 0 | 5 | 5 | 5 | 2 | [19 empty] | 1 | 1 |  | 0
PG&E FRESNO | Grimmway-Malaga | 115 | Offshore_Wind |  |  | 0 | 0 | 0 | 0 | 0 | 0 | 0 | 0 | 0 | 5 | 5 | 5 | 2 | [19 empty] | 1 | 1 |  | 0
PG&E NGBA | Grizzly | 230 | Offshore_Wind |  |  | 0 | 0 | 0 | 0 | 0 | 0 | 0 | 0 | 0 | 5 | 5 | 1 | 1 | [19 empty] | 1 | 1 |  | 0
PG&E FRESNO | GWF Hanford | 115 | Offshore_Wind |  |  | 0 | 0 | 0 | 0 | 0 | 0 | 0 | 0 | 0 | 5 | 5 | 5 | 2 | [19 empty] | 1 | 1 |  | 0
PG&E FRESNO | Haas | 230 | Offshore_Wind |  |  | 0 | 0 | 0 | 0 | 0 | 0 | 0 | 0 | 0 | 5 | 5 | 5 | 2 | [19 empty] | 1 | 1 |  | 0
PG&E FRESNO | Hammonds | 115 | Offshore_Wind |  |  | 0 | 0 | 0 | 0 | 0 | 0 | 0 | 0 | 0 | 5 | 2 | 5 | 2 | [19 empty] | 1 | 1 |  | 0
SCE Metro | HarborGen | 230 | Offshore_Wind |  |  | 0 | 0 | 0 | 0 | 0 | 0 | 0 | 0 | 0 | 1 | 1 | 1 | 1 | [19 empty] | 1 | 1 |  | 0
EOP | Harry Allen | 500 | Offshore_Wind |  |  | 0 | 0 | 0 | 0 | 0 | 0 | 0 | 0 | 0 | 5 | 2 | 4 | 2 | [19 empty] | 1 | 1 |  | 0
SCE NOL | Harvard | 115 | Offshore_Wind |  |  | 0 | 0 | 0 | 0 | 0 | 0 | 0 | 0 | 0 | 3 | 3 | 1 | 1 | [19 empty] | 1 | 1 |  | 0
SDGE | Hassayampa | 500 | Offshore_Wind |  |  | 0 | 0 | 0 | 0 | 0 | 0 | 0 | 0 | 0 | 5 | 4 | 4 | 4 | [19 empty] | 1 | 1 |  | 0
PG&E FRESNO | Helm | 230 | Offshore_Wind |  |  | 0 | 0 | 0 | 0 | 0 | 0 | 0 | 0 | 0 | 5 | 5 | 5 | 2 | [19 empty] | 1 | 1 |  | 0
PG&E FRESNO | Henrietta | 115 | Offshore_Wind |  |  | 0 | 0 | 0 | 0 | 0 | 0 | 0 | 0 | 0 | 5 | 2 | 5 | 2 | [19 empty] | 1 | 1 |  | 0
PG&E FRESNO | Henrietta | 230 | Offshore_Wind |  |  | 0 | 0 | 0 | 0 | 0 | 0 | 0 | 0 | 0 | 5 | 2 | 5 | 2 | [19 empty] | 1 | 1 |  | 0
PG&E FRESNO | Herndon | 115 | Offshore_Wind |  |  | 0 | 0 | 0 | 0 | 0 | 0 | 0 | 0 | 0 | 5 | 2 | 5 | 2 | [19 empty] | 1 | 1 |  | 0
PG&E FRESNO | Herndon | 230 | Offshore_Wind |  |  | 0 | 0 | 0 | 0 | 0 | 0 | 0 | 0 | 0 | 5 | 4 | 5 | 2 | [19 empty] | 1 | 1 |  | 0
PG&E GBA | Hicks | 230 | Offshore_Wind |  |  | 0 | 0 | 0 | 0 | 0 | 0 | 0 | 0 | 0 | 5 | 4 | 1 | 1 | [19 empty] | 1 | 1 |  | 0
PG&E NGBA | Higgins | 115 | Offshore_Wind |  |  | 0 | 0 | 0 | 0 | 0 | 0 | 0 | 0 | 0 | 5 | 5 | 1 | 1 | [19 empty] | 1 | 1 |  | 0
PG&E NGBA | Hilltop | 345 | Offshore_Wind |  |  | 0 | 0 | 0 | 0 | 0 | 0 | 0 | 0 | 0 | 5 | 2 | 1 | 1 | [19 empty] | 1 | 1 |  | 0
SCE Metro | Hinson | 230 | Offshore_Wind |  |  | 0 | 0 | 0 | 0 | 0 | 0 | 0 | 0 | 0 | 1 | 1 | 1 | 1 | [19 empty] | 1 | 1 |  | 0
PG&E GBA | Hollister | 115 | Offshore_Wind |  |  | 0 | 0 | 0 | 0 | 0 | 0 | 0 | 0 | 0 | 5 | 4 | 1 | 1 | [19 empty] | 1 | 1 |  | 0
PG&E NGBA | Homestake | 115 | Offshore_Wind |  |  | 0 | 0 | 0 | 0 | 0 | 0 | 0 | 0 | 0 | 5 | 2 | 1 | 1 | [19 empty] | 1 | 1 |  | 0
PG&E NGBA | Honcut | 115 | Offshore_Wind |  |  | 0 | 0 | 0 | 0 | 0 | 0 | 0 | 0 | 0 | 5 | 5 | 1 | 1 | [19 empty] | 1 | 1 |  | 0
SDGE | Hoodoo Wash | 500 | Offshore_Wind |  |  | 0 | 0 | 0 | 0 | 0 | 0 | 0 | 0 | 0 | 5 | 2 | 4 | 2 | [19 empty] | 1 | 1 |  | 0
PG&E NGBA | Hopland | 115 | Offshore_Wind |  |  | 0 | 0 | 0 | 0 | 0 | 0 | 0 | 0 | 0 | 5 | 2 | 1 | 1 | [19 empty] | 1 | 1 |  | 0
PG&E NGBA | Humboldt | 115 | Offshore_Wind |  |  | 0 | 0 | 0 | 0 | 0 | 0 | 0 | 0 | 0 | 5 | 2 | 1 | 1 | 3 | [18 empty] | 1 | 1 |  | 0
PG&E NGBA | Humboldt | 500 | Offshore_Wind |  |  | 1607 | 0 | 1607 | 0 | 0 | 0 | 1607 | 0 | 1607 | 5 | 2 | 1 | 1 | [19 empty] | 5- | 1 |  | 1
SCE Metro | Huntington Beach | 230 | Offshore_Wind |  |  | 0 | 0 | 0 | 0 | 0 | 0 | 0 | 0 | 0 | 1 | 1 | 1 | 1 | [19 empty] | 1 | 1 |  | 0
PG&E NGBA | Ignacio | 115 | Offshore_Wind |  |  | 0 | 0 | 0 | 0 | 0 | 0 | 0 | 0 | 0 | 5 | 4 | 1 | 1 | [19 empty] | 1 | 1 |  | 0
PG&E NGBA | Ignacio | 230 | Offshore_Wind |  |  | 0 | 0 | 0 | 0 | 0 | 0 | 0 | 0 | 0 | 5 | 2 | 1 | 1 | [19 empty] | 1 | 1 |  | 0
SDGE | Imperial Valley | 230 | Offshore_Wind |  |  | 0 | 0 | 0 | 0 | 0 | 0 | 0 | 0 | 0 | 1 | 1 | 1 | 1 | [19 empty] | 1 | 1 |  | 0
SDGE | Imperial Valley | 500 | Offshore_Wind |  |  | 0 | 0 | 0 | 0 | 0 | 0 | 0 | 0 | 0 | 1 | 1 | 1 | 1 | [19 empty] | 1 | 1 |  | 0
EOP | Innovation | 138 | Offshore_Wind |  |  | 0 | 0 | 0 | 0 | 0 | 0 | 0 | 0 | 0 | 5 | 2 | 4 | 2 | [19 empty] | 1 | 1 |  | 0
EOP | Innovation | 230 | Offshore_Wind |  |  | 0 | 0 | 0 | 0 | 0 | 0 | 0 | 0 | 0 | 5 | 2 | 4 | 2 | [19 empty] | 1 | 1 |  | 0
SCE NOL | Inyokern | 115 | Offshore_Wind |  |  | 0 | 0 | 0 | 0 | 0 | 0 | 0 | 0 | 0 | 3 | 3 | 1 | 1 | [19 empty] | 1 | 1 |  | 0
EOP | IS Tap | 138 | Offshore_Wind |  |  | 0 | 0 | 0 | 0 | 0 | 0 | 0 | 0 | 0 | 5 | 2 | 4 | 2 | [19 empty] | 1 | 1 |  | 0
EOP | Ivanpah | 115 | Offshore_Wind |  |  | 0 | 0 | 0 | 0 | 0 | 0 | 0 | 0 | 0 | 5 | 2 | 4 | 2 | [19 empty] | 1 | 1 |  | 0
EOP | Ivanpah | 230 | Offshore_Wind |  |  | 0 | 0 | 0 | 0 | 0 | 0 | 0 | 0 | 0 | 5 | 2 | 4 | 2 | [19 empty] | 1 | 1 |  | 0
EOP | Jackass (DOE) | 138 | Offshore_Wind |  |  | 0 | 0 | 0 | 0 | 0 | 0 | 0 | 0 | 0 | 5 | 2 | 4 | 2 | [19 empty] | 1 | 1 |  | 0
PG&E NGBA | James B Black | 230 | Offshore_Wind |  |  | 0 | 0 | 0 | 0 | 0 | 0 | 0 | 0 | 0 | 5 | 2 | 1 | 1 | [19 empty] | 1 | 1 |  | 0
PG&E GBA | Jefferson | 230 | Offshore_Wind |  |  | 0 | 0 | 0 | 0 | 0 | 0 | 0 | 0 | 0 | 5 | 4 | 1 | 1 | [19 empty] | 1 | 1 |  | 0
PG&E NGBA | Jessup | 115 | Offshore_Wind |  |  | 0 | 0 | 0 | 0 | 0 | 0 | 0 | 0 | 0 | 5 | 2 | 1 | 1 | [19 empty] | 1 | 1 |  | 0
SCE Metro | Johanna | 230 | Offshore_Wind |  |  | 0 | 0 | 0 | 0 | 0 | 0 | 0 | 0 | 0 | 1 | 1 | 1 | 1 | [19 empty] | 1 | 1 |  | 0
SCE Eastern | Julian Hinds | 230 | Offshore_Wind |  |  | 0 | 0 | 0 | 0 | 0 | 0 | 0 | 0 | 0 | 5 | 4 | 1 | 1 | [19 empty] | 1 | 1 |  | 0
PG&E GBA | Kasson | 115 | Offshore_Wind |  |  | 0 | 0 | 0 | 0 | 0 | 0 | 0 | 0 | 0 | 5 | 5 | 1 | 1 | [19 empty] | 1 | 1 |  | 0
PG&E FRESNO | Kearney | 230 | Offshore_Wind |  |  | 0 | 0 | 0 | 0 | 0 | 0 | 0 | 0 | 0 | 5 | 5 | 5 | 2 | [19 empty] | 1 | 1 |  | 0
PG&E GBA | Kelso | 230 | Offshore_Wind |  |  | 0 | 0 | 0 | 0 | 0 | 0 | 0 | 0 | 0 | 5 | 2 | 1 | 1 | [19 empty] | 1 | 1 |  | 0
PG&E FRESNO | Kerchoff 1 | 115 | Offshore_Wind |  |  | 0 | 0 | 0 | 0 | 0 | 0 | 0 | 0 | 0 | 5 | 5 | 5 | 2 | [19 empty] | 1 | 1 |  | 0
PG&E KERN | Kern Oil | 115 | Offshore_Wind |  |  | 0 | 0 | 0 | 0 | 0 | 0 | 0 | 0 | 0 | 5 | 2 | 5 | 4 | [19 empty] | 1 | 1 |  | 0
PG&E KERN | Kern PP | 115 | Offshore_Wind |  |  | 0 | 0 | 0 | 0 | 0 | 0 | 0 | 0 | 0 | 5 | 2 | 5 | 4 | [19 empty] | 1 | 1 |  | 0
PG&E KERN | Kern PP | 230 | Offshore_Wind |  |  | 0 | 0 | 0 | 0 | 0 | 0 | 0 | 0 | 0 | 5 | 2 | 5 | 4 | [19 empty] | 1 | 1 |  | 0
PG&E KERN | Kernridge | 115 | Offshore_Wind |  |  | 0 | 0 | 0 | 0 | 0 | 0 | 0 | 0 | 0 | 5 | 2 | 5 | 4 | [19 empty] | 1 | 1 |  | 0
PG&E FRESNO | Kingsburg | 115 | Offshore_Wind |  |  | 0 | 0 | 0 | 0 | 0 | 0 | 0 | 0 | 0 | 5 | 5 | 5 | 4 | [19 empty] | 1 | 1 |  | 0
PG&E GBA | Kirker | 115 | Offshore_Wind |  |  | 0 | 0 | 0 | 0 | 0 | 0 | 0 | 0 | 0 | 5 | 2 | 1 | 1 | [19 empty] | 1 | 1 |  | 0
PG&E NGBA | Knights Landing | 115 | Offshore_Wind |  |  | 0 | 0 | 0 | 0 | 0 | 0 | 0 | 0 | 0 | 5 | 5 | 1 | 1 | [19 empty] | 1 | 1 |  | 0
SCE NOL | Kramer | 115 | Offshore_Wind |  |  | 0 | 0 | 0 | 0 | 0 | 0 | 0 | 0 | 0 | 3 | 3 | 1 | 1 | [19 empty] | 1 | 1 |  | 0
SCE NOL | Kramer | 230 | Offshore_Wind |  |  | 0 | 0 | 0 | 0 | 0 | 0 | 0 | 0 | 0 | 3 | 3 | 1 | 1 | [19 empty] | 1 | 1 |  | 0
SCE Metro | La Cienega | 230 | Offshore_Wind |  |  | 0 | 0 | 0 | 0 | 0 | 0 | 0 | 0 | 0 | 1 | 1 | 1 | 1 | [19 empty] | 1 | 1 |  | 0
SCE Metro | La Fresa | 230 | Offshore_Wind |  |  | 0 | 0 | 0 | 0 | 0 | 0 | 0 | 0 | 0 | 1 | 1 | 1 | 1 | [19 empty] | 1 | 1 |  | 0
SCE Metro | Laguna Bell | 230 | Offshore_Wind |  |  | 0 | 0 | 0 | 0 | 0 | 0 | 0 | 0 | 0 | 1 | 1 | 1 | 1 | [19 empty] | 1 | 1 |  | 0
PG&E NGBA | Lakeville | 230 | Offshore_Wind |  |  | 0 | 0 | 0 | 0 | 0 | 0 | 0 | 0 | 0 | 5 | 4 | 1 | 1 | [19 empty] | 1 | 1 |  | 0
PG&E NGBA | Lakeville | 115 | Offshore_Wind |  |  | 0 | 0 | 0 | 0 | 0 | 0 | 0 | 0 | 0 | 5 | 4 | 1 | 1 | [19 empty] | 1 | 1 |  | 0
PG&E GBA | Lakewood | 115 | Offshore_Wind |  |  | 0 | 0 | 0 | 0 | 0 | 0 | 0 | 0 | 0 | 5 | 2 | 1 | 1 | [19 empty] | 1 | 1 |  | 0
PG&E NGBA | Lambie | 230 | Offshore_Wind |  |  | 0 | 0 | 0 | 0 | 0 | 0 | 0 | 0 | 0 | 5 | 4 | 1 | 1 | [19 empty] | 1 | 1 |  | 0
PG&E GBA | Lammers | 115 | Offshore_Wind |  |  | 0 | 0 | 0 | 0 | 0 | 0 | 0 | 0 | 0 | 5 | 5 | 1 | 1 | [19 empty] | 1 | 1 |  | 0
PG&E KERN | Lamont | 115 | Offshore_Wind |  |  | 0 | 0 | 0 | 0 | 0 | 0 | 0 | 0 | 0 | 5 | 2 | 5 | 4 | [19 empty] | 1 | 1 |  | 0
PG&E FRESNO | Las Aguilas | 230 | Offshore_Wind |  |  | 0 | 0 | 0 | 0 | 0 | 0 | 0 | 0 | 0 | 5 | 2 | 5 | 2 | [19 empty] | 1 | 1 |  | 0
EOP | Lathrop | 138 | Offshore_Wind |  |  | 0 | 0 | 0 | 0 | 0 | 0 | 0 | 0 | 0 | 5 | 2 | 4 | 2 | [19 empty] | 1 | 1 |  | 0
EOP | Lathrop | 230 | Offshore_Wind |  |  | 0 | 0 | 0 | 0 | 0 | 0 | 0 | 0 | 0 | 5 | 2 | 4 | 2 | [19 empty] | 1 | 1 |  | 0
PG&E FRESNO | Le Grand | 115 | Offshore_Wind |  |  | 0 | 0 | 0 | 0 | 0 | 0 | 0 | 0 | 0 | 5 | 5 | 5 | 2 | [19 empty] | 1 | 1 |  | 0
PG&E KERN | Lerdo | 115 | Offshore_Wind |  |  | 0 | 0 | 0 | 0 | 0 | 0 | 0 | 0 | 0 | 5 | 2 | 5 | 4 | [19 empty] | 1 | 1 |  | 0
SCE Metro | Lewis | 230 | Offshore_Wind |  |  | 0 | 0 | 0 | 0 | 0 | 0 | 0 | 0 | 0 | 1 | 1 | 1 | 1 | [19 empty] | 1 | 1 |  | 0
SCE Metro | Lighthipe | 230 | Offshore_Wind |  |  | 0 | 0 | 0 | 0 | 0 | 0 | 0 | 0 | 0 | 1 | 1 | 1 | 1 | [19 empty] | 1 | 1 |  | 0
PG&E NGBA | Lincoln | 115 | Offshore_Wind |  |  | 0 | 0 | 0 | 0 | 0 | 0 | 0 | 0 | 0 | 5 | 5 | 1 | 1 | [19 empty] | 1 | 1 |  | 0
PG&E KERN | Live Oak | 115 | Offshore_Wind |  |  | 0 | 0 | 0 | 0 | 0 | 0 | 0 | 0 | 0 | 5 | 2 | 5 | 4 | [19 empty] | 1 | 1 |  | 0
PG&E GBA | Llagas | 115 | Offshore_Wind |  |  | 0 | 0 | 0 | 0 | 0 | 0 | 0 | 0 | 0 | 5 | 4 | 1 | 1 | [19 empty] | 1 | 1 |  | 0
PG&E GBA | Lockeford | 115 | Offshore_Wind |  |  | 0 | 0 | 0 | 0 | 0 | 0 | 0 | 0 | 0 | 5 | 5 | 1 | 1 | [19 empty] | 1 | 1 |  | 0
PG&E GBA | Lockeford | 230 | Offshore_Wind |  |  | 0 | 0 | 0 | 0 | 0 | 0 | 0 | 0 | 0 | 5 | 5 | 1 | 1 | [19 empty] | 1 | 1 |  | 0
PG&E GBA | Lodi | 230 | Offshore_Wind |  |  | 0 | 0 | 0 | 0 | 0 | 0 | 0 | 0 | 0 | 5 | 5 | 1 | 1 | [19 empty] | 1 | 1 |  | 0
PG&E NGBA | Logan Creek | 230 | Offshore_Wind |  |  | 0 | 0 | 0 | 0 | 0 | 0 | 0 | 0 | 0 | 5 | 2 | 1 | 1 | [19 empty] | 1 | 1 |  | 0
PG&E GBA | Lone Tree | 230 | Offshore_Wind |  |  | 0 | 0 | 0 | 0 | 0 | 0 | 0 | 0 | 0 | 5 | 2 | 1 | 1 | [19 empty] | 1 | 1 |  | 0
PG&E FRESNO | Los Banos | 230 | Offshore_Wind |  |  | 0 | 0 | 0 | 0 | 0 | 0 | 0 | 0 | 0 | 5 | 2 | 5 | 2 | [19 empty] | 1 | 1 |  | 0
PG&E FRESNO | Los Banos | 500 | Offshore_Wind |  |  | 0 | 0 | 0 | 0 | 0 | 0 | 0 | 0 | 0 | 1 | 1 | 1 | 1 | [19 empty] | 1 | 1 |  | 0
SDGE | Los Coches | 138 | Offshore_Wind |  |  | 0 | 0 | 0 | 0 | 0 | 0 | 0 | 0 | 0 | 1 | 1 | 1 | 1 | [19 empty] | 1 | 1 |  | 0
PG&E GBA | Los Esteros | 115 | Offshore_Wind |  |  | 0 | 0 | 0 | 0 | 0 | 0 | 0 | 0 | 0 | 5 | 4 | 1 | 1 | [19 empty] | 1 | 1 |  | 0
PG&E GBA | Los Esteros | 230 | Offshore_Wind |  |  | 0 | 0 | 0 | 0 | 0 | 0 | 0 | 0 | 0 | 5 | 4 | 1 | 1 | [19 empty] | 1 | 1 |  | 0
PG&E GBA | Los Positas | 230 | Offshore_Wind |  |  | 0 | 0 | 0 | 0 | 0 | 0 | 0 | 0 | 0 | 5 | 4 | 1 | 1 | [19 empty] | 1 | 1 |  | 0
SCE NOL | Lugo | 230 | Offshore_Wind |  |  | 0 | 0 | 0 | 0 | 0 | 0 | 0 | 0 | 0 | 1 | 1 | 1 | 1 | [19 empty] | 1 | 1 |  | 0
SCE Metro | Lugo | 500 | Offshore_Wind |  |  | 0 | 0 | 0 | 0 | 0 | 0 | 0 | 0 | 0 | 1 | 1 | 1 | 1 | [19 empty] | 1 | 1 |  | 0
PG&E NGBA | Madison | 115 | Offshore_Wind |  |  | 0 | 0 | 0 | 0 | 0 | 0 | 0 | 0 | 0 | 5 | 2 | 1 | 1 | [19 empty] | 1 | 1 |  | 0
PG&E KERN | Magunden | 115 | Offshore_Wind |  |  | 0 | 0 | 0 | 0 | 0 | 0 | 0 | 0 | 0 | 5 | 2 | 5 | 4 | [19 empty] | 1 | 1 |  | 0
SCE Northern | Magunden | 230 | Offshore_Wind |  |  | 0 | 0 | 0 | 0 | 0 | 0 | 0 | 0 | 0 | 5 | 5 | 1 | 1 | [19 empty] | 1 | 1 |  | 0
PG&E FRESNO | Malaga | 115 | Offshore_Wind |  |  | 0 | 0 | 0 | 0 | 0 | 0 | 0 | 0 | 0 | 5 | 5 | 5 | 4 | [19 empty] | 1 | 1 |  | 0
PG&E NGBA | Malin | 500 | Offshore_Wind |  |  | 0 | 0 | 0 | 0 | 0 | 0 | 0 | 0 | 0 | 5 | 2 | 1 | 1 | [19 empty] | 1 | 1 |  | 0
SCE Northern | Mandalay | 230 | Offshore_Wind |  |  | 0 | 0 | 0 | 0 | 0 | 0 | 0 | 0 | 0 | 5 | 2 | 4 | 2 | [19 empty] | 1 | 1 |  | 0
PG&E FRESNO | Manning | 230 | Offshore_Wind |  |  | 0 | 0 | 0 | 0 | 0 | 0 | 0 | 0 | 0 | 5 | 2 | 5 | 2 | [19 empty] | 1 | 1 |  | 0
PG&E FRESNO | Manning | 500 | Offshore_Wind |  |  | 0 | 0 | 0 | 0 | 0 | 0 | 0 | 0 | 0 | 1 | 1 | 1 | 1 | [19 empty] | 1 | 1 |  | 0
PG&E GBA | Manteca | 115 | Offshore_Wind |  |  | 0 | 0 | 0 | 0 | 0 | 0 | 0 | 0 | 0 | 5 | 5 | 5 | 4 | [19 empty] | 1 | 1 |  | 0
SDGE | Margarita | 138 | Offshore_Wind |  |  | 0 | 0 | 0 | 0 | 0 | 0 | 0 | 0 | 0 | 1 | 1 | 1 | 1 | [19 empty] | 1 | 1 |  | 0
PG&E GBA | Martin | 230 | Offshore_Wind |  |  | 0 | 0 | 0 | 0 | 0 | 0 | 0 | 0 | 0 | 5 | 2 | 1 | 1 | [19 empty] | 1 | 1 |  | 0
PG&E GBA | Martin | 115 | Offshore_Wind |  |  | 0 | 0 | 0 | 0 | 0 | 0 | 0 | 0 | 0 | 1 | 1 | 1 | 1 | [19 empty] | 1 | 1 |  | 0
PG&E GBA | Martinez | 115 | Offshore_Wind |  |  | 0 | 0 | 0 | 0 | 0 | 0 | 0 | 0 | 0 | 5 | 4 | 1 | 1 | [19 empty] | 1 | 1 |  | 0
PG&E FRESNO | Mc Mullin | 230 | Offshore_Wind |  |  | 0 | 0 | 0 | 0 | 0 | 0 | 0 | 0 | 0 | 5 | 5 | 5 | 2 | [19 empty] | 1 | 1 |  | 0
PG&E FRESNO | McCall | 115 | Offshore_Wind |  |  | 0 | 0 | 0 | 0 | 0 | 0 | 0 | 0 | 0 | 5 | 5 | 5 | 2 | [19 empty] | 1 | 1 |  | 0
PG&E FRESNO | McCall | 230 | Offshore_Wind |  |  | 0 | 0 | 0 | 0 | 0 | 0 | 0 | 0 | 0 | 5 | 5 | 5 | 2 | [19 empty] | 1 | 1 |  | 0
PG&E GBA | Meadow Lane | 115 | Offshore_Wind |  |  | 0 | 0 | 0 | 0 | 0 | 0 | 0 | 0 | 0 | 5 | 2 | 1 | 1 | [19 empty] | 1 | 1 |  | 0
PG&E GBA | Melones | 115 | Offshore_Wind |  |  | 0 | 0 | 0 | 0 | 0 | 0 | 0 | 0 | 0 | 5 | 5 | 1 | 1 | [19 empty] | 1 | 1 |  | 0
PG&E GBA | Melones | 230 | Offshore_Wind |  |  | 0 | 0 | 0 | 0 | 0 | 0 | 0 | 0 | 0 | 5 | 5 | 1 | 1 | [19 empty] | 1 | 1 |  | 0
PG&E NGBA | Mendocino | 115 | Offshore_Wind |  |  | 0 | 0 | 0 | 0 | 0 | 0 | 0 | 0 | 0 | 5 | 2 | 1 | 1 | [19 empty] | 1 | 1 |  | 0
PG&E FRESNO | Mendota | 115 | Offshore_Wind |  |  | 0 | 0 | 0 | 0 | 0 | 0 | 0 | 0 | 0 | 5 | 5 | 5 | 2 | [19 empty] | 1 | 1 |  | 0
PG&E FRESNO | Merced | 115 | Offshore_Wind |  |  | 0 | 0 | 0 | 0 | 0 | 0 | 0 | 0 | 0 | 5 | 5 | 5 | 2 | [19 empty] | 1 | 1 |  | 0
EOP | Mercury | 138 | Offshore_Wind |  |  | 0 | 0 | 0 | 0 | 0 | 0 | 0 | 0 | 0 | 5 | 2 | 4 | 2 | [19 empty] | 1 | 1 |  | 0
PG&E KERN | Mesa (PGE) | 115 | Offshore_Wind |  |  | 0 | 0 | 0 | 0 | 0 | 0 | 0 | 0 | 0 | 5 | 2 | 5 | 2 | [19 empty] | 1 | 1 |  | 0
PG&E KERN | Mesa (PGE) | 230 | Offshore_Wind |  |  | 0 | 0 | 0 | 0 | 0 | 0 | 0 | 0 | 0 | 5 | 2 | 5 | 4 | [19 empty] | 1 | 1 |  | 0
SCE Metro | Mesa (SCE) | 230 | Offshore_Wind |  |  | 0 | 0 | 0 | 0 | 0 | 0 | 0 | 0 | 0 | 1 | 1 | 1 | 1 | [19 empty] | 1 | 1 |  | 0
SCE Metro | Mesa (SCE) | 500 | Offshore_Wind |  |  | 0 | 0 | 0 | 0 | 0 | 0 | 0 | 0 | 0 | 1 | 1 | 1 | 1 | [19 empty] | 1 | 1 |  | 0
PG&E GBA | Metcalf | 115 | Offshore_Wind |  |  | 0 | 0 | 0 | 0 | 0 | 0 | 0 | 0 | 0 | 5 | 4 | 1 | 1 | [19 empty] | 1 | 1 |  | 0
PG&E GBA | Metcalf | 230 | Offshore_Wind |  |  | 0 | 0 | 0 | 0 | 0 | 0 | 0 | 0 | 0 | 5 | 4 | 1 | 1 | [19 empty] | 1 | 1 |  | 0
PG&E GBA | Metcalf | 500 | Offshore_Wind |  |  | 0 | 0 | 0 | 0 | 0 | 0 | 0 | 0 | 0 | 1 | 1 | 1 | 1 | [19 empty] | 1 | 1 |  | 0
PG&E KERN | Midway | 115 | Offshore_Wind |  |  | 0 | 0 | 0 | 0 | 0 | 0 | 0 | 0 | 0 | 5 | 2 | 5 | 4 | [19 empty] | 1 | 1 |  | 0
PG&E KERN | Midway | 230 | Offshore_Wind |  |  | 0 | 0 | 0 | 0 | 0 | 0 | 0 | 0 | 0 | 5 | 2 | 5 | 4 | [19 empty] | 1 | 1 |  | 0
PG&E KERN | Midway | 500 | Offshore_Wind |  |  | 0 | 0 | 0 | 0 | 0 | 0 | 0 | 0 | 0 | 5 | 2 | 4 | 4 | [19 empty] | 1 | 1 |  | 0
SDGE | Miguel | 230 | Offshore_Wind |  |  | 0 | 0 | 0 | 0 | 0 | 0 | 0 | 0 | 0 | 1 | 1 | 1 | 1 | [19 empty] | 1 | 1 |  | 0
SDGE | Miguel | 500 | Offshore_Wind |  |  | 0 | 0 | 0 | 0 | 0 | 0 | 0 | 0 | 0 | 1 | 1 | 1 | 1 | [19 empty] | 1 | 1 |  | 0
PG&E GBA | Millbrae | 115 | Offshore_Wind |  |  | 0 | 0 | 0 | 0 | 0 | 0 | 0 | 0 | 0 | 1 | 1 | 1 | 1 | [19 empty] | 1 | 1 |  | 0
PG&E GBA | Miller | 115 | Offshore_Wind |  |  | 0 | 0 | 0 | 0 | 0 | 0 | 0 | 0 | 0 | 5 | 5 | 1 | 1 | [19 empty] | 1 | 1 |  | 0
SCE Metro | Mira Loma | 230 | Offshore_Wind |  |  | 0 | 0 | 0 | 0 | 0 | 0 | 0 | 0 | 0 | 1 | 1 | 1 | 1 | [19 empty] | 1 | 1 |  | 0
SCE Metro | Mira Loma | 500 | Offshore_Wind |  |  | 0 | 0 | 0 | 0 | 0 | 0 | 0 | 0 | 0 | 1 | 1 | 1 | 1 | [19 empty] | 1 | 1 |  | 0
SCE Eastern | Mirage | 115 | Offshore_Wind |  |  | 0 | 0 | 0 | 0 | 0 | 0 | 0 | 0 | 0 | 5 | 4 | 1 | 1 | [19 empty] | 1 | 1 |  | 0
SCE Eastern | Mirage | 230 | Offshore_Wind |  |  | 0 | 0 | 0 | 0 | 0 | 0 | 0 | 0 | 0 | 5 | 4 | 1 | 1 | [19 empty] | 1 | 1 |  | 0
SDGE | Mission | 138 | Offshore_Wind |  |  | 0 | 0 | 0 | 0 | 0 | 0 | 0 | 0 | 0 | 1 | 1 | 1 | 1 | [19 empty] | 1 | 1 |  | 0
SDGE | Mission | 230 | Offshore_Wind |  |  | 0 | 0 | 0 | 0 | 0 | 0 | 0 | 0 | 0 | 1 | 1 | 1 | 1 | [19 empty] | 1 | 1 |  | 0
PG&E GBA | Mi-Wuk | 115 | Offshore_Wind |  |  | 0 | 0 | 0 | 0 | 0 | 0 | 0 | 0 | 0 | 5 | 5 | 1 | 1 | [19 empty] | 1 | 1 |  | 0
EOP | Mohave | 500 | Offshore_Wind |  |  | 0 | 0 | 0 | 0 | 0 | 0 | 0 | 0 | 0 | 5 | 2 | 4 | 2 | [19 empty] | 1 | 1 |  | 0
PG&E NGBA | Monroe | 115 | Offshore_Wind |  |  | 0 | 0 | 0 | 0 | 0 | 0 | 0 | 0 | 0 | 5 | 2 | 1 | 1 | [19 empty] | 1 | 1 |  | 0
PG&E GBA | Monta Vista | 115 | Offshore_Wind |  |  | 0 | 0 | 0 | 0 | 0 | 0 | 0 | 0 | 0 | 5 | 4 | 1 | 1 | [19 empty] | 1 | 1 |  | 0
PG&E GBA | Monta Vista | 230 | Offshore_Wind |  |  | 0 | 0 | 0 | 0 | 0 | 0 | 0 | 0 | 0 | 5 | 4 | 1 | 1 | [19 empty] | 1 | 1 |  | 0
PG&E NGBA | Monticello | 115 | Offshore_Wind |  |  | 0 | 0 | 0 | 0 | 0 | 0 | 0 | 0 | 0 | 5 | 2 | 1 | 1 | [19 empty] | 1 | 1 |  | 0
SCE Northern | Moorpark | 230 | Offshore_Wind |  |  | 0 | 0 | 0 | 0 | 0 | 0 | 0 | 0 | 0 | 5 | 2 | 4 | 2 | [19 empty] | 1 | 1 |  | 0
PG&E GBA | Moraga | 115 | Offshore_Wind |  |  | 0 | 0 | 0 | 0 | 0 | 0 | 0 | 0 | 0 | 5 | 2 | 1 | 1 | [19 empty] | 1 | 1 |  | 0
PG&E GBA | Moraga | 230 | Offshore_Wind |  |  | 0 | 0 | 0 | 0 | 0 | 0 | 0 | 0 | 0 | 5 | 4 | 1 | 1 | [19 empty] | 1 | 1 |  | 0
PG&E GBA | Morgan Hill | 115 | Offshore_Wind |  |  | 0 | 0 | 0 | 0 | 0 | 0 | 0 | 0 | 0 | 5 | 4 | 1 | 1 | [19 empty] | 1 | 1 |  | 0
PG&E KERN | Morro Bay | 115 | Offshore_Wind |  |  | 0 | 0 | 0 | 0 | 0 | 0 | 0 | 0 | 0 | 5 | 2 | 5 | 2 | [19 empty] | 1 | 1 |  | 0
PG&E KERN | Morro Bay | 230 | Offshore_Wind |  |  | 0 | 0 | 0 | 0 | 0 | 0 | 0 | 0 | 0 | 5 | 2 | 5 | 4 | [19 empty] | 1 | 1 |  | 0
PG&E KERN | Morro Bay | 500 | Offshore_Wind |  |  | 0 | 0 | 0 | 0 | 0 | 0 | 0 | 0 | 0 | 5 | 2 | 4 | 4 | [19 empty] | 1 | 1 |  | 0
PG&E GBA | Moss Landing | 115 | Offshore_Wind |  |  | 0 | 0 | 0 | 0 | 0 | 0 | 0 | 0 | 0 | 5 | 4 | 1 | 1 | [19 empty] | 1 | 1 |  | 0
PG&E GBA | Moss Landing | 230 | Offshore_Wind |  |  | 0 | 0 | 0 | 0 | 0 | 0 | 0 | 0 | 0 | 5 | 4 | 1 | 1 | [19 empty] | 1 | 1 |  | 0
PG&E GBA | Moss Landing | 500 | Offshore_Wind |  |  | 0 | 0 | 0 | 0 | 0 | 0 | 0 | 0 | 0 | 5 | 4 | 1 | 1 | 5 | [18 empty] | 1 | 1 |  | 0
EOP | Mountain Pass | 115 | Offshore_Wind |  |  | 0 | 0 | 0 | 0 | 0 | 0 | 0 | 0 | 0 | 5 | 2 | 4 | 2 | [19 empty] | 1 | 1 |  | 0
PG&E GBA | Mountain View | 115 | Offshore_Wind |  |  | 0 | 0 | 0 | 0 | 0 | 0 | 0 | 0 | 0 | 1 | 1 | 1 | 1 | [19 empty] | 1 | 1 |  | 0
PG&E GBA | Mt Eden | 115 | Offshore_Wind |  |  | 0 | 0 | 0 | 0 | 0 | 0 | 0 | 0 | 0 | 5 | 2 | 1 | 1 | [19 empty] | 1 | 1 |  | 0
PG&E KERN | Mt Poso | 115 | Offshore_Wind |  |  | 0 | 0 | 0 | 0 | 0 | 0 | 0 | 0 | 0 | 5 | 2 | 5 | 2 | [19 empty] | 1 | 1 |  | 0
PG&E FRESNO | Mustang | 230 | Offshore_Wind |  |  | 0 | 0 | 0 | 0 | 0 | 0 | 0 | 0 | 0 | 5 | 2 | 5 | 4 | [19 empty] | 1 | 1 |  | 0
PG&E KERN | New Sub - Gates - Midway (Proposed) | 230 | Offshore_Wind |  |  | 0 | 0 | 0 | 0 | 0 | 0 | 0 | 0 | 0 | 5 | 2 | 5 | 4 | [19 empty] | 1 | 1 |  | 0
PG&E KERN | New Sub - Gates - Templeton (Proposed) | 230 | Offshore_Wind |  |  | 0 | 0 | 0 | 0 | 0 | 0 | 0 | 0 | 0 | 5 | 2 | 5 | 4 | [19 empty] | 1 | 1 |  | 0
SCE NOL | New Sub - Kramer - Lugo (Proposed) | 230 | Offshore_Wind |  |  | 0 | 0 | 0 | 0 | 0 | 0 | 0 | 0 | 0 | 3 | 3 | 1 | 1 | [19 empty] | 1 | 1 |  | 0
PG&E FRESNO | New Sub - Los Banos - Midway (Proposed) | 500 | Offshore_Wind |  |  | 0 | 0 | 0 | 0 | 0 | 0 | 0 | 0 | 0 | 5 | 2 | 4 | 4 | [19 empty] | 1 | 1 |  | 0
SCE NOL | New Sub - Lugo - Pisgah (Proposed) | 230 | Offshore_Wind |  |  | 0 | 0 | 0 | 0 | 0 | 0 | 0 | 0 | 0 | 1 | 1 | 1 | 1 | [19 empty] | 1 | 1 |  | 0
PG&E KERN | New Sub - Midway - Wheeler Ridge (Proposed) | 230 | Offshore_Wind |  |  | 0 | 0 | 0 | 0 | 0 | 0 | 0 | 0 | 0 | 5 | 2 | 5 | 4 | [19 empty] | 1 | 1 |  | 0
PG&E NGBA | New Sub - Near existing Leavitt (PSREC) | 345 | Offshore_Wind |  |  | 0 | 0 | 0 | 0 | 0 | 0 | 0 | 0 | 0 | 5 | 2 | 1 | 1 | [19 empty] | 1 | 1 |  | 0
PG&E NGBA | New Sub - Near existing Madeline (NVE) | 345 | Offshore_Wind |  |  | 0 | 0 | 0 | 0 | 0 | 0 | 0 | 0 | 0 | 5 | 2 | 1 | 1 | [19 empty] | 1 | 1 |  | 0
SDGE | New Sub - North Gila - IV (Proposed) | 500 | Offshore_Wind |  |  | 0 | 0 | 0 | 0 | 0 | 0 | 0 | 0 | 0 | 1 | 1 | 1 | 1 | [19 empty] | 1 | 1 |  | 0
PG&E NGBA | New Sub - Pit 1 - Cottonwood (Proposed) | 230 | Offshore_Wind |  |  | 0 | 0 | 0 | 0 | 0 | 0 | 0 | 0 | 0 | 5 | 5 | 3 | 3 | [19 empty] | 1 | 1 |  | 0
PG&E GBA | New Sub - Rancho Seco - Bellota (Proposed) | 230 | Offshore_Wind |  |  | 0 | 0 | 0 | 0 | 0 | 0 | 0 | 0 | 0 | 5 | 5 | 1 | 1 | [19 empty] | 1 | 1 |  | 0
SDGE | New Sub - Suncrest - Ocotillo (Proposed) | 500 | Offshore_Wind |  |  | 0 | 0 | 0 | 0 | 0 | 0 | 0 | 0 | 0 | 1 | 1 | 1 | 1 | [19 empty] | 1 | 1 |  | 0
PG&E FRESNO | New Sub - Westley - Quinto (Proposed) | 230 | Offshore_Wind |  |  | 0 | 0 | 0 | 0 | 0 | 0 | 0 | 0 | 0 | 1 | 1 | 1 | 1 | [19 empty] | 1 | 1 |  | 0
PG&E GBA | Newark | 115 | Offshore_Wind |  |  | 0 | 0 | 0 | 0 | 0 | 0 | 0 | 0 | 0 | 5 | 4 | 1 | 1 | [19 empty] | 1 | 1 |  | 0
PG&E GBA | Newark | 230 | Offshore_Wind |  |  | 0 | 0 | 0 | 0 | 0 | 0 | 0 | 0 | 0 | 5 | 4 | 1 | 1 | [19 empty] | 1 | 1 |  | 0
PG&E FRESNO | Newhall | 115 | Offshore_Wind |  |  | 0 | 0 | 0 | 0 | 0 | 0 | 0 | 0 | 0 | 5 | 5 | 5 | 2 | [19 empty] | 1 | 1 |  | 0
PG&E KERN | Norco | 115 | Offshore_Wind |  |  | 0 | 0 | 0 | 0 | 0 | 0 | 0 | 0 | 0 | 5 | 2 | 5 | 4 | [19 empty] | 1 | 1 |  | 0
PG&E GBA | Nortech | 115 | Offshore_Wind |  |  | 0 | 0 | 0 | 0 | 0 | 0 | 0 | 0 | 0 | 5 | 4 | 1 | 1 | [19 empty] | 1 | 1 |  | 0
SDGE | North City Metering | 138 | Offshore_Wind |  |  | 0 | 0 | 0 | 0 | 0 | 0 | 0 | 0 | 0 | 1 | 1 | 1 | 1 | [19 empty] | 1 | 1 |  | 0
PG&E GBA | North Dublin | 230 | Offshore_Wind |  |  | 0 | 0 | 0 | 0 | 0 | 0 | 0 | 0 | 0 | 5 | 4 | 1 | 1 | [19 empty] | 1 | 1 |  | 0
SDGE | North Gila | 500 | Offshore_Wind |  |  | 0 | 0 | 0 | 0 | 0 | 0 | 0 | 0 | 0 | 1 | 1 | 1 | 1 | [19 empty] | 1 | 1 |  | 0
SCE Metro | North of SONGS | 230 | Offshore_Wind |  |  | 0 | 0 | 0 | 0 | 0 | 0 | 0 | 0 | 0 | 1 | 1 | 1 | 1 | [19 empty] | 1 | 1 |  | 0
SCE Metro | North of SONGS | 500 | Offshore_Wind |  |  | 0 | 0 | 0 | 0 | 0 | 0 | 0 | 0 | 0 | 1 | 1 | 1 | 1 | [19 empty] | 1 | 1 |  | 0
PG&E NGBA | Notre Dame | 115 | Offshore_Wind |  |  | 0 | 0 | 0 | 0 | 0 | 0 | 0 | 0 | 0 | 5 | 2 | 1 | 1 | [19 empty] | 1 | 1 |  | 0
PG&E GBA | Oakland C | 115 | Offshore_Wind |  |  | 0 | 0 | 0 | 0 | 0 | 0 | 0 | 0 | 0 | 5 | 4 | 1 | 1 | [19 empty] | 1 | 1 |  | 0
PG&E GBA | Oakland J | 115 | Offshore_Wind |  |  | 0 | 0 | 0 | 0 | 0 | 0 | 0 | 0 | 0 | 5 | 2 | 1 | 1 | [19 empty] | 1 | 1 |  | 0
PG&E GBA | Oakland L | 115 | Offshore_Wind |  |  | 0 | 0 | 0 | 0 | 0 | 0 | 0 | 0 | 0 | 5 | 2 | 1 | 1 | [19 empty] | 1 | 1 |  | 0
PG&E GBA | Oakland X | 115 | Offshore_Wind |  |  | 0 | 0 | 0 | 0 | 0 | 0 | 0 | 0 | 0 | 5 | 2 | 1 | 1 | [19 empty] | 1 | 1 |  | 0
PG&E KERN | Oceano | 115 | Offshore_Wind |  |  | 0 | 0 | 0 | 0 | 0 | 0 | 0 | 0 | 0 | 5 | 2 | 5 | 2 | [19 empty] | 1 | 1 |  | 0
SDGE | Ocotillo Express | 500 | Offshore_Wind |  |  | 0 | 0 | 0 | 0 | 0 | 0 | 0 | 0 | 0 | 1 | 1 | 1 | 1 | [19 empty] | 1 | 1 |  | 0
SDGE | Old Town | 230 | Offshore_Wind |  |  | 0 | 0 | 0 | 0 | 0 | 0 | 0 | 0 | 0 | 1 | 1 | 1 | 1 | [19 empty] | 1 | 1 |  | 0
SCE Metro | Olinda | 230 | Offshore_Wind |  |  | 0 | 0 | 0 | 0 | 0 | 0 | 0 | 0 | 0 | 1 | 1 | 1 | 1 | [19 empty] | 1 | 1 |  | 0
PG&E FRESNO | Olive | 115 | Offshore_Wind |  |  | 0 | 0 | 0 | 0 | 0 | 0 | 0 | 0 | 0 | 5 | 2 | 5 | 4 | [19 empty] | 1 | 1 |  | 0
PG&E NGBA | Olivehurst | 115 | Offshore_Wind |  |  | 0 | 0 | 0 | 0 | 0 | 0 | 0 | 0 | 0 | 5 | 5 | 1 | 1 | [19 empty] | 1 | 1 |  | 0
SCE Northern | Ormond Beach | 230 | Offshore_Wind |  |  | 0 | 0 | 0 | 0 | 0 | 0 | 0 | 0 | 0 | 5 | 2 | 4 | 2 | [19 empty] | 1 | 1 |  | 0
PG&E FRESNO | Oro Loma | 115 | Offshore_Wind |  |  | 0 | 0 | 0 | 0 | 0 | 0 | 0 | 0 | 0 | 5 | 2 | 5 | 2 | [19 empty] | 1 | 1 |  | 0
SDGE | Otay Mesa | 230 | Offshore_Wind |  |  | 0 | 0 | 0 | 0 | 0 | 0 | 0 | 0 | 0 | 1 | 1 | 1 | 1 | [19 empty] | 1 | 1 |  | 0
PG&E FRESNO | Padre Flats SW STA | 230 | Offshore_Wind |  |  | 0 | 0 | 0 | 0 | 0 | 0 | 0 | 0 | 0 | 5 | 2 | 5 | 2 | [19 empty] | 1 | 1 |  | 0
EOP | Pahrump | 138 | Offshore_Wind |  |  | 0 | 0 | 0 | 0 | 0 | 0 | 0 | 0 | 0 | 5 | 2 | 4 | 2 | [19 empty] | 1 | 1 |  | 0
EOP | Pahrump | 230 | Offshore_Wind |  |  | 0 | 0 | 0 | 0 | 0 | 0 | 0 | 0 | 0 | 5 | 2 | 4 | 2 | [19 empty] | 1 | 1 |  | 0
PG&E NGBA | Palermo | 115 | Offshore_Wind |  |  | 0 | 0 | 0 | 0 | 0 | 0 | 0 | 0 | 0 | 5 | 5 | 1 | 1 | [19 empty] | 1 | 1 |  | 0
PG&E NGBA | Palermo | 230 | Offshore_Wind |  |  | 0 | 0 | 0 | 0 | 0 | 0 | 0 | 0 | 0 | 5 | 5 | 1 | 1 | [19 empty] | 1 | 1 |  | 0
SCE Eastern | Palo Verde | 500 | Offshore_Wind |  |  | 0 | 0 | 0 | 0 | 0 | 0 | 0 | 0 | 0 | 5 | 4 | 4 | 4 | [19 empty] | 1 | 1 |  | 0
SDGE | Palomar Energy | 230 | Offshore_Wind |  |  | 0 | 0 | 0 | 0 | 0 | 0 | 0 | 0 | 0 | 1 | 1 | 1 | 1 | [19 empty] | 1 | 1 |  | 0
PG&E FRESNO | Panoche | 115 | Offshore_Wind |  |  | 0 | 0 | 0 | 0 | 0 | 0 | 0 | 0 | 0 | 5 | 5 | 5 | 2 | [19 empty] | 1 | 1 |  | 0
PG&E FRESNO | Panoche | 230 | Offshore_Wind |  |  | 0 | 0 | 0 | 0 | 0 | 0 | 0 | 0 | 0 | 5 | 2 | 5 | 2 | [19 empty] | 1 | 1 |  | 0
SCE Northern | Pardee | 230 | Offshore_Wind |  |  | 0 | 0 | 0 | 0 | 0 | 0 | 0 | 0 | 0 | 5 | 2 | 4 | 2 | [19 empty] | 1 | 1 |  | 0
PG&E NGBA | Parkway | 230 | Offshore_Wind |  |  | 0 | 0 | 0 | 0 | 0 | 0 | 0 | 0 | 0 | 5 | 2 | 1 | 1 | [19 empty] | 1 | 1 |  | 0
SCE Northern | Pastoria | 230 | Offshore_Wind |  |  | 0 | 0 | 0 | 0 | 0 | 0 | 0 | 0 | 0 | 5 | 2 | 4 | 2 | [19 empty] | 1 | 1 |  | 0
SCE Metro | Pauda | 230 | Offshore_Wind |  |  | 0 | 0 | 0 | 0 | 0 | 0 | 0 | 0 | 0 | 1 | 1 | 1 | 1 | [19 empty] | 1 | 1 |  | 0
PG&E GBA | Paul Sweet | 115 | Offshore_Wind |  |  | 0 | 0 | 0 | 0 | 0 | 0 | 0 | 0 | 0 | 1 | 1 | 1 | 1 | [19 empty] | 1 | 1 |  | 0
PG&E NGBA | Peabody | 230 | Offshore_Wind |  |  | 0 | 0 | 0 | 0 | 0 | 0 | 0 | 0 | 0 | 5 | 2 | 1 | 1 | [19 empty] | 1 | 1 |  | 0
PG&E NGBA | Pease | 115 | Offshore_Wind |  |  | 0 | 0 | 0 | 0 | 0 | 0 | 0 | 0 | 0 | 5 | 5 | 1 | 1 | [19 empty] | 1 | 1 |  | 0
SDGE | Penasquitos | 138 | Offshore_Wind |  |  | 0 | 0 | 0 | 0 | 0 | 0 | 0 | 0 | 0 | 1 | 1 | 1 | 1 | [19 empty] | 1 | 1 |  | 0
SDGE | Penasquitos | 230 | Offshore_Wind |  |  | 0 | 0 | 0 | 0 | 0 | 0 | 0 | 0 | 0 | 1 | 1 | 1 | 1 | [19 empty] | 1 | 1 |  | 0
PG&E NGBA | Penngrove | 115 | Offshore_Wind |  |  | 0 | 0 | 0 | 0 | 0 | 0 | 0 | 0 | 0 | 5 | 2 | 1 | 1 | [19 empty] | 1 | 1 |  | 0
PG&E GBA | Peoria | 115 | Offshore_Wind |  |  | 0 | 0 | 0 | 0 | 0 | 0 | 0 | 0 | 0 | 5 | 5 | 1 | 1 | [19 empty] | 1 | 1 |  | 0
PG&E GBA | Piercy | 115 | Offshore_Wind |  |  | 0 | 0 | 0 | 0 | 0 | 0 | 0 | 0 | 0 | 5 | 4 | 1 | 1 | [19 empty] | 1 | 1 |  | 0
PG&E FRESNO | Pine Flat | 230 | Offshore_Wind |  |  | 0 | 0 | 0 | 0 | 0 | 0 | 0 | 0 | 0 | 5 | 5 | 5 | 2 | [19 empty] | 1 | 1 |  | 0
SCE NOL | Pisgah | 230 | Offshore_Wind |  |  | 0 | 0 | 0 | 0 | 0 | 0 | 0 | 0 | 0 | 1 | 1 | 1 | 1 | [19 empty] | 1 | 1 |  | 0
PG&E NGBA | Pit 1 | 230 | Offshore_Wind |  |  | 0 | 0 | 0 | 0 | 0 | 0 | 0 | 0 | 0 | 5 | 5 | 3 | 3 | [19 empty] | 1 | 1 |  | 0
PG&E NGBA | Pit 3 | 230 | Offshore_Wind |  |  | 0 | 0 | 0 | 0 | 0 | 0 | 0 | 0 | 0 | 5 | 5 | 3 | 3 | [19 empty] | 1 | 1 |  | 0
PG&E NGBA | Pit 4 | 230 | Offshore_Wind |  |  | 0 | 0 | 0 | 0 | 0 | 0 | 0 | 0 | 0 | 5 | 2 | 1 | 1 | [19 empty] | 1 | 1 |  | 0
PG&E GBA | Pittsburg | 115 | Offshore_Wind |  |  | 0 | 0 | 0 | 0 | 0 | 0 | 0 | 0 | 0 | 5 | 4 | 1 | 1 | [19 empty] | 1 | 1 |  | 0
PG&E GBA | Pittsburg | 230 | Offshore_Wind |  |  | 0 | 0 | 0 | 0 | 0 | 0 | 0 | 0 | 0 | 5 | 4 | 1 | 1 | [19 empty] | 1 | 1 |  | 0
PG&E NGBA | Pleasant Grove | 115 | Offshore_Wind |  |  | 0 | 0 | 0 | 0 | 0 | 0 | 0 | 0 | 0 | 5 | 5 | 1 | 1 | [19 empty] | 1 | 1 |  | 0
PG&E NGBA | POE | 230 | Offshore_Wind |  |  | 0 | 0 | 0 | 0 | 0 | 0 | 0 | 0 | 0 | 5 | 5 | 1 | 1 | [19 empty] | 1 | 1 |  | 0
PG&E KERN | Poso Mountain | 115 | Offshore_Wind |  |  | 0 | 0 | 0 | 0 | 0 | 0 | 0 | 0 | 0 | 5 | 2 | 5 | 4 | [19 empty] | 1 | 1 |  | 0
EOP | Primm | 230 | Offshore_Wind |  |  | 0 | 0 | 0 | 0 | 0 | 0 | 0 | 0 | 0 | 5 | 2 | 4 | 2 | [19 empty] | 1 | 1 |  | 0
PG&E NGBA | Putah Creek | 115 | Offshore_Wind |  |  | 0 | 0 | 0 | 0 | 0 | 0 | 0 | 0 | 0 | 5 | 2 | 1 | 1 | [19 empty] | 1 | 1 |  | 0
SDGE | Q1806 | 138 | Offshore_Wind |  |  | 0 | 0 | 0 | 0 | 0 | 0 | 0 | 0 | 0 | 1 | 1 | 1 | 1 | [19 empty] | 1 | 1 |  | 0
PG&E FRESNO | Quinto | 230 | Offshore_Wind |  |  | 0 | 0 | 0 | 0 | 0 | 0 | 0 | 0 | 0 | 5 | 2 | 5 | 2 | [19 empty] | 1 | 1 |  | 0
PG&E GBA | Race Track | 115 | Offshore_Wind |  |  | 0 | 0 | 0 | 0 | 0 | 0 | 0 | 0 | 0 | 5 | 5 | 1 | 1 | [19 empty] | 1 | 1 |  | 0
SDGE | Rancho Mission Viejo | 138 | Offshore_Wind |  |  | 0 | 0 | 0 | 0 | 0 | 0 | 0 | 0 | 0 | 1 | 1 | 1 | 1 | [19 empty] | 1 | 1 |  | 0
PG&E GBA | Rancho Seco | 230 | Offshore_Wind |  |  | 0 | 0 | 0 | 0 | 0 | 0 | 0 | 0 | 0 | 5 | 5 | 1 | 1 | [19 empty] | 1 | 1 |  | 0
SCE Metro | Rancho Vista | 230 | Offshore_Wind |  |  | 0 | 0 | 0 | 0 | 0 | 0 | 0 | 0 | 0 | 1 | 1 | 1 | 1 | [19 empty] | 1 | 1 |  | 0
SCE Metro | Rancho Vista | 500 | Offshore_Wind |  |  | 0 | 0 | 0 | 0 | 0 | 0 | 0 | 0 | 0 | 1 | 1 | 1 | 1 | [19 empty] | 1 | 1 |  | 0
SCE NOL | Ransburg | 115 | Offshore_Wind |  |  | 0 | 0 | 0 | 0 | 0 | 0 | 0 | 0 | 0 | 3 | 3 | 1 | 1 | [19 empty] | 1 | 1 |  | 0
PG&E GBA | Ravenswood | 115 | Offshore_Wind |  |  | 0 | 0 | 0 | 0 | 0 | 0 | 0 | 0 | 0 | 5 | 2 | 1 | 1 | [19 empty] | 1 | 1 |  | 0
PG&E GBA | Ravenswood | 230 | Offshore_Wind |  |  | 0 | 0 | 0 | 0 | 0 | 0 | 0 | 0 | 0 | 5 | 2 | 1 | 1 | [19 empty] | 1 | 1 |  | 0
SCE Northern | Rector | 230 | Offshore_Wind |  |  | 0 | 0 | 0 | 0 | 0 | 0 | 0 | 0 | 0 | 5 | 5 | 1 | 1 | [19 empty] | 1 | 1 |  | 0
SCE Eastern | Red Bluff | 230 | Offshore_Wind |  |  | 0 | 0 | 0 | 0 | 0 | 0 | 0 | 0 | 0 | 4 | 4 | 4 | 4 | [19 empty] | 1 | 1 |  | 0
SCE Eastern | Red Bluff | 500 | Offshore_Wind |  |  | 0 | 0 | 0 | 0 | 0 | 0 | 0 | 0 | 0 | 4 | 4 | 4 | 4 | [19 empty] | 1 | 1 |  | 0
PG&E NGBA | Redbud | 115 | Offshore_Wind |  |  | 0 | 0 | 0 | 0 | 0 | 0 | 0 | 0 | 0 | 5 | 2 | 1 | 1 | [19 empty] | 1 | 1 |  | 0
SCE Metro | Redondo | 230 | Offshore_Wind |  |  | 0 | 0 | 0 | 0 | 0 | 0 | 0 | 0 | 0 | 1 | 1 | 1 | 1 | [19 empty] | 1 | 1 |  | 0
PG&E FRESNO | Reedley | 115 | Offshore_Wind |  |  | 0 | 0 | 0 | 0 | 0 | 0 | 0 | 0 | 0 | 5 | 5 | 5 | 4 | [19 empty] | 1 | 1 |  | 0
PG&E KERN | Renfro | 115 | Offshore_Wind |  |  | 0 | 0 | 0 | 0 | 0 | 0 | 0 | 0 | 0 | 5 | 2 | 5 | 2 | [19 empty] | 1 | 1 |  | 0
PG&E GBA | Richmond R | 115 | Offshore_Wind |  |  | 0 | 0 | 0 | 0 | 0 | 0 | 0 | 0 | 0 | 5 | 4 | 1 | 1 | [19 empty] | 1 | 1 |  | 0
PG&E NGBA | Rincon | 115 | Offshore_Wind |  |  | 0 | 0 | 0 | 0 | 0 | 0 | 0 | 0 | 0 | 5 | 2 | 1 | 1 | [19 empty] | 1 | 1 |  | 0
PG&E KERN | Rio Bravo | 115 | Offshore_Wind |  |  | 0 | 0 | 0 | 0 | 0 | 0 | 0 | 0 | 0 | 5 | 2 | 5 | 2 | [19 empty] | 1 | 1 |  | 0
SCE Metro | Rio Hondo | 230 | Offshore_Wind |  |  | 0 | 0 | 0 | 0 | 0 | 0 | 0 | 0 | 0 | 1 | 1 | 1 | 1 | [19 empty] | 1 | 1 |  | 0
PG&E NGBA | Rio Oso | 115 | Offshore_Wind |  |  | 0 | 0 | 0 | 0 | 0 | 0 | 0 | 0 | 0 | 5 | 5 | 1 | 1 | [19 empty] | 1 | 1 |  | 0
PG&E NGBA | Rio Oso | 230 | Offshore_Wind |  |  | 0 | 0 | 0 | 0 | 0 | 0 | 0 | 0 | 0 | 5 | 5 | 1 | 1 | [19 empty] | 1 | 1 |  | 0
PG&E GBA | Ripon | 115 | Offshore_Wind |  |  | 0 | 0 | 0 | 0 | 0 | 0 | 0 | 0 | 0 | 5 | 5 | 1 | 1 | [19 empty] | 1 | 1 |  | 0
PG&E GBA | Riverbank | 115 | Offshore_Wind |  |  | 0 | 0 | 0 | 0 | 0 | 0 | 0 | 0 | 0 | 5 | 5 | 1 | 1 | [19 empty] | 1 | 1 |  | 0
SCE NOL | Roadway | 115 | Offshore_Wind |  |  | 0 | 0 | 0 | 0 | 0 | 0 | 0 | 0 | 0 | 1 | 1 | 1 | 1 | [19 empty] | 1 | 1 |  | 0
PG&E NGBA | Rock Creek 1 | 230 | Offshore_Wind |  |  | 0 | 0 | 0 | 0 | 0 | 0 | 0 | 0 | 0 | 5 | 5 | 1 | 1 | [19 empty] | 1 | 1 |  | 0
PG&E GBA | Rossmoor | 230 | Offshore_Wind |  |  | 0 | 0 | 0 | 0 | 0 | 0 | 0 | 0 | 0 | 5 | 2 | 1 | 1 | [19 empty] | 1 | 1 |  | 0
PG&E NGBA | Round Mountain | 230 | Offshore_Wind |  |  | 0 | 0 | 0 | 0 | 0 | 0 | 0 | 0 | 0 | 5 | 2 | 1 | 1 | [19 empty] | 1 | 1 |  | 0
PG&E NGBA | Round Mountain | 500 | Offshore_Wind |  |  | 0 | 0 | 0 | 0 | 0 | 0 | 0 | 0 | 0 | 5 | 2 | 1 | 1 | [19 empty] | 1 | 1 |  | 0
PG&E GBA | Salado | 115 | Offshore_Wind |  |  | 0 | 0 | 0 | 0 | 0 | 0 | 0 | 0 | 0 | 5 | 4 | 1 | 1 | [19 empty] | 1 | 1 |  | 0
PG&E GBA | Salinas | 115 | Offshore_Wind |  |  | 0 | 0 | 0 | 0 | 0 | 0 | 0 | 0 | 0 | 1 | 1 | 1 | 1 | [19 empty] | 1 | 1 |  | 0
SCE Eastern | San Bernardino | 230 | Offshore_Wind |  |  | 0 | 0 | 0 | 0 | 0 | 0 | 0 | 0 | 0 | 4 | 4 | 1 | 1 | [19 empty] | 1 | 1 |  | 0
PG&E GBA | SAN FRAN A (POTRERO PP) | 115 | Offshore_Wind |  |  | 0 | 0 | 0 | 0 | 0 | 0 | 0 | 0 | 0 | 5 | 2 | 1 | 1 | [19 empty] | 1 | 1 |  | 0
PG&E GBA | SAN FRAN A (POTRERO PP) | 230 | Offshore_Wind |  |  | 0 | 0 | 0 | 0 | 0 | 0 | 0 | 0 | 0 | 5 | 2 | 1 | 1 | [19 empty] | 1 | 1 |  | 0
PG&E GBA | San Jose A | 115 | Offshore_Wind |  |  | 0 | 0 | 0 | 0 | 0 | 0 | 0 | 0 | 0 | 5 | 4 | 1 | 1 | [19 empty] | 1 | 1 |  | 0
PG&E GBA | San Jose B | 115 | Offshore_Wind |  |  | 0 | 0 | 0 | 0 | 0 | 0 | 0 | 0 | 0 | 5 | 4 | 1 | 1 | [19 empty] | 1 | 1 |  | 0
PG&E GBA | San Leandro U | 115 | Offshore_Wind |  |  | 0 | 0 | 0 | 0 | 0 | 0 | 0 | 0 | 0 | 5 | 2 | 1 | 1 | [19 empty] | 1 | 1 |  | 0
PG&E KERN | San Luis Obispo | 115 | Offshore_Wind |  |  | 0 | 0 | 0 | 0 | 0 | 0 | 0 | 0 | 0 | 5 | 2 | 5 | 2 | [19 empty] | 1 | 1 |  | 0
SDGE | San Luis Rey | 230 | Offshore_Wind |  |  | 0 | 0 | 0 | 0 | 0 | 0 | 0 | 0 | 0 | 1 | 1 | 1 | 1 | [19 empty] | 1 | 1 |  | 0
SCE Metro | San Onofre | 230 | Offshore_Wind |  |  | 0 | 0 | 0 | 0 | 0 | 0 | 0 | 0 | 0 | 1 | 1 | 1 | 1 | [19 empty] | 1 | 1 |  | 0
PG&E GBA | San Pablo | 115 | Offshore_Wind |  |  | 0 | 0 | 0 | 0 | 0 | 0 | 0 | 0 | 0 | 5 | 4 | 1 | 1 | [19 empty] | 1 | 1 |  | 0
PG&E GBA | San Ramon | 230 | Offshore_Wind |  |  | 0 | 0 | 0 | 0 | 0 | 0 | 0 | 0 | 0 | 5 | 2 | 1 | 1 | [19 empty] | 1 | 1 |  | 0
SCE NOL | Sandlot | 230 | Offshore_Wind |  |  | 0 | 0 | 0 | 0 | 0 | 0 | 0 | 0 | 0 | 3 | 3 | 1 | 1 | [19 empty] | 1 | 1 |  | 0
EOP | Sandy | 138 | Offshore_Wind |  |  | 0 | 0 | 0 | 0 | 0 | 0 | 0 | 0 | 0 | 5 | 2 | 4 | 2 | [19 empty] | 1 | 1 |  | 0
PG&E FRESNO | Sanger | 115 | Offshore_Wind |  |  | 0 | 0 | 0 | 0 | 0 | 0 | 0 | 0 | 0 | 5 | 5 | 5 | 4 | [19 empty] | 1 | 1 |  | 0
SCE Northern | Santa Clara | 230 | Offshore_Wind |  |  | 0 | 0 | 0 | 0 | 0 | 0 | 0 | 0 | 0 | 5 | 2 | 4 | 2 | [19 empty] | 1 | 1 |  | 0
PG&E NGBA | Santa Rosa A | 115 | Offshore_Wind |  |  | 0 | 0 | 0 | 0 | 0 | 0 | 0 | 0 | 0 | 5 | 2 | 1 | 1 | [19 empty] | 1 | 1 |  | 0
PG&E GBA | Santa Teresa | 115 | Offshore_Wind |  |  | 0 | 0 | 0 | 0 | 0 | 0 | 0 | 0 | 0 | 5 | 4 | 1 | 1 | [19 empty] | 1 | 1 |  | 0
SDGE | Santee | 138 | Offshore_Wind |  |  | 0 | 0 | 0 | 0 | 0 | 0 | 0 | 0 | 0 | 1 | 1 | 1 | 1 | [19 empty] | 1 | 1 |  | 0
SCE Metro | Santiago | 230 | Offshore_Wind |  |  | 0 | 0 | 0 | 0 | 0 | 0 | 0 | 0 | 0 | 1 | 1 | 1 | 1 | [19 empty] | 1 | 1 |  | 0
PG&E GBA | Saratoga | 230 | Offshore_Wind |  |  | 0 | 0 | 0 | 0 | 0 | 0 | 0 | 0 | 0 | 5 | 4 | 1 | 1 | [19 empty] | 1 | 1 |  | 0
SCE Northern | Saugus | 230 | Offshore_Wind |  |  | 0 | 0 | 0 | 0 | 0 | 0 | 0 | 0 | 0 | 5 | 2 | 4 | 2 | [19 empty] | 1 | 1 |  | 0
PG&E FRESNO | Schindler | 115 | Offshore_Wind |  |  | 0 | 0 | 0 | 0 | 0 | 0 | 0 | 0 | 0 | 5 | 2 | 5 | 2 | [19 empty] | 1 | 1 |  | 0
PG&E GBA | Schulte | 115 | Offshore_Wind |  |  | 0 | 0 | 0 | 0 | 0 | 0 | 0 | 0 | 0 | 5 | 5 | 1 | 1 | [19 empty] | 1 | 1 |  | 0
PG&E KERN | Semitropic | 115 | Offshore_Wind |  |  | 0 | 0 | 0 | 0 | 0 | 0 | 0 | 0 | 0 | 5 | 2 | 5 | 2 | [19 empty] | 1 | 1 |  | 0
SCE Metro | Serrano | 230 | Offshore_Wind |  |  | 0 | 0 | 0 | 0 | 0 | 0 | 0 | 0 | 0 | 1 | 1 | 1 | 1 | [19 empty] | 1 | 1 |  | 0
SCE Metro | Serrano | 500 | Offshore_Wind |  |  | 0 | 0 | 0 | 0 | 0 | 0 | 0 | 0 | 0 | 1 | 1 | 1 | 1 | [19 empty] | 1 | 1 |  | 0
SDGE | Shadowridge | 138 | Offshore_Wind |  |  | 0 | 0 | 0 | 0 | 0 | 0 | 0 | 0 | 0 | 1 | 1 | 1 | 1 | [19 empty] | 1 | 1 |  | 0
PG&E KERN | Shafter | 115 | Offshore_Wind |  |  | 0 | 0 | 0 | 0 | 0 | 0 | 0 | 0 | 0 | 5 | 2 | 5 | 4 | [19 empty] | 1 | 1 |  | 0
PG&E NGBA | Silverado | 115 | Offshore_Wind |  |  | 0 | 0 | 0 | 0 | 0 | 0 | 0 | 0 | 0 | 5 | 2 | 1 | 1 | [19 empty] | 1 | 1 |  | 0
SDGE | Silvergate | 230 | Offshore_Wind |  |  | 0 | 0 | 0 | 0 | 0 | 0 | 0 | 0 | 0 | 1 | 1 | 1 | 1 | [19 empty] | 1 | 1 |  | 0
PG&E KERN | Sisquoc | 115 | Offshore_Wind |  |  | 0 | 0 | 0 | 0 | 0 | 0 | 0 | 0 | 0 | 5 | 2 | 5 | 2 | [19 empty] | 1 | 1 |  | 0
EOP | Sloan Canyon | 230 | Offshore_Wind |  |  | 0 | 0 | 0 | 0 | 0 | 0 | 0 | 0 | 0 | 5 | 2 | 4 | 2 | [19 empty] | 1 | 1 |  | 0
EOP | Sloan Canyon | 500 | Offshore_Wind |  |  | 0 | 0 | 0 | 0 | 0 | 0 | 0 | 0 | 0 | 5 | 2 | 4 | 2 | [19 empty] | 1 | 1 |  | 0
PG&E KERN | Smyrna | 115 | Offshore_Wind |  |  | 0 | 0 | 0 | 0 | 0 | 0 | 0 | 0 | 0 | 5 | 2 | 5 | 4 | [19 empty] | 1 | 1 |  | 0
PG&E GBA | Sobrante | 115 | Offshore_Wind |  |  | 0 | 0 | 0 | 0 | 0 | 0 | 0 | 0 | 0 | 5 | 4 | 1 | 1 | [19 empty] | 1 | 1 |  | 0
PG&E GBA | Sobrante | 230 | Offshore_Wind |  |  | 0 | 0 | 0 | 0 | 0 | 0 | 0 | 0 | 0 | 5 | 4 | 1 | 1 | [19 empty] | 1 | 1 |  | 0
PG&E KERN | Solar | 230 | Offshore_Wind |  |  | 0 | 0 | 0 | 0 | 0 | 0 | 0 | 0 | 0 | 5 | 2 | 5 | 4 | [19 empty] | 1 | 1 |  | 0
PG&E GBA | Soledad | 115 | Offshore_Wind |  |  | 0 | 0 | 0 | 0 | 0 | 0 | 0 | 0 | 0 | 1 | 1 | 1 | 1 | [19 empty] | 1 | 1 |  | 0
SCE Northern | Springville | 230 | Offshore_Wind |  |  | 0 | 0 | 0 | 0 | 0 | 0 | 0 | 0 | 0 | 5 | 5 | 1 | 1 | [19 empty] | 1 | 1 |  | 0
PG&E GBA | Stagg | 230 | Offshore_Wind |  |  | 0 | 0 | 0 | 0 | 0 | 0 | 0 | 0 | 0 | 5 | 5 | 1 | 1 | [19 empty] | 1 | 1 |  | 0
PG&E GBA | Standard Oil | 115 | Offshore_Wind |  |  | 0 | 0 | 0 | 0 | 0 | 0 | 0 | 0 | 0 | 5 | 4 | 1 | 1 | [19 empty] | 1 | 1 |  | 0
PG&E GBA | Stanislaus | 115 | Offshore_Wind |  |  | 0 | 0 | 0 | 0 | 0 | 0 | 0 | 0 | 0 | 5 | 5 | 1 | 1 | [19 empty] | 1 | 1 |  | 0
PG&E KERN | Stockdale | 115 | Offshore_Wind |  |  | 0 | 0 | 0 | 0 | 0 | 0 | 0 | 0 | 0 | 5 | 2 | 5 | 2 | [19 empty] | 1 | 1 |  | 0
PG&E KERN | Stockdale | 230 | Offshore_Wind |  |  | 0 | 0 | 0 | 0 | 0 | 0 | 0 | 0 | 0 | 5 | 2 | 5 | 2 | [19 empty] | 1 | 1 |  | 0
PG&E GBA | Stockton A | 115 | Offshore_Wind |  |  | 0 | 0 | 0 | 0 | 0 | 0 | 0 | 0 | 0 | 5 | 5 | 1 | 1 | [19 empty] | 1 | 1 |  | 0
PG&E GBA | Stone | 115 | Offshore_Wind |  |  | 0 | 0 | 0 | 0 | 0 | 0 | 0 | 0 | 0 | 5 | 4 | 1 | 1 | [19 empty] | 1 | 1 |  | 0
PG&E FRESNO | Storey | 230 | Offshore_Wind |  |  | 0 | 0 | 0 | 0 | 0 | 0 | 0 | 0 | 0 | 5 | 5 | 5 | 4 | [19 empty] | 1 | 1 |  | 0
PG&E NGBA | Summit | 115 | Offshore_Wind |  |  | 0 | 0 | 0 | 0 | 0 | 0 | 0 | 0 | 0 | 5 | 5 | 1 | 1 | [19 empty] | 1 | 1 |  | 0
SDGE | Suncrest | 230 | Offshore_Wind |  |  | 0 | 0 | 0 | 0 | 0 | 0 | 0 | 0 | 0 | 1 | 1 | 1 | 1 | [19 empty] | 1 | 1 |  | 0
SDGE | Suncrest | 500 | Offshore_Wind |  |  | 0 | 0 | 0 | 0 | 0 | 0 | 0 | 0 | 0 | 1 | 1 | 1 | 1 | [19 empty] | 1 | 1 |  | 0
PG&E KERN | Sunrise | 230 | Offshore_Wind |  |  | 0 | 0 | 0 | 0 | 0 | 0 | 0 | 0 | 0 | 5 | 2 | 5 | 4 | [19 empty] | 1 | 1 |  | 0
PG&E KERN | Sunset | 230 | Offshore_Wind |  |  | 0 | 0 | 0 | 0 | 0 | 0 | 0 | 0 | 0 | 5 | 2 | 5 | 4 | [19 empty] | 1 | 1 |  | 0
PG&E GBA | Swift | 115 | Offshore_Wind |  |  | 0 | 0 | 0 | 0 | 0 | 0 | 0 | 0 | 0 | 5 | 4 | 1 | 1 | [19 empty] | 1 | 1 |  | 0
SDGE | Sycamore Canyon | 138 | Offshore_Wind |  |  | 0 | 0 | 0 | 0 | 0 | 0 | 0 | 0 | 0 | 1 | 1 | 1 | 1 | [19 empty] | 1 | 1 |  | 0
SDGE | Sycamore Canyon | 230 | Offshore_Wind |  |  | 0 | 0 | 0 | 0 | 0 | 0 | 0 | 0 | 0 | 1 | 1 | 1 | 1 | [19 empty] | 1 | 1 |  | 0
SCE Northern | Sylmar | 230 | Offshore_Wind |  |  | 0 | 0 | 0 | 0 | 0 | 0 | 0 | 0 | 0 | 5 | 2 | 4 | 2 | [19 empty] | 1 | 1 |  | 0
PG&E NGBA | Table Mountain | 115 | Offshore_Wind |  |  | 0 | 0 | 0 | 0 | 0 | 0 | 0 | 0 | 0 | 5 | 2 | 1 | 1 | [19 empty] | 1 | 1 |  | 0
PG&E NGBA | Table Mountain | 230 | Offshore_Wind |  |  | 0 | 0 | 0 | 0 | 0 | 0 | 0 | 0 | 0 | 5 | 5 | 1 | 1 | [19 empty] | 1 | 1 |  | 0
PG&E NGBA | Table Mountain | 500 | Offshore_Wind |  |  | 0 | 0 | 0 | 0 | 0 | 0 | 0 | 0 | 0 | 5 | 2 | 1 | 1 | [19 empty] | 1 | 1 |  | 0
PG&E KERN | Taft | 115 | Offshore_Wind |  |  | 0 | 0 | 0 | 0 | 0 | 0 | 0 | 0 | 0 | 5 | 2 | 5 | 4 | [19 empty] | 1 | 1 |  | 0
SDGE | Talega | 138 | Offshore_Wind |  |  | 0 | 0 | 0 | 0 | 0 | 0 | 0 | 0 | 0 | 1 | 1 | 1 | 1 | [19 empty] | 1 | 1 |  | 0
SDGE | Talega | 230 | Offshore_Wind |  |  | 0 | 0 | 0 | 0 | 0 | 0 | 0 | 0 | 0 | 1 | 1 | 1 | 1 | [19 empty] | 1 | 1 |  | 0
PG&E GBA | Tassajara | 230 | Offshore_Wind |  |  | 0 | 0 | 0 | 0 | 0 | 0 | 0 | 0 | 0 | 5 | 2 | 1 | 1 | [19 empty] | 1 | 1 |  | 0
SDGE | Telegraph Canyon | 138 | Offshore_Wind |  |  | 0 | 0 | 0 | 0 | 0 | 0 | 0 | 0 | 0 | 1 | 1 | 1 | 1 | [19 empty] | 1 | 1 |  | 0
PG&E KERN | Temblor | 115 | Offshore_Wind |  |  | 0 | 0 | 0 | 0 | 0 | 0 | 0 | 0 | 0 | 5 | 2 | 5 | 4 | [19 empty] | 1 | 1 |  | 0
PG&E KERN | Templeton | 230 | Offshore_Wind |  |  | 0 | 0 | 0 | 0 | 0 | 0 | 0 | 0 | 0 | 5 | 2 | 5 | 4 | [19 empty] | 1 | 1 |  | 0
PG&E GBA | Tesla | 115 | Offshore_Wind |  |  | 0 | 0 | 0 | 0 | 0 | 0 | 0 | 0 | 0 | 5 | 4 | 1 | 1 | [19 empty] | 1 | 1 |  | 0
PG&E GBA | Tesla | 230 | Offshore_Wind |  |  | 0 | 0 | 0 | 0 | 0 | 0 | 0 | 0 | 0 | 5 | 4 | 1 | 1 | [19 empty] | 1 | 1 |  | 0
PG&E GBA | Tesla | 500 | Offshore_Wind |  |  | 0 | 0 | 0 | 0 | 0 | 0 | 0 | 0 | 0 | 5 | 4 | 1 | 1 | [19 empty] | 1 | 1 |  | 0
PG&E KERN | Tevis | 115 | Offshore_Wind |  |  | 0 | 0 | 0 | 0 | 0 | 0 | 0 | 0 | 0 | 5 | 2 | 5 | 4 | [19 empty] | 1 | 1 |  | 0
EOP | Thousandaire | 138 | Offshore_Wind |  |  | 0 | 0 | 0 | 0 | 0 | 0 | 0 | 0 | 0 | 5 | 2 | 4 | 2 | [19 empty] | 1 | 1 |  | 0
PG&E KERN | Topaz | 230 | Offshore_Wind |  |  | 0 | 0 | 0 | 0 | 0 | 0 | 0 | 0 | 0 | 5 | 2 | 5 | 4 | [19 empty] | 1 | 1 |  | 0
SCE NOL | Tortilla | 115 | Offshore_Wind |  |  | 0 | 0 | 0 | 0 | 0 | 0 | 0 | 0 | 0 | 3 | 3 | 1 | 1 | [19 empty] | 1 | 1 |  | 0
SDGE | Trabuco | 138 | Offshore_Wind |  |  | 0 | 0 | 0 | 0 | 0 | 0 | 0 | 0 | 0 | 1 | 1 | 1 | 1 | [19 empty] | 1 | 1 |  | 0
PG&E GBA | Tracy | 115 | Offshore_Wind |  |  | 0 | 0 | 0 | 0 | 0 | 0 | 0 | 0 | 0 | 5 | 5 | 1 | 1 | [19 empty] | 1 | 1 |  | 0
PG&E FRESNO | Tranquility | 230 | Offshore_Wind |  |  | 0 | 0 | 0 | 0 | 0 | 0 | 0 | 0 | 0 | 5 | 5 | 5 | 2 | [19 empty] | 1 | 1 |  | 0
PG&E GBA | Trimble | 115 | Offshore_Wind |  |  | 0 | 0 | 0 | 0 | 0 | 0 | 0 | 0 | 0 | 5 | 4 | 1 | 1 | [19 empty] | 1 | 1 |  | 0
EOP | Trout Canyon | 230 | Offshore_Wind |  |  | 0 | 0 | 0 | 0 | 0 | 0 | 0 | 0 | 0 | 5 | 2 | 4 | 2 | [19 empty] | 1 | 1 |  | 0
EOP | Trout Canyon | 500 | Offshore_Wind |  |  | 0 | 0 | 0 | 0 | 0 | 0 | 0 | 0 | 0 | 5 | 2 | 4 | 2 | [19 empty] | 1 | 1 |  | 0
PG&E NGBA | Tulucay | 230 | Offshore_Wind |  |  | 0 | 0 | 0 | 0 | 0 | 0 | 0 | 0 | 0 | 5 | 2 | 1 | 1 | [19 empty] | 1 | 1 |  | 0
PG&E KERN | Tupman | 115 | Offshore_Wind |  |  | 0 | 0 | 0 | 0 | 0 | 0 | 0 | 0 | 0 | 5 | 2 | 5 | 4 | [19 empty] | 1 | 1 |  | 0
PG&E NGBA | Ukiah | 115 | Offshore_Wind |  |  | 0 | 0 | 0 | 0 | 0 | 0 | 0 | 0 | 0 | 5 | 2 | 1 | 1 | [19 empty] | 1 | 1 |  | 0
PG&E NGBA | Vaca Dixon | 115 | Offshore_Wind |  |  | 0 | 0 | 0 | 0 | 0 | 0 | 0 | 0 | 0 | 5 | 2 | 1 | 1 | [19 empty] | 1 | 1 |  | 0
PG&E NGBA | Vaca Dixon | 230 | Offshore_Wind |  |  | 0 | 0 | 0 | 0 | 0 | 0 | 0 | 0 | 0 | 5 | 2 | 1 | 1 | [19 empty] | 1 | 1 |  | 0
PG&E NGBA | Vaca Dixon | 500 | Offshore_Wind |  |  | 0 | 0 | 0 | 0 | 0 | 0 | 0 | 0 | 0 | 5 | 2 | 1 | 1 | [19 empty] | 1 | 1 |  | 0
SCE Eastern | Valley (SCE) | 500 | Offshore_Wind |  |  | 0 | 0 | 0 | 0 | 0 | 0 | 0 | 0 | 0 | 4 | 4 | 1 | 1 | [19 empty] | 1 | 1 |  | 0
EOP | Valley (VEA) | 138 | Offshore_Wind |  |  | 0 | 0 | 0 | 0 | 0 | 0 | 0 | 0 | 0 | 5 | 2 | 4 | 2 | [19 empty] | 1 | 1 |  | 0
PG&E GBA | Valley Home | 115 | Offshore_Wind |  |  | 0 | 0 | 0 | 0 | 0 | 0 | 0 | 0 | 0 | 5 | 5 | 1 | 1 | [19 empty] | 1 | 1 |  | 0
PG&E GBA | Valley Springs | 230 | Offshore_Wind |  |  | 0 | 0 | 0 | 0 | 0 | 0 | 0 | 0 | 0 | 5 | 5 | 1 | 1 | [19 empty] | 1 | 1 |  | 0
EOP | Valley Switch | 138 | Offshore_Wind |  |  | 0 | 0 | 0 | 0 | 0 | 0 | 0 | 0 | 0 | 5 | 2 | 4 | 2 | [19 empty] | 1 | 1 |  | 0
EOP | Valley Switch | 230 | Offshore_Wind |  |  | 0 | 0 | 0 | 0 | 0 | 0 | 0 | 0 | 0 | 5 | 2 | 4 | 2 | [19 empty] | 1 | 1 |  | 0
PG&E GBA | Vasco | 230 | Offshore_Wind |  |  | 0 | 0 | 0 | 0 | 0 | 0 | 0 | 0 | 0 | 5 | 4 | 1 | 1 | [19 empty] | 1 | 1 |  | 0
PG&E GBA | Vasona | 230 | Offshore_Wind |  |  | 0 | 0 | 0 | 0 | 0 | 0 | 0 | 0 | 0 | 5 | 4 | 1 | 1 | [19 empty] | 1 | 1 |  | 0
SCE Northern | Vestal | 230 | Offshore_Wind |  |  | 0 | 0 | 0 | 0 | 0 | 0 | 0 | 0 | 0 | 5 | 5 | 1 | 1 | [19 empty] | 1 | 1 |  | 0
SCE NOL | Victor | 115 | Offshore_Wind |  |  | 0 | 0 | 0 | 0 | 0 | 0 | 0 | 0 | 0 | 1 | 1 | 1 | 1 | [19 empty] | 1 | 1 |  | 0
SCE NOL | Victor | 230 | Offshore_Wind |  |  | 0 | 0 | 0 | 0 | 0 | 0 | 0 | 0 | 0 | 1 | 1 | 1 | 1 | [19 empty] | 1 | 1 |  | 0
SCE Metro | Viejo | 230 | Offshore_Wind |  |  | 0 | 0 | 0 | 0 | 0 | 0 | 0 | 0 | 0 | 1 | 1 | 1 | 1 | [19 empty] | 1 | 1 |  | 0
PG&E GBA | Vierra | 115 | Offshore_Wind |  |  | 0 | 0 | 0 | 0 | 0 | 0 | 0 | 0 | 0 | 5 | 5 | 1 | 1 | [19 empty] | 1 | 1 |  | 0
SCE Metro | Villa Park | 230 | Offshore_Wind |  |  | 0 | 0 | 0 | 0 | 0 | 0 | 0 | 0 | 0 | 1 | 1 | 1 | 1 | [19 empty] | 1 | 1 |  | 0
SCE Northern | Vincent | 230 | Offshore_Wind |  |  | 0 | 0 | 0 | 0 | 0 | 0 | 0 | 0 | 0 | 1 | 1 | 1 | 1 | [19 empty] | 1 | 1 |  | 0
SCE Northern | Vincent | 500 | Offshore_Wind |  |  | 0 | 0 | 0 | 0 | 0 | 0 | 0 | 0 | 0 | 1 | 1 | 1 | 1 | [19 empty] | 1 | 1 |  | 0
PG&E GBA | Vineyard | 230 | Offshore_Wind |  |  | 0 | 0 | 0 | 0 | 0 | 0 | 0 | 0 | 0 | 5 | 4 | 1 | 1 | [19 empty] | 1 | 1 |  | 0
SCE Eastern | Vista (SCE) | 230 | Offshore_Wind |  |  | 0 | 0 | 0 | 0 | 0 | 0 | 0 | 0 | 0 | 4 | 4 | 1 | 1 | [19 empty] | 1 | 1 |  | 0
EOP | Vista (VEA) | 138 | Offshore_Wind |  |  | 0 | 0 | 0 | 0 | 0 | 0 | 0 | 0 | 0 | 5 | 2 | 4 | 2 | [19 empty] | 1 | 1 |  | 0
EOP | Vista (VEA) | 230 | Offshore_Wind |  |  | 0 | 0 | 0 | 0 | 0 | 0 | 0 | 0 | 0 | 5 | 2 | 4 | 2 | [19 empty] | 1 | 1 |  | 0
PG&E FRESNO | Wahtoke | 115 | Offshore_Wind |  |  | 0 | 0 | 0 | 0 | 0 | 0 | 0 | 0 | 0 | 5 | 2 | 5 | 2 | [19 empty] | 1 | 1 |  | 0
SCE Metro | Walnut | 230 | Offshore_Wind |  |  | 0 | 0 | 0 | 0 | 0 | 0 | 0 | 0 | 0 | 1 | 1 | 1 | 1 | [19 empty] | 1 | 1 |  | 0
SCE Northern | Warne | 230 | Offshore_Wind |  |  | 0 | 0 | 0 | 0 | 0 | 0 | 0 | 0 | 0 | 5 | 2 | 4 | 2 | [19 empty] | 1 | 1 |  | 0
PG&E GBA | Warnerville | 230 | Offshore_Wind |  |  | 0 | 0 | 0 | 0 | 0 | 0 | 0 | 0 | 0 | 5 | 5 | 5 | 2 | [19 empty] | 1 | 1 |  | 0
PG&E FRESNO | Waukena | 115 | Offshore_Wind |  |  | 0 | 0 | 0 | 0 | 0 | 0 | 0 | 0 | 0 | 5 | 2 | 5 | 2 | [19 empty] | 1 | 1 |  | 0
PG&E GBA | Weber | 230 | Offshore_Wind |  |  | 0 | 0 | 0 | 0 | 0 | 0 | 0 | 0 | 0 | 5 | 5 | 1 | 1 | [19 empty] | 1 | 1 |  | 0
PG&E FRESNO | West Fresno | 115 | Offshore_Wind |  |  | 0 | 0 | 0 | 0 | 0 | 0 | 0 | 0 | 0 | 5 | 5 | 5 | 2 | [19 empty] | 1 | 1 |  | 0
PG&E FRESNO | Westley | 230 | Offshore_Wind |  |  | 0 | 0 | 0 | 0 | 0 | 0 | 0 | 0 | 0 | 1 | 1 | 1 | 1 | [19 empty] | 1 | 1 |  | 0
PG&E KERN | Westpark | 115 | Offshore_Wind |  |  | 0 | 0 | 0 | 0 | 0 | 0 | 0 | 0 | 0 | 5 | 2 | 5 | 2 | [19 empty] | 1 | 1 |  | 0
PG&E KERN | Wheeler Ridge | 230 | Offshore_Wind |  |  | 0 | 0 | 0 | 0 | 0 | 0 | 0 | 0 | 0 | 5 | 2 | 5 | 4 | [19 empty] | 1 | 1 |  | 0
PG&E KERN | Wheeler Ridge | 115 | Offshore_Wind |  |  | 0 | 0 | 0 | 0 | 0 | 0 | 0 | 0 | 0 | 5 | 2 | 5 | 2 | [19 empty] | 1 | 1 |  | 0
SCE Northern | Whirlwind | 230 | Offshore_Wind |  |  | 0 | 0 | 0 | 0 | 0 | 0 | 0 | 0 | 0 | 5 | 5 | 1 | 1 | [19 empty] | 1 | 1 |  | 0
SCE Northern | Whirlwind | 500 | Offshore_Wind |  |  | 0 | 0 | 0 | 0 | 0 | 0 | 0 | 0 | 0 | 5 | 5 | 1 | 1 | [19 empty] | 1 | 1 |  | 0
PG&E GBA | Whisman | 115 | Offshore_Wind |  |  | 0 | 0 | 0 | 0 | 0 | 0 | 0 | 0 | 0 | 1 | 1 | 1 | 1 | [19 empty] | 1 | 1 |  | 0
SCE Eastern | Wildlife | 230 | Offshore_Wind |  |  | 0 | 0 | 0 | 0 | 0 | 0 | 0 | 0 | 0 | 4 | 4 | 1 | 1 | [19 empty] | 1 | 1 |  | 0
PG&E FRESNO | Wilson | 115 | Offshore_Wind |  |  | 0 | 0 | 0 | 0 | 0 | 0 | 0 | 0 | 0 | 5 | 5 | 5 | 2 | [19 empty] | 1 | 1 |  | 0
PG&E FRESNO | Wilson | 230 | Offshore_Wind |  |  | 0 | 0 | 0 | 0 | 0 | 0 | 0 | 0 | 0 | 5 | 5 | 5 | 4 | [19 empty] | 1 | 1 |  | 0
SCE Northern | Windhub | 230 | Offshore_Wind |  |  | 0 | 0 | 0 | 0 | 0 | 0 | 0 | 0 | 0 | 5 | 5 | 1 | 1 | [19 empty] | 1 | 1 |  | 0
SCE Northern | Windhub | 500 | Offshore_Wind |  |  | 0 | 0 | 0 | 0 | 0 | 0 | 0 | 0 | 0 | 5 | 5 | 1 | 1 | [19 empty] | 1 | 1 |  | 0
PG&E GBA | Windmaster | 230 | Offshore_Wind |  |  | 0 | 0 | 0 | 0 | 0 | 0 | 0 | 0 | 0 | 5 | 2 | 1 | 1 | [19 empty] | 1 | 1 |  | 0
PG&E NGBA | Woodland | 115 | Offshore_Wind |  |  | 0 | 0 | 0 | 0 | 0 | 0 | 0 | 0 | 0 | 5 | 5 | 1 | 1 | [19 empty] | 1 | 1 |  | 0
PG&E FRESNO | Woodward | 115 | Offshore_Wind |  |  | 0 | 0 | 0 | 0 | 0 | 0 | 0 | 0 | 0 | 5 | 2 | 5 | 2 | [19 empty] | 1 | 1 |  | 0
PG&E NGBA | Wyandotte | 115 | Offshore_Wind |  |  | 0 | 0 | 0 | 0 | 0 | 0 | 0 | 0 | 0 | 5 | 5 | 1 | 1 | [19 empty] | 1 | 1 |  | 0

## Res_by_Sub_Mapping
Portfolio Mapping by substation. Tab shows initial mapping by resource type by substation for identified in-development resources and the additional generic portfolio model resources for the TPP years 2036 and 2041. For each year, it shows the initial mapping released for the 2025 Rulings, the mapping adjustments made between the Ruling and the PD, and the updated PD mapping.
|  |  | Changes to In-Development Resources (PD) | [14 empty] | In-Development Resources | [14 empty] | Total Generic Resource 2036 (Ruling) | [14 empty] | Generic Resources 2036 Changes (PD) | [14 empty] | Total Generic Resources 2036 | [14 empty] | Total (Generic & In-Dev) Resources 2036 | [14 empty] | Change Total Resources 2036 (PD) | [14 empty] | Generic Resource Additions 2041 (Ruling) | [13 empty] | Total Generic Resources 2041 (Ruling) | [14 empty] | Generic Resources 2041 Changes (PD) | [14 empty] | Total Generic Resources 2041 | [14 empty] | Total (Generic & In-Dev) Resources 2041 | [14 empty] | Change Total Resources 2036 (PD)
|  |  | Geothermal | Biomass | Wind | Wind | OOS Wind | OOS Wind | Offshore Wind | Offshore Wind | Distributed Solar | Solar | Solar | Battery_4hr | Battery_8hr | LDES | Has Change | Geothermal | Biomass | Wind | Wind | OOS Wind | OOS Wind | Offshore Wind | Offshore Wind | Distributed Solar | Solar | Solar | Battery_4hr | Battery_8hr | LDES | Has In-Dev | Geothermal | Biomass | Wind | Wind | OOS Wind | OOS Wind | Offshore Wind | Offshore Wind | Distributed Solar | Solar | Solar | Battery_4hr | Battery_8hr | LDES | Has | Geothermal | Biomass | Wind | Wind | OOS Wind | OOS Wind | Offshore Wind | Offshore Wind | Distributed Solar | Solar | Solar | Battery_4hr | Battery_8hr | LDES | Has | Geothermal | Biomass | Wind | Wind | OOS Wind | OOS Wind | Offshore Wind | Offshore Wind | Distributed Solar | Solar | Solar | Battery_4hr | Battery_8hr | LDES | Has | Geothermal | Biomass | Wind | Wind | OOS Wind | OOS Wind | Offshore Wind | Offshore Wind | Distributed Solar | Solar | Solar | Battery_4hr | Battery_8hr | LDES | Has | Geothermal | Biomass | Wind | Wind | OOS Wind | OOS Wind | Offshore Wind | Offshore Wind | Distributed Solar | Solar | Solar | Battery_4hr | Battery_8hr | LDES | Has | Geothermal | Biomass | Wind | Wind | OOS Wind | OOS Wind | Offshore Wind | Offshore Wind | Distributed Solar | Solar | Solar | Battery_4hr | Battery_8hr | LDES | Geothermal | Biomass | Wind | Wind | OOS Wind | OOS Wind | Offshore Wind | Offshore Wind | Distributed Solar | Solar | Solar | Battery_4hr | Battery_8hr | LDES | Has | Geothermal | Biomass | Wind | Wind | OOS Wind | OOS Wind | Offshore Wind | Offshore Wind | Distributed Solar | Solar | Solar | Battery_4hr | Battery_8hr | LDES | Has | Geothermal | Biomass | Wind | Wind | OOS Wind | OOS Wind | Offshore Wind | Offshore Wind | Distributed Solar | Solar | Solar | Battery_4hr | Battery_8hr | LDES | Has | Geothermal | Biomass | Wind | Wind | OOS Wind | OOS Wind | Offshore Wind | Offshore Wind | Distributed Solar | Solar | Solar | Battery_4hr | Battery_8hr | LDES | Has | Geothermal | Biomass | Wind | Wind | OOS Wind | OOS Wind | Offshore Wind | Offshore Wind | Distributed Solar | Solar | Solar | Battery_4hr | Battery_8hr | LDES
CAISO Study Area | Substation | Voltage | FCDS | FCDS | FCDS | EODS | FCDS | EODS | FCDS | EODS | EODS | FCDS | EODS | FCDS | FCDS | FCDS | Res | FCDS | FCDS | FCDS | EODS | FCDS | EODS | FCDS | EODS | EODS | FCDS | EODS | FCDS | FCDS | FCDS | Res | FCDS | FCDS | FCDS | EODS | FCDS | EODS | FCDS | EODS | EODS | FCDS | EODS | FCDS | FCDS | FCDS | Res | FCDS | FCDS | FCDS | EODS | FCDS | EODS | FCDS | EODS | EODS | FCDS | EODS | FCDS | FCDS | FCDS | Res | FCDS | FCDS | FCDS | EODS | FCDS | EODS | FCDS | EODS | EODS | FCDS | EODS | FCDS | FCDS | FCDS | Res | FCDS | FCDS | FCDS | EODS | FCDS | EODS | FCDS | EODS | EODS | FCDS | EODS | FCDS | FCDS | FCDS | Res | FCDS | FCDS | FCDS | EODS | FCDS | EODS | FCDS | EODS | EODS | FCDS | EODS | FCDS | FCDS | FCDS | Res | FCDS | FCDS | FCDS | EODS | FCDS | EODS | FCDS | EODS | EODS | FCDS | EODS | FCDS | FCDS | FCDS | FCDS | FCDS | FCDS | EODS | FCDS | EODS | FCDS | EODS | EODS | FCDS | EODS | FCDS | FCDS | FCDS | Res | FCDS | FCDS | FCDS | EODS | FCDS | EODS | FCDS | EODS | EODS | FCDS | EODS | FCDS | FCDS | FCDS | Res | FCDS | FCDS | FCDS | EODS | FCDS | EODS | FCDS | EODS | EODS | FCDS | EODS | FCDS | FCDS | FCDS | Res | FCDS | FCDS | FCDS | EODS | FCDS | EODS | FCDS | EODS | EODS | FCDS | EODS | FCDS | FCDS | FCDS | Res | FCDS | FCDS | FCDS | EODS | FCDS | EODS | FCDS | EODS | EODS | FCDS | EODS | FCDS | FCDS | FCDS
PG&E KERN | 7th Standard | 115 | [15 empty] | 0 | 0 | 0 | 0 | 0 | 0 | 0 | 0 | 0 | 0 | 0 | 0 | 0 | 0 | 0 | 0 | 0 | 0 | 0 | 0 | 0 | 0 | 0 | 0 | 110 | 120 | 0 | 0 | 0 | [15 empty] | 0 | 0 | 0 | 0 | 0 | 0 | 0 | 0 | 0 | 0 | 110 | 120 | 0 | 0 | 0 |  | 0 | 0 | 0 | 0 | 0 | 0 | 0 | 0 | 0 | 110 | 120 | 0 | 0 | 0 | 1 | 0 | 0 | 0 | 0 | 0 | 0 | 0 | 0 | 0 | 0 | 0 | 0 | 0 | 0 | 0 | [14 empty] | 0 | 0 | 0 | 0 | 0 | 0 | 0 | 0 | 0 | 110 | 120 | 0 | 0 | 0 | [15 empty] | 0 | 0 | 0 | 0 | 0 | 0 | 0 | 0 | 0 | 0 | 110 | 120 | 0 | 0 | 0 |  | 0 | 0 | 0 | 0 | 0 | 0 | 0 | 0 | 0 | 110 | 120 | 0 | 0 | 0 | 1 | 0 | 0 | 0 | 0 | 0 | 0 | 0 | 0 | 0 | 0 | 0 | 0 | 0 | 0 | 0
SCE Metro | Alamitos | 230 | [15 empty] | 0 | 0 | 0 | 0 | 0 | 0 | 0 | 0 | 0 | 0 | 0 | 82 | 0 | 0 | 1 | 0 | 0 | 0 | 0 | 0 |  |  |  | 0 |  | 0 | 0 | 188 | 0 | [15 empty] | 0 | 0 | 0 | 0 | 0 | 0 | 0 | 0 | 0 | 0 | 0 | 0 | 0 | 188 | 0 |  | 0 | 0 | 0 | 0 | 0 | 0 | 0 | 0 | 0 | 0 | 0 | 82 | 188 | 0 | 1 | 0 | 0 | 0 | 0 | 0 | 0 | 0 | 0 | 0 | 0 | 0 | 0 | 0 | 0 | 0 | [14 empty] | 0 | 0 | 0 | 0 | 0 | 0 | 0 | 0 | 0 | 0 | 0 | 0 | 188 | 0 | [15 empty] | 0 | 0 | 0 | 0 | 0 | 0 | 0 | 0 | 0 | 0 | 0 | 0 | 0 | 188 | 0 |  | 0 | 0 | 0 | 0 | 0 | 0 | 0 | 0 | 0 | 0 | 0 | 82 | 188 | 0 | 1 | 0 | 0 | 0 | 0 | 0 | 0 | 0 | 0 | 0 | 0 | 0 | 0 | 0 | 0 | 0
SCE Eastern | Alberhill | 115 | [15 empty] | 0 | 0 | 0 | 0 | 0 | 0 | 0 | 0 | 0 | 0 | 0 | 0 | 0 | 0 | 0 | 0 | 0 | 0 | 0 | 0 |  |  |  | 0 |  | 0 | 0 | 0 | 50 | [15 empty] | 0 | 0 | 0 | 0 | 0 | 0 | 0 | 0 | 0 | 0 | 0 | 0 | 0 | 0 | 50 |  | 0 | 0 | 0 | 0 | 0 | 0 | 0 | 0 | 0 | 0 | 0 | 0 | 0 | 50 | 1 | 0 | 0 | 0 | 0 | 0 | 0 | 0 | 0 | 0 | 0 | 0 | 0 | 0 | 0 | 0 | 7 | [13 empty] | 7 | 0 | 0 | 0 | 0 | 0 | 0 | 0 | 0 | 0 | 0 | 0 | 0 | 50 | [15 empty] | 0 | 7 | 0 | 0 | 0 | 0 | 0 | 0 | 0 | 0 | 0 | 0 | 0 | 0 | 50 |  | 7 | 0 | 0 | 0 | 0 | 0 | 0 | 0 | 0 | 0 | 0 | 0 | 0 | 50 | 1 | 0 | 0 | 0 | 0 | 0 | 0 | 0 | 0 | 0 | 0 | 0 | 0 | 0 | 0 | 0
SCE Eastern | Alberhill | 500 | [15 empty] | 0 | 0 | 0 | 0 | 0 | 0 | 0 | 0 | 0 | 0 | 0 | 0 | 0 | 0 | 0 | 0 | 0 | 0 | 0 | 0 |  |  |  | 0 |  | 0 | 0 | 0 | 0 | [15 empty] | 0 | 0 | 0 | 0 | 0 | 0 | 0 | 0 | 0 | 0 | 0 | 0 | 0 | 0 | 0 |  | 0 | 0 | 0 | 0 | 0 | 0 | 0 | 0 | 0 | 0 | 0 | 0 | 0 | 0 | 0 | 0 | 0 | 0 | 0 | 0 | 0 | 0 | 0 | 0 | 0 | 0 | 0 | 0 | 0 | 0 | [14 empty] | 0 | 0 | 0 | 0 | 0 | 0 | 0 | 0 | 0 | 0 | 0 | 0 | 0 | 0 | [15 empty] | 0 | 0 | 0 | 0 | 0 | 0 | 0 | 0 | 0 | 0 | 0 | 0 | 0 | 0 | 0 |  | 0 | 0 | 0 | 0 | 0 | 0 | 0 | 0 | 0 | 0 | 0 | 0 | 0 | 0 | 0 | 0 | 0 | 0 | 0 | 0 | 0 | 0 | 0 | 0 | 0 | 0 | 0 | 0 | 0 | 0
PG&E GBA | Alhambra | 115 | [15 empty] | 0 | 0 | 0 | 0 | 0 | 0 | 0 | 0 | 0 | 0 | 0 | 0 | 0 | 0 | 0 | 0 | 0 | 0 | 0 | 0 | 0 | 0 | 0 | 0 | 90 | 0 | 0 | 0 | 0 | [15 empty] | 0 | 0 | 0 | 0 | 0 | 0 | 0 | 0 | 0 | 0 | 90 | 0 | 0 | 0 | 0 |  | 0 | 0 | 0 | 0 | 0 | 0 | 0 | 0 | 0 | 90 | 0 | 0 | 0 | 0 | 1 | 0 | 0 | 0 | 0 | 0 | 0 | 0 | 0 | 0 | 0 | 0 | 0 | 0 | 0 | 0 | [14 empty] | 0 | 0 | 0 | 0 | 0 | 0 | 0 | 0 | 0 | 90 | 0 | 0 | 0 | 0 | [15 empty] | 0 | 0 | 0 | 0 | 0 | 0 | 0 | 0 | 0 | 0 | 90 | 0 | 0 | 0 | 0 |  | 0 | 0 | 0 | 0 | 0 | 0 | 0 | 0 | 0 | 90 | 0 | 0 | 0 | 0 | 1 | 0 | 0 | 0 | 0 | 0 | 0 | 0 | 0 | 0 | 0 | 0 | 0 | 0 | 0 | 0
PG&E FRESNO | Alpaugh | 115 | [15 empty] | 0 | 0 | 0 | 0 | 0 | 0 | 0 | 0 | 0 | 0 | 0 | 0 | 0 | 0 | 0 | 0 | 0 | 0 | 0 | 0 | 0 | 0 | 0 | 0 | 0 | 0 | 0 | 0 | 0 | [15 empty] | 0 | 0 | 0 | 0 | 0 | 0 | 0 | 0 | 0 | 0 | 0 | 0 | 0 | 0 | 0 |  | 0 | 0 | 0 | 0 | 0 | 0 | 0 | 0 | 0 | 0 | 0 | 0 | 0 | 0 | 0 | 0 | 0 | 0 | 0 | 0 | 0 | 0 | 0 | 0 | 0 | 0 | 0 | 0 | 0 | 0 | 0 | 0 | 0 | 0 | 0 | 0 | 0 | 0 | 0 | 0 | 0 | 0 | 0 | 0 | 0 | 0 | 0 | 0 | 0 | 0 | 0 | 0 | 0 | 0 | 0 | 0 | 0 | 0 | [15 empty] | 0 | 0 | 0 | 0 | 0 | 0 | 0 | 0 | 0 | 0 | 0 | 0 | 0 | 0 | 0 |  | 0 | 0 | 0 | 0 | 0 | 0 | 0 | 0 | 0 | 0 | 0 | 0 | 0 | 0 | 0 | 0 | 0 | 0 | 0 | 0 | 0 | 0 | 0 | 0 | 0 | 0 | 0 | 0 | 0 | 0
SDGE | Alpine | 69 | [15 empty] | 0 | 0 | 0 | 0 | 0 | 0 | 0 | 0 | 0 | 0 | 0 | 6 | 0 | 0 | 1 | 0 | 0 | 0 | 0 | 0 |  |  |  | 0 |  | 0 | [18 empty] | 0 | 0 | 0 | 0 | 0 | 0 | 0 | 0 | 0 | 0 | 0 | 0 | 0 | 0 | 0 |  | 0 | 0 | 0 | 0 | 0 | 0 | 0 | 0 | 0 | 0 | 0 | 6 | 0 | 0 | 1 | 0 | 0 | 0 | 0 | 0 | 0 | 0 | 0 | 0 | 0 | 0 | 0 | 0 | 0 | 0 | [14 empty] | 0 | 0 | 0 | 0 | 0 | 0 | 0 | 0 | 0 | 0 | 0 | 0 | 0 | 0 | [15 empty] | 0 | 0 | 0 | 0 | 0 | 0 | 0 | 0 | 0 | 0 | 0 | 0 | 0 | 0 | 0 |  | 0 | 0 | 0 | 0 | 0 | 0 | 0 | 0 | 0 | 0 | 0 | 6 | 0 | 0 | 1 | 0 | 0 | 0 | 0 | 0 | 0 | 0 | 0 | 0 | 0 | 0 | 0 | 0 | 0 | 0
PG&E GBA | Altamont Midway (Sandhill) | 230 | [15 empty] | 0 | 0 | 0 | 0 | 0 | 0 | 0 | 0 | 0 | 0 | 0 | 0 | 0 | 0 | 0 | 0 | 0 | 0 | 0 | 0 | 0 | 0 | 0 | 0 | 0 | 0 | 0 | 0 | 0 | [15 empty] | 0 | 0 | 0 | 0 | 0 | 0 | 0 | 0 | 0 | 0 | 0 | 0 | 0 | 0 | 0 |  | 0 | 0 | 0 | 0 | 0 | 0 | 0 | 0 | 0 | 0 | 0 | 0 | 0 | 0 | 0 | 0 | 0 | 0 | 0 | 0 | 0 | 0 | 0 | 0 | 0 | 0 | 0 | 0 | 0 | 0 | [14 empty] | 0 | 0 | 0 | 0 | 0 | 0 | 0 | 0 | 0 | 0 | 0 | 0 | 0 | 0 | [15 empty] | 0 | 0 | 0 | 0 | 0 | 0 | 0 | 0 | 0 | 0 | 0 | 0 | 0 | 0 | 0 |  | 0 | 0 | 0 | 0 | 0 | 0 | 0 | 0 | 0 | 0 | 0 | 0 | 0 | 0 | 0 | 0 | 0 | 0 | 0 | 0 | 0 | 0 | 0 | 0 | 0 | 0 | 0 | 0 | 0 | 0
SCE Northern | Antelope | 66 | [15 empty] | 0 | 0 | 0 | 0 | 0 | 0 | 0 | 0 | 6 | 0 | 0 | 0 | 0 | 0 | 1 | 0 | 0 | 0 | 0 | 0 |  |  |  | 0 |  | 0 | [18 empty] | 0 | 0 | 0 | 0 | 0 | 0 | 0 | 0 | 0 | 0 | 0 | 0 | 0 | 0 | 0 |  | 0 | 0 | 0 | 0 | 0 | 0 | 0 | 0 | 6 | 0 | 0 | 0 | 0 | 0 | 1 | 0 | 0 | 0 | 0 | 0 | 0 | 0 | 0 | 0 | 0 | 0 | 0 | 0 | 0 | 0 | [14 empty] | 0 | 0 | 0 | 0 | 0 | 0 | 0 | 0 | 0 | 0 | 0 | 0 | 0 | 0 | [15 empty] | 0 | 0 | 0 | 0 | 0 | 0 | 0 | 0 | 0 | 0 | 0 | 0 | 0 | 0 | 0 |  | 0 | 0 | 0 | 0 | 0 | 0 | 0 | 0 | 6 | 0 | 0 | 0 | 0 | 0 | 1 | 0 | 0 | 0 | 0 | 0 | 0 | 0 | 0 | 0 | 0 | 0 | 0 | 0 | 0 | 0
SCE Northern | Antelope | 230 | [15 empty] | 0 | 0 | 0 | 0 | 0 | 0 | 0 | 0 | 0 | 0 | 0 | 0 | 0 | 0 | 0 | 0 | 0 | 0 | 0 | 0 |  |  |  | 0 |  | 0 | [18 empty] | 0 | 0 | 0 | 0 | 0 | 0 | 0 | 0 | 0 | 0 | 0 | 0 | 0 | 0 | 0 |  | 0 | 0 | 0 | 0 | 0 | 0 | 0 | 0 | 0 | 0 | 0 | 0 | 0 | 0 | 0 | 0 | 0 | 0 | 0 | 0 | 0 | 0 | 0 | 0 | 0 | 0 | 0 | 0 | 0 | 0 | [9 empty] | 930 |  |  |  |  | 0 | 0 | 0 | 0 | 0 | 0 | 0 | 0 | 0 | 930 | 0 | 0 | 0 | 0 | [15 empty] | 0 | 0 | 0 | 0 | 0 | 0 | 0 | 0 | 0 | 0 | 930 | 0 | 0 | 0 | 0 |  | 0 | 0 | 0 | 0 | 0 | 0 | 0 | 0 | 0 | 930 | 0 | 0 | 0 | 0 | 1 | 0 | 0 | 0 | 0 | 0 | 0 | 0 | 0 | 0 | 0 | 0 | 0 | 0 | 0 | 0
SCE Northern | Antelope | 500 | [15 empty] | 0 | 0 | 0 | 0 | 0 | 0 | 0 | 0 | 0 | 0 | 0 | 0 | 0 | 0 | 0 | 0 | 0 | 0 | 0 | 0 |  |  |  | 0 |  | 0 | [18 empty] | 0 | 0 | 0 | 0 | 0 | 0 | 0 | 0 | 0 | 0 | 0 | 0 | 0 | 0 | 0 |  | 0 | 0 | 0 | 0 | 0 | 0 | 0 | 0 | 0 | 0 | 0 | 0 | 0 | 0 | 0 | 0 | 0 | 0 | 0 | 0 | 0 | 0 | 0 | 0 | 0 | 0 | 0 | 0 | 0 | 0 | [14 empty] | 0 | 0 | 0 | 0 | 0 | 0 | 0 | 0 | 0 | 0 | 0 | 0 | 0 | 0 | [15 empty] | 0 | 0 | 0 | 0 | 0 | 0 | 0 | 0 | 0 | 0 | 0 | 0 | 0 | 0 | 0 |  | 0 | 0 | 0 | 0 | 0 | 0 | 0 | 0 | 0 | 0 | 0 | 0 | 0 | 0 | 0 | 0 | 0 | 0 | 0 | 0 | 0 | 0 | 0 | 0 | 0 | 0 | 0 | 0 | 0 | 0
PG&E NGBA | Arcata | 60 | [15 empty] | 0 | 0 | 0 | 0 | 0 | 0 | 0 | 0 | 4 | 0 | 0 | 2.5 | 0 | 0 | 1 | 0 | 0 | 0 | 0 | 0 | 0 | 0 | 0 | 0 | 0 | 0 | 0 | 0 | 0 | [15 empty] | 0 | 0 | 0 | 0 | 0 | 0 | 0 | 0 | 0 | 0 | 0 | 0 | 0 | 0 | 0 |  | 0 | 0 | 0 | 0 | 0 | 0 | 0 | 0 | 4 | 0 | 0 | 2.5 | 0 | 0 | 1 | 0 | 0 | 0 | 0 | 0 | 0 | 0 | 0 | 0 | 0 | 0 | 0 | 0 | 0 | 0 | [14 empty] | 0 | 0 | 0 | 0 | 0 | 0 | 0 | 0 | 0 | 0 | 0 | 0 | 0 | 0 | [15 empty] | 0 | 0 | 0 | 0 | 0 | 0 | 0 | 0 | 0 | 0 | 0 | 0 | 0 | 0 | 0 |  | 0 | 0 | 0 | 0 | 0 | 0 | 0 | 0 | 4 | 0 | 0 | 2.5 | 0 | 0 | 1 | 0 | 0 | 0 | 0 | 0 | 0 | 0 | 0 | 0 | 0 | 0 | 0 | 0 | 0 | 0
PG&E KERN | Arco | 230 | [15 empty] | 0 | 0 | 0 | 0 | 0 | 0 | 0 | 0 | 4.79 | 0 | 0 | 0 | 0 | 0 | 1 | 0 | 0 | 0 | 0 | 0 | 0 | 0 | 0 | 0 | 870 | 455 | 0 | 0 | 0 | [15 empty] | 0 | 0 | 0 | 0 | 0 | 0 | 0 | 0 | 0 | 0 | 870 | 455 | 0 | 0 | 0 |  | 0 | 0 | 0 | 0 | 0 | 0 | 0 | 0 | 4.79 | 870 | 455 | 0 | 0 | 0 | 1 | 0 | 0 | 0 | 0 | 0 | 0 | 0 | 0 | 0 | 0 | 0 | 0 | 0 | 0 | 0 | [14 empty] | 0 | 0 | 0 | 0 | 0 | 0 | 0 | 0 | 0 | 870 | 455 | 0 | 0 | 0 | [15 empty] | 0 | 0 | 0 | 0 | 0 | 0 | 0 | 0 | 0 | 0 | 870 | 455 | 0 | 0 | 0 |  | 0 | 0 | 0 | 0 | 0 | 0 | 0 | 0 | 4.79 | 870 | 455 | 0 | 0 | 0 | 1 | 0 | 0 | 0 | 0 | 0 | 0 | 0 | 0 | 0 | 0 | 0 | 0 | 0 | 0 | 0
PG&E KERN | Arco | 70 | [15 empty] | 0 | 0 | 0 | 0 | 0 | 0 | 0 | 0 | 0 | 60 | 0 | 2 | 0 | 0 | 1 | 0 | 0 | 0 | 0 | 0 | 0 | 0 | 0 | 0 | 0 | 0 | 0 | 0 | 0 | [15 empty] | 0 | 0 | 0 | 0 | 0 | 0 | 0 | 0 | 0 | 0 | 0 | 0 | 0 | 0 | 0 |  | 0 | 0 | 0 | 0 | 0 | 0 | 0 | 0 | 0 | 60 | 0 | 2 | 0 | 0 | 1 | 0 | 0 | 0 | 0 | 0 | 0 | 0 | 0 | 0 | 0 | 0 | 0 | 0 | 0 | 0 | [14 empty] | 0 | 0 | 0 | 0 | 0 | 0 | 0 | 0 | 0 | 0 | 0 | 0 | 0 | 0 | [15 empty] | 0 | 0 | 0 | 0 | 0 | 0 | 0 | 0 | 0 | 0 | 0 | 0 | 0 | 0 | 0 |  | 0 | 0 | 0 | 0 | 0 | 0 | 0 | 0 | 0 | 60 | 0 | 2 | 0 | 0 | 1 | 0 | 0 | 0 | 0 | 0 | 0 | 0 | 0 | 0 | 0 | 0 | 0 | 0 | 0 | 0
SCE Metro | ArcoGen | 230 | [15 empty] | 0 | 0 | 0 | 0 | 0 | 0 | 0 | 0 | 0 | 0 | 0 | 0 | 0 | 0 | 0 | 0 | 0 | 0 | 0 | 0 |  |  |  | 0 | 486 | 0 | 0 | 0 | 0 | [15 empty] | 0 | 0 | 0 | 0 | 0 | 0 | 0 | 0 | 0 | 0 | 486 | 0 | 0 | 0 | 0 |  | 0 | 0 | 0 | 0 | 0 | 0 | 0 | 0 | 0 | 486 | 0 | 0 | 0 | 0 | 1 | 0 | 0 | 0 | 0 | 0 | 0 | 0 | 0 | 0 | 0 | 0 | 0 | 0 | 0 | 0 | [14 empty] | 0 | 0 | 0 | 0 | 0 | 0 | 0 | 0 | 0 | 486 | 0 | 0 | 0 | 0 | [15 empty] | 0 | 0 | 0 | 0 | 0 | 0 | 0 | 0 | 0 | 0 | 486 | 0 | 0 | 0 | 0 |  | 0 | 0 | 0 | 0 | 0 | 0 | 0 | 0 | 0 | 486 | 0 | 0 | 0 | 0 | 1 | 0 | 0 | 0 | 0 | 0 | 0 | 0 | 0 | 0 | 0 | 0 | 0 | 0 | 0 | 0
SDGE | Artesian | 230 | [15 empty] | 0 | 0 | 0 | 0 | 0 | 0 | 0 | 0 | 0 | 0 | 0 | 0 | 0 | 0 | 0 | 0 | 0 | 0 | 0 | 0 |  |  |  | 0 |  | 0 | 0 | 0 | 0 | [15 empty] | 0 | 0 | 0 | 0 | 0 | 0 | 0 | 0 | 0 | 0 | 0 | 0 | 0 | 0 | 0 |  | 0 | 0 | 0 | 0 | 0 | 0 | 0 | 0 | 0 | 0 | 0 | 0 | 0 | 0 | 0 | 0 | 0 | 0 | 0 | 0 | 0 | 0 | 0 | 0 | 0 | 0 | 0 | 0 | 0 | 0 | [14 empty] | 0 | 0 | 0 | 0 | 0 | 0 | 0 | 0 | 0 | 0 | 0 | 0 | 0 | 0 | [15 empty] | 0 | 0 | 0 | 0 | 0 | 0 | 0 | 0 | 0 | 0 | 0 | 0 | 0 | 0 | 0 |  | 0 | 0 | 0 | 0 | 0 | 0 | 0 | 0 | 0 | 0 | 0 | 0 | 0 | 0 | 0 | 0 | 0 | 0 | 0 | 0 | 0 | 0 | 0 | 0 | 0 | 0 | 0 | 0 | 0 | 0
SDGE | Artesian | 69 | [15 empty] | 0 | 0 | 0 | 0 | 0 | 0 | 0 | 0 | 0 | 0 | 0 | 0 | 0 | 0 | 0 | 0 | 0 | 0 | 0 | 0 |  |  |  | 0 |  | 0 | 0 | 0 | 0 | [15 empty] | 0 | 0 | 0 | 0 | 0 | 0 | 0 | 0 | 0 | 0 | 0 | 0 | 0 | 0 | 0 |  | 0 | 0 | 0 | 0 | 0 | 0 | 0 | 0 | 0 | 0 | 0 | 0 | 0 | 0 | 0 | 0 | 0 | 0 | 0 | 0 | 0 | 0 | 0 | 0 | 0 | 0 | 0 | 0 | 0 | 0 | [14 empty] | 0 | 0 | 0 | 0 | 0 | 0 | 0 | 0 | 0 | 0 | 0 | 0 | 0 | 0 | [15 empty] | 0 | 0 | 0 | 0 | 0 | 0 | 0 | 0 | 0 | 0 | 0 | 0 | 0 | 0 | 0 |  | 0 | 0 | 0 | 0 | 0 | 0 | 0 | 0 | 0 | 0 | 0 | 0 | 0 | 0 | 0 | 0 | 0 | 0 | 0 | 0 | 0 | 0 | 0 | 0 | 0 | 0 | 0 | 0 | 0 | 0
PG&E FRESNO | Ashlan | 230 | [15 empty] | 0 | 0 | 0 | 0 | 0 | 0 | 0 | 0 | 0 | 0 | 0 | 0 | 0 | 0 | 0 | 0 | 0 | 0 | 0 | 0 | 0 | 0 | 0 | 0 | 0 | 0 | 0 | 300 | 0 | [15 empty] | 0 | 0 | 0 | 0 | 0 | 0 | 0 | 0 | 0 | 0 | 0 | 0 | 0 | 300 | 0 |  | 0 | 0 | 0 | 0 | 0 | 0 | 0 | 0 | 0 | 0 | 0 | 0 | 300 | 0 | 1 | 0 | 0 | 0 | 0 | 0 | 0 | 0 | 0 | 0 | 0 | 0 | 0 | 0 | 0 | 0 | 0 | 0 | 0 | 0 | 0 | 0 | 0 | 0 | 0 | 0 | 0 | 0 | 0 | 0 | 0 | 0 | 0 | 0 | 0 | 0 | 0 | 0 | 0 | 0 | 0 | 0 | 300 | 0 | [15 empty] | 0 | 0 | 0 | 0 | 0 | 0 | 0 | 0 | 0 | 0 | 0 | 0 | 0 | 300 | 0 |  | 0 | 0 | 0 | 0 | 0 | 0 | 0 | 0 | 0 | 0 | 0 | 0 | 300 | 0 | 1 | 0 | 0 | 0 | 0 | 0 | 0 | 0 | 0 | 0 | 0 | 0 | 0 | 0 | 0 | 0
PG&E NGBA | Atlantic | 115 | [15 empty] | 0 | 0 | 0 | 0 | 0 | 0 | 0 | 0 | 0 | 0 | 0 | 0 | 0 | 0 | 0 | 0 | 0 | 0 | 0 | 0 | 0 | 0 | 0 | 0 | 0 | 0 | 0 | 0 | 0 | [15 empty] | 0 | 0 | 0 | 0 | 0 | 0 | 0 | 0 | 0 | 0 | 0 | 0 | 0 | 0 | 0 |  | 0 | 0 | 0 | 0 | 0 | 0 | 0 | 0 | 0 | 0 | 0 | 0 | 0 | 0 | 0 | 0 | 0 | 0 | 0 | 0 | 0 | 0 | 0 | 0 | 0 | 0 | 0 | 0 | 0 | 0 | [14 empty] | 0 | 0 | 0 | 0 | 0 | 0 | 0 | 0 | 0 | 0 | 0 | 0 | 0 | 0 | [15 empty] | 0 | 0 | 0 | 0 | 0 | 0 | 0 | 0 | 0 | 0 | 0 | 0 | 0 | 0 | 0 |  | 0 | 0 | 0 | 0 | 0 | 0 | 0 | 0 | 0 | 0 | 0 | 0 | 0 | 0 | 0 | 0 | 0 | 0 | 0 | 0 | 0 | 0 | 0 | 0 | 0 | 0 | 0 | 0 | 0 | 0
PG&E NGBA | Atlantic | 230 | [15 empty] | 0 | 0 | 0 | 0 | 0 | 0 | 0 | 0 | 0 | 0 | 0 | 0 | 0 | 0 | 0 | 0 | 0 | 0 | 0 | 0 | 0 | 0 | 0 | 0 | 0 | 235 | 0 | 0 | 0 | [15 empty] | 0 | 0 | 0 | 0 | 0 | 0 | 0 | 0 | 0 | 0 | 0 | 235 | 0 | 0 | 0 |  | 0 | 0 | 0 | 0 | 0 | 0 | 0 | 0 | 0 | 0 | 235 | 0 | 0 | 0 | 1 | 0 | 0 | 0 | 0 | 0 | 0 | 0 | 0 | 0 | 0 | 0 | 0 | 0 | 0 | 0 | [14 empty] | 0 | 0 | 0 | 0 | 0 | 0 | 0 | 0 | 0 | 0 | 235 | 0 | 0 | 0 | [15 empty] | 0 | 0 | 0 | 0 | 0 | 0 | 0 | 0 | 0 | 0 | 0 | 235 | 0 | 0 | 0 |  | 0 | 0 | 0 | 0 | 0 | 0 | 0 | 0 | 0 | 0 | 235 | 0 | 0 | 0 | 1 | 0 | 0 | 0 | 0 | 0 | 0 | 0 | 0 | 0 | 0 | 0 | 0 | 0 | 0 | 0
PG&E NGBA | Atlantic | 60 | [15 empty] | 0 | 0 | 0 | 0 | 0 | 0 | 0 | 0 | 0 | 0 | 0 | 0 | 0 | 0 | 0 | 0 | 0 | 0 | 0 | 0 | 0 | 0 | 0 | 0 | 0 | 0 | 0 | 0 | 0 | [15 empty] | 0 | 0 | 0 | 0 | 0 | 0 | 0 | 0 | 0 | 0 | 0 | 0 | 0 | 0 | 0 |  | 0 | 0 | 0 | 0 | 0 | 0 | 0 | 0 | 0 | 0 | 0 | 0 | 0 | 0 | 0 | 0 | 0 | 0 | 0 | 0 | 0 | 0 | 0 | 0 | 0 | 0 | 0 | 0 | 0 | 0 | [14 empty] | 0 | 0 | 0 | 0 | 0 | 0 | 0 | 0 | 0 | 0 | 0 | 0 | 0 | 0 | [15 empty] | 0 | 0 | 0 | 0 | 0 | 0 | 0 | 0 | 0 | 0 | 0 | 0 | 0 | 0 | 0 |  | 0 | 0 | 0 | 0 | 0 | 0 | 0 | 0 | 0 | 0 | 0 | 0 | 0 | 0 | 0 | 0 | 0 | 0 | 0 | 0 | 0 | 0 | 0 | 0 | 0 | 0 | 0 | 0 | 0 | 0
PG&E FRESNO | Atwater | 115 | [15 empty] | 0 | 0 | 0 | 0 | 0 | 0 | 0 | 0 | 2 | 0 | 0 | 0 | 0 | 0 | 1 | 0 | 0 | 0 | 0 | 0 | 0 | 0 | 0 | 0 | 0 | 0 | 0 | 0 | 0 | [15 empty] | 0 | 0 | 0 | 0 | 0 | 0 | 0 | 0 | 0 | 0 | 0 | 0 | 0 | 0 | 0 |  | 0 | 0 | 0 | 0 | 0 | 0 | 0 | 0 | 2 | 0 | 0 | 0 | 0 | 0 | 1 | 0 | 0 | 0 | 0 | 0 | 0 | 0 | 0 | 0 | 0 | 0 | 0 | 0 | 0 | 0 | 0 | 0 | 0 | 0 | 0 | 0 | 0 | 0 | 0 | 0 | 0 | 0 | 0 | 0 | 0 | 0 | 0 | 0 | 0 | 0 | 0 | 0 | 0 | 0 | 0 | 0 | 0 | 0 | [15 empty] | 0 | 0 | 0 | 0 | 0 | 0 | 0 | 0 | 0 | 0 | 0 | 0 | 0 | 0 | 0 |  | 0 | 0 | 0 | 0 | 0 | 0 | 0 | 0 | 2 | 0 | 0 | 0 | 0 | 0 | 1 | 0 | 0 | 0 | 0 | 0 | 0 | 0 | 0 | 0 | 0 | 0 | 0 | 0 | 0 | 0
PG&E GBA | Avena | 115 | [15 empty] | 0 | 0 | 0 | 0 | 0 | 0 | 0 | 0 | 0 | 0 | 0 | 0 | 0 | 0 | 0 | 0 | 0 | 0 | 0 | 0 | 0 | 0 | 0 | 0 | 0 | 0 | 0 | 0 | 0 | [15 empty] | 0 | 0 | 0 | 0 | 0 | 0 | 0 | 0 | 0 | 0 | 0 | 0 | 0 | 0 | 0 |  | 0 | 0 | 0 | 0 | 0 | 0 | 0 | 0 | 0 | 0 | 0 | 0 | 0 | 0 | 0 | 0 | 0 | 0 | 0 | 0 | 0 | 0 | 0 | 0 | 0 | 0 | 0 | 0 | 0 | 0 | [14 empty] | 0 | 0 | 0 | 0 | 0 | 0 | 0 | 0 | 0 | 0 | 0 | 0 | 0 | 0 | [15 empty] | 0 | 0 | 0 | 0 | 0 | 0 | 0 | 0 | 0 | 0 | 0 | 0 | 0 | 0 | 0 |  | 0 | 0 | 0 | 0 | 0 | 0 | 0 | 0 | 0 | 0 | 0 | 0 | 0 | 0 | 0 | 0 | 0 | 0 | 0 | 0 | 0 | 0 | 0 | 0 | 0 | 0 | 0 | 0 | 0 | 0
SDGE | Avocado | 69 | [15 empty] | 0 | 0 | 0 | 0 | 0 | 0 | 0 | 0 | 0 | 0 | 0 | 0 | 0 | 0 | 0 | 0 | 0 | 0 | 0 | 0 | [5 empty] | 0 | [18 empty] | 0 | 0 | 0 | 0 | 0 | 0 | 0 | 0 | 0 | 0 | 0 | 0 | 0 | 0 | 0 |  | 0 | 0 | 0 | 0 | 0 | 0 | 0 | 0 | 0 | 0 | 0 | 0 | 0 | 0 | 0 | 0 | 0 | 0 | 0 | 0 | 0 | 0 | 0 | 0 | 0 | 0 | 0 | 0 | 0 | 0 | [14 empty] | 0 | 0 | 0 | 0 | 0 | 0 | 0 | 0 | 0 | 0 | 0 | 0 | 0 | 0 | [15 empty] | 0 | 0 | 0 | 0 | 0 | 0 | 0 | 0 | 0 | 0 | 0 | 0 | 0 | 0 | 0 |  | 0 | 0 | 0 | 0 | 0 | 0 | 0 | 0 | 0 | 0 | 0 | 0 | 0 | 0 | 0 | 0 | 0 | 0 | 0 | 0 | 0 | 0 | 0 | 0 | 0 | 0 | 0 | 0 | 0 | 0
PG&E NGBA | Bahia | 230 | [15 empty] | 0 | 0 | 0 | 0 | 0 | 0 | 0 | 0 | 0 | 0 | 0 | 0 | 0 | 0 | 0 | 0 | 0 | 0 | 0 | 0 | 0 | 0 | 0 | 0 | 0 | 0 | 0 | 0 | 0 | [15 empty] | 0 | 0 | 0 | 0 | 0 | 0 | 0 | 0 | 0 | 0 | 0 | 0 | 0 | 0 | 0 |  | 0 | 0 | 0 | 0 | 0 | 0 | 0 | 0 | 0 | 0 | 0 | 0 | 0 | 0 | 0 | 0 | 0 | 0 | 0 | 0 | 0 | 0 | 0 | 0 | 0 | 0 | 0 | 0 | 0 | 0 | [14 empty] | 0 | 0 | 0 | 0 | 0 | 0 | 0 | 0 | 0 | 0 | 0 | 0 | 0 | 0 | [15 empty] | 0 | 0 | 0 | 0 | 0 | 0 | 0 | 0 | 0 | 0 | 0 | 0 | 0 | 0 | 0 |  | 0 | 0 | 0 | 0 | 0 | 0 | 0 | 0 | 0 | 0 | 0 | 0 | 0 | 0 | 0 | 0 | 0 | 0 | 0 | 0 | 0 | 0 | 0 | 0 | 0 | 0 | 0 | 0 | 0 | 0
SCE Northern | Bailey | 230 | [15 empty] | 0 | 0 | 0 | 0 | 0 | 0 | 0 | 0 | 0 | 0 | 0 | 0 | 0 | 0 | 0 | 0 | 0 | 0 | 0 | 0 | [24 empty] | 0 | 0 | 0 | 0 | 0 | 0 | 0 | 0 | 0 | 0 | 0 | 0 | 0 | 0 | 0 |  | 0 | 0 | 0 | 0 | 0 | 0 | 0 | 0 | 0 | 0 | 0 | 0 | 0 | 0 | 0 | 0 | 0 | 0 | 0 | 0 | 0 | 0 | 0 | 0 | 0 | 0 | 0 | 0 | 0 | 0 | [14 empty] | 0 | 0 | 0 | 0 | 0 | 0 | 0 | 0 | 0 | 0 | 0 | 0 | 0 | 0 | [15 empty] | 0 | 0 | 0 | 0 | 0 | 0 | 0 | 0 | 0 | 0 | 0 | 0 | 0 | 0 | 0 |  | 0 | 0 | 0 | 0 | 0 | 0 | 0 | 0 | 0 | 0 | 0 | 0 | 0 | 0 | 0 | 0 | 0 | 0 | 0 | 0 | 0 | 0 | 0 | 0 | 0 | 0 | 0 | 0 | 0 | 0
SCE NOL | Baker | 115 | [15 empty] | 0 | 0 | 0 | 0 | 0 | 0 | 0 | 0 | 0 | 0 | 0 | 0 | 0 | 0 | 0 | 0 | 0 | 0 | 0 | 0 | [24 empty] | 0 | 0 | 0 | 0 | 0 | 0 | 0 | 0 | 0 | 0 | 0 | 0 | 0 | 0 | 0 |  | 0 | 0 | 0 | 0 | 0 | 0 | 0 | 0 | 0 | 0 | 0 | 0 | 0 | 0 | 0 | 0 | 0 | 0 | 0 | 0 | 0 | 0 | 0 | 0 | 0 | 0 | 0 | 0 | 0 | 0 | [14 empty] | 0 | 0 | 0 | 0 | 0 | 0 | 0 | 0 | 0 | 0 | 0 | 0 | 0 | 0 | [15 empty] | 0 | 0 | 0 | 0 | 0 | 0 | 0 | 0 | 0 | 0 | 0 | 0 | 0 | 0 | 0 |  | 0 | 0 | 0 | 0 | 0 | 0 | 0 | 0 | 0 | 0 | 0 | 0 | 0 | 0 | 0 | 0 | 0 | 0 | 0 | 0 | 0 | 0 | 0 | 0 | 0 | 0 | 0 | 0 | 0 | 0
PG&E KERN | Bakersfield | 230 | [15 empty] | 0 | 0 | 0 | 0 | 0 | 0 | 0 | 0 | 0 | 0 | 0 | 0 | 0 | 0 | 0 | 0 | 0 | 0 | 0 | 0 | 0 | 0 | 0 | 0 | 440 | 320 | 0 | 0 | 0 | [15 empty] | 0 | 0 | 0 | 0 | 0 | 0 | 0 | 0 | 0 | 0 | 440 | 320 | 0 | 0 | 0 |  | 0 | 0 | 0 | 0 | 0 | 0 | 0 | 0 | 0 | 440 | 320 | 0 | 0 | 0 | 1 | 0 | 0 | 0 | 0 | 0 | 0 | 0 | 0 | 0 | 0 | 0 | 0 | 0 | 0 | 0 | [14 empty] | 0 | 0 | 0 | 0 | 0 | 0 | 0 | 0 | 0 | 440 | 320 | 0 | 0 | 0 | [15 empty] | 0 | 0 | 0 | 0 | 0 | 0 | 0 | 0 | 0 | 0 | 440 | 320 | 0 | 0 | 0 |  | 0 | 0 | 0 | 0 | 0 | 0 | 0 | 0 | 0 | 440 | 320 | 0 | 0 | 0 | 1 | 0 | 0 | 0 | 0 | 0 | 0 | 0 | 0 | 0 | 0 | 0 | 0 | 0 | 0 | 0
PG&E FRESNO | Balch | 230 | [15 empty] | 0 | 0 | 0 | 0 | 0 | 0 | 0 | 0 | 0 | 0 | 0 | 0 | 0 | 0 | 0 | 0 | 0 | 0 | 0 | 0 | 0 | 0 | 0 | 0 | 0 | 0 | 0 | 0 | 0 | [15 empty] | 0 | 0 | 0 | 0 | 0 | 0 | 0 | 0 | 0 | 0 | 0 | 0 | 0 | 0 | 0 |  | 0 | 0 | 0 | 0 | 0 | 0 | 0 | 0 | 0 | 0 | 0 | 0 | 0 | 0 | 0 | 0 | 0 | 0 | 0 | 0 | 0 | 0 | 0 | 0 | 0 | 0 | 0 | 0 | 0 | 0 | 0 | 0 | 0 | 0 | 0 | 0 | 0 | 0 | 0 | 190 | 0 | 0 | 0 | 0 | 0 | 0 | 0 | 0 | 0 | 0 | 0 | 0 | 0 | 190 | 0 | 0 | 0 | 0 | [15 empty] | 0 | 0 | 0 | 0 | 0 | 0 | 0 | 0 | 0 | 0 | 190 | 0 | 0 | 0 | 0 |  | 0 | 0 | 0 | 0 | 0 | 0 | 0 | 0 | 0 | 190 | 0 | 0 | 0 | 0 | 1 | 0 | 0 | 0 | 0 | 0 | 0 | 0 | 0 | 0 | 0 | 0 | 0 | 0 | 0 | 0
SCE Eastern | Bannister | 230 | [15 empty] | 0 | 0 | 0 | 0 | 0 | 0 | 0 | 0 | 0 | 0 | 0 | 0 | 0 | 0 | 0 | 0 | 0 | 0 | 60 | 0 | [24 empty] | 0 | 0 | 0 | 0 | 60 | 0 | 0 | 0 | 0 | 0 | 0 | 0 | 0 | 0 | 0 |  | 0 | 0 | 0 | 60 | 0 | 0 | 0 | 0 | 0 | 0 | 0 | 0 | 0 | 0 | 1 | 0 | 0 | 0 | 0 | 0 | 0 | 0 | 0 | 0 | 0 | 0 | 0 | 0 | 0 | 0 | [14 empty] | 0 | 0 | 0 | 60 | 0 | 0 | 0 | 0 | 0 | 0 | 0 | 0 | 0 | 0 | [15 empty] | 0 | 0 | 0 | 0 | 60 | 0 | 0 | 0 | 0 | 0 | 0 | 0 | 0 | 0 | 0 |  | 0 | 0 | 0 | 60 | 0 | 0 | 0 | 0 | 0 | 0 | 0 | 0 | 0 | 0 | 1 | 0 | 0 | 0 | 0 | 0 | 0 | 0 | 0 | 0 | 0 | 0 | 0 | 0 | 0 | 0
SCE Metro | Barre | 230 | [15 empty] | 0 | 0 | 0 | 0 | 0 | 0 | 0 | 0 | 0 | 0 | 0 | 0 | 0 | 0 | 0 | 0 | 0 | 0 | 0 | 0 | [7 empty] | 300 | [16 empty] | 0 | 0 | 0 | 0 | 0 | 0 | 0 | 0 | 0 | 0 | 0 | 0 | 0 | 300 | 0 |  | 0 | 0 | 0 | 0 | 0 | 0 | 0 | 0 | 0 | 0 | 0 | 0 | 300 | 0 | 1 | 0 | 0 | 0 | 0 | 0 | 0 | 0 | 0 | 0 | 0 | 0 | 0 | 0 | 0 | 0 | [14 empty] | 0 | 0 | 0 | 0 | 0 | 0 | 0 | 0 | 0 | 0 | 0 | 0 | 300 | 0 | [15 empty] | 0 | 0 | 0 | 0 | 0 | 0 | 0 | 0 | 0 | 0 | 0 | 0 | 0 | 300 | 0 |  | 0 | 0 | 0 | 0 | 0 | 0 | 0 | 0 | 0 | 0 | 0 | 0 | 300 | 0 | 1 | 0 | 0 | 0 | 0 | 0 | 0 | 0 | 0 | 0 | 0 | 0 | 0 | 0 | 0 | 0
SDGE | Bay Boulevard | 69 | [15 empty] | 0 | 0 | 0 | 0 | 0 | 0 | 0 | 0 | 0 | 0 | 0 | 0 | 0 | 0 | 0 | 0 | 0 | 0 | 0 | 0 | [24 empty] | 0 | 0 | 0 | 0 | 0 | 0 | 0 | 0 | 0 | 0 | 0 | 0 | 0 | 0 | 0 |  | 0 | 0 | 0 | 0 | 0 | 0 | 0 | 0 | 0 | 0 | 0 | 0 | 0 | 0 | 0 | 0 | 0 | 0 | 0 | 0 | 0 | 0 | 0 | 0 | 0 | 0 | 0 | 0 | 0 | 0 | [14 empty] | 0 | 0 | 0 | 0 | 0 | 0 | 0 | 0 | 0 | 0 | 0 | 0 | 0 | 0 | [15 empty] | 0 | 0 | 0 | 0 | 0 | 0 | 0 | 0 | 0 | 0 | 0 | 0 | 0 | 0 | 0 |  | 0 | 0 | 0 | 0 | 0 | 0 | 0 | 0 | 0 | 0 | 0 | 0 | 0 | 0 | 0 | 0 | 0 | 0 | 0 | 0 | 0 | 0 | 0 | 0 | 0 | 0 | 0 | 0 | 0 | 0
SDGE | Bay Boulevard | 230 | [15 empty] | 0 | 0 | 0 | 0 | 0 | 0 | 0 | 0 | 0 | 0 | 0 | 0 | 0 | 0 | 0 | 0 | 0 | 0 | 0 | 0 | [24 empty] | 0 | 0 | 0 | 0 | 0 | 0 | 0 | 0 | 0 | 0 | 0 | 0 | 0 | 0 | 0 |  | 0 | 0 | 0 | 0 | 0 | 0 | 0 | 0 | 0 | 0 | 0 | 0 | 0 | 0 | 0 | 0 | 0 | 0 | 0 | 0 | 0 | 0 | 0 | 0 | 0 | 0 | 0 | 0 | 0 | 0 | [14 empty] | 0 | 0 | 0 | 0 | 0 | 0 | 0 | 0 | 0 | 0 | 0 | 0 | 0 | 0 | [15 empty] | 0 | 0 | 0 | 0 | 0 | 0 | 0 | 0 | 0 | 0 | 0 | 0 | 0 | 0 | 0 |  | 0 | 0 | 0 | 0 | 0 | 0 | 0 | 0 | 0 | 0 | 0 | 0 | 0 | 0 | 0 | 0 | 0 | 0 | 0 | 0 | 0 | 0 | 0 | 0 | 0 | 0 | 0 | 0 | 0 | 0
EOP | Beatty | 138 | [15 empty] | 0 | 0 | 0 | 0 | 0 | 0 | 0 | 0 | 0 | 0 | 0 | 0 | 0 | 0 | 0 | 0 | 0 | 0 | 0 | 0 | [24 empty] | 0 | 0 | 0 | 0 | 0 | 0 | 0 | 0 | 0 | 0 | 0 | 0 | 0 | 0 | 0 |  | 0 | 0 | 0 | 0 | 0 | 0 | 0 | 0 | 0 | 0 | 0 | 0 | 0 | 0 | 0 | 0 | 0 | 0 | 0 | 0 | 0 | 0 | 0 | 0 | 0 | 0 | 0 | 0 | 0 | 0 | [14 empty] | 0 | 0 | 0 | 0 | 0 | 0 | 0 | 0 | 0 | 0 | 0 | 0 | 0 | 0 | [15 empty] | 0 | 0 | 0 | 0 | 0 | 0 | 0 | 0 | 0 | 0 | 0 | 0 | 0 | 0 | 0 |  | 0 | 0 | 0 | 0 | 0 | 0 | 0 | 0 | 0 | 0 | 0 | 0 | 0 | 0 | 0 | 0 | 0 | 0 | 0 | 0 | 0 | 0 | 0 | 0 | 0 | 0 | 0 | 0 | 0 | 0
EOP | Beatty | 230 | [15 empty] | 0 | 0 | 0 | 0 | 0 | 0 | 0 | 0 | 0 | 0 | 0 | 0 | 0 | 0 | 0 | 436 | 0 | 0 | 0 | 0 |  |  |  |  | 500 | [19 empty] | 0 | 436 | 0 | 0 | 0 | 0 | 0 | 0 | 0 | 0 | 500 | 0 | 0 | 0 | 0 |  | 436 | 0 | 0 | 0 | 0 | 0 | 0 | 0 | 0 | 500 | 0 | 0 | 0 | 0 | 1 | 0 | 0 | 0 | 0 | 0 | 0 | 0 | 0 | 0 | 0 | 0 | 0 | 0 | 0 | 0 | [14 empty] | 436 | 0 | 0 | 0 | 0 | 0 | 0 | 0 | 0 | 500 | 0 | 0 | 0 | 0 | [15 empty] | 0 | 436 | 0 | 0 | 0 | 0 | 0 | 0 | 0 | 0 | 500 | 0 | 0 | 0 | 0 |  | 436 | 0 | 0 | 0 | 0 | 0 | 0 | 0 | 0 | 500 | 0 | 0 | 0 | 0 | 1 | 0 | 0 | 0 | 0 | 0 | 0 | 0 | 0 | 0 | 0 | 0 | 0 | 0 | 0 | 0
PG&E NGBA | Belden | 230 | [15 empty] | 0 | 0 | 0 | 0 | 0 | 0 | 0 | 0 | 0 | 0 | 0 | 0 | 0 | 0 | 0 | 0 | 0 | 0 | 0 | 0 | 0 | 0 | 0 | 0 | 0 | 0 | 0 | 0 | 0 | [15 empty] | 0 | 0 | 0 | 0 | 0 | 0 | 0 | 0 | 0 | 0 | 0 | 0 | 0 | 0 | 0 |  | 0 | 0 | 0 | 0 | 0 | 0 | 0 | 0 | 0 | 0 | 0 | 0 | 0 | 0 | 0 | 0 | 0 | 0 | 0 | 0 | 0 | 0 | 0 | 0 | 0 | 0 | 0 | 0 | 0 | 0 | [14 empty] | 0 | 0 | 0 | 0 | 0 | 0 | 0 | 0 | 0 | 0 | 0 | 0 | 0 | 0 | [15 empty] | 0 | 0 | 0 | 0 | 0 | 0 | 0 | 0 | 0 | 0 | 0 | 0 | 0 | 0 | 0 |  | 0 | 0 | 0 | 0 | 0 | 0 | 0 | 0 | 0 | 0 | 0 | 0 | 0 | 0 | 0 | 0 | 0 | 0 | 0 | 0 | 0 | 0 | 0 | 0 | 0 | 0 | 0 | 0 | 0 | 0
PG&E NGBA | Bell | 115 | [15 empty] | 0 | 0 | 0 | 0 | 0 | 0 | 0 | 0 | 0 | 0 | 0 | 0 | 0 | 0 | 0 | 0 | 0 | 0 | 0 | 0 | 0 | 0 | 0 | 0 | 0 | 0 | 0 | 0 | 0 | [15 empty] | 0 | 0 | 0 | 0 | 0 | 0 | 0 | 0 | 0 | 0 | 0 | 0 | 0 | 0 | 0 |  | 0 | 0 | 0 | 0 | 0 | 0 | 0 | 0 | 0 | 0 | 0 | 0 | 0 | 0 | 0 | 0 | 0 | 0 | 0 | 0 | 0 | 0 | 0 | 0 | 0 | 0 | 0 | 0 | 0 | 0 | [14 empty] | 0 | 0 | 0 | 0 | 0 | 0 | 0 | 0 | 0 | 0 | 0 | 0 | 0 | 0 | [15 empty] | 0 | 0 | 0 | 0 | 0 | 0 | 0 | 0 | 0 | 0 | 0 | 0 | 0 | 0 | 0 |  | 0 | 0 | 0 | 0 | 0 | 0 | 0 | 0 | 0 | 0 | 0 | 0 | 0 | 0 | 0 | 0 | 0 | 0 | 0 | 0 | 0 | 0 | 0 | 0 | 0 | 0 | 0 | 0 | 0 | 0
PG&E NGBA | Bellevue | 115 | [15 empty] | 0 | 0 | 0 | 0 | 0 | 0 | 0 | 0 | 0 | 0 | 0 | 0 | 0 | 0 | 0 | 0 | 0 | 0 | 0 | 0 | 0 | 0 | 0 | 0 | 0 | 0 | 0 | 0 | 0 | [15 empty] | 0 | 0 | 0 | 0 | 0 | 0 | 0 | 0 | 0 | 0 | 0 | 0 | 0 | 0 | 0 |  | 0 | 0 | 0 | 0 | 0 | 0 | 0 | 0 | 0 | 0 | 0 | 0 | 0 | 0 | 0 | 0 | 0 | 0 | 0 | 0 | 0 | 0 | 0 | 0 | 0 | 0 | 0 | 0 | 0 | 0 | [14 empty] | 0 | 0 | 0 | 0 | 0 | 0 | 0 | 0 | 0 | 0 | 0 | 0 | 0 | 0 | [15 empty] | 0 | 0 | 0 | 0 | 0 | 0 | 0 | 0 | 0 | 0 | 0 | 0 | 0 | 0 | 0 |  | 0 | 0 | 0 | 0 | 0 | 0 | 0 | 0 | 0 | 0 | 0 | 0 | 0 | 0 | 0 | 0 | 0 | 0 | 0 | 0 | 0 | 0 | 0 | 0 | 0 | 0 | 0 | 0 | 0 | 0
PG&E GBA | Bellota | 115 | [15 empty] | 0 | 0 | 0 | 0 | 0 | 0 | 0 | 0 | 0 | 0 | 0 | 0 | 0 | 0 | 0 | 0 | 0 | 0 | 0 | 0 | 0 | 0 | 0 | 0 | 0 | 0 | 0 | 0 | 0 | [15 empty] | 0 | 0 | 0 | 0 | 0 | 0 | 0 | 0 | 0 | 0 | 0 | 0 | 0 | 0 | 0 |  | 0 | 0 | 0 | 0 | 0 | 0 | 0 | 0 | 0 | 0 | 0 | 0 | 0 | 0 | 0 | 0 | 0 | 0 | 0 | 0 | 0 | 0 | 0 | 0 | 0 | 0 | 0 | 0 | 0 | 0 | [14 empty] | 0 | 0 | 0 | 0 | 0 | 0 | 0 | 0 | 0 | 0 | 0 | 0 | 0 | 0 | [15 empty] | 0 | 0 | 0 | 0 | 0 | 0 | 0 | 0 | 0 | 0 | 0 | 0 | 0 | 0 | 0 |  | 0 | 0 | 0 | 0 | 0 | 0 | 0 | 0 | 0 | 0 | 0 | 0 | 0 | 0 | 0 | 0 | 0 | 0 | 0 | 0 | 0 | 0 | 0 | 0 | 0 | 0 | 0 | 0 | 0 | 0
PG&E GBA | Bellota | 230 | [15 empty] | 0 | 0 | 0 | 0 | 0 | 0 | 0 | 0 | 0 | 0 | 0 | 0 | 0 | 0 | 0 | 0 | 0 | 0 | 0 | 0 | 0 | 0 | 0 | 0 | 0 | 0 | 0 | 0 | 0 | [15 empty] | 0 | 0 | 0 | 0 | 0 | 0 | 0 | 0 | 0 | 0 | 0 | 0 | 0 | 0 | 0 |  | 0 | 0 | 0 | 0 | 0 | 0 | 0 | 0 | 0 | 0 | 0 | 0 | 0 | 0 | 0 | 0 | 0 | 0 | 0 | 0 | 0 | 0 | 0 | 0 | 0 | 0 | 0 | 0 | 0 | 0 | [14 empty] | 0 | 0 | 0 | 0 | 0 | 0 | 0 | 0 | 0 | 0 | 0 | 0 | 0 | 0 | [15 empty] | 0 | 0 | 0 | 0 | 0 | 0 | 0 | 0 | 0 | 0 | 0 | 0 | 0 | 0 | 0 |  | 0 | 0 | 0 | 0 | 0 | 0 | 0 | 0 | 0 | 0 | 0 | 0 | 0 | 0 | 0 | 0 | 0 | 0 | 0 | 0 | 0 | 0 | 0 | 0 | 0 | 0 | 0 | 0 | 0 | 0
SCE Northern | Big Creek | 230 | [15 empty] | 0 | 0 | 0 | 0 | 0 | 0 | 0 | 0 | 0 | 0 | 0 | 0 | 0 | 0 | 0 |  | 0 | 0 | 0 | 0 |  |  |  |  | 192 |  |  |  | 100 | [15 empty] | 0 | 0 | 0 | 0 | 0 | 0 | 0 | 0 | 0 | 0 | 192 | 0 | 0 | 0 | 100 |  | 0 | 0 | 0 | 0 | 0 | 0 | 0 | 0 | 0 | 192 | 0 | 0 | 0 | 100 | 1 | 0 | 0 | 0 | 0 | 0 | 0 | 0 | 0 | 0 | 0 | 0 | 0 | 0 | 0 | 0 | [14 empty] | 0 | 0 | 0 | 0 | 0 | 0 | 0 | 0 | 0 | 192 | 0 | 0 | 0 | 100 | [15 empty] | 0 | 0 | 0 | 0 | 0 | 0 | 0 | 0 | 0 | 0 | 192 | 0 | 0 | 0 | 100 |  | 0 | 0 | 0 | 0 | 0 | 0 | 0 | 0 | 0 | 192 | 0 | 0 | 0 | 100 | 1 | 0 | 0 | 0 | 0 | 0 | 0 | 0 | 0 | 0 | 0 | 0 | 0 | 0 | 0 | 0
PG&E FRESNO | Biola | 70 | [15 empty] | 0 | 0 | 0 | 0 | 0 | 0 | 0 | 0 | 0 | 0 | 0 | 0 | 0 | 0 | 0 | 0 | 0 | 0 | 0 | 0 | 0 | 0 | 0 | 0 | 0 | 0 | 0 | 78 | 0 | [15 empty] | 0 | 0 | 0 | 0 | 0 | 0 | 0 | 0 | 0 | 0 | 0 | 0 | 0 | 78 | 0 |  | 0 | 0 | 0 | 0 | 0 | 0 | 0 | 0 | 0 | 0 | 0 | 0 | 78 | 0 | 1 | 0 | 0 | 0 | 0 | 0 | 0 | 0 | 0 | 0 | 0 | 0 | 0 | 0 | 0 | 0 | 0 | 0 | 0 | 0 | 0 | 0 | 0 | 0 | 0 | 0 | 0 | 0 | 0 | 0 | 0 | 0 | 0 | 0 | 0 | 0 | 0 | 0 | 0 | 0 | 0 | 0 | 78 | 0 | [15 empty] | 0 | 0 | 0 | 0 | 0 | 0 | 0 | 0 | 0 | 0 | 0 | 0 | 0 | 78 | 0 |  | 0 | 0 | 0 | 0 | 0 | 0 | 0 | 0 | 0 | 0 | 0 | 0 | 78 | 0 | 1 | 0 | 0 | 0 | 0 | 0 | 0 | 0 | 0 | 0 | 0 | 0 | 0 | 0 | 0 | 0
PG&E GBA | Birds Landing | 230 | [15 empty] | 0 | 0 | 0 | 0 | 0 | 0 | 0 | 0 | 0 | 0 | 0 | 0 | 0 | 0 | 0 | 0 | 0 | 0 | 0 | 0 | 0 | 0 | 0 | 0 | 0 | 0 | 0 | 0 | 0 | [15 empty] | 0 | 0 | 0 | 0 | 0 | 0 | 0 | 0 | 0 | 0 | 0 | 0 | 0 | 0 | 0 |  | 0 | 0 | 0 | 0 | 0 | 0 | 0 | 0 | 0 | 0 | 0 | 0 | 0 | 0 | 0 | 0 | 0 | 0 | 0 | 0 | 0 | 0 | 0 | 0 | 0 | 0 | 0 | 0 | 0 | 0 | [14 empty] | 0 | 0 | 0 | 0 | 0 | 0 | 0 | 0 | 0 | 0 | 0 | 0 | 0 | 0 | [15 empty] | 0 | 0 | 0 | 0 | 0 | 0 | 0 | 0 | 0 | 0 | 0 | 0 | 0 | 0 | 0 |  | 0 | 0 | 0 | 0 | 0 | 0 | 0 | 0 | 0 | 0 | 0 | 0 | 0 | 0 | 0 | 0 | 0 | 0 | 0 | 0 | 0 | 0 | 0 | 0 | 0 | 0 | 0 | 0 | 0 | 0
SCE Northern | Bliss | 66 | [15 empty] | 0 | 0 | 0 | 0 | 0 | 0 | 0 | 0 | 0 | 0 | 0 | 0 | 0 | 0 | 0 | 0 | 0 | 0 | 0 | 0 | [24 empty] | 0 | 0 | 0 | 0 | 0 | 0 | 0 | 0 | 0 | 0 | 0 | 0 | 0 | 0 | 0 |  | 0 | 0 | 0 | 0 | 0 | 0 | 0 | 0 | 0 | 0 | 0 | 0 | 0 | 0 | 0 | 0 | 0 | 0 | 0 | 0 | 0 | 0 | 0 | 0 | 0 | 0 | 0 | 0 | 0 | 0 | [14 empty] | 0 | 0 | 0 | 0 | 0 | 0 | 0 | 0 | 0 | 0 | 0 | 0 | 0 | 0 | [15 empty] | 0 | 0 | 0 | 0 | 0 | 0 | 0 | 0 | 0 | 0 | 0 | 0 | 0 | 0 | 0 |  | 0 | 0 | 0 | 0 | 0 | 0 | 0 | 0 | 0 | 0 | 0 | 0 | 0 | 0 | 0 | 0 | 0 | 0 | 0 | 0 | 0 | 0 | 0 | 0 | 0 | 0 | 0 | 0 | 0 | 0
SCE Eastern | Blythe | 161 | [15 empty] | 0 | 0 | 0 | 0 | 0 | 0 | 0 | 0 | 0 | 0 | 160 | 160 | 0 | 0 | 1 | 0 | 0 | 0 | 0 | 0 | [24 empty] | 0 | 0 | 0 | 0 | 0 | 0 | 0 | 0 | 0 | 0 | 0 | 0 | 0 | 0 | 0 |  | 0 | 0 | 0 | 0 | 0 | 0 | 0 | 0 | 0 | 0 | 160 | 160 | 0 | 0 | 1 | 0 | 0 | 0 | 0 | 0 | 0 | 0 | 0 | 0 | 0 | 0 | 0 | 0 | 0 | 0 | [14 empty] | 0 | 0 | 0 | 0 | 0 | 0 | 0 | 0 | 0 | 0 | 0 | 0 | 0 | 0 | [15 empty] | 0 | 0 | 0 | 0 | 0 | 0 | 0 | 0 | 0 | 0 | 0 | 0 | 0 | 0 | 0 |  | 0 | 0 | 0 | 0 | 0 | 0 | 0 | 0 | 0 | 0 | 160 | 160 | 0 | 0 | 1 | 0 | 0 | 0 | 0 | 0 | 0 | 0 | 0 | 0 | 0 | 0 | 0 | 0 | 0 | 0
PG&E NGBA | Bogue | 115 | [15 empty] | 0 | 0 | 0 | 0 | 0 | 0 | 0 | 0 | 0 | 0 | 0 | 0 | 0 | 0 | 0 | 0 | 0 | 0 | 0 | 0 | 0 | 0 | 0 | 0 | 0 | 0 | 0 | 0 | 0 | [15 empty] | 0 | 0 | 0 | 0 | 0 | 0 | 0 | 0 | 0 | 0 | 0 | 0 | 0 | 0 | 0 |  | 0 | 0 | 0 | 0 | 0 | 0 | 0 | 0 | 0 | 0 | 0 | 0 | 0 | 0 | 0 | 0 | 0 | 0 | 0 | 0 | 0 | 0 | 0 | 0 | 0 | 0 | 0 | 0 | 0 | 0 | [14 empty] | 0 | 0 | 0 | 0 | 0 | 0 | 0 | 0 | 0 | 0 | 0 | 0 | 0 | 0 | [15 empty] | 0 | 0 | 0 | 0 | 0 | 0 | 0 | 0 | 0 | 0 | 0 | 0 | 0 | 0 | 0 |  | 0 | 0 | 0 | 0 | 0 | 0 | 0 | 0 | 0 | 0 | 0 | 0 | 0 | 0 | 0 | 0 | 0 | 0 | 0 | 0 | 0 | 0 | 0 | 0 | 0 | 0 | 0 | 0 | 0 | 0
PG&E FRESNO | Borden | 230 | [15 empty] | 0 | 0 | 0 | 0 | 0 | 0 | 0 | 0 | 0 | 0 | 0 | 0 | 0 | 0 | 0 | 0 | 0 | 0 | 0 | 0 | 0 | 0 | 0 | 0 | 0 | 0 | 0 | 0 | 0 | [15 empty] | 0 | 0 | 0 | 0 | 0 | 0 | 0 | 0 | 0 | 0 | 0 | 0 | 0 | 0 | 0 |  | 0 | 0 | 0 | 0 | 0 | 0 | 0 | 0 | 0 | 0 | 0 | 0 | 0 | 0 | 0 | 0 | 0 | 0 | 0 | 0 | 0 | 0 | 0 | 0 | 0 | 0 | 0 | 0 | 0 | 0 | 0 | 0 | 0 | 0 | 0 | 0 | 0 | 0 | 0 | 0 | 0 | 0 | 0 | 0 | 0 | 0 | 0 | 0 | 0 | 0 | 0 | 0 | 0 | 0 | 0 | 0 | 0 | 0 | [15 empty] | 0 | 0 | 0 | 0 | 0 | 0 | 0 | 0 | 0 | 0 | 0 | 0 | 0 | 0 | 0 |  | 0 | 0 | 0 | 0 | 0 | 0 | 0 | 0 | 0 | 0 | 0 | 0 | 0 | 0 | 0 | 0 | 0 | 0 | 0 | 0 | 0 | 0 | 0 | 0 | 0 | 0 | 0 | 0 | 0 | 0
PG&E FRESNO | Borden | 70 | [15 empty] | 0 | 0 | 0 | 0 | 0 | 0 | 0 | 0 | 0 | 0 | 0 | 0 | 0 | 0 | 0 | 0 | 0 | 0 | 0 | 0 | 0 | 0 | 0 | 0 | 0 | 0 | 0 | 0 | 0 | [15 empty] | 0 | 0 | 0 | 0 | 0 | 0 | 0 | 0 | 0 | 0 | 0 | 0 | 0 | 0 | 0 |  | 0 | 0 | 0 | 0 | 0 | 0 | 0 | 0 | 0 | 0 | 0 | 0 | 0 | 0 | 0 | 0 | 0 | 0 | 0 | 0 | 0 | 0 | 0 | 0 | 0 | 0 | 0 | 0 | 0 | 0 | 0 | 0 | 0 | 0 | 0 | 0 | 0 | 0 | 0 | 0 | 0 | 0 | 0 | 0 | 0 | 0 | 0 | 0 | 0 | 0 | 0 | 0 | 0 | 0 | 0 | 0 | 0 | 0 | [15 empty] | 0 | 0 | 0 | 0 | 0 | 0 | 0 | 0 | 0 | 0 | 0 | 0 | 0 | 0 | 0 |  | 0 | 0 | 0 | 0 | 0 | 0 | 0 | 0 | 0 | 0 | 0 | 0 | 0 | 0 | 0 | 0 | 0 | 0 | 0 | 0 | 0 | 0 | 0 | 0 | 0 | 0 | 0 | 0 | 0 | 0
SDGE | Boulevard East | 138 | [15 empty] | 0 | 0 | 0 | 0 | 0 | 0 | 0 | 0 | 0 | 0 | 0 | 0 | 0 | 0 | 0 | 0 | 0 | 180 | 0 | 0 |  |  |  |  | 20 | 10 | [18 empty] | 0 | 0 | 0 | 180 | 0 | 0 | 0 | 0 | 0 | 0 | 20 | 10 | 0 | 0 | 0 |  | 0 | 0 | 180 | 0 | 0 | 0 | 0 | 0 | 0 | 20 | 10 | 0 | 0 | 0 | 1 | 0 | 0 | 0 | 0 | 0 | 0 | 0 | 0 | 0 | 0 | 0 | 0 | 0 | 0 | 0 | [14 empty] | 0 | 0 | 180 | 0 | 0 | 0 | 0 | 0 | 0 | 20 | 10 | 0 | 0 | 0 | [15 empty] | 0 | 0 | 0 | 180 | 0 | 0 | 0 | 0 | 0 | 0 | 20 | 10 | 0 | 0 | 0 |  | 0 | 0 | 180 | 0 | 0 | 0 | 0 | 0 | 0 | 20 | 10 | 0 | 0 | 0 | 1 | 0 | 0 | 0 | 0 | 0 | 0 | 0 | 0 | 0 | 0 | 0 | 0 | 0 | 0 | 0
SDGE | Boulevard East | 69 | [15 empty] | 0 | 0 | 0 | 0 | 0 | 0 | 0 | 0 | 0 | 0 | 17.4 | 17.4 | 0 | 0 | 1 | 0 | 0 | 0 | 0 | 0 | [24 empty] | 0 | 0 | 0 | 0 | 0 | 0 | 0 | 0 | 0 | 0 | 0 | 0 | 0 | 0 | 0 |  | 0 | 0 | 0 | 0 | 0 | 0 | 0 | 0 | 0 | 0 | 17.4 | 17.4 | 0 | 0 | 1 | 0 | 0 | 0 | 0 | 0 | 0 | 0 | 0 | 0 | 0 | 0 | 0 | 0 | 0 | 0 | [14 empty] | 0 | 0 | 0 | 0 | 0 | 0 | 0 | 0 | 0 | 0 | 0 | 0 | 0 | 0 | [15 empty] | 0 | 0 | 0 | 0 | 0 | 0 | 0 | 0 | 0 | 0 | 0 | 0 | 0 | 0 | 0 |  | 0 | 0 | 0 | 0 | 0 | 0 | 0 | 0 | 0 | 0 | 17.4 | 17.4 | 0 | 0 | 1 | 0 | 0 | 0 | 0 | 0 | 0 | 0 | 0 | 0 | 0 | 0 | 0 | 0 | 0 | 0
PG&E GBA | Brentwood | 230 | [15 empty] | 0 | 0 | 0 | 0 | 0 | 0 | 0 | 0 | 2 | 0 | 0 | 0 | 0 | 0 | 1 | 0 | 0 | 0 | 0 | 0 | 0 | 0 | 0 | 0 | 0 | 50 | 0 | 0 | 0 | [15 empty] | 0 | 0 | 0 | 0 | 0 | 0 | 0 | 0 | 0 | 0 | 0 | 50 | 0 | 0 | 0 |  | 0 | 0 | 0 | 0 | 0 | 0 | 0 | 0 | 2 | 0 | 50 | 0 | 0 | 0 | 1 | 0 | 0 | 0 | 0 | 0 | 0 | 0 | 0 | 0 | 0 | 0 | 0 | 0 | 0 | 0 | [14 empty] | 0 | 0 | 0 | 0 | 0 | 0 | 0 | 0 | 0 | 0 | 50 | 0 | 0 | 0 | [15 empty] | 0 | 0 | 0 | 0 | 0 | 0 | 0 | 0 | 0 | 0 | 0 | 50 | 0 | 0 | 0 |  | 0 | 0 | 0 | 0 | 0 | 0 | 0 | 0 | 2 | 0 | 50 | 0 | 0 | 0 | 1 | 0 | 0 | 0 | 0 | 0 | 0 | 0 | 0 | 0 | 0 | 0 | 0 | 0 | 0 | 0
PG&E NGBA | Bridgeville | 115 | [15 empty] | 0 | 0 | 0 | 0 | 0 | 0 | 0 | 0 | 0 | 0 | 0 | 0 | 0 | 0 | 0 | 0 | 0 | 0 | 0 | 0 | 0 | 0 | 0 | 0 | 0 | 0 | 0 | 0 | 0 | [15 empty] | 0 | 0 | 0 | 0 | 0 | 0 | 0 | 0 | 0 | 0 | 0 | 0 | 0 | 0 | 0 |  | 0 | 0 | 0 | 0 | 0 | 0 | 0 | 0 | 0 | 0 | 0 | 0 | 0 | 0 | 0 | 0 | 0 | 0 | 0 | 0 | 0 | 0 | 0 | 0 | 0 | 0 | 0 | 0 | 0 | 0 | [14 empty] | 0 | 0 | 0 | 0 | 0 | 0 | 0 | 0 | 0 | 0 | 0 | 0 | 0 | 0 | [15 empty] | 0 | 0 | 0 | 0 | 0 | 0 | 0 | 0 | 0 | 0 | 0 | 0 | 0 | 0 | 0 |  | 0 | 0 | 0 | 0 | 0 | 0 | 0 | 0 | 0 | 0 | 0 | 0 | 0 | 0 | 0 | 0 | 0 | 0 | 0 | 0 | 0 | 0 | 0 | 0 | 0 | 0 | 0 | 0 | 0 | 0
PG&E NGBA | Brighton | 115 | [15 empty] | 0 | 0 | 0 | 0 | 0 | 0 | 0 | 0 | 0 | 0 | 0 | 0 | 0 | 0 | 0 | 0 | 0 | 0 | 0 | 0 | 0 | 0 | 0 | 0 | 0 | 0 | 0 | 0 | 0 | [15 empty] | 0 | 0 | 0 | 0 | 0 | 0 | 0 | 0 | 0 | 0 | 0 | 0 | 0 | 0 | 0 |  | 0 | 0 | 0 | 0 | 0 | 0 | 0 | 0 | 0 | 0 | 0 | 0 | 0 | 0 | 0 | 0 | 0 | 0 | 0 | 0 | 0 | 0 | 0 | 0 | 0 | 0 | 0 | 0 | 0 | 0 | [14 empty] | 0 | 0 | 0 | 0 | 0 | 0 | 0 | 0 | 0 | 0 | 0 | 0 | 0 | 0 | [15 empty] | 0 | 0 | 0 | 0 | 0 | 0 | 0 | 0 | 0 | 0 | 0 | 0 | 0 | 0 | 0 |  | 0 | 0 | 0 | 0 | 0 | 0 | 0 | 0 | 0 | 0 | 0 | 0 | 0 | 0 | 0 | 0 | 0 | 0 | 0 | 0 | 0 | 0 | 0 | 0 | 0 | 0 | 0 | 0 | 0 | 0
PG&E NGBA | Brighton | 230 | [15 empty] | 0 | 0 | 0 | 0 | 0 | 0 | 0 | 0 | 0 | 0 | 0 | 0 | 0 | 0 | 0 | 0 | 0 | 0 | 0 | 0 | 0 | 0 | 0 | 0 | 0 | 0 | 0 | 0 | 0 | [15 empty] | 0 | 0 | 0 | 0 | 0 | 0 | 0 | 0 | 0 | 0 | 0 | 0 | 0 | 0 | 0 |  | 0 | 0 | 0 | 0 | 0 | 0 | 0 | 0 | 0 | 0 | 0 | 0 | 0 | 0 | 0 | 0 | 0 | 0 | 0 | 0 | 0 | 0 | 0 | 0 | 0 | 0 | 0 | 0 | 0 | 0 | [14 empty] | 0 | 0 | 0 | 0 | 0 | 0 | 0 | 0 | 0 | 0 | 0 | 0 | 0 | 0 | [15 empty] | 0 | 0 | 0 | 0 | 0 | 0 | 0 | 0 | 0 | 0 | 0 | 0 | 0 | 0 | 0 |  | 0 | 0 | 0 | 0 | 0 | 0 | 0 | 0 | 0 | 0 | 0 | 0 | 0 | 0 | 0 | 0 | 0 | 0 | 0 | 0 | 0 | 0 | 0 | 0 | 0 | 0 | 0 | 0 | 0 | 0
PG&E NGBA | Brunswick | 115 | [15 empty] | 0 | 0 | 0 | 0 | 0 | 0 | 0 | 0 | 0 | 0 | 0 | 0 | 0 | 0 | 0 | 0 | 0 | 0 | 0 | 0 | 0 | 0 | 0 | 0 | 0 | 0 | 0 | 0 | 0 | [15 empty] | 0 | 0 | 0 | 0 | 0 | 0 | 0 | 0 | 0 | 0 | 0 | 0 | 0 | 0 | 0 |  | 0 | 0 | 0 | 0 | 0 | 0 | 0 | 0 | 0 | 0 | 0 | 0 | 0 | 0 | 0 | 0 | 0 | 0 | 0 | 0 | 0 | 0 | 0 | 0 | 0 | 0 | 0 | 0 | 0 | 0 | [14 empty] | 0 | 0 | 0 | 0 | 0 | 0 | 0 | 0 | 0 | 0 | 0 | 0 | 0 | 0 | [15 empty] | 0 | 0 | 0 | 0 | 0 | 0 | 0 | 0 | 0 | 0 | 0 | 0 | 0 | 0 | 0 |  | 0 | 0 | 0 | 0 | 0 | 0 | 0 | 0 | 0 | 0 | 0 | 0 | 0 | 0 | 0 | 0 | 0 | 0 | 0 | 0 | 0 | 0 | 0 | 0 | 0 | 0 | 0 | 0 | 0 | 0
PG&E NGBA | Bucks Creek | 230 | [15 empty] | 0 | 0 | 0 | 0 | 0 | 0 | 0 | 0 | 0 | 0 | 0 | 0 | 0 | 0 | 0 | 0 | 0 | 0 | 0 | 0 | 0 | 0 | 0 | 0 | 0 | 0 | 0 | 0 | 0 | [15 empty] | 0 | 0 | 0 | 0 | 0 | 0 | 0 | 0 | 0 | 0 | 0 | 0 | 0 | 0 | 0 |  | 0 | 0 | 0 | 0 | 0 | 0 | 0 | 0 | 0 | 0 | 0 | 0 | 0 | 0 | 0 | 0 | 0 | 0 | 0 | 0 | 0 | 0 | 0 | 0 | 0 | 0 | 0 | 0 | 0 | 0 | [14 empty] | 0 | 0 | 0 | 0 | 0 | 0 | 0 | 0 | 0 | 0 | 0 | 0 | 0 | 0 | [15 empty] | 0 | 0 | 0 | 0 | 0 | 0 | 0 | 0 | 0 | 0 | 0 | 0 | 0 | 0 | 0 |  | 0 | 0 | 0 | 0 | 0 | 0 | 0 | 0 | 0 | 0 | 0 | 0 | 0 | 0 | 0 | 0 | 0 | 0 | 0 | 0 | 0 | 0 | 0 | 0 | 0 | 0 | 0 | 0 | 0 | 0
PG&E KERN | Buena Vista | 230 | [15 empty] | 0 | 0 | 0 | 0 | 0 | 0 | 0 | 0 | 0 | 0 | 0 | 0 | 0 | 0 | 0 | 0 | 0 | 0 | 0 | 0 | 0 | 0 | 0 | 0 | 895 | 555 | 0 | 100 | 0 | [15 empty] | 0 | 0 | 0 | 0 | 0 | 0 | 0 | 0 | 0 | 0 | 895 | 555 | 0 | 100 | 0 |  | 0 | 0 | 0 | 0 | 0 | 0 | 0 | 0 | 0 | 895 | 555 | 0 | 100 | 0 | 1 | 0 | 0 | 0 | 0 | 0 | 0 | 0 | 0 | 0 | 0 | 0 | 0 | 0 | 0 | 0 | [14 empty] | 0 | 0 | 0 | 0 | 0 | 0 | 0 | 0 | 0 | 895 | 555 | 0 | 100 | 0 | [15 empty] | 0 | 0 | 0 | 0 | 0 | 0 | 0 | 0 | 0 | 0 | 895 | 555 | 0 | 100 | 0 |  | 0 | 0 | 0 | 0 | 0 | 0 | 0 | 0 | 0 | 895 | 555 | 0 | 100 | 0 | 1 | 0 | 0 | 0 | 0 | 0 | 0 | 0 | 0 | 0 | 0 | 0 | 0 | 0 | 0 | 0
PG&E FRESNO | Bullard | 115 | [15 empty] | 0 | 0 | 0 | 0 | 0 | 0 | 0 | 0 | 0 | 0 | 0 | 0 | 0 | 0 | 0 | 0 | 0 | 0 | 0 | 0 | 0 | 0 | 0 | 0 | 0 | 0 | 0 | 0 | 0 | [15 empty] | 0 | 0 | 0 | 0 | 0 | 0 | 0 | 0 | 0 | 0 | 0 | 0 | 0 | 0 | 0 |  | 0 | 0 | 0 | 0 | 0 | 0 | 0 | 0 | 0 | 0 | 0 | 0 | 0 | 0 | 0 | 0 | 0 | 0 | 0 | 0 | 0 | 0 | 0 | 0 | 0 | 0 | 0 | 0 | 0 | 0 | 0 | 0 | 0 | 0 | 0 | 0 | 0 | 0 | 0 | 0 | 0 | 0 | 0 | 0 | 0 | 0 | 0 | 0 | 0 | 0 | 0 | 0 | 0 | 0 | 0 | 0 | 0 | 0 | [15 empty] | 0 | 0 | 0 | 0 | 0 | 0 | 0 | 0 | 0 | 0 | 0 | 0 | 0 | 0 | 0 |  | 0 | 0 | 0 | 0 | 0 | 0 | 0 | 0 | 0 | 0 | 0 | 0 | 0 | 0 | 0 | 0 | 0 | 0 | 0 | 0 | 0 | 0 | 0 | 0 | 0 | 0 | 0 | 0 | 0 | 0
PG&E GBA | Burlingame | 115 | [15 empty] | 0 | 0 | 0 | 0 | 0 | 0 | 0 | 0 | 0 | 0 | 0 | 0 | 0 | 0 | 0 | 0 | 0 | 50 | 0 | 0 | 0 | 0 | 0 | 0 | 60 | 0 | 0 | 0 | 0 | [15 empty] | 0 | 0 | 0 | 50 | 0 | 0 | 0 | 0 | 0 | 0 | 60 | 0 | 0 | 0 | 0 |  | 0 | 0 | 50 | 0 | 0 | 0 | 0 | 0 | 0 | 60 | 0 | 0 | 0 | 0 | 1 | 0 | 0 | 0 | 0 | 0 | 0 | 0 | 0 | 0 | 0 | 0 | 0 | 0 | 0 | 0 | [9 empty] | 40 |  |  |  |  | 0 | 0 | 50 | 0 | 0 | 0 | 0 | 0 | 0 | 100 | 0 | 0 | 0 | 0 | [15 empty] | 0 | 0 | 0 | 50 | 0 | 0 | 0 | 0 | 0 | 0 | 100 | 0 | 0 | 0 | 0 |  | 0 | 0 | 50 | 0 | 0 | 0 | 0 | 0 | 0 | 100 | 0 | 0 | 0 | 0 | 1 | 0 | 0 | 0 | 0 | 0 | 0 | 0 | 0 | 0 | 0 | 0 | 0 | 0 | 0 | 0
PG&E NGBA | Burney Forest | 230 | [15 empty] | 0 | 0 | 0 | 0 | 0 | 0 | 0 | 0 | 0 | 0 | 0 | 0 | 0 | 0 | 0 | 40 | 0 | 0 | 0 | 0 | 0 | 0 | 0 | 0 | 0 | 0 | 0 | 0 | 0 | [15 empty] | 0 | 40 | 0 | 0 | 0 | 0 | 0 | 0 | 0 | 0 | 0 | 0 | 0 | 0 | 0 |  | 40 | 0 | 0 | 0 | 0 | 0 | 0 | 0 | 0 | 0 | 0 | 0 | 0 | 0 | 1 | 0 | 0 | 0 | 0 | 0 | 0 | 0 | 0 | 0 | 0 | 0 | 0 | 0 | 0 | 0 | [14 empty] | 40 | 0 | 0 | 0 | 0 | 0 | 0 | 0 | 0 | 0 | 0 | 0 | 0 | 0 | [15 empty] | 0 | 40 | 0 | 0 | 0 | 0 | 0 | 0 | 0 | 0 | 0 | 0 | 0 | 0 | 0 |  | 40 | 0 | 0 | 0 | 0 | 0 | 0 | 0 | 0 | 0 | 0 | 0 | 0 | 0 | 1 | 0 | 0 | 0 | 0 | 0 | 0 | 0 | 0 | 0 | 0 | 0 | 0 | 0 | 0 | 0
PG&E NGBA | Butte | 115 | [15 empty] | 0 | 0 | 0 | 0 | 0 | 0 | 0 | 0 | 0 | 0 | 0 | 0 | 0 | 0 | 0 | 0 | 0 | 0 | 0 | 0 | 0 | 0 | 0 | 0 | 0 | 0 | 0 | 0 | 0 | [15 empty] | 0 | 0 | 0 | 0 | 0 | 0 | 0 | 0 | 0 | 0 | 0 | 0 | 0 | 0 | 0 |  | 0 | 0 | 0 | 0 | 0 | 0 | 0 | 0 | 0 | 0 | 0 | 0 | 0 | 0 | 0 | 0 | 0 | 0 | 0 | 0 | 0 | 0 | 0 | 0 | 0 | 0 | 0 | 0 | 0 | 0 | [14 empty] | 0 | 0 | 0 | 0 | 0 | 0 | 0 | 0 | 0 | 0 | 0 | 0 | 0 | 0 | [15 empty] | 0 | 0 | 0 | 0 | 0 | 0 | 0 | 0 | 0 | 0 | 0 | 0 | 0 | 0 | 0 |  | 0 | 0 | 0 | 0 | 0 | 0 | 0 | 0 | 0 | 0 | 0 | 0 | 0 | 0 | 0 | 0 | 0 | 0 | 0 | 0 | 0 | 0 | 0 | 0 | 0 | 0 | 0 | 0 | 0 | 0
PG&E KERN | Cabrillo | 115 | [15 empty] | 0 | 0 | 0 | 0 | 0 | 0 | 0 | 0 | 0 | 0 | 0 | 0 | 0 | 0 | 0 | 0 | 0 | 0 | 0 | 0 | 0 | 0 | 0 | 0 | 0 | 80 | 0 | 0 | 0 | [15 empty] | 0 | 0 | 0 | 0 | 0 | 0 | 0 | 0 | 0 | 0 | 0 | 80 | 0 | 0 | 0 |  | 0 | 0 | 0 | 0 | 0 | 0 | 0 | 0 | 0 | 0 | 80 | 0 | 0 | 0 | 1 | 0 | 0 | 0 | 0 | 0 | 0 | 0 | 0 | 0 | 0 | 0 | 0 | 0 | 0 | 0 | [14 empty] | 0 | 0 | 0 | 0 | 0 | 0 | 0 | 0 | 0 | 0 | 80 | 0 | 0 | 0 | [15 empty] | 0 | 0 | 0 | 0 | 0 | 0 | 0 | 0 | 0 | 0 | 0 | 80 | 0 | 0 | 0 |  | 0 | 0 | 0 | 0 | 0 | 0 | 0 | 0 | 0 | 0 | 80 | 0 | 0 | 0 | 1 | 0 | 0 | 0 | 0 | 0 | 0 | 0 | 0 | 0 | 0 | 0 | 0 | 0 | 0 | 0
PG&E FRESNO | Cal Flats | 230 | [15 empty] | 0 | 0 | 0 | 0 | 0 | 0 | 0 | 0 | 0 | 0 | 0 | 0 | 0 | 0 | 0 | 0 | 0 | 0 | 0 | 0 | 0 | 0 | 0 | 0 | 0 | 0 | 0 | 0 | 0 | [15 empty] | 0 | 0 | 0 | 0 | 0 | 0 | 0 | 0 | 0 | 0 | 0 | 0 | 0 | 0 | 0 |  | 0 | 0 | 0 | 0 | 0 | 0 | 0 | 0 | 0 | 0 | 0 | 0 | 0 | 0 | 0 | 0 | 0 | 0 | 0 | 0 | 0 | 0 | 0 | 0 | 0 | 0 | 0 | 0 | 0 | 0 | 0 | 0 | 0 | 0 | 0 | 0 | 0 | 0 | 0 | 0 | 0 | 0 | 0 | 0 | 0 | 0 | 0 | 0 | 0 | 0 | 0 | 0 | 0 | 0 | 0 | 0 | 0 | 0 | [15 empty] | 0 | 0 | 0 | 0 | 0 | 0 | 0 | 0 | 0 | 0 | 0 | 0 | 0 | 0 | 0 |  | 0 | 0 | 0 | 0 | 0 | 0 | 0 | 0 | 0 | 0 | 0 | 0 | 0 | 0 | 0 | 0 | 0 | 0 | 0 | 0 | 0 | 0 | 0 | 0 | 0 | 0 | 0 | 0 | 0 | 0
SCE NOL | Calcite | 230 | [15 empty] | 0 | 0 | 0 | 0 | 0 | 0 | 0 | 0 | 0 | 0 | 0 | 0 | 0 | 0 | 0 | [9 empty] | 106 | [19 empty] | 0 | 0 | 0 | 0 | 0 | 0 | 0 | 0 | 0 | 0 | 106 | 0 | 0 | 0 | 0 |  | 0 | 0 | 0 | 0 | 0 | 0 | 0 | 0 | 0 | 106 | 0 | 0 | 0 | 0 | 1 | 0 | 0 | 0 | 0 | 0 | 0 | 0 | 0 | 0 | 0 | 0 | 0 | 0 | 0 | 0 | [14 empty] | 0 | 0 | 0 | 0 | 0 | 0 | 0 | 0 | 0 | 106 | 0 | 0 | 0 | 0 | [15 empty] | 0 | 0 | 0 | 0 | 0 | 0 | 0 | 0 | 0 | 0 | 106 | 0 | 0 | 0 | 0 |  | 0 | 0 | 0 | 0 | 0 | 0 | 0 | 0 | 0 | 106 | 0 | 0 | 0 | 0 | 1 | 0 | 0 | 0 | 0 | 0 | 0 | 0 | 0 | 0 | 0 | 0 | 0 | 0 | 0 | 0
PG&E KERN | Caliente | 230 | [15 empty] | 0 | 0 | 0 | 0 | 0 | 0 | 0 | 0 | 0 | 0 | 0 | 0 | 0 | 0 | 0 | 0 | 0 | 0 | 0 | 0 | 0 | 0 | 0 | 0 | 0 | 0 | 0 | 0 | 200 | [15 empty] | 0 | 0 | 0 | 0 | 0 | 0 | 0 | 0 | 0 | 0 | 0 | 0 | 0 | 0 | 200 |  | 0 | 0 | 0 | 0 | 0 | 0 | 0 | 0 | 0 | 0 | 0 | 0 | 0 | 200 | 1 | 0 | 0 | 0 | 0 | 0 | 0 | 0 | 0 | 0 | 0 | 0 | 0 | 0 | 0 | 0 | [14 empty] | 0 | 0 | 0 | 0 | 0 | 0 | 0 | 0 | 0 | 0 | 0 | 0 | 0 | 200 | [15 empty] | 0 | 0 | 0 | 0 | 0 | 0 | 0 | 0 | 0 | 0 | 0 | 0 | 0 | 0 | 200 |  | 0 | 0 | 0 | 0 | 0 | 0 | 0 | 0 | 0 | 0 | 0 | 0 | 0 | 200 | 1 | 0 | 0 | 0 | 0 | 0 | 0 | 0 | 0 | 0 | 0 | 0 | 0 | 0 | 0 | 0
PG&E FRESNO | California Ave | 115 | [15 empty] | 0 | 0 | 0 | 0 | 0 | 0 | 0 | 0 | 0 | 0 | 0 | 0 | 0 | 0 | 0 | 0 | 0 | 0 | 0 | 0 | 0 | 0 | 0 | 0 | 100 | 0 | 0 | 0 | 0 | [15 empty] | 0 | 0 | 0 | 0 | 0 | 0 | 0 | 0 | 0 | 0 | 100 | 0 | 0 | 0 | 0 |  | 0 | 0 | 0 | 0 | 0 | 0 | 0 | 0 | 0 | 100 | 0 | 0 | 0 | 0 | 1 | 0 | 0 | 0 | 0 | 0 | 0 | 0 | 0 | 0 | 0 | 0 | 0 | 0 | 0 | 0 | 0 | 0 | 0 | 0 | 0 | 0 | 0 | 0 | 0 | 0 | 0 | 0 | 0 | 0 | 0 | 0 | 0 | 0 | 0 | 0 | 0 | 0 | 0 | 100 | 0 | 0 | 0 | 0 | [15 empty] | 0 | 0 | 0 | 0 | 0 | 0 | 0 | 0 | 0 | 0 | 100 | 0 | 0 | 0 | 0 |  | 0 | 0 | 0 | 0 | 0 | 0 | 0 | 0 | 0 | 100 | 0 | 0 | 0 | 0 | 1 | 0 | 0 | 0 | 0 | 0 | 0 | 0 | 0 | 0 | 0 | 0 | 0 | 0 | 0 | 0
PG&E KERN | Callender | 115 | [15 empty] | 0 | 0 | 0 | 0 | 0 | 0 | 0 | 0 | 0 | 0 | 0 | 0 | 0 | 0 | 0 | 0 | 0 | 0 | 0 | 0 | 0 | 0 | 0 | 0 | 0 | 0 | 0 | 0 | 0 | [15 empty] | 0 | 0 | 0 | 0 | 0 | 0 | 0 | 0 | 0 | 0 | 0 | 0 | 0 | 0 | 0 |  | 0 | 0 | 0 | 0 | 0 | 0 | 0 | 0 | 0 | 0 | 0 | 0 | 0 | 0 | 0 | 0 | 0 | 0 | 0 | 0 | 0 | 0 | 0 | 0 | 0 | 0 | 0 | 0 | 0 | 0 | [14 empty] | 0 | 0 | 0 | 0 | 0 | 0 | 0 | 0 | 0 | 0 | 0 | 0 | 0 | 0 | [15 empty] | 0 | 0 | 0 | 0 | 0 | 0 | 0 | 0 | 0 | 0 | 0 | 0 | 0 | 0 | 0 |  | 0 | 0 | 0 | 0 | 0 | 0 | 0 | 0 | 0 | 0 | 0 | 0 | 0 | 0 | 0 | 0 | 0 | 0 | 0 | 0 | 0 | 0 | 0 | 0 | 0 | 0 | 0 | 0 | 0 | 0
PG&E NGBA | Calpella | 115 | [15 empty] | 0 | 0 | 0 | 0 | 0 | 0 | 0 | 0 | 4 | 0 | 0 | 0 | 0 | 0 | 1 | 0 | 0 | 0 | 100 | 0 | 0 | 0 | 0 | 0 | 0 | 0 | 0 | 0 | 0 | [15 empty] | 0 | 0 | 0 | 0 | 100 | 0 | 0 | 0 | 0 | 0 | 0 | 0 | 0 | 0 | 0 |  | 0 | 0 | 0 | 100 | 0 | 0 | 0 | 0 | 4 | 0 | 0 | 0 | 0 | 0 | 1 | 0 | 0 | 0 | 0 | 0 | 0 | 0 | 0 | 0 | 0 | 0 | 0 | 0 | 0 | 0 | [14 empty] | 0 | 0 | 0 | 100 | 0 | 0 | 0 | 0 | 0 | 0 | 0 | 0 | 0 | 0 | [15 empty] | 0 | 0 | 0 | 0 | 100 | 0 | 0 | 0 | 0 | 0 | 0 | 0 | 0 | 0 | 0 |  | 0 | 0 | 0 | 100 | 0 | 0 | 0 | 0 | 4 | 0 | 0 | 0 | 0 | 0 | 1 | 0 | 0 | 0 | 0 | 0 | 0 | 0 | 0 | 0 | 0 | 0 | 0 | 0 | 0 | 0
PG&E GBA | Camanche | 230 | [15 empty] | 0 | 0 | 0 | 0 | 0 | 0 | 0 | 0 | 0 | 0 | 0 | 0 | 0 | 0 | 0 | 0 | 0 | 0 | 0 | 0 | 0 | 0 | 0 | 0 | 0 | 0 | 0 | 0 | 0 | [15 empty] | 0 | 0 | 0 | 0 | 0 | 0 | 0 | 0 | 0 | 0 | 0 | 0 | 0 | 0 | 0 |  | 0 | 0 | 0 | 0 | 0 | 0 | 0 | 0 | 0 | 0 | 0 | 0 | 0 | 0 | 0 | 0 | 0 | 0 | 0 | 0 | 0 | 0 | 0 | 0 | 0 | 0 | 0 | 0 | 0 | 0 | [14 empty] | 0 | 0 | 0 | 0 | 0 | 0 | 0 | 0 | 0 | 0 | 0 | 0 | 0 | 0 | [15 empty] | 0 | 0 | 0 | 0 | 0 | 0 | 0 | 0 | 0 | 0 | 0 | 0 | 0 | 0 | 0 |  | 0 | 0 | 0 | 0 | 0 | 0 | 0 | 0 | 0 | 0 | 0 | 0 | 0 | 0 | 0 | 0 | 0 | 0 | 0 | 0 | 0 | 0 | 0 | 0 | 0 | 0 | 0 | 0 | 0 | 0
SDGE | Cameron | 69 | [15 empty] | 0 | 0 | 0 | 0 | 0 | 0 | 0 | 0 | 0 | 0 | 0 | 0 | 0 | 0 | 0 | [29 empty] | 0 | 0 | 0 | 0 | 0 | 0 | 0 | 0 | 0 | 0 | 0 | 0 | 0 | 0 | 0 |  | 0 | 0 | 0 | 0 | 0 | 0 | 0 | 0 | 0 | 0 | 0 | 0 | 0 | 0 | 0 | 0 | 0 | 0 | 0 | 0 | 0 | 0 | 0 | 0 | 0 | 0 | 0 | 0 | 0 | 0 | [14 empty] | 0 | 0 | 0 | 0 | 0 | 0 | 0 | 0 | 0 | 0 | 0 | 0 | 0 | 0 | [15 empty] | 0 | 0 | 0 | 0 | 0 | 0 | 0 | 0 | 0 | 0 | 0 | 0 | 0 | 0 | 0 |  | 0 | 0 | 0 | 0 | 0 | 0 | 0 | 0 | 0 | 0 | 0 | 0 | 0 | 0 | 0 | 0 | 0 | 0 | 0 | 0 | 0 | 0 | 0 | 0 | 0 | 0 | 0 | 0 | 0 | 0
SDGE | Cannon | 69 | [15 empty] | 0 | 0 | 0 | 0 | 0 | 0 | 0 | 0 | 0 | 0 | 0 | 0 | 0 | 0 | 0 | [29 empty] | 0 | 0 | 0 | 0 | 0 | 0 | 0 | 0 | 0 | 0 | 0 | 0 | 0 | 0 | 0 |  | 0 | 0 | 0 | 0 | 0 | 0 | 0 | 0 | 0 | 0 | 0 | 0 | 0 | 0 | 0 | 0 | 0 | 0 | 0 | 0 | 0 | 0 | 0 | 0 | 0 | 0 | 0 | 0 | 0 | 0 | [14 empty] | 0 | 0 | 0 | 0 | 0 | 0 | 0 | 0 | 0 | 0 | 0 | 0 | 0 | 0 | [15 empty] | 0 | 0 | 0 | 0 | 0 | 0 | 0 | 0 | 0 | 0 | 0 | 0 | 0 | 0 | 0 |  | 0 | 0 | 0 | 0 | 0 | 0 | 0 | 0 | 0 | 0 | 0 | 0 | 0 | 0 | 0 | 0 | 0 | 0 | 0 | 0 | 0 | 0 | 0 | 0 | 0 | 0 | 0 | 0 | 0 | 0
PG&E FRESNO | Cantua | 115 | [15 empty] | 0 | 0 | 0 | 0 | 0 | 0 | 0 | 0 | 0 | 0 | 0 | 0 | 0 | 0 | 0 | 0 | 0 | 0 | 0 | 0 | 0 | 0 | 0 | 0 | 100 | 0 | 0 | 50 | 0 | [15 empty] | 0 | 0 | 0 | 0 | 0 | 0 | 0 | 0 | 0 | 0 | 100 | 0 | 0 | 50 | 0 |  | 0 | 0 | 0 | 0 | 0 | 0 | 0 | 0 | 0 | 100 | 0 | 0 | 50 | 0 | 1 | 0 | 0 | 0 | 0 | 0 | 0 | 0 | 0 | 0 | 0 | 0 | 0 | 0 | 0 | 0 | 0 | 0 | 0 | 0 | 0 | 0 | 0 | 0 | 0 | 100 | 0 | 0 | 0 | 0 | 0 | 0 | 0 | 0 | 0 | 0 | 0 | 0 | 0 | 200 | 0 | 0 | 50 | 0 | [15 empty] | 0 | 0 | 0 | 0 | 0 | 0 | 0 | 0 | 0 | 0 | 200 | 0 | 0 | 50 | 0 |  | 0 | 0 | 0 | 0 | 0 | 0 | 0 | 0 | 0 | 200 | 0 | 0 | 50 | 0 | 1 | 0 | 0 | 0 | 0 | 0 | 0 | 0 | 0 | 0 | 0 | 0 | 0 | 0 | 0 | 0
SDGE | Capistrano | 138 | [15 empty] | 0 | 0 | 0 | 0 | 0 | 0 | 0 | 0 | 0 | 0 | 0 | 0 | 0 | 0 | 0 | [29 empty] | 0 | 0 | 0 | 0 | 0 | 0 | 0 | 0 | 0 | 0 | 0 | 0 | 0 | 0 | 0 |  | 0 | 0 | 0 | 0 | 0 | 0 | 0 | 0 | 0 | 0 | 0 | 0 | 0 | 0 | 0 | 0 | 0 | 0 | 0 | 0 | 0 | 0 | 0 | 0 | 0 | 0 | 0 | 0 | 0 | 0 | [14 empty] | 0 | 0 | 0 | 0 | 0 | 0 | 0 | 0 | 0 | 0 | 0 | 0 | 0 | 0 | [15 empty] | 0 | 0 | 0 | 0 | 0 | 0 | 0 | 0 | 0 | 0 | 0 | 0 | 0 | 0 | 0 |  | 0 | 0 | 0 | 0 | 0 | 0 | 0 | 0 | 0 | 0 | 0 | 0 | 0 | 0 | 0 | 0 | 0 | 0 | 0 | 0 | 0 | 0 | 0 | 0 | 0 | 0 | 0 | 0 | 0 | 0
SDGE | Capistrano | 230 | [15 empty] | 0 | 0 | 0 | 0 | 0 | 0 | 0 | 0 | 0 | 0 | 0 | 0 | 0 | 0 | 0 | [29 empty] | 0 | 0 | 0 | 0 | 0 | 0 | 0 | 0 | 0 | 0 | 0 | 0 | 0 | 0 | 0 |  | 0 | 0 | 0 | 0 | 0 | 0 | 0 | 0 | 0 | 0 | 0 | 0 | 0 | 0 | 0 | 0 | 0 | 0 | 0 | 0 | 0 | 0 | 0 | 0 | 0 | 0 | 0 | 0 | 0 | 0 | [14 empty] | 0 | 0 | 0 | 0 | 0 | 0 | 0 | 0 | 0 | 0 | 0 | 0 | 0 | 0 | [15 empty] | 0 | 0 | 0 | 0 | 0 | 0 | 0 | 0 | 0 | 0 | 0 | 0 | 0 | 0 | 0 |  | 0 | 0 | 0 | 0 | 0 | 0 | 0 | 0 | 0 | 0 | 0 | 0 | 0 | 0 | 0 | 0 | 0 | 0 | 0 | 0 | 0 | 0 | 0 | 0 | 0 | 0 | 0 | 0 | 0 | 0
PG&E NGBA | Carberry | 230 | [15 empty] | 0 | 0 | 0 | 0 | 0 | 0 | 0 | 0 | 0 | 0 | 0 | 0 | 0 | 0 | 0 | 0 | 0 | 0 | 0 | 0 | 0 | 0 | 0 | 0 | 0 | 0 | 0 | 0 | 0 | [15 empty] | 0 | 0 | 0 | 0 | 0 | 0 | 0 | 0 | 0 | 0 | 0 | 0 | 0 | 0 | 0 |  | 0 | 0 | 0 | 0 | 0 | 0 | 0 | 0 | 0 | 0 | 0 | 0 | 0 | 0 | 0 | 0 | 0 | 0 | 0 | 0 | 0 | 0 | 0 | 0 | 0 | 0 | 0 | 0 | 0 | 0 | [14 empty] | 0 | 0 | 0 | 0 | 0 | 0 | 0 | 0 | 0 | 0 | 0 | 0 | 0 | 0 | [15 empty] | 0 | 0 | 0 | 0 | 0 | 0 | 0 | 0 | 0 | 0 | 0 | 0 | 0 | 0 | 0 |  | 0 | 0 | 0 | 0 | 0 | 0 | 0 | 0 | 0 | 0 | 0 | 0 | 0 | 0 | 0 | 0 | 0 | 0 | 0 | 0 | 0 | 0 | 0 | 0 | 0 | 0 | 0 | 0 | 0 | 0
SCE Eastern | Cardiff | 66 | [15 empty] | 0 | 0 | 0 | 0 | 0 | 0 | 0 | 0 | 0 | 0 | 0 | 0 | 0 | 0 | 0 | [29 empty] | 0 | 0 | 0 | 0 | 0 | 0 | 0 | 0 | 0 | 0 | 0 | 0 | 0 | 0 | 0 |  | 0 | 0 | 0 | 0 | 0 | 0 | 0 | 0 | 0 | 0 | 0 | 0 | 0 | 0 | 0 | 0 | 0 | 0 | 0 | 0 | 0 | 0 | 0 | 0 | 0 | 0 | 0 | 0 | 0 | 0 | [14 empty] | 0 | 0 | 0 | 0 | 0 | 0 | 0 | 0 | 0 | 0 | 0 | 0 | 0 | 0 | [15 empty] | 0 | 0 | 0 | 0 | 0 | 0 | 0 | 0 | 0 | 0 | 0 | 0 | 0 | 0 | 0 |  | 0 | 0 | 0 | 0 | 0 | 0 | 0 | 0 | 0 | 0 | 0 | 0 | 0 | 0 | 0 | 0 | 0 | 0 | 0 | 0 | 0 | 0 | 0 | 0 | 0 | 0 | 0 | 0 | 0 | 0
PG&E NGBA | Caribou | 60 | [15 empty] | 0 | 0 | 0 | 0 | 0 | 0 | 0 | 0 | 0 | 0 | 0 | 0 | 0 | 0 | 0 | 0 | 0 | 0 | 0 | 0 | 0 | 0 | 0 | 0 | 0 | 0 | 0 | 0 | 0 | [15 empty] | 0 | 0 | 0 | 0 | 0 | 0 | 0 | 0 | 0 | 0 | 0 | 0 | 0 | 0 | 0 |  | 0 | 0 | 0 | 0 | 0 | 0 | 0 | 0 | 0 | 0 | 0 | 0 | 0 | 0 | 0 | 0 | 0 | 0 | 0 | 0 | 0 | 0 | 0 | 0 | 0 | 0 | 0 | 0 | 0 | 0 | [14 empty] | 0 | 0 | 0 | 0 | 0 | 0 | 0 | 0 | 0 | 0 | 0 | 0 | 0 | 0 | [15 empty] | 0 | 0 | 0 | 0 | 0 | 0 | 0 | 0 | 0 | 0 | 0 | 0 | 0 | 0 | 0 |  | 0 | 0 | 0 | 0 | 0 | 0 | 0 | 0 | 0 | 0 | 0 | 0 | 0 | 0 | 0 | 0 | 0 | 0 | 0 | 0 | 0 | 0 | 0 | 0 | 0 | 0 | 0 | 0 | 0 | 0
PG&E NGBA | Caribou | 115 | [15 empty] | 0 | 0 | 0 | 0 | 0 | 0 | 0 | 0 | 0 | 0 | 0 | 0 | 0 | 0 | 0 | 0 | 0 | 0 | 95 | 0 | 0 | 0 | 0 | 0 | 0 | 0 | 0 | 0 | 0 | [15 empty] | 0 | 0 | 0 | 0 | 95 | 0 | 0 | 0 | 0 | 0 | 0 | 0 | 0 | 0 | 0 |  | 0 | 0 | 0 | 95 | 0 | 0 | 0 | 0 | 0 | 0 | 0 | 0 | 0 | 0 | 1 | 0 | 0 | 0 | 0 | 0 | 0 | 0 | 0 | 0 | 0 | 0 | 0 | 0 | 0 | 0 | [14 empty] | 0 | 0 | 0 | 95 | 0 | 0 | 0 | 0 | 0 | 0 | 0 | 0 | 0 | 0 | [15 empty] | 0 | 0 | 0 | 0 | 95 | 0 | 0 | 0 | 0 | 0 | 0 | 0 | 0 | 0 | 0 |  | 0 | 0 | 0 | 95 | 0 | 0 | 0 | 0 | 0 | 0 | 0 | 0 | 0 | 0 | 1 | 0 | 0 | 0 | 0 | 0 | 0 | 0 | 0 | 0 | 0 | 0 | 0 | 0 | 0 | 0
PG&E NGBA | Caribou | 230 | [15 empty] | 0 | 0 | 0 | 0 | 0 | 0 | 0 | 0 | 0 | 0 | 0 | 0 | 0 | 0 | 0 | 0 | 0 | 0 | 0 | 0 | 0 | 0 | 0 | 0 | 0 | 0 | 0 | 0 | 0 | [15 empty] | 0 | 0 | 0 | 0 | 0 | 0 | 0 | 0 | 0 | 0 | 0 | 0 | 0 | 0 | 0 |  | 0 | 0 | 0 | 0 | 0 | 0 | 0 | 0 | 0 | 0 | 0 | 0 | 0 | 0 | 0 | 0 | 0 | 0 | 0 | 0 | 0 | 0 | 0 | 0 | 0 | 0 | 0 | 0 | 0 | 0 | [14 empty] | 0 | 0 | 0 | 0 | 0 | 0 | 0 | 0 | 0 | 0 | 0 | 0 | 0 | 0 | [15 empty] | 0 | 0 | 0 | 0 | 0 | 0 | 0 | 0 | 0 | 0 | 0 | 0 | 0 | 0 | 0 |  | 0 | 0 | 0 | 0 | 0 | 0 | 0 | 0 | 0 | 0 | 0 | 0 | 0 | 0 | 0 | 0 | 0 | 0 | 0 | 0 | 0 | 0 | 0 | 0 | 0 | 0 | 0 | 0 | 0 | 0
EOP | Carpenter Canyon (fka Gamebird) | 138 | [15 empty] | 0 | 0 | 0 | 0 | 0 | 0 | 0 | 0 | 0 | 0 | 0 | 0 | 0 | 0 | 0 | [29 empty] | 0 | 0 | 0 | 0 | 0 | 0 | 0 | 0 | 0 | 0 | 0 | 0 | 0 | 0 | 0 |  | 0 | 0 | 0 | 0 | 0 | 0 | 0 | 0 | 0 | 0 | 0 | 0 | 0 | 0 | 0 | 0 | 0 | 0 | 0 | 0 | 0 | 0 | 0 | 0 | 0 | 0 | 0 | 0 | 0 | 0 | [14 empty] | 0 | 0 | 0 | 0 | 0 | 0 | 0 | 0 | 0 | 0 | 0 | 0 | 0 | 0 | [15 empty] | 0 | 0 | 0 | 0 | 0 | 0 | 0 | 0 | 0 | 0 | 0 | 0 | 0 | 0 | 0 |  | 0 | 0 | 0 | 0 | 0 | 0 | 0 | 0 | 0 | 0 | 0 | 0 | 0 | 0 | 0 | 0 | 0 | 0 | 0 | 0 | 0 | 0 | 0 | 0 | 0 | 0 | 0 | 0 | 0 | 0
EOP | Carpenter Canyon (fka Gamebird) | 230 | [15 empty] | 0 | 0 | 0 | 0 | 0 | 0 | 0 | 0 | 0 | 0 | 0 | 0 | 0 | 0 | 0 | [9 empty] | 550 | 180 |  | 36.5 | [16 empty] | 0 | 0 | 0 | 0 | 0 | 0 | 0 | 0 | 0 | 0 | 550 | 180 | 0 | 36.5 | 0 |  | 0 | 0 | 0 | 0 | 0 | 0 | 0 | 0 | 0 | 550 | 180 | 0 | 36.5 | 0 | 1 | 0 | 0 | 0 | 0 | 0 | 0 | 0 | 0 | 0 | 0 | 0 | 0 | 0 | 0 | 0 | [14 empty] | 0 | 0 | 0 | 0 | 0 | 0 | 0 | 0 | 0 | 550 | 180 | 0 | 36.5 | 0 | [15 empty] | 0 | 0 | 0 | 0 | 0 | 0 | 0 | 0 | 0 | 0 | 550 | 180 | 0 | 36.5 | 0 |  | 0 | 0 | 0 | 0 | 0 | 0 | 0 | 0 | 0 | 550 | 180 | 0 | 36.5 | 0 | 1 | 0 | 0 | 0 | 0 | 0 | 0 | 0 | 0 | 0 | 0 | 0 | 0 | 0 | 0 | 0
PG&E NGBA | Carquinez | 115 | [15 empty] | 0 | 0 | 0 | 0 | 0 | 0 | 0 | 0 | 0 | 0 | 0 | 0 | 0 | 0 | 0 | 0 | 0 | 0 | 0 | 0 | 0 | 0 | 0 | 0 | 0 | 0 | 0 | 0 | 0 | [15 empty] | 0 | 0 | 0 | 0 | 0 | 0 | 0 | 0 | 0 | 0 | 0 | 0 | 0 | 0 | 0 |  | 0 | 0 | 0 | 0 | 0 | 0 | 0 | 0 | 0 | 0 | 0 | 0 | 0 | 0 | 0 | 0 | 0 | 0 | 0 | 0 | 0 | 0 | 0 | 0 | 0 | 0 | 0 | 0 | 0 | 0 | [14 empty] | 0 | 0 | 0 | 0 | 0 | 0 | 0 | 0 | 0 | 0 | 0 | 0 | 0 | 0 | [15 empty] | 0 | 0 | 0 | 0 | 0 | 0 | 0 | 0 | 0 | 0 | 0 | 0 | 0 | 0 | 0 |  | 0 | 0 | 0 | 0 | 0 | 0 | 0 | 0 | 0 | 0 | 0 | 0 | 0 | 0 | 0 | 0 | 0 | 0 | 0 | 0 | 0 | 0 | 0 | 0 | 0 | 0 | 0 | 0 | 0 | 0
SDGE | Carrizo Gorge | 138 | [15 empty] | 0 | 0 | 0 | 0 | 0 | 0 | 0 | 0 | 0 | 0 | 0 | 70 | 0 | 0 | 1 | [29 empty] | 0 | 0 | 0 | 0 | 0 | 0 | 0 | 0 | 0 | 0 | 0 | 0 | 0 | 0 | 0 |  | 0 | 0 | 0 | 0 | 0 | 0 | 0 | 0 | 0 | 0 | 0 | 70 | 0 | 0 | 1 | 0 | 0 | 0 | 0 | 0 | 0 | 0 | 0 | 0 | 0 | 0 | 0 | 0 | 0 | 0 | [14 empty] | 0 | 0 | 0 | 0 | 0 | 0 | 0 | 0 | 0 | 0 | 0 | 0 | 0 | 0 | [15 empty] | 0 | 0 | 0 | 0 | 0 | 0 | 0 | 0 | 0 | 0 | 0 | 0 | 0 | 0 | 0 |  | 0 | 0 | 0 | 0 | 0 | 0 | 0 | 0 | 0 | 0 | 0 | 70 | 0 | 0 | 1 | 0 | 0 | 0 | 0 | 0 | 0 | 0 | 0 | 0 | 0 | 0 | 0 | 0 | 0 | 0
PG&E KERN | Carrizo Plains | 115 | [15 empty] | 0 | 0 | 0 | 0 | 0 | 0 | 0 | 0 | 0 | 0 | 0 | 0 | 0 | 0 | 0 | 0 | 0 | 0 | 0 | 0 | 0 | 0 | 0 | 0 | 0 | 0 | 0 | 0 | 100 | [15 empty] | 0 | 0 | 0 | 0 | 0 | 0 | 0 | 0 | 0 | 0 | 0 | 0 | 0 | 0 | 100 |  | 0 | 0 | 0 | 0 | 0 | 0 | 0 | 0 | 0 | 0 | 0 | 0 | 0 | 100 | 1 | 0 | 0 | 0 | 0 | 0 | 0 | 0 | 0 | 0 | 0 | 0 | 0 | 0 | 0 | 0 | [14 empty] | 0 | 0 | 0 | 0 | 0 | 0 | 0 | 0 | 0 | 0 | 0 | 0 | 0 | 100 | [15 empty] | 0 | 0 | 0 | 0 | 0 | 0 | 0 | 0 | 0 | 0 | 0 | 0 | 0 | 0 | 100 |  | 0 | 0 | 0 | 0 | 0 | 0 | 0 | 0 | 0 | 0 | 0 | 0 | 0 | 100 | 1 | 0 | 0 | 0 | 0 | 0 | 0 | 0 | 0 | 0 | 0 | 0 | 0 | 0 | 0 | 0
PG&E KERN | Casaloma | 230 | [15 empty] | 0 | 0 | 0 | 0 | 0 | 0 | 0 | 0 | 0 | 0 | 0 | 0 | 0 | 0 | 0 | 0 | 0 | 0 | 0 | 0 | 0 | 0 | 0 | 0 | 0 | 0 | 0 | 0 | 0 | [15 empty] | 0 | 0 | 0 | 0 | 0 | 0 | 0 | 0 | 0 | 0 | 0 | 0 | 0 | 0 | 0 |  | 0 | 0 | 0 | 0 | 0 | 0 | 0 | 0 | 0 | 0 | 0 | 0 | 0 | 0 | 0 | 0 | 0 | 0 | 0 | 0 | 0 | 0 | 0 | 0 | 0 | 0 | 0 | 0 | 0 | 0 | [14 empty] | 0 | 0 | 0 | 0 | 0 | 0 | 0 | 0 | 0 | 0 | 0 | 0 | 0 | 0 | [15 empty] | 0 | 0 | 0 | 0 | 0 | 0 | 0 | 0 | 0 | 0 | 0 | 0 | 0 | 0 | 0 |  | 0 | 0 | 0 | 0 | 0 | 0 | 0 | 0 | 0 | 0 | 0 | 0 | 0 | 0 | 0 | 0 | 0 | 0 | 0 | 0 | 0 | 0 | 0 | 0 | 0 | 0 | 0 | 0 | 0 | 0
PG&E GBA | Castro Valley | 230 | [15 empty] | 0 | 0 | 0 | 0 | 0 | 0 | 0 | 0 | 0 | 0 | 0 | 0 | 0 | 0 | 0 | 0 | 0 | 0 | 0 | 0 | 0 | 0 | 0 | 0 | 0 | 0 | 0 | 0 | 0 | [15 empty] | 0 | 0 | 0 | 0 | 0 | 0 | 0 | 0 | 0 | 0 | 0 | 0 | 0 | 0 | 0 |  | 0 | 0 | 0 | 0 | 0 | 0 | 0 | 0 | 0 | 0 | 0 | 0 | 0 | 0 | 0 | 0 | 0 | 0 | 0 | 0 | 0 | 0 | 0 | 0 | 0 | 0 | 0 | 0 | 0 | 0 | [14 empty] | 0 | 0 | 0 | 0 | 0 | 0 | 0 | 0 | 0 | 0 | 0 | 0 | 0 | 0 | [15 empty] | 0 | 0 | 0 | 0 | 0 | 0 | 0 | 0 | 0 | 0 | 0 | 0 | 0 | 0 | 0 |  | 0 | 0 | 0 | 0 | 0 | 0 | 0 | 0 | 0 | 0 | 0 | 0 | 0 | 0 | 0 | 0 | 0 | 0 | 0 | 0 | 0 | 0 | 0 | 0 | 0 | 0 | 0 | 0 | 0 | 0
PG&E GBA | Cayetano | 230 | [15 empty] | 0 | 0 | 0 | 0 | 0 | 0 | 0 | 0 | 0 | 0 | 0 | 0 | 0 | 0 | 0 | 0 | 0 | 0 | 0 | 0 | 0 | 0 | 0 | 0 | 0 | 0 | 0 | 0 | 0 | [15 empty] | 0 | 0 | 0 | 0 | 0 | 0 | 0 | 0 | 0 | 0 | 0 | 0 | 0 | 0 | 0 |  | 0 | 0 | 0 | 0 | 0 | 0 | 0 | 0 | 0 | 0 | 0 | 0 | 0 | 0 | 0 | 0 | 0 | 0 | 0 | 0 | 0 | 0 | 0 | 0 | 0 | 0 | 0 | 0 | 0 | 0 | [14 empty] | 0 | 0 | 0 | 0 | 0 | 0 | 0 | 0 | 0 | 0 | 0 | 0 | 0 | 0 | [15 empty] | 0 | 0 | 0 | 0 | 0 | 0 | 0 | 0 | 0 | 0 | 0 | 0 | 0 | 0 | 0 |  | 0 | 0 | 0 | 0 | 0 | 0 | 0 | 0 | 0 | 0 | 0 | 0 | 0 | 0 | 0 | 0 | 0 | 0 | 0 | 0 | 0 | 0 | 0 | 0 | 0 | 0 | 0 | 0 | 0 | 0
SCE Metro | Center | 230 | [15 empty] | 0 | 0 | 0 | 0 | 0 | 0 | 0 | 0 | 0 | 0 | 0 | 0 | 0 | 0 | 0 | [12 empty] | 200 | [16 empty] | 0 | 0 | 0 | 0 | 0 | 0 | 0 | 0 | 0 | 0 | 0 | 0 | 0 | 200 | 0 |  | 0 | 0 | 0 | 0 | 0 | 0 | 0 | 0 | 0 | 0 | 0 | 0 | 200 | 0 | 1 | 0 | 0 | 0 | 0 | 0 | 0 | 0 | 0 | 0 | 0 | 0 | 0 | 0 | 0 | 0 | [14 empty] | 0 | 0 | 0 | 0 | 0 | 0 | 0 | 0 | 0 | 0 | 0 | 0 | 200 | 0 | [15 empty] | 0 | 0 | 0 | 0 | 0 | 0 | 0 | 0 | 0 | 0 | 0 | 0 | 0 | 200 | 0 |  | 0 | 0 | 0 | 0 | 0 | 0 | 0 | 0 | 0 | 0 | 0 | 0 | 200 | 0 | 1 | 0 | 0 | 0 | 0 | 0 | 0 | 0 | 0 | 0 | 0 | 0 | 0 | 0 | 0 | 0
PG&E KERN | Charca | 115 | [15 empty] | 0 | 0 | 0 | 0 | 0 | 0 | 0 | 0 | 4.62 | 0 | 0 | 0 | 0 | 0 | 1 | 0 | 0 | 0 | 0 | 0 | 0 | 0 | 0 | 0 | 0 | 0 | 0 | 0 | 0 | [15 empty] | 0 | 0 | 0 | 0 | 0 | 0 | 0 | 0 | 0 | 0 | 0 | 0 | 0 | 0 | 0 |  | 0 | 0 | 0 | 0 | 0 | 0 | 0 | 0 | 4.62 | 0 | 0 | 0 | 0 | 0 | 1 | 0 | 0 | 0 | 0 | 0 | 0 | 0 | 0 | 0 | 0 | 0 | 0 | 0 | 0 | 0 | [14 empty] | 0 | 0 | 0 | 0 | 0 | 0 | 0 | 0 | 0 | 0 | 0 | 0 | 0 | 0 | [15 empty] | 0 | 0 | 0 | 0 | 0 | 0 | 0 | 0 | 0 | 0 | 0 | 0 | 0 | 0 | 0 |  | 0 | 0 | 0 | 0 | 0 | 0 | 0 | 0 | 4.62 | 0 | 0 | 0 | 0 | 0 | 1 | 0 | 0 | 0 | 0 | 0 | 0 | 0 | 0 | 0 | 0 | 0 | 0 | 0 | 0 | 0
EOP | Charleston | 138 | [15 empty] | 0 | 0 | 0 | 0 | 0 | 0 | 0 | 0 | 0 | 0 | 0 | 0 | 0 | 0 | 0 | [29 empty] | 0 | 0 | 0 | 0 | 0 | 0 | 0 | 0 | 0 | 0 | 0 | 0 | 0 | 0 | 0 |  | 0 | 0 | 0 | 0 | 0 | 0 | 0 | 0 | 0 | 0 | 0 | 0 | 0 | 0 | 0 | 0 | 0 | 0 | 0 | 0 | 0 | 0 | 0 | 0 | 0 | 0 | 0 | 0 | 0 | 0 | [14 empty] | 0 | 0 | 0 | 0 | 0 | 0 | 0 | 0 | 0 | 0 | 0 | 0 | 0 | 0 | [15 empty] | 0 | 0 | 0 | 0 | 0 | 0 | 0 | 0 | 0 | 0 | 0 | 0 | 0 | 0 | 0 |  | 0 | 0 | 0 | 0 | 0 | 0 | 0 | 0 | 0 | 0 | 0 | 0 | 0 | 0 | 0 | 0 | 0 | 0 | 0 | 0 | 0 | 0 | 0 | 0 | 0 | 0 | 0 | 0 | 0 | 0
SCE Metro | Chevmain | 230 | [15 empty] | 0 | 0 | 0 | 0 | 0 | 0 | 0 | 0 | 0 | 0 | 0 | 0 | 0 | 0 | 0 | [12 empty] | 500 | [16 empty] | 0 | 0 | 0 | 0 | 0 | 0 | 0 | 0 | 0 | 0 | 0 | 0 | 0 | 500 | 0 |  | 0 | 0 | 0 | 0 | 0 | 0 | 0 | 0 | 0 | 0 | 0 | 0 | 500 | 0 | 1 | 0 | 0 | 0 | 0 | 0 | 0 | 0 | 0 | 0 | 0 | 0 | 0 | 0 | 0 | 0 | [14 empty] | 0 | 0 | 0 | 0 | 0 | 0 | 0 | 0 | 0 | 0 | 0 | 0 | 500 | 0 | [15 empty] | 0 | 0 | 0 | 0 | 0 | 0 | 0 | 0 | 0 | 0 | 0 | 0 | 0 | 500 | 0 |  | 0 | 0 | 0 | 0 | 0 | 0 | 0 | 0 | 0 | 0 | 0 | 0 | 500 | 0 | 1 | 0 | 0 | 0 | 0 | 0 | 0 | 0 | 0 | 0 | 0 | 0 | 0 | 0 | 0 | 0
SDGE | Chicarita | 138 | [15 empty] | 0 | 0 | 0 | 0 | 0 | 0 | 0 | 0 | 0 | 0 | 0 | 0 | 0 | 0 | 0 | [29 empty] | 0 | 0 | 0 | 0 | 0 | 0 | 0 | 0 | 0 | 0 | 0 | 0 | 0 | 0 | 0 |  | 0 | 0 | 0 | 0 | 0 | 0 | 0 | 0 | 0 | 0 | 0 | 0 | 0 | 0 | 0 | 0 | 0 | 0 | 0 | 0 | 0 | 0 | 0 | 0 | 0 | 0 | 0 | 0 | 0 | 0 | [14 empty] | 0 | 0 | 0 | 0 | 0 | 0 | 0 | 0 | 0 | 0 | 0 | 0 | 0 | 0 | [15 empty] | 0 | 0 | 0 | 0 | 0 | 0 | 0 | 0 | 0 | 0 | 0 | 0 | 0 | 0 | 0 |  | 0 | 0 | 0 | 0 | 0 | 0 | 0 | 0 | 0 | 0 | 0 | 0 | 0 | 0 | 0 | 0 | 0 | 0 | 0 | 0 | 0 | 0 | 0 | 0 | 0 | 0 | 0 | 0 | 0 | 0
SCE Metro | Chino | 230 | [15 empty] | 0 | 0 | 0 | 0 | 0 | 0 | 0 | 0 | 0 | 0 | 0 | 225 | 0 | 0 | 1 | [29 empty] | 0 | 0 | 0 | 0 | 0 | 0 | 0 | 0 | 0 | 0 | 0 | 0 | 0 | 0 | 0 |  | 0 | 0 | 0 | 0 | 0 | 0 | 0 | 0 | 0 | 0 | 0 | 225 | 0 | 0 | 1 | 0 | 0 | 0 | 0 | 0 | 0 | 0 | 0 | 0 | 0 | 0 | 0 | 0 | 0 | 0 | [14 empty] | 0 | 0 | 0 | 0 | 0 | 0 | 0 | 0 | 0 | 0 | 0 | 0 | 0 | 0 | [15 empty] | 0 | 0 | 0 | 0 | 0 | 0 | 0 | 0 | 0 | 0 | 0 | 0 | 0 | 0 | 0 |  | 0 | 0 | 0 | 0 | 0 | 0 | 0 | 0 | 0 | 0 | 0 | 225 | 0 | 0 | 1 | 0 | 0 | 0 | 0 | 0 | 0 | 0 | 0 | 0 | 0 | 0 | 0 | 0 | 0 | 0
PG&E FRESNO | Chowchilla | 115 | [15 empty] | 0 | 0 | 0 | 0 | 0 | 0 | 0 | 0 | 7.56 | 0 | 0 | 0 | 0 | 0 | 1 | 0 | 0 | 0 | 0 | 0 | 0 | 0 | 0 | 0 | 50 | 0 | 0 | 50 | 0 | [15 empty] | 0 | 0 | 0 | 0 | 0 | 0 | 0 | 0 | 0 | 0 | 50 | 0 | 0 | 50 | 0 |  | 0 | 0 | 0 | 0 | 0 | 0 | 0 | 0 | 7.56 | 50 | 0 | 0 | 50 | 0 | 1 | 0 | 0 | 0 | 0 | 0 | 0 | 0 | 0 | 0 | 0 | 0 | 0 | 0 | 0 | 0 | 0 | 0 | 0 | 0 | 0 | 0 | 0 | 0 | 0 | 0 | 0 | 0 | 0 | 0 | 0 | 0 | 0 | 0 | 0 | 0 | 0 | 0 | 0 | 50 | 0 | 0 | 50 | 0 | [15 empty] | 0 | 0 | 0 | 0 | 0 | 0 | 0 | 0 | 0 | 0 | 50 | 0 | 0 | 50 | 0 |  | 0 | 0 | 0 | 0 | 0 | 0 | 0 | 0 | 7.56 | 50 | 0 | 0 | 50 | 0 | 1 | 0 | 0 | 0 | 0 | 0 | 0 | 0 | 0 | 0 | 0 | 0 | 0 | 0 | 0 | 0
PG&E GBA | Christie | 60 | [15 empty] | 0 | 0 | 0 | 0 | 0 | 0 | 0 | 0 | 0 | 0 | 0 | 0 | 0 | 0 | 0 | 0 | 0 | 0 | 0 | 0 | 0 | 0 | 0 | 0 | 0 | 0 | 0 | 0 | 0 | [15 empty] | 0 | 0 | 0 | 0 | 0 | 0 | 0 | 0 | 0 | 0 | 0 | 0 | 0 | 0 | 0 |  | 0 | 0 | 0 | 0 | 0 | 0 | 0 | 0 | 0 | 0 | 0 | 0 | 0 | 0 | 0 | 0 | 0 | 0 | 0 | 0 | 0 | 0 | 0 | 0 | 0 | 0 | 0 | 0 | 0 | 0 | [14 empty] | 0 | 0 | 0 | 0 | 0 | 0 | 0 | 0 | 0 | 0 | 0 | 0 | 0 | 0 | [15 empty] | 0 | 0 | 0 | 0 | 0 | 0 | 0 | 0 | 0 | 0 | 0 | 0 | 0 | 0 | 0 |  | 0 | 0 | 0 | 0 | 0 | 0 | 0 | 0 | 0 | 0 | 0 | 0 | 0 | 0 | 0 | 0 | 0 | 0 | 0 | 0 | 0 | 0 | 0 | 0 | 0 | 0 | 0 | 0 | 0 | 0
PG&E GBA | Christie | 115 | [15 empty] | 0 | 0 | 0 | 0 | 0 | 0 | 0 | 0 | 0 | 0 | 0 | 0 | 0 | 0 | 0 | 0 | 0 | 0 | 0 | 0 | 0 | 0 | 0 | 0 | 0 | 0 | 0 | 0 | 0 | [15 empty] | 0 | 0 | 0 | 0 | 0 | 0 | 0 | 0 | 0 | 0 | 0 | 0 | 0 | 0 | 0 |  | 0 | 0 | 0 | 0 | 0 | 0 | 0 | 0 | 0 | 0 | 0 | 0 | 0 | 0 | 0 | 0 | 0 | 0 | 0 | 0 | 0 | 0 | 0 | 0 | 0 | 0 | 0 | 0 | 0 | 0 | [14 empty] | 0 | 0 | 0 | 0 | 0 | 0 | 0 | 0 | 0 | 0 | 0 | 0 | 0 | 0 | [15 empty] | 0 | 0 | 0 | 0 | 0 | 0 | 0 | 0 | 0 | 0 | 0 | 0 | 0 | 0 | 0 |  | 0 | 0 | 0 | 0 | 0 | 0 | 0 | 0 | 0 | 0 | 0 | 0 | 0 | 0 | 0 | 0 | 0 | 0 | 0 | 0 | 0 | 0 | 0 | 0 | 0 | 0 | 0 | 0 | 0 | 0
SCE Eastern | Cielo Azul | 500 | [15 empty] | 0 | 0 | 0 | 0 | 0 | 0 | 0 | 0 | 0 | 0 | 2025 | 471.516 | 0 | 0 | 1 | [9 empty] | 150 | 300 | [18 empty] | 0 | 0 | 0 | 0 | 0 | 0 | 0 | 0 | 0 | 0 | 150 | 300 | 0 | 0 | 0 |  | 0 | 0 | 0 | 0 | 0 | 0 | 0 | 0 | 0 | 150 | 2325 | 471.516 | 0 | 0 | 1 | 0 | 0 | 0 | 0 | 0 | 0 | 0 | 0 | 0 | 0 | 0 | 0 | 0 | 0 | 0 | [14 empty] | 0 | 0 | 0 | 0 | 0 | 0 | 0 | 0 | 0 | 150 | 300 | 0 | 0 | 0 | [15 empty] | 0 | 0 | 0 | 0 | 0 | 0 | 0 | 0 | 0 | 0 | 150 | 300 | 0 | 0 | 0 |  | 0 | 0 | 0 | 0 | 0 | 0 | 0 | 0 | 0 | 150 | 2325 | 471.516 | 0 | 0 | 1 | 0 | 0 | 0 | 0 | 0 | 0 | 0 | 0 | 0 | 0 | 0 | 0 | 0 | 0 | 0
PG&E GBA | Clay | 60 | [15 empty] | 0 | 0 | 0 | 0 | 0 | 0 | 0 | 0 | 0 | 0 | 0 | 0 | 0 | 0 | 0 | 0 | 0 | 0 | 0 | 0 | 0 | 0 | 0 | 0 | 0 | 0 | 0 | 0 | 0 | [15 empty] | 0 | 0 | 0 | 0 | 0 | 0 | 0 | 0 | 0 | 0 | 0 | 0 | 0 | 0 | 0 |  | 0 | 0 | 0 | 0 | 0 | 0 | 0 | 0 | 0 | 0 | 0 | 0 | 0 | 0 | 0 | 0 | 0 | 0 | 0 | 0 | 0 | 0 | 0 | 0 | 0 | 0 | 0 | 0 | 0 | 0 | [14 empty] | 0 | 0 | 0 | 0 | 0 | 0 | 0 | 0 | 0 | 0 | 0 | 0 | 0 | 0 | [15 empty] | 0 | 0 | 0 | 0 | 0 | 0 | 0 | 0 | 0 | 0 | 0 | 0 | 0 | 0 | 0 |  | 0 | 0 | 0 | 0 | 0 | 0 | 0 | 0 | 0 | 0 | 0 | 0 | 0 | 0 | 0 | 0 | 0 | 0 | 0 | 0 | 0 | 0 | 0 | 0 | 0 | 0 | 0 | 0 | 0 | 0
PG&E GBA | Clayton | 115 | [15 empty] | 0 | 0 | 0 | 0 | 0 | 0 | 0 | 0 | 0 | 0 | 0 | 0 | 0 | 0 | 0 | 0 | 0 | 0 | 0 | 0 | 0 | 0 | 0 | 0 | 0 | 0 | 0 | 0 | 0 | [15 empty] | 0 | 0 | 0 | 0 | 0 | 0 | 0 | 0 | 0 | 0 | 0 | 0 | 0 | 0 | 0 |  | 0 | 0 | 0 | 0 | 0 | 0 | 0 | 0 | 0 | 0 | 0 | 0 | 0 | 0 | 0 | 0 | 0 | 0 | 0 | 0 | 0 | 0 | 0 | 0 | 0 | 0 | 0 | 0 | 0 | 0 | [14 empty] | 0 | 0 | 0 | 0 | 0 | 0 | 0 | 0 | 0 | 0 | 0 | 0 | 0 | 0 | [15 empty] | 0 | 0 | 0 | 0 | 0 | 0 | 0 | 0 | 0 | 0 | 0 | 0 | 0 | 0 | 0 |  | 0 | 0 | 0 | 0 | 0 | 0 | 0 | 0 | 0 | 0 | 0 | 0 | 0 | 0 | 0 | 0 | 0 | 0 | 0 | 0 | 0 | 0 | 0 | 0 | 0 | 0 | 0 | 0 | 0 | 0
PG&E NGBA | Cloverdale | 115 | [15 empty] | 4.2 | 0 | 0 | 0 | 0 | 0 | 0 | 0 | 0 | 0 | 0 | 0 | 0 | 0 | 1 | 0 | 0 | 0 | 0 | 0 | 0 | 0 | 0 | 0 | 0 | 0 | 0 | 0 | 0 | [15 empty] | 0 | 0 | 0 | 0 | 0 | 0 | 0 | 0 | 0 | 0 | 0 | 0 | 0 | 0 | 0 |  | 4.2 | 0 | 0 | 0 | 0 | 0 | 0 | 0 | 0 | 0 | 0 | 0 | 0 | 0 | 1 | 0 | 0 | 0 | 0 | 0 | 0 | 0 | 0 | 0 | 0 | 0 | 0 | 0 | 0 | 0 | [14 empty] | 0 | 0 | 0 | 0 | 0 | 0 | 0 | 0 | 0 | 0 | 0 | 0 | 0 | 0 | [15 empty] | 0 | 0 | 0 | 0 | 0 | 0 | 0 | 0 | 0 | 0 | 0 | 0 | 0 | 0 | 0 |  | 4.2 | 0 | 0 | 0 | 0 | 0 | 0 | 0 | 0 | 0 | 0 | 0 | 0 | 0 | 1 | 0 | 0 | 0 | 0 | 0 | 0 | 0 | 0 | 0 | 0 | 0 | 0 | 0 | 0 | 0
PG&E FRESNO | Clovis | 115 | [15 empty] | 0 | 0 | 0 | 0 | 0 | 0 | 0 | 0 | 0 | 0 | 0 | 0 | 0 | 0 | 0 | 0 | 0 | 0 | 0 | 0 | 0 | 0 | 0 | 0 | 0 | 0 | 0 | 0 | 0 | [15 empty] | 0 | 0 | 0 | 0 | 0 | 0 | 0 | 0 | 0 | 0 | 0 | 0 | 0 | 0 | 0 |  | 0 | 0 | 0 | 0 | 0 | 0 | 0 | 0 | 0 | 0 | 0 | 0 | 0 | 0 | 0 | 0 | 0 | 0 | 0 | 0 | 0 | 0 | 0 | 0 | 0 | 0 | 0 | 0 | 0 | 0 | 0 | 0 | 0 | 0 | 0 | 0 | 0 | 0 | 0 | 0 | 0 | 0 | 0 | 0 | 0 | 0 | 0 | 0 | 0 | 0 | 0 | 0 | 0 | 0 | 0 | 0 | 0 | 0 | [15 empty] | 0 | 0 | 0 | 0 | 0 | 0 | 0 | 0 | 0 | 0 | 0 | 0 | 0 | 0 | 0 |  | 0 | 0 | 0 | 0 | 0 | 0 | 0 | 0 | 0 | 0 | 0 | 0 | 0 | 0 | 0 | 0 | 0 | 0 | 0 | 0 | 0 | 0 | 0 | 0 | 0 | 0 | 0 | 0 | 0 | 0
PG&E GBA | Coburn | 230 | [15 empty] | 0 | 0 | 0 | 0 | 0 | 0 | 0 | 0 | 0 | 0 | 0 | 0 | 0 | 0 | 0 | 0 | 0 | 0 | 0 | 0 | 0 | 0 | 0 | 0 | 0 | 0 | 0 | 2 | 0 | [15 empty] | 0 | 0 | 0 | 0 | 0 | 0 | 0 | 0 | 0 | 0 | 0 | 0 | 0 | 2 | 0 |  | 0 | 0 | 0 | 0 | 0 | 0 | 0 | 0 | 0 | 0 | 0 | 0 | 0 | 0 | 0 | 0 | 0 | 0 | 0 | 0 | 0 | 0 | 0 | 0 | 0 | 0 | 0 | 0 | 0 | 0 | [14 empty] | 0 | 0 | 0 | 0 | 0 | 0 | 0 | 0 | 0 | 0 | 0 | 0 | 2 | 0 | [15 empty] | 0 | 0 | 0 | 0 | 0 | 0 | 0 | 0 | 0 | 0 | 0 | 0 | 0 | 2 | 0 |  | 0 | 0 | 0 | 0 | 0 | 0 | 0 | 0 | 0 | 0 | 0 | 0 | 2 | 0 | 1 | 0 | 0 | 0 | 0 | 0 | 0 | 0 | 0 | 0 | 0 | 0 | 0 | 0 | 0 | 0
PG&E GBA | Coburn | 60 | [15 empty] | 0 | 0 | 0 | 0 | 0 | 0 | 0 | 0 | 0 | 0 | 0 | 0 | 0 | 0 | 0 | 0 | 0 | 0 | 0 | 0 | 0 | 0 | 0 | 0 | 0 | 0 | 0 | 0 | 0 | [15 empty] | 0 | 0 | 0 | 0 | 0 | 0 | 0 | 0 | 0 | 0 | 0 | 0 | 0 | 0 | 0 |  | 0 | 0 | 0 | 0 | 0 | 0 | 0 | 0 | 0 | 0 | 0 | 0 | 0 | 0 | 0 | 0 | 0 | 0 | 0 | 0 | 0 | 0 | 0 | 0 | 0 | 0 | 0 | 0 | 0 | 0 | [14 empty] | 0 | 0 | 0 | 0 | 0 | 0 | 0 | 0 | 0 | 0 | 0 | 0 | 0 | 0 | [15 empty] | 0 | 0 | 0 | 0 | 0 | 0 | 0 | 0 | 0 | 0 | 0 | 0 | 0 | 0 | 0 |  | 0 | 0 | 0 | 0 | 0 | 0 | 0 | 0 | 0 | 0 | 0 | 0 | 0 | 0 | 0 | 0 | 0 | 0 | 0 | 0 | 0 | 0 | 0 | 0 | 0 | 0 | 0 | 0 | 0 | 0
PG&E NGBA | Colgate | 230 | [15 empty] | 0 | 0 | 0 | 0 | 0 | 0 | 0 | 0 | 0 | 0 | 0 | 0 | 0 | 0 | 0 | 0 | 0 | 0 | 0 | 0 | 0 | 0 | 0 | 0 | 0 | 0 | 0 | 0 | 0 | [15 empty] | 0 | 0 | 0 | 0 | 0 | 0 | 0 | 0 | 0 | 0 | 0 | 0 | 0 | 0 | 0 |  | 0 | 0 | 0 | 0 | 0 | 0 | 0 | 0 | 0 | 0 | 0 | 0 | 0 | 0 | 0 | 0 | 0 | 0 | 0 | 0 | 0 | 0 | 0 | 0 | 0 | 0 | 0 | 0 | 0 | 0 | [14 empty] | 0 | 0 | 0 | 0 | 0 | 0 | 0 | 0 | 0 | 0 | 0 | 0 | 0 | 0 | [15 empty] | 0 | 0 | 0 | 0 | 0 | 0 | 0 | 0 | 0 | 0 | 0 | 0 | 0 | 0 | 0 |  | 0 | 0 | 0 | 0 | 0 | 0 | 0 | 0 | 0 | 0 | 0 | 0 | 0 | 0 | 0 | 0 | 0 | 0 | 0 | 0 | 0 | 0 | 0 | 0 | 0 | 0 | 0 | 0 | 0 | 0
PG&E GBA | Collierville | 230 | [15 empty] | 0 | 0 | 0 | 0 | 0 | 0 | 0 | 0 | 0 | 0 | 0 | 0 | 0 | 0 | 0 | 0 | 0 | 0 | 0 | 0 | 0 | 0 | 0 | 0 | 0 | 0 | 0 | 0 | 0 | [15 empty] | 0 | 0 | 0 | 0 | 0 | 0 | 0 | 0 | 0 | 0 | 0 | 0 | 0 | 0 | 0 |  | 0 | 0 | 0 | 0 | 0 | 0 | 0 | 0 | 0 | 0 | 0 | 0 | 0 | 0 | 0 | 0 | 0 | 0 | 0 | 0 | 0 | 0 | 0 | 0 | 0 | 0 | 0 | 0 | 0 | 0 | [14 empty] | 0 | 0 | 0 | 0 | 0 | 0 | 0 | 0 | 0 | 0 | 0 | 0 | 0 | 0 | [15 empty] | 0 | 0 | 0 | 0 | 0 | 0 | 0 | 0 | 0 | 0 | 0 | 0 | 0 | 0 | 0 |  | 0 | 0 | 0 | 0 | 0 | 0 | 0 | 0 | 0 | 0 | 0 | 0 | 0 | 0 | 0 | 0 | 0 | 0 | 0 | 0 | 0 | 0 | 0 | 0 | 0 | 0 | 0 | 0 | 0 | 0
PG&E GBA | Collinsville | 230 | [15 empty] | 0 | 0 | 0 | 0 | 0 | 0 | 0 | 0 | 0 | 0 | 0 | 0 | 0 | 0 | 0 | 0 | 0 | 0 | 0 | 0 | 0 | 0 | 0 | 0 | 0 | 0 | 0 | 0 | 0 | [15 empty] | 0 | 0 | 0 | 0 | 0 | 0 | 0 | 0 | 0 | 0 | 0 | 0 | 0 | 0 | 0 |  | 0 | 0 | 0 | 0 | 0 | 0 | 0 | 0 | 0 | 0 | 0 | 0 | 0 | 0 | 0 | 0 | 0 | 0 | 0 | 0 | 0 | 0 | 0 | 0 | 0 | 0 | 0 | 0 | 0 | 0 | [14 empty] | 0 | 0 | 0 | 0 | 0 | 0 | 0 | 0 | 0 | 0 | 0 | 0 | 0 | 0 | [15 empty] | 0 | 0 | 0 | 0 | 0 | 0 | 0 | 0 | 0 | 0 | 0 | 0 | 0 | 0 | 0 |  | 0 | 0 | 0 | 0 | 0 | 0 | 0 | 0 | 0 | 0 | 0 | 0 | 0 | 0 | 0 | 0 | 0 | 0 | 0 | 0 | 0 | 0 | 0 | 0 | 0 | 0 | 0 | 0 | 0 | 0
PG&E GBA | Collinsville | 500 | [15 empty] | 0 | 0 | 0 | 0 | 0 | 0 | 0 | 0 | 0 | 0 | 0 | 0 | 0 | 0 | 0 | 0 | 0 | 0 | 0 | 0 | 0 | 0 | 0 | 0 | 0 | 0 | 0 | 0 | 0 | [15 empty] | 0 | 0 | 0 | 0 | 0 | 0 | 0 | 0 | 0 | 0 | 0 | 0 | 0 | 0 | 0 |  | 0 | 0 | 0 | 0 | 0 | 0 | 0 | 0 | 0 | 0 | 0 | 0 | 0 | 0 | 0 | 0 | 0 | 0 | 0 | 0 | 0 | 0 | 0 | 0 | 0 | 0 | 0 | 0 | 0 | 0 | [14 empty] | 0 | 0 | 0 | 0 | 0 | 0 | 0 | 0 | 0 | 0 | 0 | 0 | 0 | 0 | [15 empty] | 0 | 0 | 0 | 0 | 0 | 0 | 0 | 0 | 0 | 0 | 0 | 0 | 0 | 0 | 0 |  | 0 | 0 | 0 | 0 | 0 | 0 | 0 | 0 | 0 | 0 | 0 | 0 | 0 | 0 | 0 | 0 | 0 | 0 | 0 | 0 | 0 | 0 | 0 | 0 | 0 | 0 | 0 | 0 | 0 | 0
SCE Eastern | Colorado River | 230 | [15 empty] | 0 | 0 | 0 | 0 | 0 | 0 | 0 | 0 | 0 | 0 | 500 | 30 | 0 | 0 | 1 | [9 empty] | 100 | 200 | [18 empty] | 0 | 0 | 0 | 0 | 0 | 0 | 0 | 0 | 0 | 0 | 100 | 200 | 0 | 0 | 0 |  | 0 | 0 | 0 | 0 | 0 | 0 | 0 | 0 | 0 | 100 | 700 | 30 | 0 | 0 | 1 | 0 | 0 | 0 | 0 | 0 | 0 | 0 | 0 | 0 | 0 | 0 | 0 | 0 | 0 | 0 | [14 empty] | 0 | 0 | 0 | 0 | 0 | 0 | 0 | 0 | 0 | 100 | 200 | 0 | 0 | 0 | [15 empty] | 0 | 0 | 0 | 0 | 0 | 0 | 0 | 0 | 0 | 0 | 100 | 200 | 0 | 0 | 0 |  | 0 | 0 | 0 | 0 | 0 | 0 | 0 | 0 | 0 | 100 | 700 | 30 | 0 | 0 | 1 | 0 | 0 | 0 | 0 | 0 | 0 | 0 | 0 | 0 | 0 | 0 | 0 | 0 | 0 | 0
SCE Eastern | Colorado River | 500 | [15 empty] | 0 | 0 | 0 | 0 | 0 | 0 | 0 | 0 | 0 | 0 | 0 | 0 | 0 | 0 | 0 | [29 empty] | 0 | 0 | 0 | 0 | 0 | 0 | 0 | 0 | 0 | 0 | 0 | 0 | 0 | 0 | 0 |  | 0 | 0 | 0 | 0 | 0 | 0 | 0 | 0 | 0 | 0 | 0 | 0 | 0 | 0 | 0 | 0 | 0 | 0 | 0 | 0 | 0 | 0 | 0 | 0 | 0 | 0 | 0 | 0 | 0 | 0 | [14 empty] | 0 | 0 | 0 | 0 | 0 | 0 | 0 | 0 | 0 | 0 | 0 | 0 | 0 | 0 | [15 empty] | 0 | 0 | 0 | 0 | 0 | 0 | 0 | 0 | 0 | 0 | 0 | 0 | 0 | 0 | 0 |  | 0 | 0 | 0 | 0 | 0 | 0 | 0 | 0 | 0 | 0 | 0 | 0 | 0 | 0 | 0 | 0 | 0 | 0 | 0 | 0 | 0 | 0 | 0 | 0 | 0 | 0 | 0 | 0 | 0 | 0
PG&E KERN | Columbus | 115 | [15 empty] | 0 | 0 | 0 | 0 | 0 | 0 | 0 | 0 | 0 | 0 | 0 | 0 | 0 | 0 | 0 | 0 | 0 | 0 | 0 | 0 | 0 | 0 | 0 | 0 | 100 | 130 | 0 | 20 | 0 | [15 empty] | 0 | 0 | 0 | 0 | 0 | 0 | 0 | 0 | 0 | 0 | 100 | 130 | 0 | 20 | 0 |  | 0 | 0 | 0 | 0 | 0 | 0 | 0 | 0 | 0 | 100 | 130 | 0 | 20 | 0 | 1 | 0 | 0 | 0 | 0 | 0 | 0 | 0 | 0 | 0 | 0 | 0 | 0 | 0 | 0 | 0 | [14 empty] | 0 | 0 | 0 | 0 | 0 | 0 | 0 | 0 | 0 | 100 | 130 | 0 | 20 | 0 | [15 empty] | 0 | 0 | 0 | 0 | 0 | 0 | 0 | 0 | 0 | 0 | 100 | 130 | 0 | 20 | 0 |  | 0 | 0 | 0 | 0 | 0 | 0 | 0 | 0 | 0 | 100 | 130 | 0 | 20 | 0 | 1 | 0 | 0 | 0 | 0 | 0 | 0 | 0 | 0 | 0 | 0 | 0 | 0 | 0 | 0 | 0
PG&E GBA | Contra Costa | 115 | [15 empty] | 0 | 0 | 0 | 0 | 0 | 0 | 0 | 0 | 0 | 0 | 0 | 0 | 0 | 0 | 0 | 0 | 0 | 0 | 0 | 0 | 0 | 0 | 0 | 0 | 0 | 0 | 0 | 0 | 0 | [15 empty] | 0 | 0 | 0 | 0 | 0 | 0 | 0 | 0 | 0 | 0 | 0 | 0 | 0 | 0 | 0 |  | 0 | 0 | 0 | 0 | 0 | 0 | 0 | 0 | 0 | 0 | 0 | 0 | 0 | 0 | 0 | 0 | 0 | 0 | 0 | 0 | 0 | 0 | 0 | 0 | 0 | 0 | 0 | 0 | 0 | 0 | [14 empty] | 0 | 0 | 0 | 0 | 0 | 0 | 0 | 0 | 0 | 0 | 0 | 0 | 0 | 0 | [15 empty] | 0 | 0 | 0 | 0 | 0 | 0 | 0 | 0 | 0 | 0 | 0 | 0 | 0 | 0 | 0 |  | 0 | 0 | 0 | 0 | 0 | 0 | 0 | 0 | 0 | 0 | 0 | 0 | 0 | 0 | 0 | 0 | 0 | 0 | 0 | 0 | 0 | 0 | 0 | 0 | 0 | 0 | 0 | 0 | 0 | 0
PG&E GBA | Contra Costa | 230 | [15 empty] | 0 | 0 | 0 | 0 | 0 | 0 | 0 | 0 | 0 | 0 | 0 | 0 | 0 | 0 | 0 | 0 | 0 | 0 | 0 | 0 | 0 | 0 | 0 | 0 | 0 | 0 | 0 | 0 | 0 | [15 empty] | 0 | 0 | 0 | 0 | 0 | 0 | 0 | 0 | 0 | 0 | 0 | 0 | 0 | 0 | 0 |  | 0 | 0 | 0 | 0 | 0 | 0 | 0 | 0 | 0 | 0 | 0 | 0 | 0 | 0 | 0 | 0 | 0 | 0 | 0 | 0 | 0 | 0 | 0 | 0 | 0 | 0 | 0 | 0 | 0 | 0 | [14 empty] | 0 | 0 | 0 | 0 | 0 | 0 | 0 | 0 | 0 | 0 | 0 | 0 | 0 | 0 | [15 empty] | 0 | 0 | 0 | 0 | 0 | 0 | 0 | 0 | 0 | 0 | 0 | 0 | 0 | 0 | 0 |  | 0 | 0 | 0 | 0 | 0 | 0 | 0 | 0 | 0 | 0 | 0 | 0 | 0 | 0 | 0 | 0 | 0 | 0 | 0 | 0 | 0 | 0 | 0 | 0 | 0 | 0 | 0 | 0 | 0 | 0
PG&E GBA | Contra Costa PP | 230 | [15 empty] | 0 | 0 | 0 | 0 | 0 | 0 | 0 | 0 | 0 | 0 | 0 | 0 | 0 | 0 | 0 | 0 | 0 | 0 | 0 | 0 | 0 | 0 | 0 | 0 | 0 | 0 | 0 | 0 | 0 | [15 empty] | 0 | 0 | 0 | 0 | 0 | 0 | 0 | 0 | 0 | 0 | 0 | 0 | 0 | 0 | 0 |  | 0 | 0 | 0 | 0 | 0 | 0 | 0 | 0 | 0 | 0 | 0 | 0 | 0 | 0 | 0 | 0 | 0 | 0 | 0 | 0 | 0 | 0 | 0 | 0 | 0 | 0 | 0 | 0 | 0 | 0 | [14 empty] | 0 | 0 | 0 | 0 | 0 | 0 | 0 | 0 | 0 | 0 | 0 | 0 | 0 | 0 | [15 empty] | 0 | 0 | 0 | 0 | 0 | 0 | 0 | 0 | 0 | 0 | 0 | 0 | 0 | 0 | 0 |  | 0 | 0 | 0 | 0 | 0 | 0 | 0 | 0 | 0 | 0 | 0 | 0 | 0 | 0 | 0 | 0 | 0 | 0 | 0 | 0 | 0 | 0 | 0 | 0 | 0 | 0 | 0 | 0 | 0 | 0
SCE NOL | Control | 115 | [15 empty] | 0 | 0 | 0 | 0 | 0 | 0 | 0 | 0 | 0 | 0 | 0 | 0 | 0 | 0 | 0 | 116.8 | [28 empty] | 0 | 116.8 | 0 | 0 | 0 | 0 | 0 | 0 | 0 | 0 | 0 | 0 | 0 | 0 | 0 |  | 116.8 | 0 | 0 | 0 | 0 | 0 | 0 | 0 | 0 | 0 | 0 | 0 | 0 | 0 | 1 | 0 | 0 | 0 | 0 | 0 | 0 | 0 | 0 | 0 | 0 | 0 | 0 | 0 | 0 | 0 | [14 empty] | 116.8 | 0 | 0 | 0 | 0 | 0 | 0 | 0 | 0 | 0 | 0 | 0 | 0 | 0 | [15 empty] | 0 | 116.8 | 0 | 0 | 0 | 0 | 0 | 0 | 0 | 0 | 0 | 0 | 0 | 0 | 0 |  | 116.8 | 0 | 0 | 0 | 0 | 0 | 0 | 0 | 0 | 0 | 0 | 0 | 0 | 0 | 1 | 0 | 0 | 0 | 0 | 0 | 0 | 0 | 0 | 0 | 0 | 0 | 0 | 0 | 0 | 0
SCE NOL | Control | 55 | [15 empty] | 0 | 0 | 0 | 0 | 0 | 0 | 0 | 0 | 0 | 0 | 0 | 0 | 0 | 0 | 0 | [29 empty] | 0 | 0 | 0 | 0 | 0 | 0 | 0 | 0 | 0 | 0 | 0 | 0 | 0 | 0 | 0 |  | 0 | 0 | 0 | 0 | 0 | 0 | 0 | 0 | 0 | 0 | 0 | 0 | 0 | 0 | 0 | 0 | 0 | 0 | 0 | 0 | 0 | 0 | 0 | 0 | 0 | 0 | 0 | 0 | 0 | 0 | [14 empty] | 0 | 0 | 0 | 0 | 0 | 0 | 0 | 0 | 0 | 0 | 0 | 0 | 0 | 0 | [15 empty] | 0 | 0 | 0 | 0 | 0 | 0 | 0 | 0 | 0 | 0 | 0 | 0 | 0 | 0 | 0 |  | 0 | 0 | 0 | 0 | 0 | 0 | 0 | 0 | 0 | 0 | 0 | 0 | 0 | 0 | 0 | 0 | 0 | 0 | 0 | 0 | 0 | 0 | 0 | 0 | 0 | 0 | 0 | 0 | 0 | 0
PG&E GBA | Cooley Landing | 115 | [15 empty] | 0 | 0 | 0 | 0 | 0 | 0 | 0 | 0 | 0 | 0 | 0 | 0 | 0 | 0 | 0 | 0 | 0 | 0 | 0 | 0 | 0 | 0 | 0 | 0 | 0 | 50 | 0 | 0 | 0 | [15 empty] | 0 | 0 | 0 | 0 | 0 | 0 | 0 | 0 | 0 | 0 | 0 | 50 | 0 | 0 | 0 |  | 0 | 0 | 0 | 0 | 0 | 0 | 0 | 0 | 0 | 0 | 50 | 0 | 0 | 0 | 1 | 0 | 0 | 0 | 0 | 0 | 0 | 0 | 0 | 0 | 0 | 0 | 0 | 0 | 0 | 0 | [14 empty] | 0 | 0 | 0 | 0 | 0 | 0 | 0 | 0 | 0 | 0 | 50 | 0 | 0 | 0 | [15 empty] | 0 | 0 | 0 | 0 | 0 | 0 | 0 | 0 | 0 | 0 | 0 | 50 | 0 | 0 | 0 |  | 0 | 0 | 0 | 0 | 0 | 0 | 0 | 0 | 0 | 0 | 50 | 0 | 0 | 0 | 1 | 0 | 0 | 0 | 0 | 0 | 0 | 0 | 0 | 0 | 0 | 0 | 0 | 0 | 0 | 0
PG&E GBA | Cooley Landing | 60 | [15 empty] | 0 | 0 | 0 | 0 | 0 | 0 | 0 | 0 | 0 | 0 | 0 | 0 | 0 | 0 | 0 | 0 | 0 | 0 | 0 | 0 | 0 | 0 | 0 | 0 | 0 | 0 | 0 | 0 | 0 | [15 empty] | 0 | 0 | 0 | 0 | 0 | 0 | 0 | 0 | 0 | 0 | 0 | 0 | 0 | 0 | 0 |  | 0 | 0 | 0 | 0 | 0 | 0 | 0 | 0 | 0 | 0 | 0 | 0 | 0 | 0 | 0 | 0 | 0 | 0 | 0 | 0 | 0 | 0 | 0 | 0 | 0 | 0 | 0 | 0 | 0 | 0 | [14 empty] | 0 | 0 | 0 | 0 | 0 | 0 | 0 | 0 | 0 | 0 | 0 | 0 | 0 | 0 | [15 empty] | 0 | 0 | 0 | 0 | 0 | 0 | 0 | 0 | 0 | 0 | 0 | 0 | 0 | 0 | 0 |  | 0 | 0 | 0 | 0 | 0 | 0 | 0 | 0 | 0 | 0 | 0 | 0 | 0 | 0 | 0 | 0 | 0 | 0 | 0 | 0 | 0 | 0 | 0 | 0 | 0 | 0 | 0 | 0 | 0 | 0
SCE NOL | Coolwater | 230 | [15 empty] | 0 | 0 | 0 | 0 | 0 | 0 | 0 | 0 | 0 | 0 | 0 | 0 | 0 | 0 | 0 | [29 empty] | 0 | 0 | 0 | 0 | 0 | 0 | 0 | 0 | 0 | 0 | 0 | 0 | 0 | 0 | 0 |  | 0 | 0 | 0 | 0 | 0 | 0 | 0 | 0 | 0 | 0 | 0 | 0 | 0 | 0 | 0 | 0 | 0 | 0 | 0 | 0 | 0 | 0 | 0 | 0 | 0 | 0 | 0 | 0 | 0 | 0 | [14 empty] | 0 | 0 | 0 | 0 | 0 | 0 | 0 | 0 | 0 | 0 | 0 | 0 | 0 | 0 | [15 empty] | 0 | 0 | 0 | 0 | 0 | 0 | 0 | 0 | 0 | 0 | 0 | 0 | 0 | 0 | 0 |  | 0 | 0 | 0 | 0 | 0 | 0 | 0 | 0 | 0 | 0 | 0 | 0 | 0 | 0 | 0 | 0 | 0 | 0 | 0 | 0 | 0 | 0 | 0 | 0 | 0 | 0 | 0 | 0 | 0 | 0
SCE NOL | Coolwater | 115 | [15 empty] | 0 | 0 | 0 | 0 | 0 | 0 | 0 | 0 | 0 | 0 | 0 | 113.5 | 0 | 0 | 1 | [29 empty] | 0 | 0 | 0 | 0 | 0 | 0 | 0 | 0 | 0 | 0 | 0 | 0 | 0 | 0 | 0 |  | 0 | 0 | 0 | 0 | 0 | 0 | 0 | 0 | 0 | 0 | 0 | 113.5 | 0 | 0 | 1 | 0 | 0 | 0 | 0 | 0 | 0 | 0 | 0 | 0 | 0 | 0 | 0 | 0 | 0 | 0 | [14 empty] | 0 | 0 | 0 | 0 | 0 | 0 | 0 | 0 | 0 | 0 | 0 | 0 | 0 | 0 | [15 empty] | 0 | 0 | 0 | 0 | 0 | 0 | 0 | 0 | 0 | 0 | 0 | 0 | 0 | 0 | 0 |  | 0 | 0 | 0 | 0 | 0 | 0 | 0 | 0 | 0 | 0 | 0 | 113.5 | 0 | 0 | 1 | 0 | 0 | 0 | 0 | 0 | 0 | 0 | 0 | 0 | 0 | 0 | 0 | 0 | 0 | 0
PG&E KERN | Copus | 70 | [15 empty] | 0 | 0 | 0 | 0 | 0 | 0 | 0 | 0 | 0 | 0 | 0 | 0 | 0 | 0 | 0 | 0 | 0 | 0 | 0 | 0 | 0 | 0 | 0 | 0 | 0 | 0 | 0 | 0 | 0 | [15 empty] | 0 | 0 | 0 | 0 | 0 | 0 | 0 | 0 | 0 | 0 | 0 | 0 | 0 | 0 | 0 |  | 0 | 0 | 0 | 0 | 0 | 0 | 0 | 0 | 0 | 0 | 0 | 0 | 0 | 0 | 0 | 0 | 0 | 0 | 0 | 0 | 0 | 0 | 0 | 0 | 0 | 0 | 0 | 0 | 0 | 0 | [14 empty] | 0 | 0 | 0 | 0 | 0 | 0 | 0 | 0 | 0 | 0 | 0 | 0 | 0 | 0 | [15 empty] | 0 | 0 | 0 | 0 | 0 | 0 | 0 | 0 | 0 | 0 | 0 | 0 | 0 | 0 | 0 |  | 0 | 0 | 0 | 0 | 0 | 0 | 0 | 0 | 0 | 0 | 0 | 0 | 0 | 0 | 0 | 0 | 0 | 0 | 0 | 0 | 0 | 0 | 0 | 0 | 0 | 0 | 0 | 0 | 0 | 0
PG&E FRESNO | Corcoran | 70 | [15 empty] | 0 | 0 | 0 | 0 | 0 | 0 | 0 | 0 | 0 | 0 | 0 | 0 | 0 | 0 | 0 | 0 | 0 | 0 | 0 | 0 | 0 | 0 | 0 | 0 | 0 | 0 | 0 | 0 | 0 | [15 empty] | 0 | 0 | 0 | 0 | 0 | 0 | 0 | 0 | 0 | 0 | 0 | 0 | 0 | 0 | 0 |  | 0 | 0 | 0 | 0 | 0 | 0 | 0 | 0 | 0 | 0 | 0 | 0 | 0 | 0 | 0 | 0 | 0 | 0 | 0 | 0 | 0 | 0 | 0 | 0 | 0 | 0 | 0 | 0 | 0 | 0 | 0 | 0 | 0 | 0 | 0 | 0 | 0 | 0 | 0 | 0 | 0 | 0 | 0 | 0 | 0 | 0 | 0 | 0 | 0 | 0 | 0 | 0 | 0 | 0 | 0 | 0 | 0 | 0 | [15 empty] | 0 | 0 | 0 | 0 | 0 | 0 | 0 | 0 | 0 | 0 | 0 | 0 | 0 | 0 | 0 |  | 0 | 0 | 0 | 0 | 0 | 0 | 0 | 0 | 0 | 0 | 0 | 0 | 0 | 0 | 0 | 0 | 0 | 0 | 0 | 0 | 0 | 0 | 0 | 0 | 0 | 0 | 0 | 0 | 0 | 0
PG&E FRESNO | Corcoran | 115 | [15 empty] | 0 | 0 | 0 | 0 | 0 | 0 | 0 | 0 | 0 | 0 | 0 | 0 | 0 | 0 | 0 | 0 | 0 | 0 | 0 | 0 | 0 | 0 | 0 | 0 | 0 | 0 | 0 | 0 | 0 | [15 empty] | 0 | 0 | 0 | 0 | 0 | 0 | 0 | 0 | 0 | 0 | 0 | 0 | 0 | 0 | 0 |  | 0 | 0 | 0 | 0 | 0 | 0 | 0 | 0 | 0 | 0 | 0 | 0 | 0 | 0 | 0 | 0 | 0 | 0 | 0 | 0 | 0 | 0 | 0 | 0 | 0 | 0 | 0 | 0 | 0 | 0 | 0 | 0 | 0 | 0 | 0 | 0 | 0 | 0 | 0 | 0 | 0 | 0 | 0 | 0 | 0 | 0 | 0 | 0 | 0 | 0 | 0 | 0 | 0 | 0 | 0 | 0 | 0 | 0 | [15 empty] | 0 | 0 | 0 | 0 | 0 | 0 | 0 | 0 | 0 | 0 | 0 | 0 | 0 | 0 | 0 |  | 0 | 0 | 0 | 0 | 0 | 0 | 0 | 0 | 0 | 0 | 0 | 0 | 0 | 0 | 0 | 0 | 0 | 0 | 0 | 0 | 0 | 0 | 0 | 0 | 0 | 0 | 0 | 0 | 0 | 0
PG&E NGBA | Corona | 115 | [15 empty] | 0 | 0 | 0 | 0 | 0 | 0 | 0 | 0 | 0 | 0 | 0 | 0 | 0 | 0 | 0 |  | 0 | 0 | 0 | 0 | 0 | 0 | 0 | 0 | 0 | 0 | 0 | 0 | 0 | [15 empty] | 0 | 0 | 0 | 0 | 0 | 0 | 0 | 0 | 0 | 0 | 0 | 0 | 0 | 0 | 0 |  | 0 | 0 | 0 | 0 | 0 | 0 | 0 | 0 | 0 | 0 | 0 | 0 | 0 | 0 | 0 | 0 | 0 | 0 | 0 | 0 | 0 | 0 | 0 | 0 | 0 | 0 | 0 | 0 | 0 | 0 | [14 empty] | 0 | 0 | 0 | 0 | 0 | 0 | 0 | 0 | 0 | 0 | 0 | 0 | 0 | 0 | [15 empty] | 0 | 0 | 0 | 0 | 0 | 0 | 0 | 0 | 0 | 0 | 0 | 0 | 0 | 0 | 0 |  | 0 | 0 | 0 | 0 | 0 | 0 | 0 | 0 | 0 | 0 | 0 | 0 | 0 | 0 | 0 | 0 | 0 | 0 | 0 | 0 | 0 | 0 | 0 | 0 | 0 | 0 | 0 | 0 | 0 | 0
PG&E NGBA | Cortina | 230 | [15 empty] | 0 | 0 | 0 | 0 | 0 | 0 | 0 | 0 | 0 | 0 | 0 | 0 | 0 | 0 | 0 | 115 | 0 | 0 | 101 | 0 | 0 | 0 | 0 | 0 | 0 | 0 | 0 | 0 | 0 | [15 empty] | 0 | 115 | 0 | 0 | 101 | 0 | 0 | 0 | 0 | 0 | 0 | 0 | 0 | 0 | 0 |  | 115 | 0 | 0 | 101 | 0 | 0 | 0 | 0 | 0 | 0 | 0 | 0 | 0 | 0 | 1 | 0 | 0 | 0 | 0 | 0 | 0 | 0 | 0 | 0 | 0 | 0 | 0 | 0 | 0 | 0 | [14 empty] | 115 | 0 | 0 | 101 | 0 | 0 | 0 | 0 | 0 | 0 | 0 | 0 | 0 | 0 | [15 empty] | 0 | 115 | 0 | 0 | 101 | 0 | 0 | 0 | 0 | 0 | 0 | 0 | 0 | 0 | 0 |  | 115 | 0 | 0 | 101 | 0 | 0 | 0 | 0 | 0 | 0 | 0 | 0 | 0 | 0 | 1 | 0 | 0 | 0 | 0 | 0 | 0 | 0 | 0 | 0 | 0 | 0 | 0 | 0 | 0 | 0
PG&E NGBA | Cortina | 115 | [15 empty] | 0 | 0 | 0 | 0 | 0 | 0 | 0 | 0 | 0 | 0 | 0 | 0 | 0 | 0 | 0 | 0 | 0 | 0 | 0 | 0 | 0 | 0 | 0 | 0 | 0 | 0 | 0 | 0 | 0 | [15 empty] | 0 | 0 | 0 | 0 | 0 | 0 | 0 | 0 | 0 | 0 | 0 | 0 | 0 | 0 | 0 |  | 0 | 0 | 0 | 0 | 0 | 0 | 0 | 0 | 0 | 0 | 0 | 0 | 0 | 0 | 0 | 0 | 0 | 0 | 0 | 0 | 0 | 0 | 0 | 0 | 0 | 0 | 0 | 0 | 0 | 0 | [14 empty] | 0 | 0 | 0 | 0 | 0 | 0 | 0 | 0 | 0 | 0 | 0 | 0 | 0 | 0 | [15 empty] | 0 | 0 | 0 | 0 | 0 | 0 | 0 | 0 | 0 | 0 | 0 | 0 | 0 | 0 | 0 |  | 0 | 0 | 0 | 0 | 0 | 0 | 0 | 0 | 0 | 0 | 0 | 0 | 0 | 0 | 0 | 0 | 0 | 0 | 0 | 0 | 0 | 0 | 0 | 0 | 0 | 0 | 0 | 0 | 0 | 0
PG&E GBA | Cottle | 230 | [15 empty] | 0 | 0 | 0 | 0 | 0 | 0 | 0 | 0 | 0 | 0 | 0 | 0 | 0 | 0 | 0 | 0 | 0 | 0 | 0 | 0 | 0 | 0 | 0 | 0 | 0 | 0 | 0 | 0 | 0 | [15 empty] | 0 | 0 | 0 | 0 | 0 | 0 | 0 | 0 | 0 | 0 | 0 | 0 | 0 | 0 | 0 |  | 0 | 0 | 0 | 0 | 0 | 0 | 0 | 0 | 0 | 0 | 0 | 0 | 0 | 0 | 0 | 0 | 0 | 0 | 0 | 0 | 0 | 0 | 0 | 0 | 0 | 0 | 0 | 0 | 0 | 0 | [14 empty] | 0 | 0 | 0 | 0 | 0 | 0 | 0 | 0 | 0 | 0 | 0 | 0 | 0 | 0 | [15 empty] | 0 | 0 | 0 | 0 | 0 | 0 | 0 | 0 | 0 | 0 | 0 | 0 | 0 | 0 | 0 |  | 0 | 0 | 0 | 0 | 0 | 0 | 0 | 0 | 0 | 0 | 0 | 0 | 0 | 0 | 0 | 0 | 0 | 0 | 0 | 0 | 0 | 0 | 0 | 0 | 0 | 0 | 0 | 0 | 0 | 0
PG&E NGBA | Cottonwood | 115 | [15 empty] | 0 | 0 | 0 | 0 | 0 | 0 | 0 | 0 | 0 | 0 | 0 | 0 | 0 | 0 | 0 | 0 | 0 | 0 | 0 | 0 | 0 | 0 | 0 | 0 | 0 | 0 | 0 | 0 | 0 | [15 empty] | 0 | 0 | 0 | 0 | 0 | 0 | 0 | 0 | 0 | 0 | 0 | 0 | 0 | 0 | 0 |  | 0 | 0 | 0 | 0 | 0 | 0 | 0 | 0 | 0 | 0 | 0 | 0 | 0 | 0 | 0 | 0 | 0 | 0 | 0 | 0 | 0 | 0 | 0 | 0 | 0 | 0 | 0 | 0 | 0 | 0 | [14 empty] | 0 | 0 | 0 | 0 | 0 | 0 | 0 | 0 | 0 | 0 | 0 | 0 | 0 | 0 | [15 empty] | 0 | 0 | 0 | 0 | 0 | 0 | 0 | 0 | 0 | 0 | 0 | 0 | 0 | 0 | 0 |  | 0 | 0 | 0 | 0 | 0 | 0 | 0 | 0 | 0 | 0 | 0 | 0 | 0 | 0 | 0 | 0 | 0 | 0 | 0 | 0 | 0 | 0 | 0 | 0 | 0 | 0 | 0 | 0 | 0 | 0
PG&E NGBA | Cottonwood | 230 | [15 empty] | 0 | 0 | 0 | 0 | 0 | 0 | 0 | 0 | 0 | 0 | 0 | 0 | 0 | 0 | 0 | 105 | 0 | 0 | 0 | 0 | 0 | 0 | 0 | 0 | 0 | 0 | 0 | 0 | 0 | [15 empty] | 0 | 105 | 0 | 0 | 0 | 0 | 0 | 0 | 0 | 0 | 0 | 0 | 0 | 0 | 0 |  | 105 | 0 | 0 | 0 | 0 | 0 | 0 | 0 | 0 | 0 | 0 | 0 | 0 | 0 | 1 | 0 | 0 | 0 | 0 | 0 | 0 | 0 | 0 | 0 | 0 | 0 | 0 | 0 | 0 | 0 |  |  | 100 | [11 empty] | 105 | 0 | 100 | 0 | 0 | 0 | 0 | 0 | 0 | 0 | 0 | 0 | 0 | 0 | [15 empty] | 0 | 105 | 0 | 100 | 0 | 0 | 0 | 0 | 0 | 0 | 0 | 0 | 0 | 0 | 0 |  | 105 | 0 | 100 | 0 | 0 | 0 | 0 | 0 | 0 | 0 | 0 | 0 | 0 | 0 | 1 | 0 | 0 | 0 | 0 | 0 | 0 | 0 | 0 | 0 | 0 | 0 | 0 | 0 | 0 | 0
PG&E NGBA | Cottonwood | 60 | [15 empty] | 0 | 0 | 0 | 0 | 0 | 0 | 0 | 0 | 0 | 0 | 0 | 0 | 0 | 0 | 0 | 0 | 0 | 0 | 0 | 0 | 0 | 0 | 0 | 0 | 0 | 0 | 0 | 0 | 0 | [15 empty] | 0 | 0 | 0 | 0 | 0 | 0 | 0 | 0 | 0 | 0 | 0 | 0 | 0 | 0 | 0 |  | 0 | 0 | 0 | 0 | 0 | 0 | 0 | 0 | 0 | 0 | 0 | 0 | 0 | 0 | 0 | 0 | 0 | 0 | 0 | 0 | 0 | 0 | 0 | 0 | 0 | 0 | 0 | 0 | 0 | 0 | [14 empty] | 0 | 0 | 0 | 0 | 0 | 0 | 0 | 0 | 0 | 0 | 0 | 0 | 0 | 0 | [15 empty] | 0 | 0 | 0 | 0 | 0 | 0 | 0 | 0 | 0 | 0 | 0 | 0 | 0 | 0 | 0 |  | 0 | 0 | 0 | 0 | 0 | 0 | 0 | 0 | 0 | 0 | 0 | 0 | 0 | 0 | 0 | 0 | 0 | 0 | 0 | 0 | 0 | 0 | 0 | 0 | 0 | 0 | 0 | 0 | 0 | 0
PG&E NGBA | Cove Road | 230 | [15 empty] | 0 | 0 | 0 | 0 | 0 | 0 | 0 | 0 | 0 | 0 | 0 | 0 | 0 | 0 | 0 | 0 | 0 | 0 | 0 | 0 | 0 | 0 | 0 | 0 | 0 | 0 | 0 | 0 | 0 | [15 empty] | 0 | 0 | 0 | 0 | 0 | 0 | 0 | 0 | 0 | 0 | 0 | 0 | 0 | 0 | 0 |  | 0 | 0 | 0 | 0 | 0 | 0 | 0 | 0 | 0 | 0 | 0 | 0 | 0 | 0 | 0 | 0 | 0 | 0 | 0 | 0 | 0 | 0 | 0 | 0 | 0 | 0 | 0 | 0 | 0 | 0 |  |  | 140 | [11 empty] | 0 | 0 | 140 | 0 | 0 | 0 | 0 | 0 | 0 | 0 | 0 | 0 | 0 | 0 | [15 empty] | 0 | 0 | 0 | 140 | 0 | 0 | 0 | 0 | 0 | 0 | 0 | 0 | 0 | 0 | 0 |  | 0 | 0 | 140 | 0 | 0 | 0 | 0 | 0 | 0 | 0 | 0 | 0 | 0 | 0 | 1 | 0 | 0 | 0 | 0 | 0 | 0 | 0 | 0 | 0 | 0 | 0 | 0 | 0 | 0 | 0
PG&E GBA | Coyote | 230 | [15 empty] | 0 | 0 | 0 | 0 | 0 | 0 | 0 | 0 | 0 | 0 | 0 | 0 | 0 | 0 | 0 | 0 | 0 | 0 | 0 | 0 | 0 | 0 | 0 | 0 | 0 | 0 | 0 | 0 | 0 | [15 empty] | 0 | 0 | 0 | 0 | 0 | 0 | 0 | 0 | 0 | 0 | 0 | 0 | 0 | 0 | 0 |  | 0 | 0 | 0 | 0 | 0 | 0 | 0 | 0 | 0 | 0 | 0 | 0 | 0 | 0 | 0 | 0 | 0 | 0 | 0 | 0 | 0 | 0 | 0 | 0 | 0 | 0 | 0 | 0 | 0 | 0 | [14 empty] | 0 | 0 | 0 | 0 | 0 | 0 | 0 | 0 | 0 | 0 | 0 | 0 | 0 | 0 | [15 empty] | 0 | 0 | 0 | 0 | 0 | 0 | 0 | 0 | 0 | 0 | 0 | 0 | 0 | 0 | 0 |  | 0 | 0 | 0 | 0 | 0 | 0 | 0 | 0 | 0 | 0 | 0 | 0 | 0 | 0 | 0 | 0 | 0 | 0 | 0 | 0 | 0 | 0 | 0 | 0 | 0 | 0 | 0 | 0 | 0 | 0
PG&E GBA | Crazy Horse Canyon | 115 | [15 empty] | 0 | 0 | 0 | 0 | 0 | 0 | 0 | 0 | 0 | 0 | 0 | 0 | 0 | 0 | 0 | 0 | 0 | 50 | 0 | 0 | 0 | 0 | 0 | 0 | 0 | 0 | 0 | 0 | 0 | [15 empty] | 0 | 0 | 0 | 50 | 0 | 0 | 0 | 0 | 0 | 0 | 0 | 0 | 0 | 0 | 0 |  | 0 | 0 | 50 | 0 | 0 | 0 | 0 | 0 | 0 | 0 | 0 | 0 | 0 | 0 | 1 | 0 | 0 | 0 | 0 | 0 | 0 | 0 | 0 | 0 | 0 | 0 | 0 | 0 | 0 | 0 | [14 empty] | 0 | 0 | 50 | 0 | 0 | 0 | 0 | 0 | 0 | 0 | 0 | 0 | 0 | 0 | [15 empty] | 0 | 0 | 0 | 50 | 0 | 0 | 0 | 0 | 0 | 0 | 0 | 0 | 0 | 0 | 0 |  | 0 | 0 | 50 | 0 | 0 | 0 | 0 | 0 | 0 | 0 | 0 | 0 | 0 | 0 | 1 | 0 | 0 | 0 | 0 | 0 | 0 | 0 | 0 | 0 | 0 | 0 | 0 | 0 | 0 | 0
SDGE | Creelman | 69 | [15 empty] | 0 | 0 | 0 | 0 | 0 | 0 | 0 | 0 | 0 | 0 | 0 | 7.36 | 0 | 0 | 1 | [29 empty] | 0 | 0 | 0 | 0 | 0 | 0 | 0 | 0 | 0 | 0 | 0 | 0 | 0 | 0 | 0 |  | 0 | 0 | 0 | 0 | 0 | 0 | 0 | 0 | 0 | 0 | 0 | 7.36 | 0 | 0 | 1 | 0 | 0 | 0 | 0 | 0 | 0 | 0 | 0 | 0 | 0 | 0 | 0 | 0 | 0 | 0 | [14 empty] | 0 | 0 | 0 | 0 | 0 | 0 | 0 | 0 | 0 | 0 | 0 | 0 | 0 | 0 | [15 empty] | 0 | 0 | 0 | 0 | 0 | 0 | 0 | 0 | 0 | 0 | 0 | 0 | 0 | 0 | 0 |  | 0 | 0 | 0 | 0 | 0 | 0 | 0 | 0 | 0 | 0 | 0 | 7.36 | 0 | 0 | 1 | 0 | 0 | 0 | 0 | 0 | 0 | 0 | 0 | 0 | 0 | 0 | 0 | 0 | 0 | 0
PG&E FRESNO | Crescent | 70 | [15 empty] | 0 | 0 | 0 | 0 | 0 | 0 | 0 | 0 | 0 | 0 | 35 | 35 | 0 | 0 | 1 | 0 | 0 | 0 | 0 | 0 | 0 | 0 | 0 | 0 | 0 | 0 | 0 | 0 | 0 | [15 empty] | 0 | 0 | 0 | 0 | 0 | 0 | 0 | 0 | 0 | 0 | 0 | 0 | 0 | 0 | 0 |  | 0 | 0 | 0 | 0 | 0 | 0 | 0 | 0 | 0 | 0 | 35 | 35 | 0 | 0 | 1 | 0 | 0 | 0 | 0 | 0 | 0 | 0 | 0 | 0 | 0 | 0 | 0 | 0 | 0 | 0 | 0 | 0 | 0 | 0 | 0 | 0 | 0 | 0 | 0 | 0 | 0 | 0 | 0 | 0 | 0 | 0 | 0 | 0 | 0 | 0 | 0 | 0 | 0 | 0 | 0 | 0 | 0 | 0 | [15 empty] | 0 | 0 | 0 | 0 | 0 | 0 | 0 | 0 | 0 | 0 | 0 | 0 | 0 | 0 | 0 |  | 0 | 0 | 0 | 0 | 0 | 0 | 0 | 0 | 0 | 0 | 35 | 35 | 0 | 0 | 1 | 0 | 0 | 0 | 0 | 0 | 0 | 0 | 0 | 0 | 0 | 0 | 0 | 0 | 0 | 0
PG&E FRESNO | Cressey | 115 | [15 empty] | 0 | 0 | 0 | 0 | 0 | 0 | 0 | 0 | 0 | 0 | 0 | 0 | 0 | 0 | 0 | 0 | 0 | 0 | 0 | 0 | 0 | 0 | 0 | 0 | 0 | 0 | 0 | 0 | 0 | [15 empty] | 0 | 0 | 0 | 0 | 0 | 0 | 0 | 0 | 0 | 0 | 0 | 0 | 0 | 0 | 0 |  | 0 | 0 | 0 | 0 | 0 | 0 | 0 | 0 | 0 | 0 | 0 | 0 | 0 | 0 | 0 | 0 | 0 | 0 | 0 | 0 | 0 | 0 | 0 | 0 | 0 | 0 | 0 | 0 | 0 | 0 | 0 | 0 | 0 | 0 | 0 | 0 | 0 | 0 | 0 | 0 | 0 | 0 | 0 | 0 | 0 | 0 | 0 | 0 | 0 | 0 | 0 | 0 | 0 | 0 | 0 | 0 | 0 | 0 | [15 empty] | 0 | 0 | 0 | 0 | 0 | 0 | 0 | 0 | 0 | 0 | 0 | 0 | 0 | 0 | 0 |  | 0 | 0 | 0 | 0 | 0 | 0 | 0 | 0 | 0 | 0 | 0 | 0 | 0 | 0 | 0 | 0 | 0 | 0 | 0 | 0 | 0 | 0 | 0 | 0 | 0 | 0 | 0 | 0 | 0 | 0
PG&E NGBA | Cresta | 230 | [15 empty] | 0 | 0 | 0 | 0 | 0 | 0 | 0 | 0 | 0 | 0 | 0 | 0 | 0 | 0 | 0 | 0 | 0 | 0 | 0 | 0 | 0 | 0 | 0 | 0 | 0 | 0 | 0 | 0 | 0 | [15 empty] | 0 | 0 | 0 | 0 | 0 | 0 | 0 | 0 | 0 | 0 | 0 | 0 | 0 | 0 | 0 |  | 0 | 0 | 0 | 0 | 0 | 0 | 0 | 0 | 0 | 0 | 0 | 0 | 0 | 0 | 0 | 0 | 0 | 0 | 0 | 0 | 0 | 0 | 0 | 0 | 0 | 0 | 0 | 0 | 0 | 0 | [14 empty] | 0 | 0 | 0 | 0 | 0 | 0 | 0 | 0 | 0 | 0 | 0 | 0 | 0 | 0 | [15 empty] | 0 | 0 | 0 | 0 | 0 | 0 | 0 | 0 | 0 | 0 | 0 | 0 | 0 | 0 | 0 |  | 0 | 0 | 0 | 0 | 0 | 0 | 0 | 0 | 0 | 0 | 0 | 0 | 0 | 0 | 0 | 0 | 0 | 0 | 0 | 0 | 0 | 0 | 0 | 0 | 0 | 0 | 0 | 0 | 0 | 0
SDGE | Crestwood | 69 | [15 empty] | 0 | 0 | 0 | 0 | 0 | 0 | 0 | 0 | 0 | 0 | 0 | 0 | 0 | 0 | 0 | [29 empty] | 0 | 0 | 0 | 0 | 0 | 0 | 0 | 0 | 0 | 0 | 0 | 0 | 0 | 0 | 0 |  | 0 | 0 | 0 | 0 | 0 | 0 | 0 | 0 | 0 | 0 | 0 | 0 | 0 | 0 | 0 | 0 | 0 | 0 | 0 | 0 | 0 | 0 | 0 | 0 | 0 | 0 | 0 | 0 | 0 | 0 | [14 empty] | 0 | 0 | 0 | 0 | 0 | 0 | 0 | 0 | 0 | 0 | 0 | 0 | 0 | 0 | [15 empty] | 0 | 0 | 0 | 0 | 0 | 0 | 0 | 0 | 0 | 0 | 0 | 0 | 0 | 0 | 0 |  | 0 | 0 | 0 | 0 | 0 | 0 | 0 | 0 | 0 | 0 | 0 | 0 | 0 | 0 | 0 | 0 | 0 | 0 | 0 | 0 | 0 | 0 | 0 | 0 | 0 | 0 | 0 | 0 | 0 | 0
PG&E GBA | Crow Creek | 60 | [15 empty] | 0 | 0 | 0 | 0 | 0 | 0 | 0 | 0 | 0 | 0 | 0 | 0 | 0 | 0 | 0 | 0 | 0 | 0 | 0 | 0 | 0 | 0 | 0 | 0 | 0 | 0 | 0 | 0 | 0 | [15 empty] | 0 | 0 | 0 | 0 | 0 | 0 | 0 | 0 | 0 | 0 | 0 | 0 | 0 | 0 | 0 |  | 0 | 0 | 0 | 0 | 0 | 0 | 0 | 0 | 0 | 0 | 0 | 0 | 0 | 0 | 0 | 0 | 0 | 0 | 0 | 0 | 0 | 0 | 0 | 0 | 0 | 0 | 0 | 0 | 0 | 0 | [14 empty] | 0 | 0 | 0 | 0 | 0 | 0 | 0 | 0 | 0 | 0 | 0 | 0 | 0 | 0 | [15 empty] | 0 | 0 | 0 | 0 | 0 | 0 | 0 | 0 | 0 | 0 | 0 | 0 | 0 | 0 | 0 |  | 0 | 0 | 0 | 0 | 0 | 0 | 0 | 0 | 0 | 0 | 0 | 0 | 0 | 0 | 0 | 0 | 0 | 0 | 0 | 0 | 0 | 0 | 0 | 0 | 0 | 0 | 0 | 0 | 0 | 0
PG&E GBA | Crows Landing | 60 | [15 empty] | 0 | 0 | 0 | 0 | 0 | 0 | 0 | 0 | 0 | 0 | 0 | 0 | 0 | 0 | 0 | 0 | 0 | 0 | 0 | 0 | 0 | 0 | 0 | 0 | 0 | 0 | 0 | 0 | 0 | [15 empty] | 0 | 0 | 0 | 0 | 0 | 0 | 0 | 0 | 0 | 0 | 0 | 0 | 0 | 0 | 0 |  | 0 | 0 | 0 | 0 | 0 | 0 | 0 | 0 | 0 | 0 | 0 | 0 | 0 | 0 | 0 | 0 | 0 | 0 | 0 | 0 | 0 | 0 | 0 | 0 | 0 | 0 | 0 | 0 | 0 | 0 | [14 empty] | 0 | 0 | 0 | 0 | 0 | 0 | 0 | 0 | 0 | 0 | 0 | 0 | 0 | 0 | [15 empty] | 0 | 0 | 0 | 0 | 0 | 0 | 0 | 0 | 0 | 0 | 0 | 0 | 0 | 0 | 0 |  | 0 | 0 | 0 | 0 | 0 | 0 | 0 | 0 | 0 | 0 | 0 | 0 | 0 | 0 | 0 | 0 | 0 | 0 | 0 | 0 | 0 | 0 | 0 | 0 | 0 | 0 | 0 | 0 | 0 | 0
PG&E GBA | Curtis | 115 | [15 empty] | 0 | 0 | 0 | 0 | 0 | 0 | 0 | 0 | 0 | 0 | 0 | 0 | 0 | 0 | 0 | 0 | 0 | 0 | 0 | 0 | 0 | 0 | 0 | 0 | 0 | 0 | 0 | 0 | 0 | [15 empty] | 0 | 0 | 0 | 0 | 0 | 0 | 0 | 0 | 0 | 0 | 0 | 0 | 0 | 0 | 0 |  | 0 | 0 | 0 | 0 | 0 | 0 | 0 | 0 | 0 | 0 | 0 | 0 | 0 | 0 | 0 | 0 | 0 | 0 | 0 | 0 | 0 | 0 | 0 | 0 | 0 | 0 | 0 | 0 | 0 | 0 | [14 empty] | 0 | 0 | 0 | 0 | 0 | 0 | 0 | 0 | 0 | 0 | 0 | 0 | 0 | 0 | [15 empty] | 0 | 0 | 0 | 0 | 0 | 0 | 0 | 0 | 0 | 0 | 0 | 0 | 0 | 0 | 0 |  | 0 | 0 | 0 | 0 | 0 | 0 | 0 | 0 | 0 | 0 | 0 | 0 | 0 | 0 | 0 | 0 | 0 | 0 | 0 | 0 | 0 | 0 | 0 | 0 | 0 | 0 | 0 | 0 | 0 | 0
PG&E NGBA | Davis | 115 | [15 empty] | 0 | 0 | 0 | 0 | 0 | 0 | 0 | 0 | 0 | 0 | 0 | 0 | 0 | 0 | 0 | 0 | 0 | 0 | 0 | 0 | 0 | 0 | 0 | 0 | 0 | 0 | 0 | 0 | 0 | [15 empty] | 0 | 0 | 0 | 0 | 0 | 0 | 0 | 0 | 0 | 0 | 0 | 0 | 0 | 0 | 0 |  | 0 | 0 | 0 | 0 | 0 | 0 | 0 | 0 | 0 | 0 | 0 | 0 | 0 | 0 | 0 | 0 | 0 | 0 | 0 | 0 | 0 | 0 | 0 | 0 | 0 | 0 | 0 | 0 | 0 | 0 | [14 empty] | 0 | 0 | 0 | 0 | 0 | 0 | 0 | 0 | 0 | 0 | 0 | 0 | 0 | 0 | [15 empty] | 0 | 0 | 0 | 0 | 0 | 0 | 0 | 0 | 0 | 0 | 0 | 0 | 0 | 0 | 0 |  | 0 | 0 | 0 | 0 | 0 | 0 | 0 | 0 | 0 | 0 | 0 | 0 | 0 | 0 | 0 | 0 | 0 | 0 | 0 | 0 | 0 | 0 | 0 | 0 | 0 | 0 | 0 | 0 | 0 | 0
SCE Metro | Del Amo | 500 | [15 empty] | 0 | 0 | 0 | 0 | 0 | 0 | 0 | 0 | 0 | 0 | 0 | 0 | 0 | 0 | 0 | [12 empty] | 500 | [16 empty] | 0 | 0 | 0 | 0 | 0 | 0 | 0 | 0 | 0 | 0 | 0 | 0 | 0 | 500 | 0 |  | 0 | 0 | 0 | 0 | 0 | 0 | 0 | 0 | 0 | 0 | 0 | 0 | 500 | 0 | 1 | 0 | 0 | 0 | 0 | 0 | 0 | 0 | 0 | 0 | 0 | 0 | 0 | 0 | 0 | 0 | [14 empty] | 0 | 0 | 0 | 0 | 0 | 0 | 0 | 0 | 0 | 0 | 0 | 0 | 500 | 0 | [15 empty] | 0 | 0 | 0 | 0 | 0 | 0 | 0 | 0 | 0 | 0 | 0 | 0 | 0 | 500 | 0 |  | 0 | 0 | 0 | 0 | 0 | 0 | 0 | 0 | 0 | 0 | 0 | 0 | 500 | 0 | 1 | 0 | 0 | 0 | 0 | 0 | 0 | 0 | 0 | 0 | 0 | 0 | 0 | 0 | 0 | 0
SCE Metro | Del Amo | 230 | [15 empty] | 0 | 0 | 0 | 0 | 0 | 0 | 0 | 0 | 0 | 0 | 0 | 0 | 0 | 0 | 0 | [12 empty] | 300 | [16 empty] | 0 | 0 | 0 | 0 | 0 | 0 | 0 | 0 | 0 | 0 | 0 | 0 | 0 | 300 | 0 |  | 0 | 0 | 0 | 0 | 0 | 0 | 0 | 0 | 0 | 0 | 0 | 0 | 300 | 0 | 1 | 0 | 0 | 0 | 0 | 0 | 0 | 0 | 0 | 0 | 0 | 0 | 0 | 0 | 0 | 0 | [9 empty] | 400 |  |  |  |  | 0 | 0 | 0 | 0 | 0 | 0 | 0 | 0 | 0 | 400 | 0 | 0 | 300 | 0 | [15 empty] | 0 | 0 | 0 | 0 | 0 | 0 | 0 | 0 | 0 | 0 | 400 | 0 | 0 | 300 | 0 |  | 0 | 0 | 0 | 0 | 0 | 0 | 0 | 0 | 0 | 400 | 0 | 0 | 300 | 0 | 1 | 0 | 0 | 0 | 0 | 0 | 0 | 0 | 0 | 0 | 0 | 0 | 0 | 0 | 0 | 0
SCE Eastern | Delaney | 500 | [15 empty] | 0 | 0 | 0 | 0 | 0 | 0 | 0 | 0 | 0 | 0 | 0 | 0 | 0 | 0 | 0 | [9 empty] | 170 | 250 | 28.5 |  | 150 | [15 empty] | 0 | 0 | 0 | 0 | 0 | 0 | 0 | 0 | 0 | 0 | 170 | 250 | 28.5 | 0 | 150 |  | 0 | 0 | 0 | 0 | 0 | 0 | 0 | 0 | 0 | 170 | 250 | 28.5 | 0 | 150 | 1 | 0 | 0 | 0 | 0 | 0 | 0 | 0 | 0 | 0 | 0 | 0 | 0 | 0 | 0 | 0 | [14 empty] | 0 | 0 | 0 | 0 | 0 | 0 | 0 | 0 | 0 | 170 | 250 | 28.5 | 0 | 150 | [15 empty] | 0 | 0 | 0 | 0 | 0 | 0 | 0 | 0 | 0 | 0 | 170 | 250 | 28.5 | 0 | 150 |  | 0 | 0 | 0 | 0 | 0 | 0 | 0 | 0 | 0 | 170 | 250 | 28.5 | 0 | 150 | 1 | 0 | 0 | 0 | 0 | 0 | 0 | 0 | 0 | 0 | 0 | 0 | 0 | 0 | 0 | 0
PG&E NGBA | Delevan | 230 | [15 empty] | 0 | 0 | 0 | 0 | 0 | 0 | 0 | 0 | 0 | 0 | 0 | 0 | 0 | 0 | 0 | 0 | 0 | 0 | 0 | 0 | 0 | 0 | 0 | 0 | 0 | 0 | 0 | 0 | 0 | [15 empty] | 0 | 0 | 0 | 0 | 0 | 0 | 0 | 0 | 0 | 0 | 0 | 0 | 0 | 0 | 0 |  | 0 | 0 | 0 | 0 | 0 | 0 | 0 | 0 | 0 | 0 | 0 | 0 | 0 | 0 | 0 | 0 | 0 | 0 | 0 | 0 | 0 | 0 | 0 | 0 | 0 | 0 | 0 | 0 | 0 | 0 | [14 empty] | 0 | 0 | 0 | 0 | 0 | 0 | 0 | 0 | 0 | 0 | 0 | 0 | 0 | 0 | [15 empty] | 0 | 0 | 0 | 0 | 0 | 0 | 0 | 0 | 0 | 0 | 0 | 0 | 0 | 0 | 0 |  | 0 | 0 | 0 | 0 | 0 | 0 | 0 | 0 | 0 | 0 | 0 | 0 | 0 | 0 | 0 | 0 | 0 | 0 | 0 | 0 | 0 | 0 | 0 | 0 | 0 | 0 | 0 | 0 | 0 | 0
PG&E GBA | Delta PP | 230 | [15 empty] | 0 | 0 | 0 | 0 | 0 | 0 | 0 | 0 | 0 | 0 | 0 | 0 | 0 | 0 | 0 | 0 | 0 | 0 | 0 | 0 | 0 | 0 | 0 | 0 | 0 | 0 | 0 | 0 | 0 | [15 empty] | 0 | 0 | 0 | 0 | 0 | 0 | 0 | 0 | 0 | 0 | 0 | 0 | 0 | 0 | 0 |  | 0 | 0 | 0 | 0 | 0 | 0 | 0 | 0 | 0 | 0 | 0 | 0 | 0 | 0 | 0 | 0 | 0 | 0 | 0 | 0 | 0 | 0 | 0 | 0 | 0 | 0 | 0 | 0 | 0 | 0 | [14 empty] | 0 | 0 | 0 | 0 | 0 | 0 | 0 | 0 | 0 | 0 | 0 | 0 | 0 | 0 | [15 empty] | 0 | 0 | 0 | 0 | 0 | 0 | 0 | 0 | 0 | 0 | 0 | 0 | 0 | 0 | 0 |  | 0 | 0 | 0 | 0 | 0 | 0 | 0 | 0 | 0 | 0 | 0 | 0 | 0 | 0 | 0 | 0 | 0 | 0 | 0 | 0 | 0 | 0 | 0 | 0 | 0 | 0 | 0 | 0 | 0 | 0
EOP | Desert View | 230 | [15 empty] | 0 | 0 | 0 | 0 | 0 | 0 | 0 | 0 | 0 | 0 | 0 | 0 | 0 | 0 | 0 | [9 empty] | 450 | [19 empty] | 0 | 0 | 0 | 0 | 0 | 0 | 0 | 0 | 0 | 0 | 450 | 0 | 0 | 0 | 0 |  | 0 | 0 | 0 | 0 | 0 | 0 | 0 | 0 | 0 | 450 | 0 | 0 | 0 | 0 | 1 | 0 | 0 | 0 | 0 | 0 | 0 | 0 | 0 | 0 | 0 | 0 | 0 | 0 | 0 | 0 | [14 empty] | 0 | 0 | 0 | 0 | 0 | 0 | 0 | 0 | 0 | 450 | 0 | 0 | 0 | 0 | [15 empty] | 0 | 0 | 0 | 0 | 0 | 0 | 0 | 0 | 0 | 0 | 450 | 0 | 0 | 0 | 0 |  | 0 | 0 | 0 | 0 | 0 | 0 | 0 | 0 | 0 | 450 | 0 | 0 | 0 | 0 | 1 | 0 | 0 | 0 | 0 | 0 | 0 | 0 | 0 | 0 | 0 | 0 | 0 | 0 | 0 | 0
SCE Eastern | Devers | 230 | [15 empty] | 0 | 0 | 0 | 0 | 0 | 0 | 0 | 0 | 0 | 0 | 0 | 200 | 100 | 0 | 1 |  |  | 263 | [7 empty] | 180 | [18 empty] | 0 | 0 | 0 | 263 | 0 | 0 | 0 | 0 | 0 | 0 | 0 | 180 | 0 | 0 | 0 |  | 0 | 0 | 263 | 0 | 0 | 0 | 0 | 0 | 0 | 0 | 180 | 200 | 100 | 0 | 1 | 0 | 0 | 0 | 0 | 0 | 0 | 0 | 0 | 0 | 0 | 0 | 0 | 0 | 0 | 0 | [14 empty] | 0 | 0 | 263 | 0 | 0 | 0 | 0 | 0 | 0 | 0 | 180 | 0 | 0 | 0 | [15 empty] | 0 | 0 | 0 | 263 | 0 | 0 | 0 | 0 | 0 | 0 | 0 | 180 | 0 | 0 | 0 |  | 0 | 0 | 263 | 0 | 0 | 0 | 0 | 0 | 0 | 0 | 180 | 200 | 100 | 0 | 1 | 0 | 0 | 0 | 0 | 0 | 0 | 0 | 0 | 0 | 0 | 0 | 0 | 0 | 0 | 0
SCE Eastern | Devers | 500 | [15 empty] | 0 | 0 | 0 | 0 | 0 | 0 | 0 | 0 | 0 | 0 | 0 | 0 | 0 | 0 | 0 | [29 empty] | 0 | 0 | 0 | 0 | 0 | 0 | 0 | 0 | 0 | 0 | 0 | 0 | 0 | 0 | 0 |  | 0 | 0 | 0 | 0 | 0 | 0 | 0 | 0 | 0 | 0 | 0 | 0 | 0 | 0 | 0 | 0 | 0 | 0 | 0 | 0 | 0 | 0 | 0 | 0 | 0 | 0 | 0 | 0 | 0 | 0 | [9 empty] | 600 | 730 |  |  |  | 0 | 0 | 0 | 0 | 0 | 0 | 0 | 0 | 0 | 600 | 730 | 0 | 0 | 0 | [15 empty] | 0 | 0 | 0 | 0 | 0 | 0 | 0 | 0 | 0 | 0 | 600 | 730 | 0 | 0 | 0 |  | 0 | 0 | 0 | 0 | 0 | 0 | 0 | 0 | 0 | 600 | 730 | 0 | 0 | 0 | 1 | 0 | 0 | 0 | 0 | 0 | 0 | 0 | 0 | 0 | 0 | 0 | 0 | 0 | 0 | 0
PG&E KERN | Diablo Canyon | 230 | [15 empty] | 0 | 0 | 0 | 0 | 0 | 0 | 0 | 0 | 0 | 0 | 0 | 0 | 0 | 0 | 0 | 0 | 0 | 0 | 0 | 0 | 0 | 0 | 0 | 0 | 0 | 0 | 0 | 0 | 0 | [15 empty] | 0 | 0 | 0 | 0 | 0 | 0 | 0 | 0 | 0 | 0 | 0 | 0 | 0 | 0 | 0 |  | 0 | 0 | 0 | 0 | 0 | 0 | 0 | 0 | 0 | 0 | 0 | 0 | 0 | 0 | 0 | 0 | 0 | 0 | 0 | 0 | 0 | 0 | 0 | 0 | 0 | 0 | 0 | 0 | 0 | 0 | [14 empty] | 0 | 0 | 0 | 0 | 0 | 0 | 0 | 0 | 0 | 0 | 0 | 0 | 0 | 0 | [15 empty] | 0 | 0 | 0 | 0 | 0 | 0 | 0 | 0 | 0 | 0 | 0 | 0 | 0 | 0 | 0 |  | 0 | 0 | 0 | 0 | 0 | 0 | 0 | 0 | 0 | 0 | 0 | 0 | 0 | 0 | 0 | 0 | 0 | 0 | 0 | 0 | 0 | 0 | 0 | 0 | 0 | 0 | 0 | 0 | 0 | 0
PG&E KERN | Diablo Canyon | 500 | [15 empty] | 0 | 0 | 0 | 0 | 0 | 0 | 0 | 0 | 0 | 0 | 0 | 0 | 0 | 0 | 0 | 0 | 0 | 0 | 0 | 0 | 0 | 2924 | 0 | 0 | 0 | 0 | 0 | 0 | 0 | [15 empty] | 0 | 0 | 0 | 0 | 0 | 0 | 0 | 2924 | 0 | 0 | 0 | 0 | 0 | 0 | 0 |  | 0 | 0 | 0 | 0 | 0 | 0 | 2924 | 0 | 0 | 0 | 0 | 0 | 0 | 0 | 1 | 0 | 0 | 0 | 0 | 0 | 0 | 0 | 0 | 0 | 0 | 0 | 0 | 0 | 0 | 0 | [14 empty] | 0 | 0 | 0 | 0 | 0 | 0 | 2924 | 0 | 0 | 0 | 0 | 0 | 0 | 0 | [15 empty] | 0 | 0 | 0 | 0 | 0 | 0 | 0 | 2924 | 0 | 0 | 0 | 0 | 0 | 0 | 0 |  | 0 | 0 | 0 | 0 | 0 | 0 | 2924 | 0 | 0 | 0 | 0 | 0 | 0 | 0 | 1 | 0 | 0 | 0 | 0 | 0 | 0 | 0 | 0 | 0 | 0 | 0 | 0 | 0 | 0 | 0
PG&E KERN | Divide | 115 | [15 empty] | 0 | 0 | 0 | 0 | 0 | 0 | 0 | 0 | 0 | 0 | 0 | 0 | 0 | 0 | 0 | 0 | 0 | 0 | 0 | 0 | 0 | 0 | 0 | 0 | 0 | 100 | 0 | 0 | 0 | [15 empty] | 0 | 0 | 0 | 0 | 0 | 0 | 0 | 0 | 0 | 0 | 0 | 100 | 0 | 0 | 0 |  | 0 | 0 | 0 | 0 | 0 | 0 | 0 | 0 | 0 | 0 | 100 | 0 | 0 | 0 | 1 | 0 | 0 | 0 | 0 | 0 | 0 | 0 | 0 | 0 | 0 | 0 | 0 | 0 | 0 | 0 | [14 empty] | 0 | 0 | 0 | 0 | 0 | 0 | 0 | 0 | 0 | 0 | 100 | 0 | 0 | 0 | [15 empty] | 0 | 0 | 0 | 0 | 0 | 0 | 0 | 0 | 0 | 0 | 0 | 100 | 0 | 0 | 0 |  | 0 | 0 | 0 | 0 | 0 | 0 | 0 | 0 | 0 | 0 | 100 | 0 | 0 | 0 | 1 | 0 | 0 | 0 | 0 | 0 | 0 | 0 | 0 | 0 | 0 | 0 | 0 | 0 | 0 | 0
PG&E GBA | Dixon Landing | 115 | [15 empty] | 0 | 0 | 0 | 0 | 0 | 0 | 0 | 0 | 0 | 0 | 0 | 0 | 0 | 0 | 0 | 0 | 0 | 0 | 0 | 0 | 0 | 0 | 0 | 0 | 0 | 0 | 0 | 0 | 0 | [15 empty] | 0 | 0 | 0 | 0 | 0 | 0 | 0 | 0 | 0 | 0 | 0 | 0 | 0 | 0 | 0 |  | 0 | 0 | 0 | 0 | 0 | 0 | 0 | 0 | 0 | 0 | 0 | 0 | 0 | 0 | 0 | 0 | 0 | 0 | 0 | 0 | 0 | 0 | 0 | 0 | 0 | 0 | 0 | 0 | 0 | 0 | [14 empty] | 0 | 0 | 0 | 0 | 0 | 0 | 0 | 0 | 0 | 0 | 0 | 0 | 0 | 0 | [15 empty] | 0 | 0 | 0 | 0 | 0 | 0 | 0 | 0 | 0 | 0 | 0 | 0 | 0 | 0 | 0 |  | 0 | 0 | 0 | 0 | 0 | 0 | 0 | 0 | 0 | 0 | 0 | 0 | 0 | 0 | 0 | 0 | 0 | 0 | 0 | 0 | 0 | 0 | 0 | 0 | 0 | 0 | 0 | 0 | 0 | 0
PG&E FRESNO | Dairyland | 115 | [15 empty] | 0 | 0 | 0 | 0 | 0 | 0 | 0 | 0 | 0 | 0 | 0 | 0 | 0 | 0 | 0 | 0 | 0 | 0 | 0 | 0 | 0 | 0 | 0 | 0 | 120 | 0 | 0 | 0 | 0 | [15 empty] | 0 | 0 | 0 | 0 | 0 | 0 | 0 | 0 | 0 | 0 | 120 | 0 | 0 | 0 | 0 |  | 0 | 0 | 0 | 0 | 0 | 0 | 0 | 0 | 0 | 120 | 0 | 0 | 0 | 0 | 1 | 0 | 0 | 0 | 0 | 0 | 0 | 0 | 0 | 0 | 0 | 0 | 0 | 0 | 0 | 0 | 0 | 0 | 0 | 0 | 0 | 0 | 0 | 0 | 0 | 0 | 0 | 0 | 0 | 0 | 0 | 0 | 0 | 0 | 0 | 0 | 0 | 0 | 0 | 120 | 0 | 0 | 0 | 0 | [15 empty] | 0 | 0 | 0 | 0 | 0 | 0 | 0 | 0 | 0 | 0 | 120 | 0 | 0 | 0 | 0 |  | 0 | 0 | 0 | 0 | 0 | 0 | 0 | 0 | 0 | 120 | 0 | 0 | 0 | 0 | 1 | 0 | 0 | 0 | 0 | 0 | 0 | 0 | 0 | 0 | 0 | 0 | 0 | 0 | 0 | 0
PG&E FRESNO | Dos Amigos | 230 | [15 empty] | 0 | 0 | 0 | 0 | 0 | 0 | 0 | 0 | 3 | 0 | 0 | 0 | 0 | 0 | 1 | 10 | 0 | 0 | 0 | 0 | 0 | 0 | 0 | 0 | 493.2 | 0 | 0 | 860 | 0 | [15 empty] | 0 | 10 | 0 | 0 | 0 | 0 | 0 | 0 | 0 | 0 | 493.2 | 0 | 0 | 860 | 0 |  | 10 | 0 | 0 | 0 | 0 | 0 | 0 | 0 | 3 | 493.2 | 0 | 0 | 860 | 0 | 1 | 0 | 0 | 0 | 0 | 0 | 0 | 0 | 0 | 0 | 0 | 0 | 0 | 0 | 0 | 0 | 0 | 0 | 0 | 0 | 0 | 0 | 0 | 0 | 0 | 0 | 0 | 0 | 0 | 0 | 10 | 0 | 0 | 0 | 0 | 0 | 0 | 0 | 0 | 493.2 | 0 | 0 | 860 | 0 | [15 empty] | 0 | 10 | 0 | 0 | 0 | 0 | 0 | 0 | 0 | 0 | 493.2 | 0 | 0 | 860 | 0 |  | 10 | 0 | 0 | 0 | 0 | 0 | 0 | 0 | 3 | 493.2 | 0 | 0 | 860 | 0 | 1 | 0 | 0 | 0 | 0 | 0 | 0 | 0 | 0 | 0 | 0 | 0 | 0 | 0 | 0 | 0
PG&E NGBA | Drum | 115 | [15 empty] | 0 | 0 | 0 | 0 | 0 | 0 | 0 | 0 | 0 | 0 | 0 | 0 | 0 | 0 | 0 | 0 | 0 | 0 | 0 | 0 | 0 | 0 | 0 | 0 | 0 | 0 | 0 | 0 | 0 | [15 empty] | 0 | 0 | 0 | 0 | 0 | 0 | 0 | 0 | 0 | 0 | 0 | 0 | 0 | 0 | 0 |  | 0 | 0 | 0 | 0 | 0 | 0 | 0 | 0 | 0 | 0 | 0 | 0 | 0 | 0 | 0 | 0 | 0 | 0 | 0 | 0 | 0 | 0 | 0 | 0 | 0 | 0 | 0 | 0 | 0 | 0 | [14 empty] | 0 | 0 | 0 | 0 | 0 | 0 | 0 | 0 | 0 | 0 | 0 | 0 | 0 | 0 | [15 empty] | 0 | 0 | 0 | 0 | 0 | 0 | 0 | 0 | 0 | 0 | 0 | 0 | 0 | 0 | 0 |  | 0 | 0 | 0 | 0 | 0 | 0 | 0 | 0 | 0 | 0 | 0 | 0 | 0 | 0 | 0 | 0 | 0 | 0 | 0 | 0 | 0 | 0 | 0 | 0 | 0 | 0 | 0 | 0 | 0 | 0
PG&E GBA | Dumbarton | 115 | [15 empty] | 0 | 0 | 0 | 0 | 0 | 0 | 0 | 0 | 0 | 0 | 0 | 0 | 0 | 0 | 0 | 0 | 0 | 0 | 0 | 0 | 0 | 0 | 0 | 0 | 0 | 0 | 0 | 0 | 0 | [15 empty] | 0 | 0 | 0 | 0 | 0 | 0 | 0 | 0 | 0 | 0 | 0 | 0 | 0 | 0 | 0 |  | 0 | 0 | 0 | 0 | 0 | 0 | 0 | 0 | 0 | 0 | 0 | 0 | 0 | 0 | 0 | 0 | 0 | 0 | 0 | 0 | 0 | 0 | 0 | 0 | 0 | 0 | 0 | 0 | 0 | 0 | [14 empty] | 0 | 0 | 0 | 0 | 0 | 0 | 0 | 0 | 0 | 0 | 0 | 0 | 0 | 0 | [15 empty] | 0 | 0 | 0 | 0 | 0 | 0 | 0 | 0 | 0 | 0 | 0 | 0 | 0 | 0 | 0 |  | 0 | 0 | 0 | 0 | 0 | 0 | 0 | 0 | 0 | 0 | 0 | 0 | 0 | 0 | 0 | 0 | 0 | 0 | 0 | 0 | 0 | 0 | 0 | 0 | 0 | 0 | 0 | 0 | 0 | 0
SCE NOL | Dunn Siding | 115 | [15 empty] | 0 | 0 | 0 | 0 | 0 | 0 | 0 | 0 | 0 | 0 | 0 | 0 | 0 | 0 | 0 | [29 empty] | 0 | 0 | 0 | 0 | 0 | 0 | 0 | 0 | 0 | 0 | 0 | 0 | 0 | 0 | 0 |  | 0 | 0 | 0 | 0 | 0 | 0 | 0 | 0 | 0 | 0 | 0 | 0 | 0 | 0 | 0 | 0 | 0 | 0 | 0 | 0 | 0 | 0 | 0 | 0 | 0 | 0 | 0 | 0 | 0 | 0 | [14 empty] | 0 | 0 | 0 | 0 | 0 | 0 | 0 | 0 | 0 | 0 | 0 | 0 | 0 | 0 | [15 empty] | 0 | 0 | 0 | 0 | 0 | 0 | 0 | 0 | 0 | 0 | 0 | 0 | 0 | 0 | 0 |  | 0 | 0 | 0 | 0 | 0 | 0 | 0 | 0 | 0 | 0 | 0 | 0 | 0 | 0 | 0 | 0 | 0 | 0 | 0 | 0 | 0 | 0 | 0 | 0 | 0 | 0 | 0 | 0 | 0 | 0
SCE Eastern | Eagle Mountain | 230 | [15 empty] | 0 | 0 | 0 | 0 | 0 | 0 | 0 | 0 | 0 | 0 | 0 | 0 | 0 | 0 | 0 | [29 empty] | 0 | 0 | 0 | 0 | 0 | 0 | 0 | 0 | 0 | 0 | 0 | 0 | 0 | 0 | 0 |  | 0 | 0 | 0 | 0 | 0 | 0 | 0 | 0 | 0 | 0 | 0 | 0 | 0 | 0 | 0 | 0 | 0 | 0 | 0 | 0 | 0 | 0 | 0 | 0 | 0 | 0 | 0 | 0 | 0 | 0 | [14 empty] | 0 | 0 | 0 | 0 | 0 | 0 | 0 | 0 | 0 | 0 | 0 | 0 | 0 | 0 | [15 empty] | 0 | 0 | 0 | 0 | 0 | 0 | 0 | 0 | 0 | 0 | 0 | 0 | 0 | 0 | 0 |  | 0 | 0 | 0 | 0 | 0 | 0 | 0 | 0 | 0 | 0 | 0 | 0 | 0 | 0 | 0 | 0 | 0 | 0 | 0 | 0 | 0 | 0 | 0 | 0 | 0 | 0 | 0 | 0 | 0 | 0
PG&E NGBA | Eagle Rock (PGE) | 60 | [15 empty] | 0 | 0 | 0 | 0 | 0 | 0 | 0 | 0 | 0 | 0 | 0 | 0 | 0 | 0 | 0 | 0 | 0 | 0 | 0 | 0 | 0 | 0 | 0 | 0 | 0 | 0 | 0 | 0 | 0 | [15 empty] | 0 | 0 | 0 | 0 | 0 | 0 | 0 | 0 | 0 | 0 | 0 | 0 | 0 | 0 | 0 |  | 0 | 0 | 0 | 0 | 0 | 0 | 0 | 0 | 0 | 0 | 0 | 0 | 0 | 0 | 0 | 0 | 0 | 0 | 0 | 0 | 0 | 0 | 0 | 0 | 0 | 0 | 0 | 0 | 0 | 0 | [14 empty] | 0 | 0 | 0 | 0 | 0 | 0 | 0 | 0 | 0 | 0 | 0 | 0 | 0 | 0 | [15 empty] | 0 | 0 | 0 | 0 | 0 | 0 | 0 | 0 | 0 | 0 | 0 | 0 | 0 | 0 | 0 |  | 0 | 0 | 0 | 0 | 0 | 0 | 0 | 0 | 0 | 0 | 0 | 0 | 0 | 0 | 0 | 0 | 0 | 0 | 0 | 0 | 0 | 0 | 0 | 0 | 0 | 0 | 0 | 0 | 0 | 0
PG&E NGBA | Eagle Rock (PGE) | 115 | [15 empty] | 7 | 0 | 0 | 0 | 0 | 0 | 0 | 0 | 0 | 0 | 0 | 0 | 0 | 0 | 1 | 0 | 0 | 0 | 0 | 0 | 0 | 0 | 0 | 0 | 0 | 0 | 0 | 0 | 0 | [15 empty] | 0 | 0 | 0 | 0 | 0 | 0 | 0 | 0 | 0 | 0 | 0 | 0 | 0 | 0 | 0 |  | 7 | 0 | 0 | 0 | 0 | 0 | 0 | 0 | 0 | 0 | 0 | 0 | 0 | 0 | 1 | 0 | 0 | 0 | 0 | 0 | 0 | 0 | 0 | 0 | 0 | 0 | 0 | 0 | 0 | 0 | [14 empty] | 0 | 0 | 0 | 0 | 0 | 0 | 0 | 0 | 0 | 0 | 0 | 0 | 0 | 0 | [15 empty] | 0 | 0 | 0 | 0 | 0 | 0 | 0 | 0 | 0 | 0 | 0 | 0 | 0 | 0 | 0 |  | 7 | 0 | 0 | 0 | 0 | 0 | 0 | 0 | 0 | 0 | 0 | 0 | 0 | 0 | 1 | 0 | 0 | 0 | 0 | 0 | 0 | 0 | 0 | 0 | 0 | 0 | 0 | 0 | 0 | 0
SCE Metro | Eagle Rock (SCE) | 230 | [15 empty] | 0 | 0 | 0 | 0 | 0 | 0 | 0 | 0 | 0 | 0 | 0 | 0 | 0 | 0 | 0 | [29 empty] | 0 | 0 | 0 | 0 | 0 | 0 | 0 | 0 | 0 | 0 | 0 | 0 | 0 | 0 | 0 |  | 0 | 0 | 0 | 0 | 0 | 0 | 0 | 0 | 0 | 0 | 0 | 0 | 0 | 0 | 0 | 0 | 0 | 0 | 0 | 0 | 0 | 0 | 0 | 0 | 0 | 0 | 0 | 0 | 0 | 0 | [14 empty] | 0 | 0 | 0 | 0 | 0 | 0 | 0 | 0 | 0 | 0 | 0 | 0 | 0 | 0 | [15 empty] | 0 | 0 | 0 | 0 | 0 | 0 | 0 | 0 | 0 | 0 | 0 | 0 | 0 | 0 | 0 |  | 0 | 0 | 0 | 0 | 0 | 0 | 0 | 0 | 0 | 0 | 0 | 0 | 0 | 0 | 0 | 0 | 0 | 0 | 0 | 0 | 0 | 0 | 0 | 0 | 0 | 0 | 0 | 0 | 0 | 0
PG&E NGBA | East Marysville | 115 | [15 empty] | 0 | 0 | 0 | 0 | 0 | 0 | 0 | 0 | 0 | 0 | 0 | 0 | 0 | 0 | 0 | 0 | 0 | 0 | 0 | 0 | 0 | 0 | 0 | 0 | 0 | 0 | 0 | 0 | 0 | [15 empty] | 0 | 0 | 0 | 0 | 0 | 0 | 0 | 0 | 0 | 0 | 0 | 0 | 0 | 0 | 0 |  | 0 | 0 | 0 | 0 | 0 | 0 | 0 | 0 | 0 | 0 | 0 | 0 | 0 | 0 | 0 | 0 | 0 | 0 | 0 | 0 | 0 | 0 | 0 | 0 | 0 | 0 | 0 | 0 | 0 | 0 | [14 empty] | 0 | 0 | 0 | 0 | 0 | 0 | 0 | 0 | 0 | 0 | 0 | 0 | 0 | 0 | [15 empty] | 0 | 0 | 0 | 0 | 0 | 0 | 0 | 0 | 0 | 0 | 0 | 0 | 0 | 0 | 0 |  | 0 | 0 | 0 | 0 | 0 | 0 | 0 | 0 | 0 | 0 | 0 | 0 | 0 | 0 | 0 | 0 | 0 | 0 | 0 | 0 | 0 | 0 | 0 | 0 | 0 | 0 | 0 | 0 | 0 | 0
PG&E NGBA | East Nicolaus | 115 | [15 empty] | 0 | 0 | 0 | 0 | 0 | 0 | 0 | 0 | 0 | 0 | 0 | 0 | 0 | 0 | 0 | 0 | 0 | 0 | 0 | 0 | 0 | 0 | 0 | 0 | 0 | 140 | 0 | 0 | 0 | [15 empty] | 0 | 0 | 0 | 0 | 0 | 0 | 0 | 0 | 0 | 0 | 0 | 140 | 0 | 0 | 0 |  | 0 | 0 | 0 | 0 | 0 | 0 | 0 | 0 | 0 | 0 | 140 | 0 | 0 | 0 | 1 | 0 | 0 | 0 | 0 | 0 | 0 | 0 | 0 | 0 | 0 | 0 | 0 | 0 | 0 | 0 | [14 empty] | 0 | 0 | 0 | 0 | 0 | 0 | 0 | 0 | 0 | 0 | 140 | 0 | 0 | 0 | [15 empty] | 0 | 0 | 0 | 0 | 0 | 0 | 0 | 0 | 0 | 0 | 0 | 140 | 0 | 0 | 0 |  | 0 | 0 | 0 | 0 | 0 | 0 | 0 | 0 | 0 | 0 | 140 | 0 | 0 | 0 | 1 | 0 | 0 | 0 | 0 | 0 | 0 | 0 | 0 | 0 | 0 | 0 | 0 | 0 | 0 | 0
PG&E NGBA | East Nicolaus | 60 | [15 empty] | 0 | 0 | 0 | 0 | 0 | 0 | 0 | 0 | 0 | 0 | 0 | 0 | 0 | 0 | 0 | 0 | 0 | 0 | 0 | 0 | 0 | 0 | 0 | 0 | 0 | 0 | 0 | 0 | 0 | [15 empty] | 0 | 0 | 0 | 0 | 0 | 0 | 0 | 0 | 0 | 0 | 0 | 0 | 0 | 0 | 0 |  | 0 | 0 | 0 | 0 | 0 | 0 | 0 | 0 | 0 | 0 | 0 | 0 | 0 | 0 | 0 | 0 | 0 | 0 | 0 | 0 | 0 | 0 | 0 | 0 | 0 | 0 | 0 | 0 | 0 | 0 | [14 empty] | 0 | 0 | 0 | 0 | 0 | 0 | 0 | 0 | 0 | 0 | 0 | 0 | 0 | 0 | [15 empty] | 0 | 0 | 0 | 0 | 0 | 0 | 0 | 0 | 0 | 0 | 0 | 0 | 0 | 0 | 0 |  | 0 | 0 | 0 | 0 | 0 | 0 | 0 | 0 | 0 | 0 | 0 | 0 | 0 | 0 | 0 | 0 | 0 | 0 | 0 | 0 | 0 | 0 | 0 | 0 | 0 | 0 | 0 | 0 | 0 | 0
PG&E GBA | Eastshore | 115 | [15 empty] | 0 | 0 | 0 | 0 | 0 | 0 | 0 | 0 | 0 | 0 | 0 | 0 | 0 | 0 | 0 | 0 | 0 | 0 | 0 | 0 | 0 | 0 | 0 | 0 | 0 | 0 | 0 | 90.7 | 0 | [15 empty] | 0 | 0 | 0 | 0 | 0 | 0 | 0 | 0 | 0 | 0 | 0 | 0 | 0 | 90.7 | 0 |  | 0 | 0 | 0 | 0 | 0 | 0 | 0 | 0 | 0 | 0 | 0 | 0 | 90.7 | 0 | 1 | 0 | 0 | 0 | 0 | 0 | 0 | 0 | 0 | 0 | 0 | 0 | 0 | 0 | 0 | 0 | [9 empty] | 130 |  |  |  |  | 0 | 0 | 0 | 0 | 0 | 0 | 0 | 0 | 0 | 130 | 0 | 0 | 90.7 | 0 | [15 empty] | 0 | 0 | 0 | 0 | 0 | 0 | 0 | 0 | 0 | 0 | 130 | 0 | 0 | 90.7 | 0 |  | 0 | 0 | 0 | 0 | 0 | 0 | 0 | 0 | 0 | 130 | 0 | 0 | 90.7 | 0 | 1 | 0 | 0 | 0 | 0 | 0 | 0 | 0 | 0 | 0 | 0 | 0 | 0 | 0 | 0 | 0
PG&E GBA | Eastshore | 230 | [15 empty] | 0 | 0 | 0 | 0 | 0 | 0 | 0 | 0 | 0 | 0 | 0 | 0 | 0 | 0 | 0 | 0 | 0 | 0 | 0 | 0 | 0 | 0 | 0 | 0 | 0 | 0 | 0 | 0 | 0 | [15 empty] | 0 | 0 | 0 | 0 | 0 | 0 | 0 | 0 | 0 | 0 | 0 | 0 | 0 | 0 | 0 |  | 0 | 0 | 0 | 0 | 0 | 0 | 0 | 0 | 0 | 0 | 0 | 0 | 0 | 0 | 0 | 0 | 0 | 0 | 0 | 0 | 0 | 0 | 0 | 0 | 0 | 0 | 0 | 0 | 0 | 0 | [14 empty] | 0 | 0 | 0 | 0 | 0 | 0 | 0 | 0 | 0 | 0 | 0 | 0 | 0 | 0 | [15 empty] | 0 | 0 | 0 | 0 | 0 | 0 | 0 | 0 | 0 | 0 | 0 | 0 | 0 | 0 | 0 |  | 0 | 0 | 0 | 0 | 0 | 0 | 0 | 0 | 0 | 0 | 0 | 0 | 0 | 0 | 0 | 0 | 0 | 0 | 0 | 0 | 0 | 0 | 0 | 0 | 0 | 0 | 0 | 0 | 0 | 0
SDGE | ECO | 138 | [15 empty] | 0 | 0 | 0 | 0 | 0 | 0 | 0 | 0 | 0 | 0 | 0 | 0 | 0 | 0 | 0 | [29 empty] | 0 | 0 | 0 | 0 | 0 | 0 | 0 | 0 | 0 | 0 | 0 | 0 | 0 | 0 | 0 |  | 0 | 0 | 0 | 0 | 0 | 0 | 0 | 0 | 0 | 0 | 0 | 0 | 0 | 0 | 0 | 0 | 0 | 0 | 0 | 0 | 0 | 0 | 0 | 0 | 0 | 0 | 0 | 0 | 0 | 0 | [14 empty] | 0 | 0 | 0 | 0 | 0 | 0 | 0 | 0 | 0 | 0 | 0 | 0 | 0 | 0 | [15 empty] | 0 | 0 | 0 | 0 | 0 | 0 | 0 | 0 | 0 | 0 | 0 | 0 | 0 | 0 | 0 |  | 0 | 0 | 0 | 0 | 0 | 0 | 0 | 0 | 0 | 0 | 0 | 0 | 0 | 0 | 0 | 0 | 0 | 0 | 0 | 0 | 0 | 0 | 0 | 0 | 0 | 0 | 0 | 0 | 0 | 0
SDGE | ECO | 230 | [15 empty] | 0 | 0 | 0 | 0 | 0 | 0 | 0 | 0 | 0 | 0 | 0 | 0 | 0 | 0 | 0 | [29 empty] | 0 | 0 | 0 | 0 | 0 | 0 | 0 | 0 | 0 | 0 | 0 | 0 | 0 | 0 | 0 |  | 0 | 0 | 0 | 0 | 0 | 0 | 0 | 0 | 0 | 0 | 0 | 0 | 0 | 0 | 0 | 0 | 0 | 0 | 0 | 0 | 0 | 0 | 0 | 0 | 0 | 0 | 0 | 0 | 0 | 0 | [14 empty] | 0 | 0 | 0 | 0 | 0 | 0 | 0 | 0 | 0 | 0 | 0 | 0 | 0 | 0 | [15 empty] | 0 | 0 | 0 | 0 | 0 | 0 | 0 | 0 | 0 | 0 | 0 | 0 | 0 | 0 | 0 |  | 0 | 0 | 0 | 0 | 0 | 0 | 0 | 0 | 0 | 0 | 0 | 0 | 0 | 0 | 0 | 0 | 0 | 0 | 0 | 0 | 0 | 0 | 0 | 0 | 0 | 0 | 0 | 0 | 0 | 0
SDGE | ECO | 500 | [15 empty] | 0 | 0 | 0 | 0 | 0 | 0 | 0 | 0 | 0 | 0 | 0 | 0 | 0 | 0 | 0 |  |  | 350 | [26 empty] | 0 | 0 | 0 | 350 | 0 | 0 | 0 | 0 | 0 | 0 | 0 | 0 | 0 | 0 | 0 |  | 0 | 0 | 350 | 0 | 0 | 0 | 0 | 0 | 0 | 0 | 0 | 0 | 0 | 0 | 1 | 0 | 0 | 0 | 0 | 0 | 0 | 0 | 0 | 0 | 0 | 0 | 0 | 0 | 0 | 0 |  |  | 1300 | [11 empty] | 0 | 0 | 1650 | 0 | 0 | 0 | 0 | 0 | 0 | 0 | 0 | 0 | 0 | 0 | [15 empty] | 0 | 0 | 0 | 1650 | 0 | 0 | 0 | 0 | 0 | 0 | 0 | 0 | 0 | 0 | 0 |  | 0 | 0 | 1650 | 0 | 0 | 0 | 0 | 0 | 0 | 0 | 0 | 0 | 0 | 0 | 1 | 0 | 0 | 0 | 0 | 0 | 0 | 0 | 0 | 0 | 0 | 0 | 0 | 0 | 0 | 0
PG&E GBA | Edenvale | 115 | [15 empty] | 0 | 0 | 0 | 0 | 0 | 0 | 0 | 0 | 0 | 0 | 0 | 0 | 0 | 0 | 0 | 0 | 0 | 0 | 0 | 0 | 0 | 0 | 0 | 0 | 0 | 0 | 0 | 0 | 0 | [15 empty] | 0 | 0 | 0 | 0 | 0 | 0 | 0 | 0 | 0 | 0 | 0 | 0 | 0 | 0 | 0 |  | 0 | 0 | 0 | 0 | 0 | 0 | 0 | 0 | 0 | 0 | 0 | 0 | 0 | 0 | 0 | 0 | 0 | 0 | 0 | 0 | 0 | 0 | 0 | 0 | 0 | 0 | 0 | 0 | 0 | 0 | [14 empty] | 0 | 0 | 0 | 0 | 0 | 0 | 0 | 0 | 0 | 0 | 0 | 0 | 0 | 0 | [15 empty] | 0 | 0 | 0 | 0 | 0 | 0 | 0 | 0 | 0 | 0 | 0 | 0 | 0 | 0 | 0 |  | 0 | 0 | 0 | 0 | 0 | 0 | 0 | 0 | 0 | 0 | 0 | 0 | 0 | 0 | 0 | 0 | 0 | 0 | 0 | 0 | 0 | 0 | 0 | 0 | 0 | 0 | 0 | 0 | 0 | 0
PG&E GBA | Edes | 115 | [15 empty] | 0 | 0 | 0 | 0 | 0 | 0 | 0 | 0 | 0 | 0 | 0 | 0 | 0 | 0 | 0 | 0 | 0 | 0 | 0 | 0 | 0 | 0 | 0 | 0 | 0 | 0 | 0 | 0 | 0 | [15 empty] | 0 | 0 | 0 | 0 | 0 | 0 | 0 | 0 | 0 | 0 | 0 | 0 | 0 | 0 | 0 |  | 0 | 0 | 0 | 0 | 0 | 0 | 0 | 0 | 0 | 0 | 0 | 0 | 0 | 0 | 0 | 0 | 0 | 0 | 0 | 0 | 0 | 0 | 0 | 0 | 0 | 0 | 0 | 0 | 0 | 0 | [14 empty] | 0 | 0 | 0 | 0 | 0 | 0 | 0 | 0 | 0 | 0 | 0 | 0 | 0 | 0 | [15 empty] | 0 | 0 | 0 | 0 | 0 | 0 | 0 | 0 | 0 | 0 | 0 | 0 | 0 | 0 | 0 |  | 0 | 0 | 0 | 0 | 0 | 0 | 0 | 0 | 0 | 0 | 0 | 0 | 0 | 0 | 0 | 0 | 0 | 0 | 0 | 0 | 0 | 0 | 0 | 0 | 0 | 0 | 0 | 0 | 0 | 0
PG&E GBA | Eight Mile | 230 | [15 empty] | 0 | 0 | 0 | 0 | 0 | 0 | 0 | 0 | 0 | 0 | 0 | 0 | 0 | 0 | 0 | 0 | 0 | 0 | 0 | 0 | 0 | 0 | 0 | 0 | 0 | 0 | 0 | 0 | 0 | [15 empty] | 0 | 0 | 0 | 0 | 0 | 0 | 0 | 0 | 0 | 0 | 0 | 0 | 0 | 0 | 0 |  | 0 | 0 | 0 | 0 | 0 | 0 | 0 | 0 | 0 | 0 | 0 | 0 | 0 | 0 | 0 | 0 | 0 | 0 | 0 | 0 | 0 | 0 | 0 | 0 | 0 | 0 | 0 | 0 | 0 | 0 | [14 empty] | 0 | 0 | 0 | 0 | 0 | 0 | 0 | 0 | 0 | 0 | 0 | 0 | 0 | 0 | [15 empty] | 0 | 0 | 0 | 0 | 0 | 0 | 0 | 0 | 0 | 0 | 0 | 0 | 0 | 0 | 0 |  | 0 | 0 | 0 | 0 | 0 | 0 | 0 | 0 | 0 | 0 | 0 | 0 | 0 | 0 | 0 | 0 | 0 | 0 | 0 | 0 | 0 | 0 | 0 | 0 | 0 | 0 | 0 | 0 | 0 | 0
SDGE | El Cajon | 69 | [15 empty] | 0 | 0 | 0 | 0 | 0 | 0 | 0 | 0 | 0 | 0 | 0 | 0 | 0 | 0 | 0 | [29 empty] | 0 | 0 | 0 | 0 | 0 | 0 | 0 | 0 | 0 | 0 | 0 | 0 | 0 | 0 | 0 |  | 0 | 0 | 0 | 0 | 0 | 0 | 0 | 0 | 0 | 0 | 0 | 0 | 0 | 0 | 0 | 0 | 0 | 0 | 0 | 0 | 0 | 0 | 0 | 0 | 0 | 0 | 0 | 0 | 0 | 0 | [14 empty] | 0 | 0 | 0 | 0 | 0 | 0 | 0 | 0 | 0 | 0 | 0 | 0 | 0 | 0 | [15 empty] | 0 | 0 | 0 | 0 | 0 | 0 | 0 | 0 | 0 | 0 | 0 | 0 | 0 | 0 | 0 |  | 0 | 0 | 0 | 0 | 0 | 0 | 0 | 0 | 0 | 0 | 0 | 0 | 0 | 0 | 0 | 0 | 0 | 0 | 0 | 0 | 0 | 0 | 0 | 0 | 0 | 0 | 0 | 0 | 0 | 0
SCE Eastern | El Casco | 230 | [15 empty] | 0 | 0 | 0 | 0 | 0 | 0 | 0 | 0 | 0 | 0 | 0 | 0 | 0 | 0 | 0 | [29 empty] | 0 | 0 | 0 | 0 | 0 | 0 | 0 | 0 | 0 | 0 | 0 | 0 | 0 | 0 | 0 |  | 0 | 0 | 0 | 0 | 0 | 0 | 0 | 0 | 0 | 0 | 0 | 0 | 0 | 0 | 0 | 0 | 0 | 0 | 0 | 0 | 0 | 0 | 0 | 0 | 0 | 0 | 0 | 0 | 0 | 0 | [14 empty] | 0 | 0 | 0 | 0 | 0 | 0 | 0 | 0 | 0 | 0 | 0 | 0 | 0 | 0 | [15 empty] | 0 | 0 | 0 | 0 | 0 | 0 | 0 | 0 | 0 | 0 | 0 | 0 | 0 | 0 | 0 |  | 0 | 0 | 0 | 0 | 0 | 0 | 0 | 0 | 0 | 0 | 0 | 0 | 0 | 0 | 0 | 0 | 0 | 0 | 0 | 0 | 0 | 0 | 0 | 0 | 0 | 0 | 0 | 0 | 0 | 0
PG&E GBA | El Cerrito G | 115 | [15 empty] | 0 | 0 | 0 | 0 | 0 | 0 | 0 | 0 | 0 | 0 | 0 | 0 | 0 | 0 | 0 | 0 | 0 | 0 | 0 | 0 | 0 | 0 | 0 | 0 | 0 | 0 | 0 | 0 | 0 | [15 empty] | 0 | 0 | 0 | 0 | 0 | 0 | 0 | 0 | 0 | 0 | 0 | 0 | 0 | 0 | 0 |  | 0 | 0 | 0 | 0 | 0 | 0 | 0 | 0 | 0 | 0 | 0 | 0 | 0 | 0 | 0 | 0 | 0 | 0 | 0 | 0 | 0 | 0 | 0 | 0 | 0 | 0 | 0 | 0 | 0 | 0 | [14 empty] | 0 | 0 | 0 | 0 | 0 | 0 | 0 | 0 | 0 | 0 | 0 | 0 | 0 | 0 | [15 empty] | 0 | 0 | 0 | 0 | 0 | 0 | 0 | 0 | 0 | 0 | 0 | 0 | 0 | 0 | 0 |  | 0 | 0 | 0 | 0 | 0 | 0 | 0 | 0 | 0 | 0 | 0 | 0 | 0 | 0 | 0 | 0 | 0 | 0 | 0 | 0 | 0 | 0 | 0 | 0 | 0 | 0 | 0 | 0 | 0 | 0
PG&E NGBA | El Dorado PH | 115 | [15 empty] | 0 | 0 | 0 | 0 | 0 | 0 | 0 | 0 | 0 | 0 | 0 | 0 | 0 | 0 | 0 | 0 | 0 | 0 | 0 | 0 | 0 | 0 | 0 | 0 | 0 | 0 | 0 | 0 | 0 | [15 empty] | 0 | 0 | 0 | 0 | 0 | 0 | 0 | 0 | 0 | 0 | 0 | 0 | 0 | 0 | 0 |  | 0 | 0 | 0 | 0 | 0 | 0 | 0 | 0 | 0 | 0 | 0 | 0 | 0 | 0 | 0 | 0 | 0 | 0 | 0 | 0 | 0 | 0 | 0 | 0 | 0 | 0 | 0 | 0 | 0 | 0 | [14 empty] | 0 | 0 | 0 | 0 | 0 | 0 | 0 | 0 | 0 | 0 | 0 | 0 | 0 | 0 | [15 empty] | 0 | 0 | 0 | 0 | 0 | 0 | 0 | 0 | 0 | 0 | 0 | 0 | 0 | 0 | 0 |  | 0 | 0 | 0 | 0 | 0 | 0 | 0 | 0 | 0 | 0 | 0 | 0 | 0 | 0 | 0 | 0 | 0 | 0 | 0 | 0 | 0 | 0 | 0 | 0 | 0 | 0 | 0 | 0 | 0 | 0
PG&E FRESNO | El Nido (PGE) | 115 | [15 empty] | 0 | 0 | 0 | 0 | 0 | 0 | 0 | 0 | 3 | 0 | 0 | 0 | 0 | 0 | 1 | 0 | 0 | 0 | 0 | 0 | 0 | 0 | 0 | 0 | 0 | 0 | 0 | 0 | 0 | [15 empty] | 0 | 0 | 0 | 0 | 0 | 0 | 0 | 0 | 0 | 0 | 0 | 0 | 0 | 0 | 0 |  | 0 | 0 | 0 | 0 | 0 | 0 | 0 | 0 | 3 | 0 | 0 | 0 | 0 | 0 | 1 | 0 | 0 | 0 | 0 | 0 | 0 | 0 | 0 | 0 | 0 | 0 | 0 | 0 | 0 | 0 | 0 | 0 | 0 | 0 | 0 | 0 | 0 | 0 | 0 | 0 | 0 | 0 | 0 | 0 | 0 | 0 | 0 | 0 | 0 | 0 | 0 | 0 | 0 | 0 | 0 | 0 | 0 | 0 | [15 empty] | 0 | 0 | 0 | 0 | 0 | 0 | 0 | 0 | 0 | 0 | 0 | 0 | 0 | 0 | 0 |  | 0 | 0 | 0 | 0 | 0 | 0 | 0 | 0 | 3 | 0 | 0 | 0 | 0 | 0 | 1 | 0 | 0 | 0 | 0 | 0 | 0 | 0 | 0 | 0 | 0 | 0 | 0 | 0 | 0 | 0
SCE Metro | El Nido (SCE) | 230 | [15 empty] | 0 | 0 | 0 | 0 | 0 | 0 | 0 | 0 | 0 | 0 | 0 | 0 | 0 | 0 | 0 | [12 empty] | 400 | [16 empty] | 0 | 0 | 0 | 0 | 0 | 0 | 0 | 0 | 0 | 0 | 0 | 0 | 0 | 400 | 0 |  | 0 | 0 | 0 | 0 | 0 | 0 | 0 | 0 | 0 | 0 | 0 | 0 | 400 | 0 | 1 | 0 | 0 | 0 | 0 | 0 | 0 | 0 | 0 | 0 | 0 | 0 | 0 | 0 | 0 | 0 | [14 empty] | 0 | 0 | 0 | 0 | 0 | 0 | 0 | 0 | 0 | 0 | 0 | 0 | 400 | 0 | [15 empty] | 0 | 0 | 0 | 0 | 0 | 0 | 0 | 0 | 0 | 0 | 0 | 0 | 0 | 400 | 0 |  | 0 | 0 | 0 | 0 | 0 | 0 | 0 | 0 | 0 | 0 | 0 | 0 | 400 | 0 | 1 | 0 | 0 | 0 | 0 | 0 | 0 | 0 | 0 | 0 | 0 | 0 | 0 | 0 | 0 | 0
PG&E GBA | El Patio | 115 | [15 empty] | 0 | 0 | 0 | 0 | 0 | 0 | 0 | 0 | 0 | 0 | 0 | 0 | 0 | 0 | 0 | 0 | 0 | 0 | 0 | 0 | 0 | 0 | 0 | 0 | 0 | 0 | 0 | 0 | 0 | [15 empty] | 0 | 0 | 0 | 0 | 0 | 0 | 0 | 0 | 0 | 0 | 0 | 0 | 0 | 0 | 0 |  | 0 | 0 | 0 | 0 | 0 | 0 | 0 | 0 | 0 | 0 | 0 | 0 | 0 | 0 | 0 | 0 | 0 | 0 | 0 | 0 | 0 | 0 | 0 | 0 | 0 | 0 | 0 | 0 | 0 | 0 | [14 empty] | 0 | 0 | 0 | 0 | 0 | 0 | 0 | 0 | 0 | 0 | 0 | 0 | 0 | 0 | [15 empty] | 0 | 0 | 0 | 0 | 0 | 0 | 0 | 0 | 0 | 0 | 0 | 0 | 0 | 0 | 0 |  | 0 | 0 | 0 | 0 | 0 | 0 | 0 | 0 | 0 | 0 | 0 | 0 | 0 | 0 | 0 | 0 | 0 | 0 | 0 | 0 | 0 | 0 | 0 | 0 | 0 | 0 | 0 | 0 | 0 | 0
SCE Metro | El Segundo | 230 | [15 empty] | 0 | 0 | 0 | 0 | 0 | 0 | 0 | 0 | 0 | 0 | 0 | 0 | 0 | 0 | 0 | [29 empty] | 0 | 0 | 0 | 0 | 0 | 0 | 0 | 0 | 0 | 0 | 0 | 0 | 0 | 0 | 0 |  | 0 | 0 | 0 | 0 | 0 | 0 | 0 | 0 | 0 | 0 | 0 | 0 | 0 | 0 | 0 | 0 | 0 | 0 | 0 | 0 | 0 | 0 | 0 | 0 | 0 | 0 | 0 | 0 | 0 | 0 | [14 empty] | 0 | 0 | 0 | 0 | 0 | 0 | 0 | 0 | 0 | 0 | 0 | 0 | 0 | 0 | [15 empty] | 0 | 0 | 0 | 0 | 0 | 0 | 0 | 0 | 0 | 0 | 0 | 0 | 0 | 0 | 0 |  | 0 | 0 | 0 | 0 | 0 | 0 | 0 | 0 | 0 | 0 | 0 | 0 | 0 | 0 | 0 | 0 | 0 | 0 | 0 | 0 | 0 | 0 | 0 | 0 | 0 | 0 | 0 | 0 | 0 | 0
EOP | Eldorado | 230 | [15 empty] | 45 | 0 | 0 | 0 | 0 | 0 | 0 | 0 | 0 | 0 | 0 | 0 | 0 | 0 | 1 | 139 | [28 empty] | 0 | 139 | 0 | 0 | 0 | 0 | 0 | 0 | 0 | 0 | 0 | 0 | 0 | 0 | 0 |  | 184 | 0 | 0 | 0 | 0 | 0 | 0 | 0 | 0 | 0 | 0 | 0 | 0 | 0 | 1 | 0 | 0 | 0 | 0 | 0 | 0 | 0 | 0 | 0 | 0 | 0 | 0 | 0 | 0 | 0 | [14 empty] | 139 | 0 | 0 | 0 | 0 | 0 | 0 | 0 | 0 | 0 | 0 | 0 | 0 | 0 | [15 empty] | 0 | 139 | 0 | 0 | 0 | 0 | 0 | 0 | 0 | 0 | 0 | 0 | 0 | 0 | 0 |  | 184 | 0 | 0 | 0 | 0 | 0 | 0 | 0 | 0 | 0 | 0 | 0 | 0 | 0 | 1 | 0 | 0 | 0 | 0 | 0 | 0 | 0 | 0 | 0 | 0 | 0 | 0 | 0 | 0 | 0
EOP | Eldorado | 500 | [15 empty] | 0 | 0 | 0 | 0 | 0 | 0 | 0 | 0 | 0 | 0 | 0 | 0 | 0 | 0 | 0 | 248 |  |  |  | 3000 |  |  |  |  | 600 |  |  | 390 | 500 | [15 empty] | 0 | 248 | 0 | 0 | 0 | 3000 | 0 | 0 | 0 | 0 | 600 | 0 | 0 | 390 | 500 |  | 248 | 0 | 0 | 0 | 3000 | 0 | 0 | 0 | 0 | 600 | 0 | 0 | 390 | 500 | 1 | 0 | 0 | 0 | 0 | 0 | 0 | 0 | 0 | 0 | 0 | 0 | 0 | 0 | 0 | 0 | [14 empty] | 248 | 0 | 0 | 0 | 3000 | 0 | 0 | 0 | 0 | 600 | 0 | 0 | 390 | 500 | [15 empty] | 0 | 248 | 0 | 0 | 0 | 3000 | 0 | 0 | 0 | 0 | 600 | 0 | 0 | 390 | 500 |  | 248 | 0 | 0 | 0 | 3000 | 0 | 0 | 0 | 0 | 600 | 0 | 0 | 390 | 500 | 1 | 0 | 0 | 0 | 0 | 0 | 0 | 0 | 0 | 0 | 0 | 0 | 0 | 0 | 0 | 0
SCE Northern | Elizabeth Lake | 66 | [15 empty] | 0 | 0 | 0 | 0 | 0 | 0 | 0 | 0 | 0 | 0 | 0 | 0 | 0 | 0 | 0 | [29 empty] | 0 | 0 | 0 | 0 | 0 | 0 | 0 | 0 | 0 | 0 | 0 | 0 | 0 | 0 | 0 |  | 0 | 0 | 0 | 0 | 0 | 0 | 0 | 0 | 0 | 0 | 0 | 0 | 0 | 0 | 0 | 0 | 0 | 0 | 0 | 0 | 0 | 0 | 0 | 0 | 0 | 0 | 0 | 0 | 0 | 0 | [14 empty] | 0 | 0 | 0 | 0 | 0 | 0 | 0 | 0 | 0 | 0 | 0 | 0 | 0 | 0 | [15 empty] | 0 | 0 | 0 | 0 | 0 | 0 | 0 | 0 | 0 | 0 | 0 | 0 | 0 | 0 | 0 |  | 0 | 0 | 0 | 0 | 0 | 0 | 0 | 0 | 0 | 0 | 0 | 0 | 0 | 0 | 0 | 0 | 0 | 0 | 0 | 0 | 0 | 0 | 0 | 0 | 0 | 0 | 0 | 0 | 0 | 0
PG&E KERN | Elk Hills | 230 | [15 empty] | 0 | 0 | 0 | 0 | 0 | 0 | 0 | 0 | 0 | 0 | 0 | 0 | 0 | 0 | 0 | 0 | 0 | 0 | 0 | 0 | 0 | 0 | 0 | 0 | 0 | 0 | 0 | 0 | 0 | [15 empty] | 0 | 0 | 0 | 0 | 0 | 0 | 0 | 0 | 0 | 0 | 0 | 0 | 0 | 0 | 0 |  | 0 | 0 | 0 | 0 | 0 | 0 | 0 | 0 | 0 | 0 | 0 | 0 | 0 | 0 | 0 | 0 | 0 | 0 | 0 | 0 | 0 | 0 | 0 | 0 | 0 | 0 | 0 | 0 | 0 | 0 | [14 empty] | 0 | 0 | 0 | 0 | 0 | 0 | 0 | 0 | 0 | 0 | 0 | 0 | 0 | 0 | [15 empty] | 0 | 0 | 0 | 0 | 0 | 0 | 0 | 0 | 0 | 0 | 0 | 0 | 0 | 0 | 0 |  | 0 | 0 | 0 | 0 | 0 | 0 | 0 | 0 | 0 | 0 | 0 | 0 | 0 | 0 | 0 | 0 | 0 | 0 | 0 | 0 | 0 | 0 | 0 | 0 | 0 | 0 | 0 | 0 | 0 | 0
SDGE | Elliot | 69 | [15 empty] | 0 | 0 | 0 | 0 | 0 | 0 | 0 | 0 | 0 | 0 | 0 | 0 | 0 | 0 | 0 | [29 empty] | 0 | 0 | 0 | 0 | 0 | 0 | 0 | 0 | 0 | 0 | 0 | 0 | 0 | 0 | 0 |  | 0 | 0 | 0 | 0 | 0 | 0 | 0 | 0 | 0 | 0 | 0 | 0 | 0 | 0 | 0 | 0 | 0 | 0 | 0 | 0 | 0 | 0 | 0 | 0 | 0 | 0 | 0 | 0 | 0 | 0 | [14 empty] | 0 | 0 | 0 | 0 | 0 | 0 | 0 | 0 | 0 | 0 | 0 | 0 | 0 | 0 | [15 empty] | 0 | 0 | 0 | 0 | 0 | 0 | 0 | 0 | 0 | 0 | 0 | 0 | 0 | 0 | 0 |  | 0 | 0 | 0 | 0 | 0 | 0 | 0 | 0 | 0 | 0 | 0 | 0 | 0 | 0 | 0 | 0 | 0 | 0 | 0 | 0 | 0 | 0 | 0 | 0 | 0 | 0 | 0 | 0 | 0 | 0
SCE Metro | Ellis | 230 | [15 empty] | 0 | 0 | 0 | 0 | 0 | 0 | 0 | 0 | 0 | 0 | 0 | 0 | 0 | 0 | 0 | [29 empty] | 0 | 0 | 0 | 0 | 0 | 0 | 0 | 0 | 0 | 0 | 0 | 0 | 0 | 0 | 0 |  | 0 | 0 | 0 | 0 | 0 | 0 | 0 | 0 | 0 | 0 | 0 | 0 | 0 | 0 | 0 | 0 | 0 | 0 | 0 | 0 | 0 | 0 | 0 | 0 | 0 | 0 | 0 | 0 | 0 | 0 | [14 empty] | 0 | 0 | 0 | 0 | 0 | 0 | 0 | 0 | 0 | 0 | 0 | 0 | 0 | 0 | [15 empty] | 0 | 0 | 0 | 0 | 0 | 0 | 0 | 0 | 0 | 0 | 0 | 0 | 0 | 0 | 0 |  | 0 | 0 | 0 | 0 | 0 | 0 | 0 | 0 | 0 | 0 | 0 | 0 | 0 | 0 | 0 | 0 | 0 | 0 | 0 | 0 | 0 | 0 | 0 | 0 | 0 | 0 | 0 | 0 | 0 | 0
SDGE | Encina | 138 | [15 empty] | 0 | 0 | 0 | 0 | 0 | 0 | 0 | 0 | 0 | 0 | 0 | 0 | 0 | 0 | 0 | [29 empty] | 0 | 0 | 0 | 0 | 0 | 0 | 0 | 0 | 0 | 0 | 0 | 0 | 0 | 0 | 0 |  | 0 | 0 | 0 | 0 | 0 | 0 | 0 | 0 | 0 | 0 | 0 | 0 | 0 | 0 | 0 | 0 | 0 | 0 | 0 | 0 | 0 | 0 | 0 | 0 | 0 | 0 | 0 | 0 | 0 | 0 | [14 empty] | 0 | 0 | 0 | 0 | 0 | 0 | 0 | 0 | 0 | 0 | 0 | 0 | 0 | 0 | [15 empty] | 0 | 0 | 0 | 0 | 0 | 0 | 0 | 0 | 0 | 0 | 0 | 0 | 0 | 0 | 0 |  | 0 | 0 | 0 | 0 | 0 | 0 | 0 | 0 | 0 | 0 | 0 | 0 | 0 | 0 | 0 | 0 | 0 | 0 | 0 | 0 | 0 | 0 | 0 | 0 | 0 | 0 | 0 | 0 | 0 | 0
SDGE | Encina | 230 | [15 empty] | 0 | 0 | 0 | 0 | 0 | 0 | 0 | 0 | 0 | 0 | 0 | 0 | 0 | 0 | 0 | [9 empty] | 20 | [19 empty] | 0 | 0 | 0 | 0 | 0 | 0 | 0 | 0 | 0 | 0 | 20 | 0 | 0 | 0 | 0 |  | 0 | 0 | 0 | 0 | 0 | 0 | 0 | 0 | 0 | 20 | 0 | 0 | 0 | 0 | 1 | 0 | 0 | 0 | 0 | 0 | 0 | 0 | 0 | 0 | 0 | 0 | 0 | 0 | 0 | 0 | [14 empty] | 0 | 0 | 0 | 0 | 0 | 0 | 0 | 0 | 0 | 20 | 0 | 0 | 0 | 0 | [15 empty] | 0 | 0 | 0 | 0 | 0 | 0 | 0 | 0 | 0 | 0 | 20 | 0 | 0 | 0 | 0 |  | 0 | 0 | 0 | 0 | 0 | 0 | 0 | 0 | 0 | 20 | 0 | 0 | 0 | 0 | 1 | 0 | 0 | 0 | 0 | 0 | 0 | 0 | 0 | 0 | 0 | 0 | 0 | 0 | 0 | 0
SDGE | Escondido | 230 | [15 empty] | 0 | 0 | 0 | 0 | 0 | 0 | 0 | 0 | 0 | 0 | 0 | 0 | 0 | 0 | 0 | [29 empty] | 0 | 0 | 0 | 0 | 0 | 0 | 0 | 0 | 0 | 0 | 0 | 0 | 0 | 0 | 0 |  | 0 | 0 | 0 | 0 | 0 | 0 | 0 | 0 | 0 | 0 | 0 | 0 | 0 | 0 | 0 | 0 | 0 | 0 | 0 | 0 | 0 | 0 | 0 | 0 | 0 | 0 | 0 | 0 | 0 | 0 | [14 empty] | 0 | 0 | 0 | 0 | 0 | 0 | 0 | 0 | 0 | 0 | 0 | 0 | 0 | 0 | [15 empty] | 0 | 0 | 0 | 0 | 0 | 0 | 0 | 0 | 0 | 0 | 0 | 0 | 0 | 0 | 0 |  | 0 | 0 | 0 | 0 | 0 | 0 | 0 | 0 | 0 | 0 | 0 | 0 | 0 | 0 | 0 | 0 | 0 | 0 | 0 | 0 | 0 | 0 | 0 | 0 | 0 | 0 | 0 | 0 | 0 | 0
SDGE | Escondido | 69 | [15 empty] | 0 | 0 | 0 | 0 | 0 | 0 | 0 | 0 | 0 | 0 | 0 | 13 | 0 | 0 | 1 | [29 empty] | 0 | 0 | 0 | 0 | 0 | 0 | 0 | 0 | 0 | 0 | 0 | 0 | 0 | 0 | 0 |  | 0 | 0 | 0 | 0 | 0 | 0 | 0 | 0 | 0 | 0 | 0 | 13 | 0 | 0 | 1 | 0 | 0 | 0 | 0 | 0 | 0 | 0 | 0 | 0 | 0 | 0 | 0 | 0 | 0 | 0 | [14 empty] | 0 | 0 | 0 | 0 | 0 | 0 | 0 | 0 | 0 | 0 | 0 | 0 | 0 | 0 | [15 empty] | 0 | 0 | 0 | 0 | 0 | 0 | 0 | 0 | 0 | 0 | 0 | 0 | 0 | 0 | 0 |  | 0 | 0 | 0 | 0 | 0 | 0 | 0 | 0 | 0 | 0 | 0 | 13 | 0 | 0 | 1 | 0 | 0 | 0 | 0 | 0 | 0 | 0 | 0 | 0 | 0 | 0 | 0 | 0 | 0 | 0
PG&E KERN | Estrella | 230 | [15 empty] | 0 | 0 | 0 | 0 | 0 | 0 | 0 | 0 | 0 | 0 | 0 | 0 | 0 | 0 | 0 | 0 | 0 | 0 | 0 | 0 | 0 | 0 | 0 | 0 | 0 | 0 | 0 | 0 | 0 | [15 empty] | 0 | 0 | 0 | 0 | 0 | 0 | 0 | 0 | 0 | 0 | 0 | 0 | 0 | 0 | 0 |  | 0 | 0 | 0 | 0 | 0 | 0 | 0 | 0 | 0 | 0 | 0 | 0 | 0 | 0 | 0 | 0 | 0 | 0 | 0 | 0 | 0 | 0 | 0 | 0 | 0 | 0 | 0 | 0 | 0 | 0 | [14 empty] | 0 | 0 | 0 | 0 | 0 | 0 | 0 | 0 | 0 | 0 | 0 | 0 | 0 | 0 | [15 empty] | 0 | 0 | 0 | 0 | 0 | 0 | 0 | 0 | 0 | 0 | 0 | 0 | 0 | 0 | 0 |  | 0 | 0 | 0 | 0 | 0 | 0 | 0 | 0 | 0 | 0 | 0 | 0 | 0 | 0 | 0 | 0 | 0 | 0 | 0 | 0 | 0 | 0 | 0 | 0 | 0 | 0 | 0 | 0 | 0 | 0
SCE Eastern | Etiwanda | 230 | [15 empty] | 0 | 0 | 0 | 0 | 0 | 0 | 0 | 0 | 0 | 0 | 0 | 70 | 0 | 0 | 1 | [13 empty] | 550 | [15 empty] | 0 | 0 | 0 | 0 | 0 | 0 | 0 | 0 | 0 | 0 | 0 | 0 | 0 | 0 | 550 |  | 0 | 0 | 0 | 0 | 0 | 0 | 0 | 0 | 0 | 0 | 0 | 70 | 0 | 550 | 1 | 0 | 0 | 0 | 0 | 0 | 0 | 0 | 0 | 0 | 0 | 0 | 0 | 0 | 0 | 0 | [14 empty] | 0 | 0 | 0 | 0 | 0 | 0 | 0 | 0 | 0 | 0 | 0 | 0 | 0 | 550 | [15 empty] | 0 | 0 | 0 | 0 | 0 | 0 | 0 | 0 | 0 | 0 | 0 | 0 | 0 | 0 | 550 |  | 0 | 0 | 0 | 0 | 0 | 0 | 0 | 0 | 0 | 0 | 0 | 70 | 0 | 550 | 1 | 0 | 0 | 0 | 0 | 0 | 0 | 0 | 0 | 0 | 0 | 0 | 0 | 0 | 0 | 0
PG&E GBA | Evergreen | 115 | [15 empty] | 0 | 0 | 0 | 0 | 0 | 0 | 0 | 0 | 0 | 0 | 0 | 0 | 0 | 0 | 0 | 0 | 0 | 0 | 0 | 0 | 0 | 0 | 0 | 0 | 0 | 0 | 0 | 0 | 0 | [15 empty] | 0 | 0 | 0 | 0 | 0 | 0 | 0 | 0 | 0 | 0 | 0 | 0 | 0 | 0 | 0 |  | 0 | 0 | 0 | 0 | 0 | 0 | 0 | 0 | 0 | 0 | 0 | 0 | 0 | 0 | 0 | 0 | 0 | 0 | 0 | 0 | 0 | 0 | 0 | 0 | 0 | 0 | 0 | 0 | 0 | 0 | [14 empty] | 0 | 0 | 0 | 0 | 0 | 0 | 0 | 0 | 0 | 0 | 0 | 0 | 0 | 0 | [15 empty] | 0 | 0 | 0 | 0 | 0 | 0 | 0 | 0 | 0 | 0 | 0 | 0 | 0 | 0 | 0 |  | 0 | 0 | 0 | 0 | 0 | 0 | 0 | 0 | 0 | 0 | 0 | 0 | 0 | 0 | 0 | 0 | 0 | 0 | 0 | 0 | 0 | 0 | 0 | 0 | 0 | 0 | 0 | 0 | 0 | 0
PG&E GBA | Evergreen | 60 | [15 empty] | 0 | 0 | 0 | 0 | 0 | 0 | 0 | 0 | 0 | 0 | 0 | 0 | 0 | 0 | 0 | 0 | 0 | 0 | 0 | 0 | 0 | 0 | 0 | 0 | 0 | 0 | 0 | 0 | 0 | [15 empty] | 0 | 0 | 0 | 0 | 0 | 0 | 0 | 0 | 0 | 0 | 0 | 0 | 0 | 0 | 0 |  | 0 | 0 | 0 | 0 | 0 | 0 | 0 | 0 | 0 | 0 | 0 | 0 | 0 | 0 | 0 | 0 | 0 | 0 | 0 | 0 | 0 | 0 | 0 | 0 | 0 | 0 | 0 | 0 | 0 | 0 | [14 empty] | 0 | 0 | 0 | 0 | 0 | 0 | 0 | 0 | 0 | 0 | 0 | 0 | 0 | 0 | [15 empty] | 0 | 0 | 0 | 0 | 0 | 0 | 0 | 0 | 0 | 0 | 0 | 0 | 0 | 0 | 0 |  | 0 | 0 | 0 | 0 | 0 | 0 | 0 | 0 | 0 | 0 | 0 | 0 | 0 | 0 | 0 | 0 | 0 | 0 | 0 | 0 | 0 | 0 | 0 | 0 | 0 | 0 | 0 | 0 | 0 | 0
PG&E FRESNO | Excelsior | 115 | [15 empty] | 0 | 0 | 0 | 0 | 0 | 0 | 0 | 0 | 0 | 0 | 0 | 0 | 0 | 0 | 0 | 0 | 0 | 0 | 0 | 0 | 0 | 0 | 0 | 0 | 0 | 0 | 0 | 0 | 0 | [15 empty] | 0 | 0 | 0 | 0 | 0 | 0 | 0 | 0 | 0 | 0 | 0 | 0 | 0 | 0 | 0 |  | 0 | 0 | 0 | 0 | 0 | 0 | 0 | 0 | 0 | 0 | 0 | 0 | 0 | 0 | 0 | 0 | 0 | 0 | 0 | 0 | 0 | 0 | 0 | 0 | 0 | 0 | 0 | 0 | 0 | 0 | 0 | 0 | 0 | 0 | 0 | 0 | 0 | 0 | 0 | 0 | 0 | 0 | 0 | 0 | 0 | 0 | 0 | 0 | 0 | 0 | 0 | 0 | 0 | 0 | 0 | 0 | 0 | 0 | [15 empty] | 0 | 0 | 0 | 0 | 0 | 0 | 0 | 0 | 0 | 0 | 0 | 0 | 0 | 0 | 0 |  | 0 | 0 | 0 | 0 | 0 | 0 | 0 | 0 | 0 | 0 | 0 | 0 | 0 | 0 | 0 | 0 | 0 | 0 | 0 | 0 | 0 | 0 | 0 | 0 | 0 | 0 | 0 | 0 | 0 | 0
PG&E FRESNO | Exchequer | 115 | [15 empty] | 0 | 0 | 0 | 0 | 0 | 0 | 0 | 0 | 0 | 0 | 0 | 0 | 0 | 0 | 0 | 0 | 0 | 0 | 0 | 0 | 0 | 0 | 0 | 0 | 0 | 0 | 0 | 0 | 0 | [15 empty] | 0 | 0 | 0 | 0 | 0 | 0 | 0 | 0 | 0 | 0 | 0 | 0 | 0 | 0 | 0 |  | 0 | 0 | 0 | 0 | 0 | 0 | 0 | 0 | 0 | 0 | 0 | 0 | 0 | 0 | 0 | 0 | 0 | 0 | 0 | 0 | 0 | 0 | 0 | 0 | 0 | 0 | 0 | 0 | 0 | 0 | 0 | 0 | 0 | 0 | 0 | 0 | 0 | 0 | 0 | 0 | 0 | 0 | 0 | 0 | 0 | 0 | 0 | 0 | 0 | 0 | 0 | 0 | 0 | 0 | 0 | 0 | 0 | 0 | [15 empty] | 0 | 0 | 0 | 0 | 0 | 0 | 0 | 0 | 0 | 0 | 0 | 0 | 0 | 0 | 0 |  | 0 | 0 | 0 | 0 | 0 | 0 | 0 | 0 | 0 | 0 | 0 | 0 | 0 | 0 | 0 | 0 | 0 | 0 | 0 | 0 | 0 | 0 | 0 | 0 | 0 | 0 | 0 | 0 | 0 | 0
PG&E KERN | Fairway | 115 | [15 empty] | 0 | 0 | 0 | 0 | 0 | 0 | 0 | 0 | 0 | 0 | 0 | 0 | 0 | 0 | 0 | 0 | 0 | 0 | 0 | 0 | 0 | 0 | 0 | 0 | 0 | 0 | 0 | 0 | 0 | [15 empty] | 0 | 0 | 0 | 0 | 0 | 0 | 0 | 0 | 0 | 0 | 0 | 0 | 0 | 0 | 0 |  | 0 | 0 | 0 | 0 | 0 | 0 | 0 | 0 | 0 | 0 | 0 | 0 | 0 | 0 | 0 | 0 | 0 | 0 | 0 | 0 | 0 | 0 | 0 | 0 | 0 | 0 | 0 | 0 | 0 | 0 | [14 empty] | 0 | 0 | 0 | 0 | 0 | 0 | 0 | 0 | 0 | 0 | 0 | 0 | 0 | 0 | [15 empty] | 0 | 0 | 0 | 0 | 0 | 0 | 0 | 0 | 0 | 0 | 0 | 0 | 0 | 0 | 0 |  | 0 | 0 | 0 | 0 | 0 | 0 | 0 | 0 | 0 | 0 | 0 | 0 | 0 | 0 | 0 | 0 | 0 | 0 | 0 | 0 | 0 | 0 | 0 | 0 | 0 | 0 | 0 | 0 | 0 | 0
PG&E KERN | Famoso | 115 | [15 empty] | 0 | 0 | 0 | 0 | 0 | 0 | 0 | 0 | 0 | 0 | 0 | 0 | 0 | 0 | 0 | 0 | 0 | 0 | 0 | 0 | 0 | 0 | 0 | 0 | 0 | 0 | 0 | 0 | 0 | [15 empty] | 0 | 0 | 0 | 0 | 0 | 0 | 0 | 0 | 0 | 0 | 0 | 0 | 0 | 0 | 0 |  | 0 | 0 | 0 | 0 | 0 | 0 | 0 | 0 | 0 | 0 | 0 | 0 | 0 | 0 | 0 | 0 | 0 | 0 | 0 | 0 | 0 | 0 | 0 | 0 | 0 | 0 | 0 | 0 | 0 | 0 | [14 empty] | 0 | 0 | 0 | 0 | 0 | 0 | 0 | 0 | 0 | 0 | 0 | 0 | 0 | 0 | [15 empty] | 0 | 0 | 0 | 0 | 0 | 0 | 0 | 0 | 0 | 0 | 0 | 0 | 0 | 0 | 0 |  | 0 | 0 | 0 | 0 | 0 | 0 | 0 | 0 | 0 | 0 | 0 | 0 | 0 | 0 | 0 | 0 | 0 | 0 | 0 | 0 | 0 | 0 | 0 | 0 | 0 | 0 | 0 | 0 | 0 | 0
PG&E NGBA | Fern Road | 500 | [15 empty] | 0 | 0 | 0 | 0 | 0 | 0 | 0 | 0 | 0 | 0 | 0 | 0 | 0 | 0 | 0 | 185 | 0 | 0 | 0 | 0 | 0 | 0 | 0 | 0 | 0 | 0 | 0 | 0 | 0 | [15 empty] | 0 | 185 | 0 | 0 | 0 | 0 | 0 | 0 | 0 | 0 | 0 | 0 | 0 | 0 | 0 |  | 185 | 0 | 0 | 0 | 0 | 0 | 0 | 0 | 0 | 0 | 0 | 0 | 0 | 0 | 1 | 0 | 0 | 0 | 0 | 0 | 0 | 0 | 0 | 0 | 0 | 0 | 0 | 0 | 0 | 0 | [14 empty] | 185 | 0 | 0 | 0 | 0 | 0 | 0 | 0 | 0 | 0 | 0 | 0 | 0 | 0 | [15 empty] | 0 | 185 | 0 | 0 | 0 | 0 | 0 | 0 | 0 | 0 | 0 | 0 | 0 | 0 | 0 |  | 185 | 0 | 0 | 0 | 0 | 0 | 0 | 0 | 0 | 0 | 0 | 0 | 0 | 0 | 1 | 0 | 0 | 0 | 0 | 0 | 0 | 0 | 0 | 0 | 0 | 0 | 0 | 0 | 0 | 0
PG&E GBA | Fibreboard (SPI Sonora) | 115 | [15 empty] | 0 | 0 | 0 | 0 | 0 | 0 | 0 | 0 | 0 | 0 | 0 | 0 | 0 | 0 | 0 | 0 | 0 | 0 | 0 | 0 | 0 | 0 | 0 | 0 | 0 | 0 | 0 | 0 | 0 | [15 empty] | 0 | 0 | 0 | 0 | 0 | 0 | 0 | 0 | 0 | 0 | 0 | 0 | 0 | 0 | 0 |  | 0 | 0 | 0 | 0 | 0 | 0 | 0 | 0 | 0 | 0 | 0 | 0 | 0 | 0 | 0 | 0 | 0 | 0 | 0 | 0 | 0 | 0 | 0 | 0 | 0 | 0 | 0 | 0 | 0 | 0 | [14 empty] | 0 | 0 | 0 | 0 | 0 | 0 | 0 | 0 | 0 | 0 | 0 | 0 | 0 | 0 | [15 empty] | 0 | 0 | 0 | 0 | 0 | 0 | 0 | 0 | 0 | 0 | 0 | 0 | 0 | 0 | 0 |  | 0 | 0 | 0 | 0 | 0 | 0 | 0 | 0 | 0 | 0 | 0 | 0 | 0 | 0 | 0 | 0 | 0 | 0 | 0 | 0 | 0 | 0 | 0 | 0 | 0 | 0 | 0 | 0 | 0 | 0
PG&E FRESNO | Figarden | 230 | [15 empty] | 0 | 0 | 0 | 0 | 0 | 0 | 0 | 0 | 0 | 0 | 0 | 0 | 0 | 0 | 0 | 0 | 0 | 0 | 0 | 0 | 0 | 0 | 0 | 0 | 0 | 0 | 0 | 0 | 0 | [15 empty] | 0 | 0 | 0 | 0 | 0 | 0 | 0 | 0 | 0 | 0 | 0 | 0 | 0 | 0 | 0 |  | 0 | 0 | 0 | 0 | 0 | 0 | 0 | 0 | 0 | 0 | 0 | 0 | 0 | 0 | 0 | 0 | 0 | 0 | 0 | 0 | 0 | 0 | 0 | 0 | 0 | 0 | 0 | 0 | 0 | 0 | 0 | 0 | 0 | 0 | 0 | 0 | 0 | 0 | 0 | 0 | 0 | 0 | 0 | 0 | 0 | 0 | 0 | 0 | 0 | 0 | 0 | 0 | 0 | 0 | 0 | 0 | 0 | 0 | [15 empty] | 0 | 0 | 0 | 0 | 0 | 0 | 0 | 0 | 0 | 0 | 0 | 0 | 0 | 0 | 0 |  | 0 | 0 | 0 | 0 | 0 | 0 | 0 | 0 | 0 | 0 | 0 | 0 | 0 | 0 | 0 | 0 | 0 | 0 | 0 | 0 | 0 | 0 | 0 | 0 | 0 | 0 | 0 | 0 | 0 | 0
PG&E FRESNO | Fink | 230 | [15 empty] | 0 | 0 | 0 | 0 | 0 | 0 | 0 | 0 | 0 | 0 | 0 | 0 | 0 | 0 | 0 | 70 | 0 | 0 | 0 | 0 | 0 | 0 | 0 | 0 | 0 | 0 | 0 | 0 | 0 | [15 empty] | 0 | 70 | 0 | 0 | 0 | 0 | 0 | 0 | 0 | 0 | 0 | 0 | 0 | 0 | 0 |  | 70 | 0 | 0 | 0 | 0 | 0 | 0 | 0 | 0 | 0 | 0 | 0 | 0 | 0 | 1 | 0 | 0 | 0 | 0 | 0 | 0 | 0 | 0 | 0 | 0 | 0 | 0 | 0 | 0 | 0 | 0 | 0 | 0 | 0 | 0 | 0 | 0 | 0 | 0 | 200 | 0 | 0 | 0 | 0 | 70 | 0 | 0 | 0 | 0 | 0 | 0 | 0 | 0 | 200 | 0 | 0 | 0 | 0 | [15 empty] | 0 | 70 | 0 | 0 | 0 | 0 | 0 | 0 | 0 | 0 | 200 | 0 | 0 | 0 | 0 |  | 70 | 0 | 0 | 0 | 0 | 0 | 0 | 0 | 0 | 200 | 0 | 0 | 0 | 0 | 1 | 0 | 0 | 0 | 0 | 0 | 0 | 0 | 0 | 0 | 0 | 0 | 0 | 0 | 0 | 0
PG&E NGBA | Fitch Mountain | 60 | [15 empty] | 0 | 0 | 0 | 0 | 0 | 0 | 0 | 0 | 0 | 0 | 0 | 0 | 0 | 0 | 0 | 0 | 0 | 0 | 0 | 0 | 0 | 0 | 0 | 0 | 0 | 0 | 0 | 0 | 0 | [15 empty] | 0 | 0 | 0 | 0 | 0 | 0 | 0 | 0 | 0 | 0 | 0 | 0 | 0 | 0 | 0 |  | 0 | 0 | 0 | 0 | 0 | 0 | 0 | 0 | 0 | 0 | 0 | 0 | 0 | 0 | 0 | 0 | 0 | 0 | 0 | 0 | 0 | 0 | 0 | 0 | 0 | 0 | 0 | 0 | 0 | 0 | [14 empty] | 0 | 0 | 0 | 0 | 0 | 0 | 0 | 0 | 0 | 0 | 0 | 0 | 0 | 0 | [15 empty] | 0 | 0 | 0 | 0 | 0 | 0 | 0 | 0 | 0 | 0 | 0 | 0 | 0 | 0 | 0 |  | 0 | 0 | 0 | 0 | 0 | 0 | 0 | 0 | 0 | 0 | 0 | 0 | 0 | 0 | 0 | 0 | 0 | 0 | 0 | 0 | 0 | 0 | 0 | 0 | 0 | 0 | 0 | 0 | 0 | 0
PG&E GBA | FMC | 115 | [15 empty] | 0 | 0 | 0 | 0 | 0 | 0 | 0 | 0 | 0 | 0 | 0 | 0 | 0 | 0 | 0 | 0 | 0 | 0 | 0 | 0 | 0 | 0 | 0 | 0 | 0 | 0 | 0 | 0 | 0 | [15 empty] | 0 | 0 | 0 | 0 | 0 | 0 | 0 | 0 | 0 | 0 | 0 | 0 | 0 | 0 | 0 |  | 0 | 0 | 0 | 0 | 0 | 0 | 0 | 0 | 0 | 0 | 0 | 0 | 0 | 0 | 0 | 0 | 0 | 0 | 0 | 0 | 0 | 0 | 0 | 0 | 0 | 0 | 0 | 0 | 0 | 0 | [14 empty] | 0 | 0 | 0 | 0 | 0 | 0 | 0 | 0 | 0 | 0 | 0 | 0 | 0 | 0 | [15 empty] | 0 | 0 | 0 | 0 | 0 | 0 | 0 | 0 | 0 | 0 | 0 | 0 | 0 | 0 | 0 |  | 0 | 0 | 0 | 0 | 0 | 0 | 0 | 0 | 0 | 0 | 0 | 0 | 0 | 0 | 0 | 0 | 0 | 0 | 0 | 0 | 0 | 0 | 0 | 0 | 0 | 0 | 0 | 0 | 0 | 0
PG&E GBA | Fremont | 115 | [15 empty] | 0 | 0 | 0 | 0 | 0 | 0 | 0 | 0 | 0 | 0 | 0 | 0 | 0 | 0 | 0 | 0 | 0 | 0 | 0 | 0 | 0 | 0 | 0 | 0 | 0 | 0 | 0 | 0 | 0 | [15 empty] | 0 | 0 | 0 | 0 | 0 | 0 | 0 | 0 | 0 | 0 | 0 | 0 | 0 | 0 | 0 |  | 0 | 0 | 0 | 0 | 0 | 0 | 0 | 0 | 0 | 0 | 0 | 0 | 0 | 0 | 0 | 0 | 0 | 0 | 0 | 0 | 0 | 0 | 0 | 0 | 0 | 0 | 0 | 0 | 0 | 0 | [14 empty] | 0 | 0 | 0 | 0 | 0 | 0 | 0 | 0 | 0 | 0 | 0 | 0 | 0 | 0 | [15 empty] | 0 | 0 | 0 | 0 | 0 | 0 | 0 | 0 | 0 | 0 | 0 | 0 | 0 | 0 | 0 |  | 0 | 0 | 0 | 0 | 0 | 0 | 0 | 0 | 0 | 0 | 0 | 0 | 0 | 0 | 0 | 0 | 0 | 0 | 0 | 0 | 0 | 0 | 0 | 0 | 0 | 0 | 0 | 0 | 0 | 0
PG&E GBA | French Camp | 60 | [15 empty] | 0 | 0 | 0 | 0 | 0 | 0 | 0 | 0 | 0 | 0 | 0 | 0 | 0 | 0 | 0 | 0 | 0 | 0 | 0 | 0 | 0 | 0 | 0 | 0 | 0 | 0 | 0 | 0 | 0 | [15 empty] | 0 | 0 | 0 | 0 | 0 | 0 | 0 | 0 | 0 | 0 | 0 | 0 | 0 | 0 | 0 |  | 0 | 0 | 0 | 0 | 0 | 0 | 0 | 0 | 0 | 0 | 0 | 0 | 0 | 0 | 0 | 0 | 0 | 0 | 0 | 0 | 0 | 0 | 0 | 0 | 0 | 0 | 0 | 0 | 0 | 0 | [14 empty] | 0 | 0 | 0 | 0 | 0 | 0 | 0 | 0 | 0 | 0 | 0 | 0 | 0 | 0 | [15 empty] | 0 | 0 | 0 | 0 | 0 | 0 | 0 | 0 | 0 | 0 | 0 | 0 | 0 | 0 | 0 |  | 0 | 0 | 0 | 0 | 0 | 0 | 0 | 0 | 0 | 0 | 0 | 0 | 0 | 0 | 0 | 0 | 0 | 0 | 0 | 0 | 0 | 0 | 0 | 0 | 0 | 0 | 0 | 0 | 0 | 0
PG&E GBA | Frogtown | 115 | [15 empty] | 0 | 0 | 0 | 0 | 0 | 0 | 0 | 0 | 0 | 0 | 0 | 0 | 0 | 0 | 0 | 0 | 0 | 0 | 0 | 0 | 0 | 0 | 0 | 0 | 0 | 0 | 0 | 0 | 0 | [15 empty] | 0 | 0 | 0 | 0 | 0 | 0 | 0 | 0 | 0 | 0 | 0 | 0 | 0 | 0 | 0 |  | 0 | 0 | 0 | 0 | 0 | 0 | 0 | 0 | 0 | 0 | 0 | 0 | 0 | 0 | 0 | 0 | 0 | 0 | 0 | 0 | 0 | 0 | 0 | 0 | 0 | 0 | 0 | 0 | 0 | 0 | [14 empty] | 0 | 0 | 0 | 0 | 0 | 0 | 0 | 0 | 0 | 0 | 0 | 0 | 0 | 0 | [15 empty] | 0 | 0 | 0 | 0 | 0 | 0 | 0 | 0 | 0 | 0 | 0 | 0 | 0 | 0 | 0 |  | 0 | 0 | 0 | 0 | 0 | 0 | 0 | 0 | 0 | 0 | 0 | 0 | 0 | 0 | 0 | 0 | 0 | 0 | 0 | 0 | 0 | 0 | 0 | 0 | 0 | 0 | 0 | 0 | 0 | 0
PG&E NGBA | Fulton | 115 | [15 empty] | 0 | 0 | 0 | 0 | 0 | 0 | 0 | 0 | 0 | 0 | 0 | 0 | 0 | 0 | 0 | 0 | 0 | 0 | 0 | 0 | 0 | 0 | 0 | 0 | 0 | 0 | 0 | 0 | 0 | [15 empty] | 0 | 0 | 0 | 0 | 0 | 0 | 0 | 0 | 0 | 0 | 0 | 0 | 0 | 0 | 0 |  | 0 | 0 | 0 | 0 | 0 | 0 | 0 | 0 | 0 | 0 | 0 | 0 | 0 | 0 | 0 | 0 | 0 | 0 | 0 | 0 | 0 | 0 | 0 | 0 | 0 | 0 | 0 | 0 | 0 | 0 | [14 empty] | 0 | 0 | 0 | 0 | 0 | 0 | 0 | 0 | 0 | 0 | 0 | 0 | 0 | 0 | [15 empty] | 0 | 0 | 0 | 0 | 0 | 0 | 0 | 0 | 0 | 0 | 0 | 0 | 0 | 0 | 0 |  | 0 | 0 | 0 | 0 | 0 | 0 | 0 | 0 | 0 | 0 | 0 | 0 | 0 | 0 | 0 | 0 | 0 | 0 | 0 | 0 | 0 | 0 | 0 | 0 | 0 | 0 | 0 | 0 | 0 | 0
PG&E NGBA | Fulton | 230 | [15 empty] | 0 | 0 | 0 | 0 | 0 | 0 | 0 | 0 | 0 | 0 | 0 | 0 | 0 | 0 | 0 | 0 | 0 | 0 | 0 | 0 | 0 | 0 | 0 | 0 | 0 | 0 | 0 | 0 | 0 | [15 empty] | 0 | 0 | 0 | 0 | 0 | 0 | 0 | 0 | 0 | 0 | 0 | 0 | 0 | 0 | 0 |  | 0 | 0 | 0 | 0 | 0 | 0 | 0 | 0 | 0 | 0 | 0 | 0 | 0 | 0 | 0 | 0 | 0 | 0 | 0 | 0 | 0 | 0 | 0 | 0 | 0 | 0 | 0 | 0 | 0 | 0 | [14 empty] | 0 | 0 | 0 | 0 | 0 | 0 | 0 | 0 | 0 | 0 | 0 | 0 | 0 | 0 | [15 empty] | 0 | 0 | 0 | 0 | 0 | 0 | 0 | 0 | 0 | 0 | 0 | 0 | 0 | 0 | 0 |  | 0 | 0 | 0 | 0 | 0 | 0 | 0 | 0 | 0 | 0 | 0 | 0 | 0 | 0 | 0 | 0 | 0 | 0 | 0 | 0 | 0 | 0 | 0 | 0 | 0 | 0 | 0 | 0 | 0 | 0
PG&E NGBA | Fulton | 60 | [15 empty] | 0 | 0 | 0 | 0 | 0 | 0 | 0 | 0 | 0 | 0 | 0 | 0 | 0 | 0 | 0 | 0 | 0 | 0 | 0 | 0 | 0 | 0 | 0 | 0 | 0 | 0 | 0 | 0 | 0 | [15 empty] | 0 | 0 | 0 | 0 | 0 | 0 | 0 | 0 | 0 | 0 | 0 | 0 | 0 | 0 | 0 |  | 0 | 0 | 0 | 0 | 0 | 0 | 0 | 0 | 0 | 0 | 0 | 0 | 0 | 0 | 0 | 0 | 0 | 0 | 0 | 0 | 0 | 0 | 0 | 0 | 0 | 0 | 0 | 0 | 0 | 0 | [14 empty] | 0 | 0 | 0 | 0 | 0 | 0 | 0 | 0 | 0 | 0 | 0 | 0 | 0 | 0 | [15 empty] | 0 | 0 | 0 | 0 | 0 | 0 | 0 | 0 | 0 | 0 | 0 | 0 | 0 | 0 | 0 |  | 0 | 0 | 0 | 0 | 0 | 0 | 0 | 0 | 0 | 0 | 0 | 0 | 0 | 0 | 0 | 0 | 0 | 0 | 0 | 0 | 0 | 0 | 0 | 0 | 0 | 0 | 0 | 0 | 0 | 0
PG&E KERN | Ganso | 115 | [15 empty] | 0 | 0 | 0 | 0 | 0 | 0 | 0 | 0 | 0 | 0 | 0 | 0 | 0 | 0 | 0 | 0 | 0 | 0 | 0 | 0 | 0 | 0 | 0 | 0 | 0 | 0 | 0 | 0 | 0 | [15 empty] | 0 | 0 | 0 | 0 | 0 | 0 | 0 | 0 | 0 | 0 | 0 | 0 | 0 | 0 | 0 |  | 0 | 0 | 0 | 0 | 0 | 0 | 0 | 0 | 0 | 0 | 0 | 0 | 0 | 0 | 0 | 0 | 0 | 0 | 0 | 0 | 0 | 0 | 0 | 0 | 0 | 0 | 0 | 0 | 0 | 0 | [14 empty] | 0 | 0 | 0 | 0 | 0 | 0 | 0 | 0 | 0 | 0 | 0 | 0 | 0 | 0 | [15 empty] | 0 | 0 | 0 | 0 | 0 | 0 | 0 | 0 | 0 | 0 | 0 | 0 | 0 | 0 | 0 |  | 0 | 0 | 0 | 0 | 0 | 0 | 0 | 0 | 0 | 0 | 0 | 0 | 0 | 0 | 0 | 0 | 0 | 0 | 0 | 0 | 0 | 0 | 0 | 0 | 0 | 0 | 0 | 0 | 0 | 0
PG&E FRESNO | Gates | 230 | [15 empty] | 0 | 0 | 0 | 0 | 0 | 0 | 0 | 0 | 3 | 166 | 477.5 | 0 | 0 | 0 | 1 | 0 | 0 | 0 | 0 | 0 | 0 | 0 | 0 | 0 | 0 | 0 | 0 | 0 | 0 | [15 empty] | 0 | 0 | 0 | 0 | 0 | 0 | 0 | 0 | 0 | 0 | 0 | 0 | 0 | 0 | 0 |  | 0 | 0 | 0 | 0 | 0 | 0 | 0 | 0 | 3 | 166 | 477.5 | 0 | 0 | 0 | 1 | 0 | 0 | 0 | 0 | 0 | 0 | 0 | 0 | 0 | 0 | 0 | 0 | 0 | 0 | 0 | 0 | 0 | 0 | 0 | 0 | 0 | 0 | 0 | 0 | 0 | 0 | 0 | 0 | 0 | 0 | 0 | 0 | 0 | 0 | 0 | 0 | 0 | 0 | 0 | 0 | 0 | 0 | 0 | [15 empty] | 0 | 0 | 0 | 0 | 0 | 0 | 0 | 0 | 0 | 0 | 0 | 0 | 0 | 0 | 0 |  | 0 | 0 | 0 | 0 | 0 | 0 | 0 | 0 | 3 | 166 | 477.5 | 0 | 0 | 0 | 1 | 0 | 0 | 0 | 0 | 0 | 0 | 0 | 0 | 0 | 0 | 0 | 0 | 0 | 0 | 0
PG&E FRESNO | Gates | 500 | [15 empty] | 0 | 0 | 0 | 0 | 0 | 0 | 0 | 0 | 0 | 0 | 0 | 190 | 35 | 0 | 1 | 0 | 0 | 0 | 0 | 0 | 0 | 0 | 0 | 0 | 0 | 0 | 0 | 0 | 0 | [15 empty] | 0 | 0 | 0 | 0 | 0 | 0 | 0 | 0 | 0 | 0 | 0 | 0 | 0 | 0 | 0 |  | 0 | 0 | 0 | 0 | 0 | 0 | 0 | 0 | 0 | 0 | 0 | 190 | 35 | 0 | 1 | 0 | 0 | 0 | 0 | 0 | 0 | 0 | 0 | 0 | 0 | 0 | 0 | 0 | 0 | 0 | 0 | 0 | 0 | 0 | 0 | 0 | 0 | 0 | 0 | 0 | 0 | 0 | 0 | 0 | 0 | 0 | 0 | 0 | 0 | 0 | 0 | 0 | 0 | 0 | 0 | 0 | 0 | 0 | [15 empty] | 0 | 0 | 0 | 0 | 0 | 0 | 0 | 0 | 0 | 0 | 0 | 0 | 0 | 0 | 0 |  | 0 | 0 | 0 | 0 | 0 | 0 | 0 | 0 | 0 | 0 | 0 | 190 | 35 | 0 | 1 | 0 | 0 | 0 | 0 | 0 | 0 | 0 | 0 | 0 | 0 | 0 | 0 | 0 | 0 | 0
PG&E NGBA | Geysers 12 | 230 | [15 empty] | 0 | 0 | 0 | 0 | 0 | 0 | 0 | 0 | 0 | 0 | 0 | 0 | 0 | 0 | 0 | 0 | 0 | 0 | 0 | 0 | 0 | 0 | 0 | 0 | 0 | 0 | 0 | 0 | 0 | [15 empty] | 0 | 0 | 0 | 0 | 0 | 0 | 0 | 0 | 0 | 0 | 0 | 0 | 0 | 0 | 0 |  | 0 | 0 | 0 | 0 | 0 | 0 | 0 | 0 | 0 | 0 | 0 | 0 | 0 | 0 | 0 | 0 | 0 | 0 | 0 | 0 | 0 | 0 | 0 | 0 | 0 | 0 | 0 | 0 | 0 | 0 | [14 empty] | 0 | 0 | 0 | 0 | 0 | 0 | 0 | 0 | 0 | 0 | 0 | 0 | 0 | 0 | [15 empty] | 0 | 0 | 0 | 0 | 0 | 0 | 0 | 0 | 0 | 0 | 0 | 0 | 0 | 0 | 0 |  | 0 | 0 | 0 | 0 | 0 | 0 | 0 | 0 | 0 | 0 | 0 | 0 | 0 | 0 | 0 | 0 | 0 | 0 | 0 | 0 | 0 | 0 | 0 | 0 | 0 | 0 | 0 | 0 | 0 | 0
PG&E NGBA | Geysers 17 | 230 | [15 empty] | 0 | 0 | 0 | 0 | 0 | 0 | 0 | 0 | 0 | 0 | 0 | 0 | 0 | 0 | 0 | 0 | 0 | 0 | 0 | 0 | 0 | 0 | 0 | 0 | 0 | 0 | 0 | 0 | 0 | [15 empty] | 0 | 0 | 0 | 0 | 0 | 0 | 0 | 0 | 0 | 0 | 0 | 0 | 0 | 0 | 0 |  | 0 | 0 | 0 | 0 | 0 | 0 | 0 | 0 | 0 | 0 | 0 | 0 | 0 | 0 | 0 | 0 | 0 | 0 | 0 | 0 | 0 | 0 | 0 | 0 | 0 | 0 | 0 | 0 | 0 | 0 | [14 empty] | 0 | 0 | 0 | 0 | 0 | 0 | 0 | 0 | 0 | 0 | 0 | 0 | 0 | 0 | [15 empty] | 0 | 0 | 0 | 0 | 0 | 0 | 0 | 0 | 0 | 0 | 0 | 0 | 0 | 0 | 0 |  | 0 | 0 | 0 | 0 | 0 | 0 | 0 | 0 | 0 | 0 | 0 | 0 | 0 | 0 | 0 | 0 | 0 | 0 | 0 | 0 | 0 | 0 | 0 | 0 | 0 | 0 | 0 | 0 | 0 | 0
PG&E NGBA | Geysers 3 | 115 | [15 empty] | 0 | 0 | 0 | 0 | 0 | 0 | 0 | 0 | 0 | 0 | 0 | 0 | 0 | 0 | 0 | 0 | 0 | 0 | 0 | 0 | 0 | 0 | 0 | 0 | 0 | 0 | 0 | 0 | 0 | [15 empty] | 0 | 0 | 0 | 0 | 0 | 0 | 0 | 0 | 0 | 0 | 0 | 0 | 0 | 0 | 0 |  | 0 | 0 | 0 | 0 | 0 | 0 | 0 | 0 | 0 | 0 | 0 | 0 | 0 | 0 | 0 | 0 | 0 | 0 | 0 | 0 | 0 | 0 | 0 | 0 | 0 | 0 | 0 | 0 | 0 | 0 | [14 empty] | 0 | 0 | 0 | 0 | 0 | 0 | 0 | 0 | 0 | 0 | 0 | 0 | 0 | 0 | [15 empty] | 0 | 0 | 0 | 0 | 0 | 0 | 0 | 0 | 0 | 0 | 0 | 0 | 0 | 0 | 0 |  | 0 | 0 | 0 | 0 | 0 | 0 | 0 | 0 | 0 | 0 | 0 | 0 | 0 | 0 | 0 | 0 | 0 | 0 | 0 | 0 | 0 | 0 | 0 | 0 | 0 | 0 | 0 | 0 | 0 | 0
PG&E NGBA | Glenn | 230 | [15 empty] | 0 | 0 | 0 | 0 | 0 | 0 | 0 | 0 | 0 | 0 | 0 | 0 | 0 | 0 | 0 | 0 | 0 | 0 | 0 | 0 | 0 | 0 | 0 | 0 | 0 | 0 | 0 | 0 | 0 | [15 empty] | 0 | 0 | 0 | 0 | 0 | 0 | 0 | 0 | 0 | 0 | 0 | 0 | 0 | 0 | 0 |  | 0 | 0 | 0 | 0 | 0 | 0 | 0 | 0 | 0 | 0 | 0 | 0 | 0 | 0 | 0 | 0 | 0 | 0 | 0 | 0 | 0 | 0 | 0 | 0 | 0 | 0 | 0 | 0 | 0 | 0 |  |  | 120 | [11 empty] | 0 | 0 | 120 | 0 | 0 | 0 | 0 | 0 | 0 | 0 | 0 | 0 | 0 | 0 | [15 empty] | 0 | 0 | 0 | 120 | 0 | 0 | 0 | 0 | 0 | 0 | 0 | 0 | 0 | 0 | 0 |  | 0 | 0 | 120 | 0 | 0 | 0 | 0 | 0 | 0 | 0 | 0 | 0 | 0 | 0 | 1 | 0 | 0 | 0 | 0 | 0 | 0 | 0 | 0 | 0 | 0 | 0 | 0 | 0 | 0 | 0
PG&E NGBA | Glenn | 60 | [15 empty] | 0 | 0 | 0 | 0 | 0 | 0 | 0 | 0 | 0 | 0 | 0 | 0 | 0 | 0 | 0 | 0 | 0 | 0 | 0 | 0 | 0 | 0 | 0 | 0 | 0 | 0 | 0 | 0 | 0 | [15 empty] | 0 | 0 | 0 | 0 | 0 | 0 | 0 | 0 | 0 | 0 | 0 | 0 | 0 | 0 | 0 |  | 0 | 0 | 0 | 0 | 0 | 0 | 0 | 0 | 0 | 0 | 0 | 0 | 0 | 0 | 0 | 0 | 0 | 0 | 0 | 0 | 0 | 0 | 0 | 0 | 0 | 0 | 0 | 0 | 0 | 0 | [14 empty] | 0 | 0 | 0 | 0 | 0 | 0 | 0 | 0 | 0 | 0 | 0 | 0 | 0 | 0 | [15 empty] | 0 | 0 | 0 | 0 | 0 | 0 | 0 | 0 | 0 | 0 | 0 | 0 | 0 | 0 | 0 |  | 0 | 0 | 0 | 0 | 0 | 0 | 0 | 0 | 0 | 0 | 0 | 0 | 0 | 0 | 0 | 0 | 0 | 0 | 0 | 0 | 0 | 0 | 0 | 0 | 0 | 0 | 0 | 0 | 0 | 0
PG&E NGBA | Gold Hill | 115 | [15 empty] | 0 | 0 | 0 | 0 | 0 | 0 | 0 | 0 | 0 | 0 | 0 | 0 | 0 | 0 | 0 | 0 | 0 | 0 | 0 | 0 | 0 | 0 | 0 | 0 | 0 | 150 | 0 | 0 | 0 | [15 empty] | 0 | 0 | 0 | 0 | 0 | 0 | 0 | 0 | 0 | 0 | 0 | 150 | 0 | 0 | 0 |  | 0 | 0 | 0 | 0 | 0 | 0 | 0 | 0 | 0 | 0 | 150 | 0 | 0 | 0 | 1 | 0 | 0 | 0 | 0 | 0 | 0 | 0 | 0 | 0 | 0 | 0 | 0 | 0 | 0 | 0 | [14 empty] | 0 | 0 | 0 | 0 | 0 | 0 | 0 | 0 | 0 | 0 | 150 | 0 | 0 | 0 | [15 empty] | 0 | 0 | 0 | 0 | 0 | 0 | 0 | 0 | 0 | 0 | 0 | 150 | 0 | 0 | 0 |  | 0 | 0 | 0 | 0 | 0 | 0 | 0 | 0 | 0 | 0 | 150 | 0 | 0 | 0 | 1 | 0 | 0 | 0 | 0 | 0 | 0 | 0 | 0 | 0 | 0 | 0 | 0 | 0 | 0 | 0
PG&E NGBA | Gold Hill | 230 | [15 empty] | 0 | 0 | 0 | 0 | 0 | 0 | 0 | 0 | 0 | 0 | 0 | 0 | 0 | 0 | 0 | 40 | 0 | 0 | 0 | 0 | 0 | 0 | 0 | 0 | 0 | 0 | 0 | 0 | 0 | [15 empty] | 0 | 40 | 0 | 0 | 0 | 0 | 0 | 0 | 0 | 0 | 0 | 0 | 0 | 0 | 0 |  | 40 | 0 | 0 | 0 | 0 | 0 | 0 | 0 | 0 | 0 | 0 | 0 | 0 | 0 | 1 | 0 | 0 | 0 | 0 | 0 | 0 | 0 | 0 | 0 | 0 | 0 | 0 | 0 | 0 | 0 | [14 empty] | 40 | 0 | 0 | 0 | 0 | 0 | 0 | 0 | 0 | 0 | 0 | 0 | 0 | 0 | [15 empty] | 0 | 40 | 0 | 0 | 0 | 0 | 0 | 0 | 0 | 0 | 0 | 0 | 0 | 0 | 0 |  | 40 | 0 | 0 | 0 | 0 | 0 | 0 | 0 | 0 | 0 | 0 | 0 | 0 | 0 | 1 | 0 | 0 | 0 | 0 | 0 | 0 | 0 | 0 | 0 | 0 | 0 | 0 | 0 | 0 | 0
SCE Northern | Goleta | 230 | [15 empty] | 0 | 0 | 0 | 0 | 0 | 0 | 0 | 0 | 0 | 0 | 0 | 10 | 0 | 0 | 1 | [29 empty] | 0 | 0 | 0 | 0 | 0 | 0 | 0 | 0 | 0 | 0 | 0 | 0 | 0 | 0 | 0 |  | 0 | 0 | 0 | 0 | 0 | 0 | 0 | 0 | 0 | 0 | 0 | 10 | 0 | 0 | 1 | 0 | 0 | 0 | 0 | 0 | 0 | 0 | 0 | 0 | 0 | 0 | 0 | 0 | 0 | 0 | [14 empty] | 0 | 0 | 0 | 0 | 0 | 0 | 0 | 0 | 0 | 0 | 0 | 0 | 0 | 0 | [15 empty] | 0 | 0 | 0 | 0 | 0 | 0 | 0 | 0 | 0 | 0 | 0 | 0 | 0 | 0 | 0 |  | 0 | 0 | 0 | 0 | 0 | 0 | 0 | 0 | 0 | 0 | 0 | 10 | 0 | 0 | 1 | 0 | 0 | 0 | 0 | 0 | 0 | 0 | 0 | 0 | 0 | 0 | 0 | 0 | 0 | 0
SCE Metro | Goodrich | 230 | [15 empty] | 0 | 0 | 0 | 0 | 0 | 0 | 0 | 0 | 0 | 0 | 0 | 0 | 0 | 0 | 0 | [12 empty] | 324.85 | [16 empty] | 0 | 0 | 0 | 0 | 0 | 0 | 0 | 0 | 0 | 0 | 0 | 0 | 0 | 324.85 | 0 |  | 0 | 0 | 0 | 0 | 0 | 0 | 0 | 0 | 0 | 0 | 0 | 0 | 324.85 | 0 | 1 | 0 | 0 | 0 | 0 | 0 | 0 | 0 | 0 | 0 | 0 | 0 | 0 | 0 | 0 | 0 | [14 empty] | 0 | 0 | 0 | 0 | 0 | 0 | 0 | 0 | 0 | 0 | 0 | 0 | 324.85 | 0 | [15 empty] | 0 | 0 | 0 | 0 | 0 | 0 | 0 | 0 | 0 | 0 | 0 | 0 | 0 | 324.85 | 0 |  | 0 | 0 | 0 | 0 | 0 | 0 | 0 | 0 | 0 | 0 | 0 | 0 | 324.85 | 0 | 1 | 0 | 0 | 0 | 0 | 0 | 0 | 0 | 0 | 0 | 0 | 0 | 0 | 0 | 0 | 0
PG&E KERN | Goose Lake | 115 | [15 empty] | 0 | 0 | 0 | 0 | 0 | 0 | 0 | 0 | 0 | 0 | 0 | 0 | 0 | 0 | 0 | 0 | 0 | 0 | 0 | 0 | 0 | 0 | 0 | 0 | 0 | 0 | 0 | 0 | 0 | [15 empty] | 0 | 0 | 0 | 0 | 0 | 0 | 0 | 0 | 0 | 0 | 0 | 0 | 0 | 0 | 0 |  | 0 | 0 | 0 | 0 | 0 | 0 | 0 | 0 | 0 | 0 | 0 | 0 | 0 | 0 | 0 | 0 | 0 | 0 | 0 | 0 | 0 | 0 | 0 | 0 | 0 | 0 | 0 | 0 | 0 | 0 | [14 empty] | 0 | 0 | 0 | 0 | 0 | 0 | 0 | 0 | 0 | 0 | 0 | 0 | 0 | 0 | [15 empty] | 0 | 0 | 0 | 0 | 0 | 0 | 0 | 0 | 0 | 0 | 0 | 0 | 0 | 0 | 0 |  | 0 | 0 | 0 | 0 | 0 | 0 | 0 | 0 | 0 | 0 | 0 | 0 | 0 | 0 | 0 | 0 | 0 | 0 | 0 | 0 | 0 | 0 | 0 | 0 | 0 | 0 | 0 | 0 | 0 | 0
SCE Metro | Gould | 230 | [15 empty] | 0 | 0 | 0 | 0 | 0 | 0 | 0 | 0 | 0 | 0 | 0 | 0 | 0 | 0 | 0 | [13 empty] | 100 | [15 empty] | 0 | 0 | 0 | 0 | 0 | 0 | 0 | 0 | 0 | 0 | 0 | 0 | 0 | 0 | 100 |  | 0 | 0 | 0 | 0 | 0 | 0 | 0 | 0 | 0 | 0 | 0 | 0 | 0 | 100 | 1 | 0 | 0 | 0 | 0 | 0 | 0 | 0 | 0 | 0 | 0 | 0 | 0 | 0 | 0 | 0 | [14 empty] | 0 | 0 | 0 | 0 | 0 | 0 | 0 | 0 | 0 | 0 | 0 | 0 | 0 | 100 | [15 empty] | 0 | 0 | 0 | 0 | 0 | 0 | 0 | 0 | 0 | 0 | 0 | 0 | 0 | 0 | 100 |  | 0 | 0 | 0 | 0 | 0 | 0 | 0 | 0 | 0 | 0 | 0 | 0 | 0 | 100 | 1 | 0 | 0 | 0 | 0 | 0 | 0 | 0 | 0 | 0 | 0 | 0 | 0 | 0 | 0 | 0
PG&E NGBA | Grand Island | 115 | [15 empty] | 0 | 0 | 0 | 0 | 0 | 0 | 0 | 0 | 2.73 | 0 | 0 | 0 | 0 | 0 | 1 | 0 | 0 | 0 | 0 | 0 | 0 | 0 | 0 | 0 | 0 | 0 | 0 | 0 | 0 | [15 empty] | 0 | 0 | 0 | 0 | 0 | 0 | 0 | 0 | 0 | 0 | 0 | 0 | 0 | 0 | 0 |  | 0 | 0 | 0 | 0 | 0 | 0 | 0 | 0 | 2.73 | 0 | 0 | 0 | 0 | 0 | 1 | 0 | 0 | 0 | 0 | 0 | 0 | 0 | 0 | 0 | 0 | 0 | 0 | 0 | 0 | 0 | [14 empty] | 0 | 0 | 0 | 0 | 0 | 0 | 0 | 0 | 0 | 0 | 0 | 0 | 0 | 0 | [15 empty] | 0 | 0 | 0 | 0 | 0 | 0 | 0 | 0 | 0 | 0 | 0 | 0 | 0 | 0 | 0 |  | 0 | 0 | 0 | 0 | 0 | 0 | 0 | 0 | 2.73 | 0 | 0 | 0 | 0 | 0 | 1 | 0 | 0 | 0 | 0 | 0 | 0 | 0 | 0 | 0 | 0 | 0 | 0 | 0 | 0 | 0
SDGE | Granite | 69 | [15 empty] | 0 | 0 | 0 | 0 | 0 | 0 | 0 | 0 | 0 | 0 | 0 | 2.25 | 0 | 0 | 1 | [29 empty] | 0 | 0 | 0 | 0 | 0 | 0 | 0 | 0 | 0 | 0 | 0 | 0 | 0 | 0 | 0 |  | 0 | 0 | 0 | 0 | 0 | 0 | 0 | 0 | 0 | 0 | 0 | 2.25 | 0 | 0 | 1 | 0 | 0 | 0 | 0 | 0 | 0 | 0 | 0 | 0 | 0 | 0 | 0 | 0 | 0 | 0 | [14 empty] | 0 | 0 | 0 | 0 | 0 | 0 | 0 | 0 | 0 | 0 | 0 | 0 | 0 | 0 | [15 empty] | 0 | 0 | 0 | 0 | 0 | 0 | 0 | 0 | 0 | 0 | 0 | 0 | 0 | 0 | 0 |  | 0 | 0 | 0 | 0 | 0 | 0 | 0 | 0 | 0 | 0 | 0 | 2.25 | 0 | 0 | 1 | 0 | 0 | 0 | 0 | 0 | 0 | 0 | 0 | 0 | 0 | 0 | 0 | 0 | 0 | 0
PG&E GBA | Grant | 115 | [15 empty] | 0 | 0 | 0 | 0 | 0 | 0 | 0 | 0 | 0 | 0 | 0 | 0 | 0 | 0 | 0 | 0 | 0 | 0 | 0 | 0 | 0 | 0 | 0 | 0 | 0 | 0 | 0 | 0 | 0 | [15 empty] | 0 | 0 | 0 | 0 | 0 | 0 | 0 | 0 | 0 | 0 | 0 | 0 | 0 | 0 | 0 |  | 0 | 0 | 0 | 0 | 0 | 0 | 0 | 0 | 0 | 0 | 0 | 0 | 0 | 0 | 0 | 0 | 0 | 0 | 0 | 0 | 0 | 0 | 0 | 0 | 0 | 0 | 0 | 0 | 0 | 0 | [14 empty] | 0 | 0 | 0 | 0 | 0 | 0 | 0 | 0 | 0 | 0 | 0 | 0 | 0 | 0 | [15 empty] | 0 | 0 | 0 | 0 | 0 | 0 | 0 | 0 | 0 | 0 | 0 | 0 | 0 | 0 | 0 |  | 0 | 0 | 0 | 0 | 0 | 0 | 0 | 0 | 0 | 0 | 0 | 0 | 0 | 0 | 0 | 0 | 0 | 0 | 0 | 0 | 0 | 0 | 0 | 0 | 0 | 0 | 0 | 0 | 0 | 0
PG&E GBA | Green Valley | 115 | [15 empty] | 0 | 0 | 0 | 0 | 0 | 0 | 0 | 0 | 0 | 0 | 0 | 0 | 0 | 0 | 0 | 0 | 0 | 0 | 0 | 0 | 0 | 0 | 0 | 0 | 0 | 0 | 0 | 0 | 0 | [15 empty] | 0 | 0 | 0 | 0 | 0 | 0 | 0 | 0 | 0 | 0 | 0 | 0 | 0 | 0 | 0 |  | 0 | 0 | 0 | 0 | 0 | 0 | 0 | 0 | 0 | 0 | 0 | 0 | 0 | 0 | 0 | 0 | 0 | 0 | 0 | 0 | 0 | 0 | 0 | 0 | 0 | 0 | 0 | 0 | 0 | 0 | [14 empty] | 0 | 0 | 0 | 0 | 0 | 0 | 0 | 0 | 0 | 0 | 0 | 0 | 0 | 0 | [15 empty] | 0 | 0 | 0 | 0 | 0 | 0 | 0 | 0 | 0 | 0 | 0 | 0 | 0 | 0 | 0 |  | 0 | 0 | 0 | 0 | 0 | 0 | 0 | 0 | 0 | 0 | 0 | 0 | 0 | 0 | 0 | 0 | 0 | 0 | 0 | 0 | 0 | 0 | 0 | 0 | 0 | 0 | 0 | 0 | 0 | 0
PG&E NGBA | Greenleaf 1 | 115 | [15 empty] | 0 | 0 | 0 | 0 | 0 | 0 | 0 | 0 | 0 | 0 | 0 | 0 | 0 | 0 | 0 | 0 | 0 | 0 | 0 | 0 | 0 | 0 | 0 | 0 | 0 | 0 | 0 | 0 | 0 | [15 empty] | 0 | 0 | 0 | 0 | 0 | 0 | 0 | 0 | 0 | 0 | 0 | 0 | 0 | 0 | 0 |  | 0 | 0 | 0 | 0 | 0 | 0 | 0 | 0 | 0 | 0 | 0 | 0 | 0 | 0 | 0 | 0 | 0 | 0 | 0 | 0 | 0 | 0 | 0 | 0 | 0 | 0 | 0 | 0 | 0 | 0 | [14 empty] | 0 | 0 | 0 | 0 | 0 | 0 | 0 | 0 | 0 | 0 | 0 | 0 | 0 | 0 | [15 empty] | 0 | 0 | 0 | 0 | 0 | 0 | 0 | 0 | 0 | 0 | 0 | 0 | 0 | 0 | 0 |  | 0 | 0 | 0 | 0 | 0 | 0 | 0 | 0 | 0 | 0 | 0 | 0 | 0 | 0 | 0 | 0 | 0 | 0 | 0 | 0 | 0 | 0 | 0 | 0 | 0 | 0 | 0 | 0 | 0 | 0
PG&E FRESNO | Gregg | 230 | [15 empty] | 0 | 0 | 0 | 0 | 0 | 0 | 0 | 0 | 0 | 0 | 0 | 0 | 0 | 0 | 0 | 0 | 0 | 0 | 0 | 0 | 0 | 0 | 0 | 0 | 0 | 0 | 0 | 0 | 0 | [15 empty] | 0 | 0 | 0 | 0 | 0 | 0 | 0 | 0 | 0 | 0 | 0 | 0 | 0 | 0 | 0 |  | 0 | 0 | 0 | 0 | 0 | 0 | 0 | 0 | 0 | 0 | 0 | 0 | 0 | 0 | 0 | 0 | 0 | 0 | 0 | 0 | 0 | 0 | 0 | 0 | 0 | 0 | 0 | 0 | 0 | 0 | 0 | 0 | 0 | 0 | 0 | 0 | 0 | 0 | 0 | 100 | 0 | 0 | 0 | 0 | 0 | 0 | 0 | 0 | 0 | 0 | 0 | 0 | 0 | 100 | 0 | 0 | 0 | 0 | [15 empty] | 0 | 0 | 0 | 0 | 0 | 0 | 0 | 0 | 0 | 0 | 100 | 0 | 0 | 0 | 0 |  | 0 | 0 | 0 | 0 | 0 | 0 | 0 | 0 | 0 | 100 | 0 | 0 | 0 | 0 | 1 | 0 | 0 | 0 | 0 | 0 | 0 | 0 | 0 | 0 | 0 | 0 | 0 | 0 | 0 | 0
PG&E FRESNO | Grimmway-Malaga | 115 | [15 empty] | 0 | 0 | 0 | 0 | 0 | 0 | 0 | 0 | 0 | 0 | 0 | 0 | 0 | 0 | 0 | 0 | 0 | 0 | 0 | 0 | 0 | 0 | 0 | 0 | 0 | 0 | 0 | 0 | 0 | [15 empty] | 0 | 0 | 0 | 0 | 0 | 0 | 0 | 0 | 0 | 0 | 0 | 0 | 0 | 0 | 0 |  | 0 | 0 | 0 | 0 | 0 | 0 | 0 | 0 | 0 | 0 | 0 | 0 | 0 | 0 | 0 | 0 | 0 | 0 | 0 | 0 | 0 | 0 | 0 | 0 | 0 | 0 | 0 | 0 | 0 | 0 | 0 | 0 | 0 | 0 | 0 | 0 | 0 | 0 | 0 | 75 | 0 | 0 | 0 | 0 | 0 | 0 | 0 | 0 | 0 | 0 | 0 | 0 | 0 | 75 | 0 | 0 | 0 | 0 | [15 empty] | 0 | 0 | 0 | 0 | 0 | 0 | 0 | 0 | 0 | 0 | 75 | 0 | 0 | 0 | 0 |  | 0 | 0 | 0 | 0 | 0 | 0 | 0 | 0 | 0 | 75 | 0 | 0 | 0 | 0 | 1 | 0 | 0 | 0 | 0 | 0 | 0 | 0 | 0 | 0 | 0 | 0 | 0 | 0 | 0 | 0
PG&E NGBA | Grizzly | 230 | [15 empty] | 0 | 0 | 0 | 0 | 0 | 0 | 0 | 0 | 0 | 0 | 0 | 0 | 0 | 0 | 0 | 0 | 0 | 0 | 0 | 0 | 0 | 0 | 0 | 0 | 0 | 0 | 0 | 0 | 0 | [15 empty] | 0 | 0 | 0 | 0 | 0 | 0 | 0 | 0 | 0 | 0 | 0 | 0 | 0 | 0 | 0 |  | 0 | 0 | 0 | 0 | 0 | 0 | 0 | 0 | 0 | 0 | 0 | 0 | 0 | 0 | 0 | 0 | 0 | 0 | 0 | 0 | 0 | 0 | 0 | 0 | 0 | 0 | 0 | 0 | 0 | 0 | [14 empty] | 0 | 0 | 0 | 0 | 0 | 0 | 0 | 0 | 0 | 0 | 0 | 0 | 0 | 0 | [15 empty] | 0 | 0 | 0 | 0 | 0 | 0 | 0 | 0 | 0 | 0 | 0 | 0 | 0 | 0 | 0 |  | 0 | 0 | 0 | 0 | 0 | 0 | 0 | 0 | 0 | 0 | 0 | 0 | 0 | 0 | 0 | 0 | 0 | 0 | 0 | 0 | 0 | 0 | 0 | 0 | 0 | 0 | 0 | 0 | 0 | 0
PG&E FRESNO | Guernsey | 70 | [15 empty] | 0 | 0 | 0 | 0 | 0 | 0 | 0 | 0 | 0 | 0 | 0 | 0 | 0 | 0 | 0 | 0 | 0 | 0 | 0 | 0 | 0 | 0 | 0 | 0 | 0 | 0 | 0 | 0 | 0 | [15 empty] | 0 | 0 | 0 | 0 | 0 | 0 | 0 | 0 | 0 | 0 | 0 | 0 | 0 | 0 | 0 |  | 0 | 0 | 0 | 0 | 0 | 0 | 0 | 0 | 0 | 0 | 0 | 0 | 0 | 0 | 0 | 0 | 0 | 0 | 0 | 0 | 0 | 0 | 0 | 0 | 0 | 0 | 0 | 0 | 0 | 0 | 0 | 0 | 0 | 0 | 0 | 0 | 0 | 0 | 0 | 0 | 0 | 0 | 0 | 0 | 0 | 0 | 0 | 0 | 0 | 0 | 0 | 0 | 0 | 0 | 0 | 0 | 0 | 0 | [15 empty] | 0 | 0 | 0 | 0 | 0 | 0 | 0 | 0 | 0 | 0 | 0 | 0 | 0 | 0 | 0 |  | 0 | 0 | 0 | 0 | 0 | 0 | 0 | 0 | 0 | 0 | 0 | 0 | 0 | 0 | 0 | 0 | 0 | 0 | 0 | 0 | 0 | 0 | 0 | 0 | 0 | 0 | 0 | 0 | 0 | 0
PG&E FRESNO | GWF Hanford | 115 | [15 empty] | 0 | 0 | 0 | 0 | 0 | 0 | 0 | 0 | 0 | 0 | 0 | 131.4 | 0 | 0 | 1 | 0 | 0 | 0 | 0 | 0 | 0 | 0 | 0 | 0 | 0 | 0 | 0 | 0 | 0 | [15 empty] | 0 | 0 | 0 | 0 | 0 | 0 | 0 | 0 | 0 | 0 | 0 | 0 | 0 | 0 | 0 |  | 0 | 0 | 0 | 0 | 0 | 0 | 0 | 0 | 0 | 0 | 0 | 131.4 | 0 | 0 | 1 | 0 | 0 | 0 | 0 | 0 | 0 | 0 | 0 | 0 | 0 | 0 | 0 | 0 | 0 | 0 | 0 | 0 | 0 | 0 | 0 | 0 | 0 | 0 | 0 | 0 | 0 | 0 | 0 | 0 | 0 | 0 | 0 | 0 | 0 | 0 | 0 | 0 | 0 | 0 | 0 | 0 | 0 | 0 | [15 empty] | 0 | 0 | 0 | 0 | 0 | 0 | 0 | 0 | 0 | 0 | 0 | 0 | 0 | 0 | 0 |  | 0 | 0 | 0 | 0 | 0 | 0 | 0 | 0 | 0 | 0 | 0 | 131.4 | 0 | 0 | 1 | 0 | 0 | 0 | 0 | 0 | 0 | 0 | 0 | 0 | 0 | 0 | 0 | 0 | 0 | 0
PG&E FRESNO | Haas | 230 | [15 empty] | 0 | 0 | 0 | 0 | 0 | 0 | 0 | 0 | 0 | 0 | 0 | 0 | 0 | 0 | 0 | 0 | 0 | 0 | 0 | 0 | 0 | 0 | 0 | 0 | 0 | 0 | 0 | 0 | 0 | [15 empty] | 0 | 0 | 0 | 0 | 0 | 0 | 0 | 0 | 0 | 0 | 0 | 0 | 0 | 0 | 0 |  | 0 | 0 | 0 | 0 | 0 | 0 | 0 | 0 | 0 | 0 | 0 | 0 | 0 | 0 | 0 | 0 | 0 | 0 | 0 | 0 | 0 | 0 | 0 | 0 | 0 | 0 | 0 | 0 | 0 | 0 | 0 | 0 | 0 | 0 | 0 | 0 | 0 | 0 | 0 | 150 | 0 | 0 | 0 | 0 | 0 | 0 | 0 | 0 | 0 | 0 | 0 | 0 | 0 | 150 | 0 | 0 | 0 | 0 | [15 empty] | 0 | 0 | 0 | 0 | 0 | 0 | 0 | 0 | 0 | 0 | 150 | 0 | 0 | 0 | 0 |  | 0 | 0 | 0 | 0 | 0 | 0 | 0 | 0 | 0 | 150 | 0 | 0 | 0 | 0 | 1 | 0 | 0 | 0 | 0 | 0 | 0 | 0 | 0 | 0 | 0 | 0 | 0 | 0 | 0 | 0
PG&E FRESNO | Hammonds | 115 | [15 empty] | 0 | 0 | 0 | 0 | 0 | 0 | 0 | 0 | 0 | 0 | 0 | 0 | 0 | 0 | 0 | 0 | 0 | 0 | 0 | 0 | 0 | 0 | 0 | 0 | 100 | 0 | 0 | 0 | 0 | [15 empty] | 0 | 0 | 0 | 0 | 0 | 0 | 0 | 0 | 0 | 0 | 100 | 0 | 0 | 0 | 0 |  | 0 | 0 | 0 | 0 | 0 | 0 | 0 | 0 | 0 | 100 | 0 | 0 | 0 | 0 | 1 | 0 | 0 | 0 | 0 | 0 | 0 | 0 | 0 | 0 | 0 | 0 | 0 | 0 | 0 | 0 | 0 | 0 | 0 | 0 | 0 | 0 | 0 | 0 | 0 | 0 | 0 | 0 | 0 | 0 | 0 | 0 | 0 | 0 | 0 | 0 | 0 | 0 | 0 | 100 | 0 | 0 | 0 | 0 | [15 empty] | 0 | 0 | 0 | 0 | 0 | 0 | 0 | 0 | 0 | 0 | 100 | 0 | 0 | 0 | 0 |  | 0 | 0 | 0 | 0 | 0 | 0 | 0 | 0 | 0 | 100 | 0 | 0 | 0 | 0 | 1 | 0 | 0 | 0 | 0 | 0 | 0 | 0 | 0 | 0 | 0 | 0 | 0 | 0 | 0 | 0
SCE Metro | HarborGen | 230 | [15 empty] | 0 | 0 | 0 | 0 | 0 | 0 | 0 | 0 | 0 | 0 | 0 | 0 | 0 | 0 | 0 | [29 empty] | 0 | 0 | 0 | 0 | 0 | 0 | 0 | 0 | 0 | 0 | 0 | 0 | 0 | 0 | 0 |  | 0 | 0 | 0 | 0 | 0 | 0 | 0 | 0 | 0 | 0 | 0 | 0 | 0 | 0 | 0 | 0 | 0 | 0 | 0 | 0 | 0 | 0 | 0 | 0 | 0 | 0 | 0 | 0 | 0 | 0 | [14 empty] | 0 | 0 | 0 | 0 | 0 | 0 | 0 | 0 | 0 | 0 | 0 | 0 | 0 | 0 | [15 empty] | 0 | 0 | 0 | 0 | 0 | 0 | 0 | 0 | 0 | 0 | 0 | 0 | 0 | 0 | 0 |  | 0 | 0 | 0 | 0 | 0 | 0 | 0 | 0 | 0 | 0 | 0 | 0 | 0 | 0 | 0 | 0 | 0 | 0 | 0 | 0 | 0 | 0 | 0 | 0 | 0 | 0 | 0 | 0 | 0 | 0
PG&E NGBA | Harris | 60 | [15 empty] | 0 | 0 | 0 | 0 | 0 | 0 | 0 | 0 | 0 | 0 | 0 | 0 | 0 | 0 | 0 | 0 | 0 | 0 | 0 | 0 | 0 | 0 | 0 | 0 | 0 | 0 | 0 | 0 | 0 | [15 empty] | 0 | 0 | 0 | 0 | 0 | 0 | 0 | 0 | 0 | 0 | 0 | 0 | 0 | 0 | 0 |  | 0 | 0 | 0 | 0 | 0 | 0 | 0 | 0 | 0 | 0 | 0 | 0 | 0 | 0 | 0 | 0 | 0 | 0 | 0 | 0 | 0 | 0 | 0 | 0 | 0 | 0 | 0 | 0 | 0 | 0 | [14 empty] | 0 | 0 | 0 | 0 | 0 | 0 | 0 | 0 | 0 | 0 | 0 | 0 | 0 | 0 | [15 empty] | 0 | 0 | 0 | 0 | 0 | 0 | 0 | 0 | 0 | 0 | 0 | 0 | 0 | 0 | 0 |  | 0 | 0 | 0 | 0 | 0 | 0 | 0 | 0 | 0 | 0 | 0 | 0 | 0 | 0 | 0 | 0 | 0 | 0 | 0 | 0 | 0 | 0 | 0 | 0 | 0 | 0 | 0 | 0 | 0 | 0
EOP | Harry Allen | 500 | [15 empty] | 0 | 0 | 0 | 0 | 0 | 0 | 0 | 0 | 0 | 0 | 0 | 0 | 0 | 0 | 0 |  |  |  |  | 1100 | [24 empty] | 0 | 0 | 0 | 0 | 0 | 1100 | 0 | 0 | 0 | 0 | 0 | 0 | 0 | 0 | 0 |  | 0 | 0 | 0 | 0 | 1100 | 0 | 0 | 0 | 0 | 0 | 0 | 0 | 0 | 0 | 1 | 0 | 0 | 0 | 0 | 0 | 0 | 0 | 0 | 0 | 0 | 0 | 0 | 0 | 0 | 0 | [14 empty] | 0 | 0 | 0 | 0 | 1100 | 0 | 0 | 0 | 0 | 0 | 0 | 0 | 0 | 0 | [15 empty] | 0 | 0 | 0 | 0 | 0 | 1100 | 0 | 0 | 0 | 0 | 0 | 0 | 0 | 0 | 0 |  | 0 | 0 | 0 | 0 | 1100 | 0 | 0 | 0 | 0 | 0 | 0 | 0 | 0 | 0 | 1 | 0 | 0 | 0 | 0 | 0 | 0 | 0 | 0 | 0 | 0 | 0 | 0 | 0 | 0 | 0
PG&E NGBA | Hartley | 60 | [15 empty] | 0 | 0 | 0 | 0 | 0 | 0 | 0 | 0 | 0 | 0 | 0 | 0 | 0 | 0 | 0 | 0 | 0 | 0 | 0 | 0 | 0 | 0 | 0 | 0 | 0 | 0 | 0 | 0 | 0 | [15 empty] | 0 | 0 | 0 | 0 | 0 | 0 | 0 | 0 | 0 | 0 | 0 | 0 | 0 | 0 | 0 |  | 0 | 0 | 0 | 0 | 0 | 0 | 0 | 0 | 0 | 0 | 0 | 0 | 0 | 0 | 0 | 0 | 0 | 0 | 0 | 0 | 0 | 0 | 0 | 0 | 0 | 0 | 0 | 0 | 0 | 0 | [14 empty] | 0 | 0 | 0 | 0 | 0 | 0 | 0 | 0 | 0 | 0 | 0 | 0 | 0 | 0 | [15 empty] | 0 | 0 | 0 | 0 | 0 | 0 | 0 | 0 | 0 | 0 | 0 | 0 | 0 | 0 | 0 |  | 0 | 0 | 0 | 0 | 0 | 0 | 0 | 0 | 0 | 0 | 0 | 0 | 0 | 0 | 0 | 0 | 0 | 0 | 0 | 0 | 0 | 0 | 0 | 0 | 0 | 0 | 0 | 0 | 0 | 0
SCE NOL | Harvard | 115 | [15 empty] | 0 | 0 | 0 | 0 | 0 | 0 | 0 | 0 | 0 | 0 | 0 | 0 | 0 | 0 | 0 | [29 empty] | 0 | 0 | 0 | 0 | 0 | 0 | 0 | 0 | 0 | 0 | 0 | 0 | 0 | 0 | 0 |  | 0 | 0 | 0 | 0 | 0 | 0 | 0 | 0 | 0 | 0 | 0 | 0 | 0 | 0 | 0 | 0 | 0 | 0 | 0 | 0 | 0 | 0 | 0 | 0 | 0 | 0 | 0 | 0 | 0 | 0 | [14 empty] | 0 | 0 | 0 | 0 | 0 | 0 | 0 | 0 | 0 | 0 | 0 | 0 | 0 | 0 | [15 empty] | 0 | 0 | 0 | 0 | 0 | 0 | 0 | 0 | 0 | 0 | 0 | 0 | 0 | 0 | 0 |  | 0 | 0 | 0 | 0 | 0 | 0 | 0 | 0 | 0 | 0 | 0 | 0 | 0 | 0 | 0 | 0 | 0 | 0 | 0 | 0 | 0 | 0 | 0 | 0 | 0 | 0 | 0 | 0 | 0 | 0
SDGE | Hassayampa | 500 | [15 empty] | 0 | 0 | 0 | 0 | 0 | 0 | 0 | 0 | 0 | 0 | 85 | 85 | 0 | 0 | 1 | [9 empty] | 5032.5 |  |  | 700 | [16 empty] | 0 | 0 | 0 | 0 | 0 | 0 | 0 | 0 | 0 | 0 | 5032.5 | 0 | 0 | 700 | 0 |  | 0 | 0 | 0 | 0 | 0 | 0 | 0 | 0 | 0 | 5032.5 | 85 | 85 | 700 | 0 | 1 | 0 | 0 | 0 | 0 | 0 | 0 | 0 | 0 | 0 | 0 | 0 | 0 | 0 | 0 | 0 | [14 empty] | 0 | 0 | 0 | 0 | 0 | 0 | 0 | 0 | 0 | 5032.5 | 0 | 0 | 700 | 0 | [15 empty] | 0 | 0 | 0 | 0 | 0 | 0 | 0 | 0 | 0 | 0 | 5032.5 | 0 | 0 | 700 | 0 |  | 0 | 0 | 0 | 0 | 0 | 0 | 0 | 0 | 0 | 5032.5 | 85 | 85 | 700 | 0 | 1 | 0 | 0 | 0 | 0 | 0 | 0 | 0 | 0 | 0 | 0 | 0 | 0 | 0 | 0 | 0
PG&E FRESNO | Helm | 230 | [15 empty] | 0 | 0 | 0 | 0 | 0 | 0 | 0 | 0 | 0 | 0 | 0 | 0 | 0 | 0 | 0 | 0 | 0 | 0 | 0 | 0 | 0 | 0 | 0 | 0 | 0 | 0 | 0 | 0 | 0 | [15 empty] | 0 | 0 | 0 | 0 | 0 | 0 | 0 | 0 | 0 | 0 | 0 | 0 | 0 | 0 | 0 |  | 0 | 0 | 0 | 0 | 0 | 0 | 0 | 0 | 0 | 0 | 0 | 0 | 0 | 0 | 0 | 0 | 0 | 0 | 0 | 0 | 0 | 0 | 0 | 0 | 0 | 0 | 0 | 0 | 0 | 0 | 0 | 0 | 0 | 0 | 0 | 0 | 0 | 0 | 0 | 150 | 0 | 0 | 0 | 0 | 0 | 0 | 0 | 0 | 0 | 0 | 0 | 0 | 0 | 150 | 0 | 0 | 0 | 0 | [15 empty] | 0 | 0 | 0 | 0 | 0 | 0 | 0 | 0 | 0 | 0 | 150 | 0 | 0 | 0 | 0 |  | 0 | 0 | 0 | 0 | 0 | 0 | 0 | 0 | 0 | 150 | 0 | 0 | 0 | 0 | 1 | 0 | 0 | 0 | 0 | 0 | 0 | 0 | 0 | 0 | 0 | 0 | 0 | 0 | 0 | 0
PG&E FRESNO | Helm | 70 | [15 empty] | 0 | 0 | 0 | 0 | 0 | 0 | 0 | 0 | 0 | 0 | 0 | 0 | 0 | 0 | 0 | 0 | 0 | 0 | 0 | 0 | 0 | 0 | 0 | 0 | 0 | 0 | 0 | 0 | 0 | [15 empty] | 0 | 0 | 0 | 0 | 0 | 0 | 0 | 0 | 0 | 0 | 0 | 0 | 0 | 0 | 0 |  | 0 | 0 | 0 | 0 | 0 | 0 | 0 | 0 | 0 | 0 | 0 | 0 | 0 | 0 | 0 | 0 | 0 | 0 | 0 | 0 | 0 | 0 | 0 | 0 | 0 | 0 | 0 | 0 | 0 | 0 | 0 | 0 | 0 | 0 | 0 | 0 | 0 | 0 | 0 | 0 | 0 | 0 | 0 | 0 | 0 | 0 | 0 | 0 | 0 | 0 | 0 | 0 | 0 | 0 | 0 | 0 | 0 | 0 | [15 empty] | 0 | 0 | 0 | 0 | 0 | 0 | 0 | 0 | 0 | 0 | 0 | 0 | 0 | 0 | 0 |  | 0 | 0 | 0 | 0 | 0 | 0 | 0 | 0 | 0 | 0 | 0 | 0 | 0 | 0 | 0 | 0 | 0 | 0 | 0 | 0 | 0 | 0 | 0 | 0 | 0 | 0 | 0 | 0 | 0 | 0
PG&E FRESNO | Henrietta | 115 | [15 empty] | 0 | 0 | 0 | 0 | 0 | 0 | 0 | 0 | 0 | 80 | 0 | 0 | 0 | 0 | 1 | 0 | 0 | 0 | 0 | 0 | 0 | 0 | 0 | 0 | 0 | 0 | 0 | 0 | 0 | [15 empty] | 0 | 0 | 0 | 0 | 0 | 0 | 0 | 0 | 0 | 0 | 0 | 0 | 0 | 0 | 0 |  | 0 | 0 | 0 | 0 | 0 | 0 | 0 | 0 | 0 | 80 | 0 | 0 | 0 | 0 | 1 | 0 | 0 | 0 | 0 | 0 | 0 | 0 | 0 | 0 | 0 | 0 | 0 | 0 | 0 | 0 | 0 | 0 | 0 | 0 | 0 | 0 | 0 | 0 | 0 | 80 | 0 | 0 | 0 | 0 | 0 | 0 | 0 | 0 | 0 | 0 | 0 | 0 | 0 | 80 | 0 | 0 | 0 | 0 | [15 empty] | 0 | 0 | 0 | 0 | 0 | 0 | 0 | 0 | 0 | 0 | 80 | 0 | 0 | 0 | 0 |  | 0 | 0 | 0 | 0 | 0 | 0 | 0 | 0 | 0 | 160 | 0 | 0 | 0 | 0 | 1 | 0 | 0 | 0 | 0 | 0 | 0 | 0 | 0 | 0 | 0 | 0 | 0 | 0 | 0 | 0
PG&E FRESNO | Henrietta | 230 | [15 empty] | 0 | 0 | 0 | 0 | 0 | 0 | 0 | 0 | 0 | 0 | 0 | 0 | 0 | 0 | 0 | 0 | 0 | 0 | 0 | 0 | 0 | 0 | 0 | 0 | 0 | 0 | 0 | 523 | 0 | [15 empty] | 0 | 0 | 0 | 0 | 0 | 0 | 0 | 0 | 0 | 0 | 0 | 0 | 0 | 523 | 0 |  | 0 | 0 | 0 | 0 | 0 | 0 | 0 | 0 | 0 | 0 | 0 | 0 | 523 | 0 | 1 | 0 | 0 | 0 | 0 | 0 | 0 | 0 | 0 | 0 | 0 | 0 | 0 | 0 | 0 | 0 | 0 | 0 | 0 | 0 | 0 | 0 | 0 | 0 | 0 | 460 | 0 | 0 | 0 | 0 | 0 | 0 | 0 | 0 | 0 | 0 | 0 | 0 | 0 | 460 | 0 | 0 | 523 | 0 | [15 empty] | 0 | 0 | 0 | 0 | 0 | 0 | 0 | 0 | 0 | 0 | 460 | 0 | 0 | 523 | 0 |  | 0 | 0 | 0 | 0 | 0 | 0 | 0 | 0 | 0 | 460 | 0 | 0 | 523 | 0 | 1 | 0 | 0 | 0 | 0 | 0 | 0 | 0 | 0 | 0 | 0 | 0 | 0 | 0 | 0 | 0
PG&E FRESNO | Henrietta | 70 | [15 empty] | 0 | 0 | 0 | 0 | 0 | 0 | 0 | 0 | 0 | 0 | 0 | 173.2 | 0 | 0 | 1 | 0 | 0 | 0 | 0 | 0 | 0 | 0 | 0 | 0 | 0 | 0 | 0 | 0 | 0 | [15 empty] | 0 | 0 | 0 | 0 | 0 | 0 | 0 | 0 | 0 | 0 | 0 | 0 | 0 | 0 | 0 |  | 0 | 0 | 0 | 0 | 0 | 0 | 0 | 0 | 0 | 0 | 0 | 173.2 | 0 | 0 | 1 | 0 | 0 | 0 | 0 | 0 | 0 | 0 | 0 | 0 | 0 | 0 | 0 | 0 | 0 | 0 | 0 | 0 | 0 | 0 | 0 | 0 | 0 | 0 | 0 | 0 | 0 | 0 | 0 | 0 | 0 | 0 | 0 | 0 | 0 | 0 | 0 | 0 | 0 | 0 | 0 | 0 | 0 | 0 | [15 empty] | 0 | 0 | 0 | 0 | 0 | 0 | 0 | 0 | 0 | 0 | 0 | 0 | 0 | 0 | 0 |  | 0 | 0 | 0 | 0 | 0 | 0 | 0 | 0 | 0 | 0 | 0 | 173.2 | 0 | 0 | 1 | 0 | 0 | 0 | 0 | 0 | 0 | 0 | 0 | 0 | 0 | 0 | 0 | 0 | 0 | 0
PG&E FRESNO | Herndon | 115 | [15 empty] | 0 | 0 | 0 | 0 | 0 | 0 | 0 | 0 | 0 | 0 | 0 | 0 | 0 | 0 | 0 | 0 | 0 | 0 | 0 | 0 | 0 | 0 | 0 | 0 | 0 | 0 | 0 | 0 | 0 | [15 empty] | 0 | 0 | 0 | 0 | 0 | 0 | 0 | 0 | 0 | 0 | 0 | 0 | 0 | 0 | 0 |  | 0 | 0 | 0 | 0 | 0 | 0 | 0 | 0 | 0 | 0 | 0 | 0 | 0 | 0 | 0 | 0 | 0 | 0 | 0 | 0 | 0 | 0 | 0 | 0 | 0 | 0 | 0 | 0 | 0 | 0 | 0 | 0 | 0 | 0 | 0 | 0 | 0 | 0 | 0 | 0 | 0 | 0 | 0 | 0 | 0 | 0 | 0 | 0 | 0 | 0 | 0 | 0 | 0 | 0 | 0 | 0 | 0 | 0 | [15 empty] | 0 | 0 | 0 | 0 | 0 | 0 | 0 | 0 | 0 | 0 | 0 | 0 | 0 | 0 | 0 |  | 0 | 0 | 0 | 0 | 0 | 0 | 0 | 0 | 0 | 0 | 0 | 0 | 0 | 0 | 0 | 0 | 0 | 0 | 0 | 0 | 0 | 0 | 0 | 0 | 0 | 0 | 0 | 0 | 0 | 0
PG&E FRESNO | Herndon | 230 | [15 empty] | 0 | 0 | 0 | 0 | 0 | 0 | 0 | 0 | 0 | 0 | 0 | 0 | 0 | 0 | 0 | 0 | 0 | 0 | 0 | 0 | 0 | 0 | 0 | 0 | 0 | 0 | 0 | 0 | 0 | [15 empty] | 0 | 0 | 0 | 0 | 0 | 0 | 0 | 0 | 0 | 0 | 0 | 0 | 0 | 0 | 0 |  | 0 | 0 | 0 | 0 | 0 | 0 | 0 | 0 | 0 | 0 | 0 | 0 | 0 | 0 | 0 | 0 | 0 | 0 | 0 | 0 | 0 | 0 | 0 | 0 | 0 | 0 | 0 | 0 | 0 | 0 | 0 | 0 | 0 | 0 | 0 | 0 | 0 | 0 | 0 | 0 | 0 | 0 | 0 | 0 | 0 | 0 | 0 | 0 | 0 | 0 | 0 | 0 | 0 | 0 | 0 | 0 | 0 | 0 | [15 empty] | 0 | 0 | 0 | 0 | 0 | 0 | 0 | 0 | 0 | 0 | 0 | 0 | 0 | 0 | 0 |  | 0 | 0 | 0 | 0 | 0 | 0 | 0 | 0 | 0 | 0 | 0 | 0 | 0 | 0 | 0 | 0 | 0 | 0 | 0 | 0 | 0 | 0 | 0 | 0 | 0 | 0 | 0 | 0 | 0 | 0
PG&E GBA | Hicks | 230 | [15 empty] | 0 | 0 | 0 | 0 | 0 | 0 | 0 | 0 | 0 | 0 | 0 | 0 | 0 | 0 | 0 | 0 | 0 | 0 | 0 | 0 | 0 | 0 | 0 | 0 | 0 | 0 | 0 | 0 | 0 | [15 empty] | 0 | 0 | 0 | 0 | 0 | 0 | 0 | 0 | 0 | 0 | 0 | 0 | 0 | 0 | 0 |  | 0 | 0 | 0 | 0 | 0 | 0 | 0 | 0 | 0 | 0 | 0 | 0 | 0 | 0 | 0 | 0 | 0 | 0 | 0 | 0 | 0 | 0 | 0 | 0 | 0 | 0 | 0 | 0 | 0 | 0 | [14 empty] | 0 | 0 | 0 | 0 | 0 | 0 | 0 | 0 | 0 | 0 | 0 | 0 | 0 | 0 | [15 empty] | 0 | 0 | 0 | 0 | 0 | 0 | 0 | 0 | 0 | 0 | 0 | 0 | 0 | 0 | 0 |  | 0 | 0 | 0 | 0 | 0 | 0 | 0 | 0 | 0 | 0 | 0 | 0 | 0 | 0 | 0 | 0 | 0 | 0 | 0 | 0 | 0 | 0 | 0 | 0 | 0 | 0 | 0 | 0 | 0 | 0
PG&E NGBA | Higgins | 115 | [15 empty] | 0 | 0 | 0 | 0 | 0 | 0 | 0 | 0 | 0 | 0 | 0 | 0 | 0 | 0 | 0 | 0 | 0 | 0 | 0 | 0 | 0 | 0 | 0 | 0 | 0 | 0 | 0 | 0 | 0 | [15 empty] | 0 | 0 | 0 | 0 | 0 | 0 | 0 | 0 | 0 | 0 | 0 | 0 | 0 | 0 | 0 |  | 0 | 0 | 0 | 0 | 0 | 0 | 0 | 0 | 0 | 0 | 0 | 0 | 0 | 0 | 0 | 0 | 0 | 0 | 0 | 0 | 0 | 0 | 0 | 0 | 0 | 0 | 0 | 0 | 0 | 0 | [14 empty] | 0 | 0 | 0 | 0 | 0 | 0 | 0 | 0 | 0 | 0 | 0 | 0 | 0 | 0 | [15 empty] | 0 | 0 | 0 | 0 | 0 | 0 | 0 | 0 | 0 | 0 | 0 | 0 | 0 | 0 | 0 |  | 0 | 0 | 0 | 0 | 0 | 0 | 0 | 0 | 0 | 0 | 0 | 0 | 0 | 0 | 0 | 0 | 0 | 0 | 0 | 0 | 0 | 0 | 0 | 0 | 0 | 0 | 0 | 0 | 0 | 0
PG&E NGBA | Hilltop | 345 | [15 empty] | 0 | 0 | 0 | 0 | 0 | 0 | 0 | 0 | 0 | 0 | 0 | 0 | 0 | 0 | 0 | 100 | 0 | 0 | 0 | 0 | 0 | 0 | 0 | 0 | 0 | 0 | 0 | 0 | 0 | [15 empty] | 0 | 100 | 0 | 0 | 0 | 0 | 0 | 0 | 0 | 0 | 0 | 0 | 0 | 0 | 0 |  | 100 | 0 | 0 | 0 | 0 | 0 | 0 | 0 | 0 | 0 | 0 | 0 | 0 | 0 | 1 | 0 | 0 | 0 | 0 | 0 | 0 | 0 | 0 | 0 | 0 | 0 | 0 | 0 | 0 | 0 | [14 empty] | 100 | 0 | 0 | 0 | 0 | 0 | 0 | 0 | 0 | 0 | 0 | 0 | 0 | 0 | [15 empty] | 0 | 100 | 0 | 0 | 0 | 0 | 0 | 0 | 0 | 0 | 0 | 0 | 0 | 0 | 0 |  | 100 | 0 | 0 | 0 | 0 | 0 | 0 | 0 | 0 | 0 | 0 | 0 | 0 | 0 | 1 | 0 | 0 | 0 | 0 | 0 | 0 | 0 | 0 | 0 | 0 | 0 | 0 | 0 | 0 | 0
SCE Metro | Hinson | 230 | [15 empty] | 0 | 0 | 0 | 0 | 0 | 0 | 0 | 0 | 0.68 | 0 | 0 | 325 | 0 | 0 | 1 | [29 empty] | 0 | 0 | 0 | 0 | 0 | 0 | 0 | 0 | 0 | 0 | 0 | 0 | 0 | 0 | 0 |  | 0 | 0 | 0 | 0 | 0 | 0 | 0 | 0 | 0.68 | 0 | 0 | 325 | 0 | 0 | 1 | 0 | 0 | 0 | 0 | 0 | 0 | 0 | 0 | 0 | 0 | 0 | 0 | 0 | 0 | 0 | [14 empty] | 0 | 0 | 0 | 0 | 0 | 0 | 0 | 0 | 0 | 0 | 0 | 0 | 0 | 0 | [15 empty] | 0 | 0 | 0 | 0 | 0 | 0 | 0 | 0 | 0 | 0 | 0 | 0 | 0 | 0 | 0 |  | 0 | 0 | 0 | 0 | 0 | 0 | 0 | 0 | 0.68 | 0 | 0 | 325 | 0 | 0 | 1 | 0 | 0 | 0 | 0 | 0 | 0 | 0 | 0 | 0 | 0 | 0 | 0 | 0 | 0 | 0
PG&E GBA | Hollister | 115 | [15 empty] | 0 | 0 | 0 | 0 | 0 | 0 | 0 | 0 | 0 | 0 | 0 | 0 | 0 | 0 | 0 | 0 | 0 | 0 | 0 | 0 | 0 | 0 | 0 | 0 | 0 | 0 | 0 | 0 | 0 | [15 empty] | 0 | 0 | 0 | 0 | 0 | 0 | 0 | 0 | 0 | 0 | 0 | 0 | 0 | 0 | 0 |  | 0 | 0 | 0 | 0 | 0 | 0 | 0 | 0 | 0 | 0 | 0 | 0 | 0 | 0 | 0 | 0 | 0 | 0 | 0 | 0 | 0 | 0 | 0 | 0 | 0 | 0 | 0 | 0 | 0 | 0 | [14 empty] | 0 | 0 | 0 | 0 | 0 | 0 | 0 | 0 | 0 | 0 | 0 | 0 | 0 | 0 | [15 empty] | 0 | 0 | 0 | 0 | 0 | 0 | 0 | 0 | 0 | 0 | 0 | 0 | 0 | 0 | 0 |  | 0 | 0 | 0 | 0 | 0 | 0 | 0 | 0 | 0 | 0 | 0 | 0 | 0 | 0 | 0 | 0 | 0 | 0 | 0 | 0 | 0 | 0 | 0 | 0 | 0 | 0 | 0 | 0 | 0 | 0
PG&E NGBA | Homestake | 115 | [15 empty] | 0 | 0 | 0 | 0 | 0 | 0 | 0 | 0 | 0 | 0 | 0 | 0 | 0 | 0 | 0 | 0 | 0 | 0 | 0 | 0 | 0 | 0 | 0 | 0 | 0 | 0 | 0 | 0 | 0 | [15 empty] | 0 | 0 | 0 | 0 | 0 | 0 | 0 | 0 | 0 | 0 | 0 | 0 | 0 | 0 | 0 |  | 0 | 0 | 0 | 0 | 0 | 0 | 0 | 0 | 0 | 0 | 0 | 0 | 0 | 0 | 0 | 0 | 0 | 0 | 0 | 0 | 0 | 0 | 0 | 0 | 0 | 0 | 0 | 0 | 0 | 0 | [14 empty] | 0 | 0 | 0 | 0 | 0 | 0 | 0 | 0 | 0 | 0 | 0 | 0 | 0 | 0 | [15 empty] | 0 | 0 | 0 | 0 | 0 | 0 | 0 | 0 | 0 | 0 | 0 | 0 | 0 | 0 | 0 |  | 0 | 0 | 0 | 0 | 0 | 0 | 0 | 0 | 0 | 0 | 0 | 0 | 0 | 0 | 0 | 0 | 0 | 0 | 0 | 0 | 0 | 0 | 0 | 0 | 0 | 0 | 0 | 0 | 0 | 0
PG&E NGBA | Honcut | 115 | [15 empty] | 0 | 0 | 0 | 0 | 0 | 0 | 0 | 0 | 0 | 0 | 0 | 0 | 0 | 0 | 0 | 0 | 0 | 0 | 0 | 0 | 0 | 0 | 0 | 0 | 0 | 0 | 0 | 0 | 0 | [15 empty] | 0 | 0 | 0 | 0 | 0 | 0 | 0 | 0 | 0 | 0 | 0 | 0 | 0 | 0 | 0 |  | 0 | 0 | 0 | 0 | 0 | 0 | 0 | 0 | 0 | 0 | 0 | 0 | 0 | 0 | 0 | 0 | 0 | 0 | 0 | 0 | 0 | 0 | 0 | 0 | 0 | 0 | 0 | 0 | 0 | 0 | [14 empty] | 0 | 0 | 0 | 0 | 0 | 0 | 0 | 0 | 0 | 0 | 0 | 0 | 0 | 0 | [15 empty] | 0 | 0 | 0 | 0 | 0 | 0 | 0 | 0 | 0 | 0 | 0 | 0 | 0 | 0 | 0 |  | 0 | 0 | 0 | 0 | 0 | 0 | 0 | 0 | 0 | 0 | 0 | 0 | 0 | 0 | 0 | 0 | 0 | 0 | 0 | 0 | 0 | 0 | 0 | 0 | 0 | 0 | 0 | 0 | 0 | 0
SDGE | Hoodoo Wash | 500 | [15 empty] | 0 | 0 | 0 | 0 | 0 | 0 | 0 | 0 | 0 | 237.5 | 179 | 297.5 | 0 | 0 | 1 | [10 empty] | 5611.6 | [18 empty] | 0 | 0 | 0 | 0 | 0 | 0 | 0 | 0 | 0 | 0 | 0 | 5611.6 | 0 | 0 | 0 |  | 0 | 0 | 0 | 0 | 0 | 0 | 0 | 0 | 0 | 237.5 | 5790.6 | 297.5 | 0 | 0 | 1 | 0 | 0 | 0 | 0 | 0 | 0 | 0 | 0 | 0 | 0 | 0 | 0 | 0 | 0 | 0 | [14 empty] | 0 | 0 | 0 | 0 | 0 | 0 | 0 | 0 | 0 | 0 | 5611.6 | 0 | 0 | 0 | [15 empty] | 0 | 0 | 0 | 0 | 0 | 0 | 0 | 0 | 0 | 0 | 0 | 5611.6 | 0 | 0 | 0 |  | 0 | 0 | 0 | 0 | 0 | 0 | 0 | 0 | 0 | 237.5 | 5790.6 | 297.5 | 0 | 0 | 1 | 0 | 0 | 0 | 0 | 0 | 0 | 0 | 0 | 0 | 0 | 0 | 0 | 0 | 0 | 0
PG&E NGBA | Hopland | 115 | [15 empty] | 0 | 0 | 0 | 0 | 0 | 0 | 0 | 0 | 0 | 0 | 0 | 0 | 0 | 0 | 0 | 0 | 0 | 0 | 0 | 0 | 0 | 0 | 0 | 0 | 0 | 0 | 0 | 0 | 0 | [15 empty] | 0 | 0 | 0 | 0 | 0 | 0 | 0 | 0 | 0 | 0 | 0 | 0 | 0 | 0 | 0 |  | 0 | 0 | 0 | 0 | 0 | 0 | 0 | 0 | 0 | 0 | 0 | 0 | 0 | 0 | 0 | 0 | 0 | 0 | 0 | 0 | 0 | 0 | 0 | 0 | 0 | 0 | 0 | 0 | 0 | 0 | [14 empty] | 0 | 0 | 0 | 0 | 0 | 0 | 0 | 0 | 0 | 0 | 0 | 0 | 0 | 0 | [15 empty] | 0 | 0 | 0 | 0 | 0 | 0 | 0 | 0 | 0 | 0 | 0 | 0 | 0 | 0 | 0 |  | 0 | 0 | 0 | 0 | 0 | 0 | 0 | 0 | 0 | 0 | 0 | 0 | 0 | 0 | 0 | 0 | 0 | 0 | 0 | 0 | 0 | 0 | 0 | 0 | 0 | 0 | 0 | 0 | 0 | 0
PG&E NGBA | Hopland | 60 | [15 empty] | 0 | 0 | 0 | 0 | 0 | 0 | 0 | 0 | 0 | 0 | 0 | 0 | 0 | 0 | 0 | 0 | 0 | 0 | 0 | 0 | 0 | 0 | 0 | 0 | 0 | 0 | 0 | 0 | 0 | [15 empty] | 0 | 0 | 0 | 0 | 0 | 0 | 0 | 0 | 0 | 0 | 0 | 0 | 0 | 0 | 0 |  | 0 | 0 | 0 | 0 | 0 | 0 | 0 | 0 | 0 | 0 | 0 | 0 | 0 | 0 | 0 | 0 | 0 | 0 | 0 | 0 | 0 | 0 | 0 | 0 | 0 | 0 | 0 | 0 | 0 | 0 | [14 empty] | 0 | 0 | 0 | 0 | 0 | 0 | 0 | 0 | 0 | 0 | 0 | 0 | 0 | 0 | [15 empty] | 0 | 0 | 0 | 0 | 0 | 0 | 0 | 0 | 0 | 0 | 0 | 0 | 0 | 0 | 0 |  | 0 | 0 | 0 | 0 | 0 | 0 | 0 | 0 | 0 | 0 | 0 | 0 | 0 | 0 | 0 | 0 | 0 | 0 | 0 | 0 | 0 | 0 | 0 | 0 | 0 | 0 | 0 | 0 | 0 | 0
PG&E NGBA | Humboldt | 115 | [15 empty] | 0 | 0 | 0 | 0 | 0 | 0 | 0 | 0 | 0 | 0 | 0 | 0 | 0 | 0 | 0 | 0 | 0 | 0 | 0 | 0 | 0 | 0 | 0 | 0 | 0 | 0 | 0 | 0 | 0 | [15 empty] | 0 | 0 | 0 | 0 | 0 | 0 | 0 | 0 | 0 | 0 | 0 | 0 | 0 | 0 | 0 |  | 0 | 0 | 0 | 0 | 0 | 0 | 0 | 0 | 0 | 0 | 0 | 0 | 0 | 0 | 0 | 0 | 0 | 0 | 0 | 0 | 0 | 0 | 0 | 0 | 0 | 0 | 0 | 0 | 0 | 0 | [14 empty] | 0 | 0 | 0 | 0 | 0 | 0 | 0 | 0 | 0 | 0 | 0 | 0 | 0 | 0 | [15 empty] | 0 | 0 | 0 | 0 | 0 | 0 | 0 | 0 | 0 | 0 | 0 | 0 | 0 | 0 | 0 |  | 0 | 0 | 0 | 0 | 0 | 0 | 0 | 0 | 0 | 0 | 0 | 0 | 0 | 0 | 0 | 0 | 0 | 0 | 0 | 0 | 0 | 0 | 0 | 0 | 0 | 0 | 0 | 0 | 0 | 0
PG&E NGBA | Humboldt | 60 | [15 empty] | 0 | 0 | 0 | 0 | 0 | 0 | 0 | 0 | 1.999 | 0 | 0 | 0 | 0 | 0 | 1 | 0 | 0 | 0 | 0 | 0 | 0 | 0 | 0 | 0 | 0 | 0 | 0 | 0 | 0 | [15 empty] | 0 | 0 | 0 | 0 | 0 | 0 | 0 | 0 | 0 | 0 | 0 | 0 | 0 | 0 | 0 |  | 0 | 0 | 0 | 0 | 0 | 0 | 0 | 0 | 1.999 | 0 | 0 | 0 | 0 | 0 | 1 | 0 | 0 | 0 | 0 | 0 | 0 | 0 | 0 | 0 | 0 | 0 | 0 | 0 | 0 | 0 | [14 empty] | 0 | 0 | 0 | 0 | 0 | 0 | 0 | 0 | 0 | 0 | 0 | 0 | 0 | 0 | [15 empty] | 0 | 0 | 0 | 0 | 0 | 0 | 0 | 0 | 0 | 0 | 0 | 0 | 0 | 0 | 0 |  | 0 | 0 | 0 | 0 | 0 | 0 | 0 | 0 | 1.999 | 0 | 0 | 0 | 0 | 0 | 1 | 0 | 0 | 0 | 0 | 0 | 0 | 0 | 0 | 0 | 0 | 0 | 0 | 0 | 0 | 0
PG&E NGBA | Humboldt | 500 | [15 empty] | 0 | 0 | 0 | 0 | 0 | 0 | 0 | 0 | 0 | 0 | 0 | 0 | 0 | 0 | 0 | 0 | 0 | 0 | 170.7 | 0 | 0 | 0 | 0 | 0 | 0 | 0 | 0 | 0 | 0 | [15 empty] | 0 | 0 | 0 | 0 | 170.7 | 0 | 0 | 0 | 0 | 0 | 0 | 0 | 0 | 0 | 0 |  | 0 | 0 | 0 | 170.7 | 0 | 0 | 0 | 0 | 0 | 0 | 0 | 0 | 0 | 0 | 1 | 0 | 0 | 0 | 0 | 0 | 0 | 0 | 0 | 0 | 0 | 0 | 0 | 0 | 0 | 0 | [6 empty] | 1607 | [7 empty] | 0 | 0 | 0 | 170.7 | 0 | 0 | 1607 | 0 | 0 | 0 | 0 | 0 | 0 | 0 | [15 empty] | 0 | 0 | 0 | 0 | 170.7 | 0 | 0 | 1607 | 0 | 0 | 0 | 0 | 0 | 0 | 0 |  | 0 | 0 | 0 | 170.7 | 0 | 0 | 1607 | 0 | 0 | 0 | 0 | 0 | 0 | 0 | 1 | 0 | 0 | 0 | 0 | 0 | 0 | 0 | 0 | 0 | 0 | 0 | 0 | 0 | 0 | 0
SCE Metro | Huntington Beach | 230 | [15 empty] | 0 | 0 | 0 | 0 | 0 | 0 | 0 | 0 | 0 | 0 | 0 | 0 | 0 | 0 | 0 | [29 empty] | 0 | 0 | 0 | 0 | 0 | 0 | 0 | 0 | 0 | 0 | 0 | 0 | 0 | 0 | 0 |  | 0 | 0 | 0 | 0 | 0 | 0 | 0 | 0 | 0 | 0 | 0 | 0 | 0 | 0 | 0 | 0 | 0 | 0 | 0 | 0 | 0 | 0 | 0 | 0 | 0 | 0 | 0 | 0 | 0 | 0 | [14 empty] | 0 | 0 | 0 | 0 | 0 | 0 | 0 | 0 | 0 | 0 | 0 | 0 | 0 | 0 | [15 empty] | 0 | 0 | 0 | 0 | 0 | 0 | 0 | 0 | 0 | 0 | 0 | 0 | 0 | 0 | 0 |  | 0 | 0 | 0 | 0 | 0 | 0 | 0 | 0 | 0 | 0 | 0 | 0 | 0 | 0 | 0 | 0 | 0 | 0 | 0 | 0 | 0 | 0 | 0 | 0 | 0 | 0 | 0 | 0 | 0 | 0
PG&E NGBA | Ignacio | 115 | [15 empty] | 0 | 0 | 0 | 0 | 0 | 0 | 0 | 0 | 0 | 0 | 0 | 0 | 0 | 0 | 0 | 0 | 0 | 0 | 0 | 0 | 0 | 0 | 0 | 0 | 0 | 0 | 0 | 0 | 0 | [15 empty] | 0 | 0 | 0 | 0 | 0 | 0 | 0 | 0 | 0 | 0 | 0 | 0 | 0 | 0 | 0 |  | 0 | 0 | 0 | 0 | 0 | 0 | 0 | 0 | 0 | 0 | 0 | 0 | 0 | 0 | 0 | 0 | 0 | 0 | 0 | 0 | 0 | 0 | 0 | 0 | 0 | 0 | 0 | 0 | 0 | 0 | [14 empty] | 0 | 0 | 0 | 0 | 0 | 0 | 0 | 0 | 0 | 0 | 0 | 0 | 0 | 0 | [15 empty] | 0 | 0 | 0 | 0 | 0 | 0 | 0 | 0 | 0 | 0 | 0 | 0 | 0 | 0 | 0 |  | 0 | 0 | 0 | 0 | 0 | 0 | 0 | 0 | 0 | 0 | 0 | 0 | 0 | 0 | 0 | 0 | 0 | 0 | 0 | 0 | 0 | 0 | 0 | 0 | 0 | 0 | 0 | 0 | 0 | 0
PG&E NGBA | Ignacio | 230 | [15 empty] | 0 | 0 | 0 | 0 | 0 | 0 | 0 | 0 | 0 | 0 | 0 | 0 | 0 | 0 | 0 | 115 | 0 | 0 | 0 | 0 | 0 | 0 | 0 | 0 | 0 | 0 | 0 | 0 | 0 | [15 empty] | 0 | 115 | 0 | 0 | 0 | 0 | 0 | 0 | 0 | 0 | 0 | 0 | 0 | 0 | 0 |  | 115 | 0 | 0 | 0 | 0 | 0 | 0 | 0 | 0 | 0 | 0 | 0 | 0 | 0 | 1 | 0 | 0 | 0 | 0 | 0 | 0 | 0 | 0 | 0 | 0 | 0 | 0 | 0 | 0 | 0 | [14 empty] | 115 | 0 | 0 | 0 | 0 | 0 | 0 | 0 | 0 | 0 | 0 | 0 | 0 | 0 | [15 empty] | 0 | 115 | 0 | 0 | 0 | 0 | 0 | 0 | 0 | 0 | 0 | 0 | 0 | 0 | 0 |  | 115 | 0 | 0 | 0 | 0 | 0 | 0 | 0 | 0 | 0 | 0 | 0 | 0 | 0 | 1 | 0 | 0 | 0 | 0 | 0 | 0 | 0 | 0 | 0 | 0 | 0 | 0 | 0 | 0 | 0
PG&E NGBA | Ignacio | 60 | [15 empty] | 0 | 0 | 0 | 0 | 0 | 0 | 0 | 0 | 0 | 0 | 0 | 0 | 0 | 0 | 0 | 0 | 0 | 0 | 0 | 0 | 0 | 0 | 0 | 0 | 0 | 0 | 0 | 0 | 0 | [15 empty] | 0 | 0 | 0 | 0 | 0 | 0 | 0 | 0 | 0 | 0 | 0 | 0 | 0 | 0 | 0 |  | 0 | 0 | 0 | 0 | 0 | 0 | 0 | 0 | 0 | 0 | 0 | 0 | 0 | 0 | 0 | 0 | 0 | 0 | 0 | 0 | 0 | 0 | 0 | 0 | 0 | 0 | 0 | 0 | 0 | 0 | [14 empty] | 0 | 0 | 0 | 0 | 0 | 0 | 0 | 0 | 0 | 0 | 0 | 0 | 0 | 0 | [15 empty] | 0 | 0 | 0 | 0 | 0 | 0 | 0 | 0 | 0 | 0 | 0 | 0 | 0 | 0 | 0 |  | 0 | 0 | 0 | 0 | 0 | 0 | 0 | 0 | 0 | 0 | 0 | 0 | 0 | 0 | 0 | 0 | 0 | 0 | 0 | 0 | 0 | 0 | 0 | 0 | 0 | 0 | 0 | 0 | 0 | 0
SDGE | Imperial Beach | 69 | [15 empty] | 0 | 0 | 0 | 0 | 0 | 0 | 0 | 0 | 0 | 0 | 0 | 0 | 0 | 0 | 0 | [29 empty] | 0 | 0 | 0 | 0 | 0 | 0 | 0 | 0 | 0 | 0 | 0 | 0 | 0 | 0 | 0 |  | 0 | 0 | 0 | 0 | 0 | 0 | 0 | 0 | 0 | 0 | 0 | 0 | 0 | 0 | 0 | 0 | 0 | 0 | 0 | 0 | 0 | 0 | 0 | 0 | 0 | 0 | 0 | 0 | 0 | 0 | [14 empty] | 0 | 0 | 0 | 0 | 0 | 0 | 0 | 0 | 0 | 0 | 0 | 0 | 0 | 0 | [15 empty] | 0 | 0 | 0 | 0 | 0 | 0 | 0 | 0 | 0 | 0 | 0 | 0 | 0 | 0 | 0 |  | 0 | 0 | 0 | 0 | 0 | 0 | 0 | 0 | 0 | 0 | 0 | 0 | 0 | 0 | 0 | 0 | 0 | 0 | 0 | 0 | 0 | 0 | 0 | 0 | 0 | 0 | 0 | 0 | 0 | 0
SDGE | Imperial Valley | 230 | [15 empty] | 25 | 0 | 0 | 0 | 0 | 0 | 0 | 0 | 0 | 0 | 107 | 528 | 0 | 0 | 1 | [29 empty] | 0 | 0 | 0 | 0 | 0 | 0 | 0 | 0 | 0 | 0 | 0 | 0 | 0 | 0 | 0 |  | 25 | 0 | 0 | 0 | 0 | 0 | 0 | 0 | 0 | 0 | 107 | 528 | 0 | 0 | 1 | 0 | 0 | 0 | 0 | 0 | 0 | 0 | 0 | 0 | 0 | 0 | 0 | 0 | 0 | 0 | [14 empty] | 0 | 0 | 0 | 0 | 0 | 0 | 0 | 0 | 0 | 0 | 0 | 0 | 0 | 0 | [15 empty] | 0 | 0 | 0 | 0 | 0 | 0 | 0 | 0 | 0 | 0 | 0 | 0 | 0 | 0 | 0 |  | 25 | 0 | 0 | 0 | 0 | 0 | 0 | 0 | 0 | 0 | 107 | 528 | 0 | 0 | 1 | 0 | 0 | 0 | 0 | 0 | 0 | 0 | 0 | 0 | 0 | 0 | 0 | 0 | 0 | 0
SDGE | Imperial Valley | 500 | [15 empty] | 0 | 0 | 0 | 0 | 0 | 0 | 0 | 0 | 0 | 0 | 0 | 0 | 0 | 0 | 0 | 505 |  | 50 | [26 empty] | 0 | 505 | 0 | 50 | 0 | 0 | 0 | 0 | 0 | 0 | 0 | 0 | 0 | 0 | 0 |  | 505 | 0 | 50 | 0 | 0 | 0 | 0 | 0 | 0 | 0 | 0 | 0 | 0 | 0 | 1 | 0 | 0 | 0 | 0 | 0 | 0 | 0 | 0 | 0 | 0 | 0 | 0 | 0 | 0 | 0 | [14 empty] | 505 | 0 | 50 | 0 | 0 | 0 | 0 | 0 | 0 | 0 | 0 | 0 | 0 | 0 | [15 empty] | 0 | 505 | 0 | 50 | 0 | 0 | 0 | 0 | 0 | 0 | 0 | 0 | 0 | 0 | 0 |  | 505 | 0 | 50 | 0 | 0 | 0 | 0 | 0 | 0 | 0 | 0 | 0 | 0 | 0 | 1 | 0 | 0 | 0 | 0 | 0 | 0 | 0 | 0 | 0 | 0 | 0 | 0 | 0 | 0 | 0
EOP | Innovation | 138 | [15 empty] | 0 | 0 | 0 | 0 | 0 | 0 | 0 | 0 | 0 | 0 | 0 | 0 | 0 | 0 | 0 | [29 empty] | 0 | 0 | 0 | 0 | 0 | 0 | 0 | 0 | 0 | 0 | 0 | 0 | 0 | 0 | 0 |  | 0 | 0 | 0 | 0 | 0 | 0 | 0 | 0 | 0 | 0 | 0 | 0 | 0 | 0 | 0 | 0 | 0 | 0 | 0 | 0 | 0 | 0 | 0 | 0 | 0 | 0 | 0 | 0 | 0 | 0 | [14 empty] | 0 | 0 | 0 | 0 | 0 | 0 | 0 | 0 | 0 | 0 | 0 | 0 | 0 | 0 | [15 empty] | 0 | 0 | 0 | 0 | 0 | 0 | 0 | 0 | 0 | 0 | 0 | 0 | 0 | 0 | 0 |  | 0 | 0 | 0 | 0 | 0 | 0 | 0 | 0 | 0 | 0 | 0 | 0 | 0 | 0 | 0 | 0 | 0 | 0 | 0 | 0 | 0 | 0 | 0 | 0 | 0 | 0 | 0 | 0 | 0 | 0
EOP | Innovation | 230 | [15 empty] | 0 | 0 | 0 | 0 | 0 | 0 | 0 | 0 | 0 | 0 | 0 | 0 | 0 | 0 | 0 | [9 empty] | 400 |  |  |  | 200 | [15 empty] | 0 | 0 | 0 | 0 | 0 | 0 | 0 | 0 | 0 | 0 | 400 | 0 | 0 | 0 | 200 |  | 0 | 0 | 0 | 0 | 0 | 0 | 0 | 0 | 0 | 400 | 0 | 0 | 0 | 200 | 1 | 0 | 0 | 0 | 0 | 0 | 0 | 0 | 0 | 0 | 0 | 0 | 0 | 0 | 0 | 0 | [14 empty] | 0 | 0 | 0 | 0 | 0 | 0 | 0 | 0 | 0 | 400 | 0 | 0 | 0 | 200 | [15 empty] | 0 | 0 | 0 | 0 | 0 | 0 | 0 | 0 | 0 | 0 | 400 | 0 | 0 | 0 | 200 |  | 0 | 0 | 0 | 0 | 0 | 0 | 0 | 0 | 0 | 400 | 0 | 0 | 0 | 200 | 1 | 0 | 0 | 0 | 0 | 0 | 0 | 0 | 0 | 0 | 0 | 0 | 0 | 0 | 0 | 0
SCE NOL | Inyokern | 115 | [15 empty] | 0 | 0 | 0 | 0 | 0 | 0 | 0 | 0 | 0 | 0 | 31.8 | 0 | 0 | 0 | 1 | [29 empty] | 0 | 0 | 0 | 0 | 0 | 0 | 0 | 0 | 0 | 0 | 0 | 0 | 0 | 0 | 0 |  | 0 | 0 | 0 | 0 | 0 | 0 | 0 | 0 | 0 | 0 | 31.8 | 0 | 0 | 0 | 1 | 0 | 0 | 0 | 0 | 0 | 0 | 0 | 0 | 0 | 0 | 0 | 0 | 0 | 0 | 0 | [14 empty] | 0 | 0 | 0 | 0 | 0 | 0 | 0 | 0 | 0 | 0 | 0 | 0 | 0 | 0 | [15 empty] | 0 | 0 | 0 | 0 | 0 | 0 | 0 | 0 | 0 | 0 | 0 | 0 | 0 | 0 | 0 |  | 0 | 0 | 0 | 0 | 0 | 0 | 0 | 0 | 0 | 0 | 31.8 | 0 | 0 | 0 | 1 | 0 | 0 | 0 | 0 | 0 | 0 | 0 | 0 | 0 | 0 | 0 | 0 | 0 | 0 | 0
EOP | IS Tap | 138 | [15 empty] | 0 | 0 | 0 | 0 | 0 | 0 | 0 | 0 | 0 | 0 | 0 | 0 | 0 | 0 | 0 | [12 empty] | 50 | [16 empty] | 0 | 0 | 0 | 0 | 0 | 0 | 0 | 0 | 0 | 0 | 0 | 0 | 0 | 50 | 0 |  | 0 | 0 | 0 | 0 | 0 | 0 | 0 | 0 | 0 | 0 | 0 | 0 | 50 | 0 | 1 | 0 | 0 | 0 | 0 | 0 | 0 | 0 | 0 | 0 | 0 | 0 | 0 | 0 | 0 | 0 | [14 empty] | 0 | 0 | 0 | 0 | 0 | 0 | 0 | 0 | 0 | 0 | 0 | 0 | 50 | 0 | [15 empty] | 0 | 0 | 0 | 0 | 0 | 0 | 0 | 0 | 0 | 0 | 0 | 0 | 0 | 50 | 0 |  | 0 | 0 | 0 | 0 | 0 | 0 | 0 | 0 | 0 | 0 | 0 | 0 | 50 | 0 | 1 | 0 | 0 | 0 | 0 | 0 | 0 | 0 | 0 | 0 | 0 | 0 | 0 | 0 | 0 | 0
EOP | Ivanpah | 115 | [15 empty] | 0 | 0 | 0 | 0 | 0 | 0 | 0 | 0 | 0 | 0 | 0 | 0 | 0 | 0 | 0 | [29 empty] | 0 | 0 | 0 | 0 | 0 | 0 | 0 | 0 | 0 | 0 | 0 | 0 | 0 | 0 | 0 |  | 0 | 0 | 0 | 0 | 0 | 0 | 0 | 0 | 0 | 0 | 0 | 0 | 0 | 0 | 0 | 0 | 0 | 0 | 0 | 0 | 0 | 0 | 0 | 0 | 0 | 0 | 0 | 0 | 0 | 0 | [14 empty] | 0 | 0 | 0 | 0 | 0 | 0 | 0 | 0 | 0 | 0 | 0 | 0 | 0 | 0 | [15 empty] | 0 | 0 | 0 | 0 | 0 | 0 | 0 | 0 | 0 | 0 | 0 | 0 | 0 | 0 | 0 |  | 0 | 0 | 0 | 0 | 0 | 0 | 0 | 0 | 0 | 0 | 0 | 0 | 0 | 0 | 0 | 0 | 0 | 0 | 0 | 0 | 0 | 0 | 0 | 0 | 0 | 0 | 0 | 0 | 0 | 0
EOP | Ivanpah | 230 | [15 empty] | 0 | 0 | 0 | 0 | 0 | 0 | 0 | 0 | 0 | 0 | 0 | 0 | 0 | 0 | 0 | [29 empty] | 0 | 0 | 0 | 0 | 0 | 0 | 0 | 0 | 0 | 0 | 0 | 0 | 0 | 0 | 0 |  | 0 | 0 | 0 | 0 | 0 | 0 | 0 | 0 | 0 | 0 | 0 | 0 | 0 | 0 | 0 | 0 | 0 | 0 | 0 | 0 | 0 | 0 | 0 | 0 | 0 | 0 | 0 | 0 | 0 | 0 | [14 empty] | 0 | 0 | 0 | 0 | 0 | 0 | 0 | 0 | 0 | 0 | 0 | 0 | 0 | 0 | [15 empty] | 0 | 0 | 0 | 0 | 0 | 0 | 0 | 0 | 0 | 0 | 0 | 0 | 0 | 0 | 0 |  | 0 | 0 | 0 | 0 | 0 | 0 | 0 | 0 | 0 | 0 | 0 | 0 | 0 | 0 | 0 | 0 | 0 | 0 | 0 | 0 | 0 | 0 | 0 | 0 | 0 | 0 | 0 | 0 | 0 | 0
EOP | Jackass (DOE) | 138 | [15 empty] | 0 | 0 | 0 | 0 | 0 | 0 | 0 | 0 | 0 | 0 | 0 | 0 | 0 | 0 | 0 | [29 empty] | 0 | 0 | 0 | 0 | 0 | 0 | 0 | 0 | 0 | 0 | 0 | 0 | 0 | 0 | 0 |  | 0 | 0 | 0 | 0 | 0 | 0 | 0 | 0 | 0 | 0 | 0 | 0 | 0 | 0 | 0 | 0 | 0 | 0 | 0 | 0 | 0 | 0 | 0 | 0 | 0 | 0 | 0 | 0 | 0 | 0 | [14 empty] | 0 | 0 | 0 | 0 | 0 | 0 | 0 | 0 | 0 | 0 | 0 | 0 | 0 | 0 | [15 empty] | 0 | 0 | 0 | 0 | 0 | 0 | 0 | 0 | 0 | 0 | 0 | 0 | 0 | 0 | 0 |  | 0 | 0 | 0 | 0 | 0 | 0 | 0 | 0 | 0 | 0 | 0 | 0 | 0 | 0 | 0 | 0 | 0 | 0 | 0 | 0 | 0 | 0 | 0 | 0 | 0 | 0 | 0 | 0 | 0 | 0
PG&E NGBA | James B Black | 230 | [15 empty] | 0 | 0 | 0 | 0 | 0 | 0 | 0 | 0 | 0 | 0 | 0 | 0 | 0 | 0 | 0 | 0 | 0 | 0 | 0 | 0 | 0 | 0 | 0 | 0 | 0 | 0 | 0 | 0 | 0 | [15 empty] | 0 | 0 | 0 | 0 | 0 | 0 | 0 | 0 | 0 | 0 | 0 | 0 | 0 | 0 | 0 |  | 0 | 0 | 0 | 0 | 0 | 0 | 0 | 0 | 0 | 0 | 0 | 0 | 0 | 0 | 0 | 0 | 0 | 0 | 0 | 0 | 0 | 0 | 0 | 0 | 0 | 0 | 0 | 0 | 0 | 0 |  |  | 150 | [11 empty] | 0 | 0 | 150 | 0 | 0 | 0 | 0 | 0 | 0 | 0 | 0 | 0 | 0 | 0 | [15 empty] | 0 | 0 | 0 | 150 | 0 | 0 | 0 | 0 | 0 | 0 | 0 | 0 | 0 | 0 | 0 |  | 0 | 0 | 150 | 0 | 0 | 0 | 0 | 0 | 0 | 0 | 0 | 0 | 0 | 0 | 1 | 0 | 0 | 0 | 0 | 0 | 0 | 0 | 0 | 0 | 0 | 0 | 0 | 0 | 0 | 0
PG&E GBA | Jefferson | 230 | [15 empty] | 0 | 0 | 0 | 0 | 0 | 0 | 0 | 0 | 0 | 0 | 0 | 0 | 0 | 0 | 0 | 0 | 0 | 0 | 0 | 0 | 0 | 0 | 0 | 0 | 0 | 0 | 0 | 0 | 0 | [15 empty] | 0 | 0 | 0 | 0 | 0 | 0 | 0 | 0 | 0 | 0 | 0 | 0 | 0 | 0 | 0 |  | 0 | 0 | 0 | 0 | 0 | 0 | 0 | 0 | 0 | 0 | 0 | 0 | 0 | 0 | 0 | 0 | 0 | 0 | 0 | 0 | 0 | 0 | 0 | 0 | 0 | 0 | 0 | 0 | 0 | 0 | [14 empty] | 0 | 0 | 0 | 0 | 0 | 0 | 0 | 0 | 0 | 0 | 0 | 0 | 0 | 0 | [15 empty] | 0 | 0 | 0 | 0 | 0 | 0 | 0 | 0 | 0 | 0 | 0 | 0 | 0 | 0 | 0 |  | 0 | 0 | 0 | 0 | 0 | 0 | 0 | 0 | 0 | 0 | 0 | 0 | 0 | 0 | 0 | 0 | 0 | 0 | 0 | 0 | 0 | 0 | 0 | 0 | 0 | 0 | 0 | 0 | 0 | 0
PG&E NGBA | Jessup | 115 | [15 empty] | 0 | 0 | 0 | 0 | 0 | 0 | 0 | 0 | 0 | 0 | 0 | 0 | 0 | 0 | 0 | 0 | 0 | 0 | 0 | 0 | 0 | 0 | 0 | 0 | 0 | 0 | 0 | 0 | 0 | [15 empty] | 0 | 0 | 0 | 0 | 0 | 0 | 0 | 0 | 0 | 0 | 0 | 0 | 0 | 0 | 0 |  | 0 | 0 | 0 | 0 | 0 | 0 | 0 | 0 | 0 | 0 | 0 | 0 | 0 | 0 | 0 | 0 | 0 | 0 | 0 | 0 | 0 | 0 | 0 | 0 | 0 | 0 | 0 | 0 | 0 | 0 |  |  | 110 | [11 empty] | 0 | 0 | 110 | 0 | 0 | 0 | 0 | 0 | 0 | 0 | 0 | 0 | 0 | 0 | [15 empty] | 0 | 0 | 0 | 110 | 0 | 0 | 0 | 0 | 0 | 0 | 0 | 0 | 0 | 0 | 0 |  | 0 | 0 | 110 | 0 | 0 | 0 | 0 | 0 | 0 | 0 | 0 | 0 | 0 | 0 | 1 | 0 | 0 | 0 | 0 | 0 | 0 | 0 | 0 | 0 | 0 | 0 | 0 | 0 | 0 | 0
SCE Metro | Johanna | 230 | [15 empty] | 0 | 0 | 0 | 0 | 0 | 0 | 0 | 0 | 0 | 0 | 0 | 0 | 0 | 0 | 0 | [12 empty] | 298.15 | [16 empty] | 0 | 0 | 0 | 0 | 0 | 0 | 0 | 0 | 0 | 0 | 0 | 0 | 0 | 298.15 | 0 |  | 0 | 0 | 0 | 0 | 0 | 0 | 0 | 0 | 0 | 0 | 0 | 0 | 298.15 | 0 | 1 | 0 | 0 | 0 | 0 | 0 | 0 | 0 | 0 | 0 | 0 | 0 | 0 | 0 | 0 | 0 | [14 empty] | 0 | 0 | 0 | 0 | 0 | 0 | 0 | 0 | 0 | 0 | 0 | 0 | 298.15 | 0 | [15 empty] | 0 | 0 | 0 | 0 | 0 | 0 | 0 | 0 | 0 | 0 | 0 | 0 | 0 | 298.15 | 0 |  | 0 | 0 | 0 | 0 | 0 | 0 | 0 | 0 | 0 | 0 | 0 | 0 | 298.15 | 0 | 1 | 0 | 0 | 0 | 0 | 0 | 0 | 0 | 0 | 0 | 0 | 0 | 0 | 0 | 0 | 0
SCE Eastern | Julian Hinds | 230 | [15 empty] | 0 | 0 | 0 | 0 | 0 | 0 | 0 | 0 | 0 | 0 | 0 | 0 | 0 | 0 | 0 | [29 empty] | 0 | 0 | 0 | 0 | 0 | 0 | 0 | 0 | 0 | 0 | 0 | 0 | 0 | 0 | 0 |  | 0 | 0 | 0 | 0 | 0 | 0 | 0 | 0 | 0 | 0 | 0 | 0 | 0 | 0 | 0 | 0 | 0 | 0 | 0 | 0 | 0 | 0 | 0 | 0 | 0 | 0 | 0 | 0 | 0 | 0 | [14 empty] | 0 | 0 | 0 | 0 | 0 | 0 | 0 | 0 | 0 | 0 | 0 | 0 | 0 | 0 | [15 empty] | 0 | 0 | 0 | 0 | 0 | 0 | 0 | 0 | 0 | 0 | 0 | 0 | 0 | 0 | 0 |  | 0 | 0 | 0 | 0 | 0 | 0 | 0 | 0 | 0 | 0 | 0 | 0 | 0 | 0 | 0 | 0 | 0 | 0 | 0 | 0 | 0 | 0 | 0 | 0 | 0 | 0 | 0 | 0 | 0 | 0
PG&E GBA | Kasson | 115 | [15 empty] | 0 | 0 | 0 | 0 | 0 | 0 | 0 | 0 | 0 | 0 | 0 | 0 | 0 | 0 | 0 | 0 | 0 | 0 | 0 | 0 | 0 | 0 | 0 | 0 | 0 | 0 | 0 | 0 | 0 | [15 empty] | 0 | 0 | 0 | 0 | 0 | 0 | 0 | 0 | 0 | 0 | 0 | 0 | 0 | 0 | 0 |  | 0 | 0 | 0 | 0 | 0 | 0 | 0 | 0 | 0 | 0 | 0 | 0 | 0 | 0 | 0 | 0 | 0 | 0 | 0 | 0 | 0 | 0 | 0 | 0 | 0 | 0 | 0 | 0 | 0 | 0 | [14 empty] | 0 | 0 | 0 | 0 | 0 | 0 | 0 | 0 | 0 | 0 | 0 | 0 | 0 | 0 | [15 empty] | 0 | 0 | 0 | 0 | 0 | 0 | 0 | 0 | 0 | 0 | 0 | 0 | 0 | 0 | 0 |  | 0 | 0 | 0 | 0 | 0 | 0 | 0 | 0 | 0 | 0 | 0 | 0 | 0 | 0 | 0 | 0 | 0 | 0 | 0 | 0 | 0 | 0 | 0 | 0 | 0 | 0 | 0 | 0 | 0 | 0
PG&E GBA | Kasson | 60 | [15 empty] | 0 | 0 | 0 | 0 | 0 | 0 | 0 | 0 | 0 | 0 | 0 | 0 | 0 | 0 | 0 | 0 | 0 | 0 | 0 | 0 | 0 | 0 | 0 | 0 | 0 | 0 | 0 | 0 | 0 | [15 empty] | 0 | 0 | 0 | 0 | 0 | 0 | 0 | 0 | 0 | 0 | 0 | 0 | 0 | 0 | 0 |  | 0 | 0 | 0 | 0 | 0 | 0 | 0 | 0 | 0 | 0 | 0 | 0 | 0 | 0 | 0 | 0 | 0 | 0 | 0 | 0 | 0 | 0 | 0 | 0 | 0 | 0 | 0 | 0 | 0 | 0 | [14 empty] | 0 | 0 | 0 | 0 | 0 | 0 | 0 | 0 | 0 | 0 | 0 | 0 | 0 | 0 | [15 empty] | 0 | 0 | 0 | 0 | 0 | 0 | 0 | 0 | 0 | 0 | 0 | 0 | 0 | 0 | 0 |  | 0 | 0 | 0 | 0 | 0 | 0 | 0 | 0 | 0 | 0 | 0 | 0 | 0 | 0 | 0 | 0 | 0 | 0 | 0 | 0 | 0 | 0 | 0 | 0 | 0 | 0 | 0 | 0 | 0 | 0
PG&E FRESNO | Kearney | 230 | [15 empty] | 0 | 0 | 0 | 0 | 0 | 0 | 0 | 0 | 0 | 0 | 0 | 0 | 0 | 0 | 0 | 0 | 0 | 0 | 0 | 0 | 0 | 0 | 0 | 0 | 0 | 0 | 0 | 0 | 0 | [15 empty] | 0 | 0 | 0 | 0 | 0 | 0 | 0 | 0 | 0 | 0 | 0 | 0 | 0 | 0 | 0 |  | 0 | 0 | 0 | 0 | 0 | 0 | 0 | 0 | 0 | 0 | 0 | 0 | 0 | 0 | 0 | 0 | 0 | 0 | 0 | 0 | 0 | 0 | 0 | 0 | 0 | 0 | 0 | 0 | 0 | 0 | 0 | 0 | 0 | 0 | 0 | 0 | 0 | 0 | 0 | 0 | 0 | 0 | 0 | 0 | 0 | 0 | 0 | 0 | 0 | 0 | 0 | 0 | 0 | 0 | 0 | 0 | 0 | 0 | [15 empty] | 0 | 0 | 0 | 0 | 0 | 0 | 0 | 0 | 0 | 0 | 0 | 0 | 0 | 0 | 0 |  | 0 | 0 | 0 | 0 | 0 | 0 | 0 | 0 | 0 | 0 | 0 | 0 | 0 | 0 | 0 | 0 | 0 | 0 | 0 | 0 | 0 | 0 | 0 | 0 | 0 | 0 | 0 | 0 | 0 | 0
PG&E FRESNO | Kearney | 70 | [15 empty] | 0 | 0 | 0 | 0 | 0 | 0 | 0 | 0 | 0 | 0 | 0 | 0 | 0 | 0 | 0 | 0 | 0 | 0 | 0 | 0 | 0 | 0 | 0 | 0 | 30 | 0 | 0 | 0 | 0 | [15 empty] | 0 | 0 | 0 | 0 | 0 | 0 | 0 | 0 | 0 | 0 | 30 | 0 | 0 | 0 | 0 |  | 0 | 0 | 0 | 0 | 0 | 0 | 0 | 0 | 0 | 30 | 0 | 0 | 0 | 0 | 1 | 0 | 0 | 0 | 0 | 0 | 0 | 0 | 0 | 0 | 0 | 0 | 0 | 0 | 0 | 0 | 0 | 0 | 0 | 0 | 0 | 0 | 0 | 0 | 0 | 0 | 0 | 0 | 0 | 0 | 0 | 0 | 0 | 0 | 0 | 0 | 0 | 0 | 0 | 30 | 0 | 0 | 0 | 0 | [15 empty] | 0 | 0 | 0 | 0 | 0 | 0 | 0 | 0 | 0 | 0 | 30 | 0 | 0 | 0 | 0 |  | 0 | 0 | 0 | 0 | 0 | 0 | 0 | 0 | 0 | 30 | 0 | 0 | 0 | 0 | 1 | 0 | 0 | 0 | 0 | 0 | 0 | 0 | 0 | 0 | 0 | 0 | 0 | 0 | 0 | 0
PG&E GBA | Kelso | 230 | [15 empty] | 0 | 0 | 0 | 0 | 0 | 0 | 0 | 0 | 0 | 0 | 0 | 90.7 | 0 | 0 | 1 | 0 | 0 | 0 | 0 | 0 | 0 | 0 | 0 | 0 | 0 | 0 | 0 | 0 | 0 | [15 empty] | 0 | 0 | 0 | 0 | 0 | 0 | 0 | 0 | 0 | 0 | 0 | 0 | 0 | 0 | 0 |  | 0 | 0 | 0 | 0 | 0 | 0 | 0 | 0 | 0 | 0 | 0 | 90.7 | 0 | 0 | 1 | 0 | 0 | 0 | 0 | 0 | 0 | 0 | 0 | 0 | 0 | 0 | 0 | 0 | 0 | 0 | [14 empty] | 0 | 0 | 0 | 0 | 0 | 0 | 0 | 0 | 0 | 0 | 0 | 0 | 0 | 0 | [15 empty] | 0 | 0 | 0 | 0 | 0 | 0 | 0 | 0 | 0 | 0 | 0 | 0 | 0 | 0 | 0 |  | 0 | 0 | 0 | 0 | 0 | 0 | 0 | 0 | 0 | 0 | 0 | 90.7 | 0 | 0 | 1 | 0 | 0 | 0 | 0 | 0 | 0 | 0 | 0 | 0 | 0 | 0 | 0 | 0 | 0 | 0
PG&E FRESNO | Kerchoff 1 | 115 | [15 empty] | 0 | 0 | 0 | 0 | 0 | 0 | 0 | 0 | 0 | 0 | 0 | 0 | 0 | 0 | 0 | 0 | 0 | 0 | 0 | 0 | 0 | 0 | 0 | 0 | 0 | 0 | 0 | 0 | 0 | [15 empty] | 0 | 0 | 0 | 0 | 0 | 0 | 0 | 0 | 0 | 0 | 0 | 0 | 0 | 0 | 0 |  | 0 | 0 | 0 | 0 | 0 | 0 | 0 | 0 | 0 | 0 | 0 | 0 | 0 | 0 | 0 | 0 | 0 | 0 | 0 | 0 | 0 | 0 | 0 | 0 | 0 | 0 | 0 | 0 | 0 | 0 | 0 | 0 | 0 | 0 | 0 | 0 | 0 | 0 | 0 | 0 | 0 | 0 | 0 | 0 | 0 | 0 | 0 | 0 | 0 | 0 | 0 | 0 | 0 | 0 | 0 | 0 | 0 | 0 | [15 empty] | 0 | 0 | 0 | 0 | 0 | 0 | 0 | 0 | 0 | 0 | 0 | 0 | 0 | 0 | 0 |  | 0 | 0 | 0 | 0 | 0 | 0 | 0 | 0 | 0 | 0 | 0 | 0 | 0 | 0 | 0 | 0 | 0 | 0 | 0 | 0 | 0 | 0 | 0 | 0 | 0 | 0 | 0 | 0 | 0 | 0
PG&E KERN | Kern Oil | 115 | [15 empty] | 0 | 0 | 0 | 0 | 0 | 0 | 0 | 0 | 0 | 0 | 0 | 0 | 0 | 0 | 0 | 0 | 0 | 0 | 0 | 0 | 0 | 0 | 0 | 0 | 0 | 115 | 0 | 0 | 0 | [15 empty] | 0 | 0 | 0 | 0 | 0 | 0 | 0 | 0 | 0 | 0 | 0 | 115 | 0 | 0 | 0 |  | 0 | 0 | 0 | 0 | 0 | 0 | 0 | 0 | 0 | 0 | 115 | 0 | 0 | 0 | 1 | 0 | 0 | 0 | 0 | 0 | 0 | 0 | 0 | 0 | 0 | 0 | 0 | 0 | 0 | 0 | [14 empty] | 0 | 0 | 0 | 0 | 0 | 0 | 0 | 0 | 0 | 0 | 115 | 0 | 0 | 0 | [15 empty] | 0 | 0 | 0 | 0 | 0 | 0 | 0 | 0 | 0 | 0 | 0 | 115 | 0 | 0 | 0 |  | 0 | 0 | 0 | 0 | 0 | 0 | 0 | 0 | 0 | 0 | 115 | 0 | 0 | 0 | 1 | 0 | 0 | 0 | 0 | 0 | 0 | 0 | 0 | 0 | 0 | 0 | 0 | 0 | 0 | 0
PG&E KERN | Kern PP | 115 | [15 empty] | 0 | 0 | 0 | 0 | 0 | 0 | 0 | 0 | 0 | 0 | 0 | 0 | 0 | 0 | 0 | 0 | 0 | 0 | 0 | 0 | 0 | 0 | 0 | 0 | 0 | 120 | 0 | 0 | 0 | [15 empty] | 0 | 0 | 0 | 0 | 0 | 0 | 0 | 0 | 0 | 0 | 0 | 120 | 0 | 0 | 0 |  | 0 | 0 | 0 | 0 | 0 | 0 | 0 | 0 | 0 | 0 | 120 | 0 | 0 | 0 | 1 | 0 | 0 | 0 | 0 | 0 | 0 | 0 | 0 | 0 | 0 | 0 | 0 | 0 | 0 | 0 | [14 empty] | 0 | 0 | 0 | 0 | 0 | 0 | 0 | 0 | 0 | 0 | 120 | 0 | 0 | 0 | [15 empty] | 0 | 0 | 0 | 0 | 0 | 0 | 0 | 0 | 0 | 0 | 0 | 120 | 0 | 0 | 0 |  | 0 | 0 | 0 | 0 | 0 | 0 | 0 | 0 | 0 | 0 | 120 | 0 | 0 | 0 | 1 | 0 | 0 | 0 | 0 | 0 | 0 | 0 | 0 | 0 | 0 | 0 | 0 | 0 | 0 | 0
PG&E KERN | Kern PP | 230 | [15 empty] | 0 | 0 | 0 | 0 | 0 | 0 | 0 | 0 | 0 | 0 | 0 | 0 | 0 | 0 | 0 | 0 | 0 | 0 | 0 | 0 | 0 | 0 | 0 | 0 | 0 | 90 | 0 | 0 | 0 | [15 empty] | 0 | 0 | 0 | 0 | 0 | 0 | 0 | 0 | 0 | 0 | 0 | 90 | 0 | 0 | 0 |  | 0 | 0 | 0 | 0 | 0 | 0 | 0 | 0 | 0 | 0 | 90 | 0 | 0 | 0 | 1 | 0 | 0 | 0 | 0 | 0 | 0 | 0 | 0 | 0 | 0 | 0 | 0 | 0 | 0 | 0 | [14 empty] | 0 | 0 | 0 | 0 | 0 | 0 | 0 | 0 | 0 | 0 | 90 | 0 | 0 | 0 | [15 empty] | 0 | 0 | 0 | 0 | 0 | 0 | 0 | 0 | 0 | 0 | 0 | 90 | 0 | 0 | 0 |  | 0 | 0 | 0 | 0 | 0 | 0 | 0 | 0 | 0 | 0 | 90 | 0 | 0 | 0 | 1 | 0 | 0 | 0 | 0 | 0 | 0 | 0 | 0 | 0 | 0 | 0 | 0 | 0 | 0 | 0
PG&E KERN | Kern PP | 70 | [15 empty] | 0 | 0 | 0 | 0 | 0 | 0 | 0 | 0 | 0 | 0 | 0 | 0 | 0 | 0 | 0 | 0 | 0 | 0 | 0 | 0 | 0 | 0 | 0 | 0 | 0 | 0 | 0 | 0 | 0 | [15 empty] | 0 | 0 | 0 | 0 | 0 | 0 | 0 | 0 | 0 | 0 | 0 | 0 | 0 | 0 | 0 |  | 0 | 0 | 0 | 0 | 0 | 0 | 0 | 0 | 0 | 0 | 0 | 0 | 0 | 0 | 0 | 0 | 0 | 0 | 0 | 0 | 0 | 0 | 0 | 0 | 0 | 0 | 0 | 0 | 0 | 0 | [14 empty] | 0 | 0 | 0 | 0 | 0 | 0 | 0 | 0 | 0 | 0 | 0 | 0 | 0 | 0 | [15 empty] | 0 | 0 | 0 | 0 | 0 | 0 | 0 | 0 | 0 | 0 | 0 | 0 | 0 | 0 | 0 |  | 0 | 0 | 0 | 0 | 0 | 0 | 0 | 0 | 0 | 0 | 0 | 0 | 0 | 0 | 0 | 0 | 0 | 0 | 0 | 0 | 0 | 0 | 0 | 0 | 0 | 0 | 0 | 0 | 0 | 0
PG&E KERN | Kernridge | 115 | [15 empty] | 0 | 0 | 0 | 0 | 0 | 0 | 0 | 0 | 0 | 0 | 0 | 0 | 0 | 0 | 0 | 0 | 0 | 0 | 0 | 0 | 0 | 0 | 0 | 0 | 0 | 0 | 0 | 0 | 0 | [15 empty] | 0 | 0 | 0 | 0 | 0 | 0 | 0 | 0 | 0 | 0 | 0 | 0 | 0 | 0 | 0 |  | 0 | 0 | 0 | 0 | 0 | 0 | 0 | 0 | 0 | 0 | 0 | 0 | 0 | 0 | 0 | 0 | 0 | 0 | 0 | 0 | 0 | 0 | 0 | 0 | 0 | 0 | 0 | 0 | 0 | 0 | [14 empty] | 0 | 0 | 0 | 0 | 0 | 0 | 0 | 0 | 0 | 0 | 0 | 0 | 0 | 0 | [15 empty] | 0 | 0 | 0 | 0 | 0 | 0 | 0 | 0 | 0 | 0 | 0 | 0 | 0 | 0 | 0 |  | 0 | 0 | 0 | 0 | 0 | 0 | 0 | 0 | 0 | 0 | 0 | 0 | 0 | 0 | 0 | 0 | 0 | 0 | 0 | 0 | 0 | 0 | 0 | 0 | 0 | 0 | 0 | 0 | 0 | 0
PG&E FRESNO | Kingsburg | 115 | [15 empty] | 0 | 0 | 0 | 0 | 0 | 0 | 0 | 0 | 0 | 0 | 0 | 0 | 0 | 0 | 0 | 0 | 0 | 0 | 0 | 0 | 0 | 0 | 0 | 0 | 0 | 0 | 0 | 0 | 0 | [15 empty] | 0 | 0 | 0 | 0 | 0 | 0 | 0 | 0 | 0 | 0 | 0 | 0 | 0 | 0 | 0 |  | 0 | 0 | 0 | 0 | 0 | 0 | 0 | 0 | 0 | 0 | 0 | 0 | 0 | 0 | 0 | 0 | 0 | 0 | 0 | 0 | 0 | 0 | 0 | 0 | 0 | 0 | 0 | 0 | 0 | 0 | 0 | 0 | 0 | 0 | 0 | 0 | 0 | 0 | 0 | 0 | 0 | 0 | 0 | 0 | 0 | 0 | 0 | 0 | 0 | 0 | 0 | 0 | 0 | 0 | 0 | 0 | 0 | 0 | [15 empty] | 0 | 0 | 0 | 0 | 0 | 0 | 0 | 0 | 0 | 0 | 0 | 0 | 0 | 0 | 0 |  | 0 | 0 | 0 | 0 | 0 | 0 | 0 | 0 | 0 | 0 | 0 | 0 | 0 | 0 | 0 | 0 | 0 | 0 | 0 | 0 | 0 | 0 | 0 | 0 | 0 | 0 | 0 | 0 | 0 | 0
PG&E GBA | Kirker | 115 | [15 empty] | 0 | 0 | 0 | 0 | 0 | 0 | 0 | 0 | 2.9 | 0 | 0 | 0 | 0 | 0 | 1 | 0 | 0 | 0 | 0 | 0 | 0 | 0 | 0 | 0 | 0 | 0 | 0 | 0 | 0 | [15 empty] | 0 | 0 | 0 | 0 | 0 | 0 | 0 | 0 | 0 | 0 | 0 | 0 | 0 | 0 | 0 |  | 0 | 0 | 0 | 0 | 0 | 0 | 0 | 0 | 2.9 | 0 | 0 | 0 | 0 | 0 | 1 | 0 | 0 | 0 | 0 | 0 | 0 | 0 | 0 | 0 | 0 | 0 | 0 | 0 | 0 | 0 | [14 empty] | 0 | 0 | 0 | 0 | 0 | 0 | 0 | 0 | 0 | 0 | 0 | 0 | 0 | 0 | [15 empty] | 0 | 0 | 0 | 0 | 0 | 0 | 0 | 0 | 0 | 0 | 0 | 0 | 0 | 0 | 0 |  | 0 | 0 | 0 | 0 | 0 | 0 | 0 | 0 | 2.9 | 0 | 0 | 0 | 0 | 0 | 1 | 0 | 0 | 0 | 0 | 0 | 0 | 0 | 0 | 0 | 0 | 0 | 0 | 0 | 0 | 0
PG&E NGBA | Knights Landing | 115 | [15 empty] | 0 | 0 | 0 | 0 | 0 | 0 | 0 | 0 | 0 | 0 | 0 | 0 | 0 | 0 | 0 | 0 | 0 | 0 | 0 | 0 | 0 | 0 | 0 | 0 | 0 | 0 | 0 | 0 | 0 | [15 empty] | 0 | 0 | 0 | 0 | 0 | 0 | 0 | 0 | 0 | 0 | 0 | 0 | 0 | 0 | 0 |  | 0 | 0 | 0 | 0 | 0 | 0 | 0 | 0 | 0 | 0 | 0 | 0 | 0 | 0 | 0 | 0 | 0 | 0 | 0 | 0 | 0 | 0 | 0 | 0 | 0 | 0 | 0 | 0 | 0 | 0 | [14 empty] | 0 | 0 | 0 | 0 | 0 | 0 | 0 | 0 | 0 | 0 | 0 | 0 | 0 | 0 | [15 empty] | 0 | 0 | 0 | 0 | 0 | 0 | 0 | 0 | 0 | 0 | 0 | 0 | 0 | 0 | 0 |  | 0 | 0 | 0 | 0 | 0 | 0 | 0 | 0 | 0 | 0 | 0 | 0 | 0 | 0 | 0 | 0 | 0 | 0 | 0 | 0 | 0 | 0 | 0 | 0 | 0 | 0 | 0 | 0 | 0 | 0
PG&E NGBA | Konocti | 60 | [15 empty] | 0 | 0 | 0 | 0 | 0 | 0 | 0 | 0 | 0 | 0 | 0 | 0 | 0 | 0 | 0 | 0 | 0 | 0 | 0 | 0 | 0 | 0 | 0 | 0 | 0 | 0 | 0 | 0 | 0 | [15 empty] | 0 | 0 | 0 | 0 | 0 | 0 | 0 | 0 | 0 | 0 | 0 | 0 | 0 | 0 | 0 |  | 0 | 0 | 0 | 0 | 0 | 0 | 0 | 0 | 0 | 0 | 0 | 0 | 0 | 0 | 0 | 0 | 0 | 0 | 0 | 0 | 0 | 0 | 0 | 0 | 0 | 0 | 0 | 0 | 0 | 0 | [14 empty] | 0 | 0 | 0 | 0 | 0 | 0 | 0 | 0 | 0 | 0 | 0 | 0 | 0 | 0 | [15 empty] | 0 | 0 | 0 | 0 | 0 | 0 | 0 | 0 | 0 | 0 | 0 | 0 | 0 | 0 | 0 |  | 0 | 0 | 0 | 0 | 0 | 0 | 0 | 0 | 0 | 0 | 0 | 0 | 0 | 0 | 0 | 0 | 0 | 0 | 0 | 0 | 0 | 0 | 0 | 0 | 0 | 0 | 0 | 0 | 0 | 0
SCE NOL | Kramer | 115 | [15 empty] | 0 | 0 | 0 | 0 | 0 | 0 | 0 | 0 | 0 | 0 | 4 | 0 | 6 | 0 | 1 | [29 empty] | 0 | 0 | 0 | 0 | 0 | 0 | 0 | 0 | 0 | 0 | 0 | 0 | 0 | 0 | 0 |  | 0 | 0 | 0 | 0 | 0 | 0 | 0 | 0 | 0 | 0 | 4 | 0 | 6 | 0 | 1 | 0 | 0 | 0 | 0 | 0 | 0 | 0 | 0 | 0 | 0 | 0 | 0 | 0 | 0 | 0 | [14 empty] | 0 | 0 | 0 | 0 | 0 | 0 | 0 | 0 | 0 | 0 | 0 | 0 | 0 | 0 | [15 empty] | 0 | 0 | 0 | 0 | 0 | 0 | 0 | 0 | 0 | 0 | 0 | 0 | 0 | 0 | 0 |  | 0 | 0 | 0 | 0 | 0 | 0 | 0 | 0 | 0 | 0 | 4 | 0 | 6 | 0 | 1 | 0 | 0 | 0 | 0 | 0 | 0 | 0 | 0 | 0 | 0 | 0 | 0 | 0 | 0 | 0
SCE NOL | Kramer | 230 | [15 empty] | 0 | 0 | 0 | 0 | 0 | 0 | 0 | 0 | 0 | 70 | 200 | 225 | 0 | 0 | 1 | [29 empty] | 0 | 0 | 0 | 0 | 0 | 0 | 0 | 0 | 0 | 0 | 0 | 0 | 0 | 0 | 0 |  | 0 | 0 | 0 | 0 | 0 | 0 | 0 | 0 | 0 | 70 | 200 | 225 | 0 | 0 | 1 | 0 | 0 | 0 | 0 | 0 | 0 | 0 | 0 | 0 | 0 | 0 | 0 | 0 | 0 | 0 | [14 empty] | 0 | 0 | 0 | 0 | 0 | 0 | 0 | 0 | 0 | 0 | 0 | 0 | 0 | 0 | [15 empty] | 0 | 0 | 0 | 0 | 0 | 0 | 0 | 0 | 0 | 0 | 0 | 0 | 0 | 0 | 0 |  | 0 | 0 | 0 | 0 | 0 | 0 | 0 | 0 | 0 | 70 | 200 | 225 | 0 | 0 | 1 | 0 | 0 | 0 | 0 | 0 | 0 | 0 | 0 | 0 | 0 | 0 | 0 | 0 | 0 | 0
SCE Metro | La Cienega | 230 | [15 empty] | 0 | 0 | 0 | 0 | 0 | 0 | 0 | 0 | 0 | 0 | 0 | 0 | 0 | 0 | 0 | [29 empty] | 0 | 0 | 0 | 0 | 0 | 0 | 0 | 0 | 0 | 0 | 0 | 0 | 0 | 0 | 0 |  | 0 | 0 | 0 | 0 | 0 | 0 | 0 | 0 | 0 | 0 | 0 | 0 | 0 | 0 | 0 | 0 | 0 | 0 | 0 | 0 | 0 | 0 | 0 | 0 | 0 | 0 | 0 | 0 | 0 | 0 | [14 empty] | 0 | 0 | 0 | 0 | 0 | 0 | 0 | 0 | 0 | 0 | 0 | 0 | 0 | 0 | [15 empty] | 0 | 0 | 0 | 0 | 0 | 0 | 0 | 0 | 0 | 0 | 0 | 0 | 0 | 0 | 0 |  | 0 | 0 | 0 | 0 | 0 | 0 | 0 | 0 | 0 | 0 | 0 | 0 | 0 | 0 | 0 | 0 | 0 | 0 | 0 | 0 | 0 | 0 | 0 | 0 | 0 | 0 | 0 | 0 | 0 | 0
SCE Metro | La Fresa | 230 | [15 empty] | 0 | 0 | 0 | 0 | 0 | 0 | 0 | 0 | 0 | 0 | 0 | 0 | 0 | 0 | 0 | [29 empty] | 0 | 0 | 0 | 0 | 0 | 0 | 0 | 0 | 0 | 0 | 0 | 0 | 0 | 0 | 0 |  | 0 | 0 | 0 | 0 | 0 | 0 | 0 | 0 | 0 | 0 | 0 | 0 | 0 | 0 | 0 | 0 | 0 | 0 | 0 | 0 | 0 | 0 | 0 | 0 | 0 | 0 | 0 | 0 | 0 | 0 | [14 empty] | 0 | 0 | 0 | 0 | 0 | 0 | 0 | 0 | 0 | 0 | 0 | 0 | 0 | 0 | [15 empty] | 0 | 0 | 0 | 0 | 0 | 0 | 0 | 0 | 0 | 0 | 0 | 0 | 0 | 0 | 0 |  | 0 | 0 | 0 | 0 | 0 | 0 | 0 | 0 | 0 | 0 | 0 | 0 | 0 | 0 | 0 | 0 | 0 | 0 | 0 | 0 | 0 | 0 | 0 | 0 | 0 | 0 | 0 | 0 | 0 | 0
SCE Metro | Laguna Bell | 230 | [15 empty] | 0 | 0 | 0 | 0 | 0 | 0 | 0 | 0 | 0.68 | 0 | 0 | 250 | 0 | 0 | 1 | [12 empty] | 300 | [16 empty] | 0 | 0 | 0 | 0 | 0 | 0 | 0 | 0 | 0 | 0 | 0 | 0 | 0 | 300 | 0 |  | 0 | 0 | 0 | 0 | 0 | 0 | 0 | 0 | 0.68 | 0 | 0 | 250 | 300 | 0 | 1 | 0 | 0 | 0 | 0 | 0 | 0 | 0 | 0 | 0 | 0 | 0 | 0 | 0 | 0 | 0 | [11 empty] | 0 | 0 |  | 0 | 0 | 0 | 0 | 0 | 0 | 0 | 0 | 0 | 0 | 0 | 0 | 300 | 0 | [15 empty] | 0 | 0 | 0 | 0 | 0 | 0 | 0 | 0 | 0 | 0 | 0 | 0 | 0 | 300 | 0 |  | 0 | 0 | 0 | 0 | 0 | 0 | 0 | 0 | 0.68 | 0 | 0 | 250 | 300 | 0 | 1 | 0 | 0 | 0 | 0 | 0 | 0 | 0 | 0 | 0 | 0 | 0 | 0 | 0 | 0 | 0
PG&E KERN | Lakeview | 70 | [15 empty] | 0 | 0 | 0 | 0 | 0 | 0 | 0 | 0 | 0 | 0 | 0 | 65.6 | 0 | 0 | 1 | 0 | 0 | 0 | 0 | 0 | 0 | 0 | 0 | 0 | 0 | 0 | 0 | 0 | 0 | [15 empty] | 0 | 0 | 0 | 0 | 0 | 0 | 0 | 0 | 0 | 0 | 0 | 0 | 0 | 0 | 0 |  | 0 | 0 | 0 | 0 | 0 | 0 | 0 | 0 | 0 | 0 | 0 | 65.6 | 0 | 0 | 1 | 0 | 0 | 0 | 0 | 0 | 0 | 0 | 0 | 0 | 0 | 0 | 0 | 0 | 0 | 0 | [14 empty] | 0 | 0 | 0 | 0 | 0 | 0 | 0 | 0 | 0 | 0 | 0 | 0 | 0 | 0 | [15 empty] | 0 | 0 | 0 | 0 | 0 | 0 | 0 | 0 | 0 | 0 | 0 | 0 | 0 | 0 | 0 |  | 0 | 0 | 0 | 0 | 0 | 0 | 0 | 0 | 0 | 0 | 0 | 65.6 | 0 | 0 | 1 | 0 | 0 | 0 | 0 | 0 | 0 | 0 | 0 | 0 | 0 | 0 | 0 | 0 | 0 | 0
PG&E NGBA | Lakeville | 230 | [15 empty] | 0 | 0 | 0 | 0 | 0 | 0 | 0 | 0 | 0 | 0 | 0 | 0 | 0 | 0 | 0 | 0 | 0 | 0 | 0 | 0 | 0 | 0 | 0 | 0 | 0 | 0 | 0 | 0 | 0 | [15 empty] | 0 | 0 | 0 | 0 | 0 | 0 | 0 | 0 | 0 | 0 | 0 | 0 | 0 | 0 | 0 |  | 0 | 0 | 0 | 0 | 0 | 0 | 0 | 0 | 0 | 0 | 0 | 0 | 0 | 0 | 0 | 0 | 0 | 0 | 0 | 0 | 0 | 0 | 0 | 0 | 0 | 0 | 0 | 0 | 0 | 0 | [14 empty] | 0 | 0 | 0 | 0 | 0 | 0 | 0 | 0 | 0 | 0 | 0 | 0 | 0 | 0 | [15 empty] | 0 | 0 | 0 | 0 | 0 | 0 | 0 | 0 | 0 | 0 | 0 | 0 | 0 | 0 | 0 |  | 0 | 0 | 0 | 0 | 0 | 0 | 0 | 0 | 0 | 0 | 0 | 0 | 0 | 0 | 0 | 0 | 0 | 0 | 0 | 0 | 0 | 0 | 0 | 0 | 0 | 0 | 0 | 0 | 0 | 0
PG&E NGBA | Lakeville | 60 | [15 empty] | 0 | 0 | 0 | 0 | 0 | 0 | 0 | 0 | 0 | 0 | 0 | 0 | 0 | 0 | 0 | 0 | 0 | 0 | 0 | 0 | 0 | 0 | 0 | 0 | 0 | 0 | 0 | 0 | 0 | [15 empty] | 0 | 0 | 0 | 0 | 0 | 0 | 0 | 0 | 0 | 0 | 0 | 0 | 0 | 0 | 0 |  | 0 | 0 | 0 | 0 | 0 | 0 | 0 | 0 | 0 | 0 | 0 | 0 | 0 | 0 | 0 | 0 | 0 | 0 | 0 | 0 | 0 | 0 | 0 | 0 | 0 | 0 | 0 | 0 | 0 | 0 | [14 empty] | 0 | 0 | 0 | 0 | 0 | 0 | 0 | 0 | 0 | 0 | 0 | 0 | 0 | 0 | [15 empty] | 0 | 0 | 0 | 0 | 0 | 0 | 0 | 0 | 0 | 0 | 0 | 0 | 0 | 0 | 0 |  | 0 | 0 | 0 | 0 | 0 | 0 | 0 | 0 | 0 | 0 | 0 | 0 | 0 | 0 | 0 | 0 | 0 | 0 | 0 | 0 | 0 | 0 | 0 | 0 | 0 | 0 | 0 | 0 | 0 | 0
PG&E NGBA | Lakeville | 115 | [15 empty] | 0 | 0 | 0 | 0 | 0 | 0 | 0 | 0 | 0 | 0 | 0 | 50 | 0 | 0 | 1 | 35.8 | 0 | 0 | 0 | 0 | 0 | 0 | 0 | 0 | 0 | 0 | 0 | 0 | 0 | [15 empty] | 0 | 35.8 | 0 | 0 | 0 | 0 | 0 | 0 | 0 | 0 | 0 | 0 | 0 | 0 | 0 |  | 35.8 | 0 | 0 | 0 | 0 | 0 | 0 | 0 | 0 | 0 | 0 | 50 | 0 | 0 | 1 | 0 | 0 | 0 | 0 | 0 | 0 | 0 | 0 | 0 | 0 | 0 | 0 | 0 | 0 | 0 | [14 empty] | 35.8 | 0 | 0 | 0 | 0 | 0 | 0 | 0 | 0 | 0 | 0 | 0 | 0 | 0 | [15 empty] | 0 | 35.8 | 0 | 0 | 0 | 0 | 0 | 0 | 0 | 0 | 0 | 0 | 0 | 0 | 0 |  | 35.8 | 0 | 0 | 0 | 0 | 0 | 0 | 0 | 0 | 0 | 0 | 50 | 0 | 0 | 1 | 0 | 0 | 0 | 0 | 0 | 0 | 0 | 0 | 0 | 0 | 0 | 0 | 0 | 0 | 0
PG&E GBA | Lakewood | 115 | [15 empty] | 0 | 0 | 0 | 0 | 0 | 0 | 0 | 0 | 0 | 0 | 0 | 0 | 0 | 0 | 0 | 0 | 0 | 0 | 0 | 0 | 0 | 0 | 0 | 0 | 0 | 0 | 0 | 0 | 0 | [15 empty] | 0 | 0 | 0 | 0 | 0 | 0 | 0 | 0 | 0 | 0 | 0 | 0 | 0 | 0 | 0 |  | 0 | 0 | 0 | 0 | 0 | 0 | 0 | 0 | 0 | 0 | 0 | 0 | 0 | 0 | 0 | 0 | 0 | 0 | 0 | 0 | 0 | 0 | 0 | 0 | 0 | 0 | 0 | 0 | 0 | 0 | [14 empty] | 0 | 0 | 0 | 0 | 0 | 0 | 0 | 0 | 0 | 0 | 0 | 0 | 0 | 0 | [15 empty] | 0 | 0 | 0 | 0 | 0 | 0 | 0 | 0 | 0 | 0 | 0 | 0 | 0 | 0 | 0 |  | 0 | 0 | 0 | 0 | 0 | 0 | 0 | 0 | 0 | 0 | 0 | 0 | 0 | 0 | 0 | 0 | 0 | 0 | 0 | 0 | 0 | 0 | 0 | 0 | 0 | 0 | 0 | 0 | 0 | 0
PG&E NGBA | Lambie | 230 | [15 empty] | 0 | 0 | 0 | 0 | 0 | 0 | 0 | 0 | 0 | 0 | 0 | 0 | 0 | 0 | 0 | 0 | 0 | 0 | 130 | 0 | 0 | 0 | 0 | 0 | 0 | 0 | 0 | 0 | 0 | [15 empty] | 0 | 0 | 0 | 0 | 130 | 0 | 0 | 0 | 0 | 0 | 0 | 0 | 0 | 0 | 0 |  | 0 | 0 | 0 | 130 | 0 | 0 | 0 | 0 | 0 | 0 | 0 | 0 | 0 | 0 | 1 | 0 | 0 | 0 | 0 | 0 | 0 | 0 | 0 | 0 | 0 | 0 | 0 | 0 | 0 | 0 | [14 empty] | 0 | 0 | 0 | 130 | 0 | 0 | 0 | 0 | 0 | 0 | 0 | 0 | 0 | 0 | [15 empty] | 0 | 0 | 0 | 0 | 130 | 0 | 0 | 0 | 0 | 0 | 0 | 0 | 0 | 0 | 0 |  | 0 | 0 | 0 | 130 | 0 | 0 | 0 | 0 | 0 | 0 | 0 | 0 | 0 | 0 | 1 | 0 | 0 | 0 | 0 | 0 | 0 | 0 | 0 | 0 | 0 | 0 | 0 | 0 | 0 | 0
PG&E GBA | Lammers | 115 | [15 empty] | 0 | 0 | 0 | 0 | 0 | 0 | 0 | 0 | 0 | 0 | 0 | 0 | 0 | 0 | 0 | 0 | 0 | 0 | 0 | 0 | 0 | 0 | 0 | 0 | 0 | 0 | 0 | 0 | 0 | [15 empty] | 0 | 0 | 0 | 0 | 0 | 0 | 0 | 0 | 0 | 0 | 0 | 0 | 0 | 0 | 0 |  | 0 | 0 | 0 | 0 | 0 | 0 | 0 | 0 | 0 | 0 | 0 | 0 | 0 | 0 | 0 | 0 | 0 | 0 | 0 | 0 | 0 | 0 | 0 | 0 | 0 | 0 | 0 | 0 | 0 | 0 | [14 empty] | 0 | 0 | 0 | 0 | 0 | 0 | 0 | 0 | 0 | 0 | 0 | 0 | 0 | 0 | [15 empty] | 0 | 0 | 0 | 0 | 0 | 0 | 0 | 0 | 0 | 0 | 0 | 0 | 0 | 0 | 0 |  | 0 | 0 | 0 | 0 | 0 | 0 | 0 | 0 | 0 | 0 | 0 | 0 | 0 | 0 | 0 | 0 | 0 | 0 | 0 | 0 | 0 | 0 | 0 | 0 | 0 | 0 | 0 | 0 | 0 | 0
PG&E KERN | Lamont | 115 | [15 empty] | 0 | 0 | 0 | 0 | 0 | 0 | 0 | 0 | 0 | 0 | 0 | 0 | 0 | 0 | 0 | 0 | 0 | 0 | 0 | 0 | 0 | 0 | 0 | 0 | 0 | 0 | 0 | 0 | 0 | [15 empty] | 0 | 0 | 0 | 0 | 0 | 0 | 0 | 0 | 0 | 0 | 0 | 0 | 0 | 0 | 0 |  | 0 | 0 | 0 | 0 | 0 | 0 | 0 | 0 | 0 | 0 | 0 | 0 | 0 | 0 | 0 | 0 | 0 | 0 | 0 | 0 | 0 | 0 | 0 | 0 | 0 | 0 | 0 | 0 | 0 | 0 | [14 empty] | 0 | 0 | 0 | 0 | 0 | 0 | 0 | 0 | 0 | 0 | 0 | 0 | 0 | 0 | [15 empty] | 0 | 0 | 0 | 0 | 0 | 0 | 0 | 0 | 0 | 0 | 0 | 0 | 0 | 0 | 0 |  | 0 | 0 | 0 | 0 | 0 | 0 | 0 | 0 | 0 | 0 | 0 | 0 | 0 | 0 | 0 | 0 | 0 | 0 | 0 | 0 | 0 | 0 | 0 | 0 | 0 | 0 | 0 | 0 | 0 | 0
PG&E FRESNO | Las Aguilas | 230 | [15 empty] | 0 | 0 | 0 | 0 | 0 | 0 | 0 | 0 | 0 | 0 | 0 | 0 | 0 | 0 | 0 | 0 | 0 | 0 | 0 | 0 | 0 | 0 | 0 | 0 | 120 | 0 | 0 | 0 | 0 | [15 empty] | 0 | 0 | 0 | 0 | 0 | 0 | 0 | 0 | 0 | 0 | 120 | 0 | 0 | 0 | 0 |  | 0 | 0 | 0 | 0 | 0 | 0 | 0 | 0 | 0 | 120 | 0 | 0 | 0 | 0 | 1 | 0 | 0 | 0 | 0 | 0 | 0 | 0 | 0 | 0 | 0 | 0 | 0 | 0 | 0 | 0 | 0 | 0 | 0 | 0 | 0 | 0 | 0 | 0 | 0 | 20 | 0 | 0 | 0 | 0 | 0 | 0 | 0 | 0 | 0 | 0 | 0 | 0 | 0 | 140 | 0 | 0 | 0 | 0 | [15 empty] | 0 | 0 | 0 | 0 | 0 | 0 | 0 | 0 | 0 | 0 | 140 | 0 | 0 | 0 | 0 |  | 0 | 0 | 0 | 0 | 0 | 0 | 0 | 0 | 0 | 140 | 0 | 0 | 0 | 0 | 1 | 0 | 0 | 0 | 0 | 0 | 0 | 0 | 0 | 0 | 0 | 0 | 0 | 0 | 0 | 0
EOP | Lathrop | 138 | [15 empty] | 0 | 0 | 0 | 0 | 0 | 0 | 0 | 0 | 0 | 0 | 0 | 0 | 0 | 0 | 0 | [29 empty] | 0 | 0 | 0 | 0 | 0 | 0 | 0 | 0 | 0 | 0 | 0 | 0 | 0 | 0 | 0 |  | 0 | 0 | 0 | 0 | 0 | 0 | 0 | 0 | 0 | 0 | 0 | 0 | 0 | 0 | 0 | 0 | 0 | 0 | 0 | 0 | 0 | 0 | 0 | 0 | 0 | 0 | 0 | 0 | 0 | 0 | [14 empty] | 0 | 0 | 0 | 0 | 0 | 0 | 0 | 0 | 0 | 0 | 0 | 0 | 0 | 0 | [15 empty] | 0 | 0 | 0 | 0 | 0 | 0 | 0 | 0 | 0 | 0 | 0 | 0 | 0 | 0 | 0 |  | 0 | 0 | 0 | 0 | 0 | 0 | 0 | 0 | 0 | 0 | 0 | 0 | 0 | 0 | 0 | 0 | 0 | 0 | 0 | 0 | 0 | 0 | 0 | 0 | 0 | 0 | 0 | 0 | 0 | 0
EOP | Lathrop | 230 | [15 empty] | 0 | 0 | 0 | 0 | 0 | 0 | 0 | 0 | 0 | 0 | 0 | 0 | 0 | 0 | 0 | [9 empty] | 300 |  |  | 40 | [16 empty] | 0 | 0 | 0 | 0 | 0 | 0 | 0 | 0 | 0 | 0 | 300 | 0 | 0 | 40 | 0 |  | 0 | 0 | 0 | 0 | 0 | 0 | 0 | 0 | 0 | 300 | 0 | 0 | 40 | 0 | 1 | 0 | 0 | 0 | 0 | 0 | 0 | 0 | 0 | 0 | 0 | 0 | 0 | 0 | 0 | 0 | [14 empty] | 0 | 0 | 0 | 0 | 0 | 0 | 0 | 0 | 0 | 300 | 0 | 0 | 40 | 0 | [15 empty] | 0 | 0 | 0 | 0 | 0 | 0 | 0 | 0 | 0 | 0 | 300 | 0 | 0 | 40 | 0 |  | 0 | 0 | 0 | 0 | 0 | 0 | 0 | 0 | 0 | 300 | 0 | 0 | 40 | 0 | 1 | 0 | 0 | 0 | 0 | 0 | 0 | 0 | 0 | 0 | 0 | 0 | 0 | 0 | 0 | 0
PG&E FRESNO | Le Grand | 115 | [15 empty] | 0 | 0 | 0 | 0 | 0 | 0 | 0 | 0 | 0 | 0 | 0 | 0 | 0 | 0 | 0 | 0 | 0 | 0 | 0 | 0 | 0 | 0 | 0 | 0 | 0 | 0 | 0 | 0 | 0 | [15 empty] | 0 | 0 | 0 | 0 | 0 | 0 | 0 | 0 | 0 | 0 | 0 | 0 | 0 | 0 | 0 |  | 0 | 0 | 0 | 0 | 0 | 0 | 0 | 0 | 0 | 0 | 0 | 0 | 0 | 0 | 0 | 0 | 0 | 0 | 0 | 0 | 0 | 0 | 0 | 0 | 0 | 0 | 0 | 0 | 0 | 0 | 0 | 0 | 0 | 0 | 0 | 0 | 0 | 0 | 0 | 0 | 0 | 0 | 0 | 0 | 0 | 0 | 0 | 0 | 0 | 0 | 0 | 0 | 0 | 0 | 0 | 0 | 0 | 0 | [15 empty] | 0 | 0 | 0 | 0 | 0 | 0 | 0 | 0 | 0 | 0 | 0 | 0 | 0 | 0 | 0 |  | 0 | 0 | 0 | 0 | 0 | 0 | 0 | 0 | 0 | 0 | 0 | 0 | 0 | 0 | 0 | 0 | 0 | 0 | 0 | 0 | 0 | 0 | 0 | 0 | 0 | 0 | 0 | 0 | 0 | 0
PG&E FRESNO | Lemoore | 70 | [15 empty] | 0 | 0 | 0 | 0 | 0 | 0 | 0 | 0 | 0 | 0 | 0 | 0 | 0 | 0 | 0 | 0 | 0 | 0 | 0 | 0 | 0 | 0 | 0 | 0 | 0 | 0 | 0 | 0 | 0 | [15 empty] | 0 | 0 | 0 | 0 | 0 | 0 | 0 | 0 | 0 | 0 | 0 | 0 | 0 | 0 | 0 |  | 0 | 0 | 0 | 0 | 0 | 0 | 0 | 0 | 0 | 0 | 0 | 0 | 0 | 0 | 0 | 0 | 0 | 0 | 0 | 0 | 0 | 0 | 0 | 0 | 0 | 0 | 0 | 0 | 0 | 0 | 0 | 0 | 0 | 0 | 0 | 0 | 0 | 0 | 0 | 0 | 0 | 0 | 0 | 0 | 0 | 0 | 0 | 0 | 0 | 0 | 0 | 0 | 0 | 0 | 0 | 0 | 0 | 0 | [15 empty] | 0 | 0 | 0 | 0 | 0 | 0 | 0 | 0 | 0 | 0 | 0 | 0 | 0 | 0 | 0 |  | 0 | 0 | 0 | 0 | 0 | 0 | 0 | 0 | 0 | 0 | 0 | 0 | 0 | 0 | 0 | 0 | 0 | 0 | 0 | 0 | 0 | 0 | 0 | 0 | 0 | 0 | 0 | 0 | 0 | 0
PG&E KERN | Lerdo | 115 | [15 empty] | 0 | 0 | 0 | 0 | 0 | 0 | 0 | 0 | 0 | 0 | 0 | 0 | 0 | 0 | 0 | 0 | 0 | 0 | 0 | 0 | 0 | 0 | 0 | 0 | 0 | 0 | 0 | 0 | 0 | [15 empty] | 0 | 0 | 0 | 0 | 0 | 0 | 0 | 0 | 0 | 0 | 0 | 0 | 0 | 0 | 0 |  | 0 | 0 | 0 | 0 | 0 | 0 | 0 | 0 | 0 | 0 | 0 | 0 | 0 | 0 | 0 | 0 | 0 | 0 | 0 | 0 | 0 | 0 | 0 | 0 | 0 | 0 | 0 | 0 | 0 | 0 | [14 empty] | 0 | 0 | 0 | 0 | 0 | 0 | 0 | 0 | 0 | 0 | 0 | 0 | 0 | 0 | [15 empty] | 0 | 0 | 0 | 0 | 0 | 0 | 0 | 0 | 0 | 0 | 0 | 0 | 0 | 0 | 0 |  | 0 | 0 | 0 | 0 | 0 | 0 | 0 | 0 | 0 | 0 | 0 | 0 | 0 | 0 | 0 | 0 | 0 | 0 | 0 | 0 | 0 | 0 | 0 | 0 | 0 | 0 | 0 | 0 | 0 | 0
SCE Metro | Lewis | 230 | [15 empty] | 0 | 0 | 0 | 0 | 0 | 0 | 0 | 0 | 0 | 0 | 0 | 0 | 0 | 0 | 0 | [29 empty] | 0 | 0 | 0 | 0 | 0 | 0 | 0 | 0 | 0 | 0 | 0 | 0 | 0 | 0 | 0 |  | 0 | 0 | 0 | 0 | 0 | 0 | 0 | 0 | 0 | 0 | 0 | 0 | 0 | 0 | 0 | 0 | 0 | 0 | 0 | 0 | 0 | 0 | 0 | 0 | 0 | 0 | 0 | 0 | 0 | 0 | [11 empty] | 0 | 0 |  | 0 | 0 | 0 | 0 | 0 | 0 | 0 | 0 | 0 | 0 | 0 | 0 | 0 | 0 | [15 empty] | 0 | 0 | 0 | 0 | 0 | 0 | 0 | 0 | 0 | 0 | 0 | 0 | 0 | 0 | 0 |  | 0 | 0 | 0 | 0 | 0 | 0 | 0 | 0 | 0 | 0 | 0 | 0 | 0 | 0 | 0 | 0 | 0 | 0 | 0 | 0 | 0 | 0 | 0 | 0 | 0 | 0 | 0 | 0 | 0 | 0
SCE Metro | Lighthipe | 230 | [15 empty] | 0 | 0 | 0 | 0 | 0 | 0 | 0 | 0 | 1.32 | 0 | 0 | 0 | 0 | 0 | 1 | [12 empty] | 250 | [16 empty] | 0 | 0 | 0 | 0 | 0 | 0 | 0 | 0 | 0 | 0 | 0 | 0 | 0 | 250 | 0 |  | 0 | 0 | 0 | 0 | 0 | 0 | 0 | 0 | 1.32 | 0 | 0 | 0 | 250 | 0 | 1 | 0 | 0 | 0 | 0 | 0 | 0 | 0 | 0 | 0 | 0 | 0 | 0 | 0 | 0 | 0 | [11 empty] | 0 | 0 |  | 0 | 0 | 0 | 0 | 0 | 0 | 0 | 0 | 0 | 0 | 0 | 0 | 250 | 0 | [15 empty] | 0 | 0 | 0 | 0 | 0 | 0 | 0 | 0 | 0 | 0 | 0 | 0 | 0 | 250 | 0 |  | 0 | 0 | 0 | 0 | 0 | 0 | 0 | 0 | 1.32 | 0 | 0 | 0 | 250 | 0 | 1 | 0 | 0 | 0 | 0 | 0 | 0 | 0 | 0 | 0 | 0 | 0 | 0 | 0 | 0 | 0
SDGE | Lilac | 69 | [15 empty] | 0 | 0 | 0 | 0 | 0 | 0 | 0 | 0 | 0 | 0 | 0 | 0 | 0 | 0 | 0 | [29 empty] | 0 | 0 | 0 | 0 | 0 | 0 | 0 | 0 | 0 | 0 | 0 | 0 | 0 | 0 | 0 |  | 0 | 0 | 0 | 0 | 0 | 0 | 0 | 0 | 0 | 0 | 0 | 0 | 0 | 0 | 0 | 0 | 0 | 0 | 0 | 0 | 0 | 0 | 0 | 0 | 0 | 0 | 0 | 0 | 0 | 0 | [14 empty] | 0 | 0 | 0 | 0 | 0 | 0 | 0 | 0 | 0 | 0 | 0 | 0 | 0 | 0 | [15 empty] | 0 | 0 | 0 | 0 | 0 | 0 | 0 | 0 | 0 | 0 | 0 | 0 | 0 | 0 | 0 |  | 0 | 0 | 0 | 0 | 0 | 0 | 0 | 0 | 0 | 0 | 0 | 0 | 0 | 0 | 0 | 0 | 0 | 0 | 0 | 0 | 0 | 0 | 0 | 0 | 0 | 0 | 0 | 0 | 0 | 0
PG&E NGBA | Lincoln | 115 | [15 empty] | 0 | 0 | 0 | 0 | 0 | 0 | 0 | 0 | 0 | 0 | 0 | 0 | 0 | 0 | 0 | 0 | 0 | 0 | 0 | 0 | 0 | 0 | 0 | 0 | 0 | 0 | 0 | 0 | 0 | [15 empty] | 0 | 0 | 0 | 0 | 0 | 0 | 0 | 0 | 0 | 0 | 0 | 0 | 0 | 0 | 0 |  | 0 | 0 | 0 | 0 | 0 | 0 | 0 | 0 | 0 | 0 | 0 | 0 | 0 | 0 | 0 | 0 | 0 | 0 | 0 | 0 | 0 | 0 | 0 | 0 | 0 | 0 | 0 | 0 | 0 | 0 | [14 empty] | 0 | 0 | 0 | 0 | 0 | 0 | 0 | 0 | 0 | 0 | 0 | 0 | 0 | 0 | [15 empty] | 0 | 0 | 0 | 0 | 0 | 0 | 0 | 0 | 0 | 0 | 0 | 0 | 0 | 0 | 0 |  | 0 | 0 | 0 | 0 | 0 | 0 | 0 | 0 | 0 | 0 | 0 | 0 | 0 | 0 | 0 | 0 | 0 | 0 | 0 | 0 | 0 | 0 | 0 | 0 | 0 | 0 | 0 | 0 | 0 | 0
PG&E KERN | Live Oak | 115 | [15 empty] | 0 | 0 | 0 | 0 | 0 | 0 | 0 | 0 | 0 | 0 | 0 | 0 | 0 | 0 | 0 | 0 | 0 | 0 | 0 | 0 | 0 | 0 | 0 | 0 | 100 | 110 | 0 | 0 | 0 | [15 empty] | 0 | 0 | 0 | 0 | 0 | 0 | 0 | 0 | 0 | 0 | 100 | 110 | 0 | 0 | 0 |  | 0 | 0 | 0 | 0 | 0 | 0 | 0 | 0 | 0 | 100 | 110 | 0 | 0 | 0 | 1 | 0 | 0 | 0 | 0 | 0 | 0 | 0 | 0 | 0 | 0 | 0 | 0 | 0 | 0 | 0 | [14 empty] | 0 | 0 | 0 | 0 | 0 | 0 | 0 | 0 | 0 | 100 | 110 | 0 | 0 | 0 | [15 empty] | 0 | 0 | 0 | 0 | 0 | 0 | 0 | 0 | 0 | 0 | 100 | 110 | 0 | 0 | 0 |  | 0 | 0 | 0 | 0 | 0 | 0 | 0 | 0 | 0 | 100 | 110 | 0 | 0 | 0 | 1 | 0 | 0 | 0 | 0 | 0 | 0 | 0 | 0 | 0 | 0 | 0 | 0 | 0 | 0 | 0
PG&E GBA | Llagas | 115 | [15 empty] | 0 | 0 | 0 | 0 | 0 | 0 | 0 | 0 | 0 | 0 | 0 | 0 | 0 | 0 | 0 | 0 | 0 | 0 | 0 | 0 | 0 | 0 | 0 | 0 | 0 | 0 | 0 | 0 | 0 | [15 empty] | 0 | 0 | 0 | 0 | 0 | 0 | 0 | 0 | 0 | 0 | 0 | 0 | 0 | 0 | 0 |  | 0 | 0 | 0 | 0 | 0 | 0 | 0 | 0 | 0 | 0 | 0 | 0 | 0 | 0 | 0 | 0 | 0 | 0 | 0 | 0 | 0 | 0 | 0 | 0 | 0 | 0 | 0 | 0 | 0 | 0 | [14 empty] | 0 | 0 | 0 | 0 | 0 | 0 | 0 | 0 | 0 | 0 | 0 | 0 | 0 | 0 | [15 empty] | 0 | 0 | 0 | 0 | 0 | 0 | 0 | 0 | 0 | 0 | 0 | 0 | 0 | 0 | 0 |  | 0 | 0 | 0 | 0 | 0 | 0 | 0 | 0 | 0 | 0 | 0 | 0 | 0 | 0 | 0 | 0 | 0 | 0 | 0 | 0 | 0 | 0 | 0 | 0 | 0 | 0 | 0 | 0 | 0 | 0
PG&E GBA | Lockeford | 115 | [15 empty] | 0 | 0 | 0 | 0 | 0 | 0 | 0 | 0 | 0 | 0 | 0 | 0 | 0 | 0 | 0 | 0 | 0 | 0 | 0 | 0 | 0 | 0 | 0 | 0 | 0 | 0 | 0 | 0 | 0 | [15 empty] | 0 | 0 | 0 | 0 | 0 | 0 | 0 | 0 | 0 | 0 | 0 | 0 | 0 | 0 | 0 |  | 0 | 0 | 0 | 0 | 0 | 0 | 0 | 0 | 0 | 0 | 0 | 0 | 0 | 0 | 0 | 0 | 0 | 0 | 0 | 0 | 0 | 0 | 0 | 0 | 0 | 0 | 0 | 0 | 0 | 0 | [14 empty] | 0 | 0 | 0 | 0 | 0 | 0 | 0 | 0 | 0 | 0 | 0 | 0 | 0 | 0 | [15 empty] | 0 | 0 | 0 | 0 | 0 | 0 | 0 | 0 | 0 | 0 | 0 | 0 | 0 | 0 | 0 |  | 0 | 0 | 0 | 0 | 0 | 0 | 0 | 0 | 0 | 0 | 0 | 0 | 0 | 0 | 0 | 0 | 0 | 0 | 0 | 0 | 0 | 0 | 0 | 0 | 0 | 0 | 0 | 0 | 0 | 0
PG&E GBA | Lockeford | 230 | [15 empty] | 0 | 0 | 0 | 0 | 0 | 0 | 0 | 0 | 0 | 0 | 0 | 0 | 0 | 0 | 0 | 0 | 0 | 0 | 0 | 0 | 0 | 0 | 0 | 0 | 0 | 0 | 0 | 0 | 0 | [15 empty] | 0 | 0 | 0 | 0 | 0 | 0 | 0 | 0 | 0 | 0 | 0 | 0 | 0 | 0 | 0 |  | 0 | 0 | 0 | 0 | 0 | 0 | 0 | 0 | 0 | 0 | 0 | 0 | 0 | 0 | 0 | 0 | 0 | 0 | 0 | 0 | 0 | 0 | 0 | 0 | 0 | 0 | 0 | 0 | 0 | 0 | [14 empty] | 0 | 0 | 0 | 0 | 0 | 0 | 0 | 0 | 0 | 0 | 0 | 0 | 0 | 0 | [15 empty] | 0 | 0 | 0 | 0 | 0 | 0 | 0 | 0 | 0 | 0 | 0 | 0 | 0 | 0 | 0 |  | 0 | 0 | 0 | 0 | 0 | 0 | 0 | 0 | 0 | 0 | 0 | 0 | 0 | 0 | 0 | 0 | 0 | 0 | 0 | 0 | 0 | 0 | 0 | 0 | 0 | 0 | 0 | 0 | 0 | 0
PG&E GBA | Lockeford | 60 | [15 empty] | 0 | 0 | 0 | 0 | 0 | 0 | 0 | 0 | 0 | 0 | 0 | 0 | 0 | 0 | 0 | 0 | 0 | 0 | 0 | 0 | 0 | 0 | 0 | 0 | 0 | 0 | 0 | 0 | 0 | [15 empty] | 0 | 0 | 0 | 0 | 0 | 0 | 0 | 0 | 0 | 0 | 0 | 0 | 0 | 0 | 0 |  | 0 | 0 | 0 | 0 | 0 | 0 | 0 | 0 | 0 | 0 | 0 | 0 | 0 | 0 | 0 | 0 | 0 | 0 | 0 | 0 | 0 | 0 | 0 | 0 | 0 | 0 | 0 | 0 | 0 | 0 | [14 empty] | 0 | 0 | 0 | 0 | 0 | 0 | 0 | 0 | 0 | 0 | 0 | 0 | 0 | 0 | [15 empty] | 0 | 0 | 0 | 0 | 0 | 0 | 0 | 0 | 0 | 0 | 0 | 0 | 0 | 0 | 0 |  | 0 | 0 | 0 | 0 | 0 | 0 | 0 | 0 | 0 | 0 | 0 | 0 | 0 | 0 | 0 | 0 | 0 | 0 | 0 | 0 | 0 | 0 | 0 | 0 | 0 | 0 | 0 | 0 | 0 | 0
PG&E GBA | Lodi | 230 | [15 empty] | 0 | 0 | 0 | 0 | 0 | 0 | 0 | 0 | 0 | 0 | 0 | 0 | 0 | 0 | 0 | 0 | 0 | 0 | 0 | 0 | 0 | 0 | 0 | 0 | 0 | 0 | 0 | 0 | 0 | [15 empty] | 0 | 0 | 0 | 0 | 0 | 0 | 0 | 0 | 0 | 0 | 0 | 0 | 0 | 0 | 0 |  | 0 | 0 | 0 | 0 | 0 | 0 | 0 | 0 | 0 | 0 | 0 | 0 | 0 | 0 | 0 | 0 | 0 | 0 | 0 | 0 | 0 | 0 | 0 | 0 | 0 | 0 | 0 | 0 | 0 | 0 | [14 empty] | 0 | 0 | 0 | 0 | 0 | 0 | 0 | 0 | 0 | 0 | 0 | 0 | 0 | 0 | [15 empty] | 0 | 0 | 0 | 0 | 0 | 0 | 0 | 0 | 0 | 0 | 0 | 0 | 0 | 0 | 0 |  | 0 | 0 | 0 | 0 | 0 | 0 | 0 | 0 | 0 | 0 | 0 | 0 | 0 | 0 | 0 | 0 | 0 | 0 | 0 | 0 | 0 | 0 | 0 | 0 | 0 | 0 | 0 | 0 | 0 | 0
PG&E NGBA | Logan Creek | 230 | [15 empty] | 0 | 0 | 0 | 0 | 0 | 0 | 0 | 0 | 0 | 0 | 0 | 0 | 0 | 0 | 0 | 0 | 0 | 0 | 0 | 0 | 0 | 0 | 0 | 0 | 0 | 0 | 0 | 0 | 0 | [15 empty] | 0 | 0 | 0 | 0 | 0 | 0 | 0 | 0 | 0 | 0 | 0 | 0 | 0 | 0 | 0 |  | 0 | 0 | 0 | 0 | 0 | 0 | 0 | 0 | 0 | 0 | 0 | 0 | 0 | 0 | 0 | 0 | 0 | 0 | 0 | 0 | 0 | 0 | 0 | 0 | 0 | 0 | 0 | 0 | 0 | 0 | [14 empty] | 0 | 0 | 0 | 0 | 0 | 0 | 0 | 0 | 0 | 0 | 0 | 0 | 0 | 0 | [15 empty] | 0 | 0 | 0 | 0 | 0 | 0 | 0 | 0 | 0 | 0 | 0 | 0 | 0 | 0 | 0 |  | 0 | 0 | 0 | 0 | 0 | 0 | 0 | 0 | 0 | 0 | 0 | 0 | 0 | 0 | 0 | 0 | 0 | 0 | 0 | 0 | 0 | 0 | 0 | 0 | 0 | 0 | 0 | 0 | 0 | 0
PG&E GBA | Lone Tree | 230 | [15 empty] | 0 | 0 | 0 | 0 | 0 | 0 | 0 | 0 | 0 | 0 | 0 | 0 | 0 | 0 | 0 | 0 | 0 | 0 | 0 | 0 | 0 | 0 | 0 | 0 | 0 | 0 | 0 | 0 | 0 | [15 empty] | 0 | 0 | 0 | 0 | 0 | 0 | 0 | 0 | 0 | 0 | 0 | 0 | 0 | 0 | 0 |  | 0 | 0 | 0 | 0 | 0 | 0 | 0 | 0 | 0 | 0 | 0 | 0 | 0 | 0 | 0 | 0 | 0 | 0 | 0 | 0 | 0 | 0 | 0 | 0 | 0 | 0 | 0 | 0 | 0 | 0 | [14 empty] | 0 | 0 | 0 | 0 | 0 | 0 | 0 | 0 | 0 | 0 | 0 | 0 | 0 | 0 | [15 empty] | 0 | 0 | 0 | 0 | 0 | 0 | 0 | 0 | 0 | 0 | 0 | 0 | 0 | 0 | 0 |  | 0 | 0 | 0 | 0 | 0 | 0 | 0 | 0 | 0 | 0 | 0 | 0 | 0 | 0 | 0 | 0 | 0 | 0 | 0 | 0 | 0 | 0 | 0 | 0 | 0 | 0 | 0 | 0 | 0 | 0
PG&E FRESNO | Los Banos | 230 | [15 empty] | 0 | 0 | 0 | 69.3 | 0 | 0 | 0 | 0 | 5.9 | 0 | 0 | 0 | 0 | 0 | 1 | 10 | 0 | 0 | 0 | 0 | 0 | 0 | 0 | 0 | 0 | 0 | 0 | 540 | 0 | [15 empty] | 0 | 10 | 0 | 0 | 0 | 0 | 0 | 0 | 0 | 0 | 0 | 0 | 0 | 540 | 0 |  | 10 | 0 | 0 | 69.3 | 0 | 0 | 0 | 0 | 5.9 | 0 | 0 | 0 | 540 | 0 | 1 | 0 | 0 | 0 | 0 | 0 | 0 | 0 | 0 | 0 | 0 | 0 | 0 | 0 | 0 | 0 | 0 | 0 | 0 | 0 | 0 | 0 | 0 | 0 | 0 | 0 | 0 | 0 | 0 | 0 | 10 | 0 | 0 | 0 | 0 | 0 | 0 | 0 | 0 | 0 | 0 | 0 | 540 | 0 | [15 empty] | 0 | 10 | 0 | 0 | 0 | 0 | 0 | 0 | 0 | 0 | 0 | 0 | 0 | 540 | 0 |  | 10 | 0 | 0 | 69.3 | 0 | 0 | 0 | 0 | 5.9 | 0 | 0 | 0 | 540 | 0 | 1 | 0 | 0 | 0 | 0 | 0 | 0 | 0 | 0 | 0 | 0 | 0 | 0 | 0 | 0 | 0
PG&E FRESNO | Los Banos | 500 | [15 empty] | 0 | 0 | 0 | 0 | 0 | 0 | 0 | 0 | 0 | 90.8 | 0 | 0 | 0 | 0 | 1 | 0 | 0 | 0 | 0 | 0 | 0 | 0 | 0 | 0 | 110 | 0 | 0 | 0 | 0 | [15 empty] | 0 | 0 | 0 | 0 | 0 | 0 | 0 | 0 | 0 | 0 | 110 | 0 | 0 | 0 | 0 |  | 0 | 0 | 0 | 0 | 0 | 0 | 0 | 0 | 0 | 200.8 | 0 | 0 | 0 | 0 | 1 | 0 | 0 | 0 | 0 | 0 | 0 | 0 | 0 | 0 | 0 | 0 | 0 | 0 | 0 | 0 | 0 | 0 | 0 | 0 | 0 | 0 | 0 | 0 | 0 | 0 | 0 | 0 | 0 | 0 | 0 | 0 | 0 | 0 | 0 | 0 | 0 | 0 | 0 | 110 | 0 | 0 | 0 | 0 | [15 empty] | 0 | 0 | 0 | 0 | 0 | 0 | 0 | 0 | 0 | 0 | 110 | 0 | 0 | 0 | 0 |  | 0 | 0 | 0 | 0 | 0 | 0 | 0 | 0 | 0 | 200.8 | 0 | 0 | 0 | 0 | 1 | 0 | 0 | 0 | 0 | 0 | 0 | 0 | 0 | 0 | 0 | 0 | 0 | 0 | 0 | 0
SDGE | Los Coches | 138 | [15 empty] | 0 | 0 | 0 | 0 | 0 | 0 | 0 | 0 | 0 | 0 | 0 | 0 | 0 | 0 | 0 | [29 empty] | 0 | 0 | 0 | 0 | 0 | 0 | 0 | 0 | 0 | 0 | 0 | 0 | 0 | 0 | 0 |  | 0 | 0 | 0 | 0 | 0 | 0 | 0 | 0 | 0 | 0 | 0 | 0 | 0 | 0 | 0 | 0 | 0 | 0 | 0 | 0 | 0 | 0 | 0 | 0 | 0 | 0 | 0 | 0 | 0 | 0 | [14 empty] | 0 | 0 | 0 | 0 | 0 | 0 | 0 | 0 | 0 | 0 | 0 | 0 | 0 | 0 | [15 empty] | 0 | 0 | 0 | 0 | 0 | 0 | 0 | 0 | 0 | 0 | 0 | 0 | 0 | 0 | 0 |  | 0 | 0 | 0 | 0 | 0 | 0 | 0 | 0 | 0 | 0 | 0 | 0 | 0 | 0 | 0 | 0 | 0 | 0 | 0 | 0 | 0 | 0 | 0 | 0 | 0 | 0 | 0 | 0 | 0 | 0
SDGE | Los Coches | 69 | [15 empty] | 0 | 0 | 0 | 0 | 0 | 0 | 0 | 0 | 0 | 0 | 0 | 0 | 0 | 0 | 0 | [29 empty] | 0 | 0 | 0 | 0 | 0 | 0 | 0 | 0 | 0 | 0 | 0 | 0 | 0 | 0 | 0 |  | 0 | 0 | 0 | 0 | 0 | 0 | 0 | 0 | 0 | 0 | 0 | 0 | 0 | 0 | 0 | 0 | 0 | 0 | 0 | 0 | 0 | 0 | 0 | 0 | 0 | 0 | 0 | 0 | 0 | 0 | [14 empty] | 0 | 0 | 0 | 0 | 0 | 0 | 0 | 0 | 0 | 0 | 0 | 0 | 0 | 0 | [15 empty] | 0 | 0 | 0 | 0 | 0 | 0 | 0 | 0 | 0 | 0 | 0 | 0 | 0 | 0 | 0 |  | 0 | 0 | 0 | 0 | 0 | 0 | 0 | 0 | 0 | 0 | 0 | 0 | 0 | 0 | 0 | 0 | 0 | 0 | 0 | 0 | 0 | 0 | 0 | 0 | 0 | 0 | 0 | 0 | 0 | 0
PG&E GBA | Los Esteros | 115 | [15 empty] | 0 | 0 | 0 | 0 | 0 | 0 | 0 | 0 | 0 | 0 | 0 | 0 | 0 | 0 | 0 | 0 | 0 | 0 | 0 | 0 | 0 | 0 | 0 | 0 | 0 | 0 | 0 | 0 | 0 | [15 empty] | 0 | 0 | 0 | 0 | 0 | 0 | 0 | 0 | 0 | 0 | 0 | 0 | 0 | 0 | 0 |  | 0 | 0 | 0 | 0 | 0 | 0 | 0 | 0 | 0 | 0 | 0 | 0 | 0 | 0 | 0 | 0 | 0 | 0 | 0 | 0 | 0 | 0 | 0 | 0 | 0 | 0 | 0 | 0 | 0 | 0 | [14 empty] | 0 | 0 | 0 | 0 | 0 | 0 | 0 | 0 | 0 | 0 | 0 | 0 | 0 | 0 | [15 empty] | 0 | 0 | 0 | 0 | 0 | 0 | 0 | 0 | 0 | 0 | 0 | 0 | 0 | 0 | 0 |  | 0 | 0 | 0 | 0 | 0 | 0 | 0 | 0 | 0 | 0 | 0 | 0 | 0 | 0 | 0 | 0 | 0 | 0 | 0 | 0 | 0 | 0 | 0 | 0 | 0 | 0 | 0 | 0 | 0 | 0
PG&E GBA | Los Esteros | 230 | [15 empty] | 0 | 0 | 0 | 0 | 0 | 0 | 0 | 0 | 0 | 0 | 0 | 0 | 0 | 0 | 0 | 0 | 0 | 0 | 0 | 0 | 0 | 0 | 0 | 0 | 0 | 0 | 0 | 0 | 0 | [15 empty] | 0 | 0 | 0 | 0 | 0 | 0 | 0 | 0 | 0 | 0 | 0 | 0 | 0 | 0 | 0 |  | 0 | 0 | 0 | 0 | 0 | 0 | 0 | 0 | 0 | 0 | 0 | 0 | 0 | 0 | 0 | 0 | 0 | 0 | 0 | 0 | 0 | 0 | 0 | 0 | 0 | 0 | 0 | 0 | 0 | 0 | [14 empty] | 0 | 0 | 0 | 0 | 0 | 0 | 0 | 0 | 0 | 0 | 0 | 0 | 0 | 0 | [15 empty] | 0 | 0 | 0 | 0 | 0 | 0 | 0 | 0 | 0 | 0 | 0 | 0 | 0 | 0 | 0 |  | 0 | 0 | 0 | 0 | 0 | 0 | 0 | 0 | 0 | 0 | 0 | 0 | 0 | 0 | 0 | 0 | 0 | 0 | 0 | 0 | 0 | 0 | 0 | 0 | 0 | 0 | 0 | 0 | 0 | 0
PG&E GBA | Los Positas | 230 | [15 empty] | 0 | 0 | 0 | 0 | 0 | 0 | 0 | 0 | 0 | 0 | 0 | 0 | 0 | 0 | 0 | 0 | 0 | 0 | 0 | 0 | 0 | 0 | 0 | 0 | 0 | 0 | 0 | 0 | 0 | [15 empty] | 0 | 0 | 0 | 0 | 0 | 0 | 0 | 0 | 0 | 0 | 0 | 0 | 0 | 0 | 0 |  | 0 | 0 | 0 | 0 | 0 | 0 | 0 | 0 | 0 | 0 | 0 | 0 | 0 | 0 | 0 | 0 | 0 | 0 | 0 | 0 | 0 | 0 | 0 | 0 | 0 | 0 | 0 | 0 | 0 | 0 | [14 empty] | 0 | 0 | 0 | 0 | 0 | 0 | 0 | 0 | 0 | 0 | 0 | 0 | 0 | 0 | [15 empty] | 0 | 0 | 0 | 0 | 0 | 0 | 0 | 0 | 0 | 0 | 0 | 0 | 0 | 0 | 0 |  | 0 | 0 | 0 | 0 | 0 | 0 | 0 | 0 | 0 | 0 | 0 | 0 | 0 | 0 | 0 | 0 | 0 | 0 | 0 | 0 | 0 | 0 | 0 | 0 | 0 | 0 | 0 | 0 | 0 | 0
PG&E GBA | Los Positas | 60 | [15 empty] | 0 | 0 | 0 | 0 | 0 | 0 | 0 | 0 | 0 | 0 | 0 | 0 | 0 | 0 | 0 | 0 | 0 | 0 | 0 | 0 | 0 | 0 | 0 | 0 | 0 | 0 | 0 | 0 | 0 | [15 empty] | 0 | 0 | 0 | 0 | 0 | 0 | 0 | 0 | 0 | 0 | 0 | 0 | 0 | 0 | 0 |  | 0 | 0 | 0 | 0 | 0 | 0 | 0 | 0 | 0 | 0 | 0 | 0 | 0 | 0 | 0 | 0 | 0 | 0 | 0 | 0 | 0 | 0 | 0 | 0 | 0 | 0 | 0 | 0 | 0 | 0 | [14 empty] | 0 | 0 | 0 | 0 | 0 | 0 | 0 | 0 | 0 | 0 | 0 | 0 | 0 | 0 | [15 empty] | 0 | 0 | 0 | 0 | 0 | 0 | 0 | 0 | 0 | 0 | 0 | 0 | 0 | 0 | 0 |  | 0 | 0 | 0 | 0 | 0 | 0 | 0 | 0 | 0 | 0 | 0 | 0 | 0 | 0 | 0 | 0 | 0 | 0 | 0 | 0 | 0 | 0 | 0 | 0 | 0 | 0 | 0 | 0 | 0 | 0
SDGE | Loveland | 69 | [15 empty] | 0 | 0 | 0 | 0 | 0 | 0 | 0 | 0 | 0 | 0 | 0 | 0 | 0 | 0 | 0 | [29 empty] | 0 | 0 | 0 | 0 | 0 | 0 | 0 | 0 | 0 | 0 | 0 | 0 | 0 | 0 | 0 |  | 0 | 0 | 0 | 0 | 0 | 0 | 0 | 0 | 0 | 0 | 0 | 0 | 0 | 0 | 0 | 0 | 0 | 0 | 0 | 0 | 0 | 0 | 0 | 0 | 0 | 0 | 0 | 0 | 0 | 0 | [14 empty] | 0 | 0 | 0 | 0 | 0 | 0 | 0 | 0 | 0 | 0 | 0 | 0 | 0 | 0 | [15 empty] | 0 | 0 | 0 | 0 | 0 | 0 | 0 | 0 | 0 | 0 | 0 | 0 | 0 | 0 | 0 |  | 0 | 0 | 0 | 0 | 0 | 0 | 0 | 0 | 0 | 0 | 0 | 0 | 0 | 0 | 0 | 0 | 0 | 0 | 0 | 0 | 0 | 0 | 0 | 0 | 0 | 0 | 0 | 0 | 0 | 0
SCE NOL | Lugo | 230 | [15 empty] | 0 | 0 | 0 | 0 | 0 | 0 | 0 | 0 | 0 | 0 | 0 | 0 | 0 | 0 | 0 | [11 empty] | 150 |  | 286 | [15 empty] | 0 | 0 | 0 | 0 | 0 | 0 | 0 | 0 | 0 | 0 | 0 | 0 | 150 | 0 | 286 |  | 0 | 0 | 0 | 0 | 0 | 0 | 0 | 0 | 0 | 0 | 0 | 150 | 0 | 286 | 1 | 0 | 0 | 0 | 0 | 0 | 0 | 0 | 0 | 0 | 0 | 0 | 0 | 0 | 0 | 0 | [14 empty] | 0 | 0 | 0 | 0 | 0 | 0 | 0 | 0 | 0 | 0 | 0 | 150 | 0 | 286 | [15 empty] | 0 | 0 | 0 | 0 | 0 | 0 | 0 | 0 | 0 | 0 | 0 | 0 | 150 | 0 | 286 |  | 0 | 0 | 0 | 0 | 0 | 0 | 0 | 0 | 0 | 0 | 0 | 150 | 0 | 286 | 1 | 0 | 0 | 0 | 0 | 0 | 0 | 0 | 0 | 0 | 0 | 0 | 0 | 0 | 0 | 0
SCE Metro | Lugo | 500 | [15 empty] | 203 | 0 | 0 | 0 | 0 | 0 | 0 | 0 | 0 | 0 | 0 | 0 | 0 | 0 | 1 | [12 empty] | 150 | [16 empty] | 0 | 0 | 0 | 0 | 0 | 0 | 0 | 0 | 0 | 0 | 0 | 0 | 0 | 150 | 0 |  | 203 | 0 | 0 | 0 | 0 | 0 | 0 | 0 | 0 | 0 | 0 | 0 | 150 | 0 | 1 | 0 | 0 | 0 | 0 | 0 | 0 | 0 | 0 | 0 | 0 | 0 | 0 | 0 | 0 | 0 |  |  |  |  | 3000 | [6 empty] | 0 | 0 |  | 0 | 0 | 0 | 0 | 3000 | 0 | 0 | 0 | 0 | 0 | 0 | 0 | 150 | 0 | [15 empty] | 0 | 0 | 0 | 0 | 0 | 3000 | 0 | 0 | 0 | 0 | 0 | 0 | 0 | 150 | 0 |  | 203 | 0 | 0 | 0 | 3000 | 0 | 0 | 0 | 0 | 0 | 0 | 0 | 150 | 0 | 1 | 0 | 0 | 0 | 0 | 0 | 0 | 0 | 0 | 0 | 0 | 0 | 0 | 0 | 0 | 0
PG&E FRESNO | Madera | 70 | [15 empty] | 0 | 0 | 0 | 0 | 0 | 0 | 0 | 0 | 0 | 0 | 0 | 0 | 0 | 0 | 0 | 0 | 0 | 0 | 0 | 0 | 0 | 0 | 0 | 0 | 0 | 0 | 0 | 0 | 0 | [15 empty] | 0 | 0 | 0 | 0 | 0 | 0 | 0 | 0 | 0 | 0 | 0 | 0 | 0 | 0 | 0 |  | 0 | 0 | 0 | 0 | 0 | 0 | 0 | 0 | 0 | 0 | 0 | 0 | 0 | 0 | 0 | 0 | 0 | 0 | 0 | 0 | 0 | 0 | 0 | 0 | 0 | 0 | 0 | 0 | 0 | 0 | 0 | 0 | 0 | 0 | 0 | 0 | 0 | 0 | 0 | 0 | 0 | 0 | 0 | 0 | 0 | 0 | 0 | 0 | 0 | 0 | 0 | 0 | 0 | 0 | 0 | 0 | 0 | 0 | [15 empty] | 0 | 0 | 0 | 0 | 0 | 0 | 0 | 0 | 0 | 0 | 0 | 0 | 0 | 0 | 0 |  | 0 | 0 | 0 | 0 | 0 | 0 | 0 | 0 | 0 | 0 | 0 | 0 | 0 | 0 | 0 | 0 | 0 | 0 | 0 | 0 | 0 | 0 | 0 | 0 | 0 | 0 | 0 | 0 | 0 | 0
PG&E NGBA | Madison | 115 | [15 empty] | 0 | 0 | 0 | 0 | 0 | 0 | 0 | 0 | 0 | 0 | 13 | 10.2 | 0 | 0 | 1 | 0 | 0 | 0 | 95 | 0 | 0 | 0 | 0 | 0 | 0 | 110 | 0 | 0 | 0 | [15 empty] | 0 | 0 | 0 | 0 | 95 | 0 | 0 | 0 | 0 | 0 | 0 | 110 | 0 | 0 | 0 |  | 0 | 0 | 0 | 95 | 0 | 0 | 0 | 0 | 0 | 0 | 123 | 10.2 | 0 | 0 | 1 | 0 | 0 | 0 | 0 | 0 | 0 | 0 | 0 | 0 | 0 | 0 | 0 | 0 | 0 | 0 | [14 empty] | 0 | 0 | 0 | 95 | 0 | 0 | 0 | 0 | 0 | 0 | 110 | 0 | 0 | 0 | [15 empty] | 0 | 0 | 0 | 0 | 95 | 0 | 0 | 0 | 0 | 0 | 0 | 110 | 0 | 0 | 0 |  | 0 | 0 | 0 | 95 | 0 | 0 | 0 | 0 | 0 | 0 | 123 | 10.2 | 0 | 0 | 1 | 0 | 0 | 0 | 0 | 0 | 0 | 0 | 0 | 0 | 0 | 0 | 0 | 0 | 0 | 0
PG&E KERN | Magunden | 115 | [15 empty] | 0 | 0 | 0 | 0 | 0 | 0 | 0 | 0 | 0 | 0 | 0 | 0 | 0 | 0 | 0 | 0 | 0 | 0 | 0 | 0 | 0 | 0 | 0 | 0 | 105 | 115 | 0 | 0 | 0 | [15 empty] | 0 | 0 | 0 | 0 | 0 | 0 | 0 | 0 | 0 | 0 | 105 | 115 | 0 | 0 | 0 |  | 0 | 0 | 0 | 0 | 0 | 0 | 0 | 0 | 0 | 105 | 115 | 0 | 0 | 0 | 1 | 0 | 0 | 0 | 0 | 0 | 0 | 0 | 0 | 0 | 0 | 0 | 0 | 0 | 0 | 0 | [14 empty] | 0 | 0 | 0 | 0 | 0 | 0 | 0 | 0 | 0 | 105 | 115 | 0 | 0 | 0 | [15 empty] | 0 | 0 | 0 | 0 | 0 | 0 | 0 | 0 | 0 | 0 | 105 | 115 | 0 | 0 | 0 |  | 0 | 0 | 0 | 0 | 0 | 0 | 0 | 0 | 0 | 105 | 115 | 0 | 0 | 0 | 1 | 0 | 0 | 0 | 0 | 0 | 0 | 0 | 0 | 0 | 0 | 0 | 0 | 0 | 0 | 0
SCE Northern | Magunden | 230 | [15 empty] | 0 | 0 | 0 | 0 | 0 | 0 | 0 | 0 | 0 | 0 | 0 | 0 | 0 | 0 | 0 | [29 empty] | 0 | 0 | 0 | 0 | 0 | 0 | 0 | 0 | 0 | 0 | 0 | 0 | 0 | 0 | 0 |  | 0 | 0 | 0 | 0 | 0 | 0 | 0 | 0 | 0 | 0 | 0 | 0 | 0 | 0 | 0 | 0 | 0 | 0 | 0 | 0 | 0 | 0 | 0 | 0 | 0 | 0 | 0 | 0 | 0 | 0 | [14 empty] | 0 | 0 | 0 | 0 | 0 | 0 | 0 | 0 | 0 | 0 | 0 | 0 | 0 | 0 | [15 empty] | 0 | 0 | 0 | 0 | 0 | 0 | 0 | 0 | 0 | 0 | 0 | 0 | 0 | 0 | 0 |  | 0 | 0 | 0 | 0 | 0 | 0 | 0 | 0 | 0 | 0 | 0 | 0 | 0 | 0 | 0 | 0 | 0 | 0 | 0 | 0 | 0 | 0 | 0 | 0 | 0 | 0 | 0 | 0 | 0 | 0
PG&E FRESNO | Malaga | 115 | [15 empty] | 0 | 0 | 0 | 0 | 0 | 0 | 0 | 0 | 0 | 0 | 0 | 0 | 0 | 0 | 0 | 0 | 0 | 0 | 0 | 0 | 0 | 0 | 0 | 0 | 0 | 0 | 0 | 0 | 0 | [15 empty] | 0 | 0 | 0 | 0 | 0 | 0 | 0 | 0 | 0 | 0 | 0 | 0 | 0 | 0 | 0 |  | 0 | 0 | 0 | 0 | 0 | 0 | 0 | 0 | 0 | 0 | 0 | 0 | 0 | 0 | 0 | 0 | 0 | 0 | 0 | 0 | 0 | 0 | 0 | 0 | 0 | 0 | 0 | 0 | 0 | 0 | 0 | 0 | 0 | 0 | 0 | 0 | 0 | 0 | 0 | 0 | 0 | 0 | 0 | 0 | 0 | 0 | 0 | 0 | 0 | 0 | 0 | 0 | 0 | 0 | 0 | 0 | 0 | 0 | [15 empty] | 0 | 0 | 0 | 0 | 0 | 0 | 0 | 0 | 0 | 0 | 0 | 0 | 0 | 0 | 0 |  | 0 | 0 | 0 | 0 | 0 | 0 | 0 | 0 | 0 | 0 | 0 | 0 | 0 | 0 | 0 | 0 | 0 | 0 | 0 | 0 | 0 | 0 | 0 | 0 | 0 | 0 | 0 | 0 | 0 | 0
PG&E NGBA | Malin | 500 | [15 empty] | 0 | 0 | 0 | 0 | 0 | 0 | 0 | 0 | 0 | 0 | 0 | 0 | 0 | 0 | 0 | 1590 | 0 | 0 | 0 | 0 | 0 | 0 | 0 | 0 | 0 | 0 | 0 | 0 | 0 | [15 empty] | 0 | 1590 | 0 | 0 | 0 | 0 | 0 | 0 | 0 | 0 | 0 | 0 | 0 | 0 | 0 |  | 1590 | 0 | 0 | 0 | 0 | 0 | 0 | 0 | 0 | 0 | 0 | 0 | 0 | 0 | 1 | 0 | 0 | 0 | 0 | 0 | 0 | 0 | 0 | 0 | 0 | 0 | 0 | 0 | 0 | 0 | [14 empty] | 1590 | 0 | 0 | 0 | 0 | 0 | 0 | 0 | 0 | 0 | 0 | 0 | 0 | 0 | [15 empty] | 0 | 1590 | 0 | 0 | 0 | 0 | 0 | 0 | 0 | 0 | 0 | 0 | 0 | 0 | 0 |  | 1590 | 0 | 0 | 0 | 0 | 0 | 0 | 0 | 0 | 0 | 0 | 0 | 0 | 0 | 1 | 0 | 0 | 0 | 0 | 0 | 0 | 0 | 0 | 0 | 0 | 0 | 0 | 0 | 0 | 0
SCE Northern | Mandalay | 230 | [15 empty] | 0 | 0 | 0 | 0 | 0 | 0 | 0 | 0 | 0 | 0 | 0 | 0 | 0 | 0 | 0 | [29 empty] | 0 | 0 | 0 | 0 | 0 | 0 | 0 | 0 | 0 | 0 | 0 | 0 | 0 | 0 | 0 |  | 0 | 0 | 0 | 0 | 0 | 0 | 0 | 0 | 0 | 0 | 0 | 0 | 0 | 0 | 0 | 0 | 0 | 0 | 0 | 0 | 0 | 0 | 0 | 0 | 0 | 0 | 0 | 0 | 0 | 0 | [14 empty] | 0 | 0 | 0 | 0 | 0 | 0 | 0 | 0 | 0 | 0 | 0 | 0 | 0 | 0 | [15 empty] | 0 | 0 | 0 | 0 | 0 | 0 | 0 | 0 | 0 | 0 | 0 | 0 | 0 | 0 | 0 |  | 0 | 0 | 0 | 0 | 0 | 0 | 0 | 0 | 0 | 0 | 0 | 0 | 0 | 0 | 0 | 0 | 0 | 0 | 0 | 0 | 0 | 0 | 0 | 0 | 0 | 0 | 0 | 0 | 0 | 0
PG&E FRESNO | Manning | 230 | [15 empty] | 0 | 0 | 0 | 0 | 0 | 0 | 0 | 0 | 0 | 0 | 0 | 0 | 0 | 0 | 0 | 0 | 0 | 0 | 0 | 0 | 0 | 0 | 0 | 0 | 100 | 0 | 0 | 0 | 0 | [15 empty] | 0 | 0 | 0 | 0 | 0 | 0 | 0 | 0 | 0 | 0 | 100 | 0 | 0 | 0 | 0 |  | 0 | 0 | 0 | 0 | 0 | 0 | 0 | 0 | 0 | 100 | 0 | 0 | 0 | 0 | 1 | 0 | 0 | 0 | 0 | 0 | 0 | 0 | 0 | 0 | 0 | 0 | 0 | 0 | 0 | 0 | 0 | 0 | 0 | 0 | 0 | 0 | 0 | 0 | 0 | 0 | 0 | 0 | 0 | 0 | 0 | 0 | 0 | 0 | 0 | 0 | 0 | 0 | 0 | 100 | 0 | 0 | 0 | 0 | [15 empty] | 0 | 0 | 0 | 0 | 0 | 0 | 0 | 0 | 0 | 0 | 100 | 0 | 0 | 0 | 0 |  | 0 | 0 | 0 | 0 | 0 | 0 | 0 | 0 | 0 | 100 | 0 | 0 | 0 | 0 | 1 | 0 | 0 | 0 | 0 | 0 | 0 | 0 | 0 | 0 | 0 | 0 | 0 | 0 | 0 | 0
PG&E FRESNO | Manning | 500 | [15 empty] | 0 | 0 | 0 | 0 | 0 | 0 | 0 | 0 | 0 | 0 | 0 | 0 | 0 | 0 | 0 | 0 | 0 | 0 | 0 | 0 | 0 | 0 | 0 | 0 | 0 | 0 | 0 | 0 | 0 | [15 empty] | 0 | 0 | 0 | 0 | 0 | 0 | 0 | 0 | 0 | 0 | 0 | 0 | 0 | 0 | 0 |  | 0 | 0 | 0 | 0 | 0 | 0 | 0 | 0 | 0 | 0 | 0 | 0 | 0 | 0 | 0 | 0 | 0 | 0 | 0 | 0 | 0 | 0 | 0 | 0 | 0 | 0 | 0 | 0 | 0 | 0 | 0 | 0 | 0 | 0 | 0 | 0 | 0 | 0 | 0 | 0 | 0 | 0 | 0 | 0 | 0 | 0 | 0 | 0 | 0 | 0 | 0 | 0 | 0 | 0 | 0 | 0 | 0 | 0 | [15 empty] | 0 | 0 | 0 | 0 | 0 | 0 | 0 | 0 | 0 | 0 | 0 | 0 | 0 | 0 | 0 |  | 0 | 0 | 0 | 0 | 0 | 0 | 0 | 0 | 0 | 0 | 0 | 0 | 0 | 0 | 0 | 0 | 0 | 0 | 0 | 0 | 0 | 0 | 0 | 0 | 0 | 0 | 0 | 0 | 0 | 0
PG&E GBA | Manteca | 115 | [15 empty] | 0 | 0 | 0 | 0 | 0 | 0 | 0 | 0 | 0 | 0 | 0 | 0 | 0 | 0 | 0 | 0 | 0 | 0 | 0 | 0 | 0 | 0 | 0 | 0 | 0 | 0 | 0 | 0 | 0 | [15 empty] | 0 | 0 | 0 | 0 | 0 | 0 | 0 | 0 | 0 | 0 | 0 | 0 | 0 | 0 | 0 |  | 0 | 0 | 0 | 0 | 0 | 0 | 0 | 0 | 0 | 0 | 0 | 0 | 0 | 0 | 0 | 0 | 0 | 0 | 0 | 0 | 0 | 0 | 0 | 0 | 0 | 0 | 0 | 0 | 0 | 0 | [14 empty] | 0 | 0 | 0 | 0 | 0 | 0 | 0 | 0 | 0 | 0 | 0 | 0 | 0 | 0 | [15 empty] | 0 | 0 | 0 | 0 | 0 | 0 | 0 | 0 | 0 | 0 | 0 | 0 | 0 | 0 | 0 |  | 0 | 0 | 0 | 0 | 0 | 0 | 0 | 0 | 0 | 0 | 0 | 0 | 0 | 0 | 0 | 0 | 0 | 0 | 0 | 0 | 0 | 0 | 0 | 0 | 0 | 0 | 0 | 0 | 0 | 0
SDGE | Margarita | 138 | [15 empty] | 0 | 0 | 0 | 0 | 0 | 0 | 0 | 0 | 0 | 0 | 0 | 0 | 0 | 0 | 0 | [9 empty] | 90 | [19 empty] | 0 | 0 | 0 | 0 | 0 | 0 | 0 | 0 | 0 | 0 | 90 | 0 | 0 | 0 | 0 |  | 0 | 0 | 0 | 0 | 0 | 0 | 0 | 0 | 0 | 90 | 0 | 0 | 0 | 0 | 1 | 0 | 0 | 0 | 0 | 0 | 0 | 0 | 0 | 0 | 0 | 0 | 0 | 0 | 0 | 0 | [14 empty] | 0 | 0 | 0 | 0 | 0 | 0 | 0 | 0 | 0 | 90 | 0 | 0 | 0 | 0 | [15 empty] | 0 | 0 | 0 | 0 | 0 | 0 | 0 | 0 | 0 | 0 | 90 | 0 | 0 | 0 | 0 |  | 0 | 0 | 0 | 0 | 0 | 0 | 0 | 0 | 0 | 90 | 0 | 0 | 0 | 0 | 1 | 0 | 0 | 0 | 0 | 0 | 0 | 0 | 0 | 0 | 0 | 0 | 0 | 0 | 0 | 0
PG&E GBA | Martin | 230 | [15 empty] | 0 | 0 | 0 | 0 | 0 | 0 | 0 | 0 | 0 | 0 | 0 | 0 | 0 | 0 | 0 | 0 | 0 | 0 | 0 | 0 | 0 | 0 | 0 | 0 | 0 | 0 | 0 | 0 | 0 | [15 empty] | 0 | 0 | 0 | 0 | 0 | 0 | 0 | 0 | 0 | 0 | 0 | 0 | 0 | 0 | 0 |  | 0 | 0 | 0 | 0 | 0 | 0 | 0 | 0 | 0 | 0 | 0 | 0 | 0 | 0 | 0 | 0 | 0 | 0 | 0 | 0 | 0 | 0 | 0 | 0 | 0 | 0 | 0 | 0 | 0 | 0 | [14 empty] | 0 | 0 | 0 | 0 | 0 | 0 | 0 | 0 | 0 | 0 | 0 | 0 | 0 | 0 | [15 empty] | 0 | 0 | 0 | 0 | 0 | 0 | 0 | 0 | 0 | 0 | 0 | 0 | 0 | 0 | 0 |  | 0 | 0 | 0 | 0 | 0 | 0 | 0 | 0 | 0 | 0 | 0 | 0 | 0 | 0 | 0 | 0 | 0 | 0 | 0 | 0 | 0 | 0 | 0 | 0 | 0 | 0 | 0 | 0 | 0 | 0
PG&E GBA | Martin | 115 | [15 empty] | 0 | 0 | 0 | 0 | 0 | 0 | 0 | 0 | 0 | 0 | 0 | 188 | 0 | 0 | 1 | 0 | 0 | 0 | 0 | 0 | 0 | 0 | 0 | 0 | 0 | 0 | 0 | 0 | 0 | [15 empty] | 0 | 0 | 0 | 0 | 0 | 0 | 0 | 0 | 0 | 0 | 0 | 0 | 0 | 0 | 0 |  | 0 | 0 | 0 | 0 | 0 | 0 | 0 | 0 | 0 | 0 | 0 | 188 | 0 | 0 | 1 | 0 | 0 | 0 | 0 | 0 | 0 | 0 | 0 | 0 | 0 | 0 | 0 | 0 | 0 | 0 | [14 empty] | 0 | 0 | 0 | 0 | 0 | 0 | 0 | 0 | 0 | 0 | 0 | 0 | 0 | 0 | [15 empty] | 0 | 0 | 0 | 0 | 0 | 0 | 0 | 0 | 0 | 0 | 0 | 0 | 0 | 0 | 0 |  | 0 | 0 | 0 | 0 | 0 | 0 | 0 | 0 | 0 | 0 | 0 | 188 | 0 | 0 | 1 | 0 | 0 | 0 | 0 | 0 | 0 | 0 | 0 | 0 | 0 | 0 | 0 | 0 | 0 | 0
PG&E GBA | Martinez | 115 | [15 empty] | 0 | 0 | 0 | 0 | 0 | 0 | 0 | 0 | 0 | 0 | 0 | 0 | 0 | 0 | 0 | 0 | 0 | 0 | 0 | 0 | 0 | 0 | 0 | 0 | 0 | 0 | 0 | 0 | 0 | [15 empty] | 0 | 0 | 0 | 0 | 0 | 0 | 0 | 0 | 0 | 0 | 0 | 0 | 0 | 0 | 0 |  | 0 | 0 | 0 | 0 | 0 | 0 | 0 | 0 | 0 | 0 | 0 | 0 | 0 | 0 | 0 | 0 | 0 | 0 | 0 | 0 | 0 | 0 | 0 | 0 | 0 | 0 | 0 | 0 | 0 | 0 | [14 empty] | 0 | 0 | 0 | 0 | 0 | 0 | 0 | 0 | 0 | 0 | 0 | 0 | 0 | 0 | [15 empty] | 0 | 0 | 0 | 0 | 0 | 0 | 0 | 0 | 0 | 0 | 0 | 0 | 0 | 0 | 0 |  | 0 | 0 | 0 | 0 | 0 | 0 | 0 | 0 | 0 | 0 | 0 | 0 | 0 | 0 | 0 | 0 | 0 | 0 | 0 | 0 | 0 | 0 | 0 | 0 | 0 | 0 | 0 | 0 | 0 | 0
PG&E FRESNO | Mc Mullin | 230 | [15 empty] | 0 | 0 | 0 | 0 | 0 | 0 | 0 | 0 | 0 | 0 | 0 | 0 | 0 | 0 | 0 | 0 | 0 | 0 | 0 | 0 | 0 | 0 | 0 | 0 | 0 | 0 | 0 | 0 | 0 | [15 empty] | 0 | 0 | 0 | 0 | 0 | 0 | 0 | 0 | 0 | 0 | 0 | 0 | 0 | 0 | 0 |  | 0 | 0 | 0 | 0 | 0 | 0 | 0 | 0 | 0 | 0 | 0 | 0 | 0 | 0 | 0 | 0 | 0 | 0 | 0 | 0 | 0 | 0 | 0 | 0 | 0 | 0 | 0 | 0 | 0 | 0 | 0 | 0 | 0 | 0 | 0 | 0 | 0 | 0 | 0 | 100 | 0 | 0 | 0 | 0 | 0 | 0 | 0 | 0 | 0 | 0 | 0 | 0 | 0 | 100 | 0 | 0 | 0 | 0 | [15 empty] | 0 | 0 | 0 | 0 | 0 | 0 | 0 | 0 | 0 | 0 | 100 | 0 | 0 | 0 | 0 |  | 0 | 0 | 0 | 0 | 0 | 0 | 0 | 0 | 0 | 100 | 0 | 0 | 0 | 0 | 1 | 0 | 0 | 0 | 0 | 0 | 0 | 0 | 0 | 0 | 0 | 0 | 0 | 0 | 0 | 0
PG&E FRESNO | McCall | 115 | [15 empty] | 0 | 0 | 0 | 0 | 0 | 0 | 0 | 0 | 0 | 0 | 0 | 0 | 0 | 0 | 0 | 0 | 0 | 0 | 0 | 0 | 0 | 0 | 0 | 0 | 0 | 0 | 0 | 0 | 0 | [15 empty] | 0 | 0 | 0 | 0 | 0 | 0 | 0 | 0 | 0 | 0 | 0 | 0 | 0 | 0 | 0 |  | 0 | 0 | 0 | 0 | 0 | 0 | 0 | 0 | 0 | 0 | 0 | 0 | 0 | 0 | 0 | 0 | 0 | 0 | 0 | 0 | 0 | 0 | 0 | 0 | 0 | 0 | 0 | 0 | 0 | 0 | 0 | 0 | 0 | 0 | 0 | 0 | 0 | 0 | 0 | 0 | 0 | 0 | 0 | 0 | 0 | 0 | 0 | 0 | 0 | 0 | 0 | 0 | 0 | 0 | 0 | 0 | 0 | 0 | [15 empty] | 0 | 0 | 0 | 0 | 0 | 0 | 0 | 0 | 0 | 0 | 0 | 0 | 0 | 0 | 0 |  | 0 | 0 | 0 | 0 | 0 | 0 | 0 | 0 | 0 | 0 | 0 | 0 | 0 | 0 | 0 | 0 | 0 | 0 | 0 | 0 | 0 | 0 | 0 | 0 | 0 | 0 | 0 | 0 | 0 | 0
PG&E FRESNO | McCall | 230 | [15 empty] | 0 | 0 | 0 | 0 | 0 | 0 | 0 | 0 | 0 | 0 | 0 | 0 | 0 | 0 | 0 | 0 | 0 | 0 | 0 | 0 | 0 | 0 | 0 | 0 | 100 | 0 | 0 | 0 | 0 | [15 empty] | 0 | 0 | 0 | 0 | 0 | 0 | 0 | 0 | 0 | 0 | 100 | 0 | 0 | 0 | 0 |  | 0 | 0 | 0 | 0 | 0 | 0 | 0 | 0 | 0 | 100 | 0 | 0 | 0 | 0 | 1 | 0 | 0 | 0 | 0 | 0 | 0 | 0 | 0 | 0 | 0 | 0 | 0 | 0 | 0 | 0 | 0 | 0 | 0 | 0 | 0 | 0 | 0 | 0 | 0 | 213 | 0 | 0 | 0 | 0 | 0 | 0 | 0 | 0 | 0 | 0 | 0 | 0 | 0 | 313 | 0 | 0 | 0 | 0 | [15 empty] | 0 | 0 | 0 | 0 | 0 | 0 | 0 | 0 | 0 | 0 | 313 | 0 | 0 | 0 | 0 |  | 0 | 0 | 0 | 0 | 0 | 0 | 0 | 0 | 0 | 313 | 0 | 0 | 0 | 0 | 1 | 0 | 0 | 0 | 0 | 0 | 0 | 0 | 0 | 0 | 0 | 0 | 0 | 0 | 0 | 0
PG&E GBA | Meadow Lane | 115 | [15 empty] | 0 | 0 | 0 | 0 | 0 | 0 | 0 | 0 | 0 | 0 | 0 | 0 | 0 | 0 | 0 | 0 | 0 | 0 | 0 | 0 | 0 | 0 | 0 | 0 | 0 | 0 | 0 | 0 | 0 | [15 empty] | 0 | 0 | 0 | 0 | 0 | 0 | 0 | 0 | 0 | 0 | 0 | 0 | 0 | 0 | 0 |  | 0 | 0 | 0 | 0 | 0 | 0 | 0 | 0 | 0 | 0 | 0 | 0 | 0 | 0 | 0 | 0 | 0 | 0 | 0 | 0 | 0 | 0 | 0 | 0 | 0 | 0 | 0 | 0 | 0 | 0 | [14 empty] | 0 | 0 | 0 | 0 | 0 | 0 | 0 | 0 | 0 | 0 | 0 | 0 | 0 | 0 | [15 empty] | 0 | 0 | 0 | 0 | 0 | 0 | 0 | 0 | 0 | 0 | 0 | 0 | 0 | 0 | 0 |  | 0 | 0 | 0 | 0 | 0 | 0 | 0 | 0 | 0 | 0 | 0 | 0 | 0 | 0 | 0 | 0 | 0 | 0 | 0 | 0 | 0 | 0 | 0 | 0 | 0 | 0 | 0 | 0 | 0 | 0
PG&E GBA | Melones | 115 | [15 empty] | 0 | 0 | 0 | 0 | 0 | 0 | 0 | 0 | 0 | 0 | 0 | 0 | 0 | 0 | 0 | 0 | 0 | 0 | 0 | 0 | 0 | 0 | 0 | 0 | 0 | 0 | 0 | 0 | 0 | [15 empty] | 0 | 0 | 0 | 0 | 0 | 0 | 0 | 0 | 0 | 0 | 0 | 0 | 0 | 0 | 0 |  | 0 | 0 | 0 | 0 | 0 | 0 | 0 | 0 | 0 | 0 | 0 | 0 | 0 | 0 | 0 | 0 | 0 | 0 | 0 | 0 | 0 | 0 | 0 | 0 | 0 | 0 | 0 | 0 | 0 | 0 | [14 empty] | 0 | 0 | 0 | 0 | 0 | 0 | 0 | 0 | 0 | 0 | 0 | 0 | 0 | 0 | [15 empty] | 0 | 0 | 0 | 0 | 0 | 0 | 0 | 0 | 0 | 0 | 0 | 0 | 0 | 0 | 0 |  | 0 | 0 | 0 | 0 | 0 | 0 | 0 | 0 | 0 | 0 | 0 | 0 | 0 | 0 | 0 | 0 | 0 | 0 | 0 | 0 | 0 | 0 | 0 | 0 | 0 | 0 | 0 | 0 | 0 | 0
PG&E GBA | Melones | 230 | [15 empty] | 0 | 0 | 0 | 0 | 0 | 0 | 0 | 0 | 0 | 0 | 0 | 0 | 0 | 0 | 0 | 0 | 0 | 0 | 0 | 0 | 0 | 0 | 0 | 0 | 0 | 0 | 0 | 0 | 0 | [15 empty] | 0 | 0 | 0 | 0 | 0 | 0 | 0 | 0 | 0 | 0 | 0 | 0 | 0 | 0 | 0 |  | 0 | 0 | 0 | 0 | 0 | 0 | 0 | 0 | 0 | 0 | 0 | 0 | 0 | 0 | 0 | 0 | 0 | 0 | 0 | 0 | 0 | 0 | 0 | 0 | 0 | 0 | 0 | 0 | 0 | 0 | [14 empty] | 0 | 0 | 0 | 0 | 0 | 0 | 0 | 0 | 0 | 0 | 0 | 0 | 0 | 0 | [15 empty] | 0 | 0 | 0 | 0 | 0 | 0 | 0 | 0 | 0 | 0 | 0 | 0 | 0 | 0 | 0 |  | 0 | 0 | 0 | 0 | 0 | 0 | 0 | 0 | 0 | 0 | 0 | 0 | 0 | 0 | 0 | 0 | 0 | 0 | 0 | 0 | 0 | 0 | 0 | 0 | 0 | 0 | 0 | 0 | 0 | 0
SDGE | Melrose | 69 | [15 empty] | 0 | 0 | 0 | 0 | 0 | 0 | 0 | 0 | 0 | 0 | 0 | 0 | 0 | 0 | 0 | [29 empty] | 0 | 0 | 0 | 0 | 0 | 0 | 0 | 0 | 0 | 0 | 0 | 0 | 0 | 0 | 0 |  | 0 | 0 | 0 | 0 | 0 | 0 | 0 | 0 | 0 | 0 | 0 | 0 | 0 | 0 | 0 | 0 | 0 | 0 | 0 | 0 | 0 | 0 | 0 | 0 | 0 | 0 | 0 | 0 | 0 | 0 | [14 empty] | 0 | 0 | 0 | 0 | 0 | 0 | 0 | 0 | 0 | 0 | 0 | 0 | 0 | 0 | [15 empty] | 0 | 0 | 0 | 0 | 0 | 0 | 0 | 0 | 0 | 0 | 0 | 0 | 0 | 0 | 0 |  | 0 | 0 | 0 | 0 | 0 | 0 | 0 | 0 | 0 | 0 | 0 | 0 | 0 | 0 | 0 | 0 | 0 | 0 | 0 | 0 | 0 | 0 | 0 | 0 | 0 | 0 | 0 | 0 | 0 | 0
PG&E NGBA | Mendocino | 115 | [15 empty] | 0 | 0 | 0 | 0 | 0 | 0 | 0 | 0 | 5 | 0 | 0 | 0 | 0 | 0 | 1 | 0 | 0 | 0 | 0 | 0 | 0 | 0 | 0 | 0 | 0 | 0 | 0 | 0 | 0 | [15 empty] | 0 | 0 | 0 | 0 | 0 | 0 | 0 | 0 | 0 | 0 | 0 | 0 | 0 | 0 | 0 |  | 0 | 0 | 0 | 0 | 0 | 0 | 0 | 0 | 5 | 0 | 0 | 0 | 0 | 0 | 1 | 0 | 0 | 0 | 0 | 0 | 0 | 0 | 0 | 0 | 0 | 0 | 0 | 0 | 0 | 0 | [14 empty] | 0 | 0 | 0 | 0 | 0 | 0 | 0 | 0 | 0 | 0 | 0 | 0 | 0 | 0 | [15 empty] | 0 | 0 | 0 | 0 | 0 | 0 | 0 | 0 | 0 | 0 | 0 | 0 | 0 | 0 | 0 |  | 0 | 0 | 0 | 0 | 0 | 0 | 0 | 0 | 5 | 0 | 0 | 0 | 0 | 0 | 1 | 0 | 0 | 0 | 0 | 0 | 0 | 0 | 0 | 0 | 0 | 0 | 0 | 0 | 0 | 0
PG&E NGBA | Mendocino | 60 | [15 empty] | 0 | 0 | 0 | 0 | 0 | 0 | 0 | 0 | 0 | 0 | 0 | 0 | 0 | 0 | 0 | 0 | 0 | 0 | 0 | 0 | 0 | 0 | 0 | 0 | 0 | 0 | 0 | 0 | 0 | [15 empty] | 0 | 0 | 0 | 0 | 0 | 0 | 0 | 0 | 0 | 0 | 0 | 0 | 0 | 0 | 0 |  | 0 | 0 | 0 | 0 | 0 | 0 | 0 | 0 | 0 | 0 | 0 | 0 | 0 | 0 | 0 | 0 | 0 | 0 | 0 | 0 | 0 | 0 | 0 | 0 | 0 | 0 | 0 | 0 | 0 | 0 | [14 empty] | 0 | 0 | 0 | 0 | 0 | 0 | 0 | 0 | 0 | 0 | 0 | 0 | 0 | 0 | [15 empty] | 0 | 0 | 0 | 0 | 0 | 0 | 0 | 0 | 0 | 0 | 0 | 0 | 0 | 0 | 0 |  | 0 | 0 | 0 | 0 | 0 | 0 | 0 | 0 | 0 | 0 | 0 | 0 | 0 | 0 | 0 | 0 | 0 | 0 | 0 | 0 | 0 | 0 | 0 | 0 | 0 | 0 | 0 | 0 | 0 | 0
PG&E FRESNO | Mendota | 115 | [15 empty] | 0 | 0 | 0 | 0 | 0 | 0 | 0 | 0 | 0 | 0 | 0 | 0 | 0 | 0 | 0 | 0 | 0 | 0 | 0 | 0 | 0 | 0 | 0 | 0 | 0 | 0 | 0 | 0 | 0 | [15 empty] | 0 | 0 | 0 | 0 | 0 | 0 | 0 | 0 | 0 | 0 | 0 | 0 | 0 | 0 | 0 |  | 0 | 0 | 0 | 0 | 0 | 0 | 0 | 0 | 0 | 0 | 0 | 0 | 0 | 0 | 0 | 0 | 0 | 0 | 0 | 0 | 0 | 0 | 0 | 0 | 0 | 0 | 0 | 0 | 0 | 0 | 0 | 0 | 0 | 0 | 0 | 0 | 0 | 0 | 0 | 0 | 0 | 0 | 0 | 0 | 0 | 0 | 0 | 0 | 0 | 0 | 0 | 0 | 0 | 0 | 0 | 0 | 0 | 0 | [15 empty] | 0 | 0 | 0 | 0 | 0 | 0 | 0 | 0 | 0 | 0 | 0 | 0 | 0 | 0 | 0 |  | 0 | 0 | 0 | 0 | 0 | 0 | 0 | 0 | 0 | 0 | 0 | 0 | 0 | 0 | 0 | 0 | 0 | 0 | 0 | 0 | 0 | 0 | 0 | 0 | 0 | 0 | 0 | 0 | 0 | 0
PG&E GBA | Menlo | 60 | [15 empty] | 0 | 0 | 0 | 0 | 0 | 0 | 0 | 0 | 0 | 0 | 0 | 0 | 0 | 0 | 0 | 0 | 0 | 0 | 0 | 0 | 0 | 0 | 0 | 0 | 0 | 0 | 0 | 0 | 0 | [15 empty] | 0 | 0 | 0 | 0 | 0 | 0 | 0 | 0 | 0 | 0 | 0 | 0 | 0 | 0 | 0 |  | 0 | 0 | 0 | 0 | 0 | 0 | 0 | 0 | 0 | 0 | 0 | 0 | 0 | 0 | 0 | 0 | 0 | 0 | 0 | 0 | 0 | 0 | 0 | 0 | 0 | 0 | 0 | 0 | 0 | 0 | [14 empty] | 0 | 0 | 0 | 0 | 0 | 0 | 0 | 0 | 0 | 0 | 0 | 0 | 0 | 0 | [15 empty] | 0 | 0 | 0 | 0 | 0 | 0 | 0 | 0 | 0 | 0 | 0 | 0 | 0 | 0 | 0 |  | 0 | 0 | 0 | 0 | 0 | 0 | 0 | 0 | 0 | 0 | 0 | 0 | 0 | 0 | 0 | 0 | 0 | 0 | 0 | 0 | 0 | 0 | 0 | 0 | 0 | 0 | 0 | 0 | 0 | 0
PG&E FRESNO | Merced | 115 | [15 empty] | 0 | 0 | 0 | 0 | 0 | 0 | 0 | 0 | 0 | 0 | 0 | 0 | 0 | 0 | 0 | 0 | 0 | 0 | 0 | 0 | 0 | 0 | 0 | 0 | 0 | 0 | 0 | 0 | 0 | [15 empty] | 0 | 0 | 0 | 0 | 0 | 0 | 0 | 0 | 0 | 0 | 0 | 0 | 0 | 0 | 0 |  | 0 | 0 | 0 | 0 | 0 | 0 | 0 | 0 | 0 | 0 | 0 | 0 | 0 | 0 | 0 | 0 | 0 | 0 | 0 | 0 | 0 | 0 | 0 | 0 | 0 | 0 | 0 | 0 | 0 | 0 | 0 | 0 | 0 | 0 | 0 | 0 | 0 | 0 | 0 | 0 | 0 | 0 | 0 | 0 | 0 | 0 | 0 | 0 | 0 | 0 | 0 | 0 | 0 | 0 | 0 | 0 | 0 | 0 | [15 empty] | 0 | 0 | 0 | 0 | 0 | 0 | 0 | 0 | 0 | 0 | 0 | 0 | 0 | 0 | 0 |  | 0 | 0 | 0 | 0 | 0 | 0 | 0 | 0 | 0 | 0 | 0 | 0 | 0 | 0 | 0 | 0 | 0 | 0 | 0 | 0 | 0 | 0 | 0 | 0 | 0 | 0 | 0 | 0 | 0 | 0
EOP | Mercury | 138 | [15 empty] | 0 | 0 | 0 | 0 | 0 | 0 | 0 | 0 | 0 | 0 | 0 | 0 | 0 | 0 | 0 | [29 empty] | 0 | 0 | 0 | 0 | 0 | 0 | 0 | 0 | 0 | 0 | 0 | 0 | 0 | 0 | 0 |  | 0 | 0 | 0 | 0 | 0 | 0 | 0 | 0 | 0 | 0 | 0 | 0 | 0 | 0 | 0 | 0 | 0 | 0 | 0 | 0 | 0 | 0 | 0 | 0 | 0 | 0 | 0 | 0 | 0 | 0 | [14 empty] | 0 | 0 | 0 | 0 | 0 | 0 | 0 | 0 | 0 | 0 | 0 | 0 | 0 | 0 | [15 empty] | 0 | 0 | 0 | 0 | 0 | 0 | 0 | 0 | 0 | 0 | 0 | 0 | 0 | 0 | 0 |  | 0 | 0 | 0 | 0 | 0 | 0 | 0 | 0 | 0 | 0 | 0 | 0 | 0 | 0 | 0 | 0 | 0 | 0 | 0 | 0 | 0 | 0 | 0 | 0 | 0 | 0 | 0 | 0 | 0 | 0
PG&E FRESNO | Mercy Springs | 70 | [15 empty] | 0 | 0 | 0 | 0 | 0 | 0 | 0 | 0 | 0 | 0 | 75 | 78 | 0 | 0 | 1 | 0 | 0 | 0 | 0 | 0 | 0 | 0 | 0 | 0 | 0 | 0 | 0 | 0 | 0 | [15 empty] | 0 | 0 | 0 | 0 | 0 | 0 | 0 | 0 | 0 | 0 | 0 | 0 | 0 | 0 | 0 |  | 0 | 0 | 0 | 0 | 0 | 0 | 0 | 0 | 0 | 0 | 75 | 78 | 0 | 0 | 1 | 0 | 0 | 0 | 0 | 0 | 0 | 0 | 0 | 0 | 0 | 0 | 0 | 0 | 0 | 0 | 0 | 0 | 0 | 0 | 0 | 0 | 0 | 0 | 0 | 0 | 0 | 0 | 0 | 0 | 0 | 0 | 0 | 0 | 0 | 0 | 0 | 0 | 0 | 0 | 0 | 0 | 0 | 0 | [15 empty] | 0 | 0 | 0 | 0 | 0 | 0 | 0 | 0 | 0 | 0 | 0 | 0 | 0 | 0 | 0 |  | 0 | 0 | 0 | 0 | 0 | 0 | 0 | 0 | 0 | 0 | 75 | 78 | 0 | 0 | 1 | 0 | 0 | 0 | 0 | 0 | 0 | 0 | 0 | 0 | 0 | 0 | 0 | 0 | 0 | 0
PG&E NGBA | Meridian | 60 | [15 empty] | 0 | 0 | 0 | 0 | 0 | 0 | 0 | 0 | 0 | 0 | 0 | 0 | 0 | 0 | 0 | 0 | 0 | 0 | 0 | 0 | 0 | 0 | 0 | 0 | 0 | 0 | 0 | 0 | 0 | [15 empty] | 0 | 0 | 0 | 0 | 0 | 0 | 0 | 0 | 0 | 0 | 0 | 0 | 0 | 0 | 0 |  | 0 | 0 | 0 | 0 | 0 | 0 | 0 | 0 | 0 | 0 | 0 | 0 | 0 | 0 | 0 | 0 | 0 | 0 | 0 | 0 | 0 | 0 | 0 | 0 | 0 | 0 | 0 | 0 | 0 | 0 | [14 empty] | 0 | 0 | 0 | 0 | 0 | 0 | 0 | 0 | 0 | 0 | 0 | 0 | 0 | 0 | [15 empty] | 0 | 0 | 0 | 0 | 0 | 0 | 0 | 0 | 0 | 0 | 0 | 0 | 0 | 0 | 0 |  | 0 | 0 | 0 | 0 | 0 | 0 | 0 | 0 | 0 | 0 | 0 | 0 | 0 | 0 | 0 | 0 | 0 | 0 | 0 | 0 | 0 | 0 | 0 | 0 | 0 | 0 | 0 | 0 | 0 | 0
PG&E KERN | Mesa (PGE) | 115 | [15 empty] | 0 | 0 | 0 | 0 | 0 | 0 | 0 | 0 | 0 | 0 | 0 | 0 | 0 | 0 | 0 | 0 | 0 | 0 | 0 | 0 | 0 | 0 | 0 | 0 | 0 | 0 | 0 | 0 | 0 | [15 empty] | 0 | 0 | 0 | 0 | 0 | 0 | 0 | 0 | 0 | 0 | 0 | 0 | 0 | 0 | 0 |  | 0 | 0 | 0 | 0 | 0 | 0 | 0 | 0 | 0 | 0 | 0 | 0 | 0 | 0 | 0 | 0 | 0 | 0 | 0 | 0 | 0 | 0 | 0 | 0 | 0 | 0 | 0 | 0 | 0 | 0 | [14 empty] | 0 | 0 | 0 | 0 | 0 | 0 | 0 | 0 | 0 | 0 | 0 | 0 | 0 | 0 | [15 empty] | 0 | 0 | 0 | 0 | 0 | 0 | 0 | 0 | 0 | 0 | 0 | 0 | 0 | 0 | 0 |  | 0 | 0 | 0 | 0 | 0 | 0 | 0 | 0 | 0 | 0 | 0 | 0 | 0 | 0 | 0 | 0 | 0 | 0 | 0 | 0 | 0 | 0 | 0 | 0 | 0 | 0 | 0 | 0 | 0 | 0
PG&E KERN | Mesa (PGE) | 230 | [15 empty] | 0 | 0 | 0 | 0 | 0 | 0 | 0 | 0 | 0 | 0 | 0 | 0 | 0 | 0 | 0 | 0 | 0 | 0 | 0 | 0 | 0 | 0 | 0 | 0 | 0 | 0 | 0 | 0 | 150 | [15 empty] | 0 | 0 | 0 | 0 | 0 | 0 | 0 | 0 | 0 | 0 | 0 | 0 | 0 | 0 | 150 |  | 0 | 0 | 0 | 0 | 0 | 0 | 0 | 0 | 0 | 0 | 0 | 0 | 0 | 150 | 1 | 0 | 0 | 0 | 0 | 0 | 0 | 0 | 0 | 0 | 0 | 0 | 0 | 0 | 0 | 0 | [14 empty] | 0 | 0 | 0 | 0 | 0 | 0 | 0 | 0 | 0 | 0 | 0 | 0 | 0 | 150 | [15 empty] | 0 | 0 | 0 | 0 | 0 | 0 | 0 | 0 | 0 | 0 | 0 | 0 | 0 | 0 | 150 |  | 0 | 0 | 0 | 0 | 0 | 0 | 0 | 0 | 0 | 0 | 0 | 0 | 0 | 150 | 1 | 0 | 0 | 0 | 0 | 0 | 0 | 0 | 0 | 0 | 0 | 0 | 0 | 0 | 0 | 0
SCE Metro | Mesa (SCE) | 230 | [15 empty] | 0 | 0 | 0 | 0 | 0 | 0 | 0 | 0 | 1.92 | 0 | 0 | 0 | 0 | 0 | 1 | [29 empty] | 0 | 0 | 0 | 0 | 0 | 0 | 0 | 0 | 0 | 0 | 0 | 0 | 0 | 0 | 0 |  | 0 | 0 | 0 | 0 | 0 | 0 | 0 | 0 | 1.92 | 0 | 0 | 0 | 0 | 0 | 1 | 0 | 0 | 0 | 0 | 0 | 0 | 0 | 0 | 0 | 0 | 0 | 0 | 0 | 0 | 0 | [11 empty] | 0 | 0 |  | 0 | 0 | 0 | 0 | 0 | 0 | 0 | 0 | 0 | 0 | 0 | 0 | 0 | 0 | [15 empty] | 0 | 0 | 0 | 0 | 0 | 0 | 0 | 0 | 0 | 0 | 0 | 0 | 0 | 0 | 0 |  | 0 | 0 | 0 | 0 | 0 | 0 | 0 | 0 | 1.92 | 0 | 0 | 0 | 0 | 0 | 1 | 0 | 0 | 0 | 0 | 0 | 0 | 0 | 0 | 0 | 0 | 0 | 0 | 0 | 0 | 0
SCE Metro | Mesa (SCE) | 500 | [15 empty] | 0 | 0 | 0 | 0 | 0 | 0 | 0 | 0 | 0 | 0 | 0 | 0 | 0 | 0 | 0 | [12 empty] | 200 | [16 empty] | 0 | 0 | 0 | 0 | 0 | 0 | 0 | 0 | 0 | 0 | 0 | 0 | 0 | 200 | 0 |  | 0 | 0 | 0 | 0 | 0 | 0 | 0 | 0 | 0 | 0 | 0 | 0 | 200 | 0 | 1 | 0 | 0 | 0 | 0 | 0 | 0 | 0 | 0 | 0 | 0 | 0 | 0 | 0 | 0 | 0 | [11 empty] | 0 | 0 |  | 0 | 0 | 0 | 0 | 0 | 0 | 0 | 0 | 0 | 0 | 0 | 0 | 200 | 0 | [15 empty] | 0 | 0 | 0 | 0 | 0 | 0 | 0 | 0 | 0 | 0 | 0 | 0 | 0 | 200 | 0 |  | 0 | 0 | 0 | 0 | 0 | 0 | 0 | 0 | 0 | 0 | 0 | 0 | 200 | 0 | 1 | 0 | 0 | 0 | 0 | 0 | 0 | 0 | 0 | 0 | 0 | 0 | 0 | 0 | 0 | 0
SDGE | Mesa Heights | 69 | [15 empty] | 0 | 0 | 0 | 0 | 0 | 0 | 0 | 0 | 0 | 0 | 0 | 0 | 0 | 0 | 0 | [29 empty] | 0 | 0 | 0 | 0 | 0 | 0 | 0 | 0 | 0 | 0 | 0 | 0 | 0 | 0 | 0 |  | 0 | 0 | 0 | 0 | 0 | 0 | 0 | 0 | 0 | 0 | 0 | 0 | 0 | 0 | 0 | 0 | 0 | 0 | 0 | 0 | 0 | 0 | 0 | 0 | 0 | 0 | 0 | 0 | 0 | 0 | [14 empty] | 0 | 0 | 0 | 0 | 0 | 0 | 0 | 0 | 0 | 0 | 0 | 0 | 0 | 0 | [15 empty] | 0 | 0 | 0 | 0 | 0 | 0 | 0 | 0 | 0 | 0 | 0 | 0 | 0 | 0 | 0 |  | 0 | 0 | 0 | 0 | 0 | 0 | 0 | 0 | 0 | 0 | 0 | 0 | 0 | 0 | 0 | 0 | 0 | 0 | 0 | 0 | 0 | 0 | 0 | 0 | 0 | 0 | 0 | 0 | 0 | 0
PG&E GBA | Metcalf | 115 | [15 empty] | 0 | 0 | 0 | 0 | 0 | 0 | 0 | 0 | 0 | 0 | 0 | 0 | 0 | 0 | 0 | 0 | 0 | 0 | 0 | 0 | 0 | 0 | 0 | 0 | 0 | 0 | 0 | 0 | 0 | [15 empty] | 0 | 0 | 0 | 0 | 0 | 0 | 0 | 0 | 0 | 0 | 0 | 0 | 0 | 0 | 0 |  | 0 | 0 | 0 | 0 | 0 | 0 | 0 | 0 | 0 | 0 | 0 | 0 | 0 | 0 | 0 | 0 | 0 | 0 | 0 | 0 | 0 | 0 | 0 | 0 | 0 | 0 | 0 | 0 | 0 | 0 | [14 empty] | 0 | 0 | 0 | 0 | 0 | 0 | 0 | 0 | 0 | 0 | 0 | 0 | 0 | 0 | [15 empty] | 0 | 0 | 0 | 0 | 0 | 0 | 0 | 0 | 0 | 0 | 0 | 0 | 0 | 0 | 0 |  | 0 | 0 | 0 | 0 | 0 | 0 | 0 | 0 | 0 | 0 | 0 | 0 | 0 | 0 | 0 | 0 | 0 | 0 | 0 | 0 | 0 | 0 | 0 | 0 | 0 | 0 | 0 | 0 | 0 | 0
PG&E GBA | Metcalf | 230 | [15 empty] | 0 | 0 | 0 | 0 | 0 | 0 | 0 | 0 | 0 | 0 | 0 | 0 | 0 | 0 | 0 | 0 | 0 | 0 | 0 | 0 | 0 | 0 | 0 | 0 | 0 | 0 | 0 | 0 | 0 | [15 empty] | 0 | 0 | 0 | 0 | 0 | 0 | 0 | 0 | 0 | 0 | 0 | 0 | 0 | 0 | 0 |  | 0 | 0 | 0 | 0 | 0 | 0 | 0 | 0 | 0 | 0 | 0 | 0 | 0 | 0 | 0 | 0 | 0 | 0 | 0 | 0 | 0 | 0 | 0 | 0 | 0 | 0 | 0 | 0 | 0 | 0 | [14 empty] | 0 | 0 | 0 | 0 | 0 | 0 | 0 | 0 | 0 | 0 | 0 | 0 | 0 | 0 | [15 empty] | 0 | 0 | 0 | 0 | 0 | 0 | 0 | 0 | 0 | 0 | 0 | 0 | 0 | 0 | 0 |  | 0 | 0 | 0 | 0 | 0 | 0 | 0 | 0 | 0 | 0 | 0 | 0 | 0 | 0 | 0 | 0 | 0 | 0 | 0 | 0 | 0 | 0 | 0 | 0 | 0 | 0 | 0 | 0 | 0 | 0
PG&E GBA | Metcalf | 500 | [15 empty] | 0 | 0 | 0 | 0 | 0 | 0 | 0 | 0 | 0 | 0 | 0 | 0 | 0 | 0 | 0 | 30 | 0 | 0 | 0 | 0 | 0 | 0 | 0 | 0 | 0 | 0 | 0 | 0 | 0 | [15 empty] | 0 | 30 | 0 | 0 | 0 | 0 | 0 | 0 | 0 | 0 | 0 | 0 | 0 | 0 | 0 |  | 30 | 0 | 0 | 0 | 0 | 0 | 0 | 0 | 0 | 0 | 0 | 0 | 0 | 0 | 1 | 0 | 0 | 0 | 0 | 0 | 0 | 0 | 0 | 0 | 0 | 0 | 0 | 0 | 0 | 0 | [14 empty] | 30 | 0 | 0 | 0 | 0 | 0 | 0 | 0 | 0 | 0 | 0 | 0 | 0 | 0 | [15 empty] | 0 | 30 | 0 | 0 | 0 | 0 | 0 | 0 | 0 | 0 | 0 | 0 | 0 | 0 | 0 |  | 30 | 0 | 0 | 0 | 0 | 0 | 0 | 0 | 0 | 0 | 0 | 0 | 0 | 0 | 1 | 0 | 0 | 0 | 0 | 0 | 0 | 0 | 0 | 0 | 0 | 0 | 0 | 0 | 0 | 0
PG&E KERN | Midway | 115 | [15 empty] | 0 | 0 | 0 | 0 | 0 | 0 | 0 | 0 | 0 | 0 | 0 | 0 | 0 | 0 | 0 | 0 | 0 | 0 | 0 | 0 | 0 | 0 | 0 | 0 | 0 | 0 | 0 | 0 | 0 | [15 empty] | 0 | 0 | 0 | 0 | 0 | 0 | 0 | 0 | 0 | 0 | 0 | 0 | 0 | 0 | 0 |  | 0 | 0 | 0 | 0 | 0 | 0 | 0 | 0 | 0 | 0 | 0 | 0 | 0 | 0 | 0 | 0 | 0 | 0 | 0 | 0 | 0 | 0 | 0 | 0 | 0 | 0 | 0 | 0 | 0 | 0 | [14 empty] | 0 | 0 | 0 | 0 | 0 | 0 | 0 | 0 | 0 | 0 | 0 | 0 | 0 | 0 | [15 empty] | 0 | 0 | 0 | 0 | 0 | 0 | 0 | 0 | 0 | 0 | 0 | 0 | 0 | 0 | 0 |  | 0 | 0 | 0 | 0 | 0 | 0 | 0 | 0 | 0 | 0 | 0 | 0 | 0 | 0 | 0 | 0 | 0 | 0 | 0 | 0 | 0 | 0 | 0 | 0 | 0 | 0 | 0 | 0 | 0 | 0
PG&E KERN | Midway | 230 | [15 empty] | 0 | 0 | 0 | 0 | 0 | 0 | 0 | 0 | 0 | 0 | 0 | 0 | 0 | 0 | 0 | 0 | 0 | 0 | 0 | 0 | 0 | 0 | 0 | 0 | 0 | 0 | 0 | 0 | 0 | [15 empty] | 0 | 0 | 0 | 0 | 0 | 0 | 0 | 0 | 0 | 0 | 0 | 0 | 0 | 0 | 0 |  | 0 | 0 | 0 | 0 | 0 | 0 | 0 | 0 | 0 | 0 | 0 | 0 | 0 | 0 | 0 | 0 | 0 | 0 | 0 | 0 | 0 | 0 | 0 | 0 | 0 | 0 | 0 | 0 | 0 | 0 | [14 empty] | 0 | 0 | 0 | 0 | 0 | 0 | 0 | 0 | 0 | 0 | 0 | 0 | 0 | 0 | [15 empty] | 0 | 0 | 0 | 0 | 0 | 0 | 0 | 0 | 0 | 0 | 0 | 0 | 0 | 0 | 0 |  | 0 | 0 | 0 | 0 | 0 | 0 | 0 | 0 | 0 | 0 | 0 | 0 | 0 | 0 | 0 | 0 | 0 | 0 | 0 | 0 | 0 | 0 | 0 | 0 | 0 | 0 | 0 | 0 | 0 | 0
PG&E KERN | Midway | 500 | [15 empty] | 0 | 0 | 0 | 0 | 0 | 0 | 0 | 0 | 0 | 0 | 0 | 0 | 0 | 0 | 0 | 0 | 0 | 0 | 0 | 0 | 0 | 0 | 0 | 0 | 0 | 0 | 0 | 0 | 0 | [15 empty] | 0 | 0 | 0 | 0 | 0 | 0 | 0 | 0 | 0 | 0 | 0 | 0 | 0 | 0 | 0 |  | 0 | 0 | 0 | 0 | 0 | 0 | 0 | 0 | 0 | 0 | 0 | 0 | 0 | 0 | 0 | 0 | 0 | 0 | 0 | 0 | 0 | 0 | 0 | 0 | 0 | 0 | 0 | 0 | 0 | 0 | [14 empty] | 0 | 0 | 0 | 0 | 0 | 0 | 0 | 0 | 0 | 0 | 0 | 0 | 0 | 0 | [15 empty] | 0 | 0 | 0 | 0 | 0 | 0 | 0 | 0 | 0 | 0 | 0 | 0 | 0 | 0 | 0 |  | 0 | 0 | 0 | 0 | 0 | 0 | 0 | 0 | 0 | 0 | 0 | 0 | 0 | 0 | 0 | 0 | 0 | 0 | 0 | 0 | 0 | 0 | 0 | 0 | 0 | 0 | 0 | 0 | 0 | 0
SDGE | Miguel | 230 | [15 empty] | 0 | 0 | 0 | 0 | 0 | 0 | 0 | 0 | 0 | 0 | 0 | 0 | 0 | 0 | 0 | [29 empty] | 0 | 0 | 0 | 0 | 0 | 0 | 0 | 0 | 0 | 0 | 0 | 0 | 0 | 0 | 0 |  | 0 | 0 | 0 | 0 | 0 | 0 | 0 | 0 | 0 | 0 | 0 | 0 | 0 | 0 | 0 | 0 | 0 | 0 | 0 | 0 | 0 | 0 | 0 | 0 | 0 | 0 | 0 | 0 | 0 | 0 | [14 empty] | 0 | 0 | 0 | 0 | 0 | 0 | 0 | 0 | 0 | 0 | 0 | 0 | 0 | 0 | [15 empty] | 0 | 0 | 0 | 0 | 0 | 0 | 0 | 0 | 0 | 0 | 0 | 0 | 0 | 0 | 0 |  | 0 | 0 | 0 | 0 | 0 | 0 | 0 | 0 | 0 | 0 | 0 | 0 | 0 | 0 | 0 | 0 | 0 | 0 | 0 | 0 | 0 | 0 | 0 | 0 | 0 | 0 | 0 | 0 | 0 | 0
SDGE | Miguel | 500 | [15 empty] | 0 | 0 | 0 | 0 | 0 | 0 | 0 | 0 | 0 | 0 | 0 | 0 | 0 | 0 | 0 | [29 empty] | 0 | 0 | 0 | 0 | 0 | 0 | 0 | 0 | 0 | 0 | 0 | 0 | 0 | 0 | 0 |  | 0 | 0 | 0 | 0 | 0 | 0 | 0 | 0 | 0 | 0 | 0 | 0 | 0 | 0 | 0 | 0 | 0 | 0 | 0 | 0 | 0 | 0 | 0 | 0 | 0 | 0 | 0 | 0 | 0 | 0 | [14 empty] | 0 | 0 | 0 | 0 | 0 | 0 | 0 | 0 | 0 | 0 | 0 | 0 | 0 | 0 | [15 empty] | 0 | 0 | 0 | 0 | 0 | 0 | 0 | 0 | 0 | 0 | 0 | 0 | 0 | 0 | 0 |  | 0 | 0 | 0 | 0 | 0 | 0 | 0 | 0 | 0 | 0 | 0 | 0 | 0 | 0 | 0 | 0 | 0 | 0 | 0 | 0 | 0 | 0 | 0 | 0 | 0 | 0 | 0 | 0 | 0 | 0
SDGE | Miguel | 69 | [15 empty] | 0 | 0 | 0 | 0 | 0 | 0 | 0 | 0 | 0 | 0 | 0 | 0 | 0 | 0 | 0 | [29 empty] | 0 | 0 | 0 | 0 | 0 | 0 | 0 | 0 | 0 | 0 | 0 | 0 | 0 | 0 | 0 |  | 0 | 0 | 0 | 0 | 0 | 0 | 0 | 0 | 0 | 0 | 0 | 0 | 0 | 0 | 0 | 0 | 0 | 0 | 0 | 0 | 0 | 0 | 0 | 0 | 0 | 0 | 0 | 0 | 0 | 0 | [14 empty] | 0 | 0 | 0 | 0 | 0 | 0 | 0 | 0 | 0 | 0 | 0 | 0 | 0 | 0 | [15 empty] | 0 | 0 | 0 | 0 | 0 | 0 | 0 | 0 | 0 | 0 | 0 | 0 | 0 | 0 | 0 |  | 0 | 0 | 0 | 0 | 0 | 0 | 0 | 0 | 0 | 0 | 0 | 0 | 0 | 0 | 0 | 0 | 0 | 0 | 0 | 0 | 0 | 0 | 0 | 0 | 0 | 0 | 0 | 0 | 0 | 0
PG&E GBA | Millbrae | 115 | [15 empty] | 0 | 0 | 0 | 0 | 0 | 0 | 0 | 0 | 0 | 0 | 0 | 0 | 0 | 0 | 0 | 0 | 0 | 0 | 0 | 0 | 0 | 0 | 0 | 0 | 0 | 0 | 0 | 3 | 0 | [15 empty] | 0 | 0 | 0 | 0 | 0 | 0 | 0 | 0 | 0 | 0 | 0 | 0 | 0 | 3 | 0 |  | 0 | 0 | 0 | 0 | 0 | 0 | 0 | 0 | 0 | 0 | 0 | 0 | 0 | 0 | 0 | 0 | 0 | 0 | 0 | 0 | 0 | 0 | 0 | 0 | 0 | 0 | 0 | 0 | 0 | 0 | [14 empty] | 0 | 0 | 0 | 0 | 0 | 0 | 0 | 0 | 0 | 0 | 0 | 0 | 3 | 0 | [15 empty] | 0 | 0 | 0 | 0 | 0 | 0 | 0 | 0 | 0 | 0 | 0 | 0 | 0 | 3 | 0 |  | 0 | 0 | 0 | 0 | 0 | 0 | 0 | 0 | 0 | 0 | 0 | 0 | 3 | 0 | 1 | 0 | 0 | 0 | 0 | 0 | 0 | 0 | 0 | 0 | 0 | 0 | 0 | 0 | 0 | 0
PG&E GBA | Miller | 115 | [15 empty] | 0 | 0 | 0 | 0 | 0 | 0 | 0 | 0 | 0 | 0 | 0 | 0 | 0 | 0 | 0 | 0 | 0 | 0 | 0 | 0 | 0 | 0 | 0 | 0 | 0 | 0 | 0 | 0 | 0 | [15 empty] | 0 | 0 | 0 | 0 | 0 | 0 | 0 | 0 | 0 | 0 | 0 | 0 | 0 | 0 | 0 |  | 0 | 0 | 0 | 0 | 0 | 0 | 0 | 0 | 0 | 0 | 0 | 0 | 0 | 0 | 0 | 0 | 0 | 0 | 0 | 0 | 0 | 0 | 0 | 0 | 0 | 0 | 0 | 0 | 0 | 0 | [14 empty] | 0 | 0 | 0 | 0 | 0 | 0 | 0 | 0 | 0 | 0 | 0 | 0 | 0 | 0 | [15 empty] | 0 | 0 | 0 | 0 | 0 | 0 | 0 | 0 | 0 | 0 | 0 | 0 | 0 | 0 | 0 |  | 0 | 0 | 0 | 0 | 0 | 0 | 0 | 0 | 0 | 0 | 0 | 0 | 0 | 0 | 0 | 0 | 0 | 0 | 0 | 0 | 0 | 0 | 0 | 0 | 0 | 0 | 0 | 0 | 0 | 0
SCE Metro | Mira Loma | 230 | [15 empty] | 0 | 0 | 0 | 0 | 0 | 0 | 0 | 0 | 0 | 0 | 0 | 42 | 0 | 0 | 1 | [12 empty] | 200 | [16 empty] | 0 | 0 | 0 | 0 | 0 | 0 | 0 | 0 | 0 | 0 | 0 | 0 | 0 | 200 | 0 |  | 0 | 0 | 0 | 0 | 0 | 0 | 0 | 0 | 0 | 0 | 0 | 42 | 200 | 0 | 1 | 0 | 0 | 0 | 0 | 0 | 0 | 0 | 0 | 0 | 0 | 0 | 0 | 0 | 0 | 0 | [11 empty] | 0 | 0 |  | 0 | 0 | 0 | 0 | 0 | 0 | 0 | 0 | 0 | 0 | 0 | 0 | 200 | 0 | [15 empty] | 0 | 0 | 0 | 0 | 0 | 0 | 0 | 0 | 0 | 0 | 0 | 0 | 0 | 200 | 0 |  | 0 | 0 | 0 | 0 | 0 | 0 | 0 | 0 | 0 | 0 | 0 | 42 | 200 | 0 | 1 | 0 | 0 | 0 | 0 | 0 | 0 | 0 | 0 | 0 | 0 | 0 | 0 | 0 | 0 | 0
SCE Metro | Mira Loma | 500 | [15 empty] | 0 | 0 | 0 | 0 | 0 | 0 | 0 | 0 | 0 | 0 | 0 | 0 | 0 | 0 | 0 | [29 empty] | 0 | 0 | 0 | 0 | 0 | 0 | 0 | 0 | 0 | 0 | 0 | 0 | 0 | 0 | 0 |  | 0 | 0 | 0 | 0 | 0 | 0 | 0 | 0 | 0 | 0 | 0 | 0 | 0 | 0 | 0 | 0 | 0 | 0 | 0 | 0 | 0 | 0 | 0 | 0 | 0 | 0 | 0 | 0 | 0 | 0 | [14 empty] | 0 | 0 | 0 | 0 | 0 | 0 | 0 | 0 | 0 | 0 | 0 | 0 | 0 | 0 | [15 empty] | 0 | 0 | 0 | 0 | 0 | 0 | 0 | 0 | 0 | 0 | 0 | 0 | 0 | 0 | 0 |  | 0 | 0 | 0 | 0 | 0 | 0 | 0 | 0 | 0 | 0 | 0 | 0 | 0 | 0 | 0 | 0 | 0 | 0 | 0 | 0 | 0 | 0 | 0 | 0 | 0 | 0 | 0 | 0 | 0 | 0
SCE Eastern | Mirage | 115 | [15 empty] | 0 | 0 | 0 | 0 | 0 | 0 | 0 | 0 | 0 | 0 | 0 | 0 | 0 | 0 | 0 | [29 empty] | 0 | 0 | 0 | 0 | 0 | 0 | 0 | 0 | 0 | 0 | 0 | 0 | 0 | 0 | 0 |  | 0 | 0 | 0 | 0 | 0 | 0 | 0 | 0 | 0 | 0 | 0 | 0 | 0 | 0 | 0 | 0 | 0 | 0 | 0 | 0 | 0 | 0 | 0 | 0 | 0 | 0 | 0 | 0 | 0 | 0 | [14 empty] | 0 | 0 | 0 | 0 | 0 | 0 | 0 | 0 | 0 | 0 | 0 | 0 | 0 | 0 | [15 empty] | 0 | 0 | 0 | 0 | 0 | 0 | 0 | 0 | 0 | 0 | 0 | 0 | 0 | 0 | 0 |  | 0 | 0 | 0 | 0 | 0 | 0 | 0 | 0 | 0 | 0 | 0 | 0 | 0 | 0 | 0 | 0 | 0 | 0 | 0 | 0 | 0 | 0 | 0 | 0 | 0 | 0 | 0 | 0 | 0 | 0
SCE Eastern | Mirage | 230 | [15 empty] | 30 | 0 | 0 | 0 | 0 | 0 | 0 | 0 | 0 | 0 | 0 | 0 | 0 | 0 | 1 | [29 empty] | 0 | 0 | 0 | 0 | 0 | 0 | 0 | 0 | 0 | 0 | 0 | 0 | 0 | 0 | 0 |  | 30 | 0 | 0 | 0 | 0 | 0 | 0 | 0 | 0 | 0 | 0 | 0 | 0 | 0 | 1 | 0 | 0 | 0 | 0 | 0 | 0 | 0 | 0 | 0 | 0 | 0 | 0 | 0 | 0 | 0 | [14 empty] | 0 | 0 | 0 | 0 | 0 | 0 | 0 | 0 | 0 | 0 | 0 | 0 | 0 | 0 | [15 empty] | 0 | 0 | 0 | 0 | 0 | 0 | 0 | 0 | 0 | 0 | 0 | 0 | 0 | 0 | 0 |  | 30 | 0 | 0 | 0 | 0 | 0 | 0 | 0 | 0 | 0 | 0 | 0 | 0 | 0 | 1 | 0 | 0 | 0 | 0 | 0 | 0 | 0 | 0 | 0 | 0 | 0 | 0 | 0 | 0 | 0
SDGE | Mission | 138 | [15 empty] | 0 | 0 | 0 | 0 | 0 | 0 | 0 | 0 | 0 | 0 | 0 | 0 | 0 | 0 | 0 | [29 empty] | 0 | 0 | 0 | 0 | 0 | 0 | 0 | 0 | 0 | 0 | 0 | 0 | 0 | 0 | 0 |  | 0 | 0 | 0 | 0 | 0 | 0 | 0 | 0 | 0 | 0 | 0 | 0 | 0 | 0 | 0 | 0 | 0 | 0 | 0 | 0 | 0 | 0 | 0 | 0 | 0 | 0 | 0 | 0 | 0 | 0 | [14 empty] | 0 | 0 | 0 | 0 | 0 | 0 | 0 | 0 | 0 | 0 | 0 | 0 | 0 | 0 | [15 empty] | 0 | 0 | 0 | 0 | 0 | 0 | 0 | 0 | 0 | 0 | 0 | 0 | 0 | 0 | 0 |  | 0 | 0 | 0 | 0 | 0 | 0 | 0 | 0 | 0 | 0 | 0 | 0 | 0 | 0 | 0 | 0 | 0 | 0 | 0 | 0 | 0 | 0 | 0 | 0 | 0 | 0 | 0 | 0 | 0 | 0
SDGE | Mission | 230 | [15 empty] | 0 | 0 | 0 | 0 | 0 | 0 | 0 | 0 | 0 | 0 | 0 | 0 | 0 | 0 | 0 | [29 empty] | 0 | 0 | 0 | 0 | 0 | 0 | 0 | 0 | 0 | 0 | 0 | 0 | 0 | 0 | 0 |  | 0 | 0 | 0 | 0 | 0 | 0 | 0 | 0 | 0 | 0 | 0 | 0 | 0 | 0 | 0 | 0 | 0 | 0 | 0 | 0 | 0 | 0 | 0 | 0 | 0 | 0 | 0 | 0 | 0 | 0 | [14 empty] | 0 | 0 | 0 | 0 | 0 | 0 | 0 | 0 | 0 | 0 | 0 | 0 | 0 | 0 | [15 empty] | 0 | 0 | 0 | 0 | 0 | 0 | 0 | 0 | 0 | 0 | 0 | 0 | 0 | 0 | 0 |  | 0 | 0 | 0 | 0 | 0 | 0 | 0 | 0 | 0 | 0 | 0 | 0 | 0 | 0 | 0 | 0 | 0 | 0 | 0 | 0 | 0 | 0 | 0 | 0 | 0 | 0 | 0 | 0 | 0 | 0
SDGE | Mission | 69 | [15 empty] | 0 | 0 | 0 | 0 | 0 | 0 | 0 | 0 | 0 | 0 | 0 | 0 | 0 | 0 | 0 | [29 empty] | 0 | 0 | 0 | 0 | 0 | 0 | 0 | 0 | 0 | 0 | 0 | 0 | 0 | 0 | 0 |  | 0 | 0 | 0 | 0 | 0 | 0 | 0 | 0 | 0 | 0 | 0 | 0 | 0 | 0 | 0 | 0 | 0 | 0 | 0 | 0 | 0 | 0 | 0 | 0 | 0 | 0 | 0 | 0 | 0 | 0 | [14 empty] | 0 | 0 | 0 | 0 | 0 | 0 | 0 | 0 | 0 | 0 | 0 | 0 | 0 | 0 | [15 empty] | 0 | 0 | 0 | 0 | 0 | 0 | 0 | 0 | 0 | 0 | 0 | 0 | 0 | 0 | 0 |  | 0 | 0 | 0 | 0 | 0 | 0 | 0 | 0 | 0 | 0 | 0 | 0 | 0 | 0 | 0 | 0 | 0 | 0 | 0 | 0 | 0 | 0 | 0 | 0 | 0 | 0 | 0 | 0 | 0 | 0
PG&E GBA | Mi-Wuk | 115 | [15 empty] | 0 | 0 | 0 | 0 | 0 | 0 | 0 | 0 | 0 | 0 | 0 | 0 | 0 | 0 | 0 | 0 | 0 | 0 | 0 | 0 | 0 | 0 | 0 | 0 | 0 | 0 | 0 | 0 | 0 | [15 empty] | 0 | 0 | 0 | 0 | 0 | 0 | 0 | 0 | 0 | 0 | 0 | 0 | 0 | 0 | 0 |  | 0 | 0 | 0 | 0 | 0 | 0 | 0 | 0 | 0 | 0 | 0 | 0 | 0 | 0 | 0 | 0 | 0 | 0 | 0 | 0 | 0 | 0 | 0 | 0 | 0 | 0 | 0 | 0 | 0 | 0 | [14 empty] | 0 | 0 | 0 | 0 | 0 | 0 | 0 | 0 | 0 | 0 | 0 | 0 | 0 | 0 | [15 empty] | 0 | 0 | 0 | 0 | 0 | 0 | 0 | 0 | 0 | 0 | 0 | 0 | 0 | 0 | 0 |  | 0 | 0 | 0 | 0 | 0 | 0 | 0 | 0 | 0 | 0 | 0 | 0 | 0 | 0 | 0 | 0 | 0 | 0 | 0 | 0 | 0 | 0 | 0 | 0 | 0 | 0 | 0 | 0 | 0 | 0
EOP | Mohave | 500 | [15 empty] | 0 | 0 | 0 | 0 | 0 | 0 | 0 | 0 | 0 | 0 | 0 | 0 | 0 | 0 | 0 | [9 empty] | 665 | 587 |  | 158 | 400 | [15 empty] | 0 | 0 | 0 | 0 | 0 | 0 | 0 | 0 | 0 | 0 | 665 | 587 | 0 | 158 | 400 |  | 0 | 0 | 0 | 0 | 0 | 0 | 0 | 0 | 0 | 665 | 587 | 0 | 158 | 400 | 1 | 0 | 0 | 0 | 0 | 0 | 0 | 0 | 0 | 0 | 0 | 0 | 0 | 0 | 0 | 0 | [9 empty] | 500 |  |  |  |  | 0 | 0 | 0 | 0 | 0 | 0 | 0 | 0 | 0 | 1165 | 587 | 0 | 158 | 400 | [15 empty] | 0 | 0 | 0 | 0 | 0 | 0 | 0 | 0 | 0 | 0 | 1165 | 587 | 0 | 158 | 400 |  | 0 | 0 | 0 | 0 | 0 | 0 | 0 | 0 | 0 | 1165 | 587 | 0 | 158 | 400 | 1 | 0 | 0 | 0 | 0 | 0 | 0 | 0 | 0 | 0 | 0 | 0 | 0 | 0 | 0 | 0
PG&E NGBA | Monroe | 115 | [15 empty] | 0 | 0 | 0 | 0 | 0 | 0 | 0 | 0 | 0 | 0 | 0 | 0 | 0 | 0 | 0 | 0 | 0 | 0 | 0 | 0 | 0 | 0 | 0 | 0 | 0 | 0 | 0 | 0 | 0 | [15 empty] | 0 | 0 | 0 | 0 | 0 | 0 | 0 | 0 | 0 | 0 | 0 | 0 | 0 | 0 | 0 |  | 0 | 0 | 0 | 0 | 0 | 0 | 0 | 0 | 0 | 0 | 0 | 0 | 0 | 0 | 0 | 0 | 0 | 0 | 0 | 0 | 0 | 0 | 0 | 0 | 0 | 0 | 0 | 0 | 0 | 0 | [14 empty] | 0 | 0 | 0 | 0 | 0 | 0 | 0 | 0 | 0 | 0 | 0 | 0 | 0 | 0 | [15 empty] | 0 | 0 | 0 | 0 | 0 | 0 | 0 | 0 | 0 | 0 | 0 | 0 | 0 | 0 | 0 |  | 0 | 0 | 0 | 0 | 0 | 0 | 0 | 0 | 0 | 0 | 0 | 0 | 0 | 0 | 0 | 0 | 0 | 0 | 0 | 0 | 0 | 0 | 0 | 0 | 0 | 0 | 0 | 0 | 0 | 0
SDGE | Monserate | 69 | [15 empty] | 0 | 0 | 0 | 0 | 0 | 0 | 0 | 0 | 0 | 0 | 0 | 0 | 0 | 0 | 0 | [29 empty] | 0 | 0 | 0 | 0 | 0 | 0 | 0 | 0 | 0 | 0 | 0 | 0 | 0 | 0 | 0 |  | 0 | 0 | 0 | 0 | 0 | 0 | 0 | 0 | 0 | 0 | 0 | 0 | 0 | 0 | 0 | 0 | 0 | 0 | 0 | 0 | 0 | 0 | 0 | 0 | 0 | 0 | 0 | 0 | 0 | 0 | [14 empty] | 0 | 0 | 0 | 0 | 0 | 0 | 0 | 0 | 0 | 0 | 0 | 0 | 0 | 0 | [15 empty] | 0 | 0 | 0 | 0 | 0 | 0 | 0 | 0 | 0 | 0 | 0 | 0 | 0 | 0 | 0 |  | 0 | 0 | 0 | 0 | 0 | 0 | 0 | 0 | 0 | 0 | 0 | 0 | 0 | 0 | 0 | 0 | 0 | 0 | 0 | 0 | 0 | 0 | 0 | 0 | 0 | 0 | 0 | 0 | 0 | 0
PG&E GBA | Monta Vista | 115 | [15 empty] | 0 | 0 | 0 | 0 | 0 | 0 | 0 | 0 | 0 | 0 | 0 | 0 | 0 | 0 | 0 | 0 | 0 | 0 | 0 | 0 | 0 | 0 | 0 | 0 | 0 | 0 | 0 | 0 | 0 | [15 empty] | 0 | 0 | 0 | 0 | 0 | 0 | 0 | 0 | 0 | 0 | 0 | 0 | 0 | 0 | 0 |  | 0 | 0 | 0 | 0 | 0 | 0 | 0 | 0 | 0 | 0 | 0 | 0 | 0 | 0 | 0 | 0 | 0 | 0 | 0 | 0 | 0 | 0 | 0 | 0 | 0 | 0 | 0 | 0 | 0 | 0 | [14 empty] | 0 | 0 | 0 | 0 | 0 | 0 | 0 | 0 | 0 | 0 | 0 | 0 | 0 | 0 | [15 empty] | 0 | 0 | 0 | 0 | 0 | 0 | 0 | 0 | 0 | 0 | 0 | 0 | 0 | 0 | 0 |  | 0 | 0 | 0 | 0 | 0 | 0 | 0 | 0 | 0 | 0 | 0 | 0 | 0 | 0 | 0 | 0 | 0 | 0 | 0 | 0 | 0 | 0 | 0 | 0 | 0 | 0 | 0 | 0 | 0 | 0
PG&E GBA | Monta Vista | 230 | [15 empty] | 0 | 0 | 0 | 0 | 0 | 0 | 0 | 0 | 0 | 0 | 0 | 0 | 0 | 0 | 0 | 0 | 0 | 0 | 0 | 0 | 0 | 0 | 0 | 0 | 0 | 0 | 0 | 0 | 0 | [15 empty] | 0 | 0 | 0 | 0 | 0 | 0 | 0 | 0 | 0 | 0 | 0 | 0 | 0 | 0 | 0 |  | 0 | 0 | 0 | 0 | 0 | 0 | 0 | 0 | 0 | 0 | 0 | 0 | 0 | 0 | 0 | 0 | 0 | 0 | 0 | 0 | 0 | 0 | 0 | 0 | 0 | 0 | 0 | 0 | 0 | 0 | [14 empty] | 0 | 0 | 0 | 0 | 0 | 0 | 0 | 0 | 0 | 0 | 0 | 0 | 0 | 0 | [15 empty] | 0 | 0 | 0 | 0 | 0 | 0 | 0 | 0 | 0 | 0 | 0 | 0 | 0 | 0 | 0 |  | 0 | 0 | 0 | 0 | 0 | 0 | 0 | 0 | 0 | 0 | 0 | 0 | 0 | 0 | 0 | 0 | 0 | 0 | 0 | 0 | 0 | 0 | 0 | 0 | 0 | 0 | 0 | 0 | 0 | 0
PG&E GBA | Monta Vista | 60 | [15 empty] | 0 | 0 | 0 | 0 | 0 | 0 | 0 | 0 | 0 | 0 | 0 | 0 | 0 | 0 | 0 | 0 | 0 | 0 | 0 | 0 | 0 | 0 | 0 | 0 | 0 | 0 | 0 | 0 | 0 | [15 empty] | 0 | 0 | 0 | 0 | 0 | 0 | 0 | 0 | 0 | 0 | 0 | 0 | 0 | 0 | 0 |  | 0 | 0 | 0 | 0 | 0 | 0 | 0 | 0 | 0 | 0 | 0 | 0 | 0 | 0 | 0 | 0 | 0 | 0 | 0 | 0 | 0 | 0 | 0 | 0 | 0 | 0 | 0 | 0 | 0 | 0 | [14 empty] | 0 | 0 | 0 | 0 | 0 | 0 | 0 | 0 | 0 | 0 | 0 | 0 | 0 | 0 | [15 empty] | 0 | 0 | 0 | 0 | 0 | 0 | 0 | 0 | 0 | 0 | 0 | 0 | 0 | 0 | 0 |  | 0 | 0 | 0 | 0 | 0 | 0 | 0 | 0 | 0 | 0 | 0 | 0 | 0 | 0 | 0 | 0 | 0 | 0 | 0 | 0 | 0 | 0 | 0 | 0 | 0 | 0 | 0 | 0 | 0 | 0
PG&E NGBA | Monticello | 115 | [15 empty] | 0 | 0 | 0 | 0 | 0 | 0 | 0 | 0 | 0 | 0 | 0 | 0 | 0 | 0 | 0 | 0 | 0 | 0 | 0 | 0 | 0 | 0 | 0 | 0 | 0 | 0 | 0 | 0 | 0 | [15 empty] | 0 | 0 | 0 | 0 | 0 | 0 | 0 | 0 | 0 | 0 | 0 | 0 | 0 | 0 | 0 |  | 0 | 0 | 0 | 0 | 0 | 0 | 0 | 0 | 0 | 0 | 0 | 0 | 0 | 0 | 0 | 0 | 0 | 0 | 0 | 0 | 0 | 0 | 0 | 0 | 0 | 0 | 0 | 0 | 0 | 0 | [14 empty] | 0 | 0 | 0 | 0 | 0 | 0 | 0 | 0 | 0 | 0 | 0 | 0 | 0 | 0 | [15 empty] | 0 | 0 | 0 | 0 | 0 | 0 | 0 | 0 | 0 | 0 | 0 | 0 | 0 | 0 | 0 |  | 0 | 0 | 0 | 0 | 0 | 0 | 0 | 0 | 0 | 0 | 0 | 0 | 0 | 0 | 0 | 0 | 0 | 0 | 0 | 0 | 0 | 0 | 0 | 0 | 0 | 0 | 0 | 0 | 0 | 0
SCE Northern | Moorpark | 230 | [15 empty] | 0 | 0 | 0 | 0 | 0 | 0 | 0 | 0 | 0 | 0 | 0 | 350 | 0 | 0 | 1 | [29 empty] | 0 | 0 | 0 | 0 | 0 | 0 | 0 | 0 | 0 | 0 | 0 | 0 | 0 | 0 | 0 |  | 0 | 0 | 0 | 0 | 0 | 0 | 0 | 0 | 0 | 0 | 0 | 350 | 0 | 0 | 1 | 0 | 0 | 0 | 0 | 0 | 0 | 0 | 0 | 0 | 0 | 0 | 0 | 0 | 0 | 0 | [14 empty] | 0 | 0 | 0 | 0 | 0 | 0 | 0 | 0 | 0 | 0 | 0 | 0 | 0 | 0 | [15 empty] | 0 | 0 | 0 | 0 | 0 | 0 | 0 | 0 | 0 | 0 | 0 | 0 | 0 | 0 | 0 |  | 0 | 0 | 0 | 0 | 0 | 0 | 0 | 0 | 0 | 0 | 0 | 350 | 0 | 0 | 1 | 0 | 0 | 0 | 0 | 0 | 0 | 0 | 0 | 0 | 0 | 0 | 0 | 0 | 0 | 0
SCE Northern | Moorpark | 66 | [15 empty] | 0 | 0 | 0 | 0 | 0 | 0 | 0 | 0 | 0 | 0 | 0 | 0 | 0 | 0 | 0 | [29 empty] | 0 | 0 | 0 | 0 | 0 | 0 | 0 | 0 | 0 | 0 | 0 | 0 | 0 | 0 | 0 |  | 0 | 0 | 0 | 0 | 0 | 0 | 0 | 0 | 0 | 0 | 0 | 0 | 0 | 0 | 0 | 0 | 0 | 0 | 0 | 0 | 0 | 0 | 0 | 0 | 0 | 0 | 0 | 0 | 0 | 0 | [14 empty] | 0 | 0 | 0 | 0 | 0 | 0 | 0 | 0 | 0 | 0 | 0 | 0 | 0 | 0 | [15 empty] | 0 | 0 | 0 | 0 | 0 | 0 | 0 | 0 | 0 | 0 | 0 | 0 | 0 | 0 | 0 |  | 0 | 0 | 0 | 0 | 0 | 0 | 0 | 0 | 0 | 0 | 0 | 0 | 0 | 0 | 0 | 0 | 0 | 0 | 0 | 0 | 0 | 0 | 0 | 0 | 0 | 0 | 0 | 0 | 0 | 0
PG&E GBA | Moraga | 115 | [15 empty] | 0 | 0 | 0 | 0 | 0 | 0 | 0 | 0 | 0 | 0 | 0 | 0 | 0 | 0 | 0 | 0 | 0 | 0 | 0 | 0 | 0 | 0 | 0 | 0 | 0 | 0 | 0 | 0 | 0 | [15 empty] | 0 | 0 | 0 | 0 | 0 | 0 | 0 | 0 | 0 | 0 | 0 | 0 | 0 | 0 | 0 |  | 0 | 0 | 0 | 0 | 0 | 0 | 0 | 0 | 0 | 0 | 0 | 0 | 0 | 0 | 0 | 0 | 0 | 0 | 0 | 0 | 0 | 0 | 0 | 0 | 0 | 0 | 0 | 0 | 0 | 0 | [14 empty] | 0 | 0 | 0 | 0 | 0 | 0 | 0 | 0 | 0 | 0 | 0 | 0 | 0 | 0 | [15 empty] | 0 | 0 | 0 | 0 | 0 | 0 | 0 | 0 | 0 | 0 | 0 | 0 | 0 | 0 | 0 |  | 0 | 0 | 0 | 0 | 0 | 0 | 0 | 0 | 0 | 0 | 0 | 0 | 0 | 0 | 0 | 0 | 0 | 0 | 0 | 0 | 0 | 0 | 0 | 0 | 0 | 0 | 0 | 0 | 0 | 0
PG&E GBA | Moraga | 230 | [15 empty] | 0 | 0 | 0 | 0 | 0 | 0 | 0 | 0 | 0 | 0 | 0 | 0 | 0 | 0 | 0 | 0 | 0 | 0 | 0 | 0 | 0 | 0 | 0 | 0 | 0 | 0 | 0 | 0 | 0 | [15 empty] | 0 | 0 | 0 | 0 | 0 | 0 | 0 | 0 | 0 | 0 | 0 | 0 | 0 | 0 | 0 |  | 0 | 0 | 0 | 0 | 0 | 0 | 0 | 0 | 0 | 0 | 0 | 0 | 0 | 0 | 0 | 0 | 0 | 0 | 0 | 0 | 0 | 0 | 0 | 0 | 0 | 0 | 0 | 0 | 0 | 0 | [14 empty] | 0 | 0 | 0 | 0 | 0 | 0 | 0 | 0 | 0 | 0 | 0 | 0 | 0 | 0 | [15 empty] | 0 | 0 | 0 | 0 | 0 | 0 | 0 | 0 | 0 | 0 | 0 | 0 | 0 | 0 | 0 |  | 0 | 0 | 0 | 0 | 0 | 0 | 0 | 0 | 0 | 0 | 0 | 0 | 0 | 0 | 0 | 0 | 0 | 0 | 0 | 0 | 0 | 0 | 0 | 0 | 0 | 0 | 0 | 0 | 0 | 0
PG&E GBA | Morgan Hill | 115 | [15 empty] | 0 | 0 | 0 | 0 | 0 | 0 | 0 | 0 | 0 | 0 | 0 | 0 | 0 | 0 | 0 | 0 | 0 | 0 | 0 | 0 | 0 | 0 | 0 | 0 | 0 | 0 | 0 | 0 | 0 | [15 empty] | 0 | 0 | 0 | 0 | 0 | 0 | 0 | 0 | 0 | 0 | 0 | 0 | 0 | 0 | 0 |  | 0 | 0 | 0 | 0 | 0 | 0 | 0 | 0 | 0 | 0 | 0 | 0 | 0 | 0 | 0 | 0 | 0 | 0 | 0 | 0 | 0 | 0 | 0 | 0 | 0 | 0 | 0 | 0 | 0 | 0 | [14 empty] | 0 | 0 | 0 | 0 | 0 | 0 | 0 | 0 | 0 | 0 | 0 | 0 | 0 | 0 | [15 empty] | 0 | 0 | 0 | 0 | 0 | 0 | 0 | 0 | 0 | 0 | 0 | 0 | 0 | 0 | 0 |  | 0 | 0 | 0 | 0 | 0 | 0 | 0 | 0 | 0 | 0 | 0 | 0 | 0 | 0 | 0 | 0 | 0 | 0 | 0 | 0 | 0 | 0 | 0 | 0 | 0 | 0 | 0 | 0 | 0 | 0
PG&E KERN | Morro Bay | 115 | [15 empty] | 0 | 0 | 0 | 0 | 0 | 0 | 0 | 0 | 0 | 0 | 0 | 0 | 0 | 0 | 0 | 0 | 0 | 0 | 0 | 0 | 0 | 0 | 0 | 0 | 0 | 90 | 0 | 0 | 0 | [15 empty] | 0 | 0 | 0 | 0 | 0 | 0 | 0 | 0 | 0 | 0 | 0 | 90 | 0 | 0 | 0 |  | 0 | 0 | 0 | 0 | 0 | 0 | 0 | 0 | 0 | 0 | 90 | 0 | 0 | 0 | 1 | 0 | 0 | 0 | 0 | 0 | 0 | 0 | 0 | 0 | 0 | 0 | 0 | 0 | 0 | 0 | [14 empty] | 0 | 0 | 0 | 0 | 0 | 0 | 0 | 0 | 0 | 0 | 90 | 0 | 0 | 0 | [15 empty] | 0 | 0 | 0 | 0 | 0 | 0 | 0 | 0 | 0 | 0 | 0 | 90 | 0 | 0 | 0 |  | 0 | 0 | 0 | 0 | 0 | 0 | 0 | 0 | 0 | 0 | 90 | 0 | 0 | 0 | 1 | 0 | 0 | 0 | 0 | 0 | 0 | 0 | 0 | 0 | 0 | 0 | 0 | 0 | 0 | 0
PG&E KERN | Morro Bay | 230 | [15 empty] | 0 | 0 | 0 | 0 | 0 | 0 | 0 | 0 | 0 | 0 | 0 | 0 | 0 | 0 | 0 | 0 | 0 | 0 | 0 | 0 | 0 | 0 | 0 | 0 | 0 | 0 | 0 | 0 | 0 | [15 empty] | 0 | 0 | 0 | 0 | 0 | 0 | 0 | 0 | 0 | 0 | 0 | 0 | 0 | 0 | 0 |  | 0 | 0 | 0 | 0 | 0 | 0 | 0 | 0 | 0 | 0 | 0 | 0 | 0 | 0 | 0 | 0 | 0 | 0 | 0 | 0 | 0 | 0 | 0 | 0 | 0 | 0 | 0 | 0 | 0 | 0 | [14 empty] | 0 | 0 | 0 | 0 | 0 | 0 | 0 | 0 | 0 | 0 | 0 | 0 | 0 | 0 | [15 empty] | 0 | 0 | 0 | 0 | 0 | 0 | 0 | 0 | 0 | 0 | 0 | 0 | 0 | 0 | 0 |  | 0 | 0 | 0 | 0 | 0 | 0 | 0 | 0 | 0 | 0 | 0 | 0 | 0 | 0 | 0 | 0 | 0 | 0 | 0 | 0 | 0 | 0 | 0 | 0 | 0 | 0 | 0 | 0 | 0 | 0
PG&E KERN | Morro Bay | 500 | [15 empty] | 0 | 0 | 0 | 0 | 0 | 0 | 0 | 0 | 0 | 0 | 0 | 0 | 0 | 0 | 0 | 0 | 0 | 0 | 0 | 0 | 0 | 0 | 0 | 0 | 60 | 0 | 0 | 0 | 0 | [15 empty] | 0 | 0 | 0 | 0 | 0 | 0 | 0 | 0 | 0 | 0 | 60 | 0 | 0 | 0 | 0 |  | 0 | 0 | 0 | 0 | 0 | 0 | 0 | 0 | 0 | 60 | 0 | 0 | 0 | 0 | 1 | 0 | 0 | 0 | 0 | 0 | 0 | 0 | 0 | 0 | 0 | 0 | 0 | 0 | 0 | 0 | [14 empty] | 0 | 0 | 0 | 0 | 0 | 0 | 0 | 0 | 0 | 60 | 0 | 0 | 0 | 0 | [15 empty] | 0 | 0 | 0 | 0 | 0 | 0 | 0 | 0 | 0 | 0 | 60 | 0 | 0 | 0 | 0 |  | 0 | 0 | 0 | 0 | 0 | 0 | 0 | 0 | 0 | 60 | 0 | 0 | 0 | 0 | 1 | 0 | 0 | 0 | 0 | 0 | 0 | 0 | 0 | 0 | 0 | 0 | 0 | 0 | 0 | 0
PG&E GBA | Moss Landing | 115 | [15 empty] | 0 | 0 | 0 | 0 | 0 | 0 | 0 | 0 | 0 | 0 | 0 | 0 | 0 | 0 | 0 | 0 | 0 | 0 | 0 | 0 | 0 | 0 | 0 | 0 | 0 | 0 | 0 | 0 | 0 | [15 empty] | 0 | 0 | 0 | 0 | 0 | 0 | 0 | 0 | 0 | 0 | 0 | 0 | 0 | 0 | 0 |  | 0 | 0 | 0 | 0 | 0 | 0 | 0 | 0 | 0 | 0 | 0 | 0 | 0 | 0 | 0 | 0 | 0 | 0 | 0 | 0 | 0 | 0 | 0 | 0 | 0 | 0 | 0 | 0 | 0 | 0 | [14 empty] | 0 | 0 | 0 | 0 | 0 | 0 | 0 | 0 | 0 | 0 | 0 | 0 | 0 | 0 | [15 empty] | 0 | 0 | 0 | 0 | 0 | 0 | 0 | 0 | 0 | 0 | 0 | 0 | 0 | 0 | 0 |  | 0 | 0 | 0 | 0 | 0 | 0 | 0 | 0 | 0 | 0 | 0 | 0 | 0 | 0 | 0 | 0 | 0 | 0 | 0 | 0 | 0 | 0 | 0 | 0 | 0 | 0 | 0 | 0 | 0 | 0
PG&E GBA | Moss Landing | 230 | [15 empty] | 0 | 0 | 0 | 0 | 0 | 0 | 0 | 0 | 0 | 0 | 0 | 0 | 0 | 0 | 0 | 0 | 0 | 0 | 0 | 0 | 0 | 0 | 0 | 0 | 0 | 0 | 0 | 0 | 0 | [15 empty] | 0 | 0 | 0 | 0 | 0 | 0 | 0 | 0 | 0 | 0 | 0 | 0 | 0 | 0 | 0 |  | 0 | 0 | 0 | 0 | 0 | 0 | 0 | 0 | 0 | 0 | 0 | 0 | 0 | 0 | 0 | 0 | 0 | 0 | 0 | 0 | 0 | 0 | 0 | 0 | 0 | 0 | 0 | 0 | 0 | 0 | [14 empty] | 0 | 0 | 0 | 0 | 0 | 0 | 0 | 0 | 0 | 0 | 0 | 0 | 0 | 0 | [15 empty] | 0 | 0 | 0 | 0 | 0 | 0 | 0 | 0 | 0 | 0 | 0 | 0 | 0 | 0 | 0 |  | 0 | 0 | 0 | 0 | 0 | 0 | 0 | 0 | 0 | 0 | 0 | 0 | 0 | 0 | 0 | 0 | 0 | 0 | 0 | 0 | 0 | 0 | 0 | 0 | 0 | 0 | 0 | 0 | 0 | 0
PG&E GBA | Moss Landing | 500 | [15 empty] | 0 | 0 | 0 | 0 | 0 | 0 | 0 | 0 | 0 | 0 | 0 | 0 | 0 | 0 | 0 | 0 | 0 | 0 | 0 | 0 | 0 | 0 | 0 | 0 | 0 | 0 | 0 | 0 | 0 | [15 empty] | 0 | 0 | 0 | 0 | 0 | 0 | 0 | 0 | 0 | 0 | 0 | 0 | 0 | 0 | 0 |  | 0 | 0 | 0 | 0 | 0 | 0 | 0 | 0 | 0 | 0 | 0 | 0 | 0 | 0 | 0 | 0 | 0 | 0 | 0 | 0 | 0 | 0 | 0 | 0 | 0 | 0 | 0 | 0 | 0 | 0 | [14 empty] | 0 | 0 | 0 | 0 | 0 | 0 | 0 | 0 | 0 | 0 | 0 | 0 | 0 | 0 | [15 empty] | 0 | 0 | 0 | 0 | 0 | 0 | 0 | 0 | 0 | 0 | 0 | 0 | 0 | 0 | 0 |  | 0 | 0 | 0 | 0 | 0 | 0 | 0 | 0 | 0 | 0 | 0 | 0 | 0 | 0 | 0 | 0 | 0 | 0 | 0 | 0 | 0 | 0 | 0 | 0 | 0 | 0 | 0 | 0 | 0 | 0
EOP | Mountain Pass | 115 | [15 empty] | 0 | 0 | 0 | 0 | 0 | 0 | 0 | 0 | 0 | 0 | 0 | 0 | 0 | 0 | 0 | [29 empty] | 0 | 0 | 0 | 0 | 0 | 0 | 0 | 0 | 0 | 0 | 0 | 0 | 0 | 0 | 0 |  | 0 | 0 | 0 | 0 | 0 | 0 | 0 | 0 | 0 | 0 | 0 | 0 | 0 | 0 | 0 | 0 | 0 | 0 | 0 | 0 | 0 | 0 | 0 | 0 | 0 | 0 | 0 | 0 | 0 | 0 | [14 empty] | 0 | 0 | 0 | 0 | 0 | 0 | 0 | 0 | 0 | 0 | 0 | 0 | 0 | 0 | [15 empty] | 0 | 0 | 0 | 0 | 0 | 0 | 0 | 0 | 0 | 0 | 0 | 0 | 0 | 0 | 0 |  | 0 | 0 | 0 | 0 | 0 | 0 | 0 | 0 | 0 | 0 | 0 | 0 | 0 | 0 | 0 | 0 | 0 | 0 | 0 | 0 | 0 | 0 | 0 | 0 | 0 | 0 | 0 | 0 | 0 | 0
PG&E GBA | Mountain View | 115 | [15 empty] | 0 | 0 | 0 | 0 | 0 | 0 | 0 | 0 | 0 | 0 | 0 | 0 | 0 | 0 | 0 | 0 | 0 | 0 | 0 | 0 | 0 | 0 | 0 | 0 | 0 | 0 | 0 | 0 | 0 | [15 empty] | 0 | 0 | 0 | 0 | 0 | 0 | 0 | 0 | 0 | 0 | 0 | 0 | 0 | 0 | 0 |  | 0 | 0 | 0 | 0 | 0 | 0 | 0 | 0 | 0 | 0 | 0 | 0 | 0 | 0 | 0 | 0 | 0 | 0 | 0 | 0 | 0 | 0 | 0 | 0 | 0 | 0 | 0 | 0 | 0 | 0 | [14 empty] | 0 | 0 | 0 | 0 | 0 | 0 | 0 | 0 | 0 | 0 | 0 | 0 | 0 | 0 | [15 empty] | 0 | 0 | 0 | 0 | 0 | 0 | 0 | 0 | 0 | 0 | 0 | 0 | 0 | 0 | 0 |  | 0 | 0 | 0 | 0 | 0 | 0 | 0 | 0 | 0 | 0 | 0 | 0 | 0 | 0 | 0 | 0 | 0 | 0 | 0 | 0 | 0 | 0 | 0 | 0 | 0 | 0 | 0 | 0 | 0 | 0
PG&E GBA | Mt Eden | 115 | [15 empty] | 0 | 0 | 0 | 0 | 0 | 0 | 0 | 0 | 0 | 0 | 0 | 0 | 0 | 0 | 0 | 0 | 0 | 0 | 0 | 0 | 0 | 0 | 0 | 0 | 0 | 0 | 0 | 0 | 0 | [15 empty] | 0 | 0 | 0 | 0 | 0 | 0 | 0 | 0 | 0 | 0 | 0 | 0 | 0 | 0 | 0 |  | 0 | 0 | 0 | 0 | 0 | 0 | 0 | 0 | 0 | 0 | 0 | 0 | 0 | 0 | 0 | 0 | 0 | 0 | 0 | 0 | 0 | 0 | 0 | 0 | 0 | 0 | 0 | 0 | 0 | 0 | [14 empty] | 0 | 0 | 0 | 0 | 0 | 0 | 0 | 0 | 0 | 0 | 0 | 0 | 0 | 0 | [15 empty] | 0 | 0 | 0 | 0 | 0 | 0 | 0 | 0 | 0 | 0 | 0 | 0 | 0 | 0 | 0 |  | 0 | 0 | 0 | 0 | 0 | 0 | 0 | 0 | 0 | 0 | 0 | 0 | 0 | 0 | 0 | 0 | 0 | 0 | 0 | 0 | 0 | 0 | 0 | 0 | 0 | 0 | 0 | 0 | 0 | 0
PG&E KERN | Mt Poso | 115 | [15 empty] | 0 | 0 | 0 | 0 | 0 | 0 | 0 | 0 | 0 | 0 | 0 | 0 | 0 | 0 | 0 | 0 | 0 | 0 | 0 | 0 | 0 | 0 | 0 | 0 | 0 | 0 | 0 | 0 | 0 | [15 empty] | 0 | 0 | 0 | 0 | 0 | 0 | 0 | 0 | 0 | 0 | 0 | 0 | 0 | 0 | 0 |  | 0 | 0 | 0 | 0 | 0 | 0 | 0 | 0 | 0 | 0 | 0 | 0 | 0 | 0 | 0 | 0 | 0 | 0 | 0 | 0 | 0 | 0 | 0 | 0 | 0 | 0 | 0 | 0 | 0 | 0 | [14 empty] | 0 | 0 | 0 | 0 | 0 | 0 | 0 | 0 | 0 | 0 | 0 | 0 | 0 | 0 | [15 empty] | 0 | 0 | 0 | 0 | 0 | 0 | 0 | 0 | 0 | 0 | 0 | 0 | 0 | 0 | 0 |  | 0 | 0 | 0 | 0 | 0 | 0 | 0 | 0 | 0 | 0 | 0 | 0 | 0 | 0 | 0 | 0 | 0 | 0 | 0 | 0 | 0 | 0 | 0 | 0 | 0 | 0 | 0 | 0 | 0 | 0
SDGE | Murray | 69 | [15 empty] | 0 | 0 | 0 | 0 | 0 | 0 | 0 | 0 | 0 | 0 | 0 | 0 | 0 | 0 | 0 | [29 empty] | 0 | 0 | 0 | 0 | 0 | 0 | 0 | 0 | 0 | 0 | 0 | 0 | 0 | 0 | 0 |  | 0 | 0 | 0 | 0 | 0 | 0 | 0 | 0 | 0 | 0 | 0 | 0 | 0 | 0 | 0 | 0 | 0 | 0 | 0 | 0 | 0 | 0 | 0 | 0 | 0 | 0 | 0 | 0 | 0 | 0 | [14 empty] | 0 | 0 | 0 | 0 | 0 | 0 | 0 | 0 | 0 | 0 | 0 | 0 | 0 | 0 | [15 empty] | 0 | 0 | 0 | 0 | 0 | 0 | 0 | 0 | 0 | 0 | 0 | 0 | 0 | 0 | 0 |  | 0 | 0 | 0 | 0 | 0 | 0 | 0 | 0 | 0 | 0 | 0 | 0 | 0 | 0 | 0 | 0 | 0 | 0 | 0 | 0 | 0 | 0 | 0 | 0 | 0 | 0 | 0 | 0 | 0 | 0
PG&E FRESNO | Mustang | 230 | [15 empty] | 0 | 0 | 0 | 0 | 0 | 0 | 0 | 0 | 0 | 0 | 0 | 0 | 0 | 0 | 0 | 0 | 0 | 0 | 0 | 0 | 0 | 0 | 0 | 0 | 0 | 0 | 0 | 0 | 0 | [15 empty] | 0 | 0 | 0 | 0 | 0 | 0 | 0 | 0 | 0 | 0 | 0 | 0 | 0 | 0 | 0 |  | 0 | 0 | 0 | 0 | 0 | 0 | 0 | 0 | 0 | 0 | 0 | 0 | 0 | 0 | 0 | 0 | 0 | 0 | 0 | 0 | 0 | 0 | 0 | 0 | 0 | 0 | 0 | 0 | 0 | 0 | 0 | 0 | 0 | 0 | 0 | 0 | 0 | 0 | 0 | 0 | 0 | 0 | 0 | 0 | 0 | 0 | 0 | 0 | 0 | 0 | 0 | 0 | 0 | 0 | 0 | 0 | 0 | 0 | [15 empty] | 0 | 0 | 0 | 0 | 0 | 0 | 0 | 0 | 0 | 0 | 0 | 0 | 0 | 0 | 0 |  | 0 | 0 | 0 | 0 | 0 | 0 | 0 | 0 | 0 | 0 | 0 | 0 | 0 | 0 | 0 | 0 | 0 | 0 | 0 | 0 | 0 | 0 | 0 | 0 | 0 | 0 | 0 | 0 | 0 | 0
SCE Northern | Neenach | 66 | [15 empty] | 0 | 0 | 0 | 0 | 0 | 0 | 0 | 0 | 0 | 0 | 0 | 0 | 0 | 0 | 0 | [29 empty] | 0 | 0 | 0 | 0 | 0 | 0 | 0 | 0 | 0 | 0 | 0 | 0 | 0 | 0 | 0 |  | 0 | 0 | 0 | 0 | 0 | 0 | 0 | 0 | 0 | 0 | 0 | 0 | 0 | 0 | 0 | 0 | 0 | 0 | 0 | 0 | 0 | 0 | 0 | 0 | 0 | 0 | 0 | 0 | 0 | 0 | [14 empty] | 0 | 0 | 0 | 0 | 0 | 0 | 0 | 0 | 0 | 0 | 0 | 0 | 0 | 0 | [15 empty] | 0 | 0 | 0 | 0 | 0 | 0 | 0 | 0 | 0 | 0 | 0 | 0 | 0 | 0 | 0 |  | 0 | 0 | 0 | 0 | 0 | 0 | 0 | 0 | 0 | 0 | 0 | 0 | 0 | 0 | 0 | 0 | 0 | 0 | 0 | 0 | 0 | 0 | 0 | 0 | 0 | 0 | 0 | 0 | 0 | 0
PG&E KERN | New Sub - Gates - Midway (Proposed) | 230 | [15 empty] | 0 | 0 | 0 | 0 | 0 | 0 | 0 | 0 | 0 | 0 | 440 | 238.5 | 0 | 0 | 1 | 0 | 0 | 0 | 0 | 0 | 0 | 0 | 0 | 0 | 890 | 480 | 0 | 0 | 0 | [15 empty] | 0 | 0 | 0 | 0 | 0 | 0 | 0 | 0 | 0 | 0 | 890 | 480 | 0 | 0 | 0 |  | 0 | 0 | 0 | 0 | 0 | 0 | 0 | 0 | 0 | 890 | 920 | 238.5 | 0 | 0 | 1 | 0 | 0 | 0 | 0 | 0 | 0 | 0 | 0 | 0 | 0 | 0 | 0 | 0 | 0 | 0 | [14 empty] | 0 | 0 | 0 | 0 | 0 | 0 | 0 | 0 | 0 | 890 | 480 | 0 | 0 | 0 | [15 empty] | 0 | 0 | 0 | 0 | 0 | 0 | 0 | 0 | 0 | 0 | 890 | 480 | 0 | 0 | 0 |  | 0 | 0 | 0 | 0 | 0 | 0 | 0 | 0 | 0 | 890 | 920 | 238.5 | 0 | 0 | 1 | 0 | 0 | 0 | 0 | 0 | 0 | 0 | 0 | 0 | 0 | 0 | 0 | 0 | 0 | 0
PG&E KERN | New Sub - Gates - Templeton (Proposed) | 230 | [15 empty] | 0 | 0 | 0 | 0 | 0 | 0 | 0 | 0 | 0 | 0 | 0 | 0 | 0 | 0 | 0 | 0 | 0 | 0 | 0 | 0 | 0 | 0 | 0 | 0 | 0 | 240 | 0 | 0 | 0 | [15 empty] | 0 | 0 | 0 | 0 | 0 | 0 | 0 | 0 | 0 | 0 | 0 | 240 | 0 | 0 | 0 |  | 0 | 0 | 0 | 0 | 0 | 0 | 0 | 0 | 0 | 0 | 240 | 0 | 0 | 0 | 1 | 0 | 0 | 0 | 0 | 0 | 0 | 0 | 0 | 0 | 0 | 0 | 0 | 0 | 0 | 0 | [14 empty] | 0 | 0 | 0 | 0 | 0 | 0 | 0 | 0 | 0 | 0 | 240 | 0 | 0 | 0 | [15 empty] | 0 | 0 | 0 | 0 | 0 | 0 | 0 | 0 | 0 | 0 | 0 | 240 | 0 | 0 | 0 |  | 0 | 0 | 0 | 0 | 0 | 0 | 0 | 0 | 0 | 0 | 240 | 0 | 0 | 0 | 1 | 0 | 0 | 0 | 0 | 0 | 0 | 0 | 0 | 0 | 0 | 0 | 0 | 0 | 0 | 0
SCE NOL | New Sub - Kramer - Lugo (Proposed) | 230 | [15 empty] | 0 | 0 | 0 | 0 | 0 | 0 | 0 | 0 | 0 | 0 | 0 | 0 | 0 | 0 | 0 | [29 empty] | 0 | 0 | 0 | 0 | 0 | 0 | 0 | 0 | 0 | 0 | 0 | 0 | 0 | 0 | 0 |  | 0 | 0 | 0 | 0 | 0 | 0 | 0 | 0 | 0 | 0 | 0 | 0 | 0 | 0 | 0 | 0 | 0 | 0 | 0 | 0 | 0 | 0 | 0 | 0 | 0 | 0 | 0 | 0 | 0 | 0 | [14 empty] | 0 | 0 | 0 | 0 | 0 | 0 | 0 | 0 | 0 | 0 | 0 | 0 | 0 | 0 | [15 empty] | 0 | 0 | 0 | 0 | 0 | 0 | 0 | 0 | 0 | 0 | 0 | 0 | 0 | 0 | 0 |  | 0 | 0 | 0 | 0 | 0 | 0 | 0 | 0 | 0 | 0 | 0 | 0 | 0 | 0 | 0 | 0 | 0 | 0 | 0 | 0 | 0 | 0 | 0 | 0 | 0 | 0 | 0 | 0 | 0 | 0
PG&E FRESNO | New Sub - Los Banos - Midway (Proposed) | 500 | [15 empty] | 0 | 0 | 0 | 0 | 0 | 0 | 0 | 0 | 0 | 0 | 0 | 0 | 0 | 0 | 0 | 0 | 0 | 0 | 0 | 0 | 0 | 0 | 0 | 0 | 0 | 0 | 0 | 0 | 0 | [15 empty] | 0 | 0 | 0 | 0 | 0 | 0 | 0 | 0 | 0 | 0 | 0 | 0 | 0 | 0 | 0 |  | 0 | 0 | 0 | 0 | 0 | 0 | 0 | 0 | 0 | 0 | 0 | 0 | 0 | 0 | 0 | 0 | 0 | 0 | 0 | 0 | 0 | 0 | 0 | 0 | 0 | 0 | 0 | 0 | 0 | 0 | 0 | 0 | 0 | 0 | 0 | 0 | 0 | 0 | 0 | 0 | 0 | 0 | 0 | 0 | 0 | 0 | 0 | 0 | 0 | 0 | 0 | 0 | 0 | 0 | 0 | 0 | 0 | 0 | [15 empty] | 0 | 0 | 0 | 0 | 0 | 0 | 0 | 0 | 0 | 0 | 0 | 0 | 0 | 0 | 0 |  | 0 | 0 | 0 | 0 | 0 | 0 | 0 | 0 | 0 | 0 | 0 | 0 | 0 | 0 | 0 | 0 | 0 | 0 | 0 | 0 | 0 | 0 | 0 | 0 | 0 | 0 | 0 | 0 | 0 | 0
SCE NOL | New Sub - Lugo - Pisgah (Proposed) | 230 | [15 empty] | 0 | 0 | 0 | 0 | 0 | 0 | 0 | 0 | 0 | 0 | 0 | 0 | 0 | 0 | 0 | [29 empty] | 0 | 0 | 0 | 0 | 0 | 0 | 0 | 0 | 0 | 0 | 0 | 0 | 0 | 0 | 0 |  | 0 | 0 | 0 | 0 | 0 | 0 | 0 | 0 | 0 | 0 | 0 | 0 | 0 | 0 | 0 | 0 | 0 | 0 | 0 | 0 | 0 | 0 | 0 | 0 | 0 | 0 | 0 | 0 | 0 | 0 | [14 empty] | 0 | 0 | 0 | 0 | 0 | 0 | 0 | 0 | 0 | 0 | 0 | 0 | 0 | 0 | [15 empty] | 0 | 0 | 0 | 0 | 0 | 0 | 0 | 0 | 0 | 0 | 0 | 0 | 0 | 0 | 0 |  | 0 | 0 | 0 | 0 | 0 | 0 | 0 | 0 | 0 | 0 | 0 | 0 | 0 | 0 | 0 | 0 | 0 | 0 | 0 | 0 | 0 | 0 | 0 | 0 | 0 | 0 | 0 | 0 | 0 | 0
PG&E KERN | New Sub - Midway - Wheeler Ridge (Proposed) | 230 | [15 empty] | 0 | 0 | 0 | 0 | 0 | 0 | 0 | 0 | 0 | 0 | 0 | 0 | 0 | 0 | 0 | 0 | 0 | 0 | 0 | 0 | 0 | 0 | 0 | 0 | 890 | 475 | 0 | 0 | 0 | [15 empty] | 0 | 0 | 0 | 0 | 0 | 0 | 0 | 0 | 0 | 0 | 890 | 475 | 0 | 0 | 0 |  | 0 | 0 | 0 | 0 | 0 | 0 | 0 | 0 | 0 | 890 | 475 | 0 | 0 | 0 | 1 | 0 | 0 | 0 | 0 | 0 | 0 | 0 | 0 | 0 | 0 | 0 | 0 | 0 | 0 | 0 | [14 empty] | 0 | 0 | 0 | 0 | 0 | 0 | 0 | 0 | 0 | 890 | 475 | 0 | 0 | 0 | [15 empty] | 0 | 0 | 0 | 0 | 0 | 0 | 0 | 0 | 0 | 0 | 890 | 475 | 0 | 0 | 0 |  | 0 | 0 | 0 | 0 | 0 | 0 | 0 | 0 | 0 | 890 | 475 | 0 | 0 | 0 | 1 | 0 | 0 | 0 | 0 | 0 | 0 | 0 | 0 | 0 | 0 | 0 | 0 | 0 | 0 | 0
PG&E NGBA | New Sub - Near existing Leavitt (PSREC) | 345 | [15 empty] | 0 | 0 | 0 | 0 | 0 | 0 | 0 | 0 | 0 | 0 | 0 | 0 | 0 | 0 | 0 | 180 | 0 | 0 | 0 | 0 | 0 | 0 | 0 | 0 | 0 | 0 | 0 | 0 | 0 | [15 empty] | 0 | 180 | 0 | 0 | 0 | 0 | 0 | 0 | 0 | 0 | 0 | 0 | 0 | 0 | 0 |  | 180 | 0 | 0 | 0 | 0 | 0 | 0 | 0 | 0 | 0 | 0 | 0 | 0 | 0 | 1 | 0 | 0 | 0 | 0 | 0 | 0 | 0 | 0 | 0 | 0 | 0 | 0 | 0 | 0 | 0 |  |  | 110 | [11 empty] | 180 | 0 | 110 | 0 | 0 | 0 | 0 | 0 | 0 | 0 | 0 | 0 | 0 | 0 | [15 empty] | 0 | 180 | 0 | 110 | 0 | 0 | 0 | 0 | 0 | 0 | 0 | 0 | 0 | 0 | 0 |  | 180 | 0 | 110 | 0 | 0 | 0 | 0 | 0 | 0 | 0 | 0 | 0 | 0 | 0 | 1 | 0 | 0 | 0 | 0 | 0 | 0 | 0 | 0 | 0 | 0 | 0 | 0 | 0 | 0 | 0
PG&E NGBA | New Sub - Near existing Madeline (NVE) | 345 | [15 empty] | 0 | 0 | 0 | 0 | 0 | 0 | 0 | 0 | 0 | 0 | 0 | 0 | 0 | 0 | 0 | 0 | 0 | 0 | 0 | 0 | 0 | 0 | 0 | 0 | 0 | 0 | 0 | 0 | 0 | [15 empty] | 0 | 0 | 0 | 0 | 0 | 0 | 0 | 0 | 0 | 0 | 0 | 0 | 0 | 0 | 0 |  | 0 | 0 | 0 | 0 | 0 | 0 | 0 | 0 | 0 | 0 | 0 | 0 | 0 | 0 | 0 | 0 | 0 | 0 | 0 | 0 | 0 | 0 | 0 | 0 | 0 | 0 | 0 | 0 | 0 | 0 | [14 empty] | 0 | 0 | 0 | 0 | 0 | 0 | 0 | 0 | 0 | 0 | 0 | 0 | 0 | 0 | [15 empty] | 0 | 0 | 0 | 0 | 0 | 0 | 0 | 0 | 0 | 0 | 0 | 0 | 0 | 0 | 0 |  | 0 | 0 | 0 | 0 | 0 | 0 | 0 | 0 | 0 | 0 | 0 | 0 | 0 | 0 | 0 | 0 | 0 | 0 | 0 | 0 | 0 | 0 | 0 | 0 | 0 | 0 | 0 | 0 | 0 | 0
SDGE | New Sub - North Gila - IV (Proposed) | 500 | [15 empty] | 0 | 0 | 0 | 0 | 0 | 0 | 0 | 0 | 0 | 0 | 0 | 0 | 0 | 0 | 0 | [29 empty] | 0 | 0 | 0 | 0 | 0 | 0 | 0 | 0 | 0 | 0 | 0 | 0 | 0 | 0 | 0 |  | 0 | 0 | 0 | 0 | 0 | 0 | 0 | 0 | 0 | 0 | 0 | 0 | 0 | 0 | 0 | 0 | 0 | 0 | 0 | 0 | 0 | 0 | 0 | 0 | 0 | 0 | 0 | 0 | 0 | 0 | [14 empty] | 0 | 0 | 0 | 0 | 0 | 0 | 0 | 0 | 0 | 0 | 0 | 0 | 0 | 0 | [15 empty] | 0 | 0 | 0 | 0 | 0 | 0 | 0 | 0 | 0 | 0 | 0 | 0 | 0 | 0 | 0 |  | 0 | 0 | 0 | 0 | 0 | 0 | 0 | 0 | 0 | 0 | 0 | 0 | 0 | 0 | 0 | 0 | 0 | 0 | 0 | 0 | 0 | 0 | 0 | 0 | 0 | 0 | 0 | 0 | 0 | 0
PG&E NGBA | New Sub - Pit 1 - Cottonwood (Proposed) | 230 | [15 empty] | 0 | 0 | 0 | 0 | 0 | 0 | 0 | 0 | 0 | 0 | 0 | 0 | 0 | 0 | 0 | 0 | 0 | 0 | 0 | 0 | 0 | 0 | 0 | 0 | 0 | 0 | 0 | 0 | 0 | [15 empty] | 0 | 0 | 0 | 0 | 0 | 0 | 0 | 0 | 0 | 0 | 0 | 0 | 0 | 0 | 0 |  | 0 | 0 | 0 | 0 | 0 | 0 | 0 | 0 | 0 | 0 | 0 | 0 | 0 | 0 | 0 | 0 | 0 | 0 | 0 | 0 | 0 | 0 | 0 | 0 | 0 | 0 | 0 | 0 | 0 | 0 | [14 empty] | 0 | 0 | 0 | 0 | 0 | 0 | 0 | 0 | 0 | 0 | 0 | 0 | 0 | 0 | [15 empty] | 0 | 0 | 0 | 0 | 0 | 0 | 0 | 0 | 0 | 0 | 0 | 0 | 0 | 0 | 0 |  | 0 | 0 | 0 | 0 | 0 | 0 | 0 | 0 | 0 | 0 | 0 | 0 | 0 | 0 | 0 | 0 | 0 | 0 | 0 | 0 | 0 | 0 | 0 | 0 | 0 | 0 | 0 | 0 | 0 | 0
PG&E GBA | New Sub - Rancho Seco - Bellota (Proposed) | 230 | [15 empty] | 0 | 0 | 0 | 0 | 0 | 0 | 0 | 0 | 0 | 0 | 0 | 0 | 0 | 0 | 0 | 0 | 0 | 0 | 0 | 0 | 0 | 0 | 0 | 0 | 0 | 0 | 0 | 0 | 0 | [15 empty] | 0 | 0 | 0 | 0 | 0 | 0 | 0 | 0 | 0 | 0 | 0 | 0 | 0 | 0 | 0 |  | 0 | 0 | 0 | 0 | 0 | 0 | 0 | 0 | 0 | 0 | 0 | 0 | 0 | 0 | 0 | 0 | 0 | 0 | 0 | 0 | 0 | 0 | 0 | 0 | 0 | 0 | 0 | 0 | 0 | 0 | [14 empty] | 0 | 0 | 0 | 0 | 0 | 0 | 0 | 0 | 0 | 0 | 0 | 0 | 0 | 0 | [15 empty] | 0 | 0 | 0 | 0 | 0 | 0 | 0 | 0 | 0 | 0 | 0 | 0 | 0 | 0 | 0 |  | 0 | 0 | 0 | 0 | 0 | 0 | 0 | 0 | 0 | 0 | 0 | 0 | 0 | 0 | 0 | 0 | 0 | 0 | 0 | 0 | 0 | 0 | 0 | 0 | 0 | 0 | 0 | 0 | 0 | 0
SDGE | New Sub - Suncrest - Ocotillo (Proposed) | 500 | [15 empty] | 0 | 0 | 0 | 0 | 0 | 0 | 0 | 0 | 0 | 0 | 0 | 0 | 0 | 0 | 0 |  |  | 280 | [26 empty] | 0 | 0 | 0 | 280 | 0 | 0 | 0 | 0 | 0 | 0 | 0 | 0 | 0 | 0 | 0 |  | 0 | 0 | 280 | 0 | 0 | 0 | 0 | 0 | 0 | 0 | 0 | 0 | 0 | 0 | 1 | 0 | 0 | 0 | 0 | 0 | 0 | 0 | 0 | 0 | 0 | 0 | 0 | 0 | 0 | 0 | [14 empty] | 0 | 0 | 280 | 0 | 0 | 0 | 0 | 0 | 0 | 0 | 0 | 0 | 0 | 0 | [15 empty] | 0 | 0 | 0 | 280 | 0 | 0 | 0 | 0 | 0 | 0 | 0 | 0 | 0 | 0 | 0 |  | 0 | 0 | 280 | 0 | 0 | 0 | 0 | 0 | 0 | 0 | 0 | 0 | 0 | 0 | 1 | 0 | 0 | 0 | 0 | 0 | 0 | 0 | 0 | 0 | 0 | 0 | 0 | 0 | 0 | 0
PG&E FRESNO | New Sub - Westley - Quinto (Proposed) | 230 | [15 empty] | 0 | 0 | 0 | 0 | 0 | 0 | 0 | 0 | 0 | 0 | 0 | 0 | 0 | 0 | 0 | 80 | 0 | 0 | 0 | 0 | 0 | 0 | 0 | 0 | 0 | 0 | 0 | 0 | 0 | [15 empty] | 0 | 80 | 0 | 0 | 0 | 0 | 0 | 0 | 0 | 0 | 0 | 0 | 0 | 0 | 0 |  | 80 | 0 | 0 | 0 | 0 | 0 | 0 | 0 | 0 | 0 | 0 | 0 | 0 | 0 | 1 | 0 | 0 | 0 | 0 | 0 | 0 | 0 | 0 | 0 | 0 | 0 | 0 | 0 | 0 | 0 | 0 | 0 | 0 | 0 | 0 | 0 | 0 | 0 | 0 | 175 | 0 | 0 | 0 | 0 | 80 | 0 | 0 | 0 | 0 | 0 | 0 | 0 | 0 | 175 | 0 | 0 | 0 | 0 | [15 empty] | 0 | 80 | 0 | 0 | 0 | 0 | 0 | 0 | 0 | 0 | 175 | 0 | 0 | 0 | 0 |  | 80 | 0 | 0 | 0 | 0 | 0 | 0 | 0 | 0 | 175 | 0 | 0 | 0 | 0 | 1 | 0 | 0 | 0 | 0 | 0 | 0 | 0 | 0 | 0 | 0 | 0 | 0 | 0 | 0 | 0
PG&E GBA | Newark | 115 | [15 empty] | 0 | 0 | 0 | 0 | 0 | 0 | 0 | 0 | 0 | 0 | 0 | 0 | 0 | 0 | 0 | 0 | 0 | 0 | 0 | 0 | 0 | 0 | 0 | 0 | 0 | 0 | 0 | 0 | 0 | [15 empty] | 0 | 0 | 0 | 0 | 0 | 0 | 0 | 0 | 0 | 0 | 0 | 0 | 0 | 0 | 0 |  | 0 | 0 | 0 | 0 | 0 | 0 | 0 | 0 | 0 | 0 | 0 | 0 | 0 | 0 | 0 | 0 | 0 | 0 | 0 | 0 | 0 | 0 | 0 | 0 | 0 | 0 | 0 | 0 | 0 | 0 | [14 empty] | 0 | 0 | 0 | 0 | 0 | 0 | 0 | 0 | 0 | 0 | 0 | 0 | 0 | 0 | [15 empty] | 0 | 0 | 0 | 0 | 0 | 0 | 0 | 0 | 0 | 0 | 0 | 0 | 0 | 0 | 0 |  | 0 | 0 | 0 | 0 | 0 | 0 | 0 | 0 | 0 | 0 | 0 | 0 | 0 | 0 | 0 | 0 | 0 | 0 | 0 | 0 | 0 | 0 | 0 | 0 | 0 | 0 | 0 | 0 | 0 | 0
PG&E GBA | Newark | 230 | [15 empty] | 0 | 0 | 0 | 0 | 0 | 0 | 0 | 0 | 0 | 0 | 0 | 0 | 0 | 0 | 0 | 0 | 0 | 0 | 0 | 0 | 0 | 0 | 0 | 0 | 0 | 0 | 0 | 0 | 0 | [15 empty] | 0 | 0 | 0 | 0 | 0 | 0 | 0 | 0 | 0 | 0 | 0 | 0 | 0 | 0 | 0 |  | 0 | 0 | 0 | 0 | 0 | 0 | 0 | 0 | 0 | 0 | 0 | 0 | 0 | 0 | 0 | 0 | 0 | 0 | 0 | 0 | 0 | 0 | 0 | 0 | 0 | 0 | 0 | 0 | 0 | 0 | [14 empty] | 0 | 0 | 0 | 0 | 0 | 0 | 0 | 0 | 0 | 0 | 0 | 0 | 0 | 0 | [15 empty] | 0 | 0 | 0 | 0 | 0 | 0 | 0 | 0 | 0 | 0 | 0 | 0 | 0 | 0 | 0 |  | 0 | 0 | 0 | 0 | 0 | 0 | 0 | 0 | 0 | 0 | 0 | 0 | 0 | 0 | 0 | 0 | 0 | 0 | 0 | 0 | 0 | 0 | 0 | 0 | 0 | 0 | 0 | 0 | 0 | 0
PG&E GBA | Newark | 60 | [15 empty] | 0 | 0 | 0 | 0 | 0 | 0 | 0 | 0 | 0 | 0 | 0 | 0 | 0 | 0 | 0 | 0 | 0 | 0 | 0 | 0 | 0 | 0 | 0 | 0 | 0 | 0 | 0 | 0 | 0 | [15 empty] | 0 | 0 | 0 | 0 | 0 | 0 | 0 | 0 | 0 | 0 | 0 | 0 | 0 | 0 | 0 |  | 0 | 0 | 0 | 0 | 0 | 0 | 0 | 0 | 0 | 0 | 0 | 0 | 0 | 0 | 0 | 0 | 0 | 0 | 0 | 0 | 0 | 0 | 0 | 0 | 0 | 0 | 0 | 0 | 0 | 0 | [14 empty] | 0 | 0 | 0 | 0 | 0 | 0 | 0 | 0 | 0 | 0 | 0 | 0 | 0 | 0 | [15 empty] | 0 | 0 | 0 | 0 | 0 | 0 | 0 | 0 | 0 | 0 | 0 | 0 | 0 | 0 | 0 |  | 0 | 0 | 0 | 0 | 0 | 0 | 0 | 0 | 0 | 0 | 0 | 0 | 0 | 0 | 0 | 0 | 0 | 0 | 0 | 0 | 0 | 0 | 0 | 0 | 0 | 0 | 0 | 0 | 0 | 0
PG&E FRESNO | Newhall | 115 | [15 empty] | 0 | 0 | 0 | 0 | 0 | 0 | 0 | 0 | 0 | 0 | 0 | 0 | 0 | 0 | 0 | 0 | 0 | 0 | 0 | 0 | 0 | 0 | 0 | 0 | 0 | 0 | 0 | 0 | 0 | [15 empty] | 0 | 0 | 0 | 0 | 0 | 0 | 0 | 0 | 0 | 0 | 0 | 0 | 0 | 0 | 0 |  | 0 | 0 | 0 | 0 | 0 | 0 | 0 | 0 | 0 | 0 | 0 | 0 | 0 | 0 | 0 | 0 | 0 | 0 | 0 | 0 | 0 | 0 | 0 | 0 | 0 | 0 | 0 | 0 | 0 | 0 | 0 | 0 | 0 | 0 | 0 | 0 | 0 | 0 | 0 | 0 | 0 | 0 | 0 | 0 | 0 | 0 | 0 | 0 | 0 | 0 | 0 | 0 | 0 | 0 | 0 | 0 | 0 | 0 | [15 empty] | 0 | 0 | 0 | 0 | 0 | 0 | 0 | 0 | 0 | 0 | 0 | 0 | 0 | 0 | 0 |  | 0 | 0 | 0 | 0 | 0 | 0 | 0 | 0 | 0 | 0 | 0 | 0 | 0 | 0 | 0 | 0 | 0 | 0 | 0 | 0 | 0 | 0 | 0 | 0 | 0 | 0 | 0 | 0 | 0 | 0
PG&E KERN | Norco | 115 | [15 empty] | 0 | 0 | 0 | 0 | 0 | 0 | 0 | 0 | 0 | 0 | 0 | 0 | 0 | 0 | 0 | 0 | 0 | 0 | 0 | 0 | 0 | 0 | 0 | 0 | 0 | 0 | 0 | 0 | 0 | [15 empty] | 0 | 0 | 0 | 0 | 0 | 0 | 0 | 0 | 0 | 0 | 0 | 0 | 0 | 0 | 0 |  | 0 | 0 | 0 | 0 | 0 | 0 | 0 | 0 | 0 | 0 | 0 | 0 | 0 | 0 | 0 | 0 | 0 | 0 | 0 | 0 | 0 | 0 | 0 | 0 | 0 | 0 | 0 | 0 | 0 | 0 | [14 empty] | 0 | 0 | 0 | 0 | 0 | 0 | 0 | 0 | 0 | 0 | 0 | 0 | 0 | 0 | [15 empty] | 0 | 0 | 0 | 0 | 0 | 0 | 0 | 0 | 0 | 0 | 0 | 0 | 0 | 0 | 0 |  | 0 | 0 | 0 | 0 | 0 | 0 | 0 | 0 | 0 | 0 | 0 | 0 | 0 | 0 | 0 | 0 | 0 | 0 | 0 | 0 | 0 | 0 | 0 | 0 | 0 | 0 | 0 | 0 | 0 | 0
PG&E GBA | Nortech | 115 | [15 empty] | 0 | 0 | 0 | 0 | 0 | 0 | 0 | 0 | 0 | 0 | 0 | 0 | 0 | 0 | 0 | 0 | 0 | 0 | 0 | 0 | 0 | 0 | 0 | 0 | 0 | 0 | 0 | 0 | 0 | [15 empty] | 0 | 0 | 0 | 0 | 0 | 0 | 0 | 0 | 0 | 0 | 0 | 0 | 0 | 0 | 0 |  | 0 | 0 | 0 | 0 | 0 | 0 | 0 | 0 | 0 | 0 | 0 | 0 | 0 | 0 | 0 | 0 | 0 | 0 | 0 | 0 | 0 | 0 | 0 | 0 | 0 | 0 | 0 | 0 | 0 | 0 | [14 empty] | 0 | 0 | 0 | 0 | 0 | 0 | 0 | 0 | 0 | 0 | 0 | 0 | 0 | 0 | [15 empty] | 0 | 0 | 0 | 0 | 0 | 0 | 0 | 0 | 0 | 0 | 0 | 0 | 0 | 0 | 0 |  | 0 | 0 | 0 | 0 | 0 | 0 | 0 | 0 | 0 | 0 | 0 | 0 | 0 | 0 | 0 | 0 | 0 | 0 | 0 | 0 | 0 | 0 | 0 | 0 | 0 | 0 | 0 | 0 | 0 | 0
SDGE | North City Metering | 138 | [15 empty] | 0 | 0 | 0 | 0 | 0 | 0 | 0 | 0 | 0 | 0 | 0 | 0 | 0 | 0 | 0 | [29 empty] | 0 | 0 | 0 | 0 | 0 | 0 | 0 | 0 | 0 | 0 | 0 | 0 | 0 | 0 | 0 |  | 0 | 0 | 0 | 0 | 0 | 0 | 0 | 0 | 0 | 0 | 0 | 0 | 0 | 0 | 0 | 0 | 0 | 0 | 0 | 0 | 0 | 0 | 0 | 0 | 0 | 0 | 0 | 0 | 0 | 0 | [14 empty] | 0 | 0 | 0 | 0 | 0 | 0 | 0 | 0 | 0 | 0 | 0 | 0 | 0 | 0 | [15 empty] | 0 | 0 | 0 | 0 | 0 | 0 | 0 | 0 | 0 | 0 | 0 | 0 | 0 | 0 | 0 |  | 0 | 0 | 0 | 0 | 0 | 0 | 0 | 0 | 0 | 0 | 0 | 0 | 0 | 0 | 0 | 0 | 0 | 0 | 0 | 0 | 0 | 0 | 0 | 0 | 0 | 0 | 0 | 0 | 0 | 0
PG&E GBA | North Dublin | 230 | [15 empty] | 0 | 0 | 0 | 0 | 0 | 0 | 0 | 0 | 0 | 0 | 0 | 0 | 0 | 0 | 0 | 0 | 0 | 0 | 0 | 0 | 0 | 0 | 0 | 0 | 0 | 0 | 0 | 0 | 0 | [15 empty] | 0 | 0 | 0 | 0 | 0 | 0 | 0 | 0 | 0 | 0 | 0 | 0 | 0 | 0 | 0 |  | 0 | 0 | 0 | 0 | 0 | 0 | 0 | 0 | 0 | 0 | 0 | 0 | 0 | 0 | 0 | 0 | 0 | 0 | 0 | 0 | 0 | 0 | 0 | 0 | 0 | 0 | 0 | 0 | 0 | 0 | [14 empty] | 0 | 0 | 0 | 0 | 0 | 0 | 0 | 0 | 0 | 0 | 0 | 0 | 0 | 0 | [15 empty] | 0 | 0 | 0 | 0 | 0 | 0 | 0 | 0 | 0 | 0 | 0 | 0 | 0 | 0 | 0 |  | 0 | 0 | 0 | 0 | 0 | 0 | 0 | 0 | 0 | 0 | 0 | 0 | 0 | 0 | 0 | 0 | 0 | 0 | 0 | 0 | 0 | 0 | 0 | 0 | 0 | 0 | 0 | 0 | 0 | 0
SDGE | North Gila | 500 | [15 empty] | 0 | 0 | 0 | 0 | 0 | 0 | 0 | 0 | 0 | 0 | 0 | 0 | 0 | 0 | 0 | [9 empty] | 1520 | 1180 |  | 364.4 | [16 empty] | 0 | 0 | 0 | 0 | 0 | 0 | 0 | 0 | 0 | 0 | 1520 | 1180 | 0 | 364.4 | 0 |  | 0 | 0 | 0 | 0 | 0 | 0 | 0 | 0 | 0 | 1520 | 1180 | 0 | 364.4 | 0 | 1 | 0 | 0 | 0 | 0 | 0 | 0 | 0 | 0 | 0 | 0 | 0 | 0 | 0 | 0 | 0 | [10 empty] | 230 |  |  |  | 0 | 0 | 0 | 0 | 0 | 0 | 0 | 0 | 0 | 1520 | 1410 | 0 | 118.7 | 0 | [15 empty] | 0 | 0 | 0 | 0 | 0 | 0 | 0 | 0 | 0 | 0 | 1520 | 1410 | 0 | 118.7 | 0 |  | 0 | 0 | 0 | 0 | 0 | 0 | 0 | 0 | 0 | 1520 | 1410 | 0 | 118.7 | 0 | 1 | 0 | 0 | 0 | 0 | 0 | 0 | 0 | 0 | 0 | 0 | 0 | 0 | 0 | 0 | 0
SCE Metro | North of SONGS | 230 | [15 empty] | 0 | 0 | 0 | 0 | 0 | 0 | 0 | 0 | 0 | 0 | 0 | 0 | 0 | 0 | 0 | [29 empty] | 0 | 0 | 0 | 0 | 0 | 0 | 0 | 0 | 0 | 0 | 0 | 0 | 0 | 0 | 0 |  | 0 | 0 | 0 | 0 | 0 | 0 | 0 | 0 | 0 | 0 | 0 | 0 | 0 | 0 | 0 | 0 | 0 | 0 | 0 | 0 | 0 | 0 | 0 | 0 | 0 | 0 | 0 | 0 | 0 | 0 | [14 empty] | 0 | 0 | 0 | 0 | 0 | 0 | 0 | 0 | 0 | 0 | 0 | 0 | 0 | 0 | [15 empty] | 0 | 0 | 0 | 0 | 0 | 0 | 0 | 0 | 0 | 0 | 0 | 0 | 0 | 0 | 0 |  | 0 | 0 | 0 | 0 | 0 | 0 | 0 | 0 | 0 | 0 | 0 | 0 | 0 | 0 | 0 | 0 | 0 | 0 | 0 | 0 | 0 | 0 | 0 | 0 | 0 | 0 | 0 | 0 | 0 | 0
SCE Metro | North of SONGS | 500 | [15 empty] | 0 | 0 | 0 | 0 | 0 | 0 | 0 | 0 | 0 | 0 | 0 | 0 | 0 | 0 | 0 | [12 empty] | 400 | [16 empty] | 0 | 0 | 0 | 0 | 0 | 0 | 0 | 0 | 0 | 0 | 0 | 0 | 0 | 400 | 0 |  | 0 | 0 | 0 | 0 | 0 | 0 | 0 | 0 | 0 | 0 | 0 | 0 | 400 | 0 | 1 | 0 | 0 | 0 | 0 | 0 | 0 | 0 | 0 | 0 | 0 | 0 | 0 | 0 | 0 | 0 | [14 empty] | 0 | 0 | 0 | 0 | 0 | 0 | 0 | 0 | 0 | 0 | 0 | 0 | 400 | 0 | [15 empty] | 0 | 0 | 0 | 0 | 0 | 0 | 0 | 0 | 0 | 0 | 0 | 0 | 0 | 400 | 0 |  | 0 | 0 | 0 | 0 | 0 | 0 | 0 | 0 | 0 | 0 | 0 | 0 | 400 | 0 | 1 | 0 | 0 | 0 | 0 | 0 | 0 | 0 | 0 | 0 | 0 | 0 | 0 | 0 | 0 | 0
PG&E NGBA | Notre Dame | 115 | [15 empty] | 0 | 0 | 0 | 0 | 0 | 0 | 0 | 0 | 0 | 0 | 0 | 0 | 0 | 0 | 0 | 0 | 0 | 0 | 0 | 0 | 0 | 0 | 0 | 0 | 0 | 0 | 0 | 0 | 0 | [15 empty] | 0 | 0 | 0 | 0 | 0 | 0 | 0 | 0 | 0 | 0 | 0 | 0 | 0 | 0 | 0 |  | 0 | 0 | 0 | 0 | 0 | 0 | 0 | 0 | 0 | 0 | 0 | 0 | 0 | 0 | 0 | 0 | 0 | 0 | 0 | 0 | 0 | 0 | 0 | 0 | 0 | 0 | 0 | 0 | 0 | 0 | [14 empty] | 0 | 0 | 0 | 0 | 0 | 0 | 0 | 0 | 0 | 0 | 0 | 0 | 0 | 0 | [15 empty] | 0 | 0 | 0 | 0 | 0 | 0 | 0 | 0 | 0 | 0 | 0 | 0 | 0 | 0 | 0 |  | 0 | 0 | 0 | 0 | 0 | 0 | 0 | 0 | 0 | 0 | 0 | 0 | 0 | 0 | 0 | 0 | 0 | 0 | 0 | 0 | 0 | 0 | 0 | 0 | 0 | 0 | 0 | 0 | 0 | 0
PG&E GBA | Oakland C | 115 | [15 empty] | 0 | 0 | 0 | 0 | 0 | 0 | 0 | 0 | 0 | 0 | 0 | 0 | 0 | 0 | 0 | 0 | 0 | 0 | 0 | 0 | 0 | 0 | 0 | 0 | 0 | 40 | 0 | 0 | 0 | [15 empty] | 0 | 0 | 0 | 0 | 0 | 0 | 0 | 0 | 0 | 0 | 0 | 40 | 0 | 0 | 0 |  | 0 | 0 | 0 | 0 | 0 | 0 | 0 | 0 | 0 | 0 | 40 | 0 | 0 | 0 | 1 | 0 | 0 | 0 | 0 | 0 | 0 | 0 | 0 | 0 | 0 | 0 | 0 | 0 | 0 | 0 | [14 empty] | 0 | 0 | 0 | 0 | 0 | 0 | 0 | 0 | 0 | 0 | 40 | 0 | 0 | 0 | [15 empty] | 0 | 0 | 0 | 0 | 0 | 0 | 0 | 0 | 0 | 0 | 0 | 40 | 0 | 0 | 0 |  | 0 | 0 | 0 | 0 | 0 | 0 | 0 | 0 | 0 | 0 | 40 | 0 | 0 | 0 | 1 | 0 | 0 | 0 | 0 | 0 | 0 | 0 | 0 | 0 | 0 | 0 | 0 | 0 | 0 | 0
PG&E GBA | Oakland J | 115 | [15 empty] | 0 | 0 | 0 | 0 | 0 | 0 | 0 | 0 | 0 | 0 | 0 | 0 | 0 | 0 | 0 | 0 | 0 | 0 | 0 | 0 | 0 | 0 | 0 | 0 | 0 | 50 | 0 | 0 | 0 | [15 empty] | 0 | 0 | 0 | 0 | 0 | 0 | 0 | 0 | 0 | 0 | 0 | 50 | 0 | 0 | 0 |  | 0 | 0 | 0 | 0 | 0 | 0 | 0 | 0 | 0 | 0 | 50 | 0 | 0 | 0 | 1 | 0 | 0 | 0 | 0 | 0 | 0 | 0 | 0 | 0 | 0 | 0 | 0 | 0 | 0 | 0 | [14 empty] | 0 | 0 | 0 | 0 | 0 | 0 | 0 | 0 | 0 | 0 | 50 | 0 | 0 | 0 | [15 empty] | 0 | 0 | 0 | 0 | 0 | 0 | 0 | 0 | 0 | 0 | 0 | 50 | 0 | 0 | 0 |  | 0 | 0 | 0 | 0 | 0 | 0 | 0 | 0 | 0 | 0 | 50 | 0 | 0 | 0 | 1 | 0 | 0 | 0 | 0 | 0 | 0 | 0 | 0 | 0 | 0 | 0 | 0 | 0 | 0 | 0
PG&E GBA | Oakland L | 115 | [15 empty] | 0 | 0 | 0 | 0 | 0 | 0 | 0 | 0 | 0 | 0 | 0 | 0 | 0 | 0 | 0 | 0 | 0 | 0 | 0 | 0 | 0 | 0 | 0 | 0 | 0 | 0 | 0 | 0 | 0 | [15 empty] | 0 | 0 | 0 | 0 | 0 | 0 | 0 | 0 | 0 | 0 | 0 | 0 | 0 | 0 | 0 |  | 0 | 0 | 0 | 0 | 0 | 0 | 0 | 0 | 0 | 0 | 0 | 0 | 0 | 0 | 0 | 0 | 0 | 0 | 0 | 0 | 0 | 0 | 0 | 0 | 0 | 0 | 0 | 0 | 0 | 0 | [14 empty] | 0 | 0 | 0 | 0 | 0 | 0 | 0 | 0 | 0 | 0 | 0 | 0 | 0 | 0 | [15 empty] | 0 | 0 | 0 | 0 | 0 | 0 | 0 | 0 | 0 | 0 | 0 | 0 | 0 | 0 | 0 |  | 0 | 0 | 0 | 0 | 0 | 0 | 0 | 0 | 0 | 0 | 0 | 0 | 0 | 0 | 0 | 0 | 0 | 0 | 0 | 0 | 0 | 0 | 0 | 0 | 0 | 0 | 0 | 0 | 0 | 0
PG&E GBA | Oakland X | 115 | [15 empty] | 0 | 0 | 0 | 0 | 0 | 0 | 0 | 0 | 0 | 0 | 0 | 0 | 0 | 0 | 0 | 0 | 0 | 0 | 0 | 0 | 0 | 0 | 0 | 0 | 0 | 70 | 0 | 0 | 0 | [15 empty] | 0 | 0 | 0 | 0 | 0 | 0 | 0 | 0 | 0 | 0 | 0 | 70 | 0 | 0 | 0 |  | 0 | 0 | 0 | 0 | 0 | 0 | 0 | 0 | 0 | 0 | 70 | 0 | 0 | 0 | 1 | 0 | 0 | 0 | 0 | 0 | 0 | 0 | 0 | 0 | 0 | 0 | 0 | 0 | 0 | 0 | [14 empty] | 0 | 0 | 0 | 0 | 0 | 0 | 0 | 0 | 0 | 0 | 70 | 0 | 0 | 0 | [15 empty] | 0 | 0 | 0 | 0 | 0 | 0 | 0 | 0 | 0 | 0 | 0 | 70 | 0 | 0 | 0 |  | 0 | 0 | 0 | 0 | 0 | 0 | 0 | 0 | 0 | 0 | 70 | 0 | 0 | 0 | 1 | 0 | 0 | 0 | 0 | 0 | 0 | 0 | 0 | 0 | 0 | 0 | 0 | 0 | 0 | 0
SDGE | Ocean Ranch | 69 | [15 empty] | 0 | 0 | 0 | 0 | 0 | 0 | 0 | 0 | 0 | 0 | 0 | 0 | 0 | 0 | 0 | [29 empty] | 0 | 0 | 0 | 0 | 0 | 0 | 0 | 0 | 0 | 0 | 0 | 0 | 0 | 0 | 0 |  | 0 | 0 | 0 | 0 | 0 | 0 | 0 | 0 | 0 | 0 | 0 | 0 | 0 | 0 | 0 | 0 | 0 | 0 | 0 | 0 | 0 | 0 | 0 | 0 | 0 | 0 | 0 | 0 | 0 | 0 | [14 empty] | 0 | 0 | 0 | 0 | 0 | 0 | 0 | 0 | 0 | 0 | 0 | 0 | 0 | 0 | [15 empty] | 0 | 0 | 0 | 0 | 0 | 0 | 0 | 0 | 0 | 0 | 0 | 0 | 0 | 0 | 0 |  | 0 | 0 | 0 | 0 | 0 | 0 | 0 | 0 | 0 | 0 | 0 | 0 | 0 | 0 | 0 | 0 | 0 | 0 | 0 | 0 | 0 | 0 | 0 | 0 | 0 | 0 | 0 | 0 | 0 | 0
PG&E KERN | Oceano | 115 | [15 empty] | 0 | 0 | 0 | 0 | 0 | 0 | 0 | 0 | 0 | 0 | 0 | 0 | 0 | 0 | 0 | 0 | 0 | 0 | 0 | 0 | 0 | 0 | 0 | 0 | 0 | 100 | 0 | 0 | 0 | [15 empty] | 0 | 0 | 0 | 0 | 0 | 0 | 0 | 0 | 0 | 0 | 0 | 100 | 0 | 0 | 0 |  | 0 | 0 | 0 | 0 | 0 | 0 | 0 | 0 | 0 | 0 | 100 | 0 | 0 | 0 | 1 | 0 | 0 | 0 | 0 | 0 | 0 | 0 | 0 | 0 | 0 | 0 | 0 | 0 | 0 | 0 | [14 empty] | 0 | 0 | 0 | 0 | 0 | 0 | 0 | 0 | 0 | 0 | 100 | 0 | 0 | 0 | [15 empty] | 0 | 0 | 0 | 0 | 0 | 0 | 0 | 0 | 0 | 0 | 0 | 100 | 0 | 0 | 0 |  | 0 | 0 | 0 | 0 | 0 | 0 | 0 | 0 | 0 | 0 | 100 | 0 | 0 | 0 | 1 | 0 | 0 | 0 | 0 | 0 | 0 | 0 | 0 | 0 | 0 | 0 | 0 | 0 | 0 | 0
SDGE | Ocotillo Express | 500 | [15 empty] | 0 | 0 | 0 | 0 | 0 | 0 | 0 | 0 | 0 | 0 | 0 | 0 | 0 | 0 | 0 |  |  | 130 | [26 empty] | 0 | 0 | 0 | 130 | 0 | 0 | 0 | 0 | 0 | 0 | 0 | 0 | 0 | 0 | 0 |  | 0 | 0 | 130 | 0 | 0 | 0 | 0 | 0 | 0 | 0 | 0 | 0 | 0 | 0 | 1 | 0 | 0 | 0 | 0 | 0 | 0 | 0 | 0 | 0 | 0 | 0 | 0 | 0 | 0 | 0 | [14 empty] | 0 | 0 | 130 | 0 | 0 | 0 | 0 | 0 | 0 | 0 | 0 | 0 | 0 | 0 | [15 empty] | 0 | 0 | 0 | 130 | 0 | 0 | 0 | 0 | 0 | 0 | 0 | 0 | 0 | 0 | 0 |  | 0 | 0 | 130 | 0 | 0 | 0 | 0 | 0 | 0 | 0 | 0 | 0 | 0 | 0 | 1 | 0 | 0 | 0 | 0 | 0 | 0 | 0 | 0 | 0 | 0 | 0 | 0 | 0 | 0 | 0
PG&E KERN | Old River | 70 | [15 empty] | 0 | 0 | 0 | 0 | 0 | 0 | 0 | 0 | 2.4 | 0 | 0 | 0 | 0 | 0 | 1 | 0 | 0 | 0 | 0 | 0 | 0 | 0 | 0 | 0 | 0 | 0 | 0 | 0 | 0 | [15 empty] | 0 | 0 | 0 | 0 | 0 | 0 | 0 | 0 | 0 | 0 | 0 | 0 | 0 | 0 | 0 |  | 0 | 0 | 0 | 0 | 0 | 0 | 0 | 0 | 2.4 | 0 | 0 | 0 | 0 | 0 | 1 | 0 | 0 | 0 | 0 | 0 | 0 | 0 | 0 | 0 | 0 | 0 | 0 | 0 | 0 | 0 | [14 empty] | 0 | 0 | 0 | 0 | 0 | 0 | 0 | 0 | 0 | 0 | 0 | 0 | 0 | 0 | [15 empty] | 0 | 0 | 0 | 0 | 0 | 0 | 0 | 0 | 0 | 0 | 0 | 0 | 0 | 0 | 0 |  | 0 | 0 | 0 | 0 | 0 | 0 | 0 | 0 | 2.4 | 0 | 0 | 0 | 0 | 0 | 1 | 0 | 0 | 0 | 0 | 0 | 0 | 0 | 0 | 0 | 0 | 0 | 0 | 0 | 0 | 0
SDGE | Old Town | 230 | [15 empty] | 0 | 0 | 0 | 0 | 0 | 0 | 0 | 0 | 0 | 0 | 0 | 0 | 0 | 0 | 0 | [29 empty] | 0 | 0 | 0 | 0 | 0 | 0 | 0 | 0 | 0 | 0 | 0 | 0 | 0 | 0 | 0 |  | 0 | 0 | 0 | 0 | 0 | 0 | 0 | 0 | 0 | 0 | 0 | 0 | 0 | 0 | 0 | 0 | 0 | 0 | 0 | 0 | 0 | 0 | 0 | 0 | 0 | 0 | 0 | 0 | 0 | 0 | [14 empty] | 0 | 0 | 0 | 0 | 0 | 0 | 0 | 0 | 0 | 0 | 0 | 0 | 0 | 0 | [15 empty] | 0 | 0 | 0 | 0 | 0 | 0 | 0 | 0 | 0 | 0 | 0 | 0 | 0 | 0 | 0 |  | 0 | 0 | 0 | 0 | 0 | 0 | 0 | 0 | 0 | 0 | 0 | 0 | 0 | 0 | 0 | 0 | 0 | 0 | 0 | 0 | 0 | 0 | 0 | 0 | 0 | 0 | 0 | 0 | 0 | 0
SCE Metro | Olinda | 230 | [15 empty] | 0 | 0 | 0 | 0 | 0 | 0 | 0 | 0 | 0 | 0 | 0 | 0 | 0 | 0 | 0 | [29 empty] | 0 | 0 | 0 | 0 | 0 | 0 | 0 | 0 | 0 | 0 | 0 | 0 | 0 | 0 | 0 |  | 0 | 0 | 0 | 0 | 0 | 0 | 0 | 0 | 0 | 0 | 0 | 0 | 0 | 0 | 0 | 0 | 0 | 0 | 0 | 0 | 0 | 0 | 0 | 0 | 0 | 0 | 0 | 0 | 0 | 0 | [14 empty] | 0 | 0 | 0 | 0 | 0 | 0 | 0 | 0 | 0 | 0 | 0 | 0 | 0 | 0 | [15 empty] | 0 | 0 | 0 | 0 | 0 | 0 | 0 | 0 | 0 | 0 | 0 | 0 | 0 | 0 | 0 |  | 0 | 0 | 0 | 0 | 0 | 0 | 0 | 0 | 0 | 0 | 0 | 0 | 0 | 0 | 0 | 0 | 0 | 0 | 0 | 0 | 0 | 0 | 0 | 0 | 0 | 0 | 0 | 0 | 0 | 0
PG&E FRESNO | Olive | 115 | [15 empty] | 0 | 0 | 0 | 0 | 0 | 0 | 0 | 0 | 0 | 0 | 0 | 20 | 0 | 0 | 1 | 0 | 0 | 0 | 0 | 0 | 0 | 0 | 0 | 0 | 0 | 0 | 0 | 0 | 0 | [15 empty] | 0 | 0 | 0 | 0 | 0 | 0 | 0 | 0 | 0 | 0 | 0 | 0 | 0 | 0 | 0 |  | 0 | 0 | 0 | 0 | 0 | 0 | 0 | 0 | 0 | 0 | 0 | 20 | 0 | 0 | 1 | 0 | 0 | 0 | 0 | 0 | 0 | 0 | 0 | 0 | 0 | 0 | 0 | 0 | 0 | 0 | 0 | 0 | 0 | 0 | 0 | 0 | 0 | 0 | 0 | 0 | 0 | 0 | 0 | 0 | 0 | 0 | 0 | 0 | 0 | 0 | 0 | 0 | 0 | 0 | 0 | 0 | 0 | 0 | [15 empty] | 0 | 0 | 0 | 0 | 0 | 0 | 0 | 0 | 0 | 0 | 0 | 0 | 0 | 0 | 0 |  | 0 | 0 | 0 | 0 | 0 | 0 | 0 | 0 | 0 | 0 | 0 | 20 | 0 | 0 | 1 | 0 | 0 | 0 | 0 | 0 | 0 | 0 | 0 | 0 | 0 | 0 | 0 | 0 | 0 | 0
PG&E NGBA | Olivehurst | 115 | [15 empty] | 0 | 0 | 0 | 0 | 0 | 0 | 0 | 0 | 0 | 0 | 0 | 0 | 0 | 0 | 0 | 0 | 0 | 0 | 0 | 0 | 0 | 0 | 0 | 0 | 0 | 0 | 0 | 0 | 0 | [15 empty] | 0 | 0 | 0 | 0 | 0 | 0 | 0 | 0 | 0 | 0 | 0 | 0 | 0 | 0 | 0 |  | 0 | 0 | 0 | 0 | 0 | 0 | 0 | 0 | 0 | 0 | 0 | 0 | 0 | 0 | 0 | 0 | 0 | 0 | 0 | 0 | 0 | 0 | 0 | 0 | 0 | 0 | 0 | 0 | 0 | 0 | [14 empty] | 0 | 0 | 0 | 0 | 0 | 0 | 0 | 0 | 0 | 0 | 0 | 0 | 0 | 0 | [15 empty] | 0 | 0 | 0 | 0 | 0 | 0 | 0 | 0 | 0 | 0 | 0 | 0 | 0 | 0 | 0 |  | 0 | 0 | 0 | 0 | 0 | 0 | 0 | 0 | 0 | 0 | 0 | 0 | 0 | 0 | 0 | 0 | 0 | 0 | 0 | 0 | 0 | 0 | 0 | 0 | 0 | 0 | 0 | 0 | 0 | 0
PG&E NGBA | Oregon Trail | 60 | [15 empty] | 0 | 0 | 0 | 0 | 0 | 0 | 0 | 0 | 0 | 0 | 0 | 0 | 0 | 0 | 0 | 0 | 0 | 0 | 0 | 0 | 0 | 0 | 0 | 0 | 0 | 0 | 0 | 0 | 0 | [15 empty] | 0 | 0 | 0 | 0 | 0 | 0 | 0 | 0 | 0 | 0 | 0 | 0 | 0 | 0 | 0 |  | 0 | 0 | 0 | 0 | 0 | 0 | 0 | 0 | 0 | 0 | 0 | 0 | 0 | 0 | 0 | 0 | 0 | 0 | 0 | 0 | 0 | 0 | 0 | 0 | 0 | 0 | 0 | 0 | 0 | 0 | [14 empty] | 0 | 0 | 0 | 0 | 0 | 0 | 0 | 0 | 0 | 0 | 0 | 0 | 0 | 0 | [15 empty] | 0 | 0 | 0 | 0 | 0 | 0 | 0 | 0 | 0 | 0 | 0 | 0 | 0 | 0 | 0 |  | 0 | 0 | 0 | 0 | 0 | 0 | 0 | 0 | 0 | 0 | 0 | 0 | 0 | 0 | 0 | 0 | 0 | 0 | 0 | 0 | 0 | 0 | 0 | 0 | 0 | 0 | 0 | 0 | 0 | 0
SCE Northern | Ormond Beach | 230 | [15 empty] | 0 | 0 | 0 | 0 | 0 | 0 | 0 | 0 | 0 | 0 | 0 | 0 | 0 | 0 | 0 | [9 empty] | 0 | [19 empty] | 0 | 0 | 0 | 0 | 0 | 0 | 0 | 0 | 0 | 0 | 0 | 0 | 0 | 0 | 0 |  | 0 | 0 | 0 | 0 | 0 | 0 | 0 | 0 | 0 | 0 | 0 | 0 | 0 | 0 | 0 | 0 | 0 | 0 | 0 | 0 | 0 | 0 | 0 | 0 | 0 | 0 | 0 | 0 | 0 | 0 | [14 empty] | 0 | 0 | 0 | 0 | 0 | 0 | 0 | 0 | 0 | 0 | 0 | 0 | 0 | 0 | [15 empty] | 0 | 0 | 0 | 0 | 0 | 0 | 0 | 0 | 0 | 0 | 0 | 0 | 0 | 0 | 0 |  | 0 | 0 | 0 | 0 | 0 | 0 | 0 | 0 | 0 | 0 | 0 | 0 | 0 | 0 | 0 | 0 | 0 | 0 | 0 | 0 | 0 | 0 | 0 | 0 | 0 | 0 | 0 | 0 | 0 | 0
PG&E FRESNO | Oro Loma | 115 | [15 empty] | 0 | 0 | 0 | 0 | 0 | 0 | 0 | 0 | 0 | 0 | 0 | 0 | 0 | 0 | 0 | 20 | 0 | 0 | 0 | 0 | 0 | 0 | 0 | 0 | 110 | 0 | 0 | 0 | 0 | [15 empty] | 0 | 20 | 0 | 0 | 0 | 0 | 0 | 0 | 0 | 0 | 110 | 0 | 0 | 0 | 0 |  | 20 | 0 | 0 | 0 | 0 | 0 | 0 | 0 | 0 | 110 | 0 | 0 | 0 | 0 | 1 | 0 | 0 | 0 | 0 | 0 | 0 | 0 | 0 | 0 | 0 | 0 | 0 | 0 | 0 | 0 | 0 | 0 | 0 | 0 | 0 | 0 | 0 | 0 | 0 | 0 | 0 | 0 | 0 | 0 | 20 | 0 | 0 | 0 | 0 | 0 | 0 | 0 | 0 | 110 | 0 | 0 | 0 | 0 | [15 empty] | 0 | 20 | 0 | 0 | 0 | 0 | 0 | 0 | 0 | 0 | 110 | 0 | 0 | 0 | 0 |  | 20 | 0 | 0 | 0 | 0 | 0 | 0 | 0 | 0 | 110 | 0 | 0 | 0 | 0 | 1 | 0 | 0 | 0 | 0 | 0 | 0 | 0 | 0 | 0 | 0 | 0 | 0 | 0 | 0 | 0
PG&E FRESNO | Oro Loma | 70 | [15 empty] | 0 | 0 | 0 | 0 | 0 | 0 | 0 | 0 | 5 | 0 | 0 | 0 | 0 | 0 | 1 | 0 | 0 | 0 | 0 | 0 | 0 | 0 | 0 | 0 | 0 | 0 | 0 | 0 | 0 | [15 empty] | 0 | 0 | 0 | 0 | 0 | 0 | 0 | 0 | 0 | 0 | 0 | 0 | 0 | 0 | 0 |  | 0 | 0 | 0 | 0 | 0 | 0 | 0 | 0 | 5 | 0 | 0 | 0 | 0 | 0 | 1 | 0 | 0 | 0 | 0 | 0 | 0 | 0 | 0 | 0 | 0 | 0 | 0 | 0 | 0 | 0 | 0 | 0 | 0 | 0 | 0 | 0 | 0 | 0 | 0 | 0 | 0 | 0 | 0 | 0 | 0 | 0 | 0 | 0 | 0 | 0 | 0 | 0 | 0 | 0 | 0 | 0 | 0 | 0 | [15 empty] | 0 | 0 | 0 | 0 | 0 | 0 | 0 | 0 | 0 | 0 | 0 | 0 | 0 | 0 | 0 |  | 0 | 0 | 0 | 0 | 0 | 0 | 0 | 0 | 5 | 0 | 0 | 0 | 0 | 0 | 1 | 0 | 0 | 0 | 0 | 0 | 0 | 0 | 0 | 0 | 0 | 0 | 0 | 0 | 0 | 0
PG&E FRESNO | Orosi | 70 | [15 empty] | 0 | 0 | 0 | 0 | 0 | 0 | 0 | 0 | 0 | 0 | 0 | 0 | 0 | 0 | 0 | 0 | 0 | 0 | 0 | 0 | 0 | 0 | 0 | 0 | 0 | 0 | 0 | 0 | 0 | [11 empty] | 0 |  |  |  | 1 | 0 | 0 | 0 | 0 | 0 | 0 | 0 | 0 | 0 | 0 | 0 | 0 | 0 | 0 |  | 0 | 0 | 0 | 0 | 0 | 0 | 0 | 0 | 0 | 0 | 0 | 0 | 0 | 0 | 0 | 0 | 0 | 0 | 0 | 0 | 0 | 0 | 0 | 0 | 0 | 0 | 0 | 0 | 0 | 0 | 0 | 0 | 0 | 0 | 0 | 0 | 0 | 0 | 0 | 0 | 0 | 0 | 0 | 0 | 0 | 0 | 0 | 0 | 0 | 0 | 0 | 0 | 0 | 0 | 0 | 0 | 0 | 0 | [15 empty] | 0 | 0 | 0 | 0 | 0 | 0 | 0 | 0 | 0 | 0 | 0 | 0 | 0 | 0 | 0 |  | 0 | 0 | 0 | 0 | 0 | 0 | 0 | 0 | 0 | 0 | 0 | 0 | 0 | 0 | 0 | 0 | 0 | 0 | 0 | 0 | 0 | 0 | 0 | 0 | 0 | 0 | 0 | 0 | 0 | 0
SDGE | Otay | 69 | [15 empty] | 0 | 0 | 0 | 0 | 0 | 0 | 0 | 0 | 0 | 0 | 0 | 49.7 | 0 | 0 | 1 | [29 empty] | 0 | 0 | 0 | 0 | 0 | 0 | 0 | 0 | 0 | 0 | 0 | 0 | 0 | 0 | 0 |  | 0 | 0 | 0 | 0 | 0 | 0 | 0 | 0 | 0 | 0 | 0 | 49.7 | 0 | 0 | 1 | 0 | 0 | 0 | 0 | 0 | 0 | 0 | 0 | 0 | 0 | 0 | 0 | 0 | 0 | 0 | [14 empty] | 0 | 0 | 0 | 0 | 0 | 0 | 0 | 0 | 0 | 0 | 0 | 0 | 0 | 0 | [15 empty] | 0 | 0 | 0 | 0 | 0 | 0 | 0 | 0 | 0 | 0 | 0 | 0 | 0 | 0 | 0 |  | 0 | 0 | 0 | 0 | 0 | 0 | 0 | 0 | 0 | 0 | 0 | 49.7 | 0 | 0 | 1 | 0 | 0 | 0 | 0 | 0 | 0 | 0 | 0 | 0 | 0 | 0 | 0 | 0 | 0 | 0
SDGE | Otay Mesa | 230 | [15 empty] | 0 | 0 | 0 | 0 | 0 | 0 | 0 | 0 | 0 | 0 | 0 | 65 | 0 | 0 | 1 | [29 empty] | 0 | 0 | 0 | 0 | 0 | 0 | 0 | 0 | 0 | 0 | 0 | 0 | 0 | 0 | 0 |  | 0 | 0 | 0 | 0 | 0 | 0 | 0 | 0 | 0 | 0 | 0 | 65 | 0 | 0 | 1 | 0 | 0 | 0 | 0 | 0 | 0 | 0 | 0 | 0 | 0 | 0 | 0 | 0 | 0 | 0 | [14 empty] | 0 | 0 | 0 | 0 | 0 | 0 | 0 | 0 | 0 | 0 | 0 | 0 | 0 | 0 | [15 empty] | 0 | 0 | 0 | 0 | 0 | 0 | 0 | 0 | 0 | 0 | 0 | 0 | 0 | 0 | 0 |  | 0 | 0 | 0 | 0 | 0 | 0 | 0 | 0 | 0 | 0 | 0 | 65 | 0 | 0 | 1 | 0 | 0 | 0 | 0 | 0 | 0 | 0 | 0 | 0 | 0 | 0 | 0 | 0 | 0 | 0
PG&E FRESNO | Padre Flats SW STA | 230 | [15 empty] | 0 | 0 | 0 | 0 | 0 | 0 | 0 | 0 | 0 | 0 | 0 | 0 | 0 | 0 | 0 | 50 | 0 | 0 | 0 | 0 | 0 | 0 | 0 | 0 | 370 | 0 | 0 | 0 | 0 | [10 empty] | 0 | 0 |  |  |  | 1 | 50 | 0 | 0 | 0 | 0 | 0 | 0 | 0 | 0 | 370 | 0 | 0 | 0 | 0 |  | 50 | 0 | 0 | 0 | 0 | 0 | 0 | 0 | 0 | 370 | 0 | 0 | 0 | 0 | 1 | 0 | 0 | 0 | 0 | 0 | 0 | 0 | 0 | 0 | 0 | 0 | 0 | 0 | 0 | 0 | 0 | 0 | 0 | 0 | 0 | 0 | 0 | 0 | 0 | 0 | 0 | 0 | 0 | 0 | 50 | 0 | 0 | 0 | 0 | 0 | 0 | 0 | 0 | 370 | 0 | 0 | 0 | 0 | [15 empty] | 0 | 50 | 0 | 0 | 0 | 0 | 0 | 0 | 0 | 0 | 370 | 0 | 0 | 0 | 0 |  | 50 | 0 | 0 | 0 | 0 | 0 | 0 | 0 | 0 | 370 | 0 | 0 | 0 | 0 | 1 | 0 | 0 | 0 | 0 | 0 | 0 | 0 | 0 | 0 | 0 | 0 | 0 | 0 | 0 | 0
EOP | Pahrump | 138 | [15 empty] | 0 | 0 | 0 | 0 | 0 | 0 | 0 | 0 | 0 | 0 | 0 | 0 | 0 | 0 | 0 | [29 empty] | 0 | 0 | 0 | 0 | 0 | 0 | 0 | 0 | 0 | 0 | 0 | 0 | 0 | 0 | 0 |  | 0 | 0 | 0 | 0 | 0 | 0 | 0 | 0 | 0 | 0 | 0 | 0 | 0 | 0 | 0 | 0 | 0 | 0 | 0 | 0 | 0 | 0 | 0 | 0 | 0 | 0 | 0 | 0 | 0 | 0 | [14 empty] | 0 | 0 | 0 | 0 | 0 | 0 | 0 | 0 | 0 | 0 | 0 | 0 | 0 | 0 | [15 empty] | 0 | 0 | 0 | 0 | 0 | 0 | 0 | 0 | 0 | 0 | 0 | 0 | 0 | 0 | 0 |  | 0 | 0 | 0 | 0 | 0 | 0 | 0 | 0 | 0 | 0 | 0 | 0 | 0 | 0 | 0 | 0 | 0 | 0 | 0 | 0 | 0 | 0 | 0 | 0 | 0 | 0 | 0 | 0 | 0 | 0
EOP | Pahrump | 230 | [15 empty] | 0 | 0 | 0 | 0 | 0 | 0 | 0 | 0 | 0 | 0 | 0 | 0 | 0 | 0 | 0 | [29 empty] | 0 | 0 | 0 | 0 | 0 | 0 | 0 | 0 | 0 | 0 | 0 | 0 | 0 | 0 | 0 |  | 0 | 0 | 0 | 0 | 0 | 0 | 0 | 0 | 0 | 0 | 0 | 0 | 0 | 0 | 0 | 0 | 0 | 0 | 0 | 0 | 0 | 0 | 0 | 0 | 0 | 0 | 0 | 0 | 0 | 0 | [14 empty] | 0 | 0 | 0 | 0 | 0 | 0 | 0 | 0 | 0 | 0 | 0 | 0 | 0 | 0 | [15 empty] | 0 | 0 | 0 | 0 | 0 | 0 | 0 | 0 | 0 | 0 | 0 | 0 | 0 | 0 | 0 |  | 0 | 0 | 0 | 0 | 0 | 0 | 0 | 0 | 0 | 0 | 0 | 0 | 0 | 0 | 0 | 0 | 0 | 0 | 0 | 0 | 0 | 0 | 0 | 0 | 0 | 0 | 0 | 0 | 0 | 0
SDGE | Pala | 69 | [15 empty] | 0 | 0 | 0 | 0 | 0 | 0 | 0 | 0 | 0 | 0 | 0 | 0 | 0 | 0 | 0 | [29 empty] | 0 | 0 | 0 | 0 | 0 | 0 | 0 | 0 | 0 | 0 | 0 | 0 | 0 | 0 | 0 |  | 0 | 0 | 0 | 0 | 0 | 0 | 0 | 0 | 0 | 0 | 0 | 0 | 0 | 0 | 0 | 0 | 0 | 0 | 0 | 0 | 0 | 0 | 0 | 0 | 0 | 0 | 0 | 0 | 0 | 0 | [14 empty] | 0 | 0 | 0 | 0 | 0 | 0 | 0 | 0 | 0 | 0 | 0 | 0 | 0 | 0 | [15 empty] | 0 | 0 | 0 | 0 | 0 | 0 | 0 | 0 | 0 | 0 | 0 | 0 | 0 | 0 | 0 |  | 0 | 0 | 0 | 0 | 0 | 0 | 0 | 0 | 0 | 0 | 0 | 0 | 0 | 0 | 0 | 0 | 0 | 0 | 0 | 0 | 0 | 0 | 0 | 0 | 0 | 0 | 0 | 0 | 0 | 0
PG&E NGBA | Palermo | 115 | [15 empty] | 0 | 0 | 0 | 0 | 0 | 0 | 0 | 0 | 0 | 0 | 0 | 0 | 0 | 0 | 0 | 0 | 0 | 0 | 0 | 0 | 0 | 0 | 0 | 0 | 0 | 0 | 0 | 0 | 0 | [15 empty] | 0 | 0 | 0 | 0 | 0 | 0 | 0 | 0 | 0 | 0 | 0 | 0 | 0 | 0 | 0 |  | 0 | 0 | 0 | 0 | 0 | 0 | 0 | 0 | 0 | 0 | 0 | 0 | 0 | 0 | 0 | 0 | 0 | 0 | 0 | 0 | 0 | 0 | 0 | 0 | 0 | 0 | 0 | 0 | 0 | 0 | [14 empty] | 0 | 0 | 0 | 0 | 0 | 0 | 0 | 0 | 0 | 0 | 0 | 0 | 0 | 0 | [15 empty] | 0 | 0 | 0 | 0 | 0 | 0 | 0 | 0 | 0 | 0 | 0 | 0 | 0 | 0 | 0 |  | 0 | 0 | 0 | 0 | 0 | 0 | 0 | 0 | 0 | 0 | 0 | 0 | 0 | 0 | 0 | 0 | 0 | 0 | 0 | 0 | 0 | 0 | 0 | 0 | 0 | 0 | 0 | 0 | 0 | 0
PG&E NGBA | Palermo | 230 | [15 empty] | 0 | 0 | 0 | 0 | 0 | 0 | 0 | 0 | 0 | 0 | 0 | 0 | 0 | 0 | 0 | 0 | 0 | 0 | 0 | 0 | 0 | 0 | 0 | 0 | 0 | 0 | 0 | 0 | 0 | [15 empty] | 0 | 0 | 0 | 0 | 0 | 0 | 0 | 0 | 0 | 0 | 0 | 0 | 0 | 0 | 0 |  | 0 | 0 | 0 | 0 | 0 | 0 | 0 | 0 | 0 | 0 | 0 | 0 | 0 | 0 | 0 | 0 | 0 | 0 | 0 | 0 | 0 | 0 | 0 | 0 | 0 | 0 | 0 | 0 | 0 | 0 | [14 empty] | 0 | 0 | 0 | 0 | 0 | 0 | 0 | 0 | 0 | 0 | 0 | 0 | 0 | 0 | [15 empty] | 0 | 0 | 0 | 0 | 0 | 0 | 0 | 0 | 0 | 0 | 0 | 0 | 0 | 0 | 0 |  | 0 | 0 | 0 | 0 | 0 | 0 | 0 | 0 | 0 | 0 | 0 | 0 | 0 | 0 | 0 | 0 | 0 | 0 | 0 | 0 | 0 | 0 | 0 | 0 | 0 | 0 | 0 | 0 | 0 | 0
SCE Eastern | Palo Verde | 500 | [15 empty] | 0 | 0 | 0 | 0 | 285 | 0 | 0 | 0 | 0 | 0 | 0 | 0 | 0 | 0 | 1 |  |  |  |  | 2651 | [24 empty] | 0 | 0 | 0 | 0 | 0 | 2651 | 0 | 0 | 0 | 0 | 0 | 0 | 0 | 0 | 0 |  | 0 | 0 | 0 | 0 | 2936 | 0 | 0 | 0 | 0 | 0 | 0 | 0 | 0 | 0 | 1 | 0 | 0 | 0 | 0 | 0 | 0 | 0 | 0 | 0 | 0 | 0 | 0 | 0 | 0 | 0 |  |  | 3000 | [11 empty] | 0 | 0 | 3000 | 0 | 2651 | 0 | 0 | 0 | 0 | 0 | 0 | 0 | 0 | 0 | [15 empty] | 0 | 0 | 0 | 3000 | 0 | 2651 | 0 | 0 | 0 | 0 | 0 | 0 | 0 | 0 | 0 |  | 0 | 0 | 3000 | 0 | 2936 | 0 | 0 | 0 | 0 | 0 | 0 | 0 | 0 | 0 | 1 | 0 | 0 | 0 | 0 | 0 | 0 | 0 | 0 | 0 | 0 | 0 | 0 | 0 | 0 | 0
SDGE | Palomar Energy | 230 | [15 empty] | 0 | 0 | 0 | 0 | 0 | 0 | 0 | 0 | 0 | 0 | 0 | 0 | 0 | 0 | 0 | [29 empty] | 0 | 0 | 0 | 0 | 0 | 0 | 0 | 0 | 0 | 0 | 0 | 0 | 0 | 0 | 0 |  | 0 | 0 | 0 | 0 | 0 | 0 | 0 | 0 | 0 | 0 | 0 | 0 | 0 | 0 | 0 | 0 | 0 | 0 | 0 | 0 | 0 | 0 | 0 | 0 | 0 | 0 | 0 | 0 | 0 | 0 | [14 empty] | 0 | 0 | 0 | 0 | 0 | 0 | 0 | 0 | 0 | 0 | 0 | 0 | 0 | 0 | [15 empty] | 0 | 0 | 0 | 0 | 0 | 0 | 0 | 0 | 0 | 0 | 0 | 0 | 0 | 0 | 0 |  | 0 | 0 | 0 | 0 | 0 | 0 | 0 | 0 | 0 | 0 | 0 | 0 | 0 | 0 | 0 | 0 | 0 | 0 | 0 | 0 | 0 | 0 | 0 | 0 | 0 | 0 | 0 | 0 | 0 | 0
PG&E KERN | Panama | 70 | [15 empty] | 0 | 0 | 0 | 0 | 0 | 0 | 0 | 0 | 0 | 0 | 0 | 0 | 0 | 0 | 0 | 0 | 0 | 0 | 0 | 0 | 0 | 0 | 0 | 0 | 0 | 0 | 0 | 0 | 0 | [15 empty] | 0 | 0 | 0 | 0 | 0 | 0 | 0 | 0 | 0 | 0 | 0 | 0 | 0 | 0 | 0 |  | 0 | 0 | 0 | 0 | 0 | 0 | 0 | 0 | 0 | 0 | 0 | 0 | 0 | 0 | 0 | 0 | 0 | 0 | 0 | 0 | 0 | 0 | 0 | 0 | 0 | 0 | 0 | 0 | 0 | 0 | [14 empty] | 0 | 0 | 0 | 0 | 0 | 0 | 0 | 0 | 0 | 0 | 0 | 0 | 0 | 0 | [15 empty] | 0 | 0 | 0 | 0 | 0 | 0 | 0 | 0 | 0 | 0 | 0 | 0 | 0 | 0 | 0 |  | 0 | 0 | 0 | 0 | 0 | 0 | 0 | 0 | 0 | 0 | 0 | 0 | 0 | 0 | 0 | 0 | 0 | 0 | 0 | 0 | 0 | 0 | 0 | 0 | 0 | 0 | 0 | 0 | 0 | 0
PG&E FRESNO | Panoche | 115 | [15 empty] | 0 | 0 | 0 | 0 | 0 | 0 | 0 | 0 | 4.4 | 0 | 0 | 0 | 0 | 0 | 1 | 0 | 0 | 0 | 0 | 0 | 0 | 0 | 0 | 0 | 40 | 0 | 0 | 0 | 0 | [10 empty] | 0 | 0 |  |  |  | 1 | 0 | 0 | 0 | 0 | 0 | 0 | 0 | 0 | 0 | 40 | 0 | 0 | 0 | 0 |  | 0 | 0 | 0 | 0 | 0 | 0 | 0 | 0 | 4.4 | 40 | 0 | 0 | 0 | 0 | 1 | 0 | 0 | 0 | 0 | 0 | 0 | 0 | 0 | 0 | 0 | 0 | 0 | 0 | 0 | 0 | 0 | 0 | 0 | 0 | 0 | 0 | 0 | 0 | 0 | 90 | 0 | 0 | 0 | 0 | 0 | 0 | 0 | 0 | 0 | 0 | 0 | 0 | 0 | 130 | 0 | 0 | 0 | 0 | [15 empty] | 0 | 0 | 0 | 0 | 0 | 0 | 0 | 0 | 0 | 0 | 130 | 0 | 0 | 0 | 0 |  | 0 | 0 | 0 | 0 | 0 | 0 | 0 | 0 | 4.4 | 130 | 0 | 0 | 0 | 0 | 1 | 0 | 0 | 0 | 0 | 0 | 0 | 0 | 0 | 0 | 0 | 0 | 0 | 0 | 0 | 0
PG&E FRESNO | Panoche | 230 | [15 empty] | 0 | 0 | 0 | 0 | 0 | 0 | 0 | 0 | 0 | 0 | 0 | 0 | 0 | 0 | 0 | 0 | 0 | 0 | 0 | 0 | 0 | 0 | 0 | 0 | 0 | 0 | 0 | 0 | 0 | [10 empty] | 0 |  |  |  |  | 1 | 0 | 0 | 0 | 0 | 0 | 0 | 0 | 0 | 0 | 0 | 0 | 0 | 0 | 0 |  | 0 | 0 | 0 | 0 | 0 | 0 | 0 | 0 | 0 | 0 | 0 | 0 | 0 | 0 | 0 | 0 | 0 | 0 | 0 | 0 | 0 | 0 | 0 | 0 | 0 | 0 | 0 | 0 | 0 | 0 | 0 | 0 | 0 | 0 | 0 | 0 | 0 | 0 | 0 | 0 | 0 | 0 | 0 | 0 | 0 | 0 | 0 | 0 | 0 | 0 | 0 | 0 | 0 | 0 | 0 | 0 | 0 | 0 | [15 empty] | 0 | 0 | 0 | 0 | 0 | 0 | 0 | 0 | 0 | 0 | 0 | 0 | 0 | 0 | 0 |  | 0 | 0 | 0 | 0 | 0 | 0 | 0 | 0 | 0 | 0 | 0 | 0 | 0 | 0 | 0 | 0 | 0 | 0 | 0 | 0 | 0 | 0 | 0 | 0 | 0 | 0 | 0 | 0 | 0 | 0
SCE Northern | Pardee | 230 | [15 empty] | 0 | 0 | 0 | 0 | 0 | 0 | 0 | 0 | 0 | 0 | 0 | 15 | 0 | 0 | 1 | [9 empty] | 192 | [19 empty] | 0 | 0 | 0 | 0 | 0 | 0 | 0 | 0 | 0 | 0 | 192 | 0 | 0 | 0 | 0 |  | 0 | 0 | 0 | 0 | 0 | 0 | 0 | 0 | 0 | 192 | 0 | 15 | 0 | 0 | 1 | 0 | 0 | 0 | 0 | 0 | 0 | 0 | 0 | 0 | 0 | 0 | 0 | 0 | 0 | 0 | [14 empty] | 0 | 0 | 0 | 0 | 0 | 0 | 0 | 0 | 0 | 192 | 0 | 0 | 0 | 0 | [15 empty] | 0 | 0 | 0 | 0 | 0 | 0 | 0 | 0 | 0 | 0 | 192 | 0 | 0 | 0 | 0 |  | 0 | 0 | 0 | 0 | 0 | 0 | 0 | 0 | 0 | 192 | 0 | 15 | 0 | 0 | 1 | 0 | 0 | 0 | 0 | 0 | 0 | 0 | 0 | 0 | 0 | 0 | 0 | 0 | 0 | 0
PG&E NGBA | Parkway | 230 | [15 empty] | 0 | 0 | 0 | 0 | 0 | 0 | 0 | 0 | 0 | 0 | 0 | 0 | 0 | 0 | 0 | 0 | 0 | 0 | 0 | 0 | 0 | 0 | 0 | 0 | 0 | 0 | 0 | 0 | 0 | [15 empty] | 0 | 0 | 0 | 0 | 0 | 0 | 0 | 0 | 0 | 0 | 0 | 0 | 0 | 0 | 0 |  | 0 | 0 | 0 | 0 | 0 | 0 | 0 | 0 | 0 | 0 | 0 | 0 | 0 | 0 | 0 | 0 | 0 | 0 | 0 | 0 | 0 | 0 | 0 | 0 | 0 | 0 | 0 | 0 | 0 | 0 | [14 empty] | 0 | 0 | 0 | 0 | 0 | 0 | 0 | 0 | 0 | 0 | 0 | 0 | 0 | 0 | [15 empty] | 0 | 0 | 0 | 0 | 0 | 0 | 0 | 0 | 0 | 0 | 0 | 0 | 0 | 0 | 0 |  | 0 | 0 | 0 | 0 | 0 | 0 | 0 | 0 | 0 | 0 | 0 | 0 | 0 | 0 | 0 | 0 | 0 | 0 | 0 | 0 | 0 | 0 | 0 | 0 | 0 | 0 | 0 | 0 | 0 | 0
SCE Northern | Pastoria | 230 | [15 empty] | 0 | 0 | 0 | 0 | 0 | 0 | 0 | 0 | 0 | 0 | 105 | 80 | 0 | 0 | 1 | [9 empty] | 0 | [19 empty] | 0 | 0 | 0 | 0 | 0 | 0 | 0 | 0 | 0 | 0 | 0 | 0 | 0 | 0 | 0 |  | 0 | 0 | 0 | 0 | 0 | 0 | 0 | 0 | 0 | 0 | 105 | 80 | 0 | 0 | 1 | 0 | 0 | 0 | 0 | 0 | 0 | 0 | 0 | 0 | 0 | 0 | 0 | 0 | 0 | 0 | [14 empty] | 0 | 0 | 0 | 0 | 0 | 0 | 0 | 0 | 0 | 0 | 0 | 0 | 0 | 0 | [15 empty] | 0 | 0 | 0 | 0 | 0 | 0 | 0 | 0 | 0 | 0 | 0 | 0 | 0 | 0 | 0 |  | 0 | 0 | 0 | 0 | 0 | 0 | 0 | 0 | 0 | 0 | 105 | 80 | 0 | 0 | 1 | 0 | 0 | 0 | 0 | 0 | 0 | 0 | 0 | 0 | 0 | 0 | 0 | 0 | 0 | 0
SCE Metro | Pauda | 230 | [15 empty] | 0 | 0 | 0 | 0 | 0 | 0 | 0 | 0 | 0 | 0 | 0 | 0 | 0 | 0 | 0 | [12 empty] | 200 | [16 empty] | 0 | 0 | 0 | 0 | 0 | 0 | 0 | 0 | 0 | 0 | 0 | 0 | 0 | 200 | 0 |  | 0 | 0 | 0 | 0 | 0 | 0 | 0 | 0 | 0 | 0 | 0 | 0 | 200 | 0 | 1 | 0 | 0 | 0 | 0 | 0 | 0 | 0 | 0 | 0 | 0 | 0 | 0 | 0 | 0 | 0 | [14 empty] | 0 | 0 | 0 | 0 | 0 | 0 | 0 | 0 | 0 | 0 | 0 | 0 | 200 | 0 | [15 empty] | 0 | 0 | 0 | 0 | 0 | 0 | 0 | 0 | 0 | 0 | 0 | 0 | 0 | 200 | 0 |  | 0 | 0 | 0 | 0 | 0 | 0 | 0 | 0 | 0 | 0 | 0 | 0 | 200 | 0 | 1 | 0 | 0 | 0 | 0 | 0 | 0 | 0 | 0 | 0 | 0 | 0 | 0 | 0 | 0 | 0
PG&E GBA | Paul Sweet | 115 | [15 empty] | 0 | 0 | 0 | 0 | 0 | 0 | 0 | 0 | 0 | 0 | 0 | 0 | 0 | 0 | 0 | 0 | 0 | 0 | 0 | 0 | 0 | 0 | 0 | 0 | 0 | 0 | 0 | 0 | 0 | [15 empty] | 0 | 0 | 0 | 0 | 0 | 0 | 0 | 0 | 0 | 0 | 0 | 0 | 0 | 0 | 0 |  | 0 | 0 | 0 | 0 | 0 | 0 | 0 | 0 | 0 | 0 | 0 | 0 | 0 | 0 | 0 | 0 | 0 | 0 | 0 | 0 | 0 | 0 | 0 | 0 | 0 | 0 | 0 | 0 | 0 | 0 | [14 empty] | 0 | 0 | 0 | 0 | 0 | 0 | 0 | 0 | 0 | 0 | 0 | 0 | 0 | 0 | [15 empty] | 0 | 0 | 0 | 0 | 0 | 0 | 0 | 0 | 0 | 0 | 0 | 0 | 0 | 0 | 0 |  | 0 | 0 | 0 | 0 | 0 | 0 | 0 | 0 | 0 | 0 | 0 | 0 | 0 | 0 | 0 | 0 | 0 | 0 | 0 | 0 | 0 | 0 | 0 | 0 | 0 | 0 | 0 | 0 | 0 | 0
PG&E NGBA | Peabody | 230 | [15 empty] | 0 | 0 | 0 | 0 | 0 | 0 | 0 | 0 | 0 | 0 | 0 | 0 | 0 | 0 | 0 | 0 | 0 | 0 | 0 | 0 | 0 | 0 | 0 | 0 | 0 | 0 | 0 | 0 | 0 | [15 empty] | 0 | 0 | 0 | 0 | 0 | 0 | 0 | 0 | 0 | 0 | 0 | 0 | 0 | 0 | 0 |  | 0 | 0 | 0 | 0 | 0 | 0 | 0 | 0 | 0 | 0 | 0 | 0 | 0 | 0 | 0 | 0 | 0 | 0 | 0 | 0 | 0 | 0 | 0 | 0 | 0 | 0 | 0 | 0 | 0 | 0 | [14 empty] | 0 | 0 | 0 | 0 | 0 | 0 | 0 | 0 | 0 | 0 | 0 | 0 | 0 | 0 | [15 empty] | 0 | 0 | 0 | 0 | 0 | 0 | 0 | 0 | 0 | 0 | 0 | 0 | 0 | 0 | 0 |  | 0 | 0 | 0 | 0 | 0 | 0 | 0 | 0 | 0 | 0 | 0 | 0 | 0 | 0 | 0 | 0 | 0 | 0 | 0 | 0 | 0 | 0 | 0 | 0 | 0 | 0 | 0 | 0 | 0 | 0
PG&E NGBA | Pease | 115 | [15 empty] | 0 | 0 | 0 | 0 | 0 | 0 | 0 | 0 | 0 | 0 | 0 | 0 | 0 | 0 | 0 | 0 | 0 | 0 | 0 | 0 | 0 | 0 | 0 | 0 | 0 | 0 | 0 | 0 | 0 | [15 empty] | 0 | 0 | 0 | 0 | 0 | 0 | 0 | 0 | 0 | 0 | 0 | 0 | 0 | 0 | 0 |  | 0 | 0 | 0 | 0 | 0 | 0 | 0 | 0 | 0 | 0 | 0 | 0 | 0 | 0 | 0 | 0 | 0 | 0 | 0 | 0 | 0 | 0 | 0 | 0 | 0 | 0 | 0 | 0 | 0 | 0 | [14 empty] | 0 | 0 | 0 | 0 | 0 | 0 | 0 | 0 | 0 | 0 | 0 | 0 | 0 | 0 | [15 empty] | 0 | 0 | 0 | 0 | 0 | 0 | 0 | 0 | 0 | 0 | 0 | 0 | 0 | 0 | 0 |  | 0 | 0 | 0 | 0 | 0 | 0 | 0 | 0 | 0 | 0 | 0 | 0 | 0 | 0 | 0 | 0 | 0 | 0 | 0 | 0 | 0 | 0 | 0 | 0 | 0 | 0 | 0 | 0 | 0 | 0
PG&E NGBA | Pease | 60 | [15 empty] | 0 | 0 | 0 | 0 | 0 | 0 | 0 | 0 | 0 | 0 | 0 | 0 | 0 | 0 | 0 | 0 | 0 | 0 | 0 | 0 | 0 | 0 | 0 | 0 | 0 | 0 | 0 | 0 | 0 | [15 empty] | 0 | 0 | 0 | 0 | 0 | 0 | 0 | 0 | 0 | 0 | 0 | 0 | 0 | 0 | 0 |  | 0 | 0 | 0 | 0 | 0 | 0 | 0 | 0 | 0 | 0 | 0 | 0 | 0 | 0 | 0 | 0 | 0 | 0 | 0 | 0 | 0 | 0 | 0 | 0 | 0 | 0 | 0 | 0 | 0 | 0 | [14 empty] | 0 | 0 | 0 | 0 | 0 | 0 | 0 | 0 | 0 | 0 | 0 | 0 | 0 | 0 | [15 empty] | 0 | 0 | 0 | 0 | 0 | 0 | 0 | 0 | 0 | 0 | 0 | 0 | 0 | 0 | 0 |  | 0 | 0 | 0 | 0 | 0 | 0 | 0 | 0 | 0 | 0 | 0 | 0 | 0 | 0 | 0 | 0 | 0 | 0 | 0 | 0 | 0 | 0 | 0 | 0 | 0 | 0 | 0 | 0 | 0 | 0
SDGE | Penasquitos | 138 | [15 empty] | 0 | 0 | 0 | 0 | 0 | 0 | 0 | 0 | 0 | 0 | 0 | 0 | 0 | 0 | 0 | [29 empty] | 0 | 0 | 0 | 0 | 0 | 0 | 0 | 0 | 0 | 0 | 0 | 0 | 0 | 0 | 0 |  | 0 | 0 | 0 | 0 | 0 | 0 | 0 | 0 | 0 | 0 | 0 | 0 | 0 | 0 | 0 | 0 | 0 | 0 | 0 | 0 | 0 | 0 | 0 | 0 | 0 | 0 | 0 | 0 | 0 | 0 | [14 empty] | 0 | 0 | 0 | 0 | 0 | 0 | 0 | 0 | 0 | 0 | 0 | 0 | 0 | 0 | [15 empty] | 0 | 0 | 0 | 0 | 0 | 0 | 0 | 0 | 0 | 0 | 0 | 0 | 0 | 0 | 0 |  | 0 | 0 | 0 | 0 | 0 | 0 | 0 | 0 | 0 | 0 | 0 | 0 | 0 | 0 | 0 | 0 | 0 | 0 | 0 | 0 | 0 | 0 | 0 | 0 | 0 | 0 | 0 | 0 | 0 | 0
SDGE | Penasquitos | 230 | [15 empty] | 0 | 0 | 0 | 0 | 0 | 0 | 0 | 0 | 0 | 0 | 0 | 0 | 0 | 0 | 0 | [29 empty] | 0 | 0 | 0 | 0 | 0 | 0 | 0 | 0 | 0 | 0 | 0 | 0 | 0 | 0 | 0 |  | 0 | 0 | 0 | 0 | 0 | 0 | 0 | 0 | 0 | 0 | 0 | 0 | 0 | 0 | 0 | 0 | 0 | 0 | 0 | 0 | 0 | 0 | 0 | 0 | 0 | 0 | 0 | 0 | 0 | 0 | [14 empty] | 0 | 0 | 0 | 0 | 0 | 0 | 0 | 0 | 0 | 0 | 0 | 0 | 0 | 0 | [15 empty] | 0 | 0 | 0 | 0 | 0 | 0 | 0 | 0 | 0 | 0 | 0 | 0 | 0 | 0 | 0 |  | 0 | 0 | 0 | 0 | 0 | 0 | 0 | 0 | 0 | 0 | 0 | 0 | 0 | 0 | 0 | 0 | 0 | 0 | 0 | 0 | 0 | 0 | 0 | 0 | 0 | 0 | 0 | 0 | 0 | 0
SDGE | Penasquitos | 69 | [15 empty] | 0 | 0 | 0 | 0 | 0 | 0 | 0 | 0 | 0 | 0 | 0 | 0 | 0 | 0 | 0 | [29 empty] | 0 | 0 | 0 | 0 | 0 | 0 | 0 | 0 | 0 | 0 | 0 | 0 | 0 | 0 | 0 |  | 0 | 0 | 0 | 0 | 0 | 0 | 0 | 0 | 0 | 0 | 0 | 0 | 0 | 0 | 0 | 0 | 0 | 0 | 0 | 0 | 0 | 0 | 0 | 0 | 0 | 0 | 0 | 0 | 0 | 0 | [14 empty] | 0 | 0 | 0 | 0 | 0 | 0 | 0 | 0 | 0 | 0 | 0 | 0 | 0 | 0 | [15 empty] | 0 | 0 | 0 | 0 | 0 | 0 | 0 | 0 | 0 | 0 | 0 | 0 | 0 | 0 | 0 |  | 0 | 0 | 0 | 0 | 0 | 0 | 0 | 0 | 0 | 0 | 0 | 0 | 0 | 0 | 0 | 0 | 0 | 0 | 0 | 0 | 0 | 0 | 0 | 0 | 0 | 0 | 0 | 0 | 0 | 0
SDGE | Pendleton | 69 | [15 empty] | 0 | 0 | 0 | 0 | 0 | 0 | 0 | 0 | 0 | 0 | 0 | 0 | 50 | 0 | 1 | [29 empty] | 0 | 0 | 0 | 0 | 0 | 0 | 0 | 0 | 0 | 0 | 0 | 0 | 0 | 0 | 0 |  | 0 | 0 | 0 | 0 | 0 | 0 | 0 | 0 | 0 | 0 | 0 | 0 | 50 | 0 | 1 | 0 | 0 | 0 | 0 | 0 | 0 | 0 | 0 | 0 | 0 | 0 | 0 | 0 | 0 | 0 | [14 empty] | 0 | 0 | 0 | 0 | 0 | 0 | 0 | 0 | 0 | 0 | 0 | 0 | 0 | 0 | [15 empty] | 0 | 0 | 0 | 0 | 0 | 0 | 0 | 0 | 0 | 0 | 0 | 0 | 0 | 0 | 0 |  | 0 | 0 | 0 | 0 | 0 | 0 | 0 | 0 | 0 | 0 | 0 | 0 | 50 | 0 | 1 | 0 | 0 | 0 | 0 | 0 | 0 | 0 | 0 | 0 | 0 | 0 | 0 | 0 | 0 | 0
PG&E NGBA | Penngrove | 115 | [15 empty] | 0 | 0 | 0 | 0 | 0 | 0 | 0 | 0 | 0 | 0 | 0 | 0 | 0 | 0 | 0 | 0 | 0 | 0 | 0 | 0 | 0 | 0 | 0 | 0 | 0 | 0 | 0 | 0 | 0 | [15 empty] | 0 | 0 | 0 | 0 | 0 | 0 | 0 | 0 | 0 | 0 | 0 | 0 | 0 | 0 | 0 |  | 0 | 0 | 0 | 0 | 0 | 0 | 0 | 0 | 0 | 0 | 0 | 0 | 0 | 0 | 0 | 0 | 0 | 0 | 0 | 0 | 0 | 0 | 0 | 0 | 0 | 0 | 0 | 0 | 0 | 0 | [14 empty] | 0 | 0 | 0 | 0 | 0 | 0 | 0 | 0 | 0 | 0 | 0 | 0 | 0 | 0 | [15 empty] | 0 | 0 | 0 | 0 | 0 | 0 | 0 | 0 | 0 | 0 | 0 | 0 | 0 | 0 | 0 |  | 0 | 0 | 0 | 0 | 0 | 0 | 0 | 0 | 0 | 0 | 0 | 0 | 0 | 0 | 0 | 0 | 0 | 0 | 0 | 0 | 0 | 0 | 0 | 0 | 0 | 0 | 0 | 0 | 0 | 0
PG&E GBA | Peoria | 115 | [15 empty] | 0 | 0 | 0 | 0 | 0 | 0 | 0 | 0 | 0 | 0 | 0 | 0 | 0 | 0 | 0 | 0 | 0 | 0 | 0 | 0 | 0 | 0 | 0 | 0 | 0 | 0 | 0 | 0 | 0 | [15 empty] | 0 | 0 | 0 | 0 | 0 | 0 | 0 | 0 | 0 | 0 | 0 | 0 | 0 | 0 | 0 |  | 0 | 0 | 0 | 0 | 0 | 0 | 0 | 0 | 0 | 0 | 0 | 0 | 0 | 0 | 0 | 0 | 0 | 0 | 0 | 0 | 0 | 0 | 0 | 0 | 0 | 0 | 0 | 0 | 0 | 0 | [14 empty] | 0 | 0 | 0 | 0 | 0 | 0 | 0 | 0 | 0 | 0 | 0 | 0 | 0 | 0 | [15 empty] | 0 | 0 | 0 | 0 | 0 | 0 | 0 | 0 | 0 | 0 | 0 | 0 | 0 | 0 | 0 |  | 0 | 0 | 0 | 0 | 0 | 0 | 0 | 0 | 0 | 0 | 0 | 0 | 0 | 0 | 0 | 0 | 0 | 0 | 0 | 0 | 0 | 0 | 0 | 0 | 0 | 0 | 0 | 0 | 0 | 0
PG&E GBA | Piercy | 115 | [15 empty] | 0 | 0 | 0 | 0 | 0 | 0 | 0 | 0 | 0 | 0 | 0 | 0 | 0 | 0 | 0 | 0 | 0 | 0 | 0 | 0 | 0 | 0 | 0 | 0 | 0 | 0 | 0 | 0 | 0 | [15 empty] | 0 | 0 | 0 | 0 | 0 | 0 | 0 | 0 | 0 | 0 | 0 | 0 | 0 | 0 | 0 |  | 0 | 0 | 0 | 0 | 0 | 0 | 0 | 0 | 0 | 0 | 0 | 0 | 0 | 0 | 0 | 0 | 0 | 0 | 0 | 0 | 0 | 0 | 0 | 0 | 0 | 0 | 0 | 0 | 0 | 0 | [14 empty] | 0 | 0 | 0 | 0 | 0 | 0 | 0 | 0 | 0 | 0 | 0 | 0 | 0 | 0 | [15 empty] | 0 | 0 | 0 | 0 | 0 | 0 | 0 | 0 | 0 | 0 | 0 | 0 | 0 | 0 | 0 |  | 0 | 0 | 0 | 0 | 0 | 0 | 0 | 0 | 0 | 0 | 0 | 0 | 0 | 0 | 0 | 0 | 0 | 0 | 0 | 0 | 0 | 0 | 0 | 0 | 0 | 0 | 0 | 0 | 0 | 0
PG&E FRESNO | Pine Flat | 230 | [15 empty] | 0 | 0 | 0 | 0 | 0 | 0 | 0 | 0 | 0 | 0 | 0 | 0 | 0 | 0 | 0 | 0 | 0 | 0 | 0 | 0 | 0 | 0 | 0 | 0 | 0 | 0 | 0 | 0 | 0 | [15 empty] | 0 | 0 | 0 | 0 | 0 | 0 | 0 | 0 | 0 | 0 | 0 | 0 | 0 | 0 | 0 |  | 0 | 0 | 0 | 0 | 0 | 0 | 0 | 0 | 0 | 0 | 0 | 0 | 0 | 0 | 0 | 0 | 0 | 0 | 0 | 0 | 0 | 0 | 0 | 0 | 0 | 0 | 0 | 0 | 0 | 0 | 0 | 0 | 0 | 0 | 0 | 0 | 0 | 0 | 0 | 225 | 0 | 0 | 0 | 0 | 0 | 0 | 0 | 0 | 0 | 0 | 0 | 0 | 0 | 225 | 0 | 0 | 0 | 0 | [15 empty] | 0 | 0 | 0 | 0 | 0 | 0 | 0 | 0 | 0 | 0 | 225 | 0 | 0 | 0 | 0 |  | 0 | 0 | 0 | 0 | 0 | 0 | 0 | 0 | 0 | 225 | 0 | 0 | 0 | 0 | 1 | 0 | 0 | 0 | 0 | 0 | 0 | 0 | 0 | 0 | 0 | 0 | 0 | 0 | 0 | 0
SCE NOL | Pisgah | 230 | [15 empty] | 0 | 0 | 0 | 0 | 0 | 0 | 0 | 0 | 0 | 0 | 0 | 0 | 0 | 0 | 0 | [29 empty] | 0 | 0 | 0 | 0 | 0 | 0 | 0 | 0 | 0 | 0 | 0 | 0 | 0 | 0 | 0 |  | 0 | 0 | 0 | 0 | 0 | 0 | 0 | 0 | 0 | 0 | 0 | 0 | 0 | 0 | 0 | 0 | 0 | 0 | 0 | 0 | 0 | 0 | 0 | 0 | 0 | 0 | 0 | 0 | 0 | 0 | [14 empty] | 0 | 0 | 0 | 0 | 0 | 0 | 0 | 0 | 0 | 0 | 0 | 0 | 0 | 0 | [15 empty] | 0 | 0 | 0 | 0 | 0 | 0 | 0 | 0 | 0 | 0 | 0 | 0 | 0 | 0 | 0 |  | 0 | 0 | 0 | 0 | 0 | 0 | 0 | 0 | 0 | 0 | 0 | 0 | 0 | 0 | 0 | 0 | 0 | 0 | 0 | 0 | 0 | 0 | 0 | 0 | 0 | 0 | 0 | 0 | 0 | 0
PG&E NGBA | Pit 1 | 230 | [15 empty] | 0 | 0 | 0 | 0 | 0 | 0 | 0 | 0 | 0 | 0 | 0 | 0 | 0 | 0 | 0 | 0 | 0 | 0 | 0 | 0 | 0 | 0 | 0 | 0 | 0 | 0 | 0 | 0 | 0 | [15 empty] | 0 | 0 | 0 | 0 | 0 | 0 | 0 | 0 | 0 | 0 | 0 | 0 | 0 | 0 | 0 |  | 0 | 0 | 0 | 0 | 0 | 0 | 0 | 0 | 0 | 0 | 0 | 0 | 0 | 0 | 0 | 0 | 0 | 0 | 0 | 0 | 0 | 0 | 0 | 0 | 0 | 0 | 0 | 0 | 0 | 0 | [14 empty] | 0 | 0 | 0 | 0 | 0 | 0 | 0 | 0 | 0 | 0 | 0 | 0 | 0 | 0 | [15 empty] | 0 | 0 | 0 | 0 | 0 | 0 | 0 | 0 | 0 | 0 | 0 | 0 | 0 | 0 | 0 |  | 0 | 0 | 0 | 0 | 0 | 0 | 0 | 0 | 0 | 0 | 0 | 0 | 0 | 0 | 0 | 0 | 0 | 0 | 0 | 0 | 0 | 0 | 0 | 0 | 0 | 0 | 0 | 0 | 0 | 0
PG&E NGBA | Pit 1 | 60 | [15 empty] | 0 | 0 | 0 | 0 | 0 | 0 | 0 | 0 | 0 | 0 | 0 | 0 | 0 | 0 | 0 | 0 | 0 | 0 | 0 | 0 | 0 | 0 | 0 | 0 | 0 | 0 | 0 | 0 | 0 | [15 empty] | 0 | 0 | 0 | 0 | 0 | 0 | 0 | 0 | 0 | 0 | 0 | 0 | 0 | 0 | 0 |  | 0 | 0 | 0 | 0 | 0 | 0 | 0 | 0 | 0 | 0 | 0 | 0 | 0 | 0 | 0 | 0 | 0 | 0 | 0 | 0 | 0 | 0 | 0 | 0 | 0 | 0 | 0 | 0 | 0 | 0 | [14 empty] | 0 | 0 | 0 | 0 | 0 | 0 | 0 | 0 | 0 | 0 | 0 | 0 | 0 | 0 | [15 empty] | 0 | 0 | 0 | 0 | 0 | 0 | 0 | 0 | 0 | 0 | 0 | 0 | 0 | 0 | 0 |  | 0 | 0 | 0 | 0 | 0 | 0 | 0 | 0 | 0 | 0 | 0 | 0 | 0 | 0 | 0 | 0 | 0 | 0 | 0 | 0 | 0 | 0 | 0 | 0 | 0 | 0 | 0 | 0 | 0 | 0
PG&E NGBA | Pit 3 | 230 | [15 empty] | 0 | 0 | 0 | 0 | 0 | 0 | 0 | 0 | 0 | 0 | 0 | 0 | 0 | 0 | 0 | 0 | 0 | 0 | 0 | 0 | 0 | 0 | 0 | 0 | 0 | 0 | 0 | 0 | 0 | [15 empty] | 0 | 0 | 0 | 0 | 0 | 0 | 0 | 0 | 0 | 0 | 0 | 0 | 0 | 0 | 0 |  | 0 | 0 | 0 | 0 | 0 | 0 | 0 | 0 | 0 | 0 | 0 | 0 | 0 | 0 | 0 | 0 | 0 | 0 | 0 | 0 | 0 | 0 | 0 | 0 | 0 | 0 | 0 | 0 | 0 | 0 | [14 empty] | 0 | 0 | 0 | 0 | 0 | 0 | 0 | 0 | 0 | 0 | 0 | 0 | 0 | 0 | [15 empty] | 0 | 0 | 0 | 0 | 0 | 0 | 0 | 0 | 0 | 0 | 0 | 0 | 0 | 0 | 0 |  | 0 | 0 | 0 | 0 | 0 | 0 | 0 | 0 | 0 | 0 | 0 | 0 | 0 | 0 | 0 | 0 | 0 | 0 | 0 | 0 | 0 | 0 | 0 | 0 | 0 | 0 | 0 | 0 | 0 | 0
PG&E NGBA | Pit 4 | 230 | [15 empty] | 0 | 0 | 0 | 0 | 0 | 0 | 0 | 0 | 0 | 0 | 0 | 0 | 0 | 0 | 0 | 0 | 0 | 0 | 0 | 0 | 0 | 0 | 0 | 0 | 0 | 0 | 0 | 0 | 0 | [15 empty] | 0 | 0 | 0 | 0 | 0 | 0 | 0 | 0 | 0 | 0 | 0 | 0 | 0 | 0 | 0 |  | 0 | 0 | 0 | 0 | 0 | 0 | 0 | 0 | 0 | 0 | 0 | 0 | 0 | 0 | 0 | 0 | 0 | 0 | 0 | 0 | 0 | 0 | 0 | 0 | 0 | 0 | 0 | 0 | 0 | 0 | [14 empty] | 0 | 0 | 0 | 0 | 0 | 0 | 0 | 0 | 0 | 0 | 0 | 0 | 0 | 0 | [15 empty] | 0 | 0 | 0 | 0 | 0 | 0 | 0 | 0 | 0 | 0 | 0 | 0 | 0 | 0 | 0 |  | 0 | 0 | 0 | 0 | 0 | 0 | 0 | 0 | 0 | 0 | 0 | 0 | 0 | 0 | 0 | 0 | 0 | 0 | 0 | 0 | 0 | 0 | 0 | 0 | 0 | 0 | 0 | 0 | 0 | 0
PG&E GBA | Pittsburg | 115 | [15 empty] | 0 | 0 | 0 | 0 | 0 | 0 | 0 | 0 | 0 | 0 | 0 | 0 | 0 | 0 | 0 | 0 | 0 | 0 | 0 | 0 | 0 | 0 | 0 | 0 | 0 | 0 | 0 | 0 | 0 | [15 empty] | 0 | 0 | 0 | 0 | 0 | 0 | 0 | 0 | 0 | 0 | 0 | 0 | 0 | 0 | 0 |  | 0 | 0 | 0 | 0 | 0 | 0 | 0 | 0 | 0 | 0 | 0 | 0 | 0 | 0 | 0 | 0 | 0 | 0 | 0 | 0 | 0 | 0 | 0 | 0 | 0 | 0 | 0 | 0 | 0 | 0 | [14 empty] | 0 | 0 | 0 | 0 | 0 | 0 | 0 | 0 | 0 | 0 | 0 | 0 | 0 | 0 | [15 empty] | 0 | 0 | 0 | 0 | 0 | 0 | 0 | 0 | 0 | 0 | 0 | 0 | 0 | 0 | 0 |  | 0 | 0 | 0 | 0 | 0 | 0 | 0 | 0 | 0 | 0 | 0 | 0 | 0 | 0 | 0 | 0 | 0 | 0 | 0 | 0 | 0 | 0 | 0 | 0 | 0 | 0 | 0 | 0 | 0 | 0
PG&E GBA | Pittsburg | 230 | [15 empty] | 0 | 0 | 0 | 0 | 0 | 0 | 0 | 0 | 0 | 0 | 0 | 0 | 0 | 0 | 0 | 0 | 0 | 0 | 0 | 0 | 0 | 0 | 0 | 0 | 0 | 0 | 0 | 0 | 0 | [15 empty] | 0 | 0 | 0 | 0 | 0 | 0 | 0 | 0 | 0 | 0 | 0 | 0 | 0 | 0 | 0 |  | 0 | 0 | 0 | 0 | 0 | 0 | 0 | 0 | 0 | 0 | 0 | 0 | 0 | 0 | 0 | 0 | 0 | 0 | 0 | 0 | 0 | 0 | 0 | 0 | 0 | 0 | 0 | 0 | 0 | 0 | [14 empty] | 0 | 0 | 0 | 0 | 0 | 0 | 0 | 0 | 0 | 0 | 0 | 0 | 0 | 0 | [15 empty] | 0 | 0 | 0 | 0 | 0 | 0 | 0 | 0 | 0 | 0 | 0 | 0 | 0 | 0 | 0 |  | 0 | 0 | 0 | 0 | 0 | 0 | 0 | 0 | 0 | 0 | 0 | 0 | 0 | 0 | 0 | 0 | 0 | 0 | 0 | 0 | 0 | 0 | 0 | 0 | 0 | 0 | 0 | 0 | 0 | 0
PG&E NGBA | Pleasant Grove | 115 | [15 empty] | 0 | 0 | 0 | 0 | 0 | 0 | 0 | 0 | 0 | 0 | 0 | 0 | 0 | 0 | 0 | 0 | 0 | 0 | 0 | 0 | 0 | 0 | 0 | 0 | 0 | 0 | 0 | 0 | 0 | [15 empty] | 0 | 0 | 0 | 0 | 0 | 0 | 0 | 0 | 0 | 0 | 0 | 0 | 0 | 0 | 0 |  | 0 | 0 | 0 | 0 | 0 | 0 | 0 | 0 | 0 | 0 | 0 | 0 | 0 | 0 | 0 | 0 | 0 | 0 | 0 | 0 | 0 | 0 | 0 | 0 | 0 | 0 | 0 | 0 | 0 | 0 | [14 empty] | 0 | 0 | 0 | 0 | 0 | 0 | 0 | 0 | 0 | 0 | 0 | 0 | 0 | 0 | [15 empty] | 0 | 0 | 0 | 0 | 0 | 0 | 0 | 0 | 0 | 0 | 0 | 0 | 0 | 0 | 0 |  | 0 | 0 | 0 | 0 | 0 | 0 | 0 | 0 | 0 | 0 | 0 | 0 | 0 | 0 | 0 | 0 | 0 | 0 | 0 | 0 | 0 | 0 | 0 | 0 | 0 | 0 | 0 | 0 | 0 | 0
PG&E NGBA | POE | 230 | [15 empty] | 0 | 0 | 0 | 0 | 0 | 0 | 0 | 0 | 0 | 0 | 0 | 0 | 0 | 0 | 0 | 0 | 0 | 0 | 0 | 0 | 0 | 0 | 0 | 0 | 0 | 0 | 0 | 0 | 0 | [15 empty] | 0 | 0 | 0 | 0 | 0 | 0 | 0 | 0 | 0 | 0 | 0 | 0 | 0 | 0 | 0 |  | 0 | 0 | 0 | 0 | 0 | 0 | 0 | 0 | 0 | 0 | 0 | 0 | 0 | 0 | 0 | 0 | 0 | 0 | 0 | 0 | 0 | 0 | 0 | 0 | 0 | 0 | 0 | 0 | 0 | 0 | [14 empty] | 0 | 0 | 0 | 0 | 0 | 0 | 0 | 0 | 0 | 0 | 0 | 0 | 0 | 0 | [15 empty] | 0 | 0 | 0 | 0 | 0 | 0 | 0 | 0 | 0 | 0 | 0 | 0 | 0 | 0 | 0 |  | 0 | 0 | 0 | 0 | 0 | 0 | 0 | 0 | 0 | 0 | 0 | 0 | 0 | 0 | 0 | 0 | 0 | 0 | 0 | 0 | 0 | 0 | 0 | 0 | 0 | 0 | 0 | 0 | 0 | 0
SDGE | Point Loma | 69 | [15 empty] | 0 | 0 | 0 | 0 | 0 | 0 | 0 | 0 | 0 | 0 | 0 | 0 | 0 | 0 | 0 | [29 empty] | 0 | 0 | 0 | 0 | 0 | 0 | 0 | 0 | 0 | 0 | 0 | 0 | 0 | 0 | 0 |  | 0 | 0 | 0 | 0 | 0 | 0 | 0 | 0 | 0 | 0 | 0 | 0 | 0 | 0 | 0 | 0 | 0 | 0 | 0 | 0 | 0 | 0 | 0 | 0 | 0 | 0 | 0 | 0 | 0 | 0 | [14 empty] | 0 | 0 | 0 | 0 | 0 | 0 | 0 | 0 | 0 | 0 | 0 | 0 | 0 | 0 | [15 empty] | 0 | 0 | 0 | 0 | 0 | 0 | 0 | 0 | 0 | 0 | 0 | 0 | 0 | 0 | 0 |  | 0 | 0 | 0 | 0 | 0 | 0 | 0 | 0 | 0 | 0 | 0 | 0 | 0 | 0 | 0 | 0 | 0 | 0 | 0 | 0 | 0 | 0 | 0 | 0 | 0 | 0 | 0 | 0 | 0 | 0
SDGE | Pomerado | 69 | [15 empty] | 0 | 0 | 0 | 0 | 0 | 0 | 0 | 0 | 0 | 0 | 0 | 100 | 0 | 0 | 1 | [29 empty] | 0 | 0 | 0 | 0 | 0 | 0 | 0 | 0 | 0 | 0 | 0 | 0 | 0 | 0 | 0 |  | 0 | 0 | 0 | 0 | 0 | 0 | 0 | 0 | 0 | 0 | 0 | 100 | 0 | 0 | 1 | 0 | 0 | 0 | 0 | 0 | 0 | 0 | 0 | 0 | 0 | 0 | 0 | 0 | 0 | 0 | [14 empty] | 0 | 0 | 0 | 0 | 0 | 0 | 0 | 0 | 0 | 0 | 0 | 0 | 0 | 0 | [15 empty] | 0 | 0 | 0 | 0 | 0 | 0 | 0 | 0 | 0 | 0 | 0 | 0 | 0 | 0 | 0 |  | 0 | 0 | 0 | 0 | 0 | 0 | 0 | 0 | 0 | 0 | 0 | 100 | 0 | 0 | 1 | 0 | 0 | 0 | 0 | 0 | 0 | 0 | 0 | 0 | 0 | 0 | 0 | 0 | 0 | 0
PG&E KERN | Poso Mountain | 115 | [15 empty] | 0 | 0 | 0 | 0 | 0 | 0 | 0 | 0 | 0 | 0 | 0 | 0 | 0 | 0 | 0 | 0 | 0 | 0 | 0 | 0 | 0 | 0 | 0 | 0 | 100 | 150 | 0 | 0 | 0 | [15 empty] | 0 | 0 | 0 | 0 | 0 | 0 | 0 | 0 | 0 | 0 | 100 | 150 | 0 | 0 | 0 |  | 0 | 0 | 0 | 0 | 0 | 0 | 0 | 0 | 0 | 100 | 150 | 0 | 0 | 0 | 1 | 0 | 0 | 0 | 0 | 0 | 0 | 0 | 0 | 0 | 0 | 0 | 0 | 0 | 0 | 0 | [14 empty] | 0 | 0 | 0 | 0 | 0 | 0 | 0 | 0 | 0 | 100 | 150 | 0 | 0 | 0 | [15 empty] | 0 | 0 | 0 | 0 | 0 | 0 | 0 | 0 | 0 | 0 | 100 | 150 | 0 | 0 | 0 |  | 0 | 0 | 0 | 0 | 0 | 0 | 0 | 0 | 0 | 100 | 150 | 0 | 0 | 0 | 1 | 0 | 0 | 0 | 0 | 0 | 0 | 0 | 0 | 0 | 0 | 0 | 0 | 0 | 0 | 0
EOP | Primm | 230 | [15 empty] | 0 | 0 | 0 | 0 | 0 | 0 | 0 | 0 | 0 | 0 | 0 | 200 | 0 | 0 | 1 | [29 empty] | 0 | 0 | 0 | 0 | 0 | 0 | 0 | 0 | 0 | 0 | 0 | 0 | 0 | 0 | 0 |  | 0 | 0 | 0 | 0 | 0 | 0 | 0 | 0 | 0 | 0 | 0 | 200 | 0 | 0 | 1 | 0 | 0 | 0 | 0 | 0 | 0 | 0 | 0 | 0 | 0 | 0 | 0 | 0 | 0 | 0 | [14 empty] | 0 | 0 | 0 | 0 | 0 | 0 | 0 | 0 | 0 | 0 | 0 | 0 | 0 | 0 | [15 empty] | 0 | 0 | 0 | 0 | 0 | 0 | 0 | 0 | 0 | 0 | 0 | 0 | 0 | 0 | 0 |  | 0 | 0 | 0 | 0 | 0 | 0 | 0 | 0 | 0 | 0 | 0 | 200 | 0 | 0 | 1 | 0 | 0 | 0 | 0 | 0 | 0 | 0 | 0 | 0 | 0 | 0 | 0 | 0 | 0 | 0
PG&E NGBA | Putah Creek | 115 | [15 empty] | 0 | 0 | 0 | 0 | 0 | 0 | 0 | 0 | 0 | 0 | 0 | 0 | 0 | 0 | 0 | 0 | 0 | 0 | 0 | 0 | 0 | 0 | 0 | 0 | 0 | 0 | 0 | 0 | 0 | [15 empty] | 0 | 0 | 0 | 0 | 0 | 0 | 0 | 0 | 0 | 0 | 0 | 0 | 0 | 0 | 0 |  | 0 | 0 | 0 | 0 | 0 | 0 | 0 | 0 | 0 | 0 | 0 | 0 | 0 | 0 | 0 | 0 | 0 | 0 | 0 | 0 | 0 | 0 | 0 | 0 | 0 | 0 | 0 | 0 | 0 | 0 | [14 empty] | 0 | 0 | 0 | 0 | 0 | 0 | 0 | 0 | 0 | 0 | 0 | 0 | 0 | 0 | [15 empty] | 0 | 0 | 0 | 0 | 0 | 0 | 0 | 0 | 0 | 0 | 0 | 0 | 0 | 0 | 0 |  | 0 | 0 | 0 | 0 | 0 | 0 | 0 | 0 | 0 | 0 | 0 | 0 | 0 | 0 | 0 | 0 | 0 | 0 | 0 | 0 | 0 | 0 | 0 | 0 | 0 | 0 | 0 | 0 | 0 | 0
SDGE | Q1806 | 138 | [15 empty] | 0 | 0 | 0 | 0 | 0 | 0 | 0 | 0 | 0 | 0 | 0 | 0 | 0 | 0 | 0 | [29 empty] | 0 | 0 | 0 | 0 | 0 | 0 | 0 | 0 | 0 | 0 | 0 | 0 | 0 | 0 | 0 |  | 0 | 0 | 0 | 0 | 0 | 0 | 0 | 0 | 0 | 0 | 0 | 0 | 0 | 0 | 0 | 0 | 0 | 0 | 0 | 0 | 0 | 0 | 0 | 0 | 0 | 0 | 0 | 0 | 0 | 0 | [14 empty] | 0 | 0 | 0 | 0 | 0 | 0 | 0 | 0 | 0 | 0 | 0 | 0 | 0 | 0 | [15 empty] | 0 | 0 | 0 | 0 | 0 | 0 | 0 | 0 | 0 | 0 | 0 | 0 | 0 | 0 | 0 |  | 0 | 0 | 0 | 0 | 0 | 0 | 0 | 0 | 0 | 0 | 0 | 0 | 0 | 0 | 0 | 0 | 0 | 0 | 0 | 0 | 0 | 0 | 0 | 0 | 0 | 0 | 0 | 0 | 0 | 0
PG&E FRESNO | Quinto | 230 | [15 empty] | 0 | 0 | 0 | 0 | 0 | 0 | 0 | 0 | 0 | 0 | 0 | 0 | 0 | 0 | 0 | 30 | 0 | 0 | 0 | 0 | 0 | 0 | 0 | 0 | 370 | 0 | 0 | 0 | 0 | [15 empty] | 0 | 30 | 0 | 0 | 0 | 0 | 0 | 0 | 0 | 0 | 370 | 0 | 0 | 0 | 0 |  | 30 | 0 | 0 | 0 | 0 | 0 | 0 | 0 | 0 | 370 | 0 | 0 | 0 | 0 | 1 | 0 | 0 | 0 | 0 | 0 | 0 | 0 | 0 | 0 | 0 | 0 | 0 | 0 | 0 | 0 | 0 | 0 | 0 | 0 | 0 | 0 | 0 | 0 | 0 | 0 | 0 | 0 | 0 | 0 | 30 | 0 | 0 | 0 | 0 | 0 | 0 | 0 | 0 | 370 | 0 | 0 | 0 | 0 | [15 empty] | 0 | 30 | 0 | 0 | 0 | 0 | 0 | 0 | 0 | 0 | 370 | 0 | 0 | 0 | 0 |  | 30 | 0 | 0 | 0 | 0 | 0 | 0 | 0 | 0 | 370 | 0 | 0 | 0 | 0 | 1 | 0 | 0 | 0 | 0 | 0 | 0 | 0 | 0 | 0 | 0 | 0 | 0 | 0 | 0 | 0
PG&E GBA | Race Track | 115 | [15 empty] | 0 | 0 | 0 | 0 | 0 | 0 | 0 | 0 | 0 | 0 | 0 | 0 | 0 | 0 | 0 | 0 | 0 | 20 | 0 | 0 | 0 | 0 | 0 | 0 | 0 | 0 | 0 | 0 | 0 | [15 empty] | 0 | 0 | 0 | 20 | 0 | 0 | 0 | 0 | 0 | 0 | 0 | 0 | 0 | 0 | 0 |  | 0 | 0 | 20 | 0 | 0 | 0 | 0 | 0 | 0 | 0 | 0 | 0 | 0 | 0 | 1 | 0 | 0 | 0 | 0 | 0 | 0 | 0 | 0 | 0 | 0 | 0 | 0 | 0 | 0 | 0 | [14 empty] | 0 | 0 | 20 | 0 | 0 | 0 | 0 | 0 | 0 | 0 | 0 | 0 | 0 | 0 | [15 empty] | 0 | 0 | 0 | 20 | 0 | 0 | 0 | 0 | 0 | 0 | 0 | 0 | 0 | 0 | 0 |  | 0 | 0 | 20 | 0 | 0 | 0 | 0 | 0 | 0 | 0 | 0 | 0 | 0 | 0 | 1 | 0 | 0 | 0 | 0 | 0 | 0 | 0 | 0 | 0 | 0 | 0 | 0 | 0 | 0 | 0
SDGE | Rancho Mission Viejo | 138 | [15 empty] | 0 | 0 | 0 | 0 | 0 | 0 | 0 | 0 | 0 | 0 | 0 | 0 | 0 | 0 | 0 | [29 empty] | 0 | 0 | 0 | 0 | 0 | 0 | 0 | 0 | 0 | 0 | 0 | 0 | 0 | 0 | 0 |  | 0 | 0 | 0 | 0 | 0 | 0 | 0 | 0 | 0 | 0 | 0 | 0 | 0 | 0 | 0 | 0 | 0 | 0 | 0 | 0 | 0 | 0 | 0 | 0 | 0 | 0 | 0 | 0 | 0 | 0 | [14 empty] | 0 | 0 | 0 | 0 | 0 | 0 | 0 | 0 | 0 | 0 | 0 | 0 | 0 | 0 | [15 empty] | 0 | 0 | 0 | 0 | 0 | 0 | 0 | 0 | 0 | 0 | 0 | 0 | 0 | 0 | 0 |  | 0 | 0 | 0 | 0 | 0 | 0 | 0 | 0 | 0 | 0 | 0 | 0 | 0 | 0 | 0 | 0 | 0 | 0 | 0 | 0 | 0 | 0 | 0 | 0 | 0 | 0 | 0 | 0 | 0 | 0
PG&E GBA | Rancho Seco | 230 | [15 empty] | 0 | 0 | 0 | 0 | 0 | 0 | 0 | 0 | 0 | 0 | 0 | 0 | 0 | 0 | 0 | 0 | 0 | 0 | 0 | 0 | 0 | 0 | 0 | 0 | 0 | 0 | 0 | 0 | 90 | [15 empty] | 0 | 0 | 0 | 0 | 0 | 0 | 0 | 0 | 0 | 0 | 0 | 0 | 0 | 0 | 90 |  | 0 | 0 | 0 | 0 | 0 | 0 | 0 | 0 | 0 | 0 | 0 | 0 | 0 | 90 | 1 | 0 | 0 | 0 | 0 | 0 | 0 | 0 | 0 | 0 | 0 | 0 | 0 | 0 | 0 | 0 | [14 empty] | 0 | 0 | 0 | 0 | 0 | 0 | 0 | 0 | 0 | 0 | 0 | 0 | 0 | 90 | [15 empty] | 0 | 0 | 0 | 0 | 0 | 0 | 0 | 0 | 0 | 0 | 0 | 0 | 0 | 0 | 90 |  | 0 | 0 | 0 | 0 | 0 | 0 | 0 | 0 | 0 | 0 | 0 | 0 | 0 | 90 | 1 | 0 | 0 | 0 | 0 | 0 | 0 | 0 | 0 | 0 | 0 | 0 | 0 | 0 | 0 | 0
SCE Metro | Rancho Vista | 230 | [15 empty] | 0 | 0 | 0 | 0 | 0 | 0 | 0 | 0 | 0 | 0 | 0 | 0 | 0 | 0 | 0 | [29 empty] | 0 | 0 | 0 | 0 | 0 | 0 | 0 | 0 | 0 | 0 | 0 | 0 | 0 | 0 | 0 |  | 0 | 0 | 0 | 0 | 0 | 0 | 0 | 0 | 0 | 0 | 0 | 0 | 0 | 0 | 0 | 0 | 0 | 0 | 0 | 0 | 0 | 0 | 0 | 0 | 0 | 0 | 0 | 0 | 0 | 0 | [14 empty] | 0 | 0 | 0 | 0 | 0 | 0 | 0 | 0 | 0 | 0 | 0 | 0 | 0 | 0 | [15 empty] | 0 | 0 | 0 | 0 | 0 | 0 | 0 | 0 | 0 | 0 | 0 | 0 | 0 | 0 | 0 |  | 0 | 0 | 0 | 0 | 0 | 0 | 0 | 0 | 0 | 0 | 0 | 0 | 0 | 0 | 0 | 0 | 0 | 0 | 0 | 0 | 0 | 0 | 0 | 0 | 0 | 0 | 0 | 0 | 0 | 0
SCE Metro | Rancho Vista | 500 | [15 empty] | 0 | 0 | 0 | 0 | 0 | 0 | 0 | 0 | 0 | 0 | 0 | 0 | 0 | 0 | 0 | [12 empty] | 400 | [16 empty] | 0 | 0 | 0 | 0 | 0 | 0 | 0 | 0 | 0 | 0 | 0 | 0 | 0 | 400 | 0 |  | 0 | 0 | 0 | 0 | 0 | 0 | 0 | 0 | 0 | 0 | 0 | 0 | 400 | 0 | 1 | 0 | 0 | 0 | 0 | 0 | 0 | 0 | 0 | 0 | 0 | 0 | 0 | 0 | 0 | 0 | [14 empty] | 0 | 0 | 0 | 0 | 0 | 0 | 0 | 0 | 0 | 0 | 0 | 0 | 400 | 0 | [15 empty] | 0 | 0 | 0 | 0 | 0 | 0 | 0 | 0 | 0 | 0 | 0 | 0 | 0 | 400 | 0 |  | 0 | 0 | 0 | 0 | 0 | 0 | 0 | 0 | 0 | 0 | 0 | 0 | 400 | 0 | 1 | 0 | 0 | 0 | 0 | 0 | 0 | 0 | 0 | 0 | 0 | 0 | 0 | 0 | 0 | 0
SCE NOL | Ransburg | 115 | [15 empty] | 0 | 0 | 0 | 0 | 0 | 0 | 0 | 0 | 0 | 0 | 0 | 0 | 0 | 0 | 0 | [29 empty] | 0 | 0 | 0 | 0 | 0 | 0 | 0 | 0 | 0 | 0 | 0 | 0 | 0 | 0 | 0 |  | 0 | 0 | 0 | 0 | 0 | 0 | 0 | 0 | 0 | 0 | 0 | 0 | 0 | 0 | 0 | 0 | 0 | 0 | 0 | 0 | 0 | 0 | 0 | 0 | 0 | 0 | 0 | 0 | 0 | 0 | [14 empty] | 0 | 0 | 0 | 0 | 0 | 0 | 0 | 0 | 0 | 0 | 0 | 0 | 0 | 0 | [15 empty] | 0 | 0 | 0 | 0 | 0 | 0 | 0 | 0 | 0 | 0 | 0 | 0 | 0 | 0 | 0 |  | 0 | 0 | 0 | 0 | 0 | 0 | 0 | 0 | 0 | 0 | 0 | 0 | 0 | 0 | 0 | 0 | 0 | 0 | 0 | 0 | 0 | 0 | 0 | 0 | 0 | 0 | 0 | 0 | 0 | 0
PG&E GBA | Ravenswood | 115 | [15 empty] | 0 | 0 | 0 | 0 | 0 | 0 | 0 | 0 | 0 | 0 | 0 | 0 | 0 | 0 | 0 | 0 | 0 | 0 | 0 | 0 | 0 | 0 | 0 | 0 | 0 | 0 | 0 | 0 | 0 | [15 empty] | 0 | 0 | 0 | 0 | 0 | 0 | 0 | 0 | 0 | 0 | 0 | 0 | 0 | 0 | 0 |  | 0 | 0 | 0 | 0 | 0 | 0 | 0 | 0 | 0 | 0 | 0 | 0 | 0 | 0 | 0 | 0 | 0 | 0 | 0 | 0 | 0 | 0 | 0 | 0 | 0 | 0 | 0 | 0 | 0 | 0 | [14 empty] | 0 | 0 | 0 | 0 | 0 | 0 | 0 | 0 | 0 | 0 | 0 | 0 | 0 | 0 | [15 empty] | 0 | 0 | 0 | 0 | 0 | 0 | 0 | 0 | 0 | 0 | 0 | 0 | 0 | 0 | 0 |  | 0 | 0 | 0 | 0 | 0 | 0 | 0 | 0 | 0 | 0 | 0 | 0 | 0 | 0 | 0 | 0 | 0 | 0 | 0 | 0 | 0 | 0 | 0 | 0 | 0 | 0 | 0 | 0 | 0 | 0
PG&E GBA | Ravenswood | 230 | [15 empty] | 0 | 0 | 0 | 0 | 0 | 0 | 0 | 0 | 0 | 0 | 0 | 0 | 0 | 0 | 0 | 0 | 0 | 0 | 0 | 0 | 0 | 0 | 0 | 0 | 50 | 100 | 0 | 0 | 0 | [15 empty] | 0 | 0 | 0 | 0 | 0 | 0 | 0 | 0 | 0 | 0 | 50 | 100 | 0 | 0 | 0 |  | 0 | 0 | 0 | 0 | 0 | 0 | 0 | 0 | 0 | 50 | 100 | 0 | 0 | 0 | 1 | 0 | 0 | 0 | 0 | 0 | 0 | 0 | 0 | 0 | 0 | 0 | 0 | 0 | 0 | 0 | [14 empty] | 0 | 0 | 0 | 0 | 0 | 0 | 0 | 0 | 0 | 50 | 100 | 0 | 0 | 0 | [15 empty] | 0 | 0 | 0 | 0 | 0 | 0 | 0 | 0 | 0 | 0 | 50 | 100 | 0 | 0 | 0 |  | 0 | 0 | 0 | 0 | 0 | 0 | 0 | 0 | 0 | 50 | 100 | 0 | 0 | 0 | 1 | 0 | 0 | 0 | 0 | 0 | 0 | 0 | 0 | 0 | 0 | 0 | 0 | 0 | 0 | 0
SCE Northern | Rector | 230 | [15 empty] | 0 | 0 | 0 | 0 | 0 | 0 | 0 | 0 | 12 | 0 | 0 | 0 | 0 | 0 | 1 | [9 empty] | 170 | [19 empty] | 0 | 0 | 0 | 0 | 0 | 0 | 0 | 0 | 0 | 0 | 170 | 0 | 0 | 0 | 0 |  | 0 | 0 | 0 | 0 | 0 | 0 | 0 | 0 | 12 | 170 | 0 | 0 | 0 | 0 | 1 | 0 | 0 | 0 | 0 | 0 | 0 | 0 | 0 | 0 | 0 | 0 | 0 | 0 | 0 | 0 | [14 empty] | 0 | 0 | 0 | 0 | 0 | 0 | 0 | 0 | 0 | 170 | 0 | 0 | 0 | 0 | [15 empty] | 0 | 0 | 0 | 0 | 0 | 0 | 0 | 0 | 0 | 0 | 170 | 0 | 0 | 0 | 0 |  | 0 | 0 | 0 | 0 | 0 | 0 | 0 | 0 | 12 | 170 | 0 | 0 | 0 | 0 | 1 | 0 | 0 | 0 | 0 | 0 | 0 | 0 | 0 | 0 | 0 | 0 | 0 | 0 | 0 | 0
SCE Eastern | Red Bluff | 230 | [15 empty] | 0 | 0 | 0 | 0 | 0 | 0 | 0 | 0 | 0 | 0 | 0 | 0 | 0 | 0 | 0 | [29 empty] | 0 | 0 | 0 | 0 | 0 | 0 | 0 | 0 | 0 | 0 | 0 | 0 | 0 | 0 | 0 |  | 0 | 0 | 0 | 0 | 0 | 0 | 0 | 0 | 0 | 0 | 0 | 0 | 0 | 0 | 0 | 0 | 0 | 0 | 0 | 0 | 0 | 0 | 0 | 0 | 0 | 0 | 0 | 0 | 0 | 0 | [14 empty] | 0 | 0 | 0 | 0 | 0 | 0 | 0 | 0 | 0 | 0 | 0 | 0 | 0 | 0 | [15 empty] | 0 | 0 | 0 | 0 | 0 | 0 | 0 | 0 | 0 | 0 | 0 | 0 | 0 | 0 | 0 |  | 0 | 0 | 0 | 0 | 0 | 0 | 0 | 0 | 0 | 0 | 0 | 0 | 0 | 0 | 0 | 0 | 0 | 0 | 0 | 0 | 0 | 0 | 0 | 0 | 0 | 0 | 0 | 0 | 0 | 0
SCE Eastern | Red Bluff | 500 | [15 empty] | 0 | 0 | 0 | 0 | 0 | 0 | 0 | 0 | 0 | 175 | 0 | 100 | 0 | 0 | 1 | [29 empty] | 0 | 0 | 0 | 0 | 0 | 0 | 0 | 0 | 0 | 0 | 0 | 0 | 0 | 0 | 0 |  | 0 | 0 | 0 | 0 | 0 | 0 | 0 | 0 | 0 | 175 | 0 | 100 | 0 | 0 | 1 | 0 | 0 | 0 | 0 | 0 | 0 | 0 | 0 | 0 | 0 | 0 | 0 | 0 | 0 | 0 | [14 empty] | 0 | 0 | 0 | 0 | 0 | 0 | 0 | 0 | 0 | 0 | 0 | 0 | 0 | 0 | [15 empty] | 0 | 0 | 0 | 0 | 0 | 0 | 0 | 0 | 0 | 0 | 0 | 0 | 0 | 0 | 0 |  | 0 | 0 | 0 | 0 | 0 | 0 | 0 | 0 | 0 | 175 | 0 | 100 | 0 | 0 | 1 | 0 | 0 | 0 | 0 | 0 | 0 | 0 | 0 | 0 | 0 | 0 | 0 | 0 | 0 | 0
PG&E NGBA | Redbud | 115 | [15 empty] | 0 | 0 | 0 | 0 | 0 | 0 | 0 | 0 | 0 | 0 | 0 | 0 | 0 | 0 | 0 | 0 | 0 | 0 | 0 | 0 | 0 | 0 | 0 | 0 | 0 | 0 | 0 | 0 | 0 | [15 empty] | 0 | 0 | 0 | 0 | 0 | 0 | 0 | 0 | 0 | 0 | 0 | 0 | 0 | 0 | 0 |  | 0 | 0 | 0 | 0 | 0 | 0 | 0 | 0 | 0 | 0 | 0 | 0 | 0 | 0 | 0 | 0 | 0 | 0 | 0 | 0 | 0 | 0 | 0 | 0 | 0 | 0 | 0 | 0 | 0 | 0 | [14 empty] | 0 | 0 | 0 | 0 | 0 | 0 | 0 | 0 | 0 | 0 | 0 | 0 | 0 | 0 | [15 empty] | 0 | 0 | 0 | 0 | 0 | 0 | 0 | 0 | 0 | 0 | 0 | 0 | 0 | 0 | 0 |  | 0 | 0 | 0 | 0 | 0 | 0 | 0 | 0 | 0 | 0 | 0 | 0 | 0 | 0 | 0 | 0 | 0 | 0 | 0 | 0 | 0 | 0 | 0 | 0 | 0 | 0 | 0 | 0 | 0 | 0
SCE Metro | Redondo | 230 | [15 empty] | 0 | 0 | 0 | 0 | 0 | 0 | 0 | 0 | 0 | 0 | 0 | 0 | 0 | 0 | 0 | [29 empty] | 0 | 0 | 0 | 0 | 0 | 0 | 0 | 0 | 0 | 0 | 0 | 0 | 0 | 0 | 0 |  | 0 | 0 | 0 | 0 | 0 | 0 | 0 | 0 | 0 | 0 | 0 | 0 | 0 | 0 | 0 | 0 | 0 | 0 | 0 | 0 | 0 | 0 | 0 | 0 | 0 | 0 | 0 | 0 | 0 | 0 | [14 empty] | 0 | 0 | 0 | 0 | 0 | 0 | 0 | 0 | 0 | 0 | 0 | 0 | 0 | 0 | [15 empty] | 0 | 0 | 0 | 0 | 0 | 0 | 0 | 0 | 0 | 0 | 0 | 0 | 0 | 0 | 0 |  | 0 | 0 | 0 | 0 | 0 | 0 | 0 | 0 | 0 | 0 | 0 | 0 | 0 | 0 | 0 | 0 | 0 | 0 | 0 | 0 | 0 | 0 | 0 | 0 | 0 | 0 | 0 | 0 | 0 | 0
PG&E FRESNO | Reedley | 115 | [15 empty] | 0 | 0 | 0 | 0 | 0 | 0 | 0 | 0 | 0 | 0 | 0 | 0 | 0 | 0 | 0 | 0 | 0 | 0 | 0 | 0 | 0 | 0 | 0 | 0 | 0 | 0 | 0 | 0 | 0 | [15 empty] | 0 | 0 | 0 | 0 | 0 | 0 | 0 | 0 | 0 | 0 | 0 | 0 | 0 | 0 | 0 |  | 0 | 0 | 0 | 0 | 0 | 0 | 0 | 0 | 0 | 0 | 0 | 0 | 0 | 0 | 0 | 0 | 0 | 0 | 0 | 0 | 0 | 0 | 0 | 0 | 0 | 0 | 0 | 0 | 0 | 0 | 0 | 0 | 0 | 0 | 0 | 0 | 0 | 0 | 0 | 0 | 0 | 0 | 0 | 0 | 0 | 0 | 0 | 0 | 0 | 0 | 0 | 0 | 0 | 0 | 0 | 0 | 0 | 0 | [15 empty] | 0 | 0 | 0 | 0 | 0 | 0 | 0 | 0 | 0 | 0 | 0 | 0 | 0 | 0 | 0 |  | 0 | 0 | 0 | 0 | 0 | 0 | 0 | 0 | 0 | 0 | 0 | 0 | 0 | 0 | 0 | 0 | 0 | 0 | 0 | 0 | 0 | 0 | 0 | 0 | 0 | 0 | 0 | 0 | 0 | 0
PG&E KERN | Renfro | 115 | [15 empty] | 0 | 0 | 0 | 0 | 0 | 0 | 0 | 0 | 0 | 0 | 0 | 0 | 0 | 0 | 0 | 0 | 0 | 0 | 0 | 0 | 0 | 0 | 0 | 0 | 100 | 0 | 0 | 0 | 0 | [15 empty] | 0 | 0 | 0 | 0 | 0 | 0 | 0 | 0 | 0 | 0 | 100 | 0 | 0 | 0 | 0 |  | 0 | 0 | 0 | 0 | 0 | 0 | 0 | 0 | 0 | 100 | 0 | 0 | 0 | 0 | 1 | 0 | 0 | 0 | 0 | 0 | 0 | 0 | 0 | 0 | 0 | 0 | 0 | 0 | 0 | 0 | [14 empty] | 0 | 0 | 0 | 0 | 0 | 0 | 0 | 0 | 0 | 100 | 0 | 0 | 0 | 0 | [15 empty] | 0 | 0 | 0 | 0 | 0 | 0 | 0 | 0 | 0 | 0 | 100 | 0 | 0 | 0 | 0 |  | 0 | 0 | 0 | 0 | 0 | 0 | 0 | 0 | 0 | 100 | 0 | 0 | 0 | 0 | 1 | 0 | 0 | 0 | 0 | 0 | 0 | 0 | 0 | 0 | 0 | 0 | 0 | 0 | 0 | 0
PG&E GBA | Richmond R | 115 | [15 empty] | 0 | 0 | 0 | 0 | 0 | 0 | 0 | 0 | 0 | 0 | 0 | 0 | 0 | 0 | 0 | 0 | 0 | 0 | 0 | 0 | 0 | 0 | 0 | 0 | 0 | 0 | 0 | 0 | 0 | [15 empty] | 0 | 0 | 0 | 0 | 0 | 0 | 0 | 0 | 0 | 0 | 0 | 0 | 0 | 0 | 0 |  | 0 | 0 | 0 | 0 | 0 | 0 | 0 | 0 | 0 | 0 | 0 | 0 | 0 | 0 | 0 | 0 | 0 | 0 | 0 | 0 | 0 | 0 | 0 | 0 | 0 | 0 | 0 | 0 | 0 | 0 | [14 empty] | 0 | 0 | 0 | 0 | 0 | 0 | 0 | 0 | 0 | 0 | 0 | 0 | 0 | 0 | [15 empty] | 0 | 0 | 0 | 0 | 0 | 0 | 0 | 0 | 0 | 0 | 0 | 0 | 0 | 0 | 0 |  | 0 | 0 | 0 | 0 | 0 | 0 | 0 | 0 | 0 | 0 | 0 | 0 | 0 | 0 | 0 | 0 | 0 | 0 | 0 | 0 | 0 | 0 | 0 | 0 | 0 | 0 | 0 | 0 | 0 | 0
PG&E NGBA | Rincon | 115 | [15 empty] | 0 | 0 | 0 | 0 | 0 | 0 | 0 | 0 | 0 | 0 | 0 | 0 | 0 | 0 | 0 | 0 | 0 | 0 | 0 | 0 | 0 | 0 | 0 | 0 | 0 | 0 | 0 | 0 | 0 | [15 empty] | 0 | 0 | 0 | 0 | 0 | 0 | 0 | 0 | 0 | 0 | 0 | 0 | 0 | 0 | 0 |  | 0 | 0 | 0 | 0 | 0 | 0 | 0 | 0 | 0 | 0 | 0 | 0 | 0 | 0 | 0 | 0 | 0 | 0 | 0 | 0 | 0 | 0 | 0 | 0 | 0 | 0 | 0 | 0 | 0 | 0 | [14 empty] | 0 | 0 | 0 | 0 | 0 | 0 | 0 | 0 | 0 | 0 | 0 | 0 | 0 | 0 | [15 empty] | 0 | 0 | 0 | 0 | 0 | 0 | 0 | 0 | 0 | 0 | 0 | 0 | 0 | 0 | 0 |  | 0 | 0 | 0 | 0 | 0 | 0 | 0 | 0 | 0 | 0 | 0 | 0 | 0 | 0 | 0 | 0 | 0 | 0 | 0 | 0 | 0 | 0 | 0 | 0 | 0 | 0 | 0 | 0 | 0 | 0
PG&E KERN | Rio Bravo | 115 | [15 empty] | 0 | 0 | 0 | 0 | 0 | 0 | 0 | 0 | 0 | 0 | 0 | 0 | 0 | 0 | 0 | 0 | 0 | 0 | 0 | 0 | 0 | 0 | 0 | 0 | 100 | 0 | 0 | 0 | 0 | [15 empty] | 0 | 0 | 0 | 0 | 0 | 0 | 0 | 0 | 0 | 0 | 100 | 0 | 0 | 0 | 0 |  | 0 | 0 | 0 | 0 | 0 | 0 | 0 | 0 | 0 | 100 | 0 | 0 | 0 | 0 | 1 | 0 | 0 | 0 | 0 | 0 | 0 | 0 | 0 | 0 | 0 | 0 | 0 | 0 | 0 | 0 | [14 empty] | 0 | 0 | 0 | 0 | 0 | 0 | 0 | 0 | 0 | 100 | 0 | 0 | 0 | 0 | [15 empty] | 0 | 0 | 0 | 0 | 0 | 0 | 0 | 0 | 0 | 0 | 100 | 0 | 0 | 0 | 0 |  | 0 | 0 | 0 | 0 | 0 | 0 | 0 | 0 | 0 | 100 | 0 | 0 | 0 | 0 | 1 | 0 | 0 | 0 | 0 | 0 | 0 | 0 | 0 | 0 | 0 | 0 | 0 | 0 | 0 | 0
SCE Metro | Rio Hondo | 230 | [15 empty] | 0 | 0 | 0 | 0 | 0 | 0 | 0 | 0 | 0 | 0 | 0 | 265 | 10 | 0 | 1 | [12 empty] | 400 | [16 empty] | 0 | 0 | 0 | 0 | 0 | 0 | 0 | 0 | 0 | 0 | 0 | 0 | 0 | 400 | 0 |  | 0 | 0 | 0 | 0 | 0 | 0 | 0 | 0 | 0 | 0 | 0 | 265 | 410 | 0 | 1 | 0 | 0 | 0 | 0 | 0 | 0 | 0 | 0 | 0 | 0 | 0 | 0 | 0 | 0 | 0 | [14 empty] | 0 | 0 | 0 | 0 | 0 | 0 | 0 | 0 | 0 | 0 | 0 | 0 | 400 | 0 | [15 empty] | 0 | 0 | 0 | 0 | 0 | 0 | 0 | 0 | 0 | 0 | 0 | 0 | 0 | 400 | 0 |  | 0 | 0 | 0 | 0 | 0 | 0 | 0 | 0 | 0 | 0 | 0 | 265 | 410 | 0 | 1 | 0 | 0 | 0 | 0 | 0 | 0 | 0 | 0 | 0 | 0 | 0 | 0 | 0 | 0 | 0
PG&E NGBA | Rio Oso | 115 | [15 empty] | 0 | 0 | 0 | 0 | 0 | 0 | 0 | 0 | 0 | 0 | 0 | 0 | 0 | 0 | 0 | 0 | 0 | 0 | 0 | 0 | 0 | 0 | 0 | 0 | 0 | 0 | 0 | 0 | 0 | [15 empty] | 0 | 0 | 0 | 0 | 0 | 0 | 0 | 0 | 0 | 0 | 0 | 0 | 0 | 0 | 0 |  | 0 | 0 | 0 | 0 | 0 | 0 | 0 | 0 | 0 | 0 | 0 | 0 | 0 | 0 | 0 | 0 | 0 | 0 | 0 | 0 | 0 | 0 | 0 | 0 | 0 | 0 | 0 | 0 | 0 | 0 | [14 empty] | 0 | 0 | 0 | 0 | 0 | 0 | 0 | 0 | 0 | 0 | 0 | 0 | 0 | 0 | [15 empty] | 0 | 0 | 0 | 0 | 0 | 0 | 0 | 0 | 0 | 0 | 0 | 0 | 0 | 0 | 0 |  | 0 | 0 | 0 | 0 | 0 | 0 | 0 | 0 | 0 | 0 | 0 | 0 | 0 | 0 | 0 | 0 | 0 | 0 | 0 | 0 | 0 | 0 | 0 | 0 | 0 | 0 | 0 | 0 | 0 | 0
PG&E NGBA | Rio Oso | 230 | [15 empty] | 0 | 0 | 0 | 0 | 0 | 0 | 0 | 0 | 0 | 0 | 0 | 0 | 0 | 0 | 0 | 0 | 0 | 0 | 0 | 0 | 0 | 0 | 0 | 0 | 0 | 0 | 0 | 0 | 0 | [15 empty] | 0 | 0 | 0 | 0 | 0 | 0 | 0 | 0 | 0 | 0 | 0 | 0 | 0 | 0 | 0 |  | 0 | 0 | 0 | 0 | 0 | 0 | 0 | 0 | 0 | 0 | 0 | 0 | 0 | 0 | 0 | 0 | 0 | 0 | 0 | 0 | 0 | 0 | 0 | 0 | 0 | 0 | 0 | 0 | 0 | 0 | [14 empty] | 0 | 0 | 0 | 0 | 0 | 0 | 0 | 0 | 0 | 0 | 0 | 0 | 0 | 0 | [15 empty] | 0 | 0 | 0 | 0 | 0 | 0 | 0 | 0 | 0 | 0 | 0 | 0 | 0 | 0 | 0 |  | 0 | 0 | 0 | 0 | 0 | 0 | 0 | 0 | 0 | 0 | 0 | 0 | 0 | 0 | 0 | 0 | 0 | 0 | 0 | 0 | 0 | 0 | 0 | 0 | 0 | 0 | 0 | 0 | 0 | 0
PG&E GBA | Ripon | 115 | [15 empty] | 0 | 0 | 0 | 0 | 0 | 0 | 0 | 0 | 2.6 | 0 | 0 | 99 | 0 | 0 | 1 | 0 | 0 | 0 | 0 | 0 | 0 | 0 | 0 | 0 | 0 | 0 | 0 | 0 | 0 | [15 empty] | 0 | 0 | 0 | 0 | 0 | 0 | 0 | 0 | 0 | 0 | 0 | 0 | 0 | 0 | 0 |  | 0 | 0 | 0 | 0 | 0 | 0 | 0 | 0 | 2.6 | 0 | 0 | 99 | 0 | 0 | 1 | 0 | 0 | 0 | 0 | 0 | 0 | 0 | 0 | 0 | 0 | 0 | 0 | 0 | 0 | 0 | [14 empty] | 0 | 0 | 0 | 0 | 0 | 0 | 0 | 0 | 0 | 0 | 0 | 0 | 0 | 0 | [15 empty] | 0 | 0 | 0 | 0 | 0 | 0 | 0 | 0 | 0 | 0 | 0 | 0 | 0 | 0 | 0 |  | 0 | 0 | 0 | 0 | 0 | 0 | 0 | 0 | 2.6 | 0 | 0 | 99 | 0 | 0 | 1 | 0 | 0 | 0 | 0 | 0 | 0 | 0 | 0 | 0 | 0 | 0 | 0 | 0 | 0 | 0
PG&E GBA | Riverbank | 115 | [15 empty] | 0 | 0 | 0 | 0 | 0 | 0 | 0 | 0 | 0 | 0 | 0 | 0 | 0 | 0 | 0 | 0 | 0 | 0 | 0 | 0 | 0 | 0 | 0 | 0 | 0 | 0 | 0 | 0 | 0 | [15 empty] | 0 | 0 | 0 | 0 | 0 | 0 | 0 | 0 | 0 | 0 | 0 | 0 | 0 | 0 | 0 |  | 0 | 0 | 0 | 0 | 0 | 0 | 0 | 0 | 0 | 0 | 0 | 0 | 0 | 0 | 0 | 0 | 0 | 0 | 0 | 0 | 0 | 0 | 0 | 0 | 0 | 0 | 0 | 0 | 0 | 0 | [14 empty] | 0 | 0 | 0 | 0 | 0 | 0 | 0 | 0 | 0 | 0 | 0 | 0 | 0 | 0 | [15 empty] | 0 | 0 | 0 | 0 | 0 | 0 | 0 | 0 | 0 | 0 | 0 | 0 | 0 | 0 | 0 |  | 0 | 0 | 0 | 0 | 0 | 0 | 0 | 0 | 0 | 0 | 0 | 0 | 0 | 0 | 0 | 0 | 0 | 0 | 0 | 0 | 0 | 0 | 0 | 0 | 0 | 0 | 0 | 0 | 0 | 0
SCE NOL | Roadway | 115 | [15 empty] | 0 | 0 | 0 | 0 | 0 | 0 | 0 | 0 | 0 | 0 | 0 | 0 | 0 | 0 | 0 | [29 empty] | 0 | 0 | 0 | 0 | 0 | 0 | 0 | 0 | 0 | 0 | 0 | 0 | 0 | 0 | 0 |  | 0 | 0 | 0 | 0 | 0 | 0 | 0 | 0 | 0 | 0 | 0 | 0 | 0 | 0 | 0 | 0 | 0 | 0 | 0 | 0 | 0 | 0 | 0 | 0 | 0 | 0 | 0 | 0 | 0 | 0 | [14 empty] | 0 | 0 | 0 | 0 | 0 | 0 | 0 | 0 | 0 | 0 | 0 | 0 | 0 | 0 | [15 empty] | 0 | 0 | 0 | 0 | 0 | 0 | 0 | 0 | 0 | 0 | 0 | 0 | 0 | 0 | 0 |  | 0 | 0 | 0 | 0 | 0 | 0 | 0 | 0 | 0 | 0 | 0 | 0 | 0 | 0 | 0 | 0 | 0 | 0 | 0 | 0 | 0 | 0 | 0 | 0 | 0 | 0 | 0 | 0 | 0 | 0
PG&E NGBA | Rock Creek 1 | 230 | [15 empty] | 0 | 0 | 0 | 0 | 0 | 0 | 0 | 0 | 0 | 0 | 0 | 0 | 0 | 0 | 0 | 0 | 0 | 0 | 0 | 0 | 0 | 0 | 0 | 0 | 0 | 397.5 | 0 | 0 | 0 | [15 empty] | 0 | 0 | 0 | 0 | 0 | 0 | 0 | 0 | 0 | 0 | 0 | 397.5 | 0 | 0 | 0 |  | 0 | 0 | 0 | 0 | 0 | 0 | 0 | 0 | 0 | 0 | 397.5 | 0 | 0 | 0 | 1 | 0 | 0 | 0 | 0 | 0 | 0 | 0 | 0 | 0 | 0 | 0 | 0 | 0 | 0 | 0 | [14 empty] | 0 | 0 | 0 | 0 | 0 | 0 | 0 | 0 | 0 | 0 | 397.5 | 0 | 0 | 0 | [15 empty] | 0 | 0 | 0 | 0 | 0 | 0 | 0 | 0 | 0 | 0 | 0 | 397.5 | 0 | 0 | 0 |  | 0 | 0 | 0 | 0 | 0 | 0 | 0 | 0 | 0 | 0 | 397.5 | 0 | 0 | 0 | 1 | 0 | 0 | 0 | 0 | 0 | 0 | 0 | 0 | 0 | 0 | 0 | 0 | 0 | 0 | 0
SCE Northern | Rosamond | 66 | [15 empty] | 0 | 0 | 0 | 0 | 0 | 0 | 0 | 0 | 0 | 0 | 0 | 0 | 0 | 0 | 0 | [29 empty] | 0 | 0 | 0 | 0 | 0 | 0 | 0 | 0 | 0 | 0 | 0 | 0 | 0 | 0 | 0 |  | 0 | 0 | 0 | 0 | 0 | 0 | 0 | 0 | 0 | 0 | 0 | 0 | 0 | 0 | 0 | 0 | 0 | 0 | 0 | 0 | 0 | 0 | 0 | 0 | 0 | 0 | 0 | 0 | 0 | 0 | [14 empty] | 0 | 0 | 0 | 0 | 0 | 0 | 0 | 0 | 0 | 0 | 0 | 0 | 0 | 0 | [15 empty] | 0 | 0 | 0 | 0 | 0 | 0 | 0 | 0 | 0 | 0 | 0 | 0 | 0 | 0 | 0 |  | 0 | 0 | 0 | 0 | 0 | 0 | 0 | 0 | 0 | 0 | 0 | 0 | 0 | 0 | 0 | 0 | 0 | 0 | 0 | 0 | 0 | 0 | 0 | 0 | 0 | 0 | 0 | 0 | 0 | 0
PG&E GBA | Rossmoor | 230 | [15 empty] | 0 | 0 | 0 | 0 | 0 | 0 | 0 | 0 | 0 | 0 | 0 | 0 | 0 | 0 | 0 | 0 | 0 | 0 | 0 | 0 | 0 | 0 | 0 | 0 | 0 | 0 | 0 | 0 | 0 | [15 empty] | 0 | 0 | 0 | 0 | 0 | 0 | 0 | 0 | 0 | 0 | 0 | 0 | 0 | 0 | 0 |  | 0 | 0 | 0 | 0 | 0 | 0 | 0 | 0 | 0 | 0 | 0 | 0 | 0 | 0 | 0 | 0 | 0 | 0 | 0 | 0 | 0 | 0 | 0 | 0 | 0 | 0 | 0 | 0 | 0 | 0 | [14 empty] | 0 | 0 | 0 | 0 | 0 | 0 | 0 | 0 | 0 | 0 | 0 | 0 | 0 | 0 | [15 empty] | 0 | 0 | 0 | 0 | 0 | 0 | 0 | 0 | 0 | 0 | 0 | 0 | 0 | 0 | 0 |  | 0 | 0 | 0 | 0 | 0 | 0 | 0 | 0 | 0 | 0 | 0 | 0 | 0 | 0 | 0 | 0 | 0 | 0 | 0 | 0 | 0 | 0 | 0 | 0 | 0 | 0 | 0 | 0 | 0 | 0
PG&E NGBA | Round Mountain | 230 | [15 empty] | 0 | 0 | 0 | 0 | 0 | 0 | 0 | 0 | 0 | 0 | 0 | 0 | 0 | 0 | 0 | 80 | 0 | 0 | 0 | 0 | 0 | 0 | 0 | 0 | 0 | 0 | 0 | 0 | 0 | [15 empty] | 0 | 80 | 0 | 0 | 0 | 0 | 0 | 0 | 0 | 0 | 0 | 0 | 0 | 0 | 0 |  | 80 | 0 | 0 | 0 | 0 | 0 | 0 | 0 | 0 | 0 | 0 | 0 | 0 | 0 | 1 | 0 | 0 | 0 | 0 | 0 | 0 | 0 | 0 | 0 | 0 | 0 | 0 | 0 | 0 | 0 |  |  | 150 | [11 empty] | 80 | 0 | 150 | 0 | 0 | 0 | 0 | 0 | 0 | 0 | 0 | 0 | 0 | 0 | [15 empty] | 0 | 80 | 0 | 150 | 0 | 0 | 0 | 0 | 0 | 0 | 0 | 0 | 0 | 0 | 0 |  | 80 | 0 | 150 | 0 | 0 | 0 | 0 | 0 | 0 | 0 | 0 | 0 | 0 | 0 | 1 | 0 | 0 | 0 | 0 | 0 | 0 | 0 | 0 | 0 | 0 | 0 | 0 | 0 | 0 | 0
PG&E NGBA | Round Mountain | 500 | [15 empty] | 0 | 0 | 0 | 0 | 0 | 0 | 0 | 0 | 0 | 0 | 0 | 0 | 0 | 0 | 0 | 0 | 0 | 0 | 0 | 0 | 0 | 0 | 0 | 0 | 0 | 0 | 0 | 0 | 0 | [15 empty] | 0 | 0 | 0 | 0 | 0 | 0 | 0 | 0 | 0 | 0 | 0 | 0 | 0 | 0 | 0 |  | 0 | 0 | 0 | 0 | 0 | 0 | 0 | 0 | 0 | 0 | 0 | 0 | 0 | 0 | 0 | 0 | 0 | 0 | 0 | 0 | 0 | 0 | 0 | 0 | 0 | 0 | 0 | 0 | 0 | 0 | [14 empty] | 0 | 0 | 0 | 0 | 0 | 0 | 0 | 0 | 0 | 0 | 0 | 0 | 0 | 0 | [15 empty] | 0 | 0 | 0 | 0 | 0 | 0 | 0 | 0 | 0 | 0 | 0 | 0 | 0 | 0 | 0 |  | 0 | 0 | 0 | 0 | 0 | 0 | 0 | 0 | 0 | 0 | 0 | 0 | 0 | 0 | 0 | 0 | 0 | 0 | 0 | 0 | 0 | 0 | 0 | 0 | 0 | 0 | 0 | 0 | 0 | 0
PG&E GBA | Salado | 115 | [15 empty] | 0 | 0 | 0 | 0 | 0 | 0 | 0 | 0 | 0 | 0 | 0 | 0 | 0 | 0 | 0 | 0 | 0 | 0 | 0 | 0 | 0 | 0 | 0 | 0 | 0 | 0 | 0 | 0 | 0 | [15 empty] | 0 | 0 | 0 | 0 | 0 | 0 | 0 | 0 | 0 | 0 | 0 | 0 | 0 | 0 | 0 |  | 0 | 0 | 0 | 0 | 0 | 0 | 0 | 0 | 0 | 0 | 0 | 0 | 0 | 0 | 0 | 0 | 0 | 0 | 0 | 0 | 0 | 0 | 0 | 0 | 0 | 0 | 0 | 0 | 0 | 0 | [14 empty] | 0 | 0 | 0 | 0 | 0 | 0 | 0 | 0 | 0 | 0 | 0 | 0 | 0 | 0 | [15 empty] | 0 | 0 | 0 | 0 | 0 | 0 | 0 | 0 | 0 | 0 | 0 | 0 | 0 | 0 | 0 |  | 0 | 0 | 0 | 0 | 0 | 0 | 0 | 0 | 0 | 0 | 0 | 0 | 0 | 0 | 0 | 0 | 0 | 0 | 0 | 0 | 0 | 0 | 0 | 0 | 0 | 0 | 0 | 0 | 0 | 0
PG&E GBA | Salado | 60 | [15 empty] | 0 | 0 | 0 | 0 | 0 | 0 | 0 | 0 | 0 | 0 | 0 | 0 | 0 | 0 | 0 | 0 | 0 | 0 | 0 | 0 | 0 | 0 | 0 | 0 | 0 | 0 | 0 | 0 | 0 | [15 empty] | 0 | 0 | 0 | 0 | 0 | 0 | 0 | 0 | 0 | 0 | 0 | 0 | 0 | 0 | 0 |  | 0 | 0 | 0 | 0 | 0 | 0 | 0 | 0 | 0 | 0 | 0 | 0 | 0 | 0 | 0 | 0 | 0 | 0 | 0 | 0 | 0 | 0 | 0 | 0 | 0 | 0 | 0 | 0 | 0 | 0 | [14 empty] | 0 | 0 | 0 | 0 | 0 | 0 | 0 | 0 | 0 | 0 | 0 | 0 | 0 | 0 | [15 empty] | 0 | 0 | 0 | 0 | 0 | 0 | 0 | 0 | 0 | 0 | 0 | 0 | 0 | 0 | 0 |  | 0 | 0 | 0 | 0 | 0 | 0 | 0 | 0 | 0 | 0 | 0 | 0 | 0 | 0 | 0 | 0 | 0 | 0 | 0 | 0 | 0 | 0 | 0 | 0 | 0 | 0 | 0 | 0 | 0 | 0
PG&E GBA | Salinas | 115 | [15 empty] | 0 | 0 | 0 | 0 | 0 | 0 | 0 | 0 | 0 | 0 | 0 | 0 | 0 | 0 | 0 | 0 | 0 | 60 | 0 | 0 | 0 | 0 | 0 | 0 | 0 | 0 | 0 | 0 | 0 | [15 empty] | 0 | 0 | 0 | 60 | 0 | 0 | 0 | 0 | 0 | 0 | 0 | 0 | 0 | 0 | 0 |  | 0 | 0 | 60 | 0 | 0 | 0 | 0 | 0 | 0 | 0 | 0 | 0 | 0 | 0 | 1 | 0 | 0 | 0 | 0 | 0 | 0 | 0 | 0 | 0 | 0 | 0 | 0 | 0 | 0 | 0 | [14 empty] | 0 | 0 | 60 | 0 | 0 | 0 | 0 | 0 | 0 | 0 | 0 | 0 | 0 | 0 | [15 empty] | 0 | 0 | 0 | 60 | 0 | 0 | 0 | 0 | 0 | 0 | 0 | 0 | 0 | 0 | 0 |  | 0 | 0 | 60 | 0 | 0 | 0 | 0 | 0 | 0 | 0 | 0 | 0 | 0 | 0 | 1 | 0 | 0 | 0 | 0 | 0 | 0 | 0 | 0 | 0 | 0 | 0 | 0 | 0 | 0 | 0
SDGE | Salt Creek | 69 | [15 empty] | 0 | 0 | 0 | 0 | 0 | 0 | 0 | 0 | 0 | 0 | 0 | 0 | 0 | 0 | 0 | [29 empty] | 0 | 0 | 0 | 0 | 0 | 0 | 0 | 0 | 0 | 0 | 0 | 0 | 0 | 0 | 0 |  | 0 | 0 | 0 | 0 | 0 | 0 | 0 | 0 | 0 | 0 | 0 | 0 | 0 | 0 | 0 | 0 | 0 | 0 | 0 | 0 | 0 | 0 | 0 | 0 | 0 | 0 | 0 | 0 | 0 | 0 | [14 empty] | 0 | 0 | 0 | 0 | 0 | 0 | 0 | 0 | 0 | 0 | 0 | 0 | 0 | 0 | [15 empty] | 0 | 0 | 0 | 0 | 0 | 0 | 0 | 0 | 0 | 0 | 0 | 0 | 0 | 0 | 0 |  | 0 | 0 | 0 | 0 | 0 | 0 | 0 | 0 | 0 | 0 | 0 | 0 | 0 | 0 | 0 | 0 | 0 | 0 | 0 | 0 | 0 | 0 | 0 | 0 | 0 | 0 | 0 | 0 | 0 | 0
SCE Eastern | San Bernardino | 230 | [15 empty] | 0 | 0 | 0 | 0 | 0 | 0 | 0 | 0 | 0 | 0 | 0 | 0 | 0 | 0 | 0 | [29 empty] | 0 | 0 | 0 | 0 | 0 | 0 | 0 | 0 | 0 | 0 | 0 | 0 | 0 | 0 | 0 |  | 0 | 0 | 0 | 0 | 0 | 0 | 0 | 0 | 0 | 0 | 0 | 0 | 0 | 0 | 0 | 0 | 0 | 0 | 0 | 0 | 0 | 0 | 0 | 0 | 0 | 0 | 0 | 0 | 0 | 0 | [14 empty] | 0 | 0 | 0 | 0 | 0 | 0 | 0 | 0 | 0 | 0 | 0 | 0 | 0 | 0 | [15 empty] | 0 | 0 | 0 | 0 | 0 | 0 | 0 | 0 | 0 | 0 | 0 | 0 | 0 | 0 | 0 |  | 0 | 0 | 0 | 0 | 0 | 0 | 0 | 0 | 0 | 0 | 0 | 0 | 0 | 0 | 0 | 0 | 0 | 0 | 0 | 0 | 0 | 0 | 0 | 0 | 0 | 0 | 0 | 0 | 0 | 0
PG&E GBA | SAN FRAN A (POTRERO PP) | 115 | [15 empty] | 0 | 0 | 0 | 0 | 0 | 0 | 0 | 0 | 0 | 0 | 0 | 0 | 0 | 0 | 0 | 0 | 0 | 0 | 0 | 0 | 0 | 0 | 0 | 0 | 100 | 0 | 0 | 0 | 0 | [15 empty] | 0 | 0 | 0 | 0 | 0 | 0 | 0 | 0 | 0 | 0 | 100 | 0 | 0 | 0 | 0 |  | 0 | 0 | 0 | 0 | 0 | 0 | 0 | 0 | 0 | 100 | 0 | 0 | 0 | 0 | 1 | 0 | 0 | 0 | 0 | 0 | 0 | 0 | 0 | 0 | 0 | 0 | 0 | 0 | 0 | 0 | [14 empty] | 0 | 0 | 0 | 0 | 0 | 0 | 0 | 0 | 0 | 100 | 0 | 0 | 0 | 0 | [15 empty] | 0 | 0 | 0 | 0 | 0 | 0 | 0 | 0 | 0 | 0 | 100 | 0 | 0 | 0 | 0 |  | 0 | 0 | 0 | 0 | 0 | 0 | 0 | 0 | 0 | 100 | 0 | 0 | 0 | 0 | 1 | 0 | 0 | 0 | 0 | 0 | 0 | 0 | 0 | 0 | 0 | 0 | 0 | 0 | 0 | 0
PG&E GBA | SAN FRAN A (POTRERO PP) | 230 | [15 empty] | 0 | 0 | 0 | 0 | 0 | 0 | 0 | 0 | 0 | 0 | 0 | 0 | 0 | 0 | 0 | 0 | 0 | 0 | 0 | 0 | 0 | 0 | 0 | 0 | 0 | 0 | 0 | 0 | 0 | [15 empty] | 0 | 0 | 0 | 0 | 0 | 0 | 0 | 0 | 0 | 0 | 0 | 0 | 0 | 0 | 0 |  | 0 | 0 | 0 | 0 | 0 | 0 | 0 | 0 | 0 | 0 | 0 | 0 | 0 | 0 | 0 | 0 | 0 | 0 | 0 | 0 | 0 | 0 | 0 | 0 | 0 | 0 | 0 | 0 | 0 | 0 | [9 empty] | 60 |  |  |  |  | 0 | 0 | 0 | 0 | 0 | 0 | 0 | 0 | 0 | 60 | 0 | 0 | 0 | 0 | [15 empty] | 0 | 0 | 0 | 0 | 0 | 0 | 0 | 0 | 0 | 0 | 60 | 0 | 0 | 0 | 0 |  | 0 | 0 | 0 | 0 | 0 | 0 | 0 | 0 | 0 | 60 | 0 | 0 | 0 | 0 | 1 | 0 | 0 | 0 | 0 | 0 | 0 | 0 | 0 | 0 | 0 | 0 | 0 | 0 | 0 | 0
PG&E GBA | San Jose A | 115 | [15 empty] | 0 | 0 | 0 | 0 | 0 | 0 | 0 | 0 | 0 | 0 | 0 | 0 | 0 | 0 | 0 | 0 | 0 | 0 | 0 | 0 | 0 | 0 | 0 | 0 | 0 | 0 | 0 | 0 | 0 | [15 empty] | 0 | 0 | 0 | 0 | 0 | 0 | 0 | 0 | 0 | 0 | 0 | 0 | 0 | 0 | 0 |  | 0 | 0 | 0 | 0 | 0 | 0 | 0 | 0 | 0 | 0 | 0 | 0 | 0 | 0 | 0 | 0 | 0 | 0 | 0 | 0 | 0 | 0 | 0 | 0 | 0 | 0 | 0 | 0 | 0 | 0 | [14 empty] | 0 | 0 | 0 | 0 | 0 | 0 | 0 | 0 | 0 | 0 | 0 | 0 | 0 | 0 | [15 empty] | 0 | 0 | 0 | 0 | 0 | 0 | 0 | 0 | 0 | 0 | 0 | 0 | 0 | 0 | 0 |  | 0 | 0 | 0 | 0 | 0 | 0 | 0 | 0 | 0 | 0 | 0 | 0 | 0 | 0 | 0 | 0 | 0 | 0 | 0 | 0 | 0 | 0 | 0 | 0 | 0 | 0 | 0 | 0 | 0 | 0
PG&E GBA | San Jose B | 115 | [15 empty] | 0 | 0 | 0 | 0 | 0 | 0 | 0 | 0 | 0 | 0 | 0 | 0 | 0 | 0 | 0 | 0 | 0 | 0 | 0 | 0 | 0 | 0 | 0 | 0 | 0 | 0 | 0 | 0 | 0 | [15 empty] | 0 | 0 | 0 | 0 | 0 | 0 | 0 | 0 | 0 | 0 | 0 | 0 | 0 | 0 | 0 |  | 0 | 0 | 0 | 0 | 0 | 0 | 0 | 0 | 0 | 0 | 0 | 0 | 0 | 0 | 0 | 0 | 0 | 0 | 0 | 0 | 0 | 0 | 0 | 0 | 0 | 0 | 0 | 0 | 0 | 0 | [14 empty] | 0 | 0 | 0 | 0 | 0 | 0 | 0 | 0 | 0 | 0 | 0 | 0 | 0 | 0 | [15 empty] | 0 | 0 | 0 | 0 | 0 | 0 | 0 | 0 | 0 | 0 | 0 | 0 | 0 | 0 | 0 |  | 0 | 0 | 0 | 0 | 0 | 0 | 0 | 0 | 0 | 0 | 0 | 0 | 0 | 0 | 0 | 0 | 0 | 0 | 0 | 0 | 0 | 0 | 0 | 0 | 0 | 0 | 0 | 0 | 0 | 0
PG&E GBA | San Leandro U | 115 | [15 empty] | 0 | 0 | 0 | 0 | 0 | 0 | 0 | 0 | 0 | 0 | 0 | 0 | 0 | 0 | 0 | 0 | 0 | 0 | 0 | 0 | 0 | 0 | 0 | 0 | 70 | 0 | 0 | 0 | 0 | [15 empty] | 0 | 0 | 0 | 0 | 0 | 0 | 0 | 0 | 0 | 0 | 70 | 0 | 0 | 0 | 0 |  | 0 | 0 | 0 | 0 | 0 | 0 | 0 | 0 | 0 | 70 | 0 | 0 | 0 | 0 | 1 | 0 | 0 | 0 | 0 | 0 | 0 | 0 | 0 | 0 | 0 | 0 | 0 | 0 | 0 | 0 | [14 empty] | 0 | 0 | 0 | 0 | 0 | 0 | 0 | 0 | 0 | 70 | 0 | 0 | 0 | 0 | [15 empty] | 0 | 0 | 0 | 0 | 0 | 0 | 0 | 0 | 0 | 0 | 70 | 0 | 0 | 0 | 0 |  | 0 | 0 | 0 | 0 | 0 | 0 | 0 | 0 | 0 | 70 | 0 | 0 | 0 | 0 | 1 | 0 | 0 | 0 | 0 | 0 | 0 | 0 | 0 | 0 | 0 | 0 | 0 | 0 | 0 | 0
PG&E KERN | San Luis Obispo | 115 | [15 empty] | 0 | 0 | 0 | 0 | 0 | 0 | 0 | 0 | 0 | 0 | 0 | 0 | 0 | 0 | 0 | 0 | 0 | 0 | 0 | 0 | 0 | 0 | 0 | 0 | 0 | 0 | 0 | 0 | 0 | [15 empty] | 0 | 0 | 0 | 0 | 0 | 0 | 0 | 0 | 0 | 0 | 0 | 0 | 0 | 0 | 0 |  | 0 | 0 | 0 | 0 | 0 | 0 | 0 | 0 | 0 | 0 | 0 | 0 | 0 | 0 | 0 | 0 | 0 | 0 | 0 | 0 | 0 | 0 | 0 | 0 | 0 | 0 | 0 | 0 | 0 | 0 | [14 empty] | 0 | 0 | 0 | 0 | 0 | 0 | 0 | 0 | 0 | 0 | 0 | 0 | 0 | 0 | [15 empty] | 0 | 0 | 0 | 0 | 0 | 0 | 0 | 0 | 0 | 0 | 0 | 0 | 0 | 0 | 0 |  | 0 | 0 | 0 | 0 | 0 | 0 | 0 | 0 | 0 | 0 | 0 | 0 | 0 | 0 | 0 | 0 | 0 | 0 | 0 | 0 | 0 | 0 | 0 | 0 | 0 | 0 | 0 | 0 | 0 | 0
PG&E KERN | San Luis Obispo | 70 | [15 empty] | 0 | 0 | 0 | 0 | 0 | 0 | 0 | 0 | 0 | 0 | 0 | 0 | 0 | 0 | 0 | 0 | 0 | 0 | 0 | 0 | 0 | 0 | 0 | 0 | 0 | 0 | 0 | 0 | 0 | [15 empty] | 0 | 0 | 0 | 0 | 0 | 0 | 0 | 0 | 0 | 0 | 0 | 0 | 0 | 0 | 0 |  | 0 | 0 | 0 | 0 | 0 | 0 | 0 | 0 | 0 | 0 | 0 | 0 | 0 | 0 | 0 | 0 | 0 | 0 | 0 | 0 | 0 | 0 | 0 | 0 | 0 | 0 | 0 | 0 | 0 | 0 | [14 empty] | 0 | 0 | 0 | 0 | 0 | 0 | 0 | 0 | 0 | 0 | 0 | 0 | 0 | 0 | [15 empty] | 0 | 0 | 0 | 0 | 0 | 0 | 0 | 0 | 0 | 0 | 0 | 0 | 0 | 0 | 0 |  | 0 | 0 | 0 | 0 | 0 | 0 | 0 | 0 | 0 | 0 | 0 | 0 | 0 | 0 | 0 | 0 | 0 | 0 | 0 | 0 | 0 | 0 | 0 | 0 | 0 | 0 | 0 | 0 | 0 | 0
SDGE | San Luis Rey | 230 | [15 empty] | 0 | 0 | 0 | 0 | 0 | 0 | 0 | 0 | 0 | 0 | 0 | 0 | 0 | 0 | 0 | [29 empty] | 0 | 0 | 0 | 0 | 0 | 0 | 0 | 0 | 0 | 0 | 0 | 0 | 0 | 0 | 0 |  | 0 | 0 | 0 | 0 | 0 | 0 | 0 | 0 | 0 | 0 | 0 | 0 | 0 | 0 | 0 | 0 | 0 | 0 | 0 | 0 | 0 | 0 | 0 | 0 | 0 | 0 | 0 | 0 | 0 | 0 | [14 empty] | 0 | 0 | 0 | 0 | 0 | 0 | 0 | 0 | 0 | 0 | 0 | 0 | 0 | 0 | [15 empty] | 0 | 0 | 0 | 0 | 0 | 0 | 0 | 0 | 0 | 0 | 0 | 0 | 0 | 0 | 0 |  | 0 | 0 | 0 | 0 | 0 | 0 | 0 | 0 | 0 | 0 | 0 | 0 | 0 | 0 | 0 | 0 | 0 | 0 | 0 | 0 | 0 | 0 | 0 | 0 | 0 | 0 | 0 | 0 | 0 | 0
SDGE | San Luis Rey | 69 | [15 empty] | 0 | 0 | 0 | 0 | 0 | 0 | 0 | 0 | 0 | 0 | 0 | 0 | 0 | 0 | 0 | [29 empty] | 0 | 0 | 0 | 0 | 0 | 0 | 0 | 0 | 0 | 0 | 0 | 0 | 0 | 0 | 0 |  | 0 | 0 | 0 | 0 | 0 | 0 | 0 | 0 | 0 | 0 | 0 | 0 | 0 | 0 | 0 | 0 | 0 | 0 | 0 | 0 | 0 | 0 | 0 | 0 | 0 | 0 | 0 | 0 | 0 | 0 | [14 empty] | 0 | 0 | 0 | 0 | 0 | 0 | 0 | 0 | 0 | 0 | 0 | 0 | 0 | 0 | [15 empty] | 0 | 0 | 0 | 0 | 0 | 0 | 0 | 0 | 0 | 0 | 0 | 0 | 0 | 0 | 0 |  | 0 | 0 | 0 | 0 | 0 | 0 | 0 | 0 | 0 | 0 | 0 | 0 | 0 | 0 | 0 | 0 | 0 | 0 | 0 | 0 | 0 | 0 | 0 | 0 | 0 | 0 | 0 | 0 | 0 | 0
SDGE | San Marcos | 69 | [15 empty] | 0 | 0 | 0 | 0 | 0 | 0 | 0 | 0 | 0 | 0 | 0 | 0 | 0 | 0 | 0 | [29 empty] | 0 | 0 | 0 | 0 | 0 | 0 | 0 | 0 | 0 | 0 | 0 | 0 | 0 | 0 | 0 |  | 0 | 0 | 0 | 0 | 0 | 0 | 0 | 0 | 0 | 0 | 0 | 0 | 0 | 0 | 0 | 0 | 0 | 0 | 0 | 0 | 0 | 0 | 0 | 0 | 0 | 0 | 0 | 0 | 0 | 0 | [14 empty] | 0 | 0 | 0 | 0 | 0 | 0 | 0 | 0 | 0 | 0 | 0 | 0 | 0 | 0 | [15 empty] | 0 | 0 | 0 | 0 | 0 | 0 | 0 | 0 | 0 | 0 | 0 | 0 | 0 | 0 | 0 |  | 0 | 0 | 0 | 0 | 0 | 0 | 0 | 0 | 0 | 0 | 0 | 0 | 0 | 0 | 0 | 0 | 0 | 0 | 0 | 0 | 0 | 0 | 0 | 0 | 0 | 0 | 0 | 0 | 0 | 0
SCE Metro | San Onofre | 230 | [15 empty] | 0 | 0 | 0 | 0 | 0 | 0 | 0 | 0 | 0 | 0 | 0 | 0 | 0 | 0 | 0 | [29 empty] | 0 | 0 | 0 | 0 | 0 | 0 | 0 | 0 | 0 | 0 | 0 | 0 | 0 | 0 | 0 |  | 0 | 0 | 0 | 0 | 0 | 0 | 0 | 0 | 0 | 0 | 0 | 0 | 0 | 0 | 0 | 0 | 0 | 0 | 0 | 0 | 0 | 0 | 0 | 0 | 0 | 0 | 0 | 0 | 0 | 0 | [14 empty] | 0 | 0 | 0 | 0 | 0 | 0 | 0 | 0 | 0 | 0 | 0 | 0 | 0 | 0 | [15 empty] | 0 | 0 | 0 | 0 | 0 | 0 | 0 | 0 | 0 | 0 | 0 | 0 | 0 | 0 | 0 |  | 0 | 0 | 0 | 0 | 0 | 0 | 0 | 0 | 0 | 0 | 0 | 0 | 0 | 0 | 0 | 0 | 0 | 0 | 0 | 0 | 0 | 0 | 0 | 0 | 0 | 0 | 0 | 0 | 0 | 0
PG&E GBA | San Pablo | 115 | [15 empty] | 0 | 0 | 0 | 0 | 0 | 0 | 0 | 0 | 0 | 0 | 0 | 0 | 0 | 0 | 0 | 0 | 0 | 0 | 0 | 0 | 0 | 0 | 0 | 0 | 0 | 40 | 0 | 0 | 0 | [15 empty] | 0 | 0 | 0 | 0 | 0 | 0 | 0 | 0 | 0 | 0 | 0 | 40 | 0 | 0 | 0 |  | 0 | 0 | 0 | 0 | 0 | 0 | 0 | 0 | 0 | 0 | 40 | 0 | 0 | 0 | 1 | 0 | 0 | 0 | 0 | 0 | 0 | 0 | 0 | 0 | 0 | 0 | 0 | 0 | 0 | 0 | [14 empty] | 0 | 0 | 0 | 0 | 0 | 0 | 0 | 0 | 0 | 0 | 40 | 0 | 0 | 0 | [15 empty] | 0 | 0 | 0 | 0 | 0 | 0 | 0 | 0 | 0 | 0 | 0 | 40 | 0 | 0 | 0 |  | 0 | 0 | 0 | 0 | 0 | 0 | 0 | 0 | 0 | 0 | 40 | 0 | 0 | 0 | 1 | 0 | 0 | 0 | 0 | 0 | 0 | 0 | 0 | 0 | 0 | 0 | 0 | 0 | 0 | 0
PG&E GBA | San Ramon | 230 | [15 empty] | 0 | 0 | 0 | 0 | 0 | 0 | 0 | 0 | 0 | 0 | 0 | 0 | 0 | 0 | 0 | 0 | 0 | 0 | 0 | 0 | 0 | 0 | 0 | 0 | 0 | 0 | 0 | 0 | 0 | [15 empty] | 0 | 0 | 0 | 0 | 0 | 0 | 0 | 0 | 0 | 0 | 0 | 0 | 0 | 0 | 0 |  | 0 | 0 | 0 | 0 | 0 | 0 | 0 | 0 | 0 | 0 | 0 | 0 | 0 | 0 | 0 | 0 | 0 | 0 | 0 | 0 | 0 | 0 | 0 | 0 | 0 | 0 | 0 | 0 | 0 | 0 | [14 empty] | 0 | 0 | 0 | 0 | 0 | 0 | 0 | 0 | 0 | 0 | 0 | 0 | 0 | 0 | [15 empty] | 0 | 0 | 0 | 0 | 0 | 0 | 0 | 0 | 0 | 0 | 0 | 0 | 0 | 0 | 0 |  | 0 | 0 | 0 | 0 | 0 | 0 | 0 | 0 | 0 | 0 | 0 | 0 | 0 | 0 | 0 | 0 | 0 | 0 | 0 | 0 | 0 | 0 | 0 | 0 | 0 | 0 | 0 | 0 | 0 | 0
SDGE | San Ysidro | 69 | [15 empty] | 0 | 0 | 0 | 0 | 0 | 0 | 0 | 0 | 0 | 0 | 0 | 0 | 0 | 0 | 0 | [29 empty] | 0 | 0 | 0 | 0 | 0 | 0 | 0 | 0 | 0 | 0 | 0 | 0 | 0 | 0 | 0 |  | 0 | 0 | 0 | 0 | 0 | 0 | 0 | 0 | 0 | 0 | 0 | 0 | 0 | 0 | 0 | 0 | 0 | 0 | 0 | 0 | 0 | 0 | 0 | 0 | 0 | 0 | 0 | 0 | 0 | 0 | [14 empty] | 0 | 0 | 0 | 0 | 0 | 0 | 0 | 0 | 0 | 0 | 0 | 0 | 0 | 0 | [15 empty] | 0 | 0 | 0 | 0 | 0 | 0 | 0 | 0 | 0 | 0 | 0 | 0 | 0 | 0 | 0 |  | 0 | 0 | 0 | 0 | 0 | 0 | 0 | 0 | 0 | 0 | 0 | 0 | 0 | 0 | 0 | 0 | 0 | 0 | 0 | 0 | 0 | 0 | 0 | 0 | 0 | 0 | 0 | 0 | 0 | 0
SCE NOL | Sandlot | 230 | [15 empty] | 0 | 0 | 0 | 0 | 0 | 0 | 0 | 0 | 0 | 0 | 0 | 0 | 0 | 0 | 0 | [29 empty] | 0 | 0 | 0 | 0 | 0 | 0 | 0 | 0 | 0 | 0 | 0 | 0 | 0 | 0 | 0 |  | 0 | 0 | 0 | 0 | 0 | 0 | 0 | 0 | 0 | 0 | 0 | 0 | 0 | 0 | 0 | 0 | 0 | 0 | 0 | 0 | 0 | 0 | 0 | 0 | 0 | 0 | 0 | 0 | 0 | 0 | [14 empty] | 0 | 0 | 0 | 0 | 0 | 0 | 0 | 0 | 0 | 0 | 0 | 0 | 0 | 0 | [15 empty] | 0 | 0 | 0 | 0 | 0 | 0 | 0 | 0 | 0 | 0 | 0 | 0 | 0 | 0 | 0 |  | 0 | 0 | 0 | 0 | 0 | 0 | 0 | 0 | 0 | 0 | 0 | 0 | 0 | 0 | 0 | 0 | 0 | 0 | 0 | 0 | 0 | 0 | 0 | 0 | 0 | 0 | 0 | 0 | 0 | 0
EOP | Sandy | 138 | [15 empty] | 0 | 0 | 0 | 0 | 0 | 0 | 0 | 0 | 0 | 0 | 0 | 0 | 0 | 0 | 0 | [29 empty] | 0 | 0 | 0 | 0 | 0 | 0 | 0 | 0 | 0 | 0 | 0 | 0 | 0 | 0 | 0 |  | 0 | 0 | 0 | 0 | 0 | 0 | 0 | 0 | 0 | 0 | 0 | 0 | 0 | 0 | 0 | 0 | 0 | 0 | 0 | 0 | 0 | 0 | 0 | 0 | 0 | 0 | 0 | 0 | 0 | 0 | [14 empty] | 0 | 0 | 0 | 0 | 0 | 0 | 0 | 0 | 0 | 0 | 0 | 0 | 0 | 0 | [15 empty] | 0 | 0 | 0 | 0 | 0 | 0 | 0 | 0 | 0 | 0 | 0 | 0 | 0 | 0 | 0 |  | 0 | 0 | 0 | 0 | 0 | 0 | 0 | 0 | 0 | 0 | 0 | 0 | 0 | 0 | 0 | 0 | 0 | 0 | 0 | 0 | 0 | 0 | 0 | 0 | 0 | 0 | 0 | 0 | 0 | 0
PG&E FRESNO | Sanger | 115 | [15 empty] | 0 | 0 | 0 | 0 | 0 | 0 | 0 | 0 | 0 | 0 | 0 | 0 | 0 | 0 | 0 | 0 | 0 | 0 | 0 | 0 | 0 | 0 | 0 | 0 | 0 | 0 | 0 | 0 | 0 | [15 empty] | 0 | 0 | 0 | 0 | 0 | 0 | 0 | 0 | 0 | 0 | 0 | 0 | 0 | 0 | 0 |  | 0 | 0 | 0 | 0 | 0 | 0 | 0 | 0 | 0 | 0 | 0 | 0 | 0 | 0 | 0 | 0 | 0 | 0 | 0 | 0 | 0 | 0 | 0 | 0 | 0 | 0 | 0 | 0 | 0 | 0 | 0 | 0 | 0 | 0 | 0 | 0 | 0 | 0 | 0 | 0 | 0 | 0 | 0 | 0 | 0 | 0 | 0 | 0 | 0 | 0 | 0 | 0 | 0 | 0 | 0 | 0 | 0 | 0 | [15 empty] | 0 | 0 | 0 | 0 | 0 | 0 | 0 | 0 | 0 | 0 | 0 | 0 | 0 | 0 | 0 |  | 0 | 0 | 0 | 0 | 0 | 0 | 0 | 0 | 0 | 0 | 0 | 0 | 0 | 0 | 0 | 0 | 0 | 0 | 0 | 0 | 0 | 0 | 0 | 0 | 0 | 0 | 0 | 0 | 0 | 0
SCE Northern | Santa Clara | 230 | [15 empty] | 0 | 0 | 0 | 0 | 0 | 0 | 0 | 0 | 0 | 0 | 0 | 0 | 0 | 0 | 0 | [29 empty] | 0 | 0 | 0 | 0 | 0 | 0 | 0 | 0 | 0 | 0 | 0 | 0 | 0 | 0 | 0 |  | 0 | 0 | 0 | 0 | 0 | 0 | 0 | 0 | 0 | 0 | 0 | 0 | 0 | 0 | 0 | 0 | 0 | 0 | 0 | 0 | 0 | 0 | 0 | 0 | 0 | 0 | 0 | 0 | 0 | 0 | [14 empty] | 0 | 0 | 0 | 0 | 0 | 0 | 0 | 0 | 0 | 0 | 0 | 0 | 0 | 0 | [15 empty] | 0 | 0 | 0 | 0 | 0 | 0 | 0 | 0 | 0 | 0 | 0 | 0 | 0 | 0 | 0 |  | 0 | 0 | 0 | 0 | 0 | 0 | 0 | 0 | 0 | 0 | 0 | 0 | 0 | 0 | 0 | 0 | 0 | 0 | 0 | 0 | 0 | 0 | 0 | 0 | 0 | 0 | 0 | 0 | 0 | 0
PG&E NGBA | Santa Rosa A | 115 | [15 empty] | 0 | 0 | 0 | 0 | 0 | 0 | 0 | 0 | 0 | 0 | 0 | 0 | 0 | 0 | 0 | 0 | 0 | 0 | 0 | 0 | 0 | 0 | 0 | 0 | 0 | 0 | 0 | 0 | 0 | [15 empty] | 0 | 0 | 0 | 0 | 0 | 0 | 0 | 0 | 0 | 0 | 0 | 0 | 0 | 0 | 0 |  | 0 | 0 | 0 | 0 | 0 | 0 | 0 | 0 | 0 | 0 | 0 | 0 | 0 | 0 | 0 | 0 | 0 | 0 | 0 | 0 | 0 | 0 | 0 | 0 | 0 | 0 | 0 | 0 | 0 | 0 | [14 empty] | 0 | 0 | 0 | 0 | 0 | 0 | 0 | 0 | 0 | 0 | 0 | 0 | 0 | 0 | [15 empty] | 0 | 0 | 0 | 0 | 0 | 0 | 0 | 0 | 0 | 0 | 0 | 0 | 0 | 0 | 0 |  | 0 | 0 | 0 | 0 | 0 | 0 | 0 | 0 | 0 | 0 | 0 | 0 | 0 | 0 | 0 | 0 | 0 | 0 | 0 | 0 | 0 | 0 | 0 | 0 | 0 | 0 | 0 | 0 | 0 | 0
PG&E GBA | Santa Teresa | 115 | [15 empty] | 0 | 0 | 0 | 0 | 0 | 0 | 0 | 0 | 0 | 0 | 0 | 0 | 0 | 0 | 0 | 0 | 0 | 0 | 0 | 0 | 0 | 0 | 0 | 0 | 0 | 0 | 0 | 0 | 0 | [15 empty] | 0 | 0 | 0 | 0 | 0 | 0 | 0 | 0 | 0 | 0 | 0 | 0 | 0 | 0 | 0 |  | 0 | 0 | 0 | 0 | 0 | 0 | 0 | 0 | 0 | 0 | 0 | 0 | 0 | 0 | 0 | 0 | 0 | 0 | 0 | 0 | 0 | 0 | 0 | 0 | 0 | 0 | 0 | 0 | 0 | 0 | [14 empty] | 0 | 0 | 0 | 0 | 0 | 0 | 0 | 0 | 0 | 0 | 0 | 0 | 0 | 0 | [15 empty] | 0 | 0 | 0 | 0 | 0 | 0 | 0 | 0 | 0 | 0 | 0 | 0 | 0 | 0 | 0 |  | 0 | 0 | 0 | 0 | 0 | 0 | 0 | 0 | 0 | 0 | 0 | 0 | 0 | 0 | 0 | 0 | 0 | 0 | 0 | 0 | 0 | 0 | 0 | 0 | 0 | 0 | 0 | 0 | 0 | 0
SDGE | Santee | 138 | [15 empty] | 0 | 0 | 0 | 0 | 0 | 0 | 0 | 0 | 0 | 0 | 0 | 10 | 0 | 0 | 1 | [29 empty] | 0 | 0 | 0 | 0 | 0 | 0 | 0 | 0 | 0 | 0 | 0 | 0 | 0 | 0 | 0 |  | 0 | 0 | 0 | 0 | 0 | 0 | 0 | 0 | 0 | 0 | 0 | 10 | 0 | 0 | 1 | 0 | 0 | 0 | 0 | 0 | 0 | 0 | 0 | 0 | 0 | 0 | 0 | 0 | 0 | 0 | [14 empty] | 0 | 0 | 0 | 0 | 0 | 0 | 0 | 0 | 0 | 0 | 0 | 0 | 0 | 0 | [15 empty] | 0 | 0 | 0 | 0 | 0 | 0 | 0 | 0 | 0 | 0 | 0 | 0 | 0 | 0 | 0 |  | 0 | 0 | 0 | 0 | 0 | 0 | 0 | 0 | 0 | 0 | 0 | 10 | 0 | 0 | 1 | 0 | 0 | 0 | 0 | 0 | 0 | 0 | 0 | 0 | 0 | 0 | 0 | 0 | 0 | 0
SCE Metro | Santiago | 230 | [15 empty] | 0 | 0 | 0 | 0 | 0 | 0 | 0 | 0 | 0 | 0 | 0 | 0 | 0 | 0 | 0 | [12 empty] | 300 | [16 empty] | 0 | 0 | 0 | 0 | 0 | 0 | 0 | 0 | 0 | 0 | 0 | 0 | 0 | 300 | 0 |  | 0 | 0 | 0 | 0 | 0 | 0 | 0 | 0 | 0 | 0 | 0 | 0 | 300 | 0 | 1 | 0 | 0 | 0 | 0 | 0 | 0 | 0 | 0 | 0 | 0 | 0 | 0 | 0 | 0 | 0 | [14 empty] | 0 | 0 | 0 | 0 | 0 | 0 | 0 | 0 | 0 | 0 | 0 | 0 | 300 | 0 | [15 empty] | 0 | 0 | 0 | 0 | 0 | 0 | 0 | 0 | 0 | 0 | 0 | 0 | 0 | 300 | 0 |  | 0 | 0 | 0 | 0 | 0 | 0 | 0 | 0 | 0 | 0 | 0 | 0 | 300 | 0 | 1 | 0 | 0 | 0 | 0 | 0 | 0 | 0 | 0 | 0 | 0 | 0 | 0 | 0 | 0 | 0
PG&E GBA | Saratoga | 230 | [15 empty] | 0 | 0 | 0 | 0 | 0 | 0 | 0 | 0 | 0 | 0 | 0 | 0 | 0 | 0 | 0 | 0 | 0 | 0 | 0 | 0 | 0 | 0 | 0 | 0 | 0 | 0 | 0 | 0 | 0 | [15 empty] | 0 | 0 | 0 | 0 | 0 | 0 | 0 | 0 | 0 | 0 | 0 | 0 | 0 | 0 | 0 |  | 0 | 0 | 0 | 0 | 0 | 0 | 0 | 0 | 0 | 0 | 0 | 0 | 0 | 0 | 0 | 0 | 0 | 0 | 0 | 0 | 0 | 0 | 0 | 0 | 0 | 0 | 0 | 0 | 0 | 0 | [14 empty] | 0 | 0 | 0 | 0 | 0 | 0 | 0 | 0 | 0 | 0 | 0 | 0 | 0 | 0 | [15 empty] | 0 | 0 | 0 | 0 | 0 | 0 | 0 | 0 | 0 | 0 | 0 | 0 | 0 | 0 | 0 |  | 0 | 0 | 0 | 0 | 0 | 0 | 0 | 0 | 0 | 0 | 0 | 0 | 0 | 0 | 0 | 0 | 0 | 0 | 0 | 0 | 0 | 0 | 0 | 0 | 0 | 0 | 0 | 0 | 0 | 0
SCE Northern | Saugus | 230 | [15 empty] | 0 | 0 | 0 | 0 | 0 | 0 | 0 | 0 | 0 | 0 | 0 | 0 | 0 | 0 | 0 | [29 empty] | 0 | 0 | 0 | 0 | 0 | 0 | 0 | 0 | 0 | 0 | 0 | 0 | 0 | 0 | 0 |  | 0 | 0 | 0 | 0 | 0 | 0 | 0 | 0 | 0 | 0 | 0 | 0 | 0 | 0 | 0 | 0 | 0 | 0 | 0 | 0 | 0 | 0 | 0 | 0 | 0 | 0 | 0 | 0 | 0 | 0 | [14 empty] | 0 | 0 | 0 | 0 | 0 | 0 | 0 | 0 | 0 | 0 | 0 | 0 | 0 | 0 | [15 empty] | 0 | 0 | 0 | 0 | 0 | 0 | 0 | 0 | 0 | 0 | 0 | 0 | 0 | 0 | 0 |  | 0 | 0 | 0 | 0 | 0 | 0 | 0 | 0 | 0 | 0 | 0 | 0 | 0 | 0 | 0 | 0 | 0 | 0 | 0 | 0 | 0 | 0 | 0 | 0 | 0 | 0 | 0 | 0 | 0 | 0
PG&E FRESNO | Schindler | 115 | [15 empty] | 0 | 0 | 0 | 0 | 0 | 0 | 0 | 0 | 0 | 0 | 0 | 0 | 0 | 0 | 0 | 0 | 0 | 0 | 0 | 0 | 0 | 0 | 0 | 0 | 110 | 0 | 0 | 0 | 0 | [15 empty] | 0 | 0 | 0 | 0 | 0 | 0 | 0 | 0 | 0 | 0 | 110 | 0 | 0 | 0 | 0 |  | 0 | 0 | 0 | 0 | 0 | 0 | 0 | 0 | 0 | 110 | 0 | 0 | 0 | 0 | 1 | 0 | 0 | 0 | 0 | 0 | 0 | 0 | 0 | 0 | 0 | 0 | 0 | 0 | 0 | 0 | 0 | 0 | 0 | 0 | 0 | 0 | 0 | 0 | 0 | 0 | 0 | 0 | 0 | 0 | 0 | 0 | 0 | 0 | 0 | 0 | 0 | 0 | 0 | 110 | 0 | 0 | 0 | 0 | [15 empty] | 0 | 0 | 0 | 0 | 0 | 0 | 0 | 0 | 0 | 0 | 110 | 0 | 0 | 0 | 0 |  | 0 | 0 | 0 | 0 | 0 | 0 | 0 | 0 | 0 | 110 | 0 | 0 | 0 | 0 | 1 | 0 | 0 | 0 | 0 | 0 | 0 | 0 | 0 | 0 | 0 | 0 | 0 | 0 | 0 | 0
PG&E FRESNO | Schindler | 70 | [15 empty] | 0 | 0 | 0 | 0 | 0 | 0 | 0 | 0 | 0 | 0 | 0 | 0 | 0 | 0 | 0 | 0 | 0 | 0 | 0 | 0 | 0 | 0 | 0 | 0 | 0 | 0 | 0 | 0 | 0 | [15 empty] | 0 | 0 | 0 | 0 | 0 | 0 | 0 | 0 | 0 | 0 | 0 | 0 | 0 | 0 | 0 |  | 0 | 0 | 0 | 0 | 0 | 0 | 0 | 0 | 0 | 0 | 0 | 0 | 0 | 0 | 0 | 0 | 0 | 0 | 0 | 0 | 0 | 0 | 0 | 0 | 0 | 0 | 0 | 0 | 0 | 0 | 0 | 0 | 0 | 0 | 0 | 0 | 0 | 0 | 0 | 0 | 0 | 0 | 0 | 0 | 0 | 0 | 0 | 0 | 0 | 0 | 0 | 0 | 0 | 0 | 0 | 0 | 0 | 0 | [15 empty] | 0 | 0 | 0 | 0 | 0 | 0 | 0 | 0 | 0 | 0 | 0 | 0 | 0 | 0 | 0 |  | 0 | 0 | 0 | 0 | 0 | 0 | 0 | 0 | 0 | 0 | 0 | 0 | 0 | 0 | 0 | 0 | 0 | 0 | 0 | 0 | 0 | 0 | 0 | 0 | 0 | 0 | 0 | 0 | 0 | 0
PG&E GBA | Schulte | 115 | [15 empty] | 0 | 0 | 0 | 0 | 0 | 0 | 0 | 0 | 0 | 0 | 0 | 13.3 | 0 | 0 | 1 | 0 | 0 | 0 | 0 | 0 | 0 | 0 | 0 | 0 | 40 | 0 | 0 | 0 | 0 | [15 empty] | 0 | 0 | 0 | 0 | 0 | 0 | 0 | 0 | 0 | 0 | 40 | 0 | 0 | 0 | 0 |  | 0 | 0 | 0 | 0 | 0 | 0 | 0 | 0 | 0 | 40 | 0 | 13.3 | 0 | 0 | 1 | 0 | 0 | 0 | 0 | 0 | 0 | 0 | 0 | 0 | 0 | 0 | 0 | 0 | 0 | 0 | [14 empty] | 0 | 0 | 0 | 0 | 0 | 0 | 0 | 0 | 0 | 40 | 0 | 0 | 0 | 0 | [15 empty] | 0 | 0 | 0 | 0 | 0 | 0 | 0 | 0 | 0 | 0 | 40 | 0 | 0 | 0 | 0 |  | 0 | 0 | 0 | 0 | 0 | 0 | 0 | 0 | 0 | 40 | 0 | 13.3 | 0 | 0 | 1 | 0 | 0 | 0 | 0 | 0 | 0 | 0 | 0 | 0 | 0 | 0 | 0 | 0 | 0 | 0
SDGE | Scripps | 69 | [15 empty] | 0 | 0 | 0 | 0 | 0 | 0 | 0 | 0 | 0 | 0 | 0 | 0 | 0 | 0 | 0 | [29 empty] | 0 | 0 | 0 | 0 | 0 | 0 | 0 | 0 | 0 | 0 | 0 | 0 | 0 | 0 | 0 |  | 0 | 0 | 0 | 0 | 0 | 0 | 0 | 0 | 0 | 0 | 0 | 0 | 0 | 0 | 0 | 0 | 0 | 0 | 0 | 0 | 0 | 0 | 0 | 0 | 0 | 0 | 0 | 0 | 0 | 0 | [14 empty] | 0 | 0 | 0 | 0 | 0 | 0 | 0 | 0 | 0 | 0 | 0 | 0 | 0 | 0 | [15 empty] | 0 | 0 | 0 | 0 | 0 | 0 | 0 | 0 | 0 | 0 | 0 | 0 | 0 | 0 | 0 |  | 0 | 0 | 0 | 0 | 0 | 0 | 0 | 0 | 0 | 0 | 0 | 0 | 0 | 0 | 0 | 0 | 0 | 0 | 0 | 0 | 0 | 0 | 0 | 0 | 0 | 0 | 0 | 0 | 0 | 0
PG&E KERN | Semitropic | 115 | [15 empty] | 0 | 0 | 0 | 0 | 0 | 0 | 0 | 0 | 4.66 | 0 | 0 | 0 | 0 | 0 | 1 | 0 | 0 | 0 | 0 | 0 | 0 | 0 | 0 | 0 | 0 | 95 | 0 | 0 | 0 | [15 empty] | 0 | 0 | 0 | 0 | 0 | 0 | 0 | 0 | 0 | 0 | 0 | 95 | 0 | 0 | 0 |  | 0 | 0 | 0 | 0 | 0 | 0 | 0 | 0 | 4.66 | 0 | 95 | 0 | 0 | 0 | 1 | 0 | 0 | 0 | 0 | 0 | 0 | 0 | 0 | 0 | 0 | 0 | 0 | 0 | 0 | 0 | [14 empty] | 0 | 0 | 0 | 0 | 0 | 0 | 0 | 0 | 0 | 0 | 95 | 0 | 0 | 0 | [15 empty] | 0 | 0 | 0 | 0 | 0 | 0 | 0 | 0 | 0 | 0 | 0 | 95 | 0 | 0 | 0 |  | 0 | 0 | 0 | 0 | 0 | 0 | 0 | 0 | 4.66 | 0 | 95 | 0 | 0 | 0 | 1 | 0 | 0 | 0 | 0 | 0 | 0 | 0 | 0 | 0 | 0 | 0 | 0 | 0 | 0 | 0
SCE Metro | Serrano | 230 | [15 empty] | 0 | 0 | 0 | 0 | 0 | 0 | 0 | 0 | 0 | 0 | 0 | 0 | 0 | 0 | 0 | [29 empty] | 0 | 0 | 0 | 0 | 0 | 0 | 0 | 0 | 0 | 0 | 0 | 0 | 0 | 0 | 0 |  | 0 | 0 | 0 | 0 | 0 | 0 | 0 | 0 | 0 | 0 | 0 | 0 | 0 | 0 | 0 | 0 | 0 | 0 | 0 | 0 | 0 | 0 | 0 | 0 | 0 | 0 | 0 | 0 | 0 | 0 | [14 empty] | 0 | 0 | 0 | 0 | 0 | 0 | 0 | 0 | 0 | 0 | 0 | 0 | 0 | 0 | [15 empty] | 0 | 0 | 0 | 0 | 0 | 0 | 0 | 0 | 0 | 0 | 0 | 0 | 0 | 0 | 0 |  | 0 | 0 | 0 | 0 | 0 | 0 | 0 | 0 | 0 | 0 | 0 | 0 | 0 | 0 | 0 | 0 | 0 | 0 | 0 | 0 | 0 | 0 | 0 | 0 | 0 | 0 | 0 | 0 | 0 | 0
SCE Metro | Serrano | 500 | [15 empty] | 0 | 0 | 0 | 0 | 0 | 0 | 0 | 0 | 0 | 0 | 0 | 0 | 0 | 0 | 0 | [12 empty] | 400 | [16 empty] | 0 | 0 | 0 | 0 | 0 | 0 | 0 | 0 | 0 | 0 | 0 | 0 | 0 | 400 | 0 |  | 0 | 0 | 0 | 0 | 0 | 0 | 0 | 0 | 0 | 0 | 0 | 0 | 400 | 0 | 1 | 0 | 0 | 0 | 0 | 0 | 0 | 0 | 0 | 0 | 0 | 0 | 0 | 0 | 0 | 0 | [14 empty] | 0 | 0 | 0 | 0 | 0 | 0 | 0 | 0 | 0 | 0 | 0 | 0 | 400 | 0 | [15 empty] | 0 | 0 | 0 | 0 | 0 | 0 | 0 | 0 | 0 | 0 | 0 | 0 | 0 | 400 | 0 |  | 0 | 0 | 0 | 0 | 0 | 0 | 0 | 0 | 0 | 0 | 0 | 0 | 400 | 0 | 1 | 0 | 0 | 0 | 0 | 0 | 0 | 0 | 0 | 0 | 0 | 0 | 0 | 0 | 0 | 0
SDGE | Shadowridge | 138 | [15 empty] | 0 | 0 | 0 | 0 | 0 | 0 | 0 | 0 | 0 | 0 | 0 | 0 | 0 | 0 | 0 | [29 empty] | 0 | 0 | 0 | 0 | 0 | 0 | 0 | 0 | 0 | 0 | 0 | 0 | 0 | 0 | 0 |  | 0 | 0 | 0 | 0 | 0 | 0 | 0 | 0 | 0 | 0 | 0 | 0 | 0 | 0 | 0 | 0 | 0 | 0 | 0 | 0 | 0 | 0 | 0 | 0 | 0 | 0 | 0 | 0 | 0 | 0 | [14 empty] | 0 | 0 | 0 | 0 | 0 | 0 | 0 | 0 | 0 | 0 | 0 | 0 | 0 | 0 | [15 empty] | 0 | 0 | 0 | 0 | 0 | 0 | 0 | 0 | 0 | 0 | 0 | 0 | 0 | 0 | 0 |  | 0 | 0 | 0 | 0 | 0 | 0 | 0 | 0 | 0 | 0 | 0 | 0 | 0 | 0 | 0 | 0 | 0 | 0 | 0 | 0 | 0 | 0 | 0 | 0 | 0 | 0 | 0 | 0 | 0 | 0
PG&E KERN | Shafter | 115 | [15 empty] | 0 | 0 | 0 | 0 | 0 | 0 | 0 | 0 | 2.25 | 0 | 0 | 0 | 0 | 0 | 1 | 0 | 0 | 0 | 0 | 0 | 0 | 0 | 0 | 0 | 0 | 100 | 0 | 0 | 0 | [15 empty] | 0 | 0 | 0 | 0 | 0 | 0 | 0 | 0 | 0 | 0 | 0 | 100 | 0 | 0 | 0 |  | 0 | 0 | 0 | 0 | 0 | 0 | 0 | 0 | 2.25 | 0 | 100 | 0 | 0 | 0 | 1 | 0 | 0 | 0 | 0 | 0 | 0 | 0 | 0 | 0 | 0 | 0 | 0 | 0 | 0 | 0 | [14 empty] | 0 | 0 | 0 | 0 | 0 | 0 | 0 | 0 | 0 | 0 | 100 | 0 | 0 | 0 | [15 empty] | 0 | 0 | 0 | 0 | 0 | 0 | 0 | 0 | 0 | 0 | 0 | 100 | 0 | 0 | 0 |  | 0 | 0 | 0 | 0 | 0 | 0 | 0 | 0 | 2.25 | 0 | 100 | 0 | 0 | 0 | 1 | 0 | 0 | 0 | 0 | 0 | 0 | 0 | 0 | 0 | 0 | 0 | 0 | 0 | 0 | 0
PG&E NGBA | Silverado | 115 | [15 empty] | 0 | 0 | 0 | 0 | 0 | 0 | 0 | 0 | 0 | 0 | 0 | 0 | 0 | 0 | 0 | 0 | 0 | 0 | 0 | 0 | 0 | 0 | 0 | 0 | 0 | 0 | 0 | 0 | 0 | [15 empty] | 0 | 0 | 0 | 0 | 0 | 0 | 0 | 0 | 0 | 0 | 0 | 0 | 0 | 0 | 0 |  | 0 | 0 | 0 | 0 | 0 | 0 | 0 | 0 | 0 | 0 | 0 | 0 | 0 | 0 | 0 | 0 | 0 | 0 | 0 | 0 | 0 | 0 | 0 | 0 | 0 | 0 | 0 | 0 | 0 | 0 | [14 empty] | 0 | 0 | 0 | 0 | 0 | 0 | 0 | 0 | 0 | 0 | 0 | 0 | 0 | 0 | [15 empty] | 0 | 0 | 0 | 0 | 0 | 0 | 0 | 0 | 0 | 0 | 0 | 0 | 0 | 0 | 0 |  | 0 | 0 | 0 | 0 | 0 | 0 | 0 | 0 | 0 | 0 | 0 | 0 | 0 | 0 | 0 | 0 | 0 | 0 | 0 | 0 | 0 | 0 | 0 | 0 | 0 | 0 | 0 | 0 | 0 | 0
SDGE | Silvergate | 230 | [15 empty] | 0 | 0 | 0 | 0 | 0 | 0 | 0 | 0 | 0 | 0 | 0 | 0 | 0 | 0 | 0 | [9 empty] | 60 | [19 empty] | 0 | 0 | 0 | 0 | 0 | 0 | 0 | 0 | 0 | 0 | 60 | 0 | 0 | 0 | 0 |  | 0 | 0 | 0 | 0 | 0 | 0 | 0 | 0 | 0 | 60 | 0 | 0 | 0 | 0 | 1 | 0 | 0 | 0 | 0 | 0 | 0 | 0 | 0 | 0 | 0 | 0 | 0 | 0 | 0 | 0 | [14 empty] | 0 | 0 | 0 | 0 | 0 | 0 | 0 | 0 | 0 | 60 | 0 | 0 | 0 | 0 | [15 empty] | 0 | 0 | 0 | 0 | 0 | 0 | 0 | 0 | 0 | 0 | 60 | 0 | 0 | 0 | 0 |  | 0 | 0 | 0 | 0 | 0 | 0 | 0 | 0 | 0 | 60 | 0 | 0 | 0 | 0 | 1 | 0 | 0 | 0 | 0 | 0 | 0 | 0 | 0 | 0 | 0 | 0 | 0 | 0 | 0 | 0
SDGE | Silvergate | 69 | [15 empty] | 0 | 0 | 0 | 0 | 0 | 0 | 0 | 0 | 0 | 0 | 0 | 0 | 0 | 0 | 0 | [29 empty] | 0 | 0 | 0 | 0 | 0 | 0 | 0 | 0 | 0 | 0 | 0 | 0 | 0 | 0 | 0 |  | 0 | 0 | 0 | 0 | 0 | 0 | 0 | 0 | 0 | 0 | 0 | 0 | 0 | 0 | 0 | 0 | 0 | 0 | 0 | 0 | 0 | 0 | 0 | 0 | 0 | 0 | 0 | 0 | 0 | 0 | [14 empty] | 0 | 0 | 0 | 0 | 0 | 0 | 0 | 0 | 0 | 0 | 0 | 0 | 0 | 0 | [15 empty] | 0 | 0 | 0 | 0 | 0 | 0 | 0 | 0 | 0 | 0 | 0 | 0 | 0 | 0 | 0 |  | 0 | 0 | 0 | 0 | 0 | 0 | 0 | 0 | 0 | 0 | 0 | 0 | 0 | 0 | 0 | 0 | 0 | 0 | 0 | 0 | 0 | 0 | 0 | 0 | 0 | 0 | 0 | 0 | 0 | 0
PG&E KERN | Sisquoc | 115 | [15 empty] | 0 | 0 | 0 | 0 | 0 | 0 | 0 | 0 | 0 | 0 | 0 | 0 | 0 | 0 | 0 | 0 | 0 | 0 | 0 | 0 | 0 | 0 | 0 | 0 | 0 | 100 | 0 | 0 | 0 | [15 empty] | 0 | 0 | 0 | 0 | 0 | 0 | 0 | 0 | 0 | 0 | 0 | 100 | 0 | 0 | 0 |  | 0 | 0 | 0 | 0 | 0 | 0 | 0 | 0 | 0 | 0 | 100 | 0 | 0 | 0 | 1 | 0 | 0 | 0 | 0 | 0 | 0 | 0 | 0 | 0 | 0 | 0 | 0 | 0 | 0 | 0 | [14 empty] | 0 | 0 | 0 | 0 | 0 | 0 | 0 | 0 | 0 | 0 | 100 | 0 | 0 | 0 | [15 empty] | 0 | 0 | 0 | 0 | 0 | 0 | 0 | 0 | 0 | 0 | 0 | 100 | 0 | 0 | 0 |  | 0 | 0 | 0 | 0 | 0 | 0 | 0 | 0 | 0 | 0 | 100 | 0 | 0 | 0 | 1 | 0 | 0 | 0 | 0 | 0 | 0 | 0 | 0 | 0 | 0 | 0 | 0 | 0 | 0 | 0
EOP | Sloan Canyon | 230 | [15 empty] | 0 | 0 | 0 | 0 | 0 | 0 | 0 | 0 | 0 | 0 | 0 | 0 | 0 | 0 | 0 |  |  | 321 | [26 empty] | 0 | 0 | 0 | 321 | 0 | 0 | 0 | 0 | 0 | 0 | 0 | 0 | 0 | 0 | 0 |  | 0 | 0 | 321 | 0 | 0 | 0 | 0 | 0 | 0 | 0 | 0 | 0 | 0 | 0 | 1 | 0 | 0 | 0 | 0 | 0 | 0 | 0 | 0 | 0 | 0 | 0 | 0 | 0 | 0 | 0 | [14 empty] | 0 | 0 | 321 | 0 | 0 | 0 | 0 | 0 | 0 | 0 | 0 | 0 | 0 | 0 | [15 empty] | 0 | 0 | 0 | 321 | 0 | 0 | 0 | 0 | 0 | 0 | 0 | 0 | 0 | 0 | 0 |  | 0 | 0 | 321 | 0 | 0 | 0 | 0 | 0 | 0 | 0 | 0 | 0 | 0 | 0 | 1 | 0 | 0 | 0 | 0 | 0 | 0 | 0 | 0 | 0 | 0 | 0 | 0 | 0 | 0 | 0
EOP | Sloan Canyon | 500 | [15 empty] | 0 | 0 | 0 | 0 | 0 | 0 | 0 | 0 | 0 | 0 | 0 | 0 | 0 | 0 | 0 | [29 empty] | 0 | 0 | 0 | 0 | 0 | 0 | 0 | 0 | 0 | 0 | 0 | 0 | 0 | 0 | 0 |  | 0 | 0 | 0 | 0 | 0 | 0 | 0 | 0 | 0 | 0 | 0 | 0 | 0 | 0 | 0 | 0 | 0 | 0 | 0 | 0 | 0 | 0 | 0 | 0 | 0 | 0 | 0 | 0 | 0 | 0 | [14 empty] | 0 | 0 | 0 | 0 | 0 | 0 | 0 | 0 | 0 | 0 | 0 | 0 | 0 | 0 | [15 empty] | 0 | 0 | 0 | 0 | 0 | 0 | 0 | 0 | 0 | 0 | 0 | 0 | 0 | 0 | 0 |  | 0 | 0 | 0 | 0 | 0 | 0 | 0 | 0 | 0 | 0 | 0 | 0 | 0 | 0 | 0 | 0 | 0 | 0 | 0 | 0 | 0 | 0 | 0 | 0 | 0 | 0 | 0 | 0 | 0 | 0
PG&E KERN | Smyrna | 115 | [15 empty] | 0 | 0 | 0 | 0 | 0 | 0 | 0 | 0 | 0 | 0 | 0 | 0 | 0 | 0 | 0 | 0 | 0 | 0 | 0 | 0 | 0 | 0 | 0 | 0 | 0 | 0 | 0 | 0 | 0 | [15 empty] | 0 | 0 | 0 | 0 | 0 | 0 | 0 | 0 | 0 | 0 | 0 | 0 | 0 | 0 | 0 |  | 0 | 0 | 0 | 0 | 0 | 0 | 0 | 0 | 0 | 0 | 0 | 0 | 0 | 0 | 0 | 0 | 0 | 0 | 0 | 0 | 0 | 0 | 0 | 0 | 0 | 0 | 0 | 0 | 0 | 0 | [14 empty] | 0 | 0 | 0 | 0 | 0 | 0 | 0 | 0 | 0 | 0 | 0 | 0 | 0 | 0 | [15 empty] | 0 | 0 | 0 | 0 | 0 | 0 | 0 | 0 | 0 | 0 | 0 | 0 | 0 | 0 | 0 |  | 0 | 0 | 0 | 0 | 0 | 0 | 0 | 0 | 0 | 0 | 0 | 0 | 0 | 0 | 0 | 0 | 0 | 0 | 0 | 0 | 0 | 0 | 0 | 0 | 0 | 0 | 0 | 0 | 0 | 0
PG&E GBA | Sobrante | 115 | [15 empty] | 0 | 0 | 0 | 0 | 0 | 0 | 0 | 0 | 0 | 0 | 0 | 0 | 0 | 0 | 0 | 0 | 0 | 0 | 0 | 0 | 0 | 0 | 0 | 0 | 0 | 40 | 0 | 0 | 0 | [15 empty] | 0 | 0 | 0 | 0 | 0 | 0 | 0 | 0 | 0 | 0 | 0 | 40 | 0 | 0 | 0 |  | 0 | 0 | 0 | 0 | 0 | 0 | 0 | 0 | 0 | 0 | 40 | 0 | 0 | 0 | 1 | 0 | 0 | 0 | 0 | 0 | 0 | 0 | 0 | 0 | 0 | 0 | 0 | 0 | 0 | 0 | [14 empty] | 0 | 0 | 0 | 0 | 0 | 0 | 0 | 0 | 0 | 0 | 40 | 0 | 0 | 0 | [15 empty] | 0 | 0 | 0 | 0 | 0 | 0 | 0 | 0 | 0 | 0 | 0 | 40 | 0 | 0 | 0 |  | 0 | 0 | 0 | 0 | 0 | 0 | 0 | 0 | 0 | 0 | 40 | 0 | 0 | 0 | 1 | 0 | 0 | 0 | 0 | 0 | 0 | 0 | 0 | 0 | 0 | 0 | 0 | 0 | 0 | 0
PG&E GBA | Sobrante | 230 | [15 empty] | 0 | 0 | 0 | 0 | 0 | 0 | 0 | 0 | 0 | 0 | 0 | 0 | 0 | 0 | 0 | 0 | 0 | 0 | 0 | 0 | 0 | 0 | 0 | 0 | 0 | 0 | 0 | 0 | 0 | [15 empty] | 0 | 0 | 0 | 0 | 0 | 0 | 0 | 0 | 0 | 0 | 0 | 0 | 0 | 0 | 0 |  | 0 | 0 | 0 | 0 | 0 | 0 | 0 | 0 | 0 | 0 | 0 | 0 | 0 | 0 | 0 | 0 | 0 | 0 | 0 | 0 | 0 | 0 | 0 | 0 | 0 | 0 | 0 | 0 | 0 | 0 | [14 empty] | 0 | 0 | 0 | 0 | 0 | 0 | 0 | 0 | 0 | 0 | 0 | 0 | 0 | 0 | [15 empty] | 0 | 0 | 0 | 0 | 0 | 0 | 0 | 0 | 0 | 0 | 0 | 0 | 0 | 0 | 0 |  | 0 | 0 | 0 | 0 | 0 | 0 | 0 | 0 | 0 | 0 | 0 | 0 | 0 | 0 | 0 | 0 | 0 | 0 | 0 | 0 | 0 | 0 | 0 | 0 | 0 | 0 | 0 | 0 | 0 | 0
PG&E KERN | Solar | 230 | [15 empty] | 0 | 0 | 0 | 0 | 0 | 0 | 0 | 0 | 0 | 0 | 0 | 0 | 0 | 0 | 0 | 0 | 0 | 0 | 0 | 0 | 0 | 0 | 0 | 0 | 0 | 0 | 0 | 0 | 0 | [15 empty] | 0 | 0 | 0 | 0 | 0 | 0 | 0 | 0 | 0 | 0 | 0 | 0 | 0 | 0 | 0 |  | 0 | 0 | 0 | 0 | 0 | 0 | 0 | 0 | 0 | 0 | 0 | 0 | 0 | 0 | 0 | 0 | 0 | 0 | 0 | 0 | 0 | 0 | 0 | 0 | 0 | 0 | 0 | 0 | 0 | 0 | [14 empty] | 0 | 0 | 0 | 0 | 0 | 0 | 0 | 0 | 0 | 0 | 0 | 0 | 0 | 0 | [15 empty] | 0 | 0 | 0 | 0 | 0 | 0 | 0 | 0 | 0 | 0 | 0 | 0 | 0 | 0 | 0 |  | 0 | 0 | 0 | 0 | 0 | 0 | 0 | 0 | 0 | 0 | 0 | 0 | 0 | 0 | 0 | 0 | 0 | 0 | 0 | 0 | 0 | 0 | 0 | 0 | 0 | 0 | 0 | 0 | 0 | 0
PG&E GBA | Soledad | 115 | [15 empty] | 0 | 0 | 0 | 0 | 0 | 0 | 0 | 0 | 0 | 0 | 0 | 0 | 0 | 0 | 0 | 0 | 0 | 50 | 0 | 0 | 0 | 0 | 0 | 0 | 0 | 0 | 0 | 0 | 0 | [15 empty] | 0 | 0 | 0 | 50 | 0 | 0 | 0 | 0 | 0 | 0 | 0 | 0 | 0 | 0 | 0 |  | 0 | 0 | 50 | 0 | 0 | 0 | 0 | 0 | 0 | 0 | 0 | 0 | 0 | 0 | 1 | 0 | 0 | 0 | 0 | 0 | 0 | 0 | 0 | 0 | 0 | 0 | 0 | 0 | 0 | 0 | [14 empty] | 0 | 0 | 50 | 0 | 0 | 0 | 0 | 0 | 0 | 0 | 0 | 0 | 0 | 0 | [15 empty] | 0 | 0 | 0 | 50 | 0 | 0 | 0 | 0 | 0 | 0 | 0 | 0 | 0 | 0 | 0 |  | 0 | 0 | 50 | 0 | 0 | 0 | 0 | 0 | 0 | 0 | 0 | 0 | 0 | 0 | 1 | 0 | 0 | 0 | 0 | 0 | 0 | 0 | 0 | 0 | 0 | 0 | 0 | 0 | 0 | 0
PG&E GBA | Soledad | 60 | [15 empty] | 0 | 0 | 0 | 0 | 0 | 0 | 0 | 0 | 0 | 0 | 0 | 0 | 0 | 0 | 0 | 0 | 0 | 0 | 0 | 0 | 0 | 0 | 0 | 0 | 0 | 0 | 0 | 0 | 0 | [15 empty] | 0 | 0 | 0 | 0 | 0 | 0 | 0 | 0 | 0 | 0 | 0 | 0 | 0 | 0 | 0 |  | 0 | 0 | 0 | 0 | 0 | 0 | 0 | 0 | 0 | 0 | 0 | 0 | 0 | 0 | 0 | 0 | 0 | 0 | 0 | 0 | 0 | 0 | 0 | 0 | 0 | 0 | 0 | 0 | 0 | 0 | [14 empty] | 0 | 0 | 0 | 0 | 0 | 0 | 0 | 0 | 0 | 0 | 0 | 0 | 0 | 0 | [15 empty] | 0 | 0 | 0 | 0 | 0 | 0 | 0 | 0 | 0 | 0 | 0 | 0 | 0 | 0 | 0 |  | 0 | 0 | 0 | 0 | 0 | 0 | 0 | 0 | 0 | 0 | 0 | 0 | 0 | 0 | 0 | 0 | 0 | 0 | 0 | 0 | 0 | 0 | 0 | 0 | 0 | 0 | 0 | 0 | 0 | 0
SDGE | Spring Valley | 69 | [15 empty] | 0 | 0 | 0 | 0 | 0 | 0 | 0 | 0 | 0 | 0 | 0 | 0 | 0 | 0 | 0 | [29 empty] | 0 | 0 | 0 | 0 | 0 | 0 | 0 | 0 | 0 | 0 | 0 | 0 | 0 | 0 | 0 |  | 0 | 0 | 0 | 0 | 0 | 0 | 0 | 0 | 0 | 0 | 0 | 0 | 0 | 0 | 0 | 0 | 0 | 0 | 0 | 0 | 0 | 0 | 0 | 0 | 0 | 0 | 0 | 0 | 0 | 0 | [14 empty] | 0 | 0 | 0 | 0 | 0 | 0 | 0 | 0 | 0 | 0 | 0 | 0 | 0 | 0 | [15 empty] | 0 | 0 | 0 | 0 | 0 | 0 | 0 | 0 | 0 | 0 | 0 | 0 | 0 | 0 | 0 |  | 0 | 0 | 0 | 0 | 0 | 0 | 0 | 0 | 0 | 0 | 0 | 0 | 0 | 0 | 0 | 0 | 0 | 0 | 0 | 0 | 0 | 0 | 0 | 0 | 0 | 0 | 0 | 0 | 0 | 0
SCE Northern | Springville | 230 | [15 empty] | 0 | 0 | 0 | 0 | 0 | 0 | 0 | 0 | 3 | 0 | 0 | 225 | 0 | 0 | 1 | [29 empty] | 0 | 0 | 0 | 0 | 0 | 0 | 0 | 0 | 0 | 0 | 0 | 0 | 0 | 0 | 0 |  | 0 | 0 | 0 | 0 | 0 | 0 | 0 | 0 | 3 | 0 | 0 | 225 | 0 | 0 | 1 | 0 | 0 | 0 | 0 | 0 | 0 | 0 | 0 | 0 | 0 | 0 | 0 | 0 | 0 | 0 | [14 empty] | 0 | 0 | 0 | 0 | 0 | 0 | 0 | 0 | 0 | 0 | 0 | 0 | 0 | 0 | [15 empty] | 0 | 0 | 0 | 0 | 0 | 0 | 0 | 0 | 0 | 0 | 0 | 0 | 0 | 0 | 0 |  | 0 | 0 | 0 | 0 | 0 | 0 | 0 | 0 | 3 | 0 | 0 | 225 | 0 | 0 | 1 | 0 | 0 | 0 | 0 | 0 | 0 | 0 | 0 | 0 | 0 | 0 | 0 | 0 | 0 | 0
PG&E GBA | Stagg | 230 | [15 empty] | 0 | 0 | 0 | 0 | 0 | 0 | 0 | 0 | 0 | 0 | 0 | 0 | 0 | 0 | 0 | 0 | 0 | 0 | 0 | 0 | 0 | 0 | 0 | 0 | 0 | 0 | 0 | 0 | 0 | [15 empty] | 0 | 0 | 0 | 0 | 0 | 0 | 0 | 0 | 0 | 0 | 0 | 0 | 0 | 0 | 0 |  | 0 | 0 | 0 | 0 | 0 | 0 | 0 | 0 | 0 | 0 | 0 | 0 | 0 | 0 | 0 | 0 | 0 | 0 | 0 | 0 | 0 | 0 | 0 | 0 | 0 | 0 | 0 | 0 | 0 | 0 | [14 empty] | 0 | 0 | 0 | 0 | 0 | 0 | 0 | 0 | 0 | 0 | 0 | 0 | 0 | 0 | [15 empty] | 0 | 0 | 0 | 0 | 0 | 0 | 0 | 0 | 0 | 0 | 0 | 0 | 0 | 0 | 0 |  | 0 | 0 | 0 | 0 | 0 | 0 | 0 | 0 | 0 | 0 | 0 | 0 | 0 | 0 | 0 | 0 | 0 | 0 | 0 | 0 | 0 | 0 | 0 | 0 | 0 | 0 | 0 | 0 | 0 | 0
PG&E GBA | Standard Oil | 115 | [15 empty] | 0 | 0 | 0 | 0 | 0 | 0 | 0 | 0 | 0 | 0 | 0 | 0 | 0 | 0 | 0 | 0 | 0 | 0 | 0 | 0 | 0 | 0 | 0 | 0 | 0 | 40 | 0 | 0 | 0 | [15 empty] | 0 | 0 | 0 | 0 | 0 | 0 | 0 | 0 | 0 | 0 | 0 | 40 | 0 | 0 | 0 |  | 0 | 0 | 0 | 0 | 0 | 0 | 0 | 0 | 0 | 0 | 40 | 0 | 0 | 0 | 1 | 0 | 0 | 0 | 0 | 0 | 0 | 0 | 0 | 0 | 0 | 0 | 0 | 0 | 0 | 0 | [14 empty] | 0 | 0 | 0 | 0 | 0 | 0 | 0 | 0 | 0 | 0 | 40 | 0 | 0 | 0 | [15 empty] | 0 | 0 | 0 | 0 | 0 | 0 | 0 | 0 | 0 | 0 | 0 | 40 | 0 | 0 | 0 |  | 0 | 0 | 0 | 0 | 0 | 0 | 0 | 0 | 0 | 0 | 40 | 0 | 0 | 0 | 1 | 0 | 0 | 0 | 0 | 0 | 0 | 0 | 0 | 0 | 0 | 0 | 0 | 0 | 0 | 0
PG&E GBA | Stanislaus | 115 | [15 empty] | 0 | 0 | 0 | 0 | 0 | 0 | 0 | 0 | 0 | 0 | 0 | 0 | 0 | 0 | 0 | 0 | 0 | 0 | 0 | 0 | 0 | 0 | 0 | 0 | 0 | 0 | 0 | 0 | 0 | [15 empty] | 0 | 0 | 0 | 0 | 0 | 0 | 0 | 0 | 0 | 0 | 0 | 0 | 0 | 0 | 0 |  | 0 | 0 | 0 | 0 | 0 | 0 | 0 | 0 | 0 | 0 | 0 | 0 | 0 | 0 | 0 | 0 | 0 | 0 | 0 | 0 | 0 | 0 | 0 | 0 | 0 | 0 | 0 | 0 | 0 | 0 | [14 empty] | 0 | 0 | 0 | 0 | 0 | 0 | 0 | 0 | 0 | 0 | 0 | 0 | 0 | 0 | [15 empty] | 0 | 0 | 0 | 0 | 0 | 0 | 0 | 0 | 0 | 0 | 0 | 0 | 0 | 0 | 0 |  | 0 | 0 | 0 | 0 | 0 | 0 | 0 | 0 | 0 | 0 | 0 | 0 | 0 | 0 | 0 | 0 | 0 | 0 | 0 | 0 | 0 | 0 | 0 | 0 | 0 | 0 | 0 | 0 | 0 | 0
PG&E KERN | Stockdale | 115 | [15 empty] | 0 | 0 | 0 | 0 | 0 | 0 | 0 | 0 | 0 | 0 | 0 | 0 | 0 | 0 | 0 | 0 | 0 | 0 | 0 | 0 | 0 | 0 | 0 | 0 | 100 | 0 | 0 | 0 | 0 | [15 empty] | 0 | 0 | 0 | 0 | 0 | 0 | 0 | 0 | 0 | 0 | 100 | 0 | 0 | 0 | 0 |  | 0 | 0 | 0 | 0 | 0 | 0 | 0 | 0 | 0 | 100 | 0 | 0 | 0 | 0 | 1 | 0 | 0 | 0 | 0 | 0 | 0 | 0 | 0 | 0 | 0 | 0 | 0 | 0 | 0 | 0 | [14 empty] | 0 | 0 | 0 | 0 | 0 | 0 | 0 | 0 | 0 | 100 | 0 | 0 | 0 | 0 | [15 empty] | 0 | 0 | 0 | 0 | 0 | 0 | 0 | 0 | 0 | 0 | 100 | 0 | 0 | 0 | 0 |  | 0 | 0 | 0 | 0 | 0 | 0 | 0 | 0 | 0 | 100 | 0 | 0 | 0 | 0 | 1 | 0 | 0 | 0 | 0 | 0 | 0 | 0 | 0 | 0 | 0 | 0 | 0 | 0 | 0 | 0
PG&E KERN | Stockdale | 230 | [15 empty] | 0 | 0 | 0 | 0 | 0 | 0 | 0 | 0 | 0 | 0 | 0 | 0 | 0 | 0 | 0 | 0 | 0 | 0 | 0 | 0 | 0 | 0 | 0 | 0 | 0 | 0 | 0 | 0 | 0 | [15 empty] | 0 | 0 | 0 | 0 | 0 | 0 | 0 | 0 | 0 | 0 | 0 | 0 | 0 | 0 | 0 |  | 0 | 0 | 0 | 0 | 0 | 0 | 0 | 0 | 0 | 0 | 0 | 0 | 0 | 0 | 0 | 0 | 0 | 0 | 0 | 0 | 0 | 0 | 0 | 0 | 0 | 0 | 0 | 0 | 0 | 0 | [14 empty] | 0 | 0 | 0 | 0 | 0 | 0 | 0 | 0 | 0 | 0 | 0 | 0 | 0 | 0 | [15 empty] | 0 | 0 | 0 | 0 | 0 | 0 | 0 | 0 | 0 | 0 | 0 | 0 | 0 | 0 | 0 |  | 0 | 0 | 0 | 0 | 0 | 0 | 0 | 0 | 0 | 0 | 0 | 0 | 0 | 0 | 0 | 0 | 0 | 0 | 0 | 0 | 0 | 0 | 0 | 0 | 0 | 0 | 0 | 0 | 0 | 0
PG&E GBA | Stockton A | 115 | [15 empty] | 0 | 0 | 0 | 0 | 0 | 0 | 0 | 0 | 0 | 0 | 0 | 0 | 0 | 0 | 0 | 0 | 0 | 0 | 0 | 0 | 0 | 0 | 0 | 0 | 0 | 0 | 0 | 0 | 0 | [15 empty] | 0 | 0 | 0 | 0 | 0 | 0 | 0 | 0 | 0 | 0 | 0 | 0 | 0 | 0 | 0 |  | 0 | 0 | 0 | 0 | 0 | 0 | 0 | 0 | 0 | 0 | 0 | 0 | 0 | 0 | 0 | 0 | 0 | 0 | 0 | 0 | 0 | 0 | 0 | 0 | 0 | 0 | 0 | 0 | 0 | 0 | [14 empty] | 0 | 0 | 0 | 0 | 0 | 0 | 0 | 0 | 0 | 0 | 0 | 0 | 0 | 0 | [15 empty] | 0 | 0 | 0 | 0 | 0 | 0 | 0 | 0 | 0 | 0 | 0 | 0 | 0 | 0 | 0 |  | 0 | 0 | 0 | 0 | 0 | 0 | 0 | 0 | 0 | 0 | 0 | 0 | 0 | 0 | 0 | 0 | 0 | 0 | 0 | 0 | 0 | 0 | 0 | 0 | 0 | 0 | 0 | 0 | 0 | 0
PG&E GBA | Stone | 115 | [15 empty] | 0 | 0 | 0 | 0 | 0 | 0 | 0 | 0 | 0 | 0 | 0 | 0 | 0 | 0 | 0 | 0 | 0 | 0 | 0 | 0 | 0 | 0 | 0 | 0 | 0 | 0 | 0 | 0 | 0 | [15 empty] | 0 | 0 | 0 | 0 | 0 | 0 | 0 | 0 | 0 | 0 | 0 | 0 | 0 | 0 | 0 |  | 0 | 0 | 0 | 0 | 0 | 0 | 0 | 0 | 0 | 0 | 0 | 0 | 0 | 0 | 0 | 0 | 0 | 0 | 0 | 0 | 0 | 0 | 0 | 0 | 0 | 0 | 0 | 0 | 0 | 0 | [14 empty] | 0 | 0 | 0 | 0 | 0 | 0 | 0 | 0 | 0 | 0 | 0 | 0 | 0 | 0 | [15 empty] | 0 | 0 | 0 | 0 | 0 | 0 | 0 | 0 | 0 | 0 | 0 | 0 | 0 | 0 | 0 |  | 0 | 0 | 0 | 0 | 0 | 0 | 0 | 0 | 0 | 0 | 0 | 0 | 0 | 0 | 0 | 0 | 0 | 0 | 0 | 0 | 0 | 0 | 0 | 0 | 0 | 0 | 0 | 0 | 0 | 0
PG&E FRESNO | Storey | 230 | [15 empty] | 0 | 0 | 0 | 0 | 0 | 0 | 0 | 0 | 0 | 0 | 0 | 0 | 0 | 0 | 0 | 0 | 0 | 0 | 0 | 0 | 0 | 0 | 0 | 0 | 0 | 0 | 0 | 0 | 0 | [15 empty] | 0 | 0 | 0 | 0 | 0 | 0 | 0 | 0 | 0 | 0 | 0 | 0 | 0 | 0 | 0 |  | 0 | 0 | 0 | 0 | 0 | 0 | 0 | 0 | 0 | 0 | 0 | 0 | 0 | 0 | 0 | 0 | 0 | 0 | 0 | 0 | 0 | 0 | 0 | 0 | 0 | 0 | 0 | 0 | 0 | 0 | 0 | 0 | 0 | 0 | 0 | 0 | 0 | 0 | 0 | 0 | 0 | 0 | 0 | 0 | 0 | 0 | 0 | 0 | 0 | 0 | 0 | 0 | 0 | 0 | 0 | 0 | 0 | 0 | [15 empty] | 0 | 0 | 0 | 0 | 0 | 0 | 0 | 0 | 0 | 0 | 0 | 0 | 0 | 0 | 0 |  | 0 | 0 | 0 | 0 | 0 | 0 | 0 | 0 | 0 | 0 | 0 | 0 | 0 | 0 | 0 | 0 | 0 | 0 | 0 | 0 | 0 | 0 | 0 | 0 | 0 | 0 | 0 | 0 | 0 | 0
PG&E NGBA | Summit | 115 | [15 empty] | 0 | 0 | 0 | 0 | 0 | 0 | 0 | 0 | 0 | 0 | 0 | 0 | 0 | 0 | 0 | 0 | 0 | 0 | 0 | 0 | 0 | 0 | 0 | 0 | 0 | 0 | 0 | 0 | 0 | [15 empty] | 0 | 0 | 0 | 0 | 0 | 0 | 0 | 0 | 0 | 0 | 0 | 0 | 0 | 0 | 0 |  | 0 | 0 | 0 | 0 | 0 | 0 | 0 | 0 | 0 | 0 | 0 | 0 | 0 | 0 | 0 | 0 | 0 | 0 | 0 | 0 | 0 | 0 | 0 | 0 | 0 | 0 | 0 | 0 | 0 | 0 | [14 empty] | 0 | 0 | 0 | 0 | 0 | 0 | 0 | 0 | 0 | 0 | 0 | 0 | 0 | 0 | [15 empty] | 0 | 0 | 0 | 0 | 0 | 0 | 0 | 0 | 0 | 0 | 0 | 0 | 0 | 0 | 0 |  | 0 | 0 | 0 | 0 | 0 | 0 | 0 | 0 | 0 | 0 | 0 | 0 | 0 | 0 | 0 | 0 | 0 | 0 | 0 | 0 | 0 | 0 | 0 | 0 | 0 | 0 | 0 | 0 | 0 | 0
SDGE | Suncrest | 230 | [15 empty] | 0 | 0 | 0 | 0 | 0 | 0 | 0 | 0 | 0 | 0 | 0 | 0 | 0 | 0 | 0 | [29 empty] | 0 | 0 | 0 | 0 | 0 | 0 | 0 | 0 | 0 | 0 | 0 | 0 | 0 | 0 | 0 |  | 0 | 0 | 0 | 0 | 0 | 0 | 0 | 0 | 0 | 0 | 0 | 0 | 0 | 0 | 0 | 0 | 0 | 0 | 0 | 0 | 0 | 0 | 0 | 0 | 0 | 0 | 0 | 0 | 0 | 0 | [14 empty] | 0 | 0 | 0 | 0 | 0 | 0 | 0 | 0 | 0 | 0 | 0 | 0 | 0 | 0 | [15 empty] | 0 | 0 | 0 | 0 | 0 | 0 | 0 | 0 | 0 | 0 | 0 | 0 | 0 | 0 | 0 |  | 0 | 0 | 0 | 0 | 0 | 0 | 0 | 0 | 0 | 0 | 0 | 0 | 0 | 0 | 0 | 0 | 0 | 0 | 0 | 0 | 0 | 0 | 0 | 0 | 0 | 0 | 0 | 0 | 0 | 0
SDGE | Suncrest | 500 | [15 empty] | 0 | 0 | 0 | 0 | 0 | 0 | 0 | 0 | 0 | 0 | 0 | 0 | 0 | 0 | 0 | [29 empty] | 0 | 0 | 0 | 0 | 0 | 0 | 0 | 0 | 0 | 0 | 0 | 0 | 0 | 0 | 0 |  | 0 | 0 | 0 | 0 | 0 | 0 | 0 | 0 | 0 | 0 | 0 | 0 | 0 | 0 | 0 | 0 | 0 | 0 | 0 | 0 | 0 | 0 | 0 | 0 | 0 | 0 | 0 | 0 | 0 | 0 | [14 empty] | 0 | 0 | 0 | 0 | 0 | 0 | 0 | 0 | 0 | 0 | 0 | 0 | 0 | 0 | [15 empty] | 0 | 0 | 0 | 0 | 0 | 0 | 0 | 0 | 0 | 0 | 0 | 0 | 0 | 0 | 0 |  | 0 | 0 | 0 | 0 | 0 | 0 | 0 | 0 | 0 | 0 | 0 | 0 | 0 | 0 | 0 | 0 | 0 | 0 | 0 | 0 | 0 | 0 | 0 | 0 | 0 | 0 | 0 | 0 | 0 | 0
PG&E KERN | Sunrise | 230 | [15 empty] | 0 | 0 | 0 | 0 | 0 | 0 | 0 | 0 | 0 | 0 | 0 | 0 | 0 | 0 | 0 | 0 | 0 | 0 | 0 | 0 | 0 | 0 | 0 | 0 | 0 | 0 | 0 | 0 | 0 | [15 empty] | 0 | 0 | 0 | 0 | 0 | 0 | 0 | 0 | 0 | 0 | 0 | 0 | 0 | 0 | 0 |  | 0 | 0 | 0 | 0 | 0 | 0 | 0 | 0 | 0 | 0 | 0 | 0 | 0 | 0 | 0 | 0 | 0 | 0 | 0 | 0 | 0 | 0 | 0 | 0 | 0 | 0 | 0 | 0 | 0 | 0 | [14 empty] | 0 | 0 | 0 | 0 | 0 | 0 | 0 | 0 | 0 | 0 | 0 | 0 | 0 | 0 | [15 empty] | 0 | 0 | 0 | 0 | 0 | 0 | 0 | 0 | 0 | 0 | 0 | 0 | 0 | 0 | 0 |  | 0 | 0 | 0 | 0 | 0 | 0 | 0 | 0 | 0 | 0 | 0 | 0 | 0 | 0 | 0 | 0 | 0 | 0 | 0 | 0 | 0 | 0 | 0 | 0 | 0 | 0 | 0 | 0 | 0 | 0
PG&E KERN | Sunset | 230 | [15 empty] | 0 | 0 | 0 | 0 | 0 | 0 | 0 | 0 | 0 | 0 | 0 | 0 | 0 | 0 | 0 | 0 | 0 | 0 | 0 | 0 | 0 | 0 | 0 | 0 | 0 | 0 | 0 | 0 | 0 | [15 empty] | 0 | 0 | 0 | 0 | 0 | 0 | 0 | 0 | 0 | 0 | 0 | 0 | 0 | 0 | 0 |  | 0 | 0 | 0 | 0 | 0 | 0 | 0 | 0 | 0 | 0 | 0 | 0 | 0 | 0 | 0 | 0 | 0 | 0 | 0 | 0 | 0 | 0 | 0 | 0 | 0 | 0 | 0 | 0 | 0 | 0 | [14 empty] | 0 | 0 | 0 | 0 | 0 | 0 | 0 | 0 | 0 | 0 | 0 | 0 | 0 | 0 | [15 empty] | 0 | 0 | 0 | 0 | 0 | 0 | 0 | 0 | 0 | 0 | 0 | 0 | 0 | 0 | 0 |  | 0 | 0 | 0 | 0 | 0 | 0 | 0 | 0 | 0 | 0 | 0 | 0 | 0 | 0 | 0 | 0 | 0 | 0 | 0 | 0 | 0 | 0 | 0 | 0 | 0 | 0 | 0 | 0 | 0 | 0
PG&E GBA | Swift | 115 | [15 empty] | 0 | 0 | 0 | 0 | 0 | 0 | 0 | 0 | 0 | 0 | 0 | 0 | 0 | 0 | 0 | 0 | 0 | 0 | 0 | 0 | 0 | 0 | 0 | 0 | 0 | 0 | 0 | 0 | 0 | [15 empty] | 0 | 0 | 0 | 0 | 0 | 0 | 0 | 0 | 0 | 0 | 0 | 0 | 0 | 0 | 0 |  | 0 | 0 | 0 | 0 | 0 | 0 | 0 | 0 | 0 | 0 | 0 | 0 | 0 | 0 | 0 | 0 | 0 | 0 | 0 | 0 | 0 | 0 | 0 | 0 | 0 | 0 | 0 | 0 | 0 | 0 | [14 empty] | 0 | 0 | 0 | 0 | 0 | 0 | 0 | 0 | 0 | 0 | 0 | 0 | 0 | 0 | [15 empty] | 0 | 0 | 0 | 0 | 0 | 0 | 0 | 0 | 0 | 0 | 0 | 0 | 0 | 0 | 0 |  | 0 | 0 | 0 | 0 | 0 | 0 | 0 | 0 | 0 | 0 | 0 | 0 | 0 | 0 | 0 | 0 | 0 | 0 | 0 | 0 | 0 | 0 | 0 | 0 | 0 | 0 | 0 | 0 | 0 | 0
SDGE | Sycamore Canyon | 138 | [15 empty] | 0 | 0 | 0 | 0 | 0 | 0 | 0 | 0 | 0 | 0 | 0 | 0 | 0 | 0 | 0 | [13 empty] | 200 | [15 empty] | 0 | 0 | 0 | 0 | 0 | 0 | 0 | 0 | 0 | 0 | 0 | 0 | 0 | 0 | 200 |  | 0 | 0 | 0 | 0 | 0 | 0 | 0 | 0 | 0 | 0 | 0 | 0 | 0 | 200 | 1 | 0 | 0 | 0 | 0 | 0 | 0 | 0 | 0 | 0 | 0 | 0 | 0 | 0 | 0 | 0 | [14 empty] | 0 | 0 | 0 | 0 | 0 | 0 | 0 | 0 | 0 | 0 | 0 | 0 | 0 | 200 | [15 empty] | 0 | 0 | 0 | 0 | 0 | 0 | 0 | 0 | 0 | 0 | 0 | 0 | 0 | 0 | 200 |  | 0 | 0 | 0 | 0 | 0 | 0 | 0 | 0 | 0 | 0 | 0 | 0 | 0 | 200 | 1 | 0 | 0 | 0 | 0 | 0 | 0 | 0 | 0 | 0 | 0 | 0 | 0 | 0 | 0 | 0
SDGE | Sycamore Canyon | 230 | [15 empty] | 0 | 0 | 0 | 0 | 0 | 0 | 0 | 0 | 0 | 0 | 0 | 0 | 0 | 0 | 0 | [13 empty] | 300 | [15 empty] | 0 | 0 | 0 | 0 | 0 | 0 | 0 | 0 | 0 | 0 | 0 | 0 | 0 | 0 | 300 |  | 0 | 0 | 0 | 0 | 0 | 0 | 0 | 0 | 0 | 0 | 0 | 0 | 0 | 300 | 1 | 0 | 0 | 0 | 0 | 0 | 0 | 0 | 0 | 0 | 0 | 0 | 0 | 0 | 0 | 0 | [14 empty] | 0 | 0 | 0 | 0 | 0 | 0 | 0 | 0 | 0 | 0 | 0 | 0 | 0 | 300 | [15 empty] | 0 | 0 | 0 | 0 | 0 | 0 | 0 | 0 | 0 | 0 | 0 | 0 | 0 | 0 | 300 |  | 0 | 0 | 0 | 0 | 0 | 0 | 0 | 0 | 0 | 0 | 0 | 0 | 0 | 300 | 1 | 0 | 0 | 0 | 0 | 0 | 0 | 0 | 0 | 0 | 0 | 0 | 0 | 0 | 0 | 0
SDGE | Sycamore Canyon | 69 | [15 empty] | 0 | 0 | 0 | 0 | 0 | 0 | 0 | 0 | 0 | 0 | 0 | 0 | 0 | 0 | 0 | [29 empty] | 0 | 0 | 0 | 0 | 0 | 0 | 0 | 0 | 0 | 0 | 0 | 0 | 0 | 0 | 0 |  | 0 | 0 | 0 | 0 | 0 | 0 | 0 | 0 | 0 | 0 | 0 | 0 | 0 | 0 | 0 | 0 | 0 | 0 | 0 | 0 | 0 | 0 | 0 | 0 | 0 | 0 | 0 | 0 | 0 | 0 | [14 empty] | 0 | 0 | 0 | 0 | 0 | 0 | 0 | 0 | 0 | 0 | 0 | 0 | 0 | 0 | [15 empty] | 0 | 0 | 0 | 0 | 0 | 0 | 0 | 0 | 0 | 0 | 0 | 0 | 0 | 0 | 0 |  | 0 | 0 | 0 | 0 | 0 | 0 | 0 | 0 | 0 | 0 | 0 | 0 | 0 | 0 | 0 | 0 | 0 | 0 | 0 | 0 | 0 | 0 | 0 | 0 | 0 | 0 | 0 | 0 | 0 | 0
SCE Northern | Sylmar | 230 | [15 empty] | 0 | 0 | 0 | 0 | 0 | 0 | 0 | 0 | 0 | 0 | 0 | 0 | 0 | 0 | 0 | [29 empty] | 0 | 0 | 0 | 0 | 0 | 0 | 0 | 0 | 0 | 0 | 0 | 0 | 0 | 0 | 0 |  | 0 | 0 | 0 | 0 | 0 | 0 | 0 | 0 | 0 | 0 | 0 | 0 | 0 | 0 | 0 | 0 | 0 | 0 | 0 | 0 | 0 | 0 | 0 | 0 | 0 | 0 | 0 | 0 | 0 | 0 | [14 empty] | 0 | 0 | 0 | 0 | 0 | 0 | 0 | 0 | 0 | 0 | 0 | 0 | 0 | 0 | [15 empty] | 0 | 0 | 0 | 0 | 0 | 0 | 0 | 0 | 0 | 0 | 0 | 0 | 0 | 0 | 0 |  | 0 | 0 | 0 | 0 | 0 | 0 | 0 | 0 | 0 | 0 | 0 | 0 | 0 | 0 | 0 | 0 | 0 | 0 | 0 | 0 | 0 | 0 | 0 | 0 | 0 | 0 | 0 | 0 | 0 | 0
PG&E NGBA | Table Mountain | 115 | [15 empty] | 0 | 0 | 0 | 0 | 0 | 0 | 0 | 0 | 0 | 0 | 0 | 0 | 0 | 0 | 0 | 0 | 0 | 0 | 0 | 0 | 0 | 0 | 0 | 0 | 0 | 0 | 0 | 0 | 0 | [15 empty] | 0 | 0 | 0 | 0 | 0 | 0 | 0 | 0 | 0 | 0 | 0 | 0 | 0 | 0 | 0 |  | 0 | 0 | 0 | 0 | 0 | 0 | 0 | 0 | 0 | 0 | 0 | 0 | 0 | 0 | 0 | 0 | 0 | 0 | 0 | 0 | 0 | 0 | 0 | 0 | 0 | 0 | 0 | 0 | 0 | 0 | [14 empty] | 0 | 0 | 0 | 0 | 0 | 0 | 0 | 0 | 0 | 0 | 0 | 0 | 0 | 0 | [15 empty] | 0 | 0 | 0 | 0 | 0 | 0 | 0 | 0 | 0 | 0 | 0 | 0 | 0 | 0 | 0 |  | 0 | 0 | 0 | 0 | 0 | 0 | 0 | 0 | 0 | 0 | 0 | 0 | 0 | 0 | 0 | 0 | 0 | 0 | 0 | 0 | 0 | 0 | 0 | 0 | 0 | 0 | 0 | 0 | 0 | 0
PG&E NGBA | Table Mountain | 230 | [15 empty] | 0 | 0 | 0 | 0 | 0 | 0 | 0 | 0 | 0 | 0 | 0 | 0 | 0 | 0 | 0 | 0 | 0 | 0 | 0 | 0 | 0 | 0 | 0 | 0 | 0 | 0 | 0 | 0 | 0 | [15 empty] | 0 | 0 | 0 | 0 | 0 | 0 | 0 | 0 | 0 | 0 | 0 | 0 | 0 | 0 | 0 |  | 0 | 0 | 0 | 0 | 0 | 0 | 0 | 0 | 0 | 0 | 0 | 0 | 0 | 0 | 0 | 0 | 0 | 0 | 0 | 0 | 0 | 0 | 0 | 0 | 0 | 0 | 0 | 0 | 0 | 0 | [14 empty] | 0 | 0 | 0 | 0 | 0 | 0 | 0 | 0 | 0 | 0 | 0 | 0 | 0 | 0 | [15 empty] | 0 | 0 | 0 | 0 | 0 | 0 | 0 | 0 | 0 | 0 | 0 | 0 | 0 | 0 | 0 |  | 0 | 0 | 0 | 0 | 0 | 0 | 0 | 0 | 0 | 0 | 0 | 0 | 0 | 0 | 0 | 0 | 0 | 0 | 0 | 0 | 0 | 0 | 0 | 0 | 0 | 0 | 0 | 0 | 0 | 0
PG&E NGBA | Table Mountain | 500 | [15 empty] | 0 | 0 | 0 | 0 | 0 | 0 | 0 | 0 | 0 | 0 | 0 | 0 | 0 | 0 | 0 | 178 | 0 | 0 | 0 | 0 | 0 | 0 | 0 | 0 | 0 | 0 | 0 | 0 | 0 | [15 empty] | 0 | 178 | 0 | 0 | 0 | 0 | 0 | 0 | 0 | 0 | 0 | 0 | 0 | 0 | 0 |  | 178 | 0 | 0 | 0 | 0 | 0 | 0 | 0 | 0 | 0 | 0 | 0 | 0 | 0 | 1 | 0 | 0 | 0 | 0 | 0 | 0 | 0 | 0 | 0 | 0 | 0 | 0 | 0 | 0 | 0 | [14 empty] | 178 | 0 | 0 | 0 | 0 | 0 | 0 | 0 | 0 | 0 | 0 | 0 | 0 | 0 | [15 empty] | 0 | 178 | 0 | 0 | 0 | 0 | 0 | 0 | 0 | 0 | 0 | 0 | 0 | 0 | 0 |  | 178 | 0 | 0 | 0 | 0 | 0 | 0 | 0 | 0 | 0 | 0 | 0 | 0 | 0 | 1 | 0 | 0 | 0 | 0 | 0 | 0 | 0 | 0 | 0 | 0 | 0 | 0 | 0 | 0 | 0
PG&E NGBA | Table Mountain | 60 | [15 empty] | 0 | 0 | 0 | 0 | 0 | 0 | 0 | 0 | 0 | 0 | 0 | 0 | 0 | 0 | 0 | 0 | 0 | 0 | 0 | 0 | 0 | 0 | 0 | 0 | 0 | 0 | 0 | 0 | 0 | [15 empty] | 0 | 0 | 0 | 0 | 0 | 0 | 0 | 0 | 0 | 0 | 0 | 0 | 0 | 0 | 0 |  | 0 | 0 | 0 | 0 | 0 | 0 | 0 | 0 | 0 | 0 | 0 | 0 | 0 | 0 | 0 | 0 | 0 | 0 | 0 | 0 | 0 | 0 | 0 | 0 | 0 | 0 | 0 | 0 | 0 | 0 | [14 empty] | 0 | 0 | 0 | 0 | 0 | 0 | 0 | 0 | 0 | 0 | 0 | 0 | 0 | 0 | [15 empty] | 0 | 0 | 0 | 0 | 0 | 0 | 0 | 0 | 0 | 0 | 0 | 0 | 0 | 0 | 0 |  | 0 | 0 | 0 | 0 | 0 | 0 | 0 | 0 | 0 | 0 | 0 | 0 | 0 | 0 | 0 | 0 | 0 | 0 | 0 | 0 | 0 | 0 | 0 | 0 | 0 | 0 | 0 | 0 | 0 | 0
PG&E KERN | Taft | 115 | [15 empty] | 0 | 0 | 0 | 0 | 0 | 0 | 0 | 0 | 0 | 0 | 0 | 0 | 0 | 0 | 0 | 0 | 0 | 0 | 0 | 0 | 0 | 0 | 0 | 0 | 0 | 0 | 0 | 0 | 0 | [15 empty] | 0 | 0 | 0 | 0 | 0 | 0 | 0 | 0 | 0 | 0 | 0 | 0 | 0 | 0 | 0 |  | 0 | 0 | 0 | 0 | 0 | 0 | 0 | 0 | 0 | 0 | 0 | 0 | 0 | 0 | 0 | 0 | 0 | 0 | 0 | 0 | 0 | 0 | 0 | 0 | 0 | 0 | 0 | 0 | 0 | 0 | [14 empty] | 0 | 0 | 0 | 0 | 0 | 0 | 0 | 0 | 0 | 0 | 0 | 0 | 0 | 0 | [15 empty] | 0 | 0 | 0 | 0 | 0 | 0 | 0 | 0 | 0 | 0 | 0 | 0 | 0 | 0 | 0 |  | 0 | 0 | 0 | 0 | 0 | 0 | 0 | 0 | 0 | 0 | 0 | 0 | 0 | 0 | 0 | 0 | 0 | 0 | 0 | 0 | 0 | 0 | 0 | 0 | 0 | 0 | 0 | 0 | 0 | 0
SDGE | Talega | 138 | [15 empty] | 0 | 0 | 0 | 0 | 0 | 0 | 0 | 0 | 0 | 0 | 0 | 0 | 0 | 0 | 0 | [29 empty] | 0 | 0 | 0 | 0 | 0 | 0 | 0 | 0 | 0 | 0 | 0 | 0 | 0 | 0 | 0 |  | 0 | 0 | 0 | 0 | 0 | 0 | 0 | 0 | 0 | 0 | 0 | 0 | 0 | 0 | 0 | 0 | 0 | 0 | 0 | 0 | 0 | 0 | 0 | 0 | 0 | 0 | 0 | 0 | 0 | 0 | [14 empty] | 0 | 0 | 0 | 0 | 0 | 0 | 0 | 0 | 0 | 0 | 0 | 0 | 0 | 0 | [15 empty] | 0 | 0 | 0 | 0 | 0 | 0 | 0 | 0 | 0 | 0 | 0 | 0 | 0 | 0 | 0 |  | 0 | 0 | 0 | 0 | 0 | 0 | 0 | 0 | 0 | 0 | 0 | 0 | 0 | 0 | 0 | 0 | 0 | 0 | 0 | 0 | 0 | 0 | 0 | 0 | 0 | 0 | 0 | 0 | 0 | 0
SDGE | Talega | 230 | [15 empty] | 0 | 0 | 0 | 0 | 0 | 0 | 0 | 0 | 0 | 0 | 0 | 0 | 0 | 0 | 0 | [29 empty] | 0 | 0 | 0 | 0 | 0 | 0 | 0 | 0 | 0 | 0 | 0 | 0 | 0 | 0 | 0 |  | 0 | 0 | 0 | 0 | 0 | 0 | 0 | 0 | 0 | 0 | 0 | 0 | 0 | 0 | 0 | 0 | 0 | 0 | 0 | 0 | 0 | 0 | 0 | 0 | 0 | 0 | 0 | 0 | 0 | 0 | [14 empty] | 0 | 0 | 0 | 0 | 0 | 0 | 0 | 0 | 0 | 0 | 0 | 0 | 0 | 0 | [15 empty] | 0 | 0 | 0 | 0 | 0 | 0 | 0 | 0 | 0 | 0 | 0 | 0 | 0 | 0 | 0 |  | 0 | 0 | 0 | 0 | 0 | 0 | 0 | 0 | 0 | 0 | 0 | 0 | 0 | 0 | 0 | 0 | 0 | 0 | 0 | 0 | 0 | 0 | 0 | 0 | 0 | 0 | 0 | 0 | 0 | 0
PG&E GBA | Tassajara | 230 | [15 empty] | 0 | 0 | 0 | 0 | 0 | 0 | 0 | 0 | 0 | 0 | 0 | 0 | 0 | 0 | 0 | 0 | 0 | 0 | 0 | 0 | 0 | 0 | 0 | 0 | 0 | 0 | 0 | 0 | 0 | [15 empty] | 0 | 0 | 0 | 0 | 0 | 0 | 0 | 0 | 0 | 0 | 0 | 0 | 0 | 0 | 0 |  | 0 | 0 | 0 | 0 | 0 | 0 | 0 | 0 | 0 | 0 | 0 | 0 | 0 | 0 | 0 | 0 | 0 | 0 | 0 | 0 | 0 | 0 | 0 | 0 | 0 | 0 | 0 | 0 | 0 | 0 | [14 empty] | 0 | 0 | 0 | 0 | 0 | 0 | 0 | 0 | 0 | 0 | 0 | 0 | 0 | 0 | [15 empty] | 0 | 0 | 0 | 0 | 0 | 0 | 0 | 0 | 0 | 0 | 0 | 0 | 0 | 0 | 0 |  | 0 | 0 | 0 | 0 | 0 | 0 | 0 | 0 | 0 | 0 | 0 | 0 | 0 | 0 | 0 | 0 | 0 | 0 | 0 | 0 | 0 | 0 | 0 | 0 | 0 | 0 | 0 | 0 | 0 | 0
PG&E KERN | Tejon | 70 | [15 empty] | 0 | 0 | 0 | 0 | 0 | 0 | 0 | 0 | 0 | 0 | 0 | 0 | 0 | 0 | 0 | 0 | 0 | 0 | 0 | 0 | 0 | 0 | 0 | 0 | 0 | 0 | 0 | 0 | 0 | [15 empty] | 0 | 0 | 0 | 0 | 0 | 0 | 0 | 0 | 0 | 0 | 0 | 0 | 0 | 0 | 0 |  | 0 | 0 | 0 | 0 | 0 | 0 | 0 | 0 | 0 | 0 | 0 | 0 | 0 | 0 | 0 | 0 | 0 | 0 | 0 | 0 | 0 | 0 | 0 | 0 | 0 | 0 | 0 | 0 | 0 | 0 | [14 empty] | 0 | 0 | 0 | 0 | 0 | 0 | 0 | 0 | 0 | 0 | 0 | 0 | 0 | 0 | [15 empty] | 0 | 0 | 0 | 0 | 0 | 0 | 0 | 0 | 0 | 0 | 0 | 0 | 0 | 0 | 0 |  | 0 | 0 | 0 | 0 | 0 | 0 | 0 | 0 | 0 | 0 | 0 | 0 | 0 | 0 | 0 | 0 | 0 | 0 | 0 | 0 | 0 | 0 | 0 | 0 | 0 | 0 | 0 | 0 | 0 | 0
SDGE | Telegraph Canyon | 138 | [15 empty] | 0 | 0 | 0 | 0 | 0 | 0 | 0 | 0 | 0 | 0 | 0 | 0 | 0 | 0 | 0 | [29 empty] | 0 | 0 | 0 | 0 | 0 | 0 | 0 | 0 | 0 | 0 | 0 | 0 | 0 | 0 | 0 |  | 0 | 0 | 0 | 0 | 0 | 0 | 0 | 0 | 0 | 0 | 0 | 0 | 0 | 0 | 0 | 0 | 0 | 0 | 0 | 0 | 0 | 0 | 0 | 0 | 0 | 0 | 0 | 0 | 0 | 0 | [14 empty] | 0 | 0 | 0 | 0 | 0 | 0 | 0 | 0 | 0 | 0 | 0 | 0 | 0 | 0 | [15 empty] | 0 | 0 | 0 | 0 | 0 | 0 | 0 | 0 | 0 | 0 | 0 | 0 | 0 | 0 | 0 |  | 0 | 0 | 0 | 0 | 0 | 0 | 0 | 0 | 0 | 0 | 0 | 0 | 0 | 0 | 0 | 0 | 0 | 0 | 0 | 0 | 0 | 0 | 0 | 0 | 0 | 0 | 0 | 0 | 0 | 0
PG&E KERN | Temblor | 115 | [15 empty] | 0 | 0 | 0 | 0 | 0 | 0 | 0 | 0 | 0 | 0 | 0 | 0 | 0 | 0 | 0 | 0 | 0 | 0 | 0 | 0 | 0 | 0 | 0 | 0 | 0 | 0 | 0 | 0 | 0 | [15 empty] | 0 | 0 | 0 | 0 | 0 | 0 | 0 | 0 | 0 | 0 | 0 | 0 | 0 | 0 | 0 |  | 0 | 0 | 0 | 0 | 0 | 0 | 0 | 0 | 0 | 0 | 0 | 0 | 0 | 0 | 0 | 0 | 0 | 0 | 0 | 0 | 0 | 0 | 0 | 0 | 0 | 0 | 0 | 0 | 0 | 0 | [14 empty] | 0 | 0 | 0 | 0 | 0 | 0 | 0 | 0 | 0 | 0 | 0 | 0 | 0 | 0 | [15 empty] | 0 | 0 | 0 | 0 | 0 | 0 | 0 | 0 | 0 | 0 | 0 | 0 | 0 | 0 | 0 |  | 0 | 0 | 0 | 0 | 0 | 0 | 0 | 0 | 0 | 0 | 0 | 0 | 0 | 0 | 0 | 0 | 0 | 0 | 0 | 0 | 0 | 0 | 0 | 0 | 0 | 0 | 0 | 0 | 0 | 0
PG&E KERN | Templeton | 230 | [15 empty] | 0 | 0 | 0 | 0 | 0 | 0 | 0 | 0 | 0 | 0 | 0 | 0 | 0 | 0 | 0 | 0 | 0 | 0 | 0 | 0 | 0 | 0 | 0 | 0 | 0 | 0 | 0 | 0 | 0 | [15 empty] | 0 | 0 | 0 | 0 | 0 | 0 | 0 | 0 | 0 | 0 | 0 | 0 | 0 | 0 | 0 |  | 0 | 0 | 0 | 0 | 0 | 0 | 0 | 0 | 0 | 0 | 0 | 0 | 0 | 0 | 0 | 0 | 0 | 0 | 0 | 0 | 0 | 0 | 0 | 0 | 0 | 0 | 0 | 0 | 0 | 0 | [14 empty] | 0 | 0 | 0 | 0 | 0 | 0 | 0 | 0 | 0 | 0 | 0 | 0 | 0 | 0 | [15 empty] | 0 | 0 | 0 | 0 | 0 | 0 | 0 | 0 | 0 | 0 | 0 | 0 | 0 | 0 | 0 |  | 0 | 0 | 0 | 0 | 0 | 0 | 0 | 0 | 0 | 0 | 0 | 0 | 0 | 0 | 0 | 0 | 0 | 0 | 0 | 0 | 0 | 0 | 0 | 0 | 0 | 0 | 0 | 0 | 0 | 0
PG&E KERN | Templeton | 70 | [15 empty] | 0 | 0 | 0 | 0 | 0 | 0 | 0 | 0 | 0 | 0 | 0 | 0 | 0 | 0 | 0 | 0 | 0 | 0 | 0 | 0 | 0 | 0 | 0 | 0 | 0 | 0 | 0 | 0 | 200 | [15 empty] | 0 | 0 | 0 | 0 | 0 | 0 | 0 | 0 | 0 | 0 | 0 | 0 | 0 | 0 | 200 |  | 0 | 0 | 0 | 0 | 0 | 0 | 0 | 0 | 0 | 0 | 0 | 0 | 0 | 200 | 1 | 0 | 0 | 0 | 0 | 0 | 0 | 0 | 0 | 0 | 0 | 0 | 0 | 0 | 0 | 0 | [14 empty] | 0 | 0 | 0 | 0 | 0 | 0 | 0 | 0 | 0 | 0 | 0 | 0 | 0 | 200 | [15 empty] | 0 | 0 | 0 | 0 | 0 | 0 | 0 | 0 | 0 | 0 | 0 | 0 | 0 | 0 | 200 |  | 0 | 0 | 0 | 0 | 0 | 0 | 0 | 0 | 0 | 0 | 0 | 0 | 0 | 200 | 1 | 0 | 0 | 0 | 0 | 0 | 0 | 0 | 0 | 0 | 0 | 0 | 0 | 0 | 0 | 0
PG&E GBA | Tesla | 115 | [15 empty] | 0 | 0 | 0 | 0 | 0 | 0 | 0 | 0 | 0 | 0 | 0 | 0 | 0 | 0 | 0 | 0 | 0 | 0 | 0 | 0 | 0 | 0 | 0 | 0 | 0 | 0 | 0 | 0 | 0 | [15 empty] | 0 | 0 | 0 | 0 | 0 | 0 | 0 | 0 | 0 | 0 | 0 | 0 | 0 | 0 | 0 |  | 0 | 0 | 0 | 0 | 0 | 0 | 0 | 0 | 0 | 0 | 0 | 0 | 0 | 0 | 0 | 0 | 0 | 0 | 0 | 0 | 0 | 0 | 0 | 0 | 0 | 0 | 0 | 0 | 0 | 0 | [14 empty] | 0 | 0 | 0 | 0 | 0 | 0 | 0 | 0 | 0 | 0 | 0 | 0 | 0 | 0 | [15 empty] | 0 | 0 | 0 | 0 | 0 | 0 | 0 | 0 | 0 | 0 | 0 | 0 | 0 | 0 | 0 |  | 0 | 0 | 0 | 0 | 0 | 0 | 0 | 0 | 0 | 0 | 0 | 0 | 0 | 0 | 0 | 0 | 0 | 0 | 0 | 0 | 0 | 0 | 0 | 0 | 0 | 0 | 0 | 0 | 0 | 0
PG&E GBA | Tesla | 230 | [15 empty] | 0 | 0 | 0 | 0 | 0 | 0 | 0 | 0 | 0 | 0 | 0 | 125 | 0 | 0 | 1 | 0 | 0 | 0 | 0 | 0 | 0 | 0 | 0 | 0 | 0 | 0 | 0 | 0 | 0 | [15 empty] | 0 | 0 | 0 | 0 | 0 | 0 | 0 | 0 | 0 | 0 | 0 | 0 | 0 | 0 | 0 |  | 0 | 0 | 0 | 0 | 0 | 0 | 0 | 0 | 0 | 0 | 0 | 125 | 0 | 0 | 1 | 0 | 0 | 0 | 0 | 0 | 0 | 0 | 0 | 0 | 0 | 0 | 0 | 0 | 0 | 0 | [14 empty] | 0 | 0 | 0 | 0 | 0 | 0 | 0 | 0 | 0 | 0 | 0 | 0 | 0 | 0 | [15 empty] | 0 | 0 | 0 | 0 | 0 | 0 | 0 | 0 | 0 | 0 | 0 | 0 | 0 | 0 | 0 |  | 0 | 0 | 0 | 0 | 0 | 0 | 0 | 0 | 0 | 0 | 0 | 125 | 0 | 0 | 1 | 0 | 0 | 0 | 0 | 0 | 0 | 0 | 0 | 0 | 0 | 0 | 0 | 0 | 0 | 0
PG&E GBA | Tesla | 500 | [15 empty] | 0 | 0 | 0 | 0 | 0 | 0 | 0 | 0 | 0 | 0 | 0 | 0 | 0 | 0 | 0 | 0 | 0 | 0 | 0 | 0 | 0 | 0 | 0 | 0 | 0 | 0 | 0 | 0 | 0 | [15 empty] | 0 | 0 | 0 | 0 | 0 | 0 | 0 | 0 | 0 | 0 | 0 | 0 | 0 | 0 | 0 |  | 0 | 0 | 0 | 0 | 0 | 0 | 0 | 0 | 0 | 0 | 0 | 0 | 0 | 0 | 0 | 0 | 0 | 0 | 0 | 0 | 0 | 0 | 0 | 0 | 0 | 0 | 0 | 0 | 0 | 0 |  |  |  |  | 4000 | [9 empty] | 0 | 0 | 0 | 0 | 4000 | 0 | 0 | 0 | 0 | 0 | 0 | 0 | 0 | 0 | [15 empty] | 0 | 0 | 0 | 0 | 0 | 4000 | 0 | 0 | 0 | 0 | 0 | 0 | 0 | 0 | 0 |  | 0 | 0 | 0 | 0 | 4000 | 0 | 0 | 0 | 0 | 0 | 0 | 0 | 0 | 0 | 1 | 0 | 0 | 0 | 0 | 0 | 0 | 0 | 0 | 0 | 0 | 0 | 0 | 0 | 0 | 0
PG&E KERN | Tevis | 115 | [15 empty] | 0 | 0 | 0 | 0 | 0 | 0 | 0 | 0 | 0 | 0 | 0 | 0 | 0 | 0 | 0 | 0 | 0 | 0 | 0 | 0 | 0 | 0 | 0 | 0 | 100 | 0 | 0 | 0 | 0 | [15 empty] | 0 | 0 | 0 | 0 | 0 | 0 | 0 | 0 | 0 | 0 | 100 | 0 | 0 | 0 | 0 |  | 0 | 0 | 0 | 0 | 0 | 0 | 0 | 0 | 0 | 100 | 0 | 0 | 0 | 0 | 1 | 0 | 0 | 0 | 0 | 0 | 0 | 0 | 0 | 0 | 0 | 0 | 0 | 0 | 0 | 0 | [14 empty] | 0 | 0 | 0 | 0 | 0 | 0 | 0 | 0 | 0 | 100 | 0 | 0 | 0 | 0 | [15 empty] | 0 | 0 | 0 | 0 | 0 | 0 | 0 | 0 | 0 | 0 | 100 | 0 | 0 | 0 | 0 |  | 0 | 0 | 0 | 0 | 0 | 0 | 0 | 0 | 0 | 100 | 0 | 0 | 0 | 0 | 1 | 0 | 0 | 0 | 0 | 0 | 0 | 0 | 0 | 0 | 0 | 0 | 0 | 0 | 0 | 0
EOP | Thousandaire | 138 | [15 empty] | 0 | 0 | 0 | 0 | 0 | 0 | 0 | 0 | 0 | 0 | 0 | 0 | 0 | 0 | 0 | [29 empty] | 0 | 0 | 0 | 0 | 0 | 0 | 0 | 0 | 0 | 0 | 0 | 0 | 0 | 0 | 0 |  | 0 | 0 | 0 | 0 | 0 | 0 | 0 | 0 | 0 | 0 | 0 | 0 | 0 | 0 | 0 | 0 | 0 | 0 | 0 | 0 | 0 | 0 | 0 | 0 | 0 | 0 | 0 | 0 | 0 | 0 | [14 empty] | 0 | 0 | 0 | 0 | 0 | 0 | 0 | 0 | 0 | 0 | 0 | 0 | 0 | 0 | [15 empty] | 0 | 0 | 0 | 0 | 0 | 0 | 0 | 0 | 0 | 0 | 0 | 0 | 0 | 0 | 0 |  | 0 | 0 | 0 | 0 | 0 | 0 | 0 | 0 | 0 | 0 | 0 | 0 | 0 | 0 | 0 | 0 | 0 | 0 | 0 | 0 | 0 | 0 | 0 | 0 | 0 | 0 | 0 | 0 | 0 | 0
PG&E KERN | Topaz | 230 | [15 empty] | 0 | 0 | 0 | 0 | 0 | 0 | 0 | 0 | 0 | 0 | 0 | 0 | 0 | 0 | 0 | 0 | 0 | 0 | 0 | 0 | 0 | 0 | 0 | 0 | 0 | 0 | 0 | 0 | 170 | [15 empty] | 0 | 0 | 0 | 0 | 0 | 0 | 0 | 0 | 0 | 0 | 0 | 0 | 0 | 0 | 170 |  | 0 | 0 | 0 | 0 | 0 | 0 | 0 | 0 | 0 | 0 | 0 | 0 | 0 | 170 | 1 | 0 | 0 | 0 | 0 | 0 | 0 | 0 | 0 | 0 | 0 | 0 | 0 | 0 | 0 | 0 | [14 empty] | 0 | 0 | 0 | 0 | 0 | 0 | 0 | 0 | 0 | 0 | 0 | 0 | 0 | 170 | [15 empty] | 0 | 0 | 0 | 0 | 0 | 0 | 0 | 0 | 0 | 0 | 0 | 0 | 0 | 0 | 170 |  | 0 | 0 | 0 | 0 | 0 | 0 | 0 | 0 | 0 | 0 | 0 | 0 | 0 | 170 | 1 | 0 | 0 | 0 | 0 | 0 | 0 | 0 | 0 | 0 | 0 | 0 | 0 | 0 | 0 | 0
SCE NOL | Tortilla | 115 | [15 empty] | 0 | 0 | 0 | 0 | 0 | 0 | 0 | 0 | 3 | 0 | 0 | 0 | 0 | 0 | 1 | [29 empty] | 0 | 0 | 0 | 0 | 0 | 0 | 0 | 0 | 0 | 0 | 0 | 0 | 0 | 0 | 0 |  | 0 | 0 | 0 | 0 | 0 | 0 | 0 | 0 | 3 | 0 | 0 | 0 | 0 | 0 | 1 | 0 | 0 | 0 | 0 | 0 | 0 | 0 | 0 | 0 | 0 | 0 | 0 | 0 | 0 | 0 | [14 empty] | 0 | 0 | 0 | 0 | 0 | 0 | 0 | 0 | 0 | 0 | 0 | 0 | 0 | 0 | [15 empty] | 0 | 0 | 0 | 0 | 0 | 0 | 0 | 0 | 0 | 0 | 0 | 0 | 0 | 0 | 0 |  | 0 | 0 | 0 | 0 | 0 | 0 | 0 | 0 | 3 | 0 | 0 | 0 | 0 | 0 | 1 | 0 | 0 | 0 | 0 | 0 | 0 | 0 | 0 | 0 | 0 | 0 | 0 | 0 | 0 | 0
SDGE | Trabuco | 138 | [15 empty] | 0 | 0 | 0 | 0 | 0 | 0 | 0 | 0 | 0 | 0 | 0 | 0 | 0 | 0 | 0 | [29 empty] | 0 | 0 | 0 | 0 | 0 | 0 | 0 | 0 | 0 | 0 | 0 | 0 | 0 | 0 | 0 |  | 0 | 0 | 0 | 0 | 0 | 0 | 0 | 0 | 0 | 0 | 0 | 0 | 0 | 0 | 0 | 0 | 0 | 0 | 0 | 0 | 0 | 0 | 0 | 0 | 0 | 0 | 0 | 0 | 0 | 0 | [14 empty] | 0 | 0 | 0 | 0 | 0 | 0 | 0 | 0 | 0 | 0 | 0 | 0 | 0 | 0 | [15 empty] | 0 | 0 | 0 | 0 | 0 | 0 | 0 | 0 | 0 | 0 | 0 | 0 | 0 | 0 | 0 |  | 0 | 0 | 0 | 0 | 0 | 0 | 0 | 0 | 0 | 0 | 0 | 0 | 0 | 0 | 0 | 0 | 0 | 0 | 0 | 0 | 0 | 0 | 0 | 0 | 0 | 0 | 0 | 0 | 0 | 0
PG&E GBA | Tracy | 115 | [15 empty] | 0 | 0 | 0 | 0 | 0 | 0 | 0 | 0 | 0 | 0 | 0 | 0 | 0 | 0 | 0 | 0 | 0 | 0 | 0 | 0 | 0 | 0 | 0 | 0 | 0 | 0 | 0 | 0 | 0 | [15 empty] | 0 | 0 | 0 | 0 | 0 | 0 | 0 | 0 | 0 | 0 | 0 | 0 | 0 | 0 | 0 |  | 0 | 0 | 0 | 0 | 0 | 0 | 0 | 0 | 0 | 0 | 0 | 0 | 0 | 0 | 0 | 0 | 0 | 0 | 0 | 0 | 0 | 0 | 0 | 0 | 0 | 0 | 0 | 0 | 0 | 0 | [14 empty] | 0 | 0 | 0 | 0 | 0 | 0 | 0 | 0 | 0 | 0 | 0 | 0 | 0 | 0 | [15 empty] | 0 | 0 | 0 | 0 | 0 | 0 | 0 | 0 | 0 | 0 | 0 | 0 | 0 | 0 | 0 |  | 0 | 0 | 0 | 0 | 0 | 0 | 0 | 0 | 0 | 0 | 0 | 0 | 0 | 0 | 0 | 0 | 0 | 0 | 0 | 0 | 0 | 0 | 0 | 0 | 0 | 0 | 0 | 0 | 0 | 0
PG&E FRESNO | Tranquility | 230 | [15 empty] | 0 | 0 | 0 | 0 | 0 | 0 | 0 | 0 | 0 | 0 | 400 | 352 | 0 | 0 | 1 | 0 | 0 | 0 | 0 | 0 | 0 | 0 | 0 | 0 | 100 | 0 | 0 | 0 | 0 | [15 empty] | 0 | 0 | 0 | 0 | 0 | 0 | 0 | 0 | 0 | 0 | 100 | 0 | 0 | 0 | 0 |  | 0 | 0 | 0 | 0 | 0 | 0 | 0 | 0 | 0 | 100 | 400 | 352 | 0 | 0 | 1 | 0 | 0 | 0 | 0 | 0 | 0 | 0 | 0 | 0 | 0 | 0 | 0 | 0 | 0 | 0 | 0 | 0 | 0 | 0 | 0 | 0 | 0 | 0 | 0 | 110 | 0 | 0 | 0 | 0 | 0 | 0 | 0 | 0 | 0 | 0 | 0 | 0 | 0 | 210 | 0 | 0 | 0 | 0 | [15 empty] | 0 | 0 | 0 | 0 | 0 | 0 | 0 | 0 | 0 | 0 | 210 | 0 | 0 | 0 | 0 |  | 0 | 0 | 0 | 0 | 0 | 0 | 0 | 0 | 0 | 210 | 400 | 352 | 0 | 0 | 1 | 0 | 0 | 0 | 0 | 0 | 0 | 0 | 0 | 0 | 0 | 0 | 0 | 0 | 0 | 0
PG&E GBA | Trimble | 115 | [15 empty] | 0 | 0 | 0 | 0 | 0 | 0 | 0 | 0 | 0 | 0 | 0 | 0 | 0 | 0 | 0 | 0 | 0 | 0 | 0 | 0 | 0 | 0 | 0 | 0 | 0 | 0 | 0 | 0 | 0 | [15 empty] | 0 | 0 | 0 | 0 | 0 | 0 | 0 | 0 | 0 | 0 | 0 | 0 | 0 | 0 | 0 |  | 0 | 0 | 0 | 0 | 0 | 0 | 0 | 0 | 0 | 0 | 0 | 0 | 0 | 0 | 0 | 0 | 0 | 0 | 0 | 0 | 0 | 0 | 0 | 0 | 0 | 0 | 0 | 0 | 0 | 0 | [14 empty] | 0 | 0 | 0 | 0 | 0 | 0 | 0 | 0 | 0 | 0 | 0 | 0 | 0 | 0 | [15 empty] | 0 | 0 | 0 | 0 | 0 | 0 | 0 | 0 | 0 | 0 | 0 | 0 | 0 | 0 | 0 |  | 0 | 0 | 0 | 0 | 0 | 0 | 0 | 0 | 0 | 0 | 0 | 0 | 0 | 0 | 0 | 0 | 0 | 0 | 0 | 0 | 0 | 0 | 0 | 0 | 0 | 0 | 0 | 0 | 0 | 0
EOP | Trout Canyon | 230 | [15 empty] | 0 | 0 | 0 | 0 | 0 | 0 | 0 | 0 | 0 | 65 | 650 | 485 | 0 | 0 | 1 | [9 empty] | 835 | 216 |  | 60 | [16 empty] | 0 | 0 | 0 | 0 | 0 | 0 | 0 | 0 | 0 | 0 | 835 | 216 | 0 | 60 | 0 |  | 0 | 0 | 0 | 0 | 0 | 0 | 0 | 0 | 0 | 900 | 866 | 485 | 60 | 0 | 1 | 0 | 0 | 0 | 0 | 0 | 0 | 0 | 0 | 0 | 0 | 0 | 0 | 0 | 0 | 0 | [14 empty] | 0 | 0 | 0 | 0 | 0 | 0 | 0 | 0 | 0 | 835 | 216 | 0 | 60 | 0 | [15 empty] | 0 | 0 | 0 | 0 | 0 | 0 | 0 | 0 | 0 | 0 | 835 | 216 | 0 | 60 | 0 |  | 0 | 0 | 0 | 0 | 0 | 0 | 0 | 0 | 0 | 900 | 866 | 485 | 60 | 0 | 1 | 0 | 0 | 0 | 0 | 0 | 0 | 0 | 0 | 0 | 0 | 0 | 0 | 0 | 0 | 0
EOP | Trout Canyon | 500 | [15 empty] | 0 | 0 | 0 | 0 | 0 | 0 | 0 | 0 | 0 | 0 | 0 | 0 | 0 | 0 | 0 | [29 empty] | 0 | 0 | 0 | 0 | 0 | 0 | 0 | 0 | 0 | 0 | 0 | 0 | 0 | 0 | 0 |  | 0 | 0 | 0 | 0 | 0 | 0 | 0 | 0 | 0 | 0 | 0 | 0 | 0 | 0 | 0 | 0 | 0 | 0 | 0 | 0 | 0 | 0 | 0 | 0 | 0 | 0 | 0 | 0 | 0 | 0 | [14 empty] | 0 | 0 | 0 | 0 | 0 | 0 | 0 | 0 | 0 | 0 | 0 | 0 | 0 | 0 | [15 empty] | 0 | 0 | 0 | 0 | 0 | 0 | 0 | 0 | 0 | 0 | 0 | 0 | 0 | 0 | 0 |  | 0 | 0 | 0 | 0 | 0 | 0 | 0 | 0 | 0 | 0 | 0 | 0 | 0 | 0 | 0 | 0 | 0 | 0 | 0 | 0 | 0 | 0 | 0 | 0 | 0 | 0 | 0 | 0 | 0 | 0
PG&E NGBA | Tulucay | 230 | [15 empty] | 0 | 0 | 0 | 0 | 0 | 0 | 0 | 0 | 0 | 0 | 0 | 0 | 0 | 0 | 0 | 115 | 0 | 0 | 0 | 0 | 0 | 0 | 0 | 0 | 0 | 0 | 0 | 0 | 0 | [15 empty] | 0 | 115 | 0 | 0 | 0 | 0 | 0 | 0 | 0 | 0 | 0 | 0 | 0 | 0 | 0 |  | 115 | 0 | 0 | 0 | 0 | 0 | 0 | 0 | 0 | 0 | 0 | 0 | 0 | 0 | 1 | 0 | 0 | 0 | 0 | 0 | 0 | 0 | 0 | 0 | 0 | 0 | 0 | 0 | 0 | 0 | [14 empty] | 115 | 0 | 0 | 0 | 0 | 0 | 0 | 0 | 0 | 0 | 0 | 0 | 0 | 0 | [15 empty] | 0 | 115 | 0 | 0 | 0 | 0 | 0 | 0 | 0 | 0 | 0 | 0 | 0 | 0 | 0 |  | 115 | 0 | 0 | 0 | 0 | 0 | 0 | 0 | 0 | 0 | 0 | 0 | 0 | 0 | 1 | 0 | 0 | 0 | 0 | 0 | 0 | 0 | 0 | 0 | 0 | 0 | 0 | 0 | 0 | 0
PG&E NGBA | Tulucay | 60 | [15 empty] | 0 | 0 | 0 | 0 | 0 | 0 | 0 | 0 | 0 | 0 | 0 | 0 | 0 | 0 | 0 | 0 | 0 | 0 | 0 | 0 | 0 | 0 | 0 | 0 | 0 | 0 | 0 | 0 | 0 | [15 empty] | 0 | 0 | 0 | 0 | 0 | 0 | 0 | 0 | 0 | 0 | 0 | 0 | 0 | 0 | 0 |  | 0 | 0 | 0 | 0 | 0 | 0 | 0 | 0 | 0 | 0 | 0 | 0 | 0 | 0 | 0 | 0 | 0 | 0 | 0 | 0 | 0 | 0 | 0 | 0 | 0 | 0 | 0 | 0 | 0 | 0 | [14 empty] | 0 | 0 | 0 | 0 | 0 | 0 | 0 | 0 | 0 | 0 | 0 | 0 | 0 | 0 | [15 empty] | 0 | 0 | 0 | 0 | 0 | 0 | 0 | 0 | 0 | 0 | 0 | 0 | 0 | 0 | 0 |  | 0 | 0 | 0 | 0 | 0 | 0 | 0 | 0 | 0 | 0 | 0 | 0 | 0 | 0 | 0 | 0 | 0 | 0 | 0 | 0 | 0 | 0 | 0 | 0 | 0 | 0 | 0 | 0 | 0 | 0
PG&E KERN | Tupman | 115 | [15 empty] | 0 | 0 | 0 | 0 | 0 | 0 | 0 | 0 | 0 | 0 | 0 | 0 | 0 | 0 | 0 | 0 | 0 | 0 | 0 | 0 | 0 | 0 | 0 | 0 | 0 | 0 | 0 | 0 | 0 | [15 empty] | 0 | 0 | 0 | 0 | 0 | 0 | 0 | 0 | 0 | 0 | 0 | 0 | 0 | 0 | 0 |  | 0 | 0 | 0 | 0 | 0 | 0 | 0 | 0 | 0 | 0 | 0 | 0 | 0 | 0 | 0 | 0 | 0 | 0 | 0 | 0 | 0 | 0 | 0 | 0 | 0 | 0 | 0 | 0 | 0 | 0 | [14 empty] | 0 | 0 | 0 | 0 | 0 | 0 | 0 | 0 | 0 | 0 | 0 | 0 | 0 | 0 | [15 empty] | 0 | 0 | 0 | 0 | 0 | 0 | 0 | 0 | 0 | 0 | 0 | 0 | 0 | 0 | 0 |  | 0 | 0 | 0 | 0 | 0 | 0 | 0 | 0 | 0 | 0 | 0 | 0 | 0 | 0 | 0 | 0 | 0 | 0 | 0 | 0 | 0 | 0 | 0 | 0 | 0 | 0 | 0 | 0 | 0 | 0
PG&E NGBA | Ukiah | 115 | [15 empty] | 0 | 0 | 0 | 0 | 0 | 0 | 0 | 0 | 0 | 0 | 0 | 0 | 0 | 0 | 0 | 0 | 0 | 0 | 0 | 0 | 0 | 0 | 0 | 0 | 0 | 0 | 0 | 0 | 0 | [15 empty] | 0 | 0 | 0 | 0 | 0 | 0 | 0 | 0 | 0 | 0 | 0 | 0 | 0 | 0 | 0 |  | 0 | 0 | 0 | 0 | 0 | 0 | 0 | 0 | 0 | 0 | 0 | 0 | 0 | 0 | 0 | 0 | 0 | 0 | 0 | 0 | 0 | 0 | 0 | 0 | 0 | 0 | 0 | 0 | 0 | 0 | [14 empty] | 0 | 0 | 0 | 0 | 0 | 0 | 0 | 0 | 0 | 0 | 0 | 0 | 0 | 0 | [15 empty] | 0 | 0 | 0 | 0 | 0 | 0 | 0 | 0 | 0 | 0 | 0 | 0 | 0 | 0 | 0 |  | 0 | 0 | 0 | 0 | 0 | 0 | 0 | 0 | 0 | 0 | 0 | 0 | 0 | 0 | 0 | 0 | 0 | 0 | 0 | 0 | 0 | 0 | 0 | 0 | 0 | 0 | 0 | 0 | 0 | 0
PG&E KERN | Union (Estrella) | 70 | [15 empty] | 0 | 0 | 0 | 0 | 0 | 0 | 0 | 0 | 0 | 0 | 0 | 0 | 0 | 0 | 0 | 0 | 0 | 0 | 0 | 0 | 0 | 0 | 0 | 0 | 0 | 0 | 0 | 0 | 0 | [15 empty] | 0 | 0 | 0 | 0 | 0 | 0 | 0 | 0 | 0 | 0 | 0 | 0 | 0 | 0 | 0 |  | 0 | 0 | 0 | 0 | 0 | 0 | 0 | 0 | 0 | 0 | 0 | 0 | 0 | 0 | 0 | 0 | 0 | 0 | 0 | 0 | 0 | 0 | 0 | 0 | 0 | 0 | 0 | 0 | 0 | 0 | [14 empty] | 0 | 0 | 0 | 0 | 0 | 0 | 0 | 0 | 0 | 0 | 0 | 0 | 0 | 0 | [15 empty] | 0 | 0 | 0 | 0 | 0 | 0 | 0 | 0 | 0 | 0 | 0 | 0 | 0 | 0 | 0 |  | 0 | 0 | 0 | 0 | 0 | 0 | 0 | 0 | 0 | 0 | 0 | 0 | 0 | 0 | 0 | 0 | 0 | 0 | 0 | 0 | 0 | 0 | 0 | 0 | 0 | 0 | 0 | 0 | 0 | 0
PG&E NGBA | Vaca Dixon | 115 | [15 empty] | 0 | 0 | 0 | 0 | 0 | 0 | 0 | 0 | 0 | 0 | 0 | 0 | 0 | 0 | 0 | 0 | 0 | 0 | 0 | 0 | 0 | 0 | 0 | 0 | 0 | 0 | 0 | 0 | 0 | [15 empty] | 0 | 0 | 0 | 0 | 0 | 0 | 0 | 0 | 0 | 0 | 0 | 0 | 0 | 0 | 0 |  | 0 | 0 | 0 | 0 | 0 | 0 | 0 | 0 | 0 | 0 | 0 | 0 | 0 | 0 | 0 | 0 | 0 | 0 | 0 | 0 | 0 | 0 | 0 | 0 | 0 | 0 | 0 | 0 | 0 | 0 | [14 empty] | 0 | 0 | 0 | 0 | 0 | 0 | 0 | 0 | 0 | 0 | 0 | 0 | 0 | 0 | [15 empty] | 0 | 0 | 0 | 0 | 0 | 0 | 0 | 0 | 0 | 0 | 0 | 0 | 0 | 0 | 0 |  | 0 | 0 | 0 | 0 | 0 | 0 | 0 | 0 | 0 | 0 | 0 | 0 | 0 | 0 | 0 | 0 | 0 | 0 | 0 | 0 | 0 | 0 | 0 | 0 | 0 | 0 | 0 | 0 | 0 | 0
PG&E NGBA | Vaca Dixon | 230 | [15 empty] | 0 | 0 | 0 | 0 | 0 | 0 | 0 | 0 | 0 | 0 | 0 | 300 | 0 | 0 | 1 | 0 | 0 | 0 | 0 | 0 | 0 | 0 | 0 | 0 | 0 | 160 | 0 | 0 | 0 | [15 empty] | 0 | 0 | 0 | 0 | 0 | 0 | 0 | 0 | 0 | 0 | 0 | 160 | 0 | 0 | 0 |  | 0 | 0 | 0 | 0 | 0 | 0 | 0 | 0 | 0 | 0 | 160 | 300 | 0 | 0 | 1 | 0 | 0 | 0 | 0 | 0 | 0 | 0 | 0 | 0 | 0 | 0 | 0 | 0 | 0 | 0 | [14 empty] | 0 | 0 | 0 | 0 | 0 | 0 | 0 | 0 | 0 | 0 | 160 | 0 | 0 | 0 | [15 empty] | 0 | 0 | 0 | 0 | 0 | 0 | 0 | 0 | 0 | 0 | 0 | 160 | 0 | 0 | 0 |  | 0 | 0 | 0 | 0 | 0 | 0 | 0 | 0 | 0 | 0 | 160 | 300 | 0 | 0 | 1 | 0 | 0 | 0 | 0 | 0 | 0 | 0 | 0 | 0 | 0 | 0 | 0 | 0 | 0 | 0
PG&E NGBA | Vaca Dixon | 500 | [15 empty] | 0 | 0 | 0 | 0 | 0 | 0 | 0 | 0 | 0 | 0 | 0 | 0 | 0 | 0 | 0 | 0 | 0 | 0 | 20 | 0 | 0 | 0 | 0 | 0 | 0 | 310 | 0 | 0 | 0 | [15 empty] | 0 | 0 | 0 | 0 | 20 | 0 | 0 | 0 | 0 | 0 | 0 | 310 | 0 | 0 | 0 |  | 0 | 0 | 0 | 20 | 0 | 0 | 0 | 0 | 0 | 0 | 310 | 0 | 0 | 0 | 1 | 0 | 0 | 0 | 0 | 0 | 0 | 0 | 0 | 0 | 0 | 0 | 0 | 0 | 0 | 0 | [14 empty] | 0 | 0 | 0 | 20 | 0 | 0 | 0 | 0 | 0 | 0 | 310 | 0 | 0 | 0 | [15 empty] | 0 | 0 | 0 | 0 | 20 | 0 | 0 | 0 | 0 | 0 | 0 | 310 | 0 | 0 | 0 |  | 0 | 0 | 0 | 20 | 0 | 0 | 0 | 0 | 0 | 0 | 310 | 0 | 0 | 0 | 1 | 0 | 0 | 0 | 0 | 0 | 0 | 0 | 0 | 0 | 0 | 0 | 0 | 0 | 0 | 0
PG&E NGBA | Vaca Dixon | 60 | [15 empty] | 0 | 0 | 0 | 0 | 0 | 0 | 0 | 0 | 0 | 0 | 0 | 0 | 0 | 0 | 0 | 0 | 0 | 0 | 0 | 0 | 0 | 0 | 0 | 0 | 0 | 0 | 0 | 0 | 0 | [15 empty] | 0 | 0 | 0 | 0 | 0 | 0 | 0 | 0 | 0 | 0 | 0 | 0 | 0 | 0 | 0 |  | 0 | 0 | 0 | 0 | 0 | 0 | 0 | 0 | 0 | 0 | 0 | 0 | 0 | 0 | 0 | 0 | 0 | 0 | 0 | 0 | 0 | 0 | 0 | 0 | 0 | 0 | 0 | 0 | 0 | 0 | [14 empty] | 0 | 0 | 0 | 0 | 0 | 0 | 0 | 0 | 0 | 0 | 0 | 0 | 0 | 0 | [15 empty] | 0 | 0 | 0 | 0 | 0 | 0 | 0 | 0 | 0 | 0 | 0 | 0 | 0 | 0 | 0 |  | 0 | 0 | 0 | 0 | 0 | 0 | 0 | 0 | 0 | 0 | 0 | 0 | 0 | 0 | 0 | 0 | 0 | 0 | 0 | 0 | 0 | 0 | 0 | 0 | 0 | 0 | 0 | 0 | 0 | 0
SCE Eastern | Valley (SCE) | 500 | [15 empty] | 0 | 0 | 0 | 0 | 0 | 0 | 0 | 0 | 0 | 0 | 0 | 310 | 0 | 0 | 1 | [10 empty] | 300 | [18 empty] | 0 | 0 | 0 | 0 | 0 | 0 | 0 | 0 | 0 | 0 | 0 | 300 | 0 | 0 | 0 |  | 0 | 0 | 0 | 0 | 0 | 0 | 0 | 0 | 0 | 0 | 300 | 310 | 0 | 0 | 1 | 0 | 0 | 0 | 0 | 0 | 0 | 0 | 0 | 0 | 0 | 0 | 0 | 0 | 0 | 0 | [14 empty] | 0 | 0 | 0 | 0 | 0 | 0 | 0 | 0 | 0 | 0 | 300 | 0 | 0 | 0 | [15 empty] | 0 | 0 | 0 | 0 | 0 | 0 | 0 | 0 | 0 | 0 | 0 | 300 | 0 | 0 | 0 |  | 0 | 0 | 0 | 0 | 0 | 0 | 0 | 0 | 0 | 0 | 300 | 310 | 0 | 0 | 1 | 0 | 0 | 0 | 0 | 0 | 0 | 0 | 0 | 0 | 0 | 0 | 0 | 0 | 0 | 0
EOP | Valley (VEA) | 138 | [15 empty] | 0 | 0 | 0 | 0 | 0 | 0 | 0 | 0 | 0 | 0 | 0 | 0 | 0 | 0 | 0 | [29 empty] | 0 | 0 | 0 | 0 | 0 | 0 | 0 | 0 | 0 | 0 | 0 | 0 | 0 | 0 | 0 |  | 0 | 0 | 0 | 0 | 0 | 0 | 0 | 0 | 0 | 0 | 0 | 0 | 0 | 0 | 0 | 0 | 0 | 0 | 0 | 0 | 0 | 0 | 0 | 0 | 0 | 0 | 0 | 0 | 0 | 0 | [14 empty] | 0 | 0 | 0 | 0 | 0 | 0 | 0 | 0 | 0 | 0 | 0 | 0 | 0 | 0 | [15 empty] | 0 | 0 | 0 | 0 | 0 | 0 | 0 | 0 | 0 | 0 | 0 | 0 | 0 | 0 | 0 |  | 0 | 0 | 0 | 0 | 0 | 0 | 0 | 0 | 0 | 0 | 0 | 0 | 0 | 0 | 0 | 0 | 0 | 0 | 0 | 0 | 0 | 0 | 0 | 0 | 0 | 0 | 0 | 0 | 0 | 0
SDGE | Valley Center | 69 | [15 empty] | 0 | 0 | 0 | 0 | 0 | 0 | 0 | 0 | 0 | 0 | 0 | 0 | 0 | 0 | 0 | [29 empty] | 0 | 0 | 0 | 0 | 0 | 0 | 0 | 0 | 0 | 0 | 0 | 0 | 0 | 0 | 0 |  | 0 | 0 | 0 | 0 | 0 | 0 | 0 | 0 | 0 | 0 | 0 | 0 | 0 | 0 | 0 | 0 | 0 | 0 | 0 | 0 | 0 | 0 | 0 | 0 | 0 | 0 | 0 | 0 | 0 | 0 | [14 empty] | 0 | 0 | 0 | 0 | 0 | 0 | 0 | 0 | 0 | 0 | 0 | 0 | 0 | 0 | [15 empty] | 0 | 0 | 0 | 0 | 0 | 0 | 0 | 0 | 0 | 0 | 0 | 0 | 0 | 0 | 0 |  | 0 | 0 | 0 | 0 | 0 | 0 | 0 | 0 | 0 | 0 | 0 | 0 | 0 | 0 | 0 | 0 | 0 | 0 | 0 | 0 | 0 | 0 | 0 | 0 | 0 | 0 | 0 | 0 | 0 | 0
PG&E GBA | Valley Home | 115 | [15 empty] | 0 | 0 | 0 | 0 | 0 | 0 | 0 | 0 | 0 | 0 | 0 | 0 | 0 | 0 | 0 | 0 | 0 | 0 | 0 | 0 | 0 | 0 | 0 | 0 | 0 | 0 | 0 | 0 | 0 | [15 empty] | 0 | 0 | 0 | 0 | 0 | 0 | 0 | 0 | 0 | 0 | 0 | 0 | 0 | 0 | 0 |  | 0 | 0 | 0 | 0 | 0 | 0 | 0 | 0 | 0 | 0 | 0 | 0 | 0 | 0 | 0 | 0 | 0 | 0 | 0 | 0 | 0 | 0 | 0 | 0 | 0 | 0 | 0 | 0 | 0 | 0 | [14 empty] | 0 | 0 | 0 | 0 | 0 | 0 | 0 | 0 | 0 | 0 | 0 | 0 | 0 | 0 | [15 empty] | 0 | 0 | 0 | 0 | 0 | 0 | 0 | 0 | 0 | 0 | 0 | 0 | 0 | 0 | 0 |  | 0 | 0 | 0 | 0 | 0 | 0 | 0 | 0 | 0 | 0 | 0 | 0 | 0 | 0 | 0 | 0 | 0 | 0 | 0 | 0 | 0 | 0 | 0 | 0 | 0 | 0 | 0 | 0 | 0 | 0
PG&E GBA | Valley Springs | 230 | [15 empty] | 0 | 0 | 0 | 0 | 0 | 0 | 0 | 0 | 0 | 0 | 0 | 0 | 0 | 0 | 0 | 0 | 0 | 0 | 0 | 0 | 0 | 0 | 0 | 0 | 0 | 0 | 0 | 0 | 0 | [15 empty] | 0 | 0 | 0 | 0 | 0 | 0 | 0 | 0 | 0 | 0 | 0 | 0 | 0 | 0 | 0 |  | 0 | 0 | 0 | 0 | 0 | 0 | 0 | 0 | 0 | 0 | 0 | 0 | 0 | 0 | 0 | 0 | 0 | 0 | 0 | 0 | 0 | 0 | 0 | 0 | 0 | 0 | 0 | 0 | 0 | 0 | [14 empty] | 0 | 0 | 0 | 0 | 0 | 0 | 0 | 0 | 0 | 0 | 0 | 0 | 0 | 0 | [15 empty] | 0 | 0 | 0 | 0 | 0 | 0 | 0 | 0 | 0 | 0 | 0 | 0 | 0 | 0 | 0 |  | 0 | 0 | 0 | 0 | 0 | 0 | 0 | 0 | 0 | 0 | 0 | 0 | 0 | 0 | 0 | 0 | 0 | 0 | 0 | 0 | 0 | 0 | 0 | 0 | 0 | 0 | 0 | 0 | 0 | 0
PG&E GBA | Valley Springs | 60 | [15 empty] | 0 | 0 | 0 | 0 | 0 | 0 | 0 | 0 | 0 | 0 | 0 | 0 | 0 | 0 | 0 | 0 | 0 | 0 | 0 | 0 | 0 | 0 | 0 | 0 | 0 | 0 | 0 | 0 | 0 | [15 empty] | 0 | 0 | 0 | 0 | 0 | 0 | 0 | 0 | 0 | 0 | 0 | 0 | 0 | 0 | 0 |  | 0 | 0 | 0 | 0 | 0 | 0 | 0 | 0 | 0 | 0 | 0 | 0 | 0 | 0 | 0 | 0 | 0 | 0 | 0 | 0 | 0 | 0 | 0 | 0 | 0 | 0 | 0 | 0 | 0 | 0 | [14 empty] | 0 | 0 | 0 | 0 | 0 | 0 | 0 | 0 | 0 | 0 | 0 | 0 | 0 | 0 | [15 empty] | 0 | 0 | 0 | 0 | 0 | 0 | 0 | 0 | 0 | 0 | 0 | 0 | 0 | 0 | 0 |  | 0 | 0 | 0 | 0 | 0 | 0 | 0 | 0 | 0 | 0 | 0 | 0 | 0 | 0 | 0 | 0 | 0 | 0 | 0 | 0 | 0 | 0 | 0 | 0 | 0 | 0 | 0 | 0 | 0 | 0
EOP | Valley Switch | 138 | [15 empty] | 0 | 0 | 0 | 0 | 0 | 0 | 0 | 0 | 0 | 0 | 0 | 0 | 0 | 0 | 0 | [29 empty] | 0 | 0 | 0 | 0 | 0 | 0 | 0 | 0 | 0 | 0 | 0 | 0 | 0 | 0 | 0 |  | 0 | 0 | 0 | 0 | 0 | 0 | 0 | 0 | 0 | 0 | 0 | 0 | 0 | 0 | 0 | 0 | 0 | 0 | 0 | 0 | 0 | 0 | 0 | 0 | 0 | 0 | 0 | 0 | 0 | 0 | [14 empty] | 0 | 0 | 0 | 0 | 0 | 0 | 0 | 0 | 0 | 0 | 0 | 0 | 0 | 0 | [15 empty] | 0 | 0 | 0 | 0 | 0 | 0 | 0 | 0 | 0 | 0 | 0 | 0 | 0 | 0 | 0 |  | 0 | 0 | 0 | 0 | 0 | 0 | 0 | 0 | 0 | 0 | 0 | 0 | 0 | 0 | 0 | 0 | 0 | 0 | 0 | 0 | 0 | 0 | 0 | 0 | 0 | 0 | 0 | 0 | 0 | 0
EOP | Valley Switch | 230 | [15 empty] | 0 | 0 | 0 | 0 | 0 | 0 | 0 | 0 | 0 | 0 | 0 | 0 | 0 | 0 | 0 | [29 empty] | 0 | 0 | 0 | 0 | 0 | 0 | 0 | 0 | 0 | 0 | 0 | 0 | 0 | 0 | 0 |  | 0 | 0 | 0 | 0 | 0 | 0 | 0 | 0 | 0 | 0 | 0 | 0 | 0 | 0 | 0 | 0 | 0 | 0 | 0 | 0 | 0 | 0 | 0 | 0 | 0 | 0 | 0 | 0 | 0 | 0 | [14 empty] | 0 | 0 | 0 | 0 | 0 | 0 | 0 | 0 | 0 | 0 | 0 | 0 | 0 | 0 | [15 empty] | 0 | 0 | 0 | 0 | 0 | 0 | 0 | 0 | 0 | 0 | 0 | 0 | 0 | 0 | 0 |  | 0 | 0 | 0 | 0 | 0 | 0 | 0 | 0 | 0 | 0 | 0 | 0 | 0 | 0 | 0 | 0 | 0 | 0 | 0 | 0 | 0 | 0 | 0 | 0 | 0 | 0 | 0 | 0 | 0 | 0
PG&E GBA | Vasco | 230 | [15 empty] | 0 | 0 | 0 | 0 | 0 | 0 | 0 | 0 | 0 | 0 | 0 | 0 | 0 | 0 | 0 | 0 | 0 | 0 | 0 | 0 | 0 | 0 | 0 | 0 | 0 | 0 | 0 | 0 | 0 | [15 empty] | 0 | 0 | 0 | 0 | 0 | 0 | 0 | 0 | 0 | 0 | 0 | 0 | 0 | 0 | 0 |  | 0 | 0 | 0 | 0 | 0 | 0 | 0 | 0 | 0 | 0 | 0 | 0 | 0 | 0 | 0 | 0 | 0 | 0 | 0 | 0 | 0 | 0 | 0 | 0 | 0 | 0 | 0 | 0 | 0 | 0 | [14 empty] | 0 | 0 | 0 | 0 | 0 | 0 | 0 | 0 | 0 | 0 | 0 | 0 | 0 | 0 | [15 empty] | 0 | 0 | 0 | 0 | 0 | 0 | 0 | 0 | 0 | 0 | 0 | 0 | 0 | 0 | 0 |  | 0 | 0 | 0 | 0 | 0 | 0 | 0 | 0 | 0 | 0 | 0 | 0 | 0 | 0 | 0 | 0 | 0 | 0 | 0 | 0 | 0 | 0 | 0 | 0 | 0 | 0 | 0 | 0 | 0 | 0
PG&E GBA | Vasona | 230 | [15 empty] | 0 | 0 | 0 | 0 | 0 | 0 | 0 | 0 | 0 | 0 | 0 | 0 | 0 | 0 | 0 | 0 | 0 | 0 | 0 | 0 | 0 | 0 | 0 | 0 | 0 | 0 | 0 | 0 | 0 | [15 empty] | 0 | 0 | 0 | 0 | 0 | 0 | 0 | 0 | 0 | 0 | 0 | 0 | 0 | 0 | 0 |  | 0 | 0 | 0 | 0 | 0 | 0 | 0 | 0 | 0 | 0 | 0 | 0 | 0 | 0 | 0 | 0 | 0 | 0 | 0 | 0 | 0 | 0 | 0 | 0 | 0 | 0 | 0 | 0 | 0 | 0 | [14 empty] | 0 | 0 | 0 | 0 | 0 | 0 | 0 | 0 | 0 | 0 | 0 | 0 | 0 | 0 | [15 empty] | 0 | 0 | 0 | 0 | 0 | 0 | 0 | 0 | 0 | 0 | 0 | 0 | 0 | 0 | 0 |  | 0 | 0 | 0 | 0 | 0 | 0 | 0 | 0 | 0 | 0 | 0 | 0 | 0 | 0 | 0 | 0 | 0 | 0 | 0 | 0 | 0 | 0 | 0 | 0 | 0 | 0 | 0 | 0 | 0 | 0
SCE Northern | Vestal | 230 | [15 empty] | 0 | 0 | 0 | 0 | 0 | 0 | 0 | 0 | 0 | 0 | 50 | 50 | 0 | 0 | 1 | [9 empty] | 92 | [19 empty] | 0 | 0 | 0 | 0 | 0 | 0 | 0 | 0 | 0 | 0 | 92 | 0 | 0 | 0 | 0 |  | 0 | 0 | 0 | 0 | 0 | 0 | 0 | 0 | 0 | 92 | 50 | 50 | 0 | 0 | 1 | 0 | 0 | 0 | 0 | 0 | 0 | 0 | 0 | 0 | 0 | 0 | 0 | 0 | 0 | 0 | [14 empty] | 0 | 0 | 0 | 0 | 0 | 0 | 0 | 0 | 0 | 92 | 0 | 0 | 0 | 0 | [15 empty] | 0 | 0 | 0 | 0 | 0 | 0 | 0 | 0 | 0 | 0 | 92 | 0 | 0 | 0 | 0 |  | 0 | 0 | 0 | 0 | 0 | 0 | 0 | 0 | 0 | 92 | 50 | 50 | 0 | 0 | 1 | 0 | 0 | 0 | 0 | 0 | 0 | 0 | 0 | 0 | 0 | 0 | 0 | 0 | 0 | 0
SCE Northern | Vestal | 66 | [15 empty] | 0 | 0 | 0 | 0 | 0 | 0 | 0 | 0 | 0 | 0 | 0 | 0 | 0 | 0 | 0 | [29 empty] | 0 | 0 | 0 | 0 | 0 | 0 | 0 | 0 | 0 | 0 | 0 | 0 | 0 | 0 | 0 |  | 0 | 0 | 0 | 0 | 0 | 0 | 0 | 0 | 0 | 0 | 0 | 0 | 0 | 0 | 0 | 0 | 0 | 0 | 0 | 0 | 0 | 0 | 0 | 0 | 0 | 0 | 0 | 0 | 0 | 0 | [14 empty] | 0 | 0 | 0 | 0 | 0 | 0 | 0 | 0 | 0 | 0 | 0 | 0 | 0 | 0 | [15 empty] | 0 | 0 | 0 | 0 | 0 | 0 | 0 | 0 | 0 | 0 | 0 | 0 | 0 | 0 | 0 |  | 0 | 0 | 0 | 0 | 0 | 0 | 0 | 0 | 0 | 0 | 0 | 0 | 0 | 0 | 0 | 0 | 0 | 0 | 0 | 0 | 0 | 0 | 0 | 0 | 0 | 0 | 0 | 0 | 0 | 0
SCE NOL | Victor | 115 | [15 empty] | 0 | 0 | 0 | 0 | 0 | 0 | 0 | 0 | 7 | 0 | 0 | 0 | 0 | 0 | 1 | [29 empty] | 0 | 0 | 0 | 0 | 0 | 0 | 0 | 0 | 0 | 0 | 0 | 0 | 0 | 0 | 0 |  | 0 | 0 | 0 | 0 | 0 | 0 | 0 | 0 | 7 | 0 | 0 | 0 | 0 | 0 | 1 | 0 | 0 | 0 | 0 | 0 | 0 | 0 | 0 | 0 | 0 | 0 | 0 | 0 | 0 | 0 | [14 empty] | 0 | 0 | 0 | 0 | 0 | 0 | 0 | 0 | 0 | 0 | 0 | 0 | 0 | 0 | [15 empty] | 0 | 0 | 0 | 0 | 0 | 0 | 0 | 0 | 0 | 0 | 0 | 0 | 0 | 0 | 0 |  | 0 | 0 | 0 | 0 | 0 | 0 | 0 | 0 | 7 | 0 | 0 | 0 | 0 | 0 | 1 | 0 | 0 | 0 | 0 | 0 | 0 | 0 | 0 | 0 | 0 | 0 | 0 | 0 | 0 | 0
SCE NOL | Victor | 230 | [15 empty] | 0 | 0 | 0 | 0 | 0 | 0 | 0 | 0 | 0 | 0 | 0 | 0 | 0 | 0 | 0 | [11 empty] | 53.5 | [17 empty] | 0 | 0 | 0 | 0 | 0 | 0 | 0 | 0 | 0 | 0 | 0 | 0 | 53.5 | 0 | 0 |  | 0 | 0 | 0 | 0 | 0 | 0 | 0 | 0 | 0 | 0 | 0 | 53.5 | 0 | 0 | 1 | 0 | 0 | 0 | 0 | 0 | 0 | 0 | 0 | 0 | 0 | 0 | 0 | 0 | 0 | 0 | [14 empty] | 0 | 0 | 0 | 0 | 0 | 0 | 0 | 0 | 0 | 0 | 0 | 53.5 | 0 | 0 | [15 empty] | 0 | 0 | 0 | 0 | 0 | 0 | 0 | 0 | 0 | 0 | 0 | 0 | 53.5 | 0 | 0 |  | 0 | 0 | 0 | 0 | 0 | 0 | 0 | 0 | 0 | 0 | 0 | 53.5 | 0 | 0 | 1 | 0 | 0 | 0 | 0 | 0 | 0 | 0 | 0 | 0 | 0 | 0 | 0 | 0 | 0 | 0
SCE Metro | Viejo | 230 | [15 empty] | 0 | 0 | 0 | 0 | 0 | 0 | 0 | 0 | 0 | 0 | 0 | 0 | 0 | 0 | 0 | [29 empty] | 0 | 0 | 0 | 0 | 0 | 0 | 0 | 0 | 0 | 0 | 0 | 0 | 0 | 0 | 0 |  | 0 | 0 | 0 | 0 | 0 | 0 | 0 | 0 | 0 | 0 | 0 | 0 | 0 | 0 | 0 | 0 | 0 | 0 | 0 | 0 | 0 | 0 | 0 | 0 | 0 | 0 | 0 | 0 | 0 | 0 | [14 empty] | 0 | 0 | 0 | 0 | 0 | 0 | 0 | 0 | 0 | 0 | 0 | 0 | 0 | 0 | [15 empty] | 0 | 0 | 0 | 0 | 0 | 0 | 0 | 0 | 0 | 0 | 0 | 0 | 0 | 0 | 0 |  | 0 | 0 | 0 | 0 | 0 | 0 | 0 | 0 | 0 | 0 | 0 | 0 | 0 | 0 | 0 | 0 | 0 | 0 | 0 | 0 | 0 | 0 | 0 | 0 | 0 | 0 | 0 | 0 | 0 | 0
PG&E GBA | Vierra | 115 | [15 empty] | 0 | 0 | 0 | 0 | 0 | 0 | 0 | 0 | 2.975 | 0 | 0 | 92 | 0 | 0 | 1 | 0 | 0 | 0 | 0 | 0 | 0 | 0 | 0 | 0 | 0 | 0 | 0 | 0 | 0 | [15 empty] | 0 | 0 | 0 | 0 | 0 | 0 | 0 | 0 | 0 | 0 | 0 | 0 | 0 | 0 | 0 |  | 0 | 0 | 0 | 0 | 0 | 0 | 0 | 0 | 2.975 | 0 | 0 | 92 | 0 | 0 | 1 | 0 | 0 | 0 | 0 | 0 | 0 | 0 | 0 | 0 | 0 | 0 | 0 | 0 | 0 | 0 | [14 empty] | 0 | 0 | 0 | 0 | 0 | 0 | 0 | 0 | 0 | 0 | 0 | 0 | 0 | 0 | [15 empty] | 0 | 0 | 0 | 0 | 0 | 0 | 0 | 0 | 0 | 0 | 0 | 0 | 0 | 0 | 0 |  | 0 | 0 | 0 | 0 | 0 | 0 | 0 | 0 | 2.975 | 0 | 0 | 92 | 0 | 0 | 1 | 0 | 0 | 0 | 0 | 0 | 0 | 0 | 0 | 0 | 0 | 0 | 0 | 0 | 0 | 0
SCE Metro | Villa Park | 230 | [15 empty] | 0 | 0 | 0 | 0 | 0 | 0 | 0 | 0 | 0 | 0 | 0 | 0 | 0 | 0 | 0 | [12 empty] | 305.5 | [16 empty] | 0 | 0 | 0 | 0 | 0 | 0 | 0 | 0 | 0 | 0 | 0 | 0 | 0 | 305.5 | 0 |  | 0 | 0 | 0 | 0 | 0 | 0 | 0 | 0 | 0 | 0 | 0 | 0 | 305.5 | 0 | 1 | 0 | 0 | 0 | 0 | 0 | 0 | 0 | 0 | 0 | 0 | 0 | 0 | 0 | 0 | 0 | [14 empty] | 0 | 0 | 0 | 0 | 0 | 0 | 0 | 0 | 0 | 0 | 0 | 0 | 305.5 | 0 | [15 empty] | 0 | 0 | 0 | 0 | 0 | 0 | 0 | 0 | 0 | 0 | 0 | 0 | 0 | 305.5 | 0 |  | 0 | 0 | 0 | 0 | 0 | 0 | 0 | 0 | 0 | 0 | 0 | 0 | 305.5 | 0 | 1 | 0 | 0 | 0 | 0 | 0 | 0 | 0 | 0 | 0 | 0 | 0 | 0 | 0 | 0 | 0
SCE Northern | Vincent | 230 | [15 empty] | 0 | 0 | 0 | 0 | 0 | 0 | 0 | 0 | 0 | 0 | 0 | 59 | 0 | 0 | 1 | [13 empty] | 200 | [15 empty] | 0 | 0 | 0 | 0 | 0 | 0 | 0 | 0 | 0 | 0 | 0 | 0 | 0 | 0 | 200 |  | 0 | 0 | 0 | 0 | 0 | 0 | 0 | 0 | 0 | 0 | 0 | 59 | 0 | 200 | 1 | 0 | 0 | 0 | 0 | 0 | 0 | 0 | 0 | 0 | 0 | 0 | 0 | 0 | 0 | 0 | [14 empty] | 0 | 0 | 0 | 0 | 0 | 0 | 0 | 0 | 0 | 0 | 0 | 0 | 0 | 200 | [15 empty] | 0 | 0 | 0 | 0 | 0 | 0 | 0 | 0 | 0 | 0 | 0 | 0 | 0 | 0 | 200 |  | 0 | 0 | 0 | 0 | 0 | 0 | 0 | 0 | 0 | 0 | 0 | 59 | 0 | 200 | 1 | 0 | 0 | 0 | 0 | 0 | 0 | 0 | 0 | 0 | 0 | 0 | 0 | 0 | 0 | 0
SCE Northern | Vincent | 500 | [15 empty] | 0 | 0 | 0 | 0 | 0 | 0 | 0 | 0 | 0 | 0 | 0 | 0 | 0 | 0 | 0 | [13 empty] | 200 | [15 empty] | 0 | 0 | 0 | 0 | 0 | 0 | 0 | 0 | 0 | 0 | 0 | 0 | 0 | 0 | 200 |  | 0 | 0 | 0 | 0 | 0 | 0 | 0 | 0 | 0 | 0 | 0 | 0 | 0 | 200 | 1 | 0 | 0 | 0 | 0 | 0 | 0 | 0 | 0 | 0 | 0 | 0 | 0 | 0 | 0 | 0 | [14 empty] | 0 | 0 | 0 | 0 | 0 | 0 | 0 | 0 | 0 | 0 | 0 | 0 | 0 | 200 | [15 empty] | 0 | 0 | 0 | 0 | 0 | 0 | 0 | 0 | 0 | 0 | 0 | 0 | 0 | 0 | 200 |  | 0 | 0 | 0 | 0 | 0 | 0 | 0 | 0 | 0 | 0 | 0 | 0 | 0 | 200 | 1 | 0 | 0 | 0 | 0 | 0 | 0 | 0 | 0 | 0 | 0 | 0 | 0 | 0 | 0 | 0
PG&E GBA | Vineyard | 230 | [15 empty] | 0 | 0 | 0 | 0 | 0 | 0 | 0 | 0 | 0 | 0 | 0 | 0 | 0 | 0 | 0 | 0 | 0 | 0 | 0 | 0 | 0 | 0 | 0 | 0 | 0 | 0 | 0 | 0 | 0 | [15 empty] | 0 | 0 | 0 | 0 | 0 | 0 | 0 | 0 | 0 | 0 | 0 | 0 | 0 | 0 | 0 |  | 0 | 0 | 0 | 0 | 0 | 0 | 0 | 0 | 0 | 0 | 0 | 0 | 0 | 0 | 0 | 0 | 0 | 0 | 0 | 0 | 0 | 0 | 0 | 0 | 0 | 0 | 0 | 0 | 0 | 0 | [14 empty] | 0 | 0 | 0 | 0 | 0 | 0 | 0 | 0 | 0 | 0 | 0 | 0 | 0 | 0 | [15 empty] | 0 | 0 | 0 | 0 | 0 | 0 | 0 | 0 | 0 | 0 | 0 | 0 | 0 | 0 | 0 |  | 0 | 0 | 0 | 0 | 0 | 0 | 0 | 0 | 0 | 0 | 0 | 0 | 0 | 0 | 0 | 0 | 0 | 0 | 0 | 0 | 0 | 0 | 0 | 0 | 0 | 0 | 0 | 0 | 0 | 0
SDGE | Vineyard | 69 | [15 empty] | 0 | 0 | 0 | 0 | 0 | 0 | 0 | 0 | 0 | 0 | 0 | 0 | 0 | 0 | 0 | [29 empty] | 0 | 0 | 0 | 0 | 0 | 0 | 0 | 0 | 0 | 0 | 0 | 0 | 0 | 0 | 0 |  | 0 | 0 | 0 | 0 | 0 | 0 | 0 | 0 | 0 | 0 | 0 | 0 | 0 | 0 | 0 | 0 | 0 | 0 | 0 | 0 | 0 | 0 | 0 | 0 | 0 | 0 | 0 | 0 | 0 | 0 | [14 empty] | 0 | 0 | 0 | 0 | 0 | 0 | 0 | 0 | 0 | 0 | 0 | 0 | 0 | 0 | [15 empty] | 0 | 0 | 0 | 0 | 0 | 0 | 0 | 0 | 0 | 0 | 0 | 0 | 0 | 0 | 0 |  | 0 | 0 | 0 | 0 | 0 | 0 | 0 | 0 | 0 | 0 | 0 | 0 | 0 | 0 | 0 | 0 | 0 | 0 | 0 | 0 | 0 | 0 | 0 | 0 | 0 | 0 | 0 | 0 | 0 | 0
SCE Eastern | Vista (SCE) | 230 | [15 empty] | 0 | 0 | 0 | 0 | 0 | 0 | 0 | 0 | 0 | 0 | 0 | 0 | 0 | 0 | 0 | [29 empty] | 0 | 0 | 0 | 0 | 0 | 0 | 0 | 0 | 0 | 0 | 0 | 0 | 0 | 0 | 0 |  | 0 | 0 | 0 | 0 | 0 | 0 | 0 | 0 | 0 | 0 | 0 | 0 | 0 | 0 | 0 | 0 | 0 | 0 | 0 | 0 | 0 | 0 | 0 | 0 | 0 | 0 | 0 | 0 | 0 | 0 | [14 empty] | 0 | 0 | 0 | 0 | 0 | 0 | 0 | 0 | 0 | 0 | 0 | 0 | 0 | 0 | [15 empty] | 0 | 0 | 0 | 0 | 0 | 0 | 0 | 0 | 0 | 0 | 0 | 0 | 0 | 0 | 0 |  | 0 | 0 | 0 | 0 | 0 | 0 | 0 | 0 | 0 | 0 | 0 | 0 | 0 | 0 | 0 | 0 | 0 | 0 | 0 | 0 | 0 | 0 | 0 | 0 | 0 | 0 | 0 | 0 | 0 | 0
EOP | Vista (VEA) | 138 | [15 empty] | 0 | 0 | 0 | 0 | 0 | 0 | 0 | 0 | 0 | 0 | 0 | 0 | 0 | 0 | 0 | [29 empty] | 0 | 0 | 0 | 0 | 0 | 0 | 0 | 0 | 0 | 0 | 0 | 0 | 0 | 0 | 0 |  | 0 | 0 | 0 | 0 | 0 | 0 | 0 | 0 | 0 | 0 | 0 | 0 | 0 | 0 | 0 | 0 | 0 | 0 | 0 | 0 | 0 | 0 | 0 | 0 | 0 | 0 | 0 | 0 | 0 | 0 | [14 empty] | 0 | 0 | 0 | 0 | 0 | 0 | 0 | 0 | 0 | 0 | 0 | 0 | 0 | 0 | [15 empty] | 0 | 0 | 0 | 0 | 0 | 0 | 0 | 0 | 0 | 0 | 0 | 0 | 0 | 0 | 0 |  | 0 | 0 | 0 | 0 | 0 | 0 | 0 | 0 | 0 | 0 | 0 | 0 | 0 | 0 | 0 | 0 | 0 | 0 | 0 | 0 | 0 | 0 | 0 | 0 | 0 | 0 | 0 | 0 | 0 | 0
EOP | Vista (VEA) | 230 | [15 empty] | 0 | 0 | 0 | 0 | 0 | 0 | 0 | 0 | 0 | 0 | 0 | 0 | 0 | 0 | 0 | [9 empty] | 200 | [19 empty] | 0 | 0 | 0 | 0 | 0 | 0 | 0 | 0 | 0 | 0 | 200 | 0 | 0 | 0 | 0 |  | 0 | 0 | 0 | 0 | 0 | 0 | 0 | 0 | 0 | 200 | 0 | 0 | 0 | 0 | 1 | 0 | 0 | 0 | 0 | 0 | 0 | 0 | 0 | 0 | 0 | 0 | 0 | 0 | 0 | 0 | [14 empty] | 0 | 0 | 0 | 0 | 0 | 0 | 0 | 0 | 0 | 200 | 0 | 0 | 0 | 0 | [15 empty] | 0 | 0 | 0 | 0 | 0 | 0 | 0 | 0 | 0 | 0 | 200 | 0 | 0 | 0 | 0 |  | 0 | 0 | 0 | 0 | 0 | 0 | 0 | 0 | 0 | 200 | 0 | 0 | 0 | 0 | 1 | 0 | 0 | 0 | 0 | 0 | 0 | 0 | 0 | 0 | 0 | 0 | 0 | 0 | 0 | 0
PG&E FRESNO | Wahtoke | 115 | [15 empty] | 0 | 0 | 0 | 0 | 0 | 0 | 0 | 0 | 0 | 0 | 0 | 0 | 0 | 0 | 0 | 0 | 0 | 0 | 0 | 0 | 0 | 0 | 0 | 0 | 0 | 0 | 0 | 0 | 0 | [15 empty] | 0 | 0 | 0 | 0 | 0 | 0 | 0 | 0 | 0 | 0 | 0 | 0 | 0 | 0 | 0 |  | 0 | 0 | 0 | 0 | 0 | 0 | 0 | 0 | 0 | 0 | 0 | 0 | 0 | 0 | 0 | 0 | 0 | 0 | 0 | 0 | 0 | 0 | 0 | 0 | 0 | 0 | 0 | 0 | 0 | 0 | 0 | 0 | 0 | 0 | 0 | 0 | 0 | 0 | 0 | 0 | 0 | 0 | 0 | 0 | 0 | 0 | 0 | 0 | 0 | 0 | 0 | 0 | 0 | 0 | 0 | 0 | 0 | 0 | [15 empty] | 0 | 0 | 0 | 0 | 0 | 0 | 0 | 0 | 0 | 0 | 0 | 0 | 0 | 0 | 0 |  | 0 | 0 | 0 | 0 | 0 | 0 | 0 | 0 | 0 | 0 | 0 | 0 | 0 | 0 | 0 | 0 | 0 | 0 | 0 | 0 | 0 | 0 | 0 | 0 | 0 | 0 | 0 | 0 | 0 | 0
SCE Northern | Wakefield | 66 | [15 empty] | 0 | 0 | 0 | 0 | 0 | 0 | 0 | 0 | 0 | 0 | 0 | 30 | 0 | 0 | 1 | [9 empty] | 140 |  |  |  | 100 | [15 empty] | 0 | 0 | 0 | 0 | 0 | 0 | 0 | 0 | 0 | 0 | 140 | 0 | 0 | 0 | 100 |  | 0 | 0 | 0 | 0 | 0 | 0 | 0 | 0 | 0 | 140 | 0 | 30 | 0 | 100 | 1 | 0 | 0 | 0 | 0 | 0 | 0 | 0 | 0 | 0 | 0 | 0 | 0 | 0 | 0 | 0 | [14 empty] | 0 | 0 | 0 | 0 | 0 | 0 | 0 | 0 | 0 | 140 | 0 | 0 | 0 | 100 | [15 empty] | 0 | 0 | 0 | 0 | 0 | 0 | 0 | 0 | 0 | 0 | 140 | 0 | 0 | 0 | 100 |  | 0 | 0 | 0 | 0 | 0 | 0 | 0 | 0 | 0 | 140 | 0 | 30 | 0 | 100 | 1 | 0 | 0 | 0 | 0 | 0 | 0 | 0 | 0 | 0 | 0 | 0 | 0 | 0 | 0 | 0
SCE Metro | Walnut | 230 | [15 empty] | 0 | 0 | 0 | 0 | 0 | 0 | 0 | 0 | 0 | 0 | 0 | 400 | 0 | 0 | 1 | [29 empty] | 0 | 0 | 0 | 0 | 0 | 0 | 0 | 0 | 0 | 0 | 0 | 0 | 0 | 0 | 0 |  | 0 | 0 | 0 | 0 | 0 | 0 | 0 | 0 | 0 | 0 | 0 | 400 | 0 | 0 | 1 | 0 | 0 | 0 | 0 | 0 | 0 | 0 | 0 | 0 | 0 | 0 | 0 | 0 | 0 | 0 | [14 empty] | 0 | 0 | 0 | 0 | 0 | 0 | 0 | 0 | 0 | 0 | 0 | 0 | 0 | 0 | [15 empty] | 0 | 0 | 0 | 0 | 0 | 0 | 0 | 0 | 0 | 0 | 0 | 0 | 0 | 0 | 0 |  | 0 | 0 | 0 | 0 | 0 | 0 | 0 | 0 | 0 | 0 | 0 | 400 | 0 | 0 | 1 | 0 | 0 | 0 | 0 | 0 | 0 | 0 | 0 | 0 | 0 | 0 | 0 | 0 | 0 | 0
SCE Northern | Warne | 230 | [15 empty] | 0 | 0 | 0 | 0 | 0 | 0 | 0 | 0 | 0 | 0 | 0 | 0 | 0 | 0 | 0 | [29 empty] | 0 | 0 | 0 | 0 | 0 | 0 | 0 | 0 | 0 | 0 | 0 | 0 | 0 | 0 | 0 |  | 0 | 0 | 0 | 0 | 0 | 0 | 0 | 0 | 0 | 0 | 0 | 0 | 0 | 0 | 0 | 0 | 0 | 0 | 0 | 0 | 0 | 0 | 0 | 0 | 0 | 0 | 0 | 0 | 0 | 0 | [14 empty] | 0 | 0 | 0 | 0 | 0 | 0 | 0 | 0 | 0 | 0 | 0 | 0 | 0 | 0 | [15 empty] | 0 | 0 | 0 | 0 | 0 | 0 | 0 | 0 | 0 | 0 | 0 | 0 | 0 | 0 | 0 |  | 0 | 0 | 0 | 0 | 0 | 0 | 0 | 0 | 0 | 0 | 0 | 0 | 0 | 0 | 0 | 0 | 0 | 0 | 0 | 0 | 0 | 0 | 0 | 0 | 0 | 0 | 0 | 0 | 0 | 0
PG&E GBA | Warnerville | 230 | [15 empty] | 0 | 0 | 0 | 0 | 0 | 0 | 0 | 0 | 0 | 0 | 0 | 0 | 0 | 0 | 0 | 0 | 0 | 0 | 0 | 0 | 0 | 0 | 0 | 0 | 0 | 0 | 0 | 0 | 0 | [15 empty] | 0 | 0 | 0 | 0 | 0 | 0 | 0 | 0 | 0 | 0 | 0 | 0 | 0 | 0 | 0 |  | 0 | 0 | 0 | 0 | 0 | 0 | 0 | 0 | 0 | 0 | 0 | 0 | 0 | 0 | 0 | 0 | 0 | 0 | 0 | 0 | 0 | 0 | 0 | 0 | 0 | 0 | 0 | 0 | 0 | 0 | [14 empty] | 0 | 0 | 0 | 0 | 0 | 0 | 0 | 0 | 0 | 0 | 0 | 0 | 0 | 0 | [15 empty] | 0 | 0 | 0 | 0 | 0 | 0 | 0 | 0 | 0 | 0 | 0 | 0 | 0 | 0 | 0 |  | 0 | 0 | 0 | 0 | 0 | 0 | 0 | 0 | 0 | 0 | 0 | 0 | 0 | 0 | 0 | 0 | 0 | 0 | 0 | 0 | 0 | 0 | 0 | 0 | 0 | 0 | 0 | 0 | 0 | 0
PG&E FRESNO | Waukena | 115 | [15 empty] | 0 | 0 | 0 | 0 | 0 | 0 | 0 | 0 | 0 | 0 | 0 | 0 | 0 | 0 | 0 | 0 | 0 | 0 | 0 | 0 | 0 | 0 | 0 | 0 | 0 | 0 | 0 | 0 | 0 | [15 empty] | 0 | 0 | 0 | 0 | 0 | 0 | 0 | 0 | 0 | 0 | 0 | 0 | 0 | 0 | 0 |  | 0 | 0 | 0 | 0 | 0 | 0 | 0 | 0 | 0 | 0 | 0 | 0 | 0 | 0 | 0 | 0 | 0 | 0 | 0 | 0 | 0 | 0 | 0 | 0 | 0 | 0 | 0 | 0 | 0 | 0 | 0 | 0 | 0 | 0 | 0 | 0 | 0 | 0 | 0 | 0 | 0 | 0 | 0 | 0 | 0 | 0 | 0 | 0 | 0 | 0 | 0 | 0 | 0 | 0 | 0 | 0 | 0 | 0 | [15 empty] | 0 | 0 | 0 | 0 | 0 | 0 | 0 | 0 | 0 | 0 | 0 | 0 | 0 | 0 | 0 |  | 0 | 0 | 0 | 0 | 0 | 0 | 0 | 0 | 0 | 0 | 0 | 0 | 0 | 0 | 0 | 0 | 0 | 0 | 0 | 0 | 0 | 0 | 0 | 0 | 0 | 0 | 0 | 0 | 0 | 0
PG&E GBA | Weber | 230 | [15 empty] | 0 | 0 | 0 | 0 | 0 | 0 | 0 | 0 | 0 | 0 | 0 | 0 | 0 | 0 | 0 | 0 | 0 | 0 | 0 | 0 | 0 | 0 | 0 | 0 | 0 | 0 | 0 | 0 | 0 | [15 empty] | 0 | 0 | 0 | 0 | 0 | 0 | 0 | 0 | 0 | 0 | 0 | 0 | 0 | 0 | 0 |  | 0 | 0 | 0 | 0 | 0 | 0 | 0 | 0 | 0 | 0 | 0 | 0 | 0 | 0 | 0 | 0 | 0 | 0 | 0 | 0 | 0 | 0 | 0 | 0 | 0 | 0 | 0 | 0 | 0 | 0 | [14 empty] | 0 | 0 | 0 | 0 | 0 | 0 | 0 | 0 | 0 | 0 | 0 | 0 | 0 | 0 | [15 empty] | 0 | 0 | 0 | 0 | 0 | 0 | 0 | 0 | 0 | 0 | 0 | 0 | 0 | 0 | 0 |  | 0 | 0 | 0 | 0 | 0 | 0 | 0 | 0 | 0 | 0 | 0 | 0 | 0 | 0 | 0 | 0 | 0 | 0 | 0 | 0 | 0 | 0 | 0 | 0 | 0 | 0 | 0 | 0 | 0 | 0
PG&E GBA | Weber | 60 | [15 empty] | 0 | 0 | 0 | 0 | 0 | 0 | 0 | 0 | 0 | 0 | 0 | 20 | 0 | 0 | 1 | 0 | 0 | 0 | 0 | 0 | 0 | 0 | 0 | 0 | 0 | 0 | 0 | 0 | 0 | [15 empty] | 0 | 0 | 0 | 0 | 0 | 0 | 0 | 0 | 0 | 0 | 0 | 0 | 0 | 0 | 0 |  | 0 | 0 | 0 | 0 | 0 | 0 | 0 | 0 | 0 | 0 | 0 | 20 | 0 | 0 | 1 | 0 | 0 | 0 | 0 | 0 | 0 | 0 | 0 | 0 | 0 | 0 | 0 | 0 | 0 | 0 | [14 empty] | 0 | 0 | 0 | 0 | 0 | 0 | 0 | 0 | 0 | 0 | 0 | 0 | 0 | 0 | [15 empty] | 0 | 0 | 0 | 0 | 0 | 0 | 0 | 0 | 0 | 0 | 0 | 0 | 0 | 0 | 0 |  | 0 | 0 | 0 | 0 | 0 | 0 | 0 | 0 | 0 | 0 | 0 | 20 | 0 | 0 | 1 | 0 | 0 | 0 | 0 | 0 | 0 | 0 | 0 | 0 | 0 | 0 | 0 | 0 | 0 | 0
PG&E FRESNO | West Fresno | 115 | [15 empty] | 0 | 0 | 0 | 0 | 0 | 0 | 0 | 0 | 0 | 0 | 0 | 0 | 0 | 0 | 0 | 0 | 0 | 0 | 0 | 0 | 0 | 0 | 0 | 0 | 0 | 0 | 0 | 0 | 0 | [15 empty] | 0 | 0 | 0 | 0 | 0 | 0 | 0 | 0 | 0 | 0 | 0 | 0 | 0 | 0 | 0 |  | 0 | 0 | 0 | 0 | 0 | 0 | 0 | 0 | 0 | 0 | 0 | 0 | 0 | 0 | 0 | 0 | 0 | 0 | 0 | 0 | 0 | 0 | 0 | 0 | 0 | 0 | 0 | 0 | 0 | 0 | 0 | 0 | 0 | 0 | 0 | 0 | 0 | 0 | 0 | 67 | 0 | 0 | 0 | 0 | 0 | 0 | 0 | 0 | 0 | 0 | 0 | 0 | 0 | 67 | 0 | 0 | 0 | 0 | [15 empty] | 0 | 0 | 0 | 0 | 0 | 0 | 0 | 0 | 0 | 0 | 67 | 0 | 0 | 0 | 0 |  | 0 | 0 | 0 | 0 | 0 | 0 | 0 | 0 | 0 | 67 | 0 | 0 | 0 | 0 | 1 | 0 | 0 | 0 | 0 | 0 | 0 | 0 | 0 | 0 | 0 | 0 | 0 | 0 | 0 | 0
PG&E FRESNO | Westley | 230 | [15 empty] | 0 | 0 | 0 | 0 | 0 | 0 | 0 | 0 | 0 | 0 | 0 | 0 | 0 | 0 | 0 | 0 | 0 | 0 | 0 | 0 | 0 | 0 | 0 | 0 | 0 | 0 | 0 | 0 | 0 | [15 empty] | 0 | 0 | 0 | 0 | 0 | 0 | 0 | 0 | 0 | 0 | 0 | 0 | 0 | 0 | 0 |  | 0 | 0 | 0 | 0 | 0 | 0 | 0 | 0 | 0 | 0 | 0 | 0 | 0 | 0 | 0 | 0 | 0 | 0 | 0 | 0 | 0 | 0 | 0 | 0 | 0 | 0 | 0 | 0 | 0 | 0 | 0 | 0 | 0 | 0 | 0 | 0 | 0 | 0 | 0 | 155 | 0 | 0 | 0 | 0 | 0 | 0 | 0 | 0 | 0 | 0 | 0 | 0 | 0 | 155 | 0 | 0 | 0 | 0 | [15 empty] | 0 | 0 | 0 | 0 | 0 | 0 | 0 | 0 | 0 | 0 | 155 | 0 | 0 | 0 | 0 |  | 0 | 0 | 0 | 0 | 0 | 0 | 0 | 0 | 0 | 155 | 0 | 0 | 0 | 0 | 1 | 0 | 0 | 0 | 0 | 0 | 0 | 0 | 0 | 0 | 0 | 0 | 0 | 0 | 0 | 0
PG&E KERN | Westpark | 115 | [15 empty] | 0 | 0 | 0 | 0 | 0 | 0 | 0 | 0 | 0 | 0 | 0 | 0 | 0 | 0 | 0 | 0 | 0 | 0 | 0 | 0 | 0 | 0 | 0 | 0 | 0 | 0 | 0 | 0 | 0 | [15 empty] | 0 | 0 | 0 | 0 | 0 | 0 | 0 | 0 | 0 | 0 | 0 | 0 | 0 | 0 | 0 |  | 0 | 0 | 0 | 0 | 0 | 0 | 0 | 0 | 0 | 0 | 0 | 0 | 0 | 0 | 0 | 0 | 0 | 0 | 0 | 0 | 0 | 0 | 0 | 0 | 0 | 0 | 0 | 0 | 0 | 0 | [14 empty] | 0 | 0 | 0 | 0 | 0 | 0 | 0 | 0 | 0 | 0 | 0 | 0 | 0 | 0 | [15 empty] | 0 | 0 | 0 | 0 | 0 | 0 | 0 | 0 | 0 | 0 | 0 | 0 | 0 | 0 | 0 |  | 0 | 0 | 0 | 0 | 0 | 0 | 0 | 0 | 0 | 0 | 0 | 0 | 0 | 0 | 0 | 0 | 0 | 0 | 0 | 0 | 0 | 0 | 0 | 0 | 0 | 0 | 0 | 0 | 0 | 0
PG&E KERN | Wheeler Ridge | 230 | [15 empty] | 0 | 0 | 0 | 0 | 0 | 0 | 0 | 0 | 0 | 0 | 0 | 0 | 0 | 0 | 0 | 0 | 0 | 0 | 0 | 0 | 0 | 0 | 0 | 0 | 0 | 90 | 0 | 235 | 0 | [15 empty] | 0 | 0 | 0 | 0 | 0 | 0 | 0 | 0 | 0 | 0 | 0 | 90 | 0 | 235 | 0 |  | 0 | 0 | 0 | 0 | 0 | 0 | 0 | 0 | 0 | 0 | 90 | 0 | 235 | 0 | 1 | 0 | 0 | 0 | 0 | 0 | 0 | 0 | 0 | 0 | 0 | 0 | 0 | 0 | 0 | 0 | [14 empty] | 0 | 0 | 0 | 0 | 0 | 0 | 0 | 0 | 0 | 0 | 90 | 0 | 235 | 0 | [15 empty] | 0 | 0 | 0 | 0 | 0 | 0 | 0 | 0 | 0 | 0 | 0 | 90 | 0 | 235 | 0 |  | 0 | 0 | 0 | 0 | 0 | 0 | 0 | 0 | 0 | 0 | 90 | 0 | 235 | 0 | 1 | 0 | 0 | 0 | 0 | 0 | 0 | 0 | 0 | 0 | 0 | 0 | 0 | 0 | 0 | 0
PG&E KERN | Wheeler Ridge | 115 | [15 empty] | 0 | 0 | 0 | 0 | 0 | 0 | 0 | 0 | 0 | 0 | 0 | 0 | 0 | 0 | 0 | 0 | 0 | 0 | 0 | 0 | 0 | 0 | 0 | 0 | 0 | 0 | 0 | 0 | 0 | [15 empty] | 0 | 0 | 0 | 0 | 0 | 0 | 0 | 0 | 0 | 0 | 0 | 0 | 0 | 0 | 0 |  | 0 | 0 | 0 | 0 | 0 | 0 | 0 | 0 | 0 | 0 | 0 | 0 | 0 | 0 | 0 | 0 | 0 | 0 | 0 | 0 | 0 | 0 | 0 | 0 | 0 | 0 | 0 | 0 | 0 | 0 | [14 empty] | 0 | 0 | 0 | 0 | 0 | 0 | 0 | 0 | 0 | 0 | 0 | 0 | 0 | 0 | [15 empty] | 0 | 0 | 0 | 0 | 0 | 0 | 0 | 0 | 0 | 0 | 0 | 0 | 0 | 0 | 0 |  | 0 | 0 | 0 | 0 | 0 | 0 | 0 | 0 | 0 | 0 | 0 | 0 | 0 | 0 | 0 | 0 | 0 | 0 | 0 | 0 | 0 | 0 | 0 | 0 | 0 | 0 | 0 | 0 | 0 | 0
PG&E KERN | Wheeler Ridge | 70 | [15 empty] | 0 | 0 | 0 | 0 | 0 | 0 | 0 | 0 | 0 | 0 | 0 | 92 | 0 | 0 | 1 | 0 | 0 | 0 | 0 | 0 | 0 | 0 | 0 | 0 | 0 | 0 | 0 | 0 | 0 | [15 empty] | 0 | 0 | 0 | 0 | 0 | 0 | 0 | 0 | 0 | 0 | 0 | 0 | 0 | 0 | 0 |  | 0 | 0 | 0 | 0 | 0 | 0 | 0 | 0 | 0 | 0 | 0 | 92 | 0 | 0 | 1 | 0 | 0 | 0 | 0 | 0 | 0 | 0 | 0 | 0 | 0 | 0 | 0 | 0 | 0 | 0 | [14 empty] | 0 | 0 | 0 | 0 | 0 | 0 | 0 | 0 | 0 | 0 | 0 | 0 | 0 | 0 | [15 empty] | 0 | 0 | 0 | 0 | 0 | 0 | 0 | 0 | 0 | 0 | 0 | 0 | 0 | 0 | 0 |  | 0 | 0 | 0 | 0 | 0 | 0 | 0 | 0 | 0 | 0 | 0 | 92 | 0 | 0 | 1 | 0 | 0 | 0 | 0 | 0 | 0 | 0 | 0 | 0 | 0 | 0 | 0 | 0 | 0 | 0
SCE Northern | Whirlwind | 230 | [15 empty] | 0 | 0 | 0 | 0 | 0 | 0 | 0 | 0 | 0 | 44 | 188 | 550 | 523 | 0 | 1 | [9 empty] | 2041 |  |  |  | 300 | [15 empty] | 0 | 0 | 0 | 0 | 0 | 0 | 0 | 0 | 0 | 0 | 2041 | 0 | 0 | 0 | 300 |  | 0 | 0 | 0 | 0 | 0 | 0 | 0 | 0 | 0 | 2085 | 188 | 550 | 523 | 300 | 1 | 0 | 0 | 0 | 0 | 0 | 0 | 0 | 0 | 0 | 0 | 0 | 0 | 0 | 0 | 0 | [14 empty] | 0 | 0 | 0 | 0 | 0 | 0 | 0 | 0 | 0 | 2041 | 0 | 0 | 0 | 300 | [15 empty] | 0 | 0 | 0 | 0 | 0 | 0 | 0 | 0 | 0 | 0 | 2041 | 0 | 0 | 0 | 300 |  | 0 | 0 | 0 | 0 | 0 | 0 | 0 | 0 | 0 | 2085 | 188 | 550 | 523 | 300 | 1 | 0 | 0 | 0 | 0 | 0 | 0 | 0 | 0 | 0 | 0 | 0 | 0 | 0 | 0 | 0
SCE Northern | Whirlwind | 500 | [15 empty] | 0 | 0 | 0 | 0 | 0 | 0 | 0 | 0 | 0 | 0 | 0 | 0 | 0 | 0 | 0 | [9 empty] | 1432 | [19 empty] | 0 | 0 | 0 | 0 | 0 | 0 | 0 | 0 | 0 | 0 | 1432 | 0 | 0 | 0 | 0 |  | 0 | 0 | 0 | 0 | 0 | 0 | 0 | 0 | 0 | 1432 | 0 | 0 | 0 | 0 | 1 | 0 | 0 | 0 | 0 | 0 | 0 | 0 | 0 | 0 | 0 | 0 | 0 | 0 | 0 | 0 | [14 empty] | 0 | 0 | 0 | 0 | 0 | 0 | 0 | 0 | 0 | 1432 | 0 | 0 | 0 | 0 | [15 empty] | 0 | 0 | 0 | 0 | 0 | 0 | 0 | 0 | 0 | 0 | 1432 | 0 | 0 | 0 | 0 |  | 0 | 0 | 0 | 0 | 0 | 0 | 0 | 0 | 0 | 1432 | 0 | 0 | 0 | 0 | 1 | 0 | 0 | 0 | 0 | 0 | 0 | 0 | 0 | 0 | 0 | 0 | 0 | 0 | 0 | 0
PG&E GBA | Whisman | 115 | [15 empty] | 0 | 0 | 0 | 0 | 0 | 0 | 0 | 0 | 0 | 0 | 0 | 0 | 0 | 0 | 0 | 0 | 0 | 0 | 0 | 0 | 0 | 0 | 0 | 0 | 80 | 0 | 0 | 0 | 80 | [15 empty] | 0 | 0 | 0 | 0 | 0 | 0 | 0 | 0 | 0 | 0 | 80 | 0 | 0 | 0 | 80 |  | 0 | 0 | 0 | 0 | 0 | 0 | 0 | 0 | 0 | 80 | 0 | 0 | 0 | 80 | 1 | 0 | 0 | 0 | 0 | 0 | 0 | 0 | 0 | 0 | 0 | 0 | 0 | 0 | 0 | 0 | [14 empty] | 0 | 0 | 0 | 0 | 0 | 0 | 0 | 0 | 0 | 80 | 0 | 0 | 0 | 80 | [15 empty] | 0 | 0 | 0 | 0 | 0 | 0 | 0 | 0 | 0 | 0 | 80 | 0 | 0 | 0 | 80 |  | 0 | 0 | 0 | 0 | 0 | 0 | 0 | 0 | 0 | 80 | 0 | 0 | 0 | 80 | 1 | 0 | 0 | 0 | 0 | 0 | 0 | 0 | 0 | 0 | 0 | 0 | 0 | 0 | 0 | 0
SCE Eastern | Wildlife | 230 | [15 empty] | 0 | 0 | 0 | 0 | 0 | 0 | 0 | 0 | 0 | 0 | 0 | 0 | 0 | 0 | 0 | [10 empty] | 250 |  |  | 150 | [15 empty] | 0 | 0 | 0 | 0 | 0 | 0 | 0 | 0 | 0 | 0 | 0 | 250 | 0 | 0 | 150 |  | 0 | 0 | 0 | 0 | 0 | 0 | 0 | 0 | 0 | 0 | 250 | 0 | 0 | 150 | 1 | 0 | 0 | 0 | 0 | 0 | 0 | 0 | 0 | 0 | 0 | 0 | 0 | 0 | 0 | 0 | [14 empty] | 0 | 0 | 0 | 0 | 0 | 0 | 0 | 0 | 0 | 0 | 250 | 0 | 0 | 150 | [15 empty] | 0 | 0 | 0 | 0 | 0 | 0 | 0 | 0 | 0 | 0 | 0 | 250 | 0 | 0 | 150 |  | 0 | 0 | 0 | 0 | 0 | 0 | 0 | 0 | 0 | 0 | 250 | 0 | 0 | 150 | 1 | 0 | 0 | 0 | 0 | 0 | 0 | 0 | 0 | 0 | 0 | 0 | 0 | 0 | 0 | 0
PG&E FRESNO | Wilson | 115 | [15 empty] | 0 | 0 | 0 | 0 | 0 | 0 | 0 | 0 | 0 | 0 | 0 | 0 | 0 | 0 | 0 | 0 | 0 | 0 | 0 | 0 | 0 | 0 | 0 | 0 | 0 | 0 | 0 | 0 | 0 | [15 empty] | 0 | 0 | 0 | 0 | 0 | 0 | 0 | 0 | 0 | 0 | 0 | 0 | 0 | 0 | 0 |  | 0 | 0 | 0 | 0 | 0 | 0 | 0 | 0 | 0 | 0 | 0 | 0 | 0 | 0 | 0 | 0 | 0 | 0 | 0 | 0 | 0 | 0 | 0 | 0 | 0 | 0 | 0 | 0 | 0 | 0 | 0 | 0 | 0 | 0 | 0 | 0 | 0 | 0 | 0 | 0 | 0 | 0 | 0 | 0 | 0 | 0 | 0 | 0 | 0 | 0 | 0 | 0 | 0 | 0 | 0 | 0 | 0 | 0 | [15 empty] | 0 | 0 | 0 | 0 | 0 | 0 | 0 | 0 | 0 | 0 | 0 | 0 | 0 | 0 | 0 |  | 0 | 0 | 0 | 0 | 0 | 0 | 0 | 0 | 0 | 0 | 0 | 0 | 0 | 0 | 0 | 0 | 0 | 0 | 0 | 0 | 0 | 0 | 0 | 0 | 0 | 0 | 0 | 0 | 0 | 0
PG&E FRESNO | Wilson | 230 | [15 empty] | 0 | 0 | 0 | 0 | 0 | 0 | 0 | 0 | 0 | 0 | 0 | 0 | 0 | 0 | 0 | 0 | 0 | 0 | 0 | 0 | 0 | 0 | 0 | 0 | 0 | 0 | 0 | 0 | 0 | [15 empty] | 0 | 0 | 0 | 0 | 0 | 0 | 0 | 0 | 0 | 0 | 0 | 0 | 0 | 0 | 0 |  | 0 | 0 | 0 | 0 | 0 | 0 | 0 | 0 | 0 | 0 | 0 | 0 | 0 | 0 | 0 | 0 | 0 | 0 | 0 | 0 | 0 | 0 | 0 | 0 | 0 | 0 | 0 | 0 | 0 | 0 | 0 | 0 | 0 | 0 | 0 | 0 | 0 | 0 | 0 | 0 | 0 | 0 | 0 | 0 | 0 | 0 | 0 | 0 | 0 | 0 | 0 | 0 | 0 | 0 | 0 | 0 | 0 | 0 | [15 empty] | 0 | 0 | 0 | 0 | 0 | 0 | 0 | 0 | 0 | 0 | 0 | 0 | 0 | 0 | 0 |  | 0 | 0 | 0 | 0 | 0 | 0 | 0 | 0 | 0 | 0 | 0 | 0 | 0 | 0 | 0 | 0 | 0 | 0 | 0 | 0 | 0 | 0 | 0 | 0 | 0 | 0 | 0 | 0 | 0 | 0
SCE Northern | Windhub | 230 | [15 empty] | 0 | 0 | 0 | 0 | 0 | 0 | 0 | 0 | 0 | 0 | 1020 | 500 | 0 | 0 | 1 | [29 empty] | 0 | 0 | 0 | 0 | 0 | 0 | 0 | 0 | 0 | 0 | 0 | 0 | 0 | 0 | 0 |  | 0 | 0 | 0 | 0 | 0 | 0 | 0 | 0 | 0 | 0 | 1020 | 500 | 0 | 0 | 1 | 0 | 0 | 0 | 0 | 0 | 0 | 0 | 0 | 0 | 0 | 0 | 0 | 0 | 0 | 0 | [14 empty] | 0 | 0 | 0 | 0 | 0 | 0 | 0 | 0 | 0 | 0 | 0 | 0 | 0 | 0 | [15 empty] | 0 | 0 | 0 | 0 | 0 | 0 | 0 | 0 | 0 | 0 | 0 | 0 | 0 | 0 | 0 |  | 0 | 0 | 0 | 0 | 0 | 0 | 0 | 0 | 0 | 0 | 1020 | 500 | 0 | 0 | 1 | 0 | 0 | 0 | 0 | 0 | 0 | 0 | 0 | 0 | 0 | 0 | 0 | 0 | 0 | 0
SCE Northern | Windhub | 500 | [15 empty] | 0 | 0 | 0 | 0 | 0 | 0 | 0 | 0 | 0 | 153 | 0 | 15 | 0 | 0 | 1 | [13 empty] | 480 | [15 empty] | 0 | 0 | 0 | 0 | 0 | 0 | 0 | 0 | 0 | 0 | 0 | 0 | 0 | 0 | 480 |  | 0 | 0 | 0 | 0 | 0 | 0 | 0 | 0 | 0 | 153 | 0 | 15 | 0 | 480 | 1 | 0 | 0 | 0 | 0 | 0 | 0 | 0 | 0 | 0 | 0 | 0 | 0 | 0 | 0 | 0 | [14 empty] | 0 | 0 | 0 | 0 | 0 | 0 | 0 | 0 | 0 | 0 | 0 | 0 | 0 | 480 | [15 empty] | 0 | 0 | 0 | 0 | 0 | 0 | 0 | 0 | 0 | 0 | 0 | 0 | 0 | 0 | 480 |  | 0 | 0 | 0 | 0 | 0 | 0 | 0 | 0 | 0 | 153 | 0 | 15 | 0 | 480 | 1 | 0 | 0 | 0 | 0 | 0 | 0 | 0 | 0 | 0 | 0 | 0 | 0 | 0 | 0 | 0
PG&E GBA | Windmaster | 230 | [15 empty] | 0 | 0 | 0 | 0 | 0 | 0 | 0 | 0 | 0 | 0 | 0 | 0 | 0 | 0 | 0 | 0 | 0 | 0 | 0 | 0 | 0 | 0 | 0 | 0 | 0 | 0 | 0 | 0 | 0 | [15 empty] | 0 | 0 | 0 | 0 | 0 | 0 | 0 | 0 | 0 | 0 | 0 | 0 | 0 | 0 | 0 |  | 0 | 0 | 0 | 0 | 0 | 0 | 0 | 0 | 0 | 0 | 0 | 0 | 0 | 0 | 0 | 0 | 0 | 0 | 0 | 0 | 0 | 0 | 0 | 0 | 0 | 0 | 0 | 0 | 0 | 0 | [14 empty] | 0 | 0 | 0 | 0 | 0 | 0 | 0 | 0 | 0 | 0 | 0 | 0 | 0 | 0 | [15 empty] | 0 | 0 | 0 | 0 | 0 | 0 | 0 | 0 | 0 | 0 | 0 | 0 | 0 | 0 | 0 |  | 0 | 0 | 0 | 0 | 0 | 0 | 0 | 0 | 0 | 0 | 0 | 0 | 0 | 0 | 0 | 0 | 0 | 0 | 0 | 0 | 0 | 0 | 0 | 0 | 0 | 0 | 0 | 0 | 0 | 0
PG&E NGBA | Windsor | 60 | [15 empty] | 0 | 0 | 0 | 0 | 0 | 0 | 0 | 0 | 0 | 0 | 0 | 0 | 0 | 0 | 0 | 0 | 0 | 0 | 0 | 0 | 0 | 0 | 0 | 0 | 0 | 0 | 0 | 0 | 0 | [15 empty] | 0 | 0 | 0 | 0 | 0 | 0 | 0 | 0 | 0 | 0 | 0 | 0 | 0 | 0 | 0 |  | 0 | 0 | 0 | 0 | 0 | 0 | 0 | 0 | 0 | 0 | 0 | 0 | 0 | 0 | 0 | 0 | 0 | 0 | 0 | 0 | 0 | 0 | 0 | 0 | 0 | 0 | 0 | 0 | 0 | 0 | [14 empty] | 0 | 0 | 0 | 0 | 0 | 0 | 0 | 0 | 0 | 0 | 0 | 0 | 0 | 0 | [15 empty] | 0 | 0 | 0 | 0 | 0 | 0 | 0 | 0 | 0 | 0 | 0 | 0 | 0 | 0 | 0 |  | 0 | 0 | 0 | 0 | 0 | 0 | 0 | 0 | 0 | 0 | 0 | 0 | 0 | 0 | 0 | 0 | 0 | 0 | 0 | 0 | 0 | 0 | 0 | 0 | 0 | 0 | 0 | 0 | 0 | 0
PG&E NGBA | Woodland | 115 | [15 empty] | 0 | 0 | 0 | 0 | 0 | 0 | 0 | 0 | 0 | 0 | 12 | 0 | 0 | 0 | 1 | 0 | 0 | 0 | 0 | 0 | 0 | 0 | 0 | 0 | 0 | 0 | 0 | 0 | 0 | [15 empty] | 0 | 0 | 0 | 0 | 0 | 0 | 0 | 0 | 0 | 0 | 0 | 0 | 0 | 0 | 0 |  | 0 | 0 | 0 | 0 | 0 | 0 | 0 | 0 | 0 | 0 | 12 | 0 | 0 | 0 | 1 | 0 | 0 | 0 | 0 | 0 | 0 | 0 | 0 | 0 | 0 | 0 | 0 | 0 | 0 | 0 | [14 empty] | 0 | 0 | 0 | 0 | 0 | 0 | 0 | 0 | 0 | 0 | 0 | 0 | 0 | 0 | [15 empty] | 0 | 0 | 0 | 0 | 0 | 0 | 0 | 0 | 0 | 0 | 0 | 0 | 0 | 0 | 0 |  | 0 | 0 | 0 | 0 | 0 | 0 | 0 | 0 | 0 | 0 | 12 | 0 | 0 | 0 | 1 | 0 | 0 | 0 | 0 | 0 | 0 | 0 | 0 | 0 | 0 | 0 | 0 | 0 | 0 | 0
PG&E FRESNO | Woodward | 115 | [15 empty] | 0 | 0 | 0 | 0 | 0 | 0 | 0 | 0 | 0 | 0 | 0 | 0 | 0 | 0 | 0 | 0 | 0 | 0 | 0 | 0 | 0 | 0 | 0 | 0 | 0 | 0 | 0 | 0 | 0 | [15 empty] | 0 | 0 | 0 | 0 | 0 | 0 | 0 | 0 | 0 | 0 | 0 | 0 | 0 | 0 | 0 |  | 0 | 0 | 0 | 0 | 0 | 0 | 0 | 0 | 0 | 0 | 0 | 0 | 0 | 0 | 0 | 0 | 0 | 0 | 0 | 0 | 0 | 0 | 0 | 0 | 0 | 0 | 0 | 0 | 0 | 0 | 0 | 0 | 0 | 0 | 0 | 0 | 0 | 0 | 0 | 0 | 0 | 0 | 0 | 0 | 0 | 0 | 0 | 0 | 0 | 0 | 0 | 0 | 0 | 0 | 0 | 0 | 0 | 0 | [15 empty] | 0 | 0 | 0 | 0 | 0 | 0 | 0 | 0 | 0 | 0 | 0 | 0 | 0 | 0 | 0 |  | 0 | 0 | 0 | 0 | 0 | 0 | 0 | 0 | 0 | 0 | 0 | 0 | 0 | 0 | 0 | 0 | 0 | 0 | 0 | 0 | 0 | 0 | 0 | 0 | 0 | 0 | 0 | 0 | 0 | 0
PG&E NGBA | Wyandotte | 115 | [15 empty] | 0 | 0 | 0 | 0 | 0 | 0 | 0 | 0 | 0 | 0 | 0 | 0 | 0 | 0 | 0 | 0 | 0 | 0 | 0 | 0 | 0 | 0 | 0 | 0 | 0 | 0 | 0 | 0 | 0 | [15 empty] | 0 | 0 | 0 | 0 | 0 | 0 | 0 | 0 | 0 | 0 | 0 | 0 | 0 | 0 | 0 |  | 0 | 0 | 0 | 0 | 0 | 0 | 0 | 0 | 0 | 0 | 0 | 0 | 0 | 0 | 0 | 0 | 0 | 0 | 0 | 0 | 0 | 0 | 0 | 0 | 0 | 0 | 0 | 0 | 0 | 0 | [14 empty] | 0 | 0 | 0 | 0 | 0 | 0 | 0 | 0 | 0 | 0 | 0 | 0 | 0 | 0 | [15 empty] | 0 | 0 | 0 | 0 | 0 | 0 | 0 | 0 | 0 | 0 | 0 | 0 | 0 | 0 | 0 |  | 0 | 0 | 0 | 0 | 0 | 0 | 0 | 0 | 0 | 0 | 0 | 0 | 0 | 0 | 0 | 0 | 0 | 0 | 0 | 0 | 0 | 0 | 0 | 0 | 0 | 0 | 0 | 0 | 0 | 0

## RESOLVE System Build
System Build
| Build & Capacity by Resource Type | [28 empty] | IOU Zone | PGE | [26 empty] | IOU Zone | SCE | [26 empty] | IOU Zone | SDGE | [26 empty] | IOU Zone | SDGE + SCE
|  | CAISO Planned & RESOLVE-Selected Capacity (GW) | [28 empty] | PGE Planned & RESOLVE-Selected Capacity (GW) | [27 empty] | SCE Planned & RESOLVE-Selected Capacity (GW) | [27 empty] | SDGE Planned & RESOLVE-Selected Capacity (GW) | [27 empty] | SDGE + SCE Planned & RESOLVE-Selected Capacity (GW)
|  | Resource Type | 2020-01-01 | 2021-01-01 | 2022-01-01 | 2023-01-01 | 2024-01-01 | 2025-01-01 | 2026-01-01 | 2027-01-01 | 2028-01-01 | 2029-01-01 | 2030-01-01 | 2031-01-01 | 2032-01-01 | 2033-01-01 | 2034-01-01 | 2035-01-01 | 2036-01-01 | 2037-01-01 | 2038-01-01 | 2039-01-01 | 2040-01-01 | 2041-01-01 | 2042-01-01 | 2043-01-01 | 2044-01-01 | 2045-01-01 |  |  | Resource Type | 2020-01-01 | 2021-01-01 | 2022-01-01 | 2023-01-01 | 2024-01-01 | 2025-01-01 | 2026-01-01 | 2027-01-01 | 2028-01-01 | 2029-01-01 | 2030-01-01 | 2031-01-01 | 2032-01-01 | 2033-01-01 | 2034-01-01 | 2035-01-01 | 2036-01-01 | 2037-01-01 | 2038-01-01 | 2039-01-01 | 2040-01-01 | 2041-01-01 | 2042-01-01 | 2043-01-01 | 2044-01-01 | 2045-01-01 |  | Resource Type | 2020-01-01 | 2021-01-01 | 2022-01-01 | 2023-01-01 | 2024-01-01 | 2025-01-01 | 2026-01-01 | 2027-01-01 | 2028-01-01 | 2029-01-01 | 2030-01-01 | 2031-01-01 | 2032-01-01 | 2033-01-01 | 2034-01-01 | 2035-01-01 | 2036-01-01 | 2037-01-01 | 2038-01-01 | 2039-01-01 | 2040-01-01 | 2041-01-01 | 2042-01-01 | 2043-01-01 | 2044-01-01 | 2045-01-01 |  | Resource Type | 2020-01-01 | 2021-01-01 | 2022-01-01 | 2023-01-01 | 2024-01-01 | 2025-01-01 | 2026-01-01 | 2027-01-01 | 2028-01-01 | 2029-01-01 | 2030-01-01 | 2031-01-01 | 2032-01-01 | 2033-01-01 | 2034-01-01 | 2035-01-01 | 2036-01-01 | 2037-01-01 | 2038-01-01 | 2039-01-01 | 2040-01-01 | 2041-01-01 | 2042-01-01 | 2043-01-01 | 2044-01-01 | 2045-01-01 |  | Resource Type | 2020-01-01 | 2021-01-01 | 2022-01-01 | 2023-01-01 | 2024-01-01 | 2025-01-01 | 2026-01-01 | 2027-01-01 | 2028-01-01 | 2029-01-01 | 2030-01-01 | 2031-01-01 | 2032-01-01 | 2033-01-01 | 2034-01-01 | 2035-01-01 | 2036-01-01 | 2037-01-01 | 2038-01-01 | 2039-01-01 | 2040-01-01 | 2041-01-01 | 2042-01-01 | 2043-01-01 | 2044-01-01 | 2045-01-01
|  | Coal | 0 | 0 | 0 | 0 | 0 | 0 | 0 | 0 | 0 | 0 | 0 | 0 | 0 | 0 | 0 | 0 | 0 | 0 | 0 | 0 | 0 | 0 | 0 | 0 | 0 | 0 |  |  | Coal | 0 | 0 | 0 | 0 | 0 | 0 | 0 | 0 | 0 | 0 | 0 | 0 | 0 | 0 | 0 | 0 | 0 | 0 | 0 | 0 | 0 | 0 | 0 | 0 | 0 | 0 |  | Coal | 0 | 0 | 0 | 0 | 0 | 0 | 0 | 0 | 0 | 0 | 0 | 0 | 0 | 0 | 0 | 0 | 0 | 0 | 0 | 0 | 0 | 0 | 0 | 0 | 0 | 0 |  | Coal | 0 | 0 | 0 | 0 | 0 | 0 | 0 | 0 | 0 | 0 | 0 | 0 | 0 | 0 | 0 | 0 | 0 | 0 | 0 | 0 | 0 | 0 | 0 | 0 | 0 | 0 |  | Coal | 0 | 0 | 0 | 0 | 0 | 0 | 0 | 0 | 0 | 0 | 0 | 0 | 0 | 0 | 0 | 0 | 0 | 0 | 0 | 0 | 0 | 0 | 0 | 0 | 0 | 0
|  | Natural Gas | 0 | 0 | 0 | 0 | 0 | 0 | 0 | 0 | 0 | 0 | 0 | 0 | 0 | 0 | 0 | 0 | 0 | 0 | 0 | 0 | 0 | 0 | 0 | 0 | 0 | 0 |  |  | Natural Gas | 0 | 0 | 0 | 0 | 0 | 0 | 0 | 0 | 0 | 0 | 0 | 0 | 0 | 0 | 0 | 0 | 0 | 0 | 0 | 0 | 0 | 0 | 0 | 0 | 0 | 0 |  | Natural Gas | 0 | 0 | 0 | 0 | 0 | 0 | 0 | 0 | 0 | 0 | 0 | 0 | 0 | 0 | 0 | 0 | 0 | 0 | 0 | 0 | 0 | 0 | 0 | 0 | 0 | 0 |  | Natural Gas | 0 | 0 | 0 | 0 | 0 | 0 | 0 | 0 | 0 | 0 | 0 | 0 | 0 | 0 | 0 | 0 | 0 | 0 | 0 | 0 | 0 | 0 | 0 | 0 | 0 | 0 |  | Natural Gas | 0 | 0 | 0 | 0 | 0 | 0 | 0 | 0 | 0 | 0 | 0 | 0 | 0 | 0 | 0 | 0 | 0 | 0 | 0 | 0 | 0 | 0 | 0 | 0 | 0 | 0
|  | Natural Gas + CCS | 0 | 0 | 0 | 0 | 0 | 0 | 0 | 0 | 0 | 0 | 0 | 0 | 0 | 0 | 0 | 0 | 0 | 0 | 0 | 0 | 0 | 0 | 0 | 0 | 0 | 0 |  |  | Natural Gas + CCS | 0 | 0 | 0 | 0 | 0 | 0 | 0 | 0 | 0 | 0 | 0 | 0 | 0 | 0 | 0 | 0 | 0 | 0 | 0 | 0 | 0 | 0 | 0 | 0 | 0 | 0 |  | Natural Gas + CCS | 0 | 0 | 0 | 0 | 0 | 0 | 0 | 0 | 0 | 0 | 0 | 0 | 0 | 0 | 0 | 0 | 0 | 0 | 0 | 0 | 0 | 0 | 0 | 0 | 0 | 0 |  | Natural Gas + CCS | 0 | 0 | 0 | 0 | 0 | 0 | 0 | 0 | 0 | 0 | 0 | 0 | 0 | 0 | 0 | 0 | 0 | 0 | 0 | 0 | 0 | 0 | 0 | 0 | 0 | 0 |  | Natural Gas + CCS | 0 | 0 | 0 | 0 | 0 | 0 | 0 | 0 | 0 | 0 | 0 | 0 | 0 | 0 | 0 | 0 | 0 | 0 | 0 | 0 | 0 | 0 | 0 | 0 | 0 | 0
|  | CHP | 0 | 0 | 0 | 0 | 0 | 0 | 0 | 0 | 0 | 0 | 0 | 0 | 0 | 0 | 0 | 0 | 0 | 0 | 0 | 0 | 0 | 0 | 0 | 0 | 0 | 0 |  |  | CHP | 0 | 0 | 0 | 0 | 0 | 0 | 0 | 0 | 0 | 0 | 0 | 0 | 0 | 0 | 0 | 0 | 0 | 0 | 0 | 0 | 0 | 0 | 0 | 0 | 0 | 0 |  | CHP | 0 | 0 | 0 | 0 | 0 | 0 | 0 | 0 | 0 | 0 | 0 | 0 | 0 | 0 | 0 | 0 | 0 | 0 | 0 | 0 | 0 | 0 | 0 | 0 | 0 | 0 |  | CHP | 0 | 0 | 0 | 0 | 0 | 0 | 0 | 0 | 0 | 0 | 0 | 0 | 0 | 0 | 0 | 0 | 0 | 0 | 0 | 0 | 0 | 0 | 0 | 0 | 0 | 0 |  | CHP | 0 | 0 | 0 | 0 | 0 | 0 | 0 | 0 | 0 | 0 | 0 | 0 | 0 | 0 | 0 | 0 | 0 | 0 | 0 | 0 | 0 | 0 | 0 | 0 | 0 | 0
|  | Hydrogen | 0 | 0 | 0 | 0 | 0 | 0 | 0 | 0 | 0 | 0 | 0 | 0 | 0 | 0 | 0 | 0 | 0 | 0 | 0 | 0 | 0 | 0 | 0 | 0 | 0 | 0 |  |  | Hydrogen | 0 | 0 | 0 | 0 | 0 | 0 | 0 | 0 | 0 | 0 | 0 | 0 | 0 | 0 | 0 | 0 | 0 | 0 | 0 | 0 | 0 | 0 | 0 | 0 | 0 | 0 |  | Hydrogen | 0 | 0 | 0 | 0 | 0 | 0 | 0 | 0 | 0 | 0 | 0 | 0 | 0 | 0 | 0 | 0 | 0 | 0 | 0 | 0 | 0 | 0 | 0 | 0 | 0 | 0 |  | Hydrogen | 0 | 0 | 0 | 0 | 0 | 0 | 0 | 0 | 0 | 0 | 0 | 0 | 0 | 0 | 0 | 0 | 0 | 0 | 0 | 0 | 0 | 0 | 0 | 0 | 0 | 0 |  | Hydrogen | 0 | 0 | 0 | 0 | 0 | 0 | 0 | 0 | 0 | 0 | 0 | 0 | 0 | 0 | 0 | 0 | 0 | 0 | 0 | 0 | 0 | 0 | 0 | 0 | 0 | 0
|  | Nuclear | 0 | 0 | 0 | 0 | 0 | 0 | 0 | 0 | 0 | 0 | 0 | 0 | 0 | 0 | 0 | 0 | 0 | 0 | 0 | 0 | 0 | 0 | 0 | 0 | 0 | 0 |  |  | Nuclear | 0 | 0 | 0 | 0 | 0 | 0 | 0 | 0 | 0 | 0 | 0 | 0 | 0 | 0 | 0 | 0 | 0 | 0 | 0 | 0 | 0 | 0 | 0 | 0 | 0 | 0 |  | Nuclear | 0 | 0 | 0 | 0 | 0 | 0 | 0 | 0 | 0 | 0 | 0 | 0 | 0 | 0 | 0 | 0 | 0 | 0 | 0 | 0 | 0 | 0 | 0 | 0 | 0 | 0 |  | Nuclear | 0 | 0 | 0 | 0 | 0 | 0 | 0 | 0 | 0 | 0 | 0 | 0 | 0 | 0 | 0 | 0 | 0 | 0 | 0 | 0 | 0 | 0 | 0 | 0 | 0 | 0 |  | Nuclear | 0 | 0 | 0 | 0 | 0 | 0 | 0 | 0 | 0 | 0 | 0 | 0 | 0 | 0 | 0 | 0 | 0 | 0 | 0 | 0 | 0 | 0 | 0 | 0 | 0 | 0
|  | Nuclear (SMR) | 0 | 0 | 0 | 0 | 0 | 0 | 0 | 0 | 0 | 0 | 0 | 0 | 0 | 0 | 0 | 0 | 0 | 0 | 0 | 0 | 0 | 0 | 0 | 0 | 0 | 0 |  |  | Nuclear (SMR) | 0 | 0 | 0 | 0 | 0 | 0 | 0 | 0 | 0 | 0 | 0 | 0 | 0 | 0 | 0 | 0 | 0 | 0 | 0 | 0 | 0 | 0 | 0 | 0 | 0 | 0 |  | Nuclear (SMR) | 0 | 0 | 0 | 0 | 0 | 0 | 0 | 0 | 0 | 0 | 0 | 0 | 0 | 0 | 0 | 0 | 0 | 0 | 0 | 0 | 0 | 0 | 0 | 0 | 0 | 0 |  | Nuclear (SMR) | 0 | 0 | 0 | 0 | 0 | 0 | 0 | 0 | 0 | 0 | 0 | 0 | 0 | 0 | 0 | 0 | 0 | 0 | 0 | 0 | 0 | 0 | 0 | 0 | 0 | 0 |  | Nuclear (SMR) | 0 | 0 | 0 | 0 | 0 | 0 | 0 | 0 | 0 | 0 | 0 | 0 | 0 | 0 | 0 | 0 | 0 | 0 | 0 | 0 | 0 | 0 | 0 | 0 | 0 | 0
|  | Geothermal | 0 | 0 | 0 | 0 | 0 | 0 | 0.11634 | 0 | 0.34838 | 0 | 0 | 1.2 | 0 | 0 | 0 | 0 | 3.4005 | 0 | 0 | 0 | 0 | 3.4005 | 0 | 0 | 0 | 3.4005 |  |  | Geothermal | 0 | 0 | 0 | 0 | 0 | 0 | 0.066875 | 0 | 0.067675 | 0 | 0 | 0.91929 | 0 | 0 | 0 | 0 | 1.654 | 0 | 0 | 0 | 0 | 1.654 | 0 | 0 | 0 | 1.654 |  | Geothermal | 0 | 0 | 0 | 0 | 0 | 0 | 0.049463 | 0 | 0.19771 | 0 | 0 | 0.19771 | 0 | 0 | 0 | 0 | 1.2179 | 0 | 0 | 0 | 0 | 1.2179 | 0 | 0 | 0 | 1.2179 |  | Geothermal | 0 | 0 | 0 | 0 | 0 | 0 | 0 | 0 | 0.083 | 0 | 0 | 0.083 | 0 | 0 | 0 | 0 | 0.5286 | 0 | 0 | 0 | 0 | 0.5286 | 0 | 0 | 0 | 0.5286 |  | Geothermal | 0 | 0 | 0 | 0 | 0 | 0 | 0.049463 | 0 | 0.28071 | 0 | 0 | 0.28071 | 0 | 0 | 0 | 0 | 1.7465 | 0 | 0 | 0 | 0 | 1.7465 | 0 | 0 | 0 | 1.7465
|  | Geothermal (Enhanced) | 0 | 0 | 0 | 0 | 0 | 0 | 0 | 0 | 0 | 0 | 0 | 0 | 0 | 0 | 0 | 0 | 1.705 | 0 | 0 | 0 | 0 | 1.705 | 0 | 0 | 0 | 1.705 |  |  | Geothermal (Enhanced) | 0 | 0 | 0 | 0 | 0 | 0 | 0 | 0 | 0 | 0 | 0 | 0 | 0 | 0 | 0 | 0 | 1.705 | 0 | 0 | 0 | 0 | 1.705 | 0 | 0 | 0 | 1.705 |  | Geothermal (Enhanced) | 0 | 0 | 0 | 0 | 0 | 0 | 0 | 0 | 0 | 0 | 0 | 0 | 0 | 0 | 0 | 0 | 0 | 0 | 0 | 0 | 0 | 0 | 0 | 0 | 0 | 0 |  | Geothermal (Enhanced) | 0 | 0 | 0 | 0 | 0 | 0 | 0 | 0 | 0 | 0 | 0 | 0 | 0 | 0 | 0 | 0 | 0 | 0 | 0 | 0 | 0 | 0 | 0 | 0 | 0 | 0 |  | Geothermal (Enhanced) | 0 | 0 | 0 | 0 | 0 | 0 | 0 | 0 | 0 | 0 | 0 | 0 | 0 | 0 | 0 | 0 | 0 | 0 | 0 | 0 | 0 | 0 | 0 | 0 | 0 | 0
|  | Biomass | 0 | 0 | 0 | 0 | 0 | 0 | 0 | 0 | 0 | 0 | 0 | 0 | 0 | 0 | 0 | 0 | 0 | 0 | 0 | 0 | 0 | 0 | 0 | 0 | 0 | 0 |  |  | Biomass | 0 | 0 | 0 | 0 | 0 | 0 | 0 | 0 | 0 | 0 | 0 | 0 | 0 | 0 | 0 | 0 | 0 | 0 | 0 | 0 | 0 | 0 | 0 | 0 | 0 | 0 |  | Biomass | 0 | 0 | 0 | 0 | 0 | 0 | 0 | 0 | 0 | 0 | 0 | 0 | 0 | 0 | 0 | 0 | 0 | 0 | 0 | 0 | 0 | 0 | 0 | 0 | 0 | 0 |  | Biomass | 0 | 0 | 0 | 0 | 0 | 0 | 0 | 0 | 0 | 0 | 0 | 0 | 0 | 0 | 0 | 0 | 0 | 0 | 0 | 0 | 0 | 0 | 0 | 0 | 0 | 0 |  | Biomass | 0 | 0 | 0 | 0 | 0 | 0 | 0 | 0 | 0 | 0 | 0 | 0 | 0 | 0 | 0 | 0 | 0 | 0 | 0 | 0 | 0 | 0 | 0 | 0 | 0 | 0
|  | Biogas | 0 | 0 | 0 | 0 | 0 | 0 | 0 | 0 | 0 | 0 | 0 | 0 | 0 | 0 | 0 | 0 | 0 | 0 | 0 | 0 | 0 | 0 | 0 | 0 | 0 | 0 |  |  | Biogas | 0 | 0 | 0 | 0 | 0 | 0 | 0 | 0 | 0 | 0 | 0 | 0 | 0 | 0 | 0 | 0 | 0 | 0 | 0 | 0 | 0 | 0 | 0 | 0 | 0 | 0 |  | Biogas | 0 | 0 | 0 | 0 | 0 | 0 | 0 | 0 | 0 | 0 | 0 | 0 | 0 | 0 | 0 | 0 | 0 | 0 | 0 | 0 | 0 | 0 | 0 | 0 | 0 | 0 |  | Biogas | 0 | 0 | 0 | 0 | 0 | 0 | 0 | 0 | 0 | 0 | 0 | 0 | 0 | 0 | 0 | 0 | 0 | 0 | 0 | 0 | 0 | 0 | 0 | 0 | 0 | 0 |  | Biogas | 0 | 0 | 0 | 0 | 0 | 0 | 0 | 0 | 0 | 0 | 0 | 0 | 0 | 0 | 0 | 0 | 0 | 0 | 0 | 0 | 0 | 0 | 0 | 0 | 0 | 0
|  | Hydro | 0 | 0 | 0 | 0 | 0 | 0 | 0 | 0 | 0 | 0 | 0 | 0 | 0 | 0 | 0 | 0 | 0 | 0 | 0 | 0 | 0 | 0 | 0 | 0 | 0 | 0 |  |  | Hydro | 0 | 0 | 0 | 0 | 0 | 0 | 0 | 0 | 0 | 0 | 0 | 0 | 0 | 0 | 0 | 0 | 0 | 0 | 0 | 0 | 0 | 0 | 0 | 0 | 0 | 0 |  | Hydro | 0 | 0 | 0 | 0 | 0 | 0 | 0 | 0 | 0 | 0 | 0 | 0 | 0 | 0 | 0 | 0 | 0 | 0 | 0 | 0 | 0 | 0 | 0 | 0 | 0 | 0 |  | Hydro | 0 | 0 | 0 | 0 | 0 | 0 | 0 | 0 | 0 | 0 | 0 | 0 | 0 | 0 | 0 | 0 | 0 | 0 | 0 | 0 | 0 | 0 | 0 | 0 | 0 | 0 |  | Hydro | 0 | 0 | 0 | 0 | 0 | 0 | 0 | 0 | 0 | 0 | 0 | 0 | 0 | 0 | 0 | 0 | 0 | 0 | 0 | 0 | 0 | 0 | 0 | 0 | 0 | 0
|  | In-State Wind | 0 | 0 | 0 | 0 | 0 | 0 | 0.25 | 0 | 0.75 | 0 | 0 | 2.0198 | 0 | 0 | 0 | 0 | 2.5758 | 0 | 0 | 0 | 0 | 4.7556 | 0 | 0 | 0 | 7.7009 |  |  | In-State Wind | 0 | 0 | 0 | 0 | 0 | 0 | 0.072 | 0 | 0.072 | 0 | 0 | 0.45283 | 0 | 0 | 0 | 0 | 1.0088 | 0 | 0 | 0 | 0 | 1.8876 | 0 | 0 | 0 | 2.7261 |  | In-State Wind | 0 | 0 | 0 | 0 | 0 | 0 | 0 | 0 | 0.25472 | 0 | 0 | 0.57615 | 0 | 0 | 0 | 0 | 0.57615 | 0 | 0 | 0 | 0 | 0.57615 | 0 | 0 | 0 | 2.3506 |  | In-State Wind | 0 | 0 | 0 | 0 | 0 | 0 | 0.178 | 0 | 0.42328 | 0 | 0 | 0.99085 | 0 | 0 | 0 | 0 | 0.99085 | 0 | 0 | 0 | 0 | 2.2919 | 0 | 0 | 0 | 2.6241 |  | In-State Wind | 0 | 0 | 0 | 0 | 0 | 0 | 0.178 | 0 | 0.678 | 0 | 0 | 1.567 | 0 | 0 | 0 | 0 | 1.567 | 0 | 0 | 0 | 0 | 2.868 | 0 | 0 | 0 | 4.9748
|  | Out-of-State Wind | 0 | 0 | 0 | 0 | 0 | 0 | 1.436 | 0 | 2.936 | 0 | 0 | 5.536 | 0 | 0 | 0 | 0 | 7.036 | 0 | 0 | 0 | 0 | 17.036 | 0 | 0 | 0 | 19.036 |  |  | Out-of-State Wind | 0 | 0 | 0 | 0 | 0 | 0 | 0 | 0 | 0 | 0 | 0 | 0 | 0 | 0 | 0 | 0 | 0 | 0 | 0 | 0 | 0 | 4 | 0 | 0 | 0 | 4 |  | Out-of-State Wind | 0 | 0 | 0 | 0 | 0 | 0 | 1.436 | 0 | 2.936 | 0 | 0 | 5.536 | 0 | 0 | 0 | 0 | 7.036 | 0 | 0 | 0 | 0 | 13.036 | 0 | 0 | 0 | 15.036 |  | Out-of-State Wind | 0 | 0 | 0 | 0 | 0 | 0 | 0 | 0 | 0 | 0 | 0 | 0 | 0 | 0 | 0 | 0 | 0 | 0 | 0 | 0 | 0 | 0 | 0 | 0 | 0 | 0 |  | Out-of-State Wind | 0 | 0 | 0 | 0 | 0 | 0 | 1.436 | 0 | 2.936 | 0 | 0 | 5.536 | 0 | 0 | 0 | 0 | 7.036 | 0 | 0 | 0 | 0 | 13.036 | 0 | 0 | 0 | 15.036
|  | Offshore Wind | 0 | 0 | 0 | 0 | 0 | 0 | 0 | 0 | 0 | 0 | 0 | 0 | 0 | 0 | 0 | 0 | 2.924 | 0 | 0 | 0 | 0 | 4.531 | 0 | 0 | 0 | 4.531 |  |  | Offshore Wind | 0 | 0 | 0 | 0 | 0 | 0 | 0 | 0 | 0 | 0 | 0 | 0 | 0 | 0 | 0 | 0 | 2.924 | 0 | 0 | 0 | 0 | 4.531 | 0 | 0 | 0 | 4.531 |  | Offshore Wind | 0 | 0 | 0 | 0 | 0 | 0 | 0 | 0 | 0 | 0 | 0 | 0 | 0 | 0 | 0 | 0 | 0 | 0 | 0 | 0 | 0 | 0 | 0 | 0 | 0 | 0 |  | Offshore Wind | 0 | 0 | 0 | 0 | 0 | 0 | 0 | 0 | 0 | 0 | 0 | 0 | 0 | 0 | 0 | 0 | 0 | 0 | 0 | 0 | 0 | 0 | 0 | 0 | 0 | 0 |  | Offshore Wind | 0 | 0 | 0 | 0 | 0 | 0 | 0 | 0 | 0 | 0 | 0 | 0 | 0 | 0 | 0 | 0 | 0 | 0 | 0 | 0 | 0 | 0 | 0 | 0 | 0 | 0
|  | Solar | 0 | 0 | 0 | 0 | 0 | 0 | 3.9981 | 0 | 15 | 0 | 0 | 35.9145 | 0 | 0 | 0 | 0 | 47.461 | 0 | 0 | 0 | 0 | 53.7372 | 0 | 0 | 0 | 68.4707 |  |  | Solar | 0 | 0 | 0 | 0 | 0 | 0 | 0.46 | 0 | 4.822 | 0 | 0 | 14.8485 | 0 | 0 | 0 | 0 | 16.0498 | 0 | 0 | 0 | 0 | 18.946 | 0 | 0 | 0 | 21.3686 |  | Solar | 0 | 0 | 0 | 0 | 0 | 0 | 3.3631 | 0 | 9.903 | 0 | 0 | 17.2431 | 0 | 0 | 0 | 0 | 17.2431 | 0 | 0 | 0 | 0 | 20.3942 | 0 | 0 | 0 | 32.456 |  | Solar | 0 | 0 | 0 | 0 | 0 | 0 | 0.175 | 0 | 0.275 | 0 | 0 | 3.8229 | 0 | 0 | 0 | 0 | 14.1681 | 0 | 0 | 0 | 0 | 14.397 | 0 | 0 | 0 | 14.6461 |  | Solar | 0 | 0 | 0 | 0 | 0 | 0 | 3.5381 | 0 | 10.178 | 0 | 0 | 21.066 | 0 | 0 | 0 | 0 | 31.4113 | 0 | 0 | 0 | 0 | 34.7912 | 0 | 0 | 0 | 47.1021
|  | Customer Solar | 0 | 0 | 0 | 0 | 0 | 0 | 0 | 0 | 0 | 0 | 0 | 0 | 0 | 0 | 0 | 0 | 0 | 0 | 0 | 0 | 0 | 0 | 0 | 0 | 0 | 0 |  |  | Customer Solar | 0 | 0 | 0 | 0 | 0 | 0 | 0 | 0 | 0 | 0 | 0 | 0 | 0 | 0 | 0 | 0 | 0 | 0 | 0 | 0 | 0 | 0 | 0 | 0 | 0 | 0 |  | Customer Solar | 0 | 0 | 0 | 0 | 0 | 0 | 0 | 0 | 0 | 0 | 0 | 0 | 0 | 0 | 0 | 0 | 0 | 0 | 0 | 0 | 0 | 0 | 0 | 0 | 0 | 0 |  | Customer Solar | 0 | 0 | 0 | 0 | 0 | 0 | 0 | 0 | 0 | 0 | 0 | 0 | 0 | 0 | 0 | 0 | 0 | 0 | 0 | 0 | 0 | 0 | 0 | 0 | 0 | 0 |  | Customer Solar | 0 | 0 | 0 | 0 | 0 | 0 | 0 | 0 | 0 | 0 | 0 | 0 | 0 | 0 | 0 | 0 | 0 | 0 | 0 | 0 | 0 | 0 | 0 | 0 | 0 | 0
|  | Li-ion Battery (4-hr) | 0 | 0 | 0 | 0 | 0 | 0 | 3.9081 | 0 | 6.7116 | 0 | 0 | 6.8216 | 0 | 0 | 0 | 0 | 6.8216 | 0 | 0 | 0 | 0 | 6.8216 | 0 | 0 | 0 | 6.8216 |  |  | Li-ion Battery (4-hr) | 0 | 0 | 0 | 0 | 0 | 0 | 0.85225 | 0 | 1.4108 | 0 | 0 | 1.5208 | 0 | 0 | 0 | 0 | 1.5208 | 0 | 0 | 0 | 0 | 1.5208 | 0 | 0 | 0 | 1.5208 |  | Li-ion Battery (4-hr) | 0 | 0 | 0 | 0 | 0 | 0 | 2.3964 | 0 | 4.5414 | 0 | 0 | 4.5414 | 0 | 0 | 0 | 0 | 4.5414 | 0 | 0 | 0 | 0 | 4.5414 | 0 | 0 | 0 | 4.5414 |  | Li-ion Battery (4-hr) | 0 | 0 | 0 | 0 | 0 | 0 | 0.6595 | 0 | 0.7595 | 0 | 0 | 0.7595 | 0 | 0 | 0 | 0 | 0.7595 | 0 | 0 | 0 | 0 | 0.7595 | 0 | 0 | 0 | 0.7595 |  | Li-ion Battery (4-hr) | 0 | 0 | 0 | 0 | 0 | 0 | 3.0559 | 0 | 5.3009 | 0 | 0 | 5.3009 | 0 | 0 | 0 | 0 | 5.3009 | 0 | 0 | 0 | 0 | 5.3009 | 0 | 0 | 0 | 5.3009
|  | Li-ion Battery (8-hr) | 0 | 0 | 0 | 0 | 0 | 0 | 0.17805 | 0 | 1.048 | 0 | 0 | 10.0472 | 0 | 0 | 0 | 0 | 13.1877 | 0 | 0 | 0 | 0 | 13.1877 | 0 | 0 | 0 | 18.5817 |  |  | Li-ion Battery (8-hr) | 0 | 0 | 0 | 0 | 0 | 0 | 0.112 | 0 | 0.147 | 0 | 0 | 3.259 | 0 | 0 | 0 | 0 | 3.259 | 0 | 0 | 0 | 0 | 3.259 | 0 | 0 | 0 | 3.8404 |  | Li-ion Battery (8-hr) | 0 | 0 | 0 | 0 | 0 | 0 | 0.040618 | 0 | 0.87562 | 0 | 0 | 5.4551 | 0 | 0 | 0 | 0 | 8.5793 | 0 | 0 | 0 | 0 | 8.5793 | 0 | 0 | 0 | 13.39 |  | Li-ion Battery (8-hr) | 0 | 0 | 0 | 0 | 0 | 0 | 0.02543 | 0 | 0.02543 | 0 | 0 | 1.3331 | 0 | 0 | 0 | 0 | 1.3495 | 0 | 0 | 0 | 0 | 1.3495 | 0 | 0 | 0 | 1.3514 |  | Li-ion Battery (8-hr) | 0 | 0 | 0 | 0 | 0 | 0 | 0.066048 | 0 | 0.90105 | 0 | 0 | 6.7882 | 0 | 0 | 0 | 0 | 9.9288 | 0 | 0 | 0 | 0 | 9.9288 | 0 | 0 | 0 | 14.7413
|  | Location Constrained Storage (12-hr) | 0 | 0 | 0 | 0 | 0 | 0 | 0 | 0 | 0 | 0 | 0 | 1.6 | 0 | 0 | 0 | 0 | 5.4483 | 0 | 0 | 0 | 0 | 5.4483 | 0 | 0 | 0 | 5.4483 |  |  | Location Constrained Storage (12-hr) | 0 | 0 | 0 | 0 | 0 | 0 | 0 | 0 | 0 | 0 | 0 | 0 | 0 | 0 | 0 | 0 | 0.98193 | 0 | 0 | 0 | 0 | 0.98193 | 0 | 0 | 0 | 0.98193 |  | Location Constrained Storage (12-hr) | 0 | 0 | 0 | 0 | 0 | 0 | 0 | 0 | 0 | 0 | 0 | 1.6 | 0 | 0 | 0 | 0 | 3.9663 | 0 | 0 | 0 | 0 | 3.9663 | 0 | 0 | 0 | 3.9663 |  | Location Constrained Storage (12-hr) | 0 | 0 | 0 | 0 | 0 | 0 | 0 | 0 | 0 | 0 | 0 | 0 | 0 | 0 | 0 | 0 | 0.5 | 0 | 0 | 0 | 0 | 0.5 | 0 | 0 | 0 | 0.5 |  | Location Constrained Storage (12-hr) | 0 | 0 | 0 | 0 | 0 | 0 | 0 | 0 | 0 | 0 | 0 | 1.6 | 0 | 0 | 0 | 0 | 4.4663 | 0 | 0 | 0 | 0 | 4.4663 | 0 | 0 | 0 | 4.4663
|  | Generic Storage (12-hr) | 0 | 0 | 0 | 0 | 0 | 0 | 0 | 0 | 0 | 0 | 0 | 0 | 0 | 0 | 0 | 0 | 0 | 0 | 0 | 0 | 0 | 0 | 0 | 0 | 0 | 0 |  |  | Generic Storage (12-hr) | 0 | 0 | 0 | 0 | 0 | 0 | 0 | 0 | 0 | 0 | 0 | 0 | 0 | 0 | 0 | 0 | 0 | 0 | 0 | 0 | 0 | 0 | 0 | 0 | 0 | 0 |  | Generic Storage (12-hr) | 0 | 0 | 0 | 0 | 0 | 0 | 0 | 0 | 0 | 0 | 0 | 0 | 0 | 0 | 0 | 0 | 0 | 0 | 0 | 0 | 0 | 0 | 0 | 0 | 0 | 0 |  | Generic Storage (12-hr) | 0 | 0 | 0 | 0 | 0 | 0 | 0 | 0 | 0 | 0 | 0 | 0 | 0 | 0 | 0 | 0 | 0 | 0 | 0 | 0 | 0 | 0 | 0 | 0 | 0 | 0 |  | Generic Storage (12-hr) | 0 | 0 | 0 | 0 | 0 | 0 | 0 | 0 | 0 | 0 | 0 | 0 | 0 | 0 | 0 | 0 | 0 | 0 | 0 | 0 | 0 | 0 | 0 | 0 | 0 | 0
|  | Generic Storage (24-hr) | 0 | 0 | 0 | 0 | 0 | 0 | 0 | 0 | 0 | 0 | 0 | 0 | 0 | 0 | 0 | 0 | 0.5 | 0 | 0 | 0 | 0 | 0.5 | 0 | 0 | 0 | 0.5 |  |  | Generic Storage (24-hr) | 0 | 0 | 0 | 0 | 0 | 0 | 0 | 0 | 0 | 0 | 0 | 0 | 0 | 0 | 0 | 0 | 0 | 0 | 0 | 0 | 0 | 0 | 0 | 0 | 0 | 0 |  | Generic Storage (24-hr) | 0 | 0 | 0 | 0 | 0 | 0 | 0 | 0 | 0 | 0 | 0 | 0 | 0 | 0 | 0 | 0 | 0.5 | 0 | 0 | 0 | 0 | 0.5 | 0 | 0 | 0 | 0.5 |  | Generic Storage (24-hr) | 0 | 0 | 0 | 0 | 0 | 0 | 0 | 0 | 0 | 0 | 0 | 0 | 0 | 0 | 0 | 0 | 0 | 0 | 0 | 0 | 0 | 0 | 0 | 0 | 0 | 0 |  | Generic Storage (24-hr) | 0 | 0 | 0 | 0 | 0 | 0 | 0 | 0 | 0 | 0 | 0 | 0 | 0 | 0 | 0 | 0 | 0.5 | 0 | 0 | 0 | 0 | 0.5 | 0 | 0 | 0 | 0.5
|  | Generic Storage (100-hr) | 0 | 0 | 0 | 0 | 0 | 0 | 0 | 0 | 0 | 0 | 0 | 0 | 0 | 0 | 0 | 0 | 0 | 0 | 0 | 0 | 0 | 0 | 0 | 0 | 0 | 0 |  |  | Generic Storage (100-hr) | 0 | 0 | 0 | 0 | 0 | 0 | 0 | 0 | 0 | 0 | 0 | 0 | 0 | 0 | 0 | 0 | 0 | 0 | 0 | 0 | 0 | 0 | 0 | 0 | 0 | 0 |  | Generic Storage (100-hr) | 0 | 0 | 0 | 0 | 0 | 0 | 0 | 0 | 0 | 0 | 0 | 0 | 0 | 0 | 0 | 0 | 0 | 0 | 0 | 0 | 0 | 0 | 0 | 0 | 0 | 0 |  | Generic Storage (100-hr) | 0 | 0 | 0 | 0 | 0 | 0 | 0 | 0 | 0 | 0 | 0 | 0 | 0 | 0 | 0 | 0 | 0 | 0 | 0 | 0 | 0 | 0 | 0 | 0 | 0 | 0 |  | Generic Storage (100-hr) | 0 | 0 | 0 | 0 | 0 | 0 | 0 | 0 | 0 | 0 | 0 | 0 | 0 | 0 | 0 | 0 | 0 | 0 | 0 | 0 | 0 | 0 | 0 | 0 | 0 | 0
|  | Shed DR | 0 | 0 | 0 | 0 | 0 | 0 | 0 | 0 | 0 | 0 | 0 | 0 | 0 | 0 | 0 | 0 | 0 | 0 | 0 | 0 | 0 | 0 | 0 | 0 | 0 | 0 |  |  | Shed DR | 0 | 0 | 0 | 0 | 0 | 0 | 0 | 0 | 0 | 0 | 0 | 0 | 0 | 0 | 0 | 0 | 0 | 0 | 0 | 0 | 0 | 0 | 0 | 0 | 0 | 0 |  | Shed DR | 0 | 0 | 0 | 0 | 0 | 0 | 0 | 0 | 0 | 0 | 0 | 0 | 0 | 0 | 0 | 0 | 0 | 0 | 0 | 0 | 0 | 0 | 0 | 0 | 0 | 0 |  | Shed DR | 0 | 0 | 0 | 0 | 0 | 0 | 0 | 0 | 0 | 0 | 0 | 0 | 0 | 0 | 0 | 0 | 0 | 0 | 0 | 0 | 0 | 0 | 0 | 0 | 0 | 0 |  | Shed DR | 0 | 0 | 0 | 0 | 0 | 0 | 0 | 0 | 0 | 0 | 0 | 0 | 0 | 0 | 0 | 0 | 0 | 0 | 0 | 0 | 0 | 0 | 0 | 0 | 0 | 0
|  | Shift DR & VGI | 0 | 0 | 0 | 0 | 0 | 0 | 0 | 0 | 0 | 0 | 0 | 0 | 0 | 0 | 0 | 0 | 0 | 0 | 0 | 0 | 0 | 0 | 0 | 0 | 0 | 0 |  |  | Shift DR & VGI | 0 | 0 | 0 | 0 | 0 | 0 | 0 | 0 | 0 | 0 | 0 | 0 | 0 | 0 | 0 | 0 | 0 | 0 | 0 | 0 | 0 | 0 | 0 | 0 | 0 | 0 |  | Shift DR & VGI | 0 | 0 | 0 | 0 | 0 | 0 | 0 | 0 | 0 | 0 | 0 | 0 | 0 | 0 | 0 | 0 | 0 | 0 | 0 | 0 | 0 | 0 | 0 | 0 | 0 | 0 |  | Shift DR & VGI | 0 | 0 | 0 | 0 | 0 | 0 | 0 | 0 | 0 | 0 | 0 | 0 | 0 | 0 | 0 | 0 | 0 | 0 | 0 | 0 | 0 | 0 | 0 | 0 | 0 | 0 |  | Shift DR & VGI | 0 | 0 | 0 | 0 | 0 | 0 | 0 | 0 | 0 | 0 | 0 | 0 | 0 | 0 | 0 | 0 | 0 | 0 | 0 | 0 | 0 | 0 | 0 | 0 | 0 | 0
|  | Gas Capacity Not Retained | 0 | 0 | 0 | 0 | 0 | 0 | -1.3371 | -1.3371 | -1.6744 | -1.6744 | -1.6744 | -1.6744 | -1.6744 | -1.6744 | -1.6744 | -1.6744 | -1.6744 | -1.6744 | -1.6744 | -1.6744 | -1.6744 | -1.6744 | -1.6744 | -1.6744 | -1.6744 | -1.6744 |  |  | Gas Capacity Not Retained | 0 | 0 | 0 | 0 | 0 | 0 | -0.79515 | -0.79515 | -1.1324 | -1.1324 | -1.1324 | -1.1324 | -1.1324 | -1.1324 | -1.1324 | -1.1324 | -1.1324 | -1.1324 | -1.1324 | -1.1324 | -1.1324 | -1.1324 | -1.1324 | -1.1324 | -1.1324 | -1.1324 |  | Gas Capacity Not Retained | 0 | 0 | 0 | 0 | 0 | 0 | -0.50751 | -0.50751 | -0.50751 | -0.50751 | -0.50751 | -0.50751 | -0.50751 | -0.50751 | -0.50751 | -0.50751 | -0.50751 | -0.50751 | -0.50751 | -0.50751 | -0.50751 | -0.50751 | -0.50751 | -0.50751 | -0.50751 | -0.50751 |  | Gas Capacity Not Retained | 0 | 0 | 0 | 0 | 0 | 0 | -0.034407 | -0.034407 | -0.034407 | -0.034407 | -0.034407 | -0.034407 | -0.034407 | -0.034407 | -0.034407 | -0.034407 | -0.034407 | -0.034407 | -0.034407 | -0.034407 | -0.034407 | -0.034407 | -0.034407 | -0.034407 | -0.034407 | -0.034407 |  | Gas Capacity Not Retained | 0 | 0 | 0 | 0 | 0 | 0 | -0.54192 | -0.54192 | -0.54192 | -0.54192 | -0.54192 | -0.54192 | -0.54192 | -0.54192 | -0.54192 | -0.54192 | -0.54192 | -0.54192 | -0.54192 | -0.54192 | -0.54192 | -0.54192 | -0.54192 | -0.54192 | -0.54192 | -0.54192
|  | Long Duration Storage | 0 | 0 | 0 | 0 | 0 | 0 | 0 | 0 | 0 | 0 | 0 | 0 | 0 | 0 | 0 | 0 | 0.5 | 0 | 0 | 0 | 0 | 0.5 | 0 | 0 | 0 | 0.5 |  |  | Long Duration Storage | 0 | 0 | 0 | 0 | 0 | 0 | 0 | 0 | 0 | 0 | 0 | 0 | 0 | 0 | 0 | 0 | 0 | 0 | 0 | 0 | 0 | 0 | 0 | 0 | 0 | 0 |  | Long Duration Storage | 0 | 0 | 0 | 0 | 0 | 0 | 0 | 0 | 0 | 0 | 0 | 0 | 0 | 0 | 0 | 0 | 0.5 | 0 | 0 | 0 | 0 | 0.5 | 0 | 0 | 0 | 0.5 |  | Long Duration Storage | 0 | 0 | 0 | 0 | 0 | 0 | 0 | 0 | 0 | 0 | 0 | 0 | 0 | 0 | 0 | 0 | 0 | 0 | 0 | 0 | 0 | 0 | 0 | 0 | 0 | 0 |  | Long Duration Storage | 0 | 0 | 0 | 0 | 0 | 0 | 0 | 0 | 0 | 0 | 0 | 0 | 0 | 0 | 0 | 0 | 0.5 | 0 | 0 | 0 | 0 | 0.5 | 0 | 0 | 0 | 0.5
|  | Total New Resources | 0 | 0 | 0 | 0 | 0 | 0 | 9.8866 | 0 | 26.7941 | 0 | 0 | 63.1392 | 0 | 0 | 0 | 0 | 91.0599 | 0 | 0 | 0 | 0 | 111.123 | 0 | 0 | 0 | 136.1957 |  |  | Total New Resources | 0 | 0 | 0 | 0 | 0 | 0 | 1.5631 | 0 | 6.5195 | 0 | 0 | 21.0004 | 0 | 0 | 0 | 0 | 29.1032 | 0 | 0 | 0 | 0 | 38.4852 | 0 | 0 | 0 | 42.3278 |  | Total New Resources | 0 | 0 | 0 | 0 | 0 | 0 | 7.2856 | 0 | 18.7084 | 0 | 0 | 35.1495 | 0 | 0 | 0 | 0 | 43.6602 | 0 | 0 | 0 | 0 | 52.8112 | 0 | 0 | 0 | 73.4582 |  | Total New Resources | 0 | 0 | 0 | 0 | 0 | 0 | 1.0379 | 0 | 1.5662 | 0 | 0 | 6.9894 | 0 | 0 | 0 | 0 | 18.2966 | 0 | 0 | 0 | 0 | 19.8265 | 0 | 0 | 0 | 20.4097 |  | Total | 0 | 0 | 0 | 0 | 0 | 0 | 7.7816 | -0.54192 | 19.7327 | -0.54192 | -0.54192 | 41.5969 | -0.54192 | -0.54192 | -0.54192 | -0.54192 | 61.4149 | -0.54192 | -0.54192 | -0.54192 | -0.54192 | 72.0958 | -0.54192 | -0.54192 | -0.54192 | 93.326
|  | Total Optimized Capacity (includes non-retained gas) | 0 | 0 | 0 | 0 | 0 | 0 | 8.5496 | -1.3371 | 25.1197 | -1.6744 | -1.6744 | 61.4648 | -1.6744 | -1.6744 | -1.6744 | -1.6744 | 89.3856 | -1.6744 | -1.6744 | -1.6744 | -1.6744 | 109.4486 | -1.6744 | -1.6744 | -1.6744 | 134.5213 |  |  | Total Optimized Capacity (uncludes non-retained gas) | 0 | 0 | 0 | 0 | 0 | 0 | 0.76798 | -0.79515 | 5.387 | -1.1324 | -1.1324 | 19.8679 | -1.1324 | -1.1324 | -1.1324 | -1.1324 | 27.9707 | -1.1324 | -1.1324 | -1.1324 | -1.1324 | 37.3528 | -1.1324 | -1.1324 | -1.1324 | 41.1953 |  | Total Optimized Capacity (uncludes non-retained gas) | 0 | 0 | 0 | 0 | 0 | 0 | 6.7781 | -0.50751 | 18.2009 | -0.50751 | -0.50751 | 34.6419 | -0.50751 | -0.50751 | -0.50751 | -0.50751 | 43.1527 | -0.50751 | -0.50751 | -0.50751 | -0.50751 | 52.3037 | -0.50751 | -0.50751 | -0.50751 | 72.9507 |  | Total Optimized Capacity (uncludes non-retained gas) | 0 | 0 | 0 | 0 | 0 | 0 | 1.0035 | -0.034407 | 1.5318 | -0.034407 | -0.034407 | 6.9549 | -0.034407 | -0.034407 | -0.034407 | -0.034407 | 18.2622 | -0.034407 | -0.034407 | -0.034407 | -0.034407 | 19.7921 | -0.034407 | -0.034407 | -0.034407 | 20.3753
|  | CAISO Baseline (Existing & In-Development) Capacity (GW) | [28 empty] | PGE Baseline (Existing & In-Development) Capacity (GW) | [27 empty] | SCE Baseline (Existing & In-Development) Capacity (GW) | [27 empty] | SDGE Baseline (Existing & In-Development) Capacity (GW)
|  | Resource Type | 2020-01-01 | 2021-01-01 | 2022-01-01 | 2023-01-01 | 2024-01-01 | 2025-01-01 | 2026-01-01 | 2027-01-01 | 2028-01-01 | 2029-01-01 | 2030-01-01 | 2031-01-01 | 2032-01-01 | 2033-01-01 | 2034-01-01 | 2035-01-01 | 2036-01-01 | 2037-01-01 | 2038-01-01 | 2039-01-01 | 2040-01-01 | 2041-01-01 | 2042-01-01 | 2043-01-01 | 2044-01-01 | 2045-01-01 |  |  | Resource Type | 2020-01-01 | 2021-01-01 | 2022-01-01 | 2023-01-01 | 2024-01-01 | 2025-01-01 | 2026-01-01 | 2027-01-01 | 2028-01-01 | 2029-01-01 | 2030-01-01 | 2031-01-01 | 2032-01-01 | 2033-01-01 | 2034-01-01 | 2035-01-01 | 2036-01-01 | 2037-01-01 | 2038-01-01 | 2039-01-01 | 2040-01-01 | 2041-01-01 | 2042-01-01 | 2043-01-01 | 2044-01-01 | 2045-01-01 |  | Resource Type | 2020-01-01 | 2021-01-01 | 2022-01-01 | 2023-01-01 | 2024-01-01 | 2025-01-01 | 2026-01-01 | 2027-01-01 | 2028-01-01 | 2029-01-01 | 2030-01-01 | 2031-01-01 | 2032-01-01 | 2033-01-01 | 2034-01-01 | 2035-01-01 | 2036-01-01 | 2037-01-01 | 2038-01-01 | 2039-01-01 | 2040-01-01 | 2041-01-01 | 2042-01-01 | 2043-01-01 | 2044-01-01 | 2045-01-01 |  | Resource Type | 2020-01-01 | 2021-01-01 | 2022-01-01 | 2023-01-01 | 2024-01-01 | 2025-01-01 | 2026-01-01 | 2027-01-01 | 2028-01-01 | 2029-01-01 | 2030-01-01 | 2031-01-01 | 2032-01-01 | 2033-01-01 | 2034-01-01 | 2035-01-01 | 2036-01-01 | 2037-01-01 | 2038-01-01 | 2039-01-01 | 2040-01-01 | 2041-01-01 | 2042-01-01 | 2043-01-01 | 2044-01-01 | 2045-01-01
| Thermal | Coal | 0 | 0 | 0 | 0 | 0 | 0 | 0 | 0 | 0 | 0 | 0 | 0 | 0 | 0 | 0 | 0 | 0 | 0 | 0 | 0 | 0 | 0 | 0 | 0 | 0 | 0 |  |  | Coal | 0 | 0 | 0 | 0 | 0 | 0 | 0 | 0 | 0 | 0 | 0 | 0 | 0 | 0 | 0 | 0 | 0 | 0 | 0 | 0 | 0 | 0 | 0 | 0 | 0 | 0 |  | Coal | 0 | 0 | 0 | 0 | 0 | 0 | 0 | 0 | 0 | 0 | 0 | 0 | 0 | 0 | 0 | 0 | 0 | 0 | 0 | 0 | 0 | 0 | 0 | 0 | 0 | 0 |  | Coal | 0 | 0 | 0 | 0 | 0 | 0 | 0 | 0 | 0 | 0 | 0 | 0 | 0 | 0 | 0 | 0 | 0 | 0 | 0 | 0 | 0 | 0 | 0 | 0 | 0 | 0
| Thermal | Natural Gas | 0 | 0 | 0 | 0 | 0 | 0 | 26.3975 | 0 | 26.3975 | 0 | 0 | 26.3975 | 0 | 0 | 0 | 0 | 26.3975 | 0 | 0 | 0 | 0 | 26.3975 | 0 | 0 | 0 | 26.3975 |  |  | Natural Gas | 0 | 0 | 0 | 0 | 0 | 0 | 12.7085 | 0 | 12.7085 | 0 | 0 | 12.7085 | 0 | 0 | 0 | 0 | 12.7085 | 0 | 0 | 0 | 0 | 12.7085 | 0 | 0 | 0 | 12.7085 |  | Natural Gas | 0 | 0 | 0 | 0 | 0 | 0 | 10.1225 | 0 | 10.1225 | 0 | 0 | 10.1225 | 0 | 0 | 0 | 0 | 10.1225 | 0 | 0 | 0 | 0 | 10.1225 | 0 | 0 | 0 | 10.1225 |  | Natural Gas | 0 | 0 | 0 | 0 | 0 | 0 | 3.5665 | 0 | 3.5665 | 0 | 0 | 3.5665 | 0 | 0 | 0 | 0 | 3.5665 | 0 | 0 | 0 | 0 | 3.5665 | 0 | 0 | 0 | 3.5665
| Thermal | Natural Gas + CCS | 0 | 0 | 0 | 0 | 0 | 0 | 0 | 0 | 0 | 0 | 0 | 0 | 0 | 0 | 0 | 0 | 0 | 0 | 0 | 0 | 0 | 0 | 0 | 0 | 0 | 0 |  |  | Natural Gas + CCS | 0 | 0 | 0 | 0 | 0 | 0 | 0 | 0 | 0 | 0 | 0 | 0 | 0 | 0 | 0 | 0 | 0 | 0 | 0 | 0 | 0 | 0 | 0 | 0 | 0 | 0 |  | Natural Gas + CCS | 0 | 0 | 0 | 0 | 0 | 0 | 0 | 0 | 0 | 0 | 0 | 0 | 0 | 0 | 0 | 0 | 0 | 0 | 0 | 0 | 0 | 0 | 0 | 0 | 0 | 0 |  | Natural Gas + CCS | 0 | 0 | 0 | 0 | 0 | 0 | 0 | 0 | 0 | 0 | 0 | 0 | 0 | 0 | 0 | 0 | 0 | 0 | 0 | 0 | 0 | 0 | 0 | 0 | 0 | 0
| Thermal | CHP | 0 | 0 | 0 | 0 | 0 | 0 | 2.365 | 0 | 2.365 | 0 | 0 | 2.365 | 0 | 0 | 0 | 0 | 1.892 | 0 | 0 | 0 | 0 | 0 | 0 | 0 | 0 | 0 |  |  | CHP | 0 | 0 | 0 | 0 | 0 | 0 | 1.3276 | 0 | 1.3276 | 0 | 0 | 1.3276 | 0 | 0 | 0 | 0 | 1.0621 | 0 | 0 | 0 | 0 | 0 | 0 | 0 | 0 | 0 |  | CHP | 0 | 0 | 0 | 0 | 0 | 0 | 0.95005 | 0 | 0.95005 | 0 | 0 | 0.95005 | 0 | 0 | 0 | 0 | 0.76004 | 0 | 0 | 0 | 0 | 0 | 0 | 0 | 0 | 0 |  | CHP | 0 | 0 | 0 | 0 | 0 | 0 | 0.08732 | 0 | 0.08732 | 0 | 0 | 0.08732 | 0 | 0 | 0 | 0 | 0.069856 | 0 | 0 | 0 | 0 | 0 | 0 | 0 | 0 | 0
| Thermal | Hydrogen | 0 | 0 | 0 | 0 | 0 | 0 | 0 | 0 | 0 | 0 | 0 | 0 | 0 | 0 | 0 | 0 | 0 | 0 | 0 | 0 | 0 | 0 | 0 | 0 | 0 | 0 |  |  | Hydrogen | 0 | 0 | 0 | 0 | 0 | 0 | 0 | 0 | 0 | 0 | 0 | 0 | 0 | 0 | 0 | 0 | 0 | 0 | 0 | 0 | 0 | 0 | 0 | 0 | 0 | 0 |  | Hydrogen | 0 | 0 | 0 | 0 | 0 | 0 | 0 | 0 | 0 | 0 | 0 | 0 | 0 | 0 | 0 | 0 | 0 | 0 | 0 | 0 | 0 | 0 | 0 | 0 | 0 | 0 |  | Hydrogen | 0 | 0 | 0 | 0 | 0 | 0 | 0 | 0 | 0 | 0 | 0 | 0 | 0 | 0 | 0 | 0 | 0 | 0 | 0 | 0 | 0 | 0 | 0 | 0 | 0 | 0
| Thermal | Nuclear | 0 | 0 | 0 | 0 | 0 | 0 | 0.635 | 0 | 0.635 | 0 | 0 | 0.635 | 0 | 0 | 0 | 0 | 0.635 | 0 | 0 | 0 | 0 | 0.635 | 0 | 0 | 0 | 0.635 |  |  | Nuclear | 0 | 0 | 0 | 0 | 0 | 0 | 0 | 0 | 0 | 0 | 0 | 0 | 0 | 0 | 0 | 0 | 0 | 0 | 0 | 0 | 0 | 0 | 0 | 0 | 0 | 0 |  | Nuclear | 0 | 0 | 0 | 0 | 0 | 0 | 0.635 | 0 | 0.635 | 0 | 0 | 0.635 | 0 | 0 | 0 | 0 | 0.635 | 0 | 0 | 0 | 0 | 0.635 | 0 | 0 | 0 | 0.635 |  | Nuclear | 0 | 0 | 0 | 0 | 0 | 0 | 0 | 0 | 0 | 0 | 0 | 0 | 0 | 0 | 0 | 0 | 0 | 0 | 0 | 0 | 0 | 0 | 0 | 0 | 0 | 0
| Thermal | Nuclear (SMR) | 0 | 0 | 0 | 0 | 0 | 0 | 0 | 0 | 0 | 0 | 0 | 0 | 0 | 0 | 0 | 0 | 0 | 0 | 0 | 0 | 0 | 0 | 0 | 0 | 0 | 0 |  |  | Nuclear (SMR) | 0 | 0 | 0 | 0 | 0 | 0 | 0 | 0 | 0 | 0 | 0 | 0 | 0 | 0 | 0 | 0 | 0 | 0 | 0 | 0 | 0 | 0 | 0 | 0 | 0 | 0 |  | Nuclear (SMR) | 0 | 0 | 0 | 0 | 0 | 0 | 0 | 0 | 0 | 0 | 0 | 0 | 0 | 0 | 0 | 0 | 0 | 0 | 0 | 0 | 0 | 0 | 0 | 0 | 0 | 0 |  | Nuclear (SMR) | 0 | 0 | 0 | 0 | 0 | 0 | 0 | 0 | 0 | 0 | 0 | 0 | 0 | 0 | 0 | 0 | 0 | 0 | 0 | 0 | 0 | 0 | 0 | 0 | 0 | 0
|  | Geothermal | 0 | 0 | 0 | 0 | 0 | 0 | 1.7919 | 0 | 2.1119 | 0 | 0 | 2.1119 | 0 | 0 | 0 | 0 | 2.1119 | 0 | 0 | 0 | 0 | 2.1119 | 0 | 0 | 0 | 2.1119 |  |  | Geothermal | 0 | 0 | 0 | 0 | 0 | 0 | 1.1023 | 0 | 1.1023 | 0 | 0 | 1.1023 | 0 | 0 | 0 | 0 | 1.1023 | 0 | 0 | 0 | 0 | 1.1023 | 0 | 0 | 0 | 1.1023 |  | Geothermal | 0 | 0 | 0 | 0 | 0 | 0 | 0.68958 | 0 | 1.0096 | 0 | 0 | 1.0096 | 0 | 0 | 0 | 0 | 1.0096 | 0 | 0 | 0 | 0 | 1.0096 | 0 | 0 | 0 | 1.0096 |  | Geothermal | 0 | 0 | 0 | 0 | 0 | 0 | 0 | 0 | 0 | 0 | 0 | 0 | 0 | 0 | 0 | 0 | 0 | 0 | 0 | 0 | 0 | 0 | 0 | 0 | 0 | 0
|  | Geothermal (Enhanced) | 0 | 0 | 0 | 0 | 0 | 0 | 0 | 0 | 0 | 0 | 0 | 0 | 0 | 0 | 0 | 0 | 0 | 0 | 0 | 0 | 0 | 0 | 0 | 0 | 0 | 0 |  |  | Geothermal (Enhanced) | 0 | 0 | 0 | 0 | 0 | 0 | 0 | 0 | 0 | 0 | 0 | 0 | 0 | 0 | 0 | 0 | 0 | 0 | 0 | 0 | 0 | 0 | 0 | 0 | 0 | 0 |  | Geothermal (Enhanced) | 0 | 0 | 0 | 0 | 0 | 0 | 0 | 0 | 0 | 0 | 0 | 0 | 0 | 0 | 0 | 0 | 0 | 0 | 0 | 0 | 0 | 0 | 0 | 0 | 0 | 0 |  | Geothermal (Enhanced) | 0 | 0 | 0 | 0 | 0 | 0 | 0 | 0 | 0 | 0 | 0 | 0 | 0 | 0 | 0 | 0 | 0 | 0 | 0 | 0 | 0 | 0 | 0 | 0 | 0 | 0
|  | Biomass | 0 | 0 | 0 | 0 | 0 | 0 | 0.54189 | 0 | 0.54189 | 0 | 0 | 0.54189 | 0 | 0 | 0 | 0 | 0.54189 | 0 | 0 | 0 | 0 | 0.54189 | 0 | 0 | 0 | 0.54189 |  |  | Biomass | 0 | 0 | 0 | 0 | 0 | 0 | 0.50221 | 0 | 0.50221 | 0 | 0 | 0.50221 | 0 | 0 | 0 | 0 | 0.50221 | 0 | 0 | 0 | 0 | 0.50221 | 0 | 0 | 0 | 0.50221 |  | Biomass | 0 | 0 | 0 | 0 | 0 | 0 | 0.03968 | 0 | 0.03968 | 0 | 0 | 0.03968 | 0 | 0 | 0 | 0 | 0.03968 | 0 | 0 | 0 | 0 | 0.03968 | 0 | 0 | 0 | 0.03968 |  | Biomass | 0 | 0 | 0 | 0 | 0 | 0 | 0 | 0 | 0 | 0 | 0 | 0 | 0 | 0 | 0 | 0 | 0 | 0 | 0 | 0 | 0 | 0 | 0 | 0 | 0 | 0
|  | Biogas | 0 | 0 | 0 | 0 | 0 | 0 | 0.28352 | 0 | 0.28352 | 0 | 0 | 0.28352 | 0 | 0 | 0 | 0 | 0.28352 | 0 | 0 | 0 | 0 | 0.28352 | 0 | 0 | 0 | 0.28352 |  |  | Biogas | 0 | 0 | 0 | 0 | 0 | 0 | 0.10837 | 0 | 0.10837 | 0 | 0 | 0.10837 | 0 | 0 | 0 | 0 | 0.10837 | 0 | 0 | 0 | 0 | 0.10837 | 0 | 0 | 0 | 0.10837 |  | Biogas | 0 | 0 | 0 | 0 | 0 | 0 | 0.16715 | 0 | 0.16715 | 0 | 0 | 0.16715 | 0 | 0 | 0 | 0 | 0.16715 | 0 | 0 | 0 | 0 | 0.16715 | 0 | 0 | 0 | 0.16715 |  | Biogas | 0 | 0 | 0 | 0 | 0 | 0 | 0.008 | 0 | 0.008 | 0 | 0 | 0.008 | 0 | 0 | 0 | 0 | 0.008 | 0 | 0 | 0 | 0 | 0.008 | 0 | 0 | 0 | 0.008
|  | Hydro | 0 | 0 | 0 | 0 | 0 | 0 | 9.1442 | 0 | 9.1442 | 0 | 0 | 9.1442 | 0 | 0 | 0 | 0 | 9.1442 | 0 | 0 | 0 | 0 | 9.1442 | 0 | 0 | 0 | 9.1442 |  |  | Hydro | 0 | 0 | 0 | 0 | 0 | 0 | 7.0957 | 0 | 7.0957 | 0 | 0 | 7.0957 | 0 | 0 | 0 | 0 | 7.0957 | 0 | 0 | 0 | 0 | 7.0957 | 0 | 0 | 0 | 7.0957 |  | Hydro | 0 | 0 | 0 | 0 | 0 | 0 | 2.0484 | 0 | 2.0484 | 0 | 0 | 2.0484 | 0 | 0 | 0 | 0 | 2.0484 | 0 | 0 | 0 | 0 | 2.0484 | 0 | 0 | 0 | 2.0484 |  | Hydro | 0 | 0 | 0 | 0 | 0 | 0 | 0 | 0 | 0 | 0 | 0 | 0 | 0 | 0 | 0 | 0 | 0 | 0 | 0 | 0 | 0 | 0 | 0 | 0 | 0 | 0
|  | In-State Wind | 0 | 0 | 0 | 0 | 0 | 0 | 6.5334 | 0 | 6.5334 | 0 | 0 | 6.5334 | 0 | 0 | 0 | 0 | 6.5334 | 0 | 0 | 0 | 0 | 6.5334 | 0 | 0 | 0 | 6.5334 |  |  | In-State Wind | 0 | 0 | 0 | 0 | 0 | 0 | 1.5268 | 0 | 1.5268 | 0 | 0 | 1.5268 | 0 | 0 | 0 | 0 | 1.5268 | 0 | 0 | 0 | 0 | 1.5268 | 0 | 0 | 0 | 1.5268 |  | In-State Wind | 0 | 0 | 0 | 0 | 0 | 0 | 4.3051 | 0 | 4.3051 | 0 | 0 | 4.3051 | 0 | 0 | 0 | 0 | 4.3051 | 0 | 0 | 0 | 0 | 4.3051 | 0 | 0 | 0 | 4.3051 |  | In-State Wind | 0 | 0 | 0 | 0 | 0 | 0 | 0.7015 | 0 | 0.7015 | 0 | 0 | 0.7015 | 0 | 0 | 0 | 0 | 0.7015 | 0 | 0 | 0 | 0 | 0.7015 | 0 | 0 | 0 | 0.7015
|  | Out-of-State Wind | 0 | 0 | 0 | 0 | 0 | 0 | 1.501 | 0 | 3.086 | 0 | 0 | 3.086 | 0 | 0 | 0 | 0 | 3.086 | 0 | 0 | 0 | 0 | 3.086 | 0 | 0 | 0 | 3.086 |  |  | Out-of-State Wind | 0 | 0 | 0 | 0 | 0 | 0 | 0.2 | 0 | 0.2 | 0 | 0 | 0.2 | 0 | 0 | 0 | 0 | 0.2 | 0 | 0 | 0 | 0 | 0.2 | 0 | 0 | 0 | 0.2 |  | Out-of-State Wind | 0 | 0 | 0 | 0 | 0 | 0 | 1.301 | 0 | 2.886 | 0 | 0 | 2.886 | 0 | 0 | 0 | 0 | 2.886 | 0 | 0 | 0 | 0 | 2.886 | 0 | 0 | 0 | 2.886 |  | Out-of-State Wind | 0 | 0 | 0 | 0 | 0 | 0 | 0 | 0 | 0 | 0 | 0 | 0 | 0 | 0 | 0 | 0 | 0 | 0 | 0 | 0 | 0 | 0 | 0 | 0 | 0 | 0
|  | Offshore Wind | 0 | 0 | 0 | 0 | 0 | 0 | 0 | 0 | 0 | 0 | 0 | 0 | 0 | 0 | 0 | 0 | 0 | 0 | 0 | 0 | 0 | 0 | 0 | 0 | 0 | 0 |  |  | Offshore Wind | 0 | 0 | 0 | 0 | 0 | 0 | 0 | 0 | 0 | 0 | 0 | 0 | 0 | 0 | 0 | 0 | 0 | 0 | 0 | 0 | 0 | 0 | 0 | 0 | 0 | 0 |  | Offshore Wind | 0 | 0 | 0 | 0 | 0 | 0 | 0 | 0 | 0 | 0 | 0 | 0 | 0 | 0 | 0 | 0 | 0 | 0 | 0 | 0 | 0 | 0 | 0 | 0 | 0 | 0 |  | Offshore Wind | 0 | 0 | 0 | 0 | 0 | 0 | 0 | 0 | 0 | 0 | 0 | 0 | 0 | 0 | 0 | 0 | 0 | 0 | 0 | 0 | 0 | 0 | 0 | 0 | 0 | 0
|  | Solar | 0 | 0 | 0 | 0 | 0 | 0 | 23.3495 | 0 | 23.4395 | 0 | 0 | 23.4395 | 0 | 0 | 0 | 0 | 23.4395 | 0 | 0 | 0 | 0 | 23.4395 | 0 | 0 | 0 | 23.4395 |  |  | Solar | 0 | 0 | 0 | 0 | 0 | 0 | 7.0483 | 0 | 7.0483 | 0 | 0 | 7.0483 | 0 | 0 | 0 | 0 | 7.0483 | 0 | 0 | 0 | 0 | 7.0483 | 0 | 0 | 0 | 7.0483 |  | Solar | 0 | 0 | 0 | 0 | 0 | 0 | 12.9291 | 0 | 12.9291 | 0 | 0 | 12.9291 | 0 | 0 | 0 | 0 | 12.9291 | 0 | 0 | 0 | 0 | 12.9291 | 0 | 0 | 0 | 12.9291 |  | Solar | 0 | 0 | 0 | 0 | 0 | 0 | 3.3721 | 0 | 3.4621 | 0 | 0 | 3.4621 | 0 | 0 | 0 | 0 | 3.4621 | 0 | 0 | 0 | 0 | 3.4621 | 0 | 0 | 0 | 3.4621
|  | Customer Solar | 0 | 0 | 0 | 0 | 0 | 0 | 20.842 | 0 | 22.6183 | 0 | 0 | 25.5618 | 0 | 0 | 0 | 0 | 28.5435 | 0 | 0 | 0 | 0 | 30.0034 | 0 | 0 | 0 | 31.3126 |  |  | Customer Solar | 0 | 0 | 0 | 0 | 0 | 0 | 10.6994 | 0 | 11.5235 | 0 | 0 | 12.9214 | 0 | 0 | 0 | 0 | 14.2436 | 0 | 0 | 0 | 0 | 14.872 | 0 | 0 | 0 | 15.464 |  | Customer Solar | 0 | 0 | 0 | 0 | 0 | 0 | 7.4579 | 0 | 8.2252 | 0 | 0 | 9.4851 | 0 | 0 | 0 | 0 | 10.876 | 0 | 0 | 0 | 0 | 11.5856 | 0 | 0 | 0 | 12.2053 |  | Customer Solar | 0 | 0 | 0 | 0 | 0 | 0 | 2.6846 | 0 | 2.8697 | 0 | 0 | 3.1554 | 0 | 0 | 0 | 0 | 3.4239 | 0 | 0 | 0 | 0 | 3.5458 | 0 | 0 | 0 | 3.6433
|  | Li-ion Battery (4-hr) | 0 | 0 | 0 | 0 | 0 | 0 | 14.1568 | 0 | 14.5168 | 0 | 0 | 14.5168 | 0 | 0 | 0 | 0 | 14.5168 | 0 | 0 | 0 | 0 | 14.5168 | 0 | 0 | 0 | 14.5168 |  |  | Li-ion Battery (4-hr) | 0 | 0 | 0 | 0 | 0 | 0 | 3.204 | 0 | 3.204 | 0 | 0 | 3.204 | 0 | 0 | 0 | 0 | 3.204 | 0 | 0 | 0 | 0 | 3.204 | 0 | 0 | 0 | 3.204 |  | Li-ion Battery (4-hr) | 0 | 0 | 0 | 0 | 0 | 0 | 9.3335 | 0 | 9.6936 | 0 | 0 | 9.6936 | 0 | 0 | 0 | 0 | 9.6936 | 0 | 0 | 0 | 0 | 9.6936 | 0 | 0 | 0 | 9.6936 |  | Li-ion Battery (4-hr) | 0 | 0 | 0 | 0 | 0 | 0 | 1.6192 | 0 | 1.6192 | 0 | 0 | 1.6192 | 0 | 0 | 0 | 0 | 1.6192 | 0 | 0 | 0 | 0 | 1.6192 | 0 | 0 | 0 | 1.6192
|  | Li-ion Battery (8-hr) | 0 | 0 | 0 | 0 | 0 | 0 | 0.29267 | 0 | 0.29267 | 0 | 0 | 0.29267 | 0 | 0 | 0 | 0 | 0.29267 | 0 | 0 | 0 | 0 | 0.29267 | 0 | 0 | 0 | 0.29267 |  |  | Li-ion Battery (8-hr) | 0 | 0 | 0 | 0 | 0 | 0 | 0 | 0 | 0 | 0 | 0 | 0 | 0 | 0 | 0 | 0 | 0 | 0 | 0 | 0 | 0 | 0 | 0 | 0 | 0 | 0 |  | Li-ion Battery (8-hr) | 0 | 0 | 0 | 0 | 0 | 0 | 0.28267 | 0 | 0.28267 | 0 | 0 | 0.28267 | 0 | 0 | 0 | 0 | 0.28267 | 0 | 0 | 0 | 0 | 0.28267 | 0 | 0 | 0 | 0.28267 |  | Li-ion Battery (8-hr) | 0 | 0 | 0 | 0 | 0 | 0 | 0.01 | 0 | 0.01 | 0 | 0 | 0.01 | 0 | 0 | 0 | 0 | 0.01 | 0 | 0 | 0 | 0 | 0.01 | 0 | 0 | 0 | 0.01
|  | Location Constrained Storage (12-hr) | 0 | 0 | 0 | 0 | 0 | 0 | 1.6432 | 0 | 1.6432 | 0 | 0 | 1.6432 | 0 | 0 | 0 | 0 | 1.6432 | 0 | 0 | 0 | 0 | 1.6432 | 0 | 0 | 0 | 1.6432 |  |  | Location Constrained Storage (12-hr) | 0 | 0 | 0 | 0 | 0 | 0 | 1.4432 | 0 | 1.4432 | 0 | 0 | 1.4432 | 0 | 0 | 0 | 0 | 1.4432 | 0 | 0 | 0 | 0 | 1.4432 | 0 | 0 | 0 | 1.4432 |  | Location Constrained Storage (12-hr) | 0 | 0 | 0 | 0 | 0 | 0 | 0.2 | 0 | 0.2 | 0 | 0 | 0.2 | 0 | 0 | 0 | 0 | 0.2 | 0 | 0 | 0 | 0 | 0.2 | 0 | 0 | 0 | 0.2 |  | Location Constrained Storage (12-hr) | 0 | 0 | 0 | 0 | 0 | 0 | 0 | 0 | 0 | 0 | 0 | 0 | 0 | 0 | 0 | 0 | 0 | 0 | 0 | 0 | 0 | 0 | 0 | 0 | 0 | 0
|  | Generic Storage (12-hr) | 0 | 0 | 0 | 0 | 0 | 0 | 0 | 0 | 0 | 0 | 0 | 0 | 0 | 0 | 0 | 0 | 0 | 0 | 0 | 0 | 0 | 0 | 0 | 0 | 0 | 0 |  |  | Generic Storage (12-hr) | 0 | 0 | 0 | 0 | 0 | 0 | 0 | 0 | 0 | 0 | 0 | 0 | 0 | 0 | 0 | 0 | 0 | 0 | 0 | 0 | 0 | 0 | 0 | 0 | 0 | 0 |  | Generic Storage (12-hr) | 0 | 0 | 0 | 0 | 0 | 0 | 0 | 0 | 0 | 0 | 0 | 0 | 0 | 0 | 0 | 0 | 0 | 0 | 0 | 0 | 0 | 0 | 0 | 0 | 0 | 0 |  | Generic Storage (12-hr) | 0 | 0 | 0 | 0 | 0 | 0 | 0 | 0 | 0 | 0 | 0 | 0 | 0 | 0 | 0 | 0 | 0 | 0 | 0 | 0 | 0 | 0 | 0 | 0 | 0 | 0
|  | Generic Storage (24-hr) | 0 | 0 | 0 | 0 | 0 | 0 | 0 | 0 | 0 | 0 | 0 | 0 | 0 | 0 | 0 | 0 | 0 | 0 | 0 | 0 | 0 | 0 | 0 | 0 | 0 | 0 |  |  | Generic Storage (24-hr) | 0 | 0 | 0 | 0 | 0 | 0 | 0 | 0 | 0 | 0 | 0 | 0 | 0 | 0 | 0 | 0 | 0 | 0 | 0 | 0 | 0 | 0 | 0 | 0 | 0 | 0 |  | Generic Storage (24-hr) | 0 | 0 | 0 | 0 | 0 | 0 | 0 | 0 | 0 | 0 | 0 | 0 | 0 | 0 | 0 | 0 | 0 | 0 | 0 | 0 | 0 | 0 | 0 | 0 | 0 | 0 |  | Generic Storage (24-hr) | 0 | 0 | 0 | 0 | 0 | 0 | 0 | 0 | 0 | 0 | 0 | 0 | 0 | 0 | 0 | 0 | 0 | 0 | 0 | 0 | 0 | 0 | 0 | 0 | 0 | 0
|  | Generic Storage (100-hr) | 0 | 0 | 0 | 0 | 0 | 0 | 0 | 0 | 0 | 0 | 0 | 0 | 0 | 0 | 0 | 0 | 0 | 0 | 0 | 0 | 0 | 0 | 0 | 0 | 0 | 0 |  |  | Generic Storage (100-hr) | 0 | 0 | 0 | 0 | 0 | 0 | 0 | 0 | 0 | 0 | 0 | 0 | 0 | 0 | 0 | 0 | 0 | 0 | 0 | 0 | 0 | 0 | 0 | 0 | 0 | 0 |  | Generic Storage (100-hr) | 0 | 0 | 0 | 0 | 0 | 0 | 0 | 0 | 0 | 0 | 0 | 0 | 0 | 0 | 0 | 0 | 0 | 0 | 0 | 0 | 0 | 0 | 0 | 0 | 0 | 0 |  | Generic Storage (100-hr) | 0 | 0 | 0 | 0 | 0 | 0 | 0 | 0 | 0 | 0 | 0 | 0 | 0 | 0 | 0 | 0 | 0 | 0 | 0 | 0 | 0 | 0 | 0 | 0 | 0 | 0
|  | Shed DR | 0 | 0 | 0 | 0 | 0 | 0 | 4.7292 | 0 | 4.7292 | 0 | 0 | 4.7292 | 0 | 0 | 0 | 0 | 4.7292 | 0 | 0 | 0 | 0 | 4.7292 | 0 | 0 | 0 | 4.7292 |  |  | Shed DR | 0 | 0 | 0 | 0 | 0 | 0 | 1.5764 | 0 | 1.5764 | 0 | 0 | 1.5764 | 0 | 0 | 0 | 0 | 1.5764 | 0 | 0 | 0 | 0 | 1.5764 | 0 | 0 | 0 | 1.5764 |  | Shed DR | 0 | 0 | 0 | 0 | 0 | 0 | 1.5764 | 0 | 1.5764 | 0 | 0 | 1.5764 | 0 | 0 | 0 | 0 | 1.5764 | 0 | 0 | 0 | 0 | 1.5764 | 0 | 0 | 0 | 1.5764 |  | Shed DR | 0 | 0 | 0 | 0 | 0 | 0 | 1.5764 | 0 | 1.5764 | 0 | 0 | 1.5764 | 0 | 0 | 0 | 0 | 1.5764 | 0 | 0 | 0 | 0 | 1.5764 | 0 | 0 | 0 | 1.5764
|  | Shift DR & VGI | 0 | 0 | 0 | 0 | 0 | 0 | 0 | 0 | 0 | 0 | 0 | 0 | 0 | 0 | 0 | 0 | 0 | 0 | 0 | 0 | 0 | 0 | 0 | 0 | 0 | 0 |  |  | Shift DR & VGI | 0 | 0 | 0 | 0 | 0 | 0 | 0 | 0 | 0 | 0 | 0 | 0 | 0 | 0 | 0 | 0 | 0 | 0 | 0 | 0 | 0 | 0 | 0 | 0 | 0 | 0 |  | Shift DR & VGI | 0 | 0 | 0 | 0 | 0 | 0 | 0 | 0 | 0 | 0 | 0 | 0 | 0 | 0 | 0 | 0 | 0 | 0 | 0 | 0 | 0 | 0 | 0 | 0 | 0 | 0 |  | Shift DR & VGI | 0 | 0 | 0 | 0 | 0 | 0 | 0 | 0 | 0 | 0 | 0 | 0 | 0 | 0 | 0 | 0 | 0 | 0 | 0 | 0 | 0 | 0 | 0 | 0 | 0 | 0
|  | Long Duration Storage | 0 | 0 | 0 | 0 | 0 | 0 | 0 | 0 | 0 | 0 | 0 | 0 | 0 | 0 | 0 | 0 | 0 | 0 | 0 | 0 | 0 | 0 | 0 | 0 | 0 | 0 |  |  | Long Duration Storage | 0 | 0 | 0 | 0 | 0 | 0 | 0 | 0 | 0 | 0 | 0 | 0 | 0 | 0 | 0 | 0 | 0 | 0 | 0 | 0 | 0 | 0 | 0 | 0 | 0 | 0 |  | Long Duration Storage | 0 | 0 | 0 | 0 | 0 | 0 | 0 | 0 | 0 | 0 | 0 | 0 | 0 | 0 | 0 | 0 | 0 | 0 | 0 | 0 | 0 | 0 | 0 | 0 | 0 | 0 |  | Long Duration Storage | 0 | 0 | 0 | 0 | 0 | 0 | 0 | 0 | 0 | 0 | 0 | 0 | 0 | 0 | 0 | 0 | 0 | 0 | 0 | 0 | 0 | 0 | 0 | 0 | 0 | 0
|  | Total Baseline Resources | 0 | 0 | 0 | 0 | 0 | 0 | 109.4775 | 0 | 113.6088 | 0 | 0 | 116.5523 | 0 | 0 | 0 | 0 | 119.061 | 0 | 0 | 0 | 0 | 118.6289 | 0 | 0 | 0 | 119.9381 |  |  | Total | 0 | 0 | 0 | 0 | 0 | 0 | 46.9664 | 0 | 47.7905 | 0 | 0 | 49.1884 | 0 | 0 | 0 | 0 | 50.245 | 0 | 0 | 0 | 0 | 49.8115 | 0 | 0 | 0 | 50.4035 |  | Total | 0 | 0 | 0 | 0 | 0 | 0 | 50.4618 | 0 | 53.494 | 0 | 0 | 54.7539 | 0 | 0 | 0 | 0 | 55.9549 | 0 | 0 | 0 | 0 | 55.9044 | 0 | 0 | 0 | 56.5241 |  |  | 0 | 0 | 0 | 0 | 0 | 0 | 12.0493 | 0 | 12.3243 | 0 | 0 | 12.61 | 0 | 0 | 0 | 0 | 12.8611 | 0 | 0 | 0 | 0 | 12.9131 | 0 | 0 | 0 | 13.0106
|  | CAISO Total Installed Capacity (GW) | [28 empty] | PGE Total Installed Capacity (GW) | [27 empty] | SCE Total Installed Capacity (GW) | [27 empty] | SDGE Total Installed Capacity (GW)
|  | Resource Type | 2020-01-01 | 2021-01-01 | 2022-01-01 | 2023-01-01 | 2024-01-01 | 2025-01-01 | 2026-01-01 | 2027-01-01 | 2028-01-01 | 2029-01-01 | 2030-01-01 | 2031-01-01 | 2032-01-01 | 2033-01-01 | 2034-01-01 | 2035-01-01 | 2036-01-01 | 2037-01-01 | 2038-01-01 | 2039-01-01 | 2040-01-01 | 2041-01-01 | 2042-01-01 | 2043-01-01 | 2044-01-01 | 2045-01-01 |  |  | Resource Type | 2020-01-01 | 2021-01-01 | 2022-01-01 | 2023-01-01 | 2024-01-01 | 2025-01-01 | 2026-01-01 | 2027-01-01 | 2028-01-01 | 2029-01-01 | 2030-01-01 | 2031-01-01 | 2032-01-01 | 2033-01-01 | 2034-01-01 | 2035-01-01 | 2036-01-01 | 2037-01-01 | 2038-01-01 | 2039-01-01 | 2040-01-01 | 2041-01-01 | 2042-01-01 | 2043-01-01 | 2044-01-01 | 2045-01-01 |  | Resource Type | 2020-01-01 | 2021-01-01 | 2022-01-01 | 2023-01-01 | 2024-01-01 | 2025-01-01 | 2026-01-01 | 2027-01-01 | 2028-01-01 | 2029-01-01 | 2030-01-01 | 2031-01-01 | 2032-01-01 | 2033-01-01 | 2034-01-01 | 2035-01-01 | 2036-01-01 | 2037-01-01 | 2038-01-01 | 2039-01-01 | 2040-01-01 | 2041-01-01 | 2042-01-01 | 2043-01-01 | 2044-01-01 | 2045-01-01 |  | Resource Type | 2020-01-01 | 2021-01-01 | 2022-01-01 | 2023-01-01 | 2024-01-01 | 2025-01-01 | 2026-01-01 | 2027-01-01 | 2028-01-01 | 2029-01-01 | 2030-01-01 | 2031-01-01 | 2032-01-01 | 2033-01-01 | 2034-01-01 | 2035-01-01 | 2036-01-01 | 2037-01-01 | 2038-01-01 | 2039-01-01 | 2040-01-01 | 2041-01-01 | 2042-01-01 | 2043-01-01 | 2044-01-01 | 2045-01-01
|  | Coal | 0 | 0 | 0 | 0 | 0 | 0 | 0 | 0 | 0 | 0 | 0 | 0 | 0 | 0 | 0 | 0 | 0 | 0 | 0 | 0 | 0 | 0 | 0 | 0 | 0 | 0 |  |  | Coal | 0 | 0 | 0 | 0 | 0 | 0 | 0 | 0 | 0 | 0 | 0 | 0 | 0 | 0 | 0 | 0 | 0 | 0 | 0 | 0 | 0 | 0 | 0 | 0 | 0 | 0 |  | Coal | 0 | 0 | 0 | 0 | 0 | 0 | 0 | 0 | 0 | 0 | 0 | 0 | 0 | 0 | 0 | 0 | 0 | 0 | 0 | 0 | 0 | 0 | 0 | 0 | 0 | 0 |  | Coal | 0 | 0 | 0 | 0 | 0 | 0 | 0 | 0 | 0 | 0 | 0 | 0 | 0 | 0 | 0 | 0 | 0 | 0 | 0 | 0 | 0 | 0 | 0 | 0 | 0 | 0
|  | Natural Gas | 0 | 0 | 0 | 0 | 0 | 0 | 25.0605 | -1.3371 | 24.7232 | -1.6744 | -1.6744 | 24.7232 | -1.6744 | -1.6744 | -1.6744 | -1.6744 | 24.7232 | -1.6744 | -1.6744 | -1.6744 | -1.6744 | 24.7232 | -1.6744 | -1.6744 | -1.6744 | 24.7232 |  |  | Natural Gas | 0 | 0 | 0 | 0 | 0 | 0 | 11.9134 | -0.79515 | 11.5761 | -1.1324 | -1.1324 | 11.5761 | -1.1324 | -1.1324 | -1.1324 | -1.1324 | 11.5761 | -1.1324 | -1.1324 | -1.1324 | -1.1324 | 11.5761 | -1.1324 | -1.1324 | -1.1324 | 11.5761 |  | Natural Gas | 0 | 0 | 0 | 0 | 0 | 0 | 9.615 | -0.50751 | 9.615 | -0.50751 | -0.50751 | 9.615 | -0.50751 | -0.50751 | -0.50751 | -0.50751 | 9.615 | -0.50751 | -0.50751 | -0.50751 | -0.50751 | 9.615 | -0.50751 | -0.50751 | -0.50751 | 9.615 |  | Natural Gas | 0 | 0 | 0 | 0 | 0 | 0 | 3.5321 | -0.034407 | 3.5321 | -0.034407 | -0.034407 | 3.5321 | -0.034407 | -0.034407 | -0.034407 | -0.034407 | 3.5321 | -0.034407 | -0.034407 | -0.034407 | -0.034407 | 3.5321 | -0.034407 | -0.034407 | -0.034407 | 3.5321
|  | Natural Gas + CCS | 0 | 0 | 0 | 0 | 0 | 0 | 0 | 0 | 0 | 0 | 0 | 0 | 0 | 0 | 0 | 0 | 0 | 0 | 0 | 0 | 0 | 0 | 0 | 0 | 0 | 0 |  |  | Natural Gas + CCS | 0 | 0 | 0 | 0 | 0 | 0 | 0 | 0 | 0 | 0 | 0 | 0 | 0 | 0 | 0 | 0 | 0 | 0 | 0 | 0 | 0 | 0 | 0 | 0 | 0 | 0 |  | Natural Gas + CCS | 0 | 0 | 0 | 0 | 0 | 0 | 0 | 0 | 0 | 0 | 0 | 0 | 0 | 0 | 0 | 0 | 0 | 0 | 0 | 0 | 0 | 0 | 0 | 0 | 0 | 0 |  | Natural Gas + CCS | 0 | 0 | 0 | 0 | 0 | 0 | 0 | 0 | 0 | 0 | 0 | 0 | 0 | 0 | 0 | 0 | 0 | 0 | 0 | 0 | 0 | 0 | 0 | 0 | 0 | 0
|  | CHP | 0 | 0 | 0 | 0 | 0 | 0 | 2.365 | 0 | 2.365 | 0 | 0 | 2.365 | 0 | 0 | 0 | 0 | 1.892 | 0 | 0 | 0 | 0 | 0 | 0 | 0 | 0 | 0 |  |  | CHP | 0 | 0 | 0 | 0 | 0 | 0 | 1.3276 | 0 | 1.3276 | 0 | 0 | 1.3276 | 0 | 0 | 0 | 0 | 1.0621 | 0 | 0 | 0 | 0 | 0 | 0 | 0 | 0 | 0 |  | CHP | 0 | 0 | 0 | 0 | 0 | 0 | 0.95005 | 0 | 0.95005 | 0 | 0 | 0.95005 | 0 | 0 | 0 | 0 | 0.76004 | 0 | 0 | 0 | 0 | 0 | 0 | 0 | 0 | 0 |  | CHP | 0 | 0 | 0 | 0 | 0 | 0 | 0.08732 | 0 | 0.08732 | 0 | 0 | 0.08732 | 0 | 0 | 0 | 0 | 0.069856 | 0 | 0 | 0 | 0 | 0 | 0 | 0 | 0 | 0
|  | Hydrogen | 0 | 0 | 0 | 0 | 0 | 0 | 0 | 0 | 0 | 0 | 0 | 0 | 0 | 0 | 0 | 0 | 0 | 0 | 0 | 0 | 0 | 0 | 0 | 0 | 0 | 0 |  |  | Hydrogen | 0 | 0 | 0 | 0 | 0 | 0 | 0 | 0 | 0 | 0 | 0 | 0 | 0 | 0 | 0 | 0 | 0 | 0 | 0 | 0 | 0 | 0 | 0 | 0 | 0 | 0 |  | Hydrogen | 0 | 0 | 0 | 0 | 0 | 0 | 0 | 0 | 0 | 0 | 0 | 0 | 0 | 0 | 0 | 0 | 0 | 0 | 0 | 0 | 0 | 0 | 0 | 0 | 0 | 0 |  | Hydrogen | 0 | 0 | 0 | 0 | 0 | 0 | 0 | 0 | 0 | 0 | 0 | 0 | 0 | 0 | 0 | 0 | 0 | 0 | 0 | 0 | 0 | 0 | 0 | 0 | 0 | 0
|  | Nuclear | 0 | 0 | 0 | 0 | 0 | 0 | 0.635 | 0 | 0.635 | 0 | 0 | 0.635 | 0 | 0 | 0 | 0 | 0.635 | 0 | 0 | 0 | 0 | 0.635 | 0 | 0 | 0 | 0.635 |  |  | Nuclear | 0 | 0 | 0 | 0 | 0 | 0 | 0 | 0 | 0 | 0 | 0 | 0 | 0 | 0 | 0 | 0 | 0 | 0 | 0 | 0 | 0 | 0 | 0 | 0 | 0 | 0 |  | Nuclear | 0 | 0 | 0 | 0 | 0 | 0 | 0.635 | 0 | 0.635 | 0 | 0 | 0.635 | 0 | 0 | 0 | 0 | 0.635 | 0 | 0 | 0 | 0 | 0.635 | 0 | 0 | 0 | 0.635 |  | Nuclear | 0 | 0 | 0 | 0 | 0 | 0 | 0 | 0 | 0 | 0 | 0 | 0 | 0 | 0 | 0 | 0 | 0 | 0 | 0 | 0 | 0 | 0 | 0 | 0 | 0 | 0
|  | Nuclear (SMR) | 0 | 0 | 0 | 0 | 0 | 0 | 0 | 0 | 0 | 0 | 0 | 0 | 0 | 0 | 0 | 0 | 0 | 0 | 0 | 0 | 0 | 0 | 0 | 0 | 0 | 0 |  |  | Nuclear (SMR) | 0 | 0 | 0 | 0 | 0 | 0 | 0 | 0 | 0 | 0 | 0 | 0 | 0 | 0 | 0 | 0 | 0 | 0 | 0 | 0 | 0 | 0 | 0 | 0 | 0 | 0 |  | Nuclear (SMR) | 0 | 0 | 0 | 0 | 0 | 0 | 0 | 0 | 0 | 0 | 0 | 0 | 0 | 0 | 0 | 0 | 0 | 0 | 0 | 0 | 0 | 0 | 0 | 0 | 0 | 0 |  | Nuclear (SMR) | 0 | 0 | 0 | 0 | 0 | 0 | 0 | 0 | 0 | 0 | 0 | 0 | 0 | 0 | 0 | 0 | 0 | 0 | 0 | 0 | 0 | 0 | 0 | 0 | 0 | 0
|  | Geothermal | 0 | 0 | 0 | 0 | 0 | 0 | 1.9082 | 0 | 2.4603 | 0 | 0 | 3.3119 | 0 | 0 | 0 | 0 | 5.5124 | 0 | 0 | 0 | 0 | 5.5124 | 0 | 0 | 0 | 5.5124 |  |  | Geothermal | 0 | 0 | 0 | 0 | 0 | 0 | 1.1692 | 0 | 1.17 | 0 | 0 | 2.0216 | 0 | 0 | 0 | 0 | 2.7563 | 0 | 0 | 0 | 0 | 2.7563 | 0 | 0 | 0 | 2.7563 |  | Geothermal | 0 | 0 | 0 | 0 | 0 | 0 | 0.73904 | 0 | 1.2073 | 0 | 0 | 1.2073 | 0 | 0 | 0 | 0 | 2.2275 | 0 | 0 | 0 | 0 | 2.2275 | 0 | 0 | 0 | 2.2275 |  | Geothermal | 0 | 0 | 0 | 0 | 0 | 0 | 0 | 0 | 0.083 | 0 | 0 | 0.083 | 0 | 0 | 0 | 0 | 0.5286 | 0 | 0 | 0 | 0 | 0.5286 | 0 | 0 | 0 | 0.5286
|  | Geothermal (Enhanced) | 0 | 0 | 0 | 0 | 0 | 0 | 0 | 0 | 0 | 0 | 0 | 0 | 0 | 0 | 0 | 0 | 1.705 | 0 | 0 | 0 | 0 | 1.705 | 0 | 0 | 0 | 1.705 |  |  | Geothermal (Enhanced) | 0 | 0 | 0 | 0 | 0 | 0 | 0 | 0 | 0 | 0 | 0 | 0 | 0 | 0 | 0 | 0 | 1.705 | 0 | 0 | 0 | 0 | 1.705 | 0 | 0 | 0 | 1.705 |  | Geothermal (Enhanced) | 0 | 0 | 0 | 0 | 0 | 0 | 0 | 0 | 0 | 0 | 0 | 0 | 0 | 0 | 0 | 0 | 0 | 0 | 0 | 0 | 0 | 0 | 0 | 0 | 0 | 0 |  | Geothermal (Enhanced) | 0 | 0 | 0 | 0 | 0 | 0 | 0 | 0 | 0 | 0 | 0 | 0 | 0 | 0 | 0 | 0 | 0 | 0 | 0 | 0 | 0 | 0 | 0 | 0 | 0 | 0
|  | Biomass | 0 | 0 | 0 | 0 | 0 | 0 | 0.54189 | 0 | 0.54189 | 0 | 0 | 0.54189 | 0 | 0 | 0 | 0 | 0.54189 | 0 | 0 | 0 | 0 | 0.54189 | 0 | 0 | 0 | 0.54189 |  |  | Biomass | 0 | 0 | 0 | 0 | 0 | 0 | 0.50221 | 0 | 0.50221 | 0 | 0 | 0.50221 | 0 | 0 | 0 | 0 | 0.50221 | 0 | 0 | 0 | 0 | 0.50221 | 0 | 0 | 0 | 0.50221 |  | Biomass | 0 | 0 | 0 | 0 | 0 | 0 | 0.03968 | 0 | 0.03968 | 0 | 0 | 0.03968 | 0 | 0 | 0 | 0 | 0.03968 | 0 | 0 | 0 | 0 | 0.03968 | 0 | 0 | 0 | 0.03968 |  | Biomass | 0 | 0 | 0 | 0 | 0 | 0 | 0 | 0 | 0 | 0 | 0 | 0 | 0 | 0 | 0 | 0 | 0 | 0 | 0 | 0 | 0 | 0 | 0 | 0 | 0 | 0
|  | Biogas | 0 | 0 | 0 | 0 | 0 | 0 | 0.28352 | 0 | 0.28352 | 0 | 0 | 0.28352 | 0 | 0 | 0 | 0 | 0.28352 | 0 | 0 | 0 | 0 | 0.28352 | 0 | 0 | 0 | 0.28352 |  |  | Biogas | 0 | 0 | 0 | 0 | 0 | 0 | 0.10837 | 0 | 0.10837 | 0 | 0 | 0.10837 | 0 | 0 | 0 | 0 | 0.10837 | 0 | 0 | 0 | 0 | 0.10837 | 0 | 0 | 0 | 0.10837 |  | Biogas | 0 | 0 | 0 | 0 | 0 | 0 | 0.16715 | 0 | 0.16715 | 0 | 0 | 0.16715 | 0 | 0 | 0 | 0 | 0.16715 | 0 | 0 | 0 | 0 | 0.16715 | 0 | 0 | 0 | 0.16715 |  | Biogas | 0 | 0 | 0 | 0 | 0 | 0 | 0.008 | 0 | 0.008 | 0 | 0 | 0.008 | 0 | 0 | 0 | 0 | 0.008 | 0 | 0 | 0 | 0 | 0.008 | 0 | 0 | 0 | 0.008
|  | Hydro | 0 | 0 | 0 | 0 | 0 | 0 | 9.1442 | 0 | 9.1442 | 0 | 0 | 9.1442 | 0 | 0 | 0 | 0 | 9.1442 | 0 | 0 | 0 | 0 | 9.1442 | 0 | 0 | 0 | 9.1442 |  |  | Hydro | 0 | 0 | 0 | 0 | 0 | 0 | 7.0957 | 0 | 7.0957 | 0 | 0 | 7.0957 | 0 | 0 | 0 | 0 | 7.0957 | 0 | 0 | 0 | 0 | 7.0957 | 0 | 0 | 0 | 7.0957 |  | Hydro | 0 | 0 | 0 | 0 | 0 | 0 | 2.0484 | 0 | 2.0484 | 0 | 0 | 2.0484 | 0 | 0 | 0 | 0 | 2.0484 | 0 | 0 | 0 | 0 | 2.0484 | 0 | 0 | 0 | 2.0484 |  | Hydro | 0 | 0 | 0 | 0 | 0 | 0 | 0 | 0 | 0 | 0 | 0 | 0 | 0 | 0 | 0 | 0 | 0 | 0 | 0 | 0 | 0 | 0 | 0 | 0 | 0 | 0
|  | In-State Wind | 0 | 0 | 0 | 0 | 0 | 0 | 6.7834 | 0 | 7.2834 | 0 | 0 | 8.5532 | 0 | 0 | 0 | 0 | 9.1092 | 0 | 0 | 0 | 0 | 11.289 | 0 | 0 | 0 | 14.2343 |  |  | In-State Wind | 0 | 0 | 0 | 0 | 0 | 0 | 1.5988 | 0 | 1.5988 | 0 | 0 | 1.9796 | 0 | 0 | 0 | 0 | 2.5355 | 0 | 0 | 0 | 0 | 3.4144 | 0 | 0 | 0 | 4.2529 |  | In-State Wind | 0 | 0 | 0 | 0 | 0 | 0 | 4.3051 | 0 | 4.5598 | 0 | 0 | 4.8813 | 0 | 0 | 0 | 0 | 4.8813 | 0 | 0 | 0 | 0 | 4.8813 | 0 | 0 | 0 | 6.6558 |  | In-State Wind | 0 | 0 | 0 | 0 | 0 | 0 | 0.8795 | 0 | 1.1248 | 0 | 0 | 1.6924 | 0 | 0 | 0 | 0 | 1.6924 | 0 | 0 | 0 | 0 | 2.9934 | 0 | 0 | 0 | 3.3256
|  | Out-of-State Wind | 0 | 0 | 0 | 0 | 0 | 0 | 2.937 | 0 | 6.022 | 0 | 0 | 8.622 | 0 | 0 | 0 | 0 | 10.122 | 0 | 0 | 0 | 0 | 20.122 | 0 | 0 | 0 | 22.122 |  |  | Out-of-State Wind | 0 | 0 | 0 | 0 | 0 | 0 | 0.2 | 0 | 0.2 | 0 | 0 | 0.2 | 0 | 0 | 0 | 0 | 0.2 | 0 | 0 | 0 | 0 | 4.2 | 0 | 0 | 0 | 4.2 |  | Out-of-State Wind | 0 | 0 | 0 | 0 | 0 | 0 | 2.737 | 0 | 5.822 | 0 | 0 | 8.422 | 0 | 0 | 0 | 0 | 9.922 | 0 | 0 | 0 | 0 | 15.922 | 0 | 0 | 0 | 17.922 |  | Out-of-State Wind | 0 | 0 | 0 | 0 | 0 | 0 | 0 | 0 | 0 | 0 | 0 | 0 | 0 | 0 | 0 | 0 | 0 | 0 | 0 | 0 | 0 | 0 | 0 | 0 | 0 | 0
|  | Offshore Wind | 0 | 0 | 0 | 0 | 0 | 0 | 0 | 0 | 0 | 0 | 0 | 0 | 0 | 0 | 0 | 0 | 2.924 | 0 | 0 | 0 | 0 | 4.531 | 0 | 0 | 0 | 4.531 |  |  | Offshore Wind | 0 | 0 | 0 | 0 | 0 | 0 | 0 | 0 | 0 | 0 | 0 | 0 | 0 | 0 | 0 | 0 | 2.924 | 0 | 0 | 0 | 0 | 4.531 | 0 | 0 | 0 | 4.531 |  | Offshore Wind | 0 | 0 | 0 | 0 | 0 | 0 | 0 | 0 | 0 | 0 | 0 | 0 | 0 | 0 | 0 | 0 | 0 | 0 | 0 | 0 | 0 | 0 | 0 | 0 | 0 | 0 |  | Offshore Wind | 0 | 0 | 0 | 0 | 0 | 0 | 0 | 0 | 0 | 0 | 0 | 0 | 0 | 0 | 0 | 0 | 0 | 0 | 0 | 0 | 0 | 0 | 0 | 0 | 0 | 0
|  | Solar | 0 | 0 | 0 | 0 | 0 | 0 | 27.3476 | 0 | 38.4395 | 0 | 0 | 59.354 | 0 | 0 | 0 | 0 | 70.9005 | 0 | 0 | 0 | 0 | 77.1767 | 0 | 0 | 0 | 91.9102 |  |  | Solar | 0 | 0 | 0 | 0 | 0 | 0 | 7.5083 | 0 | 11.8703 | 0 | 0 | 21.8968 | 0 | 0 | 0 | 0 | 23.098 | 0 | 0 | 0 | 0 | 25.9943 | 0 | 0 | 0 | 28.4169 |  | Solar | 0 | 0 | 0 | 0 | 0 | 0 | 16.2922 | 0 | 22.8321 | 0 | 0 | 30.1723 | 0 | 0 | 0 | 0 | 30.1723 | 0 | 0 | 0 | 0 | 33.3233 | 0 | 0 | 0 | 45.3851 |  | Solar | 0 | 0 | 0 | 0 | 0 | 0 | 3.5471 | 0 | 3.7371 | 0 | 0 | 7.285 | 0 | 0 | 0 | 0 | 17.6302 | 0 | 0 | 0 | 0 | 17.8591 | 0 | 0 | 0 | 18.1082
|  | Customer Solar | 0 | 0 | 0 | 0 | 0 | 0 | 20.842 | 0 | 22.6183 | 0 | 0 | 25.5618 | 0 | 0 | 0 | 0 | 28.5435 | 0 | 0 | 0 | 0 | 30.0034 | 0 | 0 | 0 | 31.3126 |  |  | Customer Solar | 0 | 0 | 0 | 0 | 0 | 0 | 10.6994 | 0 | 11.5235 | 0 | 0 | 12.9214 | 0 | 0 | 0 | 0 | 14.2436 | 0 | 0 | 0 | 0 | 14.872 | 0 | 0 | 0 | 15.464 |  | Customer Solar | 0 | 0 | 0 | 0 | 0 | 0 | 7.4579 | 0 | 8.2252 | 0 | 0 | 9.4851 | 0 | 0 | 0 | 0 | 10.876 | 0 | 0 | 0 | 0 | 11.5856 | 0 | 0 | 0 | 12.2053 |  | Customer Solar | 0 | 0 | 0 | 0 | 0 | 0 | 2.6846 | 0 | 2.8697 | 0 | 0 | 3.1554 | 0 | 0 | 0 | 0 | 3.4239 | 0 | 0 | 0 | 0 | 3.5458 | 0 | 0 | 0 | 3.6433
|  | Li-ion Battery (4-hr) | 0 | 0 | 0 | 0 | 0 | 0 | 18.0649 | 0 | 21.2284 | 0 | 0 | 21.3384 | 0 | 0 | 0 | 0 | 21.3384 | 0 | 0 | 0 | 0 | 21.3384 | 0 | 0 | 0 | 21.3384 |  |  | Li-ion Battery (4-hr) | 0 | 0 | 0 | 0 | 0 | 0 | 4.0563 | 0 | 4.6148 | 0 | 0 | 4.7248 | 0 | 0 | 0 | 0 | 4.7248 | 0 | 0 | 0 | 0 | 4.7248 | 0 | 0 | 0 | 4.7248 |  | Li-ion Battery (4-hr) | 0 | 0 | 0 | 0 | 0 | 0 | 11.7299 | 0 | 14.2349 | 0 | 0 | 14.2349 | 0 | 0 | 0 | 0 | 14.2349 | 0 | 0 | 0 | 0 | 14.2349 | 0 | 0 | 0 | 14.2349 |  | Li-ion Battery (4-hr) | 0 | 0 | 0 | 0 | 0 | 0 | 2.2787 | 0 | 2.3787 | 0 | 0 | 2.3787 | 0 | 0 | 0 | 0 | 2.3787 | 0 | 0 | 0 | 0 | 2.3787 | 0 | 0 | 0 | 2.3787
|  | Li-ion Battery (8-hr) | 0 | 0 | 0 | 0 | 0 | 0 | 0.47071 | 0 | 1.3407 | 0 | 0 | 10.3398 | 0 | 0 | 0 | 0 | 13.4804 | 0 | 0 | 0 | 0 | 13.4804 | 0 | 0 | 0 | 18.8744 |  |  | Li-ion Battery (8-hr) | 0 | 0 | 0 | 0 | 0 | 0 | 0.112 | 0 | 0.147 | 0 | 0 | 3.259 | 0 | 0 | 0 | 0 | 3.259 | 0 | 0 | 0 | 0 | 3.259 | 0 | 0 | 0 | 3.8404 |  | Li-ion Battery (8-hr) | 0 | 0 | 0 | 0 | 0 | 0 | 0.32328 | 0 | 1.1583 | 0 | 0 | 5.7377 | 0 | 0 | 0 | 0 | 8.8619 | 0 | 0 | 0 | 0 | 8.8619 | 0 | 0 | 0 | 13.6726 |  | Li-ion Battery (8-hr) | 0 | 0 | 0 | 0 | 0 | 0 | 0.03543 | 0 | 0.03543 | 0 | 0 | 1.3431 | 0 | 0 | 0 | 0 | 1.3595 | 0 | 0 | 0 | 0 | 1.3595 | 0 | 0 | 0 | 1.3614
|  | Location Constrained Storage (12-hr) | 0 | 0 | 0 | 0 | 0 | 0 | 1.6432 | 0 | 1.6432 | 0 | 0 | 3.2432 | 0 | 0 | 0 | 0 | 7.0915 | 0 | 0 | 0 | 0 | 7.0915 | 0 | 0 | 0 | 7.0915 |  |  | Location Constrained Storage (12-hr) | 0 | 0 | 0 | 0 | 0 | 0 | 1.4432 | 0 | 1.4432 | 0 | 0 | 1.4432 | 0 | 0 | 0 | 0 | 2.4251 | 0 | 0 | 0 | 0 | 2.4251 | 0 | 0 | 0 | 2.4251 |  | Location Constrained Storage (12-hr) | 0 | 0 | 0 | 0 | 0 | 0 | 0.2 | 0 | 0.2 | 0 | 0 | 1.8 | 0 | 0 | 0 | 0 | 4.1663 | 0 | 0 | 0 | 0 | 4.1663 | 0 | 0 | 0 | 4.1663 |  | Location Constrained Storage (12-hr) | 0 | 0 | 0 | 0 | 0 | 0 | 0 | 0 | 0 | 0 | 0 | 0 | 0 | 0 | 0 | 0 | 0.5 | 0 | 0 | 0 | 0 | 0.5 | 0 | 0 | 0 | 0.5
|  | Generic Storage (12-hr) | 0 | 0 | 0 | 0 | 0 | 0 | 0 | 0 | 0 | 0 | 0 | 0 | 0 | 0 | 0 | 0 | 0 | 0 | 0 | 0 | 0 | 0 | 0 | 0 | 0 | 0 |  |  | Generic Storage (12-hr) | 0 | 0 | 0 | 0 | 0 | 0 | 0 | 0 | 0 | 0 | 0 | 0 | 0 | 0 | 0 | 0 | 0 | 0 | 0 | 0 | 0 | 0 | 0 | 0 | 0 | 0 |  | Generic Storage (12-hr) | 0 | 0 | 0 | 0 | 0 | 0 | 0 | 0 | 0 | 0 | 0 | 0 | 0 | 0 | 0 | 0 | 0 | 0 | 0 | 0 | 0 | 0 | 0 | 0 | 0 | 0 |  | Generic Storage (12-hr) | 0 | 0 | 0 | 0 | 0 | 0 | 0 | 0 | 0 | 0 | 0 | 0 | 0 | 0 | 0 | 0 | 0 | 0 | 0 | 0 | 0 | 0 | 0 | 0 | 0 | 0
|  | Generic Storage (24-hr) | 0 | 0 | 0 | 0 | 0 | 0 | 0 | 0 | 0 | 0 | 0 | 0 | 0 | 0 | 0 | 0 | 0.5 | 0 | 0 | 0 | 0 | 0.5 | 0 | 0 | 0 | 0.5 |  |  | Generic Storage (24-hr) | 0 | 0 | 0 | 0 | 0 | 0 | 0 | 0 | 0 | 0 | 0 | 0 | 0 | 0 | 0 | 0 | 0 | 0 | 0 | 0 | 0 | 0 | 0 | 0 | 0 | 0 |  | Generic Storage (24-hr) | 0 | 0 | 0 | 0 | 0 | 0 | 0 | 0 | 0 | 0 | 0 | 0 | 0 | 0 | 0 | 0 | 0.5 | 0 | 0 | 0 | 0 | 0.5 | 0 | 0 | 0 | 0.5 |  | Generic Storage (24-hr) | 0 | 0 | 0 | 0 | 0 | 0 | 0 | 0 | 0 | 0 | 0 | 0 | 0 | 0 | 0 | 0 | 0 | 0 | 0 | 0 | 0 | 0 | 0 | 0 | 0 | 0
|  | Generic Storage (100-hr) | 0 | 0 | 0 | 0 | 0 | 0 | 0 | 0 | 0 | 0 | 0 | 0 | 0 | 0 | 0 | 0 | 0 | 0 | 0 | 0 | 0 | 0 | 0 | 0 | 0 | 0 |  |  | Generic Storage (100-hr) | 0 | 0 | 0 | 0 | 0 | 0 | 0 | 0 | 0 | 0 | 0 | 0 | 0 | 0 | 0 | 0 | 0 | 0 | 0 | 0 | 0 | 0 | 0 | 0 | 0 | 0 |  | Generic Storage (100-hr) | 0 | 0 | 0 | 0 | 0 | 0 | 0 | 0 | 0 | 0 | 0 | 0 | 0 | 0 | 0 | 0 | 0 | 0 | 0 | 0 | 0 | 0 | 0 | 0 | 0 | 0 |  | Generic Storage (100-hr) | 0 | 0 | 0 | 0 | 0 | 0 | 0 | 0 | 0 | 0 | 0 | 0 | 0 | 0 | 0 | 0 | 0 | 0 | 0 | 0 | 0 | 0 | 0 | 0 | 0 | 0
|  | Shed DR | 0 | 0 | 0 | 0 | 0 | 0 | 4.7292 | 0 | 4.7292 | 0 | 0 | 4.7292 | 0 | 0 | 0 | 0 | 4.7292 | 0 | 0 | 0 | 0 | 4.7292 | 0 | 0 | 0 | 4.7292 |  |  | Shed DR | 0 | 0 | 0 | 0 | 0 | 0 | 1.5764 | 0 | 1.5764 | 0 | 0 | 1.5764 | 0 | 0 | 0 | 0 | 1.5764 | 0 | 0 | 0 | 0 | 1.5764 | 0 | 0 | 0 | 1.5764 |  | Shed DR | 0 | 0 | 0 | 0 | 0 | 0 | 1.5764 | 0 | 1.5764 | 0 | 0 | 1.5764 | 0 | 0 | 0 | 0 | 1.5764 | 0 | 0 | 0 | 0 | 1.5764 | 0 | 0 | 0 | 1.5764 |  | Shed DR | 0 | 0 | 0 | 0 | 0 | 0 | 1.5764 | 0 | 1.5764 | 0 | 0 | 1.5764 | 0 | 0 | 0 | 0 | 1.5764 | 0 | 0 | 0 | 0 | 1.5764 | 0 | 0 | 0 | 1.5764
|  | Shift DR & VGI | 0 | 0 | 0 | 0 | 0 | 0 | 0 | 0 | 0 | 0 | 0 | 0 | 0 | 0 | 0 | 0 | 0 | 0 | 0 | 0 | 0 | 0 | 0 | 0 | 0 | 0 |  |  | Shift DR & VGI | 0 | 0 | 0 | 0 | 0 | 0 | 0 | 0 | 0 | 0 | 0 | 0 | 0 | 0 | 0 | 0 | 0 | 0 | 0 | 0 | 0 | 0 | 0 | 0 | 0 | 0 |  | Shift DR & VGI | 0 | 0 | 0 | 0 | 0 | 0 | 0 | 0 | 0 | 0 | 0 | 0 | 0 | 0 | 0 | 0 | 0 | 0 | 0 | 0 | 0 | 0 | 0 | 0 | 0 | 0 |  | Shift DR & VGI
|  | Long Duration Storage | 0 | 0 | 0 | 0 | 0 | 0 | 0 | 0 | 0 | 0 | 0 | 0 | 0 | 0 | 0 | 0 | 0.5 | 0 | 0 | 0 | 0 | 0.5 | 0 | 0 | 0 | 0.5 |  |  | Long Duration Storage | 0 | 0 | 0 | 0 | 0 | 0 | 0 | 0 | 0 | 0 | 0 | 0 | 0 | 0 | 0 | 0 | 0 | 0 | 0 | 0 | 0 | 0 | 0 | 0 | 0 | 0 |  | Long Duration Storage | 0 | 0 | 0 | 0 | 0 | 0 | 0 | 0 | 0 | 0 | 0 | 0 | 0 | 0 | 0 | 0 | 0.5 | 0 | 0 | 0 | 0 | 0.5 | 0 | 0 | 0 | 0.5 |  | Long Duration Storage | 0 | 0 | 0 | 0 | 0 | 0 | 0 | 0 | 0 | 0 | 0 | 0 | 0 | 0 | 0 | 0 | 0 | 0 | 0 | 0 | 0 | 0 | 0 | 0 | 0 | 0
|  | Total | 0 | 0 | 0 | 0 | 0 | 0 | 122.7562 | -1.3371 | 143.4576 | -1.6744 | -1.6744 | 182.7463 | -1.6744 | -1.6744 | -1.6744 | -1.6744 | 213.1757 | -1.6744 | -1.6744 | -1.6744 | -1.6744 | 232.8067 | -1.6744 | -1.6744 | -1.6744 | 259.1886 |  |  | Total | 0 | 0 | 0 | 0 | 0 | 0 | 49.3108 | -0.79515 | 54.7539 | -1.1324 | -1.1324 | 70.6327 | -1.1324 | -1.1324 | -1.1324 | -1.1324 | 79.7921 | -1.1324 | -1.1324 | -1.1324 | -1.1324 | 88.7406 | -1.1324 | -1.1324 | -1.1324 | 93.1752 |  | Total | 0 | 0 | 0 | 0 | 0 | 0 | 58.8162 | -0.50751 | 73.2713 | -0.50751 | -0.50751 | 90.9723 | -0.50751 | -0.50751 | -0.50751 | -0.50751 | 100.6839 | -0.50751 | -0.50751 | -0.50751 | -0.50751 | 109.7844 | -0.50751 | -0.50751 | -0.50751 | 131.0512 |  | Total | 0 | 0 | 0 | 0 | 0 | 0 | 14.6292 | -0.034407 | 15.4325 | -0.034407 | -0.034407 | 21.1413 | -0.034407 | -0.034407 | -0.034407 | -0.034407 | 32.6996 | -0.034407 | -0.034407 | -0.034407 | -0.034407 | 34.2816 | -0.034407 | -0.034407 | -0.034407 | 34.9623
Storage Resources
|  | Total Installed Energy (GWh) | [28 empty] | PGE Total Installed Energy (GWh) | [27 empty] | SCE Total Installed Energy (GWh) | [27 empty] | SDGE Total Installed Energy (GWh)
|  | Storage Type | 2020-01-01 | 2021-01-01 | 2022-01-01 | 2023-01-01 | 2024-01-01 | 2025-01-01 | 2026-01-01 | 2027-01-01 | 2028-01-01 | 2029-01-01 | 2030-01-01 | 2031-01-01 | 2032-01-01 | 2033-01-01 | 2034-01-01 | 2035-01-01 | 2036-01-01 | 2037-01-01 | 2038-01-01 | 2039-01-01 | 2040-01-01 | 2041-01-01 | 2042-01-01 | 2043-01-01 | 2044-01-01 | 2045-01-01 |  |  | Storage Type | 2020-01-01 | 2021-01-01 | 2022-01-01 | 2023-01-01 | 2024-01-01 | 2025-01-01 | 2026-01-01 | 2027-01-01 | 2028-01-01 | 2029-01-01 | 2030-01-01 | 2031-01-01 | 2032-01-01 | 2033-01-01 | 2034-01-01 | 2035-01-01 | 2036-01-01 | 2037-01-01 | 2038-01-01 | 2039-01-01 | 2040-01-01 | 2041-01-01 | 2042-01-01 | 2043-01-01 | 2044-01-01 | 2045-01-01 |  | Storage Type | 2020-01-01 | 2021-01-01 | 2022-01-01 | 2023-01-01 | 2024-01-01 | 2025-01-01 | 2026-01-01 | 2027-01-01 | 2028-01-01 | 2029-01-01 | 2030-01-01 | 2031-01-01 | 2032-01-01 | 2033-01-01 | 2034-01-01 | 2035-01-01 | 2036-01-01 | 2037-01-01 | 2038-01-01 | 2039-01-01 | 2040-01-01 | 2041-01-01 | 2042-01-01 | 2043-01-01 | 2044-01-01 | 2045-01-01 |  | Storage Type | 2020-01-01 | 2021-01-01 | 2022-01-01 | 2023-01-01 | 2024-01-01 | 2025-01-01 | 2026-01-01 | 2027-01-01 | 2028-01-01 | 2029-01-01 | 2030-01-01 | 2031-01-01 | 2032-01-01 | 2033-01-01 | 2034-01-01 | 2035-01-01 | 2036-01-01 | 2037-01-01 | 2038-01-01 | 2039-01-01 | 2040-01-01 | 2041-01-01 | 2042-01-01 | 2043-01-01 | 2044-01-01 | 2045-01-01
|  | Li-ion Battery (4-hr) | 0 | 0 | 0 | 0 | 0 | 0 | 70.2559 | 0 | 82.8836 | 0 | 0 | 83.3236 | 0 | 0 | 0 | 0 | 83.3236 | 0 | 0 | 0 | 0 | 83.3236 | 0 | 0 | 0 | 83.3236 |  |  | Li-ion Battery (4-hr) | 0 | 0 | 0 | 0 | 0 | 0 | 15.5659 | 0 | 17.7999 | 0 | 0 | 18.2399 | 0 | 0 | 0 | 0 | 18.2399 | 0 | 0 | 0 | 0 | 18.2399 | 0 | 0 | 0 | 18.2399 |  | Li-ion Battery (4-hr) | 0 | 0 | 0 | 0 | 0 | 0 | 46.2388 | 0 | 56.2326 | 0 | 0 | 56.2326 | 0 | 0 | 0 | 0 | 56.2326 | 0 | 0 | 0 | 0 | 56.2326 | 0 | 0 | 0 | 56.2326 |  | Li-ion Battery (4-hr) | 0 | 0 | 0 | 0 | 0 | 0 | 8.4512 | 0 | 8.8512 | 0 | 0 | 8.8512 | 0 | 0 | 0 | 0 | 8.8512 | 0 | 0 | 0 | 0 | 8.8512 | 0 | 0 | 0 | 8.8512
|  | Li-ion Battery (8-hr) | 0 | 0 | 0 | 0 | 0 | 0 | 4.9564 | 0 | 11.9164 | 0 | 0 | 83.9093 | 0 | 0 | 0 | 0 | 109.0338 | 0 | 0 | 0 | 0 | 109.0338 | 0 | 0 | 0 | 152.1859 |  |  | Li-ion Battery (8-hr) | 0 | 0 | 0 | 0 | 0 | 0 | 0.896 | 0 | 1.176 | 0 | 0 | 26.0716 | 0 | 0 | 0 | 0 | 26.0716 | 0 | 0 | 0 | 0 | 26.0716 | 0 | 0 | 0 | 30.7233 |  | Li-ion Battery (8-hr) | 0 | 0 | 0 | 0 | 0 | 0 | 3.6969 | 0 | 10.3769 | 0 | 0 | 47.0125 | 0 | 0 | 0 | 0 | 72.006 | 0 | 0 | 0 | 0 | 72.006 | 0 | 0 | 0 | 110.4916 |  | Li-ion Battery (8-hr) | 0 | 0 | 0 | 0 | 0 | 0 | 0.36344 | 0 | 0.36344 | 0 | 0 | 10.8252 | 0 | 0 | 0 | 0 | 10.9562 | 0 | 0 | 0 | 0 | 10.9562 | 0 | 0 | 0 | 10.9709
|  | Location Constrained Storage (12-hr) | 0 | 0 | 0 | 0 | 0 | 0 | 191.2008 | 0 | 191.2008 | 0 | 0 | 210.4008 | 0 | 0 | 0 | 0 | 256.5801 | 0 | 0 | 0 | 0 | 256.5801 | 0 | 0 | 0 | 256.5801 |  |  | Location Constrained Storage (12-hr) | 0 | 0 | 0 | 0 | 0 | 0 | 186.2008 | 0 | 186.2008 | 0 | 0 | 186.2008 | 0 | 0 | 0 | 0 | 197.9839 | 0 | 0 | 0 | 0 | 197.9839 | 0 | 0 | 0 | 197.9839 |  | Location Constrained Storage (12-hr) | 0 | 0 | 0 | 0 | 0 | 0 | 5 | 0 | 5 | 0 | 0 | 24.2 | 0 | 0 | 0 | 0 | 52.5961 | 0 | 0 | 0 | 0 | 52.5961 | 0 | 0 | 0 | 52.5961 |  | Location Constrained Storage (12-hr) | 0 | 0 | 0 | 0 | 0 | 0 | 0 | 0 | 0 | 0 | 0 | 0 | 0 | 0 | 0 | 0 | 6 | 0 | 0 | 0 | 0 | 6 | 0 | 0 | 0 | 6
|  | Generic Storage (12-hr) | 0 | 0 | 0 | 0 | 0 | 0 | 0 | 0 | 0 | 0 | 0 | 0 | 0 | 0 | 0 | 0 | 0 | 0 | 0 | 0 | 0 | 0 | 0 | 0 | 0 | 0 |  |  | Generic Storage (12-hr) | 0 | 0 | 0 | 0 | 0 | 0 | 0 | 0 | 0 | 0 | 0 | 0 | 0 | 0 | 0 | 0 | 0 | 0 | 0 | 0 | 0 | 0 | 0 | 0 | 0 | 0 |  | Generic Storage (12-hr) | 0 | 0 | 0 | 0 | 0 | 0 | 0 | 0 | 0 | 0 | 0 | 0 | 0 | 0 | 0 | 0 | 0 | 0 | 0 | 0 | 0 | 0 | 0 | 0 | 0 | 0 |  | Generic Storage (12-hr) | 0 | 0 | 0 | 0 | 0 | 0 | 0 | 0 | 0 | 0 | 0 | 0 | 0 | 0 | 0 | 0 | 0 | 0 | 0 | 0 | 0 | 0 | 0 | 0 | 0 | 0
|  | Generic Storage (24-hr) | 0 | 0 | 0 | 0 | 0 | 0 | 0 | 0 | 0 | 0 | 0 | 0 | 0 | 0 | 0 | 0 | 12 | 0 | 0 | 0 | 0 | 12 | 0 | 0 | 0 | 12 |  |  | Generic Storage (24-hr) | 0 | 0 | 0 | 0 | 0 | 0 | 0 | 0 | 0 | 0 | 0 | 0 | 0 | 0 | 0 | 0 | 0 | 0 | 0 | 0 | 0 | 0 | 0 | 0 | 0 | 0 |  | Generic Storage (24-hr) | 0 | 0 | 0 | 0 | 0 | 0 | 0 | 0 | 0 | 0 | 0 | 0 | 0 | 0 | 0 | 0 | 12 | 0 | 0 | 0 | 0 | 12 | 0 | 0 | 0 | 12 |  | Generic Storage (24-hr) | 0 | 0 | 0 | 0 | 0 | 0 | 0 | 0 | 0 | 0 | 0 | 0 | 0 | 0 | 0 | 0 | 0 | 0 | 0 | 0 | 0 | 0 | 0 | 0 | 0 | 0
|  | Generic Storage (100-hr) | 0 | 0 | 0 | 0 | 0 | 0 | 0 | 0 | 0 | 0 | 0 | 0 | 0 | 0 | 0 | 0 | 0 | 0 | 0 | 0 | 0 | 0 | 0 | 0 | 0 | 0 |  |  | Generic Storage (100-hr) | 0 | 0 | 0 | 0 | 0 | 0 | 0 | 0 | 0 | 0 | 0 | 0 | 0 | 0 | 0 | 0 | 0 | 0 | 0 | 0 | 0 | 0 | 0 | 0 | 0 | 0 |  | Generic Storage (100-hr) | 0 | 0 | 0 | 0 | 0 | 0 | 0 | 0 | 0 | 0 | 0 | 0 | 0 | 0 | 0 | 0 | 0 | 0 | 0 | 0 | 0 | 0 | 0 | 0 | 0 | 0 |  | Generic Storage (100-hr) | 0 | 0 | 0 | 0 | 0 | 0 | 0 | 0 | 0 | 0 | 0 | 0 | 0 | 0 | 0 | 0 | 0 | 0 | 0 | 0 | 0 | 0 | 0 | 0 | 0 | 0
|  | Total Long Duration Storage | 0 | 0 | 0 | 0 | 0 | 0 | 0 | 0 | 0 | 0 | 0 | 0 | 0 | 0 | 0 | 0 | 12 | 0 | 0 | 0 | 0 | 12 | 0 | 0 | 0 | 12 |  |  | Total Long Duration Storage | 0 | 0 | 0 | 0 | 0 | 0 | 0 | 0 | 0 | 0 | 0 | 0 | 0 | 0 | 0 | 0 | 0 | 0 | 0 | 0 | 0 | 0 | 0 | 0 | 0 | 0 |  | Total Long Duration Storage | 0 | 0 | 0 | 0 | 0 | 0 | 0 | 0 | 0 | 0 | 0 | 0 | 0 | 0 | 0 | 0 | 12 | 0 | 0 | 0 | 0 | 12 | 0 | 0 | 0 | 12 |  | Total Long Duration Storage | 0 | 0 | 0 | 0 | 0 | 0 | 0 | 0 | 0 | 0 | 0 | 0 | 0 | 0 | 0 | 0 | 0 | 0 | 0 | 0 | 0 | 0 | 0 | 0 | 0 | 0
|  | Total | 0 | 0 | 0 | 0 | 0 | 0 | 266.413 | 0 | 286.0008 | 0 | 0 | 377.6337 | 0 | 0 | 0 | 0 | 460.9375 | 0 | 0 | 0 | 0 | 460.9375 | 0 | 0 | 0 | 504.0895 |  |  | Total | 0 | 0 | 0 | 0 | 0 | 0 | 202.6627 | 0 | 205.1767 | 0 | 0 | 230.5123 | 0 | 0 | 0 | 0 | 242.2954 | 0 | 0 | 0 | 0 | 242.2954 | 0 | 0 | 0 | 246.9471 |  | Total | 0 | 0 | 0 | 0 | 0 | 0 | 54.9358 | 0 | 71.6095 | 0 | 0 | 127.4451 | 0 | 0 | 0 | 0 | 192.8347 | 0 | 0 | 0 | 0 | 192.8347 | 0 | 0 | 0 | 231.3203 |  | Total | 0 | 0 | 0 | 0 | 0 | 0 | 8.8146 | 0 | 9.2146 | 0 | 0 | 19.6764 | 0 | 0 | 0 | 0 | 25.8074 | 0 | 0 | 0 | 0 | 25.8074 | 0 | 0 | 0 | 25.8221
|  | Total Installed Duration (hours) | [28 empty] | PGE Total Installed Duration (hours) | [27 empty] | SCE Total Installed Duration (hours) | [27 empty] | SDGE Total Installed Duration (hours)
|  | Storage Type | 2020-01-01 | 2021-01-01 | 2022-01-01 | 2023-01-01 | 2024-01-01 | 2025-01-01 | 2026-01-01 | 2027-01-01 | 2028-01-01 | 2029-01-01 | 2030-01-01 | 2031-01-01 | 2032-01-01 | 2033-01-01 | 2034-01-01 | 2035-01-01 | 2036-01-01 | 2037-01-01 | 2038-01-01 | 2039-01-01 | 2040-01-01 | 2041-01-01 | 2042-01-01 | 2043-01-01 | 2044-01-01 | 2045-01-01 |  |  | Storage Type | 2020-01-01 | 2021-01-01 | 2022-01-01 | 2023-01-01 | 2024-01-01 | 2025-01-01 | 2026-01-01 | 2027-01-01 | 2028-01-01 | 2029-01-01 | 2030-01-01 | 2031-01-01 | 2032-01-01 | 2033-01-01 | 2034-01-01 | 2035-01-01 | 2036-01-01 | 2037-01-01 | 2038-01-01 | 2039-01-01 | 2040-01-01 | 2041-01-01 | 2042-01-01 | 2043-01-01 | 2044-01-01 | 2045-01-01 |  | Storage Type | 2020-01-01 | 2021-01-01 | 2022-01-01 | 2023-01-01 | 2024-01-01 | 2025-01-01 | 2026-01-01 | 2027-01-01 | 2028-01-01 | 2029-01-01 | 2030-01-01 | 2031-01-01 | 2032-01-01 | 2033-01-01 | 2034-01-01 | 2035-01-01 | 2036-01-01 | 2037-01-01 | 2038-01-01 | 2039-01-01 | 2040-01-01 | 2041-01-01 | 2042-01-01 | 2043-01-01 | 2044-01-01 | 2045-01-01 |  | Storage Type | 2020-01-01 | 2021-01-01 | 2022-01-01 | 2023-01-01 | 2024-01-01 | 2025-01-01 | 2026-01-01 | 2027-01-01 | 2028-01-01 | 2029-01-01 | 2030-01-01 | 2031-01-01 | 2032-01-01 | 2033-01-01 | 2034-01-01 | 2035-01-01 | 2036-01-01 | 2037-01-01 | 2038-01-01 | 2039-01-01 | 2040-01-01 | 2041-01-01 | 2042-01-01 | 2043-01-01 | 2044-01-01 | 2045-01-01
|  | Li-ion Battery (4-hr) | 0 | 0 | 0 | 0 | 0 | 0 | 3.8891 | 0 | 3.9044 | 0 | 0 | 3.9049 | 0 | 0 | 0 | 0 | 3.9049 | 0 | 0 | 0 | 0 | 3.9049 | 0 | 0 | 0 | 3.9049 |  |  | Li-ion Battery (4-hr) | 0 | 0 | 0 | 0 | 0 | 0 | 3.8375 | 0 | 3.8572 | 0 | 0 | 3.8605 | 0 | 0 | 0 | 0 | 3.8605 | 0 | 0 | 0 | 0 | 3.8605 | 0 | 0 | 0 | 3.8605 |  | Li-ion Battery (4-hr) | 0 | 0 | 0 | 0 | 0 | 0 | 3.9419 | 0 | 3.9503 | 0 | 0 | 3.9503 | 0 | 0 | 0 | 0 | 3.9503 | 0 | 0 | 0 | 0 | 3.9503 | 0 | 0 | 0 | 3.9503 |  | Li-ion Battery (4-hr) | 0 | 0 | 0 | 0 | 0 | 0 | 3.7087 | 0 | 3.721 | 0 | 0 | 3.721 | 0 | 0 | 0 | 0 | 3.721 | 0 | 0 | 0 | 0 | 3.721 | 0 | 0 | 0 | 3.721
|  | Li-ion Battery (8-hr) | 0 | 0 | 0 | 0 | 0 | 0 | 10.5295 | 0 | 8.8881 | 0 | 0 | 8.1152 | 0 | 0 | 0 | 0 | 8.0883 | 0 | 0 | 0 | 0 | 8.0883 | 0 | 0 | 0 | 8.0631 |  |  | Li-ion Battery (8-hr) | 0 | 0 | 0 | 0 | 0 | 0 | 8 | 0 | 8 | 0 | 0 | 8 | 0 | 0 | 0 | 0 | 8 | 0 | 0 | 0 | 0 | 8 | 0 | 0 | 0 | 8 |  | Li-ion Battery (8-hr) | 0 | 0 | 0 | 0 | 0 | 0 | 11.4356 | 0 | 8.9589 | 0 | 0 | 8.1936 | 0 | 0 | 0 | 0 | 8.1253 | 0 | 0 | 0 | 0 | 8.1253 | 0 | 0 | 0 | 8.0812 |  | Li-ion Battery (8-hr) | 0 | 0 | 0 | 0 | 0 | 0 | 10.258 | 0 | 10.258 | 0 | 0 | 8.0596 | 0 | 0 | 0 | 0 | 8.0588 | 0 | 0 | 0 | 0 | 8.0588 | 0 | 0 | 0 | 8.0588
|  | Location Constrained Storage (12-hr) | 0 | 0 | 0 | 0 | 0 | 0 | 116.3588 | 0 | 116.3588 | 0 | 0 | 64.8744 | 0 | 0 | 0 | 0 | 36.1815 | 0 | 0 | 0 | 0 | 36.1815 | 0 | 0 | 0 | 36.1815 |  |  | Location Constrained Storage (12-hr) | 0 | 0 | 0 | 0 | 0 | 0 | 129.0194 | 0 | 129.0194 | 0 | 0 | 129.0194 | 0 | 0 | 0 | 0 | 81.6386 | 0 | 0 | 0 | 0 | 81.6386 | 0 | 0 | 0 | 81.6386 |  | Location Constrained Storage (12-hr) | 0 | 0 | 0 | 0 | 0 | 0 | 25 | 0 | 25 | 0 | 0 | 13.4444 | 0 | 0 | 0 | 0 | 12.624 | 0 | 0 | 0 | 0 | 12.624 | 0 | 0 | 0 | 12.624 |  | Location Constrained Storage (12-hr) | 0 | 0 | 0 | 0 | 0 | 0 | 0 | 0 | 0 | 0 | 0 | 0 | 0 | 0 | 0 | 0 | 12 | 0 | 0 | 0 | 0 | 12 | 0 | 0 | 0 | 12
|  | Generic Storage (12-hr) | 0 | 0 | 0 | 0 | 0 | 0 | 0 | 0 | 0 | 0 | 0 | 0 | 0 | 0 | 0 | 0 | 0 | 0 | 0 | 0 | 0 | 0 | 0 | 0 | 0 | 0 |  |  | Generic Storage (12-hr) | 0 | 0 | 0 | 0 | 0 | 0 | 0 | 0 | 0 | 0 | 0 | 0 | 0 | 0 | 0 | 0 | 0 | 0 | 0 | 0 | 0 | 0 | 0 | 0 | 0 | 0 |  | Generic Storage (12-hr) | 0 | 0 | 0 | 0 | 0 | 0 | 0 | 0 | 0 | 0 | 0 | 0 | 0 | 0 | 0 | 0 | 0 | 0 | 0 | 0 | 0 | 0 | 0 | 0 | 0 | 0 |  | Generic Storage (12-hr) | 0 | 0 | 0 | 0 | 0 | 0 | 0 | 0 | 0 | 0 | 0 | 0 | 0 | 0 | 0 | 0 | 0 | 0 | 0 | 0 | 0 | 0 | 0 | 0 | 0 | 0
|  | Generic Storage (24-hr) | 0 | 0 | 0 | 0 | 0 | 0 | 0 | 0 | 0 | 0 | 0 | 0 | 0 | 0 | 0 | 0 | 24 | 0 | 0 | 0 | 0 | 24 | 0 | 0 | 0 | 24 |  |  | Generic Storage (24-hr) | 0 | 0 | 0 | 0 | 0 | 0 | 0 | 0 | 0 | 0 | 0 | 0 | 0 | 0 | 0 | 0 | 0 | 0 | 0 | 0 | 0 | 0 | 0 | 0 | 0 | 0 |  | Generic Storage (24-hr) | 0 | 0 | 0 | 0 | 0 | 0 | 0 | 0 | 0 | 0 | 0 | 0 | 0 | 0 | 0 | 0 | 24 | 0 | 0 | 0 | 0 | 24 | 0 | 0 | 0 | 24 |  | Generic Storage (24-hr) | 0 | 0 | 0 | 0 | 0 | 0 | 0 | 0 | 0 | 0 | 0 | 0 | 0 | 0 | 0 | 0 | 0 | 0 | 0 | 0 | 0 | 0 | 0 | 0 | 0 | 0
|  | Generic Storage (100-hr) | 0 | 0 | 0 | 0 | 0 | 0 | 0 | 0 | 0 | 0 | 0 | 0 | 0 | 0 | 0 | 0 | 0 | 0 | 0 | 0 | 0 | 0 | 0 | 0 | 0 | 0 |  |  | Generic Storage (100-hr) | 0 | 0 | 0 | 0 | 0 | 0 | 0 | 0 | 0 | 0 | 0 | 0 | 0 | 0 | 0 | 0 | 0 | 0 | 0 | 0 | 0 | 0 | 0 | 0 | 0 | 0 |  | Generic Storage (100-hr) | 0 | 0 | 0 | 0 | 0 | 0 | 0 | 0 | 0 | 0 | 0 | 0 | 0 | 0 | 0 | 0 | 0 | 0 | 0 | 0 | 0 | 0 | 0 | 0 | 0 | 0 |  | Generic Storage (100-hr) | 0 | 0 | 0 | 0 | 0 | 0 | 0 | 0 | 0 | 0 | 0 | 0 | 0 | 0 | 0 | 0 | 0 | 0 | 0 | 0 | 0 | 0 | 0 | 0 | 0 | 0
|  | Total Long Duration Storage | 0 | 0 | 0 | 0 | 0 | 0 | 0 | 0 | 0 | 0 | 0 | 0 | 0 | 0 | 0 | 0 | 24 | 0 | 0 | 0 | 0 | 24 | 0 | 0 | 0 | 24 |  |  | Total Long Duration Storage | 0 | 0 | 0 | 0 | 0 | 0 | 0 | 0 | 0 | 0 | 0 | 0 | 0 | 0 | 0 | 0 | 0 | 0 | 0 | 0 | 0 | 0 | 0 | 0 | 0 | 0 |  | Total Long Duration Storage | 0 | 0 | 0 | 0 | 0 | 0 | 0 | 0 | 0 | 0 | 0 | 0 | 0 | 0 | 0 | 0 | 24 | 0 | 0 | 0 | 0 | 24 | 0 | 0 | 0 | 24 |  | Total Long Duration Storage | 0 | 0 | 0 | 0 | 0 | 0 | 0 | 0 | 0 | 0 | 0 | 0 | 0 | 0 | 0 | 0 | 0 | 0 | 0 | 0 | 0 | 0 | 0 | 0 | 0 | 0
|  | Total | 0 | 0 | 0 | 0 | 0 | 0 | 0 | 0 | 0 | 0 | 0 | 0 | 0 | 0 | 0 | 0 | 0 | 0 | 0 | 0 | 0 | 0 | 0 | 0 | 0 | 0 |  |  | Total | 0 | 0 | 0 | 0 | 0 | 0 | 0 | 0 | 0 | 0 | 0 | 0 | 0 | 0 | 0 | 0 | 0 | 0 | 0 | 0 | 0 | 0 | 0 | 0 | 0 | 0 |  | Total | 0 | 0 | 0 | 0 | 0 | 0 | 0 | 0 | 0 | 0 | 0 | 0 | 0 | 0 | 0 | 0 | 0 | 0 | 0 | 0 | 0 | 0 | 0 | 0 | 0 | 0 |  | Total | 0 | 0 | 0 | 0 | 0 | 0 | 0 | 0 | 0 | 0 | 0 | 0 | 0 | 0 | 0 | 0 | 0 | 0 | 0 | 0 | 0 | 0 | 0 | 0 | 0 | 0
Natural Gas Retention Detail
[32 empty] | PGE | PGE | PGE | PGE | PGE | PGE | PGE | PGE | PGE | PGE | PGE | PGE | PGE | PGE | PGE | PGE | PGE | PGE | PGE | PGE | PGE | PGE | PGE | PGE | PGE | PGE |  |  | SCE | SCE | SCE | SCE | SCE | SCE | SCE | SCE | SCE | SCE | SCE | SCE | SCE | SCE | SCE | SCE | SCE | SCE | SCE | SCE | SCE | SCE | SCE | SCE | SCE | SCE |  |  | SDGE | SDGE | SDGE | SDGE | SDGE | SDGE | SDGE | SDGE | SDGE | SDGE | SDGE | SDGE | SDGE | SDGE | SDGE | SDGE | SDGE | SDGE | SDGE | SDGE | SDGE | SDGE | SDGE | SDGE | SDGE | SDGE
|  | Gas Capacity Not Retained (GW) | [28 empty] | PGE Gas Capacity Not Retained (GW) | [27 empty] | SCE Gas Capacity Not Retained (GW) | [27 empty] | SDGE Gas Capacity Not Retained (GW)
|  |  | 2020-01-01 | 2021-01-01 | 2022-01-01 | 2023-01-01 | 2024-01-01 | 2025-01-01 | 2026-01-01 | 2027-01-01 | 2028-01-01 | 2029-01-01 | 2030-01-01 | 2031-01-01 | 2032-01-01 | 2033-01-01 | 2034-01-01 | 2035-01-01 | 2036-01-01 | 2037-01-01 | 2038-01-01 | 2039-01-01 | 2040-01-01 | 2041-01-01 | 2042-01-01 | 2043-01-01 | 2044-01-01 | 2045-01-01 |  |  |  | 2020-01-01 | 2021-01-01 | 2022-01-01 | 2023-01-01 | 2024-01-01 | 2025-01-01 | 2026-01-01 | 2027-01-01 | 2028-01-01 | 2029-01-01 | 2030-01-01 | 2031-01-01 | 2032-01-01 | 2033-01-01 | 2034-01-01 | 2035-01-01 | 2036-01-01 | 2037-01-01 | 2038-01-01 | 2039-01-01 | 2040-01-01 | 2041-01-01 | 2042-01-01 | 2043-01-01 | 2044-01-01 | 2045-01-01 |  |  | 2020-01-01 | 2021-01-01 | 2022-01-01 | 2023-01-01 | 2024-01-01 | 2025-01-01 | 2026-01-01 | 2027-01-01 | 2028-01-01 | 2029-01-01 | 2030-01-01 | 2031-01-01 | 2032-01-01 | 2033-01-01 | 2034-01-01 | 2035-01-01 | 2036-01-01 | 2037-01-01 | 2038-01-01 | 2039-01-01 | 2040-01-01 | 2041-01-01 | 2042-01-01 | 2043-01-01 | 2044-01-01 | 2045-01-01 |  |  | 2020-01-01 | 2021-01-01 | 2022-01-01 | 2023-01-01 | 2024-01-01 | 2025-01-01 | 2026-01-01 | 2027-01-01 | 2028-01-01 | 2029-01-01 | 2030-01-01 | 2031-01-01 | 2032-01-01 | 2033-01-01 | 2034-01-01 | 2035-01-01 | 2036-01-01 | 2037-01-01 | 2038-01-01 | 2039-01-01 | 2040-01-01 | 2041-01-01 | 2042-01-01 | 2043-01-01 | 2044-01-01 | 2045-01-01
|  | CCGT1 | 0 | 0 | 0 | 0 | 0 | 0 | 0 | 0 | 0 | 0 | 0 | 0 | 0 | 0 | 0 | 0 | 0 | 0 | 0 | 0 | 0 | 0 | 0 | 0 | 0 | 0 |  |  | PGE_CCGT1 | 0 | 0 | 0 | 0 | 0 | 0 | 0 | 0 | 0 | 0 | 0 | 0 | 0 | 0 | 0 | 0 | 0 | 0 | 0 | 0 | 0 | 0 | 0 | 0 | 0 | 0 |  | SCE_CCGT1 | 0 | 0 | 0 | 0 | 0 | 0 | 0 | 0 | 0 | 0 | 0 | 0 | 0 | 0 | 0 | 0 | 0 | 0 | 0 | 0 | 0 | 0 | 0 | 0 | 0 | 0 |  | SDGE_CCGT1 | 0 | 0 | 0 | 0 | 0 | 0 | 0 | 0 | 0 | 0 | 0 | 0 | 0 | 0 | 0 | 0 | 0 | 0 | 0 | 0 | 0 | 0 | 0 | 0 | 0 | 0
|  | CCGT2 | 0 | 0 | 0 | 0 | 0 | 0 | 0 | 0 | 0.3373 | 0.3373 | 0.3373 | 0.3373 | 0.3373 | 0.3373 | 0.3373 | 0.3373 | 0.3373 | 0.3373 | 0.3373 | 0.3373 | 0.3373 | 0.3373 | 0.3373 | 0.3373 | 0.3373 | 0.3373 |  |  | PGE_CCGT2 | 0 | 0 | 0 | 0 | 0 | 0 | 0 | 0 | 0.3373 | 0.3373 | 0.3373 | 0.3373 | 0.3373 | 0.3373 | 0.3373 | 0.3373 | 0.3373 | 0.3373 | 0.3373 | 0.3373 | 0.3373 | 0.3373 | 0.3373 | 0.3373 | 0.3373 | 0.3373 |  | SCE_CCGT2 | 0 | 0 | 0 | 0 | 0 | 0 | 0 | 0 | 0 | 0 | 0 | 0 | 0 | 0 | 0 | 0 | 0 | 0 | 0 | 0 | 0 | 0 | 0 | 0 | 0 | 0 |  | SDGE_CCGT2 | 0 | 0 | 0 | 0 | 0 | 0 | 0 | 0 | 0 | 0 | 0 | 0 | 0 | 0 | 0 | 0 | 0 | 0 | 0 | 0 | 0 | 0 | 0 | 0 | 0 | 0
|  | CCGT3 | 0 | 0 | 0 | 0 | 0 | 0 | 0.44756 | 0.44756 | 0.44756 | 0.44756 | 0.44756 | 0.44756 | 0.44756 | 0.44756 | 0.44756 | 0.44756 | 0.44756 | 0.44756 | 0.44756 | 0.44756 | 0.44756 | 0.44756 | 0.44756 | 0.44756 | 0.44756 | 0.44756 |  |  | PGE_CCGT3 | 0 | 0 | 0 | 0 | 0 | 0 | 0.24856 | 0.24856 | 0.24856 | 0.24856 | 0.24856 | 0.24856 | 0.24856 | 0.24856 | 0.24856 | 0.24856 | 0.24856 | 0.24856 | 0.24856 | 0.24856 | 0.24856 | 0.24856 | 0.24856 | 0.24856 | 0.24856 | 0.24856 |  | SCE_CCGT3 | 0 | 0 | 0 | 0 | 0 | 0 | 0.199 | 0.199 | 0.199 | 0.199 | 0.199 | 0.199 | 0.199 | 0.199 | 0.199 | 0.199 | 0.199 | 0.199 | 0.199 | 0.199 | 0.199 | 0.199 | 0.199 | 0.199 | 0.199 | 0.199 |  | SDGE_CCGT3 | 0 | 0 | 0 | 0 | 0 | 0 | 0 | 0 | 0 | 0 | 0 | 0 | 0 | 0 | 0 | 0 | 0 | 0 | 0 | 0 | 0 | 0 | 0 | 0 | 0 | 0
|  | Peaker1 | 0 | 0 | 0 | 0 | 0 | 0 | 0 | 0 | 0 | 0 | 0 | 0 | 0 | 0 | 0 | 0 | 0 | 0 | 0 | 0 | 0 | 0 | 0 | 0 | 0 | 0 |  |  | PGE_Peaker1 | 0 | 0 | 0 | 0 | 0 | 0 | 0 | 0 | 0 | 0 | 0 | 0 | 0 | 0 | 0 | 0 | 0 | 0 | 0 | 0 | 0 | 0 | 0 | 0 | 0 | 0 |  | SCE_Peaker1 | 0 | 0 | 0 | 0 | 0 | 0 | 0 | 0 | 0 | 0 | 0 | 0 | 0 | 0 | 0 | 0 | 0 | 0 | 0 | 0 | 0 | 0 | 0 | 0 | 0 | 0 |  | SDGE_Peaker1 | 0 | 0 | 0 | 0 | 0 | 0 | 0 | 0 | 0 | 0 | 0 | 0 | 0 | 0 | 0 | 0 | 0 | 0 | 0 | 0 | 0 | 0 | 0 | 0 | 0 | 0
|  | Peaker2 | 0 | 0 | 0 | 0 | 0 | 0 | 0.034407 | 0.034407 | 0.034407 | 0.034407 | 0.034407 | 0.034407 | 0.034407 | 0.034407 | 0.034407 | 0.034407 | 0.034407 | 0.034407 | 0.034407 | 0.034407 | 0.034407 | 0.034407 | 0.034407 | 0.034407 | 0.034407 | 0.034407 |  |  | PGE_Peaker2 | 0 | 0 | 0 | 0 | 0 | 0 | 0 | 0 | 0 | 0 | 0 | 0 | 0 | 0 | 0 | 0 | 0 | 0 | 0 | 0 | 0 | 0 | 0 | 0 | 0 | 0 |  | SCE_Peaker2 | 0 | 0 | 0 | 0 | 0 | 0 | 0 | 0 | 0 | 0 | 0 | 0 | 0 | 0 | 0 | 0 | 0 | 0 | 0 | 0 | 0 | 0 | 0 | 0 | 0 | 0 |  | SDGE_Peaker2 | 0 | 0 | 0 | 0 | 0 | 0 | 0.034407 | 0.034407 | 0.034407 | 0.034407 | 0.034407 | 0.034407 | 0.034407 | 0.034407 | 0.034407 | 0.034407 | 0.034407 | 0.034407 | 0.034407 | 0.034407 | 0.034407 | 0.034407 | 0.034407 | 0.034407 | 0.034407 | 0.034407
|  | Peaker3 | [6 empty] | 0.8551 | 0.8551 | 0.8551 | 0.8551 | 0.8551 | 0.8551 | 0.8551 | 0.8551 | 0.8551 | 0.8551 | 0.8551 | 0.8551 | 0.8551 | 0.8551 | 0.8551 | 0.8551 | 0.8551 | 0.8551 | 0.8551 | 0.8551 |  |  | PGE_Peaker3 | 0 | 0 | 0 | 0 | 0 | 0 | 0.54659 | 0.54659 | 0.54659 | 0.54659 | 0.54659 | 0.54659 | 0.54659 | 0.54659 | 0.54659 | 0.54659 | 0.54659 | 0.54659 | 0.54659 | 0.54659 | 0.54659 | 0.54659 | 0.54659 | 0.54659 | 0.54659 | 0.54659 |  | SCE_Peaker3 | 0 | 0 | 0 | 0 | 0 | 0 | 0.30851 | 0.30851 | 0.30851 | 0.30851 | 0.30851 | 0.30851 | 0.30851 | 0.30851 | 0.30851 | 0.30851 | 0.30851 | 0.30851 | 0.30851 | 0.30851 | 0.30851 | 0.30851 | 0.30851 | 0.30851 | 0.30851 | 0.30851 |  | SDGE_Peaker3 | 0 | 0 | 0 | 0 | 0 | 0 | 0 | 0 | 0 | 0 | 0 | 0 | 0 | 0 | 0 | 0 | 0 | 0 | 0 | 0 | 0 | 0 | 0 | 0 | 0 | 0
|  | Reciprocating_Engine | 0 | 0 | 0 | 0 | 0 | 0 | 0 | 0 | 0 | 0 | 0 | 0 | 0 | 0 | 0 | 0 | 0 | 0 | 0 | 0 | 0 | 0 | 0 | 0 | 0 | 0 |  |  | PGE_Reciprocating_Engine | 0 | 0 | 0 | 0 | 0 | 0 | 0 | 0 | 0 | 0 | 0 | 0 | 0 | 0 | 0 | 0 | 0 | 0 | 0 | 0 | 0 | 0 | 0 | 0 | 0 | 0 |  | SCE_Reciprocating_Engine | 0 | 0 | 0 | 0 | 0 | 0 | 0 | 0 | 0 | 0 | 0 | 0 | 0 | 0 | 0 | 0 | 0 | 0 | 0 | 0 | 0 | 0 | 0 | 0 | 0 | 0 |  | SDGE_Reciprocating_Engine | 0 | 0 | 0 | 0 | 0 | 0 | 0 | 0 | 0 | 0 | 0 | 0 | 0 | 0 | 0 | 0 | 0 | 0 | 0 | 0 | 0 | 0 | 0 | 0 | 0 | 0
|  | Total | 0 | 0 | 0 | 0 | 0 | 0 | 1.3371 | 1.3371 | 1.6744 | 1.6744 | 1.6744 | 1.6744 | 1.6744 | 1.6744 | 1.6744 | 1.6744 | 1.6744 | 1.6744 | 1.6744 | 1.6744 | 1.6744 | 1.6744 | 1.6744 | 1.6744 | 1.6744 | 1.6744 |  |  | Total | 0 | 0 | 0 | 0 | 0 | 0 | 0.79515 | 0.79515 | 1.1324 | 1.1324 | 1.1324 | 1.1324 | 1.1324 | 1.1324 | 1.1324 | 1.1324 | 1.1324 | 1.1324 | 1.1324 | 1.1324 | 1.1324 | 1.1324 | 1.1324 | 1.1324 | 1.1324 | 1.1324 |  | Total | 0 | 0 | 0 | 0 | 0 | 0 | 0.50751 | 0.50751 | 0.50751 | 0.50751 | 0.50751 | 0.50751 | 0.50751 | 0.50751 | 0.50751 | 0.50751 | 0.50751 | 0.50751 | 0.50751 | 0.50751 | 0.50751 | 0.50751 | 0.50751 | 0.50751 | 0.50751 | 0.50751 |  | Total | 0 | 0 | 0 | 0 | 0 | 0 | 0.034407 | 0.034407 | 0.034407 | 0.034407 | 0.034407 | 0.034407 | 0.034407 | 0.034407 | 0.034407 | 0.034407 | 0.034407 | 0.034407 | 0.034407 | 0.034407 | 0.034407 | 0.034407 | 0.034407 | 0.034407 | 0.034407 | 0.034407
Planned/Contracted vs. RESOLVE-Selected Builds
|  | CAISO RESOLVE-Selected Capacity (GW) | [28 empty] | Planned & RESOLVE-Selected Capacity (GW) | [27 empty] | Planned & RESOLVE-Selected Capacity (GW) | [27 empty] | Planned & RESOLVE-Selected Capacity (GW)
|  | Resource Type | 2020-01-01 | 2021-01-01 | 2022-01-01 | 2023-01-01 | 2024-01-01 | 2025-01-01 | 2026-01-01 | 2027-01-01 | 2028-01-01 | 2029-01-01 | 2030-01-01 | 2031-01-01 | 2032-01-01 | 2033-01-01 | 2034-01-01 | 2035-01-01 | 2036-01-01 | 2037-01-01 | 2038-01-01 | 2039-01-01 | 2040-01-01 | 2041-01-01 | 2042-01-01 | 2043-01-01 | 2044-01-01 | 2045-01-01 |  |  | Resource Type | 2020-01-01 | 2021-01-01 | 2022-01-01 | 2023-01-01 | 2024-01-01 | 2025-01-01 | 2026-01-01 | 2027-01-01 | 2028-01-01 | 2029-01-01 | 2030-01-01 | 2031-01-01 | 2032-01-01 | 2033-01-01 | 2034-01-01 | 2035-01-01 | 2036-01-01 | 2037-01-01 | 2038-01-01 | 2039-01-01 | 2040-01-01 | 2041-01-01 | 2042-01-01 | 2043-01-01 | 2044-01-01 | 2045-01-01 |  | Resource Type | 2020-01-01 | 2021-01-01 | 2022-01-01 | 2023-01-01 | 2024-01-01 | 2025-01-01 | 2026-01-01 | 2027-01-01 | 2028-01-01 | 2029-01-01 | 2030-01-01 | 2031-01-01 | 2032-01-01 | 2033-01-01 | 2034-01-01 | 2035-01-01 | 2036-01-01 | 2037-01-01 | 2038-01-01 | 2039-01-01 | 2040-01-01 | 2041-01-01 | 2042-01-01 | 2043-01-01 | 2044-01-01 | 2045-01-01 |  | Resource Type | 2020-01-01 | 2021-01-01 | 2022-01-01 | 2023-01-01 | 2024-01-01 | 2025-01-01 | 2026-01-01 | 2027-01-01 | 2028-01-01 | 2029-01-01 | 2030-01-01 | 2031-01-01 | 2032-01-01 | 2033-01-01 | 2034-01-01 | 2035-01-01 | 2036-01-01 | 2037-01-01 | 2038-01-01 | 2039-01-01 | 2040-01-01 | 2041-01-01 | 2042-01-01 | 2043-01-01 | 2044-01-01 | 2045-01-01
|  | Coal | 0 | 0 | 0 | 0 | 0 | 0 | 0 | 0 | 0 | 0 | 0 | 0 | 0 | 0 | 0 | 0 | 0 | 0 | 0 | 0 | 0 | 0 | 0 | 0 | 0 | 0 |  |  | Coal | 0 | 0 | 0 | 0 | 0 | 0 | 0 | 0 | 0 | 0 | 0 | 0 | 0 | 0 | 0 | 0 | 0 | 0 | 0 | 0 | 0 | 0 | 0 | 0 | 0 | 0 |  | Coal | 0 | 0 | 0 | 0 | 0 | 0 | 0 | 0 | 0 | 0 | 0 | 0 | 0 | 0 | 0 | 0 | 0 | 0 | 0 | 0 | 0 | 0 | 0 | 0 | 0 | 0 |  | Coal | 0 | 0 | 0 | 0 | 0 | 0 | 0 | 0 | 0 | 0 | 0 | 0 | 0 | 0 | 0 | 0 | 0 | 0 | 0 | 0 | 0 | 0 | 0 | 0 | 0 | 0
|  | Natural Gas | 0 | 0 | 0 | 0 | 0 | 0 | 0 | 0 | 0 | 0 | 0 | 0 | 0 | 0 | 0 | 0 | 0 | 0 | 0 | 0 | 0 | 0 | 0 | 0 | 0 | 0 |  |  | Natural Gas | 0 | 0 | 0 | 0 | 0 | 0 | 0 | 0 | 0 | 0 | 0 | 0 | 0 | 0 | 0 | 0 | 0 | 0 | 0 | 0 | 0 | 0 | 0 | 0 | 0 | 0 |  | Natural Gas | 0 | 0 | 0 | 0 | 0 | 0 | 0 | 0 | 0 | 0 | 0 | 0 | 0 | 0 | 0 | 0 | 0 | 0 | 0 | 0 | 0 | 0 | 0 | 0 | 0 | 0 |  | Natural Gas | 0 | 0 | 0 | 0 | 0 | 0 | 0 | 0 | 0 | 0 | 0 | 0 | 0 | 0 | 0 | 0 | 0 | 0 | 0 | 0 | 0 | 0 | 0 | 0 | 0 | 0
|  | Natural Gas + CCS | 0 | 0 | 0 | 0 | 0 | 0 | 0 | 0 | 0 | 0 | 0 | 0 | 0 | 0 | 0 | 0 | 0 | 0 | 0 | 0 | 0 | 0 | 0 | 0 | 0 | 0 |  |  | Natural Gas + CCS | 0 | 0 | 0 | 0 | 0 | 0 | 0 | 0 | 0 | 0 | 0 | 0 | 0 | 0 | 0 | 0 | 0 | 0 | 0 | 0 | 0 | 0 | 0 | 0 | 0 | 0 |  | Natural Gas + CCS | 0 | 0 | 0 | 0 | 0 | 0 | 0 | 0 | 0 | 0 | 0 | 0 | 0 | 0 | 0 | 0 | 0 | 0 | 0 | 0 | 0 | 0 | 0 | 0 | 0 | 0 |  | Natural Gas + CCS | 0 | 0 | 0 | 0 | 0 | 0 | 0 | 0 | 0 | 0 | 0 | 0 | 0 | 0 | 0 | 0 | 0 | 0 | 0 | 0 | 0 | 0 | 0 | 0 | 0 | 0
|  | CHP | 0 | 0 | 0 | 0 | 0 | 0 | 0 | 0 | 0 | 0 | 0 | 0 | 0 | 0 | 0 | 0 | 0 | 0 | 0 | 0 | 0 | 0 | 0 | 0 | 0 | 0 |  |  | CHP | 0 | 0 | 0 | 0 | 0 | 0 | 0 | 0 | 0 | 0 | 0 | 0 | 0 | 0 | 0 | 0 | 0 | 0 | 0 | 0 | 0 | 0 | 0 | 0 | 0 | 0 |  | CHP | 0 | 0 | 0 | 0 | 0 | 0 | 0 | 0 | 0 | 0 | 0 | 0 | 0 | 0 | 0 | 0 | 0 | 0 | 0 | 0 | 0 | 0 | 0 | 0 | 0 | 0 |  | CHP | 0 | 0 | 0 | 0 | 0 | 0 | 0 | 0 | 0 | 0 | 0 | 0 | 0 | 0 | 0 | 0 | 0 | 0 | 0 | 0 | 0 | 0 | 0 | 0 | 0 | 0
|  | Hydrogen | 0 | 0 | 0 | 0 | 0 | 0 | 0 | 0 | 0 | 0 | 0 | 0 | 0 | 0 | 0 | 0 | 0 | 0 | 0 | 0 | 0 | 0 | 0 | 0 | 0 | 0 |  |  | Hydrogen | 0 | 0 | 0 | 0 | 0 | 0 | 0 | 0 | 0 | 0 | 0 | 0 | 0 | 0 | 0 | 0 | 0 | 0 | 0 | 0 | 0 | 0 | 0 | 0 | 0 | 0 |  | Hydrogen | 0 | 0 | 0 | 0 | 0 | 0 | 0 | 0 | 0 | 0 | 0 | 0 | 0 | 0 | 0 | 0 | 0 | 0 | 0 | 0 | 0 | 0 | 0 | 0 | 0 | 0 |  | Hydrogen | 0 | 0 | 0 | 0 | 0 | 0 | 0 | 0 | 0 | 0 | 0 | 0 | 0 | 0 | 0 | 0 | 0 | 0 | 0 | 0 | 0 | 0 | 0 | 0 | 0 | 0
|  | Nuclear | 0 | 0 | 0 | 0 | 0 | 0 | 0 | 0 | 0 | 0 | 0 | 0 | 0 | 0 | 0 | 0 | 0 | 0 | 0 | 0 | 0 | 0 | 0 | 0 | 0 | 0 |  |  | Nuclear | 0 | 0 | 0 | 0 | 0 | 0 | 0 | 0 | 0 | 0 | 0 | 0 | 0 | 0 | 0 | 0 | 0 | 0 | 0 | 0 | 0 | 0 | 0 | 0 | 0 | 0 |  | Nuclear | 0 | 0 | 0 | 0 | 0 | 0 | 0 | 0 | 0 | 0 | 0 | 0 | 0 | 0 | 0 | 0 | 0 | 0 | 0 | 0 | 0 | 0 | 0 | 0 | 0 | 0 |  | Nuclear | 0 | 0 | 0 | 0 | 0 | 0 | 0 | 0 | 0 | 0 | 0 | 0 | 0 | 0 | 0 | 0 | 0 | 0 | 0 | 0 | 0 | 0 | 0 | 0 | 0 | 0
|  | Nuclear (SMR) | 0 | 0 | 0 | 0 | 0 | 0 | 0 | 0 | 0 | 0 | 0 | 0 | 0 | 0 | 0 | 0 | 0 | 0 | 0 | 0 | 0 | 0 | 0 | 0 | 0 | 0 |  |  | Nuclear (SMR) | 0 | 0 | 0 | 0 | 0 | 0 | 0 | 0 | 0 | 0 | 0 | 0 | 0 | 0 | 0 | 0 | 0 | 0 | 0 | 0 | 0 | 0 | 0 | 0 | 0 | 0 |  | Nuclear (SMR) | 0 | 0 | 0 | 0 | 0 | 0 | 0 | 0 | 0 | 0 | 0 | 0 | 0 | 0 | 0 | 0 | 0 | 0 | 0 | 0 | 0 | 0 | 0 | 0 | 0 | 0 |  | Nuclear (SMR) | 0 | 0 | 0 | 0 | 0 | 0 | 0 | 0 | 0 | 0 | 0 | 0 | 0 | 0 | 0 | 0 | 0 | 0 | 0 | 0 | 0 | 0 | 0 | 0 | 0 | 0
|  | Geothermal | 0 | 0 | 0 | 0 | 0 | 0 | 0.1 | -0.02 | 0.31 | -0.04 | -0.08 | 1.12 | -0.08 | -0.08 | -0.08 | -0.08 | 3.32 | -0.08 | -0.08 | -0.08 | -0.08 | 3.32 | -0.08 | -0.08 | -0.08 | 3.32 |  |  | Geothermal | 0 | 0 | 0 | 0 | 0 | 0 | 0.05 | -0.02 | 0.05 | -0.02 | -0.02 | 0.9 | -0.02 | -0.02 | -0.02 | -0.02 | 1.63 | -0.02 | -0.02 | -0.02 | -0.02 | 1.63 | -0.02 | -0.02 | -0.02 | 1.63 |  | Geothermal | 0 | 0 | 0 | 0 | 0 | 0 | 0.05 | 0 | 0.18 | -0.02 | -0.06 | 0.14 | -0.06 | -0.06 | -0.06 | -0.06 | 1.16 | -0.06 | -0.06 | -0.06 | -0.06 | 1.16 | -0.06 | -0.06 | -0.06 | 1.16 |  | Geothermal | 0 | 0 | 0 | 0 | 0 | 0 | 0 | 0 | 0.08 | 0 | 0 | 0.08 | 0 | 0 | 0 | 0 | 0.53 | 0 | 0 | 0 | 0 | 0.53 | 0 | 0 | 0 | 0.53
|  | Geothermal (Enhanced) | 0 | 0 | 0 | 0 | 0 | 0 | 0 | 0 | 0 | 0 | 0 | 0 | 0 | 0 | 0 | 0 | 1.7 | 0 | 0 | 0 | 0 | 1.7 | 0 | 0 | 0 | 1.7 |  |  | Geothermal (Enhanced) | 0 | 0 | 0 | 0 | 0 | 0 | 0 | 0 | 0 | 0 | 0 | 0 | 0 | 0 | 0 | 0 | 1.7 | 0 | 0 | 0 | 0 | 1.7 | 0 | 0 | 0 | 1.7 |  | Geothermal (Enhanced) | 0 | 0 | 0 | 0 | 0 | 0 | 0 | 0 | 0 | 0 | 0 | 0 | 0 | 0 | 0 | 0 | 0 | 0 | 0 | 0 | 0 | 0 | 0 | 0 | 0 | 0 |  | Geothermal (Enhanced) | 0 | 0 | 0 | 0 | 0 | 0 | 0 | 0 | 0 | 0 | 0 | 0 | 0 | 0 | 0 | 0 | 0 | 0 | 0 | 0 | 0 | 0 | 0 | 0 | 0 | 0
|  | Biomass | 0 | 0 | 0 | 0 | 0 | -0.01 | -0.01 | -0.01 | -0.01 | -0.01 | -0.01 | -0.01 | -0.01 | -0.01 | -0.01 | -0.01 | -0.01 | -0.01 | -0.01 | -0.01 | -0.01 | -0.01 | -0.01 | -0.01 | -0.01 | -0.01 |  |  | Biomass | 0 | 0 | 0 | 0 | 0 | -0.01 | -0.01 | -0.01 | -0.01 | -0.01 | -0.01 | -0.01 | -0.01 | -0.01 | -0.01 | -0.01 | -0.01 | -0.01 | -0.01 | -0.01 | -0.01 | -0.01 | -0.01 | -0.01 | -0.01 | -0.01 |  | Biomass | 0 | 0 | 0 | 0 | 0 | 0 | 0 | 0 | 0 | 0 | 0 | 0 | 0 | 0 | 0 | 0 | 0 | 0 | 0 | 0 | 0 | 0 | 0 | 0 | 0 | 0 |  | Biomass | 0 | 0 | 0 | 0 | 0 | 0 | 0 | 0 | 0 | 0 | 0 | 0 | 0 | 0 | 0 | 0 | 0 | 0 | 0 | 0 | 0 | 0 | 0 | 0 | 0 | 0
|  | Biogas | 0 | 0 | 0 | 0 | 0 | 0 | 0 | 0 | 0 | 0 | 0 | 0 | 0 | 0 | 0 | 0 | 0 | 0 | 0 | 0 | 0 | 0 | 0 | 0 | 0 | 0 |  |  | Biogas | 0 | 0 | 0 | 0 | 0 | 0 | 0 | 0 | 0 | 0 | 0 | 0 | 0 | 0 | 0 | 0 | 0 | 0 | 0 | 0 | 0 | 0 | 0 | 0 | 0 | 0 |  | Biogas | 0 | 0 | 0 | 0 | 0 | 0 | 0 | 0 | 0 | 0 | 0 | 0 | 0 | 0 | 0 | 0 | 0 | 0 | 0 | 0 | 0 | 0 | 0 | 0 | 0 | 0 |  | Biogas | 0 | 0 | 0 | 0 | 0 | 0 | 0 | 0 | 0 | 0 | 0 | 0 | 0 | 0 | 0 | 0 | 0 | 0 | 0 | 0 | 0 | 0 | 0 | 0 | 0 | 0
|  | Hydro | 0 | 0 | 0 | 0 | 0 | 0 | 0 | 0 | 0 | 0 | 0 | 0 | 0 | 0 | 0 | 0 | 0 | 0 | 0 | 0 | 0 | 0 | 0 | 0 | 0 | 0 |  |  | Hydro | 0 | 0 | 0 | 0 | 0 | 0 | 0 | 0 | 0 | 0 | 0 | 0 | 0 | 0 | 0 | 0 | 0 | 0 | 0 | 0 | 0 | 0 | 0 | 0 | 0 | 0 |  | Hydro | 0 | 0 | 0 | 0 | 0 | 0 | 0 | 0 | 0 | 0 | 0 | 0 | 0 | 0 | 0 | 0 | 0 | 0 | 0 | 0 | 0 | 0 | 0 | 0 | 0 | 0 |  | Hydro | 0 | 0 | 0 | 0 | 0 | 0 | 0 | 0 | 0 | 0 | 0 | 0 | 0 | 0 | 0 | 0 | 0 | 0 | 0 | 0 | 0 | 0 | 0 | 0 | 0 | 0
|  | In-State Wind | 0 | 0 | 0 | 0 | 0 | 0 | 0.25 | 0 | 0.74 | 0 | 0 | 2.02 | 0 | 0 | 0 | 0 | 2.58 | 0 | 0 | 0 | 0 | 4.76 | 0 | 0 | 0 | 7.7 |  |  | In-State Wind | 0 | 0 | 0 | 0 | 0 | 0 | 0.07 | 0 | 0.07 | 0 | 0 | 0.45 | 0 | 0 | 0 | 0 | 1.01 | 0 | 0 | 0 | 0 | 1.89 | 0 | 0 | 0 | 2.73 |  | In-State Wind | 0 | 0 | 0 | 0 | 0 | 0 | 0 | 0 | 0.25 | 0 | 0 | 0.58 | 0 | 0 | 0 | 0 | 0.58 | 0 | 0 | 0 | 0 | 0.58 | 0 | 0 | 0 | 2.35 |  | In-State Wind | 0 | 0 | 0 | 0 | 0 | 0 | 0.18 | 0 | 0.42 | 0 | 0 | 0.99 | 0 | 0 | 0 | 0 | 0.99 | 0 | 0 | 0 | 0 | 2.29 | 0 | 0 | 0 | 2.62
|  | Out-of-State Wind | 0 | 0 | 0 | 0 | 0 | 0 | 1.44 | 0 | 2.94 | 0 | 0 | 5.54 | 0 | 0 | 0 | 0 | 7.04 | 0 | 0 | 0 | 0 | 17.04 | 0 | 0 | 0 | 19.04 |  |  | Out-of-State Wind | 0 | 0 | 0 | 0 | 0 | 0 | 0 | 0 | 0 | 0 | 0 | 0 | 0 | 0 | 0 | 0 | 0 | 0 | 0 | 0 | 0 | 4 | 0 | 0 | 0 | 4 |  | Out-of-State Wind | 0 | 0 | 0 | 0 | 0 | 0 | 1.44 | 0 | 2.94 | 0 | 0 | 5.54 | 0 | 0 | 0 | 0 | 7.04 | 0 | 0 | 0 | 0 | 13.04 | 0 | 0 | 0 | 15.04 |  | Out-of-State Wind | 0 | 0 | 0 | 0 | 0 | 0 | 0 | 0 | 0 | 0 | 0 | 0 | 0 | 0 | 0 | 0 | 0 | 0 | 0 | 0 | 0 | 0 | 0 | 0 | 0 | 0
|  | Offshore Wind | 0 | 0 | 0 | 0 | 0 | 0 | 0 | 0 | 0 | 0 | 0 | 0 | 0 | 0 | 0 | 0 | 2.92 | 0 | 0 | 0 | 0 | 4.53 | 0 | 0 | 0 | 4.53 |  |  | Offshore Wind | 0 | 0 | 0 | 0 | 0 | 0 | 0 | 0 | 0 | 0 | 0 | 0 | 0 | 0 | 0 | 0 | 2.92 | 0 | 0 | 0 | 0 | 4.53 | 0 | 0 | 0 | 4.53 |  | Offshore Wind | 0 | 0 | 0 | 0 | 0 | 0 | 0 | 0 | 0 | 0 | 0 | 0 | 0 | 0 | 0 | 0 | 0 | 0 | 0 | 0 | 0 | 0 | 0 | 0 | 0 | 0 |  | Offshore Wind | 0 | 0 | 0 | 0 | 0 | 0 | 0 | 0 | 0 | 0 | 0 | 0 | 0 | 0 | 0 | 0 | 0 | 0 | 0 | 0 | 0 | 0 | 0 | 0 | 0 | 0
|  | Solar | 0 | 0 | 0 | 0 | 0 | -0.36 | 1.99 | -4.27 | 10.61 | -4.41 | -4.41 | 31.41 | -4.52 | -4.52 | -4.52 | -4.52 | 42.95 | -4.52 | -4.52 | -4.52 | -4.52 | 49.23 | -4.52 | -4.52 | -4.52 | 63.96 |  |  | Solar | 0 | 0 | 0 | 0 | 0 | -0.2 | 0.24 | -0.74 | 4.02 | -0.81 | -0.81 | 13.93 | -0.92 | -0.92 | -0.92 | -0.92 | 15.13 | -0.92 | -0.92 | -0.92 | -0.92 | 18.03 | -0.92 | -0.92 | -0.92 | 20.45 |  | Solar | 0 | 0 | 0 | 0 | 0 | -0.16 | 1.75 | -3.25 | 6.59 | -3.32 | -3.32 | 13.93 | -3.32 | -3.32 | -3.32 | -3.32 | 13.93 | -3.32 | -3.32 | -3.32 | -3.32 | 17.08 | -3.32 | -3.32 | -3.32 | 29.14 |  | Solar | 0 | 0 | 0 | 0 | 0 | 0 | 0 | -0.28 | 0 | -0.28 | -0.28 | 3.55 | -0.28 | -0.28 | -0.28 | -0.28 | 13.89 | -0.28 | -0.28 | -0.28 | -0.28 | 14.12 | -0.28 | -0.28 | -0.28 | 14.37
|  | Customer Solar | 0 | 0 | 0 | 0 | 0 | 0 | 0 | 0 | 0 | 0 | 0 | 0 | 0 | 0 | 0 | 0 | 0 | 0 | 0 | 0 | 0 | 0 | 0 | 0 | 0 | 0 |  |  | Customer Solar | 0 | 0 | 0 | 0 | 0 | 0 | 0 | 0 | 0 | 0 | 0 | 0 | 0 | 0 | 0 | 0 | 0 | 0 | 0 | 0 | 0 | 0 | 0 | 0 | 0 | 0 |  | Customer Solar | 0 | 0 | 0 | 0 | 0 | 0 | 0 | 0 | 0 | 0 | 0 | 0 | 0 | 0 | 0 | 0 | 0 | 0 | 0 | 0 | 0 | 0 | 0 | 0 | 0 | 0 |  | Customer Solar | 0 | 0 | 0 | 0 | 0 | 0 | 0 | 0 | 0 | 0 | 0 | 0 | 0 | 0 | 0 | 0 | 0 | 0 | 0 | 0 | 0 | 0 | 0 | 0 | 0 | 0
|  | Li-ion Battery (4-hr) | 0 | 0 | 0 | 0 | 0 | -1.59 | 0.49 | -5.93 | 0.59 | -6.12 | -6.12 | 0.59 | -6.23 | -6.23 | -6.23 | -6.23 | 0.59 | -6.23 | -6.23 | -6.23 | -6.23 | 0.59 | -6.23 | -6.23 | -6.23 | 0.59 |  |  | Li-ion Battery (4-hr) | 0 | 0 | 0 | 0 | 0 | -0.53 | 0.02 | -1.22 | 0.12 | -1.29 | -1.29 | 0.12 | -1.4 | -1.4 | -1.4 | -1.4 | 0.12 | -1.4 | -1.4 | -1.4 | -1.4 | 0.12 | -1.4 | -1.4 | -1.4 | 0.12 |  | Li-ion Battery (4-hr) | 0 | 0 | 0 | 0 | 0 | -0.65 | 0.38 | -4.04 | 0.38 | -4.16 | -4.16 | 0.38 | -4.16 | -4.16 | -4.16 | -4.16 | 0.38 | -4.16 | -4.16 | -4.16 | -4.16 | 0.38 | -4.16 | -4.16 | -4.16 | 0.38 |  | Li-ion Battery (4-hr) | 0 | 0 | 0 | 0 | 0 | -0.41 | 0.09 | -0.67 | 0.09 | -0.67 | -0.67 | 0.09 | -0.67 | -0.67 | -0.67 | -0.67 | 0.09 | -0.67 | -0.67 | -0.67 | -0.67 | 0.09 | -0.67 | -0.67 | -0.67 | 0.09
|  | Li-ion Battery (8-hr) | 0 | 0 | 0 | 0 | 0 | -0.02 | 0.03 | -0.16 | 0.07 | -0.99 | -1.01 | 9.05 | -1.01 | -1.01 | -1.01 | -1.01 | 12.18 | -1.01 | -1.01 | -1.01 | -1.01 | 12.18 | -1.01 | -1.01 | -1.01 | 17.58 |  |  | Li-ion Battery (8-hr) | 0 | 0 | 0 | 0 | 0 | -0.01 | 0 | -0.11 | 0.04 | -0.11 | -0.13 | 3.13 | -0.13 | -0.13 | -0.13 | -0.13 | 3.13 | -0.13 | -0.13 | -0.13 | -0.13 | 3.13 | -0.13 | -0.13 | -0.13 | 3.72 |  | Li-ion Battery (8-hr) | 0 | 0 | 0 | 0 | 0 | 0 | 0.02 | -0.03 | 0.02 | -0.86 | -0.86 | 4.6 | -0.86 | -0.86 | -0.86 | -0.86 | 7.72 | -0.86 | -0.86 | -0.86 | -0.86 | 7.72 | -0.86 | -0.86 | -0.86 | 12.53 |  | Li-ion Battery (8-hr) | 0 | 0 | 0 | 0 | 0 | -0.01 | 0.01 | -0.02 | 0.01 | -0.02 | -0.02 | 1.32 | -0.02 | -0.02 | -0.02 | -0.02 | 1.33 | -0.02 | -0.02 | -0.02 | -0.02 | 1.33 | -0.02 | -0.02 | -0.02 | 1.33
|  | Location Constrained Storage (12-hr) | 0 | 0 | 0 | 0 | 0 | 0 | 0 | 0 | 0 | 0 | 0 | 1.6 | 0 | 0 | 0 | 0 | 5.45 | 0 | 0 | 0 | 0 | 5.45 | 0 | 0 | 0 | 5.45 |  |  | Location Constrained Storage (12-hr) | 0 | 0 | 0 | 0 | 0 | 0 | 0 | 0 | 0 | 0 | 0 | 0 | 0 | 0 | 0 | 0 | 0.98 | 0 | 0 | 0 | 0 | 0.98 | 0 | 0 | 0 | 0.98 |  | Location Constrained Storage (12-hr) | 0 | 0 | 0 | 0 | 0 | 0 | 0 | 0 | 0 | 0 | 0 | 1.6 | 0 | 0 | 0 | 0 | 3.97 | 0 | 0 | 0 | 0 | 3.97 | 0 | 0 | 0 | 3.97 |  | Location Constrained Storage (12-hr) | 0 | 0 | 0 | 0 | 0 | 0 | 0 | 0 | 0 | 0 | 0 | 0 | 0 | 0 | 0 | 0 | 0.5 | 0 | 0 | 0 | 0 | 0.5 | 0 | 0 | 0 | 0.5
|  | Generic Storage (12-hr) | 0 | 0 | 0 | 0 | 0 | 0 | 0 | 0 | 0 | 0 | 0 | 0 | 0 | 0 | 0 | 0 | 0 | 0 | 0 | 0 | 0 | 0 | 0 | 0 | 0 | 0 |  |  | Generic Storage (12-hr) | 0 | 0 | 0 | 0 | 0 | 0 | 0 | 0 | 0 | 0 | 0 | 0 | 0 | 0 | 0 | 0 | 0 | 0 | 0 | 0 | 0 | 0 | 0 | 0 | 0 | 0 |  | Generic Storage (12-hr) | 0 | 0 | 0 | 0 | 0 | 0 | 0 | 0 | 0 | 0 | 0 | 0 | 0 | 0 | 0 | 0 | 0 | 0 | 0 | 0 | 0 | 0 | 0 | 0 | 0 | 0 |  | Generic Storage (12-hr) | 0 | 0 | 0 | 0 | 0 | 0 | 0 | 0 | 0 | 0 | 0 | 0 | 0 | 0 | 0 | 0 | 0 | 0 | 0 | 0 | 0 | 0 | 0 | 0 | 0 | 0
|  | Generic Storage (24-hr) | 0 | 0 | 0 | 0 | 0 | 0 | 0 | 0 | 0 | 0 | 0 | 0 | 0 | 0 | 0 | 0 | 0.5 | 0 | 0 | 0 | 0 | 0.5 | 0 | 0 | 0 | 0.5 |  |  | Generic Storage (24-hr) | 0 | 0 | 0 | 0 | 0 | 0 | 0 | 0 | 0 | 0 | 0 | 0 | 0 | 0 | 0 | 0 | 0 | 0 | 0 | 0 | 0 | 0 | 0 | 0 | 0 | 0 |  | Generic Storage (24-hr) | 0 | 0 | 0 | 0 | 0 | 0 | 0 | 0 | 0 | 0 | 0 | 0 | 0 | 0 | 0 | 0 | 0.5 | 0 | 0 | 0 | 0 | 0.5 | 0 | 0 | 0 | 0.5 |  | Generic Storage (24-hr) | 0 | 0 | 0 | 0 | 0 | 0 | 0 | 0 | 0 | 0 | 0 | 0 | 0 | 0 | 0 | 0 | 0 | 0 | 0 | 0 | 0 | 0 | 0 | 0 | 0 | 0
|  | Generic Storage (100-hr) | 0 | 0 | 0 | 0 | 0 | 0 | 0 | 0 | 0 | 0 | 0 | 0 | 0 | 0 | 0 | 0 | 0 | 0 | 0 | 0 | 0 | 0 | 0 | 0 | 0 | 0 |  |  | Generic Storage (100-hr) | 0 | 0 | 0 | 0 | 0 | 0 | 0 | 0 | 0 | 0 | 0 | 0 | 0 | 0 | 0 | 0 | 0 | 0 | 0 | 0 | 0 | 0 | 0 | 0 | 0 | 0 |  | Generic Storage (100-hr) | 0 | 0 | 0 | 0 | 0 | 0 | 0 | 0 | 0 | 0 | 0 | 0 | 0 | 0 | 0 | 0 | 0 | 0 | 0 | 0 | 0 | 0 | 0 | 0 | 0 | 0 |  | Generic Storage (100-hr) | 0 | 0 | 0 | 0 | 0 | 0 | 0 | 0 | 0 | 0 | 0 | 0 | 0 | 0 | 0 | 0 | 0 | 0 | 0 | 0 | 0 | 0 | 0 | 0 | 0 | 0
|  | Shed DR | 0 | 0 | 0 | 0 | 0 | 0 | 0 | 0 | 0 | 0 | 0 | 0 | 0 | 0 | 0 | 0 | 0 | 0 | 0 | 0 | 0 | 0 | 0 | 0 | 0 | 0 |  |  | Shed DR | 0 | 0 | 0 | 0 | 0 | 0 | 0 | 0 | 0 | 0 | 0 | 0 | 0 | 0 | 0 | 0 | 0 | 0 | 0 | 0 | 0 | 0 | 0 | 0 | 0 | 0 |  | Shed DR | 0 | 0 | 0 | 0 | 0 | 0 | 0 | 0 | 0 | 0 | 0 | 0 | 0 | 0 | 0 | 0 | 0 | 0 | 0 | 0 | 0 | 0 | 0 | 0 | 0 | 0 |  | Shed DR | 0 | 0 | 0 | 0 | 0 | 0 | 0 | 0 | 0 | 0 | 0 | 0 | 0 | 0 | 0 | 0 | 0 | 0 | 0 | 0 | 0 | 0 | 0 | 0 | 0 | 0
|  | Shift DR & VGI | 0 | 0 | 0 | 0 | 0 | 0 | 0 | 0 | 0 | 0 | 0 | 0 | 0 | 0 | 0 | 0 | 0 | 0 | 0 | 0 | 0 | 0 | 0 | 0 | 0 | 0 |  |  | Shift DR & VGI | 0 | 0 | 0 | 0 | 0 | 0 | 0 | 0 | 0 | 0 | 0 | 0 | 0 | 0 | 0 | 0 | 0 | 0 | 0 | 0 | 0 | 0 | 0 | 0 | 0 | 0 |  | Shift DR & VGI | 0 | 0 | 0 | 0 | 0 | 0 | 0 | 0 | 0 | 0 | 0 | 0 | 0 | 0 | 0 | 0 | 0 | 0 | 0 | 0 | 0 | 0 | 0 | 0 | 0 | 0 |  | Shift DR & VGI | 0 | 0 | 0 | 0 | 0 | 0 | 0 | 0 | 0 | 0 | 0 | 0 | 0 | 0 | 0 | 0 | 0 | 0 | 0 | 0 | 0 | 0 | 0 | 0 | 0 | 0
|  | Gas Capacity Not Retained | 0 | 0 | 0 | 0 | 0 | -1.98 | -6.95 | -11.72 | -13.23 | -13.23 | -13.29 | -13.51 | -13.51 | -13.51 | -13.51 | -13.51 | -13.51 | -13.51 | -13.51 | -13.51 | -13.51 | -13.51 | -13.51 | -13.51 | -13.51 | -13.51 |  |  | Gas Capacity Not Retained | 0 | 0 | 0 | 0 | 0 | -0.75 | -1.99 | -2.9 | -3.37 | -3.37 | -3.39 | -3.61 | -3.61 | -3.61 | -3.61 | -3.61 | -3.61 | -3.61 | -3.61 | -3.61 | -3.61 | -3.61 | -3.61 | -3.61 | -3.61 | -3.61 |  | Gas Capacity Not Retained | 0 | 0 | 0 | 0 | 0 | -0.81 | -4.17 | -7.83 | -8.87 | -8.87 | -8.91 | -8.91 | -8.91 | -8.91 | -8.91 | -8.91 | -8.91 | -8.91 | -8.91 | -8.91 | -8.91 | -8.91 | -8.91 | -8.91 | -8.91 | -8.91 |  | Gas Capacity Not Retained | 0 | 0 | 0 | 0 | 0 | -0.42 | -0.79 | -0.99 | -0.99 | -0.99 | -0.99 | -0.99 | -0.99 | -0.99 | -0.99 | -0.99 | -0.99 | -0.99 | -0.99 | -0.99 | -0.99 | -0.99 | -0.99 | -0.99 | -0.99 | -0.99
|  | Total New Resources | 0 | 0 | 0 | 0 | 0 | -1.98 | 4.29 | -10.39 | 15.25 | -11.57 | -11.63 | 51.32 | -11.85 | -11.85 | -11.85 | -11.85 | 79.22 | -11.85 | -11.85 | -11.85 | -11.85 | 99.29 | -11.85 | -11.85 | -11.85 | 124.36 |  |  | Total New Resources | 0 | 0 | 0 | 0 | 0 | -0.75 | 0.37 | -2.1 | 4.29 | -2.24 | -2.26 | 18.52 | -2.48 | -2.48 | -2.48 | -2.48 | 26.61 | -2.48 | -2.48 | -2.48 | -2.48 | 36 | -2.48 | -2.48 | -2.48 | 39.85 |  | Total New Resources | 0 | 0 | 0 | 0 | 0 | -0.81 | 3.64 | -7.32 | 10.36 | -8.36 | -8.4 | 26.77 | -8.4 | -8.4 | -8.4 | -8.4 | 35.28 | -8.4 | -8.4 | -8.4 | -8.4 | 44.43 | -8.4 | -8.4 | -8.4 | 65.07 |  | Total New Resources | 0 | 0 | 0 | 0 | 0 | -0.42 | 0.28 | -0.97 | 0.6 | -0.97 | -0.97 | 6.03 | -0.97 | -0.97 | -0.97 | -0.97 | 17.33 | -0.97 | -0.97 | -0.97 | -0.97 | 18.86 | -0.97 | -0.97 | -0.97 | 19.44
|  | Total Optimized Capacity (includes non-retained gas) | 0 | 0 | 0 | 0 | 0 | -3.96 | -2.66 | -22.11 | 2.02 | -24.8 | -24.92 | 37.81 | -25.36 | -25.36 | -25.36 | -25.36 | 65.71 | -25.36 | -25.36 | -25.36 | -25.36 | 85.78 | -25.36 | -25.36 | -25.36 | 110.85 |  |  | Total Optimized Capacity (uncludes non-retained gas) | 0 | 0 | 0 | 0 | 0 | -1.5 | -1.62 | -5 | 0.92 | -5.61 | -5.65 | 14.91 | -6.09 | -6.09 | -6.09 | -6.09 | 23 | -6.09 | -6.09 | -6.09 | -6.09 | 32.39 | -6.09 | -6.09 | -6.09 | 36.24 |  | Total Optimized Capacity (uncludes non-retained gas) | 0 | 0 | 0 | 0 | 0 | -1.62 | -0.53 | -15.15 | 1.49 | -17.23 | -17.31 | 17.86 | -17.31 | -17.31 | -17.31 | -17.31 | 26.37 | -17.31 | -17.31 | -17.31 | -17.31 | 35.52 | -17.31 | -17.31 | -17.31 | 56.16 |  | Total Optimized Capacity (uncludes non-retained gas) | 0 | 0 | 0 | 0 | 0 | -0.84 | -0.51 | -1.96 | -0.39 | -1.96 | -1.96 | 5.04 | -1.96 | -1.96 | -1.96 | -1.96 | 16.34 | -1.96 | -1.96 | -1.96 | -1.96 | 17.87 | -1.96 | -1.96 | -1.96 | 18.45
|  | CAISO Planned (Contracted) Capacity (GW) | [28 empty] | Baseline (Existing & In-Development) Capacity (GW) | [27 empty] | Baseline (Existing & In-Development) Capacity (GW) | [27 empty] | Baseline (Existing & In-Development) Capacity (GW)
|  | Resource Type | 2020-01-01 | 2021-01-01 | 2022-01-01 | 2023-01-01 | 2024-01-01 | 2025-01-01 | 2026-01-01 | 2027-01-01 | 2028-01-01 | 2029-01-01 | 2030-01-01 | 2031-01-01 | 2032-01-01 | 2033-01-01 | 2034-01-01 | 2035-01-01 | 2036-01-01 | 2037-01-01 | 2038-01-01 | 2039-01-01 | 2040-01-01 | 2041-01-01 | 2042-01-01 | 2043-01-01 | 2044-01-01 | 2045-01-01 |  |  | Resource Type | 2020-01-01 | 2021-01-01 | 2022-01-01 | 2023-01-01 | 2024-01-01 | 2025-01-01 | 2026-01-01 | 2027-01-01 | 2028-01-01 | 2029-01-01 | 2030-01-01 | 2031-01-01 | 2032-01-01 | 2033-01-01 | 2034-01-01 | 2035-01-01 | 2036-01-01 | 2037-01-01 | 2038-01-01 | 2039-01-01 | 2040-01-01 | 2041-01-01 | 2042-01-01 | 2043-01-01 | 2044-01-01 | 2045-01-01 |  | Resource Type | 2020-01-01 | 2021-01-01 | 2022-01-01 | 2023-01-01 | 2024-01-01 | 2025-01-01 | 2026-01-01 | 2027-01-01 | 2028-01-01 | 2029-01-01 | 2030-01-01 | 2031-01-01 | 2032-01-01 | 2033-01-01 | 2034-01-01 | 2035-01-01 | 2036-01-01 | 2037-01-01 | 2038-01-01 | 2039-01-01 | 2040-01-01 | 2041-01-01 | 2042-01-01 | 2043-01-01 | 2044-01-01 | 2045-01-01 |  | Resource Type | 2020-01-01 | 2021-01-01 | 2022-01-01 | 2023-01-01 | 2024-01-01 | 2025-01-01 | 2026-01-01 | 2027-01-01 | 2028-01-01 | 2029-01-01 | 2030-01-01 | 2031-01-01 | 2032-01-01 | 2033-01-01 | 2034-01-01 | 2035-01-01 | 2036-01-01 | 2037-01-01 | 2038-01-01 | 2039-01-01 | 2040-01-01 | 2041-01-01 | 2042-01-01 | 2043-01-01 | 2044-01-01 | 2045-01-01
|  | Coal | 0 | 0 | 0 | 0 | 0 | 0 | 0 | 0 | 0 | 0 | 0 | 0 | 0 | 0 | 0 | 0 | 0 | 0 | 0 | 0 | 0 | 0 | 0 | 0 | 0 | 0 |  |  | Coal | [27 empty] | Coal | [27 empty] | Coal
|  | Natural Gas | 0 | 0 | 0 | 0 | 0 | 0 | 0 | 0 | 0 | 0 | 0 | 0 | 0 | 0 | 0 | 0 | 0 | 0 | 0 | 0 | 0 | 0 | 0 | 0 | 0 | 0 |  |  | Natural Gas | [27 empty] | Natural Gas | [27 empty] | Natural Gas
|  | Natural Gas + CCS | 0 | 0 | 0 | 0 | 0 | 0 | 0 | 0 | 0 | 0 | 0 | 0 | 0 | 0 | 0 | 0 | 0 | 0 | 0 | 0 | 0 | 0 | 0 | 0 | 0 | 0 |  |  | Natural Gas + CCS | [27 empty] | Natural Gas + CCS | [27 empty] | Natural Gas + CCS
|  | CHP | 0 | 0 | 0 | 0 | 0 | 0 | 0 | 0 | 0 | 0 | 0 | 0 | 0 | 0 | 0 | 0 | 0 | 0 | 0 | 0 | 0 | 0 | 0 | 0 | 0 | 0 |  |  | CHP | [27 empty] | CHP | [27 empty] | CHP
|  | Hydrogen | 0 | 0 | 0 | 0 | 0 | 0 | 0 | 0 | 0 | 0 | 0 | 0 | 0 | 0 | 0 | 0 | 0 | 0 | 0 | 0 | 0 | 0 | 0 | 0 | 0 | 0 |  |  | Hydrogen | [27 empty] | Hydrogen | [27 empty] | Hydrogen
|  | Nuclear | 0 | 0 | 0 | 0 | 0 | 0 | 0 | 0 | 0 | 0 | 0 | 0 | 0 | 0 | 0 | 0 | 0 | 0 | 0 | 0 | 0 | 0 | 0 | 0 | 0 | 0 |  |  | Nuclear | [27 empty] | Nuclear | [27 empty] | Nuclear
|  | Nuclear (SMR) | 0 | 0 | 0 | 0 | 0 | 0 | 0 | 0 | 0 | 0 | 0 | 0 | 0 | 0 | 0 | 0 | 0 | 0 | 0 | 0 | 0 | 0 | 0 | 0 | 0 | 0 |  |  | Nuclear (SMR) | [27 empty] | Nuclear (SMR) | [27 empty] | Nuclear (SMR)
|  | Geothermal | 0 | 0 | 0 | 0 | 0 | 0 | 0.023195 | 0.023195 | 0.041995 | 0.041995 | 0.081995 | 0.081995 | 0.081995 | 0.081995 | 0.081995 | 0.081995 | 0.081995 | 0.081995 | 0.081995 | 0.081995 | 0.081995 | 0.081995 | 0.081995 | 0.081995 | 0.081995 | 0.081995 |  |  | Geothermal | [5 empty] | 0 | 0.021375 | 0.021375 | 0.022175 | 0.022175 | 0.022175 | 0.022175 | 0.022175 | 0.022175 | 0.022175 | 0.022175 | 0.022175 | 0.022175 | 0.022175 | 0.022175 | 0.022175 | 0.022175 | 0.022175 | 0.022175 | 0.022175 | 0.022175 |  | Geothermal | [5 empty] | 0 | 0.00182 | 0.00182 | 0.01982 | 0.01982 | 0.05982 | 0.05982 | 0.05982 | 0.05982 | 0.05982 | 0.05982 | 0.05982 | 0.05982 | 0.05982 | 0.05982 | 0.05982 | 0.05982 | 0.05982 | 0.05982 | 0.05982 | 0.05982 |  | Geothermal | [5 empty] | 0 | 0 | 0 | 0 | 0 | 0 | 0 | 0 | 0 | 0 | 0 | 0 | 0 | 0 | 0 | 0 | 0 | 0 | 0 | 0 | 0
|  | Geothermal (Enhanced) | 0 | 0 | 0 | 0 | 0 | 0 | 0 | 0 | 0 | 0 | 0 | 0 | 0 | 0 | 0 | 0 | 0 | 0 | 0 | 0 | 0 | 0 | 0 | 0 | 0 | 0 |  |  | Geothermal (Enhanced) | [27 empty] | Geothermal (Enhanced) | [27 empty] | Geothermal (Enhanced)
|  | Biomass | 0 | 0 | 0 | 0 | 0 | 0.0115 | 0.0115 | 0.0115 | 0.0115 | 0.0115 | 0.0115 | 0.0115 | 0.0115 | 0.0115 | 0.0115 | 0.0115 | 0.0115 | 0.0115 | 0.0115 | 0.0115 | 0.0115 | 0.0115 | 0.0115 | 0.0115 | 0.0115 | 0.0115 |  |  | Biomass | [5 empty] | 0.0115 | 0.0115 | 0.0115 | 0.0115 | 0.0115 | 0.0115 | 0.0115 | 0.0115 | 0.0115 | 0.0115 | 0.0115 | 0.0115 | 0.0115 | 0.0115 | 0.0115 | 0.0115 | 0.0115 | 0.0115 | 0.0115 | 0.0115 | 0.0115 |  | Biomass | [5 empty] | 0 | 0 | 0 | 0 | 0 | 0 | 0 | 0 | 0 | 0 | 0 | 0 | 0 | 0 | 0 | 0 | 0 | 0 | 0 | 0 | 0 |  | Biomass | [5 empty] | 0 | 0 | 0 | 0 | 0 | 0 | 0 | 0 | 0 | 0 | 0 | 0 | 0 | 0 | 0 | 0 | 0 | 0 | 0 | 0 | 0
|  | Biogas | 0 | 0 | 0 | 0 | 0 | 0 | 0 | 0 | 0 | 0 | 0 | 0 | 0 | 0 | 0 | 0 | 0 | 0 | 0 | 0 | 0 | 0 | 0 | 0 | 0 | 0 |  |  | Biogas | [27 empty] | Biogas | [27 empty] | Biogas
|  | Hydro | 0 | 0 | 0 | 0 | 0 | 0 | 0 | 0 | 0 | 0 | 0 | 0 | 0 | 0 | 0 | 0 | 0 | 0 | 0 | 0 | 0 | 0 | 0 | 0 | 0 | 0 |  |  | Hydro | [27 empty] | Hydro | [27 empty] | Hydro
|  | In-State Wind | 0 | 0 | 0 | 0 | 0 | 0 | 0 | 0 | 0 | 0 | 0 | 0 | 0 | 0 | 0 | 0 | 0 | 0 | 0 | 0 | 0 | 0 | 0 | 0 | 0 | 0 |  |  | In-State Wind | [5 empty] | 0 | 0 | 0 | 0 | 0 | 0 | 0 | 0 | 0 | 0 | 0 | 0 | 0 | 0 | 0 | 0 | 0 | 0 | 0 | 0 | 0 |  | In-State Wind | [5 empty] | 0 | 0 | 0 | 0 | 0 | 0 | 0 | 0 | 0 | 0 | 0 | 0 | 0 | 0 | 0 | 0 | 0 | 0 | 0 | 0 | 0 |  | In-State Wind | [5 empty] | 0 | 0 | 0 | 0 | 0 | 0 | 0 | 0 | 0 | 0 | 0 | 0 | 0 | 0 | 0 | 0 | 0 | 0 | 0 | 0 | 0
|  | Out-of-State Wind | 0 | 0 | 0 | 0 | 0 | 0 | 0 | 0 | 0 | 0 | 0 | 0 | 0 | 0 | 0 | 0 | 0 | 0 | 0 | 0 | 0 | 0 | 0 | 0 | 0 | 0 |  |  | Out-of-State Wind | [27 empty] | Out-of-State Wind | [27 empty] | Out-of-State Wind
|  | Offshore Wind | 0 | 0 | 0 | 0 | 0 | 0 | 0 | 0 | 0 | 0 | 0 | 0 | 0 | 0 | 0 | 0 | 0 | 0 | 0 | 0 | 0 | 0 | 0 | 0 | 0 | 0 |  |  | Offshore Wind | [27 empty] | Offshore Wind | [27 empty] | Offshore Wind
|  | Solar | 0 | 0 | 0 | 0 | 0 | 0.3525 | 2.0115 | 4.264 | 4.399 | 4.399 | 4.399 | 4.509 | 4.509 | 4.509 | 4.509 | 4.509 | 4.509 | 4.509 | 4.509 | 4.509 | 4.509 | 4.509 | 4.509 | 4.509 | 4.509 | 4.509 |  |  | Solar | [5 empty] | 0.1975 | 0.2215 | 0.7365 | 0.8065 | 0.8065 | 0.8065 | 0.9165 | 0.9165 | 0.9165 | 0.9165 | 0.9165 | 0.9165 | 0.9165 | 0.9165 | 0.9165 | 0.9165 | 0.9165 | 0.9165 | 0.9165 | 0.9165 | 0.9165 |  | Solar | [5 empty] | 0.155 | 1.615 | 3.2525 | 3.3175 | 3.3175 | 3.3175 | 3.3175 | 3.3175 | 3.3175 | 3.3175 | 3.3175 | 3.3175 | 3.3175 | 3.3175 | 3.3175 | 3.3175 | 3.3175 | 3.3175 | 3.3175 | 3.3175 | 3.3175 |  | Solar | [5 empty] | 0 | 0.175 | 0.275 | 0.275 | 0.275 | 0.275 | 0.275 | 0.275 | 0.275 | 0.275 | 0.275 | 0.275 | 0.275 | 0.275 | 0.275 | 0.275 | 0.275 | 0.275 | 0.275 | 0.275 | 0.275
|  | Customer Solar | 0 | 0 | 0 | 0 | 0 | 0 | 0 | 0 | 0 | 0 | 0 | 0 | 0 | 0 | 0 | 0 | 0 | 0 | 0 | 0 | 0 | 0 | 0 | 0 | 0 | 0 |  |  | Customer Solar | [27 empty] | Customer Solar | [27 empty] | Customer Solar
|  | Li-ion Battery (4-hr) | 0 | 0 | 0 | 0 | 0 | 1.598 | 3.4118 | 5.9203 | 6.1153 | 6.1153 | 6.1153 | 6.2253 | 6.2253 | 6.2253 | 6.2253 | 6.2253 | 6.2253 | 6.2253 | 6.2253 | 6.2253 | 6.2253 | 6.2253 | 6.2253 | 6.2253 | 6.2253 | 6.2253 |  |  | Li-ion Battery (4-hr) | [5 empty] | 0.534 | 0.83025 | 1.2188 | 1.2888 | 1.2888 | 1.2888 | 1.3987 | 1.3987 | 1.3987 | 1.3987 | 1.3987 | 1.3987 | 1.3987 | 1.3987 | 1.3987 | 1.3987 | 1.3987 | 1.3987 | 1.3987 | 1.3987 | 1.3987 |  | Li-ion Battery (4-hr) | [5 empty] | 0.6535 | 2.0161 | 4.0361 | 4.1611 | 4.1611 | 4.1611 | 4.1611 | 4.1611 | 4.1611 | 4.1611 | 4.1611 | 4.1611 | 4.1611 | 4.1611 | 4.1611 | 4.1611 | 4.1611 | 4.1611 | 4.1611 | 4.1611 | 4.1611 |  | Li-ion Battery (4-hr) | [5 empty] | 0.4105 | 0.5655 | 0.6655 | 0.6655 | 0.6655 | 0.6655 | 0.6655 | 0.6655 | 0.6655 | 0.6655 | 0.6655 | 0.6655 | 0.6655 | 0.6655 | 0.6655 | 0.6655 | 0.6655 | 0.6655 | 0.6655 | 0.6655 | 0.6655
|  | Li-ion Battery (8-hr) | 0 | 0 | 0 | 0 | 0 | 0.01575 | 0.15365 | 0.16365 | 0.98865 | 0.98865 | 1.002 | 1.002 | 1.002 | 1.002 | 1.002 | 1.002 | 1.002 | 1.002 | 1.002 | 1.002 | 1.002 | 1.002 | 1.002 | 1.002 | 1.002 | 1.002 |  |  | Li-ion Battery (8-hr) | [5 empty] | 0.005 | 0.112 | 0.112 | 0.112 | 0.112 | 0.1253 | 0.1253 | 0.1253 | 0.1253 | 0.1253 | 0.1253 | 0.1253 | 0.1253 | 0.1253 | 0.1253 | 0.1253 | 0.1253 | 0.1253 | 0.1253 | 0.1253 | 0.1253 |  | Li-ion Battery (8-hr) | [5 empty] | 0 | 0.024905 | 0.034905 | 0.8599 | 0.8599 | 0.8599 | 0.8599 | 0.8599 | 0.8599 | 0.8599 | 0.8599 | 0.8599 | 0.8599 | 0.8599 | 0.8599 | 0.8599 | 0.8599 | 0.8599 | 0.8599 | 0.8599 | 0.8599 |  | Li-ion Battery (8-hr) | [5 empty] | 0.01075 | 0.01675 | 0.01675 | 0.01675 | 0.01675 | 0.01675 | 0.01675 | 0.01675 | 0.01675 | 0.01675 | 0.01675 | 0.01675 | 0.01675 | 0.01675 | 0.01675 | 0.01675 | 0.01675 | 0.01675 | 0.01675 | 0.01675 | 0.01675
|  | Location Constrained Storage (12-hr) | 0 | 0 | 0 | 0 | 0 | 0 | 0 | 0 | 0 | 0 | 0 | 0 | 0 | 0 | 0 | 0 | 0 | 0 | 0 | 0 | 0 | 0 | 0 | 0 | 0 | 0 |  |  | Location Constrained Storage (12-hr) | [27 empty] | Location Constrained Storage (12-hr) | [27 empty] | Location Constrained Storage (12-hr)
|  | Generic Storage (12-hr) | 0 | 0 | 0 | 0 | 0 | 0 | 0 | 0 | 0 | 0 | 0 | 0 | 0 | 0 | 0 | 0 | 0 | 0 | 0 | 0 | 0 | 0 | 0 | 0 | 0 | 0 |  |  | Generic Storage (12-hr) | [27 empty] | Generic Storage (12-hr) | [27 empty] | Generic Storage (12-hr)
|  | Generic Storage (24-hr) | 0 | 0 | 0 | 0 | 0 | 0 | 0 | 0 | 0 | 0 | 0 | 0 | 0 | 0 | 0 | 0 | 0 | 0 | 0 | 0 | 0 | 0 | 0 | 0 | 0 | 0 |  |  | Generic Storage (24-hr) | [27 empty] | Generic Storage (24-hr) | [27 empty] | Generic Storage (24-hr)
|  | Generic Storage (100-hr) | 0 | 0 | 0 | 0 | 0 | 0 | 0 | 0 | 0 | 0 | 0 | 0 | 0 | 0 | 0 | 0 | 0 | 0 | 0 | 0 | 0 | 0 | 0 | 0 | 0 | 0 |  |  | Generic Storage (100-hr) | [27 empty] | Generic Storage (100-hr) | [27 empty] | Generic Storage (100-hr)
|  | Shed DR | 0 | 0 | 0 | 0 | 0 | 0 | 0 | 0 | 0 | 0 | 0 | 0 | 0 | 0 | 0 | 0 | 0 | 0 | 0 | 0 | 0 | 0 | 0 | 0 | 0 | 0 |  |  | Shed DR | [27 empty] | Shed DR | [27 empty] | Shed DR
|  | Shift DR & VGI | 0 | 0 | 0 | 0 | 0 | 0 | 0 | 0 | 0 | 0 | 0 | 0 | 0 | 0 | 0 | 0 | 0 | 0 | 0 | 0 | 0 | 0 | 0 | 0 | 0 | 0 |  |  | Shift DR & VGI | [27 empty] | Shift DR & VGI | [27 empty] | Shift DR & VGI
|  | Total Baseline Resources | 0 | 0 | 0 | 0 | 0 | 1.9777 | 5.6117 | 10.3827 | 11.5565 | 11.5565 | 11.6098 | 11.8298 | 11.8298 | 11.8298 | 11.8298 | 11.8298 | 11.8298 | 11.8298 | 11.8298 | 11.8298 | 11.8298 | 11.8298 | 11.8298 | 11.8298 | 11.8298 | 11.8298 |  |  | Total | 0 | 0 | 0 | 0 | 0 | 0.748 | 1.1966 | 2.1001 | 2.2409 | 2.2409 | 2.2542 | 2.4742 | 2.4742 | 2.4742 | 2.4742 | 2.4742 | 2.4742 | 2.4742 | 2.4742 | 2.4742 | 2.4742 | 2.4742 | 2.4742 | 2.4742 | 2.4742 | 2.4742 |  | Total | 0 | 0 | 0 | 0 | 0 | 0.8085 | 3.6578 | 7.3253 | 8.3583 | 8.3583 | 8.3983 | 8.3983 | 8.3983 | 8.3983 | 8.3983 | 8.3983 | 8.3983 | 8.3983 | 8.3983 | 8.3983 | 8.3983 | 8.3983 | 8.3983 | 8.3983 | 8.3983 | 8.3983 |  |  | 0 | 0 | 0 | 0 | 0 | 0.42125 | 0.75725 | 0.95725 | 0.95725 | 0.95725 | 0.95725 | 0.95725 | 0.95725 | 0.95725 | 0.95725 | 0.95725 | 0.95725 | 0.95725 | 0.95725 | 0.95725 | 0.95725 | 0.95725 | 0.95725 | 0.95725 | 0.95725 | 0.95725
CAISO Locational Resource Build Detail
| Real and Generic Planned & Selected Capacity (GW) | [29 empty] | Resource Build (% of Potential) | [27 empty] | FCDS Capacity (MW) | [27 empty] | EODS Capacity (MW)
| Zone from Raw Results | Resource Type | 2020-01-01 | 2021-01-01 | 2022-01-01 | 2023-01-01 | 2024-01-01 | 2025-01-01 | 2026-01-01 | 2027-01-01 | 2028-01-01 | 2029-01-01 | 2030-01-01 | 2031-01-01 | 2032-01-01 | 2033-01-01 | 2034-01-01 | 2035-01-01 | 2036-01-01 | 2037-01-01 | 2038-01-01 | 2039-01-01 | 2040-01-01 | 2041-01-01 | 2042-01-01 | 2043-01-01 | 2044-01-01 | 2045-01-01 |  |  |  | 2020-01-01 | 2021-01-01 | 2022-01-01 | 2023-01-01 | 2024-01-01 | 2025-01-01 | 2026-01-01 | 2027-01-01 | 2028-01-01 | 2029-01-01 | 2030-01-01 | 2031-01-01 | 2032-01-01 | 2033-01-01 | 2034-01-01 | 2035-01-01 | 2036-01-01 | 2037-01-01 | 2038-01-01 | 2039-01-01 | 2040-01-01 | 2041-01-01 | 2042-01-01 | 2043-01-01 | 2044-01-01 | 2045-01-01 |  |  | 2020-01-01 | 2021-01-01 | 2022-01-01 | 2023-01-01 | 2024-01-01 | 2025-01-01 | 2026-01-01 | 2027-01-01 | 2028-01-01 | 2029-01-01 | 2030-01-01 | 2031-01-01 | 2032-01-01 | 2033-01-01 | 2034-01-01 | 2035-01-01 | 2036-01-01 | 2037-01-01 | 2038-01-01 | 2039-01-01 | 2040-01-01 | 2041-01-01 | 2042-01-01 | 2043-01-01 | 2044-01-01 | 2045-01-01 |  |  | 2020-01-01 | 2021-01-01 | 2022-01-01 | 2023-01-01 | 2024-01-01 | 2025-01-01 | 2026-01-01 | 2027-01-01 | 2028-01-01 | 2029-01-01 | 2030-01-01 | 2031-01-01 | 2032-01-01 | 2033-01-01 | 2034-01-01 | 2035-01-01 | 2036-01-01 | 2037-01-01 | 2038-01-01 | 2039-01-01 | 2040-01-01 | 2041-01-01 | 2042-01-01 | 2043-01-01 | 2044-01-01 | 2045-01-01
| PGE | Cape_Mendocino_Offshore_Wind | 0 | 0 | 0 | 0 | 0 | 0 | 0 | 0 | 0 | 0 | 0 | 0 | 0 | 0 | 0 | 0 | 0 | 0 | 0 | 0 | 0 | 0 | 0 | 0 | 0 | 0 |  |  | Cape_Mendocino_Offshore_Wind | [21 empty] | 0% |  |  |  | 0% |  | Cape_Mendocino_Offshore_Wind | 0 | 0 | 0 | 0 | 0 | 0 | 0 | 0 | 0 | 0 | 0 | 0 | 0 | 0 | 0 | 0 | 0 | 0 | 0 | 0 | 0 | 0 | 0 | 0 | 0 | 0 |  | Cape_Mendocino_Offshore_Wind | 0 | 0 | 0 | 0 | 0 | 0 | 0 | 0 | 0 | 0 | 0 | 0 | 0 | 0 | 0 | 0 | 0 | 0 | 0 | 0 | 0 | 0 | 0 | 0 | 0 | 0
| PGE | Del_Norte_Offshore_Wind | 0 | 0 | 0 | 0 | 0 | 0 | 0 | 0 | 0 | 0 | 0 | 0 | 0 | 0 | 0 | 0 | 0 | 0 | 0 | 0 | 0 | 0 | 0 | 0 | 0 | 0 |  |  | Del_Norte_Offshore_Wind | [21 empty] | 0% |  |  |  | 0% |  | Del_Norte_Offshore_Wind | 0 | 0 | 0 | 0 | 0 | 0 | 0 | 0 | 0 | 0 | 0 | 0 | 0 | 0 | 0 | 0 | 0 | 0 | 0 | 0 | 0 | 0 | 0 | 0 | 0 | 0 |  | Del_Norte_Offshore_Wind | 0 | 0 | 0 | 0 | 0 | 0 | 0 | 0 | 0 | 0 | 0 | 0 | 0 | 0 | 0 | 0 | 0 | 0 | 0 | 0 | 0 | 0 | 0 | 0 | 0 | 0
| PGE | Humboldt_Bay_Offshore_Wind | 0 | 0 | 0 | 0 | 0 | 0 | 0 | 0 | 0 | 0 | 0 | 0 | 0 | 0 | 0 | 0 | 0 | 0 | 0 | 0 | 0 | 1.607 | 0 | 0 | 0 | 1.607 |  |  | Humboldt_Bay_Offshore_Wind | [16 empty] | 0% |  |  |  |  | 59.96% |  |  |  | 59.96% |  | Humboldt_Bay_Offshore_Wind | 0 | 0 | 0 | 0 | 0 | 0 | 0 | 0 | 0 | 0 | 0 | 0 | 0 | 0 | 0 | 0 | 0 | 0 | 0 | 0 | 0 | 1.607 | 0 | 0 | 0 | 1.607 |  | Humboldt_Bay_Offshore_Wind | 0 | 0 | 0 | 0 | 0 | 0 | 0 | 0 | 0 | 0 | 0 | 0 | 0 | 0 | 0 | 0 | 0 | 0 | 0 | 0 | 0 | 0 | 0 | 0 | 0 | 0
| PGE | Morro_Bay_Offshore_Wind | 0 | 0 | 0 | 0 | 0 | 0 | 0 | 0 | 0 | 0 | 0 | 0 | 0 | 0 | 0 | 0 | 2.924 | 0 | 0 | 0 | 0 | 2.924 | 0 | 0 | 0 | 2.924 |  |  | Morro_Bay_Offshore_Wind | [16 empty] | 59.98% |  |  |  |  | 59.98% |  |  |  | 59.98% |  | Morro_Bay_Offshore_Wind | 0 | 0 | 0 | 0 | 0 | 0 | 0 | 0 | 0 | 0 | 0 | 0 | 0 | 0 | 0 | 0 | 2.924 | 0 | 0 | 0 | 0 | 2.924 | 0 | 0 | 0 | 2.924 |  | Morro_Bay_Offshore_Wind | 0 | 0 | 0 | 0 | 0 | 0 | 0 | 0 | 0 | 0 | 0 | 0 | 0 | 0 | 0 | 0 | 0 | 0 | 0 | 0 | 0 | 0 | 0 | 0 | 0 | 0
| PGE | PGE_Distributed_Solar | 0 | 0 | 0 | 0 | 0 | 0 | 0 | 0 | 0 | 0 | 0 | 0 | 0 | 0 | 0 | 0 | 0 | 0 | 0 | 0 | 0 | 0 | 0 | 0 | 0 | 0 |  |  | PGE_Distributed_Solar | [6 empty] | 0% |  | 0% |  |  | 0% |  |  |  |  | 0% |  |  |  |  | 0% |  |  |  | 0% |  | PGE_Distributed_Solar | 0 | 0 | 0 | 0 | 0 | 0 | 0 | 0 | 0 | 0 | 0 | 0 | 0 | 0 | 0 | 0 | 0 | 0 | 0 | 0 | 0 | 0 | 0 | 0 | 0 | 0 |  | PGE_Distributed_Solar | 0 | 0 | 0 | 0 | 0 | 0 | 0 | 0 | 0 | 0 | 0 | 0 | 0 | 0 | 0 | 0 | 0 | 0 | 0 | 0 | 0 | 0 | 0 | 0 | 0 | 0
| PGE | PGE_Fresno_Solar | 0 | 0 | 0 | 0 | 0 | 0 | 0.218 | 0 | 0.363 | 0 | 0 | 3.4562 | 0 | 0 | 0 | 0 | 3.4562 | 0 | 0 | 0 | 0 | 6.1345 | 0 | 0 | 0 | 6.3947 |  |  | PGE_Fresno_Solar | [6 empty] | 0.4942% |  | 0.8229% |  |  | 7.835% |  |  |  |  | 7.835% |  |  |  |  | 13.91% |  |  |  | 14.5% |  | PGE_Fresno_Solar | 0 | 0 | 0 | 0 | 0 | 0 | 0.218 | 0 | 0.218 | 0 | 0 | 2.8713 | 0 | 0 | 0 | 0 | 2.8713 | 0 | 0 | 0 | 0 | 5.5495 | 0 | 0 | 0 | 5.8097 |  | PGE_Fresno_Solar | 0 | 0 | 0 | 0 | 0 | 0 | 0 | 0 | 0.15 | 0 | 0 | 0.58 | 0 | 0 | 0 | 0 | 0.58 | 0 | 0 | 0 | 0 | 0.58 | 0 | 0 | 0 | 0.58
| PGE | PGE_GBA_Solar | 0 | 0 | 0 | 0 | 0 | 0 | 0.02 | 0 | 0.02 | 0 | 0 | 0.96124 | 0 | 0 | 0 | 0 | 0.96124 | 0 | 0 | 0 | 0 | 1.1792 | 0 | 0 | 0 | 1.1792 |  |  | PGE_GBA_Solar | [6 empty] | 0.1005% |  | 0.1005% |  |  | 4.829% |  |  |  |  | 4.829% |  |  |  |  | 5.925% |  |  |  | 5.925% |  | PGE_GBA_Solar | 0 | 0 | 0 | 0 | 0 | 0 | 0.02 | 0 | 0.02 | 0 | 0 | 0.48235 | 0 | 0 | 0 | 0 | 0.48235 | 0 | 0 | 0 | 0 | 0.70034 | 0 | 0 | 0 | 0.70034 |  | PGE_GBA_Solar | 0 | 0 | 0 | 0 | 0 | 0 | 0 | 0 | 0 | 0 | 0 | 0.48 | 0 | 0 | 0 | 0 | 0.48 | 0 | 0 | 0 | 0 | 0.48 | 0 | 0 | 0 | 0.48
| PGE | PGE_GBA_Wind | 0 | 0 | 0 | 0 | 0 | 0 | 0 | 0 | 0 | 0 | 0 | 0.24683 | 0 | 0 | 0 | 0 | 0.24683 | 0 | 0 | 0 | 0 | 0.24683 | 0 | 0 | 0 | 0.24683 |  |  | PGE_GBA_Wind | [6 empty] | 0% |  | 0% |  |  | 100% |  |  |  |  | 100% |  |  |  |  | 100% |  |  |  | 100% |  | PGE_GBA_Wind | 0 | 0 | 0 | 0 | 0 | 0 | 0 | 0 | 0 | 0 | 0 | 0.23443 | 0 | 0 | 0 | 0 | 0.23443 | 0 | 0 | 0 | 0 | 0.23443 | 0 | 0 | 0 | 0.23443 |  | PGE_GBA_Wind | 0 | 0 | 0 | 0 | 0 | 0 | 0 | 0 | 0 | 0 | 0 | 0.01 | 0 | 0 | 0 | 0 | 0.01 | 0 | 0 | 0 | 0 | 0.01 | 0 | 0 | 0 | 0.01
| PGE | PGE_Generic_LDES_100hr | 0 | 0 | 0 | 0 | 0 | 0 | 0 | 0 | 0 | 0 | 0 | 0 | 0 | 0 | 0 | 0 | 0 | 0 | 0 | 0 | 0 | 0 | 0 | 0 | 0 | 0 |  |  | PGE_Generic_LDES_100hr | [11 empty] | unlimited |  |  |  |  | unlimited |  |  |  |  | unlimited |  |  |  | unlimited |  | PGE_Generic_LDES_100hr | 0 | 0 | 0 | 0 | 0 | 0 | 0 | 0 | 0 | 0 | 0 | 0 | 0 | 0 | 0 | 0 | 0 | 0 | 0 | 0 | 0 | 0 | 0 | 0 | 0 | 0 |  | PGE_Generic_LDES_100hr | 0 | 0 | 0 | 0 | 0 | 0 | 0 | 0 | 0 | 0 | 0 | 0 | 0 | 0 | 0 | 0 | 0 | 0 | 0 | 0 | 0 | 0 | 0 | 0 | 0 | 0
| PGE | PGE_Generic_LDES_12hr | 0 | 0 | 0 | 0 | 0 | 0 | 0 | 0 | 0 | 0 | 0 | 0 | 0 | 0 | 0 | 0 | 0 | 0 | 0 | 0 | 0 | 0 | 0 | 0 | 0 | 0 |  |  | PGE_Generic_LDES_12hr | [11 empty] | unlimited |  |  |  |  | unlimited |  |  |  |  | unlimited |  |  |  | unlimited |  | PGE_Generic_LDES_12hr | 0 | 0 | 0 | 0 | 0 | 0 | 0 | 0 | 0 | 0 | 0 | 0 | 0 | 0 | 0 | 0 | 0 | 0 | 0 | 0 | 0 | 0 | 0 | 0 | 0 | 0 |  | PGE_Generic_LDES_12hr | 0 | 0 | 0 | 0 | 0 | 0 | 0 | 0 | 0 | 0 | 0 | 0 | 0 | 0 | 0 | 0 | 0 | 0 | 0 | 0 | 0 | 0 | 0 | 0 | 0 | 0
| PGE | PGE_Generic_LDES_24hr | 0 | 0 | 0 | 0 | 0 | 0 | 0 | 0 | 0 | 0 | 0 | 0 | 0 | 0 | 0 | 0 | 0 | 0 | 0 | 0 | 0 | 0 | 0 | 0 | 0 | 0 |  |  | PGE_Generic_LDES_24hr | [11 empty] | unlimited |  |  |  |  | unlimited |  |  |  |  | unlimited |  |  |  | unlimited |  | PGE_Generic_LDES_24hr | 0 | 0 | 0 | 0 | 0 | 0 | 0 | 0 | 0 | 0 | 0 | 0 | 0 | 0 | 0 | 0 | 0 | 0 | 0 | 0 | 0 | 0 | 0 | 0 | 0 | 0 |  | PGE_Generic_LDES_24hr | 0 | 0 | 0 | 0 | 0 | 0 | 0 | 0 | 0 | 0 | 0 | 0 | 0 | 0 | 0 | 0 | 0 | 0 | 0 | 0 | 0 | 0 | 0 | 0 | 0 | 0
| PGE | PGE_Kern_Solar | 0 | 0 | 0 | 0 | 0 | 0 | 0.2 | 0 | 4.417 | 0 | 0 | 8.4742 | 0 | 0 | 0 | 0 | 9.6755 | 0 | 0 | 0 | 0 | 9.6755 | 0 | 0 | 0 | 9.6755 |  |  | PGE_Kern_Solar | [6 empty] | 0.7218% |  | 15.94% |  |  | 30.58% |  |  |  |  | 34.92% |  |  |  |  | 34.92% |  |  |  | 34.92% |  | PGE_Kern_Solar | 0 | 0 | 0 | 0 | 0 | 0 | 0.2 | 0 | 3.2768 | 0 | 0 | 5.0093 | 0 | 0 | 0 | 0 | 5.0093 | 0 | 0 | 0 | 0 | 5.0093 | 0 | 0 | 0 | 5.0093 |  | PGE_Kern_Solar | 0 | 0 | 0 | 0 | 0 | 0 | 0 | 0 | 1.14 | 0 | 0 | 3.46 | 0 | 0 | 0 | 0 | 4.67 | 0 | 0 | 0 | 0 | 4.67 | 0 | 0 | 0 | 4.67
| PGE | PGE_Kern_Wind | 0 | 0 | 0 | 0 | 0 | 0 | 0 | 0 | 0 | 0 | 0 | 0 | 0 | 0 | 0 | 0 | 0 | 0 | 0 | 0 | 0 | 0 | 0 | 0 | 0 | 0.0026949 |  |  | PGE_Kern_Wind | [16 empty] | 0% |  |  |  |  | 0% |  |  |  | 1.099% |  | PGE_Kern_Wind | 0 | 0 | 0 | 0 | 0 | 0 | 0 | 0 | 0 | 0 | 0 | 0 | 0 | 0 | 0 | 0 | 0 | 0 | 0 | 0 | 0 | 0 | 0 | 0 | 0 | 0.0026949 |  | PGE_Kern_Wind | 0 | 0 | 0 | 0 | 0 | 0 | 0 | 0 | 0 | 0 | 0 | 0 | 0 | 0 | 0 | 0 | 0 | 0 | 0 | 0 | 0 | 0 | 0 | 0 | 0 | 0
| PGE | PGE_LDES_12hr | 0 | 0 | 0 | 0 | 0 | 0 | 0 | 0 | 0 | 0 | 0 | 0 | 0 | 0 | 0 | 0 | 0.98193 | 0 | 0 | 0 | 0 | 0.98193 | 0 | 0 | 0 | 0.98193 |  |  | PGE_LDES_12hr | [11 empty] | 0% |  |  |  |  | 47.89% |  |  |  |  | 24.24% |  |  |  | 24.24% |  | PGE_LDES_12hr | 0 | 0 | 0 | 0 | 0 | 0 | 0 | 0 | 0 | 0 | 0 | 0 | 0 | 0 | 0 | 0 | 0.98193 | 0 | 0 | 0 | 0 | 0.98193 | 0 | 0 | 0 | 0.98193 |  | PGE_LDES_12hr | 0 | 0 | 0 | 0 | 0 | 0 | 0 | 0 | 0 | 0 | 0 | 0 | 0 | 0 | 0 | 0 | 0 | 0 | 0 | 0 | 0 | 0 | 0 | 0 | 0 | 0
| PGE | PGE_Nevada_New_EGS | 0 | 0 | 0 | 0 | 0 | 0 | 0 | 0 | 0 | 0 | 0 | 0 | 0 | 0 | 0 | 0 | 0 | 0 | 0 | 0 | 0 | 0 | 0 | 0 | 0 | 0 |  |  | PGE_Nevada_New_EGS | [16 empty] | 0% |  |  |  |  | 0% |  |  |  | 0% |  | PGE_Nevada_New_EGS | 0 | 0 | 0 | 0 | 0 | 0 | 0 | 0 | 0 | 0 | 0 | 0 | 0 | 0 | 0 | 0 | 0 | 0 | 0 | 0 | 0 | 0 | 0 | 0 | 0 | 0 |  | PGE_Nevada_New_EGS | 0 | 0 | 0 | 0 | 0 | 0 | 0 | 0 | 0 | 0 | 0 | 0 | 0 | 0 | 0 | 0 | 0 | 0 | 0 | 0 | 0 | 0 | 0 | 0 | 0 | 0
| PGE | PGE_New_Biomass | 0 | 0 | 0 | 0 | 0 | 0 | 0 | 0 | 0 | 0 | 0 | 0 | 0 | 0 | 0 | 0 | 0 | 0 | 0 | 0 | 0 | 0 | 0 | 0 | 0 | 0 |  |  | PGE_New_Biomass | [6 empty] | 0% |  | 0% |  |  | 0% |  |  |  |  | 0% |  |  |  |  | 0% |  |  |  | 0% |  | PGE_New_Biomass | 0 | 0 | 0 | 0 | 0 | 0 | 0 | 0 | 0 | 0 | 0 | 0 | 0 | 0 | 0 | 0 | 0 | 0 | 0 | 0 | 0 | 0 | 0 | 0 | 0 | 0 |  | PGE_New_Biomass | 0 | 0 | 0 | 0 | 0 | 0 | 0 | 0 | 0 | 0 | 0 | 0 | 0 | 0 | 0 | 0 | 0 | 0 | 0 | 0 | 0 | 0 | 0 | 0 | 0 | 0
| PGE | PGE_New_EGS | 0 | 0 | 0 | 0 | 0 | 0 | 0 | 0 | 0 | 0 | 0 | 0 | 0 | 0 | 0 | 0 | 0.92792 | 0 | 0 | 0 | 0 | 0.92792 | 0 | 0 | 0 | 0.92792 |  |  | PGE_New_EGS | [11 empty] | 0% |  |  |  |  | 5.753% |  |  |  |  | 5.753% |  |  |  | 5.753% |  | PGE_New_EGS | 0 | 0 | 0 | 0 | 0 | 0 | 0 | 0 | 0 | 0 | 0 | 0 | 0 | 0 | 0 | 0 | 0.92792 | 0 | 0 | 0 | 0 | 0.92792 | 0 | 0 | 0 | 0.92792 |  | PGE_New_EGS | 0 | 0 | 0 | 0 | 0 | 0 | 0 | 0 | 0 | 0 | 0 | 0 | 0 | 0 | 0 | 0 | 0 | 0 | 0 | 0 | 0 | 0 | 0 | 0 | 0 | 0
| PGE | PGE_New_Gas_CCGT | 0 | 0 | 0 | 0 | 0 | 0 | 0 | 0 | 0 | 0 | 0 | 0 | 0 | 0 | 0 | 0 | 0 | 0 | 0 | 0 | 0 | 0 | 0 | 0 | 0 | 0 |  |  | PGE_New_Gas_CCGT | [11 empty] | unlimited |  |  |  |  | unlimited |  |  |  |  | unlimited |  |  |  | unlimited |  | PGE_New_Gas_CCGT | 0 | 0 | 0 | 0 | 0 | 0 | 0 | 0 | 0 | 0 | 0 | 0 | 0 | 0 | 0 | 0 | 0 | 0 | 0 | 0 | 0 | 0 | 0 | 0 | 0 | 0 |  | PGE_New_Gas_CCGT | 0 | 0 | 0 | 0 | 0 | 0 | 0 | 0 | 0 | 0 | 0 | 0 | 0 | 0 | 0 | 0 | 0 | 0 | 0 | 0 | 0 | 0 | 0 | 0 | 0 | 0
| PGE | PGE_New_Gas_CT | 0 | 0 | 0 | 0 | 0 | 0 | 0 | 0 | 0 | 0 | 0 | 0 | 0 | 0 | 0 | 0 | 0 | 0 | 0 | 0 | 0 | 0 | 0 | 0 | 0 | 0 |  |  | PGE_New_Gas_CT | [11 empty] | unlimited |  |  |  |  | unlimited |  |  |  |  | unlimited |  |  |  | unlimited |  | PGE_New_Gas_CT | 0 | 0 | 0 | 0 | 0 | 0 | 0 | 0 | 0 | 0 | 0 | 0 | 0 | 0 | 0 | 0 | 0 | 0 | 0 | 0 | 0 | 0 | 0 | 0 | 0 | 0 |  | PGE_New_Gas_CT | 0 | 0 | 0 | 0 | 0 | 0 | 0 | 0 | 0 | 0 | 0 | 0 | 0 | 0 | 0 | 0 | 0 | 0 | 0 | 0 | 0 | 0 | 0 | 0 | 0 | 0
| PGE | PGE_New_Gas_RICE | 0 | 0 | 0 | 0 | 0 | 0 | 0 | 0 | 0 | 0 | 0 | 0 | 0 | 0 | 0 | 0 | 0 | 0 | 0 | 0 | 0 | 0 | 0 | 0 | 0 | 0 |  |  | PGE_New_Gas_RICE | [11 empty] | unlimited |  |  |  |  | unlimited |  |  |  |  | unlimited |  |  |  | unlimited |  | PGE_New_Gas_RICE | 0 | 0 | 0 | 0 | 0 | 0 | 0 | 0 | 0 | 0 | 0 | 0 | 0 | 0 | 0 | 0 | 0 | 0 | 0 | 0 | 0 | 0 | 0 | 0 | 0 | 0 |  | PGE_New_Gas_RICE | 0 | 0 | 0 | 0 | 0 | 0 | 0 | 0 | 0 | 0 | 0 | 0 | 0 | 0 | 0 | 0 | 0 | 0 | 0 | 0 | 0 | 0 | 0 | 0 | 0 | 0
| PGE | PGE_New_Geothermal | 0 | 0 | 0 | 0 | 0 | 0 | 0.066875 | 0 | 0.067675 | 0 | 0 | 0.91929 | 0 | 0 | 0 | 0 | 1.654 | 0 | 0 | 0 | 0 | 1.654 | 0 | 0 | 0 | 1.654 |  |  | PGE_New_Geothermal | [6 empty] | 4.043% |  | 4.092% |  |  | 55.58% |  |  |  |  | 100% |  |  |  |  | 100% |  |  |  | 100% |  | PGE_New_Geothermal | 0 | 0 | 0 | 0 | 0 | 0 | 0.066875 | 0 | 0.067675 | 0 | 0 | 0.91929 | 0 | 0 | 0 | 0 | 1.654 | 0 | 0 | 0 | 0 | 1.654 | 0 | 0 | 0 | 1.654 |  | PGE_New_Geothermal | 0 | 0 | 0 | 0 | 0 | 0 | 0 | 0 | 0 | 0 | 0 | 0 | 0 | 0 | 0 | 0 | 0 | 0 | 0 | 0 | 0 | 0 | 0 | 0 | 0 | 0
| PGE | PGE_New_Li_Battery_4hr | 0 | 0 | 0 | 0 | 0 | 0 | 0.85225 | 0 | 1.4108 | 0 | 0 | 1.5208 | 0 | 0 | 0 | 0 | 1.5208 | 0 | 0 | 0 | 0 | 1.5208 | 0 | 0 | 0 | 1.5208 |  |  | PGE_New_Li_Battery_4hr | [21 empty] | unlimited |  |  |  | unlimited |  | PGE_New_Li_Battery_4hr | 0 | 0 | 0 | 0 | 0 | 0 | 0.85225 | 0 | 1.4108 | 0 | 0 | 1.5208 | 0 | 0 | 0 | 0 | 1.5208 | 0 | 0 | 0 | 0 | 1.5208 | 0 | 0 | 0 | 1.5208 |  | PGE_New_Li_Battery_4hr | 0 | 0 | 0 | 0 | 0 | 0 | 0 | 0 | 0 | 0 | 0 | 0 | 0 | 0 | 0 | 0 | 0 | 0 | 0 | 0 | 0 | 0 | 0 | 0 | 0 | 0
| PGE | PGE_New_Li_Battery_8hr | 0 | 0 | 0 | 0 | 0 | 0 | 0.112 | 0 | 0.147 | 0 | 0 | 3.259 | 0 | 0 | 0 | 0 | 3.259 | 0 | 0 | 0 | 0 | 3.259 | 0 | 0 | 0 | 3.8404 |  |  | PGE_New_Li_Battery_8hr | [21 empty] | unlimited |  |  |  | unlimited |  | PGE_New_Li_Battery_8hr | 0 | 0 | 0 | 0 | 0 | 0 | 0.112 | 0 | 0.147 | 0 | 0 | 3.259 | 0 | 0 | 0 | 0 | 3.259 | 0 | 0 | 0 | 0 | 3.259 | 0 | 0 | 0 | 3.8404 |  | PGE_New_Li_Battery_8hr | 0 | 0 | 0 | 0 | 0 | 0 | 0 | 0 | 0 | 0 | 0 | 0 | 0 | 0 | 0 | 0 | 0 | 0 | 0 | 0 | 0 | 0 | 0 | 0 | 0 | 0
| PGE | PGE_NGBA_Solar | 0 | 0 | 0 | 0 | 0 | 0 | 0.022 | 0 | 0.022 | 0 | 0 | 1.9568 | 0 | 0 | 0 | 0 | 1.9568 | 0 | 0 | 0 | 0 | 1.9568 | 0 | 0 | 0 | 4.1192 |  |  | PGE_NGBA_Solar | [6 empty] | 0.03945% |  | 0.03945% |  |  | 3.509% |  |  |  |  | 3.509% |  |  |  |  | 3.509% |  |  |  | 7.386% |  | PGE_NGBA_Solar | 0 | 0 | 0 | 0 | 0 | 0 | 0 | 0 | 0 | 0 | 0 | 0 | 0 | 0 | 0 | 0 | 0 | 0 | 0 | 0 | 0 | 0 | 0 | 0 | 0 | 2.1624 |  | PGE_NGBA_Solar | 0 | 0 | 0 | 0 | 0 | 0 | 0.02 | 0 | 0.02 | 0 | 0 | 1.96 | 0 | 0 | 0 | 0 | 1.96 | 0 | 0 | 0 | 0 | 1.96 | 0 | 0 | 0 | 1.96
| PGE | PGE_NGBA_Wind | 0 | 0 | 0 | 0 | 0 | 0 | 0.072 | 0 | 0.072 | 0 | 0 | 0.206 | 0 | 0 | 0 | 0 | 0.76196 | 0 | 0 | 0 | 0 | 1.6408 | 0 | 0 | 0 | 1.8926 |  |  | PGE_NGBA_Wind | [6 empty] | 100% |  | 34.95% |  |  | 100% |  |  |  |  | 40.26% |  |  |  |  | 86.7% |  |  |  | 100% |  | PGE_NGBA_Wind | 0 | 0 | 0 | 0 | 0 | 0 | 0 | 0 | 0 | 0 | 0 | 0 | 0 | 0 | 0 | 0 | 0 | 0 | 0 | 0 | 0 | 0.87882 | 0 | 0 | 0 | 1.1306 |  | PGE_NGBA_Wind | 0 | 0 | 0 | 0 | 0 | 0 | 0.07 | 0 | 0.07 | 0 | 0 | 0.21 | 0 | 0 | 0 | 0 | 0.76 | 0 | 0 | 0 | 0 | 0.76 | 0 | 0 | 0 | 0.76
| PGE | PGE_Northeast_CA_New_EGS | 0 | 0 | 0 | 0 | 0 | 0 | 0 | 0 | 0 | 0 | 0 | 0 | 0 | 0 | 0 | 0 | 0 | 0 | 0 | 0 | 0 | 0 | 0 | 0 | 0 | 0 |  |  | PGE_Northeast_CA_New_EGS | [16 empty] | 0% |  |  |  |  | 0% |  |  |  | 0% |  | PGE_Northeast_CA_New_EGS | 0 | 0 | 0 | 0 | 0 | 0 | 0 | 0 | 0 | 0 | 0 | 0 | 0 | 0 | 0 | 0 | 0 | 0 | 0 | 0 | 0 | 0 | 0 | 0 | 0 | 0 |  | PGE_Northeast_CA_New_EGS | 0 | 0 | 0 | 0 | 0 | 0 | 0 | 0 | 0 | 0 | 0 | 0 | 0 | 0 | 0 | 0 | 0 | 0 | 0 | 0 | 0 | 0 | 0 | 0 | 0 | 0
| PGE | PGE_Northeast_CA_Wind | 0 | 0 | 0 | 0 | 0 | 0 | 0 | 0 | 0 | 0 | 0 | 0 | 0 | 0 | 0 | 0 | 0 | 0 | 0 | 0 | 0 | 0 | 0 | 0 | 0 | 0.58401 |  |  | PGE_Northeast_CA_Wind | [6 empty] | 0% |  | 0% |  |  | 0% |  |  |  |  | 0% |  |  |  |  | 0% |  |  |  | 100% |  | PGE_Northeast_CA_Wind | 0 | 0 | 0 | 0 | 0 | 0 | 0 | 0 | 0 | 0 | 0 | 0 | 0 | 0 | 0 | 0 | 0 | 0 | 0 | 0 | 0 | 0 | 0 | 0 | 0 | 0.58401 |  | PGE_Northeast_CA_Wind | 0 | 0 | 0 | 0 | 0 | 0 | 0 | 0 | 0 | 0 | 0 | 0 | 0 | 0 | 0 | 0 | 0 | 0 | 0 | 0 | 0 | 0 | 0 | 0 | 0 | 0
| PGE | PGE_Oregon_New_EGS | 0 | 0 | 0 | 0 | 0 | 0 | 0 | 0 | 0 | 0 | 0 | 0 | 0 | 0 | 0 | 0 | 0.77705 | 0 | 0 | 0 | 0 | 0.77705 | 0 | 0 | 0 | 0.77705 |  |  | PGE_Oregon_New_EGS | [11 empty] | 0% |  |  |  |  | 41.05% |  |  |  |  | 41.05% |  |  |  | 41.05% |  | PGE_Oregon_New_EGS | 0 | 0 | 0 | 0 | 0 | 0 | 0 | 0 | 0 | 0 | 0 | 0 | 0 | 0 | 0 | 0 | 0.77705 | 0 | 0 | 0 | 0 | 0.77705 | 0 | 0 | 0 | 0.77705 |  | PGE_Oregon_New_EGS | 0 | 0 | 0 | 0 | 0 | 0 | 0 | 0 | 0 | 0 | 0 | 0 | 0 | 0 | 0 | 0 | 0 | 0 | 0 | 0 | 0 | 0 | 0 | 0 | 0 | 0
| PGE | PGE_Wyoming_Wind | 0 | 0 | 0 | 0 | 0 | 0 | 0 | 0 | 0 | 0 | 0 | 0 | 0 | 0 | 0 | 0 | 0 | 0 | 0 | 0 | 0 | 4 | 0 | 0 | 0 | 4 |  |  | PGE_Wyoming_Wind | [16 empty] | 0% |  |  |  |  | 100% |  |  |  | 100% |  | PGE_Wyoming_Wind | 0 | 0 | 0 | 0 | 0 | 0 | 0 | 0 | 0 | 0 | 0 | 0 | 0 | 0 | 0 | 0 | 0 | 0 | 0 | 0 | 0 | 4 | 0 | 0 | 0 | 4 |  | PGE_Wyoming_Wind | 0 | 0 | 0 | 0 | 0 | 0 | 0 | 0 | 0 | 0 | 0 | 0 | 0 | 0 | 0 | 0 | 0 | 0 | 0 | 0 | 0 | 0 | 0 | 0 | 0 | 0
| SCE | SCE_Arizona_Solar | 0 | 0 | 0 | 0 | 0 | 0 | 1.348 | 0 | 2.3355 | 0 | 0 | 4.9405 | 0 | 0 | 0 | 0 | 4.9405 | 0 | 0 | 0 | 0 | 4.9405 | 0 | 0 | 0 | 4.9405 |  |  | SCE_Arizona_Solar | [6 empty] | 3.195% |  | 5.535% |  |  | 11.71% |  |  |  |  | 11.71% |  |  |  |  | 11.71% |  |  |  | 11.71% |  | SCE_Arizona_Solar | 0 | 0 | 0 | 0 | 0 | 0 | 0 | 0 | 0 | 0 | 0 | 0 | 0 | 0 | 0 | 0 | 0 | 0 | 0 | 0 | 0 | 0 | 0 | 0 | 0 | 0 |  | SCE_Arizona_Solar | 0 | 0 | 0 | 0 | 0 | 0 | 1.35 | 0 | 2.34 | 0 | 0 | 4.94 | 0 | 0 | 0 | 0 | 4.94 | 0 | 0 | 0 | 0 | 4.94 | 0 | 0 | 0 | 4.94
| SCE | SCE_Distributed_Solar | 0 | 0 | 0 | 0 | 0 | 0 | 0 | 0 | 0 | 0 | 0 | 0 | 0 | 0 | 0 | 0 | 0 | 0 | 0 | 0 | 0 | 0 | 0 | 0 | 0 | 0 |  |  | SCE_Distributed_Solar | [6 empty] | 0% |  | 0% |  |  | 0% |  |  |  |  | 0% |  |  |  |  | 0% |  |  |  | 0% |  | SCE_Distributed_Solar | 0 | 0 | 0 | 0 | 0 | 0 | 0 | 0 | 0 | 0 | 0 | 0 | 0 | 0 | 0 | 0 | 0 | 0 | 0 | 0 | 0 | 0 | 0 | 0 | 0 | 0 |  | SCE_Distributed_Solar | 0 | 0 | 0 | 0 | 0 | 0 | 0 | 0 | 0 | 0 | 0 | 0 | 0 | 0 | 0 | 0 | 0 | 0 | 0 | 0 | 0 | 0 | 0 | 0 | 0 | 0
| SCE | SCE_Eastern_Solar | 0 | 0 | 0 | 0 | 0 | 0 | 0.25 | 0 | 0.25 | 0 | 0 | 4.9852 | 0 | 0 | 0 | 0 | 4.9852 | 0 | 0 | 0 | 0 | 6.821 | 0 | 0 | 0 | 7.9071 |  |  | SCE_Eastern_Solar | [6 empty] | 0.6869% |  | 0.6869% |  |  | 13.7% |  |  |  |  | 13.7% |  |  |  |  | 18.74% |  |  |  | 21.73% |  | SCE_Eastern_Solar | 0 | 0 | 0 | 0 | 0 | 0 | 0 | 0 | 0 | 0 | 0 | 4.3696 | 0 | 0 | 0 | 0 | 4.3696 | 0 | 0 | 0 | 0 | 5.4736 | 0 | 0 | 0 | 5.4736 |  | SCE_Eastern_Solar | 0 | 0 | 0 | 0 | 0 | 0 | 0.25 | 0 | 0.25 | 0 | 0 | 0.62 | 0 | 0 | 0 | 0 | 0.62 | 0 | 0 | 0 | 0 | 1.35 | 0 | 0 | 0 | 2.43
| SCE | SCE_Eastern_Wind | 0 | 0 | 0 | 0 | 0 | 0 | 0 | 0 | 0 | 0 | 0 | 0.32143 | 0 | 0 | 0 | 0 | 0.32143 | 0 | 0 | 0 | 0 | 0.32143 | 0 | 0 | 0 | 0.32143 |  |  | SCE_Eastern_Wind | [11 empty] | 47.55% |  |  |  |  | 39.23% |  |  |  |  | 39.23% |  |  |  | 39.23% |  | SCE_Eastern_Wind | 0 | 0 | 0 | 0 | 0 | 0 | 0 | 0 | 0 | 0 | 0 | 0.2627 | 0 | 0 | 0 | 0 | 0.2627 | 0 | 0 | 0 | 0 | 0.2627 | 0 | 0 | 0 | 0.2627 |  | SCE_Eastern_Wind | 0 | 0 | 0 | 0 | 0 | 0 | 0 | 0 | 0 | 0 | 0 | 0.06 | 0 | 0 | 0 | 0 | 0.06 | 0 | 0 | 0 | 0 | 0.06 | 0 | 0 | 0 | 0.06
| SCE | SCE_EOP_Solar | 0 | 0 | 0 | 0 | 0 | 0 | 0.125 | 0 | 0.69 | 0 | 0 | 0.69 | 0 | 0 | 0 | 0 | 0.69 | 0 | 0 | 0 | 0 | 0.69 | 0 | 0 | 0 | 6.81 |  |  | SCE_EOP_Solar | [6 empty] | 0.4208% |  | 2.323% |  |  | 2.323% |  |  |  |  | 2.323% |  |  |  |  | 2.323% |  |  |  | 22.93% |  | SCE_EOP_Solar | 0 | 0 | 0 | 0 | 0 | 0 | 0.125 | 0 | 0.125 | 0 | 0 | 0.125 | 0 | 0 | 0 | 0 | 0.125 | 0 | 0 | 0 | 0 | 0.125 | 0 | 0 | 0 | 5.1244 |  | SCE_EOP_Solar | 0 | 0 | 0 | 0 | 0 | 0 | 0 | 0 | 0.57 | 0 | 0 | 0.57 | 0 | 0 | 0 | 0 | 0.57 | 0 | 0 | 0 | 0 | 0.57 | 0 | 0 | 0 | 1.69
| SCE | SCE_EOP_Wind | 0 | 0 | 0 | 0 | 0 | 0 | 0 | 0 | 0.25472 | 0 | 0 | 0.25472 | 0 | 0 | 0 | 0 | 0.25472 | 0 | 0 | 0 | 0 | 0.25472 | 0 | 0 | 0 | 0.25472 |  |  | SCE_EOP_Wind | [8 empty] | 100% |  |  | 100% |  |  |  |  | 100% |  |  |  |  | 100% |  |  |  | 100% |  | SCE_EOP_Wind | 0 | 0 | 0 | 0 | 0 | 0 | 0 | 0 | 0.25472 | 0 | 0 | 0.25472 | 0 | 0 | 0 | 0 | 0.25472 | 0 | 0 | 0 | 0 | 0.25472 | 0 | 0 | 0 | 0.25472 |  | SCE_EOP_Wind | 0 | 0 | 0 | 0 | 0 | 0 | 0 | 0 | 0 | 0 | 0 | 0 | 0 | 0 | 0 | 0 | 0 | 0 | 0 | 0 | 0 | 0 | 0 | 0 | 0 | 0
| SCE | SCE_Generic_LDES_100hr | 0 | 0 | 0 | 0 | 0 | 0 | 0 | 0 | 0 | 0 | 0 | 0 | 0 | 0 | 0 | 0 | 0 | 0 | 0 | 0 | 0 | 0 | 0 | 0 | 0 | 0 |  |  | SCE_Generic_LDES_100hr | [11 empty] | unlimited |  |  |  |  | unlimited |  |  |  |  | unlimited |  |  |  | unlimited |  | SCE_Generic_LDES_100hr | 0 | 0 | 0 | 0 | 0 | 0 | 0 | 0 | 0 | 0 | 0 | 0 | 0 | 0 | 0 | 0 | 0 | 0 | 0 | 0 | 0 | 0 | 0 | 0 | 0 | 0 |  | SCE_Generic_LDES_100hr | 0 | 0 | 0 | 0 | 0 | 0 | 0 | 0 | 0 | 0 | 0 | 0 | 0 | 0 | 0 | 0 | 0 | 0 | 0 | 0 | 0 | 0 | 0 | 0 | 0 | 0
| SCE | SCE_Generic_LDES_12hr | 0 | 0 | 0 | 0 | 0 | 0 | 0 | 0 | 0 | 0 | 0 | 0 | 0 | 0 | 0 | 0 | 0 | 0 | 0 | 0 | 0 | 0 | 0 | 0 | 0 | 0 |  |  | SCE_Generic_LDES_12hr | [11 empty] | unlimited |  |  |  |  | unlimited |  |  |  |  | unlimited |  |  |  | unlimited |  | SCE_Generic_LDES_12hr | 0 | 0 | 0 | 0 | 0 | 0 | 0 | 0 | 0 | 0 | 0 | 0 | 0 | 0 | 0 | 0 | 0 | 0 | 0 | 0 | 0 | 0 | 0 | 0 | 0 | 0 |  | SCE_Generic_LDES_12hr | 0 | 0 | 0 | 0 | 0 | 0 | 0 | 0 | 0 | 0 | 0 | 0 | 0 | 0 | 0 | 0 | 0 | 0 | 0 | 0 | 0 | 0 | 0 | 0 | 0 | 0
| SCE | SCE_Generic_LDES_24hr | 0 | 0 | 0 | 0 | 0 | 0 | 0 | 0 | 0 | 0 | 0 | 0 | 0 | 0 | 0 | 0 | 0.5 | 0 | 0 | 0 | 0 | 0.5 | 0 | 0 | 0 | 0.5 |  |  | SCE_Generic_LDES_24hr | [11 empty] | unlimited |  |  |  |  | unlimited |  |  |  |  | unlimited |  |  |  | unlimited |  | SCE_Generic_LDES_24hr | 0 | 0 | 0 | 0 | 0 | 0 | 0 | 0 | 0 | 0 | 0 | 0 | 0 | 0 | 0 | 0 | 0 | 0 | 0 | 0 | 0 | 0 | 0 | 0 | 0 | 0 |  | SCE_Generic_LDES_24hr | 0 | 0 | 0 | 0 | 0 | 0 | 0 | 0 | 0 | 0 | 0 | 0 | 0 | 0 | 0 | 0 | 0.5 | 0 | 0 | 0 | 0 | 0.5 | 0 | 0 | 0 | 0.5
| SCE | SCE_Idaho_New_EGS | 0 | 0 | 0 | 0 | 0 | 0 | 0 | 0 | 0 | 0 | 0 | 0 | 0 | 0 | 0 | 0 | 0 | 0 | 0 | 0 | 0 | 0 | 0 | 0 | 0 | 0 |  |  | SCE_Idaho_New_EGS | [16 empty] | 0% |  |  |  |  | 0% |  |  |  | 0% |  | SCE_Idaho_New_EGS | 0 | 0 | 0 | 0 | 0 | 0 | 0 | 0 | 0 | 0 | 0 | 0 | 0 | 0 | 0 | 0 | 0 | 0 | 0 | 0 | 0 | 0 | 0 | 0 | 0 | 0 |  | SCE_Idaho_New_EGS | 0 | 0 | 0 | 0 | 0 | 0 | 0 | 0 | 0 | 0 | 0 | 0 | 0 | 0 | 0 | 0 | 0 | 0 | 0 | 0 | 0 | 0 | 0 | 0 | 0 | 0
| SCE | SCE_Idaho_Wind | 0 | 0 | 0 | 0 | 0 | 0 | 0 | 0 | 0 | 0 | 0 | 1.1 | 0 | 0 | 0 | 0 | 1.1 | 0 | 0 | 0 | 0 | 1.1 | 0 | 0 | 0 | 1.1 |  |  | SCE_Idaho_Wind | [11 empty] | 100% |  |  |  |  | 100% |  |  |  |  | 100% |  |  |  | 100% |  | SCE_Idaho_Wind | 0 | 0 | 0 | 0 | 0 | 0 | 0 | 0 | 0 | 0 | 0 | 1.1 | 0 | 0 | 0 | 0 | 1.1 | 0 | 0 | 0 | 0 | 1.1 | 0 | 0 | 0 | 1.1 |  | SCE_Idaho_Wind | 0 | 0 | 0 | 0 | 0 | 0 | 0 | 0 | 0 | 0 | 0 | 0 | 0 | 0 | 0 | 0 | 0 | 0 | 0 | 0 | 0 | 0 | 0 | 0 | 0 | 0
| SCE | SCE_LDES_12hr | 0 | 0 | 0 | 0 | 0 | 0 | 0 | 0 | 0 | 0 | 0 | 1.6 | 0 | 0 | 0 | 0 | 3.9663 | 0 | 0 | 0 | 0 | 3.9663 | 0 | 0 | 0 | 3.9663 |  |  | SCE_LDES_12hr | [11 empty] | 100% |  |  |  |  | 97.21% |  |  |  |  | 67.45% |  |  |  | 67.45% |  | SCE_LDES_12hr | 0 | 0 | 0 | 0 | 0 | 0 | 0 | 0 | 0 | 0 | 0 | 1.6 | 0 | 0 | 0 | 0 | 3.9663 | 0 | 0 | 0 | 0 | 3.9663 | 0 | 0 | 0 | 3.9663 |  | SCE_LDES_12hr | 0 | 0 | 0 | 0 | 0 | 0 | 0 | 0 | 0 | 0 | 0 | 0 | 0 | 0 | 0 | 0 | 0 | 0 | 0 | 0 | 0 | 0 | 0 | 0 | 0 | 0
| SCE | SCE_Metro_Solar | 0 | 0 | 0 | 0 | 0 | 0 | 0.00499 | 0 | 0.00499 | 0 | 0 | 0.00499 | 0 | 0 | 0 | 0 | 0.00499 | 0 | 0 | 0 | 0 | 0.38749 | 0 | 0 | 0 | 0.4295 |  |  | SCE_Metro_Solar | [6 empty] | 1.162% |  | 1.162% |  |  | 1.162% |  |  |  |  | 1.162% |  |  |  |  | 90.22% |  |  |  | 100% |  | SCE_Metro_Solar | 0 | 0 | 0 | 0 | 0 | 0 | 0.00499 | 0 | 0.00499 | 0 | 0 | 0.00499 | 0 | 0 | 0 | 0 | 0.00499 | 0 | 0 | 0 | 0 | 0.38749 | 0 | 0 | 0 | 0.4295 |  | SCE_Metro_Solar | 0 | 0 | 0 | 0 | 0 | 0 | 0 | 0 | 0 | 0 | 0 | 0 | 0 | 0 | 0 | 0 | 0 | 0 | 0 | 0 | 0 | 0 | 0 | 0 | 0 | 0
| SCE | SCE_Nevada_New_EGS | 0 | 0 | 0 | 0 | 0 | 0 | 0 | 0 | 0 | 0 | 0 | 0 | 0 | 0 | 0 | 0 | 0 | 0 | 0 | 0 | 0 | 0 | 0 | 0 | 0 | 0 |  |  | SCE_Nevada_New_EGS | [16 empty] | 0% |  |  |  |  | 0% |  |  |  | 0% |  | SCE_Nevada_New_EGS | 0 | 0 | 0 | 0 | 0 | 0 | 0 | 0 | 0 | 0 | 0 | 0 | 0 | 0 | 0 | 0 | 0 | 0 | 0 | 0 | 0 | 0 | 0 | 0 | 0 | 0 |  | SCE_Nevada_New_EGS | 0 | 0 | 0 | 0 | 0 | 0 | 0 | 0 | 0 | 0 | 0 | 0 | 0 | 0 | 0 | 0 | 0 | 0 | 0 | 0 | 0 | 0 | 0 | 0 | 0 | 0
| SCE | SCE_New_Biomass | 0 | 0 | 0 | 0 | 0 | 0 | 0 | 0 | 0 | 0 | 0 | 0 | 0 | 0 | 0 | 0 | 0 | 0 | 0 | 0 | 0 | 0 | 0 | 0 | 0 | 0 |  |  | SCE_New_Biomass | [8 empty] | 0% |  |  | 0% |  |  |  |  | 0% |  |  |  |  | 0% |  |  |  | 0% |  | SCE_New_Biomass | 0 | 0 | 0 | 0 | 0 | 0 | 0 | 0 | 0 | 0 | 0 | 0 | 0 | 0 | 0 | 0 | 0 | 0 | 0 | 0 | 0 | 0 | 0 | 0 | 0 | 0 |  | SCE_New_Biomass | 0 | 0 | 0 | 0 | 0 | 0 | 0 | 0 | 0 | 0 | 0 | 0 | 0 | 0 | 0 | 0 | 0 | 0 | 0 | 0 | 0 | 0 | 0 | 0 | 0 | 0
| SCE | SCE_New_EGS | 0 | 0 | 0 | 0 | 0 | 0 | 0 | 0 | 0 | 0 | 0 | 0 | 0 | 0 | 0 | 0 | 0 | 0 | 0 | 0 | 0 | 0 | 0 | 0 | 0 | 0 |  |  | SCE_New_EGS | [11 empty] | 0% |  |  |  |  | 0% |  |  |  |  | 0% |  |  |  | 0% |  | SCE_New_EGS | 0 | 0 | 0 | 0 | 0 | 0 | 0 | 0 | 0 | 0 | 0 | 0 | 0 | 0 | 0 | 0 | 0 | 0 | 0 | 0 | 0 | 0 | 0 | 0 | 0 | 0 |  | SCE_New_EGS | 0 | 0 | 0 | 0 | 0 | 0 | 0 | 0 | 0 | 0 | 0 | 0 | 0 | 0 | 0 | 0 | 0 | 0 | 0 | 0 | 0 | 0 | 0 | 0 | 0 | 0
| SCE | SCE_New_Gas_CCGT | 0 | 0 | 0 | 0 | 0 | 0 | 0 | 0 | 0 | 0 | 0 | 0 | 0 | 0 | 0 | 0 | 0 | 0 | 0 | 0 | 0 | 0 | 0 | 0 | 0 | 0 |  |  | SCE_New_Gas_CCGT | [11 empty] | unlimited |  |  |  |  | unlimited |  |  |  |  | unlimited |  |  |  | unlimited |  | SCE_New_Gas_CCGT | 0 | 0 | 0 | 0 | 0 | 0 | 0 | 0 | 0 | 0 | 0 | 0 | 0 | 0 | 0 | 0 | 0 | 0 | 0 | 0 | 0 | 0 | 0 | 0 | 0 | 0 |  | SCE_New_Gas_CCGT | 0 | 0 | 0 | 0 | 0 | 0 | 0 | 0 | 0 | 0 | 0 | 0 | 0 | 0 | 0 | 0 | 0 | 0 | 0 | 0 | 0 | 0 | 0 | 0 | 0 | 0
| SCE | SCE_New_Gas_CT | 0 | 0 | 0 | 0 | 0 | 0 | 0 | 0 | 0 | 0 | 0 | 0 | 0 | 0 | 0 | 0 | 0 | 0 | 0 | 0 | 0 | 0 | 0 | 0 | 0 | 0 |  |  | SCE_New_Gas_CT | [11 empty] | unlimited |  |  |  |  | unlimited |  |  |  |  | unlimited |  |  |  | unlimited |  | SCE_New_Gas_CT | 0 | 0 | 0 | 0 | 0 | 0 | 0 | 0 | 0 | 0 | 0 | 0 | 0 | 0 | 0 | 0 | 0 | 0 | 0 | 0 | 0 | 0 | 0 | 0 | 0 | 0 |  | SCE_New_Gas_CT | 0 | 0 | 0 | 0 | 0 | 0 | 0 | 0 | 0 | 0 | 0 | 0 | 0 | 0 | 0 | 0 | 0 | 0 | 0 | 0 | 0 | 0 | 0 | 0 | 0 | 0
| SCE | SCE_New_Gas_RICE | 0 | 0 | 0 | 0 | 0 | 0 | 0 | 0 | 0 | 0 | 0 | 0 | 0 | 0 | 0 | 0 | 0 | 0 | 0 | 0 | 0 | 0 | 0 | 0 | 0 | 0 |  |  | SCE_New_Gas_RICE | [11 empty] | unlimited |  |  |  |  | unlimited |  |  |  |  | unlimited |  |  |  | unlimited |  | SCE_New_Gas_RICE | 0 | 0 | 0 | 0 | 0 | 0 | 0 | 0 | 0 | 0 | 0 | 0 | 0 | 0 | 0 | 0 | 0 | 0 | 0 | 0 | 0 | 0 | 0 | 0 | 0 | 0 |  | SCE_New_Gas_RICE | 0 | 0 | 0 | 0 | 0 | 0 | 0 | 0 | 0 | 0 | 0 | 0 | 0 | 0 | 0 | 0 | 0 | 0 | 0 | 0 | 0 | 0 | 0 | 0 | 0 | 0
| SCE | SCE_New_Geothermal | 0 | 0 | 0 | 0 | 0 | 0 | 0.049463 | 0 | 0.19771 | 0 | 0 | 0.19771 | 0 | 0 | 0 | 0 | 1.2179 | 0 | 0 | 0 | 0 | 1.2179 | 0 | 0 | 0 | 1.2179 |  |  | SCE_New_Geothermal | [6 empty] | 1.467% |  | 5.864% |  |  | 5.864% |  |  |  |  | 36.12% |  |  |  |  | 36.12% |  |  |  | 36.12% |  | SCE_New_Geothermal | 0 | 0 | 0 | 0 | 0 | 0 | 0.049463 | 0 | 0.19771 | 0 | 0 | 0.19771 | 0 | 0 | 0 | 0 | 1.2179 | 0 | 0 | 0 | 0 | 1.2179 | 0 | 0 | 0 | 1.2179 |  | SCE_New_Geothermal | 0 | 0 | 0 | 0 | 0 | 0 | 0 | 0 | 0 | 0 | 0 | 0 | 0 | 0 | 0 | 0 | 0 | 0 | 0 | 0 | 0 | 0 | 0 | 0 | 0 | 0
| SCE | SCE_New_Li_Battery_4hr | 0 | 0 | 0 | 0 | 0 | 0 | 2.3964 | 0 | 4.5414 | 0 | 0 | 4.5414 | 0 | 0 | 0 | 0 | 4.5414 | 0 | 0 | 0 | 0 | 4.5414 | 0 | 0 | 0 | 4.5414 |  |  | SCE_New_Li_Battery_4hr | [21 empty] | unlimited |  |  |  | unlimited |  | SCE_New_Li_Battery_4hr | 0 | 0 | 0 | 0 | 0 | 0 | 2.3964 | 0 | 4.5414 | 0 | 0 | 4.5414 | 0 | 0 | 0 | 0 | 4.5414 | 0 | 0 | 0 | 0 | 4.5414 | 0 | 0 | 0 | 4.5414 |  | SCE_New_Li_Battery_4hr | 0 | 0 | 0 | 0 | 0 | 0 | 0 | 0 | 0 | 0 | 0 | 0 | 0 | 0 | 0 | 0 | 0 | 0 | 0 | 0 | 0 | 0 | 0 | 0 | 0 | 0
| SCE | SCE_New_Li_Battery_8hr | 0 | 0 | 0 | 0 | 0 | 0 | 0.040618 | 0 | 0.87562 | 0 | 0 | 5.4551 | 0 | 0 | 0 | 0 | 8.5793 | 0 | 0 | 0 | 0 | 8.5793 | 0 | 0 | 0 | 13.39 |  |  | SCE_New_Li_Battery_8hr | [21 empty] | unlimited |  |  |  | unlimited |  | SCE_New_Li_Battery_8hr | 0 | 0 | 0 | 0 | 0 | 0 | 0.040618 | 0 | 0.87562 | 0 | 0 | 5.4551 | 0 | 0 | 0 | 0 | 8.5793 | 0 | 0 | 0 | 0 | 8.5793 | 0 | 0 | 0 | 13.39 |  | SCE_New_Li_Battery_8hr | 0 | 0 | 0 | 0 | 0 | 0 | 0 | 0 | 0 | 0 | 0 | 0 | 0 | 0 | 0 | 0 | 0 | 0 | 0 | 0 | 0 | 0 | 0 | 0 | 0 | 0
| SCE | SCE_New_Mexico_Wind | 0 | 0 | 0 | 0 | 0 | 0 | 1.436 | 0 | 2.936 | 0 | 0 | 2.936 | 0 | 0 | 0 | 0 | 2.936 | 0 | 0 | 0 | 0 | 8.936 | 0 | 0 | 0 | 8.936 |  |  | SCE_New_Mexico_Wind | [6 empty] | 100% |  | 100% |  |  | 100% |  |  |  |  | 100% |  |  |  |  | 100% |  |  |  | 100% |  | SCE_New_Mexico_Wind | 0 | 0 | 0 | 0 | 0 | 0 | 1.436 | 0 | 2.936 | 0 | 0 | 2.936 | 0 | 0 | 0 | 0 | 2.936 | 0 | 0 | 0 | 0 | 8.936 | 0 | 0 | 0 | 8.936 |  | SCE_New_Mexico_Wind | 0 | 0 | 0 | 0 | 0 | 0 | 0 | 0 | 0 | 0 | 0 | 0 | 0 | 0 | 0 | 0 | 0 | 0 | 0 | 0 | 0 | 0 | 0 | 0 | 0 | 0
| SCE | SCE_NOL_Solar | 0 | 0 | 0 | 0 | 0 | 0 | 0.278 | 0 | 0.278 | 0 | 0 | 0.278 | 0 | 0 | 0 | 0 | 0.278 | 0 | 0 | 0 | 0 | 0.278 | 0 | 0 | 0 | 1.0461 |  |  | SCE_NOL_Solar | [6 empty] | 1.281% |  | 1.281% |  |  | 1.281% |  |  |  |  | 1.281% |  |  |  |  | 1.281% |  |  |  | 4.822% |  | SCE_NOL_Solar | 0 | 0 | 0 | 0 | 0 | 0 | 0.278 | 0 | 0.278 | 0 | 0 | 0.278 | 0 | 0 | 0 | 0 | 0.278 | 0 | 0 | 0 | 0 | 0.278 | 0 | 0 | 0 | 0.69742 |  | SCE_NOL_Solar | 0 | 0 | 0 | 0 | 0 | 0 | 0 | 0 | 0 | 0 | 0 | 0 | 0 | 0 | 0 | 0 | 0 | 0 | 0 | 0 | 0 | 0 | 0 | 0 | 0 | 0.35
| SCE | SCE_NOL_Wind | 0 | 0 | 0 | 0 | 0 | 0 | 0 | 0 | 0 | 0 | 0 | 0 | 0 | 0 | 0 | 0 | 0 | 0 | 0 | 0 | 0 | 0 | 0 | 0 | 0 | 0 |  |  | SCE_NOL_Wind | [8 empty] | 0% |  |  | 0% |  |  |  |  | 0% |  |  |  |  | 0% |  |  |  | 0% |  | SCE_NOL_Wind | 0 | 0 | 0 | 0 | 0 | 0 | 0 | 0 | 0 | 0 | 0 | 0 | 0 | 0 | 0 | 0 | 0 | 0 | 0 | 0 | 0 | 0 | 0 | 0 | 0 | 0 |  | SCE_NOL_Wind | 0 | 0 | 0 | 0 | 0 | 0 | 0 | 0 | 0 | 0 | 0 | 0 | 0 | 0 | 0 | 0 | 0 | 0 | 0 | 0 | 0 | 0 | 0 | 0 | 0 | 0
| SCE | SCE_Northern_Solar | 0 | 0 | 0 | 0 | 0 | 0 | 1.3571 | 0 | 6.3445 | 0 | 0 | 6.3445 | 0 | 0 | 0 | 0 | 6.3445 | 0 | 0 | 0 | 0 | 7.2772 | 0 | 0 | 0 | 11.3229 |  |  | SCE_Northern_Solar | [6 empty] | 5.911% |  | 27.63% |  |  | 27.63% |  |  |  |  | 27.63% |  |  |  |  | 31.7% |  |  |  | 49.32% |  | SCE_Northern_Solar | 0 | 0 | 0 | 0 | 0 | 0 | 1.3571 | 0 | 5.2465 | 0 | 0 | 5.2465 | 0 | 0 | 0 | 0 | 5.2465 | 0 | 0 | 0 | 0 | 6.1793 | 0 | 0 | 0 | 9.8505 |  | SCE_Northern_Solar | 0 | 0 | 0 | 0 | 0 | 0 | 0 | 0 | 1.1 | 0 | 0 | 1.1 | 0 | 0 | 0 | 0 | 1.1 | 0 | 0 | 0 | 0 | 1.1 | 0 | 0 | 0 | 1.47
| SCE | SCE_Northern_Wind | 0 | 0 | 0 | 0 | 0 | 0 | 0 | 0 | 0 | 0 | 0 | 0 | 0 | 0 | 0 | 0 | 0 | 0 | 0 | 0 | 0 | 0 | 0 | 0 | 0 | 1.7745 |  |  | SCE_Northern_Wind | [8 empty] | 0% |  |  | 0% |  |  |  |  | 0% |  |  |  |  | 0% |  |  |  | 72.91% |  | SCE_Northern_Wind | 0 | 0 | 0 | 0 | 0 | 0 | 0 | 0 | 0 | 0 | 0 | 0 | 0 | 0 | 0 | 0 | 0 | 0 | 0 | 0 | 0 | 0 | 0 | 0 | 0 | 1.7745 |  | SCE_Northern_Wind | 0 | 0 | 0 | 0 | 0 | 0 | 0 | 0 | 0 | 0 | 0 | 0 | 0 | 0 | 0 | 0 | 0 | 0 | 0 | 0 | 0 | 0 | 0 | 0 | 0 | 0
| SCE | SCE_Utah_New_EGS | 0 | 0 | 0 | 0 | 0 | 0 | 0 | 0 | 0 | 0 | 0 | 0 | 0 | 0 | 0 | 0 | 0 | 0 | 0 | 0 | 0 | 0 | 0 | 0 | 0 | 0 |  |  | SCE_Utah_New_EGS | [11 empty] | 0% |  |  |  |  | 0% |  |  |  |  | 0% |  |  |  | 0% |  | SCE_Utah_New_EGS | 0 | 0 | 0 | 0 | 0 | 0 | 0 | 0 | 0 | 0 | 0 | 0 | 0 | 0 | 0 | 0 | 0 | 0 | 0 | 0 | 0 | 0 | 0 | 0 | 0 | 0 |  | SCE_Utah_New_EGS | 0 | 0 | 0 | 0 | 0 | 0 | 0 | 0 | 0 | 0 | 0 | 0 | 0 | 0 | 0 | 0 | 0 | 0 | 0 | 0 | 0 | 0 | 0 | 0 | 0 | 0
| SCE | SCE_Wyoming_Wind | 0 | 0 | 0 | 0 | 0 | 0 | 0 | 0 | 0 | 0 | 0 | 1.5 | 0 | 0 | 0 | 0 | 3 | 0 | 0 | 0 | 0 | 3 | 0 | 0 | 0 | 5 |  |  | SCE_Wyoming_Wind | [11 empty] | 100% |  |  |  |  | 60% |  |  |  |  | 60% |  |  |  | 100% |  | SCE_Wyoming_Wind | 0 | 0 | 0 | 0 | 0 | 0 | 0 | 0 | 0 | 0 | 0 | 1.5 | 0 | 0 | 0 | 0 | 3 | 0 | 0 | 0 | 0 | 3 | 0 | 0 | 0 | 5 |  | SCE_Wyoming_Wind | 0 | 0 | 0 | 0 | 0 | 0 | 0 | 0 | 0 | 0 | 0 | 0 | 0 | 0 | 0 | 0 | 0 | 0 | 0 | 0 | 0 | 0 | 0 | 0 | 0 | 0
| SDGE | SDGE_Arizona_Solar | 0 | 0 | 0 | 0 | 0 | 0 | 0.085 | 0 | 0.085 | 0 | 0 | 3.6329 | 0 | 0 | 0 | 0 | 13.9781 | 0 | 0 | 0 | 0 | 14.207 | 0 | 0 | 0 | 14.207 |  |  | SDGE_Arizona_Solar | [6 empty] | 0.1914% |  | 0.1914% |  |  | 8.182% |  |  |  |  | 31.48% |  |  |  |  | 32% |  |  |  | 32% |  | SDGE_Arizona_Solar | 0 | 0 | 0 | 0 | 0 | 0 | 0.085 | 0 | 0.085 | 0 | 0 | 0.63285 | 0 | 0 | 0 | 0 | 6.7936 | 0 | 0 | 0 | 0 | 6.7936 | 0 | 0 | 0 | 6.7936 |  | SDGE_Arizona_Solar | 0 | 0 | 0 | 0 | 0 | 0 | 0 | 0 | 0 | 0 | 0 | 3 | 0 | 0 | 0 | 0 | 7.18 | 0 | 0 | 0 | 0 | 7.41 | 0 | 0 | 0 | 7.41
| SDGE | SDGE_Baja_California_Wind | 0 | 0 | 0 | 0 | 0 | 0 | 0.178 | 0 | 0.22948 | 0 | 0 | 0.3525 | 0 | 0 | 0 | 0 | 0.3525 | 0 | 0 | 0 | 0 | 1.6535 | 0 | 0 | 0 | 1.6535 |  |  | SDGE_Baja_California_Wind | [6 empty] | 50.5% |  | 65.1% |  |  | 100% |  |  |  |  | 21.32% |  |  |  |  | 100% |  |  |  | 100% |  | SDGE_Baja_California_Wind | 0 | 0 | 0 | 0 | 0 | 0 | 0.178 | 0 | 0.22948 | 0 | 0 | 0.3525 | 0 | 0 | 0 | 0 | 0.3525 | 0 | 0 | 0 | 0 | 1.6535 | 0 | 0 | 0 | 1.6535 |  | SDGE_Baja_California_Wind | 0 | 0 | 0 | 0 | 0 | 0 | 0 | 0 | 0 | 0 | 0 | 0 | 0 | 0 | 0 | 0 | 0 | 0 | 0 | 0 | 0 | 0 | 0 | 0 | 0 | 0
| SDGE | SDGE_Distributed_Solar | 0 | 0 | 0 | 0 | 0 | 0 | 0 | 0 | 0 | 0 | 0 | 0 | 0 | 0 | 0 | 0 | 0 | 0 | 0 | 0 | 0 | 0 | 0 | 0 | 0 | 0 |  |  | SDGE_Distributed_Solar | [6 empty] | 0% |  | 0% |  |  | 0% |  |  |  |  | 0% |  |  |  |  | 0% |  |  |  | 0% |  | SDGE_Distributed_Solar | 0 | 0 | 0 | 0 | 0 | 0 | 0 | 0 | 0 | 0 | 0 | 0 | 0 | 0 | 0 | 0 | 0 | 0 | 0 | 0 | 0 | 0 | 0 | 0 | 0 | 0 |  | SDGE_Distributed_Solar | 0 | 0 | 0 | 0 | 0 | 0 | 0 | 0 | 0 | 0 | 0 | 0 | 0 | 0 | 0 | 0 | 0 | 0 | 0 | 0 | 0 | 0 | 0 | 0 | 0 | 0
| SDGE | SDGE_Imperial_Solar | 0 | 0 | 0 | 0 | 0 | 0 | 0.09 | 0 | 0.19 | 0 | 0 | 0.19 | 0 | 0 | 0 | 0 | 0.19 | 0 | 0 | 0 | 0 | 0.19 | 0 | 0 | 0 | 0.43904 |  |  | SDGE_Imperial_Solar | [6 empty] | 0.6725% |  | 1.42% |  |  | 1.42% |  |  |  |  | 1.42% |  |  |  |  | 1.42% |  |  |  | 3.281% |  | SDGE_Imperial_Solar | 0 | 0 | 0 | 0 | 0 | 0 | 0.09 | 0 | 0.18378 | 0 | 0 | 0.18378 | 0 | 0 | 0 | 0 | 0.18378 | 0 | 0 | 0 | 0 | 0.18378 | 0 | 0 | 0 | 0.32854 |  | SDGE_Imperial_Solar | 0 | 0 | 0 | 0 | 0 | 0 | 0 | 0 | 0.01 | 0 | 0 | 0.01 | 0 | 0 | 0 | 0 | 0.01 | 0 | 0 | 0 | 0 | 0.01 | 0 | 0 | 0 | 0.11
| SDGE | SDGE_Imperial_Wind | 0 | 0 | 0 | 0 | 0 | 0 | 0 | 0 | 0.1938 | 0 | 0 | 0.63835 | 0 | 0 | 0 | 0 | 0.63835 | 0 | 0 | 0 | 0 | 0.63835 | 0 | 0 | 0 | 0.97062 |  |  | SDGE_Imperial_Wind | [8 empty] | 100% |  |  | 91.25% |  |  |  |  | 65.77% |  |  |  |  | 65.77% |  |  |  | 100% |  | SDGE_Imperial_Wind | 0 | 0 | 0 | 0 | 0 | 0 | 0 | 0 | 0.1938 | 0 | 0 | 0.63835 | 0 | 0 | 0 | 0 | 0.63835 | 0 | 0 | 0 | 0 | 0.63835 | 0 | 0 | 0 | 0.97062 |  | SDGE_Imperial_Wind | 0 | 0 | 0 | 0 | 0 | 0 | 0 | 0 | 0 | 0 | 0 | 0 | 0 | 0 | 0 | 0 | 0 | 0 | 0 | 0 | 0 | 0 | 0 | 0 | 0 | 0
| SDGE | SDGE_LDES_12hr | 0 | 0 | 0 | 0 | 0 | 0 | 0 | 0 | 0 | 0 | 0 | 0 | 0 | 0 | 0 | 0 | 0.5 | 0 | 0 | 0 | 0 | 0.5 | 0 | 0 | 0 | 0.5 |  |  | SDGE_LDES_12hr | [16 empty] | 100% |  |  |  |  | 100% |  |  |  | 100% |  | SDGE_LDES_12hr | 0 | 0 | 0 | 0 | 0 | 0 | 0 | 0 | 0 | 0 | 0 | 0 | 0 | 0 | 0 | 0 | 0.5 | 0 | 0 | 0 | 0 | 0.5 | 0 | 0 | 0 | 0.5 |  | SDGE_LDES_12hr | 0 | 0 | 0 | 0 | 0 | 0 | 0 | 0 | 0 | 0 | 0 | 0 | 0 | 0 | 0 | 0 | 0 | 0 | 0 | 0 | 0 | 0 | 0 | 0 | 0 | 0
| SDGE | SDGE_New_Biomass | 0 | 0 | 0 | 0 | 0 | 0 | 0 | 0 | 0 | 0 | 0 | 0 | 0 | 0 | 0 | 0 | 0 | 0 | 0 | 0 | 0 | 0 | 0 | 0 | 0 | 0 |  |  | SDGE_New_Biomass | [8 empty] | 0% |  |  | 0% |  |  |  |  | 0% |  |  |  |  | 0% |  |  |  | 0% |  | SDGE_New_Biomass | 0 | 0 | 0 | 0 | 0 | 0 | 0 | 0 | 0 | 0 | 0 | 0 | 0 | 0 | 0 | 0 | 0 | 0 | 0 | 0 | 0 | 0 | 0 | 0 | 0 | 0 |  | SDGE_New_Biomass | 0 | 0 | 0 | 0 | 0 | 0 | 0 | 0 | 0 | 0 | 0 | 0 | 0 | 0 | 0 | 0 | 0 | 0 | 0 | 0 | 0 | 0 | 0 | 0 | 0 | 0
| SDGE | SDGE_New_EGS | 0 | 0 | 0 | 0 | 0 | 0 | 0 | 0 | 0 | 0 | 0 | 0 | 0 | 0 | 0 | 0 | 0 | 0 | 0 | 0 | 0 | 0 | 0 | 0 | 0 | 0 |  |  | SDGE_New_EGS | [11 empty] | 0% |  |  |  |  | 0% |  |  |  |  | 0% |  |  |  | 0% |  | SDGE_New_EGS | 0 | 0 | 0 | 0 | 0 | 0 | 0 | 0 | 0 | 0 | 0 | 0 | 0 | 0 | 0 | 0 | 0 | 0 | 0 | 0 | 0 | 0 | 0 | 0 | 0 | 0 |  | SDGE_New_EGS | 0 | 0 | 0 | 0 | 0 | 0 | 0 | 0 | 0 | 0 | 0 | 0 | 0 | 0 | 0 | 0 | 0 | 0 | 0 | 0 | 0 | 0 | 0 | 0 | 0 | 0
| SDGE | SDGE_New_Gas_CCGT | 0 | 0 | 0 | 0 | 0 | 0 | 0 | 0 | 0 | 0 | 0 | 0 | 0 | 0 | 0 | 0 | 0 | 0 | 0 | 0 | 0 | 0 | 0 | 0 | 0 | 0 |  |  | SDGE_New_Gas_CCGT | [11 empty] | unlimited |  |  |  |  | unlimited |  |  |  |  | unlimited |  |  |  | unlimited |  | SDGE_New_Gas_CCGT | 0 | 0 | 0 | 0 | 0 | 0 | 0 | 0 | 0 | 0 | 0 | 0 | 0 | 0 | 0 | 0 | 0 | 0 | 0 | 0 | 0 | 0 | 0 | 0 | 0 | 1.0878e-14 |  | SDGE_New_Gas_CCGT | 0 | 0 | 0 | 0 | 0 | 0 | 0 | 0 | 0 | 0 | 0 | 0 | 0 | 0 | 0 | 0 | 0 | 0 | 0 | 0 | 0 | 0 | 0 | 0 | 0 | 0
| SDGE | SDGE_New_Gas_CT | 0 | 0 | 0 | 0 | 0 | 0 | 0 | 0 | 0 | 0 | 0 | 0 | 0 | 0 | 0 | 0 | 0 | 0 | 0 | 0 | 0 | 0 | 0 | 0 | 0 | 0 |  |  | SDGE_New_Gas_CT | [11 empty] | unlimited |  |  |  |  | unlimited |  |  |  |  | unlimited |  |  |  | unlimited |  | SDGE_New_Gas_CT | 0 | 0 | 0 | 0 | 0 | 0 | 0 | 0 | 0 | 0 | 0 | 0 | 0 | 0 | 0 | 0 | 0 | 0 | 0 | 0 | 0 | -1.4618e-14 | 0 | 0 | 0 | 0 |  | SDGE_New_Gas_CT | 0 | 0 | 0 | 0 | 0 | 0 | 0 | 0 | 0 | 0 | 0 | 0 | 0 | 0 | 0 | 0 | 0 | 0 | 0 | 0 | 0 | 0 | 0 | 0 | 0 | 0
| SDGE | SDGE_New_Gas_RICE | 0 | 0 | 0 | 0 | 0 | 0 | 0 | 0 | 0 | 0 | 0 | 0 | 0 | 0 | 0 | 0 | 0 | 0 | 0 | 0 | 0 | 0 | 0 | 0 | 0 | 0 |  |  | SDGE_New_Gas_RICE | [11 empty] | unlimited |  |  |  |  | unlimited |  |  |  |  | unlimited |  |  |  | unlimited |  | SDGE_New_Gas_RICE | 0 | 0 | 0 | 0 | 0 | 0 | 0 | 0 | 0 | 0 | 0 | 0 | 0 | 0 | 0 | 0 | 0 | 0 | 0 | 0 | 0 | 0 | 0 | 0 | 0 | 0 |  | SDGE_New_Gas_RICE | 0 | 0 | 0 | 0 | 0 | 0 | 0 | 0 | 0 | 0 | 0 | 0 | 0 | 0 | 0 | 0 | 0 | 0 | 0 | 0 | 0 | 0 | 0 | 0 | 0 | 0
| SDGE | SDGE_New_Geothermal | 0 | 0 | 0 | 0 | 0 | 0 | 0 | 0 | 0.083 | 0 | 0 | 0.083 | 0 | 0 | 0 | 0 | 0.5286 | 0 | 0 | 0 | 0 | 0.5286 | 0 | 0 | 0 | 0.5286 |  |  | SDGE_New_Geothermal | [6 empty] | 0% |  | 15.7% |  |  | 15.7% |  |  |  |  | 100% |  |  |  |  | 100% |  |  |  | 100% |  | SDGE_New_Geothermal | 0 | 0 | 0 | 0 | 0 | 0 | -5.89e-15 | 0 | 0.083 | 0 | 0 | 0.083 | 0 | 0 | 0 | 0 | 0.5286 | 0 | 0 | 0 | 0 | 0.5286 | 0 | 0 | 0 | 0.5286 |  | SDGE_New_Geothermal | 0 | 0 | 0 | 0 | 0 | 0 | 0 | 0 | 0 | 0 | 0 | 0 | 0 | 0 | 0 | 0 | 0 | 0 | 0 | 0 | 0 | 0 | 0 | 0 | 0 | 0
| SDGE | SDGE_New_Li_Battery_4hr | 0 | 0 | 0 | 0 | 0 | 0 | 0.6595 | 0 | 0.7595 | 0 | 0 | 0.7595 | 0 | 0 | 0 | 0 | 0.7595 | 0 | 0 | 0 | 0 | 0.7595 | 0 | 0 | 0 | 0.7595 |  |  | SDGE_New_Li_Battery_4hr | [21 empty] | unlimited |  |  |  | unlimited |  | SDGE_New_Li_Battery_4hr | 0 | 0 | 0 | 0 | 0 | 0 | 0.6595 | 0 | 0.7595 | 0 | 0 | 0.7595 | 0 | 0 | 0 | 0 | 0.7595 | 0 | 0 | 0 | 0 | 0.7595 | 0 | 0 | 0 | 0.7595 |  | SDGE_New_Li_Battery_4hr | 0 | 0 | 0 | 0 | 0 | 0 | 0 | 0 | 0 | 0 | 0 | 0 | 0 | 0 | 0 | 0 | 0 | 0 | 0 | 0 | 0 | 0 | 0 | 0 | 0 | 0
| SDGE | SDGE_New_Li_Battery_8hr | 0 | 0 | 0 | 0 | 0 | 0 | 0.02543 | 0 | 0.02543 | 0 | 0 | 1.3331 | 0 | 0 | 0 | 0 | 1.3495 | 0 | 0 | 0 | 0 | 1.3495 | 0 | 0 | 0 | 1.3514 |  |  | SDGE_New_Li_Battery_8hr | [21 empty] | unlimited |  |  |  | unlimited |  | SDGE_New_Li_Battery_8hr | 0 | 0 | 0 | 0 | 0 | 0 | 0.02543 | 0 | 0.02543 | 0 | 0 | 1.3331 | 0 | 0 | 0 | 0 | 1.3495 | 0 | 0 | 0 | 0 | 1.3495 | 0 | 0 | 0 | 1.3514 |  | SDGE_New_Li_Battery_8hr | 0 | 0 | 0 | 0 | 0 | 0 | 0 | 0 | 0 | 0 | 0 | 0 | 0 | 0 | 0 | 0 | 0 | 0 | 0 | 0 | 0 | 0 | 0 | 0 | 0 | 0
|  |  | 0 | 0 | 0 | 0 | 0 | 0 | 0 | 0 | 0 | 0 | 0 | 0 | 0 | 0 | 0 | 0 | 0 | 0 | 0 | 0 | 0 | 0 | 0 | 0 | 0 | 0
|  |  | 0 | 0 | 0 | 0 | 0 | 0 | 0 | 0 | 0 | 0 | 0 | 0 | 0 | 0 | 0 | 0 | 0 | 0 | 0 | 0 | 0 | 0 | 0 | 0 | 0 | 0
|  |  | 0 | 0 | 0 | 0 | 0 | 0 | 0 | 0 | 0 | 0 | 0 | 0 | 0 | 0 | 0 | 0 | 0 | 0 | 0 | 0 | 0 | 0 | 0 | 0 | 0 | 0
|  |  | 0 | 0 | 0 | 0 | 0 | 0 | 0 | 0 | 0 | 0 | 0 | 0 | 0 | 0 | 0 | 0 | 0 | 0 | 0 | 0 | 0 | 0 | 0 | 0 | 0 | 0
|  |  | 0 | 0 | 0 | 0 | 0 | 0 | 0 | 0 | 0 | 0 | 0 | 0 | 0 | 0 | 0 | 0 | 0 | 0 | 0 | 0 | 0 | 0 | 0 | 0 | 0 | 0
|  |  | 0 | 0 | 0 | 0 | 0 | 0 | 0 | 0 | 0 | 0 | 0 | 0 | 0 | 0 | 0 | 0 | 0 | 0 | 0 | 0 | 0 | 0 | 0 | 0 | 0 | 0
|  |  | 0 | 0 | 0 | 0 | 0 | 0 | 0 | 0 | 0 | 0 | 0 | 0 | 0 | 0 | 0 | 0 | 0 | 0 | 0 | 0 | 0 | 0 | 0 | 0 | 0 | 0
|  |  | 0 | 0 | 0 | 0 | 0 | 0 | 0 | 0 | 0 | 0 | 0 | 0 | 0 | 0 | 0 | 0 | 0 | 0 | 0 | 0 | 0 | 0 | 0 | 0 | 0 | 0
|  |  | 0 | 0 | 0 | 0 | 0 | 0 | 0 | 0 | 0 | 0 | 0 | 0 | 0 | 0 | 0 | 0 | 0 | 0 | 0 | 0 | 0 | 0 | 0 | 0 | 0 | 0
|  |  | 0 | 0 | 0 | 0 | 0 | 0 | 0 | 0 | 0 | 0 | 0 | 0 | 0 | 0 | 0 | 0 | 0 | 0 | 0 | 0 | 0 | 0 | 0 | 0 | 0 | 0
|  |  | 0 | 0 | 0 | 0 | 0 | 0 | 0 | 0 | 0 | 0 | 0 | 0 | 0 | 0 | 0 | 0 | 0 | 0 | 0 | 0 | 0 | 0 | 0 | 0 | 0 | 0
|  |  | 0 | 0 | 0 | 0 | 0 | 0 | 0 | 0 | 0 | 0 | 0 | 0 | 0 | 0 | 0 | 0 | 0 | 0 | 0 | 0 | 0 | 0 | 0 | 0 | 0 | 0
|  |  | 0 | 0 | 0 | 0 | 0 | 0 | 0 | 0 | 0 | 0 | 0 | 0 | 0 | 0 | 0 | 0 | 0 | 0 | 0 | 0 | 0 | 0 | 0 | 0 | 0 | 0
|  |  | 0 | 0 | 0 | 0 | 0 | 0 | 0 | 0 | 0 | 0 | 0 | 0 | 0 | 0 | 0 | 0 | 0 | 0 | 0 | 0 | 0 | 0 | 0 | 0 | 0 | 0
|  |  | 0 | 0 | 0 | 0 | 0 | 0 | 0 | 0 | 0 | 0 | 0 | 0 | 0 | 0 | 0 | 0 | 0 | 0 | 0 | 0 | 0 | 0 | 0 | 0 | 0 | 0
|  | Total | 0 | 0 | 0 | 0 | 0 | 0 | 9.8866 | 0 | 26.7941 | 0 | 0 | 63.1392 | 0 | 0 | 0 | 0 | 91.0599 | 0 | 0 | 0 | 0 | 111.123 | 0 | 0 | 0 | 136.1957 | [30 empty] | Total | 0 | 0 | 0 | 0 | 0 | 0 | 8.1946 | 0 | 21.1602 | 0 | 0 | 46.1512 | 0 | 0 | 0 | 0 | 67.6302 | 0 | 0 | 0 | 0 | 86.7326 | 0 | 0 | 0 | 108.7712 |  | Total | 0 | 0 | 0 | 0 | 0 | 0 | 1.69 | 0 | 5.65 | 0 | 0 | 17 | 0 | 0 | 0 | 0 | 23.44 | 0 | 0 | 0 | 0 | 24.4 | 0 | 0 | 0 | 27.42
Resource Candidate Project Area (CPA) Detail
|  | Non-Generic CPA Builds (MW) | [28 empty] | FCDS Capacity (MW) | [27 empty] | EODS Capacity (MW)
|  |  | 2020-01-01 | 2021-01-01 | 2022-01-01 | 2023-01-01 | 2024-01-01 | 2025-01-01 | 2026-01-01 | 2027-01-01 | 2028-01-01 | 2029-01-01 | 2030-01-01 | 2031-01-01 | 2032-01-01 | 2033-01-01 | 2034-01-01 | 2035-01-01 | 2036-01-01 | 2037-01-01 | 2038-01-01 | 2039-01-01 | 2040-01-01 | 2041-01-01 | 2042-01-01 | 2043-01-01 | 2044-01-01 | 2045-01-01 | CAISO Study Area | Resource Type |  | 2020-01-01 | 2021-01-01 | 2022-01-01 | 2023-01-01 | 2024-01-01 | 2025-01-01 | 2026-01-01 | 2027-01-01 | 2028-01-01 | 2029-01-01 | 2030-01-01 | 2031-01-01 | 2032-01-01 | 2033-01-01 | 2034-01-01 | 2035-01-01 | 2036-01-01 | 2037-01-01 | 2038-01-01 | 2039-01-01 | 2040-01-01 | 2041-01-01 | 2042-01-01 | 2043-01-01 | 2044-01-01 | 2045-01-01 |  |  | 2020-01-01 | 2021-01-01 | 2022-01-01 | 2023-01-01 | 2024-01-01 | 2025-01-01 | 2026-01-01 | 2027-01-01 | 2028-01-01 | 2029-01-01 | 2030-01-01 | 2031-01-01 | 2032-01-01 | 2033-01-01 | 2034-01-01 | 2035-01-01 | 2036-01-01 | 2037-01-01 | 2038-01-01 | 2039-01-01 | 2040-01-01 | 2041-01-01 | 2042-01-01 | 2043-01-01 | 2044-01-01 | 2045-01-01
| Cape_Mendocino_Offshore_Wind | Cape_Mendocino_Offshore_Wind_Asset | 0 | 0 | 0 | 0 | 0 | 0 | 0 | 0 | 0 | 0 | 0 | 0 | 0 | 0 | 0 | 0 | 0 | 0 | 0 | 0 | 0 | 0 | 0 | 0 | 0 | 0 | PG&E NGBA | Offshore Wind | Cape_Mendocino_Offshore_Wind_Asset | 0 | 0 | 0 | 0 | 0 | 0 | 0 | 0 | 0 | 0 | 0 | 0 | 0 | 0 | 0 | 0 | 0 | 0 | 0 | 0 | 0 | 0 | 0 | 0 | 0 | 0 |  | Cape_Mendocino_Offshore_Wind_Asset | 0 | 0 | 0 | 0 | 0 | 0 | 0 | 0 | 0 | 0 | 0 | 0 | 0 | 0 | 0 | 0 | 0 | 0 | 0 | 0 | 0 | 0 | 0 | 0 | 0 | 0
| Del_Norte_Offshore_Wind | Del_Norte_Offshore_Wind_Asset | 0 | 0 | 0 | 0 | 0 | 0 | 0 | 0 | 0 | 0 | 0 | 0 | 0 | 0 | 0 | 0 | 0 | 0 | 0 | 0 | 0 | 0 | 0 | 0 | 0 | 0 | PG&E NGBA | Offshore Wind | Del_Norte_Offshore_Wind_Asset | 0 | 0 | 0 | 0 | 0 | 0 | 0 | 0 | 0 | 0 | 0 | 0 | 0 | 0 | 0 | 0 | 0 | 0 | 0 | 0 | 0 | 0 | 0 | 0 | 0 | 0 |  | Del_Norte_Offshore_Wind_Asset | 0 | 0 | 0 | 0 | 0 | 0 | 0 | 0 | 0 | 0 | 0 | 0 | 0 | 0 | 0 | 0 | 0 | 0 | 0 | 0 | 0 | 0 | 0 | 0 | 0 | 0
| Humboldt_Bay_Offshore_Wind | Humboldt_Bay_Offshore_Wind_Asset | 0 | 0 | 0 | 0 | 0 | 0 | 0 | 0 | 0 | 0 | 0 | 0 | 0 | 0 | 0 | 0 | 0 | 0 | 0 | 0 | 0 | 1.607 | 0 | 0 | 0 | 1.607 | PG&E NGBA | Offshore Wind | Humboldt_Bay_Offshore_Wind_Asset | 0 | 0 | 0 | 0 | 0 | 0 | 0 | 0 | 0 | 0 | 0 | 0 | 0 | 0 | 0 | 0 | 0 | 0 | 0 | 0 | 0 | 1.607 | 0 | 0 | 0 | 1.607 |  | Humboldt_Bay_Offshore_Wind_Asset | 0 | 0 | 0 | 0 | 0 | 0 | 0 | 0 | 0 | 0 | 0 | 0 | 0 | 0 | 0 | 0 | 0 | 0 | 0 | 0 | 0 | 0 | 0 | 0 | 0 | 0
| Morro_Bay_Offshore_Wind | Morro_Bay_Offshore_Wind_Asset | 0 | 0 | 0 | 0 | 0 | 0 | 0 | 0 | 0 | 0 | 0 | 0 | 0 | 0 | 0 | 0 | 2.924 | 0 | 0 | 0 | 0 | 2.924 | 0 | 0 | 0 | 2.924 | PG&E KERN | Offshore Wind | Morro_Bay_Offshore_Wind_Asset | 0 | 0 | 0 | 0 | 0 | 0 | 0 | 0 | 0 | 0 | 0 | 0 | 0 | 0 | 0 | 0 | 2.924 | 0 | 0 | 0 | 0 | 2.924 | 0 | 0 | 0 | 2.924 |  | Morro_Bay_Offshore_Wind_Asset | 0 | 0 | 0 | 0 | 0 | 0 | 0 | 0 | 0 | 0 | 0 | 0 | 0 | 0 | 0 | 0 | 0 | 0 | 0 | 0 | 0 | 0 | 0 | 0 | 0 | 0
| PGE_New_Biomass | PGE_Biomass_1 | 0 | 0 | 0 | 0 | 0 | 0 | 0 | 0 | 0 | 0 | 0 | 0 | 0 | 0 | 0 | 0 | 0 | 0 | 0 | 0 | 0 | 0 | 0 | 0 | 0 | 0 | Check | Biomass | PGE_Biomass_1 | 0 | 0 | 0 | 0 | 0 | 0 | 0 | 0 | 0 | 0 | 0 | 0 | 0 | 0 | 0 | 0 | 0 | 0 | 0 | 0 | 0 | 0 | 0 | 0 | 0 | 0 |  | PGE_Biomass_1 | 0 | 0 | 0 | 0 | 0 | 0 | 0 | 0 | 0 | 0 | 0 | 0 | 0 | 0 | 0 | 0 | 0 | 0 | 0 | 0 | 0 | 0 | 0 | 0 | 0 | 0
| PGE_Distributed_Solar | PGE_Distributed_Solar_Asset | 0 | 0 | 0 | 0 | 0 | 0 | 0 | 0 | 0 | 0 | 0 | 0 | 0 | 0 | 0 | 0 | 0 | 0 | 0 | 0 | 0 | 0 | 0 | 0 | 0 | 0 | Check | Distributed Solar | PGE_Distributed_Solar_Asset | 0 | 0 | 0 | 0 | 0 | 0 | 0 | 0 | 0 | 0 | 0 | 0 | 0 | 0 | 0 | 0 | 0 | 0 | 0 | 0 | 0 | 0 | 0 | 0 | 0 | 0 |  | PGE_Distributed_Solar_Asset | 0 | 0 | 0 | 0 | 0 | 0 | 0 | 0 | 0 | 0 | 0 | 0 | 0 | 0 | 0 | 0 | 0 | 0 | 0 | 0 | 0 | 0 | 0 | 0 | 0 | 0
PGE_New_EGS_Generic | PGE_New_EGS | PGE_Fresno_EGS_Deep_123 | 0 | 0 | 0 | 0 | 0 | 0 | 0 | 0 | 0 | 0 | 0 | 0 | 0 | 0 | 0 | 0 | 0.0079631 | 0 | 0 | 0 | 0 | 0.0079631 | 0 | 0 | 0 | 0.0079631 | PG&E FRESNO | Geothermal | PGE_Fresno_EGS_Deep_123 | 0 | 0 | 0 | 0 | 0 | 0 | 0 | 0 | 0 | 0 | 0 | 0 | 0 | 0 | 0 | 0 | 0.0079631 | 0 | 0 | 0 | 0 | 0.0079631 | 0 | 0 | 0 | 0.0079631 |  | PGE_Fresno_EGS_Deep_123 | 0 | 0 | 0 | 0 | 0 | 0 | 0 | 0 | 0 | 0 | 0 | 0 | 0 | 0 | 0 | 0 | 0 | 0 | 0 | 0 | 0 | 0 | 0 | 0 | 0 | 0
PGE_New_EGS_Generic | PGE_New_EGS | PGE_Fresno_EGS_Deep_150 | 0 | 0 | 0 | 0 | 0 | 0 | 0 | 0 | 0 | 0 | 0 | 0 | 0 | 0 | 0 | 0 | 0 | 0 | 0 | 0 | 0 | 0 | 0 | 0 | 0 | 0 | PG&E FRESNO | Geothermal | PGE_Fresno_EGS_Deep_150 | 0 | 0 | 0 | 0 | 0 | 0 | 0 | 0 | 0 | 0 | 0 | 0 | 0 | 0 | 0 | 0 | 0 | 0 | 0 | 0 | 0 | 0 | 0 | 0 | 0 | 0 |  | PGE_Fresno_EGS_Deep_150 | 0 | 0 | 0 | 0 | 0 | 0 | 0 | 0 | 0 | 0 | 0 | 0 | 0 | 0 | 0 | 0 | 0 | 0 | 0 | 0 | 0 | 0 | 0 | 0 | 0 | 0
PGE_New_EGS_Generic | PGE_New_EGS | PGE_Fresno_EGS_Deep_158 | 0 | 0 | 0 | 0 | 0 | 0 | 0 | 0 | 0 | 0 | 0 | 0 | 0 | 0 | 0 | 0 | 0 | 0 | 0 | 0 | 0 | 0 | 0 | 0 | 0 | 0 | PG&E FRESNO | Geothermal | PGE_Fresno_EGS_Deep_158 | 0 | 0 | 0 | 0 | 0 | 0 | 0 | 0 | 0 | 0 | 0 | 0 | 0 | 0 | 0 | 0 | 0 | 0 | 0 | 0 | 0 | 0 | 0 | 0 | 0 | 0 |  | PGE_Fresno_EGS_Deep_158 | 0 | 0 | 0 | 0 | 0 | 0 | 0 | 0 | 0 | 0 | 0 | 0 | 0 | 0 | 0 | 0 | 0 | 0 | 0 | 0 | 0 | 0 | 0 | 0 | 0 | 0
PGE_New_EGS_Generic | PGE_New_EGS | PGE_Fresno_EGS_Deep_64 | 0 | 0 | 0 | 0 | 0 | 0 | 0 | 0 | 0 | 0 | 0 | 0 | 0 | 0 | 0 | 0 | 0.16354 | 0 | 0 | 0 | 0 | 0.16354 | 0 | 0 | 0 | 0.16354 | PG&E FRESNO | Geothermal | PGE_Fresno_EGS_Deep_64 | 0 | 0 | 0 | 0 | 0 | 0 | 0 | 0 | 0 | 0 | 0 | 0 | 0 | 0 | 0 | 0 | 0.16354 | 0 | 0 | 0 | 0 | 0.16354 | 0 | 0 | 0 | 0.16354 |  | PGE_Fresno_EGS_Deep_64 | 0 | 0 | 0 | 0 | 0 | 0 | 0 | 0 | 0 | 0 | 0 | 0 | 0 | 0 | 0 | 0 | 0 | 0 | 0 | 0 | 0 | 0 | 0 | 0 | 0 | 0
PGE_New_EGS_Generic | PGE_New_EGS | PGE_Fresno_EGS_Deep_70 | 0 | 0 | 0 | 0 | 0 | 0 | 0 | 0 | 0 | 0 | 0 | 0 | 0 | 0 | 0 | 0 | 0.010403 | 0 | 0 | 0 | 0 | 0.010403 | 0 | 0 | 0 | 0.010403 | PG&E FRESNO | Geothermal | PGE_Fresno_EGS_Deep_70 | 0 | 0 | 0 | 0 | 0 | 0 | 0 | 0 | 0 | 0 | 0 | 0 | 0 | 0 | 0 | 0 | 0.010403 | 0 | 0 | 0 | 0 | 0.010403 | 0 | 0 | 0 | 0.010403 |  | PGE_Fresno_EGS_Deep_70 | 0 | 0 | 0 | 0 | 0 | 0 | 0 | 0 | 0 | 0 | 0 | 0 | 0 | 0 | 0 | 0 | 0 | 0 | 0 | 0 | 0 | 0 | 0 | 0 | 0 | 0
PGE_New_EGS_Generic | PGE_New_EGS | PGE_Fresno_EGS_Deep_71 | 0 | 0 | 0 | 0 | 0 | 0 | 0 | 0 | 0 | 0 | 0 | 0 | 0 | 0 | 0 | 0 | 0.07683 | 0 | 0 | 0 | 0 | 0.07683 | 0 | 0 | 0 | 0.07683 | PG&E FRESNO | Geothermal | PGE_Fresno_EGS_Deep_71 | 0 | 0 | 0 | 0 | 0 | 0 | 0 | 0 | 0 | 0 | 0 | 0 | 0 | 0 | 0 | 0 | 0.07683 | 0 | 0 | 0 | 0 | 0.07683 | 0 | 0 | 0 | 0.07683 |  | PGE_Fresno_EGS_Deep_71 | 0 | 0 | 0 | 0 | 0 | 0 | 0 | 0 | 0 | 0 | 0 | 0 | 0 | 0 | 0 | 0 | 0 | 0 | 0 | 0 | 0 | 0 | 0 | 0 | 0 | 0
PGE_New_EGS_Generic | PGE_New_EGS | PGE_Fresno_EGS_Deep_88 | 0 | 0 | 0 | 0 | 0 | 0 | 0 | 0 | 0 | 0 | 0 | 0 | 0 | 0 | 0 | 0 | 0.0061496 | 0 | 0 | 0 | 0 | 0.0061496 | 0 | 0 | 0 | 0.0061496 | PG&E FRESNO | Geothermal | PGE_Fresno_EGS_Deep_88 | 0 | 0 | 0 | 0 | 0 | 0 | 0 | 0 | 0 | 0 | 0 | 0 | 0 | 0 | 0 | 0 | 0.0061496 | 0 | 0 | 0 | 0 | 0.0061496 | 0 | 0 | 0 | 0.0061496 |  | PGE_Fresno_EGS_Deep_88 | 0 | 0 | 0 | 0 | 0 | 0 | 0 | 0 | 0 | 0 | 0 | 0 | 0 | 0 | 0 | 0 | 0 | 0 | 0 | 0 | 0 | 0 | 0 | 0 | 0 | 0
PGE_LDES_12hr_Generic | PGE_LDES_12hr | PGE_Fresno_LDES_12hr_149 | 0 | 0 | 0 | 0 | 0 | 0 | 0 | 0 | 0 | 0 | 0 | 0 | 0 | 0 | 0 | 0 | 0 | 0 | 0 | 0 | 0 | 0 | 0 | 0 | 0 | 0 | PG&E FRESNO | LDES | PGE_Fresno_LDES_12hr_149 | 0 | 0 | 0 | 0 | 0 | 0 | 0 | 0 | 0 | 0 | 0 | 0 | 0 | 0 | 0 | 0 | 0 | 0 | 0 | 0 | 0 | 0 | 0 | 0 | 0 | 0 |  | PGE_Fresno_LDES_12hr_149 | 0 | 0 | 0 | 0 | 0 | 0 | 0 | 0 | 0 | 0 | 0 | 0 | 0 | 0 | 0 | 0 | 0 | 0 | 0 | 0 | 0 | 0 | 0 | 0 | 0 | 0
PGE_New_Li_Battery_4hr_Generic | PGE_New_Li_Battery_4hr | PGE_Fresno_Li_Battery_4hr_105 | 0 | 0 | 0 | 0 | 0 | 0 | 0 | 0 | 0 | 0 | 0 | 0 | 0 | 0 | 0 | 0 | 0 | 0 | 0 | 0 | 0 | 0 | 0 | 0 | 0 | 0 | PG&E FRESNO | Battery | PGE_Fresno_Li_Battery_4hr_105 | 0 | 0 | 0 | 0 | 0 | 0 | 0 | 0 | 0 | 0 | 0 | 0 | 0 | 0 | 0 | 0 | 0 | 0 | 0 | 0 | 0 | 0 | 0 | 0 | 0 | 0 | Li-ion Battery (4-hr) | PGE_Fresno_Li_Battery_4hr_105 | 0 | 0 | 0 | 0 | 0 | 0 | 0 | 0 | 0 | 0 | 0 | 0 | 0 | 0 | 0 | 0 | 0 | 0 | 0 | 0 | 0 | 0 | 0 | 0 | 0 | 0
PGE_New_Li_Battery_4hr_Generic | PGE_New_Li_Battery_4hr | PGE_Fresno_Li_Battery_4hr_114 | 0 | 0 | 0 | 0 | 0 | 0 | 0 | 0 | 0 | 0 | 0 | 0 | 0 | 0 | 0 | 0 | 0 | 0 | 0 | 0 | 0 | 0 | 0 | 0 | 0 | 0 | PG&E FRESNO | Battery | PGE_Fresno_Li_Battery_4hr_114 | 0 | 0 | 0 | 0 | 0 | 0 | 0 | 0 | 0 | 0 | 0 | 0 | 0 | 0 | 0 | 0 | 0 | 0 | 0 | 0 | 0 | 0 | 0 | 0 | 0 | 0 | Li-ion Battery (4-hr) | PGE_Fresno_Li_Battery_4hr_114 | 0 | 0 | 0 | 0 | 0 | 0 | 0 | 0 | 0 | 0 | 0 | 0 | 0 | 0 | 0 | 0 | 0 | 0 | 0 | 0 | 0 | 0 | 0 | 0 | 0 | 0
PGE_New_Li_Battery_4hr_Generic | PGE_New_Li_Battery_4hr | PGE_Fresno_Li_Battery_4hr_115 | 0 | 0 | 0 | 0 | 0 | 0 | 0 | 0 | 0 | 0 | 0 | 0 | 0 | 0 | 0 | 0 | 0 | 0 | 0 | 0 | 0 | 0 | 0 | 0 | 0 | 0 | PG&E FRESNO | Battery | PGE_Fresno_Li_Battery_4hr_115 | 0 | 0 | 0 | 0 | 0 | 0 | 0 | 0 | 0 | 0 | 0 | 0 | 0 | 0 | 0 | 0 | 0 | 0 | 0 | 0 | 0 | 0 | 0 | 0 | 0 | 0 | Li-ion Battery (4-hr) | PGE_Fresno_Li_Battery_4hr_115 | 0 | 0 | 0 | 0 | 0 | 0 | 0 | 0 | 0 | 0 | 0 | 0 | 0 | 0 | 0 | 0 | 0 | 0 | 0 | 0 | 0 | 0 | 0 | 0 | 0 | 0
PGE_New_Li_Battery_4hr_Generic | PGE_New_Li_Battery_4hr | PGE_Fresno_Li_Battery_4hr_117 | 0 | 0 | 0 | 0 | 0 | 0 | 0 | 0 | 0 | 0 | 0 | 0 | 0 | 0 | 0 | 0 | 0 | 0 | 0 | 0 | 0 | 0 | 0 | 0 | 0 | 0 | PG&E FRESNO | Battery | PGE_Fresno_Li_Battery_4hr_117 | 0 | 0 | 0 | 0 | 0 | 0 | 0 | 0 | 0 | 0 | 0 | 0 | 0 | 0 | 0 | 0 | 0 | 0 | 0 | 0 | 0 | 0 | 0 | 0 | 0 | 0 | Li-ion Battery (4-hr) | PGE_Fresno_Li_Battery_4hr_117 | 0 | 0 | 0 | 0 | 0 | 0 | 0 | 0 | 0 | 0 | 0 | 0 | 0 | 0 | 0 | 0 | 0 | 0 | 0 | 0 | 0 | 0 | 0 | 0 | 0 | 0
PGE_New_Li_Battery_4hr_Generic | PGE_New_Li_Battery_4hr | PGE_Fresno_Li_Battery_4hr_118 | 0 | 0 | 0 | 0 | 0 | 0 | 0 | 0 | 0 | 0 | 0 | 0 | 0 | 0 | 0 | 0 | 0 | 0 | 0 | 0 | 0 | 0 | 0 | 0 | 0 | 0 | PG&E FRESNO | Battery | PGE_Fresno_Li_Battery_4hr_118 | 0 | 0 | 0 | 0 | 0 | 0 | 0 | 0 | 0 | 0 | 0 | 0 | 0 | 0 | 0 | 0 | 0 | 0 | 0 | 0 | 0 | 0 | 0 | 0 | 0 | 0 | Li-ion Battery (4-hr) | PGE_Fresno_Li_Battery_4hr_118 | 0 | 0 | 0 | 0 | 0 | 0 | 0 | 0 | 0 | 0 | 0 | 0 | 0 | 0 | 0 | 0 | 0 | 0 | 0 | 0 | 0 | 0 | 0 | 0 | 0 | 0
PGE_New_Li_Battery_4hr_Generic | PGE_New_Li_Battery_4hr | PGE_Fresno_Li_Battery_4hr_119 | 0 | 0 | 0 | 0 | 0 | 0 | 0 | 0 | 0 | 0 | 0 | 0 | 0 | 0 | 0 | 0 | 0 | 0 | 0 | 0 | 0 | 0 | 0 | 0 | 0 | 0 | PG&E FRESNO | Battery | PGE_Fresno_Li_Battery_4hr_119 | 0 | 0 | 0 | 0 | 0 | 0 | 0 | 0 | 0 | 0 | 0 | 0 | 0 | 0 | 0 | 0 | 0 | 0 | 0 | 0 | 0 | 0 | 0 | 0 | 0 | 0 | Li-ion Battery (4-hr) | PGE_Fresno_Li_Battery_4hr_119 | 0 | 0 | 0 | 0 | 0 | 0 | 0 | 0 | 0 | 0 | 0 | 0 | 0 | 0 | 0 | 0 | 0 | 0 | 0 | 0 | 0 | 0 | 0 | 0 | 0 | 0
PGE_New_Li_Battery_4hr_Generic | PGE_New_Li_Battery_4hr | PGE_Fresno_Li_Battery_4hr_120 | 0 | 0 | 0 | 0 | 0 | 0 | 0 | 0 | 0 | 0 | 0 | 0 | 0 | 0 | 0 | 0 | 0 | 0 | 0 | 0 | 0 | 0 | 0 | 0 | 0 | 0 | PG&E FRESNO | Battery | PGE_Fresno_Li_Battery_4hr_120 | 0 | 0 | 0 | 0 | 0 | 0 | 0 | 0 | 0 | 0 | 0 | 0 | 0 | 0 | 0 | 0 | 0 | 0 | 0 | 0 | 0 | 0 | 0 | 0 | 0 | 0 | Li-ion Battery (4-hr) | PGE_Fresno_Li_Battery_4hr_120 | 0 | 0 | 0 | 0 | 0 | 0 | 0 | 0 | 0 | 0 | 0 | 0 | 0 | 0 | 0 | 0 | 0 | 0 | 0 | 0 | 0 | 0 | 0 | 0 | 0 | 0
PGE_New_Li_Battery_4hr_Generic | PGE_New_Li_Battery_4hr | PGE_Fresno_Li_Battery_4hr_123 | 0 | 0 | 0 | 0 | 0 | 0 | 0 | 0 | 0 | 0 | 0 | 0 | 0 | 0 | 0 | 0 | 0 | 0 | 0 | 0 | 0 | 0 | 0 | 0 | 0 | 0 | PG&E FRESNO | Battery | PGE_Fresno_Li_Battery_4hr_123 | 0 | 0 | 0 | 0 | 0 | 0 | 0 | 0 | 0 | 0 | 0 | 0 | 0 | 0 | 0 | 0 | 0 | 0 | 0 | 0 | 0 | 0 | 0 | 0 | 0 | 0 | Li-ion Battery (4-hr) | PGE_Fresno_Li_Battery_4hr_123 | 0 | 0 | 0 | 0 | 0 | 0 | 0 | 0 | 0 | 0 | 0 | 0 | 0 | 0 | 0 | 0 | 0 | 0 | 0 | 0 | 0 | 0 | 0 | 0 | 0 | 0
PGE_New_Li_Battery_4hr_Generic | PGE_New_Li_Battery_4hr | PGE_Fresno_Li_Battery_4hr_125 | 0 | 0 | 0 | 0 | 0 | 0 | 0 | 0 | 0 | 0 | 0 | 0 | 0 | 0 | 0 | 0 | 0 | 0 | 0 | 0 | 0 | 0 | 0 | 0 | 0 | 0 | PG&E FRESNO | Battery | PGE_Fresno_Li_Battery_4hr_125 | 0 | 0 | 0 | 0 | 0 | 0 | 0 | 0 | 0 | 0 | 0 | 0 | 0 | 0 | 0 | 0 | 0 | 0 | 0 | 0 | 0 | 0 | 0 | 0 | 0 | 0 | Li-ion Battery (4-hr) | PGE_Fresno_Li_Battery_4hr_125 | 0 | 0 | 0 | 0 | 0 | 0 | 0 | 0 | 0 | 0 | 0 | 0 | 0 | 0 | 0 | 0 | 0 | 0 | 0 | 0 | 0 | 0 | 0 | 0 | 0 | 0
PGE_New_Li_Battery_4hr_Generic | PGE_New_Li_Battery_4hr | PGE_Fresno_Li_Battery_4hr_128 | 0 | 0 | 0 | 0 | 0 | 0 | 0 | 0 | 0 | 0 | 0 | 0 | 0 | 0 | 0 | 0 | 0 | 0 | 0 | 0 | 0 | 0 | 0 | 0 | 0 | 0 | PG&E FRESNO | Battery | PGE_Fresno_Li_Battery_4hr_128 | 0 | 0 | 0 | 0 | 0 | 0 | 0 | 0 | 0 | 0 | 0 | 0 | 0 | 0 | 0 | 0 | 0 | 0 | 0 | 0 | 0 | 0 | 0 | 0 | 0 | 0 | Li-ion Battery (4-hr) | PGE_Fresno_Li_Battery_4hr_128 | 0 | 0 | 0 | 0 | 0 | 0 | 0 | 0 | 0 | 0 | 0 | 0 | 0 | 0 | 0 | 0 | 0 | 0 | 0 | 0 | 0 | 0 | 0 | 0 | 0 | 0
PGE_New_Li_Battery_4hr_Generic | PGE_New_Li_Battery_4hr | PGE_Fresno_Li_Battery_4hr_129 | 0 | 0 | 0 | 0 | 0 | 0 | 0 | 0 | 0 | 0 | 0 | 0 | 0 | 0 | 0 | 0 | 0 | 0 | 0 | 0 | 0 | 0 | 0 | 0 | 0 | 0 | PG&E FRESNO | Battery | PGE_Fresno_Li_Battery_4hr_129 | 0 | 0 | 0 | 0 | 0 | 0 | 0 | 0 | 0 | 0 | 0 | 0 | 0 | 0 | 0 | 0 | 0 | 0 | 0 | 0 | 0 | 0 | 0 | 0 | 0 | 0 | Li-ion Battery (4-hr) | PGE_Fresno_Li_Battery_4hr_129 | 0 | 0 | 0 | 0 | 0 | 0 | 0 | 0 | 0 | 0 | 0 | 0 | 0 | 0 | 0 | 0 | 0 | 0 | 0 | 0 | 0 | 0 | 0 | 0 | 0 | 0
PGE_New_Li_Battery_4hr_Generic | PGE_New_Li_Battery_4hr | PGE_Fresno_Li_Battery_4hr_133 | 0 | 0 | 0 | 0 | 0 | 0 | 0 | 0 | 0 | 0 | 0 | 0 | 0 | 0 | 0 | 0 | 0 | 0 | 0 | 0 | 0 | 0 | 0 | 0 | 0 | 0 | PG&E FRESNO | Battery | PGE_Fresno_Li_Battery_4hr_133 | 0 | 0 | 0 | 0 | 0 | 0 | 0 | 0 | 0 | 0 | 0 | 0 | 0 | 0 | 0 | 0 | 0 | 0 | 0 | 0 | 0 | 0 | 0 | 0 | 0 | 0 | Li-ion Battery (4-hr) | PGE_Fresno_Li_Battery_4hr_133 | 0 | 0 | 0 | 0 | 0 | 0 | 0 | 0 | 0 | 0 | 0 | 0 | 0 | 0 | 0 | 0 | 0 | 0 | 0 | 0 | 0 | 0 | 0 | 0 | 0 | 0
PGE_New_Li_Battery_4hr_Generic | PGE_New_Li_Battery_4hr | PGE_Fresno_Li_Battery_4hr_134 | 0 | 0 | 0 | 0 | 0 | 0 | 0 | 0 | 0 | 0 | 0 | 0 | 0 | 0 | 0 | 0 | 0 | 0 | 0 | 0 | 0 | 0 | 0 | 0 | 0 | 0 | PG&E FRESNO | Battery | PGE_Fresno_Li_Battery_4hr_134 | 0 | 0 | 0 | 0 | 0 | 0 | 0 | 0 | 0 | 0 | 0 | 0 | 0 | 0 | 0 | 0 | 0 | 0 | 0 | 0 | 0 | 0 | 0 | 0 | 0 | 0 | Li-ion Battery (4-hr) | PGE_Fresno_Li_Battery_4hr_134 | 0 | 0 | 0 | 0 | 0 | 0 | 0 | 0 | 0 | 0 | 0 | 0 | 0 | 0 | 0 | 0 | 0 | 0 | 0 | 0 | 0 | 0 | 0 | 0 | 0 | 0
PGE_New_Li_Battery_4hr_Generic | PGE_New_Li_Battery_4hr | PGE_Fresno_Li_Battery_4hr_135 | 0 | 0 | 0 | 0 | 0 | 0 | 0 | 0 | 0 | 0 | 0 | 0 | 0 | 0 | 0 | 0 | 0 | 0 | 0 | 0 | 0 | 0 | 0 | 0 | 0 | 0 | PG&E FRESNO | Battery | PGE_Fresno_Li_Battery_4hr_135 | 0 | 0 | 0 | 0 | 0 | 0 | 0 | 0 | 0 | 0 | 0 | 0 | 0 | 0 | 0 | 0 | 0 | 0 | 0 | 0 | 0 | 0 | 0 | 0 | 0 | 0 | Li-ion Battery (4-hr) | PGE_Fresno_Li_Battery_4hr_135 | 0 | 0 | 0 | 0 | 0 | 0 | 0 | 0 | 0 | 0 | 0 | 0 | 0 | 0 | 0 | 0 | 0 | 0 | 0 | 0 | 0 | 0 | 0 | 0 | 0 | 0
PGE_New_Li_Battery_4hr_Generic | PGE_New_Li_Battery_4hr | PGE_Fresno_Li_Battery_4hr_136 | 0 | 0 | 0 | 0 | 0 | 0 | 0 | 0 | 0 | 0 | 0 | 0 | 0 | 0 | 0 | 0 | 0 | 0 | 0 | 0 | 0 | 0 | 0 | 0 | 0 | 0 | PG&E FRESNO | Battery | PGE_Fresno_Li_Battery_4hr_136 | 0 | 0 | 0 | 0 | 0 | 0 | 0 | 0 | 0 | 0 | 0 | 0 | 0 | 0 | 0 | 0 | 0 | 0 | 0 | 0 | 0 | 0 | 0 | 0 | 0 | 0 | Li-ion Battery (4-hr) | PGE_Fresno_Li_Battery_4hr_136 | 0 | 0 | 0 | 0 | 0 | 0 | 0 | 0 | 0 | 0 | 0 | 0 | 0 | 0 | 0 | 0 | 0 | 0 | 0 | 0 | 0 | 0 | 0 | 0 | 0 | 0
PGE_New_Li_Battery_4hr_Generic | PGE_New_Li_Battery_4hr | PGE_Fresno_Li_Battery_4hr_137 | 0 | 0 | 0 | 0 | 0 | 0 | 0 | 0 | 0 | 0 | 0 | 0 | 0 | 0 | 0 | 0 | 0 | 0 | 0 | 0 | 0 | 0 | 0 | 0 | 0 | 0 | PG&E FRESNO | Battery | PGE_Fresno_Li_Battery_4hr_137 | 0 | 0 | 0 | 0 | 0 | 0 | 0 | 0 | 0 | 0 | 0 | 0 | 0 | 0 | 0 | 0 | 0 | 0 | 0 | 0 | 0 | 0 | 0 | 0 | 0 | 0 | Li-ion Battery (4-hr) | PGE_Fresno_Li_Battery_4hr_137 | 0 | 0 | 0 | 0 | 0 | 0 | 0 | 0 | 0 | 0 | 0 | 0 | 0 | 0 | 0 | 0 | 0 | 0 | 0 | 0 | 0 | 0 | 0 | 0 | 0 | 0
PGE_New_Li_Battery_4hr_Generic | PGE_New_Li_Battery_4hr | PGE_Fresno_Li_Battery_4hr_138 | 0 | 0 | 0 | 0 | 0 | 0 | 0 | 0 | 0 | 0 | 0 | 0 | 0 | 0 | 0 | 0 | 0 | 0 | 0 | 0 | 0 | 0 | 0 | 0 | 0 | 0 | PG&E FRESNO | Battery | PGE_Fresno_Li_Battery_4hr_138 | 0 | 0 | 0 | 0 | 0 | 0 | 0 | 0 | 0 | 0 | 0 | 0 | 0 | 0 | 0 | 0 | 0 | 0 | 0 | 0 | 0 | 0 | 0 | 0 | 0 | 0 | Li-ion Battery (4-hr) | PGE_Fresno_Li_Battery_4hr_138 | 0 | 0 | 0 | 0 | 0 | 0 | 0 | 0 | 0 | 0 | 0 | 0 | 0 | 0 | 0 | 0 | 0 | 0 | 0 | 0 | 0 | 0 | 0 | 0 | 0 | 0
PGE_New_Li_Battery_4hr_Generic | PGE_New_Li_Battery_4hr | PGE_Fresno_Li_Battery_4hr_139 | 0 | 0 | 0 | 0 | 0 | 0 | 0 | 0 | 0 | 0 | 0 | 0 | 0 | 0 | 0 | 0 | 0 | 0 | 0 | 0 | 0 | 0 | 0 | 0 | 0 | 0 | PG&E FRESNO | Battery | PGE_Fresno_Li_Battery_4hr_139 | 0 | 0 | 0 | 0 | 0 | 0 | 0 | 0 | 0 | 0 | 0 | 0 | 0 | 0 | 0 | 0 | 0 | 0 | 0 | 0 | 0 | 0 | 0 | 0 | 0 | 0 | Li-ion Battery (4-hr) | PGE_Fresno_Li_Battery_4hr_139 | 0 | 0 | 0 | 0 | 0 | 0 | 0 | 0 | 0 | 0 | 0 | 0 | 0 | 0 | 0 | 0 | 0 | 0 | 0 | 0 | 0 | 0 | 0 | 0 | 0 | 0
PGE_New_Li_Battery_4hr_Generic | PGE_New_Li_Battery_4hr | PGE_Fresno_Li_Battery_4hr_140 | 0 | 0 | 0 | 0 | 0 | 0 | 0 | 0 | 0 | 0 | 0 | 0 | 0 | 0 | 0 | 0 | 0 | 0 | 0 | 0 | 0 | 0 | 0 | 0 | 0 | 0 | PG&E FRESNO | Battery | PGE_Fresno_Li_Battery_4hr_140 | 0 | 0 | 0 | 0 | 0 | 0 | 0 | 0 | 0 | 0 | 0 | 0 | 0 | 0 | 0 | 0 | 0 | 0 | 0 | 0 | 0 | 0 | 0 | 0 | 0 | 0 | Li-ion Battery (4-hr) | PGE_Fresno_Li_Battery_4hr_140 | 0 | 0 | 0 | 0 | 0 | 0 | 0 | 0 | 0 | 0 | 0 | 0 | 0 | 0 | 0 | 0 | 0 | 0 | 0 | 0 | 0 | 0 | 0 | 0 | 0 | 0
PGE_New_Li_Battery_4hr_Generic | PGE_New_Li_Battery_4hr | PGE_Fresno_Li_Battery_4hr_142 | 0 | 0 | 0 | 0 | 0 | 0 | 0 | 0 | 0 | 0 | 0 | 0 | 0 | 0 | 0 | 0 | 0 | 0 | 0 | 0 | 0 | 0 | 0 | 0 | 0 | 0 | PG&E FRESNO | Battery | PGE_Fresno_Li_Battery_4hr_142 | 0 | 0 | 0 | 0 | 0 | 0 | 0 | 0 | 0 | 0 | 0 | 0 | 0 | 0 | 0 | 0 | 0 | 0 | 0 | 0 | 0 | 0 | 0 | 0 | 0 | 0 | Li-ion Battery (4-hr) | PGE_Fresno_Li_Battery_4hr_142 | 0 | 0 | 0 | 0 | 0 | 0 | 0 | 0 | 0 | 0 | 0 | 0 | 0 | 0 | 0 | 0 | 0 | 0 | 0 | 0 | 0 | 0 | 0 | 0 | 0 | 0
PGE_New_Li_Battery_4hr_Generic | PGE_New_Li_Battery_4hr | PGE_Fresno_Li_Battery_4hr_145 | 0 | 0 | 0 | 0 | 0 | 0 | 0 | 0 | 0 | 0 | 0 | 0 | 0 | 0 | 0 | 0 | 0 | 0 | 0 | 0 | 0 | 0 | 0 | 0 | 0 | 0 | PG&E FRESNO | Battery | PGE_Fresno_Li_Battery_4hr_145 | 0 | 0 | 0 | 0 | 0 | 0 | 0 | 0 | 0 | 0 | 0 | 0 | 0 | 0 | 0 | 0 | 0 | 0 | 0 | 0 | 0 | 0 | 0 | 0 | 0 | 0 | Li-ion Battery (4-hr) | PGE_Fresno_Li_Battery_4hr_145 | 0 | 0 | 0 | 0 | 0 | 0 | 0 | 0 | 0 | 0 | 0 | 0 | 0 | 0 | 0 | 0 | 0 | 0 | 0 | 0 | 0 | 0 | 0 | 0 | 0 | 0
PGE_New_Li_Battery_4hr_Generic | PGE_New_Li_Battery_4hr | PGE_Fresno_Li_Battery_4hr_148 | 0 | 0 | 0 | 0 | 0 | 0 | 0 | 0 | 0 | 0 | 0 | 0 | 0 | 0 | 0 | 0 | 0 | 0 | 0 | 0 | 0 | 0 | 0 | 0 | 0 | 0 | PG&E FRESNO | Battery | PGE_Fresno_Li_Battery_4hr_148 | 0 | 0 | 0 | 0 | 0 | 0 | 0 | 0 | 0 | 0 | 0 | 0 | 0 | 0 | 0 | 0 | 0 | 0 | 0 | 0 | 0 | 0 | 0 | 0 | 0 | 0 | Li-ion Battery (4-hr) | PGE_Fresno_Li_Battery_4hr_148 | 0 | 0 | 0 | 0 | 0 | 0 | 0 | 0 | 0 | 0 | 0 | 0 | 0 | 0 | 0 | 0 | 0 | 0 | 0 | 0 | 0 | 0 | 0 | 0 | 0 | 0
PGE_New_Li_Battery_4hr_Generic | PGE_New_Li_Battery_4hr | PGE_Fresno_Li_Battery_4hr_149 | 0 | 0 | 0 | 0 | 0 | 0 | 0 | 0 | 0 | 0 | 0 | 0 | 0 | 0 | 0 | 0 | 0 | 0 | 0 | 0 | 0 | 0 | 0 | 0 | 0 | 0 | PG&E FRESNO | Battery | PGE_Fresno_Li_Battery_4hr_149 | 0 | 0 | 0 | 0 | 0 | 0 | 0 | 0 | 0 | 0 | 0 | 0 | 0 | 0 | 0 | 0 | 0 | 0 | 0 | 0 | 0 | 0 | 0 | 0 | 0 | 0 | Li-ion Battery (4-hr) | PGE_Fresno_Li_Battery_4hr_149 | 0 | 0 | 0 | 0 | 0 | 0 | 0 | 0 | 0 | 0 | 0 | 0 | 0 | 0 | 0 | 0 | 0 | 0 | 0 | 0 | 0 | 0 | 0 | 0 | 0 | 0
PGE_New_Li_Battery_4hr_Generic | PGE_New_Li_Battery_4hr | PGE_Fresno_Li_Battery_4hr_150 | 0 | 0 | 0 | 0 | 0 | 0 | 0 | 0 | 0 | 0 | 0 | 0 | 0 | 0 | 0 | 0 | 0 | 0 | 0 | 0 | 0 | 0 | 0 | 0 | 0 | 0 | PG&E FRESNO | Battery | PGE_Fresno_Li_Battery_4hr_150 | 0 | 0 | 0 | 0 | 0 | 0 | 0 | 0 | 0 | 0 | 0 | 0 | 0 | 0 | 0 | 0 | 0 | 0 | 0 | 0 | 0 | 0 | 0 | 0 | 0 | 0 | Li-ion Battery (4-hr) | PGE_Fresno_Li_Battery_4hr_150 | 0 | 0 | 0 | 0 | 0 | 0 | 0 | 0 | 0 | 0 | 0 | 0 | 0 | 0 | 0 | 0 | 0 | 0 | 0 | 0 | 0 | 0 | 0 | 0 | 0 | 0
PGE_New_Li_Battery_4hr_Generic | PGE_New_Li_Battery_4hr | PGE_Fresno_Li_Battery_4hr_152 | 0 | 0 | 0 | 0 | 0 | 0 | 0 | 0 | 0 | 0 | 0 | 0 | 0 | 0 | 0 | 0 | 0 | 0 | 0 | 0 | 0 | 0 | 0 | 0 | 0 | 0 | PG&E FRESNO | Battery | PGE_Fresno_Li_Battery_4hr_152 | 0 | 0 | 0 | 0 | 0 | 0 | 0 | 0 | 0 | 0 | 0 | 0 | 0 | 0 | 0 | 0 | 0 | 0 | 0 | 0 | 0 | 0 | 0 | 0 | 0 | 0 | Li-ion Battery (4-hr) | PGE_Fresno_Li_Battery_4hr_152 | 0 | 0 | 0 | 0 | 0 | 0 | 0 | 0 | 0 | 0 | 0 | 0 | 0 | 0 | 0 | 0 | 0 | 0 | 0 | 0 | 0 | 0 | 0 | 0 | 0 | 0
PGE_New_Li_Battery_4hr_Generic | PGE_New_Li_Battery_4hr | PGE_Fresno_Li_Battery_4hr_158 | 0 | 0 | 0 | 0 | 0 | 0 | 0 | 0 | 0 | 0 | 0 | 0 | 0 | 0 | 0 | 0 | 0 | 0 | 0 | 0 | 0 | 0 | 0 | 0 | 0 | 0 | PG&E FRESNO | Battery | PGE_Fresno_Li_Battery_4hr_158 | 0 | 0 | 0 | 0 | 0 | 0 | 0 | 0 | 0 | 0 | 0 | 0 | 0 | 0 | 0 | 0 | 0 | 0 | 0 | 0 | 0 | 0 | 0 | 0 | 0 | 0 | Li-ion Battery (4-hr) | PGE_Fresno_Li_Battery_4hr_158 | 0 | 0 | 0 | 0 | 0 | 0 | 0 | 0 | 0 | 0 | 0 | 0 | 0 | 0 | 0 | 0 | 0 | 0 | 0 | 0 | 0 | 0 | 0 | 0 | 0 | 0
PGE_New_Li_Battery_4hr_Generic | PGE_New_Li_Battery_4hr | PGE_Fresno_Li_Battery_4hr_162 | 0 | 0 | 0 | 0 | 0 | 0 | 0 | 0 | 0 | 0 | 0 | 0 | 0 | 0 | 0 | 0 | 0 | 0 | 0 | 0 | 0 | 0 | 0 | 0 | 0 | 0 | PG&E FRESNO | Battery | PGE_Fresno_Li_Battery_4hr_162 | 0 | 0 | 0 | 0 | 0 | 0 | 0 | 0 | 0 | 0 | 0 | 0 | 0 | 0 | 0 | 0 | 0 | 0 | 0 | 0 | 0 | 0 | 0 | 0 | 0 | 0 | Li-ion Battery (4-hr) | PGE_Fresno_Li_Battery_4hr_162 | 0 | 0 | 0 | 0 | 0 | 0 | 0 | 0 | 0 | 0 | 0 | 0 | 0 | 0 | 0 | 0 | 0 | 0 | 0 | 0 | 0 | 0 | 0 | 0 | 0 | 0
PGE_New_Li_Battery_4hr_Generic | PGE_New_Li_Battery_4hr | PGE_Fresno_Li_Battery_4hr_163 | 0 | 0 | 0 | 0 | 0 | 0 | 0 | 0 | 0 | 0 | 0 | 0 | 0 | 0 | 0 | 0 | 0 | 0 | 0 | 0 | 0 | 0 | 0 | 0 | 0 | 0 | PG&E FRESNO | Battery | PGE_Fresno_Li_Battery_4hr_163 | 0 | 0 | 0 | 0 | 0 | 0 | 0 | 0 | 0 | 0 | 0 | 0 | 0 | 0 | 0 | 0 | 0 | 0 | 0 | 0 | 0 | 0 | 0 | 0 | 0 | 0 | Li-ion Battery (4-hr) | PGE_Fresno_Li_Battery_4hr_163 | 0 | 0 | 0 | 0 | 0 | 0 | 0 | 0 | 0 | 0 | 0 | 0 | 0 | 0 | 0 | 0 | 0 | 0 | 0 | 0 | 0 | 0 | 0 | 0 | 0 | 0
PGE_New_Li_Battery_4hr_Generic | PGE_New_Li_Battery_4hr | PGE_Fresno_Li_Battery_4hr_164 | 0 | 0 | 0 | 0 | 0 | 0 | 0 | 0 | 0 | 0 | 0 | 0 | 0 | 0 | 0 | 0 | 0 | 0 | 0 | 0 | 0 | 0 | 0 | 0 | 0 | 0 | PG&E FRESNO | Battery | PGE_Fresno_Li_Battery_4hr_164 | 0 | 0 | 0 | 0 | 0 | 0 | 0 | 0 | 0 | 0 | 0 | 0 | 0 | 0 | 0 | 0 | 0 | 0 | 0 | 0 | 0 | 0 | 0 | 0 | 0 | 0 | Li-ion Battery (4-hr) | PGE_Fresno_Li_Battery_4hr_164 | 0 | 0 | 0 | 0 | 0 | 0 | 0 | 0 | 0 | 0 | 0 | 0 | 0 | 0 | 0 | 0 | 0 | 0 | 0 | 0 | 0 | 0 | 0 | 0 | 0 | 0
PGE_New_Li_Battery_4hr_Generic | PGE_New_Li_Battery_4hr | PGE_Fresno_Li_Battery_4hr_166 | 0 | 0 | 0 | 0 | 0 | 0 | 0 | 0 | 0 | 0 | 0 | 0 | 0 | 0 | 0 | 0 | 0 | 0 | 0 | 0 | 0 | 0 | 0 | 0 | 0 | 0 | PG&E FRESNO | Battery | PGE_Fresno_Li_Battery_4hr_166 | 0 | 0 | 0 | 0 | 0 | 0 | 0 | 0 | 0 | 0 | 0 | 0 | 0 | 0 | 0 | 0 | 0 | 0 | 0 | 0 | 0 | 0 | 0 | 0 | 0 | 0 | Li-ion Battery (4-hr) | PGE_Fresno_Li_Battery_4hr_166 | 0 | 0 | 0 | 0 | 0 | 0 | 0 | 0 | 0 | 0 | 0 | 0 | 0 | 0 | 0 | 0 | 0 | 0 | 0 | 0 | 0 | 0 | 0 | 0 | 0 | 0
PGE_New_Li_Battery_4hr_Generic | PGE_New_Li_Battery_4hr | PGE_Fresno_Li_Battery_4hr_168 | 0 | 0 | 0 | 0 | 0 | 0 | 0 | 0 | 0 | 0 | 0 | 0 | 0 | 0 | 0 | 0 | 0 | 0 | 0 | 0 | 0 | 0 | 0 | 0 | 0 | 0 | PG&E FRESNO | Battery | PGE_Fresno_Li_Battery_4hr_168 | 0 | 0 | 0 | 0 | 0 | 0 | 0 | 0 | 0 | 0 | 0 | 0 | 0 | 0 | 0 | 0 | 0 | 0 | 0 | 0 | 0 | 0 | 0 | 0 | 0 | 0 | Li-ion Battery (4-hr) | PGE_Fresno_Li_Battery_4hr_168 | 0 | 0 | 0 | 0 | 0 | 0 | 0 | 0 | 0 | 0 | 0 | 0 | 0 | 0 | 0 | 0 | 0 | 0 | 0 | 0 | 0 | 0 | 0 | 0 | 0 | 0
PGE_New_Li_Battery_4hr_Generic | PGE_New_Li_Battery_4hr | PGE_Fresno_Li_Battery_4hr_169 | 0 | 0 | 0 | 0 | 0 | 0 | 0 | 0 | 0 | 0 | 0 | 0 | 0 | 0 | 0 | 0 | 0 | 0 | 0 | 0 | 0 | 0 | 0 | 0 | 0 | 0 | PG&E FRESNO | Battery | PGE_Fresno_Li_Battery_4hr_169 | 0 | 0 | 0 | 0 | 0 | 0 | 0 | 0 | 0 | 0 | 0 | 0 | 0 | 0 | 0 | 0 | 0 | 0 | 0 | 0 | 0 | 0 | 0 | 0 | 0 | 0 | Li-ion Battery (4-hr) | PGE_Fresno_Li_Battery_4hr_169 | 0 | 0 | 0 | 0 | 0 | 0 | 0 | 0 | 0 | 0 | 0 | 0 | 0 | 0 | 0 | 0 | 0 | 0 | 0 | 0 | 0 | 0 | 0 | 0 | 0 | 0
PGE_New_Li_Battery_4hr_Generic | PGE_New_Li_Battery_4hr | PGE_Fresno_Li_Battery_4hr_64 | 0 | 0 | 0 | 0 | 0 | 0 | 0 | 0 | 0 | 0 | 0 | 0 | 0 | 0 | 0 | 0 | 0 | 0 | 0 | 0 | 0 | 0 | 0 | 0 | 0 | 0 | PG&E FRESNO | Battery | PGE_Fresno_Li_Battery_4hr_64 | 0 | 0 | 0 | 0 | 0 | 0 | 0 | 0 | 0 | 0 | 0 | 0 | 0 | 0 | 0 | 0 | 0 | 0 | 0 | 0 | 0 | 0 | 0 | 0 | 0 | 0 | Li-ion Battery (4-hr) | PGE_Fresno_Li_Battery_4hr_64 | 0 | 0 | 0 | 0 | 0 | 0 | 0 | 0 | 0 | 0 | 0 | 0 | 0 | 0 | 0 | 0 | 0 | 0 | 0 | 0 | 0 | 0 | 0 | 0 | 0 | 0
PGE_New_Li_Battery_4hr_Generic | PGE_New_Li_Battery_4hr | PGE_Fresno_Li_Battery_4hr_69 | 0 | 0 | 0 | 0 | 0 | 0 | 0 | 0 | 0 | 0 | 0 | 0 | 0 | 0 | 0 | 0 | 0 | 0 | 0 | 0 | 0 | 0 | 0 | 0 | 0 | 0 | PG&E FRESNO | Battery | PGE_Fresno_Li_Battery_4hr_69 | 0 | 0 | 0 | 0 | 0 | 0 | 0 | 0 | 0 | 0 | 0 | 0 | 0 | 0 | 0 | 0 | 0 | 0 | 0 | 0 | 0 | 0 | 0 | 0 | 0 | 0 | Li-ion Battery (4-hr) | PGE_Fresno_Li_Battery_4hr_69 | 0 | 0 | 0 | 0 | 0 | 0 | 0 | 0 | 0 | 0 | 0 | 0 | 0 | 0 | 0 | 0 | 0 | 0 | 0 | 0 | 0 | 0 | 0 | 0 | 0 | 0
PGE_New_Li_Battery_4hr_Generic | PGE_New_Li_Battery_4hr | PGE_Fresno_Li_Battery_4hr_70 | 0 | 0 | 0 | 0 | 0 | 0 | 0 | 0 | 0 | 0 | 0 | 0 | 0 | 0 | 0 | 0 | 0 | 0 | 0 | 0 | 0 | 0 | 0 | 0 | 0 | 0 | PG&E FRESNO | Battery | PGE_Fresno_Li_Battery_4hr_70 | 0 | 0 | 0 | 0 | 0 | 0 | 0 | 0 | 0 | 0 | 0 | 0 | 0 | 0 | 0 | 0 | 0 | 0 | 0 | 0 | 0 | 0 | 0 | 0 | 0 | 0 | Li-ion Battery (4-hr) | PGE_Fresno_Li_Battery_4hr_70 | 0 | 0 | 0 | 0 | 0 | 0 | 0 | 0 | 0 | 0 | 0 | 0 | 0 | 0 | 0 | 0 | 0 | 0 | 0 | 0 | 0 | 0 | 0 | 0 | 0 | 0
PGE_New_Li_Battery_4hr_Generic | PGE_New_Li_Battery_4hr | PGE_Fresno_Li_Battery_4hr_71 | 0 | 0 | 0 | 0 | 0 | 0 | 0 | 0 | 0 | 0 | 0 | 0 | 0 | 0 | 0 | 0 | 0 | 0 | 0 | 0 | 0 | 0 | 0 | 0 | 0 | 0 | PG&E FRESNO | Battery | PGE_Fresno_Li_Battery_4hr_71 | 0 | 0 | 0 | 0 | 0 | 0 | 0 | 0 | 0 | 0 | 0 | 0 | 0 | 0 | 0 | 0 | 0 | 0 | 0 | 0 | 0 | 0 | 0 | 0 | 0 | 0 | Li-ion Battery (4-hr) | PGE_Fresno_Li_Battery_4hr_71 | 0 | 0 | 0 | 0 | 0 | 0 | 0 | 0 | 0 | 0 | 0 | 0 | 0 | 0 | 0 | 0 | 0 | 0 | 0 | 0 | 0 | 0 | 0 | 0 | 0 | 0
PGE_New_Li_Battery_4hr_Generic | PGE_New_Li_Battery_4hr | PGE_Fresno_Li_Battery_4hr_73 | 0 | 0 | 0 | 0 | 0 | 0 | 0.006 | 0 | 0.006 | 0 | 0 | 0.006 | 0 | 0 | 0 | 0 | 0.006 | 0 | 0 | 0 | 0 | 0.006 | 0 | 0 | 0 | 0.006 | PG&E FRESNO | Battery | PGE_Fresno_Li_Battery_4hr_73 | 0 | 0 | 0 | 0 | 0 | 0 | 0.006 | 0 | 0.006 | 0 | 0 | 0.006 | 0 | 0 | 0 | 0 | 0.006 | 0 | 0 | 0 | 0 | 0.006 | 0 | 0 | 0 | 0.006 | Li-ion Battery (4-hr) | PGE_Fresno_Li_Battery_4hr_73 | 0 | 0 | 0 | 0 | 0 | 0 | 0 | 0 | 0 | 0 | 0 | 0 | 0 | 0 | 0 | 0 | 0 | 0 | 0 | 0 | 0 | 0 | 0 | 0 | 0 | 0
PGE_New_Li_Battery_4hr_Generic | PGE_New_Li_Battery_4hr | PGE_Fresno_Li_Battery_4hr_75 | 0 | 0 | 0 | 0 | 0 | 0 | 0 | 0 | 0.20024 | 0 | 0 | 0.20024 | 0 | 0 | 0 | 0 | 0.20024 | 0 | 0 | 0 | 0 | 0.20024 | 0 | 0 | 0 | 0.20024 | PG&E FRESNO | Battery | PGE_Fresno_Li_Battery_4hr_75 | 0 | 0 | 0 | 0 | 0 | 0 | 0 | 0 | 0.20024 | 0 | 0 | 0.20024 | 0 | 0 | 0 | 0 | 0.20024 | 0 | 0 | 0 | 0 | 0.20024 | 0 | 0 | 0 | 0.20024 | Li-ion Battery (4-hr) | PGE_Fresno_Li_Battery_4hr_75 | 0 | 0 | 0 | 0 | 0 | 0 | 0 | 0 | 0 | 0 | 0 | 0 | 0 | 0 | 0 | 0 | 0 | 0 | 0 | 0 | 0 | 0 | 0 | 0 | 0 | 0
PGE_New_Li_Battery_4hr_Generic | PGE_New_Li_Battery_4hr | PGE_Fresno_Li_Battery_4hr_76 | 0 | 0 | 0 | 0 | 0 | 0 | 0 | 0 | 0 | 0 | 0 | 0 | 0 | 0 | 0 | 0 | 0 | 0 | 0 | 0 | 0 | 0 | 0 | 0 | 0 | 0 | PG&E FRESNO | Battery | PGE_Fresno_Li_Battery_4hr_76 | 0 | 0 | 0 | 0 | 0 | 0 | 0 | 0 | 0 | 0 | 0 | 0 | 0 | 0 | 0 | 0 | 0 | 0 | 0 | 0 | 0 | 0 | 0 | 0 | 0 | 0 | Li-ion Battery (4-hr) | PGE_Fresno_Li_Battery_4hr_76 | 0 | 0 | 0 | 0 | 0 | 0 | 0 | 0 | 0 | 0 | 0 | 0 | 0 | 0 | 0 | 0 | 0 | 0 | 0 | 0 | 0 | 0 | 0 | 0 | 0 | 0
PGE_New_Li_Battery_4hr_Generic | PGE_New_Li_Battery_4hr | PGE_Fresno_Li_Battery_4hr_77 | 0 | 0 | 0 | 0 | 0 | 0 | 0 | 0 | 0 | 0 | 0 | 0 | 0 | 0 | 0 | 0 | 0 | 0 | 0 | 0 | 0 | 0 | 0 | 0 | 0 | 0 | PG&E FRESNO | Battery | PGE_Fresno_Li_Battery_4hr_77 | 0 | 0 | 0 | 0 | 0 | 0 | 0 | 0 | 0 | 0 | 0 | 0 | 0 | 0 | 0 | 0 | 0 | 0 | 0 | 0 | 0 | 0 | 0 | 0 | 0 | 0 | Li-ion Battery (4-hr) | PGE_Fresno_Li_Battery_4hr_77 | 0 | 0 | 0 | 0 | 0 | 0 | 0 | 0 | 0 | 0 | 0 | 0 | 0 | 0 | 0 | 0 | 0 | 0 | 0 | 0 | 0 | 0 | 0 | 0 | 0 | 0
PGE_New_Li_Battery_4hr_Generic | PGE_New_Li_Battery_4hr | PGE_Fresno_Li_Battery_4hr_88 | 0 | 0 | 0 | 0 | 0 | 0 | 0 | 0 | 0 | 0 | 0 | 0 | 0 | 0 | 0 | 0 | 0 | 0 | 0 | 0 | 0 | 0 | 0 | 0 | 0 | 0 | PG&E FRESNO | Battery | PGE_Fresno_Li_Battery_4hr_88 | 0 | 0 | 0 | 0 | 0 | 0 | 0 | 0 | 0 | 0 | 0 | 0 | 0 | 0 | 0 | 0 | 0 | 0 | 0 | 0 | 0 | 0 | 0 | 0 | 0 | 0 | Li-ion Battery (4-hr) | PGE_Fresno_Li_Battery_4hr_88 | 0 | 0 | 0 | 0 | 0 | 0 | 0 | 0 | 0 | 0 | 0 | 0 | 0 | 0 | 0 | 0 | 0 | 0 | 0 | 0 | 0 | 0 | 0 | 0 | 0 | 0
PGE_New_Li_Battery_4hr_Generic | PGE_New_Li_Battery_4hr | PGE_Fresno_Li_Battery_4hr_90 | 0 | 0 | 0 | 0 | 0 | 0 | 0 | 0 | 0.019759 | 0 | 0 | 0.019759 | 0 | 0 | 0 | 0 | 0.019759 | 0 | 0 | 0 | 0 | 0.019759 | 0 | 0 | 0 | 0.019759 | PG&E FRESNO | Battery | PGE_Fresno_Li_Battery_4hr_90 | 0 | 0 | 0 | 0 | 0 | 0 | 0 | 0 | 0.019759 | 0 | 0 | 0.019759 | 0 | 0 | 0 | 0 | 0.019759 | 0 | 0 | 0 | 0 | 0.019759 | 0 | 0 | 0 | 0.019759 | Li-ion Battery (4-hr) | PGE_Fresno_Li_Battery_4hr_90 | 0 | 0 | 0 | 0 | 0 | 0 | 0 | 0 | 0 | 0 | 0 | 0 | 0 | 0 | 0 | 0 | 0 | 0 | 0 | 0 | 0 | 0 | 0 | 0 | 0 | 0
PGE_New_Li_Battery_4hr_Generic | PGE_New_Li_Battery_4hr | PGE_Fresno_Li_Battery_4hr_94 | 0 | 0 | 0 | 0 | 0 | 0 | 0 | 0 | 0 | 0 | 0 | 0 | 0 | 0 | 0 | 0 | 0 | 0 | 0 | 0 | 0 | 0 | 0 | 0 | 0 | 0 | PG&E FRESNO | Battery | PGE_Fresno_Li_Battery_4hr_94 | 0 | 0 | 0 | 0 | 0 | 0 | 0 | 0 | 0 | 0 | 0 | 0 | 0 | 0 | 0 | 0 | 0 | 0 | 0 | 0 | 0 | 0 | 0 | 0 | 0 | 0 | Li-ion Battery (4-hr) | PGE_Fresno_Li_Battery_4hr_94 | 0 | 0 | 0 | 0 | 0 | 0 | 0 | 0 | 0 | 0 | 0 | 0 | 0 | 0 | 0 | 0 | 0 | 0 | 0 | 0 | 0 | 0 | 0 | 0 | 0 | 0
PGE_New_Li_Battery_8hr_Generic | PGE_New_Li_Battery_8hr | PGE_Fresno_Li_Battery_8hr_105 | 0 | 0 | 0 | 0 | 0 | 0 | 0 | 0 | 0 | 0 | 0 | 0 | 0 | 0 | 0 | 0 | 0 | 0 | 0 | 0 | 0 | 0 | 0 | 0 | 0 | 0 | PG&E FRESNO | Battery | PGE_Fresno_Li_Battery_8hr_105 | 0 | 0 | 0 | 0 | 0 | 0 | 0 | 0 | 0 | 0 | 0 | 0 | 0 | 0 | 0 | 0 | 0 | 0 | 0 | 0 | 0 | 0 | 0 | 0 | 0 | 0 | Li-ion Battery (8-hr) | PGE_Fresno_Li_Battery_8hr_105 | 0 | 0 | 0 | 0 | 0 | 0 | 0 | 0 | 0 | 0 | 0 | 0 | 0 | 0 | 0 | 0 | 0 | 0 | 0 | 0 | 0 | 0 | 0 | 0 | 0 | 0
PGE_New_Li_Battery_8hr_Generic | PGE_New_Li_Battery_8hr | PGE_Fresno_Li_Battery_8hr_114 | 0 | 0 | 0 | 0 | 0 | 0 | 0 | 0 | 0 | 0 | 0 | 0 | 0 | 0 | 0 | 0 | 0 | 0 | 0 | 0 | 0 | 0 | 0 | 0 | 0 | 0 | PG&E FRESNO | Battery | PGE_Fresno_Li_Battery_8hr_114 | 0 | 0 | 0 | 0 | 0 | 0 | 0 | 0 | 0 | 0 | 0 | 0 | 0 | 0 | 0 | 0 | 0 | 0 | 0 | 0 | 0 | 0 | 0 | 0 | 0 | 0 | Li-ion Battery (8-hr) | PGE_Fresno_Li_Battery_8hr_114 | 0 | 0 | 0 | 0 | 0 | 0 | 0 | 0 | 0 | 0 | 0 | 0 | 0 | 0 | 0 | 0 | 0 | 0 | 0 | 0 | 0 | 0 | 0 | 0 | 0 | 0
PGE_New_Li_Battery_8hr_Generic | PGE_New_Li_Battery_8hr | PGE_Fresno_Li_Battery_8hr_115 | 0 | 0 | 0 | 0 | 0 | 0 | 0 | 0 | 0 | 0 | 0 | 0 | 0 | 0 | 0 | 0 | 0 | 0 | 0 | 0 | 0 | 0 | 0 | 0 | 0 | 0 | PG&E FRESNO | Battery | PGE_Fresno_Li_Battery_8hr_115 | 0 | 0 | 0 | 0 | 0 | 0 | 0 | 0 | 0 | 0 | 0 | 0 | 0 | 0 | 0 | 0 | 0 | 0 | 0 | 0 | 0 | 0 | 0 | 0 | 0 | 0 | Li-ion Battery (8-hr) | PGE_Fresno_Li_Battery_8hr_115 | 0 | 0 | 0 | 0 | 0 | 0 | 0 | 0 | 0 | 0 | 0 | 0 | 0 | 0 | 0 | 0 | 0 | 0 | 0 | 0 | 0 | 0 | 0 | 0 | 0 | 0
PGE_New_Li_Battery_8hr_Generic | PGE_New_Li_Battery_8hr | PGE_Fresno_Li_Battery_8hr_117 | 0 | 0 | 0 | 0 | 0 | 0 | 0 | 0 | 0 | 0 | 0 | 0 | 0 | 0 | 0 | 0 | 0 | 0 | 0 | 0 | 0 | 0 | 0 | 0 | 0 | 0 | PG&E FRESNO | Battery | PGE_Fresno_Li_Battery_8hr_117 | 0 | 0 | 0 | 0 | 0 | 0 | 0 | 0 | 0 | 0 | 0 | 0 | 0 | 0 | 0 | 0 | 0 | 0 | 0 | 0 | 0 | 0 | 0 | 0 | 0 | 0 | Li-ion Battery (8-hr) | PGE_Fresno_Li_Battery_8hr_117 | 0 | 0 | 0 | 0 | 0 | 0 | 0 | 0 | 0 | 0 | 0 | 0 | 0 | 0 | 0 | 0 | 0 | 0 | 0 | 0 | 0 | 0 | 0 | 0 | 0 | 0
PGE_New_Li_Battery_8hr_Generic | PGE_New_Li_Battery_8hr | PGE_Fresno_Li_Battery_8hr_118 | 0 | 0 | 0 | 0 | 0 | 0 | 0 | 0 | 0 | 0 | 0 | 0 | 0 | 0 | 0 | 0 | 0 | 0 | 0 | 0 | 0 | 0 | 0 | 0 | 0 | 0 | PG&E FRESNO | Battery | PGE_Fresno_Li_Battery_8hr_118 | 0 | 0 | 0 | 0 | 0 | 0 | 0 | 0 | 0 | 0 | 0 | 0 | 0 | 0 | 0 | 0 | 0 | 0 | 0 | 0 | 0 | 0 | 0 | 0 | 0 | 0 | Li-ion Battery (8-hr) | PGE_Fresno_Li_Battery_8hr_118 | 0 | 0 | 0 | 0 | 0 | 0 | 0 | 0 | 0 | 0 | 0 | 0 | 0 | 0 | 0 | 0 | 0 | 0 | 0 | 0 | 0 | 0 | 0 | 0 | 0 | 0
PGE_New_Li_Battery_8hr_Generic | PGE_New_Li_Battery_8hr | PGE_Fresno_Li_Battery_8hr_119 | 0 | 0 | 0 | 0 | 0 | 0 | 0 | 0 | 0 | 0 | 0 | 0 | 0 | 0 | 0 | 0 | 0 | 0 | 0 | 0 | 0 | 0 | 0 | 0 | 0 | 0 | PG&E FRESNO | Battery | PGE_Fresno_Li_Battery_8hr_119 | 0 | 0 | 0 | 0 | 0 | 0 | 0 | 0 | 0 | 0 | 0 | 0 | 0 | 0 | 0 | 0 | 0 | 0 | 0 | 0 | 0 | 0 | 0 | 0 | 0 | 0 | Li-ion Battery (8-hr) | PGE_Fresno_Li_Battery_8hr_119 | 0 | 0 | 0 | 0 | 0 | 0 | 0 | 0 | 0 | 0 | 0 | 0 | 0 | 0 | 0 | 0 | 0 | 0 | 0 | 0 | 0 | 0 | 0 | 0 | 0 | 0
PGE_New_Li_Battery_8hr_Generic | PGE_New_Li_Battery_8hr | PGE_Fresno_Li_Battery_8hr_120 | 0 | 0 | 0 | 0 | 0 | 0 | 0 | 0 | 0 | 0 | 0 | 0 | 0 | 0 | 0 | 0 | 0 | 0 | 0 | 0 | 0 | 0 | 0 | 0 | 0 | 0 | PG&E FRESNO | Battery | PGE_Fresno_Li_Battery_8hr_120 | 0 | 0 | 0 | 0 | 0 | 0 | 0 | 0 | 0 | 0 | 0 | 0 | 0 | 0 | 0 | 0 | 0 | 0 | 0 | 0 | 0 | 0 | 0 | 0 | 0 | 0 | Li-ion Battery (8-hr) | PGE_Fresno_Li_Battery_8hr_120 | 0 | 0 | 0 | 0 | 0 | 0 | 0 | 0 | 0 | 0 | 0 | 0 | 0 | 0 | 0 | 0 | 0 | 0 | 0 | 0 | 0 | 0 | 0 | 0 | 0 | 0
PGE_New_Li_Battery_8hr_Generic | PGE_New_Li_Battery_8hr | PGE_Fresno_Li_Battery_8hr_123 | 0 | 0 | 0 | 0 | 0 | 0 | 0 | 0 | 0 | 0 | 0 | 0 | 0 | 0 | 0 | 0 | 0 | 0 | 0 | 0 | 0 | 0 | 0 | 0 | 0 | 0 | PG&E FRESNO | Battery | PGE_Fresno_Li_Battery_8hr_123 | 0 | 0 | 0 | 0 | 0 | 0 | 0 | 0 | 0 | 0 | 0 | 0 | 0 | 0 | 0 | 0 | 0 | 0 | 0 | 0 | 0 | 0 | 0 | 0 | 0 | 0 | Li-ion Battery (8-hr) | PGE_Fresno_Li_Battery_8hr_123 | 0 | 0 | 0 | 0 | 0 | 0 | 0 | 0 | 0 | 0 | 0 | 0 | 0 | 0 | 0 | 0 | 0 | 0 | 0 | 0 | 0 | 0 | 0 | 0 | 0 | 0
PGE_New_Li_Battery_8hr_Generic | PGE_New_Li_Battery_8hr | PGE_Fresno_Li_Battery_8hr_125 | 0 | 0 | 0 | 0 | 0 | 0 | 0 | 0 | 0 | 0 | 0 | 0 | 0 | 0 | 0 | 0 | 0 | 0 | 0 | 0 | 0 | 0 | 0 | 0 | 0 | 0 | PG&E FRESNO | Battery | PGE_Fresno_Li_Battery_8hr_125 | 0 | 0 | 0 | 0 | 0 | 0 | 0 | 0 | 0 | 0 | 0 | 0 | 0 | 0 | 0 | 0 | 0 | 0 | 0 | 0 | 0 | 0 | 0 | 0 | 0 | 0 | Li-ion Battery (8-hr) | PGE_Fresno_Li_Battery_8hr_125 | 0 | 0 | 0 | 0 | 0 | 0 | 0 | 0 | 0 | 0 | 0 | 0 | 0 | 0 | 0 | 0 | 0 | 0 | 0 | 0 | 0 | 0 | 0 | 0 | 0 | 0
PGE_New_Li_Battery_8hr_Generic | PGE_New_Li_Battery_8hr | PGE_Fresno_Li_Battery_8hr_128 | 0 | 0 | 0 | 0 | 0 | 0 | 0 | 0 | 0 | 0 | 0 | 0 | 0 | 0 | 0 | 0 | 0 | 0 | 0 | 0 | 0 | 0 | 0 | 0 | 0 | 0 | PG&E FRESNO | Battery | PGE_Fresno_Li_Battery_8hr_128 | 0 | 0 | 0 | 0 | 0 | 0 | 0 | 0 | 0 | 0 | 0 | 0 | 0 | 0 | 0 | 0 | 0 | 0 | 0 | 0 | 0 | 0 | 0 | 0 | 0 | 0 | Li-ion Battery (8-hr) | PGE_Fresno_Li_Battery_8hr_128 | 0 | 0 | 0 | 0 | 0 | 0 | 0 | 0 | 0 | 0 | 0 | 0 | 0 | 0 | 0 | 0 | 0 | 0 | 0 | 0 | 0 | 0 | 0 | 0 | 0 | 0
PGE_New_Li_Battery_8hr_Generic | PGE_New_Li_Battery_8hr | PGE_Fresno_Li_Battery_8hr_129 | 0 | 0 | 0 | 0 | 0 | 0 | 0 | 0 | 0 | 0 | 0 | 0 | 0 | 0 | 0 | 0 | 0 | 0 | 0 | 0 | 0 | 0 | 0 | 0 | 0 | 0 | PG&E FRESNO | Battery | PGE_Fresno_Li_Battery_8hr_129 | 0 | 0 | 0 | 0 | 0 | 0 | 0 | 0 | 0 | 0 | 0 | 0 | 0 | 0 | 0 | 0 | 0 | 0 | 0 | 0 | 0 | 0 | 0 | 0 | 0 | 0 | Li-ion Battery (8-hr) | PGE_Fresno_Li_Battery_8hr_129 | 0 | 0 | 0 | 0 | 0 | 0 | 0 | 0 | 0 | 0 | 0 | 0 | 0 | 0 | 0 | 0 | 0 | 0 | 0 | 0 | 0 | 0 | 0 | 0 | 0 | 0
PGE_New_Li_Battery_8hr_Generic | PGE_New_Li_Battery_8hr | PGE_Fresno_Li_Battery_8hr_133 | 0 | 0 | 0 | 0 | 0 | 0 | 0 | 0 | 0 | 0 | 0 | 0 | 0 | 0 | 0 | 0 | 0 | 0 | 0 | 0 | 0 | 0 | 0 | 0 | 0 | 0 | PG&E FRESNO | Battery | PGE_Fresno_Li_Battery_8hr_133 | 0 | 0 | 0 | 0 | 0 | 0 | 0 | 0 | 0 | 0 | 0 | 0 | 0 | 0 | 0 | 0 | 0 | 0 | 0 | 0 | 0 | 0 | 0 | 0 | 0 | 0 | Li-ion Battery (8-hr) | PGE_Fresno_Li_Battery_8hr_133 | 0 | 0 | 0 | 0 | 0 | 0 | 0 | 0 | 0 | 0 | 0 | 0 | 0 | 0 | 0 | 0 | 0 | 0 | 0 | 0 | 0 | 0 | 0 | 0 | 0 | 0
PGE_New_Li_Battery_8hr_Generic | PGE_New_Li_Battery_8hr | PGE_Fresno_Li_Battery_8hr_134 | 0 | 0 | 0 | 0 | 0 | 0 | 0 | 0 | 0 | 0 | 0 | 0 | 0 | 0 | 0 | 0 | 0 | 0 | 0 | 0 | 0 | 0 | 0 | 0 | 0 | 0 | PG&E FRESNO | Battery | PGE_Fresno_Li_Battery_8hr_134 | 0 | 0 | 0 | 0 | 0 | 0 | 0 | 0 | 0 | 0 | 0 | 0 | 0 | 0 | 0 | 0 | 0 | 0 | 0 | 0 | 0 | 0 | 0 | 0 | 0 | 0 | Li-ion Battery (8-hr) | PGE_Fresno_Li_Battery_8hr_134 | 0 | 0 | 0 | 0 | 0 | 0 | 0 | 0 | 0 | 0 | 0 | 0 | 0 | 0 | 0 | 0 | 0 | 0 | 0 | 0 | 0 | 0 | 0 | 0 | 0 | 0
PGE_New_Li_Battery_8hr_Generic | PGE_New_Li_Battery_8hr | PGE_Fresno_Li_Battery_8hr_135 | 0 | 0 | 0 | 0 | 0 | 0 | 0 | 0 | 0 | 0 | 0 | 0 | 0 | 0 | 0 | 0 | 0 | 0 | 0 | 0 | 0 | 0 | 0 | 0 | 0 | 0 | PG&E FRESNO | Battery | PGE_Fresno_Li_Battery_8hr_135 | 0 | 0 | 0 | 0 | 0 | 0 | 0 | 0 | 0 | 0 | 0 | 0 | 0 | 0 | 0 | 0 | 0 | 0 | 0 | 0 | 0 | 0 | 0 | 0 | 0 | 0 | Li-ion Battery (8-hr) | PGE_Fresno_Li_Battery_8hr_135 | 0 | 0 | 0 | 0 | 0 | 0 | 0 | 0 | 0 | 0 | 0 | 0 | 0 | 0 | 0 | 0 | 0 | 0 | 0 | 0 | 0 | 0 | 0 | 0 | 0 | 0
PGE_New_Li_Battery_8hr_Generic | PGE_New_Li_Battery_8hr | PGE_Fresno_Li_Battery_8hr_136 | 0 | 0 | 0 | 0 | 0 | 0 | 0 | 0 | 0 | 0 | 0 | 0 | 0 | 0 | 0 | 0 | 0 | 0 | 0 | 0 | 0 | 0 | 0 | 0 | 0 | 0 | PG&E FRESNO | Battery | PGE_Fresno_Li_Battery_8hr_136 | 0 | 0 | 0 | 0 | 0 | 0 | 0 | 0 | 0 | 0 | 0 | 0 | 0 | 0 | 0 | 0 | 0 | 0 | 0 | 0 | 0 | 0 | 0 | 0 | 0 | 0 | Li-ion Battery (8-hr) | PGE_Fresno_Li_Battery_8hr_136 | 0 | 0 | 0 | 0 | 0 | 0 | 0 | 0 | 0 | 0 | 0 | 0 | 0 | 0 | 0 | 0 | 0 | 0 | 0 | 0 | 0 | 0 | 0 | 0 | 0 | 0
PGE_New_Li_Battery_8hr_Generic | PGE_New_Li_Battery_8hr | PGE_Fresno_Li_Battery_8hr_137 | 0 | 0 | 0 | 0 | 0 | 0 | 0 | 0 | 0 | 0 | 0 | 0 | 0 | 0 | 0 | 0 | 0 | 0 | 0 | 0 | 0 | 0 | 0 | 0 | 0 | 0 | PG&E FRESNO | Battery | PGE_Fresno_Li_Battery_8hr_137 | 0 | 0 | 0 | 0 | 0 | 0 | 0 | 0 | 0 | 0 | 0 | 0 | 0 | 0 | 0 | 0 | 0 | 0 | 0 | 0 | 0 | 0 | 0 | 0 | 0 | 0 | Li-ion Battery (8-hr) | PGE_Fresno_Li_Battery_8hr_137 | 0 | 0 | 0 | 0 | 0 | 0 | 0 | 0 | 0 | 0 | 0 | 0 | 0 | 0 | 0 | 0 | 0 | 0 | 0 | 0 | 0 | 0 | 0 | 0 | 0 | 0
PGE_New_Li_Battery_8hr_Generic | PGE_New_Li_Battery_8hr | PGE_Fresno_Li_Battery_8hr_138 | 0 | 0 | 0 | 0 | 0 | 0 | 0 | 0 | 0 | 0 | 0 | 0 | 0 | 0 | 0 | 0 | 0 | 0 | 0 | 0 | 0 | 0 | 0 | 0 | 0 | 0 | PG&E FRESNO | Battery | PGE_Fresno_Li_Battery_8hr_138 | 0 | 0 | 0 | 0 | 0 | 0 | 0 | 0 | 0 | 0 | 0 | 0 | 0 | 0 | 0 | 0 | 0 | 0 | 0 | 0 | 0 | 0 | 0 | 0 | 0 | 0 | Li-ion Battery (8-hr) | PGE_Fresno_Li_Battery_8hr_138 | 0 | 0 | 0 | 0 | 0 | 0 | 0 | 0 | 0 | 0 | 0 | 0 | 0 | 0 | 0 | 0 | 0 | 0 | 0 | 0 | 0 | 0 | 0 | 0 | 0 | 0
PGE_New_Li_Battery_8hr_Generic | PGE_New_Li_Battery_8hr | PGE_Fresno_Li_Battery_8hr_139 | 0 | 0 | 0 | 0 | 0 | 0 | 0 | 0 | 0 | 0 | 0 | 0 | 0 | 0 | 0 | 0 | 0 | 0 | 0 | 0 | 0 | 0 | 0 | 0 | 0 | 0 | PG&E FRESNO | Battery | PGE_Fresno_Li_Battery_8hr_139 | 0 | 0 | 0 | 0 | 0 | 0 | 0 | 0 | 0 | 0 | 0 | 0 | 0 | 0 | 0 | 0 | 0 | 0 | 0 | 0 | 0 | 0 | 0 | 0 | 0 | 0 | Li-ion Battery (8-hr) | PGE_Fresno_Li_Battery_8hr_139 | 0 | 0 | 0 | 0 | 0 | 0 | 0 | 0 | 0 | 0 | 0 | 0 | 0 | 0 | 0 | 0 | 0 | 0 | 0 | 0 | 0 | 0 | 0 | 0 | 0 | 0
PGE_New_Li_Battery_8hr_Generic | PGE_New_Li_Battery_8hr | PGE_Fresno_Li_Battery_8hr_140 | 0 | 0 | 0 | 0 | 0 | 0 | 0 | 0 | 0 | 0 | 0 | 0 | 0 | 0 | 0 | 0 | 0 | 0 | 0 | 0 | 0 | 0 | 0 | 0 | 0 | 0 | PG&E FRESNO | Battery | PGE_Fresno_Li_Battery_8hr_140 | 0 | 0 | 0 | 0 | 0 | 0 | 0 | 0 | 0 | 0 | 0 | 0 | 0 | 0 | 0 | 0 | 0 | 0 | 0 | 0 | 0 | 0 | 0 | 0 | 0 | 0 | Li-ion Battery (8-hr) | PGE_Fresno_Li_Battery_8hr_140 | 0 | 0 | 0 | 0 | 0 | 0 | 0 | 0 | 0 | 0 | 0 | 0 | 0 | 0 | 0 | 0 | 0 | 0 | 0 | 0 | 0 | 0 | 0 | 0 | 0 | 0
PGE_New_Li_Battery_8hr_Generic | PGE_New_Li_Battery_8hr | PGE_Fresno_Li_Battery_8hr_142 | 0 | 0 | 0 | 0 | 0 | 0 | 0 | 0 | 0 | 0 | 0 | 0 | 0 | 0 | 0 | 0 | 0 | 0 | 0 | 0 | 0 | 0 | 0 | 0 | 0 | 0 | PG&E FRESNO | Battery | PGE_Fresno_Li_Battery_8hr_142 | 0 | 0 | 0 | 0 | 0 | 0 | 0 | 0 | 0 | 0 | 0 | 0 | 0 | 0 | 0 | 0 | 0 | 0 | 0 | 0 | 0 | 0 | 0 | 0 | 0 | 0 | Li-ion Battery (8-hr) | PGE_Fresno_Li_Battery_8hr_142 | 0 | 0 | 0 | 0 | 0 | 0 | 0 | 0 | 0 | 0 | 0 | 0 | 0 | 0 | 0 | 0 | 0 | 0 | 0 | 0 | 0 | 0 | 0 | 0 | 0 | 0
PGE_New_Li_Battery_8hr_Generic | PGE_New_Li_Battery_8hr | PGE_Fresno_Li_Battery_8hr_145 | 0 | 0 | 0 | 0 | 0 | 0 | 0 | 0 | 0 | 0 | 0 | 0 | 0 | 0 | 0 | 0 | 0 | 0 | 0 | 0 | 0 | 0 | 0 | 0 | 0 | 0 | PG&E FRESNO | Battery | PGE_Fresno_Li_Battery_8hr_145 | 0 | 0 | 0 | 0 | 0 | 0 | 0 | 0 | 0 | 0 | 0 | 0 | 0 | 0 | 0 | 0 | 0 | 0 | 0 | 0 | 0 | 0 | 0 | 0 | 0 | 0 | Li-ion Battery (8-hr) | PGE_Fresno_Li_Battery_8hr_145 | 0 | 0 | 0 | 0 | 0 | 0 | 0 | 0 | 0 | 0 | 0 | 0 | 0 | 0 | 0 | 0 | 0 | 0 | 0 | 0 | 0 | 0 | 0 | 0 | 0 | 0
PGE_New_Li_Battery_8hr_Generic | PGE_New_Li_Battery_8hr | PGE_Fresno_Li_Battery_8hr_148 | 0 | 0 | 0 | 0 | 0 | 0 | 0 | 0 | 0 | 0 | 0 | 0 | 0 | 0 | 0 | 0 | 0 | 0 | 0 | 0 | 0 | 0 | 0 | 0 | 0 | 0 | PG&E FRESNO | Battery | PGE_Fresno_Li_Battery_8hr_148 | 0 | 0 | 0 | 0 | 0 | 0 | 0 | 0 | 0 | 0 | 0 | 0 | 0 | 0 | 0 | 0 | 0 | 0 | 0 | 0 | 0 | 0 | 0 | 0 | 0 | 0 | Li-ion Battery (8-hr) | PGE_Fresno_Li_Battery_8hr_148 | 0 | 0 | 0 | 0 | 0 | 0 | 0 | 0 | 0 | 0 | 0 | 0 | 0 | 0 | 0 | 0 | 0 | 0 | 0 | 0 | 0 | 0 | 0 | 0 | 0 | 0
PGE_New_Li_Battery_8hr_Generic | PGE_New_Li_Battery_8hr | PGE_Fresno_Li_Battery_8hr_149 | 0 | 0 | 0 | 0 | 0 | 0 | 0 | 0 | 0 | 0 | 0 | 0 | 0 | 0 | 0 | 0 | 0 | 0 | 0 | 0 | 0 | 0 | 0 | 0 | 0 | 0 | PG&E FRESNO | Battery | PGE_Fresno_Li_Battery_8hr_149 | 0 | 0 | 0 | 0 | 0 | 0 | 0 | 0 | 0 | 0 | 0 | 0 | 0 | 0 | 0 | 0 | 0 | 0 | 0 | 0 | 0 | 0 | 0 | 0 | 0 | 0 | Li-ion Battery (8-hr) | PGE_Fresno_Li_Battery_8hr_149 | 0 | 0 | 0 | 0 | 0 | 0 | 0 | 0 | 0 | 0 | 0 | 0 | 0 | 0 | 0 | 0 | 0 | 0 | 0 | 0 | 0 | 0 | 0 | 0 | 0 | 0
PGE_New_Li_Battery_8hr_Generic | PGE_New_Li_Battery_8hr | PGE_Fresno_Li_Battery_8hr_150 | 0 | 0 | 0 | 0 | 0 | 0 | 0 | 0 | 0 | 0 | 0 | 0 | 0 | 0 | 0 | 0 | 0 | 0 | 0 | 0 | 0 | 0 | 0 | 0 | 0 | 0 | PG&E FRESNO | Battery | PGE_Fresno_Li_Battery_8hr_150 | 0 | 0 | 0 | 0 | 0 | 0 | 0 | 0 | 0 | 0 | 0 | 0 | 0 | 0 | 0 | 0 | 0 | 0 | 0 | 0 | 0 | 0 | 0 | 0 | 0 | 0 | Li-ion Battery (8-hr) | PGE_Fresno_Li_Battery_8hr_150 | 0 | 0 | 0 | 0 | 0 | 0 | 0 | 0 | 0 | 0 | 0 | 0 | 0 | 0 | 0 | 0 | 0 | 0 | 0 | 0 | 0 | 0 | 0 | 0 | 0 | 0
PGE_New_Li_Battery_8hr_Generic | PGE_New_Li_Battery_8hr | PGE_Fresno_Li_Battery_8hr_152 | 0 | 0 | 0 | 0 | 0 | 0 | 0 | 0 | 0 | 0 | 0 | 0 | 0 | 0 | 0 | 0 | 0 | 0 | 0 | 0 | 0 | 0 | 0 | 0 | 0 | 0 | PG&E FRESNO | Battery | PGE_Fresno_Li_Battery_8hr_152 | 0 | 0 | 0 | 0 | 0 | 0 | 0 | 0 | 0 | 0 | 0 | 0 | 0 | 0 | 0 | 0 | 0 | 0 | 0 | 0 | 0 | 0 | 0 | 0 | 0 | 0 | Li-ion Battery (8-hr) | PGE_Fresno_Li_Battery_8hr_152 | 0 | 0 | 0 | 0 | 0 | 0 | 0 | 0 | 0 | 0 | 0 | 0 | 0 | 0 | 0 | 0 | 0 | 0 | 0 | 0 | 0 | 0 | 0 | 0 | 0 | 0
PGE_New_Li_Battery_8hr_Generic | PGE_New_Li_Battery_8hr | PGE_Fresno_Li_Battery_8hr_158 | 0 | 0 | 0 | 0 | 0 | 0 | 0 | 0 | 0 | 0 | 0 | 0 | 0 | 0 | 0 | 0 | 0 | 0 | 0 | 0 | 0 | 0 | 0 | 0 | 0 | 0 | PG&E FRESNO | Battery | PGE_Fresno_Li_Battery_8hr_158 | 0 | 0 | 0 | 0 | 0 | 0 | 0 | 0 | 0 | 0 | 0 | 0 | 0 | 0 | 0 | 0 | 0 | 0 | 0 | 0 | 0 | 0 | 0 | 0 | 0 | 0 | Li-ion Battery (8-hr) | PGE_Fresno_Li_Battery_8hr_158 | 0 | 0 | 0 | 0 | 0 | 0 | 0 | 0 | 0 | 0 | 0 | 0 | 0 | 0 | 0 | 0 | 0 | 0 | 0 | 0 | 0 | 0 | 0 | 0 | 0 | 0
PGE_New_Li_Battery_8hr_Generic | PGE_New_Li_Battery_8hr | PGE_Fresno_Li_Battery_8hr_162 | 0 | 0 | 0 | 0 | 0 | 0 | 0 | 0 | 0 | 0 | 0 | 0 | 0 | 0 | 0 | 0 | 0 | 0 | 0 | 0 | 0 | 0 | 0 | 0 | 0 | 0 | PG&E FRESNO | Battery | PGE_Fresno_Li_Battery_8hr_162 | 0 | 0 | 0 | 0 | 0 | 0 | 0 | 0 | 0 | 0 | 0 | 0 | 0 | 0 | 0 | 0 | 0 | 0 | 0 | 0 | 0 | 0 | 0 | 0 | 0 | 0 | Li-ion Battery (8-hr) | PGE_Fresno_Li_Battery_8hr_162 | 0 | 0 | 0 | 0 | 0 | 0 | 0 | 0 | 0 | 0 | 0 | 0 | 0 | 0 | 0 | 0 | 0 | 0 | 0 | 0 | 0 | 0 | 0 | 0 | 0 | 0
PGE_New_Li_Battery_8hr_Generic | PGE_New_Li_Battery_8hr | PGE_Fresno_Li_Battery_8hr_163 | 0 | 0 | 0 | 0 | 0 | 0 | 0 | 0 | 0 | 0 | 0 | 0 | 0 | 0 | 0 | 0 | 0 | 0 | 0 | 0 | 0 | 0 | 0 | 0 | 0 | 0 | PG&E FRESNO | Battery | PGE_Fresno_Li_Battery_8hr_163 | 0 | 0 | 0 | 0 | 0 | 0 | 0 | 0 | 0 | 0 | 0 | 0 | 0 | 0 | 0 | 0 | 0 | 0 | 0 | 0 | 0 | 0 | 0 | 0 | 0 | 0 | Li-ion Battery (8-hr) | PGE_Fresno_Li_Battery_8hr_163 | 0 | 0 | 0 | 0 | 0 | 0 | 0 | 0 | 0 | 0 | 0 | 0 | 0 | 0 | 0 | 0 | 0 | 0 | 0 | 0 | 0 | 0 | 0 | 0 | 0 | 0
PGE_New_Li_Battery_8hr_Generic | PGE_New_Li_Battery_8hr | PGE_Fresno_Li_Battery_8hr_164 | 0 | 0 | 0 | 0 | 0 | 0 | 0 | 0 | 0 | 0 | 0 | 0 | 0 | 0 | 0 | 0 | 0 | 0 | 0 | 0 | 0 | 0 | 0 | 0 | 0 | 0 | PG&E FRESNO | Battery | PGE_Fresno_Li_Battery_8hr_164 | 0 | 0 | 0 | 0 | 0 | 0 | 0 | 0 | 0 | 0 | 0 | 0 | 0 | 0 | 0 | 0 | 0 | 0 | 0 | 0 | 0 | 0 | 0 | 0 | 0 | 0 | Li-ion Battery (8-hr) | PGE_Fresno_Li_Battery_8hr_164 | 0 | 0 | 0 | 0 | 0 | 0 | 0 | 0 | 0 | 0 | 0 | 0 | 0 | 0 | 0 | 0 | 0 | 0 | 0 | 0 | 0 | 0 | 0 | 0 | 0 | 0
PGE_New_Li_Battery_8hr_Generic | PGE_New_Li_Battery_8hr | PGE_Fresno_Li_Battery_8hr_166 | 0 | 0 | 0 | 0 | 0 | 0 | 0 | 0 | 0 | 0 | 0 | 0 | 0 | 0 | 0 | 0 | 0 | 0 | 0 | 0 | 0 | 0 | 0 | 0 | 0 | 0 | PG&E FRESNO | Battery | PGE_Fresno_Li_Battery_8hr_166 | 0 | 0 | 0 | 0 | 0 | 0 | 0 | 0 | 0 | 0 | 0 | 0 | 0 | 0 | 0 | 0 | 0 | 0 | 0 | 0 | 0 | 0 | 0 | 0 | 0 | 0 | Li-ion Battery (8-hr) | PGE_Fresno_Li_Battery_8hr_166 | 0 | 0 | 0 | 0 | 0 | 0 | 0 | 0 | 0 | 0 | 0 | 0 | 0 | 0 | 0 | 0 | 0 | 0 | 0 | 0 | 0 | 0 | 0 | 0 | 0 | 0
PGE_New_Li_Battery_8hr_Generic | PGE_New_Li_Battery_8hr | PGE_Fresno_Li_Battery_8hr_168 | 0 | 0 | 0 | 0 | 0 | 0 | 0 | 0 | 0 | 0 | 0 | 0 | 0 | 0 | 0 | 0 | 0 | 0 | 0 | 0 | 0 | 0 | 0 | 0 | 0 | 0 | PG&E FRESNO | Battery | PGE_Fresno_Li_Battery_8hr_168 | 0 | 0 | 0 | 0 | 0 | 0 | 0 | 0 | 0 | 0 | 0 | 0 | 0 | 0 | 0 | 0 | 0 | 0 | 0 | 0 | 0 | 0 | 0 | 0 | 0 | 0 | Li-ion Battery (8-hr) | PGE_Fresno_Li_Battery_8hr_168 | 0 | 0 | 0 | 0 | 0 | 0 | 0 | 0 | 0 | 0 | 0 | 0 | 0 | 0 | 0 | 0 | 0 | 0 | 0 | 0 | 0 | 0 | 0 | 0 | 0 | 0
PGE_New_Li_Battery_8hr_Generic | PGE_New_Li_Battery_8hr | PGE_Fresno_Li_Battery_8hr_169 | 0 | 0 | 0 | 0 | 0 | 0 | 0 | 0 | 0 | 0 | 0 | 0 | 0 | 0 | 0 | 0 | 0 | 0 | 0 | 0 | 0 | 0 | 0 | 0 | 0 | 0 | PG&E FRESNO | Battery | PGE_Fresno_Li_Battery_8hr_169 | 0 | 0 | 0 | 0 | 0 | 0 | 0 | 0 | 0 | 0 | 0 | 0 | 0 | 0 | 0 | 0 | 0 | 0 | 0 | 0 | 0 | 0 | 0 | 0 | 0 | 0 | Li-ion Battery (8-hr) | PGE_Fresno_Li_Battery_8hr_169 | 0 | 0 | 0 | 0 | 0 | 0 | 0 | 0 | 0 | 0 | 0 | 0 | 0 | 0 | 0 | 0 | 0 | 0 | 0 | 0 | 0 | 0 | 0 | 0 | 0 | 0
PGE_New_Li_Battery_8hr_Generic | PGE_New_Li_Battery_8hr | PGE_Fresno_Li_Battery_8hr_64 | 0 | 0 | 0 | 0 | 0 | 0 | 0 | 0 | 0 | 0 | 0 | 0 | 0 | 0 | 0 | 0 | 0 | 0 | 0 | 0 | 0 | 0 | 0 | 0 | 0 | 0.38893 | PG&E FRESNO | Battery | PGE_Fresno_Li_Battery_8hr_64 | 0 | 0 | 0 | 0 | 0 | 0 | 0 | 0 | 0 | 0 | 0 | 0 | 0 | 0 | 0 | 0 | 0 | 0 | 0 | 0 | 0 | 0 | 0 | 0 | 0 | 0.38893 | Li-ion Battery (8-hr) | PGE_Fresno_Li_Battery_8hr_64 | 0 | 0 | 0 | 0 | 0 | 0 | 0 | 0 | 0 | 0 | 0 | 0 | 0 | 0 | 0 | 0 | 0 | 0 | 0 | 0 | 0 | 0 | 0 | 0 | 0 | 0
PGE_New_Li_Battery_8hr_Generic | PGE_New_Li_Battery_8hr | PGE_Fresno_Li_Battery_8hr_69 | 0 | 0 | 0 | 0 | 0 | 0 | 0 | 0 | 0 | 0 | 0 | 0 | 0 | 0 | 0 | 0 | 0 | 0 | 0 | 0 | 0 | 0 | 0 | 0 | 0 | 0 | PG&E FRESNO | Battery | PGE_Fresno_Li_Battery_8hr_69 | 0 | 0 | 0 | 0 | 0 | 0 | 0 | 0 | 0 | 0 | 0 | 0 | 0 | 0 | 0 | 0 | 0 | 0 | 0 | 0 | 0 | 0 | 0 | 0 | 0 | 0 | Li-ion Battery (8-hr) | PGE_Fresno_Li_Battery_8hr_69 | 0 | 0 | 0 | 0 | 0 | 0 | 0 | 0 | 0 | 0 | 0 | 0 | 0 | 0 | 0 | 0 | 0 | 0 | 0 | 0 | 0 | 0 | 0 | 0 | 0 | 0
PGE_New_Li_Battery_8hr_Generic | PGE_New_Li_Battery_8hr | PGE_Fresno_Li_Battery_8hr_70 | 0 | 0 | 0 | 0 | 0 | 0 | 0 | 0 | 0 | 0 | 0 | 0.85755 | 0 | 0 | 0 | 0 | 0.85755 | 0 | 0 | 0 | 0 | 0.85755 | 0 | 0 | 0 | 0.85755 | PG&E FRESNO | Battery | PGE_Fresno_Li_Battery_8hr_70 | 0 | 0 | 0 | 0 | 0 | 0 | 0 | 0 | 0 | 0 | 0 | 0.85755 | 0 | 0 | 0 | 0 | 0.85755 | 0 | 0 | 0 | 0 | 0.85755 | 0 | 0 | 0 | 0.85755 | Li-ion Battery (8-hr) | PGE_Fresno_Li_Battery_8hr_70 | 0 | 0 | 0 | 0 | 0 | 0 | 0 | 0 | 0 | 0 | 0 | 0 | 0 | 0 | 0 | 0 | 0 | 0 | 0 | 0 | 0 | 0 | 0 | 0 | 0 | 0
PGE_New_Li_Battery_8hr_Generic | PGE_New_Li_Battery_8hr | PGE_Fresno_Li_Battery_8hr_71 | 0 | 0 | 0 | 0 | 0 | 0 | 0 | 0 | 0 | 0 | 0 | 0 | 0 | 0 | 0 | 0 | 0 | 0 | 0 | 0 | 0 | 0 | 0 | 0 | 0 | 0 | PG&E FRESNO | Battery | PGE_Fresno_Li_Battery_8hr_71 | 0 | 0 | 0 | 0 | 0 | 0 | 0 | 0 | 0 | 0 | 0 | 0 | 0 | 0 | 0 | 0 | 0 | 0 | 0 | 0 | 0 | 0 | 0 | 0 | 0 | 0 | Li-ion Battery (8-hr) | PGE_Fresno_Li_Battery_8hr_71 | 0 | 0 | 0 | 0 | 0 | 0 | 0 | 0 | 0 | 0 | 0 | 0 | 0 | 0 | 0 | 0 | 0 | 0 | 0 | 0 | 0 | 0 | 0 | 0 | 0 | 0
PGE_New_Li_Battery_8hr_Generic | PGE_New_Li_Battery_8hr | PGE_Fresno_Li_Battery_8hr_73 | 0 | 0 | 0 | 0 | 0 | 0 | 0 | 0 | 0.035 | 0 | 0 | 0.89446 | 0 | 0 | 0 | 0 | 0.89446 | 0 | 0 | 0 | 0 | 0.89446 | 0 | 0 | 0 | 0.89521 | PG&E FRESNO | Battery | PGE_Fresno_Li_Battery_8hr_73 | 0 | 0 | 0 | 0 | 0 | 0 | 0 | 0 | 0.035 | 0 | 0 | 0.89446 | 0 | 0 | 0 | 0 | 0.89446 | 0 | 0 | 0 | 0 | 0.89446 | 0 | 0 | 0 | 0.89521 | Li-ion Battery (8-hr) | PGE_Fresno_Li_Battery_8hr_73 | 0 | 0 | 0 | 0 | 0 | 0 | 0 | 0 | 0 | 0 | 0 | 0 | 0 | 0 | 0 | 0 | 0 | 0 | 0 | 0 | 0 | 0 | 0 | 0 | 0 | 0
PGE_New_Li_Battery_8hr_Generic | PGE_New_Li_Battery_8hr | PGE_Fresno_Li_Battery_8hr_75 | 0 | 0 | 0 | 0 | 0 | 0 | 0 | 0 | 0 | 0 | 0 | 0.55021 | 0 | 0 | 0 | 0 | 0.55021 | 0 | 0 | 0 | 0 | 0.55021 | 0 | 0 | 0 | 0.72564 | PG&E FRESNO | Battery | PGE_Fresno_Li_Battery_8hr_75 | 0 | 0 | 0 | 0 | 0 | 0 | 0 | 0 | 0 | 0 | 0 | 0.55021 | 0 | 0 | 0 | 0 | 0.55021 | 0 | 0 | 0 | 0 | 0.55021 | 0 | 0 | 0 | 0.72564 | Li-ion Battery (8-hr) | PGE_Fresno_Li_Battery_8hr_75 | 0 | 0 | 0 | 0 | 0 | 0 | 0 | 0 | 0 | 0 | 0 | 0 | 0 | 0 | 0 | 0 | 0 | 0 | 0 | 0 | 0 | 0 | 0 | 0 | 0 | 0
PGE_New_Li_Battery_8hr_Generic | PGE_New_Li_Battery_8hr | PGE_Fresno_Li_Battery_8hr_76 | 0 | 0 | 0 | 0 | 0 | 0 | 0 | 0 | 0 | 0 | 0 | 0 | 0 | 0 | 0 | 0 | 0 | 0 | 0 | 0 | 0 | 0 | 0 | 0 | 0 | 0 | PG&E FRESNO | Battery | PGE_Fresno_Li_Battery_8hr_76 | 0 | 0 | 0 | 0 | 0 | 0 | 0 | 0 | 0 | 0 | 0 | 0 | 0 | 0 | 0 | 0 | 0 | 0 | 0 | 0 | 0 | 0 | 0 | 0 | 0 | 0 | Li-ion Battery (8-hr) | PGE_Fresno_Li_Battery_8hr_76 | 0 | 0 | 0 | 0 | 0 | 0 | 0 | 0 | 0 | 0 | 0 | 0 | 0 | 0 | 0 | 0 | 0 | 0 | 0 | 0 | 0 | 0 | 0 | 0 | 0 | 0
PGE_New_Li_Battery_8hr_Generic | PGE_New_Li_Battery_8hr | PGE_Fresno_Li_Battery_8hr_77 | 0 | 0 | 0 | 0 | 0 | 0 | 0 | 0 | 0 | 0 | 0 | 0 | 0 | 0 | 0 | 0 | 0 | 0 | 0 | 0 | 0 | 0 | 0 | 0 | 0 | 0 | PG&E FRESNO | Battery | PGE_Fresno_Li_Battery_8hr_77 | 0 | 0 | 0 | 0 | 0 | 0 | 0 | 0 | 0 | 0 | 0 | 0 | 0 | 0 | 0 | 0 | 0 | 0 | 0 | 0 | 0 | 0 | 0 | 0 | 0 | 0 | Li-ion Battery (8-hr) | PGE_Fresno_Li_Battery_8hr_77 | 0 | 0 | 0 | 0 | 0 | 0 | 0 | 0 | 0 | 0 | 0 | 0 | 0 | 0 | 0 | 0 | 0 | 0 | 0 | 0 | 0 | 0 | 0 | 0 | 0 | 0
PGE_New_Li_Battery_8hr_Generic | PGE_New_Li_Battery_8hr | PGE_Fresno_Li_Battery_8hr_88 | 0 | 0 | 0 | 0 | 0 | 0 | 0.08 | 0 | 0.08 | 0 | 0 | 0.54288 | 0 | 0 | 0 | 0 | 0.54288 | 0 | 0 | 0 | 0 | 0.54288 | 0 | 0 | 0 | 0.54288 | PG&E FRESNO | Battery | PGE_Fresno_Li_Battery_8hr_88 | 0 | 0 | 0 | 0 | 0 | 0 | 0.08 | 0 | 0.08 | 0 | 0 | 0.54288 | 0 | 0 | 0 | 0 | 0.54288 | 0 | 0 | 0 | 0 | 0.54288 | 0 | 0 | 0 | 0.54288 | Li-ion Battery (8-hr) | PGE_Fresno_Li_Battery_8hr_88 | 0 | 0 | 0 | 0 | 0 | 0 | 0 | 0 | 0 | 0 | 0 | 0 | 0 | 0 | 0 | 0 | 0 | 0 | 0 | 0 | 0 | 0 | 0 | 0 | 0 | 0
PGE_New_Li_Battery_8hr_Generic | PGE_New_Li_Battery_8hr | PGE_Fresno_Li_Battery_8hr_90 | 0 | 0 | 0 | 0 | 0 | 0 | 0 | 0 | 0 | 0 | 0 | 0 | 0 | 0 | 0 | 0 | 0 | 0 | 0 | 0 | 0 | 0 | 0 | 0 | 0 | 0 | PG&E FRESNO | Battery | PGE_Fresno_Li_Battery_8hr_90 | 0 | 0 | 0 | 0 | 0 | 0 | 0 | 0 | 0 | 0 | 0 | 0 | 0 | 0 | 0 | 0 | 0 | 0 | 0 | 0 | 0 | 0 | 0 | 0 | 0 | 0 | Li-ion Battery (8-hr) | PGE_Fresno_Li_Battery_8hr_90 | 0 | 0 | 0 | 0 | 0 | 0 | 0 | 0 | 0 | 0 | 0 | 0 | 0 | 0 | 0 | 0 | 0 | 0 | 0 | 0 | 0 | 0 | 0 | 0 | 0 | 0
PGE_New_Li_Battery_8hr_Generic | PGE_New_Li_Battery_8hr | PGE_Fresno_Li_Battery_8hr_94 | 0 | 0 | 0 | 0 | 0 | 0 | 0 | 0 | 0 | 0 | 0 | 0 | 0 | 0 | 0 | 0 | 0 | 0 | 0 | 0 | 0 | 0 | 0 | 0 | 0 | 0 | PG&E FRESNO | Battery | PGE_Fresno_Li_Battery_8hr_94 | 0 | 0 | 0 | 0 | 0 | 0 | 0 | 0 | 0 | 0 | 0 | 0 | 0 | 0 | 0 | 0 | 0 | 0 | 0 | 0 | 0 | 0 | 0 | 0 | 0 | 0 | Li-ion Battery (8-hr) | PGE_Fresno_Li_Battery_8hr_94 | 0 | 0 | 0 | 0 | 0 | 0 | 0 | 0 | 0 | 0 | 0 | 0 | 0 | 0 | 0 | 0 | 0 | 0 | 0 | 0 | 0 | 0 | 0 | 0 | 0 | 0
PGE_Fresno_Solar_Generic | PGE_Fresno_Solar | PGE_Fresno_Solar_105 | 0 | 0 | 0 | 0 | 0 | 0 | 0 | 0 | 0 | 0 | 0 | 0 | 0 | 0 | 0 | 0 | 0 | 0 | 0 | 0 | 0 | 0 | 0 | 0 | 0 | 0 | PG&E FRESNO | Solar | PGE_Fresno_Solar_105 | 0 | 0 | 0 | 0 | 0 | 0 | 0 | 0 | 0 | 0 | 0 | 0 | 0 | 0 | 0 | 0 | 0 | 0 | 0 | 0 | 0 | 0 | 0 | 0 | 0 | 0 |  | PGE_Fresno_Solar_105 | 0 | 0 | 0 | 0 | 0 | 0 | 0 | 0 | 0 | 0 | 0 | 0 | 0 | 0 | 0 | 0 | 0 | 0 | 0 | 0 | 0 | 0 | 0 | 0 | 0 | 0
PGE_Fresno_Solar_Generic | PGE_Fresno_Solar | PGE_Fresno_Solar_114 | 0 | 0 | 0 | 0 | 0 | 0 | 0 | 0 | 0 | 0 | 0 | 0.1 | 0 | 0 | 0 | 0 | 0.1 | 0 | 0 | 0 | 0 | 0.1 | 0 | 0 | 0 | 0.1 | PG&E FRESNO | Solar | PGE_Fresno_Solar_114 | 0 | 0 | 0 | 0 | 0 | 0 | 0 | 0 | 0 | 0 | 0 | 0.1 | 0 | 0 | 0 | 0 | 0.1 | 0 | 0 | 0 | 0 | 0.1 | 0 | 0 | 0 | 0.1 |  | PGE_Fresno_Solar_114 | 0 | 0 | 0 | 0 | 0 | 0 | 0 | 0 | 0 | 0 | 0 | 0 | 0 | 0 | 0 | 0 | 0 | 0 | 0 | 0 | 0 | 0 | 0 | 0 | 0 | 0
PGE_Fresno_Solar_Generic | PGE_Fresno_Solar | PGE_Fresno_Solar_115 | 0 | 0 | 0 | 0 | 0 | 0 | 0 | 0 | 0 | 0 | 0 | 0 | 0 | 0 | 0 | 0 | 0 | 0 | 0 | 0 | 0 | 0.1 | 0 | 0 | 0 | 0.1 | PG&E FRESNO | Solar | PGE_Fresno_Solar_115 | 0 | 0 | 0 | 0 | 0 | 0 | 0 | 0 | 0 | 0 | 0 | 0 | 0 | 0 | 0 | 0 | 0 | 0 | 0 | 0 | 0 | 0.1 | 0 | 0 | 0 | 0.1 |  | PGE_Fresno_Solar_115 | 0 | 0 | 0 | 0 | 0 | 0 | 0 | 0 | 0 | 0 | 0 | 0 | 0 | 0 | 0 | 0 | 0 | 0 | 0 | 0 | 0 | 0 | 0 | 0 | 0 | 0
PGE_Fresno_Solar_Generic | PGE_Fresno_Solar | PGE_Fresno_Solar_117 | 0 | 0 | 0 | 0 | 0 | 0 | 0 | 0 | 0 | 0 | 0 | 0.85937 | 0 | 0 | 0 | 0 | 0.85937 | 0 | 0 | 0 | 0 | 2.3674 | 0 | 0 | 0 | 2.3674 | PG&E FRESNO | Solar | PGE_Fresno_Solar_117 | 0 | 0 | 0 | 0 | 0 | 0 | 0 | 0 | 0 | 0 | 0 | 0.58028 | 0 | 0 | 0 | 0 | 0.58028 | 0 | 0 | 0 | 0 | 2.0883 | 0 | 0 | 0 | 2.0883 |  | PGE_Fresno_Solar_117 | 0 | 0 | 0 | 0 | 0 | 0 | 0 | 0 | 0 | 0 | 0 | 0.28 | 0 | 0 | 0 | 0 | 0.28 | 0 | 0 | 0 | 0 | 0.28 | 0 | 0 | 0 | 0.28
PGE_Fresno_Solar_Generic | PGE_Fresno_Solar | PGE_Fresno_Solar_118 | 0 | 0 | 0 | 0 | 0 | 0 | 0 | 0 | 0 | 0 | 0 | 0 | 0 | 0 | 0 | 0 | 0 | 0 | 0 | 0 | 0 | 0 | 0 | 0 | 0 | 0 | PG&E FRESNO | Solar | PGE_Fresno_Solar_118 | 0 | 0 | 0 | 0 | 0 | 0 | 0 | 0 | 0 | 0 | 0 | 0 | 0 | 0 | 0 | 0 | 0 | 0 | 0 | 0 | 0 | 0 | 0 | 0 | 0 | 0 |  | PGE_Fresno_Solar_118 | 0 | 0 | 0 | 0 | 0 | 0 | 0 | 0 | 0 | 0 | 0 | 0 | 0 | 0 | 0 | 0 | 0 | 0 | 0 | 0 | 0 | 0 | 0 | 0 | 0 | 0
PGE_Fresno_Solar_Generic | PGE_Fresno_Solar | PGE_Fresno_Solar_119 | 0 | 0 | 0 | 0 | 0 | 0 | 0 | 0 | 0 | 0 | 0 | 0 | 0 | 0 | 0 | 0 | 0 | 0 | 0 | 0 | 0 | 0 | 0 | 0 | 0 | 0 | PG&E FRESNO | Solar | PGE_Fresno_Solar_119 | 0 | 0 | 0 | 0 | 0 | 0 | 0 | 0 | 0 | 0 | 0 | 0 | 0 | 0 | 0 | 0 | 0 | 0 | 0 | 0 | 0 | 0 | 0 | 0 | 0 | 0 |  | PGE_Fresno_Solar_119 | 0 | 0 | 0 | 0 | 0 | 0 | 0 | 0 | 0 | 0 | 0 | 0 | 0 | 0 | 0 | 0 | 0 | 0 | 0 | 0 | 0 | 0 | 0 | 0 | 0 | 0
PGE_Fresno_Solar_Generic | PGE_Fresno_Solar | PGE_Fresno_Solar_120 | 0 | 0 | 0 | 0 | 0 | 0 | 0.022909 | 0 | 0.022909 | 0 | 0 | 0.022909 | 0 | 0 | 0 | 0 | 0.022909 | 0 | 0 | 0 | 0 | 0.022909 | 0 | 0 | 0 | 0.022909 | PG&E FRESNO | Solar | PGE_Fresno_Solar_120 | 0 | 0 | 0 | 0 | 0 | 0 | 0.022909 | 0 | 0.022909 | 0 | 0 | 0.022909 | 0 | 0 | 0 | 0 | 0.022909 | 0 | 0 | 0 | 0 | 0.022909 | 0 | 0 | 0 | 0.022909 |  | PGE_Fresno_Solar_120 | 0 | 0 | 0 | 0 | 0 | 0 | 0 | 0 | 0 | 0 | 0 | 0 | 0 | 0 | 0 | 0 | 0 | 0 | 0 | 0 | 0 | 0 | 0 | 0 | 0 | 0
PGE_Fresno_Solar_Generic | PGE_Fresno_Solar | PGE_Fresno_Solar_123 | 0 | 0 | 0 | 0 | 0 | 0 | 0 | 0 | 0 | 0 | 0 | 0.092037 | 0 | 0 | 0 | 0 | 0.092037 | 0 | 0 | 0 | 0 | 0.092037 | 0 | 0 | 0 | 0.092037 | PG&E FRESNO | Solar | PGE_Fresno_Solar_123 | 0 | 0 | 0 | 0 | 0 | 0 | 0 | 0 | 0 | 0 | 0 | 0.092037 | 0 | 0 | 0 | 0 | 0.092037 | 0 | 0 | 0 | 0 | 0.092037 | 0 | 0 | 0 | 0.092037 |  | PGE_Fresno_Solar_123 | 0 | 0 | 0 | 0 | 0 | 0 | 0 | 0 | 0 | 0 | 0 | 0 | 0 | 0 | 0 | 0 | 0 | 0 | 0 | 0 | 0 | 0 | 0 | 0 | 0 | 0
PGE_Fresno_Solar_Generic | PGE_Fresno_Solar | PGE_Fresno_Solar_125 | 0 | 0 | 0 | 0 | 0 | 0 | 0 | 0 | 0 | 0 | 0 | 0 | 0 | 0 | 0 | 0 | 0 | 0 | 0 | 0 | 0 | 0 | 0 | 0 | 0 | 0 | PG&E FRESNO | Solar | PGE_Fresno_Solar_125 | 0 | 0 | 0 | 0 | 0 | 0 | 0 | 0 | 0 | 0 | 0 | 0 | 0 | 0 | 0 | 0 | 0 | 0 | 0 | 0 | 0 | 0 | 0 | 0 | 0 | 0 |  | PGE_Fresno_Solar_125 | 0 | 0 | 0 | 0 | 0 | 0 | 0 | 0 | 0 | 0 | 0 | 0 | 0 | 0 | 0 | 0 | 0 | 0 | 0 | 0 | 0 | 0 | 0 | 0 | 0 | 0
PGE_Fresno_Solar_Generic | PGE_Fresno_Solar | PGE_Fresno_Solar_128 | 0 | 0 | 0 | 0 | 0 | 0 | 0.0026648 | 0 | 0.0026648 | 0 | 0 | 0.0026648 | 0 | 0 | 0 | 0 | 0.0026648 | 0 | 0 | 0 | 0 | 0.0026648 | 0 | 0 | 0 | 0.0026648 | PG&E FRESNO | Solar | PGE_Fresno_Solar_128 | 0 | 0 | 0 | 0 | 0 | 0 | 0.0026648 | 0 | 0.0026648 | 0 | 0 | 0.0026648 | 0 | 0 | 0 | 0 | 0.0026648 | 0 | 0 | 0 | 0 | 0.0026648 | 0 | 0 | 0 | 0.0026648 |  | PGE_Fresno_Solar_128 | 0 | 0 | 0 | 0 | 0 | 0 | 0 | 0 | 0 | 0 | 0 | 0 | 0 | 0 | 0 | 0 | 0 | 0 | 0 | 0 | 0 | 0 | 0 | 0 | 0 | 0
PGE_Fresno_Solar_Generic | PGE_Fresno_Solar | PGE_Fresno_Solar_129 | 0 | 0 | 0 | 0 | 0 | 0 | 0 | 0 | 0 | 0 | 0 | 0 | 0 | 0 | 0 | 0 | 0 | 0 | 0 | 0 | 0 | 0 | 0 | 0 | 0 | 0 | PG&E FRESNO | Solar | PGE_Fresno_Solar_129 | 0 | 0 | 0 | 0 | 0 | 0 | 0 | 0 | 0 | 0 | 0 | 0 | 0 | 0 | 0 | 0 | 0 | 0 | 0 | 0 | 0 | 0 | 0 | 0 | 0 | 0 |  | PGE_Fresno_Solar_129 | 0 | 0 | 0 | 0 | 0 | 0 | 0 | 0 | 0 | 0 | 0 | 0 | 0 | 0 | 0 | 0 | 0 | 0 | 0 | 0 | 0 | 0 | 0 | 0 | 0 | 0
PGE_Fresno_Solar_Generic | PGE_Fresno_Solar | PGE_Fresno_Solar_133 | 0 | 0 | 0 | 0 | 0 | 0 | 0 | 0 | 0 | 0 | 0 | 0 | 0 | 0 | 0 | 0 | 0 | 0 | 0 | 0 | 0 | 0 | 0 | 0 | 0 | 0 | PG&E FRESNO | Solar | PGE_Fresno_Solar_133 | 0 | 0 | 0 | 0 | 0 | 0 | 0 | 0 | 0 | 0 | 0 | 0 | 0 | 0 | 0 | 0 | 0 | 0 | 0 | 0 | 0 | 0 | 0 | 0 | 0 | -1.6012e-16 |  | PGE_Fresno_Solar_133 | 0 | 0 | 0 | 0 | 0 | 0 | 0 | 0 | 0 | 0 | 0 | 0 | 0 | 0 | 0 | 0 | 0 | 0 | 0 | 0 | 0 | 0 | 0 | 0 | 0 | 0
PGE_Fresno_Solar_Generic | PGE_Fresno_Solar | PGE_Fresno_Solar_134 | 0 | 0 | 0 | 0 | 0 | 0 | 0 | 0 | 0.073529 | 0 | 0 | 0.073529 | 0 | 0 | 0 | 0 | 0.073529 | 0 | 0 | 0 | 0 | 0.073529 | 0 | 0 | 0 | 0.073529 | PG&E FRESNO | Solar | PGE_Fresno_Solar_134 | 0 | 0 | 0 | 0 | 0 | 0 | 0 | 0 | 0 | 0 | 0 | 0 | 0 | 0 | 0 | 0 | 0 | 0 | 0 | 0 | 0 | 0 | 0 | 0 | 0 | 0 |  | PGE_Fresno_Solar_134 | 0 | 0 | 0 | 0 | 0 | 0 | 0 | 0 | 0.07 | 0 | 0 | 0.07 | 0 | 0 | 0 | 0 | 0.07 | 0 | 0 | 0 | 0 | 0.07 | 0 | 0 | 0 | 0.07
PGE_Fresno_Solar_Generic | PGE_Fresno_Solar | PGE_Fresno_Solar_135 | 0 | 0 | 0 | 0 | 0 | 0 | 0 | 0 | 0 | 0 | 0 | 0 | 0 | 0 | 0 | 0 | 0 | 0 | 0 | 0 | 0 | 0 | 0 | 0 | 0 | 0 | PG&E FRESNO | Solar | PGE_Fresno_Solar_135 | 0 | 0 | 0 | 0 | 0 | 0 | 0 | 0 | 0 | 0 | 0 | 0 | 0 | 0 | 0 | 0 | 0 | 0 | 0 | 0 | 0 | 0 | 0 | 0 | 0 | 0 |  | PGE_Fresno_Solar_135 | 0 | 0 | 0 | 0 | 0 | 0 | 0 | 0 | 0 | 0 | 0 | 0 | 0 | 0 | 0 | 0 | 0 | 0 | 0 | 0 | 0 | 0 | 0 | 0 | 0 | 0
PGE_Fresno_Solar_Generic | PGE_Fresno_Solar | PGE_Fresno_Solar_136 | 0 | 0 | 0 | 0 | 0 | 0 | 0 | 0 | 0 | 0 | 0 | 0.14 | 0 | 0 | 0 | 0 | 0.14 | 0 | 0 | 0 | 0 | 0.14 | 0 | 0 | 0 | 0.14 | PG&E FRESNO | Solar | PGE_Fresno_Solar_136 | 0 | 0 | 0 | 0 | 0 | 0 | 0 | 0 | 0 | 0 | 0 | 0 | 0 | 0 | 0 | 0 | 0 | 0 | 0 | 0 | 0 | 0 | 0 | 0 | 0 | 0 |  | PGE_Fresno_Solar_136 | 0 | 0 | 0 | 0 | 0 | 0 | 0 | 0 | 0 | 0 | 0 | 0.14 | 0 | 0 | 0 | 0 | 0.14 | 0 | 0 | 0 | 0 | 0.14 | 0 | 0 | 0 | 0.14
PGE_Fresno_Solar_Generic | PGE_Fresno_Solar | PGE_Fresno_Solar_137 | 0 | 0 | 0 | 0 | 0 | 0 | 0 | 0 | 0 | 0 | 0 | 0 | 0 | 0 | 0 | 0 | 0 | 0 | 0 | 0 | 0 | 0 | 0 | 0 | 0 | 0 | PG&E FRESNO | Solar | PGE_Fresno_Solar_137 | 0 | 0 | 0 | 0 | 0 | 0 | 0 | 0 | 0 | 0 | 0 | 0 | 0 | 0 | 0 | 0 | 0 | 0 | 0 | 0 | 0 | 0 | 0 | 0 | 0 | 0 |  | PGE_Fresno_Solar_137 | 0 | 0 | 0 | 0 | 0 | 0 | 0 | 0 | 0 | 0 | 0 | 0 | 0 | 0 | 0 | 0 | 0 | 0 | 0 | 0 | 0 | 0 | 0 | 0 | 0 | 0
PGE_Fresno_Solar_Generic | PGE_Fresno_Solar | PGE_Fresno_Solar_138 | 0 | 0 | 0 | 0 | 0 | 0 | 0 | 0 | 0 | 0 | 0 | 0 | 0 | 0 | 0 | 0 | 0 | 0 | 0 | 0 | 0 | 0 | 0 | 0 | 0 | 0 | PG&E FRESNO | Solar | PGE_Fresno_Solar_138 | 0 | 0 | 0 | 0 | 0 | 0 | 0 | 0 | 0 | 0 | 0 | 0 | 0 | 0 | 0 | 0 | 0 | 0 | 0 | 0 | 0 | 0 | 0 | 0 | 0 | 0 |  | PGE_Fresno_Solar_138 | 0 | 0 | 0 | 0 | 0 | 0 | 0 | 0 | 0 | 0 | 0 | 0 | 0 | 0 | 0 | 0 | 0 | 0 | 0 | 0 | 0 | 0 | 0 | 0 | 0 | 0
PGE_Fresno_Solar_Generic | PGE_Fresno_Solar | PGE_Fresno_Solar_139 | 0 | 0 | 0 | 0 | 0 | 0 | 0 | 0 | 0 | 0 | 0 | 0 | 0 | 0 | 0 | 0 | 0 | 0 | 0 | 0 | 0 | 0 | 0 | 0 | 0 | 0 | PG&E FRESNO | Solar | PGE_Fresno_Solar_139 | 0 | 0 | 0 | 0 | 0 | 0 | 0 | 0 | 0 | 0 | 0 | 0 | 0 | 0 | 0 | 0 | 0 | 0 | 0 | 0 | 0 | 0 | 0 | 0 | 0 | 0 |  | PGE_Fresno_Solar_139 | 0 | 0 | 0 | 0 | 0 | 0 | 0 | 0 | 0 | 0 | 0 | 0 | 0 | 0 | 0 | 0 | 0 | 0 | 0 | 0 | 0 | 0 | 0 | 0 | 0 | 0
PGE_Fresno_Solar_Generic | PGE_Fresno_Solar | PGE_Fresno_Solar_140 | 0 | 0 | 0 | 0 | 0 | 0 | 0 | 0 | 0 | 0 | 0 | 0 | 0 | 0 | 0 | 0 | 0 | 0 | 0 | 0 | 0 | 0 | 0 | 0 | 0 | 0 | PG&E FRESNO | Solar | PGE_Fresno_Solar_140 | 0 | 0 | 0 | 0 | 0 | 0 | 0 | 0 | 0 | 0 | 0 | 0 | 0 | 0 | 0 | 0 | 0 | 0 | 0 | 0 | 0 | 0 | 0 | 0 | 0 | 0 |  | PGE_Fresno_Solar_140 | 0 | 0 | 0 | 0 | 0 | 0 | 0 | 0 | 0 | 0 | 0 | 0 | 0 | 0 | 0 | 0 | 0 | 0 | 0 | 0 | 0 | 0 | 0 | 0 | 0 | 0
PGE_Fresno_Solar_Generic | PGE_Fresno_Solar | PGE_Fresno_Solar_142 | 0 | 0 | 0 | 0 | 0 | 0 | 0 | 0 | 0 | 0 | 0 | 0 | 0 | 0 | 0 | 0 | 0 | 0 | 0 | 0 | 0 | 0 | 0 | 0 | 0 | 0 | PG&E FRESNO | Solar | PGE_Fresno_Solar_142 | 0 | 0 | 0 | 0 | 0 | 0 | 0 | 0 | 0 | 0 | 0 | 0 | 0 | 0 | 0 | 0 | 0 | 0 | 0 | 0 | 0 | 0 | 0 | 0 | 0 | 0 |  | PGE_Fresno_Solar_142 | 0 | 0 | 0 | 0 | 0 | 0 | 0 | 0 | 0 | 0 | 0 | 0 | 0 | 0 | 0 | 0 | 0 | 0 | 0 | 0 | 0 | 0 | 0 | 0 | 0 | 0
PGE_Fresno_Solar_Generic | PGE_Fresno_Solar | PGE_Fresno_Solar_145 | 0 | 0 | 0 | 0 | 0 | 0 | 0 | 0 | 0 | 0 | 0 | 0 | 0 | 0 | 0 | 0 | 0 | 0 | 0 | 0 | 0 | 0 | 0 | 0 | 0 | 0 | PG&E FRESNO | Solar | PGE_Fresno_Solar_145 | 0 | 0 | 0 | 0 | 0 | 0 | 0 | 0 | 0 | 0 | 0 | 0 | 0 | 0 | 0 | 0 | 0 | 0 | 0 | 0 | 0 | 0 | 0 | 0 | 0 | 0 |  | PGE_Fresno_Solar_145 | 0 | 0 | 0 | 0 | 0 | 0 | 0 | 0 | 0 | 0 | 0 | 0 | 0 | 0 | 0 | 0 | 0 | 0 | 0 | 0 | 0 | 0 | 0 | 0 | 0 | 0
PGE_Fresno_Solar_Generic | PGE_Fresno_Solar | PGE_Fresno_Solar_148 | 0 | 0 | 0 | 0 | 0 | 0 | 0 | 0 | 0 | 0 | 0 | 0 | 0 | 0 | 0 | 0 | 0 | 0 | 0 | 0 | 0 | 0 | 0 | 0 | 0 | 0 | PG&E FRESNO | Solar | PGE_Fresno_Solar_148 | 0 | 0 | 0 | 0 | 0 | 0 | 0 | 0 | 0 | 0 | 0 | 0 | 0 | 0 | 0 | 0 | 0 | 0 | 0 | 0 | 0 | 0 | 0 | 0 | 0 | 0 |  | PGE_Fresno_Solar_148 | 0 | 0 | 0 | 0 | 0 | 0 | 0 | 0 | 0 | 0 | 0 | 0 | 0 | 0 | 0 | 0 | 0 | 0 | 0 | 0 | 0 | 0 | 0 | 0 | 0 | 0
PGE_Fresno_Solar_Generic | PGE_Fresno_Solar | PGE_Fresno_Solar_149 | 0 | 0 | 0 | 0 | 0 | 0 | 0 | 0 | 0.071471 | 0 | 0 | 0.092352 | 0 | 0 | 0 | 0 | 0.092352 | 0 | 0 | 0 | 0 | 0.092352 | 0 | 0 | 0 | 0.092352 | PG&E FRESNO | Solar | PGE_Fresno_Solar_149 | 0 | 0 | 0 | 0 | 0 | 0 | 0 | 0 | 0 | 0 | 0 | 0 | 0 | 0 | 0 | 0 | 0 | 0 | 0 | 0 | 0 | 0 | 0 | 0 | 0 | 0 |  | PGE_Fresno_Solar_149 | 0 | 0 | 0 | 0 | 0 | 0 | 0 | 0 | 0.07 | 0 | 0 | 0.09 | 0 | 0 | 0 | 0 | 0.09 | 0 | 0 | 0 | 0 | 0.09 | 0 | 0 | 0 | 0.09
PGE_Fresno_Solar_Generic | PGE_Fresno_Solar | PGE_Fresno_Solar_150 | 0 | 0 | 0 | 0 | 0 | 0 | 0 | 0 | 0 | 0 | 0 | 0 | 0 | 0 | 0 | 0 | 0 | 0 | 0 | 0 | 0 | 0 | 0 | 0 | 0 | 0 | PG&E FRESNO | Solar | PGE_Fresno_Solar_150 | 0 | 0 | 0 | 0 | 0 | 0 | 0 | 0 | 0 | 0 | 0 | 0 | 0 | 0 | 0 | 0 | 0 | 0 | 0 | 0 | 0 | 0 | 0 | 0 | 0 | 0 |  | PGE_Fresno_Solar_150 | 0 | 0 | 0 | 0 | 0 | 0 | 0 | 0 | 0 | 0 | 0 | 0 | 0 | 0 | 0 | 0 | 0 | 0 | 0 | 0 | 0 | 0 | 0 | 0 | 0 | 0
PGE_Fresno_Solar_Generic | PGE_Fresno_Solar | PGE_Fresno_Solar_152 | 0 | 0 | 0 | 0 | 0 | 0 | 0 | 0 | 0 | 0 | 0 | 0 | 0 | 0 | 0 | 0 | 0 | 0 | 0 | 0 | 0 | 0 | 0 | 0 | 0 | 0 | PG&E FRESNO | Solar | PGE_Fresno_Solar_152 | 0 | 0 | 0 | 0 | 0 | 0 | 0 | 0 | 0 | 0 | 0 | 0 | 0 | 0 | 0 | 0 | 0 | 0 | 0 | 0 | 0 | 0 | 0 | 0 | 0 | 0 |  | PGE_Fresno_Solar_152 | 0 | 0 | 0 | 0 | 0 | 0 | 0 | 0 | 0 | 0 | 0 | 0 | 0 | 0 | 0 | 0 | 0 | 0 | 0 | 0 | 0 | 0 | 0 | 0 | 0 | 0
PGE_Fresno_Solar_Generic | PGE_Fresno_Solar | PGE_Fresno_Solar_158 | 0 | 0 | 0 | 0 | 0 | 0 | 0 | 0 | 0 | 0 | 0 | 0 | 0 | 0 | 0 | 0 | 0 | 0 | 0 | 0 | 0 | 0 | 0 | 0 | 0 | 0 | PG&E FRESNO | Solar | PGE_Fresno_Solar_158 | 0 | 0 | 0 | 0 | 0 | 0 | 0 | 0 | 0 | 0 | 0 | 0 | 0 | 0 | 0 | 0 | 0 | 0 | 0 | 0 | 0 | 0 | 0 | 0 | 0 | 0 |  | PGE_Fresno_Solar_158 | 0 | 0 | 0 | 0 | 0 | 0 | 0 | 0 | 0 | 0 | 0 | 0 | 0 | 0 | 0 | 0 | 0 | 0 | 0 | 0 | 0 | 0 | 0 | 0 | 0 | 0
PGE_Fresno_Solar_Generic | PGE_Fresno_Solar | PGE_Fresno_Solar_162 | 0 | 0 | 0 | 0 | 0 | 0 | 0 | 0 | 0 | 0 | 0 | 0 | 0 | 0 | 0 | 0 | 0 | 0 | 0 | 0 | 0 | 0 | 0 | 0 | 0 | 0 | PG&E FRESNO | Solar | PGE_Fresno_Solar_162 | 0 | 0 | 0 | 0 | 0 | 0 | 0 | 0 | 0 | 0 | 0 | 0 | 0 | 0 | 0 | 0 | 0 | 0 | 0 | 0 | 0 | 0 | 0 | 0 | 0 | 0 |  | PGE_Fresno_Solar_162 | 0 | 0 | 0 | 0 | 0 | 0 | 0 | 0 | 0 | 0 | 0 | 0 | 0 | 0 | 0 | 0 | 0 | 0 | 0 | 0 | 0 | 0 | 0 | 0 | 0 | 0
PGE_Fresno_Solar_Generic | PGE_Fresno_Solar | PGE_Fresno_Solar_163 | 0 | 0 | 0 | 0 | 0 | 0 | 0 | 0 | 0 | 0 | 0 | 0 | 0 | 0 | 0 | 0 | 0 | 0 | 0 | 0 | 0 | 0 | 0 | 0 | 0 | 0 | PG&E FRESNO | Solar | PGE_Fresno_Solar_163 | 0 | 0 | 0 | 0 | 0 | 0 | 0 | 0 | 0 | 0 | 0 | 0 | 0 | 0 | 0 | 0 | 0 | 0 | 0 | 0 | 0 | 0 | 0 | 0 | 0 | 0 |  | PGE_Fresno_Solar_163 | 0 | 0 | 0 | 0 | 0 | 0 | 0 | 0 | 0 | 0 | 0 | 0 | 0 | 0 | 0 | 0 | 0 | 0 | 0 | 0 | 0 | 0 | 0 | 0 | 0 | 0
PGE_Fresno_Solar_Generic | PGE_Fresno_Solar | PGE_Fresno_Solar_164 | 0 | 0 | 0 | 0 | 0 | 0 | 0 | 0 | 0 | 0 | 0 | 0 | 0 | 0 | 0 | 0 | 0 | 0 | 0 | 0 | 0 | 0 | 0 | 0 | 0 | 0 | PG&E FRESNO | Solar | PGE_Fresno_Solar_164 | 0 | 0 | 0 | 0 | 0 | 0 | 0 | 0 | 0 | 0 | 0 | 0 | 0 | 0 | 0 | 0 | 0 | 0 | 0 | 0 | 0 | 0 | 0 | 0 | 0 | 0 |  | PGE_Fresno_Solar_164 | 0 | 0 | 0 | 0 | 0 | 0 | 0 | 0 | 0 | 0 | 0 | 0 | 0 | 0 | 0 | 0 | 0 | 0 | 0 | 0 | 0 | 0 | 0 | 0 | 0 | 0
PGE_Fresno_Solar_Generic | PGE_Fresno_Solar | PGE_Fresno_Solar_166 | 0 | 0 | 0 | 0 | 0 | 0 | 0 | 0 | 0 | 0 | 0 | 0 | 0 | 0 | 0 | 0 | 0 | 0 | 0 | 0 | 0 | 0 | 0 | 0 | 0 | 0 | PG&E FRESNO | Solar | PGE_Fresno_Solar_166 | 0 | 0 | 0 | 0 | 0 | 0 | 0 | 0 | 0 | 0 | 0 | 0 | 0 | 0 | 0 | 0 | 0 | 0 | 0 | 0 | 0 | 0 | 0 | 0 | 0 | 0 |  | PGE_Fresno_Solar_166 | 0 | 0 | 0 | 0 | 0 | 0 | 0 | 0 | 0 | 0 | 0 | 0 | 0 | 0 | 0 | 0 | 0 | 0 | 0 | 0 | 0 | 0 | 0 | 0 | 0 | 0
PGE_Fresno_Solar_Generic | PGE_Fresno_Solar | PGE_Fresno_Solar_168 | 0 | 0 | 0 | 0 | 0 | 0 | 0 | 0 | 0 | 0 | 0 | 0 | 0 | 0 | 0 | 0 | 0 | 0 | 0 | 0 | 0 | 0 | 0 | 0 | 0 | 0 | PG&E FRESNO | Solar | PGE_Fresno_Solar_168 | 0 | 0 | 0 | 0 | 0 | 0 | 0 | 0 | 0 | 0 | 0 | 0 | 0 | 0 | 0 | 0 | 0 | 0 | 0 | 0 | 0 | 0 | 0 | 0 | 0 | 0 |  | PGE_Fresno_Solar_168 | 0 | 0 | 0 | 0 | 0 | 0 | 0 | 0 | 0 | 0 | 0 | 0 | 0 | 0 | 0 | 0 | 0 | 0 | 0 | 0 | 0 | 0 | 0 | 0 | 0 | 0
PGE_Fresno_Solar_Generic | PGE_Fresno_Solar | PGE_Fresno_Solar_169 | 0 | 0 | 0 | 0 | 0 | 0 | 0 | 0 | 0 | 0 | 0 | 0 | 0 | 0 | 0 | 0 | 0 | 0 | 0 | 0 | 0 | 0 | 0 | 0 | 0 | 0 | PG&E FRESNO | Solar | PGE_Fresno_Solar_169 | 0 | 0 | 0 | 0 | 0 | 0 | 0 | 0 | 0 | 0 | 0 | 0 | 0 | 0 | 0 | 0 | 0 | 0 | 0 | 0 | 0 | 0 | 0 | 0 | 0 | 0 |  | PGE_Fresno_Solar_169 | 0 | 0 | 0 | 0 | 0 | 0 | 0 | 0 | 0 | 0 | 0 | 0 | 0 | 0 | 0 | 0 | 0 | 0 | 0 | 0 | 0 | 0 | 0 | 0 | 0 | 0
PGE_Fresno_Solar_Generic | PGE_Fresno_Solar | PGE_Fresno_Solar_64 | 0 | 0 | 0 | 0 | 0 | 0 | 0 | 0 | 0 | 0 | 0 | 0 | 0 | 0 | 0 | 0 | 0 | 0 | 0 | 0 | 0 | 0.53423 | 0 | 0 | 0 | 0.53423 | PG&E FRESNO | Solar | PGE_Fresno_Solar_64 | 0 | 0 | 0 | 0 | 0 | 0 | 0 | 0 | 0 | 0 | 0 | 0 | 0 | 0 | 0 | 0 | 0 | 0 | 0 | 0 | 0 | 0.53423 | 0 | 0 | 0 | 0.53423 |  | PGE_Fresno_Solar_64 | 0 | 0 | 0 | 0 | 0 | 0 | 0 | 0 | 0 | 0 | 0 | 0 | 0 | 0 | 0 | 0 | 0 | 0 | 0 | 0 | 0 | 0 | 0 | 0 | 0 | 0
PGE_Fresno_Solar_Generic | PGE_Fresno_Solar | PGE_Fresno_Solar_69 | 0 | 0 | 0 | 0 | 0 | 0 | 0.10327 | 0 | 0.10327 | 0 | 0 | 0.10327 | 0 | 0 | 0 | 0 | 0.10327 | 0 | 0 | 0 | 0 | 0.10327 | 0 | 0 | 0 | 0.10327 | PG&E FRESNO | Solar | PGE_Fresno_Solar_69 | 0 | 0 | 0 | 0 | 0 | 0 | 0.10327 | 0 | 0.10327 | 0 | 0 | 0.10327 | 0 | 0 | 0 | 0 | 0.10327 | 0 | 0 | 0 | 0 | 0.10327 | 0 | 0 | 0 | 0.10327 |  | PGE_Fresno_Solar_69 | 0 | 0 | 0 | 0 | 0 | 0 | 0 | 0 | 0 | 0 | 0 | 0 | 0 | 0 | 0 | 0 | 0 | 0 | 0 | 0 | 0 | 0 | 0 | 0 | 0 | 0
PGE_Fresno_Solar_Generic | PGE_Fresno_Solar | PGE_Fresno_Solar_70 | 0 | 0 | 0 | 0 | 0 | 0 | 0 | 0 | 0 | 0 | 0 | 0.63205 | 0 | 0 | 0 | 0 | 0.63205 | 0 | 0 | 0 | 0 | 0.63205 | 0 | 0 | 0 | 0.63205 | PG&E FRESNO | Solar | PGE_Fresno_Solar_70 | 0 | 0 | 0 | 0 | 0 | 0 | 0 | 0 | 0 | 0 | 0 | 0.63205 | 0 | 0 | 0 | 0 | 0.63205 | 0 | 0 | 0 | 0 | 0.63205 | 0 | 0 | 0 | 0.63205 |  | PGE_Fresno_Solar_70 | 0 | 0 | 0 | 0 | 0 | 0 | 0 | 0 | 0 | 0 | 0 | 0 | 0 | 0 | 0 | 0 | 0 | 0 | 0 | 0 | 0 | 0 | 0 | 0 | 0 | 0
PGE_Fresno_Solar_Generic | PGE_Fresno_Solar | PGE_Fresno_Solar_71 | 0 | 0 | 0 | 0 | 0 | 0 | 0 | 0 | 0 | 0 | 0 | 0.73722 | 0 | 0 | 0 | 0 | 0.73722 | 0 | 0 | 0 | 0 | 0.73722 | 0 | 0 | 0 | 0.73722 | PG&E FRESNO | Solar | PGE_Fresno_Solar_71 | 0 | 0 | 0 | 0 | 0 | 0 | 0 | 0 | 0 | 0 | 0 | 0.73722 | 0 | 0 | 0 | 0 | 0.73722 | 0 | 0 | 0 | 0 | 0.73722 | 0 | 0 | 0 | 0.73722 |  | PGE_Fresno_Solar_71 | 0 | 0 | 0 | 0 | 0 | 0 | 0 | 0 | 0 | 0 | 0 | 0 | 0 | 0 | 0 | 0 | 0 | 0 | 0 | 0 | 0 | 0 | 0 | 0 | 0 | 0
PGE_Fresno_Solar_Generic | PGE_Fresno_Solar | PGE_Fresno_Solar_73 | 0 | 0 | 0 | 0 | 0 | 0 | 0 | 0 | 0 | 0 | 0 | 0 | 0 | 0 | 0 | 0 | 0 | 0 | 0 | 0 | 0 | 0 | 0 | 0 | 0 | 0.0021591 | PG&E FRESNO | Solar | PGE_Fresno_Solar_73 | 0 | 0 | 0 | 0 | 0 | 0 | 0 | 0 | 0 | 0 | 0 | 0 | 0 | 0 | 0 | 0 | 0 | 0 | 0 | 0 | 0 | 0 | 0 | 0 | 0 | 0.0021591 |  | PGE_Fresno_Solar_73 | 0 | 0 | 0 | 0 | 0 | 0 | 0 | 0 | 0 | 0 | 0 | 0 | 0 | 0 | 0 | 0 | 0 | 0 | 0 | 0 | 0 | 0 | 0 | 0 | 0 | 0
PGE_Fresno_Solar_Generic | PGE_Fresno_Solar | PGE_Fresno_Solar_75 | 0 | 0 | 0 | 0 | 0 | 0 | 0 | 0 | 0 | 0 | 0 | 0.29377 | 0 | 0 | 0 | 0 | 0.29377 | 0 | 0 | 0 | 0 | 0.74955 | 0 | 0 | 0 | 1.0075 | PG&E FRESNO | Solar | PGE_Fresno_Solar_75 | 0 | 0 | 0 | 0 | 0 | 0 | 0 | 0 | 0 | 0 | 0 | 0.29377 | 0 | 0 | 0 | 0 | 0.29377 | 0 | 0 | 0 | 0 | 0.74955 | 0 | 0 | 0 | 1.0075 |  | PGE_Fresno_Solar_75 | 0 | 0 | 0 | 0 | 0 | 0 | 0 | 0 | 0 | 0 | 0 | 0 | 0 | 0 | 0 | 0 | 0 | 0 | 0 | 0 | 0 | 0 | 0 | 0 | 0 | 0
PGE_Fresno_Solar_Generic | PGE_Fresno_Solar | PGE_Fresno_Solar_76 | 0 | 0 | 0 | 0 | 0 | 0 | 0 | 0 | 0 | 0 | 0 | 0.1 | 0 | 0 | 0 | 0 | 0.1 | 0 | 0 | 0 | 0 | 0.1 | 0 | 0 | 0 | 0.1 | PG&E FRESNO | Solar | PGE_Fresno_Solar_76 | 0 | 0 | 0 | 0 | 0 | 0 | 0 | 0 | 0 | 0 | 0 | 0.1 | 0 | 0 | 0 | 0 | 0.1 | 0 | 0 | 0 | 0 | 0.1 | 0 | 0 | 0 | 0.1 |  | PGE_Fresno_Solar_76 | 0 | 0 | 0 | 0 | 0 | 0 | 0 | 0 | 0 | 0 | 0 | 0 | 0 | 0 | 0 | 0 | 0 | 0 | 0 | 0 | 0 | 0 | 0 | 0 | 0 | 0
PGE_Fresno_Solar_Generic | PGE_Fresno_Solar | PGE_Fresno_Solar_77 | 0 | 0 | 0 | 0 | 0 | 0 | 0 | 0 | 0 | 0 | 0 | 0.1114 | 0 | 0 | 0 | 0 | 0.1114 | 0 | 0 | 0 | 0 | 0.1114 | 0 | 0 | 0 | 0.1114 | PG&E FRESNO | Solar | PGE_Fresno_Solar_77 | 0 | 0 | 0 | 0 | 0 | 0 | 0 | 0 | 0 | 0 | 0 | 0.1114 | 0 | 0 | 0 | 0 | 0.1114 | 0 | 0 | 0 | 0 | 0.1114 | 0 | 0 | 0 | 0.1114 |  | PGE_Fresno_Solar_77 | 0 | 0 | 0 | 0 | 0 | 0 | 0 | 0 | 0 | 0 | 0 | 0 | 0 | 0 | 0 | 0 | 0 | 0 | 0 | 0 | 0 | 0 | 0 | 0 | 0 | 0
PGE_Fresno_Solar_Generic | PGE_Fresno_Solar | PGE_Fresno_Solar_88 | 0 | 0 | 0 | 0 | 0 | 0 | 0.049185 | 0 | 0.049185 | 0 | 0 | 0.055701 | 0 | 0 | 0 | 0 | 0.055701 | 0 | 0 | 0 | 0 | 0.055701 | 0 | 0 | 0 | 0.055701 | PG&E FRESNO | Solar | PGE_Fresno_Solar_88 | 0 | 0 | 0 | 0 | 0 | 0 | 0.049185 | 0 | 0.049185 | 0 | 0 | 0.055701 | 0 | 0 | 0 | 0 | 0.055701 | 0 | 0 | 0 | 0 | 0.055701 | 0 | 0 | 0 | 0.055701 |  | PGE_Fresno_Solar_88 | 0 | 0 | 0 | 0 | 0 | 0 | 0 | 0 | 0 | 0 | 0 | 0 | 0 | 0 | 0 | 0 | 0 | 0 | 0 | 0 | 0 | 0 | 0 | 0 | 0 | 0
PGE_Fresno_Solar_Generic | PGE_Fresno_Solar | PGE_Fresno_Solar_90 | 0 | 0 | 0 | 0 | 0 | 0 | 0 | 0 | 0 | 0 | 0 | 0 | 0 | 0 | 0 | 0 | 0 | 0 | 0 | 0 | 0 | 0.080241 | 0 | 0 | 0 | 0.080241 | PG&E FRESNO | Solar | PGE_Fresno_Solar_90 | 0 | 0 | 0 | 0 | 0 | 0 | 0 | 0 | 0 | 0 | 0 | 0 | 0 | 0 | 0 | 0 | 0 | 0 | 0 | 0 | 0 | 0.080241 | 0 | 0 | 0 | 0.080241 |  | PGE_Fresno_Solar_90 | 0 | 0 | 0 | 0 | 0 | 0 | 0 | 0 | 0 | 0 | 0 | 0 | 0 | 0 | 0 | 0 | 0 | 0 | 0 | 0 | 0 | 0 | 0 | 0 | 0 | 0
PGE_Fresno_Solar_Generic | PGE_Fresno_Solar | PGE_Fresno_Solar_94 | 0 | 0 | 0 | 0 | 0 | 0 | 0.039972 | 0 | 0.039972 | 0 | 0 | 0.039972 | 0 | 0 | 0 | 0 | 0.039972 | 0 | 0 | 0 | 0 | 0.039972 | 0 | 0 | 0 | 0.039972 | PG&E FRESNO | Solar | PGE_Fresno_Solar_94 | 0 | 0 | 0 | 0 | 0 | 0 | 0.039972 | 0 | 0.039972 | 0 | 0 | 0.039972 | 0 | 0 | 0 | 0 | 0.039972 | 0 | 0 | 0 | 0 | 0.039972 | 0 | 0 | 0 | 0.039972 |  | PGE_Fresno_Solar_94 | 0 | 0 | 0 | 0 | 0 | 0 | 0 | 0 | 0 | 0 | 0 | 0 | 0 | 0 | 0 | 0 | 0 | 0 | 0 | 0 | 0 | 0 | 0 | 0 | 0 | 0
PGE_New_EGS_Generic | PGE_New_EGS | PGE_GBA_EGS_Deep_10 | 0 | 0 | 0 | 0 | 0 | 0 | 0 | 0 | 0 | 0 | 0 | 0 | 0 | 0 | 0 | 0 | 0 | 0 | 0 | 0 | 0 | 0 | 0 | 0 | 0 | 0 | PG&E GBA | Geothermal | PGE_GBA_EGS_Deep_10 | 0 | 0 | 0 | 0 | 0 | 0 | 0 | 0 | 0 | 0 | 0 | 0 | 0 | 0 | 0 | 0 | 0 | 0 | 0 | 0 | 0 | 0 | 0 | 0 | 0 | 0 |  | PGE_GBA_EGS_Deep_10 | 0 | 0 | 0 | 0 | 0 | 0 | 0 | 0 | 0 | 0 | 0 | 0 | 0 | 0 | 0 | 0 | 0 | 0 | 0 | 0 | 0 | 0 | 0 | 0 | 0 | 0
PGE_New_EGS_Generic | PGE_New_EGS | PGE_GBA_EGS_Deep_11 | 0 | 0 | 0 | 0 | 0 | 0 | 0 | 0 | 0 | 0 | 0 | 0 | 0 | 0 | 0 | 0 | 0 | 0 | 0 | 0 | 0 | 0 | 0 | 0 | 0 | 0 | PG&E GBA | Geothermal | PGE_GBA_EGS_Deep_11 | 0 | 0 | 0 | 0 | 0 | 0 | 0 | 0 | 0 | 0 | 0 | 0 | 0 | 0 | 0 | 0 | 0 | 0 | 0 | 0 | 0 | 0 | 0 | 0 | 0 | 0 |  | PGE_GBA_EGS_Deep_11 | 0 | 0 | 0 | 0 | 0 | 0 | 0 | 0 | 0 | 0 | 0 | 0 | 0 | 0 | 0 | 0 | 0 | 0 | 0 | 0 | 0 | 0 | 0 | 0 | 0 | 0
PGE_New_EGS_Generic | PGE_New_EGS | PGE_GBA_EGS_Deep_116 | 0 | 0 | 0 | 0 | 0 | 0 | 0 | 0 | 0 | 0 | 0 | 0 | 0 | 0 | 0 | 0 | 0 | 0 | 0 | 0 | 0 | 0 | 0 | 0 | 0 | 0 | PG&E GBA | Geothermal | PGE_GBA_EGS_Deep_116 | 0 | 0 | 0 | 0 | 0 | 0 | 0 | 0 | 0 | 0 | 0 | 0 | 0 | 0 | 0 | 0 | 0 | 0 | 0 | 0 | 0 | 0 | 0 | 0 | 0 | 0 |  | PGE_GBA_EGS_Deep_116 | 0 | 0 | 0 | 0 | 0 | 0 | 0 | 0 | 0 | 0 | 0 | 0 | 0 | 0 | 0 | 0 | 0 | 0 | 0 | 0 | 0 | 0 | 0 | 0 | 0 | 0
PGE_New_EGS_Generic | PGE_New_EGS | PGE_GBA_EGS_Deep_12 | 0 | 0 | 0 | 0 | 0 | 0 | 0 | 0 | 0 | 0 | 0 | 0 | 0 | 0 | 0 | 0 | 0 | 0 | 0 | 0 | 0 | 0 | 0 | 0 | 0 | 0 | PG&E GBA | Geothermal | PGE_GBA_EGS_Deep_12 | 0 | 0 | 0 | 0 | 0 | 0 | 0 | 0 | 0 | 0 | 0 | 0 | 0 | 0 | 0 | 0 | 0 | 0 | 0 | 0 | 0 | 0 | 0 | 0 | 0 | 0 |  | PGE_GBA_EGS_Deep_12 | 0 | 0 | 0 | 0 | 0 | 0 | 0 | 0 | 0 | 0 | 0 | 0 | 0 | 0 | 0 | 0 | 0 | 0 | 0 | 0 | 0 | 0 | 0 | 0 | 0 | 0
PGE_New_EGS_Generic | PGE_New_EGS | PGE_GBA_EGS_Deep_13 | 0 | 0 | 0 | 0 | 0 | 0 | 0 | 0 | 0 | 0 | 0 | 0 | 0 | 0 | 0 | 0 | 0 | 0 | 0 | 0 | 0 | 0 | 0 | 0 | 0 | 0 | PG&E GBA | Geothermal | PGE_GBA_EGS_Deep_13 | 0 | 0 | 0 | 0 | 0 | 0 | 0 | 0 | 0 | 0 | 0 | 0 | 0 | 0 | 0 | 0 | 0 | 0 | 0 | 0 | 0 | 0 | 0 | 0 | 0 | 0 |  | PGE_GBA_EGS_Deep_13 | 0 | 0 | 0 | 0 | 0 | 0 | 0 | 0 | 0 | 0 | 0 | 0 | 0 | 0 | 0 | 0 | 0 | 0 | 0 | 0 | 0 | 0 | 0 | 0 | 0 | 0
PGE_New_EGS_Generic | PGE_New_EGS | PGE_GBA_EGS_Deep_14 | 0 | 0 | 0 | 0 | 0 | 0 | 0 | 0 | 0 | 0 | 0 | 0 | 0 | 0 | 0 | 0 | 0 | 0 | 0 | 0 | 0 | 0 | 0 | 0 | 0 | 0 | PG&E GBA | Geothermal | PGE_GBA_EGS_Deep_14 | 0 | 0 | 0 | 0 | 0 | 0 | 0 | 0 | 0 | 0 | 0 | 0 | 0 | 0 | 0 | 0 | 0 | 0 | 0 | 0 | 0 | 0 | 0 | 0 | 0 | 0 |  | PGE_GBA_EGS_Deep_14 | 0 | 0 | 0 | 0 | 0 | 0 | 0 | 0 | 0 | 0 | 0 | 0 | 0 | 0 | 0 | 0 | 0 | 0 | 0 | 0 | 0 | 0 | 0 | 0 | 0 | 0
PGE_New_EGS_Generic | PGE_New_EGS | PGE_GBA_EGS_Deep_3 | 0 | 0 | 0 | 0 | 0 | 0 | 0 | 0 | 0 | 0 | 0 | 0 | 0 | 0 | 0 | 0 | 0 | 0 | 0 | 0 | 0 | 0 | 0 | 0 | 0 | 0 | PG&E GBA | Geothermal | PGE_GBA_EGS_Deep_3 | 0 | 0 | 0 | 0 | 0 | 0 | 0 | 0 | 0 | 0 | 0 | 0 | 0 | 0 | 0 | 0 | 0 | 0 | 0 | 0 | 0 | 0 | 0 | 0 | 0 | 0 |  | PGE_GBA_EGS_Deep_3 | 0 | 0 | 0 | 0 | 0 | 0 | 0 | 0 | 0 | 0 | 0 | 0 | 0 | 0 | 0 | 0 | 0 | 0 | 0 | 0 | 0 | 0 | 0 | 0 | 0 | 0
PGE_New_EGS_Generic | PGE_New_EGS | PGE_GBA_EGS_Deep_32 | 0 | 0 | 0 | 0 | 0 | 0 | 0 | 0 | 0 | 0 | 0 | 0 | 0 | 0 | 0 | 0 | 0 | 0 | 0 | 0 | 0 | 0 | 0 | 0 | 0 | 0 | PG&E GBA | Geothermal | PGE_GBA_EGS_Deep_32 | 0 | 0 | 0 | 0 | 0 | 0 | 0 | 0 | 0 | 0 | 0 | 0 | 0 | 0 | 0 | 0 | 0 | 0 | 0 | 0 | 0 | 0 | 0 | 0 | 0 | 0 |  | PGE_GBA_EGS_Deep_32 | 0 | 0 | 0 | 0 | 0 | 0 | 0 | 0 | 0 | 0 | 0 | 0 | 0 | 0 | 0 | 0 | 0 | 0 | 0 | 0 | 0 | 0 | 0 | 0 | 0 | 0
PGE_New_EGS_Generic | PGE_New_EGS | PGE_GBA_EGS_Deep_34 | 0 | 0 | 0 | 0 | 0 | 0 | 0 | 0 | 0 | 0 | 0 | 0 | 0 | 0 | 0 | 0 | 0 | 0 | 0 | 0 | 0 | 0 | 0 | 0 | 0 | 0 | PG&E GBA | Geothermal | PGE_GBA_EGS_Deep_34 | 0 | 0 | 0 | 0 | 0 | 0 | 0 | 0 | 0 | 0 | 0 | 0 | 0 | 0 | 0 | 0 | 0 | 0 | 0 | 0 | 0 | 0 | 0 | 0 | 0 | 0 |  | PGE_GBA_EGS_Deep_34 | 0 | 0 | 0 | 0 | 0 | 0 | 0 | 0 | 0 | 0 | 0 | 0 | 0 | 0 | 0 | 0 | 0 | 0 | 0 | 0 | 0 | 0 | 0 | 0 | 0 | 0
PGE_New_EGS_Generic | PGE_New_EGS | PGE_GBA_EGS_Deep_38 | 0 | 0 | 0 | 0 | 0 | 0 | 0 | 0 | 0 | 0 | 0 | 0 | 0 | 0 | 0 | 0 | 0 | 0 | 0 | 0 | 0 | 0 | 0 | 0 | 0 | 0 | PG&E GBA | Geothermal | PGE_GBA_EGS_Deep_38 | 0 | 0 | 0 | 0 | 0 | 0 | 0 | 0 | 0 | 0 | 0 | 0 | 0 | 0 | 0 | 0 | 0 | 0 | 0 | 0 | 0 | 0 | 0 | 0 | 0 | 0 |  | PGE_GBA_EGS_Deep_38 | 0 | 0 | 0 | 0 | 0 | 0 | 0 | 0 | 0 | 0 | 0 | 0 | 0 | 0 | 0 | 0 | 0 | 0 | 0 | 0 | 0 | 0 | 0 | 0 | 0 | 0
PGE_New_EGS_Generic | PGE_New_EGS | PGE_GBA_EGS_Deep_4 | 0 | 0 | 0 | 0 | 0 | 0 | 0 | 0 | 0 | 0 | 0 | 0 | 0 | 0 | 0 | 0 | 0 | 0 | 0 | 0 | 0 | 0 | 0 | 0 | 0 | 0 | PG&E GBA | Geothermal | PGE_GBA_EGS_Deep_4 | 0 | 0 | 0 | 0 | 0 | 0 | 0 | 0 | 0 | 0 | 0 | 0 | 0 | 0 | 0 | 0 | 0 | 0 | 0 | 0 | 0 | 0 | 0 | 0 | 0 | 0 |  | PGE_GBA_EGS_Deep_4 | 0 | 0 | 0 | 0 | 0 | 0 | 0 | 0 | 0 | 0 | 0 | 0 | 0 | 0 | 0 | 0 | 0 | 0 | 0 | 0 | 0 | 0 | 0 | 0 | 0 | 0
PGE_New_EGS_Generic | PGE_New_EGS | PGE_GBA_EGS_Deep_40 | 0 | 0 | 0 | 0 | 0 | 0 | 0 | 0 | 0 | 0 | 0 | 0 | 0 | 0 | 0 | 0 | 0 | 0 | 0 | 0 | 0 | 0 | 0 | 0 | 0 | 0 | PG&E GBA | Geothermal | PGE_GBA_EGS_Deep_40 | 0 | 0 | 0 | 0 | 0 | 0 | 0 | 0 | 0 | 0 | 0 | 0 | 0 | 0 | 0 | 0 | 0 | 0 | 0 | 0 | 0 | 0 | 0 | 0 | 0 | 0 |  | PGE_GBA_EGS_Deep_40 | 0 | 0 | 0 | 0 | 0 | 0 | 0 | 0 | 0 | 0 | 0 | 0 | 0 | 0 | 0 | 0 | 0 | 0 | 0 | 0 | 0 | 0 | 0 | 0 | 0 | 0
PGE_New_EGS_Generic | PGE_New_EGS | PGE_GBA_EGS_Deep_41 | 0 | 0 | 0 | 0 | 0 | 0 | 0 | 0 | 0 | 0 | 0 | 0 | 0 | 0 | 0 | 0 | 0 | 0 | 0 | 0 | 0 | 0 | 0 | 0 | 0 | 0 | PG&E GBA | Geothermal | PGE_GBA_EGS_Deep_41 | 0 | 0 | 0 | 0 | 0 | 0 | 0 | 0 | 0 | 0 | 0 | 0 | 0 | 0 | 0 | 0 | 0 | 0 | 0 | 0 | 0 | 0 | 0 | 0 | 0 | 0 |  | PGE_GBA_EGS_Deep_41 | 0 | 0 | 0 | 0 | 0 | 0 | 0 | 0 | 0 | 0 | 0 | 0 | 0 | 0 | 0 | 0 | 0 | 0 | 0 | 0 | 0 | 0 | 0 | 0 | 0 | 0
PGE_New_EGS_Generic | PGE_New_EGS | PGE_GBA_EGS_Deep_42 | 0 | 0 | 0 | 0 | 0 | 0 | 0 | 0 | 0 | 0 | 0 | 0 | 0 | 0 | 0 | 0 | 0 | 0 | 0 | 0 | 0 | 0 | 0 | 0 | 0 | 0 | PG&E GBA | Geothermal | PGE_GBA_EGS_Deep_42 | 0 | 0 | 0 | 0 | 0 | 0 | 0 | 0 | 0 | 0 | 0 | 0 | 0 | 0 | 0 | 0 | 0 | 0 | 0 | 0 | 0 | 0 | 0 | 0 | 0 | 0 |  | PGE_GBA_EGS_Deep_42 | 0 | 0 | 0 | 0 | 0 | 0 | 0 | 0 | 0 | 0 | 0 | 0 | 0 | 0 | 0 | 0 | 0 | 0 | 0 | 0 | 0 | 0 | 0 | 0 | 0 | 0
PGE_New_EGS_Generic | PGE_New_EGS | PGE_GBA_EGS_Deep_44 | 0 | 0 | 0 | 0 | 0 | 0 | 0 | 0 | 0 | 0 | 0 | 0 | 0 | 0 | 0 | 0 | 0 | 0 | 0 | 0 | 0 | 0 | 0 | 0 | 0 | 0 | PG&E GBA | Geothermal | PGE_GBA_EGS_Deep_44 | 0 | 0 | 0 | 0 | 0 | 0 | 0 | 0 | 0 | 0 | 0 | 0 | 0 | 0 | 0 | 0 | 0 | 0 | 0 | 0 | 0 | 0 | 0 | 0 | 0 | 0 |  | PGE_GBA_EGS_Deep_44 | 0 | 0 | 0 | 0 | 0 | 0 | 0 | 0 | 0 | 0 | 0 | 0 | 0 | 0 | 0 | 0 | 0 | 0 | 0 | 0 | 0 | 0 | 0 | 0 | 0 | 0
PGE_New_EGS_Generic | PGE_New_EGS | PGE_GBA_EGS_Deep_45 | 0 | 0 | 0 | 0 | 0 | 0 | 0 | 0 | 0 | 0 | 0 | 0 | 0 | 0 | 0 | 0 | 0 | 0 | 0 | 0 | 0 | 0 | 0 | 0 | 0 | 0 | PG&E GBA | Geothermal | PGE_GBA_EGS_Deep_45 | 0 | 0 | 0 | 0 | 0 | 0 | 0 | 0 | 0 | 0 | 0 | 0 | 0 | 0 | 0 | 0 | 0 | 0 | 0 | 0 | 0 | 0 | 0 | 0 | 0 | 0 |  | PGE_GBA_EGS_Deep_45 | 0 | 0 | 0 | 0 | 0 | 0 | 0 | 0 | 0 | 0 | 0 | 0 | 0 | 0 | 0 | 0 | 0 | 0 | 0 | 0 | 0 | 0 | 0 | 0 | 0 | 0
PGE_New_EGS_Generic | PGE_New_EGS | PGE_GBA_EGS_Deep_48 | 0 | 0 | 0 | 0 | 0 | 0 | 0 | 0 | 0 | 0 | 0 | 0 | 0 | 0 | 0 | 0 | 0 | 0 | 0 | 0 | 0 | 0 | 0 | 0 | 0 | 0 | PG&E GBA | Geothermal | PGE_GBA_EGS_Deep_48 | 0 | 0 | 0 | 0 | 0 | 0 | 0 | 0 | 0 | 0 | 0 | 0 | 0 | 0 | 0 | 0 | 0 | 0 | 0 | 0 | 0 | 0 | 0 | 0 | 0 | 0 |  | PGE_GBA_EGS_Deep_48 | 0 | 0 | 0 | 0 | 0 | 0 | 0 | 0 | 0 | 0 | 0 | 0 | 0 | 0 | 0 | 0 | 0 | 0 | 0 | 0 | 0 | 0 | 0 | 0 | 0 | 0
PGE_New_EGS_Generic | PGE_New_EGS | PGE_GBA_EGS_Deep_49 | 0 | 0 | 0 | 0 | 0 | 0 | 0 | 0 | 0 | 0 | 0 | 0 | 0 | 0 | 0 | 0 | 0 | 0 | 0 | 0 | 0 | 0 | 0 | 0 | 0 | 0 | PG&E GBA | Geothermal | PGE_GBA_EGS_Deep_49 | 0 | 0 | 0 | 0 | 0 | 0 | 0 | 0 | 0 | 0 | 0 | 0 | 0 | 0 | 0 | 0 | 0 | 0 | 0 | 0 | 0 | 0 | 0 | 0 | 0 | 0 |  | PGE_GBA_EGS_Deep_49 | 0 | 0 | 0 | 0 | 0 | 0 | 0 | 0 | 0 | 0 | 0 | 0 | 0 | 0 | 0 | 0 | 0 | 0 | 0 | 0 | 0 | 0 | 0 | 0 | 0 | 0
PGE_New_EGS_Generic | PGE_New_EGS | PGE_GBA_EGS_Deep_5 | 0 | 0 | 0 | 0 | 0 | 0 | 0 | 0 | 0 | 0 | 0 | 0 | 0 | 0 | 0 | 0 | 0 | 0 | 0 | 0 | 0 | 0 | 0 | 0 | 0 | 0 | PG&E GBA | Geothermal | PGE_GBA_EGS_Deep_5 | 0 | 0 | 0 | 0 | 0 | 0 | 0 | 0 | 0 | 0 | 0 | 0 | 0 | 0 | 0 | 0 | 0 | 0 | 0 | 0 | 0 | 0 | 0 | 0 | 0 | 0 |  | PGE_GBA_EGS_Deep_5 | 0 | 0 | 0 | 0 | 0 | 0 | 0 | 0 | 0 | 0 | 0 | 0 | 0 | 0 | 0 | 0 | 0 | 0 | 0 | 0 | 0 | 0 | 0 | 0 | 0 | 0
PGE_New_EGS_Generic | PGE_New_EGS | PGE_GBA_EGS_Deep_50 | 0 | 0 | 0 | 0 | 0 | 0 | 0 | 0 | 0 | 0 | 0 | 0 | 0 | 0 | 0 | 0 | 0 | 0 | 0 | 0 | 0 | 0 | 0 | 0 | 0 | 0 | PG&E GBA | Geothermal | PGE_GBA_EGS_Deep_50 | 0 | 0 | 0 | 0 | 0 | 0 | 0 | 0 | 0 | 0 | 0 | 0 | 0 | 0 | 0 | 0 | 0 | 0 | 0 | 0 | 0 | 0 | 0 | 0 | 0 | 0 |  | PGE_GBA_EGS_Deep_50 | 0 | 0 | 0 | 0 | 0 | 0 | 0 | 0 | 0 | 0 | 0 | 0 | 0 | 0 | 0 | 0 | 0 | 0 | 0 | 0 | 0 | 0 | 0 | 0 | 0 | 0
PGE_New_EGS_Generic | PGE_New_EGS | PGE_GBA_EGS_Deep_51 | 0 | 0 | 0 | 0 | 0 | 0 | 0 | 0 | 0 | 0 | 0 | 0 | 0 | 0 | 0 | 0 | 0 | 0 | 0 | 0 | 0 | 0 | 0 | 0 | 0 | 0 | PG&E GBA | Geothermal | PGE_GBA_EGS_Deep_51 | 0 | 0 | 0 | 0 | 0 | 0 | 0 | 0 | 0 | 0 | 0 | 0 | 0 | 0 | 0 | 0 | 0 | 0 | 0 | 0 | 0 | 0 | 0 | 0 | 0 | 0 |  | PGE_GBA_EGS_Deep_51 | 0 | 0 | 0 | 0 | 0 | 0 | 0 | 0 | 0 | 0 | 0 | 0 | 0 | 0 | 0 | 0 | 0 | 0 | 0 | 0 | 0 | 0 | 0 | 0 | 0 | 0
PGE_New_EGS_Generic | PGE_New_EGS | PGE_GBA_EGS_Deep_53 | 0 | 0 | 0 | 0 | 0 | 0 | 0 | 0 | 0 | 0 | 0 | 0 | 0 | 0 | 0 | 0 | 0 | 0 | 0 | 0 | 0 | 0 | 0 | 0 | 0 | 0 | PG&E GBA | Geothermal | PGE_GBA_EGS_Deep_53 | 0 | 0 | 0 | 0 | 0 | 0 | 0 | 0 | 0 | 0 | 0 | 0 | 0 | 0 | 0 | 0 | 0 | 0 | 0 | 0 | 0 | 0 | 0 | 0 | 0 | 0 |  | PGE_GBA_EGS_Deep_53 | 0 | 0 | 0 | 0 | 0 | 0 | 0 | 0 | 0 | 0 | 0 | 0 | 0 | 0 | 0 | 0 | 0 | 0 | 0 | 0 | 0 | 0 | 0 | 0 | 0 | 0
PGE_New_EGS_Generic | PGE_New_EGS | PGE_GBA_EGS_Deep_56 | 0 | 0 | 0 | 0 | 0 | 0 | 0 | 0 | 0 | 0 | 0 | 0 | 0 | 0 | 0 | 0 | 0 | 0 | 0 | 0 | 0 | 0 | 0 | 0 | 0 | 0 | PG&E GBA | Geothermal | PGE_GBA_EGS_Deep_56 | 0 | 0 | 0 | 0 | 0 | 0 | 0 | 0 | 0 | 0 | 0 | 0 | 0 | 0 | 0 | 0 | 0 | 0 | 0 | 0 | 0 | 0 | 0 | 0 | 0 | 0 |  | PGE_GBA_EGS_Deep_56 | 0 | 0 | 0 | 0 | 0 | 0 | 0 | 0 | 0 | 0 | 0 | 0 | 0 | 0 | 0 | 0 | 0 | 0 | 0 | 0 | 0 | 0 | 0 | 0 | 0 | 0
PGE_New_EGS_Generic | PGE_New_EGS | PGE_GBA_EGS_Deep_6 | 0 | 0 | 0 | 0 | 0 | 0 | 0 | 0 | 0 | 0 | 0 | 0 | 0 | 0 | 0 | 0 | 0 | 0 | 0 | 0 | 0 | 0 | 0 | 0 | 0 | 0 | PG&E GBA | Geothermal | PGE_GBA_EGS_Deep_6 | 0 | 0 | 0 | 0 | 0 | 0 | 0 | 0 | 0 | 0 | 0 | 0 | 0 | 0 | 0 | 0 | 0 | 0 | 0 | 0 | 0 | 0 | 0 | 0 | 0 | 0 |  | PGE_GBA_EGS_Deep_6 | 0 | 0 | 0 | 0 | 0 | 0 | 0 | 0 | 0 | 0 | 0 | 0 | 0 | 0 | 0 | 0 | 0 | 0 | 0 | 0 | 0 | 0 | 0 | 0 | 0 | 0
PGE_New_EGS_Generic | PGE_New_EGS | PGE_GBA_EGS_Deep_77 | 0 | 0 | 0 | 0 | 0 | 0 | 0 | 0 | 0 | 0 | 0 | 0 | 0 | 0 | 0 | 0 | 0.029332 | 0 | 0 | 0 | 0 | 0.029332 | 0 | 0 | 0 | 0.029332 | PG&E GBA | Geothermal | PGE_GBA_EGS_Deep_77 | 0 | 0 | 0 | 0 | 0 | 0 | 0 | 0 | 0 | 0 | 0 | 0 | 0 | 0 | 0 | 0 | 0.029332 | 0 | 0 | 0 | 0 | 0.029332 | 0 | 0 | 0 | 0.029332 |  | PGE_GBA_EGS_Deep_77 | 0 | 0 | 0 | 0 | 0 | 0 | 0 | 0 | 0 | 0 | 0 | 0 | 0 | 0 | 0 | 0 | 0 | 0 | 0 | 0 | 0 | 0 | 0 | 0 | 0 | 0
PGE_New_EGS_Generic | PGE_New_EGS | PGE_GBA_EGS_Deep_80 | 0 | 0 | 0 | 0 | 0 | 0 | 0 | 0 | 0 | 0 | 0 | 0 | 0 | 0 | 0 | 0 | 0 | 0 | 0 | 0 | 0 | 0 | 0 | 0 | 0 | 0 | PG&E GBA | Geothermal | PGE_GBA_EGS_Deep_80 | 0 | 0 | 0 | 0 | 0 | 0 | 0 | 0 | 0 | 0 | 0 | 0 | 0 | 0 | 0 | 0 | 0 | 0 | 0 | 0 | 0 | 0 | 0 | 0 | 0 | 0 |  | PGE_GBA_EGS_Deep_80 | 0 | 0 | 0 | 0 | 0 | 0 | 0 | 0 | 0 | 0 | 0 | 0 | 0 | 0 | 0 | 0 | 0 | 0 | 0 | 0 | 0 | 0 | 0 | 0 | 0 | 0
PGE_New_EGS_Generic | PGE_New_EGS | PGE_GBA_EGS_Deep_81 | 0 | 0 | 0 | 0 | 0 | 0 | 0 | 0 | 0 | 0 | 0 | 0 | 0 | 0 | 0 | 0 | 0 | 0 | 0 | 0 | 0 | 0 | 0 | 0 | 0 | 0 | PG&E GBA | Geothermal | PGE_GBA_EGS_Deep_81 | 0 | 0 | 0 | 0 | 0 | 0 | 0 | 0 | 0 | 0 | 0 | 0 | 0 | 0 | 0 | 0 | 0 | 0 | 0 | 0 | 0 | 0 | 0 | 0 | 0 | 0 |  | PGE_GBA_EGS_Deep_81 | 0 | 0 | 0 | 0 | 0 | 0 | 0 | 0 | 0 | 0 | 0 | 0 | 0 | 0 | 0 | 0 | 0 | 0 | 0 | 0 | 0 | 0 | 0 | 0 | 0 | 0
PGE_New_EGS_Generic | PGE_New_EGS | PGE_GBA_EGS_Deep_84 | 0 | 0 | 0 | 0 | 0 | 0 | 0 | 0 | 0 | 0 | 0 | 0 | 0 | 0 | 0 | 0 | 0 | 0 | 0 | 0 | 0 | 0 | 0 | 0 | 0 | 0 | PG&E GBA | Geothermal | PGE_GBA_EGS_Deep_84 | 0 | 0 | 0 | 0 | 0 | 0 | 0 | 0 | 0 | 0 | 0 | 0 | 0 | 0 | 0 | 0 | 0 | 0 | 0 | 0 | 0 | 0 | 0 | 0 | 0 | 0 |  | PGE_GBA_EGS_Deep_84 | 0 | 0 | 0 | 0 | 0 | 0 | 0 | 0 | 0 | 0 | 0 | 0 | 0 | 0 | 0 | 0 | 0 | 0 | 0 | 0 | 0 | 0 | 0 | 0 | 0 | 0
PGE_New_EGS_Generic | PGE_New_EGS | PGE_GBA_EGS_Deep_85 | 0 | 0 | 0 | 0 | 0 | 0 | 0 | 0 | 0 | 0 | 0 | 0 | 0 | 0 | 0 | 0 | 0 | 0 | 0 | 0 | 0 | 0 | 0 | 0 | 0 | 0 | PG&E GBA | Geothermal | PGE_GBA_EGS_Deep_85 | 0 | 0 | 0 | 0 | 0 | 0 | 0 | 0 | 0 | 0 | 0 | 0 | 0 | 0 | 0 | 0 | 0 | 0 | 0 | 0 | 0 | 0 | 0 | 0 | 0 | 0 |  | PGE_GBA_EGS_Deep_85 | 0 | 0 | 0 | 0 | 0 | 0 | 0 | 0 | 0 | 0 | 0 | 0 | 0 | 0 | 0 | 0 | 0 | 0 | 0 | 0 | 0 | 0 | 0 | 0 | 0 | 0
PGE_New_EGS_Generic | PGE_New_EGS | PGE_GBA_EGS_Deep_87 | 0 | 0 | 0 | 0 | 0 | 0 | 0 | 0 | 0 | 0 | 0 | 0 | 0 | 0 | 0 | 0 | 0 | 0 | 0 | 0 | 0 | 0 | 0 | 0 | 0 | 0 | PG&E GBA | Geothermal | PGE_GBA_EGS_Deep_87 | 0 | 0 | 0 | 0 | 0 | 0 | 0 | 0 | 0 | 0 | 0 | 0 | 0 | 0 | 0 | 0 | 0 | 0 | 0 | 0 | 0 | 0 | 0 | 0 | 0 | 0 |  | PGE_GBA_EGS_Deep_87 | 0 | 0 | 0 | 0 | 0 | 0 | 0 | 0 | 0 | 0 | 0 | 0 | 0 | 0 | 0 | 0 | 0 | 0 | 0 | 0 | 0 | 0 | 0 | 0 | 0 | 0
PGE_LDES_12hr_Generic | PGE_LDES_12hr | PGE_GBA_LDES_12hr_15 | 0 | 0 | 0 | 0 | 0 | 0 | 0 | 0 | 0 | 0 | 0 | 0 | 0 | 0 | 0 | 0 | 0.16508 | 0 | 0 | 0 | 0 | 0.16508 | 0 | 0 | 0 | 0.16508 | PG&E GBA | LDES | PGE_GBA_LDES_12hr_15 | 0 | 0 | 0 | 0 | 0 | 0 | 0 | 0 | 0 | 0 | 0 | 0 | 0 | 0 | 0 | 0 | 0.16508 | 0 | 0 | 0 | 0 | 0.16508 | 0 | 0 | 0 | 0.16508 |  | PGE_GBA_LDES_12hr_15 | 0 | 0 | 0 | 0 | 0 | 0 | 0 | 0 | 0 | 0 | 0 | 0 | 0 | 0 | 0 | 0 | 0 | 0 | 0 | 0 | 0 | 0 | 0 | 0 | 0 | 0
PGE_New_Li_Battery_4hr_Generic | PGE_New_Li_Battery_4hr | PGE_GBA_Li_Battery_4hr_11 | 0 | 0 | 0 | 0 | 0 | 0 | 0 | 0 | 0 | 0 | 0 | 0 | 0 | 0 | 0 | 0 | 0 | 0 | 0 | 0 | 0 | 0 | 0 | 0 | 0 | 0 | PG&E GBA | Battery | PGE_GBA_Li_Battery_4hr_11 | 0 | 0 | 0 | 0 | 0 | 0 | 0 | 0 | 0 | 0 | 0 | 0 | 0 | 0 | 0 | 0 | 0 | 0 | 0 | 0 | 0 | 0 | 0 | 0 | 0 | 0 | Li-ion Battery (4-hr) | PGE_GBA_Li_Battery_4hr_11 | 0 | 0 | 0 | 0 | 0 | 0 | 0 | 0 | 0 | 0 | 0 | 0 | 0 | 0 | 0 | 0 | 0 | 0 | 0 | 0 | 0 | 0 | 0 | 0 | 0 | 0
PGE_New_Li_Battery_4hr_Generic | PGE_New_Li_Battery_4hr | PGE_GBA_Li_Battery_4hr_116 | 0 | 0 | 0 | 0 | 0 | 0 | 0.058435 | 0 | 0.058435 | 0 | 0 | 0.058435 | 0 | 0 | 0 | 0 | 0.058435 | 0 | 0 | 0 | 0 | 0.058435 | 0 | 0 | 0 | 0.058435 | PG&E GBA | Battery | PGE_GBA_Li_Battery_4hr_116 | 0 | 0 | 0 | 0 | 0 | 0 | 0.058435 | 0 | 0.058435 | 0 | 0 | 0.058435 | 0 | 0 | 0 | 0 | 0.058435 | 0 | 0 | 0 | 0 | 0.058435 | 0 | 0 | 0 | 0.058435 | Li-ion Battery (4-hr) | PGE_GBA_Li_Battery_4hr_116 | 0 | 0 | 0 | 0 | 0 | 0 | 0 | 0 | 0 | 0 | 0 | 0 | 0 | 0 | 0 | 0 | 0 | 0 | 0 | 0 | 0 | 0 | 0 | 0 | 0 | 0
PGE_New_Li_Battery_4hr_Generic | PGE_New_Li_Battery_4hr | PGE_GBA_Li_Battery_4hr_12 | 0 | 0 | 0 | 0 | 0 | 0 | 0 | 0 | 0 | 0 | 0 | 0 | 0 | 0 | 0 | 0 | 0 | 0 | 0 | 0 | 0 | 0 | 0 | 0 | 0 | 0 | PG&E GBA | Battery | PGE_GBA_Li_Battery_4hr_12 | 0 | 0 | 0 | 0 | 0 | 0 | 0 | 0 | 0 | 0 | 0 | 0 | 0 | 0 | 0 | 0 | 0 | 0 | 0 | 0 | 0 | 0 | 0 | 0 | 0 | 0 | Li-ion Battery (4-hr) | PGE_GBA_Li_Battery_4hr_12 | 0 | 0 | 0 | 0 | 0 | 0 | 0 | 0 | 0 | 0 | 0 | 0 | 0 | 0 | 0 | 0 | 0 | 0 | 0 | 0 | 0 | 0 | 0 | 0 | 0 | 0
PGE_New_Li_Battery_4hr_Generic | PGE_New_Li_Battery_4hr | PGE_GBA_Li_Battery_4hr_127 | 0 | 0 | 0 | 0 | 0 | 0 | 0 | 0 | 0 | 0 | 0 | 0 | 0 | 0 | 0 | 0 | 0 | 0 | 0 | 0 | 0 | 0 | 0 | 0 | 0 | 0 | PG&E GBA | Battery | PGE_GBA_Li_Battery_4hr_127 | 0 | 0 | 0 | 0 | 0 | 0 | 0 | 0 | 0 | 0 | 0 | 0 | 0 | 0 | 0 | 0 | 0 | 0 | 0 | 0 | 0 | 0 | 0 | 0 | 0 | 0 | Li-ion Battery (4-hr) | PGE_GBA_Li_Battery_4hr_127 | 0 | 0 | 0 | 0 | 0 | 0 | 0 | 0 | 0 | 0 | 0 | 0 | 0 | 0 | 0 | 0 | 0 | 0 | 0 | 0 | 0 | 0 | 0 | 0 | 0 | 0
PGE_New_Li_Battery_4hr_Generic | PGE_New_Li_Battery_4hr | PGE_GBA_Li_Battery_4hr_13 | 0 | 0 | 0 | 0 | 0 | 0 | 0 | 0 | 0 | 0 | 0 | 0 | 0 | 0 | 0 | 0 | 0 | 0 | 0 | 0 | 0 | 0 | 0 | 0 | 0 | 0 | PG&E GBA | Battery | PGE_GBA_Li_Battery_4hr_13 | 0 | 0 | 0 | 0 | 0 | 0 | 0 | 0 | 0 | 0 | 0 | 0 | 0 | 0 | 0 | 0 | 0 | 0 | 0 | 0 | 0 | 0 | 0 | 0 | 0 | 0 | Li-ion Battery (4-hr) | PGE_GBA_Li_Battery_4hr_13 | 0 | 0 | 0 | 0 | 0 | 0 | 0 | 0 | 0 | 0 | 0 | 0 | 0 | 0 | 0 | 0 | 0 | 0 | 0 | 0 | 0 | 0 | 0 | 0 | 0 | 0
PGE_New_Li_Battery_4hr_Generic | PGE_New_Li_Battery_4hr | PGE_GBA_Li_Battery_4hr_14 | 0 | 0 | 0 | 0 | 0 | 0 | 0.1 | 0 | 0.1 | 0 | 0 | 0.1 | 0 | 0 | 0 | 0 | 0.1 | 0 | 0 | 0 | 0 | 0.1 | 0 | 0 | 0 | 0.1 | PG&E GBA | Battery | PGE_GBA_Li_Battery_4hr_14 | 0 | 0 | 0 | 0 | 0 | 0 | 0.1 | 0 | 0.1 | 0 | 0 | 0.1 | 0 | 0 | 0 | 0 | 0.1 | 0 | 0 | 0 | 0 | 0.1 | 0 | 0 | 0 | 0.1 | Li-ion Battery (4-hr) | PGE_GBA_Li_Battery_4hr_14 | 0 | 0 | 0 | 0 | 0 | 0 | 0 | 0 | 0 | 0 | 0 | 0 | 0 | 0 | 0 | 0 | 0 | 0 | 0 | 0 | 0 | 0 | 0 | 0 | 0 | 0
PGE_New_Li_Battery_4hr_Generic | PGE_New_Li_Battery_4hr | PGE_GBA_Li_Battery_4hr_15 | 0 | 0 | 0 | 0 | 0 | 0 | 0.047932 | 0 | 0.047932 | 0 | 0 | 0.047932 | 0 | 0 | 0 | 0 | 0.047932 | 0 | 0 | 0 | 0 | 0.047932 | 0 | 0 | 0 | 0.047932 | PG&E GBA | Battery | PGE_GBA_Li_Battery_4hr_15 | 0 | 0 | 0 | 0 | 0 | 0 | 0.047932 | 0 | 0.047932 | 0 | 0 | 0.047932 | 0 | 0 | 0 | 0 | 0.047932 | 0 | 0 | 0 | 0 | 0.047932 | 0 | 0 | 0 | 0.047932 | Li-ion Battery (4-hr) | PGE_GBA_Li_Battery_4hr_15 | 0 | 0 | 0 | 0 | 0 | 0 | 0 | 0 | 0 | 0 | 0 | 0 | 0 | 0 | 0 | 0 | 0 | 0 | 0 | 0 | 0 | 0 | 0 | 0 | 0 | 0
PGE_New_Li_Battery_4hr_Generic | PGE_New_Li_Battery_4hr | PGE_GBA_Li_Battery_4hr_155 | 0 | 0 | 0 | 0 | 0 | 0 | 0 | 0 | 0 | 0 | 0 | 0 | 0 | 0 | 0 | 0 | 0 | 0 | 0 | 0 | 0 | 0 | 0 | 0 | 0 | 0 | PG&E GBA | Battery | PGE_GBA_Li_Battery_4hr_155 | 0 | 0 | 0 | 0 | 0 | 0 | 0 | 0 | 0 | 0 | 0 | 0 | 0 | 0 | 0 | 0 | 0 | 0 | 0 | 0 | 0 | 0 | 0 | 0 | 0 | 0 | Li-ion Battery (4-hr) | PGE_GBA_Li_Battery_4hr_155 | 0 | 0 | 0 | 0 | 0 | 0 | 0 | 0 | 0 | 0 | 0 | 0 | 0 | 0 | 0 | 0 | 0 | 0 | 0 | 0 | 0 | 0 | 0 | 0 | 0 | 0
PGE_New_Li_Battery_4hr_Generic | PGE_New_Li_Battery_4hr | PGE_GBA_Li_Battery_4hr_29 | 0 | 0 | 0 | 0 | 0 | 0 | 0 | 0 | 0 | 0 | 0 | 0 | 0 | 0 | 0 | 0 | 0 | 0 | 0 | 0 | 0 | 0 | 0 | 0 | 0 | 0 | PG&E GBA | Battery | PGE_GBA_Li_Battery_4hr_29 | 0 | 0 | 0 | 0 | 0 | 0 | 0 | 0 | 0 | 0 | 0 | 0 | 0 | 0 | 0 | 0 | 0 | 0 | 0 | 0 | 0 | 0 | 0 | 0 | 0 | 0 | Li-ion Battery (4-hr) | PGE_GBA_Li_Battery_4hr_29 | 0 | 0 | 0 | 0 | 0 | 0 | 0 | 0 | 0 | 0 | 0 | 0 | 0 | 0 | 0 | 0 | 0 | 0 | 0 | 0 | 0 | 0 | 0 | 0 | 0 | 0
PGE_New_Li_Battery_4hr_Generic | PGE_New_Li_Battery_4hr | PGE_GBA_Li_Battery_4hr_3 | 0 | 0 | 0 | 0 | 0 | 0 | 0 | 0 | 0 | 0 | 0 | 0 | 0 | 0 | 0 | 0 | 0 | 0 | 0 | 0 | 0 | 0 | 0 | 0 | 0 | 0 | PG&E GBA | Battery | PGE_GBA_Li_Battery_4hr_3 | 0 | 0 | 0 | 0 | 0 | 0 | 0 | 0 | 0 | 0 | 0 | 0 | 0 | 0 | 0 | 0 | 0 | 0 | 0 | 0 | 0 | 0 | 0 | 0 | 0 | 0 | Li-ion Battery (4-hr) | PGE_GBA_Li_Battery_4hr_3 | 0 | 0 | 0 | 0 | 0 | 0 | 0 | 0 | 0 | 0 | 0 | 0 | 0 | 0 | 0 | 0 | 0 | 0 | 0 | 0 | 0 | 0 | 0 | 0 | 0 | 0
PGE_New_Li_Battery_4hr_Generic | PGE_New_Li_Battery_4hr | PGE_GBA_Li_Battery_4hr_30 | 0 | 0 | 0 | 0 | 0 | 0 | 0 | 0 | 0 | 0 | 0 | 0 | 0 | 0 | 0 | 0 | 0 | 0 | 0 | 0 | 0 | 0 | 0 | 0 | 0 | 0 | PG&E GBA | Battery | PGE_GBA_Li_Battery_4hr_30 | 0 | 0 | 0 | 0 | 0 | 0 | 0 | 0 | 0 | 0 | 0 | 0 | 0 | 0 | 0 | 0 | 0 | 0 | 0 | 0 | 0 | 0 | 0 | 0 | 0 | 0 | Li-ion Battery (4-hr) | PGE_GBA_Li_Battery_4hr_30 | 0 | 0 | 0 | 0 | 0 | 0 | 0 | 0 | 0 | 0 | 0 | 0 | 0 | 0 | 0 | 0 | 0 | 0 | 0 | 0 | 0 | 0 | 0 | 0 | 0 | 0
PGE_New_Li_Battery_4hr_Generic | PGE_New_Li_Battery_4hr | PGE_GBA_Li_Battery_4hr_31 | 0 | 0 | 0 | 0 | 0 | 0 | 0.168 | 0 | 0.168 | 0 | 0 | 0.168 | 0 | 0 | 0 | 0 | 0.168 | 0 | 0 | 0 | 0 | 0.168 | 0 | 0 | 0 | 0.168 | PG&E GBA | Battery | PGE_GBA_Li_Battery_4hr_31 | 0 | 0 | 0 | 0 | 0 | 0 | 0.168 | 0 | 0.168 | 0 | 0 | 0.168 | 0 | 0 | 0 | 0 | 0.168 | 0 | 0 | 0 | 0 | 0.168 | 0 | 0 | 0 | 0.168 | Li-ion Battery (4-hr) | PGE_GBA_Li_Battery_4hr_31 | 0 | 0 | 0 | 0 | 0 | 0 | 0 | 0 | 0 | 0 | 0 | 0 | 0 | 0 | 0 | 0 | 0 | 0 | 0 | 0 | 0 | 0 | 0 | 0 | 0 | 0
PGE_New_Li_Battery_4hr_Generic | PGE_New_Li_Battery_4hr | PGE_GBA_Li_Battery_4hr_34 | 0 | 0 | 0 | 0 | 0 | 0 | 0 | 0 | 0 | 0 | 0 | 0 | 0 | 0 | 0 | 0 | 0 | 0 | 0 | 0 | 0 | 0 | 0 | 0 | 0 | 0 | PG&E GBA | Battery | PGE_GBA_Li_Battery_4hr_34 | 0 | 0 | 0 | 0 | 0 | 0 | 0 | 0 | 0 | 0 | 0 | 0 | 0 | 0 | 0 | 0 | 0 | 0 | 0 | 0 | 0 | 0 | 0 | 0 | 0 | 0 | Li-ion Battery (4-hr) | PGE_GBA_Li_Battery_4hr_34 | 0 | 0 | 0 | 0 | 0 | 0 | 0 | 0 | 0 | 0 | 0 | 0 | 0 | 0 | 0 | 0 | 0 | 0 | 0 | 0 | 0 | 0 | 0 | 0 | 0 | 0
PGE_New_Li_Battery_4hr_Generic | PGE_New_Li_Battery_4hr | PGE_GBA_Li_Battery_4hr_36 | 0 | 0 | 0 | 0 | 0 | 0 | 0 | 0 | 0 | 0 | 0 | 0 | 0 | 0 | 0 | 0 | 0 | 0 | 0 | 0 | 0 | 0 | 0 | 0 | 0 | 0 | PG&E GBA | Battery | PGE_GBA_Li_Battery_4hr_36 | 0 | 0 | 0 | 0 | 0 | 0 | 0 | 0 | 0 | 0 | 0 | 0 | 0 | 0 | 0 | 0 | 0 | 0 | 0 | 0 | 0 | 0 | 0 | 0 | 0 | 0 | Li-ion Battery (4-hr) | PGE_GBA_Li_Battery_4hr_36 | 0 | 0 | 0 | 0 | 0 | 0 | 0 | 0 | 0 | 0 | 0 | 0 | 0 | 0 | 0 | 0 | 0 | 0 | 0 | 0 | 0 | 0 | 0 | 0 | 0 | 0
PGE_New_Li_Battery_4hr_Generic | PGE_New_Li_Battery_4hr | PGE_GBA_Li_Battery_4hr_40 | 0 | 0 | 0 | 0 | 0 | 0 | 0 | 0 | 0 | 0 | 0 | 0 | 0 | 0 | 0 | 0 | 0 | 0 | 0 | 0 | 0 | 0 | 0 | 0 | 0 | 0 | PG&E GBA | Battery | PGE_GBA_Li_Battery_4hr_40 | 0 | 0 | 0 | 0 | 0 | 0 | 0 | 0 | 0 | 0 | 0 | 0 | 0 | 0 | 0 | 0 | 0 | 0 | 0 | 0 | 0 | 0 | 0 | 0 | 0 | 0 | Li-ion Battery (4-hr) | PGE_GBA_Li_Battery_4hr_40 | 0 | 0 | 0 | 0 | 0 | 0 | 0 | 0 | 0 | 0 | 0 | 0 | 0 | 0 | 0 | 0 | 0 | 0 | 0 | 0 | 0 | 0 | 0 | 0 | 0 | 0
PGE_New_Li_Battery_4hr_Generic | PGE_New_Li_Battery_4hr | PGE_GBA_Li_Battery_4hr_41 | 0 | 0 | 0 | 0 | 0 | 0 | 0 | 0 | 0 | 0 | 0 | 0 | 0 | 0 | 0 | 0 | 0 | 0 | 0 | 0 | 0 | 0 | 0 | 0 | 0 | 0 | PG&E GBA | Battery | PGE_GBA_Li_Battery_4hr_41 | 0 | 0 | 0 | 0 | 0 | 0 | 0 | 0 | 0 | 0 | 0 | 0 | 0 | 0 | 0 | 0 | 0 | 0 | 0 | 0 | 0 | 0 | 0 | 0 | 0 | 0 | Li-ion Battery (4-hr) | PGE_GBA_Li_Battery_4hr_41 | 0 | 0 | 0 | 0 | 0 | 0 | 0 | 0 | 0 | 0 | 0 | 0 | 0 | 0 | 0 | 0 | 0 | 0 | 0 | 0 | 0 | 0 | 0 | 0 | 0 | 0
PGE_New_Li_Battery_4hr_Generic | PGE_New_Li_Battery_4hr | PGE_GBA_Li_Battery_4hr_42 | 0 | 0 | 0 | 0 | 0 | 0 | 0 | 0 | 0 | 0 | 0 | 0 | 0 | 0 | 0 | 0 | 0 | 0 | 0 | 0 | 0 | 0 | 0 | 0 | 0 | 0 | PG&E GBA | Battery | PGE_GBA_Li_Battery_4hr_42 | 0 | 0 | 0 | 0 | 0 | 0 | 0 | 0 | 0 | 0 | 0 | 0 | 0 | 0 | 0 | 0 | 0 | 0 | 0 | 0 | 0 | 0 | 0 | 0 | 0 | 0 | Li-ion Battery (4-hr) | PGE_GBA_Li_Battery_4hr_42 | 0 | 0 | 0 | 0 | 0 | 0 | 0 | 0 | 0 | 0 | 0 | 0 | 0 | 0 | 0 | 0 | 0 | 0 | 0 | 0 | 0 | 0 | 0 | 0 | 0 | 0
PGE_New_Li_Battery_4hr_Generic | PGE_New_Li_Battery_4hr | PGE_GBA_Li_Battery_4hr_44 | 0 | 0 | 0 | 0 | 0 | 0 | 0 | 0 | 0 | 0 | 0 | 0 | 0 | 0 | 0 | 0 | 0 | 0 | 0 | 0 | 0 | 0 | 0 | 0 | 0 | 0 | PG&E GBA | Battery | PGE_GBA_Li_Battery_4hr_44 | 0 | 0 | 0 | 0 | 0 | 0 | 0 | 0 | 0 | 0 | 0 | 0 | 0 | 0 | 0 | 0 | 0 | 0 | 0 | 0 | 0 | 0 | 0 | 0 | 0 | 0 | Li-ion Battery (4-hr) | PGE_GBA_Li_Battery_4hr_44 | 0 | 0 | 0 | 0 | 0 | 0 | 0 | 0 | 0 | 0 | 0 | 0 | 0 | 0 | 0 | 0 | 0 | 0 | 0 | 0 | 0 | 0 | 0 | 0 | 0 | 0
PGE_New_Li_Battery_4hr_Generic | PGE_New_Li_Battery_4hr | PGE_GBA_Li_Battery_4hr_5 | 0 | 0 | 0 | 0 | 0 | 0 | 0.1 | 0 | 0.1 | 0 | 0 | 0.1 | 0 | 0 | 0 | 0 | 0.1 | 0 | 0 | 0 | 0 | 0.1 | 0 | 0 | 0 | 0.1 | PG&E GBA | Battery | PGE_GBA_Li_Battery_4hr_5 | 0 | 0 | 0 | 0 | 0 | 0 | 0.1 | 0 | 0.1 | 0 | 0 | 0.1 | 0 | 0 | 0 | 0 | 0.1 | 0 | 0 | 0 | 0 | 0.1 | 0 | 0 | 0 | 0.1 | Li-ion Battery (4-hr) | PGE_GBA_Li_Battery_4hr_5 | 0 | 0 | 0 | 0 | 0 | 0 | 0 | 0 | 0 | 0 | 0 | 0 | 0 | 0 | 0 | 0 | 0 | 0 | 0 | 0 | 0 | 0 | 0 | 0 | 0 | 0
PGE_New_Li_Battery_4hr_Generic | PGE_New_Li_Battery_4hr | PGE_GBA_Li_Battery_4hr_50 | 0 | 0 | 0 | 0 | 0 | 0 | 0 | 0 | 0 | 0 | 0 | 0 | 0 | 0 | 0 | 0 | 0 | 0 | 0 | 0 | 0 | 0 | 0 | 0 | 0 | 0 | PG&E GBA | Battery | PGE_GBA_Li_Battery_4hr_50 | 0 | 0 | 0 | 0 | 0 | 0 | 0 | 0 | 0 | 0 | 0 | 0 | 0 | 0 | 0 | 0 | 0 | 0 | 0 | 0 | 0 | 0 | 0 | 0 | 0 | 0 | Li-ion Battery (4-hr) | PGE_GBA_Li_Battery_4hr_50 | 0 | 0 | 0 | 0 | 0 | 0 | 0 | 0 | 0 | 0 | 0 | 0 | 0 | 0 | 0 | 0 | 0 | 0 | 0 | 0 | 0 | 0 | 0 | 0 | 0 | 0
PGE_New_Li_Battery_4hr_Generic | PGE_New_Li_Battery_4hr | PGE_GBA_Li_Battery_4hr_51 | 0 | 0 | 0 | 0 | 0 | 0 | 0 | 0 | 0 | 0 | 0 | 0 | 0 | 0 | 0 | 0 | 0 | 0 | 0 | 0 | 0 | 0 | 0 | 0 | 0 | 0 | PG&E GBA | Battery | PGE_GBA_Li_Battery_4hr_51 | 0 | 0 | 0 | 0 | 0 | 0 | 0 | 0 | 0 | 0 | 0 | 0 | 0 | 0 | 0 | 0 | 0 | 0 | 0 | 0 | 0 | 0 | 0 | 0 | 0 | 0 | Li-ion Battery (4-hr) | PGE_GBA_Li_Battery_4hr_51 | 0 | 0 | 0 | 0 | 0 | 0 | 0 | 0 | 0 | 0 | 0 | 0 | 0 | 0 | 0 | 0 | 0 | 0 | 0 | 0 | 0 | 0 | 0 | 0 | 0 | 0
PGE_New_Li_Battery_4hr_Generic | PGE_New_Li_Battery_4hr | PGE_GBA_Li_Battery_4hr_54 | 0 | 0 | 0 | 0 | 0 | 0 | 0 | 0 | 0 | 0 | 0 | 0 | 0 | 0 | 0 | 0 | 0 | 0 | 0 | 0 | 0 | 0 | 0 | 0 | 0 | 0 | PG&E GBA | Battery | PGE_GBA_Li_Battery_4hr_54 | 0 | 0 | 0 | 0 | 0 | 0 | 0 | 0 | 0 | 0 | 0 | 0 | 0 | 0 | 0 | 0 | 0 | 0 | 0 | 0 | 0 | 0 | 0 | 0 | 0 | 0 | Li-ion Battery (4-hr) | PGE_GBA_Li_Battery_4hr_54 | 0 | 0 | 0 | 0 | 0 | 0 | 0 | 0 | 0 | 0 | 0 | 0 | 0 | 0 | 0 | 0 | 0 | 0 | 0 | 0 | 0 | 0 | 0 | 0 | 0 | 0
PGE_New_Li_Battery_4hr_Generic | PGE_New_Li_Battery_4hr | PGE_GBA_Li_Battery_4hr_56 | 0 | 0 | 0 | 0 | 0 | 0 | 0 | 0 | 0 | 0 | 0 | 0 | 0 | 0 | 0 | 0 | 0 | 0 | 0 | 0 | 0 | 0 | 0 | 0 | 0 | 0 | PG&E GBA | Battery | PGE_GBA_Li_Battery_4hr_56 | 0 | 0 | 0 | 0 | 0 | 0 | 0 | 0 | 0 | 0 | 0 | 0 | 0 | 0 | 0 | 0 | 0 | 0 | 0 | 0 | 0 | 0 | 0 | 0 | 0 | 0 | Li-ion Battery (4-hr) | PGE_GBA_Li_Battery_4hr_56 | 0 | 0 | 0 | 0 | 0 | 0 | 0 | 0 | 0 | 0 | 0 | 0 | 0 | 0 | 0 | 0 | 0 | 0 | 0 | 0 | 0 | 0 | 0 | 0 | 0 | 0
PGE_New_Li_Battery_4hr_Generic | PGE_New_Li_Battery_4hr | PGE_GBA_Li_Battery_4hr_59 | 0 | 0 | 0 | 0 | 0 | 0 | 0 | 0 | 0 | 0 | 0 | 0 | 0 | 0 | 0 | 0 | 0 | 0 | 0 | 0 | 0 | 0 | 0 | 0 | 0 | 0 | PG&E GBA | Battery | PGE_GBA_Li_Battery_4hr_59 | 0 | 0 | 0 | 0 | 0 | 0 | 0 | 0 | 0 | 0 | 0 | 0 | 0 | 0 | 0 | 0 | 0 | 0 | 0 | 0 | 0 | 0 | 0 | 0 | 0 | 0 | Li-ion Battery (4-hr) | PGE_GBA_Li_Battery_4hr_59 | 0 | 0 | 0 | 0 | 0 | 0 | 0 | 0 | 0 | 0 | 0 | 0 | 0 | 0 | 0 | 0 | 0 | 0 | 0 | 0 | 0 | 0 | 0 | 0 | 0 | 0
PGE_New_Li_Battery_4hr_Generic | PGE_New_Li_Battery_4hr | PGE_GBA_Li_Battery_4hr_6 | 0 | 0 | 0 | 0 | 0 | 0 | 0 | 0 | 0 | 0 | 0 | 0 | 0 | 0 | 0 | 0 | 0 | 0 | 0 | 0 | 0 | 0 | 0 | 0 | 0 | 0 | PG&E GBA | Battery | PGE_GBA_Li_Battery_4hr_6 | 0 | 0 | 0 | 0 | 0 | 0 | 0 | 0 | 0 | 0 | 0 | 0 | 0 | 0 | 0 | 0 | 0 | 0 | 0 | 0 | 0 | 0 | 0 | 0 | 0 | 0 | Li-ion Battery (4-hr) | PGE_GBA_Li_Battery_4hr_6 | 0 | 0 | 0 | 0 | 0 | 0 | 0 | 0 | 0 | 0 | 0 | 0 | 0 | 0 | 0 | 0 | 0 | 0 | 0 | 0 | 0 | 0 | 0 | 0 | 0 | 0
PGE_New_Li_Battery_4hr_Generic | PGE_New_Li_Battery_4hr | PGE_GBA_Li_Battery_4hr_65 | 0 | 0 | 0 | 0 | 0 | 0 | 0 | 0 | 0 | 0 | 0 | 0 | 0 | 0 | 0 | 0 | 0 | 0 | 0 | 0 | 0 | 0 | 0 | 0 | 0 | 0 | PG&E GBA | Battery | PGE_GBA_Li_Battery_4hr_65 | 0 | 0 | 0 | 0 | 0 | 0 | 0 | 0 | 0 | 0 | 0 | 0 | 0 | 0 | 0 | 0 | 0 | 0 | 0 | 0 | 0 | 0 | 0 | 0 | 0 | 0 | Li-ion Battery (4-hr) | PGE_GBA_Li_Battery_4hr_65 | 0 | 0 | 0 | 0 | 0 | 0 | 0 | 0 | 0 | 0 | 0 | 0 | 0 | 0 | 0 | 0 | 0 | 0 | 0 | 0 | 0 | 0 | 0 | 0 | 0 | 0
PGE_New_Li_Battery_4hr_Generic | PGE_New_Li_Battery_4hr | PGE_GBA_Li_Battery_4hr_66 | 0 | 0 | 0 | 0 | 0 | 0 | 0 | 0 | 0 | 0 | 0 | 0 | 0 | 0 | 0 | 0 | 0 | 0 | 0 | 0 | 0 | 0 | 0 | 0 | 0 | 0 | PG&E GBA | Battery | PGE_GBA_Li_Battery_4hr_66 | 0 | 0 | 0 | 0 | 0 | 0 | 0 | 0 | 0 | 0 | 0 | 0 | 0 | 0 | 0 | 0 | 0 | 0 | 0 | 0 | 0 | 0 | 0 | 0 | 0 | 0 | Li-ion Battery (4-hr) | PGE_GBA_Li_Battery_4hr_66 | 0 | 0 | 0 | 0 | 0 | 0 | 0 | 0 | 0 | 0 | 0 | 0 | 0 | 0 | 0 | 0 | 0 | 0 | 0 | 0 | 0 | 0 | 0 | 0 | 0 | 0
PGE_New_Li_Battery_4hr_Generic | PGE_New_Li_Battery_4hr | PGE_GBA_Li_Battery_4hr_80 | 0 | 0 | 0 | 0 | 0 | 0 | 0 | 0 | 0 | 0 | 0 | 0 | 0 | 0 | 0 | 0 | 0 | 0 | 0 | 0 | 0 | 0 | 0 | 0 | 0 | 0 | PG&E GBA | Battery | PGE_GBA_Li_Battery_4hr_80 | 0 | 0 | 0 | 0 | 0 | 0 | 0 | 0 | 0 | 0 | 0 | 0 | 0 | 0 | 0 | 0 | 0 | 0 | 0 | 0 | 0 | 0 | 0 | 0 | 0 | 0 | Li-ion Battery (4-hr) | PGE_GBA_Li_Battery_4hr_80 | 0 | 0 | 0 | 0 | 0 | 0 | 0 | 0 | 0 | 0 | 0 | 0 | 0 | 0 | 0 | 0 | 0 | 0 | 0 | 0 | 0 | 0 | 0 | 0 | 0 | 0
PGE_New_Li_Battery_4hr_Generic | PGE_New_Li_Battery_4hr | PGE_GBA_Li_Battery_4hr_82 | 0 | 0 | 0 | 0 | 0 | 0 | 0 | 0 | 0 | 0 | 0 | 0 | 0 | 0 | 0 | 0 | 0 | 0 | 0 | 0 | 0 | 0 | 0 | 0 | 0 | 0 | PG&E GBA | Battery | PGE_GBA_Li_Battery_4hr_82 | 0 | 0 | 0 | 0 | 0 | 0 | 0 | 0 | 0 | 0 | 0 | 0 | 0 | 0 | 0 | 0 | 0 | 0 | 0 | 0 | 0 | 0 | 0 | 0 | 0 | 0 | Li-ion Battery (4-hr) | PGE_GBA_Li_Battery_4hr_82 | 0 | 0 | 0 | 0 | 0 | 0 | 0 | 0 | 0 | 0 | 0 | 0 | 0 | 0 | 0 | 0 | 0 | 0 | 0 | 0 | 0 | 0 | 0 | 0 | 0 | 0
PGE_New_Li_Battery_4hr_Generic | PGE_New_Li_Battery_4hr | PGE_GBA_Li_Battery_4hr_84 | 0 | 0 | 0 | 0 | 0 | 0 | 0.027632 | 0 | 0.027632 | 0 | 0 | 0.13763 | 0 | 0 | 0 | 0 | 0.13763 | 0 | 0 | 0 | 0 | 0.13763 | 0 | 0 | 0 | 0.13763 | PG&E GBA | Battery | PGE_GBA_Li_Battery_4hr_84 | 0 | 0 | 0 | 0 | 0 | 0 | 0.027632 | 0 | 0.027632 | 0 | 0 | 0.13763 | 0 | 0 | 0 | 0 | 0.13763 | 0 | 0 | 0 | 0 | 0.13763 | 0 | 0 | 0 | 0.13763 | Li-ion Battery (4-hr) | PGE_GBA_Li_Battery_4hr_84 | 0 | 0 | 0 | 0 | 0 | 0 | 0 | 0 | 0 | 0 | 0 | 0 | 0 | 0 | 0 | 0 | 0 | 0 | 0 | 0 | 0 | 0 | 0 | 0 | 0 | 0
PGE_New_Li_Battery_4hr_Generic | PGE_New_Li_Battery_4hr | PGE_GBA_Li_Battery_4hr_85 | 0 | 0 | 0 | 0 | 0 | 0 | 0 | 0 | 0 | 0 | 0 | 0 | 0 | 0 | 0 | 0 | 0 | 0 | 0 | 0 | 0 | 0 | 0 | 0 | 0 | 0 | PG&E GBA | Battery | PGE_GBA_Li_Battery_4hr_85 | 0 | 0 | 0 | 0 | 0 | 0 | 0 | 0 | 0 | 0 | 0 | 0 | 0 | 0 | 0 | 0 | 0 | 0 | 0 | 0 | 0 | 0 | 0 | 0 | 0 | 0 | Li-ion Battery (4-hr) | PGE_GBA_Li_Battery_4hr_85 | 0 | 0 | 0 | 0 | 0 | 0 | 0 | 0 | 0 | 0 | 0 | 0 | 0 | 0 | 0 | 0 | 0 | 0 | 0 | 0 | 0 | 0 | 0 | 0 | 0 | 0
PGE_New_Li_Battery_4hr_Generic | PGE_New_Li_Battery_4hr | PGE_GBA_Li_Battery_4hr_87 | 0 | 0 | 0 | 0 | 0 | 0 | 0 | 0 | 0 | 0 | 0 | 0 | 0 | 0 | 0 | 0 | 0 | 0 | 0 | 0 | 0 | 0 | 0 | 0 | 0 | 0 | PG&E GBA | Battery | PGE_GBA_Li_Battery_4hr_87 | 0 | 0 | 0 | 0 | 0 | 0 | 0 | 0 | 0 | 0 | 0 | 0 | 0 | 0 | 0 | 0 | 0 | 0 | 0 | 0 | 0 | 0 | 0 | 0 | 0 | 0 | Li-ion Battery (4-hr) | PGE_GBA_Li_Battery_4hr_87 | 0 | 0 | 0 | 0 | 0 | 0 | 0 | 0 | 0 | 0 | 0 | 0 | 0 | 0 | 0 | 0 | 0 | 0 | 0 | 0 | 0 | 0 | 0 | 0 | 0 | 0
PGE_New_Li_Battery_8hr_Generic | PGE_New_Li_Battery_8hr | PGE_GBA_Li_Battery_8hr_11 | 0 | 0 | 0 | 0 | 0 | 0 | 0 | 0 | 0 | 0 | 0 | 0 | 0 | 0 | 0 | 0 | 0 | 0 | 0 | 0 | 0 | 0 | 0 | 0 | 0 | 0 | PG&E GBA | Battery | PGE_GBA_Li_Battery_8hr_11 | 0 | 0 | 0 | 0 | 0 | 0 | 0 | 0 | 0 | 0 | 0 | 0 | 0 | 0 | 0 | 0 | 0 | 0 | 0 | 0 | 0 | 0 | 0 | 0 | 0 | 0 | Li-ion Battery (8-hr) | PGE_GBA_Li_Battery_8hr_11 | 0 | 0 | 0 | 0 | 0 | 0 | 0 | 0 | 0 | 0 | 0 | 0 | 0 | 0 | 0 | 0 | 0 | 0 | 0 | 0 | 0 | 0 | 0 | 0 | 0 | 0
PGE_New_Li_Battery_8hr_Generic | PGE_New_Li_Battery_8hr | PGE_GBA_Li_Battery_8hr_116 | 0 | 0 | 0 | 0 | 0 | 0 | 0 | 0 | 0 | 0 | 0 | 0.0133 | 0 | 0 | 0 | 0 | 0.0133 | 0 | 0 | 0 | 0 | 0.0133 | 0 | 0 | 0 | 0.0133 | PG&E GBA | Battery | PGE_GBA_Li_Battery_8hr_116 | 0 | 0 | 0 | 0 | 0 | 0 | 0 | 0 | 0 | 0 | 0 | 0.0133 | 0 | 0 | 0 | 0 | 0.0133 | 0 | 0 | 0 | 0 | 0.0133 | 0 | 0 | 0 | 0.0133 | Li-ion Battery (8-hr) | PGE_GBA_Li_Battery_8hr_116 | 0 | 0 | 0 | 0 | 0 | 0 | 0 | 0 | 0 | 0 | 0 | 0 | 0 | 0 | 0 | 0 | 0 | 0 | 0 | 0 | 0 | 0 | 0 | 0 | 0 | 0
PGE_New_Li_Battery_8hr_Generic | PGE_New_Li_Battery_8hr | PGE_GBA_Li_Battery_8hr_12 | 0 | 0 | 0 | 0 | 0 | 0 | 0 | 0 | 0 | 0 | 0 | 0 | 0 | 0 | 0 | 0 | 0 | 0 | 0 | 0 | 0 | 0 | 0 | 0 | 0 | 0 | PG&E GBA | Battery | PGE_GBA_Li_Battery_8hr_12 | 0 | 0 | 0 | 0 | 0 | 0 | 0 | 0 | 0 | 0 | 0 | 0 | 0 | 0 | 0 | 0 | 0 | 0 | 0 | 0 | 0 | 0 | 0 | 0 | 0 | 0 | Li-ion Battery (8-hr) | PGE_GBA_Li_Battery_8hr_12 | 0 | 0 | 0 | 0 | 0 | 0 | 0 | 0 | 0 | 0 | 0 | 0 | 0 | 0 | 0 | 0 | 0 | 0 | 0 | 0 | 0 | 0 | 0 | 0 | 0 | 0
PGE_New_Li_Battery_8hr_Generic | PGE_New_Li_Battery_8hr | PGE_GBA_Li_Battery_8hr_127 | 0 | 0 | 0 | 0 | 0 | 0 | 0 | 0 | 0 | 0 | 0 | 0 | 0 | 0 | 0 | 0 | 0 | 0 | 0 | 0 | 0 | 0 | 0 | 0 | 0 | 0 | PG&E GBA | Battery | PGE_GBA_Li_Battery_8hr_127 | 0 | 0 | 0 | 0 | 0 | 0 | 0 | 0 | 0 | 0 | 0 | 0 | 0 | 0 | 0 | 0 | 0 | 0 | 0 | 0 | 0 | 0 | 0 | 0 | 0 | 0 | Li-ion Battery (8-hr) | PGE_GBA_Li_Battery_8hr_127 | 0 | 0 | 0 | 0 | 0 | 0 | 0 | 0 | 0 | 0 | 0 | 0 | 0 | 0 | 0 | 0 | 0 | 0 | 0 | 0 | 0 | 0 | 0 | 0 | 0 | 0
PGE_New_Li_Battery_8hr_Generic | PGE_New_Li_Battery_8hr | PGE_GBA_Li_Battery_8hr_13 | 0 | 0 | 0 | 0 | 0 | 0 | 0 | 0 | 0 | 0 | 0 | 0 | 0 | 0 | 0 | 0 | 0 | 0 | 0 | 0 | 0 | 0 | 0 | 0 | 0 | 0 | PG&E GBA | Battery | PGE_GBA_Li_Battery_8hr_13 | 0 | 0 | 0 | 0 | 0 | 0 | 0 | 0 | 0 | 0 | 0 | 0 | 0 | 0 | 0 | 0 | 0 | 0 | 0 | 0 | 0 | 0 | 0 | 0 | 0 | 0 | Li-ion Battery (8-hr) | PGE_GBA_Li_Battery_8hr_13 | 0 | 0 | 0 | 0 | 0 | 0 | 0 | 0 | 0 | 0 | 0 | 0 | 0 | 0 | 0 | 0 | 0 | 0 | 0 | 0 | 0 | 0 | 0 | 0 | 0 | 0
PGE_New_Li_Battery_8hr_Generic | PGE_New_Li_Battery_8hr | PGE_GBA_Li_Battery_8hr_14 | 0 | 0 | 0 | 0 | 0 | 0 | 0 | 0 | 0 | 0 | 0 | 0 | 0 | 0 | 0 | 0 | 0 | 0 | 0 | 0 | 0 | 0 | 0 | 0 | 0 | 0 | PG&E GBA | Battery | PGE_GBA_Li_Battery_8hr_14 | 0 | 0 | 0 | 0 | 0 | 0 | 0 | 0 | 0 | 0 | 0 | 0 | 0 | 0 | 0 | 0 | 0 | 0 | 0 | 0 | 0 | 0 | 0 | 0 | 0 | 0 | Li-ion Battery (8-hr) | PGE_GBA_Li_Battery_8hr_14 | 0 | 0 | 0 | 0 | 0 | 0 | 0 | 0 | 0 | 0 | 0 | 0 | 0 | 0 | 0 | 0 | 0 | 0 | 0 | 0 | 0 | 0 | 0 | 0 | 0 | 0
PGE_New_Li_Battery_8hr_Generic | PGE_New_Li_Battery_8hr | PGE_GBA_Li_Battery_8hr_15 | 0 | 0 | 0 | 0 | 0 | 0 | 0 | 0 | 0 | 0 | 0 | 0 | 0 | 0 | 0 | 0 | 0 | 0 | 0 | 0 | 0 | 0 | 0 | 0 | 0 | 0 | PG&E GBA | Battery | PGE_GBA_Li_Battery_8hr_15 | 0 | 0 | 0 | 0 | 0 | 0 | 0 | 0 | 0 | 0 | 0 | 0 | 0 | 0 | 0 | 0 | 0 | 0 | 0 | 0 | 0 | 0 | 0 | 0 | 0 | 0 | Li-ion Battery (8-hr) | PGE_GBA_Li_Battery_8hr_15 | 0 | 0 | 0 | 0 | 0 | 0 | 0 | 0 | 0 | 0 | 0 | 0 | 0 | 0 | 0 | 0 | 0 | 0 | 0 | 0 | 0 | 0 | 0 | 0 | 0 | 0
PGE_New_Li_Battery_8hr_Generic | PGE_New_Li_Battery_8hr | PGE_GBA_Li_Battery_8hr_155 | 0 | 0 | 0 | 0 | 0 | 0 | 0 | 0 | 0 | 0 | 0 | 0 | 0 | 0 | 0 | 0 | 0 | 0 | 0 | 0 | 0 | 0 | 0 | 0 | 0 | 0 | PG&E GBA | Battery | PGE_GBA_Li_Battery_8hr_155 | 0 | 0 | 0 | 0 | 0 | 0 | 0 | 0 | 0 | 0 | 0 | 0 | 0 | 0 | 0 | 0 | 0 | 0 | 0 | 0 | 0 | 0 | 0 | 0 | 0 | 0 | Li-ion Battery (8-hr) | PGE_GBA_Li_Battery_8hr_155 | 0 | 0 | 0 | 0 | 0 | 0 | 0 | 0 | 0 | 0 | 0 | 0 | 0 | 0 | 0 | 0 | 0 | 0 | 0 | 0 | 0 | 0 | 0 | 0 | 0 | 0
PGE_New_Li_Battery_8hr_Generic | PGE_New_Li_Battery_8hr | PGE_GBA_Li_Battery_8hr_29 | 0 | 0 | 0 | 0 | 0 | 0 | 0 | 0 | 0 | 0 | 0 | 0 | 0 | 0 | 0 | 0 | 0 | 0 | 0 | 0 | 0 | 0 | 0 | 0 | 0 | 0 | PG&E GBA | Battery | PGE_GBA_Li_Battery_8hr_29 | 0 | 0 | 0 | 0 | 0 | 0 | 0 | 0 | 0 | 0 | 0 | 0 | 0 | 0 | 0 | 0 | 0 | 0 | 0 | 0 | 0 | 0 | 0 | 0 | 0 | 0 | Li-ion Battery (8-hr) | PGE_GBA_Li_Battery_8hr_29 | 0 | 0 | 0 | 0 | 0 | 0 | 0 | 0 | 0 | 0 | 0 | 0 | 0 | 0 | 0 | 0 | 0 | 0 | 0 | 0 | 0 | 0 | 0 | 0 | 0 | 0
PGE_New_Li_Battery_8hr_Generic | PGE_New_Li_Battery_8hr | PGE_GBA_Li_Battery_8hr_3 | 0 | 0 | 0 | 0 | 0 | 0 | 0 | 0 | 0 | 0 | 0 | 0 | 0 | 0 | 0 | 0 | 0 | 0 | 0 | 0 | 0 | 0 | 0 | 0 | 0 | 0 | PG&E GBA | Battery | PGE_GBA_Li_Battery_8hr_3 | 0 | 0 | 0 | 0 | 0 | 0 | 0 | 0 | 0 | 0 | 0 | 0 | 0 | 0 | 0 | 0 | 0 | 0 | 0 | 0 | 0 | 0 | 0 | 0 | 0 | 0 | Li-ion Battery (8-hr) | PGE_GBA_Li_Battery_8hr_3 | 0 | 0 | 0 | 0 | 0 | 0 | 0 | 0 | 0 | 0 | 0 | 0 | 0 | 0 | 0 | 0 | 0 | 0 | 0 | 0 | 0 | 0 | 0 | 0 | 0 | 0
PGE_New_Li_Battery_8hr_Generic | PGE_New_Li_Battery_8hr | PGE_GBA_Li_Battery_8hr_30 | 0 | 0 | 0 | 0 | 0 | 0 | 0 | 0 | 0 | 0 | 0 | 0 | 0 | 0 | 0 | 0 | 0 | 0 | 0 | 0 | 0 | 0 | 0 | 0 | 0 | 0 | PG&E GBA | Battery | PGE_GBA_Li_Battery_8hr_30 | 0 | 0 | 0 | 0 | 0 | 0 | 0 | 0 | 0 | 0 | 0 | 0 | 0 | 0 | 0 | 0 | 0 | 0 | 0 | 0 | 0 | 0 | 0 | 0 | 0 | 0 | Li-ion Battery (8-hr) | PGE_GBA_Li_Battery_8hr_30 | 0 | 0 | 0 | 0 | 0 | 0 | 0 | 0 | 0 | 0 | 0 | 0 | 0 | 0 | 0 | 0 | 0 | 0 | 0 | 0 | 0 | 0 | 0 | 0 | 0 | 0
PGE_New_Li_Battery_8hr_Generic | PGE_New_Li_Battery_8hr | PGE_GBA_Li_Battery_8hr_31 | 0 | 0 | 0 | 0 | 0 | 0 | 0.032 | 0 | 0.032 | 0 | 0 | 0.032 | 0 | 0 | 0 | 0 | 0.032 | 0 | 0 | 0 | 0 | 0.032 | 0 | 0 | 0 | 0.032 | PG&E GBA | Battery | PGE_GBA_Li_Battery_8hr_31 | 0 | 0 | 0 | 0 | 0 | 0 | 0.032 | 0 | 0.032 | 0 | 0 | 0.032 | 0 | 0 | 0 | 0 | 0.032 | 0 | 0 | 0 | 0 | 0.032 | 0 | 0 | 0 | 0.032 | Li-ion Battery (8-hr) | PGE_GBA_Li_Battery_8hr_31 | 0 | 0 | 0 | 0 | 0 | 0 | 0 | 0 | 0 | 0 | 0 | 0 | 0 | 0 | 0 | 0 | 0 | 0 | 0 | 0 | 0 | 0 | 0 | 0 | 0 | 0
PGE_New_Li_Battery_8hr_Generic | PGE_New_Li_Battery_8hr | PGE_GBA_Li_Battery_8hr_34 | 0 | 0 | 0 | 0 | 0 | 0 | 0 | 0 | 0 | 0 | 0 | 0 | 0 | 0 | 0 | 0 | 0 | 0 | 0 | 0 | 0 | 0 | 0 | 0 | 0 | 0 | PG&E GBA | Battery | PGE_GBA_Li_Battery_8hr_34 | 0 | 0 | 0 | 0 | 0 | 0 | 0 | 0 | 0 | 0 | 0 | 0 | 0 | 0 | 0 | 0 | 0 | 0 | 0 | 0 | 0 | 0 | 0 | 0 | 0 | 0 | Li-ion Battery (8-hr) | PGE_GBA_Li_Battery_8hr_34 | 0 | 0 | 0 | 0 | 0 | 0 | 0 | 0 | 0 | 0 | 0 | 0 | 0 | 0 | 0 | 0 | 0 | 0 | 0 | 0 | 0 | 0 | 0 | 0 | 0 | 0
PGE_New_Li_Battery_8hr_Generic | PGE_New_Li_Battery_8hr | PGE_GBA_Li_Battery_8hr_36 | 0 | 0 | 0 | 0 | 0 | 0 | 0 | 0 | 0 | 0 | 0 | 0 | 0 | 0 | 0 | 0 | 0 | 0 | 0 | 0 | 0 | 0 | 0 | 0 | 0 | 0 | PG&E GBA | Battery | PGE_GBA_Li_Battery_8hr_36 | 0 | 0 | 0 | 0 | 0 | 0 | 0 | 0 | 0 | 0 | 0 | 0 | 0 | 0 | 0 | 0 | 0 | 0 | 0 | 0 | 0 | 0 | 0 | 0 | 0 | 0 | Li-ion Battery (8-hr) | PGE_GBA_Li_Battery_8hr_36 | 0 | 0 | 0 | 0 | 0 | 0 | 0 | 0 | 0 | 0 | 0 | 0 | 0 | 0 | 0 | 0 | 0 | 0 | 0 | 0 | 0 | 0 | 0 | 0 | 0 | 0
PGE_New_Li_Battery_8hr_Generic | PGE_New_Li_Battery_8hr | PGE_GBA_Li_Battery_8hr_40 | 0 | 0 | 0 | 0 | 0 | 0 | 0 | 0 | 0 | 0 | 0 | 0 | 0 | 0 | 0 | 0 | 0 | 0 | 0 | 0 | 0 | 0 | 0 | 0 | 0 | 0 | PG&E GBA | Battery | PGE_GBA_Li_Battery_8hr_40 | 0 | 0 | 0 | 0 | 0 | 0 | 0 | 0 | 0 | 0 | 0 | 0 | 0 | 0 | 0 | 0 | 0 | 0 | 0 | 0 | 0 | 0 | 0 | 0 | 0 | 0 | Li-ion Battery (8-hr) | PGE_GBA_Li_Battery_8hr_40 | 0 | 0 | 0 | 0 | 0 | 0 | 0 | 0 | 0 | 0 | 0 | 0 | 0 | 0 | 0 | 0 | 0 | 0 | 0 | 0 | 0 | 0 | 0 | 0 | 0 | 0
PGE_New_Li_Battery_8hr_Generic | PGE_New_Li_Battery_8hr | PGE_GBA_Li_Battery_8hr_41 | 0 | 0 | 0 | 0 | 0 | 0 | 0 | 0 | 0 | 0 | 0 | 0 | 0 | 0 | 0 | 0 | 0 | 0 | 0 | 0 | 0 | 0 | 0 | 0 | 0 | 0 | PG&E GBA | Battery | PGE_GBA_Li_Battery_8hr_41 | 0 | 0 | 0 | 0 | 0 | 0 | 0 | 0 | 0 | 0 | 0 | 0 | 0 | 0 | 0 | 0 | 0 | 0 | 0 | 0 | 0 | 0 | 0 | 0 | 0 | 0 | Li-ion Battery (8-hr) | PGE_GBA_Li_Battery_8hr_41 | 0 | 0 | 0 | 0 | 0 | 0 | 0 | 0 | 0 | 0 | 0 | 0 | 0 | 0 | 0 | 0 | 0 | 0 | 0 | 0 | 0 | 0 | 0 | 0 | 0 | 0
PGE_New_Li_Battery_8hr_Generic | PGE_New_Li_Battery_8hr | PGE_GBA_Li_Battery_8hr_42 | 0 | 0 | 0 | 0 | 0 | 0 | 0 | 0 | 0 | 0 | 0 | 0 | 0 | 0 | 0 | 0 | 0 | 0 | 0 | 0 | 0 | 0 | 0 | 0 | 0 | 0 | PG&E GBA | Battery | PGE_GBA_Li_Battery_8hr_42 | 0 | 0 | 0 | 0 | 0 | 0 | 0 | 0 | 0 | 0 | 0 | 0 | 0 | 0 | 0 | 0 | 0 | 0 | 0 | 0 | 0 | 0 | 0 | 0 | 0 | 0 | Li-ion Battery (8-hr) | PGE_GBA_Li_Battery_8hr_42 | 0 | 0 | 0 | 0 | 0 | 0 | 0 | 0 | 0 | 0 | 0 | 0 | 0 | 0 | 0 | 0 | 0 | 0 | 0 | 0 | 0 | 0 | 0 | 0 | 0 | 0
PGE_New_Li_Battery_8hr_Generic | PGE_New_Li_Battery_8hr | PGE_GBA_Li_Battery_8hr_44 | 0 | 0 | 0 | 0 | 0 | 0 | 0 | 0 | 0 | 0 | 0 | 0 | 0 | 0 | 0 | 0 | 0 | 0 | 0 | 0 | 0 | 0 | 0 | 0 | 0 | 0 | PG&E GBA | Battery | PGE_GBA_Li_Battery_8hr_44 | 0 | 0 | 0 | 0 | 0 | 0 | 0 | 0 | 0 | 0 | 0 | 0 | 0 | 0 | 0 | 0 | 0 | 0 | 0 | 0 | 0 | 0 | 0 | 0 | 0 | 0 | Li-ion Battery (8-hr) | PGE_GBA_Li_Battery_8hr_44 | 0 | 0 | 0 | 0 | 0 | 0 | 0 | 0 | 0 | 0 | 0 | 0 | 0 | 0 | 0 | 0 | 0 | 0 | 0 | 0 | 0 | 0 | 0 | 0 | 0 | 0
PGE_New_Li_Battery_8hr_Generic | PGE_New_Li_Battery_8hr | PGE_GBA_Li_Battery_8hr_5 | 0 | 0 | 0 | 0 | 0 | 0 | 0 | 0 | 0 | 0 | 0 | 0 | 0 | 0 | 0 | 0 | 0 | 0 | 0 | 0 | 0 | 0 | 0 | 0 | 0 | 0 | PG&E GBA | Battery | PGE_GBA_Li_Battery_8hr_5 | 0 | 0 | 0 | 0 | 0 | 0 | 0 | 0 | 0 | 0 | 0 | 0 | 0 | 0 | 0 | 0 | 0 | 0 | 0 | 0 | 0 | 0 | 0 | 0 | 0 | 0 | Li-ion Battery (8-hr) | PGE_GBA_Li_Battery_8hr_5 | 0 | 0 | 0 | 0 | 0 | 0 | 0 | 0 | 0 | 0 | 0 | 0 | 0 | 0 | 0 | 0 | 0 | 0 | 0 | 0 | 0 | 0 | 0 | 0 | 0 | 0
PGE_New_Li_Battery_8hr_Generic | PGE_New_Li_Battery_8hr | PGE_GBA_Li_Battery_8hr_50 | 0 | 0 | 0 | 0 | 0 | 0 | 0 | 0 | 0 | 0 | 0 | 0 | 0 | 0 | 0 | 0 | 0 | 0 | 0 | 0 | 0 | 0 | 0 | 0 | 0 | 0 | PG&E GBA | Battery | PGE_GBA_Li_Battery_8hr_50 | 0 | 0 | 0 | 0 | 0 | 0 | 0 | 0 | 0 | 0 | 0 | 0 | 0 | 0 | 0 | 0 | 0 | 0 | 0 | 0 | 0 | 0 | 0 | 0 | 0 | 0 | Li-ion Battery (8-hr) | PGE_GBA_Li_Battery_8hr_50 | 0 | 0 | 0 | 0 | 0 | 0 | 0 | 0 | 0 | 0 | 0 | 0 | 0 | 0 | 0 | 0 | 0 | 0 | 0 | 0 | 0 | 0 | 0 | 0 | 0 | 0
PGE_New_Li_Battery_8hr_Generic | PGE_New_Li_Battery_8hr | PGE_GBA_Li_Battery_8hr_51 | 0 | 0 | 0 | 0 | 0 | 0 | 0 | 0 | 0 | 0 | 0 | 0 | 0 | 0 | 0 | 0 | 0 | 0 | 0 | 0 | 0 | 0 | 0 | 0 | 0 | 0 | PG&E GBA | Battery | PGE_GBA_Li_Battery_8hr_51 | 0 | 0 | 0 | 0 | 0 | 0 | 0 | 0 | 0 | 0 | 0 | 0 | 0 | 0 | 0 | 0 | 0 | 0 | 0 | 0 | 0 | 0 | 0 | 0 | 0 | 0 | Li-ion Battery (8-hr) | PGE_GBA_Li_Battery_8hr_51 | 0 | 0 | 0 | 0 | 0 | 0 | 0 | 0 | 0 | 0 | 0 | 0 | 0 | 0 | 0 | 0 | 0 | 0 | 0 | 0 | 0 | 0 | 0 | 0 | 0 | 0
PGE_New_Li_Battery_8hr_Generic | PGE_New_Li_Battery_8hr | PGE_GBA_Li_Battery_8hr_54 | 0 | 0 | 0 | 0 | 0 | 0 | 0 | 0 | 0 | 0 | 0 | 0 | 0 | 0 | 0 | 0 | 0 | 0 | 0 | 0 | 0 | 0 | 0 | 0 | 0 | 0 | PG&E GBA | Battery | PGE_GBA_Li_Battery_8hr_54 | 0 | 0 | 0 | 0 | 0 | 0 | 0 | 0 | 0 | 0 | 0 | 0 | 0 | 0 | 0 | 0 | 0 | 0 | 0 | 0 | 0 | 0 | 0 | 0 | 0 | 0 | Li-ion Battery (8-hr) | PGE_GBA_Li_Battery_8hr_54 | 0 | 0 | 0 | 0 | 0 | 0 | 0 | 0 | 0 | 0 | 0 | 0 | 0 | 0 | 0 | 0 | 0 | 0 | 0 | 0 | 0 | 0 | 0 | 0 | 0 | 0
PGE_New_Li_Battery_8hr_Generic | PGE_New_Li_Battery_8hr | PGE_GBA_Li_Battery_8hr_56 | 0 | 0 | 0 | 0 | 0 | 0 | 0 | 0 | 0 | 0 | 0 | 0 | 0 | 0 | 0 | 0 | 0 | 0 | 0 | 0 | 0 | 0 | 0 | 0 | 0 | 0 | PG&E GBA | Battery | PGE_GBA_Li_Battery_8hr_56 | 0 | 0 | 0 | 0 | 0 | 0 | 0 | 0 | 0 | 0 | 0 | 0 | 0 | 0 | 0 | 0 | 0 | 0 | 0 | 0 | 0 | 0 | 0 | 0 | 0 | 0 | Li-ion Battery (8-hr) | PGE_GBA_Li_Battery_8hr_56 | 0 | 0 | 0 | 0 | 0 | 0 | 0 | 0 | 0 | 0 | 0 | 0 | 0 | 0 | 0 | 0 | 0 | 0 | 0 | 0 | 0 | 0 | 0 | 0 | 0 | 0
PGE_New_Li_Battery_8hr_Generic | PGE_New_Li_Battery_8hr | PGE_GBA_Li_Battery_8hr_59 | 0 | 0 | 0 | 0 | 0 | 0 | 0 | 0 | 0 | 0 | 0 | 0 | 0 | 0 | 0 | 0 | 0 | 0 | 0 | 0 | 0 | 0 | 0 | 0 | 0 | 0 | PG&E GBA | Battery | PGE_GBA_Li_Battery_8hr_59 | 0 | 0 | 0 | 0 | 0 | 0 | 0 | 0 | 0 | 0 | 0 | 0 | 0 | 0 | 0 | 0 | 0 | 0 | 0 | 0 | 0 | 0 | 0 | 0 | 0 | 0 | Li-ion Battery (8-hr) | PGE_GBA_Li_Battery_8hr_59 | 0 | 0 | 0 | 0 | 0 | 0 | 0 | 0 | 0 | 0 | 0 | 0 | 0 | 0 | 0 | 0 | 0 | 0 | 0 | 0 | 0 | 0 | 0 | 0 | 0 | 0
PGE_New_Li_Battery_8hr_Generic | PGE_New_Li_Battery_8hr | PGE_GBA_Li_Battery_8hr_6 | 0 | 0 | 0 | 0 | 0 | 0 | 0 | 0 | 0 | 0 | 0 | 0 | 0 | 0 | 0 | 0 | 0 | 0 | 0 | 0 | 0 | 0 | 0 | 0 | 0 | 0 | PG&E GBA | Battery | PGE_GBA_Li_Battery_8hr_6 | 0 | 0 | 0 | 0 | 0 | 0 | 0 | 0 | 0 | 0 | 0 | 0 | 0 | 0 | 0 | 0 | 0 | 0 | 0 | 0 | 0 | 0 | 0 | 0 | 0 | 0 | Li-ion Battery (8-hr) | PGE_GBA_Li_Battery_8hr_6 | 0 | 0 | 0 | 0 | 0 | 0 | 0 | 0 | 0 | 0 | 0 | 0 | 0 | 0 | 0 | 0 | 0 | 0 | 0 | 0 | 0 | 0 | 0 | 0 | 0 | 0
PGE_New_Li_Battery_8hr_Generic | PGE_New_Li_Battery_8hr | PGE_GBA_Li_Battery_8hr_65 | 0 | 0 | 0 | 0 | 0 | 0 | 0 | 0 | 0 | 0 | 0 | 0 | 0 | 0 | 0 | 0 | 0 | 0 | 0 | 0 | 0 | 0 | 0 | 0 | 0 | 0 | PG&E GBA | Battery | PGE_GBA_Li_Battery_8hr_65 | 0 | 0 | 0 | 0 | 0 | 0 | 0 | 0 | 0 | 0 | 0 | 0 | 0 | 0 | 0 | 0 | 0 | 0 | 0 | 0 | 0 | 0 | 0 | 0 | 0 | 0 | Li-ion Battery (8-hr) | PGE_GBA_Li_Battery_8hr_65 | 0 | 0 | 0 | 0 | 0 | 0 | 0 | 0 | 0 | 0 | 0 | 0 | 0 | 0 | 0 | 0 | 0 | 0 | 0 | 0 | 0 | 0 | 0 | 0 | 0 | 0
PGE_New_Li_Battery_8hr_Generic | PGE_New_Li_Battery_8hr | PGE_GBA_Li_Battery_8hr_66 | 0 | 0 | 0 | 0 | 0 | 0 | 0 | 0 | 0 | 0 | 0 | 0 | 0 | 0 | 0 | 0 | 0 | 0 | 0 | 0 | 0 | 0 | 0 | 0 | 0 | 0 | PG&E GBA | Battery | PGE_GBA_Li_Battery_8hr_66 | 0 | 0 | 0 | 0 | 0 | 0 | 0 | 0 | 0 | 0 | 0 | 0 | 0 | 0 | 0 | 0 | 0 | 0 | 0 | 0 | 0 | 0 | 0 | 0 | 0 | 0 | Li-ion Battery (8-hr) | PGE_GBA_Li_Battery_8hr_66 | 0 | 0 | 0 | 0 | 0 | 0 | 0 | 0 | 0 | 0 | 0 | 0 | 0 | 0 | 0 | 0 | 0 | 0 | 0 | 0 | 0 | 0 | 0 | 0 | 0 | 0
PGE_New_Li_Battery_8hr_Generic | PGE_New_Li_Battery_8hr | PGE_GBA_Li_Battery_8hr_80 | 0 | 0 | 0 | 0 | 0 | 0 | 0 | 0 | 0 | 0 | 0 | 0 | 0 | 0 | 0 | 0 | 0 | 0 | 0 | 0 | 0 | 0 | 0 | 0 | 0 | 0 | PG&E GBA | Battery | PGE_GBA_Li_Battery_8hr_80 | 0 | 0 | 0 | 0 | 0 | 0 | 0 | 0 | 0 | 0 | 0 | 0 | 0 | 0 | 0 | 0 | 0 | 0 | 0 | 0 | 0 | 0 | 0 | 0 | 0 | 0 | Li-ion Battery (8-hr) | PGE_GBA_Li_Battery_8hr_80 | 0 | 0 | 0 | 0 | 0 | 0 | 0 | 0 | 0 | 0 | 0 | 0 | 0 | 0 | 0 | 0 | 0 | 0 | 0 | 0 | 0 | 0 | 0 | 0 | 0 | 0
PGE_New_Li_Battery_8hr_Generic | PGE_New_Li_Battery_8hr | PGE_GBA_Li_Battery_8hr_82 | 0 | 0 | 0 | 0 | 0 | 0 | 0 | 0 | 0 | 0 | 0 | 0 | 0 | 0 | 0 | 0 | 0 | 0 | 0 | 0 | 0 | 0 | 0 | 0 | 0 | 0 | PG&E GBA | Battery | PGE_GBA_Li_Battery_8hr_82 | 0 | 0 | 0 | 0 | 0 | 0 | 0 | 0 | 0 | 0 | 0 | 0 | 0 | 0 | 0 | 0 | 0 | 0 | 0 | 0 | 0 | 0 | 0 | 0 | 0 | 0 | Li-ion Battery (8-hr) | PGE_GBA_Li_Battery_8hr_82 | 0 | 0 | 0 | 0 | 0 | 0 | 0 | 0 | 0 | 0 | 0 | 0 | 0 | 0 | 0 | 0 | 0 | 0 | 0 | 0 | 0 | 0 | 0 | 0 | 0 | 0
PGE_New_Li_Battery_8hr_Generic | PGE_New_Li_Battery_8hr | PGE_GBA_Li_Battery_8hr_84 | 0 | 0 | 0 | 0 | 0 | 0 | 0 | 0 | 0 | 0 | 0 | 0 | 0 | 0 | 0 | 0 | 0 | 0 | 0 | 0 | 0 | 0 | 0 | 0 | 0 | 0 | PG&E GBA | Battery | PGE_GBA_Li_Battery_8hr_84 | 0 | 0 | 0 | 0 | 0 | 0 | 0 | 0 | 0 | 0 | 0 | 0 | 0 | 0 | 0 | 0 | 0 | 0 | 0 | 0 | 0 | 0 | 0 | 0 | 0 | 0 | Li-ion Battery (8-hr) | PGE_GBA_Li_Battery_8hr_84 | 0 | 0 | 0 | 0 | 0 | 0 | 0 | 0 | 0 | 0 | 0 | 0 | 0 | 0 | 0 | 0 | 0 | 0 | 0 | 0 | 0 | 0 | 0 | 0 | 0 | 0
PGE_New_Li_Battery_8hr_Generic | PGE_New_Li_Battery_8hr | PGE_GBA_Li_Battery_8hr_85 | 0 | 0 | 0 | 0 | 0 | 0 | 0 | 0 | 0 | 0 | 0 | 0 | 0 | 0 | 0 | 0 | 0 | 0 | 0 | 0 | 0 | 0 | 0 | 0 | 0 | 0 | PG&E GBA | Battery | PGE_GBA_Li_Battery_8hr_85 | 0 | 0 | 0 | 0 | 0 | 0 | 0 | 0 | 0 | 0 | 0 | 0 | 0 | 0 | 0 | 0 | 0 | 0 | 0 | 0 | 0 | 0 | 0 | 0 | 0 | 0 | Li-ion Battery (8-hr) | PGE_GBA_Li_Battery_8hr_85 | 0 | 0 | 0 | 0 | 0 | 0 | 0 | 0 | 0 | 0 | 0 | 0 | 0 | 0 | 0 | 0 | 0 | 0 | 0 | 0 | 0 | 0 | 0 | 0 | 0 | 0
PGE_New_Li_Battery_8hr_Generic | PGE_New_Li_Battery_8hr | PGE_GBA_Li_Battery_8hr_87 | 0 | 0 | 0 | 0 | 0 | 0 | 0 | 0 | 0 | 0 | 0 | 0 | 0 | 0 | 0 | 0 | 0 | 0 | 0 | 0 | 0 | 0 | 0 | 0 | 0 | 0 | PG&E GBA | Battery | PGE_GBA_Li_Battery_8hr_87 | 0 | 0 | 0 | 0 | 0 | 0 | 0 | 0 | 0 | 0 | 0 | 0 | 0 | 0 | 0 | 0 | 0 | 0 | 0 | 0 | 0 | 0 | 0 | 0 | 0 | 0 | Li-ion Battery (8-hr) | PGE_GBA_Li_Battery_8hr_87 | 0 | 0 | 0 | 0 | 0 | 0 | 0 | 0 | 0 | 0 | 0 | 0 | 0 | 0 | 0 | 0 | 0 | 0 | 0 | 0 | 0 | 0 | 0 | 0 | 0 | 0
PGE_GBA_Solar_Generic | PGE_GBA_Solar | PGE_GBA_Solar_11 | 0 | 0 | 0 | 0 | 0 | 0 | 0 | 0 | 0 | 0 | 0 | 0.097003 | 0 | 0 | 0 | 0 | 0.097003 | 0 | 0 | 0 | 0 | 0.097003 | 0 | 0 | 0 | 0.097003 | PG&E GBA | Solar | PGE_GBA_Solar_11 | 0 | 0 | 0 | 0 | 0 | 0 | 0 | 0 | 0 | 0 | 0 | 0.097003 | 0 | 0 | 0 | 0 | 0.097003 | 0 | 0 | 0 | 0 | 0.097003 | 0 | 0 | 0 | 0.097003 |  | PGE_GBA_Solar_11 | 0 | 0 | 0 | 0 | 0 | 0 | 0 | 0 | 0 | 0 | 0 | 0 | 0 | 0 | 0 | 0 | 0 | 0 | 0 | 0 | 0 | 0 | 0 | 0 | 0 | 0
PGE_GBA_Solar_Generic | PGE_GBA_Solar | PGE_GBA_Solar_116 | 0 | 0 | 0 | 0 | 0 | 0 | 0 | 0 | 0 | 0 | 0 | 0 | 0 | 0 | 0 | 0 | 0 | 0 | 0 | 0 | 0 | 0 | 0 | 0 | 0 | 0 | PG&E GBA | Solar | PGE_GBA_Solar_116 | 0 | 0 | 0 | 0 | 0 | 0 | 0 | 0 | 0 | 0 | 0 | 0 | 0 | 0 | 0 | 0 | 0 | 0 | 0 | 0 | 0 | 0 | 0 | 0 | 0 | 0 |  | PGE_GBA_Solar_116 | 0 | 0 | 0 | 0 | 0 | 0 | 0 | 0 | 0 | 0 | 0 | 0 | 0 | 0 | 0 | 0 | 0 | 0 | 0 | 0 | 0 | 0 | 0 | 0 | 0 | 0
PGE_GBA_Solar_Generic | PGE_GBA_Solar | PGE_GBA_Solar_12 | 0 | 0 | 0 | 0 | 0 | 0 | 0 | 0 | 0 | 0 | 0 | 0 | 0 | 0 | 0 | 0 | 0 | 0 | 0 | 0 | 0 | 0 | 0 | 0 | 0 | 0 | PG&E GBA | Solar | PGE_GBA_Solar_12 | 0 | 0 | 0 | 0 | 0 | 0 | 0 | 0 | 0 | 0 | 0 | 0 | 0 | 0 | 0 | 0 | 0 | 0 | 0 | 0 | 0 | 0 | 0 | 0 | 0 | 0 |  | PGE_GBA_Solar_12 | 0 | 0 | 0 | 0 | 0 | 0 | 0 | 0 | 0 | 0 | 0 | 0 | 0 | 0 | 0 | 0 | 0 | 0 | 0 | 0 | 0 | 0 | 0 | 0 | 0 | 0
PGE_GBA_Solar_Generic | PGE_GBA_Solar | PGE_GBA_Solar_127 | 0 | 0 | 0 | 0 | 0 | 0 | 0 | 0 | 0 | 0 | 0 | 0 | 0 | 0 | 0 | 0 | 0 | 0 | 0 | 0 | 0 | 0 | 0 | 0 | 0 | 0 | PG&E GBA | Solar | PGE_GBA_Solar_127 | 0 | 0 | 0 | 0 | 0 | 0 | 0 | 0 | 0 | 0 | 0 | 0 | 0 | 0 | 0 | 0 | 0 | 0 | 0 | 0 | 0 | 0 | 0 | 0 | 0 | 0 |  | PGE_GBA_Solar_127 | 0 | 0 | 0 | 0 | 0 | 0 | 0 | 0 | 0 | 0 | 0 | 0 | 0 | 0 | 0 | 0 | 0 | 0 | 0 | 0 | 0 | 0 | 0 | 0 | 0 | 0
PGE_GBA_Solar_Generic | PGE_GBA_Solar | PGE_GBA_Solar_13 | 0 | 0 | 0 | 0 | 0 | 0 | 0 | 0 | 0 | 0 | 0 | 0 | 0 | 0 | 0 | 0 | 0 | 0 | 0 | 0 | 0 | 0 | 0 | 0 | 0 | 0 | PG&E GBA | Solar | PGE_GBA_Solar_13 | 0 | 0 | 0 | 0 | 0 | 0 | 0 | 0 | 0 | 0 | 0 | 0 | 0 | 0 | 0 | 0 | 0 | 0 | 0 | 0 | 0 | 0 | 0 | 0 | 0 | 0 |  | PGE_GBA_Solar_13 | 0 | 0 | 0 | 0 | 0 | 0 | 0 | 0 | 0 | 0 | 0 | 0 | 0 | 0 | 0 | 0 | 0 | 0 | 0 | 0 | 0 | 0 | 0 | 0 | 0 | 0
PGE_GBA_Solar_Generic | PGE_GBA_Solar | PGE_GBA_Solar_14 | 0 | 0 | 0 | 0 | 0 | 0 | 0 | 0 | 0 | 0 | 0 | 0 | 0 | 0 | 0 | 0 | 0 | 0 | 0 | 0 | 0 | 0 | 0 | 0 | 0 | 0 | PG&E GBA | Solar | PGE_GBA_Solar_14 | 0 | 0 | 0 | 0 | 0 | 0 | 0 | 0 | 0 | 0 | 0 | 0 | 0 | 0 | 0 | 0 | 0 | 0 | 0 | 0 | 0 | 0 | 0 | 0 | 0 | 0 |  | PGE_GBA_Solar_14 | 0 | 0 | 0 | 0 | 0 | 0 | 0 | 0 | 0 | 0 | 0 | 0 | 0 | 0 | 0 | 0 | 0 | 0 | 0 | 0 | 0 | 0 | 0 | 0 | 0 | 0
PGE_GBA_Solar_Generic | PGE_GBA_Solar | PGE_GBA_Solar_15 | 0 | 0 | 0 | 0 | 0 | 0 | 0 | 0 | 0 | 0 | 0 | 0 | 0 | 0 | 0 | 0 | 0 | 0 | 0 | 0 | 0 | 0 | 0 | 0 | 0 | 0 | PG&E GBA | Solar | PGE_GBA_Solar_15 | 0 | 0 | 0 | 0 | 0 | 0 | 0 | 0 | 0 | 0 | 0 | 0 | 0 | 0 | 0 | 0 | 0 | 0 | 0 | 0 | 0 | 0 | 0 | 0 | 0 | 0 |  | PGE_GBA_Solar_15 | 0 | 0 | 0 | 0 | 0 | 0 | 0 | 0 | 0 | 0 | 0 | 0 | 0 | 0 | 0 | 0 | 0 | 0 | 0 | 0 | 0 | 0 | 0 | 0 | 0 | 0
PGE_GBA_Solar_Generic | PGE_GBA_Solar | PGE_GBA_Solar_155 | 0 | 0 | 0 | 0 | 0 | 0 | 0 | 0 | 0 | 0 | 0 | 0 | 0 | 0 | 0 | 0 | 0 | 0 | 0 | 0 | 0 | 0 | 0 | 0 | 0 | 0 | PG&E GBA | Solar | PGE_GBA_Solar_155 | 0 | 0 | 0 | 0 | 0 | 0 | 0 | 0 | 0 | 0 | 0 | 0 | 0 | 0 | 0 | 0 | 0 | 0 | 0 | 0 | 0 | 0 | 0 | 0 | 0 | 0 |  | PGE_GBA_Solar_155 | 0 | 0 | 0 | 0 | 0 | 0 | 0 | 0 | 0 | 0 | 0 | 0 | 0 | 0 | 0 | 0 | 0 | 0 | 0 | 0 | 0 | 0 | 0 | 0 | 0 | 0
PGE_GBA_Solar_Generic | PGE_GBA_Solar | PGE_GBA_Solar_29 | 0 | 0 | 0 | 0 | 0 | 0 | 0 | 0 | 0 | 0 | 0 | 0 | 0 | 0 | 0 | 0 | 0 | 0 | 0 | 0 | 0 | 0 | 0 | 0 | 0 | 0 | PG&E GBA | Solar | PGE_GBA_Solar_29 | 0 | 0 | 0 | 0 | 0 | 0 | 0 | 0 | 0 | 0 | 0 | 0 | 0 | 0 | 0 | 0 | 0 | 0 | 0 | 0 | 0 | 0 | 0 | 0 | 0 | 0 |  | PGE_GBA_Solar_29 | 0 | 0 | 0 | 0 | 0 | 0 | 0 | 0 | 0 | 0 | 0 | 0 | 0 | 0 | 0 | 0 | 0 | 0 | 0 | 0 | 0 | 0 | 0 | 0 | 0 | 0
PGE_GBA_Solar_Generic | PGE_GBA_Solar | PGE_GBA_Solar_3 | 0 | 0 | 0 | 0 | 0 | 0 | 0 | 0 | 0 | 0 | 0 | 0 | 0 | 0 | 0 | 0 | 0 | 0 | 0 | 0 | 0 | 0.086222 | 0 | 0 | 0 | 0.086222 | PG&E GBA | Solar | PGE_GBA_Solar_3 | 0 | 0 | 0 | 0 | 0 | 0 | 0 | 0 | 0 | 0 | 0 | 0 | 0 | 0 | 0 | 0 | 0 | 0 | 0 | 0 | 0 | 0.086222 | 0 | 0 | 0 | 0.086222 |  | PGE_GBA_Solar_3 | 0 | 0 | 0 | 0 | 0 | 0 | 0 | 0 | 0 | 0 | 0 | 0 | 0 | 0 | 0 | 0 | 0 | 0 | 0 | 0 | 0 | 0 | 0 | 0 | 0 | 0
PGE_GBA_Solar_Generic | PGE_GBA_Solar | PGE_GBA_Solar_30 | 0 | 0 | 0 | 0 | 0 | 0 | 0 | 0 | 0 | 0 | 0 | 0 | 0 | 0 | 0 | 0 | 0 | 0 | 0 | 0 | 0 | 0 | 0 | 0 | 0 | 0 | PG&E GBA | Solar | PGE_GBA_Solar_30 | 0 | 0 | 0 | 0 | 0 | 0 | 0 | 0 | 0 | 0 | 0 | 0 | 0 | 0 | 0 | 0 | 0 | 0 | 0 | 0 | 0 | 0 | 0 | 0 | 0 | 0 |  | PGE_GBA_Solar_30 | 0 | 0 | 0 | 0 | 0 | 0 | 0 | 0 | 0 | 0 | 0 | 0 | 0 | 0 | 0 | 0 | 0 | 0 | 0 | 0 | 0 | 0 | 0 | 0 | 0 | 0
PGE_GBA_Solar_Generic | PGE_GBA_Solar | PGE_GBA_Solar_31 | 0 | 0 | 0 | 0 | 0 | 0 | 0 | 0 | 0 | 0 | 0 | 0 | 0 | 0 | 0 | 0 | 0 | 0 | 0 | 0 | 0 | 0 | 0 | 0 | 0 | 0 | PG&E GBA | Solar | PGE_GBA_Solar_31 | 0 | 0 | 0 | 0 | 0 | 0 | 0 | 0 | 0 | 0 | 0 | 0 | 0 | 0 | 0 | 0 | 0 | 0 | 0 | 0 | 0 | 0 | 0 | 0 | 0 | 0 |  | PGE_GBA_Solar_31 | 0 | 0 | 0 | 0 | 0 | 0 | 0 | 0 | 0 | 0 | 0 | 0 | 0 | 0 | 0 | 0 | 0 | 0 | 0 | 0 | 0 | 0 | 0 | 0 | 0 | 0
PGE_GBA_Solar_Generic | PGE_GBA_Solar | PGE_GBA_Solar_34 | 0 | 0 | 0 | 0 | 0 | 0 | 0 | 0 | 0 | 0 | 0 | 0 | 0 | 0 | 0 | 0 | 0 | 0 | 0 | 0 | 0 | 0.026163 | 0 | 0 | 0 | 0.026163 | PG&E GBA | Solar | PGE_GBA_Solar_34 | 0 | 0 | 0 | 0 | 0 | 0 | 0 | 0 | 0 | 0 | 0 | 0 | 0 | 0 | 0 | 0 | 0 | 0 | 0 | 0 | 0 | 0.026163 | 0 | 0 | 0 | 0.026163 |  | PGE_GBA_Solar_34 | 0 | 0 | 0 | 0 | 0 | 0 | 0 | 0 | 0 | 0 | 0 | 0 | 0 | 0 | 0 | 0 | 0 | 0 | 0 | 0 | 0 | 0 | 0 | 0 | 0 | 0
PGE_GBA_Solar_Generic | PGE_GBA_Solar | PGE_GBA_Solar_36 | 0 | 0 | 0 | 0 | 0 | 0 | 0 | 0 | 0 | 0 | 0 | 0 | 0 | 0 | 0 | 0 | 0 | 0 | 0 | 0 | 0 | 0 | 0 | 0 | 0 | 0 | PG&E GBA | Solar | PGE_GBA_Solar_36 | 0 | 0 | 0 | 0 | 0 | 0 | 0 | 0 | 0 | 0 | 0 | 0 | 0 | 0 | 0 | 0 | 0 | 0 | 0 | 0 | 0 | 0 | 0 | 0 | 0 | 0 |  | PGE_GBA_Solar_36 | 0 | 0 | 0 | 0 | 0 | 0 | 0 | 0 | 0 | 0 | 0 | 0 | 0 | 0 | 0 | 0 | 0 | 0 | 0 | 0 | 0 | 0 | 0 | 0 | 0 | 0
PGE_GBA_Solar_Generic | PGE_GBA_Solar | PGE_GBA_Solar_40 | 0 | 0 | 0 | 0 | 0 | 0 | 0 | 0 | 0 | 0 | 0 | 0.2 | 0 | 0 | 0 | 0 | 0.2 | 0 | 0 | 0 | 0 | 0.2 | 0 | 0 | 0 | 0.2 | PG&E GBA | Solar | PGE_GBA_Solar_40 | 0 | 0 | 0 | 0 | 0 | 0 | 0 | 0 | 0 | 0 | 0 | 0.2 | 0 | 0 | 0 | 0 | 0.2 | 0 | 0 | 0 | 0 | 0.2 | 0 | 0 | 0 | 0.2 |  | PGE_GBA_Solar_40 | 0 | 0 | 0 | 0 | 0 | 0 | 0 | 0 | 0 | 0 | 0 | 0 | 0 | 0 | 0 | 0 | 0 | 0 | 0 | 0 | 0 | 0 | 0 | 0 | 0 | 0
PGE_GBA_Solar_Generic | PGE_GBA_Solar | PGE_GBA_Solar_41 | 0 | 0 | 0 | 0 | 0 | 0 | 0.02 | 0 | 0.02 | 0 | 0 | 0.058118 | 0 | 0 | 0 | 0 | 0.058118 | 0 | 0 | 0 | 0 | 0.058118 | 0 | 0 | 0 | 0.058118 | PG&E GBA | Solar | PGE_GBA_Solar_41 | 0 | 0 | 0 | 0 | 0 | 0 | 0.02 | 0 | 0.02 | 0 | 0 | 0.058118 | 0 | 0 | 0 | 0 | 0.058118 | 0 | 0 | 0 | 0 | 0.058118 | 0 | 0 | 0 | 0.058118 |  | PGE_GBA_Solar_41 | 0 | 0 | 0 | 0 | 0 | 0 | 0 | 0 | 0 | 0 | 0 | 0 | 0 | 0 | 0 | 0 | 0 | 0 | 0 | 0 | 0 | 0 | 0 | 0 | 0 | 0
PGE_GBA_Solar_Generic | PGE_GBA_Solar | PGE_GBA_Solar_42 | 0 | 0 | 0 | 0 | 0 | 0 | 0 | 0 | 0 | 0 | 0 | 0 | 0 | 0 | 0 | 0 | 0 | 0 | 0 | 0 | 0 | 0 | 0 | 0 | 0 | 0 | PG&E GBA | Solar | PGE_GBA_Solar_42 | 0 | 0 | 0 | 0 | 0 | 0 | 0 | 0 | 0 | 0 | 0 | 0 | 0 | 0 | 0 | 0 | 0 | 0 | 0 | 0 | 0 | 0 | 0 | 0 | 0 | 0 |  | PGE_GBA_Solar_42 | 0 | 0 | 0 | 0 | 0 | 0 | 0 | 0 | 0 | 0 | 0 | 0 | 0 | 0 | 0 | 0 | 0 | 0 | 0 | 0 | 0 | 0 | 0 | 0 | 0 | 0
PGE_GBA_Solar_Generic | PGE_GBA_Solar | PGE_GBA_Solar_44 | 0 | 0 | 0 | 0 | 0 | 0 | 0 | 0 | 0 | 0 | 0 | 0 | 0 | 0 | 0 | 0 | 0 | 0 | 0 | 0 | 0 | 0 | 0 | 0 | 0 | 0 | PG&E GBA | Solar | PGE_GBA_Solar_44 | 0 | 0 | 0 | 0 | 0 | 0 | 0 | 0 | 0 | 0 | 0 | 0 | 0 | 0 | 0 | 0 | 0 | 0 | 0 | 0 | 0 | 0 | 0 | 0 | 0 | 0 |  | PGE_GBA_Solar_44 | 0 | 0 | 0 | 0 | 0 | 0 | 0 | 0 | 0 | 0 | 0 | 0 | 0 | 0 | 0 | 0 | 0 | 0 | 0 | 0 | 0 | 0 | 0 | 0 | 0 | 0
PGE_GBA_Solar_Generic | PGE_GBA_Solar | PGE_GBA_Solar_5 | 0 | 0 | 0 | 0 | 0 | 0 | 0 | 0 | 0 | 0 | 0 | 0 | 0 | 0 | 0 | 0 | 0 | 0 | 0 | 0 | 0 | 0 | 0 | 0 | 0 | 0 | PG&E GBA | Solar | PGE_GBA_Solar_5 | 0 | 0 | 0 | 0 | 0 | 0 | 0 | 0 | 0 | 0 | 0 | 0 | 0 | 0 | 0 | 0 | 0 | 0 | 0 | 0 | 0 | 0 | 0 | 0 | 0 | 0 |  | PGE_GBA_Solar_5 | 0 | 0 | 0 | 0 | 0 | 0 | 0 | 0 | 0 | 0 | 0 | 0 | 0 | 0 | 0 | 0 | 0 | 0 | 0 | 0 | 0 | 0 | 0 | 0 | 0 | 0
PGE_GBA_Solar_Generic | PGE_GBA_Solar | PGE_GBA_Solar_50 | 0 | 0 | 0 | 0 | 0 | 0 | 0 | 0 | 0 | 0 | 0 | 0.048643 | 0 | 0 | 0 | 0 | 0.048643 | 0 | 0 | 0 | 0 | 0.048643 | 0 | 0 | 0 | 0.048643 | PG&E GBA | Solar | PGE_GBA_Solar_50 | 0 | 0 | 0 | 0 | 0 | 0 | 0 | 0 | 0 | 0 | 0 | 0 | 0 | 0 | 0 | 0 | 0 | 0 | 0 | 0 | 0 | 0 | 0 | 0 | 0 | 0 |  | PGE_GBA_Solar_50 | 0 | 0 | 0 | 0 | 0 | 0 | 0 | 0 | 0 | 0 | 0 | 0.05 | 0 | 0 | 0 | 0 | 0.05 | 0 | 0 | 0 | 0 | 0.05 | 0 | 0 | 0 | 0.05
PGE_GBA_Solar_Generic | PGE_GBA_Solar | PGE_GBA_Solar_51 | 0 | 0 | 0 | 0 | 0 | 0 | 0 | 0 | 0 | 0 | 0 | 0 | 0 | 0 | 0 | 0 | 0 | 0 | 0 | 0 | 0 | 0 | 0 | 0 | 0 | 0 | PG&E GBA | Solar | PGE_GBA_Solar_51 | 0 | 0 | 0 | 0 | 0 | 0 | 0 | 0 | 0 | 0 | 0 | 0 | 0 | 0 | 0 | 0 | 0 | 0 | 0 | 0 | 0 | 0 | 0 | 0 | 0 | 0 |  | PGE_GBA_Solar_51 | 0 | 0 | 0 | 0 | 0 | 0 | 0 | 0 | 0 | 0 | 0 | 0 | 0 | 0 | 0 | 0 | 0 | 0 | 0 | 0 | 0 | 0 | 0 | 0 | 0 | 0
PGE_GBA_Solar_Generic | PGE_GBA_Solar | PGE_GBA_Solar_54 | 0 | 0 | 0 | 0 | 0 | 0 | 0 | 0 | 0 | 0 | 0 | 0 | 0 | 0 | 0 | 0 | 0 | 0 | 0 | 0 | 0 | 0 | 0 | 0 | 0 | 0 | PG&E GBA | Solar | PGE_GBA_Solar_54 | 0 | 0 | 0 | 0 | 0 | 0 | 0 | 0 | 0 | 0 | 0 | 0 | 0 | 0 | 0 | 0 | 0 | 0 | 0 | 0 | 0 | 0 | 0 | 0 | 0 | 0 |  | PGE_GBA_Solar_54 | 0 | 0 | 0 | 0 | 0 | 0 | 0 | 0 | 0 | 0 | 0 | 0 | 0 | 0 | 0 | 0 | 0 | 0 | 0 | 0 | 0 | 0 | 0 | 0 | 0 | 0
PGE_GBA_Solar_Generic | PGE_GBA_Solar | PGE_GBA_Solar_56 | 0 | 0 | 0 | 0 | 0 | 0 | 0 | 0 | 0 | 0 | 0 | 0.16484 | 0 | 0 | 0 | 0 | 0.16484 | 0 | 0 | 0 | 0 | 0.16484 | 0 | 0 | 0 | 0.16484 | PG&E GBA | Solar | PGE_GBA_Solar_56 | 0 | 0 | 0 | 0 | 0 | 0 | 0 | 0 | 0 | 0 | 0 | 0 | 0 | 0 | 0 | 0 | 0 | 0 | 0 | 0 | 0 | 0 | 0 | 0 | 0 | 0 |  | PGE_GBA_Solar_56 | 0 | 0 | 0 | 0 | 0 | 0 | 0 | 0 | 0 | 0 | 0 | 0.16 | 0 | 0 | 0 | 0 | 0.16 | 0 | 0 | 0 | 0 | 0.16 | 0 | 0 | 0 | 0.16
PGE_GBA_Solar_Generic | PGE_GBA_Solar | PGE_GBA_Solar_59 | 0 | 0 | 0 | 0 | 0 | 0 | 0 | 0 | 0 | 0 | 0 | 0 | 0 | 0 | 0 | 0 | 0 | 0 | 0 | 0 | 0 | 0 | 0 | 0 | 0 | 0 | PG&E GBA | Solar | PGE_GBA_Solar_59 | 0 | 0 | 0 | 0 | 0 | 0 | 0 | 0 | 0 | 0 | 0 | 0 | 0 | 0 | 0 | 0 | 0 | 0 | 0 | 0 | 0 | 0 | 0 | 0 | 0 | 0 |  | PGE_GBA_Solar_59 | 0 | 0 | 0 | 0 | 0 | 0 | 0 | 0 | 0 | 0 | 0 | 0 | 0 | 0 | 0 | 0 | 0 | 0 | 0 | 0 | 0 | 0 | 0 | 0 | 0 | 0
PGE_GBA_Solar_Generic | PGE_GBA_Solar | PGE_GBA_Solar_6 | 0 | 0 | 0 | 0 | 0 | 0 | 0 | 0 | 0 | 0 | 0 | 0.2654 | 0 | 0 | 0 | 0 | 0.2654 | 0 | 0 | 0 | 0 | 0.2654 | 0 | 0 | 0 | 0.2654 | PG&E GBA | Solar | PGE_GBA_Solar_6 | 0 | 0 | 0 | 0 | 0 | 0 | 0 | 0 | 0 | 0 | 0 | 0 | 0 | 0 | 0 | 0 | 0 | 0 | 0 | 0 | 0 | 0 | 0 | 0 | 0 | 0 |  | PGE_GBA_Solar_6 | 0 | 0 | 0 | 0 | 0 | 0 | 0 | 0 | 0 | 0 | 0 | 0.27 | 0 | 0 | 0 | 0 | 0.27 | 0 | 0 | 0 | 0 | 0.27 | 0 | 0 | 0 | 0.27
PGE_GBA_Solar_Generic | PGE_GBA_Solar | PGE_GBA_Solar_65 | 0 | 0 | 0 | 0 | 0 | 0 | 0 | 0 | 0 | 0 | 0 | 0 | 0 | 0 | 0 | 0 | 0 | 0 | 0 | 0 | 0 | 0 | 0 | 0 | 0 | 0 | PG&E GBA | Solar | PGE_GBA_Solar_65 | 0 | 0 | 0 | 0 | 0 | 0 | 0 | 0 | 0 | 0 | 0 | 0 | 0 | 0 | 0 | 0 | 0 | 0 | 0 | 0 | 0 | 0 | 0 | 0 | 0 | 0 |  | PGE_GBA_Solar_65 | 0 | 0 | 0 | 0 | 0 | 0 | 0 | 0 | 0 | 0 | 0 | 0 | 0 | 0 | 0 | 0 | 0 | 0 | 0 | 0 | 0 | 0 | 0 | 0 | 0 | 0
PGE_GBA_Solar_Generic | PGE_GBA_Solar | PGE_GBA_Solar_66 | 0 | 0 | 0 | 0 | 0 | 0 | 0 | 0 | 0 | 0 | 0 | 0 | 0 | 0 | 0 | 0 | 0 | 0 | 0 | 0 | 0 | 0 | 0 | 0 | 0 | 0 | PG&E GBA | Solar | PGE_GBA_Solar_66 | 0 | 0 | 0 | 0 | 0 | 0 | 0 | 0 | 0 | 0 | 0 | 0 | 0 | 0 | 0 | 0 | 0 | 0 | 0 | 0 | 0 | 0 | 0 | 0 | 0 | 0 |  | PGE_GBA_Solar_66 | 0 | 0 | 0 | 0 | 0 | 0 | 0 | 0 | 0 | 0 | 0 | 0 | 0 | 0 | 0 | 0 | 0 | 0 | 0 | 0 | 0 | 0 | 0 | 0 | 0 | 0
PGE_GBA_Solar_Generic | PGE_GBA_Solar | PGE_GBA_Solar_80 | 0 | 0 | 0 | 0 | 0 | 0 | 0 | 0 | 0 | 0 | 0 | 0 | 0 | 0 | 0 | 0 | 0 | 0 | 0 | 0 | 0 | 0.10561 | 0 | 0 | 0 | 0.10561 | PG&E GBA | Solar | PGE_GBA_Solar_80 | 0 | 0 | 0 | 0 | 0 | 0 | 0 | 0 | 0 | 0 | 0 | 0 | 0 | 0 | 0 | 0 | 0 | 0 | 0 | 0 | 0 | 0.10561 | 0 | 0 | 0 | 0.10561 |  | PGE_GBA_Solar_80 | 0 | 0 | 0 | 0 | 0 | 0 | 0 | 0 | 0 | 0 | 0 | 0 | 0 | 0 | 0 | 0 | 0 | 0 | 0 | 0 | 0 | 0 | 0 | 0 | 0 | 0
PGE_GBA_Solar_Generic | PGE_GBA_Solar | PGE_GBA_Solar_82 | 0 | 0 | 0 | 0 | 0 | 0 | 0 | 0 | 0 | 0 | 0 | 0 | 0 | 0 | 0 | 0 | 0 | 0 | 0 | 0 | 0 | 0 | 0 | 0 | 0 | 0 | PG&E GBA | Solar | PGE_GBA_Solar_82 | 0 | 0 | 0 | 0 | 0 | 0 | 0 | 0 | 0 | 0 | 0 | 0 | 0 | 0 | 0 | 0 | 0 | 0 | 0 | 0 | 0 | 0 | 0 | 0 | 0 | 0 |  | PGE_GBA_Solar_82 | 0 | 0 | 0 | 0 | 0 | 0 | 0 | 0 | 0 | 0 | 0 | 0 | 0 | 0 | 0 | 0 | 0 | 0 | 0 | 0 | 0 | 0 | 0 | 0 | 0 | 0
PGE_GBA_Solar_Generic | PGE_GBA_Solar | PGE_GBA_Solar_84 | 0 | 0 | 0 | 0 | 0 | 0 | 0 | 0 | 0 | 0 | 0 | 0 | 0 | 0 | 0 | 0 | 0 | 0 | 0 | 0 | 0 | 0 | 0 | 0 | 0 | 0 | PG&E GBA | Solar | PGE_GBA_Solar_84 | 0 | 0 | 0 | 0 | 0 | 0 | 0 | 0 | 0 | 0 | 0 | 0 | 0 | 0 | 0 | 0 | 0 | 0 | 0 | 0 | 0 | 0 | 0 | 0 | 0 | 0 |  | PGE_GBA_Solar_84 | 0 | 0 | 0 | 0 | 0 | 0 | 0 | 0 | 0 | 0 | 0 | 0 | 0 | 0 | 0 | 0 | 0 | 0 | 0 | 0 | 0 | 0 | 0 | 0 | 0 | 0
PGE_GBA_Solar_Generic | PGE_GBA_Solar | PGE_GBA_Solar_85 | 0 | 0 | 0 | 0 | 0 | 0 | 0 | 0 | 0 | 0 | 0 | 0.12723 | 0 | 0 | 0 | 0 | 0.12723 | 0 | 0 | 0 | 0 | 0.12723 | 0 | 0 | 0 | 0.12723 | PG&E GBA | Solar | PGE_GBA_Solar_85 | 0 | 0 | 0 | 0 | 0 | 0 | 0 | 0 | 0 | 0 | 0 | 0.12723 | 0 | 0 | 0 | 0 | 0.12723 | 0 | 0 | 0 | 0 | 0.12723 | 0 | 0 | 0 | 0.12723 |  | PGE_GBA_Solar_85 | 0 | 0 | 0 | 0 | 0 | 0 | 0 | 0 | 0 | 0 | 0 | 0 | 0 | 0 | 0 | 0 | 0 | 0 | 0 | 0 | 0 | 0 | 0 | 0 | 0 | 0
PGE_GBA_Solar_Generic | PGE_GBA_Solar | PGE_GBA_Solar_87 | 0 | 0 | 0 | 0 | 0 | 0 | 0 | 0 | 0 | 0 | 0 | 0 | 0 | 0 | 0 | 0 | 0 | 0 | 0 | 0 | 0 | 0 | 0 | 0 | 0 | 0 | PG&E GBA | Solar | PGE_GBA_Solar_87 | 0 | 0 | 0 | 0 | 0 | 0 | 0 | 0 | 0 | 0 | 0 | 0 | 0 | 0 | 0 | 0 | 0 | 0 | 0 | 0 | 0 | 0 | 0 | 0 | 0 | 0 |  | PGE_GBA_Solar_87 | 0 | 0 | 0 | 0 | 0 | 0 | 0 | 0 | 0 | 0 | 0 | 0 | 0 | 0 | 0 | 0 | 0 | 0 | 0 | 0 | 0 | 0 | 0 | 0 | 0 | 0
PGE_GBA_Wind_Generic | PGE_GBA_Wind | PGE_GBA_Wind_116 | 0 | 0 | 0 | 0 | 0 | 0 | 0 | 0 | 0 | 0 | 0 | 0.051348 | 0 | 0 | 0 | 0 | 0.051348 | 0 | 0 | 0 | 0 | 0.051348 | 0 | 0 | 0 | 0.051348 | PG&E GBA | Wind | PGE_GBA_Wind_116 | 0 | 0 | 0 | 0 | 0 | 0 | 0 | 0 | 0 | 0 | 0 | 0.051348 | 0 | 0 | 0 | 0 | 0.051348 | 0 | 0 | 0 | 0 | 0.051348 | 0 | 0 | 0 | 0.051348 |  | PGE_GBA_Wind_116 | 0 | 0 | 0 | 0 | 0 | 0 | 0 | 0 | 0 | 0 | 0 | 0 | 0 | 0 | 0 | 0 | 0 | 0 | 0 | 0 | 0 | 0 | 0 | 0 | 0 | 0
PGE_GBA_Wind_Generic | PGE_GBA_Wind | PGE_GBA_Wind_30 | 0 | 0 | 0 | 0 | 0 | 0 | 0 | 0 | 0 | 0 | 0 | 0.0048948 | 0 | 0 | 0 | 0 | 0.0048948 | 0 | 0 | 0 | 0 | 0.0048948 | 0 | 0 | 0 | 0.0048948 | PG&E GBA | Wind | PGE_GBA_Wind_30 | 0 | 0 | 0 | 0 | 0 | 0 | 0 | 0 | 0 | 0 | 0 | 0 | 0 | 0 | 0 | 0 | 0 | 0 | 0 | 0 | 0 | 0 | 0 | 0 | 0 | 0 |  | PGE_GBA_Wind_30 | 0 | 0 | 0 | 0 | 0 | 0 | 0 | 0 | 0 | 0 | 0 | 0 | 0 | 0 | 0 | 0 | 0 | 0 | 0 | 0 | 0 | 0 | 0 | 0 | 0 | 0
PGE_GBA_Wind_Generic | PGE_GBA_Wind | PGE_GBA_Wind_44 | 0 | 0 | 0 | 0 | 0 | 0 | 0 | 0 | 0 | 0 | 0 | 0.020717 | 0 | 0 | 0 | 0 | 0.020717 | 0 | 0 | 0 | 0 | 0.020717 | 0 | 0 | 0 | 0.020717 | PG&E GBA | Wind | PGE_GBA_Wind_44 | 0 | 0 | 0 | 0 | 0 | 0 | 0 | 0 | 0 | 0 | 0 | 0.020717 | 0 | 0 | 0 | 0 | 0.020717 | 0 | 0 | 0 | 0 | 0.020717 | 0 | 0 | 0 | 0.020717 |  | PGE_GBA_Wind_44 | 0 | 0 | 0 | 0 | 0 | 0 | 0 | 0 | 0 | 0 | 0 | 0 | 0 | 0 | 0 | 0 | 0 | 0 | 0 | 0 | 0 | 0 | 0 | 0 | 0 | 0
PGE_GBA_Wind_Generic | PGE_GBA_Wind | PGE_GBA_Wind_6 | 0 | 0 | 0 | 0 | 0 | 0 | 0 | 0 | 0 | 0 | 0 | 0.0075048 | 0 | 0 | 0 | 0 | 0.0075048 | 0 | 0 | 0 | 0 | 0.0075048 | 0 | 0 | 0 | 0.0075048 | PG&E GBA | Wind | PGE_GBA_Wind_6 | 0 | 0 | 0 | 0 | 0 | 0 | 0 | 0 | 0 | 0 | 0 | 0 | 0 | 0 | 0 | 0 | 0 | 0 | 0 | 0 | 0 | 0 | 0 | 0 | 0 | 0 |  | PGE_GBA_Wind_6 | 0 | 0 | 0 | 0 | 0 | 0 | 0 | 0 | 0 | 0 | 0 | 0.01 | 0 | 0 | 0 | 0 | 0.01 | 0 | 0 | 0 | 0 | 0.01 | 0 | 0 | 0 | 0.01
PGE_GBA_Wind_Generic | PGE_GBA_Wind | PGE_GBA_Wind_84 | 0 | 0 | 0 | 0 | 0 | 0 | 0 | 0 | 0 | 0 | 0 | 0.16237 | 0 | 0 | 0 | 0 | 0.16237 | 0 | 0 | 0 | 0 | 0.16237 | 0 | 0 | 0 | 0.16237 | PG&E GBA | Wind | PGE_GBA_Wind_84 | 0 | 0 | 0 | 0 | 0 | 0 | 0 | 0 | 0 | 0 | 0 | 0.16237 | 0 | 0 | 0 | 0 | 0.16237 | 0 | 0 | 0 | 0 | 0.16237 | 0 | 0 | 0 | 0.16237 |  | PGE_GBA_Wind_84 | 0 | 0 | 0 | 0 | 0 | 0 | 0 | 0 | 0 | 0 | 0 | 0 | 0 | 0 | 0 | 0 | 0 | 0 | 0 | 0 | 0 | 0 | 0 | 0 | 0 | 0
PGE_New_EGS_Generic | PGE_New_EGS | PGE_Kern_EGS_Deep_111 | 0 | 0 | 0 | 0 | 0 | 0 | 0 | 0 | 0 | 0 | 0 | 0 | 0 | 0 | 0 | 0 | 0 | 0 | 0 | 0 | 0 | 0 | 0 | 0 | 0 | 0 | PG&E KERN | Geothermal | PGE_Kern_EGS_Deep_111 | 0 | 0 | 0 | 0 | 0 | 0 | 0 | 0 | 0 | 0 | 0 | 0 | 0 | 0 | 0 | 0 | 0 | 0 | 0 | 0 | 0 | 0 | 0 | 0 | 0 | 0 |  | PGE_Kern_EGS_Deep_111 | 0 | 0 | 0 | 0 | 0 | 0 | 0 | 0 | 0 | 0 | 0 | 0 | 0 | 0 | 0 | 0 | 0 | 0 | 0 | 0 | 0 | 0 | 0 | 0 | 0 | 0
PGE_New_EGS_Generic | PGE_New_EGS | PGE_Kern_EGS_Deep_122 | 0 | 0 | 0 | 0 | 0 | 0 | 0 | 0 | 0 | 0 | 0 | 0 | 0 | 0 | 0 | 0 | 0 | 0 | 0 | 0 | 0 | 0 | 0 | 0 | 0 | 0 | PG&E KERN | Geothermal | PGE_Kern_EGS_Deep_122 | 0 | 0 | 0 | 0 | 0 | 0 | 0 | 0 | 0 | 0 | 0 | 0 | 0 | 0 | 0 | 0 | 0 | 0 | 0 | 0 | 0 | 0 | 0 | 0 | 0 | 0 |  | PGE_Kern_EGS_Deep_122 | 0 | 0 | 0 | 0 | 0 | 0 | 0 | 0 | 0 | 0 | 0 | 0 | 0 | 0 | 0 | 0 | 0 | 0 | 0 | 0 | 0 | 0 | 0 | 0 | 0 | 0
PGE_New_EGS_Generic | PGE_New_EGS | PGE_Kern_EGS_Deep_98 | 0 | 0 | 0 | 0 | 0 | 0 | 0 | 0 | 0 | 0 | 0 | 0 | 0 | 0 | 0 | 0 | 0 | 0 | 0 | 0 | 0 | 0 | 0 | 0 | 0 | 0 | PG&E KERN | Geothermal | PGE_Kern_EGS_Deep_98 | 0 | 0 | 0 | 0 | 0 | 0 | 0 | 0 | 0 | 0 | 0 | 0 | 0 | 0 | 0 | 0 | 0 | 0 | 0 | 0 | 0 | 0 | 0 | 0 | 0 | 0 |  | PGE_Kern_EGS_Deep_98 | 0 | 0 | 0 | 0 | 0 | 0 | 0 | 0 | 0 | 0 | 0 | 0 | 0 | 0 | 0 | 0 | 0 | 0 | 0 | 0 | 0 | 0 | 0 | 0 | 0 | 0
PGE_LDES_12hr_Generic | PGE_LDES_12hr | PGE_Kern_LDES_12hr_122 | 0 | 0 | 0 | 0 | 0 | 0 | 0 | 0 | 0 | 0 | 0 | 0 | 0 | 0 | 0 | 0 | 0.81685 | 0 | 0 | 0 | 0 | 0.81685 | 0 | 0 | 0 | 0.81685 | PG&E KERN | LDES | PGE_Kern_LDES_12hr_122 | 0 | 0 | 0 | 0 | 0 | 0 | 0 | 0 | 0 | 0 | 0 | 0 | 0 | 0 | 0 | 0 | 0.81685 | 0 | 0 | 0 | 0 | 0.81685 | 0 | 0 | 0 | 0.81685 |  | PGE_Kern_LDES_12hr_122 | 0 | 0 | 0 | 0 | 0 | 0 | 0 | 0 | 0 | 0 | 0 | 0 | 0 | 0 | 0 | 0 | 0 | 0 | 0 | 0 | 0 | 0 | 0 | 0 | 0 | 0
PGE_LDES_12hr_Generic | PGE_LDES_12hr | PGE_Kern_LDES_12hr_99 | 0 | 0 | 0 | 0 | 0 | 0 | 0 | 0 | 0 | 0 | 0 | 0 | 0 | 0 | 0 | 0 | 0 | 0 | 0 | 0 | 0 | 0 | 0 | 0 | 0 | 0 | PG&E KERN | LDES | PGE_Kern_LDES_12hr_99 | 0 | 0 | 0 | 0 | 0 | 0 | 0 | 0 | 0 | 0 | 0 | 0 | 0 | 0 | 0 | 0 | 0 | 0 | 0 | 0 | 0 | 0 | 0 | 0 | 0 | 0 |  | PGE_Kern_LDES_12hr_99 | 0 | 0 | 0 | 0 | 0 | 0 | 0 | 0 | 0 | 0 | 0 | 0 | 0 | 0 | 0 | 0 | 0 | 0 | 0 | 0 | 0 | 0 | 0 | 0 | 0 | 0
PGE_New_Li_Battery_4hr_Generic | PGE_New_Li_Battery_4hr | PGE_Kern_Li_Battery_4hr_100 | 0 | 0 | 0 | 0 | 0 | 0 | 0 | 0 | 0 | 0 | 0 | 0 | 0 | 0 | 0 | 0 | 0 | 0 | 0 | 0 | 0 | 0 | 0 | 0 | 0 | 0 | PG&E KERN | Battery | PGE_Kern_Li_Battery_4hr_100 | 0 | 0 | 0 | 0 | 0 | 0 | 0 | 0 | 0 | 0 | 0 | 0 | 0 | 0 | 0 | 0 | 0 | 0 | 0 | 0 | 0 | 0 | 0 | 0 | 0 | 0 | Li-ion Battery (4-hr) | PGE_Kern_Li_Battery_4hr_100 | 0 | 0 | 0 | 0 | 0 | 0 | 0 | 0 | 0 | 0 | 0 | 0 | 0 | 0 | 0 | 0 | 0 | 0 | 0 | 0 | 0 | 0 | 0 | 0 | 0 | 0
PGE_New_Li_Battery_4hr_Generic | PGE_New_Li_Battery_4hr | PGE_Kern_Li_Battery_4hr_101 | 0 | 0 | 0 | 0 | 0 | 0 | 0 | 0 | 0 | 0 | 0 | 0 | 0 | 0 | 0 | 0 | 0 | 0 | 0 | 0 | 0 | 0 | 0 | 0 | 0 | 0 | PG&E KERN | Battery | PGE_Kern_Li_Battery_4hr_101 | 0 | 0 | 0 | 0 | 0 | 0 | 0 | 0 | 0 | 0 | 0 | 0 | 0 | 0 | 0 | 0 | 0 | 0 | 0 | 0 | 0 | 0 | 0 | 0 | 0 | 0 | Li-ion Battery (4-hr) | PGE_Kern_Li_Battery_4hr_101 | 0 | 0 | 0 | 0 | 0 | 0 | 0 | 0 | 0 | 0 | 0 | 0 | 0 | 0 | 0 | 0 | 0 | 0 | 0 | 0 | 0 | 0 | 0 | 0 | 0 | 0
PGE_New_Li_Battery_4hr_Generic | PGE_New_Li_Battery_4hr | PGE_Kern_Li_Battery_4hr_102 | 0 | 0 | 0 | 0 | 0 | 0 | 0 | 0 | 0 | 0 | 0 | 0 | 0 | 0 | 0 | 0 | 0 | 0 | 0 | 0 | 0 | 0 | 0 | 0 | 0 | 0 | PG&E KERN | Battery | PGE_Kern_Li_Battery_4hr_102 | 0 | 0 | 0 | 0 | 0 | 0 | 0 | 0 | 0 | 0 | 0 | 0 | 0 | 0 | 0 | 0 | 0 | 0 | 0 | 0 | 0 | 0 | 0 | 0 | 0 | 0 | Li-ion Battery (4-hr) | PGE_Kern_Li_Battery_4hr_102 | 0 | 0 | 0 | 0 | 0 | 0 | 0 | 0 | 0 | 0 | 0 | 0 | 0 | 0 | 0 | 0 | 0 | 0 | 0 | 0 | 0 | 0 | 0 | 0 | 0 | 0
PGE_New_Li_Battery_4hr_Generic | PGE_New_Li_Battery_4hr | PGE_Kern_Li_Battery_4hr_103 | 0 | 0 | 0 | 0 | 0 | 0 | 0 | 0 | 0 | 0 | 0 | 0 | 0 | 0 | 0 | 0 | 0 | 0 | 0 | 0 | 0 | 0 | 0 | 0 | 0 | 0 | PG&E KERN | Battery | PGE_Kern_Li_Battery_4hr_103 | 0 | 0 | 0 | 0 | 0 | 0 | 0 | 0 | 0 | 0 | 0 | 0 | 0 | 0 | 0 | 0 | 0 | 0 | 0 | 0 | 0 | 0 | 0 | 0 | 0 | 0 | Li-ion Battery (4-hr) | PGE_Kern_Li_Battery_4hr_103 | 0 | 0 | 0 | 0 | 0 | 0 | 0 | 0 | 0 | 0 | 0 | 0 | 0 | 0 | 0 | 0 | 0 | 0 | 0 | 0 | 0 | 0 | 0 | 0 | 0 | 0
PGE_New_Li_Battery_4hr_Generic | PGE_New_Li_Battery_4hr | PGE_Kern_Li_Battery_4hr_106 | 0 | 0 | 0 | 0 | 0 | 0 | 0 | 0 | 0 | 0 | 0 | 0 | 0 | 0 | 0 | 0 | 0 | 0 | 0 | 0 | 0 | 0 | 0 | 0 | 0 | 0 | PG&E KERN | Battery | PGE_Kern_Li_Battery_4hr_106 | 0 | 0 | 0 | 0 | 0 | 0 | 0 | 0 | 0 | 0 | 0 | 0 | 0 | 0 | 0 | 0 | 0 | 0 | 0 | 0 | 0 | 0 | 0 | 0 | 0 | 0 | Li-ion Battery (4-hr) | PGE_Kern_Li_Battery_4hr_106 | 0 | 0 | 0 | 0 | 0 | 0 | 0 | 0 | 0 | 0 | 0 | 0 | 0 | 0 | 0 | 0 | 0 | 0 | 0 | 0 | 0 | 0 | 0 | 0 | 0 | 0
PGE_New_Li_Battery_4hr_Generic | PGE_New_Li_Battery_4hr | PGE_Kern_Li_Battery_4hr_107 | 0 | 0 | 0 | 0 | 0 | 0 | 0 | 0 | 0 | 0 | 0 | 0 | 0 | 0 | 0 | 0 | 0 | 0 | 0 | 0 | 0 | 0 | 0 | 0 | 0 | 0 | PG&E KERN | Battery | PGE_Kern_Li_Battery_4hr_107 | 0 | 0 | 0 | 0 | 0 | 0 | 0 | 0 | 0 | 0 | 0 | 0 | 0 | 0 | 0 | 0 | 0 | 0 | 0 | 0 | 0 | 0 | 0 | 0 | 0 | 0 | Li-ion Battery (4-hr) | PGE_Kern_Li_Battery_4hr_107 | 0 | 0 | 0 | 0 | 0 | 0 | 0 | 0 | 0 | 0 | 0 | 0 | 0 | 0 | 0 | 0 | 0 | 0 | 0 | 0 | 0 | 0 | 0 | 0 | 0 | 0
PGE_New_Li_Battery_4hr_Generic | PGE_New_Li_Battery_4hr | PGE_Kern_Li_Battery_4hr_108 | 0 | 0 | 0 | 0 | 0 | 0 | 0 | 0 | 0 | 0 | 0 | 0 | 0 | 0 | 0 | 0 | 0 | 0 | 0 | 0 | 0 | 0 | 0 | 0 | 0 | 0 | PG&E KERN | Battery | PGE_Kern_Li_Battery_4hr_108 | 0 | 0 | 0 | 0 | 0 | 0 | 0 | 0 | 0 | 0 | 0 | 0 | 0 | 0 | 0 | 0 | 0 | 0 | 0 | 0 | 0 | 0 | 0 | 0 | 0 | 0 | Li-ion Battery (4-hr) | PGE_Kern_Li_Battery_4hr_108 | 0 | 0 | 0 | 0 | 0 | 0 | 0 | 0 | 0 | 0 | 0 | 0 | 0 | 0 | 0 | 0 | 0 | 0 | 0 | 0 | 0 | 0 | 0 | 0 | 0 | 0
PGE_New_Li_Battery_4hr_Generic | PGE_New_Li_Battery_4hr | PGE_Kern_Li_Battery_4hr_109 | 0 | 0 | 0 | 0 | 0 | 0 | 0.054301 | 0 | 0.054301 | 0 | 0 | 0.054301 | 0 | 0 | 0 | 0 | 0.054301 | 0 | 0 | 0 | 0 | 0.054301 | 0 | 0 | 0 | 0.054301 | PG&E KERN | Battery | PGE_Kern_Li_Battery_4hr_109 | 0 | 0 | 0 | 0 | 0 | 0 | 0.054301 | 0 | 0.054301 | 0 | 0 | 0.054301 | 0 | 0 | 0 | 0 | 0.054301 | 0 | 0 | 0 | 0 | 0.054301 | 0 | 0 | 0 | 0.054301 | Li-ion Battery (4-hr) | PGE_Kern_Li_Battery_4hr_109 | 0 | 0 | 0 | 0 | 0 | 0 | 0 | 0 | 0 | 0 | 0 | 0 | 0 | 0 | 0 | 0 | 0 | 0 | 0 | 0 | 0 | 0 | 0 | 0 | 0 | 0
PGE_New_Li_Battery_4hr_Generic | PGE_New_Li_Battery_4hr | PGE_Kern_Li_Battery_4hr_111 | 0 | 0 | 0 | 0 | 0 | 0 | 0 | 0 | 0 | 0 | 0 | 0 | 0 | 0 | 0 | 0 | 0 | 0 | 0 | 0 | 0 | 0 | 0 | 0 | 0 | 0 | PG&E KERN | Battery | PGE_Kern_Li_Battery_4hr_111 | 0 | 0 | 0 | 0 | 0 | 0 | 0 | 0 | 0 | 0 | 0 | 0 | 0 | 0 | 0 | 0 | 0 | 0 | 0 | 0 | 0 | 0 | 0 | 0 | 0 | 0 | Li-ion Battery (4-hr) | PGE_Kern_Li_Battery_4hr_111 | 0 | 0 | 0 | 0 | 0 | 0 | 0 | 0 | 0 | 0 | 0 | 0 | 0 | 0 | 0 | 0 | 0 | 0 | 0 | 0 | 0 | 0 | 0 | 0 | 0 | 0
PGE_New_Li_Battery_4hr_Generic | PGE_New_Li_Battery_4hr | PGE_Kern_Li_Battery_4hr_112 | 0 | 0 | 0 | 0 | 0 | 0 | 0 | 0 | 0 | 0 | 0 | 0 | 0 | 0 | 0 | 0 | 0 | 0 | 0 | 0 | 0 | 0 | 0 | 0 | 0 | 0 | PG&E KERN | Battery | PGE_Kern_Li_Battery_4hr_112 | 0 | 0 | 0 | 0 | 0 | 0 | 0 | 0 | 0 | 0 | 0 | 0 | 0 | 0 | 0 | 0 | 0 | 0 | 0 | 0 | 0 | 0 | 0 | 0 | 0 | 0 | Li-ion Battery (4-hr) | PGE_Kern_Li_Battery_4hr_112 | 0 | 0 | 0 | 0 | 0 | 0 | 0 | 0 | 0 | 0 | 0 | 0 | 0 | 0 | 0 | 0 | 0 | 0 | 0 | 0 | 0 | 0 | 0 | 0 | 0 | 0
PGE_New_Li_Battery_4hr_Generic | PGE_New_Li_Battery_4hr | PGE_Kern_Li_Battery_4hr_113 | 0 | 0 | 0 | 0 | 0 | 0 | 0 | 0 | 0 | 0 | 0 | 0 | 0 | 0 | 0 | 0 | 0 | 0 | 0 | 0 | 0 | 0 | 0 | 0 | 0 | 0 | PG&E KERN | Battery | PGE_Kern_Li_Battery_4hr_113 | 0 | 0 | 0 | 0 | 0 | 0 | 0 | 0 | 0 | 0 | 0 | 0 | 0 | 0 | 0 | 0 | 0 | 0 | 0 | 0 | 0 | 0 | 0 | 0 | 0 | 0 | Li-ion Battery (4-hr) | PGE_Kern_Li_Battery_4hr_113 | 0 | 0 | 0 | 0 | 0 | 0 | 0 | 0 | 0 | 0 | 0 | 0 | 0 | 0 | 0 | 0 | 0 | 0 | 0 | 0 | 0 | 0 | 0 | 0 | 0 | 0
PGE_New_Li_Battery_4hr_Generic | PGE_New_Li_Battery_4hr | PGE_Kern_Li_Battery_4hr_122 | 0 | 0 | 0 | 0 | 0 | 0 | 0 | 0 | 0 | 0 | 0 | 0 | 0 | 0 | 0 | 0 | 0 | 0 | 0 | 0 | 0 | 0 | 0 | 0 | 0 | 0 | PG&E KERN | Battery | PGE_Kern_Li_Battery_4hr_122 | 0 | 0 | 0 | 0 | 0 | 0 | 0 | 0 | 0 | 0 | 0 | 0 | 0 | 0 | 0 | 0 | 0 | 0 | 0 | 0 | 0 | 0 | 0 | 0 | 0 | 0 | Li-ion Battery (4-hr) | PGE_Kern_Li_Battery_4hr_122 | 0 | 0 | 0 | 0 | 0 | 0 | 0 | 0 | 0 | 0 | 0 | 0 | 0 | 0 | 0 | 0 | 0 | 0 | 0 | 0 | 0 | 0 | 0 | 0 | 0 | 0
PGE_New_Li_Battery_4hr_Generic | PGE_New_Li_Battery_4hr | PGE_Kern_Li_Battery_4hr_126 | 0 | 0 | 0 | 0 | 0 | 0 | 0 | 0 | 0 | 0 | 0 | 0 | 0 | 0 | 0 | 0 | 0 | 0 | 0 | 0 | 0 | 0 | 0 | 0 | 0 | 0 | PG&E KERN | Battery | PGE_Kern_Li_Battery_4hr_126 | 0 | 0 | 0 | 0 | 0 | 0 | 0 | 0 | 0 | 0 | 0 | 0 | 0 | 0 | 0 | 0 | 0 | 0 | 0 | 0 | 0 | 0 | 0 | 0 | 0 | 0 | Li-ion Battery (4-hr) | PGE_Kern_Li_Battery_4hr_126 | 0 | 0 | 0 | 0 | 0 | 0 | 0 | 0 | 0 | 0 | 0 | 0 | 0 | 0 | 0 | 0 | 0 | 0 | 0 | 0 | 0 | 0 | 0 | 0 | 0 | 0
PGE_New_Li_Battery_4hr_Generic | PGE_New_Li_Battery_4hr | PGE_Kern_Li_Battery_4hr_130 | 0 | 0 | 0 | 0 | 0 | 0 | 0 | 0 | 0 | 0 | 0 | 0 | 0 | 0 | 0 | 0 | 0 | 0 | 0 | 0 | 0 | 0 | 0 | 0 | 0 | 0 | PG&E KERN | Battery | PGE_Kern_Li_Battery_4hr_130 | 0 | 0 | 0 | 0 | 0 | 0 | 0 | 0 | 0 | 0 | 0 | 0 | 0 | 0 | 0 | 0 | 0 | 0 | 0 | 0 | 0 | 0 | 0 | 0 | 0 | 0 | Li-ion Battery (4-hr) | PGE_Kern_Li_Battery_4hr_130 | 0 | 0 | 0 | 0 | 0 | 0 | 0 | 0 | 0 | 0 | 0 | 0 | 0 | 0 | 0 | 0 | 0 | 0 | 0 | 0 | 0 | 0 | 0 | 0 | 0 | 0
PGE_New_Li_Battery_4hr_Generic | PGE_New_Li_Battery_4hr | PGE_Kern_Li_Battery_4hr_68 | 0 | 0 | 0 | 0 | 0 | 0 | 0 | 0 | 0 | 0 | 0 | 0 | 0 | 0 | 0 | 0 | 0 | 0 | 0 | 0 | 0 | 0 | 0 | 0 | 0 | 0 | PG&E KERN | Battery | PGE_Kern_Li_Battery_4hr_68 | 0 | 0 | 0 | 0 | 0 | 0 | 0 | 0 | 0 | 0 | 0 | 0 | 0 | 0 | 0 | 0 | 0 | 0 | 0 | 0 | 0 | 0 | 0 | 0 | 0 | 0 | Li-ion Battery (4-hr) | PGE_Kern_Li_Battery_4hr_68 | 0 | 0 | 0 | 0 | 0 | 0 | 0 | 0 | 0 | 0 | 0 | 0 | 0 | 0 | 0 | 0 | 0 | 0 | 0 | 0 | 0 | 0 | 0 | 0 | 0 | 0
PGE_New_Li_Battery_4hr_Generic | PGE_New_Li_Battery_4hr | PGE_Kern_Li_Battery_4hr_72 | 0 | 0 | 0 | 0 | 0 | 0 | 0 | 0 | 0 | 0 | 0 | 0 | 0 | 0 | 0 | 0 | 0 | 0 | 0 | 0 | 0 | 0 | 0 | 0 | 0 | 0 | PG&E KERN | Battery | PGE_Kern_Li_Battery_4hr_72 | 0 | 0 | 0 | 0 | 0 | 0 | 0 | 0 | 0 | 0 | 0 | 0 | 0 | 0 | 0 | 0 | 0 | 0 | 0 | 0 | 0 | 0 | 0 | 0 | 0 | 0 | Li-ion Battery (4-hr) | PGE_Kern_Li_Battery_4hr_72 | 0 | 0 | 0 | 0 | 0 | 0 | 0 | 0 | 0 | 0 | 0 | 0 | 0 | 0 | 0 | 0 | 0 | 0 | 0 | 0 | 0 | 0 | 0 | 0 | 0 | 0
PGE_New_Li_Battery_4hr_Generic | PGE_New_Li_Battery_4hr | PGE_Kern_Li_Battery_4hr_74 | 0 | 0 | 0 | 0 | 0 | 0 | 0 | 0 | 0.0006653 | 0 | 0 | 0.0006653 | 0 | 0 | 0 | 0 | 0.0006653 | 0 | 0 | 0 | 0 | 0.0006653 | 0 | 0 | 0 | 0.0006653 | PG&E KERN | Battery | PGE_Kern_Li_Battery_4hr_74 | 0 | 0 | 0 | 0 | 0 | 0 | 0 | 0 | 0.0006653 | 0 | 0 | 0.0006653 | 0 | 0 | 0 | 0 | 0.0006653 | 0 | 0 | 0 | 0 | 0.0006653 | 0 | 0 | 0 | 0.0006653 | Li-ion Battery (4-hr) | PGE_Kern_Li_Battery_4hr_74 | 0 | 0 | 0 | 0 | 0 | 0 | 0 | 0 | 0 | 0 | 0 | 0 | 0 | 0 | 0 | 0 | 0 | 0 | 0 | 0 | 0 | 0 | 0 | 0 | 0 | 0
PGE_New_Li_Battery_4hr_Generic | PGE_New_Li_Battery_4hr | PGE_Kern_Li_Battery_4hr_83 | 0 | 0 | 0 | 0 | 0 | 0 | 0 | 0 | 0 | 0 | 0 | 0 | 0 | 0 | 0 | 0 | 0 | 0 | 0 | 0 | 0 | 0 | 0 | 0 | 0 | 0 | PG&E KERN | Battery | PGE_Kern_Li_Battery_4hr_83 | 0 | 0 | 0 | 0 | 0 | 0 | 0 | 0 | 0 | 0 | 0 | 0 | 0 | 0 | 0 | 0 | 0 | 0 | 0 | 0 | 0 | 0 | 0 | 0 | 0 | 0 | Li-ion Battery (4-hr) | PGE_Kern_Li_Battery_4hr_83 | 0 | 0 | 0 | 0 | 0 | 0 | 0 | 0 | 0 | 0 | 0 | 0 | 0 | 0 | 0 | 0 | 0 | 0 | 0 | 0 | 0 | 0 | 0 | 0 | 0 | 0
PGE_New_Li_Battery_4hr_Generic | PGE_New_Li_Battery_4hr | PGE_Kern_Li_Battery_4hr_92 | 0 | 0 | 0 | 0 | 0 | 0 | 0 | 0 | 0 | 0 | 0 | 0 | 0 | 0 | 0 | 0 | 0 | 0 | 0 | 0 | 0 | 0 | 0 | 0 | 0 | 0 | PG&E KERN | Battery | PGE_Kern_Li_Battery_4hr_92 | 0 | 0 | 0 | 0 | 0 | 0 | 0 | 0 | 0 | 0 | 0 | 0 | 0 | 0 | 0 | 0 | 0 | 0 | 0 | 0 | 0 | 0 | 0 | 0 | 0 | 0 | Li-ion Battery (4-hr) | PGE_Kern_Li_Battery_4hr_92 | 0 | 0 | 0 | 0 | 0 | 0 | 0 | 0 | 0 | 0 | 0 | 0 | 0 | 0 | 0 | 0 | 0 | 0 | 0 | 0 | 0 | 0 | 0 | 0 | 0 | 0
PGE_New_Li_Battery_4hr_Generic | PGE_New_Li_Battery_4hr | PGE_Kern_Li_Battery_4hr_93 | 0 | 0 | 0 | 0 | 0 | 0 | 0.053924 | 0 | 0.29176 | 0 | 0 | 0.29176 | 0 | 0 | 0 | 0 | 0.29176 | 0 | 0 | 0 | 0 | 0.29176 | 0 | 0 | 0 | 0.29176 | PG&E KERN | Battery | PGE_Kern_Li_Battery_4hr_93 | 0 | 0 | 0 | 0 | 0 | 0 | 0.053924 | 0 | 0.29176 | 0 | 0 | 0.29176 | 0 | 0 | 0 | 0 | 0.29176 | 0 | 0 | 0 | 0 | 0.29176 | 0 | 0 | 0 | 0.29176 | Li-ion Battery (4-hr) | PGE_Kern_Li_Battery_4hr_93 | 0 | 0 | 0 | 0 | 0 | 0 | 0 | 0 | 0 | 0 | 0 | 0 | 0 | 0 | 0 | 0 | 0 | 0 | 0 | 0 | 0 | 0 | 0 | 0 | 0 | 0
PGE_New_Li_Battery_4hr_Generic | PGE_New_Li_Battery_4hr | PGE_Kern_Li_Battery_4hr_95 | 0 | 0 | 0 | 0 | 0 | 0 | 0 | 0 | 0 | 0 | 0 | 0 | 0 | 0 | 0 | 0 | 0 | 0 | 0 | 0 | 0 | 0 | 0 | 0 | 0 | 0 | PG&E KERN | Battery | PGE_Kern_Li_Battery_4hr_95 | 0 | 0 | 0 | 0 | 0 | 0 | 0 | 0 | 0 | 0 | 0 | 0 | 0 | 0 | 0 | 0 | 0 | 0 | 0 | 0 | 0 | 0 | 0 | 0 | 0 | 0 | Li-ion Battery (4-hr) | PGE_Kern_Li_Battery_4hr_95 | 0 | 0 | 0 | 0 | 0 | 0 | 0 | 0 | 0 | 0 | 0 | 0 | 0 | 0 | 0 | 0 | 0 | 0 | 0 | 0 | 0 | 0 | 0 | 0 | 0 | 0
PGE_New_Li_Battery_4hr_Generic | PGE_New_Li_Battery_4hr | PGE_Kern_Li_Battery_4hr_98 | 0 | 0 | 0 | 0 | 0 | 0 | 0 | 0 | 0 | 0 | 0 | 0 | 0 | 0 | 0 | 0 | 0 | 0 | 0 | 0 | 0 | 0 | 0 | 0 | 0 | 0 | PG&E KERN | Battery | PGE_Kern_Li_Battery_4hr_98 | 0 | 0 | 0 | 0 | 0 | 0 | 0 | 0 | 0 | 0 | 0 | 0 | 0 | 0 | 0 | 0 | 0 | 0 | 0 | 0 | 0 | 0 | 0 | 0 | 0 | 0 | Li-ion Battery (4-hr) | PGE_Kern_Li_Battery_4hr_98 | 0 | 0 | 0 | 0 | 0 | 0 | 0 | 0 | 0 | 0 | 0 | 0 | 0 | 0 | 0 | 0 | 0 | 0 | 0 | 0 | 0 | 0 | 0 | 0 | 0 | 0
PGE_New_Li_Battery_4hr_Generic | PGE_New_Li_Battery_4hr | PGE_Kern_Li_Battery_4hr_99 | 0 | 0 | 0 | 0 | 0 | 0 | 0.021775 | 0 | 0.021775 | 0 | 0 | 0.021775 | 0 | 0 | 0 | 0 | 0.021775 | 0 | 0 | 0 | 0 | 0.021775 | 0 | 0 | 0 | 0.021775 | PG&E KERN | Battery | PGE_Kern_Li_Battery_4hr_99 | 0 | 0 | 0 | 0 | 0 | 0 | 0.021775 | 0 | 0.021775 | 0 | 0 | 0.021775 | 0 | 0 | 0 | 0 | 0.021775 | 0 | 0 | 0 | 0 | 0.021775 | 0 | 0 | 0 | 0.021775 | Li-ion Battery (4-hr) | PGE_Kern_Li_Battery_4hr_99 | 0 | 0 | 0 | 0 | 0 | 0 | 0 | 0 | 0 | 0 | 0 | 0 | 0 | 0 | 0 | 0 | 0 | 0 | 0 | 0 | 0 | 0 | 0 | 0 | 0 | 0
PGE_New_Li_Battery_8hr_Generic | PGE_New_Li_Battery_8hr | PGE_Kern_Li_Battery_8hr_100 | 0 | 0 | 0 | 0 | 0 | 0 | 0 | 0 | 0 | 0 | 0 | 0 | 0 | 0 | 0 | 0 | 0 | 0 | 0 | 0 | 0 | 0 | 0 | 0 | 0 | 0 | PG&E KERN | Battery | PGE_Kern_Li_Battery_8hr_100 | 0 | 0 | 0 | 0 | 0 | 0 | 0 | 0 | 0 | 0 | 0 | 0 | 0 | 0 | 0 | 0 | 0 | 0 | 0 | 0 | 0 | 0 | 0 | 0 | 0 | 0 | Li-ion Battery (8-hr) | PGE_Kern_Li_Battery_8hr_100 | 0 | 0 | 0 | 0 | 0 | 0 | 0 | 0 | 0 | 0 | 0 | 0 | 0 | 0 | 0 | 0 | 0 | 0 | 0 | 0 | 0 | 0 | 0 | 0 | 0 | 0
PGE_New_Li_Battery_8hr_Generic | PGE_New_Li_Battery_8hr | PGE_Kern_Li_Battery_8hr_101 | 0 | 0 | 0 | 0 | 0 | 0 | 0 | 0 | 0 | 0 | 0 | 0 | 0 | 0 | 0 | 0 | 0 | 0 | 0 | 0 | 0 | 0 | 0 | 0 | 0 | 0 | PG&E KERN | Battery | PGE_Kern_Li_Battery_8hr_101 | 0 | 0 | 0 | 0 | 0 | 0 | 0 | 0 | 0 | 0 | 0 | 0 | 0 | 0 | 0 | 0 | 0 | 0 | 0 | 0 | 0 | 0 | 0 | 0 | 0 | 0 | Li-ion Battery (8-hr) | PGE_Kern_Li_Battery_8hr_101 | 0 | 0 | 0 | 0 | 0 | 0 | 0 | 0 | 0 | 0 | 0 | 0 | 0 | 0 | 0 | 0 | 0 | 0 | 0 | 0 | 0 | 0 | 0 | 0 | 0 | 0
PGE_New_Li_Battery_8hr_Generic | PGE_New_Li_Battery_8hr | PGE_Kern_Li_Battery_8hr_102 | 0 | 0 | 0 | 0 | 0 | 0 | 0 | 0 | 0 | 0 | 0 | 0 | 0 | 0 | 0 | 0 | 0 | 0 | 0 | 0 | 0 | 0 | 0 | 0 | 0 | 0 | PG&E KERN | Battery | PGE_Kern_Li_Battery_8hr_102 | 0 | 0 | 0 | 0 | 0 | 0 | 0 | 0 | 0 | 0 | 0 | 0 | 0 | 0 | 0 | 0 | 0 | 0 | 0 | 0 | 0 | 0 | 0 | 0 | 0 | 0 | Li-ion Battery (8-hr) | PGE_Kern_Li_Battery_8hr_102 | 0 | 0 | 0 | 0 | 0 | 0 | 0 | 0 | 0 | 0 | 0 | 0 | 0 | 0 | 0 | 0 | 0 | 0 | 0 | 0 | 0 | 0 | 0 | 0 | 0 | 0
PGE_New_Li_Battery_8hr_Generic | PGE_New_Li_Battery_8hr | PGE_Kern_Li_Battery_8hr_103 | 0 | 0 | 0 | 0 | 0 | 0 | 0 | 0 | 0 | 0 | 0 | 0.34524 | 0 | 0 | 0 | 0 | 0.34524 | 0 | 0 | 0 | 0 | 0.34524 | 0 | 0 | 0 | 0.34524 | PG&E KERN | Battery | PGE_Kern_Li_Battery_8hr_103 | 0 | 0 | 0 | 0 | 0 | 0 | 0 | 0 | 0 | 0 | 0 | 0.34524 | 0 | 0 | 0 | 0 | 0.34524 | 0 | 0 | 0 | 0 | 0.34524 | 0 | 0 | 0 | 0.34524 | Li-ion Battery (8-hr) | PGE_Kern_Li_Battery_8hr_103 | 0 | 0 | 0 | 0 | 0 | 0 | 0 | 0 | 0 | 0 | 0 | 0 | 0 | 0 | 0 | 0 | 0 | 0 | 0 | 0 | 0 | 0 | 0 | 0 | 0 | 0
PGE_New_Li_Battery_8hr_Generic | PGE_New_Li_Battery_8hr | PGE_Kern_Li_Battery_8hr_106 | 0 | 0 | 0 | 0 | 0 | 0 | 0 | 0 | 0 | 0 | 0 | 0 | 0 | 0 | 0 | 0 | 0 | 0 | 0 | 0 | 0 | 0 | 0 | 0 | 0 | 0 | PG&E KERN | Battery | PGE_Kern_Li_Battery_8hr_106 | 0 | 0 | 0 | 0 | 0 | 0 | 0 | 0 | 0 | 0 | 0 | 0 | 0 | 0 | 0 | 0 | 0 | 0 | 0 | 0 | 0 | 0 | 0 | 0 | 0 | 0 | Li-ion Battery (8-hr) | PGE_Kern_Li_Battery_8hr_106 | 0 | 0 | 0 | 0 | 0 | 0 | 0 | 0 | 0 | 0 | 0 | 0 | 0 | 0 | 0 | 0 | 0 | 0 | 0 | 0 | 0 | 0 | 0 | 0 | 0 | 0
PGE_New_Li_Battery_8hr_Generic | PGE_New_Li_Battery_8hr | PGE_Kern_Li_Battery_8hr_107 | 0 | 0 | 0 | 0 | 0 | 0 | 0 | 0 | 0 | 0 | 0 | 0 | 0 | 0 | 0 | 0 | 0 | 0 | 0 | 0 | 0 | 0 | 0 | 0 | 0 | 0 | PG&E KERN | Battery | PGE_Kern_Li_Battery_8hr_107 | 0 | 0 | 0 | 0 | 0 | 0 | 0 | 0 | 0 | 0 | 0 | 0 | 0 | 0 | 0 | 0 | 0 | 0 | 0 | 0 | 0 | 0 | 0 | 0 | 0 | 0 | Li-ion Battery (8-hr) | PGE_Kern_Li_Battery_8hr_107 | 0 | 0 | 0 | 0 | 0 | 0 | 0 | 0 | 0 | 0 | 0 | 0 | 0 | 0 | 0 | 0 | 0 | 0 | 0 | 0 | 0 | 0 | 0 | 0 | 0 | 0
PGE_New_Li_Battery_8hr_Generic | PGE_New_Li_Battery_8hr | PGE_Kern_Li_Battery_8hr_108 | 0 | 0 | 0 | 0 | 0 | 0 | 0 | 0 | 0 | 0 | 0 | 0 | 0 | 0 | 0 | 0 | 0 | 0 | 0 | 0 | 0 | 0 | 0 | 0 | 0 | 0 | PG&E KERN | Battery | PGE_Kern_Li_Battery_8hr_108 | 0 | 0 | 0 | 0 | 0 | 0 | 0 | 0 | 0 | 0 | 0 | 0 | 0 | 0 | 0 | 0 | 0 | 0 | 0 | 0 | 0 | 0 | 0 | 0 | 0 | 0 | Li-ion Battery (8-hr) | PGE_Kern_Li_Battery_8hr_108 | 0 | 0 | 0 | 0 | 0 | 0 | 0 | 0 | 0 | 0 | 0 | 0 | 0 | 0 | 0 | 0 | 0 | 0 | 0 | 0 | 0 | 0 | 0 | 0 | 0 | 0
PGE_New_Li_Battery_8hr_Generic | PGE_New_Li_Battery_8hr | PGE_Kern_Li_Battery_8hr_109 | 0 | 0 | 0 | 0 | 0 | 0 | 0 | 0 | 0 | 0 | 0 | 0 | 0 | 0 | 0 | 0 | 0 | 0 | 0 | 0 | 0 | 0 | 0 | 0 | 0 | 0 | PG&E KERN | Battery | PGE_Kern_Li_Battery_8hr_109 | 0 | 0 | 0 | 0 | 0 | 0 | 0 | 0 | 0 | 0 | 0 | 0 | 0 | 0 | 0 | 0 | 0 | 0 | 0 | 0 | 0 | 0 | 0 | 0 | 0 | 0 | Li-ion Battery (8-hr) | PGE_Kern_Li_Battery_8hr_109 | 0 | 0 | 0 | 0 | 0 | 0 | 0 | 0 | 0 | 0 | 0 | 0 | 0 | 0 | 0 | 0 | 0 | 0 | 0 | 0 | 0 | 0 | 0 | 0 | 0 | 0
PGE_New_Li_Battery_8hr_Generic | PGE_New_Li_Battery_8hr | PGE_Kern_Li_Battery_8hr_111 | 0 | 0 | 0 | 0 | 0 | 0 | 0 | 0 | 0 | 0 | 0 | 0 | 0 | 0 | 0 | 0 | 0 | 0 | 0 | 0 | 0 | 0 | 0 | 0 | 0 | 0 | PG&E KERN | Battery | PGE_Kern_Li_Battery_8hr_111 | 0 | 0 | 0 | 0 | 0 | 0 | 0 | 0 | 0 | 0 | 0 | 0 | 0 | 0 | 0 | 0 | 0 | 0 | 0 | 0 | 0 | 0 | 0 | 0 | 0 | 0 | Li-ion Battery (8-hr) | PGE_Kern_Li_Battery_8hr_111 | 0 | 0 | 0 | 0 | 0 | 0 | 0 | 0 | 0 | 0 | 0 | 0 | 0 | 0 | 0 | 0 | 0 | 0 | 0 | 0 | 0 | 0 | 0 | 0 | 0 | 0
PGE_New_Li_Battery_8hr_Generic | PGE_New_Li_Battery_8hr | PGE_Kern_Li_Battery_8hr_112 | 0 | 0 | 0 | 0 | 0 | 0 | 0 | 0 | 0 | 0 | 0 | 0 | 0 | 0 | 0 | 0 | 0 | 0 | 0 | 0 | 0 | 0 | 0 | 0 | 0 | 0 | PG&E KERN | Battery | PGE_Kern_Li_Battery_8hr_112 | 0 | 0 | 0 | 0 | 0 | 0 | 0 | 0 | 0 | 0 | 0 | 0 | 0 | 0 | 0 | 0 | 0 | 0 | 0 | 0 | 0 | 0 | 0 | 0 | 0 | 0 | Li-ion Battery (8-hr) | PGE_Kern_Li_Battery_8hr_112 | 0 | 0 | 0 | 0 | 0 | 0 | 0 | 0 | 0 | 0 | 0 | 0 | 0 | 0 | 0 | 0 | 0 | 0 | 0 | 0 | 0 | 0 | 0 | 0 | 0 | 0
PGE_New_Li_Battery_8hr_Generic | PGE_New_Li_Battery_8hr | PGE_Kern_Li_Battery_8hr_113 | 0 | 0 | 0 | 0 | 0 | 0 | 0 | 0 | 0 | 0 | 0 | 0 | 0 | 0 | 0 | 0 | 0 | 0 | 0 | 0 | 0 | 0 | 0 | 0 | 0 | 0 | PG&E KERN | Battery | PGE_Kern_Li_Battery_8hr_113 | 0 | 0 | 0 | 0 | 0 | 0 | 0 | 0 | 0 | 0 | 0 | 0 | 0 | 0 | 0 | 0 | 0 | 0 | 0 | 0 | 0 | 0 | 0 | 0 | 0 | 0 | Li-ion Battery (8-hr) | PGE_Kern_Li_Battery_8hr_113 | 0 | 0 | 0 | 0 | 0 | 0 | 0 | 0 | 0 | 0 | 0 | 0 | 0 | 0 | 0 | 0 | 0 | 0 | 0 | 0 | 0 | 0 | 0 | 0 | 0 | 0
PGE_New_Li_Battery_8hr_Generic | PGE_New_Li_Battery_8hr | PGE_Kern_Li_Battery_8hr_122 | 0 | 0 | 0 | 0 | 0 | 0 | 0 | 0 | 0 | 0 | 0 | 0 | 0 | 0 | 0 | 0 | 0 | 0 | 0 | 0 | 0 | 0 | 0 | 0 | 0 | 0 | PG&E KERN | Battery | PGE_Kern_Li_Battery_8hr_122 | 0 | 0 | 0 | 0 | 0 | 0 | 0 | 0 | 0 | 0 | 0 | 0 | 0 | 0 | 0 | 0 | 0 | 0 | 0 | 0 | 0 | 0 | 0 | 0 | 0 | 0 | Li-ion Battery (8-hr) | PGE_Kern_Li_Battery_8hr_122 | 0 | 0 | 0 | 0 | 0 | 0 | 0 | 0 | 0 | 0 | 0 | 0 | 0 | 0 | 0 | 0 | 0 | 0 | 0 | 0 | 0 | 0 | 0 | 0 | 0 | 0
PGE_New_Li_Battery_8hr_Generic | PGE_New_Li_Battery_8hr | PGE_Kern_Li_Battery_8hr_126 | 0 | 0 | 0 | 0 | 0 | 0 | 0 | 0 | 0 | 0 | 0 | 0 | 0 | 0 | 0 | 0 | 0 | 0 | 0 | 0 | 0 | 0 | 0 | 0 | 0 | 0 | PG&E KERN | Battery | PGE_Kern_Li_Battery_8hr_126 | 0 | 0 | 0 | 0 | 0 | 0 | 0 | 0 | 0 | 0 | 0 | 0 | 0 | 0 | 0 | 0 | 0 | 0 | 0 | 0 | 0 | 0 | 0 | 0 | 0 | 0 | Li-ion Battery (8-hr) | PGE_Kern_Li_Battery_8hr_126 | 0 | 0 | 0 | 0 | 0 | 0 | 0 | 0 | 0 | 0 | 0 | 0 | 0 | 0 | 0 | 0 | 0 | 0 | 0 | 0 | 0 | 0 | 0 | 0 | 0 | 0
PGE_New_Li_Battery_8hr_Generic | PGE_New_Li_Battery_8hr | PGE_Kern_Li_Battery_8hr_130 | 0 | 0 | 0 | 0 | 0 | 0 | 0 | 0 | 0 | 0 | 0 | 0 | 0 | 0 | 0 | 0 | 0 | 0 | 0 | 0 | 0 | 0 | 0 | 0 | 0 | 0 | PG&E KERN | Battery | PGE_Kern_Li_Battery_8hr_130 | 0 | 0 | 0 | 0 | 0 | 0 | 0 | 0 | 0 | 0 | 0 | 0 | 0 | 0 | 0 | 0 | 0 | 0 | 0 | 0 | 0 | 0 | 0 | 0 | 0 | 0 | Li-ion Battery (8-hr) | PGE_Kern_Li_Battery_8hr_130 | 0 | 0 | 0 | 0 | 0 | 0 | 0 | 0 | 0 | 0 | 0 | 0 | 0 | 0 | 0 | 0 | 0 | 0 | 0 | 0 | 0 | 0 | 0 | 0 | 0 | 0
PGE_New_Li_Battery_8hr_Generic | PGE_New_Li_Battery_8hr | PGE_Kern_Li_Battery_8hr_68 | 0 | 0 | 0 | 0 | 0 | 0 | 0 | 0 | 0 | 0 | 0 | 0 | 0 | 0 | 0 | 0 | 0 | 0 | 0 | 0 | 0 | 0 | 0 | 0 | 0 | 0 | PG&E KERN | Battery | PGE_Kern_Li_Battery_8hr_68 | 0 | 0 | 0 | 0 | 0 | 0 | 0 | 0 | 0 | 0 | 0 | 0 | 0 | 0 | 0 | 0 | 0 | 0 | 0 | 0 | 0 | 0 | 0 | 0 | 0 | 0 | Li-ion Battery (8-hr) | PGE_Kern_Li_Battery_8hr_68 | 0 | 0 | 0 | 0 | 0 | 0 | 0 | 0 | 0 | 0 | 0 | 0 | 0 | 0 | 0 | 0 | 0 | 0 | 0 | 0 | 0 | 0 | 0 | 0 | 0 | 0
PGE_New_Li_Battery_8hr_Generic | PGE_New_Li_Battery_8hr | PGE_Kern_Li_Battery_8hr_72 | 0 | 0 | 0 | 0 | 0 | 0 | 0 | 0 | 0 | 0 | 0 | 0 | 0 | 0 | 0 | 0 | 0 | 0 | 0 | 0 | 0 | 0 | 0 | 0 | 0 | 0 | PG&E KERN | Battery | PGE_Kern_Li_Battery_8hr_72 | 0 | 0 | 0 | 0 | 0 | 0 | 0 | 0 | 0 | 0 | 0 | 0 | 0 | 0 | 0 | 0 | 0 | 0 | 0 | 0 | 0 | 0 | 0 | 0 | 0 | 0 | Li-ion Battery (8-hr) | PGE_Kern_Li_Battery_8hr_72 | 0 | 0 | 0 | 0 | 0 | 0 | 0 | 0 | 0 | 0 | 0 | 0 | 0 | 0 | 0 | 0 | 0 | 0 | 0 | 0 | 0 | 0 | 0 | 0 | 0 | 0
PGE_New_Li_Battery_8hr_Generic | PGE_New_Li_Battery_8hr | PGE_Kern_Li_Battery_8hr_74 | 0 | 0 | 0 | 0 | 0 | 0 | 0 | 0 | 0 | 0 | 0 | 0 | 0 | 0 | 0 | 0 | 0 | 0 | 0 | 0 | 0 | 0 | 0 | 0 | 0 | 0 | PG&E KERN | Battery | PGE_Kern_Li_Battery_8hr_74 | 0 | 0 | 0 | 0 | 0 | 0 | 0 | 0 | 0 | 0 | 0 | 0 | 0 | 0 | 0 | 0 | 0 | 0 | 0 | 0 | 0 | 0 | 0 | 0 | 0 | 0 | Li-ion Battery (8-hr) | PGE_Kern_Li_Battery_8hr_74 | 0 | 0 | 0 | 0 | 0 | 0 | 0 | 0 | 0 | 0 | 0 | 0 | 0 | 0 | 0 | 0 | 0 | 0 | 0 | 0 | 0 | 0 | 0 | 0 | 0 | 0
PGE_New_Li_Battery_8hr_Generic | PGE_New_Li_Battery_8hr | PGE_Kern_Li_Battery_8hr_83 | 0 | 0 | 0 | 0 | 0 | 0 | 0 | 0 | 0 | 0 | 0 | 0 | 0 | 0 | 0 | 0 | 0 | 0 | 0 | 0 | 0 | 0 | 0 | 0 | 0 | 0 | PG&E KERN | Battery | PGE_Kern_Li_Battery_8hr_83 | 0 | 0 | 0 | 0 | 0 | 0 | 0 | 0 | 0 | 0 | 0 | 0 | 0 | 0 | 0 | 0 | 0 | 0 | 0 | 0 | 0 | 0 | 0 | 0 | 0 | 0 | Li-ion Battery (8-hr) | PGE_Kern_Li_Battery_8hr_83 | 0 | 0 | 0 | 0 | 0 | 0 | 0 | 0 | 0 | 0 | 0 | 0 | 0 | 0 | 0 | 0 | 0 | 0 | 0 | 0 | 0 | 0 | 0 | 0 | 0 | 0
PGE_New_Li_Battery_8hr_Generic | PGE_New_Li_Battery_8hr | PGE_Kern_Li_Battery_8hr_92 | 0 | 0 | 0 | 0 | 0 | 0 | 0 | 0 | 0 | 0 | 0 | 0 | 0 | 0 | 0 | 0 | 0 | 0 | 0 | 0 | 0 | 0 | 0 | 0 | 0 | 0 | PG&E KERN | Battery | PGE_Kern_Li_Battery_8hr_92 | 0 | 0 | 0 | 0 | 0 | 0 | 0 | 0 | 0 | 0 | 0 | 0 | 0 | 0 | 0 | 0 | 0 | 0 | 0 | 0 | 0 | 0 | 0 | 0 | 0 | 0 | Li-ion Battery (8-hr) | PGE_Kern_Li_Battery_8hr_92 | 0 | 0 | 0 | 0 | 0 | 0 | 0 | 0 | 0 | 0 | 0 | 0 | 0 | 0 | 0 | 0 | 0 | 0 | 0 | 0 | 0 | 0 | 0 | 0 | 0 | 0
PGE_New_Li_Battery_8hr_Generic | PGE_New_Li_Battery_8hr | PGE_Kern_Li_Battery_8hr_93 | 0 | 0 | 0 | 0 | 0 | 0 | 0 | 0 | 0 | 0 | 0 | 0 | 0 | 0 | 0 | 0 | 0 | 0 | 0 | 0 | 0 | 0 | 0 | 0 | 0 | 0 | PG&E KERN | Battery | PGE_Kern_Li_Battery_8hr_93 | 0 | 0 | 0 | 0 | 0 | 0 | 0 | 0 | 0 | 0 | 0 | 0 | 0 | 0 | 0 | 0 | 0 | 0 | 0 | 0 | 0 | 0 | 0 | 0 | 0 | 0 | Li-ion Battery (8-hr) | PGE_Kern_Li_Battery_8hr_93 | 0 | 0 | 0 | 0 | 0 | 0 | 0 | 0 | 0 | 0 | 0 | 0 | 0 | 0 | 0 | 0 | 0 | 0 | 0 | 0 | 0 | 0 | 0 | 0 | 0 | 0
PGE_New_Li_Battery_8hr_Generic | PGE_New_Li_Battery_8hr | PGE_Kern_Li_Battery_8hr_95 | 0 | 0 | 0 | 0 | 0 | 0 | 0 | 0 | 0 | 0 | 0 | 0 | 0 | 0 | 0 | 0 | 0 | 0 | 0 | 0 | 0 | 0 | 0 | 0 | 0 | 0 | PG&E KERN | Battery | PGE_Kern_Li_Battery_8hr_95 | 0 | 0 | 0 | 0 | 0 | 0 | 0 | 0 | 0 | 0 | 0 | 0 | 0 | 0 | 0 | 0 | 0 | 0 | 0 | 0 | 0 | 0 | 0 | 0 | 0 | 0 | Li-ion Battery (8-hr) | PGE_Kern_Li_Battery_8hr_95 | 0 | 0 | 0 | 0 | 0 | 0 | 0 | 0 | 0 | 0 | 0 | 0 | 0 | 0 | 0 | 0 | 0 | 0 | 0 | 0 | 0 | 0 | 0 | 0 | 0 | 0
PGE_New_Li_Battery_8hr_Generic | PGE_New_Li_Battery_8hr | PGE_Kern_Li_Battery_8hr_98 | 0 | 0 | 0 | 0 | 0 | 0 | 0 | 0 | 0 | 0 | 0 | 0 | 0 | 0 | 0 | 0 | 0 | 0 | 0 | 0 | 0 | 0 | 0 | 0 | 0 | 0 | PG&E KERN | Battery | PGE_Kern_Li_Battery_8hr_98 | 0 | 0 | 0 | 0 | 0 | 0 | 0 | 0 | 0 | 0 | 0 | 0 | 0 | 0 | 0 | 0 | 0 | 0 | 0 | 0 | 0 | 0 | 0 | 0 | 0 | 0 | Li-ion Battery (8-hr) | PGE_Kern_Li_Battery_8hr_98 | 0 | 0 | 0 | 0 | 0 | 0 | 0 | 0 | 0 | 0 | 0 | 0 | 0 | 0 | 0 | 0 | 0 | 0 | 0 | 0 | 0 | 0 | 0 | 0 | 0 | 0
PGE_New_Li_Battery_8hr_Generic | PGE_New_Li_Battery_8hr | PGE_Kern_Li_Battery_8hr_99 | 0 | 0 | 0 | 0 | 0 | 0 | 0 | 0 | 0 | 0 | 0 | 0.023309 | 0 | 0 | 0 | 0 | 0.023309 | 0 | 0 | 0 | 0 | 0.023309 | 0 | 0 | 0 | 0.023309 | PG&E KERN | Battery | PGE_Kern_Li_Battery_8hr_99 | 0 | 0 | 0 | 0 | 0 | 0 | 0 | 0 | 0 | 0 | 0 | 0.023309 | 0 | 0 | 0 | 0 | 0.023309 | 0 | 0 | 0 | 0 | 0.023309 | 0 | 0 | 0 | 0.023309 | Li-ion Battery (8-hr) | PGE_Kern_Li_Battery_8hr_99 | 0 | 0 | 0 | 0 | 0 | 0 | 0 | 0 | 0 | 0 | 0 | 0 | 0 | 0 | 0 | 0 | 0 | 0 | 0 | 0 | 0 | 0 | 0 | 0 | 0 | 0
PGE_Kern_Solar_Generic | PGE_Kern_Solar | PGE_Kern_Solar_100 | 0 | 0 | 0 | 0 | 0 | 0 | 0 | 0 | 0 | 0 | 0 | 0 | 0 | 0 | 0 | 0 | 0 | 0 | 0 | 0 | 0 | 0 | 0 | 0 | 0 | 0 | PG&E KERN | Solar | PGE_Kern_Solar_100 | 0 | 0 | 0 | 0 | 0 | 0 | 0 | 0 | 0 | 0 | 0 | 0 | 0 | 0 | 0 | 0 | 0 | 0 | 0 | 0 | 0 | 0 | 0 | 0 | 0 | 0 |  | PGE_Kern_Solar_100 | 0 | 0 | 0 | 0 | 0 | 0 | 0 | 0 | 0 | 0 | 0 | 0 | 0 | 0 | 0 | 0 | 0 | 0 | 0 | 0 | 0 | 0 | 0 | 0 | 0 | 0
PGE_Kern_Solar_Generic | PGE_Kern_Solar | PGE_Kern_Solar_101 | 0 | 0 | 0 | 0 | 0 | 0 | 0 | 0 | 0.2 | 0 | 0 | 0.2 | 0 | 0 | 0 | 0 | 0.2 | 0 | 0 | 0 | 0 | 0.2 | 0 | 0 | 0 | 0.2 | PG&E KERN | Solar | PGE_Kern_Solar_101 | 0 | 0 | 0 | 0 | 0 | 0 | 0 | 0 | 0 | 0 | 0 | 0 | 0 | 0 | 0 | 0 | 0 | 0 | 0 | 0 | 0 | 0 | 0 | 0 | 0 | 0 |  | PGE_Kern_Solar_101 | 0 | 0 | 0 | 0 | 0 | 0 | 0 | 0 | 0.2 | 0 | 0 | 0.2 | 0 | 0 | 0 | 0 | 0.2 | 0 | 0 | 0 | 0 | 0.2 | 0 | 0 | 0 | 0.2
PGE_Kern_Solar_Generic | PGE_Kern_Solar | PGE_Kern_Solar_102 | 0 | 0 | 0 | 0 | 0 | 0 | 0 | 0 | 0 | 0 | 0 | 0 | 0 | 0 | 0 | 0 | 0 | 0 | 0 | 0 | 0 | 0 | 0 | 0 | 0 | 0 | PG&E KERN | Solar | PGE_Kern_Solar_102 | 0 | 0 | 0 | 0 | 0 | 0 | 0 | 0 | 0 | 0 | 0 | 0 | 0 | 0 | 0 | 0 | 0 | 0 | 0 | 0 | 0 | 0 | 0 | 0 | 0 | 0 |  | PGE_Kern_Solar_102 | 0 | 0 | 0 | 0 | 0 | 0 | 0 | 0 | 0 | 0 | 0 | 0 | 0 | 0 | 0 | 0 | 0 | 0 | 0 | 0 | 0 | 0 | 0 | 0 | 0 | 0
PGE_Kern_Solar_Generic | PGE_Kern_Solar | PGE_Kern_Solar_103 | 0 | 0 | 0 | 0 | 0 | 0 | 0 | 0 | 0.52737 | 0 | 0 | 0.52737 | 0 | 0 | 0 | 0 | 0.52737 | 0 | 0 | 0 | 0 | 0.52737 | 0 | 0 | 0 | 0.52737 | PG&E KERN | Solar | PGE_Kern_Solar_103 | 0 | 0 | 0 | 0 | 0 | 0 | 0 | 0 | 0.42025 | 0 | 0 | 0.42025 | 0 | 0 | 0 | 0 | 0.42025 | 0 | 0 | 0 | 0 | 0.42025 | 0 | 0 | 0 | 0.42025 |  | PGE_Kern_Solar_103 | 0 | 0 | 0 | 0 | 0 | 0 | 0 | 0 | 0.11 | 0 | 0 | 0.11 | 0 | 0 | 0 | 0 | 0.11 | 0 | 0 | 0 | 0 | 0.11 | 0 | 0 | 0 | 0.11
PGE_Kern_Solar_Generic | PGE_Kern_Solar | PGE_Kern_Solar_106 | 0 | 0 | 0 | 0 | 0 | 0 | 0 | 0 | 0 | 0 | 0 | 0 | 0 | 0 | 0 | 0 | 0 | 0 | 0 | 0 | 0 | 0 | 0 | 0 | 0 | 0 | PG&E KERN | Solar | PGE_Kern_Solar_106 | 0 | 0 | 0 | 0 | 0 | 0 | 0 | 0 | 0 | 0 | 0 | 0 | 0 | 0 | 0 | 0 | 0 | 0 | 0 | 0 | 0 | 0 | 0 | 0 | 0 | 0 |  | PGE_Kern_Solar_106 | 0 | 0 | 0 | 0 | 0 | 0 | 0 | 0 | 0 | 0 | 0 | 0 | 0 | 0 | 0 | 0 | 0 | 0 | 0 | 0 | 0 | 0 | 0 | 0 | 0 | 0
PGE_Kern_Solar_Generic | PGE_Kern_Solar | PGE_Kern_Solar_107 | 0 | 0 | 0 | 0 | 0 | 0 | 0 | 0 | 0.075178 | 0 | 0 | 0.075178 | 0 | 0 | 0 | 0 | 0.075178 | 0 | 0 | 0 | 0 | 0.075178 | 0 | 0 | 0 | 0.075178 | PG&E KERN | Solar | PGE_Kern_Solar_107 | 0 | 0 | 0 | 0 | 0 | 0 | 0 | 0 | 0 | 0 | 0 | 0 | 0 | 0 | 0 | 0 | 0 | 0 | 0 | 0 | 0 | 0 | 0 | 0 | 0 | 0 |  | PGE_Kern_Solar_107 | 0 | 0 | 0 | 0 | 0 | 0 | 0 | 0 | 0.08 | 0 | 0 | 0.08 | 0 | 0 | 0 | 0 | 0.08 | 0 | 0 | 0 | 0 | 0.08 | 0 | 0 | 0 | 0.08
PGE_Kern_Solar_Generic | PGE_Kern_Solar | PGE_Kern_Solar_108 | 0 | 0 | 0 | 0 | 0 | 0 | 0 | 0 | 0 | 0 | 0 | 0.1 | 0 | 0 | 0 | 0 | 0.1 | 0 | 0 | 0 | 0 | 0.1 | 0 | 0 | 0 | 0.1 | PG&E KERN | Solar | PGE_Kern_Solar_108 | 0 | 0 | 0 | 0 | 0 | 0 | 0 | 0 | 0 | 0 | 0 | 0 | 0 | 0 | 0 | 0 | 0 | 0 | 0 | 0 | 0 | 0 | 0 | 0 | 0 | 0 |  | PGE_Kern_Solar_108 | 0 | 0 | 0 | 0 | 0 | 0 | 0 | 0 | 0 | 0 | 0 | 0.1 | 0 | 0 | 0 | 0 | 0.1 | 0 | 0 | 0 | 0 | 0.1 | 0 | 0 | 0 | 0.1
PGE_Kern_Solar_Generic | PGE_Kern_Solar | PGE_Kern_Solar_109 | 0 | 0 | 0 | 0 | 0 | 0 | 0.045699 | 0 | 0.045699 | 0 | 0 | 0.045699 | 0 | 0 | 0 | 0 | 0.045699 | 0 | 0 | 0 | 0 | 0.045699 | 0 | 0 | 0 | 0.045699 | PG&E KERN | Solar | PGE_Kern_Solar_109 | 0 | 0 | 0 | 0 | 0 | 0 | 0.045699 | 0 | 0.045699 | 0 | 0 | 0.045699 | 0 | 0 | 0 | 0 | 0.045699 | 0 | 0 | 0 | 0 | 0.045699 | 0 | 0 | 0 | 0.045699 |  | PGE_Kern_Solar_109 | 0 | 0 | 0 | 0 | 0 | 0 | 0 | 0 | 0 | 0 | 0 | 0 | 0 | 0 | 0 | 0 | 0 | 0 | 0 | 0 | 0 | 0 | 0 | 0 | 0 | 0
PGE_Kern_Solar_Generic | PGE_Kern_Solar | PGE_Kern_Solar_111 | 0 | 0 | 0 | 0 | 0 | 0 | 0 | 0 | 0 | 0 | 0 | 0 | 0 | 0 | 0 | 0 | 1.1465 | 0 | 0 | 0 | 0 | 1.1465 | 0 | 0 | 0 | 1.1465 | PG&E KERN | Solar | PGE_Kern_Solar_111 | 0 | 0 | 0 | 0 | 0 | 0 | 0 | 0 | 0 | 0 | 0 | 0 | 0 | 0 | 0 | 0 | 0 | 0 | 0 | 0 | 0 | 0 | 0 | 0 | 0 | 0 |  | PGE_Kern_Solar_111 | 0 | 0 | 0 | 0 | 0 | 0 | 0 | 0 | 0 | 0 | 0 | 0 | 0 | 0 | 0 | 0 | 1.15 | 0 | 0 | 0 | 0 | 1.15 | 0 | 0 | 0 | 1.15
PGE_Kern_Solar_Generic | PGE_Kern_Solar | PGE_Kern_Solar_112 | 0 | 0 | 0 | 0 | 0 | 0 | 0 | 0 | 0 | 0 | 0 | 0 | 0 | 0 | 0 | 0 | 0 | 0 | 0 | 0 | 0 | 0 | 0 | 0 | 0 | 0 | PG&E KERN | Solar | PGE_Kern_Solar_112 | 0 | 0 | 0 | 0 | 0 | 0 | 0 | 0 | 0 | 0 | 0 | 0 | 0 | 0 | 0 | 0 | 0 | 0 | 0 | 0 | 0 | 0 | 0 | 0 | 0 | 0 |  | PGE_Kern_Solar_112 | 0 | 0 | 0 | 0 | 0 | 0 | 0 | 0 | 0 | 0 | 0 | 0 | 0 | 0 | 0 | 0 | 0 | 0 | 0 | 0 | 0 | 0 | 0 | 0 | 0 | 0
PGE_Kern_Solar_Generic | PGE_Kern_Solar | PGE_Kern_Solar_113 | 0 | 0 | 0 | 0 | 0 | 0 | 0 | 0 | 0 | 0 | 0 | 0 | 0 | 0 | 0 | 0 | 0 | 0 | 0 | 0 | 0 | 0 | 0 | 0 | 0 | 0 | PG&E KERN | Solar | PGE_Kern_Solar_113 | 0 | 0 | 0 | 0 | 0 | 0 | 0 | 0 | 0 | 0 | 0 | 0 | 0 | 0 | 0 | 0 | 0 | 0 | 0 | 0 | 0 | 0 | 0 | 0 | 0 | 0 |  | PGE_Kern_Solar_113 | 0 | 0 | 0 | 0 | 0 | 0 | 0 | 0 | 0 | 0 | 0 | 0 | 0 | 0 | 0 | 0 | 0 | 0 | 0 | 0 | 0 | 0 | 0 | 0 | 0 | 0
PGE_Kern_Solar_Generic | PGE_Kern_Solar | PGE_Kern_Solar_122 | 0 | 0 | 0 | 0 | 0 | 0 | 0 | 0 | 0 | 0 | 0 | 0 | 0 | 0 | 0 | 0 | 0 | 0 | 0 | 0 | 0 | 0 | 0 | 0 | 0 | 0 | PG&E KERN | Solar | PGE_Kern_Solar_122 | 0 | 0 | 0 | 0 | 0 | 0 | 0 | 0 | 0 | 0 | 0 | 0 | 0 | 0 | 0 | 0 | 0 | 0 | 0 | 0 | 0 | 0 | 0 | 0 | 0 | 0 |  | PGE_Kern_Solar_122 | 0 | 0 | 0 | 0 | 0 | 0 | 0 | 0 | 0 | 0 | 0 | 0 | 0 | 0 | 0 | 0 | 0 | 0 | 0 | 0 | 0 | 0 | 0 | 0 | 0 | 0
PGE_Kern_Solar_Generic | PGE_Kern_Solar | PGE_Kern_Solar_126 | 0 | 0 | 0 | 0 | 0 | 0 | 0 | 0 | 0 | 0 | 0 | 0 | 0 | 0 | 0 | 0 | 0 | 0 | 0 | 0 | 0 | 0 | 0 | 0 | 0 | 0 | PG&E KERN | Solar | PGE_Kern_Solar_126 | 0 | 0 | 0 | 0 | 0 | 0 | 0 | 0 | 0 | 0 | 0 | 0 | 0 | 0 | 0 | 0 | 0 | 0 | 0 | 0 | 0 | 0 | 0 | 0 | 0 | 0 |  | PGE_Kern_Solar_126 | 0 | 0 | 0 | 0 | 0 | 0 | 0 | 0 | 0 | 0 | 0 | 0 | 0 | 0 | 0 | 0 | 0 | 0 | 0 | 0 | 0 | 0 | 0 | 0 | 0 | 0
PGE_Kern_Solar_Generic | PGE_Kern_Solar | PGE_Kern_Solar_130 | 0 | 0 | 0 | 0 | 0 | 0 | 0 | 0 | 0.42307 | 0 | 0 | 0.42307 | 0 | 0 | 0 | 0 | 0.46551 | 0 | 0 | 0 | 0 | 0.46551 | 0 | 0 | 0 | 0.46551 | PG&E KERN | Solar | PGE_Kern_Solar_130 | 0 | 0 | 0 | 0 | 0 | 0 | 0 | 0 | 0 | 0 | 0 | 0 | 0 | 0 | 0 | 0 | 0 | 0 | 0 | 0 | 0 | 0 | 0 | 0 | 0 | 0 |  | PGE_Kern_Solar_130 | 0 | 0 | 0 | 0 | 0 | 0 | 0 | 0 | 0.42 | 0 | 0 | 0.42 | 0 | 0 | 0 | 0 | 0.47 | 0 | 0 | 0 | 0 | 0.47 | 0 | 0 | 0 | 0.47
PGE_Kern_Solar_Generic | PGE_Kern_Solar | PGE_Kern_Solar_68 | 0 | 0 | 0 | 0 | 0 | 0 | 0 | 0 | 0.27202 | 0 | 0 | 0.27202 | 0 | 0 | 0 | 0 | 0.27202 | 0 | 0 | 0 | 0 | 0.27202 | 0 | 0 | 0 | 0.27202 | PG&E KERN | Solar | PGE_Kern_Solar_68 | 0 | 0 | 0 | 0 | 0 | 0 | 0 | 0 | 0.27202 | 0 | 0 | 0.27202 | 0 | 0 | 0 | 0 | 0.27202 | 0 | 0 | 0 | 0 | 0.27202 | 0 | 0 | 0 | 0.27202 |  | PGE_Kern_Solar_68 | 0 | 0 | 0 | 0 | 0 | 0 | 0 | 0 | 0 | 0 | 0 | 0 | 0 | 0 | 0 | 0 | 0 | 0 | 0 | 0 | 0 | 0 | 0 | 0 | 0 | 0
PGE_Kern_Solar_Generic | PGE_Kern_Solar | PGE_Kern_Solar_72 | 0 | 0 | 0 | 0 | 0 | 0 | 0 | 0 | 0 | 0 | 0 | 0 | 0 | 0 | 0 | 0 | 0.012279 | 0 | 0 | 0 | 0 | 0.012279 | 0 | 0 | 0 | 0.012279 | PG&E KERN | Solar | PGE_Kern_Solar_72 | 0 | 0 | 0 | 0 | 0 | 0 | 0 | 0 | 0 | 0 | 0 | 0 | 0 | 0 | 0 | 0 | 0 | 0 | 0 | 0 | 0 | 0 | 0 | 0 | 0 | 0 |  | PGE_Kern_Solar_72 | 0 | 0 | 0 | 0 | 0 | 0 | 0 | 0 | 0 | 0 | 0 | 0 | 0 | 0 | 0 | 0 | 0.01 | 0 | 0 | 0 | 0 | 0.01 | 0 | 0 | 0 | 0.01
PGE_Kern_Solar_Generic | PGE_Kern_Solar | PGE_Kern_Solar_74 | 0 | 0 | 0 | 0 | 0 | 0 | 0 | 0 | 0.37598 | 0 | 0 | 0.37598 | 0 | 0 | 0 | 0 | 0.37598 | 0 | 0 | 0 | 0 | 0.37598 | 0 | 0 | 0 | 0.37598 | PG&E KERN | Solar | PGE_Kern_Solar_74 | 0 | 0 | 0 | 0 | 0 | 0 | 0 | 0 | 0.1579 | 0 | 0 | 0.1579 | 0 | 0 | 0 | 0 | 0.1579 | 0 | 0 | 0 | 0 | 0.1579 | 0 | 0 | 0 | 0.1579 |  | PGE_Kern_Solar_74 | 0 | 0 | 0 | 0 | 0 | 0 | 0 | 0 | 0.22 | 0 | 0 | 0.22 | 0 | 0 | 0 | 0 | 0.22 | 0 | 0 | 0 | 0 | 0.22 | 0 | 0 | 0 | 0.22
PGE_Kern_Solar_Generic | PGE_Kern_Solar | PGE_Kern_Solar_83 | 0 | 0 | 0 | 0 | 0 | 0 | 0.1384 | 0 | 0.3 | 0 | 0 | 0.3 | 0 | 0 | 0 | 0 | 0.3 | 0 | 0 | 0 | 0 | 0.3 | 0 | 0 | 0 | 0.3 | PG&E KERN | Solar | PGE_Kern_Solar_83 | 0 | 0 | 0 | 0 | 0 | 0 | 0.1384 | 0 | 0.3 | 0 | 0 | 0.3 | 0 | 0 | 0 | 0 | 0.3 | 0 | 0 | 0 | 0 | 0.3 | 0 | 0 | 0 | 0.3 |  | PGE_Kern_Solar_83 | 0 | 0 | 0 | 0 | 0 | 0 | 0 | 0 | 0 | 0 | 0 | 0 | 0 | 0 | 0 | 0 | 0 | 0 | 0 | 0 | 0 | 0 | 0 | 0 | 0 | 0
PGE_Kern_Solar_Generic | PGE_Kern_Solar | PGE_Kern_Solar_92 | 0 | 0 | 0 | 0 | 0 | 0 | 0.015905 | 0 | 0.1 | 0 | 0 | 0.1 | 0 | 0 | 0 | 0 | 0.1 | 0 | 0 | 0 | 0 | 0.1 | 0 | 0 | 0 | 0.1 | PG&E KERN | Solar | PGE_Kern_Solar_92 | 0 | 0 | 0 | 0 | 0 | 0 | 0.015905 | 0 | 0.015905 | 0 | 0 | 0.015905 | 0 | 0 | 0 | 0 | 0.015905 | 0 | 0 | 0 | 0 | 0.015905 | 0 | 0 | 0 | 0.015905 |  | PGE_Kern_Solar_92 | 0 | 0 | 0 | 0 | 0 | 0 | 0 | 0 | 0.08 | 0 | 0 | 0.08 | 0 | 0 | 0 | 0 | 0.08 | 0 | 0 | 0 | 0 | 0.08 | 0 | 0 | 0 | 0.08
PGE_Kern_Solar_Generic | PGE_Kern_Solar | PGE_Kern_Solar_93 | 0 | 0 | 0 | 0 | 0 | 0 | 0 | 0 | 1.7511 | 0 | 0 | 5.7082 | 0 | 0 | 0 | 0 | 5.7082 | 0 | 0 | 0 | 0 | 5.7082 | 0 | 0 | 0 | 5.7082 | PG&E KERN | Solar | PGE_Kern_Solar_93 | 0 | 0 | 0 | 0 | 0 | 0 | 0 | 0 | 1.7511 | 0 | 0 | 3.4835 | 0 | 0 | 0 | 0 | 3.4835 | 0 | 0 | 0 | 0 | 3.4835 | 0 | 0 | 0 | 3.4835 |  | PGE_Kern_Solar_93 | 0 | 0 | 0 | 0 | 0 | 0 | 0 | 0 | 0 | 0 | 0 | 2.22 | 0 | 0 | 0 | 0 | 2.22 | 0 | 0 | 0 | 0 | 2.22 | 0 | 0 | 0 | 2.22
PGE_Kern_Solar_Generic | PGE_Kern_Solar | PGE_Kern_Solar_95 | 0 | 0 | 0 | 0 | 0 | 0 | 0 | 0 | 0.032672 | 0 | 0 | 0.032672 | 0 | 0 | 0 | 0 | 0.032672 | 0 | 0 | 0 | 0 | 0.032672 | 0 | 0 | 0 | 0.032672 | PG&E KERN | Solar | PGE_Kern_Solar_95 | 0 | 0 | 0 | 0 | 0 | 0 | 0 | 0 | 0 | 0 | 0 | 0 | 0 | 0 | 0 | 0 | 0 | 0 | 0 | 0 | 0 | 0 | 0 | 0 | 0 | 0 |  | PGE_Kern_Solar_95 | 0 | 0 | 0 | 0 | 0 | 0 | 0 | 0 | 0.03 | 0 | 0 | 0.03 | 0 | 0 | 0 | 0 | 0.03 | 0 | 0 | 0 | 0 | 0.03 | 0 | 0 | 0 | 0.03
PGE_Kern_Solar_Generic | PGE_Kern_Solar | PGE_Kern_Solar_98 | 0 | 0 | 0 | 0 | 0 | 0 | 0 | 0 | 0.059074 | 0 | 0 | 0.059074 | 0 | 0 | 0 | 0 | 0.059074 | 0 | 0 | 0 | 0 | 0.059074 | 0 | 0 | 0 | 0.059074 | PG&E KERN | Solar | PGE_Kern_Solar_98 | 0 | 0 | 0 | 0 | 0 | 0 | 0 | 0 | 0.059074 | 0 | 0 | 0.059074 | 0 | 0 | 0 | 0 | 0.059074 | 0 | 0 | 0 | 0 | 0.059074 | 0 | 0 | 0 | 0.059074 |  | PGE_Kern_Solar_98 | 0 | 0 | 0 | 0 | 0 | 0 | 0 | 0 | 0 | 0 | 0 | 0 | 0 | 0 | 0 | 0 | 0 | 0 | 0 | 0 | 0 | 0 | 0 | 0 | 0 | 0
PGE_Kern_Solar_Generic | PGE_Kern_Solar | PGE_Kern_Solar_99 | 0 | 0 | 0 | 0 | 0 | 0 | 0 | 0 | 0.25492 | 0 | 0 | 0.25492 | 0 | 0 | 0 | 0 | 0.25492 | 0 | 0 | 0 | 0 | 0.25492 | 0 | 0 | 0 | 0.25492 | PG&E KERN | Solar | PGE_Kern_Solar_99 | 0 | 0 | 0 | 0 | 0 | 0 | 0 | 0 | 0.25492 | 0 | 0 | 0.25492 | 0 | 0 | 0 | 0 | 0.25492 | 0 | 0 | 0 | 0 | 0.25492 | 0 | 0 | 0 | 0.25492 |  | PGE_Kern_Solar_99 | 0 | 0 | 0 | 0 | 0 | 0 | 0 | 0 | 0 | 0 | 0 | 0 | 0 | 0 | 0 | 0 | 0 | 0 | 0 | 0 | 0 | 0 | 0 | 0 | 0 | 0
PGE_Kern_Wind_Generic | PGE_Kern_Wind | PGE_Kern_Wind_101 | 0 | 0 | 0 | 0 | 0 | 0 | 0 | 0 | 0 | 0 | 0 | 0 | 0 | 0 | 0 | 0 | 0 | 0 | 0 | 0 | 0 | 0 | 0 | 0 | 0 | 0 | PG&E KERN | Wind | PGE_Kern_Wind_101 | 0 | 0 | 0 | 0 | 0 | 0 | 0 | 0 | 0 | 0 | 0 | 0 | 0 | 0 | 0 | 0 | 0 | 0 | 0 | 0 | 0 | 0 | 0 | 0 | 0 | 0 |  | PGE_Kern_Wind_101 | 0 | 0 | 0 | 0 | 0 | 0 | 0 | 0 | 0 | 0 | 0 | 0 | 0 | 0 | 0 | 0 | 0 | 0 | 0 | 0 | 0 | 0 | 0 | 0 | 0 | 0
PGE_Kern_Wind_Generic | PGE_Kern_Wind | PGE_Kern_Wind_111 | 0 | 0 | 0 | 0 | 0 | 0 | 0 | 0 | 0 | 0 | 0 | 0 | 0 | 0 | 0 | 0 | 0 | 0 | 0 | 0 | 0 | 0 | 0 | 0 | 0 | 0 | PG&E KERN | Wind | PGE_Kern_Wind_111 | 0 | 0 | 0 | 0 | 0 | 0 | 0 | 0 | 0 | 0 | 0 | 0 | 0 | 0 | 0 | 0 | 0 | 0 | 0 | 0 | 0 | 0 | 0 | 0 | 0 | 0 |  | PGE_Kern_Wind_111 | 0 | 0 | 0 | 0 | 0 | 0 | 0 | 0 | 0 | 0 | 0 | 0 | 0 | 0 | 0 | 0 | 0 | 0 | 0 | 0 | 0 | 0 | 0 | 0 | 0 | 0
PGE_Kern_Wind_Generic | PGE_Kern_Wind | PGE_Kern_Wind_122 | 0 | 0 | 0 | 0 | 0 | 0 | 0 | 0 | 0 | 0 | 0 | 0 | 0 | 0 | 0 | 0 | 0 | 0 | 0 | 0 | 0 | 0 | 0 | 0 | 0 | 0 | PG&E KERN | Wind | PGE_Kern_Wind_122 | 0 | 0 | 0 | 0 | 0 | 0 | 0 | 0 | 0 | 0 | 0 | 0 | 0 | 0 | 0 | 0 | 0 | 0 | 0 | 0 | 0 | 0 | 0 | 0 | 0 | 0 |  | PGE_Kern_Wind_122 | 0 | 0 | 0 | 0 | 0 | 0 | 0 | 0 | 0 | 0 | 0 | 0 | 0 | 0 | 0 | 0 | 0 | 0 | 0 | 0 | 0 | 0 | 0 | 0 | 0 | 0
PGE_Kern_Wind_Generic | PGE_Kern_Wind | PGE_Kern_Wind_98 | 0 | 0 | 0 | 0 | 0 | 0 | 0 | 0 | 0 | 0 | 0 | 0 | 0 | 0 | 0 | 0 | 0 | 0 | 0 | 0 | 0 | 0 | 0 | 0 | 0 | 0.0026949 | PG&E KERN | Wind | PGE_Kern_Wind_98 | 0 | 0 | 0 | 0 | 0 | 0 | 0 | 0 | 0 | 0 | 0 | 0 | 0 | 0 | 0 | 0 | 0 | 0 | 0 | 0 | 0 | 0 | 0 | 0 | 0 | 0.0026949 |  | PGE_Kern_Wind_98 | 0 | 0 | 0 | 0 | 0 | 0 | 0 | 0 | 0 | 0 | 0 | 0 | 0 | 0 | 0 | 0 | 0 | 0 | 0 | 0 | 0 | 0 | 0 | 0 | 0 | 0
PGE_Nevada_New_EGS_Generic | PGE_Nevada_New_EGS | PGE_Nevada_EGS_NF_1 | 0 | 0 | 0 | 0 | 0 | 0 | 0 | 0 | 0 | 0 | 0 | 0 | 0 | 0 | 0 | 0 | 0 | 0 | 0 | 0 | 0 | 0 | 0 | 0 | 0 | 0 | PG&E NGBA | Geothermal | PGE_Nevada_EGS_NF_1 | 0 | 0 | 0 | 0 | 0 | 0 | 0 | 0 | 0 | 0 | 0 | 0 | 0 | 0 | 0 | 0 | 0 | 0 | 0 | 0 | 0 | 0 | 0 | 0 | 0 | 0 |  | PGE_Nevada_EGS_NF_1 | 0 | 0 | 0 | 0 | 0 | 0 | 0 | 0 | 0 | 0 | 0 | 0 | 0 | 0 | 0 | 0 | 0 | 0 | 0 | 0 | 0 | 0 | 0 | 0 | 0 | 0
PGE_New_Geothermal_Generic | PGE_New_Geothermal | PGE_Nevada_Geothermal_1 | 0 | 0 | 0 | 0 | 0 | 0 | 0 | 0 | 0 | 0 | 0 | 0 | 0 | 0 | 0 | 0 | 0.288 | 0 | 0 | 0 | 0 | 0.288 | 0 | 0 | 0 | 0.288 | PG&E NGBA | Geothermal | PGE_Nevada_Geothermal_1 | 0 | 0 | 0 | 0 | 0 | 0 | 0 | 0 | 0 | 0 | 0 | 0 | 0 | 0 | 0 | 0 | 0.288 | 0 | 0 | 0 | 0 | 0.288 | 0 | 0 | 0 | 0.288 |  | PGE_Nevada_Geothermal_1 | 0 | 0 | 0 | 0 | 0 | 0 | 0 | 0 | 0 | 0 | 0 | 0 | 0 | 0 | 0 | 0 | 0 | 0 | 0 | 0 | 0 | 0 | 0 | 0 | 0 | 0
| PGE_New_Gas_CCGT | PGE_New_Gas_CCGT_Asset | 0 | 0 | 0 | 0 | 0 | 0 | 0 | 0 | 0 | 0 | 0 | 0 | 0 | 0 | 0 | 0 | 0 | 0 | 0 | 0 | 0 | 0 | 0 | 0 | 0 | 0 | Check | 0 | PGE_New_Gas_CCGT_Asset | 0 | 0 | 0 | 0 | 0 | 0 | 0 | 0 | 0 | 0 | 0 | 0 | 0 | 0 | 0 | 0 | 0 | 0 | 0 | 0 | 0 | 0 | 0 | 0 | 0 | 0 |  | PGE_New_Gas_CCGT_Asset | 0 | 0 | 0 | 0 | 0 | 0 | 0 | 0 | 0 | 0 | 0 | 0 | 0 | 0 | 0 | 0 | 0 | 0 | 0 | 0 | 0 | 0 | 0 | 0 | 0 | 0
| PGE_New_Gas_CT | PGE_New_Gas_CT_Asset | 0 | 0 | 0 | 0 | 0 | 0 | 0 | 0 | 0 | 0 | 0 | 0 | 0 | 0 | 0 | 0 | 0 | 0 | 0 | 0 | 0 | 0 | 0 | 0 | 0 | 0 | Check | 0 | PGE_New_Gas_CT_Asset | 0 | 0 | 0 | 0 | 0 | 0 | 0 | 0 | 0 | 0 | 0 | 0 | 0 | 0 | 0 | 0 | 0 | 0 | 0 | 0 | 0 | 0 | 0 | 0 | 0 | 0 |  | PGE_New_Gas_CT_Asset | 0 | 0 | 0 | 0 | 0 | 0 | 0 | 0 | 0 | 0 | 0 | 0 | 0 | 0 | 0 | 0 | 0 | 0 | 0 | 0 | 0 | 0 | 0 | 0 | 0 | 0
| PGE_New_Gas_RICE | PGE_New_Gas_RICE_Asset | 0 | 0 | 0 | 0 | 0 | 0 | 0 | 0 | 0 | 0 | 0 | 0 | 0 | 0 | 0 | 0 | 0 | 0 | 0 | 0 | 0 | 0 | 0 | 0 | 0 | 0 | Check | 0 | PGE_New_Gas_RICE_Asset | 0 | 0 | 0 | 0 | 0 | 0 | 0 | 0 | 0 | 0 | 0 | 0 | 0 | 0 | 0 | 0 | 0 | 0 | 0 | 0 | 0 | 0 | 0 | 0 | 0 | 0 |  | PGE_New_Gas_RICE_Asset | 0 | 0 | 0 | 0 | 0 | 0 | 0 | 0 | 0 | 0 | 0 | 0 | 0 | 0 | 0 | 0 | 0 | 0 | 0 | 0 | 0 | 0 | 0 | 0 | 0 | 0
PGE_New_EGS_Generic | PGE_New_EGS | PGE_NGBA_EGS_Deep_1 | 0 | 0 | 0 | 0 | 0 | 0 | 0 | 0 | 0 | 0 | 0 | 0 | 0 | 0 | 0 | 0 | 0 | 0 | 0 | 0 | 0 | 0 | 0 | 0 | 0 | 0 | PG&E NGBA | Geothermal | PGE_NGBA_EGS_Deep_1 | 0 | 0 | 0 | 0 | 0 | 0 | 0 | 0 | 0 | 0 | 0 | 0 | 0 | 0 | 0 | 0 | 0 | 0 | 0 | 0 | 0 | 0 | 0 | 0 | 0 | 0 |  | PGE_NGBA_EGS_Deep_1 | 0 | 0 | 0 | 0 | 0 | 0 | 0 | 0 | 0 | 0 | 0 | 0 | 0 | 0 | 0 | 0 | 0 | 0 | 0 | 0 | 0 | 0 | 0 | 0 | 0 | 0
PGE_New_EGS_Generic | PGE_New_EGS | PGE_NGBA_EGS_Deep_16 | 0 | 0 | 0 | 0 | 0 | 0 | 0 | 0 | 0 | 0 | 0 | 0 | 0 | 0 | 0 | 0 | 0 | 0 | 0 | 0 | 0 | 0 | 0 | 0 | 0 | 0 | PG&E NGBA | Geothermal | PGE_NGBA_EGS_Deep_16 | 0 | 0 | 0 | 0 | 0 | 0 | 0 | 0 | 0 | 0 | 0 | 0 | 0 | 0 | 0 | 0 | 0 | 0 | 0 | 0 | 0 | 0 | 0 | 0 | 0 | 0 |  | PGE_NGBA_EGS_Deep_16 | 0 | 0 | 0 | 0 | 0 | 0 | 0 | 0 | 0 | 0 | 0 | 0 | 0 | 0 | 0 | 0 | 0 | 0 | 0 | 0 | 0 | 0 | 0 | 0 | 0 | 0
PGE_New_EGS_Generic | PGE_New_EGS | PGE_NGBA_EGS_Deep_17 | 0 | 0 | 0 | 0 | 0 | 0 | 0 | 0 | 0 | 0 | 0 | 0 | 0 | 0 | 0 | 0 | 0 | 0 | 0 | 0 | 0 | 0 | 0 | 0 | 0 | 0 | PG&E NGBA | Geothermal | PGE_NGBA_EGS_Deep_17 | 0 | 0 | 0 | 0 | 0 | 0 | 0 | 0 | 0 | 0 | 0 | 0 | 0 | 0 | 0 | 0 | 0 | 0 | 0 | 0 | 0 | 0 | 0 | 0 | 0 | 0 |  | PGE_NGBA_EGS_Deep_17 | 0 | 0 | 0 | 0 | 0 | 0 | 0 | 0 | 0 | 0 | 0 | 0 | 0 | 0 | 0 | 0 | 0 | 0 | 0 | 0 | 0 | 0 | 0 | 0 | 0 | 0
PGE_New_EGS_Generic | PGE_New_EGS | PGE_NGBA_EGS_Deep_18 | 0 | 0 | 0 | 0 | 0 | 0 | 0 | 0 | 0 | 0 | 0 | 0 | 0 | 0 | 0 | 0 | 0 | 0 | 0 | 0 | 0 | 0 | 0 | 0 | 0 | 0 | PG&E NGBA | Geothermal | PGE_NGBA_EGS_Deep_18 | 0 | 0 | 0 | 0 | 0 | 0 | 0 | 0 | 0 | 0 | 0 | 0 | 0 | 0 | 0 | 0 | 0 | 0 | 0 | 0 | 0 | 0 | 0 | 0 | 0 | 0 |  | PGE_NGBA_EGS_Deep_18 | 0 | 0 | 0 | 0 | 0 | 0 | 0 | 0 | 0 | 0 | 0 | 0 | 0 | 0 | 0 | 0 | 0 | 0 | 0 | 0 | 0 | 0 | 0 | 0 | 0 | 0
PGE_New_EGS_Generic | PGE_New_EGS | PGE_NGBA_EGS_Deep_19 | 0 | 0 | 0 | 0 | 0 | 0 | 0 | 0 | 0 | 0 | 0 | 0 | 0 | 0 | 0 | 0 | 0 | 0 | 0 | 0 | 0 | 0 | 0 | 0 | 0 | 0 | PG&E NGBA | Geothermal | PGE_NGBA_EGS_Deep_19 | 0 | 0 | 0 | 0 | 0 | 0 | 0 | 0 | 0 | 0 | 0 | 0 | 0 | 0 | 0 | 0 | 0 | 0 | 0 | 0 | 0 | 0 | 0 | 0 | 0 | 0 |  | PGE_NGBA_EGS_Deep_19 | 0 | 0 | 0 | 0 | 0 | 0 | 0 | 0 | 0 | 0 | 0 | 0 | 0 | 0 | 0 | 0 | 0 | 0 | 0 | 0 | 0 | 0 | 0 | 0 | 0 | 0
PGE_New_EGS_Generic | PGE_New_EGS | PGE_NGBA_EGS_Deep_2 | 0 | 0 | 0 | 0 | 0 | 0 | 0 | 0 | 0 | 0 | 0 | 0 | 0 | 0 | 0 | 0 | 0 | 0 | 0 | 0 | 0 | 0 | 0 | 0 | 0 | 0 | PG&E NGBA | Geothermal | PGE_NGBA_EGS_Deep_2 | 0 | 0 | 0 | 0 | 0 | 0 | 0 | 0 | 0 | 0 | 0 | 0 | 0 | 0 | 0 | 0 | 0 | 0 | 0 | 0 | 0 | 0 | 0 | 0 | 0 | 0 |  | PGE_NGBA_EGS_Deep_2 | 0 | 0 | 0 | 0 | 0 | 0 | 0 | 0 | 0 | 0 | 0 | 0 | 0 | 0 | 0 | 0 | 0 | 0 | 0 | 0 | 0 | 0 | 0 | 0 | 0 | 0
PGE_New_EGS_Generic | PGE_New_EGS | PGE_NGBA_EGS_Deep_21 | 0 | 0 | 0 | 0 | 0 | 0 | 0 | 0 | 0 | 0 | 0 | 0 | 0 | 0 | 0 | 0 | 0 | 0 | 0 | 0 | 0 | 0 | 0 | 0 | 0 | 0 | PG&E NGBA | Geothermal | PGE_NGBA_EGS_Deep_21 | 0 | 0 | 0 | 0 | 0 | 0 | 0 | 0 | 0 | 0 | 0 | 0 | 0 | 0 | 0 | 0 | 0 | 0 | 0 | 0 | 0 | 0 | 0 | 0 | 0 | 0 |  | PGE_NGBA_EGS_Deep_21 | 0 | 0 | 0 | 0 | 0 | 0 | 0 | 0 | 0 | 0 | 0 | 0 | 0 | 0 | 0 | 0 | 0 | 0 | 0 | 0 | 0 | 0 | 0 | 0 | 0 | 0
PGE_New_EGS_Generic | PGE_New_EGS | PGE_NGBA_EGS_Deep_22 | 0 | 0 | 0 | 0 | 0 | 0 | 0 | 0 | 0 | 0 | 0 | 0 | 0 | 0 | 0 | 0 | 0 | 0 | 0 | 0 | 0 | 0 | 0 | 0 | 0 | 0 | PG&E NGBA | Geothermal | PGE_NGBA_EGS_Deep_22 | 0 | 0 | 0 | 0 | 0 | 0 | 0 | 0 | 0 | 0 | 0 | 0 | 0 | 0 | 0 | 0 | 0 | 0 | 0 | 0 | 0 | 0 | 0 | 0 | 0 | 0 |  | PGE_NGBA_EGS_Deep_22 | 0 | 0 | 0 | 0 | 0 | 0 | 0 | 0 | 0 | 0 | 0 | 0 | 0 | 0 | 0 | 0 | 0 | 0 | 0 | 0 | 0 | 0 | 0 | 0 | 0 | 0
PGE_New_EGS_Generic | PGE_New_EGS | PGE_NGBA_EGS_Deep_23 | 0 | 0 | 0 | 0 | 0 | 0 | 0 | 0 | 0 | 0 | 0 | 0 | 0 | 0 | 0 | 0 | 0 | 0 | 0 | 0 | 0 | 0 | 0 | 0 | 0 | 0 | PG&E NGBA | Geothermal | PGE_NGBA_EGS_Deep_23 | 0 | 0 | 0 | 0 | 0 | 0 | 0 | 0 | 0 | 0 | 0 | 0 | 0 | 0 | 0 | 0 | 0 | 0 | 0 | 0 | 0 | 0 | 0 | 0 | 0 | 0 |  | PGE_NGBA_EGS_Deep_23 | 0 | 0 | 0 | 0 | 0 | 0 | 0 | 0 | 0 | 0 | 0 | 0 | 0 | 0 | 0 | 0 | 0 | 0 | 0 | 0 | 0 | 0 | 0 | 0 | 0 | 0
PGE_New_EGS_Generic | PGE_New_EGS | PGE_NGBA_EGS_Deep_24 | 0 | 0 | 0 | 0 | 0 | 0 | 0 | 0 | 0 | 0 | 0 | 0 | 0 | 0 | 0 | 0 | 0 | 0 | 0 | 0 | 0 | 0 | 0 | 0 | 0 | 0 | PG&E NGBA | Geothermal | PGE_NGBA_EGS_Deep_24 | 0 | 0 | 0 | 0 | 0 | 0 | 0 | 0 | 0 | 0 | 0 | 0 | 0 | 0 | 0 | 0 | 0 | 0 | 0 | 0 | 0 | 0 | 0 | 0 | 0 | 0 |  | PGE_NGBA_EGS_Deep_24 | 0 | 0 | 0 | 0 | 0 | 0 | 0 | 0 | 0 | 0 | 0 | 0 | 0 | 0 | 0 | 0 | 0 | 0 | 0 | 0 | 0 | 0 | 0 | 0 | 0 | 0
PGE_New_EGS_Generic | PGE_New_EGS | PGE_NGBA_EGS_Deep_25 | 0 | 0 | 0 | 0 | 0 | 0 | 0 | 0 | 0 | 0 | 0 | 0 | 0 | 0 | 0 | 0 | 0 | 0 | 0 | 0 | 0 | 0 | 0 | 0 | 0 | 0 | PG&E NGBA | Geothermal | PGE_NGBA_EGS_Deep_25 | 0 | 0 | 0 | 0 | 0 | 0 | 0 | 0 | 0 | 0 | 0 | 0 | 0 | 0 | 0 | 0 | 0 | 0 | 0 | 0 | 0 | 0 | 0 | 0 | 0 | 0 |  | PGE_NGBA_EGS_Deep_25 | 0 | 0 | 0 | 0 | 0 | 0 | 0 | 0 | 0 | 0 | 0 | 0 | 0 | 0 | 0 | 0 | 0 | 0 | 0 | 0 | 0 | 0 | 0 | 0 | 0 | 0
PGE_New_EGS_Generic | PGE_New_EGS | PGE_NGBA_EGS_Deep_27 | 0 | 0 | 0 | 0 | 0 | 0 | 0 | 0 | 0 | 0 | 0 | 0 | 0 | 0 | 0 | 0 | 0 | 0 | 0 | 0 | 0 | 0 | 0 | 0 | 0 | 0 | PG&E NGBA | Geothermal | PGE_NGBA_EGS_Deep_27 | 0 | 0 | 0 | 0 | 0 | 0 | 0 | 0 | 0 | 0 | 0 | 0 | 0 | 0 | 0 | 0 | 0 | 0 | 0 | 0 | 0 | 0 | 0 | 0 | 0 | 0 |  | PGE_NGBA_EGS_Deep_27 | 0 | 0 | 0 | 0 | 0 | 0 | 0 | 0 | 0 | 0 | 0 | 0 | 0 | 0 | 0 | 0 | 0 | 0 | 0 | 0 | 0 | 0 | 0 | 0 | 0 | 0
PGE_New_EGS_Generic | PGE_New_EGS | PGE_NGBA_EGS_Deep_28 | 0 | 0 | 0 | 0 | 0 | 0 | 0 | 0 | 0 | 0 | 0 | 0 | 0 | 0 | 0 | 0 | 0 | 0 | 0 | 0 | 0 | 0 | 0 | 0 | 0 | 0 | PG&E NGBA | Geothermal | PGE_NGBA_EGS_Deep_28 | 0 | 0 | 0 | 0 | 0 | 0 | 0 | 0 | 0 | 0 | 0 | 0 | 0 | 0 | 0 | 0 | 0 | 0 | 0 | 0 | 0 | 0 | 0 | 0 | 0 | 0 |  | PGE_NGBA_EGS_Deep_28 | 0 | 0 | 0 | 0 | 0 | 0 | 0 | 0 | 0 | 0 | 0 | 0 | 0 | 0 | 0 | 0 | 0 | 0 | 0 | 0 | 0 | 0 | 0 | 0 | 0 | 0
PGE_New_EGS_Generic | PGE_New_EGS | PGE_NGBA_EGS_Deep_30 | 0 | 0 | 0 | 0 | 0 | 0 | 0 | 0 | 0 | 0 | 0 | 0 | 0 | 0 | 0 | 0 | 0 | 0 | 0 | 0 | 0 | 0 | 0 | 0 | 0 | 0 | PG&E NGBA | Geothermal | PGE_NGBA_EGS_Deep_30 | 0 | 0 | 0 | 0 | 0 | 0 | 0 | 0 | 0 | 0 | 0 | 0 | 0 | 0 | 0 | 0 | 0 | 0 | 0 | 0 | 0 | 0 | 0 | 0 | 0 | 0 |  | PGE_NGBA_EGS_Deep_30 | 0 | 0 | 0 | 0 | 0 | 0 | 0 | 0 | 0 | 0 | 0 | 0 | 0 | 0 | 0 | 0 | 0 | 0 | 0 | 0 | 0 | 0 | 0 | 0 | 0 | 0
PGE_New_EGS_Generic | PGE_New_EGS | PGE_NGBA_EGS_Deep_33 | 0 | 0 | 0 | 0 | 0 | 0 | 0 | 0 | 0 | 0 | 0 | 0 | 0 | 0 | 0 | 0 | 0 | 0 | 0 | 0 | 0 | 0 | 0 | 0 | 0 | 0 | PG&E NGBA | Geothermal | PGE_NGBA_EGS_Deep_33 | 0 | 0 | 0 | 0 | 0 | 0 | 0 | 0 | 0 | 0 | 0 | 0 | 0 | 0 | 0 | 0 | 0 | 0 | 0 | 0 | 0 | 0 | 0 | 0 | 0 | 0 |  | PGE_NGBA_EGS_Deep_33 | 0 | 0 | 0 | 0 | 0 | 0 | 0 | 0 | 0 | 0 | 0 | 0 | 0 | 0 | 0 | 0 | 0 | 0 | 0 | 0 | 0 | 0 | 0 | 0 | 0 | 0
PGE_New_EGS_Generic | PGE_New_EGS | PGE_NGBA_EGS_Deep_37 | 0 | 0 | 0 | 0 | 0 | 0 | 0 | 0 | 0 | 0 | 0 | 0 | 0 | 0 | 0 | 0 | 0 | 0 | 0 | 0 | 0 | 0 | 0 | 0 | 0 | 0 | PG&E NGBA | Geothermal | PGE_NGBA_EGS_Deep_37 | 0 | 0 | 0 | 0 | 0 | 0 | 0 | 0 | 0 | 0 | 0 | 0 | 0 | 0 | 0 | 0 | 0 | 0 | 0 | 0 | 0 | 0 | 0 | 0 | 0 | 0 |  | PGE_NGBA_EGS_Deep_37 | 0 | 0 | 0 | 0 | 0 | 0 | 0 | 0 | 0 | 0 | 0 | 0 | 0 | 0 | 0 | 0 | 0 | 0 | 0 | 0 | 0 | 0 | 0 | 0 | 0 | 0
PGE_New_EGS_Generic | PGE_New_EGS | PGE_NGBA_EGS_Deep_39 | 0 | 0 | 0 | 0 | 0 | 0 | 0 | 0 | 0 | 0 | 0 | 0 | 0 | 0 | 0 | 0 | 0 | 0 | 0 | 0 | 0 | 0 | 0 | 0 | 0 | 0 | PG&E NGBA | Geothermal | PGE_NGBA_EGS_Deep_39 | 0 | 0 | 0 | 0 | 0 | 0 | 0 | 0 | 0 | 0 | 0 | 0 | 0 | 0 | 0 | 0 | 0 | 0 | 0 | 0 | 0 | 0 | 0 | 0 | 0 | 0 |  | PGE_NGBA_EGS_Deep_39 | 0 | 0 | 0 | 0 | 0 | 0 | 0 | 0 | 0 | 0 | 0 | 0 | 0 | 0 | 0 | 0 | 0 | 0 | 0 | 0 | 0 | 0 | 0 | 0 | 0 | 0
PGE_New_EGS_Generic | PGE_New_EGS | PGE_NGBA_EGS_Deep_47 | 0 | 0 | 0 | 0 | 0 | 0 | 0 | 0 | 0 | 0 | 0 | 0 | 0 | 0 | 0 | 0 | 0 | 0 | 0 | 0 | 0 | 0 | 0 | 0 | 0 | 0 | PG&E NGBA | Geothermal | PGE_NGBA_EGS_Deep_47 | 0 | 0 | 0 | 0 | 0 | 0 | 0 | 0 | 0 | 0 | 0 | 0 | 0 | 0 | 0 | 0 | 0 | 0 | 0 | 0 | 0 | 0 | 0 | 0 | 0 | 0 |  | PGE_NGBA_EGS_Deep_47 | 0 | 0 | 0 | 0 | 0 | 0 | 0 | 0 | 0 | 0 | 0 | 0 | 0 | 0 | 0 | 0 | 0 | 0 | 0 | 0 | 0 | 0 | 0 | 0 | 0 | 0
PGE_New_EGS_Generic | PGE_New_EGS | PGE_NGBA_EGS_Deep_52 | 0 | 0 | 0 | 0 | 0 | 0 | 0 | 0 | 0 | 0 | 0 | 0 | 0 | 0 | 0 | 0 | 0 | 0 | 0 | 0 | 0 | 0 | 0 | 0 | 0 | 0 | PG&E NGBA | Geothermal | PGE_NGBA_EGS_Deep_52 | 0 | 0 | 0 | 0 | 0 | 0 | 0 | 0 | 0 | 0 | 0 | 0 | 0 | 0 | 0 | 0 | 0 | 0 | 0 | 0 | 0 | 0 | 0 | 0 | 0 | 0 |  | PGE_NGBA_EGS_Deep_52 | 0 | 0 | 0 | 0 | 0 | 0 | 0 | 0 | 0 | 0 | 0 | 0 | 0 | 0 | 0 | 0 | 0 | 0 | 0 | 0 | 0 | 0 | 0 | 0 | 0 | 0
PGE_New_EGS_Generic | PGE_New_EGS | PGE_NGBA_EGS_Deep_55 | 0 | 0 | 0 | 0 | 0 | 0 | 0 | 0 | 0 | 0 | 0 | 0 | 0 | 0 | 0 | 0 | 0 | 0 | 0 | 0 | 0 | 0 | 0 | 0 | 0 | 0 | PG&E NGBA | Geothermal | PGE_NGBA_EGS_Deep_55 | 0 | 0 | 0 | 0 | 0 | 0 | 0 | 0 | 0 | 0 | 0 | 0 | 0 | 0 | 0 | 0 | 0 | 0 | 0 | 0 | 0 | 0 | 0 | 0 | 0 | 0 |  | PGE_NGBA_EGS_Deep_55 | 0 | 0 | 0 | 0 | 0 | 0 | 0 | 0 | 0 | 0 | 0 | 0 | 0 | 0 | 0 | 0 | 0 | 0 | 0 | 0 | 0 | 0 | 0 | 0 | 0 | 0
PGE_New_EGS_Generic | PGE_New_EGS | PGE_NGBA_EGS_Deep_57 | 0 | 0 | 0 | 0 | 0 | 0 | 0 | 0 | 0 | 0 | 0 | 0 | 0 | 0 | 0 | 0 | 0 | 0 | 0 | 0 | 0 | 0 | 0 | 0 | 0 | 0 | PG&E NGBA | Geothermal | PGE_NGBA_EGS_Deep_57 | 0 | 0 | 0 | 0 | 0 | 0 | 0 | 0 | 0 | 0 | 0 | 0 | 0 | 0 | 0 | 0 | 0 | 0 | 0 | 0 | 0 | 0 | 0 | 0 | 0 | 0 |  | PGE_NGBA_EGS_Deep_57 | 0 | 0 | 0 | 0 | 0 | 0 | 0 | 0 | 0 | 0 | 0 | 0 | 0 | 0 | 0 | 0 | 0 | 0 | 0 | 0 | 0 | 0 | 0 | 0 | 0 | 0
PGE_New_EGS_Generic | PGE_New_EGS | PGE_NGBA_EGS_Deep_58 | 0 | 0 | 0 | 0 | 0 | 0 | 0 | 0 | 0 | 0 | 0 | 0 | 0 | 0 | 0 | 0 | 0 | 0 | 0 | 0 | 0 | 0 | 0 | 0 | 0 | 0 | PG&E NGBA | Geothermal | PGE_NGBA_EGS_Deep_58 | 0 | 0 | 0 | 0 | 0 | 0 | 0 | 0 | 0 | 0 | 0 | 0 | 0 | 0 | 0 | 0 | 0 | 0 | 0 | 0 | 0 | 0 | 0 | 0 | 0 | 0 |  | PGE_NGBA_EGS_Deep_58 | 0 | 0 | 0 | 0 | 0 | 0 | 0 | 0 | 0 | 0 | 0 | 0 | 0 | 0 | 0 | 0 | 0 | 0 | 0 | 0 | 0 | 0 | 0 | 0 | 0 | 0
PGE_New_EGS_Generic | PGE_New_EGS | PGE_NGBA_EGS_Deep_59 | 0 | 0 | 0 | 0 | 0 | 0 | 0 | 0 | 0 | 0 | 0 | 0 | 0 | 0 | 0 | 0 | 0 | 0 | 0 | 0 | 0 | 0 | 0 | 0 | 0 | 0 | PG&E NGBA | Geothermal | PGE_NGBA_EGS_Deep_59 | 0 | 0 | 0 | 0 | 0 | 0 | 0 | 0 | 0 | 0 | 0 | 0 | 0 | 0 | 0 | 0 | 0 | 0 | 0 | 0 | 0 | 0 | 0 | 0 | 0 | 0 |  | PGE_NGBA_EGS_Deep_59 | 0 | 0 | 0 | 0 | 0 | 0 | 0 | 0 | 0 | 0 | 0 | 0 | 0 | 0 | 0 | 0 | 0 | 0 | 0 | 0 | 0 | 0 | 0 | 0 | 0 | 0
PGE_New_EGS_Generic | PGE_New_EGS | PGE_NGBA_EGS_Deep_60 | 0 | 0 | 0 | 0 | 0 | 0 | 0 | 0 | 0 | 0 | 0 | 0 | 0 | 0 | 0 | 0 | 0 | 0 | 0 | 0 | 0 | 0 | 0 | 0 | 0 | 0 | PG&E NGBA | Geothermal | PGE_NGBA_EGS_Deep_60 | 0 | 0 | 0 | 0 | 0 | 0 | 0 | 0 | 0 | 0 | 0 | 0 | 0 | 0 | 0 | 0 | 0 | 0 | 0 | 0 | 0 | 0 | 0 | 0 | 0 | 0 |  | PGE_NGBA_EGS_Deep_60 | 0 | 0 | 0 | 0 | 0 | 0 | 0 | 0 | 0 | 0 | 0 | 0 | 0 | 0 | 0 | 0 | 0 | 0 | 0 | 0 | 0 | 0 | 0 | 0 | 0 | 0
PGE_New_EGS_Generic | PGE_New_EGS | PGE_NGBA_EGS_Deep_61 | 0 | 0 | 0 | 0 | 0 | 0 | 0 | 0 | 0 | 0 | 0 | 0 | 0 | 0 | 0 | 0 | 0 | 0 | 0 | 0 | 0 | 0 | 0 | 0 | 0 | 0 | PG&E NGBA | Geothermal | PGE_NGBA_EGS_Deep_61 | 0 | 0 | 0 | 0 | 0 | 0 | 0 | 0 | 0 | 0 | 0 | 0 | 0 | 0 | 0 | 0 | 0 | 0 | 0 | 0 | 0 | 0 | 0 | 0 | 0 | 0 |  | PGE_NGBA_EGS_Deep_61 | 0 | 0 | 0 | 0 | 0 | 0 | 0 | 0 | 0 | 0 | 0 | 0 | 0 | 0 | 0 | 0 | 0 | 0 | 0 | 0 | 0 | 0 | 0 | 0 | 0 | 0
PGE_New_EGS_Generic | PGE_New_EGS | PGE_NGBA_EGS_Deep_62 | 0 | 0 | 0 | 0 | 0 | 0 | 0 | 0 | 0 | 0 | 0 | 0 | 0 | 0 | 0 | 0 | 0 | 0 | 0 | 0 | 0 | 0 | 0 | 0 | 0 | 0 | PG&E NGBA | Geothermal | PGE_NGBA_EGS_Deep_62 | 0 | 0 | 0 | 0 | 0 | 0 | 0 | 0 | 0 | 0 | 0 | 0 | 0 | 0 | 0 | 0 | 0 | 0 | 0 | 0 | 0 | 0 | 0 | 0 | 0 | 0 |  | PGE_NGBA_EGS_Deep_62 | 0 | 0 | 0 | 0 | 0 | 0 | 0 | 0 | 0 | 0 | 0 | 0 | 0 | 0 | 0 | 0 | 0 | 0 | 0 | 0 | 0 | 0 | 0 | 0 | 0 | 0
PGE_New_EGS_Generic | PGE_New_EGS | PGE_NGBA_EGS_Deep_67 | 0 | 0 | 0 | 0 | 0 | 0 | 0 | 0 | 0 | 0 | 0 | 0 | 0 | 0 | 0 | 0 | 0 | 0 | 0 | 0 | 0 | 0 | 0 | 0 | 0 | 0 | PG&E NGBA | Geothermal | PGE_NGBA_EGS_Deep_67 | 0 | 0 | 0 | 0 | 0 | 0 | 0 | 0 | 0 | 0 | 0 | 0 | 0 | 0 | 0 | 0 | 0 | 0 | 0 | 0 | 0 | 0 | 0 | 0 | 0 | 0 |  | PGE_NGBA_EGS_Deep_67 | 0 | 0 | 0 | 0 | 0 | 0 | 0 | 0 | 0 | 0 | 0 | 0 | 0 | 0 | 0 | 0 | 0 | 0 | 0 | 0 | 0 | 0 | 0 | 0 | 0 | 0
PGE_New_EGS_Generic | PGE_New_EGS | PGE_NGBA_EGS_Deep_7 | 0 | 0 | 0 | 0 | 0 | 0 | 0 | 0 | 0 | 0 | 0 | 0 | 0 | 0 | 0 | 0 | 0 | 0 | 0 | 0 | 0 | 0 | 0 | 0 | 0 | 0 | PG&E NGBA | Geothermal | PGE_NGBA_EGS_Deep_7 | 0 | 0 | 0 | 0 | 0 | 0 | 0 | 0 | 0 | 0 | 0 | 0 | 0 | 0 | 0 | 0 | 0 | 0 | 0 | 0 | 0 | 0 | 0 | 0 | 0 | 0 |  | PGE_NGBA_EGS_Deep_7 | 0 | 0 | 0 | 0 | 0 | 0 | 0 | 0 | 0 | 0 | 0 | 0 | 0 | 0 | 0 | 0 | 0 | 0 | 0 | 0 | 0 | 0 | 0 | 0 | 0 | 0
PGE_New_EGS_Generic | PGE_New_EGS | PGE_NGBA_EGS_NF_1 | 0 | 0 | 0 | 0 | 0 | 0 | 0 | 0 | 0 | 0 | 0 | 0 | 0 | 0 | 0 | 0 | 0.3705 | 0 | 0 | 0 | 0 | 0.3705 | 0 | 0 | 0 | 0.3705 | PG&E NGBA | Geothermal | PGE_NGBA_EGS_NF_1 | 0 | 0 | 0 | 0 | 0 | 0 | 0 | 0 | 0 | 0 | 0 | 0 | 0 | 0 | 0 | 0 | 0.3705 | 0 | 0 | 0 | 0 | 0.3705 | 0 | 0 | 0 | 0.3705 |  | PGE_NGBA_EGS_NF_1 | 0 | 0 | 0 | 0 | 0 | 0 | 0 | 0 | 0 | 0 | 0 | 0 | 0 | 0 | 0 | 0 | 0 | 0 | 0 | 0 | 0 | 0 | 0 | 0 | 0 | 0
PGE_New_EGS_Generic | PGE_New_EGS | PGE_NGBA_EGS_NF_19 | 0 | 0 | 0 | 0 | 0 | 0 | 0 | 0 | 0 | 0 | 0 | 0 | 0 | 0 | 0 | 0 | 0 | 0 | 0 | 0 | 0 | 0 | 0 | 0 | 0 | 0 | PG&E NGBA | Geothermal | PGE_NGBA_EGS_NF_19 | 0 | 0 | 0 | 0 | 0 | 0 | 0 | 0 | 0 | 0 | 0 | 0 | 0 | 0 | 0 | 0 | 0 | 0 | 0 | 0 | 0 | 0 | 0 | 0 | 0 | 0 |  | PGE_NGBA_EGS_NF_19 | 0 | 0 | 0 | 0 | 0 | 0 | 0 | 0 | 0 | 0 | 0 | 0 | 0 | 0 | 0 | 0 | 0 | 0 | 0 | 0 | 0 | 0 | 0 | 0 | 0 | 0
PGE_New_EGS_Generic | PGE_New_EGS | PGE_NGBA_EGS_NF_2 | 0 | 0 | 0 | 0 | 0 | 0 | 0 | 0 | 0 | 0 | 0 | 0 | 0 | 0 | 0 | 0 | 0 | 0 | 0 | 0 | 0 | 0 | 0 | 0 | 0 | 0 | PG&E NGBA | Geothermal | PGE_NGBA_EGS_NF_2 | 0 | 0 | 0 | 0 | 0 | 0 | 0 | 0 | 0 | 0 | 0 | 0 | 0 | 0 | 0 | 0 | 0 | 0 | 0 | 0 | 0 | 0 | 0 | 0 | 0 | 0 |  | PGE_NGBA_EGS_NF_2 | 0 | 0 | 0 | 0 | 0 | 0 | 0 | 0 | 0 | 0 | 0 | 0 | 0 | 0 | 0 | 0 | 0 | 0 | 0 | 0 | 0 | 0 | 0 | 0 | 0 | 0
PGE_New_EGS_Generic | PGE_New_EGS | PGE_NGBA_EGS_NF_21 | 0 | 0 | 0 | 0 | 0 | 0 | 0 | 0 | 0 | 0 | 0 | 0 | 0 | 0 | 0 | 0 | 0 | 0 | 0 | 0 | 0 | 0 | 0 | 0 | 0 | 0 | PG&E NGBA | Geothermal | PGE_NGBA_EGS_NF_21 | 0 | 0 | 0 | 0 | 0 | 0 | 0 | 0 | 0 | 0 | 0 | 0 | 0 | 0 | 0 | 0 | 0 | 0 | 0 | 0 | 0 | 0 | 0 | 0 | 0 | 0 |  | PGE_NGBA_EGS_NF_21 | 0 | 0 | 0 | 0 | 0 | 0 | 0 | 0 | 0 | 0 | 0 | 0 | 0 | 0 | 0 | 0 | 0 | 0 | 0 | 0 | 0 | 0 | 0 | 0 | 0 | 0
PGE_New_EGS_Generic | PGE_New_EGS | PGE_NGBA_EGS_NF_27 | 0 | 0 | 0 | 0 | 0 | 0 | 0 | 0 | 0 | 0 | 0 | 0 | 0 | 0 | 0 | 0 | 0.2281 | 0 | 0 | 0 | 0 | 0.2281 | 0 | 0 | 0 | 0.2281 | PG&E NGBA | Geothermal | PGE_NGBA_EGS_NF_27 | 0 | 0 | 0 | 0 | 0 | 0 | 0 | 0 | 0 | 0 | 0 | 0 | 0 | 0 | 0 | 0 | 0.2281 | 0 | 0 | 0 | 0 | 0.2281 | 0 | 0 | 0 | 0.2281 |  | PGE_NGBA_EGS_NF_27 | 0 | 0 | 0 | 0 | 0 | 0 | 0 | 0 | 0 | 0 | 0 | 0 | 0 | 0 | 0 | 0 | 0 | 0 | 0 | 0 | 0 | 0 | 0 | 0 | 0 | 0
PGE_New_EGS_Generic | PGE_New_EGS | PGE_NGBA_EGS_NF_55 | 0 | 0 | 0 | 0 | 0 | 0 | 0 | 0 | 0 | 0 | 0 | 0 | 0 | 0 | 0 | 0 | 0.0169 | 0 | 0 | 0 | 0 | 0.0169 | 0 | 0 | 0 | 0.0169 | PG&E NGBA | Geothermal | PGE_NGBA_EGS_NF_55 | 0 | 0 | 0 | 0 | 0 | 0 | 0 | 0 | 0 | 0 | 0 | 0 | 0 | 0 | 0 | 0 | 0.0169 | 0 | 0 | 0 | 0 | 0.0169 | 0 | 0 | 0 | 0.0169 |  | PGE_NGBA_EGS_NF_55 | 0 | 0 | 0 | 0 | 0 | 0 | 0 | 0 | 0 | 0 | 0 | 0 | 0 | 0 | 0 | 0 | 0 | 0 | 0 | 0 | 0 | 0 | 0 | 0 | 0 | 0
PGE_New_EGS_Generic | PGE_New_EGS | PGE_NGBA_EGS_NF_57 | 0 | 0 | 0 | 0 | 0 | 0 | 0 | 0 | 0 | 0 | 0 | 0 | 0 | 0 | 0 | 0 | 0.00091875 | 0 | 0 | 0 | 0 | 0.00091875 | 0 | 0 | 0 | 0.00091875 | PG&E NGBA | Geothermal | PGE_NGBA_EGS_NF_57 | 0 | 0 | 0 | 0 | 0 | 0 | 0 | 0 | 0 | 0 | 0 | 0 | 0 | 0 | 0 | 0 | 0.00091875 | 0 | 0 | 0 | 0 | 0.00091875 | 0 | 0 | 0 | 0.00091875 |  | PGE_NGBA_EGS_NF_57 | 0 | 0 | 0 | 0 | 0 | 0 | 0 | 0 | 0 | 0 | 0 | 0 | 0 | 0 | 0 | 0 | 0 | 0 | 0 | 0 | 0 | 0 | 0 | 0 | 0 | 0
PGE_New_EGS_Generic | PGE_New_EGS | PGE_NGBA_EGS_NF_62 | 0 | 0 | 0 | 0 | 0 | 0 | 0 | 0 | 0 | 0 | 0 | 0 | 0 | 0 | 0 | 0 | 0.013781 | 0 | 0 | 0 | 0 | 0.013781 | 0 | 0 | 0 | 0.013781 | PG&E NGBA | Geothermal | PGE_NGBA_EGS_NF_62 | 0 | 0 | 0 | 0 | 0 | 0 | 0 | 0 | 0 | 0 | 0 | 0 | 0 | 0 | 0 | 0 | 0.013781 | 0 | 0 | 0 | 0 | 0.013781 | 0 | 0 | 0 | 0.013781 |  | PGE_NGBA_EGS_NF_62 | 0 | 0 | 0 | 0 | 0 | 0 | 0 | 0 | 0 | 0 | 0 | 0 | 0 | 0 | 0 | 0 | 0 | 0 | 0 | 0 | 0 | 0 | 0 | 0 | 0 | 0
PGE_New_EGS_Generic | PGE_New_EGS | PGE_NGBA_EGS_NF_7 | 0 | 0 | 0 | 0 | 0 | 0 | 0 | 0 | 0 | 0 | 0 | 0 | 0 | 0 | 0 | 0 | 0.0035 | 0 | 0 | 0 | 0 | 0.0035 | 0 | 0 | 0 | 0.0035 | PG&E NGBA | Geothermal | PGE_NGBA_EGS_NF_7 | 0 | 0 | 0 | 0 | 0 | 0 | 0 | 0 | 0 | 0 | 0 | 0 | 0 | 0 | 0 | 0 | 0.0035 | 0 | 0 | 0 | 0 | 0.0035 | 0 | 0 | 0 | 0.0035 |  | PGE_NGBA_EGS_NF_7 | 0 | 0 | 0 | 0 | 0 | 0 | 0 | 0 | 0 | 0 | 0 | 0 | 0 | 0 | 0 | 0 | 0 | 0 | 0 | 0 | 0 | 0 | 0 | 0 | 0 | 0
PGE_New_Geothermal_Generic | PGE_New_Geothermal | PGE_NGBA_Geothermal_1 | 0 | 0 | 0 | 0 | 0 | 0 | 0 | 0 | 0 | 0 | 0 | 0.13609 | 0 | 0 | 0 | 0 | 0.3705 | 0 | 0 | 0 | 0 | 0.3705 | 0 | 0 | 0 | 0.3705 | PG&E NGBA | Geothermal | PGE_NGBA_Geothermal_1 | 0 | 0 | 0 | 0 | 0 | 0 | 0 | 0 | 0 | 0 | 0 | 0.13609 | 0 | 0 | 0 | 0 | 0.3705 | 0 | 0 | 0 | 0 | 0.3705 | 0 | 0 | 0 | 0.3705 |  | PGE_NGBA_Geothermal_1 | 0 | 0 | 0 | 0 | 0 | 0 | 0 | 0 | 0 | 0 | 0 | 0 | 0 | 0 | 0 | 0 | 0 | 0 | 0 | 0 | 0 | 0 | 0 | 0 | 0 | 0
PGE_New_Geothermal_Generic | PGE_New_Geothermal | PGE_NGBA_Geothermal_19 | 0 | 0 | 0 | 0 | 0 | 0 | 0 | 0 | 0 | 0 | 0 | 0 | 0 | 0 | 0 | 0 | 0.0157 | 0 | 0 | 0 | 0 | 0.0157 | 0 | 0 | 0 | 0.0157 | PG&E NGBA | Geothermal | PGE_NGBA_Geothermal_19 | 0 | 0 | 0 | 0 | 0 | 0 | 0 | 0 | 0 | 0 | 0 | 0 | 0 | 0 | 0 | 0 | 0.0157 | 0 | 0 | 0 | 0 | 0.0157 | 0 | 0 | 0 | 0.0157 |  | PGE_NGBA_Geothermal_19 | 0 | 0 | 0 | 0 | 0 | 0 | 0 | 0 | 0 | 0 | 0 | 0 | 0 | 0 | 0 | 0 | 0 | 0 | 0 | 0 | 0 | 0 | 0 | 0 | 0 | 0
PGE_New_Geothermal_Generic | PGE_New_Geothermal | PGE_NGBA_Geothermal_2 | 0 | 0 | 0 | 0 | 0 | 0 | 0 | 0 | 0 | 0 | 0 | 0 | 0 | 0 | 0 | 0 | 0.0093 | 0 | 0 | 0 | 0 | 0.0093 | 0 | 0 | 0 | 0.0093 | PG&E NGBA | Geothermal | PGE_NGBA_Geothermal_2 | 0 | 0 | 0 | 0 | 0 | 0 | 0 | 0 | 0 | 0 | 0 | 0 | 0 | 0 | 0 | 0 | 0.0093 | 0 | 0 | 0 | 0 | 0.0093 | 0 | 0 | 0 | 0.0093 |  | PGE_NGBA_Geothermal_2 | 0 | 0 | 0 | 0 | 0 | 0 | 0 | 0 | 0 | 0 | 0 | 0 | 0 | 0 | 0 | 0 | 0 | 0 | 0 | 0 | 0 | 0 | 0 | 0 | 0 | 0
PGE_New_Geothermal_Generic | PGE_New_Geothermal | PGE_NGBA_Geothermal_21 | 0 | 0 | 0 | 0 | 0 | 0 | 0 | 0 | 0 | 0 | 0 | 0 | 0 | 0 | 0 | 0 | 0.009 | 0 | 0 | 0 | 0 | 0.009 | 0 | 0 | 0 | 0.009 | PG&E NGBA | Geothermal | PGE_NGBA_Geothermal_21 | 0 | 0 | 0 | 0 | 0 | 0 | 0 | 0 | 0 | 0 | 0 | 0 | 0 | 0 | 0 | 0 | 0.009 | 0 | 0 | 0 | 0 | 0.009 | 0 | 0 | 0 | 0.009 |  | PGE_NGBA_Geothermal_21 | 0 | 0 | 0 | 0 | 0 | 0 | 0 | 0 | 0 | 0 | 0 | 0 | 0 | 0 | 0 | 0 | 0 | 0 | 0 | 0 | 0 | 0 | 0 | 0 | 0 | 0
PGE_New_Geothermal_Generic | PGE_New_Geothermal | PGE_NGBA_Geothermal_27 | 0 | 0 | 0 | 0 | 0 | 0 | 0.066875 | 0 | 0.067675 | 0 | 0 | 0.2281 | 0 | 0 | 0 | 0 | 0.2281 | 0 | 0 | 0 | 0 | 0.2281 | 0 | 0 | 0 | 0.2281 | PG&E NGBA | Geothermal | PGE_NGBA_Geothermal_27 | 0 | 0 | 0 | 0 | 0 | 0 | 0.066875 | 0 | 0.067675 | 0 | 0 | 0.2281 | 0 | 0 | 0 | 0 | 0.2281 | 0 | 0 | 0 | 0 | 0.2281 | 0 | 0 | 0 | 0.2281 |  | PGE_NGBA_Geothermal_27 | 0 | 0 | 0 | 0 | 0 | 0 | 0 | 0 | 0 | 0 | 0 | 0 | 0 | 0 | 0 | 0 | 0 | 0 | 0 | 0 | 0 | 0 | 0 | 0 | 0 | 0
PGE_New_Geothermal_Generic | PGE_New_Geothermal | PGE_NGBA_Geothermal_55 | 0 | 0 | 0 | 0 | 0 | 0 | 0 | 0 | 0 | 0 | 0 | 0.0169 | 0 | 0 | 0 | 0 | 0.0169 | 0 | 0 | 0 | 0 | 0.0169 | 0 | 0 | 0 | 0.0169 | PG&E NGBA | Geothermal | PGE_NGBA_Geothermal_55 | 0 | 0 | 0 | 0 | 0 | 0 | 0 | 0 | 0 | 0 | 0 | 0.0169 | 0 | 0 | 0 | 0 | 0.0169 | 0 | 0 | 0 | 0 | 0.0169 | 0 | 0 | 0 | 0.0169 |  | PGE_NGBA_Geothermal_55 | 0 | 0 | 0 | 0 | 0 | 0 | 0 | 0 | 0 | 0 | 0 | 0 | 0 | 0 | 0 | 0 | 0 | 0 | 0 | 0 | 0 | 0 | 0 | 0 | 0 | 0
PGE_New_Geothermal_Generic | PGE_New_Geothermal | PGE_NGBA_Geothermal_57 | 0 | 0 | 0 | 0 | 0 | 0 | 0 | 0 | 0 | 0 | 0 | 0.00091875 | 0 | 0 | 0 | 0 | 0.00091875 | 0 | 0 | 0 | 0 | 0.00091875 | 0 | 0 | 0 | 0.00091875 | PG&E NGBA | Geothermal | PGE_NGBA_Geothermal_57 | 0 | 0 | 0 | 0 | 0 | 0 | 0 | 0 | 0 | 0 | 0 | 0.00091875 | 0 | 0 | 0 | 0 | 0.00091875 | 0 | 0 | 0 | 0 | 0.00091875 | 0 | 0 | 0 | 0.00091875 |  | PGE_NGBA_Geothermal_57 | 0 | 0 | 0 | 0 | 0 | 0 | 0 | 0 | 0 | 0 | 0 | 0 | 0 | 0 | 0 | 0 | 0 | 0 | 0 | 0 | 0 | 0 | 0 | 0 | 0 | 0
PGE_New_Geothermal_Generic | PGE_New_Geothermal | PGE_NGBA_Geothermal_62 | 0 | 0 | 0 | 0 | 0 | 0 | 0 | 0 | 0 | 0 | 0 | 0.013781 | 0 | 0 | 0 | 0 | 0.013781 | 0 | 0 | 0 | 0 | 0.013781 | 0 | 0 | 0 | 0.013781 | PG&E NGBA | Geothermal | PGE_NGBA_Geothermal_62 | 0 | 0 | 0 | 0 | 0 | 0 | 0 | 0 | 0 | 0 | 0 | 0.013781 | 0 | 0 | 0 | 0 | 0.013781 | 0 | 0 | 0 | 0 | 0.013781 | 0 | 0 | 0 | 0.013781 |  | PGE_NGBA_Geothermal_62 | 0 | 0 | 0 | 0 | 0 | 0 | 0 | 0 | 0 | 0 | 0 | 0 | 0 | 0 | 0 | 0 | 0 | 0 | 0 | 0 | 0 | 0 | 0 | 0 | 0 | 0
PGE_New_Geothermal_Generic | PGE_New_Geothermal | PGE_NGBA_Geothermal_7 | 0 | 0 | 0 | 0 | 0 | 0 | 0 | 0 | 0 | 0 | 0 | 0.0035 | 0 | 0 | 0 | 0 | 0.0035 | 0 | 0 | 0 | 0 | 0.0035 | 0 | 0 | 0 | 0.0035 | PG&E NGBA | Geothermal | PGE_NGBA_Geothermal_7 | 0 | 0 | 0 | 0 | 0 | 0 | 0 | 0 | 0 | 0 | 0 | 0.0035 | 0 | 0 | 0 | 0 | 0.0035 | 0 | 0 | 0 | 0 | 0.0035 | 0 | 0 | 0 | 0.0035 |  | PGE_NGBA_Geothermal_7 | 0 | 0 | 0 | 0 | 0 | 0 | 0 | 0 | 0 | 0 | 0 | 0 | 0 | 0 | 0 | 0 | 0 | 0 | 0 | 0 | 0 | 0 | 0 | 0 | 0 | 0
PGE_LDES_12hr_Generic | PGE_LDES_12hr | PGE_NGBA_LDES_12hr_1 | 0 | 0 | 0 | 0 | 0 | 0 | 0 | 0 | 0 | 0 | 0 | 0 | 0 | 0 | 0 | 0 | 0 | 0 | 0 | 0 | 0 | 0 | 0 | 0 | 0 | 0 | PG&E NGBA | LDES | PGE_NGBA_LDES_12hr_1 | 0 | 0 | 0 | 0 | 0 | 0 | 0 | 0 | 0 | 0 | 0 | 0 | 0 | 0 | 0 | 0 | 0 | 0 | 0 | 0 | 0 | 0 | 0 | 0 | 0 | 0 |  | PGE_NGBA_LDES_12hr_1 | 0 | 0 | 0 | 0 | 0 | 0 | 0 | 0 | 0 | 0 | 0 | 0 | 0 | 0 | 0 | 0 | 0 | 0 | 0 | 0 | 0 | 0 | 0 | 0 | 0 | 0
PGE_LDES_12hr_Generic | PGE_LDES_12hr | PGE_NGBA_LDES_12hr_25 | 0 | 0 | 0 | 0 | 0 | 0 | 0 | 0 | 0 | 0 | 0 | 0 | 0 | 0 | 0 | 0 | 0 | 0 | 0 | 0 | 0 | 0 | 0 | 0 | 0 | 0 | PG&E NGBA | LDES | PGE_NGBA_LDES_12hr_25 | 0 | 0 | 0 | 0 | 0 | 0 | 0 | 0 | 0 | 0 | 0 | 0 | 0 | 0 | 0 | 0 | 0 | 0 | 0 | 0 | 0 | 0 | 0 | 0 | 0 | 0 |  | PGE_NGBA_LDES_12hr_25 | 0 | 0 | 0 | 0 | 0 | 0 | 0 | 0 | 0 | 0 | 0 | 0 | 0 | 0 | 0 | 0 | 0 | 0 | 0 | 0 | 0 | 0 | 0 | 0 | 0 | 0
PGE_New_Li_Battery_4hr_Generic | PGE_New_Li_Battery_4hr | PGE_NGBA_Li_Battery_4hr_1 | 0 | 0 | 0 | 0 | 0 | 0 | 0.17195 | 0 | 0.17195 | 0 | 0 | 0.17195 | 0 | 0 | 0 | 0 | 0.17195 | 0 | 0 | 0 | 0 | 0.17195 | 0 | 0 | 0 | 0.17195 | PG&E NGBA | Battery | PGE_NGBA_Li_Battery_4hr_1 | 0 | 0 | 0 | 0 | 0 | 0 | 0.17195 | 0 | 0.17195 | 0 | 0 | 0.17195 | 0 | 0 | 0 | 0 | 0.17195 | 0 | 0 | 0 | 0 | 0.17195 | 0 | 0 | 0 | 0.17195 | Li-ion Battery (4-hr) | PGE_NGBA_Li_Battery_4hr_1 | 0 | 0 | 0 | 0 | 0 | 0 | 0 | 0 | 0 | 0 | 0 | 0 | 0 | 0 | 0 | 0 | 0 | 0 | 0 | 0 | 0 | 0 | 0 | 0 | 0 | 0
PGE_New_Li_Battery_4hr_Generic | PGE_New_Li_Battery_4hr | PGE_NGBA_Li_Battery_4hr_16 | 0 | 0 | 0 | 0 | 0 | 0 | 0 | 0 | 0 | 0 | 0 | 0 | 0 | 0 | 0 | 0 | 0 | 0 | 0 | 0 | 0 | 0 | 0 | 0 | 0 | 0 | PG&E NGBA | Battery | PGE_NGBA_Li_Battery_4hr_16 | 0 | 0 | 0 | 0 | 0 | 0 | 0 | 0 | 0 | 0 | 0 | 0 | 0 | 0 | 0 | 0 | 0 | 0 | 0 | 0 | 0 | 0 | 0 | 0 | 0 | 0 | Li-ion Battery (4-hr) | PGE_NGBA_Li_Battery_4hr_16 | 0 | 0 | 0 | 0 | 0 | 0 | 0 | 0 | 0 | 0 | 0 | 0 | 0 | 0 | 0 | 0 | 0 | 0 | 0 | 0 | 0 | 0 | 0 | 0 | 0 | 0
PGE_New_Li_Battery_4hr_Generic | PGE_New_Li_Battery_4hr | PGE_NGBA_Li_Battery_4hr_17 | 0 | 0 | 0 | 0 | 0 | 0 | 0 | 0 | 0 | 0 | 0 | 0 | 0 | 0 | 0 | 0 | 0 | 0 | 0 | 0 | 0 | 0 | 0 | 0 | 0 | 0 | PG&E NGBA | Battery | PGE_NGBA_Li_Battery_4hr_17 | 0 | 0 | 0 | 0 | 0 | 0 | 0 | 0 | 0 | 0 | 0 | 0 | 0 | 0 | 0 | 0 | 0 | 0 | 0 | 0 | 0 | 0 | 0 | 0 | 0 | 0 | Li-ion Battery (4-hr) | PGE_NGBA_Li_Battery_4hr_17 | 0 | 0 | 0 | 0 | 0 | 0 | 0 | 0 | 0 | 0 | 0 | 0 | 0 | 0 | 0 | 0 | 0 | 0 | 0 | 0 | 0 | 0 | 0 | 0 | 0 | 0
PGE_New_Li_Battery_4hr_Generic | PGE_New_Li_Battery_4hr | PGE_NGBA_Li_Battery_4hr_18 | 0 | 0 | 0 | 0 | 0 | 0 | 0 | 0 | 0 | 0 | 0 | 0 | 0 | 0 | 0 | 0 | 0 | 0 | 0 | 0 | 0 | 0 | 0 | 0 | 0 | 0 | PG&E NGBA | Battery | PGE_NGBA_Li_Battery_4hr_18 | 0 | 0 | 0 | 0 | 0 | 0 | 0 | 0 | 0 | 0 | 0 | 0 | 0 | 0 | 0 | 0 | 0 | 0 | 0 | 0 | 0 | 0 | 0 | 0 | 0 | 0 | Li-ion Battery (4-hr) | PGE_NGBA_Li_Battery_4hr_18 | 0 | 0 | 0 | 0 | 0 | 0 | 0 | 0 | 0 | 0 | 0 | 0 | 0 | 0 | 0 | 0 | 0 | 0 | 0 | 0 | 0 | 0 | 0 | 0 | 0 | 0
PGE_New_Li_Battery_4hr_Generic | PGE_New_Li_Battery_4hr | PGE_NGBA_Li_Battery_4hr_19 | 0 | 0 | 0 | 0 | 0 | 0 | 0 | 0 | 0 | 0 | 0 | 0 | 0 | 0 | 0 | 0 | 0 | 0 | 0 | 0 | 0 | 0 | 0 | 0 | 0 | 0 | PG&E NGBA | Battery | PGE_NGBA_Li_Battery_4hr_19 | 0 | 0 | 0 | 0 | 0 | 0 | 0 | 0 | 0 | 0 | 0 | 0 | 0 | 0 | 0 | 0 | 0 | 0 | 0 | 0 | 0 | 0 | 0 | 0 | 0 | 0 | Li-ion Battery (4-hr) | PGE_NGBA_Li_Battery_4hr_19 | 0 | 0 | 0 | 0 | 0 | 0 | 0 | 0 | 0 | 0 | 0 | 0 | 0 | 0 | 0 | 0 | 0 | 0 | 0 | 0 | 0 | 0 | 0 | 0 | 0 | 0
PGE_New_Li_Battery_4hr_Generic | PGE_New_Li_Battery_4hr | PGE_NGBA_Li_Battery_4hr_2 | 0 | 0 | 0 | 0 | 0 | 0 | 0.0057 | 0 | 0.0057 | 0 | 0 | 0.0057 | 0 | 0 | 0 | 0 | 0.0057 | 0 | 0 | 0 | 0 | 0.0057 | 0 | 0 | 0 | 0.0057 | PG&E NGBA | Battery | PGE_NGBA_Li_Battery_4hr_2 | 0 | 0 | 0 | 0 | 0 | 0 | 0.0057 | 0 | 0.0057 | 0 | 0 | 0.0057 | 0 | 0 | 0 | 0 | 0.0057 | 0 | 0 | 0 | 0 | 0.0057 | 0 | 0 | 0 | 0.0057 | Li-ion Battery (4-hr) | PGE_NGBA_Li_Battery_4hr_2 | 0 | 0 | 0 | 0 | 0 | 0 | 0 | 0 | 0 | 0 | 0 | 0 | 0 | 0 | 0 | 0 | 0 | 0 | 0 | 0 | 0 | 0 | 0 | 0 | 0 | 0
PGE_New_Li_Battery_4hr_Generic | PGE_New_Li_Battery_4hr | PGE_NGBA_Li_Battery_4hr_20 | 0 | 0 | 0 | 0 | 0 | 0 | 0 | 0 | 0 | 0 | 0 | 0 | 0 | 0 | 0 | 0 | 0 | 0 | 0 | 0 | 0 | 0 | 0 | 0 | 0 | 0 | PG&E NGBA | Battery | PGE_NGBA_Li_Battery_4hr_20 | 0 | 0 | 0 | 0 | 0 | 0 | 0 | 0 | 0 | 0 | 0 | 0 | 0 | 0 | 0 | 0 | 0 | 0 | 0 | 0 | 0 | 0 | 0 | 0 | 0 | 0 | Li-ion Battery (4-hr) | PGE_NGBA_Li_Battery_4hr_20 | 0 | 0 | 0 | 0 | 0 | 0 | 0 | 0 | 0 | 0 | 0 | 0 | 0 | 0 | 0 | 0 | 0 | 0 | 0 | 0 | 0 | 0 | 0 | 0 | 0 | 0
PGE_New_Li_Battery_4hr_Generic | PGE_New_Li_Battery_4hr | PGE_NGBA_Li_Battery_4hr_21 | 0 | 0 | 0 | 0 | 0 | 0 | 0 | 0 | 0 | 0 | 0 | 0 | 0 | 0 | 0 | 0 | 0 | 0 | 0 | 0 | 0 | 0 | 0 | 0 | 0 | 0 | PG&E NGBA | Battery | PGE_NGBA_Li_Battery_4hr_21 | 0 | 0 | 0 | 0 | 0 | 0 | 0 | 0 | 0 | 0 | 0 | 0 | 0 | 0 | 0 | 0 | 0 | 0 | 0 | 0 | 0 | 0 | 0 | 0 | 0 | 0 | Li-ion Battery (4-hr) | PGE_NGBA_Li_Battery_4hr_21 | 0 | 0 | 0 | 0 | 0 | 0 | 0 | 0 | 0 | 0 | 0 | 0 | 0 | 0 | 0 | 0 | 0 | 0 | 0 | 0 | 0 | 0 | 0 | 0 | 0 | 0
PGE_New_Li_Battery_4hr_Generic | PGE_New_Li_Battery_4hr | PGE_NGBA_Li_Battery_4hr_22 | 0 | 0 | 0 | 0 | 0 | 0 | 0 | 0 | 0 | 0 | 0 | 0 | 0 | 0 | 0 | 0 | 0 | 0 | 0 | 0 | 0 | 0 | 0 | 0 | 0 | 0 | PG&E NGBA | Battery | PGE_NGBA_Li_Battery_4hr_22 | 0 | 0 | 0 | 0 | 0 | 0 | 0 | 0 | 0 | 0 | 0 | 0 | 0 | 0 | 0 | 0 | 0 | 0 | 0 | 0 | 0 | 0 | 0 | 0 | 0 | 0 | Li-ion Battery (4-hr) | PGE_NGBA_Li_Battery_4hr_22 | 0 | 0 | 0 | 0 | 0 | 0 | 0 | 0 | 0 | 0 | 0 | 0 | 0 | 0 | 0 | 0 | 0 | 0 | 0 | 0 | 0 | 0 | 0 | 0 | 0 | 0
PGE_New_Li_Battery_4hr_Generic | PGE_New_Li_Battery_4hr | PGE_NGBA_Li_Battery_4hr_23 | 0 | 0 | 0 | 0 | 0 | 0 | 0 | 0 | 0 | 0 | 0 | 0 | 0 | 0 | 0 | 0 | 0 | 0 | 0 | 0 | 0 | 0 | 0 | 0 | 0 | 0 | PG&E NGBA | Battery | PGE_NGBA_Li_Battery_4hr_23 | 0 | 0 | 0 | 0 | 0 | 0 | 0 | 0 | 0 | 0 | 0 | 0 | 0 | 0 | 0 | 0 | 0 | 0 | 0 | 0 | 0 | 0 | 0 | 0 | 0 | 0 | Li-ion Battery (4-hr) | PGE_NGBA_Li_Battery_4hr_23 | 0 | 0 | 0 | 0 | 0 | 0 | 0 | 0 | 0 | 0 | 0 | 0 | 0 | 0 | 0 | 0 | 0 | 0 | 0 | 0 | 0 | 0 | 0 | 0 | 0 | 0
PGE_New_Li_Battery_4hr_Generic | PGE_New_Li_Battery_4hr | PGE_NGBA_Li_Battery_4hr_24 | 0 | 0 | 0 | 0 | 0 | 0 | 0 | 0 | 0 | 0 | 0 | 0 | 0 | 0 | 0 | 0 | 0 | 0 | 0 | 0 | 0 | 0 | 0 | 0 | 0 | 0 | PG&E NGBA | Battery | PGE_NGBA_Li_Battery_4hr_24 | 0 | 0 | 0 | 0 | 0 | 0 | 0 | 0 | 0 | 0 | 0 | 0 | 0 | 0 | 0 | 0 | 0 | 0 | 0 | 0 | 0 | 0 | 0 | 0 | 0 | 0 | Li-ion Battery (4-hr) | PGE_NGBA_Li_Battery_4hr_24 | 0 | 0 | 0 | 0 | 0 | 0 | 0 | 0 | 0 | 0 | 0 | 0 | 0 | 0 | 0 | 0 | 0 | 0 | 0 | 0 | 0 | 0 | 0 | 0 | 0 | 0
PGE_New_Li_Battery_4hr_Generic | PGE_New_Li_Battery_4hr | PGE_NGBA_Li_Battery_4hr_25 | 0 | 0 | 0 | 0 | 0 | 0 | 0.0366 | 0 | 0.1366 | 0 | 0 | 0.1366 | 0 | 0 | 0 | 0 | 0.1366 | 0 | 0 | 0 | 0 | 0.1366 | 0 | 0 | 0 | 0.1366 | PG&E NGBA | Battery | PGE_NGBA_Li_Battery_4hr_25 | 0 | 0 | 0 | 0 | 0 | 0 | 0.0366 | 0 | 0.1366 | 0 | 0 | 0.1366 | 0 | 0 | 0 | 0 | 0.1366 | 0 | 0 | 0 | 0 | 0.1366 | 0 | 0 | 0 | 0.1366 | Li-ion Battery (4-hr) | PGE_NGBA_Li_Battery_4hr_25 | 0 | 0 | 0 | 0 | 0 | 0 | 0 | 0 | 0 | 0 | 0 | 0 | 0 | 0 | 0 | 0 | 0 | 0 | 0 | 0 | 0 | 0 | 0 | 0 | 0 | 0
PGE_New_Li_Battery_4hr_Generic | PGE_New_Li_Battery_4hr | PGE_NGBA_Li_Battery_4hr_27 | 0 | 0 | 0 | 0 | 0 | 0 | 0 | 0 | 0 | 0 | 0 | 0 | 0 | 0 | 0 | 0 | 0 | 0 | 0 | 0 | 0 | 0 | 0 | 0 | 0 | 0 | PG&E NGBA | Battery | PGE_NGBA_Li_Battery_4hr_27 | 0 | 0 | 0 | 0 | 0 | 0 | 0 | 0 | 0 | 0 | 0 | 0 | 0 | 0 | 0 | 0 | 0 | 0 | 0 | 0 | 0 | 0 | 0 | 0 | 0 | 0 | Li-ion Battery (4-hr) | PGE_NGBA_Li_Battery_4hr_27 | 0 | 0 | 0 | 0 | 0 | 0 | 0 | 0 | 0 | 0 | 0 | 0 | 0 | 0 | 0 | 0 | 0 | 0 | 0 | 0 | 0 | 0 | 0 | 0 | 0 | 0
PGE_New_Li_Battery_4hr_Generic | PGE_New_Li_Battery_4hr | PGE_NGBA_Li_Battery_4hr_28 | 0 | 0 | 0 | 0 | 0 | 0 | 0 | 0 | 0 | 0 | 0 | 0 | 0 | 0 | 0 | 0 | 0 | 0 | 0 | 0 | 0 | 0 | 0 | 0 | 0 | 0 | PG&E NGBA | Battery | PGE_NGBA_Li_Battery_4hr_28 | 0 | 0 | 0 | 0 | 0 | 0 | 0 | 0 | 0 | 0 | 0 | 0 | 0 | 0 | 0 | 0 | 0 | 0 | 0 | 0 | 0 | 0 | 0 | 0 | 0 | 0 | Li-ion Battery (4-hr) | PGE_NGBA_Li_Battery_4hr_28 | 0 | 0 | 0 | 0 | 0 | 0 | 0 | 0 | 0 | 0 | 0 | 0 | 0 | 0 | 0 | 0 | 0 | 0 | 0 | 0 | 0 | 0 | 0 | 0 | 0 | 0
PGE_New_Li_Battery_4hr_Generic | PGE_New_Li_Battery_4hr | PGE_NGBA_Li_Battery_4hr_33 | 0 | 0 | 0 | 0 | 0 | 0 | 0 | 0 | 0 | 0 | 0 | 0 | 0 | 0 | 0 | 0 | 0 | 0 | 0 | 0 | 0 | 0 | 0 | 0 | 0 | 0 | PG&E NGBA | Battery | PGE_NGBA_Li_Battery_4hr_33 | 0 | 0 | 0 | 0 | 0 | 0 | 0 | 0 | 0 | 0 | 0 | 0 | 0 | 0 | 0 | 0 | 0 | 0 | 0 | 0 | 0 | 0 | 0 | 0 | 0 | 0 | Li-ion Battery (4-hr) | PGE_NGBA_Li_Battery_4hr_33 | 0 | 0 | 0 | 0 | 0 | 0 | 0 | 0 | 0 | 0 | 0 | 0 | 0 | 0 | 0 | 0 | 0 | 0 | 0 | 0 | 0 | 0 | 0 | 0 | 0 | 0
PGE_New_Li_Battery_4hr_Generic | PGE_New_Li_Battery_4hr | PGE_NGBA_Li_Battery_4hr_35 | 0 | 0 | 0 | 0 | 0 | 0 | 0 | 0 | 0 | 0 | 0 | 0 | 0 | 0 | 0 | 0 | 0 | 0 | 0 | 0 | 0 | 0 | 0 | 0 | 0 | 0 | PG&E NGBA | Battery | PGE_NGBA_Li_Battery_4hr_35 | 0 | 0 | 0 | 0 | 0 | 0 | 0 | 0 | 0 | 0 | 0 | 0 | 0 | 0 | 0 | 0 | 0 | 0 | 0 | 0 | 0 | 0 | 0 | 0 | 0 | 0 | Li-ion Battery (4-hr) | PGE_NGBA_Li_Battery_4hr_35 | 0 | 0 | 0 | 0 | 0 | 0 | 0 | 0 | 0 | 0 | 0 | 0 | 0 | 0 | 0 | 0 | 0 | 0 | 0 | 0 | 0 | 0 | 0 | 0 | 0 | 0
PGE_New_Li_Battery_4hr_Generic | PGE_New_Li_Battery_4hr | PGE_NGBA_Li_Battery_4hr_37 | 0 | 0 | 0 | 0 | 0 | 0 | 0 | 0 | 0 | 0 | 0 | 0 | 0 | 0 | 0 | 0 | 0 | 0 | 0 | 0 | 0 | 0 | 0 | 0 | 0 | 0 | PG&E NGBA | Battery | PGE_NGBA_Li_Battery_4hr_37 | 0 | 0 | 0 | 0 | 0 | 0 | 0 | 0 | 0 | 0 | 0 | 0 | 0 | 0 | 0 | 0 | 0 | 0 | 0 | 0 | 0 | 0 | 0 | 0 | 0 | 0 | Li-ion Battery (4-hr) | PGE_NGBA_Li_Battery_4hr_37 | 0 | 0 | 0 | 0 | 0 | 0 | 0 | 0 | 0 | 0 | 0 | 0 | 0 | 0 | 0 | 0 | 0 | 0 | 0 | 0 | 0 | 0 | 0 | 0 | 0 | 0
PGE_New_Li_Battery_4hr_Generic | PGE_New_Li_Battery_4hr | PGE_NGBA_Li_Battery_4hr_39 | 0 | 0 | 0 | 0 | 0 | 0 | 0 | 0 | 0 | 0 | 0 | 0 | 0 | 0 | 0 | 0 | 0 | 0 | 0 | 0 | 0 | 0 | 0 | 0 | 0 | 0 | PG&E NGBA | Battery | PGE_NGBA_Li_Battery_4hr_39 | 0 | 0 | 0 | 0 | 0 | 0 | 0 | 0 | 0 | 0 | 0 | 0 | 0 | 0 | 0 | 0 | 0 | 0 | 0 | 0 | 0 | 0 | 0 | 0 | 0 | 0 | Li-ion Battery (4-hr) | PGE_NGBA_Li_Battery_4hr_39 | 0 | 0 | 0 | 0 | 0 | 0 | 0 | 0 | 0 | 0 | 0 | 0 | 0 | 0 | 0 | 0 | 0 | 0 | 0 | 0 | 0 | 0 | 0 | 0 | 0 | 0
PGE_New_Li_Battery_4hr_Generic | PGE_New_Li_Battery_4hr | PGE_NGBA_Li_Battery_4hr_47 | 0 | 0 | 0 | 0 | 0 | 0 | 0 | 0 | 0 | 0 | 0 | 0 | 0 | 0 | 0 | 0 | 0 | 0 | 0 | 0 | 0 | 0 | 0 | 0 | 0 | 0 | PG&E NGBA | Battery | PGE_NGBA_Li_Battery_4hr_47 | 0 | 0 | 0 | 0 | 0 | 0 | 0 | 0 | 0 | 0 | 0 | 0 | 0 | 0 | 0 | 0 | 0 | 0 | 0 | 0 | 0 | 0 | 0 | 0 | 0 | 0 | Li-ion Battery (4-hr) | PGE_NGBA_Li_Battery_4hr_47 | 0 | 0 | 0 | 0 | 0 | 0 | 0 | 0 | 0 | 0 | 0 | 0 | 0 | 0 | 0 | 0 | 0 | 0 | 0 | 0 | 0 | 0 | 0 | 0 | 0 | 0
PGE_New_Li_Battery_4hr_Generic | PGE_New_Li_Battery_4hr | PGE_NGBA_Li_Battery_4hr_52 | 0 | 0 | 0 | 0 | 0 | 0 | 0 | 0 | 0 | 0 | 0 | 0 | 0 | 0 | 0 | 0 | 0 | 0 | 0 | 0 | 0 | 0 | 0 | 0 | 0 | 0 | PG&E NGBA | Battery | PGE_NGBA_Li_Battery_4hr_52 | 0 | 0 | 0 | 0 | 0 | 0 | 0 | 0 | 0 | 0 | 0 | 0 | 0 | 0 | 0 | 0 | 0 | 0 | 0 | 0 | 0 | 0 | 0 | 0 | 0 | 0 | Li-ion Battery (4-hr) | PGE_NGBA_Li_Battery_4hr_52 | 0 | 0 | 0 | 0 | 0 | 0 | 0 | 0 | 0 | 0 | 0 | 0 | 0 | 0 | 0 | 0 | 0 | 0 | 0 | 0 | 0 | 0 | 0 | 0 | 0 | 0
PGE_New_Li_Battery_4hr_Generic | PGE_New_Li_Battery_4hr | PGE_NGBA_Li_Battery_4hr_55 | 0 | 0 | 0 | 0 | 0 | 0 | 0 | 0 | 0 | 0 | 0 | 0 | 0 | 0 | 0 | 0 | 0 | 0 | 0 | 0 | 0 | 0 | 0 | 0 | 0 | 0 | PG&E NGBA | Battery | PGE_NGBA_Li_Battery_4hr_55 | 0 | 0 | 0 | 0 | 0 | 0 | 0 | 0 | 0 | 0 | 0 | 0 | 0 | 0 | 0 | 0 | 0 | 0 | 0 | 0 | 0 | 0 | 0 | 0 | 0 | 0 | Li-ion Battery (4-hr) | PGE_NGBA_Li_Battery_4hr_55 | 0 | 0 | 0 | 0 | 0 | 0 | 0 | 0 | 0 | 0 | 0 | 0 | 0 | 0 | 0 | 0 | 0 | 0 | 0 | 0 | 0 | 0 | 0 | 0 | 0 | 0
PGE_New_Li_Battery_4hr_Generic | PGE_New_Li_Battery_4hr | PGE_NGBA_Li_Battery_4hr_57 | 0 | 0 | 0 | 0 | 0 | 0 | 0 | 0 | 0 | 0 | 0 | 0 | 0 | 0 | 0 | 0 | 0 | 0 | 0 | 0 | 0 | 0 | 0 | 0 | 0 | 0 | PG&E NGBA | Battery | PGE_NGBA_Li_Battery_4hr_57 | 0 | 0 | 0 | 0 | 0 | 0 | 0 | 0 | 0 | 0 | 0 | 0 | 0 | 0 | 0 | 0 | 0 | 0 | 0 | 0 | 0 | 0 | 0 | 0 | 0 | 0 | Li-ion Battery (4-hr) | PGE_NGBA_Li_Battery_4hr_57 | 0 | 0 | 0 | 0 | 0 | 0 | 0 | 0 | 0 | 0 | 0 | 0 | 0 | 0 | 0 | 0 | 0 | 0 | 0 | 0 | 0 | 0 | 0 | 0 | 0 | 0
PGE_New_Li_Battery_4hr_Generic | PGE_New_Li_Battery_4hr | PGE_NGBA_Li_Battery_4hr_58 | 0 | 0 | 0 | 0 | 0 | 0 | 0 | 0 | 0 | 0 | 0 | 0 | 0 | 0 | 0 | 0 | 0 | 0 | 0 | 0 | 0 | 0 | 0 | 0 | 0 | 0 | PG&E NGBA | Battery | PGE_NGBA_Li_Battery_4hr_58 | 0 | 0 | 0 | 0 | 0 | 0 | 0 | 0 | 0 | 0 | 0 | 0 | 0 | 0 | 0 | 0 | 0 | 0 | 0 | 0 | 0 | 0 | 0 | 0 | 0 | 0 | Li-ion Battery (4-hr) | PGE_NGBA_Li_Battery_4hr_58 | 0 | 0 | 0 | 0 | 0 | 0 | 0 | 0 | 0 | 0 | 0 | 0 | 0 | 0 | 0 | 0 | 0 | 0 | 0 | 0 | 0 | 0 | 0 | 0 | 0 | 0
PGE_New_Li_Battery_4hr_Generic | PGE_New_Li_Battery_4hr | PGE_NGBA_Li_Battery_4hr_60 | 0 | 0 | 0 | 0 | 0 | 0 | 0 | 0 | 0 | 0 | 0 | 0 | 0 | 0 | 0 | 0 | 0 | 0 | 0 | 0 | 0 | 0 | 0 | 0 | 0 | 0 | PG&E NGBA | Battery | PGE_NGBA_Li_Battery_4hr_60 | 0 | 0 | 0 | 0 | 0 | 0 | 0 | 0 | 0 | 0 | 0 | 0 | 0 | 0 | 0 | 0 | 0 | 0 | 0 | 0 | 0 | 0 | 0 | 0 | 0 | 0 | Li-ion Battery (4-hr) | PGE_NGBA_Li_Battery_4hr_60 | 0 | 0 | 0 | 0 | 0 | 0 | 0 | 0 | 0 | 0 | 0 | 0 | 0 | 0 | 0 | 0 | 0 | 0 | 0 | 0 | 0 | 0 | 0 | 0 | 0 | 0
PGE_New_Li_Battery_4hr_Generic | PGE_New_Li_Battery_4hr | PGE_NGBA_Li_Battery_4hr_61 | 0 | 0 | 0 | 0 | 0 | 0 | 0 | 0 | 0 | 0 | 0 | 0 | 0 | 0 | 0 | 0 | 0 | 0 | 0 | 0 | 0 | 0 | 0 | 0 | 0 | 0 | PG&E NGBA | Battery | PGE_NGBA_Li_Battery_4hr_61 | 0 | 0 | 0 | 0 | 0 | 0 | 0 | 0 | 0 | 0 | 0 | 0 | 0 | 0 | 0 | 0 | 0 | 0 | 0 | 0 | 0 | 0 | 0 | 0 | 0 | 0 | Li-ion Battery (4-hr) | PGE_NGBA_Li_Battery_4hr_61 | 0 | 0 | 0 | 0 | 0 | 0 | 0 | 0 | 0 | 0 | 0 | 0 | 0 | 0 | 0 | 0 | 0 | 0 | 0 | 0 | 0 | 0 | 0 | 0 | 0 | 0
PGE_New_Li_Battery_4hr_Generic | PGE_New_Li_Battery_4hr | PGE_NGBA_Li_Battery_4hr_62 | 0 | 0 | 0 | 0 | 0 | 0 | 0 | 0 | 0 | 0 | 0 | 0 | 0 | 0 | 0 | 0 | 0 | 0 | 0 | 0 | 0 | 0 | 0 | 0 | 0 | 0 | PG&E NGBA | Battery | PGE_NGBA_Li_Battery_4hr_62 | 0 | 0 | 0 | 0 | 0 | 0 | 0 | 0 | 0 | 0 | 0 | 0 | 0 | 0 | 0 | 0 | 0 | 0 | 0 | 0 | 0 | 0 | 0 | 0 | 0 | 0 | Li-ion Battery (4-hr) | PGE_NGBA_Li_Battery_4hr_62 | 0 | 0 | 0 | 0 | 0 | 0 | 0 | 0 | 0 | 0 | 0 | 0 | 0 | 0 | 0 | 0 | 0 | 0 | 0 | 0 | 0 | 0 | 0 | 0 | 0 | 0
PGE_New_Li_Battery_4hr_Generic | PGE_New_Li_Battery_4hr | PGE_NGBA_Li_Battery_4hr_67 | 0 | 0 | 0 | 0 | 0 | 0 | 0 | 0 | 0 | 0 | 0 | 0 | 0 | 0 | 0 | 0 | 0 | 0 | 0 | 0 | 0 | 0 | 0 | 0 | 0 | 0 | PG&E NGBA | Battery | PGE_NGBA_Li_Battery_4hr_67 | 0 | 0 | 0 | 0 | 0 | 0 | 0 | 0 | 0 | 0 | 0 | 0 | 0 | 0 | 0 | 0 | 0 | 0 | 0 | 0 | 0 | 0 | 0 | 0 | 0 | 0 | Li-ion Battery (4-hr) | PGE_NGBA_Li_Battery_4hr_67 | 0 | 0 | 0 | 0 | 0 | 0 | 0 | 0 | 0 | 0 | 0 | 0 | 0 | 0 | 0 | 0 | 0 | 0 | 0 | 0 | 0 | 0 | 0 | 0 | 0 | 0
PGE_New_Li_Battery_4hr_Generic | PGE_New_Li_Battery_4hr | PGE_NGBA_Li_Battery_4hr_7 | 0 | 0 | 0 | 0 | 0 | 0 | 0 | 0 | 0 | 0 | 0 | 0 | 0 | 0 | 0 | 0 | 0 | 0 | 0 | 0 | 0 | 0 | 0 | 0 | 0 | 0 | PG&E NGBA | Battery | PGE_NGBA_Li_Battery_4hr_7 | 0 | 0 | 0 | 0 | 0 | 0 | 0 | 0 | 0 | 0 | 0 | 0 | 0 | 0 | 0 | 0 | 0 | 0 | 0 | 0 | 0 | 0 | 0 | 0 | 0 | 0 | Li-ion Battery (4-hr) | PGE_NGBA_Li_Battery_4hr_7 | 0 | 0 | 0 | 0 | 0 | 0 | 0 | 0 | 0 | 0 | 0 | 0 | 0 | 0 | 0 | 0 | 0 | 0 | 0 | 0 | 0 | 0 | 0 | 0 | 0 | 0
PGE_New_Li_Battery_4hr_Generic | PGE_New_Li_Battery_4hr | PGE_NGBA_Li_Battery_4hr_8 | 0 | 0 | 0 | 0 | 0 | 0 | 0 | 0 | 0 | 0 | 0 | 0 | 0 | 0 | 0 | 0 | 0 | 0 | 0 | 0 | 0 | 0 | 0 | 0 | 0 | 0 | PG&E NGBA | Battery | PGE_NGBA_Li_Battery_4hr_8 | 0 | 0 | 0 | 0 | 0 | 0 | 0 | 0 | 0 | 0 | 0 | 0 | 0 | 0 | 0 | 0 | 0 | 0 | 0 | 0 | 0 | 0 | 0 | 0 | 0 | 0 | Li-ion Battery (4-hr) | PGE_NGBA_Li_Battery_4hr_8 | 0 | 0 | 0 | 0 | 0 | 0 | 0 | 0 | 0 | 0 | 0 | 0 | 0 | 0 | 0 | 0 | 0 | 0 | 0 | 0 | 0 | 0 | 0 | 0 | 0 | 0
PGE_New_Li_Battery_4hr_Generic | PGE_New_Li_Battery_4hr | PGE_NGBA_Li_Battery_4hr_9 | 0 | 0 | 0 | 0 | 0 | 0 | 0 | 0 | 0 | 0 | 0 | 0 | 0 | 0 | 0 | 0 | 0 | 0 | 0 | 0 | 0 | 0 | 0 | 0 | 0 | 0 | PG&E NGBA | Battery | PGE_NGBA_Li_Battery_4hr_9 | 0 | 0 | 0 | 0 | 0 | 0 | 0 | 0 | 0 | 0 | 0 | 0 | 0 | 0 | 0 | 0 | 0 | 0 | 0 | 0 | 0 | 0 | 0 | 0 | 0 | 0 | Li-ion Battery (4-hr) | PGE_NGBA_Li_Battery_4hr_9 | 0 | 0 | 0 | 0 | 0 | 0 | 0 | 0 | 0 | 0 | 0 | 0 | 0 | 0 | 0 | 0 | 0 | 0 | 0 | 0 | 0 | 0 | 0 | 0 | 0 | 0
PGE_New_Li_Battery_8hr_Generic | PGE_New_Li_Battery_8hr | PGE_NGBA_Li_Battery_8hr_1 | 0 | 0 | 0 | 0 | 0 | 0 | 0 | 0 | 0 | 0 | 0 | 0 | 0 | 0 | 0 | 0 | 0 | 0 | 0 | 0 | 0 | 0 | 0 | 0 | 0 | 0 | PG&E NGBA | Battery | PGE_NGBA_Li_Battery_8hr_1 | 0 | 0 | 0 | 0 | 0 | 0 | 0 | 0 | 0 | 0 | 0 | 0 | 0 | 0 | 0 | 0 | 0 | 0 | 0 | 0 | 0 | 0 | 0 | 0 | 0 | 0 | Li-ion Battery (8-hr) | PGE_NGBA_Li_Battery_8hr_1 | 0 | 0 | 0 | 0 | 0 | 0 | 0 | 0 | 0 | 0 | 0 | 0 | 0 | 0 | 0 | 0 | 0 | 0 | 0 | 0 | 0 | 0 | 0 | 0 | 0 | 0
PGE_New_Li_Battery_8hr_Generic | PGE_New_Li_Battery_8hr | PGE_NGBA_Li_Battery_8hr_16 | 0 | 0 | 0 | 0 | 0 | 0 | 0 | 0 | 0 | 0 | 0 | 0 | 0 | 0 | 0 | 0 | 0 | 0 | 0 | 0 | 0 | 0 | 0 | 0 | 0 | 0 | PG&E NGBA | Battery | PGE_NGBA_Li_Battery_8hr_16 | 0 | 0 | 0 | 0 | 0 | 0 | 0 | 0 | 0 | 0 | 0 | 0 | 0 | 0 | 0 | 0 | 0 | 0 | 0 | 0 | 0 | 0 | 0 | 0 | 0 | 0 | Li-ion Battery (8-hr) | PGE_NGBA_Li_Battery_8hr_16 | 0 | 0 | 0 | 0 | 0 | 0 | 0 | 0 | 0 | 0 | 0 | 0 | 0 | 0 | 0 | 0 | 0 | 0 | 0 | 0 | 0 | 0 | 0 | 0 | 0 | 0
PGE_New_Li_Battery_8hr_Generic | PGE_New_Li_Battery_8hr | PGE_NGBA_Li_Battery_8hr_17 | 0 | 0 | 0 | 0 | 0 | 0 | 0 | 0 | 0 | 0 | 0 | 0 | 0 | 0 | 0 | 0 | 0 | 0 | 0 | 0 | 0 | 0 | 0 | 0 | 0 | 0 | PG&E NGBA | Battery | PGE_NGBA_Li_Battery_8hr_17 | 0 | 0 | 0 | 0 | 0 | 0 | 0 | 0 | 0 | 0 | 0 | 0 | 0 | 0 | 0 | 0 | 0 | 0 | 0 | 0 | 0 | 0 | 0 | 0 | 0 | 0 | Li-ion Battery (8-hr) | PGE_NGBA_Li_Battery_8hr_17 | 0 | 0 | 0 | 0 | 0 | 0 | 0 | 0 | 0 | 0 | 0 | 0 | 0 | 0 | 0 | 0 | 0 | 0 | 0 | 0 | 0 | 0 | 0 | 0 | 0 | 0
PGE_New_Li_Battery_8hr_Generic | PGE_New_Li_Battery_8hr | PGE_NGBA_Li_Battery_8hr_18 | 0 | 0 | 0 | 0 | 0 | 0 | 0 | 0 | 0 | 0 | 0 | 0 | 0 | 0 | 0 | 0 | 0 | 0 | 0 | 0 | 0 | 0 | 0 | 0 | 0 | 0 | PG&E NGBA | Battery | PGE_NGBA_Li_Battery_8hr_18 | 0 | 0 | 0 | 0 | 0 | 0 | 0 | 0 | 0 | 0 | 0 | 0 | 0 | 0 | 0 | 0 | 0 | 0 | 0 | 0 | 0 | 0 | 0 | 0 | 0 | 0 | Li-ion Battery (8-hr) | PGE_NGBA_Li_Battery_8hr_18 | 0 | 0 | 0 | 0 | 0 | 0 | 0 | 0 | 0 | 0 | 0 | 0 | 0 | 0 | 0 | 0 | 0 | 0 | 0 | 0 | 0 | 0 | 0 | 0 | 0 | 0
PGE_New_Li_Battery_8hr_Generic | PGE_New_Li_Battery_8hr | PGE_NGBA_Li_Battery_8hr_19 | 0 | 0 | 0 | 0 | 0 | 0 | 0 | 0 | 0 | 0 | 0 | 0 | 0 | 0 | 0 | 0 | 0 | 0 | 0 | 0 | 0 | 0 | 0 | 0 | 0 | 0 | PG&E NGBA | Battery | PGE_NGBA_Li_Battery_8hr_19 | 0 | 0 | 0 | 0 | 0 | 0 | 0 | 0 | 0 | 0 | 0 | 0 | 0 | 0 | 0 | 0 | 0 | 0 | 0 | 0 | 0 | 0 | 0 | 0 | 0 | 0 | Li-ion Battery (8-hr) | PGE_NGBA_Li_Battery_8hr_19 | 0 | 0 | 0 | 0 | 0 | 0 | 0 | 0 | 0 | 0 | 0 | 0 | 0 | 0 | 0 | 0 | 0 | 0 | 0 | 0 | 0 | 0 | 0 | 0 | 0 | 0
PGE_New_Li_Battery_8hr_Generic | PGE_New_Li_Battery_8hr | PGE_NGBA_Li_Battery_8hr_2 | 0 | 0 | 0 | 0 | 0 | 0 | 0 | 0 | 0 | 0 | 0 | 0 | 0 | 0 | 0 | 0 | 0 | 0 | 0 | 0 | 0 | 0 | 0 | 0 | 0 | 0 | PG&E NGBA | Battery | PGE_NGBA_Li_Battery_8hr_2 | 0 | 0 | 0 | 0 | 0 | 0 | 0 | 0 | 0 | 0 | 0 | 0 | 0 | 0 | 0 | 0 | 0 | 0 | 0 | 0 | 0 | 0 | 0 | 0 | 0 | 0 | Li-ion Battery (8-hr) | PGE_NGBA_Li_Battery_8hr_2 | 0 | 0 | 0 | 0 | 0 | 0 | 0 | 0 | 0 | 0 | 0 | 0 | 0 | 0 | 0 | 0 | 0 | 0 | 0 | 0 | 0 | 0 | 0 | 0 | 0 | 0
PGE_New_Li_Battery_8hr_Generic | PGE_New_Li_Battery_8hr | PGE_NGBA_Li_Battery_8hr_20 | 0 | 0 | 0 | 0 | 0 | 0 | 0 | 0 | 0 | 0 | 0 | 0 | 0 | 0 | 0 | 0 | 0 | 0 | 0 | 0 | 0 | 0 | 0 | 0 | 0 | 0 | PG&E NGBA | Battery | PGE_NGBA_Li_Battery_8hr_20 | 0 | 0 | 0 | 0 | 0 | 0 | 0 | 0 | 0 | 0 | 0 | 0 | 0 | 0 | 0 | 0 | 0 | 0 | 0 | 0 | 0 | 0 | 0 | 0 | 0 | 0 | Li-ion Battery (8-hr) | PGE_NGBA_Li_Battery_8hr_20 | 0 | 0 | 0 | 0 | 0 | 0 | 0 | 0 | 0 | 0 | 0 | 0 | 0 | 0 | 0 | 0 | 0 | 0 | 0 | 0 | 0 | 0 | 0 | 0 | 0 | 0
PGE_New_Li_Battery_8hr_Generic | PGE_New_Li_Battery_8hr | PGE_NGBA_Li_Battery_8hr_21 | 0 | 0 | 0 | 0 | 0 | 0 | 0 | 0 | 0 | 0 | 0 | 0 | 0 | 0 | 0 | 0 | 0 | 0 | 0 | 0 | 0 | 0 | 0 | 0 | 0 | 0 | PG&E NGBA | Battery | PGE_NGBA_Li_Battery_8hr_21 | 0 | 0 | 0 | 0 | 0 | 0 | 0 | 0 | 0 | 0 | 0 | 0 | 0 | 0 | 0 | 0 | 0 | 0 | 0 | 0 | 0 | 0 | 0 | 0 | 0 | 0 | Li-ion Battery (8-hr) | PGE_NGBA_Li_Battery_8hr_21 | 0 | 0 | 0 | 0 | 0 | 0 | 0 | 0 | 0 | 0 | 0 | 0 | 0 | 0 | 0 | 0 | 0 | 0 | 0 | 0 | 0 | 0 | 0 | 0 | 0 | 0
PGE_New_Li_Battery_8hr_Generic | PGE_New_Li_Battery_8hr | PGE_NGBA_Li_Battery_8hr_22 | 0 | 0 | 0 | 0 | 0 | 0 | 0 | 0 | 0 | 0 | 0 | 0 | 0 | 0 | 0 | 0 | 0 | 0 | 0 | 0 | 0 | 0 | 0 | 0 | 0 | 0 | PG&E NGBA | Battery | PGE_NGBA_Li_Battery_8hr_22 | 0 | 0 | 0 | 0 | 0 | 0 | 0 | 0 | 0 | 0 | 0 | 0 | 0 | 0 | 0 | 0 | 0 | 0 | 0 | 0 | 0 | 0 | 0 | 0 | 0 | 0 | Li-ion Battery (8-hr) | PGE_NGBA_Li_Battery_8hr_22 | 0 | 0 | 0 | 0 | 0 | 0 | 0 | 0 | 0 | 0 | 0 | 0 | 0 | 0 | 0 | 0 | 0 | 0 | 0 | 0 | 0 | 0 | 0 | 0 | 0 | 0
PGE_New_Li_Battery_8hr_Generic | PGE_New_Li_Battery_8hr | PGE_NGBA_Li_Battery_8hr_23 | 0 | 0 | 0 | 0 | 0 | 0 | 0 | 0 | 0 | 0 | 0 | 0 | 0 | 0 | 0 | 0 | 0 | 0 | 0 | 0 | 0 | 0 | 0 | 0 | 0 | 0 | PG&E NGBA | Battery | PGE_NGBA_Li_Battery_8hr_23 | 0 | 0 | 0 | 0 | 0 | 0 | 0 | 0 | 0 | 0 | 0 | 0 | 0 | 0 | 0 | 0 | 0 | 0 | 0 | 0 | 0 | 0 | 0 | 0 | 0 | 0 | Li-ion Battery (8-hr) | PGE_NGBA_Li_Battery_8hr_23 | 0 | 0 | 0 | 0 | 0 | 0 | 0 | 0 | 0 | 0 | 0 | 0 | 0 | 0 | 0 | 0 | 0 | 0 | 0 | 0 | 0 | 0 | 0 | 0 | 0 | 0
PGE_New_Li_Battery_8hr_Generic | PGE_New_Li_Battery_8hr | PGE_NGBA_Li_Battery_8hr_24 | 0 | 0 | 0 | 0 | 0 | 0 | 0 | 0 | 0 | 0 | 0 | 0 | 0 | 0 | 0 | 0 | 0 | 0 | 0 | 0 | 0 | 0 | 0 | 0 | 0 | 0 | PG&E NGBA | Battery | PGE_NGBA_Li_Battery_8hr_24 | 0 | 0 | 0 | 0 | 0 | 0 | 0 | 0 | 0 | 0 | 0 | 0 | 0 | 0 | 0 | 0 | 0 | 0 | 0 | 0 | 0 | 0 | 0 | 0 | 0 | 0 | Li-ion Battery (8-hr) | PGE_NGBA_Li_Battery_8hr_24 | 0 | 0 | 0 | 0 | 0 | 0 | 0 | 0 | 0 | 0 | 0 | 0 | 0 | 0 | 0 | 0 | 0 | 0 | 0 | 0 | 0 | 0 | 0 | 0 | 0 | 0
PGE_New_Li_Battery_8hr_Generic | PGE_New_Li_Battery_8hr | PGE_NGBA_Li_Battery_8hr_25 | 0 | 0 | 0 | 0 | 0 | 0 | 0 | 0 | 0 | 0 | 0 | 0 | 0 | 0 | 0 | 0 | 0 | 0 | 0 | 0 | 0 | 0 | 0 | 0 | 0 | 0 | PG&E NGBA | Battery | PGE_NGBA_Li_Battery_8hr_25 | 0 | 0 | 0 | 0 | 0 | 0 | 0 | 0 | 0 | 0 | 0 | 0 | 0 | 0 | 0 | 0 | 0 | 0 | 0 | 0 | 0 | 0 | 0 | 0 | 0 | 0 | Li-ion Battery (8-hr) | PGE_NGBA_Li_Battery_8hr_25 | 0 | 0 | 0 | 0 | 0 | 0 | 0 | 0 | 0 | 0 | 0 | 0 | 0 | 0 | 0 | 0 | 0 | 0 | 0 | 0 | 0 | 0 | 0 | 0 | 0 | 0
PGE_New_Li_Battery_8hr_Generic | PGE_New_Li_Battery_8hr | PGE_NGBA_Li_Battery_8hr_27 | 0 | 0 | 0 | 0 | 0 | 0 | 0 | 0 | 0 | 0 | 0 | 0 | 0 | 0 | 0 | 0 | 0 | 0 | 0 | 0 | 0 | 0 | 0 | 0 | 0 | 0 | PG&E NGBA | Battery | PGE_NGBA_Li_Battery_8hr_27 | 0 | 0 | 0 | 0 | 0 | 0 | 0 | 0 | 0 | 0 | 0 | 0 | 0 | 0 | 0 | 0 | 0 | 0 | 0 | 0 | 0 | 0 | 0 | 0 | 0 | 0 | Li-ion Battery (8-hr) | PGE_NGBA_Li_Battery_8hr_27 | 0 | 0 | 0 | 0 | 0 | 0 | 0 | 0 | 0 | 0 | 0 | 0 | 0 | 0 | 0 | 0 | 0 | 0 | 0 | 0 | 0 | 0 | 0 | 0 | 0 | 0
PGE_New_Li_Battery_8hr_Generic | PGE_New_Li_Battery_8hr | PGE_NGBA_Li_Battery_8hr_28 | 0 | 0 | 0 | 0 | 0 | 0 | 0 | 0 | 0 | 0 | 0 | 0 | 0 | 0 | 0 | 0 | 0 | 0 | 0 | 0 | 0 | 0 | 0 | 0 | 0 | 0 | PG&E NGBA | Battery | PGE_NGBA_Li_Battery_8hr_28 | 0 | 0 | 0 | 0 | 0 | 0 | 0 | 0 | 0 | 0 | 0 | 0 | 0 | 0 | 0 | 0 | 0 | 0 | 0 | 0 | 0 | 0 | 0 | 0 | 0 | 0 | Li-ion Battery (8-hr) | PGE_NGBA_Li_Battery_8hr_28 | 0 | 0 | 0 | 0 | 0 | 0 | 0 | 0 | 0 | 0 | 0 | 0 | 0 | 0 | 0 | 0 | 0 | 0 | 0 | 0 | 0 | 0 | 0 | 0 | 0 | 0
PGE_New_Li_Battery_8hr_Generic | PGE_New_Li_Battery_8hr | PGE_NGBA_Li_Battery_8hr_33 | 0 | 0 | 0 | 0 | 0 | 0 | 0 | 0 | 0 | 0 | 0 | 0 | 0 | 0 | 0 | 0 | 0 | 0 | 0 | 0 | 0 | 0 | 0 | 0 | 0 | 0 | PG&E NGBA | Battery | PGE_NGBA_Li_Battery_8hr_33 | 0 | 0 | 0 | 0 | 0 | 0 | 0 | 0 | 0 | 0 | 0 | 0 | 0 | 0 | 0 | 0 | 0 | 0 | 0 | 0 | 0 | 0 | 0 | 0 | 0 | 0 | Li-ion Battery (8-hr) | PGE_NGBA_Li_Battery_8hr_33 | 0 | 0 | 0 | 0 | 0 | 0 | 0 | 0 | 0 | 0 | 0 | 0 | 0 | 0 | 0 | 0 | 0 | 0 | 0 | 0 | 0 | 0 | 0 | 0 | 0 | 0
PGE_New_Li_Battery_8hr_Generic | PGE_New_Li_Battery_8hr | PGE_NGBA_Li_Battery_8hr_35 | 0 | 0 | 0 | 0 | 0 | 0 | 0 | 0 | 0 | 0 | 0 | 0 | 0 | 0 | 0 | 0 | 0 | 0 | 0 | 0 | 0 | 0 | 0 | 0 | 0 | 0 | PG&E NGBA | Battery | PGE_NGBA_Li_Battery_8hr_35 | 0 | 0 | 0 | 0 | 0 | 0 | 0 | 0 | 0 | 0 | 0 | 0 | 0 | 0 | 0 | 0 | 0 | 0 | 0 | 0 | 0 | 0 | 0 | 0 | 0 | 0 | Li-ion Battery (8-hr) | PGE_NGBA_Li_Battery_8hr_35 | 0 | 0 | 0 | 0 | 0 | 0 | 0 | 0 | 0 | 0 | 0 | 0 | 0 | 0 | 0 | 0 | 0 | 0 | 0 | 0 | 0 | 0 | 0 | 0 | 0 | 0
PGE_New_Li_Battery_8hr_Generic | PGE_New_Li_Battery_8hr | PGE_NGBA_Li_Battery_8hr_37 | 0 | 0 | 0 | 0 | 0 | 0 | 0 | 0 | 0 | 0 | 0 | 0 | 0 | 0 | 0 | 0 | 0 | 0 | 0 | 0 | 0 | 0 | 0 | 0 | 0 | 0 | PG&E NGBA | Battery | PGE_NGBA_Li_Battery_8hr_37 | 0 | 0 | 0 | 0 | 0 | 0 | 0 | 0 | 0 | 0 | 0 | 0 | 0 | 0 | 0 | 0 | 0 | 0 | 0 | 0 | 0 | 0 | 0 | 0 | 0 | 0 | Li-ion Battery (8-hr) | PGE_NGBA_Li_Battery_8hr_37 | 0 | 0 | 0 | 0 | 0 | 0 | 0 | 0 | 0 | 0 | 0 | 0 | 0 | 0 | 0 | 0 | 0 | 0 | 0 | 0 | 0 | 0 | 0 | 0 | 0 | 0
PGE_New_Li_Battery_8hr_Generic | PGE_New_Li_Battery_8hr | PGE_NGBA_Li_Battery_8hr_39 | 0 | 0 | 0 | 0 | 0 | 0 | 0 | 0 | 0 | 0 | 0 | 0 | 0 | 0 | 0 | 0 | 0 | 0 | 0 | 0 | 0 | 0 | 0 | 0 | 0 | 0 | PG&E NGBA | Battery | PGE_NGBA_Li_Battery_8hr_39 | 0 | 0 | 0 | 0 | 0 | 0 | 0 | 0 | 0 | 0 | 0 | 0 | 0 | 0 | 0 | 0 | 0 | 0 | 0 | 0 | 0 | 0 | 0 | 0 | 0 | 0 | Li-ion Battery (8-hr) | PGE_NGBA_Li_Battery_8hr_39 | 0 | 0 | 0 | 0 | 0 | 0 | 0 | 0 | 0 | 0 | 0 | 0 | 0 | 0 | 0 | 0 | 0 | 0 | 0 | 0 | 0 | 0 | 0 | 0 | 0 | 0
PGE_New_Li_Battery_8hr_Generic | PGE_New_Li_Battery_8hr | PGE_NGBA_Li_Battery_8hr_47 | 0 | 0 | 0 | 0 | 0 | 0 | 0 | 0 | 0 | 0 | 0 | 0 | 0 | 0 | 0 | 0 | 0 | 0 | 0 | 0 | 0 | 0 | 0 | 0 | 0 | 0 | PG&E NGBA | Battery | PGE_NGBA_Li_Battery_8hr_47 | 0 | 0 | 0 | 0 | 0 | 0 | 0 | 0 | 0 | 0 | 0 | 0 | 0 | 0 | 0 | 0 | 0 | 0 | 0 | 0 | 0 | 0 | 0 | 0 | 0 | 0 | Li-ion Battery (8-hr) | PGE_NGBA_Li_Battery_8hr_47 | 0 | 0 | 0 | 0 | 0 | 0 | 0 | 0 | 0 | 0 | 0 | 0 | 0 | 0 | 0 | 0 | 0 | 0 | 0 | 0 | 0 | 0 | 0 | 0 | 0 | 0
PGE_New_Li_Battery_8hr_Generic | PGE_New_Li_Battery_8hr | PGE_NGBA_Li_Battery_8hr_52 | 0 | 0 | 0 | 0 | 0 | 0 | 0 | 0 | 0 | 0 | 0 | 0 | 0 | 0 | 0 | 0 | 0 | 0 | 0 | 0 | 0 | 0 | 0 | 0 | 0 | 0 | PG&E NGBA | Battery | PGE_NGBA_Li_Battery_8hr_52 | 0 | 0 | 0 | 0 | 0 | 0 | 0 | 0 | 0 | 0 | 0 | 0 | 0 | 0 | 0 | 0 | 0 | 0 | 0 | 0 | 0 | 0 | 0 | 0 | 0 | 0 | Li-ion Battery (8-hr) | PGE_NGBA_Li_Battery_8hr_52 | 0 | 0 | 0 | 0 | 0 | 0 | 0 | 0 | 0 | 0 | 0 | 0 | 0 | 0 | 0 | 0 | 0 | 0 | 0 | 0 | 0 | 0 | 0 | 0 | 0 | 0
PGE_New_Li_Battery_8hr_Generic | PGE_New_Li_Battery_8hr | PGE_NGBA_Li_Battery_8hr_55 | 0 | 0 | 0 | 0 | 0 | 0 | 0 | 0 | 0 | 0 | 0 | 0 | 0 | 0 | 0 | 0 | 0 | 0 | 0 | 0 | 0 | 0 | 0 | 0 | 0 | 0 | PG&E NGBA | Battery | PGE_NGBA_Li_Battery_8hr_55 | 0 | 0 | 0 | 0 | 0 | 0 | 0 | 0 | 0 | 0 | 0 | 0 | 0 | 0 | 0 | 0 | 0 | 0 | 0 | 0 | 0 | 0 | 0 | 0 | 0 | 0 | Li-ion Battery (8-hr) | PGE_NGBA_Li_Battery_8hr_55 | 0 | 0 | 0 | 0 | 0 | 0 | 0 | 0 | 0 | 0 | 0 | 0 | 0 | 0 | 0 | 0 | 0 | 0 | 0 | 0 | 0 | 0 | 0 | 0 | 0 | 0
PGE_New_Li_Battery_8hr_Generic | PGE_New_Li_Battery_8hr | PGE_NGBA_Li_Battery_8hr_57 | 0 | 0 | 0 | 0 | 0 | 0 | 0 | 0 | 0 | 0 | 0 | 0 | 0 | 0 | 0 | 0 | 0 | 0 | 0 | 0 | 0 | 0 | 0 | 0 | 0 | 0 | PG&E NGBA | Battery | PGE_NGBA_Li_Battery_8hr_57 | 0 | 0 | 0 | 0 | 0 | 0 | 0 | 0 | 0 | 0 | 0 | 0 | 0 | 0 | 0 | 0 | 0 | 0 | 0 | 0 | 0 | 0 | 0 | 0 | 0 | 0 | Li-ion Battery (8-hr) | PGE_NGBA_Li_Battery_8hr_57 | 0 | 0 | 0 | 0 | 0 | 0 | 0 | 0 | 0 | 0 | 0 | 0 | 0 | 0 | 0 | 0 | 0 | 0 | 0 | 0 | 0 | 0 | 0 | 0 | 0 | 0
PGE_New_Li_Battery_8hr_Generic | PGE_New_Li_Battery_8hr | PGE_NGBA_Li_Battery_8hr_58 | 0 | 0 | 0 | 0 | 0 | 0 | 0 | 0 | 0 | 0 | 0 | 0 | 0 | 0 | 0 | 0 | 0 | 0 | 0 | 0 | 0 | 0 | 0 | 0 | 0 | 0 | PG&E NGBA | Battery | PGE_NGBA_Li_Battery_8hr_58 | 0 | 0 | 0 | 0 | 0 | 0 | 0 | 0 | 0 | 0 | 0 | 0 | 0 | 0 | 0 | 0 | 0 | 0 | 0 | 0 | 0 | 0 | 0 | 0 | 0 | 0 | Li-ion Battery (8-hr) | PGE_NGBA_Li_Battery_8hr_58 | 0 | 0 | 0 | 0 | 0 | 0 | 0 | 0 | 0 | 0 | 0 | 0 | 0 | 0 | 0 | 0 | 0 | 0 | 0 | 0 | 0 | 0 | 0 | 0 | 0 | 0
PGE_New_Li_Battery_8hr_Generic | PGE_New_Li_Battery_8hr | PGE_NGBA_Li_Battery_8hr_60 | 0 | 0 | 0 | 0 | 0 | 0 | 0 | 0 | 0 | 0 | 0 | 0 | 0 | 0 | 0 | 0 | 0 | 0 | 0 | 0 | 0 | 0 | 0 | 0 | 0 | 0 | PG&E NGBA | Battery | PGE_NGBA_Li_Battery_8hr_60 | 0 | 0 | 0 | 0 | 0 | 0 | 0 | 0 | 0 | 0 | 0 | 0 | 0 | 0 | 0 | 0 | 0 | 0 | 0 | 0 | 0 | 0 | 0 | 0 | 0 | 0 | Li-ion Battery (8-hr) | PGE_NGBA_Li_Battery_8hr_60 | 0 | 0 | 0 | 0 | 0 | 0 | 0 | 0 | 0 | 0 | 0 | 0 | 0 | 0 | 0 | 0 | 0 | 0 | 0 | 0 | 0 | 0 | 0 | 0 | 0 | 0
PGE_New_Li_Battery_8hr_Generic | PGE_New_Li_Battery_8hr | PGE_NGBA_Li_Battery_8hr_61 | 0 | 0 | 0 | 0 | 0 | 0 | 0 | 0 | 0 | 0 | 0 | 0 | 0 | 0 | 0 | 0 | 0 | 0 | 0 | 0 | 0 | 0 | 0 | 0 | 0 | 0 | PG&E NGBA | Battery | PGE_NGBA_Li_Battery_8hr_61 | 0 | 0 | 0 | 0 | 0 | 0 | 0 | 0 | 0 | 0 | 0 | 0 | 0 | 0 | 0 | 0 | 0 | 0 | 0 | 0 | 0 | 0 | 0 | 0 | 0 | 0 | Li-ion Battery (8-hr) | PGE_NGBA_Li_Battery_8hr_61 | 0 | 0 | 0 | 0 | 0 | 0 | 0 | 0 | 0 | 0 | 0 | 0 | 0 | 0 | 0 | 0 | 0 | 0 | 0 | 0 | 0 | 0 | 0 | 0 | 0 | 0
PGE_New_Li_Battery_8hr_Generic | PGE_New_Li_Battery_8hr | PGE_NGBA_Li_Battery_8hr_62 | 0 | 0 | 0 | 0 | 0 | 0 | 0 | 0 | 0 | 0 | 0 | 0 | 0 | 0 | 0 | 0 | 0 | 0 | 0 | 0 | 0 | 0 | 0 | 0 | 0 | 0 | PG&E NGBA | Battery | PGE_NGBA_Li_Battery_8hr_62 | 0 | 0 | 0 | 0 | 0 | 0 | 0 | 0 | 0 | 0 | 0 | 0 | 0 | 0 | 0 | 0 | 0 | 0 | 0 | 0 | 0 | 0 | 0 | 0 | 0 | 0 | Li-ion Battery (8-hr) | PGE_NGBA_Li_Battery_8hr_62 | 0 | 0 | 0 | 0 | 0 | 0 | 0 | 0 | 0 | 0 | 0 | 0 | 0 | 0 | 0 | 0 | 0 | 0 | 0 | 0 | 0 | 0 | 0 | 0 | 0 | 0
PGE_New_Li_Battery_8hr_Generic | PGE_New_Li_Battery_8hr | PGE_NGBA_Li_Battery_8hr_67 | 0 | 0 | 0 | 0 | 0 | 0 | 0 | 0 | 0 | 0 | 0 | 0 | 0 | 0 | 0 | 0 | 0 | 0 | 0 | 0 | 0 | 0 | 0 | 0 | 0 | 0 | PG&E NGBA | Battery | PGE_NGBA_Li_Battery_8hr_67 | 0 | 0 | 0 | 0 | 0 | 0 | 0 | 0 | 0 | 0 | 0 | 0 | 0 | 0 | 0 | 0 | 0 | 0 | 0 | 0 | 0 | 0 | 0 | 0 | 0 | 0 | Li-ion Battery (8-hr) | PGE_NGBA_Li_Battery_8hr_67 | 0 | 0 | 0 | 0 | 0 | 0 | 0 | 0 | 0 | 0 | 0 | 0 | 0 | 0 | 0 | 0 | 0 | 0 | 0 | 0 | 0 | 0 | 0 | 0 | 0 | 0
PGE_New_Li_Battery_8hr_Generic | PGE_New_Li_Battery_8hr | PGE_NGBA_Li_Battery_8hr_7 | 0 | 0 | 0 | 0 | 0 | 0 | 0 | 0 | 0 | 0 | 0 | 0 | 0 | 0 | 0 | 0 | 0 | 0 | 0 | 0 | 0 | 0 | 0 | 0 | 0 | 0 | PG&E NGBA | Battery | PGE_NGBA_Li_Battery_8hr_7 | 0 | 0 | 0 | 0 | 0 | 0 | 0 | 0 | 0 | 0 | 0 | 0 | 0 | 0 | 0 | 0 | 0 | 0 | 0 | 0 | 0 | 0 | 0 | 0 | 0 | 0 | Li-ion Battery (8-hr) | PGE_NGBA_Li_Battery_8hr_7 | 0 | 0 | 0 | 0 | 0 | 0 | 0 | 0 | 0 | 0 | 0 | 0 | 0 | 0 | 0 | 0 | 0 | 0 | 0 | 0 | 0 | 0 | 0 | 0 | 0 | 0
PGE_New_Li_Battery_8hr_Generic | PGE_New_Li_Battery_8hr | PGE_NGBA_Li_Battery_8hr_8 | 0 | 0 | 0 | 0 | 0 | 0 | 0 | 0 | 0 | 0 | 0 | 0 | 0 | 0 | 0 | 0 | 0 | 0 | 0 | 0 | 0 | 0 | 0 | 0 | 0 | 0 | PG&E NGBA | Battery | PGE_NGBA_Li_Battery_8hr_8 | 0 | 0 | 0 | 0 | 0 | 0 | 0 | 0 | 0 | 0 | 0 | 0 | 0 | 0 | 0 | 0 | 0 | 0 | 0 | 0 | 0 | 0 | 0 | 0 | 0 | 0 | Li-ion Battery (8-hr) | PGE_NGBA_Li_Battery_8hr_8 | 0 | 0 | 0 | 0 | 0 | 0 | 0 | 0 | 0 | 0 | 0 | 0 | 0 | 0 | 0 | 0 | 0 | 0 | 0 | 0 | 0 | 0 | 0 | 0 | 0 | 0
PGE_New_Li_Battery_8hr_Generic | PGE_New_Li_Battery_8hr | PGE_NGBA_Li_Battery_8hr_9 | 0 | 0 | 0 | 0 | 0 | 0 | 0 | 0 | 0 | 0 | 0 | 0 | 0 | 0 | 0 | 0 | 0 | 0 | 0 | 0 | 0 | 0 | 0 | 0 | 0 | 0 | PG&E NGBA | Battery | PGE_NGBA_Li_Battery_8hr_9 | 0 | 0 | 0 | 0 | 0 | 0 | 0 | 0 | 0 | 0 | 0 | 0 | 0 | 0 | 0 | 0 | 0 | 0 | 0 | 0 | 0 | 0 | 0 | 0 | 0 | 0 | Li-ion Battery (8-hr) | PGE_NGBA_Li_Battery_8hr_9 | 0 | 0 | 0 | 0 | 0 | 0 | 0 | 0 | 0 | 0 | 0 | 0 | 0 | 0 | 0 | 0 | 0 | 0 | 0 | 0 | 0 | 0 | 0 | 0 | 0 | 0
PGE_NGBA_Solar_Generic | PGE_NGBA_Solar | PGE_NGBA_Solar_1 | 0 | 0 | 0 | 0 | 0 | 0 | 0 | 0 | 0 | 0 | 0 | 0 | 0 | 0 | 0 | 0 | 0 | 0 | 0 | 0 | 0 | 0 | 0 | 0 | 0 | 2.1624 | PG&E NGBA | Solar | PGE_NGBA_Solar_1 | 0 | 0 | 0 | 0 | 0 | 0 | 0 | 0 | 0 | 0 | 0 | 0 | 0 | 0 | 0 | 0 | 0 | 0 | 0 | 0 | 0 | 0 | 0 | 0 | 0 | 2.1624 |  | PGE_NGBA_Solar_1 | 0 | 0 | 0 | 0 | 0 | 0 | 0 | 0 | 0 | 0 | 0 | 0 | 0 | 0 | 0 | 0 | 0 | 0 | 0 | 0 | 0 | 0 | 0 | 0 | 0 | 0
PGE_NGBA_Solar_Generic | PGE_NGBA_Solar | PGE_NGBA_Solar_16 | 0 | 0 | 0 | 0 | 0 | 0 | 0 | 0 | 0 | 0 | 0 | 1.1041 | 0 | 0 | 0 | 0 | 1.1041 | 0 | 0 | 0 | 0 | 1.1041 | 0 | 0 | 0 | 1.1041 | PG&E NGBA | Solar | PGE_NGBA_Solar_16 | 0 | 0 | 0 | 0 | 0 | 0 | 0 | 0 | 0 | 0 | 0 | 0 | 0 | 0 | 0 | 0 | 0 | 0 | 0 | 0 | 0 | 0 | 0 | 0 | 0 | 0 |  | PGE_NGBA_Solar_16 | 0 | 0 | 0 | 0 | 0 | 0 | 0 | 0 | 0 | 0 | 0 | 1.1 | 0 | 0 | 0 | 0 | 1.1 | 0 | 0 | 0 | 0 | 1.1 | 0 | 0 | 0 | 1.1
PGE_NGBA_Solar_Generic | PGE_NGBA_Solar | PGE_NGBA_Solar_17 | 0 | 0 | 0 | 0 | 0 | 0 | 0 | 0 | 0 | 0 | 0 | 0 | 0 | 0 | 0 | 0 | 0 | 0 | 0 | 0 | 0 | 0 | 0 | 0 | 0 | 0 | PG&E NGBA | Solar | PGE_NGBA_Solar_17 | 0 | 0 | 0 | 0 | 0 | 0 | 0 | 0 | 0 | 0 | 0 | 0 | 0 | 0 | 0 | 0 | 0 | 0 | 0 | 0 | 0 | 0 | 0 | 0 | 0 | 0 |  | PGE_NGBA_Solar_17 | 0 | 0 | 0 | 0 | 0 | 0 | 0 | 0 | 0 | 0 | 0 | 0 | 0 | 0 | 0 | 0 | 0 | 0 | 0 | 0 | 0 | 0 | 0 | 0 | 0 | 0
PGE_NGBA_Solar_Generic | PGE_NGBA_Solar | PGE_NGBA_Solar_18 | 0 | 0 | 0 | 0 | 0 | 0 | 0 | 0 | 0 | 0 | 0 | 0 | 0 | 0 | 0 | 0 | 0 | 0 | 0 | 0 | 0 | 0 | 0 | 0 | 0 | 0 | PG&E NGBA | Solar | PGE_NGBA_Solar_18 | 0 | 0 | 0 | 0 | 0 | 0 | 0 | 0 | 0 | 0 | 0 | 0 | 0 | 0 | 0 | 0 | 0 | 0 | 0 | 0 | 0 | 0 | 0 | 0 | 0 | 0 |  | PGE_NGBA_Solar_18 | 0 | 0 | 0 | 0 | 0 | 0 | 0 | 0 | 0 | 0 | 0 | 0 | 0 | 0 | 0 | 0 | 0 | 0 | 0 | 0 | 0 | 0 | 0 | 0 | 0 | 0
PGE_NGBA_Solar_Generic | PGE_NGBA_Solar | PGE_NGBA_Solar_19 | 0 | 0 | 0 | 0 | 0 | 0 | 0 | 0 | 0 | 0 | 0 | 0 | 0 | 0 | 0 | 0 | 0 | 0 | 0 | 0 | 0 | 0 | 0 | 0 | 0 | 0 | PG&E NGBA | Solar | PGE_NGBA_Solar_19 | 0 | 0 | 0 | 0 | 0 | 0 | 0 | 0 | 0 | 0 | 0 | 0 | 0 | 0 | 0 | 0 | 0 | 0 | 0 | 0 | 0 | 0 | 0 | 0 | 0 | 0 |  | PGE_NGBA_Solar_19 | 0 | 0 | 0 | 0 | 0 | 0 | 0 | 0 | 0 | 0 | 0 | 0 | 0 | 0 | 0 | 0 | 0 | 0 | 0 | 0 | 0 | 0 | 0 | 0 | 0 | 0
PGE_NGBA_Solar_Generic | PGE_NGBA_Solar | PGE_NGBA_Solar_2 | 0 | 0 | 0 | 0 | 0 | 0 | 0 | 0 | 0 | 0 | 0 | 0 | 0 | 0 | 0 | 0 | 0 | 0 | 0 | 0 | 0 | 0 | 0 | 0 | 0 | 0 | PG&E NGBA | Solar | PGE_NGBA_Solar_2 | 0 | 0 | 0 | 0 | 0 | 0 | 0 | 0 | 0 | 0 | 0 | 0 | 0 | 0 | 0 | 0 | 0 | 0 | 0 | 0 | 0 | 0 | 0 | 0 | 0 | 0 |  | PGE_NGBA_Solar_2 | 0 | 0 | 0 | 0 | 0 | 0 | 0 | 0 | 0 | 0 | 0 | 0 | 0 | 0 | 0 | 0 | 0 | 0 | 0 | 0 | 0 | 0 | 0 | 0 | 0 | 0
PGE_NGBA_Solar_Generic | PGE_NGBA_Solar | PGE_NGBA_Solar_20 | 0 | 0 | 0 | 0 | 0 | 0 | 0 | 0 | 0 | 0 | 0 | 0 | 0 | 0 | 0 | 0 | 0 | 0 | 0 | 0 | 0 | 0 | 0 | 0 | 0 | 0 | PG&E NGBA | Solar | PGE_NGBA_Solar_20 | 0 | 0 | 0 | 0 | 0 | 0 | 0 | 0 | 0 | 0 | 0 | 0 | 0 | 0 | 0 | 0 | 0 | 0 | 0 | 0 | 0 | 0 | 0 | 0 | 0 | 0 |  | PGE_NGBA_Solar_20 | 0 | 0 | 0 | 0 | 0 | 0 | 0 | 0 | 0 | 0 | 0 | 0 | 0 | 0 | 0 | 0 | 0 | 0 | 0 | 0 | 0 | 0 | 0 | 0 | 0 | 0
PGE_NGBA_Solar_Generic | PGE_NGBA_Solar | PGE_NGBA_Solar_21 | 0 | 0 | 0 | 0 | 0 | 0 | 0 | 0 | 0 | 0 | 0 | 0 | 0 | 0 | 0 | 0 | 0 | 0 | 0 | 0 | 0 | 0 | 0 | 0 | 0 | 0 | PG&E NGBA | Solar | PGE_NGBA_Solar_21 | 0 | 0 | 0 | 0 | 0 | 0 | 0 | 0 | 0 | 0 | 0 | 0 | 0 | 0 | 0 | 0 | 0 | 0 | 0 | 0 | 0 | 0 | 0 | 0 | 0 | 0 |  | PGE_NGBA_Solar_21 | 0 | 0 | 0 | 0 | 0 | 0 | 0 | 0 | 0 | 0 | 0 | 0 | 0 | 0 | 0 | 0 | 0 | 0 | 0 | 0 | 0 | 0 | 0 | 0 | 0 | 0
PGE_NGBA_Solar_Generic | PGE_NGBA_Solar | PGE_NGBA_Solar_22 | 0 | 0 | 0 | 0 | 0 | 0 | 0 | 0 | 0 | 0 | 0 | 0 | 0 | 0 | 0 | 0 | 0 | 0 | 0 | 0 | 0 | 0 | 0 | 0 | 0 | 0 | PG&E NGBA | Solar | PGE_NGBA_Solar_22 | 0 | 0 | 0 | 0 | 0 | 0 | 0 | 0 | 0 | 0 | 0 | 0 | 0 | 0 | 0 | 0 | 0 | 0 | 0 | 0 | 0 | 0 | 0 | 0 | 0 | 0 |  | PGE_NGBA_Solar_22 | 0 | 0 | 0 | 0 | 0 | 0 | 0 | 0 | 0 | 0 | 0 | 0 | 0 | 0 | 0 | 0 | 0 | 0 | 0 | 0 | 0 | 0 | 0 | 0 | 0 | 0
PGE_NGBA_Solar_Generic | PGE_NGBA_Solar | PGE_NGBA_Solar_23 | 0 | 0 | 0 | 0 | 0 | 0 | 0 | 0 | 0 | 0 | 0 | 0.027175 | 0 | 0 | 0 | 0 | 0.027175 | 0 | 0 | 0 | 0 | 0.027175 | 0 | 0 | 0 | 0.027175 | PG&E NGBA | Solar | PGE_NGBA_Solar_23 | 0 | 0 | 0 | 0 | 0 | 0 | 0 | 0 | 0 | 0 | 0 | 0 | 0 | 0 | 0 | 0 | 0 | 0 | 0 | 0 | 0 | 0 | 0 | 0 | 0 | 0 |  | PGE_NGBA_Solar_23 | 0 | 0 | 0 | 0 | 0 | 0 | 0 | 0 | 0 | 0 | 0 | 0.03 | 0 | 0 | 0 | 0 | 0.03 | 0 | 0 | 0 | 0 | 0.03 | 0 | 0 | 0 | 0.03
PGE_NGBA_Solar_Generic | PGE_NGBA_Solar | PGE_NGBA_Solar_24 | 0 | 0 | 0 | 0 | 0 | 0 | 0 | 0 | 0 | 0 | 0 | 0 | 0 | 0 | 0 | 0 | 0 | 0 | 0 | 0 | 0 | 0 | 0 | 0 | 0 | 0 | PG&E NGBA | Solar | PGE_NGBA_Solar_24 | 0 | 0 | 0 | 0 | 0 | 0 | 0 | 0 | 0 | 0 | 0 | 0 | 0 | 0 | 0 | 0 | 0 | 0 | 0 | 0 | 0 | 0 | 0 | 0 | 0 | 0 |  | PGE_NGBA_Solar_24 | 0 | 0 | 0 | 0 | 0 | 0 | 0 | 0 | 0 | 0 | 0 | 0 | 0 | 0 | 0 | 0 | 0 | 0 | 0 | 0 | 0 | 0 | 0 | 0 | 0 | 0
PGE_NGBA_Solar_Generic | PGE_NGBA_Solar | PGE_NGBA_Solar_25 | 0 | 0 | 0 | 0 | 0 | 0 | 0 | 0 | 0 | 0 | 0 | 0 | 0 | 0 | 0 | 0 | 0 | 0 | 0 | 0 | 0 | 0 | 0 | 0 | 0 | 0 | PG&E NGBA | Solar | PGE_NGBA_Solar_25 | 0 | 0 | 0 | 0 | 0 | 0 | 0 | 0 | 0 | 0 | 0 | 0 | 0 | 0 | 0 | 0 | 0 | 0 | 0 | 0 | 0 | 0 | 0 | 0 | 0 | 0 |  | PGE_NGBA_Solar_25 | 0 | 0 | 0 | 0 | 0 | 0 | 0 | 0 | 0 | 0 | 0 | 0 | 0 | 0 | 0 | 0 | 0 | 0 | 0 | 0 | 0 | 0 | 0 | 0 | 0 | 0
PGE_NGBA_Solar_Generic | PGE_NGBA_Solar | PGE_NGBA_Solar_27 | 0 | 0 | 0 | 0 | 0 | 0 | 0 | 0 | 0 | 0 | 0 | 0 | 0 | 0 | 0 | 0 | 0 | 0 | 0 | 0 | 0 | 0 | 0 | 0 | 0 | 0 | PG&E NGBA | Solar | PGE_NGBA_Solar_27 | 0 | 0 | 0 | 0 | 0 | 0 | 0 | 0 | 0 | 0 | 0 | 0 | 0 | 0 | 0 | 0 | 0 | 0 | 0 | 0 | 0 | 0 | 0 | 0 | 0 | 0 |  | PGE_NGBA_Solar_27 | 0 | 0 | 0 | 0 | 0 | 0 | 0 | 0 | 0 | 0 | 0 | 0 | 0 | 0 | 0 | 0 | 0 | 0 | 0 | 0 | 0 | 0 | 0 | 0 | 0 | 0
PGE_NGBA_Solar_Generic | PGE_NGBA_Solar | PGE_NGBA_Solar_28 | 0 | 0 | 0 | 0 | 0 | 0 | 0 | 0 | 0 | 0 | 0 | 0.31289 | 0 | 0 | 0 | 0 | 0.31289 | 0 | 0 | 0 | 0 | 0.31289 | 0 | 0 | 0 | 0.31289 | PG&E NGBA | Solar | PGE_NGBA_Solar_28 | 0 | 0 | 0 | 0 | 0 | 0 | 0 | 0 | 0 | 0 | 0 | 0 | 0 | 0 | 0 | 0 | 0 | 0 | 0 | 0 | 0 | 0 | 0 | 0 | 0 | 0 |  | PGE_NGBA_Solar_28 | 0 | 0 | 0 | 0 | 0 | 0 | 0 | 0 | 0 | 0 | 0 | 0.31 | 0 | 0 | 0 | 0 | 0.31 | 0 | 0 | 0 | 0 | 0.31 | 0 | 0 | 0 | 0.31
PGE_NGBA_Solar_Generic | PGE_NGBA_Solar | PGE_NGBA_Solar_33 | 0 | 0 | 0 | 0 | 0 | 0 | 0 | 0 | 0 | 0 | 0 | 0.15644 | 0 | 0 | 0 | 0 | 0.15644 | 0 | 0 | 0 | 0 | 0.15644 | 0 | 0 | 0 | 0.15644 | PG&E NGBA | Solar | PGE_NGBA_Solar_33 | 0 | 0 | 0 | 0 | 0 | 0 | 0 | 0 | 0 | 0 | 0 | 0 | 0 | 0 | 0 | 0 | 0 | 0 | 0 | 0 | 0 | 0 | 0 | 0 | 0 | 0 |  | PGE_NGBA_Solar_33 | 0 | 0 | 0 | 0 | 0 | 0 | 0 | 0 | 0 | 0 | 0 | 0.16 | 0 | 0 | 0 | 0 | 0.16 | 0 | 0 | 0 | 0 | 0.16 | 0 | 0 | 0 | 0.16
PGE_NGBA_Solar_Generic | PGE_NGBA_Solar | PGE_NGBA_Solar_35 | 0 | 0 | 0 | 0 | 0 | 0 | 0 | 0 | 0 | 0 | 0 | 0 | 0 | 0 | 0 | 0 | 0 | 0 | 0 | 0 | 0 | 0 | 0 | 0 | 0 | 0 | PG&E NGBA | Solar | PGE_NGBA_Solar_35 | 0 | 0 | 0 | 0 | 0 | 0 | 0 | 0 | 0 | 0 | 0 | 0 | 0 | 0 | 0 | 0 | 0 | 0 | 0 | 0 | 0 | 0 | 0 | 0 | 0 | 0 |  | PGE_NGBA_Solar_35 | 0 | 0 | 0 | 0 | 0 | 0 | 0 | 0 | 0 | 0 | 0 | 0 | 0 | 0 | 0 | 0 | 0 | 0 | 0 | 0 | 0 | 0 | 0 | 0 | 0 | 0
PGE_NGBA_Solar_Generic | PGE_NGBA_Solar | PGE_NGBA_Solar_37 | 0 | 0 | 0 | 0 | 0 | 0 | 0 | 0 | 0 | 0 | 0 | 0 | 0 | 0 | 0 | 0 | 0 | 0 | 0 | 0 | 0 | 0 | 0 | 0 | 0 | 0 | PG&E NGBA | Solar | PGE_NGBA_Solar_37 | 0 | 0 | 0 | 0 | 0 | 0 | 0 | 0 | 0 | 0 | 0 | 0 | 0 | 0 | 0 | 0 | 0 | 0 | 0 | 0 | 0 | 0 | 0 | 0 | 0 | 0 |  | PGE_NGBA_Solar_37 | 0 | 0 | 0 | 0 | 0 | 0 | 0 | 0 | 0 | 0 | 0 | 0 | 0 | 0 | 0 | 0 | 0 | 0 | 0 | 0 | 0 | 0 | 0 | 0 | 0 | 0
PGE_NGBA_Solar_Generic | PGE_NGBA_Solar | PGE_NGBA_Solar_39 | 0 | 0 | 0 | 0 | 0 | 0 | 0 | 0 | 0 | 0 | 0 | 0.19079 | 0 | 0 | 0 | 0 | 0.19079 | 0 | 0 | 0 | 0 | 0.19079 | 0 | 0 | 0 | 0.19079 | PG&E NGBA | Solar | PGE_NGBA_Solar_39 | 0 | 0 | 0 | 0 | 0 | 0 | 0 | 0 | 0 | 0 | 0 | 0 | 0 | 0 | 0 | 0 | 0 | 0 | 0 | 0 | 0 | 0 | 0 | 0 | 0 | 0 |  | PGE_NGBA_Solar_39 | 0 | 0 | 0 | 0 | 0 | 0 | 0 | 0 | 0 | 0 | 0 | 0.19 | 0 | 0 | 0 | 0 | 0.19 | 0 | 0 | 0 | 0 | 0.19 | 0 | 0 | 0 | 0.19
PGE_NGBA_Solar_Generic | PGE_NGBA_Solar | PGE_NGBA_Solar_47 | 0 | 0 | 0 | 0 | 0 | 0 | 0 | 0 | 0 | 0 | 0 | 0.016242 | 0 | 0 | 0 | 0 | 0.016242 | 0 | 0 | 0 | 0 | 0.016242 | 0 | 0 | 0 | 0.016242 | PG&E NGBA | Solar | PGE_NGBA_Solar_47 | 0 | 0 | 0 | 0 | 0 | 0 | 0 | 0 | 0 | 0 | 0 | 0 | 0 | 0 | 0 | 0 | 0 | 0 | 0 | 0 | 0 | 0 | 0 | 0 | 0 | 0 |  | PGE_NGBA_Solar_47 | 0 | 0 | 0 | 0 | 0 | 0 | 0 | 0 | 0 | 0 | 0 | 0.02 | 0 | 0 | 0 | 0 | 0.02 | 0 | 0 | 0 | 0 | 0.02 | 0 | 0 | 0 | 0.02
PGE_NGBA_Solar_Generic | PGE_NGBA_Solar | PGE_NGBA_Solar_52 | 0 | 0 | 0 | 0 | 0 | 0 | 0 | 0 | 0 | 0 | 0 | 0 | 0 | 0 | 0 | 0 | 0 | 0 | 0 | 0 | 0 | 0 | 0 | 0 | 0 | 0 | PG&E NGBA | Solar | PGE_NGBA_Solar_52 | 0 | 0 | 0 | 0 | 0 | 0 | 0 | 0 | 0 | 0 | 0 | 0 | 0 | 0 | 0 | 0 | 0 | 0 | 0 | 0 | 0 | 0 | 0 | 0 | 0 | 0 |  | PGE_NGBA_Solar_52 | 0 | 0 | 0 | 0 | 0 | 0 | 0 | 0 | 0 | 0 | 0 | 0 | 0 | 0 | 0 | 0 | 0 | 0 | 0 | 0 | 0 | 0 | 0 | 0 | 0 | 0
PGE_NGBA_Solar_Generic | PGE_NGBA_Solar | PGE_NGBA_Solar_55 | 0 | 0 | 0 | 0 | 0 | 0 | 0 | 0 | 0 | 0 | 0 | 0 | 0 | 0 | 0 | 0 | 0 | 0 | 0 | 0 | 0 | 0 | 0 | 0 | 0 | 0 | PG&E NGBA | Solar | PGE_NGBA_Solar_55 | 0 | 0 | 0 | 0 | 0 | 0 | 0 | 0 | 0 | 0 | 0 | 0 | 0 | 0 | 0 | 0 | 0 | 0 | 0 | 0 | 0 | 0 | 0 | 0 | 0 | 0 |  | PGE_NGBA_Solar_55 | 0 | 0 | 0 | 0 | 0 | 0 | 0 | 0 | 0 | 0 | 0 | 0 | 0 | 0 | 0 | 0 | 0 | 0 | 0 | 0 | 0 | 0 | 0 | 0 | 0 | 0
PGE_NGBA_Solar_Generic | PGE_NGBA_Solar | PGE_NGBA_Solar_57 | 0 | 0 | 0 | 0 | 0 | 0 | 0 | 0 | 0 | 0 | 0 | 0 | 0 | 0 | 0 | 0 | 0 | 0 | 0 | 0 | 0 | 0 | 0 | 0 | 0 | 0 | PG&E NGBA | Solar | PGE_NGBA_Solar_57 | 0 | 0 | 0 | 0 | 0 | 0 | 0 | 0 | 0 | 0 | 0 | 0 | 0 | 0 | 0 | 0 | 0 | 0 | 0 | 0 | 0 | 0 | 0 | 0 | 0 | 0 |  | PGE_NGBA_Solar_57 | 0 | 0 | 0 | 0 | 0 | 0 | 0 | 0 | 0 | 0 | 0 | 0 | 0 | 0 | 0 | 0 | 0 | 0 | 0 | 0 | 0 | 0 | 0 | 0 | 0 | 0
PGE_NGBA_Solar_Generic | PGE_NGBA_Solar | PGE_NGBA_Solar_58 | 0 | 0 | 0 | 0 | 0 | 0 | 0 | 0 | 0 | 0 | 0 | 0 | 0 | 0 | 0 | 0 | 0 | 0 | 0 | 0 | 0 | 0 | 0 | 0 | 0 | 0 | PG&E NGBA | Solar | PGE_NGBA_Solar_58 | 0 | 0 | 0 | 0 | 0 | 0 | 0 | 0 | 0 | 0 | 0 | 0 | 0 | 0 | 0 | 0 | 0 | 0 | 0 | 0 | 0 | 0 | 0 | 0 | 0 | 0 |  | PGE_NGBA_Solar_58 | 0 | 0 | 0 | 0 | 0 | 0 | 0 | 0 | 0 | 0 | 0 | 0 | 0 | 0 | 0 | 0 | 0 | 0 | 0 | 0 | 0 | 0 | 0 | 0 | 0 | 0
PGE_NGBA_Solar_Generic | PGE_NGBA_Solar | PGE_NGBA_Solar_60 | 0 | 0 | 0 | 0 | 0 | 0 | 0.022 | 0 | 0.022 | 0 | 0 | 0.1492 | 0 | 0 | 0 | 0 | 0.1492 | 0 | 0 | 0 | 0 | 0.1492 | 0 | 0 | 0 | 0.1492 | PG&E NGBA | Solar | PGE_NGBA_Solar_60 | 0 | 0 | 0 | 0 | 0 | 0 | 0 | 0 | 0 | 0 | 0 | 0 | 0 | 0 | 0 | 0 | 0 | 0 | 0 | 0 | 0 | 0 | 0 | 0 | 0 | 0 |  | PGE_NGBA_Solar_60 | 0 | 0 | 0 | 0 | 0 | 0 | 0.02 | 0 | 0.02 | 0 | 0 | 0.15 | 0 | 0 | 0 | 0 | 0.15 | 0 | 0 | 0 | 0 | 0.15 | 0 | 0 | 0 | 0.15
PGE_NGBA_Solar_Generic | PGE_NGBA_Solar | PGE_NGBA_Solar_61 | 0 | 0 | 0 | 0 | 0 | 0 | 0 | 0 | 0 | 0 | 0 | 0 | 0 | 0 | 0 | 0 | 0 | 0 | 0 | 0 | 0 | 0 | 0 | 0 | 0 | 0 | PG&E NGBA | Solar | PGE_NGBA_Solar_61 | 0 | 0 | 0 | 0 | 0 | 0 | 0 | 0 | 0 | 0 | 0 | 0 | 0 | 0 | 0 | 0 | 0 | 0 | 0 | 0 | 0 | 0 | 0 | 0 | 0 | 0 |  | PGE_NGBA_Solar_61 | 0 | 0 | 0 | 0 | 0 | 0 | 0 | 0 | 0 | 0 | 0 | 0 | 0 | 0 | 0 | 0 | 0 | 0 | 0 | 0 | 0 | 0 | 0 | 0 | 0 | 0
PGE_NGBA_Solar_Generic | PGE_NGBA_Solar | PGE_NGBA_Solar_62 | 0 | 0 | 0 | 0 | 0 | 0 | 0 | 0 | 0 | 0 | 0 | 0 | 0 | 0 | 0 | 0 | 0 | 0 | 0 | 0 | 0 | 0 | 0 | 0 | 0 | 0 | PG&E NGBA | Solar | PGE_NGBA_Solar_62 | 0 | 0 | 0 | 0 | 0 | 0 | 0 | 0 | 0 | 0 | 0 | 0 | 0 | 0 | 0 | 0 | 0 | 0 | 0 | 0 | 0 | 0 | 0 | 0 | 0 | 0 |  | PGE_NGBA_Solar_62 | 0 | 0 | 0 | 0 | 0 | 0 | 0 | 0 | 0 | 0 | 0 | 0 | 0 | 0 | 0 | 0 | 0 | 0 | 0 | 0 | 0 | 0 | 0 | 0 | 0 | 0
PGE_NGBA_Solar_Generic | PGE_NGBA_Solar | PGE_NGBA_Solar_67 | 0 | 0 | 0 | 0 | 0 | 0 | 0 | 0 | 0 | 0 | 0 | 0 | 0 | 0 | 0 | 0 | 0 | 0 | 0 | 0 | 0 | 0 | 0 | 0 | 0 | 0 | PG&E NGBA | Solar | PGE_NGBA_Solar_67 | 0 | 0 | 0 | 0 | 0 | 0 | 0 | 0 | 0 | 0 | 0 | 0 | 0 | 0 | 0 | 0 | 0 | 0 | 0 | 0 | 0 | 0 | 0 | 0 | 0 | 0 |  | PGE_NGBA_Solar_67 | 0 | 0 | 0 | 0 | 0 | 0 | 0 | 0 | 0 | 0 | 0 | 0 | 0 | 0 | 0 | 0 | 0 | 0 | 0 | 0 | 0 | 0 | 0 | 0 | 0 | 0
PGE_NGBA_Solar_Generic | PGE_NGBA_Solar | PGE_NGBA_Solar_7 | 0 | 0 | 0 | 0 | 0 | 0 | 0 | 0 | 0 | 0 | 0 | 0 | 0 | 0 | 0 | 0 | 0 | 0 | 0 | 0 | 0 | 0 | 0 | 0 | 0 | 0 | PG&E NGBA | Solar | PGE_NGBA_Solar_7 | 0 | 0 | 0 | 0 | 0 | 0 | 0 | 0 | 0 | 0 | 0 | 0 | 0 | 0 | 0 | 0 | 0 | 0 | 0 | 0 | 0 | 0 | 0 | 0 | 0 | 0 |  | PGE_NGBA_Solar_7 | 0 | 0 | 0 | 0 | 0 | 0 | 0 | 0 | 0 | 0 | 0 | 0 | 0 | 0 | 0 | 0 | 0 | 0 | 0 | 0 | 0 | 0 | 0 | 0 | 0 | 0
PGE_NGBA_Solar_Generic | PGE_NGBA_Solar | PGE_NGBA_Solar_8 | 0 | 0 | 0 | 0 | 0 | 0 | 0 | 0 | 0 | 0 | 0 | 0 | 0 | 0 | 0 | 0 | 0 | 0 | 0 | 0 | 0 | 0 | 0 | 0 | 0 | 0 | PG&E NGBA | Solar | PGE_NGBA_Solar_8 | 0 | 0 | 0 | 0 | 0 | 0 | 0 | 0 | 0 | 0 | 0 | 0 | 0 | 0 | 0 | 0 | 0 | 0 | 0 | 0 | 0 | 0 | 0 | 0 | 0 | 0 |  | PGE_NGBA_Solar_8 | 0 | 0 | 0 | 0 | 0 | 0 | 0 | 0 | 0 | 0 | 0 | 0 | 0 | 0 | 0 | 0 | 0 | 0 | 0 | 0 | 0 | 0 | 0 | 0 | 0 | 0
PGE_NGBA_Solar_Generic | PGE_NGBA_Solar | PGE_NGBA_Solar_9 | 0 | 0 | 0 | 0 | 0 | 0 | 0 | 0 | 0 | 0 | 0 | 0 | 0 | 0 | 0 | 0 | 0 | 0 | 0 | 0 | 0 | 0 | 0 | 0 | 0 | 0 | PG&E NGBA | Solar | PGE_NGBA_Solar_9 | 0 | 0 | 0 | 0 | 0 | 0 | 0 | 0 | 0 | 0 | 0 | 0 | 0 | 0 | 0 | 0 | 0 | 0 | 0 | 0 | 0 | 0 | 0 | 0 | 0 | 0 |  | PGE_NGBA_Solar_9 | 0 | 0 | 0 | 0 | 0 | 0 | 0 | 0 | 0 | 0 | 0 | 0 | 0 | 0 | 0 | 0 | 0 | 0 | 0 | 0 | 0 | 0 | 0 | 0 | 0 | 0
PGE_NGBA_Wind_Generic | PGE_NGBA_Wind | PGE_NGBA_Wind_1 | 0 | 0 | 0 | 0 | 0 | 0 | 0 | 0 | 0 | 0 | 0 | 0 | 0 | 0 | 0 | 0 | 0 | 0 | 0 | 0 | 0 | 0.87882 | 0 | 0 | 0 | 0.87882 | PG&E NGBA | Wind | PGE_NGBA_Wind_1 | 0 | 0 | 0 | 0 | 0 | 0 | 0 | 0 | 0 | 0 | 0 | 0 | 0 | 0 | 0 | 0 | 0 | 0 | 0 | 0 | 0 | 0.87882 | 0 | 0 | 0 | 0.87882 |  | PGE_NGBA_Wind_1 | 0 | 0 | 0 | 0 | 0 | 0 | 0 | 0 | 0 | 0 | 0 | 0 | 0 | 0 | 0 | 0 | 0 | 0 | 0 | 0 | 0 | 0 | 0 | 0 | 0 | 0
PGE_NGBA_Wind_Generic | PGE_NGBA_Wind | PGE_NGBA_Wind_19 | 0 | 0 | 0 | 0 | 0 | 0 | 0 | 0 | 0 | 0 | 0 | 0 | 0 | 0 | 0 | 0 | 0.07136 | 0 | 0 | 0 | 0 | 0.07136 | 0 | 0 | 0 | 0.07136 | PG&E NGBA | Wind | PGE_NGBA_Wind_19 | 0 | 0 | 0 | 0 | 0 | 0 | 0 | 0 | 0 | 0 | 0 | 0 | 0 | 0 | 0 | 0 | 0 | 0 | 0 | 0 | 0 | 0 | 0 | 0 | 0 | 0 |  | PGE_NGBA_Wind_19 | 0 | 0 | 0 | 0 | 0 | 0 | 0 | 0 | 0 | 0 | 0 | 0 | 0 | 0 | 0 | 0 | 0.07 | 0 | 0 | 0 | 0 | 0.07 | 0 | 0 | 0 | 0.07
PGE_NGBA_Wind_Generic | PGE_NGBA_Wind | PGE_NGBA_Wind_2 | 0 | 0 | 0 | 0 | 0 | 0 | 0 | 0 | 0 | 0 | 0 | 0 | 0 | 0 | 0 | 0 | 0.018095 | 0 | 0 | 0 | 0 | 0.018095 | 0 | 0 | 0 | 0.018095 | PG&E NGBA | Wind | PGE_NGBA_Wind_2 | 0 | 0 | 0 | 0 | 0 | 0 | 0 | 0 | 0 | 0 | 0 | 0 | 0 | 0 | 0 | 0 | 0 | 0 | 0 | 0 | 0 | 0 | 0 | 0 | 0 | 0 |  | PGE_NGBA_Wind_2 | 0 | 0 | 0 | 0 | 0 | 0 | 0 | 0 | 0 | 0 | 0 | 0 | 0 | 0 | 0 | 0 | 0.02 | 0 | 0 | 0 | 0 | 0.02 | 0 | 0 | 0 | 0.02
PGE_NGBA_Wind_Generic | PGE_NGBA_Wind | PGE_NGBA_Wind_21 | 0 | 0 | 0 | 0 | 0 | 0 | 0 | 0 | 0 | 0 | 0 | 0 | 0 | 0 | 0 | 0 | 0.191 | 0 | 0 | 0 | 0 | 0.191 | 0 | 0 | 0 | 0.191 | PG&E NGBA | Wind | PGE_NGBA_Wind_21 | 0 | 0 | 0 | 0 | 0 | 0 | 0 | 0 | 0 | 0 | 0 | 0 | 0 | 0 | 0 | 0 | 0 | 0 | 0 | 0 | 0 | 0 | 0 | 0 | 0 | 0 |  | PGE_NGBA_Wind_21 | 0 | 0 | 0 | 0 | 0 | 0 | 0 | 0 | 0 | 0 | 0 | 0 | 0 | 0 | 0 | 0 | 0.19 | 0 | 0 | 0 | 0 | 0.19 | 0 | 0 | 0 | 0.19
PGE_NGBA_Wind_Generic | PGE_NGBA_Wind | PGE_NGBA_Wind_27 | 0 | 0 | 0 | 0 | 0 | 0 | 0 | 0 | 0 | 0 | 0 | 0 | 0 | 0 | 0 | 0 | 0.085014 | 0 | 0 | 0 | 0 | 0.085014 | 0 | 0 | 0 | 0.085014 | PG&E NGBA | Wind | PGE_NGBA_Wind_27 | 0 | 0 | 0 | 0 | 0 | 0 | 0 | 0 | 0 | 0 | 0 | 0 | 0 | 0 | 0 | 0 | 0 | 0 | 0 | 0 | 0 | 0 | 0 | 0 | 0 | 0 |  | PGE_NGBA_Wind_27 | 0 | 0 | 0 | 0 | 0 | 0 | 0 | 0 | 0 | 0 | 0 | 0 | 0 | 0 | 0 | 0 | 0.09 | 0 | 0 | 0 | 0 | 0.09 | 0 | 0 | 0 | 0.09
PGE_NGBA_Wind_Generic | PGE_NGBA_Wind | PGE_NGBA_Wind_28 | 0 | 0 | 0 | 0 | 0 | 0 | 0 | 0 | 0 | 0 | 0 | 0.021418 | 0 | 0 | 0 | 0 | 0.021418 | 0 | 0 | 0 | 0 | 0.021418 | 0 | 0 | 0 | 0.021418 | PG&E NGBA | Wind | PGE_NGBA_Wind_28 | 0 | 0 | 0 | 0 | 0 | 0 | 0 | 0 | 0 | 0 | 0 | 0 | 0 | 0 | 0 | 0 | 0 | 0 | 0 | 0 | 0 | 0 | 0 | 0 | 0 | 0 |  | PGE_NGBA_Wind_28 | 0 | 0 | 0 | 0 | 0 | 0 | 0 | 0 | 0 | 0 | 0 | 0.02 | 0 | 0 | 0 | 0 | 0.02 | 0 | 0 | 0 | 0 | 0.02 | 0 | 0 | 0 | 0.02
PGE_NGBA_Wind_Generic | PGE_NGBA_Wind | PGE_NGBA_Wind_33 | 0 | 0 | 0 | 0 | 0 | 0 | 0 | 0 | 0 | 0 | 0 | 0.010709 | 0 | 0 | 0 | 0 | 0.010709 | 0 | 0 | 0 | 0 | 0.010709 | 0 | 0 | 0 | 0.010709 | PG&E NGBA | Wind | PGE_NGBA_Wind_33 | 0 | 0 | 0 | 0 | 0 | 0 | 0 | 0 | 0 | 0 | 0 | 0 | 0 | 0 | 0 | 0 | 0 | 0 | 0 | 0 | 0 | 0 | 0 | 0 | 0 | 0 |  | PGE_NGBA_Wind_33 | 0 | 0 | 0 | 0 | 0 | 0 | 0 | 0 | 0 | 0 | 0 | 0.01 | 0 | 0 | 0 | 0 | 0.01 | 0 | 0 | 0 | 0 | 0.01 | 0 | 0 | 0 | 0.01
PGE_NGBA_Wind_Generic | PGE_NGBA_Wind | PGE_NGBA_Wind_35 | 0 | 0 | 0 | 0 | 0 | 0 | 0 | 0 | 0 | 0 | 0 | 0 | 0 | 0 | 0 | 0 | 0.025005 | 0 | 0 | 0 | 0 | 0.025005 | 0 | 0 | 0 | 0.025005 | PG&E NGBA | Wind | PGE_NGBA_Wind_35 | 0 | 0 | 0 | 0 | 0 | 0 | 0 | 0 | 0 | 0 | 0 | 0 | 0 | 0 | 0 | 0 | 0 | 0 | 0 | 0 | 0 | 0 | 0 | 0 | 0 | 0 |  | PGE_NGBA_Wind_35 | 0 | 0 | 0 | 0 | 0 | 0 | 0 | 0 | 0 | 0 | 0 | 0 | 0 | 0 | 0 | 0 | 0.03 | 0 | 0 | 0 | 0 | 0.03 | 0 | 0 | 0 | 0.03
PGE_NGBA_Wind_Generic | PGE_NGBA_Wind | PGE_NGBA_Wind_37 | 0 | 0 | 0 | 0 | 0 | 0 | 0 | 0 | 0 | 0 | 0 | 0 | 0 | 0 | 0 | 0 | 0.077869 | 0 | 0 | 0 | 0 | 0.077869 | 0 | 0 | 0 | 0.077869 | PG&E NGBA | Wind | PGE_NGBA_Wind_37 | 0 | 0 | 0 | 0 | 0 | 0 | 0 | 0 | 0 | 0 | 0 | 0 | 0 | 0 | 0 | 0 | 0 | 0 | 0 | 0 | 0 | 0 | 0 | 0 | 0 | 0 |  | PGE_NGBA_Wind_37 | 0 | 0 | 0 | 0 | 0 | 0 | 0 | 0 | 0 | 0 | 0 | 0 | 0 | 0 | 0 | 0 | 0.08 | 0 | 0 | 0 | 0 | 0.08 | 0 | 0 | 0 | 0.08
PGE_NGBA_Wind_Generic | PGE_NGBA_Wind | PGE_NGBA_Wind_39 | 0 | 0 | 0 | 0 | 0 | 0 | 0 | 0 | 0 | 0 | 0 | 0.048593 | 0 | 0 | 0 | 0 | 0.048593 | 0 | 0 | 0 | 0 | 0.048593 | 0 | 0 | 0 | 0.048593 | PG&E NGBA | Wind | PGE_NGBA_Wind_39 | 0 | 0 | 0 | 0 | 0 | 0 | 0 | 0 | 0 | 0 | 0 | 0 | 0 | 0 | 0 | 0 | 0 | 0 | 0 | 0 | 0 | 0 | 0 | 0 | 0 | 0 |  | PGE_NGBA_Wind_39 | 0 | 0 | 0 | 0 | 0 | 0 | 0 | 0 | 0 | 0 | 0 | 0.05 | 0 | 0 | 0 | 0 | 0.05 | 0 | 0 | 0 | 0 | 0.05 | 0 | 0 | 0 | 0.05
PGE_NGBA_Wind_Generic | PGE_NGBA_Wind | PGE_NGBA_Wind_47 | 0 | 0 | 0 | 0 | 0 | 0 | 0 | 0 | 0 | 0 | 0 | 0 | 0 | 0 | 0 | 0 | 0.00020776 | 0 | 0 | 0 | 0 | 0.00020776 | 0 | 0 | 0 | 0.00020776 | PG&E NGBA | Wind | PGE_NGBA_Wind_47 | 0 | 0 | 0 | 0 | 0 | 0 | 0 | 0 | 0 | 0 | 0 | 0 | 0 | 0 | 0 | 0 | 0 | 0 | 0 | 0 | 0 | 0 | 0 | 0 | 0 | 0 |  | PGE_NGBA_Wind_47 | 0 | 0 | 0 | 0 | 0 | 0 | 0 | 0 | 0 | 0 | 0 | 0 | 0 | 0 | 0 | 0 | 0 | 0 | 0 | 0 | 0 | 0 | 0 | 0 | 0 | 0
PGE_NGBA_Wind_Generic | PGE_NGBA_Wind | PGE_NGBA_Wind_55 | 0 | 0 | 0 | 0 | 0 | 0 | 0 | 0 | 0 | 0 | 0 | 9.7344e-05 | 0 | 0 | 0 | 0 | 0.011821 | 0 | 0 | 0 | 0 | 0.011821 | 0 | 0 | 0 | 0.011821 | PG&E NGBA | Wind | PGE_NGBA_Wind_55 | 0 | 0 | 0 | 0 | 0 | 0 | 0 | 0 | 0 | 0 | 0 | 0 | 0 | 0 | 0 | 0 | 0 | 0 | 0 | 0 | 0 | 0 | 0 | 0 | 0 | 0 |  | PGE_NGBA_Wind_55 | 0 | 0 | 0 | 0 | 0 | 0 | 0 | 0 | 0 | 0 | 0 | 0 | 0 | 0 | 0 | 0 | 0.01 | 0 | 0 | 0 | 0 | 0.01 | 0 | 0 | 0 | 0.01
PGE_NGBA_Wind_Generic | PGE_NGBA_Wind | PGE_NGBA_Wind_59 | 0 | 0 | 0 | 0 | 0 | 0 | 0.072 | 0 | 0.072 | 0 | 0 | 0.12518 | 0 | 0 | 0 | 0 | 0.12518 | 0 | 0 | 0 | 0 | 0.12518 | 0 | 0 | 0 | 0.12518 | PG&E NGBA | Wind | PGE_NGBA_Wind_59 | 0 | 0 | 0 | 0 | 0 | 0 | 0 | 0 | 0 | 0 | 0 | 0 | 0 | 0 | 0 | 0 | 0 | 0 | 0 | 0 | 0 | 0 | 0 | 0 | 0 | 0 |  | PGE_NGBA_Wind_59 | 0 | 0 | 0 | 0 | 0 | 0 | 0.07 | 0 | 0.07 | 0 | 0 | 0.13 | 0 | 0 | 0 | 0 | 0.13 | 0 | 0 | 0 | 0 | 0.13 | 0 | 0 | 0 | 0.13
PGE_NGBA_Wind_Generic | PGE_NGBA_Wind | PGE_NGBA_Wind_7 | 0 | 0 | 0 | 0 | 0 | 0 | 0 | 0 | 0 | 0 | 0 | 0 | 0 | 0 | 0 | 0 | 0.075687 | 0 | 0 | 0 | 0 | 0.075687 | 0 | 0 | 0 | 0.075687 | PG&E NGBA | Wind | PGE_NGBA_Wind_7 | 0 | 0 | 0 | 0 | 0 | 0 | 0 | 0 | 0 | 0 | 0 | 0 | 0 | 0 | 0 | 0 | 0 | 0 | 0 | 0 | 0 | 0 | 0 | 0 | 0 | 0 |  | PGE_NGBA_Wind_7 | 0 | 0 | 0 | 0 | 0 | 0 | 0 | 0 | 0 | 0 | 0 | 0 | 0 | 0 | 0 | 0 | 0.08 | 0 | 0 | 0 | 0 | 0.08 | 0 | 0 | 0 | 0.08
PGE_Northeast_CA_New_EGS_Generic | PGE_Northeast_CA_New_EGS | PGE_Northeast_CA_EGS_NF_1 | 0 | 0 | 0 | 0 | 0 | 0 | 0 | 0 | 0 | 0 | 0 | 0 | 0 | 0 | 0 | 0 | 0 | 0 | 0 | 0 | 0 | 0 | 0 | 0 | 0 | 0 | PG&E NGBA | Geothermal | PGE_Northeast_CA_EGS_NF_1 | 0 | 0 | 0 | 0 | 0 | 0 | 0 | 0 | 0 | 0 | 0 | 0 | 0 | 0 | 0 | 0 | 0 | 0 | 0 | 0 | 0 | 0 | 0 | 0 | 0 | 0 |  | PGE_Northeast_CA_EGS_NF_1 | 0 | 0 | 0 | 0 | 0 | 0 | 0 | 0 | 0 | 0 | 0 | 0 | 0 | 0 | 0 | 0 | 0 | 0 | 0 | 0 | 0 | 0 | 0 | 0 | 0 | 0
PGE_New_Geothermal_Generic | PGE_New_Geothermal | PGE_Northeast_CA_Geothermal_1 | 0 | 0 | 0 | 0 | 0 | 0 | 0 | 0 | 0 | 0 | 0 | 0 | 0 | 0 | 0 | 0 | 0.1783 | 0 | 0 | 0 | 0 | 0.1783 | 0 | 0 | 0 | 0.1783 | PG&E NGBA | Geothermal | PGE_Northeast_CA_Geothermal_1 | 0 | 0 | 0 | 0 | 0 | 0 | 0 | 0 | 0 | 0 | 0 | 0 | 0 | 0 | 0 | 0 | 0.1783 | 0 | 0 | 0 | 0 | 0.1783 | 0 | 0 | 0 | 0.1783 |  | PGE_Northeast_CA_Geothermal_1 | 0 | 0 | 0 | 0 | 0 | 0 | 0 | 0 | 0 | 0 | 0 | 0 | 0 | 0 | 0 | 0 | 0 | 0 | 0 | 0 | 0 | 0 | 0 | 0 | 0 | 0
PGE_Northeast_CA_Wind_Generic | PGE_Northeast_CA_Wind | PGE_Northeast_CA_Wind_1 | 0 | 0 | 0 | 0 | 0 | 0 | 0 | 0 | 0 | 0 | 0 | 0 | 0 | 0 | 0 | 0 | 0 | 0 | 0 | 0 | 0 | 0 | 0 | 0 | 0 | 0.58401 | PG&E NGBA | OOS Wind | PGE_Northeast_CA_Wind_1 | 0 | 0 | 0 | 0 | 0 | 0 | 0 | 0 | 0 | 0 | 0 | 0 | 0 | 0 | 0 | 0 | 0 | 0 | 0 | 0 | 0 | 0 | 0 | 0 | 0 | 0.58401 |  | PGE_Northeast_CA_Wind_1 | 0 | 0 | 0 | 0 | 0 | 0 | 0 | 0 | 0 | 0 | 0 | 0 | 0 | 0 | 0 | 0 | 0 | 0 | 0 | 0 | 0 | 0 | 0 | 0 | 0 | 0
PGE_Oregon_New_EGS_Generic | PGE_Oregon_New_EGS | PGE_Oregon_EGS_NF_1 | 0 | 0 | 0 | 0 | 0 | 0 | 0 | 0 | 0 | 0 | 0 | 0 | 0 | 0 | 0 | 0 | 0.77705 | 0 | 0 | 0 | 0 | 0.77705 | 0 | 0 | 0 | 0.77705 | PG&E NGBA | Geothermal | PGE_Oregon_EGS_NF_1 | 0 | 0 | 0 | 0 | 0 | 0 | 0 | 0 | 0 | 0 | 0 | 0 | 0 | 0 | 0 | 0 | 0.77705 | 0 | 0 | 0 | 0 | 0.77705 | 0 | 0 | 0 | 0.77705 |  | PGE_Oregon_EGS_NF_1 | 0 | 0 | 0 | 0 | 0 | 0 | 0 | 0 | 0 | 0 | 0 | 0 | 0 | 0 | 0 | 0 | 0 | 0 | 0 | 0 | 0 | 0 | 0 | 0 | 0 | 0
PGE_New_Geothermal_Generic | PGE_New_Geothermal | PGE_Oregon_Geothermal_1 | 0 | 0 | 0 | 0 | 0 | 0 | 0 | 0 | 0 | 0 | 0 | 0.52 | 0 | 0 | 0 | 0 | 0.52 | 0 | 0 | 0 | 0 | 0.52 | 0 | 0 | 0 | 0.52 | PG&E NGBA | Geothermal | PGE_Oregon_Geothermal_1 | 0 | 0 | 0 | 0 | 0 | 0 | 0 | 0 | 0 | 0 | 0 | 0.52 | 0 | 0 | 0 | 0 | 0.52 | 0 | 0 | 0 | 0 | 0.52 | 0 | 0 | 0 | 0.52 |  | PGE_Oregon_Geothermal_1 | 0 | 0 | 0 | 0 | 0 | 0 | 0 | 0 | 0 | 0 | 0 | 0 | 0 | 0 | 0 | 0 | 0 | 0 | 0 | 0 | 0 | 0 | 0 | 0 | 0 | 0
PGE_Wyoming_Wind_Generic | PGE_Wyoming_Wind | PGE_Wyoming_Wind_45_Tranche1 | 0 | 0 | 0 | 0 | 0 | 0 | 0 | 0 | 0 | 0 | 0 | 0 | 0 | 0 | 0 | 0 | 0 | 0 | 0 | 0 | 0 | 2 | 0 | 0 | 0 | 2 | PG&E GBA | OOS Wind | PGE_Wyoming_Wind_45_Tranche1 | 0 | 0 | 0 | 0 | 0 | 0 | 0 | 0 | 0 | 0 | 0 | 0 | 0 | 0 | 0 | 0 | 0 | 0 | 0 | 0 | 0 | 2 | 0 | 0 | 0 | 2 |  | PGE_Wyoming_Wind_45_Tranche1 | 0 | 0 | 0 | 0 | 0 | 0 | 0 | 0 | 0 | 0 | 0 | 0 | 0 | 0 | 0 | 0 | 0 | 0 | 0 | 0 | 0 | 0 | 0 | 0 | 0 | 0
PGE_Wyoming_Wind_Generic | PGE_Wyoming_Wind | PGE_Wyoming_Wind_45_Tranche2 | 0 | 0 | 0 | 0 | 0 | 0 | 0 | 0 | 0 | 0 | 0 | 0 | 0 | 0 | 0 | 0 | 0 | 0 | 0 | 0 | 0 | 2 | 0 | 0 | 0 | 2 | PG&E GBA | OOS Wind | PGE_Wyoming_Wind_45_Tranche2 | 0 | 0 | 0 | 0 | 0 | 0 | 0 | 0 | 0 | 0 | 0 | 0 | 0 | 0 | 0 | 0 | 0 | 0 | 0 | 0 | 0 | 2 | 0 | 0 | 0 | 2 |  | PGE_Wyoming_Wind_45_Tranche2 | 0 | 0 | 0 | 0 | 0 | 0 | 0 | 0 | 0 | 0 | 0 | 0 | 0 | 0 | 0 | 0 | 0 | 0 | 0 | 0 | 0 | 0 | 0 | 0 | 0 | 0
SCE_New_Li_Battery_4hr_Generic | SCE_New_Li_Battery_4hr | SCE_Arizona_Li_Battery_4hr_181 | 0 | 0 | 0 | 0 | 0 | 0 | 0.45365 | 0 | 0.90365 | 0 | 0 | 0.90365 | 0 | 0 | 0 | 0 | 0.90365 | 0 | 0 | 0 | 0 | 0.90365 | 0 | 0 | 0 | 0.90365 | SCE Eastern | Battery | SCE_Arizona_Li_Battery_4hr_181 | 0 | 0 | 0 | 0 | 0 | 0 | 0.45365 | 0 | 0.90365 | 0 | 0 | 0.90365 | 0 | 0 | 0 | 0 | 0.90365 | 0 | 0 | 0 | 0 | 0.90365 | 0 | 0 | 0 | 0.90365 | Li-ion Battery (4-hr) | SCE_Arizona_Li_Battery_4hr_181 | 0 | 0 | 0 | 0 | 0 | 0 | 0 | 0 | 0 | 0 | 0 | 0 | 0 | 0 | 0 | 0 | 0 | 0 | 0 | 0 | 0 | 0 | 0 | 0 | 0 | 0
SCE_New_Li_Battery_8hr_Generic | SCE_New_Li_Battery_8hr | SCE_Arizona_Li_Battery_8hr_181 | 0 | 0 | 0 | 0 | 0 | 0 | 0 | 0 | 0 | 0 | 0 | 0.15588 | 0 | 0 | 0 | 0 | 0.15588 | 0 | 0 | 0 | 0 | 0.15588 | 0 | 0 | 0 | 0.15588 | SCE Eastern | Battery | SCE_Arizona_Li_Battery_8hr_181 | 0 | 0 | 0 | 0 | 0 | 0 | 0 | 0 | 0 | 0 | 0 | 0.15588 | 0 | 0 | 0 | 0 | 0.15588 | 0 | 0 | 0 | 0 | 0.15588 | 0 | 0 | 0 | 0.15588 | Li-ion Battery (8-hr) | SCE_Arizona_Li_Battery_8hr_181 | 0 | 0 | 0 | 0 | 0 | 0 | 0 | 0 | 0 | 0 | 0 | 0 | 0 | 0 | 0 | 0 | 0 | 0 | 0 | 0 | 0 | 0 | 0 | 0 | 0 | 0
SCE_Arizona_Solar_Generic | SCE_Arizona_Solar | SCE_Arizona_Solar_181 | 0 | 0 | 0 | 0 | 0 | 0 | 1.348 | 0 | 2.3355 | 0 | 0 | 4.9405 | 0 | 0 | 0 | 0 | 4.9405 | 0 | 0 | 0 | 0 | 4.9405 | 0 | 0 | 0 | 4.9405 | SCE Eastern | Solar | SCE_Arizona_Solar_181 | 0 | 0 | 0 | 0 | 0 | 0 | 0 | 0 | 0 | 0 | 0 | 0 | 0 | 0 | 0 | 0 | 0 | 0 | 0 | 0 | 0 | 0 | 0 | 0 | 0 | 0 |  | SCE_Arizona_Solar_181 | 0 | 0 | 0 | 0 | 0 | 0 | 1.35 | 0 | 2.34 | 0 | 0 | 4.94 | 0 | 0 | 0 | 0 | 4.94 | 0 | 0 | 0 | 0 | 4.94 | 0 | 0 | 0 | 4.94
| SCE_New_Biomass | SCE_Biomass_131 | 0 | 0 | 0 | 0 | 0 | 0 | 0 | 0 | 0 | 0 | 0 | 0 | 0 | 0 | 0 | 0 | 0 | 0 | 0 | 0 | 0 | 0 | 0 | 0 | 0 | 0 | Check | Biomass | SCE_Biomass_131 | 0 | 0 | 0 | 0 | 0 | 0 | 0 | 0 | 0 | 0 | 0 | 0 | 0 | 0 | 0 | 0 | 0 | 0 | 0 | 0 | 0 | 0 | 0 | 0 | 0 | 0 |  | SCE_Biomass_131 | 0 | 0 | 0 | 0 | 0 | 0 | 0 | 0 | 0 | 0 | 0 | 0 | 0 | 0 | 0 | 0 | 0 | 0 | 0 | 0 | 0 | 0 | 0 | 0 | 0 | 0
| SCE_Distributed_Solar | SCE_Distributed_Solar_Asset | 0 | 0 | 0 | 0 | 0 | 0 | 0 | 0 | 0 | 0 | 0 | 0 | 0 | 0 | 0 | 0 | 0 | 0 | 0 | 0 | 0 | 0 | 0 | 0 | 0 | 0 | Check | Distributed Solar | SCE_Distributed_Solar_Asset | 0 | 0 | 0 | 0 | 0 | 0 | 0 | 0 | 0 | 0 | 0 | 0 | 0 | 0 | 0 | 0 | 0 | 0 | 0 | 0 | 0 | 0 | 0 | 0 | 0 | 0 |  | SCE_Distributed_Solar_Asset | 0 | 0 | 0 | 0 | 0 | 0 | 0 | 0 | 0 | 0 | 0 | 0 | 0 | 0 | 0 | 0 | 0 | 0 | 0 | 0 | 0 | 0 | 0 | 0 | 0 | 0
SCE_New_EGS_Generic | SCE_New_EGS | SCE_Eastern_EGS_Deep_154 | 0 | 0 | 0 | 0 | 0 | 0 | 0 | 0 | 0 | 0 | 0 | 0 | 0 | 0 | 0 | 0 | 0 | 0 | 0 | 0 | 0 | 0 | 0 | 0 | 0 | 0 | SCE Eastern | Geothermal | SCE_Eastern_EGS_Deep_154 | 0 | 0 | 0 | 0 | 0 | 0 | 0 | 0 | 0 | 0 | 0 | 0 | 0 | 0 | 0 | 0 | 0 | 0 | 0 | 0 | 0 | 0 | 0 | 0 | 0 | 0 |  | SCE_Eastern_EGS_Deep_154 | 0 | 0 | 0 | 0 | 0 | 0 | 0 | 0 | 0 | 0 | 0 | 0 | 0 | 0 | 0 | 0 | 0 | 0 | 0 | 0 | 0 | 0 | 0 | 0 | 0 | 0
SCE_New_EGS_Generic | SCE_New_EGS | SCE_Eastern_EGS_Deep_156 | 0 | 0 | 0 | 0 | 0 | 0 | 0 | 0 | 0 | 0 | 0 | 0 | 0 | 0 | 0 | 0 | 0 | 0 | 0 | 0 | 0 | 0 | 0 | 0 | 0 | 0 | SCE Eastern | Geothermal | SCE_Eastern_EGS_Deep_156 | 0 | 0 | 0 | 0 | 0 | 0 | 0 | 0 | 0 | 0 | 0 | 0 | 0 | 0 | 0 | 0 | 0 | 0 | 0 | 0 | 0 | 0 | 0 | 0 | 0 | 0 |  | SCE_Eastern_EGS_Deep_156 | 0 | 0 | 0 | 0 | 0 | 0 | 0 | 0 | 0 | 0 | 0 | 0 | 0 | 0 | 0 | 0 | 0 | 0 | 0 | 0 | 0 | 0 | 0 | 0 | 0 | 0
SCE_New_EGS_Generic | SCE_New_EGS | SCE_Eastern_EGS_Deep_170 | 0 | 0 | 0 | 0 | 0 | 0 | 0 | 0 | 0 | 0 | 0 | 0 | 0 | 0 | 0 | 0 | 0 | 0 | 0 | 0 | 0 | 0 | 0 | 0 | 0 | 0 | SCE Eastern | Geothermal | SCE_Eastern_EGS_Deep_170 | 0 | 0 | 0 | 0 | 0 | 0 | 0 | 0 | 0 | 0 | 0 | 0 | 0 | 0 | 0 | 0 | 0 | 0 | 0 | 0 | 0 | 0 | 0 | 0 | 0 | 0 |  | SCE_Eastern_EGS_Deep_170 | 0 | 0 | 0 | 0 | 0 | 0 | 0 | 0 | 0 | 0 | 0 | 0 | 0 | 0 | 0 | 0 | 0 | 0 | 0 | 0 | 0 | 0 | 0 | 0 | 0 | 0
SCE_New_EGS_Generic | SCE_New_EGS | SCE_Eastern_EGS_Deep_172 | 0 | 0 | 0 | 0 | 0 | 0 | 0 | 0 | 0 | 0 | 0 | 0 | 0 | 0 | 0 | 0 | 0 | 0 | 0 | 0 | 0 | 0 | 0 | 0 | 0 | 0 | SCE Eastern | Geothermal | SCE_Eastern_EGS_Deep_172 | 0 | 0 | 0 | 0 | 0 | 0 | 0 | 0 | 0 | 0 | 0 | 0 | 0 | 0 | 0 | 0 | 0 | 0 | 0 | 0 | 0 | 0 | 0 | 0 | 0 | 0 |  | SCE_Eastern_EGS_Deep_172 | 0 | 0 | 0 | 0 | 0 | 0 | 0 | 0 | 0 | 0 | 0 | 0 | 0 | 0 | 0 | 0 | 0 | 0 | 0 | 0 | 0 | 0 | 0 | 0 | 0 | 0
SCE_New_EGS_Generic | SCE_New_EGS | SCE_Eastern_EGS_Deep_174 | 0 | 0 | 0 | 0 | 0 | 0 | 0 | 0 | 0 | 0 | 0 | 0 | 0 | 0 | 0 | 0 | 0 | 0 | 0 | 0 | 0 | 0 | 0 | 0 | 0 | 0 | SCE Eastern | Geothermal | SCE_Eastern_EGS_Deep_174 | 0 | 0 | 0 | 0 | 0 | 0 | 0 | 0 | 0 | 0 | 0 | 0 | 0 | 0 | 0 | 0 | 0 | 0 | 0 | 0 | 0 | 0 | 0 | 0 | 0 | 0 |  | SCE_Eastern_EGS_Deep_174 | 0 | 0 | 0 | 0 | 0 | 0 | 0 | 0 | 0 | 0 | 0 | 0 | 0 | 0 | 0 | 0 | 0 | 0 | 0 | 0 | 0 | 0 | 0 | 0 | 0 | 0
SCE_New_EGS_Generic | SCE_New_EGS | SCE_Eastern_EGS_Deep_179 | 0 | 0 | 0 | 0 | 0 | 0 | 0 | 0 | 0 | 0 | 0 | 0 | 0 | 0 | 0 | 0 | 0 | 0 | 0 | 0 | 0 | 0 | 0 | 0 | 0 | 0 | SCE Eastern | Geothermal | SCE_Eastern_EGS_Deep_179 | 0 | 0 | 0 | 0 | 0 | 0 | 0 | 0 | 0 | 0 | 0 | 0 | 0 | 0 | 0 | 0 | 0 | 0 | 0 | 0 | 0 | 0 | 0 | 0 | 0 | 0 |  | SCE_Eastern_EGS_Deep_179 | 0 | 0 | 0 | 0 | 0 | 0 | 0 | 0 | 0 | 0 | 0 | 0 | 0 | 0 | 0 | 0 | 0 | 0 | 0 | 0 | 0 | 0 | 0 | 0 | 0 | 0
SCE_New_EGS_Generic | SCE_New_EGS | SCE_Eastern_EGS_NF_156 | 0 | 0 | 0 | 0 | 0 | 0 | 0 | 0 | 0 | 0 | 0 | 0 | 0 | 0 | 0 | 0 | 0 | 0 | 0 | 0 | 0 | 0 | 0 | 0 | 0 | 0 | SCE Eastern | Geothermal | SCE_Eastern_EGS_NF_156 | 0 | 0 | 0 | 0 | 0 | 0 | 0 | 0 | 0 | 0 | 0 | 0 | 0 | 0 | 0 | 0 | 0 | 0 | 0 | 0 | 0 | 0 | 0 | 0 | 0 | 0 |  | SCE_Eastern_EGS_NF_156 | 0 | 0 | 0 | 0 | 0 | 0 | 0 | 0 | 0 | 0 | 0 | 0 | 0 | 0 | 0 | 0 | 0 | 0 | 0 | 0 | 0 | 0 | 0 | 0 | 0 | 0
SCE_New_EGS_Generic | SCE_New_EGS | SCE_Eastern_EGS_NF_174 | 0 | 0 | 0 | 0 | 0 | 0 | 0 | 0 | 0 | 0 | 0 | 0 | 0 | 0 | 0 | 0 | 0 | 0 | 0 | 0 | 0 | 0 | 0 | 0 | 0 | 0 | SCE Eastern | Geothermal | SCE_Eastern_EGS_NF_174 | 0 | 0 | 0 | 0 | 0 | 0 | 0 | 0 | 0 | 0 | 0 | 0 | 0 | 0 | 0 | 0 | 0 | 0 | 0 | 0 | 0 | 0 | 0 | 0 | 0 | 0 |  | SCE_Eastern_EGS_NF_174 | 0 | 0 | 0 | 0 | 0 | 0 | 0 | 0 | 0 | 0 | 0 | 0 | 0 | 0 | 0 | 0 | 0 | 0 | 0 | 0 | 0 | 0 | 0 | 0 | 0 | 0
SCE_New_Geothermal_Generic | SCE_New_Geothermal | SCE_Eastern_Geothermal_156 | 0 | 0 | 0 | 0 | 0 | 0 | 0.0071 | 0 | 0.0071 | 0 | 0 | 0.0071 | 0 | 0 | 0 | 0 | 0.0071 | 0 | 0 | 0 | 0 | 0.0071 | 0 | 0 | 0 | 0.0071 | SCE Eastern | Geothermal | SCE_Eastern_Geothermal_156 | 0 | 0 | 0 | 0 | 0 | 0 | 0.0071 | 0 | 0.0071 | 0 | 0 | 0.0071 | 0 | 0 | 0 | 0 | 0.0071 | 0 | 0 | 0 | 0 | 0.0071 | 0 | 0 | 0 | 0.0071 |  | SCE_Eastern_Geothermal_156 | 0 | 0 | 0 | 0 | 0 | 0 | 0 | 0 | 0 | 0 | 0 | 0 | 0 | 0 | 0 | 0 | 0 | 0 | 0 | 0 | 0 | 0 | 0 | 0 | 0 | 0
SCE_New_Geothermal_Generic | SCE_New_Geothermal | SCE_Eastern_Geothermal_174 | 0 | 0 | 0 | 0 | 0 | 0 | 0 | 0 | 0 | 0 | 0 | 0 | 0 | 0 | 0 | 0 | 0 | 0 | 0 | 0 | 0 | 0 | 0 | 0 | 0 | 0 | SCE Eastern | Geothermal | SCE_Eastern_Geothermal_174 | 0 | 0 | 0 | 0 | 0 | 0 | 0 | 0 | 0 | 0 | 0 | 0 | 0 | 0 | 0 | 0 | 0 | 0 | 0 | 0 | 0 | 0 | 0 | 0 | 0 | 0 |  | SCE_Eastern_Geothermal_174 | 0 | 0 | 0 | 0 | 0 | 0 | 0 | 0 | 0 | 0 | 0 | 0 | 0 | 0 | 0 | 0 | 0 | 0 | 0 | 0 | 0 | 0 | 0 | 0 | 0 | 0
SCE_LDES_12hr_Generic | SCE_LDES_12hr | SCE_Eastern_LDES_12hr_156 | 0 | 0 | 0 | 0 | 0 | 0 | 0 | 0 | 0 | 0 | 0 | 0 | 0 | 0 | 0 | 0 | 0.5 | 0 | 0 | 0 | 0 | 0.5 | 0 | 0 | 0 | 0.5 | SCE Eastern | LDES | SCE_Eastern_LDES_12hr_156 | 0 | 0 | 0 | 0 | 0 | 0 | 0 | 0 | 0 | 0 | 0 | 0 | 0 | 0 | 0 | 0 | 0.5 | 0 | 0 | 0 | 0 | 0.5 | 0 | 0 | 0 | 0.5 |  | SCE_Eastern_LDES_12hr_156 | 0 | 0 | 0 | 0 | 0 | 0 | 0 | 0 | 0 | 0 | 0 | 0 | 0 | 0 | 0 | 0 | 0 | 0 | 0 | 0 | 0 | 0 | 0 | 0 | 0 | 0
SCE_LDES_12hr_Generic | SCE_LDES_12hr | SCE_Eastern_LDES_12hr_172 | 0 | 0 | 0 | 0 | 0 | 0 | 0 | 0 | 0 | 0 | 0 | 1.3 | 0 | 0 | 0 | 0 | 1.3 | 0 | 0 | 0 | 0 | 1.3 | 0 | 0 | 0 | 1.3 | SCE Eastern | LDES | SCE_Eastern_LDES_12hr_172 | 0 | 0 | 0 | 0 | 0 | 0 | 0 | 0 | 0 | 0 | 0 | 1.3 | 0 | 0 | 0 | 0 | 1.3 | 0 | 0 | 0 | 0 | 1.3 | 0 | 0 | 0 | 1.3 |  | SCE_Eastern_LDES_12hr_172 | 0 | 0 | 0 | 0 | 0 | 0 | 0 | 0 | 0 | 0 | 0 | 0 | 0 | 0 | 0 | 0 | 0 | 0 | 0 | 0 | 0 | 0 | 0 | 0 | 0 | 0
SCE_New_Li_Battery_4hr_Generic | SCE_New_Li_Battery_4hr | SCE_Eastern_Li_Battery_4hr_154 | 0 | 0 | 0 | 0 | 0 | 0 | 0.065051 | 0 | 0.065051 | 0 | 0 | 0.065051 | 0 | 0 | 0 | 0 | 0.065051 | 0 | 0 | 0 | 0 | 0.065051 | 0 | 0 | 0 | 0.065051 | SCE Eastern | Battery | SCE_Eastern_Li_Battery_4hr_154 | 0 | 0 | 0 | 0 | 0 | 0 | 0.065051 | 0 | 0.065051 | 0 | 0 | 0.065051 | 0 | 0 | 0 | 0 | 0.065051 | 0 | 0 | 0 | 0 | 0.065051 | 0 | 0 | 0 | 0.065051 | Li-ion Battery (4-hr) | SCE_Eastern_Li_Battery_4hr_154 | 0 | 0 | 0 | 0 | 0 | 0 | 0 | 0 | 0 | 0 | 0 | 0 | 0 | 0 | 0 | 0 | 0 | 0 | 0 | 0 | 0 | 0 | 0 | 0 | 0 | 0
SCE_New_Li_Battery_4hr_Generic | SCE_New_Li_Battery_4hr | SCE_Eastern_Li_Battery_4hr_156 | 0 | 0 | 0 | 0 | 0 | 0 | 0.30495 | 0 | 0.40495 | 0 | 0 | 0.40495 | 0 | 0 | 0 | 0 | 0.40495 | 0 | 0 | 0 | 0 | 0.40495 | 0 | 0 | 0 | 0.40495 | SCE Eastern | Battery | SCE_Eastern_Li_Battery_4hr_156 | 0 | 0 | 0 | 0 | 0 | 0 | 0.30495 | 0 | 0.40495 | 0 | 0 | 0.40495 | 0 | 0 | 0 | 0 | 0.40495 | 0 | 0 | 0 | 0 | 0.40495 | 0 | 0 | 0 | 0.40495 | Li-ion Battery (4-hr) | SCE_Eastern_Li_Battery_4hr_156 | 0 | 0 | 0 | 0 | 0 | 0 | 0 | 0 | 0 | 0 | 0 | 0 | 0 | 0 | 0 | 0 | 0 | 0 | 0 | 0 | 0 | 0 | 0 | 0 | 0 | 0
SCE_New_Li_Battery_4hr_Generic | SCE_New_Li_Battery_4hr | SCE_Eastern_Li_Battery_4hr_170 | 0 | 0 | 0 | 0 | 0 | 0 | 0 | 0 | 0 | 0 | 0 | 0 | 0 | 0 | 0 | 0 | 0 | 0 | 0 | 0 | 0 | 0 | 0 | 0 | 0 | 0 | SCE Eastern | Battery | SCE_Eastern_Li_Battery_4hr_170 | 0 | 0 | 0 | 0 | 0 | 0 | 0 | 0 | 0 | 0 | 0 | 0 | 0 | 0 | 0 | 0 | 0 | 0 | 0 | 0 | 0 | 0 | 0 | 0 | 0 | 0 | Li-ion Battery (4-hr) | SCE_Eastern_Li_Battery_4hr_170 | 0 | 0 | 0 | 0 | 0 | 0 | 0 | 0 | 0 | 0 | 0 | 0 | 0 | 0 | 0 | 0 | 0 | 0 | 0 | 0 | 0 | 0 | 0 | 0 | 0 | 0
SCE_New_Li_Battery_4hr_Generic | SCE_New_Li_Battery_4hr | SCE_Eastern_Li_Battery_4hr_172 | 0 | 0 | 0 | 0 | 0 | 0 | 0 | 0 | 0 | 0 | 0 | 0 | 0 | 0 | 0 | 0 | 0 | 0 | 0 | 0 | 0 | 0 | 0 | 0 | 0 | 0 | SCE Eastern | Battery | SCE_Eastern_Li_Battery_4hr_172 | 0 | 0 | 0 | 0 | 0 | 0 | 0 | 0 | 0 | 0 | 0 | 0 | 0 | 0 | 0 | 0 | 0 | 0 | 0 | 0 | 0 | 0 | 0 | 0 | 0 | 0 | Li-ion Battery (4-hr) | SCE_Eastern_Li_Battery_4hr_172 | 0 | 0 | 0 | 0 | 0 | 0 | 0 | 0 | 0 | 0 | 0 | 0 | 0 | 0 | 0 | 0 | 0 | 0 | 0 | 0 | 0 | 0 | 0 | 0 | 0 | 0
SCE_New_Li_Battery_4hr_Generic | SCE_New_Li_Battery_4hr | SCE_Eastern_Li_Battery_4hr_174 | 0 | 0 | 0 | 0 | 0 | 0 | 0 | 0 | 0 | 0 | 0 | 0 | 0 | 0 | 0 | 0 | 0 | 0 | 0 | 0 | 0 | 0 | 0 | 0 | 0 | 0 | SCE Eastern | Battery | SCE_Eastern_Li_Battery_4hr_174 | 0 | 0 | 0 | 0 | 0 | 0 | 0 | 0 | 0 | 0 | 0 | 0 | 0 | 0 | 0 | 0 | 0 | 0 | 0 | 0 | 0 | 0 | 0 | 0 | 0 | 0 | Li-ion Battery (4-hr) | SCE_Eastern_Li_Battery_4hr_174 | 0 | 0 | 0 | 0 | 0 | 0 | 0 | 0 | 0 | 0 | 0 | 0 | 0 | 0 | 0 | 0 | 0 | 0 | 0 | 0 | 0 | 0 | 0 | 0 | 0 | 0
SCE_New_Li_Battery_4hr_Generic | SCE_New_Li_Battery_4hr | SCE_Eastern_Li_Battery_4hr_179 | 0 | 0 | 0 | 0 | 0 | 0 | 0 | 0 | 0 | 0 | 0 | 0 | 0 | 0 | 0 | 0 | 0 | 0 | 0 | 0 | 0 | 0 | 0 | 0 | 0 | 0 | SCE Eastern | Battery | SCE_Eastern_Li_Battery_4hr_179 | 0 | 0 | 0 | 0 | 0 | 0 | 0 | 0 | 0 | 0 | 0 | 0 | 0 | 0 | 0 | 0 | 0 | 0 | 0 | 0 | 0 | 0 | 0 | 0 | 0 | 0 | Li-ion Battery (4-hr) | SCE_Eastern_Li_Battery_4hr_179 | 0 | 0 | 0 | 0 | 0 | 0 | 0 | 0 | 0 | 0 | 0 | 0 | 0 | 0 | 0 | 0 | 0 | 0 | 0 | 0 | 0 | 0 | 0 | 0 | 0 | 0
SCE_New_Li_Battery_4hr_Generic | SCE_New_Li_Battery_4hr | SCE_Eastern_Li_Battery_4hr_182 | 0 | 0 | 0 | 0 | 0 | 0 | 0 | 0 | 0 | 0 | 0 | 0 | 0 | 0 | 0 | 0 | 0 | 0 | 0 | 0 | 0 | 0 | 0 | 0 | 0 | 0 | SCE Eastern | Battery | SCE_Eastern_Li_Battery_4hr_182 | 0 | 0 | 0 | 0 | 0 | 0 | 0 | 0 | 0 | 0 | 0 | 0 | 0 | 0 | 0 | 0 | 0 | 0 | 0 | 0 | 0 | 0 | 0 | 0 | 0 | 0 | Li-ion Battery (4-hr) | SCE_Eastern_Li_Battery_4hr_182 | 0 | 0 | 0 | 0 | 0 | 0 | 0 | 0 | 0 | 0 | 0 | 0 | 0 | 0 | 0 | 0 | 0 | 0 | 0 | 0 | 0 | 0 | 0 | 0 | 0 | 0
SCE_New_Li_Battery_8hr_Generic | SCE_New_Li_Battery_8hr | SCE_Eastern_Li_Battery_8hr_154 | 0 | 0 | 0 | 0 | 0 | 0 | 0 | 0 | 0 | 0 | 0 | 0 | 0 | 0 | 0 | 0 | 0 | 0 | 0 | 0 | 0 | 0 | 0 | 0 | 0 | 0 | SCE Eastern | Battery | SCE_Eastern_Li_Battery_8hr_154 | 0 | 0 | 0 | 0 | 0 | 0 | 0 | 0 | 0 | 0 | 0 | 0 | 0 | 0 | 0 | 0 | 0 | 0 | 0 | 0 | 0 | 0 | 0 | 0 | 0 | 0 | Li-ion Battery (8-hr) | SCE_Eastern_Li_Battery_8hr_154 | 0 | 0 | 0 | 0 | 0 | 0 | 0 | 0 | 0 | 0 | 0 | 0 | 0 | 0 | 0 | 0 | 0 | 0 | 0 | 0 | 0 | 0 | 0 | 0 | 0 | 0
SCE_New_Li_Battery_8hr_Generic | SCE_New_Li_Battery_8hr | SCE_Eastern_Li_Battery_8hr_156 | 0 | 0 | 0 | 0 | 0 | 0 | 0 | 0 | 0 | 0 | 0 | 0 | 0 | 0 | 0 | 0 | 0 | 0 | 0 | 0 | 0 | 0 | 0 | 0 | 0 | 0 | SCE Eastern | Battery | SCE_Eastern_Li_Battery_8hr_156 | 0 | 0 | 0 | 0 | 0 | 0 | 0 | 0 | 0 | 0 | 0 | 0 | 0 | 0 | 0 | 0 | 0 | 0 | 0 | 0 | 0 | 0 | 0 | 0 | 0 | 0 | Li-ion Battery (8-hr) | SCE_Eastern_Li_Battery_8hr_156 | 0 | 0 | 0 | 0 | 0 | 0 | 0 | 0 | 0 | 0 | 0 | 0 | 0 | 0 | 0 | 0 | 0 | 0 | 0 | 0 | 0 | 0 | 0 | 0 | 0 | 0
SCE_New_Li_Battery_8hr_Generic | SCE_New_Li_Battery_8hr | SCE_Eastern_Li_Battery_8hr_170 | 0 | 0 | 0 | 0 | 0 | 0 | 0 | 0 | 0 | 0 | 0 | 0 | 0 | 0 | 0 | 0 | 0 | 0 | 0 | 0 | 0 | 0 | 0 | 0 | 0 | 0 | SCE Eastern | Battery | SCE_Eastern_Li_Battery_8hr_170 | 0 | 0 | 0 | 0 | 0 | 0 | 0 | 0 | 0 | 0 | 0 | 0 | 0 | 0 | 0 | 0 | 0 | 0 | 0 | 0 | 0 | 0 | 0 | 0 | 0 | 0 | Li-ion Battery (8-hr) | SCE_Eastern_Li_Battery_8hr_170 | 0 | 0 | 0 | 0 | 0 | 0 | 0 | 0 | 0 | 0 | 0 | 0 | 0 | 0 | 0 | 0 | 0 | 0 | 0 | 0 | 0 | 0 | 0 | 0 | 0 | 0
SCE_New_Li_Battery_8hr_Generic | SCE_New_Li_Battery_8hr | SCE_Eastern_Li_Battery_8hr_172 | 0 | 0 | 0 | 0 | 0 | 0 | 0 | 0 | 0 | 0 | 0 | 0 | 0 | 0 | 0 | 0 | 0 | 0 | 0 | 0 | 0 | 0 | 0 | 0 | 0 | 0 | SCE Eastern | Battery | SCE_Eastern_Li_Battery_8hr_172 | 0 | 0 | 0 | 0 | 0 | 0 | 0 | 0 | 0 | 0 | 0 | 0 | 0 | 0 | 0 | 0 | 0 | 0 | 0 | 0 | 0 | 0 | 0 | 0 | 0 | 0 | Li-ion Battery (8-hr) | SCE_Eastern_Li_Battery_8hr_172 | 0 | 0 | 0 | 0 | 0 | 0 | 0 | 0 | 0 | 0 | 0 | 0 | 0 | 0 | 0 | 0 | 0 | 0 | 0 | 0 | 0 | 0 | 0 | 0 | 0 | 0
SCE_New_Li_Battery_8hr_Generic | SCE_New_Li_Battery_8hr | SCE_Eastern_Li_Battery_8hr_174 | 0 | 0 | 0 | 0 | 0 | 0 | 0 | 0 | 0 | 0 | 0 | 0 | 0 | 0 | 0 | 0 | 0 | 0 | 0 | 0 | 0 | 0 | 0 | 0 | 0 | 0 | SCE Eastern | Battery | SCE_Eastern_Li_Battery_8hr_174 | 0 | 0 | 0 | 0 | 0 | 0 | 0 | 0 | 0 | 0 | 0 | 0 | 0 | 0 | 0 | 0 | 0 | 0 | 0 | 0 | 0 | 0 | 0 | 0 | 0 | 0 | Li-ion Battery (8-hr) | SCE_Eastern_Li_Battery_8hr_174 | 0 | 0 | 0 | 0 | 0 | 0 | 0 | 0 | 0 | 0 | 0 | 0 | 0 | 0 | 0 | 0 | 0 | 0 | 0 | 0 | 0 | 0 | 0 | 0 | 0 | 0
SCE_New_Li_Battery_8hr_Generic | SCE_New_Li_Battery_8hr | SCE_Eastern_Li_Battery_8hr_179 | 0 | 0 | 0 | 0 | 0 | 0 | 0 | 0 | 0 | 0 | 0 | 0 | 0 | 0 | 0 | 0 | 0 | 0 | 0 | 0 | 0 | 0 | 0 | 0 | 0 | 0 | SCE Eastern | Battery | SCE_Eastern_Li_Battery_8hr_179 | 0 | 0 | 0 | 0 | 0 | 0 | 0 | 0 | 0 | 0 | 0 | 0 | 0 | 0 | 0 | 0 | 0 | 0 | 0 | 0 | 0 | 0 | 0 | 0 | 0 | 0 | Li-ion Battery (8-hr) | SCE_Eastern_Li_Battery_8hr_179 | 0 | 0 | 0 | 0 | 0 | 0 | 0 | 0 | 0 | 0 | 0 | 0 | 0 | 0 | 0 | 0 | 0 | 0 | 0 | 0 | 0 | 0 | 0 | 0 | 0 | 0
SCE_New_Li_Battery_8hr_Generic | SCE_New_Li_Battery_8hr | SCE_Eastern_Li_Battery_8hr_182 | 0 | 0 | 0 | 0 | 0 | 0 | 0 | 0 | 0 | 0 | 0 | 0 | 0 | 0 | 0 | 0 | 0 | 0 | 0 | 0 | 0 | 0 | 0 | 0 | 0 | 0 | SCE Eastern | Battery | SCE_Eastern_Li_Battery_8hr_182 | 0 | 0 | 0 | 0 | 0 | 0 | 0 | 0 | 0 | 0 | 0 | 0 | 0 | 0 | 0 | 0 | 0 | 0 | 0 | 0 | 0 | 0 | 0 | 0 | 0 | 0 | Li-ion Battery (8-hr) | SCE_Eastern_Li_Battery_8hr_182 | 0 | 0 | 0 | 0 | 0 | 0 | 0 | 0 | 0 | 0 | 0 | 0 | 0 | 0 | 0 | 0 | 0 | 0 | 0 | 0 | 0 | 0 | 0 | 0 | 0 | 0
SCE_Eastern_Solar_Generic | SCE_Eastern_Solar | SCE_Eastern_Solar_154 | 0 | 0 | 0 | 0 | 0 | 0 | 0 | 0 | 0 | 0 | 0 | 0 | 0 | 0 | 0 | 0 | 0 | 0 | 0 | 0 | 0 | 0 | 0 | 0 | 0 | 0 | SCE Eastern | Solar | SCE_Eastern_Solar_154 | 0 | 0 | 0 | 0 | 0 | 0 | 0 | 0 | 0 | 0 | 0 | 0 | 0 | 0 | 0 | 0 | 0 | 0 | 0 | 0 | 0 | 0 | 0 | 0 | 0 | 0 |  | SCE_Eastern_Solar_154 | 0 | 0 | 0 | 0 | 0 | 0 | 0 | 0 | 0 | 0 | 0 | 0 | 0 | 0 | 0 | 0 | 0 | 0 | 0 | 0 | 0 | 0 | 0 | 0 | 0 | 0
SCE_Eastern_Solar_Generic | SCE_Eastern_Solar | SCE_Eastern_Solar_156 | 0 | 0 | 0 | 0 | 0 | 0 | 0 | 0 | 0 | 0 | 0 | 4.3696 | 0 | 0 | 0 | 0 | 4.3696 | 0 | 0 | 0 | 0 | 6.2053 | 0 | 0 | 0 | 6.7703 | SCE Eastern | Solar | SCE_Eastern_Solar_156 | 0 | 0 | 0 | 0 | 0 | 0 | 0 | 0 | 0 | 0 | 0 | 4.3696 | 0 | 0 | 0 | 0 | 4.3696 | 0 | 0 | 0 | 0 | 5.4736 | 0 | 0 | 0 | 5.4736 |  | SCE_Eastern_Solar_156 | 0 | 0 | 0 | 0 | 0 | 0 | 0 | 0 | 0 | 0 | 0 | 0 | 0 | 0 | 0 | 0 | 0 | 0 | 0 | 0 | 0 | 0.73 | 0 | 0 | 0 | 1.3
SCE_Eastern_Solar_Generic | SCE_Eastern_Solar | SCE_Eastern_Solar_170 | 0 | 0 | 0 | 0 | 0 | 0 | 0 | 0 | 0 | 0 | 0 | 0 | 0 | 0 | 0 | 0 | 0 | 0 | 0 | 0 | 0 | 0 | 0 | 0 | 0 | 0 | SCE Eastern | Solar | SCE_Eastern_Solar_170 | 0 | 0 | 0 | 0 | 0 | 0 | 0 | 0 | 0 | 0 | 0 | 0 | 0 | 0 | 0 | 0 | 0 | 0 | 0 | 0 | 0 | 0 | 0 | 0 | 0 | 0 |  | SCE_Eastern_Solar_170 | 0 | 0 | 0 | 0 | 0 | 0 | 0 | 0 | 0 | 0 | 0 | 0 | 0 | 0 | 0 | 0 | 0 | 0 | 0 | 0 | 0 | 0 | 0 | 0 | 0 | 0
SCE_Eastern_Solar_Generic | SCE_Eastern_Solar | SCE_Eastern_Solar_172 | 0 | 0 | 0 | 0 | 0 | 0 | 0.25 | 0 | 0.25 | 0 | 0 | 0.41042 | 0 | 0 | 0 | 0 | 0.41042 | 0 | 0 | 0 | 0 | 0.41042 | 0 | 0 | 0 | 0.41042 | SCE Eastern | Solar | SCE_Eastern_Solar_172 | 0 | 0 | 0 | 0 | 0 | 0 | 0 | 0 | 0 | 0 | 0 | 0 | 0 | 0 | 0 | 0 | 0 | 0 | 0 | 0 | 0 | 0 | 0 | 0 | 0 | 0 |  | SCE_Eastern_Solar_172 | 0 | 0 | 0 | 0 | 0 | 0 | 0.25 | 0 | 0.25 | 0 | 0 | 0.41 | 0 | 0 | 0 | 0 | 0.41 | 0 | 0 | 0 | 0 | 0.41 | 0 | 0 | 0 | 0.41
SCE_Eastern_Solar_Generic | SCE_Eastern_Solar | SCE_Eastern_Solar_174 | 0 | 0 | 0 | 0 | 0 | 0 | 0 | 0 | 0 | 0 | 0 | 0 | 0 | 0 | 0 | 0 | 0 | 0 | 0 | 0 | 0 | 0 | 0 | 0 | 0 | 0.52119 | SCE Eastern | Solar | SCE_Eastern_Solar_174 | 0 | 0 | 0 | 0 | 0 | 0 | 0 | 0 | 0 | 0 | 0 | 0 | 0 | 0 | 0 | 0 | 0 | 0 | 0 | 0 | 0 | 0 | 0 | 0 | 0 | 0 |  | SCE_Eastern_Solar_174 | 0 | 0 | 0 | 0 | 0 | 0 | 0 | 0 | 0 | 0 | 0 | 0 | 0 | 0 | 0 | 0 | 0 | 0 | 0 | 0 | 0 | 0 | 0 | 0 | 0 | 0.52
SCE_Eastern_Solar_Generic | SCE_Eastern_Solar | SCE_Eastern_Solar_179 | 0 | 0 | 0 | 0 | 0 | 0 | 0 | 0 | 0 | 0 | 0 | 0.20521 | 0 | 0 | 0 | 0 | 0.20521 | 0 | 0 | 0 | 0 | 0.20521 | 0 | 0 | 0 | 0.20521 | SCE Eastern | Solar | SCE_Eastern_Solar_179 | 0 | 0 | 0 | 0 | 0 | 0 | 0 | 0 | 0 | 0 | 0 | 0 | 0 | 0 | 0 | 0 | 0 | 0 | 0 | 0 | 0 | 0 | 0 | 0 | 0 | 0 |  | SCE_Eastern_Solar_179 | 0 | 0 | 0 | 0 | 0 | 0 | 0 | 0 | 0 | 0 | 0 | 0.21 | 0 | 0 | 0 | 0 | 0.21 | 0 | 0 | 0 | 0 | 0.21 | 0 | 0 | 0 | 0.21
SCE_Eastern_Solar_Generic | SCE_Eastern_Solar | SCE_Eastern_Solar_182 | 0 | 0 | 0 | 0 | 0 | 0 | 0 | 0 | 0 | 0 | 0 | 0 | 0 | 0 | 0 | 0 | 0 | 0 | 0 | 0 | 0 | 0 | 0 | 0 | 0 | 0 | SCE Eastern | Solar | SCE_Eastern_Solar_182 | 0 | 0 | 0 | 0 | 0 | 0 | 0 | 0 | 0 | 0 | 0 | 0 | 0 | 0 | 0 | 0 | 0 | 0 | 0 | 0 | 0 | 0 | 0 | 0 | 0 | 0 |  | SCE_Eastern_Solar_182 | 0 | 0 | 0 | 0 | 0 | 0 | 0 | 0 | 0 | 0 | 0 | 0 | 0 | 0 | 0 | 0 | 0 | 0 | 0 | 0 | 0 | 0 | 0 | 0 | 0 | 0
SCE_Eastern_Wind_Generic | SCE_Eastern_Wind | SCE_Eastern_Wind_156 | 0 | 0 | 0 | 0 | 0 | 0 | 0 | 0 | 0 | 0 | 0 | 0.2627 | 0 | 0 | 0 | 0 | 0.2627 | 0 | 0 | 0 | 0 | 0.2627 | 0 | 0 | 0 | 0.2627 | SCE Eastern | Wind | SCE_Eastern_Wind_156 | 0 | 0 | 0 | 0 | 0 | 0 | 0 | 0 | 0 | 0 | 0 | 0.2627 | 0 | 0 | 0 | 0 | 0.2627 | 0 | 0 | 0 | 0 | 0.2627 | 0 | 0 | 0 | 0.2627 |  | SCE_Eastern_Wind_156 | 0 | 0 | 0 | 0 | 0 | 0 | 0 | 0 | 0 | 0 | 0 | 0 | 0 | 0 | 0 | 0 | 0 | 0 | 0 | 0 | 0 | 0 | 0 | 0 | 0 | 0
SCE_Eastern_Wind_Generic | SCE_Eastern_Wind | SCE_Eastern_Wind_174 | 0 | 0 | 0 | 0 | 0 | 0 | 0 | 0 | 0 | 0 | 0 | 0.058734 | 0 | 0 | 0 | 0 | 0.058734 | 0 | 0 | 0 | 0 | 0.058734 | 0 | 0 | 0 | 0.058734 | SCE Eastern | Wind | SCE_Eastern_Wind_174 | 0 | 0 | 0 | 0 | 0 | 0 | 0 | 0 | 0 | 0 | 0 | 0 | 0 | 0 | 0 | 0 | 0 | 0 | 0 | 0 | 0 | 0 | 0 | 0 | 0 | 0 |  | SCE_Eastern_Wind_174 | 0 | 0 | 0 | 0 | 0 | 0 | 0 | 0 | 0 | 0 | 0 | 0.06 | 0 | 0 | 0 | 0 | 0.06 | 0 | 0 | 0 | 0 | 0.06 | 0 | 0 | 0 | 0.06
SCE_New_EGS_Generic | SCE_New_EGS | SCE_EOP_EGS_Deep_131 | 0 | 0 | 0 | 0 | 0 | 0 | 0 | 0 | 0 | 0 | 0 | 0 | 0 | 0 | 0 | 0 | 0 | 0 | 0 | 0 | 0 | 0 | 0 | 0 | 0 | 0 | SCE EOP | Geothermal | SCE_EOP_EGS_Deep_131 | 0 | 0 | 0 | 0 | 0 | 0 | 0 | 0 | 0 | 0 | 0 | 0 | 0 | 0 | 0 | 0 | 0 | 0 | 0 | 0 | 0 | 0 | 0 | 0 | 0 | 0 |  | SCE_EOP_EGS_Deep_131 | 0 | 0 | 0 | 0 | 0 | 0 | 0 | 0 | 0 | 0 | 0 | 0 | 0 | 0 | 0 | 0 | 0 | 0 | 0 | 0 | 0 | 0 | 0 | 0 | 0 | 0
SCE_New_EGS_Generic | SCE_New_EGS | SCE_EOP_EGS_Deep_161 | 0 | 0 | 0 | 0 | 0 | 0 | 0 | 0 | 0 | 0 | 0 | 0 | 0 | 0 | 0 | 0 | 0 | 0 | 0 | 0 | 0 | 0 | 0 | 0 | 0 | 0 | SCE EOP | Geothermal | SCE_EOP_EGS_Deep_161 | 0 | 0 | 0 | 0 | 0 | 0 | 0 | 0 | 0 | 0 | 0 | 0 | 0 | 0 | 0 | 0 | 0 | 0 | 0 | 0 | 0 | 0 | 0 | 0 | 0 | 0 |  | SCE_EOP_EGS_Deep_161 | 0 | 0 | 0 | 0 | 0 | 0 | 0 | 0 | 0 | 0 | 0 | 0 | 0 | 0 | 0 | 0 | 0 | 0 | 0 | 0 | 0 | 0 | 0 | 0 | 0 | 0
SCE_New_EGS_Generic | SCE_New_EGS | SCE_EOP_EGS_Deep_177 | 0 | 0 | 0 | 0 | 0 | 0 | 0 | 0 | 0 | 0 | 0 | 0 | 0 | 0 | 0 | 0 | 0 | 0 | 0 | 0 | 0 | 0 | 0 | 0 | 0 | 0 | SCE EOP | Geothermal | SCE_EOP_EGS_Deep_177 | 0 | 0 | 0 | 0 | 0 | 0 | 0 | 0 | 0 | 0 | 0 | 0 | 0 | 0 | 0 | 0 | 0 | 0 | 0 | 0 | 0 | 0 | 0 | 0 | 0 | 0 |  | SCE_EOP_EGS_Deep_177 | 0 | 0 | 0 | 0 | 0 | 0 | 0 | 0 | 0 | 0 | 0 | 0 | 0 | 0 | 0 | 0 | 0 | 0 | 0 | 0 | 0 | 0 | 0 | 0 | 0 | 0
SCE_LDES_12hr_Generic | SCE_LDES_12hr | SCE_EOP_LDES_12hr_161 | 0 | 0 | 0 | 0 | 0 | 0 | 0 | 0 | 0 | 0 | 0 | 0 | 0 | 0 | 0 | 0 | 0.5 | 0 | 0 | 0 | 0 | 0.5 | 0 | 0 | 0 | 0.5 | SCE EOP | LDES | SCE_EOP_LDES_12hr_161 | 0 | 0 | 0 | 0 | 0 | 0 | 0 | 0 | 0 | 0 | 0 | 0 | 0 | 0 | 0 | 0 | 0.5 | 0 | 0 | 0 | 0 | 0.5 | 0 | 0 | 0 | 0.5 |  | SCE_EOP_LDES_12hr_161 | 0 | 0 | 0 | 0 | 0 | 0 | 0 | 0 | 0 | 0 | 0 | 0 | 0 | 0 | 0 | 0 | 0 | 0 | 0 | 0 | 0 | 0 | 0 | 0 | 0 | 0
SCE_New_Li_Battery_4hr_Generic | SCE_New_Li_Battery_4hr | SCE_EOP_Li_Battery_4hr_131 | 0 | 0 | 0 | 0 | 0 | 0 | 0.103 | 0 | 0.638 | 0 | 0 | 0.638 | 0 | 0 | 0 | 0 | 0.638 | 0 | 0 | 0 | 0 | 0.638 | 0 | 0 | 0 | 0.638 | SCE EOP | Battery | SCE_EOP_Li_Battery_4hr_131 | 0 | 0 | 0 | 0 | 0 | 0 | 0.103 | 0 | 0.638 | 0 | 0 | 0.638 | 0 | 0 | 0 | 0 | 0.638 | 0 | 0 | 0 | 0 | 0.638 | 0 | 0 | 0 | 0.638 | Li-ion Battery (4-hr) | SCE_EOP_Li_Battery_4hr_131 | 0 | 0 | 0 | 0 | 0 | 0 | 0 | 0 | 0 | 0 | 0 | 0 | 0 | 0 | 0 | 0 | 0 | 0 | 0 | 0 | 0 | 0 | 0 | 0 | 0 | 0
SCE_New_Li_Battery_4hr_Generic | SCE_New_Li_Battery_4hr | SCE_EOP_Li_Battery_4hr_161 | 0 | 0 | 0 | 0 | 0 | 0 | 0 | 0 | 0 | 0 | 0 | 0 | 0 | 0 | 0 | 0 | 0 | 0 | 0 | 0 | 0 | 0 | 0 | 0 | 0 | 0 | SCE EOP | Battery | SCE_EOP_Li_Battery_4hr_161 | 0 | 0 | 0 | 0 | 0 | 0 | 0 | 0 | 0 | 0 | 0 | 0 | 0 | 0 | 0 | 0 | 0 | 0 | 0 | 0 | 0 | 0 | 0 | 0 | 0 | 0 | Li-ion Battery (4-hr) | SCE_EOP_Li_Battery_4hr_161 | 0 | 0 | 0 | 0 | 0 | 0 | 0 | 0 | 0 | 0 | 0 | 0 | 0 | 0 | 0 | 0 | 0 | 0 | 0 | 0 | 0 | 0 | 0 | 0 | 0 | 0
SCE_New_Li_Battery_4hr_Generic | SCE_New_Li_Battery_4hr | SCE_EOP_Li_Battery_4hr_177 | 0 | 0 | 0 | 0 | 0 | 0 | 0 | 0 | 0 | 0 | 0 | 0 | 0 | 0 | 0 | 0 | 0 | 0 | 0 | 0 | 0 | 0 | 0 | 0 | 0 | 0 | SCE EOP | Battery | SCE_EOP_Li_Battery_4hr_177 | 0 | 0 | 0 | 0 | 0 | 0 | 0 | 0 | 0 | 0 | 0 | 0 | 0 | 0 | 0 | 0 | 0 | 0 | 0 | 0 | 0 | 0 | 0 | 0 | 0 | 0 | Li-ion Battery (4-hr) | SCE_EOP_Li_Battery_4hr_177 | 0 | 0 | 0 | 0 | 0 | 0 | 0 | 0 | 0 | 0 | 0 | 0 | 0 | 0 | 0 | 0 | 0 | 0 | 0 | 0 | 0 | 0 | 0 | 0 | 0 | 0
SCE_New_Li_Battery_8hr_Generic | SCE_New_Li_Battery_8hr | SCE_EOP_Li_Battery_8hr_131 | 0 | 0 | 0 | 0 | 0 | 0 | 0 | 0 | 0 | 0 | 0 | 0.69871 | 0 | 0 | 0 | 0 | 0.69871 | 0 | 0 | 0 | 0 | 0.69871 | 0 | 0 | 0 | 2.3632 | SCE EOP | Battery | SCE_EOP_Li_Battery_8hr_131 | 0 | 0 | 0 | 0 | 0 | 0 | 0 | 0 | 0 | 0 | 0 | 0.69871 | 0 | 0 | 0 | 0 | 0.69871 | 0 | 0 | 0 | 0 | 0.69871 | 0 | 0 | 0 | 2.3632 | Li-ion Battery (8-hr) | SCE_EOP_Li_Battery_8hr_131 | 0 | 0 | 0 | 0 | 0 | 0 | 0 | 0 | 0 | 0 | 0 | 0 | 0 | 0 | 0 | 0 | 0 | 0 | 0 | 0 | 0 | 0 | 0 | 0 | 0 | 0
SCE_New_Li_Battery_8hr_Generic | SCE_New_Li_Battery_8hr | SCE_EOP_Li_Battery_8hr_161 | 0 | 0 | 0 | 0 | 0 | 0 | 0 | 0 | 0 | 0 | 0 | 0 | 0 | 0 | 0 | 0 | 0 | 0 | 0 | 0 | 0 | 0 | 0 | 0 | 0 | 0 | SCE EOP | Battery | SCE_EOP_Li_Battery_8hr_161 | 0 | 0 | 0 | 0 | 0 | 0 | 0 | 0 | 0 | 0 | 0 | 0 | 0 | 0 | 0 | 0 | 0 | 0 | 0 | 0 | 0 | 0 | 0 | 0 | 0 | 0 | Li-ion Battery (8-hr) | SCE_EOP_Li_Battery_8hr_161 | 0 | 0 | 0 | 0 | 0 | 0 | 0 | 0 | 0 | 0 | 0 | 0 | 0 | 0 | 0 | 0 | 0 | 0 | 0 | 0 | 0 | 0 | 0 | 0 | 0 | 0
SCE_New_Li_Battery_8hr_Generic | SCE_New_Li_Battery_8hr | SCE_EOP_Li_Battery_8hr_177 | 0 | 0 | 0 | 0 | 0 | 0 | 0 | 0 | 0 | 0 | 0 | 0 | 0 | 0 | 0 | 0 | 0 | 0 | 0 | 0 | 0 | 0 | 0 | 0 | 0 | 0.16111 | SCE EOP | Battery | SCE_EOP_Li_Battery_8hr_177 | 0 | 0 | 0 | 0 | 0 | 0 | 0 | 0 | 0 | 0 | 0 | 0 | 0 | 0 | 0 | 0 | 0 | 0 | 0 | 0 | 0 | 0 | 0 | 0 | 0 | 0.16111 | Li-ion Battery (8-hr) | SCE_EOP_Li_Battery_8hr_177 | 0 | 0 | 0 | 0 | 0 | 0 | 0 | 0 | 0 | 0 | 0 | 0 | 0 | 0 | 0 | 0 | 0 | 0 | 0 | 0 | 0 | 0 | 0 | 0 | 0 | 0
SCE_EOP_Solar_Generic | SCE_EOP_Solar | SCE_EOP_Solar_131 | 0 | 0 | 0 | 0 | 0 | 0 | 0 | 0 | 0 | 0 | 0 | 0 | 0 | 0 | 0 | 0 | 0 | 0 | 0 | 0 | 0 | 0 | 0 | 0 | 0 | 1.5523 | SCE EOP | Solar | SCE_EOP_Solar_131 | 0 | 0 | 0 | 0 | 0 | 0 | 0 | 0 | 0 | 0 | 0 | 0 | 0 | 0 | 0 | 0 | 0 | 0 | 0 | 0 | 0 | 0 | 0 | 0 | 0 | 1.5523 |  | SCE_EOP_Solar_131 | 0 | 0 | 0 | 0 | 0 | 0 | 0 | 0 | 0 | 0 | 0 | 0 | 0 | 0 | 0 | 0 | 0 | 0 | 0 | 0 | 0 | 0 | 0 | 0 | 0 | 0
SCE_EOP_Solar_Generic | SCE_EOP_Solar | SCE_EOP_Solar_161 | 0 | 0 | 0 | 0 | 0 | 0 | 0.125 | 0 | 0.36247 | 0 | 0 | 0.36247 | 0 | 0 | 0 | 0 | 0.36247 | 0 | 0 | 0 | 0 | 0.36247 | 0 | 0 | 0 | 0.36247 | SCE EOP | Solar | SCE_EOP_Solar_161 | 0 | 0 | 0 | 0 | 0 | 0 | 0.125 | 0 | 0.125 | 0 | 0 | 0.125 | 0 | 0 | 0 | 0 | 0.125 | 0 | 0 | 0 | 0 | 0.125 | 0 | 0 | 0 | 0.125 |  | SCE_EOP_Solar_161 | 0 | 0 | 0 | 0 | 0 | 0 | 0 | 0 | 0.24 | 0 | 0 | 0.24 | 0 | 0 | 0 | 0 | 0.24 | 0 | 0 | 0 | 0 | 0.24 | 0 | 0 | 0 | 0.24
SCE_EOP_Solar_Generic | SCE_EOP_Solar | SCE_EOP_Solar_177 | 0 | 0 | 0 | 0 | 0 | 0 | 0 | 0 | 0.32753 | 0 | 0 | 0.32753 | 0 | 0 | 0 | 0 | 0.32753 | 0 | 0 | 0 | 0 | 0.32753 | 0 | 0 | 0 | 4.8952 | SCE EOP | Solar | SCE_EOP_Solar_177 | 0 | 0 | 0 | 0 | 0 | 0 | 0 | 0 | 0 | 0 | 0 | 0 | 0 | 0 | 0 | 0 | 0 | 0 | 0 | 0 | 0 | 0 | 0 | 0 | 0 | 3.4471 |  | SCE_EOP_Solar_177 | 0 | 0 | 0 | 0 | 0 | 0 | 0 | 0 | 0.33 | 0 | 0 | 0.33 | 0 | 0 | 0 | 0 | 0.33 | 0 | 0 | 0 | 0 | 0.33 | 0 | 0 | 0 | 1.45
SCE_EOP_Wind_Generic | SCE_EOP_Wind | SCE_EOP_Wind_131 | 0 | 0 | 0 | 0 | 0 | 0 | 0 | 0 | 0.12078 | 0 | 0 | 0.12078 | 0 | 0 | 0 | 0 | 0.12078 | 0 | 0 | 0 | 0 | 0.12078 | 0 | 0 | 0 | 0.12078 | SCE EOP | Wind | SCE_EOP_Wind_131 | 0 | 0 | 0 | 0 | 0 | 0 | 0 | 0 | 0.12078 | 0 | 0 | 0.12078 | 0 | 0 | 0 | 0 | 0.12078 | 0 | 0 | 0 | 0 | 0.12078 | 0 | 0 | 0 | 0.12078 |  | SCE_EOP_Wind_131 | 0 | 0 | 0 | 0 | 0 | 0 | 0 | 0 | 0 | 0 | 0 | 0 | 0 | 0 | 0 | 0 | 0 | 0 | 0 | 0 | 0 | 0 | 0 | 0 | 0 | 0
SCE_EOP_Wind_Generic | SCE_EOP_Wind | SCE_EOP_Wind_161 | 0 | 0 | 0 | 0 | 0 | 0 | 0 | 0 | 0.073997 | 0 | 0 | 0.073997 | 0 | 0 | 0 | 0 | 0.073997 | 0 | 0 | 0 | 0 | 0.073997 | 0 | 0 | 0 | 0.073997 | SCE EOP | Wind | SCE_EOP_Wind_161 | 0 | 0 | 0 | 0 | 0 | 0 | 0 | 0 | 0.073997 | 0 | 0 | 0.073997 | 0 | 0 | 0 | 0 | 0.073997 | 0 | 0 | 0 | 0 | 0.073997 | 0 | 0 | 0 | 0.073997 |  | SCE_EOP_Wind_161 | 0 | 0 | 0 | 0 | 0 | 0 | 0 | 0 | 0 | 0 | 0 | 0 | 0 | 0 | 0 | 0 | 0 | 0 | 0 | 0 | 0 | 0 | 0 | 0 | 0 | 0
SCE_EOP_Wind_Generic | SCE_EOP_Wind | SCE_EOP_Wind_177 | 0 | 0 | 0 | 0 | 0 | 0 | 0 | 0 | 0.059938 | 0 | 0 | 0.059938 | 0 | 0 | 0 | 0 | 0.059938 | 0 | 0 | 0 | 0 | 0.059938 | 0 | 0 | 0 | 0.059938 | SCE EOP | Wind | SCE_EOP_Wind_177 | 0 | 0 | 0 | 0 | 0 | 0 | 0 | 0 | 0.059938 | 0 | 0 | 0.059938 | 0 | 0 | 0 | 0 | 0.059938 | 0 | 0 | 0 | 0 | 0.059938 | 0 | 0 | 0 | 0.059938 |  | SCE_EOP_Wind_177 | 0 | 0 | 0 | 0 | 0 | 0 | 0 | 0 | 0 | 0 | 0 | 0 | 0 | 0 | 0 | 0 | 0 | 0 | 0 | 0 | 0 | 0 | 0 | 0 | 0 | 0
SCE_Idaho_New_EGS_Generic | SCE_Idaho_New_EGS | SCE_Idaho_EGS_NF_161 | 0 | 0 | 0 | 0 | 0 | 0 | 0 | 0 | 0 | 0 | 0 | 0 | 0 | 0 | 0 | 0 | 0 | 0 | 0 | 0 | 0 | 0 | 0 | 0 | 0 | 0 | SCE EOP | Geothermal | SCE_Idaho_EGS_NF_161 | 0 | 0 | 0 | 0 | 0 | 0 | 0 | 0 | 0 | 0 | 0 | 0 | 0 | 0 | 0 | 0 | 0 | 0 | 0 | 0 | 0 | 0 | 0 | 0 | 0 | 0 |  | SCE_Idaho_EGS_NF_161 | 0 | 0 | 0 | 0 | 0 | 0 | 0 | 0 | 0 | 0 | 0 | 0 | 0 | 0 | 0 | 0 | 0 | 0 | 0 | 0 | 0 | 0 | 0 | 0 | 0 | 0
SCE_Idaho_Wind_Generic | SCE_Idaho_Wind | SCE_Idaho_Wind_161 | 0 | 0 | 0 | 0 | 0 | 0 | 0 | 0 | 0 | 0 | 0 | 1.1 | 0 | 0 | 0 | 0 | 1.1 | 0 | 0 | 0 | 0 | 1.1 | 0 | 0 | 0 | 1.1 | SCE EOP | OOS Wind | SCE_Idaho_Wind_161 | 0 | 0 | 0 | 0 | 0 | 0 | 0 | 0 | 0 | 0 | 0 | 1.1 | 0 | 0 | 0 | 0 | 1.1 | 0 | 0 | 0 | 0 | 1.1 | 0 | 0 | 0 | 1.1 |  | SCE_Idaho_Wind_161 | 0 | 0 | 0 | 0 | 0 | 0 | 0 | 0 | 0 | 0 | 0 | 0 | 0 | 0 | 0 | 0 | 0 | 0 | 0 | 0 | 0 | 0 | 0 | 0 | 0 | 0
SCE_New_Li_Battery_4hr_Generic | SCE_New_Li_Battery_4hr | SCE_Metro_Li_Battery_4hr_132 | 0 | 0 | 0 | 0 | 0 | 0 | 0 | 0 | 0 | 0 | 0 | 0 | 0 | 0 | 0 | 0 | 0 | 0 | 0 | 0 | 0 | 0 | 0 | 0 | 0 | 0 | SCE Metro | Battery | SCE_Metro_Li_Battery_4hr_132 | 0 | 0 | 0 | 0 | 0 | 0 | 0 | 0 | 0 | 0 | 0 | 0 | 0 | 0 | 0 | 0 | 0 | 0 | 0 | 0 | 0 | 0 | 0 | 0 | 0 | 0 | Li-ion Battery (4-hr) | SCE_Metro_Li_Battery_4hr_132 | 0 | 0 | 0 | 0 | 0 | 0 | 0 | 0 | 0 | 0 | 0 | 0 | 0 | 0 | 0 | 0 | 0 | 0 | 0 | 0 | 0 | 0 | 0 | 0 | 0 | 0
SCE_New_Li_Battery_4hr_Generic | SCE_New_Li_Battery_4hr | SCE_Metro_Li_Battery_4hr_97 | 0 | 0 | 0 | 0 | 0 | 0 | 0.505 | 0 | 1.365 | 0 | 0 | 1.365 | 0 | 0 | 0 | 0 | 1.365 | 0 | 0 | 0 | 0 | 1.365 | 0 | 0 | 0 | 1.365 | SCE Metro | Battery | SCE_Metro_Li_Battery_4hr_97 | 0 | 0 | 0 | 0 | 0 | 0 | 0.505 | 0 | 1.365 | 0 | 0 | 1.365 | 0 | 0 | 0 | 0 | 1.365 | 0 | 0 | 0 | 0 | 1.365 | 0 | 0 | 0 | 1.365 | Li-ion Battery (4-hr) | SCE_Metro_Li_Battery_4hr_97 | 0 | 0 | 0 | 0 | 0 | 0 | 0 | 0 | 0 | 0 | 0 | 0 | 0 | 0 | 0 | 0 | 0 | 0 | 0 | 0 | 0 | 0 | 0 | 0 | 0 | 0
SCE_New_Li_Battery_8hr_Generic | SCE_New_Li_Battery_8hr | SCE_Metro_Li_Battery_8hr_132 | 0 | 0 | 0 | 0 | 0 | 0 | 0 | 0 | 0 | 0 | 0 | 0 | 0 | 0 | 0 | 0 | 0 | 0 | 0 | 0 | 0 | 0 | 0 | 0 | 0 | 2.6945 | SCE Metro | Battery | SCE_Metro_Li_Battery_8hr_132 | 0 | 0 | 0 | 0 | 0 | 0 | 0 | 0 | 0 | 0 | 0 | 0 | 0 | 0 | 0 | 0 | 0 | 0 | 0 | 0 | 0 | 0 | 0 | 0 | 0 | 2.6945 | Li-ion Battery (8-hr) | SCE_Metro_Li_Battery_8hr_132 | 0 | 0 | 0 | 0 | 0 | 0 | 0 | 0 | 0 | 0 | 0 | 0 | 0 | 0 | 0 | 0 | 0 | 0 | 0 | 0 | 0 | 0 | 0 | 0 | 0 | 0
SCE_New_Li_Battery_8hr_Generic | SCE_New_Li_Battery_8hr | SCE_Metro_Li_Battery_8hr_97 | 0 | 0 | 0 | 0 | 0 | 0 | 0 | 0 | 0.235 | 0 | 0 | 3.9599 | 0 | 0 | 0 | 0 | 7.084 | 0 | 0 | 0 | 0 | 7.084 | 0 | 0 | 0 | 7.3746 | SCE Metro | Battery | SCE_Metro_Li_Battery_8hr_97 | 0 | 0 | 0 | 0 | 0 | 0 | 0 | 0 | 0.235 | 0 | 0 | 3.9599 | 0 | 0 | 0 | 0 | 7.084 | 0 | 0 | 0 | 0 | 7.084 | 0 | 0 | 0 | 7.3746 | Li-ion Battery (8-hr) | SCE_Metro_Li_Battery_8hr_97 | 0 | 0 | 0 | 0 | 0 | 0 | 0 | 0 | 0 | 0 | 0 | 0 | 0 | 0 | 0 | 0 | 0 | 0 | 0 | 0 | 0 | 0 | 0 | 0 | 0 | 0
SCE_Metro_Solar_Generic | SCE_Metro_Solar | SCE_Metro_Solar_132 | 0 | 0 | 0 | 0 | 0 | 0 | 0 | 0 | 0 | 0 | 0 | 0 | 0 | 0 | 0 | 0 | 0 | 0 | 0 | 0 | 0 | 0 | 0 | 0 | 0 | 0.042004 | SCE Metro | Solar | SCE_Metro_Solar_132 | 0 | 0 | 0 | 0 | 0 | 0 | 0 | 0 | 0 | 0 | 0 | 0 | 0 | 0 | 0 | 0 | 0 | 0 | 0 | 0 | 0 | 0 | 0 | 0 | 0 | 0.042004 |  | SCE_Metro_Solar_132 | 0 | 0 | 0 | 0 | 0 | 0 | 0 | 0 | 0 | 0 | 0 | 0 | 0 | 0 | 0 | 0 | 0 | 0 | 0 | 0 | 0 | 0 | 0 | 0 | 0 | 0
SCE_Metro_Solar_Generic | SCE_Metro_Solar | SCE_Metro_Solar_97 | 0 | 0 | 0 | 0 | 0 | 0 | 0.00499 | 0 | 0.00499 | 0 | 0 | 0.00499 | 0 | 0 | 0 | 0 | 0.00499 | 0 | 0 | 0 | 0 | 0.38749 | 0 | 0 | 0 | 0.38749 | SCE Metro | Solar | SCE_Metro_Solar_97 | 0 | 0 | 0 | 0 | 0 | 0 | 0.00499 | 0 | 0.00499 | 0 | 0 | 0.00499 | 0 | 0 | 0 | 0 | 0.00499 | 0 | 0 | 0 | 0 | 0.38749 | 0 | 0 | 0 | 0.38749 |  | SCE_Metro_Solar_97 | 0 | 0 | 0 | 0 | 0 | 0 | 0 | 0 | 0 | 0 | 0 | 0 | 0 | 0 | 0 | 0 | 0 | 0 | 0 | 0 | 0 | 0 | 0 | 0 | 0 | 0
SCE_Nevada_New_EGS_Generic | SCE_Nevada_New_EGS | SCE_Nevada_EGS_NF_131 | 0 | 0 | 0 | 0 | 0 | 0 | 0 | 0 | 0 | 0 | 0 | 0 | 0 | 0 | 0 | 0 | 0 | 0 | 0 | 0 | 0 | 0 | 0 | 0 | 0 | 0 | SCE EOP | Geothermal | SCE_Nevada_EGS_NF_131 | 0 | 0 | 0 | 0 | 0 | 0 | 0 | 0 | 0 | 0 | 0 | 0 | 0 | 0 | 0 | 0 | 0 | 0 | 0 | 0 | 0 | 0 | 0 | 0 | 0 | 0 |  | SCE_Nevada_EGS_NF_131 | 0 | 0 | 0 | 0 | 0 | 0 | 0 | 0 | 0 | 0 | 0 | 0 | 0 | 0 | 0 | 0 | 0 | 0 | 0 | 0 | 0 | 0 | 0 | 0 | 0 | 0
SCE_Nevada_New_EGS_Generic | SCE_Nevada_New_EGS | SCE_Nevada_EGS_NF_175 | 0 | 0 | 0 | 0 | 0 | 0 | 0 | 0 | 0 | 0 | 0 | 0 | 0 | 0 | 0 | 0 | 0 | 0 | 0 | 0 | 0 | 0 | 0 | 0 | 0 | 0 | SCE NOL | Geothermal | SCE_Nevada_EGS_NF_175 | 0 | 0 | 0 | 0 | 0 | 0 | 0 | 0 | 0 | 0 | 0 | 0 | 0 | 0 | 0 | 0 | 0 | 0 | 0 | 0 | 0 | 0 | 0 | 0 | 0 | 0 |  | SCE_Nevada_EGS_NF_175 | 0 | 0 | 0 | 0 | 0 | 0 | 0 | 0 | 0 | 0 | 0 | 0 | 0 | 0 | 0 | 0 | 0 | 0 | 0 | 0 | 0 | 0 | 0 | 0 | 0 | 0
SCE_Nevada_New_EGS_Generic | SCE_Nevada_New_EGS | SCE_Nevada_EGS_NF_177 | 0 | 0 | 0 | 0 | 0 | 0 | 0 | 0 | 0 | 0 | 0 | 0 | 0 | 0 | 0 | 0 | 0 | 0 | 0 | 0 | 0 | 0 | 0 | 0 | 0 | 0 | SCE EOP | Geothermal | SCE_Nevada_EGS_NF_177 | 0 | 0 | 0 | 0 | 0 | 0 | 0 | 0 | 0 | 0 | 0 | 0 | 0 | 0 | 0 | 0 | 0 | 0 | 0 | 0 | 0 | 0 | 0 | 0 | 0 | 0 |  | SCE_Nevada_EGS_NF_177 | 0 | 0 | 0 | 0 | 0 | 0 | 0 | 0 | 0 | 0 | 0 | 0 | 0 | 0 | 0 | 0 | 0 | 0 | 0 | 0 | 0 | 0 | 0 | 0 | 0 | 0
SCE_New_Geothermal_Generic | SCE_New_Geothermal | SCE_Nevada_Geothermal_131 | 0 | 0 | 0 | 0 | 0 | 0 | 0 | 0 | 0 | 0 | 0 | 0 | 0 | 0 | 0 | 0 | 0.288 | 0 | 0 | 0 | 0 | 0.288 | 0 | 0 | 0 | 0.288 | SCE EOP | Geothermal | SCE_Nevada_Geothermal_131 | 0 | 0 | 0 | 0 | 0 | 0 | 0 | 0 | 0 | 0 | 0 | 0 | 0 | 0 | 0 | 0 | 0.288 | 0 | 0 | 0 | 0 | 0.288 | 0 | 0 | 0 | 0.288 |  | SCE_Nevada_Geothermal_131 | 0 | 0 | 0 | 0 | 0 | 0 | 0 | 0 | 0 | 0 | 0 | 0 | 0 | 0 | 0 | 0 | 0 | 0 | 0 | 0 | 0 | 0 | 0 | 0 | 0 | 0
SCE_New_Geothermal_Generic | SCE_New_Geothermal | SCE_Nevada_Geothermal_175 | 0 | 0 | 0 | 0 | 0 | 0 | 0 | 0 | 0 | 0 | 0 | 0 | 0 | 0 | 0 | 0 | 0.1612 | 0 | 0 | 0 | 0 | 0.1612 | 0 | 0 | 0 | 0.1612 | SCE NOL | Geothermal | SCE_Nevada_Geothermal_175 | 0 | 0 | 0 | 0 | 0 | 0 | 0 | 0 | 0 | 0 | 0 | 0 | 0 | 0 | 0 | 0 | 0.1612 | 0 | 0 | 0 | 0 | 0.1612 | 0 | 0 | 0 | 0.1612 |  | SCE_Nevada_Geothermal_175 | 0 | 0 | 0 | 0 | 0 | 0 | 0 | 0 | 0 | 0 | 0 | 0 | 0 | 0 | 0 | 0 | 0 | 0 | 0 | 0 | 0 | 0 | 0 | 0 | 0 | 0
SCE_New_Geothermal_Generic | SCE_New_Geothermal | SCE_Nevada_Geothermal_177 | 0 | 0 | 0 | 0 | 0 | 0 | 0.025603 | 0 | 0.15061 | 0 | 0 | 0.15061 | 0 | 0 | 0 | 0 | 0.436 | 0 | 0 | 0 | 0 | 0.436 | 0 | 0 | 0 | 0.436 | SCE EOP | Geothermal | SCE_Nevada_Geothermal_177 | 0 | 0 | 0 | 0 | 0 | 0 | 0.025603 | 0 | 0.15061 | 0 | 0 | 0.15061 | 0 | 0 | 0 | 0 | 0.436 | 0 | 0 | 0 | 0 | 0.436 | 0 | 0 | 0 | 0.436 |  | SCE_Nevada_Geothermal_177 | 0 | 0 | 0 | 0 | 0 | 0 | 0 | 0 | 0 | 0 | 0 | 0 | 0 | 0 | 0 | 0 | 0 | 0 | 0 | 0 | 0 | 0 | 0 | 0 | 0 | 0
| SCE_New_Gas_CCGT | SCE_New_Gas_CCGT_Asset | 0 | 0 | 0 | 0 | 0 | 0 | 0 | 0 | 0 | 0 | 0 | 0 | 0 | 0 | 0 | 0 | 0 | 0 | 0 | 0 | 0 | 0 | 0 | 0 | 0 | 0 | Check | 0 | SCE_New_Gas_CCGT_Asset | 0 | 0 | 0 | 0 | 0 | 0 | 0 | 0 | 0 | 0 | 0 | 0 | 0 | 0 | 0 | 0 | 0 | 0 | 0 | 0 | 0 | 0 | 0 | 0 | 0 | 0 |  | SCE_New_Gas_CCGT_Asset | 0 | 0 | 0 | 0 | 0 | 0 | 0 | 0 | 0 | 0 | 0 | 0 | 0 | 0 | 0 | 0 | 0 | 0 | 0 | 0 | 0 | 0 | 0 | 0 | 0 | 0
| SCE_New_Gas_CT | SCE_New_Gas_CT_Asset | 0 | 0 | 0 | 0 | 0 | 0 | 0 | 0 | 0 | 0 | 0 | 0 | 0 | 0 | 0 | 0 | 0 | 0 | 0 | 0 | 0 | 0 | 0 | 0 | 0 | 0 | Check | 0 | SCE_New_Gas_CT_Asset | 0 | 0 | 0 | 0 | 0 | 0 | 0 | 0 | 0 | 0 | 0 | 0 | 0 | 0 | 0 | 0 | 0 | 0 | 0 | 0 | 0 | 0 | 0 | 0 | 0 | 0 |  | SCE_New_Gas_CT_Asset | 0 | 0 | 0 | 0 | 0 | 0 | 0 | 0 | 0 | 0 | 0 | 0 | 0 | 0 | 0 | 0 | 0 | 0 | 0 | 0 | 0 | 0 | 0 | 0 | 0 | 0
| SCE_New_Gas_RICE | SCE_New_Gas_RICE_Asset | 0 | 0 | 0 | 0 | 0 | 0 | 0 | 0 | 0 | 0 | 0 | 0 | 0 | 0 | 0 | 0 | 0 | 0 | 0 | 0 | 0 | 0 | 0 | 0 | 0 | 0 | Check | 0 | SCE_New_Gas_RICE_Asset | 0 | 0 | 0 | 0 | 0 | 0 | 0 | 0 | 0 | 0 | 0 | 0 | 0 | 0 | 0 | 0 | 0 | 0 | 0 | 0 | 0 | 0 | 0 | 0 | 0 | 0 |  | SCE_New_Gas_RICE_Asset | 0 | 0 | 0 | 0 | 0 | 0 | 0 | 0 | 0 | 0 | 0 | 0 | 0 | 0 | 0 | 0 | 0 | 0 | 0 | 0 | 0 | 0 | 0 | 0 | 0 | 0
SCE_New_Mexico_Wind_Generic | SCE_New_Mexico_Wind | SCE_New_Mexico_Wind_176_Tranche1 | 0 | 0 | 0 | 0 | 0 | 0 | 0.546 | 0 | 0.546 | 0 | 0 | 0.546 | 0 | 0 | 0 | 0 | 0.546 | 0 | 0 | 0 | 0 | 0.546 | 0 | 0 | 0 | 0.546 | SCE Eastern | OOS Wind | SCE_New_Mexico_Wind_176_Tranche1 | 0 | 0 | 0 | 0 | 0 | 0 | 0.546 | 0 | 0.546 | 0 | 0 | 0.546 | 0 | 0 | 0 | 0 | 0.546 | 0 | 0 | 0 | 0 | 0.546 | 0 | 0 | 0 | 0.546 |  | SCE_New_Mexico_Wind_176_Tranche1 | 0 | 0 | 0 | 0 | 0 | 0 | 0 | 0 | 0 | 0 | 0 | 0 | 0 | 0 | 0 | 0 | 0 | 0 | 0 | 0 | 0 | 0 | 0 | 0 | 0 | 0
SCE_New_Mexico_Wind_Generic | SCE_New_Mexico_Wind | SCE_New_Mexico_Wind_176_Tranche2 | 0 | 0 | 0 | 0 | 0 | 0 | 0.89 | 0 | 0.89 | 0 | 0 | 0.89 | 0 | 0 | 0 | 0 | 0.89 | 0 | 0 | 0 | 0 | 0.89 | 0 | 0 | 0 | 0.89 | SCE Eastern | OOS Wind | SCE_New_Mexico_Wind_176_Tranche2 | 0 | 0 | 0 | 0 | 0 | 0 | 0.89 | 0 | 0.89 | 0 | 0 | 0.89 | 0 | 0 | 0 | 0 | 0.89 | 0 | 0 | 0 | 0 | 0.89 | 0 | 0 | 0 | 0.89 |  | SCE_New_Mexico_Wind_176_Tranche2 | 0 | 0 | 0 | 0 | 0 | 0 | 0 | 0 | 0 | 0 | 0 | 0 | 0 | 0 | 0 | 0 | 0 | 0 | 0 | 0 | 0 | 0 | 0 | 0 | 0 | 0
SCE_New_Mexico_Wind_Generic | SCE_New_Mexico_Wind | SCE_New_Mexico_Wind_176_Tranche3 | 0 | 0 | 0 | 0 | 0 | 0 | 0 | 0 | 1.5 | 0 | 0 | 1.5 | 0 | 0 | 0 | 0 | 1.5 | 0 | 0 | 0 | 0 | 1.5 | 0 | 0 | 0 | 1.5 | SCE Eastern | OOS Wind | SCE_New_Mexico_Wind_176_Tranche3 | 0 | 0 | 0 | 0 | 0 | 0 | 0 | 0 | 1.5 | 0 | 0 | 1.5 | 0 | 0 | 0 | 0 | 1.5 | 0 | 0 | 0 | 0 | 1.5 | 0 | 0 | 0 | 1.5 |  | SCE_New_Mexico_Wind_176_Tranche3 | 0 | 0 | 0 | 0 | 0 | 0 | 0 | 0 | 0 | 0 | 0 | 0 | 0 | 0 | 0 | 0 | 0 | 0 | 0 | 0 | 0 | 0 | 0 | 0 | 0 | 0
SCE_New_Mexico_Wind_Generic | SCE_New_Mexico_Wind | SCE_New_Mexico_Wind_176_Tranche4 | 0 | 0 | 0 | 0 | 0 | 0 | 0 | 0 | 0 | 0 | 0 | 0 | 0 | 0 | 0 | 0 | 0 | 0 | 0 | 0 | 0 | 3 | 0 | 0 | 0 | 3 | SCE Eastern | OOS Wind | SCE_New_Mexico_Wind_176_Tranche4 | 0 | 0 | 0 | 0 | 0 | 0 | 0 | 0 | 0 | 0 | 0 | 0 | 0 | 0 | 0 | 0 | 0 | 0 | 0 | 0 | 0 | 3 | 0 | 0 | 0 | 3 |  | SCE_New_Mexico_Wind_176_Tranche4 | 0 | 0 | 0 | 0 | 0 | 0 | 0 | 0 | 0 | 0 | 0 | 0 | 0 | 0 | 0 | 0 | 0 | 0 | 0 | 0 | 0 | 0 | 0 | 0 | 0 | 0
SCE_New_Mexico_Wind_Generic | SCE_New_Mexico_Wind | SCE_New_Mexico_Wind_97_Tranche5 | 0 | 0 | 0 | 0 | 0 | 0 | 0 | 0 | 0 | 0 | 0 | 0 | 0 | 0 | 0 | 0 | 0 | 0 | 0 | 0 | 0 | 3 | 0 | 0 | 0 | 3 | SCE Metro | OOS Wind | SCE_New_Mexico_Wind_97_Tranche5 | 0 | 0 | 0 | 0 | 0 | 0 | 0 | 0 | 0 | 0 | 0 | 0 | 0 | 0 | 0 | 0 | 0 | 0 | 0 | 0 | 0 | 3 | 0 | 0 | 0 | 3 |  | SCE_New_Mexico_Wind_97_Tranche5 | 0 | 0 | 0 | 0 | 0 | 0 | 0 | 0 | 0 | 0 | 0 | 0 | 0 | 0 | 0 | 0 | 0 | 0 | 0 | 0 | 0 | 0 | 0 | 0 | 0 | 0
SCE_New_EGS_Generic | SCE_New_EGS | SCE_NOL_EGS_Deep_141 | 0 | 0 | 0 | 0 | 0 | 0 | 0 | 0 | 0 | 0 | 0 | 0 | 0 | 0 | 0 | 0 | 0 | 0 | 0 | 0 | 0 | 0 | 0 | 0 | 0 | 0 | SCE NOL | Geothermal | SCE_NOL_EGS_Deep_141 | 0 | 0 | 0 | 0 | 0 | 0 | 0 | 0 | 0 | 0 | 0 | 0 | 0 | 0 | 0 | 0 | 0 | 0 | 0 | 0 | 0 | 0 | 0 | 0 | 0 | 0 |  | SCE_NOL_EGS_Deep_141 | 0 | 0 | 0 | 0 | 0 | 0 | 0 | 0 | 0 | 0 | 0 | 0 | 0 | 0 | 0 | 0 | 0 | 0 | 0 | 0 | 0 | 0 | 0 | 0 | 0 | 0
SCE_New_EGS_Generic | SCE_New_EGS | SCE_NOL_EGS_Deep_160 | 0 | 0 | 0 | 0 | 0 | 0 | 0 | 0 | 0 | 0 | 0 | 0 | 0 | 0 | 0 | 0 | 0 | 0 | 0 | 0 | 0 | 0 | 0 | 0 | 0 | 0 | SCE NOL | Geothermal | SCE_NOL_EGS_Deep_160 | 0 | 0 | 0 | 0 | 0 | 0 | 0 | 0 | 0 | 0 | 0 | 0 | 0 | 0 | 0 | 0 | 0 | 0 | 0 | 0 | 0 | 0 | 0 | 0 | 0 | 0 |  | SCE_NOL_EGS_Deep_160 | 0 | 0 | 0 | 0 | 0 | 0 | 0 | 0 | 0 | 0 | 0 | 0 | 0 | 0 | 0 | 0 | 0 | 0 | 0 | 0 | 0 | 0 | 0 | 0 | 0 | 0
SCE_New_EGS_Generic | SCE_New_EGS | SCE_NOL_EGS_Deep_175 | 0 | 0 | 0 | 0 | 0 | 0 | 0 | 0 | 0 | 0 | 0 | 0 | 0 | 0 | 0 | 0 | 0 | 0 | 0 | 0 | 0 | 0 | 0 | 0 | 0 | 0 | SCE NOL | Geothermal | SCE_NOL_EGS_Deep_175 | 0 | 0 | 0 | 0 | 0 | 0 | 0 | 0 | 0 | 0 | 0 | 0 | 0 | 0 | 0 | 0 | 0 | 0 | 0 | 0 | 0 | 0 | 0 | 0 | 0 | 0 |  | SCE_NOL_EGS_Deep_175 | 0 | 0 | 0 | 0 | 0 | 0 | 0 | 0 | 0 | 0 | 0 | 0 | 0 | 0 | 0 | 0 | 0 | 0 | 0 | 0 | 0 | 0 | 0 | 0 | 0 | 0
SCE_New_EGS_Generic | SCE_New_EGS | SCE_NOL_EGS_NF_160 | 0 | 0 | 0 | 0 | 0 | 0 | 0 | 0 | 0 | 0 | 0 | 0 | 0 | 0 | 0 | 0 | 0 | 0 | 0 | 0 | 0 | 0 | 0 | 0 | 0 | 0 | SCE NOL | Geothermal | SCE_NOL_EGS_NF_160 | 0 | 0 | 0 | 0 | 0 | 0 | 0 | 0 | 0 | 0 | 0 | 0 | 0 | 0 | 0 | 0 | 0 | 0 | 0 | 0 | 0 | 0 | 0 | 0 | 0 | 0 |  | SCE_NOL_EGS_NF_160 | 0 | 0 | 0 | 0 | 0 | 0 | 0 | 0 | 0 | 0 | 0 | 0 | 0 | 0 | 0 | 0 | 0 | 0 | 0 | 0 | 0 | 0 | 0 | 0 | 0 | 0
SCE_New_EGS_Generic | SCE_New_EGS | SCE_NOL_EGS_NF_175 | 0 | 0 | 0 | 0 | 0 | 0 | 0 | 0 | 0 | 0 | 0 | 0 | 0 | 0 | 0 | 0 | 0 | 0 | 0 | 0 | 0 | 0 | 0 | 0 | 0 | 0 | SCE NOL | Geothermal | SCE_NOL_EGS_NF_175 | 0 | 0 | 0 | 0 | 0 | 0 | 0 | 0 | 0 | 0 | 0 | 0 | 0 | 0 | 0 | 0 | 0 | 0 | 0 | 0 | 0 | 0 | 0 | 0 | 0 | 0 |  | SCE_NOL_EGS_NF_175 | 0 | 0 | 0 | 0 | 0 | 0 | 0 | 0 | 0 | 0 | 0 | 0 | 0 | 0 | 0 | 0 | 0 | 0 | 0 | 0 | 0 | 0 | 0 | 0 | 0 | 0
SCE_New_Geothermal_Generic | SCE_New_Geothermal | SCE_NOL_Geothermal_160 | 0 | 0 | 0 | 0 | 0 | 0 | 0 | 0 | 0 | 0 | 0 | 0 | 0 | 0 | 0 | 0 | 0.11679 | 0 | 0 | 0 | 0 | 0.11679 | 0 | 0 | 0 | 0.11679 | SCE NOL | Geothermal | SCE_NOL_Geothermal_160 | 0 | 0 | 0 | 0 | 0 | 0 | 0 | 0 | 0 | 0 | 0 | 0 | 0 | 0 | 0 | 0 | 0.11679 | 0 | 0 | 0 | 0 | 0.11679 | 0 | 0 | 0 | 0.11679 |  | SCE_NOL_Geothermal_160 | 0 | 0 | 0 | 0 | 0 | 0 | 0 | 0 | 0 | 0 | 0 | 0 | 0 | 0 | 0 | 0 | 0 | 0 | 0 | 0 | 0 | 0 | 0 | 0 | 0 | 0
SCE_New_Geothermal_Generic | SCE_New_Geothermal | SCE_NOL_Geothermal_175 | 0 | 0 | 0 | 0 | 0 | 0 | 0 | 0 | 0 | 0 | 0 | 0 | 0 | 0 | 0 | 0 | 0.0248 | 0 | 0 | 0 | 0 | 0.0248 | 0 | 0 | 0 | 0.0248 | SCE NOL | Geothermal | SCE_NOL_Geothermal_175 | 0 | 0 | 0 | 0 | 0 | 0 | 0 | 0 | 0 | 0 | 0 | 0 | 0 | 0 | 0 | 0 | 0.0248 | 0 | 0 | 0 | 0 | 0.0248 | 0 | 0 | 0 | 0.0248 |  | SCE_NOL_Geothermal_175 | 0 | 0 | 0 | 0 | 0 | 0 | 0 | 0 | 0 | 0 | 0 | 0 | 0 | 0 | 0 | 0 | 0 | 0 | 0 | 0 | 0 | 0 | 0 | 0 | 0 | 0
SCE_LDES_12hr_Generic | SCE_LDES_12hr | SCE_NOL_LDES_12hr_110 | 0 | 0 | 0 | 0 | 0 | 0 | 0 | 0 | 0 | 0 | 0 | 0 | 0 | 0 | 0 | 0 | 0.38635 | 0 | 0 | 0 | 0 | 0.38635 | 0 | 0 | 0 | 0.38635 | SCE NOL | LDES | SCE_NOL_LDES_12hr_110 | 0 | 0 | 0 | 0 | 0 | 0 | 0 | 0 | 0 | 0 | 0 | 0 | 0 | 0 | 0 | 0 | 0.38635 | 0 | 0 | 0 | 0 | 0.38635 | 0 | 0 | 0 | 0.38635 |  | SCE_NOL_LDES_12hr_110 | 0 | 0 | 0 | 0 | 0 | 0 | 0 | 0 | 0 | 0 | 0 | 0 | 0 | 0 | 0 | 0 | 0 | 0 | 0 | 0 | 0 | 0 | 0 | 0 | 0 | 0
SCE_New_Li_Battery_4hr_Generic | SCE_New_Li_Battery_4hr | SCE_NOL_Li_Battery_4hr_110 | 0 | 0 | 0 | 0 | 0 | 0 | 0 | 0 | 0.15 | 0 | 0 | 0.15 | 0 | 0 | 0 | 0 | 0.15 | 0 | 0 | 0 | 0 | 0.15 | 0 | 0 | 0 | 0.15 | SCE NOL | Battery | SCE_NOL_Li_Battery_4hr_110 | 0 | 0 | 0 | 0 | 0 | 0 | 0 | 0 | 0.15 | 0 | 0 | 0.15 | 0 | 0 | 0 | 0 | 0.15 | 0 | 0 | 0 | 0 | 0.15 | 0 | 0 | 0 | 0.15 | Li-ion Battery (4-hr) | SCE_NOL_Li_Battery_4hr_110 | 0 | 0 | 0 | 0 | 0 | 0 | 0 | 0 | 0 | 0 | 0 | 0 | 0 | 0 | 0 | 0 | 0 | 0 | 0 | 0 | 0 | 0 | 0 | 0 | 0 | 0
SCE_New_Li_Battery_4hr_Generic | SCE_New_Li_Battery_4hr | SCE_NOL_Li_Battery_4hr_141 | 0 | 0 | 0 | 0 | 0 | 0 | 0 | 0 | 0 | 0 | 0 | 0 | 0 | 0 | 0 | 0 | 0 | 0 | 0 | 0 | 0 | 0 | 0 | 0 | 0 | 0 | SCE NOL | Battery | SCE_NOL_Li_Battery_4hr_141 | 0 | 0 | 0 | 0 | 0 | 0 | 0 | 0 | 0 | 0 | 0 | 0 | 0 | 0 | 0 | 0 | 0 | 0 | 0 | 0 | 0 | 0 | 0 | 0 | 0 | 0 | Li-ion Battery (4-hr) | SCE_NOL_Li_Battery_4hr_141 | 0 | 0 | 0 | 0 | 0 | 0 | 0 | 0 | 0 | 0 | 0 | 0 | 0 | 0 | 0 | 0 | 0 | 0 | 0 | 0 | 0 | 0 | 0 | 0 | 0 | 0
SCE_New_Li_Battery_4hr_Generic | SCE_New_Li_Battery_4hr | SCE_NOL_Li_Battery_4hr_146 | 0 | 0 | 0 | 0 | 0 | 0 | 0.3922 | 0 | 0.3922 | 0 | 0 | 0.3922 | 0 | 0 | 0 | 0 | 0.3922 | 0 | 0 | 0 | 0 | 0.3922 | 0 | 0 | 0 | 0.3922 | SCE NOL | Battery | SCE_NOL_Li_Battery_4hr_146 | 0 | 0 | 0 | 0 | 0 | 0 | 0.3922 | 0 | 0.3922 | 0 | 0 | 0.3922 | 0 | 0 | 0 | 0 | 0.3922 | 0 | 0 | 0 | 0 | 0.3922 | 0 | 0 | 0 | 0.3922 | Li-ion Battery (4-hr) | SCE_NOL_Li_Battery_4hr_146 | 0 | 0 | 0 | 0 | 0 | 0 | 0 | 0 | 0 | 0 | 0 | 0 | 0 | 0 | 0 | 0 | 0 | 0 | 0 | 0 | 0 | 0 | 0 | 0 | 0 | 0
SCE_New_Li_Battery_4hr_Generic | SCE_New_Li_Battery_4hr | SCE_NOL_Li_Battery_4hr_160 | 0 | 0 | 0 | 0 | 0 | 0 | 0 | 0 | 0 | 0 | 0 | 0 | 0 | 0 | 0 | 0 | 0 | 0 | 0 | 0 | 0 | 0 | 0 | 0 | 0 | 0 | SCE NOL | Battery | SCE_NOL_Li_Battery_4hr_160 | 0 | 0 | 0 | 0 | 0 | 0 | 0 | 0 | 0 | 0 | 0 | 0 | 0 | 0 | 0 | 0 | 0 | 0 | 0 | 0 | 0 | 0 | 0 | 0 | 0 | 0 | Li-ion Battery (4-hr) | SCE_NOL_Li_Battery_4hr_160 | 0 | 0 | 0 | 0 | 0 | 0 | 0 | 0 | 0 | 0 | 0 | 0 | 0 | 0 | 0 | 0 | 0 | 0 | 0 | 0 | 0 | 0 | 0 | 0 | 0 | 0
SCE_New_Li_Battery_4hr_Generic | SCE_New_Li_Battery_4hr | SCE_NOL_Li_Battery_4hr_175 | 0 | 0 | 0 | 0 | 0 | 0 | 0 | 0 | 0 | 0 | 0 | 0 | 0 | 0 | 0 | 0 | 0 | 0 | 0 | 0 | 0 | 0 | 0 | 0 | 0 | 0 | SCE NOL | Battery | SCE_NOL_Li_Battery_4hr_175 | 0 | 0 | 0 | 0 | 0 | 0 | 0 | 0 | 0 | 0 | 0 | 0 | 0 | 0 | 0 | 0 | 0 | 0 | 0 | 0 | 0 | 0 | 0 | 0 | 0 | 0 | Li-ion Battery (4-hr) | SCE_NOL_Li_Battery_4hr_175 | 0 | 0 | 0 | 0 | 0 | 0 | 0 | 0 | 0 | 0 | 0 | 0 | 0 | 0 | 0 | 0 | 0 | 0 | 0 | 0 | 0 | 0 | 0 | 0 | 0 | 0
SCE_New_Li_Battery_8hr_Generic | SCE_New_Li_Battery_8hr | SCE_NOL_Li_Battery_8hr_110 | 0 | 0 | 0 | 0 | 0 | 0 | 0.006 | 0 | 0.006 | 0 | 0 | 0.006 | 0 | 0 | 0 | 0 | 0.006 | 0 | 0 | 0 | 0 | 0.006 | 0 | 0 | 0 | 0.006 | SCE NOL | Battery | SCE_NOL_Li_Battery_8hr_110 | 0 | 0 | 0 | 0 | 0 | 0 | 0.006 | 0 | 0.006 | 0 | 0 | 0.006 | 0 | 0 | 0 | 0 | 0.006 | 0 | 0 | 0 | 0 | 0.006 | 0 | 0 | 0 | 0.006 | Li-ion Battery (8-hr) | SCE_NOL_Li_Battery_8hr_110 | 0 | 0 | 0 | 0 | 0 | 0 | 0 | 0 | 0 | 0 | 0 | 0 | 0 | 0 | 0 | 0 | 0 | 0 | 0 | 0 | 0 | 0 | 0 | 0 | 0 | 0
SCE_New_Li_Battery_8hr_Generic | SCE_New_Li_Battery_8hr | SCE_NOL_Li_Battery_8hr_141 | 0 | 0 | 0 | 0 | 0 | 0 | 0 | 0 | 0 | 0 | 0 | 0 | 0 | 0 | 0 | 0 | 0 | 0 | 0 | 0 | 0 | 0 | 0 | 0 | 0 | 0 | SCE NOL | Battery | SCE_NOL_Li_Battery_8hr_141 | 0 | 0 | 0 | 0 | 0 | 0 | 0 | 0 | 0 | 0 | 0 | 0 | 0 | 0 | 0 | 0 | 0 | 0 | 0 | 0 | 0 | 0 | 0 | 0 | 0 | 0 | Li-ion Battery (8-hr) | SCE_NOL_Li_Battery_8hr_141 | 0 | 0 | 0 | 0 | 0 | 0 | 0 | 0 | 0 | 0 | 0 | 0 | 0 | 0 | 0 | 0 | 0 | 0 | 0 | 0 | 0 | 0 | 0 | 0 | 0 | 0
SCE_New_Li_Battery_8hr_Generic | SCE_New_Li_Battery_8hr | SCE_NOL_Li_Battery_8hr_146 | 0 | 0 | 0 | 0 | 0 | 0 | 0 | 0 | 0 | 0 | 0 | 0 | 0 | 0 | 0 | 0 | 0 | 0 | 0 | 0 | 0 | 0 | 0 | 0 | 0 | 0 | SCE NOL | Battery | SCE_NOL_Li_Battery_8hr_146 | 0 | 0 | 0 | 0 | 0 | 0 | 0 | 0 | 0 | 0 | 0 | 0 | 0 | 0 | 0 | 0 | 0 | 0 | 0 | 0 | 0 | 0 | 0 | 0 | 0 | 0 | Li-ion Battery (8-hr) | SCE_NOL_Li_Battery_8hr_146 | 0 | 0 | 0 | 0 | 0 | 0 | 0 | 0 | 0 | 0 | 0 | 0 | 0 | 0 | 0 | 0 | 0 | 0 | 0 | 0 | 0 | 0 | 0 | 0 | 0 | 0
SCE_New_Li_Battery_8hr_Generic | SCE_New_Li_Battery_8hr | SCE_NOL_Li_Battery_8hr_160 | 0 | 0 | 0 | 0 | 0 | 0 | 0 | 0 | 0 | 0 | 0 | 0 | 0 | 0 | 0 | 0 | 0 | 0 | 0 | 0 | 0 | 0 | 0 | 0 | 0 | 0 | SCE NOL | Battery | SCE_NOL_Li_Battery_8hr_160 | 0 | 0 | 0 | 0 | 0 | 0 | 0 | 0 | 0 | 0 | 0 | 0 | 0 | 0 | 0 | 0 | 0 | 0 | 0 | 0 | 0 | 0 | 0 | 0 | 0 | 0 | Li-ion Battery (8-hr) | SCE_NOL_Li_Battery_8hr_160 | 0 | 0 | 0 | 0 | 0 | 0 | 0 | 0 | 0 | 0 | 0 | 0 | 0 | 0 | 0 | 0 | 0 | 0 | 0 | 0 | 0 | 0 | 0 | 0 | 0 | 0
SCE_New_Li_Battery_8hr_Generic | SCE_New_Li_Battery_8hr | SCE_NOL_Li_Battery_8hr_175 | 0 | 0 | 0 | 0 | 0 | 0 | 0 | 0 | 0 | 0 | 0 | 0 | 0 | 0 | 0 | 0 | 0 | 0 | 0 | 0 | 0 | 0 | 0 | 0 | 0 | 0 | SCE NOL | Battery | SCE_NOL_Li_Battery_8hr_175 | 0 | 0 | 0 | 0 | 0 | 0 | 0 | 0 | 0 | 0 | 0 | 0 | 0 | 0 | 0 | 0 | 0 | 0 | 0 | 0 | 0 | 0 | 0 | 0 | 0 | 0 | Li-ion Battery (8-hr) | SCE_NOL_Li_Battery_8hr_175 | 0 | 0 | 0 | 0 | 0 | 0 | 0 | 0 | 0 | 0 | 0 | 0 | 0 | 0 | 0 | 0 | 0 | 0 | 0 | 0 | 0 | 0 | 0 | 0 | 0 | 0
SCE_NOL_Solar_Generic | SCE_NOL_Solar | SCE_NOL_Solar_110 | 0 | 0 | 0 | 0 | 0 | 0 | 0.17187 | 0 | 0.17187 | 0 | 0 | 0.17187 | 0 | 0 | 0 | 0 | 0.17187 | 0 | 0 | 0 | 0 | 0.17187 | 0 | 0 | 0 | 0.17187 | SCE NOL | Solar | SCE_NOL_Solar_110 | 0 | 0 | 0 | 0 | 0 | 0 | 0.17187 | 0 | 0.17187 | 0 | 0 | 0.17187 | 0 | 0 | 0 | 0 | 0.17187 | 0 | 0 | 0 | 0 | 0.17187 | 0 | 0 | 0 | 0.17187 |  | SCE_NOL_Solar_110 | 0 | 0 | 0 | 0 | 0 | 0 | 0 | 0 | 0 | 0 | 0 | 0 | 0 | 0 | 0 | 0 | 0 | 0 | 0 | 0 | 0 | 0 | 0 | 0 | 0 | 0
SCE_NOL_Solar_Generic | SCE_NOL_Solar | SCE_NOL_Solar_141 | 0 | 0 | 0 | 0 | 0 | 0 | 0.10613 | 0 | 0.10613 | 0 | 0 | 0.10613 | 0 | 0 | 0 | 0 | 0.10613 | 0 | 0 | 0 | 0 | 0.10613 | 0 | 0 | 0 | 0.71988 | SCE NOL | Solar | SCE_NOL_Solar_141 | 0 | 0 | 0 | 0 | 0 | 0 | 0.10613 | 0 | 0.10613 | 0 | 0 | 0.10613 | 0 | 0 | 0 | 0 | 0.10613 | 0 | 0 | 0 | 0 | 0.10613 | 0 | 0 | 0 | 0.37125 |  | SCE_NOL_Solar_141 | 0 | 0 | 0 | 0 | 0 | 0 | 0 | 0 | 0 | 0 | 0 | 0 | 0 | 0 | 0 | 0 | 0 | 0 | 0 | 0 | 0 | 0 | 0 | 0 | 0 | 0.35
SCE_NOL_Solar_Generic | SCE_NOL_Solar | SCE_NOL_Solar_146 | 0 | 0 | 0 | 0 | 0 | 0 | 0 | 0 | 0 | 0 | 0 | 0 | 0 | 0 | 0 | 0 | 0 | 0 | 0 | 0 | 0 | 0 | 0 | 0 | 0 | 0.1543 | SCE NOL | Solar | SCE_NOL_Solar_146 | 0 | 0 | 0 | 0 | 0 | 0 | 0 | 0 | 0 | 0 | 0 | 0 | 0 | 0 | 0 | 0 | 0 | 0 | 0 | 0 | 0 | 0 | 0 | 0 | 0 | 0.1543 |  | SCE_NOL_Solar_146 | 0 | 0 | 0 | 0 | 0 | 0 | 0 | 0 | 0 | 0 | 0 | 0 | 0 | 0 | 0 | 0 | 0 | 0 | 0 | 0 | 0 | 0 | 0 | 0 | 0 | 0
SCE_NOL_Solar_Generic | SCE_NOL_Solar | SCE_NOL_Solar_160 | 0 | 0 | 0 | 0 | 0 | 0 | 0 | 0 | 0 | 0 | 0 | 0 | 0 | 0 | 0 | 0 | 0 | 0 | 0 | 0 | 0 | 0 | 0 | 0 | 0 | 0 | SCE NOL | Solar | SCE_NOL_Solar_160 | 0 | 0 | 0 | 0 | 0 | 0 | 0 | 0 | 0 | 0 | 0 | 0 | 0 | 0 | 0 | 0 | 0 | 0 | 0 | 0 | 0 | 0 | 0 | 0 | 0 | 0 |  | SCE_NOL_Solar_160 | 0 | 0 | 0 | 0 | 0 | 0 | 0 | 0 | 0 | 0 | 0 | 0 | 0 | 0 | 0 | 0 | 0 | 0 | 0 | 0 | 0 | 0 | 0 | 0 | 0 | 0
SCE_NOL_Solar_Generic | SCE_NOL_Solar | SCE_NOL_Solar_175 | 0 | 0 | 0 | 0 | 0 | 0 | 0 | 0 | 0 | 0 | 0 | 0 | 0 | 0 | 0 | 0 | 0 | 0 | 0 | 0 | 0 | 0 | 0 | 0 | 0 | 0 | SCE NOL | Solar | SCE_NOL_Solar_175 | 0 | 0 | 0 | 0 | 0 | 0 | 0 | 0 | 0 | 0 | 0 | 0 | 0 | 0 | 0 | 0 | 0 | 0 | 0 | 0 | 0 | 0 | 0 | 0 | 0 | 0 |  | SCE_NOL_Solar_175 | 0 | 0 | 0 | 0 | 0 | 0 | 0 | 0 | 0 | 0 | 0 | 0 | 0 | 0 | 0 | 0 | 0 | 0 | 0 | 0 | 0 | 0 | 0 | 0 | 0 | 0
SCE_NOL_Wind_Generic | SCE_NOL_Wind | SCE_NOL_Wind_110 | 0 | 0 | 0 | 0 | 0 | 0 | 0 | 0 | 0 | 0 | 0 | 0 | 0 | 0 | 0 | 0 | 0 | 0 | 0 | 0 | 0 | 0 | 0 | 0 | 0 | 0 | SCE NOL | Wind | SCE_NOL_Wind_110 | 0 | 0 | 0 | 0 | 0 | 0 | 0 | 0 | 0 | 0 | 0 | 0 | 0 | 0 | 0 | 0 | 0 | 0 | 0 | 0 | 0 | 0 | 0 | 0 | 0 | 0 |  | SCE_NOL_Wind_110 | 0 | 0 | 0 | 0 | 0 | 0 | 0 | 0 | 0 | 0 | 0 | 0 | 0 | 0 | 0 | 0 | 0 | 0 | 0 | 0 | 0 | 0 | 0 | 0 | 0 | 0
SCE_NOL_Wind_Generic | SCE_NOL_Wind | SCE_NOL_Wind_141 | 0 | 0 | 0 | 0 | 0 | 0 | 0 | 0 | 0 | 0 | 0 | 0 | 0 | 0 | 0 | 0 | 0 | 0 | 0 | 0 | 0 | 0 | 0 | 0 | 0 | 0 | SCE NOL | Wind | SCE_NOL_Wind_141 | 0 | 0 | 0 | 0 | 0 | 0 | 0 | 0 | 0 | 0 | 0 | 0 | 0 | 0 | 0 | 0 | 0 | 0 | 0 | 0 | 0 | 0 | 0 | 0 | 0 | 0 |  | SCE_NOL_Wind_141 | 0 | 0 | 0 | 0 | 0 | 0 | 0 | 0 | 0 | 0 | 0 | 0 | 0 | 0 | 0 | 0 | 0 | 0 | 0 | 0 | 0 | 0 | 0 | 0 | 0 | 0
SCE_NOL_Wind_Generic | SCE_NOL_Wind | SCE_NOL_Wind_160 | 0 | 0 | 0 | 0 | 0 | 0 | 0 | 0 | 0 | 0 | 0 | 0 | 0 | 0 | 0 | 0 | 0 | 0 | 0 | 0 | 0 | 0 | 0 | 0 | 0 | 0 | SCE NOL | Wind | SCE_NOL_Wind_160 | 0 | 0 | 0 | 0 | 0 | 0 | 0 | 0 | 0 | 0 | 0 | 0 | 0 | 0 | 0 | 0 | 0 | 0 | 0 | 0 | 0 | 0 | 0 | 0 | 0 | 0 |  | SCE_NOL_Wind_160 | 0 | 0 | 0 | 0 | 0 | 0 | 0 | 0 | 0 | 0 | 0 | 0 | 0 | 0 | 0 | 0 | 0 | 0 | 0 | 0 | 0 | 0 | 0 | 0 | 0 | 0
SCE_NOL_Wind_Generic | SCE_NOL_Wind | SCE_NOL_Wind_175 | 0 | 0 | 0 | 0 | 0 | 0 | 0 | 0 | 0 | 0 | 0 | 0 | 0 | 0 | 0 | 0 | 0 | 0 | 0 | 0 | 0 | 0 | 0 | 0 | 0 | 0 | SCE NOL | Wind | SCE_NOL_Wind_175 | 0 | 0 | 0 | 0 | 0 | 0 | 0 | 0 | 0 | 0 | 0 | 0 | 0 | 0 | 0 | 0 | 0 | 0 | 0 | 0 | 0 | 0 | 0 | 0 | 0 | 0 |  | SCE_NOL_Wind_175 | 0 | 0 | 0 | 0 | 0 | 0 | 0 | 0 | 0 | 0 | 0 | 0 | 0 | 0 | 0 | 0 | 0 | 0 | 0 | 0 | 0 | 0 | 0 | 0 | 0 | 0
SCE_LDES_12hr_Generic | SCE_LDES_12hr | SCE_Northern_LDES_12hr_124 | 0 | 0 | 0 | 0 | 0 | 0 | 0 | 0 | 0 | 0 | 0 | 0.3 | 0 | 0 | 0 | 0 | 0.3 | 0 | 0 | 0 | 0 | 0.3 | 0 | 0 | 0 | 0.3 | SCE Northern | LDES | SCE_Northern_LDES_12hr_124 | 0 | 0 | 0 | 0 | 0 | 0 | 0 | 0 | 0 | 0 | 0 | 0.3 | 0 | 0 | 0 | 0 | 0.3 | 0 | 0 | 0 | 0 | 0.3 | 0 | 0 | 0 | 0.3 |  | SCE_Northern_LDES_12hr_124 | 0 | 0 | 0 | 0 | 0 | 0 | 0 | 0 | 0 | 0 | 0 | 0 | 0 | 0 | 0 | 0 | 0 | 0 | 0 | 0 | 0 | 0 | 0 | 0 | 0 | 0
SCE_LDES_12hr_Generic | SCE_LDES_12hr | SCE_Northern_LDES_12hr_147 | 0 | 0 | 0 | 0 | 0 | 0 | 0 | 0 | 0 | 0 | 0 | 0 | 0 | 0 | 0 | 0 | 0.48 | 0 | 0 | 0 | 0 | 0.48 | 0 | 0 | 0 | 0.48 | SCE Northern | LDES | SCE_Northern_LDES_12hr_147 | 0 | 0 | 0 | 0 | 0 | 0 | 0 | 0 | 0 | 0 | 0 | 0 | 0 | 0 | 0 | 0 | 0.48 | 0 | 0 | 0 | 0 | 0.48 | 0 | 0 | 0 | 0.48 |  | SCE_Northern_LDES_12hr_147 | 0 | 0 | 0 | 0 | 0 | 0 | 0 | 0 | 0 | 0 | 0 | 0 | 0 | 0 | 0 | 0 | 0 | 0 | 0 | 0 | 0 | 0 | 0 | 0 | 0 | 0
SCE_LDES_12hr_Generic | SCE_LDES_12hr | SCE_Northern_LDES_12hr_167 | 0 | 0 | 0 | 0 | 0 | 0 | 0 | 0 | 0 | 0 | 0 | 0 | 0 | 0 | 0 | 0 | 0.5 | 0 | 0 | 0 | 0 | 0.5 | 0 | 0 | 0 | 0.5 | SCE Northern | LDES | SCE_Northern_LDES_12hr_167 | 0 | 0 | 0 | 0 | 0 | 0 | 0 | 0 | 0 | 0 | 0 | 0 | 0 | 0 | 0 | 0 | 0.5 | 0 | 0 | 0 | 0 | 0.5 | 0 | 0 | 0 | 0.5 |  | SCE_Northern_LDES_12hr_167 | 0 | 0 | 0 | 0 | 0 | 0 | 0 | 0 | 0 | 0 | 0 | 0 | 0 | 0 | 0 | 0 | 0 | 0 | 0 | 0 | 0 | 0 | 0 | 0 | 0 | 0
SCE_New_Li_Battery_4hr_Generic | SCE_New_Li_Battery_4hr | SCE_Northern_Li_Battery_4hr_124 | 0 | 0 | 0 | 0 | 0 | 0 | 0 | 0 | 0 | 0 | 0 | 0 | 0 | 0 | 0 | 0 | 0 | 0 | 0 | 0 | 0 | 0 | 0 | 0 | 0 | 0 | SCE Northern | Battery | SCE_Northern_Li_Battery_4hr_124 | 0 | 0 | 0 | 0 | 0 | 0 | 0 | 0 | 0 | 0 | 0 | 0 | 0 | 0 | 0 | 0 | 0 | 0 | 0 | 0 | 0 | 0 | 0 | 0 | 0 | 0 | Li-ion Battery (4-hr) | SCE_Northern_Li_Battery_4hr_124 | 0 | 0 | 0 | 0 | 0 | 0 | 0 | 0 | 0 | 0 | 0 | 0 | 0 | 0 | 0 | 0 | 0 | 0 | 0 | 0 | 0 | 0 | 0 | 0 | 0 | 0
SCE_New_Li_Battery_4hr_Generic | SCE_New_Li_Battery_4hr | SCE_Northern_Li_Battery_4hr_144 | 0 | 0 | 0 | 0 | 0 | 0 | 0 | 0 | 0 | 0 | 0 | 0 | 0 | 0 | 0 | 0 | 0 | 0 | 0 | 0 | 0 | 0 | 0 | 0 | 0 | 0 | SCE Northern | Battery | SCE_Northern_Li_Battery_4hr_144 | 0 | 0 | 0 | 0 | 0 | 0 | 0 | 0 | 0 | 0 | 0 | 0 | 0 | 0 | 0 | 0 | 0 | 0 | 0 | 0 | 0 | 0 | 0 | 0 | 0 | 0 | Li-ion Battery (4-hr) | SCE_Northern_Li_Battery_4hr_144 | 0 | 0 | 0 | 0 | 0 | 0 | 0 | 0 | 0 | 0 | 0 | 0 | 0 | 0 | 0 | 0 | 0 | 0 | 0 | 0 | 0 | 0 | 0 | 0 | 0 | 0
SCE_New_Li_Battery_4hr_Generic | SCE_New_Li_Battery_4hr | SCE_Northern_Li_Battery_4hr_147 | 0 | 0 | 0 | 0 | 0 | 0 | 0 | 0 | 0 | 0 | 0 | 0 | 0 | 0 | 0 | 0 | 0 | 0 | 0 | 0 | 0 | 0 | 0 | 0 | 0 | 0 | SCE Northern | Battery | SCE_Northern_Li_Battery_4hr_147 | 0 | 0 | 0 | 0 | 0 | 0 | 0 | 0 | 0 | 0 | 0 | 0 | 0 | 0 | 0 | 0 | 0 | 0 | 0 | 0 | 0 | 0 | 0 | 0 | 0 | 0 | Li-ion Battery (4-hr) | SCE_Northern_Li_Battery_4hr_147 | 0 | 0 | 0 | 0 | 0 | 0 | 0 | 0 | 0 | 0 | 0 | 0 | 0 | 0 | 0 | 0 | 0 | 0 | 0 | 0 | 0 | 0 | 0 | 0 | 0 | 0
SCE_New_Li_Battery_4hr_Generic | SCE_New_Li_Battery_4hr | SCE_Northern_Li_Battery_4hr_151 | 0 | 0 | 0 | 0 | 0 | 0 | 0 | 0 | 0 | 0 | 0 | 0 | 0 | 0 | 0 | 0 | 0 | 0 | 0 | 0 | 0 | 0 | 0 | 0 | 0 | 0 | SCE Northern | Battery | SCE_Northern_Li_Battery_4hr_151 | 0 | 0 | 0 | 0 | 0 | 0 | 0 | 0 | 0 | 0 | 0 | 0 | 0 | 0 | 0 | 0 | 0 | 0 | 0 | 0 | 0 | 0 | 0 | 0 | 0 | 0 | Li-ion Battery (4-hr) | SCE_Northern_Li_Battery_4hr_151 | 0 | 0 | 0 | 0 | 0 | 0 | 0 | 0 | 0 | 0 | 0 | 0 | 0 | 0 | 0 | 0 | 0 | 0 | 0 | 0 | 0 | 0 | 0 | 0 | 0 | 0
SCE_New_Li_Battery_4hr_Generic | SCE_New_Li_Battery_4hr | SCE_Northern_Li_Battery_4hr_153 | 0 | 0 | 0 | 0 | 0 | 0 | 0 | 0 | 0 | 0 | 0 | 0 | 0 | 0 | 0 | 0 | 0 | 0 | 0 | 0 | 0 | 0 | 0 | 0 | 0 | 0 | SCE Northern | Battery | SCE_Northern_Li_Battery_4hr_153 | 0 | 0 | 0 | 0 | 0 | 0 | 0 | 0 | 0 | 0 | 0 | 0 | 0 | 0 | 0 | 0 | 0 | 0 | 0 | 0 | 0 | 0 | 0 | 0 | 0 | 0 | Li-ion Battery (4-hr) | SCE_Northern_Li_Battery_4hr_153 | 0 | 0 | 0 | 0 | 0 | 0 | 0 | 0 | 0 | 0 | 0 | 0 | 0 | 0 | 0 | 0 | 0 | 0 | 0 | 0 | 0 | 0 | 0 | 0 | 0 | 0
SCE_New_Li_Battery_4hr_Generic | SCE_New_Li_Battery_4hr | SCE_Northern_Li_Battery_4hr_157 | 0 | 0 | 0 | 0 | 0 | 0 | 0 | 0 | 0 | 0 | 0 | 0 | 0 | 0 | 0 | 0 | 0 | 0 | 0 | 0 | 0 | 0 | 0 | 0 | 0 | 0 | SCE Northern | Battery | SCE_Northern_Li_Battery_4hr_157 | 0 | 0 | 0 | 0 | 0 | 0 | 0 | 0 | 0 | 0 | 0 | 0 | 0 | 0 | 0 | 0 | 0 | 0 | 0 | 0 | 0 | 0 | 0 | 0 | 0 | 0 | Li-ion Battery (4-hr) | SCE_Northern_Li_Battery_4hr_157 | 0 | 0 | 0 | 0 | 0 | 0 | 0 | 0 | 0 | 0 | 0 | 0 | 0 | 0 | 0 | 0 | 0 | 0 | 0 | 0 | 0 | 0 | 0 | 0 | 0 | 0
SCE_New_Li_Battery_4hr_Generic | SCE_New_Li_Battery_4hr | SCE_Northern_Li_Battery_4hr_159 | 0 | 0 | 0 | 0 | 0 | 0 | 0 | 0 | 0 | 0 | 0 | 0 | 0 | 0 | 0 | 0 | 0 | 0 | 0 | 0 | 0 | 0 | 0 | 0 | 0 | 0 | SCE Northern | Battery | SCE_Northern_Li_Battery_4hr_159 | 0 | 0 | 0 | 0 | 0 | 0 | 0 | 0 | 0 | 0 | 0 | 0 | 0 | 0 | 0 | 0 | 0 | 0 | 0 | 0 | 0 | 0 | 0 | 0 | 0 | 0 | Li-ion Battery (4-hr) | SCE_Northern_Li_Battery_4hr_159 | 0 | 0 | 0 | 0 | 0 | 0 | 0 | 0 | 0 | 0 | 0 | 0 | 0 | 0 | 0 | 0 | 0 | 0 | 0 | 0 | 0 | 0 | 0 | 0 | 0 | 0
SCE_New_Li_Battery_4hr_Generic | SCE_New_Li_Battery_4hr | SCE_Northern_Li_Battery_4hr_167 | 0 | 0 | 0 | 0 | 0 | 0 | 0 | 0 | 0 | 0 | 0 | 0 | 0 | 0 | 0 | 0 | 0 | 0 | 0 | 0 | 0 | 0 | 0 | 0 | 0 | 0 | SCE Northern | Battery | SCE_Northern_Li_Battery_4hr_167 | 0 | 0 | 0 | 0 | 0 | 0 | 0 | 0 | 0 | 0 | 0 | 0 | 0 | 0 | 0 | 0 | 0 | 0 | 0 | 0 | 0 | 0 | 0 | 0 | 0 | 0 | Li-ion Battery (4-hr) | SCE_Northern_Li_Battery_4hr_167 | 0 | 0 | 0 | 0 | 0 | 0 | 0 | 0 | 0 | 0 | 0 | 0 | 0 | 0 | 0 | 0 | 0 | 0 | 0 | 0 | 0 | 0 | 0 | 0 | 0 | 0
SCE_New_Li_Battery_4hr_Generic | SCE_New_Li_Battery_4hr | SCE_Northern_Li_Battery_4hr_86 | 0 | 0 | 0 | 0 | 0 | 0 | 0 | 0 | 0 | 0 | 0 | 0 | 0 | 0 | 0 | 0 | 0 | 0 | 0 | 0 | 0 | 0 | 0 | 0 | 0 | 0 | SCE Northern | Battery | SCE_Northern_Li_Battery_4hr_86 | 0 | 0 | 0 | 0 | 0 | 0 | 0 | 0 | 0 | 0 | 0 | 0 | 0 | 0 | 0 | 0 | 0 | 0 | 0 | 0 | 0 | 0 | 0 | 0 | 0 | 0 | Li-ion Battery (4-hr) | SCE_Northern_Li_Battery_4hr_86 | 0 | 0 | 0 | 0 | 0 | 0 | 0 | 0 | 0 | 0 | 0 | 0 | 0 | 0 | 0 | 0 | 0 | 0 | 0 | 0 | 0 | 0 | 0 | 0 | 0 | 0
SCE_New_Li_Battery_4hr_Generic | SCE_New_Li_Battery_4hr | SCE_Northern_Li_Battery_4hr_91 | 0 | 0 | 0 | 0 | 0 | 0 | 0.57255 | 0 | 0.62255 | 0 | 0 | 0.62255 | 0 | 0 | 0 | 0 | 0.62255 | 0 | 0 | 0 | 0 | 0.62255 | 0 | 0 | 0 | 0.62255 | SCE Northern | Battery | SCE_Northern_Li_Battery_4hr_91 | 0 | 0 | 0 | 0 | 0 | 0 | 0.57255 | 0 | 0.62255 | 0 | 0 | 0.62255 | 0 | 0 | 0 | 0 | 0.62255 | 0 | 0 | 0 | 0 | 0.62255 | 0 | 0 | 0 | 0.62255 | Li-ion Battery (4-hr) | SCE_Northern_Li_Battery_4hr_91 | 0 | 0 | 0 | 0 | 0 | 0 | 0 | 0 | 0 | 0 | 0 | 0 | 0 | 0 | 0 | 0 | 0 | 0 | 0 | 0 | 0 | 0 | 0 | 0 | 0 | 0
SCE_New_Li_Battery_8hr_Generic | SCE_New_Li_Battery_8hr | SCE_Northern_Li_Battery_8hr_124 | 0 | 0 | 0 | 0 | 0 | 0 | 0 | 0 | 0 | 0 | 0 | 0 | 0 | 0 | 0 | 0 | 0 | 0 | 0 | 0 | 0 | 0 | 0 | 0 | 0 | 0 | SCE Northern | Battery | SCE_Northern_Li_Battery_8hr_124 | 0 | 0 | 0 | 0 | 0 | 0 | 0 | 0 | 0 | 0 | 0 | 0 | 0 | 0 | 0 | 0 | 0 | 0 | 0 | 0 | 0 | 0 | 0 | 0 | 0 | 0 | Li-ion Battery (8-hr) | SCE_Northern_Li_Battery_8hr_124 | 0 | 0 | 0 | 0 | 0 | 0 | 0 | 0 | 0 | 0 | 0 | 0 | 0 | 0 | 0 | 0 | 0 | 0 | 0 | 0 | 0 | 0 | 0 | 0 | 0 | 0
SCE_New_Li_Battery_8hr_Generic | SCE_New_Li_Battery_8hr | SCE_Northern_Li_Battery_8hr_144 | 0 | 0 | 0 | 0 | 0 | 0 | 0 | 0 | 0 | 0 | 0 | 0 | 0 | 0 | 0 | 0 | 0 | 0 | 0 | 0 | 0 | 0 | 0 | 0 | 0 | 0 | SCE Northern | Battery | SCE_Northern_Li_Battery_8hr_144 | 0 | 0 | 0 | 0 | 0 | 0 | 0 | 0 | 0 | 0 | 0 | 0 | 0 | 0 | 0 | 0 | 0 | 0 | 0 | 0 | 0 | 0 | 0 | 0 | 0 | 0 | Li-ion Battery (8-hr) | SCE_Northern_Li_Battery_8hr_144 | 0 | 0 | 0 | 0 | 0 | 0 | 0 | 0 | 0 | 0 | 0 | 0 | 0 | 0 | 0 | 0 | 0 | 0 | 0 | 0 | 0 | 0 | 0 | 0 | 0 | 0
SCE_New_Li_Battery_8hr_Generic | SCE_New_Li_Battery_8hr | SCE_Northern_Li_Battery_8hr_147 | 0 | 0 | 0 | 0 | 0 | 0 | 0 | 0 | 0 | 0 | 0 | 0 | 0 | 0 | 0 | 0 | 0 | 0 | 0 | 0 | 0 | 0 | 0 | 0 | 0 | 0 | SCE Northern | Battery | SCE_Northern_Li_Battery_8hr_147 | 0 | 0 | 0 | 0 | 0 | 0 | 0 | 0 | 0 | 0 | 0 | 0 | 0 | 0 | 0 | 0 | 0 | 0 | 0 | 0 | 0 | 0 | 0 | 0 | 0 | 0 | Li-ion Battery (8-hr) | SCE_Northern_Li_Battery_8hr_147 | 0 | 0 | 0 | 0 | 0 | 0 | 0 | 0 | 0 | 0 | 0 | 0 | 0 | 0 | 0 | 0 | 0 | 0 | 0 | 0 | 0 | 0 | 0 | 0 | 0 | 0
SCE_New_Li_Battery_8hr_Generic | SCE_New_Li_Battery_8hr | SCE_Northern_Li_Battery_8hr_151 | 0 | 0 | 0 | 0 | 0 | 0 | 0 | 0 | 0 | 0 | 0 | 0 | 0 | 0 | 0 | 0 | 0 | 0 | 0 | 0 | 0 | 0 | 0 | 0 | 0 | 0 | SCE Northern | Battery | SCE_Northern_Li_Battery_8hr_151 | 0 | 0 | 0 | 0 | 0 | 0 | 0 | 0 | 0 | 0 | 0 | 0 | 0 | 0 | 0 | 0 | 0 | 0 | 0 | 0 | 0 | 0 | 0 | 0 | 0 | 0 | Li-ion Battery (8-hr) | SCE_Northern_Li_Battery_8hr_151 | 0 | 0 | 0 | 0 | 0 | 0 | 0 | 0 | 0 | 0 | 0 | 0 | 0 | 0 | 0 | 0 | 0 | 0 | 0 | 0 | 0 | 0 | 0 | 0 | 0 | 0
SCE_New_Li_Battery_8hr_Generic | SCE_New_Li_Battery_8hr | SCE_Northern_Li_Battery_8hr_153 | 0 | 0 | 0 | 0 | 0 | 0 | 0 | 0 | 0 | 0 | 0 | 0 | 0 | 0 | 0 | 0 | 0 | 0 | 0 | 0 | 0 | 0 | 0 | 0 | 0 | 0 | SCE Northern | Battery | SCE_Northern_Li_Battery_8hr_153 | 0 | 0 | 0 | 0 | 0 | 0 | 0 | 0 | 0 | 0 | 0 | 0 | 0 | 0 | 0 | 0 | 0 | 0 | 0 | 0 | 0 | 0 | 0 | 0 | 0 | 0 | Li-ion Battery (8-hr) | SCE_Northern_Li_Battery_8hr_153 | 0 | 0 | 0 | 0 | 0 | 0 | 0 | 0 | 0 | 0 | 0 | 0 | 0 | 0 | 0 | 0 | 0 | 0 | 0 | 0 | 0 | 0 | 0 | 0 | 0 | 0
SCE_New_Li_Battery_8hr_Generic | SCE_New_Li_Battery_8hr | SCE_Northern_Li_Battery_8hr_157 | 0 | 0 | 0 | 0 | 0 | 0 | 0 | 0 | 0 | 0 | 0 | 0 | 0 | 0 | 0 | 0 | 0 | 0 | 0 | 0 | 0 | 0 | 0 | 0 | 0 | 0 | SCE Northern | Battery | SCE_Northern_Li_Battery_8hr_157 | 0 | 0 | 0 | 0 | 0 | 0 | 0 | 0 | 0 | 0 | 0 | 0 | 0 | 0 | 0 | 0 | 0 | 0 | 0 | 0 | 0 | 0 | 0 | 0 | 0 | 0 | Li-ion Battery (8-hr) | SCE_Northern_Li_Battery_8hr_157 | 0 | 0 | 0 | 0 | 0 | 0 | 0 | 0 | 0 | 0 | 0 | 0 | 0 | 0 | 0 | 0 | 0 | 0 | 0 | 0 | 0 | 0 | 0 | 0 | 0 | 0
SCE_New_Li_Battery_8hr_Generic | SCE_New_Li_Battery_8hr | SCE_Northern_Li_Battery_8hr_159 | 0 | 0 | 0 | 0 | 0 | 0 | 0 | 0 | 0 | 0 | 0 | 0 | 0 | 0 | 0 | 0 | 0 | 0 | 0 | 0 | 0 | 0 | 0 | 0 | 0 | 0 | SCE Northern | Battery | SCE_Northern_Li_Battery_8hr_159 | 0 | 0 | 0 | 0 | 0 | 0 | 0 | 0 | 0 | 0 | 0 | 0 | 0 | 0 | 0 | 0 | 0 | 0 | 0 | 0 | 0 | 0 | 0 | 0 | 0 | 0 | Li-ion Battery (8-hr) | SCE_Northern_Li_Battery_8hr_159 | 0 | 0 | 0 | 0 | 0 | 0 | 0 | 0 | 0 | 0 | 0 | 0 | 0 | 0 | 0 | 0 | 0 | 0 | 0 | 0 | 0 | 0 | 0 | 0 | 0 | 0
SCE_New_Li_Battery_8hr_Generic | SCE_New_Li_Battery_8hr | SCE_Northern_Li_Battery_8hr_167 | 0 | 0 | 0 | 0 | 0 | 0 | 0 | 0 | 0 | 0 | 0 | 0 | 0 | 0 | 0 | 0 | 0 | 0 | 0 | 0 | 0 | 0 | 0 | 0 | 0 | 0 | SCE Northern | Battery | SCE_Northern_Li_Battery_8hr_167 | 0 | 0 | 0 | 0 | 0 | 0 | 0 | 0 | 0 | 0 | 0 | 0 | 0 | 0 | 0 | 0 | 0 | 0 | 0 | 0 | 0 | 0 | 0 | 0 | 0 | 0 | Li-ion Battery (8-hr) | SCE_Northern_Li_Battery_8hr_167 | 0 | 0 | 0 | 0 | 0 | 0 | 0 | 0 | 0 | 0 | 0 | 0 | 0 | 0 | 0 | 0 | 0 | 0 | 0 | 0 | 0 | 0 | 0 | 0 | 0 | 0
SCE_New_Li_Battery_8hr_Generic | SCE_New_Li_Battery_8hr | SCE_Northern_Li_Battery_8hr_86 | 0 | 0 | 0 | 0 | 0 | 0 | 0.034618 | 0 | 0.32424 | 0 | 0 | 0.32424 | 0 | 0 | 0 | 0 | 0.32424 | 0 | 0 | 0 | 0 | 0.32424 | 0 | 0 | 0 | 0.32424 | SCE Northern | Battery | SCE_Northern_Li_Battery_8hr_86 | 0 | 0 | 0 | 0 | 0 | 0 | 0.034618 | 0 | 0.32424 | 0 | 0 | 0.32424 | 0 | 0 | 0 | 0 | 0.32424 | 0 | 0 | 0 | 0 | 0.32424 | 0 | 0 | 0 | 0.32424 | Li-ion Battery (8-hr) | SCE_Northern_Li_Battery_8hr_86 | 0 | 0 | 0 | 0 | 0 | 0 | 0 | 0 | 0 | 0 | 0 | 0 | 0 | 0 | 0 | 0 | 0 | 0 | 0 | 0 | 0 | 0 | 0 | 0 | 0 | 0
SCE_New_Li_Battery_8hr_Generic | SCE_New_Li_Battery_8hr | SCE_Northern_Li_Battery_8hr_91 | 0 | 0 | 0 | 0 | 0 | 0 | 0 | 0 | 0.31038 | 0 | 0 | 0.31038 | 0 | 0 | 0 | 0 | 0.31038 | 0 | 0 | 0 | 0 | 0.31038 | 0 | 0 | 0 | 0.31038 | SCE Northern | Battery | SCE_Northern_Li_Battery_8hr_91 | 0 | 0 | 0 | 0 | 0 | 0 | 0 | 0 | 0.31038 | 0 | 0 | 0.31038 | 0 | 0 | 0 | 0 | 0.31038 | 0 | 0 | 0 | 0 | 0.31038 | 0 | 0 | 0 | 0.31038 | Li-ion Battery (8-hr) | SCE_Northern_Li_Battery_8hr_91 | 0 | 0 | 0 | 0 | 0 | 0 | 0 | 0 | 0 | 0 | 0 | 0 | 0 | 0 | 0 | 0 | 0 | 0 | 0 | 0 | 0 | 0 | 0 | 0 | 0 | 0
SCE_Northern_Solar_Generic | SCE_Northern_Solar | SCE_Northern_Solar_124 | 0 | 0 | 0 | 0 | 0 | 0 | 1.2216 | 0 | 4.1682 | 0 | 0 | 4.1682 | 0 | 0 | 0 | 0 | 4.1682 | 0 | 0 | 0 | 0 | 4.1682 | 0 | 0 | 0 | 4.1682 | SCE Northern | Solar | SCE_Northern_Solar_124 | 0 | 0 | 0 | 0 | 0 | 0 | 1.2216 | 0 | 4.1682 | 0 | 0 | 4.1682 | 0 | 0 | 0 | 0 | 4.1682 | 0 | 0 | 0 | 0 | 4.1682 | 0 | 0 | 0 | 4.1682 |  | SCE_Northern_Solar_124 | 0 | 0 | 0 | 0 | 0 | 0 | 0 | 0 | 0 | 0 | 0 | 0 | 0 | 0 | 0 | 0 | 0 | 0 | 0 | 0 | 0 | 0 | 0 | 0 | 0 | 0
SCE_Northern_Solar_Generic | SCE_Northern_Solar | SCE_Northern_Solar_144 | 0 | 0 | 0 | 0 | 0 | 0 | 0.13551 | 0 | 0.13551 | 0 | 0 | 0.13551 | 0 | 0 | 0 | 0 | 0.13551 | 0 | 0 | 0 | 0 | 0.13551 | 0 | 0 | 0 | 0.13551 | SCE Northern | Solar | SCE_Northern_Solar_144 | 0 | 0 | 0 | 0 | 0 | 0 | 0.13551 | 0 | 0.13551 | 0 | 0 | 0.13551 | 0 | 0 | 0 | 0 | 0.13551 | 0 | 0 | 0 | 0 | 0.13551 | 0 | 0 | 0 | 0.13551 |  | SCE_Northern_Solar_144 | 0 | 0 | 0 | 0 | 0 | 0 | 0 | 0 | 0 | 0 | 0 | 0 | 0 | 0 | 0 | 0 | 0 | 0 | 0 | 0 | 0 | 0 | 0 | 0 | 0 | 0
SCE_Northern_Solar_Generic | SCE_Northern_Solar | SCE_Northern_Solar_147 | 0 | 0 | 0 | 0 | 0 | 0 | 0 | 0 | 0 | 0 | 0 | 0 | 0 | 0 | 0 | 0 | 0 | 0 | 0 | 0 | 0 | 0 | 0 | 0 | 0 | 1.3675 | SCE Northern | Solar | SCE_Northern_Solar_147 | 0 | 0 | 0 | 0 | 0 | 0 | 0 | 0 | 0 | 0 | 0 | 0 | 0 | 0 | 0 | 0 | 0 | 0 | 0 | 0 | 0 | 0 | 0 | 0 | 0 | 1.3675 |  | SCE_Northern_Solar_147 | 0 | 0 | 0 | 0 | 0 | 0 | 0 | 0 | 0 | 0 | 0 | 0 | 0 | 0 | 0 | 0 | 0 | 0 | 0 | 0 | 0 | 0 | 0 | 0 | 0 | 0
SCE_Northern_Solar_Generic | SCE_Northern_Solar | SCE_Northern_Solar_151 | 0 | 0 | 0 | 0 | 0 | 0 | 0 | 0 | 0.16955 | 0 | 0 | 0.16955 | 0 | 0 | 0 | 0 | 0.16955 | 0 | 0 | 0 | 0 | 0.16955 | 0 | 0 | 0 | 0.42318 | SCE Northern | Solar | SCE_Northern_Solar_151 | 0 | 0 | 0 | 0 | 0 | 0 | 0 | 0 | 0.16955 | 0 | 0 | 0.16955 | 0 | 0 | 0 | 0 | 0.16955 | 0 | 0 | 0 | 0 | 0.16955 | 0 | 0 | 0 | 0.42318 |  | SCE_Northern_Solar_151 | 0 | 0 | 0 | 0 | 0 | 0 | 0 | 0 | 0 | 0 | 0 | 0 | 0 | 0 | 0 | 0 | 0 | 0 | 0 | 0 | 0 | 0 | 0 | 0 | 0 | 0
SCE_Northern_Solar_Generic | SCE_Northern_Solar | SCE_Northern_Solar_153 | 0 | 0 | 0 | 0 | 0 | 0 | 0 | 0 | 1.8712 | 0 | 0 | 1.8712 | 0 | 0 | 0 | 0 | 1.8712 | 0 | 0 | 0 | 0 | 1.8712 | 0 | 0 | 0 | 2.2456 | SCE Northern | Solar | SCE_Northern_Solar_153 | 0 | 0 | 0 | 0 | 0 | 0 | 0 | 0 | 0.77324 | 0 | 0 | 0.77324 | 0 | 0 | 0 | 0 | 0.77324 | 0 | 0 | 0 | 0 | 0.77324 | 0 | 0 | 0 | 0.77324 |  | SCE_Northern_Solar_153 | 0 | 0 | 0 | 0 | 0 | 0 | 0 | 0 | 1.1 | 0 | 0 | 1.1 | 0 | 0 | 0 | 0 | 1.1 | 0 | 0 | 0 | 0 | 1.1 | 0 | 0 | 0 | 1.47
SCE_Northern_Solar_Generic | SCE_Northern_Solar | SCE_Northern_Solar_157 | 0 | 0 | 0 | 0 | 0 | 0 | 0 | 0 | 0 | 0 | 0 | 0 | 0 | 0 | 0 | 0 | 0 | 0 | 0 | 0 | 0 | 0 | 0 | 0 | 0 | 0 | SCE Northern | Solar | SCE_Northern_Solar_157 | 0 | 0 | 0 | 0 | 0 | 0 | 0 | 0 | 0 | 0 | 0 | 0 | 0 | 0 | 0 | 0 | 0 | 0 | 0 | 0 | 0 | 0 | 0 | 0 | 0 | 0 |  | SCE_Northern_Solar_157 | 0 | 0 | 0 | 0 | 0 | 0 | 0 | 0 | 0 | 0 | 0 | 0 | 0 | 0 | 0 | 0 | 0 | 0 | 0 | 0 | 0 | 0 | 0 | 0 | 0 | 0
SCE_Northern_Solar_Generic | SCE_Northern_Solar | SCE_Northern_Solar_159 | 0 | 0 | 0 | 0 | 0 | 0 | 0 | 0 | 0 | 0 | 0 | 0 | 0 | 0 | 0 | 0 | 0 | 0 | 0 | 0 | 0 | 0 | 0 | 0 | 0 | 0 | SCE Northern | Solar | SCE_Northern_Solar_159 | 0 | 0 | 0 | 0 | 0 | 0 | 0 | 0 | 0 | 0 | 0 | 0 | 0 | 0 | 0 | 0 | 0 | 0 | 0 | 0 | 0 | 0 | 0 | 0 | 0 | 0 |  | SCE_Northern_Solar_159 | 0 | 0 | 0 | 0 | 0 | 0 | 0 | 0 | 0 | 0 | 0 | 0 | 0 | 0 | 0 | 0 | 0 | 0 | 0 | 0 | 0 | 0 | 0 | 0 | 0 | 0
SCE_Northern_Solar_Generic | SCE_Northern_Solar | SCE_Northern_Solar_167 | 0 | 0 | 0 | 0 | 0 | 0 | 0 | 0 | 0 | 0 | 0 | 0 | 0 | 0 | 0 | 0 | 0 | 0 | 0 | 0 | 0 | 0 | 0 | 0 | 0 | 0 | SCE Northern | Solar | SCE_Northern_Solar_167 | 0 | 0 | 0 | 0 | 0 | 0 | 0 | 0 | 0 | 0 | 0 | 0 | 0 | 0 | 0 | 0 | 0 | 0 | 0 | 0 | 0 | 0 | 0 | 0 | 0 | 0 |  | SCE_Northern_Solar_167 | 0 | 0 | 0 | 0 | 0 | 0 | 0 | 0 | 0 | 0 | 0 | 0 | 0 | 0 | 0 | 0 | 0 | 0 | 0 | 0 | 0 | 0 | 0 | 0 | 0 | 0
SCE_Northern_Solar_Generic | SCE_Northern_Solar | SCE_Northern_Solar_86 | 0 | 0 | 0 | 0 | 0 | 0 | 0 | 0 | 0 | 0 | 0 | 0 | 0 | 0 | 0 | 0 | 0 | 0 | 0 | 0 | 0 | 0.93277 | 0 | 0 | 0 | 0.93277 | SCE Northern | Solar | SCE_Northern_Solar_86 | 0 | 0 | 0 | 0 | 0 | 0 | 0 | 0 | 0 | 0 | 0 | 0 | 0 | 0 | 0 | 0 | 0 | 0 | 0 | 0 | 0 | 0.93277 | 0 | 0 | 0 | 0.93277 |  | SCE_Northern_Solar_86 | 0 | 0 | 0 | 0 | 0 | 0 | 0 | 0 | 0 | 0 | 0 | 0 | 0 | 0 | 0 | 0 | 0 | 0 | 0 | 0 | 0 | 0 | 0 | 0 | 0 | 0
SCE_Northern_Solar_Generic | SCE_Northern_Solar | SCE_Northern_Solar_91 | 0 | 0 | 0 | 0 | 0 | 0 | 0 | 0 | 0 | 0 | 0 | 0 | 0 | 0 | 0 | 0 | 0 | 0 | 0 | 0 | 0 | 0 | 0 | 0 | 0 | 2.0501 | SCE Northern | Solar | SCE_Northern_Solar_91 | 0 | 0 | 0 | 0 | 0 | 0 | 0 | 0 | 0 | 0 | 0 | 0 | 0 | 0 | 0 | 0 | 0 | 0 | 0 | 0 | 0 | 0 | 0 | 0 | 0 | 2.0501 |  | SCE_Northern_Solar_91 | 0 | 0 | 0 | 0 | 0 | 0 | 0 | 0 | 0 | 0 | 0 | 0 | 0 | 0 | 0 | 0 | 0 | 0 | 0 | 0 | 0 | 0 | 0 | 0 | 0 | 0
SCE_Northern_Wind_Generic | SCE_Northern_Wind | SCE_Northern_Wind_124 | 0 | 0 | 0 | 0 | 0 | 0 | 0 | 0 | 0 | 0 | 0 | 0 | 0 | 0 | 0 | 0 | 0 | 0 | 0 | 0 | 0 | 0 | 0 | 0 | 0 | 1.3416 | SCE Northern | Wind | SCE_Northern_Wind_124 | 0 | 0 | 0 | 0 | 0 | 0 | 0 | 0 | 0 | 0 | 0 | 0 | 0 | 0 | 0 | 0 | 0 | 0 | 0 | 0 | 0 | 0 | 0 | 0 | 0 | 1.3416 |  | SCE_Northern_Wind_124 | 0 | 0 | 0 | 0 | 0 | 0 | 0 | 0 | 0 | 0 | 0 | 0 | 0 | 0 | 0 | 0 | 0 | 0 | 0 | 0 | 0 | 0 | 0 | 0 | 0 | 0
SCE_Northern_Wind_Generic | SCE_Northern_Wind | SCE_Northern_Wind_147 | 0 | 0 | 0 | 0 | 0 | 0 | 0 | 0 | 0 | 0 | 0 | 0 | 0 | 0 | 0 | 0 | 0 | 0 | 0 | 0 | 0 | 0 | 0 | 0 | 0 | 0 | SCE Northern | Wind | SCE_Northern_Wind_147 | 0 | 0 | 0 | 0 | 0 | 0 | 0 | 0 | 0 | 0 | 0 | 0 | 0 | 0 | 0 | 0 | 0 | 0 | 0 | 0 | 0 | 0 | 0 | 0 | 0 | 0 |  | SCE_Northern_Wind_147 | 0 | 0 | 0 | 0 | 0 | 0 | 0 | 0 | 0 | 0 | 0 | 0 | 0 | 0 | 0 | 0 | 0 | 0 | 0 | 0 | 0 | 0 | 0 | 0 | 0 | 0
SCE_Northern_Wind_Generic | SCE_Northern_Wind | SCE_Northern_Wind_151 | 0 | 0 | 0 | 0 | 0 | 0 | 0 | 0 | 0 | 0 | 0 | 0 | 0 | 0 | 0 | 0 | 0 | 0 | 0 | 0 | 0 | 0 | 0 | 0 | 0 | 0 | SCE Northern | Wind | SCE_Northern_Wind_151 | 0 | 0 | 0 | 0 | 0 | 0 | 0 | 0 | 0 | 0 | 0 | 0 | 0 | 0 | 0 | 0 | 0 | 0 | 0 | 0 | 0 | 0 | 0 | 0 | 0 | 0 |  | SCE_Northern_Wind_151 | 0 | 0 | 0 | 0 | 0 | 0 | 0 | 0 | 0 | 0 | 0 | 0 | 0 | 0 | 0 | 0 | 0 | 0 | 0 | 0 | 0 | 0 | 0 | 0 | 0 | 0
SCE_Northern_Wind_Generic | SCE_Northern_Wind | SCE_Northern_Wind_159 | 0 | 0 | 0 | 0 | 0 | 0 | 0 | 0 | 0 | 0 | 0 | 0 | 0 | 0 | 0 | 0 | 0 | 0 | 0 | 0 | 0 | 0 | 0 | 0 | 0 | 0 | SCE Northern | Wind | SCE_Northern_Wind_159 | 0 | 0 | 0 | 0 | 0 | 0 | 0 | 0 | 0 | 0 | 0 | 0 | 0 | 0 | 0 | 0 | 0 | 0 | 0 | 0 | 0 | 0 | 0 | 0 | 0 | 0 |  | SCE_Northern_Wind_159 | 0 | 0 | 0 | 0 | 0 | 0 | 0 | 0 | 0 | 0 | 0 | 0 | 0 | 0 | 0 | 0 | 0 | 0 | 0 | 0 | 0 | 0 | 0 | 0 | 0 | 0
SCE_Northern_Wind_Generic | SCE_Northern_Wind | SCE_Northern_Wind_167 | 0 | 0 | 0 | 0 | 0 | 0 | 0 | 0 | 0 | 0 | 0 | 0 | 0 | 0 | 0 | 0 | 0 | 0 | 0 | 0 | 0 | 0 | 0 | 0 | 0 | 0 | SCE Northern | Wind | SCE_Northern_Wind_167 | 0 | 0 | 0 | 0 | 0 | 0 | 0 | 0 | 0 | 0 | 0 | 0 | 0 | 0 | 0 | 0 | 0 | 0 | 0 | 0 | 0 | 0 | 0 | 0 | 0 | 0 |  | SCE_Northern_Wind_167 | 0 | 0 | 0 | 0 | 0 | 0 | 0 | 0 | 0 | 0 | 0 | 0 | 0 | 0 | 0 | 0 | 0 | 0 | 0 | 0 | 0 | 0 | 0 | 0 | 0 | 0
SCE_Northern_Wind_Generic | SCE_Northern_Wind | SCE_Northern_Wind_86 | 0 | 0 | 0 | 0 | 0 | 0 | 0 | 0 | 0 | 0 | 0 | 0 | 0 | 0 | 0 | 0 | 0 | 0 | 0 | 0 | 0 | 0 | 0 | 0 | 0 | 0.24299 | SCE Northern | Wind | SCE_Northern_Wind_86 | 0 | 0 | 0 | 0 | 0 | 0 | 0 | 0 | 0 | 0 | 0 | 0 | 0 | 0 | 0 | 0 | 0 | 0 | 0 | 0 | 0 | 0 | 0 | 0 | 0 | 0.24299 |  | SCE_Northern_Wind_86 | 0 | 0 | 0 | 0 | 0 | 0 | 0 | 0 | 0 | 0 | 0 | 0 | 0 | 0 | 0 | 0 | 0 | 0 | 0 | 0 | 0 | 0 | 0 | 0 | 0 | 0
SCE_Northern_Wind_Generic | SCE_Northern_Wind | SCE_Northern_Wind_91 | 0 | 0 | 0 | 0 | 0 | 0 | 0 | 0 | 0 | 0 | 0 | 0 | 0 | 0 | 0 | 0 | 0 | 0 | 0 | 0 | 0 | 0 | 0 | 0 | 0 | 0.18994 | SCE Northern | Wind | SCE_Northern_Wind_91 | 0 | 0 | 0 | 0 | 0 | 0 | 0 | 0 | 0 | 0 | 0 | 0 | 0 | 0 | 0 | 0 | 0 | 0 | 0 | 0 | 0 | 0 | 0 | 0 | 0 | 0.18994 |  | SCE_Northern_Wind_91 | 0 | 0 | 0 | 0 | 0 | 0 | 0 | 0 | 0 | 0 | 0 | 0 | 0 | 0 | 0 | 0 | 0 | 0 | 0 | 0 | 0 | 0 | 0 | 0 | 0 | 0
SCE_Utah_New_EGS_Generic | SCE_Utah_New_EGS | SCE_Utah_EGS_NF_131 | 0 | 0 | 0 | 0 | 0 | 0 | 0 | 0 | 0 | 0 | 0 | 0 | 0 | 0 | 0 | 0 | 0 | 0 | 0 | 0 | 0 | 0 | 0 | 0 | 0 | 0 | SCE EOP | Geothermal | SCE_Utah_EGS_NF_131 | 0 | 0 | 0 | 0 | 0 | 0 | 0 | 0 | 0 | 0 | 0 | 0 | 0 | 0 | 0 | 0 | 0 | 0 | 0 | 0 | 0 | 0 | 0 | 0 | 0 | 0 |  | SCE_Utah_EGS_NF_131 | 0 | 0 | 0 | 0 | 0 | 0 | 0 | 0 | 0 | 0 | 0 | 0 | 0 | 0 | 0 | 0 | 0 | 0 | 0 | 0 | 0 | 0 | 0 | 0 | 0 | 0
SCE_New_Geothermal_Generic | SCE_New_Geothermal | SCE_Utah_Geothermal_131 | 0 | 0 | 0 | 0 | 0 | 0 | 0.01676 | 0 | 0.04 | 0 | 0 | 0.04 | 0 | 0 | 0 | 0 | 0.184 | 0 | 0 | 0 | 0 | 0.184 | 0 | 0 | 0 | 0.184 | SCE EOP | Geothermal | SCE_Utah_Geothermal_131 | 0 | 0 | 0 | 0 | 0 | 0 | 0.01676 | 0 | 0.04 | 0 | 0 | 0.04 | 0 | 0 | 0 | 0 | 0.184 | 0 | 0 | 0 | 0 | 0.184 | 0 | 0 | 0 | 0.184 |  | SCE_Utah_Geothermal_131 | 0 | 0 | 0 | 0 | 0 | 0 | 0 | 0 | 0 | 0 | 0 | 0 | 0 | 0 | 0 | 0 | 0 | 0 | 0 | 0 | 0 | 0 | 0 | 0 | 0 | 0
SCE_Wyoming_Wind_Generic | SCE_Wyoming_Wind | SCE_Wyoming_Wind_131_Tranche1 | 0 | 0 | 0 | 0 | 0 | 0 | 0 | 0 | 0 | 0 | 0 | 1.5 | 0 | 0 | 0 | 0 | 1.5 | 0 | 0 | 0 | 0 | 1.5 | 0 | 0 | 0 | 1.5 | SCE EOP | OOS Wind | SCE_Wyoming_Wind_131_Tranche1 | 0 | 0 | 0 | 0 | 0 | 0 | 0 | 0 | 0 | 0 | 0 | 1.5 | 0 | 0 | 0 | 0 | 1.5 | 0 | 0 | 0 | 0 | 1.5 | 0 | 0 | 0 | 1.5 |  | SCE_Wyoming_Wind_131_Tranche1 | 0 | 0 | 0 | 0 | 0 | 0 | 0 | 0 | 0 | 0 | 0 | 0 | 0 | 0 | 0 | 0 | 0 | 0 | 0 | 0 | 0 | 0 | 0 | 0 | 0 | 0
SCE_Wyoming_Wind_Generic | SCE_Wyoming_Wind | SCE_Wyoming_Wind_131_Tranche2 | 0 | 0 | 0 | 0 | 0 | 0 | 0 | 0 | 0 | 0 | 0 | 0 | 0 | 0 | 0 | 0 | 1.5 | 0 | 0 | 0 | 0 | 1.5 | 0 | 0 | 0 | 1.5 | SCE EOP | OOS Wind | SCE_Wyoming_Wind_131_Tranche2 | 0 | 0 | 0 | 0 | 0 | 0 | 0 | 0 | 0 | 0 | 0 | 0 | 0 | 0 | 0 | 0 | 1.5 | 0 | 0 | 0 | 0 | 1.5 | 0 | 0 | 0 | 1.5 |  | SCE_Wyoming_Wind_131_Tranche2 | 0 | 0 | 0 | 0 | 0 | 0 | 0 | 0 | 0 | 0 | 0 | 0 | 0 | 0 | 0 | 0 | 0 | 0 | 0 | 0 | 0 | 0 | 0 | 0 | 0 | 0
SCE_Wyoming_Wind_Generic | SCE_Wyoming_Wind | SCE_Wyoming_Wind_131_Tranche3 | 0 | 0 | 0 | 0 | 0 | 0 | 0 | 0 | 0 | 0 | 0 | 0 | 0 | 0 | 0 | 0 | 0 | 0 | 0 | 0 | 0 | 0 | 0 | 0 | 0 | 0 | SCE EOP | OOS Wind | SCE_Wyoming_Wind_131_Tranche3 | 0 | 0 | 0 | 0 | 0 | 0 | 0 | 0 | 0 | 0 | 0 | 0 | 0 | 0 | 0 | 0 | 0 | 0 | 0 | 0 | 0 | 0 | 0 | 0 | 0 | 0 |  | SCE_Wyoming_Wind_131_Tranche3 | 0 | 0 | 0 | 0 | 0 | 0 | 0 | 0 | 0 | 0 | 0 | 0 | 0 | 0 | 0 | 0 | 0 | 0 | 0 | 0 | 0 | 0 | 0 | 0 | 0 | 0
SDGE_New_EGS_Generic | SDGE_New_EGS | SDGE_Arizona_EGS_Deep_188 | 0 | 0 | 0 | 0 | 0 | 0 | 0 | 0 | 0 | 0 | 0 | 0 | 0 | 0 | 0 | 0 | 0 | 0 | 0 | 0 | 0 | 0 | 0 | 0 | 0 | 0 | SDGE | Geothermal | SDGE_Arizona_EGS_Deep_188 | 0 | 0 | 0 | 0 | 0 | 0 | 0 | 0 | 0 | 0 | 0 | 0 | 0 | 0 | 0 | 0 | 0 | 0 | 0 | 0 | 0 | 0 | 0 | 0 | 0 | 0 |  | SDGE_Arizona_EGS_Deep_188 | 0 | 0 | 0 | 0 | 0 | 0 | 0 | 0 | 0 | 0 | 0 | 0 | 0 | 0 | 0 | 0 | 0 | 0 | 0 | 0 | 0 | 0 | 0 | 0 | 0 | 0
SDGE_New_Li_Battery_4hr_Generic | SDGE_New_Li_Battery_4hr | SDGE_Arizona_Li_Battery_4hr_180 | 0 | 0 | 0 | 0 | 0 | 0 | 0 | 0 | 0 | 0 | 0 | 0 | 0 | 0 | 0 | 0 | 0 | 0 | 0 | 0 | 0 | 0 | 0 | 0 | 0 | 0 | SDGE | Battery | SDGE_Arizona_Li_Battery_4hr_180 | 0 | 0 | 0 | 0 | 0 | 0 | 0 | 0 | 0 | 0 | 0 | 0 | 0 | 0 | 0 | 0 | 0 | 0 | 0 | 0 | 0 | 0 | 0 | 0 | 0 | 0 | Li-ion Battery (4-hr) | SDGE_Arizona_Li_Battery_4hr_180 | 0 | 0 | 0 | 0 | 0 | 0 | 0 | 0 | 0 | 0 | 0 | 0 | 0 | 0 | 0 | 0 | 0 | 0 | 0 | 0 | 0 | 0 | 0 | 0 | 0 | 0
SDGE_New_Li_Battery_4hr_Generic | SDGE_New_Li_Battery_4hr | SDGE_Arizona_Li_Battery_4hr_184 | 0 | 0 | 0 | 0 | 0 | 0 | 0 | 0 | 0 | 0 | 0 | 0 | 0 | 0 | 0 | 0 | 0 | 0 | 0 | 0 | 0 | 0 | 0 | 0 | 0 | 0 | SDGE | Battery | SDGE_Arizona_Li_Battery_4hr_184 | 0 | 0 | 0 | 0 | 0 | 0 | 0 | 0 | 0 | 0 | 0 | 0 | 0 | 0 | 0 | 0 | 0 | 0 | 0 | 0 | 0 | 0 | 0 | 0 | 0 | 0 | Li-ion Battery (4-hr) | SDGE_Arizona_Li_Battery_4hr_184 | 0 | 0 | 0 | 0 | 0 | 0 | 0 | 0 | 0 | 0 | 0 | 0 | 0 | 0 | 0 | 0 | 0 | 0 | 0 | 0 | 0 | 0 | 0 | 0 | 0 | 0
SDGE_New_Li_Battery_4hr_Generic | SDGE_New_Li_Battery_4hr | SDGE_Arizona_Li_Battery_4hr_188 | 0 | 0 | 0 | 0 | 0 | 0 | 0.085 | 0 | 0.085 | 0 | 0 | 0.085 | 0 | 0 | 0 | 0 | 0.085 | 0 | 0 | 0 | 0 | 0.085 | 0 | 0 | 0 | 0.085 | SDGE | Battery | SDGE_Arizona_Li_Battery_4hr_188 | 0 | 0 | 0 | 0 | 0 | 0 | 0.085 | 0 | 0.085 | 0 | 0 | 0.085 | 0 | 0 | 0 | 0 | 0.085 | 0 | 0 | 0 | 0 | 0.085 | 0 | 0 | 0 | 0.085 | Li-ion Battery (4-hr) | SDGE_Arizona_Li_Battery_4hr_188 | 0 | 0 | 0 | 0 | 0 | 0 | 0 | 0 | 0 | 0 | 0 | 0 | 0 | 0 | 0 | 0 | 0 | 0 | 0 | 0 | 0 | 0 | 0 | 0 | 0 | 0
SDGE_New_Li_Battery_8hr_Generic | SDGE_New_Li_Battery_8hr | SDGE_Arizona_Li_Battery_8hr_180 | 0 | 0 | 0 | 0 | 0 | 0 | 0 | 0 | 0 | 0 | 0 | 0.036878 | 0 | 0 | 0 | 0 | 0.036878 | 0 | 0 | 0 | 0 | 0.036878 | 0 | 0 | 0 | 0.036878 | SDGE | Battery | SDGE_Arizona_Li_Battery_8hr_180 | 0 | 0 | 0 | 0 | 0 | 0 | 0 | 0 | 0 | 0 | 0 | 0.036878 | 0 | 0 | 0 | 0 | 0.036878 | 0 | 0 | 0 | 0 | 0.036878 | 0 | 0 | 0 | 0.036878 | Li-ion Battery (8-hr) | SDGE_Arizona_Li_Battery_8hr_180 | 0 | 0 | 0 | 0 | 0 | 0 | 0 | 0 | 0 | 0 | 0 | 0 | 0 | 0 | 0 | 0 | 0 | 0 | 0 | 0 | 0 | 0 | 0 | 0 | 0 | 0
SDGE_New_Li_Battery_8hr_Generic | SDGE_New_Li_Battery_8hr | SDGE_Arizona_Li_Battery_8hr_184 | 0 | 0 | 0 | 0 | 0 | 0 | 0 | 0 | 0 | 0 | 0 | 0 | 0 | 0 | 0 | 0 | 0 | 0 | 0 | 0 | 0 | 0 | 0 | 0 | 0 | 0 | SDGE | Battery | SDGE_Arizona_Li_Battery_8hr_184 | 0 | 0 | 0 | 0 | 0 | 0 | 0 | 0 | 0 | 0 | 0 | 0 | 0 | 0 | 0 | 0 | 0 | 0 | 0 | 0 | 0 | 0 | 0 | 0 | 0 | 0 | Li-ion Battery (8-hr) | SDGE_Arizona_Li_Battery_8hr_184 | 0 | 0 | 0 | 0 | 0 | 0 | 0 | 0 | 0 | 0 | 0 | 0 | 0 | 0 | 0 | 0 | 0 | 0 | 0 | 0 | 0 | 0 | 0 | 0 | 0 | 0
SDGE_New_Li_Battery_8hr_Generic | SDGE_New_Li_Battery_8hr | SDGE_Arizona_Li_Battery_8hr_188 | 0 | 0 | 0 | 0 | 0 | 0 | 0 | 0 | 0 | 0 | 0 | 1.1771 | 0 | 0 | 0 | 0 | 1.1771 | 0 | 0 | 0 | 0 | 1.1771 | 0 | 0 | 0 | 1.1771 | SDGE | Battery | SDGE_Arizona_Li_Battery_8hr_188 | 0 | 0 | 0 | 0 | 0 | 0 | 0 | 0 | 0 | 0 | 0 | 1.1771 | 0 | 0 | 0 | 0 | 1.1771 | 0 | 0 | 0 | 0 | 1.1771 | 0 | 0 | 0 | 1.1771 | Li-ion Battery (8-hr) | SDGE_Arizona_Li_Battery_8hr_188 | 0 | 0 | 0 | 0 | 0 | 0 | 0 | 0 | 0 | 0 | 0 | 0 | 0 | 0 | 0 | 0 | 0 | 0 | 0 | 0 | 0 | 0 | 0 | 0 | 0 | 0
SDGE_Arizona_Solar_Generic | SDGE_Arizona_Solar | SDGE_Arizona_Solar_180 | 0 | 0 | 0 | 0 | 0 | 0 | 0.085 | 0 | 0.085 | 0 | 0 | 0.63285 | 0 | 0 | 0 | 0 | 3.7738 | 0 | 0 | 0 | 0 | 3.7738 | 0 | 0 | 0 | 3.7738 | SDGE | Solar | SDGE_Arizona_Solar_180 | 0 | 0 | 0 | 0 | 0 | 0 | 0.085 | 0 | 0.085 | 0 | 0 | 0.63285 | 0 | 0 | 0 | 0 | 3.7738 | 0 | 0 | 0 | 0 | 3.7738 | 0 | 0 | 0 | 3.7738 |  | SDGE_Arizona_Solar_180 | 0 | 0 | 0 | 0 | 0 | 0 | 0 | 0 | 0 | 0 | 0 | 0 | 0 | 0 | 0 | 0 | 0 | 0 | 0 | 0 | 0 | 0 | 0 | 0 | 0 | 0
SDGE_Arizona_Solar_Generic | SDGE_Arizona_Solar | SDGE_Arizona_Solar_184 | 0 | 0 | 0 | 0 | 0 | 0 | 0 | 0 | 0 | 0 | 0 | 3 | 0 | 0 | 0 | 0 | 6 | 0 | 0 | 0 | 0 | 6 | 0 | 0 | 0 | 6 | SDGE | Solar | SDGE_Arizona_Solar_184 | 0 | 0 | 0 | 0 | 0 | 0 | 0 | 0 | 0 | 0 | 0 | 0 | 0 | 0 | 0 | 0 | 0 | 0 | 0 | 0 | 0 | 0 | 0 | 0 | 0 | 0 |  | SDGE_Arizona_Solar_184 | 0 | 0 | 0 | 0 | 0 | 0 | 0 | 0 | 0 | 0 | 0 | 3 | 0 | 0 | 0 | 0 | 6 | 0 | 0 | 0 | 0 | 6 | 0 | 0 | 0 | 6
SDGE_Arizona_Solar_Generic | SDGE_Arizona_Solar | SDGE_Arizona_Solar_188 | 0 | 0 | 0 | 0 | 0 | 0 | 0 | 0 | 0 | 0 | 0 | 0 | 0 | 0 | 0 | 0 | 4.2043 | 0 | 0 | 0 | 0 | 4.4333 | 0 | 0 | 0 | 4.4333 | SDGE | Solar | SDGE_Arizona_Solar_188 | 0 | 0 | 0 | 0 | 0 | 0 | 0 | 0 | 0 | 0 | 0 | 0 | 0 | 0 | 0 | 0 | 3.0198 | 0 | 0 | 0 | 0 | 3.0198 | 0 | 0 | 0 | 3.0198 |  | SDGE_Arizona_Solar_188 | 0 | 0 | 0 | 0 | 0 | 0 | 0 | 0 | 0 | 0 | 0 | 0 | 0 | 0 | 0 | 0 | 1.18 | 0 | 0 | 0 | 0 | 1.41 | 0 | 0 | 0 | 1.41
SDGE_Baja_California_Wind_Generic | SDGE_Baja_California_Wind | SDGE_Baja_California_Wind_198 | 0 | 0 | 0 | 0 | 0 | 0 | 0.178 | 0 | 0.22948 | 0 | 0 | 0.3525 | 0 | 0 | 0 | 0 | 0.3525 | 0 | 0 | 0 | 0 | 1.6535 | 0 | 0 | 0 | 1.6535 | SDGE | Wind | SDGE_Baja_California_Wind_198 | 0 | 0 | 0 | 0 | 0 | 0 | 0.178 | 0 | 0.22948 | 0 | 0 | 0.3525 | 0 | 0 | 0 | 0 | 0.3525 | 0 | 0 | 0 | 0 | 1.6535 | 0 | 0 | 0 | 1.6535 |  | SDGE_Baja_California_Wind_198 | 0 | 0 | 0 | 0 | 0 | 0 | 0 | 0 | 0 | 0 | 0 | 0 | 0 | 0 | 0 | 0 | 0 | 0 | 0 | 0 | 0 | 0 | 0 | 0 | 0 | 0
| SDGE_New_Biomass | SDGE_Biomass_143 | 0 | 0 | 0 | 0 | 0 | 0 | 0 | 0 | 0 | 0 | 0 | 0 | 0 | 0 | 0 | 0 | 0 | 0 | 0 | 0 | 0 | 0 | 0 | 0 | 0 | 0 | Check | Biomass | SDGE_Biomass_143 | 0 | 0 | 0 | 0 | 0 | 0 | 0 | 0 | 0 | 0 | 0 | 0 | 0 | 0 | 0 | 0 | 0 | 0 | 0 | 0 | 0 | 0 | 0 | 0 | 0 | 0 |  | SDGE_Biomass_143 | 0 | 0 | 0 | 0 | 0 | 0 | 0 | 0 | 0 | 0 | 0 | 0 | 0 | 0 | 0 | 0 | 0 | 0 | 0 | 0 | 0 | 0 | 0 | 0 | 0 | 0
| SDGE_Distributed_Solar | SDGE_Distributed_Solar_Asset | 0 | 0 | 0 | 0 | 0 | 0 | 0 | 0 | 0 | 0 | 0 | 0 | 0 | 0 | 0 | 0 | 0 | 0 | 0 | 0 | 0 | 0 | 0 | 0 | 0 | 0 | Check | Distributed Solar | SDGE_Distributed_Solar_Asset | 0 | 0 | 0 | 0 | 0 | 0 | 0 | 0 | 0 | 0 | 0 | 0 | 0 | 0 | 0 | 0 | 0 | 0 | 0 | 0 | 0 | 0 | 0 | 0 | 0 | 0 |  | SDGE_Distributed_Solar_Asset | 0 | 0 | 0 | 0 | 0 | 0 | 0 | 0 | 0 | 0 | 0 | 0 | 0 | 0 | 0 | 0 | 0 | 0 | 0 | 0 | 0 | 0 | 0 | 0 | 0 | 0
SDGE_New_EGS_Generic | SDGE_New_EGS | SDGE_Imperial_EGS_Deep_185 | 0 | 0 | 0 | 0 | 0 | 0 | 0 | 0 | 0 | 0 | 0 | 0 | 0 | 0 | 0 | 0 | 0 | 0 | 0 | 0 | 0 | 0 | 0 | 0 | 0 | 0 | SDGE | Geothermal | SDGE_Imperial_EGS_Deep_185 | 0 | 0 | 0 | 0 | 0 | 0 | 0 | 0 | 0 | 0 | 0 | 0 | 0 | 0 | 0 | 0 | 0 | 0 | 0 | 0 | 0 | 0 | 0 | 0 | 0 | 0 |  | SDGE_Imperial_EGS_Deep_185 | 0 | 0 | 0 | 0 | 0 | 0 | 0 | 0 | 0 | 0 | 0 | 0 | 0 | 0 | 0 | 0 | 0 | 0 | 0 | 0 | 0 | 0 | 0 | 0 | 0 | 0
SDGE_New_EGS_Generic | SDGE_New_EGS | SDGE_Imperial_EGS_Deep_192 | 0 | 0 | 0 | 0 | 0 | 0 | 0 | 0 | 0 | 0 | 0 | 0 | 0 | 0 | 0 | 0 | 0 | 0 | 0 | 0 | 0 | 0 | 0 | 0 | 0 | 0 | SDGE | Geothermal | SDGE_Imperial_EGS_Deep_192 | 0 | 0 | 0 | 0 | 0 | 0 | 0 | 0 | 0 | 0 | 0 | 0 | 0 | 0 | 0 | 0 | 0 | 0 | 0 | 0 | 0 | 0 | 0 | 0 | 0 | 0 |  | SDGE_Imperial_EGS_Deep_192 | 0 | 0 | 0 | 0 | 0 | 0 | 0 | 0 | 0 | 0 | 0 | 0 | 0 | 0 | 0 | 0 | 0 | 0 | 0 | 0 | 0 | 0 | 0 | 0 | 0 | 0
SDGE_New_EGS_Generic | SDGE_New_EGS | SDGE_Imperial_EGS_Deep_194 | 0 | 0 | 0 | 0 | 0 | 0 | 0 | 0 | 0 | 0 | 0 | 0 | 0 | 0 | 0 | 0 | 0 | 0 | 0 | 0 | 0 | 0 | 0 | 0 | 0 | 0 | SDGE | Geothermal | SDGE_Imperial_EGS_Deep_194 | 0 | 0 | 0 | 0 | 0 | 0 | 0 | 0 | 0 | 0 | 0 | 0 | 0 | 0 | 0 | 0 | 0 | 0 | 0 | 0 | 0 | 0 | 0 | 0 | 0 | 0 |  | SDGE_Imperial_EGS_Deep_194 | 0 | 0 | 0 | 0 | 0 | 0 | 0 | 0 | 0 | 0 | 0 | 0 | 0 | 0 | 0 | 0 | 0 | 0 | 0 | 0 | 0 | 0 | 0 | 0 | 0 | 0
SDGE_New_EGS_Generic | SDGE_New_EGS | SDGE_Imperial_EGS_Deep_196 | 0 | 0 | 0 | 0 | 0 | 0 | 0 | 0 | 0 | 0 | 0 | 0 | 0 | 0 | 0 | 0 | 0 | 0 | 0 | 0 | 0 | 0 | 0 | 0 | 0 | 0 | SDGE | Geothermal | SDGE_Imperial_EGS_Deep_196 | 0 | 0 | 0 | 0 | 0 | 0 | 0 | 0 | 0 | 0 | 0 | 0 | 0 | 0 | 0 | 0 | 0 | 0 | 0 | 0 | 0 | 0 | 0 | 0 | 0 | 0 |  | SDGE_Imperial_EGS_Deep_196 | 0 | 0 | 0 | 0 | 0 | 0 | 0 | 0 | 0 | 0 | 0 | 0 | 0 | 0 | 0 | 0 | 0 | 0 | 0 | 0 | 0 | 0 | 0 | 0 | 0 | 0
SDGE_New_EGS_Generic | SDGE_New_EGS | SDGE_Imperial_EGS_NF_196 | 0 | 0 | 0 | 0 | 0 | 0 | 0 | 0 | 0 | 0 | 0 | 0 | 0 | 0 | 0 | 0 | 0 | 0 | 0 | 0 | 0 | 0 | 0 | 0 | 0 | 0 | SDGE | Geothermal | SDGE_Imperial_EGS_NF_196 | 0 | 0 | 0 | 0 | 0 | 0 | 0 | 0 | 0 | 0 | 0 | 0 | 0 | 0 | 0 | 0 | 0 | 0 | 0 | 0 | 0 | 0 | 0 | 0 | 0 | 0 |  | SDGE_Imperial_EGS_NF_196 | 0 | 0 | 0 | 0 | 0 | 0 | 0 | 0 | 0 | 0 | 0 | 0 | 0 | 0 | 0 | 0 | 0 | 0 | 0 | 0 | 0 | 0 | 0 | 0 | 0 | 0
SDGE_New_Geothermal_Generic | SDGE_New_Geothermal | SDGE_Imperial_Geothermal_196 | 0 | 0 | 0 | 0 | 0 | 0 | 0 | 0 | 0.083 | 0 | 0 | 0.083 | 0 | 0 | 0 | 0 | 0.5286 | 0 | 0 | 0 | 0 | 0.5286 | 0 | 0 | 0 | 0.5286 | SDGE | Geothermal | SDGE_Imperial_Geothermal_196 | 0 | 0 | 0 | 0 | 0 | 0 | -5.89e-15 | 0 | 0.083 | 0 | 0 | 0.083 | 0 | 0 | 0 | 0 | 0.5286 | 0 | 0 | 0 | 0 | 0.5286 | 0 | 0 | 0 | 0.5286 |  | SDGE_Imperial_Geothermal_196 | 0 | 0 | 0 | 0 | 0 | 0 | 0 | 0 | 0 | 0 | 0 | 0 | 0 | 0 | 0 | 0 | 0 | 0 | 0 | 0 | 0 | 0 | 0 | 0 | 0 | 0
SDGE_LDES_12hr_Generic | SDGE_LDES_12hr | SDGE_Imperial_LDES_12hr_190 | 0 | 0 | 0 | 0 | 0 | 0 | 0 | 0 | 0 | 0 | 0 | 0 | 0 | 0 | 0 | 0 | 0.5 | 0 | 0 | 0 | 0 | 0.5 | 0 | 0 | 0 | 0.5 | SDGE | LDES | SDGE_Imperial_LDES_12hr_190 | 0 | 0 | 0 | 0 | 0 | 0 | 0 | 0 | 0 | 0 | 0 | 0 | 0 | 0 | 0 | 0 | 0.5 | 0 | 0 | 0 | 0 | 0.5 | 0 | 0 | 0 | 0.5 |  | SDGE_Imperial_LDES_12hr_190 | 0 | 0 | 0 | 0 | 0 | 0 | 0 | 0 | 0 | 0 | 0 | 0 | 0 | 0 | 0 | 0 | 0 | 0 | 0 | 0 | 0 | 0 | 0 | 0 | 0 | 0
SDGE_New_Li_Battery_4hr_Generic | SDGE_New_Li_Battery_4hr | SDGE_Imperial_Li_Battery_4hr_143 | 0 | 0 | 0 | 0 | 0 | 0 | 0 | 0 | 0 | 0 | 0 | 0 | 0 | 0 | 0 | 0 | 0 | 0 | 0 | 0 | 0 | 0 | 0 | 0 | 0 | 0 | SDGE | Battery | SDGE_Imperial_Li_Battery_4hr_143 | 0 | 0 | 0 | 0 | 0 | 0 | 0 | 0 | 0 | 0 | 0 | 0 | 0 | 0 | 0 | 0 | 0 | 0 | 0 | 0 | 0 | 0 | 0 | 0 | 0 | 0 | Li-ion Battery (4-hr) | SDGE_Imperial_Li_Battery_4hr_143 | 0 | 0 | 0 | 0 | 0 | 0 | 0 | 0 | 0 | 0 | 0 | 0 | 0 | 0 | 0 | 0 | 0 | 0 | 0 | 0 | 0 | 0 | 0 | 0 | 0 | 0
SDGE_New_Li_Battery_4hr_Generic | SDGE_New_Li_Battery_4hr | SDGE_Imperial_Li_Battery_4hr_171 | 0 | 0 | 0 | 0 | 0 | 0 | 0 | 0 | 0 | 0 | 0 | 0 | 0 | 0 | 0 | 0 | 0 | 0 | 0 | 0 | 0 | 0 | 0 | 0 | 0 | 0 | SDGE | Battery | SDGE_Imperial_Li_Battery_4hr_171 | 0 | 0 | 0 | 0 | 0 | 0 | 0 | 0 | 0 | 0 | 0 | 0 | 0 | 0 | 0 | 0 | 0 | 0 | 0 | 0 | 0 | 0 | 0 | 0 | 0 | 0 | Li-ion Battery (4-hr) | SDGE_Imperial_Li_Battery_4hr_171 | 0 | 0 | 0 | 0 | 0 | 0 | 0 | 0 | 0 | 0 | 0 | 0 | 0 | 0 | 0 | 0 | 0 | 0 | 0 | 0 | 0 | 0 | 0 | 0 | 0 | 0
SDGE_New_Li_Battery_4hr_Generic | SDGE_New_Li_Battery_4hr | SDGE_Imperial_Li_Battery_4hr_173 | 0 | 0 | 0 | 0 | 0 | 0 | 0.5745 | 0 | 0.6745 | 0 | 0 | 0.6745 | 0 | 0 | 0 | 0 | 0.6745 | 0 | 0 | 0 | 0 | 0.6745 | 0 | 0 | 0 | 0.6745 | SDGE | Battery | SDGE_Imperial_Li_Battery_4hr_173 | 0 | 0 | 0 | 0 | 0 | 0 | 0.5745 | 0 | 0.6745 | 0 | 0 | 0.6745 | 0 | 0 | 0 | 0 | 0.6745 | 0 | 0 | 0 | 0 | 0.6745 | 0 | 0 | 0 | 0.6745 | Li-ion Battery (4-hr) | SDGE_Imperial_Li_Battery_4hr_173 | 0 | 0 | 0 | 0 | 0 | 0 | 0 | 0 | 0 | 0 | 0 | 0 | 0 | 0 | 0 | 0 | 0 | 0 | 0 | 0 | 0 | 0 | 0 | 0 | 0 | 0
SDGE_New_Li_Battery_4hr_Generic | SDGE_New_Li_Battery_4hr | SDGE_Imperial_Li_Battery_4hr_183 | 0 | 0 | 0 | 0 | 0 | 0 | 0 | 0 | 0 | 0 | 0 | 0 | 0 | 0 | 0 | 0 | 0 | 0 | 0 | 0 | 0 | 0 | 0 | 0 | 0 | 0 | SDGE | Battery | SDGE_Imperial_Li_Battery_4hr_183 | 0 | 0 | 0 | 0 | 0 | 0 | 0 | 0 | 0 | 0 | 0 | 0 | 0 | 0 | 0 | 0 | 0 | 0 | 0 | 0 | 0 | 0 | 0 | 0 | 0 | 0 | Li-ion Battery (4-hr) | SDGE_Imperial_Li_Battery_4hr_183 | 0 | 0 | 0 | 0 | 0 | 0 | 0 | 0 | 0 | 0 | 0 | 0 | 0 | 0 | 0 | 0 | 0 | 0 | 0 | 0 | 0 | 0 | 0 | 0 | 0 | 0
SDGE_New_Li_Battery_4hr_Generic | SDGE_New_Li_Battery_4hr | SDGE_Imperial_Li_Battery_4hr_185 | 0 | 0 | 0 | 0 | 0 | 0 | 0 | 0 | 0 | 0 | 0 | 0 | 0 | 0 | 0 | 0 | 0 | 0 | 0 | 0 | 0 | 0 | 0 | 0 | 0 | 0 | SDGE | Battery | SDGE_Imperial_Li_Battery_4hr_185 | 0 | 0 | 0 | 0 | 0 | 0 | 0 | 0 | 0 | 0 | 0 | 0 | 0 | 0 | 0 | 0 | 0 | 0 | 0 | 0 | 0 | 0 | 0 | 0 | 0 | 0 | Li-ion Battery (4-hr) | SDGE_Imperial_Li_Battery_4hr_185 | 0 | 0 | 0 | 0 | 0 | 0 | 0 | 0 | 0 | 0 | 0 | 0 | 0 | 0 | 0 | 0 | 0 | 0 | 0 | 0 | 0 | 0 | 0 | 0 | 0 | 0
SDGE_New_Li_Battery_4hr_Generic | SDGE_New_Li_Battery_4hr | SDGE_Imperial_Li_Battery_4hr_186 | 0 | 0 | 0 | 0 | 0 | 0 | 0 | 0 | 0 | 0 | 0 | 0 | 0 | 0 | 0 | 0 | 0 | 0 | 0 | 0 | 0 | 0 | 0 | 0 | 0 | 0 | SDGE | Battery | SDGE_Imperial_Li_Battery_4hr_186 | 0 | 0 | 0 | 0 | 0 | 0 | 0 | 0 | 0 | 0 | 0 | 0 | 0 | 0 | 0 | 0 | 0 | 0 | 0 | 0 | 0 | 0 | 0 | 0 | 0 | 0 | Li-ion Battery (4-hr) | SDGE_Imperial_Li_Battery_4hr_186 | 0 | 0 | 0 | 0 | 0 | 0 | 0 | 0 | 0 | 0 | 0 | 0 | 0 | 0 | 0 | 0 | 0 | 0 | 0 | 0 | 0 | 0 | 0 | 0 | 0 | 0
SDGE_New_Li_Battery_4hr_Generic | SDGE_New_Li_Battery_4hr | SDGE_Imperial_Li_Battery_4hr_187 | 0 | 0 | 0 | 0 | 0 | 0 | 0 | 0 | 0 | 0 | 0 | 0 | 0 | 0 | 0 | 0 | 0 | 0 | 0 | 0 | 0 | 0 | 0 | 0 | 0 | 0 | SDGE | Battery | SDGE_Imperial_Li_Battery_4hr_187 | 0 | 0 | 0 | 0 | 0 | 0 | 0 | 0 | 0 | 0 | 0 | 0 | 0 | 0 | 0 | 0 | 0 | 0 | 0 | 0 | 0 | 0 | 0 | 0 | 0 | 0 | Li-ion Battery (4-hr) | SDGE_Imperial_Li_Battery_4hr_187 | 0 | 0 | 0 | 0 | 0 | 0 | 0 | 0 | 0 | 0 | 0 | 0 | 0 | 0 | 0 | 0 | 0 | 0 | 0 | 0 | 0 | 0 | 0 | 0 | 0 | 0
SDGE_New_Li_Battery_4hr_Generic | SDGE_New_Li_Battery_4hr | SDGE_Imperial_Li_Battery_4hr_189 | 0 | 0 | 0 | 0 | 0 | 0 | 0 | 0 | 0 | 0 | 0 | 0 | 0 | 0 | 0 | 0 | 0 | 0 | 0 | 0 | 0 | 0 | 0 | 0 | 0 | 0 | SDGE | Battery | SDGE_Imperial_Li_Battery_4hr_189 | 0 | 0 | 0 | 0 | 0 | 0 | 0 | 0 | 0 | 0 | 0 | 0 | 0 | 0 | 0 | 0 | 0 | 0 | 0 | 0 | 0 | 0 | 0 | 0 | 0 | 0 | Li-ion Battery (4-hr) | SDGE_Imperial_Li_Battery_4hr_189 | 0 | 0 | 0 | 0 | 0 | 0 | 0 | 0 | 0 | 0 | 0 | 0 | 0 | 0 | 0 | 0 | 0 | 0 | 0 | 0 | 0 | 0 | 0 | 0 | 0 | 0
SDGE_New_Li_Battery_4hr_Generic | SDGE_New_Li_Battery_4hr | SDGE_Imperial_Li_Battery_4hr_190 | 0 | 0 | 0 | 0 | 0 | 0 | 0 | 0 | 0 | 0 | 0 | 0 | 0 | 0 | 0 | 0 | 0 | 0 | 0 | 0 | 0 | 0 | 0 | 0 | 0 | 0 | SDGE | Battery | SDGE_Imperial_Li_Battery_4hr_190 | 0 | 0 | 0 | 0 | 0 | 0 | 0 | 0 | 0 | 0 | 0 | 0 | 0 | 0 | 0 | 0 | 0 | 0 | 0 | 0 | 0 | 0 | 0 | 0 | 0 | 0 | Li-ion Battery (4-hr) | SDGE_Imperial_Li_Battery_4hr_190 | 0 | 0 | 0 | 0 | 0 | 0 | 0 | 0 | 0 | 0 | 0 | 0 | 0 | 0 | 0 | 0 | 0 | 0 | 0 | 0 | 0 | 0 | 0 | 0 | 0 | 0
SDGE_New_Li_Battery_4hr_Generic | SDGE_New_Li_Battery_4hr | SDGE_Imperial_Li_Battery_4hr_191 | 0 | 0 | 0 | 0 | 0 | 0 | 0 | 0 | 0 | 0 | 0 | 0 | 0 | 0 | 0 | 0 | 0 | 0 | 0 | 0 | 0 | 0 | 0 | 0 | 0 | 0 | SDGE | Battery | SDGE_Imperial_Li_Battery_4hr_191 | 0 | 0 | 0 | 0 | 0 | 0 | 0 | 0 | 0 | 0 | 0 | 0 | 0 | 0 | 0 | 0 | 0 | 0 | 0 | 0 | 0 | 0 | 0 | 0 | 0 | 0 | Li-ion Battery (4-hr) | SDGE_Imperial_Li_Battery_4hr_191 | 0 | 0 | 0 | 0 | 0 | 0 | 0 | 0 | 0 | 0 | 0 | 0 | 0 | 0 | 0 | 0 | 0 | 0 | 0 | 0 | 0 | 0 | 0 | 0 | 0 | 0
SDGE_New_Li_Battery_4hr_Generic | SDGE_New_Li_Battery_4hr | SDGE_Imperial_Li_Battery_4hr_192 | 0 | 0 | 0 | 0 | 0 | 0 | 0 | 0 | 0 | 0 | 0 | 0 | 0 | 0 | 0 | 0 | 0 | 0 | 0 | 0 | 0 | 0 | 0 | 0 | 0 | 0 | SDGE | Battery | SDGE_Imperial_Li_Battery_4hr_192 | 0 | 0 | 0 | 0 | 0 | 0 | 0 | 0 | 0 | 0 | 0 | 0 | 0 | 0 | 0 | 0 | 0 | 0 | 0 | 0 | 0 | 0 | 0 | 0 | 0 | 0 | Li-ion Battery (4-hr) | SDGE_Imperial_Li_Battery_4hr_192 | 0 | 0 | 0 | 0 | 0 | 0 | 0 | 0 | 0 | 0 | 0 | 0 | 0 | 0 | 0 | 0 | 0 | 0 | 0 | 0 | 0 | 0 | 0 | 0 | 0 | 0
SDGE_New_Li_Battery_4hr_Generic | SDGE_New_Li_Battery_4hr | SDGE_Imperial_Li_Battery_4hr_193 | 0 | 0 | 0 | 0 | 0 | 0 | 0 | 0 | 0 | 0 | 0 | 0 | 0 | 0 | 0 | 0 | 0 | 0 | 0 | 0 | 0 | 0 | 0 | 0 | 0 | 0 | SDGE | Battery | SDGE_Imperial_Li_Battery_4hr_193 | 0 | 0 | 0 | 0 | 0 | 0 | 0 | 0 | 0 | 0 | 0 | 0 | 0 | 0 | 0 | 0 | 0 | 0 | 0 | 0 | 0 | 0 | 0 | 0 | 0 | 0 | Li-ion Battery (4-hr) | SDGE_Imperial_Li_Battery_4hr_193 | 0 | 0 | 0 | 0 | 0 | 0 | 0 | 0 | 0 | 0 | 0 | 0 | 0 | 0 | 0 | 0 | 0 | 0 | 0 | 0 | 0 | 0 | 0 | 0 | 0 | 0
SDGE_New_Li_Battery_4hr_Generic | SDGE_New_Li_Battery_4hr | SDGE_Imperial_Li_Battery_4hr_194 | 0 | 0 | 0 | 0 | 0 | 0 | 0 | 0 | 0 | 0 | 0 | 0 | 0 | 0 | 0 | 0 | 0 | 0 | 0 | 0 | 0 | 0 | 0 | 0 | 0 | 0 | SDGE | Battery | SDGE_Imperial_Li_Battery_4hr_194 | 0 | 0 | 0 | 0 | 0 | 0 | 0 | 0 | 0 | 0 | 0 | 0 | 0 | 0 | 0 | 0 | 0 | 0 | 0 | 0 | 0 | 0 | 0 | 0 | 0 | 0 | Li-ion Battery (4-hr) | SDGE_Imperial_Li_Battery_4hr_194 | 0 | 0 | 0 | 0 | 0 | 0 | 0 | 0 | 0 | 0 | 0 | 0 | 0 | 0 | 0 | 0 | 0 | 0 | 0 | 0 | 0 | 0 | 0 | 0 | 0 | 0
SDGE_New_Li_Battery_4hr_Generic | SDGE_New_Li_Battery_4hr | SDGE_Imperial_Li_Battery_4hr_195 | 0 | 0 | 0 | 0 | 0 | 0 | 0 | 0 | 0 | 0 | 0 | 0 | 0 | 0 | 0 | 0 | 0 | 0 | 0 | 0 | 0 | 0 | 0 | 0 | 0 | 0 | SDGE | Battery | SDGE_Imperial_Li_Battery_4hr_195 | 0 | 0 | 0 | 0 | 0 | 0 | 0 | 0 | 0 | 0 | 0 | 0 | 0 | 0 | 0 | 0 | 0 | 0 | 0 | 0 | 0 | 0 | 0 | 0 | 0 | 0 | Li-ion Battery (4-hr) | SDGE_Imperial_Li_Battery_4hr_195 | 0 | 0 | 0 | 0 | 0 | 0 | 0 | 0 | 0 | 0 | 0 | 0 | 0 | 0 | 0 | 0 | 0 | 0 | 0 | 0 | 0 | 0 | 0 | 0 | 0 | 0
SDGE_New_Li_Battery_4hr_Generic | SDGE_New_Li_Battery_4hr | SDGE_Imperial_Li_Battery_4hr_196 | 0 | 0 | 0 | 0 | 0 | 0 | 0 | 0 | 0 | 0 | 0 | 0 | 0 | 0 | 0 | 0 | 0 | 0 | 0 | 0 | 0 | 0 | 0 | 0 | 0 | 0 | SDGE | Battery | SDGE_Imperial_Li_Battery_4hr_196 | 0 | 0 | 0 | 0 | 0 | 0 | 0 | 0 | 0 | 0 | 0 | 0 | 0 | 0 | 0 | 0 | 0 | 0 | 0 | 0 | 0 | 0 | 0 | 0 | 0 | 0 | Li-ion Battery (4-hr) | SDGE_Imperial_Li_Battery_4hr_196 | 0 | 0 | 0 | 0 | 0 | 0 | 0 | 0 | 0 | 0 | 0 | 0 | 0 | 0 | 0 | 0 | 0 | 0 | 0 | 0 | 0 | 0 | 0 | 0 | 0 | 0
SDGE_New_Li_Battery_4hr_Generic | SDGE_New_Li_Battery_4hr | SDGE_Imperial_Li_Battery_4hr_197 | 0 | 0 | 0 | 0 | 0 | 0 | 0 | 0 | 0 | 0 | 0 | 0 | 0 | 0 | 0 | 0 | 0 | 0 | 0 | 0 | 0 | 0 | 0 | 0 | 0 | 0 | SDGE | Battery | SDGE_Imperial_Li_Battery_4hr_197 | 0 | 0 | 0 | 0 | 0 | 0 | 0 | 0 | 0 | 0 | 0 | 0 | 0 | 0 | 0 | 0 | 0 | 0 | 0 | 0 | 0 | 0 | 0 | 0 | 0 | 0 | Li-ion Battery (4-hr) | SDGE_Imperial_Li_Battery_4hr_197 | 0 | 0 | 0 | 0 | 0 | 0 | 0 | 0 | 0 | 0 | 0 | 0 | 0 | 0 | 0 | 0 | 0 | 0 | 0 | 0 | 0 | 0 | 0 | 0 | 0 | 0
SDGE_New_Li_Battery_4hr_Generic | SDGE_New_Li_Battery_4hr | SDGE_Imperial_Li_Battery_4hr_198 | 0 | 0 | 0 | 0 | 0 | 0 | 0 | 0 | 0 | 0 | 0 | 0 | 0 | 0 | 0 | 0 | 0 | 0 | 0 | 0 | 0 | 0 | 0 | 0 | 0 | 0 | SDGE | Battery | SDGE_Imperial_Li_Battery_4hr_198 | 0 | 0 | 0 | 0 | 0 | 0 | 0 | 0 | 0 | 0 | 0 | 0 | 0 | 0 | 0 | 0 | 0 | 0 | 0 | 0 | 0 | 0 | 0 | 0 | 0 | 0 | Li-ion Battery (4-hr) | SDGE_Imperial_Li_Battery_4hr_198 | 0 | 0 | 0 | 0 | 0 | 0 | 0 | 0 | 0 | 0 | 0 | 0 | 0 | 0 | 0 | 0 | 0 | 0 | 0 | 0 | 0 | 0 | 0 | 0 | 0 | 0
SDGE_New_Li_Battery_8hr_Generic | SDGE_New_Li_Battery_8hr | SDGE_Imperial_Li_Battery_8hr_143 | 0 | 0 | 0 | 0 | 0 | 0 | 0 | 0 | 0 | 0 | 0 | 0 | 0 | 0 | 0 | 0 | 0 | 0 | 0 | 0 | 0 | 0 | 0 | 0 | 0 | 0 | SDGE | Battery | SDGE_Imperial_Li_Battery_8hr_143 | 0 | 0 | 0 | 0 | 0 | 0 | 0 | 0 | 0 | 0 | 0 | 0 | 0 | 0 | 0 | 0 | 0 | 0 | 0 | 0 | 0 | 0 | 0 | 0 | 0 | 0 | Li-ion Battery (8-hr) | SDGE_Imperial_Li_Battery_8hr_143 | 0 | 0 | 0 | 0 | 0 | 0 | 0 | 0 | 0 | 0 | 0 | 0 | 0 | 0 | 0 | 0 | 0 | 0 | 0 | 0 | 0 | 0 | 0 | 0 | 0 | 0
SDGE_New_Li_Battery_8hr_Generic | SDGE_New_Li_Battery_8hr | SDGE_Imperial_Li_Battery_8hr_171 | 0 | 0 | 0 | 0 | 0 | 0 | 0 | 0 | 0 | 0 | 0 | 0 | 0 | 0 | 0 | 0 | 0 | 0 | 0 | 0 | 0 | 0 | 0 | 0 | 0 | 0 | SDGE | Battery | SDGE_Imperial_Li_Battery_8hr_171 | 0 | 0 | 0 | 0 | 0 | 0 | 0 | 0 | 0 | 0 | 0 | 0 | 0 | 0 | 0 | 0 | 0 | 0 | 0 | 0 | 0 | 0 | 0 | 0 | 0 | 0 | Li-ion Battery (8-hr) | SDGE_Imperial_Li_Battery_8hr_171 | 0 | 0 | 0 | 0 | 0 | 0 | 0 | 0 | 0 | 0 | 0 | 0 | 0 | 0 | 0 | 0 | 0 | 0 | 0 | 0 | 0 | 0 | 0 | 0 | 0 | 0
SDGE_New_Li_Battery_8hr_Generic | SDGE_New_Li_Battery_8hr | SDGE_Imperial_Li_Battery_8hr_173 | 0 | 0 | 0 | 0 | 0 | 0 | 0.02543 | 0 | 0.02543 | 0 | 0 | 0.11917 | 0 | 0 | 0 | 0 | 0.13555 | 0 | 0 | 0 | 0 | 0.13555 | 0 | 0 | 0 | 0.13738 | SDGE | Battery | SDGE_Imperial_Li_Battery_8hr_173 | 0 | 0 | 0 | 0 | 0 | 0 | 0.02543 | 0 | 0.02543 | 0 | 0 | 0.11917 | 0 | 0 | 0 | 0 | 0.13555 | 0 | 0 | 0 | 0 | 0.13555 | 0 | 0 | 0 | 0.13738 | Li-ion Battery (8-hr) | SDGE_Imperial_Li_Battery_8hr_173 | 0 | 0 | 0 | 0 | 0 | 0 | 0 | 0 | 0 | 0 | 0 | 0 | 0 | 0 | 0 | 0 | 0 | 0 | 0 | 0 | 0 | 0 | 0 | 0 | 0 | 0
SDGE_New_Li_Battery_8hr_Generic | SDGE_New_Li_Battery_8hr | SDGE_Imperial_Li_Battery_8hr_183 | 0 | 0 | 0 | 0 | 0 | 0 | 0 | 0 | 0 | 0 | 0 | 0 | 0 | 0 | 0 | 0 | 0 | 0 | 0 | 0 | 0 | 0 | 0 | 0 | 0 | 0 | SDGE | Battery | SDGE_Imperial_Li_Battery_8hr_183 | 0 | 0 | 0 | 0 | 0 | 0 | 0 | 0 | 0 | 0 | 0 | 0 | 0 | 0 | 0 | 0 | 0 | 0 | 0 | 0 | 0 | 0 | 0 | 0 | 0 | 0 | Li-ion Battery (8-hr) | SDGE_Imperial_Li_Battery_8hr_183 | 0 | 0 | 0 | 0 | 0 | 0 | 0 | 0 | 0 | 0 | 0 | 0 | 0 | 0 | 0 | 0 | 0 | 0 | 0 | 0 | 0 | 0 | 0 | 0 | 0 | 0
SDGE_New_Li_Battery_8hr_Generic | SDGE_New_Li_Battery_8hr | SDGE_Imperial_Li_Battery_8hr_185 | 0 | 0 | 0 | 0 | 0 | 0 | 0 | 0 | 0 | 0 | 0 | 0 | 0 | 0 | 0 | 0 | 0 | 0 | 0 | 0 | 0 | 0 | 0 | 0 | 0 | 0 | SDGE | Battery | SDGE_Imperial_Li_Battery_8hr_185 | 0 | 0 | 0 | 0 | 0 | 0 | 0 | 0 | 0 | 0 | 0 | 0 | 0 | 0 | 0 | 0 | 0 | 0 | 0 | 0 | 0 | 0 | 0 | 0 | 0 | 0 | Li-ion Battery (8-hr) | SDGE_Imperial_Li_Battery_8hr_185 | 0 | 0 | 0 | 0 | 0 | 0 | 0 | 0 | 0 | 0 | 0 | 0 | 0 | 0 | 0 | 0 | 0 | 0 | 0 | 0 | 0 | 0 | 0 | 0 | 0 | 0
SDGE_New_Li_Battery_8hr_Generic | SDGE_New_Li_Battery_8hr | SDGE_Imperial_Li_Battery_8hr_186 | 0 | 0 | 0 | 0 | 0 | 0 | 0 | 0 | 0 | 0 | 0 | 0 | 0 | 0 | 0 | 0 | 0 | 0 | 0 | 0 | 0 | 0 | 0 | 0 | 0 | 0 | SDGE | Battery | SDGE_Imperial_Li_Battery_8hr_186 | 0 | 0 | 0 | 0 | 0 | 0 | 0 | 0 | 0 | 0 | 0 | 0 | 0 | 0 | 0 | 0 | 0 | 0 | 0 | 0 | 0 | 0 | 0 | 0 | 0 | 0 | Li-ion Battery (8-hr) | SDGE_Imperial_Li_Battery_8hr_186 | 0 | 0 | 0 | 0 | 0 | 0 | 0 | 0 | 0 | 0 | 0 | 0 | 0 | 0 | 0 | 0 | 0 | 0 | 0 | 0 | 0 | 0 | 0 | 0 | 0 | 0
SDGE_New_Li_Battery_8hr_Generic | SDGE_New_Li_Battery_8hr | SDGE_Imperial_Li_Battery_8hr_187 | 0 | 0 | 0 | 0 | 0 | 0 | 0 | 0 | 0 | 0 | 0 | 0 | 0 | 0 | 0 | 0 | 0 | 0 | 0 | 0 | 0 | 0 | 0 | 0 | 0 | 0 | SDGE | Battery | SDGE_Imperial_Li_Battery_8hr_187 | 0 | 0 | 0 | 0 | 0 | 0 | 0 | 0 | 0 | 0 | 0 | 0 | 0 | 0 | 0 | 0 | 0 | 0 | 0 | 0 | 0 | 0 | 0 | 0 | 0 | 0 | Li-ion Battery (8-hr) | SDGE_Imperial_Li_Battery_8hr_187 | 0 | 0 | 0 | 0 | 0 | 0 | 0 | 0 | 0 | 0 | 0 | 0 | 0 | 0 | 0 | 0 | 0 | 0 | 0 | 0 | 0 | 0 | 0 | 0 | 0 | 0
SDGE_New_Li_Battery_8hr_Generic | SDGE_New_Li_Battery_8hr | SDGE_Imperial_Li_Battery_8hr_189 | 0 | 0 | 0 | 0 | 0 | 0 | 0 | 0 | 0 | 0 | 0 | 0 | 0 | 0 | 0 | 0 | 0 | 0 | 0 | 0 | 0 | 0 | 0 | 0 | 0 | 0 | SDGE | Battery | SDGE_Imperial_Li_Battery_8hr_189 | 0 | 0 | 0 | 0 | 0 | 0 | 0 | 0 | 0 | 0 | 0 | 0 | 0 | 0 | 0 | 0 | 0 | 0 | 0 | 0 | 0 | 0 | 0 | 0 | 0 | 0 | Li-ion Battery (8-hr) | SDGE_Imperial_Li_Battery_8hr_189 | 0 | 0 | 0 | 0 | 0 | 0 | 0 | 0 | 0 | 0 | 0 | 0 | 0 | 0 | 0 | 0 | 0 | 0 | 0 | 0 | 0 | 0 | 0 | 0 | 0 | 0
SDGE_New_Li_Battery_8hr_Generic | SDGE_New_Li_Battery_8hr | SDGE_Imperial_Li_Battery_8hr_190 | 0 | 0 | 0 | 0 | 0 | 0 | 0 | 0 | 0 | 0 | 0 | 0 | 0 | 0 | 0 | 0 | 0 | 0 | 0 | 0 | 0 | 0 | 0 | 0 | 0 | 0 | SDGE | Battery | SDGE_Imperial_Li_Battery_8hr_190 | 0 | 0 | 0 | 0 | 0 | 0 | 0 | 0 | 0 | 0 | 0 | 0 | 0 | 0 | 0 | 0 | 0 | 0 | 0 | 0 | 0 | 0 | 0 | 0 | 0 | 0 | Li-ion Battery (8-hr) | SDGE_Imperial_Li_Battery_8hr_190 | 0 | 0 | 0 | 0 | 0 | 0 | 0 | 0 | 0 | 0 | 0 | 0 | 0 | 0 | 0 | 0 | 0 | 0 | 0 | 0 | 0 | 0 | 0 | 0 | 0 | 0
SDGE_New_Li_Battery_8hr_Generic | SDGE_New_Li_Battery_8hr | SDGE_Imperial_Li_Battery_8hr_191 | 0 | 0 | 0 | 0 | 0 | 0 | 0 | 0 | 0 | 0 | 0 | 0 | 0 | 0 | 0 | 0 | 0 | 0 | 0 | 0 | 0 | 0 | 0 | 0 | 0 | 0 | SDGE | Battery | SDGE_Imperial_Li_Battery_8hr_191 | 0 | 0 | 0 | 0 | 0 | 0 | 0 | 0 | 0 | 0 | 0 | 0 | 0 | 0 | 0 | 0 | 0 | 0 | 0 | 0 | 0 | 0 | 0 | 0 | 0 | 0 | Li-ion Battery (8-hr) | SDGE_Imperial_Li_Battery_8hr_191 | 0 | 0 | 0 | 0 | 0 | 0 | 0 | 0 | 0 | 0 | 0 | 0 | 0 | 0 | 0 | 0 | 0 | 0 | 0 | 0 | 0 | 0 | 0 | 0 | 0 | 0
SDGE_New_Li_Battery_8hr_Generic | SDGE_New_Li_Battery_8hr | SDGE_Imperial_Li_Battery_8hr_192 | 0 | 0 | 0 | 0 | 0 | 0 | 0 | 0 | 0 | 0 | 0 | 0 | 0 | 0 | 0 | 0 | 0 | 0 | 0 | 0 | 0 | 0 | 0 | 0 | 0 | 0 | SDGE | Battery | SDGE_Imperial_Li_Battery_8hr_192 | 0 | 0 | 0 | 0 | 0 | 0 | 0 | 0 | 0 | 0 | 0 | 0 | 0 | 0 | 0 | 0 | 0 | 0 | 0 | 0 | 0 | 0 | 0 | 0 | 0 | 0 | Li-ion Battery (8-hr) | SDGE_Imperial_Li_Battery_8hr_192 | 0 | 0 | 0 | 0 | 0 | 0 | 0 | 0 | 0 | 0 | 0 | 0 | 0 | 0 | 0 | 0 | 0 | 0 | 0 | 0 | 0 | 0 | 0 | 0 | 0 | 0
SDGE_New_Li_Battery_8hr_Generic | SDGE_New_Li_Battery_8hr | SDGE_Imperial_Li_Battery_8hr_193 | 0 | 0 | 0 | 0 | 0 | 0 | 0 | 0 | 0 | 0 | 0 | 0 | 0 | 0 | 0 | 0 | 0 | 0 | 0 | 0 | 0 | 0 | 0 | 0 | 0 | 0 | SDGE | Battery | SDGE_Imperial_Li_Battery_8hr_193 | 0 | 0 | 0 | 0 | 0 | 0 | 0 | 0 | 0 | 0 | 0 | 0 | 0 | 0 | 0 | 0 | 0 | 0 | 0 | 0 | 0 | 0 | 0 | 0 | 0 | 0 | Li-ion Battery (8-hr) | SDGE_Imperial_Li_Battery_8hr_193 | 0 | 0 | 0 | 0 | 0 | 0 | 0 | 0 | 0 | 0 | 0 | 0 | 0 | 0 | 0 | 0 | 0 | 0 | 0 | 0 | 0 | 0 | 0 | 0 | 0 | 0
SDGE_New_Li_Battery_8hr_Generic | SDGE_New_Li_Battery_8hr | SDGE_Imperial_Li_Battery_8hr_194 | 0 | 0 | 0 | 0 | 0 | 0 | 0 | 0 | 0 | 0 | 0 | 0 | 0 | 0 | 0 | 0 | 0 | 0 | 0 | 0 | 0 | 0 | 0 | 0 | 0 | 0 | SDGE | Battery | SDGE_Imperial_Li_Battery_8hr_194 | 0 | 0 | 0 | 0 | 0 | 0 | 0 | 0 | 0 | 0 | 0 | 0 | 0 | 0 | 0 | 0 | 0 | 0 | 0 | 0 | 0 | 0 | 0 | 0 | 0 | 0 | Li-ion Battery (8-hr) | SDGE_Imperial_Li_Battery_8hr_194 | 0 | 0 | 0 | 0 | 0 | 0 | 0 | 0 | 0 | 0 | 0 | 0 | 0 | 0 | 0 | 0 | 0 | 0 | 0 | 0 | 0 | 0 | 0 | 0 | 0 | 0
SDGE_New_Li_Battery_8hr_Generic | SDGE_New_Li_Battery_8hr | SDGE_Imperial_Li_Battery_8hr_195 | 0 | 0 | 0 | 0 | 0 | 0 | 0 | 0 | 0 | 0 | 0 | 0 | 0 | 0 | 0 | 0 | 0 | 0 | 0 | 0 | 0 | 0 | 0 | 0 | 0 | 0 | SDGE | Battery | SDGE_Imperial_Li_Battery_8hr_195 | 0 | 0 | 0 | 0 | 0 | 0 | 0 | 0 | 0 | 0 | 0 | 0 | 0 | 0 | 0 | 0 | 0 | 0 | 0 | 0 | 0 | 0 | 0 | 0 | 0 | 0 | Li-ion Battery (8-hr) | SDGE_Imperial_Li_Battery_8hr_195 | 0 | 0 | 0 | 0 | 0 | 0 | 0 | 0 | 0 | 0 | 0 | 0 | 0 | 0 | 0 | 0 | 0 | 0 | 0 | 0 | 0 | 0 | 0 | 0 | 0 | 0
SDGE_New_Li_Battery_8hr_Generic | SDGE_New_Li_Battery_8hr | SDGE_Imperial_Li_Battery_8hr_196 | 0 | 0 | 0 | 0 | 0 | 0 | 0 | 0 | 0 | 0 | 0 | 0 | 0 | 0 | 0 | 0 | 0 | 0 | 0 | 0 | 0 | 0 | 0 | 0 | 0 | 0 | SDGE | Battery | SDGE_Imperial_Li_Battery_8hr_196 | 0 | 0 | 0 | 0 | 0 | 0 | 0 | 0 | 0 | 0 | 0 | 0 | 0 | 0 | 0 | 0 | 0 | 0 | 0 | 0 | 0 | 0 | 0 | 0 | 0 | 0 | Li-ion Battery (8-hr) | SDGE_Imperial_Li_Battery_8hr_196 | 0 | 0 | 0 | 0 | 0 | 0 | 0 | 0 | 0 | 0 | 0 | 0 | 0 | 0 | 0 | 0 | 0 | 0 | 0 | 0 | 0 | 0 | 0 | 0 | 0 | 0
SDGE_New_Li_Battery_8hr_Generic | SDGE_New_Li_Battery_8hr | SDGE_Imperial_Li_Battery_8hr_197 | 0 | 0 | 0 | 0 | 0 | 0 | 0 | 0 | 0 | 0 | 0 | 0 | 0 | 0 | 0 | 0 | 0 | 0 | 0 | 0 | 0 | 0 | 0 | 0 | 0 | 0 | SDGE | Battery | SDGE_Imperial_Li_Battery_8hr_197 | 0 | 0 | 0 | 0 | 0 | 0 | 0 | 0 | 0 | 0 | 0 | 0 | 0 | 0 | 0 | 0 | 0 | 0 | 0 | 0 | 0 | 0 | 0 | 0 | 0 | 0 | Li-ion Battery (8-hr) | SDGE_Imperial_Li_Battery_8hr_197 | 0 | 0 | 0 | 0 | 0 | 0 | 0 | 0 | 0 | 0 | 0 | 0 | 0 | 0 | 0 | 0 | 0 | 0 | 0 | 0 | 0 | 0 | 0 | 0 | 0 | 0
SDGE_New_Li_Battery_8hr_Generic | SDGE_New_Li_Battery_8hr | SDGE_Imperial_Li_Battery_8hr_198 | 0 | 0 | 0 | 0 | 0 | 0 | 0 | 0 | 0 | 0 | 0 | 0 | 0 | 0 | 0 | 0 | 0 | 0 | 0 | 0 | 0 | 0 | 0 | 0 | 0 | 0 | SDGE | Battery | SDGE_Imperial_Li_Battery_8hr_198 | 0 | 0 | 0 | 0 | 0 | 0 | 0 | 0 | 0 | 0 | 0 | 0 | 0 | 0 | 0 | 0 | 0 | 0 | 0 | 0 | 0 | 0 | 0 | 0 | 0 | 0 | Li-ion Battery (8-hr) | SDGE_Imperial_Li_Battery_8hr_198 | 0 | 0 | 0 | 0 | 0 | 0 | 0 | 0 | 0 | 0 | 0 | 0 | 0 | 0 | 0 | 0 | 0 | 0 | 0 | 0 | 0 | 0 | 0 | 0 | 0 | 0
SDGE_Imperial_Solar_Generic | SDGE_Imperial_Solar | SDGE_Imperial_Solar_143 | 0 | 0 | 0 | 0 | 0 | 0 | 0 | 0 | 0 | 0 | 0 | 0 | 0 | 0 | 0 | 0 | 0 | 0 | 0 | 0 | 0 | 0 | 0 | 0 | 0 | 0.03662 | SDGE | Solar | SDGE_Imperial_Solar_143 | 0 | 0 | 0 | 0 | 0 | 0 | 0 | 0 | 0 | 0 | 0 | 0 | 0 | 0 | 0 | 0 | 0 | 0 | 0 | 0 | 0 | 0 | 0 | 0 | 0 | 0.03662 |  | SDGE_Imperial_Solar_143 | 0 | 0 | 0 | 0 | 0 | 0 | 0 | 0 | 0 | 0 | 0 | 0 | 0 | 0 | 0 | 0 | 0 | 0 | 0 | 0 | 0 | 0 | 0 | 0 | 0 | 0
SDGE_Imperial_Solar_Generic | SDGE_Imperial_Solar | SDGE_Imperial_Solar_171 | 0 | 0 | 0 | 0 | 0 | 0 | 0.018453 | 0 | 0.018453 | 0 | 0 | 0.018453 | 0 | 0 | 0 | 0 | 0.018453 | 0 | 0 | 0 | 0 | 0.018453 | 0 | 0 | 0 | 0.018453 | SDGE | Solar | SDGE_Imperial_Solar_171 | 0 | 0 | 0 | 0 | 0 | 0 | 0.018453 | 0 | 0.018453 | 0 | 0 | 0.018453 | 0 | 0 | 0 | 0 | 0.018453 | 0 | 0 | 0 | 0 | 0.018453 | 0 | 0 | 0 | 0.018453 |  | SDGE_Imperial_Solar_171 | 0 | 0 | 0 | 0 | 0 | 0 | 0 | 0 | 0 | 0 | 0 | 0 | 0 | 0 | 0 | 0 | 0 | 0 | 0 | 0 | 0 | 0 | 0 | 0 | 0 | 0
SDGE_Imperial_Solar_Generic | SDGE_Imperial_Solar | SDGE_Imperial_Solar_173 | 0 | 0 | 0 | 0 | 0 | 0 | 0 | 0 | 0 | 0 | 0 | 0 | 0 | 0 | 0 | 0 | 0 | 0 | 0 | 0 | 0 | 0 | 0 | 0 | 0 | 0.10814 | SDGE | Solar | SDGE_Imperial_Solar_173 | 0 | 0 | 0 | 0 | 0 | 0 | 0 | 0 | 0 | 0 | 0 | 0 | 0 | 0 | 0 | 0 | 0 | 0 | 0 | 0 | 0 | 0 | 0 | 0 | 0 | 0.10814 |  | SDGE_Imperial_Solar_173 | 0 | 0 | 0 | 0 | 0 | 0 | 0 | 0 | 0 | 0 | 0 | 0 | 0 | 0 | 0 | 0 | 0 | 0 | 0 | 0 | 0 | 0 | 0 | 0 | 0 | 0
SDGE_Imperial_Solar_Generic | SDGE_Imperial_Solar | SDGE_Imperial_Solar_183 | 0 | 0 | 0 | 0 | 0 | 0 | 0 | 0 | 0 | 0 | 0 | 0 | 0 | 0 | 0 | 0 | 0 | 0 | 0 | 0 | 0 | 0 | 0 | 0 | 0 | 0 | SDGE | Solar | SDGE_Imperial_Solar_183 | 0 | 0 | 0 | 0 | 0 | 0 | 0 | 0 | 0 | 0 | 0 | 0 | 0 | 0 | 0 | 0 | 0 | 0 | 0 | 0 | 0 | 0 | 0 | 0 | 0 | 0 |  | SDGE_Imperial_Solar_183 | 0 | 0 | 0 | 0 | 0 | 0 | 0 | 0 | 0 | 0 | 0 | 0 | 0 | 0 | 0 | 0 | 0 | 0 | 0 | 0 | 0 | 0 | 0 | 0 | 0 | 0
SDGE_Imperial_Solar_Generic | SDGE_Imperial_Solar | SDGE_Imperial_Solar_185 | 0 | 0 | 0 | 0 | 0 | 0 | 0 | 0 | 0 | 0 | 0 | 0 | 0 | 0 | 0 | 0 | 0 | 0 | 0 | 0 | 0 | 0 | 0 | 0 | 0 | 0 | SDGE | Solar | SDGE_Imperial_Solar_185 | 0 | 0 | 0 | 0 | 0 | 0 | 0 | 0 | 0 | 0 | 0 | 0 | 0 | 0 | 0 | 0 | 0 | 0 | 0 | 0 | 0 | 0 | 0 | 0 | 0 | 0 |  | SDGE_Imperial_Solar_185 | 0 | 0 | 0 | 0 | 0 | 0 | 0 | 0 | 0 | 0 | 0 | 0 | 0 | 0 | 0 | 0 | 0 | 0 | 0 | 0 | 0 | 0 | 0 | 0 | 0 | 0
SDGE_Imperial_Solar_Generic | SDGE_Imperial_Solar | SDGE_Imperial_Solar_186 | 0 | 0 | 0 | 0 | 0 | 0 | 0 | 0 | 0 | 0 | 0 | 0 | 0 | 0 | 0 | 0 | 0 | 0 | 0 | 0 | 0 | 0 | 0 | 0 | 0 | 0 | SDGE | Solar | SDGE_Imperial_Solar_186 | 0 | 0 | 0 | 0 | 0 | 0 | 0 | 0 | 0 | 0 | 0 | 0 | 0 | 0 | 0 | 0 | 0 | 0 | 0 | 0 | 0 | 0 | 0 | 0 | 0 | 0 |  | SDGE_Imperial_Solar_186 | 0 | 0 | 0 | 0 | 0 | 0 | 0 | 0 | 0 | 0 | 0 | 0 | 0 | 0 | 0 | 0 | 0 | 0 | 0 | 0 | 0 | 0 | 0 | 0 | 0 | 0
SDGE_Imperial_Solar_Generic | SDGE_Imperial_Solar | SDGE_Imperial_Solar_187 | 0 | 0 | 0 | 0 | 0 | 0 | 0 | 0 | 0.093778 | 0 | 0 | 0.093778 | 0 | 0 | 0 | 0 | 0.093778 | 0 | 0 | 0 | 0 | 0.093778 | 0 | 0 | 0 | 0.093778 | SDGE | Solar | SDGE_Imperial_Solar_187 | 0 | 0 | 0 | 0 | 0 | 0 | 0 | 0 | 0.093778 | 0 | 0 | 0.093778 | 0 | 0 | 0 | 0 | 0.093778 | 0 | 0 | 0 | 0 | 0.093778 | 0 | 0 | 0 | 0.093778 |  | SDGE_Imperial_Solar_187 | 0 | 0 | 0 | 0 | 0 | 0 | 0 | 0 | 0 | 0 | 0 | 0 | 0 | 0 | 0 | 0 | 0 | 0 | 0 | 0 | 0 | 0 | 0 | 0 | 0 | 0
SDGE_Imperial_Solar_Generic | SDGE_Imperial_Solar | SDGE_Imperial_Solar_189 | 0 | 0 | 0 | 0 | 0 | 0 | 0 | 0 | 0 | 0 | 0 | 0 | 0 | 0 | 0 | 0 | 0 | 0 | 0 | 0 | 0 | 0 | 0 | 0 | 0 | 0 | SDGE | Solar | SDGE_Imperial_Solar_189 | 0 | 0 | 0 | 0 | 0 | 0 | 0 | 0 | 0 | 0 | 0 | 0 | 0 | 0 | 0 | 0 | 0 | 0 | 0 | 0 | 0 | 0 | 0 | 0 | 0 | 0 |  | SDGE_Imperial_Solar_189 | 0 | 0 | 0 | 0 | 0 | 0 | 0 | 0 | 0 | 0 | 0 | 0 | 0 | 0 | 0 | 0 | 0 | 0 | 0 | 0 | 0 | 0 | 0 | 0 | 0 | 0
SDGE_Imperial_Solar_Generic | SDGE_Imperial_Solar | SDGE_Imperial_Solar_190 | 0 | 0 | 0 | 0 | 0 | 0 | 0 | 0 | 0 | 0 | 0 | 0 | 0 | 0 | 0 | 0 | 0 | 0 | 0 | 0 | 0 | 0 | 0 | 0 | 0 | 0 | SDGE | Solar | SDGE_Imperial_Solar_190 | 0 | 0 | 0 | 0 | 0 | 0 | 0 | 0 | 0 | 0 | 0 | 0 | 0 | 0 | 0 | 0 | 0 | 0 | 0 | 0 | 0 | 0 | 0 | 0 | 0 | 0 |  | SDGE_Imperial_Solar_190 | 0 | 0 | 0 | 0 | 0 | 0 | 0 | 0 | 0 | 0 | 0 | 0 | 0 | 0 | 0 | 0 | 0 | 0 | 0 | 0 | 0 | 0 | 0 | 0 | 0 | 0
SDGE_Imperial_Solar_Generic | SDGE_Imperial_Solar | SDGE_Imperial_Solar_191 | 0 | 0 | 0 | 0 | 0 | 0 | 0 | 0 | 0 | 0 | 0 | 0 | 0 | 0 | 0 | 0 | 0 | 0 | 0 | 0 | 0 | 0 | 0 | 0 | 0 | 0 | SDGE | Solar | SDGE_Imperial_Solar_191 | 0 | 0 | 0 | 0 | 0 | 0 | 0 | 0 | 0 | 0 | 0 | 0 | 0 | 0 | 0 | 0 | 0 | 0 | 0 | 0 | 0 | 0 | 0 | 0 | 0 | 0 |  | SDGE_Imperial_Solar_191 | 0 | 0 | 0 | 0 | 0 | 0 | 0 | 0 | 0 | 0 | 0 | 0 | 0 | 0 | 0 | 0 | 0 | 0 | 0 | 0 | 0 | 0 | 0 | 0 | 0 | 0
SDGE_Imperial_Solar_Generic | SDGE_Imperial_Solar | SDGE_Imperial_Solar_192 | 0 | 0 | 0 | 0 | 0 | 0 | 0.016155 | 0 | 0.022377 | 0 | 0 | 0.022377 | 0 | 0 | 0 | 0 | 0.022377 | 0 | 0 | 0 | 0 | 0.022377 | 0 | 0 | 0 | 0.022377 | SDGE | Solar | SDGE_Imperial_Solar_192 | 0 | 0 | 0 | 0 | 0 | 0 | 0.016155 | 0 | 0.016155 | 0 | 0 | 0.016155 | 0 | 0 | 0 | 0 | 0.016155 | 0 | 0 | 0 | 0 | 0.016155 | 0 | 0 | 0 | 0.016155 |  | SDGE_Imperial_Solar_192 | 0 | 0 | 0 | 0 | 0 | 0 | 0 | 0 | 0.01 | 0 | 0 | 0.01 | 0 | 0 | 0 | 0 | 0.01 | 0 | 0 | 0 | 0 | 0.01 | 0 | 0 | 0 | 0.01
SDGE_Imperial_Solar_Generic | SDGE_Imperial_Solar | SDGE_Imperial_Solar_193 | 0 | 0 | 0 | 0 | 0 | 0 | 0.055392 | 0 | 0.055392 | 0 | 0 | 0.055392 | 0 | 0 | 0 | 0 | 0.055392 | 0 | 0 | 0 | 0 | 0.055392 | 0 | 0 | 0 | 0.055392 | SDGE | Solar | SDGE_Imperial_Solar_193 | 0 | 0 | 0 | 0 | 0 | 0 | 0.055392 | 0 | 0.055392 | 0 | 0 | 0.055392 | 0 | 0 | 0 | 0 | 0.055392 | 0 | 0 | 0 | 0 | 0.055392 | 0 | 0 | 0 | 0.055392 |  | SDGE_Imperial_Solar_193 | 0 | 0 | 0 | 0 | 0 | 0 | 0 | 0 | 0 | 0 | 0 | 0 | 0 | 0 | 0 | 0 | 0 | 0 | 0 | 0 | 0 | 0 | 0 | 0 | 0 | 0
SDGE_Imperial_Solar_Generic | SDGE_Imperial_Solar | SDGE_Imperial_Solar_194 | 0 | 0 | 0 | 0 | 0 | 0 | 0 | 0 | 0 | 0 | 0 | 0 | 0 | 0 | 0 | 0 | 0 | 0 | 0 | 0 | 0 | 0 | 0 | 0 | 0 | 0 | SDGE | Solar | SDGE_Imperial_Solar_194 | 0 | 0 | 0 | 0 | 0 | 0 | 0 | 0 | 0 | 0 | 0 | 0 | 0 | 0 | 0 | 0 | 0 | 0 | 0 | 0 | 0 | 0 | 0 | 0 | 0 | 0 |  | SDGE_Imperial_Solar_194 | 0 | 0 | 0 | 0 | 0 | 0 | 0 | 0 | 0 | 0 | 0 | 0 | 0 | 0 | 0 | 0 | 0 | 0 | 0 | 0 | 0 | 0 | 0 | 0 | 0 | 0
SDGE_Imperial_Solar_Generic | SDGE_Imperial_Solar | SDGE_Imperial_Solar_195 | 0 | 0 | 0 | 0 | 0 | 0 | 0 | 0 | 0 | 0 | 0 | 0 | 0 | 0 | 0 | 0 | 0 | 0 | 0 | 0 | 0 | 0 | 0 | 0 | 0 | 0 | SDGE | Solar | SDGE_Imperial_Solar_195 | 0 | 0 | 0 | 0 | 0 | 0 | 0 | 0 | 0 | 0 | 0 | 0 | 0 | 0 | 0 | 0 | 0 | 0 | 0 | 0 | 0 | 0 | 0 | 0 | 0 | 0 |  | SDGE_Imperial_Solar_195 | 0 | 0 | 0 | 0 | 0 | 0 | 0 | 0 | 0 | 0 | 0 | 0 | 0 | 0 | 0 | 0 | 0 | 0 | 0 | 0 | 0 | 0 | 0 | 0 | 0 | 0
SDGE_Imperial_Solar_Generic | SDGE_Imperial_Solar | SDGE_Imperial_Solar_196 | 0 | 0 | 0 | 0 | 0 | 0 | 0 | 0 | 0 | 0 | 0 | 0 | 0 | 0 | 0 | 0 | 0 | 0 | 0 | 0 | 0 | 0 | 0 | 0 | 0 | 0 | SDGE | Solar | SDGE_Imperial_Solar_196 | 0 | 0 | 0 | 0 | 0 | 0 | 0 | 0 | 0 | 0 | 0 | 0 | 0 | 0 | 0 | 0 | 0 | 0 | 0 | 0 | 0 | 0 | 0 | 0 | 0 | 0 |  | SDGE_Imperial_Solar_196 | 0 | 0 | 0 | 0 | 0 | 0 | 0 | 0 | 0 | 0 | 0 | 0 | 0 | 0 | 0 | 0 | 0 | 0 | 0 | 0 | 0 | 0 | 0 | 0 | 0 | 0
SDGE_Imperial_Solar_Generic | SDGE_Imperial_Solar | SDGE_Imperial_Solar_197 | 0 | 0 | 0 | 0 | 0 | 0 | 0 | 0 | 0 | 0 | 0 | 0 | 0 | 0 | 0 | 0 | 0 | 0 | 0 | 0 | 0 | 0 | 0 | 0 | 0 | 0 | SDGE | Solar | SDGE_Imperial_Solar_197 | 0 | 0 | 0 | 0 | 0 | 0 | 0 | 0 | 0 | 0 | 0 | 0 | 0 | 0 | 0 | 0 | 0 | 0 | 0 | 0 | 0 | 0 | 0 | 0 | 0 | 0 |  | SDGE_Imperial_Solar_197 | 0 | 0 | 0 | 0 | 0 | 0 | 0 | 0 | 0 | 0 | 0 | 0 | 0 | 0 | 0 | 0 | 0 | 0 | 0 | 0 | 0 | 0 | 0 | 0 | 0 | 0
SDGE_Imperial_Solar_Generic | SDGE_Imperial_Solar | SDGE_Imperial_Solar_198 | 0 | 0 | 0 | 0 | 0 | 0 | 0 | 0 | 0 | 0 | 0 | 0 | 0 | 0 | 0 | 0 | 0 | 0 | 0 | 0 | 0 | 0 | 0 | 0 | 0 | 0.10427 | SDGE | Solar | SDGE_Imperial_Solar_198 | 0 | 0 | 0 | 0 | 0 | 0 | 0 | 0 | 0 | 0 | 0 | 0 | 0 | 0 | 0 | 0 | 0 | 0 | 0 | 0 | 0 | 0 | 0 | 0 | 0 | 0 |  | SDGE_Imperial_Solar_198 | 0 | 0 | 0 | 0 | 0 | 0 | 0 | 0 | 0 | 0 | 0 | 0 | 0 | 0 | 0 | 0 | 0 | 0 | 0 | 0 | 0 | 0 | 0 | 0 | 0 | 0.1
SDGE_Imperial_Wind_Generic | SDGE_Imperial_Wind | SDGE_Imperial_Wind_183 | 0 | 0 | 0 | 0 | 0 | 0 | 0 | 0 | 0.016788 | 0 | 0 | 0.27896 | 0 | 0 | 0 | 0 | 0.27896 | 0 | 0 | 0 | 0 | 0.27896 | 0 | 0 | 0 | 0.27896 | SDGE | Wind | SDGE_Imperial_Wind_183 | 0 | 0 | 0 | 0 | 0 | 0 | 0 | 0 | 0.016788 | 0 | 0 | 0.27896 | 0 | 0 | 0 | 0 | 0.27896 | 0 | 0 | 0 | 0 | 0.27896 | 0 | 0 | 0 | 0.27896 |  | SDGE_Imperial_Wind_183 | 0 | 0 | 0 | 0 | 0 | 0 | 0 | 0 | 0 | 0 | 0 | 0 | 0 | 0 | 0 | 0 | 0 | 0 | 0 | 0 | 0 | 0 | 0 | 0 | 0 | 0
SDGE_Imperial_Wind_Generic | SDGE_Imperial_Wind | SDGE_Imperial_Wind_185 | 0 | 0 | 0 | 0 | 0 | 0 | 0 | 0 | 0 | 0 | 0 | 0 | 0 | 0 | 0 | 0 | 0 | 0 | 0 | 0 | 0 | 0 | 0 | 0 | 0 | 0.027623 | SDGE | Wind | SDGE_Imperial_Wind_185 | 0 | 0 | 0 | 0 | 0 | 0 | 0 | 0 | 0 | 0 | 0 | 0 | 0 | 0 | 0 | 0 | 0 | 0 | 0 | 0 | 0 | 0 | 0 | 0 | 0 | 0.027623 |  | SDGE_Imperial_Wind_185 | 0 | 0 | 0 | 0 | 0 | 0 | 0 | 0 | 0 | 0 | 0 | 0 | 0 | 0 | 0 | 0 | 0 | 0 | 0 | 0 | 0 | 0 | 0 | 0 | 0 | 0
SDGE_Imperial_Wind_Generic | SDGE_Imperial_Wind | SDGE_Imperial_Wind_188 | 0 | 0 | 0 | 0 | 0 | 0 | 0 | 0 | 0 | 0 | 0 | 0 | 0 | 0 | 0 | 0 | 0 | 0 | 0 | 0 | 0 | 0 | 0 | 0 | 0 | 0.30465 | SDGE | Wind | SDGE_Imperial_Wind_188 | 0 | 0 | 0 | 0 | 0 | 0 | 0 | 0 | 0 | 0 | 0 | 0 | 0 | 0 | 0 | 0 | 0 | 0 | 0 | 0 | 0 | 0 | 0 | 0 | 0 | 0.30465 |  | SDGE_Imperial_Wind_188 | 0 | 0 | 0 | 0 | 0 | 0 | 0 | 0 | 0 | 0 | 0 | 0 | 0 | 0 | 0 | 0 | 0 | 0 | 0 | 0 | 0 | 0 | 0 | 0 | 0 | 0
SDGE_Imperial_Wind_Generic | SDGE_Imperial_Wind | SDGE_Imperial_Wind_192 | 0 | 0 | 0 | 0 | 0 | 0 | 0 | 0 | 0.17701 | 0 | 0 | 0.17701 | 0 | 0 | 0 | 0 | 0.17701 | 0 | 0 | 0 | 0 | 0.17701 | 0 | 0 | 0 | 0.17701 | SDGE | Wind | SDGE_Imperial_Wind_192 | 0 | 0 | 0 | 0 | 0 | 0 | 0 | 0 | 0.17701 | 0 | 0 | 0.17701 | 0 | 0 | 0 | 0 | 0.17701 | 0 | 0 | 0 | 0 | 0.17701 | 0 | 0 | 0 | 0.17701 |  | SDGE_Imperial_Wind_192 | 0 | 0 | 0 | 0 | 0 | 0 | 0 | 0 | 0 | 0 | 0 | 0 | 0 | 0 | 0 | 0 | 0 | 0 | 0 | 0 | 0 | 0 | 0 | 0 | 0 | 0
SDGE_Imperial_Wind_Generic | SDGE_Imperial_Wind | SDGE_Imperial_Wind_194 | 0 | 0 | 0 | 0 | 0 | 0 | 0 | 0 | 0 | 0 | 0 | 0.13451 | 0 | 0 | 0 | 0 | 0.13451 | 0 | 0 | 0 | 0 | 0.13451 | 0 | 0 | 0 | 0.13451 | SDGE | Wind | SDGE_Imperial_Wind_194 | 0 | 0 | 0 | 0 | 0 | 0 | 0 | 0 | 0 | 0 | 0 | 0.13451 | 0 | 0 | 0 | 0 | 0.13451 | 0 | 0 | 0 | 0 | 0.13451 | 0 | 0 | 0 | 0.13451 |  | SDGE_Imperial_Wind_194 | 0 | 0 | 0 | 0 | 0 | 0 | 0 | 0 | 0 | 0 | 0 | 0 | 0 | 0 | 0 | 0 | 0 | 0 | 0 | 0 | 0 | 0 | 0 | 0 | 0 | 0
SDGE_Imperial_Wind_Generic | SDGE_Imperial_Wind | SDGE_Imperial_Wind_196 | 0 | 0 | 0 | 0 | 0 | 0 | 0 | 0 | 0 | 0 | 0 | 0.047873 | 0 | 0 | 0 | 0 | 0.047873 | 0 | 0 | 0 | 0 | 0.047873 | 0 | 0 | 0 | 0.047873 | SDGE | Wind | SDGE_Imperial_Wind_196 | 0 | 0 | 0 | 0 | 0 | 0 | 0 | 0 | 0 | 0 | 0 | 0.047873 | 0 | 0 | 0 | 0 | 0.047873 | 0 | 0 | 0 | 0 | 0.047873 | 0 | 0 | 0 | 0.047873 |  | SDGE_Imperial_Wind_196 | 0 | 0 | 0 | 0 | 0 | 0 | 0 | 0 | 0 | 0 | 0 | 0 | 0 | 0 | 0 | 0 | 0 | 0 | 0 | 0 | 0 | 0 | 0 | 0 | 0 | 0
| SDGE_New_Gas_CCGT | SDGE_New_Gas_CCGT_Asset | 0 | 0 | 0 | 0 | 0 | 0 | 0 | 0 | 0 | 0 | 0 | 0 | 0 | 0 | 0 | 0 | 0 | 0 | 0 | 0 | 0 | 0 | 0 | 0 | 0 | 0 | Check | 0 | SDGE_New_Gas_CCGT_Asset | 0 | 0 | 0 | 0 | 0 | 0 | 0 | 0 | 0 | 0 | 0 | 0 | 0 | 0 | 0 | 0 | 0 | 0 | 0 | 0 | 0 | 0 | 0 | 0 | 0 | 1.0878e-14 |  | SDGE_New_Gas_CCGT_Asset | 0 | 0 | 0 | 0 | 0 | 0 | 0 | 0 | 0 | 0 | 0 | 0 | 0 | 0 | 0 | 0 | 0 | 0 | 0 | 0 | 0 | 0 | 0 | 0 | 0 | 0
| SDGE_New_Gas_CT | SDGE_New_Gas_CT_Asset | 0 | 0 | 0 | 0 | 0 | 0 | 0 | 0 | 0 | 0 | 0 | 0 | 0 | 0 | 0 | 0 | 0 | 0 | 0 | 0 | 0 | 0 | 0 | 0 | 0 | 0 | Check | 0 | SDGE_New_Gas_CT_Asset | 0 | 0 | 0 | 0 | 0 | 0 | 0 | 0 | 0 | 0 | 0 | 0 | 0 | 0 | 0 | 0 | 0 | 0 | 0 | 0 | 0 | -1.4618e-14 | 0 | 0 | 0 | 0 |  | SDGE_New_Gas_CT_Asset | 0 | 0 | 0 | 0 | 0 | 0 | 0 | 0 | 0 | 0 | 0 | 0 | 0 | 0 | 0 | 0 | 0 | 0 | 0 | 0 | 0 | 0 | 0 | 0 | 0 | 0
| SDGE_New_Gas_RICE | SDGE_New_Gas_RICE_Asset | 0 | 0 | 0 | 0 | 0 | 0 | 0 | 0 | 0 | 0 | 0 | 0 | 0 | 0 | 0 | 0 | 0 | 0 | 0 | 0 | 0 | 0 | 0 | 0 | 0 | 0 | Check | 0 | SDGE_New_Gas_RICE_Asset | 0 | 0 | 0 | 0 | 0 | 0 | 0 | 0 | 0 | 0 | 0 | 0 | 0 | 0 | 0 | 0 | 0 | 0 | 0 | 0 | 0 | 0 | 0 | 0 | 0 | 0 |  | SDGE_New_Gas_RICE_Asset | 0 | 0 | 0 | 0 | 0 | 0 | 0 | 0 | 0 | 0 | 0 | 0 | 0 | 0 | 0 | 0 | 0 | 0 | 0 | 0 | 0 | 0 | 0 | 0 | 0 | 0
|  |  | 0 | 0 | 0 | 0 | 0 | 0 | 0 | 0 | 0 | 0 | 0 | 0 | 0 | 0 | 0 | 0 | 0 | 0 | 0 | 0 | 0 | 0 | 0 | 0 | 0 | 0 | #N/A | #N/A | [27 empty] | #N/A
|  |  | 0 | 0 | 0 | 0 | 0 | 0 | 0 | 0 | 0 | 0 | 0 | 0 | 0 | 0 | 0 | 0 | 0 | 0 | 0 | 0 | 0 | 0 | 0 | 0 | 0 | 0 | #N/A | #N/A | [27 empty] | #N/A
|  |  | 0 | 0 | 0 | 0 | 0 | 0 | 0 | 0 | 0 | 0 | 0 | 0 | 0 | 0 | 0 | 0 | 0 | 0 | 0 | 0 | 0 | 0 | 0 | 0 | 0 | 0 | #N/A | #N/A | [27 empty] | #N/A
|  |  | 0 | 0 | 0 | 0 | 0 | 0 | 0 | 0 | 0 | 0 | 0 | 0 | 0 | 0 | 0 | 0 | 0 | 0 | 0 | 0 | 0 | 0 | 0 | 0 | 0 | 0 | #N/A | #N/A | [27 empty] | #N/A
|  |  | 0 | 0 | 0 | 0 | 0 | 0 | 0 | 0 | 0 | 0 | 0 | 0 | 0 | 0 | 0 | 0 | 0 | 0 | 0 | 0 | 0 | 0 | 0 | 0 | 0 | 0 | #N/A | #N/A | [27 empty] | #N/A
|  |  | 0 | 0 | 0 | 0 | 0 | 0 | 0 | 0 | 0 | 0 | 0 | 0 | 0 | 0 | 0 | 0 | 0 | 0 | 0 | 0 | 0 | 0 | 0 | 0 | 0 | 0 | #N/A | #N/A | [27 empty] | #N/A
|  |  | 0 | 0 | 0 | 0 | 0 | 0 | 0 | 0 | 0 | 0 | 0 | 0 | 0 | 0 | 0 | 0 | 0 | 0 | 0 | 0 | 0 | 0 | 0 | 0 | 0 | 0 | #N/A | #N/A | [27 empty] | #N/A
|  |  | 0 | 0 | 0 | 0 | 0 | 0 | 0 | 0 | 0 | 0 | 0 | 0 | 0 | 0 | 0 | 0 | 0 | 0 | 0 | 0 | 0 | 0 | 0 | 0 | 0 | 0 | #N/A | #N/A | [27 empty] | #N/A
|  |  | 0 | 0 | 0 | 0 | 0 | 0 | 0 | 0 | 0 | 0 | 0 | 0 | 0 | 0 | 0 | 0 | 0 | 0 | 0 | 0 | 0 | 0 | 0 | 0 | 0 | 0 | #N/A | #N/A | [27 empty] | #N/A
|  |  | 0 | 0 | 0 | 0 | 0 | 0 | 0 | 0 | 0 | 0 | 0 | 0 | 0 | 0 | 0 | 0 | 0 | 0 | 0 | 0 | 0 | 0 | 0 | 0 | 0 | 0 | #N/A | #N/A | [27 empty] | #N/A
|  |  | 0 | 0 | 0 | 0 | 0 | 0 | 0 | 0 | 0 | 0 | 0 | 0 | 0 | 0 | 0 | 0 | 0 | 0 | 0 | 0 | 0 | 0 | 0 | 0 | 0 | 0 | #N/A | #N/A | [27 empty] | #N/A
|  |  | 0 | 0 | 0 | 0 | 0 | 0 | 0 | 0 | 0 | 0 | 0 | 0 | 0 | 0 | 0 | 0 | 0 | 0 | 0 | 0 | 0 | 0 | 0 | 0 | 0 | 0 | #N/A | #N/A | [27 empty] | #N/A
|  |  | 0 | 0 | 0 | 0 | 0 | 0 | 0 | 0 | 0 | 0 | 0 | 0 | 0 | 0 | 0 | 0 | 0 | 0 | 0 | 0 | 0 | 0 | 0 | 0 | 0 | 0 | #N/A | #N/A | [27 empty] | #N/A
|  |  | 0 | 0 | 0 | 0 | 0 | 0 | 0 | 0 | 0 | 0 | 0 | 0 | 0 | 0 | 0 | 0 | 0 | 0 | 0 | 0 | 0 | 0 | 0 | 0 | 0 | 0 | #N/A | #N/A | [27 empty] | #N/A
|  |  | 0 | 0 | 0 | 0 | 0 | 0 | 0 | 0 | 0 | 0 | 0 | 0 | 0 | 0 | 0 | 0 | 0 | 0 | 0 | 0 | 0 | 0 | 0 | 0 | 0 | 0 | #N/A | #N/A | [27 empty] | #N/A
|  |  | 0 | 0 | 0 | 0 | 0 | 0 | 0 | 0 | 0 | 0 | 0 | 0 | 0 | 0 | 0 | 0 | 0 | 0 | 0 | 0 | 0 | 0 | 0 | 0 | 0 | 0 | #N/A | #N/A | [27 empty] | #N/A
|  |  | 0 | 0 | 0 | 0 | 0 | 0 | 0 | 0 | 0 | 0 | 0 | 0 | 0 | 0 | 0 | 0 | 0 | 0 | 0 | 0 | 0 | 0 | 0 | 0 | 0 | 0 | #N/A | #N/A | [27 empty] | #N/A
|  |  | 0 | 0 | 0 | 0 | 0 | 0 | 0 | 0 | 0 | 0 | 0 | 0 | 0 | 0 | 0 | 0 | 0 | 0 | 0 | 0 | 0 | 0 | 0 | 0 | 0 | 0 | #N/A | #N/A | [27 empty] | #N/A
|  |  | 0 | 0 | 0 | 0 | 0 | 0 | 0 | 0 | 0 | 0 | 0 | 0 | 0 | 0 | 0 | 0 | 0 | 0 | 0 | 0 | 0 | 0 | 0 | 0 | 0 | 0 | #N/A | #N/A | [27 empty] | #N/A
|  |  | 0 | 0 | 0 | 0 | 0 | 0 | 0 | 0 | 0 | 0 | 0 | 0 | 0 | 0 | 0 | 0 | 0 | 0 | 0 | 0 | 0 | 0 | 0 | 0 | 0 | 0 | #N/A | #N/A | [27 empty] | #N/A
|  |  | 0 | 0 | 0 | 0 | 0 | 0 | 0 | 0 | 0 | 0 | 0 | 0 | 0 | 0 | 0 | 0 | 0 | 0 | 0 | 0 | 0 | 0 | 0 | 0 | 0 | 0 | #N/A | #N/A | [27 empty] | #N/A
|  |  | 0 | 0 | 0 | 0 | 0 | 0 | 0 | 0 | 0 | 0 | 0 | 0 | 0 | 0 | 0 | 0 | 0 | 0 | 0 | 0 | 0 | 0 | 0 | 0 | 0 | 0 | #N/A | #N/A | [27 empty] | #N/A
|  |  | 0 | 0 | 0 | 0 | 0 | 0 | 0 | 0 | 0 | 0 | 0 | 0 | 0 | 0 | 0 | 0 | 0 | 0 | 0 | 0 | 0 | 0 | 0 | 0 | 0 | 0 | #N/A | #N/A | [27 empty] | #N/A
|  |  | 0 | 0 | 0 | 0 | 0 | 0 | 0 | 0 | 0 | 0 | 0 | 0 | 0 | 0 | 0 | 0 | 0 | 0 | 0 | 0 | 0 | 0 | 0 | 0 | 0 | 0 | #N/A | #N/A | [27 empty] | #N/A
|  |  | 0 | 0 | 0 | 0 | 0 | 0 | 0 | 0 | 0 | 0 | 0 | 0 | 0 | 0 | 0 | 0 | 0 | 0 | 0 | 0 | 0 | 0 | 0 | 0 | 0 | 0 | #N/A | #N/A | [27 empty] | #N/A
|  |  | 0 | 0 | 0 | 0 | 0 | 0 | 0 | 0 | 0 | 0 | 0 | 0 | 0 | 0 | 0 | 0 | 0 | 0 | 0 | 0 | 0 | 0 | 0 | 0 | 0 | 0 | #N/A | #N/A | [27 empty] | #N/A
|  |  | 0 | 0 | 0 | 0 | 0 | 0 | 0 | 0 | 0 | 0 | 0 | 0 | 0 | 0 | 0 | 0 | 0 | 0 | 0 | 0 | 0 | 0 | 0 | 0 | 0 | 0 | #N/A | #N/A | [27 empty] | #N/A
|  |  | 0 | 0 | 0 | 0 | 0 | 0 | 0 | 0 | 0 | 0 | 0 | 0 | 0 | 0 | 0 | 0 | 0 | 0 | 0 | 0 | 0 | 0 | 0 | 0 | 0 | 0 | #N/A | #N/A | [27 empty] | #N/A
|  |  | 0 | 0 | 0 | 0 | 0 | 0 | 0 | 0 | 0 | 0 | 0 | 0 | 0 | 0 | 0 | 0 | 0 | 0 | 0 | 0 | 0 | 0 | 0 | 0 | 0 | 0 | #N/A | #N/A | [27 empty] | #N/A
|  |  | 0 | 0 | 0 | 0 | 0 | 0 | 0 | 0 | 0 | 0 | 0 | 0 | 0 | 0 | 0 | 0 | 0 | 0 | 0 | 0 | 0 | 0 | 0 | 0 | 0 | 0 | #N/A | #N/A | [27 empty] | #N/A
|  |  | 0 | 0 | 0 | 0 | 0 | 0 | 0 | 0 | 0 | 0 | 0 | 0 | 0 | 0 | 0 | 0 | 0 | 0 | 0 | 0 | 0 | 0 | 0 | 0 | 0 | 0 | #N/A | #N/A | [27 empty] | #N/A
|  |  | 0 | 0 | 0 | 0 | 0 | 0 | 0 | 0 | 0 | 0 | 0 | 0 | 0 | 0 | 0 | 0 | 0 | 0 | 0 | 0 | 0 | 0 | 0 | 0 | 0 | 0 | #N/A | #N/A | [27 empty] | #N/A
|  |  | 0 | 0 | 0 | 0 | 0 | 0 | 0 | 0 | 0 | 0 | 0 | 0 | 0 | 0 | 0 | 0 | 0 | 0 | 0 | 0 | 0 | 0 | 0 | 0 | 0 | 0 | #N/A | #N/A | [27 empty] | #N/A
|  |  | 0 | 0 | 0 | 0 | 0 | 0 | 0 | 0 | 0 | 0 | 0 | 0 | 0 | 0 | 0 | 0 | 0 | 0 | 0 | 0 | 0 | 0 | 0 | 0 | 0 | 0 | #N/A | #N/A | [27 empty] | #N/A
|  |  | 0 | 0 | 0 | 0 | 0 | 0 | 0 | 0 | 0 | 0 | 0 | 0 | 0 | 0 | 0 | 0 | 0 | 0 | 0 | 0 | 0 | 0 | 0 | 0 | 0 | 0 | #N/A | #N/A | [27 empty] | #N/A
|  |  | 0 | 0 | 0 | 0 | 0 | 0 | 0 | 0 | 0 | 0 | 0 | 0 | 0 | 0 | 0 | 0 | 0 | 0 | 0 | 0 | 0 | 0 | 0 | 0 | 0 | 0 | #N/A | #N/A | [27 empty] | #N/A
|  |  | 0 | 0 | 0 | 0 | 0 | 0 | 0 | 0 | 0 | 0 | 0 | 0 | 0 | 0 | 0 | 0 | 0 | 0 | 0 | 0 | 0 | 0 | 0 | 0 | 0 | 0 | #N/A | #N/A | [27 empty] | #N/A
|  |  | 0 | 0 | 0 | 0 | 0 | 0 | 0 | 0 | 0 | 0 | 0 | 0 | 0 | 0 | 0 | 0 | 0 | 0 | 0 | 0 | 0 | 0 | 0 | 0 | 0 | 0 | #N/A | #N/A | [27 empty] | #N/A
|  |  | 0 | 0 | 0 | 0 | 0 | 0 | 0 | 0 | 0 | 0 | 0 | 0 | 0 | 0 | 0 | 0 | 0 | 0 | 0 | 0 | 0 | 0 | 0 | 0 | 0 | 0 | #N/A | #N/A | [27 empty] | #N/A
|  |  | 0 | 0 | 0 | 0 | 0 | 0 | 0 | 0 | 0 | 0 | 0 | 0 | 0 | 0 | 0 | 0 | 0 | 0 | 0 | 0 | 0 | 0 | 0 | 0 | 0 | 0 | #N/A | #N/A | [27 empty] | #N/A
|  |  | 0 | 0 | 0 | 0 | 0 | 0 | 0 | 0 | 0 | 0 | 0 | 0 | 0 | 0 | 0 | 0 | 0 | 0 | 0 | 0 | 0 | 0 | 0 | 0 | 0 | 0 | #N/A | #N/A | [27 empty] | #N/A
|  |  | 0 | 0 | 0 | 0 | 0 | 0 | 0 | 0 | 0 | 0 | 0 | 0 | 0 | 0 | 0 | 0 | 0 | 0 | 0 | 0 | 0 | 0 | 0 | 0 | 0 | 0 | #N/A | #N/A | [27 empty] | #N/A
|  |  | 0 | 0 | 0 | 0 | 0 | 0 | 0 | 0 | 0 | 0 | 0 | 0 | 0 | 0 | 0 | 0 | 0 | 0 | 0 | 0 | 0 | 0 | 0 | 0 | 0 | 0 | #N/A | #N/A | [27 empty] | #N/A
|  |  | 0 | 0 | 0 | 0 | 0 | 0 | 0 | 0 | 0 | 0 | 0 | 0 | 0 | 0 | 0 | 0 | 0 | 0 | 0 | 0 | 0 | 0 | 0 | 0 | 0 | 0 | #N/A | #N/A | [27 empty] | #N/A
|  |  | 0 | 0 | 0 | 0 | 0 | 0 | 0 | 0 | 0 | 0 | 0 | 0 | 0 | 0 | 0 | 0 | 0 | 0 | 0 | 0 | 0 | 0 | 0 | 0 | 0 | 0 | #N/A | #N/A | [27 empty] | #N/A
|  |  | 0 | 0 | 0 | 0 | 0 | 0 | 0 | 0 | 0 | 0 | 0 | 0 | 0 | 0 | 0 | 0 | 0 | 0 | 0 | 0 | 0 | 0 | 0 | 0 | 0 | 0 | #N/A | #N/A | [27 empty] | #N/A
|  |  | 0 | 0 | 0 | 0 | 0 | 0 | 0 | 0 | 0 | 0 | 0 | 0 | 0 | 0 | 0 | 0 | 0 | 0 | 0 | 0 | 0 | 0 | 0 | 0 | 0 | 0 | #N/A | #N/A | [27 empty] | #N/A
|  |  | 0 | 0 | 0 | 0 | 0 | 0 | 0 | 0 | 0 | 0 | 0 | 0 | 0 | 0 | 0 | 0 | 0 | 0 | 0 | 0 | 0 | 0 | 0 | 0 | 0 | 0 | #N/A | #N/A | [27 empty] | #N/A
|  |  | 0 | 0 | 0 | 0 | 0 | 0 | 0 | 0 | 0 | 0 | 0 | 0 | 0 | 0 | 0 | 0 | 0 | 0 | 0 | 0 | 0 | 0 | 0 | 0 | 0 | 0 | #N/A | #N/A | [27 empty] | #N/A
|  |  | 0 | 0 | 0 | 0 | 0 | 0 | 0 | 0 | 0 | 0 | 0 | 0 | 0 | 0 | 0 | 0 | 0 | 0 | 0 | 0 | 0 | 0 | 0 | 0 | 0 | 0 | #N/A | #N/A | [27 empty] | #N/A
|  |  | 0 | 0 | 0 | 0 | 0 | 0 | 0 | 0 | 0 | 0 | 0 | 0 | 0 | 0 | 0 | 0 | 0 | 0 | 0 | 0 | 0 | 0 | 0 | 0 | 0 | 0 | #N/A | #N/A | [27 empty] | #N/A
|  |  | 0 | 0 | 0 | 0 | 0 | 0 | 0 | 0 | 0 | 0 | 0 | 0 | 0 | 0 | 0 | 0 | 0 | 0 | 0 | 0 | 0 | 0 | 0 | 0 | 0 | 0 | #N/A | #N/A | [27 empty] | #N/A
|  |  | 0 | 0 | 0 | 0 | 0 | 0 | 0 | 0 | 0 | 0 | 0 | 0 | 0 | 0 | 0 | 0 | 0 | 0 | 0 | 0 | 0 | 0 | 0 | 0 | 0 | 0 | #N/A | #N/A | [27 empty] | #N/A
|  |  | 0 | 0 | 0 | 0 | 0 | 0 | 0 | 0 | 0 | 0 | 0 | 0 | 0 | 0 | 0 | 0 | 0 | 0 | 0 | 0 | 0 | 0 | 0 | 0 | 0 | 0 | #N/A | #N/A | [27 empty] | #N/A
|  |  | 0 | 0 | 0 | 0 | 0 | 0 | 0 | 0 | 0 | 0 | 0 | 0 | 0 | 0 | 0 | 0 | 0 | 0 | 0 | 0 | 0 | 0 | 0 | 0 | 0 | 0 | #N/A | #N/A | [27 empty] | #N/A
|  |  | 0 | 0 | 0 | 0 | 0 | 0 | 0 | 0 | 0 | 0 | 0 | 0 | 0 | 0 | 0 | 0 | 0 | 0 | 0 | 0 | 0 | 0 | 0 | 0 | 0 | 0 | #N/A | #N/A | [27 empty] | #N/A
|  |  | 0 | 0 | 0 | 0 | 0 | 0 | 0 | 0 | 0 | 0 | 0 | 0 | 0 | 0 | 0 | 0 | 0 | 0 | 0 | 0 | 0 | 0 | 0 | 0 | 0 | 0 | #N/A | #N/A | [27 empty] | #N/A
|  |  | 0 | 0 | 0 | 0 | 0 | 0 | 0 | 0 | 0 | 0 | 0 | 0 | 0 | 0 | 0 | 0 | 0 | 0 | 0 | 0 | 0 | 0 | 0 | 0 | 0 | 0 | #N/A | #N/A | [27 empty] | #N/A
|  |  | 0 | 0 | 0 | 0 | 0 | 0 | 0 | 0 | 0 | 0 | 0 | 0 | 0 | 0 | 0 | 0 | 0 | 0 | 0 | 0 | 0 | 0 | 0 | 0 | 0 | 0 | #N/A | #N/A | [27 empty] | #N/A
|  |  | 0 | 0 | 0 | 0 | 0 | 0 | 0 | 0 | 0 | 0 | 0 | 0 | 0 | 0 | 0 | 0 | 0 | 0 | 0 | 0 | 0 | 0 | 0 | 0 | 0 | 0 | #N/A | #N/A | [27 empty] | #N/A
|  |  | 0 | 0 | 0 | 0 | 0 | 0 | 0 | 0 | 0 | 0 | 0 | 0 | 0 | 0 | 0 | 0 | 0 | 0 | 0 | 0 | 0 | 0 | 0 | 0 | 0 | 0 | #N/A | #N/A | [27 empty] | #N/A
|  |  | 0 | 0 | 0 | 0 | 0 | 0 | 0 | 0 | 0 | 0 | 0 | 0 | 0 | 0 | 0 | 0 | 0 | 0 | 0 | 0 | 0 | 0 | 0 | 0 | 0 | 0 | #N/A | #N/A | [27 empty] | #N/A
|  |  | 0 | 0 | 0 | 0 | 0 | 0 | 0 | 0 | 0 | 0 | 0 | 0 | 0 | 0 | 0 | 0 | 0 | 0 | 0 | 0 | 0 | 0 | 0 | 0 | 0 | 0 | #N/A | #N/A | [27 empty] | #N/A
|  |  | 0 | 0 | 0 | 0 | 0 | 0 | 0 | 0 | 0 | 0 | 0 | 0 | 0 | 0 | 0 | 0 | 0 | 0 | 0 | 0 | 0 | 0 | 0 | 0 | 0 | 0 | #N/A | #N/A | [27 empty] | #N/A
|  |  | 0 | 0 | 0 | 0 | 0 | 0 | 0 | 0 | 0 | 0 | 0 | 0 | 0 | 0 | 0 | 0 | 0 | 0 | 0 | 0 | 0 | 0 | 0 | 0 | 0 | 0 | #N/A | #N/A | [27 empty] | #N/A
|  |  | 0 | 0 | 0 | 0 | 0 | 0 | 0 | 0 | 0 | 0 | 0 | 0 | 0 | 0 | 0 | 0 | 0 | 0 | 0 | 0 | 0 | 0 | 0 | 0 | 0 | 0 | #N/A | #N/A | [27 empty] | #N/A
|  |  | 0 | 0 | 0 | 0 | 0 | 0 | 0 | 0 | 0 | 0 | 0 | 0 | 0 | 0 | 0 | 0 | 0 | 0 | 0 | 0 | 0 | 0 | 0 | 0 | 0 | 0 | #N/A | #N/A | [27 empty] | #N/A
|  |  | 0 | 0 | 0 | 0 | 0 | 0 | 0 | 0 | 0 | 0 | 0 | 0 | 0 | 0 | 0 | 0 | 0 | 0 | 0 | 0 | 0 | 0 | 0 | 0 | 0 | 0 | #N/A | #N/A | [27 empty] | #N/A
|  |  | 0 | 0 | 0 | 0 | 0 | 0 | 0 | 0 | 0 | 0 | 0 | 0 | 0 | 0 | 0 | 0 | 0 | 0 | 0 | 0 | 0 | 0 | 0 | 0 | 0 | 0 | #N/A | #N/A | [27 empty] | #N/A
|  |  | 0 | 0 | 0 | 0 | 0 | 0 | 0 | 0 | 0 | 0 | 0 | 0 | 0 | 0 | 0 | 0 | 0 | 0 | 0 | 0 | 0 | 0 | 0 | 0 | 0 | 0 | #N/A | #N/A | [27 empty] | #N/A
|  |  | 0 | 0 | 0 | 0 | 0 | 0 | 0 | 0 | 0 | 0 | 0 | 0 | 0 | 0 | 0 | 0 | 0 | 0 | 0 | 0 | 0 | 0 | 0 | 0 | 0 | 0 | #N/A | #N/A | [27 empty] | #N/A
|  |  | 0 | 0 | 0 | 0 | 0 | 0 | 0 | 0 | 0 | 0 | 0 | 0 | 0 | 0 | 0 | 0 | 0 | 0 | 0 | 0 | 0 | 0 | 0 | 0 | 0 | 0 | #N/A | #N/A | [27 empty] | #N/A
|  |  | 0 | 0 | 0 | 0 | 0 | 0 | 0 | 0 | 0 | 0 | 0 | 0 | 0 | 0 | 0 | 0 | 0 | 0 | 0 | 0 | 0 | 0 | 0 | 0 | 0 | 0 | #N/A | #N/A | [27 empty] | #N/A
|  |  | 0 | 0 | 0 | 0 | 0 | 0 | 0 | 0 | 0 | 0 | 0 | 0 | 0 | 0 | 0 | 0 | 0 | 0 | 0 | 0 | 0 | 0 | 0 | 0 | 0 | 0 | #N/A | #N/A | [27 empty] | #N/A
|  |  | 0 | 0 | 0 | 0 | 0 | 0 | 0 | 0 | 0 | 0 | 0 | 0 | 0 | 0 | 0 | 0 | 0 | 0 | 0 | 0 | 0 | 0 | 0 | 0 | 0 | 0 | #N/A | #N/A | [27 empty] | #N/A
|  |  | 0 | 0 | 0 | 0 | 0 | 0 | 0 | 0 | 0 | 0 | 0 | 0 | 0 | 0 | 0 | 0 | 0 | 0 | 0 | 0 | 0 | 0 | 0 | 0 | 0 | 0 | #N/A | #N/A | [27 empty] | #N/A
|  |  | 0 | 0 | 0 | 0 | 0 | 0 | 0 | 0 | 0 | 0 | 0 | 0 | 0 | 0 | 0 | 0 | 0 | 0 | 0 | 0 | 0 | 0 | 0 | 0 | 0 | 0 | #N/A | #N/A | [27 empty] | #N/A
|  |  | 0 | 0 | 0 | 0 | 0 | 0 | 0 | 0 | 0 | 0 | 0 | 0 | 0 | 0 | 0 | 0 | 0 | 0 | 0 | 0 | 0 | 0 | 0 | 0 | 0 | 0 | #N/A | #N/A | [27 empty] | #N/A
|  |  | 0 | 0 | 0 | 0 | 0 | 0 | 0 | 0 | 0 | 0 | 0 | 0 | 0 | 0 | 0 | 0 | 0 | 0 | 0 | 0 | 0 | 0 | 0 | 0 | 0 | 0 | #N/A | #N/A | [27 empty] | #N/A
|  |  | 0 | 0 | 0 | 0 | 0 | 0 | 0 | 0 | 0 | 0 | 0 | 0 | 0 | 0 | 0 | 0 | 0 | 0 | 0 | 0 | 0 | 0 | 0 | 0 | 0 | 0 | #N/A | #N/A | [27 empty] | #N/A
|  |  | 0 | 0 | 0 | 0 | 0 | 0 | 0 | 0 | 0 | 0 | 0 | 0 | 0 | 0 | 0 | 0 | 0 | 0 | 0 | 0 | 0 | 0 | 0 | 0 | 0 | 0 | #N/A | #N/A | [27 empty] | #N/A
|  |  | 0 | 0 | 0 | 0 | 0 | 0 | 0 | 0 | 0 | 0 | 0 | 0 | 0 | 0 | 0 | 0 | 0 | 0 | 0 | 0 | 0 | 0 | 0 | 0 | 0 | 0 | #N/A | #N/A | [27 empty] | #N/A
|  |  | 0 | 0 | 0 | 0 | 0 | 0 | 0 | 0 | 0 | 0 | 0 | 0 | 0 | 0 | 0 | 0 | 0 | 0 | 0 | 0 | 0 | 0 | 0 | 0 | 0 | 0 | #N/A | #N/A | [27 empty] | #N/A
|  |  | 0 | 0 | 0 | 0 | 0 | 0 | 0 | 0 | 0 | 0 | 0 | 0 | 0 | 0 | 0 | 0 | 0 | 0 | 0 | 0 | 0 | 0 | 0 | 0 | 0 | 0 | #N/A | #N/A | [27 empty] | #N/A
|  |  | 0 | 0 | 0 | 0 | 0 | 0 | 0 | 0 | 0 | 0 | 0 | 0 | 0 | 0 | 0 | 0 | 0 | 0 | 0 | 0 | 0 | 0 | 0 | 0 | 0 | 0 | #N/A | #N/A | [27 empty] | #N/A
|  |  | 0 | 0 | 0 | 0 | 0 | 0 | 0 | 0 | 0 | 0 | 0 | 0 | 0 | 0 | 0 | 0 | 0 | 0 | 0 | 0 | 0 | 0 | 0 | 0 | 0 | 0 | #N/A | #N/A | [27 empty] | #N/A
|  |  | 0 | 0 | 0 | 0 | 0 | 0 | 0 | 0 | 0 | 0 | 0 | 0 | 0 | 0 | 0 | 0 | 0 | 0 | 0 | 0 | 0 | 0 | 0 | 0 | 0 | 0 | #N/A | #N/A | [27 empty] | #N/A
|  |  | 0 | 0 | 0 | 0 | 0 | 0 | 0 | 0 | 0 | 0 | 0 | 0 | 0 | 0 | 0 | 0 | 0 | 0 | 0 | 0 | 0 | 0 | 0 | 0 | 0 | 0 | #N/A | #N/A | [27 empty] | #N/A
|  |  | 0 | 0 | 0 | 0 | 0 | 0 | 0 | 0 | 0 | 0 | 0 | 0 | 0 | 0 | 0 | 0 | 0 | 0 | 0 | 0 | 0 | 0 | 0 | 0 | 0 | 0 | #N/A | #N/A | [27 empty] | #N/A
|  |  | 0 | 0 | 0 | 0 | 0 | 0 | 0 | 0 | 0 | 0 | 0 | 0 | 0 | 0 | 0 | 0 | 0 | 0 | 0 | 0 | 0 | 0 | 0 | 0 | 0 | 0 | #N/A | #N/A | [27 empty] | #N/A
|  |  | 0 | 0 | 0 | 0 | 0 | 0 | 0 | 0 | 0 | 0 | 0 | 0 | 0 | 0 | 0 | 0 | 0 | 0 | 0 | 0 | 0 | 0 | 0 | 0 | 0 | 0 | #N/A | #N/A | [27 empty] | #N/A
|  |  | 0 | 0 | 0 | 0 | 0 | 0 | 0 | 0 | 0 | 0 | 0 | 0 | 0 | 0 | 0 | 0 | 0 | 0 | 0 | 0 | 0 | 0 | 0 | 0 | 0 | 0 | #N/A | #N/A | [27 empty] | #N/A
|  |  | 0 | 0 | 0 | 0 | 0 | 0 | 0 | 0 | 0 | 0 | 0 | 0 | 0 | 0 | 0 | 0 | 0 | 0 | 0 | 0 | 0 | 0 | 0 | 0 | 0 | 0 | #N/A | #N/A | [27 empty] | #N/A
|  |  | 0 | 0 | 0 | 0 | 0 | 0 | 0 | 0 | 0 | 0 | 0 | 0 | 0 | 0 | 0 | 0 | 0 | 0 | 0 | 0 | 0 | 0 | 0 | 0 | 0 | 0 | #N/A | #N/A | [27 empty] | #N/A
|  |  | 0 | 0 | 0 | 0 | 0 | 0 | 0 | 0 | 0 | 0 | 0 | 0 | 0 | 0 | 0 | 0 | 0 | 0 | 0 | 0 | 0 | 0 | 0 | 0 | 0 | 0 | #N/A | #N/A | [27 empty] | #N/A
|  |  | 0 | 0 | 0 | 0 | 0 | 0 | 0 | 0 | 0 | 0 | 0 | 0 | 0 | 0 | 0 | 0 | 0 | 0 | 0 | 0 | 0 | 0 | 0 | 0 | 0 | 0 | #N/A | #N/A | [27 empty] | #N/A
|  |  | 0 | 0 | 0 | 0 | 0 | 0 | 0 | 0 | 0 | 0 | 0 | 0 | 0 | 0 | 0 | 0 | 0 | 0 | 0 | 0 | 0 | 0 | 0 | 0 | 0 | 0 | #N/A | #N/A | [27 empty] | #N/A
|  |  | 0 | 0 | 0 | 0 | 0 | 0 | 0 | 0 | 0 | 0 | 0 | 0 | 0 | 0 | 0 | 0 | 0 | 0 | 0 | 0 | 0 | 0 | 0 | 0 | 0 | 0 | #N/A | #N/A | [27 empty] | #N/A
|  |  | 0 | 0 | 0 | 0 | 0 | 0 | 0 | 0 | 0 | 0 | 0 | 0 | 0 | 0 | 0 | 0 | 0 | 0 | 0 | 0 | 0 | 0 | 0 | 0 | 0 | 0 | #N/A | #N/A | [27 empty] | #N/A
|  |  | 0 | 0 | 0 | 0 | 0 | 0 | 0 | 0 | 0 | 0 | 0 | 0 | 0 | 0 | 0 | 0 | 0 | 0 | 0 | 0 | 0 | 0 | 0 | 0 | 0 | 0 | #N/A | #N/A | [27 empty] | #N/A
|  |  | 0 | 0 | 0 | 0 | 0 | 0 | 0 | 0 | 0 | 0 | 0 | 0 | 0 | 0 | 0 | 0 | 0 | 0 | 0 | 0 | 0 | 0 | 0 | 0 | 0 | 0 | #N/A | #N/A | [27 empty] | #N/A
|  |  | 0 | 0 | 0 | 0 | 0 | 0 | 0 | 0 | 0 | 0 | 0 | 0 | 0 | 0 | 0 | 0 | 0 | 0 | 0 | 0 | 0 | 0 | 0 | 0 | 0 | 0 | #N/A | #N/A | [27 empty] | #N/A
|  |  | 0 | 0 | 0 | 0 | 0 | 0 | 0 | 0 | 0 | 0 | 0 | 0 | 0 | 0 | 0 | 0 | 0 | 0 | 0 | 0 | 0 | 0 | 0 | 0 | 0 | 0 | #N/A | #N/A | [27 empty] | #N/A
|  |  | 0 | 0 | 0 | 0 | 0 | 0 | 0 | 0 | 0 | 0 | 0 | 0 | 0 | 0 | 0 | 0 | 0 | 0 | 0 | 0 | 0 | 0 | 0 | 0 | 0 | 0 | #N/A | #N/A | [27 empty] | #N/A
|  |  | 0 | 0 | 0 | 0 | 0 | 0 | 0 | 0 | 0 | 0 | 0 | 0 | 0 | 0 | 0 | 0 | 0 | 0 | 0 | 0 | 0 | 0 | 0 | 0 | 0 | 0 | #N/A | #N/A | [27 empty] | #N/A
|  |  | 0 | 0 | 0 | 0 | 0 | 0 | 0 | 0 | 0 | 0 | 0 | 0 | 0 | 0 | 0 | 0 | 0 | 0 | 0 | 0 | 0 | 0 | 0 | 0 | 0 | 0 | #N/A | #N/A | [27 empty] | #N/A
|  |  | 0 | 0 | 0 | 0 | 0 | 0 | 0 | 0 | 0 | 0 | 0 | 0 | 0 | 0 | 0 | 0 | 0 | 0 | 0 | 0 | 0 | 0 | 0 | 0 | 0 | 0 | #N/A | #N/A | [27 empty] | #N/A
|  |  | 0 | 0 | 0 | 0 | 0 | 0 | 0 | 0 | 0 | 0 | 0 | 0 | 0 | 0 | 0 | 0 | 0 | 0 | 0 | 0 | 0 | 0 | 0 | 0 | 0 | 0 | #N/A | #N/A | [27 empty] | #N/A
|  |  | 0 | 0 | 0 | 0 | 0 | 0 | 0 | 0 | 0 | 0 | 0 | 0 | 0 | 0 | 0 | 0 | 0 | 0 | 0 | 0 | 0 | 0 | 0 | 0 | 0 | 0 | #N/A | #N/A | [27 empty] | #N/A
|  |  | 0 | 0 | 0 | 0 | 0 | 0 | 0 | 0 | 0 | 0 | 0 | 0 | 0 | 0 | 0 | 0 | 0 | 0 | 0 | 0 | 0 | 0 | 0 | 0 | 0 | 0 | #N/A | #N/A | [27 empty] | #N/A
|  |  | 0 | 0 | 0 | 0 | 0 | 0 | 0 | 0 | 0 | 0 | 0 | 0 | 0 | 0 | 0 | 0 | 0 | 0 | 0 | 0 | 0 | 0 | 0 | 0 | 0 | 0 | #N/A | #N/A | [27 empty] | #N/A
|  |  | 0 | 0 | 0 | 0 | 0 | 0 | 0 | 0 | 0 | 0 | 0 | 0 | 0 | 0 | 0 | 0 | 0 | 0 | 0 | 0 | 0 | 0 | 0 | 0 | 0 | 0 | #N/A | #N/A | [27 empty] | #N/A
|  |  | 0 | 0 | 0 | 0 | 0 | 0 | 0 | 0 | 0 | 0 | 0 | 0 | 0 | 0 | 0 | 0 | 0 | 0 | 0 | 0 | 0 | 0 | 0 | 0 | 0 | 0 | #N/A | #N/A | [27 empty] | #N/A
|  |  | 0 | 0 | 0 | 0 | 0 | 0 | 0 | 0 | 0 | 0 | 0 | 0 | 0 | 0 | 0 | 0 | 0 | 0 | 0 | 0 | 0 | 0 | 0 | 0 | 0 | 0 | #N/A | #N/A | [27 empty] | #N/A
|  |  | 0 | 0 | 0 | 0 | 0 | 0 | 0 | 0 | 0 | 0 | 0 | 0 | 0 | 0 | 0 | 0 | 0 | 0 | 0 | 0 | 0 | 0 | 0 | 0 | 0 | 0 | #N/A | #N/A | [27 empty] | #N/A
|  |  | 0 | 0 | 0 | 0 | 0 | 0 | 0 | 0 | 0 | 0 | 0 | 0 | 0 | 0 | 0 | 0 | 0 | 0 | 0 | 0 | 0 | 0 | 0 | 0 | 0 | 0 | #N/A | #N/A | [27 empty] | #N/A
|  |  | 0 | 0 | 0 | 0 | 0 | 0 | 0 | 0 | 0 | 0 | 0 | 0 | 0 | 0 | 0 | 0 | 0 | 0 | 0 | 0 | 0 | 0 | 0 | 0 | 0 | 0 | #N/A | #N/A | [27 empty] | #N/A
|  |  | 0 | 0 | 0 | 0 | 0 | 0 | 0 | 0 | 0 | 0 | 0 | 0 | 0 | 0 | 0 | 0 | 0 | 0 | 0 | 0 | 0 | 0 | 0 | 0 | 0 | 0 | #N/A | #N/A | [27 empty] | #N/A
|  |  | 0 | 0 | 0 | 0 | 0 | 0 | 0 | 0 | 0 | 0 | 0 | 0 | 0 | 0 | 0 | 0 | 0 | 0 | 0 | 0 | 0 | 0 | 0 | 0 | 0 | 0 | #N/A | #N/A | [27 empty] | #N/A
|  |  | 0 | 0 | 0 | 0 | 0 | 0 | 0 | 0 | 0 | 0 | 0 | 0 | 0 | 0 | 0 | 0 | 0 | 0 | 0 | 0 | 0 | 0 | 0 | 0 | 0 | 0 | #N/A | #N/A | [27 empty] | #N/A
|  |  | 0 | 0 | 0 | 0 | 0 | 0 | 0 | 0 | 0 | 0 | 0 | 0 | 0 | 0 | 0 | 0 | 0 | 0 | 0 | 0 | 0 | 0 | 0 | 0 | 0 | 0 | #N/A | #N/A | [27 empty] | #N/A
|  |  | 0 | 0 | 0 | 0 | 0 | 0 | 0 | 0 | 0 | 0 | 0 | 0 | 0 | 0 | 0 | 0 | 0 | 0 | 0 | 0 | 0 | 0 | 0 | 0 | 0 | 0 | #N/A | #N/A | [27 empty] | #N/A
|  |  | 0 | 0 | 0 | 0 | 0 | 0 | 0 | 0 | 0 | 0 | 0 | 0 | 0 | 0 | 0 | 0 | 0 | 0 | 0 | 0 | 0 | 0 | 0 | 0 | 0 | 0 | #N/A | #N/A | [27 empty] | #N/A
|  | Total | 0 | 0 | 0 | 0 | 0 | 0 | 9.8866 | 0 | 26.7941 | 0 | 0 | 63.1392 | 0 | 0 | 0 | 0 | 90.5599 | 0 | 0 | 0 | 0 | 110.623 | 0 | 0 | 0 | 133.4275 |  |  | Total | 0 | 0 | 0 | 0 | 0 | 0 | 8.1946 | 0 | 21.1602 | 0 | 0 | 46.1512 | 0 | 0 | 0 | 0 | 67.6302 | 0 | 0 | 0 | 0 | 86.7326 | 0 | 0 | 0 | 106.503 |  | Total | 0 | 0 | 0 | 0 | 0 | 0 | 1.69 | 0 | 5.64 | 0 | 0 | 17 | 0 | 0 | 0 | 0 | 22.96 | 0 | 0 | 0 | 0 | 23.92 | 0 | 0 | 0 | 26.95
|  | Generic CPA Builds (MW) | [28 empty] | FCDS Capacity (MW) | [27 empty] | EODS Capacity (MW)
|  |  | 2020-01-01 | 2021-01-01 | 2022-01-01 | 2023-01-01 | 2024-01-01 | 2025-01-01 | 2026-01-01 | 2027-01-01 | 2028-01-01 | 2029-01-01 | 2030-01-01 | 2031-01-01 | 2032-01-01 | 2033-01-01 | 2034-01-01 | 2035-01-01 | 2036-01-01 | 2037-01-01 | 2038-01-01 | 2039-01-01 | 2040-01-01 | 2041-01-01 | 2042-01-01 | 2043-01-01 | 2044-01-01 | 2045-01-01 |  |  |  | 2020-01-01 | 2021-01-01 | 2022-01-01 | 2023-01-01 | 2024-01-01 | 2025-01-01 | 2026-01-01 | 2027-01-01 | 2028-01-01 | 2029-01-01 | 2030-01-01 | 2031-01-01 | 2032-01-01 | 2033-01-01 | 2034-01-01 | 2035-01-01 | 2036-01-01 | 2037-01-01 | 2038-01-01 | 2039-01-01 | 2040-01-01 | 2041-01-01 | 2042-01-01 | 2043-01-01 | 2044-01-01 | 2045-01-01 |  |  | 2020-01-01 | 2021-01-01 | 2022-01-01 | 2023-01-01 | 2024-01-01 | 2025-01-01 | 2026-01-01 | 2027-01-01 | 2028-01-01 | 2029-01-01 | 2030-01-01 | 2031-01-01 | 2032-01-01 | 2033-01-01 | 2034-01-01 | 2035-01-01 | 2036-01-01 | 2037-01-01 | 2038-01-01 | 2039-01-01 | 2040-01-01 | 2041-01-01 | 2042-01-01 | 2043-01-01 | 2044-01-01 | 2045-01-01
|  | PGE_New_EGS_Generic | 0 | 0 | 0 | 0 | 0 | 0 | 0 | 0 | 0 | 0 | 0 | 0 | 0 | 0 | 0 | 0 | 0 | 0 | 0 | 0 | 0 | 0 | 0 | 0 | 0 | 0 |  |  | PGE_New_EGS_Generic | 0 | 0 | 0 | 0 | 0 | 0 | 0 | 0 | 0 | 0 | 0 | 0 | 0 | 0 | 0 | 0 | 0 | 0 | 0 | 0 | 0 | 0 | 0 | 0 | 0 | 0 |  | PGE_New_EGS_Generic | 0 | 0 | 0 | 0 | 0 | 0 | 0 | 0 | 0 | 0 | 0 | 0 | 0 | 0 | 0 | 0 | 0 | 0 | 0 | 0 | 0 | 0 | 0 | 0 | 0 | 0
|  | PGE_LDES_12hr_Generic | 0 | 0 | 0 | 0 | 0 | 0 | 0 | 0 | 0 | 0 | 0 | 0 | 0 | 0 | 0 | 0 | 0 | 0 | 0 | 0 | 0 | 0 | 0 | 0 | 0 | 0 |  |  | PGE_LDES_12hr_Generic | 0 | 0 | 0 | 0 | 0 | 0 | 0 | 0 | 0 | 0 | 0 | 0 | 0 | 0 | 0 | 0 | 0 | 0 | 0 | 0 | 0 | 0 | 0 | 0 | 0 | 0 |  | PGE_LDES_12hr_Generic | 0 | 0 | 0 | 0 | 0 | 0 | 0 | 0 | 0 | 0 | 0 | 0 | 0 | 0 | 0 | 0 | 0 | 0 | 0 | 0 | 0 | 0 | 0 | 0 | 0 | 0
|  | PGE_New_Li_Battery_4hr_Generic | 0 | 0 | 0 | 0 | 0 | 0 | 0 | 0 | 0 | 0 | 0 | 0 | 0 | 0 | 0 | 0 | 0 | 0 | 0 | 0 | 0 | 0 | 0 | 0 | 0 | 0 |  |  | PGE_New_Li_Battery_4hr_Generic | 0 | 0 | 0 | 0 | 0 | 0 | 0 | 0 | 0 | 0 | 0 | 0 | 0 | 0 | 0 | 0 | 0 | 0 | 0 | 0 | 0 | 0 | 0 | 0 | 0 | 0 |  | PGE_New_Li_Battery_4hr_Generic | 0 | 0 | 0 | 0 | 0 | 0 | 0 | 0 | 0 | 0 | 0 | 0 | 0 | 0 | 0 | 0 | 0 | 0 | 0 | 0 | 0 | 0 | 0 | 0 | 0 | 0
|  | PGE_New_Li_Battery_8hr_Generic | 0 | 0 | 0 | 0 | 0 | 0 | 0 | 0 | 0 | 0 | 0 | 0 | 0 | 0 | 0 | 0 | 0 | 0 | 0 | 0 | 0 | 0 | 0 | 0 | 0 | 0.016367 |  |  | PGE_New_Li_Battery_8hr_Generic | 0 | 0 | 0 | 0 | 0 | 0 | 0 | 0 | 0 | 0 | 0 | 0 | 0 | 0 | 0 | 0 | 0 | 0 | 0 | 0 | 0 | 0 | 0 | 0 | 0 | 0.016367 |  | PGE_New_Li_Battery_8hr_Generic | 0 | 0 | 0 | 0 | 0 | 0 | 0 | 0 | 0 | 0 | 0 | 0 | 0 | 0 | 0 | 0 | 0 | 0 | 0 | 0 | 0 | 0 | 0 | 0 | 0 | 0
|  | PGE_Fresno_Solar_Generic | 0 | 0 | 0 | 0 | 0 | 0 | 0 | 0 | 0 | 0 | 0 | 0 | 0 | 0 | 0 | 0 | 0 | 0 | 0 | 0 | 0 | 0 | 0 | 0 | 0 | 0 |  |  | PGE_Fresno_Solar_Generic | 0 | 0 | 0 | 0 | 0 | 0 | 0 | 0 | 0 | 0 | 0 | 0 | 0 | 0 | 0 | 0 | 0 | 0 | 0 | 0 | 0 | 0 | 0 | 0 | 0 | 0 |  | PGE_Fresno_Solar_Generic | 0 | 0 | 0 | 0 | 0 | 0 | 0 | 0 | 0 | 0 | 0 | 0 | 0 | 0 | 0 | 0 | 0 | 0 | 0 | 0 | 0 | 0 | 0 | 0 | 0 | 0
|  | PGE_GBA_Solar_Generic | 0 | 0 | 0 | 0 | 0 | 0 | 0 | 0 | 0 | 0 | 0 | 0 | 0 | 0 | 0 | 0 | 0 | 0 | 0 | 0 | 0 | 0 | 0 | 0 | 0 | 0 |  |  | PGE_GBA_Solar_Generic | 0 | 0 | 0 | 0 | 0 | 0 | 0 | 0 | 0 | 0 | 0 | 0 | 0 | 0 | 0 | 0 | 0 | 0 | 0 | 0 | 0 | 0 | 0 | 0 | 0 | 0 |  | PGE_GBA_Solar_Generic | 0 | 0 | 0 | 0 | 0 | 0 | 0 | 0 | 0 | 0 | 0 | 0 | 0 | 0 | 0 | 0 | 0 | 0 | 0 | 0 | 0 | 0 | 0 | 0 | 0 | 0
|  | PGE_GBA_Wind_Generic | 0 | 0 | 0 | 0 | 0 | 0 | 0 | 0 | 0 | 0 | 0 | 0 | 0 | 0 | 0 | 0 | 0 | 0 | 0 | 0 | 0 | 0 | 0 | 0 | 0 | 0 |  |  | PGE_GBA_Wind_Generic | 0 | 0 | 0 | 0 | 0 | 0 | 0 | 0 | 0 | 0 | 0 | 0 | 0 | 0 | 0 | 0 | 0 | 0 | 0 | 0 | 0 | 0 | 0 | 0 | 0 | 0 |  | PGE_GBA_Wind_Generic | 0 | 0 | 0 | 0 | 0 | 0 | 0 | 0 | 0 | 0 | 0 | 0 | 0 | 0 | 0 | 0 | 0 | 0 | 0 | 0 | 0 | 0 | 0 | 0 | 0 | 0
|  | PGE_Kern_Solar_Generic | 0 | 0 | 0 | 0 | 0 | 0 | 0 | 0 | 0 | 0 | 0 | 0 | 0 | 0 | 0 | 0 | 0 | 0 | 0 | 0 | 0 | 0 | 0 | 0 | 0 | 0 |  |  | PGE_Kern_Solar_Generic | 0 | 0 | 0 | 0 | 0 | 0 | 0 | 0 | 0 | 0 | 0 | 0 | 0 | 0 | 0 | 0 | 0 | 0 | 0 | 0 | 0 | 0 | 0 | 0 | 0 | 0 |  | PGE_Kern_Solar_Generic | 0 | 0 | 0 | 0 | 0 | 0 | 0 | 0 | 0 | 0 | 0 | 0 | 0 | 0 | 0 | 0 | 0 | 0 | 0 | 0 | 0 | 0 | 0 | 0 | 0 | 0
|  | PGE_Kern_Wind_Generic | 0 | 0 | 0 | 0 | 0 | 0 | 0 | 0 | 0 | 0 | 0 | 0 | 0 | 0 | 0 | 0 | 0 | 0 | 0 | 0 | 0 | 0 | 0 | 0 | 0 | 0 |  |  | PGE_Kern_Wind_Generic | 0 | 0 | 0 | 0 | 0 | 0 | 0 | 0 | 0 | 0 | 0 | 0 | 0 | 0 | 0 | 0 | 0 | 0 | 0 | 0 | 0 | 0 | 0 | 0 | 0 | 0 |  | PGE_Kern_Wind_Generic | 0 | 0 | 0 | 0 | 0 | 0 | 0 | 0 | 0 | 0 | 0 | 0 | 0 | 0 | 0 | 0 | 0 | 0 | 0 | 0 | 0 | 0 | 0 | 0 | 0 | 0
|  | PGE_Nevada_New_EGS_Generic | 0 | 0 | 0 | 0 | 0 | 0 | 0 | 0 | 0 | 0 | 0 | 0 | 0 | 0 | 0 | 0 | 0 | 0 | 0 | 0 | 0 | 0 | 0 | 0 | 0 | 0 |  |  | PGE_Nevada_New_EGS_Generic | 0 | 0 | 0 | 0 | 0 | 0 | 0 | 0 | 0 | 0 | 0 | 0 | 0 | 0 | 0 | 0 | 0 | 0 | 0 | 0 | 0 | 0 | 0 | 0 | 0 | 0 |  | PGE_Nevada_New_EGS_Generic | 0 | 0 | 0 | 0 | 0 | 0 | 0 | 0 | 0 | 0 | 0 | 0 | 0 | 0 | 0 | 0 | 0 | 0 | 0 | 0 | 0 | 0 | 0 | 0 | 0 | 0
|  | PGE_New_Geothermal_Generic | 0 | 0 | 0 | 0 | 0 | 0 | 0 | 0 | 0 | 0 | 0 | 0 | 0 | 0 | 0 | 0 | 0 | 0 | 0 | 0 | 0 | 0 | 0 | 0 | 0 | 0 |  |  | PGE_New_Geothermal_Generic | 0 | 0 | 0 | 0 | 0 | 0 | 0 | 0 | 0 | 0 | 0 | 0 | 0 | 0 | 0 | 0 | 0 | 0 | 0 | 0 | 0 | 0 | 0 | 0 | 0 | 0 |  | PGE_New_Geothermal_Generic | 0 | 0 | 0 | 0 | 0 | 0 | 0 | 0 | 0 | 0 | 0 | 0 | 0 | 0 | 0 | 0 | 0 | 0 | 0 | 0 | 0 | 0 | 0 | 0 | 0 | 0
|  | PGE_NGBA_Solar_Generic | 0 | 0 | 0 | 0 | 0 | 0 | 0 | 0 | 0 | 0 | 0 | 0 | 0 | 0 | 0 | 0 | 0 | 0 | 0 | 0 | 0 | 0 | 0 | 0 | 0 | 0 |  |  | PGE_NGBA_Solar_Generic | 0 | 0 | 0 | 0 | 0 | 0 | 0 | 0 | 0 | 0 | 0 | 0 | 0 | 0 | 0 | 0 | 0 | 0 | 0 | 0 | 0 | 0 | 0 | 0 | 0 | 0 |  | PGE_NGBA_Solar_Generic | 0 | 0 | 0 | 0 | 0 | 0 | 0 | 0 | 0 | 0 | 0 | 0 | 0 | 0 | 0 | 0 | 0 | 0 | 0 | 0 | 0 | 0 | 0 | 0 | 0 | 0
|  | PGE_NGBA_Wind_Generic | 0 | 0 | 0 | 0 | 0 | 0 | 0 | 0 | 0 | 0 | 0 | 0 | 0 | 0 | 0 | 0 | 0 | 0 | 0 | 0 | 0 | 0 | 0 | 0 | 0 | 0.2518 |  |  | PGE_NGBA_Wind_Generic | 0 | 0 | 0 | 0 | 0 | 0 | 0 | 0 | 0 | 0 | 0 | 0 | 0 | 0 | 0 | 0 | 0 | 0 | 0 | 0 | 0 | 0 | 0 | 0 | 0 | 0.2518 |  | PGE_NGBA_Wind_Generic | 0 | 0 | 0 | 0 | 0 | 0 | 0 | 0 | 0 | 0 | 0 | 0 | 0 | 0 | 0 | 0 | 0 | 0 | 0 | 0 | 0 | 0 | 0 | 0 | 0 | 0
|  | PGE_Northeast_CA_New_EGS_Generic | 0 | 0 | 0 | 0 | 0 | 0 | 0 | 0 | 0 | 0 | 0 | 0 | 0 | 0 | 0 | 0 | 0 | 0 | 0 | 0 | 0 | 0 | 0 | 0 | 0 | 0 |  |  | PGE_Northeast_CA_New_EGS_Generic | 0 | 0 | 0 | 0 | 0 | 0 | 0 | 0 | 0 | 0 | 0 | 0 | 0 | 0 | 0 | 0 | 0 | 0 | 0 | 0 | 0 | 0 | 0 | 0 | 0 | 0 |  | PGE_Northeast_CA_New_EGS_Generic | 0 | 0 | 0 | 0 | 0 | 0 | 0 | 0 | 0 | 0 | 0 | 0 | 0 | 0 | 0 | 0 | 0 | 0 | 0 | 0 | 0 | 0 | 0 | 0 | 0 | 0
|  | PGE_Northeast_CA_Wind_Generic | 0 | 0 | 0 | 0 | 0 | 0 | 0 | 0 | 0 | 0 | 0 | 0 | 0 | 0 | 0 | 0 | 0 | 0 | 0 | 0 | 0 | 0 | 0 | 0 | 0 | 0 |  |  | PGE_Northeast_CA_Wind_Generic | 0 | 0 | 0 | 0 | 0 | 0 | 0 | 0 | 0 | 0 | 0 | 0 | 0 | 0 | 0 | 0 | 0 | 0 | 0 | 0 | 0 | 0 | 0 | 0 | 0 | 0 |  | PGE_Northeast_CA_Wind_Generic | 0 | 0 | 0 | 0 | 0 | 0 | 0 | 0 | 0 | 0 | 0 | 0 | 0 | 0 | 0 | 0 | 0 | 0 | 0 | 0 | 0 | 0 | 0 | 0 | 0 | 0
|  | PGE_Oregon_New_EGS_Generic | 0 | 0 | 0 | 0 | 0 | 0 | 0 | 0 | 0 | 0 | 0 | 0 | 0 | 0 | 0 | 0 | 0 | 0 | 0 | 0 | 0 | 0 | 0 | 0 | 0 | 0 |  |  | PGE_Oregon_New_EGS_Generic | 0 | 0 | 0 | 0 | 0 | 0 | 0 | 0 | 0 | 0 | 0 | 0 | 0 | 0 | 0 | 0 | 0 | 0 | 0 | 0 | 0 | 0 | 0 | 0 | 0 | 0 |  | PGE_Oregon_New_EGS_Generic | 0 | 0 | 0 | 0 | 0 | 0 | 0 | 0 | 0 | 0 | 0 | 0 | 0 | 0 | 0 | 0 | 0 | 0 | 0 | 0 | 0 | 0 | 0 | 0 | 0 | 0
|  | PGE_Wyoming_Wind_Generic | 0 | 0 | 0 | 0 | 0 | 0 | 0 | 0 | 0 | 0 | 0 | 0 | 0 | 0 | 0 | 0 | 0 | 0 | 0 | 0 | 0 | 0 | 0 | 0 | 0 | 0 |  |  | PGE_Wyoming_Wind_Generic | 0 | 0 | 0 | 0 | 0 | 0 | 0 | 0 | 0 | 0 | 0 | 0 | 0 | 0 | 0 | 0 | 0 | 0 | 0 | 0 | 0 | 0 | 0 | 0 | 0 | 0 |  | PGE_Wyoming_Wind_Generic | 0 | 0 | 0 | 0 | 0 | 0 | 0 | 0 | 0 | 0 | 0 | 0 | 0 | 0 | 0 | 0 | 0 | 0 | 0 | 0 | 0 | 0 | 0 | 0 | 0 | 0
|  | SCE_New_Li_Battery_4hr_Generic | 0 | 0 | 0 | 0 | 0 | 0 | 0 | 0 | 0 | 0 | 0 | 0 | 0 | 0 | 0 | 0 | 0 | 0 | 0 | 0 | 0 | 0 | 0 | 0 | 0 | 0 |  |  | SCE_New_Li_Battery_4hr_Generic | 0 | 0 | 0 | 0 | 0 | 0 | 0 | 0 | 0 | 0 | 0 | 0 | 0 | 0 | 0 | 0 | 0 | 0 | 0 | 0 | 0 | 0 | 0 | 0 | 0 | 0 |  | SCE_New_Li_Battery_4hr_Generic | 0 | 0 | 0 | 0 | 0 | 0 | 0 | 0 | 0 | 0 | 0 | 0 | 0 | 0 | 0 | 0 | 0 | 0 | 0 | 0 | 0 | 0 | 0 | 0 | 0 | 0
|  | SCE_New_Li_Battery_8hr_Generic | 0 | 0 | 0 | 0 | 0 | 0 | 0 | 0 | 0 | 0 | 0 | 0 | 0 | 0 | 0 | 0 | 0 | 0 | 0 | 0 | 0 | 0 | 0 | 0 | 0 | 0 |  |  | SCE_New_Li_Battery_8hr_Generic | 0 | 0 | 0 | 0 | 0 | 0 | 0 | 0 | 0 | 0 | 0 | 0 | 0 | 0 | 0 | 0 | 0 | 0 | 0 | 0 | 0 | 0 | 0 | 0 | 0 | 0 |  | SCE_New_Li_Battery_8hr_Generic | 0 | 0 | 0 | 0 | 0 | 0 | 0 | 0 | 0 | 0 | 0 | 0 | 0 | 0 | 0 | 0 | 0 | 0 | 0 | 0 | 0 | 0 | 0 | 0 | 0 | 0
|  | SCE_Arizona_Solar_Generic | 0 | 0 | 0 | 0 | 0 | 0 | 0 | 0 | 0 | 0 | 0 | 0 | 0 | 0 | 0 | 0 | 0 | 0 | 0 | 0 | 0 | 0 | 0 | 0 | 0 | 0 |  |  | SCE_Arizona_Solar_Generic | 0 | 0 | 0 | 0 | 0 | 0 | 0 | 0 | 0 | 0 | 0 | 0 | 0 | 0 | 0 | 0 | 0 | 0 | 0 | 0 | 0 | 0 | 0 | 0 | 0 | 0 |  | SCE_Arizona_Solar_Generic | 0 | 0 | 0 | 0 | 0 | 0 | 0 | 0 | 0 | 0 | 0 | 0 | 0 | 0 | 0 | 0 | 0 | 0 | 0 | 0 | 0 | 0 | 0 | 0 | 0 | 0
|  | SCE_New_EGS_Generic | 0 | 0 | 0 | 0 | 0 | 0 | 0 | 0 | 0 | 0 | 0 | 0 | 0 | 0 | 0 | 0 | 0 | 0 | 0 | 0 | 0 | 0 | 0 | 0 | 0 | 0 |  |  | SCE_New_EGS_Generic | 0 | 0 | 0 | 0 | 0 | 0 | 0 | 0 | 0 | 0 | 0 | 0 | 0 | 0 | 0 | 0 | 0 | 0 | 0 | 0 | 0 | 0 | 0 | 0 | 0 | 0 |  | SCE_New_EGS_Generic | 0 | 0 | 0 | 0 | 0 | 0 | 0 | 0 | 0 | 0 | 0 | 0 | 0 | 0 | 0 | 0 | 0 | 0 | 0 | 0 | 0 | 0 | 0 | 0 | 0 | 0
|  | SCE_New_Geothermal_Generic | 0 | 0 | 0 | 0 | 0 | 0 | 0 | 0 | 0 | 0 | 0 | 0 | 0 | 0 | 0 | 0 | 0 | 0 | 0 | 0 | 0 | 0 | 0 | 0 | 0 | 0 |  |  | SCE_New_Geothermal_Generic | 0 | 0 | 0 | 0 | 0 | 0 | 0 | 0 | 0 | 0 | 0 | 0 | 0 | 0 | 0 | 0 | 0 | 0 | 0 | 0 | 0 | 0 | 0 | 0 | 0 | 0 |  | SCE_New_Geothermal_Generic | 0 | 0 | 0 | 0 | 0 | 0 | 0 | 0 | 0 | 0 | 0 | 0 | 0 | 0 | 0 | 0 | 0 | 0 | 0 | 0 | 0 | 0 | 0 | 0 | 0 | 0
|  | SCE_LDES_12hr_Generic | 0 | 0 | 0 | 0 | 0 | 0 | 0 | 0 | 0 | 0 | 0 | 0 | 0 | 0 | 0 | 0 | 0 | 0 | 0 | 0 | 0 | 0 | 0 | 0 | 0 | 0 |  |  | SCE_LDES_12hr_Generic | 0 | 0 | 0 | 0 | 0 | 0 | 0 | 0 | 0 | 0 | 0 | 0 | 0 | 0 | 0 | 0 | 0 | 0 | 0 | 0 | 0 | 0 | 0 | 0 | 0 | 0 |  | SCE_LDES_12hr_Generic | 0 | 0 | 0 | 0 | 0 | 0 | 0 | 0 | 0 | 0 | 0 | 0 | 0 | 0 | 0 | 0 | 0 | 0 | 0 | 0 | 0 | 0 | 0 | 0 | 0 | 0
|  | SCE_Eastern_Solar_Generic | 0 | 0 | 0 | 0 | 0 | 0 | 0 | 0 | 0 | 0 | 0 | 0 | 0 | 0 | 0 | 0 | 0 | 0 | 0 | 0 | 0 | 0 | 0 | 0 | 0 | 0 |  |  | SCE_Eastern_Solar_Generic | 0 | 0 | 0 | 0 | 0 | 0 | 0 | 0 | 0 | 0 | 0 | 0 | 0 | 0 | 0 | 0 | 0 | 0 | 0 | 0 | 0 | 0 | 0 | 0 | 0 | 0 |  | SCE_Eastern_Solar_Generic | 0 | 0 | 0 | 0 | 0 | 0 | 0 | 0 | 0 | 0 | 0 | 0 | 0 | 0 | 0 | 0 | 0 | 0 | 0 | 0 | 0 | 0 | 0 | 0 | 0 | 0
|  | SCE_Eastern_Wind_Generic | 0 | 0 | 0 | 0 | 0 | 0 | 0 | 0 | 0 | 0 | 0 | 0 | 0 | 0 | 0 | 0 | 0 | 0 | 0 | 0 | 0 | 0 | 0 | 0 | 0 | 0 |  |  | SCE_Eastern_Wind_Generic | 0 | 0 | 0 | 0 | 0 | 0 | 0 | 0 | 0 | 0 | 0 | 0 | 0 | 0 | 0 | 0 | 0 | 0 | 0 | 0 | 0 | 0 | 0 | 0 | 0 | 0 |  | SCE_Eastern_Wind_Generic | 0 | 0 | 0 | 0 | 0 | 0 | 0 | 0 | 0 | 0 | 0 | 0 | 0 | 0 | 0 | 0 | 0 | 0 | 0 | 0 | 0 | 0 | 0 | 0 | 0 | 0
|  | SCE_EOP_Solar_Generic | 0 | 0 | 0 | 0 | 0 | 0 | 0 | 0 | 0 | 0 | 0 | 0 | 0 | 0 | 0 | 0 | 0 | 0 | 0 | 0 | 0 | 0 | 0 | 0 | 0 | 0 |  |  | SCE_EOP_Solar_Generic | 0 | 0 | 0 | 0 | 0 | 0 | 0 | 0 | 0 | 0 | 0 | 0 | 0 | 0 | 0 | 0 | 0 | 0 | 0 | 0 | 0 | 0 | 0 | 0 | 0 | 0 |  | SCE_EOP_Solar_Generic | 0 | 0 | 0 | 0 | 0 | 0 | 0 | 0 | 0 | 0 | 0 | 0 | 0 | 0 | 0 | 0 | 0 | 0 | 0 | 0 | 0 | 0 | 0 | 0 | 0 | 0
|  | SCE_EOP_Wind_Generic | 0 | 0 | 0 | 0 | 0 | 0 | 0 | 0 | 0 | 0 | 0 | 0 | 0 | 0 | 0 | 0 | 0 | 0 | 0 | 0 | 0 | 0 | 0 | 0 | 0 | 0 |  |  | SCE_EOP_Wind_Generic | 0 | 0 | 0 | 0 | 0 | 0 | 0 | 0 | 0 | 0 | 0 | 0 | 0 | 0 | 0 | 0 | 0 | 0 | 0 | 0 | 0 | 0 | 0 | 0 | 0 | 0 |  | SCE_EOP_Wind_Generic | 0 | 0 | 0 | 0 | 0 | 0 | 0 | 0 | 0 | 0 | 0 | 0 | 0 | 0 | 0 | 0 | 0 | 0 | 0 | 0 | 0 | 0 | 0 | 0 | 0 | 0
|  | SCE_Idaho_New_EGS_Generic | 0 | 0 | 0 | 0 | 0 | 0 | 0 | 0 | 0 | 0 | 0 | 0 | 0 | 0 | 0 | 0 | 0 | 0 | 0 | 0 | 0 | 0 | 0 | 0 | 0 | 0 |  |  | SCE_Idaho_New_EGS_Generic | 0 | 0 | 0 | 0 | 0 | 0 | 0 | 0 | 0 | 0 | 0 | 0 | 0 | 0 | 0 | 0 | 0 | 0 | 0 | 0 | 0 | 0 | 0 | 0 | 0 | 0 |  | SCE_Idaho_New_EGS_Generic | 0 | 0 | 0 | 0 | 0 | 0 | 0 | 0 | 0 | 0 | 0 | 0 | 0 | 0 | 0 | 0 | 0 | 0 | 0 | 0 | 0 | 0 | 0 | 0 | 0 | 0
|  | SCE_Idaho_Wind_Generic | 0 | 0 | 0 | 0 | 0 | 0 | 0 | 0 | 0 | 0 | 0 | 0 | 0 | 0 | 0 | 0 | 0 | 0 | 0 | 0 | 0 | 0 | 0 | 0 | 0 | 0 |  |  | SCE_Idaho_Wind_Generic | 0 | 0 | 0 | 0 | 0 | 0 | 0 | 0 | 0 | 0 | 0 | 0 | 0 | 0 | 0 | 0 | 0 | 0 | 0 | 0 | 0 | 0 | 0 | 0 | 0 | 0 |  | SCE_Idaho_Wind_Generic | 0 | 0 | 0 | 0 | 0 | 0 | 0 | 0 | 0 | 0 | 0 | 0 | 0 | 0 | 0 | 0 | 0 | 0 | 0 | 0 | 0 | 0 | 0 | 0 | 0 | 0
|  | SCE_Metro_Solar_Generic | 0 | 0 | 0 | 0 | 0 | 0 | 0 | 0 | 0 | 0 | 0 | 0 | 0 | 0 | 0 | 0 | 0 | 0 | 0 | 0 | 0 | 0 | 0 | 0 | 0 | 0 |  |  | SCE_Metro_Solar_Generic | 0 | 0 | 0 | 0 | 0 | 0 | 0 | 0 | 0 | 0 | 0 | 0 | 0 | 0 | 0 | 0 | 0 | 0 | 0 | 0 | 0 | 0 | 0 | 0 | 0 | 0 |  | SCE_Metro_Solar_Generic | 0 | 0 | 0 | 0 | 0 | 0 | 0 | 0 | 0 | 0 | 0 | 0 | 0 | 0 | 0 | 0 | 0 | 0 | 0 | 0 | 0 | 0 | 0 | 0 | 0 | 0
|  | SCE_Nevada_New_EGS_Generic | 0 | 0 | 0 | 0 | 0 | 0 | 0 | 0 | 0 | 0 | 0 | 0 | 0 | 0 | 0 | 0 | 0 | 0 | 0 | 0 | 0 | 0 | 0 | 0 | 0 | 0 |  |  | SCE_Nevada_New_EGS_Generic | 0 | 0 | 0 | 0 | 0 | 0 | 0 | 0 | 0 | 0 | 0 | 0 | 0 | 0 | 0 | 0 | 0 | 0 | 0 | 0 | 0 | 0 | 0 | 0 | 0 | 0 |  | SCE_Nevada_New_EGS_Generic | 0 | 0 | 0 | 0 | 0 | 0 | 0 | 0 | 0 | 0 | 0 | 0 | 0 | 0 | 0 | 0 | 0 | 0 | 0 | 0 | 0 | 0 | 0 | 0 | 0 | 0
|  | SCE_New_Mexico_Wind_Generic | 0 | 0 | 0 | 0 | 0 | 0 | 0 | 0 | 0 | 0 | 0 | 0 | 0 | 0 | 0 | 0 | 0 | 0 | 0 | 0 | 0 | 0 | 0 | 0 | 0 | 0 |  |  | SCE_New_Mexico_Wind_Generic | 0 | 0 | 0 | 0 | 0 | 0 | 0 | 0 | 0 | 0 | 0 | 0 | 0 | 0 | 0 | 0 | 0 | 0 | 0 | 0 | 0 | 0 | 0 | 0 | 0 | 0 |  | SCE_New_Mexico_Wind_Generic | 0 | 0 | 0 | 0 | 0 | 0 | 0 | 0 | 0 | 0 | 0 | 0 | 0 | 0 | 0 | 0 | 0 | 0 | 0 | 0 | 0 | 0 | 0 | 0 | 0 | 0
|  | SCE_NOL_Solar_Generic | 0 | 0 | 0 | 0 | 0 | 0 | 0 | 0 | 0 | 0 | 0 | 0 | 0 | 0 | 0 | 0 | 0 | 0 | 0 | 0 | 0 | 0 | 0 | 0 | 0 | 0 |  |  | SCE_NOL_Solar_Generic | 0 | 0 | 0 | 0 | 0 | 0 | 0 | 0 | 0 | 0 | 0 | 0 | 0 | 0 | 0 | 0 | 0 | 0 | 0 | 0 | 0 | 0 | 0 | 0 | 0 | 0 |  | SCE_NOL_Solar_Generic | 0 | 0 | 0 | 0 | 0 | 0 | 0 | 0 | 0 | 0 | 0 | 0 | 0 | 0 | 0 | 0 | 0 | 0 | 0 | 0 | 0 | 0 | 0 | 0 | 0 | 0
|  | SCE_NOL_Wind_Generic | 0 | 0 | 0 | 0 | 0 | 0 | 0 | 0 | 0 | 0 | 0 | 0 | 0 | 0 | 0 | 0 | 0 | 0 | 0 | 0 | 0 | 0 | 0 | 0 | 0 | 0 |  |  | SCE_NOL_Wind_Generic | 0 | 0 | 0 | 0 | 0 | 0 | 0 | 0 | 0 | 0 | 0 | 0 | 0 | 0 | 0 | 0 | 0 | 0 | 0 | 0 | 0 | 0 | 0 | 0 | 0 | 0 |  | SCE_NOL_Wind_Generic | 0 | 0 | 0 | 0 | 0 | 0 | 0 | 0 | 0 | 0 | 0 | 0 | 0 | 0 | 0 | 0 | 0 | 0 | 0 | 0 | 0 | 0 | 0 | 0 | 0 | 0
|  | SCE_Northern_Solar_Generic | 0 | 0 | 0 | 0 | 0 | 0 | 0 | 0 | 0 | 0 | 0 | 0 | 0 | 0 | 0 | 0 | 0 | 0 | 0 | 0 | 0 | 0 | 0 | 0 | 0 | 0 |  |  | SCE_Northern_Solar_Generic | 0 | 0 | 0 | 0 | 0 | 0 | 0 | 0 | 0 | 0 | 0 | 0 | 0 | 0 | 0 | 0 | 0 | 0 | 0 | 0 | 0 | 0 | 0 | 0 | 0 | 0 |  | SCE_Northern_Solar_Generic | 0 | 0 | 0 | 0 | 0 | 0 | 0 | 0 | 0 | 0 | 0 | 0 | 0 | 0 | 0 | 0 | 0 | 0 | 0 | 0 | 0 | 0 | 0 | 0 | 0 | 0
|  | SCE_Northern_Wind_Generic | 0 | 0 | 0 | 0 | 0 | 0 | 0 | 0 | 0 | 0 | 0 | 0 | 0 | 0 | 0 | 0 | 0 | 0 | 0 | 0 | 0 | 0 | 0 | 0 | 0 | 0 |  |  | SCE_Northern_Wind_Generic | 0 | 0 | 0 | 0 | 0 | 0 | 0 | 0 | 0 | 0 | 0 | 0 | 0 | 0 | 0 | 0 | 0 | 0 | 0 | 0 | 0 | 0 | 0 | 0 | 0 | 0 |  | SCE_Northern_Wind_Generic | 0 | 0 | 0 | 0 | 0 | 0 | 0 | 0 | 0 | 0 | 0 | 0 | 0 | 0 | 0 | 0 | 0 | 0 | 0 | 0 | 0 | 0 | 0 | 0 | 0 | 0
|  | SCE_Utah_New_EGS_Generic | 0 | 0 | 0 | 0 | 0 | 0 | 0 | 0 | 0 | 0 | 0 | 0 | 0 | 0 | 0 | 0 | 0 | 0 | 0 | 0 | 0 | 0 | 0 | 0 | 0 | 0 |  |  | SCE_Utah_New_EGS_Generic | 0 | 0 | 0 | 0 | 0 | 0 | 0 | 0 | 0 | 0 | 0 | 0 | 0 | 0 | 0 | 0 | 0 | 0 | 0 | 0 | 0 | 0 | 0 | 0 | 0 | 0 |  | SCE_Utah_New_EGS_Generic | 0 | 0 | 0 | 0 | 0 | 0 | 0 | 0 | 0 | 0 | 0 | 0 | 0 | 0 | 0 | 0 | 0 | 0 | 0 | 0 | 0 | 0 | 0 | 0 | 0 | 0
|  | SCE_Wyoming_Wind_Generic | 0 | 0 | 0 | 0 | 0 | 0 | 0 | 0 | 0 | 0 | 0 | 0 | 0 | 0 | 0 | 0 | 0 | 0 | 0 | 0 | 0 | 0 | 0 | 0 | 0 | 2 |  |  | SCE_Wyoming_Wind_Generic | 0 | 0 | 0 | 0 | 0 | 0 | 0 | 0 | 0 | 0 | 0 | 0 | 0 | 0 | 0 | 0 | 0 | 0 | 0 | 0 | 0 | 0 | 0 | 0 | 0 | 2 |  | SCE_Wyoming_Wind_Generic | 0 | 0 | 0 | 0 | 0 | 0 | 0 | 0 | 0 | 0 | 0 | 0 | 0 | 0 | 0 | 0 | 0 | 0 | 0 | 0 | 0 | 0 | 0 | 0 | 0 | 0
|  | SDGE_New_EGS_Generic | 0 | 0 | 0 | 0 | 0 | 0 | 0 | 0 | 0 | 0 | 0 | 0 | 0 | 0 | 0 | 0 | 0 | 0 | 0 | 0 | 0 | 0 | 0 | 0 | 0 | 0 |  |  | SDGE_New_EGS_Generic | 0 | 0 | 0 | 0 | 0 | 0 | 0 | 0 | 0 | 0 | 0 | 0 | 0 | 0 | 0 | 0 | 0 | 0 | 0 | 0 | 0 | 0 | 0 | 0 | 0 | 0 |  | SDGE_New_EGS_Generic | 0 | 0 | 0 | 0 | 0 | 0 | 0 | 0 | 0 | 0 | 0 | 0 | 0 | 0 | 0 | 0 | 0 | 0 | 0 | 0 | 0 | 0 | 0 | 0 | 0 | 0
|  | SDGE_New_Li_Battery_4hr_Generic | 0 | 0 | 0 | 0 | 0 | 0 | 0 | 0 | 0 | 0 | 0 | 0 | 0 | 0 | 0 | 0 | 0 | 0 | 0 | 0 | 0 | 0 | 0 | 0 | 0 | 0 |  |  | SDGE_New_Li_Battery_4hr_Generic | 0 | 0 | 0 | 0 | 0 | 0 | 0 | 0 | 0 | 0 | 0 | 0 | 0 | 0 | 0 | 0 | 0 | 0 | 0 | 0 | 0 | 0 | 0 | 0 | 0 | 0 |  | SDGE_New_Li_Battery_4hr_Generic | 0 | 0 | 0 | 0 | 0 | 0 | 0 | 0 | 0 | 0 | 0 | 0 | 0 | 0 | 0 | 0 | 0 | 0 | 0 | 0 | 0 | 0 | 0 | 0 | 0 | 0
|  | SDGE_New_Li_Battery_8hr_Generic | 0 | 0 | 0 | 0 | 0 | 0 | 0 | 0 | 0 | 0 | 0 | 0 | 0 | 0 | 0 | 0 | 0 | 0 | 0 | 0 | 0 | 0 | 0 | 0 | 0 | 0 |  |  | SDGE_New_Li_Battery_8hr_Generic | 0 | 0 | 0 | 0 | 0 | 0 | 0 | 0 | 0 | 0 | 0 | 0 | 0 | 0 | 0 | 0 | 0 | 0 | 0 | 0 | 0 | 0 | 0 | 0 | 0 | 0 |  | SDGE_New_Li_Battery_8hr_Generic | 0 | 0 | 0 | 0 | 0 | 0 | 0 | 0 | 0 | 0 | 0 | 0 | 0 | 0 | 0 | 0 | 0 | 0 | 0 | 0 | 0 | 0 | 0 | 0 | 0 | 0
|  | SDGE_Arizona_Solar_Generic | 0 | 0 | 0 | 0 | 0 | 0 | 0 | 0 | 0 | 0 | 0 | 0 | 0 | 0 | 0 | 0 | 0 | 0 | 0 | 0 | 0 | 0 | 0 | 0 | 0 | 0 |  |  | SDGE_Arizona_Solar_Generic | 0 | 0 | 0 | 0 | 0 | 0 | 0 | 0 | 0 | 0 | 0 | 0 | 0 | 0 | 0 | 0 | 0 | 0 | 0 | 0 | 0 | 0 | 0 | 0 | 0 | 0 |  | SDGE_Arizona_Solar_Generic | 0 | 0 | 0 | 0 | 0 | 0 | 0 | 0 | 0 | 0 | 0 | 0 | 0 | 0 | 0 | 0 | 0 | 0 | 0 | 0 | 0 | 0 | 0 | 0 | 0 | 0
|  | SDGE_Baja_California_Wind_Generic | 0 | 0 | 0 | 0 | 0 | 0 | 0 | 0 | 0 | 0 | 0 | 0 | 0 | 0 | 0 | 0 | 0 | 0 | 0 | 0 | 0 | 0 | 0 | 0 | 0 | 0 |  |  | SDGE_Baja_California_Wind_Generic | 0 | 0 | 0 | 0 | 0 | 0 | 0 | 0 | 0 | 0 | 0 | 0 | 0 | 0 | 0 | 0 | 0 | 0 | 0 | 0 | 0 | 0 | 0 | 0 | 0 | 0 |  | SDGE_Baja_California_Wind_Generic | 0 | 0 | 0 | 0 | 0 | 0 | 0 | 0 | 0 | 0 | 0 | 0 | 0 | 0 | 0 | 0 | 0 | 0 | 0 | 0 | 0 | 0 | 0 | 0 | 0 | 0
|  | SDGE_New_Geothermal_Generic | 0 | 0 | 0 | 0 | 0 | 0 | 0 | 0 | 0 | 0 | 0 | 0 | 0 | 0 | 0 | 0 | 0 | 0 | 0 | 0 | 0 | 0 | 0 | 0 | 0 | 0 |  |  | SDGE_New_Geothermal_Generic | 0 | 0 | 0 | 0 | 0 | 0 | 0 | 0 | 0 | 0 | 0 | 0 | 0 | 0 | 0 | 0 | 0 | 0 | 0 | 0 | 0 | 0 | 0 | 0 | 0 | 0 |  | SDGE_New_Geothermal_Generic | 0 | 0 | 0 | 0 | 0 | 0 | 0 | 0 | 0 | 0 | 0 | 0 | 0 | 0 | 0 | 0 | 0 | 0 | 0 | 0 | 0 | 0 | 0 | 0 | 0 | 0
|  | SDGE_LDES_12hr_Generic | 0 | 0 | 0 | 0 | 0 | 0 | 0 | 0 | 0 | 0 | 0 | 0 | 0 | 0 | 0 | 0 | 0 | 0 | 0 | 0 | 0 | 0 | 0 | 0 | 0 | 0 |  |  | SDGE_LDES_12hr_Generic | 0 | 0 | 0 | 0 | 0 | 0 | 0 | 0 | 0 | 0 | 0 | 0 | 0 | 0 | 0 | 0 | 0 | 0 | 0 | 0 | 0 | 0 | 0 | 0 | 0 | 0 |  | SDGE_LDES_12hr_Generic | 0 | 0 | 0 | 0 | 0 | 0 | 0 | 0 | 0 | 0 | 0 | 0 | 0 | 0 | 0 | 0 | 0 | 0 | 0 | 0 | 0 | 0 | 0 | 0 | 0 | 0
|  | SDGE_Imperial_Solar_Generic | 0 | 0 | 0 | 0 | 0 | 0 | 0 | 0 | 0 | 0 | 0 | 0 | 0 | 0 | 0 | 0 | 0 | 0 | 0 | 0 | 0 | 0 | 0 | 0 | 0 | 0 |  |  | SDGE_Imperial_Solar_Generic | 0 | 0 | 0 | 0 | 0 | 0 | 0 | 0 | 0 | 0 | 0 | 0 | 0 | 0 | 0 | 0 | 0 | 0 | 0 | 0 | 0 | 0 | 0 | 0 | 0 | 0 |  | SDGE_Imperial_Solar_Generic | 0 | 0 | 0 | 0 | 0 | 0 | 0 | 0 | 0 | 0 | 0 | 0 | 0 | 0 | 0 | 0 | 0 | 0 | 0 | 0 | 0 | 0 | 0 | 0 | 0 | 0
|  | SDGE_Imperial_Wind_Generic | 0 | 0 | 0 | 0 | 0 | 0 | 0 | 0 | 0 | 0 | 0 | 0 | 0 | 0 | 0 | 0 | 0 | 0 | 0 | 0 | 0 | 0 | 0 | 0 | 0 | 0 |  |  | SDGE_Imperial_Wind_Generic | 0 | 0 | 0 | 0 | 0 | 0 | 0 | 0 | 0 | 0 | 0 | 0 | 0 | 0 | 0 | 0 | 0 | 0 | 0 | 0 | 0 | 0 | 0 | 0 | 0 | 0 |  | SDGE_Imperial_Wind_Generic | 0 | 0 | 0 | 0 | 0 | 0 | 0 | 0 | 0 | 0 | 0 | 0 | 0 | 0 | 0 | 0 | 0 | 0 | 0 | 0 | 0 | 0 | 0 | 0 | 0 | 0
|  |  | 0 | 0 | 0 | 0 | 0 | 0 | 0 | 0 | 0 | 0 | 0 | 0 | 0 | 0 | 0 | 0 | 0 | 0 | 0 | 0 | 0 | 0 | 0 | 0 | 0 | 0
|  |  | 0 | 0 | 0 | 0 | 0 | 0 | 0 | 0 | 0 | 0 | 0 | 0 | 0 | 0 | 0 | 0 | 0 | 0 | 0 | 0 | 0 | 0 | 0 | 0 | 0 | 0
|  |  | 0 | 0 | 0 | 0 | 0 | 0 | 0 | 0 | 0 | 0 | 0 | 0 | 0 | 0 | 0 | 0 | 0 | 0 | 0 | 0 | 0 | 0 | 0 | 0 | 0 | 0
|  |  | 0 | 0 | 0 | 0 | 0 | 0 | 0 | 0 | 0 | 0 | 0 | 0 | 0 | 0 | 0 | 0 | 0 | 0 | 0 | 0 | 0 | 0 | 0 | 0 | 0 | 0
|  |  | 0 | 0 | 0 | 0 | 0 | 0 | 0 | 0 | 0 | 0 | 0 | 0 | 0 | 0 | 0 | 0 | 0 | 0 | 0 | 0 | 0 | 0 | 0 | 0 | 0 | 0
|  |  | 0 | 0 | 0 | 0 | 0 | 0 | 0 | 0 | 0 | 0 | 0 | 0 | 0 | 0 | 0 | 0 | 0 | 0 | 0 | 0 | 0 | 0 | 0 | 0 | 0 | 0
|  |  | 0 | 0 | 0 | 0 | 0 | 0 | 0 | 0 | 0 | 0 | 0 | 0 | 0 | 0 | 0 | 0 | 0 | 0 | 0 | 0 | 0 | 0 | 0 | 0 | 0 | 0
|  |  | 0 | 0 | 0 | 0 | 0 | 0 | 0 | 0 | 0 | 0 | 0 | 0 | 0 | 0 | 0 | 0 | 0 | 0 | 0 | 0 | 0 | 0 | 0 | 0 | 0 | 0
|  |  | 0 | 0 | 0 | 0 | 0 | 0 | 0 | 0 | 0 | 0 | 0 | 0 | 0 | 0 | 0 | 0 | 0 | 0 | 0 | 0 | 0 | 0 | 0 | 0 | 0 | 0
|  | Total | 0 | 0 | 0 | 0 | 0 | 0 | 0 | 0 | 0 | 0 | 0 | 0 | 0 | 0 | 0 | 0 | 0 | 0 | 0 | 0 | 0 | 0 | 0 | 0 | 0 | 2.2682 |  |  | Total | 0 | 0 | 0 | 0 | 0 | 0 | 0 | 0 | 0 | 0 | 0 | 0 | 0 | 0 | 0 | 0 | 0 | 0 | 0 | 0 | 0 | 0 | 0 | 0 | 0 | 2.2682 |  | Total | 0 | 0 | 0 | 0 | 0 | 0 | 0 | 0 | 0 | 0 | 0 | 0 | 0 | 0 | 0 | 0 | 0 | 0 | 0 | 0 | 0 | 0 | 0 | 0 | 0 | 0
Build Constraint Detail
|  | Maximum Build Allowance (MW) | [28 empty] | Remaining Build Allowance (MW)
red = binding constraint
|  |  | 2020-01-01 | 2021-01-01 | 2022-01-01 | 2023-01-01 | 2024-01-01 | 2025-01-01 | 2026-01-01 | 2027-01-01 | 2028-01-01 | 2029-01-01 | 2030-01-01 | 2031-01-01 | 2032-01-01 | 2033-01-01 | 2034-01-01 | 2035-01-01 | 2036-01-01 | 2037-01-01 | 2038-01-01 | 2039-01-01 | 2040-01-01 | 2041-01-01 | 2042-01-01 | 2043-01-01 | 2044-01-01 | 2045-01-01 |  |  |  | 2020-01-01 | 2021-01-01 | 2022-01-01 | 2023-01-01 | 2024-01-01 | 2025-01-01 | 2026-01-01 | 2027-01-01 | 2028-01-01 | 2029-01-01 | 2030-01-01 | 2031-01-01 | 2032-01-01 | 2033-01-01 | 2034-01-01 | 2035-01-01 | 2036-01-01 | 2037-01-01 | 2038-01-01 | 2039-01-01 | 2040-01-01 | 2041-01-01 | 2042-01-01 | 2043-01-01 | 2044-01-01 | 2045-01-01
|  | Wind_MaxBuild | 2026-01-01: 250; 2028-01-01: 750; 2031-01-01: 2250; 2036-01-01: 100000; 2041-01-01: 100000; 2045-01-01: 100000 |  |  | Wind_MaxBuild | [6 empty] | 0 |  | 0 |  |  | 230.16 |  |  |  |  | unlimited |  |  |  |  | unlimited |  |  |  | unlimited
|  | Solar_MaxBuild | 2026-01-01: 4000; 2028-01-01: 15000; 2031-01-01: 100000; 2036-01-01: 100000; 2041-01-01: 100000; 2045-01-01: 100000 |  |  | Solar_MaxBuild | [6 empty] | 1.89 |  | 0 |  |  | unlimited |  |  |  |  | unlimited |  |  |  |  | unlimited |  |  |  | unlimited
|  | SDGE_New_Li_Battery_8hr_MaxBuild | 2041-01-01: 100000; 2045-01-01: 100000 |  |  | SDGE_New_Li_Battery_8hr_MaxBuild | [21 empty] | unlimited |  |  |  | unlimited
|  | SDGE_New_Li_Battery_4hr_MaxBuild | 2041-01-01: 100000; 2045-01-01: 100000 |  |  | SDGE_New_Li_Battery_4hr_MaxBuild | [21 empty] | unlimited |  |  |  | unlimited
|  | SDGE_New_Geothermal_MaxBuild | 2026-01-01: 528.6; 2028-01-01: 528.6; 2031-01-01: 528.6; 2036-01-01: 528.6; 2041-01-01: 528.6; 2045-01-01: 528.6 |  |  | SDGE_New_Geothermal_MaxBuild | [6 empty] | 528.6 |  | 445.6 |  |  | 445.6 |  |  |  |  | 0 |  |  |  |  | 0 |  |  |  | 0
|  | SDGE_New_Gas_RICE_MaxBuild | 2031-01-01: 99999; 2036-01-01: 99999; 2041-01-01: 99999; 2045-01-01: 99999 |  |  | SDGE_New_Gas_RICE_MaxBuild | [11 empty] | unlimited |  |  |  |  | unlimited |  |  |  |  | unlimited |  |  |  | unlimited
|  | SDGE_New_Gas_CT_MaxBuild | 2031-01-01: 99999; 2036-01-01: 99999; 2041-01-01: 99999; 2045-01-01: 99999 |  |  | SDGE_New_Gas_CT_MaxBuild | [11 empty] | unlimited |  |  |  |  | unlimited |  |  |  |  | unlimited |  |  |  | unlimited
|  | SDGE_New_Gas_CCGT_MaxBuild | 2031-01-01: 99999; 2036-01-01: 99999; 2041-01-01: 99999; 2045-01-01: 99999 |  |  | SDGE_New_Gas_CCGT_MaxBuild | [11 empty] | unlimited |  |  |  |  | unlimited |  |  |  |  | unlimited |  |  |  | unlimited
|  | SDGE_New_EGS_MaxBuild | 2031-01-01: 528.6; 2036-01-01: 967.5682; 2041-01-01: 967.5682; 2045-01-01: 967.5682 |  |  | SDGE_New_EGS_MaxBuild | [11 empty] | 528.6 |  |  |  |  | 967.57 |  |  |  |  | 967.57 |  |  |  | 967.57
|  | SDGE_New_Biomass_MaxBuild | 2028-01-01: 87.9569; 2031-01-01: 87.9569; 2036-01-01: 87.9569; 2041-01-01: 87.9569; 2045-01-01: 87.9569 |  |  | SDGE_New_Biomass_MaxBuild | [8 empty] | 87.96 |  |  | 87.96 |  |  |  |  | 87.96 |  |  |  |  | 87.96 |  |  |  | 87.96
|  | SDGE_LDES_12hr_MaxBuild | 2036-01-01: 500; 2041-01-01: 500; 2045-01-01: 500 |  |  | SDGE_LDES_12hr_MaxBuild | [16 empty] | 0 |  |  |  |  | 0 |  |  |  | 0
|  | SDGE_Imperial_Wind_MaxBuild | 2026-01-01: 0; 2028-01-01: 193.8; 2031-01-01: 699.6; 2036-01-01: 970.6248; 2041-01-01: 970.6248; 2045-01-01: 970.6248 |  |  | SDGE_Imperial_Wind_MaxBuild | [8 empty] | 0 |  |  | 61.25 |  |  |  |  | 332.27 |  |  |  |  | 332.27 |  |  |  | 0
|  | SDGE_Imperial_Solar_MaxBuild | 2026-01-01: 13381.9688; 2028-01-01: 13381.9688; 2031-01-01: 13381.9688; 2036-01-01: 13381.9688; 2041-01-01: 13381.9688; 2045-01-01: 13381.9688 |  |  | SDGE_Imperial_Solar_MaxBuild | [6 empty] | 13291.97 |  | 13191.97 |  |  | 13191.97 |  |  |  |  | 13191.97 |  |  |  |  | 13191.97 |  |  |  | 12942.93
|  | SDGE_Imperial_Li_Battery_8hr_MaxBuild | 2026-01-01: 100000; 2028-01-01: 100000; 2031-01-01: 100000; 2036-01-01: 100000; 2041-01-01: 100000; 2045-01-01: 100000 |  |  | SDGE_Imperial_Li_Battery_8hr_MaxBuild | [6 empty] | unlimited |  | unlimited |  |  | unlimited |  |  |  |  | unlimited |  |  |  |  | unlimited |  |  |  | unlimited
|  | SDGE_Imperial_Li_Battery_4hr_MaxBuild | 2026-01-01: 100000; 2028-01-01: 100000; 2031-01-01: 100000; 2036-01-01: 100000; 2041-01-01: 100000; 2045-01-01: 100000 |  |  | SDGE_Imperial_Li_Battery_4hr_MaxBuild | [6 empty] | unlimited |  | unlimited |  |  | unlimited |  |  |  |  | unlimited |  |  |  |  | unlimited |  |  |  | unlimited
|  | SDGE_Imperial_Geothermal_MaxBuild | 2026-01-01: 0; 2028-01-01: 83; 2031-01-01: 528.6; 2036-01-01: 528.6; 2041-01-01: 528.6; 2045-01-01: 528.6 |  |  | SDGE_Imperial_Geothermal_MaxBuild | [8 empty] | 0 |  |  | 445.6 |  |  |  |  | 0 |  |  |  |  | 0 |  |  |  | 0
|  | SDGE_Distributed_Solar_MaxBuild | 2026-01-01: 4536.0104; 2028-01-01: 4536.0104; 2031-01-01: 4536.0104; 2036-01-01: 4536.0104; 2041-01-01: 4536.0104; 2045-01-01: 4536.0104 |  |  | SDGE_Distributed_Solar_MaxBuild | [6 empty] | 4536.01 |  | 4536.01 |  |  | 4536.01 |  |  |  |  | 4536.01 |  |  |  |  | 4536.01 |  |  |  | 4536.01
|  | SDGE_Baja_California_Wind_MaxBuild | 2026-01-01: 352.5; 2028-01-01: 352.5; 2031-01-01: 352.5; 2036-01-01: 1653.5; 2041-01-01: 1653.5; 2045-01-01: 1653.5 |  |  | SDGE_Baja_California_Wind_MaxBuild | [6 empty] | 174.5 |  | 123.02 |  |  | 0 |  |  |  |  | 1301 |  |  |  |  | 0 |  |  |  | 0
|  | SDGE_Arizona_Solar_MaxBuild | 2026-01-01: 44401.5466; 2028-01-01: 44401.5466; 2031-01-01: 44401.5466; 2036-01-01: 44401.5466; 2041-01-01: 44401.5466; 2045-01-01: 44401.5466 |  |  | SDGE_Arizona_Solar_MaxBuild | [6 empty] | 44316.55 |  | 44316.55 |  |  | 40768.69 |  |  |  |  | 30423.43 |  |  |  |  | 30194.5 |  |  |  | 30194.5
|  | SDGE_Arizona_Li_Battery_8hr_MaxBuild | 2026-01-01: 100000; 2028-01-01: 100000; 2031-01-01: 100000; 2036-01-01: 100000; 2041-01-01: 100000; 2045-01-01: 100000 |  |  | SDGE_Arizona_Li_Battery_8hr_MaxBuild | [6 empty] | unlimited |  | unlimited |  |  | unlimited |  |  |  |  | unlimited |  |  |  |  | unlimited |  |  |  | unlimited
|  | SDGE_Arizona_Li_Battery_4hr_MaxBuild | 2026-01-01: 100000; 2028-01-01: 100000; 2031-01-01: 100000; 2036-01-01: 100000; 2041-01-01: 100000; 2045-01-01: 100000 |  |  | SDGE_Arizona_Li_Battery_4hr_MaxBuild | [6 empty] | unlimited |  | unlimited |  |  | unlimited |  |  |  |  | unlimited |  |  |  |  | unlimited |  |  |  | unlimited
|  | SCE_Wyoming_Wind_MaxBuild | 2031-01-01: 1500; 2036-01-01: 5000; 2041-01-01: 5000; 2045-01-01: 5000 |  |  | SCE_Wyoming_Wind_MaxBuild | [11 empty] | 0 |  |  |  |  | 2000 |  |  |  |  | 2000 |  |  |  | 0
|  | SCE_Utah_New_EGS_MaxBuild | 2031-01-01: 1464; 2036-01-01: 1464; 2041-01-01: 1464; 2045-01-01: 1464 |  |  | SCE_Utah_New_EGS_MaxBuild | [11 empty] | 1464 |  |  |  |  | 1464 |  |  |  |  | 1464 |  |  |  | 1464
|  | SCE_Utah_Geothermal_MaxBuild | 2026-01-01: 16.76; 2028-01-01: 40; 2031-01-01: 184; 2036-01-01: 184; 2041-01-01: 184; 2045-01-01: 184 |  |  | SCE_Utah_Geothermal_MaxBuild | [6 empty] | 0 |  | 0 |  |  | 144 |  |  |  |  | 0 |  |  |  |  | 0 |  |  |  | 0
|  | SCE_Northern_Wind_MaxBuild | 2026-01-01: 0; 2028-01-01: 100; 2031-01-01: 205.7223; 2036-01-01: 2433.7526; 2041-01-01: 2433.7526; 2045-01-01: 2433.7526 |  |  | SCE_Northern_Wind_MaxBuild | [8 empty] | 100 |  |  | 205.72 |  |  |  |  | 2433.75 |  |  |  |  | 2433.75 |  |  |  | 659.26
|  | SCE_Northern_Solar_MaxBuild | 2026-01-01: 22959.1761; 2028-01-01: 22959.1761; 2031-01-01: 22959.1761; 2036-01-01: 22959.1761; 2041-01-01: 22959.1761; 2045-01-01: 22959.1761 |  |  | SCE_Northern_Solar_MaxBuild | [6 empty] | 21602.06 |  | 16614.72 |  |  | 16614.72 |  |  |  |  | 16614.72 |  |  |  |  | 15681.95 |  |  |  | 11636.31
|  | SCE_Northern_Li_Battery_8hr_MaxBuild | 2026-01-01: 100000; 2028-01-01: 100000; 2031-01-01: 100000; 2036-01-01: 100000; 2041-01-01: 100000; 2045-01-01: 100000 |  |  | SCE_Northern_Li_Battery_8hr_MaxBuild | [6 empty] | unlimited |  | unlimited |  |  | unlimited |  |  |  |  | unlimited |  |  |  |  | unlimited |  |  |  | unlimited
|  | SCE_Northern_Li_Battery_4hr_MaxBuild | 2026-01-01: 100000; 2028-01-01: 100000; 2031-01-01: 100000; 2036-01-01: 100000; 2041-01-01: 100000; 2045-01-01: 100000 |  |  | SCE_Northern_Li_Battery_4hr_MaxBuild | [6 empty] | unlimited |  | unlimited |  |  | unlimited |  |  |  |  | unlimited |  |  |  |  | unlimited |  |  |  | unlimited
|  | SCE_New_Mexico_Wind_MaxBuild | 2026-01-01: 1436; 2028-01-01: 2936; 2031-01-01: 2936; 2036-01-01: 2936; 2041-01-01: 8936; 2045-01-01: 8936 |  |  | SCE_New_Mexico_Wind_MaxBuild | [6 empty] | 0 |  | 0 |  |  | 0 |  |  |  |  | 0 |  |  |  |  | 0 |  |  |  | 0
|  | SCE_New_Li_Battery_8hr_MaxBuild | 2041-01-01: 100000; 2045-01-01: 100000 |  |  | SCE_New_Li_Battery_8hr_MaxBuild | [21 empty] | unlimited |  |  |  | unlimited
|  | SCE_New_Li_Battery_4hr_MaxBuild | 2041-01-01: 100000; 2045-01-01: 100000 |  |  | SCE_New_Li_Battery_4hr_MaxBuild | [21 empty] | unlimited |  |  |  | unlimited
|  | SCE_New_Geothermal_MaxBuild | 2026-01-01: 3371.36; 2028-01-01: 3371.36; 2031-01-01: 3371.36; 2036-01-01: 3371.36; 2041-01-01: 3371.36; 2045-01-01: 3371.36 |  |  | SCE_New_Geothermal_MaxBuild | [6 empty] | 3321.9 |  | 3173.65 |  |  | 3173.65 |  |  |  |  | 2153.47 |  |  |  |  | 2153.47 |  |  |  | 2153.47
|  | SCE_New_Gas_RICE_MaxBuild | 2031-01-01: 99999; 2036-01-01: 99999; 2041-01-01: 99999; 2045-01-01: 99999 |  |  | SCE_New_Gas_RICE_MaxBuild | [11 empty] | unlimited |  |  |  |  | unlimited |  |  |  |  | unlimited |  |  |  | unlimited
|  | SCE_New_Gas_CT_MaxBuild | 2031-01-01: 99999; 2036-01-01: 99999; 2041-01-01: 99999; 2045-01-01: 99999 |  |  | SCE_New_Gas_CT_MaxBuild | [11 empty] | unlimited |  |  |  |  | unlimited |  |  |  |  | unlimited |  |  |  | unlimited
|  | SCE_New_Gas_CCGT_MaxBuild | 2031-01-01: 99999; 2036-01-01: 99999; 2041-01-01: 99999; 2045-01-01: 99999 |  |  | SCE_New_Gas_CCGT_MaxBuild | [11 empty] | unlimited |  |  |  |  | unlimited |  |  |  |  | unlimited |  |  |  | unlimited
|  | SCE_New_EGS_MaxBuild | 2031-01-01: 2024.86; 2036-01-01: 3140.7616; 2041-01-01: 3140.7616; 2045-01-01: 3140.7616 |  |  | SCE_New_EGS_MaxBuild | [11 empty] | 2024.86 |  |  |  |  | 3140.76 |  |  |  |  | 3140.76 |  |  |  | 3140.76
|  | SCE_New_Biomass_MaxBuild | 2028-01-01: 108.286; 2031-01-01: 108.286; 2036-01-01: 108.286; 2041-01-01: 108.286; 2045-01-01: 108.286 |  |  | SCE_New_Biomass_MaxBuild | [8 empty] | 108.29 |  |  | 108.29 |  |  |  |  | 108.29 |  |  |  |  | 108.29 |  |  |  | 108.29
|  | SCE_Nevada_New_EGS_MaxBuild | 2036-01-01: 3491.2; 2041-01-01: 3491.2; 2045-01-01: 3491.2 |  |  | SCE_Nevada_New_EGS_MaxBuild | [16 empty] | 3491.2 |  |  |  |  | 3491.2 |  |  |  | 3491.2
|  | SCE_Nevada_Geothermal_MaxBuild | 2026-01-01: 288; 2028-01-01: 411; 2031-01-01: 411; 2036-01-01: 1162.5; 2041-01-01: 1162.5; 2045-01-01: 1162.5 |  |  | SCE_Nevada_Geothermal_MaxBuild | [6 empty] | 262.4 |  | 260.39 |  |  | 260.39 |  |  |  |  | 277.3 |  |  |  |  | 277.3 |  |  |  | 277.3
|  | SCE_NOL_Wind_MaxBuild | 2026-01-01: 0; 2028-01-01: 212.18; 2031-01-01: 315.8217; 2036-01-01: 1243.1873; 2041-01-01: 1243.1873; 2045-01-01: 1243.1873 |  |  | SCE_NOL_Wind_MaxBuild | [8 empty] | 212.18 |  |  | 315.82 |  |  |  |  | 1243.19 |  |  |  |  | 1243.19 |  |  |  | 1243.19
|  | SCE_NOL_Solar_MaxBuild | 2026-01-01: 21695.5745; 2028-01-01: 21695.5745; 2031-01-01: 21695.5745; 2036-01-01: 21695.5745; 2041-01-01: 21695.5745; 2045-01-01: 21695.5745 |  |  | SCE_NOL_Solar_MaxBuild | [6 empty] | 21417.57 |  | 21417.57 |  |  | 21417.57 |  |  |  |  | 21417.57 |  |  |  |  | 21417.57 |  |  |  | 20649.52
|  | SCE_NOL_Li_Battery_8hr_MaxBuild | 2026-01-01: 100000; 2028-01-01: 100000; 2031-01-01: 100000; 2036-01-01: 100000; 2041-01-01: 100000; 2045-01-01: 100000 |  |  | SCE_NOL_Li_Battery_8hr_MaxBuild | [6 empty] | unlimited |  | unlimited |  |  | unlimited |  |  |  |  | unlimited |  |  |  |  | unlimited |  |  |  | unlimited
|  | SCE_NOL_Li_Battery_4hr_MaxBuild | 2026-01-01: 100000; 2028-01-01: 100000; 2031-01-01: 100000; 2036-01-01: 100000; 2041-01-01: 100000; 2045-01-01: 100000 |  |  | SCE_NOL_Li_Battery_4hr_MaxBuild | [6 empty] | unlimited |  | unlimited |  |  | unlimited |  |  |  |  | unlimited |  |  |  |  | unlimited |  |  |  | unlimited
|  | SCE_NOL_Geothermal_MaxBuild | 2026-01-01: 0; 2028-01-01: 0; 2031-01-01: 141.59; 2036-01-01: 141.59; 2041-01-01: 141.59; 2045-01-01: 141.59 |  |  | SCE_NOL_Geothermal_MaxBuild | [11 empty] | 141.59 |  |  |  |  | 0 |  |  |  |  | 0 |  |  |  | 0
|  | SCE_Metro_Solar_MaxBuild | 2026-01-01: 429.4962; 2028-01-01: 429.4962; 2031-01-01: 429.4962; 2036-01-01: 429.4962; 2041-01-01: 429.4962; 2045-01-01: 429.4962 |  |  | SCE_Metro_Solar_MaxBuild | [6 empty] | 424.51 |  | 424.51 |  |  | 424.51 |  |  |  |  | 424.51 |  |  |  |  | 42 |  |  |  | 0
|  | SCE_Metro_Li_Battery_8hr_MaxBuild | 2026-01-01: 100000; 2028-01-01: 100000; 2031-01-01: 100000; 2036-01-01: 100000; 2041-01-01: 100000; 2045-01-01: 100000 |  |  | SCE_Metro_Li_Battery_8hr_MaxBuild | [6 empty] | unlimited |  | unlimited |  |  | unlimited |  |  |  |  | unlimited |  |  |  |  | unlimited |  |  |  | unlimited
|  | SCE_Metro_Li_Battery_4hr_MaxBuild | 2026-01-01: 100000; 2028-01-01: 100000; 2031-01-01: 100000; 2036-01-01: 100000; 2041-01-01: 100000; 2045-01-01: 100000 |  |  | SCE_Metro_Li_Battery_4hr_MaxBuild | [6 empty] | unlimited |  | unlimited |  |  | unlimited |  |  |  |  | unlimited |  |  |  |  | unlimited |  |  |  | unlimited
|  | SCE_LDES_12hr_MaxBuild | 2031-01-01: 1600; 2036-01-01: 4080; 2041-01-01: 5880; 2045-01-01: 5880 |  |  | SCE_LDES_12hr_MaxBuild | [11 empty] | 0 |  |  |  |  | 113.65 |  |  |  |  | 1913.65 |  |  |  | 1913.65
|  | SCE_Idaho_Wind_MaxBuild | 2031-01-01: 1100; 2036-01-01: 1100; 2041-01-01: 1100; 2045-01-01: 1100 |  |  | SCE_Idaho_Wind_MaxBuild | [11 empty] | 0 |  |  |  |  | 0 |  |  |  |  | 0 |  |  |  | 0
|  | SCE_Idaho_New_EGS_MaxBuild | 2036-01-01: 1872; 2041-01-01: 1872; 2045-01-01: 1872 |  |  | SCE_Idaho_New_EGS_MaxBuild | [16 empty] | 1872 |  |  |  |  | 1872 |  |  |  | 1872
|  | SCE_Generic_LDES_24hr_MaxBuild | 2031-01-01: 99999; 2036-01-01: 99999; 2041-01-01: 99999; 2045-01-01: 99999 |  |  | SCE_Generic_LDES_24hr_MaxBuild | [11 empty] | unlimited |  |  |  |  | unlimited |  |  |  |  | unlimited |  |  |  | unlimited
|  | SCE_Generic_LDES_12hr_MaxBuild | 2031-01-01: 99999; 2036-01-01: 99999; 2041-01-01: 99999; 2045-01-01: 99999 |  |  | SCE_Generic_LDES_12hr_MaxBuild | [11 empty] | unlimited |  |  |  |  | unlimited |  |  |  |  | unlimited |  |  |  | unlimited
|  | SCE_Generic_LDES_100hr_MaxBuild | 2031-01-01: 99999; 2036-01-01: 99999; 2041-01-01: 99999; 2045-01-01: 99999 |  |  | SCE_Generic_LDES_100hr_MaxBuild | [11 empty] | unlimited |  |  |  |  | unlimited |  |  |  |  | unlimited |  |  |  | unlimited
|  | SCE_Eastern_Wind_MaxBuild | 2026-01-01: 0; 2028-01-01: 0; 2031-01-01: 676; 2036-01-01: 819.2899; 2041-01-01: 819.2899; 2045-01-01: 819.2899 |  |  | SCE_Eastern_Wind_MaxBuild | [11 empty] | 354.57 |  |  |  |  | 497.86 |  |  |  |  | 497.86 |  |  |  | 497.86
|  | SCE_Eastern_Solar_MaxBuild | 2026-01-01: 36394.3919; 2028-01-01: 36394.3919; 2031-01-01: 36394.3919; 2036-01-01: 36394.3919; 2041-01-01: 36394.3919; 2045-01-01: 36394.3919 |  |  | SCE_Eastern_Solar_MaxBuild | [6 empty] | 36144.39 |  | 36144.39 |  |  | 31409.17 |  |  |  |  | 31409.17 |  |  |  |  | 29573.43 |  |  |  | 28487.24
|  | SCE_Eastern_Li_Battery_8hr_MaxBuild | 2026-01-01: 100000; 2028-01-01: 100000; 2031-01-01: 100000; 2036-01-01: 100000; 2041-01-01: 100000; 2045-01-01: 100000 |  |  | SCE_Eastern_Li_Battery_8hr_MaxBuild | [6 empty] | unlimited |  | unlimited |  |  | unlimited |  |  |  |  | unlimited |  |  |  |  | unlimited |  |  |  | unlimited
|  | SCE_Eastern_Li_Battery_4hr_MaxBuild | 2026-01-01: 100000; 2028-01-01: 100000; 2031-01-01: 100000; 2036-01-01: 100000; 2041-01-01: 100000; 2045-01-01: 100000 |  |  | SCE_Eastern_Li_Battery_4hr_MaxBuild | [6 empty] | unlimited |  | unlimited |  |  | unlimited |  |  |  |  | unlimited |  |  |  |  | unlimited |  |  |  | unlimited
|  | SCE_Eastern_Geothermal_MaxBuild | 2026-01-01: 83; 2028-01-01: 357; 2031-01-01: 1883.27; 2036-01-01: 1883.27; 2041-01-01: 1883.27; 2045-01-01: 1883.27 |  |  | SCE_Eastern_Geothermal_MaxBuild | [6 empty] | 75.9 |  | 349.9 |  |  | 1876.17 |  |  |  |  | 1876.17 |  |  |  |  | 1876.17 |  |  |  | 1876.17
|  | SCE_EOP_Wind_MaxBuild | 2026-01-01: 0; 2028-01-01: 254.7157; 2031-01-01: 254.7157; 2036-01-01: 254.7157; 2041-01-01: 254.7157; 2045-01-01: 254.7157 |  |  | SCE_EOP_Wind_MaxBuild | [8 empty] | 0 |  |  | 0 |  |  |  |  | 0 |  |  |  |  | 0 |  |  |  | 0
|  | SCE_EOP_Solar_MaxBuild | 2026-01-01: 29704.3033; 2028-01-01: 29704.3033; 2031-01-01: 29704.3033; 2036-01-01: 29704.3033; 2041-01-01: 29704.3033; 2045-01-01: 29704.3033 |  |  | SCE_EOP_Solar_MaxBuild | [6 empty] | 29579.3 |  | 29014.3 |  |  | 29014.3 |  |  |  |  | 29014.3 |  |  |  |  | 29014.3 |  |  |  | 22894.32
|  | SCE_EOP_Li_Battery_8hr_MaxBuild | 2026-01-01: 100000; 2028-01-01: 100000; 2031-01-01: 100000; 2036-01-01: 100000; 2041-01-01: 100000; 2045-01-01: 100000 |  |  | SCE_EOP_Li_Battery_8hr_MaxBuild | [6 empty] | unlimited |  | unlimited |  |  | unlimited |  |  |  |  | unlimited |  |  |  |  | unlimited |  |  |  | unlimited
|  | SCE_EOP_Li_Battery_4hr_MaxBuild | 2026-01-01: 100000; 2028-01-01: 100000; 2031-01-01: 100000; 2036-01-01: 100000; 2041-01-01: 100000; 2045-01-01: 100000 |  |  | SCE_EOP_Li_Battery_4hr_MaxBuild | [6 empty] | unlimited |  | unlimited |  |  | unlimited |  |  |  |  | unlimited |  |  |  |  | unlimited |  |  |  | unlimited
|  | SCE_Distributed_Solar_MaxBuild | 2026-01-01: 20284.9539; 2028-01-01: 20284.9539; 2031-01-01: 20284.9539; 2036-01-01: 20284.9539; 2041-01-01: 20284.9539; 2045-01-01: 20284.9539 |  |  | SCE_Distributed_Solar_MaxBuild | [6 empty] | 20284.95 |  | 20284.95 |  |  | 20284.95 |  |  |  |  | 20284.95 |  |  |  |  | 20284.95 |  |  |  | 20284.95
|  | SCE_Arizona_Solar_MaxBuild | 2026-01-01: 42194.2017; 2028-01-01: 42194.2017; 2031-01-01: 42194.2017; 2036-01-01: 42194.2017; 2041-01-01: 42194.2017; 2045-01-01: 42194.2017 |  |  | SCE_Arizona_Solar_MaxBuild | [6 empty] | 40846.19 |  | 39858.69 |  |  | 37253.73 |  |  |  |  | 37253.73 |  |  |  |  | 37253.73 |  |  |  | 37253.73
|  | SCE_Arizona_Li_Battery_8hr_MaxBuild | 2026-01-01: 99999; 2028-01-01: 99999; 2031-01-01: 99999; 2036-01-01: 99999; 2041-01-01: 99999; 2045-01-01: 99999 |  |  | SCE_Arizona_Li_Battery_8hr_MaxBuild | [6 empty] | unlimited |  | unlimited |  |  | unlimited |  |  |  |  | unlimited |  |  |  |  | unlimited |  |  |  | unlimited
|  | SCE_Arizona_Li_Battery_4hr_MaxBuild | 2026-01-01: 99999; 2028-01-01: 99999; 2031-01-01: 99999; 2036-01-01: 99999; 2041-01-01: 99999; 2045-01-01: 99999 |  |  | SCE_Arizona_Li_Battery_4hr_MaxBuild | [6 empty] | unlimited |  | unlimited |  |  | unlimited |  |  |  |  | unlimited |  |  |  |  | unlimited |  |  |  | unlimited
|  | PGE_Wyoming_Wind_MaxBuild | 2036-01-01: 2000; 2041-01-01: 4000; 2045-01-01: 4000 |  |  | PGE_Wyoming_Wind_MaxBuild | [16 empty] | 2000 |  |  |  |  | 0 |  |  |  | 0
|  | PGE_Oregon_New_EGS_MaxBuild | 2031-01-01: 1893; 2036-01-01: 1893; 2041-01-01: 1893; 2045-01-01: 1893 |  |  | PGE_Oregon_New_EGS_MaxBuild | [11 empty] | 1893 |  |  |  |  | 1115.95 |  |  |  |  | 1115.95 |  |  |  | 1115.95
|  | PGE_Oregon_Geothermal_MaxBuild | 2026-01-01: 0; 2028-01-01: 0; 2031-01-01: 520; 2036-01-01: 520; 2041-01-01: 520; 2045-01-01: 520 |  |  | PGE_Oregon_Geothermal_MaxBuild | [11 empty] | 0 |  |  |  |  | 0 |  |  |  |  | 0 |  |  |  | 0
|  | PGE_Northeast_CA_Wind_MaxBuild | 2026-01-01: 300; 2028-01-01: 300; 2031-01-01: 300; 2036-01-01: 584.0075; 2041-01-01: 584.0075; 2045-01-01: 584.0075 |  |  | PGE_Northeast_CA_Wind_MaxBuild | [6 empty] | 300 |  | 300 |  |  | 300 |  |  |  |  | 584.01 |  |  |  |  | 584.01 |  |  |  | 0
|  | PGE_Northeast_CA_New_EGS_MaxBuild | 2036-01-01: 178.3; 2041-01-01: 178.3; 2045-01-01: 178.3 |  |  | PGE_Northeast_CA_New_EGS_MaxBuild | [16 empty] | 178.3 |  |  |  |  | 178.3 |  |  |  | 178.3
|  | PGE_Northeast_CA_Geothermal_MaxBuild | 2026-01-01: 0; 2028-01-01: 0; 2031-01-01: 0; 2036-01-01: 178.3; 2041-01-01: 178.3; 2045-01-01: 178.3 |  |  | PGE_Northeast_CA_Geothermal_MaxBuild | [16 empty] | 0 |  |  |  |  | 0 |  |  |  | 0
|  | PGE_New_Li_Battery_8hr_MaxBuild | 2041-01-01: 100000; 2045-01-01: 100000 |  |  | PGE_New_Li_Battery_8hr_MaxBuild | [21 empty] | unlimited |  |  |  | unlimited
|  | PGE_New_Li_Battery_4hr_MaxBuild | 2041-01-01: 100000; 2045-01-01: 100000 |  |  | PGE_New_Li_Battery_4hr_MaxBuild | [21 empty] | unlimited |  |  |  | unlimited
|  | PGE_New_Geothermal_MaxBuild | 2026-01-01: 1654; 2028-01-01: 1654; 2031-01-01: 1654; 2036-01-01: 1654; 2041-01-01: 1654; 2045-01-01: 1654 |  |  | PGE_New_Geothermal_MaxBuild | [6 empty] | 1587.13 |  | 1586.33 |  |  | 734.71 |  |  |  |  | 0 |  |  |  |  | 0 |  |  |  | 0
|  | PGE_New_Gas_RICE_MaxBuild | 2031-01-01: 99999; 2036-01-01: 99999; 2041-01-01: 99999; 2045-01-01: 99999 |  |  | PGE_New_Gas_RICE_MaxBuild | [11 empty] | unlimited |  |  |  |  | unlimited |  |  |  |  | unlimited |  |  |  | unlimited
|  | PGE_New_Gas_CT_MaxBuild | 2031-01-01: 99999; 2036-01-01: 99999; 2041-01-01: 99999; 2045-01-01: 99999 |  |  | PGE_New_Gas_CT_MaxBuild | [11 empty] | unlimited |  |  |  |  | unlimited |  |  |  |  | unlimited |  |  |  | unlimited
|  | PGE_New_Gas_CCGT_MaxBuild | 2031-01-01: 99999; 2036-01-01: 99999; 2041-01-01: 99999; 2045-01-01: 99999 |  |  | PGE_New_Gas_CCGT_MaxBuild | [11 empty] | unlimited |  |  |  |  | unlimited |  |  |  |  | unlimited |  |  |  | unlimited
|  | PGE_New_EGS_MaxBuild | 2031-01-01: 667.7; 2036-01-01: 16128.728; 2041-01-01: 16128.728; 2045-01-01: 16128.728 |  |  | PGE_New_EGS_MaxBuild | [11 empty] | 667.7 |  |  |  |  | 15200.81 |  |  |  |  | 15200.81 |  |  |  | 15200.81
|  | PGE_New_Biomass_MaxBuild | 2026-01-01: 11.5; 2028-01-01: 959.4902; 2031-01-01: 959.4902; 2036-01-01: 959.4902; 2041-01-01: 959.4902; 2045-01-01: 959.4902 |  |  | PGE_New_Biomass_MaxBuild | [6 empty] | 11.5 |  | 959.49 |  |  | 959.49 |  |  |  |  | 959.49 |  |  |  |  | 959.49 |  |  |  | 959.49
|  | PGE_Nevada_New_EGS_MaxBuild | 2036-01-01: 872.8; 2041-01-01: 872.8; 2045-01-01: 872.8 |  |  | PGE_Nevada_New_EGS_MaxBuild | [16 empty] | 872.8 |  |  |  |  | 872.8 |  |  |  | 872.8
|  | PGE_Nevada_Geothermal_MaxBuild | 2026-01-01: 0; 2028-01-01: 0; 2031-01-01: 0; 2036-01-01: 288; 2041-01-01: 288; 2045-01-01: 288 |  |  | PGE_Nevada_Geothermal_MaxBuild | [16 empty] | 0 |  |  |  |  | 0 |  |  |  | 0
|  | PGE_NGBA_Wind_MaxBuild | 2026-01-01: 72; 2028-01-01: 206; 2031-01-01: 206; 2036-01-01: 1892.5782; 2041-01-01: 1892.5782; 2045-01-01: 1892.5782 |  |  | PGE_NGBA_Wind_MaxBuild | [6 empty] | 0 |  | 134 |  |  | 0 |  |  |  |  | 1130.62 |  |  |  |  | 251.8 |  |  |  | 0
|  | PGE_NGBA_Solar_MaxBuild | 2026-01-01: 55767.8066; 2028-01-01: 55767.8066; 2031-01-01: 55767.8066; 2036-01-01: 55767.8066; 2041-01-01: 55767.8066; 2045-01-01: 55767.8066 |  |  | PGE_NGBA_Solar_MaxBuild | [6 empty] | 55745.81 |  | 55745.81 |  |  | 53810.99 |  |  |  |  | 53810.99 |  |  |  |  | 53810.99 |  |  |  | 51648.56
|  | PGE_NGBA_Li_Battery_8hr_MaxBuild | 2026-01-01: 100000; 2028-01-01: 100000; 2031-01-01: 100000; 2036-01-01: 100000; 2041-01-01: 100000; 2045-01-01: 100000 |  |  | PGE_NGBA_Li_Battery_8hr_MaxBuild | [6 empty] | unlimited |  | unlimited |  |  | unlimited |  |  |  |  | unlimited |  |  |  |  | unlimited |  |  |  | unlimited
|  | PGE_NGBA_Li_Battery_4hr_MaxBuild | 2026-01-01: 100000; 2028-01-01: 100000; 2031-01-01: 100000; 2036-01-01: 100000; 2041-01-01: 100000; 2045-01-01: 100000 |  |  | PGE_NGBA_Li_Battery_4hr_MaxBuild | [6 empty] | unlimited |  | unlimited |  |  | unlimited |  |  |  |  | unlimited |  |  |  |  | unlimited |  |  |  | unlimited
|  | PGE_NGBA_Geothermal_MaxBuild | 2026-01-01: 66.875; 2028-01-01: 67.675; 2031-01-01: 667.7; 2036-01-01: 667.7; 2041-01-01: 667.7; 2045-01-01: 667.7 |  |  | PGE_NGBA_Geothermal_MaxBuild | [6 empty] | 0 |  | 0 |  |  | 268.41 |  |  |  |  | 0 |  |  |  |  | 0 |  |  |  | 0
|  | PGE_LDES_12hr_MaxBuild | 2031-01-01: 600.3; 2036-01-01: 2050.3; 2041-01-01: 4050.3; 2045-01-01: 4050.3 |  |  | PGE_LDES_12hr_MaxBuild | [11 empty] | 600.3 |  |  |  |  | 1068.37 |  |  |  |  | 3068.37 |  |  |  | 3068.37
|  | PGE_Kern_Wind_MaxBuild | 2026-01-01: 0; 2028-01-01: 0; 2031-01-01: 0; 2036-01-01: 245.1052; 2041-01-01: 245.1052; 2045-01-01: 245.1052 |  |  | PGE_Kern_Wind_MaxBuild | [16 empty] | 245.11 |  |  |  |  | 245.11 |  |  |  | 242.41
|  | PGE_Kern_Solar_MaxBuild | 2026-01-01: 27707.6198; 2028-01-01: 27707.6198; 2031-01-01: 27707.6198; 2036-01-01: 27707.6198; 2041-01-01: 27707.6198; 2045-01-01: 27707.6198 |  |  | PGE_Kern_Solar_MaxBuild | [6 empty] | 27507.62 |  | 23290.57 |  |  | 19233.39 |  |  |  |  | 18032.15 |  |  |  |  | 18032.15 |  |  |  | 18032.15
|  | PGE_Kern_Li_Battery_8hr_MaxBuild | 2026-01-01: 100000; 2028-01-01: 100000; 2031-01-01: 100000; 2036-01-01: 100000; 2041-01-01: 100000; 2045-01-01: 100000 |  |  | PGE_Kern_Li_Battery_8hr_MaxBuild | [6 empty] | unlimited |  | unlimited |  |  | unlimited |  |  |  |  | unlimited |  |  |  |  | unlimited |  |  |  | unlimited
|  | PGE_Kern_Li_Battery_4hr_MaxBuild | 2026-01-01: 100000; 2028-01-01: 100000; 2031-01-01: 100000; 2036-01-01: 100000; 2041-01-01: 100000; 2045-01-01: 100000 |  |  | PGE_Kern_Li_Battery_4hr_MaxBuild | [6 empty] | unlimited |  | unlimited |  |  | unlimited |  |  |  |  | unlimited |  |  |  |  | unlimited |  |  |  | unlimited
|  | PGE_Generic_LDES_24hr_MaxBuild | 2031-01-01: 99999; 2036-01-01: 99999; 2041-01-01: 99999; 2045-01-01: 99999 |  |  | PGE_Generic_LDES_24hr_MaxBuild | [11 empty] | unlimited |  |  |  |  | unlimited |  |  |  |  | unlimited |  |  |  | unlimited
|  | PGE_Generic_LDES_12hr_MaxBuild | 2031-01-01: 99999; 2036-01-01: 99999; 2041-01-01: 99999; 2045-01-01: 99999 |  |  | PGE_Generic_LDES_12hr_MaxBuild | [11 empty] | unlimited |  |  |  |  | unlimited |  |  |  |  | unlimited |  |  |  | unlimited
|  | PGE_Generic_LDES_100hr_MaxBuild | 2031-01-01: 99999; 2036-01-01: 99999; 2041-01-01: 99999; 2045-01-01: 99999 |  |  | PGE_Generic_LDES_100hr_MaxBuild | [11 empty] | unlimited |  |  |  |  | unlimited |  |  |  |  | unlimited |  |  |  | unlimited
|  | PGE_GBA_Wind_MaxBuild | 2026-01-01: 246.8326; 2028-01-01: 246.8326; 2031-01-01: 246.8326; 2036-01-01: 246.8326; 2041-01-01: 246.8326; 2045-01-01: 246.8326 |  |  | PGE_GBA_Wind_MaxBuild | [6 empty] | 246.83 |  | 246.83 |  |  | 0 |  |  |  |  | 0 |  |  |  |  | 0 |  |  |  | 0
|  | PGE_GBA_Solar_MaxBuild | 2026-01-01: 19903.4933; 2028-01-01: 19903.4933; 2031-01-01: 19903.4933; 2036-01-01: 19903.4933; 2041-01-01: 19903.4933; 2045-01-01: 19903.4933 |  |  | PGE_GBA_Solar_MaxBuild | [6 empty] | 19883.49 |  | 19883.49 |  |  | 18942.26 |  |  |  |  | 18942.26 |  |  |  |  | 18724.27 |  |  |  | 18724.27
|  | PGE_GBA_Li_Battery_8hr_MaxBuild | 2026-01-01: 100000; 2028-01-01: 100000; 2031-01-01: 100000; 2036-01-01: 100000; 2041-01-01: 100000; 2045-01-01: 100000 |  |  | PGE_GBA_Li_Battery_8hr_MaxBuild | [6 empty] | unlimited |  | unlimited |  |  | unlimited |  |  |  |  | unlimited |  |  |  |  | unlimited |  |  |  | unlimited
|  | PGE_GBA_Li_Battery_4hr_MaxBuild | 2026-01-01: 100000; 2028-01-01: 100000; 2031-01-01: 100000; 2036-01-01: 100000; 2041-01-01: 100000; 2045-01-01: 100000 |  |  | PGE_GBA_Li_Battery_4hr_MaxBuild | [6 empty] | unlimited |  | unlimited |  |  | unlimited |  |  |  |  | unlimited |  |  |  |  | unlimited |  |  |  | unlimited
|  | PGE_Fresno_Solar_MaxBuild | 2026-01-01: 44113.2367; 2028-01-01: 44113.2367; 2031-01-01: 44113.2367; 2036-01-01: 44113.2367; 2041-01-01: 44113.2367; 2045-01-01: 44113.2367 |  |  | PGE_Fresno_Solar_MaxBuild | [6 empty] | 43895.24 |  | 43750.24 |  |  | 40657 |  |  |  |  | 40657 |  |  |  |  | 37978.72 |  |  |  | 37718.59
|  | PGE_Fresno_Li_Battery_8hr_MaxBuild | 2026-01-01: 100000; 2028-01-01: 100000; 2031-01-01: 100000; 2036-01-01: 100000; 2041-01-01: 100000; 2045-01-01: 100000 |  |  | PGE_Fresno_Li_Battery_8hr_MaxBuild | [6 empty] | unlimited |  | unlimited |  |  | unlimited |  |  |  |  | unlimited |  |  |  |  | unlimited |  |  |  | unlimited
|  | PGE_Fresno_Li_Battery_4hr_MaxBuild | 2026-01-01: 100000; 2028-01-01: 100000; 2031-01-01: 100000; 2036-01-01: 100000; 2041-01-01: 100000; 2045-01-01: 100000 |  |  | PGE_Fresno_Li_Battery_4hr_MaxBuild | [6 empty] | unlimited |  | unlimited |  |  | unlimited |  |  |  |  | unlimited |  |  |  |  | unlimited |  |  |  | unlimited
|  | PGE_Distributed_Solar_MaxBuild | 2026-01-01: 11783.9943; 2028-01-01: 11783.9943; 2031-01-01: 11783.9943; 2036-01-01: 11783.9943; 2041-01-01: 11783.9943; 2045-01-01: 11783.9943 |  |  | PGE_Distributed_Solar_MaxBuild | [6 empty] | 11783.99 |  | 11783.99 |  |  | 11783.99 |  |  |  |  | 11783.99 |  |  |  |  | 11783.99 |  |  |  | 11783.99
|  | Morro_Bay_Offshore_Wind_MaxBuild | 2036-01-01: 4875; 2041-01-01: 4875; 2045-01-01: 4875 |  |  | Morro_Bay_Offshore_Wind_MaxBuild | [16 empty] | 1951 |  |  |  |  | 1951 |  |  |  | 1951
|  | Humboldt_Bay_Offshore_Wind_MaxBuild | 2036-01-01: 2680; 2041-01-01: 2680; 2045-01-01: 2680 |  |  | Humboldt_Bay_Offshore_Wind_MaxBuild | [16 empty] | 2680 |  |  |  |  | 1073 |  |  |  | 1073
|  | Geothermal_MaxBuild | 2026-01-01: 200; 2028-01-01: 600; 2031-01-01: 1200; 2036-01-01: 100000; 2041-01-01: 100000; 2045-01-01: 100000 |  |  | Geothermal_MaxBuild | [6 empty] | 83.66 |  | 251.62 |  |  | 0 |  |  |  |  | unlimited |  |  |  |  | unlimited |  |  |  | unlimited
|  | Gas_MaxBuild | 2031-01-01: 0; 2036-01-01: 0; 2041-01-01: 0; 2045-01-01: 0 |  |  | Gas_MaxBuild
|  | Del_Norte_Offshore_Wind_MaxBuild | 2041-01-01: 11010; 2045-01-01: 11010 |  |  | Del_Norte_Offshore_Wind_MaxBuild | [21 empty] | 11010 |  |  |  | 11010
|  | Cape_Mendocino_Offshore_Wind_MaxBuild | 2041-01-01: 10360; 2045-01-01: 10360 |  |  | Cape_Mendocino_Offshore_Wind_MaxBuild | [21 empty] | 10360 |  |  |  | 10360
PGE
SCE
SDGE
PGE
SCE
SDGE

## Tx_System_Criteria_README
1. System level transmission capability
Criteria Purpose | Selected resource allocation to a given busbar should abide by all the estimated system level transmission constraints that apply to that busbar, triggering only those upgrades which are determined to be cost-effective or necessary to meet policy and reliability requirements. Mapped resources should also utilize existing transmission and selected upgrades optimally and cost-effectively and seek to limit congestion, improve dispatch in locally constrained areas, and co-locate with compatible resources when possible.
Approved TPP Upgrades | Transmission analysis incorporates capability estimates for approved TPP upgrades as provided through CAISO staff support of the busbar mapping working group. The capability increases from the upgrades are assumed available in the estimated COD year.
CAISO 2024 White Paper | Transmission Capability Estimates for use in the CPUC’s Resource Planning Process, available for reference here:
https://www.caiso.com/documents/transmission-capability-estimates-white-paper-2024.pdf
Criteria Definition | See pages 29 and 30 of the Busbar Mapping Methodology document (see README tab) for detail on criteria alignment levels for system level transmission capability for both FCDS and EODS.
Tabs for Analysis
2036_Exceedance_Summary |  | Summary of in-CAISO transmission exceedances for the 2036 final mapping results.
2041_Exceedance_Summary |  | Summary of in-CAISO transmission exceedances for the 2041 final mapping results.
TxCriteria_bySub_2036 |  | Transmission constraints, available capacity, exceedances by substation, and criteria alignment for 2036 mapping results
Tx_Calculator_2036 |  | Transmission calculator to show constraint utilization and potential exceedances for 2036 mapping results
TxCriteria_bySub_2041 |  | Transmission constraints, available capacity, exceedances by substation, and criteria alignment for 2041 mapping results
Tx_Calculator_2041 |  | Transmission calculator to show constraint utilization and potential exceedances for 2041 mapping results
TxCapabilityEstimates_2024 |  | CAISO 2024 White Paper's transmission constraint capability and upgrade information. Includes adjustments made to account for approved TPP upgrades and their timing.
CAISO_Output_Factors |  | CAISO 2024 White Paper's transmission capacity factors by resource type and study region.
Tx_Baseline_Reconcile |  | Summary by substation of resources in IRP modeling baseline with online dates after 1/1/2024 that need to be accounted for in Tx constraints. Also has by substation resources in In-development list that can be excluded from Tx constraints because already accounted for in calculations, as well as, resources in baseline that need to be included in land-use/environmental criteria analysis.

## 2036_Exceedance_Summary
Summary of in-CAISO transmission exceedances for the 2036 mapping results based on 2024 White Paper constraints and upgrade information. Does not include out-of-CAISO upgrades or potential in-CAISO upgrades beyond existing or approved CAISO transmission including potential transmission needed to interconnect resources to the identified interconnection point. Staff will update Column R and Column S in later iterations of this dashboard.
** Includes amounts from IRP baseline resources not in the White Paper baseline based on COD
| Recommended Base Case (2036) Tx Constraint Exceedances |  | Constraint's White Paper |  | FCDS Resources Mapped (In-Dev & Generic)** |  |  |  | EODS Resources Mapped** |  | Calculated Largest On-peak Exceedance | Calculated Off-peak Exceedance | FCDS Upgrade Info |  | EODS Upgrade Info (If Different) |  | CPUC staff estimated likelihood of being triggered | CPUC staff discussion notes
| CAISO Zone | Constraint Name | On-Peak Capability (MW) | Off-Peak Capability (MW) | Onshore & Offshore Wind (MW) | Solar (MW) | Storage (MW) | Biomass & Geothermal (MW) | Onshore Wind (MW) | Solar (MW) |  |  | Capability Increase (MW) | Estimated Cost (millions) | Capability Increase (MW) | Estimated Cost (millions)
| SCE North of Lugo Area | Control to Inyokern area constraint | 0 | 120 | 0 | 0 | 0 | 116.8 | 0 | 0 | -116.8 | None | 186 | 329 | N/A | N/A
| SCE North of Lugo Area | South of Kramer Area Constraint | 256 | 1190 | 0 | 70 | 434.5 | 116.8 | 0 | 238.8 | -104.4 | None | 200 | N/A | N/A | N/A
| SCE Eastern Area | Devers-Red Bluff Constraint | 6133 | 7328 | 4521 | 5680 | 2891.016 | 6 | 0 | 3823 | -912.858 | None | 532 | N/A | N/A | N/A
| SCE Eastern Area | Eagle Mountain Constraint | 0 | 392 | 0 | 300 | 460 | 30 | 60 | 292 | -529 | None | 600 | 1182 | N/A | N/A
| East of Pisgah Area | Lugo - Victorville area constraint | 10105 | 12605 | 8942 | 10605.5 | 6221.016 | 868 | 0 | 10188.6 | -5429.828 | -3970.751 | 6800 | 2165 | N/A | N/A
| PG&E North of Greater Bay Area | Collinsville-Tesla 500 kV Line | 3379 | 7706 | 279.98 | 370 | 724.35 | 2901 | 711.7 | 2133.129 | -441.84 | None | 8645 | 2851.848 | N/A | N/A
| PG&E North of Greater Bay Area | Carberry-Round Mountain 230kV Line | 15 | 15 | 0 | 0 | 0 | 40 | 0 | 0 | -25 | -25 | 26 | 180 | N/A | N/A
| PG&E Greater Bay Area | Windmaster-Delta pumps 230 kV line | 546 | 3673 | 229.98 | 0 | 613.9 | 53.8 | 225 | 595 | -236.69 | None | 6034 | 417.332 | N/A | N/A
| PG&E Greater Bay Area | Birds Landing-Contra Costa 230kV Line | 656 | 1176 | 229.98 | 0 | 398.2 | 403 | 446 | 602 | -260.19 | None | 1766 | 700 | N/A | N/A
| PG&E Fresno Area | Gates 500/230kV TB #12 | 5406 | 3581 | 0 | 6495.4 | 4171.4 | 20.55 | 69.3 | 5655.5 | -1311.984 | -1897.303 | 14825 | 35 | N/A | N/A
| PG&E Fresno Area | Gates 500/230kV TB #11 | 5336.9 | 5027 | 0 | 6789.2 | 4285.6 | 112 | 69.3 | 5533.38 | -1738.232 | -562.7302 | 10038 | 0 | N/A | N/A
| PG&E Fresno Area | Chowchilla-Le grand 115kV Line | 0 | 158 | 0 | 300 | 508 | 2.55 | 0 | 19.56 | -555.55 | None | 1211 | 550 | N/A | N/A
| PG&E Fresno Area | Borden-Storey #1 230kV line | 412 | 780 | 0 | 280 | 790.8 | 0.55 | 0 | 858.56 | -421.35 | None | 1247 | 50 | N/A | N/A
| PG&E Fresno Area | Mustang-Henrietta 230 kV line | 5581 | 5617 | 2924 | 5322.2 | 1924.9 | 0 | 0 | 4711.64 | -476.012 | -3308.8336 | 2479 | 0 | N/A | N/A
| #N/A |  | #N/A | #N/A | 0 | 0 | 0 | 0 | 0 | 0 | #N/A | #N/A | #N/A | #N/A | #N/A | #N/A
| #N/A |  | #N/A | #N/A | 0 | 0 | 0 | 0 | 0 | 0 | #N/A | #N/A | #N/A | #N/A | #N/A | #N/A
| #N/A |  | #N/A | #N/A | 0 | 0 | 0 | 0 | 0 | 0 | #N/A | #N/A | #N/A | #N/A | #N/A | #N/A
| #N/A |  | #N/A | #N/A | 0 | 0 | 0 | 0 | 0 | 0 | #N/A | #N/A | #N/A | #N/A | #N/A | #N/A
| #N/A |  | #N/A | #N/A | 0 | 0 | 0 | 0 | 0 | 0 | #N/A | #N/A | #N/A | #N/A | #N/A | #N/A
| #N/A |  | #N/A | #N/A | 0 | 0 | 0 | 0 | 0 | 0 | #N/A | #N/A | #N/A | #N/A | #N/A | #N/A
| #N/A |  | #N/A | #N/A | 0 | 0 | 0 | 0 | 0 | 0 | #N/A | #N/A | #N/A | #N/A | #N/A | #N/A
| #N/A |  | #N/A | #N/A | 0 | 0 | 0 | 0 | 0 | 0 | #N/A | #N/A | #N/A | #N/A | #N/A | #N/A

## TxCriteria_bySub_2036
This tab summarizes system-level transmission criteria alignment by substations for the resources mapped to each substation in the 2036 portfolio. It shows each substation’s transmission constraint membership, the resources mapped, the number of constraint exceedances impacting the substation and the most binding constraint for HSN, SSN, and EODS scenarios, and the criteria alignment flags before and after identified upgrades. The information presented here relies on the calculations in the “Tx_Calculator_2036” tab.
[101 empty] | Substation | Adding IRP baseline resources online after 1/1/2024 so not included in Tx constraints baseline | [13 empty] | IRP Baseline | Transmission Constraint Impacting Resourcess | [13 empty] | Transmission Impacting | Transmission Constraint Impacting Resourcess | [13 empty] | Transmission Impacting | [12 empty] | Trans-mission | [12 empty] | Final
|  |  | Substation Tx Constraint Matrix | [97 empty] | Tx Matrix | And subtracting transmission constraint baseline resources not in IRP baseline | [13 empty] | Reconciliation | In-Development resources not in RESOLVE baseline | [13 empty] | Resources | Mapped Portfolio Resources (In-Development and Generic) + Baseline Reconciliation Adjustment Resources | [13 empty] | Resources | Transmission Constraint Exceedances at each substation | [5 empty] | Most limit Constraint by MWs available after mapping | [5 empty] | Exceed-ances | Transmission Constraint Exceedances at each substation after triggering upgrades | [11 empty] | Exceed-ances | FCDS Criteria Alignment |  |  |  | EODS Criteria Alignment
|  |  | Antelope-Vincent Constraint | Vincent-Lugo Constraint | Pardee-Sylmar Constraint | Windhub Constraint | Moorpark-Pardee Constraint | North of Magunden Constraint | South of Magunden Constraint | Antelope-Neenach Constraint | Hinson - Del Amo Constraint | SCE Metro Area Default Constraint | Control to Inyokern area constraint | South of Kramer Area Constraint | Victor to Lugo Area Constraint | Lugo Transformer Area Constraint | Calcite to Lugo Area Constraint | Colorado River 500/230 kV Constraint | DCRT Constraint | Devers-Red Bluff Constraint | Eagle Mountain Constraint | Etiwanda-Rancho Vista Constraint | Red Bluff 500/230 kV Constraint | Serrano-Alberhill-Valley Constraint | GLW 230kV area constraint | Sloan Canyon - Eldorado 500 kV constraint | Lugo - Victorville area constraint | Capistrano-San Onofre 230 kV constraint | Chicarita 138 kV constraint | El Cajon 69 kV constraint | Internal San Diego Area constraint | Miguel 69 kV constraint | Encina - San Luis Rey 230 kV constraint | East of Miguel constraint | San Luis Rey-San Onofre 230 kV line constraint | Ocean Ranch 69 kV constraint | Otay Mesa 230 kV constraint | Silvergate - Bay Blvd 230 kV constraint | Silvergate-Old Town 230 kV constraint | Talega 230 kV constraint | Trabuco-Capistrano 138 kV constraint | Collinsville-Tesla 500 kV Line | Woodland- Davis 115kV line | Cortina-Eagle Rock 115 kV line | Bell-Placer 115kV Line | Carberry-Round Mountain 230kV Line | Rocklin-Pleaseant grove 115kV line | Bellota-Weber 230kV line | Rio Oso-Brighton 230kV line | Rio Oso-Lockeford 230kV line | Humboldt Offshore Wind constraint | Dumbarton-Newark 115 kV line | Eastshore-San Mateo 230 kV line | Lakeville-Ignacio 230 kV line | Sobrante-Moraga 230 kV line | Windmaster-Delta pumps 230 kV line | Contra Costa- Windmaster 230 kV line | Tesla-Tracy-Pump 230 kV line #2 | Contra Costa #1 115kV Line | Kasson Jct-Heinz 115 kV line | Newark-Newark Distribution 115 kV line | Tesla-Bellota 230 kV line | Eight Mile-Tesla 230 kV line | Grant - Eastshore #2 line 115 kV | Salado-Crow Creek Sw Sta 60 kV line | Tesla-Salado 115 kV line | Morganhill-Metcalf 115kV Line | Tesla-Tracy Pump 230 kV Line #1 | Birds Landing-Contra Costa 230kV Line | Cal Flat-Gates 230 kV line | Gates-Arco 230 kV Line | Smyrna-Atwell Jct 115kV Line | Kern 230/115kV TB #4 | Maricopa-Copus 70 kV line | Midway-Taft 115 kV line | Kern-Tevis-Stockdale-Lamont 115kV line | Midway 230/115kV TB #3 | Semitropic-Midway 115kV Line | Midway-Buena Vista Jct 230kV Line | Manning 500kV | Gates 500/230kV TB #12 | Gates 500/230kV TB #11 | Gates 230/70kV TB #5 | Tranquility-Helm 230kV Line | Dairyland-Chowchilla 115kV Line | Chowchilla-Le grand 115kV Line | NEW- Melones-Cottle 230kV line | Los Banos 500/230kV TB | Schindler 115/70kV TB #1 | Panoche- Mendota 115 kV line | Panoche-Oro Loma 115kV Line | Borden-Storey #1 230kV line | Merced 115/70kV TB#2 | Helm 230/70kV TB #1 | Oro Loma-El Nido 115kV Line | Diablo-Gates 500 kV line | Mustang-Henrietta 230 kV line | Gates-Panoche 230 kV #1 and #2 Lines | NEW-Metcalf-Mosslanding 500kV | Has Approved |  | Geothermal | Biomass | Wind | Wind | OOS Wind | OOS Wind | Offshore Wind | Offshore Wind | Distributed Solar | Solar | Solar | Battery_4hr | Battery_8hr | LDES | Has | Geothermal | Biomass | Wind | Wind | OOS Wind | OOS Wind | Offshore Wind | Offshore Wind | Distributed Solar | Solar | Solar | Battery_4hr | Battery_8hr | LDES | Has | Geothermal | Biomass | Wind | Wind | OOS Wind | OOS Wind | Offshore Wind | Offshore Wind | Distributed Solar | Solar | Solar | Battery_4hr | Battery_8hr | LDES | Has | Number of HSN Constraints Exceeded |  | Number of SSN Constraints Exceeded |  | Number of EODS constraints Exceeded |  | Limiting Tx Constraint Headroom (Cumulative All Resources) |  |  | Binding Constraint Name |  |  |  | Number of HSN exceedances after upgrades |  | Number of SSN exceedances after upgrades |  | Number of EODS exceedances after upgrades |  | Limiting Tx Constraint Headroom (Cumulative All Resources) After Upgrades |  |  | Binding Constraint Name |  |  |  | Criteria Alignment pre-upgrades | Criteria Alignment after upgrades | Tx upgrades improved compliance | Final Criteria Alignment | Criteria 2 Alignment pre-upgrades | Criteria 2 Alignment after upgrades | Tx upgrades improved compliance | Final Criteria Alignment
CAISO Study Area | Substation | Voltage | Antelope-Vincent Constraint | Vincent-Lugo Constraint | Pardee-Sylmar Constraint | Windhub Constraint | Moorpark-Pardee Constraint | North of Magunden Constraint | South of Magunden Constraint | Antelope-Neenach Constraint | Hinson - Del Amo Constraint | SCE Metro Area Default Constraint | Control to Inyokern area constraint | South of Kramer Area Constraint | Victor to Lugo Area Constraint | Lugo Transformer Area Constraint | Calcite to Lugo Area Constraint | Colorado River 500/230 kV Constraint | DCRT Constraint | Devers-Red Bluff Constraint | Eagle Mountain Constraint | Etiwanda-Rancho Vista Constraint | Red Bluff 500/230 kV Constraint | Serrano-Alberhill-Valley Constraint | GLW 230kV area constraint | Sloan Canyon - Eldorado 500 kV constraint | Lugo - Victorville area constraint | Capistrano-San Onofre 230 kV constraint | Chicarita 138 kV constraint | El Cajon 69 kV constraint | Internal San Diego Area constraint | Miguel 69 kV constraint | Encina - San Luis Rey 230 kV constraint | East of Miguel constraint | San Luis Rey-San Onofre 230 kV line constraint | Ocean Ranch 69 kV constraint | Otay Mesa 230 kV constraint | Silvergate - Bay Blvd 230 kV constraint | Silvergate-Old Town 230 kV constraint | Talega 230 kV constraint | Trabuco-Capistrano 138 kV constraint | Collinsville-Tesla 500 kV Line | Woodland- Davis 115kV line | Cortina-Eagle Rock 115 kV line | Bell-Placer 115kV Line | Carberry-Round Mountain 230kV Line | Rocklin-Pleaseant grove 115kV line | Bellota-Weber 230kV line | Rio Oso-Brighton 230kV line | Rio Oso-Lockeford 230kV line | Humboldt Offshore Wind constraint | Dumbarton-Newark 115 kV line | Eastshore-San Mateo 230 kV line | Lakeville-Ignacio 230 kV line | Sobrante-Moraga 230 kV line | Windmaster-Delta pumps 230 kV line | Contra Costa- Windmaster 230 kV line | Tesla-Tracy-Pump 230 kV line #2 | Contra Costa #1 115kV Line | Kasson Jct-Heinz 115 kV line | Newark-Newark Distribution 115 kV line | Tesla-Bellota 230 kV line | Eight Mile-Tesla 230 kV line | Grant - Eastshore #2 line 115 kV | Salado-Crow Creek Sw Sta 60 kV line | Tesla-Salado 115 kV line | Morganhill-Metcalf 115kV Line | Tesla-Tracy Pump 230 kV Line #1 | Birds Landing-Contra Costa 230kV Line | Cal Flat-Gates 230 kV line | Gates-Arco 230 kV Line | Smyrna-Atwell Jct 115kV Line | Kern 230/115kV TB #4 | Maricopa-Copus 70 kV line | Midway-Taft 115 kV line | Kern-Tevis-Stockdale-Lamont 115kV line | Midway 230/115kV TB #3 | Semitropic-Midway 115kV Line | Midway-Buena Vista Jct 230kV Line | Manning 500kV | Gates 500/230kV TB #12 | Gates 500/230kV TB #11 | Gates 230/70kV TB #5 | Tranquility-Helm 230kV Line | Dairyland-Chowchilla 115kV Line | Chowchilla-Le grand 115kV Line | NEW- Melones-Cottle 230kV line | Los Banos 500/230kV TB | Schindler 115/70kV TB #1 | Panoche- Mendota 115 kV line | Panoche-Oro Loma 115kV Line | Borden-Storey #1 230kV line | Merced 115/70kV TB#2 | Helm 230/70kV TB #1 | Oro Loma-El Nido 115kV Line | Diablo-Gates 500 kV line | Mustang-Henrietta 230 kV line | Gates-Panoche 230 kV #1 and #2 Lines | NEW-Metcalf-Mosslanding 500kV | Tx Upgrade |  | FCDS | FCDS | FCDS | EODS | FCDS | EODS | FCDS | EODS | EODS | FCDS | EODS | FCDS | FCDS | FCDS | Res | FCDS | FCDS | FCDS | EODS | FCDS | EODS | FCDS | EODS | EODS | FCDS | EODS | FCDS | FCDS | FCDS | Res | FCDS | FCDS | FCDS | EODS | FCDS | EODS | FCDS | EODS | EODS | FCDS | EODS | FCDS | FCDS | FCDS | Res | Actual | Default | Actual | Default | Actual | Default | HSN | SSN | EODS | HSN | SSN | EODS |  | Actual | Default | Actual | Default | Actual | Default | HSN | SSN | EODS | HSN | SSN | EODS |  | FCDS | FCDS | FCDS | FCDS | EODS | EODS | EODS | EODS
PG&E KERN | 7th Standard | 115 | 0 | 0 | 0 | 0 | 0 | 0 | 0 | 0 | 0 | 0 | 0 | 0 | 0 | 0 | 0 | 0 | 0 | 0 | 0 | 0 | 0 | 0 | 0 | 0 | 0 | 0 | 0 | 0 | 0 | 0 | 0 | 0 | 0 | 0 | 0 | 0 | 0 | 0 | 0 | 0 | 0 | 0 | 0 | 0 | 0 | 0 | 0 | 0 | 0 | 0 | 0 | 0 | 0 | 0 | 0 | 0 | 0 | 0 | 0 | 0 | 0 | 0 | 0 | 0 | 0 | 0 | 0 | 0 | 0 | 0 | 1 | 0 | 0 | 0 | 1 | 0 | 0 | 0 | 1 | 1 | 0 | 0 | 0 | 0 | 0 | 0 | 0 | 0 | 0 | 0 | 0 | 0 | 0 | 0 | 1 | 0 | 0 | 0 |  | 0 | 0 | 0 | 0 | 0 | 0 | 0 | 0 | 0 | 0 | 0 | 0 | 0 | 0 | 0 | 0 | 0 | 0 | 0 | 0 | 0 | 0 | 0 | 0 | 0 | 0 | 0 | 0 | 0 | 0 | 0 | 0 | 0 | 0 | 0 | 0 | 0 | 0 | 0 | 110 | 120 | 0 | 0 | 0 | 1 | 1 | 0 | 3 | 0 | 2 | 1 | -79.08 | -1738.232 | -3308.8336 | Gates 500/230kV TB #11 | Gates 500/230kV TB #11 | Mustang-Henrietta 230 kV line |  | 0 | 0 | 1 | 0 | 0 | 1 | 372.37 | -476.012 | -3308.8336 | Mustang-Henrietta 230 kV line | Mustang-Henrietta 230 kV line | Mustang-Henrietta 230 kV line |  | 5 | 5 | NO | 5 | 5 | 4 | YES | 4
SCE Metro | Alamitos | 230 | 0 | 0 | 0 | 0 | 0 | 0 | 0 | 0 | 1 | 1 | 0 | 0 | 0 | 0 | 0 | 0 | 0 | 0 | 0 | 0 | 0 | 0 | 0 | 0 | 0 | 0 | 0 | 0 | 0 | 0 | 0 | 0 | 0 | 0 | 0 | 0 | 0 | 0 | 0 | 0 | 0 | 0 | 0 | 0 | 0 | 0 | 0 | 0 | 0 | 0 | 0 | 0 | 0 | 0 | 0 | 0 | 0 | 0 | 0 | 0 | 0 | 0 | 0 | 0 | 0 | 0 | 0 | 0 | 0 | 0 | 0 | 0 | 0 | 0 | 0 | 0 | 0 | 0 | 0 | 0 | 0 | 0 | 0 | 0 | 0 | 0 | 0 | 0 | 0 | 0 | 0 | 0 | 0 | 0 | 0 | 0 | 0 | 0 |  | 0 | 0 | 0 | 0 | 0 | 0 | 0 | 0 | 0 | 0 | 0 | -82 | 0 | 0 | 1 | 0 | 0 | 0 | 0 | 0 | 0 | 0 | 0 | 0 | 0 | 0 | 0 | 0 | 0 | 0 | 0 | 0 | 0 | 0 | 0 | 0 | 0 | 0 | 0 | 0 | 0 | 0 | 188 | 0 | 1 | 0 | 0 | 0 | 0 | 0 | 0 | 1336.8284 | 2017.444 | 4056.301 | Hinson - Del Amo Constraint | Hinson - Del Amo Constraint | Hinson - Del Amo Constraint |  | 0 | 0 | 0 | 0 | 0 | 0 | 1336.8284 | 2017.444 | 4056.301 | Hinson - Del Amo Constraint | Hinson - Del Amo Constraint | Hinson - Del Amo Constraint |  | 1 | 1 | NO | 1 | 1 | 1 | NO | 1
SCE Eastern | Alberhill | 115 | 0 | 0 | 0 | 0 | 0 | 0 | 0 | 0 | 0 | 0 | 0 | 0 | 0 | 0 | 0 | 0 | 0 | 0 | 0 | 1 | 0 | 1 | 0 | 0 | 0 | 0 | 0 | 0 | 0 | 0 | 0 | 0 | 0 | 0 | 0 | 0 | 0 | 0 | 0 | 0 | 0 | 0 | 0 | 0 | 0 | 0 | 0 | 0 | 0 | 0 | 0 | 0 | 0 | 0 | 0 | 0 | 0 | 0 | 0 | 0 | 0 | 0 | 0 | 0 | 0 | 0 | 0 | 0 | 0 | 0 | 0 | 0 | 0 | 0 | 0 | 0 | 0 | 0 | 0 | 0 | 0 | 0 | 0 | 0 | 0 | 0 | 0 | 0 | 0 | 0 | 0 | 0 | 0 | 0 | 0 | 0 | 0 | 1 |  | 0 | 0 | 0 | 0 | 0 | 0 | 0 | 0 | 0 | 0 | 0 | 0 | 0 | 0 | 0 | 0 | 0 | 0 | 0 | 0 | 0 | 0 | 0 | 0 | 0 | 0 | 0 | 0 | 0 | 0 | 0 | 0 | 0 | 0 | 0 | 0 | 0 | 0 | 0 | 0 | 0 | 0 | 0 | 50 | 1 | 0 | 0 | 0 | 0 | 0 | 0 | 316.964 | 2746.6 | 9043.596 | Serrano-Alberhill-Valley Constraint | Etiwanda-Rancho Vista Constraint | Serrano-Alberhill-Valley Constraint |  | 0 | 0 | 0 | 0 | 0 | 0 | 316.964 | 2746.6 | 9043.596 | Serrano-Alberhill-Valley Constraint | Etiwanda-Rancho Vista Constraint | Serrano-Alberhill-Valley Constraint |  | 1 | 1 | NO | 1 | 1 | 1 | NO | 1
SCE Eastern | Alberhill | 500 | 0 | 0 | 0 | 0 | 0 | 0 | 0 | 0 | 0 | 0 | 0 | 0 | 0 | 0 | 0 | 0 | 0 | 0 | 0 | 1 | 0 | 1 | 0 | 0 | 0 | 0 | 0 | 0 | 0 | 0 | 0 | 0 | 0 | 0 | 0 | 0 | 0 | 0 | 0 | 0 | 0 | 0 | 0 | 0 | 0 | 0 | 0 | 0 | 0 | 0 | 0 | 0 | 0 | 0 | 0 | 0 | 0 | 0 | 0 | 0 | 0 | 0 | 0 | 0 | 0 | 0 | 0 | 0 | 0 | 0 | 0 | 0 | 0 | 0 | 0 | 0 | 0 | 0 | 0 | 0 | 0 | 0 | 0 | 0 | 0 | 0 | 0 | 0 | 0 | 0 | 0 | 0 | 0 | 0 | 0 | 0 | 0 | 1 |  | 0 | 0 | 0 | 0 | 0 | 0 | 0 | 0 | 0 | 0 | 0 | 0 | 0 | 0 | 0 | 0 | 0 | 0 | 0 | 0 | 0 | 0 | 0 | 0 | 0 | 0 | 0 | 0 | 0 | 0 | 0 | 0 | 0 | 0 | 0 | 0 | 0 | 0 | 0 | 0 | 0 | 0 | 0 | 0 | 0 | 0 | 0 | 0 | 0 | 0 | 0 | 316.964 | 2746.6 | 9043.596 | Serrano-Alberhill-Valley Constraint | Etiwanda-Rancho Vista Constraint | Serrano-Alberhill-Valley Constraint |  | 0 | 0 | 0 | 0 | 0 | 0 | 316.964 | 2746.6 | 9043.596 | Serrano-Alberhill-Valley Constraint | Etiwanda-Rancho Vista Constraint | Serrano-Alberhill-Valley Constraint |  | 1 | 1 | NO | 1 | 1 | 1 | NO | 1
PG&E GBA | Alhambra | 115 | 0 | 0 | 0 | 0 | 0 | 0 | 0 | 0 | 0 | 0 | 0 | 0 | 0 | 0 | 0 | 0 | 0 | 0 | 0 | 0 | 0 | 0 | 0 | 0 | 0 | 0 | 0 | 0 | 0 | 0 | 0 | 0 | 0 | 0 | 0 | 0 | 0 | 0 | 0 | 1 | 0 | 0 | 0 | 0 | 0 | 0 | 0 | 0 | 0 | 0 | 0 | 0 | 1 | 0 | 0 | 1 | 0 | 0 | 0 | 0 | 0 | 0 | 0 | 0 | 0 | 0 | 0 | 0 | 0 | 0 | 0 | 0 | 0 | 0 | 0 | 0 | 0 | 0 | 0 | 0 | 0 | 0 | 0 | 0 | 0 | 0 | 0 | 0 | 0 | 0 | 0 | 0 | 0 | 0 | 0 | 0 | 0 | 1 |  | 0 | 0 | 0 | 0 | 0 | 0 | 0 | 0 | 0 | 0 | 0 | 0 | 0 | 0 | 0 | 0 | 0 | 0 | 0 | 0 | 0 | 0 | 0 | 0 | 0 | 0 | 0 | 0 | 0 | 0 | 0 | 0 | 0 | 0 | 0 | 0 | 0 | 0 | 0 | 90 | 0 | 0 | 0 | 0 | 1 | 1 | 0 | 1 | 0 | 0 | 0 | -441.84 | -200.0712 | 3202.4639 | Collinsville-Tesla 500 kV Line | Collinsville-Tesla 500 kV Line | Collinsville-Tesla 500 kV Line |  | 1 | 0 | 1 | 0 | 0 | 0 | -441.84 | -200.0712 | 3202.4639 | Collinsville-Tesla 500 kV Line | Collinsville-Tesla 500 kV Line | Collinsville-Tesla 500 kV Line |  | 5 | 5 | NO | 5 | 1 | 1 | NO | 1
PG&E FRESNO | Alpaugh | 115 | 0 | 0 | 0 | 0 | 0 | 0 | 0 | 0 | 0 | 0 | 0 | 0 | 0 | 0 | 0 | 0 | 0 | 0 | 0 | 0 | 0 | 0 | 0 | 0 | 0 | 0 | 0 | 0 | 0 | 0 | 0 | 0 | 0 | 0 | 0 | 0 | 0 | 0 | 0 | 0 | 0 | 0 | 0 | 0 | 0 | 0 | 0 | 0 | 0 | 0 | 0 | 0 | 0 | 0 | 0 | 0 | 0 | 0 | 0 | 0 | 0 | 0 | 0 | 0 | 0 | 0 | 0 | 1 | 0 | 1 | 1 | 0 | 0 | 0 | 1 | 1 | 0 | 0 | 1 | 1 | 0 | 0 | 0 | 0 | 0 | 0 | 0 | 0 | 0 | 0 | 0 | 0 | 0 | 0 | 1 | 0 | 0 | 0 |  | 0 | 0 | 0 | 0 | 0 | 0 | 0 | 0 | 3 | 0 | 0 | 0 | 0 | 0 | 1 | 0 | 0 | 0 | 0 | 0 | 0 | 0 | 0 | 3 | 0 | 0 | 0 | 0 | 0 | 1 | 0 | 0 | 0 | 0 | 0 | 0 | 0 | 0 | 3 | 0 | 0 | 0 | 0 | 0 | 1 | 1 | 0 | 3 | 0 | 2 | 1 | -79.08 | -1738.232 | -3308.8336 | Gates 500/230kV TB #11 | Gates 500/230kV TB #11 | Mustang-Henrietta 230 kV line |  | 0 | 0 | 1 | 0 | 0 | 1 | 7.65 | -476.012 | -3308.8336 | Cal Flat-Gates 230 kV line | Mustang-Henrietta 230 kV line | Mustang-Henrietta 230 kV line |  | 5 | 5 | NO | 5 | 5 | 4 | YES | 4
SDGE | Alpine | 69 | 0 | 0 | 0 | 0 | 0 | 0 | 0 | 0 | 0 | 0 | 0 | 0 | 0 | 0 | 0 | 0 | 0 | 0 | 0 | 0 | 0 | 0 | 0 | 0 | 0 | 0 | 0 | 1 | 0 | 1 | 1 | 0 | 1 | 0 | 0 | 0 | 1 | 0 | 0 | 0 | 0 | 0 | 0 | 0 | 0 | 0 | 0 | 0 | 0 | 0 | 0 | 0 | 0 | 0 | 0 | 0 | 0 | 0 | 0 | 0 | 0 | 0 | 0 | 0 | 0 | 0 | 0 | 0 | 0 | 0 | 0 | 0 | 0 | 0 | 0 | 0 | 0 | 0 | 0 | 0 | 0 | 0 | 0 | 0 | 0 | 0 | 0 | 0 | 0 | 0 | 0 | 0 | 0 | 0 | 0 | 0 | 0 | 3 |  | 0 | 0 | 0 | 0 | 0 | 0 | 0 | 0 | 0 | 0 | 0 | 0 | 0 | 0 | 0 | 0 | 0 | 0 | 0 | 0 | 0 | 0 | 0 | 0 | 0 | 0 | 6 | 0 | 0 | 1 | 0 | 0 | 0 | 0 | 0 | 0 | 0 | 0 | 0 | 0 | 0 | 6 | 0 | 0 | 1 | 0 | 0 | 0 | 0 | 0 | 0 | 159.55 | 195.275 | 301.7864 | Miguel 69 kV constraint | Miguel 69 kV constraint | Miguel 69 kV constraint |  | 0 | 0 | 0 | 0 | 0 | 0 | 159.55 | 195.275 | 301.7864 | Miguel 69 kV constraint | Miguel 69 kV constraint | Miguel 69 kV constraint |  | 1 | 1 | NO | 1 | 1 | 1 | NO | 1
PG&E GBA | Altamont Midway (Sandhill) | 230 | 0 | 0 | 0 | 0 | 0 | 0 | 0 | 0 | 0 | 0 | 0 | 0 | 0 | 0 | 0 | 0 | 0 | 0 | 0 | 0 | 0 | 0 | 0 | 0 | 0 | 0 | 0 | 0 | 0 | 0 | 0 | 0 | 0 | 0 | 0 | 0 | 0 | 0 | 0 | 1 | 0 | 0 | 0 | 0 | 0 | 0 | 0 | 0 | 0 | 0 | 0 | 0 | 0 | 0 | 0 | 1 | 0 | 0 | 0 | 0 | 0 | 0 | 0 | 0 | 0 | 1 | 0 | 0 | 0 | 0 | 0 | 0 | 0 | 0 | 0 | 0 | 0 | 0 | 0 | 0 | 0 | 0 | 0 | 0 | 0 | 0 | 0 | 0 | 0 | 0 | 0 | 0 | 0 | 0 | 0 | 0 | 0 | 0 |  | 0 | 0 | 0 | 0 | 0 | 0 | 0 | 0 | 0 | 0 | 0 | 0 | 0 | 0 | 0 | 0 | 0 | 0 | 0 | 0 | 0 | 0 | 0 | 0 | 0 | 0 | 0 | 0 | 0 | 0 | 0 | 0 | 0 | 0 | 0 | 0 | 0 | 0 | 0 | 0 | 0 | 0 | 0 | 0 | 0 | 1 | 0 | 1 | 0 | 0 | 0 | -441.84 | -200.0712 | 3202.4639 | Collinsville-Tesla 500 kV Line | Collinsville-Tesla 500 kV Line | Collinsville-Tesla 500 kV Line |  | 1 | 0 | 1 | 0 | 0 | 0 | -441.84 | -200.0712 | 3202.4639 | Collinsville-Tesla 500 kV Line | Collinsville-Tesla 500 kV Line | Collinsville-Tesla 500 kV Line |  | 5 | 5 | NO | 5 | 1 | 1 | NO | 1
SCE Northern | Antelope | 66 | 1 | 0 | 0 | 0 | 0 | 0 | 0 | 0 | 0 | 0 | 0 | 0 | 0 | 0 | 0 | 0 | 0 | 0 | 0 | 0 | 0 | 0 | 0 | 0 | 0 | 0 | 0 | 0 | 0 | 0 | 0 | 0 | 0 | 0 | 0 | 0 | 0 | 0 | 0 | 0 | 0 | 0 | 0 | 0 | 0 | 0 | 0 | 0 | 0 | 0 | 0 | 0 | 0 | 0 | 0 | 0 | 0 | 0 | 0 | 0 | 0 | 0 | 0 | 0 | 0 | 0 | 0 | 0 | 0 | 0 | 0 | 0 | 0 | 0 | 0 | 0 | 0 | 0 | 0 | 0 | 0 | 0 | 0 | 0 | 0 | 0 | 0 | 0 | 0 | 0 | 0 | 0 | 0 | 0 | 0 | 0 | 0 | 0 |  | 0 | 0 | 0 | 0 | 0 | 0 | 0 | 0 | 7.5 | 0 | 0 | 0 | 0 | 0 | 1 | 0 | 0 | 0 | 0 | 0 | 0 | 0 | 0 | 13.5 | 0 | 0 | 0 | 0 | 0 | 1 | 0 | 0 | 0 | 0 | 0 | 0 | 0 | 0 | 13.5 | 0 | 0 | 0 | 0 | 0 | 1 | 0 | 0 | 0 | 0 | 0 | 0 | 1461.29 | 283.82 | 8303.375 | Antelope-Vincent Constraint | Antelope-Vincent Constraint | Antelope-Vincent Constraint |  | 0 | 0 | 0 | 0 | 0 | 0 | 1461.29 | 283.82 | 8303.375 | Antelope-Vincent Constraint | Antelope-Vincent Constraint | Antelope-Vincent Constraint |  | 1 | 1 | NO | 1 | 1 | 1 | NO | 1
SCE Northern | Antelope | 230 | 1 | 0 | 0 | 0 | 0 | 0 | 0 | 0 | 0 | 0 | 0 | 0 | 0 | 0 | 0 | 0 | 0 | 0 | 0 | 0 | 0 | 0 | 0 | 0 | 0 | 0 | 0 | 0 | 0 | 0 | 0 | 0 | 0 | 0 | 0 | 0 | 0 | 0 | 0 | 0 | 0 | 0 | 0 | 0 | 0 | 0 | 0 | 0 | 0 | 0 | 0 | 0 | 0 | 0 | 0 | 0 | 0 | 0 | 0 | 0 | 0 | 0 | 0 | 0 | 0 | 0 | 0 | 0 | 0 | 0 | 0 | 0 | 0 | 0 | 0 | 0 | 0 | 0 | 0 | 0 | 0 | 0 | 0 | 0 | 0 | 0 | 0 | 0 | 0 | 0 | 0 | 0 | 0 | 0 | 0 | 0 | 0 | 0 |  | 0 | 0 | 0 | 0 | 0 | 0 | 0 | 0 | 0 | 125 | 0 | 80 | 0 | 0 | 1 | 0 | 0 | 0 | 0 | 0 | 0 | 0 | 0 | 0 | 125 | 0 | 80 | 0 | 0 | 1 | 0 | 0 | 0 | 0 | 0 | 0 | 0 | 0 | 0 | 125 | 0 | 80 | 0 | 0 | 1 | 0 | 0 | 0 | 0 | 0 | 0 | 1461.29 | 283.82 | 8303.375 | Antelope-Vincent Constraint | Antelope-Vincent Constraint | Antelope-Vincent Constraint |  | 0 | 0 | 0 | 0 | 0 | 0 | 1461.29 | 283.82 | 8303.375 | Antelope-Vincent Constraint | Antelope-Vincent Constraint | Antelope-Vincent Constraint |  | 1 | 1 | NO | 1 | 1 | 1 | NO | 1
SCE Northern | Antelope | 500 | 1 | 1 | 0 | 0 | 0 | 0 | 0 | 0 | 0 | 0 | 0 | 0 | 0 | 0 | 0 | 0 | 0 | 0 | 0 | 0 | 0 | 0 | 0 | 0 | 0 | 0 | 0 | 0 | 0 | 0 | 0 | 0 | 0 | 0 | 0 | 0 | 0 | 0 | 0 | 0 | 0 | 0 | 0 | 0 | 0 | 0 | 0 | 0 | 0 | 0 | 0 | 0 | 0 | 0 | 0 | 0 | 0 | 0 | 0 | 0 | 0 | 0 | 0 | 0 | 0 | 0 | 0 | 0 | 0 | 0 | 0 | 0 | 0 | 0 | 0 | 0 | 0 | 0 | 0 | 0 | 0 | 0 | 0 | 0 | 0 | 0 | 0 | 0 | 0 | 0 | 0 | 0 | 0 | 0 | 0 | 0 | 0 | 0 |  | 0 | 0 | 0 | 0 | 0 | 0 | 0 | 0 | 0 | 0 | 0 | 0 | 0 | 0 | 0 | 0 | 0 | 0 | 0 | 0 | 0 | 0 | 0 | 0 | 0 | 0 | 0 | 0 | 0 | 0 | 0 | 0 | 0 | 0 | 0 | 0 | 0 | 0 | 0 | 0 | 0 | 0 | 0 | 0 | 0 | 0 | 0 | 0 | 0 | 0 | 0 | 1461.29 | 283.82 | 8303.375 | Antelope-Vincent Constraint | Antelope-Vincent Constraint | Antelope-Vincent Constraint |  | 0 | 0 | 0 | 0 | 0 | 0 | 1461.29 | 283.82 | 8303.375 | Antelope-Vincent Constraint | Antelope-Vincent Constraint | Antelope-Vincent Constraint |  | 1 | 1 | NO | 1 | 1 | 1 | NO | 1
PG&E NGBA | Arcata | 60 | 0 | 0 | 0 | 0 | 0 | 0 | 0 | 0 | 0 | 0 | 0 | 0 | 0 | 0 | 0 | 0 | 0 | 0 | 0 | 0 | 0 | 0 | 0 | 0 | 0 | 0 | 0 | 0 | 0 | 0 | 0 | 0 | 0 | 0 | 0 | 0 | 0 | 0 | 0 | 1 | 0 | 0 | 0 | 0 | 0 | 0 | 0 | 0 | 0 | 0 | 0 | 0 | 0 | 0 | 0 | 0 | 0 | 0 | 0 | 0 | 0 | 0 | 0 | 0 | 0 | 0 | 0 | 0 | 0 | 0 | 0 | 0 | 0 | 0 | 0 | 0 | 0 | 0 | 0 | 0 | 0 | 0 | 0 | 0 | 0 | 0 | 0 | 0 | 0 | 0 | 0 | 0 | 0 | 0 | 0 | 0 | 0 | 0 |  | 0 | 0 | 0 | 0 | 0 | 0 | 0 | 0 | 3 | 0 | 0 | 0 | 0 | 0 | 1 | 0 | 0 | 0 | 0 | 0 | 0 | 0 | 0 | 7 | 0 | 0 | 2.5 | 0 | 0 | 1 | 0 | 0 | 0 | 0 | 0 | 0 | 0 | 0 | 7 | 0 | 0 | 2.5 | 0 | 0 | 1 | 1 | 0 | 1 | 0 | 0 | 0 | -441.84 | -200.0712 | 3202.4639 | Collinsville-Tesla 500 kV Line | Collinsville-Tesla 500 kV Line | Collinsville-Tesla 500 kV Line |  | 1 | 0 | 1 | 0 | 0 | 0 | -441.84 | -200.0712 | 3202.4639 | Collinsville-Tesla 500 kV Line | Collinsville-Tesla 500 kV Line | Collinsville-Tesla 500 kV Line |  | 5 | 5 | NO | 5 | 1 | 1 | NO | 1
PG&E KERN | Arco | 230 | 0 | 0 | 0 | 0 | 0 | 0 | 0 | 0 | 0 | 0 | 0 | 0 | 0 | 0 | 0 | 0 | 0 | 0 | 0 | 0 | 0 | 0 | 0 | 0 | 0 | 0 | 0 | 0 | 0 | 0 | 0 | 0 | 0 | 0 | 0 | 0 | 0 | 0 | 0 | 0 | 0 | 0 | 0 | 0 | 0 | 0 | 0 | 0 | 0 | 0 | 0 | 0 | 0 | 0 | 0 | 0 | 0 | 0 | 0 | 0 | 0 | 0 | 0 | 0 | 0 | 0 | 0 | 0 | 0 | 0 | 0 | 0 | 0 | 0 | 0 | 0 | 0 | 0 | 1 | 1 | 0 | 0 | 0 | 0 | 0 | 0 | 0 | 0 | 0 | 0 | 0 | 0 | 0 | 0 | 1 | 0 | 0 | 0 |  | 0 | 0 | 0 | 0 | 0 | 0 | 0 | 0 | 0 | 43.2 | 21.7 | 25 | 0 | 0 | 1 | 0 | 0 | 0 | 0 | 0 | 0 | 0 | 0 | 4.79 | 43.2 | 21.7 | 25 | 0 | 0 | 1 | 0 | 0 | 0 | 0 | 0 | 0 | 0 | 0 | 4.79 | 913.2 | 476.7 | 25 | 0 | 0 | 1 | 1 | 0 | 3 | 0 | 2 | 1 | -79.08 | -1738.232 | -3308.8336 | Gates 500/230kV TB #11 | Gates 500/230kV TB #11 | Mustang-Henrietta 230 kV line |  | 0 | 0 | 1 | 0 | 0 | 1 | 372.37 | -476.012 | -3308.8336 | Mustang-Henrietta 230 kV line | Mustang-Henrietta 230 kV line | Mustang-Henrietta 230 kV line |  | 5 | 5 | NO | 5 | 5 | 4 | YES | 4
PG&E KERN | Arco | 70 | 0 | 0 | 0 | 0 | 0 | 0 | 0 | 0 | 0 | 0 | 0 | 0 | 0 | 0 | 0 | 0 | 0 | 0 | 0 | 0 | 0 | 0 | 0 | 0 | 0 | 0 | 0 | 0 | 0 | 0 | 0 | 0 | 0 | 0 | 0 | 0 | 0 | 0 | 0 | 0 | 0 | 0 | 0 | 0 | 0 | 0 | 0 | 0 | 0 | 0 | 0 | 0 | 0 | 0 | 0 | 0 | 0 | 0 | 0 | 0 | 0 | 0 | 0 | 0 | 0 | 0 | 0 | 0 | 0 | 0 | 0 | 0 | 0 | 0 | 0 | 0 | 0 | 0 | 1 | 1 | 0 | 0 | 0 | 0 | 0 | 0 | 0 | 0 | 0 | 0 | 0 | 0 | 0 | 0 | 1 | 0 | 0 | 0 |  | 0 | 0 | 0 | 0 | 0 | 0 | 0 | 0 | 0 | 0 | 0 | 55 | 0 | 0 | 1 | 0 | 0 | 0 | 0 | 0 | 0 | 0 | 0 | 0 | 60 | 0 | 57 | 0 | 0 | 1 | 0 | 0 | 0 | 0 | 0 | 0 | 0 | 0 | 0 | 60 | 0 | 57 | 0 | 0 | 1 | 1 | 0 | 3 | 0 | 2 | 1 | -79.08 | -1738.232 | -3308.8336 | Gates 500/230kV TB #11 | Gates 500/230kV TB #11 | Mustang-Henrietta 230 kV line |  | 0 | 0 | 1 | 0 | 0 | 1 | 372.37 | -476.012 | -3308.8336 | Mustang-Henrietta 230 kV line | Mustang-Henrietta 230 kV line | Mustang-Henrietta 230 kV line |  | 5 | 5 | NO | 5 | 5 | 4 | YES | 4
SCE Metro | ArcoGen | 230 | 0 | 0 | 0 | 0 | 0 | 0 | 0 | 0 | 0 | 1 | 0 | 0 | 0 | 0 | 0 | 0 | 0 | 0 | 0 | 0 | 0 | 0 | 0 | 0 | 0 | 0 | 0 | 0 | 0 | 0 | 0 | 0 | 0 | 0 | 0 | 0 | 0 | 0 | 0 | 0 | 0 | 0 | 0 | 0 | 0 | 0 | 0 | 0 | 0 | 0 | 0 | 0 | 0 | 0 | 0 | 0 | 0 | 0 | 0 | 0 | 0 | 0 | 0 | 0 | 0 | 0 | 0 | 0 | 0 | 0 | 0 | 0 | 0 | 0 | 0 | 0 | 0 | 0 | 0 | 0 | 0 | 0 | 0 | 0 | 0 | 0 | 0 | 0 | 0 | 0 | 0 | 0 | 0 | 0 | 0 | 0 | 0 | 0 |  | 0 | 0 | 0 | 0 | 0 | 0 | 0 | 0 | 0 | 0 | 0 | 0 | 0 | 0 | 0 | 0 | 0 | 0 | 0 | 0 | 0 | 0 | 0 | 0 | 0 | 0 | 0 | 0 | 0 | 0 | 0 | 0 | 0 | 0 | 0 | 0 | 0 | 0 | 0 | 486 | 0 | 0 | 0 | 0 | 1 | 0 | 0 | 0 | 0 | 0 | 0 | 4159.6988 | 8194.058 | 21327.2611 | SCE Metro Area Default Constraint | SCE Metro Area Default Constraint | SCE Metro Area Default Constraint |  | 0 | 0 | 0 | 0 | 0 | 0 | 4159.6988 | 8194.058 | 21327.2611 | SCE Metro Area Default Constraint | SCE Metro Area Default Constraint | SCE Metro Area Default Constraint |  | 1 | 1 | NO | 1 | 1 | 1 | NO | 1
SDGE | Artesian | 230 | 0 | 0 | 0 | 0 | 0 | 0 | 0 | 0 | 0 | 0 | 0 | 0 | 0 | 0 | 0 | 0 | 0 | 0 | 0 | 0 | 0 | 0 | 0 | 0 | 0 | 1 | 0 | 0 | 1 | 0 | 1 | 0 | 1 | 0 | 0 | 0 | 0 | 1 | 0 | 0 | 0 | 0 | 0 | 0 | 0 | 0 | 0 | 0 | 0 | 0 | 0 | 0 | 0 | 0 | 0 | 0 | 0 | 0 | 0 | 0 | 0 | 0 | 0 | 0 | 0 | 0 | 0 | 0 | 0 | 0 | 0 | 0 | 0 | 0 | 0 | 0 | 0 | 0 | 0 | 0 | 0 | 0 | 0 | 0 | 0 | 0 | 0 | 0 | 0 | 0 | 0 | 0 | 0 | 0 | 0 | 0 | 0 | 3 |  | 0 | 0 | 0 | 0 | 0 | 0 | 0 | 0 | 0 | 0 | 0 | 0 | 0 | 0 | 0 | 0 | 0 | 0 | 0 | 0 | 0 | 0 | 0 | 0 | 0 | 0 | 0 | 0 | 0 | 0 | 0 | 0 | 0 | 0 | 0 | 0 | 0 | 0 | 0 | 0 | 0 | 0 | 0 | 0 | 0 | 0 | 0 | 0 | 0 | 0 | 0 | 238.33 | 400.235 | 1144.26 | San Luis Rey-San Onofre 230 kV line constraint | San Luis Rey-San Onofre 230 kV line constraint | Talega 230 kV constraint |  | 0 | 0 | 0 | 0 | 0 | 0 | 238.33 | 400.235 | 1144.26 | San Luis Rey-San Onofre 230 kV line constraint | San Luis Rey-San Onofre 230 kV line constraint | Talega 230 kV constraint |  | 1 | 1 | NO | 1 | 1 | 1 | NO | 1
SDGE | Artesian | 69 | 0 | 0 | 0 | 0 | 0 | 0 | 0 | 0 | 0 | 0 | 0 | 0 | 0 | 0 | 0 | 0 | 0 | 0 | 0 | 0 | 0 | 0 | 0 | 0 | 0 | 1 | 0 | 0 | 0 | 0 | 1 | 0 | 1 | 0 | 0 | 0 | 0 | 1 | 0 | 0 | 0 | 0 | 0 | 0 | 0 | 0 | 0 | 0 | 0 | 0 | 0 | 0 | 0 | 0 | 0 | 0 | 0 | 0 | 0 | 0 | 0 | 0 | 0 | 0 | 0 | 0 | 0 | 0 | 0 | 0 | 0 | 0 | 0 | 0 | 0 | 0 | 0 | 0 | 0 | 0 | 0 | 0 | 0 | 0 | 0 | 0 | 0 | 0 | 0 | 0 | 0 | 0 | 0 | 0 | 0 | 0 | 0 | 2 |  | 0 | 0 | 0 | 0 | 0 | 0 | 0 | 0 | 0 | 0 | 0 | 0 | 0 | 0 | 0 | 0 | 0 | 0 | 0 | 0 | 0 | 0 | 0 | 0 | 0 | 0 | 0 | 0 | 0 | 0 | 0 | 0 | 0 | 0 | 0 | 0 | 0 | 0 | 0 | 0 | 0 | 0 | 0 | 0 | 0 | 0 | 0 | 0 | 0 | 0 | 0 | 238.33 | 400.235 | 1144.26 | San Luis Rey-San Onofre 230 kV line constraint | San Luis Rey-San Onofre 230 kV line constraint | Talega 230 kV constraint |  | 0 | 0 | 0 | 0 | 0 | 0 | 238.33 | 400.235 | 1144.26 | San Luis Rey-San Onofre 230 kV line constraint | San Luis Rey-San Onofre 230 kV line constraint | Talega 230 kV constraint |  | 1 | 1 | NO | 1 | 1 | 1 | NO | 1
PG&E FRESNO | Ashlan | 230 | 0 | 0 | 0 | 0 | 0 | 0 | 0 | 0 | 0 | 0 | 0 | 0 | 0 | 0 | 0 | 0 | 0 | 0 | 0 | 0 | 0 | 0 | 0 | 0 | 0 | 0 | 0 | 0 | 0 | 0 | 0 | 0 | 0 | 0 | 0 | 0 | 0 | 0 | 0 | 0 | 0 | 0 | 0 | 0 | 0 | 0 | 0 | 0 | 0 | 0 | 0 | 0 | 0 | 0 | 0 | 0 | 0 | 0 | 0 | 1 | 0 | 0 | 0 | 0 | 0 | 0 | 0 | 0 | 0 | 0 | 0 | 0 | 0 | 0 | 0 | 0 | 0 | 0 | 0 | 1 | 0 | 1 | 1 | 1 | 0 | 1 | 0 | 1 | 0 | 0 | 0 | 0 | 1 | 0 | 0 | 0 | 0 | 1 |  | 0 | 0 | 0 | 0 | 0 | 0 | 0 | 0 | 0 | 0 | 0 | 0 | 0 | 0 | 0 | 0 | 0 | 0 | 0 | 0 | 0 | 0 | 0 | 0 | 0 | 0 | 0 | 0 | 0 | 0 | 0 | 0 | 0 | 0 | 0 | 0 | 0 | 0 | 0 | 0 | 0 | 0 | 300 | 0 | 1 | 2 | 0 | 2 | 0 | 1 | 0 | -555.55 | -1738.232 | -562.7302 | Chowchilla-Le grand 115kV Line | Gates 500/230kV TB #11 | Gates 500/230kV TB #11 |  | 0 | 0 | 0 | 0 | 0 | 0 | 15.95 | 0.35 | 378.2276 | Oro Loma-El Nido 115kV Line | Oro Loma-El Nido 115kV Line | Oro Loma-El Nido 115kV Line |  | 5 | 1 | YES | 2 | 5 | 1 | YES | 2
PG&E NGBA | Atlantic | 115 | 0 | 0 | 0 | 0 | 0 | 0 | 0 | 0 | 0 | 0 | 0 | 0 | 0 | 0 | 0 | 0 | 0 | 0 | 0 | 0 | 0 | 0 | 0 | 0 | 0 | 0 | 0 | 0 | 0 | 0 | 0 | 0 | 0 | 0 | 0 | 0 | 0 | 0 | 0 | 1 | 0 | 0 | 0 | 0 | 0 | 1 | 0 | 1 | 0 | 0 | 0 | 0 | 0 | 0 | 0 | 0 | 0 | 0 | 0 | 1 | 1 | 0 | 0 | 0 | 0 | 0 | 0 | 0 | 0 | 0 | 0 | 0 | 0 | 0 | 0 | 0 | 0 | 0 | 0 | 0 | 0 | 0 | 0 | 0 | 0 | 0 | 0 | 0 | 0 | 0 | 0 | 0 | 0 | 0 | 0 | 0 | 0 | 0 |  | 0 | 0 | 0 | 0 | 0 | 0 | 0 | 0 | 0 | 0 | 0 | 0 | 0 | 0 | 0 | 0 | 0 | 0 | 0 | 0 | 0 | 0 | 0 | 0 | 0 | 0 | 0 | 0 | 0 | 0 | 0 | 0 | 0 | 0 | 0 | 0 | 0 | 0 | 0 | 0 | 0 | 0 | 0 | 0 | 0 | 1 | 0 | 1 | 0 | 0 | 0 | -441.84 | -200.0712 | 297.6836 | Collinsville-Tesla 500 kV Line | Collinsville-Tesla 500 kV Line | Rio Oso-Lockeford 230kV line |  | 1 | 0 | 1 | 0 | 0 | 0 | -441.84 | -200.0712 | 297.6836 | Collinsville-Tesla 500 kV Line | Collinsville-Tesla 500 kV Line | Rio Oso-Lockeford 230kV line |  | 5 | 5 | NO | 5 | 1 | 1 | NO | 1
PG&E NGBA | Atlantic | 230 | 0 | 0 | 0 | 0 | 0 | 0 | 0 | 0 | 0 | 0 | 0 | 0 | 0 | 0 | 0 | 0 | 0 | 0 | 0 | 0 | 0 | 0 | 0 | 0 | 0 | 0 | 0 | 0 | 0 | 0 | 0 | 0 | 0 | 0 | 0 | 0 | 0 | 0 | 0 | 1 | 0 | 0 | 1 | 0 | 0 | 1 | 1 | 1 | 0 | 0 | 0 | 0 | 0 | 0 | 0 | 0 | 0 | 0 | 0 | 1 | 1 | 0 | 0 | 0 | 0 | 0 | 0 | 0 | 0 | 0 | 0 | 0 | 0 | 0 | 0 | 0 | 0 | 0 | 0 | 0 | 0 | 0 | 0 | 0 | 0 | 0 | 0 | 0 | 0 | 0 | 0 | 0 | 0 | 0 | 0 | 0 | 0 | 0 |  | 0 | 0 | 0 | 0 | 0 | 0 | 0 | 0 | 0 | 0 | 0 | 0 | 0 | 0 | 0 | 0 | 0 | 0 | 0 | 0 | 0 | 0 | 0 | 0 | 0 | 0 | 0 | 0 | 0 | 0 | 0 | 0 | 0 | 0 | 0 | 0 | 0 | 0 | 0 | 0 | 235 | 0 | 0 | 0 | 1 | 1 | 0 | 1 | 0 | 0 | 0 | -441.84 | -200.0712 | 211.04 | Collinsville-Tesla 500 kV Line | Collinsville-Tesla 500 kV Line | Bell-Placer 115kV Line |  | 1 | 0 | 1 | 0 | 0 | 0 | -441.84 | -200.0712 | 211.04 | Collinsville-Tesla 500 kV Line | Collinsville-Tesla 500 kV Line | Bell-Placer 115kV Line |  | 5 | 5 | NO | 5 | 1 | 1 | NO | 1
PG&E NGBA | Atlantic | 60 | 0 | 0 | 0 | 0 | 0 | 0 | 0 | 0 | 0 | 0 | 0 | 0 | 0 | 0 | 0 | 0 | 0 | 0 | 0 | 0 | 0 | 0 | 0 | 0 | 0 | 0 | 0 | 0 | 0 | 0 | 0 | 0 | 0 | 0 | 0 | 0 | 0 | 0 | 0 | 1 | 0 | 0 | 1 | 0 | 0 | 1 | 1 | 1 | 0 | 0 | 0 | 0 | 0 | 0 | 0 | 0 | 0 | 0 | 0 | 1 | 1 | 0 | 0 | 0 | 0 | 0 | 0 | 0 | 0 | 0 | 0 | 0 | 0 | 0 | 0 | 0 | 0 | 0 | 0 | 0 | 0 | 0 | 0 | 0 | 0 | 0 | 0 | 0 | 0 | 0 | 0 | 0 | 0 | 0 | 0 | 0 | 0 | 0 |  | 0 | 0 | 0 | 0 | 0 | 0 | 0 | 0 | 0 | 0 | 0 | 0 | 0 | 0 | 0 | 0 | 0 | 0 | 0 | 0 | 0 | 0 | 0 | 0 | 0 | 0 | 0 | 0 | 0 | 0 | 0 | 0 | 0 | 0 | 0 | 0 | 0 | 0 | 0 | 0 | 0 | 0 | 0 | 0 | 0 | 1 | 0 | 1 | 0 | 0 | 0 | -441.84 | -200.0712 | 211.04 | Collinsville-Tesla 500 kV Line | Collinsville-Tesla 500 kV Line | Bell-Placer 115kV Line |  | 1 | 0 | 1 | 0 | 0 | 0 | -441.84 | -200.0712 | 211.04 | Collinsville-Tesla 500 kV Line | Collinsville-Tesla 500 kV Line | Bell-Placer 115kV Line |  | 5 | 5 | NO | 5 | 1 | 1 | NO | 1
PG&E FRESNO | Atwater | 115 | 0 | 0 | 0 | 0 | 0 | 0 | 0 | 0 | 0 | 0 | 0 | 0 | 0 | 0 | 0 | 0 | 0 | 0 | 0 | 0 | 0 | 0 | 0 | 0 | 0 | 0 | 0 | 0 | 0 | 0 | 0 | 0 | 0 | 0 | 0 | 0 | 0 | 0 | 0 | 0 | 0 | 0 | 0 | 0 | 0 | 1 | 0 | 0 | 0 | 0 | 0 | 0 | 0 | 0 | 0 | 0 | 0 | 0 | 0 | 1 | 0 | 0 | 0 | 0 | 0 | 0 | 0 | 0 | 0 | 0 | 0 | 0 | 0 | 0 | 0 | 0 | 0 | 0 | 0 | 1 | 0 | 1 | 1 | 1 | 0 | 1 | 0 | 1 | 0 | 0 | 0 | 0 | 1 | 0 | 0 | 0 | 0 | 1 |  | 0 | 0 | 0 | 0 | 0 | 0 | 0 | 0 | 0 | 0 | 0 | 0 | 0 | 0 | 0 | 0 | 0 | 0 | 0 | 0 | 0 | 0 | 0 | 2 | 0 | 0 | 0 | 0 | 0 | 1 | 0 | 0 | 0 | 0 | 0 | 0 | 0 | 0 | 2 | 0 | 0 | 0 | 0 | 0 | 1 | 2 | 0 | 2 | 0 | 1 | 0 | -555.55 | -1738.232 | -562.7302 | Chowchilla-Le grand 115kV Line | Gates 500/230kV TB #11 | Gates 500/230kV TB #11 |  | 0 | 0 | 0 | 0 | 0 | 0 | 15.95 | 0.35 | 378.2276 | Oro Loma-El Nido 115kV Line | Oro Loma-El Nido 115kV Line | Oro Loma-El Nido 115kV Line |  | 5 | 1 | YES | 2 | 5 | 1 | YES | 2
PG&E GBA | Avena | 115 | 0 | 0 | 0 | 0 | 0 | 0 | 0 | 0 | 0 | 0 | 0 | 0 | 0 | 0 | 0 | 0 | 0 | 0 | 0 | 0 | 0 | 0 | 0 | 0 | 0 | 0 | 0 | 0 | 0 | 0 | 0 | 0 | 0 | 0 | 0 | 0 | 0 | 0 | 0 | 0 | 0 | 0 | 0 | 0 | 0 | 1 | 0 | 0 | 0 | 0 | 0 | 0 | 0 | 0 | 0 | 1 | 0 | 0 | 0 | 1 | 0 | 0 | 0 | 1 | 0 | 0 | 0 | 0 | 0 | 0 | 0 | 0 | 0 | 0 | 0 | 0 | 0 | 0 | 0 | 0 | 0 | 0 | 0 | 0 | 0 | 0 | 0 | 0 | 0 | 0 | 0 | 0 | 0 | 0 | 0 | 0 | 0 | 0 |  | 0 | 0 | 0 | 0 | 0 | 0 | 0 | 0 | 0 | 0 | 0 | 0 | 0 | 0 | 0 | 0 | 0 | 0 | 0 | 0 | 0 | 0 | 0 | 0 | 0 | 0 | 0 | 0 | 0 | 0 | 0 | 0 | 0 | 0 | 0 | 0 | 0 | 0 | 0 | 0 | 0 | 0 | 0 | 0 | 0 | 0 | 0 | 0 | 0 | 0 | 0 | 59.02 | 115.16 | 283.632 | Tesla-Salado 115 kV line | Tesla-Salado 115 kV line | Tesla-Salado 115 kV line |  | 0 | 0 | 0 | 0 | 0 | 0 | 59.02 | 115.16 | 283.632 | Tesla-Salado 115 kV line | Tesla-Salado 115 kV line | Tesla-Salado 115 kV line |  | 1 | 1 | NO | 1 | 1 | 1 | NO | 1
SDGE | Avocado | 69 | 0 | 0 | 0 | 0 | 0 | 0 | 0 | 0 | 0 | 0 | 0 | 0 | 0 | 0 | 0 | 0 | 0 | 0 | 0 | 0 | 0 | 0 | 0 | 0 | 0 | 1 | 0 | 0 | 1 | 0 | 0 | 0 | 1 | 1 | 0 | 0 | 0 | 1 | 0 | 0 | 0 | 0 | 0 | 0 | 0 | 0 | 0 | 0 | 0 | 0 | 0 | 0 | 0 | 0 | 0 | 0 | 0 | 0 | 0 | 0 | 0 | 0 | 0 | 0 | 0 | 0 | 0 | 0 | 0 | 0 | 0 | 0 | 0 | 0 | 0 | 0 | 0 | 0 | 0 | 0 | 0 | 0 | 0 | 0 | 0 | 0 | 0 | 0 | 0 | 0 | 0 | 0 | 0 | 0 | 0 | 0 | 0 | 2 |  | 0 | 0 | 0 | 0 | 0 | 0 | 0 | 0 | 0 | 0 | 0 | 0 | 0 | 0 | 0 | 0 | 0 | 0 | 0 | 0 | 0 | 0 | 0 | 0 | 0 | 0 | 0 | 0 | 0 | 0 | 0 | 0 | 0 | 0 | 0 | 0 | 0 | 0 | 0 | 0 | 0 | 0 | 0 | 0 | 0 | 0 | 0 | 0 | 0 | 0 | 0 | 124 | 164 | 284 | Ocean Ranch 69 kV constraint | Ocean Ranch 69 kV constraint | Ocean Ranch 69 kV constraint |  | 0 | 0 | 0 | 0 | 0 | 0 | 124 | 164 | 284 | Ocean Ranch 69 kV constraint | Ocean Ranch 69 kV constraint | Ocean Ranch 69 kV constraint |  | 1 | 1 | NO | 1 | 1 | 1 | NO | 1
PG&E NGBA | Bahia | 230 | 0 | 0 | 0 | 0 | 0 | 0 | 0 | 0 | 0 | 0 | 0 | 0 | 0 | 0 | 0 | 0 | 0 | 0 | 0 | 0 | 0 | 0 | 0 | 0 | 0 | 0 | 0 | 0 | 0 | 0 | 0 | 0 | 0 | 0 | 0 | 0 | 0 | 0 | 0 | 1 | 0 | 0 | 0 | 0 | 0 | 0 | 0 | 0 | 0 | 0 | 0 | 0 | 1 | 1 | 1 | 1 | 0 | 0 | 1 | 1 | 0 | 0 | 0 | 0 | 0 | 1 | 1 | 0 | 0 | 0 | 0 | 0 | 0 | 0 | 0 | 0 | 0 | 0 | 0 | 0 | 0 | 0 | 0 | 0 | 0 | 0 | 0 | 0 | 0 | 0 | 0 | 0 | 0 | 0 | 0 | 0 | 0 | 1 |  | 0 | 0 | 0 | 0 | 0 | 0 | 0 | 0 | 0 | 0 | 0 | 0 | 0 | 0 | 0 | 0 | 0 | 0 | 0 | 0 | 0 | 0 | 0 | 0 | 0 | 0 | 0 | 0 | 0 | 0 | 0 | 0 | 0 | 0 | 0 | 0 | 0 | 0 | 0 | 0 | 0 | 0 | 0 | 0 | 0 | 3 | 0 | 1 | 0 | 0 | 0 | -441.84 | -200.0712 | 335.9726 | Collinsville-Tesla 500 kV Line | Collinsville-Tesla 500 kV Line | Birds Landing-Contra Costa 230kV Line |  | 2 | 0 | 1 | 0 | 0 | 0 | -441.84 | -200.0712 | 335.9726 | Collinsville-Tesla 500 kV Line | Collinsville-Tesla 500 kV Line | Birds Landing-Contra Costa 230kV Line |  | 5 | 5 | NO | 5 | 1 | 1 | NO | 1
SCE Northern | Bailey | 230 | 0 | 0 | 1 | 0 | 0 | 0 | 1 | 1 | 0 | 0 | 0 | 0 | 0 | 0 | 0 | 0 | 0 | 0 | 0 | 0 | 0 | 0 | 0 | 0 | 1 | 0 | 0 | 0 | 0 | 0 | 0 | 0 | 0 | 0 | 0 | 0 | 0 | 0 | 0 | 0 | 0 | 0 | 0 | 0 | 0 | 0 | 0 | 0 | 0 | 0 | 0 | 0 | 0 | 0 | 0 | 0 | 0 | 0 | 0 | 0 | 0 | 0 | 0 | 0 | 0 | 0 | 0 | 0 | 0 | 0 | 0 | 0 | 0 | 0 | 0 | 0 | 0 | 0 | 0 | 0 | 0 | 0 | 0 | 0 | 0 | 0 | 0 | 0 | 0 | 0 | 0 | 0 | 0 | 0 | 0 | 0 | 0 | 0 |  | 0 | 0 | 0 | 0 | 0 | 0 | 0 | 0 | 0 | 0 | 0 | 0 | 0 | 0 | 0 | 0 | 0 | 0 | 0 | 0 | 0 | 0 | 0 | 0 | 0 | 0 | 0 | 0 | 0 | 0 | 0 | 0 | 0 | 0 | 0 | 0 | 0 | 0 | 0 | 0 | 0 | 0 | 0 | 0 | 0 | 1 | 0 | 1 | 0 | 0 | 1 | -4292.881 | -5429.828 | -3970.751 | Lugo - Victorville area constraint | Lugo - Victorville area constraint | Lugo - Victorville area constraint |  | 0 | 0 | 0 | 0 | 0 | 0 | 0 | 0 | 0 | Antelope-Neenach Constraint | Antelope-Neenach Constraint | Antelope-Neenach Constraint |  | 5 | 1 | YES | 2 | 4 | 1 | YES | 2
SCE NOL | Baker | 115 | 0 | 0 | 0 | 0 | 0 | 0 | 0 | 0 | 0 | 0 | 0 | 1 | 1 | 1 | 0 | 0 | 0 | 0 | 0 | 0 | 0 | 0 | 0 | 0 | 0 | 0 | 0 | 0 | 0 | 0 | 0 | 0 | 0 | 0 | 0 | 0 | 0 | 0 | 0 | 0 | 0 | 0 | 0 | 0 | 0 | 0 | 0 | 0 | 0 | 0 | 0 | 0 | 0 | 0 | 0 | 0 | 0 | 0 | 0 | 0 | 0 | 0 | 0 | 0 | 0 | 0 | 0 | 0 | 0 | 0 | 0 | 0 | 0 | 0 | 0 | 0 | 0 | 0 | 0 | 0 | 0 | 0 | 0 | 0 | 0 | 0 | 0 | 0 | 0 | 0 | 0 | 0 | 0 | 0 | 0 | 0 | 0 | 3 |  | 0 | 0 | 0 | 0 | 0 | 0 | 0 | 0 | 0 | 0 | 0 | 0 | 0 | 0 | 0 | 0 | 0 | 0 | 0 | 0 | 0 | 0 | 0 | 0 | 0 | 0 | 0 | 0 | 0 | 0 | 0 | 0 | 0 | 0 | 0 | 0 | 0 | 0 | 0 | 0 | 0 | 0 | 0 | 0 | 0 | 0 | 2 | 0 | 0 | 0 | 0 | -104.4 | 65.95 | 1269.924 | South of Kramer Area Constraint | South of Kramer Area Constraint | South of Kramer Area Constraint |  | 0 | 2 | 0 | 0 | 0 | 0 | -104.4 | 65.95 | 1269.924 | South of Kramer Area Constraint | South of Kramer Area Constraint | South of Kramer Area Constraint |  | 3 | 3 | NO | 3 | 1 | 1 | NO | 1
PG&E KERN | Bakersfield | 230 | 0 | 0 | 0 | 0 | 0 | 0 | 0 | 0 | 0 | 0 | 0 | 0 | 0 | 0 | 0 | 0 | 0 | 0 | 0 | 0 | 0 | 0 | 0 | 0 | 0 | 0 | 0 | 0 | 0 | 0 | 0 | 0 | 0 | 0 | 0 | 0 | 0 | 0 | 0 | 0 | 0 | 0 | 0 | 0 | 0 | 0 | 0 | 0 | 0 | 0 | 0 | 0 | 0 | 0 | 0 | 0 | 0 | 0 | 0 | 0 | 0 | 0 | 0 | 0 | 0 | 0 | 0 | 0 | 0 | 0 | 0 | 0 | 0 | 0 | 0 | 0 | 0 | 0 | 1 | 0 | 0 | 0 | 0 | 0 | 0 | 0 | 0 | 0 | 0 | 0 | 0 | 0 | 0 | 0 | 1 | 0 | 0 | 0 |  | 0 | 0 | 0 | 0 | 0 | 0 | 0 | 0 | 0 | 0 | 0 | 0 | 0 | 0 | 0 | 0 | 0 | 0 | 0 | 0 | 0 | 0 | 0 | 0 | 0 | 0 | 0 | 0 | 0 | 0 | 0 | 0 | 0 | 0 | 0 | 0 | 0 | 0 | 0 | 440 | 320 | 0 | 0 | 0 | 1 | 0 | 0 | 2 | 0 | 1 | 1 | 239.74 | -1311.984 | -3308.8336 | Gates 500/230kV TB #12 | Gates 500/230kV TB #12 | Mustang-Henrietta 230 kV line |  | 0 | 0 | 1 | 0 | 0 | 1 | 372.37 | -476.012 | -3308.8336 | Mustang-Henrietta 230 kV line | Mustang-Henrietta 230 kV line | Mustang-Henrietta 230 kV line |  | 5 | 5 | NO | 5 | 5 | 4 | YES | 4
PG&E FRESNO | Balch | 230 | 0 |  | 0 | 0 | 0 | 0 | 0 | 0 | 0 | 0 | 0 | 0 | 0 | 0 | 0 | 0 | 0 | 0 | 0 | 0 | 0 | 0 | 0 | 0 | 0 | 0 | 0 | 0 | 0 | 0 | 0 | 0 | 0 | 0 | 0 | 0 | 0 | 0 | 0 | 0 | 0 | 0 | 0 | 0 | 0 | 1 | 0 | 0 | 0 | 0 | 0 | 0 | 0 | 0 | 0 | 0 | 0 | 0 | 0 | 0 | 0 | 0 | 0 | 0 | 0 | 0 | 0 | 0 | 0 | 0 | 0 | 0 | 0 | 0 | 0 | 0 | 0 | 0 | 1 | 1 | 0 | 1 | 0 | 0 | 0 | 1 | 0 | 0 | 0 | 1 | 0 | 0 | 0 | 0 | 0 | 0 | 0 | 1 |  | 0 | 0 | 0 | 0 | 0 | 0 | 0 | 0 | 0 | 0 | 0 | 0 | 0 | 0 | 0 | 0 | 0 | 0 | 0 | 0 | 0 | 0 | 0 | 0 | 0 | 0 | 0 | 0 | 0 | 0 | 0 | 0 | 0 | 0 | 0 | 0 | 0 | 0 | 0 | 0 | 0 | 0 | 0 | 0 | 0 | 2 | 0 | 3 | 0 | 2 | 0 | -421.35 | -1738.232 | -1897.303 | Borden-Storey #1 230kV line | Gates 500/230kV TB #11 | Gates 500/230kV TB #12 |  | 1 | 0 | 1 | 0 | 0 | 0 | -421.35 | -182.75 | 671.3376 | Borden-Storey #1 230kV line | Borden-Storey #1 230kV line | Borden-Storey #1 230kV line |  | 5 | 5 | NO | 5 | 5 | 1 | YES | 2
SCE Eastern | Bannister | 230 | 0 | 0 | 0 | 0 | 0 | 0 | 0 | 0 | 0 | 0 | 0 | 0 | 0 | 0 | 0 | 0 | 0 | 0 | 1 | 1 | 0 | 1 | 0 | 0 | 0 | 0 | 0 | 0 | 0 | 0 | 0 | 0 | 0 | 0 | 0 | 0 | 0 | 0 | 0 | 0 | 0 | 0 | 0 | 0 | 0 | 0 | 0 | 0 | 0 | 0 | 0 | 0 | 0 | 0 | 0 | 0 | 0 | 0 | 0 | 0 | 0 | 0 | 0 | 0 | 0 | 0 | 0 | 0 | 0 | 0 | 0 | 0 | 0 | 0 | 0 | 0 | 0 | 0 | 0 | 0 | 0 | 0 | 0 | 0 | 0 | 0 | 0 | 0 | 0 | 0 | 0 | 0 | 0 | 0 | 0 | 0 | 0 | 1 |  | 0 | 0 | 0 | 0 | 0 | 0 | 0 | 0 | 0 | 0 | 0 | 0 | 0 | 0 | 0 | 0 | 0 | 0 | 0 | 0 | 0 | 0 | 0 | 0 | 0 | 0 | 0 | 0 | 0 | 0 | 0 | 0 | 0 | 60 | 0 | 0 | 0 | 0 | 0 | 0 | 0 | 0 | 0 | 0 | 1 | 1 | 0 | 1 | 0 | 0 | 0 | -529 | -500 | 339.76 | Eagle Mountain Constraint | Eagle Mountain Constraint | Eagle Mountain Constraint |  | 0 | 0 | 0 | 0 | 0 | 0 | 71 | 100 | 339.76 | Eagle Mountain Constraint | Eagle Mountain Constraint | Eagle Mountain Constraint |  | 5 | 1 | YES | 2 | 1 | 1 | NO | 1
SCE Metro | Barre | 230 | 0 | 0 | 0 | 0 | 0 | 0 | 0 | 0 | 0 | 1 | 0 | 0 | 0 | 0 | 0 | 0 | 0 | 0 | 0 | 0 | 0 | 0 | 0 | 0 | 0 | 0 | 0 | 0 | 0 | 0 | 0 | 0 | 0 | 0 | 0 | 0 | 0 | 0 | 0 | 0 | 0 | 0 | 0 | 0 | 0 | 0 | 0 | 0 | 0 | 0 | 0 | 0 | 0 | 0 | 0 | 0 | 0 | 0 | 0 | 0 | 0 | 0 | 0 | 0 | 0 | 0 | 0 | 0 | 0 | 0 | 0 | 0 | 0 | 0 | 0 | 0 | 0 | 0 | 0 | 0 | 0 | 0 | 0 | 0 | 0 | 0 | 0 | 0 | 0 | 0 | 0 | 0 | 0 | 0 | 0 | 0 | 0 | 0 |  | 0 | 0 | 0 | 0 | 0 | 0 | 0 | 0 | 0 | 20 | 0 | 0 | 0 | 0 | 1 | 0 | 0 | 0 | 0 | 0 | 0 | 0 | 0 | 0 | 20 | 0 | 0 | 0 | 0 | 1 | 0 | 0 | 0 | 0 | 0 | 0 | 0 | 0 | 0 | 20 | 0 | 0 | 300 | 0 | 1 | 0 | 0 | 0 | 0 | 0 | 0 | 4159.6988 | 8194.058 | 21327.2611 | SCE Metro Area Default Constraint | SCE Metro Area Default Constraint | SCE Metro Area Default Constraint |  | 0 | 0 | 0 | 0 | 0 | 0 | 4159.6988 | 8194.058 | 21327.2611 | SCE Metro Area Default Constraint | SCE Metro Area Default Constraint | SCE Metro Area Default Constraint |  | 1 | 1 | NO | 1 | 1 | 1 | NO | 1
SDGE | Bay Boulevard | 69 | 0 | 0 | 0 | 0 | 0 | 0 | 0 | 0 | 0 | 0 | 0 | 0 | 0 | 0 | 0 | 0 | 0 | 0 | 0 | 0 | 0 | 0 | 0 | 0 | 0 | 0 | 0 | 0 | 0 | 0 | 1 | 0 | 1 | 0 | 0 | 1 | 1 | 0 | 0 | 0 | 0 | 0 | 0 | 0 | 0 | 0 | 0 | 0 | 0 | 0 | 0 | 0 | 0 | 0 | 0 | 0 | 0 | 0 | 0 | 0 | 0 | 0 | 0 | 0 | 0 | 0 | 0 | 0 | 0 | 0 | 0 | 0 | 0 | 0 | 0 | 0 | 0 | 0 | 0 | 0 | 0 | 0 | 0 | 0 | 0 | 0 | 0 | 0 | 0 | 0 | 0 | 0 | 0 | 0 | 0 | 0 | 0 | 4 |  | 0 | 0 | 0 | 0 | 0 | 0 | 0 | 0 | 0 | 0 | 0 | 0 | 0 | 0 | 0 | 0 | 0 | 0 | 0 | 0 | 0 | 0 | 0 | 0 | 0 | 0 | 0 | 0 | 0 | 0 | 0 | 0 | 0 | 0 | 0 | 0 | 0 | 0 | 0 | 0 | 0 | 0 | 0 | 0 | 0 | 0 | 0 | 0 | 0 | 0 | 0 | 238.33 | 400.235 | 1988.4814 | San Luis Rey-San Onofre 230 kV line constraint | San Luis Rey-San Onofre 230 kV line constraint | San Luis Rey-San Onofre 230 kV line constraint |  | 0 | 0 | 0 | 0 | 0 | 0 | 238.33 | 400.235 | 1988.4814 | San Luis Rey-San Onofre 230 kV line constraint | San Luis Rey-San Onofre 230 kV line constraint | San Luis Rey-San Onofre 230 kV line constraint |  | 1 | 1 | NO | 1 | 1 | 1 | NO | 1
SDGE | Bay Boulevard | 230 | 0 | 0 | 0 | 0 | 0 | 0 | 0 | 0 | 0 | 0 | 0 | 0 | 0 | 0 | 0 | 0 | 0 | 0 | 0 | 0 | 0 | 0 | 0 | 0 | 0 | 0 | 0 | 0 | 1 | 0 | 1 | 0 | 1 | 0 | 0 | 1 | 1 | 0 | 0 | 0 | 0 | 0 | 0 | 0 | 0 | 0 | 0 | 0 | 0 | 0 | 0 | 0 | 0 | 0 | 0 | 0 | 0 | 0 | 0 | 0 | 0 | 0 | 0 | 0 | 0 | 0 | 0 | 0 | 0 | 0 | 0 | 0 | 0 | 0 | 0 | 0 | 0 | 0 | 0 | 0 | 0 | 0 | 0 | 0 | 0 | 0 | 0 | 0 | 0 | 0 | 0 | 0 | 0 | 0 | 0 | 0 | 0 | 5 |  | 0 | 0 | 0 | 0 | 0 | 0 | 0 | 0 | 0 | 0 | 0 | 0 | 0 | 0 | 0 | 0 | 0 | 0 | 0 | 0 | 0 | 0 | 0 | 0 | 0 | 0 | 0 | 0 | 0 | 0 | 0 | 0 | 0 | 0 | 0 | 0 | 0 | 0 | 0 | 0 | 0 | 0 | 0 | 0 | 0 | 0 | 0 | 0 | 0 | 0 | 0 | 238.33 | 400.235 | 1988.4814 | San Luis Rey-San Onofre 230 kV line constraint | San Luis Rey-San Onofre 230 kV line constraint | San Luis Rey-San Onofre 230 kV line constraint |  | 0 | 0 | 0 | 0 | 0 | 0 | 238.33 | 400.235 | 1988.4814 | San Luis Rey-San Onofre 230 kV line constraint | San Luis Rey-San Onofre 230 kV line constraint | San Luis Rey-San Onofre 230 kV line constraint |  | 1 | 1 | NO | 1 | 1 | 1 | NO | 1
EOP | Beatty | 138 | 0 | 0 | 0 | 0 | 0 | 0 | 0 | 0 | 0 | 0 | 0 | 0 | 0 | 0 | 0 | 0 | 0 | 0 | 0 | 0 | 0 | 0 | 1 | 1 | 1 | 0 | 0 | 0 | 0 | 0 | 0 | 0 | 0 | 0 | 0 | 0 | 0 | 0 | 0 | 0 | 0 | 0 | 0 | 0 | 0 | 0 | 0 | 0 | 0 | 0 | 0 | 0 | 0 | 0 | 0 | 0 | 0 | 0 | 0 | 0 | 0 | 0 | 0 | 0 | 0 | 0 | 0 | 0 | 0 | 0 | 0 | 0 | 0 | 0 | 0 | 0 | 0 | 0 | 0 | 0 | 0 | 0 | 0 | 0 | 0 | 0 | 0 | 0 | 0 | 0 | 0 | 0 | 0 | 0 | 0 | 0 | 0 | 2 |  | 0 | 0 | 0 | 0 | 0 | 0 | 0 | 0 | 0 | 0 | 0 | 0 | 0 | 0 | 0 | 0 | 0 | 0 | 0 | 0 | 0 | 0 | 0 | 0 | 0 | 0 | 0 | 0 | 0 | 0 | 0 | 0 | 0 | 0 | 0 | 0 | 0 | 0 | 0 | 0 | 0 | 0 | 0 | 0 | 0 | 1 | 0 | 1 | 0 | 0 | 1 | -4292.881 | -5429.828 | -3970.751 | Lugo - Victorville area constraint | Lugo - Victorville area constraint | Lugo - Victorville area constraint |  | 0 | 0 | 0 | 0 | 0 | 0 | 876.62 | 67.08 | 709.88 | Sloan Canyon - Eldorado 500 kV constraint | Sloan Canyon - Eldorado 500 kV constraint | GLW 230kV area constraint |  | 5 | 1 | YES | 2 | 4 | 1 | YES | 2
EOP | Beatty | 230 | 0 | 0 | 0 | 0 | 0 | 0 | 0 | 0 | 0 | 0 | 0 | 0 | 0 | 0 | 0 | 0 | 0 | 0 | 0 | 0 | 0 | 0 | 1 | 1 | 1 | 0 | 0 | 0 | 0 | 0 | 0 | 0 | 0 | 0 | 0 | 0 | 0 | 0 | 0 | 0 | 0 | 0 | 0 | 0 | 0 | 0 | 0 | 0 | 0 | 0 | 0 | 0 | 0 | 0 | 0 | 0 | 0 | 0 | 0 | 0 | 0 | 0 | 0 | 0 | 0 | 0 | 0 | 0 | 0 | 0 | 0 | 0 | 0 | 0 | 0 | 0 | 0 | 0 | 0 | 0 | 0 | 0 | 0 | 0 | 0 | 0 | 0 | 0 | 0 | 0 | 0 | 0 | 0 | 0 | 0 | 0 | 0 | 2 |  | 0 | 0 | 0 | 0 | 0 | 0 | 0 | 0 | 0 | 0 | 0 | 0 | 0 | 0 | 0 | 0 | 0 | 0 | 0 | 0 | 0 | 0 | 0 | 0 | 0 | 0 | 0 | 0 | 0 | 0 | 436 | 0 | 0 | 0 | 0 | 0 | 0 | 0 | 0 | 500 | 0 | 0 | 0 | 0 | 1 | 1 | 0 | 1 | 0 | 0 | 1 | -4292.881 | -5429.828 | -3970.751 | Lugo - Victorville area constraint | Lugo - Victorville area constraint | Lugo - Victorville area constraint |  | 0 | 0 | 0 | 0 | 0 | 0 | 876.62 | 67.08 | 709.88 | Sloan Canyon - Eldorado 500 kV constraint | Sloan Canyon - Eldorado 500 kV constraint | GLW 230kV area constraint |  | 5 | 1 | YES | 2 | 4 | 1 | YES | 2
PG&E NGBA | Belden | 230 | 0 | 0 | 0 | 0 | 0 | 0 | 0 | 0 | 0 | 0 | 0 | 0 | 0 | 0 | 0 | 0 | 0 | 0 | 0 | 0 | 0 | 0 | 0 | 0 | 0 | 0 | 0 | 0 | 0 | 0 | 0 | 0 | 0 | 0 | 0 | 0 | 0 | 0 | 0 | 1 | 1 | 0 | 1 | 0 | 1 | 1 | 1 | 1 | 0 | 0 | 0 | 0 | 0 | 0 | 0 | 0 | 0 | 0 | 0 | 1 | 1 | 0 | 0 | 0 | 0 | 0 | 0 | 0 | 0 | 0 | 0 | 0 | 0 | 0 | 0 | 0 | 0 | 0 | 0 | 0 | 0 | 0 | 0 | 0 | 0 | 0 | 0 | 0 | 0 | 0 | 0 | 0 | 0 | 0 | 0 | 0 | 0 | 0 |  | 0 | 0 | 0 | 0 | 0 | 0 | 0 | 0 | 0 | 0 | 0 | 0 | 0 | 0 | 0 | 0 | 0 | 0 | 0 | 0 | 0 | 0 | 0 | 0 | 0 | 0 | 0 | 0 | 0 | 0 | 0 | 0 | 0 | 0 | 0 | 0 | 0 | 0 | 0 | 0 | 0 | 0 | 0 | 0 | 0 | 1 | 0 | 1 | 0 | 0 | 0 | -441.84 | -200.0712 | 72.84 | Collinsville-Tesla 500 kV Line | Collinsville-Tesla 500 kV Line | Woodland- Davis 115kV line |  | 1 | 0 | 1 | 0 | 0 | 0 | -441.84 | -200.0712 | 72.84 | Collinsville-Tesla 500 kV Line | Collinsville-Tesla 500 kV Line | Woodland- Davis 115kV line |  | 5 | 5 | NO | 5 | 1 | 1 | NO | 1
PG&E NGBA | Bell | 115 | 0 | 0 | 0 | 0 | 0 | 0 | 0 | 0 | 0 | 0 | 0 | 0 | 0 | 0 | 0 | 0 | 0 | 0 | 0 | 0 | 0 | 0 | 0 | 0 | 0 | 0 | 0 | 0 | 0 | 0 | 0 | 0 | 0 | 0 | 0 | 0 | 0 | 0 | 0 | 1 | 0 | 0 | 0 | 0 | 0 | 1 | 0 | 1 | 0 | 0 | 0 | 0 | 0 | 0 | 0 | 0 | 0 | 0 | 0 | 1 | 1 | 0 | 0 | 0 | 0 | 0 | 0 | 0 | 0 | 0 | 0 | 0 | 0 | 0 | 0 | 0 | 0 | 0 | 0 | 0 | 0 | 0 | 0 | 0 | 0 | 0 | 0 | 0 | 0 | 0 | 0 | 0 | 0 | 0 | 0 | 0 | 0 | 0 |  | 0 | 0 | 0 | 0 | 0 | 0 | 0 | 0 | 0 | 0 | 0 | 0 | 0 | 0 | 0 | 0 | 0 | 0 | 0 | 0 | 0 | 0 | 0 | 0 | 0 | 0 | 0 | 0 | 0 | 0 | 0 | 0 | 0 | 0 | 0 | 0 | 0 | 0 | 0 | 0 | 0 | 0 | 0 | 0 | 0 | 1 | 0 | 1 | 0 | 0 | 0 | -441.84 | -200.0712 | 297.6836 | Collinsville-Tesla 500 kV Line | Collinsville-Tesla 500 kV Line | Rio Oso-Lockeford 230kV line |  | 1 | 0 | 1 | 0 | 0 | 0 | -441.84 | -200.0712 | 297.6836 | Collinsville-Tesla 500 kV Line | Collinsville-Tesla 500 kV Line | Rio Oso-Lockeford 230kV line |  | 5 | 5 | NO | 5 | 1 | 1 | NO | 1
PG&E NGBA | Bellevue | 115 | 0 | 0 | 0 | 0 | 0 | 0 | 0 | 0 | 0 | 0 | 0 | 0 | 0 | 0 | 0 | 0 | 0 | 0 | 0 | 0 | 0 | 0 | 0 | 0 | 0 | 0 | 0 | 0 | 0 | 0 | 0 | 0 | 0 | 0 | 0 | 0 | 0 | 0 | 0 | 1 | 0 | 0 | 0 | 0 | 0 | 0 | 0 | 0 | 0 | 0 | 0 | 0 | 1 | 0 | 0 | 0 | 0 | 0 | 0 | 0 | 0 | 0 | 0 | 0 | 0 | 0 | 1 | 0 | 0 | 0 | 0 | 0 | 0 | 0 | 0 | 0 | 0 | 0 | 0 | 0 | 0 | 0 | 0 | 0 | 0 | 0 | 0 | 0 | 0 | 0 | 0 | 0 | 0 | 0 | 0 | 0 | 0 | 1 |  | 0 | 0 | 0 | 0 | 0 | 0 | 0 | 0 | 0 | 0 | 0 | 0 | 0 | 0 | 0 | 0 | 0 | 0 | 0 | 0 | 0 | 0 | 0 | 0 | 0 | 0 | 0 | 0 | 0 | 0 | 0 | 0 | 0 | 0 | 0 | 0 | 0 | 0 | 0 | 0 | 0 | 0 | 0 | 0 | 0 | 2 | 0 | 1 | 0 | 0 | 0 | -441.84 | -200.0712 | 335.9726 | Collinsville-Tesla 500 kV Line | Collinsville-Tesla 500 kV Line | Birds Landing-Contra Costa 230kV Line |  | 2 | 0 | 1 | 0 | 0 | 0 | -441.84 | -200.0712 | 335.9726 | Collinsville-Tesla 500 kV Line | Collinsville-Tesla 500 kV Line | Birds Landing-Contra Costa 230kV Line |  | 5 | 5 | NO | 5 | 1 | 1 | NO | 1
PG&E GBA | Bellota | 115 | 0 | 0 | 0 | 0 | 0 | 0 | 0 | 0 | 0 | 0 | 0 | 0 | 0 | 0 | 0 | 0 | 0 | 0 | 0 | 0 | 0 | 0 | 0 | 0 | 0 | 0 | 0 | 0 | 0 | 0 | 0 | 0 | 0 | 0 | 0 | 0 | 0 | 0 | 0 | 0 | 0 | 0 | 0 | 0 | 0 | 1 | 0 | 0 | 0 | 0 | 0 | 0 | 0 | 0 | 0 | 0 | 0 | 1 | 0 | 1 | 1 | 0 | 0 | 0 | 0 | 0 | 0 | 0 | 0 | 0 | 0 | 0 | 0 | 0 | 0 | 0 | 0 | 0 | 0 | 0 | 0 | 0 | 0 | 0 | 0 | 0 | 0 | 0 | 0 | 0 | 0 | 0 | 0 | 0 | 0 | 0 | 0 | 0 |  | 0 | 0 | 0 | 0 | 0 | 0 | 0 | 0 | 0 | 0 | 0 | 0 | 0 | 0 | 0 | 0 | 0 | 0 | 0 | 0 | 0 | 0 | 0 | 0 | 0 | 0 | 0 | 0 | 0 | 0 | 0 | 0 | 0 | 0 | 0 | 0 | 0 | 0 | 0 | 0 | 0 | 0 | 0 | 0 | 0 | 0 | 0 | 0 | 0 | 0 | 0 | 46.8 | 144.39 | 672.109 | Kasson Jct-Heinz 115 kV line | Kasson Jct-Heinz 115 kV line | Kasson Jct-Heinz 115 kV line |  | 0 | 0 | 0 | 0 | 0 | 0 | 46.8 | 144.39 | 672.109 | Kasson Jct-Heinz 115 kV line | Kasson Jct-Heinz 115 kV line | Kasson Jct-Heinz 115 kV line |  | 1 | 1 | NO | 1 | 1 | 1 | NO | 1
PG&E GBA | Bellota | 230 | 0 | 0 | 0 | 0 | 0 | 0 | 0 | 0 | 0 | 0 | 0 | 0 | 0 | 0 | 0 | 0 | 0 | 0 | 0 | 0 | 0 | 0 | 0 | 0 | 0 | 0 | 0 | 0 | 0 | 0 | 0 | 0 | 0 | 0 | 0 | 0 | 0 | 0 | 0 | 0 | 0 | 0 | 0 | 0 | 0 | 1 | 0 | 0 | 0 | 0 | 0 | 0 | 0 | 0 | 0 | 0 | 0 | 0 | 0 | 1 | 1 | 0 | 0 | 0 | 0 | 0 | 0 | 0 | 0 | 0 | 0 | 0 | 0 | 0 | 0 | 0 | 0 | 0 | 0 | 0 | 0 | 0 | 0 | 0 | 0 | 0 | 0 | 0 | 0 | 0 | 0 | 0 | 0 | 0 | 0 | 0 | 0 | 0 |  | 0 | 0 | 0 | 0 | 0 | 0 | 0 | 0 | 0 | 0 | 0 | 0 | 0 | 0 | 0 | 0 | 0 | 0 | 0 | 0 | 0 | 0 | 0 | 0 | 0 | 0 | 0 | 0 | 0 | 0 | 0 | 0 | 0 | 0 | 0 | 0 | 0 | 0 | 0 | 0 | 0 | 0 | 0 | 0 | 0 | 0 | 0 | 0 | 0 | 0 | 0 | 402.45 | 704.04 | 2052.2198 | Bellota-Weber 230kV line | Bellota-Weber 230kV line | Bellota-Weber 230kV line |  | 0 | 0 | 0 | 0 | 0 | 0 | 776 | 831 | 2052.2198 | Eight Mile-Tesla 230 kV line | Eight Mile-Tesla 230 kV line | Bellota-Weber 230kV line |  | 1 | 1 | NO | 1 | 1 | 1 | NO | 1
SCE Northern | Big Creek | 230 | 1 | 0 | 1 | 0 | 0 | 1 | 1 | 0 | 0 | 0 | 0 | 0 | 0 | 0 | 0 | 0 | 0 | 0 | 0 | 0 | 0 | 0 | 0 | 0 | 0 | 0 | 0 | 0 | 0 | 0 | 0 | 0 | 0 | 0 | 0 | 0 | 0 | 0 | 0 | 0 | 0 | 0 | 0 | 0 | 0 | 0 | 0 | 0 | 0 | 0 | 0 | 0 | 0 | 0 | 0 | 0 | 0 | 0 | 0 | 0 | 0 | 0 | 0 | 0 | 0 | 0 | 0 | 0 | 0 | 0 | 0 | 0 | 0 | 0 | 0 | 0 | 0 | 0 | 0 | 0 | 0 | 0 | 0 | 0 | 0 | 0 | 0 | 0 | 0 | 0 | 0 | 0 | 0 | 0 | 0 | 0 | 0 | 0 |  | 0 | 0 | 0 | 0 | 0 | 0 | 0 | 0 | 0 | 0 | 0 | 0 | 0 | 0 | 0 | 0 | 0 | 0 | 0 | 0 | 0 | 0 | 0 | 0 | 0 | 0 | 0 | 0 | 0 | 0 | 0 | 0 | 0 | 0 | 0 | 0 | 0 | 0 | 0 | 192 | 0 | 0 | 0 | 100 | 1 | 0 | 0 | 0 | 0 | 0 | 0 | 163.98 | 16.3 | 1538.56 | South of Magunden Constraint | South of Magunden Constraint | North of Magunden Constraint |  | 0 | 0 | 0 | 0 | 0 | 0 | 163.98 | 16.3 | 1538.56 | South of Magunden Constraint | South of Magunden Constraint | North of Magunden Constraint |  | 1 | 1 | NO | 1 | 1 | 1 | NO | 1
PG&E FRESNO | Biola | 70 | 0 | 0 | 0 | 0 | 0 | 0 | 0 | 0 | 0 | 0 | 0 | 0 | 0 | 0 | 0 | 0 | 0 | 0 | 0 | 0 | 0 | 0 | 0 | 0 | 0 | 0 | 0 | 0 | 0 | 0 | 0 | 0 | 0 | 0 | 0 | 0 | 0 | 0 | 0 | 0 | 0 | 0 | 0 | 0 | 0 | 0 | 0 | 0 | 0 | 0 | 0 | 0 | 0 | 0 | 0 | 0 | 0 | 0 | 0 | 0 | 0 | 0 | 0 | 0 | 0 | 0 | 0 | 0 | 0 | 0 | 0 | 0 | 0 | 0 | 0 | 0 | 0 | 0 | 0 | 1 | 0 | 1 | 1 | 1 | 0 | 1 | 0 | 1 | 0 | 0 | 0 | 0 | 1 | 0 | 0 | 0 | 0 | 1 |  | 0 | 0 | 0 | 0 | 0 | 0 | 0 | 0 | 0 | 0 | 0 | 0 | 0 | 0 | 0 | 0 | 0 | 0 | 0 | 0 | 0 | 0 | 0 | 0 | 0 | 0 | 0 | 0 | 0 | 0 | 0 | 0 | 0 | 0 | 0 | 0 | 0 | 0 | 0 | 0 | 0 | 0 | 78 | 0 | 1 | 2 | 0 | 2 | 0 | 1 | 0 | -555.55 | -1738.232 | -562.7302 | Chowchilla-Le grand 115kV Line | Gates 500/230kV TB #11 | Gates 500/230kV TB #11 |  | 0 | 0 | 0 | 0 | 0 | 0 | 15.95 | 0.35 | 378.2276 | Oro Loma-El Nido 115kV Line | Oro Loma-El Nido 115kV Line | Oro Loma-El Nido 115kV Line |  | 5 | 1 | YES | 2 | 5 | 1 | YES | 2
PG&E GBA | Birds Landing | 230 | 0 | 0 | 0 | 0 | 0 | 0 | 0 | 0 | 0 | 0 | 0 | 0 | 0 | 0 | 0 | 0 | 0 | 0 | 0 | 0 | 0 | 0 | 0 | 0 | 0 | 0 | 0 | 0 | 0 | 0 | 0 | 0 | 0 | 0 | 0 | 0 | 0 | 0 | 0 | 1 | 0 | 0 | 0 | 0 | 0 | 0 | 0 | 0 | 0 | 0 | 0 | 0 | 0 | 1 | 1 | 1 | 0 | 0 | 1 | 1 | 0 | 0 | 0 | 0 | 0 | 1 | 1 | 0 | 0 | 0 | 0 | 0 | 0 | 0 | 0 | 0 | 0 | 0 | 0 | 0 | 0 | 0 | 0 | 0 | 0 | 0 | 0 | 0 | 0 | 0 | 0 | 0 | 0 | 0 | 0 | 0 | 0 | 0 |  | 0 | 0 | 229.98 | 0 | 0 | 0 | 0 | 0 | 0 | 0 | 0 | 0 | 0 | 0 | 1 | 0 | 0 | 229.98 | 0 | 0 | 0 | 0 | 0 | 0 | 0 | 0 | 0 | 0 | 0 | 1 | 0 | 0 | 229.98 | 0 | 0 | 0 | 0 | 0 | 0 | 0 | 0 | 0 | 0 | 0 | 1 | 3 | 0 | 1 | 0 | 0 | 0 | -441.84 | -200.0712 | 335.9726 | Collinsville-Tesla 500 kV Line | Collinsville-Tesla 500 kV Line | Birds Landing-Contra Costa 230kV Line |  | 2 | 0 | 1 | 0 | 0 | 0 | -441.84 | -200.0712 | 335.9726 | Collinsville-Tesla 500 kV Line | Collinsville-Tesla 500 kV Line | Birds Landing-Contra Costa 230kV Line |  | 5 | 5 | NO | 5 | 1 | 1 | NO | 1
SCE Northern | Bliss | 66 | 1 | 0 | 1 | 0 | 0 | 1 | 1 | 0 | 0 | 0 | 0 | 0 | 0 | 0 | 0 | 0 | 0 | 0 | 0 | 0 | 0 | 0 | 0 | 0 | 0 | 0 | 0 | 0 | 0 | 0 | 0 | 0 | 0 | 0 | 0 | 0 | 0 | 0 | 0 | 0 | 0 | 0 | 0 | 0 | 0 | 0 | 0 | 0 | 0 | 0 | 0 | 0 | 0 | 0 | 0 | 0 | 0 | 0 | 0 | 0 | 0 | 0 | 0 | 0 | 0 | 0 | 0 | 0 | 0 | 0 | 0 | 0 | 0 | 0 | 0 | 0 | 0 | 0 | 0 | 0 | 0 | 0 | 0 | 0 | 0 | 0 | 0 | 0 | 0 | 0 | 0 | 0 | 0 | 0 | 0 | 0 | 0 | 0 |  | 0 | 0 | 0 | 0 | 0 | 0 | 0 | 0 | 0 | 0 | 0 | 0 | 0 | 0 | 0 | 0 | 0 | 0 | 0 | 0 | 0 | 0 | 0 | 0 | 0 | 0 | 0 | 0 | 0 | 0 | 0 | 0 | 0 | 0 | 0 | 0 | 0 | 0 | 0 | 0 | 0 | 0 | 0 | 0 | 0 | 0 | 0 | 0 | 0 | 0 | 0 | 163.98 | 16.3 | 1538.56 | South of Magunden Constraint | South of Magunden Constraint | North of Magunden Constraint |  | 0 | 0 | 0 | 0 | 0 | 0 | 163.98 | 16.3 | 1538.56 | South of Magunden Constraint | South of Magunden Constraint | North of Magunden Constraint |  | 1 | 1 | NO | 1 | 1 | 1 | NO | 1