PG&E KERN | New Sub - Gates - Midway (Proposed) | 230 | New Sub - Gates - Midway (Proposed) | 230 | - | - | - | - | - | - | - | - | - | - | - | - | - | - | 0 | - | - | - | - | - | - | - | - | - | 300 | 400 | - | 200 | - | 1
PG&E KERN | New Sub - Gates - Templeton (Proposed) | 230 | New Sub - Gates - Templeton (Proposed) | 230 | - | - | - | - | - | - | - | - | - | - | - | - | - | - | 0 | - | - | - | - | - | - | - | - | - | 50 | 250 | - | 85 | - | 1
SCE NOL | New Sub - Kramer - Lugo (Proposed) | 230 | New Sub - Kramer - Lugo (Proposed) | 230 | - | - | - | - | - | - | - | - | - | - | - | - | - | - | 0 | - | - | - | - | - | - | - | - | - | - | - | - | - | - | 0
PG&E FRESNO | New Sub - Los Banos - Midway (Proposed) | 500 | New Sub - Los Banos - Midway (Proposed) | 500 | - | - | - | - | - | - | - | - | - | - | - | - | - | - | 0 | - | - | - | - | - | - | - | - | - | 700 | 700 | - | 300 | - | 1
SCE NOL | New Sub - Lugo - Pisgah (Proposed) | 230 | New Sub - Lugo - Pisgah (Proposed) | 230 | - | - | 150 | - | - | - | - | - | - | - | - | - | - | - | 1 | - | - | 150 | - | - | - | - | - | - | - | - | - | - | - | 1
PG&E KERN | New Sub - Midway - Wheeler Ridge (Proposed) | 230 | New Sub - Midway - Wheeler Ridge (Proposed) | 230 | - | - | - | - | - | - | - | - | - | - | - | - | - | - | 0 | - | - | - | - | - | - | - | - | - | 150 | 150 | - | - | - | 1
PG&E NGBA | New Sub - Near existing Leavitt (PSREC) | 345 | New Sub - Near existing Leavitt (PSREC) | 345 | - | - | 300 | - | - | - | - | - | - | - | - | - | - | - | 1 | - | - | 300 | - | - | - | - | - | - | - | - | - | - | - | 1
PG&E NGBA | New Sub - Near existing Madeline (NVE) | 345 | New Sub - Near existing Madeline (NVE) | 345 | - | - | 700 | - | - | - | - | - | - | - | - | - | - | - | 1 | - | - | 700 | - | - | - | - | - | - | - | - | - | - | - | 1
SDGE | New Sub - North Gila - IV (Proposed) | 500 | New Sub - North Gila - IV (Proposed) | 500 | - | - | - | - | - | - | - | - | - | - | - | - | - | - | 0 | - | - | - | - | - | - | - | - | - | 150 | 400 | - | 165 | - | 1
PG&E NGBA | New Sub - Pit 1 - Cottonwood (Proposed) | 230 | New Sub - Pit 1 - Cottonwood (Proposed) | 230 | - | - | 200 | 6 | - | - | - | - | - | - | - | - | - | - | 1 | - | - | 200 | 6 | - | - | - | - | - | - | - | - | - | - | 1
PG&E GBA | New Sub - Rancho Seco - Bellota (Proposed) | 230 | New Sub - Rancho Seco - Bellota (Proposed) | 230 | - | - | - | - | - | - | - | - | - | - | - | - | - | - | 0 | - | - | - | - | - | - | - | - | - | 52 | 200 | - | 40 | - | 1
SDGE | New Sub - Suncrest - Ocotillo (Proposed) | 500 | New Sub - Suncrest - Ocotillo (Proposed) | 500 | - | - | 300 | 100 | - | - | - | - | - | - | - | - | - | - | 1 | - | - | 300 | 100 | - | - | - | - | - | - | - | - | - | - | 1
PG&E FRESNO | New Sub - Westley - Quinto (Proposed) | 230 | New Sub - Westley - Quinto (Proposed) | 230 | - | - | - | - | - | - | - | - | - | - | - | - | - | - | 0 | - | - | - | - | - | - | - | - | - | - | - | - | - | - | 0
PG&E GBA | Newark | 115 | Newark | 115 | - | - | - | - | - | - | - | - | - | - | - | - | - | - | 0 | - | - | - | - | - | - | - | - | - | - | - | - | - | - | 0
PG&E GBA | Newark | 230 | Newark | 230 | - | - | - | - | - | - | - | - | - | - | - | - | - | - | 0 | - | - | - | - | - | - | - | - | - | - | - | - | - | - | 0
PG&E GBA | Newark | 60 | Newark | 60 | - | - | - | - | - | - | - | - | 2.5 | - | - | - | - | - | 1 | - | - | - | - | - | - | - | - | 2.5 | - | - | - | - | - | 1
PG&E FRESNO | Newhall | 115 | Newhall | 115 | - | - | - | - | - | - | - | - | - | - | - | - | - | - | 0 | - | - | - | - | - | - | - | - | - | - | - | - | - | - | 0
PG&E KERN | Norco | 115 | Norco | 115 | - | 0.8 | - | - | - | - | - | - | - | - | - | - | - | - | 1 | - | 0.8 | - | - | - | - | - | - | - | - | - | - | - | - | 1
PG&E GBA | Nortech | 115 | Nortech | 115 | - | - | - | - | - | - | - | - | - | - | - | - | - | - | 0 | - | - | - | - | - | - | - | - | - | - | - | - | - | - | 0
SDGE | North City Metering | 138 | North City Metering | 138 | - | - | - | - | - | - | - | - | - | - | - | - | - | - | 0 | - | - | - | - | - | - | - | - | - | - | - | - | - | - | 0
PG&E GBA | North Dublin | 230 | North Dublin | 230 | - | - | - | - | - | - | - | - | - | - | - | - | - | - | 0 | - | - | - | - | - | - | - | - | - | - | - | - | - | - | 0
SDGE | North Gila | 500 | North Gila | 500 | - | - | - | - | - | - | - | - | - | - | - | - | - | - | 0 | - | - | - | - | - | - | - | - | - | - | - | - | - | - | 0
SCE Metro | North of SONGS | 230 | North of SONGS | 230 | - | - | - | - | - | - | - | - | - | - | - | - | - | - | 0 | - | - | - | - | - | - | - | - | - | - | - | - | - | - | 0
SCE Metro | North of SONGS | 500 | North of SONGS | 500 | - | - | - | - | - | - | - | - | - | - | - | - | - | - | 0 | - | - | - | - | - | - | - | - | - | - | - | - | - | - | 0
PG&E NGBA | Notre Dame | 115 | Notre Dame | 115 | - | - | - | - | - | - | - | - | - | - | - | - | - | - | 0 | - | - | - | - | - | - | - | - | - | - | - | - | - | - | 0
PG&E GBA | Oakland C | 115 | Oakland C | 115 | - | - | - | - | - | - | - | - | - | - | - | - | - | - | 0 | - | - | - | - | - | - | - | - | - | - | - | - | - | - | 0
PG&E GBA | Oakland J | 115 | Oakland J | 115 | - | - | - | - | - | - | - | - | - | - | - | - | - | - | 0 | - | - | - | - | - | - | - | - | - | - | - | - | - | - | 0
PG&E GBA | Oakland L | 115 | Oakland L | 115 | - | - | - | - | - | - | - | - | - | - | - | - | - | - | 0 | - | - | - | - | - | - | - | - | - | - | - | - | - | - | 0
PG&E GBA | Oakland X | 115 | Oakland X | 115 | - | - | - | - | - | - | - | - | - | - | - | - | - | - | 0 | - | - | - | - | - | - | - | - | - | - | - | - | - | - | 0
SDGE | Ocean Ranch | 69 | Ocean Ranch | 69 | - | - | - | - | - | - | - | - | - | - | - | - | - | - | 0 | - | - | - | - | - | - | - | - | - | - | - | - | - | - | 0
PG&E KERN | Oceano | 115 | Oceano | 115 | - | - | - | - | - | - | - | - | - | - | - | - | - | - | 0 | - | - | - | - | - | - | - | - | - | - | - | - | - | - | 0
SDGE | Ocotillo Express | 500 | Ocotillo Express | 500 | - | - | - | - | - | - | - | - | - | - | - | - | - | - | 0 | - | - | - | - | - | - | - | - | - | - | - | - | - | - | 0
PG&E KERN | Old River | 70 | Old River | 70 | - | - | - | - | - | - | - | - | - | - | - | - | - | - | 0 | - | - | - | - | - | - | - | - | - | - | - | - | - | - | 0
SDGE | Old Town | 230 | Old Town | 230 | - | - | - | - | - | - | - | - | - | - | - | - | - | - | 0 | - | - | - | - | - | - | - | - | - | - | - | - | - | - | 0
SCE Metro | Olinda | 230 | Olinda | 230 | - | - | - | - | - | - | - | - | - | - | - | - | - | - | 0 | - | - | - | - | - | - | - | - | - | - | - | - | - | - | 0
PG&E FRESNO | Olive | 115 | Olive | 115 | - | - | - | - | - | - | - | - | - | - | - | - | - | - | 0 | - | - | - | - | - | - | - | - | - | - | - | - | - | - | 0
PG&E NGBA | Olivehurst | 115 | Olivehurst | 115 | - | - | - | - | - | - | - | - | - | - | - | - | - | - | 0 | - | - | - | - | - | - | - | - | - | - | - | - | - | - | 0
PG&E NGBA | Oregon Trail | 60 | Oregon Trail | 60 | - | - | - | - | - | - | - | - | - | - | - | - | - | - | 0 | - | - | - | - | - | - | - | - | - | - | - | - | - | - | 0
SCE Northern | Ormond Beach | 230 | Ormond Beach | 230 | - | - | - | - | - | - | - | - | - | - | - | - | - | - | 0 | - | - | - | - | - | - | - | - | - | - | - | - | - | - | 0
PG&E FRESNO | Oro Loma | 115 | Oro Loma | 115 | - | - | - | - | - | - | - | - | - | - | - | - | - | - | 0 | - | - | - | - | - | - | - | - | - | - | - | - | - | - | 0
PG&E FRESNO | Oro Loma | 70 | Oro Loma | 70 | - | - | - | - | - | - | - | - | - | - | - | - | - | - | 0 | - | - | - | - | - | - | - | - | - | - | - | - | - | - | 0
PG&E FRESNO | Orosi | 70 | Orosi | 70 | - | - | - | - | - | - | - | - | - | - | - | - | - | - | 0 | - | - | - | - | - | - | - | - | - | - | - | - | - | - | 0
SDGE | Otay | 69 | Otay | 69 | - | - | - | - | - | - | - | - | - | - | - | - | - | - | 0 | - | - | - | - | - | - | - | - | - | - | - | - | - | - | 0
SDGE | Otay Mesa | 230 | Otay Mesa | 230 | - | - | - | - | - | - | - | - | - | - | - | - | - | - | 0 | - | - | - | - | - | - | - | - | - | - | - | - | - | - | 0
PG&E FRESNO | Padre Flats SW STA | 230 | Padre Flats SW STA | 230 | - | - | - | - | - | - | - | - | - | - | - | - | - | - | 0 | - | - | - | - | - | - | - | - | - | - | - | - | - | - | 0
EOP | Pahrump | 138 | Pahrump | 138 | - | - | - | - | - | - | - | - | - | - | - | - | - | - | 0 | - | - | - | - | - | - | - | - | - | - | - | - | - | - | 0
EOP | Pahrump | 230 | Pahrump | 230 | - | - | - | - | - | - | - | - | - | - | - | - | - | - | 0 | - | - | - | - | - | - | - | - | - | - | - | - | - | - | 0
SDGE | Pala | 69 | Pala | 69 | - | - | - | - | - | - | - | - | - | - | - | - | - | - | 0 | - | - | - | - | - | - | - | - | - | - | - | - | - | - | 0
PG&E NGBA | Palermo | 115 | Palermo | 115 | - | - | - | - | - | - | - | - | - | - | - | - | - | - | 0 | - | - | - | - | - | - | - | - | - | - | - | - | - | - | 0
PG&E NGBA | Palermo | 230 | Palermo | 230 | - | - | - | - | - | - | - | - | - | - | - | - | - | - | 0 | - | - | - | - | - | - | - | - | - | - | - | - | - | - | 0
SCE Eastern | Palo Verde | 500 | Palo Verde | 500 | - | - | - | - | 1414 | - | - | - | - | - | - | - | - | - | 1 | - | - | - | - | 1414 | - | - | - | - | - | - | - | - | - | 1
SDGE | Palomar Energy | 230 | Palomar Energy | 230 | - | - | - | - | - | - | - | - | - | - | - | - | - | - | 0 | - | - | - | - | - | - | - | - | - | - | - | - | - | - | 0
PG&E KERN | Panama | 70 | Panama | 70 | - | - | - | - | - | - | - | - | - | - | - | - | - | - | 0 | - | - | - | - | - | - | - | - | - | - | - | - | - | - | 0
PG&E FRESNO | Panoche | 115 | Panoche | 115 | - | - | - | - | - | - | - | - | 1.75 | - | - | - | - | - | 1 | - | - | - | - | - | - | - | - | 1.75 | - | - | - | - | - | 1
PG&E FRESNO | Panoche | 230 | Panoche | 230 | - | - | - | - | - | - | - | - | - | - | - | - | - | - | 0 | - | - | - | - | - | - | - | - | - | 200 | 400 | - | 160 | - | 1
SCE Northern | Pardee | 230 | Pardee | 230 | - | - | - | - | - | - | - | - | - | - | - | - | - | - | 0 | - | - | - | - | - | - | - | - | - | - | - | - | - | - | 0
PG&E NGBA | Parkway | 230 | Parkway | 230 | - | 3.8 | - | - | - | - | - | - | - | - | - | - | - | - | 1 | - | 3.8 | - | - | - | - | - | - | - | - | - | - | - | - | 1
SCE Northern | Pastoria | 230 | Pastoria | 230 | - | - | - | - | - | - | - | - | - | - | - | - | - | - | 0 | - | - | - | - | - | - | - | - | - | - | - | - | - | - | 0
SCE Metro | Pauda | 230 | Pauda | 230 | - | - | - | - | - | - | - | - | - | - | - | - | - | - | 0 | - | - | - | - | - | - | - | - | - | - | - | - | - | - | 0
PG&E GBA | Paul Sweet | 115 | Paul Sweet | 115 | - | - | - | - | - | - | - | - | - | - | - | - | - | - | 0 | - | - | - | - | - | - | - | - | - | - | - | - | - | - | 0
PG&E NGBA | Peabody | 230 | Peabody | 230 | - | - | - | - | - | - | - | - | 8 | - | - | - | - | - | 1 | - | - | - | - | - | - | - | - | 8 | - | - | - | - | - | 1
PG&E NGBA | Pease | 115 | Pease | 115 | - | - | - | - | - | - | - | - | - | - | - | - | - | - | 0 | - | - | - | - | - | - | - | - | - | - | - | - | - | - | 0
PG&E NGBA | Pease | 60 | Pease | 60 | - | - | - | - | - | - | - | - | 3 | - | - | - | - | - | 1 | - | - | - | - | - | - | - | - | 3 | - | - | - | - | - | 1
SDGE | Penasquitos | 138 | Penasquitos | 138 | - | - | - | - | - | - | - | - | - | - | - | - | - | - | 0 | - | - | - | - | - | - | - | - | - | - | - | - | - | - | 0
SDGE | Penasquitos | 230 | Penasquitos | 230 | - | - | - | - | - | - | - | - | - | - | - | - | - | - | 0 | - | - | - | - | - | - | - | - | - | - | - | - | - | - | 0
SDGE | Penasquitos | 69 | Penasquitos | 69 | - | - | - | - | - | - | - | - | - | - | - | - | - | - | 0 | - | - | - | - | - | - | - | - | - | - | - | - | - | - | 0
SDGE | Pendleton | 69 | Pendleton | 69 | - | - | - | - | - | - | - | - | - | - | - | - | - | - | 0 | - | - | - | - | - | - | - | - | - | - | - | - | - | - | 0
PG&E NGBA | Penngrove | 115 | Penngrove | 115 | - | - | - | - | - | - | - | - | - | - | - | - | - | - | 0 | - | - | - | - | - | - | - | - | - | - | - | - | - | - | 0
PG&E GBA | Peoria | 115 | Peoria | 115 | - | 1 | - | - | - | - | - | - | - | - | - | - | - | - | 1 | - | 1 | - | - | - | - | - | - | - | - | - | - | - | - | 1
PG&E GBA | Piercy | 115 | Piercy | 115 | - | - | - | - | - | - | - | - | - | - | - | - | - | - | 0 | - | - | - | - | - | - | - | - | - | - | - | - | - | - | 0
PG&E FRESNO | Pine Flat | 230 | Pine Flat | 230 | - | - | - | - | - | - | - | - | - | - | - | - | - | - | 0 | - | - | - | - | - | - | - | - | - | - | - | - | - | - | 0
SCE NOL | Pisgah | 230 | Pisgah | 230 | - | - | - | - | - | - | - | - | - | - | - | - | - | - | 0 | - | - | - | - | - | - | - | - | - | 100 | 400 | - | 205 | - | 1
PG&E NGBA | Pit 1 | 230 | Pit 1 | 230 | - | - | - | - | - | - | - | - | - | - | - | - | - | - | 0 | - | - | - | - | - | - | - | - | - | - | - | - | - | - | 0
PG&E NGBA | Pit 1 | 60 | Pit 1 | 60 | - | - | - | - | - | - | - | - | - | - | - | - | - | - | 0 | - | - | - | - | - | - | - | - | - | - | - | - | - | - | 0
PG&E NGBA | Pit 3 | 230 | Pit 3 | 230 | - | - | - | - | - | - | - | - | - | - | - | - | - | - | 0 | - | - | - | - | - | - | - | - | - | - | - | - | - | - | 0
PG&E NGBA | Pit 4 | 230 | Pit 4 | 230 | - | - | - | - | - | - | - | - | - | - | - | - | - | - | 0 | - | - | - | - | - | - | - | - | - | - | - | - | - | - | 0
PG&E GBA | Pittsburg | 115 | Pittsburg | 115 | - | - | - | - | - | - | - | - | - | - | - | - | - | - | 0 | - | - | - | - | - | - | - | - | - | - | - | - | 75 | - | 1
PG&E GBA | Pittsburg | 230 | Pittsburg | 230 | - | - | - | - | - | - | - | - | - | - | - | - | - | - | 0 | - | - | - | - | - | - | - | - | - | - | - | - | 175 | - | 1
PG&E NGBA | Pleasant Grove | 115 | Pleasant Grove | 115 | - | - | - | - | - | - | - | - | - | - | - | - | - | - | 0 | - | - | - | - | - | - | - | - | - | - | - | - | - | - | 0
PG&E NGBA | POE | 230 | POE | 230 | - | - | - | - | - | - | - | - | - | - | - | - | - | - | 0 | - | - | - | - | - | - | - | - | - | - | - | - | - | - | 0
SDGE | Point Loma | 69 | Point Loma | 69 | - | - | - | - | - | - | - | - | - | - | - | - | - | - | 0 | - | - | - | - | - | - | - | - | - | - | - | - | - | - | 0
SDGE | Pomerado | 69 | Pomerado | 69 | - | - | - | - | - | - | - | - | - | - | - | - | - | - | 0 | - | - | - | - | - | - | - | - | - | - | - | - | - | - | 0
PG&E KERN | Poso Mountain | 115 | Poso Mountain | 115 | - | - | - | - | - | - | - | - | - | - | - | - | - | - | 0 | - | - | - | - | - | - | - | - | - | - | - | - | - | - | 0
EOP | Primm | 230 | Primm | 230 | - | - | - | - | - | - | - | - | - | - | - | - | - | - | 0 | - | - | - | - | - | - | - | - | - | - | - | - | - | - | 0
PG&E NGBA | Putah Creek | 115 | Putah Creek | 115 | - | - | - | - | - | - | - | - | 4.3 | - | - | - | - | - | 1 | - | - | - | - | - | - | - | - | 4.3 | - | - | - | - | - | 1
SDGE | Q1806 | 138 | Q1806 | 138 | - | - | - | - | - | - | - | - | - | - | - | - | - | - | 0 | - | - | - | - | - | - | - | - | - | - | - | - | - | - | 0
PG&E FRESNO | Quinto | 230 | Quinto | 230 | - | - | - | - | - | - | - | - | - | 10 | 140 | - | 50 | - | 1 | - | - | - | - | - | - | - | - | - | 160 | 290 | - | 100 | - | 1
PG&E GBA | Race Track | 115 | Race Track | 115 | - | - | - | - | - | - | - | - | - | - | - | - | - | - | 0 | - | - | - | - | - | - | - | - | - | - | - | - | - | - | 0
SDGE | Rancho Mission Viejo | 138 | Rancho Mission Viejo | 138 | - | - | - | - | - | - | - | - | - | - | - | - | - | - | 0 | - | - | - | - | - | - | - | - | - | - | - | - | - | - | 0
PG&E GBA | Rancho Seco | 230 | Rancho Seco | 230 | - | - | - | - | - | - | - | - | - | - | - | - | - | - | 0 | - | - | - | - | - | - | - | - | - | - | - | - | - | - | 0
SCE Metro | Rancho Vista | 230 | Rancho Vista | 230 | - | - | - | - | - | - | - | - | - | - | - | - | - | - | 0 | - | - | - | - | - | - | - | - | - | - | - | - | - | - | 0
SCE Metro | Rancho Vista | 500 | Rancho Vista | 500 | - | - | - | - | - | - | - | - | - | - | - | - | - | - | 0 | - | - | - | - | - | - | - | - | - | - | - | - | - | - | 0
SCE NOL | Ransburg | 115 | Ransburg | 115 | - | - | - | - | - | - | - | - | 3.3 | - | - | - | - | - | 1 | - | - | - | - | - | - | - | - | 3.3 | - | - | - | - | - | 1
PG&E GBA | Ravenswood | 115 | Ravenswood | 115 | - | - | - | - | - | - | - | - | - | - | - | - | - | - | 0 | - | - | - | - | - | - | - | - | - | - | - | - | - | - | 0
PG&E GBA | Ravenswood | 230 | Ravenswood | 230 | - | - | - | - | - | - | - | - | - | - | - | - | - | - | 0 | - | - | - | - | - | - | - | - | - | - | - | - | - | - | 0
SCE Northern | Rector | 230 | Rector | 230 | - | - | - | - | - | - | - | - | - | - | - | - | - | - | 0 | - | - | - | - | - | - | - | - | - | - | 200 | - | 50 | - | 1
SCE Eastern | Red Bluff | 230 | Red Bluff | 230 | - | - | - | - | - | - | - | - | - | - | - | - | - | - | 0 | - | - | - | - | - | - | - | - | - | - | - | - | - | - | 0
SCE Eastern | Red Bluff | 500 | Red Bluff | 500 | - | - | - | - | - | - | - | - | - | - | - | - | - | - | 0 | - | - | - | - | - | - | - | - | - | - | - | - | 100 | - | 1
PG&E NGBA | Redbud | 115 | Redbud | 115 | - | - | - | - | - | - | - | - | - | - | - | - | - | - | 0 | - | - | - | - | - | - | - | - | - | - | - | - | - | - | 0
SCE Metro | Redondo | 230 | Redondo | 230 | - | - | - | - | - | - | - | - | - | - | - | - | - | - | 0 | - | - | - | - | - | - | - | - | - | - | - | - | - | - | 0
PG&E FRESNO | Reedley | 115 | Reedley | 115 | - | - | - | - | - | - | - | - | - | - | - | - | - | - | 0 | - | - | - | - | - | - | - | - | - | - | - | - | - | - | 0
PG&E KERN | Renfro | 115 | Renfro | 115 | - | - | - | - | - | - | - | - | - | - | - | - | - | - | 0 | - | - | - | - | - | - | - | - | - | - | - | - | - | - | 0
PG&E GBA | Richmond R | 115 | Richmond R | 115 | - | 0.5 | - | - | - | - | - | - | 8 | - | - | - | - | - | 1 | - | 0.5 | - | - | - | - | - | - | 8 | - | - | - | - | - | 1
PG&E NGBA | Rincon | 115 | Rincon | 115 | - | - | - | - | - | - | - | - | - | - | - | - | - | - | 0 | - | - | - | - | - | - | - | - | - | - | - | - | - | - | 0
PG&E KERN | Rio Bravo | 115 | Rio Bravo | 115 | - | - | - | - | - | - | - | - | - | - | - | - | - | - | 0 | - | - | - | - | - | - | - | - | - | - | - | - | - | - | 0
SCE Metro | Rio Hondo | 230 | Rio Hondo | 230 | - | - | - | - | - | - | - | - | - | - | - | - | - | - | 0 | - | - | - | - | - | - | - | - | - | - | - | - | - | - | 0
PG&E NGBA | Rio Oso | 115 | Rio Oso | 115 | - | - | - | - | - | - | - | - | - | - | - | - | - | - | 0 | - | - | - | - | - | - | - | - | - | - | - | - | - | - | 0
PG&E NGBA | Rio Oso | 230 | Rio Oso | 230 | - | - | - | - | - | - | - | - | - | - | - | - | - | - | 0 | - | - | - | - | - | - | - | - | - | - | - | - | - | - | 0
PG&E GBA | Ripon | 115 | Ripon | 115 | - | - | - | - | - | - | - | - | - | - | - | - | - | - | 0 | - | - | - | - | - | - | - | - | - | - | - | - | - | - | 0
PG&E GBA | Riverbank | 115 | Riverbank | 115 | - | - | - | - | - | - | - | - | - | - | - | - | - | - | 0 | - | - | - | - | - | - | - | - | - | - | - | - | - | - | 0
SCE NOL | Roadway | 115 | Roadway | 115 | - | 2.7 | - | - | - | - | - | - | - | 11 | 34 | - | 10 | - | 1 | - | 2.7 | - | - | - | - | - | - | - | 11 | 34 | - | 10 | - | 1
PG&E NGBA | Rock Creek 1 | 230 | Rock Creek 1 | 230 | - | - | - | - | - | - | - | - | - | - | - | - | - | - | 0 | - | - | - | - | - | - | - | - | - | - | - | - | - | - | 0
SCE Northern | Rosamond | 66 | Rosamond | 66 | - | - | - | - | - | - | - | - | - | - | - | - | - | - | 0 | - | - | - | - | - | - | - | - | - | - | - | - | - | - | 0
PG&E GBA | Rossmoor | 230 | Rossmoor | 230 | - | - | - | - | - | - | - | - | - | - | - | - | - | - | 0 | - | - | - | - | - | - | - | - | - | - | - | - | - | - | 0
PG&E NGBA | Round Mountain | 230 | Round Mountain | 230 | - | - | - | - | - | - | - | - | - | - | - | - | - | - | 0 | - | - | - | - | - | - | - | - | - | - | - | - | - | - | 0
PG&E NGBA | Round Mountain | 500 | Round Mountain | 500 | - | - | - | - | - | - | - | - | - | - | - | - | - | - | 0 | - | - | - | - | - | - | - | - | - | - | - | - | - | - | 0
PG&E GBA | Salado | 115 | Salado | 115 | - | - | - | - | - | - | - | - | - | - | - | - | - | - | 0 | - | - | - | - | - | - | - | - | - | - | - | - | - | - | 0
PG&E GBA | Salado | 60 | Salado | 60 | - | - | - | - | - | - | - | - | - | - | - | - | - | - | 0 | - | - | - | - | - | - | - | - | - | - | - | - | - | - | 0
PG&E GBA | Salinas | 115 | Salinas | 115 | - | 3.25 | - | - | - | - | - | - | 3 | - | - | - | - | - | 1 | - | 3.25 | - | - | - | - | - | - | 3 | - | - | - | - | - | 1
SDGE | Salt Creek | 69 | Salt Creek | 69 | - | - | - | - | - | - | - | - | - | - | - | - | - | - | 0 | - | - | - | - | - | - | - | - | - | - | - | - | - | - | 0
SCE Eastern | San Bernardino | 230 | San Bernardino | 230 | - | 5.25 | - | - | - | - | - | - | - | - | - | - | - | - | 1 | - | 5.25 | - | - | - | - | - | - | - | - | - | - | - | - | 1
PG&E GBA | SAN FRAN A (POTRERO PP) | 115 | SAN FRAN A (POTRERO PP) | 115 | - | - | - | - | - | - | - | - | - | - | - | - | - | - | 0 | - | - | - | - | - | - | - | - | - | - | - | - | - | - | 0
PG&E GBA | SAN FRAN A (POTRERO PP) | 230 | SAN FRAN A (POTRERO PP) | 230 | - | - | - | - | - | - | - | - | - | - | - | - | - | - | 0 | - | - | - | - | - | - | - | - | - | - | - | - | - | - | 0
PG&E GBA | San Jose A | 115 | San Jose A | 115 | - | - | - | - | - | - | - | - | - | - | - | - | - | - | 0 | - | - | - | - | - | - | - | - | - | - | - | - | - | - | 0
PG&E GBA | San Jose B | 115 | San Jose B | 115 | - | - | - | - | - | - | - | - | - | - | - | - | - | - | 0 | - | - | - | - | - | - | - | - | - | - | - | - | - | - | 0
PG&E GBA | San Leandro U | 115 | San Leandro U | 115 | - | - | - | - | - | - | - | - | - | - | - | - | - | - | 0 | - | - | - | - | - | - | - | - | - | - | - | - | - | - | 0
PG&E KERN | San Luis Obispo | 115 | San Luis Obispo | 115 | - | - | - | - | - | - | - | - | - | - | - | - | - | - | 0 | - | - | - | - | - | - | - | - | - | - | - | - | - | - | 0
PG&E KERN | San Luis Obispo | 70 | San Luis Obispo | 70 | - | 11 | - | - | - | - | - | - | - | - | - | - | - | - | 1 | - | 11 | - | - | - | - | - | - | - | - | - | - | - | - | 1
SDGE | San Luis Rey | 230 | San Luis Rey | 230 | - | - | - | - | - | - | - | - | - | - | - | - | - | - | 0 | - | - | - | - | - | - | - | - | - | - | - | - | - | - | 0
SDGE | San Luis Rey | 69 | San Luis Rey | 69 | - | - | - | - | - | - | - | - | - | - | - | - | - | - | 0 | - | - | - | - | - | - | - | - | - | - | - | - | - | - | 0
SDGE | San Marcos | 69 | San Marcos | 69 | - | - | - | - | - | - | - | - | - | - | - | - | - | - | 0 | - | - | - | - | - | - | - | - | - | - | - | - | - | - | 0
SCE Metro | San Onofre | 230 | San Onofre | 230 | - | - | - | - | - | - | - | - | - | - | - | - | - | - | 0 | - | - | - | - | - | - | - | - | - | - | - | - | - | - | 0
PG&E GBA | San Pablo | 115 | San Pablo | 115 | - | - | - | - | - | - | - | - | - | - | - | - | - | - | 0 | - | - | - | - | - | - | - | - | - | - | - | - | - | - | 0
PG&E GBA | San Ramon | 230 | San Ramon | 230 | - | - | - | - | - | - | - | - | - | - | - | - | - | - | 0 | - | - | - | - | - | - | - | - | - | - | - | - | - | - | 0
SDGE | San Ysidro | 69 | San Ysidro | 69 | - | - | - | - | - | - | - | - | - | - | - | - | - | - | 0 | - | - | - | - | - | - | - | - | - | - | - | - | - | - | 0
SCE NOL | Sandlot | 230 | Sandlot | 230 | - | - | - | - | - | - | - | - | - | - | - | - | - | - | 0 | - | - | - | - | - | - | - | - | - | - | - | - | - | - | 0
EOP | Sandy | 138 | Sandy | 138 | - | - | - | - | - | - | - | - | - | - | - | - | - | - | 0 | - | - | - | - | - | - | - | - | - | - | - | - | - | - | 0
PG&E FRESNO | Sanger | 115 | Sanger | 115 | - | 1.5 | - | - | - | - | - | - | - | - | - | - | - | - | 1 | - | 1.5 | - | - | - | - | - | - | - | 100 | 100 | - | 30 | - | 1
SCE Northern | Santa Clara | 230 | Santa Clara | 230 | - | - | - | - | - | - | - | - | - | - | - | - | - | - | 0 | - | - | - | - | - | - | - | - | - | - | - | - | - | - | 0
PG&E NGBA | Santa Rosa A | 115 | Santa Rosa A | 115 | - | - | - | - | - | - | - | - | - | - | - | - | - | - | 0 | - | - | - | - | - | - | - | - | - | - | - | - | - | - | 0
PG&E GBA | Santa Teresa | 115 | Santa Teresa | 115 | - | - | - | - | - | - | - | - | - | - | - | - | - | - | 0 | - | - | - | - | - | - | - | - | - | - | - | - | - | - | 0
SDGE | Santee | 138 | Santee | 138 | - | - | - | - | - | - | - | - | - | - | - | - | - | - | 0 | - | - | - | - | - | - | - | - | - | - | - | - | - | - | 0
SCE Metro | Santiago | 230 | Santiago | 230 | - | - | - | - | - | - | - | - | - | - | - | - | - | - | 0 | - | - | - | - | - | - | - | - | - | - | - | - | - | - | 0
PG&E GBA | Saratoga | 230 | Saratoga | 230 | - | - | - | - | - | - | - | - | - | - | - | - | - | - | 0 | - | - | - | - | - | - | - | - | - | - | - | - | - | - | 0
SCE Northern | Saugus | 230 | Saugus | 230 | - | - | - | - | - | - | - | - | - | - | - | - | - | - | 0 | - | - | - | - | - | - | - | - | - | - | - | - | - | - | 0
PG&E FRESNO | Schindler | 115 | Schindler | 115 | - | - | - | - | - | - | - | - | - | - | - | - | - | - | 0 | - | - | - | - | - | - | - | - | - | 100 | - | - | 40 | - | 1
PG&E FRESNO | Schindler | 70 | Schindler | 70 | - | - | - | - | - | - | - | - | - | - | - | - | - | - | 0 | - | - | - | - | - | - | - | - | - | - | - | - | - | - | 0
PG&E GBA | Schulte | 115 | Schulte | 115 | - | - | - | - | - | - | - | - | - | - | - | - | - | - | 0 | - | - | - | - | - | - | - | - | - | - | - | - | - | - | 0
SDGE | Scripps | 69 | Scripps | 69 | - | - | - | - | - | - | - | - | - | - | - | - | - | - | 0 | - | - | - | - | - | - | - | - | - | - | - | - | - | - | 0
PG&E KERN | Semitropic | 115 | Semitropic | 115 | - | - | - | - | - | - | - | - | - | - | - | - | - | - | 0 | - | - | - | - | - | - | - | - | - | - | - | - | - | - | 0
SCE Metro | Serrano | 230 | Serrano | 230 | - | - | - | - | - | - | - | - | - | - | - | - | - | - | 0 | - | - | - | - | - | - | - | - | - | - | - | - | - | - | 0
SCE Metro | Serrano | 500 | Serrano | 500 | - | - | - | - | - | - | - | - | - | - | - | - | - | - | 0 | - | - | - | - | - | - | - | - | - | - | - | - | - | - | 0
SDGE | Shadowridge | 138 | Shadowridge | 138 | - | - | - | - | - | - | - | - | - | - | - | - | - | - | 0 | - | - | - | - | - | - | - | - | - | - | - | - | - | - | 0
PG&E KERN | Shafter | 115 | Shafter | 115 | - | - | - | - | - | - | - | - | - | - | - | - | - | - | 0 | - | - | - | - | - | - | - | - | - | - | - | - | - | - | 0
PG&E NGBA | Silverado | 115 | Silverado | 115 | - | - | - | - | - | - | - | - | - | - | - | - | - | - | 0 | - | - | - | - | - | - | - | - | - | - | - | - | - | - | 0
SDGE | Silvergate | 230 | Silvergate | 230 | - | - | - | - | - | - | - | - | - | - | - | - | - | - | 0 | - | - | - | - | - | - | - | - | - | - | - | - | - | - | 0
SDGE | Silvergate | 69 | Silvergate | 69 | - | - | - | - | - | - | - | - | - | - | - | - | - | - | 0 | - | - | - | - | - | - | - | - | - | - | - | - | - | - | 0
PG&E KERN | Sisquoc | 115 | Sisquoc | 115 | - | - | - | - | - | - | - | - | - | - | - | - | - | - | 0 | - | - | - | - | - | - | - | - | - | - | - | - | - | - | 0
EOP | Sloan Canyon | 230 | Sloan Canyon | 230 | - | - | 260 | 50 | - | - | - | - | - | - | - | - | - | - | 1 | - | - | 260 | 50 | - | - | - | - | - | - | - | - | - | - | 1
EOP | Sloan Canyon | 500 | Sloan Canyon | 500 | - | - | - | - | - | - | - | - | - | - | - | - | - | - | 0 | - | - | - | - | - | - | - | - | - | - | - | - | - | - | 0
PG&E KERN | Smyrna | 115 | Smyrna | 115 | - | - | - | - | - | - | - | - | 6 | - | - | - | - | - | 1 | - | - | - | - | - | - | - | - | 6 | - | - | - | - | - | 1
PG&E GBA | Sobrante | 115 | Sobrante | 115 | - | - | - | - | - | - | - | - | - | - | - | - | - | - | 0 | - | - | - | - | - | - | - | - | - | - | - | - | - | - | 0
PG&E GBA | Sobrante | 230 | Sobrante | 230 | - | - | - | - | - | - | - | - | - | - | - | - | - | - | 0 | - | - | - | - | - | - | - | - | - | - | - | - | - | - | 0
PG&E KERN | Solar | 230 | Solar | 230 | - | - | - | - | - | - | - | - | - | - | - | - | - | - | 0 | - | - | - | - | - | - | - | - | - | - | - | - | - | - | 0
PG&E GBA | Soledad | 115 | Soledad | 115 | - | - | - | - | - | - | - | - | - | - | - | - | - | - | 0 | - | - | - | - | - | - | - | - | - | - | - | - | - | - | 0
PG&E GBA | Soledad | 60 | Soledad | 60 | - | - | 6 | - | - | - | - | - | - | - | - | - | - | - | 1 | - | - | 6 | - | - | - | - | - | - | - | - | - | - | - | 1
SDGE | Spring Valley | 69 | Spring Valley | 69 | - | - | - | - | - | - | - | - | - | - | - | - | - | - | 0 | - | - | - | - | - | - | - | - | - | - | - | - | - | - | 0
SCE Northern | Springville | 230 | Springville | 230 | - | - | - | - | - | - | - | - | - | - | - | - | - | - | 0 | - | - | - | - | - | - | - | - | - | 170 | 180 | - | 50 | - | 1
PG&E GBA | Stagg | 230 | Stagg | 230 | - | - | - | - | - | - | - | - | - | - | - | - | - | - | 0 | - | - | - | - | - | - | - | - | - | - | - | - | - | - | 0
PG&E GBA | Standard Oil | 115 | Standard Oil | 115 | - | - | - | - | - | - | - | - | - | - | - | - | - | - | 0 | - | - | - | - | - | - | - | - | - | - | - | - | - | - | 0
PG&E GBA | Stanislaus | 115 | Stanislaus | 115 | - | - | - | - | - | - | - | - | - | - | - | - | - | - | 0 | - | - | - | - | - | - | - | - | - | - | - | - | - | - | 0
PG&E KERN | Stockdale | 115 | Stockdale | 115 | - | - | - | - | - | - | - | - | 1.8 | - | - | - | - | - | 1 | - | - | - | - | - | - | - | - | 1.8 | - | - | - | - | - | 1
PG&E KERN | Stockdale | 230 | Stockdale | 230 | - | - | - | - | - | - | - | - | - | - | - | - | - | - | 0 | - | - | - | - | - | - | - | - | - | - | - | - | - | - | 0
PG&E GBA | Stockton A | 115 | Stockton A | 115 | - | - | - | - | - | - | - | - | - | - | - | - | - | - | 0 | - | - | - | - | - | - | - | - | - | - | - | - | - | - | 0
PG&E GBA | Stone | 115 | Stone | 115 | - | - | - | - | - | - | - | - | - | - | - | - | - | - | 0 | - | - | - | - | - | - | - | - | - | - | - | - | - | - | 0
PG&E FRESNO | Storey | 230 | Storey | 230 | - | - | - | - | - | - | - | - | - | - | - | - | - | - | 0 | - | - | - | - | - | - | - | - | - | - | - | - | - | - | 0
PG&E NGBA | Summit | 115 | Summit | 115 | - | - | - | - | - | - | - | - | - | - | - | - | - | - | 0 | - | - | - | - | - | - | - | - | - | - | - | - | - | - | 0
SDGE | Suncrest | 230 | Suncrest | 230 | - | - | - | - | - | - | - | - | - | - | - | - | - | - | 0 | - | - | - | - | - | - | - | - | - | - | - | - | - | - | 0
SDGE | Suncrest | 500 | Suncrest | 500 | - | - | - | - | - | - | - | - | - | - | - | - | - | - | 0 | - | - | - | - | - | - | - | - | - | - | - | - | - | - | 0
PG&E KERN | Sunrise | 230 | Sunrise | 230 | - | - | - | - | - | - | - | - | - | - | - | - | - | - | 0 | - | - | - | - | - | - | - | - | - | - | - | - | - | - | 0
PG&E KERN | Sunset | 230 | Sunset | 230 | - | - | - | - | - | - | - | - | - | - | - | - | - | - | 0 | - | - | - | - | - | - | - | - | - | - | - | - | - | - | 0
PG&E GBA | Swift | 115 | Swift | 115 | - | - | - | - | - | - | - | - | - | - | - | - | - | - | 0 | - | - | - | - | - | - | - | - | - | - | - | - | - | - | 0
SDGE | Sycamore Canyon | 138 | Sycamore Canyon | 138 | - | - | - | - | - | - | - | - | - | - | - | - | - | - | 0 | - | - | - | - | - | - | - | - | - | - | - | - | - | - | 0
SDGE | Sycamore Canyon | 230 | Sycamore Canyon | 230 | - | - | - | - | - | - | - | - | - | - | - | - | - | 409.2 | 1 | - | - | - | - | - | - | - | - | - | - | - | - | - | 409.2 | 1
SDGE | Sycamore Canyon | 69 | Sycamore Canyon | 69 | - | - | - | - | - | - | - | - | - | - | - | - | - | - | 0 | - | - | - | - | - | - | - | - | - | - | - | - | - | - | 0
SCE Northern | Sylmar | 230 | Sylmar | 230 | - | - | - | - | - | - | - | - | - | - | - | - | - | - | 0 | - | - | - | - | - | - | - | - | - | - | - | - | - | - | 0
PG&E NGBA | Table Mountain | 115 | Table Mountain | 115 | - | - | - | - | - | - | - | - | - | - | - | - | - | - | 0 | - | - | - | - | - | - | - | - | - | - | - | - | - | - | 0
PG&E NGBA | Table Mountain | 230 | Table Mountain | 230 | - | - | 90.5 | 22.5 | - | - | - | - | - | - | - | - | - | - | 1 | - | - | 90.5 | 22.5 | - | - | - | - | - | - | - | - | - | - | 1
PG&E NGBA | Table Mountain | 500 | Table Mountain | 500 | - | - | - | - | - | - | - | - | - | - | - | - | - | - | 0 | - | - | - | - | - | - | - | - | - | - | - | - | - | - | 0
PG&E NGBA | Table Mountain | 60 | Table Mountain | 60 | - | - | - | - | - | - | - | - | - | - | - | - | - | - | 0 | - | - | - | - | - | - | - | - | - | - | - | - | - | - | 0
PG&E KERN | Taft | 115 | Taft | 115 | - | - | - | - | - | - | - | - | 8 | - | - | - | - | - | 1 | - | - | - | - | - | - | - | - | 8 | - | - | - | - | - | 1
SDGE | Talega | 138 | Talega | 138 | - | - | - | - | - | - | - | - | - | - | - | - | - | - | 0 | - | - | - | - | - | - | - | - | - | - | - | - | 80 | - | 1
SDGE | Talega | 230 | Talega | 230 | - | - | - | - | - | - | - | - | - | - | - | - | - | - | 0 | - | - | - | - | - | - | - | - | - | - | - | - | - | - | 0
PG&E GBA | Tassajara | 230 | Tassajara | 230 | - | - | - | - | - | - | - | - | - | - | - | - | - | - | 0 | - | - | - | - | - | - | - | - | - | - | - | - | - | - | 0
PG&E KERN | Tejon | 70 | Tejon | 70 | - | - | - | - | - | - | - | - | - | - | - | - | - | - | 0 | - | - | - | - | - | - | - | - | - | - | - | - | - | - | 0
SDGE | Telegraph Canyon | 138 | Telegraph Canyon | 138 | - | - | - | - | - | - | - | - | - | - | - | - | - | - | 0 | - | - | - | - | - | - | - | - | - | - | - | - | - | - | 0
PG&E KERN | Temblor | 115 | Temblor | 115 | - | - | - | - | - | - | - | - | - | - | - | - | - | - | 0 | - | - | - | - | - | - | - | - | - | - | - | - | - | - | 0
PG&E KERN | Templeton | 230 | Templeton | 230 | - | - | 113.07 | - | - | - | - | - | - | - | - | - | - | - | 1 | - | - | 113.07 | - | - | - | - | - | - | - | - | - | - | - | 1
PG&E KERN | Templeton | 70 | Templeton | 70 | - | 3 | - | - | - | - | - | - | - | - | - | - | - | - | 1 | - | 3 | - | - | - | - | - | - | - | - | - | - | - | - | 1
PG&E GBA | Tesla | 115 | Tesla | 115 | - | - | - | - | - | - | - | - | - | - | - | - | - | - | 0 | - | - | - | - | - | - | - | - | - | - | - | - | - | - | 0
PG&E GBA | Tesla | 230 | Tesla | 230 | - | - | 100 | 76.5 | - | - | - | - | - | - | - | - | - | - | 1 | - | - | 100 | 76.5 | - | - | - | - | - | - | - | - | - | - | 1
PG&E GBA | Tesla | 500 | Tesla | 500 | - | - | 300 | - | - | - | - | - | - | - | - | - | - | - | 1 | - | - | 300 | - | 1707 | - | - | - | - | - | 400 | - | 200 | - | 1
PG&E KERN | Tevis | 115 | Tevis | 115 | - | - | - | - | - | - | - | - | - | - | - | - | - | - | 0 | - | - | - | - | - | - | - | - | - | - | - | - | - | - | 0
EOP | Thousandaire | 138 | Thousandaire | 138 | - | - | - | - | - | - | - | - | - | - | - | - | - | - | 0 | - | - | - | - | - | - | - | - | - | - | - | - | - | - | 0
PG&E KERN | Topaz | 230 | Topaz | 230 | - | - | - | - | - | - | - | - | - | - | - | - | - | - | 0 | - | - | - | - | - | - | - | - | - | - | - | - | - | - | 0
SCE NOL | Tortilla | 115 | Tortilla | 115 | - | - | - | - | - | - | - | - | - | - | - | - | - | - | 0 | - | - | - | - | - | - | - | - | - | - | - | - | - | - | 0
SDGE | Trabuco | 138 | Trabuco | 138 | - | - | - | - | - | - | - | - | - | - | - | - | - | - | 0 | - | - | - | - | - | - | - | - | - | - | - | - | - | - | 0
PG&E GBA | Tracy | 115 | Tracy | 115 | - | - | - | - | - | - | - | - | - | - | - | - | - | - | 0 | - | - | - | - | - | - | - | - | - | - | - | - | - | - | 0
PG&E FRESNO | Tranquility | 230 | Tranquility | 230 | - | - | - | - | - | - | - | - | - | 100 | - | - | - | - | 1 | - | - | - | - | - | - | - | - | - | 300 | 400 | - | 160 | - | 1
PG&E GBA | Trimble | 115 | Trimble | 115 | - | - | - | - | - | - | - | - | - | - | - | - | - | - | 0 | - | - | - | - | - | - | - | - | - | - | - | - | - | - | 0
EOP | Trout Canyon | 230 | Trout Canyon | 230 | - | - | - | - | - | - | - | - | - | 441 | 95 | - | 60 | - | 1 | - | - | - | - | - | - | - | - | - | 541 | 595 | - | 260 | - | 1
EOP | Trout Canyon | 500 | Trout Canyon | 500 | - | - | - | - | - | - | - | - | - | - | - | - | - | - | 0 | - | - | - | - | - | - | - | - | - | - | - | - | - | - | 0
PG&E NGBA | Tulucay | 230 | Tulucay | 230 | - | - | - | - | - | - | - | - | - | - | - | - | - | - | 0 | - | - | - | - | - | - | - | - | - | - | - | - | - | - | 0
PG&E NGBA | Tulucay | 60 | Tulucay | 60 | - | - | - | - | - | - | - | - | - | 24.5 | - | - | - | - | 1 | - | - | - | - | - | - | - | - | - | 24.5 | - | - | - | - | 1
PG&E KERN | Tupman | 115 | Tupman | 115 | - | - | - | - | - | - | - | - | - | - | - | - | - | - | 0 | - | - | - | - | - | - | - | - | - | - | - | - | - | - | 0
PG&E NGBA | Ukiah | 115 | Ukiah | 115 | - | - | - | - | - | - | - | - | - | - | - | - | - | - | 0 | - | - | - | - | - | - | - | - | - | - | - | - | - | - | 0
PG&E KERN | Union (Estrella) | 70 | Union (Estrella) | 70 | - | - | - | - | - | - | - | - | - | - | - | - | - | - | 0 | - | - | - | - | - | - | - | - | - | - | - | - | - | - | 0
PG&E NGBA | Vaca Dixon | 115 | Vaca Dixon | 115 | - | - | - | - | - | - | - | - | - | - | - | - | - | - | 0 | - | - | - | - | - | - | - | - | - | - | - | - | - | - | 0
PG&E NGBA | Vaca Dixon | 230 | Vaca Dixon | 230 | - | - | - | - | - | - | - | - | - | - | - | - | - | - | 0 | - | - | - | - | - | - | - | - | - | - | - | - | - | - | 0
PG&E NGBA | Vaca Dixon | 500 | Vaca Dixon | 500 | - | - | - | - | - | - | - | - | - | - | - | - | - | - | 0 | - | - | - | - | - | - | - | - | - | - | - | - | - | - | 0
PG&E NGBA | Vaca Dixon | 60 | Vaca Dixon | 60 | - | - | - | - | - | - | - | - | - | - | - | - | - | - | 0 | - | - | - | - | - | - | - | - | - | - | - | - | - | - | 0
SCE Eastern | Valley (SCE) | 500 | Valley (SCE) | 500 | - | - | - | - | - | - | - | - | - | - | - | - | - | - | 0 | - | - | - | - | - | - | - | - | - | - | - | - | - | - | 0
EOP | Valley (VEA) | 138 | Valley (VEA) | 138 | - | - | - | - | - | - | - | - | - | - | - | - | - | - | 0 | - | - | - | - | - | - | - | - | - | - | - | - | 40 | - | 1
SDGE | Valley Center | 69 | Valley Center | 69 | - | - | - | - | - | - | - | - | 10 | - | - | - | - | - | 1 | - | - | - | - | - | - | - | - | 10 | - | - | - | - | - | 1
PG&E GBA | Valley Home | 115 | Valley Home | 115 | - | - | - | - | - | - | - | - | - | - | - | - | - | - | 0 | - | - | - | - | - | - | - | - | - | - | - | - | - | - | 0
PG&E GBA | Valley Springs | 230 | Valley Springs | 230 | - | 3 | - | - | - | - | - | - | - | - | - | - | - | - | 1 | - | 3 | - | - | - | - | - | - | - | - | - | - | - | - | 1
PG&E GBA | Valley Springs | 60 | Valley Springs | 60 | - | - | - | - | - | - | - | - | - | - | - | - | - | - | 0 | - | - | - | - | - | - | - | - | - | - | - | - | - | - | 0
EOP | Valley Switch | 138 | Valley Switch | 138 | - | - | - | - | - | - | - | - | - | - | - | - | - | - | 0 | - | - | - | - | - | - | - | - | - | - | - | - | - | - | 0
EOP | Valley Switch | 230 | Valley Switch | 230 | - | - | - | - | - | - | - | - | - | - | - | - | - | - | 0 | - | - | - | - | - | - | - | - | - | - | - | - | - | - | 0
PG&E GBA | Vasco | 230 | Vasco | 230 | - | - | - | - | - | - | - | - | - | - | - | - | - | - | 0 | - | - | - | - | - | - | - | - | - | - | - | - | - | - | 0
PG&E GBA | Vasona | 230 | Vasona | 230 | - | - | - | - | - | - | - | - | - | - | - | - | - | - | 0 | - | - | - | - | - | - | - | - | - | - | - | - | - | - | 0
SCE Northern | Vestal | 230 | Vestal | 230 | - | - | - | - | - | - | - | - | - | 125 | 225 | - | 55 | - | 1 | - | - | - | - | - | - | - | - | - | 125 | 225 | - | 55 | - | 1
SCE Northern | Vestal | 66 | Vestal | 66 | - | - | - | - | - | - | - | - | - | - | - | - | - | - | 0 | - | - | - | - | - | - | - | - | - | - | - | - | - | - | 0
SCE NOL | Victor | 115 | Victor | 115 | - | - | - | - | - | - | - | - | - | - | - | - | - | - | 0 | - | - | - | - | - | - | - | - | - | - | 115 | - | 20 | - | 1
SCE NOL | Victor | 230 | Victor | 230 | - | - | - | - | - | - | - | - | - | - | - | - | - | - | 0 | - | - | - | - | - | - | - | - | - | - | - | - | - | - | 0
SCE Metro | Viejo | 230 | Viejo | 230 | - | - | - | - | - | - | - | - | - | - | - | - | - | - | 0 | - | - | - | - | - | - | - | - | - | - | - | - | - | - | 0
PG&E GBA | Vierra | 115 | Vierra | 115 | - | - | - | - | - | - | - | - | - | - | - | - | - | - | 0 | - | - | - | - | - | - | - | - | - | - | - | - | - | - | 0
SCE Metro | Villa Park | 230 | Villa Park | 230 | - | - | - | - | - | - | - | - | - | - | - | - | - | - | 0 | - | - | - | - | - | - | - | - | - | - | - | - | - | - | 0
SCE Northern | Vincent | 230 | Vincent | 230 | - | - | - | - | - | - | - | - | - | - | - | - | - | - | 0 | - | - | - | - | - | - | - | - | - | - | 780 | - | 375 | - | 1
SCE Northern | Vincent | 500 | Vincent | 500 | - | - | - | - | - | - | - | - | - | - | - | - | - | - | 0 | - | - | - | - | - | - | - | - | - | - | - | - | - | - | 0
PG&E GBA | Vineyard | 230 | Vineyard | 230 | - | - | - | - | - | - | - | - | - | - | - | - | - | - | 0 | - | - | - | - | - | - | - | - | - | - | - | - | - | - | 0
SDGE | Vineyard | 69 | Vineyard | 69 | - | - | - | - | - | - | - | - | - | - | - | - | - | - | 0 | - | - | - | - | - | - | - | - | - | - | - | - | - | - | 0
SCE Eastern | Vista (SCE) | 230 | Vista (SCE) | 230 | - | - | - | - | - | - | - | - | - | - | - | - | - | - | 0 | - | - | - | - | - | - | - | - | - | - | - | - | - | - | 0
EOP | Vista (VEA) | 138 | Vista (VEA) | 138 | - | - | - | - | - | - | - | - | - | - | - | - | - | - | 0 | - | - | - | - | - | - | - | - | - | - | - | - | - | - | 0
EOP | Vista (VEA) | 230 | Vista (VEA) | 230 | - | - | - | - | - | - | - | - | - | - | - | - | - | - | 0 | - | - | - | - | - | - | - | - | - | 50 | 150 | - | 40 | - | 1
PG&E FRESNO | Wahtoke | 115 | Wahtoke | 115 | - | - | - | - | - | - | - | - | - | - | - | - | - | - | 0 | - | - | - | - | - | - | - | - | - | - | - | - | - | - | 0
SCE Northern | Wakefield | 66 | Wakefield | 66 | - | - | - | - | - | - | - | - | - | - | - | - | - | - | 0 | - | - | - | - | - | - | - | - | - | - | - | - | - | - | 0
SCE Metro | Walnut | 230 | Walnut | 230 | - | - | - | - | - | - | - | - | - | - | - | - | - | - | 0 | - | - | - | - | - | - | - | - | - | - | - | - | - | - | 0
SCE Northern | Warne | 230 | Warne | 230 | - | - | - | - | - | - | - | - | - | - | - | - | - | - | 0 | - | - | - | - | - | - | - | - | - | - | - | - | - | - | 0
PG&E GBA | Warnerville | 230 | Warnerville | 230 | - | - | - | - | - | - | - | - | - | - | - | - | - | - | 0 | - | - | - | - | - | - | - | - | - | - | - | - | - | - | 0
PG&E FRESNO | Waukena | 115 | Waukena | 115 | - | - | - | - | - | - | - | - | - | - | - | - | - | - | 0 | - | - | - | - | - | - | - | - | - | - | - | - | - | - | 0
PG&E GBA | Weber | 230 | Weber | 230 | - | - | - | - | - | - | - | - | - | - | - | - | - | - | 0 | - | - | - | - | - | - | - | - | - | - | - | - | - | - | 0
PG&E GBA | Weber | 60 | Weber | 60 | - | - | - | - | - | - | - | - | 4 | - | - | - | - | - | 1 | - | - | - | - | - | - | - | - | 4 | - | - | - | - | - | 1
PG&E FRESNO | West Fresno | 115 | West Fresno | 115 | - | - | - | - | - | - | - | - | - | - | - | - | - | - | 0 | - | - | - | - | - | - | - | - | - | - | - | - | - | - | 0
PG&E FRESNO | Westley | 230 | Westley | 230 | - | - | - | - | - | - | - | - | - | - | - | - | - | - | 0 | - | - | - | - | - | - | - | - | - | - | - | - | - | - | 0
PG&E KERN | Westpark | 115 | Westpark | 115 | - | - | - | - | - | - | - | - | - | - | - | - | - | - | 0 | - | - | - | - | - | - | - | - | - | - | - | - | - | - | 0
PG&E KERN | Wheeler Ridge | 230 | Wheeler Ridge | 230 | - | - | - | - | - | - | - | - | - | 100 | 200 | - | 50 | - | 1 | - | - | - | - | - | - | - | - | - | 100 | 300 | - | 120 | - | 1
PG&E KERN | Wheeler Ridge | 115 | Wheeler Ridge | 115 | - | - | - | - | - | - | - | - | - | - | - | - | - | - | 0 | - | - | - | - | - | - | - | - | - | - | - | - | - | - | 0
PG&E KERN | Wheeler Ridge | 70 | Wheeler Ridge | 70 | - | - | - | - | - | - | - | - | - | - | - | - | - | - | 0 | - | - | - | - | - | - | - | - | - | - | - | - | - | - | 0
SCE Northern | Whirlwind | 230 | Whirlwind | 230 | - | - | 300 | - | - | - | - | - | - | - | - | - | - | 200 | 1 | - | - | 300 | - | - | - | - | - | - | 100 | 400 | - | 200 | 200 | 1
SCE Northern | Whirlwind | 500 | Whirlwind | 500 | - | - | - | - | - | - | - | - | - | - | - | - | - | - | 0 | - | - | - | - | - | - | - | - | - | - | - | - | - | - | 0
PG&E GBA | Whisman | 115 | Whisman | 115 | - | - | - | - | - | - | - | - | - | - | - | - | - | - | 0 | - | - | - | - | - | - | - | - | - | - | - | - | - | - | 0
SCE Eastern | Wildlife | 230 | Wildlife | 230 | - | - | - | - | - | - | - | - | - | - | - | - | - | - | 0 | - | - | - | - | - | - | - | - | - | - | - | - | - | - | 0
PG&E FRESNO | Wilson | 115 | Wilson | 115 | - | - | - | - | - | - | - | - | - | - | - | - | - | - | 0 | - | - | - | - | - | - | - | - | - | - | - | - | 25 | - | 1
PG&E FRESNO | Wilson | 230 | Wilson | 230 | - | - | 150 | 50 | - | - | - | - | - | - | - | - | - | - | 1 | - | - | 150 | 50 | - | - | - | - | - | - | - | - | - | - | 1
SCE Northern | Windhub | 230 | Windhub | 230 | - | - | 174 | - | - | - | - | - | - | - | - | - | - | - | 1 | - | - | 174 | - | - | - | - | - | - | 130 | 200 | - | 70 | - | 1
SCE Northern | Windhub | 500 | Windhub | 500 | - | - | - | - | - | - | - | - | - | 625.5 | - | - | - | - | 1 | - | - | - | - | - | - | - | - | - | 725.5 | 200 | - | 80 | - | 1
PG&E GBA | Windmaster | 230 | Windmaster | 230 | - | - | - | - | - | - | - | - | - | - | - | - | - | - | 0 | - | - | - | - | - | - | - | - | - | - | - | - | - | - | 0
PG&E NGBA | Windsor | 60 | Windsor | 60 | - | - | - | - | - | - | - | - | - | - | - | - | - | - | 0 | - | - | - | - | - | - | - | - | - | - | - | - | - | - | 0
PG&E NGBA | Woodland | 115 | Woodland | 115 | - | - | - | - | - | - | - | - | - | - | - | - | - | - | 0 | - | - | - | - | - | - | - | - | - | - | - | - | - | - | 0
PG&E FRESNO | Woodward | 115 | Woodward | 115 | - | - | - | - | - | - | - | - | - | - | - | - | - | - | 0 | - | - | - | - | - | - | - | - | - | - | - | - | - | - | 0
PG&E NGBA | Wyandotte | 115 | Wyandotte | 115 | - | 10 | - | - | - | - | - | - | 3.6 | - | - | - | - | - | 1 | - | 10 | - | - | - | - | - | - | 3.6 | - | - | - | - | - | 1

## Sub_Constraint_Matrix
List of substations used in the 25-26 TPP mapping work, their geographic location, and their membership in the 2024 CAISO White Paper's transmission constraints
[7 empty] | SCE Northern | SCE Northern | SCE Northern | SCE Northern | SCE Northern | SCE Northern | SCE Northern | SCE Northern | SCE Metro | SCE Metro | SCE North of Lugo | SCE North of Lugo | SCE North of Lugo | SCE North of Lugo | SCE North of Lugo | SCE Eastern | SCE Eastern | SCE Eastern | SCE Eastern | SCE Eastern | SCE Eastern | SCE Eastern | East of Pisgah | East of Pisgah | East of Pisgah | SDG&E | SDG&E | SDG&E | SDG&E | SDG&E | SDG&E | SDG&E | SDG&E | SDG&E | SDG&E | SDG&E | SDG&E | SDG&E | SDG&E | PG&E North of Greater Bay | PG&E North of Greater Bay | PG&E North of Greater Bay | PG&E North of Greater Bay | PG&E North of Greater Bay | PG&E North of Greater Bay | PG&E North of Greater Bay | PG&E North of Greater Bay | PG&E North of Greater Bay | PG&E North of Greater Bay | PG&E Greater Bay | PG&E Greater Bay | PG&E Greater Bay | PG&E Greater Bay | PG&E Greater Bay | PG&E Greater Bay | PG&E Greater Bay | PG&E Greater Bay | PG&E Greater Bay | PG&E Greater Bay | PG&E Greater Bay | PG&E Greater Bay | PG&E Greater Bay | PG&E Greater Bay | PG&E Greater Bay | PG&E Greater Bay | PG&E Greater Bay | PG&E Greater Bay | PG&E Kern | PG&E Kern | PG&E Kern | PG&E Kern | PG&E Kern | PG&E Kern | PG&E Kern | PG&E Kern | PG&E Kern | PG&E Kern | PG&E Fresno | PG&E Fresno | PG&E Fresno | PG&E Fresno | PG&E Fresno | PG&E Fresno | PG&E Fresno | PG&E Fresno | PG&E Fresno | PG&E Fresno | PG&E Fresno | PG&E Fresno | PG&E Fresno | PG&E Fresno | PG&E Fresno | PG&E Fresno | PG&E Fresno | PG&E Fresno | PG&E Fresno | PG&E Fresno Off-Peak | DB | DC | DD | DE | DF | DG | DH
CAISO Study Area | Substation | Voltage | STATE | ZIP | COUNTY | Membership Count | Antelope-Vincent Constraint | Vincent-Lugo Constraint | Pardee-Sylmar Constraint | Windhub Constraint | Moorpark-Pardee Constraint | North of Magunden Constraint | South of Magunden Constraint | Antelope-Neenach Constraint | Hinson - Del Amo Constraint | SCE Metro Area Default Constraint | Control to Inyokern area constraint | South of Kramer Area Constraint | Victor to Lugo Area Constraint | Lugo Transformer Area Constraint | Calcite to Lugo Area Constraint | Colorado River 500/230 kV Constraint | DCRT Constraint | Devers-Red Bluff Constraint | Eagle Mountain Constraint | Etiwanda-Rancho Vista Constraint | Red Bluff 500/230 kV Constraint | Serrano-Alberhill-Valley Constraint | GLW 230kV area constraint | Sloan Canyon - Eldorado 500 kV constraint | Lugo - Victorville area constraint | Capistrano-San Onofre 230 kV constraint | Chicarita 138 kV constraint | El Cajon 69 kV constraint | Internal San Diego Area constraint | Miguel 69 kV constraint | Encina - San Luis Rey 230 kV constraint | East of Miguel constraint | San Luis Rey-San Onofre 230 kV line constraint | Ocean Ranch 69 kV constraint | Otay Mesa 230 kV constraint | Silvergate - Bay Blvd 230 kV constraint | Silvergate-Old Town 230 kV constraint | Talega 230 kV constraint | Trabuco-Capistrano 138 kV constraint | Collinsville-Tesla 500 kV Line | Woodland- Davis 115kV line | Cortina-Eagle Rock 115 kV line | Bell-Placer 115kV Line | Carberry-Round Mountain 230kV Line | Rocklin-Pleaseant grove 115kV line | Bellota-Weber 230kV line | Rio Oso-Brighton 230kV line | Rio Oso-Lockeford 230kV line | Humboldt Offshore Wind constraint | Dumbarton-Newark 115 kV line | Eastshore-San Mateo 230 kV line | Lakeville-Ignacio 230 kV line | Sobrante-Moraga 230 kV line | Windmaster-Delta pumps 230 kV line | Contra Costa- Windmaster 230 kV line | Tesla-Tracy-Pump 230 kV line #2 | Contra Costa #1 115kV Line | Kasson Jct-Heinz 115 kV line | Newark-Newark Distribution 115 kV line | Tesla-Bellota 230 kV line | Eight Mile-Tesla 230 kV line | Grant - Eastshore #2 line 115 kV | Salado-Crow Creek Sw Sta 60 kV line | Tesla-Salado 115 kV line | Morganhill-Metcalf 115kV Line | Tesla-Tracy Pump 230 kV Line #1 | Birds Landing-Contra Costa 230kV Line | Cal Flat-Gates 230 kV line | Gates-Arco 230 kV Line | Smyrna-Atwell Jct 115kV Line | Kern 230/115kV TB #4 | Maricopa-Copus 70 kV line | Midway-Taft 115 kV line | Kern-Tevis-Stockdale-Lamont 115kV line | Midway 230/115kV TB #3 | Semitropic-Midway 115kV Line | Midway-Buena Vista Jct 230kV Line | Manning 500kV | Gates 500/230kV TB #12 | Gates 500/230kV TB #11 | Gates 230/70kV TB #5 | Tranquility-Helm 230kV Line | Dairyland-Chowchilla 115kV Line | Chowchilla-Le grand 115kV Line | NEW- Melones-Cottle 230kV line | Los Banos 500/230kV TB | Schindler 115/70kV TB #1 | Panoche- Mendota 115 kV line | Panoche-Oro Loma 115kV Line | Borden-Storey #1 230kV line | Merced 115/70kV TB#2 | Helm 230/70kV TB #1 | Oro Loma-El Nido 115kV Line | Diablo-Gates 500 kV line | Mustang-Henrietta 230 kV line | Gates-Panoche 230 kV #1 and #2 Lines | NEW-Metcalf-Mosslanding 500kV | Li_Battery_4hr | Li_Battery_8hr | Solar | Geothermal | Wind | OOS Wind | OSW Wind | LDES
PG&E KERN | 7th Standard | 115 | CA |  |  | 5 | 0 | 0 | 0 | 0 | 0 | 0 | 0 | 0 | 0 | 0 | 0 | 0 | 0 | 0 | 0 | 0 | 0 | 0 | 0 | 0 | 0 | 0 | 0 | 0 | 0 | 0 | 0 | 0 | 0 | 0 | 0 | 0 | 0 | 0 | 0 | 0 | 0 | 0 | 0 | 0 | 0 | 0 | 0 | 0 | 0 | 0 | 0 | 0 | 0 | 0 | 0 | 0 | 0 | 0 | 0 | 0 | 0 | 0 | 0 | 0 | 0 | 0 | 0 | 0 | 0 | 0 | 0 | 0 | 0 | 0 | 1 | 0 | 0 | 0 | 1 | 0 | 0 | 0 | 1 | 1 | 0 | 0 | 0 | 0 | 0 | 0 | 0 | 0 | 0 | 0 | 0 | 0 | 0 | 0 | 1 | 0 | 0 | Southern_PGAE_Li_Battery_4hr | Southern_PGAE_Li_Battery_8hr | Southern_PGAE_Solar |  | Central_Valley_North_Los_Banos_Wind |  |  |  | Southern_PGAE | Central_Valley_North_Los_Banos | Arizona | Arizona_Solar | Arizona_Li_Battery_4hr | Arizona_Li_Battery_8hr |  |  | Baja_California_Wind
SCE Metro | Alamitos | 230 | CA | 90803 | LOS ANGELES | 2 | 0 | 0 | 0 | 0 | 0 | 0 | 0 | 0 | 1 | 1 | 0 | 0 | 0 | 0 | 0 | 0 | 0 | 0 | 0 | 0 | 0 | 0 | 0 | 0 | 0 | 0 | 0 | 0 | 0 | 0 | 0 | 0 | 0 | 0 | 0 | 0 | 0 | 0 | 0 | 0 | 0 | 0 | 0 | 0 | 0 | 0 | 0 | 0 | 0 | 0 | 0 | 0 | 0 | 0 | 0 | 0 | 0 | 0 | 0 | 0 | 0 | 0 | 0 | 0 | 0 | 0 | 0 | 0 | 0 | 0 | 0 | 0 | 0 | 0 | 0 | 0 | 0 | 0 | 0 | 0 | 0 | 0 | 0 | 0 | 0 | 0 | 0 | 0 | 0 | 0 | 0 | 0 | 0 | 0 | 0 | 0 | 0 | Greater_LA_Li_Battery_4hr | Greater_LA_Li_Battery_8hr | Greater_LA_Solar |  | 0 |  |  |  | Greater_LA | Greater_LA | Greater_Imperial | Greater_Imperial_Solar | Greater_Imperial_Li_Battery_4hr | Greater_Imperial_Li_Battery_8hr | Central_Valley_North_Los_Banos | El_Dorado_Mariposa | Central_Valley_North_Los_Banos_Wind
SCE Eastern | Alberhill | 115 | CA |  |  | 2 | 0 | 0 | 0 | 0 | 0 | 0 | 0 | 0 | 0 | 0 | 0 | 0 | 0 | 0 | 0 | 0 | 0 | 0 | 0 | 1 | 0 | 1 | 0 | 0 | 0 | 0 | 0 | 0 | 0 | 0 | 0 | 0 | 0 | 0 | 0 | 0 | 0 | 0 | 0 | 0 | 0 | 0 | 0 | 0 | 0 | 0 | 0 | 0 | 0 | 0 | 0 | 0 | 0 | 0 | 0 | 0 | 0 | 0 | 0 | 0 | 0 | 0 | 0 | 0 | 0 | 0 | 0 | 0 | 0 | 0 | 0 | 0 | 0 | 0 | 0 | 0 | 0 | 0 | 0 | 0 | 0 | 0 | 0 | 0 | 0 | 0 | 0 | 0 | 0 | 0 | 0 | 0 | 0 | 0 | 0 | 0 | 0 | Riverside_Li_Battery_4hr | Riverside_Li_Battery_8hr | Riverside_Solar |  | Riverside_Palm_Springs_Wind |  |  |  | Riverside | Riverside (Exclude) | Greater_Kramer | Greater_Kramer_Solar | Greater_Kramer_Li_Battery_4hr | Greater_Kramer_Li_Battery_8hr | Greater_Imperial | Greater_Imperial (Exclude) | Greater_Imperial_Wind
SCE Eastern | Alberhill | 500 | CA |  |  | 2 | 0 | 0 | 0 | 0 | 0 | 0 | 0 | 0 | 0 | 0 | 0 | 0 | 0 | 0 | 0 | 0 | 0 | 0 | 0 | 1 | 0 | 1 | 0 | 0 | 0 | 0 | 0 | 0 | 0 | 0 | 0 | 0 | 0 | 0 | 0 | 0 | 0 | 0 | 0 | 0 | 0 | 0 | 0 | 0 | 0 | 0 | 0 | 0 | 0 | 0 | 0 | 0 | 0 | 0 | 0 | 0 | 0 | 0 | 0 | 0 | 0 | 0 | 0 | 0 | 0 | 0 | 0 | 0 | 0 | 0 | 0 | 0 | 0 | 0 | 0 | 0 | 0 | 0 | 0 | 0 | 0 | 0 | 0 | 0 | 0 | 0 | 0 | 0 | 0 | 0 | 0 | 0 | 0 | 0 | 0 | 0 | 0 | Riverside_Li_Battery_4hr | Riverside_Li_Battery_8hr | Riverside_Solar |  | Riverside_Palm_Springs_Wind |  |  |  | Riverside | Riverside (Exclude) | Greater_LA | Greater_LA_Solar | Greater_LA_Li_Battery_4hr | Greater_LA_Li_Battery_8hr | Greater_Kramer | Greater_Kramer (Exclude) | Greater_Kramer_Wind
PG&E GBA | Alhambra | 115 | CA | 94553 | CONTRA COSTA | 3 | 0 | 0 | 0 | 0 | 0 | 0 | 0 | 0 | 0 | 0 | 0 | 0 | 0 | 0 | 0 | 0 | 0 | 0 | 0 | 0 | 0 | 0 | 0 | 0 | 0 | 0 | 0 | 0 | 0 | 0 | 0 | 0 | 0 | 0 | 0 | 0 | 0 | 0 | 0 | 1 | 0 | 0 | 0 | 0 | 0 | 0 | 0 | 0 | 0 | 0 | 0 | 0 | 1 | 0 | 0 | 1 | 0 | 0 | 0 | 0 | 0 | 0 | 0 | 0 | 0 | 0 | 0 | 0 | 0 | 0 | 0 | 0 | 0 | 0 | 0 | 0 | 0 | 0 | 0 | 0 | 0 | 0 | 0 | 0 | 0 | 0 | 0 | 0 | 0 | 0 | 0 | 0 | 0 | 0 | 0 | 0 | 0 | Northern_California_Li_Battery_4hr | Northern_California_Li_Battery_8hr | Northern_California_Solar |  | Solano_Wind |  |  |  | Northern_California | Solano | Greater_SD | San_Diego_Solar | San_Diego_Li_Battery_4hr | San_Diego_Li_Battery_8hr | Humboldt |  | Humboldt_Wind
PG&E FRESNO | Alpaugh | 115 | CA | 93212 | TULARE | 8 | 0 | 0 | 0 | 0 | 0 | 0 | 0 | 0 | 0 | 0 | 0 | 0 | 0 | 0 | 0 | 0 | 0 | 0 | 0 | 0 | 0 | 0 | 0 | 0 | 0 | 0 | 0 | 0 | 0 | 0 | 0 | 0 | 0 | 0 | 0 | 0 | 0 | 0 | 0 | 0 | 0 | 0 | 0 | 0 | 0 | 0 | 0 | 0 | 0 | 0 | 0 | 0 | 0 | 0 | 0 | 0 | 0 | 0 | 0 | 0 | 0 | 0 | 0 | 0 | 0 | 0 | 0 | 1 | 0 | 1 | 1 | 0 | 0 | 0 | 1 | 1 | 0 | 0 | 1 | 1 | 0 | 0 | 0 | 0 | 0 | 0 | 0 | 0 | 0 | 0 | 0 | 0 | 0 | 0 | 1 | 0 | 0 | Southern_PGAE_Li_Battery_4hr | Southern_PGAE_Li_Battery_8hr | Southern_PGAE_Solar |  | Central_Valley_North_Los_Banos_Wind |  |  |  | Southern_PGAE | Central_Valley_North_Los_Banos | Northern_California | Northern_California_Solar | Northern_California_Li_Battery_4hr | Northern_California_Li_Battery_8hr | Kern_Greater_Carrizo | Peninsula_Monterey | Kern_Greater_Carrizo_Wind
SDGE | Alpine | 69 | CA | 91901 | SAN DIEGO | 5 | 0 | 0 | 0 | 0 | 0 | 0 | 0 | 0 | 0 | 0 | 0 | 0 | 0 | 0 | 0 | 0 | 0 | 0 | 0 | 0 | 0 | 0 | 0 | 0 | 0 | 0 | 0 | 1 | 0 | 1 | 1 | 0 | 1 | 0 | 0 | 0 | 1 | 0 | 0 | 0 | 0 | 0 | 0 | 0 | 0 | 0 | 0 | 0 | 0 | 0 | 0 | 0 | 0 | 0 | 0 | 0 | 0 | 0 | 0 | 0 | 0 | 0 | 0 | 0 | 0 | 0 | 0 | 0 | 0 | 0 | 0 | 0 | 0 | 0 | 0 | 0 | 0 | 0 | 0 | 0 | 0 | 0 | 0 | 0 | 0 | 0 | 0 | 0 | 0 | 0 | 0 | 0 | 0 | 0 | 0 | 0 | 0 | San_Diego_Li_Battery_4hr | San_Diego_Li_Battery_8hr | San_Diego_Solar |  | 0 |  |  |  | Greater_SD | Greater_SD | Riverside | Riverside_Solar | Riverside_Li_Battery_4hr | Riverside_Li_Battery_8hr | Northern_California | Mendocino_Marin | Northern_California_Wind
PG&E GBA | Altamont Midway (Sandhill) | 230 | CA | 94551 | ALAMEDA | 3 | 0 | 0 | 0 | 0 | 0 | 0 | 0 | 0 | 0 | 0 | 0 | 0 | 0 | 0 | 0 | 0 | 0 | 0 | 0 | 0 | 0 | 0 | 0 | 0 | 0 | 0 | 0 | 0 | 0 | 0 | 0 | 0 | 0 | 0 | 0 | 0 | 0 | 0 | 0 | 1 | 0 | 0 | 0 | 0 | 0 | 0 | 0 | 0 | 0 | 0 | 0 | 0 | 0 | 0 | 0 | 1 | 0 | 0 | 0 | 0 | 0 | 0 | 0 | 0 | 0 | 1 | 0 | 0 | 0 | 0 | 0 | 0 | 0 | 0 | 0 | 0 | 0 | 0 | 0 | 0 | 0 | 0 | 0 | 0 | 0 | 0 | 0 | 0 | 0 | 0 | 0 | 0 | 0 | 0 | 0 | 0 | 0 | Northern_California_Li_Battery_4hr | Northern_California_Li_Battery_8hr | Northern_California_Solar |  | Solano_Wind |  |  |  | Northern_California | Solano | Southern_NV_Eldorado | Southern_NV_Eldorado_Solar | Southern_NV_Eldorado_Li_Battery_4hr | Southern_NV_Eldorado_Li_Battery_8hr | Riverside | Riverside (Exclude) | Riverside_Palm_Springs_Wind
SCE Northern | Antelope | 66 | CA | 93536 | LOS ANGELES | 1 | 1 | 0 | 0 | 0 | 0 | 0 | 0 | 0 | 0 | 0 | 0 | 0 | 0 | 0 | 0 | 0 | 0 | 0 | 0 | 0 | 0 | 0 | 0 | 0 | 0 | 0 | 0 | 0 | 0 | 0 | 0 | 0 | 0 | 0 | 0 | 0 | 0 | 0 | 0 | 0 | 0 | 0 | 0 | 0 | 0 | 0 | 0 | 0 | 0 | 0 | 0 | 0 | 0 | 0 | 0 | 0 | 0 | 0 | 0 | 0 | 0 | 0 | 0 | 0 | 0 | 0 | 0 | 0 | 0 | 0 | 0 | 0 | 0 | 0 | 0 | 0 | 0 | 0 | 0 | 0 | 0 | 0 | 0 | 0 | 0 | 0 | 0 | 0 | 0 | 0 | 0 | 0 | 0 | 0 | 0 | 0 | 0 | Tehachapi_Li_Battery_4hr | Tehachapi_Li_Battery_8hr | Tehachapi_Solar |  | Tehachapi_Wind |  |  |  | Tehachapi | Tehachapi | Southern_PGAE | Southern_PGAE_Solar | Southern_PGAE_Li_Battery_4hr | Southern_PGAE_Li_Battery_8hr | Solano |  | Solano_Wind
SCE Northern | Antelope | 230 | CA | 93536 | LOS ANGELES | 1 | 1 | 0 | 0 | 0 | 0 | 0 | 0 | 0 | 0 | 0 | 0 | 0 | 0 | 0 | 0 | 0 | 0 | 0 | 0 | 0 | 0 | 0 | 0 | 0 | 0 | 0 | 0 | 0 | 0 | 0 | 0 | 0 | 0 | 0 | 0 | 0 | 0 | 0 | 0 | 0 | 0 | 0 | 0 | 0 | 0 | 0 | 0 | 0 | 0 | 0 | 0 | 0 | 0 | 0 | 0 | 0 | 0 | 0 | 0 | 0 | 0 | 0 | 0 | 0 | 0 | 0 | 0 | 0 | 0 | 0 | 0 | 0 | 0 | 0 | 0 | 0 | 0 | 0 | 0 | 0 | 0 | 0 | 0 | 0 | 0 | 0 | 0 | 0 | 0 | 0 | 0 | 0 | 0 | 0 | 0 | 0 | 0 | Tehachapi_Li_Battery_4hr | Tehachapi_Li_Battery_8hr | Tehachapi_Solar |  | Tehachapi_Wind |  |  |  | Tehachapi | Tehachapi | Tehachapi | Tehachapi_Solar | Tehachapi_Li_Battery_4hr | Tehachapi_Li_Battery_8hr | Southern_NV_Eldorado |  | Southern_NV_Eldorado_Wind
SCE Northern | Antelope | 500 | CA | 93536 | LOS ANGELES | 2 | 1 | 1 | 0 | 0 | 0 | 0 | 0 | 0 | 0 | 0 | 0 | 0 | 0 | 0 | 0 | 0 | 0 | 0 | 0 | 0 | 0 | 0 | 0 | 0 | 0 | 0 | 0 | 0 | 0 | 0 | 0 | 0 | 0 | 0 | 0 | 0 | 0 | 0 | 0 | 0 | 0 | 0 | 0 | 0 | 0 | 0 | 0 | 0 | 0 | 0 | 0 | 0 | 0 | 0 | 0 | 0 | 0 | 0 | 0 | 0 | 0 | 0 | 0 | 0 | 0 | 0 | 0 | 0 | 0 | 0 | 0 | 0 | 0 | 0 | 0 | 0 | 0 | 0 | 0 | 0 | 0 | 0 | 0 | 0 | 0 | 0 | 0 | 0 | 0 | 0 | 0 | 0 | 0 | 0 | 0 | 0 | 0 | Tehachapi_Li_Battery_4hr | Tehachapi_Li_Battery_8hr | Tehachapi_Solar |  | Tehachapi_Wind |  |  |  | Tehachapi | Tehachapi |  |  |  |  | Tehachapi |  | Tehachapi_Wind
PG&E NGBA | Arcata | 60 | CA | 95521 | Humboldt | 1 | 0 | 0 | 0 | 0 | 0 | 0 | 0 | 0 | 0 | 0 | 0 | 0 | 0 | 0 | 0 | 0 | 0 | 0 | 0 | 0 | 0 | 0 | 0 | 0 | 0 | 0 | 0 | 0 | 0 | 0 | 0 | 0 | 0 | 0 | 0 | 0 | 0 | 0 | 0 | 1 | 0 | 0 | 0 | 0 | 0 | 0 | 0 | 0 | 0 | 0 | 0 | 0 | 0 | 0 | 0 | 0 | 0 | 0 | 0 | 0 | 0 | 0 | 0 | 0 | 0 | 0 | 0 | 0 | 0 | 0 | 0 | 0 | 0 | 0 | 0 | 0 | 0 | 0 | 0 | 0 | 0 | 0 | 0 | 0 | 0 | 0 | 0 | 0 | 0 | 0 | 0 | 0 | 0 | 0 | 0 | 0 | 0 | Northern_California_Li_Battery_4hr | Northern_California_Li_Battery_8hr | Northern_California_Solar |  | Humboldt_Wind |  |  |  | Northern_California | Humboldt
PG&E KERN | Arco | 230 | CA | 93249 | KERN | 3 | 0 | 0 | 0 | 0 | 0 | 0 | 0 | 0 | 0 | 0 | 0 | 0 | 0 | 0 | 0 | 0 | 0 | 0 | 0 | 0 | 0 | 0 | 0 | 0 | 0 | 0 | 0 | 0 | 0 | 0 | 0 | 0 | 0 | 0 | 0 | 0 | 0 | 0 | 0 | 0 | 0 | 0 | 0 | 0 | 0 | 0 | 0 | 0 | 0 | 0 | 0 | 0 | 0 | 0 | 0 | 0 | 0 | 0 | 0 | 0 | 0 | 0 | 0 | 0 | 0 | 0 | 0 | 0 | 0 | 0 | 0 | 0 | 0 | 0 | 0 | 0 | 0 | 0 | 1 | 1 | 0 | 0 | 0 | 0 | 0 | 0 | 0 | 0 | 0 | 0 | 0 | 0 | 0 | 0 | 1 | 0 | 0 | Southern_PGAE_Li_Battery_4hr | Southern_PGAE_Li_Battery_8hr | Southern_PGAE_Solar |  | Central_Valley_North_Los_Banos_Wind |  |  |  | Southern_PGAE | Central_Valley_North_Los_Banos
PG&E KERN | Arco | 70 | CA | 93249 | KERN | 3 | 0 | 0 | 0 | 0 | 0 | 0 | 0 | 0 | 0 | 0 | 0 | 0 | 0 | 0 | 0 | 0 | 0 | 0 | 0 | 0 | 0 | 0 | 0 | 0 | 0 | 0 | 0 | 0 | 0 | 0 | 0 | 0 | 0 | 0 | 0 | 0 | 0 | 0 | 0 | 0 | 0 | 0 | 0 | 0 | 0 | 0 | 0 | 0 | 0 | 0 | 0 | 0 | 0 | 0 | 0 | 0 | 0 | 0 | 0 | 0 | 0 | 0 | 0 | 0 | 0 | 0 | 0 | 0 | 0 | 0 | 0 | 0 | 0 | 0 | 0 | 0 | 0 | 0 | 1 | 1 | 0 | 0 | 0 | 0 | 0 | 0 | 0 | 0 | 0 | 0 | 0 | 0 | 0 | 0 | 1 | 0 | 0 | Southern_PGAE_Li_Battery_4hr | Southern_PGAE_Li_Battery_8hr | Southern_PGAE_Solar |  | Central_Valley_North_Los_Banos_Wind |  |  |  | Southern_PGAE | Central_Valley_North_Los_Banos
SCE Metro | ArcoGen | 230 | CA | 90745 | LOS ANGELES | 1 | 0 | 0 | 0 | 0 | 0 | 0 | 0 | 0 | 0 | 1 | 0 | 0 | 0 | 0 | 0 | 0 | 0 | 0 | 0 | 0 | 0 | 0 | 0 | 0 | 0 | 0 | 0 | 0 | 0 | 0 | 0 | 0 | 0 | 0 | 0 | 0 | 0 | 0 | 0 | 0 | 0 | 0 | 0 | 0 | 0 | 0 | 0 | 0 | 0 | 0 | 0 | 0 | 0 | 0 | 0 | 0 | 0 | 0 | 0 | 0 | 0 | 0 | 0 | 0 | 0 | 0 | 0 | 0 | 0 | 0 | 0 | 0 | 0 | 0 | 0 | 0 | 0 | 0 | 0 | 0 | 0 | 0 | 0 | 0 | 0 | 0 | 0 | 0 | 0 | 0 | 0 | 0 | 0 | 0 | 0 | 0 | 0 | Greater_LA_Li_Battery_4hr | Greater_LA_Li_Battery_8hr | Greater_LA_Solar |  | 0 |  |  |  | Greater_LA | Greater_LA
SDGE | Artesian | 230 | CA | 92127 | SAN DIEGO | 5 | 0 | 0 | 0 | 0 | 0 | 0 | 0 | 0 | 0 | 0 | 0 | 0 | 0 | 0 | 0 | 0 | 0 | 0 | 0 | 0 | 0 | 0 | 0 | 0 | 0 | 1 | 0 | 0 | 1 | 0 | 1 | 0 | 1 | 0 | 0 | 0 | 0 | 1 | 0 | 0 | 0 | 0 | 0 | 0 | 0 | 0 | 0 | 0 | 0 | 0 | 0 | 0 | 0 | 0 | 0 | 0 | 0 | 0 | 0 | 0 | 0 | 0 | 0 | 0 | 0 | 0 | 0 | 0 | 0 | 0 | 0 | 0 | 0 | 0 | 0 | 0 | 0 | 0 | 0 | 0 | 0 | 0 | 0 | 0 | 0 | 0 | 0 | 0 | 0 | 0 | 0 | 0 | 0 | 0 | 0 | 0 | 0 | San_Diego_Li_Battery_4hr | San_Diego_Li_Battery_8hr | San_Diego_Solar |  | 0 |  |  |  | Greater_SD | Greater_SD
SDGE | Artesian | 69 | CA | 92127 | SAN DIEGO | 4 | 0 | 0 | 0 | 0 | 0 | 0 | 0 | 0 | 0 | 0 | 0 | 0 | 0 | 0 | 0 | 0 | 0 | 0 | 0 | 0 | 0 | 0 | 0 | 0 | 0 | 1 | 0 | 0 | 0 | 0 | 1 | 0 | 1 | 0 | 0 | 0 | 0 | 1 | 0 | 0 | 0 | 0 | 0 | 0 | 0 | 0 | 0 | 0 | 0 | 0 | 0 | 0 | 0 | 0 | 0 | 0 | 0 | 0 | 0 | 0 | 0 | 0 | 0 | 0 | 0 | 0 | 0 | 0 | 0 | 0 | 0 | 0 | 0 | 0 | 0 | 0 | 0 | 0 | 0 | 0 | 0 | 0 | 0 | 0 | 0 | 0 | 0 | 0 | 0 | 0 | 0 | 0 | 0 | 0 | 0 | 0 | 0 | San_Diego_Li_Battery_4hr | San_Diego_Li_Battery_8hr | San_Diego_Solar |  | 0 |  |  |  | Greater_SD | Greater_SD
PG&E FRESNO | Ashlan | 230 | CA | 93705 | FRESNO | 8 | 0 | 0 | 0 | 0 | 0 | 0 | 0 | 0 | 0 | 0 | 0 | 0 | 0 | 0 | 0 | 0 | 0 | 0 | 0 | 0 | 0 | 0 | 0 | 0 | 0 | 0 | 0 | 0 | 0 | 0 | 0 | 0 | 0 | 0 | 0 | 0 | 0 | 0 | 0 | 0 | 0 | 0 | 0 | 0 | 0 | 0 | 0 | 0 | 0 | 0 | 0 | 0 | 0 | 0 | 0 | 0 | 0 | 0 | 0 | 1 | 0 | 0 | 0 | 0 | 0 | 0 | 0 | 0 | 0 | 0 | 0 | 0 | 0 | 0 | 0 | 0 | 0 | 0 | 0 | 1 | 0 | 1 | 1 | 1 | 0 | 1 | 0 | 1 | 0 | 0 | 0 | 0 | 1 | 0 | 0 | 0 | 0 | Southern_PGAE_Li_Battery_4hr | Southern_PGAE_Li_Battery_8hr | Southern_PGAE_Solar |  | Central_Valley_North_Los_Banos_Wind |  |  |  | Southern_PGAE | Central_Valley_North_Los_Banos
PG&E NGBA | Atlantic | 115 | CA | 95678 | PLACER | 5 | 0 | 0 | 0 | 0 | 0 | 0 | 0 | 0 | 0 | 0 | 0 | 0 | 0 | 0 | 0 | 0 | 0 | 0 | 0 | 0 | 0 | 0 | 0 | 0 | 0 | 0 | 0 | 0 | 0 | 0 | 0 | 0 | 0 | 0 | 0 | 0 | 0 | 0 | 0 | 1 | 0 | 0 | 0 | 0 | 0 | 1 | 0 | 1 | 0 | 0 | 0 | 0 | 0 | 0 | 0 | 0 | 0 | 0 | 0 | 1 | 1 | 0 | 0 | 0 | 0 | 0 | 0 | 0 | 0 | 0 | 0 | 0 | 0 | 0 | 0 | 0 | 0 | 0 | 0 | 0 | 0 | 0 | 0 | 0 | 0 | 0 | 0 | 0 | 0 | 0 | 0 | 0 | 0 | 0 | 0 | 0 | 0 | Northern_California_Li_Battery_4hr | Northern_California_Li_Battery_8hr | Northern_California_Solar |  | Northern_California_Wind |  |  |  | Northern_California | Northern_California
PG&E NGBA | Atlantic | 230 | CA | 95678 | PLACER | 7 | 0 | 0 | 0 | 0 | 0 | 0 | 0 | 0 | 0 | 0 | 0 | 0 | 0 | 0 | 0 | 0 | 0 | 0 | 0 | 0 | 0 | 0 | 0 | 0 | 0 | 0 | 0 | 0 | 0 | 0 | 0 | 0 | 0 | 0 | 0 | 0 | 0 | 0 | 0 | 1 | 0 | 0 | 1 | 0 | 0 | 1 | 1 | 1 | 0 | 0 | 0 | 0 | 0 | 0 | 0 | 0 | 0 | 0 | 0 | 1 | 1 | 0 | 0 | 0 | 0 | 0 | 0 | 0 | 0 | 0 | 0 | 0 | 0 | 0 | 0 | 0 | 0 | 0 | 0 | 0 | 0 | 0 | 0 | 0 | 0 | 0 | 0 | 0 | 0 | 0 | 0 | 0 | 0 | 0 | 0 | 0 | 0 | Northern_California_Li_Battery_4hr | Northern_California_Li_Battery_8hr | Northern_California_Solar |  | Northern_California_Wind |  |  |  | Northern_California | Northern_California
PG&E NGBA | Atlantic | 60 | CA | 95678 | PLACER | 7 | 0 | 0 | 0 | 0 | 0 | 0 | 0 | 0 | 0 | 0 | 0 | 0 | 0 | 0 | 0 | 0 | 0 | 0 | 0 | 0 | 0 | 0 | 0 | 0 | 0 | 0 | 0 | 0 | 0 | 0 | 0 | 0 | 0 | 0 | 0 | 0 | 0 | 0 | 0 | 1 | 0 | 0 | 1 | 0 | 0 | 1 | 1 | 1 | 0 | 0 | 0 | 0 | 0 | 0 | 0 | 0 | 0 | 0 | 0 | 1 | 1 | 0 | 0 | 0 | 0 | 0 | 0 | 0 | 0 | 0 | 0 | 0 | 0 | 0 | 0 | 0 | 0 | 0 | 0 | 0 | 0 | 0 | 0 | 0 | 0 | 0 | 0 | 0 | 0 | 0 | 0 | 0 | 0 | 0 | 0 | 0 | 0 | Northern_California_Li_Battery_4hr | Northern_California_Li_Battery_8hr | Northern_California_Solar |  | Northern_California_Wind |  |  |  | Northern_California | Northern_California
PG&E FRESNO | Atwater | 115 | CA | 95301 | Merced | 9 | 0 | 0 | 0 | 0 | 0 | 0 | 0 | 0 | 0 | 0 | 0 | 0 | 0 | 0 | 0 | 0 | 0 | 0 | 0 | 0 | 0 | 0 | 0 | 0 | 0 | 0 | 0 | 0 | 0 | 0 | 0 | 0 | 0 | 0 | 0 | 0 | 0 | 0 | 0 | 0 | 0 | 0 | 0 | 0 | 0 | 1 | 0 | 0 | 0 | 0 | 0 | 0 | 0 | 0 | 0 | 0 | 0 | 0 | 0 | 1 | 0 | 0 | 0 | 0 | 0 | 0 | 0 | 0 | 0 | 0 | 0 | 0 | 0 | 0 | 0 | 0 | 0 | 0 | 0 | 1 | 0 | 1 | 1 | 1 | 0 | 1 | 0 | 1 | 0 | 0 | 0 | 0 | 1 | 0 | 0 | 0 | 0 | Southern_PGAE_Li_Battery_4hr | Southern_PGAE_Li_Battery_8hr | Southern_PGAE_Solar |  | Central_Valley_North_Los_Banos_Wind |  |  |  | Southern_PGAE | Central_Valley_North_Los_Banos
PG&E GBA | Avena | 115 | CA | 95320 | SAN JOAQUIN | 4 | 0 | 0 | 0 | 0 | 0 | 0 | 0 | 0 | 0 | 0 | 0 | 0 | 0 | 0 | 0 | 0 | 0 | 0 | 0 | 0 | 0 | 0 | 0 | 0 | 0 | 0 | 0 | 0 | 0 | 0 | 0 | 0 | 0 | 0 | 0 | 0 | 0 | 0 | 0 | 0 | 0 | 0 | 0 | 0 | 0 | 1 | 0 | 0 | 0 | 0 | 0 | 0 | 0 | 0 | 0 | 1 | 0 | 0 | 0 | 1 | 0 | 0 | 0 | 1 | 0 | 0 | 0 | 0 | 0 | 0 | 0 | 0 | 0 | 0 | 0 | 0 | 0 | 0 | 0 | 0 | 0 | 0 | 0 | 0 | 0 | 0 | 0 | 0 | 0 | 0 | 0 | 0 | 0 | 0 | 0 | 0 | 0 | Northern_California_Li_Battery_4hr | Northern_California_Li_Battery_8hr | Northern_California_Solar |  | Solano_Wind |  |  |  | Northern_California | Solano
SDGE | Avocado | 69 | CA | 92028 | SAN DIEGO | 5 | 0 | 0 | 0 | 0 | 0 | 0 | 0 | 0 | 0 | 0 | 0 | 0 | 0 | 0 | 0 | 0 | 0 | 0 | 0 | 0 | 0 | 0 | 0 | 0 | 0 | 1 | 0 | 0 | 1 | 0 | 0 | 0 | 1 | 1 | 0 | 0 | 0 | 1 | 0 | 0 | 0 | 0 | 0 | 0 | 0 | 0 | 0 | 0 | 0 | 0 | 0 | 0 | 0 | 0 | 0 | 0 | 0 | 0 | 0 | 0 | 0 | 0 | 0 | 0 | 0 | 0 | 0 | 0 | 0 | 0 | 0 | 0 | 0 | 0 | 0 | 0 | 0 | 0 | 0 | 0 | 0 | 0 | 0 | 0 | 0 | 0 | 0 | 0 | 0 | 0 | 0 | 0 | 0 | 0 | 0 | 0 | 0 | San_Diego_Li_Battery_4hr | San_Diego_Li_Battery_8hr | San_Diego_Solar |  | 0 |  |  |  | Greater_SD | Greater_SD
PG&E NGBA | Bahia | 230 | CA |  |  | 9 | 0 | 0 | 0 | 0 | 0 | 0 | 0 | 0 | 0 | 0 | 0 | 0 | 0 | 0 | 0 | 0 | 0 | 0 | 0 | 0 | 0 | 0 | 0 | 0 | 0 | 0 | 0 | 0 | 0 | 0 | 0 | 0 | 0 | 0 | 0 | 0 | 0 | 0 | 0 | 1 | 0 | 0 | 0 | 0 | 0 | 0 | 0 | 0 | 0 | 0 | 0 | 0 | 1 | 1 | 1 | 1 | 0 | 0 | 1 | 1 | 0 | 0 | 0 | 0 | 0 | 1 | 1 | 0 | 0 | 0 | 0 | 0 | 0 | 0 | 0 | 0 | 0 | 0 | 0 | 0 | 0 | 0 | 0 | 0 | 0 | 0 | 0 | 0 | 0 | 0 | 0 | 0 | 0 | 0 | 0 | 0 | 0 | Northern_California_Li_Battery_4hr | Northern_California_Li_Battery_8hr | Northern_California_Solar |  | Solano_Wind |  |  |  | Northern_California | Solano
SCE Northern | Bailey | 230 | CA | 93536 | LOS ANGELES | 4 | 0 | 0 | 1 | 0 | 0 | 0 | 1 | 1 | 0 | 0 | 0 | 0 | 0 | 0 | 0 | 0 | 0 | 0 | 0 | 0 | 0 | 0 | 0 | 0 | 1 | 0 | 0 | 0 | 0 | 0 | 0 | 0 | 0 | 0 | 0 | 0 | 0 | 0 | 0 | 0 | 0 | 0 | 0 | 0 | 0 | 0 | 0 | 0 | 0 | 0 | 0 | 0 | 0 | 0 | 0 | 0 | 0 | 0 | 0 | 0 | 0 | 0 | 0 | 0 | 0 | 0 | 0 | 0 | 0 | 0 | 0 | 0 | 0 | 0 | 0 | 0 | 0 | 0 | 0 | 0 | 0 | 0 | 0 | 0 | 0 | 0 | 0 | 0 | 0 | 0 | 0 | 0 | 0 | 0 | 0 | 0 | 0 | Tehachapi_Li_Battery_4hr | Tehachapi_Li_Battery_8hr | Tehachapi_Solar |  | Tehachapi_Wind |  |  |  | Tehachapi | Tehachapi
SCE NOL | Baker | 115 | CA | 92309 | San Bernardino | 3 | 0 | 0 | 0 | 0 | 0 | 0 | 0 | 0 | 0 | 0 | 0 | 1 | 1 | 1 | 0 | 0 | 0 | 0 | 0 | 0 | 0 | 0 | 0 | 0 | 0 | 0 | 0 | 0 | 0 | 0 | 0 | 0 | 0 | 0 | 0 | 0 | 0 | 0 | 0 | 0 | 0 | 0 | 0 | 0 | 0 | 0 | 0 | 0 | 0 | 0 | 0 | 0 | 0 | 0 | 0 | 0 | 0 | 0 | 0 | 0 | 0 | 0 | 0 | 0 | 0 | 0 | 0 | 0 | 0 | 0 | 0 | 0 | 0 | 0 | 0 | 0 | 0 | 0 | 0 | 0 | 0 | 0 | 0 | 0 | 0 | 0 | 0 | 0 | 0 | 0 | 0 | 0 | 0 | 0 | 0 | 0 | 0 | Southern_NV_Eldorado_Li_Battery_4hr | Southern_NV_Eldorado_Li_Battery_8hr | Southern_NV_Eldorado_Solar | Inyokern_North_Kramer_Geothermal | Southern_NV_Eldorado_Wind |  |  |  | Southern_NV_Eldorado | Southern_NV_Eldorado
PG&E KERN | Bakersfield | 230 | CA | 93301 | KERN | 2 | 0 | 0 | 0 | 0 | 0 | 0 | 0 | 0 | 0 | 0 | 0 | 0 | 0 | 0 | 0 | 0 | 0 | 0 | 0 | 0 | 0 | 0 | 0 | 0 | 0 | 0 | 0 | 0 | 0 | 0 | 0 | 0 | 0 | 0 | 0 | 0 | 0 | 0 | 0 | 0 | 0 | 0 | 0 | 0 | 0 | 0 | 0 | 0 | 0 | 0 | 0 | 0 | 0 | 0 | 0 | 0 | 0 | 0 | 0 | 0 | 0 | 0 | 0 | 0 | 0 | 0 | 0 | 0 | 0 | 0 | 0 | 0 | 0 | 0 | 0 | 0 | 0 | 0 | 1 | 0 | 0 | 0 | 0 | 0 | 0 | 0 | 0 | 0 | 0 | 0 | 0 | 0 | 0 | 0 | 1 | 0 | 0 | Southern_PGAE_Li_Battery_4hr | Southern_PGAE_Li_Battery_8hr | Southern_PGAE_Solar |  | Central_Valley_North_Los_Banos_Wind |  |  |  | Southern_PGAE | Central_Valley_North_Los_Banos
PG&E FRESNO | Balch | 230 | CA | 93664 | FRESNO | 6 | 0 |  | 0 | 0 | 0 | 0 | 0 | 0 | 0 | 0 | 0 | 0 | 0 | 0 | 0 | 0 | 0 | 0 | 0 | 0 | 0 | 0 | 0 | 0 | 0 | 0 | 0 | 0 | 0 | 0 | 0 | 0 | 0 | 0 | 0 | 0 | 0 | 0 | 0 | 0 | 0 | 0 | 0 | 0 | 0 | 1 | 0 | 0 | 0 | 0 | 0 | 0 | 0 | 0 | 0 | 0 | 0 | 0 | 0 | 0 | 0 | 0 | 0 | 0 | 0 | 0 | 0 | 0 | 0 | 0 | 0 | 0 | 0 | 0 | 0 | 0 | 0 | 0 | 1 | 1 | 0 | 1 | 0 | 0 | 0 | 1 | 0 | 0 | 0 | 1 | 0 | 0 | 0 | 0 | 0 | 0 | 0 | Southern_PGAE_Li_Battery_4hr | Southern_PGAE_Li_Battery_8hr | Southern_PGAE_Solar |  | Central_Valley_North_Los_Banos_Wind |  |  |  | Southern_PGAE | Central_Valley_North_Los_Banos
SCE Eastern | Bannister | 230 | CA | 92257 | IMPERIAL | 3 | 0 | 0 | 0 | 0 | 0 | 0 | 0 | 0 | 0 | 0 | 0 | 0 | 0 | 0 | 0 | 0 | 0 | 0 | 1 | 1 | 0 | 1 | 0 | 0 | 0 | 0 | 0 | 0 | 0 | 0 | 0 | 0 | 0 | 0 | 0 | 0 | 0 | 0 | 0 | 0 | 0 | 0 | 0 | 0 | 0 | 0 | 0 | 0 | 0 | 0 | 0 | 0 | 0 | 0 | 0 | 0 | 0 | 0 | 0 | 0 | 0 | 0 | 0 | 0 | 0 | 0 | 0 | 0 | 0 | 0 | 0 | 0 | 0 | 0 | 0 | 0 | 0 | 0 | 0 | 0 | 0 | 0 | 0 | 0 | 0 | 0 | 0 | 0 | 0 | 0 | 0 | 0 | 0 | 0 | 0 | 0 | 0 | Greater_Imperial_Li_Battery_4hr | Greater_Imperial_Li_Battery_8hr | Greater_Imperial_Solar |  | Greater_Imperial_Wind |  |  |  | Greater_Imperial | Greater_Imperial (Exclude)
SCE Metro | Barre | 230 | CA | 90680 | ORANGE | 1 | 0 | 0 | 0 | 0 | 0 | 0 | 0 | 0 | 0 | 1 | 0 | 0 | 0 | 0 | 0 | 0 | 0 | 0 | 0 | 0 | 0 | 0 | 0 | 0 | 0 | 0 | 0 | 0 | 0 | 0 | 0 | 0 | 0 | 0 | 0 | 0 | 0 | 0 | 0 | 0 | 0 | 0 | 0 | 0 | 0 | 0 | 0 | 0 | 0 | 0 | 0 | 0 | 0 | 0 | 0 | 0 | 0 | 0 | 0 | 0 | 0 | 0 | 0 | 0 | 0 | 0 | 0 | 0 | 0 | 0 | 0 | 0 | 0 | 0 | 0 | 0 | 0 | 0 | 0 | 0 | 0 | 0 | 0 | 0 | 0 | 0 | 0 | 0 | 0 | 0 | 0 | 0 | 0 | 0 | 0 | 0 | 0 | Greater_LA_Li_Battery_4hr | Greater_LA_Li_Battery_8hr | Greater_LA_Solar |  | 0 |  |  |  | Greater_LA | Greater_LA
SDGE | Bay Boulevard | 69 | CA | 91905 | SAN DIEGO | 4 | 0 | 0 | 0 | 0 | 0 | 0 | 0 | 0 | 0 | 0 | 0 | 0 | 0 | 0 | 0 | 0 | 0 | 0 | 0 | 0 | 0 | 0 | 0 | 0 | 0 | 0 | 0 | 0 | 0 | 0 | 1 | 0 | 1 | 0 | 0 | 1 | 1 | 0 | 0 | 0 | 0 | 0 | 0 | 0 | 0 | 0 | 0 | 0 | 0 | 0 | 0 | 0 | 0 | 0 | 0 | 0 | 0 | 0 | 0 | 0 | 0 | 0 | 0 | 0 | 0 | 0 | 0 | 0 | 0 | 0 | 0 | 0 | 0 | 0 | 0 | 0 | 0 | 0 | 0 | 0 | 0 | 0 | 0 | 0 | 0 | 0 | 0 | 0 | 0 | 0 | 0 | 0 | 0 | 0 | 0 | 0 | 0 | San_Diego_Li_Battery_4hr | San_Diego_Li_Battery_8hr | San_Diego_Solar |  | 0 |  |  |  | Greater_SD | Greater_SD
SDGE | Bay Boulevard | 230 | CA | 91905 | SAN DIEGO | 5 | 0 | 0 | 0 | 0 | 0 | 0 | 0 | 0 | 0 | 0 | 0 | 0 | 0 | 0 | 0 | 0 | 0 | 0 | 0 | 0 | 0 | 0 | 0 | 0 | 0 | 0 | 0 | 0 | 1 | 0 | 1 | 0 | 1 | 0 | 0 | 1 | 1 | 0 | 0 | 0 | 0 | 0 | 0 | 0 | 0 | 0 | 0 | 0 | 0 | 0 | 0 | 0 | 0 | 0 | 0 | 0 | 0 | 0 | 0 | 0 | 0 | 0 | 0 | 0 | 0 | 0 | 0 | 0 | 0 | 0 | 0 | 0 | 0 | 0 | 0 | 0 | 0 | 0 | 0 | 0 | 0 | 0 | 0 | 0 | 0 | 0 | 0 | 0 | 0 | 0 | 0 | 0 | 0 | 0 | 0 | 0 | 0 | San_Diego_Li_Battery_4hr | San_Diego_Li_Battery_8hr | San_Diego_Solar |  | 0 |  |  |  | Greater_SD | Greater_SD
EOP | Beatty | 138 | NV | 89003 | NYE | 3 | 0 | 0 | 0 | 0 | 0 | 0 | 0 | 0 | 0 | 0 | 0 | 0 | 0 | 0 | 0 | 0 | 0 | 0 | 0 | 0 | 0 | 0 | 1 | 1 | 1 | 0 | 0 | 0 | 0 | 0 | 0 | 0 | 0 | 0 | 0 | 0 | 0 | 0 | 0 | 0 | 0 | 0 | 0 | 0 | 0 | 0 | 0 | 0 | 0 | 0 | 0 | 0 | 0 | 0 | 0 | 0 | 0 | 0 | 0 | 0 | 0 | 0 | 0 | 0 | 0 | 0 | 0 | 0 | 0 | 0 | 0 | 0 | 0 | 0 | 0 | 0 | 0 | 0 | 0 | 0 | 0 | 0 | 0 | 0 | 0 | 0 | 0 | 0 | 0 | 0 | 0 | 0 | 0 | 0 | 0 | 0 | 0 | Southern_NV_Eldorado_Li_Battery_4hr | Southern_NV_Eldorado_Li_Battery_8hr | Southern_NV_Eldorado_Solar | Central_Nevada_Geothermal | Southern_NV_Eldorado_Wind |  |  |  | Southern_NV_Eldorado | Southern_NV_Eldorado
EOP | Beatty | 230 | NV | 89003 | NYE | 3 | 0 | 0 | 0 | 0 | 0 | 0 | 0 | 0 | 0 | 0 | 0 | 0 | 0 | 0 | 0 | 0 | 0 | 0 | 0 | 0 | 0 | 0 | 1 | 1 | 1 | 0 | 0 | 0 | 0 | 0 | 0 | 0 | 0 | 0 | 0 | 0 | 0 | 0 | 0 | 0 | 0 | 0 | 0 | 0 | 0 | 0 | 0 | 0 | 0 | 0 | 0 | 0 | 0 | 0 | 0 | 0 | 0 | 0 | 0 | 0 | 0 | 0 | 0 | 0 | 0 | 0 | 0 | 0 | 0 | 0 | 0 | 0 | 0 | 0 | 0 | 0 | 0 | 0 | 0 | 0 | 0 | 0 | 0 | 0 | 0 | 0 | 0 | 0 | 0 | 0 | 0 | 0 | 0 | 0 | 0 | 0 | 0 | Southern_NV_Eldorado_Li_Battery_4hr | Southern_NV_Eldorado_Li_Battery_8hr | Southern_NV_Eldorado_Solar | Central_Nevada_Geothermal | Southern_NV_Eldorado_Wind |  |  |  | Southern_NV_Eldorado | Southern_NV_Eldorado
PG&E NGBA | Belden | 230 | CA | 95915 | PLUMAS | 9 | 0 | 0 | 0 | 0 | 0 | 0 | 0 | 0 | 0 | 0 | 0 | 0 | 0 | 0 | 0 | 0 | 0 | 0 | 0 | 0 | 0 | 0 | 0 | 0 | 0 | 0 | 0 | 0 | 0 | 0 | 0 | 0 | 0 | 0 | 0 | 0 | 0 | 0 | 0 | 1 | 1 | 0 | 1 | 0 | 1 | 1 | 1 | 1 | 0 | 0 | 0 | 0 | 0 | 0 | 0 | 0 | 0 | 0 | 0 | 1 | 1 | 0 | 0 | 0 | 0 | 0 | 0 | 0 | 0 | 0 | 0 | 0 | 0 | 0 | 0 | 0 | 0 | 0 | 0 | 0 | 0 | 0 | 0 | 0 | 0 | 0 | 0 | 0 | 0 | 0 | 0 | 0 | 0 | 0 | 0 | 0 | 0 | Northern_California_Li_Battery_4hr | Northern_California_Li_Battery_8hr | Northern_California_Solar |  | Northern_California_Wind |  |  |  | Northern_California | Northern_California
PG&E NGBA | Bell | 115 | CA | 95602 | Placer | 5 | 0 | 0 | 0 | 0 | 0 | 0 | 0 | 0 | 0 | 0 | 0 | 0 | 0 | 0 | 0 | 0 | 0 | 0 | 0 | 0 | 0 | 0 | 0 | 0 | 0 | 0 | 0 | 0 | 0 | 0 | 0 | 0 | 0 | 0 | 0 | 0 | 0 | 0 | 0 | 1 | 0 | 0 | 0 | 0 | 0 | 1 | 0 | 1 | 0 | 0 | 0 | 0 | 0 | 0 | 0 | 0 | 0 | 0 | 0 | 1 | 1 | 0 | 0 | 0 | 0 | 0 | 0 | 0 | 0 | 0 | 0 | 0 | 0 | 0 | 0 | 0 | 0 | 0 | 0 | 0 | 0 | 0 | 0 | 0 | 0 | 0 | 0 | 0 | 0 | 0 | 0 | 0 | 0 | 0 | 0 | 0 | 0 | Northern_California_Li_Battery_4hr | Northern_California_Li_Battery_8hr | Northern_California_Solar |  | Northern_California_Wind |  |  |  | Northern_California | Northern_California
PG&E NGBA | Bellevue | 115 | CA | 95407 | SONOMA | 3 | 0 | 0 | 0 | 0 | 0 | 0 | 0 | 0 | 0 | 0 | 0 | 0 | 0 | 0 | 0 | 0 | 0 | 0 | 0 | 0 | 0 | 0 | 0 | 0 | 0 | 0 | 0 | 0 | 0 | 0 | 0 | 0 | 0 | 0 | 0 | 0 | 0 | 0 | 0 | 1 | 0 | 0 | 0 | 0 | 0 | 0 | 0 | 0 | 0 | 0 | 0 | 0 | 1 | 0 | 0 | 0 | 0 | 0 | 0 | 0 | 0 | 0 | 0 | 0 | 0 | 0 | 1 | 0 | 0 | 0 | 0 | 0 | 0 | 0 | 0 | 0 | 0 | 0 | 0 | 0 | 0 | 0 | 0 | 0 | 0 | 0 | 0 | 0 | 0 | 0 | 0 | 0 | 0 | 0 | 0 | 0 | 0 | Northern_California_Li_Battery_4hr | Northern_California_Li_Battery_8hr | Northern_California_Solar |  | Northern_California_Wind |  |  |  | Northern_California | Mendocino_Marin
PG&E GBA | Bellota | 115 | CA | 95236 | SAN JOAQUIN | 4 | 0 | 0 | 0 | 0 | 0 | 0 | 0 | 0 | 0 | 0 | 0 | 0 | 0 | 0 | 0 | 0 | 0 | 0 | 0 | 0 | 0 | 0 | 0 | 0 | 0 | 0 | 0 | 0 | 0 | 0 | 0 | 0 | 0 | 0 | 0 | 0 | 0 | 0 | 0 | 0 | 0 | 0 | 0 | 0 | 0 | 1 | 0 | 0 | 0 | 0 | 0 | 0 | 0 | 0 | 0 | 0 | 0 | 1 | 0 | 1 | 1 | 0 | 0 | 0 | 0 | 0 | 0 | 0 | 0 | 0 | 0 | 0 | 0 | 0 | 0 | 0 | 0 | 0 | 0 | 0 | 0 | 0 | 0 | 0 | 0 | 0 | 0 | 0 | 0 | 0 | 0 | 0 | 0 | 0 | 0 | 0 | 0 | Northern_California_Li_Battery_4hr | Northern_California_Li_Battery_8hr | Northern_California_Solar |  | Solano_Wind |  |  |  | Northern_California | Solano
PG&E GBA | Bellota | 230 | CA | 95236 | SAN JOAQUIN | 3 | 0 | 0 | 0 | 0 | 0 | 0 | 0 | 0 | 0 | 0 | 0 | 0 | 0 | 0 | 0 | 0 | 0 | 0 | 0 | 0 | 0 | 0 | 0 | 0 | 0 | 0 | 0 | 0 | 0 | 0 | 0 | 0 | 0 | 0 | 0 | 0 | 0 | 0 | 0 | 0 | 0 | 0 | 0 | 0 | 0 | 1 | 0 | 0 | 0 | 0 | 0 | 0 | 0 | 0 | 0 | 0 | 0 | 0 | 0 | 1 | 1 | 0 | 0 | 0 | 0 | 0 | 0 | 0 | 0 | 0 | 0 | 0 | 0 | 0 | 0 | 0 | 0 | 0 | 0 | 0 | 0 | 0 | 0 | 0 | 0 | 0 | 0 | 0 | 0 | 0 | 0 | 0 | 0 | 0 | 0 | 0 | 0 | Northern_California_Li_Battery_4hr | Northern_California_Li_Battery_8hr | Northern_California_Solar |  | Solano_Wind |  |  |  | Northern_California | Solano
SCE Northern | Big Creek | 230 | CA | 93664 | FRESNO | 4 | 1 | 0 | 1 | 0 | 0 | 1 | 1 | 0 | 0 | 0 | 0 | 0 | 0 | 0 | 0 | 0 | 0 | 0 | 0 | 0 | 0 | 0 | 0 | 0 | 0 | 0 | 0 | 0 | 0 | 0 | 0 | 0 | 0 | 0 | 0 | 0 | 0 | 0 | 0 | 0 | 0 | 0 | 0 | 0 | 0 | 0 | 0 | 0 | 0 | 0 | 0 | 0 | 0 | 0 | 0 | 0 | 0 | 0 | 0 | 0 | 0 | 0 | 0 | 0 | 0 | 0 | 0 | 0 | 0 | 0 | 0 | 0 | 0 | 0 | 0 | 0 | 0 | 0 | 0 | 0 | 0 | 0 | 0 | 0 | 0 | 0 | 0 | 0 | 0 | 0 | 0 | 0 | 0 | 0 | 0 | 0 | 0 | Southern_PGAE_Li_Battery_4hr | Southern_PGAE_Li_Battery_8hr | Southern_PGAE_Solar |  | Central_Valley_North_Los_Banos_Wind |  |  |  | Southern_PGAE | Central_Valley_North_Los_Banos
PG&E FRESNO | Biola | 70 | CA | 93630 | Fresno | 7 | 0 | 0 | 0 | 0 | 0 | 0 | 0 | 0 | 0 | 0 | 0 | 0 | 0 | 0 | 0 | 0 | 0 | 0 | 0 | 0 | 0 | 0 | 0 | 0 | 0 | 0 | 0 | 0 | 0 | 0 | 0 | 0 | 0 | 0 | 0 | 0 | 0 | 0 | 0 | 0 | 0 | 0 | 0 | 0 | 0 | 0 | 0 | 0 | 0 | 0 | 0 | 0 | 0 | 0 | 0 | 0 | 0 | 0 | 0 | 0 | 0 | 0 | 0 | 0 | 0 | 0 | 0 | 0 | 0 | 0 | 0 | 0 | 0 | 0 | 0 | 0 | 0 | 0 | 0 | 1 | 0 | 1 | 1 | 1 | 0 | 1 | 0 | 1 | 0 | 0 | 0 | 0 | 1 | 0 | 0 | 0 | 0 | Southern_PGAE_Li_Battery_4hr | Southern_PGAE_Li_Battery_8hr | Southern_PGAE_Solar |  | Central_Valley_North_Los_Banos_Wind |  |  |  | Southern_PGAE | Central_Valley_North_Los_Banos
PG&E GBA | Birds Landing | 230 | CA | 94571 | SOLANO | 8 | 0 | 0 | 0 | 0 | 0 | 0 | 0 | 0 | 0 | 0 | 0 | 0 | 0 | 0 | 0 | 0 | 0 | 0 | 0 | 0 | 0 | 0 | 0 | 0 | 0 | 0 | 0 | 0 | 0 | 0 | 0 | 0 | 0 | 0 | 0 | 0 | 0 | 0 | 0 | 1 | 0 | 0 | 0 | 0 | 0 | 0 | 0 | 0 | 0 | 0 | 0 | 0 | 0 | 1 | 1 | 1 | 0 | 0 | 1 | 1 | 0 | 0 | 0 | 0 | 0 | 1 | 1 | 0 | 0 | 0 | 0 | 0 | 0 | 0 | 0 | 0 | 0 | 0 | 0 | 0 | 0 | 0 | 0 | 0 | 0 | 0 | 0 | 0 | 0 | 0 | 0 | 0 | 0 | 0 | 0 | 0 | 0 | Northern_California_Li_Battery_4hr | Northern_California_Li_Battery_8hr | Northern_California_Solar |  | Solano_Wind |  |  |  | Northern_California | Solano
SCE Northern | Bliss | 66 | CA | 93267 | Tulare | 4 | 1 | 0 | 1 | 0 | 0 | 1 | 1 | 0 | 0 | 0 | 0 | 0 | 0 | 0 | 0 | 0 | 0 | 0 | 0 | 0 | 0 | 0 | 0 | 0 | 0 | 0 | 0 | 0 | 0 | 0 | 0 | 0 | 0 | 0 | 0 | 0 | 0 | 0 | 0 | 0 | 0 | 0 | 0 | 0 | 0 | 0 | 0 | 0 | 0 | 0 | 0 | 0 | 0 | 0 | 0 | 0 | 0 | 0 | 0 | 0 | 0 | 0 | 0 | 0 | 0 | 0 | 0 | 0 | 0 | 0 | 0 | 0 | 0 | 0 | 0 | 0 | 0 | 0 | 0 | 0 | 0 | 0 | 0 | 0 | 0 | 0 | 0 | 0 | 0 | 0 | 0 | 0 | 0 | 0 | 0 | 0 | 0 | Tehachapi_Li_Battery_4hr | Tehachapi_Li_Battery_8hr | Tehachapi_Solar |  | Central_Valley_North_Los_Banos_Wind |  |  |  | Tehachapi | Central_Valley_North_Los_Banos
SCE Eastern | Blythe | 161 | CA | 92225 | RIVERSIDE | 3 | 0 | 0 | 0 | 0 | 0 | 0 | 0 | 0 | 0 | 0 | 0 | 0 | 0 | 0 | 0 | 0 | 0 | 0 | 1 | 0 | 0 | 0 | 0 | 0 | 0 | 0 | 0 | 0 | 0 | 0 | 0 | 1 | 1 | 0 | 0 | 0 | 0 | 0 | 0 | 0 | 0 | 0 | 0 | 0 | 0 | 0 | 0 | 0 | 0 | 0 | 0 | 0 | 0 | 0 | 0 | 0 | 0 | 0 | 0 | 0 | 0 | 0 | 0 | 0 | 0 | 0 | 0 | 0 | 0 | 0 | 0 | 0 | 0 | 0 | 0 | 0 | 0 | 0 | 0 | 0 | 0 | 0 | 0 | 0 | 0 | 0 | 0 | 0 | 0 | 0 | 0 | 0 | 0 | 0 | 0 | 0 | 0 | Riverside_Li_Battery_4hr | Riverside_Li_Battery_8hr | Riverside_Solar |  | Riverside_Palm_Springs_Wind |  |  |  | Riverside | Riverside (Exclude)
PG&E NGBA | Bogue | 115 | CA | 95991 | SUTTER | 7 | 0 | 0 | 0 | 0 | 0 | 0 | 0 | 0 | 0 | 0 | 0 | 0 | 0 | 0 | 0 | 0 | 0 | 0 | 0 | 0 | 0 | 0 | 0 | 0 | 0 | 0 | 0 | 0 | 0 | 0 | 0 | 0 | 0 | 0 | 0 | 0 | 0 | 0 | 0 | 1 | 0 | 0 | 0 | 0 | 1 | 1 | 1 | 1 | 0 | 0 | 0 | 0 | 0 | 0 | 0 | 0 | 0 | 0 | 0 | 1 | 1 | 0 | 0 | 0 | 0 | 0 | 0 | 0 | 0 | 0 | 0 | 0 | 0 | 0 | 0 | 0 | 0 | 0 | 0 | 0 | 0 | 0 | 0 | 0 | 0 | 0 | 0 | 0 | 0 | 0 | 0 | 0 | 0 | 0 | 0 | 0 | 0 | Northern_California_Li_Battery_4hr | Northern_California_Li_Battery_8hr | Northern_California_Solar |  | Northern_California_Wind |  |  |  | Northern_California | Northern_California
PG&E FRESNO | Borden | 230 | CA | 93636 | MADERA | 13 | 0 | 0 | 0 | 0 | 0 | 0 | 0 | 0 | 0 | 0 | 0 | 0 | 0 | 0 | 0 | 0 | 0 | 0 | 0 | 0 | 0 | 0 | 0 | 0 | 0 | 0 | 0 | 0 | 0 | 0 | 0 | 0 | 0 | 0 | 0 | 0 | 0 | 0 | 0 | 0 | 0 | 0 | 0 | 0 | 0 | 1 | 0 | 0 | 0 | 0 | 0 | 0 | 0 | 0 | 0 | 0 | 0 | 0 | 0 | 0 | 0 | 0 | 0 | 0 | 0 | 0 | 0 | 0 | 0 | 0 | 0 | 0 | 0 | 0 | 0 | 0 | 0 | 0 | 1 | 1 | 0 | 1 | 1 | 1 | 1 | 1 | 0 | 1 | 1 | 1 | 0 | 0 | 1 | 0 | 1 | 0 | 0 | Southern_PGAE_Li_Battery_4hr | Southern_PGAE_Li_Battery_8hr | Southern_PGAE_Solar |  | Central_Valley_North_Los_Banos_Wind |  |  |  | Southern_PGAE | Central_Valley_North_Los_Banos
PG&E FRESNO | Borden | 70 | CA | 93636 | MADERA | 12 | 0 | 0 | 0 | 0 | 0 | 0 | 0 | 0 | 0 | 0 | 0 | 0 | 0 | 0 | 0 | 0 | 0 | 0 | 0 | 0 | 0 | 0 | 0 | 0 | 0 | 0 | 0 | 0 | 0 | 0 | 0 | 0 | 0 | 0 | 0 | 0 | 0 | 0 | 0 | 0 | 0 | 0 | 0 | 0 | 0 | 1 | 0 | 0 | 0 | 0 | 0 | 0 | 0 | 0 | 0 | 0 | 0 | 0 | 0 | 0 | 0 | 0 | 0 | 0 | 0 | 0 | 0 | 0 | 0 | 0 | 0 | 0 | 0 | 0 | 0 | 0 | 0 | 0 | 1 | 0 | 0 | 1 | 1 | 1 | 1 | 1 | 0 | 1 | 1 | 1 | 0 | 0 | 1 | 0 | 1 | 0 | 0 | Southern_PGAE_Li_Battery_4hr | Southern_PGAE_Li_Battery_8hr | Southern_PGAE_Solar |  | Central_Valley_North_Los_Banos_Wind |  |  |  | Southern_PGAE | Central_Valley_North_Los_Banos
SDGE | Boulevard East | 138 | CA | 91905 | San Diego | 4 | 0 | 0 | 0 | 0 | 0 | 0 | 0 | 0 | 0 | 0 | 0 | 0 | 0 | 0 | 0 | 0 | 0 | 0 | 0 | 0 | 0 | 0 | 0 | 0 | 0 | 0 | 0 | 0 | 0 | 0 | 1 | 0 | 1 | 0 | 0 | 1 | 1 | 0 | 0 | 0 | 0 | 0 | 0 | 0 | 0 | 0 | 0 | 0 | 0 | 0 | 0 | 0 | 0 | 0 | 0 | 0 | 0 | 0 | 0 | 0 | 0 | 0 | 0 | 0 | 0 | 0 | 0 | 0 | 0 | 0 | 0 | 0 | 0 | 0 | 0 | 0 | 0 | 0 | 0 | 0 | 0 | 0 | 0 | 0 | 0 | 0 | 0 | 0 | 0 | 0 | 0 | 0 | 0 | 0 | 0 | 0 | 0 | Greater_Imperial_Li_Battery_4hr | Greater_Imperial_Li_Battery_8hr | Greater_Imperial_Solar |  | Greater_Imperial_Wind |  |  |  | Greater_Imperial | Greater_Imperial
SDGE | Boulevard East | 69 | CA | 91905 | San Diego | 4 | 0 | 0 | 0 | 0 | 0 | 0 | 0 | 0 | 0 | 0 | 0 | 0 | 0 | 0 | 0 | 0 | 0 | 0 | 0 | 0 | 0 | 0 | 0 | 0 | 0 | 0 | 0 | 0 | 0 | 0 | 1 | 0 | 1 | 0 | 0 | 1 | 1 | 0 | 0 | 0 | 0 | 0 | 0 | 0 | 0 | 0 | 0 | 0 | 0 | 0 | 0 | 0 | 0 | 0 | 0 | 0 | 0 | 0 | 0 | 0 | 0 | 0 | 0 | 0 | 0 | 0 | 0 | 0 | 0 | 0 | 0 | 0 | 0 | 0 | 0 | 0 | 0 | 0 | 0 | 0 | 0 | 0 | 0 | 0 | 0 | 0 | 0 | 0 | 0 | 0 | 0 | 0 | 0 | 0 | 0 | 0 | 0 | Greater_Imperial_Li_Battery_4hr | Greater_Imperial_Li_Battery_8hr | Greater_Imperial_Solar |  | Greater_Imperial_Wind |  |  |  | Greater_Imperial | Greater_Imperial
PG&E GBA | Brentwood | 230 | CA | 94513 | CONTRA COSTA | 7 | 0 | 0 | 0 | 0 | 0 | 0 | 0 | 0 | 0 | 0 | 0 | 0 | 0 | 0 | 0 | 0 | 0 | 0 | 0 | 0 | 0 | 0 | 0 | 0 | 0 | 0 | 0 | 0 | 0 | 0 | 0 | 0 | 0 | 0 | 0 | 0 | 0 | 0 | 0 | 1 | 0 | 0 | 0 | 0 | 0 | 0 | 0 | 0 | 0 | 0 | 0 | 0 | 0 | 1 | 1 | 1 | 0 | 0 | 1 | 1 | 0 | 0 | 0 | 0 | 0 | 1 | 0 | 0 | 0 | 0 | 0 | 0 | 0 | 0 | 0 | 0 | 0 | 0 | 0 | 0 | 0 | 0 | 0 | 0 | 0 | 0 | 0 | 0 | 0 | 0 | 0 | 0 | 0 | 0 | 0 | 0 | 0 | Northern_California_Li_Battery_4hr | Northern_California_Li_Battery_8hr | Northern_California_Solar |  | Solano_Wind |  |  |  | Northern_California | Solano
PG&E NGBA | Bridgeville | 115 | CA | 95526 | Humboldt | 1 | 0 | 0 | 0 | 0 | 0 | 0 | 0 | 0 | 0 | 0 | 0 | 0 | 0 | 0 | 0 | 0 | 0 | 0 | 0 | 0 | 0 | 0 | 0 | 0 | 0 | 0 | 0 | 0 | 0 | 0 | 0 | 0 | 0 | 0 | 0 | 0 | 0 | 0 | 0 | 1 | 0 | 0 | 0 | 0 | 0 | 0 | 0 | 0 | 0 | 0 | 0 | 0 | 0 | 0 | 0 | 0 | 0 | 0 | 0 | 0 | 0 | 0 | 0 | 0 | 0 | 0 | 0 | 0 | 0 | 0 | 0 | 0 | 0 | 0 | 0 | 0 | 0 | 0 | 0 | 0 | 0 | 0 | 0 | 0 | 0 | 0 | 0 | 0 | 0 | 0 | 0 | 0 | 0 | 0 | 0 | 0 | 0 | Northern_California_Li_Battery_4hr | Northern_California_Li_Battery_8hr | Northern_California_Solar |  | Humboldt_Wind |  |  |  | Northern_California | Humboldt
PG&E NGBA | Brighton | 115 | CA | 95826 | SACRAMENTO | 6 | 0 | 0 | 0 | 0 | 0 | 0 | 0 | 0 | 0 | 0 | 0 | 0 | 0 | 0 | 0 | 0 | 0 | 0 | 0 | 0 | 0 | 0 | 0 | 0 | 0 | 0 | 0 | 0 | 0 | 0 | 0 | 0 | 0 | 0 | 0 | 0 | 0 | 0 | 0 | 1 | 0 | 0 | 0 | 0 | 0 | 1 | 0 | 1 | 0 | 0 | 0 | 0 | 0 | 0 | 0 | 0 | 0 | 0 | 0 | 1 | 1 | 0 | 0 | 0 | 0 | 0 | 0 | 0 | 0 | 0 | 0 | 0 | 0 | 0 | 0 | 0 | 0 | 0 | 0 | 0 | 0 | 0 | 0 | 0 | 0 | 1 | 0 | 0 | 0 | 0 | 0 | 0 | 0 | 0 | 0 | 0 | 0 | Northern_California_Li_Battery_4hr | Northern_California_Li_Battery_8hr | Northern_California_Solar |  | Solano_Wind |  |  |  | Northern_California | Solano
PG&E NGBA | Brighton | 230 | CA | 95826 | SACRAMENTO | 6 | 0 | 0 | 0 | 0 | 0 | 0 | 0 | 0 | 0 | 0 | 0 | 0 | 0 | 0 | 0 | 0 | 0 | 0 | 0 | 0 | 0 | 0 | 0 | 0 | 0 | 0 | 0 | 0 | 0 | 0 | 0 | 0 | 0 | 0 | 0 | 0 | 0 | 0 | 0 | 1 | 0 | 0 | 0 | 0 | 0 | 1 | 0 | 1 | 0 | 0 | 0 | 0 | 0 | 0 | 0 | 0 | 0 | 0 | 0 | 1 | 1 | 0 | 0 | 0 | 0 | 0 | 0 | 0 | 0 | 0 | 0 | 0 | 0 | 0 | 0 | 0 | 0 | 0 | 0 | 0 | 0 | 0 | 0 | 0 | 0 | 1 | 0 | 0 | 0 | 0 | 0 | 0 | 0 | 0 | 0 | 0 | 0 | Northern_California_Li_Battery_4hr | Northern_California_Li_Battery_8hr | Northern_California_Solar |  | Solano_Wind |  |  |  | Northern_California | Solano
PG&E NGBA | Brunswick | 115 | CA | 95945 | NEVADA | 7 | 0 | 0 | 0 | 0 | 0 | 0 | 0 | 0 | 0 | 0 | 0 | 0 | 0 | 0 | 0 | 0 | 0 | 0 | 0 | 0 | 0 | 0 | 0 | 0 | 0 | 0 | 0 | 0 | 0 | 0 | 0 | 0 | 0 | 0 | 0 | 0 | 0 | 0 | 0 | 1 | 0 | 0 | 1 | 0 | 0 | 1 | 1 | 1 | 0 | 0 | 0 | 0 | 0 | 0 | 0 | 0 | 0 | 0 | 0 | 1 | 1 | 0 | 0 | 0 | 0 | 0 | 0 | 0 | 0 | 0 | 0 | 0 | 0 | 0 | 0 | 0 | 0 | 0 | 0 | 0 | 0 | 0 | 0 | 0 | 0 | 0 | 0 | 0 | 0 | 0 | 0 | 0 | 0 | 0 | 0 | 0 | 0 | Northern_California_Li_Battery_4hr | Northern_California_Li_Battery_8hr | Northern_California_Solar |  | Northern_California_Wind |  |  |  | Northern_California | Northern_California
PG&E NGBA | Bucks Creek | 230 | CA | 95984 | PLUMAS | 10 | 0 | 0 | 0 | 0 | 0 | 0 | 0 | 0 | 0 | 0 | 0 | 0 | 0 | 0 | 0 | 0 | 0 | 0 | 0 | 0 | 0 | 0 | 0 | 0 | 0 | 0 | 0 | 0 | 0 | 0 | 0 | 0 | 0 | 0 | 0 | 0 | 0 | 0 | 0 | 1 | 1 | 0 | 1 | 0 | 1 | 1 | 1 | 1 | 0 | 0 | 0 | 0 | 0 | 0 | 0 | 0 | 0 | 0 | 1 | 1 | 1 | 0 | 0 | 0 | 0 | 0 | 0 | 0 | 0 | 0 | 0 | 0 | 0 | 0 | 0 | 0 | 0 | 0 | 0 | 0 | 0 | 0 | 0 | 0 | 0 | 0 | 0 | 0 | 0 | 0 | 0 | 0 | 0 | 0 | 0 | 0 | 0 | Northern_California_Li_Battery_4hr | Northern_California_Li_Battery_8hr | Northern_California_Solar |  | Northern_California_Wind |  |  |  | Northern_California | Northern_California
PG&E KERN | Buena Vista | 230 | CA | 93901 | MONTEREY | 3 | 0 | 0 | 0 | 0 | 0 | 0 | 0 | 0 | 0 | 0 | 0 | 0 | 0 | 0 | 0 | 0 | 0 | 0 | 0 | 0 | 0 | 0 | 0 | 0 | 0 | 0 | 0 | 0 | 0 | 0 | 0 | 0 | 0 | 0 | 0 | 0 | 0 | 0 | 0 | 0 | 0 | 0 | 0 | 0 | 0 | 0 | 0 | 0 | 0 | 0 | 0 | 0 | 0 | 0 | 0 | 0 | 0 | 0 | 0 | 0 | 0 | 0 | 0 | 0 | 0 | 0 | 0 | 0 | 0 | 0 | 0 | 0 | 0 | 0 | 0 | 0 | 0 | 0 | 1 | 1 | 0 | 0 | 0 | 0 | 0 | 0 | 0 | 0 | 0 | 0 | 0 | 0 | 0 | 0 | 1 | 0 | 0 | Southern_PGAE_Li_Battery_4hr | Southern_PGAE_Li_Battery_8hr | Southern_PGAE_Solar |  | Kern_Greater_Carrizo_Wind |  |  |  | Southern_PGAE | Peninsula_Monterey
PG&E FRESNO | Bullard | 115 | CA | 93710 | Fresno | 12 | 0 | 0 | 0 | 0 | 0 | 0 | 0 | 0 | 0 | 0 | 0 | 0 | 0 | 0 | 0 | 0 | 0 | 0 | 0 | 0 | 0 | 0 | 0 | 0 | 0 | 0 | 0 | 0 | 0 | 0 | 0 | 0 | 0 | 0 | 0 | 0 | 0 | 0 | 0 | 0 | 0 | 0 | 0 | 0 | 0 | 1 | 0 | 0 | 0 | 0 | 0 | 0 | 0 | 0 | 0 | 0 | 0 | 0 | 0 | 0 | 0 | 0 | 0 | 0 | 0 | 0 | 0 | 0 | 0 | 0 | 0 | 0 | 0 | 0 | 0 | 0 | 0 | 0 | 1 | 0 | 0 | 1 | 1 | 1 | 1 | 1 | 0 | 1 | 1 | 1 | 0 | 0 | 1 | 0 | 1 | 0 | 0 | Southern_PGAE_Li_Battery_4hr | Southern_PGAE_Li_Battery_8hr | Southern_PGAE_Solar |  | Central_Valley_North_Los_Banos_Wind |  |  |  | Southern_PGAE | Central_Valley_North_Los_Banos
PG&E GBA | Burlingame | 115 | CA | 94010 | San Mateo | 2 | 0 | 0 | 0 | 0 | 0 | 0 | 0 | 0 | 0 | 0 | 0 | 0 | 0 | 0 | 0 | 0 | 0 | 0 | 0 | 0 | 0 | 0 | 0 | 0 | 0 | 0 | 0 | 0 | 0 | 0 | 0 | 0 | 0 | 0 | 0 | 0 | 0 | 0 | 0 | 1 | 0 | 0 | 0 | 0 | 0 | 0 | 0 | 0 | 0 | 0 | 0 | 0 | 1 | 0 | 0 | 0 | 0 | 0 | 0 | 0 | 0 | 0 | 0 | 0 | 0 | 0 | 0 | 0 | 0 | 0 | 0 | 0 | 0 | 0 | 0 | 0 | 0 | 0 | 0 | 0 | 0 | 0 | 0 | 0 | 0 | 0 | 0 | 0 | 0 | 0 | 0 | 0 | 0 | 0 | 0 | 0 | 0 | Northern_California_Li_Battery_4hr | Northern_California_Li_Battery_8hr | Northern_California_Solar |  | Kern_Greater_Carrizo_Wind |  |  |  | Northern_California | Peninsula_Monterey
PG&E NGBA | Burney Forest | 230 | CA | 96013 | SHASTA | 2 | 0 | 0 | 0 | 0 | 0 | 0 | 0 | 0 | 0 | 0 | 0 | 0 | 0 | 0 | 0 | 0 | 0 | 0 | 0 | 0 | 0 | 0 | 0 | 0 | 0 | 0 | 0 | 0 | 0 | 0 | 0 | 0 | 0 | 0 | 0 | 0 | 0 | 0 | 0 | 1 | 0 | 0 | 0 | 1 | 0 | 0 | 0 | 0 | 0 | 0 | 0 | 0 | 0 | 0 | 0 | 0 | 0 | 0 | 0 | 0 | 0 | 0 | 0 | 0 | 0 | 0 | 0 | 0 | 0 | 0 | 0 | 0 | 0 | 0 | 0 | 0 | 0 | 0 | 0 | 0 | 0 | 0 | 0 | 0 | 0 | 0 | 0 | 0 | 0 | 0 | 0 | 0 | 0 | 0 | 0 | 0 | 0 | Northern_California_Li_Battery_4hr | Northern_California_Li_Battery_8hr | Northern_California_Solar |  | Northern_California_Wind |  |  |  | Northern_California | Northern_California
PG&E NGBA | Butte | 115 | CA | 95928 | Butte | 1 | 0 | 0 | 0 | 0 | 0 | 0 | 0 | 0 | 0 | 0 | 0 | 0 | 0 | 0 | 0 | 0 | 0 | 0 | 0 | 0 | 0 | 0 | 0 | 0 | 0 | 0 | 0 | 0 | 0 | 0 | 0 | 0 | 0 | 0 | 0 | 0 | 0 | 0 | 0 | 1 | 0 | 0 | 0 | 0 | 0 | 0 | 0 | 0 | 0 | 0 | 0 | 0 | 0 | 0 | 0 | 0 | 0 | 0 | 0 | 0 | 0 | 0 | 0 | 0 | 0 | 0 | 0 | 0 | 0 | 0 | 0 | 0 | 0 | 0 | 0 | 0 | 0 | 0 | 0 | 0 | 0 | 0 | 0 | 0 | 0 | 0 | 0 | 0 | 0 | 0 | 0 | 0 | 0 | 0 | 0 | 0 | 0 | Northern_California_Li_Battery_4hr | Northern_California_Li_Battery_8hr | Northern_California_Solar |  | Northern_California_Wind |  |  |  | Northern_California | Northern_California
PG&E KERN | Cabrillo | 115 | CA | 93436 | SANTA BARBARA | 5 | 0 | 0 | 0 | 0 | 0 | 0 | 0 | 0 | 0 | 0 | 0 | 0 | 0 | 0 | 0 | 0 | 0 | 0 | 0 | 0 | 0 | 0 | 0 | 0 | 0 | 0 | 0 | 0 | 0 | 0 | 0 | 0 | 0 | 0 | 0 | 0 | 0 | 0 | 0 | 0 | 0 | 0 | 0 | 0 | 0 | 0 | 0 | 0 | 0 | 0 | 0 | 0 | 0 | 0 | 0 | 0 | 0 | 0 | 0 | 0 | 0 | 0 | 0 | 0 | 0 | 0 | 0 | 1 | 1 | 0 | 0 | 0 | 0 | 0 | 0 | 0 | 0 | 0 | 0 | 1 | 0 | 0 | 0 | 0 | 0 | 1 | 0 | 0 | 0 | 0 | 0 | 0 | 0 | 0 | 0 | 1 | 0 | Southern_PGAE_Li_Battery_4hr | Southern_PGAE_Li_Battery_8hr | Southern_PGAE_Solar |  | Kern_Greater_Carrizo_Wind |  |  |  | Southern_PGAE | Kern_Greater_Carrizo
PG&E FRESNO | Cal Flats | 230 | CA | 93451 | MONTEREY | 6 | 0 | 0 | 0 | 0 | 0 | 0 | 0 | 0 | 0 | 0 | 0 | 0 | 0 | 0 | 0 | 0 | 0 | 0 | 0 | 0 | 0 | 0 | 0 | 0 | 0 | 0 | 0 | 0 | 0 | 0 | 0 | 0 | 0 | 0 | 0 | 0 | 0 | 0 | 0 | 0 | 0 | 0 | 0 | 0 | 0 | 0 | 0 | 0 | 0 | 0 | 0 | 0 | 0 | 0 | 0 | 0 | 0 | 0 | 0 | 0 | 0 | 0 | 0 | 0 | 0 | 0 | 0 | 1 | 0 | 0 | 0 | 0 | 0 | 0 | 0 | 0 | 0 | 0 | 1 | 1 | 1 | 0 | 0 | 0 | 0 | 0 | 0 | 0 | 0 | 0 | 0 | 0 | 0 | 0 | 1 | 1 | 0 | Southern_PGAE_Li_Battery_4hr | Southern_PGAE_Li_Battery_8hr | Southern_PGAE_Solar |  | Kern_Greater_Carrizo_Wind |  |  |  | Southern_PGAE | Kern_Greater_Carrizo
SCE NOL | Calcite | 230 | CA |  |  | 2 | 0 | 0 | 0 | 0 | 0 | 0 | 0 | 0 | 0 | 0 | 0 | 0 | 0 | 1 | 1 | 0 | 0 | 0 | 0 | 0 | 0 | 0 | 0 | 0 | 0 | 0 | 0 | 0 | 0 | 0 | 0 | 0 | 0 | 0 | 0 | 0 | 0 | 0 | 0 | 0 | 0 | 0 | 0 | 0 | 0 | 0 | 0 | 0 | 0 | 0 | 0 | 0 | 0 | 0 | 0 | 0 | 0 | 0 | 0 | 0 | 0 | 0 | 0 | 0 | 0 | 0 | 0 | 0 | 0 | 0 | 0 | 0 | 0 | 0 | 0 | 0 | 0 | 0 | 0 | 0 | 0 | 0 | 0 | 0 | 0 | 0 | 0 | 0 | 0 | 0 | 0 | 0 | 0 | 0 | 0 | 0 | 0 | Greater_Kramer_Li_Battery_4hr | Greater_Kramer_Li_Battery_8hr | Greater_Kramer_Solar |  | Greater_Kramer_Wind |  |  |  | Greater_Kramer | Greater_Kramer
PG&E KERN | Caliente | 230 | CA | 93453 | SAN LUIS OBISPO | 5 | 0 | 0 | 0 | 0 | 0 | 0 | 0 | 0 | 0 | 0 | 0 | 0 | 0 | 0 | 0 | 0 | 0 | 0 | 0 | 0 | 0 | 0 | 0 | 0 | 0 | 0 | 0 | 0 | 0 | 0 | 0 | 0 | 0 | 0 | 0 | 0 | 0 | 0 | 0 | 0 | 0 | 0 | 0 | 0 | 0 | 0 | 0 | 0 | 0 | 0 | 0 | 0 | 0 | 0 | 0 | 0 | 0 | 0 | 0 | 0 | 0 | 0 | 0 | 0 | 0 | 0 | 0 | 1 | 0 | 0 | 0 | 0 | 0 | 0 | 0 | 0 | 0 | 0 | 1 | 1 | 0 | 0 | 0 | 0 | 0 | 0 | 0 | 0 | 0 | 0 | 0 | 0 | 0 | 0 | 1 | 1 | 0 | Southern_PGAE_Li_Battery_4hr | Southern_PGAE_Li_Battery_8hr | Southern_PGAE_Solar |  | Kern_Greater_Carrizo_Wind |  |  |  | Southern_PGAE | Kern_Greater_Carrizo
PG&E FRESNO | California Ave | 115 | CA | 93725 | Fresno | 5 | 0 | 0 | 0 | 0 | 0 | 0 | 0 | 0 | 0 | 0 | 0 | 0 | 0 | 0 | 0 | 0 | 0 | 0 | 0 | 0 | 0 | 0 | 0 | 0 | 0 | 0 | 0 | 0 | 0 | 0 | 0 | 0 | 0 | 0 | 0 | 0 | 0 | 0 | 0 | 0 | 0 | 0 | 0 | 0 | 0 | 0 | 0 | 0 | 0 | 0 | 0 | 0 | 0 | 0 | 0 | 0 | 0 | 0 | 0 | 0 | 0 | 0 | 0 | 0 | 0 | 0 | 0 | 0 | 1 | 0 | 0 | 0 | 0 | 0 | 0 | 0 | 0 | 0 | 0 | 1 | 0 | 1 | 0 | 1 | 0 | 1 | 0 | 0 | 0 | 0 | 0 | 0 | 0 | 0 | 0 | 0 | 0 | Southern_PGAE_Li_Battery_4hr | Southern_PGAE_Li_Battery_8hr | Southern_PGAE_Solar |  | Central_Valley_North_Los_Banos_Wind |  |  |  | Southern_PGAE | Central_Valley_North_Los_Banos
PG&E KERN | Callender | 115 | CA | 93420 | SAN LUIS OBISPO | 6 | 0 | 0 | 0 | 0 | 0 | 0 | 0 | 0 | 0 | 0 | 0 | 0 | 0 | 0 | 0 | 0 | 0 | 0 | 0 | 0 | 0 | 0 | 0 | 0 | 0 | 0 | 0 | 0 | 0 | 0 | 0 | 0 | 0 | 0 | 0 | 0 | 0 | 0 | 0 | 0 | 0 | 0 | 0 | 0 | 0 | 0 | 0 | 0 | 0 | 0 | 0 | 0 | 0 | 0 | 0 | 0 | 0 | 0 | 0 | 0 | 0 | 0 | 0 | 0 | 0 | 0 | 0 | 1 | 1 | 0 | 0 | 0 | 0 | 0 | 0 | 0 | 0 | 0 | 1 | 1 | 0 | 0 | 0 | 0 | 0 | 0 | 0 | 0 | 0 | 0 | 0 | 0 | 0 | 0 | 1 | 1 | 0 | Southern_PGAE_Li_Battery_4hr | Southern_PGAE_Li_Battery_8hr | Southern_PGAE_Solar |  | Kern_Greater_Carrizo_Wind |  |  |  | Southern_PGAE | Kern_Greater_Carrizo
PG&E NGBA | Calpella | 115 | CA | 95482 | MENDOCINO | 6 | 0 | 0 | 0 | 0 | 0 | 0 | 0 | 0 | 0 | 0 | 0 | 0 | 0 | 0 | 0 | 0 | 0 | 0 | 0 | 0 | 0 | 0 | 0 | 0 | 0 | 0 | 0 | 0 | 0 | 0 | 0 | 0 | 0 | 0 | 0 | 0 | 0 | 0 | 0 | 1 | 0 | 1 | 0 | 0 | 0 | 0 | 0 | 0 | 0 | 0 | 0 | 0 | 1 | 0 | 1 | 1 | 0 | 0 | 0 | 0 | 0 | 0 | 0 | 0 | 0 | 0 | 1 | 0 | 0 | 0 | 0 | 0 | 0 | 0 | 0 | 0 | 0 | 0 | 0 | 0 | 0 | 0 | 0 | 0 | 0 | 0 | 0 | 0 | 0 | 0 | 0 | 0 | 0 | 0 | 0 | 0 | 0 | Northern_California_Li_Battery_4hr | Northern_California_Li_Battery_8hr | Northern_California_Solar |  | Northern_California_Wind |  |  |  | Northern_California | Mendocino_Marin
PG&E GBA | Camanche | 230 | CA | 95220 | SAN JOAQUIN | 3 | 0 | 0 | 0 | 0 | 0 | 0 | 0 | 0 | 0 | 0 | 0 | 0 | 0 | 0 | 0 | 0 | 0 | 0 | 0 | 0 | 0 | 0 | 0 | 0 | 0 | 0 | 0 | 0 | 0 | 0 | 0 | 0 | 0 | 0 | 0 | 0 | 0 | 0 | 0 | 0 | 0 | 0 | 0 | 0 | 0 | 1 | 0 | 0 | 0 | 0 | 0 | 0 | 0 | 0 | 0 | 0 | 0 | 0 | 0 | 1 | 1 | 0 | 0 | 0 | 0 | 0 | 0 | 0 | 0 | 0 | 0 | 0 | 0 | 0 | 0 | 0 | 0 | 0 | 0 | 0 | 0 | 0 | 0 | 0 | 0 | 0 | 0 | 0 | 0 | 0 | 0 | 0 | 0 | 0 | 0 | 0 | 0 | Northern_California_Li_Battery_4hr | Northern_California_Li_Battery_8hr | Northern_California_Solar |  | Solano_Wind |  |  |  | Northern_California | Solano
SDGE | Cameron | 69 | CA | 90810 | Los Angeles | 5 | 0 | 0 | 0 | 0 | 0 | 0 | 0 | 0 | 0 | 0 | 0 | 0 | 0 | 0 | 0 | 0 | 0 | 0 | 0 | 0 | 0 | 0 | 0 | 0 | 0 | 0 | 0 | 1 | 0 | 1 | 1 | 0 | 1 | 0 | 0 | 0 | 1 | 0 | 0 | 0 | 0 | 0 | 0 | 0 | 0 | 0 | 0 | 0 | 0 | 0 | 0 | 0 | 0 | 0 | 0 | 0 | 0 | 0 | 0 | 0 | 0 | 0 | 0 | 0 | 0 | 0 | 0 | 0 | 0 | 0 | 0 | 0 | 0 | 0 | 0 | 0 | 0 | 0 | 0 | 0 | 0 | 0 | 0 | 0 | 0 | 0 | 0 | 0 | 0 | 0 | 0 | 0 | 0 | 0 | 0 | 0 | 0 | Greater_LA_Li_Battery_4hr | Greater_LA_Li_Battery_8hr | Greater_LA_Solar |  | 0 |  |  |  | Greater_LA | Greater_LA
SDGE | Cannon | 69 | CA | 92008 | San Diego | 2 | 0 | 0 | 0 | 0 | 0 | 0 | 0 | 0 | 0 | 0 | 0 | 0 | 0 | 0 | 0 | 0 | 0 | 0 | 0 | 0 | 0 | 0 | 0 | 0 | 0 | 0 | 0 | 0 | 0 | 0 | 1 | 0 | 1 | 0 | 0 | 0 | 0 | 0 | 0 | 0 | 0 | 0 | 0 | 0 | 0 | 0 | 0 | 0 | 0 | 0 | 0 | 0 | 0 | 0 | 0 | 0 | 0 | 0 | 0 | 0 | 0 | 0 | 0 | 0 | 0 | 0 | 0 | 0 | 0 | 0 | 0 | 0 | 0 | 0 | 0 | 0 | 0 | 0 | 0 | 0 | 0 | 0 | 0 | 0 | 0 | 0 | 0 | 0 | 0 | 0 | 0 | 0 | 0 | 0 | 0 | 0 | 0 | San_Diego_Li_Battery_4hr | San_Diego_Li_Battery_8hr | San_Diego_Solar |  | 0 |  |  |  | Greater_SD | Greater_SD
PG&E FRESNO | Cantua | 115 | CA | 93210 | FRESNO | 5 | 0 | 0 | 0 | 0 | 0 | 0 | 0 | 0 | 0 | 0 | 0 | 0 | 0 | 0 | 0 | 0 | 0 | 0 | 0 | 0 | 0 | 0 | 0 | 0 | 0 | 0 | 0 | 0 | 0 | 0 | 0 | 0 | 0 | 0 | 0 | 0 | 0 | 0 | 0 | 0 | 0 | 0 | 0 | 0 | 0 | 0 | 0 | 0 | 0 | 0 | 0 | 0 | 0 | 0 | 0 | 0 | 0 | 0 | 0 | 0 | 0 | 0 | 0 | 0 | 0 | 0 | 0 | 0 | 0 | 0 | 0 | 0 | 0 | 0 | 0 | 0 | 0 | 0 | 1 | 0 | 1 | 0 | 1 | 0 | 0 | 1 | 0 | 1 | 0 | 0 | 0 | 0 | 0 | 0 | 0 | 0 | 0 | Southern_PGAE_Li_Battery_4hr | Southern_PGAE_Li_Battery_8hr | Southern_PGAE_Solar |  | Central_Valley_North_Los_Banos_Wind |  |  |  | Southern_PGAE | Central_Valley_North_Los_Banos
SDGE | Capistrano | 138 | CA | 92675 | ORANGE | 2 | 0 | 0 | 0 | 0 | 0 | 0 | 0 | 0 | 0 | 0 | 0 | 0 | 0 | 0 | 0 | 0 | 0 | 0 | 0 | 0 | 0 | 0 | 0 | 0 | 0 | 1 | 0 | 0 | 0 | 0 | 0 | 0 | 0 | 0 | 0 | 0 | 0 | 1 | 0 | 0 | 0 | 0 | 0 | 0 | 0 | 0 | 0 | 0 | 0 | 0 | 0 | 0 | 0 | 0 | 0 | 0 | 0 | 0 | 0 | 0 | 0 | 0 | 0 | 0 | 0 | 0 | 0 | 0 | 0 | 0 | 0 | 0 | 0 | 0 | 0 | 0 | 0 | 0 | 0 | 0 | 0 | 0 | 0 | 0 | 0 | 0 | 0 | 0 | 0 | 0 | 0 | 0 | 0 | 0 | 0 | 0 | 0 | Greater_LA_Li_Battery_4hr | Greater_LA_Li_Battery_8hr | Greater_LA_Solar |  | 0 |  |  |  | Greater_LA | Greater_LA
SDGE | Capistrano | 230 | CA | 92675 | ORANGE | 2 | 0 | 0 | 0 | 0 | 0 | 0 | 0 | 0 | 0 | 0 | 0 | 0 | 0 | 0 | 0 | 0 | 0 | 0 | 0 | 0 | 0 | 0 | 0 | 0 | 0 | 1 | 0 | 0 | 0 | 0 | 0 | 0 | 0 | 0 | 0 | 0 | 0 | 1 | 0 | 0 | 0 | 0 | 0 | 0 | 0 | 0 | 0 | 0 | 0 | 0 | 0 | 0 | 0 | 0 | 0 | 0 | 0 | 0 | 0 | 0 | 0 | 0 | 0 | 0 | 0 | 0 | 0 | 0 | 0 | 0 | 0 | 0 | 0 | 0 | 0 | 0 | 0 | 0 | 0 | 0 | 0 | 0 | 0 | 0 | 0 | 0 | 0 | 0 | 0 | 0 | 0 | 0 | 0 | 0 | 0 | 0 | 0 | Greater_LA_Li_Battery_4hr | Greater_LA_Li_Battery_8hr | Greater_LA_Solar |  | 0 |  |  |  | Greater_LA | Greater_LA
PG&E NGBA | Carberry | 230 | CA | 96013 | SHASTA | 2 | 0 | 0 | 0 | 0 | 0 | 0 | 0 | 0 | 0 | 0 | 0 | 0 | 0 | 0 | 0 | 0 | 0 | 0 | 0 | 0 | 0 | 0 | 0 | 0 | 0 | 0 | 0 | 0 | 0 | 0 | 0 | 0 | 0 | 0 | 0 | 0 | 0 | 0 | 0 | 1 | 0 | 0 | 0 | 1 | 0 | 0 | 0 | 0 | 0 | 0 | 0 | 0 | 0 | 0 | 0 | 0 | 0 | 0 | 0 | 0 | 0 | 0 | 0 | 0 | 0 | 0 | 0 | 0 | 0 | 0 | 0 | 0 | 0 | 0 | 0 | 0 | 0 | 0 | 0 | 0 | 0 | 0 | 0 | 0 | 0 | 0 | 0 | 0 | 0 | 0 | 0 | 0 | 0 | 0 | 0 | 0 | 0 | Northern_California_Li_Battery_4hr | Northern_California_Li_Battery_8hr | Northern_California_Solar |  | Northern_California_Wind |  |  |  | Northern_California | Northern_California
SCE Eastern | Cardiff | 66 | CA | 92408 | San Bernardino | 2 | 0 | 0 | 0 | 0 | 0 | 0 | 0 | 0 | 0 | 0 | 0 | 0 | 0 | 0 | 0 | 0 | 0 | 0 | 0 | 1 | 0 | 1 | 0 | 0 | 0 | 0 | 0 | 0 | 0 | 0 | 0 | 0 | 0 | 0 | 0 | 0 | 0 | 0 | 0 | 0 | 0 | 0 | 0 | 0 | 0 | 0 | 0 | 0 | 0 | 0 | 0 | 0 | 0 | 0 | 0 | 0 | 0 | 0 | 0 | 0 | 0 | 0 | 0 | 0 | 0 | 0 | 0 | 0 | 0 | 0 | 0 | 0 | 0 | 0 | 0 | 0 | 0 | 0 | 0 | 0 | 0 | 0 | 0 | 0 | 0 | 0 | 0 | 0 | 0 | 0 | 0 | 0 | 0 | 0 | 0 | 0 | 0 | Riverside_Li_Battery_4hr | Riverside_Li_Battery_8hr | Riverside_Solar |  | Greater_Kramer_Wind |  |  |  | Riverside | Greater_Kramer
PG&E NGBA | Caribou | 60 | CA | 95984 | PLUMAS | 6 | 0 | 0 | 0 | 0 | 0 | 0 | 0 | 0 | 0 | 0 | 0 | 0 | 0 | 0 | 0 | 0 | 0 | 0 | 0 | 0 | 0 | 0 | 0 | 0 | 0 | 0 | 0 | 0 | 0 | 0 | 0 | 0 | 0 | 0 | 0 | 0 | 0 | 0 | 0 | 1 | 0 | 0 | 1 | 0 | 0 | 1 | 0 | 1 | 0 | 0 | 0 | 0 | 0 | 0 | 0 | 0 | 0 | 0 | 0 | 1 | 1 | 0 | 0 | 0 | 0 | 0 | 0 | 0 | 0 | 0 | 0 | 0 | 0 | 0 | 0 | 0 | 0 | 0 | 0 | 0 | 0 | 0 | 0 | 0 | 0 | 0 | 0 | 0 | 0 | 0 | 0 | 0 | 0 | 0 | 0 | 0 | 0 | Northern_California_Li_Battery_4hr | Northern_California_Li_Battery_8hr | Northern_California_Solar |  | Northern_California_Wind |  |  |  | Northern_California | Northern_California
PG&E NGBA | Caribou | 115 | CA | 95984 | PLUMAS | 2 | 0 | 0 | 0 | 0 | 0 | 0 | 0 | 0 | 0 | 0 | 0 | 0 | 0 | 0 | 0 | 0 | 0 | 0 | 0 | 0 | 0 | 0 | 0 | 0 | 0 | 0 | 0 | 0 | 0 | 0 | 0 | 0 | 0 | 0 | 0 | 0 | 0 | 0 | 0 | 1 | 0 | 0 | 0 | 0 | 0 | 0 | 0 | 0 | 0 | 0 | 0 | 0 | 0 | 0 | 0 | 0 | 0 | 0 | 0 | 1 | 0 | 0 | 0 | 0 | 0 | 0 | 0 | 0 | 0 | 0 | 0 | 0 | 0 | 0 | 0 | 0 | 0 | 0 | 0 | 0 | 0 | 0 | 0 | 0 | 0 | 0 | 0 | 0 | 0 | 0 | 0 | 0 | 0 | 0 | 0 | 0 | 0 | Northern_California_Li_Battery_4hr | Northern_California_Li_Battery_8hr | Northern_California_Solar |  | Northern_California_Wind |  |  |  | Northern_California | Northern_California
PG&E NGBA | Caribou | 230 | CA | 95984 | PLUMAS | 2 | 0 | 0 | 0 | 0 | 0 | 0 | 0 | 0 | 0 | 0 | 0 | 0 | 0 | 0 | 0 | 0 | 0 | 0 | 0 | 0 | 0 | 0 | 0 | 0 | 0 | 0 | 0 | 0 | 0 | 0 | 0 | 0 | 0 | 0 | 0 | 0 | 0 | 0 | 0 | 1 | 0 | 0 | 0 | 0 | 0 | 0 | 0 | 0 | 0 | 0 | 0 | 0 | 0 | 0 | 0 | 0 | 0 | 0 | 0 | 1 | 0 | 0 | 0 | 0 | 0 | 0 | 0 | 0 | 0 | 0 | 0 | 0 | 0 | 0 | 0 | 0 | 0 | 0 | 0 | 0 | 0 | 0 | 0 | 0 | 0 | 0 | 0 | 0 | 0 | 0 | 0 | 0 | 0 | 0 | 0 | 0 | 0 | Northern_California_Li_Battery_4hr | Northern_California_Li_Battery_8hr | Northern_California_Solar |  | Northern_California_Wind |  |  |  | Northern_California | Northern_California
EOP | Carpenter Canyon (fka Gamebird) | 138 | NV | 89048 | NYE | 3 | 0 | 0 | 0 | 0 | 0 | 0 | 0 | 0 | 0 | 0 | 0 | 0 | 0 | 0 | 0 | 0 | 0 | 0 | 0 | 0 | 0 | 0 | 1 | 1 | 1 | 0 | 0 | 0 | 0 | 0 | 0 | 0 | 0 | 0 | 0 | 0 | 0 | 0 | 0 | 0 | 0 | 0 | 0 | 0 | 0 | 0 | 0 | 0 | 0 | 0 | 0 | 0 | 0 | 0 | 0 | 0 | 0 | 0 | 0 | 0 | 0 | 0 | 0 | 0 | 0 | 0 | 0 | 0 | 0 | 0 | 0 | 0 | 0 | 0 | 0 | 0 | 0 | 0 | 0 | 0 | 0 | 0 | 0 | 0 | 0 | 0 | 0 | 0 | 0 | 0 | 0 | 0 | 0 | 0 | 0 | 0 | 0 | Southern_NV_Eldorado_Li_Battery_4hr | Southern_NV_Eldorado_Li_Battery_8hr | Southern_NV_Eldorado_Solar |  | Southern_NV_Eldorado_Wind |  |  |  | Southern_NV_Eldorado | Southern_NV_Eldorado
EOP | Carpenter Canyon (fka Gamebird) | 230 | NV | 89048 | NYE | 3 | 0 | 0 | 0 | 0 | 0 | 0 | 0 | 0 | 0 | 0 | 0 | 0 | 0 | 0 | 0 | 0 | 0 | 0 | 0 | 0 | 0 | 0 | 1 | 1 | 1 | 0 | 0 | 0 | 0 | 0 | 0 | 0 | 0 | 0 | 0 | 0 | 0 | 0 | 0 | 0 | 0 | 0 | 0 | 0 | 0 | 0 | 0 | 0 | 0 | 0 | 0 | 0 | 0 | 0 | 0 | 0 | 0 | 0 | 0 | 0 | 0 | 0 | 0 | 0 | 0 | 0 | 0 | 0 | 0 | 0 | 0 | 0 | 0 | 0 | 0 | 0 | 0 | 0 | 0 | 0 | 0 | 0 | 0 | 0 | 0 | 0 | 0 | 0 | 0 | 0 | 0 | 0 | 0 | 0 | 0 | 0 | 0 | Southern_NV_Eldorado_Li_Battery_4hr | Southern_NV_Eldorado_Li_Battery_8hr | Southern_NV_Eldorado_Solar |  | Southern_NV_Eldorado_Wind |  |  |  | Southern_NV_Eldorado | Southern_NV_Eldorado
PG&E NGBA | Carquinez | 115 | CA | 94590 | SOLANO | 3 | 0 | 0 | 0 | 0 | 0 | 0 | 0 | 0 | 0 | 0 | 0 | 0 | 0 | 0 | 0 | 0 | 0 | 0 | 0 | 0 | 0 | 0 | 0 | 0 | 0 | 0 | 0 | 0 | 0 | 0 | 0 | 0 | 0 | 0 | 0 | 0 | 0 | 0 | 0 | 1 | 0 | 0 | 0 | 0 | 0 | 0 | 0 | 0 | 0 | 0 | 0 | 0 | 1 | 0 | 0 | 0 | 0 | 0 | 0 | 0 | 0 | 0 | 0 | 0 | 0 | 0 | 1 | 0 | 0 | 0 | 0 | 0 | 0 | 0 | 0 | 0 | 0 | 0 | 0 | 0 | 0 | 0 | 0 | 0 | 0 | 0 | 0 | 0 | 0 | 0 | 0 | 0 | 0 | 0 | 0 | 0 | 0 | Northern_California_Li_Battery_4hr | Northern_California_Li_Battery_8hr | Northern_California_Solar |  | Solano_Wind |  |  |  | Northern_California | Solano
SDGE | Carrizo Gorge | 138 | CA |  |  | 4 | 0 | 0 | 0 | 0 | 0 | 0 | 0 | 0 | 0 | 0 | 0 | 0 | 0 | 0 | 0 | 0 | 0 | 0 | 0 | 0 | 0 | 0 | 0 | 0 | 0 | 0 | 0 | 0 | 0 | 0 | 1 | 0 | 1 | 0 | 0 | 1 | 1 | 0 | 0 | 0 | 0 | 0 | 0 | 0 | 0 | 0 | 0 | 0 | 0 | 0 | 0 | 0 | 0 | 0 | 0 | 0 | 0 | 0 | 0 | 0 | 0 | 0 | 0 | 0 | 0 | 0 | 0 | 0 | 0 | 0 | 0 | 0 | 0 | 0 | 0 | 0 | 0 | 0 | 0 | 0 | 0 | 0 | 0 | 0 | 0 | 0 | 0 | 0 | 0 | 0 | 0 | 0 | 0 | 0 | 0 | 0 | 0 | Greater_Imperial_Li_Battery_4hr | Greater_Imperial_Li_Battery_8hr | Greater_Imperial_Solar |  | Greater_Imperial_Wind |  |  |  | Greater_Imperial | Greater_Imperial
PG&E KERN | Carrizo Plains | 115 | CA | 93453 | SAN LUIS OBISPO | 5 | 0 | 0 | 0 | 0 | 0 | 0 | 0 | 0 | 0 | 0 | 0 | 0 | 0 | 0 | 0 | 0 | 0 | 0 | 0 | 0 | 0 | 0 | 0 | 0 | 0 | 0 | 0 | 0 | 0 | 0 | 0 | 0 | 0 | 0 | 0 | 0 | 0 | 0 | 0 | 0 | 0 | 0 | 0 | 0 | 0 | 0 | 0 | 0 | 0 | 0 | 0 | 0 | 0 | 0 | 0 | 0 | 0 | 0 | 0 | 0 | 0 | 0 | 0 | 0 | 0 | 0 | 0 | 1 | 0 | 0 | 0 | 0 | 0 | 0 | 0 | 0 | 0 | 0 | 1 | 1 | 0 | 0 | 0 | 0 | 0 | 0 | 0 | 0 | 0 | 0 | 0 | 0 | 0 | 0 | 1 | 1 | 0 | Southern_PGAE_Li_Battery_4hr | Southern_PGAE_Li_Battery_8hr | Southern_PGAE_Solar |  | Kern_Greater_Carrizo_Wind |  |  |  | Southern_PGAE | Kern_Greater_Carrizo
PG&E KERN | Casaloma | 230 | CA |  | Bakersfield | 3 | 0 | 0 | 0 | 0 | 0 | 0 | 0 | 0 | 0 | 0 | 0 | 0 | 0 | 0 | 0 | 0 | 0 | 0 | 0 | 0 | 0 | 0 | 0 | 0 | 0 | 0 | 0 | 0 | 0 | 0 | 0 | 0 | 0 | 0 | 0 | 0 | 0 | 0 | 0 | 0 | 0 | 0 | 0 | 0 | 0 | 0 | 0 | 0 | 0 | 0 | 0 | 0 | 0 | 0 | 0 | 0 | 0 | 0 | 0 | 0 | 0 | 0 | 0 | 0 | 0 | 0 | 0 | 1 | 1 | 0 | 0 | 0 | 0 | 0 | 0 | 0 | 0 | 0 | 0 | 1 | 0 | 0 | 0 | 0 | 0 | 0 | 0 | 0 | 0 | 0 | 0 | 0 | 0 | 0 | 0 | 0 | 0 | Southern_PGAE_Li_Battery_4hr | Southern_PGAE_Li_Battery_8hr | Southern_PGAE_Solar |  | Central_Valley_North_Los_Banos_Wind |  |  |  | Southern_PGAE | Central_Valley_North_Los_Banos
PG&E GBA | Castro Valley | 230 | CA | 94546 | ALAMEDA | 4 | 0 | 0 | 0 | 0 | 0 | 0 | 0 | 0 | 0 | 0 | 0 | 0 | 0 | 0 | 0 | 0 | 0 | 0 | 0 | 0 | 0 | 0 | 0 | 0 | 0 | 0 | 0 | 0 | 0 | 0 | 0 | 0 | 0 | 0 | 0 | 0 | 0 | 0 | 0 | 1 | 0 | 0 | 0 | 0 | 0 | 0 | 0 | 0 | 0 | 0 | 0 | 0 | 0 | 0 | 0 | 1 | 0 | 0 | 0 | 1 | 0 | 0 | 0 | 0 | 0 | 0 | 1 | 0 | 0 | 0 | 0 | 0 | 0 | 0 | 0 | 0 | 0 | 0 | 0 | 0 | 0 | 0 | 0 | 0 | 0 | 0 | 0 | 0 | 0 | 0 | 0 | 0 | 0 | 0 | 0 | 0 | 0 | Northern_California_Li_Battery_4hr | Northern_California_Li_Battery_8hr | Northern_California_Solar |  | Solano_Wind |  |  |  | Northern_California | Solano
PG&E GBA | Cayetano | 230 | CA | 94551 | ALAMEDA | 7 | 0 | 0 | 0 | 0 | 0 | 0 | 0 | 0 | 0 | 0 | 0 | 0 | 0 | 0 | 0 | 0 | 0 | 0 | 0 | 0 | 0 | 0 | 0 | 0 | 0 | 0 | 0 | 0 | 0 | 0 | 0 | 0 | 0 | 0 | 0 | 0 | 0 | 0 | 0 | 1 | 0 | 0 | 0 | 0 | 0 | 0 | 0 | 0 | 0 | 0 | 0 | 0 | 0 | 1 | 1 | 1 | 0 | 0 | 1 | 1 | 0 | 0 | 0 | 0 | 0 | 1 | 0 | 0 | 0 | 0 | 0 | 0 | 0 | 0 | 0 | 0 | 0 | 0 | 0 | 0 | 0 | 0 | 0 | 0 | 0 | 0 | 0 | 0 | 0 | 0 | 0 | 0 | 0 | 0 | 0 | 0 | 0 | Northern_California_Li_Battery_4hr | Northern_California_Li_Battery_8hr | Northern_California_Solar |  | Solano_Wind |  |  |  | Northern_California | Solano
SCE Metro | Center | 230 | CA | 90650 | LOS ANGELES | 1 | 0 | 0 | 0 | 0 | 0 | 0 | 0 | 0 | 0 | 1 | 0 | 0 | 0 | 0 | 0 | 0 | 0 | 0 | 0 | 0 | 0 | 0 | 0 | 0 | 0 | 0 | 0 | 0 | 0 | 0 | 0 | 0 | 0 | 0 | 0 | 0 | 0 | 0 | 0 | 0 | 0 | 0 | 0 | 0 | 0 | 0 | 0 | 0 | 0 | 0 | 0 | 0 | 0 | 0 | 0 | 0 | 0 | 0 | 0 | 0 | 0 | 0 | 0 | 0 | 0 | 0 | 0 | 0 | 0 | 0 | 0 | 0 | 0 | 0 | 0 | 0 | 0 | 0 | 0 | 0 | 0 | 0 | 0 | 0 | 0 | 0 | 0 | 0 | 0 | 0 | 0 | 0 | 0 | 0 | 0 | 0 | 0 | Greater_LA_Li_Battery_4hr | Greater_LA_Li_Battery_8hr | Greater_LA_Solar |  | 0 |  |  |  | Greater_LA | Greater_LA
PG&E KERN | Charca | 115 | CA | 93280 | KERN | 4 | 0 | 0 | 0 | 0 | 0 | 0 | 0 | 0 | 0 | 0 | 0 | 0 | 0 | 0 | 0 | 0 | 0 | 0 | 0 | 0 | 0 | 0 | 0 | 0 | 0 | 0 | 0 | 0 | 0 | 0 | 0 | 0 | 0 | 0 | 0 | 0 | 0 | 0 | 0 | 0 | 0 | 0 | 0 | 0 | 0 | 0 | 0 | 0 | 0 | 0 | 0 | 0 | 0 | 0 | 0 | 0 | 0 | 0 | 0 | 0 | 0 | 0 | 0 | 0 | 0 | 0 | 0 | 1 | 1 | 0 | 0 | 0 | 0 | 0 | 0 | 1 | 0 | 0 | 0 | 1 | 0 | 0 | 0 | 0 | 0 | 0 | 0 | 0 | 0 | 0 | 0 | 0 | 0 | 0 | 0 | 0 | 0 | Southern_PGAE_Li_Battery_4hr | Southern_PGAE_Li_Battery_8hr | Southern_PGAE_Solar |  | Central_Valley_North_Los_Banos_Wind |  |  |  | Southern_PGAE | Central_Valley_North_Los_Banos
EOP | Charleston | 138 | NV | 89060 | NYE | 3 | 0 | 0 | 0 | 0 | 0 | 0 | 0 | 0 | 0 | 0 | 0 | 0 | 0 | 0 | 0 | 0 | 0 | 0 | 0 | 0 | 0 | 0 | 1 | 1 | 1 | 0 | 0 | 0 | 0 | 0 | 0 | 0 | 0 | 0 | 0 | 0 | 0 | 0 | 0 | 0 | 0 | 0 | 0 | 0 | 0 | 0 | 0 | 0 | 0 | 0 | 0 | 0 | 0 | 0 | 0 | 0 | 0 | 0 | 0 | 0 | 0 | 0 | 0 | 0 | 0 | 0 | 0 | 0 | 0 | 0 | 0 | 0 | 0 | 0 | 0 | 0 | 0 | 0 | 0 | 0 | 0 | 0 | 0 | 0 | 0 | 0 | 0 | 0 | 0 | 0 | 0 | 0 | 0 | 0 | 0 | 0 | 0 | Southern_NV_Eldorado_Li_Battery_4hr | Southern_NV_Eldorado_Li_Battery_8hr | Southern_NV_Eldorado_Solar |  | Southern_NV_Eldorado_Wind |  |  |  | Southern_NV_Eldorado | Southern_NV_Eldorado
SCE Metro | Chevmain | 230 | CA | 90245 | LOS ANGELES | 1 | 0 | 0 | 0 | 0 | 0 | 0 | 0 | 0 | 0 | 1 | 0 | 0 | 0 | 0 | 0 | 0 | 0 | 0 | 0 | 0 | 0 | 0 | 0 | 0 | 0 | 0 | 0 | 0 | 0 | 0 | 0 | 0 | 0 | 0 | 0 | 0 | 0 | 0 | 0 | 0 | 0 | 0 | 0 | 0 | 0 | 0 | 0 | 0 | 0 | 0 | 0 | 0 | 0 | 0 | 0 | 0 | 0 | 0 | 0 | 0 | 0 | 0 | 0 | 0 | 0 | 0 | 0 | 0 | 0 | 0 | 0 | 0 | 0 | 0 | 0 | 0 | 0 | 0 | 0 | 0 | 0 | 0 | 0 | 0 | 0 | 0 | 0 | 0 | 0 | 0 | 0 | 0 | 0 | 0 | 0 | 0 | 0 | Greater_LA_Li_Battery_4hr | Greater_LA_Li_Battery_8hr | Greater_LA_Solar |  | 0 |  |  |  | Greater_LA | Greater_LA
SDGE | Chicarita | 138 | CA | 92129 | SAN DIEGO | 3 | 0 | 0 | 0 | 0 | 0 | 0 | 0 | 0 | 0 | 0 | 0 | 0 | 0 | 0 | 0 | 0 | 0 | 0 | 0 | 0 | 0 | 0 | 0 | 0 | 0 | 0 | 0 | 0 | 1 | 0 | 1 | 0 | 1 | 0 | 0 | 0 | 0 | 0 | 0 | 0 | 0 | 0 | 0 | 0 | 0 | 0 | 0 | 0 | 0 | 0 | 0 | 0 | 0 | 0 | 0 | 0 | 0 | 0 | 0 | 0 | 0 | 0 | 0 | 0 | 0 | 0 | 0 | 0 | 0 | 0 | 0 | 0 | 0 | 0 | 0 | 0 | 0 | 0 | 0 | 0 | 0 | 0 | 0 | 0 | 0 | 0 | 0 | 0 | 0 | 0 | 0 | 0 | 0 | 0 | 0 | 0 | 0 | San_Diego_Li_Battery_4hr | San_Diego_Li_Battery_8hr | San_Diego_Solar |  | 0 |  |  |  | Greater_SD | Greater_SD
SCE Metro | Chino | 230 | CA | 91710 | SAN BERNARDINO | 1 | 0 | 0 | 0 | 0 | 0 | 0 | 0 | 0 | 0 | 1 | 0 | 0 | 0 | 0 | 0 | 0 | 0 | 0 | 0 | 0 | 0 | 0 | 0 | 0 | 0 | 0 | 0 | 0 | 0 | 0 | 0 | 0 | 0 | 0 | 0 | 0 | 0 | 0 | 0 | 0 | 0 | 0 | 0 | 0 | 0 | 0 | 0 | 0 | 0 | 0 | 0 | 0 | 0 | 0 | 0 | 0 | 0 | 0 | 0 | 0 | 0 | 0 | 0 | 0 | 0 | 0 | 0 | 0 | 0 | 0 | 0 | 0 | 0 | 0 | 0 | 0 | 0 | 0 | 0 | 0 | 0 | 0 | 0 | 0 | 0 | 0 | 0 | 0 | 0 | 0 | 0 | 0 | 0 | 0 | 0 | 0 | 0 | Greater_LA_Li_Battery_4hr | Greater_LA_Li_Battery_8hr | Greater_LA_Solar |  | Greater_Kramer_Wind |  |  |  | Greater_LA | Greater_Kramer
PG&E FRESNO | Chowchilla | 115 | CA | 93610 | MADERA | 13 | 0 | 0 | 0 | 0 | 0 | 0 | 0 | 0 | 0 | 0 | 0 | 0 | 0 | 0 | 0 | 0 | 0 | 0 | 0 | 0 | 0 | 0 | 0 | 0 | 0 | 0 | 0 | 0 | 0 | 0 | 0 | 0 | 0 | 0 | 0 | 0 | 0 | 0 | 0 | 0 | 0 | 0 | 0 | 0 | 0 | 1 | 0 | 0 | 0 | 0 | 0 | 0 | 0 | 0 | 0 | 0 | 0 | 0 | 0 | 0 | 0 | 0 | 0 | 0 | 0 | 0 | 0 | 0 | 0 | 0 | 0 | 0 | 0 | 0 | 0 | 0 | 0 | 0 | 1 | 1 | 0 | 1 | 1 | 1 | 1 | 1 | 0 | 1 | 1 | 1 | 1 | 0 | 1 | 0 | 0 | 0 | 0 | Southern_PGAE_Li_Battery_4hr | Southern_PGAE_Li_Battery_8hr | Southern_PGAE_Solar |  | Central_Valley_North_Los_Banos_Wind |  |  |  | Southern_PGAE | Central_Valley_North_Los_Banos
PG&E GBA | Christie | 60 | CA | 94553 | CONTRA COSTA | 10 | 0 | 0 | 0 | 0 | 0 | 0 | 0 | 0 | 0 | 0 | 0 | 0 | 0 | 0 | 0 | 0 | 0 | 0 | 0 | 0 | 0 | 0 | 0 | 0 | 0 | 0 | 0 | 0 | 0 | 0 | 0 | 0 | 0 | 0 | 0 | 0 | 0 | 0 | 0 | 1 | 0 | 0 | 0 | 0 | 0 | 0 | 0 | 0 | 0 | 1 | 0 | 0 | 1 | 1 | 1 | 1 | 0 | 0 | 1 | 1 | 0 | 1 | 0 | 0 | 0 | 1 | 0 | 0 | 0 | 0 | 0 | 0 | 0 | 0 | 0 | 0 | 0 | 0 | 0 | 0 | 0 | 0 | 0 | 0 | 0 | 0 | 0 | 0 | 0 | 0 | 0 | 0 | 0 | 0 | 0 | 0 | 0 | Northern_California_Li_Battery_4hr | Northern_California_Li_Battery_8hr | Northern_California_Solar |  | Solano_Wind |  |  |  | Northern_California | Solano
PG&E GBA | Christie | 115 | CA | 94553 | CONTRA COSTA | 3 | 0 | 0 | 0 | 0 | 0 | 0 | 0 | 0 | 0 | 0 | 0 | 0 | 0 | 0 | 0 | 0 | 0 | 0 | 0 | 0 | 0 | 0 | 0 | 0 | 0 | 0 | 0 | 0 | 0 | 0 | 0 | 0 | 0 | 0 | 0 | 0 | 0 | 0 | 0 | 1 | 0 | 0 | 0 | 0 | 0 | 0 | 0 | 0 | 0 | 0 | 0 | 0 | 1 | 0 | 0 | 1 | 0 | 0 | 0 | 0 | 0 | 0 | 0 | 0 | 0 | 0 | 0 | 0 | 0 | 0 | 0 | 0 | 0 | 0 | 0 | 0 | 0 | 0 | 0 | 0 | 0 | 0 | 0 | 0 | 0 | 0 | 0 | 0 | 0 | 0 | 0 | 0 | 0 | 0 | 0 | 0 | 0 | Northern_California_Li_Battery_4hr | Northern_California_Li_Battery_8hr | Northern_California_Solar |  | Solano_Wind |  |  |  | Northern_California | Solano
SCE Eastern | Cielo Azul | 500 | AZ |  |  | 4 | 0 | 0 | 0 | 0 | 0 | 0 | 0 | 0 | 0 | 0 | 0 | 0 | 0 | 0 | 0 | 0 | 1 | 1 | 0 | 0 | 0 | 1 | 0 | 0 | 1 | 0 | 0 | 0 | 0 | 0 | 0 | 0 | 0 | 0 | 0 | 0 | 0 | 0 | 0 | 0 | 0 | 0 | 0 | 0 | 0 | 0 | 0 | 0 | 0 | 0 | 0 | 0 | 0 | 0 | 0 | 0 | 0 | 0 | 0 | 0 | 0 | 0 | 0 | 0 | 0 | 0 | 0 | 0 | 0 | 0 | 0 | 0 | 0 | 0 | 0 | 0 | 0 | 0 | 0 | 0 | 0 | 0 | 0 | 0 | 0 | 0 | 0 | 0 | 0 | 0 | 0 | 0 | 0 | 0 | 0 | 0 | 0 | Arizona_Li_Battery_4hr | Arizona_Li_Battery_8hr | Arizona_Solar |  | 0 |  |  |  | Arizona | Arizona
PG&E GBA | Clay | 60 | CA | 95640 | Amador | 3 | 0 | 0 | 0 | 0 | 0 | 0 | 0 | 0 | 0 | 0 | 0 | 0 | 0 | 0 | 0 | 0 | 0 | 0 | 0 | 0 | 0 | 0 | 0 | 0 | 0 | 0 | 0 | 0 | 0 | 0 | 0 | 0 | 0 | 0 | 0 | 0 | 0 | 0 | 0 | 0 | 0 | 0 | 0 | 0 | 0 | 1 | 0 | 0 | 0 | 0 | 0 | 0 | 0 | 0 | 0 | 0 | 0 | 0 | 0 | 1 | 1 | 0 | 0 | 0 | 0 | 0 | 0 | 0 | 0 | 0 | 0 | 0 | 0 | 0 | 0 | 0 | 0 | 0 | 0 | 0 | 0 | 0 | 0 | 0 | 0 | 0 | 0 | 0 | 0 | 0 | 0 | 0 | 0 | 0 | 0 | 0 | 0 | Northern_California_Li_Battery_4hr | Northern_California_Li_Battery_8hr | Northern_California_Solar |  | Central_Valley_North_Los_Banos_Wind |  |  |  | Northern_California | El_Dorado_Mariposa
PG&E GBA | Clayton | 115 | CA | 94521 | Contra Costa | 1 | 0 | 0 | 0 | 0 | 0 | 0 | 0 | 0 | 0 | 0 | 0 | 0 | 0 | 0 | 0 | 0 | 0 | 0 | 0 | 0 | 0 | 0 | 0 | 0 | 0 | 0 | 0 | 0 | 0 | 0 | 0 | 0 | 0 | 0 | 0 | 0 | 0 | 0 | 0 | 1 | 0 | 0 | 0 | 0 | 0 | 0 | 0 | 0 | 0 | 0 | 0 | 0 | 0 | 0 | 0 | 0 | 0 | 0 | 0 | 0 | 0 | 0 | 0 | 0 | 0 | 0 | 0 | 0 | 0 | 0 | 0 | 0 | 0 | 0 | 0 | 0 | 0 | 0 | 0 | 0 | 0 | 0 | 0 | 0 | 0 | 0 | 0 | 0 | 0 | 0 | 0 | 0 | 0 | 0 | 0 | 0 | 0 | Northern_California_Li_Battery_4hr | Northern_California_Li_Battery_8hr | Northern_California_Solar |  | Solano_Wind |  |  |  | Northern_California | Solano
PG&E NGBA | Cloverdale | 115 | CA | 95425 | SONOMA | 6 | 0 | 0 | 0 | 0 | 0 | 0 | 0 | 0 | 0 | 0 | 0 | 0 | 0 | 0 | 0 | 0 | 0 | 0 | 0 | 0 | 0 | 0 | 0 | 0 | 0 | 0 | 0 | 0 | 0 | 0 | 0 | 0 | 0 | 0 | 0 | 0 | 0 | 0 | 0 | 1 | 0 | 1 | 0 | 0 | 0 | 0 | 0 | 0 | 0 | 0 | 0 | 0 | 1 | 0 | 1 | 1 | 0 | 0 | 0 | 0 | 0 | 0 | 0 | 0 | 0 | 0 | 1 | 0 | 0 | 0 | 0 | 0 | 0 | 0 | 0 | 0 | 0 | 0 | 0 | 0 | 0 | 0 | 0 | 0 | 0 | 0 | 0 | 0 | 0 | 0 | 0 | 0 | 0 | 0 | 0 | 0 | 0 | Northern_California_Li_Battery_4hr | Northern_California_Li_Battery_8hr | Northern_California_Solar | Northern_California_Geothermal | Northern_California_Wind |  |  |  | Northern_California | Mendocino_Marin
PG&E FRESNO | Clovis | 115 | CA | 93611 | Fresno | 7 | 0 | 0 | 0 | 0 | 0 | 0 | 0 | 0 | 0 | 0 | 0 | 0 | 0 | 0 | 0 | 0 | 0 | 0 | 0 | 0 | 0 | 0 | 0 | 0 | 0 | 0 | 0 | 0 | 0 | 0 | 0 | 0 | 0 | 0 | 0 | 0 | 0 | 0 | 0 | 0 | 0 | 0 | 0 | 0 | 0 | 0 | 0 | 0 | 0 | 0 | 0 | 0 | 0 | 0 | 0 | 0 | 0 | 0 | 0 | 0 | 0 | 0 | 0 | 0 | 0 | 0 | 0 | 0 | 0 | 0 | 0 | 0 | 0 | 0 | 0 | 0 | 0 | 0 | 0 | 1 | 0 | 1 | 1 | 1 | 0 | 1 | 0 | 1 | 0 | 0 | 0 | 0 | 1 | 0 | 0 | 0 | 0 | Southern_PGAE_Li_Battery_4hr | Southern_PGAE_Li_Battery_8hr | Southern_PGAE_Solar |  | Central_Valley_North_Los_Banos_Wind |  |  |  | Southern_PGAE | Central_Valley_North_Los_Banos
PG&E GBA | Coburn | 230 | CA | 93930 | MONTEREY | 6 | 0 | 0 | 0 | 0 | 0 | 0 | 0 | 0 | 0 | 0 | 0 | 0 | 0 | 0 | 0 | 0 | 0 | 0 | 0 | 0 | 0 | 0 | 0 | 0 | 0 | 0 | 0 | 0 | 0 | 0 | 0 | 0 | 0 | 0 | 0 | 0 | 0 | 0 | 0 | 0 | 0 | 0 | 0 | 0 | 0 | 0 | 0 | 0 | 0 | 0 | 0 | 0 | 0 | 0 | 0 | 1 | 0 | 0 | 0 | 1 | 0 | 0 | 0 | 0 | 0 | 0 | 0 | 0 | 0 | 0 | 0 | 0 | 0 | 0 | 0 | 0 | 0 | 0 | 1 | 1 | 0 | 0 | 0 | 0 | 0 | 1 | 0 | 0 | 0 | 0 | 0 | 0 | 0 | 0 | 0 | 0 | 1 | Southern_PGAE_Li_Battery_4hr | Southern_PGAE_Li_Battery_8hr | Southern_PGAE_Solar |  | Kern_Greater_Carrizo_Wind |  |  |  | Southern_PGAE | Peninsula_Monterey
PG&E GBA | Coburn | 60 | CA | 93930 | MONTEREY | 6 | 0 | 0 | 0 | 0 | 0 | 0 | 0 | 0 | 0 | 0 | 0 | 0 | 0 | 0 | 0 | 0 | 0 | 0 | 0 | 0 | 0 | 0 | 0 | 0 | 0 | 0 | 0 | 0 | 0 | 0 | 0 | 0 | 0 | 0 | 0 | 0 | 0 | 0 | 0 | 0 | 0 | 0 | 0 | 0 | 0 | 0 | 0 | 0 | 0 | 0 | 0 | 0 | 0 | 0 | 0 | 1 | 0 | 0 | 0 | 1 | 0 | 0 | 0 | 0 | 0 | 0 | 0 | 0 | 0 | 0 | 0 | 0 | 0 | 0 | 0 | 0 | 0 | 0 | 1 | 1 | 0 | 0 | 0 | 0 | 0 | 1 | 0 | 0 | 0 | 0 | 0 | 0 | 0 | 0 | 0 | 0 | 1 | Southern_PGAE_Li_Battery_4hr | Southern_PGAE_Li_Battery_8hr | Southern_PGAE_Solar |  | Kern_Greater_Carrizo_Wind |  |  |  | Southern_PGAE | Peninsula_Monterey
PG&E NGBA | Colgate | 230 | CA | 95935 | YUBA | 7 | 0 | 0 | 0 | 0 | 0 | 0 | 0 | 0 | 0 | 0 | 0 | 0 | 0 | 0 | 0 | 0 | 0 | 0 | 0 | 0 | 0 | 0 | 0 | 0 | 0 | 0 | 0 | 0 | 0 | 0 | 0 | 0 | 0 | 0 | 0 | 0 | 0 | 0 | 0 | 1 | 0 | 0 | 0 | 0 | 1 | 1 | 1 | 1 | 0 | 0 | 0 | 0 | 0 | 0 | 0 | 0 | 0 | 0 | 0 | 1 | 1 | 0 | 0 | 0 | 0 | 0 | 0 | 0 | 0 | 0 | 0 | 0 | 0 | 0 | 0 | 0 | 0 | 0 | 0 | 0 | 0 | 0 | 0 | 0 | 0 | 0 | 0 | 0 | 0 | 0 | 0 | 0 | 0 | 0 | 0 | 0 | 0 | Northern_California_Li_Battery_4hr | Northern_California_Li_Battery_8hr | Northern_California_Solar |  | Northern_California_Wind |  |  |  | Northern_California | Northern_California
PG&E GBA | Collierville | 230 | CA | 95247 | CALAVERAS | 5 | 0 | 0 | 0 | 0 | 0 | 0 | 0 | 0 | 0 | 0 | 0 | 0 | 0 | 0 | 0 | 0 | 0 | 0 | 0 | 0 | 0 | 0 | 0 | 0 | 0 | 0 | 0 | 0 | 0 | 0 | 0 | 0 | 0 | 0 | 0 | 0 | 0 | 0 | 0 | 0 | 0 | 0 | 0 | 0 | 0 | 1 | 0 | 0 | 0 | 0 | 0 | 0 | 0 | 0 | 0 | 1 | 0 | 1 | 0 | 1 | 0 | 0 | 0 | 0 | 0 | 1 | 0 | 0 | 0 | 0 | 0 | 0 | 0 | 0 | 0 | 0 | 0 | 0 | 0 | 0 | 0 | 0 | 0 | 0 | 0 | 0 | 0 | 0 | 0 | 0 | 0 | 0 | 0 | 0 | 0 | 0 | 0 | Northern_California_Li_Battery_4hr | Northern_California_Li_Battery_8hr | Northern_California_Solar |  | Central_Valley_North_Los_Banos_Wind |  |  |  | Northern_California | El_Dorado_Mariposa
PG&E GBA | Collinsville | 230 | CA | 94585 | SOLANO | 1 | 0 | 0 | 0 | 0 | 0 | 0 | 0 | 0 | 0 | 0 | 0 | 0 | 0 | 0 | 0 | 0 | 0 | 0 | 0 | 0 | 0 | 0 | 0 | 0 | 0 | 0 | 0 | 0 | 0 | 0 | 0 | 0 | 0 | 0 | 0 | 0 | 0 | 0 | 0 | 1 | 0 | 0 | 0 | 0 | 0 | 0 | 0 | 0 | 0 | 0 | 0 | 0 | 0 | 0 | 0 | 0 | 0 | 0 | 0 | 0 | 0 | 0 | 0 | 0 | 0 | 0 | 0 | 0 | 0 | 0 | 0 | 0 | 0 | 0 | 0 | 0 | 0 | 0 | 0 | 0 | 0 | 0 | 0 | 0 | 0 | 0 | 0 | 0 | 0 | 0 | 0 | 0 | 0 | 0 | 0 | 0 | 0 | Northern_California_Li_Battery_4hr | Northern_California_Li_Battery_8hr | Northern_California_Solar |  | Solano_Wind |  |  |  | Northern_California | Solano
PG&E GBA | Collinsville | 500 | CA | 94585 | SOLANO | 1 | 0 | 0 | 0 | 0 | 0 | 0 | 0 | 0 | 0 | 0 | 0 | 0 | 0 | 0 | 0 | 0 | 0 | 0 | 0 | 0 | 0 | 0 | 0 | 0 | 0 | 0 | 0 | 0 | 0 | 0 | 0 | 0 | 0 | 0 | 0 | 0 | 0 | 0 | 0 | 1 | 0 | 0 | 0 | 0 | 0 | 0 | 0 | 0 | 0 | 0 | 0 | 0 | 0 | 0 | 0 | 0 | 0 | 0 | 0 | 0 | 0 | 0 | 0 | 0 | 0 | 0 | 0 | 0 | 0 | 0 | 0 | 0 | 0 | 0 | 0 | 0 | 0 | 0 | 0 | 0 | 0 | 0 | 0 | 0 | 0 | 0 | 0 | 0 | 0 | 0 | 0 | 0 | 0 | 0 | 0 | 0 | 0 | Northern_California_Li_Battery_4hr | Northern_California_Li_Battery_8hr | Northern_California_Solar |  | Solano_Wind |  |  |  | Northern_California | Solano
SCE Eastern | Colorado River | 230 | CA | 92239 | RIVERSIDE | 3 | 0 | 0 | 0 | 0 | 0 | 0 | 0 | 0 | 0 | 0 | 0 | 0 | 0 | 0 | 0 | 1 | 0 | 1 | 0 | 0 | 0 | 1 | 0 | 0 | 0 | 0 | 0 | 0 | 0 | 0 | 0 | 0 | 0 | 0 | 0 | 0 | 0 | 0 | 0 | 0 | 0 | 0 | 0 | 0 | 0 | 0 | 0 | 0 | 0 | 0 | 0 | 0 | 0 | 0 | 0 | 0 | 0 | 0 | 0 | 0 | 0 | 0 | 0 | 0 | 0 | 0 | 0 | 0 | 0 | 0 | 0 | 0 | 0 | 0 | 0 | 0 | 0 | 0 | 0 | 0 | 0 | 0 | 0 | 0 | 0 | 0 | 0 | 0 | 0 | 0 | 0 | 0 | 0 | 0 | 0 | 0 | 0 | Riverside_Li_Battery_4hr | Riverside_Li_Battery_8hr | Riverside_Solar |  | Riverside_Palm_Springs_Wind |  |  |  | Riverside | Riverside (Exclude)
SCE Eastern | Colorado River | 500 | CA | 92239 | RIVERSIDE | 2 | 0 | 0 | 0 | 0 | 0 | 0 | 0 | 0 | 0 | 0 | 0 | 0 | 0 | 0 | 0 | 0 | 0 | 1 | 0 | 0 | 0 | 1 | 0 | 0 | 0 | 0 | 0 | 0 | 0 | 0 | 0 | 0 | 0 | 0 | 0 | 0 | 0 | 0 | 0 | 0 | 0 | 0 | 0 | 0 | 0 | 0 | 0 | 0 | 0 | 0 | 0 | 0 | 0 | 0 | 0 | 0 | 0 | 0 | 0 | 0 | 0 | 0 | 0 | 0 | 0 | 0 | 0 | 0 | 0 | 0 | 0 | 0 | 0 | 0 | 0 | 0 | 0 | 0 | 0 | 0 | 0 | 0 | 0 | 0 | 0 | 0 | 0 | 0 | 0 | 0 | 0 | 0 | 0 | 0 | 0 | 0 | 0 | Riverside_Li_Battery_4hr | Riverside_Li_Battery_8hr | Riverside_Solar |  | Riverside_Palm_Springs_Wind |  |  |  | Riverside | Riverside (Exclude)
PG&E KERN | Columbus | 115 | CA | 93306 | KERN | 4 | 0 | 0 | 0 | 0 | 0 | 0 | 0 | 0 | 0 | 0 | 0 | 0 | 0 | 0 | 0 | 0 | 0 | 0 | 0 | 0 | 0 | 0 | 0 | 0 | 0 | 0 | 0 | 0 | 0 | 0 | 0 | 0 | 0 | 0 | 0 | 0 | 0 | 0 | 0 | 0 | 0 | 0 | 0 | 0 | 0 | 0 | 0 | 0 | 0 | 0 | 0 | 0 | 0 | 0 | 0 | 0 | 0 | 0 | 0 | 0 | 0 | 0 | 0 | 0 | 0 | 0 | 0 | 0 | 0 | 0 | 1 | 0 | 0 | 0 | 0 | 0 | 0 | 0 | 1 | 1 | 0 | 0 | 0 | 0 | 0 | 0 | 0 | 0 | 0 | 0 | 0 | 0 | 0 | 0 | 1 | 0 | 0 | Southern_PGAE_Li_Battery_4hr | Southern_PGAE_Li_Battery_8hr | Southern_PGAE_Solar |  | Central_Valley_North_Los_Banos_Wind |  |  |  | Southern_PGAE | Central_Valley_North_Los_Banos
PG&E GBA | Contra Costa | 115 | CA | 94509 | CONTRA COSTA | 9 | 0 | 0 | 0 | 0 | 0 | 0 | 0 | 0 | 0 | 0 | 0 | 0 | 0 | 0 | 0 | 0 | 0 | 0 | 0 | 0 | 0 | 0 | 0 | 0 | 0 | 0 | 0 | 0 | 0 | 0 | 0 | 0 | 0 | 0 | 0 | 0 | 0 | 0 | 0 | 1 | 0 | 0 | 0 | 0 | 0 | 0 | 0 | 0 | 0 | 0 | 0 | 0 | 0 | 1 | 1 | 1 | 1 | 0 | 1 | 1 | 0 | 0 | 0 | 0 | 0 | 1 | 1 | 0 | 0 | 0 | 0 | 0 | 0 | 0 | 0 | 0 | 0 | 0 | 0 | 0 | 0 | 0 | 0 | 0 | 0 | 0 | 0 | 0 | 0 | 0 | 0 | 0 | 0 | 0 | 0 | 0 | 0 | Northern_California_Li_Battery_4hr | Northern_California_Li_Battery_8hr | Northern_California_Solar |  | Solano_Wind |  |  |  | Northern_California | Solano
PG&E GBA | Contra Costa | 230 | CA | 94509 | CONTRA COSTA | 7 | 0 | 0 | 0 | 0 | 0 | 0 | 0 | 0 | 0 | 0 | 0 | 0 | 0 | 0 | 0 | 0 | 0 | 0 | 0 | 0 | 0 | 0 | 0 | 0 | 0 | 0 | 0 | 0 | 0 | 0 | 0 | 0 | 0 | 0 | 0 | 0 | 0 | 0 | 0 | 1 | 0 | 0 | 0 | 0 | 0 | 0 | 0 | 0 | 0 | 0 | 0 | 0 | 0 | 1 | 1 | 1 | 0 | 0 | 1 | 1 | 0 | 0 | 0 | 0 | 0 | 1 | 0 | 0 | 0 | 0 | 0 | 0 | 0 | 0 | 0 | 0 | 0 | 0 | 0 | 0 | 0 | 0 | 0 | 0 | 0 | 0 | 0 | 0 | 0 | 0 | 0 | 0 | 0 | 0 | 0 | 0 | 0 | Northern_California_Li_Battery_4hr | Northern_California_Li_Battery_8hr | Northern_California_Solar |  | Solano_Wind |  |  |  | Northern_California | Solano
PG&E GBA | Contra Costa PP | 230 | CA | 94509 | CONTRA COSTA | 8 | 0 | 0 | 0 | 0 | 0 | 0 | 0 | 0 | 0 | 0 | 0 | 0 | 0 | 0 | 0 | 0 | 0 | 0 | 0 | 0 | 0 | 0 | 0 | 0 | 0 | 0 | 0 | 0 | 0 | 0 | 0 | 0 | 0 | 0 | 0 | 0 | 0 | 0 | 0 | 1 | 0 | 0 | 0 | 0 | 0 | 0 | 0 | 0 | 0 | 0 | 0 | 0 | 0 | 1 | 1 | 1 | 0 | 0 | 1 | 1 | 0 | 0 | 0 | 0 | 0 | 1 | 1 | 0 | 0 | 0 | 0 | 0 | 0 | 0 | 0 | 0 | 0 | 0 | 0 | 0 | 0 | 0 | 0 | 0 | 0 | 0 | 0 | 0 | 0 | 0 | 0 | 0 | 0 | 0 | 0 | 0 | 0 | Northern_California_Li_Battery_4hr | Northern_California_Li_Battery_8hr | Northern_California_Solar |  | Solano_Wind |  |  |  | Northern_California | Solano
SCE NOL | Control | 115 | CA | 93514 | INYO | 4 | 0 | 0 | 0 | 0 | 0 | 0 | 0 | 0 | 0 | 0 | 1 | 1 | 1 | 1 | 0 | 0 | 0 | 0 | 0 | 0 | 0 | 0 | 0 | 0 | 0 | 0 | 0 | 0 | 0 | 0 | 0 | 0 | 0 | 0 | 0 | 0 | 0 | 0 | 0 | 0 | 0 | 0 | 0 | 0 | 0 | 0 | 0 | 0 | 0 | 0 | 0 | 0 | 0 | 0 | 0 | 0 | 0 | 0 | 0 | 0 | 0 | 0 | 0 | 0 | 0 | 0 | 0 | 0 | 0 | 0 | 0 | 0 | 0 | 0 | 0 | 0 | 0 | 0 | 0 | 0 | 0 | 0 | 0 | 0 | 0 | 0 | 0 | 0 | 0 | 0 | 0 | 0 | 0 | 0 | 0 | 0 | 0 | Greater_Kramer_Li_Battery_4hr | Greater_Kramer_Li_Battery_8hr | Greater_Kramer_Solar | Inyokern_North_Kramer_Geothermal | Greater_Kramer_Wind |  |  |  | Greater_Kramer | Greater_Kramer (Exclude)
SCE NOL | Control | 55 | CA | 93514 | INYO | 4 | 0 | 0 | 0 | 0 | 0 | 0 | 0 | 0 | 0 | 0 | 1 | 1 | 1 | 1 | 0 | 0 | 0 | 0 | 0 | 0 | 0 | 0 | 0 | 0 | 0 | 0 | 0 | 0 | 0 | 0 | 0 | 0 | 0 | 0 | 0 | 0 | 0 | 0 | 0 | 0 | 0 | 0 | 0 | 0 | 0 | 0 | 0 | 0 | 0 | 0 | 0 | 0 | 0 | 0 | 0 | 0 | 0 | 0 | 0 | 0 | 0 | 0 | 0 | 0 | 0 | 0 | 0 | 0 | 0 | 0 | 0 | 0 | 0 | 0 | 0 | 0 | 0 | 0 | 0 | 0 | 0 | 0 | 0 | 0 | 0 | 0 | 0 | 0 | 0 | 0 | 0 | 0 | 0 | 0 | 0 | 0 | 0 | Greater_Kramer_Li_Battery_4hr | Greater_Kramer_Li_Battery_8hr | Greater_Kramer_Solar |  | Greater_Kramer_Wind |  |  |  | Greater_Kramer | Greater_Kramer (Exclude)
PG&E GBA | Cooley Landing | 115 | CA | 94303 | San Mateo | 3 | 0 | 0 | 0 | 0 | 0 | 0 | 0 | 0 | 0 | 0 | 0 | 0 | 0 | 0 | 0 | 0 | 0 | 0 | 0 | 0 | 0 | 0 | 0 | 0 | 0 | 0 | 0 | 0 | 0 | 0 | 0 | 0 | 0 | 0 | 0 | 0 | 0 | 0 | 0 | 1 | 0 | 0 | 0 | 0 | 0 | 0 | 0 | 0 | 0 | 0 | 0 | 0 | 1 | 0 | 0 | 1 | 0 | 0 | 0 | 0 | 0 | 0 | 0 | 0 | 0 | 0 | 0 | 0 | 0 | 0 | 0 | 0 | 0 | 0 | 0 | 0 | 0 | 0 | 0 | 0 | 0 | 0 | 0 | 0 | 0 | 0 | 0 | 0 | 0 | 0 | 0 | 0 | 0 | 0 | 0 | 0 | 0 | Northern_California_Li_Battery_4hr | Northern_California_Li_Battery_8hr | Northern_California_Solar |  | Kern_Greater_Carrizo_Wind |  |  |  | Northern_California | Peninsula_Monterey
PG&E GBA | Cooley Landing | 60 | CA | 94303 | San Mateo | 2 | 0 | 0 | 0 | 0 | 0 | 0 | 0 | 0 | 0 | 0 | 0 | 0 | 0 | 0 | 0 | 0 | 0 | 0 | 0 | 0 | 0 | 0 | 0 | 0 | 0 | 0 | 0 | 0 | 0 | 0 | 0 | 0 | 0 | 0 | 0 | 0 | 0 | 0 | 0 | 0 | 0 | 0 | 0 | 0 | 0 | 0 | 0 | 0 | 0 | 0 | 0 | 0 | 0 | 0 | 0 | 1 | 0 | 0 | 0 | 0 | 0 | 0 | 0 | 0 | 0 | 1 | 0 | 0 | 0 | 0 | 0 | 0 | 0 | 0 | 0 | 0 | 0 | 0 | 0 | 0 | 0 | 0 | 0 | 0 | 0 | 0 | 0 | 0 | 0 | 0 | 0 | 0 | 0 | 0 | 0 | 0 | 0 | Northern_California_Li_Battery_4hr | Northern_California_Li_Battery_8hr | Northern_California_Solar |  | Kern_Greater_Carrizo_Wind |  |  |  | Northern_California | Peninsula_Monterey
SCE NOL | Coolwater | 230 | CA | 92327 | SAN BERNARDINO | 3 | 0 | 0 | 0 | 0 | 0 | 0 | 0 | 0 | 0 | 0 | 0 | 1 | 1 | 1 | 0 | 0 | 0 | 0 | 0 | 0 | 0 | 0 | 0 | 0 | 0 | 0 | 0 | 0 | 0 | 0 | 0 | 0 | 0 | 0 | 0 | 0 | 0 | 0 | 0 | 0 | 0 | 0 | 0 | 0 | 0 | 0 | 0 | 0 | 0 | 0 | 0 | 0 | 0 | 0 | 0 | 0 | 0 | 0 | 0 | 0 | 0 | 0 | 0 | 0 | 0 | 0 | 0 | 0 | 0 | 0 | 0 | 0 | 0 | 0 | 0 | 0 | 0 | 0 | 0 | 0 | 0 | 0 | 0 | 0 | 0 | 0 | 0 | 0 | 0 | 0 | 0 | 0 | 0 | 0 | 0 | 0 | 0 | Greater_Kramer_Li_Battery_4hr | Greater_Kramer_Li_Battery_8hr | Greater_Kramer_Solar |  | Greater_Kramer_Wind |  |  |  | Greater_Kramer | Greater_Kramer
SCE NOL | Coolwater | 115 | CA | 92327 | SAN BERNARDINO | 3 | 0 | 0 | 0 | 0 | 0 | 0 | 0 | 0 | 0 | 0 | 0 | 1 | 1 | 1 | 0 | 0 | 0 | 0 | 0 | 0 | 0 | 0 | 0 | 0 | 0 | 0 | 0 | 0 | 0 | 0 | 0 | 0 | 0 | 0 | 0 | 0 | 0 | 0 | 0 | 0 | 0 | 0 | 0 | 0 | 0 | 0 | 0 | 0 | 0 | 0 | 0 | 0 | 0 | 0 | 0 | 0 | 0 | 0 | 0 | 0 | 0 | 0 | 0 | 0 | 0 | 0 | 0 | 0 | 0 | 0 | 0 | 0 | 0 | 0 | 0 | 0 | 0 | 0 | 0 | 0 | 0 | 0 | 0 | 0 | 0 | 0 | 0 | 0 | 0 | 0 | 0 | 0 | 0 | 0 | 0 | 0 | 0 | Greater_Kramer_Li_Battery_4hr | Greater_Kramer_Li_Battery_8hr | Greater_Kramer_Solar |  | Greater_Kramer_Wind |  |  |  | Greater_Kramer | Greater_Kramer
PG&E KERN | Copus | 70 | CA | 93311 | Kern | 7 | 0 | 0 | 0 | 0 | 0 | 0 | 0 | 0 | 0 | 0 | 0 | 0 | 0 | 0 | 0 | 0 | 0 | 0 | 0 | 0 | 0 | 0 | 0 | 0 | 0 | 0 | 0 | 0 | 0 | 0 | 0 | 0 | 0 | 0 | 0 | 0 | 0 | 0 | 0 | 0 | 0 | 0 | 0 | 0 | 0 | 0 | 0 | 0 | 0 | 0 | 0 | 0 | 0 | 0 | 0 | 0 | 0 | 0 | 0 | 0 | 0 | 0 | 0 | 0 | 0 | 0 | 0 | 0 | 0 | 0 | 1 | 1 | 1 | 0 | 1 | 0 | 0 | 0 | 1 | 1 | 0 | 0 | 0 | 0 | 0 | 0 | 0 | 0 | 0 | 0 | 0 | 0 | 0 | 0 | 1 | 0 | 0 | Southern_PGAE_Li_Battery_4hr | Southern_PGAE_Li_Battery_8hr | Southern_PGAE_Solar |  | Central_Valley_North_Los_Banos_Wind |  |  |  | Southern_PGAE | Central_Valley_North_Los_Banos
PG&E FRESNO | Corcoran | 70 | CA | 93212 | KINGS | 9 | 0 | 0 | 0 | 0 | 0 | 0 | 0 | 0 | 0 | 0 | 0 | 0 | 0 | 0 | 0 | 0 | 0 | 0 | 0 | 0 | 0 | 0 | 0 | 0 | 0 | 0 | 0 | 0 | 0 | 0 | 0 | 0 | 0 | 0 | 0 | 0 | 0 | 0 | 0 | 0 | 0 | 0 | 0 | 0 | 0 | 1 | 0 | 0 | 0 | 0 | 0 | 0 | 0 | 0 | 0 | 0 | 0 | 0 | 0 | 0 | 0 | 0 | 0 | 0 | 0 | 0 | 0 | 0 | 0 | 0 | 0 | 0 | 0 | 0 | 0 | 0 | 0 | 0 | 1 | 1 | 0 | 1 | 0 | 1 | 1 | 1 | 0 | 0 | 0 | 1 | 0 | 0 | 0 | 0 | 1 | 0 | 0 | Southern_PGAE_Li_Battery_4hr | Southern_PGAE_Li_Battery_8hr | Southern_PGAE_Solar |  | Central_Valley_North_Los_Banos_Wind |  |  |  | Southern_PGAE | Central_Valley_North_Los_Banos
PG&E FRESNO | Corcoran | 115 | CA | 93212 | KINGS | 8 | 0 | 0 | 0 | 0 | 0 | 0 | 0 | 0 | 0 | 0 | 0 | 0 | 0 | 0 | 0 | 0 | 0 | 0 | 0 | 0 | 0 | 0 | 0 | 0 | 0 | 0 | 0 | 0 | 0 | 0 | 0 | 0 | 0 | 0 | 0 | 0 | 0 | 0 | 0 | 0 | 0 | 0 | 0 | 0 | 0 | 1 | 0 | 0 | 0 | 0 | 0 | 0 | 0 | 0 | 0 | 0 | 0 | 0 | 0 | 0 | 0 | 0 | 0 | 0 | 0 | 0 | 0 | 0 | 0 | 0 | 0 | 0 | 0 | 0 | 0 | 0 | 0 | 0 | 1 | 0 | 0 | 1 | 0 | 1 | 1 | 1 | 0 | 0 | 0 | 1 | 0 | 0 | 0 | 0 | 1 | 0 | 0 | Southern_PGAE_Li_Battery_4hr | Southern_PGAE_Li_Battery_8hr | Southern_PGAE_Solar |  | Central_Valley_North_Los_Banos_Wind |  |  |  | Southern_PGAE | Central_Valley_North_Los_Banos
PG&E NGBA | Corona | 115 | CA | 94954 | SONOMA | 3 | 0 | 0 | 0 | 0 | 0 | 0 | 0 | 0 | 0 | 0 | 0 | 0 | 0 | 0 | 0 | 0 | 0 | 0 | 0 | 0 | 0 | 0 | 0 | 0 | 0 | 0 | 0 | 0 | 0 | 0 | 0 | 0 | 0 | 0 | 0 | 0 | 0 | 0 | 0 | 1 | 0 | 0 | 0 | 0 | 0 | 0 | 0 | 0 | 0 | 0 | 0 | 0 | 1 | 0 | 0 | 0 | 0 | 0 | 0 | 0 | 0 | 0 | 0 | 0 | 0 | 0 | 1 | 0 | 0 | 0 | 0 | 0 | 0 | 0 | 0 | 0 | 0 | 0 | 0 | 0 | 0 | 0 | 0 | 0 | 0 | 0 | 0 | 0 | 0 | 0 | 0 | 0 | 0 | 0 | 0 | 0 | 0 | Northern_California_Li_Battery_4hr | Northern_California_Li_Battery_8hr | Northern_California_Solar |  | Northern_California_Wind |  |  |  | Northern_California | Mendocino_Marin
PG&E NGBA | Cortina | 230 | CA | 95987 | COLUSA | 3 | 0 | 0 | 0 | 0 | 0 | 0 | 0 | 0 | 0 | 0 | 0 | 0 | 0 | 0 | 0 | 0 | 0 | 0 | 0 | 0 | 0 | 0 | 0 | 0 | 0 | 0 | 0 | 0 | 0 | 0 | 0 | 0 | 0 | 0 | 0 | 0 | 0 | 0 | 0 | 1 | 0 | 0 | 0 | 0 | 0 | 0 | 0 | 0 | 0 | 0 | 0 | 0 | 1 | 0 | 0 | 0 | 0 | 0 | 0 | 0 | 0 | 0 | 0 | 0 | 0 | 0 | 1 | 0 | 0 | 0 | 0 | 0 | 0 | 0 | 0 | 0 | 0 | 0 | 0 | 0 | 0 | 0 | 0 | 0 | 0 | 0 | 0 | 0 | 0 | 0 | 0 | 0 | 0 | 0 | 0 | 0 | 0 | Northern_California_Li_Battery_4hr | Northern_California_Li_Battery_8hr | Northern_California_Solar |  | Northern_California_Wind |  |  |  | Northern_California | Northern_California
PG&E NGBA | Cortina | 115 | CA | 95987 | COLUSA | 3 | 0 | 0 | 0 | 0 | 0 | 0 | 0 | 0 | 0 | 0 | 0 | 0 | 0 | 0 | 0 | 0 | 0 | 0 | 0 | 0 | 0 | 0 | 0 | 0 | 0 | 0 | 0 | 0 | 0 | 0 | 0 | 0 | 0 | 0 | 0 | 0 | 0 | 0 | 0 | 1 | 0 | 0 | 0 | 0 | 0 | 0 | 0 | 0 | 0 | 0 | 0 | 0 | 0 | 0 | 0 | 1 | 0 | 0 | 0 | 0 | 0 | 0 | 0 | 0 | 0 | 0 | 1 | 0 | 0 | 0 | 0 | 0 | 0 | 0 | 0 | 0 | 0 | 0 | 0 | 0 | 0 | 0 | 0 | 0 | 0 | 0 | 0 | 0 | 0 | 0 | 0 | 0 | 0 | 0 | 0 | 0 | 0 | Northern_California_Li_Battery_4hr | Northern_California_Li_Battery_8hr | Northern_California_Solar |  | Northern_California_Wind |  |  |  | Northern_California | Northern_California
PG&E GBA | Cottle | 230 | CA | 95361 | STANISLAUS | 12 | 0 | 0 | 0 | 0 | 0 | 0 | 0 | 0 | 0 | 0 | 0 | 0 | 0 | 0 | 0 | 0 | 0 | 0 | 0 | 0 | 0 | 0 | 0 | 0 | 0 | 0 | 0 | 0 | 0 | 0 | 0 | 0 | 0 | 0 | 0 | 0 | 0 | 0 | 0 | 0 | 0 | 0 | 0 | 0 | 0 | 1 | 0 | 0 | 0 | 0 | 0 | 0 | 0 | 0 | 0 | 0 | 0 | 0 | 0 | 1 | 1 | 0 | 0 | 0 | 0 | 0 | 0 | 0 | 0 | 0 | 0 | 0 | 0 | 0 | 0 | 0 | 0 | 0 | 1 | 1 | 0 | 1 | 1 | 0 | 1 | 0 | 0 | 1 | 1 | 1 | 0 | 0 | 1 | 0 | 0 | 0 | 0 | Southern_PGAE_Li_Battery_4hr | Southern_PGAE_Li_Battery_8hr | Southern_PGAE_Solar |  | Central_Valley_North_Los_Banos_Wind |  |  |  | Southern_PGAE | Central_Valley_North_Los_Banos
PG&E NGBA | Cottonwood | 115 | CA | 96022 | SHASTA | 1 | 0 | 0 | 0 | 0 | 0 | 0 | 0 | 0 | 0 | 0 | 0 | 0 | 0 | 0 | 0 | 0 | 0 | 0 | 0 | 0 | 0 | 0 | 0 | 0 | 0 | 0 | 0 | 0 | 0 | 0 | 0 | 0 | 0 | 0 | 0 | 0 | 0 | 0 | 0 | 1 | 0 | 0 | 0 | 0 | 0 | 0 | 0 | 0 | 0 | 0 | 0 | 0 | 0 | 0 | 0 | 0 | 0 | 0 | 0 | 0 | 0 | 0 | 0 | 0 | 0 | 0 | 0 | 0 | 0 | 0 | 0 | 0 | 0 | 0 | 0 | 0 | 0 | 0 | 0 | 0 | 0 | 0 | 0 | 0 | 0 | 0 | 0 | 0 | 0 | 0 | 0 | 0 | 0 | 0 | 0 | 0 | 0 | Northern_California_Li_Battery_4hr | Northern_California_Li_Battery_8hr | Northern_California_Solar |  | Northern_California_Wind |  |  |  | Northern_California | Northern_California
PG&E NGBA | Cottonwood | 230 | CA | 96022 | SHASTA | 1 | 0 | 0 | 0 | 0 | 0 | 0 | 0 | 0 | 0 | 0 | 0 | 0 | 0 | 0 | 0 | 0 | 0 | 0 | 0 | 0 | 0 | 0 | 0 | 0 | 0 | 0 | 0 | 0 | 0 | 0 | 0 | 0 | 0 | 0 | 0 | 0 | 0 | 0 | 0 | 1 | 0 | 0 | 0 | 0 | 0 | 0 | 0 | 0 | 0 | 0 | 0 | 0 | 0 | 0 | 0 | 0 | 0 | 0 | 0 | 0 | 0 | 0 | 0 | 0 | 0 | 0 | 0 | 0 | 0 | 0 | 0 | 0 | 0 | 0 | 0 | 0 | 0 | 0 | 0 | 0 | 0 | 0 | 0 | 0 | 0 | 0 | 0 | 0 | 0 | 0 | 0 | 0 | 0 | 0 | 0 | 0 | 0 | Northern_California_Li_Battery_4hr | Northern_California_Li_Battery_8hr | Northern_California_Solar |  | Northern_California_Wind |  |  |  | Northern_California | Northern_California
PG&E NGBA | Cottonwood | 60 | CA | 96022 | SHASTA | 1 | 0 | 0 | 0 | 0 | 0 | 0 | 0 | 0 | 0 | 0 | 0 | 0 | 0 | 0 | 0 | 0 | 0 | 0 | 0 | 0 | 0 | 0 | 0 | 0 | 0 | 0 | 0 | 0 | 0 | 0 | 0 | 0 | 0 | 0 | 0 | 0 | 0 | 0 | 0 | 1 | 0 | 0 | 0 | 0 | 0 | 0 | 0 | 0 | 0 | 0 | 0 | 0 | 0 | 0 | 0 | 0 | 0 | 0 | 0 | 0 | 0 | 0 | 0 | 0 | 0 | 0 | 0 | 0 | 0 | 0 | 0 | 0 | 0 | 0 | 0 | 0 | 0 | 0 | 0 | 0 | 0 | 0 | 0 | 0 | 0 | 0 | 0 | 0 | 0 | 0 | 0 | 0 | 0 | 0 | 0 | 0 | 0 | Northern_California_Li_Battery_4hr | Northern_California_Li_Battery_8hr | Northern_California_Solar |  | Northern_California_Wind |  |  |  | Northern_California | Northern_California
PG&E NGBA | Cove Road | 230 | CA | 96065 | SHASTA | 1 | 0 | 0 | 0 | 0 | 0 | 0 | 0 | 0 | 0 | 0 | 0 | 0 | 0 | 0 | 0 | 0 | 0 | 0 | 0 | 0 | 0 | 0 | 0 | 0 | 0 | 0 | 0 | 0 | 0 | 0 | 0 | 0 | 0 | 0 | 0 | 0 | 0 | 0 | 0 | 1 | 0 | 0 | 0 | 0 | 0 | 0 | 0 | 0 | 0 | 0 | 0 | 0 | 0 | 0 | 0 | 0 | 0 | 0 | 0 | 0 | 0 | 0 | 0 | 0 | 0 | 0 | 0 | 0 | 0 | 0 | 0 | 0 | 0 | 0 | 0 | 0 | 0 | 0 | 0 | 0 | 0 | 0 | 0 | 0 | 0 | 0 | 0 | 0 | 0 | 0 | 0 | 0 | 0 | 0 | 0 | 0 | 0 | Northern_California_Li_Battery_4hr | Northern_California_Li_Battery_8hr | Northern_California_Solar |  | Northern_California_Wind |  |  |  | Northern_California | Northern_California
PG&E GBA | Coyote | 230 | CA | 95037 | SANTA CLARA | 2 | 0 | 0 | 0 | 0 | 0 | 0 | 0 | 0 | 0 | 0 | 0 | 0 | 0 | 0 | 0 | 0 | 0 | 0 | 0 | 0 | 0 | 0 | 0 | 0 | 0 | 0 | 0 | 0 | 0 | 0 | 0 | 0 | 0 | 0 | 0 | 0 | 0 | 0 | 0 | 0 | 0 | 0 | 0 | 0 | 0 | 0 | 0 | 0 | 0 | 0 | 0 | 0 | 0 | 0 | 0 | 1 | 0 | 0 | 0 | 1 | 0 | 0 | 0 | 0 | 0 | 0 | 0 | 0 | 0 | 0 | 0 | 0 | 0 | 0 | 0 | 0 | 0 | 0 | 0 | 0 | 0 | 0 | 0 | 0 | 0 | 0 | 0 | 0 | 0 | 0 | 0 | 0 | 0 | 0 | 0 | 0 | 0 | Northern_California_Li_Battery_4hr | Northern_California_Li_Battery_8hr | Northern_California_Solar |  | Kern_Greater_Carrizo_Wind |  |  |  | Northern_California | Peninsula_Monterey
PG&E GBA | Crazy Horse Canyon | 115 | CA |  | Monterey | 2 | 0 | 0 | 0 | 0 | 0 | 0 | 0 | 0 | 0 | 0 | 0 | 0 | 0 | 0 | 0 | 0 | 0 | 0 | 0 | 0 | 0 | 0 | 0 | 0 | 0 | 0 | 0 | 0 | 0 | 0 | 0 | 0 | 0 | 0 | 0 | 0 | 0 | 0 | 0 | 0 | 0 | 0 | 0 | 0 | 0 | 0 | 0 | 0 | 0 | 0 | 0 | 0 | 0 | 0 | 0 | 0 | 0 | 0 | 0 | 0 | 0 | 0 | 0 | 0 | 1 | 0 | 0 | 0 | 0 | 0 | 0 | 0 | 0 | 0 | 0 | 0 | 0 | 0 | 0 | 0 | 0 | 0 | 0 | 0 | 0 | 0 | 0 | 0 | 0 | 0 | 0 | 0 | 0 | 0 | 0 | 0 | 1 | Southern_PGAE_Li_Battery_4hr | Southern_PGAE_Li_Battery_8hr | Southern_PGAE_Solar |  | Kern_Greater_Carrizo_Wind |  |  |  | Southern_PGAE | Peninsula_Monterey
SDGE | Creelman | 69 | CA | 92065 | SAN DIEGO | 5 | 0 | 0 | 0 | 0 | 0 | 0 | 0 | 0 | 0 | 0 | 0 | 0 | 0 | 0 | 0 | 0 | 0 | 0 | 0 | 0 | 0 | 0 | 0 | 0 | 0 | 1 | 0 | 1 | 0 | 0 | 1 | 0 | 1 | 0 | 0 | 0 | 0 | 1 | 0 | 0 | 0 | 0 | 0 | 0 | 0 | 0 | 0 | 0 | 0 | 0 | 0 | 0 | 0 | 0 | 0 | 0 | 0 | 0 | 0 | 0 | 0 | 0 | 0 | 0 | 0 | 0 | 0 | 0 | 0 | 0 | 0 | 0 | 0 | 0 | 0 | 0 | 0 | 0 | 0 | 0 | 0 | 0 | 0 | 0 | 0 | 0 | 0 | 0 | 0 | 0 | 0 | 0 | 0 | 0 | 0 | 0 | 0 | San_Diego_Li_Battery_4hr | San_Diego_Li_Battery_8hr | San_Diego_Solar |  | 0 |  |  |  | Greater_SD | Greater_SD
PG&E FRESNO | Crescent | 70 | CA | 93660 | Fresno | 7 | 0 | 0 | 0 | 0 | 0 | 0 | 0 | 0 | 0 | 0 | 0 | 0 | 0 | 0 | 0 | 0 | 0 | 0 | 0 | 0 | 0 | 0 | 0 | 0 | 0 | 0 | 0 | 0 | 0 | 0 | 0 | 0 | 0 | 0 | 0 | 0 | 0 | 0 | 0 | 0 | 0 | 0 | 0 | 0 | 0 | 1 | 0 | 0 | 0 | 0 | 0 | 0 | 0 | 0 | 0 | 0 | 0 | 0 | 0 | 0 | 0 | 0 | 0 | 0 | 0 | 0 | 0 | 0 | 0 | 0 | 0 | 0 | 0 | 0 | 0 | 0 | 0 | 0 | 1 | 1 | 0 | 1 | 0 | 0 | 0 | 1 | 0 | 0 | 0 | 1 | 0 | 1 | 0 | 0 | 0 | 0 | 0 | Southern_PGAE_Li_Battery_4hr | Southern_PGAE_Li_Battery_8hr | Southern_PGAE_Solar |  | Central_Valley_North_Los_Banos_Wind |  |  |  | Southern_PGAE | Central_Valley_North_Los_Banos
PG&E FRESNO | Cressey | 115 | CA | 95388 | Merced | 9 | 0 | 0 | 0 | 0 | 0 | 0 | 0 | 0 | 0 | 0 | 0 | 0 | 0 | 0 | 0 | 0 | 0 | 0 | 0 | 0 | 0 | 0 | 0 | 0 | 0 | 0 | 0 | 0 | 0 | 0 | 0 | 0 | 0 | 0 | 0 | 0 | 0 | 0 | 0 | 0 | 0 | 0 | 0 | 0 | 0 | 1 | 0 | 0 | 0 | 0 | 0 | 0 | 0 | 0 | 0 | 0 | 0 | 0 | 0 | 1 | 0 | 0 | 0 | 0 | 0 | 0 | 0 | 0 | 0 | 0 | 0 | 0 | 0 | 0 | 0 | 0 | 0 | 0 | 0 | 1 | 0 | 1 | 1 | 1 | 0 | 1 | 0 | 1 | 0 | 0 | 0 | 0 | 1 | 0 | 0 | 0 | 0 | Southern_PGAE_Li_Battery_4hr | Southern_PGAE_Li_Battery_8hr | Southern_PGAE_Solar |  | Central_Valley_North_Los_Banos_Wind |  |  |  | Southern_PGAE | Central_Valley_North_Los_Banos
PG&E NGBA | Cresta | 230 | CA | 95965 | BUTTE | 9 | 0 | 0 | 0 | 0 | 0 | 0 | 0 | 0 | 0 | 0 | 0 | 0 | 0 | 0 | 0 | 0 | 0 | 0 | 0 | 0 | 0 | 0 | 0 | 0 | 0 | 0 | 0 | 0 | 0 | 0 | 0 | 0 | 0 | 0 | 0 | 0 | 0 | 0 | 0 | 1 | 1 | 0 | 1 | 0 | 1 | 1 | 1 | 1 | 0 | 0 | 0 | 0 | 0 | 0 | 0 | 0 | 0 | 0 | 0 | 1 | 1 | 0 | 0 | 0 | 0 | 0 | 0 | 0 | 0 | 0 | 0 | 0 | 0 | 0 | 0 | 0 | 0 | 0 | 0 | 0 | 0 | 0 | 0 | 0 | 0 | 0 | 0 | 0 | 0 | 0 | 0 | 0 | 0 | 0 | 0 | 0 | 0 | Northern_California_Li_Battery_4hr | Northern_California_Li_Battery_8hr | Northern_California_Solar |  | Northern_California_Wind |  |  |  | Northern_California | Northern_California
SDGE | Crestwood | 69 | CA | 91905 | San Diego | 5 | 0 | 0 | 0 | 0 | 0 | 0 | 0 | 0 | 0 | 0 | 0 | 0 | 0 | 0 | 0 | 0 | 0 | 0 | 0 | 0 | 0 | 0 | 0 | 0 | 0 | 0 | 0 | 1 | 0 | 1 | 1 | 0 | 1 | 0 | 0 | 0 | 1 | 0 | 0 | 0 | 0 | 0 | 0 | 0 | 0 | 0 | 0 | 0 | 0 | 0 | 0 | 0 | 0 | 0 | 0 | 0 | 0 | 0 | 0 | 0 | 0 | 0 | 0 | 0 | 0 | 0 | 0 | 0 | 0 | 0 | 0 | 0 | 0 | 0 | 0 | 0 | 0 | 0 | 0 | 0 | 0 | 0 | 0 | 0 | 0 | 0 | 0 | 0 | 0 | 0 | 0 | 0 | 0 | 0 | 0 | 0 | 0 | Greater_Imperial_Li_Battery_4hr | Greater_Imperial_Li_Battery_8hr | Greater_Imperial_Solar |  | Greater_Imperial_Wind |  |  |  | Greater_Imperial | Greater_Imperial
PG&E GBA | Crow Creek | 60 | CA | 95360 | STANISLAUS | 7 | 0 | 0 | 0 | 0 | 0 | 0 | 0 | 0 | 0 | 0 | 0 | 0 | 0 | 0 | 0 | 0 | 0 | 0 | 0 | 0 | 0 | 0 | 0 | 0 | 0 | 0 | 0 | 0 | 0 | 0 | 0 | 0 | 0 | 0 | 0 | 0 | 0 | 0 | 0 | 0 | 0 | 0 | 0 | 0 | 0 | 1 | 0 | 0 | 0 | 0 | 0 | 0 | 0 | 0 | 0 | 1 | 0 | 1 | 0 | 1 | 0 | 0 | 1 | 1 | 0 | 1 | 0 | 0 | 0 | 0 | 0 | 0 | 0 | 0 | 0 | 0 | 0 | 0 | 0 | 0 | 0 | 0 | 0 | 0 | 0 | 0 | 0 | 0 | 0 | 0 | 0 | 0 | 0 | 0 | 0 | 0 | 0 | Southern_PGAE_Li_Battery_4hr | Southern_PGAE_Li_Battery_8hr | Southern_PGAE_Solar |  | Central_Valley_North_Los_Banos_Wind |  |  |  | Southern_PGAE | Central_Valley_North_Los_Banos
PG&E GBA | Crows Landing | 60 | CA | 95360 | STANISLAUS | 7 | 0 | 0 | 0 | 0 | 0 | 0 | 0 | 0 | 0 | 0 | 0 | 0 | 0 | 0 | 0 | 0 | 0 | 0 | 0 | 0 | 0 | 0 | 0 | 0 | 0 | 0 | 0 | 0 | 0 | 0 | 0 | 0 | 0 | 0 | 0 | 0 | 0 | 0 | 0 | 0 | 0 | 0 | 0 | 0 | 0 | 1 | 0 | 0 | 0 | 0 | 0 | 0 | 0 | 0 | 0 | 1 | 0 | 1 | 0 | 1 | 0 | 0 | 1 | 1 | 0 | 1 | 0 | 0 | 0 | 0 | 0 | 0 | 0 | 0 | 0 | 0 | 0 | 0 | 0 | 0 | 0 | 0 | 0 | 0 | 0 | 0 | 0 | 0 | 0 | 0 | 0 | 0 | 0 | 0 | 0 | 0 | 0 | Southern_PGAE_Li_Battery_4hr | Southern_PGAE_Li_Battery_8hr | Southern_PGAE_Solar |  | Central_Valley_North_Los_Banos_Wind |  |  |  | Southern_PGAE | Central_Valley_North_Los_Banos
PG&E GBA | Curtis | 115 | CA | 95370 | TUOLUMNE | 5 | 0 | 0 | 0 | 0 | 0 | 0 | 0 | 0 | 0 | 0 | 0 | 0 | 0 | 0 | 0 | 0 | 0 | 0 | 0 | 0 | 0 | 0 | 0 | 0 | 0 | 0 | 0 | 0 | 0 | 0 | 0 | 0 | 0 | 0 | 0 | 0 | 0 | 0 | 0 | 0 | 0 | 0 | 0 | 0 | 0 | 1 | 0 | 0 | 0 | 0 | 0 | 0 | 0 | 0 | 0 | 1 | 0 | 1 | 0 | 1 | 0 | 0 | 0 | 0 | 0 | 1 | 0 | 0 | 0 | 0 | 0 | 0 | 0 | 0 | 0 | 0 | 0 | 0 | 0 | 0 | 0 | 0 | 0 | 0 | 0 | 0 | 0 | 0 | 0 | 0 | 0 | 0 | 0 | 0 | 0 | 0 | 0 | Northern_California_Li_Battery_4hr | Northern_California_Li_Battery_8hr | Northern_California_Solar |  | Central_Valley_North_Los_Banos_Wind |  |  |  | Northern_California | El_Dorado_Mariposa
PG&E FRESNO | Dairyland | 115 | CA | 93610 | MADERA | 8 | 0 | 0 | 0 | 0 | 0 | 0 | 0 | 0 | 0 | 0 | 0 | 0 | 0 | 0 | 0 | 0 | 0 | 0 | 0 | 0 | 0 | 0 | 0 | 0 | 0 | 0 | 0 | 0 | 0 | 0 | 0 | 0 | 0 | 0 | 0 | 0 | 0 | 0 | 0 | 0 | 0 | 0 | 0 | 0 | 0 | 1 | 0 | 0 | 0 | 0 | 0 | 0 | 0 | 0 | 0 | 0 | 0 | 0 | 0 | 0 | 0 | 0 | 0 | 0 | 0 | 0 | 0 | 0 | 0 | 0 | 0 | 0 | 0 | 0 | 0 | 0 | 0 | 0 | 0 | 1 | 0 | 1 | 1 | 1 | 0 | 1 | 0 | 1 | 0 | 0 | 0 | 0 | 1 | 0 | 0 | 0 | 0 | Southern_PGAE_Li_Battery_4hr | Southern_PGAE_Li_Battery_8hr | Southern_PGAE_Solar |  | Central_Valley_North_Los_Banos_Wind |  |  |  | Southern_PGAE | Central_Valley_North_Los_Banos
PG&E NGBA | Davis | 115 | CA | 95616 | YOLO | 5 | 0 | 0 | 0 | 0 | 0 | 0 | 0 | 0 | 0 | 0 | 0 | 0 | 0 | 0 | 0 | 0 | 0 | 0 | 0 | 0 | 0 | 0 | 0 | 0 | 0 | 0 | 0 | 0 | 0 | 0 | 0 | 0 | 0 | 0 | 0 | 0 | 0 | 0 | 0 | 1 | 0 | 0 | 0 | 0 | 0 | 0 | 0 | 0 | 0 | 0 | 0 | 0 | 0 | 1 | 1 | 1 | 0 | 0 | 0 | 0 | 0 | 0 | 0 | 0 | 0 | 0 | 1 | 0 | 0 | 0 | 0 | 0 | 0 | 0 | 0 | 0 | 0 | 0 | 0 | 0 | 0 | 0 | 0 | 0 | 0 | 0 | 0 | 0 | 0 | 0 | 0 | 0 | 0 | 0 | 0 | 0 | 0 | Northern_California_Li_Battery_4hr | Northern_California_Li_Battery_8hr | Northern_California_Solar |  | Solano_Wind |  |  |  | Northern_California | Solano
SCE Metro | Del Amo | 500 | CA | 90703 | LOS ANGELES | 1 | 0 | 0 | 0 | 0 | 0 | 0 | 0 | 0 | 0 | 1 | 0 | 0 | 0 | 0 | 0 | 0 | 0 | 0 | 0 | 0 | 0 | 0 | 0 | 0 | 0 | 0 | 0 | 0 | 0 | 0 | 0 | 0 | 0 | 0 | 0 | 0 | 0 | 0 | 0 | 0 | 0 | 0 | 0 | 0 | 0 | 0 | 0 | 0 | 0 | 0 | 0 | 0 | 0 | 0 | 0 | 0 | 0 | 0 | 0 | 0 | 0 | 0 | 0 | 0 | 0 | 0 | 0 | 0 | 0 | 0 | 0 | 0 | 0 | 0 | 0 | 0 | 0 | 0 | 0 | 0 | 0 | 0 | 0 | 0 | 0 | 0 | 0 | 0 | 0 | 0 | 0 | 0 | 0 | 0 | 0 | 0 | 0 | Greater_LA_Li_Battery_4hr | Greater_LA_Li_Battery_8hr | Greater_LA_Solar |  | 0 |  |  |  | Greater_LA | Greater_LA
SCE Metro | Del Amo | 230 | CA | 90703 | LOS ANGELES | 1 | 0 | 0 | 0 | 0 | 0 | 0 | 0 | 0 | 0 | 1 | 0 | 0 | 0 | 0 | 0 | 0 | 0 | 0 | 0 | 0 | 0 | 0 | 0 | 0 | 0 | 0 | 0 | 0 | 0 | 0 | 0 | 0 | 0 | 0 | 0 | 0 | 0 | 0 | 0 | 0 | 0 | 0 | 0 | 0 | 0 | 0 | 0 | 0 | 0 | 0 | 0 | 0 | 0 | 0 | 0 | 0 | 0 | 0 | 0 | 0 | 0 | 0 | 0 | 0 | 0 | 0 | 0 | 0 | 0 | 0 | 0 | 0 | 0 | 0 | 0 | 0 | 0 | 0 | 0 | 0 | 0 | 0 | 0 | 0 | 0 | 0 | 0 | 0 | 0 | 0 | 0 | 0 | 0 | 0 | 0 | 0 | 0 | Greater_LA_Li_Battery_4hr | Greater_LA_Li_Battery_8hr | Greater_LA_Solar |  | 0 |  |  |  | Greater_LA | Greater_LA
SCE Eastern | Delaney | 500 | AZ | 85354 | MARICOPA | 4 | 0 | 0 | 0 | 0 | 0 | 0 | 0 | 0 | 0 | 0 | 0 | 0 | 0 | 0 | 0 | 0 | 1 | 1 | 0 | 0 | 0 | 1 | 0 | 0 | 1 | 0 | 0 | 0 | 0 | 0 | 0 | 0 | 0 | 0 | 0 | 0 | 0 | 0 | 0 | 0 | 0 | 0 | 0 | 0 | 0 | 0 | 0 | 0 | 0 | 0 | 0 | 0 | 0 | 0 | 0 | 0 | 0 | 0 | 0 | 0 | 0 | 0 | 0 | 0 | 0 | 0 | 0 | 0 | 0 | 0 | 0 | 0 | 0 | 0 | 0 | 0 | 0 | 0 | 0 | 0 | 0 | 0 | 0 | 0 | 0 | 0 | 0 | 0 | 0 | 0 | 0 | 0 | 0 | 0 | 0 | 0 | 0 | Arizona_Li_Battery_4hr | Arizona_Li_Battery_8hr | Arizona_Solar |  | 0 |  |  |  | Arizona | Arizona
PG&E NGBA | Delevan | 230 | CA | 95979 | COLUSA | 2 | 0 | 0 | 0 | 0 | 0 | 0 | 0 | 0 | 0 | 0 | 0 | 0 | 0 | 0 | 0 | 0 | 0 | 0 | 0 | 0 | 0 | 0 | 0 | 0 | 0 | 0 | 0 | 0 | 0 | 0 | 0 | 0 | 0 | 0 | 0 | 0 | 0 | 0 | 0 | 1 | 0 | 0 | 0 | 0 | 0 | 0 | 0 | 0 | 0 | 0 | 0 | 0 | 0 | 0 | 0 | 0 | 0 | 0 | 0 | 0 | 0 | 0 | 0 | 0 | 0 | 0 | 1 | 0 | 0 | 0 | 0 | 0 | 0 | 0 | 0 | 0 | 0 | 0 | 0 | 0 | 0 | 0 | 0 | 0 | 0 | 0 | 0 | 0 | 0 | 0 | 0 | 0 | 0 | 0 | 0 | 0 | 0 | Northern_California_Li_Battery_4hr | Northern_California_Li_Battery_8hr | Northern_California_Solar |  | Northern_California_Wind |  |  |  | Northern_California | Northern_California
PG&E GBA | Delta PP | 230 | CA | 94514 | CONTRA COSTA | 4 | 0 | 0 | 0 | 0 | 0 | 0 | 0 | 0 | 0 | 0 | 0 | 0 | 0 | 0 | 0 | 0 | 0 | 0 | 0 | 0 | 0 | 0 | 0 | 0 | 0 | 0 | 0 | 0 | 0 | 0 | 0 | 0 | 0 | 0 | 0 | 0 | 0 | 0 | 0 | 1 | 0 | 0 | 0 | 0 | 0 | 0 | 0 | 0 | 0 | 0 | 0 | 0 | 0 | 1 | 0 | 1 | 0 | 0 | 0 | 0 | 0 | 0 | 0 | 0 | 0 | 1 | 0 | 0 | 0 | 0 | 0 | 0 | 0 | 0 | 0 | 0 | 0 | 0 | 0 | 0 | 0 | 0 | 0 | 0 | 0 | 0 | 0 | 0 | 0 | 0 | 0 | 0 | 0 | 0 | 0 | 0 | 0 | Northern_California_Li_Battery_4hr | Northern_California_Li_Battery_8hr | Northern_California_Solar |  | Solano_Wind |  |  |  | Northern_California | Solano
EOP | Desert View | 230 | NV | 89124 | CLARK | 3 | 0 | 0 | 0 | 0 | 0 | 0 | 0 | 0 | 0 | 0 | 0 | 0 | 0 | 0 | 0 | 0 | 0 | 0 | 0 | 0 | 0 | 0 | 1 | 1 | 1 | 0 | 0 | 0 | 0 | 0 | 0 | 0 | 0 | 0 | 0 | 0 | 0 | 0 | 0 | 0 | 0 | 0 | 0 | 0 | 0 | 0 | 0 | 0 | 0 | 0 | 0 | 0 | 0 | 0 | 0 | 0 | 0 | 0 | 0 | 0 | 0 | 0 | 0 | 0 | 0 | 0 | 0 | 0 | 0 | 0 | 0 | 0 | 0 | 0 | 0 | 0 | 0 | 0 | 0 | 0 | 0 | 0 | 0 | 0 | 0 | 0 | 0 | 0 | 0 | 0 | 0 | 0 | 0 | 0 | 0 | 0 | 0 | Southern_NV_Eldorado_Li_Battery_4hr | Southern_NV_Eldorado_Li_Battery_8hr | Southern_NV_Eldorado_Solar |  | Southern_NV_Eldorado_Wind |  |  |  | Southern_NV_Eldorado | Southern_NV_Eldorado
SCE Eastern | Devers | 230 | CA | 92240 | RIVERSIDE | 2 | 0 | 0 | 0 | 0 | 0 | 0 | 0 | 0 | 0 | 0 | 0 | 0 | 0 | 0 | 0 | 0 | 0 | 0 | 0 | 1 | 0 | 1 | 0 | 0 | 0 | 0 | 0 | 0 | 0 | 0 | 0 | 0 | 0 | 0 | 0 | 0 | 0 | 0 | 0 | 0 | 0 | 0 | 0 | 0 | 0 | 0 | 0 | 0 | 0 | 0 | 0 | 0 | 0 | 0 | 0 | 0 | 0 | 0 | 0 | 0 | 0 | 0 | 0 | 0 | 0 | 0 | 0 | 0 | 0 | 0 | 0 | 0 | 0 | 0 | 0 | 0 | 0 | 0 | 0 | 0 | 0 | 0 | 0 | 0 | 0 | 0 | 0 | 0 | 0 | 0 | 0 | 0 | 0 | 0 | 0 | 0 | 0 | Riverside_Li_Battery_4hr | Riverside_Li_Battery_8hr | Riverside_Solar |  | Riverside_Palm_Springs_Wind |  |  |  | Riverside | Riverside
SCE Eastern | Devers | 500 | CA | 92240 | RIVERSIDE | 2 | 0 | 0 | 0 | 0 | 0 | 0 | 0 | 0 | 0 | 0 | 0 | 0 | 0 | 0 | 0 | 0 | 0 | 0 | 0 | 1 | 0 | 1 | 0 | 0 | 0 | 0 | 0 | 0 | 0 | 0 | 0 | 0 | 0 | 0 | 0 | 0 | 0 | 0 | 0 | 0 | 0 | 0 | 0 | 0 | 0 | 0 | 0 | 0 | 0 | 0 | 0 | 0 | 0 | 0 | 0 | 0 | 0 | 0 | 0 | 0 | 0 | 0 | 0 | 0 | 0 | 0 | 0 | 0 | 0 | 0 | 0 | 0 | 0 | 0 | 0 | 0 | 0 | 0 | 0 | 0 | 0 | 0 | 0 | 0 | 0 | 0 | 0 | 0 | 0 | 0 | 0 | 0 | 0 | 0 | 0 | 0 | 0 | Riverside_Li_Battery_4hr | Riverside_Li_Battery_8hr | Riverside_Solar |  | Riverside_Palm_Springs_Wind |  |  |  | Riverside | Riverside
PG&E KERN | Diablo Canyon | 230 | CA | 93405 | SAN LUIS OBISPO | 5 | 0 | 0 | 0 | 0 | 0 | 0 | 0 | 0 | 0 | 0 | 0 | 0 | 0 | 0 | 0 | 0 | 0 | 0 | 0 | 0 | 0 | 0 | 0 | 0 | 0 | 0 | 0 | 0 | 0 | 0 | 0 | 0 | 0 | 0 | 0 | 0 | 0 | 0 | 0 | 0 | 0 | 0 | 0 | 0 | 0 | 0 | 0 | 0 | 0 | 0 | 0 | 0 | 0 | 0 | 0 | 0 | 0 | 0 | 0 | 0 | 0 | 0 | 0 | 0 | 0 | 0 | 0 | 1 | 1 | 0 | 0 | 0 | 0 | 0 | 0 | 0 | 0 | 0 | 0 | 1 | 0 | 0 | 0 | 0 | 0 | 1 | 0 | 0 | 0 | 0 | 0 | 0 | 0 | 0 | 0 | 1 | 0 | Southern_PGAE_Li_Battery_4hr | Southern_PGAE_Li_Battery_8hr | Southern_PGAE_Solar |  | Kern_Greater_Carrizo_Wind |  |  |  | Southern_PGAE | Kern_Greater_Carrizo
PG&E KERN | Diablo Canyon | 500 | CA | 93405 | SAN LUIS OBISPO | 2 | 0 | 0 | 0 | 0 | 0 | 0 | 0 | 0 | 0 | 0 | 0 | 0 | 0 | 0 | 0 | 0 | 0 | 0 | 0 | 0 | 0 | 0 | 0 | 0 | 0 | 0 | 0 | 0 | 0 | 0 | 0 | 0 | 0 | 0 | 0 | 0 | 0 | 0 | 0 | 0 | 0 | 0 | 0 | 0 | 0 | 0 | 0 | 0 | 0 | 0 | 0 | 0 | 0 | 0 | 0 | 0 | 0 | 0 | 0 | 0 | 0 | 0 | 0 | 0 | 0 | 0 | 0 | 0 | 0 | 0 | 0 | 0 | 0 | 0 | 0 | 0 | 0 | 0 | 0 | 0 | 0 | 0 | 0 | 0 | 0 | 0 | 0 | 0 | 0 | 0 | 0 | 0 | 0 | 1 | 1 | 0 | 0 | Southern_PGAE_Li_Battery_4hr | Southern_PGAE_Li_Battery_8hr | Southern_PGAE_Solar |  | Kern_Greater_Carrizo_Wind |  | Morro_Bay_Offshore_Wind |  | Southern_PGAE | Kern_Greater_Carrizo
PG&E KERN | Divide | 115 | CA | 93455 | Santa Barbara | 5 | 0 | 0 | 0 | 0 | 0 | 0 | 0 | 0 | 0 | 0 | 0 | 0 | 0 | 0 | 0 | 0 | 0 | 0 | 0 | 0 | 0 | 0 | 0 | 0 | 0 | 0 | 0 | 0 | 0 | 0 | 0 | 0 | 0 | 0 | 0 | 0 | 0 | 0 | 0 | 0 | 0 | 0 | 0 | 0 | 0 | 0 | 0 | 0 | 0 | 0 | 0 | 0 | 0 | 0 | 0 | 0 | 0 | 0 | 0 | 0 | 0 | 0 | 0 | 0 | 0 | 0 | 0 | 1 | 1 | 0 | 0 | 0 | 0 | 0 | 0 | 0 | 0 | 0 | 0 | 1 | 0 | 0 | 0 | 0 | 0 | 1 | 0 | 0 | 0 | 0 | 0 | 0 | 0 | 0 | 0 | 1 | 0 | Southern_PGAE_Li_Battery_4hr | Southern_PGAE_Li_Battery_8hr | Southern_PGAE_Solar |  | Kern_Greater_Carrizo_Wind |  |  |  | Southern_PGAE | Kern_Greater_Carrizo
PG&E GBA | Dixon Landing | 115 | CA | 94538 | ALAMEDA | 2 | 0 | 0 | 0 | 0 | 0 | 0 | 0 | 0 | 0 | 0 | 0 | 0 | 0 | 0 | 0 | 0 | 0 | 0 | 0 | 0 | 0 | 0 | 0 | 0 | 0 | 0 | 0 | 0 | 0 | 0 | 0 | 0 | 0 | 0 | 0 | 0 | 0 | 0 | 0 | 0 | 0 | 0 | 0 | 0 | 0 | 0 | 0 | 0 | 0 | 0 | 0 | 0 | 0 | 0 | 0 | 1 | 0 | 0 | 0 | 1 | 0 | 0 | 0 | 0 | 0 | 0 | 0 | 0 | 0 | 0 | 0 | 0 | 0 | 0 | 0 | 0 | 0 | 0 | 0 | 0 | 0 | 0 | 0 | 0 | 0 | 0 | 0 | 0 | 0 | 0 | 0 | 0 | 0 | 0 | 0 | 0 | 0 | Northern_California_Li_Battery_4hr | Northern_California_Li_Battery_8hr | Northern_California_Solar |  | Solano_Wind |  |  |  | Northern_California | Solano
PG&E FRESNO | Dos Amigos | 230 | CA | 93635 | MERCED | 2 | 0 | 0 | 0 | 0 | 0 | 0 | 0 | 0 | 0 | 0 | 0 | 0 | 0 | 0 | 0 | 0 | 0 | 0 | 0 | 0 | 0 | 0 | 0 | 0 | 0 | 0 | 0 | 0 | 0 | 0 | 0 | 0 | 0 | 0 | 0 | 0 | 0 | 0 | 0 | 0 | 0 | 0 | 0 | 0 | 0 | 0 | 0 | 0 | 0 | 0 | 0 | 0 | 0 | 0 | 0 | 0 | 0 | 0 | 0 | 0 | 0 | 0 | 0 | 0 | 0 | 0 | 0 | 0 | 0 | 0 | 0 | 0 | 0 | 0 | 0 | 0 | 0 | 0 | 1 | 0 | 0 | 0 | 0 | 0 | 0 | 1 | 0 | 0 | 0 | 0 | 0 | 0 | 0 | 0 | 0 | 0 | 0 | Southern_PGAE_Li_Battery_4hr | Southern_PGAE_Li_Battery_8hr | Southern_PGAE_Solar |  | Central_Valley_North_Los_Banos_Wind |  |  |  | Southern_PGAE | Central_Valley_North_Los_Banos
PG&E NGBA | Drum | 115 | CA | 95701 | PLACER | 8 | 0 | 0 | 0 | 0 | 0 | 0 | 0 | 0 | 0 | 0 | 0 | 0 | 0 | 0 | 0 | 0 | 0 | 0 | 0 | 0 | 0 | 0 | 0 | 0 | 0 | 0 | 0 | 0 | 0 | 0 | 0 | 0 | 0 | 0 | 0 | 0 | 0 | 0 | 0 | 1 | 1 | 0 | 1 | 0 | 0 | 1 | 1 | 1 | 0 | 0 | 0 | 0 | 0 | 0 | 0 | 0 | 0 | 0 | 0 | 1 | 1 | 0 | 0 | 0 | 0 | 0 | 0 | 0 | 0 | 0 | 0 | 0 | 0 | 0 | 0 | 0 | 0 | 0 | 0 | 0 | 0 | 0 | 0 | 0 | 0 | 0 | 0 | 0 | 0 | 0 | 0 | 0 | 0 | 0 | 0 | 0 | 0 | Northern_California_Li_Battery_4hr | Northern_California_Li_Battery_8hr | Northern_California_Solar |  | Northern_California_Wind |  |  |  | Northern_California | Northern_California
PG&E GBA | Dumbarton | 115 | CA | 94555 | ALAMEDA | 2 | 0 | 0 | 0 | 0 | 0 | 0 | 0 | 0 | 0 | 0 | 0 | 0 | 0 | 0 | 0 | 0 | 0 | 0 | 0 | 0 | 0 | 0 | 0 | 0 | 0 | 0 | 0 | 0 | 0 | 0 | 0 | 0 | 0 | 0 | 0 | 0 | 0 | 0 | 0 | 1 | 0 | 0 | 0 | 0 | 0 | 0 | 0 | 0 | 0 | 0 | 0 | 0 | 1 | 0 | 0 | 0 | 0 | 0 | 0 | 0 | 0 | 0 | 0 | 0 | 0 | 0 | 0 | 0 | 0 | 0 | 0 | 0 | 0 | 0 | 0 | 0 | 0 | 0 | 0 | 0 | 0 | 0 | 0 | 0 | 0 | 0 | 0 | 0 | 0 | 0 | 0 | 0 | 0 | 0 | 0 | 0 | 0 | Northern_California_Li_Battery_4hr | Northern_California_Li_Battery_8hr | Northern_California_Solar |  | Solano_Wind |  |  |  | Northern_California | Solano
SCE NOL | Dunn Siding | 115 | CA | 92338 | San Bernardino | 3 | 0 | 0 | 0 | 0 | 0 | 0 | 0 | 0 | 0 | 0 | 0 | 1 | 1 | 1 | 0 | 0 | 0 | 0 | 0 | 0 | 0 | 0 | 0 | 0 | 0 | 0 | 0 | 0 | 0 | 0 | 0 | 0 | 0 | 0 | 0 | 0 | 0 | 0 | 0 | 0 | 0 | 0 | 0 | 0 | 0 | 0 | 0 | 0 | 0 | 0 | 0 | 0 | 0 | 0 | 0 | 0 | 0 | 0 | 0 | 0 | 0 | 0 | 0 | 0 | 0 | 0 | 0 | 0 | 0 | 0 | 0 | 0 | 0 | 0 | 0 | 0 | 0 | 0 | 0 | 0 | 0 | 0 | 0 | 0 | 0 | 0 | 0 | 0 | 0 | 0 | 0 | 0 | 0 | 0 | 0 | 0 | 0 | Greater_Kramer_Li_Battery_4hr | Greater_Kramer_Li_Battery_8hr | Greater_Kramer_Solar |  | Greater_Kramer_Wind |  |  |  | Greater_Kramer | Greater_Kramer (Exclude)
SCE Eastern | Eagle Mountain | 230 | CA | 92239 | RIVERSIDE | 3 | 0 | 0 | 0 | 0 | 0 | 0 | 0 | 0 | 0 | 0 | 0 | 0 | 0 | 0 | 0 | 0 | 0 | 0 | 1 | 1 | 0 | 1 | 0 | 0 | 0 | 0 | 0 | 0 | 0 | 0 | 0 | 0 | 0 | 0 | 0 | 0 | 0 | 0 | 0 | 0 | 0 | 0 | 0 | 0 | 0 | 0 | 0 | 0 | 0 | 0 | 0 | 0 | 0 | 0 | 0 | 0 | 0 | 0 | 0 | 0 | 0 | 0 | 0 | 0 | 0 | 0 | 0 | 0 | 0 | 0 | 0 | 0 | 0 | 0 | 0 | 0 | 0 | 0 | 0 | 0 | 0 | 0 | 0 | 0 | 0 | 0 | 0 | 0 | 0 | 0 | 0 | 0 | 0 | 0 | 0 | 0 | 0 | Riverside_Li_Battery_4hr | Riverside_Li_Battery_8hr | Riverside_Solar |  | Riverside_Palm_Springs_Wind |  |  |  | Riverside | Riverside (Exclude)
PG&E NGBA | Eagle Rock (PGE) | 60 | CA | 95441 | SONOMA | 3 | 0 | 0 | 0 | 0 | 0 | 0 | 0 | 0 | 0 | 0 | 0 | 0 | 0 | 0 | 0 | 0 | 0 | 0 | 0 | 0 | 0 | 0 | 0 | 0 | 0 | 0 | 0 | 0 | 0 | 0 | 0 | 0 | 0 | 0 | 0 | 0 | 0 | 0 | 0 | 1 | 0 | 0 | 0 | 0 | 0 | 0 | 0 | 0 | 0 | 0 | 0 | 0 | 1 | 0 | 0 | 0 | 0 | 0 | 0 | 0 | 0 | 0 | 0 | 0 | 0 | 0 | 1 | 0 | 0 | 0 | 0 | 0 | 0 | 0 | 0 | 0 | 0 | 0 | 0 | 0 | 0 | 0 | 0 | 0 | 0 | 0 | 0 | 0 | 0 | 0 | 0 | 0 | 0 | 0 | 0 | 0 | 0 | Northern_California_Li_Battery_4hr | Northern_California_Li_Battery_8hr | Northern_California_Solar | Northern_California_Geothermal | Northern_California_Wind |  |  |  | Northern_California | Mendocino_Marin
PG&E NGBA | Eagle Rock (PGE) | 115 | CA | 95441 | SONOMA | 6 | 0 | 0 | 0 | 0 | 0 | 0 | 0 | 0 | 0 | 0 | 0 | 0 | 0 | 0 | 0 | 0 | 0 | 0 | 0 | 0 | 0 | 0 | 0 | 0 | 0 | 0 | 0 | 0 | 0 | 0 | 0 | 0 | 0 | 0 | 0 | 0 | 0 | 0 | 0 | 1 | 0 | 1 | 0 | 0 | 0 | 0 | 0 | 0 | 0 | 0 | 0 | 0 | 1 | 0 | 1 | 1 | 0 | 0 | 0 | 0 | 0 | 0 | 0 | 0 | 0 | 0 | 1 | 0 | 0 | 0 | 0 | 0 | 0 | 0 | 0 | 0 | 0 | 0 | 0 | 0 | 0 | 0 | 0 | 0 | 0 | 0 | 0 | 0 | 0 | 0 | 0 | 0 | 0 | 0 | 0 | 0 | 0 | Northern_California_Li_Battery_4hr | Northern_California_Li_Battery_8hr | Northern_California_Solar | Northern_California_Geothermal | Northern_California_Wind |  |  |  | Northern_California | Mendocino_Marin
SCE Metro | Eagle Rock (SCE) | 230 | CA | 91206 | LOS ANGELES | 1 | 0 | 0 | 0 | 0 | 0 | 0 | 0 | 0 | 0 | 1 | 0 | 0 | 0 | 0 | 0 | 0 | 0 | 0 | 0 | 0 | 0 | 0 | 0 | 0 | 0 | 0 | 0 | 0 | 0 | 0 | 0 | 0 | 0 | 0 | 0 | 0 | 0 | 0 | 0 | 0 | 0 | 0 | 0 | 0 | 0 | 0 | 0 | 0 | 0 | 0 | 0 | 0 | 0 | 0 | 0 | 0 | 0 | 0 | 0 | 0 | 0 | 0 | 0 | 0 | 0 | 0 | 0 | 0 | 0 | 0 | 0 | 0 | 0 | 0 | 0 | 0 | 0 | 0 | 0 | 0 | 0 | 0 | 0 | 0 | 0 | 0 | 0 | 0 | 0 | 0 | 0 | 0 | 0 | 0 | 0 | 0 | 0 | Greater_LA_Li_Battery_4hr | Greater_LA_Li_Battery_8hr | Greater_LA_Solar |  | 0 |  |  |  | Greater_LA | Greater_LA
PG&E NGBA | East Marysville | 115 | CA | 95901 | Yuba | 4 | 0 | 0 | 0 | 0 | 0 | 0 | 0 | 0 | 0 | 0 | 0 | 0 | 0 | 0 | 0 | 0 | 0 | 0 | 0 | 0 | 0 | 0 | 0 | 0 | 0 | 0 | 0 | 0 | 0 | 0 | 0 | 0 | 0 | 0 | 0 | 0 | 0 | 0 | 0 | 1 | 0 | 0 | 0 | 0 | 0 | 1 | 0 | 1 | 0 | 0 | 0 | 0 | 0 | 0 | 0 | 0 | 0 | 0 | 0 | 1 | 0 | 0 | 0 | 0 | 0 | 0 | 0 | 0 | 0 | 0 | 0 | 0 | 0 | 0 | 0 | 0 | 0 | 0 | 0 | 0 | 0 | 0 | 0 | 0 | 0 | 0 | 0 | 0 | 0 | 0 | 0 | 0 | 0 | 0 | 0 | 0 | 0 | Northern_California_Li_Battery_4hr | Northern_California_Li_Battery_8hr | Northern_California_Solar |  | Northern_California_Wind |  |  |  | Northern_California | Northern_California
PG&E NGBA | East Nicolaus | 115 | CA | 95659 | SUTTER | 5 | 0 | 0 | 0 | 0 | 0 | 0 | 0 | 0 | 0 | 0 | 0 | 0 | 0 | 0 | 0 | 0 | 0 | 0 | 0 | 0 | 0 | 0 | 0 | 0 | 0 | 0 | 0 | 0 | 0 | 0 | 0 | 0 | 0 | 0 | 0 | 0 | 0 | 0 | 0 | 1 | 0 | 0 | 0 | 0 | 0 | 1 | 0 | 1 | 0 | 0 | 0 | 0 | 0 | 0 | 0 | 0 | 0 | 0 | 0 | 1 | 1 | 0 | 0 | 0 | 0 | 0 | 0 | 0 | 0 | 0 | 0 | 0 | 0 | 0 | 0 | 0 | 0 | 0 | 0 | 0 | 0 | 0 | 0 | 0 | 0 | 0 | 0 | 0 | 0 | 0 | 0 | 0 | 0 | 0 | 0 | 0 | 0 | Northern_California_Li_Battery_4hr | Northern_California_Li_Battery_8hr | Northern_California_Solar |  | Northern_California_Wind |  |  |  | Northern_California | Northern_California
PG&E NGBA | East Nicolaus | 60 | CA | 95659 | SUTTER | 5 | 0 | 0 | 0 | 0 | 0 | 0 | 0 | 0 | 0 | 0 | 0 | 0 | 0 | 0 | 0 | 0 | 0 | 0 | 0 | 0 | 0 | 0 | 0 | 0 | 0 | 0 | 0 | 0 | 0 | 0 | 0 | 0 | 0 | 0 | 0 | 0 | 0 | 0 | 0 | 1 | 0 | 0 | 0 | 0 | 0 | 1 | 0 | 1 | 0 | 0 | 0 | 0 | 0 | 0 | 0 | 0 | 0 | 0 | 0 | 1 | 1 | 0 | 0 | 0 | 0 | 0 | 0 | 0 | 0 | 0 | 0 | 0 | 0 | 0 | 0 | 0 | 0 | 0 | 0 | 0 | 0 | 0 | 0 | 0 | 0 | 0 | 0 | 0 | 0 | 0 | 0 | 0 | 0 | 0 | 0 | 0 | 0 | Northern_California_Li_Battery_4hr | Northern_California_Li_Battery_8hr | Northern_California_Solar |  | Northern_California_Wind |  |  |  | Northern_California | Northern_California
PG&E GBA | Eastshore | 115 | CA | 94545 | ALAMEDA | 2 | 0 | 0 | 0 | 0 | 0 | 0 | 0 | 0 | 0 | 0 | 0 | 0 | 0 | 0 | 0 | 0 | 0 | 0 | 0 | 0 | 0 | 0 | 0 | 0 | 0 | 0 | 0 | 0 | 0 | 0 | 0 | 0 | 0 | 0 | 0 | 0 | 0 | 0 | 0 | 1 | 0 | 0 | 0 | 0 | 0 | 0 | 0 | 0 | 0 | 0 | 0 | 0 | 1 | 0 | 0 | 0 | 0 | 0 | 0 | 0 | 0 | 0 | 0 | 0 | 0 | 0 | 0 | 0 | 0 | 0 | 0 | 0 | 0 | 0 | 0 | 0 | 0 | 0 | 0 | 0 | 0 | 0 | 0 | 0 | 0 | 0 | 0 | 0 | 0 | 0 | 0 | 0 | 0 | 0 | 0 | 0 | 0 | Northern_California_Li_Battery_4hr | Northern_California_Li_Battery_8hr | Northern_California_Solar |  | Solano_Wind |  |  |  | Northern_California | Solano
PG&E GBA | Eastshore | 230 | CA | 94545 | ALAMEDA | 7 | 0 | 0 | 0 | 0 | 0 | 0 | 0 | 0 | 0 | 0 | 0 | 0 | 0 | 0 | 0 | 0 | 0 | 0 | 0 | 0 | 0 | 0 | 0 | 0 | 0 | 0 | 0 | 0 | 0 | 0 | 0 | 0 | 0 | 0 | 0 | 0 | 0 | 0 | 0 | 1 | 0 | 0 | 0 | 0 | 0 | 0 | 0 | 0 | 0 | 1 | 1 | 0 | 1 | 0 | 0 | 1 | 0 | 0 | 0 | 0 | 0 | 1 | 0 | 0 | 0 | 1 | 0 | 0 | 0 | 0 | 0 | 0 | 0 | 0 | 0 | 0 | 0 | 0 | 0 | 0 | 0 | 0 | 0 | 0 | 0 | 0 | 0 | 0 | 0 | 0 | 0 | 0 | 0 | 0 | 0 | 0 | 0 | Northern_California_Li_Battery_4hr | Northern_California_Li_Battery_8hr | Northern_California_Solar |  | Solano_Wind |  |  |  | Northern_California | Solano
SDGE | ECO | 138 | CA | 91934 | SAN DIEGO | 6 | 0 | 0 | 0 | 0 | 0 | 0 | 0 | 0 | 0 | 0 | 0 | 0 | 0 | 0 | 0 | 0 | 0 | 0 | 0 | 0 | 0 | 0 | 0 | 0 | 0 | 0 | 0 | 0 | 1 | 0 | 1 | 1 | 1 | 0 | 0 | 1 | 1 | 0 | 0 | 0 | 0 | 0 | 0 | 0 | 0 | 0 | 0 | 0 | 0 | 0 | 0 | 0 | 0 | 0 | 0 | 0 | 0 | 0 | 0 | 0 | 0 | 0 | 0 | 0 | 0 | 0 | 0 | 0 | 0 | 0 | 0 | 0 | 0 | 0 | 0 | 0 | 0 | 0 | 0 | 0 | 0 | 0 | 0 | 0 | 0 | 0 | 0 | 0 | 0 | 0 | 0 | 0 | 0 | 0 | 0 | 0 | 0 | Greater_Imperial_Li_Battery_4hr | Greater_Imperial_Li_Battery_8hr | Greater_Imperial_Solar |  | Greater_Imperial_Wind |  |  |  | Greater_Imperial | Greater_Imperial
SDGE | ECO | 230 | CA | 91934 | SAN DIEGO | 6 | 0 | 0 | 0 | 0 | 0 | 0 | 0 | 0 | 0 | 0 | 0 | 0 | 0 | 0 | 0 | 0 | 0 | 0 | 0 | 0 | 0 | 0 | 0 | 0 | 0 | 0 | 0 | 0 | 1 | 0 | 1 | 1 | 1 | 0 | 0 | 1 | 1 | 0 | 0 | 0 | 0 | 0 | 0 | 0 | 0 | 0 | 0 | 0 | 0 | 0 | 0 | 0 | 0 | 0 | 0 | 0 | 0 | 0 | 0 | 0 | 0 | 0 | 0 | 0 | 0 | 0 | 0 | 0 | 0 | 0 | 0 | 0 | 0 | 0 | 0 | 0 | 0 | 0 | 0 | 0 | 0 | 0 | 0 | 0 | 0 | 0 | 0 | 0 | 0 | 0 | 0 | 0 | 0 | 0 | 0 | 0 | 0 | Greater_Imperial_Li_Battery_4hr | Greater_Imperial_Li_Battery_8hr | Greater_Imperial_Solar |  | Baja_California_Wind |  |  |  | Greater_Imperial | Greater_Imperial
SDGE | ECO | 500 | CA | 91934 | SAN DIEGO | 6 | 0 | 0 | 0 | 0 | 0 | 0 | 0 | 0 | 0 | 0 | 0 | 0 | 0 | 0 | 0 | 0 | 0 | 0 | 0 | 0 | 0 | 0 | 0 | 0 | 0 | 0 | 0 | 0 | 1 | 0 | 1 | 1 | 1 | 0 | 0 | 1 | 1 | 0 | 0 | 0 | 0 | 0 | 0 | 0 | 0 | 0 | 0 | 0 | 0 | 0 | 0 | 0 | 0 | 0 | 0 | 0 | 0 | 0 | 0 | 0 | 0 | 0 | 0 | 0 | 0 | 0 | 0 | 0 | 0 | 0 | 0 | 0 | 0 | 0 | 0 | 0 | 0 | 0 | 0 | 0 | 0 | 0 | 0 | 0 | 0 | 0 | 0 | 0 | 0 | 0 | 0 | 0 | 0 | 0 | 0 | 0 | 0 | Greater_Imperial_Li_Battery_4hr | Greater_Imperial_Li_Battery_8hr | Greater_Imperial_Solar |  | Baja_California_Wind |  |  |  | Greater_Imperial | Greater_Imperial
PG&E GBA | Edenvale | 115 | CA | 95123 | Santa Clara | 2 | 0 | 0 | 0 | 0 | 0 | 0 | 0 | 0 | 0 | 0 | 0 | 0 | 0 | 0 | 0 | 0 | 0 | 0 | 0 | 0 | 0 | 0 | 0 | 0 | 0 | 0 | 0 | 0 | 0 | 0 | 0 | 0 | 0 | 0 | 0 | 0 | 0 | 0 | 0 | 0 | 0 | 0 | 0 | 0 | 0 | 0 | 0 | 0 | 0 | 0 | 0 | 0 | 0 | 0 | 0 | 0 | 0 | 0 | 0 | 1 | 0 | 0 | 0 | 0 | 0 | 0 | 0 | 0 | 0 | 0 | 0 | 0 | 0 | 0 | 0 | 0 | 0 | 0 | 0 | 0 | 0 | 0 | 0 | 0 | 0 | 0 | 0 | 0 | 0 | 0 | 0 | 0 | 0 | 0 | 0 | 0 | 1 | Northern_California_Li_Battery_4hr | Northern_California_Li_Battery_8hr | Northern_California_Solar |  | Kern_Greater_Carrizo_Wind |  |  |  | Northern_California | Peninsula_Monterey
PG&E GBA | Edes | 115 | CA | 94603 | ALAMEDA | 3 | 0 | 0 | 0 | 0 | 0 | 0 | 0 | 0 | 0 | 0 | 0 | 0 | 0 | 0 | 0 | 0 | 0 | 0 | 0 | 0 | 0 | 0 | 0 | 0 | 0 | 0 | 0 | 0 | 0 | 0 | 0 | 0 | 0 | 0 | 0 | 0 | 0 | 0 | 0 | 1 | 0 | 0 | 0 | 0 | 0 | 0 | 0 | 0 | 0 | 0 | 0 | 0 | 1 | 0 | 0 | 1 | 0 | 0 | 0 | 0 | 0 | 0 | 0 | 0 | 0 | 0 | 0 | 0 | 0 | 0 | 0 | 0 | 0 | 0 | 0 | 0 | 0 | 0 | 0 | 0 | 0 | 0 | 0 | 0 | 0 | 0 | 0 | 0 | 0 | 0 | 0 | 0 | 0 | 0 | 0 | 0 | 0 | Northern_California_Li_Battery_4hr | Northern_California_Li_Battery_8hr | Northern_California_Solar |  | Solano_Wind |  |  |  | Northern_California | Solano
PG&E GBA | Eight Mile | 230 | CA | 95209 | SAN JOAQUIN | 5 | 0 | 0 | 0 | 0 | 0 | 0 | 0 | 0 | 0 | 0 | 0 | 0 | 0 | 0 | 0 | 0 | 0 | 0 | 0 | 0 | 0 | 0 | 0 | 0 | 0 | 0 | 0 | 0 | 0 | 0 | 0 | 0 | 0 | 0 | 0 | 0 | 0 | 0 | 0 | 1 | 0 | 0 | 0 | 0 | 0 | 1 | 0 | 1 | 0 | 0 | 0 | 0 | 0 | 0 | 0 | 0 | 0 | 0 | 0 | 1 | 1 | 0 | 0 | 0 | 0 | 0 | 0 | 0 | 0 | 0 | 0 | 0 | 0 | 0 | 0 | 0 | 0 | 0 | 0 | 0 | 0 | 0 | 0 | 0 | 0 | 0 | 0 | 0 | 0 | 0 | 0 | 0 | 0 | 0 | 0 | 0 | 0 | Northern_California_Li_Battery_4hr | Northern_California_Li_Battery_8hr | Northern_California_Solar |  | Solano_Wind |  |  |  | Northern_California | Solano
SDGE | El Cajon | 69 | CA | 92020 | SAN DIEGO | 4 | 0 | 0 | 0 | 0 | 0 | 0 | 0 | 0 | 0 | 0 | 0 | 0 | 0 | 0 | 0 | 0 | 0 | 0 | 0 | 0 | 0 | 0 | 0 | 0 | 0 | 0 | 0 | 1 | 1 | 0 | 1 | 0 | 1 | 0 | 0 | 0 | 0 | 0 | 0 | 0 | 0 | 0 | 0 | 0 | 0 | 0 | 0 | 0 | 0 | 0 | 0 | 0 | 0 | 0 | 0 | 0 | 0 | 0 | 0 | 0 | 0 | 0 | 0 | 0 | 0 | 0 | 0 | 0 | 0 | 0 | 0 | 0 | 0 | 0 | 0 | 0 | 0 | 0 | 0 | 0 | 0 | 0 | 0 | 0 | 0 | 0 | 0 | 0 | 0 | 0 | 0 | 0 | 0 | 0 | 0 | 0 | 0 | San_Diego_Li_Battery_4hr | San_Diego_Li_Battery_8hr | San_Diego_Solar |  | 0 |  |  |  | Greater_SD | Greater_SD
SCE Eastern | El Casco | 230 | CA | 92373 | RIVERSIDE | 2 | 0 | 0 | 0 | 0 | 0 | 0 | 0 | 0 | 0 | 0 | 0 | 0 | 0 | 0 | 0 | 0 | 0 | 0 | 0 | 1 | 0 | 1 | 0 | 0 | 0 | 0 | 0 | 0 | 0 | 0 | 0 | 0 | 0 | 0 | 0 | 0 | 0 | 0 | 0 | 0 | 0 | 0 | 0 | 0 | 0 | 0 | 0 | 0 | 0 | 0 | 0 | 0 | 0 | 0 | 0 | 0 | 0 | 0 | 0 | 0 | 0 | 0 | 0 | 0 | 0 | 0 | 0 | 0 | 0 | 0 | 0 | 0 | 0 | 0 | 0 | 0 | 0 | 0 | 0 | 0 | 0 | 0 | 0 | 0 | 0 | 0 | 0 | 0 | 0 | 0 | 0 | 0 | 0 | 0 | 0 | 0 | 0 | Riverside_Li_Battery_4hr | Riverside_Li_Battery_8hr | Riverside_Solar |  | Riverside_Palm_Springs_Wind |  |  |  | Riverside | Riverside (Exclude)
PG&E GBA | El Cerrito G | 115 | CA | 94530 | Contra Costa | 3 | 0 | 0 | 0 | 0 | 0 | 0 | 0 | 0 | 0 | 0 | 0 | 0 | 0 | 0 | 0 | 0 | 0 | 0 | 0 | 0 | 0 | 0 | 0 | 0 | 0 | 0 | 0 | 0 | 0 | 0 | 0 | 0 | 0 | 0 | 0 | 0 | 0 | 0 | 0 | 1 | 0 | 0 | 0 | 0 | 0 | 0 | 0 | 0 | 0 | 0 | 0 | 0 | 1 | 0 | 0 | 1 | 0 | 0 | 0 | 0 | 0 | 0 | 0 | 0 | 0 | 0 | 0 | 0 | 0 | 0 | 0 | 0 | 0 | 0 | 0 | 0 | 0 | 0 | 0 | 0 | 0 | 0 | 0 | 0 | 0 | 0 | 0 | 0 | 0 | 0 | 0 | 0 | 0 | 0 | 0 | 0 | 0 | Northern_California_Li_Battery_4hr | Northern_California_Li_Battery_8hr | Northern_California_Solar |  | Solano_Wind |  |  |  | Northern_California | Solano
PG&E NGBA | El Dorado PH | 115 | CA | 95726 | El Dorado | 6 | 0 | 0 | 0 | 0 | 0 | 0 | 0 | 0 | 0 | 0 | 0 | 0 | 0 | 0 | 0 | 0 | 0 | 0 | 0 | 0 | 0 | 0 | 0 | 0 | 0 | 0 | 0 | 0 | 0 | 0 | 0 | 0 | 0 | 0 | 0 | 0 | 0 | 0 | 0 | 1 | 0 | 0 | 0 | 0 | 0 | 1 | 1 | 1 | 0 | 0 | 0 | 0 | 0 | 0 | 0 | 0 | 0 | 0 | 0 | 1 | 1 | 0 | 0 | 0 | 0 | 0 | 0 | 0 | 0 | 0 | 0 | 0 | 0 | 0 | 0 | 0 | 0 | 0 | 0 | 0 | 0 | 0 | 0 | 0 | 0 | 0 | 0 | 0 | 0 | 0 | 0 | 0 | 0 | 0 | 0 | 0 | 0 | Northern_California_Li_Battery_4hr | Northern_California_Li_Battery_8hr | Northern_California_Solar |  | Central_Valley_North_Los_Banos_Wind |  |  |  | Northern_California | El_Dorado_Mariposa
PG&E FRESNO | El Nido (PGE) | 115 | CA | 95317 | MERCED | 12 | 0 | 0 | 0 | 0 | 0 | 0 | 0 | 0 | 0 | 0 | 0 | 0 | 0 | 0 | 0 | 0 | 0 | 0 | 0 | 0 | 0 | 0 | 0 | 0 | 0 | 0 | 0 | 0 | 0 | 0 | 0 | 0 | 0 | 0 | 0 | 0 | 0 | 0 | 0 | 0 | 0 | 0 | 0 | 0 | 0 | 1 | 0 | 0 | 0 | 0 | 0 | 0 | 0 | 0 | 0 | 0 | 0 | 0 | 0 | 1 | 0 | 0 | 0 | 0 | 0 | 0 | 0 | 0 | 0 | 0 | 0 | 0 | 0 | 0 | 0 | 0 | 0 | 0 | 1 | 1 | 0 | 1 | 1 | 0 | 1 | 1 | 0 | 1 | 1 | 1 | 0 | 0 | 1 | 0 | 0 | 0 | 0 | Southern_PGAE_Li_Battery_4hr | Southern_PGAE_Li_Battery_8hr | Southern_PGAE_Solar |  | Central_Valley_North_Los_Banos_Wind |  |  |  | Southern_PGAE | Central_Valley_North_Los_Banos
SCE Metro | El Nido (SCE) | 230 | CA | 90260 | LOS ANGELES | 2 | 0 | 0 | 0 | 0 | 0 | 0 | 0 | 0 | 1 | 1 | 0 | 0 | 0 | 0 | 0 | 0 | 0 | 0 | 0 | 0 | 0 | 0 | 0 | 0 | 0 | 0 | 0 | 0 | 0 | 0 | 0 | 0 | 0 | 0 | 0 | 0 | 0 | 0 | 0 | 0 | 0 | 0 | 0 | 0 | 0 | 0 | 0 | 0 | 0 | 0 | 0 | 0 | 0 | 0 | 0 | 0 | 0 | 0 | 0 | 0 | 0 | 0 | 0 | 0 | 0 | 0 | 0 | 0 | 0 | 0 | 0 | 0 | 0 | 0 | 0 | 0 | 0 | 0 | 0 | 0 | 0 | 0 | 0 | 0 | 0 | 0 | 0 | 0 | 0 | 0 | 0 | 0 | 0 | 0 | 0 | 0 | 0 | Greater_LA_Li_Battery_4hr | Greater_LA_Li_Battery_8hr | Greater_LA_Solar |  | 0 |  |  |  | Greater_LA | Greater_LA
PG&E GBA | El Patio | 115 | CA | 95008 | SANTA CLARA | 3 | 0 | 0 | 0 | 0 | 0 | 0 | 0 | 0 | 0 | 0 | 0 | 0 | 0 | 0 | 0 | 0 | 0 | 0 | 0 | 0 | 0 | 0 | 0 | 0 | 0 | 0 | 0 | 0 | 0 | 0 | 0 | 0 | 0 | 0 | 0 | 0 | 0 | 0 | 0 | 0 | 0 | 0 | 0 | 0 | 0 | 0 | 0 | 0 | 0 | 0 | 0 | 0 | 0 | 0 | 0 | 1 | 0 | 0 | 0 | 1 | 0 | 0 | 0 | 0 | 0 | 0 | 0 | 0 | 0 | 0 | 0 | 0 | 0 | 0 | 0 | 0 | 0 | 0 | 0 | 0 | 0 | 0 | 0 | 0 | 0 | 0 | 0 | 0 | 0 | 0 | 0 | 0 | 0 | 0 | 0 | 0 | 1 | Northern_California_Li_Battery_4hr | Northern_California_Li_Battery_8hr | Northern_California_Solar |  | Kern_Greater_Carrizo_Wind |  |  |  | Northern_California | Peninsula_Monterey
SCE Metro | El Segundo | 230 | CA | 90245 | LOS ANGELES | 1 | 0 | 0 | 0 | 0 | 0 | 0 | 0 | 0 | 0 | 1 | 0 | 0 | 0 | 0 | 0 | 0 | 0 | 0 | 0 | 0 | 0 | 0 | 0 | 0 | 0 | 0 | 0 | 0 | 0 | 0 | 0 | 0 | 0 | 0 | 0 | 0 | 0 | 0 | 0 | 0 | 0 | 0 | 0 | 0 | 0 | 0 | 0 | 0 | 0 | 0 | 0 | 0 | 0 | 0 | 0 | 0 | 0 | 0 | 0 | 0 | 0 | 0 | 0 | 0 | 0 | 0 | 0 | 0 | 0 | 0 | 0 | 0 | 0 | 0 | 0 | 0 | 0 | 0 | 0 | 0 | 0 | 0 | 0 | 0 | 0 | 0 | 0 | 0 | 0 | 0 | 0 | 0 | 0 | 0 | 0 | 0 | 0 | Greater_LA_Li_Battery_4hr | Greater_LA_Li_Battery_8hr | Greater_LA_Solar |  | 0 |  |  |  | Greater_LA | Greater_LA
EOP | Eldorado | 230 | NV | 89046 | CLARK | 2 | 0 | 0 | 0 | 0 | 0 | 0 | 0 | 0 | 0 | 0 | 0 | 0 | 0 | 0 | 0 | 0 | 0 | 0 | 0 | 0 | 0 | 0 | 0 | 1 | 1 | 0 | 0 | 0 | 0 | 0 | 0 | 0 | 0 | 0 | 0 | 0 | 0 | 0 | 0 | 0 | 0 | 0 | 0 | 0 | 0 | 0 | 0 | 0 | 0 | 0 | 0 | 0 | 0 | 0 | 0 | 0 | 0 | 0 | 0 | 0 | 0 | 0 | 0 | 0 | 0 | 0 | 0 | 0 | 0 | 0 | 0 | 0 | 0 | 0 | 0 | 0 | 0 | 0 | 0 | 0 | 0 | 0 | 0 | 0 | 0 | 0 | 0 | 0 | 0 | 0 | 0 | 0 | 0 | 0 | 0 | 0 | 0 | Southern_NV_Eldorado_Li_Battery_4hr | Southern_NV_Eldorado_Li_Battery_8hr | Southern_NV_Eldorado_Solar | Northern_Nevada_Geothermal | Southern_NV_Eldorado_Wind | SW_Ext_Tx_Wind |  |  | Southern_NV_Eldorado | Southern_NV_Eldorado
EOP | Eldorado | 500 | NV | 89046 | CLARK | 1 | 0 | 0 | 0 | 0 | 0 | 0 | 0 | 0 | 0 | 0 | 0 | 0 | 0 | 0 | 0 | 0 | 0 | 0 | 0 | 0 | 0 | 0 | 0 | 0 | 1 | 0 | 0 | 0 | 0 | 0 | 0 | 0 | 0 | 0 | 0 | 0 | 0 | 0 | 0 | 0 | 0 | 0 | 0 | 0 | 0 | 0 | 0 | 0 | 0 | 0 | 0 | 0 | 0 | 0 | 0 | 0 | 0 | 0 | 0 | 0 | 0 | 0 | 0 | 0 | 0 | 0 | 0 | 0 | 0 | 0 | 0 | 0 | 0 | 0 | 0 | 0 | 0 | 0 | 0 | 0 | 0 | 0 | 0 | 0 | 0 | 0 | 0 | 0 | 0 | 0 | 0 | 0 | 0 | 0 | 0 | 0 | 0 | Southern_NV_Eldorado_Li_Battery_4hr | Southern_NV_Eldorado_Li_Battery_8hr | Southern_NV_Eldorado_Solar | Northern_Nevada_Geothermal | Southern_NV_Eldorado_Wind | Wyoming_Wind |  |  | Southern_NV_Eldorado | Southern_NV_Eldorado
SCE Northern | Elizabeth Lake | 66 | CA | 91384 | Los Angeles | 2 | 0 | 0 | 1 | 0 | 0 | 0 | 0 | 0 | 0 | 0 | 0 | 0 | 0 | 0 | 0 | 0 | 0 | 0 | 0 | 0 | 0 | 0 | 0 | 0 | 1 | 0 | 0 | 0 | 0 | 0 | 0 | 0 | 0 | 0 | 0 | 0 | 0 | 0 | 0 | 0 | 0 | 0 | 0 | 0 | 0 | 0 | 0 | 0 | 0 | 0 | 0 | 0 | 0 | 0 | 0 | 0 | 0 | 0 | 0 | 0 | 0 | 0 | 0 | 0 | 0 | 0 | 0 | 0 | 0 | 0 | 0 | 0 | 0 | 0 | 0 | 0 | 0 | 0 | 0 | 0 | 0 | 0 | 0 | 0 | 0 | 0 | 0 | 0 | 0 | 0 | 0 | 0 | 0 | 0 | 0 | 0 | 0 | Greater_LA_Li_Battery_4hr | Greater_LA_Li_Battery_8hr | Greater_LA_Solar |  | Tehachapi_Wind |  |  |  | Greater_LA | Tehachapi
PG&E KERN | Elk Hills | 230 | CA | 93268 | KERN | 6 | 0 | 0 | 0 | 0 | 0 | 0 | 0 | 0 | 0 | 0 | 0 | 0 | 0 | 0 | 0 | 0 | 0 | 0 | 0 | 0 | 0 | 0 | 0 | 0 | 0 | 0 | 0 | 0 | 0 | 0 | 0 | 0 | 0 | 0 | 0 | 0 | 0 | 0 | 0 | 0 | 0 | 0 | 0 | 0 | 0 | 0 | 0 | 0 | 0 | 0 | 0 | 0 | 0 | 0 | 0 | 0 | 0 | 0 | 0 | 0 | 0 | 0 | 0 | 0 | 0 | 0 | 0 | 1 | 1 | 0 | 1 | 0 | 0 | 0 | 1 | 0 | 0 | 0 | 1 | 0 | 0 | 0 | 0 | 0 | 0 | 0 | 0 | 0 | 0 | 0 | 0 | 0 | 0 | 0 | 1 | 0 | 0 | Southern_PGAE_Li_Battery_4hr | Southern_PGAE_Li_Battery_8hr | Southern_PGAE_Solar |  | Central_Valley_North_Los_Banos_Wind |  |  |  | Southern_PGAE | Central_Valley_North_Los_Banos
SDGE | Elliot | 69 | CA | 92124 | SAN DIEGO | 3 | 0 | 0 | 0 | 0 | 0 | 0 | 0 | 0 | 0 | 0 | 0 | 0 | 0 | 0 | 0 | 0 | 0 | 0 | 0 | 0 | 0 | 0 | 0 | 0 | 0 | 0 | 0 | 0 | 1 | 0 | 1 | 0 | 1 | 0 | 0 | 0 | 0 | 0 | 0 | 0 | 0 | 0 | 0 | 0 | 0 | 0 | 0 | 0 | 0 | 0 | 0 | 0 | 0 | 0 | 0 | 0 | 0 | 0 | 0 | 0 | 0 | 0 | 0 | 0 | 0 | 0 | 0 | 0 | 0 | 0 | 0 | 0 | 0 | 0 | 0 | 0 | 0 | 0 | 0 | 0 | 0 | 0 | 0 | 0 | 0 | 0 | 0 | 0 | 0 | 0 | 0 | 0 | 0 | 0 | 0 | 0 | 0 | San_Diego_Li_Battery_4hr | San_Diego_Li_Battery_8hr | San_Diego_Solar |  | 0 |  |  |  | Greater_SD | Greater_SD
SCE Metro | Ellis | 230 | CA | 92646 | ORANGE | 1 | 0 | 0 | 0 | 0 | 0 | 0 | 0 | 0 | 0 | 1 | 0 | 0 | 0 | 0 | 0 | 0 | 0 | 0 | 0 | 0 | 0 | 0 | 0 | 0 | 0 | 0 | 0 | 0 | 0 | 0 | 0 | 0 | 0 | 0 | 0 | 0 | 0 | 0 | 0 | 0 | 0 | 0 | 0 | 0 | 0 | 0 | 0 | 0 | 0 | 0 | 0 | 0 | 0 | 0 | 0 | 0 | 0 | 0 | 0 | 0 | 0 | 0 | 0 | 0 | 0 | 0 | 0 | 0 | 0 | 0 | 0 | 0 | 0 | 0 | 0 | 0 | 0 | 0 | 0 | 0 | 0 | 0 | 0 | 0 | 0 | 0 | 0 | 0 | 0 | 0 | 0 | 0 | 0 | 0 | 0 | 0 | 0 | Greater_LA_Li_Battery_4hr | Greater_LA_Li_Battery_8hr | Greater_LA_Solar |  | 0 |  |  |  | Greater_LA | Greater_LA
SDGE | Encina | 138 | CA | 92008 | SAN DIEGO | 2 | 0 | 0 | 0 | 0 | 0 | 0 | 0 | 0 | 0 | 0 | 0 | 0 | 0 | 0 | 0 | 0 | 0 | 0 | 0 | 0 | 0 | 0 | 0 | 0 | 0 | 0 | 0 | 0 | 0 | 0 | 1 | 0 | 1 | 0 | 0 | 0 | 0 | 0 | 0 | 0 | 0 | 0 | 0 | 0 | 0 | 0 | 0 | 0 | 0 | 0 | 0 | 0 | 0 | 0 | 0 | 0 | 0 | 0 | 0 | 0 | 0 | 0 | 0 | 0 | 0 | 0 | 0 | 0 | 0 | 0 | 0 | 0 | 0 | 0 | 0 | 0 | 0 | 0 | 0 | 0 | 0 | 0 | 0 | 0 | 0 | 0 | 0 | 0 | 0 | 0 | 0 | 0 | 0 | 0 | 0 | 0 | 0 | San_Diego_Li_Battery_4hr | San_Diego_Li_Battery_8hr | San_Diego_Solar |  | 0 |  |  |  | Greater_SD | Greater_SD
SDGE | Encina | 230 | CA | 92008 | SAN DIEGO | 2 | 0 | 0 | 0 | 0 | 0 | 0 | 0 | 0 | 0 | 0 | 0 | 0 | 0 | 0 | 0 | 0 | 0 | 0 | 0 | 0 | 0 | 0 | 0 | 0 | 0 | 0 | 0 | 0 | 0 | 0 | 1 | 0 | 1 | 0 | 0 | 0 | 0 | 0 | 0 | 0 | 0 | 0 | 0 | 0 | 0 | 0 | 0 | 0 | 0 | 0 | 0 | 0 | 0 | 0 | 0 | 0 | 0 | 0 | 0 | 0 | 0 | 0 | 0 | 0 | 0 | 0 | 0 | 0 | 0 | 0 | 0 | 0 | 0 | 0 | 0 | 0 | 0 | 0 | 0 | 0 | 0 | 0 | 0 | 0 | 0 | 0 | 0 | 0 | 0 | 0 | 0 | 0 | 0 | 0 | 0 | 0 | 0 | San_Diego_Li_Battery_4hr | San_Diego_Li_Battery_8hr | San_Diego_Solar |  | 0 |  |  |  | Greater_SD | Greater_SD
SDGE | Escondido | 230 | CA | 92029 | SAN DIEGO | 5 | 0 | 0 | 0 | 0 | 0 | 0 | 0 | 0 | 0 | 0 | 0 | 0 | 0 | 0 | 0 | 0 | 0 | 0 | 0 | 0 | 0 | 0 | 0 | 0 | 0 | 1 | 0 | 0 | 1 | 0 | 1 | 0 | 1 | 0 | 0 | 0 | 0 | 1 | 0 | 0 | 0 | 0 | 0 | 0 | 0 | 0 | 0 | 0 | 0 | 0 | 0 | 0 | 0 | 0 | 0 | 0 | 0 | 0 | 0 | 0 | 0 | 0 | 0 | 0 | 0 | 0 | 0 | 0 | 0 | 0 | 0 | 0 | 0 | 0 | 0 | 0 | 0 | 0 | 0 | 0 | 0 | 0 | 0 | 0 | 0 | 0 | 0 | 0 | 0 | 0 | 0 | 0 | 0 | 0 | 0 | 0 | 0 | San_Diego_Li_Battery_4hr | San_Diego_Li_Battery_8hr | San_Diego_Solar |  | 0 |  |  |  | Greater_SD | Greater_SD
SDGE | Escondido | 69 | CA | 92029 | SAN DIEGO | 4 | 0 | 0 | 0 | 0 | 0 | 0 | 0 | 0 | 0 | 0 | 0 | 0 | 0 | 0 | 0 | 0 | 0 | 0 | 0 | 0 | 0 | 0 | 0 | 0 | 0 | 1 | 0 | 0 | 0 | 0 | 1 | 0 | 1 | 0 | 0 | 0 | 0 | 1 | 0 | 0 | 0 | 0 | 0 | 0 | 0 | 0 | 0 | 0 | 0 | 0 | 0 | 0 | 0 | 0 | 0 | 0 | 0 | 0 | 0 | 0 | 0 | 0 | 0 | 0 | 0 | 0 | 0 | 0 | 0 | 0 | 0 | 0 | 0 | 0 | 0 | 0 | 0 | 0 | 0 | 0 | 0 | 0 | 0 | 0 | 0 | 0 | 0 | 0 | 0 | 0 | 0 | 0 | 0 | 0 | 0 | 0 | 0 | San_Diego_Li_Battery_4hr | San_Diego_Li_Battery_8hr | San_Diego_Solar |  | 0 |  |  |  | Greater_SD | Greater_SD
PG&E KERN | Estrella | 230 | CA | 93446 | San Luis Obispo | 5 | 0 | 0 | 0 | 0 | 0 | 0 | 0 | 0 | 0 | 0 | 0 | 0 | 0 | 0 | 0 | 0 | 0 | 0 | 0 | 0 | 0 | 0 | 0 | 0 | 0 | 0 | 0 | 0 | 0 | 0 | 0 | 0 | 0 | 0 | 0 | 0 | 0 | 0 | 0 | 0 | 0 | 0 | 0 | 0 | 0 | 0 | 0 | 0 | 0 | 0 | 0 | 0 | 0 | 0 | 0 | 0 | 0 | 0 | 0 | 0 | 0 | 0 | 0 | 0 | 0 | 0 | 0 | 1 | 1 | 0 | 0 | 0 | 0 | 0 | 0 | 0 | 0 | 0 | 0 | 1 | 0 | 0 | 0 | 0 | 0 | 1 | 0 | 0 | 0 | 0 | 0 | 0 | 0 | 0 | 0 | 1 | 0 | Southern_PGAE_Li_Battery_4hr | Southern_PGAE_Li_Battery_8hr | Southern_PGAE_Solar |  | Kern_Greater_Carrizo_Wind |  |  |  | Southern_PGAE | Kern_Greater_Carrizo
SCE Eastern | Etiwanda | 230 | CA | 91739 | SAN BERNARDINO | 1 | 0 | 0 | 0 | 0 | 0 | 0 | 0 | 0 | 0 | 0 | 0 | 0 | 0 | 0 | 0 | 0 | 0 | 0 | 0 | 1 | 0 | 0 | 0 | 0 | 0 | 0 | 0 | 0 | 0 | 0 | 0 | 0 | 0 | 0 | 0 | 0 | 0 | 0 | 0 | 0 | 0 | 0 | 0 | 0 | 0 | 0 | 0 | 0 | 0 | 0 | 0 | 0 | 0 | 0 | 0 | 0 | 0 | 0 | 0 | 0 | 0 | 0 | 0 | 0 | 0 | 0 | 0 | 0 | 0 | 0 | 0 | 0 | 0 | 0 | 0 | 0 | 0 | 0 | 0 | 0 | 0 | 0 | 0 | 0 | 0 | 0 | 0 | 0 | 0 | 0 | 0 | 0 | 0 | 0 | 0 | 0 | 0 | Greater_LA_Li_Battery_4hr | Greater_LA_Li_Battery_8hr | Greater_LA_Solar |  | Greater_Kramer_Wind |  |  |  | Greater_LA | Greater_Kramer
PG&E GBA | Evergreen | 115 | CA | 95111 | SANTA CLARA | 2 | 0 | 0 | 0 | 0 | 0 | 0 | 0 | 0 | 0 | 0 | 0 | 0 | 0 | 0 | 0 | 0 | 0 | 0 | 0 | 0 | 0 | 0 | 0 | 0 | 0 | 0 | 0 | 0 | 0 | 0 | 0 | 0 | 0 | 0 | 0 | 0 | 0 | 0 | 0 | 0 | 0 | 0 | 0 | 0 | 0 | 0 | 0 | 0 | 0 | 0 | 0 | 0 | 0 | 0 | 0 | 1 | 0 | 0 | 0 | 1 | 0 | 0 | 0 | 0 | 0 | 0 | 0 | 0 | 0 | 0 | 0 | 0 | 0 | 0 | 0 | 0 | 0 | 0 | 0 | 0 | 0 | 0 | 0 | 0 | 0 | 0 | 0 | 0 | 0 | 0 | 0 | 0 | 0 | 0 | 0 | 0 | 0 | Northern_California_Li_Battery_4hr | Northern_California_Li_Battery_8hr | Northern_California_Solar |  | Kern_Greater_Carrizo_Wind |  |  |  | Northern_California | Peninsula_Monterey
PG&E GBA | Evergreen | 60 | CA | 95111 | SANTA CLARA | 2 | 0 | 0 | 0 | 0 | 0 | 0 | 0 | 0 | 0 | 0 | 0 | 0 | 0 | 0 | 0 | 0 | 0 | 0 | 0 | 0 | 0 | 0 | 0 | 0 | 0 | 0 | 0 | 0 | 0 | 0 | 0 | 0 | 0 | 0 | 0 | 0 | 0 | 0 | 0 | 0 | 0 | 0 | 0 | 0 | 0 | 0 | 0 | 0 | 0 | 0 | 0 | 0 | 0 | 0 | 0 | 0 | 0 | 0 | 0 | 1 | 0 | 0 | 0 | 0 | 0 | 0 | 0 | 0 | 0 | 0 | 0 | 0 | 0 | 0 | 0 | 0 | 0 | 0 | 0 | 0 | 0 | 0 | 0 | 0 | 0 | 0 | 0 | 0 | 0 | 0 | 0 | 0 | 0 | 0 | 0 | 0 | 1 | Northern_California_Li_Battery_4hr | Northern_California_Li_Battery_8hr | Northern_California_Solar |  | Kern_Greater_Carrizo_Wind |  |  |  | Northern_California | Peninsula_Monterey
PG&E FRESNO | Excelsior | 115 | CA | 93210 | FRESNO | 9 | 0 | 0 | 0 | 0 | 0 | 0 | 0 | 0 | 0 | 0 | 0 | 0 | 0 | 0 | 0 | 0 | 0 | 0 | 0 | 0 | 0 | 0 | 0 | 0 | 0 | 0 | 0 | 0 | 0 | 0 | 0 | 0 | 0 | 0 | 0 | 0 | 0 | 0 | 0 | 0 | 0 | 0 | 0 | 0 | 0 | 1 | 0 | 0 | 0 | 0 | 0 | 0 | 0 | 0 | 0 | 0 | 0 | 0 | 0 | 0 | 0 | 0 | 0 | 0 | 0 | 0 | 0 | 0 | 0 | 0 | 0 | 0 | 0 | 0 | 0 | 0 | 0 | 0 | 1 | 1 | 1 | 1 | 1 | 0 | 0 | 1 | 1 | 1 | 0 | 0 | 0 | 0 | 0 | 0 | 0 | 0 | 0 | Southern_PGAE_Li_Battery_4hr | Southern_PGAE_Li_Battery_8hr | Southern_PGAE_Solar |  | Central_Valley_North_Los_Banos_Wind |  |  |  | Southern_PGAE | Central_Valley_North_Los_Banos
PG&E FRESNO | Exchequer | 115 | CA | 95369 | MARIPOSA | 13 | 0 | 0 | 0 | 0 | 0 | 0 | 0 | 0 | 0 | 0 | 0 | 0 | 0 | 0 | 0 | 0 | 0 | 0 | 0 | 0 | 0 | 0 | 0 | 0 | 0 | 0 | 0 | 0 | 0 | 0 | 0 | 0 | 0 | 0 | 0 | 0 | 0 | 0 | 0 | 0 | 0 | 0 | 0 | 0 | 0 | 1 | 0 | 0 | 0 | 0 | 0 | 0 | 0 | 0 | 0 | 0 | 0 | 0 | 0 | 1 | 0 | 0 | 0 | 0 | 0 | 0 | 0 | 0 | 0 | 0 | 0 | 0 | 0 | 0 | 0 | 0 | 0 | 0 | 1 | 0 | 0 | 1 | 1 | 1 | 1 | 1 | 0 | 1 | 1 | 1 | 1 | 0 | 1 | 0 | 0 | 0 | 0 | Southern_PGAE_Li_Battery_4hr | Southern_PGAE_Li_Battery_8hr | Southern_PGAE_Solar |  | Central_Valley_North_Los_Banos_Wind |  |  |  | Southern_PGAE | El_Dorado_Mariposa
PG&E KERN | Fairway | 115 | CA | 93455 | SANTA BARBARA | 5 | 0 | 0 | 0 | 0 | 0 | 0 | 0 | 0 | 0 | 0 | 0 | 0 | 0 | 0 | 0 | 0 | 0 | 0 | 0 | 0 | 0 | 0 | 0 | 0 | 0 | 0 | 0 | 0 | 0 | 0 | 0 | 0 | 0 | 0 | 0 | 0 | 0 | 0 | 0 | 0 | 0 | 0 | 0 | 0 | 0 | 0 | 0 | 0 | 0 | 0 | 0 | 0 | 0 | 0 | 0 | 0 | 0 | 0 | 0 | 0 | 0 | 0 | 0 | 0 | 0 | 0 | 0 | 1 | 1 | 0 | 0 | 0 | 0 | 0 | 0 | 0 | 0 | 0 | 0 | 1 | 0 | 0 | 0 | 0 | 0 | 1 | 0 | 0 | 0 | 0 | 0 | 0 | 0 | 0 | 0 | 1 | 0 | Southern_PGAE_Li_Battery_4hr | Southern_PGAE_Li_Battery_8hr | Southern_PGAE_Solar |  | Kern_Greater_Carrizo_Wind |  |  |  | Southern_PGAE | Kern_Greater_Carrizo
PG&E KERN | Famoso | 115 | CA | 93250 | KERN | 4 | 0 | 0 | 0 | 0 | 0 | 0 | 0 | 0 | 0 | 0 | 0 | 0 | 0 | 0 | 0 | 0 | 0 | 0 | 0 | 0 | 0 | 0 | 0 | 0 | 0 | 0 | 0 | 0 | 0 | 0 | 0 | 0 | 0 | 0 | 0 | 0 | 0 | 0 | 0 | 0 | 0 | 0 | 0 | 0 | 0 | 0 | 0 | 0 | 0 | 0 | 0 | 0 | 0 | 0 | 0 | 0 | 0 | 0 | 0 | 0 | 0 | 0 | 0 | 0 | 0 | 0 | 0 | 1 | 1 | 0 | 0 | 0 | 0 | 0 | 0 | 1 | 0 | 0 | 0 | 1 | 0 | 0 | 0 | 0 | 0 | 0 | 0 | 0 | 0 | 0 | 0 | 0 | 0 | 0 | 0 | 0 | 0 | Southern_PGAE_Li_Battery_4hr | Southern_PGAE_Li_Battery_8hr | Southern_PGAE_Solar |  | Central_Valley_North_Los_Banos_Wind |  |  |  | Southern_PGAE | Central_Valley_North_Los_Banos
PG&E NGBA | Fern Road | 500 | CA |  |  | 1 | 0 | 0 | 0 | 0 | 0 | 0 | 0 | 0 | 0 | 0 | 0 | 0 | 0 | 0 | 0 | 0 | 0 | 0 | 0 | 0 | 0 | 0 | 0 | 0 | 0 | 0 | 0 | 0 | 0 | 0 | 0 | 0 | 0 | 0 | 0 | 0 | 0 | 0 | 0 | 1 | 0 | 0 | 0 | 0 | 0 | 0 | 0 | 0 | 0 | 0 | 0 | 0 | 0 | 0 | 0 | 0 | 0 | 0 | 0 | 0 | 0 | 0 | 0 | 0 | 0 | 0 | 0 | 0 | 0 | 0 | 0 | 0 | 0 | 0 | 0 | 0 | 0 | 0 | 0 | 0 | 0 | 0 | 0 | 0 | 0 | 0 | 0 | 0 | 0 | 0 | 0 | 0 | 0 | 0 | 0 | 0 | 0 | Northern_California_Li_Battery_4hr | Northern_California_Li_Battery_8hr | Northern_California_Solar |  | Northern_California_Wind |  |  |  | Northern_California | Northern_California
PG&E GBA | Fibreboard (SPI Sonora) | 115 | CA | 94509 | CONTRA COSTA | 5 | 0 | 0 | 0 | 0 | 0 | 0 | 0 | 0 | 0 | 0 | 0 | 0 | 0 | 0 | 0 | 0 | 0 | 0 | 0 | 0 | 0 | 0 | 0 | 0 | 0 | 0 | 0 | 0 | 0 | 0 | 0 | 0 | 0 | 0 | 0 | 0 | 0 | 0 | 0 | 0 | 0 | 0 | 0 | 0 | 0 | 1 | 0 | 0 | 0 | 0 | 0 | 0 | 0 | 0 | 0 | 1 | 0 | 1 | 0 | 1 | 0 | 0 | 0 | 0 | 0 | 1 | 0 | 0 | 0 | 0 | 0 | 0 | 0 | 0 | 0 | 0 | 0 | 0 | 0 | 0 | 0 | 0 | 0 | 0 | 0 | 0 | 0 | 0 | 0 | 0 | 0 | 0 | 0 | 0 | 0 | 0 | 0 | Northern_California_Li_Battery_4hr | Northern_California_Li_Battery_8hr | Northern_California_Solar |  | Solano_Wind |  |  |  | Northern_California | Solano
PG&E FRESNO | Figarden | 230 | CA | 93711 | FRESNO | 8 | 0 | 0 | 0 | 0 | 0 | 0 | 0 | 0 | 0 | 0 | 0 | 0 | 0 | 0 | 0 | 0 | 0 | 0 | 0 | 0 | 0 | 0 | 0 | 0 | 0 | 0 | 0 | 0 | 0 | 0 | 0 | 0 | 0 | 0 | 0 | 0 | 0 | 0 | 0 | 0 | 0 | 0 | 0 | 0 | 0 | 0 | 0 | 0 | 0 | 0 | 0 | 0 | 0 | 0 | 0 | 0 | 0 | 0 | 0 | 1 | 0 | 0 | 0 | 0 | 0 | 0 | 0 | 0 | 0 | 0 | 0 | 0 | 0 | 0 | 0 | 0 | 0 | 0 | 0 | 1 | 0 | 1 | 1 | 1 | 0 | 1 | 0 | 1 | 0 | 0 | 0 | 0 | 1 | 0 | 0 | 0 | 0 | Southern_PGAE_Li_Battery_4hr | Southern_PGAE_Li_Battery_8hr | Southern_PGAE_Solar |  | Central_Valley_North_Los_Banos_Wind |  |  |  | Southern_PGAE | Central_Valley_North_Los_Banos
PG&E FRESNO | Fink | 230 | CA |  |  | 1 | 0 | 0 | 0 | 0 | 0 | 0 | 0 | 0 | 0 | 0 | 0 | 0 | 0 | 0 | 0 | 0 | 0 | 0 | 0 | 0 | 0 | 0 | 0 | 0 | 0 | 0 | 0 | 0 | 0 | 0 | 0 | 0 | 0 | 0 | 0 | 0 | 0 | 0 | 0 | 0 | 0 | 0 | 0 | 0 | 0 | 0 | 0 | 0 | 0 | 0 | 0 | 0 | 0 | 0 | 0 | 0 | 0 | 0 | 0 | 0 | 0 | 0 | 0 | 0 | 0 | 0 | 0 | 0 | 0 | 0 | 0 | 0 | 0 | 0 | 0 | 0 | 0 | 0 | 0 | 0 | 0 | 0 | 0 | 0 | 0 | 1 | 0 | 0 | 0 | 0 | 0 | 0 | 0 | 0 | 0 | 0 | 0 | Southern_PGAE_Li_Battery_4hr | Southern_PGAE_Li_Battery_8hr | Southern_PGAE_Solar |  | Central_Valley_North_Los_Banos_Wind |  |  |  | Southern_PGAE | Central_Valley_North_Los_Banos
PG&E NGBA | Fitch Mountain | 60 | CA | 95448 | Sonoma | 3 | 0 | 0 | 0 | 0 | 0 | 0 | 0 | 0 | 0 | 0 | 0 | 0 | 0 | 0 | 0 | 0 | 0 | 0 | 0 | 0 | 0 | 0 | 0 | 0 | 0 | 0 | 0 | 0 | 0 | 0 | 0 | 0 | 0 | 0 | 0 | 0 | 0 | 0 | 0 | 1 | 0 | 0 | 0 | 0 | 0 | 0 | 0 | 0 | 0 | 0 | 0 | 0 | 1 | 0 | 0 | 0 | 0 | 0 | 0 | 0 | 0 | 0 | 0 | 0 | 0 | 0 | 1 | 0 | 0 | 0 | 0 | 0 | 0 | 0 | 0 | 0 | 0 | 0 | 0 | 0 | 0 | 0 | 0 | 0 | 0 | 0 | 0 | 0 | 0 | 0 | 0 | 0 | 0 | 0 | 0 | 0 | 0 | Northern_California_Li_Battery_4hr | Northern_California_Li_Battery_8hr | Northern_California_Solar |  | Northern_California_Wind |  |  |  | Northern_California | Mendocino_Marin
PG&E GBA | FMC | 115 | CA | 95110 | SANTA CLARA | 2 | 0 | 0 | 0 | 0 | 0 | 0 | 0 | 0 | 0 | 0 | 0 | 0 | 0 | 0 | 0 | 0 | 0 | 0 | 0 | 0 | 0 | 0 | 0 | 0 | 0 | 0 | 0 | 0 | 0 | 0 | 0 | 0 | 0 | 0 | 0 | 0 | 0 | 0 | 0 | 0 | 0 | 0 | 0 | 0 | 0 | 0 | 0 | 0 | 0 | 0 | 0 | 0 | 0 | 0 | 0 | 1 | 0 | 0 | 0 | 1 | 0 | 0 | 0 | 0 | 0 | 0 | 0 | 0 | 0 | 0 | 0 | 0 | 0 | 0 | 0 | 0 | 0 | 0 | 0 | 0 | 0 | 0 | 0 | 0 | 0 | 0 | 0 | 0 | 0 | 0 | 0 | 0 | 0 | 0 | 0 | 0 | 0 | Northern_California_Li_Battery_4hr | Northern_California_Li_Battery_8hr | Northern_California_Solar |  | Kern_Greater_Carrizo_Wind |  |  |  | Northern_California | Peninsula_Monterey
PG&E GBA | Fremont | 115 | CA | 94538 | Alameda | 2 | 0 | 0 | 0 | 0 | 0 | 0 | 0 | 0 | 0 | 0 | 0 | 0 | 0 | 0 | 0 | 0 | 0 | 0 | 0 | 0 | 0 | 0 | 0 | 0 | 0 | 0 | 0 | 0 | 0 | 0 | 0 | 0 | 0 | 0 | 0 | 0 | 0 | 0 | 0 | 0 | 0 | 0 | 0 | 0 | 0 | 0 | 0 | 0 | 0 | 0 | 0 | 0 | 1 | 0 | 0 | 1 | 0 | 0 | 0 | 0 | 0 | 0 | 0 | 0 | 0 | 0 | 0 | 0 | 0 | 0 | 0 | 0 | 0 | 0 | 0 | 0 | 0 | 0 | 0 | 0 | 0 | 0 | 0 | 0 | 0 | 0 | 0 | 0 | 0 | 0 | 0 | 0 | 0 | 0 | 0 | 0 | 0 | Northern_California_Li_Battery_4hr | Northern_California_Li_Battery_8hr | Northern_California_Solar |  | Solano_Wind |  |  |  | Northern_California | Solano
PG&E GBA | French Camp | 60 | CA | 95231 | San Joaquin | 3 | 0 | 0 | 0 | 0 | 0 | 0 | 0 | 0 | 0 | 0 | 0 | 0 | 0 | 0 | 0 | 0 | 0 | 0 | 0 | 0 | 0 | 0 | 0 | 0 | 0 | 0 | 0 | 0 | 0 | 0 | 0 | 0 | 0 | 0 | 0 | 0 | 0 | 0 | 0 | 0 | 0 | 0 | 0 | 0 | 0 | 1 | 0 | 0 | 0 | 0 | 0 | 0 | 0 | 0 | 0 | 0 | 0 | 0 | 0 | 1 | 0 | 0 | 0 | 0 | 0 | 0 | 0 | 0 | 0 | 0 | 0 | 0 | 0 | 0 | 0 | 0 | 0 | 0 | 0 | 0 | 0 | 0 | 0 | 0 | 0 | 1 | 0 | 0 | 0 | 0 | 0 | 0 | 0 | 0 | 0 | 0 | 0 | Northern_California_Li_Battery_4hr | Northern_California_Li_Battery_8hr | Northern_California_Solar |  | Solano_Wind |  |  |  | Northern_California | Solano
PG&E GBA | Frogtown | 115 | CA | 95222 | CALAVERAS | 3 | 0 | 0 | 0 | 0 | 0 | 0 | 0 | 0 | 0 | 0 | 0 | 0 | 0 | 0 | 0 | 0 | 0 | 0 | 0 | 0 | 0 | 0 | 0 | 0 | 0 | 0 | 0 | 0 | 0 | 0 | 0 | 0 | 0 | 0 | 0 | 0 | 0 | 0 | 0 | 0 | 0 | 0 | 0 | 0 | 0 | 1 | 0 | 0 | 0 | 0 | 0 | 0 | 0 | 0 | 0 | 1 | 0 | 0 | 0 | 1 | 0 | 0 | 0 | 0 | 0 | 0 | 0 | 0 | 0 | 0 | 0 | 0 | 0 | 0 | 0 | 0 | 0 | 0 | 0 | 0 | 0 | 0 | 0 | 0 | 0 | 0 | 0 | 0 | 0 | 0 | 0 | 0 | 0 | 0 | 0 | 0 | 0 | Northern_California_Li_Battery_4hr | Northern_California_Li_Battery_8hr | Northern_California_Solar |  | Central_Valley_North_Los_Banos_Wind |  |  |  | Northern_California | El_Dorado_Mariposa
PG&E NGBA | Fulton | 115 | CA | 95403 | SONOMA | 10 | 0 | 0 | 0 | 0 | 0 | 0 | 0 | 0 | 0 | 0 | 0 | 0 | 0 | 0 | 0 | 0 | 0 | 0 | 0 | 0 | 0 | 0 | 0 | 0 | 0 | 0 | 0 | 0 | 0 | 0 | 0 | 0 | 0 | 0 | 0 | 0 | 0 | 0 | 0 | 1 | 0 | 1 | 0 | 0 | 0 | 0 | 0 | 0 | 0 | 0 | 0 | 1 | 1 | 1 | 1 | 1 | 0 | 0 | 0 | 1 | 0 | 0 | 0 | 0 | 0 | 1 | 1 | 0 | 0 | 0 | 0 | 0 | 0 | 0 | 0 | 0 | 0 | 0 | 0 | 0 | 0 | 0 | 0 | 0 | 0 | 0 | 0 | 0 | 0 | 0 | 0 | 0 | 0 | 0 | 0 | 0 | 0 | Northern_California_Li_Battery_4hr | Northern_California_Li_Battery_8hr | Northern_California_Solar | Northern_California_Geothermal | Northern_California_Wind |  |  |  | Northern_California | Mendocino_Marin
PG&E NGBA | Fulton | 230 | CA | 95403 | SONOMA | 10 | 0 | 0 | 0 | 0 | 0 | 0 | 0 | 0 | 0 | 0 | 0 | 0 | 0 | 0 | 0 | 0 | 0 | 0 | 0 | 0 | 0 | 0 | 0 | 0 | 0 | 0 | 0 | 0 | 0 | 0 | 0 | 0 | 0 | 0 | 0 | 0 | 0 | 0 | 0 | 1 | 0 | 1 | 0 | 0 | 0 | 0 | 0 | 0 | 0 | 0 | 0 | 0 | 1 | 1 | 1 | 1 | 0 | 0 | 1 | 1 | 0 | 0 | 0 | 0 | 0 | 1 | 1 | 0 | 0 | 0 | 0 | 0 | 0 | 0 | 0 | 0 | 0 | 0 | 0 | 0 | 0 | 0 | 0 | 0 | 0 | 0 | 0 | 0 | 0 | 0 | 0 | 0 | 0 | 0 | 0 | 0 | 0 | Northern_California_Li_Battery_4hr | Northern_California_Li_Battery_8hr | Northern_California_Solar | Northern_California_Geothermal | Northern_California_Wind |  |  |  | Northern_California | Mendocino_Marin
PG&E NGBA | Fulton | 60 | CA | 95403 | SONOMA | 3 | 0 | 0 | 0 | 0 | 0 | 0 | 0 | 0 | 0 | 0 | 0 | 0 | 0 | 0 | 0 | 0 | 0 | 0 | 0 | 0 | 0 | 0 | 0 | 0 | 0 | 0 | 0 | 0 | 0 | 0 | 0 | 0 | 0 | 0 | 0 | 0 | 0 | 0 | 0 | 1 | 0 | 0 | 0 | 0 | 0 | 0 | 0 | 0 | 0 | 0 | 0 | 0 | 1 | 0 | 0 | 0 | 0 | 0 | 0 | 0 | 0 | 0 | 0 | 0 | 0 | 0 | 1 | 0 | 0 | 0 | 0 | 0 | 0 | 0 | 0 | 0 | 0 | 0 | 0 | 0 | 0 | 0 | 0 | 0 | 0 | 0 | 0 | 0 | 0 | 0 | 0 | 0 | 0 | 0 | 0 | 0 | 0 | Northern_California_Li_Battery_4hr | Northern_California_Li_Battery_8hr | Northern_California_Solar | Northern_California_Geothermal | Northern_California_Wind |  |  |  | Northern_California | Mendocino_Marin
PG&E KERN | Ganso | 115 | CA | 93280 | KERN | 4 | 0 | 0 | 0 | 0 | 0 | 0 | 0 | 0 | 0 | 0 | 0 | 0 | 0 | 0 | 0 | 0 | 0 | 0 | 0 | 0 | 0 | 0 | 0 | 0 | 0 | 0 | 0 | 0 | 0 | 0 | 0 | 0 | 0 | 0 | 0 | 0 | 0 | 0 | 0 | 0 | 0 | 0 | 0 | 0 | 0 | 0 | 0 | 0 | 0 | 0 | 0 | 0 | 0 | 0 | 0 | 0 | 0 | 0 | 0 | 0 | 0 | 0 | 0 | 0 | 0 | 0 | 0 | 1 | 0 | 0 | 0 | 0 | 0 | 0 | 1 | 0 | 0 | 0 | 1 | 1 | 0 | 0 | 0 | 0 | 0 | 0 | 0 | 0 | 0 | 0 | 0 | 0 | 0 | 0 | 0 | 0 | 0 | Southern_PGAE_Li_Battery_4hr | Southern_PGAE_Li_Battery_8hr | Southern_PGAE_Solar |  | Central_Valley_North_Los_Banos_Wind |  |  |  | Southern_PGAE | Central_Valley_North_Los_Banos
PG&E FRESNO | Gates | 230 | CA | 93234 | FRESNO | 7 | 0 | 0 | 0 | 0 | 0 | 0 | 0 | 0 | 0 | 0 | 0 | 0 | 0 | 0 | 0 | 0 | 0 | 0 | 0 | 0 | 0 | 0 | 0 | 0 | 0 | 0 | 0 | 0 | 0 | 0 | 0 | 0 | 0 | 0 | 0 | 0 | 0 | 0 | 0 | 0 | 0 | 0 | 0 | 0 | 0 | 0 | 0 | 0 | 0 | 0 | 0 | 0 | 0 | 0 | 0 | 0 | 0 | 0 | 0 | 0 | 0 | 0 | 0 | 0 | 0 | 0 | 0 | 1 | 0 | 0 | 0 | 0 | 0 | 0 | 0 | 0 | 0 | 0 | 1 | 1 | 0 | 1 | 0 | 0 | 0 | 1 | 0 | 0 | 0 | 0 | 0 | 0 | 0 | 0 | 1 | 1 | 0 | Southern_PGAE_Li_Battery_4hr | Southern_PGAE_Li_Battery_8hr | Southern_PGAE_Solar |  | Central_Valley_North_Los_Banos_Wind |  |  |  | Southern_PGAE | Central_Valley_North_Los_Banos
PG&E FRESNO | Gates | 500 | CA | 93234 | FRESNO | 6 | 0 | 0 | 0 | 0 | 0 | 0 | 0 | 0 | 0 | 0 | 0 | 0 | 0 | 0 | 0 | 0 | 0 | 0 | 0 | 0 | 0 | 0 | 0 | 0 | 0 | 0 | 0 | 0 | 0 | 0 | 0 | 0 | 0 | 0 | 0 | 0 | 0 | 0 | 0 | 0 | 0 | 0 | 0 | 0 | 0 | 0 | 0 | 0 | 0 | 0 | 0 | 0 | 0 | 0 | 0 | 0 | 0 | 0 | 0 | 0 | 0 | 0 | 0 | 0 | 0 | 0 | 0 | 0 | 0 | 0 | 0 | 0 | 0 | 0 | 0 | 0 | 0 | 0 | 1 | 1 | 0 | 1 | 0 | 0 | 0 | 1 | 0 | 0 | 0 | 0 | 0 | 0 | 0 | 0 | 1 | 1 | 0 | Southern_PGAE_Li_Battery_4hr | Southern_PGAE_Li_Battery_8hr | Southern_PGAE_Solar |  | Central_Valley_North_Los_Banos_Wind |  |  |  | Southern_PGAE | Central_Valley_North_Los_Banos
PG&E NGBA | Geysers 12 | 230 | CA | 95448 | SONOMA | 10 | 0 | 0 | 0 | 0 | 0 | 0 | 0 | 0 | 0 | 0 | 0 | 0 | 0 | 0 | 0 | 0 | 0 | 0 | 0 | 0 | 0 | 0 | 0 | 0 | 0 | 0 | 0 | 0 | 0 | 0 | 0 | 0 | 0 | 0 | 0 | 0 | 0 | 0 | 0 | 1 | 0 | 1 | 0 | 0 | 0 | 0 | 0 | 0 | 0 | 0 | 0 | 0 | 1 | 1 | 1 | 1 | 0 | 0 | 1 | 1 | 0 | 0 | 0 | 0 | 0 | 1 | 1 | 0 | 0 | 0 | 0 | 0 | 0 | 0 | 0 | 0 | 0 | 0 | 0 | 0 | 0 | 0 | 0 | 0 | 0 | 0 | 0 | 0 | 0 | 0 | 0 | 0 | 0 | 0 | 0 | 0 | 0 | Northern_California_Li_Battery_4hr | Northern_California_Li_Battery_8hr | Northern_California_Solar | Northern_California_Geothermal | Northern_California_Wind |  |  |  | Northern_California | Mendocino_Marin
PG&E NGBA | Geysers 17 | 230 | CA |  |  | 10 | 0 | 0 | 0 | 0 | 0 | 0 | 0 | 0 | 0 | 0 | 0 | 0 | 0 | 0 | 0 | 0 | 0 | 0 | 0 | 0 | 0 | 0 | 0 | 0 | 0 | 0 | 0 | 0 | 0 | 0 | 0 | 0 | 0 | 0 | 0 | 0 | 0 | 0 | 0 | 1 | 0 | 1 | 0 | 0 | 0 | 0 | 0 | 0 | 0 | 0 | 0 | 0 | 1 | 1 | 1 | 1 | 0 | 0 | 1 | 1 | 0 | 0 | 0 | 0 | 0 | 1 | 1 | 0 | 0 | 0 | 0 | 0 | 0 | 0 | 0 | 0 | 0 | 0 | 0 | 0 | 0 | 0 | 0 | 0 | 0 | 0 | 0 | 0 | 0 | 0 | 0 | 0 | 0 | 0 | 0 | 0 | 0 | Northern_California_Li_Battery_4hr | Northern_California_Li_Battery_8hr | Northern_California_Solar | Northern_California_Geothermal | Northern_California_Wind |  |  |  | Northern_California | Mendocino_Marin
PG&E NGBA | Geysers 3 | 115 | CA | 95448 | SONOMA | 6 | 0 | 0 | 0 | 0 | 0 | 0 | 0 | 0 | 0 | 0 | 0 | 0 | 0 | 0 | 0 | 0 | 0 | 0 | 0 | 0 | 0 | 0 | 0 | 0 | 0 | 0 | 0 | 0 | 0 | 0 | 0 | 0 | 0 | 0 | 0 | 0 | 0 | 0 | 0 | 1 | 0 | 1 | 0 | 0 | 0 | 0 | 0 | 0 | 0 | 0 | 0 | 0 | 1 | 0 | 1 | 1 | 0 | 0 | 0 | 0 | 0 | 0 | 0 | 0 | 0 | 0 | 1 | 0 | 0 | 0 | 0 | 0 | 0 | 0 | 0 | 0 | 0 | 0 | 0 | 0 | 0 | 0 | 0 | 0 | 0 | 0 | 0 | 0 | 0 | 0 | 0 | 0 | 0 | 0 | 0 | 0 | 0 | Northern_California_Li_Battery_4hr | Northern_California_Li_Battery_8hr | Northern_California_Solar | Northern_California_Geothermal | Northern_California_Wind |  |  |  | Northern_California | Mendocino_Marin
PG&E NGBA | Glenn | 230 | CA | 95963 | GLENN | 1 | 0 | 0 | 0 | 0 | 0 | 0 | 0 | 0 | 0 | 0 | 0 | 0 | 0 | 0 | 0 | 0 | 0 | 0 | 0 | 0 | 0 | 0 | 0 | 0 | 0 | 0 | 0 | 0 | 0 | 0 | 0 | 0 | 0 | 0 | 0 | 0 | 0 | 0 | 0 | 1 | 0 | 0 | 0 | 0 | 0 | 0 | 0 | 0 | 0 | 0 | 0 | 0 | 0 | 0 | 0 | 0 | 0 | 0 | 0 | 0 | 0 | 0 | 0 | 0 | 0 | 0 | 0 | 0 | 0 | 0 | 0 | 0 | 0 | 0 | 0 | 0 | 0 | 0 | 0 | 0 | 0 | 0 | 0 | 0 | 0 | 0 | 0 | 0 | 0 | 0 | 0 | 0 | 0 | 0 | 0 | 0 | 0 | Northern_California_Li_Battery_4hr | Northern_California_Li_Battery_8hr | Northern_California_Solar |  | Northern_California_Wind |  |  |  | Northern_California | Northern_California
PG&E NGBA | Glenn | 60 | CA | 95963 | GLENN | 1 | 0 | 0 | 0 | 0 | 0 | 0 | 0 | 0 | 0 | 0 | 0 | 0 | 0 | 0 | 0 | 0 | 0 | 0 | 0 | 0 | 0 | 0 | 0 | 0 | 0 | 0 | 0 | 0 | 0 | 0 | 0 | 0 | 0 | 0 | 0 | 0 | 0 | 0 | 0 | 1 | 0 | 0 | 0 | 0 | 0 | 0 | 0 | 0 | 0 | 0 | 0 | 0 | 0 | 0 | 0 | 0 | 0 | 0 | 0 | 0 | 0 | 0 | 0 | 0 | 0 | 0 | 0 | 0 | 0 | 0 | 0 | 0 | 0 | 0 | 0 | 0 | 0 | 0 | 0 | 0 | 0 | 0 | 0 | 0 | 0 | 0 | 0 | 0 | 0 | 0 | 0 | 0 | 0 | 0 | 0 | 0 | 0 | Northern_California_Li_Battery_4hr | Northern_California_Li_Battery_8hr | Northern_California_Solar |  | Northern_California_Wind |  |  |  | Northern_California | Northern_California
PG&E NGBA | Gold Hill | 115 | CA | 95630 | SACRAMENTO | 5 | 0 | 0 | 0 | 0 | 0 | 0 | 0 | 0 | 0 | 0 | 0 | 0 | 0 | 0 | 0 | 0 | 0 | 0 | 0 | 0 | 0 | 0 | 0 | 0 | 0 | 0 | 0 | 0 | 0 | 0 | 0 | 0 | 0 | 0 | 0 | 0 | 0 | 0 | 0 | 1 | 0 | 0 | 0 | 0 | 0 | 1 | 0 | 1 | 0 | 0 | 0 | 0 | 0 | 0 | 0 | 0 | 0 | 0 | 0 | 1 | 1 | 0 | 0 | 0 | 0 | 0 | 0 | 0 | 0 | 0 | 0 | 0 | 0 | 0 | 0 | 0 | 0 | 0 | 0 | 0 | 0 | 0 | 0 | 0 | 0 | 0 | 0 | 0 | 0 | 0 | 0 | 0 | 0 | 0 | 0 | 0 | 0 | Northern_California_Li_Battery_4hr | Northern_California_Li_Battery_8hr | Northern_California_Solar |  | Solano_Wind |  |  |  | Northern_California | Solano
PG&E NGBA | Gold Hill | 230 | CA | 95630 | SACRAMENTO | 6 | 0 | 0 | 0 | 0 | 0 | 0 | 0 | 0 | 0 | 0 | 0 | 0 | 0 | 0 | 0 | 0 | 0 | 0 | 0 | 0 | 0 | 0 | 0 | 0 | 0 | 0 | 0 | 0 | 0 | 0 | 0 | 0 | 0 | 0 | 0 | 0 | 0 | 0 | 0 | 1 | 0 | 0 | 0 | 0 | 0 | 1 | 1 | 1 | 0 | 0 | 0 | 0 | 0 | 0 | 0 | 0 | 0 | 0 | 0 | 1 | 1 | 0 | 0 | 0 | 0 | 0 | 0 | 0 | 0 | 0 | 0 | 0 | 0 | 0 | 0 | 0 | 0 | 0 | 0 | 0 | 0 | 0 | 0 | 0 | 0 | 0 | 0 | 0 | 0 | 0 | 0 | 0 | 0 | 0 | 0 | 0 | 0 | Northern_California_Li_Battery_4hr | Northern_California_Li_Battery_8hr | Northern_California_Solar |  | Solano_Wind |  |  |  | Northern_California | Solano
SCE Northern | Goleta | 230 | CA | 93117 | SANTA BARBARA | 3 | 0 | 0 | 1 | 0 | 1 | 0 | 0 | 0 | 0 | 0 | 0 | 0 | 0 | 0 | 0 | 0 | 0 | 0 | 0 | 0 | 0 | 0 | 0 | 0 | 1 | 0 | 0 | 0 | 0 | 0 | 0 | 0 | 0 | 0 | 0 | 0 | 0 | 0 | 0 | 0 | 0 | 0 | 0 | 0 | 0 | 0 | 0 | 0 | 0 | 0 | 0 | 0 | 0 | 0 | 0 | 0 | 0 | 0 | 0 | 0 | 0 | 0 | 0 | 0 | 0 | 0 | 0 | 0 | 0 | 0 | 0 | 0 | 0 | 0 | 0 | 0 | 0 | 0 | 0 | 0 | 0 | 0 | 0 | 0 | 0 | 0 | 0 | 0 | 0 | 0 | 0 | 0 | 0 | 0 | 0 | 0 | 0 | Greater_LA_Li_Battery_4hr | Greater_LA_Li_Battery_8hr | Greater_LA_Solar |  | Kern_Greater_Carrizo_Wind |  |  |  | Greater_LA | Kern_Greater_Carrizo
SCE Metro | Goodrich | 230 | CA | 91107 | LOS ANGELES | 1 | 0 | 0 | 0 | 0 | 0 | 0 | 0 | 0 | 0 | 1 | 0 | 0 | 0 | 0 | 0 | 0 | 0 | 0 | 0 | 0 | 0 | 0 | 0 | 0 | 0 | 0 | 0 | 0 | 0 | 0 | 0 | 0 | 0 | 0 | 0 | 0 | 0 | 0 | 0 | 0 | 0 | 0 | 0 | 0 | 0 | 0 | 0 | 0 | 0 | 0 | 0 | 0 | 0 | 0 | 0 | 0 | 0 | 0 | 0 | 0 | 0 | 0 | 0 | 0 | 0 | 0 | 0 | 0 | 0 | 0 | 0 | 0 | 0 | 0 | 0 | 0 | 0 | 0 | 0 | 0 | 0 | 0 | 0 | 0 | 0 | 0 | 0 | 0 | 0 | 0 | 0 | 0 | 0 | 0 | 0 | 0 | 0 | Greater_LA_Li_Battery_4hr | Greater_LA_Li_Battery_8hr | Greater_LA_Solar |  | 0 |  |  |  | Greater_LA | Greater_LA
PG&E KERN | Goose Lake | 115 | CA | 93280 | KERN | 4 | 0 | 0 | 0 | 0 | 0 | 0 | 0 | 0 | 0 | 0 | 0 | 0 | 0 | 0 | 0 | 0 | 0 | 0 | 0 | 0 | 0 | 0 | 0 | 0 | 0 | 0 | 0 | 0 | 0 | 0 | 0 | 0 | 0 | 0 | 0 | 0 | 0 | 0 | 0 | 0 | 0 | 0 | 0 | 0 | 0 | 0 | 0 | 0 | 0 | 0 | 0 | 0 | 0 | 0 | 0 | 0 | 0 | 0 | 0 | 0 | 0 | 0 | 0 | 0 | 0 | 0 | 0 | 1 | 1 | 0 | 0 | 0 | 0 | 0 | 0 | 1 | 0 | 0 | 0 | 1 | 0 | 0 | 0 | 0 | 0 | 0 | 0 | 0 | 0 | 0 | 0 | 0 | 0 | 0 | 0 | 0 | 0 | Southern_PGAE_Li_Battery_4hr | Southern_PGAE_Li_Battery_8hr | Southern_PGAE_Solar |  | Central_Valley_North_Los_Banos_Wind |  |  |  | Southern_PGAE | Central_Valley_North_Los_Banos
SCE Metro | Gould | 230 | CA | 91011 | LOS ANGELES | 1 | 0 | 0 | 0 | 0 | 0 | 0 | 0 | 0 | 0 | 1 | 0 | 0 | 0 | 0 | 0 | 0 | 0 | 0 | 0 | 0 | 0 | 0 | 0 | 0 | 0 | 0 | 0 | 0 | 0 | 0 | 0 | 0 | 0 | 0 | 0 | 0 | 0 | 0 | 0 | 0 | 0 | 0 | 0 | 0 | 0 | 0 | 0 | 0 | 0 | 0 | 0 | 0 | 0 | 0 | 0 | 0 | 0 | 0 | 0 | 0 | 0 | 0 | 0 | 0 | 0 | 0 | 0 | 0 | 0 | 0 | 0 | 0 | 0 | 0 | 0 | 0 | 0 | 0 | 0 | 0 | 0 | 0 | 0 | 0 | 0 | 0 | 0 | 0 | 0 | 0 | 0 | 0 | 0 | 0 | 0 | 0 | 0 | Greater_LA_Li_Battery_4hr | Greater_LA_Li_Battery_8hr | Greater_LA_Solar |  | 0 |  |  |  | Greater_LA | Greater_LA
PG&E NGBA | Grand Island | 115 | CA | 95690 | Sacramento | 6 | 0 | 0 | 0 | 0 | 0 | 0 | 0 | 0 | 0 | 0 | 0 | 0 | 0 | 0 | 0 | 0 | 0 | 0 | 0 | 0 | 0 | 0 | 0 | 0 | 0 | 0 | 0 | 0 | 0 | 0 | 0 | 0 | 0 | 0 | 0 | 0 | 0 | 0 | 0 | 1 | 0 | 0 | 0 | 0 | 1 | 1 | 0 | 1 | 0 | 0 | 0 | 0 | 0 | 0 | 0 | 0 | 0 | 0 | 0 | 1 | 1 | 0 | 0 | 0 | 0 | 0 | 0 | 0 | 0 | 0 | 0 | 0 | 0 | 0 | 0 | 0 | 0 | 0 | 0 | 0 | 0 | 0 | 0 | 0 | 0 | 0 | 0 | 0 | 0 | 0 | 0 | 0 | 0 | 0 | 0 | 0 | 0 | Northern_California_Li_Battery_4hr | Northern_California_Li_Battery_8hr | Northern_California_Solar |  | Solano_Wind |  |  |  | Northern_California | Solano
SDGE | Granite | 69 | CA | 95827 | Sacramento | 3 | 0 | 0 | 0 | 0 | 0 | 0 | 0 | 0 | 0 | 0 | 0 | 0 | 0 | 0 | 0 | 0 | 0 | 0 | 0 | 0 | 0 | 0 | 0 | 0 | 0 | 0 | 0 | 1 | 0 | 0 | 1 | 0 | 1 | 0 | 0 | 0 | 0 | 0 | 0 | 0 | 0 | 0 | 0 | 0 | 0 | 0 | 0 | 0 | 0 | 0 | 0 | 0 | 0 | 0 | 0 | 0 | 0 | 0 | 0 | 0 | 0 | 0 | 0 | 0 | 0 | 0 | 0 | 0 | 0 | 0 | 0 | 0 | 0 | 0 | 0 | 0 | 0 | 0 | 0 | 0 | 0 | 0 | 0 | 0 | 0 | 0 | 0 | 0 | 0 | 0 | 0 | 0 | 0 | 0 | 0 | 0 | 0 | Northern_California_Li_Battery_4hr | Northern_California_Li_Battery_8hr | Northern_California_Solar |  | Solano_Wind |  |  |  | Northern_California | Solano
PG&E GBA | Grant | 115 | CA | 94579 | ALAMEDA | 2 | 0 | 0 | 0 | 0 | 0 | 0 | 0 | 0 | 0 | 0 | 0 | 0 | 0 | 0 | 0 | 0 | 0 | 0 | 0 | 0 | 0 | 0 | 0 | 0 | 0 | 0 | 0 | 0 | 0 | 0 | 0 | 0 | 0 | 0 | 0 | 0 | 0 | 0 | 0 | 1 | 0 | 0 | 0 | 0 | 0 | 0 | 0 | 0 | 0 | 0 | 0 | 0 | 1 | 0 | 0 | 0 | 0 | 0 | 0 | 0 | 0 | 0 | 0 | 0 | 0 | 0 | 0 | 0 | 0 | 0 | 0 | 0 | 0 | 0 | 0 | 0 | 0 | 0 | 0 | 0 | 0 | 0 | 0 | 0 | 0 | 0 | 0 | 0 | 0 | 0 | 0 | 0 | 0 | 0 | 0 | 0 | 0 | Northern_California_Li_Battery_4hr | Northern_California_Li_Battery_8hr | Northern_California_Solar |  | Solano_Wind |  |  |  | Northern_California | Solano
PG&E GBA | Green Valley | 115 | CA | 95076 | SANTA CRUZ | 5 | 0 | 0 | 0 | 0 | 0 | 0 | 0 | 0 | 0 | 0 | 0 | 0 | 0 | 0 | 0 | 0 | 0 | 0 | 0 | 0 | 0 | 0 | 0 | 0 | 0 | 0 | 0 | 0 | 0 | 0 | 0 | 0 | 0 | 0 | 0 | 0 | 0 | 0 | 0 | 0 | 0 | 0 | 0 | 0 | 0 | 0 | 0 | 0 | 0 | 0 | 0 | 0 | 1 | 0 | 0 | 1 | 0 | 0 | 0 | 1 | 0 | 0 | 0 | 0 | 1 | 0 | 0 | 0 | 0 | 0 | 0 | 0 | 0 | 0 | 0 | 0 | 0 | 0 | 0 | 0 | 0 | 0 | 0 | 0 | 0 | 0 | 0 | 0 | 0 | 0 | 0 | 0 | 0 | 0 | 0 | 0 | 1 | Northern_California_Li_Battery_4hr | Northern_California_Li_Battery_8hr | Northern_California_Solar |  | Kern_Greater_Carrizo_Wind |  |  |  | Northern_California | Peninsula_Monterey
PG&E NGBA | Greenleaf 1 | 115 | CA |  |  | 7 | 0 | 0 | 0 | 0 | 0 | 0 | 0 | 0 | 0 | 0 | 0 | 0 | 0 | 0 | 0 | 0 | 0 | 0 | 0 | 0 | 0 | 0 | 0 | 0 | 0 | 0 | 0 | 0 | 0 | 0 | 0 | 0 | 0 | 0 | 0 | 0 | 0 | 0 | 0 | 1 | 0 | 0 | 0 | 0 | 1 | 1 | 1 | 1 | 0 | 0 | 0 | 0 | 0 | 0 | 0 | 0 | 0 | 0 | 0 | 1 | 1 | 0 | 0 | 0 | 0 | 0 | 0 | 0 | 0 | 0 | 0 | 0 | 0 | 0 | 0 | 0 | 0 | 0 | 0 | 0 | 0 | 0 | 0 | 0 | 0 | 0 | 0 | 0 | 0 | 0 | 0 | 0 | 0 | 0 | 0 | 0 | 0 | Northern_California_Li_Battery_4hr | Northern_California_Li_Battery_8hr | Northern_California_Solar |  | Northern_California_Wind |  |  |  | Northern_California | Northern_California
PG&E FRESNO | Gregg | 230 | CA | 93636 | MADERA | 10 | 0 | 0 | 0 | 0 | 0 | 0 | 0 | 0 | 0 | 0 | 0 | 0 | 0 | 0 | 0 | 0 | 0 | 0 | 0 | 0 | 0 | 0 | 0 | 0 | 0 | 0 | 0 | 0 | 0 | 0 | 0 | 0 | 0 | 0 | 0 | 0 | 0 | 0 | 0 | 0 | 0 | 0 | 0 | 0 | 0 | 1 | 0 | 0 | 0 | 0 | 0 | 0 | 0 | 0 | 0 | 0 | 0 | 0 | 0 | 0 | 0 | 0 | 0 | 0 | 0 | 0 | 0 | 0 | 0 | 0 | 0 | 0 | 0 | 0 | 0 | 0 | 0 | 0 | 1 | 1 | 0 | 1 | 1 | 1 | 0 | 1 | 0 | 1 | 1 | 1 | 0 | 0 | 0 | 0 | 0 | 0 | 0 | Southern_PGAE_Li_Battery_4hr | Southern_PGAE_Li_Battery_8hr | Southern_PGAE_Solar |  | Central_Valley_North_Los_Banos_Wind |  |  |  | Southern_PGAE | Central_Valley_North_Los_Banos
PG&E FRESNO | Grimmway-Malaga | 115 | CA | 93307 | KERN | 6 | 0 | 0 | 0 | 0 | 0 | 0 | 0 | 0 | 0 | 0 | 0 | 0 | 0 | 0 | 0 | 0 | 0 | 0 | 0 | 0 | 0 | 0 | 0 | 0 | 0 | 0 | 0 | 0 | 0 | 0 | 0 | 0 | 0 | 0 | 0 | 0 | 0 | 0 | 0 | 0 | 0 | 0 | 0 | 0 | 0 | 1 | 0 | 0 | 0 | 0 | 0 | 0 | 0 | 0 | 0 | 0 | 0 | 0 | 0 | 0 | 0 | 0 | 0 | 0 | 0 | 0 | 0 | 0 | 0 | 0 | 0 | 0 | 0 | 0 | 0 | 0 | 0 | 0 | 1 | 1 | 0 | 1 | 0 | 0 | 0 | 1 | 0 | 0 | 0 | 1 | 0 | 0 | 0 | 0 | 0 | 0 | 0 | Southern_PGAE_Li_Battery_4hr | Southern_PGAE_Li_Battery_8hr | Southern_PGAE_Solar |  | Central_Valley_North_Los_Banos_Wind |  |  |  | Southern_PGAE | Central_Valley_North_Los_Banos
PG&E NGBA | Grizzly | 230 | CA | 95915 | PLUMAS | 9 | 0 | 0 | 0 | 0 | 0 | 0 | 0 | 0 | 0 | 0 | 0 | 0 | 0 | 0 | 0 | 0 | 0 | 0 | 0 | 0 | 0 | 0 | 0 | 0 | 0 | 0 | 0 | 0 | 0 | 0 | 0 | 0 | 0 | 0 | 0 | 0 | 0 | 0 | 0 | 1 | 1 | 0 | 1 | 0 | 1 | 1 | 1 | 1 | 0 | 0 | 0 | 0 | 0 | 0 | 0 | 0 | 0 | 0 | 0 | 1 | 1 | 0 | 0 | 0 | 0 | 0 | 0 | 0 | 0 | 0 | 0 | 0 | 0 | 0 | 0 | 0 | 0 | 0 | 0 | 0 | 0 | 0 | 0 | 0 | 0 | 0 | 0 | 0 | 0 | 0 | 0 | 0 | 0 | 0 | 0 | 0 | 0 | Northern_California_Li_Battery_4hr | Northern_California_Li_Battery_8hr | Northern_California_Solar |  | Northern_California_Wind |  |  |  | Northern_California | Northern_California
PG&E FRESNO | Guernsey | 70 | CA | 93230 | Kings | 7 | 0 | 0 | 0 | 0 | 0 | 0 | 0 | 0 | 0 | 0 | 0 | 0 | 0 | 0 | 0 | 0 | 0 | 0 | 0 | 0 | 0 | 0 | 0 | 0 | 0 | 0 | 0 | 0 | 0 | 0 | 0 | 0 | 0 | 0 | 0 | 0 | 0 | 0 | 0 | 0 | 0 | 0 | 0 | 0 | 0 | 1 | 0 | 0 | 0 | 0 | 0 | 0 | 0 | 0 | 0 | 0 | 0 | 0 | 0 | 0 | 0 | 0 | 0 | 0 | 0 | 0 | 0 | 0 | 0 | 0 | 0 | 0 | 0 | 0 | 0 | 0 | 0 | 0 | 1 | 1 | 0 | 1 | 0 | 0 | 0 | 1 | 0 | 0 | 0 | 1 | 0 | 0 | 0 | 0 | 1 | 0 | 0 | Southern_PGAE_Li_Battery_4hr | Southern_PGAE_Li_Battery_8hr | Southern_PGAE_Solar |  | Central_Valley_North_Los_Banos_Wind |  |  |  | Southern_PGAE | Central_Valley_North_Los_Banos
PG&E FRESNO | GWF Hanford | 115 | CA | 94565 | CONTRA COSTA | 7 | 0 | 0 | 0 | 0 | 0 | 0 | 0 | 0 | 0 | 0 | 0 | 0 | 0 | 0 | 0 | 0 | 0 | 0 | 0 | 0 | 0 | 0 | 0 | 0 | 0 | 0 | 0 | 0 | 0 | 0 | 0 | 0 | 0 | 0 | 0 | 0 | 0 | 0 | 0 | 0 | 0 | 0 | 0 | 0 | 0 | 1 | 0 | 0 | 0 | 0 | 0 | 0 | 0 | 0 | 0 | 0 | 0 | 0 | 0 | 0 | 0 | 0 | 0 | 0 | 0 | 0 | 0 | 0 | 0 | 0 | 0 | 0 | 0 | 0 | 0 | 0 | 0 | 0 | 1 | 1 | 0 | 1 | 0 | 1 | 0 | 1 | 0 | 0 | 0 | 1 | 0 | 0 | 0 | 0 | 0 | 0 | 0 | Northern_California_Li_Battery_4hr | Northern_California_Li_Battery_8hr | Northern_California_Solar |  | Solano_Wind |  |  |  | Northern_California | Solano
PG&E FRESNO | Haas | 230 | CA | 93664 | FRESNO | 6 | 0 | 0 | 0 | 0 | 0 | 0 | 0 | 0 | 0 | 0 | 0 | 0 | 0 | 0 | 0 | 0 | 0 | 0 | 0 | 0 | 0 | 0 | 0 | 0 | 0 | 0 | 0 | 0 | 0 | 0 | 0 | 0 | 0 | 0 | 0 | 0 | 0 | 0 | 0 | 0 | 0 | 0 | 0 | 0 | 0 | 1 | 0 | 0 | 0 | 0 | 0 | 0 | 0 | 0 | 0 | 0 | 0 | 0 | 0 | 0 | 0 | 0 | 0 | 0 | 0 | 0 | 0 | 0 | 0 | 0 | 0 | 0 | 0 | 0 | 0 | 0 | 0 | 0 | 1 | 1 | 0 | 1 | 0 | 0 | 0 | 1 | 0 | 0 | 0 | 1 | 0 | 0 | 0 | 0 | 0 | 0 | 0 | Southern_PGAE_Li_Battery_4hr | Southern_PGAE_Li_Battery_8hr | Southern_PGAE_Solar |  | Central_Valley_North_Los_Banos_Wind |  |  |  | Southern_PGAE | Central_Valley_North_Los_Banos
PG&E FRESNO | Hammonds | 115 | CA | 93622 | Fresno | 4 | 0 | 0 | 0 | 0 | 0 | 0 | 0 | 0 | 0 | 0 | 0 | 0 | 0 | 0 | 0 | 0 | 0 | 0 | 0 | 0 | 0 | 0 | 0 | 0 | 0 | 0 | 0 | 0 | 0 | 0 | 0 | 0 | 0 | 0 | 0 | 0 | 0 | 0 | 0 | 0 | 0 | 0 | 0 | 0 | 0 | 0 | 0 | 0 | 0 | 0 | 0 | 0 | 0 | 0 | 0 | 0 | 0 | 0 | 0 | 0 | 0 | 0 | 0 | 0 | 0 | 0 | 0 | 0 | 0 | 0 | 0 | 0 | 0 | 0 | 0 | 0 | 0 | 0 | 0 | 1 | 0 | 0 | 0 | 0 | 0 | 1 | 0 | 1 | 0 | 0 | 0 | 0 | 1 | 0 | 0 | 0 | 0 | Southern_PGAE_Li_Battery_4hr | Southern_PGAE_Li_Battery_8hr | Southern_PGAE_Solar |  | Central_Valley_North_Los_Banos_Wind |  |  |  | Southern_PGAE | Central_Valley_North_Los_Banos
SCE Metro | HarborGen | 230 | CA | 90813 | LOS ANGELES | 1 | 0 | 0 | 0 | 0 | 0 | 0 | 0 | 0 | 0 | 1 | 0 | 0 | 0 | 0 | 0 | 0 | 0 | 0 | 0 | 0 | 0 | 0 | 0 | 0 | 0 | 0 | 0 | 0 | 0 | 0 | 0 | 0 | 0 | 0 | 0 | 0 | 0 | 0 | 0 | 0 | 0 | 0 | 0 | 0 | 0 | 0 | 0 | 0 | 0 | 0 | 0 | 0 | 0 | 0 | 0 | 0 | 0 | 0 | 0 | 0 | 0 | 0 | 0 | 0 | 0 | 0 | 0 | 0 | 0 | 0 | 0 | 0 | 0 | 0 | 0 | 0 | 0 | 0 | 0 | 0 | 0 | 0 | 0 | 0 | 0 | 0 | 0 | 0 | 0 | 0 | 0 | 0 | 0 | 0 | 0 | 0 | 0 | Greater_LA_Li_Battery_4hr | Greater_LA_Li_Battery_8hr | Greater_LA_Solar |  | 0 |  |  |  | Greater_LA | Greater_LA
PG&E NGBA | Harris | 60 | CA | 95503 | Humboldt | 1 | 0 | 0 | 0 | 0 | 0 | 0 | 0 | 0 | 0 | 0 | 0 | 0 | 0 | 0 | 0 | 0 | 0 | 0 | 0 | 0 | 0 | 0 | 0 | 0 | 0 | 0 | 0 | 0 | 0 | 0 | 0 | 0 | 0 | 0 | 0 | 0 | 0 | 0 | 0 | 1 | 0 | 0 | 0 | 0 | 0 | 0 | 0 | 0 | 0 | 0 | 0 | 0 | 0 | 0 | 0 | 0 | 0 | 0 | 0 | 0 | 0 | 0 | 0 | 0 | 0 | 0 | 0 | 0 | 0 | 0 | 0 | 0 | 0 | 0 | 0 | 0 | 0 | 0 | 0 | 0 | 0 | 0 | 0 | 0 | 0 | 0 | 0 | 0 | 0 | 0 | 0 | 0 | 0 | 0 | 0 | 0 | 0 | Northern_California_Li_Battery_4hr | Northern_California_Li_Battery_8hr | Northern_California_Solar |  | Humboldt_Wind |  |  |  | Northern_California | Humboldt
EOP | Harry Allen | 500 | NV | 89040 | CLARK | 2 | 0 | 0 | 0 | 0 | 0 | 0 | 0 | 0 | 0 | 0 | 0 | 0 | 0 | 0 | 0 | 0 | 0 | 0 | 0 | 0 | 0 | 0 | 0 | 1 | 1 | 0 | 0 | 0 | 0 | 0 | 0 | 0 | 0 | 0 | 0 | 0 | 0 | 0 | 0 | 0 | 0 | 0 | 0 | 0 | 0 | 0 | 0 | 0 | 0 | 0 | 0 | 0 | 0 | 0 | 0 | 0 | 0 | 0 | 0 | 0 | 0 | 0 | 0 | 0 | 0 | 0 | 0 | 0 | 0 | 0 | 0 | 0 | 0 | 0 | 0 | 0 | 0 | 0 | 0 | 0 | 0 | 0 | 0 | 0 | 0 | 0 | 0 | 0 | 0 | 0 | 0 | 0 | 0 | 0 | 0 | 0 | 0 | 0 | 0 | 0 |  | 0 | Idaho_Wind |  |  | Nevada | Nevada
PG&E NGBA | Hartley | 60 | CA | 95453 | Lake | 3 | 0 | 0 | 0 | 0 | 0 | 0 | 0 | 0 | 0 | 0 | 0 | 0 | 0 | 0 | 0 | 0 | 0 | 0 | 0 | 0 | 0 | 0 | 0 | 0 | 0 | 0 | 0 | 0 | 0 | 0 | 0 | 0 | 0 | 0 | 0 | 0 | 0 | 0 | 0 | 1 | 0 | 0 | 0 | 0 | 0 | 0 | 0 | 0 | 0 | 0 | 0 | 0 | 1 | 0 | 0 | 0 | 0 | 0 | 0 | 0 | 0 | 0 | 0 | 0 | 0 | 0 | 1 | 0 | 0 | 0 | 0 | 0 | 0 | 0 | 0 | 0 | 0 | 0 | 0 | 0 | 0 | 0 | 0 | 0 | 0 | 0 | 0 | 0 | 0 | 0 | 0 | 0 | 0 | 0 | 0 | 0 | 0 | Northern_California_Li_Battery_4hr | Northern_California_Li_Battery_8hr | Northern_California_Solar |  | Northern_California_Wind |  |  |  | Northern_California | Northern_California
SCE NOL | Harvard | 115 | CA | 92365 | San Bernardino | 3 | 0 | 0 | 0 | 0 | 0 | 0 | 0 | 0 | 0 | 0 | 0 | 1 | 1 | 1 | 0 | 0 | 0 | 0 | 0 | 0 | 0 | 0 | 0 | 0 | 0 | 0 | 0 | 0 | 0 | 0 | 0 | 0 | 0 | 0 | 0 | 0 | 0 | 0 | 0 | 0 | 0 | 0 | 0 | 0 | 0 | 0 | 0 | 0 | 0 | 0 | 0 | 0 | 0 | 0 | 0 | 0 | 0 | 0 | 0 | 0 | 0 | 0 | 0 | 0 | 0 | 0 | 0 | 0 | 0 | 0 | 0 | 0 | 0 | 0 | 0 | 0 | 0 | 0 | 0 | 0 | 0 | 0 | 0 | 0 | 0 | 0 | 0 | 0 | 0 | 0 | 0 | 0 | 0 | 0 | 0 | 0 | 0 | Greater_Kramer_Li_Battery_4hr | Greater_Kramer_Li_Battery_8hr | Greater_Kramer_Solar |  | Greater_Kramer_Wind |  |  |  | Greater_Kramer | Greater_Kramer (Exclude)
SDGE | Hassayampa | 500 | AZ | 85354 | MARICOPA | 3 | 0 | 0 | 0 | 0 | 0 | 0 | 0 | 0 | 0 | 0 | 0 | 0 | 0 | 0 | 0 | 0 | 0 | 1 | 0 | 0 | 0 | 0 | 0 | 0 | 1 | 0 | 0 | 0 | 0 | 0 | 0 | 1 | 0 | 0 | 0 | 0 | 0 | 0 | 0 | 0 | 0 | 0 | 0 | 0 | 0 | 0 | 0 | 0 | 0 | 0 | 0 | 0 | 0 | 0 | 0 | 0 | 0 | 0 | 0 | 0 | 0 | 0 | 0 | 0 | 0 | 0 | 0 | 0 | 0 | 0 | 0 | 0 | 0 | 0 | 0 | 0 | 0 | 0 | 0 | 0 | 0 | 0 | 0 | 0 | 0 | 0 | 0 | 0 | 0 | 0 | 0 | 0 | 0 | 0 | 0 | 0 | 0 | Arizona_Li_Battery_4hr | Arizona_Li_Battery_8hr | Arizona_Solar |  | 0 |  |  |  | Arizona | Arizona
PG&E FRESNO | Helm | 230 | CA | 93660 | FRESNO | 6 | 0 | 0 | 0 | 0 | 0 | 0 | 0 | 0 | 0 | 0 | 0 | 0 | 0 | 0 | 0 | 0 | 0 | 0 | 0 | 0 | 0 | 0 | 0 | 0 | 0 | 0 | 0 | 0 | 0 | 0 | 0 | 0 | 0 | 0 | 0 | 0 | 0 | 0 | 0 | 0 | 0 | 0 | 0 | 0 | 0 | 1 | 0 | 0 | 0 | 0 | 0 | 0 | 0 | 0 | 0 | 0 | 0 | 0 | 0 | 0 | 0 | 0 | 0 | 0 | 0 | 0 | 0 | 0 | 0 | 0 | 0 | 0 | 0 | 0 | 0 | 0 | 0 | 0 | 1 | 1 | 0 | 1 | 0 | 0 | 0 | 1 | 0 | 0 | 0 | 1 | 0 | 0 | 0 | 0 | 0 | 0 | 0 | Southern_PGAE_Li_Battery_4hr | Southern_PGAE_Li_Battery_8hr | Southern_PGAE_Solar |  | Central_Valley_North_Los_Banos_Wind |  |  |  | Southern_PGAE | Central_Valley_North_Los_Banos
PG&E FRESNO | Helm | 70 | CA | 93660 | FRESNO | 4 | 0 | 0 | 0 | 0 | 0 | 0 | 0 | 0 | 0 | 0 | 0 | 0 | 0 | 0 | 0 | 0 | 0 | 0 | 0 | 0 | 0 | 0 | 0 | 0 | 0 | 0 | 0 | 0 | 0 | 0 | 0 | 0 | 0 | 0 | 0 | 0 | 0 | 0 | 0 | 0 | 0 | 0 | 0 | 0 | 0 | 0 | 0 | 0 | 0 | 0 | 0 | 0 | 0 | 0 | 0 | 0 | 0 | 0 | 0 | 0 | 0 | 0 | 0 | 0 | 0 | 0 | 0 | 0 | 0 | 0 | 0 | 0 | 0 | 0 | 0 | 0 | 0 | 0 | 0 | 1 | 0 | 1 | 0 | 0 | 0 | 1 | 0 | 0 | 0 | 0 | 0 | 1 | 0 | 0 | 0 | 0 | 0 | Southern_PGAE_Li_Battery_4hr | Southern_PGAE_Li_Battery_8hr | Southern_PGAE_Solar |  | Central_Valley_North_Los_Banos_Wind |  |  |  | Southern_PGAE | Central_Valley_North_Los_Banos
PG&E FRESNO | Henrietta | 115 | CA | 93245 | KINGS | 4 | 0 | 0 | 0 | 0 | 0 | 0 | 0 | 0 | 0 | 0 | 0 | 0 | 0 | 0 | 0 | 0 | 0 | 0 | 0 | 0 | 0 | 0 | 0 | 0 | 0 | 0 | 0 | 0 | 0 | 0 | 0 | 0 | 0 | 0 | 0 | 0 | 0 | 0 | 0 | 0 | 0 | 0 | 0 | 0 | 0 | 0 | 0 | 0 | 0 | 0 | 0 | 0 | 0 | 0 | 0 | 0 | 0 | 0 | 0 | 0 | 0 | 0 | 0 | 0 | 0 | 0 | 0 | 0 | 1 | 0 | 0 | 0 | 0 | 0 | 0 | 0 | 0 | 0 | 0 | 1 | 0 | 1 | 0 | 0 | 0 | 1 | 0 | 0 | 0 | 0 | 0 | 0 | 0 | 0 | 0 | 0 | 0 | Southern_PGAE_Li_Battery_4hr | Southern_PGAE_Li_Battery_8hr | Southern_PGAE_Solar |  | Central_Valley_North_Los_Banos_Wind |  |  |  | Southern_PGAE | Central_Valley_North_Los_Banos
PG&E FRESNO | Henrietta | 230 | CA | 93245 | KINGS | 3 | 0 | 0 | 0 | 0 | 0 | 0 | 0 | 0 | 0 | 0 | 0 | 0 | 0 | 0 | 0 | 0 | 0 | 0 | 0 | 0 | 0 | 0 | 0 | 0 | 0 | 0 | 0 | 0 | 0 | 0 | 0 | 0 | 0 | 0 | 0 | 0 | 0 | 0 | 0 | 0 | 0 | 0 | 0 | 0 | 0 | 0 | 0 | 0 | 0 | 0 | 0 | 0 | 0 | 0 | 0 | 0 | 0 | 0 | 0 | 0 | 0 | 0 | 0 | 0 | 0 | 0 | 0 | 0 | 1 | 0 | 0 | 0 | 0 | 0 | 0 | 0 | 0 | 0 | 0 | 1 | 0 | 1 | 0 | 0 | 0 | 0 | 0 | 0 | 0 | 0 | 0 | 0 | 0 | 0 | 0 | 0 | 0 | Southern_PGAE_Li_Battery_4hr | Southern_PGAE_Li_Battery_8hr | Southern_PGAE_Solar |  | Central_Valley_North_Los_Banos_Wind |  |  |  | Southern_PGAE | Central_Valley_North_Los_Banos
PG&E FRESNO | Henrietta | 70 | CA | 93245 | KINGS | 6 | 0 | 0 | 0 | 0 | 0 | 0 | 0 | 0 | 0 | 0 | 0 | 0 | 0 | 0 | 0 | 0 | 0 | 0 | 0 | 0 | 0 | 0 | 0 | 0 | 0 | 0 | 0 | 0 | 0 | 0 | 0 | 0 | 0 | 0 | 0 | 0 | 0 | 0 | 0 | 0 | 0 | 0 | 0 | 0 | 0 | 1 | 0 | 0 | 0 | 0 | 0 | 0 | 0 | 0 | 0 | 0 | 0 | 0 | 0 | 0 | 0 | 0 | 0 | 0 | 0 | 0 | 0 | 0 | 0 | 0 | 0 | 0 | 0 | 0 | 0 | 0 | 0 | 0 | 1 | 0 | 0 | 1 | 0 | 0 | 0 | 1 | 0 | 0 | 0 | 1 | 0 | 0 | 0 | 0 | 1 | 0 | 0 | Southern_PGAE_Li_Battery_4hr | Southern_PGAE_Li_Battery_8hr | Southern_PGAE_Solar |  | Central_Valley_North_Los_Banos_Wind |  |  |  | Southern_PGAE | Central_Valley_North_Los_Banos
PG&E FRESNO | Herndon | 115 | CA | 93722 | FRESNO | 7 | 0 | 0 | 0 | 0 | 0 | 0 | 0 | 0 | 0 | 0 | 0 | 0 | 0 | 0 | 0 | 0 | 0 | 0 | 0 | 0 | 0 | 0 | 0 | 0 | 0 | 0 | 0 | 0 | 0 | 0 | 0 | 0 | 0 | 0 | 0 | 0 | 0 | 0 | 0 | 0 | 0 | 0 | 0 | 0 | 0 | 0 | 0 | 0 | 0 | 0 | 0 | 0 | 0 | 0 | 0 | 0 | 0 | 0 | 0 | 0 | 0 | 0 | 0 | 0 | 0 | 0 | 0 | 0 | 0 | 0 | 0 | 0 | 0 | 0 | 0 | 0 | 0 | 0 | 0 | 1 | 0 | 1 | 1 | 1 | 0 | 1 | 0 | 1 | 0 | 0 | 0 | 0 | 1 | 0 | 0 | 0 | 0 | Southern_PGAE_Li_Battery_4hr | Southern_PGAE_Li_Battery_8hr | Southern_PGAE_Solar |  | Central_Valley_North_Los_Banos_Wind |  |  |  | Southern_PGAE | Central_Valley_North_Los_Banos
PG&E FRESNO | Herndon | 230 | CA | 93722 | FRESNO | 8 | 0 | 0 | 0 | 0 | 0 | 0 | 0 | 0 | 0 | 0 | 0 | 0 | 0 | 0 | 0 | 0 | 0 | 0 | 0 | 0 | 0 | 0 | 0 | 0 | 0 | 0 | 0 | 0 | 0 | 0 | 0 | 0 | 0 | 0 | 0 | 0 | 0 | 0 | 0 | 0 | 0 | 0 | 0 | 0 | 0 | 0 | 0 | 0 | 0 | 0 | 0 | 0 | 0 | 0 | 0 | 0 | 0 | 0 | 0 | 1 | 0 | 0 | 0 | 0 | 0 | 0 | 0 | 0 | 0 | 0 | 0 | 0 | 0 | 0 | 0 | 0 | 0 | 0 | 0 | 1 | 0 | 1 | 1 | 1 | 0 | 1 | 0 | 1 | 0 | 0 | 0 | 0 | 1 | 0 | 0 | 0 | 0 | Southern_PGAE_Li_Battery_4hr | Southern_PGAE_Li_Battery_8hr | Southern_PGAE_Solar |  | Central_Valley_North_Los_Banos_Wind |  |  |  | Southern_PGAE | Central_Valley_North_Los_Banos
PG&E GBA | Hicks | 230 | CA | 95124 | SANTA CLARA | 3 | 0 | 0 | 0 | 0 | 0 | 0 | 0 | 0 | 0 | 0 | 0 | 0 | 0 | 0 | 0 | 0 | 0 | 0 | 0 | 0 | 0 | 0 | 0 | 0 | 0 | 0 | 0 | 0 | 0 | 0 | 0 | 0 | 0 | 0 | 0 | 0 | 0 | 0 | 0 | 0 | 0 | 0 | 0 | 0 | 0 | 0 | 0 | 0 | 0 | 0 | 0 | 0 | 1 | 0 | 0 | 0 | 0 | 0 | 0 | 1 | 0 | 0 | 0 | 0 | 0 | 0 | 0 | 0 | 0 | 0 | 0 | 0 | 0 | 0 | 0 | 0 | 0 | 0 | 0 | 0 | 0 | 0 | 0 | 0 | 0 | 0 | 0 | 0 | 0 | 0 | 0 | 0 | 0 | 0 | 0 | 0 | 1 | Northern_California_Li_Battery_4hr | Northern_California_Li_Battery_8hr | Northern_California_Solar |  | Kern_Greater_Carrizo_Wind |  |  |  | Northern_California | Peninsula_Monterey
PG&E NGBA | Higgins | 115 | CA | 95949 | NEVADA | 7 | 0 | 0 | 0 | 0 | 0 | 0 | 0 | 0 | 0 | 0 | 0 | 0 | 0 | 0 | 0 | 0 | 0 | 0 | 0 | 0 | 0 | 0 | 0 | 0 | 0 | 0 | 0 | 0 | 0 | 0 | 0 | 0 | 0 | 0 | 0 | 0 | 0 | 0 | 0 | 1 | 0 | 0 | 1 | 0 | 0 | 1 | 1 | 1 | 0 | 0 | 0 | 0 | 0 | 0 | 0 | 0 | 0 | 0 | 0 | 1 | 1 | 0 | 0 | 0 | 0 | 0 | 0 | 0 | 0 | 0 | 0 | 0 | 0 | 0 | 0 | 0 | 0 | 0 | 0 | 0 | 0 | 0 | 0 | 0 | 0 | 0 | 0 | 0 | 0 | 0 | 0 | 0 | 0 | 0 | 0 | 0 | 0 | Northern_California_Li_Battery_4hr | Northern_California_Li_Battery_8hr | Northern_California_Solar |  | Northern_California_Wind |  |  |  | Northern_California | Northern_California
PG&E NGBA | Hilltop | 345 | CA | 96101 | MODOC | 1 | 0 | 0 | 0 | 0 | 0 | 0 | 0 | 0 | 0 | 0 | 0 | 0 | 0 | 0 | 0 | 0 | 0 | 0 | 0 | 0 | 0 | 0 | 0 | 0 | 0 | 0 | 0 | 0 | 0 | 0 | 0 | 0 | 0 | 0 | 0 | 0 | 0 | 0 | 0 | 1 | 0 | 0 | 0 | 0 | 0 | 0 | 0 | 0 | 0 | 0 | 0 | 0 | 0 | 0 | 0 | 0 | 0 | 0 | 0 | 0 | 0 | 0 | 0 | 0 | 0 | 0 | 0 | 0 | 0 | 0 | 0 | 0 | 0 | 0 | 0 | 0 | 0 | 0 | 0 | 0 | 0 | 0 | 0 | 0 | 0 | 0 | 0 | 0 | 0 | 0 | 0 | 0 | 0 | 0 | 0 | 0 | 0 | Northern_California_Li_Battery_4hr | Northern_California_Li_Battery_8hr | Northern_California_Solar |  | Northern_California_Wind |  |  |  | Northern_California | Northern_California
SCE Metro | Hinson | 230 | CA | 90810 | LOS ANGELES | 2 | 0 | 0 | 0 | 0 | 0 | 0 | 0 | 0 | 1 | 1 | 0 | 0 | 0 | 0 | 0 | 0 | 0 | 0 | 0 | 0 | 0 | 0 | 0 | 0 | 0 | 0 | 0 | 0 | 0 | 0 | 0 | 0 | 0 | 0 | 0 | 0 | 0 | 0 | 0 | 0 | 0 | 0 | 0 | 0 | 0 | 0 | 0 | 0 | 0 | 0 | 0 | 0 | 0 | 0 | 0 | 0 | 0 | 0 | 0 | 0 | 0 | 0 | 0 | 0 | 0 | 0 | 0 | 0 | 0 | 0 | 0 | 0 | 0 | 0 | 0 | 0 | 0 | 0 | 0 | 0 | 0 | 0 | 0 | 0 | 0 | 0 | 0 | 0 | 0 | 0 | 0 | 0 | 0 | 0 | 0 | 0 | 0 | Greater_LA_Li_Battery_4hr | Greater_LA_Li_Battery_8hr | Greater_LA_Solar |  | 0 |  |  |  | Greater_LA | Greater_LA
PG&E GBA | Hollister | 115 | CA | 95023 | SAN BENITO | 4 | 0 | 0 | 0 | 0 | 0 | 0 | 0 | 0 | 0 | 0 | 0 | 0 | 0 | 0 | 0 | 0 | 0 | 0 | 0 | 0 | 0 | 0 | 0 | 0 | 0 | 0 | 0 | 0 | 0 | 0 | 0 | 0 | 0 | 0 | 0 | 0 | 0 | 0 | 0 | 0 | 0 | 0 | 0 | 0 | 0 | 0 | 0 | 0 | 0 | 0 | 0 | 0 | 0 | 0 | 0 | 1 | 0 | 0 | 0 | 1 | 0 | 0 | 0 | 0 | 1 | 0 | 0 | 0 | 0 | 0 | 0 | 0 | 0 | 0 | 0 | 0 | 0 | 0 | 0 | 0 | 0 | 0 | 0 | 0 | 0 | 0 | 0 | 0 | 0 | 0 | 0 | 0 | 0 | 0 | 0 | 0 | 1 | Southern_PGAE_Li_Battery_4hr | Southern_PGAE_Li_Battery_8hr | Southern_PGAE_Solar |  | Kern_Greater_Carrizo_Wind |  |  |  | Southern_PGAE | Peninsula_Monterey
PG&E NGBA | Homestake | 115 | CA | 94558 | NAPA | 6 | 0 | 0 | 0 | 0 | 0 | 0 | 0 | 0 | 0 | 0 | 0 | 0 | 0 | 0 | 0 | 0 | 0 | 0 | 0 | 0 | 0 | 0 | 0 | 0 | 0 | 0 | 0 | 0 | 0 | 0 | 0 | 0 | 0 | 0 | 0 | 0 | 0 | 0 | 0 | 1 | 0 | 1 | 0 | 0 | 0 | 0 | 0 | 0 | 0 | 0 | 0 | 0 | 1 | 0 | 1 | 1 | 0 | 0 | 0 | 0 | 0 | 0 | 0 | 0 | 0 | 0 | 1 | 0 | 0 | 0 | 0 | 0 | 0 | 0 | 0 | 0 | 0 | 0 | 0 | 0 | 0 | 0 | 0 | 0 | 0 | 0 | 0 | 0 | 0 | 0 | 0 | 0 | 0 | 0 | 0 | 0 | 0 | Northern_California_Li_Battery_4hr | Northern_California_Li_Battery_8hr | Northern_California_Solar |  | Northern_California_Wind |  |  |  | Northern_California | Northern_California
PG&E NGBA | Honcut | 115 | CA | 95965 | BUTTE | 7 | 0 | 0 | 0 | 0 | 0 | 0 | 0 | 0 | 0 | 0 | 0 | 0 | 0 | 0 | 0 | 0 | 0 | 0 | 0 | 0 | 0 | 0 | 0 | 0 | 0 | 0 | 0 | 0 | 0 | 0 | 0 | 0 | 0 | 0 | 0 | 0 | 0 | 0 | 0 | 1 | 0 | 0 | 0 | 0 | 1 | 1 | 1 | 1 | 0 | 0 | 0 | 0 | 0 | 0 | 0 | 0 | 0 | 0 | 0 | 1 | 1 | 0 | 0 | 0 | 0 | 0 | 0 | 0 | 0 | 0 | 0 | 0 | 0 | 0 | 0 | 0 | 0 | 0 | 0 | 0 | 0 | 0 | 0 | 0 | 0 | 0 | 0 | 0 | 0 | 0 | 0 | 0 | 0 | 0 | 0 | 0 | 0 | Northern_California_Li_Battery_4hr | Northern_California_Li_Battery_8hr | Northern_California_Solar |  | Northern_California_Wind |  |  |  | Northern_California | Northern_California
SDGE | Hoodoo Wash | 500 | AZ | 85347 | YUMA | 3 | 0 | 0 | 0 | 0 | 0 | 0 | 0 | 0 | 0 | 0 | 0 | 0 | 0 | 0 | 0 | 0 | 0 | 0 | 0 | 0 | 0 | 0 | 0 | 0 | 1 | 0 | 0 | 0 | 0 | 0 | 0 | 1 | 1 | 0 | 0 | 0 | 0 | 0 | 0 | 0 | 0 | 0 | 0 | 0 | 0 | 0 | 0 | 0 | 0 | 0 | 0 | 0 | 0 | 0 | 0 | 0 | 0 | 0 | 0 | 0 | 0 | 0 | 0 | 0 | 0 | 0 | 0 | 0 | 0 | 0 | 0 | 0 | 0 | 0 | 0 | 0 | 0 | 0 | 0 | 0 | 0 | 0 | 0 | 0 | 0 | 0 | 0 | 0 | 0 | 0 | 0 | 0 | 0 | 0 | 0 | 0 | 0 | Arizona_Li_Battery_4hr | Arizona_Li_Battery_8hr | Arizona_Solar |  | 0 |  |  |  | Arizona | Arizona
PG&E NGBA | Hopland | 115 | CA | 95449 | MENDOCINO | 3 | 0 | 0 | 0 | 0 | 0 | 0 | 0 | 0 | 0 | 0 | 0 | 0 | 0 | 0 | 0 | 0 | 0 | 0 | 0 | 0 | 0 | 0 | 0 | 0 | 0 | 0 | 0 | 0 | 0 | 0 | 0 | 0 | 0 | 0 | 0 | 0 | 0 | 0 | 0 | 1 | 0 | 0 | 0 | 0 | 0 | 0 | 0 | 0 | 0 | 0 | 0 | 0 | 1 | 0 | 0 | 0 | 0 | 0 | 0 | 0 | 0 | 0 | 0 | 0 | 0 | 0 | 1 | 0 | 0 | 0 | 0 | 0 | 0 | 0 | 0 | 0 | 0 | 0 | 0 | 0 | 0 | 0 | 0 | 0 | 0 | 0 | 0 | 0 | 0 | 0 | 0 | 0 | 0 | 0 | 0 | 0 | 0 | Northern_California_Li_Battery_4hr | Northern_California_Li_Battery_8hr | Northern_California_Solar |  | Northern_California_Wind |  |  |  | Northern_California | Mendocino_Marin
PG&E NGBA | Hopland | 60 | CA | 95449 | MENDOCINO | 3 | 0 | 0 | 0 | 0 | 0 | 0 | 0 | 0 | 0 | 0 | 0 | 0 | 0 | 0 | 0 | 0 | 0 | 0 | 0 | 0 | 0 | 0 | 0 | 0 | 0 | 0 | 0 | 0 | 0 | 0 | 0 | 0 | 0 | 0 | 0 | 0 | 0 | 0 | 0 | 1 | 0 | 0 | 0 | 0 | 0 | 0 | 0 | 0 | 0 | 0 | 0 | 0 | 1 | 0 | 0 | 0 | 0 | 0 | 0 | 0 | 0 | 0 | 0 | 0 | 0 | 0 | 1 | 0 | 0 | 0 | 0 | 0 | 0 | 0 | 0 | 0 | 0 | 0 | 0 | 0 | 0 | 0 | 0 | 0 | 0 | 0 | 0 | 0 | 0 | 0 | 0 | 0 | 0 | 0 | 0 | 0 | 0 | Northern_California_Li_Battery_4hr | Northern_California_Li_Battery_8hr | Northern_California_Solar |  | Northern_California_Wind |  |  |  | Northern_California | Mendocino_Marin
PG&E NGBA | Humboldt | 115 | CA | 95503 | HUMBOLDT | 1 | 0 | 0 | 0 | 0 | 0 | 0 | 0 | 0 | 0 | 0 | 0 | 0 | 0 | 0 | 0 | 0 | 0 | 0 | 0 | 0 | 0 | 0 | 0 | 0 | 0 | 0 | 0 | 0 | 0 | 0 | 0 | 0 | 0 | 0 | 0 | 0 | 0 | 0 | 0 | 1 | 0 | 0 | 0 | 0 | 0 | 0 | 0 | 0 | 0 | 0 | 0 | 0 | 0 | 0 | 0 | 0 | 0 | 0 | 0 | 0 | 0 | 0 | 0 | 0 | 0 | 0 | 0 | 0 | 0 | 0 | 0 | 0 | 0 | 0 | 0 | 0 | 0 | 0 | 0 | 0 | 0 | 0 | 0 | 0 | 0 | 0 | 0 | 0 | 0 | 0 | 0 | 0 | 0 | 0 | 0 | 0 | 0 | Northern_California_Li_Battery_4hr | Northern_California_Li_Battery_8hr | Northern_California_Solar |  | Humboldt_Wind |  | Humboldt_Bay_Offshore_Wind |  | Northern_California | Humboldt
PG&E NGBA | Humboldt | 60 | CA | 95503 | HUMBOLDT | 1 | 0 | 0 | 0 | 0 | 0 | 0 | 0 | 0 | 0 | 0 | 0 | 0 | 0 | 0 | 0 | 0 | 0 | 0 | 0 | 0 | 0 | 0 | 0 | 0 | 0 | 0 | 0 | 0 | 0 | 0 | 0 | 0 | 0 | 0 | 0 | 0 | 0 | 0 | 0 | 1 | 0 | 0 | 0 | 0 | 0 | 0 | 0 | 0 | 0 | 0 | 0 | 0 | 0 | 0 | 0 | 0 | 0 | 0 | 0 | 0 | 0 | 0 | 0 | 0 | 0 | 0 | 0 | 0 | 0 | 0 | 0 | 0 | 0 | 0 | 0 | 0 | 0 | 0 | 0 | 0 | 0 | 0 | 0 | 0 | 0 | 0 | 0 | 0 | 0 | 0 | 0 | 0 | 0 | 0 | 0 | 0 | 0 | Northern_California_Li_Battery_4hr | Northern_California_Li_Battery_8hr | Northern_California_Solar |  | Humboldt_Wind |  |  |  | Northern_California | Humboldt
PG&E NGBA | Humboldt | 500 | CA |  |  | 2 | 0 | 0 | 0 | 0 | 0 | 0 | 0 | 0 | 0 | 0 | 0 | 0 | 0 | 0 | 0 | 0 | 0 | 0 | 0 | 0 | 0 | 0 | 0 | 0 | 0 | 0 | 0 | 0 | 0 | 0 | 0 | 0 | 0 | 0 | 0 | 0 | 0 | 0 | 0 | 1 | 0 | 0 | 0 | 0 | 0 | 0 | 0 | 0 | 1 | 0 | 0 | 0 | 0 | 0 | 0 | 0 | 0 | 0 | 0 | 0 | 0 | 0 | 0 | 0 | 0 | 0 | 0 | 0 | 0 | 0 | 0 | 0 | 0 | 0 | 0 | 0 | 0 | 0 | 0 | 0 | 0 | 0 | 0 | 0 | 0 | 0 | 0 | 0 | 0 | 0 | 0 | 0 | 0 | 0 | 0 | 0 | 0 | Northern_California_Li_Battery_4hr | Northern_California_Li_Battery_8hr | Northern_California_Solar |  | Humboldt_Wind |  | Humboldt_Bay_Offshore_Wind |  | Northern_California | Humboldt
SCE Metro | Huntington Beach | 230 | CA | 92646 | ORANGE | 1 | 0 | 0 | 0 | 0 | 0 | 0 | 0 | 0 | 0 | 1 | 0 | 0 | 0 | 0 | 0 | 0 | 0 | 0 | 0 | 0 | 0 | 0 | 0 | 0 | 0 | 0 | 0 | 0 | 0 | 0 | 0 | 0 | 0 | 0 | 0 | 0 | 0 | 0 | 0 | 0 | 0 | 0 | 0 | 0 | 0 | 0 | 0 | 0 | 0 | 0 | 0 | 0 | 0 | 0 | 0 | 0 | 0 | 0 | 0 | 0 | 0 | 0 | 0 | 0 | 0 | 0 | 0 | 0 | 0 | 0 | 0 | 0 | 0 | 0 | 0 | 0 | 0 | 0 | 0 | 0 | 0 | 0 | 0 | 0 | 0 | 0 | 0 | 0 | 0 | 0 | 0 | 0 | 0 | 0 | 0 | 0 | 0 | Greater_LA_Li_Battery_4hr | Greater_LA_Li_Battery_8hr | Greater_LA_Solar |  | 0 |  |  |  | Greater_LA | Greater_LA
PG&E NGBA | Ignacio | 115 | CA | 94945 | MARIN | 7 | 0 | 0 | 0 | 0 | 0 | 0 | 0 | 0 | 0 | 0 | 0 | 0 | 0 | 0 | 0 | 0 | 0 | 0 | 0 | 0 | 0 | 0 | 0 | 0 | 0 | 0 | 0 | 0 | 0 | 0 | 0 | 0 | 0 | 0 | 0 | 0 | 0 | 0 | 0 | 1 | 0 | 0 | 0 | 0 | 0 | 0 | 0 | 0 | 0 | 0 | 0 | 0 | 1 | 1 | 1 | 1 | 0 | 0 | 0 | 1 | 0 | 0 | 0 | 0 | 0 | 1 | 0 | 0 | 0 | 0 | 0 | 0 | 0 | 0 | 0 | 0 | 0 | 0 | 0 | 0 | 0 | 0 | 0 | 0 | 0 | 0 | 0 | 0 | 0 | 0 | 0 | 0 | 0 | 0 | 0 | 0 | 0 | Northern_California_Li_Battery_4hr | Northern_California_Li_Battery_8hr | Northern_California_Solar |  | Northern_California_Wind |  |  |  | Northern_California | Mendocino_Marin
PG&E NGBA | Ignacio | 230 | CA | 94945 | MARIN | 3 | 0 | 0 | 0 | 0 | 0 | 0 | 0 | 0 | 0 | 0 | 0 | 0 | 0 | 0 | 0 | 0 | 0 | 0 | 0 | 0 | 0 | 0 | 0 | 0 | 0 | 0 | 0 | 0 | 0 | 0 | 0 | 0 | 0 | 0 | 0 | 0 | 0 | 0 | 0 | 1 | 0 | 0 | 0 | 0 | 0 | 0 | 0 | 0 | 0 | 0 | 0 | 0 | 1 | 0 | 0 | 0 | 0 | 0 | 0 | 0 | 0 | 0 | 0 | 0 | 0 | 0 | 1 | 0 | 0 | 0 | 0 | 0 | 0 | 0 | 0 | 0 | 0 | 0 | 0 | 0 | 0 | 0 | 0 | 0 | 0 | 0 | 0 | 0 | 0 | 0 | 0 | 0 | 0 | 0 | 0 | 0 | 0 | Northern_California_Li_Battery_4hr | Northern_California_Li_Battery_8hr | Northern_California_Solar |  | Northern_California_Wind |  |  |  | Northern_California | Mendocino_Marin
PG&E NGBA | Ignacio | 60 | CA | 94945 | MARIN | 3 | 0 | 0 | 0 | 0 | 0 | 0 | 0 | 0 | 0 | 0 | 0 | 0 | 0 | 0 | 0 | 0 | 0 | 0 | 0 | 0 | 0 | 0 | 0 | 0 | 0 | 0 | 0 | 0 | 0 | 0 | 0 | 0 | 0 | 0 | 0 | 0 | 0 | 0 | 0 | 1 | 0 | 0 | 0 | 0 | 0 | 0 | 0 | 0 | 0 | 0 | 0 | 0 | 1 | 0 | 0 | 0 | 0 | 0 | 0 | 0 | 0 | 0 | 0 | 0 | 0 | 0 | 1 | 0 | 0 | 0 | 0 | 0 | 0 | 0 | 0 | 0 | 0 | 0 | 0 | 0 | 0 | 0 | 0 | 0 | 0 | 0 | 0 | 0 | 0 | 0 | 0 | 0 | 0 | 0 | 0 | 0 | 0 | Northern_California_Li_Battery_4hr | Northern_California_Li_Battery_8hr | Northern_California_Solar |  | Northern_California_Wind |  |  |  | Northern_California | Mendocino_Marin
SDGE | Imperial Beach | 69 | CA | 92154 | San Diego | 4 | 0 | 0 | 0 | 0 | 0 | 0 | 0 | 0 | 0 | 0 | 0 | 0 | 0 | 0 | 0 | 0 | 0 | 0 | 0 | 0 | 0 | 0 | 0 | 0 | 0 | 0 | 0 | 0 | 0 | 0 | 1 | 0 | 1 | 0 | 0 | 1 | 1 | 0 | 0 | 0 | 0 | 0 | 0 | 0 | 0 | 0 | 0 | 0 | 0 | 0 | 0 | 0 | 0 | 0 | 0 | 0 | 0 | 0 | 0 | 0 | 0 | 0 | 0 | 0 | 0 | 0 | 0 | 0 | 0 | 0 | 0 | 0 | 0 | 0 | 0 | 0 | 0 | 0 | 0 | 0 | 0 | 0 | 0 | 0 | 0 | 0 | 0 | 0 | 0 | 0 | 0 | 0 | 0 | 0 | 0 | 0 | 0 | San_Diego_Li_Battery_4hr | San_Diego_Li_Battery_8hr | San_Diego_Solar |  | 0 |  |  |  | Greater_SD | Greater_SD
SDGE | Imperial Valley | 230 | CA | 92251 | IMPERIAL | 6 | 0 | 0 | 0 | 0 | 0 | 0 | 0 | 0 | 0 | 0 | 0 | 0 | 0 | 0 | 0 | 0 | 0 | 0 | 0 | 0 | 0 | 0 | 0 | 0 | 0 | 0 | 0 | 0 | 1 | 0 | 1 | 1 | 1 | 0 | 0 | 1 | 1 | 0 | 0 | 0 | 0 | 0 | 0 | 0 | 0 | 0 | 0 | 0 | 0 | 0 | 0 | 0 | 0 | 0 | 0 | 0 | 0 | 0 | 0 | 0 | 0 | 0 | 0 | 0 | 0 | 0 | 0 | 0 | 0 | 0 | 0 | 0 | 0 | 0 | 0 | 0 | 0 | 0 | 0 | 0 | 0 | 0 | 0 | 0 | 0 | 0 | 0 | 0 | 0 | 0 | 0 | 0 | 0 | 0 | 0 | 0 | 0 | Greater_Imperial_Li_Battery_4hr | Greater_Imperial_Li_Battery_8hr | Greater_Imperial_Solar | Greater_Imperial_Geothermal | Greater_Imperial_Wind |  |  |  | Greater_Imperial | Greater_Imperial
SDGE | Imperial Valley | 500 | CA | 92251 | IMPERIAL | 6 | 0 | 0 | 0 | 0 | 0 | 0 | 0 | 0 | 0 | 0 | 0 | 0 | 0 | 0 | 0 | 0 | 0 | 0 | 0 | 0 | 0 | 0 | 0 | 0 | 0 | 0 | 0 | 0 | 1 | 0 | 1 | 1 | 1 | 0 | 0 | 1 | 1 | 0 | 0 | 0 | 0 | 0 | 0 | 0 | 0 | 0 | 0 | 0 | 0 | 0 | 0 | 0 | 0 | 0 | 0 | 0 | 0 | 0 | 0 | 0 | 0 | 0 | 0 | 0 | 0 | 0 | 0 | 0 | 0 | 0 | 0 | 0 | 0 | 0 | 0 | 0 | 0 | 0 | 0 | 0 | 0 | 0 | 0 | 0 | 0 | 0 | 0 | 0 | 0 | 0 | 0 | 0 | 0 | 0 | 0 | 0 | 0 | Greater_Imperial_Li_Battery_4hr | Greater_Imperial_Li_Battery_8hr | Greater_Imperial_Solar | Greater_Imperial_Geothermal | Greater_Imperial_Wind |  |  |  | Greater_Imperial | Greater_Imperial
EOP | Innovation | 138 | NV | 89020 | NYE | 3 | 0 | 0 | 0 | 0 | 0 | 0 | 0 | 0 | 0 | 0 | 0 | 0 | 0 | 0 | 0 | 0 | 0 | 0 | 0 | 0 | 0 | 0 | 1 | 1 | 1 | 0 | 0 | 0 | 0 | 0 | 0 | 0 | 0 | 0 | 0 | 0 | 0 | 0 | 0 | 0 | 0 | 0 | 0 | 0 | 0 | 0 | 0 | 0 | 0 | 0 | 0 | 0 | 0 | 0 | 0 | 0 | 0 | 0 | 0 | 0 | 0 | 0 | 0 | 0 | 0 | 0 | 0 | 0 | 0 | 0 | 0 | 0 | 0 | 0 | 0 | 0 | 0 | 0 | 0 | 0 | 0 | 0 | 0 | 0 | 0 | 0 | 0 | 0 | 0 | 0 | 0 | 0 | 0 | 0 | 0 | 0 | 0 | Southern_NV_Eldorado_Li_Battery_4hr | Southern_NV_Eldorado_Li_Battery_8hr | Southern_NV_Eldorado_Solar |  | Southern_NV_Eldorado_Wind |  |  |  | Southern_NV_Eldorado | Southern_NV_Eldorado
EOP | Innovation | 230 | NV | 89020 | NYE | 3 | 0 | 0 | 0 | 0 | 0 | 0 | 0 | 0 | 0 | 0 | 0 | 0 | 0 | 0 | 0 | 0 | 0 | 0 | 0 | 0 | 0 | 0 | 1 | 1 | 1 | 0 | 0 | 0 | 0 | 0 | 0 | 0 | 0 | 0 | 0 | 0 | 0 | 0 | 0 | 0 | 0 | 0 | 0 | 0 | 0 | 0 | 0 | 0 | 0 | 0 | 0 | 0 | 0 | 0 | 0 | 0 | 0 | 0 | 0 | 0 | 0 | 0 | 0 | 0 | 0 | 0 | 0 | 0 | 0 | 0 | 0 | 0 | 0 | 0 | 0 | 0 | 0 | 0 | 0 | 0 | 0 | 0 | 0 | 0 | 0 | 0 | 0 | 0 | 0 | 0 | 0 | 0 | 0 | 0 | 0 | 0 | 0 | Southern_NV_Eldorado_Li_Battery_4hr | Southern_NV_Eldorado_Li_Battery_8hr | Southern_NV_Eldorado_Solar |  | Southern_NV_Eldorado_Wind |  |  |  | Southern_NV_Eldorado | Southern_NV_Eldorado
SCE NOL | Inyokern | 115 | CA | 93555 | KERN | 3 | 0 | 0 | 0 | 0 | 0 | 0 | 0 | 0 | 0 | 0 | 0 | 1 | 1 | 1 | 0 | 0 | 0 | 0 | 0 | 0 | 0 | 0 | 0 | 0 | 0 | 0 | 0 | 0 | 0 | 0 | 0 | 0 | 0 | 0 | 0 | 0 | 0 | 0 | 0 | 0 | 0 | 0 | 0 | 0 | 0 | 0 | 0 | 0 | 0 | 0 | 0 | 0 | 0 | 0 | 0 | 0 | 0 | 0 | 0 | 0 | 0 | 0 | 0 | 0 | 0 | 0 | 0 | 0 | 0 | 0 | 0 | 0 | 0 | 0 | 0 | 0 | 0 | 0 | 0 | 0 | 0 | 0 | 0 | 0 | 0 | 0 | 0 | 0 | 0 | 0 | 0 | 0 | 0 | 0 | 0 | 0 | 0 | Greater_Kramer_Li_Battery_4hr | Greater_Kramer_Li_Battery_8hr | Greater_Kramer_Solar | Inyokern_North_Kramer_Geothermal | Greater_Kramer_Wind |  |  |  | Greater_Kramer | Greater_Kramer (Exclude)
EOP | IS Tap | 138 | NV |  |  | 3 | 0 | 0 | 0 | 0 | 0 | 0 | 0 | 0 | 0 | 0 | 0 | 0 | 0 | 0 | 0 | 0 | 0 | 0 | 0 | 0 | 0 | 0 | 1 | 1 | 1 | 0 | 0 | 0 | 0 | 0 | 0 | 0 | 0 | 0 | 0 | 0 | 0 | 0 | 0 | 0 | 0 | 0 | 0 | 0 | 0 | 0 | 0 | 0 | 0 | 0 | 0 | 0 | 0 | 0 | 0 | 0 | 0 | 0 | 0 | 0 | 0 | 0 | 0 | 0 | 0 | 0 | 0 | 0 | 0 | 0 | 0 | 0 | 0 | 0 | 0 | 0 | 0 | 0 | 0 | 0 | 0 | 0 | 0 | 0 | 0 | 0 | 0 | 0 | 0 | 0 | 0 | 0 | 0 | 0 | 0 | 0 | 0 | Southern_NV_Eldorado_Li_Battery_4hr | Southern_NV_Eldorado_Li_Battery_8hr | Southern_NV_Eldorado_Solar |  | Southern_NV_Eldorado_Wind |  |  |  | Southern_NV_Eldorado | Southern_NV_Eldorado
EOP | Ivanpah | 115 | CA | 92364 | SAN BERNARDINO | 2 | 0 | 0 | 0 | 0 | 0 | 0 | 0 | 0 | 0 | 0 | 0 | 0 | 0 | 0 | 0 | 0 | 0 | 0 | 0 | 0 | 0 | 0 | 0 | 1 | 1 | 0 | 0 | 0 | 0 | 0 | 0 | 0 | 0 | 0 | 0 | 0 | 0 | 0 | 0 | 0 | 0 | 0 | 0 | 0 | 0 | 0 | 0 | 0 | 0 | 0 | 0 | 0 | 0 | 0 | 0 | 0 | 0 | 0 | 0 | 0 | 0 | 0 | 0 | 0 | 0 | 0 | 0 | 0 | 0 | 0 | 0 | 0 | 0 | 0 | 0 | 0 | 0 | 0 | 0 | 0 | 0 | 0 | 0 | 0 | 0 | 0 | 0 | 0 | 0 | 0 | 0 | 0 | 0 | 0 | 0 | 0 | 0 | Southern_NV_Eldorado_Li_Battery_4hr | Southern_NV_Eldorado_Li_Battery_8hr | Southern_NV_Eldorado_Solar |  | Southern_NV_Eldorado_Wind |  |  |  | Southern_NV_Eldorado | Southern_NV_Eldorado
EOP | Ivanpah | 230 | CA | 92364 | SAN BERNARDINO | 2 | 0 | 0 | 0 | 0 | 0 | 0 | 0 | 0 | 0 | 0 | 0 | 0 | 0 | 0 | 0 | 0 | 0 | 0 | 0 | 0 | 0 | 0 | 0 | 1 | 1 | 0 | 0 | 0 | 0 | 0 | 0 | 0 | 0 | 0 | 0 | 0 | 0 | 0 | 0 | 0 | 0 | 0 | 0 | 0 | 0 | 0 | 0 | 0 | 0 | 0 | 0 | 0 | 0 | 0 | 0 | 0 | 0 | 0 | 0 | 0 | 0 | 0 | 0 | 0 | 0 | 0 | 0 | 0 | 0 | 0 | 0 | 0 | 0 | 0 | 0 | 0 | 0 | 0 | 0 | 0 | 0 | 0 | 0 | 0 | 0 | 0 | 0 | 0 | 0 | 0 | 0 | 0 | 0 | 0 | 0 | 0 | 0 | Southern_NV_Eldorado_Li_Battery_4hr | Southern_NV_Eldorado_Li_Battery_8hr | Southern_NV_Eldorado_Solar |  | Southern_NV_Eldorado_Wind |  |  |  | Southern_NV_Eldorado | Southern_NV_Eldorado
EOP | Jackass (DOE) | 138 | NV | 89020 | NYE | 3 | 0 | 0 | 0 | 0 | 0 | 0 | 0 | 0 | 0 | 0 | 0 | 0 | 0 | 0 | 0 | 0 | 0 | 0 | 0 | 0 | 0 | 0 | 1 | 1 | 1 | 0 | 0 | 0 | 0 | 0 | 0 | 0 | 0 | 0 | 0 | 0 | 0 | 0 | 0 | 0 | 0 | 0 | 0 | 0 | 0 | 0 | 0 | 0 | 0 | 0 | 0 | 0 | 0 | 0 | 0 | 0 | 0 | 0 | 0 | 0 | 0 | 0 | 0 | 0 | 0 | 0 | 0 | 0 | 0 | 0 | 0 | 0 | 0 | 0 | 0 | 0 | 0 | 0 | 0 | 0 | 0 | 0 | 0 | 0 | 0 | 0 | 0 | 0 | 0 | 0 | 0 | 0 | 0 | 0 | 0 | 0 | 0 | Southern_NV_Eldorado_Li_Battery_4hr | Southern_NV_Eldorado_Li_Battery_8hr | Southern_NV_Eldorado_Solar |  | Southern_NV_Eldorado_Wind |  |  |  | Southern_NV_Eldorado | Southern_NV_Eldorado
PG&E NGBA | James B Black | 230 | CA | 96065 | SHASTA | 1 | 0 | 0 | 0 | 0 | 0 | 0 | 0 | 0 | 0 | 0 | 0 | 0 | 0 | 0 | 0 | 0 | 0 | 0 | 0 | 0 | 0 | 0 | 0 | 0 | 0 | 0 | 0 | 0 | 0 | 0 | 0 | 0 | 0 | 0 | 0 | 0 | 0 | 0 | 0 | 1 | 0 | 0 | 0 | 0 | 0 | 0 | 0 | 0 | 0 | 0 | 0 | 0 | 0 | 0 | 0 | 0 | 0 | 0 | 0 | 0 | 0 | 0 | 0 | 0 | 0 | 0 | 0 | 0 | 0 | 0 | 0 | 0 | 0 | 0 | 0 | 0 | 0 | 0 | 0 | 0 | 0 | 0 | 0 | 0 | 0 | 0 | 0 | 0 | 0 | 0 | 0 | 0 | 0 | 0 | 0 | 0 | 0 | Northern_California_Li_Battery_4hr | Northern_California_Li_Battery_8hr | Northern_California_Solar |  | Northern_California_Wind |  |  |  | Northern_California | Northern_California
PG&E GBA | Jefferson | 230 | CA | 92253 | Riverside | 3 | 0 | 0 | 0 | 0 | 0 | 0 | 0 | 0 | 0 | 0 | 0 | 0 | 0 | 0 | 0 | 0 | 0 | 0 | 0 | 0 | 0 | 0 | 0 | 0 | 0 | 0 | 0 | 0 | 0 | 0 | 0 | 0 | 0 | 0 | 0 | 0 | 0 | 0 | 0 | 0 | 0 | 0 | 0 | 0 | 0 | 0 | 0 | 0 | 0 | 0 | 0 | 0 | 1 | 0 | 0 | 0 | 0 | 0 | 0 | 1 | 0 | 0 | 0 | 0 | 0 | 0 | 0 | 0 | 0 | 0 | 0 | 0 | 0 | 0 | 0 | 0 | 0 | 0 | 0 | 0 | 0 | 0 | 0 | 0 | 0 | 0 | 0 | 0 | 0 | 0 | 0 | 0 | 0 | 0 | 0 | 0 | 1 | Riverside_Li_Battery_4hr | Riverside_Li_Battery_8hr | Riverside_Solar |  | Riverside_Palm_Springs_Wind |  |  |  | Riverside | Riverside
PG&E NGBA | Jessup | 115 | CA | 96007 | SHASTA | 1 | 0 | 0 | 0 | 0 | 0 | 0 | 0 | 0 | 0 | 0 | 0 | 0 | 0 | 0 | 0 | 0 | 0 | 0 | 0 | 0 | 0 | 0 | 0 | 0 | 0 | 0 | 0 | 0 | 0 | 0 | 0 | 0 | 0 | 0 | 0 | 0 | 0 | 0 | 0 | 1 | 0 | 0 | 0 | 0 | 0 | 0 | 0 | 0 | 0 | 0 | 0 | 0 | 0 | 0 | 0 | 0 | 0 | 0 | 0 | 0 | 0 | 0 | 0 | 0 | 0 | 0 | 0 | 0 | 0 | 0 | 0 | 0 | 0 | 0 | 0 | 0 | 0 | 0 | 0 | 0 | 0 | 0 | 0 | 0 | 0 | 0 | 0 | 0 | 0 | 0 | 0 | 0 | 0 | 0 | 0 | 0 | 0 | Northern_California_Li_Battery_4hr | Northern_California_Li_Battery_8hr | Northern_California_Solar |  | Northern_California_Wind |  |  |  | Northern_California | Northern_California
SCE Metro | Johanna | 230 | CA | 92705 | ORANGE | 1 | 0 | 0 | 0 | 0 | 0 | 0 | 0 | 0 | 0 | 1 | 0 | 0 | 0 | 0 | 0 | 0 | 0 | 0 | 0 | 0 | 0 | 0 | 0 | 0 | 0 | 0 | 0 | 0 | 0 | 0 | 0 | 0 | 0 | 0 | 0 | 0 | 0 | 0 | 0 | 0 | 0 | 0 | 0 | 0 | 0 | 0 | 0 | 0 | 0 | 0 | 0 | 0 | 0 | 0 | 0 | 0 | 0 | 0 | 0 | 0 | 0 | 0 | 0 | 0 | 0 | 0 | 0 | 0 | 0 | 0 | 0 | 0 | 0 | 0 | 0 | 0 | 0 | 0 | 0 | 0 | 0 | 0 | 0 | 0 | 0 | 0 | 0 | 0 | 0 | 0 | 0 | 0 | 0 | 0 | 0 | 0 | 0 | Greater_LA_Li_Battery_4hr | Greater_LA_Li_Battery_8hr | Greater_LA_Solar |  | 0 |  |  |  | Greater_LA | Greater_LA
SCE Eastern | Julian Hinds | 230 | CA | 92239 | RIVERSIDE | 3 | 0 | 0 | 0 | 0 | 0 | 0 | 0 | 0 | 0 | 0 | 0 | 0 | 0 | 0 | 0 | 0 | 0 | 0 | 1 | 1 | 0 | 1 | 0 | 0 | 0 | 0 | 0 | 0 | 0 | 0 | 0 | 0 | 0 | 0 | 0 | 0 | 0 | 0 | 0 | 0 | 0 | 0 | 0 | 0 | 0 | 0 | 0 | 0 | 0 | 0 | 0 | 0 | 0 | 0 | 0 | 0 | 0 | 0 | 0 | 0 | 0 | 0 | 0 | 0 | 0 | 0 | 0 | 0 | 0 | 0 | 0 | 0 | 0 | 0 | 0 | 0 | 0 | 0 | 0 | 0 | 0 | 0 | 0 | 0 | 0 | 0 | 0 | 0 | 0 | 0 | 0 | 0 | 0 | 0 | 0 | 0 | 0 | Riverside_Li_Battery_4hr | Riverside_Li_Battery_8hr | Riverside_Solar |  | Riverside_Palm_Springs_Wind |  |  |  | Riverside | Riverside (Exclude)
PG&E GBA | Kasson | 115 | CA | 95304 | SAN JOAQUIN | 3 | 0 | 0 | 0 | 0 | 0 | 0 | 0 | 0 | 0 | 0 | 0 | 0 | 0 | 0 | 0 | 0 | 0 | 0 | 0 | 0 | 0 | 0 | 0 | 0 | 0 | 0 | 0 | 0 | 0 | 0 | 0 | 0 | 0 | 0 | 0 | 0 | 0 | 0 | 0 | 0 | 0 | 0 | 0 | 0 | 0 | 1 | 0 | 0 | 0 | 0 | 0 | 0 | 0 | 0 | 0 | 1 | 0 | 0 | 0 | 1 | 0 | 0 | 0 | 0 | 0 | 0 | 0 | 0 | 0 | 0 | 0 | 0 | 0 | 0 | 0 | 0 | 0 | 0 | 0 | 0 | 0 | 0 | 0 | 0 | 0 | 0 | 0 | 0 | 0 | 0 | 0 | 0 | 0 | 0 | 0 | 0 | 0 | Northern_California_Li_Battery_4hr | Northern_California_Li_Battery_8hr | Northern_California_Solar |  | Solano_Wind |  |  |  | Northern_California | Solano
PG&E GBA | Kasson | 60 | CA | 95304 | SAN JOAQUIN | 4 | 0 | 0 | 0 | 0 | 0 | 0 | 0 | 0 | 0 | 0 | 0 | 0 | 0 | 0 | 0 | 0 | 0 | 0 | 0 | 0 | 0 | 0 | 0 | 0 | 0 | 0 | 0 | 0 | 0 | 0 | 0 | 0 | 0 | 0 | 0 | 0 | 0 | 0 | 0 | 0 | 0 | 0 | 0 | 0 | 0 | 1 | 0 | 0 | 0 | 0 | 0 | 0 | 0 | 0 | 0 | 1 | 0 | 0 | 0 | 1 | 0 | 0 | 0 | 1 | 0 | 0 | 0 | 0 | 0 | 0 | 0 | 0 | 0 | 0 | 0 | 0 | 0 | 0 | 0 | 0 | 0 | 0 | 0 | 0 | 0 | 0 | 0 | 0 | 0 | 0 | 0 | 0 | 0 | 0 | 0 | 0 | 0 | Northern_California_Li_Battery_4hr | Northern_California_Li_Battery_8hr | Northern_California_Solar |  | Solano_Wind |  |  |  | Northern_California | Solano
PG&E FRESNO | Kearney | 230 | CA |  |  | 9 | 0 | 0 | 0 | 0 | 0 | 0 | 0 | 0 | 0 | 0 | 0 | 0 | 0 | 0 | 0 | 0 | 0 | 0 | 0 | 0 | 0 | 0 | 0 | 0 | 0 | 0 | 0 | 0 | 0 | 0 | 0 | 0 | 0 | 0 | 0 | 0 | 0 | 0 | 0 | 0 | 0 | 0 | 0 | 0 | 0 | 1 | 0 | 0 | 0 | 0 | 0 | 0 | 0 | 0 | 0 | 0 | 0 | 0 | 0 | 0 | 0 | 0 | 0 | 0 | 0 | 0 | 0 | 0 | 0 | 0 | 0 | 0 | 0 | 0 | 0 | 0 | 0 | 0 | 1 | 1 | 0 | 1 | 1 | 1 | 0 | 1 | 0 | 1 | 0 | 1 | 0 | 0 | 0 | 0 | 0 | 0 | 0 | Southern_PGAE_Li_Battery_4hr | Southern_PGAE_Li_Battery_8hr | Southern_PGAE_Solar |  | Central_Valley_North_Los_Banos_Wind |  |  |  | Southern_PGAE | Central_Valley_North_Los_Banos
PG&E FRESNO | Kearney | 70 | CA |  |  | 11 | 0 | 0 | 0 | 0 | 0 | 0 | 0 | 0 | 0 | 0 | 0 | 0 | 0 | 0 | 0 | 0 | 0 | 0 | 0 | 0 | 0 | 0 | 0 | 0 | 0 | 0 | 0 | 0 | 0 | 0 | 0 | 0 | 0 | 0 | 0 | 0 | 0 | 0 | 0 | 0 | 0 | 0 | 0 | 0 | 0 | 1 | 0 | 0 | 0 | 0 | 0 | 0 | 0 | 0 | 0 | 0 | 0 | 0 | 0 | 0 | 0 | 0 | 0 | 0 | 0 | 0 | 0 | 0 | 0 | 0 | 0 | 0 | 0 | 0 | 0 | 0 | 0 | 0 | 1 | 0 | 0 | 1 | 1 | 1 | 1 | 1 | 0 | 1 | 1 | 1 | 0 | 0 | 1 | 0 | 0 | 0 | 0 | Southern_PGAE_Li_Battery_4hr | Southern_PGAE_Li_Battery_8hr | Southern_PGAE_Solar |  | Central_Valley_North_Los_Banos_Wind |  |  |  | Southern_PGAE | Central_Valley_North_Los_Banos
PG&E GBA | Kelso | 230 | CA | 94514 | ALAMEDA | 4 | 0 | 0 | 0 | 0 | 0 | 0 | 0 | 0 | 0 | 0 | 0 | 0 | 0 | 0 | 0 | 0 | 0 | 0 | 0 | 0 | 0 | 0 | 0 | 0 | 0 | 0 | 0 | 0 | 0 | 0 | 0 | 0 | 0 | 0 | 0 | 0 | 0 | 0 | 0 | 1 | 0 | 0 | 0 | 0 | 0 | 0 | 0 | 0 | 0 | 0 | 0 | 0 | 0 | 1 | 0 | 1 | 0 | 0 | 0 | 0 | 0 | 0 | 0 | 0 | 0 | 1 | 0 | 0 | 0 | 0 | 0 | 0 | 0 | 0 | 0 | 0 | 0 | 0 | 0 | 0 | 0 | 0 | 0 | 0 | 0 | 0 | 0 | 0 | 0 | 0 | 0 | 0 | 0 | 0 | 0 | 0 | 0 | Northern_California_Li_Battery_4hr | Northern_California_Li_Battery_8hr | Northern_California_Solar |  | Solano_Wind |  |  |  | Northern_California | Solano
PG&E FRESNO | Kerchoff 1 | 115 | CA | 93626 | Madera | 9 | 0 | 0 | 0 | 0 | 0 | 0 | 0 | 0 | 0 | 0 | 0 | 0 | 0 | 0 | 0 | 0 | 0 | 0 | 0 | 0 | 0 | 0 | 0 | 0 | 0 | 0 | 0 | 0 | 0 | 0 | 0 | 0 | 0 | 0 | 0 | 0 | 0 | 0 | 0 | 0 | 0 | 0 | 0 | 0 | 0 | 1 | 0 | 0 | 0 | 0 | 0 | 0 | 0 | 0 | 0 | 0 | 0 | 0 | 0 | 0 | 0 | 0 | 0 | 0 | 0 | 0 | 0 | 0 | 0 | 0 | 0 | 0 | 0 | 0 | 0 | 0 | 0 | 0 | 1 | 0 | 0 | 1 | 1 | 0 | 0 | 1 | 0 | 1 | 0 | 1 | 1 | 0 | 1 | 0 | 0 | 0 | 0 | Southern_PGAE_Li_Battery_4hr | Southern_PGAE_Li_Battery_8hr | Southern_PGAE_Solar |  | Central_Valley_North_Los_Banos_Wind |  |  |  | Southern_PGAE | Central_Valley_North_Los_Banos
PG&E KERN | Kern Oil | 115 | CA | 93308 | KERN | 5 | 0 | 0 | 0 | 0 | 0 | 0 | 0 | 0 | 0 | 0 | 0 | 0 | 0 | 0 | 0 | 0 | 0 | 0 | 0 | 0 | 0 | 0 | 0 | 0 | 0 | 0 | 0 | 0 | 0 | 0 | 0 | 0 | 0 | 0 | 0 | 0 | 0 | 0 | 0 | 0 | 0 | 0 | 0 | 0 | 0 | 0 | 0 | 0 | 0 | 0 | 0 | 0 | 0 | 0 | 0 | 0 | 0 | 0 | 0 | 0 | 0 | 0 | 0 | 0 | 0 | 0 | 0 | 0 | 1 | 0 | 1 | 0 | 0 | 0 | 1 | 0 | 0 | 0 | 1 | 0 | 0 | 0 | 0 | 0 | 0 | 0 | 0 | 0 | 0 | 0 | 0 | 0 | 0 | 0 | 1 | 0 | 0 | Southern_PGAE_Li_Battery_4hr | Southern_PGAE_Li_Battery_8hr | Southern_PGAE_Solar |  | Central_Valley_North_Los_Banos_Wind |  |  |  | Southern_PGAE | Central_Valley_North_Los_Banos
PG&E KERN | Kern PP | 115 | CA | 93312 | KERN | 5 | 0 | 0 | 0 | 0 | 0 | 0 | 0 | 0 | 0 | 0 | 0 | 0 | 0 | 0 | 0 | 0 | 0 | 0 | 0 | 0 | 0 | 0 | 0 | 0 | 0 | 0 | 0 | 0 | 0 | 0 | 0 | 0 | 0 | 0 | 0 | 0 | 0 | 0 | 0 | 0 | 0 | 0 | 0 | 0 | 0 | 0 | 0 | 0 | 0 | 0 | 0 | 0 | 0 | 0 | 0 | 0 | 0 | 0 | 0 | 0 | 0 | 0 | 0 | 0 | 0 | 0 | 0 | 0 | 1 | 0 | 1 | 0 | 0 | 0 | 0 | 0 | 0 | 0 | 1 | 1 | 0 | 0 | 0 | 0 | 0 | 0 | 0 | 0 | 0 | 0 | 0 | 0 | 0 | 0 | 1 | 0 | 0 | Southern_PGAE_Li_Battery_4hr | Southern_PGAE_Li_Battery_8hr | Southern_PGAE_Solar |  | Central_Valley_North_Los_Banos_Wind |  |  |  | Southern_PGAE | Central_Valley_North_Los_Banos
PG&E KERN | Kern PP | 230 | CA | 93312 | KERN | 4 | 0 | 0 | 0 | 0 | 0 | 0 | 0 | 0 | 0 | 0 | 0 | 0 | 0 | 0 | 0 | 0 | 0 | 0 | 0 | 0 | 0 | 0 | 0 | 0 | 0 | 0 | 0 | 0 | 0 | 0 | 0 | 0 | 0 | 0 | 0 | 0 | 0 | 0 | 0 | 0 | 0 | 0 | 0 | 0 | 0 | 0 | 0 | 0 | 0 | 0 | 0 | 0 | 0 | 0 | 0 | 0 | 0 | 0 | 0 | 0 | 0 | 0 | 0 | 0 | 0 | 0 | 0 | 1 | 0 | 0 | 0 | 0 | 0 | 0 | 0 | 0 | 0 | 0 | 1 | 1 | 0 | 0 | 0 | 0 | 0 | 0 | 0 | 0 | 0 | 0 | 0 | 0 | 0 | 0 | 1 | 0 | 0 | Southern_PGAE_Li_Battery_4hr | Southern_PGAE_Li_Battery_8hr | Southern_PGAE_Solar |  | Central_Valley_North_Los_Banos_Wind |  |  |  | Southern_PGAE | Central_Valley_North_Los_Banos
PG&E KERN | Kern PP | 70 | CA | 93312 | KERN | 3 | 0 | 0 | 0 | 0 | 0 | 0 | 0 | 0 | 0 | 0 | 0 | 0 | 0 | 0 | 0 | 0 | 0 | 0 | 0 | 0 | 0 | 0 | 0 | 0 | 0 | 0 | 0 | 0 | 0 | 0 | 0 | 0 | 0 | 0 | 0 | 0 | 0 | 0 | 0 | 0 | 0 | 0 | 0 | 0 | 0 | 0 | 0 | 0 | 0 | 0 | 0 | 0 | 0 | 0 | 0 | 0 | 0 | 0 | 0 | 0 | 0 | 0 | 0 | 0 | 0 | 0 | 0 | 1 | 1 | 0 | 0 | 0 | 0 | 0 | 0 | 0 | 0 | 0 | 0 | 1 | 0 | 0 | 0 | 0 | 0 | 0 | 0 | 0 | 0 | 0 | 0 | 0 | 0 | 0 | 0 | 0 | 0 | Southern_PGAE_Li_Battery_4hr | Southern_PGAE_Li_Battery_8hr | Southern_PGAE_Solar |  | Central_Valley_North_Los_Banos_Wind |  |  |  | Southern_PGAE | Central_Valley_North_Los_Banos
PG&E KERN | Kernridge | 115 | CA | 93251 | KERN | 5 | 0 | 0 | 0 | 0 | 0 | 0 | 0 | 0 | 0 | 0 | 0 | 0 | 0 | 0 | 0 | 0 | 0 | 0 | 0 | 0 | 0 | 0 | 0 | 0 | 0 | 0 | 0 | 0 | 0 | 0 | 0 | 0 | 0 | 0 | 0 | 0 | 0 | 0 | 0 | 0 | 0 | 0 | 0 | 0 | 0 | 0 | 0 | 0 | 0 | 0 | 0 | 0 | 0 | 0 | 0 | 0 | 0 | 0 | 0 | 0 | 0 | 0 | 0 | 0 | 0 | 0 | 0 | 1 | 1 | 0 | 0 | 0 | 0 | 0 | 1 | 0 | 0 | 0 | 1 | 0 | 0 | 0 | 0 | 0 | 0 | 0 | 0 | 0 | 0 | 0 | 0 | 0 | 0 | 0 | 1 | 0 | 0 | Southern_PGAE_Li_Battery_4hr | Southern_PGAE_Li_Battery_8hr | Southern_PGAE_Solar |  | Central_Valley_North_Los_Banos_Wind |  |  |  | Southern_PGAE | Central_Valley_North_Los_Banos
PG&E FRESNO | Kingsburg | 115 | CA | 93631 | Fresno | 8 | 0 | 0 | 0 | 0 | 0 | 0 | 0 | 0 | 0 | 0 | 0 | 0 | 0 | 0 | 0 | 0 | 0 | 0 | 0 | 0 | 0 | 0 | 0 | 0 | 0 | 0 | 0 | 0 | 0 | 0 | 0 | 0 | 0 | 0 | 0 | 0 | 0 | 0 | 0 | 0 | 0 | 0 | 0 | 0 | 0 | 1 | 0 | 0 | 0 | 0 | 0 | 0 | 0 | 0 | 0 | 0 | 0 | 0 | 0 | 0 | 0 | 0 | 0 | 0 | 0 | 0 | 0 | 0 | 0 | 0 | 0 | 0 | 0 | 0 | 0 | 0 | 0 | 0 | 1 | 0 | 0 | 1 | 0 | 1 | 1 | 1 | 0 | 0 | 0 | 1 | 0 | 0 | 0 | 0 | 1 | 0 | 0 | Southern_PGAE_Li_Battery_4hr | Southern_PGAE_Li_Battery_8hr | Southern_PGAE_Solar |  | Central_Valley_North_Los_Banos_Wind |  |  |  | Southern_PGAE | Central_Valley_North_Los_Banos
PG&E GBA | Kirker | 115 | CA | 94565 | CONTRA COSTA | 1 | 0 | 0 | 0 | 0 | 0 | 0 | 0 | 0 | 0 | 0 | 0 | 0 | 0 | 0 | 0 | 0 | 0 | 0 | 0 | 0 | 0 | 0 | 0 | 0 | 0 | 0 | 0 | 0 | 0 | 0 | 0 | 0 | 0 | 0 | 0 | 0 | 0 | 0 | 0 | 1 | 0 | 0 | 0 | 0 | 0 | 0 | 0 | 0 | 0 | 0 | 0 | 0 | 0 | 0 | 0 | 0 | 0 | 0 | 0 | 0 | 0 | 0 | 0 | 0 | 0 | 0 | 0 | 0 | 0 | 0 | 0 | 0 | 0 | 0 | 0 | 0 | 0 | 0 | 0 | 0 | 0 | 0 | 0 | 0 | 0 | 0 | 0 | 0 | 0 | 0 | 0 | 0 | 0 | 0 | 0 | 0 | 0 | Northern_California_Li_Battery_4hr | Northern_California_Li_Battery_8hr | Northern_California_Solar |  | Solano_Wind |  |  |  | Northern_California | Solano
PG&E NGBA | Knights Landing | 115 | CA | 95645 | YOLO | 8 | 0 | 0 | 0 | 0 | 0 | 0 | 0 | 0 | 0 | 0 | 0 | 0 | 0 | 0 | 0 | 0 | 0 | 0 | 0 | 0 | 0 | 0 | 0 | 0 | 0 | 0 | 0 | 0 | 0 | 0 | 0 | 0 | 0 | 0 | 0 | 0 | 0 | 0 | 0 | 1 | 1 | 0 | 1 | 0 | 1 | 1 | 0 | 1 | 0 | 0 | 0 | 0 | 0 | 0 | 0 | 0 | 0 | 0 | 0 | 1 | 1 | 0 | 0 | 0 | 0 | 0 | 0 | 0 | 0 | 0 | 0 | 0 | 0 | 0 | 0 | 0 | 0 | 0 | 0 | 0 | 0 | 0 | 0 | 0 | 0 | 0 | 0 | 0 | 0 | 0 | 0 | 0 | 0 | 0 | 0 | 0 | 0 | Northern_California_Li_Battery_4hr | Northern_California_Li_Battery_8hr | Northern_California_Solar |  | Northern_California_Wind |  |  |  | Northern_California | Northern_California
PG&E NGBA | Konocti | 60 | CA | 95451 | Lake | 6 | 0 | 0 | 0 | 0 | 0 | 0 | 0 | 0 | 0 | 0 | 0 | 0 | 0 | 0 | 0 | 0 | 0 | 0 | 0 | 0 | 0 | 0 | 0 | 0 | 0 | 0 | 0 | 0 | 0 | 0 | 0 | 0 | 0 | 0 | 0 | 0 | 0 | 0 | 0 | 1 | 0 | 1 | 0 | 0 | 0 | 0 | 0 | 0 | 0 | 0 | 0 | 0 | 1 | 0 | 1 | 1 | 0 | 0 | 0 | 0 | 0 | 0 | 0 | 0 | 0 | 0 | 1 | 0 | 0 | 0 | 0 | 0 | 0 | 0 | 0 | 0 | 0 | 0 | 0 | 0 | 0 | 0 | 0 | 0 | 0 | 0 | 0 | 0 | 0 | 0 | 0 | 0 | 0 | 0 | 0 | 0 | 0 | Northern_California_Li_Battery_4hr | Northern_California_Li_Battery_8hr | Northern_California_Solar |  | Northern_California_Wind |  |  |  | Northern_California | Northern_California
SCE NOL | Kramer | 115 | CA | 93516 | SAN BERNARDINO | 3 | 0 | 0 | 0 | 0 | 0 | 0 | 0 | 0 | 0 | 0 | 0 | 1 | 1 | 1 | 0 | 0 | 0 | 0 | 0 | 0 | 0 | 0 | 0 | 0 | 0 | 0 | 0 | 0 | 0 | 0 | 0 | 0 | 0 | 0 | 0 | 0 | 0 | 0 | 0 | 0 | 0 | 0 | 0 | 0 | 0 | 0 | 0 | 0 | 0 | 0 | 0 | 0 | 0 | 0 | 0 | 0 | 0 | 0 | 0 | 0 | 0 | 0 | 0 | 0 | 0 | 0 | 0 | 0 | 0 | 0 | 0 | 0 | 0 | 0 | 0 | 0 | 0 | 0 | 0 | 0 | 0 | 0 | 0 | 0 | 0 | 0 | 0 | 0 | 0 | 0 | 0 | 0 | 0 | 0 | 0 | 0 | 0 | Greater_Kramer_Li_Battery_4hr | Greater_Kramer_Li_Battery_8hr | Greater_Kramer_Solar |  | Greater_Kramer_Wind |  |  |  | Greater_Kramer | Greater_Kramer (Exclude)
SCE NOL | Kramer | 230 | CA | 93516 | SAN BERNARDINO | 3 | 0 | 0 | 0 | 0 | 0 | 0 | 0 | 0 | 0 | 0 | 0 | 1 | 1 | 1 | 0 | 0 | 0 | 0 | 0 | 0 | 0 | 0 | 0 | 0 | 0 | 0 | 0 | 0 | 0 | 0 | 0 | 0 | 0 | 0 | 0 | 0 | 0 | 0 | 0 | 0 | 0 | 0 | 0 | 0 | 0 | 0 | 0 | 0 | 0 | 0 | 0 | 0 | 0 | 0 | 0 | 0 | 0 | 0 | 0 | 0 | 0 | 0 | 0 | 0 | 0 | 0 | 0 | 0 | 0 | 0 | 0 | 0 | 0 | 0 | 0 | 0 | 0 | 0 | 0 | 0 | 0 | 0 | 0 | 0 | 0 | 0 | 0 | 0 | 0 | 0 | 0 | 0 | 0 | 0 | 0 | 0 | 0 | Greater_Kramer_Li_Battery_4hr | Greater_Kramer_Li_Battery_8hr | Greater_Kramer_Solar |  | Greater_Kramer_Wind |  |  |  | Greater_Kramer | Greater_Kramer (Exclude)
SCE Metro | La Cienega | 230 | CA | 90056 | LOS ANGELES | 2 | 0 | 0 | 0 | 0 | 0 | 0 | 0 | 0 | 1 | 1 | 0 | 0 | 0 | 0 | 0 | 0 | 0 | 0 | 0 | 0 | 0 | 0 | 0 | 0 | 0 | 0 | 0 | 0 | 0 | 0 | 0 | 0 | 0 | 0 | 0 | 0 | 0 | 0 | 0 | 0 | 0 | 0 | 0 | 0 | 0 | 0 | 0 | 0 | 0 | 0 | 0 | 0 | 0 | 0 | 0 | 0 | 0 | 0 | 0 | 0 | 0 | 0 | 0 | 0 | 0 | 0 | 0 | 0 | 0 | 0 | 0 | 0 | 0 | 0 | 0 | 0 | 0 | 0 | 0 | 0 | 0 | 0 | 0 | 0 | 0 | 0 | 0 | 0 | 0 | 0 | 0 | 0 | 0 | 0 | 0 | 0 | 0 | Greater_LA_Li_Battery_4hr | Greater_LA_Li_Battery_8hr | Greater_LA_Solar |  | 0 |  |  |  | Greater_LA | Greater_LA
SCE Metro | La Fresa | 230 | CA | 90504 | LOS ANGELES | 2 | 0 | 0 | 0 | 0 | 0 | 0 | 0 | 0 | 1 | 1 | 0 | 0 | 0 | 0 | 0 | 0 | 0 | 0 | 0 | 0 | 0 | 0 | 0 | 0 | 0 | 0 | 0 | 0 | 0 | 0 | 0 | 0 | 0 | 0 | 0 | 0 | 0 | 0 | 0 | 0 | 0 | 0 | 0 | 0 | 0 | 0 | 0 | 0 | 0 | 0 | 0 | 0 | 0 | 0 | 0 | 0 | 0 | 0 | 0 | 0 | 0 | 0 | 0 | 0 | 0 | 0 | 0 | 0 | 0 | 0 | 0 | 0 | 0 | 0 | 0 | 0 | 0 | 0 | 0 | 0 | 0 | 0 | 0 | 0 | 0 | 0 | 0 | 0 | 0 | 0 | 0 | 0 | 0 | 0 | 0 | 0 | 0 | Greater_LA_Li_Battery_4hr | Greater_LA_Li_Battery_8hr | Greater_LA_Solar |  | 0 |  |  |  | Greater_LA | Greater_LA
SCE Metro | Laguna Bell | 230 | CA | 90040 | LOS ANGELES | 1 | 0 | 0 | 0 | 0 | 0 | 0 | 0 | 0 | 0 | 1 | 0 | 0 | 0 | 0 | 0 | 0 | 0 | 0 | 0 | 0 | 0 | 0 | 0 | 0 | 0 | 0 | 0 | 0 | 0 | 0 | 0 | 0 | 0 | 0 | 0 | 0 | 0 | 0 | 0 | 0 | 0 | 0 | 0 | 0 | 0 | 0 | 0 | 0 | 0 | 0 | 0 | 0 | 0 | 0 | 0 | 0 | 0 | 0 | 0 | 0 | 0 | 0 | 0 | 0 | 0 | 0 | 0 | 0 | 0 | 0 | 0 | 0 | 0 | 0 | 0 | 0 | 0 | 0 | 0 | 0 | 0 | 0 | 0 | 0 | 0 | 0 | 0 | 0 | 0 | 0 | 0 | 0 | 0 | 0 | 0 | 0 | 0 | Greater_LA_Li_Battery_4hr | Greater_LA_Li_Battery_8hr | Greater_LA_Solar |  | 0 |  |  |  | Greater_LA | Greater_LA
PG&E KERN | Lakeview | 70 | CA | 93313 | KERN | 4 | 0 | 0 | 0 | 0 | 0 | 0 | 0 | 0 | 0 | 0 | 0 | 0 | 0 | 0 | 0 | 0 | 0 | 0 | 0 | 0 | 0 | 0 | 0 | 0 | 0 | 0 | 0 | 0 | 0 | 0 | 0 | 0 | 0 | 0 | 0 | 0 | 0 | 0 | 0 | 0 | 0 | 0 | 0 | 0 | 0 | 0 | 0 | 0 | 0 | 0 | 0 | 0 | 0 | 0 | 0 | 0 | 0 | 0 | 0 | 0 | 0 | 0 | 0 | 0 | 0 | 0 | 0 | 0 | 0 | 0 | 0 | 0 | 0 | 0 | 0 | 0 | 1 | 0 | 1 | 1 | 0 | 0 | 0 | 0 | 0 | 0 | 0 | 0 | 0 | 0 | 0 | 0 | 0 | 0 | 1 | 0 | 0 | Southern_PGAE_Li_Battery_4hr | Southern_PGAE_Li_Battery_8hr | Southern_PGAE_Solar |  | Central_Valley_North_Los_Banos_Wind |  |  |  | Southern_PGAE | Central_Valley_North_Los_Banos
PG&E NGBA | Lakeville | 230 | CA | 94954 | SONOMA | 10 | 0 | 0 | 0 | 0 | 0 | 0 | 0 | 0 | 0 | 0 | 0 | 0 | 0 | 0 | 0 | 0 | 0 | 0 | 0 | 0 | 0 | 0 | 0 | 0 | 0 | 0 | 0 | 0 | 0 | 0 | 0 | 0 | 0 | 0 | 0 | 0 | 0 | 0 | 0 | 1 | 0 | 0 | 0 | 0 | 0 | 0 | 0 | 0 | 0 | 0 | 0 | 1 | 1 | 1 | 1 | 1 | 0 | 0 | 1 | 1 | 0 | 0 | 0 | 0 | 0 | 1 | 1 | 0 | 0 | 0 | 0 | 0 | 0 | 0 | 0 | 0 | 0 | 0 | 0 | 0 | 0 | 0 | 0 | 0 | 0 | 0 | 0 | 0 | 0 | 0 | 0 | 0 | 0 | 0 | 0 | 0 | 0 | Northern_California_Li_Battery_4hr | Northern_California_Li_Battery_8hr | Northern_California_Solar |  | Northern_California_Wind |  |  |  | Northern_California | Mendocino_Marin
PG&E NGBA | Lakeville | 60 | CA | 94954 | SONOMA | 9 | 0 | 0 | 0 | 0 | 0 | 0 | 0 | 0 | 0 | 0 | 0 | 0 | 0 | 0 | 0 | 0 | 0 | 0 | 0 | 0 | 0 | 0 | 0 | 0 | 0 | 0 | 0 | 0 | 0 | 0 | 0 | 0 | 0 | 0 | 0 | 0 | 0 | 0 | 0 | 1 | 0 | 0 | 0 | 0 | 0 | 0 | 0 | 0 | 0 | 0 | 0 | 1 | 1 | 1 | 1 | 1 | 0 | 0 | 0 | 1 | 0 | 0 | 0 | 0 | 0 | 1 | 1 | 0 | 0 | 0 | 0 | 0 | 0 | 0 | 0 | 0 | 0 | 0 | 0 | 0 | 0 | 0 | 0 | 0 | 0 | 0 | 0 | 0 | 0 | 0 | 0 | 0 | 0 | 0 | 0 | 0 | 0 | Northern_California_Li_Battery_4hr | Northern_California_Li_Battery_8hr | Northern_California_Solar |  | Northern_California_Wind |  |  |  | Northern_California | Mendocino_Marin
PG&E NGBA | Lakeville | 115 | CA | 94954 | SONOMA | 9 | 0 | 0 | 0 | 0 | 0 | 0 | 0 | 0 | 0 | 0 | 0 | 0 | 0 | 0 | 0 | 0 | 0 | 0 | 0 | 0 | 0 | 0 | 0 | 0 | 0 | 0 | 0 | 0 | 0 | 0 | 0 | 0 | 0 | 0 | 0 | 0 | 0 | 0 | 0 | 1 | 0 | 0 | 0 | 0 | 0 | 0 | 0 | 0 | 0 | 0 | 0 | 1 | 1 | 1 | 1 | 1 | 0 | 0 | 0 | 1 | 0 | 0 | 0 | 0 | 0 | 1 | 1 | 0 | 0 | 0 | 0 | 0 | 0 | 0 | 0 | 0 | 0 | 0 | 0 | 0 | 0 | 0 | 0 | 0 | 0 | 0 | 0 | 0 | 0 | 0 | 0 | 0 | 0 | 0 | 0 | 0 | 0 | Northern_California_Li_Battery_4hr | Northern_California_Li_Battery_8hr | Northern_California_Solar |  | Northern_California_Wind |  |  |  | Northern_California | Mendocino_Marin
PG&E GBA | Lakewood | 115 | CA | 94597 | Contra Costa | 1 | 0 | 0 | 0 | 0 | 0 | 0 | 0 | 0 | 0 | 0 | 0 | 0 | 0 | 0 | 0 | 0 | 0 | 0 | 0 | 0 | 0 | 0 | 0 | 0 | 0 | 0 | 0 | 0 | 0 | 0 | 0 | 0 | 0 | 0 | 0 | 0 | 0 | 0 | 0 | 1 | 0 | 0 | 0 | 0 | 0 | 0 | 0 | 0 | 0 | 0 | 0 | 0 | 0 | 0 | 0 | 0 | 0 | 0 | 0 | 0 | 0 | 0 | 0 | 0 | 0 | 0 | 0 | 0 | 0 | 0 | 0 | 0 | 0 | 0 | 0 | 0 | 0 | 0 | 0 | 0 | 0 | 0 | 0 | 0 | 0 | 0 | 0 | 0 | 0 | 0 | 0 | 0 | 0 | 0 | 0 | 0 | 0 | Northern_California_Li_Battery_4hr | Northern_California_Li_Battery_8hr | Northern_California_Solar |  | Solano_Wind |  |  |  | Northern_California | Solano
PG&E NGBA | Lambie | 230 | CA | 94585 | SOLANO | 8 | 0 | 0 | 0 | 0 | 0 | 0 | 0 | 0 | 0 | 0 | 0 | 0 | 0 | 0 | 0 | 0 | 0 | 0 | 0 | 0 | 0 | 0 | 0 | 0 | 0 | 0 | 0 | 0 | 0 | 0 | 0 | 0 | 0 | 0 | 0 | 0 | 0 | 0 | 0 | 1 | 0 | 0 | 0 | 0 | 0 | 0 | 0 | 0 | 0 | 0 | 0 | 0 | 0 | 1 | 1 | 1 | 0 | 0 | 1 | 1 | 0 | 0 | 0 | 0 | 0 | 1 | 1 | 0 | 0 | 0 | 0 | 0 | 0 | 0 | 0 | 0 | 0 | 0 | 0 | 0 | 0 | 0 | 0 | 0 | 0 | 0 | 0 | 0 | 0 | 0 | 0 | 0 | 0 | 0 | 0 | 0 | 0 | Northern_California_Li_Battery_4hr | Northern_California_Li_Battery_8hr | Northern_California_Solar |  | Solano_Wind |  |  |  | Northern_California | Solano
PG&E GBA | Lammers | 115 | CA | 95377 | SAN JOAQUIN | 5 | 0 | 0 | 0 | 0 | 0 | 0 | 0 | 0 | 0 | 0 | 0 | 0 | 0 | 0 | 0 | 0 | 0 | 0 | 0 | 0 | 0 | 0 | 0 | 0 | 0 | 0 | 0 | 0 | 0 | 0 | 0 | 0 | 0 | 0 | 0 | 0 | 0 | 0 | 0 | 0 | 0 | 0 | 0 | 0 | 0 | 1 | 0 | 0 | 0 | 0 | 0 | 0 | 0 | 0 | 0 | 1 | 0 | 1 | 0 | 1 | 0 | 0 | 0 | 0 | 0 | 1 | 0 | 0 | 0 | 0 | 0 | 0 | 0 | 0 | 0 | 0 | 0 | 0 | 0 | 0 | 0 | 0 | 0 | 0 | 0 | 0 | 0 | 0 | 0 | 0 | 0 | 0 | 0 | 0 | 0 | 0 | 0 | Northern_California_Li_Battery_4hr | Northern_California_Li_Battery_8hr | Northern_California_Solar |  | Solano_Wind |  |  |  | Northern_California | Solano
PG&E KERN | Lamont | 115 | CA | 93307 | KERN | 5 | 0 | 0 | 0 | 0 | 0 | 0 | 0 | 0 | 0 | 0 | 0 | 0 | 0 | 0 | 0 | 0 | 0 | 0 | 0 | 0 | 0 | 0 | 0 | 0 | 0 | 0 | 0 | 0 | 0 | 0 | 0 | 0 | 0 | 0 | 0 | 0 | 0 | 0 | 0 | 0 | 0 | 0 | 0 | 0 | 0 | 0 | 0 | 0 | 0 | 0 | 0 | 0 | 0 | 0 | 0 | 0 | 0 | 0 | 0 | 0 | 0 | 0 | 0 | 0 | 0 | 0 | 0 | 0 | 0 | 0 | 1 | 0 | 0 | 1 | 0 | 0 | 0 | 0 | 1 | 1 | 0 | 0 | 0 | 0 | 0 | 0 | 0 | 0 | 0 | 0 | 0 | 0 | 0 | 0 | 1 | 0 | 0 | Southern_PGAE_Li_Battery_4hr | Southern_PGAE_Li_Battery_8hr | Southern_PGAE_Solar |  | Central_Valley_North_Los_Banos_Wind |  |  |  | Southern_PGAE | Central_Valley_North_Los_Banos
PG&E FRESNO | Las Aguilas | 230 | CA |  |  | 5 | 0 | 0 | 0 | 0 | 0 | 0 | 0 | 0 | 0 | 0 | 0 | 0 | 0 | 0 | 0 | 0 | 0 | 0 | 0 | 0 | 0 | 0 | 0 | 0 | 0 | 0 | 0 | 0 | 0 | 0 | 0 | 0 | 0 | 0 | 0 | 0 | 0 | 0 | 0 | 0 | 0 | 0 | 0 | 0 | 0 | 0 | 0 | 0 | 0 | 0 | 0 | 0 | 0 | 0 | 0 | 0 | 0 | 0 | 0 | 0 | 0 | 0 | 0 | 0 | 0 | 0 | 0 | 0 | 0 | 0 | 0 | 0 | 0 | 0 | 0 | 0 | 0 | 0 | 1 | 1 | 0 | 1 | 0 | 0 | 0 | 1 | 0 | 0 | 0 | 0 | 0 | 0 | 0 | 0 | 0 | 0 | 1 | Southern_PGAE_Li_Battery_4hr | Southern_PGAE_Li_Battery_8hr | Southern_PGAE_Solar |  | Kern_Greater_Carrizo_Wind |  |  |  | Southern_PGAE | Peninsula_Monterey
EOP | Lathrop | 138 | NV | 89020 | NYE | 3 | 0 | 0 | 0 | 0 | 0 | 0 | 0 | 0 | 0 | 0 | 0 | 0 | 0 | 0 | 0 | 0 | 0 | 0 | 0 | 0 | 0 | 0 | 1 | 1 | 1 | 0 | 0 | 0 | 0 | 0 | 0 | 0 | 0 | 0 | 0 | 0 | 0 | 0 | 0 | 0 | 0 | 0 | 0 | 0 | 0 | 0 | 0 | 0 | 0 | 0 | 0 | 0 | 0 | 0 | 0 | 0 | 0 | 0 | 0 | 0 | 0 | 0 | 0 | 0 | 0 | 0 | 0 | 0 | 0 | 0 | 0 | 0 | 0 | 0 | 0 | 0 | 0 | 0 | 0 | 0 | 0 | 0 | 0 | 0 | 0 | 0 | 0 | 0 | 0 | 0 | 0 | 0 | 0 | 0 | 0 | 0 | 0 | Southern_NV_Eldorado_Li_Battery_4hr | Southern_NV_Eldorado_Li_Battery_8hr | Southern_NV_Eldorado_Solar |  | Southern_NV_Eldorado_Wind |  |  |  | Southern_NV_Eldorado | Southern_NV_Eldorado
EOP | Lathrop | 230 | NV | 89020 | NYE | 3 | 0 | 0 | 0 | 0 | 0 | 0 | 0 | 0 | 0 | 0 | 0 | 0 | 0 | 0 | 0 | 0 | 0 | 0 | 0 | 0 | 0 | 0 | 1 | 1 | 1 | 0 | 0 | 0 | 0 | 0 | 0 | 0 | 0 | 0 | 0 | 0 | 0 | 0 | 0 | 0 | 0 | 0 | 0 | 0 | 0 | 0 | 0 | 0 | 0 | 0 | 0 | 0 | 0 | 0 | 0 | 0 | 0 | 0 | 0 | 0 | 0 | 0 | 0 | 0 | 0 | 0 | 0 | 0 | 0 | 0 | 0 | 0 | 0 | 0 | 0 | 0 | 0 | 0 | 0 | 0 | 0 | 0 | 0 | 0 | 0 | 0 | 0 | 0 | 0 | 0 | 0 | 0 | 0 | 0 | 0 | 0 | 0 | Southern_NV_Eldorado_Li_Battery_4hr | Southern_NV_Eldorado_Li_Battery_8hr | Southern_NV_Eldorado_Solar |  | Southern_NV_Eldorado_Wind |  |  |  | Southern_NV_Eldorado | Southern_NV_Eldorado
PG&E FRESNO | Le Grand | 115 | CA | 95333 | MERCED | 13 | 0 | 0 | 0 | 0 | 0 | 0 | 0 | 0 | 0 | 0 | 0 | 0 | 0 | 0 | 0 | 0 | 0 | 0 | 0 | 0 | 0 | 0 | 0 | 0 | 0 | 0 | 0 | 0 | 0 | 0 | 0 | 0 | 0 | 0 | 0 | 0 | 0 | 0 | 0 | 0 | 0 | 0 | 0 | 0 | 0 | 1 | 0 | 0 | 0 | 0 | 0 | 0 | 0 | 0 | 0 | 0 | 0 | 0 | 0 | 0 | 0 | 0 | 0 | 0 | 0 | 0 | 0 | 0 | 0 | 0 | 0 | 0 | 0 | 0 | 0 | 0 | 0 | 0 | 1 | 1 | 0 | 1 | 1 | 1 | 1 | 1 | 0 | 1 | 1 | 1 | 1 | 0 | 1 | 0 | 0 | 0 | 0 | Southern_PGAE_Li_Battery_4hr | Southern_PGAE_Li_Battery_8hr | Southern_PGAE_Solar |  | Central_Valley_North_Los_Banos_Wind |  |  |  | Southern_PGAE | Central_Valley_North_Los_Banos
PG&E FRESNO | Lemoore | 70 | CA | 93245 | Kings | 3 | 0 | 0 | 0 | 0 | 0 | 0 | 0 | 0 | 0 | 0 | 0 | 0 | 0 | 0 | 0 | 0 | 0 | 0 | 0 | 0 | 0 | 0 | 0 | 0 | 0 | 0 | 0 | 0 | 0 | 0 | 0 | 0 | 0 | 0 | 0 | 0 | 0 | 0 | 0 | 0 | 0 | 0 | 0 | 0 | 0 | 0 | 0 | 0 | 0 | 0 | 0 | 0 | 0 | 0 | 0 | 0 | 0 | 0 | 0 | 0 | 0 | 0 | 0 | 0 | 0 | 0 | 0 | 0 | 1 | 0 | 0 | 0 | 0 | 0 | 0 | 0 | 0 | 0 | 0 | 1 | 0 | 1 | 0 | 0 | 0 | 0 | 0 | 0 | 0 | 0 | 0 | 0 | 0 | 0 | 0 | 0 | 0 | Southern_PGAE_Li_Battery_4hr | Southern_PGAE_Li_Battery_8hr | Southern_PGAE_Solar |  | Central_Valley_North_Los_Banos_Wind |  |  |  | Southern_PGAE | Central_Valley_North_Los_Banos
PG&E KERN | Lerdo | 115 | CA | 93308 | KERN | 6 | 0 | 0 | 0 | 0 | 0 | 0 | 0 | 0 | 0 | 0 | 0 | 0 | 0 | 0 | 0 | 0 | 0 | 0 | 0 | 0 | 0 | 0 | 0 | 0 | 0 | 0 | 0 | 0 | 0 | 0 | 0 | 0 | 0 | 0 | 0 | 0 | 0 | 0 | 0 | 0 | 0 | 0 | 0 | 0 | 0 | 0 | 0 | 0 | 0 | 0 | 0 | 0 | 0 | 0 | 0 | 0 | 0 | 0 | 0 | 0 | 0 | 0 | 0 | 0 | 0 | 0 | 0 | 1 | 1 | 0 | 1 | 0 | 0 | 0 | 1 | 0 | 0 | 0 | 1 | 0 | 0 | 0 | 0 | 0 | 0 | 0 | 0 | 0 | 0 | 0 | 0 | 0 | 0 | 0 | 1 | 0 | 0 | Southern_PGAE_Li_Battery_4hr | Southern_PGAE_Li_Battery_8hr | Southern_PGAE_Solar |  | Central_Valley_North_Los_Banos_Wind |  |  |  | Southern_PGAE | Central_Valley_North_Los_Banos
SCE Metro | Lewis | 230 | CA | 92805 | ORANGE | 1 | 0 | 0 | 0 | 0 | 0 | 0 | 0 | 0 | 0 | 1 | 0 | 0 | 0 | 0 | 0 | 0 | 0 | 0 | 0 | 0 | 0 | 0 | 0 | 0 | 0 | 0 | 0 | 0 | 0 | 0 | 0 | 0 | 0 | 0 | 0 | 0 | 0 | 0 | 0 | 0 | 0 | 0 | 0 | 0 | 0 | 0 | 0 | 0 | 0 | 0 | 0 | 0 | 0 | 0 | 0 | 0 | 0 | 0 | 0 | 0 | 0 | 0 | 0 | 0 | 0 | 0 | 0 | 0 | 0 | 0 | 0 | 0 | 0 | 0 | 0 | 0 | 0 | 0 | 0 | 0 | 0 | 0 | 0 | 0 | 0 | 0 | 0 | 0 | 0 | 0 | 0 | 0 | 0 | 0 | 0 | 0 | 0 | Greater_LA_Li_Battery_4hr | Greater_LA_Li_Battery_8hr | Greater_LA_Solar |  | 0 |  |  |  | Greater_LA | Greater_LA
SCE Metro | Lighthipe | 230 | CA | 90805 | LOS ANGELES | 2 | 0 | 0 | 0 | 0 | 0 | 0 | 0 | 0 | 1 | 1 | 0 | 0 | 0 | 0 | 0 | 0 | 0 | 0 | 0 | 0 | 0 | 0 | 0 | 0 | 0 | 0 | 0 | 0 | 0 | 0 | 0 | 0 | 0 | 0 | 0 | 0 | 0 | 0 | 0 | 0 | 0 | 0 | 0 | 0 | 0 | 0 | 0 | 0 | 0 | 0 | 0 | 0 | 0 | 0 | 0 | 0 | 0 | 0 | 0 | 0 | 0 | 0 | 0 | 0 | 0 | 0 | 0 | 0 | 0 | 0 | 0 | 0 | 0 | 0 | 0 | 0 | 0 | 0 | 0 | 0 | 0 | 0 | 0 | 0 | 0 | 0 | 0 | 0 | 0 | 0 | 0 | 0 | 0 | 0 | 0 | 0 | 0 | Greater_LA_Li_Battery_4hr | Greater_LA_Li_Battery_8hr | Greater_LA_Solar |  | 0 |  |  |  | Greater_LA | Greater_LA
SDGE | Lilac | 69 | CA | 92082 | San Diego | 5 | 0 | 0 | 0 | 0 | 0 | 0 | 0 | 0 | 0 | 0 | 0 | 0 | 0 | 0 | 0 | 0 | 0 | 0 | 0 | 0 | 0 | 0 | 0 | 0 | 0 | 1 | 0 | 0 | 0 | 0 | 1 | 0 | 1 | 1 | 0 | 0 | 0 | 1 | 0 | 0 | 0 | 0 | 0 | 0 | 0 | 0 | 0 | 0 | 0 | 0 | 0 | 0 | 0 | 0 | 0 | 0 | 0 | 0 | 0 | 0 | 0 | 0 | 0 | 0 | 0 | 0 | 0 | 0 | 0 | 0 | 0 | 0 | 0 | 0 | 0 | 0 | 0 | 0 | 0 | 0 | 0 | 0 | 0 | 0 | 0 | 0 | 0 | 0 | 0 | 0 | 0 | 0 | 0 | 0 | 0 | 0 | 0 | San_Diego_Li_Battery_4hr | San_Diego_Li_Battery_8hr | San_Diego_Solar |  | 0 |  |  |  | Greater_SD | Greater_SD
PG&E NGBA | Lincoln | 115 | CA | 95648 | PLACER | 9 | 0 | 0 | 0 | 0 | 0 | 0 | 0 | 0 | 0 | 0 | 0 | 0 | 0 | 0 | 0 | 0 | 0 | 0 | 0 | 0 | 0 | 0 | 0 | 0 | 0 | 0 | 0 | 0 | 0 | 0 | 0 | 0 | 0 | 0 | 0 | 0 | 0 | 0 | 0 | 1 | 1 | 0 | 1 | 0 | 1 | 1 | 1 | 1 | 0 | 0 | 0 | 0 | 0 | 0 | 0 | 0 | 0 | 0 | 0 | 1 | 1 | 0 | 0 | 0 | 0 | 0 | 0 | 0 | 0 | 0 | 0 | 0 | 0 | 0 | 0 | 0 | 0 | 0 | 0 | 0 | 0 | 0 | 0 | 0 | 0 | 0 | 0 | 0 | 0 | 0 | 0 | 0 | 0 | 0 | 0 | 0 | 0 | Northern_California_Li_Battery_4hr | Northern_California_Li_Battery_8hr | Northern_California_Solar |  | Northern_California_Wind |  |  |  | Northern_California | Northern_California
PG&E KERN | Live Oak | 115 | CA | 93308 | KERN | 4 | 0 | 0 | 0 | 0 | 0 | 0 | 0 | 0 | 0 | 0 | 0 | 0 | 0 | 0 | 0 | 0 | 0 | 0 | 0 | 0 | 0 | 0 | 0 | 0 | 0 | 0 | 0 | 0 | 0 | 0 | 0 | 0 | 0 | 0 | 0 | 0 | 0 | 0 | 0 | 0 | 0 | 0 | 0 | 0 | 0 | 0 | 0 | 0 | 0 | 0 | 0 | 0 | 0 | 0 | 0 | 0 | 0 | 0 | 0 | 0 | 0 | 0 | 0 | 0 | 0 | 0 | 0 | 0 | 1 | 0 | 1 | 0 | 0 | 0 | 0 | 0 | 0 | 0 | 1 | 0 | 0 | 0 | 0 | 0 | 0 | 0 | 0 | 0 | 0 | 0 | 0 | 0 | 0 | 0 | 1 | 0 | 0 | Southern_PGAE_Li_Battery_4hr | Southern_PGAE_Li_Battery_8hr | Southern_PGAE_Solar |  | Central_Valley_North_Los_Banos_Wind |  |  |  | Southern_PGAE | Central_Valley_North_Los_Banos
PG&E GBA | Llagas | 115 | CA | 95020 | SANTA CLARA | 4 | 0 | 0 | 0 | 0 | 0 | 0 | 0 | 0 | 0 | 0 | 0 | 0 | 0 | 0 | 0 | 0 | 0 | 0 | 0 | 0 | 0 | 0 | 0 | 0 | 0 | 0 | 0 | 0 | 0 | 0 | 0 | 0 | 0 | 0 | 0 | 0 | 0 | 0 | 0 | 0 | 0 | 0 | 0 | 0 | 0 | 0 | 0 | 0 | 0 | 0 | 0 | 0 | 1 | 0 | 0 | 1 | 0 | 0 | 0 | 1 | 0 | 0 | 0 | 0 | 1 | 0 | 0 | 0 | 0 | 0 | 0 | 0 | 0 | 0 | 0 | 0 | 0 | 0 | 0 | 0 | 0 | 0 | 0 | 0 | 0 | 0 | 0 | 0 | 0 | 0 | 0 | 0 | 0 | 0 | 0 | 0 | 0 | Northern_California_Li_Battery_4hr | Northern_California_Li_Battery_8hr | Northern_California_Solar |  | Kern_Greater_Carrizo_Wind |  |  |  | Northern_California | Peninsula_Monterey
PG&E GBA | Lockeford | 115 | CA | 95240 | SAN JOAQUIN | 3 | 0 | 0 | 0 | 0 | 0 | 0 | 0 | 0 | 0 | 0 | 0 | 0 | 0 | 0 | 0 | 0 | 0 | 0 | 0 | 0 | 0 | 0 | 0 | 0 | 0 | 0 | 0 | 0 | 0 | 0 | 0 | 0 | 0 | 0 | 0 | 0 | 0 | 0 | 0 | 0 | 0 | 0 | 0 | 0 | 0 | 1 | 0 | 0 | 0 | 0 | 0 | 0 | 0 | 0 | 0 | 0 | 0 | 0 | 0 | 1 | 1 | 0 | 0 | 0 | 0 | 0 | 0 | 0 | 0 | 0 | 0 | 0 | 0 | 0 | 0 | 0 | 0 | 0 | 0 | 0 | 0 | 0 | 0 | 0 | 0 | 0 | 0 | 0 | 0 | 0 | 0 | 0 | 0 | 0 | 0 | 0 | 0 | Northern_California_Li_Battery_4hr | Northern_California_Li_Battery_8hr | Northern_California_Solar |  | Solano_Wind |  |  |  | Northern_California | Solano
PG&E GBA | Lockeford | 230 | CA | 95240 | SAN JOAQUIN | 5 | 0 | 0 | 0 | 0 | 0 | 0 | 0 | 0 | 0 | 0 | 0 | 0 | 0 | 0 | 0 | 0 | 0 | 0 | 0 | 0 | 0 | 0 | 0 | 0 | 0 | 0 | 0 | 0 | 0 | 0 | 0 | 0 | 0 | 0 | 0 | 0 | 0 | 0 | 0 | 1 | 0 | 0 | 0 | 0 | 0 | 1 | 0 | 0 | 0 | 0 | 0 | 0 | 0 | 0 | 0 | 0 | 0 | 0 | 0 | 1 | 1 | 0 | 0 | 0 | 0 | 0 | 0 | 0 | 0 | 0 | 0 | 0 | 0 | 0 | 0 | 0 | 0 | 0 | 0 | 0 | 0 | 0 | 0 | 0 | 0 | 1 | 0 | 0 | 0 | 0 | 0 | 0 | 0 | 0 | 0 | 0 | 0 | Northern_California_Li_Battery_4hr | Northern_California_Li_Battery_8hr | Northern_California_Solar |  | Solano_Wind |  |  |  | Northern_California | Solano
PG&E GBA | Lockeford | 60 | CA | 95240 | SAN JOAQUIN | 5 | 0 | 0 | 0 | 0 | 0 | 0 | 0 | 0 | 0 | 0 | 0 | 0 | 0 | 0 | 0 | 0 | 0 | 0 | 0 | 0 | 0 | 0 | 0 | 0 | 0 | 0 | 0 | 0 | 0 | 0 | 0 | 0 | 0 | 0 | 0 | 0 | 0 | 0 | 0 | 1 | 0 | 0 | 0 | 0 | 0 | 1 | 0 | 0 | 0 | 0 | 0 | 0 | 0 | 0 | 0 | 0 | 0 | 0 | 0 | 1 | 1 | 0 | 0 | 0 | 0 | 0 | 0 | 0 | 0 | 0 | 0 | 0 | 0 | 0 | 0 | 0 | 0 | 0 | 0 | 0 | 0 | 0 | 0 | 0 | 0 | 1 | 0 | 0 | 0 | 0 | 0 | 0 | 0 | 0 | 0 | 0 | 0 | Northern_California_Li_Battery_4hr | Northern_California_Li_Battery_8hr | Northern_California_Solar |  | Solano_Wind |  |  |  | Northern_California | Solano
PG&E GBA | Lodi | 230 | CA | 95240 | SAN JOAQUIN | 5 | 0 | 0 | 0 | 0 | 0 | 0 | 0 | 0 | 0 | 0 | 0 | 0 | 0 | 0 | 0 | 0 | 0 | 0 | 0 | 0 | 0 | 0 | 0 | 0 | 0 | 0 | 0 | 0 | 0 | 0 | 0 | 0 | 0 | 0 | 0 | 0 | 0 | 0 | 0 | 1 | 0 | 0 | 0 | 0 | 0 | 1 | 0 | 1 | 0 | 0 | 0 | 0 | 0 | 0 | 0 | 0 | 0 | 0 | 0 | 1 | 1 | 0 | 0 | 0 | 0 | 0 | 0 | 0 | 0 | 0 | 0 | 0 | 0 | 0 | 0 | 0 | 0 | 0 | 0 | 0 | 0 | 0 | 0 | 0 | 0 | 0 | 0 | 0 | 0 | 0 | 0 | 0 | 0 | 0 | 0 | 0 | 0 | Northern_California_Li_Battery_4hr | Northern_California_Li_Battery_8hr | Northern_California_Solar |  | Solano_Wind |  |  |  | Northern_California | Solano
PG&E NGBA | Logan Creek | 230 | CA | 95988 | GLENN | 2 | 0 | 0 | 0 | 0 | 0 | 0 | 0 | 0 | 0 | 0 | 0 | 0 | 0 | 0 | 0 | 0 | 0 | 0 | 0 | 0 | 0 | 0 | 0 | 0 | 0 | 0 | 0 | 0 | 0 | 0 | 0 | 0 | 0 | 0 | 0 | 0 | 0 | 0 | 0 | 1 | 0 | 0 | 0 | 0 | 0 | 0 | 0 | 0 | 0 | 0 | 0 | 0 | 0 | 0 | 0 | 0 | 0 | 0 | 0 | 0 | 0 | 0 | 0 | 0 | 0 | 0 | 1 | 0 | 0 | 0 | 0 | 0 | 0 | 0 | 0 | 0 | 0 | 0 | 0 | 0 | 0 | 0 | 0 | 0 | 0 | 0 | 0 | 0 | 0 | 0 | 0 | 0 | 0 | 0 | 0 | 0 | 0 | Northern_California_Li_Battery_4hr | Northern_California_Li_Battery_8hr | Northern_California_Solar |  | Northern_California_Wind |  |  |  | Northern_California | Northern_California
PG&E GBA | Lone Tree | 230 | CA | 94531 | CONTRA COSTA | 3 | 0 | 0 | 0 | 0 | 0 | 0 | 0 | 0 | 0 | 0 | 0 | 0 | 0 | 0 | 0 | 0 | 0 | 0 | 0 | 0 | 0 | 0 | 0 | 0 | 0 | 0 | 0 | 0 | 0 | 0 | 0 | 0 | 0 | 0 | 0 | 0 | 0 | 0 | 0 | 1 | 0 | 0 | 0 | 0 | 0 | 0 | 0 | 0 | 0 | 0 | 0 | 0 | 0 | 0 | 0 | 1 | 0 | 0 | 0 | 0 | 0 | 0 | 0 | 0 | 0 | 0 | 1 | 0 | 0 | 0 | 0 | 0 | 0 | 0 | 0 | 0 | 0 | 0 | 0 | 0 | 0 | 0 | 0 | 0 | 0 | 0 | 0 | 0 | 0 | 0 | 0 | 0 | 0 | 0 | 0 | 0 | 0 | Northern_California_Li_Battery_4hr | Northern_California_Li_Battery_8hr | Northern_California_Solar |  | Solano_Wind |  |  |  | Northern_California | Solano
PG&E FRESNO | Los Banos | 230 | CA | 95322 | MERCED | 3 | 0 | 0 | 0 | 0 | 0 | 0 | 0 | 0 | 0 | 0 | 0 | 0 | 0 | 0 | 0 | 0 | 0 | 0 | 0 | 0 | 0 | 0 | 0 | 0 | 0 | 0 | 0 | 0 | 0 | 0 | 0 | 0 | 0 | 0 | 0 | 0 | 0 | 0 | 0 | 0 | 0 | 0 | 0 | 0 | 0 | 0 | 0 | 0 | 0 | 0 | 0 | 0 | 0 | 0 | 0 | 0 | 0 | 0 | 0 | 0 | 0 | 0 | 0 | 0 | 0 | 0 | 0 | 0 | 0 | 0 | 0 | 0 | 0 | 0 | 0 | 0 | 0 | 0 | 1 | 1 | 0 | 0 | 0 | 0 | 0 | 1 | 0 | 0 | 0 | 0 | 0 | 0 | 0 | 0 | 0 | 0 | 0 | Southern_PGAE_Li_Battery_4hr | Southern_PGAE_Li_Battery_8hr | Southern_PGAE_Solar |  | Central_Valley_North_Los_Banos_Wind |  |  |  | Southern_PGAE | Central_Valley_North_Los_Banos
PG&E FRESNO | Los Banos | 500 | CA | 95322 | MERCED | 1 | 0 | 0 | 0 | 0 | 0 | 0 | 0 | 0 | 0 | 0 | 0 | 0 | 0 | 0 | 0 | 0 | 0 | 0 | 0 | 0 | 0 | 0 | 0 | 0 | 0 | 0 | 0 | 0 | 0 | 0 | 0 | 0 | 0 | 0 | 0 | 0 | 0 | 0 | 0 | 0 | 0 | 0 | 0 | 0 | 0 | 0 | 0 | 0 | 0 | 0 | 0 | 0 | 0 | 0 | 0 | 0 | 0 | 0 | 0 | 0 | 0 | 0 | 0 | 0 | 0 | 0 | 0 | 0 | 0 | 0 | 0 | 0 | 0 | 0 | 0 | 0 | 0 | 0 | 0 | 0 | 0 | 0 | 0 | 0 | 0 | 0 | 0 | 0 | 0 | 0 | 0 | 0 | 0 | 0 | 0 | 0 | 1 | Southern_PGAE_Li_Battery_4hr | Southern_PGAE_Li_Battery_8hr | Southern_PGAE_Solar |  | Central_Valley_North_Los_Banos_Wind |  |  |  | Southern_PGAE | Central_Valley_North_Los_Banos
SDGE | Los Coches | 138 | CA | 93960 | Monterey | 4 | 0 | 0 | 0 | 0 | 0 | 0 | 0 | 0 | 0 | 0 | 0 | 0 | 0 | 0 | 0 | 0 | 0 | 0 | 0 | 0 | 0 | 0 | 0 | 0 | 0 | 0 | 1 | 1 | 0 | 0 | 1 | 0 | 1 | 0 | 0 | 0 | 0 | 0 | 0 | 0 | 0 | 0 | 0 | 0 | 0 | 0 | 0 | 0 | 0 | 0 | 0 | 0 | 0 | 0 | 0 | 0 | 0 | 0 | 0 | 0 | 0 | 0 | 0 | 0 | 0 | 0 | 0 | 0 | 0 | 0 | 0 | 0 | 0 | 0 | 0 | 0 | 0 | 0 | 0 | 0 | 0 | 0 | 0 | 0 | 0 | 0 | 0 | 0 | 0 | 0 | 0 | 0 | 0 | 0 | 0 | 0 | 0 | Southern_PGAE_Li_Battery_4hr | Southern_PGAE_Li_Battery_8hr | Southern_PGAE_Solar |  | Kern_Greater_Carrizo_Wind |  |  |  | Southern_PGAE | Peninsula_Monterey
SDGE | Los Coches | 69 | CA | 93960 | Monterey | 3 | 0 | 0 | 0 | 0 | 0 | 0 | 0 | 0 | 0 | 0 | 0 | 0 | 0 | 0 | 0 | 0 | 0 | 0 | 0 | 0 | 0 | 0 | 0 | 0 | 0 | 0 | 0 | 1 | 0 | 0 | 1 | 0 | 1 | 0 | 0 | 0 | 0 | 0 | 0 | 0 | 0 | 0 | 0 | 0 | 0 | 0 | 0 | 0 | 0 | 0 | 0 | 0 | 0 | 0 | 0 | 0 | 0 | 0 | 0 | 0 | 0 | 0 | 0 | 0 | 0 | 0 | 0 | 0 | 0 | 0 | 0 | 0 | 0 | 0 | 0 | 0 | 0 | 0 | 0 | 0 | 0 | 0 | 0 | 0 | 0 | 0 | 0 | 0 | 0 | 0 | 0 | 0 | 0 | 0 | 0 | 0 | 0 | Southern_PGAE_Li_Battery_4hr | Southern_PGAE_Li_Battery_8hr | Southern_PGAE_Solar |  | Kern_Greater_Carrizo_Wind |  |  |  | Southern_PGAE | Peninsula_Monterey
PG&E GBA | Los Esteros | 115 | CA | 95134 | SANTA CLARA | 3 | 0 | 0 | 0 | 0 | 0 | 0 | 0 | 0 | 0 | 0 | 0 | 0 | 0 | 0 | 0 | 0 | 0 | 0 | 0 | 0 | 0 | 0 | 0 | 0 | 0 | 0 | 0 | 0 | 0 | 0 | 0 | 0 | 0 | 0 | 0 | 0 | 0 | 0 | 0 | 0 | 0 | 0 | 0 | 0 | 0 | 0 | 0 | 0 | 0 | 0 | 0 | 0 | 0 | 0 | 0 | 1 | 0 | 0 | 0 | 1 | 0 | 0 | 0 | 0 | 0 | 1 | 0 | 0 | 0 | 0 | 0 | 0 | 0 | 0 | 0 | 0 | 0 | 0 | 0 | 0 | 0 | 0 | 0 | 0 | 0 | 0 | 0 | 0 | 0 | 0 | 0 | 0 | 0 | 0 | 0 | 0 | 0 | Northern_California_Li_Battery_4hr | Northern_California_Li_Battery_8hr | Northern_California_Solar |  | Kern_Greater_Carrizo_Wind |  |  |  | Northern_California | Peninsula_Monterey
PG&E GBA | Los Esteros | 230 | CA | 95134 | SANTA CLARA | 3 | 0 | 0 | 0 | 0 | 0 | 0 | 0 | 0 | 0 | 0 | 0 | 0 | 0 | 0 | 0 | 0 | 0 | 0 | 0 | 0 | 0 | 0 | 0 | 0 | 0 | 0 | 0 | 0 | 0 | 0 | 0 | 0 | 0 | 0 | 0 | 0 | 0 | 0 | 0 | 0 | 0 | 0 | 0 | 0 | 0 | 0 | 0 | 0 | 0 | 0 | 0 | 0 | 0 | 0 | 0 | 1 | 0 | 0 | 0 | 1 | 0 | 0 | 0 | 0 | 0 | 1 | 0 | 0 | 0 | 0 | 0 | 0 | 0 | 0 | 0 | 0 | 0 | 0 | 0 | 0 | 0 | 0 | 0 | 0 | 0 | 0 | 0 | 0 | 0 | 0 | 0 | 0 | 0 | 0 | 0 | 0 | 0 | Northern_California_Li_Battery_4hr | Northern_California_Li_Battery_8hr | Northern_California_Solar |  | Kern_Greater_Carrizo_Wind |  |  |  | Northern_California | Peninsula_Monterey
PG&E GBA | Los Positas | 230 | CA | 94551 | ALAMEDA | 4 | 0 | 0 | 0 | 0 | 0 | 0 | 0 | 0 | 0 | 0 | 0 | 0 | 0 | 0 | 0 | 0 | 0 | 0 | 0 | 0 | 0 | 0 | 0 | 0 | 0 | 0 | 0 | 0 | 0 | 0 | 0 | 0 | 0 | 0 | 0 | 0 | 0 | 0 | 0 | 1 | 0 | 0 | 0 | 0 | 0 | 0 | 0 | 0 | 0 | 0 | 0 | 0 | 0 | 0 | 0 | 1 | 0 | 0 | 0 | 1 | 0 | 0 | 0 | 0 | 0 | 0 | 1 | 0 | 0 | 0 | 0 | 0 | 0 | 0 | 0 | 0 | 0 | 0 | 0 | 0 | 0 | 0 | 0 | 0 | 0 | 0 | 0 | 0 | 0 | 0 | 0 | 0 | 0 | 0 | 0 | 0 | 0 | Northern_California_Li_Battery_4hr | Northern_California_Li_Battery_8hr | Northern_California_Solar |  | Solano_Wind |  |  |  | Northern_California | Solano
PG&E GBA | Los Positas | 60 | CA | 94551 | ALAMEDA | 3 | 0 | 0 | 0 | 0 | 0 | 0 | 0 | 0 | 0 | 0 | 0 | 0 | 0 | 0 | 0 | 0 | 0 | 0 | 0 | 0 | 0 | 0 | 0 | 0 | 0 | 0 | 0 | 0 | 0 | 0 | 0 | 0 | 0 | 0 | 0 | 0 | 0 | 0 | 0 | 1 | 0 | 0 | 0 | 0 | 0 | 0 | 0 | 0 | 0 | 0 | 0 | 0 | 0 | 0 | 0 | 1 | 0 | 0 | 0 | 0 | 0 | 0 | 0 | 0 | 0 | 0 | 1 | 0 | 0 | 0 | 0 | 0 | 0 | 0 | 0 | 0 | 0 | 0 | 0 | 0 | 0 | 0 | 0 | 0 | 0 | 0 | 0 | 0 | 0 | 0 | 0 | 0 | 0 | 0 | 0 | 0 | 0 | Northern_California_Li_Battery_4hr | Northern_California_Li_Battery_8hr | Northern_California_Solar |  | Solano_Wind |  |  |  | Northern_California | Solano
SDGE | Loveland | 69 | CA | 91901 | SAN DIEGO | 5 | 0 | 0 | 0 | 0 | 0 | 0 | 0 | 0 | 0 | 0 | 0 | 0 | 0 | 0 | 0 | 0 | 0 | 0 | 0 | 0 | 0 | 0 | 0 | 0 | 0 | 0 | 0 | 1 | 0 | 1 | 1 | 0 | 1 | 0 | 0 | 0 | 1 | 0 | 0 | 0 | 0 | 0 | 0 | 0 | 0 | 0 | 0 | 0 | 0 | 0 | 0 | 0 | 0 | 0 | 0 | 0 | 0 | 0 | 0 | 0 | 0 | 0 | 0 | 0 | 0 | 0 | 0 | 0 | 0 | 0 | 0 | 0 | 0 | 0 | 0 | 0 | 0 | 0 | 0 | 0 | 0 | 0 | 0 | 0 | 0 | 0 | 0 | 0 | 0 | 0 | 0 | 0 | 0 | 0 | 0 | 0 | 0 | San_Diego_Li_Battery_4hr | San_Diego_Li_Battery_8hr | San_Diego_Solar |  | 0 |  |  |  | Greater_SD | Greater_SD
SCE NOL | Lugo | 230 | CA | 92344 | SAN BERNARDINO | 1 | 0 | 0 | 0 | 0 | 0 | 0 | 0 | 0 | 0 | 0 | 0 | 0 | 0 | 1 | 0 | 0 | 0 | 0 | 0 | 0 | 0 | 0 | 0 | 0 | 0 | 0 | 0 | 0 | 0 | 0 | 0 | 0 | 0 | 0 | 0 | 0 | 0 | 0 | 0 | 0 | 0 | 0 | 0 | 0 | 0 | 0 | 0 | 0 | 0 | 0 | 0 | 0 | 0 | 0 | 0 | 0 | 0 | 0 | 0 | 0 | 0 | 0 | 0 | 0 | 0 | 0 | 0 | 0 | 0 | 0 | 0 | 0 | 0 | 0 | 0 | 0 | 0 | 0 | 0 | 0 | 0 | 0 | 0 | 0 | 0 | 0 | 0 | 0 | 0 | 0 | 0 | 0 | 0 | 0 | 0 | 0 | 0 | Greater_Kramer_Li_Battery_4hr | Greater_Kramer_Li_Battery_8hr | Greater_Kramer_Solar |  | Greater_Kramer_Wind |  |  |  | Greater_Kramer | Greater_Kramer
SCE Metro | Lugo | 500 | CA | 92344 | SAN BERNARDINO | 1 | 0 | 0 | 0 | 0 | 0 | 0 | 0 | 0 | 0 | 1 | 0 | 0 | 0 | 0 | 0 | 0 | 0 | 0 | 0 | 0 | 0 | 0 | 0 | 0 | 0 | 0 | 0 | 0 | 0 | 0 | 0 | 0 | 0 | 0 | 0 | 0 | 0 | 0 | 0 | 0 | 0 | 0 | 0 | 0 | 0 | 0 | 0 | 0 | 0 | 0 | 0 | 0 | 0 | 0 | 0 | 0 | 0 | 0 | 0 | 0 | 0 | 0 | 0 | 0 | 0 | 0 | 0 | 0 | 0 | 0 | 0 | 0 | 0 | 0 | 0 | 0 | 0 | 0 | 0 | 0 | 0 | 0 | 0 | 0 | 0 | 0 | 0 | 0 | 0 | 0 | 0 | 0 | 0 | 0 | 0 | 0 | 0 | Greater_Kramer_Li_Battery_4hr | Greater_Kramer_Li_Battery_8hr | Greater_Kramer_Solar | Utah_Geothermal | Greater_Kramer_Wind | New_Mexico_Wind |  |  | Greater_Kramer | Greater_Kramer
PG&E FRESNO | Madera | 70 | CA | 93637 | MADERA | 9 | 0 | 0 | 0 | 0 | 0 | 0 | 0 | 0 | 0 | 0 | 0 | 0 | 0 | 0 | 0 | 0 | 0 | 0 | 0 | 0 | 0 | 0 | 0 | 0 | 0 | 0 | 0 | 0 | 0 | 0 | 0 | 0 | 0 | 0 | 0 | 0 | 0 | 0 | 0 | 0 | 0 | 0 | 0 | 0 | 0 | 1 | 0 | 0 | 0 | 0 | 0 | 0 | 0 | 0 | 0 | 0 | 0 | 0 | 0 | 1 | 0 | 0 | 0 | 0 | 0 | 0 | 0 | 0 | 0 | 0 | 0 | 0 | 0 | 0 | 0 | 0 | 0 | 0 | 0 | 1 | 0 | 1 | 1 | 1 | 0 | 1 | 0 | 1 | 0 | 0 | 0 | 0 | 1 | 0 | 0 | 0 | 0 | Southern_PGAE_Li_Battery_4hr | Southern_PGAE_Li_Battery_8hr | Southern_PGAE_Solar |  | Central_Valley_North_Los_Banos_Wind |  |  |  | Southern_PGAE | Central_Valley_North_Los_Banos
PG&E NGBA | Madison | 115 | CA | 95653 | YOLO | 5 | 0 | 0 | 0 | 0 | 0 | 0 | 0 | 0 | 0 | 0 | 0 | 0 | 0 | 0 | 0 | 0 | 0 | 0 | 0 | 0 | 0 | 0 | 0 | 0 | 0 | 0 | 0 | 0 | 0 | 0 | 0 | 0 | 0 | 0 | 0 | 0 | 0 | 0 | 0 | 1 | 0 | 0 | 0 | 0 | 0 | 0 | 0 | 0 | 0 | 0 | 0 | 0 | 0 | 1 | 1 | 1 | 0 | 0 | 0 | 0 | 0 | 0 | 0 | 0 | 0 | 0 | 1 | 0 | 0 | 0 | 0 | 0 | 0 | 0 | 0 | 0 | 0 | 0 | 0 | 0 | 0 | 0 | 0 | 0 | 0 | 0 | 0 | 0 | 0 | 0 | 0 | 0 | 0 | 0 | 0 | 0 | 0 | Northern_California_Li_Battery_4hr | Northern_California_Li_Battery_8hr | Northern_California_Solar |  | Solano_Wind |  |  |  | Northern_California | Solano
PG&E KERN | Magunden | 115 | CA | 93306 | KERN | 4 | 0 | 0 | 0 | 0 | 0 | 0 | 0 | 0 | 0 | 0 | 0 | 0 | 0 | 0 | 0 | 0 | 0 | 0 | 0 | 0 | 0 | 0 | 0 | 0 | 0 | 0 | 0 | 0 | 0 | 0 | 0 | 0 | 0 | 0 | 0 | 0 | 0 | 0 | 0 | 0 | 0 | 0 | 0 | 0 | 0 | 0 | 0 | 0 | 0 | 0 | 0 | 0 | 0 | 0 | 0 | 0 | 0 | 0 | 0 | 0 | 0 | 0 | 0 | 0 | 0 | 0 | 0 | 0 | 0 | 0 | 1 | 0 | 0 | 0 | 0 | 0 | 0 | 0 | 1 | 1 | 0 | 0 | 0 | 0 | 0 | 0 | 0 | 0 | 0 | 0 | 0 | 0 | 0 | 0 | 1 | 0 | 0 | Southern_PGAE_Li_Battery_4hr | Southern_PGAE_Li_Battery_8hr | Southern_PGAE_Solar |  | Central_Valley_North_Los_Banos_Wind |  |  |  | Southern_PGAE | Central_Valley_North_Los_Banos
SCE Northern | Magunden | 230 | CA | 93306 | KERN | 3 | 1 | 0 | 1 | 0 | 0 | 0 | 1 | 0 | 0 | 0 | 0 | 0 | 0 | 0 | 0 | 0 | 0 | 0 | 0 | 0 | 0 | 0 | 0 | 0 | 0 | 0 | 0 | 0 | 0 | 0 | 0 | 0 | 0 | 0 | 0 | 0 | 0 | 0 | 0 | 0 | 0 | 0 | 0 | 0 | 0 | 0 | 0 | 0 | 0 | 0 | 0 | 0 | 0 | 0 | 0 | 0 | 0 | 0 | 0 | 0 | 0 | 0 | 0 | 0 | 0 | 0 | 0 | 0 | 0 | 0 | 0 | 0 | 0 | 0 | 0 | 0 | 0 | 0 | 0 | 0 | 0 | 0 | 0 | 0 | 0 | 0 | 0 | 0 | 0 | 0 | 0 | 0 | 0 | 0 | 0 | 0 | 0 | Southern_PGAE_Li_Battery_4hr | Southern_PGAE_Li_Battery_8hr | Southern_PGAE_Solar |  | Central_Valley_North_Los_Banos_Wind |  |  |  | Southern_PGAE | Central_Valley_North_Los_Banos
PG&E FRESNO | Malaga | 115 | CA | 93725 | Fresno | 8 | 0 | 0 | 0 | 0 | 0 | 0 | 0 | 0 | 0 | 0 | 0 | 0 | 0 | 0 | 0 | 0 | 0 | 0 | 0 | 0 | 0 | 0 | 0 | 0 | 0 | 0 | 0 | 0 | 0 | 0 | 0 | 0 | 0 | 0 | 0 | 0 | 0 | 0 | 0 | 0 | 0 | 0 | 0 | 0 | 0 | 1 | 0 | 0 | 0 | 0 | 0 | 0 | 0 | 0 | 0 | 0 | 0 | 0 | 0 | 0 | 0 | 0 | 0 | 0 | 0 | 0 | 0 | 0 | 0 | 0 | 0 | 0 | 0 | 0 | 0 | 0 | 0 | 0 | 1 | 0 | 0 | 1 | 0 | 1 | 1 | 1 | 0 | 0 | 0 | 1 | 0 | 0 | 0 | 0 | 1 | 0 | 0 | Southern_PGAE_Li_Battery_4hr | Southern_PGAE_Li_Battery_8hr | Southern_PGAE_Solar |  | Central_Valley_North_Los_Banos_Wind |  |  |  | Southern_PGAE | Central_Valley_North_Los_Banos
PG&E NGBA | Malin | 500 | OR |  |  | 1 | 0 | 0 | 0 | 0 | 0 | 0 | 0 | 0 | 0 | 0 | 0 | 0 | 0 | 0 | 0 | 0 | 0 | 0 | 0 | 0 | 0 | 0 | 0 | 0 | 0 | 0 | 0 | 0 | 0 | 0 | 0 | 0 | 0 | 0 | 0 | 0 | 0 | 0 | 0 | 1 | 0 | 0 | 0 | 0 | 0 | 0 | 0 | 0 | 0 | 0 | 0 | 0 | 0 | 0 | 0 | 0 | 0 | 0 | 0 | 0 | 0 | 0 | 0 | 0 | 0 | 0 | 0 | 0 | 0 | 0 | 0 | 0 | 0 | 0 | 0 | 0 | 0 | 0 | 0 | 0 | 0 | 0 | 0 | 0 | 0 | 0 | 0 | 0 | 0 | 0 | 0 | 0 | 0 | 0 | 0 | 0 | 0 | 0 | 0 | 0 | Pacific_Northwest_Geothermal | 0 |  |  |  | Oregon | Oregon
SCE Northern | Mandalay | 230 | CA | 93035 | VENTURA | 3 | 0 | 0 | 1 | 0 | 1 | 0 | 0 | 0 | 0 | 0 | 0 | 0 | 0 | 0 | 0 | 0 | 0 | 0 | 0 | 0 | 0 | 0 | 0 | 0 | 1 | 0 | 0 | 0 | 0 | 0 | 0 | 0 | 0 | 0 | 0 | 0 | 0 | 0 | 0 | 0 | 0 | 0 | 0 | 0 | 0 | 0 | 0 | 0 | 0 | 0 | 0 | 0 | 0 | 0 | 0 | 0 | 0 | 0 | 0 | 0 | 0 | 0 | 0 | 0 | 0 | 0 | 0 | 0 | 0 | 0 | 0 | 0 | 0 | 0 | 0 | 0 | 0 | 0 | 0 | 0 | 0 | 0 | 0 | 0 | 0 | 0 | 0 | 0 | 0 | 0 | 0 | 0 | 0 | 0 | 0 | 0 | 0 | Greater_LA_Li_Battery_4hr | Greater_LA_Li_Battery_8hr | Greater_LA_Solar |  | 0 |  |  |  | Greater_LA | Greater_LA
PG&E FRESNO | Manning | 230 | CA |  |  | 2 | 0 | 0 | 0 | 0 | 0 | 0 | 0 | 0 | 0 | 0 | 0 | 0 | 0 | 0 | 0 | 0 | 0 | 0 | 0 | 0 | 0 | 0 | 0 | 0 | 0 | 0 | 0 | 0 | 0 | 0 | 0 | 0 | 0 | 0 | 0 | 0 | 0 | 0 | 0 | 0 | 0 | 0 | 0 | 0 | 0 | 0 | 0 | 0 | 0 | 0 | 0 | 0 | 0 | 0 | 0 | 0 | 0 | 0 | 0 | 0 | 0 | 0 | 0 | 0 | 0 | 0 | 0 | 0 | 0 | 0 | 0 | 0 | 0 | 0 | 0 | 0 | 0 | 0 | 0 | 1 | 0 | 1 | 0 | 0 | 0 | 0 | 0 | 0 | 0 | 0 | 0 | 0 | 0 | 0 | 0 | 0 | 0 | Southern_PGAE_Li_Battery_4hr | Southern_PGAE_Li_Battery_8hr | Southern_PGAE_Solar |  | Central_Valley_North_Los_Banos_Wind |  |  |  | Southern_PGAE | Central_Valley_North_Los_Banos
PG&E FRESNO | Manning | 500 | CA |  |  | 1 | 0 | 0 | 0 | 0 | 0 | 0 | 0 | 0 | 0 | 0 | 0 | 0 | 0 | 0 | 0 | 0 | 0 | 0 | 0 | 0 | 0 | 0 | 0 | 0 | 0 | 0 | 0 | 0 | 0 | 0 | 0 | 0 | 0 | 0 | 0 | 0 | 0 | 0 | 0 | 0 | 0 | 0 | 0 | 0 | 0 | 0 | 0 | 0 | 0 | 0 | 0 | 0 | 0 | 0 | 0 | 0 | 0 | 0 | 0 | 0 | 0 | 0 | 0 | 0 | 0 | 0 | 0 | 0 | 0 | 0 | 0 | 0 | 0 | 0 | 0 | 0 | 0 | 1 | 0 | 0 | 0 | 0 | 0 | 0 | 0 | 0 | 0 | 0 | 0 | 0 | 0 | 0 | 0 | 0 | 0 | 0 | 0 | Southern_PGAE_Li_Battery_4hr | Southern_PGAE_Li_Battery_8hr | Southern_PGAE_Solar |  | Central_Valley_North_Los_Banos_Wind |  |  |  | Southern_PGAE | Central_Valley_North_Los_Banos
PG&E GBA | Manteca | 115 | CA | 95336 | SAN JOAQUIN | 10 | 0 | 0 | 0 | 0 | 0 | 0 | 0 | 0 | 0 | 0 | 0 | 0 | 0 | 0 | 0 | 0 | 0 | 0 | 0 | 0 | 0 | 0 | 0 | 0 | 0 | 0 | 0 | 0 | 0 | 0 | 0 | 0 | 0 | 0 | 0 | 0 | 0 | 0 | 0 | 0 | 0 | 0 | 0 | 0 | 0 | 1 | 0 | 0 | 0 | 0 | 0 | 0 | 0 | 0 | 0 | 1 | 0 | 1 | 0 | 1 | 0 | 0 | 0 | 0 | 0 | 1 | 0 | 1 | 0 | 0 | 0 | 0 | 0 | 0 | 0 | 0 | 0 | 0 | 1 | 1 | 0 | 0 | 0 | 0 | 0 | 0 | 0 | 0 | 0 | 0 | 0 | 0 | 0 | 0 | 1 | 1 | 0 | Northern_California_Li_Battery_4hr | Northern_California_Li_Battery_8hr | Northern_California_Solar |  | Solano_Wind |  |  |  | Northern_California | Solano
SDGE | Margarita | 138 | CA | 92675 | ORANGE | 3 | 0 | 0 | 0 | 0 | 0 | 0 | 0 | 0 | 0 | 0 | 0 | 0 | 0 | 0 | 0 | 0 | 0 | 0 | 0 | 0 | 0 | 0 | 0 | 0 | 0 | 1 | 0 | 0 | 0 | 0 | 0 | 0 | 0 | 0 | 0 | 0 | 0 | 1 | 1 | 0 | 0 | 0 | 0 | 0 | 0 | 0 | 0 | 0 | 0 | 0 | 0 | 0 | 0 | 0 | 0 | 0 | 0 | 0 | 0 | 0 | 0 | 0 | 0 | 0 | 0 | 0 | 0 | 0 | 0 | 0 | 0 | 0 | 0 | 0 | 0 | 0 | 0 | 0 | 0 | 0 | 0 | 0 | 0 | 0 | 0 | 0 | 0 | 0 | 0 | 0 | 0 | 0 | 0 | 0 | 0 | 0 | 0 | Greater_LA_Li_Battery_4hr | Greater_LA_Li_Battery_8hr | Greater_LA_Solar |  | 0 |  |  |  | Greater_LA | Greater_LA
PG&E GBA | Martin | 230 | CA | 94014 | SAN MATEO | 2 | 0 | 0 | 0 | 0 | 0 | 0 | 0 | 0 | 0 | 0 | 0 | 0 | 0 | 0 | 0 | 0 | 0 | 0 | 0 | 0 | 0 | 0 | 0 | 0 | 0 | 0 | 0 | 0 | 0 | 0 | 0 | 0 | 0 | 0 | 0 | 0 | 0 | 0 | 0 | 1 | 0 | 0 | 0 | 0 | 0 | 0 | 0 | 0 | 0 | 0 | 0 | 0 | 1 | 0 | 0 | 0 | 0 | 0 | 0 | 0 | 0 | 0 | 0 | 0 | 0 | 0 | 0 | 0 | 0 | 0 | 0 | 0 | 0 | 0 | 0 | 0 | 0 | 0 | 0 | 0 | 0 | 0 | 0 | 0 | 0 | 0 | 0 | 0 | 0 | 0 | 0 | 0 | 0 | 0 | 0 | 0 | 0 | Northern_California_Li_Battery_4hr | Northern_California_Li_Battery_8hr | Northern_California_Solar |  | Kern_Greater_Carrizo_Wind |  |  |  | Northern_California | Peninsula_Monterey
PG&E GBA | Martin | 115 | CA | 94014 | SAN MATEO | 3 | 0 | 0 | 0 | 0 | 0 | 0 | 0 | 0 | 0 | 0 | 0 | 0 | 0 | 0 | 0 | 0 | 0 | 0 | 0 | 0 | 0 | 0 | 0 | 0 | 0 | 0 | 0 | 0 | 0 | 0 | 0 | 0 | 0 | 0 | 0 | 0 | 0 | 0 | 0 | 0 | 0 | 0 | 0 | 0 | 0 | 0 | 0 | 0 | 0 | 0 | 0 | 0 | 1 | 0 | 0 | 1 | 0 | 0 | 0 | 0 | 0 | 0 | 0 | 0 | 0 | 1 | 0 | 0 | 0 | 0 | 0 | 0 | 0 | 0 | 0 | 0 | 0 | 0 | 0 | 0 | 0 | 0 | 0 | 0 | 0 | 0 | 0 | 0 | 0 | 0 | 0 | 0 | 0 | 0 | 0 | 0 | 0 | Northern_California_Li_Battery_4hr | Northern_California_Li_Battery_8hr | Northern_California_Solar |  | Kern_Greater_Carrizo_Wind |  |  |  | Northern_California | Peninsula_Monterey
PG&E GBA | Martinez | 115 | CA | 94553 | CONTRA COSTA | 9 | 0 | 0 | 0 | 0 | 0 | 0 | 0 | 0 | 0 | 0 | 0 | 0 | 0 | 0 | 0 | 0 | 0 | 0 | 0 | 0 | 0 | 0 | 0 | 0 | 0 | 0 | 0 | 0 | 0 | 0 | 0 | 0 | 0 | 0 | 0 | 0 | 0 | 0 | 0 | 1 | 0 | 0 | 0 | 0 | 0 | 0 | 0 | 0 | 0 | 1 | 0 | 0 | 1 | 1 | 1 | 1 | 0 | 0 | 1 | 1 | 0 | 0 | 0 | 0 | 0 | 1 | 0 | 0 | 0 | 0 | 0 | 0 | 0 | 0 | 0 | 0 | 0 | 0 | 0 | 0 | 0 | 0 | 0 | 0 | 0 | 0 | 0 | 0 | 0 | 0 | 0 | 0 | 0 | 0 | 0 | 0 | 0 | Northern_California_Li_Battery_4hr | Northern_California_Li_Battery_8hr | Northern_California_Solar |  | Solano_Wind |  |  |  | Northern_California | Solano
PG&E FRESNO | Mc Mullin | 230 | CA | 93706 | FRESNO | 6 | 0 | 0 | 0 | 0 | 0 | 0 | 0 | 0 | 0 | 0 | 0 | 0 | 0 | 0 | 0 | 0 | 0 | 0 | 0 | 0 | 0 | 0 | 0 | 0 | 0 | 0 | 0 | 0 | 0 | 0 | 0 | 0 | 0 | 0 | 0 | 0 | 0 | 0 | 0 | 0 | 0 | 0 | 0 | 0 | 0 | 1 | 0 | 0 | 0 | 0 | 0 | 0 | 0 | 0 | 0 | 0 | 0 | 0 | 0 | 0 | 0 | 0 | 0 | 0 | 0 | 0 | 0 | 0 | 0 | 0 | 0 | 0 | 0 | 0 | 0 | 0 | 0 | 0 | 1 | 1 | 0 | 1 | 0 | 0 | 0 | 1 | 0 | 0 | 0 | 1 | 0 | 0 | 0 | 0 | 0 | 0 | 0 | Southern_PGAE_Li_Battery_4hr | Southern_PGAE_Li_Battery_8hr | Southern_PGAE_Solar |  | Central_Valley_North_Los_Banos_Wind |  |  |  | Southern_PGAE | Central_Valley_North_Los_Banos
PG&E FRESNO | McCall | 115 | CA | 93625 | FRESNO | 6 | 0 | 0 | 0 | 0 | 0 | 0 | 0 | 0 | 0 | 0 | 0 | 0 | 0 | 0 | 0 | 0 | 0 | 0 | 0 | 0 | 0 | 0 | 0 | 0 | 0 | 0 | 0 | 0 | 0 | 0 | 0 | 0 | 0 | 0 | 0 | 0 | 0 | 0 | 0 | 0 | 0 | 0 | 0 | 0 | 0 | 1 | 0 | 0 | 0 | 0 | 0 | 0 | 0 | 0 | 0 | 0 | 0 | 0 | 0 | 0 | 0 | 0 | 0 | 0 | 0 | 0 | 0 | 0 | 0 | 0 | 0 | 0 | 0 | 0 | 0 | 0 | 0 | 0 | 1 | 0 | 0 | 1 | 0 | 1 | 0 | 1 | 0 | 0 | 0 | 1 | 0 | 0 | 0 | 0 | 0 | 0 | 0 | Southern_PGAE_Li_Battery_4hr | Southern_PGAE_Li_Battery_8hr | Southern_PGAE_Solar |  | Central_Valley_North_Los_Banos_Wind |  |  |  | Southern_PGAE | Central_Valley_North_Los_Banos
PG&E FRESNO | McCall | 230 | CA | 93625 | FRESNO | 6 | 0 | 0 | 0 | 0 | 0 | 0 | 0 | 0 | 0 | 0 | 0 | 0 | 0 | 0 | 0 | 0 | 0 | 0 | 0 | 0 | 0 | 0 | 0 | 0 | 0 | 0 | 0 | 0 | 0 | 0 | 0 | 0 | 0 | 0 | 0 | 0 | 0 | 0 | 0 | 0 | 0 | 0 | 0 | 0 | 0 | 1 | 0 | 0 | 0 | 0 | 0 | 0 | 0 | 0 | 0 | 0 | 0 | 0 | 0 | 0 | 0 | 0 | 0 | 0 | 0 | 0 | 0 | 0 | 0 | 0 | 0 | 0 | 0 | 0 | 0 | 0 | 0 | 0 | 1 | 1 | 0 | 1 | 0 | 0 | 0 | 1 | 0 | 0 | 0 | 1 | 0 | 0 | 0 | 0 | 0 | 0 | 0 | Southern_PGAE_Li_Battery_4hr | Southern_PGAE_Li_Battery_8hr | Southern_PGAE_Solar |  | Central_Valley_North_Los_Banos_Wind |  |  |  | Southern_PGAE | Central_Valley_North_Los_Banos
PG&E GBA | Meadow Lane | 115 | CA | 94520 | Contra Costa | 1 | 0 | 0 | 0 | 0 | 0 | 0 | 0 | 0 | 0 | 0 | 0 | 0 | 0 | 0 | 0 | 0 | 0 | 0 | 0 | 0 | 0 | 0 | 0 | 0 | 0 | 0 | 0 | 0 | 0 | 0 | 0 | 0 | 0 | 0 | 0 | 0 | 0 | 0 | 0 | 1 | 0 | 0 | 0 | 0 | 0 | 0 | 0 | 0 | 0 | 0 | 0 | 0 | 0 | 0 | 0 | 0 | 0 | 0 | 0 | 0 | 0 | 0 | 0 | 0 | 0 | 0 | 0 | 0 | 0 | 0 | 0 | 0 | 0 | 0 | 0 | 0 | 0 | 0 | 0 | 0 | 0 | 0 | 0 | 0 | 0 | 0 | 0 | 0 | 0 | 0 | 0 | 0 | 0 | 0 | 0 | 0 | 0 | Northern_California_Li_Battery_4hr | Northern_California_Li_Battery_8hr | Northern_California_Solar |  | Solano_Wind |  |  |  | Northern_California | Solano
PG&E GBA | Melones | 115 | CA | 95222 | CALAVERAS | 5 | 0 | 0 | 0 | 0 | 0 | 0 | 0 | 0 | 0 | 0 | 0 | 0 | 0 | 0 | 0 | 0 | 0 | 0 | 0 | 0 | 0 | 0 | 0 | 0 | 0 | 0 | 0 | 0 | 0 | 0 | 0 | 0 | 0 | 0 | 0 | 0 | 0 | 0 | 0 | 0 | 0 | 0 | 0 | 0 | 0 | 1 | 0 | 0 | 0 | 0 | 0 | 0 | 0 | 0 | 0 | 1 | 0 | 1 | 0 | 1 | 0 | 0 | 0 | 0 | 0 | 1 | 0 | 0 | 0 | 0 | 0 | 0 | 0 | 0 | 0 | 0 | 0 | 0 | 0 | 0 | 0 | 0 | 0 | 0 | 0 | 0 | 0 | 0 | 0 | 0 | 0 | 0 | 0 | 0 | 0 | 0 | 0 | Northern_California_Li_Battery_4hr | Northern_California_Li_Battery_8hr | Northern_California_Solar |  | Central_Valley_North_Los_Banos_Wind |  |  |  | Northern_California | El_Dorado_Mariposa
PG&E GBA | Melones | 230 | CA | 95222 | CALAVERAS | 5 | 0 | 0 | 0 | 0 | 0 | 0 | 0 | 0 | 0 | 0 | 0 | 0 | 0 | 0 | 0 | 0 | 0 | 0 | 0 | 0 | 0 | 0 | 0 | 0 | 0 | 0 | 0 | 0 | 0 | 0 | 0 | 0 | 0 | 0 | 0 | 0 | 0 | 0 | 0 | 0 | 0 | 0 | 0 | 0 | 0 | 1 | 0 | 0 | 0 | 0 | 0 | 0 | 0 | 0 | 0 | 1 | 0 | 1 | 0 | 1 | 0 | 0 | 0 | 0 | 0 | 1 | 0 | 0 | 0 | 0 | 0 | 0 | 0 | 0 | 0 | 0 | 0 | 0 | 0 | 0 | 0 | 0 | 0 | 0 | 0 | 0 | 0 | 0 | 0 | 0 | 0 | 0 | 0 | 0 | 0 | 0 | 0 | Northern_California_Li_Battery_4hr | Northern_California_Li_Battery_8hr | Northern_California_Solar |  | Central_Valley_North_Los_Banos_Wind |  |  |  | Northern_California | El_Dorado_Mariposa
SDGE | Melrose | 69 | CA | 92083 | San Diego | 4 | 0 | 0 | 0 | 0 | 0 | 0 | 0 | 0 | 0 | 0 | 0 | 0 | 0 | 0 | 0 | 0 | 0 | 0 | 0 | 0 | 0 | 0 | 0 | 0 | 0 | 1 | 0 | 0 | 0 | 0 | 0 | 0 | 1 | 1 | 0 | 0 | 0 | 1 | 0 | 0 | 0 | 0 | 0 | 0 | 0 | 0 | 0 | 0 | 0 | 0 | 0 | 0 | 0 | 0 | 0 | 0 | 0 | 0 | 0 | 0 | 0 | 0 | 0 | 0 | 0 | 0 | 0 | 0 | 0 | 0 | 0 | 0 | 0 | 0 | 0 | 0 | 0 | 0 | 0 | 0 | 0 | 0 | 0 | 0 | 0 | 0 | 0 | 0 | 0 | 0 | 0 | 0 | 0 | 0 | 0 | 0 | 0 | San_Diego_Li_Battery_4hr | San_Diego_Li_Battery_8hr | San_Diego_Solar |  | 0 |  |  |  | Greater_SD | Greater_SD
PG&E NGBA | Mendocino | 115 | CA | 95470 | MENDOCINO | 3 | 0 | 0 | 0 | 0 | 0 | 0 | 0 | 0 | 0 | 0 | 0 | 0 | 0 | 0 | 0 | 0 | 0 | 0 | 0 | 0 | 0 | 0 | 0 | 0 | 0 | 0 | 0 | 0 | 0 | 0 | 0 | 0 | 0 | 0 | 0 | 0 | 0 | 0 | 0 | 1 | 0 | 0 | 0 | 0 | 0 | 0 | 0 | 0 | 0 | 0 | 0 | 0 | 1 | 0 | 0 | 0 | 0 | 0 | 0 | 0 | 0 | 0 | 0 | 0 | 0 | 0 | 1 | 0 | 0 | 0 | 0 | 0 | 0 | 0 | 0 | 0 | 0 | 0 | 0 | 0 | 0 | 0 | 0 | 0 | 0 | 0 | 0 | 0 | 0 | 0 | 0 | 0 | 0 | 0 | 0 | 0 | 0 | Northern_California_Li_Battery_4hr | Northern_California_Li_Battery_8hr | Northern_California_Solar |  | Northern_California_Wind |  |  |  | Northern_California | Mendocino_Marin
PG&E NGBA | Mendocino | 60 | CA | 95470 | MENDOCINO | 6 | 0 | 0 | 0 | 0 | 0 | 0 | 0 | 0 | 0 | 0 | 0 | 0 | 0 | 0 | 0 | 0 | 0 | 0 | 0 | 0 | 0 | 0 | 0 | 0 | 0 | 0 | 0 | 0 | 0 | 0 | 0 | 0 | 0 | 0 | 0 | 0 | 0 | 0 | 0 | 1 | 0 | 1 | 0 | 0 | 0 | 0 | 0 | 0 | 0 | 0 | 0 | 0 | 1 | 0 | 1 | 1 | 0 | 0 | 0 | 0 | 0 | 0 | 0 | 0 | 0 | 0 | 1 | 0 | 0 | 0 | 0 | 0 | 0 | 0 | 0 | 0 | 0 | 0 | 0 | 0 | 0 | 0 | 0 | 0 | 0 | 0 | 0 | 0 | 0 | 0 | 0 | 0 | 0 | 0 | 0 | 0 | 0 | Northern_California_Li_Battery_4hr | Northern_California_Li_Battery_8hr | Northern_California_Solar |  | Northern_California_Wind |  |  |  | Northern_California | Mendocino_Marin
PG&E FRESNO | Mendota | 115 | CA | 93640 | FRESNO | 13 | 0 | 0 | 0 | 0 | 0 | 0 | 0 | 0 | 0 | 0 | 0 | 0 | 0 | 0 | 0 | 0 | 0 | 0 | 0 | 0 | 0 | 0 | 0 | 0 | 0 | 0 | 0 | 0 | 0 | 0 | 0 | 0 | 0 | 0 | 0 | 0 | 0 | 0 | 0 | 0 | 0 | 0 | 0 | 0 | 0 | 1 | 0 | 0 | 0 | 0 | 0 | 0 | 0 | 0 | 0 | 0 | 0 | 0 | 0 | 0 | 0 | 0 | 0 | 0 | 0 | 0 | 0 | 0 | 0 | 0 | 0 | 0 | 0 | 0 | 0 | 0 | 0 | 0 | 1 | 1 | 1 | 1 | 1 | 1 | 1 | 1 | 0 | 1 | 0 | 1 | 1 | 0 | 1 | 0 | 0 | 0 | 0 | Southern_PGAE_Li_Battery_4hr | Southern_PGAE_Li_Battery_8hr | Southern_PGAE_Solar |  | Central_Valley_North_Los_Banos_Wind |  |  |  | Southern_PGAE | Central_Valley_North_Los_Banos
PG&E GBA | Menlo | 60 | CA | 94025 | San Mateo | 3 | 0 | 0 | 0 | 0 | 0 | 0 | 0 | 0 | 0 | 0 | 0 | 0 | 0 | 0 | 0 | 0 | 0 | 0 | 0 | 0 | 0 | 0 | 0 | 0 | 0 | 0 | 0 | 0 | 0 | 0 | 0 | 0 | 0 | 0 | 0 | 0 | 0 | 0 | 0 | 1 | 0 | 0 | 0 | 0 | 0 | 0 | 0 | 0 | 0 | 0 | 0 | 0 | 1 | 0 | 0 | 1 | 0 | 0 | 0 | 0 | 0 | 0 | 0 | 0 | 0 | 0 | 0 | 0 | 0 | 0 | 0 | 0 | 0 | 0 | 0 | 0 | 0 | 0 | 0 | 0 | 0 | 0 | 0 | 0 | 0 | 0 | 0 | 0 | 0 | 0 | 0 | 0 | 0 | 0 | 0 | 0 | 0 | Northern_California_Li_Battery_4hr | Northern_California_Li_Battery_8hr | Northern_California_Solar |  | Kern_Greater_Carrizo_Wind |  |  |  | Northern_California | Peninsula_Monterey
PG&E FRESNO | Merced | 115 | CA | 95341 | MERCED | 13 | 0 | 0 | 0 | 0 | 0 | 0 | 0 | 0 | 0 | 0 | 0 | 0 | 0 | 0 | 0 | 0 | 0 | 0 | 0 | 0 | 0 | 0 | 0 | 0 | 0 | 0 | 0 | 0 | 0 | 0 | 0 | 0 | 0 | 0 | 0 | 0 | 0 | 0 | 0 | 0 | 0 | 0 | 0 | 0 | 0 | 1 | 0 | 0 | 0 | 0 | 0 | 0 | 0 | 0 | 0 | 0 | 0 | 0 | 0 | 1 | 0 | 0 | 0 | 0 | 0 | 0 | 0 | 0 | 0 | 0 | 0 | 0 | 0 | 0 | 0 | 0 | 0 | 0 | 1 | 1 | 0 | 1 | 1 | 1 | 1 | 1 | 0 | 1 | 1 | 1 | 0 | 0 | 1 | 0 | 0 | 0 | 0 | Southern_PGAE_Li_Battery_4hr | Southern_PGAE_Li_Battery_8hr | Southern_PGAE_Solar |  | Central_Valley_North_Los_Banos_Wind |  |  |  | Southern_PGAE | Central_Valley_North_Los_Banos
EOP | Mercury | 138 | NV | 89020 | NYE | 3 | 0 | 0 | 0 | 0 | 0 | 0 | 0 | 0 | 0 | 0 | 0 | 0 | 0 | 0 | 0 | 0 | 0 | 0 | 0 | 0 | 0 | 0 | 1 | 1 | 1 | 0 | 0 | 0 | 0 | 0 | 0 | 0 | 0 | 0 | 0 | 0 | 0 | 0 | 0 | 0 | 0 | 0 | 0 | 0 | 0 | 0 | 0 | 0 | 0 | 0 | 0 | 0 | 0 | 0 | 0 | 0 | 0 | 0 | 0 | 0 | 0 | 0 | 0 | 0 | 0 | 0 | 0 | 0 | 0 | 0 | 0 | 0 | 0 | 0 | 0 | 0 | 0 | 0 | 0 | 0 | 0 | 0 | 0 | 0 | 0 | 0 | 0 | 0 | 0 | 0 | 0 | 0 | 0 | 0 | 0 | 0 | 0 | Southern_NV_Eldorado_Li_Battery_4hr | Southern_NV_Eldorado_Li_Battery_8hr | Southern_NV_Eldorado_Solar |  | Southern_NV_Eldorado_Wind |  |  |  | Southern_NV_Eldorado | Southern_NV_Eldorado
PG&E FRESNO | Mercy Springs | 70 | CA | 93635 | Merced | 3 | 0 | 0 | 0 | 0 | 0 | 0 | 0 | 0 | 0 | 0 | 0 | 0 | 0 | 0 | 0 | 0 | 0 | 0 | 0 | 0 | 0 | 0 | 0 | 0 | 0 | 0 | 0 | 0 | 0 | 0 | 0 | 0 | 0 | 0 | 0 | 0 | 0 | 0 | 0 | 0 | 0 | 0 | 0 | 0 | 0 | 0 | 0 | 0 | 0 | 0 | 0 | 0 | 0 | 0 | 0 | 0 | 0 | 0 | 0 | 0 | 0 | 0 | 0 | 0 | 0 | 0 | 0 | 0 | 0 | 0 | 0 | 0 | 0 | 0 | 0 | 0 | 0 | 0 | 1 | 1 | 0 | 0 | 0 | 0 | 0 | 1 | 0 | 0 | 0 | 0 | 0 | 0 | 0 | 0 | 0 | 0 | 0 | Southern_PGAE_Li_Battery_4hr | Southern_PGAE_Li_Battery_8hr | Southern_PGAE_Solar |  | Central_Valley_North_Los_Banos_Wind |  |  |  | Southern_PGAE | Central_Valley_North_Los_Banos
PG&E NGBA | Meridian | 60 | CA | 95957 | Sutter | 3 | 0 | 0 | 0 | 0 | 0 | 0 | 0 | 0 | 0 | 0 | 0 | 0 | 0 | 0 | 0 | 0 | 0 | 0 | 0 | 0 | 0 | 0 | 0 | 0 | 0 | 0 | 0 | 0 | 0 | 0 | 0 | 0 | 0 | 0 | 0 | 0 | 0 | 0 | 0 | 1 | 0 | 0 | 0 | 0 | 0 | 0 | 0 | 0 | 0 | 0 | 0 | 0 | 1 | 0 | 0 | 0 | 0 | 0 | 0 | 0 | 0 | 0 | 0 | 0 | 0 | 0 | 1 | 0 | 0 | 0 | 0 | 0 | 0 | 0 | 0 | 0 | 0 | 0 | 0 | 0 | 0 | 0 | 0 | 0 | 0 | 0 | 0 | 0 | 0 | 0 | 0 | 0 | 0 | 0 | 0 | 0 | 0 | Northern_California_Li_Battery_4hr | Northern_California_Li_Battery_8hr | Northern_California_Solar |  | Northern_California_Wind |  |  |  | Northern_California | Northern_California
PG&E KERN | Mesa (PGE) | 115 | CA | 93444 | SAN LUIS OBISPO | 5 | 0 | 0 | 0 | 0 | 0 | 0 | 0 | 0 | 0 | 0 | 0 | 0 | 0 | 0 | 0 | 0 | 0 | 0 | 0 | 0 | 0 | 0 | 0 | 0 | 0 | 0 | 0 | 0 | 0 | 0 | 0 | 0 | 0 | 0 | 0 | 0 | 0 | 0 | 0 | 0 | 0 | 0 | 0 | 0 | 0 | 0 | 0 | 0 | 0 | 0 | 0 | 0 | 0 | 0 | 0 | 0 | 0 | 0 | 0 | 0 | 0 | 0 | 0 | 0 | 0 | 0 | 0 | 1 | 1 | 0 | 0 | 0 | 0 | 0 | 0 | 0 | 0 | 0 | 0 | 1 | 0 | 0 | 0 | 0 | 0 | 1 | 0 | 0 | 0 | 0 | 0 | 0 | 0 | 0 | 0 | 1 | 0 | Southern_PGAE_Li_Battery_4hr | Southern_PGAE_Li_Battery_8hr | Southern_PGAE_Solar |  | Kern_Greater_Carrizo_Wind |  |  |  | Southern_PGAE | Kern_Greater_Carrizo
PG&E KERN | Mesa (PGE) | 230 | CA | 93444 | SAN LUIS OBISPO | 5 | 0 | 0 | 0 | 0 | 0 | 0 | 0 | 0 | 0 | 0 | 0 | 0 | 0 | 0 | 0 | 0 | 0 | 0 | 0 | 0 | 0 | 0 | 0 | 0 | 0 | 0 | 0 | 0 | 0 | 0 | 0 | 0 | 0 | 0 | 0 | 0 | 0 | 0 | 0 | 0 | 0 | 0 | 0 | 0 | 0 | 0 | 0 | 0 | 0 | 0 | 0 | 0 | 0 | 0 | 0 | 0 | 0 | 0 | 0 | 0 | 0 | 0 | 0 | 0 | 0 | 0 | 0 | 1 | 0 | 0 | 0 | 0 | 0 | 0 | 0 | 0 | 0 | 0 | 1 | 1 | 0 | 0 | 0 | 0 | 0 | 0 | 0 | 0 | 0 | 0 | 0 | 0 | 0 | 0 | 1 | 1 | 0 | Southern_PGAE_Li_Battery_4hr | Southern_PGAE_Li_Battery_8hr | Southern_PGAE_Solar |  | Kern_Greater_Carrizo_Wind |  |  |  | Southern_PGAE | Kern_Greater_Carrizo
SCE Metro | Mesa (SCE) | 230 | CA | 91755 | LOS ANGELES | 1 | 0 | 0 | 0 | 0 | 0 | 0 | 0 | 0 | 0 | 1 | 0 | 0 | 0 | 0 | 0 | 0 | 0 | 0 | 0 | 0 | 0 | 0 | 0 | 0 | 0 | 0 | 0 | 0 | 0 | 0 | 0 | 0 | 0 | 0 | 0 | 0 | 0 | 0 | 0 | 0 | 0 | 0 | 0 | 0 | 0 | 0 | 0 | 0 | 0 | 0 | 0 | 0 | 0 | 0 | 0 | 0 | 0 | 0 | 0 | 0 | 0 | 0 | 0 | 0 | 0 | 0 | 0 | 0 | 0 | 0 | 0 | 0 | 0 | 0 | 0 | 0 | 0 | 0 | 0 | 0 | 0 | 0 | 0 | 0 | 0 | 0 | 0 | 0 | 0 | 0 | 0 | 0 | 0 | 0 | 0 | 0 | 0 | Greater_LA_Li_Battery_4hr | Greater_LA_Li_Battery_8hr | Greater_LA_Solar |  | 0 |  |  |  | Greater_LA | Greater_LA
SCE Metro | Mesa (SCE) | 500 | CA | 91755 | LOS ANGELES | 1 | 0 | 0 | 0 | 0 | 0 | 0 | 0 | 0 | 0 | 1 | 0 | 0 | 0 | 0 | 0 | 0 | 0 | 0 | 0 | 0 | 0 | 0 | 0 | 0 | 0 | 0 | 0 | 0 | 0 | 0 | 0 | 0 | 0 | 0 | 0 | 0 | 0 | 0 | 0 | 0 | 0 | 0 | 0 | 0 | 0 | 0 | 0 | 0 | 0 | 0 | 0 | 0 | 0 | 0 | 0 | 0 | 0 | 0 | 0 | 0 | 0 | 0 | 0 | 0 | 0 | 0 | 0 | 0 | 0 | 0 | 0 | 0 | 0 | 0 | 0 | 0 | 0 | 0 | 0 | 0 | 0 | 0 | 0 | 0 | 0 | 0 | 0 | 0 | 0 | 0 | 0 | 0 | 0 | 0 | 0 | 0 | 0 | Greater_LA_Li_Battery_4hr | Greater_LA_Li_Battery_8hr | Greater_LA_Solar |  | 0 |  |  |  | Greater_LA | Greater_LA
SDGE | Mesa Heights | 69 | CA | 92111 | San Diego | 1 | 0 | 0 | 0 | 0 | 0 | 0 | 0 | 0 | 0 | 0 | 0 | 0 | 0 | 0 | 0 | 0 | 0 | 0 | 0 | 0 | 0 | 0 | 0 | 0 | 0 | 0 | 0 | 0 | 0 | 0 | 0 | 0 | 1 | 0 | 0 | 0 | 0 | 0 | 0 | 0 | 0 | 0 | 0 | 0 | 0 | 0 | 0 | 0 | 0 | 0 | 0 | 0 | 0 | 0 | 0 | 0 | 0 | 0 | 0 | 0 | 0 | 0 | 0 | 0 | 0 | 0 | 0 | 0 | 0 | 0 | 0 | 0 | 0 | 0 | 0 | 0 | 0 | 0 | 0 | 0 | 0 | 0 | 0 | 0 | 0 | 0 | 0 | 0 | 0 | 0 | 0 | 0 | 0 | 0 | 0 | 0 | 0 | San_Diego_Li_Battery_4hr | San_Diego_Li_Battery_8hr | San_Diego_Solar |  | 0 |  |  |  | Greater_SD | Greater_SD
PG&E GBA | Metcalf | 115 | CA | 95013 | SANTA CLARA | 2 | 0 | 0 | 0 | 0 | 0 | 0 | 0 | 0 | 0 | 0 | 0 | 0 | 0 | 0 | 0 | 0 | 0 | 0 | 0 | 0 | 0 | 0 | 0 | 0 | 0 | 0 | 0 | 0 | 0 | 0 | 0 | 0 | 0 | 0 | 0 | 0 | 0 | 0 | 0 | 0 | 0 | 0 | 0 | 0 | 0 | 0 | 0 | 0 | 0 | 0 | 0 | 0 | 0 | 0 | 0 | 1 | 0 | 0 | 0 | 1 | 0 | 0 | 0 | 0 | 0 | 0 | 0 | 0 | 0 | 0 | 0 | 0 | 0 | 0 | 0 | 0 | 0 | 0 | 0 | 0 | 0 | 0 | 0 | 0 | 0 | 0 | 0 | 0 | 0 | 0 | 0 | 0 | 0 | 0 | 0 | 0 | 0 | Northern_California_Li_Battery_4hr | Northern_California_Li_Battery_8hr | Northern_California_Solar |  | Kern_Greater_Carrizo_Wind |  |  |  | Northern_California | Peninsula_Monterey
PG&E GBA | Metcalf | 230 | CA | 95013 | SANTA CLARA | 2 | 0 | 0 | 0 | 0 | 0 | 0 | 0 | 0 | 0 | 0 | 0 | 0 | 0 | 0 | 0 | 0 | 0 | 0 | 0 | 0 | 0 | 0 | 0 | 0 | 0 | 0 | 0 | 0 | 0 | 0 | 0 | 0 | 0 | 0 | 0 | 0 | 0 | 0 | 0 | 0 | 0 | 0 | 0 | 0 | 0 | 0 | 0 | 0 | 0 | 0 | 0 | 0 | 0 | 0 | 0 | 1 | 0 | 0 | 0 | 1 | 0 | 0 | 0 | 0 | 0 | 0 | 0 | 0 | 0 | 0 | 0 | 0 | 0 | 0 | 0 | 0 | 0 | 0 | 0 | 0 | 0 | 0 | 0 | 0 | 0 | 0 | 0 | 0 | 0 | 0 | 0 | 0 | 0 | 0 | 0 | 0 | 0 | Northern_California_Li_Battery_4hr | Northern_California_Li_Battery_8hr | Northern_California_Solar |  | Kern_Greater_Carrizo_Wind |  |  |  | Northern_California | Peninsula_Monterey
PG&E GBA | Metcalf | 500 | CA | 95013 | SANTA CLARA | 1 | 0 | 0 | 0 | 0 | 0 | 0 | 0 | 0 | 0 | 0 | 0 | 0 | 0 | 0 | 0 | 0 | 0 | 0 | 0 | 0 | 0 | 0 | 0 | 0 | 0 | 0 | 0 | 0 | 0 | 0 | 0 | 0 | 0 | 0 | 0 | 0 | 0 | 0 | 0 | 0 | 0 | 0 | 0 | 0 | 0 | 0 | 0 | 0 | 0 | 0 | 0 | 0 | 0 | 0 | 0 | 0 | 0 | 0 | 0 | 0 | 0 | 0 | 0 | 0 | 0 | 0 | 0 | 0 | 0 | 0 | 0 | 0 | 0 | 0 | 0 | 0 | 0 | 0 | 0 | 0 | 0 | 0 | 0 | 0 | 0 | 0 | 0 | 0 | 0 | 0 | 0 | 0 | 0 | 0 | 0 | 0 | 1 | Northern_California_Li_Battery_4hr | Northern_California_Li_Battery_8hr | Northern_California_Solar |  | Kern_Greater_Carrizo_Wind |  |  |  | Northern_California | Peninsula_Monterey
PG&E KERN | Midway | 115 | CA | 93206 | KERN | 6 | 0 | 0 | 0 | 0 | 0 | 0 | 0 | 0 | 0 | 0 | 0 | 0 | 0 | 0 | 0 | 0 | 0 | 0 | 0 | 0 | 0 | 0 | 0 | 0 | 0 | 0 | 0 | 0 | 0 | 0 | 0 | 0 | 0 | 0 | 0 | 0 | 0 | 0 | 0 | 0 | 0 | 0 | 0 | 0 | 0 | 0 | 0 | 0 | 0 | 0 | 0 | 0 | 0 | 0 | 0 | 0 | 0 | 0 | 0 | 0 | 0 | 0 | 0 | 0 | 0 | 0 | 0 | 1 | 1 | 0 | 0 | 0 | 0 | 0 | 1 | 0 | 0 | 0 | 1 | 1 | 0 | 0 | 0 | 0 | 0 | 0 | 0 | 0 | 0 | 0 | 0 | 0 | 0 | 0 | 1 | 0 | 0 | Southern_PGAE_Li_Battery_4hr | Southern_PGAE_Li_Battery_8hr | Southern_PGAE_Solar |  | Central_Valley_North_Los_Banos_Wind |  |  |  | Southern_PGAE | Central_Valley_North_Los_Banos
PG&E KERN | Midway | 230 | CA | 93206 | KERN | 5 | 0 | 0 | 0 | 0 | 0 | 0 | 0 | 0 | 0 | 0 | 0 | 0 | 0 | 0 | 0 | 0 | 0 | 0 | 0 | 0 | 0 | 0 | 0 | 0 | 0 | 0 | 0 | 0 | 0 | 0 | 0 | 0 | 0 | 0 | 0 | 0 | 0 | 0 | 0 | 0 | 0 | 0 | 0 | 0 | 0 | 0 | 0 | 0 | 0 | 0 | 0 | 0 | 0 | 0 | 0 | 0 | 0 | 0 | 0 | 0 | 0 | 0 | 0 | 0 | 0 | 0 | 0 | 1 | 1 | 0 | 0 | 0 | 0 | 0 | 0 | 0 | 0 | 0 | 1 | 1 | 0 | 0 | 0 | 0 | 0 | 0 | 0 | 0 | 0 | 0 | 0 | 0 | 0 | 0 | 1 | 0 | 0 | Southern_PGAE_Li_Battery_4hr | Southern_PGAE_Li_Battery_8hr | Southern_PGAE_Solar |  | Central_Valley_North_Los_Banos_Wind |  |  |  | Southern_PGAE | Central_Valley_North_Los_Banos
PG&E KERN | Midway | 500 | CA | 93206 | KERN | 1 | 0 | 0 | 0 | 0 | 0 | 0 | 0 | 0 | 0 | 0 | 0 | 0 | 0 | 0 | 0 | 0 | 0 | 0 | 0 | 0 | 0 | 0 | 0 | 0 | 0 | 0 | 0 | 0 | 0 | 0 | 0 | 0 | 0 | 0 | 0 | 0 | 0 | 0 | 0 | 0 | 0 | 0 | 0 | 0 | 0 | 0 | 0 | 0 | 0 | 0 | 0 | 0 | 0 | 0 | 0 | 0 | 0 | 0 | 0 | 0 | 0 | 0 | 0 | 0 | 0 | 0 | 0 | 0 | 0 | 0 | 0 | 0 | 0 | 0 | 0 | 0 | 0 | 0 | 0 | 0 | 0 | 0 | 0 | 0 | 0 | 0 | 0 | 0 | 0 | 0 | 0 | 0 | 0 | 0 | 1 | 0 | 0 | Southern_PGAE_Li_Battery_4hr | Southern_PGAE_Li_Battery_8hr | Southern_PGAE_Solar |  | Central_Valley_North_Los_Banos_Wind |  |  |  | Southern_PGAE | Central_Valley_North_Los_Banos
SDGE | Miguel | 230 | CA | 91902 | SAN DIEGO | 5 | 0 | 0 | 0 | 0 | 0 | 0 | 0 | 0 | 0 | 0 | 0 | 0 | 0 | 0 | 0 | 0 | 0 | 0 | 0 | 0 | 0 | 0 | 0 | 0 | 0 | 0 | 0 | 0 | 1 | 0 | 1 | 0 | 1 | 0 | 0 | 1 | 1 | 0 | 0 | 0 | 0 | 0 | 0 | 0 | 0 | 0 | 0 | 0 | 0 | 0 | 0 | 0 | 0 | 0 | 0 | 0 | 0 | 0 | 0 | 0 | 0 | 0 | 0 | 0 | 0 | 0 | 0 | 0 | 0 | 0 | 0 | 0 | 0 | 0 | 0 | 0 | 0 | 0 | 0 | 0 | 0 | 0 | 0 | 0 | 0 | 0 | 0 | 0 | 0 | 0 | 0 | 0 | 0 | 0 | 0 | 0 | 0 | San_Diego_Li_Battery_4hr | San_Diego_Li_Battery_8hr | San_Diego_Solar |  | 0 |  |  |  | Greater_SD | Greater_SD
SDGE | Miguel | 500 | CA | 91902 | SAN DIEGO | 5 | 0 | 0 | 0 | 0 | 0 | 0 | 0 | 0 | 0 | 0 | 0 | 0 | 0 | 0 | 0 | 0 | 0 | 0 | 0 | 0 | 0 | 0 | 0 | 0 | 0 | 0 | 0 | 0 | 1 | 0 | 1 | 0 | 1 | 0 | 0 | 1 | 1 | 0 | 0 | 0 | 0 | 0 | 0 | 0 | 0 | 0 | 0 | 0 | 0 | 0 | 0 | 0 | 0 | 0 | 0 | 0 | 0 | 0 | 0 | 0 | 0 | 0 | 0 | 0 | 0 | 0 | 0 | 0 | 0 | 0 | 0 | 0 | 0 | 0 | 0 | 0 | 0 | 0 | 0 | 0 | 0 | 0 | 0 | 0 | 0 | 0 | 0 | 0 | 0 | 0 | 0 | 0 | 0 | 0 | 0 | 0 | 0 | San_Diego_Li_Battery_4hr | San_Diego_Li_Battery_8hr | San_Diego_Solar |  | 0 |  |  |  | Greater_SD | Greater_SD
SDGE | Miguel | 69 | CA | 91902 | SAN DIEGO | 6 | 0 | 0 | 0 | 0 | 0 | 0 | 0 | 0 | 0 | 0 | 0 | 0 | 0 | 0 | 0 | 0 | 0 | 0 | 0 | 0 | 0 | 0 | 0 | 0 | 0 | 0 | 0 | 1 | 0 | 1 | 1 | 0 | 1 | 0 | 0 | 1 | 1 | 0 | 0 | 0 | 0 | 0 | 0 | 0 | 0 | 0 | 0 | 0 | 0 | 0 | 0 | 0 | 0 | 0 | 0 | 0 | 0 | 0 | 0 | 0 | 0 | 0 | 0 | 0 | 0 | 0 | 0 | 0 | 0 | 0 | 0 | 0 | 0 | 0 | 0 | 0 | 0 | 0 | 0 | 0 | 0 | 0 | 0 | 0 | 0 | 0 | 0 | 0 | 0 | 0 | 0 | 0 | 0 | 0 | 0 | 0 | 0 | San_Diego_Li_Battery_4hr | San_Diego_Li_Battery_8hr | San_Diego_Solar |  | 0 |  |  |  | Greater_SD | Greater_SD
PG&E GBA | Millbrae | 115 | CA | 94030 | San Mateo | 3 | 0 | 0 | 0 | 0 | 0 | 0 | 0 | 0 | 0 | 0 | 0 | 0 | 0 | 0 | 0 | 0 | 0 | 0 | 0 | 0 | 0 | 0 | 0 | 0 | 0 | 0 | 0 | 0 | 0 | 0 | 0 | 0 | 0 | 0 | 0 | 0 | 0 | 0 | 0 | 0 | 0 | 0 | 0 | 0 | 0 | 0 | 0 | 0 | 0 | 0 | 0 | 0 | 1 | 0 | 0 | 1 | 0 | 0 | 0 | 0 | 0 | 0 | 0 | 0 | 0 | 1 | 0 | 0 | 0 | 0 | 0 | 0 | 0 | 0 | 0 | 0 | 0 | 0 | 0 | 0 | 0 | 0 | 0 | 0 | 0 | 0 | 0 | 0 | 0 | 0 | 0 | 0 | 0 | 0 | 0 | 0 | 0 | Northern_California_Li_Battery_4hr | Northern_California_Li_Battery_8hr | Northern_California_Solar |  | Kern_Greater_Carrizo_Wind |  |  |  | Northern_California | Peninsula_Monterey
PG&E GBA | Miller | 115 | CA | 95360 | STANISLAUS | 5 | 0 | 0 | 0 | 0 | 0 | 0 | 0 | 0 | 0 | 0 | 0 | 0 | 0 | 0 | 0 | 0 | 0 | 0 | 0 | 0 | 0 | 0 | 0 | 0 | 0 | 0 | 0 | 0 | 0 | 0 | 0 | 0 | 0 | 0 | 0 | 0 | 0 | 0 | 0 | 0 | 0 | 0 | 0 | 0 | 0 | 1 | 0 | 0 | 0 | 0 | 0 | 0 | 0 | 0 | 0 | 1 | 0 | 1 | 0 | 1 | 0 | 0 | 0 | 0 | 0 | 1 | 0 | 0 | 0 | 0 | 0 | 0 | 0 | 0 | 0 | 0 | 0 | 0 | 0 | 0 | 0 | 0 | 0 | 0 | 0 | 0 | 0 | 0 | 0 | 0 | 0 | 0 | 0 | 0 | 0 | 0 | 0 | Southern_PGAE_Li_Battery_4hr | Southern_PGAE_Li_Battery_8hr | Southern_PGAE_Solar |  | Central_Valley_North_Los_Banos_Wind |  |  |  | Southern_PGAE | Central_Valley_North_Los_Banos
SCE Metro | Mira Loma | 230 | CA | 91761 | SAN BERNARDINO | 1 | 0 | 0 | 0 | 0 | 0 | 0 | 0 | 0 | 0 | 1 | 0 | 0 | 0 | 0 | 0 | 0 | 0 | 0 | 0 | 0 | 0 | 0 | 0 | 0 | 0 | 0 | 0 | 0 | 0 | 0 | 0 | 0 | 0 | 0 | 0 | 0 | 0 | 0 | 0 | 0 | 0 | 0 | 0 | 0 | 0 | 0 | 0 | 0 | 0 | 0 | 0 | 0 | 0 | 0 | 0 | 0 | 0 | 0 | 0 | 0 | 0 | 0 | 0 | 0 | 0 | 0 | 0 | 0 | 0 | 0 | 0 | 0 | 0 | 0 | 0 | 0 | 0 | 0 | 0 | 0 | 0 | 0 | 0 | 0 | 0 | 0 | 0 | 0 | 0 | 0 | 0 | 0 | 0 | 0 | 0 | 0 | 0 | Greater_LA_Li_Battery_4hr | Greater_LA_Li_Battery_8hr | Greater_LA_Solar |  | Greater_Kramer_Wind |  |  |  | Greater_LA | Greater_Kramer
SCE Metro | Mira Loma | 500 | CA | 91761 | SAN BERNARDINO | 1 | 0 | 0 | 0 | 0 | 0 | 0 | 0 | 0 | 0 | 1 | 0 | 0 | 0 | 0 | 0 | 0 | 0 | 0 | 0 | 0 | 0 | 0 | 0 | 0 | 0 | 0 | 0 | 0 | 0 | 0 | 0 | 0 | 0 | 0 | 0 | 0 | 0 | 0 | 0 | 0 | 0 | 0 | 0 | 0 | 0 | 0 | 0 | 0 | 0 | 0 | 0 | 0 | 0 | 0 | 0 | 0 | 0 | 0 | 0 | 0 | 0 | 0 | 0 | 0 | 0 | 0 | 0 | 0 | 0 | 0 | 0 | 0 | 0 | 0 | 0 | 0 | 0 | 0 | 0 | 0 | 0 | 0 | 0 | 0 | 0 | 0 | 0 | 0 | 0 | 0 | 0 | 0 | 0 | 0 | 0 | 0 | 0 | Greater_LA_Li_Battery_4hr | Greater_LA_Li_Battery_8hr | Greater_LA_Solar |  | Greater_Kramer_Wind |  |  |  | Greater_LA | Greater_Kramer
SCE Eastern | Mirage | 115 | CA | 92276 | RIVERSIDE | 3 | 0 | 0 | 0 | 0 | 0 | 0 | 0 | 0 | 0 | 0 | 0 | 0 | 0 | 0 | 0 | 0 | 0 | 0 | 1 | 1 | 0 | 1 | 0 | 0 | 0 | 0 | 0 | 0 | 0 | 0 | 0 | 0 | 0 | 0 | 0 | 0 | 0 | 0 | 0 | 0 | 0 | 0 | 0 | 0 | 0 | 0 | 0 | 0 | 0 | 0 | 0 | 0 | 0 | 0 | 0 | 0 | 0 | 0 | 0 | 0 | 0 | 0 | 0 | 0 | 0 | 0 | 0 | 0 | 0 | 0 | 0 | 0 | 0 | 0 | 0 | 0 | 0 | 0 | 0 | 0 | 0 | 0 | 0 | 0 | 0 | 0 | 0 | 0 | 0 | 0 | 0 | 0 | 0 | 0 | 0 | 0 | 0 | Riverside_Li_Battery_4hr | Riverside_Li_Battery_8hr | Riverside_Solar | Greater_Imperial_Geothermal | Riverside_Palm_Springs_Wind |  |  |  | Riverside | Riverside
SCE Eastern | Mirage | 230 | CA | 92276 | RIVERSIDE | 3 | 0 | 0 | 0 | 0 | 0 | 0 | 0 | 0 | 0 | 0 | 0 | 0 | 0 | 0 | 0 | 0 | 0 | 0 | 1 | 1 | 0 | 1 | 0 | 0 | 0 | 0 | 0 | 0 | 0 | 0 | 0 | 0 | 0 | 0 | 0 | 0 | 0 | 0 | 0 | 0 | 0 | 0 | 0 | 0 | 0 | 0 | 0 | 0 | 0 | 0 | 0 | 0 | 0 | 0 | 0 | 0 | 0 | 0 | 0 | 0 | 0 | 0 | 0 | 0 | 0 | 0 | 0 | 0 | 0 | 0 | 0 | 0 | 0 | 0 | 0 | 0 | 0 | 0 | 0 | 0 | 0 | 0 | 0 | 0 | 0 | 0 | 0 | 0 | 0 | 0 | 0 | 0 | 0 | 0 | 0 | 0 | 0 | Riverside_Li_Battery_4hr | Riverside_Li_Battery_8hr | Riverside_Solar | Greater_Imperial_Geothermal | Riverside_Palm_Springs_Wind |  |  |  | Riverside | Riverside
SDGE | Mission | 138 | CA | 92108 | SAN DIEGO | 2 | 0 | 0 | 0 | 0 | 0 | 0 | 0 | 0 | 0 | 0 | 0 | 0 | 0 | 0 | 0 | 0 | 0 | 0 | 0 | 0 | 0 | 0 | 0 | 0 | 0 | 0 | 0 | 0 | 0 | 0 | 1 | 0 | 1 | 0 | 0 | 0 | 0 | 0 | 0 | 0 | 0 | 0 | 0 | 0 | 0 | 0 | 0 | 0 | 0 | 0 | 0 | 0 | 0 | 0 | 0 | 0 | 0 | 0 | 0 | 0 | 0 | 0 | 0 | 0 | 0 | 0 | 0 | 0 | 0 | 0 | 0 | 0 | 0 | 0 | 0 | 0 | 0 | 0 | 0 | 0 | 0 | 0 | 0 | 0 | 0 | 0 | 0 | 0 | 0 | 0 | 0 | 0 | 0 | 0 | 0 | 0 | 0 | San_Diego_Li_Battery_4hr | San_Diego_Li_Battery_8hr | San_Diego_Solar |  | 0 |  |  |  | Greater_SD | Greater_SD
SDGE | Mission | 230 | CA | 92108 | SAN DIEGO | 3 | 0 | 0 | 0 | 0 | 0 | 0 | 0 | 0 | 0 | 0 | 0 | 0 | 0 | 0 | 0 | 0 | 0 | 0 | 0 | 0 | 0 | 0 | 0 | 0 | 0 | 0 | 0 | 0 | 1 | 0 | 1 | 0 | 1 | 0 | 0 | 0 | 0 | 0 | 0 | 0 | 0 | 0 | 0 | 0 | 0 | 0 | 0 | 0 | 0 | 0 | 0 | 0 | 0 | 0 | 0 | 0 | 0 | 0 | 0 | 0 | 0 | 0 | 0 | 0 | 0 | 0 | 0 | 0 | 0 | 0 | 0 | 0 | 0 | 0 | 0 | 0 | 0 | 0 | 0 | 0 | 0 | 0 | 0 | 0 | 0 | 0 | 0 | 0 | 0 | 0 | 0 | 0 | 0 | 0 | 0 | 0 | 0 | San_Diego_Li_Battery_4hr | San_Diego_Li_Battery_8hr | San_Diego_Solar |  | 0 |  |  |  | Greater_SD | Greater_SD
SDGE | Mission | 69 | CA | 92108 | SAN DIEGO | 2 | 0 | 0 | 0 | 0 | 0 | 0 | 0 | 0 | 0 | 0 | 0 | 0 | 0 | 0 | 0 | 0 | 0 | 0 | 0 | 0 | 0 | 0 | 0 | 0 | 0 | 0 | 0 | 0 | 0 | 0 | 1 | 0 | 1 | 0 | 0 | 0 | 0 | 0 | 0 | 0 | 0 | 0 | 0 | 0 | 0 | 0 | 0 | 0 | 0 | 0 | 0 | 0 | 0 | 0 | 0 | 0 | 0 | 0 | 0 | 0 | 0 | 0 | 0 | 0 | 0 | 0 | 0 | 0 | 0 | 0 | 0 | 0 | 0 | 0 | 0 | 0 | 0 | 0 | 0 | 0 | 0 | 0 | 0 | 0 | 0 | 0 | 0 | 0 | 0 | 0 | 0 | 0 | 0 | 0 | 0 | 0 | 0 | San_Diego_Li_Battery_4hr | San_Diego_Li_Battery_8hr | San_Diego_Solar |  | 0 |  |  |  | Greater_SD | Greater_SD
PG&E GBA | Mi-Wuk | 115 | CA | 95383 | TUOLUMNE | 5 | 0 | 0 | 0 | 0 | 0 | 0 | 0 | 0 | 0 | 0 | 0 | 0 | 0 | 0 | 0 | 0 | 0 | 0 | 0 | 0 | 0 | 0 | 0 | 0 | 0 | 0 | 0 | 0 | 0 | 0 | 0 | 0 | 0 | 0 | 0 | 0 | 0 | 0 | 0 | 0 | 0 | 0 | 0 | 0 | 0 | 1 | 0 | 0 | 0 | 0 | 0 | 0 | 0 | 0 | 0 | 1 | 0 | 1 | 0 | 1 | 0 | 0 | 0 | 0 | 0 | 1 | 0 | 0 | 0 | 0 | 0 | 0 | 0 | 0 | 0 | 0 | 0 | 0 | 0 | 0 | 0 | 0 | 0 | 0 | 0 | 0 | 0 | 0 | 0 | 0 | 0 | 0 | 0 | 0 | 0 | 0 | 0 | Northern_California_Li_Battery_4hr | Northern_California_Li_Battery_8hr | Northern_California_Solar |  | Central_Valley_North_Los_Banos_Wind |  |  |  | Northern_California | El_Dorado_Mariposa
EOP | Mohave | 500 | NV | 89029 | CLARK | 1 | 0 | 0 | 0 | 0 | 0 | 0 | 0 | 0 | 0 | 0 | 0 | 0 | 0 | 0 | 0 | 0 | 0 | 0 | 0 | 0 | 0 | 0 | 0 | 0 | 1 | 0 | 0 | 0 | 0 | 0 | 0 | 0 | 0 | 0 | 0 | 0 | 0 | 0 | 0 | 0 | 0 | 0 | 0 | 0 | 0 | 0 | 0 | 0 | 0 | 0 | 0 | 0 | 0 | 0 | 0 | 0 | 0 | 0 | 0 | 0 | 0 | 0 | 0 | 0 | 0 | 0 | 0 | 0 | 0 | 0 | 0 | 0 | 0 | 0 | 0 | 0 | 0 | 0 | 0 | 0 | 0 | 0 | 0 | 0 | 0 | 0 | 0 | 0 | 0 | 0 | 0 | 0 | 0 | 0 | 0 | 0 | 0 | Southern_NV_Eldorado_Li_Battery_4hr | Southern_NV_Eldorado_Li_Battery_8hr | Southern_NV_Eldorado_Solar |  | Southern_NV_Eldorado_Wind |  |  |  | Southern_NV_Eldorado | Southern_NV_Eldorado
PG&E NGBA | Monroe | 115 | CA | 95401 | SONOMA | 3 | 0 | 0 | 0 | 0 | 0 | 0 | 0 | 0 | 0 | 0 | 0 | 0 | 0 | 0 | 0 | 0 | 0 | 0 | 0 | 0 | 0 | 0 | 0 | 0 | 0 | 0 | 0 | 0 | 0 | 0 | 0 | 0 | 0 | 0 | 0 | 0 | 0 | 0 | 0 | 1 | 0 | 0 | 0 | 0 | 0 | 0 | 0 | 0 | 0 | 0 | 0 | 0 | 1 | 0 | 0 | 0 | 0 | 0 | 0 | 0 | 0 | 0 | 0 | 0 | 0 | 0 | 1 | 0 | 0 | 0 | 0 | 0 | 0 | 0 | 0 | 0 | 0 | 0 | 0 | 0 | 0 | 0 | 0 | 0 | 0 | 0 | 0 | 0 | 0 | 0 | 0 | 0 | 0 | 0 | 0 | 0 | 0 | Northern_California_Li_Battery_4hr | Northern_California_Li_Battery_8hr | Northern_California_Solar |  | Northern_California_Wind |  |  |  | Northern_California | Mendocino_Marin
SDGE | Monserate | 69 | CA | 92028 | San Diego | 4 | 0 | 0 | 0 | 0 | 0 | 0 | 0 | 0 | 0 | 0 | 0 | 0 | 0 | 0 | 0 | 0 | 0 | 0 | 0 | 0 | 0 | 0 | 0 | 0 | 0 | 1 | 0 | 0 | 0 | 0 | 0 | 0 | 1 | 1 | 0 | 0 | 0 | 1 | 0 | 0 | 0 | 0 | 0 | 0 | 0 | 0 | 0 | 0 | 0 | 0 | 0 | 0 | 0 | 0 | 0 | 0 | 0 | 0 | 0 | 0 | 0 | 0 | 0 | 0 | 0 | 0 | 0 | 0 | 0 | 0 | 0 | 0 | 0 | 0 | 0 | 0 | 0 | 0 | 0 | 0 | 0 | 0 | 0 | 0 | 0 | 0 | 0 | 0 | 0 | 0 | 0 | 0 | 0 | 0 | 0 | 0 | 0 | San_Diego_Li_Battery_4hr | San_Diego_Li_Battery_8hr | San_Diego_Solar |  | 0 |  |  |  | Greater_SD | Greater_SD
PG&E GBA | Monta Vista | 115 | CA | 95014 | SANTA CLARA | 3 | 0 | 0 | 0 | 0 | 0 | 0 | 0 | 0 | 0 | 0 | 0 | 0 | 0 | 0 | 0 | 0 | 0 | 0 | 0 | 0 | 0 | 0 | 0 | 0 | 0 | 0 | 0 | 0 | 0 | 0 | 0 | 0 | 0 | 0 | 0 | 0 | 0 | 0 | 0 | 0 | 0 | 0 | 0 | 0 | 0 | 0 | 0 | 0 | 0 | 0 | 0 | 0 | 1 | 0 | 0 | 0 | 0 | 0 | 0 | 1 | 0 | 0 | 0 | 0 | 0 | 0 | 0 | 0 | 0 | 0 | 0 | 0 | 0 | 0 | 0 | 0 | 0 | 0 | 0 | 0 | 0 | 0 | 0 | 0 | 0 | 0 | 0 | 0 | 0 | 0 | 0 | 0 | 0 | 0 | 0 | 0 | 1 | Northern_California_Li_Battery_4hr | Northern_California_Li_Battery_8hr | Northern_California_Solar |  | Kern_Greater_Carrizo_Wind |  |  |  | Northern_California | Peninsula_Monterey
PG&E GBA | Monta Vista | 230 | CA | 95014 | SANTA CLARA | 2 | 0 | 0 | 0 | 0 | 0 | 0 | 0 | 0 | 0 | 0 | 0 | 0 | 0 | 0 | 0 | 0 | 0 | 0 | 0 | 0 | 0 | 0 | 0 | 0 | 0 | 0 | 0 | 0 | 0 | 0 | 0 | 0 | 0 | 0 | 0 | 0 | 0 | 0 | 0 | 0 | 0 | 0 | 0 | 0 | 0 | 0 | 0 | 0 | 0 | 0 | 0 | 0 | 1 | 0 | 0 | 0 | 0 | 0 | 0 | 1 | 0 | 0 | 0 | 0 | 0 | 0 | 0 | 0 | 0 | 0 | 0 | 0 | 0 | 0 | 0 | 0 | 0 | 0 | 0 | 0 | 0 | 0 | 0 | 0 | 0 | 0 | 0 | 0 | 0 | 0 | 0 | 0 | 0 | 0 | 0 | 0 | 0 | Northern_California_Li_Battery_4hr | Northern_California_Li_Battery_8hr | Northern_California_Solar |  | Kern_Greater_Carrizo_Wind |  |  |  | Northern_California | Peninsula_Monterey
PG&E GBA | Monta Vista | 60 | CA | 95014 | SANTA CLARA | 3 | 0 | 0 | 0 | 0 | 0 | 0 | 0 | 0 | 0 | 0 | 0 | 0 | 0 | 0 | 0 | 0 | 0 | 0 | 0 | 0 | 0 | 0 | 0 | 0 | 0 | 0 | 0 | 0 | 0 | 0 | 0 | 0 | 0 | 0 | 0 | 0 | 0 | 0 | 0 | 0 | 0 | 0 | 0 | 0 | 0 | 0 | 0 | 0 | 0 | 0 | 0 | 0 | 1 | 0 | 0 | 0 | 0 | 0 | 0 | 1 | 0 | 0 | 0 | 0 | 0 | 0 | 0 | 0 | 0 | 0 | 0 | 0 | 0 | 0 | 0 | 0 | 0 | 0 | 0 | 0 | 0 | 0 | 0 | 0 | 0 | 0 | 0 | 0 | 0 | 0 | 0 | 0 | 0 | 0 | 0 | 0 | 1 | Northern_California_Li_Battery_4hr | Northern_California_Li_Battery_8hr | Northern_California_Solar |  | Kern_Greater_Carrizo_Wind |  |  |  | Northern_California | Peninsula_Monterey
PG&E NGBA | Monticello | 115 | CA | 94558 | NAPA | 9 | 0 | 0 | 0 | 0 | 0 | 0 | 0 | 0 | 0 | 0 | 0 | 0 | 0 | 0 | 0 | 0 | 0 | 0 | 0 | 0 | 0 | 0 | 0 | 0 | 0 | 0 | 0 | 0 | 0 | 0 | 0 | 0 | 0 | 0 | 0 | 0 | 0 | 0 | 0 | 1 | 0 | 1 | 0 | 0 | 0 | 0 | 0 | 0 | 0 | 0 | 0 | 1 | 1 | 1 | 1 | 1 | 0 | 0 | 0 | 0 | 0 | 0 | 0 | 0 | 0 | 1 | 1 | 0 | 0 | 0 | 0 | 0 | 0 | 0 | 0 | 0 | 0 | 0 | 0 | 0 | 0 | 0 | 0 | 0 | 0 | 0 | 0 | 0 | 0 | 0 | 0 | 0 | 0 | 0 | 0 | 0 | 0 | Northern_California_Li_Battery_4hr | Northern_California_Li_Battery_8hr | Northern_California_Solar |  | Northern_California_Wind |  |  |  | Northern_California | Northern_California
SCE Northern | Moorpark | 230 | CA | 93021 | VENTURA | 3 | 0 | 0 | 1 | 0 | 1 | 0 | 0 | 0 | 0 | 0 | 0 | 0 | 0 | 0 | 0 | 0 | 0 | 0 | 0 | 0 | 0 | 0 | 0 | 0 | 1 | 0 | 0 | 0 | 0 | 0 | 0 | 0 | 0 | 0 | 0 | 0 | 0 | 0 | 0 | 0 | 0 | 0 | 0 | 0 | 0 | 0 | 0 | 0 | 0 | 0 | 0 | 0 | 0 | 0 | 0 | 0 | 0 | 0 | 0 | 0 | 0 | 0 | 0 | 0 | 0 | 0 | 0 | 0 | 0 | 0 | 0 | 0 | 0 | 0 | 0 | 0 | 0 | 0 | 0 | 0 | 0 | 0 | 0 | 0 | 0 | 0 | 0 | 0 | 0 | 0 | 0 | 0 | 0 | 0 | 0 | 0 | 0 | Greater_LA_Li_Battery_4hr | Greater_LA_Li_Battery_8hr | Greater_LA_Solar |  | 0 |  |  |  | Greater_LA | Greater_LA
SCE Northern | Moorpark | 66 | CA | 93021 | VENTURA | 3 | 0 | 0 | 1 | 0 | 1 | 0 | 0 | 0 | 0 | 0 | 0 | 0 | 0 | 0 | 0 | 0 | 0 | 0 | 0 | 0 | 0 | 0 | 0 | 0 | 1 | 0 | 0 | 0 | 0 | 0 | 0 | 0 | 0 | 0 | 0 | 0 | 0 | 0 | 0 | 0 | 0 | 0 | 0 | 0 | 0 | 0 | 0 | 0 | 0 | 0 | 0 | 0 | 0 | 0 | 0 | 0 | 0 | 0 | 0 | 0 | 0 | 0 | 0 | 0 | 0 | 0 | 0 | 0 | 0 | 0 | 0 | 0 | 0 | 0 | 0 | 0 | 0 | 0 | 0 | 0 | 0 | 0 | 0 | 0 | 0 | 0 | 0 | 0 | 0 | 0 | 0 | 0 | 0 | 0 | 0 | 0 | 0 | Greater_LA_Li_Battery_4hr | Greater_LA_Li_Battery_8hr | Greater_LA_Solar |  | 0 |  |  |  | Greater_LA | Greater_LA
PG&E GBA | Moraga | 115 | CA | 94563 | CONTRA COSTA | 3 | 0 | 0 | 0 | 0 | 0 | 0 | 0 | 0 | 0 | 0 | 0 | 0 | 0 | 0 | 0 | 0 | 0 | 0 | 0 | 0 | 0 | 0 | 0 | 0 | 0 | 0 | 0 | 0 | 0 | 0 | 0 | 0 | 0 | 0 | 0 | 0 | 0 | 0 | 0 | 1 | 0 | 0 | 0 | 0 | 0 | 0 | 0 | 0 | 0 | 0 | 0 | 0 | 1 | 0 | 0 | 1 | 0 | 0 | 0 | 0 | 0 | 0 | 0 | 0 | 0 | 0 | 0 | 0 | 0 | 0 | 0 | 0 | 0 | 0 | 0 | 0 | 0 | 0 | 0 | 0 | 0 | 0 | 0 | 0 | 0 | 0 | 0 | 0 | 0 | 0 | 0 | 0 | 0 | 0 | 0 | 0 | 0 | Northern_California_Li_Battery_4hr | Northern_California_Li_Battery_8hr | Northern_California_Solar |  | Solano_Wind |  |  |  | Northern_California | Solano
PG&E GBA | Moraga | 230 | CA | 94563 | CONTRA COSTA | 8 | 0 | 0 | 0 | 0 | 0 | 0 | 0 | 0 | 0 | 0 | 0 | 0 | 0 | 0 | 0 | 0 | 0 | 0 | 0 | 0 | 0 | 0 | 0 | 0 | 0 | 0 | 0 | 0 | 0 | 0 | 0 | 0 | 0 | 0 | 0 | 0 | 0 | 0 | 0 | 1 | 0 | 0 | 0 | 0 | 0 | 0 | 0 | 0 | 0 | 0 | 0 | 0 | 1 | 1 | 1 | 1 | 0 | 0 | 0 | 1 | 0 | 1 | 0 | 0 | 0 | 1 | 0 | 0 | 0 | 0 | 0 | 0 | 0 | 0 | 0 | 0 | 0 | 0 | 0 | 0 | 0 | 0 | 0 | 0 | 0 | 0 | 0 | 0 | 0 | 0 | 0 | 0 | 0 | 0 | 0 | 0 | 0 | Northern_California_Li_Battery_4hr | Northern_California_Li_Battery_8hr | Northern_California_Solar |  | Solano_Wind |  |  |  | Northern_California | Solano
PG&E GBA | Morgan Hill | 115 | CA | 95037 | SANTA CLARA | 4 | 0 | 0 | 0 | 0 | 0 | 0 | 0 | 0 | 0 | 0 | 0 | 0 | 0 | 0 | 0 | 0 | 0 | 0 | 0 | 0 | 0 | 0 | 0 | 0 | 0 | 0 | 0 | 0 | 0 | 0 | 0 | 0 | 0 | 0 | 0 | 0 | 0 | 0 | 0 | 0 | 0 | 0 | 0 | 0 | 0 | 0 | 0 | 0 | 0 | 0 | 0 | 0 | 1 | 0 | 0 | 1 | 0 | 0 | 0 | 1 | 0 | 0 | 0 | 0 | 1 | 0 | 0 | 0 | 0 | 0 | 0 | 0 | 0 | 0 | 0 | 0 | 0 | 0 | 0 | 0 | 0 | 0 | 0 | 0 | 0 | 0 | 0 | 0 | 0 | 0 | 0 | 0 | 0 | 0 | 0 | 0 | 0 | Northern_California_Li_Battery_4hr | Northern_California_Li_Battery_8hr | Northern_California_Solar |  | Kern_Greater_Carrizo_Wind |  |  |  | Northern_California | Peninsula_Monterey
PG&E KERN | Morro Bay | 115 | CA | 93442 | SAN LUIS OBISPO | 5 | 0 | 0 | 0 | 0 | 0 | 0 | 0 | 0 | 0 | 0 | 0 | 0 | 0 | 0 | 0 | 0 | 0 | 0 | 0 | 0 | 0 | 0 | 0 | 0 | 0 | 0 | 0 | 0 | 0 | 0 | 0 | 0 | 0 | 0 | 0 | 0 | 0 | 0 | 0 | 0 | 0 | 0 | 0 | 0 | 0 | 0 | 0 | 0 | 0 | 0 | 0 | 0 | 0 | 0 | 0 | 0 | 0 | 0 | 0 | 0 | 0 | 0 | 0 | 0 | 0 | 0 | 0 | 1 | 1 | 0 | 0 | 0 | 0 | 0 | 0 | 0 | 0 | 0 | 0 | 1 | 0 | 0 | 0 | 0 | 0 | 1 | 0 | 0 | 0 | 0 | 0 | 0 | 0 | 0 | 0 | 1 | 0 | Southern_PGAE_Li_Battery_4hr | Southern_PGAE_Li_Battery_8hr | Southern_PGAE_Solar |  | Kern_Greater_Carrizo_Wind |  |  |  | Southern_PGAE | Kern_Greater_Carrizo
PG&E KERN | Morro Bay | 230 | CA | 93442 | SAN LUIS OBISPO | 5 | 0 | 0 | 0 | 0 | 0 | 0 | 0 | 0 | 0 | 0 | 0 | 0 | 0 | 0 | 0 | 0 | 0 | 0 | 0 | 0 | 0 | 0 | 0 | 0 | 0 | 0 | 0 | 0 | 0 | 0 | 0 | 0 | 0 | 0 | 0 | 0 | 0 | 0 | 0 | 0 | 0 | 0 | 0 | 0 | 0 | 0 | 0 | 0 | 0 | 0 | 0 | 0 | 0 | 0 | 0 | 0 | 0 | 0 | 0 | 0 | 0 | 0 | 0 | 0 | 0 | 0 | 0 | 1 | 0 | 0 | 0 | 0 | 0 | 0 | 0 | 0 | 0 | 0 | 1 | 1 | 0 | 0 | 0 | 0 | 0 | 0 | 0 | 0 | 0 | 0 | 0 | 0 | 0 | 0 | 1 | 1 | 0 | Southern_PGAE_Li_Battery_4hr | Southern_PGAE_Li_Battery_8hr | Southern_PGAE_Solar |  | Kern_Greater_Carrizo_Wind |  | Morro_Bay_Offshore_Wind |  | Southern_PGAE | Kern_Greater_Carrizo
PG&E KERN | Morro Bay | 500 | CA |  |  | 2 | 0 | 0 | 0 | 0 | 0 | 0 | 0 | 0 | 0 | 0 | 0 | 0 | 0 | 0 | 0 | 0 | 0 | 0 | 0 | 0 | 0 | 0 | 0 | 0 | 0 | 0 | 0 | 0 | 0 | 0 | 0 | 0 | 0 | 0 | 0 | 0 | 0 | 0 | 0 | 0 | 0 | 0 | 0 | 0 | 0 | 0 | 0 | 0 | 0 | 0 | 0 | 0 | 0 | 0 | 0 | 0 | 0 | 0 | 0 | 0 | 0 | 0 | 0 | 0 | 0 | 0 | 0 | 0 | 0 | 0 | 0 | 0 | 0 | 0 | 0 | 0 | 0 | 0 | 0 | 0 | 0 | 0 | 0 | 0 | 0 | 0 | 0 | 0 | 0 | 0 | 0 | 0 | 0 | 1 | 1 | 0 | 0 | Southern_PGAE_Li_Battery_4hr | Southern_PGAE_Li_Battery_8hr | Southern_PGAE_Solar |  | Kern_Greater_Carrizo_Wind |  | Morro_Bay_Offshore_Wind |  | Southern_PGAE | Kern_Greater_Carrizo
PG&E GBA | Moss Landing | 115 | CA | 95039 | MONTEREY | 4 | 0 | 0 | 0 | 0 | 0 | 0 | 0 | 0 | 0 | 0 | 0 | 0 | 0 | 0 | 0 | 0 | 0 | 0 | 0 | 0 | 0 | 0 | 0 | 0 | 0 | 0 | 0 | 0 | 0 | 0 | 0 | 0 | 0 | 0 | 0 | 0 | 0 | 0 | 0 | 0 | 0 | 0 | 0 | 0 | 0 | 0 | 0 | 0 | 0 | 0 | 0 | 0 | 0 | 0 | 0 | 1 | 0 | 0 | 0 | 1 | 0 | 0 | 0 | 0 | 1 | 0 | 0 | 0 | 0 | 0 | 0 | 0 | 0 | 0 | 0 | 0 | 0 | 0 | 0 | 0 | 0 | 0 | 0 | 0 | 0 | 0 | 0 | 0 | 0 | 0 | 0 | 0 | 0 | 0 | 0 | 0 | 1 | Southern_PGAE_Li_Battery_4hr | Southern_PGAE_Li_Battery_8hr | Southern_PGAE_Solar |  | Kern_Greater_Carrizo_Wind |  |  |  | Southern_PGAE | Peninsula_Monterey
PG&E GBA | Moss Landing | 230 | CA | 95039 | MONTEREY | 4 | 0 | 0 | 0 | 0 | 0 | 0 | 0 | 0 | 0 | 0 | 0 | 0 | 0 | 0 | 0 | 0 | 0 | 0 | 0 | 0 | 0 | 0 | 0 | 0 | 0 | 0 | 0 | 0 | 0 | 0 | 0 | 0 | 0 | 0 | 0 | 0 | 0 | 0 | 0 | 0 | 0 | 0 | 0 | 0 | 0 | 0 | 0 | 0 | 0 | 0 | 0 | 0 | 0 | 0 | 0 | 1 | 0 | 0 | 0 | 1 | 0 | 0 | 0 | 0 | 1 | 0 | 0 | 0 | 0 | 0 | 0 | 0 | 0 | 0 | 0 | 0 | 0 | 0 | 0 | 0 | 0 | 0 | 0 | 0 | 0 | 0 | 0 | 0 | 0 | 0 | 0 | 0 | 0 | 0 | 0 | 0 | 1 | Southern_PGAE_Li_Battery_4hr | Southern_PGAE_Li_Battery_8hr | Southern_PGAE_Solar |  | Kern_Greater_Carrizo_Wind |  |  |  | Southern_PGAE | Peninsula_Monterey
PG&E GBA | Moss Landing | 500 | CA | 95039 | MONTEREY | 4 | 0 | 0 | 0 | 0 | 0 | 0 | 0 | 0 | 0 | 0 | 0 | 0 | 0 | 0 | 0 | 0 | 0 | 0 | 0 | 0 | 0 | 0 | 0 | 0 | 0 | 0 | 0 | 0 | 0 | 0 | 0 | 0 | 0 | 0 | 0 | 0 | 0 | 0 | 0 | 1 | 0 | 0 | 0 | 0 | 0 | 0 | 0 | 0 | 0 | 0 | 0 | 0 | 0 | 0 | 0 | 1 | 0 | 0 | 0 | 1 | 0 | 0 | 0 | 0 | 0 | 0 | 0 | 0 | 0 | 0 | 0 | 0 | 0 | 0 | 0 | 0 | 0 | 0 | 0 | 0 | 0 | 0 | 0 | 0 | 0 | 0 | 0 | 0 | 0 | 0 | 0 | 0 | 0 | 0 | 0 | 0 | 1 | Southern_PGAE_Li_Battery_4hr | Southern_PGAE_Li_Battery_8hr | Southern_PGAE_Solar |  | Kern_Greater_Carrizo_Wind |  |  |  | Southern_PGAE | Peninsula_Monterey
EOP | Mountain Pass | 115 | CA | 92364 | San Bernardino | 2 | 0 | 0 | 0 | 0 | 0 | 0 | 0 | 0 | 0 | 0 | 0 | 0 | 0 | 0 | 0 | 0 | 0 | 0 | 0 | 0 | 0 | 0 | 0 | 1 | 1 | 0 | 0 | 0 | 0 | 0 | 0 | 0 | 0 | 0 | 0 | 0 | 0 | 0 | 0 | 0 | 0 | 0 | 0 | 0 | 0 | 0 | 0 | 0 | 0 | 0 | 0 | 0 | 0 | 0 | 0 | 0 | 0 | 0 | 0 | 0 | 0 | 0 | 0 | 0 | 0 | 0 | 0 | 0 | 0 | 0 | 0 | 0 | 0 | 0 | 0 | 0 | 0 | 0 | 0 | 0 | 0 | 0 | 0 | 0 | 0 | 0 | 0 | 0 | 0 | 0 | 0 | 0 | 0 | 0 | 0 | 0 | 0 | Southern_NV_Eldorado_Li_Battery_4hr | Southern_NV_Eldorado_Li_Battery_8hr | Southern_NV_Eldorado_Solar |  | Southern_NV_Eldorado_Wind |  |  |  | Southern_NV_Eldorado | Southern_NV_Eldorado
PG&E GBA | Mountain View | 115 | CA | 94041 | Santa Clara | 3 | 0 | 0 | 0 | 0 | 0 | 0 | 0 | 0 | 0 | 0 | 0 | 0 | 0 | 0 | 0 | 0 | 0 | 0 | 0 | 0 | 0 | 0 | 0 | 0 | 0 | 0 | 0 | 0 | 0 | 0 | 0 | 0 | 0 | 0 | 0 | 0 | 0 | 0 | 0 | 0 | 0 | 0 | 0 | 0 | 0 | 0 | 0 | 0 | 0 | 0 | 0 | 0 | 1 | 0 | 0 | 1 | 0 | 0 | 0 | 0 | 0 | 0 | 0 | 0 | 0 | 0 | 0 | 0 | 0 | 0 | 0 | 0 | 0 | 0 | 0 | 0 | 0 | 0 | 0 | 0 | 0 | 0 | 0 | 0 | 0 | 0 | 0 | 0 | 0 | 0 | 0 | 0 | 0 | 0 | 0 | 0 | 1 | Northern_California_Li_Battery_4hr | Northern_California_Li_Battery_8hr | Northern_California_Solar |  | Kern_Greater_Carrizo_Wind |  |  |  | Northern_California | Peninsula_Monterey
PG&E GBA | Mt Eden | 115 | CA | 94545 | Alameda | 2 | 0 | 0 | 0 | 0 | 0 | 0 | 0 | 0 | 0 | 0 | 0 | 0 | 0 | 0 | 0 | 0 | 0 | 0 | 0 | 0 | 0 | 0 | 0 | 0 | 0 | 0 | 0 | 0 | 0 | 0 | 0 | 0 | 0 | 0 | 0 | 0 | 0 | 0 | 0 | 1 | 0 | 0 | 0 | 0 | 0 | 0 | 0 | 0 | 0 | 0 | 0 | 0 | 1 | 0 | 0 | 0 | 0 | 0 | 0 | 0 | 0 | 0 | 0 | 0 | 0 | 0 | 0 | 0 | 0 | 0 | 0 | 0 | 0 | 0 | 0 | 0 | 0 | 0 | 0 | 0 | 0 | 0 | 0 | 0 | 0 | 0 | 0 | 0 | 0 | 0 | 0 | 0 | 0 | 0 | 0 | 0 | 0 | Northern_California_Li_Battery_4hr | Northern_California_Li_Battery_8hr | Northern_California_Solar |  | Solano_Wind |  |  |  | Northern_California | Solano
PG&E KERN | Mt Poso | 115 | CA | 93308 | KERN | 4 | 0 | 0 | 0 | 0 | 0 | 0 | 0 | 0 | 0 | 0 | 0 | 0 | 0 | 0 | 0 | 0 | 0 | 0 | 0 | 0 | 0 | 0 | 0 | 0 | 0 | 0 | 0 | 0 | 0 | 0 | 0 | 0 | 0 | 0 | 0 | 0 | 0 | 0 | 0 | 0 | 0 | 0 | 0 | 0 | 0 | 0 | 0 | 0 | 0 | 0 | 0 | 0 | 0 | 0 | 0 | 0 | 0 | 0 | 0 | 0 | 0 | 0 | 0 | 0 | 0 | 0 | 0 | 1 | 1 | 0 | 0 | 0 | 0 | 0 | 0 | 1 | 0 | 0 | 0 | 1 | 0 | 0 | 0 | 0 | 0 | 0 | 0 | 0 | 0 | 0 | 0 | 0 | 0 | 0 | 0 | 0 | 0 | Southern_PGAE_Li_Battery_4hr | Southern_PGAE_Li_Battery_8hr | Southern_PGAE_Solar |  | Central_Valley_North_Los_Banos_Wind |  |  |  | Southern_PGAE | Central_Valley_North_Los_Banos
SDGE | Murray | 69 | CA | 91942 | San Diego | 2 | 0 | 0 | 0 | 0 | 0 | 0 | 0 | 0 | 0 | 0 | 0 | 0 | 0 | 0 | 0 | 0 | 0 | 0 | 0 | 0 | 0 | 0 | 0 | 0 | 0 | 0 | 0 | 0 | 0 | 0 | 1 | 0 | 1 | 0 | 0 | 0 | 0 | 0 | 0 | 0 | 0 | 0 | 0 | 0 | 0 | 0 | 0 | 0 | 0 | 0 | 0 | 0 | 0 | 0 | 0 | 0 | 0 | 0 | 0 | 0 | 0 | 0 | 0 | 0 | 0 | 0 | 0 | 0 | 0 | 0 | 0 | 0 | 0 | 0 | 0 | 0 | 0 | 0 | 0 | 0 | 0 | 0 | 0 | 0 | 0 | 0 | 0 | 0 | 0 | 0 | 0 | 0 | 0 | 0 | 0 | 0 | 0 | San_Diego_Li_Battery_4hr | San_Diego_Li_Battery_8hr | San_Diego_Solar |  | 0 |  |  |  | Greater_SD | Greater_SD
PG&E FRESNO | Mustang | 230 | CA |  |  | 7 | 0 | 0 | 0 | 0 | 0 | 0 | 0 | 0 | 0 | 0 | 0 | 0 | 0 | 0 | 0 | 0 | 0 | 0 | 0 | 0 | 0 | 0 | 0 | 0 | 0 | 0 | 0 | 0 | 0 | 0 | 0 | 0 | 0 | 0 | 0 | 0 | 0 | 0 | 0 | 0 | 0 | 0 | 0 | 0 | 0 | 0 | 0 | 0 | 0 | 0 | 0 | 0 | 0 | 0 | 0 | 0 | 0 | 0 | 0 | 0 | 0 | 0 | 0 | 0 | 0 | 0 | 0 | 0 | 0 | 0 | 0 | 0 | 0 | 0 | 0 | 0 | 0 | 0 | 1 | 1 | 0 | 1 | 0 | 0 | 0 | 1 | 0 | 0 | 0 | 1 | 0 | 0 | 0 | 0 | 1 | 1 | 0 | Southern_PGAE_Li_Battery_4hr | Southern_PGAE_Li_Battery_8hr | Southern_PGAE_Solar |  | Central_Valley_North_Los_Banos_Wind |  |  |  | Southern_PGAE | Central_Valley_North_Los_Banos
SCE Northern | Neenach | 66 | CA | 93536 | Los Angeles | 3 | 1 | 0 | 1 | 0 | 0 | 0 | 0 | 1 | 0 | 0 | 0 | 0 | 0 | 0 | 0 | 0 | 0 | 0 | 0 | 0 | 0 | 0 | 0 | 0 | 0 | 0 | 0 | 0 | 0 | 0 | 0 | 0 | 0 | 0 | 0 | 0 | 0 | 0 | 0 | 0 | 0 | 0 | 0 | 0 | 0 | 0 | 0 | 0 | 0 | 0 | 0 | 0 | 0 | 0 | 0 | 0 | 0 | 0 | 0 | 0 | 0 | 0 | 0 | 0 | 0 | 0 | 0 | 0 | 0 | 0 | 0 | 0 | 0 | 0 | 0 | 0 | 0 | 0 | 0 | 0 | 0 | 0 | 0 | 0 | 0 | 0 | 0 | 0 | 0 | 0 | 0 | 0 | 0 | 0 | 0 | 0 | 0 | Tehachapi_Li_Battery_4hr | Tehachapi_Li_Battery_8hr | Tehachapi_Solar |  | Tehachapi_Wind |  |  |  | Tehachapi | Tehachapi
PG&E KERN | New Sub - Gates - Midway (Proposed) | 230 | CA |  |  | 3 | 0 | 0 | 0 | 0 | 0 | 0 | 0 | 0 | 0 | 0 | 0 | 0 | 0 | 0 | 0 | 0 | 0 | 0 | 0 | 0 | 0 | 0 | 0 | 0 | 0 | 0 | 0 | 0 | 0 | 0 | 0 | 0 | 0 | 0 | 0 | 0 | 0 | 0 | 0 | 0 | 0 | 0 | 0 | 0 | 0 | 0 | 0 | 0 | 0 | 0 | 0 | 0 | 0 | 0 | 0 | 0 | 0 | 0 | 0 | 0 | 0 | 0 | 0 | 0 | 0 | 0 | 0 | 0 | 0 | 0 | 0 | 0 | 0 | 0 | 0 | 0 | 0 | 0 | 1 | 1 | 0 | 0 | 0 | 0 | 0 | 0 | 0 | 0 | 0 | 0 | 0 | 0 | 0 | 0 | 1 | 0 | 0 | Southern_PGAE_Li_Battery_4hr | Southern_PGAE_Li_Battery_8hr | Southern_PGAE_Solar |  | Central_Valley_North_Los_Banos_Wind |  |  |  | Southern_PGAE | Central_Valley_North_Los_Banos
PG&E KERN | New Sub - Gates - Templeton (Proposed) | 230 | CA |  |  | 6 | 0 | 0 | 0 | 0 | 0 | 0 | 0 | 0 | 0 | 0 | 0 | 0 | 0 | 0 | 0 | 0 | 0 | 0 | 0 | 0 | 0 | 0 | 0 | 0 | 0 | 0 | 0 | 0 | 0 | 0 | 0 | 0 | 0 | 0 | 0 | 0 | 0 | 0 | 0 | 0 | 0 | 0 | 0 | 0 | 0 | 0 | 0 | 0 | 0 | 0 | 0 | 0 | 0 | 0 | 0 | 0 | 0 | 0 | 0 | 0 | 0 | 0 | 0 | 0 | 0 | 0 | 0 | 1 | 0 | 0 | 0 | 0 | 0 | 0 | 0 | 0 | 0 | 0 | 1 | 1 | 0 | 0 | 0 | 0 | 0 | 1 | 0 | 0 | 0 | 0 | 0 | 0 | 0 | 0 | 1 | 1 | 0 | Southern_PGAE_Li_Battery_4hr | Southern_PGAE_Li_Battery_8hr | Southern_PGAE_Solar |  | Central_Valley_North_Los_Banos_Wind |  |  |  | Southern_PGAE | Central_Valley_North_Los_Banos
SCE NOL | New Sub - Kramer - Lugo (Proposed) | 230 | CA |  |  | 3 | 0 | 0 | 0 | 0 | 0 | 0 | 0 | 0 | 0 | 0 | 0 | 1 | 1 | 1 | 0 | 0 | 0 | 0 | 0 | 0 | 0 | 0 | 0 | 0 | 0 | 0 | 0 | 0 | 0 | 0 | 0 | 0 | 0 | 0 | 0 | 0 | 0 | 0 | 0 | 0 | 0 | 0 | 0 | 0 | 0 | 0 | 0 | 0 | 0 | 0 | 0 | 0 | 0 | 0 | 0 | 0 | 0 | 0 | 0 | 0 | 0 | 0 | 0 | 0 | 0 | 0 | 0 | 0 | 0 | 0 | 0 | 0 | 0 | 0 | 0 | 0 | 0 | 0 | 0 | 0 | 0 | 0 | 0 | 0 | 0 | 0 | 0 | 0 | 0 | 0 | 0 | 0 | 0 | 0 | 0 | 0 | 0 | Greater_Kramer_Li_Battery_4hr | Greater_Kramer_Li_Battery_8hr | Greater_Kramer_Solar |  | Greater_Kramer_Wind |  |  |  | Greater_Kramer | Greater_Kramer
PG&E FRESNO | New Sub - Los Banos - Midway (Proposed) | 500 | CA |  |  | 1 | 0 | 0 | 0 | 0 | 0 | 0 | 0 | 0 | 0 | 0 | 0 | 0 | 0 | 0 | 0 | 0 | 0 | 0 | 0 | 0 | 0 | 0 | 0 | 0 | 0 | 0 | 0 | 0 | 0 | 0 | 0 | 0 | 0 | 0 | 0 | 0 | 0 | 0 | 0 | 0 | 0 | 0 | 0 | 0 | 0 | 0 | 0 | 0 | 0 | 0 | 0 | 0 | 0 | 0 | 0 | 0 | 0 | 0 | 0 | 0 | 0 | 0 | 0 | 0 | 0 | 0 | 0 | 0 | 0 | 0 | 0 | 0 | 0 | 0 | 0 | 0 | 0 | 0 | 0 | 0 | 0 | 0 | 0 | 0 | 0 | 0 | 0 | 0 | 0 | 0 | 0 | 0 | 0 | 0 | 1 | 0 | 0 | Southern_PGAE_Li_Battery_4hr | Southern_PGAE_Li_Battery_8hr | Southern_PGAE_Solar |  | Central_Valley_North_Los_Banos_Wind |  |  |  | Southern_PGAE | Central_Valley_North_Los_Banos
SCE NOL | New Sub - Lugo - Pisgah (Proposed) | 230 | CA |  |  | 2 | 0 | 0 | 0 | 0 | 0 | 0 | 0 | 0 | 0 | 0 | 0 | 0 | 0 | 1 | 1 | 0 | 0 | 0 | 0 | 0 | 0 | 0 | 0 | 0 | 0 | 0 | 0 | 0 | 0 | 0 | 0 | 0 | 0 | 0 | 0 | 0 | 0 | 0 | 0 | 0 | 0 | 0 | 0 | 0 | 0 | 0 | 0 | 0 | 0 | 0 | 0 | 0 | 0 | 0 | 0 | 0 | 0 | 0 | 0 | 0 | 0 | 0 | 0 | 0 | 0 | 0 | 0 | 0 | 0 | 0 | 0 | 0 | 0 | 0 | 0 | 0 | 0 | 0 | 0 | 0 | 0 | 0 | 0 | 0 | 0 | 0 | 0 | 0 | 0 | 0 | 0 | 0 | 0 | 0 | 0 | 0 | 0 | Greater_Kramer_Li_Battery_4hr | Greater_Kramer_Li_Battery_8hr | Greater_Kramer_Solar |  | Greater_Kramer_Wind |  |  |  | Greater_Kramer | Greater_Kramer
PG&E KERN | New Sub - Midway - Wheeler Ridge (Proposed) | 230 | CA |  |  | 3 | 0 | 0 | 0 | 0 | 0 | 0 | 0 | 0 | 0 | 0 | 0 | 0 | 0 | 0 | 0 | 0 | 0 | 0 | 0 | 0 | 0 | 0 | 0 | 0 | 0 | 0 | 0 | 0 | 0 | 0 | 0 | 0 | 0 | 0 | 0 | 0 | 0 | 0 | 0 | 0 | 0 | 0 | 0 | 0 | 0 | 0 | 0 | 0 | 0 | 0 | 0 | 0 | 0 | 0 | 0 | 0 | 0 | 0 | 0 | 0 | 0 | 0 | 0 | 0 | 0 | 0 | 0 | 0 | 0 | 0 | 0 | 0 | 0 | 0 | 0 | 0 | 0 | 0 | 1 | 1 | 0 | 0 | 0 | 0 | 0 | 0 | 0 | 0 | 0 | 0 | 0 | 0 | 0 | 0 | 1 | 0 | 0 | Southern_PGAE_Li_Battery_4hr | Southern_PGAE_Li_Battery_8hr | Southern_PGAE_Solar |  | Central_Valley_North_Los_Banos_Wind |  |  |  | Southern_PGAE | Central_Valley_North_Los_Banos
PG&E NGBA | New Sub - Near existing Leavitt (PSREC) | 345 | CA | 96130 | LASSEN | 1 | 0 | 0 | 0 | 0 | 0 | 0 | 0 | 0 | 0 | 0 | 0 | 0 | 0 | 0 | 0 | 0 | 0 | 0 | 0 | 0 | 0 | 0 | 0 | 0 | 0 | 0 | 0 | 0 | 0 | 0 | 0 | 0 | 0 | 0 | 0 | 0 | 0 | 0 | 0 | 1 | 0 | 0 | 0 | 0 | 0 | 0 | 0 | 0 | 0 | 0 | 0 | 0 | 0 | 0 | 0 | 0 | 0 | 0 | 0 | 0 | 0 | 0 | 0 | 0 | 0 | 0 | 0 | 0 | 0 | 0 | 0 | 0 | 0 | 0 | 0 | 0 | 0 | 0 | 0 | 0 | 0 | 0 | 0 | 0 | 0 | 0 | 0 | 0 | 0 | 0 | 0 | 0 | 0 | 0 | 0 | 0 | 0 | Northern_California_Li_Battery_4hr | Northern_California_Li_Battery_8hr | Northern_California_Solar |  | Northern_California_Wind |  |  |  | Northern_California | Northern_California
PG&E NGBA | New Sub - Near existing Madeline (NVE) | 345 | CA | 96132 | LASSEN | 1 | 0 | 0 | 0 | 0 | 0 | 0 | 0 | 0 | 0 | 0 | 0 | 0 | 0 | 0 | 0 | 0 | 0 | 0 | 0 | 0 | 0 | 0 | 0 | 0 | 0 | 0 | 0 | 0 | 0 | 0 | 0 | 0 | 0 | 0 | 0 | 0 | 0 | 0 | 0 | 1 | 0 | 0 | 0 | 0 | 0 | 0 | 0 | 0 | 0 | 0 | 0 | 0 | 0 | 0 | 0 | 0 | 0 | 0 | 0 | 0 | 0 | 0 | 0 | 0 | 0 | 0 | 0 | 0 | 0 | 0 | 0 | 0 | 0 | 0 | 0 | 0 | 0 | 0 | 0 | 0 | 0 | 0 | 0 | 0 | 0 | 0 | 0 | 0 | 0 | 0 | 0 | 0 | 0 | 0 | 0 | 0 | 0 | Northern_California_Li_Battery_4hr | Northern_California_Li_Battery_8hr | Northern_California_Solar |  | Northern_California_Wind |  |  |  | Northern_California | Northern_California
SDGE | New Sub - North Gila - IV (Proposed) | 500 | CA |  |  | 4 | 0 | 0 | 0 | 0 | 0 | 0 | 0 | 0 | 0 | 0 | 0 | 0 | 0 | 0 | 0 | 0 | 0 | 0 | 0 | 0 | 0 | 0 | 0 | 0 | 0 | 0 | 0 | 0 | 0 | 0 | 1 | 1 | 1 | 0 | 0 | 0 | 1 | 0 | 0 | 0 | 0 | 0 | 0 | 0 | 0 | 0 | 0 | 0 | 0 | 0 | 0 | 0 | 0 | 0 | 0 | 0 | 0 | 0 | 0 | 0 | 0 | 0 | 0 | 0 | 0 | 0 | 0 | 0 | 0 | 0 | 0 | 0 | 0 | 0 | 0 | 0 | 0 | 0 | 0 | 0 | 0 | 0 | 0 | 0 | 0 | 0 | 0 | 0 | 0 | 0 | 0 | 0 | 0 | 0 | 0 | 0 | 0 | Greater_Imperial_Li_Battery_4hr | Greater_Imperial_Li_Battery_8hr | Greater_Imperial_Solar |  | Greater_Imperial_Wind |  |  |  | Greater_Imperial | Greater_Imperial
PG&E NGBA | New Sub - Pit 1 - Cottonwood (Proposed) | 230 | CA |  |  | 2 | 0 | 0 | 0 | 0 | 0 | 0 | 0 | 0 | 0 | 0 | 0 | 0 | 0 | 0 | 0 | 0 | 0 | 0 | 0 | 0 | 0 | 0 | 0 | 0 | 0 | 0 | 0 | 0 | 0 | 0 | 0 | 0 | 0 | 0 | 0 | 0 | 0 | 0 | 0 | 1 | 0 | 0 | 0 | 1 | 0 | 0 | 0 | 0 | 0 | 0 | 0 | 0 | 0 | 0 | 0 | 0 | 0 | 0 | 0 | 0 | 0 | 0 | 0 | 0 | 0 | 0 | 0 | 0 | 0 | 0 | 0 | 0 | 0 | 0 | 0 | 0 | 0 | 0 | 0 | 0 | 0 | 0 | 0 | 0 | 0 | 0 | 0 | 0 | 0 | 0 | 0 | 0 | 0 | 0 | 0 | 0 | 0 | Northern_California_Li_Battery_4hr | Northern_California_Li_Battery_8hr | Northern_California_Solar |  | Northern_California_Wind |  |  |  | Northern_California | Northern_California
PG&E GBA | New Sub - Rancho Seco - Bellota (Proposed) | 230 | CA |  |  | 3 | 0 | 0 | 0 | 0 | 0 | 0 | 0 | 0 | 0 | 0 | 0 | 0 | 0 | 0 | 0 | 0 | 0 | 0 | 0 | 0 | 0 | 0 | 0 | 0 | 0 | 0 | 0 | 0 | 0 | 0 | 0 | 0 | 0 | 0 | 0 | 0 | 0 | 0 | 0 | 0 | 0 | 0 | 0 | 0 | 0 | 1 | 0 | 0 | 0 | 0 | 0 | 0 | 0 | 0 | 0 | 0 | 0 | 0 | 0 | 1 | 1 | 0 | 0 | 0 | 0 | 0 | 0 | 0 | 0 | 0 | 0 | 0 | 0 | 0 | 0 | 0 | 0 | 0 | 0 | 0 | 0 | 0 | 0 | 0 | 0 | 0 | 0 | 0 | 0 | 0 | 0 | 0 | 0 | 0 | 0 | 0 | 0 | Northern_California_Li_Battery_4hr | Northern_California_Li_Battery_8hr | Northern_California_Solar |  | Solano_Wind |  |  |  | Northern_California | Solano
SDGE | New Sub - Suncrest - Ocotillo (Proposed) | 500 | CA |  |  | 4 | 0 | 0 | 0 | 0 | 0 | 0 | 0 | 0 | 0 | 0 | 0 | 0 | 0 | 0 | 0 | 0 | 0 | 0 | 0 | 0 | 0 | 0 | 0 | 0 | 0 | 0 | 0 | 0 | 0 | 0 | 1 | 1 | 1 | 0 | 0 | 1 | 0 | 0 | 0 | 0 | 0 | 0 | 0 | 0 | 0 | 0 | 0 | 0 | 0 | 0 | 0 | 0 | 0 | 0 | 0 | 0 | 0 | 0 | 0 | 0 | 0 | 0 | 0 | 0 | 0 | 0 | 0 | 0 | 0 | 0 | 0 | 0 | 0 | 0 | 0 | 0 | 0 | 0 | 0 | 0 | 0 | 0 | 0 | 0 | 0 | 0 | 0 | 0 | 0 | 0 | 0 | 0 | 0 | 0 | 0 | 0 | 0 | Greater_Imperial_Li_Battery_4hr | Greater_Imperial_Li_Battery_8hr | Greater_Imperial_Solar |  | Greater_Imperial_Wind |  |  |  | Greater_Imperial | Greater_Imperial
PG&E FRESNO | New Sub - Westley - Quinto (Proposed) | 230 | CA |  |  | 1 | 0 | 0 | 0 | 0 | 0 | 0 | 0 | 0 | 0 | 0 | 0 | 0 | 0 | 0 | 0 | 0 | 0 | 0 | 0 | 0 | 0 | 0 | 0 | 0 | 0 | 0 | 0 | 0 | 0 | 0 | 0 | 0 | 0 | 0 | 0 | 0 | 0 | 0 | 0 | 0 | 0 | 0 | 0 | 0 | 0 | 0 | 0 | 0 | 0 | 0 | 0 | 0 | 0 | 0 | 0 | 0 | 0 | 0 | 0 | 0 | 0 | 0 | 0 | 0 | 0 | 0 | 0 | 0 | 0 | 0 | 0 | 0 | 0 | 0 | 0 | 0 | 0 | 0 | 0 | 0 | 0 | 0 | 0 | 0 | 0 | 1 | 0 | 0 | 0 | 0 | 0 | 0 | 0 | 0 | 0 | 0 | 0 | Southern_PGAE_Li_Battery_4hr | Southern_PGAE_Li_Battery_8hr | Southern_PGAE_Solar |  | Central_Valley_North_Los_Banos_Wind |  |  |  | Southern_PGAE | Central_Valley_North_Los_Banos
PG&E GBA | Newark | 115 | CA | 94538 | ALAMEDA | 3 | 0 | 0 | 0 | 0 | 0 | 0 | 0 | 0 | 0 | 0 | 0 | 0 | 0 | 0 | 0 | 0 | 0 | 0 | 0 | 0 | 0 | 0 | 0 | 0 | 0 | 0 | 0 | 0 | 0 | 0 | 0 | 0 | 0 | 0 | 0 | 0 | 0 | 0 | 0 | 0 | 0 | 0 | 0 | 0 | 0 | 0 | 0 | 0 | 0 | 0 | 0 | 0 | 0 | 0 | 0 | 1 | 0 | 0 | 0 | 1 | 0 | 0 | 0 | 0 | 0 | 1 | 0 | 0 | 0 | 0 | 0 | 0 | 0 | 0 | 0 | 0 | 0 | 0 | 0 | 0 | 0 | 0 | 0 | 0 | 0 | 0 | 0 | 0 | 0 | 0 | 0 | 0 | 0 | 0 | 0 | 0 | 0 | Northern_California_Li_Battery_4hr | Northern_California_Li_Battery_8hr | Northern_California_Solar |  | Solano_Wind |  |  |  | Northern_California | Solano
PG&E GBA | Newark | 230 | CA | 94538 | ALAMEDA | 4 | 0 | 0 | 0 | 0 | 0 | 0 | 0 | 0 | 0 | 0 | 0 | 0 | 0 | 0 | 0 | 0 | 0 | 0 | 0 | 0 | 0 | 0 | 0 | 0 | 0 | 0 | 0 | 0 | 0 | 0 | 0 | 0 | 0 | 0 | 0 | 0 | 0 | 0 | 0 | 0 | 0 | 0 | 0 | 0 | 0 | 0 | 0 | 0 | 0 | 0 | 0 | 0 | 0 | 0 | 0 | 1 | 0 | 0 | 1 | 1 | 0 | 0 | 0 | 0 | 0 | 1 | 0 | 0 | 0 | 0 | 0 | 0 | 0 | 0 | 0 | 0 | 0 | 0 | 0 | 0 | 0 | 0 | 0 | 0 | 0 | 0 | 0 | 0 | 0 | 0 | 0 | 0 | 0 | 0 | 0 | 0 | 0 | Northern_California_Li_Battery_4hr | Northern_California_Li_Battery_8hr | Northern_California_Solar |  | Solano_Wind |  |  |  | Northern_California | Solano
PG&E GBA | Newark | 60 | CA | 94538 | ALAMEDA | 3 | 0 | 0 | 0 | 0 | 0 | 0 | 0 | 0 | 0 | 0 | 0 | 0 | 0 | 0 | 0 | 0 | 0 | 0 | 0 | 0 | 0 | 0 | 0 | 0 | 0 | 0 | 0 | 0 | 0 | 0 | 0 | 0 | 0 | 0 | 0 | 0 | 0 | 0 | 0 | 1 | 0 | 0 | 0 | 0 | 0 | 0 | 0 | 0 | 0 | 0 | 0 | 0 | 0 | 0 | 0 | 1 | 0 | 0 | 0 | 0 | 0 | 0 | 0 | 0 | 0 | 0 | 1 | 0 | 0 | 0 | 0 | 0 | 0 | 0 | 0 | 0 | 0 | 0 | 0 | 0 | 0 | 0 | 0 | 0 | 0 | 0 | 0 | 0 | 0 | 0 | 0 | 0 | 0 | 0 | 0 | 0 | 0 | Northern_California_Li_Battery_4hr | Northern_California_Li_Battery_8hr | Northern_California_Solar |  | Solano_Wind |  |  |  | Northern_California | Solano
PG&E FRESNO | Newhall | 115 | CA | 93622 | MADERA | 8 | 0 | 0 | 0 | 0 | 0 | 0 | 0 | 0 | 0 | 0 | 0 | 0 | 0 | 0 | 0 | 0 | 0 | 0 | 0 | 0 | 0 | 0 | 0 | 0 | 0 | 0 | 0 | 0 | 0 | 0 | 0 | 0 | 0 | 0 | 0 | 0 | 0 | 0 | 0 | 0 | 0 | 0 | 0 | 0 | 0 | 1 | 0 | 0 | 0 | 0 | 0 | 0 | 0 | 0 | 0 | 0 | 0 | 0 | 0 | 0 | 0 | 0 | 0 | 0 | 0 | 0 | 0 | 0 | 0 | 0 | 0 | 0 | 0 | 0 | 0 | 0 | 0 | 0 | 0 | 1 | 0 | 1 | 1 | 1 | 0 | 1 | 0 | 1 | 0 | 0 | 0 | 0 | 1 | 0 | 0 | 0 | 0 | Southern_PGAE_Li_Battery_4hr | Southern_PGAE_Li_Battery_8hr | Southern_PGAE_Solar |  | Central_Valley_North_Los_Banos_Wind |  |  |  | Southern_PGAE | Central_Valley_North_Los_Banos
PG&E KERN | Norco | 115 | CA | 93276 | KERN | 4 | 0 | 0 | 0 | 0 | 0 | 0 | 0 | 0 | 0 | 0 | 0 | 0 | 0 | 0 | 0 | 0 | 0 | 0 | 0 | 0 | 0 | 0 | 0 | 0 | 0 | 0 | 0 | 0 | 0 | 0 | 0 | 0 | 0 | 0 | 0 | 0 | 0 | 0 | 0 | 0 | 0 | 0 | 0 | 0 | 0 | 0 | 0 | 0 | 0 | 0 | 0 | 0 | 0 | 0 | 0 | 0 | 0 | 0 | 0 | 0 | 0 | 0 | 0 | 0 | 0 | 0 | 0 | 1 | 0 | 0 | 0 | 0 | 0 | 0 | 1 | 0 | 0 | 0 | 1 | 0 | 0 | 0 | 0 | 0 | 0 | 0 | 0 | 0 | 0 | 0 | 0 | 0 | 0 | 0 | 1 | 0 | 0 | Southern_PGAE_Li_Battery_4hr | Southern_PGAE_Li_Battery_8hr | Southern_PGAE_Solar |  | Central_Valley_North_Los_Banos_Wind |  |  |  | Southern_PGAE | Central_Valley_North_Los_Banos
PG&E GBA | Nortech | 115 | CA | 95134 | Santa Clara | 3 | 0 | 0 | 0 | 0 | 0 | 0 | 0 | 0 | 0 | 0 | 0 | 0 | 0 | 0 | 0 | 0 | 0 | 0 | 0 | 0 | 0 | 0 | 0 | 0 | 0 | 0 | 0 | 0 | 0 | 0 | 0 | 0 | 0 | 0 | 0 | 0 | 0 | 0 | 0 | 0 | 0 | 0 | 0 | 0 | 0 | 0 | 0 | 0 | 0 | 0 | 0 | 0 | 1 | 0 | 0 | 1 | 0 | 0 | 0 | 1 | 0 | 0 | 0 | 0 | 0 | 0 | 0 | 0 | 0 | 0 | 0 | 0 | 0 | 0 | 0 | 0 | 0 | 0 | 0 | 0 | 0 | 0 | 0 | 0 | 0 | 0 | 0 | 0 | 0 | 0 | 0 | 0 | 0 | 0 | 0 | 0 | 0 | Northern_California_Li_Battery_4hr | Northern_California_Li_Battery_8hr | Northern_California_Solar |  | Kern_Greater_Carrizo_Wind |  |  |  | Northern_California | Peninsula_Monterey
SDGE | North City Metering | 138 | CA | 92130 | SAN DIEGO | 3 | 0 | 0 | 0 | 0 | 0 | 0 | 0 | 0 | 0 | 0 | 0 | 0 | 0 | 0 | 0 | 0 | 0 | 0 | 0 | 0 | 0 | 0 | 0 | 0 | 0 | 0 | 0 | 0 | 1 | 0 | 1 | 0 | 1 | 0 | 0 | 0 | 0 | 0 | 0 | 0 | 0 | 0 | 0 | 0 | 0 | 0 | 0 | 0 | 0 | 0 | 0 | 0 | 0 | 0 | 0 | 0 | 0 | 0 | 0 | 0 | 0 | 0 | 0 | 0 | 0 | 0 | 0 | 0 | 0 | 0 | 0 | 0 | 0 | 0 | 0 | 0 | 0 | 0 | 0 | 0 | 0 | 0 | 0 | 0 | 0 | 0 | 0 | 0 | 0 | 0 | 0 | 0 | 0 | 0 | 0 | 0 | 0 | San_Diego_Li_Battery_4hr | San_Diego_Li_Battery_8hr | San_Diego_Solar |  | 0 |  |  |  | Greater_SD | Greater_SD
PG&E GBA | North Dublin | 230 | CA | 94588 | CONTRA COSTA | 4 | 0 | 0 | 0 | 0 | 0 | 0 | 0 | 0 | 0 | 0 | 0 | 0 | 0 | 0 | 0 | 0 | 0 | 0 | 0 | 0 | 0 | 0 | 0 | 0 | 0 | 0 | 0 | 0 | 0 | 0 | 0 | 0 | 0 | 0 | 0 | 0 | 0 | 0 | 0 | 1 | 0 | 0 | 0 | 0 | 0 | 0 | 0 | 0 | 0 | 0 | 0 | 0 | 0 | 0 | 0 | 1 | 0 | 0 | 0 | 1 | 0 | 0 | 0 | 0 | 0 | 0 | 1 | 0 | 0 | 0 | 0 | 0 | 0 | 0 | 0 | 0 | 0 | 0 | 0 | 0 | 0 | 0 | 0 | 0 | 0 | 0 | 0 | 0 | 0 | 0 | 0 | 0 | 0 | 0 | 0 | 0 | 0 | Northern_California_Li_Battery_4hr | Northern_California_Li_Battery_8hr | Northern_California_Solar |  | Solano_Wind |  |  |  | Northern_California | Solano
SDGE | North Gila | 500 | AZ | 85365 | YUMA | 3 | 0 | 0 | 0 | 0 | 0 | 0 | 0 | 0 | 0 | 0 | 0 | 0 | 0 | 0 | 0 | 0 | 0 | 0 | 0 | 0 | 0 | 0 | 0 | 0 | 0 | 0 | 0 | 0 | 0 | 0 | 1 | 1 | 1 | 0 | 0 | 0 | 0 | 0 | 0 | 0 | 0 | 0 | 0 | 0 | 0 | 0 | 0 | 0 | 0 | 0 | 0 | 0 | 0 | 0 | 0 | 0 | 0 | 0 | 0 | 0 | 0 | 0 | 0 | 0 | 0 | 0 | 0 | 0 | 0 | 0 | 0 | 0 | 0 | 0 | 0 | 0 | 0 | 0 | 0 | 0 | 0 | 0 | 0 | 0 | 0 | 0 | 0 | 0 | 0 | 0 | 0 | 0 | 0 | 0 | 0 | 0 | 0 | Arizona_Li_Battery_4hr | Arizona_Li_Battery_8hr | Arizona_Solar |  | 0 |  |  |  | Arizona | Arizona
SCE Metro | North of SONGS | 230 | CA |  |  | 1 | 0 | 0 | 0 | 0 | 0 | 0 | 0 | 0 | 0 | 1 | 0 | 0 | 0 | 0 | 0 | 0 | 0 | 0 | 0 | 0 | 0 | 0 | 0 | 0 | 0 | 0 | 0 | 0 | 0 | 0 | 0 | 0 | 0 | 0 | 0 | 0 | 0 | 0 | 0 | 0 | 0 | 0 | 0 | 0 | 0 | 0 | 0 | 0 | 0 | 0 | 0 | 0 | 0 | 0 | 0 | 0 | 0 | 0 | 0 | 0 | 0 | 0 | 0 | 0 | 0 | 0 | 0 | 0 | 0 | 0 | 0 | 0 | 0 | 0 | 0 | 0 | 0 | 0 | 0 | 0 | 0 | 0 | 0 | 0 | 0 | 0 | 0 | 0 | 0 | 0 | 0 | 0 | 0 | 0 | 0 | 0 | 0 | Greater_LA_Li_Battery_4hr | Greater_LA_Li_Battery_8hr | Greater_LA_Solar |  | 0 |  |  |  | Greater_LA | Greater_SD
SCE Metro | North of SONGS | 500 | CA |  |  | 1 | 0 | 0 | 0 | 0 | 0 | 0 | 0 | 0 | 0 | 1 | 0 | 0 | 0 | 0 | 0 | 0 | 0 | 0 | 0 | 0 | 0 | 0 | 0 | 0 | 0 | 0 | 0 | 0 | 0 | 0 | 0 | 0 | 0 | 0 | 0 | 0 | 0 | 0 | 0 | 0 | 0 | 0 | 0 | 0 | 0 | 0 | 0 | 0 | 0 | 0 | 0 | 0 | 0 | 0 | 0 | 0 | 0 | 0 | 0 | 0 | 0 | 0 | 0 | 0 | 0 | 0 | 0 | 0 | 0 | 0 | 0 | 0 | 0 | 0 | 0 | 0 | 0 | 0 | 0 | 0 | 0 | 0 | 0 | 0 | 0 | 0 | 0 | 0 | 0 | 0 | 0 | 0 | 0 | 0 | 0 | 0 | 0 | Greater_LA_Li_Battery_4hr | Greater_LA_Li_Battery_8hr | Greater_LA_Solar |  | 0 |  |  |  | Greater_LA | Greater_SD
PG&E NGBA | Notre Dame | 115 | CA | 95928 | Butte | 1 | 0 | 0 | 0 | 0 | 0 | 0 | 0 | 0 | 0 | 0 | 0 | 0 | 0 | 0 | 0 | 0 | 0 | 0 | 0 | 0 | 0 | 0 | 0 | 0 | 0 | 0 | 0 | 0 | 0 | 0 | 0 | 0 | 0 | 0 | 0 | 0 | 0 | 0 | 0 | 1 | 0 | 0 | 0 | 0 | 0 | 0 | 0 | 0 | 0 | 0 | 0 | 0 | 0 | 0 | 0 | 0 | 0 | 0 | 0 | 0 | 0 | 0 | 0 | 0 | 0 | 0 | 0 | 0 | 0 | 0 | 0 | 0 | 0 | 0 | 0 | 0 | 0 | 0 | 0 | 0 | 0 | 0 | 0 | 0 | 0 | 0 | 0 | 0 | 0 | 0 | 0 | 0 | 0 | 0 | 0 | 0 | 0 | Northern_California_Li_Battery_4hr | Northern_California_Li_Battery_8hr | Northern_California_Solar |  | Northern_California_Wind |  |  |  | Northern_California | Northern_California
PG&E GBA | Oakland C | 115 | CA | 94607 | ALAMEDA | 10 | 0 | 0 | 0 | 0 | 0 | 0 | 0 | 0 | 0 | 0 | 0 | 0 | 0 | 0 | 0 | 0 | 0 | 0 | 0 | 0 | 0 | 0 | 0 | 0 | 0 | 0 | 0 | 0 | 0 | 0 | 0 | 0 | 0 | 0 | 0 | 0 | 0 | 0 | 0 | 1 | 0 | 0 | 0 | 0 | 0 | 0 | 0 | 0 | 0 | 1 | 0 | 0 | 1 | 1 | 1 | 1 | 0 | 0 | 1 | 1 | 0 | 1 | 0 | 0 | 0 | 1 | 0 | 0 | 0 | 0 | 0 | 0 | 0 | 0 | 0 | 0 | 0 | 0 | 0 | 0 | 0 | 0 | 0 | 0 | 0 | 0 | 0 | 0 | 0 | 0 | 0 | 0 | 0 | 0 | 0 | 0 | 0 | Northern_California_Li_Battery_4hr | Northern_California_Li_Battery_8hr | Northern_California_Solar |  | Solano_Wind |  |  |  | Northern_California | Solano
PG&E GBA | Oakland J | 115 | CA | 94607 | ALAMEDA | 3 | 0 | 0 | 0 | 0 | 0 | 0 | 0 | 0 | 0 | 0 | 0 | 0 | 0 | 0 | 0 | 0 | 0 | 0 | 0 | 0 | 0 | 0 | 0 | 0 | 0 | 0 | 0 | 0 | 0 | 0 | 0 | 0 | 0 | 0 | 0 | 0 | 0 | 0 | 0 | 1 | 0 | 0 | 0 | 0 | 0 | 0 | 0 | 0 | 0 | 0 | 0 | 0 | 1 | 0 | 0 | 1 | 0 | 0 | 0 | 0 | 0 | 0 | 0 | 0 | 0 | 0 | 0 | 0 | 0 | 0 | 0 | 0 | 0 | 0 | 0 | 0 | 0 | 0 | 0 | 0 | 0 | 0 | 0 | 0 | 0 | 0 | 0 | 0 | 0 | 0 | 0 | 0 | 0 | 0 | 0 | 0 | 0 | Northern_California_Li_Battery_4hr | Northern_California_Li_Battery_8hr | Northern_California_Solar |  | Solano_Wind |  |  |  | Northern_California | Solano
PG&E GBA | Oakland L | 115 | CA | 94612 | ALAMEDA | 3 | 0 | 0 | 0 | 0 | 0 | 0 | 0 | 0 | 0 | 0 | 0 | 0 | 0 | 0 | 0 | 0 | 0 | 0 | 0 | 0 | 0 | 0 | 0 | 0 | 0 | 0 | 0 | 0 | 0 | 0 | 0 | 0 | 0 | 0 | 0 | 0 | 0 | 0 | 0 | 1 | 0 | 0 | 0 | 0 | 0 | 0 | 0 | 0 | 0 | 0 | 0 | 0 | 1 | 0 | 0 | 1 | 0 | 0 | 0 | 0 | 0 | 0 | 0 | 0 | 0 | 0 | 0 | 0 | 0 | 0 | 0 | 0 | 0 | 0 | 0 | 0 | 0 | 0 | 0 | 0 | 0 | 0 | 0 | 0 | 0 | 0 | 0 | 0 | 0 | 0 | 0 | 0 | 0 | 0 | 0 | 0 | 0 | Northern_California_Li_Battery_4hr | Northern_California_Li_Battery_8hr | Northern_California_Solar |  | Solano_Wind |  |  |  | Northern_California | Solano
PG&E GBA | Oakland X | 115 | CA | 94610 | ALAMEDA | 3 | 0 | 0 | 0 | 0 | 0 | 0 | 0 | 0 | 0 | 0 | 0 | 0 | 0 | 0 | 0 | 0 | 0 | 0 | 0 | 0 | 0 | 0 | 0 | 0 | 0 | 0 | 0 | 0 | 0 | 0 | 0 | 0 | 0 | 0 | 0 | 0 | 0 | 0 | 0 | 1 | 0 | 0 | 0 | 0 | 0 | 0 | 0 | 0 | 0 | 0 | 0 | 0 | 1 | 0 | 0 | 1 | 0 | 0 | 0 | 0 | 0 | 0 | 0 | 0 | 0 | 0 | 0 | 0 | 0 | 0 | 0 | 0 | 0 | 0 | 0 | 0 | 0 | 0 | 0 | 0 | 0 | 0 | 0 | 0 | 0 | 0 | 0 | 0 | 0 | 0 | 0 | 0 | 0 | 0 | 0 | 0 | 0 | Northern_California_Li_Battery_4hr | Northern_California_Li_Battery_8hr | Northern_California_Solar |  | Solano_Wind |  |  |  | Northern_California | Solano
SDGE | Ocean Ranch | 69 | CA | 92056 | San Diego | 4 | 0 | 0 | 0 | 0 | 0 | 0 | 0 | 0 | 0 | 0 | 0 | 0 | 0 | 0 | 0 | 0 | 0 | 0 | 0 | 0 | 0 | 0 | 0 | 0 | 0 | 1 | 0 | 0 | 0 | 0 | 0 | 0 | 1 | 1 | 0 | 0 | 0 | 1 | 0 | 0 | 0 | 0 | 0 | 0 | 0 | 0 | 0 | 0 | 0 | 0 | 0 | 0 | 0 | 0 | 0 | 0 | 0 | 0 | 0 | 0 | 0 | 0 | 0 | 0 | 0 | 0 | 0 | 0 | 0 | 0 | 0 | 0 | 0 | 0 | 0 | 0 | 0 | 0 | 0 | 0 | 0 | 0 | 0 | 0 | 0 | 0 | 0 | 0 | 0 | 0 | 0 | 0 | 0 | 0 | 0 | 0 | 0 | San_Diego_Li_Battery_4hr | San_Diego_Li_Battery_8hr | San_Diego_Solar |  | 0 |  |  |  | Greater_SD | Greater_SD
PG&E KERN | Oceano | 115 | CA | 93420 | SAN LUIS OBISPO | 5 | 0 | 0 | 0 | 0 | 0 | 0 | 0 | 0 | 0 | 0 | 0 | 0 | 0 | 0 | 0 | 0 | 0 | 0 | 0 | 0 | 0 | 0 | 0 | 0 | 0 | 0 | 0 | 0 | 0 | 0 | 0 | 0 | 0 | 0 | 0 | 0 | 0 | 0 | 0 | 0 | 0 | 0 | 0 | 0 | 0 | 0 | 0 | 0 | 0 | 0 | 0 | 0 | 0 | 0 | 0 | 0 | 0 | 0 | 0 | 0 | 0 | 0 | 0 | 0 | 0 | 0 | 0 | 1 | 1 | 0 | 0 | 0 | 0 | 0 | 0 | 0 | 0 | 0 | 0 | 1 | 0 | 0 | 0 | 0 | 0 | 1 | 0 | 0 | 0 | 0 | 0 | 0 | 0 | 0 | 0 | 1 | 0 | Southern_PGAE_Li_Battery_4hr | Southern_PGAE_Li_Battery_8hr | Southern_PGAE_Solar |  | Kern_Greater_Carrizo_Wind |  |  |  | Southern_PGAE | Kern_Greater_Carrizo
SDGE | Ocotillo Express | 500 | CA |  |  | 4 | 0 | 0 | 0 | 0 | 0 | 0 | 0 | 0 | 0 | 0 | 0 | 0 | 0 | 0 | 0 | 0 | 0 | 0 | 0 | 0 | 0 | 0 | 0 | 0 | 0 | 0 | 0 | 0 | 0 | 0 | 1 | 1 | 1 | 0 | 0 | 1 | 0 | 0 | 0 | 0 | 0 | 0 | 0 | 0 | 0 | 0 | 0 | 0 | 0 | 0 | 0 | 0 | 0 | 0 | 0 | 0 | 0 | 0 | 0 | 0 | 0 | 0 | 0 | 0 | 0 | 0 | 0 | 0 | 0 | 0 | 0 | 0 | 0 | 0 | 0 | 0 | 0 | 0 | 0 | 0 | 0 | 0 | 0 | 0 | 0 | 0 | 0 | 0 | 0 | 0 | 0 | 0 | 0 | 0 | 0 | 0 | 0 | Greater_Imperial_Li_Battery_4hr | Greater_Imperial_Li_Battery_8hr | Greater_Imperial_Solar |  | Greater_Imperial_Wind |  |  |  | Greater_Imperial | Greater_Imperial
PG&E KERN | Old River | 70 | CA | 93313 | Kern | 7 | 0 | 0 | 0 | 0 | 0 | 0 | 0 | 0 | 0 | 0 | 0 | 0 | 0 | 0 | 0 | 0 | 0 | 0 | 0 | 0 | 0 | 0 | 0 | 0 | 0 | 0 | 0 | 0 | 0 | 0 | 0 | 0 | 0 | 0 | 0 | 0 | 0 | 0 | 0 | 0 | 0 | 0 | 0 | 0 | 0 | 0 | 0 | 0 | 0 | 0 | 0 | 0 | 0 | 0 | 0 | 0 | 0 | 0 | 0 | 0 | 0 | 0 | 0 | 0 | 0 | 0 | 0 | 1 | 0 | 0 | 1 | 1 | 1 | 0 | 1 | 0 | 0 | 0 | 1 | 0 | 0 | 0 | 0 | 0 | 0 | 0 | 0 | 0 | 0 | 0 | 0 | 0 | 0 | 0 | 1 | 0 | 0 | Southern_PGAE_Li_Battery_4hr | Southern_PGAE_Li_Battery_8hr | Southern_PGAE_Solar |  | Central_Valley_North_Los_Banos_Wind |  |  |  | Southern_PGAE | Central_Valley_North_Los_Banos
SDGE | Old Town | 230 | CA | 92110 | SAN DIEGO | 2 | 0 | 0 | 0 | 0 | 0 | 0 | 0 | 0 | 0 | 0 | 0 | 0 | 0 | 0 | 0 | 0 | 0 | 0 | 0 | 0 | 0 | 0 | 0 | 0 | 0 | 0 | 0 | 0 | 0 | 0 | 1 | 0 | 1 | 0 | 0 | 0 | 0 | 0 | 0 | 0 | 0 | 0 | 0 | 0 | 0 | 0 | 0 | 0 | 0 | 0 | 0 | 0 | 0 | 0 | 0 | 0 | 0 | 0 | 0 | 0 | 0 | 0 | 0 | 0 | 0 | 0 | 0 | 0 | 0 | 0 | 0 | 0 | 0 | 0 | 0 | 0 | 0 | 0 | 0 | 0 | 0 | 0 | 0 | 0 | 0 | 0 | 0 | 0 | 0 | 0 | 0 | 0 | 0 | 0 | 0 | 0 | 0 | San_Diego_Li_Battery_4hr | San_Diego_Li_Battery_8hr | San_Diego_Solar |  | 0 |  |  |  | Greater_SD | Greater_SD
SCE Metro | Olinda | 230 | CA | 91748 | LOS ANGELES | 1 | 0 | 0 | 0 | 0 | 0 | 0 | 0 | 0 | 0 | 1 | 0 | 0 | 0 | 0 | 0 | 0 | 0 | 0 | 0 | 0 | 0 | 0 | 0 | 0 | 0 | 0 | 0 | 0 | 0 | 0 | 0 | 0 | 0 | 0 | 0 | 0 | 0 | 0 | 0 | 0 | 0 | 0 | 0 | 0 | 0 | 0 | 0 | 0 | 0 | 0 | 0 | 0 | 0 | 0 | 0 | 0 | 0 | 0 | 0 | 0 | 0 | 0 | 0 | 0 | 0 | 0 | 0 | 0 | 0 | 0 | 0 | 0 | 0 | 0 | 0 | 0 | 0 | 0 | 0 | 0 | 0 | 0 | 0 | 0 | 0 | 0 | 0 | 0 | 0 | 0 | 0 | 0 | 0 | 0 | 0 | 0 | 0 | Greater_LA_Li_Battery_4hr | Greater_LA_Li_Battery_8hr | Greater_LA_Solar |  | 0 |  |  |  | Greater_LA | Greater_LA
PG&E FRESNO | Olive | 115 | CA |  |  | 8 | 0 | 0 | 0 | 0 | 0 | 0 | 0 | 0 | 0 | 0 | 0 | 0 | 0 | 0 | 0 | 0 | 0 | 0 | 0 | 0 | 0 | 0 | 0 | 0 | 0 | 0 | 0 | 0 | 0 | 0 | 0 | 0 | 0 | 0 | 0 | 0 | 0 | 0 | 0 | 0 | 0 | 0 | 0 | 0 | 0 | 0 | 0 | 0 | 0 | 0 | 0 | 0 | 0 | 0 | 0 | 0 | 0 | 0 | 0 | 0 | 0 | 0 | 0 | 0 | 0 | 0 | 0 | 1 | 0 | 1 | 1 | 0 | 0 | 0 | 1 | 1 | 0 | 0 | 1 | 1 | 0 | 0 | 0 | 0 | 0 | 0 | 0 | 0 | 0 | 0 | 0 | 0 | 0 | 0 | 1 | 0 | 0 | Southern_PGAE_Li_Battery_4hr | Southern_PGAE_Li_Battery_8hr | Southern_PGAE_Solar |  | Central_Valley_North_Los_Banos_Wind |  |  |  | Southern_PGAE | Central_Valley_North_Los_Banos
PG&E NGBA | Olivehurst | 115 | CA | 95961 | YUBA | 7 | 0 | 0 | 0 | 0 | 0 | 0 | 0 | 0 | 0 | 0 | 0 | 0 | 0 | 0 | 0 | 0 | 0 | 0 | 0 | 0 | 0 | 0 | 0 | 0 | 0 | 0 | 0 | 0 | 0 | 0 | 0 | 0 | 0 | 0 | 0 | 0 | 0 | 0 | 0 | 1 | 0 | 0 | 0 | 0 | 1 | 1 | 1 | 1 | 0 | 0 | 0 | 0 | 0 | 0 | 0 | 0 | 0 | 0 | 0 | 1 | 1 | 0 | 0 | 0 | 0 | 0 | 0 | 0 | 0 | 0 | 0 | 0 | 0 | 0 | 0 | 0 | 0 | 0 | 0 | 0 | 0 | 0 | 0 | 0 | 0 | 0 | 0 | 0 | 0 | 0 | 0 | 0 | 0 | 0 | 0 | 0 | 0 | Northern_California_Li_Battery_4hr | Northern_California_Li_Battery_8hr | Northern_California_Solar |  | Northern_California_Wind |  |  |  | Northern_California | Northern_California
PG&E NGBA | Oregon Trail | 60 | CA | 96003 | Shasta | 1 | 0 | 0 | 0 | 0 | 0 | 0 | 0 | 0 | 0 | 0 | 0 | 0 | 0 | 0 | 0 | 0 | 0 | 0 | 0 | 0 | 0 | 0 | 0 | 0 | 0 | 0 | 0 | 0 | 0 | 0 | 0 | 0 | 0 | 0 | 0 | 0 | 0 | 0 | 0 | 1 | 0 | 0 | 0 | 0 | 0 | 0 | 0 | 0 | 0 | 0 | 0 | 0 | 0 | 0 | 0 | 0 | 0 | 0 | 0 | 0 | 0 | 0 | 0 | 0 | 0 | 0 | 0 | 0 | 0 | 0 | 0 | 0 | 0 | 0 | 0 | 0 | 0 | 0 | 0 | 0 | 0 | 0 | 0 | 0 | 0 | 0 | 0 | 0 | 0 | 0 | 0 | 0 | 0 | 0 | 0 | 0 | 0 | Northern_California_Li_Battery_4hr | Northern_California_Li_Battery_8hr | Northern_California_Solar |  | Northern_California_Wind |  |  |  | Northern_California | Northern_California
SCE Northern | Ormond Beach | 230 | CA | 93033 | VENTURA | 3 | 0 | 0 | 1 | 0 | 1 | 0 | 0 | 0 | 0 | 0 | 0 | 0 | 0 | 0 | 0 | 0 | 0 | 0 | 0 | 0 | 0 | 0 | 0 | 0 | 1 | 0 | 0 | 0 | 0 | 0 | 0 | 0 | 0 | 0 | 0 | 0 | 0 | 0 | 0 | 0 | 0 | 0 | 0 | 0 | 0 | 0 | 0 | 0 | 0 | 0 | 0 | 0 | 0 | 0 | 0 | 0 | 0 | 0 | 0 | 0 | 0 | 0 | 0 | 0 | 0 | 0 | 0 | 0 | 0 | 0 | 0 | 0 | 0 | 0 | 0 | 0 | 0 | 0 | 0 | 0 | 0 | 0 | 0 | 0 | 0 | 0 | 0 | 0 | 0 | 0 | 0 | 0 | 0 | 0 | 0 | 0 | 0 | Greater_LA_Li_Battery_4hr | Greater_LA_Li_Battery_8hr | Greater_LA_Solar |  | 0 |  |  |  | Greater_LA | Greater_LA
PG&E FRESNO | Oro Loma | 115 | CA | 93622 | FRESNO | 5 | 0 | 0 | 0 | 0 | 0 | 0 | 0 | 0 | 0 | 0 | 0 | 0 | 0 | 0 | 0 | 0 | 0 | 0 | 0 | 0 | 0 | 0 | 0 | 0 | 0 | 0 | 0 | 0 | 0 | 0 | 0 | 0 | 0 | 0 | 0 | 0 | 0 | 0 | 0 | 0 | 0 | 0 | 0 | 0 | 0 | 0 | 0 | 0 | 0 | 0 | 0 | 0 | 0 | 0 | 0 | 0 | 0 | 0 | 0 | 0 | 0 | 0 | 0 | 0 | 0 | 0 | 0 | 0 | 0 | 0 | 0 | 0 | 0 | 0 | 0 | 0 | 0 | 0 | 0 | 1 | 0 | 1 | 0 | 0 | 0 | 1 | 0 | 1 | 0 | 0 | 0 | 0 | 1 | 0 | 0 | 0 | 0 | Southern_PGAE_Li_Battery_4hr | Southern_PGAE_Li_Battery_8hr | Southern_PGAE_Solar |  | Central_Valley_North_Los_Banos_Wind |  |  |  | Southern_PGAE | Central_Valley_North_Los_Banos
PG&E FRESNO | Oro Loma | 70 | CA | 93622 | FRESNO | 4 | 0 | 0 | 0 | 0 | 0 | 0 | 0 | 0 | 0 | 0 | 0 | 0 | 0 | 0 | 0 | 0 | 0 | 0 | 0 | 0 | 0 | 0 | 0 | 0 | 0 | 0 | 0 | 0 | 0 | 0 | 0 | 0 | 0 | 0 | 0 | 0 | 0 | 0 | 0 | 0 | 0 | 0 | 0 | 0 | 0 | 0 | 0 | 0 | 0 | 0 | 0 | 0 | 0 | 0 | 0 | 0 | 0 | 0 | 0 | 0 | 0 | 0 | 0 | 0 | 0 | 0 | 0 | 0 | 0 | 0 | 0 | 0 | 0 | 0 | 0 | 0 | 0 | 0 | 0 | 1 | 0 | 0 | 0 | 0 | 0 | 1 | 0 | 1 | 0 | 0 | 0 | 0 | 1 | 0 | 0 | 0 | 0 | Southern_PGAE_Li_Battery_4hr | Southern_PGAE_Li_Battery_8hr | Southern_PGAE_Solar |  | Central_Valley_North_Los_Banos_Wind |  |  |  | Southern_PGAE | Central_Valley_North_Los_Banos
PG&E FRESNO | Orosi | 70 | CA | 93647 | Tulare | 5 | 0 | 0 | 0 | 0 | 0 | 0 | 0 | 0 | 0 | 0 | 0 | 0 | 0 | 0 | 0 | 0 | 0 | 0 | 0 | 0 | 0 | 0 | 0 | 0 | 0 | 0 | 0 | 0 | 0 | 0 | 0 | 0 | 0 | 0 | 0 | 0 | 0 | 0 | 0 | 0 | 0 | 0 | 0 | 0 | 0 | 0 | 0 | 0 | 0 | 0 | 0 | 0 | 0 | 0 | 0 | 0 | 0 | 0 | 0 | 0 | 0 | 0 | 0 | 0 | 0 | 0 | 0 | 0 | 1 | 0 | 0 | 0 | 0 | 0 | 0 | 0 | 0 | 0 | 0 | 1 | 0 | 1 | 0 | 1 | 0 | 1 | 0 | 0 | 0 | 0 | 0 | 0 | 0 | 0 | 0 | 0 | 0 | Southern_PGAE_Li_Battery_4hr | Southern_PGAE_Li_Battery_8hr | Southern_PGAE_Solar |  | Central_Valley_North_Los_Banos_Wind |  |  |  | Southern_PGAE | Central_Valley_North_Los_Banos
SDGE | Otay | 69 | CA | 91911 | SAN DIEGO | 5 | 0 | 0 | 0 | 0 | 0 | 0 | 0 | 0 | 0 | 0 | 0 | 0 | 0 | 0 | 0 | 0 | 0 | 0 | 0 | 0 | 0 | 0 | 0 | 0 | 0 | 0 | 0 | 0 | 0 | 1 | 1 | 0 | 1 | 0 | 0 | 1 | 1 | 0 | 0 | 0 | 0 | 0 | 0 | 0 | 0 | 0 | 0 | 0 | 0 | 0 | 0 | 0 | 0 | 0 | 0 | 0 | 0 | 0 | 0 | 0 | 0 | 0 | 0 | 0 | 0 | 0 | 0 | 0 | 0 | 0 | 0 | 0 | 0 | 0 | 0 | 0 | 0 | 0 | 0 | 0 | 0 | 0 | 0 | 0 | 0 | 0 | 0 | 0 | 0 | 0 | 0 | 0 | 0 | 0 | 0 | 0 | 0 | San_Diego_Li_Battery_4hr | San_Diego_Li_Battery_8hr | San_Diego_Solar |  | 0 |  |  |  | Greater_SD | Greater_SD
SDGE | Otay Mesa | 230 | CA | 92154 | SAN DIEGO | 6 | 0 | 0 | 0 | 0 | 0 | 0 | 0 | 0 | 0 | 0 | 0 | 0 | 0 | 0 | 0 | 0 | 0 | 0 | 0 | 0 | 0 | 0 | 0 | 0 | 0 | 0 | 0 | 0 | 1 | 0 | 1 | 0 | 1 | 0 | 1 | 1 | 1 | 0 | 0 | 0 | 0 | 0 | 0 | 0 | 0 | 0 | 0 | 0 | 0 | 0 | 0 | 0 | 0 | 0 | 0 | 0 | 0 | 0 | 0 | 0 | 0 | 0 | 0 | 0 | 0 | 0 | 0 | 0 | 0 | 0 | 0 | 0 | 0 | 0 | 0 | 0 | 0 | 0 | 0 | 0 | 0 | 0 | 0 | 0 | 0 | 0 | 0 | 0 | 0 | 0 | 0 | 0 | 0 | 0 | 0 | 0 | 0 | San_Diego_Li_Battery_4hr | San_Diego_Li_Battery_8hr | San_Diego_Solar |  | 0 |  |  |  | Greater_SD | Greater_SD
PG&E FRESNO | Padre Flats SW STA | 230 | CA |  |  | 2 | 0 | 0 | 0 | 0 | 0 | 0 | 0 | 0 | 0 | 0 | 0 | 0 | 0 | 0 | 0 | 0 | 0 | 0 | 0 | 0 | 0 | 0 | 0 | 0 | 0 | 0 | 0 | 0 | 0 | 0 | 0 | 0 | 0 | 0 | 0 | 0 | 0 | 0 | 0 | 0 | 0 | 0 | 0 | 0 | 0 | 0 | 0 | 0 | 0 | 0 | 0 | 0 | 0 | 0 | 0 | 0 | 0 | 0 | 0 | 0 | 0 | 0 | 0 | 0 | 0 | 0 | 0 | 0 | 0 | 0 | 0 | 0 | 0 | 0 | 0 | 0 | 0 | 0 | 0 | 1 | 0 | 0 | 0 | 0 | 0 | 1 | 0 | 0 | 0 | 0 | 0 | 0 | 0 | 0 | 0 | 0 | 0 | Southern_PGAE_Li_Battery_4hr | Southern_PGAE_Li_Battery_8hr | Southern_PGAE_Solar |  | Central_Valley_North_Los_Banos_Wind |  |  |  | Southern_PGAE | Central_Valley_North_Los_Banos
EOP | Pahrump | 138 | NV | 89048 | NYE | 3 | 0 | 0 | 0 | 0 | 0 | 0 | 0 | 0 | 0 | 0 | 0 | 0 | 0 | 0 | 0 | 0 | 0 | 0 | 0 | 0 | 0 | 0 | 1 | 1 | 1 | 0 | 0 | 0 | 0 | 0 | 0 | 0 | 0 | 0 | 0 | 0 | 0 | 0 | 0 | 0 | 0 | 0 | 0 | 0 | 0 | 0 | 0 | 0 | 0 | 0 | 0 | 0 | 0 | 0 | 0 | 0 | 0 | 0 | 0 | 0 | 0 | 0 | 0 | 0 | 0 | 0 | 0 | 0 | 0 | 0 | 0 | 0 | 0 | 0 | 0 | 0 | 0 | 0 | 0 | 0 | 0 | 0 | 0 | 0 | 0 | 0 | 0 | 0 | 0 | 0 | 0 | 0 | 0 | 0 | 0 | 0 | 0 | Southern_NV_Eldorado_Li_Battery_4hr | Southern_NV_Eldorado_Li_Battery_8hr | Southern_NV_Eldorado_Solar |  | Southern_NV_Eldorado_Wind |  |  |  | Southern_NV_Eldorado | Southern_NV_Eldorado
EOP | Pahrump | 230 | NV | 89048 | NYE | 3 | 0 | 0 | 0 | 0 | 0 | 0 | 0 | 0 | 0 | 0 | 0 | 0 | 0 | 0 | 0 | 0 | 0 | 0 | 0 | 0 | 0 | 0 | 1 | 1 | 1 | 0 | 0 | 0 | 0 | 0 | 0 | 0 | 0 | 0 | 0 | 0 | 0 | 0 | 0 | 0 | 0 | 0 | 0 | 0 | 0 | 0 | 0 | 0 | 0 | 0 | 0 | 0 | 0 | 0 | 0 | 0 | 0 | 0 | 0 | 0 | 0 | 0 | 0 | 0 | 0 | 0 | 0 | 0 | 0 | 0 | 0 | 0 | 0 | 0 | 0 | 0 | 0 | 0 | 0 | 0 | 0 | 0 | 0 | 0 | 0 | 0 | 0 | 0 | 0 | 0 | 0 | 0 | 0 | 0 | 0 | 0 | 0 | Southern_NV_Eldorado_Li_Battery_4hr | Southern_NV_Eldorado_Li_Battery_8hr | Southern_NV_Eldorado_Solar |  | Southern_NV_Eldorado_Wind |  |  |  | Southern_NV_Eldorado | Southern_NV_Eldorado
SDGE | Pala | 69 | CA | 92059 | SAN DIEGO | 6 | 0 | 0 | 0 | 0 | 0 | 0 | 0 | 0 | 0 | 0 | 0 | 0 | 0 | 0 | 0 | 0 | 0 | 0 | 0 | 0 | 0 | 0 | 0 | 0 | 0 | 1 | 0 | 0 | 1 | 0 | 1 | 0 | 1 | 1 | 0 | 0 | 0 | 1 | 0 | 0 | 0 | 0 | 0 | 0 | 0 | 0 | 0 | 0 | 0 | 0 | 0 | 0 | 0 | 0 | 0 | 0 | 0 | 0 | 0 | 0 | 0 | 0 | 0 | 0 | 0 | 0 | 0 | 0 | 0 | 0 | 0 | 0 | 0 | 0 | 0 | 0 | 0 | 0 | 0 | 0 | 0 | 0 | 0 | 0 | 0 | 0 | 0 | 0 | 0 | 0 | 0 | 0 | 0 | 0 | 0 | 0 | 0 | San_Diego_Li_Battery_4hr | San_Diego_Li_Battery_8hr | San_Diego_Solar |  | 0 |  |  |  | Greater_SD | Greater_SD
PG&E NGBA | Palermo | 115 | CA | 95966 | BUTTE | 7 | 0 | 0 | 0 | 0 | 0 | 0 | 0 | 0 | 0 | 0 | 0 | 0 | 0 | 0 | 0 | 0 | 0 | 0 | 0 | 0 | 0 | 0 | 0 | 0 | 0 | 0 | 0 | 0 | 0 | 0 | 0 | 0 | 0 | 0 | 0 | 0 | 0 | 0 | 0 | 1 | 0 | 0 | 0 | 0 | 1 | 1 | 1 | 1 | 0 | 0 | 0 | 0 | 0 | 0 | 0 | 0 | 0 | 0 | 0 | 1 | 1 | 0 | 0 | 0 | 0 | 0 | 0 | 0 | 0 | 0 | 0 | 0 | 0 | 0 | 0 | 0 | 0 | 0 | 0 | 0 | 0 | 0 | 0 | 0 | 0 | 0 | 0 | 0 | 0 | 0 | 0 | 0 | 0 | 0 | 0 | 0 | 0 | Northern_California_Li_Battery_4hr | Northern_California_Li_Battery_8hr | Northern_California_Solar |  | Northern_California_Wind |  |  |  | Northern_California | Northern_California
PG&E NGBA | Palermo | 230 | CA | 95966 | BUTTE | 6 | 0 | 0 | 0 | 0 | 0 | 0 | 0 | 0 | 0 | 0 | 0 | 0 | 0 | 0 | 0 | 0 | 0 | 0 | 0 | 0 | 0 | 0 | 0 | 0 | 0 | 0 | 0 | 0 | 0 | 0 | 0 | 0 | 0 | 0 | 0 | 0 | 0 | 0 | 0 | 1 | 0 | 0 | 0 | 0 | 0 | 1 | 1 | 1 | 0 | 0 | 0 | 0 | 0 | 0 | 0 | 0 | 0 | 0 | 0 | 1 | 1 | 0 | 0 | 0 | 0 | 0 | 0 | 0 | 0 | 0 | 0 | 0 | 0 | 0 | 0 | 0 | 0 | 0 | 0 | 0 | 0 | 0 | 0 | 0 | 0 | 0 | 0 | 0 | 0 | 0 | 0 | 0 | 0 | 0 | 0 | 0 | 0 | Northern_California_Li_Battery_4hr | Northern_California_Li_Battery_8hr | Northern_California_Solar |  | Northern_California_Wind |  |  |  | Northern_California | Northern_California
SCE Eastern | Palo Verde | 500 | AZ | 85354 | MARICOPA | 3 | 0 | 0 | 0 | 0 | 0 | 0 | 0 | 0 | 0 | 0 | 0 | 0 | 0 | 0 | 0 | 0 | 0 | 1 | 0 | 0 | 0 | 1 | 0 | 0 | 1 | 0 | 0 | 0 | 0 | 0 | 0 | 0 | 0 | 0 | 0 | 0 | 0 | 0 | 0 | 0 | 0 | 0 | 0 | 0 | 0 | 0 | 0 | 0 | 0 | 0 | 0 | 0 | 0 | 0 | 0 | 0 | 0 | 0 | 0 | 0 | 0 | 0 | 0 | 0 | 0 | 0 | 0 | 0 | 0 | 0 | 0 | 0 | 0 | 0 | 0 | 0 | 0 | 0 | 0 | 0 | 0 | 0 | 0 | 0 | 0 | 0 | 0 | 0 | 0 | 0 | 0 | 0 | 0 | 0 | 0 | 0 | 0 | Arizona_Li_Battery_4hr | Arizona_Li_Battery_8hr | Arizona_Solar |  | 0 | New_Mexico_Wind |  |  | Arizona | Arizona
SDGE | Palomar Energy | 230 | CA | 92008 | SAN DIEGO | 5 | 0 | 0 | 0 | 0 | 0 | 0 | 0 | 0 | 0 | 0 | 0 | 0 | 0 | 0 | 0 | 0 | 0 | 0 | 0 | 0 | 0 | 0 | 0 | 0 | 0 | 1 | 0 | 0 | 1 | 0 | 1 | 0 | 1 | 0 | 0 | 0 | 0 | 1 | 0 | 0 | 0 | 0 | 0 | 0 | 0 | 0 | 0 | 0 | 0 | 0 | 0 | 0 | 0 | 0 | 0 | 0 | 0 | 0 | 0 | 0 | 0 | 0 | 0 | 0 | 0 | 0 | 0 | 0 | 0 | 0 | 0 | 0 | 0 | 0 | 0 | 0 | 0 | 0 | 0 | 0 | 0 | 0 | 0 | 0 | 0 | 0 | 0 | 0 | 0 | 0 | 0 | 0 | 0 | 0 | 0 | 0 | 0 | San_Diego_Li_Battery_4hr | San_Diego_Li_Battery_8hr | San_Diego_Solar |  | 0 |  |  |  | Greater_SD | Greater_SD
PG&E KERN | Panama | 70 | CA | 93307 | Kern | 3 | 0 | 0 | 0 | 0 | 0 | 0 | 0 | 0 | 0 | 0 | 0 | 0 | 0 | 0 | 0 | 0 | 0 | 0 | 0 | 0 | 0 | 0 | 0 | 0 | 0 | 0 | 0 | 0 | 0 | 0 | 0 | 0 | 0 | 0 | 0 | 0 | 0 | 0 | 0 | 0 | 0 | 0 | 0 | 0 | 0 | 0 | 0 | 0 | 0 | 0 | 0 | 0 | 0 | 0 | 0 | 0 | 0 | 0 | 0 | 0 | 0 | 0 | 0 | 0 | 0 | 0 | 0 | 1 | 1 | 0 | 0 | 0 | 0 | 0 | 0 | 0 | 0 | 0 | 0 | 1 | 0 | 0 | 0 | 0 | 0 | 0 | 0 | 0 | 0 | 0 | 0 | 0 | 0 | 0 | 0 | 0 | 0 | Southern_PGAE_Li_Battery_4hr | Southern_PGAE_Li_Battery_8hr | Southern_PGAE_Solar |  | Central_Valley_North_Los_Banos_Wind |  |  |  | Southern_PGAE | Central_Valley_North_Los_Banos
PG&E FRESNO | Panoche | 115 | CA | 93622 | FRESNO | 8 | 0 | 0 | 0 | 0 | 0 | 0 | 0 | 0 | 0 | 0 | 0 | 0 | 0 | 0 | 0 | 0 | 0 | 0 | 0 | 0 | 0 | 0 | 0 | 0 | 0 | 0 | 0 | 0 | 0 | 0 | 0 | 0 | 0 | 0 | 0 | 0 | 0 | 0 | 0 | 0 | 0 | 0 | 0 | 0 | 0 | 1 | 0 | 0 | 0 | 0 | 0 | 0 | 0 | 0 | 0 | 0 | 0 | 0 | 0 | 0 | 0 | 0 | 0 | 0 | 0 | 0 | 0 | 0 | 0 | 0 | 0 | 0 | 0 | 0 | 0 | 0 | 0 | 0 | 1 | 1 | 1 | 1 | 1 | 0 | 0 | 1 | 0 | 1 | 0 | 0 | 0 | 0 | 0 | 0 | 0 | 0 | 0 | Southern_PGAE_Li_Battery_4hr | Southern_PGAE_Li_Battery_8hr | Southern_PGAE_Solar |  | Central_Valley_North_Los_Banos_Wind |  |  |  | Southern_PGAE | Central_Valley_North_Los_Banos
PG&E FRESNO | Panoche | 230 | CA | 93622 | FRESNO | 4 | 0 | 0 | 0 | 0 | 0 | 0 | 0 | 0 | 0 | 0 | 0 | 0 | 0 | 0 | 0 | 0 | 0 | 0 | 0 | 0 | 0 | 0 | 0 | 0 | 0 | 0 | 0 | 0 | 0 | 0 | 0 | 0 | 0 | 0 | 0 | 0 | 0 | 0 | 0 | 0 | 0 | 0 | 0 | 0 | 0 | 0 | 0 | 0 | 0 | 0 | 0 | 0 | 0 | 0 | 0 | 0 | 0 | 0 | 0 | 0 | 0 | 0 | 0 | 0 | 0 | 0 | 0 | 0 | 0 | 0 | 0 | 0 | 0 | 0 | 0 | 0 | 0 | 0 | 1 | 1 | 0 | 1 | 0 | 0 | 0 | 1 | 0 | 0 | 0 | 0 | 0 | 0 | 0 | 0 | 0 | 0 | 0 | Southern_PGAE_Li_Battery_4hr | Southern_PGAE_Li_Battery_8hr | Southern_PGAE_Solar |  | Central_Valley_North_Los_Banos_Wind |  |  |  | Southern_PGAE | Central_Valley_North_Los_Banos
SCE Northern | Pardee | 230 | CA | 91355 | LOS ANGELES | 2 | 0 | 0 | 1 | 0 | 0 | 0 | 0 | 0 | 0 | 0 | 0 | 0 | 0 | 0 | 0 | 0 | 0 | 0 | 0 | 0 | 0 | 0 | 0 | 0 | 1 | 0 | 0 | 0 | 0 | 0 | 0 | 0 | 0 | 0 | 0 | 0 | 0 | 0 | 0 | 0 | 0 | 0 | 0 | 0 | 0 | 0 | 0 | 0 | 0 | 0 | 0 | 0 | 0 | 0 | 0 | 0 | 0 | 0 | 0 | 0 | 0 | 0 | 0 | 0 | 0 | 0 | 0 | 0 | 0 | 0 | 0 | 0 | 0 | 0 | 0 | 0 | 0 | 0 | 0 | 0 | 0 | 0 | 0 | 0 | 0 | 0 | 0 | 0 | 0 | 0 | 0 | 0 | 0 | 0 | 0 | 0 | 0 | Greater_LA_Li_Battery_4hr | Greater_LA_Li_Battery_8hr | Greater_LA_Solar |  | Tehachapi_Wind |  |  |  | Greater_LA | Tehachapi
PG&E NGBA | Parkway | 230 | CA | 94591 | SOLANO | 3 | 0 | 0 | 0 | 0 | 0 | 0 | 0 | 0 | 0 | 0 | 0 | 0 | 0 | 0 | 0 | 0 | 0 | 0 | 0 | 0 | 0 | 0 | 0 | 0 | 0 | 0 | 0 | 0 | 0 | 0 | 0 | 0 | 0 | 0 | 0 | 0 | 0 | 0 | 0 | 1 | 0 | 0 | 0 | 0 | 0 | 0 | 0 | 0 | 0 | 0 | 0 | 0 | 0 | 0 | 0 | 1 | 0 | 0 | 0 | 0 | 0 | 0 | 0 | 0 | 0 | 0 | 1 | 0 | 0 | 0 | 0 | 0 | 0 | 0 | 0 | 0 | 0 | 0 | 0 | 0 | 0 | 0 | 0 | 0 | 0 | 0 | 0 | 0 | 0 | 0 | 0 | 0 | 0 | 0 | 0 | 0 | 0 | Northern_California_Li_Battery_4hr | Northern_California_Li_Battery_8hr | Northern_California_Solar |  | Solano_Wind |  |  |  | Northern_California | Solano
SCE Northern | Pastoria | 230 | CA | 93560 | KERN | 3 | 0 | 0 | 1 | 0 | 0 | 0 | 1 | 0 | 0 | 0 | 0 | 0 | 0 | 0 | 0 | 0 | 0 | 0 | 0 | 0 | 0 | 0 | 0 | 0 | 1 | 0 | 0 | 0 | 0 | 0 | 0 | 0 | 0 | 0 | 0 | 0 | 0 | 0 | 0 | 0 | 0 | 0 | 0 | 0 | 0 | 0 | 0 | 0 | 0 | 0 | 0 | 0 | 0 | 0 | 0 | 0 | 0 | 0 | 0 | 0 | 0 | 0 | 0 | 0 | 0 | 0 | 0 | 0 | 0 | 0 | 0 | 0 | 0 | 0 | 0 | 0 | 0 | 0 | 0 | 0 | 0 | 0 | 0 | 0 | 0 | 0 | 0 | 0 | 0 | 0 | 0 | 0 | 0 | 0 | 0 | 0 | 0 | Tehachapi_Li_Battery_4hr | Tehachapi_Li_Battery_8hr | Tehachapi_Solar |  | Central_Valley_North_Los_Banos_Wind |  |  |  | Tehachapi | Central_Valley_North_Los_Banos
SCE Metro | Pauda | 230 | CA | 91786 | SAN BERNARDINO | 1 | 0 | 0 | 0 | 0 | 0 | 0 | 0 | 0 | 0 | 1 | 0 | 0 | 0 | 0 | 0 | 0 | 0 | 0 | 0 | 0 | 0 | 0 | 0 | 0 | 0 | 0 | 0 | 0 | 0 | 0 | 0 | 0 | 0 | 0 | 0 | 0 | 0 | 0 | 0 | 0 | 0 | 0 | 0 | 0 | 0 | 0 | 0 | 0 | 0 | 0 | 0 | 0 | 0 | 0 | 0 | 0 | 0 | 0 | 0 | 0 | 0 | 0 | 0 | 0 | 0 | 0 | 0 | 0 | 0 | 0 | 0 | 0 | 0 | 0 | 0 | 0 | 0 | 0 | 0 | 0 | 0 | 0 | 0 | 0 | 0 | 0 | 0 | 0 | 0 | 0 | 0 | 0 | 0 | 0 | 0 | 0 | 0 | Greater_LA_Li_Battery_4hr | Greater_LA_Li_Battery_8hr | Greater_LA_Solar |  | Greater_Kramer_Wind |  |  |  | Greater_LA | Greater_Kramer
PG&E GBA | Paul Sweet | 115 | CA | 95065 | Santa Cruz | 1 | 0 | 0 | 0 | 0 | 0 | 0 | 0 | 0 | 0 | 0 | 0 | 0 | 0 | 0 | 0 | 0 | 0 | 0 | 0 | 0 | 0 | 0 | 0 | 0 | 0 | 0 | 0 | 0 | 0 | 0 | 0 | 0 | 0 | 0 | 0 | 0 | 0 | 0 | 0 | 0 | 0 | 0 | 0 | 0 | 0 | 0 | 0 | 0 | 0 | 0 | 0 | 0 | 0 | 0 | 0 | 0 | 0 | 0 | 0 | 0 | 0 | 0 | 0 | 0 | 1 | 0 | 0 | 0 | 0 | 0 | 0 | 0 | 0 | 0 | 0 | 0 | 0 | 0 | 0 | 0 | 0 | 0 | 0 | 0 | 0 | 0 | 0 | 0 | 0 | 0 | 0 | 0 | 0 | 0 | 0 | 0 | 0 | Northern_California_Li_Battery_4hr | Northern_California_Li_Battery_8hr | Northern_California_Solar |  | Kern_Greater_Carrizo_Wind |  |  |  | Northern_California | Peninsula_Monterey
PG&E NGBA | Peabody | 230 | CA | 94533 | SOLANO | 6 | 0 | 0 | 0 | 0 | 0 | 0 | 0 | 0 | 0 | 0 | 0 | 0 | 0 | 0 | 0 | 0 | 0 | 0 | 0 | 0 | 0 | 0 | 0 | 0 | 0 | 0 | 0 | 0 | 0 | 0 | 0 | 0 | 0 | 0 | 0 | 0 | 0 | 0 | 0 | 1 | 0 | 0 | 0 | 0 | 0 | 0 | 0 | 0 | 0 | 0 | 0 | 0 | 0 | 1 | 1 | 1 | 0 | 0 | 0 | 0 | 0 | 0 | 0 | 0 | 0 | 1 | 1 | 0 | 0 | 0 | 0 | 0 | 0 | 0 | 0 | 0 | 0 | 0 | 0 | 0 | 0 | 0 | 0 | 0 | 0 | 0 | 0 | 0 | 0 | 0 | 0 | 0 | 0 | 0 | 0 | 0 | 0 | Northern_California_Li_Battery_4hr | Northern_California_Li_Battery_8hr | Northern_California_Solar |  | Solano_Wind |  |  |  | Northern_California | Solano
PG&E NGBA | Pease | 115 | CA | 95993 | SUTTER | 7 | 0 | 0 | 0 | 0 | 0 | 0 | 0 | 0 | 0 | 0 | 0 | 0 | 0 | 0 | 0 | 0 | 0 | 0 | 0 | 0 | 0 | 0 | 0 | 0 | 0 | 0 | 0 | 0 | 0 | 0 | 0 | 0 | 0 | 0 | 0 | 0 | 0 | 0 | 0 | 1 | 0 | 0 | 0 | 0 | 1 | 1 | 1 | 1 | 0 | 0 | 0 | 0 | 0 | 0 | 0 | 0 | 0 | 0 | 0 | 1 | 1 | 0 | 0 | 0 | 0 | 0 | 0 | 0 | 0 | 0 | 0 | 0 | 0 | 0 | 0 | 0 | 0 | 0 | 0 | 0 | 0 | 0 | 0 | 0 | 0 | 0 | 0 | 0 | 0 | 0 | 0 | 0 | 0 | 0 | 0 | 0 | 0 | Northern_California_Li_Battery_4hr | Northern_California_Li_Battery_8hr | Northern_California_Solar |  | Northern_California_Wind |  |  |  | Northern_California | Northern_California
PG&E NGBA | Pease | 60 | CA | 95993 | SUTTER | 7 | 0 | 0 | 0 | 0 | 0 | 0 | 0 | 0 | 0 | 0 | 0 | 0 | 0 | 0 | 0 | 0 | 0 | 0 | 0 | 0 | 0 | 0 | 0 | 0 | 0 | 0 | 0 | 0 | 0 | 0 | 0 | 0 | 0 | 0 | 0 | 0 | 0 | 0 | 0 | 1 | 0 | 0 | 0 | 0 | 1 | 1 | 1 | 1 | 0 | 0 | 0 | 0 | 0 | 0 | 0 | 0 | 0 | 0 | 0 | 1 | 1 | 0 | 0 | 0 | 0 | 0 | 0 | 0 | 0 | 0 | 0 | 0 | 0 | 0 | 0 | 0 | 0 | 0 | 0 | 0 | 0 | 0 | 0 | 0 | 0 | 0 | 0 | 0 | 0 | 0 | 0 | 0 | 0 | 0 | 0 | 0 | 0 | Northern_California_Li_Battery_4hr | Northern_California_Li_Battery_8hr | Northern_California_Solar |  | Northern_California_Wind |  |  |  | Northern_California | Northern_California
SDGE | Penasquitos | 138 | CA | 92130 | SAN DIEGO | 2 | 0 | 0 | 0 | 0 | 0 | 0 | 0 | 0 | 0 | 0 | 0 | 0 | 0 | 0 | 0 | 0 | 0 | 0 | 0 | 0 | 0 | 0 | 0 | 0 | 0 | 0 | 0 | 0 | 0 | 0 | 1 | 0 | 1 | 0 | 0 | 0 | 0 | 0 | 0 | 0 | 0 | 0 | 0 | 0 | 0 | 0 | 0 | 0 | 0 | 0 | 0 | 0 | 0 | 0 | 0 | 0 | 0 | 0 | 0 | 0 | 0 | 0 | 0 | 0 | 0 | 0 | 0 | 0 | 0 | 0 | 0 | 0 | 0 | 0 | 0 | 0 | 0 | 0 | 0 | 0 | 0 | 0 | 0 | 0 | 0 | 0 | 0 | 0 | 0 | 0 | 0 | 0 | 0 | 0 | 0 | 0 | 0 | San_Diego_Li_Battery_4hr | San_Diego_Li_Battery_8hr | San_Diego_Solar |  | 0 |  |  |  | Greater_SD | Greater_SD
SDGE | Penasquitos | 230 | CA | 92130 | SAN DIEGO | 2 | 0 | 0 | 0 | 0 | 0 | 0 | 0 | 0 | 0 | 0 | 0 | 0 | 0 | 0 | 0 | 0 | 0 | 0 | 0 | 0 | 0 | 0 | 0 | 0 | 0 | 0 | 0 | 0 | 0 | 0 | 1 | 0 | 1 | 0 | 0 | 0 | 0 | 0 | 0 | 0 | 0 | 0 | 0 | 0 | 0 | 0 | 0 | 0 | 0 | 0 | 0 | 0 | 0 | 0 | 0 | 0 | 0 | 0 | 0 | 0 | 0 | 0 | 0 | 0 | 0 | 0 | 0 | 0 | 0 | 0 | 0 | 0 | 0 | 0 | 0 | 0 | 0 | 0 | 0 | 0 | 0 | 0 | 0 | 0 | 0 | 0 | 0 | 0 | 0 | 0 | 0 | 0 | 0 | 0 | 0 | 0 | 0 | San_Diego_Li_Battery_4hr | San_Diego_Li_Battery_8hr | San_Diego_Solar |  | 0 |  |  |  | Greater_SD | Greater_SD
SDGE | Penasquitos | 69 | CA | 92130 | SAN DIEGO | 2 | 0 | 0 | 0 | 0 | 0 | 0 | 0 | 0 | 0 | 0 | 0 | 0 | 0 | 0 | 0 | 0 | 0 | 0 | 0 | 0 | 0 | 0 | 0 | 0 | 0 | 0 | 0 | 0 | 0 | 0 | 1 | 0 | 1 | 0 | 0 | 0 | 0 | 0 | 0 | 0 | 0 | 0 | 0 | 0 | 0 | 0 | 0 | 0 | 0 | 0 | 0 | 0 | 0 | 0 | 0 | 0 | 0 | 0 | 0 | 0 | 0 | 0 | 0 | 0 | 0 | 0 | 0 | 0 | 0 | 0 | 0 | 0 | 0 | 0 | 0 | 0 | 0 | 0 | 0 | 0 | 0 | 0 | 0 | 0 | 0 | 0 | 0 | 0 | 0 | 0 | 0 | 0 | 0 | 0 | 0 | 0 | 0 | San_Diego_Li_Battery_4hr | San_Diego_Li_Battery_8hr | San_Diego_Solar |  | 0 |  |  |  | Greater_SD | Greater_SD
SDGE | Pendleton | 69 | CA | 92058 | San Diego | 4 | 0 | 0 | 0 | 0 | 0 | 0 | 0 | 0 | 0 | 0 | 0 | 0 | 0 | 0 | 0 | 0 | 0 | 0 | 0 | 0 | 0 | 0 | 0 | 0 | 0 | 1 | 0 | 0 | 0 | 0 | 0 | 0 | 1 | 1 | 0 | 0 | 0 | 1 | 0 | 0 | 0 | 0 | 0 | 0 | 0 | 0 | 0 | 0 | 0 | 0 | 0 | 0 | 0 | 0 | 0 | 0 | 0 | 0 | 0 | 0 | 0 | 0 | 0 | 0 | 0 | 0 | 0 | 0 | 0 | 0 | 0 | 0 | 0 | 0 | 0 | 0 | 0 | 0 | 0 | 0 | 0 | 0 | 0 | 0 | 0 | 0 | 0 | 0 | 0 | 0 | 0 | 0 | 0 | 0 | 0 | 0 | 0 | San_Diego_Li_Battery_4hr | San_Diego_Li_Battery_8hr | San_Diego_Solar |  | 0 |  |  |  | Greater_SD | Greater_SD
PG&E NGBA | Penngrove | 115 | CA | 94928 | SONOMA | 3 | 0 | 0 | 0 | 0 | 0 | 0 | 0 | 0 | 0 | 0 | 0 | 0 | 0 | 0 | 0 | 0 | 0 | 0 | 0 | 0 | 0 | 0 | 0 | 0 | 0 | 0 | 0 | 0 | 0 | 0 | 0 | 0 | 0 | 0 | 0 | 0 | 0 | 0 | 0 | 1 | 0 | 0 | 0 | 0 | 0 | 0 | 0 | 0 | 0 | 0 | 0 | 0 | 1 | 0 | 0 | 0 | 0 | 0 | 0 | 0 | 0 | 0 | 0 | 0 | 0 | 0 | 1 | 0 | 0 | 0 | 0 | 0 | 0 | 0 | 0 | 0 | 0 | 0 | 0 | 0 | 0 | 0 | 0 | 0 | 0 | 0 | 0 | 0 | 0 | 0 | 0 | 0 | 0 | 0 | 0 | 0 | 0 | Northern_California_Li_Battery_4hr | Northern_California_Li_Battery_8hr | Northern_California_Solar |  | Northern_California_Wind |  |  |  | Northern_California | Mendocino_Marin
PG&E GBA | Peoria | 115 | CA | 95327 | TUOLUMNE | 5 | 0 | 0 | 0 | 0 | 0 | 0 | 0 | 0 | 0 | 0 | 0 | 0 | 0 | 0 | 0 | 0 | 0 | 0 | 0 | 0 | 0 | 0 | 0 | 0 | 0 | 0 | 0 | 0 | 0 | 0 | 0 | 0 | 0 | 0 | 0 | 0 | 0 | 0 | 0 | 0 | 0 | 0 | 0 | 0 | 0 | 1 | 0 | 0 | 0 | 0 | 0 | 0 | 0 | 0 | 0 | 1 | 0 | 1 | 0 | 1 | 0 | 0 | 0 | 0 | 0 | 1 | 0 | 0 | 0 | 0 | 0 | 0 | 0 | 0 | 0 | 0 | 0 | 0 | 0 | 0 | 0 | 0 | 0 | 0 | 0 | 0 | 0 | 0 | 0 | 0 | 0 | 0 | 0 | 0 | 0 | 0 | 0 | Northern_California_Li_Battery_4hr | Northern_California_Li_Battery_8hr | Northern_California_Solar |  | Central_Valley_North_Los_Banos_Wind |  |  |  | Northern_California | El_Dorado_Mariposa
PG&E GBA | Piercy | 115 | CA | 95138 | SANTA CLARA | 2 | 0 | 0 | 0 | 0 | 0 | 0 | 0 | 0 | 0 | 0 | 0 | 0 | 0 | 0 | 0 | 0 | 0 | 0 | 0 | 0 | 0 | 0 | 0 | 0 | 0 | 0 | 0 | 0 | 0 | 0 | 0 | 0 | 0 | 0 | 0 | 0 | 0 | 0 | 0 | 0 | 0 | 0 | 0 | 0 | 0 | 0 | 0 | 0 | 0 | 0 | 0 | 0 | 0 | 0 | 0 | 1 | 0 | 0 | 0 | 1 | 0 | 0 | 0 | 0 | 0 | 0 | 0 | 0 | 0 | 0 | 0 | 0 | 0 | 0 | 0 | 0 | 0 | 0 | 0 | 0 | 0 | 0 | 0 | 0 | 0 | 0 | 0 | 0 | 0 | 0 | 0 | 0 | 0 | 0 | 0 | 0 | 0 | Northern_California_Li_Battery_4hr | Northern_California_Li_Battery_8hr | Northern_California_Solar |  | Kern_Greater_Carrizo_Wind |  |  |  | Northern_California | Peninsula_Monterey
PG&E FRESNO | Pine Flat | 230 | CA | 93657 | FRESNO | 6 | 0 | 0 | 0 | 0 | 0 | 0 | 0 | 0 | 0 | 0 | 0 | 0 | 0 | 0 | 0 | 0 | 0 | 0 | 0 | 0 | 0 | 0 | 0 | 0 | 0 | 0 | 0 | 0 | 0 | 0 | 0 | 0 | 0 | 0 | 0 | 0 | 0 | 0 | 0 | 0 | 0 | 0 | 0 | 0 | 0 | 1 | 0 | 0 | 0 | 0 | 0 | 0 | 0 | 0 | 0 | 0 | 0 | 0 | 0 | 0 | 0 | 0 | 0 | 0 | 0 | 0 | 0 | 0 | 0 | 0 | 0 | 0 | 0 | 0 | 0 | 0 | 0 | 0 | 1 | 1 | 0 | 1 | 0 | 0 | 0 | 1 | 0 | 0 | 0 | 1 | 0 | 0 | 0 | 0 | 0 | 0 | 0 | Southern_PGAE_Li_Battery_4hr | Southern_PGAE_Li_Battery_8hr | Southern_PGAE_Solar |  | Central_Valley_North_Los_Banos_Wind |  |  |  | Southern_PGAE | Central_Valley_North_Los_Banos
SCE NOL | Pisgah | 230 | CA | 92338 | SAN BERNARDINO | 2 | 0 | 0 | 0 | 0 | 0 | 0 | 0 | 0 | 0 | 0 | 0 | 0 | 0 | 1 | 1 | 0 | 0 | 0 | 0 | 0 | 0 | 0 | 0 | 0 | 0 | 0 | 0 | 0 | 0 | 0 | 0 | 0 | 0 | 0 | 0 | 0 | 0 | 0 | 0 | 0 | 0 | 0 | 0 | 0 | 0 | 0 | 0 | 0 | 0 | 0 | 0 | 0 | 0 | 0 | 0 | 0 | 0 | 0 | 0 | 0 | 0 | 0 | 0 | 0 | 0 | 0 | 0 | 0 | 0 | 0 | 0 | 0 | 0 | 0 | 0 | 0 | 0 | 0 | 0 | 0 | 0 | 0 | 0 | 0 | 0 | 0 | 0 | 0 | 0 | 0 | 0 | 0 | 0 | 0 | 0 | 0 | 0 | Greater_Kramer_Li_Battery_4hr | Greater_Kramer_Li_Battery_8hr | Greater_Kramer_Solar |  | Greater_Kramer_Wind |  |  |  | Greater_Kramer | Greater_Kramer
PG&E NGBA | Pit 1 | 230 | CA | 96028 | SHASTA | 2 | 0 | 0 | 0 | 0 | 0 | 0 | 0 | 0 | 0 | 0 | 0 | 0 | 0 | 0 | 0 | 0 | 0 | 0 | 0 | 0 | 0 | 0 | 0 | 0 | 0 | 0 | 0 | 0 | 0 | 0 | 0 | 0 | 0 | 0 | 0 | 0 | 0 | 0 | 0 | 1 | 0 | 0 | 0 | 1 | 0 | 0 | 0 | 0 | 0 | 0 | 0 | 0 | 0 | 0 | 0 | 0 | 0 | 0 | 0 | 0 | 0 | 0 | 0 | 0 | 0 | 0 | 0 | 0 | 0 | 0 | 0 | 0 | 0 | 0 | 0 | 0 | 0 | 0 | 0 | 0 | 0 | 0 | 0 | 0 | 0 | 0 | 0 | 0 | 0 | 0 | 0 | 0 | 0 | 0 | 0 | 0 | 0 | Northern_California_Li_Battery_4hr | Northern_California_Li_Battery_8hr | Northern_California_Solar |  | Northern_California_Wind |  |  |  | Northern_California | Northern_California
PG&E NGBA | Pit 1 | 60 | CA | 96028 | SHASTA | 2 | 0 | 0 | 0 | 0 | 0 | 0 | 0 | 0 | 0 | 0 | 0 | 0 | 0 | 0 | 0 | 0 | 0 | 0 | 0 | 0 | 0 | 0 | 0 | 0 | 0 | 0 | 0 | 0 | 0 | 0 | 0 | 0 | 0 | 0 | 0 | 0 | 0 | 0 | 0 | 1 | 0 | 0 | 0 | 1 | 0 | 0 | 0 | 0 | 0 | 0 | 0 | 0 | 0 | 0 | 0 | 0 | 0 | 0 | 0 | 0 | 0 | 0 | 0 | 0 | 0 | 0 | 0 | 0 | 0 | 0 | 0 | 0 | 0 | 0 | 0 | 0 | 0 | 0 | 0 | 0 | 0 | 0 | 0 | 0 | 0 | 0 | 0 | 0 | 0 | 0 | 0 | 0 | 0 | 0 | 0 | 0 | 0 | Northern_California_Li_Battery_4hr | Northern_California_Li_Battery_8hr | Northern_California_Solar |  | Northern_California_Wind |  |  |  | Northern_California | Northern_California
PG&E NGBA | Pit 3 | 230 | CA | 96065 | SHASTA | 2 | 0 | 0 | 0 | 0 | 0 | 0 | 0 | 0 | 0 | 0 | 0 | 0 | 0 | 0 | 0 | 0 | 0 | 0 | 0 | 0 | 0 | 0 | 0 | 0 | 0 | 0 | 0 | 0 | 0 | 0 | 0 | 0 | 0 | 0 | 0 | 0 | 0 | 0 | 0 | 1 | 0 | 0 | 0 | 1 | 0 | 0 | 0 | 0 | 0 | 0 | 0 | 0 | 0 | 0 | 0 | 0 | 0 | 0 | 0 | 0 | 0 | 0 | 0 | 0 | 0 | 0 | 0 | 0 | 0 | 0 | 0 | 0 | 0 | 0 | 0 | 0 | 0 | 0 | 0 | 0 | 0 | 0 | 0 | 0 | 0 | 0 | 0 | 0 | 0 | 0 | 0 | 0 | 0 | 0 | 0 | 0 | 0 | Northern_California_Li_Battery_4hr | Northern_California_Li_Battery_8hr | Northern_California_Solar |  | Northern_California_Wind |  |  |  | Northern_California | Northern_California
PG&E NGBA | Pit 4 | 230 | CA | 96065 | SHASTA | 1 | 0 | 0 | 0 | 0 | 0 | 0 | 0 | 0 | 0 | 0 | 0 | 0 | 0 | 0 | 0 | 0 | 0 | 0 | 0 | 0 | 0 | 0 | 0 | 0 | 0 | 0 | 0 | 0 | 0 | 0 | 0 | 0 | 0 | 0 | 0 | 0 | 0 | 0 | 0 | 1 | 0 | 0 | 0 | 0 | 0 | 0 | 0 | 0 | 0 | 0 | 0 | 0 | 0 | 0 | 0 | 0 | 0 | 0 | 0 | 0 | 0 | 0 | 0 | 0 | 0 | 0 | 0 | 0 | 0 | 0 | 0 | 0 | 0 | 0 | 0 | 0 | 0 | 0 | 0 | 0 | 0 | 0 | 0 | 0 | 0 | 0 | 0 | 0 | 0 | 0 | 0 | 0 | 0 | 0 | 0 | 0 | 0 | Northern_California_Li_Battery_4hr | Northern_California_Li_Battery_8hr | Northern_California_Solar |  | Northern_California_Wind |  |  |  | Northern_California | Northern_California
PG&E GBA | Pittsburg | 115 | CA | 94565 | CONTRA COSTA | 8 | 0 | 0 | 0 | 0 | 0 | 0 | 0 | 0 | 0 | 0 | 0 | 0 | 0 | 0 | 0 | 0 | 0 | 0 | 0 | 0 | 0 | 0 | 0 | 0 | 0 | 0 | 0 | 0 | 0 | 0 | 0 | 0 | 0 | 0 | 0 | 0 | 0 | 0 | 0 | 1 | 0 | 0 | 0 | 0 | 0 | 0 | 0 | 0 | 0 | 1 | 0 | 0 | 1 | 1 | 0 | 1 | 0 | 0 | 1 | 1 | 0 | 0 | 0 | 0 | 0 | 1 | 0 | 0 | 0 | 0 | 0 | 0 | 0 | 0 | 0 | 0 | 0 | 0 | 0 | 0 | 0 | 0 | 0 | 0 | 0 | 0 | 0 | 0 | 0 | 0 | 0 | 0 | 0 | 0 | 0 | 0 | 0 | Northern_California_Li_Battery_4hr | Northern_California_Li_Battery_8hr | Northern_California_Solar |  | Solano_Wind |  |  |  | Northern_California | Solano
PG&E GBA | Pittsburg | 230 | CA | 94565 | CONTRA COSTA | 9 | 0 | 0 | 0 | 0 | 0 | 0 | 0 | 0 | 0 | 0 | 0 | 0 | 0 | 0 | 0 | 0 | 0 | 0 | 0 | 0 | 0 | 0 | 0 | 0 | 0 | 0 | 0 | 0 | 0 | 0 | 0 | 0 | 0 | 0 | 0 | 0 | 0 | 0 | 0 | 1 | 0 | 0 | 0 | 0 | 0 | 0 | 0 | 0 | 0 | 1 | 0 | 0 | 1 | 1 | 1 | 1 | 0 | 0 | 1 | 1 | 0 | 0 | 0 | 0 | 0 | 1 | 0 | 0 | 0 | 0 | 0 | 0 | 0 | 0 | 0 | 0 | 0 | 0 | 0 | 0 | 0 | 0 | 0 | 0 | 0 | 0 | 0 | 0 | 0 | 0 | 0 | 0 | 0 | 0 | 0 | 0 | 0 | Northern_California_Li_Battery_4hr | Northern_California_Li_Battery_8hr | Northern_California_Solar |  | Solano_Wind |  |  |  | Northern_California | Solano
PG&E NGBA | Pleasant Grove | 115 | CA | 95765 | PLACER | 8 | 0 | 0 | 0 | 0 | 0 | 0 | 0 | 0 | 0 | 0 | 0 | 0 | 0 | 0 | 0 | 0 | 0 | 0 | 0 | 0 | 0 | 0 | 0 | 0 | 0 | 0 | 0 | 0 | 0 | 0 | 0 | 0 | 0 | 0 | 0 | 0 | 0 | 0 | 0 | 1 | 0 | 0 | 1 | 0 | 1 | 1 | 1 | 1 | 0 | 0 | 0 | 0 | 0 | 0 | 0 | 0 | 0 | 0 | 0 | 1 | 1 | 0 | 0 | 0 | 0 | 0 | 0 | 0 | 0 | 0 | 0 | 0 | 0 | 0 | 0 | 0 | 0 | 0 | 0 | 0 | 0 | 0 | 0 | 0 | 0 | 0 | 0 | 0 | 0 | 0 | 0 | 0 | 0 | 0 | 0 | 0 | 0 | Northern_California_Li_Battery_4hr | Northern_California_Li_Battery_8hr | Northern_California_Solar |  | Northern_California_Wind |  |  |  | Northern_California | Northern_California
PG&E NGBA | POE | 230 | CA | 95965 | BUTTE | 9 | 0 | 0 | 0 | 0 | 0 | 0 | 0 | 0 | 0 | 0 | 0 | 0 | 0 | 0 | 0 | 0 | 0 | 0 | 0 | 0 | 0 | 0 | 0 | 0 | 0 | 0 | 0 | 0 | 0 | 0 | 0 | 0 | 0 | 0 | 0 | 0 | 0 | 0 | 0 | 1 | 1 | 0 | 1 | 0 | 1 | 1 | 1 | 1 | 0 | 0 | 0 | 0 | 0 | 0 | 0 | 0 | 0 | 0 | 0 | 1 | 1 | 0 | 0 | 0 | 0 | 0 | 0 | 0 | 0 | 0 | 0 | 0 | 0 | 0 | 0 | 0 | 0 | 0 | 0 | 0 | 0 | 0 | 0 | 0 | 0 | 0 | 0 | 0 | 0 | 0 | 0 | 0 | 0 | 0 | 0 | 0 | 0 | Northern_California_Li_Battery_4hr | Northern_California_Li_Battery_8hr | Northern_California_Solar |  | Northern_California_Wind |  |  |  | Northern_California | Northern_California
SDGE | Point Loma | 69 | CA | 92107 | SAN DIEGO | 3 | 0 | 0 | 0 | 0 | 0 | 0 | 0 | 0 | 0 | 0 | 0 | 0 | 0 | 0 | 0 | 0 | 0 | 0 | 0 | 0 | 0 | 0 | 0 | 0 | 0 | 0 | 0 | 0 | 1 | 0 | 1 | 0 | 1 | 0 | 0 | 0 | 0 | 0 | 0 | 0 | 0 | 0 | 0 | 0 | 0 | 0 | 0 | 0 | 0 | 0 | 0 | 0 | 0 | 0 | 0 | 0 | 0 | 0 | 0 | 0 | 0 | 0 | 0 | 0 | 0 | 0 | 0 | 0 | 0 | 0 | 0 | 0 | 0 | 0 | 0 | 0 | 0 | 0 | 0 | 0 | 0 | 0 | 0 | 0 | 0 | 0 | 0 | 0 | 0 | 0 | 0 | 0 | 0 | 0 | 0 | 0 | 0 | San_Diego_Li_Battery_4hr | San_Diego_Li_Battery_8hr | San_Diego_Solar |  | 0 |  |  |  | Greater_SD | Greater_SD
SDGE | Pomerado | 69 | CA | 92064 | SAN DIEGO | 5 | 0 | 0 | 0 | 0 | 0 | 0 | 0 | 0 | 0 | 0 | 0 | 0 | 0 | 0 | 0 | 0 | 0 | 0 | 0 | 0 | 0 | 0 | 0 | 0 | 0 | 1 | 0 | 0 | 1 | 0 | 1 | 0 | 1 | 0 | 0 | 0 | 0 | 1 | 0 | 0 | 0 | 0 | 0 | 0 | 0 | 0 | 0 | 0 | 0 | 0 | 0 | 0 | 0 | 0 | 0 | 0 | 0 | 0 | 0 | 0 | 0 | 0 | 0 | 0 | 0 | 0 | 0 | 0 | 0 | 0 | 0 | 0 | 0 | 0 | 0 | 0 | 0 | 0 | 0 | 0 | 0 | 0 | 0 | 0 | 0 | 0 | 0 | 0 | 0 | 0 | 0 | 0 | 0 | 0 | 0 | 0 | 0 | San_Diego_Li_Battery_4hr | San_Diego_Li_Battery_8hr | San_Diego_Solar |  | 0 |  |  |  | Greater_SD | Greater_SD
PG&E KERN | Poso Mountain | 115 | CA | 93308 | KERN | 5 | 0 | 0 | 0 | 0 | 0 | 0 | 0 | 0 | 0 | 0 | 0 | 0 | 0 | 0 | 0 | 0 | 0 | 0 | 0 | 0 | 0 | 0 | 0 | 0 | 0 | 0 | 0 | 0 | 0 | 0 | 0 | 0 | 0 | 0 | 0 | 0 | 0 | 0 | 0 | 0 | 0 | 0 | 0 | 0 | 0 | 0 | 0 | 0 | 0 | 0 | 0 | 0 | 0 | 0 | 0 | 0 | 0 | 0 | 0 | 0 | 0 | 0 | 0 | 0 | 0 | 0 | 0 | 0 | 1 | 0 | 1 | 0 | 0 | 0 | 1 | 0 | 0 | 0 | 1 | 0 | 0 | 0 | 0 | 0 | 0 | 0 | 0 | 0 | 0 | 0 | 0 | 0 | 0 | 0 | 1 | 0 | 0 | Southern_PGAE_Li_Battery_4hr | Southern_PGAE_Li_Battery_8hr | Southern_PGAE_Solar |  | Central_Valley_North_Los_Banos_Wind |  |  |  | Southern_PGAE | Central_Valley_North_Los_Banos
EOP | Primm | 230 | NV | 89019 | CLARK | 2 | 0 | 0 | 0 | 0 | 0 | 0 | 0 | 0 | 0 | 0 | 0 | 0 | 0 | 0 | 0 | 0 | 0 | 0 | 0 | 0 | 0 | 0 | 0 | 1 | 1 | 0 | 0 | 0 | 0 | 0 | 0 | 0 | 0 | 0 | 0 | 0 | 0 | 0 | 0 | 0 | 0 | 0 | 0 | 0 | 0 | 0 | 0 | 0 | 0 | 0 | 0 | 0 | 0 | 0 | 0 | 0 | 0 | 0 | 0 | 0 | 0 | 0 | 0 | 0 | 0 | 0 | 0 | 0 | 0 | 0 | 0 | 0 | 0 | 0 | 0 | 0 | 0 | 0 | 0 | 0 | 0 | 0 | 0 | 0 | 0 | 0 | 0 | 0 | 0 | 0 | 0 | 0 | 0 | 0 | 0 | 0 | 0 | Southern_NV_Eldorado_Li_Battery_4hr | Southern_NV_Eldorado_Li_Battery_8hr | Southern_NV_Eldorado_Solar |  | Southern_NV_Eldorado_Wind |  |  |  | Southern_NV_Eldorado | Southern_NV_Eldorado
PG&E NGBA | Putah Creek | 115 | CA | 95694 | YOLO | 5 | 0 | 0 | 0 | 0 | 0 | 0 | 0 | 0 | 0 | 0 | 0 | 0 | 0 | 0 | 0 | 0 | 0 | 0 | 0 | 0 | 0 | 0 | 0 | 0 | 0 | 0 | 0 | 0 | 0 | 0 | 0 | 0 | 0 | 0 | 0 | 0 | 0 | 0 | 0 | 1 | 0 | 0 | 0 | 0 | 0 | 0 | 0 | 0 | 0 | 0 | 0 | 0 | 0 | 1 | 1 | 1 | 0 | 0 | 0 | 0 | 0 | 0 | 0 | 0 | 0 | 0 | 1 | 0 | 0 | 0 | 0 | 0 | 0 | 0 | 0 | 0 | 0 | 0 | 0 | 0 | 0 | 0 | 0 | 0 | 0 | 0 | 0 | 0 | 0 | 0 | 0 | 0 | 0 | 0 | 0 | 0 | 0 | Northern_California_Li_Battery_4hr | Northern_California_Li_Battery_8hr | Northern_California_Solar |  | Solano_Wind |  |  |  | Northern_California | Solano
SDGE | Q1806 | 138 | CA |  |  | 2 | 0 | 0 | 0 | 0 | 0 | 0 | 0 | 0 | 0 | 0 | 0 | 0 | 0 | 0 | 0 | 0 | 0 | 0 | 0 | 0 | 0 | 0 | 0 | 0 | 0 | 0 | 0 | 0 | 0 | 0 | 0 | 0 | 0 | 0 | 0 | 0 | 0 | 1 | 1 | 0 | 0 | 0 | 0 | 0 | 0 | 0 | 0 | 0 | 0 | 0 | 0 | 0 | 0 | 0 | 0 | 0 | 0 | 0 | 0 | 0 | 0 | 0 | 0 | 0 | 0 | 0 | 0 | 0 | 0 | 0 | 0 | 0 | 0 | 0 | 0 | 0 | 0 | 0 | 0 | 0 | 0 | 0 | 0 | 0 | 0 | 0 | 0 | 0 | 0 | 0 | 0 | 0 | 0 | 0 | 0 | 0 | 0 | Greater_LA_Li_Battery_4hr | Greater_LA_Li_Battery_8hr | Greater_LA_Solar |  | 0 |  |  |  | Greater_LA | Greater_LA
PG&E FRESNO | Quinto | 230 | CA |  |  | 2 | 0 | 0 | 0 | 0 | 0 | 0 | 0 | 0 | 0 | 0 | 0 | 0 | 0 | 0 | 0 | 0 | 0 | 0 | 0 | 0 | 0 | 0 | 0 | 0 | 0 | 0 | 0 | 0 | 0 | 0 | 0 | 0 | 0 | 0 | 0 | 0 | 0 | 0 | 0 | 0 | 0 | 0 | 0 | 0 | 0 | 0 | 0 | 0 | 0 | 0 | 0 | 0 | 0 | 0 | 0 | 0 | 0 | 0 | 0 | 0 | 0 | 0 | 0 | 0 | 0 | 0 | 0 | 0 | 0 | 0 | 0 | 0 | 0 | 0 | 0 | 0 | 0 | 0 | 0 | 1 | 0 | 0 | 0 | 0 | 0 | 1 | 0 | 0 | 0 | 0 | 0 | 0 | 0 | 0 | 0 | 0 | 0 | Southern_PGAE_Li_Battery_4hr | Southern_PGAE_Li_Battery_8hr | Southern_PGAE_Solar |  | Central_Valley_North_Los_Banos_Wind |  |  |  | Southern_PGAE | Central_Valley_North_Los_Banos
PG&E GBA | Race Track | 115 | CA | 95370 | TUOLUMNE | 5 | 0 | 0 | 0 | 0 | 0 | 0 | 0 | 0 | 0 | 0 | 0 | 0 | 0 | 0 | 0 | 0 | 0 | 0 | 0 | 0 | 0 | 0 | 0 | 0 | 0 | 0 | 0 | 0 | 0 | 0 | 0 | 0 | 0 | 0 | 0 | 0 | 0 | 0 | 0 | 0 | 0 | 0 | 0 | 0 | 0 | 1 | 0 | 0 | 0 | 0 | 0 | 0 | 0 | 0 | 0 | 1 | 0 | 1 | 0 | 1 | 0 | 0 | 0 | 0 | 0 | 1 | 0 | 0 | 0 | 0 | 0 | 0 | 0 | 0 | 0 | 0 | 0 | 0 | 0 | 0 | 0 | 0 | 0 | 0 | 0 | 0 | 0 | 0 | 0 | 0 | 0 | 0 | 0 | 0 | 0 | 0 | 0 | Northern_California_Li_Battery_4hr | Northern_California_Li_Battery_8hr | Northern_California_Solar |  | Central_Valley_North_Los_Banos_Wind |  |  |  | Northern_California | El_Dorado_Mariposa
SDGE | Rancho Mission Viejo | 138 | CA | 92675 | ORANGE | 3 | 0 | 0 | 0 | 0 | 0 | 0 | 0 | 0 | 0 | 0 | 0 | 0 | 0 | 0 | 0 | 0 | 0 | 0 | 0 | 0 | 0 | 0 | 0 | 0 | 0 | 1 | 0 | 0 | 0 | 0 | 0 | 0 | 0 | 0 | 0 | 0 | 0 | 1 | 1 | 0 | 0 | 0 | 0 | 0 | 0 | 0 | 0 | 0 | 0 | 0 | 0 | 0 | 0 | 0 | 0 | 0 | 0 | 0 | 0 | 0 | 0 | 0 | 0 | 0 | 0 | 0 | 0 | 0 | 0 | 0 | 0 | 0 | 0 | 0 | 0 | 0 | 0 | 0 | 0 | 0 | 0 | 0 | 0 | 0 | 0 | 0 | 0 | 0 | 0 | 0 | 0 | 0 | 0 | 0 | 0 | 0 | 0 | Greater_LA_Li_Battery_4hr | Greater_LA_Li_Battery_8hr | Greater_LA_Solar |  | 0 |  |  |  | Greater_LA | Greater_LA
PG&E GBA | Rancho Seco | 230 | CA | 95638 | SACRAMENTO | 3 | 0 | 0 | 0 | 0 | 0 | 0 | 0 | 0 | 0 | 0 | 0 | 0 | 0 | 0 | 0 | 0 | 0 | 0 | 0 | 0 | 0 | 0 | 0 | 0 | 0 | 0 | 0 | 0 | 0 | 0 | 0 | 0 | 0 | 0 | 0 | 0 | 0 | 0 | 0 | 0 | 0 | 0 | 0 | 0 | 0 | 1 | 0 | 0 | 0 | 0 | 0 | 0 | 0 | 0 | 0 | 0 | 0 | 0 | 0 | 1 | 1 | 0 | 0 | 0 | 0 | 0 | 0 | 0 | 0 | 0 | 0 | 0 | 0 | 0 | 0 | 0 | 0 | 0 | 0 | 0 | 0 | 0 | 0 | 0 | 0 | 0 | 0 | 0 | 0 | 0 | 0 | 0 | 0 | 0 | 0 | 0 | 0 | Northern_California_Li_Battery_4hr | Northern_California_Li_Battery_8hr | Northern_California_Solar |  | Solano_Wind |  |  |  | Northern_California | Solano
SCE Metro | Rancho Vista | 230 | CA | 91730 | SAN BERNARDINO | 1 | 0 | 0 | 0 | 0 | 0 | 0 | 0 | 0 | 0 | 1 | 0 | 0 | 0 | 0 | 0 | 0 | 0 | 0 | 0 | 0 | 0 | 0 | 0 | 0 | 0 | 0 | 0 | 0 | 0 | 0 | 0 | 0 | 0 | 0 | 0 | 0 | 0 | 0 | 0 | 0 | 0 | 0 | 0 | 0 | 0 | 0 | 0 | 0 | 0 | 0 | 0 | 0 | 0 | 0 | 0 | 0 | 0 | 0 | 0 | 0 | 0 | 0 | 0 | 0 | 0 | 0 | 0 | 0 | 0 | 0 | 0 | 0 | 0 | 0 | 0 | 0 | 0 | 0 | 0 | 0 | 0 | 0 | 0 | 0 | 0 | 0 | 0 | 0 | 0 | 0 | 0 | 0 | 0 | 0 | 0 | 0 | 0 | Greater_LA_Li_Battery_4hr | Greater_LA_Li_Battery_8hr | Greater_LA_Solar |  | Greater_Kramer_Wind |  |  |  | Greater_LA | Greater_Kramer
SCE Metro | Rancho Vista | 500 | CA | 91730 | SAN BERNARDINO | 1 | 0 | 0 | 0 | 0 | 0 | 0 | 0 | 0 | 0 | 1 | 0 | 0 | 0 | 0 | 0 | 0 | 0 | 0 | 0 | 0 | 0 | 0 | 0 | 0 | 0 | 0 | 0 | 0 | 0 | 0 | 0 | 0 | 0 | 0 | 0 | 0 | 0 | 0 | 0 | 0 | 0 | 0 | 0 | 0 | 0 | 0 | 0 | 0 | 0 | 0 | 0 | 0 | 0 | 0 | 0 | 0 | 0 | 0 | 0 | 0 | 0 | 0 | 0 | 0 | 0 | 0 | 0 | 0 | 0 | 0 | 0 | 0 | 0 | 0 | 0 | 0 | 0 | 0 | 0 | 0 | 0 | 0 | 0 | 0 | 0 | 0 | 0 | 0 | 0 | 0 | 0 | 0 | 0 | 0 | 0 | 0 | 0 | Greater_LA_Li_Battery_4hr | Greater_LA_Li_Battery_8hr | Greater_LA_Solar |  | Greater_Kramer_Wind |  |  |  | Greater_LA | Greater_Kramer
SCE NOL | Ransburg | 115 | CA | 93528 | KERN | 3 | 0 | 0 | 0 | 0 | 0 | 0 | 0 | 0 | 0 | 0 | 0 | 1 | 1 | 1 | 0 | 0 | 0 | 0 | 0 | 0 | 0 | 0 | 0 | 0 | 0 | 0 | 0 | 0 | 0 | 0 | 0 | 0 | 0 | 0 | 0 | 0 | 0 | 0 | 0 | 0 | 0 | 0 | 0 | 0 | 0 | 0 | 0 | 0 | 0 | 0 | 0 | 0 | 0 | 0 | 0 | 0 | 0 | 0 | 0 | 0 | 0 | 0 | 0 | 0 | 0 | 0 | 0 | 0 | 0 | 0 | 0 | 0 | 0 | 0 | 0 | 0 | 0 | 0 | 0 | 0 | 0 | 0 | 0 | 0 | 0 | 0 | 0 | 0 | 0 | 0 | 0 | 0 | 0 | 0 | 0 | 0 | 0 | Greater_Kramer_Li_Battery_4hr | Greater_Kramer_Li_Battery_8hr | Greater_Kramer_Solar |  | Greater_Kramer_Wind |  |  |  | Greater_Kramer | Greater_Kramer (Exclude)
PG&E GBA | Ravenswood | 115 | CA | 94025 | San Mateo | 3 | 0 | 0 | 0 | 0 | 0 | 0 | 0 | 0 | 0 | 0 | 0 | 0 | 0 | 0 | 0 | 0 | 0 | 0 | 0 | 0 | 0 | 0 | 0 | 0 | 0 | 0 | 0 | 0 | 0 | 0 | 0 | 0 | 0 | 0 | 0 | 0 | 0 | 0 | 0 | 1 | 0 | 0 | 0 | 0 | 0 | 0 | 0 | 0 | 0 | 0 | 0 | 0 | 1 | 0 | 0 | 1 | 0 | 0 | 0 | 0 | 0 | 0 | 0 | 0 | 0 | 0 | 0 | 0 | 0 | 0 | 0 | 0 | 0 | 0 | 0 | 0 | 0 | 0 | 0 | 0 | 0 | 0 | 0 | 0 | 0 | 0 | 0 | 0 | 0 | 0 | 0 | 0 | 0 | 0 | 0 | 0 | 0 | Northern_California_Li_Battery_4hr | Northern_California_Li_Battery_8hr | Northern_California_Solar |  | Kern_Greater_Carrizo_Wind |  |  |  | Northern_California | Peninsula_Monterey
PG&E GBA | Ravenswood | 230 | CA | 94025 | San Mateo | 3 | 0 | 0 | 0 | 0 | 0 | 0 | 0 | 0 | 0 | 0 | 0 | 0 | 0 | 0 | 0 | 0 | 0 | 0 | 0 | 0 | 0 | 0 | 0 | 0 | 0 | 0 | 0 | 0 | 0 | 0 | 0 | 0 | 0 | 0 | 0 | 0 | 0 | 0 | 0 | 1 | 0 | 0 | 0 | 0 | 0 | 0 | 0 | 0 | 0 | 0 | 0 | 0 | 1 | 0 | 0 | 1 | 0 | 0 | 0 | 0 | 0 | 0 | 0 | 0 | 0 | 0 | 0 | 0 | 0 | 0 | 0 | 0 | 0 | 0 | 0 | 0 | 0 | 0 | 0 | 0 | 0 | 0 | 0 | 0 | 0 | 0 | 0 | 0 | 0 | 0 | 0 | 0 | 0 | 0 | 0 | 0 | 0 | Northern_California_Li_Battery_4hr | Northern_California_Li_Battery_8hr | Northern_California_Solar |  | Kern_Greater_Carrizo_Wind |  |  |  | Northern_California | Peninsula_Monterey
SCE Northern | Rector | 230 | CA | 93292 | TULARE | 4 | 1 | 0 | 1 | 0 | 0 | 1 | 1 | 0 | 0 | 0 | 0 | 0 | 0 | 0 | 0 | 0 | 0 | 0 | 0 | 0 | 0 | 0 | 0 | 0 | 0 | 0 | 0 | 0 | 0 | 0 | 0 | 0 | 0 | 0 | 0 | 0 | 0 | 0 | 0 | 0 | 0 | 0 | 0 | 0 | 0 | 0 | 0 | 0 | 0 | 0 | 0 | 0 | 0 | 0 | 0 | 0 | 0 | 0 | 0 | 0 | 0 | 0 | 0 | 0 | 0 | 0 | 0 | 0 | 0 | 0 | 0 | 0 | 0 | 0 | 0 | 0 | 0 | 0 | 0 | 0 | 0 | 0 | 0 | 0 | 0 | 0 | 0 | 0 | 0 | 0 | 0 | 0 | 0 | 0 | 0 | 0 | 0 | Tehachapi_Li_Battery_4hr | Tehachapi_Li_Battery_8hr | Tehachapi_Solar |  | Central_Valley_North_Los_Banos_Wind |  |  |  | Tehachapi | Central_Valley_North_Los_Banos
SCE Eastern | Red Bluff | 230 | CA | 92239 | RIVERSIDE | 4 | 0 | 0 | 0 | 0 | 0 | 0 | 0 | 0 | 0 | 0 | 0 | 0 | 0 | 0 | 0 | 0 | 0 | 1 | 0 | 1 | 1 | 1 | 0 | 0 | 0 | 0 | 0 | 0 | 0 | 0 | 0 | 0 | 0 | 0 | 0 | 0 | 0 | 0 | 0 | 0 | 0 | 0 | 0 | 0 | 0 | 0 | 0 | 0 | 0 | 0 | 0 | 0 | 0 | 0 | 0 | 0 | 0 | 0 | 0 | 0 | 0 | 0 | 0 | 0 | 0 | 0 | 0 | 0 | 0 | 0 | 0 | 0 | 0 | 0 | 0 | 0 | 0 | 0 | 0 | 0 | 0 | 0 | 0 | 0 | 0 | 0 | 0 | 0 | 0 | 0 | 0 | 0 | 0 | 0 | 0 | 0 | 0 | Riverside_Li_Battery_4hr | Riverside_Li_Battery_8hr | Riverside_Solar |  | Riverside_Palm_Springs_Wind |  |  |  | Riverside | Riverside (Exclude)
SCE Eastern | Red Bluff | 500 | CA | 92239 | RIVERSIDE | 3 | 0 | 0 | 0 | 0 | 0 | 0 | 0 | 0 | 0 | 0 | 0 | 0 | 0 | 0 | 0 | 0 | 0 | 1 | 0 | 1 | 0 | 1 | 0 | 0 | 0 | 0 | 0 | 0 | 0 | 0 | 0 | 0 | 0 | 0 | 0 | 0 | 0 | 0 | 0 | 0 | 0 | 0 | 0 | 0 | 0 | 0 | 0 | 0 | 0 | 0 | 0 | 0 | 0 | 0 | 0 | 0 | 0 | 0 | 0 | 0 | 0 | 0 | 0 | 0 | 0 | 0 | 0 | 0 | 0 | 0 | 0 | 0 | 0 | 0 | 0 | 0 | 0 | 0 | 0 | 0 | 0 | 0 | 0 | 0 | 0 | 0 | 0 | 0 | 0 | 0 | 0 | 0 | 0 | 0 | 0 | 0 | 0 | Riverside_Li_Battery_4hr | Riverside_Li_Battery_8hr | Riverside_Solar |  | Riverside_Palm_Springs_Wind |  |  |  | Riverside | Riverside (Exclude)
PG&E NGBA | Redbud | 115 | CA | 95423 | Lake | 3 | 0 | 0 | 0 | 0 | 0 | 0 | 0 | 0 | 0 | 0 | 0 | 0 | 0 | 0 | 0 | 0 | 0 | 0 | 0 | 0 | 0 | 0 | 0 | 0 | 0 | 0 | 0 | 0 | 0 | 0 | 0 | 0 | 0 | 0 | 0 | 0 | 0 | 0 | 0 | 1 | 0 | 0 | 0 | 0 | 0 | 0 | 0 | 0 | 0 | 0 | 0 | 0 | 1 | 0 | 0 | 0 | 0 | 0 | 0 | 0 | 0 | 0 | 0 | 0 | 0 | 0 | 1 | 0 | 0 | 0 | 0 | 0 | 0 | 0 | 0 | 0 | 0 | 0 | 0 | 0 | 0 | 0 | 0 | 0 | 0 | 0 | 0 | 0 | 0 | 0 | 0 | 0 | 0 | 0 | 0 | 0 | 0 | Northern_California_Li_Battery_4hr | Northern_California_Li_Battery_8hr | Northern_California_Solar |  | Northern_California_Wind |  |  |  | Northern_California | Northern_California
SCE Metro | Redondo | 230 | CA | 90277 | LOS ANGELES | 1 | 0 | 0 | 0 | 0 | 0 | 0 | 0 | 0 | 0 | 1 | 0 | 0 | 0 | 0 | 0 | 0 | 0 | 0 | 0 | 0 | 0 | 0 | 0 | 0 | 0 | 0 | 0 | 0 | 0 | 0 | 0 | 0 | 0 | 0 | 0 | 0 | 0 | 0 | 0 | 0 | 0 | 0 | 0 | 0 | 0 | 0 | 0 | 0 | 0 | 0 | 0 | 0 | 0 | 0 | 0 | 0 | 0 | 0 | 0 | 0 | 0 | 0 | 0 | 0 | 0 | 0 | 0 | 0 | 0 | 0 | 0 | 0 | 0 | 0 | 0 | 0 | 0 | 0 | 0 | 0 | 0 | 0 | 0 | 0 | 0 | 0 | 0 | 0 | 0 | 0 | 0 | 0 | 0 | 0 | 0 | 0 | 0 | Greater_LA_Li_Battery_4hr | Greater_LA_Li_Battery_8hr | Greater_LA_Solar |  | 0 |  |  |  | Greater_LA | Greater_LA
PG&E FRESNO | Reedley | 115 | CA | 93654 | Fresno | 7 | 0 | 0 | 0 | 0 | 0 | 0 | 0 | 0 | 0 | 0 | 0 | 0 | 0 | 0 | 0 | 0 | 0 | 0 | 0 | 0 | 0 | 0 | 0 | 0 | 0 | 0 | 0 | 0 | 0 | 0 | 0 | 0 | 0 | 0 | 0 | 0 | 0 | 0 | 0 | 0 | 0 | 0 | 0 | 0 | 0 | 1 | 0 | 0 | 0 | 0 | 0 | 0 | 0 | 0 | 0 | 0 | 0 | 0 | 0 | 0 | 0 | 0 | 0 | 0 | 0 | 0 | 0 | 0 | 0 | 0 | 0 | 0 | 0 | 0 | 0 | 0 | 0 | 0 | 1 | 0 | 0 | 1 | 0 | 0 | 1 | 1 | 0 | 0 | 0 | 1 | 0 | 0 | 0 | 0 | 1 | 0 | 0 | Southern_PGAE_Li_Battery_4hr | Southern_PGAE_Li_Battery_8hr | Southern_PGAE_Solar |  | Central_Valley_North_Los_Banos_Wind |  |  |  | Southern_PGAE | Central_Valley_North_Los_Banos
PG&E KERN | Renfro | 115 | CA | 93314 | KERN | 4 | 0 | 0 | 0 | 0 | 0 | 0 | 0 | 0 | 0 | 0 | 0 | 0 | 0 | 0 | 0 | 0 | 0 | 0 | 0 | 0 | 0 | 0 | 0 | 0 | 0 | 0 | 0 | 0 | 0 | 0 | 0 | 0 | 0 | 0 | 0 | 0 | 0 | 0 | 0 | 0 | 0 | 0 | 0 | 0 | 0 | 0 | 0 | 0 | 0 | 0 | 0 | 0 | 0 | 0 | 0 | 0 | 0 | 0 | 0 | 0 | 0 | 0 | 0 | 0 | 0 | 0 | 0 | 1 | 0 | 0 | 0 | 0 | 0 | 0 | 1 | 0 | 0 | 0 | 1 | 1 | 0 | 0 | 0 | 0 | 0 | 0 | 0 | 0 | 0 | 0 | 0 | 0 | 0 | 0 | 0 | 0 | 0 | Southern_PGAE_Li_Battery_4hr | Southern_PGAE_Li_Battery_8hr | Southern_PGAE_Solar |  | Central_Valley_North_Los_Banos_Wind |  |  |  | Southern_PGAE | Central_Valley_North_Los_Banos
PG&E GBA | Richmond R | 115 | CA | 94804 | CONTRA COSTA | 10 | 0 | 0 | 0 | 0 | 0 | 0 | 0 | 0 | 0 | 0 | 0 | 0 | 0 | 0 | 0 | 0 | 0 | 0 | 0 | 0 | 0 | 0 | 0 | 0 | 0 | 0 | 0 | 0 | 0 | 0 | 0 | 0 | 0 | 0 | 0 | 0 | 0 | 0 | 0 | 1 | 0 | 0 | 0 | 0 | 0 | 0 | 0 | 0 | 0 | 1 | 0 | 0 | 1 | 1 | 1 | 1 | 0 | 0 | 1 | 1 | 0 | 1 | 0 | 0 | 0 | 1 | 0 | 0 | 0 | 0 | 0 | 0 | 0 | 0 | 0 | 0 | 0 | 0 | 0 | 0 | 0 | 0 | 0 | 0 | 0 | 0 | 0 | 0 | 0 | 0 | 0 | 0 | 0 | 0 | 0 | 0 | 0 | Northern_California_Li_Battery_4hr | Northern_California_Li_Battery_8hr | Northern_California_Solar |  | Solano_Wind |  |  |  | Northern_California | Solano
PG&E NGBA | Rincon | 115 | CA | 95409 | SONOMA | 9 | 0 | 0 | 0 | 0 | 0 | 0 | 0 | 0 | 0 | 0 | 0 | 0 | 0 | 0 | 0 | 0 | 0 | 0 | 0 | 0 | 0 | 0 | 0 | 0 | 0 | 0 | 0 | 0 | 0 | 0 | 0 | 0 | 0 | 0 | 0 | 0 | 0 | 0 | 0 | 1 | 0 | 1 | 0 | 0 | 0 | 0 | 0 | 0 | 0 | 0 | 0 | 1 | 1 | 1 | 1 | 1 | 0 | 0 | 0 | 0 | 0 | 0 | 0 | 0 | 0 | 1 | 1 | 0 | 0 | 0 | 0 | 0 | 0 | 0 | 0 | 0 | 0 | 0 | 0 | 0 | 0 | 0 | 0 | 0 | 0 | 0 | 0 | 0 | 0 | 0 | 0 | 0 | 0 | 0 | 0 | 0 | 0 | Northern_California_Li_Battery_4hr | Northern_California_Li_Battery_8hr | Northern_California_Solar |  | Northern_California_Wind |  |  |  | Northern_California | Mendocino_Marin
PG&E KERN | Rio Bravo | 115 | CA | 93263 | KERN | 4 | 0 | 0 | 0 | 0 | 0 | 0 | 0 | 0 | 0 | 0 | 0 | 0 | 0 | 0 | 0 | 0 | 0 | 0 | 0 | 0 | 0 | 0 | 0 | 0 | 0 | 0 | 0 | 0 | 0 | 0 | 0 | 0 | 0 | 0 | 0 | 0 | 0 | 0 | 0 | 0 | 0 | 0 | 0 | 0 | 0 | 0 | 0 | 0 | 0 | 0 | 0 | 0 | 0 | 0 | 0 | 0 | 0 | 0 | 0 | 0 | 0 | 0 | 0 | 0 | 0 | 0 | 0 | 1 | 0 | 0 | 0 | 0 | 0 | 0 | 1 | 0 | 0 | 0 | 1 | 1 | 0 | 0 | 0 | 0 | 0 | 0 | 0 | 0 | 0 | 0 | 0 | 0 | 0 | 0 | 0 | 0 | 0 | Southern_PGAE_Li_Battery_4hr | Southern_PGAE_Li_Battery_8hr | Southern_PGAE_Solar |  | Central_Valley_North_Los_Banos_Wind |  |  |  | Southern_PGAE | Central_Valley_North_Los_Banos
SCE Metro | Rio Hondo | 230 | CA | 91706 | LOS ANGELES | 1 | 0 | 0 | 0 | 0 | 0 | 0 | 0 | 0 | 0 | 1 | 0 | 0 | 0 | 0 | 0 | 0 | 0 | 0 | 0 | 0 | 0 | 0 | 0 | 0 | 0 | 0 | 0 | 0 | 0 | 0 | 0 | 0 | 0 | 0 | 0 | 0 | 0 | 0 | 0 | 0 | 0 | 0 | 0 | 0 | 0 | 0 | 0 | 0 | 0 | 0 | 0 | 0 | 0 | 0 | 0 | 0 | 0 | 0 | 0 | 0 | 0 | 0 | 0 | 0 | 0 | 0 | 0 | 0 | 0 | 0 | 0 | 0 | 0 | 0 | 0 | 0 | 0 | 0 | 0 | 0 | 0 | 0 | 0 | 0 | 0 | 0 | 0 | 0 | 0 | 0 | 0 | 0 | 0 | 0 | 0 | 0 | 0 | Greater_LA_Li_Battery_4hr | Greater_LA_Li_Battery_8hr | Greater_LA_Solar |  | 0 |  |  |  | Greater_LA | Greater_LA
PG&E NGBA | Rio Oso | 115 | CA | 95674 | SUTTER | 9 | 0 | 0 | 0 | 0 | 0 | 0 | 0 | 0 | 0 | 0 | 0 | 0 | 0 | 0 | 0 | 0 | 0 | 0 | 0 | 0 | 0 | 0 | 0 | 0 | 0 | 0 | 0 | 0 | 0 | 0 | 0 | 0 | 0 | 0 | 0 | 0 | 0 | 0 | 0 | 1 | 1 | 0 | 1 | 0 | 1 | 1 | 1 | 1 | 0 | 0 | 0 | 0 | 0 | 0 | 0 | 0 | 0 | 0 | 0 | 1 | 1 | 0 | 0 | 0 | 0 | 0 | 0 | 0 | 0 | 0 | 0 | 0 | 0 | 0 | 0 | 0 | 0 | 0 | 0 | 0 | 0 | 0 | 0 | 0 | 0 | 0 | 0 | 0 | 0 | 0 | 0 | 0 | 0 | 0 | 0 | 0 | 0 | Northern_California_Li_Battery_4hr | Northern_California_Li_Battery_8hr | Northern_California_Solar |  | Northern_California_Wind |  |  |  | Northern_California | Northern_California
PG&E NGBA | Rio Oso | 230 | CA | 95674 | SUTTER | 9 | 0 | 0 | 0 | 0 | 0 | 0 | 0 | 0 | 0 | 0 | 0 | 0 | 0 | 0 | 0 | 0 | 0 | 0 | 0 | 0 | 0 | 0 | 0 | 0 | 0 | 0 | 0 | 0 | 0 | 0 | 0 | 0 | 0 | 0 | 0 | 0 | 0 | 0 | 0 | 1 | 1 | 0 | 1 | 0 | 1 | 1 | 1 | 1 | 0 | 0 | 0 | 0 | 0 | 0 | 0 | 0 | 0 | 0 | 0 | 1 | 1 | 0 | 0 | 0 | 0 | 0 | 0 | 0 | 0 | 0 | 0 | 0 | 0 | 0 | 0 | 0 | 0 | 0 | 0 | 0 | 0 | 0 | 0 | 0 | 0 | 0 | 0 | 0 | 0 | 0 | 0 | 0 | 0 | 0 | 0 | 0 | 0 | Northern_California_Li_Battery_4hr | Northern_California_Li_Battery_8hr | Northern_California_Solar |  | Northern_California_Wind |  |  |  | Northern_California | Northern_California
PG&E GBA | Ripon | 115 | CA | 95366 | SAN JOAQUIN | 6 | 0 | 0 | 0 | 0 | 0 | 0 | 0 | 0 | 0 | 0 | 0 | 0 | 0 | 0 | 0 | 0 | 0 | 0 | 0 | 0 | 0 | 0 | 0 | 0 | 0 | 0 | 0 | 0 | 0 | 0 | 0 | 0 | 0 | 0 | 0 | 0 | 0 | 0 | 0 | 0 | 0 | 0 | 0 | 0 | 0 | 1 | 0 | 0 | 0 | 0 | 0 | 0 | 0 | 0 | 0 | 1 | 0 | 1 | 0 | 1 | 0 | 0 | 0 | 1 | 0 | 1 | 0 | 0 | 0 | 0 | 0 | 0 | 0 | 0 | 0 | 0 | 0 | 0 | 0 | 0 | 0 | 0 | 0 | 0 | 0 | 0 | 0 | 0 | 0 | 0 | 0 | 0 | 0 | 0 | 0 | 0 | 0 | Northern_California_Li_Battery_4hr | Northern_California_Li_Battery_8hr | Northern_California_Solar |  | Solano_Wind |  |  |  | Northern_California | Solano
PG&E GBA | Riverbank | 115 | CA | 95361 | STANISLAUS | 5 | 0 | 0 | 0 | 0 | 0 | 0 | 0 | 0 | 0 | 0 | 0 | 0 | 0 | 0 | 0 | 0 | 0 | 0 | 0 | 0 | 0 | 0 | 0 | 0 | 0 | 0 | 0 | 0 | 0 | 0 | 0 | 0 | 0 | 0 | 0 | 0 | 0 | 0 | 0 | 0 | 0 | 0 | 0 | 0 | 0 | 1 | 0 | 0 | 0 | 0 | 0 | 0 | 0 | 0 | 0 | 1 | 0 | 1 | 0 | 1 | 0 | 0 | 0 | 0 | 0 | 1 | 0 | 0 | 0 | 0 | 0 | 0 | 0 | 0 | 0 | 0 | 0 | 0 | 0 | 0 | 0 | 0 | 0 | 0 | 0 | 0 | 0 | 0 | 0 | 0 | 0 | 0 | 0 | 0 | 0 | 0 | 0 | Southern_PGAE_Li_Battery_4hr | Southern_PGAE_Li_Battery_8hr | Southern_PGAE_Solar |  | Central_Valley_North_Los_Banos_Wind |  |  |  | Southern_PGAE | Central_Valley_North_Los_Banos
SCE NOL | Roadway | 115 | CA | 92301 | SAN BERNARDINO | 2 | 0 | 0 | 0 | 0 | 0 | 0 | 0 | 0 | 0 | 0 | 0 | 0 | 1 | 1 | 0 | 0 | 0 | 0 | 0 | 0 | 0 | 0 | 0 | 0 | 0 | 0 | 0 | 0 | 0 | 0 | 0 | 0 | 0 | 0 | 0 | 0 | 0 | 0 | 0 | 0 | 0 | 0 | 0 | 0 | 0 | 0 | 0 | 0 | 0 | 0 | 0 | 0 | 0 | 0 | 0 | 0 | 0 | 0 | 0 | 0 | 0 | 0 | 0 | 0 | 0 | 0 | 0 | 0 | 0 | 0 | 0 | 0 | 0 | 0 | 0 | 0 | 0 | 0 | 0 | 0 | 0 | 0 | 0 | 0 | 0 | 0 | 0 | 0 | 0 | 0 | 0 | 0 | 0 | 0 | 0 | 0 | 0 | Greater_Kramer_Li_Battery_4hr | Greater_Kramer_Li_Battery_8hr | Greater_Kramer_Solar |  | Greater_Kramer_Wind |  |  |  | Greater_Kramer | Greater_Kramer
PG&E NGBA | Rock Creek 1 | 230 | CA | 95915 | PLUMAS | 5 | 0 | 0 | 0 | 0 | 0 | 0 | 0 | 0 | 0 | 0 | 0 | 0 | 0 | 0 | 0 | 0 | 0 | 0 | 0 | 0 | 0 | 0 | 0 | 0 | 0 | 0 | 0 | 0 | 0 | 0 | 0 | 0 | 0 | 0 | 0 | 0 | 0 | 0 | 0 | 1 | 0 | 0 | 0 | 0 | 0 | 1 | 0 | 1 | 0 | 0 | 0 | 0 | 0 | 0 | 0 | 0 | 0 | 0 | 0 | 1 | 1 | 0 | 0 | 0 | 0 | 0 | 0 | 0 | 0 | 0 | 0 | 0 | 0 | 0 | 0 | 0 | 0 | 0 | 0 | 0 | 0 | 0 | 0 | 0 | 0 | 0 | 0 | 0 | 0 | 0 | 0 | 0 | 0 | 0 | 0 | 0 | 0 | Northern_California_Li_Battery_4hr | Northern_California_Li_Battery_8hr | Northern_California_Solar |  | Northern_California_Wind |  |  |  | Northern_California | Northern_California
SCE Northern | Rosamond | 66 | CA | 93560 | Kern | 2 | 1 | 0 | 1 | 0 | 0 | 0 | 0 | 0 | 0 | 0 | 0 | 0 | 0 | 0 | 0 | 0 | 0 | 0 | 0 | 0 | 0 | 0 | 0 | 0 | 0 | 0 | 0 | 0 | 0 | 0 | 0 | 0 | 0 | 0 | 0 | 0 | 0 | 0 | 0 | 0 | 0 | 0 | 0 | 0 | 0 | 0 | 0 | 0 | 0 | 0 | 0 | 0 | 0 | 0 | 0 | 0 | 0 | 0 | 0 | 0 | 0 | 0 | 0 | 0 | 0 | 0 | 0 | 0 | 0 | 0 | 0 | 0 | 0 | 0 | 0 | 0 | 0 | 0 | 0 | 0 | 0 | 0 | 0 | 0 | 0 | 0 | 0 | 0 | 0 | 0 | 0 | 0 | 0 | 0 | 0 | 0 | 0 | Tehachapi_Li_Battery_4hr | Tehachapi_Li_Battery_8hr | Tehachapi_Solar |  | Tehachapi_Wind |  |  |  | Tehachapi | Tehachapi
PG&E GBA | Rossmoor | 230 | CA | 94549 | CONTRA COSTA | 3 | 0 | 0 | 0 | 0 | 0 | 0 | 0 | 0 | 0 | 0 | 0 | 0 | 0 | 0 | 0 | 0 | 0 | 0 | 0 | 0 | 0 | 0 | 0 | 0 | 0 | 0 | 0 | 0 | 0 | 0 | 0 | 0 | 0 | 0 | 0 | 0 | 0 | 0 | 0 | 1 | 0 | 0 | 0 | 0 | 0 | 0 | 0 | 0 | 0 | 0 | 0 | 0 | 0 | 0 | 0 | 1 | 0 | 0 | 0 | 0 | 0 | 0 | 0 | 0 | 0 | 0 | 1 | 0 | 0 | 0 | 0 | 0 | 0 | 0 | 0 | 0 | 0 | 0 | 0 | 0 | 0 | 0 | 0 | 0 | 0 | 0 | 0 | 0 | 0 | 0 | 0 | 0 | 0 | 0 | 0 | 0 | 0 | Northern_California_Li_Battery_4hr | Northern_California_Li_Battery_8hr | Northern_California_Solar |  | Solano_Wind |  |  |  | Northern_California | Solano
PG&E NGBA | Round Mountain | 230 | CA | 96065 | SHASTA | 1 | 0 | 0 | 0 | 0 | 0 | 0 | 0 | 0 | 0 | 0 | 0 | 0 | 0 | 0 | 0 | 0 | 0 | 0 | 0 | 0 | 0 | 0 | 0 | 0 | 0 | 0 | 0 | 0 | 0 | 0 | 0 | 0 | 0 | 0 | 0 | 0 | 0 | 0 | 0 | 1 | 0 | 0 | 0 | 0 | 0 | 0 | 0 | 0 | 0 | 0 | 0 | 0 | 0 | 0 | 0 | 0 | 0 | 0 | 0 | 0 | 0 | 0 | 0 | 0 | 0 | 0 | 0 | 0 | 0 | 0 | 0 | 0 | 0 | 0 | 0 | 0 | 0 | 0 | 0 | 0 | 0 | 0 | 0 | 0 | 0 | 0 | 0 | 0 | 0 | 0 | 0 | 0 | 0 | 0 | 0 | 0 | 0 | Northern_California_Li_Battery_4hr | Northern_California_Li_Battery_8hr | Northern_California_Solar |  | Northern_California_Wind |  |  |  | Northern_California | Northern_California
PG&E NGBA | Round Mountain | 500 | CA | 96065 | SHASTA | 1 | 0 | 0 | 0 | 0 | 0 | 0 | 0 | 0 | 0 | 0 | 0 | 0 | 0 | 0 | 0 | 0 | 0 | 0 | 0 | 0 | 0 | 0 | 0 | 0 | 0 | 0 | 0 | 0 | 0 | 0 | 0 | 0 | 0 | 0 | 0 | 0 | 0 | 0 | 0 | 1 | 0 | 0 | 0 | 0 | 0 | 0 | 0 | 0 | 0 | 0 | 0 | 0 | 0 | 0 | 0 | 0 | 0 | 0 | 0 | 0 | 0 | 0 | 0 | 0 | 0 | 0 | 0 | 0 | 0 | 0 | 0 | 0 | 0 | 0 | 0 | 0 | 0 | 0 | 0 | 0 | 0 | 0 | 0 | 0 | 0 | 0 | 0 | 0 | 0 | 0 | 0 | 0 | 0 | 0 | 0 | 0 | 0 | Northern_California_Li_Battery_4hr | Northern_California_Li_Battery_8hr | Northern_California_Solar |  | Northern_California_Wind |  |  |  | Northern_California | Northern_California
PG&E GBA | Salado | 115 | CA | 95363 | STANISLAUS | 3 | 0 | 0 | 0 | 0 | 0 | 0 | 0 | 0 | 0 | 0 | 0 | 0 | 0 | 0 | 0 | 0 | 0 | 0 | 0 | 0 | 0 | 0 | 0 | 0 | 0 | 0 | 0 | 0 | 0 | 0 | 0 | 0 | 0 | 0 | 0 | 0 | 0 | 0 | 0 | 0 | 0 | 0 | 0 | 0 | 0 | 0 | 0 | 0 | 0 | 0 | 0 | 0 | 0 | 0 | 0 | 1 | 0 | 0 | 0 | 1 | 0 | 0 | 0 | 1 | 0 | 0 | 0 | 0 | 0 | 0 | 0 | 0 | 0 | 0 | 0 | 0 | 0 | 0 | 0 | 0 | 0 | 0 | 0 | 0 | 0 | 0 | 0 | 0 | 0 | 0 | 0 | 0 | 0 | 0 | 0 | 0 | 0 | Southern_PGAE_Li_Battery_4hr | Southern_PGAE_Li_Battery_8hr | Southern_PGAE_Solar |  | Central_Valley_North_Los_Banos_Wind |  |  |  | Southern_PGAE | Central_Valley_North_Los_Banos
PG&E GBA | Salado | 60 | CA | 95363 | STANISLAUS | 3 | 0 | 0 | 0 | 0 | 0 | 0 | 0 | 0 | 0 | 0 | 0 | 0 | 0 | 0 | 0 | 0 | 0 | 0 | 0 | 0 | 0 | 0 | 0 | 0 | 0 | 0 | 0 | 0 | 0 | 0 | 0 | 0 | 0 | 0 | 0 | 0 | 0 | 0 | 0 | 0 | 0 | 0 | 0 | 0 | 0 | 0 | 0 | 0 | 0 | 0 | 0 | 0 | 0 | 0 | 0 | 1 | 0 | 0 | 0 | 1 | 0 | 0 | 0 | 1 | 0 | 0 | 0 | 0 | 0 | 0 | 0 | 0 | 0 | 0 | 0 | 0 | 0 | 0 | 0 | 0 | 0 | 0 | 0 | 0 | 0 | 0 | 0 | 0 | 0 | 0 | 0 | 0 | 0 | 0 | 0 | 0 | 0 | Southern_PGAE_Li_Battery_4hr | Southern_PGAE_Li_Battery_8hr | Southern_PGAE_Solar |  | Central_Valley_North_Los_Banos_Wind |  |  |  | Southern_PGAE | Central_Valley_North_Los_Banos
PG&E GBA | Salinas | 115 | CA | 93901 | Monterey | 2 | 0 | 0 | 0 | 0 | 0 | 0 | 0 | 0 | 0 | 0 | 0 | 0 | 0 | 0 | 0 | 0 | 0 | 0 | 0 | 0 | 0 | 0 | 0 | 0 | 0 | 0 | 0 | 0 | 0 | 0 | 0 | 0 | 0 | 0 | 0 | 0 | 0 | 0 | 0 | 0 | 0 | 0 | 0 | 0 | 0 | 0 | 0 | 0 | 0 | 0 | 0 | 0 | 0 | 0 | 0 | 0 | 0 | 0 | 0 | 0 | 0 | 0 | 0 | 0 | 1 | 0 | 0 | 0 | 0 | 0 | 0 | 0 | 0 | 0 | 0 | 0 | 0 | 0 | 0 | 0 | 0 | 0 | 0 | 0 | 0 | 0 | 0 | 0 | 0 | 0 | 0 | 0 | 0 | 0 | 0 | 0 | 1 | Southern_PGAE_Li_Battery_4hr | Southern_PGAE_Li_Battery_8hr | Southern_PGAE_Solar |  | Kern_Greater_Carrizo_Wind |  |  |  | Southern_PGAE | Peninsula_Monterey
SDGE | Salt Creek | 69 | CA |  |  | 7 | 0 | 0 | 0 | 0 | 0 | 0 | 0 | 0 | 0 | 0 | 0 | 0 | 0 | 0 | 0 | 0 | 0 | 0 | 0 | 0 | 0 | 0 | 0 | 0 | 0 | 0 | 0 | 1 | 1 | 1 | 1 | 0 | 1 | 0 | 0 | 1 | 1 | 0 | 0 | 0 | 0 | 0 | 0 | 0 | 0 | 0 | 0 | 0 | 0 | 0 | 0 | 0 | 0 | 0 | 0 | 0 | 0 | 0 | 0 | 0 | 0 | 0 | 0 | 0 | 0 | 0 | 0 | 0 | 0 | 0 | 0 | 0 | 0 | 0 | 0 | 0 | 0 | 0 | 0 | 0 | 0 | 0 | 0 | 0 | 0 | 0 | 0 | 0 | 0 | 0 | 0 | 0 | 0 | 0 | 0 | 0 | 0 | San_Diego_Li_Battery_4hr | San_Diego_Li_Battery_8hr | San_Diego_Solar |  | 0 |  |  |  | Greater_SD | Greater_SD
SCE Eastern | San Bernardino | 230 | CA | 92408 | SAN BERNARDINO | 2 | 0 | 0 | 0 | 0 | 0 | 0 | 0 | 0 | 0 | 0 | 0 | 0 | 0 | 0 | 0 | 0 | 0 | 0 | 0 | 1 | 0 | 1 | 0 | 0 | 0 | 0 | 0 | 0 | 0 | 0 | 0 | 0 | 0 | 0 | 0 | 0 | 0 | 0 | 0 | 0 | 0 | 0 | 0 | 0 | 0 | 0 | 0 | 0 | 0 | 0 | 0 | 0 | 0 | 0 | 0 | 0 | 0 | 0 | 0 | 0 | 0 | 0 | 0 | 0 | 0 | 0 | 0 | 0 | 0 | 0 | 0 | 0 | 0 | 0 | 0 | 0 | 0 | 0 | 0 | 0 | 0 | 0 | 0 | 0 | 0 | 0 | 0 | 0 | 0 | 0 | 0 | 0 | 0 | 0 | 0 | 0 | 0 | Riverside_Li_Battery_4hr | Riverside_Li_Battery_8hr | Riverside_Solar |  | Greater_Kramer_Wind |  |  |  | Riverside | Greater_Kramer
PG&E GBA | SAN FRAN A (POTRERO PP) | 115 | CA | 94107 | San Francisco | 2 | 0 | 0 | 0 | 0 | 0 | 0 | 0 | 0 | 0 | 0 | 0 | 0 | 0 | 0 | 0 | 0 | 0 | 0 | 0 | 0 | 0 | 0 | 0 | 0 | 0 | 0 | 0 | 0 | 0 | 0 | 0 | 0 | 0 | 0 | 0 | 0 | 0 | 0 | 0 | 1 | 0 | 0 | 0 | 0 | 0 | 0 | 0 | 0 | 0 | 0 | 0 | 0 | 1 | 0 | 0 | 0 | 0 | 0 | 0 | 0 | 0 | 0 | 0 | 0 | 0 | 0 | 0 | 0 | 0 | 0 | 0 | 0 | 0 | 0 | 0 | 0 | 0 | 0 | 0 | 0 | 0 | 0 | 0 | 0 | 0 | 0 | 0 | 0 | 0 | 0 | 0 | 0 | 0 | 0 | 0 | 0 | 0 | Northern_California_Li_Battery_4hr | Northern_California_Li_Battery_8hr | Northern_California_Solar |  | Kern_Greater_Carrizo_Wind |  |  |  | Northern_California | Peninsula_Monterey
PG&E GBA | SAN FRAN A (POTRERO PP) | 230 | CA | 94107 | San Francisco | 2 | 0 | 0 | 0 | 0 | 0 | 0 | 0 | 0 | 0 | 0 | 0 | 0 | 0 | 0 | 0 | 0 | 0 | 0 | 0 | 0 | 0 | 0 | 0 | 0 | 0 | 0 | 0 | 0 | 0 | 0 | 0 | 0 | 0 | 0 | 0 | 0 | 0 | 0 | 0 | 1 | 0 | 0 | 0 | 0 | 0 | 0 | 0 | 0 | 0 | 0 | 0 | 0 | 1 | 0 | 0 | 0 | 0 | 0 | 0 | 0 | 0 | 0 | 0 | 0 | 0 | 0 | 0 | 0 | 0 | 0 | 0 | 0 | 0 | 0 | 0 | 0 | 0 | 0 | 0 | 0 | 0 | 0 | 0 | 0 | 0 | 0 | 0 | 0 | 0 | 0 | 0 | 0 | 0 | 0 | 0 | 0 | 0 | Northern_California_Li_Battery_4hr | Northern_California_Li_Battery_8hr | Northern_California_Solar |  | Kern_Greater_Carrizo_Wind |  |  |  | Northern_California | Peninsula_Monterey
PG&E GBA | San Jose A | 115 | CA | 95110 | SANTA CLARA | 3 | 0 | 0 | 0 | 0 | 0 | 0 | 0 | 0 | 0 | 0 | 0 | 0 | 0 | 0 | 0 | 0 | 0 | 0 | 0 | 0 | 0 | 0 | 0 | 0 | 0 | 0 | 0 | 0 | 0 | 0 | 0 | 0 | 0 | 0 | 0 | 0 | 0 | 0 | 0 | 0 | 0 | 0 | 0 | 0 | 0 | 0 | 0 | 0 | 0 | 0 | 0 | 0 | 0 | 0 | 0 | 1 | 0 | 0 | 0 | 1 | 0 | 0 | 0 | 0 | 0 | 0 | 0 | 0 | 0 | 0 | 0 | 0 | 0 | 0 | 0 | 0 | 0 | 0 | 0 | 0 | 0 | 0 | 0 | 0 | 0 | 0 | 0 | 0 | 0 | 0 | 0 | 0 | 0 | 0 | 0 | 0 | 1 | Northern_California_Li_Battery_4hr | Northern_California_Li_Battery_8hr | Northern_California_Solar |  | Kern_Greater_Carrizo_Wind |  |  |  | Northern_California | Peninsula_Monterey
PG&E GBA | San Jose B | 115 | CA | 95110 | SANTA CLARA | 2 | 0 | 0 | 0 | 0 | 0 | 0 | 0 | 0 | 0 | 0 | 0 | 0 | 0 | 0 | 0 | 0 | 0 | 0 | 0 | 0 | 0 | 0 | 0 | 0 | 0 | 0 | 0 | 0 | 0 | 0 | 0 | 0 | 0 | 0 | 0 | 0 | 0 | 0 | 0 | 0 | 0 | 0 | 0 | 0 | 0 | 0 | 0 | 0 | 0 | 0 | 0 | 0 | 0 | 0 | 0 | 1 | 0 | 0 | 0 | 1 | 0 | 0 | 0 | 0 | 0 | 0 | 0 | 0 | 0 | 0 | 0 | 0 | 0 | 0 | 0 | 0 | 0 | 0 | 0 | 0 | 0 | 0 | 0 | 0 | 0 | 0 | 0 | 0 | 0 | 0 | 0 | 0 | 0 | 0 | 0 | 0 | 0 | Northern_California_Li_Battery_4hr | Northern_California_Li_Battery_8hr | Northern_California_Solar |  | Kern_Greater_Carrizo_Wind |  |  |  | Northern_California | Peninsula_Monterey
PG&E GBA | San Leandro U | 115 | CA | 94578 | ALAMEDA | 3 | 0 | 0 | 0 | 0 | 0 | 0 | 0 | 0 | 0 | 0 | 0 | 0 | 0 | 0 | 0 | 0 | 0 | 0 | 0 | 0 | 0 | 0 | 0 | 0 | 0 | 0 | 0 | 0 | 0 | 0 | 0 | 0 | 0 | 0 | 0 | 0 | 0 | 0 | 0 | 1 | 0 | 0 | 0 | 0 | 0 | 0 | 0 | 0 | 0 | 0 | 0 | 0 | 1 | 0 | 0 | 1 | 0 | 0 | 0 | 0 | 0 | 0 | 0 | 0 | 0 | 0 | 0 | 0 | 0 | 0 | 0 | 0 | 0 | 0 | 0 | 0 | 0 | 0 | 0 | 0 | 0 | 0 | 0 | 0 | 0 | 0 | 0 | 0 | 0 | 0 | 0 | 0 | 0 | 0 | 0 | 0 | 0 | Northern_California_Li_Battery_4hr | Northern_California_Li_Battery_8hr | Northern_California_Solar |  | Solano_Wind |  |  |  | Northern_California | Solano
PG&E KERN | San Luis Obispo | 115 | CA | 93401 | SAN LUIS OBISPO | 5 | 0 | 0 | 0 | 0 | 0 | 0 | 0 | 0 | 0 | 0 | 0 | 0 | 0 | 0 | 0 | 0 | 0 | 0 | 0 | 0 | 0 | 0 | 0 | 0 | 0 | 0 | 0 | 0 | 0 | 0 | 0 | 0 | 0 | 0 | 0 | 0 | 0 | 0 | 0 | 0 | 0 | 0 | 0 | 0 | 0 | 0 | 0 | 0 | 0 | 0 | 0 | 0 | 0 | 0 | 0 | 0 | 0 | 0 | 0 | 0 | 0 | 0 | 0 | 0 | 0 | 0 | 0 | 1 | 1 | 0 | 0 | 0 | 0 | 0 | 0 | 0 | 0 | 0 | 0 | 1 | 0 | 0 | 0 | 0 | 0 | 1 | 0 | 0 | 0 | 0 | 0 | 0 | 0 | 0 | 0 | 1 | 0 | Southern_PGAE_Li_Battery_4hr | Southern_PGAE_Li_Battery_8hr | Southern_PGAE_Solar |  | Kern_Greater_Carrizo_Wind |  |  |  | Southern_PGAE | Kern_Greater_Carrizo
PG&E KERN | San Luis Obispo | 70 | CA | 93401 | SAN LUIS OBISPO | 5 | 0 | 0 | 0 | 0 | 0 | 0 | 0 | 0 | 0 | 0 | 0 | 0 | 0 | 0 | 0 | 0 | 0 | 0 | 0 | 0 | 0 | 0 | 0 | 0 | 0 | 0 | 0 | 0 | 0 | 0 | 0 | 0 | 0 | 0 | 0 | 0 | 0 | 0 | 0 | 0 | 0 | 0 | 0 | 0 | 0 | 0 | 0 | 0 | 0 | 0 | 0 | 0 | 0 | 0 | 0 | 0 | 0 | 0 | 0 | 0 | 0 | 0 | 0 | 0 | 0 | 0 | 0 | 1 | 1 | 0 | 0 | 0 | 0 | 0 | 0 | 0 | 0 | 0 | 0 | 1 | 0 | 0 | 0 | 0 | 0 | 1 | 0 | 0 | 0 | 0 | 0 | 0 | 0 | 0 | 0 | 1 | 0 | Southern_PGAE_Li_Battery_4hr | Southern_PGAE_Li_Battery_8hr | Southern_PGAE_Solar |  | Kern_Greater_Carrizo_Wind |  |  |  | Southern_PGAE | Kern_Greater_Carrizo
SDGE | San Luis Rey | 230 | CA | 92054 | SAN DIEGO | 1 | 0 | 0 | 0 | 0 | 0 | 0 | 0 | 0 | 0 | 0 | 0 | 0 | 0 | 0 | 0 | 0 | 0 | 0 | 0 | 0 | 0 | 0 | 0 | 0 | 0 | 0 | 0 | 0 | 0 | 0 | 0 | 0 | 1 | 0 | 0 | 0 | 0 | 0 | 0 | 0 | 0 | 0 | 0 | 0 | 0 | 0 | 0 | 0 | 0 | 0 | 0 | 0 | 0 | 0 | 0 | 0 | 0 | 0 | 0 | 0 | 0 | 0 | 0 | 0 | 0 | 0 | 0 | 0 | 0 | 0 | 0 | 0 | 0 | 0 | 0 | 0 | 0 | 0 | 0 | 0 | 0 | 0 | 0 | 0 | 0 | 0 | 0 | 0 | 0 | 0 | 0 | 0 | 0 | 0 | 0 | 0 | 0 | San_Diego_Li_Battery_4hr | San_Diego_Li_Battery_8hr | San_Diego_Solar |  | 0 |  |  |  | Greater_SD | Greater_SD
SDGE | San Luis Rey | 69 | CA | 92054 | SAN DIEGO | 3 | 0 | 0 | 0 | 0 | 0 | 0 | 0 | 0 | 0 | 0 | 0 | 0 | 0 | 0 | 0 | 0 | 0 | 0 | 0 | 0 | 0 | 0 | 0 | 0 | 0 | 1 | 0 | 0 | 0 | 0 | 0 | 0 | 1 | 0 | 0 | 0 | 0 | 1 | 0 | 0 | 0 | 0 | 0 | 0 | 0 | 0 | 0 | 0 | 0 | 0 | 0 | 0 | 0 | 0 | 0 | 0 | 0 | 0 | 0 | 0 | 0 | 0 | 0 | 0 | 0 | 0 | 0 | 0 | 0 | 0 | 0 | 0 | 0 | 0 | 0 | 0 | 0 | 0 | 0 | 0 | 0 | 0 | 0 | 0 | 0 | 0 | 0 | 0 | 0 | 0 | 0 | 0 | 0 | 0 | 0 | 0 | 0 | San_Diego_Li_Battery_4hr | San_Diego_Li_Battery_8hr | San_Diego_Solar |  | 0 |  |  |  | Greater_SD | Greater_SD
SDGE | San Marcos | 69 | CA | 92078 | San Diego | 5 | 0 | 0 | 0 | 0 | 0 | 0 | 0 | 0 | 0 | 0 | 0 | 0 | 0 | 0 | 0 | 0 | 0 | 0 | 0 | 0 | 0 | 0 | 0 | 0 | 0 | 1 | 0 | 0 | 0 | 0 | 1 | 0 | 1 | 1 | 0 | 0 | 0 | 1 | 0 | 0 | 0 | 0 | 0 | 0 | 0 | 0 | 0 | 0 | 0 | 0 | 0 | 0 | 0 | 0 | 0 | 0 | 0 | 0 | 0 | 0 | 0 | 0 | 0 | 0 | 0 | 0 | 0 | 0 | 0 | 0 | 0 | 0 | 0 | 0 | 0 | 0 | 0 | 0 | 0 | 0 | 0 | 0 | 0 | 0 | 0 | 0 | 0 | 0 | 0 | 0 | 0 | 0 | 0 | 0 | 0 | 0 | 0 | San_Diego_Li_Battery_4hr | San_Diego_Li_Battery_8hr | San_Diego_Solar |  | 0 |  |  |  | Greater_SD | Greater_SD
SCE Metro | San Onofre | 230 | CA | 92672 | SAN DIEGO | 1 | 0 | 0 | 0 | 0 | 0 | 0 | 0 | 0 | 0 | 1 | 0 | 0 | 0 | 0 | 0 | 0 | 0 | 0 | 0 | 0 | 0 | 0 | 0 | 0 | 0 | 0 | 0 | 0 | 0 | 0 | 0 | 0 | 0 | 0 | 0 | 0 | 0 | 0 | 0 | 0 | 0 | 0 | 0 | 0 | 0 | 0 | 0 | 0 | 0 | 0 | 0 | 0 | 0 | 0 | 0 | 0 | 0 | 0 | 0 | 0 | 0 | 0 | 0 | 0 | 0 | 0 | 0 | 0 | 0 | 0 | 0 | 0 | 0 | 0 | 0 | 0 | 0 | 0 | 0 | 0 | 0 | 0 | 0 | 0 | 0 | 0 | 0 | 0 | 0 | 0 | 0 | 0 | 0 | 0 | 0 | 0 | 0 | Greater_LA_Li_Battery_4hr | Greater_LA_Li_Battery_8hr | Greater_LA_Solar |  | 0 |  |  |  | Greater_LA | Greater_SD
PG&E GBA | San Pablo | 115 | CA | 94806 | CONTRA COSTA | 10 | 0 | 0 | 0 | 0 | 0 | 0 | 0 | 0 | 0 | 0 | 0 | 0 | 0 | 0 | 0 | 0 | 0 | 0 | 0 | 0 | 0 | 0 | 0 | 0 | 0 | 0 | 0 | 0 | 0 | 0 | 0 | 0 | 0 | 0 | 0 | 0 | 0 | 0 | 0 | 1 | 0 | 0 | 0 | 0 | 0 | 0 | 0 | 0 | 0 | 1 | 0 | 0 | 1 | 1 | 1 | 1 | 0 | 0 | 1 | 1 | 0 | 1 | 0 | 0 | 0 | 1 | 0 | 0 | 0 | 0 | 0 | 0 | 0 | 0 | 0 | 0 | 0 | 0 | 0 | 0 | 0 | 0 | 0 | 0 | 0 | 0 | 0 | 0 | 0 | 0 | 0 | 0 | 0 | 0 | 0 | 0 | 0 | Northern_California_Li_Battery_4hr | Northern_California_Li_Battery_8hr | Northern_California_Solar |  | Solano_Wind |  |  |  | Northern_California | Solano
PG&E GBA | San Ramon | 230 | CA | 94583 | CONTRA COSTA | 2 | 0 | 0 | 0 | 0 | 0 | 0 | 0 | 0 | 0 | 0 | 0 | 0 | 0 | 0 | 0 | 0 | 0 | 0 | 0 | 0 | 0 | 0 | 0 | 0 | 0 | 0 | 0 | 0 | 0 | 0 | 0 | 0 | 0 | 0 | 0 | 0 | 0 | 0 | 0 | 1 | 0 | 0 | 0 | 0 | 0 | 0 | 0 | 0 | 0 | 0 | 0 | 0 | 0 | 0 | 0 | 1 | 0 | 0 | 0 | 0 | 0 | 0 | 0 | 0 | 0 | 0 | 0 | 0 | 0 | 0 | 0 | 0 | 0 | 0 | 0 | 0 | 0 | 0 | 0 | 0 | 0 | 0 | 0 | 0 | 0 | 0 | 0 | 0 | 0 | 0 | 0 | 0 | 0 | 0 | 0 | 0 | 0 | Northern_California_Li_Battery_4hr | Northern_California_Li_Battery_8hr | Northern_California_Solar |  | Solano_Wind |  |  |  | Northern_California | Solano
SDGE | San Ysidro | 69 | CA | 92154 | San Diego | 5 | 0 | 0 | 0 | 0 | 0 | 0 | 0 | 0 | 0 | 0 | 0 | 0 | 0 | 0 | 0 | 0 | 0 | 0 | 0 | 0 | 0 | 0 | 0 | 0 | 0 | 0 | 0 | 0 | 0 | 1 | 1 | 0 | 1 | 0 | 0 | 1 | 1 | 0 | 0 | 0 | 0 | 0 | 0 | 0 | 0 | 0 | 0 | 0 | 0 | 0 | 0 | 0 | 0 | 0 | 0 | 0 | 0 | 0 | 0 | 0 | 0 | 0 | 0 | 0 | 0 | 0 | 0 | 0 | 0 | 0 | 0 | 0 | 0 | 0 | 0 | 0 | 0 | 0 | 0 | 0 | 0 | 0 | 0 | 0 | 0 | 0 | 0 | 0 | 0 | 0 | 0 | 0 | 0 | 0 | 0 | 0 | 0 | San_Diego_Li_Battery_4hr | San_Diego_Li_Battery_8hr | San_Diego_Solar |  | 0 |  |  |  | Greater_SD | Greater_SD
SCE NOL | Sandlot | 230 | CA | 92347 | SAN BERNARDINO | 3 | 0 | 0 | 0 | 0 | 0 | 0 | 0 | 0 | 0 | 0 | 0 | 1 | 1 | 1 | 0 | 0 | 0 | 0 | 0 | 0 | 0 | 0 | 0 | 0 | 0 | 0 | 0 | 0 | 0 | 0 | 0 | 0 | 0 | 0 | 0 | 0 | 0 | 0 | 0 | 0 | 0 | 0 | 0 | 0 | 0 | 0 | 0 | 0 | 0 | 0 | 0 | 0 | 0 | 0 | 0 | 0 | 0 | 0 | 0 | 0 | 0 | 0 | 0 | 0 | 0 | 0 | 0 | 0 | 0 | 0 | 0 | 0 | 0 | 0 | 0 | 0 | 0 | 0 | 0 | 0 | 0 | 0 | 0 | 0 | 0 | 0 | 0 | 0 | 0 | 0 | 0 | 0 | 0 | 0 | 0 | 0 | 0 | Greater_Kramer_Li_Battery_4hr | Greater_Kramer_Li_Battery_8hr | Greater_Kramer_Solar |  | Greater_Kramer_Wind |  |  |  | Greater_Kramer | Greater_Kramer (Exclude)
EOP | Sandy | 138 | NV | 89124 | CLARK | 3 | 0 | 0 | 0 | 0 | 0 | 0 | 0 | 0 | 0 | 0 | 0 | 0 | 0 | 0 | 0 | 0 | 0 | 0 | 0 | 0 | 0 | 0 | 1 | 1 | 1 | 0 | 0 | 0 | 0 | 0 | 0 | 0 | 0 | 0 | 0 | 0 | 0 | 0 | 0 | 0 | 0 | 0 | 0 | 0 | 0 | 0 | 0 | 0 | 0 | 0 | 0 | 0 | 0 | 0 | 0 | 0 | 0 | 0 | 0 | 0 | 0 | 0 | 0 | 0 | 0 | 0 | 0 | 0 | 0 | 0 | 0 | 0 | 0 | 0 | 0 | 0 | 0 | 0 | 0 | 0 | 0 | 0 | 0 | 0 | 0 | 0 | 0 | 0 | 0 | 0 | 0 | 0 | 0 | 0 | 0 | 0 | 0 | Southern_NV_Eldorado_Li_Battery_4hr | Southern_NV_Eldorado_Li_Battery_8hr | Southern_NV_Eldorado_Solar |  | Southern_NV_Eldorado_Wind |  |  |  | Southern_NV_Eldorado | Southern_NV_Eldorado
PG&E FRESNO | Sanger | 115 | CA | 93657 | FRESNO | 9 | 0 | 0 | 0 | 0 | 0 | 0 | 0 | 0 | 0 | 0 | 0 | 0 | 0 | 0 | 0 | 0 | 0 | 0 | 0 | 0 | 0 | 0 | 0 | 0 | 0 | 0 | 0 | 0 | 0 | 0 | 0 | 0 | 0 | 0 | 0 | 0 | 0 | 0 | 0 | 0 | 0 | 0 | 0 | 0 | 0 | 1 | 0 | 0 | 0 | 0 | 0 | 0 | 0 | 0 | 0 | 0 | 0 | 0 | 0 | 0 | 0 | 0 | 0 | 0 | 0 | 0 | 0 | 0 | 0 | 0 | 0 | 0 | 0 | 0 | 0 | 0 | 0 | 0 | 1 | 1 | 0 | 1 | 0 | 1 | 1 | 1 | 0 | 0 | 0 | 1 | 0 | 0 | 0 | 0 | 1 | 0 | 0 | Southern_PGAE_Li_Battery_4hr | Southern_PGAE_Li_Battery_8hr | Southern_PGAE_Solar |  | Central_Valley_North_Los_Banos_Wind |  |  |  | Southern_PGAE | Central_Valley_North_Los_Banos
SCE Northern | Santa Clara | 230 | CA | 93060 | VENTURA | 3 | 0 | 0 | 1 | 0 | 1 | 0 | 0 | 0 | 0 | 0 | 0 | 0 | 0 | 0 | 0 | 0 | 0 | 0 | 0 | 0 | 0 | 0 | 0 | 0 | 1 | 0 | 0 | 0 | 0 | 0 | 0 | 0 | 0 | 0 | 0 | 0 | 0 | 0 | 0 | 0 | 0 | 0 | 0 | 0 | 0 | 0 | 0 | 0 | 0 | 0 | 0 | 0 | 0 | 0 | 0 | 0 | 0 | 0 | 0 | 0 | 0 | 0 | 0 | 0 | 0 | 0 | 0 | 0 | 0 | 0 | 0 | 0 | 0 | 0 | 0 | 0 | 0 | 0 | 0 | 0 | 0 | 0 | 0 | 0 | 0 | 0 | 0 | 0 | 0 | 0 | 0 | 0 | 0 | 0 | 0 | 0 | 0 | Greater_LA_Li_Battery_4hr | Greater_LA_Li_Battery_8hr | Greater_LA_Solar |  | 0 |  |  |  | Greater_LA | Greater_LA
PG&E NGBA | Santa Rosa A | 115 | CA | 95401 | SONOMA | 3 | 0 | 0 | 0 | 0 | 0 | 0 | 0 | 0 | 0 | 0 | 0 | 0 | 0 | 0 | 0 | 0 | 0 | 0 | 0 | 0 | 0 | 0 | 0 | 0 | 0 | 0 | 0 | 0 | 0 | 0 | 0 | 0 | 0 | 0 | 0 | 0 | 0 | 0 | 0 | 1 | 0 | 0 | 0 | 0 | 0 | 0 | 0 | 0 | 0 | 0 | 0 | 0 | 1 | 0 | 0 | 0 | 0 | 0 | 0 | 0 | 0 | 0 | 0 | 0 | 0 | 0 | 1 | 0 | 0 | 0 | 0 | 0 | 0 | 0 | 0 | 0 | 0 | 0 | 0 | 0 | 0 | 0 | 0 | 0 | 0 | 0 | 0 | 0 | 0 | 0 | 0 | 0 | 0 | 0 | 0 | 0 | 0 | Northern_California_Li_Battery_4hr | Northern_California_Li_Battery_8hr | Northern_California_Solar |  | Northern_California_Wind |  |  |  | Northern_California | Mendocino_Marin
PG&E GBA | Santa Teresa | 115 | CA |  |  | 3 | 0 | 0 | 0 | 0 | 0 | 0 | 0 | 0 | 0 | 0 | 0 | 0 | 0 | 0 | 0 | 0 | 0 | 0 | 0 | 0 | 0 | 0 | 0 | 0 | 0 | 0 | 0 | 0 | 0 | 0 | 0 | 0 | 0 | 0 | 0 | 0 | 0 | 0 | 0 | 0 | 0 | 0 | 0 | 0 | 0 | 0 | 0 | 0 | 0 | 0 | 0 | 0 | 0 | 0 | 0 | 1 | 0 | 0 | 0 | 1 | 0 | 0 | 0 | 0 | 0 | 0 | 0 | 0 | 0 | 0 | 0 | 0 | 0 | 0 | 0 | 0 | 0 | 0 | 0 | 0 | 0 | 0 | 0 | 0 | 0 | 0 | 0 | 0 | 0 | 0 | 0 | 0 | 0 | 0 | 0 | 0 | 1 | Northern_California_Li_Battery_4hr | Northern_California_Li_Battery_8hr | Northern_California_Solar |  | Kern_Greater_Carrizo_Wind |  |  |  | Northern_California | Peninsula_Monterey
SDGE | Santee | 138 | CA | 92071 | SAN DIEGO | 4 | 0 | 0 | 0 | 0 | 0 | 0 | 0 | 0 | 0 | 0 | 0 | 0 | 0 | 0 | 0 | 0 | 0 | 0 | 0 | 0 | 0 | 0 | 0 | 0 | 0 | 0 | 1 | 0 | 1 | 0 | 1 | 0 | 1 | 0 | 0 | 0 | 0 | 0 | 0 | 0 | 0 | 0 | 0 | 0 | 0 | 0 | 0 | 0 | 0 | 0 | 0 | 0 | 0 | 0 | 0 | 0 | 0 | 0 | 0 | 0 | 0 | 0 | 0 | 0 | 0 | 0 | 0 | 0 | 0 | 0 | 0 | 0 | 0 | 0 | 0 | 0 | 0 | 0 | 0 | 0 | 0 | 0 | 0 | 0 | 0 | 0 | 0 | 0 | 0 | 0 | 0 | 0 | 0 | 0 | 0 | 0 | 0 | San_Diego_Li_Battery_4hr | San_Diego_Li_Battery_8hr | San_Diego_Solar |  | 0 |  |  |  | Greater_SD | Greater_SD
SCE Metro | Santiago | 230 | CA | 92618 | ORANGE | 1 | 0 | 0 | 0 | 0 | 0 | 0 | 0 | 0 | 0 | 1 | 0 | 0 | 0 | 0 | 0 | 0 | 0 | 0 | 0 | 0 | 0 | 0 | 0 | 0 | 0 | 0 | 0 | 0 | 0 | 0 | 0 | 0 | 0 | 0 | 0 | 0 | 0 | 0 | 0 | 0 | 0 | 0 | 0 | 0 | 0 | 0 | 0 | 0 | 0 | 0 | 0 | 0 | 0 | 0 | 0 | 0 | 0 | 0 | 0 | 0 | 0 | 0 | 0 | 0 | 0 | 0 | 0 | 0 | 0 | 0 | 0 | 0 | 0 | 0 | 0 | 0 | 0 | 0 | 0 | 0 | 0 | 0 | 0 | 0 | 0 | 0 | 0 | 0 | 0 | 0 | 0 | 0 | 0 | 0 | 0 | 0 | 0 | Greater_LA_Li_Battery_4hr | Greater_LA_Li_Battery_8hr | Greater_LA_Solar |  | 0 |  |  |  | Greater_LA | Greater_LA
PG&E GBA | Saratoga | 230 | CA | 95070 | SANTA CLARA | 3 | 0 | 0 | 0 | 0 | 0 | 0 | 0 | 0 | 0 | 0 | 0 | 0 | 0 | 0 | 0 | 0 | 0 | 0 | 0 | 0 | 0 | 0 | 0 | 0 | 0 | 0 | 0 | 0 | 0 | 0 | 0 | 0 | 0 | 0 | 0 | 0 | 0 | 0 | 0 | 0 | 0 | 0 | 0 | 0 | 0 | 0 | 0 | 0 | 0 | 0 | 0 | 0 | 1 | 0 | 0 | 1 | 0 | 0 | 0 | 1 | 0 | 0 | 0 | 0 | 0 | 0 | 0 | 0 | 0 | 0 | 0 | 0 | 0 | 0 | 0 | 0 | 0 | 0 | 0 | 0 | 0 | 0 | 0 | 0 | 0 | 0 | 0 | 0 | 0 | 0 | 0 | 0 | 0 | 0 | 0 | 0 | 0 | Northern_California_Li_Battery_4hr | Northern_California_Li_Battery_8hr | Northern_California_Solar |  | Kern_Greater_Carrizo_Wind |  |  |  | Northern_California | Peninsula_Monterey
SCE Northern | Saugus | 230 | CA | 91355 | LOS ANGELES | 1 | 0 | 0 | 0 | 0 | 0 | 0 | 0 | 0 | 0 | 0 | 0 | 0 | 0 | 0 | 0 | 0 | 0 | 0 | 0 | 0 | 0 | 0 | 0 | 0 | 1 | 0 | 0 | 0 | 0 | 0 | 0 | 0 | 0 | 0 | 0 | 0 | 0 | 0 | 0 | 0 | 0 | 0 | 0 | 0 | 0 | 0 | 0 | 0 | 0 | 0 | 0 | 0 | 0 | 0 | 0 | 0 | 0 | 0 | 0 | 0 | 0 | 0 | 0 | 0 | 0 | 0 | 0 | 0 | 0 | 0 | 0 | 0 | 0 | 0 | 0 | 0 | 0 | 0 | 0 | 0 | 0 | 0 | 0 | 0 | 0 | 0 | 0 | 0 | 0 | 0 | 0 | 0 | 0 | 0 | 0 | 0 | 0 | Greater_LA_Li_Battery_4hr | Greater_LA_Li_Battery_8hr | Greater_LA_Solar |  | Tehachapi_Wind |  |  |  | Greater_LA | Tehachapi
PG&E FRESNO | Schindler | 115 | CA | 93234 | FRESNO | 2 | 0 | 0 | 0 | 0 | 0 | 0 | 0 | 0 | 0 | 0 | 0 | 0 | 0 | 0 | 0 | 0 | 0 | 0 | 0 | 0 | 0 | 0 | 0 | 0 | 0 | 0 | 0 | 0 | 0 | 0 | 0 | 0 | 0 | 0 | 0 | 0 | 0 | 0 | 0 | 0 | 0 | 0 | 0 | 0 | 0 | 0 | 0 | 0 | 0 | 0 | 0 | 0 | 0 | 0 | 0 | 0 | 0 | 0 | 0 | 0 | 0 | 0 | 0 | 0 | 0 | 0 | 0 | 0 | 0 | 0 | 0 | 0 | 0 | 0 | 0 | 0 | 0 | 0 | 0 | 1 | 0 | 0 | 0 | 0 | 0 | 0 | 0 | 1 | 0 | 0 | 0 | 0 | 0 | 0 | 0 | 0 | 0 | Southern_PGAE_Li_Battery_4hr | Southern_PGAE_Li_Battery_8hr | Southern_PGAE_Solar |  | Central_Valley_North_Los_Banos_Wind |  |  |  | Southern_PGAE | Central_Valley_North_Los_Banos
PG&E FRESNO | Schindler | 70 | CA | 93234 | FRESNO | 6 | 0 | 0 | 0 | 0 | 0 | 0 | 0 | 0 | 0 | 0 | 0 | 0 | 0 | 0 | 0 | 0 | 0 | 0 | 0 | 0 | 0 | 0 | 0 | 0 | 0 | 0 | 0 | 0 | 0 | 0 | 0 | 0 | 0 | 0 | 0 | 0 | 0 | 0 | 0 | 0 | 0 | 0 | 0 | 0 | 0 | 0 | 0 | 0 | 0 | 0 | 0 | 0 | 0 | 0 | 0 | 0 | 0 | 0 | 0 | 0 | 0 | 0 | 0 | 0 | 0 | 0 | 0 | 0 | 0 | 0 | 0 | 0 | 0 | 0 | 0 | 0 | 0 | 0 | 1 | 0 | 1 | 1 | 1 | 0 | 0 | 1 | 0 | 1 | 0 | 0 | 0 | 0 | 0 | 0 | 0 | 0 | 0 | Southern_PGAE_Li_Battery_4hr | Southern_PGAE_Li_Battery_8hr | Southern_PGAE_Solar |  | Central_Valley_North_Los_Banos_Wind |  |  |  | Southern_PGAE | Central_Valley_North_Los_Banos
PG&E GBA | Schulte | 115 | CA |  |  | 4 | 0 | 0 | 0 | 0 | 0 | 0 | 0 | 0 | 0 | 0 | 0 | 0 | 0 | 0 | 0 | 0 | 0 | 0 | 0 | 0 | 0 | 0 | 0 | 0 | 0 | 0 | 0 | 0 | 0 | 0 | 0 | 0 | 0 | 0 | 0 | 0 | 0 | 0 | 0 | 0 | 0 | 0 | 0 | 0 | 0 | 1 | 0 | 0 | 0 | 0 | 0 | 0 | 0 | 0 | 0 | 0 | 0 | 1 | 0 | 1 | 0 | 0 | 0 | 0 | 0 | 1 | 0 | 0 | 0 | 0 | 0 | 0 | 0 | 0 | 0 | 0 | 0 | 0 | 0 | 0 | 0 | 0 | 0 | 0 | 0 | 0 | 0 | 0 | 0 | 0 | 0 | 0 | 0 | 0 | 0 | 0 | 0 | Northern_California_Li_Battery_4hr | Northern_California_Li_Battery_8hr | Northern_California_Solar |  | Solano_Wind |  |  |  | Northern_California | Solano
SDGE | Scripps | 69 | CA | 92131 | San Diego | 3 | 0 | 0 | 0 | 0 | 0 | 0 | 0 | 0 | 0 | 0 | 0 | 0 | 0 | 0 | 0 | 0 | 0 | 0 | 0 | 0 | 0 | 0 | 0 | 0 | 0 | 1 | 0 | 0 | 0 | 0 | 1 | 0 | 1 | 0 | 0 | 0 | 0 | 0 | 0 | 0 | 0 | 0 | 0 | 0 | 0 | 0 | 0 | 0 | 0 | 0 | 0 | 0 | 0 | 0 | 0 | 0 | 0 | 0 | 0 | 0 | 0 | 0 | 0 | 0 | 0 | 0 | 0 | 0 | 0 | 0 | 0 | 0 | 0 | 0 | 0 | 0 | 0 | 0 | 0 | 0 | 0 | 0 | 0 | 0 | 0 | 0 | 0 | 0 | 0 | 0 | 0 | 0 | 0 | 0 | 0 | 0 | 0 | San_Diego_Li_Battery_4hr | San_Diego_Li_Battery_8hr | San_Diego_Solar |  | 0 |  |  |  | Greater_SD | Greater_SD
PG&E KERN | Semitropic | 115 | CA | 93280 | KERN | 4 | 0 | 0 | 0 | 0 | 0 | 0 | 0 | 0 | 0 | 0 | 0 | 0 | 0 | 0 | 0 | 0 | 0 | 0 | 0 | 0 | 0 | 0 | 0 | 0 | 0 | 0 | 0 | 0 | 0 | 0 | 0 | 0 | 0 | 0 | 0 | 0 | 0 | 0 | 0 | 0 | 0 | 0 | 0 | 0 | 0 | 0 | 0 | 0 | 0 | 0 | 0 | 0 | 0 | 0 | 0 | 0 | 0 | 0 | 0 | 0 | 0 | 0 | 0 | 0 | 0 | 0 | 0 | 1 | 1 | 0 | 0 | 0 | 0 | 0 | 0 | 1 | 0 | 0 | 0 | 1 | 0 | 0 | 0 | 0 | 0 | 0 | 0 | 0 | 0 | 0 | 0 | 0 | 0 | 0 | 0 | 0 | 0 | Southern_PGAE_Li_Battery_4hr | Southern_PGAE_Li_Battery_8hr | Southern_PGAE_Solar |  | Central_Valley_North_Los_Banos_Wind |  |  |  | Southern_PGAE | Central_Valley_North_Los_Banos
SCE Metro | Serrano | 230 | CA | 92867 | ORANGE | 1 | 0 | 0 | 0 | 0 | 0 | 0 | 0 | 0 | 0 | 1 | 0 | 0 | 0 | 0 | 0 | 0 | 0 | 0 | 0 | 0 | 0 | 0 | 0 | 0 | 0 | 0 | 0 | 0 | 0 | 0 | 0 | 0 | 0 | 0 | 0 | 0 | 0 | 0 | 0 | 0 | 0 | 0 | 0 | 0 | 0 | 0 | 0 | 0 | 0 | 0 | 0 | 0 | 0 | 0 | 0 | 0 | 0 | 0 | 0 | 0 | 0 | 0 | 0 | 0 | 0 | 0 | 0 | 0 | 0 | 0 | 0 | 0 | 0 | 0 | 0 | 0 | 0 | 0 | 0 | 0 | 0 | 0 | 0 | 0 | 0 | 0 | 0 | 0 | 0 | 0 | 0 | 0 | 0 | 0 | 0 | 0 | 0 | Greater_LA_Li_Battery_4hr | Greater_LA_Li_Battery_8hr | Greater_LA_Solar |  | 0 |  |  |  | Greater_LA | Greater_LA
SCE Metro | Serrano | 500 | CA | 92867 | ORANGE | 1 | 0 | 0 | 0 | 0 | 0 | 0 | 0 | 0 | 0 | 1 | 0 | 0 | 0 | 0 | 0 | 0 | 0 | 0 | 0 | 0 | 0 | 0 | 0 | 0 | 0 | 0 | 0 | 0 | 0 | 0 | 0 | 0 | 0 | 0 | 0 | 0 | 0 | 0 | 0 | 0 | 0 | 0 | 0 | 0 | 0 | 0 | 0 | 0 | 0 | 0 | 0 | 0 | 0 | 0 | 0 | 0 | 0 | 0 | 0 | 0 | 0 | 0 | 0 | 0 | 0 | 0 | 0 | 0 | 0 | 0 | 0 | 0 | 0 | 0 | 0 | 0 | 0 | 0 | 0 | 0 | 0 | 0 | 0 | 0 | 0 | 0 | 0 | 0 | 0 | 0 | 0 | 0 | 0 | 0 | 0 | 0 | 0 | Greater_LA_Li_Battery_4hr | Greater_LA_Li_Battery_8hr | Greater_LA_Solar |  | 0 |  |  |  | Greater_LA | Greater_LA
SDGE | Shadowridge | 138 | CA | 92081 | SAN DIEGO | 3 | 0 | 0 | 0 | 0 | 0 | 0 | 0 | 0 | 0 | 0 | 0 | 0 | 0 | 0 | 0 | 0 | 0 | 0 | 0 | 0 | 0 | 0 | 0 | 0 | 0 | 0 | 0 | 0 | 1 | 0 | 1 | 0 | 1 | 0 | 0 | 0 | 0 | 0 | 0 | 0 | 0 | 0 | 0 | 0 | 0 | 0 | 0 | 0 | 0 | 0 | 0 | 0 | 0 | 0 | 0 | 0 | 0 | 0 | 0 | 0 | 0 | 0 | 0 | 0 | 0 | 0 | 0 | 0 | 0 | 0 | 0 | 0 | 0 | 0 | 0 | 0 | 0 | 0 | 0 | 0 | 0 | 0 | 0 | 0 | 0 | 0 | 0 | 0 | 0 | 0 | 0 | 0 | 0 | 0 | 0 | 0 | 0 | San_Diego_Li_Battery_4hr | San_Diego_Li_Battery_8hr | San_Diego_Solar |  | 0 |  |  |  | Greater_SD | Greater_SD
PG&E KERN | Shafter | 115 | CA | 93263 | KERN | 5 | 0 | 0 | 0 | 0 | 0 | 0 | 0 | 0 | 0 | 0 | 0 | 0 | 0 | 0 | 0 | 0 | 0 | 0 | 0 | 0 | 0 | 0 | 0 | 0 | 0 | 0 | 0 | 0 | 0 | 0 | 0 | 0 | 0 | 0 | 0 | 0 | 0 | 0 | 0 | 0 | 0 | 0 | 0 | 0 | 0 | 0 | 0 | 0 | 0 | 0 | 0 | 0 | 0 | 0 | 0 | 0 | 0 | 0 | 0 | 0 | 0 | 0 | 0 | 0 | 0 | 0 | 0 | 1 | 0 | 0 | 0 | 0 | 0 | 0 | 1 | 0 | 0 | 0 | 1 | 1 | 0 | 0 | 0 | 0 | 0 | 0 | 0 | 0 | 0 | 0 | 0 | 0 | 0 | 0 | 1 | 0 | 0 | Southern_PGAE_Li_Battery_4hr | Southern_PGAE_Li_Battery_8hr | Southern_PGAE_Solar |  | Central_Valley_North_Los_Banos_Wind |  |  |  | Southern_PGAE | Central_Valley_North_Los_Banos
PG&E NGBA | Silverado | 115 | CA | 94574 | NAPA | 9 | 0 | 0 | 0 | 0 | 0 | 0 | 0 | 0 | 0 | 0 | 0 | 0 | 0 | 0 | 0 | 0 | 0 | 0 | 0 | 0 | 0 | 0 | 0 | 0 | 0 | 0 | 0 | 0 | 0 | 0 | 0 | 0 | 0 | 0 | 0 | 0 | 0 | 0 | 0 | 1 | 0 | 1 | 0 | 0 | 0 | 0 | 0 | 0 | 0 | 0 | 0 | 1 | 1 | 1 | 1 | 1 | 0 | 0 | 0 | 0 | 0 | 0 | 0 | 0 | 0 | 1 | 1 | 0 | 0 | 0 | 0 | 0 | 0 | 0 | 0 | 0 | 0 | 0 | 0 | 0 | 0 | 0 | 0 | 0 | 0 | 0 | 0 | 0 | 0 | 0 | 0 | 0 | 0 | 0 | 0 | 0 | 0 | Northern_California_Li_Battery_4hr | Northern_California_Li_Battery_8hr | Northern_California_Solar |  | Northern_California_Wind |  |  |  | Northern_California | Northern_California
SDGE | Silvergate | 230 | CA | 92113 | SAN DIEGO | 4 | 0 | 0 | 0 | 0 | 0 | 0 | 0 | 0 | 0 | 0 | 0 | 0 | 0 | 0 | 0 | 0 | 0 | 0 | 0 | 0 | 0 | 0 | 0 | 0 | 0 | 0 | 0 | 0 | 1 | 0 | 1 | 0 | 1 | 0 | 0 | 0 | 1 | 0 | 0 | 0 | 0 | 0 | 0 | 0 | 0 | 0 | 0 | 0 | 0 | 0 | 0 | 0 | 0 | 0 | 0 | 0 | 0 | 0 | 0 | 0 | 0 | 0 | 0 | 0 | 0 | 0 | 0 | 0 | 0 | 0 | 0 | 0 | 0 | 0 | 0 | 0 | 0 | 0 | 0 | 0 | 0 | 0 | 0 | 0 | 0 | 0 | 0 | 0 | 0 | 0 | 0 | 0 | 0 | 0 | 0 | 0 | 0 | San_Diego_Li_Battery_4hr | San_Diego_Li_Battery_8hr | San_Diego_Solar |  | 0 |  |  |  | Greater_SD | Greater_SD
SDGE | Silvergate | 69 | CA | 92113 | SAN DIEGO | 3 | 0 | 0 | 0 | 0 | 0 | 0 | 0 | 0 | 0 | 0 | 0 | 0 | 0 | 0 | 0 | 0 | 0 | 0 | 0 | 0 | 0 | 0 | 0 | 0 | 0 | 0 | 0 | 0 | 0 | 0 | 1 | 0 | 1 | 0 | 0 | 0 | 1 | 0 | 0 | 0 | 0 | 0 | 0 | 0 | 0 | 0 | 0 | 0 | 0 | 0 | 0 | 0 | 0 | 0 | 0 | 0 | 0 | 0 | 0 | 0 | 0 | 0 | 0 | 0 | 0 | 0 | 0 | 0 | 0 | 0 | 0 | 0 | 0 | 0 | 0 | 0 | 0 | 0 | 0 | 0 | 0 | 0 | 0 | 0 | 0 | 0 | 0 | 0 | 0 | 0 | 0 | 0 | 0 | 0 | 0 | 0 | 0 | San_Diego_Li_Battery_4hr | San_Diego_Li_Battery_8hr | San_Diego_Solar |  | 0 |  |  |  | Greater_SD | Greater_SD
PG&E KERN | Sisquoc | 115 | CA | 93454 | SANTA BARBARA | 5 | 0 | 0 | 0 | 0 | 0 | 0 | 0 | 0 | 0 | 0 | 0 | 0 | 0 | 0 | 0 | 0 | 0 | 0 | 0 | 0 | 0 | 0 | 0 | 0 | 0 | 0 | 0 | 0 | 0 | 0 | 0 | 0 | 0 | 0 | 0 | 0 | 0 | 0 | 0 | 0 | 0 | 0 | 0 | 0 | 0 | 0 | 0 | 0 | 0 | 0 | 0 | 0 | 0 | 0 | 0 | 0 | 0 | 0 | 0 | 0 | 0 | 0 | 0 | 0 | 0 | 0 | 0 | 1 | 1 | 0 | 0 | 0 | 0 | 0 | 0 | 0 | 0 | 0 | 0 | 1 | 0 | 0 | 0 | 0 | 0 | 1 | 0 | 0 | 0 | 0 | 0 | 0 | 0 | 0 | 0 | 1 | 0 | Southern_PGAE_Li_Battery_4hr | Southern_PGAE_Li_Battery_8hr | Southern_PGAE_Solar |  | Kern_Greater_Carrizo_Wind |  |  |  | Southern_PGAE | Kern_Greater_Carrizo
EOP | Sloan Canyon | 230 | NV |  |  | 2 | 0 | 0 | 0 | 0 | 0 | 0 | 0 | 0 | 0 | 0 | 0 | 0 | 0 | 0 | 0 | 0 | 0 | 0 | 0 | 0 | 0 | 0 | 0 | 1 | 1 | 0 | 0 | 0 | 0 | 0 | 0 | 0 | 0 | 0 | 0 | 0 | 0 | 0 | 0 | 0 | 0 | 0 | 0 | 0 | 0 | 0 | 0 | 0 | 0 | 0 | 0 | 0 | 0 | 0 | 0 | 0 | 0 | 0 | 0 | 0 | 0 | 0 | 0 | 0 | 0 | 0 | 0 | 0 | 0 | 0 | 0 | 0 | 0 | 0 | 0 | 0 | 0 | 0 | 0 | 0 | 0 | 0 | 0 | 0 | 0 | 0 | 0 | 0 | 0 | 0 | 0 | 0 | 0 | 0 | 0 | 0 | 0 | Southern_NV_Eldorado_Li_Battery_4hr | Southern_NV_Eldorado_Li_Battery_8hr | Southern_NV_Eldorado_Solar |  | Southern_NV_Eldorado_Wind |  |  |  | Southern_NV_Eldorado | Southern_NV_Eldorado
EOP | Sloan Canyon | 500 | NV |  |  | 2 | 0 | 0 | 0 | 0 | 0 | 0 | 0 | 0 | 0 | 0 | 0 | 0 | 0 | 0 | 0 | 0 | 0 | 0 | 0 | 0 | 0 | 0 | 0 | 1 | 1 | 0 | 0 | 0 | 0 | 0 | 0 | 0 | 0 | 0 | 0 | 0 | 0 | 0 | 0 | 0 | 0 | 0 | 0 | 0 | 0 | 0 | 0 | 0 | 0 | 0 | 0 | 0 | 0 | 0 | 0 | 0 | 0 | 0 | 0 | 0 | 0 | 0 | 0 | 0 | 0 | 0 | 0 | 0 | 0 | 0 | 0 | 0 | 0 | 0 | 0 | 0 | 0 | 0 | 0 | 0 | 0 | 0 | 0 | 0 | 0 | 0 | 0 | 0 | 0 | 0 | 0 | 0 | 0 | 0 | 0 | 0 | 0 | Southern_NV_Eldorado_Li_Battery_4hr | Southern_NV_Eldorado_Li_Battery_8hr | Southern_NV_Eldorado_Solar |  | Southern_NV_Eldorado_Wind |  |  |  | Southern_NV_Eldorado | Southern_NV_Eldorado
PG&E KERN | Smyrna | 115 | CA | 93280 | KERN | 7 | 0 | 0 | 0 | 0 | 0 | 0 | 0 | 0 | 0 | 0 | 0 | 0 | 0 | 0 | 0 | 0 | 0 | 0 | 0 | 0 | 0 | 0 | 0 | 0 | 0 | 0 | 0 | 0 | 0 | 0 | 0 | 0 | 0 | 0 | 0 | 0 | 0 | 0 | 0 | 0 | 0 | 0 | 0 | 0 | 0 | 0 | 0 | 0 | 0 | 0 | 0 | 0 | 0 | 0 | 0 | 0 | 0 | 0 | 0 | 0 | 0 | 0 | 0 | 0 | 0 | 0 | 0 | 1 | 0 | 1 | 1 | 0 | 0 | 0 | 1 | 1 | 0 | 0 | 1 | 0 | 0 | 0 | 0 | 0 | 0 | 0 | 0 | 0 | 0 | 0 | 0 | 0 | 0 | 0 | 1 | 0 | 0 | Southern_PGAE_Li_Battery_4hr | Southern_PGAE_Li_Battery_8hr | Southern_PGAE_Solar |  | Central_Valley_North_Los_Banos_Wind |  |  |  | Southern_PGAE | Central_Valley_North_Los_Banos
PG&E GBA | Sobrante | 115 | CA | 94563 | CONTRA COSTA | 10 | 0 | 0 | 0 | 0 | 0 | 0 | 0 | 0 | 0 | 0 | 0 | 0 | 0 | 0 | 0 | 0 | 0 | 0 | 0 | 0 | 0 | 0 | 0 | 0 | 0 | 0 | 0 | 0 | 0 | 0 | 0 | 0 | 0 | 0 | 0 | 0 | 0 | 0 | 0 | 1 | 0 | 0 | 0 | 0 | 0 | 0 | 0 | 0 | 0 | 1 | 0 | 0 | 1 | 1 | 1 | 1 | 0 | 0 | 1 | 1 | 0 | 1 | 0 | 0 | 0 | 1 | 0 | 0 | 0 | 0 | 0 | 0 | 0 | 0 | 0 | 0 | 0 | 0 | 0 | 0 | 0 | 0 | 0 | 0 | 0 | 0 | 0 | 0 | 0 | 0 | 0 | 0 | 0 | 0 | 0 | 0 | 0 | Northern_California_Li_Battery_4hr | Northern_California_Li_Battery_8hr | Northern_California_Solar |  | Solano_Wind |  |  |  | Northern_California | Solano
PG&E GBA | Sobrante | 230 | CA | 94563 | CONTRA COSTA | 9 | 0 | 0 | 0 | 0 | 0 | 0 | 0 | 0 | 0 | 0 | 0 | 0 | 0 | 0 | 0 | 0 | 0 | 0 | 0 | 0 | 0 | 0 | 0 | 0 | 0 | 0 | 0 | 0 | 0 | 0 | 0 | 0 | 0 | 0 | 0 | 0 | 0 | 0 | 0 | 1 | 0 | 0 | 0 | 0 | 0 | 0 | 0 | 0 | 0 | 1 | 0 | 0 | 1 | 1 | 1 | 1 | 0 | 0 | 1 | 1 | 0 | 0 | 0 | 0 | 0 | 1 | 0 | 0 | 0 | 0 | 0 | 0 | 0 | 0 | 0 | 0 | 0 | 0 | 0 | 0 | 0 | 0 | 0 | 0 | 0 | 0 | 0 | 0 | 0 | 0 | 0 | 0 | 0 | 0 | 0 | 0 | 0 | Northern_California_Li_Battery_4hr | Northern_California_Li_Battery_8hr | Northern_California_Solar |  | Solano_Wind |  |  |  | Northern_California | Solano
PG&E KERN | Solar | 230 | CA | 93461 | SAN LUIS OBISPO | 5 | 0 | 0 | 0 | 0 | 0 | 0 | 0 | 0 | 0 | 0 | 0 | 0 | 0 | 0 | 0 | 0 | 0 | 0 | 0 | 0 | 0 | 0 | 0 | 0 | 0 | 0 | 0 | 0 | 0 | 0 | 0 | 0 | 0 | 0 | 0 | 0 | 0 | 0 | 0 | 0 | 0 | 0 | 0 | 0 | 0 | 0 | 0 | 0 | 0 | 0 | 0 | 0 | 0 | 0 | 0 | 0 | 0 | 0 | 0 | 0 | 0 | 0 | 0 | 0 | 0 | 0 | 0 | 1 | 0 | 0 | 0 | 0 | 0 | 0 | 0 | 0 | 0 | 0 | 1 | 1 | 0 | 0 | 0 | 0 | 0 | 0 | 0 | 0 | 0 | 0 | 0 | 0 | 0 | 0 | 1 | 1 | 0 | Southern_PGAE_Li_Battery_4hr | Southern_PGAE_Li_Battery_8hr | Southern_PGAE_Solar |  | Kern_Greater_Carrizo_Wind |  |  |  | Southern_PGAE | Kern_Greater_Carrizo
PG&E GBA | Soledad | 115 | CA | 93960 | Monterey | 2 | 0 | 0 | 0 | 0 | 0 | 0 | 0 | 0 | 0 | 0 | 0 | 0 | 0 | 0 | 0 | 0 | 0 | 0 | 0 | 0 | 0 | 0 | 0 | 0 | 0 | 0 | 0 | 0 | 0 | 0 | 0 | 0 | 0 | 0 | 0 | 0 | 0 | 0 | 0 | 0 | 0 | 0 | 0 | 0 | 0 | 0 | 0 | 0 | 0 | 0 | 0 | 0 | 0 | 0 | 0 | 0 | 0 | 0 | 0 | 0 | 0 | 0 | 0 | 0 | 1 | 0 | 0 | 0 | 0 | 0 | 0 | 0 | 0 | 0 | 0 | 0 | 0 | 0 | 0 | 0 | 0 | 0 | 0 | 0 | 0 | 0 | 0 | 0 | 0 | 0 | 0 | 0 | 0 | 0 | 0 | 0 | 1 | Southern_PGAE_Li_Battery_4hr | Southern_PGAE_Li_Battery_8hr | Southern_PGAE_Solar |  | Kern_Greater_Carrizo_Wind |  |  |  | Southern_PGAE | Peninsula_Monterey
PG&E GBA | Soledad | 60 | CA | 93960 | Monterey | 4 | 0 | 0 | 0 | 0 | 0 | 0 | 0 | 0 | 0 | 0 | 0 | 0 | 0 | 0 | 0 | 0 | 0 | 0 | 0 | 0 | 0 | 0 | 0 | 0 | 0 | 0 | 0 | 0 | 0 | 0 | 0 | 0 | 0 | 0 | 0 | 0 | 0 | 0 | 0 | 0 | 0 | 0 | 0 | 0 | 0 | 0 | 0 | 0 | 0 | 0 | 0 | 0 | 0 | 0 | 0 | 1 | 0 | 0 | 0 | 1 | 0 | 0 | 0 | 0 | 1 | 0 | 0 | 0 | 0 | 0 | 0 | 0 | 0 | 0 | 0 | 0 | 0 | 0 | 0 | 0 | 0 | 0 | 0 | 0 | 0 | 0 | 0 | 0 | 0 | 0 | 0 | 0 | 0 | 0 | 0 | 0 | 1 | Southern_PGAE_Li_Battery_4hr | Southern_PGAE_Li_Battery_8hr | Southern_PGAE_Solar |  | Kern_Greater_Carrizo_Wind |  |  |  | Southern_PGAE | Peninsula_Monterey
SDGE | Spring Valley | 69 | CA | 91977 | San Diego | 4 | 0 | 0 | 0 | 0 | 0 | 0 | 0 | 0 | 0 | 0 | 0 | 0 | 0 | 0 | 0 | 0 | 0 | 0 | 0 | 0 | 0 | 0 | 0 | 0 | 0 | 0 | 0 | 1 | 0 | 0 | 1 | 0 | 1 | 0 | 0 | 0 | 1 | 0 | 0 | 0 | 0 | 0 | 0 | 0 | 0 | 0 | 0 | 0 | 0 | 0 | 0 | 0 | 0 | 0 | 0 | 0 | 0 | 0 | 0 | 0 | 0 | 0 | 0 | 0 | 0 | 0 | 0 | 0 | 0 | 0 | 0 | 0 | 0 | 0 | 0 | 0 | 0 | 0 | 0 | 0 | 0 | 0 | 0 | 0 | 0 | 0 | 0 | 0 | 0 | 0 | 0 | 0 | 0 | 0 | 0 | 0 | 0 | San_Diego_Li_Battery_4hr | San_Diego_Li_Battery_8hr | San_Diego_Solar |  | 0 |  |  |  | Greater_SD | Greater_SD
SCE Northern | Springville | 230 | CA | 93257 | TULARE | 4 | 1 | 0 | 1 | 0 | 0 | 1 | 1 | 0 | 0 | 0 | 0 | 0 | 0 | 0 | 0 | 0 | 0 | 0 | 0 | 0 | 0 | 0 | 0 | 0 | 0 | 0 | 0 | 0 | 0 | 0 | 0 | 0 | 0 | 0 | 0 | 0 | 0 | 0 | 0 | 0 | 0 | 0 | 0 | 0 | 0 | 0 | 0 | 0 | 0 | 0 | 0 | 0 | 0 | 0 | 0 | 0 | 0 | 0 | 0 | 0 | 0 | 0 | 0 | 0 | 0 | 0 | 0 | 0 | 0 | 0 | 0 | 0 | 0 | 0 | 0 | 0 | 0 | 0 | 0 | 0 | 0 | 0 | 0 | 0 | 0 | 0 | 0 | 0 | 0 | 0 | 0 | 0 | 0 | 0 | 0 | 0 | 0 | Tehachapi_Li_Battery_4hr | Tehachapi_Li_Battery_8hr | Tehachapi_Solar |  | Central_Valley_North_Los_Banos_Wind |  |  |  | Tehachapi | Central_Valley_North_Los_Banos
PG&E GBA | Stagg | 230 | CA | 95219 | SAN JOAQUIN | 5 | 0 | 0 | 0 | 0 | 0 | 0 | 0 | 0 | 0 | 0 | 0 | 0 | 0 | 0 | 0 | 0 | 0 | 0 | 0 | 0 | 0 | 0 | 0 | 0 | 0 | 0 | 0 | 0 | 0 | 0 | 0 | 0 | 0 | 0 | 0 | 0 | 0 | 0 | 0 | 1 | 0 | 0 | 0 | 0 | 0 | 1 | 0 | 0 | 0 | 0 | 0 | 0 | 0 | 0 | 0 | 0 | 0 | 0 | 0 | 1 | 1 | 0 | 0 | 0 | 0 | 1 | 0 | 0 | 0 | 0 | 0 | 0 | 0 | 0 | 0 | 0 | 0 | 0 | 0 | 0 | 0 | 0 | 0 | 0 | 0 | 0 | 0 | 0 | 0 | 0 | 0 | 0 | 0 | 0 | 0 | 0 | 0 | Northern_California_Li_Battery_4hr | Northern_California_Li_Battery_8hr | Northern_California_Solar |  | Solano_Wind |  |  |  | Northern_California | Solano
PG&E GBA | Standard Oil | 115 | CA |  |  | 10 | 0 | 0 | 0 | 0 | 0 | 0 | 0 | 0 | 0 | 0 | 0 | 0 | 0 | 0 | 0 | 0 | 0 | 0 | 0 | 0 | 0 | 0 | 0 | 0 | 0 | 0 | 0 | 0 | 0 | 0 | 0 | 0 | 0 | 0 | 0 | 0 | 0 | 0 | 0 | 1 | 0 | 0 | 0 | 0 | 0 | 0 | 0 | 0 | 0 | 1 | 0 | 0 | 1 | 1 | 1 | 1 | 0 | 0 | 1 | 1 | 0 | 1 | 0 | 0 | 0 | 1 | 0 | 0 | 0 | 0 | 0 | 0 | 0 | 0 | 0 | 0 | 0 | 0 | 0 | 0 | 0 | 0 | 0 | 0 | 0 | 0 | 0 | 0 | 0 | 0 | 0 | 0 | 0 | 0 | 0 | 0 | 0 | Northern_California_Li_Battery_4hr | Northern_California_Li_Battery_8hr | Northern_California_Solar |  | Solano_Wind |  |  |  | Northern_California | Solano
PG&E GBA | Stanislaus | 115 | CA | 95346 | TUOLUMNE | 5 | 0 | 0 | 0 | 0 | 0 | 0 | 0 | 0 | 0 | 0 | 0 | 0 | 0 | 0 | 0 | 0 | 0 | 0 | 0 | 0 | 0 | 0 | 0 | 0 | 0 | 0 | 0 | 0 | 0 | 0 | 0 | 0 | 0 | 0 | 0 | 0 | 0 | 0 | 0 | 0 | 0 | 0 | 0 | 0 | 0 | 1 | 0 | 0 | 0 | 0 | 0 | 0 | 0 | 0 | 0 | 1 | 0 | 1 | 0 | 1 | 0 | 0 | 0 | 0 | 0 | 1 | 0 | 0 | 0 | 0 | 0 | 0 | 0 | 0 | 0 | 0 | 0 | 0 | 0 | 0 | 0 | 0 | 0 | 0 | 0 | 0 | 0 | 0 | 0 | 0 | 0 | 0 | 0 | 0 | 0 | 0 | 0 | Northern_California_Li_Battery_4hr | Northern_California_Li_Battery_8hr | Northern_California_Solar |  | Central_Valley_North_Los_Banos_Wind |  |  |  | Northern_California | El_Dorado_Mariposa
PG&E KERN | Stockdale | 115 | CA | 93313 | KERN | 4 | 0 | 0 | 0 | 0 | 0 | 0 | 0 | 0 | 0 | 0 | 0 | 0 | 0 | 0 | 0 | 0 | 0 | 0 | 0 | 0 | 0 | 0 | 0 | 0 | 0 | 0 | 0 | 0 | 0 | 0 | 0 | 0 | 0 | 0 | 0 | 0 | 0 | 0 | 0 | 0 | 0 | 0 | 0 | 0 | 0 | 0 | 0 | 0 | 0 | 0 | 0 | 0 | 0 | 0 | 0 | 0 | 0 | 0 | 0 | 0 | 0 | 0 | 0 | 0 | 0 | 0 | 0 | 1 | 1 | 0 | 0 | 0 | 0 | 1 | 0 | 0 | 0 | 0 | 0 | 1 | 0 | 0 | 0 | 0 | 0 | 0 | 0 | 0 | 0 | 0 | 0 | 0 | 0 | 0 | 0 | 0 | 0 | Southern_PGAE_Li_Battery_4hr | Southern_PGAE_Li_Battery_8hr | Southern_PGAE_Solar |  | Central_Valley_North_Los_Banos_Wind |  |  |  | Southern_PGAE | Central_Valley_North_Los_Banos
PG&E KERN | Stockdale | 230 | CA | 93313 | KERN | 3 | 0 | 0 | 0 | 0 | 0 | 0 | 0 | 0 | 0 | 0 | 0 | 0 | 0 | 0 | 0 | 0 | 0 | 0 | 0 | 0 | 0 | 0 | 0 | 0 | 0 | 0 | 0 | 0 | 0 | 0 | 0 | 0 | 0 | 0 | 0 | 0 | 0 | 0 | 0 | 0 | 0 | 0 | 0 | 0 | 0 | 0 | 0 | 0 | 0 | 0 | 0 | 0 | 0 | 0 | 0 | 0 | 0 | 0 | 0 | 0 | 0 | 0 | 0 | 0 | 0 | 0 | 0 | 1 | 1 | 0 | 0 | 0 | 0 | 0 | 0 | 0 | 0 | 0 | 0 | 1 | 0 | 0 | 0 | 0 | 0 | 0 | 0 | 0 | 0 | 0 | 0 | 0 | 0 | 0 | 0 | 0 | 0 | Southern_PGAE_Li_Battery_4hr | Southern_PGAE_Li_Battery_8hr | Southern_PGAE_Solar |  | Central_Valley_North_Los_Banos_Wind |  |  |  | Southern_PGAE | Central_Valley_North_Los_Banos
PG&E GBA | Stockton A | 115 | CA | 95203 | San Joaquin | 4 | 0 | 0 | 0 | 0 | 0 | 0 | 0 | 0 | 0 | 0 | 0 | 0 | 0 | 0 | 0 | 0 | 0 | 0 | 0 | 0 | 0 | 0 | 0 | 0 | 0 | 0 | 0 | 0 | 0 | 0 | 0 | 0 | 0 | 0 | 0 | 0 | 0 | 0 | 0 | 0 | 0 | 0 | 0 | 0 | 0 | 1 | 0 | 0 | 0 | 0 | 0 | 0 | 0 | 0 | 0 | 0 | 0 | 0 | 0 | 1 | 1 | 0 | 0 | 0 | 0 | 0 | 0 | 0 | 0 | 0 | 0 | 0 | 0 | 0 | 0 | 0 | 0 | 0 | 0 | 0 | 0 | 0 | 0 | 0 | 0 | 1 | 0 | 0 | 0 | 0 | 0 | 0 | 0 | 0 | 0 | 0 | 0 | Northern_California_Li_Battery_4hr | Northern_California_Li_Battery_8hr | Northern_California_Solar |  | Solano_Wind |  |  |  | Northern_California | Solano
PG&E GBA | Stone | 115 | CA | 95125 | Santa Clara | 2 | 0 | 0 | 0 | 0 | 0 | 0 | 0 | 0 | 0 | 0 | 0 | 0 | 0 | 0 | 0 | 0 | 0 | 0 | 0 | 0 | 0 | 0 | 0 | 0 | 0 | 0 | 0 | 0 | 0 | 0 | 0 | 0 | 0 | 0 | 0 | 0 | 0 | 0 | 0 | 0 | 0 | 0 | 0 | 0 | 0 | 0 | 0 | 0 | 0 | 0 | 0 | 0 | 0 | 0 | 0 | 0 | 0 | 0 | 0 | 1 | 0 | 0 | 0 | 0 | 0 | 0 | 0 | 0 | 0 | 0 | 0 | 0 | 0 | 0 | 0 | 0 | 0 | 0 | 0 | 0 | 0 | 0 | 0 | 0 | 0 | 0 | 0 | 0 | 0 | 0 | 0 | 0 | 0 | 0 | 0 | 0 | 1 | Northern_California_Li_Battery_4hr | Northern_California_Li_Battery_8hr | Northern_California_Solar |  | Kern_Greater_Carrizo_Wind |  |  |  | Northern_California | Peninsula_Monterey
PG&E FRESNO | Storey | 230 | CA | 93638 | MADERA | 13 | 0 | 0 | 0 | 0 | 0 | 0 | 0 | 0 | 0 | 0 | 0 | 0 | 0 | 0 | 0 | 0 | 0 | 0 | 0 | 0 | 0 | 0 | 0 | 0 | 0 | 0 | 0 | 0 | 0 | 0 | 0 | 0 | 0 | 0 | 0 | 0 | 0 | 0 | 0 | 0 | 0 | 0 | 0 | 0 | 0 | 1 | 0 | 0 | 0 | 0 | 0 | 0 | 0 | 0 | 0 | 0 | 0 | 0 | 0 | 0 | 0 | 0 | 0 | 0 | 0 | 0 | 0 | 0 | 0 | 0 | 0 | 0 | 0 | 0 | 0 | 0 | 0 | 0 | 1 | 1 | 0 | 1 | 1 | 1 | 1 | 1 | 0 | 1 | 1 | 1 | 0 | 0 | 1 | 0 | 1 | 0 | 0 | Southern_PGAE_Li_Battery_4hr | Southern_PGAE_Li_Battery_8hr | Southern_PGAE_Solar |  | Central_Valley_North_Los_Banos_Wind |  |  |  | Southern_PGAE | Central_Valley_North_Los_Banos
PG&E NGBA | Summit | 115 | CA | 96161 | PLACER | 8 | 0 | 0 | 0 | 0 | 0 | 0 | 0 | 0 | 0 | 0 | 0 | 0 | 0 | 0 | 0 | 0 | 0 | 0 | 0 | 0 | 0 | 0 | 0 | 0 | 0 | 0 | 0 | 0 | 0 | 0 | 0 | 0 | 0 | 0 | 0 | 0 | 0 | 0 | 0 | 1 | 1 | 0 | 1 | 0 | 0 | 1 | 1 | 1 | 0 | 0 | 0 | 0 | 0 | 0 | 0 | 0 | 0 | 0 | 0 | 1 | 1 | 0 | 0 | 0 | 0 | 0 | 0 | 0 | 0 | 0 | 0 | 0 | 0 | 0 | 0 | 0 | 0 | 0 | 0 | 0 | 0 | 0 | 0 | 0 | 0 | 0 | 0 | 0 | 0 | 0 | 0 | 0 | 0 | 0 | 0 | 0 | 0 | Northern_California_Li_Battery_4hr | Northern_California_Li_Battery_8hr | Northern_California_Solar | Northern_Nevada_Geothermal | Northern_California_Wind |  |  |  | Northern_California | Northern_California
SDGE | Suncrest | 230 | CA | 91901 | SAN DIEGO | 3 | 0 | 0 | 0 | 0 | 0 | 0 | 0 | 0 | 0 | 0 | 0 | 0 | 0 | 0 | 0 | 0 | 0 | 0 | 0 | 0 | 0 | 0 | 0 | 0 | 0 | 0 | 0 | 0 | 0 | 0 | 1 | 0 | 1 | 0 | 0 | 1 | 0 | 0 | 0 | 0 | 0 | 0 | 0 | 0 | 0 | 0 | 0 | 0 | 0 | 0 | 0 | 0 | 0 | 0 | 0 | 0 | 0 | 0 | 0 | 0 | 0 | 0 | 0 | 0 | 0 | 0 | 0 | 0 | 0 | 0 | 0 | 0 | 0 | 0 | 0 | 0 | 0 | 0 | 0 | 0 | 0 | 0 | 0 | 0 | 0 | 0 | 0 | 0 | 0 | 0 | 0 | 0 | 0 | 0 | 0 | 0 | 0 | San_Diego_Li_Battery_4hr | San_Diego_Li_Battery_8hr | San_Diego_Solar |  | 0 |  |  |  | Greater_SD | Greater_SD
SDGE | Suncrest | 500 | CA | 91901 | SAN DIEGO | 3 | 0 | 0 | 0 | 0 | 0 | 0 | 0 | 0 | 0 | 0 | 0 | 0 | 0 | 0 | 0 | 0 | 0 | 0 | 0 | 0 | 0 | 0 | 0 | 0 | 0 | 0 | 0 | 0 | 0 | 0 | 1 | 0 | 1 | 0 | 0 | 1 | 0 | 0 | 0 | 0 | 0 | 0 | 0 | 0 | 0 | 0 | 0 | 0 | 0 | 0 | 0 | 0 | 0 | 0 | 0 | 0 | 0 | 0 | 0 | 0 | 0 | 0 | 0 | 0 | 0 | 0 | 0 | 0 | 0 | 0 | 0 | 0 | 0 | 0 | 0 | 0 | 0 | 0 | 0 | 0 | 0 | 0 | 0 | 0 | 0 | 0 | 0 | 0 | 0 | 0 | 0 | 0 | 0 | 0 | 0 | 0 | 0 | San_Diego_Li_Battery_4hr | San_Diego_Li_Battery_8hr | San_Diego_Solar |  | 0 |  |  |  | Greater_SD | Greater_SD
PG&E KERN | Sunrise | 230 | CA | 93224 | KERN | 5 | 0 | 0 | 0 | 0 | 0 | 0 | 0 | 0 | 0 | 0 | 0 | 0 | 0 | 0 | 0 | 0 | 0 | 0 | 0 | 0 | 0 | 0 | 0 | 0 | 0 | 0 | 0 | 0 | 0 | 0 | 0 | 0 | 0 | 0 | 0 | 0 | 0 | 0 | 0 | 0 | 0 | 0 | 0 | 0 | 0 | 0 | 0 | 0 | 0 | 0 | 0 | 0 | 0 | 0 | 0 | 0 | 0 | 0 | 0 | 0 | 0 | 0 | 0 | 0 | 0 | 0 | 0 | 1 | 1 | 0 | 0 | 0 | 0 | 0 | 1 | 0 | 0 | 0 | 1 | 0 | 0 | 0 | 0 | 0 | 0 | 0 | 0 | 0 | 0 | 0 | 0 | 0 | 0 | 0 | 1 | 0 | 0 | Southern_PGAE_Li_Battery_4hr | Southern_PGAE_Li_Battery_8hr | Southern_PGAE_Solar |  | Central_Valley_North_Los_Banos_Wind |  |  |  | Southern_PGAE | Central_Valley_North_Los_Banos
PG&E KERN | Sunset | 230 | CA | 93224 | KERN | 6 | 0 | 0 | 0 | 0 | 0 | 0 | 0 | 0 | 0 | 0 | 0 | 0 | 0 | 0 | 0 | 0 | 0 | 0 | 0 | 0 | 0 | 0 | 0 | 0 | 0 | 0 | 0 | 0 | 0 | 0 | 0 | 0 | 0 | 0 | 0 | 0 | 0 | 0 | 0 | 0 | 0 | 0 | 0 | 0 | 0 | 0 | 0 | 0 | 0 | 0 | 0 | 0 | 0 | 0 | 0 | 0 | 0 | 0 | 0 | 0 | 0 | 0 | 0 | 0 | 0 | 0 | 0 | 1 | 1 | 0 | 1 | 0 | 0 | 0 | 1 | 0 | 0 | 0 | 1 | 0 | 0 | 0 | 0 | 0 | 0 | 0 | 0 | 0 | 0 | 0 | 0 | 0 | 0 | 0 | 1 | 0 | 0 | Southern_PGAE_Li_Battery_4hr | Southern_PGAE_Li_Battery_8hr | Southern_PGAE_Solar |  | Central_Valley_North_Los_Banos_Wind |  |  |  | Southern_PGAE | Central_Valley_North_Los_Banos
PG&E GBA | Swift | 115 | CA | 95148 | Santa Clara | 2 | 0 | 0 | 0 | 0 | 0 | 0 | 0 | 0 | 0 | 0 | 0 | 0 | 0 | 0 | 0 | 0 | 0 | 0 | 0 | 0 | 0 | 0 | 0 | 0 | 0 | 0 | 0 | 0 | 0 | 0 | 0 | 0 | 0 | 0 | 0 | 0 | 0 | 0 | 0 | 0 | 0 | 0 | 0 | 0 | 0 | 0 | 0 | 0 | 0 | 0 | 0 | 0 | 0 | 0 | 0 | 1 | 0 | 0 | 0 | 1 | 0 | 0 | 0 | 0 | 0 | 0 | 0 | 0 | 0 | 0 | 0 | 0 | 0 | 0 | 0 | 0 | 0 | 0 | 0 | 0 | 0 | 0 | 0 | 0 | 0 | 0 | 0 | 0 | 0 | 0 | 0 | 0 | 0 | 0 | 0 | 0 | 0 | Northern_California_Li_Battery_4hr | Northern_California_Li_Battery_8hr | Northern_California_Solar |  | Kern_Greater_Carrizo_Wind |  |  |  | Northern_California | Peninsula_Monterey
SDGE | Sycamore Canyon | 138 | CA | 92071 | SAN DIEGO | 4 | 0 | 0 | 0 | 0 | 0 | 0 | 0 | 0 | 0 | 0 | 0 | 0 | 0 | 0 | 0 | 0 | 0 | 0 | 0 | 0 | 0 | 0 | 0 | 0 | 0 | 0 | 1 | 0 | 1 | 0 | 1 | 0 | 1 | 0 | 0 | 0 | 0 | 0 | 0 | 0 | 0 | 0 | 0 | 0 | 0 | 0 | 0 | 0 | 0 | 0 | 0 | 0 | 0 | 0 | 0 | 0 | 0 | 0 | 0 | 0 | 0 | 0 | 0 | 0 | 0 | 0 | 0 | 0 | 0 | 0 | 0 | 0 | 0 | 0 | 0 | 0 | 0 | 0 | 0 | 0 | 0 | 0 | 0 | 0 | 0 | 0 | 0 | 0 | 0 | 0 | 0 | 0 | 0 | 0 | 0 | 0 | 0 | San_Diego_Li_Battery_4hr | San_Diego_Li_Battery_8hr | San_Diego_Solar |  | 0 |  |  |  | Greater_SD | Greater_SD
SDGE | Sycamore Canyon | 230 | CA | 92071 | SAN DIEGO | 4 | 0 | 0 | 0 | 0 | 0 | 0 | 0 | 0 | 0 | 0 | 0 | 0 | 0 | 0 | 0 | 0 | 0 | 0 | 0 | 0 | 0 | 0 | 0 | 0 | 0 | 1 | 0 | 0 | 1 | 0 | 1 | 0 | 1 | 0 | 0 | 0 | 0 | 0 | 0 | 0 | 0 | 0 | 0 | 0 | 0 | 0 | 0 | 0 | 0 | 0 | 0 | 0 | 0 | 0 | 0 | 0 | 0 | 0 | 0 | 0 | 0 | 0 | 0 | 0 | 0 | 0 | 0 | 0 | 0 | 0 | 0 | 0 | 0 | 0 | 0 | 0 | 0 | 0 | 0 | 0 | 0 | 0 | 0 | 0 | 0 | 0 | 0 | 0 | 0 | 0 | 0 | 0 | 0 | 0 | 0 | 0 | 0 | San_Diego_Li_Battery_4hr | San_Diego_Li_Battery_8hr | San_Diego_Solar |  | 0 |  |  |  | Greater_SD | Greater_SD
SDGE | Sycamore Canyon | 69 | CA | 92071 | SAN DIEGO | 3 | 0 | 0 | 0 | 0 | 0 | 0 | 0 | 0 | 0 | 0 | 0 | 0 | 0 | 0 | 0 | 0 | 0 | 0 | 0 | 0 | 0 | 0 | 0 | 0 | 0 | 1 | 0 | 0 | 0 | 0 | 1 | 0 | 1 | 0 | 0 | 0 | 0 | 0 | 0 | 0 | 0 | 0 | 0 | 0 | 0 | 0 | 0 | 0 | 0 | 0 | 0 | 0 | 0 | 0 | 0 | 0 | 0 | 0 | 0 | 0 | 0 | 0 | 0 | 0 | 0 | 0 | 0 | 0 | 0 | 0 | 0 | 0 | 0 | 0 | 0 | 0 | 0 | 0 | 0 | 0 | 0 | 0 | 0 | 0 | 0 | 0 | 0 | 0 | 0 | 0 | 0 | 0 | 0 | 0 | 0 | 0 | 0 | San_Diego_Li_Battery_4hr | San_Diego_Li_Battery_8hr | San_Diego_Solar |  | 0 |  |  |  | Greater_SD | Greater_SD
SCE Northern | Sylmar | 230 | CA | 91342 | LOS ANGELES | 1 | 0 | 0 | 0 | 0 | 0 | 0 | 0 | 0 | 0 | 0 | 0 | 0 | 0 | 0 | 0 | 0 | 0 | 0 | 0 | 0 | 0 | 0 | 0 | 0 | 1 | 0 | 0 | 0 | 0 | 0 | 0 | 0 | 0 | 0 | 0 | 0 | 0 | 0 | 0 | 0 | 0 | 0 | 0 | 0 | 0 | 0 | 0 | 0 | 0 | 0 | 0 | 0 | 0 | 0 | 0 | 0 | 0 | 0 | 0 | 0 | 0 | 0 | 0 | 0 | 0 | 0 | 0 | 0 | 0 | 0 | 0 | 0 | 0 | 0 | 0 | 0 | 0 | 0 | 0 | 0 | 0 | 0 | 0 | 0 | 0 | 0 | 0 | 0 | 0 | 0 | 0 | 0 | 0 | 0 | 0 | 0 | 0 | Greater_LA_Li_Battery_4hr | Greater_LA_Li_Battery_8hr | Greater_LA_Solar |  | Tehachapi_Wind |  |  |  | Greater_LA | Tehachapi
PG&E NGBA | Table Mountain | 115 | CA | 95965 | BUTTE | 1 | 0 | 0 | 0 | 0 | 0 | 0 | 0 | 0 | 0 | 0 | 0 | 0 | 0 | 0 | 0 | 0 | 0 | 0 | 0 | 0 | 0 | 0 | 0 | 0 | 0 | 0 | 0 | 0 | 0 | 0 | 0 | 0 | 0 | 0 | 0 | 0 | 0 | 0 | 0 | 1 | 0 | 0 | 0 | 0 | 0 | 0 | 0 | 0 | 0 | 0 | 0 | 0 | 0 | 0 | 0 | 0 | 0 | 0 | 0 | 0 | 0 | 0 | 0 | 0 | 0 | 0 | 0 | 0 | 0 | 0 | 0 | 0 | 0 | 0 | 0 | 0 | 0 | 0 | 0 | 0 | 0 | 0 | 0 | 0 | 0 | 0 | 0 | 0 | 0 | 0 | 0 | 0 | 0 | 0 | 0 | 0 | 0 | Northern_California_Li_Battery_4hr | Northern_California_Li_Battery_8hr | Northern_California_Solar |  | Northern_California_Wind |  |  |  | Northern_California | Northern_California
PG&E NGBA | Table Mountain | 230 | CA | 95965 | BUTTE | 3 | 0 | 0 | 0 | 0 | 0 | 0 | 0 | 0 | 0 | 0 | 0 | 0 | 0 | 0 | 0 | 0 | 0 | 0 | 0 | 0 | 0 | 0 | 0 | 0 | 0 | 0 | 0 | 0 | 0 | 0 | 0 | 0 | 0 | 0 | 0 | 0 | 0 | 0 | 0 | 1 | 0 | 0 | 0 | 0 | 0 | 1 | 0 | 0 | 0 | 0 | 0 | 0 | 0 | 0 | 0 | 0 | 0 | 0 | 0 | 1 | 0 | 0 | 0 | 0 | 0 | 0 | 0 | 0 | 0 | 0 | 0 | 0 | 0 | 0 | 0 | 0 | 0 | 0 | 0 | 0 | 0 | 0 | 0 | 0 | 0 | 0 | 0 | 0 | 0 | 0 | 0 | 0 | 0 | 0 | 0 | 0 | 0 | Northern_California_Li_Battery_4hr | Northern_California_Li_Battery_8hr | Northern_California_Solar |  | Northern_California_Wind |  |  |  | Northern_California | Northern_California
PG&E NGBA | Table Mountain | 500 | CA | 95965 | BUTTE | 1 | 0 | 0 | 0 | 0 | 0 | 0 | 0 | 0 | 0 | 0 | 0 | 0 | 0 | 0 | 0 | 0 | 0 | 0 | 0 | 0 | 0 | 0 | 0 | 0 | 0 | 0 | 0 | 0 | 0 | 0 | 0 | 0 | 0 | 0 | 0 | 0 | 0 | 0 | 0 | 1 | 0 | 0 | 0 | 0 | 0 | 0 | 0 | 0 | 0 | 0 | 0 | 0 | 0 | 0 | 0 | 0 | 0 | 0 | 0 | 0 | 0 | 0 | 0 | 0 | 0 | 0 | 0 | 0 | 0 | 0 | 0 | 0 | 0 | 0 | 0 | 0 | 0 | 0 | 0 | 0 | 0 | 0 | 0 | 0 | 0 | 0 | 0 | 0 | 0 | 0 | 0 | 0 | 0 | 0 | 0 | 0 | 0 | Northern_California_Li_Battery_4hr | Northern_California_Li_Battery_8hr | Northern_California_Solar |  | Northern_California_Wind |  |  |  | Northern_California | Northern_California
PG&E NGBA | Table Mountain | 60 | CA | 95965 | BUTTE | 3 | 0 | 0 | 0 | 0 | 0 | 0 | 0 | 0 | 0 | 0 | 0 | 0 | 0 | 0 | 0 | 0 | 0 | 0 | 0 | 0 | 0 | 0 | 0 | 0 | 0 | 0 | 0 | 0 | 0 | 0 | 0 | 0 | 0 | 0 | 0 | 0 | 0 | 0 | 0 | 1 | 0 | 0 | 0 | 0 | 0 | 1 | 0 | 0 | 0 | 0 | 0 | 0 | 0 | 0 | 0 | 0 | 0 | 0 | 0 | 1 | 0 | 0 | 0 | 0 | 0 | 0 | 0 | 0 | 0 | 0 | 0 | 0 | 0 | 0 | 0 | 0 | 0 | 0 | 0 | 0 | 0 | 0 | 0 | 0 | 0 | 0 | 0 | 0 | 0 | 0 | 0 | 0 | 0 | 0 | 0 | 0 | 0 | Northern_California_Li_Battery_4hr | Northern_California_Li_Battery_8hr | Northern_California_Solar |  | Northern_California_Wind |  |  |  | Northern_California | Northern_California
PG&E KERN | Taft | 115 | CA | 93268 | KERN | 6 | 0 | 0 | 0 | 0 | 0 | 0 | 0 | 0 | 0 | 0 | 0 | 0 | 0 | 0 | 0 | 0 | 0 | 0 | 0 | 0 | 0 | 0 | 0 | 0 | 0 | 0 | 0 | 0 | 0 | 0 | 0 | 0 | 0 | 0 | 0 | 0 | 0 | 0 | 0 | 0 | 0 | 0 | 0 | 0 | 0 | 0 | 0 | 0 | 0 | 0 | 0 | 0 | 0 | 0 | 0 | 0 | 0 | 0 | 0 | 0 | 0 | 0 | 0 | 0 | 0 | 0 | 0 | 1 | 1 | 0 | 1 | 0 | 0 | 0 | 1 | 0 | 0 | 0 | 1 | 0 | 0 | 0 | 0 | 0 | 0 | 0 | 0 | 0 | 0 | 0 | 0 | 0 | 0 | 0 | 1 | 0 | 0 | Southern_PGAE_Li_Battery_4hr | Southern_PGAE_Li_Battery_8hr | Southern_PGAE_Solar |  | Central_Valley_North_Los_Banos_Wind |  |  |  | Southern_PGAE | Central_Valley_North_Los_Banos
SDGE | Talega | 138 | CA | 92672 | SAN DIEGO | 3 | 0 | 0 | 0 | 0 | 0 | 0 | 0 | 0 | 0 | 0 | 0 | 0 | 0 | 0 | 0 | 0 | 0 | 0 | 0 | 0 | 0 | 0 | 0 | 0 | 0 | 1 | 0 | 0 | 0 | 0 | 0 | 0 | 0 | 0 | 0 | 0 | 0 | 1 | 1 | 0 | 0 | 0 | 0 | 0 | 0 | 0 | 0 | 0 | 0 | 0 | 0 | 0 | 0 | 0 | 0 | 0 | 0 | 0 | 0 | 0 | 0 | 0 | 0 | 0 | 0 | 0 | 0 | 0 | 0 | 0 | 0 | 0 | 0 | 0 | 0 | 0 | 0 | 0 | 0 | 0 | 0 | 0 | 0 | 0 | 0 | 0 | 0 | 0 | 0 | 0 | 0 | 0 | 0 | 0 | 0 | 0 | 0 | Greater_LA_Li_Battery_4hr | Greater_LA_Li_Battery_8hr | Greater_LA_Solar |  | 0 |  |  |  | Greater_LA | Greater_SD
SDGE | Talega | 230 | CA | 92672 | SAN DIEGO | 2 | 0 | 0 | 0 | 0 | 0 | 0 | 0 | 0 | 0 | 0 | 0 | 0 | 0 | 0 | 0 | 0 | 0 | 0 | 0 | 0 | 0 | 0 | 0 | 0 | 0 | 1 | 0 | 0 | 0 | 0 | 0 | 0 | 0 | 0 | 0 | 0 | 0 | 1 | 0 | 0 | 0 | 0 | 0 | 0 | 0 | 0 | 0 | 0 | 0 | 0 | 0 | 0 | 0 | 0 | 0 | 0 | 0 | 0 | 0 | 0 | 0 | 0 | 0 | 0 | 0 | 0 | 0 | 0 | 0 | 0 | 0 | 0 | 0 | 0 | 0 | 0 | 0 | 0 | 0 | 0 | 0 | 0 | 0 | 0 | 0 | 0 | 0 | 0 | 0 | 0 | 0 | 0 | 0 | 0 | 0 | 0 | 0 | Greater_LA_Li_Battery_4hr | Greater_LA_Li_Battery_8hr | Greater_LA_Solar |  | 0 |  |  |  | Greater_LA | Greater_SD
PG&E GBA | Tassajara | 230 | CA | 94506 | CONTRA COSTA | 1 | 0 | 0 | 0 | 0 | 0 | 0 | 0 | 0 | 0 | 0 | 0 | 0 | 0 | 0 | 0 | 0 | 0 | 0 | 0 | 0 | 0 | 0 | 0 | 0 | 0 | 0 | 0 | 0 | 0 | 0 | 0 | 0 | 0 | 0 | 0 | 0 | 0 | 0 | 0 | 1 | 0 | 0 | 0 | 0 | 0 | 0 | 0 | 0 | 0 | 0 | 0 | 0 | 0 | 0 | 0 | 0 | 0 | 0 | 0 | 0 | 0 | 0 | 0 | 0 | 0 | 0 | 0 | 0 | 0 | 0 | 0 | 0 | 0 | 0 | 0 | 0 | 0 | 0 | 0 | 0 | 0 | 0 | 0 | 0 | 0 | 0 | 0 | 0 | 0 | 0 | 0 | 0 | 0 | 0 | 0 | 0 | 0 | Northern_California_Li_Battery_4hr | Northern_California_Li_Battery_8hr | Northern_California_Solar |  | Solano_Wind |  |  |  | Northern_California | Solano
PG&E KERN | Tejon | 70 | CA | 93307 | Kern | 3 | 0 | 0 | 0 | 0 | 0 | 0 | 0 | 0 | 0 | 0 | 0 | 0 | 0 | 0 | 0 | 0 | 0 | 0 | 0 | 0 | 0 | 0 | 0 | 0 | 0 | 0 | 0 | 0 | 0 | 0 | 0 | 0 | 0 | 0 | 0 | 0 | 0 | 0 | 0 | 0 | 0 | 0 | 0 | 0 | 0 | 0 | 0 | 0 | 0 | 0 | 0 | 0 | 0 | 0 | 0 | 0 | 0 | 0 | 0 | 0 | 0 | 0 | 0 | 0 | 0 | 0 | 0 | 1 | 1 | 0 | 0 | 0 | 0 | 0 | 0 | 0 | 0 | 0 | 0 | 1 | 0 | 0 | 0 | 0 | 0 | 0 | 0 | 0 | 0 | 0 | 0 | 0 | 0 | 0 | 0 | 0 | 0 | Southern_PGAE_Li_Battery_4hr | Southern_PGAE_Li_Battery_8hr | Southern_PGAE_Solar |  | Central_Valley_North_Los_Banos_Wind |  |  |  | Southern_PGAE | Central_Valley_North_Los_Banos
SDGE | Telegraph Canyon | 138 | CA | 91910 | San Diego | 4 | 0 | 0 | 0 | 0 | 0 | 0 | 0 | 0 | 0 | 0 | 0 | 0 | 0 | 0 | 0 | 0 | 0 | 0 | 0 | 0 | 0 | 0 | 0 | 0 | 0 | 0 | 0 | 0 | 0 | 0 | 1 | 0 | 1 | 0 | 0 | 1 | 1 | 0 | 0 | 0 | 0 | 0 | 0 | 0 | 0 | 0 | 0 | 0 | 0 | 0 | 0 | 0 | 0 | 0 | 0 | 0 | 0 | 0 | 0 | 0 | 0 | 0 | 0 | 0 | 0 | 0 | 0 | 0 | 0 | 0 | 0 | 0 | 0 | 0 | 0 | 0 | 0 | 0 | 0 | 0 | 0 | 0 | 0 | 0 | 0 | 0 | 0 | 0 | 0 | 0 | 0 | 0 | 0 | 0 | 0 | 0 | 0 | San_Diego_Li_Battery_4hr | San_Diego_Li_Battery_8hr | San_Diego_Solar |  | 0 |  |  |  | Greater_SD | Greater_SD
PG&E KERN | Temblor | 115 | CA | 93251 | KERN | 5 | 0 | 0 | 0 | 0 | 0 | 0 | 0 | 0 | 0 | 0 | 0 | 0 | 0 | 0 | 0 | 0 | 0 | 0 | 0 | 0 | 0 | 0 | 0 | 0 | 0 | 0 | 0 | 0 | 0 | 0 | 0 | 0 | 0 | 0 | 0 | 0 | 0 | 0 | 0 | 0 | 0 | 0 | 0 | 0 | 0 | 0 | 0 | 0 | 0 | 0 | 0 | 0 | 0 | 0 | 0 | 0 | 0 | 0 | 0 | 0 | 0 | 0 | 0 | 0 | 0 | 0 | 0 | 1 | 1 | 0 | 0 | 0 | 0 | 0 | 1 | 0 | 0 | 0 | 1 | 0 | 0 | 0 | 0 | 0 | 0 | 0 | 0 | 0 | 0 | 0 | 0 | 0 | 0 | 0 | 1 | 0 | 0 | Southern_PGAE_Li_Battery_4hr | Southern_PGAE_Li_Battery_8hr | Southern_PGAE_Solar |  | Central_Valley_North_Los_Banos_Wind |  |  |  | Southern_PGAE | Central_Valley_North_Los_Banos
PG&E KERN | Templeton | 230 | CA | 93465 | SAN LUIS OBISPO | 5 | 0 | 0 | 0 | 0 | 0 | 0 | 0 | 0 | 0 | 0 | 0 | 0 | 0 | 0 | 0 | 0 | 0 | 0 | 0 | 0 | 0 | 0 | 0 | 0 | 0 | 0 | 0 | 0 | 0 | 0 | 0 | 0 | 0 | 0 | 0 | 0 | 0 | 0 | 0 | 0 | 0 | 0 | 0 | 0 | 0 | 0 | 0 | 0 | 0 | 0 | 0 | 0 | 0 | 0 | 0 | 0 | 0 | 0 | 0 | 0 | 0 | 0 | 0 | 0 | 0 | 0 | 0 | 1 | 0 | 0 | 0 | 0 | 0 | 0 | 0 | 0 | 0 | 0 | 1 | 1 | 0 | 0 | 0 | 0 | 0 | 0 | 0 | 0 | 0 | 0 | 0 | 0 | 0 | 0 | 1 | 1 | 0 | Southern_PGAE_Li_Battery_4hr | Southern_PGAE_Li_Battery_8hr | Southern_PGAE_Solar |  | Kern_Greater_Carrizo_Wind |  |  |  | Southern_PGAE | Kern_Greater_Carrizo
PG&E KERN | Templeton | 70 | CA | 93465 | SAN LUIS OBISPO | 5 | 0 | 0 | 0 | 0 | 0 | 0 | 0 | 0 | 0 | 0 | 0 | 0 | 0 | 0 | 0 | 0 | 0 | 0 | 0 | 0 | 0 | 0 | 0 | 0 | 0 | 0 | 0 | 0 | 0 | 0 | 0 | 0 | 0 | 0 | 0 | 0 | 0 | 0 | 0 | 0 | 0 | 0 | 0 | 0 | 0 | 0 | 0 | 0 | 0 | 0 | 0 | 0 | 0 | 0 | 0 | 0 | 0 | 0 | 0 | 0 | 0 | 0 | 0 | 0 | 0 | 0 | 0 | 1 | 1 | 0 | 0 | 0 | 0 | 0 | 0 | 0 | 0 | 0 | 0 | 1 | 0 | 0 | 0 | 0 | 0 | 1 | 0 | 0 | 0 | 0 | 0 | 0 | 0 | 0 | 0 | 1 | 0 | Southern_PGAE_Li_Battery_4hr | Southern_PGAE_Li_Battery_8hr | Southern_PGAE_Solar |  | Kern_Greater_Carrizo_Wind |  |  |  | Southern_PGAE | Kern_Greater_Carrizo
PG&E GBA | Tesla | 115 | CA | 95377 | ALAMEDA | 3 | 0 | 0 | 0 | 0 | 0 | 0 | 0 | 0 | 0 | 0 | 0 | 0 | 0 | 0 | 0 | 0 | 0 | 0 | 0 | 0 | 0 | 0 | 0 | 0 | 0 | 0 | 0 | 0 | 0 | 0 | 0 | 0 | 0 | 0 | 0 | 0 | 0 | 0 | 0 | 0 | 0 | 0 | 0 | 0 | 0 | 0 | 0 | 0 | 0 | 0 | 0 | 0 | 0 | 0 | 0 | 1 | 0 | 0 | 0 | 1 | 0 | 0 | 0 | 0 | 0 | 1 | 0 | 0 | 0 | 0 | 0 | 0 | 0 | 0 | 0 | 0 | 0 | 0 | 0 | 0 | 0 | 0 | 0 | 0 | 0 | 0 | 0 | 0 | 0 | 0 | 0 | 0 | 0 | 0 | 0 | 0 | 0 | Northern_California_Li_Battery_4hr | Northern_California_Li_Battery_8hr | Northern_California_Solar |  | Solano_Wind |  |  |  | Northern_California | Solano
PG&E GBA | Tesla | 230 | CA | 95377 | ALAMEDA | 6 | 0 | 0 | 0 | 0 | 0 | 0 | 0 | 0 | 0 | 0 | 0 | 0 | 0 | 0 | 0 | 0 | 0 | 0 | 0 | 0 | 0 | 0 | 0 | 0 | 0 | 0 | 0 | 0 | 0 | 0 | 0 | 0 | 0 | 0 | 0 | 0 | 0 | 0 | 0 | 1 | 0 | 0 | 0 | 0 | 0 | 0 | 0 | 0 | 0 | 0 | 0 | 0 | 0 | 1 | 0 | 1 | 0 | 0 | 1 | 1 | 0 | 0 | 0 | 0 | 0 | 1 | 0 | 0 | 0 | 0 | 0 | 0 | 0 | 0 | 0 | 0 | 0 | 0 | 0 | 0 | 0 | 0 | 0 | 0 | 0 | 0 | 0 | 0 | 0 | 0 | 0 | 0 | 0 | 0 | 0 | 0 | 0 | Northern_California_Li_Battery_4hr | Northern_California_Li_Battery_8hr | Northern_California_Solar |  | Solano_Wind |  |  |  | Northern_California | Solano
PG&E GBA | Tesla | 500 | CA | 95377 | ALAMEDA | 4 | 0 | 0 | 0 | 0 | 0 | 0 | 0 | 0 | 0 | 0 | 0 | 0 | 0 | 0 | 0 | 0 | 0 | 0 | 0 | 0 | 0 | 0 | 0 | 0 | 0 | 0 | 0 | 0 | 0 | 0 | 0 | 0 | 0 | 0 | 0 | 0 | 0 | 0 | 0 | 0 | 0 | 0 | 0 | 0 | 0 | 0 | 0 | 0 | 0 | 0 | 0 | 0 | 0 | 0 | 0 | 1 | 0 | 0 | 1 | 1 | 0 | 0 | 0 | 0 | 0 | 1 | 0 | 0 | 0 | 0 | 0 | 0 | 0 | 0 | 0 | 0 | 0 | 0 | 0 | 0 | 0 | 0 | 0 | 0 | 0 | 0 | 0 | 0 | 0 | 0 | 0 | 0 | 0 | 0 | 0 | 0 | 0 | Northern_California_Li_Battery_4hr | Northern_California_Li_Battery_8hr | Northern_California_Solar |  | Solano_Wind | Wyoming_Wind |  |  | Northern_California | Solano
PG&E KERN | Tevis | 115 | CA | 93311 | KERN | 4 | 0 | 0 | 0 | 0 | 0 | 0 | 0 | 0 | 0 | 0 | 0 | 0 | 0 | 0 | 0 | 0 | 0 | 0 | 0 | 0 | 0 | 0 | 0 | 0 | 0 | 0 | 0 | 0 | 0 | 0 | 0 | 0 | 0 | 0 | 0 | 0 | 0 | 0 | 0 | 0 | 0 | 0 | 0 | 0 | 0 | 0 | 0 | 0 | 0 | 0 | 0 | 0 | 0 | 0 | 0 | 0 | 0 | 0 | 0 | 0 | 0 | 0 | 0 | 0 | 0 | 0 | 0 | 0 | 0 | 0 | 1 | 0 | 0 | 0 | 0 | 0 | 0 | 0 | 1 | 1 | 0 | 0 | 0 | 0 | 0 | 0 | 0 | 0 | 0 | 0 | 0 | 0 | 0 | 0 | 1 | 0 | 0 | Southern_PGAE_Li_Battery_4hr | Southern_PGAE_Li_Battery_8hr | Southern_PGAE_Solar |  | Central_Valley_North_Los_Banos_Wind |  |  |  | Southern_PGAE | Central_Valley_North_Los_Banos
EOP | Thousandaire | 138 | NV | 89061 | NYE | 3 | 0 | 0 | 0 | 0 | 0 | 0 | 0 | 0 | 0 | 0 | 0 | 0 | 0 | 0 | 0 | 0 | 0 | 0 | 0 | 0 | 0 | 0 | 1 | 1 | 1 | 0 | 0 | 0 | 0 | 0 | 0 | 0 | 0 | 0 | 0 | 0 | 0 | 0 | 0 | 0 | 0 | 0 | 0 | 0 | 0 | 0 | 0 | 0 | 0 | 0 | 0 | 0 | 0 | 0 | 0 | 0 | 0 | 0 | 0 | 0 | 0 | 0 | 0 | 0 | 0 | 0 | 0 | 0 | 0 | 0 | 0 | 0 | 0 | 0 | 0 | 0 | 0 | 0 | 0 | 0 | 0 | 0 | 0 | 0 | 0 | 0 | 0 | 0 | 0 | 0 | 0 | 0 | 0 | 0 | 0 | 0 | 0 | Southern_NV_Eldorado_Li_Battery_4hr | Southern_NV_Eldorado_Li_Battery_8hr | Southern_NV_Eldorado_Solar |  | Southern_NV_Eldorado_Wind |  |  |  | Southern_NV_Eldorado | Southern_NV_Eldorado
PG&E KERN | Topaz | 230 | CA | 90277 | LOS ANGELES | 5 | 0 | 0 | 0 | 0 | 0 | 0 | 0 | 0 | 0 | 0 | 0 | 0 | 0 | 0 | 0 | 0 | 0 | 0 | 0 | 0 | 0 | 0 | 0 | 0 | 0 | 0 | 0 | 0 | 0 | 0 | 0 | 0 | 0 | 0 | 0 | 0 | 0 | 0 | 0 | 0 | 0 | 0 | 0 | 0 | 0 | 0 | 0 | 0 | 0 | 0 | 0 | 0 | 0 | 0 | 0 | 0 | 0 | 0 | 0 | 0 | 0 | 0 | 0 | 0 | 0 | 0 | 0 | 1 | 0 | 0 | 0 | 0 | 0 | 0 | 0 | 0 | 0 | 0 | 1 | 1 | 0 | 0 | 0 | 0 | 0 | 0 | 0 | 0 | 0 | 0 | 0 | 0 | 0 | 0 | 1 | 1 | 0 | Greater_LA_Li_Battery_4hr | Greater_LA_Li_Battery_8hr | Greater_LA_Solar |  | 0 |  |  |  | Greater_LA | Greater_LA
SCE NOL | Tortilla | 115 | CA | 92311 | SAN BERNARDINO | 3 | 0 | 0 | 0 | 0 | 0 | 0 | 0 | 0 | 0 | 0 | 0 | 1 | 1 | 1 | 0 | 0 | 0 | 0 | 0 | 0 | 0 | 0 | 0 | 0 | 0 | 0 | 0 | 0 | 0 | 0 | 0 | 0 | 0 | 0 | 0 | 0 | 0 | 0 | 0 | 0 | 0 | 0 | 0 | 0 | 0 | 0 | 0 | 0 | 0 | 0 | 0 | 0 | 0 | 0 | 0 | 0 | 0 | 0 | 0 | 0 | 0 | 0 | 0 | 0 | 0 | 0 | 0 | 0 | 0 | 0 | 0 | 0 | 0 | 0 | 0 | 0 | 0 | 0 | 0 | 0 | 0 | 0 | 0 | 0 | 0 | 0 | 0 | 0 | 0 | 0 | 0 | 0 | 0 | 0 | 0 | 0 | 0 | Greater_Kramer_Li_Battery_4hr | Greater_Kramer_Li_Battery_8hr | Greater_Kramer_Solar |  | Greater_Kramer_Wind |  |  |  | Greater_Kramer | Greater_Kramer
SDGE | Trabuco | 138 | CA | 92677 | ORANGE | 3 | 0 | 0 | 0 | 0 | 0 | 0 | 0 | 0 | 0 | 0 | 0 | 0 | 0 | 0 | 0 | 0 | 0 | 0 | 0 | 0 | 0 | 0 | 0 | 0 | 0 | 1 | 0 | 0 | 0 | 0 | 0 | 0 | 0 | 0 | 0 | 0 | 0 | 1 | 1 | 0 | 0 | 0 | 0 | 0 | 0 | 0 | 0 | 0 | 0 | 0 | 0 | 0 | 0 | 0 | 0 | 0 | 0 | 0 | 0 | 0 | 0 | 0 | 0 | 0 | 0 | 0 | 0 | 0 | 0 | 0 | 0 | 0 | 0 | 0 | 0 | 0 | 0 | 0 | 0 | 0 | 0 | 0 | 0 | 0 | 0 | 0 | 0 | 0 | 0 | 0 | 0 | 0 | 0 | 0 | 0 | 0 | 0 | Greater_LA_Li_Battery_4hr | Greater_LA_Li_Battery_8hr | Greater_LA_Solar |  | 0 |  |  |  | Greater_LA | Greater_LA
PG&E GBA | Tracy | 115 | CA | 94514 | ALAMEDA | 3 | 0 | 0 | 0 | 0 | 0 | 0 | 0 | 0 | 0 | 0 | 0 | 0 | 0 | 0 | 0 | 0 | 0 | 0 | 0 | 0 | 0 | 0 | 0 | 0 | 0 | 0 | 0 | 0 | 0 | 0 | 0 | 0 | 0 | 0 | 0 | 0 | 0 | 0 | 0 | 0 | 0 | 0 | 0 | 0 | 0 | 1 | 0 | 0 | 0 | 0 | 0 | 0 | 0 | 0 | 0 | 1 | 0 | 0 | 0 | 1 | 0 | 0 | 0 | 0 | 0 | 0 | 0 | 0 | 0 | 0 | 0 | 0 | 0 | 0 | 0 | 0 | 0 | 0 | 0 | 0 | 0 | 0 | 0 | 0 | 0 | 0 | 0 | 0 | 0 | 0 | 0 | 0 | 0 | 0 | 0 | 0 | 0 | Northern_California_Li_Battery_4hr | Northern_California_Li_Battery_8hr | Northern_California_Solar |  | Solano_Wind |  |  |  | Northern_California | Solano
PG&E FRESNO | Tranquility | 230 | PGE |  |  | 6 | 0 | 0 | 0 | 0 | 0 | 0 | 0 | 0 | 0 | 0 | 0 | 0 | 0 | 0 | 0 | 0 | 0 | 0 | 0 | 0 | 0 | 0 | 0 | 0 | 0 | 0 | 0 | 0 | 0 | 0 | 0 | 0 | 0 | 0 | 0 | 0 | 0 | 0 | 0 | 0 | 0 | 0 | 0 | 0 | 0 | 1 | 0 | 0 | 0 | 0 | 0 | 0 | 0 | 0 | 0 | 0 | 0 | 0 | 0 | 0 | 0 | 0 | 0 | 0 | 0 | 0 | 0 | 0 | 0 | 0 | 0 | 0 | 0 | 0 | 0 | 0 | 0 | 0 | 1 | 1 | 0 | 1 | 0 | 0 | 0 | 1 | 0 | 0 | 0 | 1 | 0 | 0 | 0 | 0 | 0 | 0 | 0 | Southern_PGAE_Li_Battery_4hr | Southern_PGAE_Li_Battery_8hr | Southern_PGAE_Solar |  | Central_Valley_North_Los_Banos_Wind |  |  |  | Southern_PGAE | Central_Valley_North_Los_Banos
PG&E GBA | Trimble | 115 | CA | 95131 | Santa Clara | 3 | 0 | 0 | 0 | 0 | 0 | 0 | 0 | 0 | 0 | 0 | 0 | 0 | 0 | 0 | 0 | 0 | 0 | 0 | 0 | 0 | 0 | 0 | 0 | 0 | 0 | 0 | 0 | 0 | 0 | 0 | 0 | 0 | 0 | 0 | 0 | 0 | 0 | 0 | 0 | 0 | 0 | 0 | 0 | 0 | 0 | 0 | 0 | 0 | 0 | 0 | 0 | 0 | 0 | 0 | 0 | 1 | 0 | 0 | 0 | 1 | 0 | 0 | 0 | 0 | 0 | 0 | 0 | 0 | 0 | 0 | 0 | 0 | 0 | 0 | 0 | 0 | 0 | 0 | 0 | 0 | 0 | 0 | 0 | 0 | 0 | 0 | 0 | 0 | 0 | 0 | 0 | 0 | 0 | 0 | 0 | 0 | 1 | Northern_California_Li_Battery_4hr | Northern_California_Li_Battery_8hr | Northern_California_Solar |  | Kern_Greater_Carrizo_Wind |  |  |  | Northern_California | Peninsula_Monterey
EOP | Trout Canyon | 230 | NV |  |  | 3 | 0 | 0 | 0 | 0 | 0 | 0 | 0 | 0 | 0 | 0 | 0 | 0 | 0 | 0 | 0 | 0 | 0 | 0 | 0 | 0 | 0 | 0 | 1 | 1 | 1 | 0 | 0 | 0 | 0 | 0 | 0 | 0 | 0 | 0 | 0 | 0 | 0 | 0 | 0 | 0 | 0 | 0 | 0 | 0 | 0 | 0 | 0 | 0 | 0 | 0 | 0 | 0 | 0 | 0 | 0 | 0 | 0 | 0 | 0 | 0 | 0 | 0 | 0 | 0 | 0 | 0 | 0 | 0 | 0 | 0 | 0 | 0 | 0 | 0 | 0 | 0 | 0 | 0 | 0 | 0 | 0 | 0 | 0 | 0 | 0 | 0 | 0 | 0 | 0 | 0 | 0 | 0 | 0 | 0 | 0 | 0 | 0 | Southern_NV_Eldorado_Li_Battery_4hr | Southern_NV_Eldorado_Li_Battery_8hr | Southern_NV_Eldorado_Solar |  | Southern_NV_Eldorado_Wind |  |  |  | Southern_NV_Eldorado | Southern_NV_Eldorado
EOP | Trout Canyon | 500 | NV |  |  | 3 | 0 | 0 | 0 | 0 | 0 | 0 | 0 | 0 | 0 | 0 | 0 | 0 | 0 | 0 | 0 | 0 | 0 | 0 | 0 | 0 | 0 | 0 | 1 | 1 | 1 | 0 | 0 | 0 | 0 | 0 | 0 | 0 | 0 | 0 | 0 | 0 | 0 | 0 | 0 | 0 | 0 | 0 | 0 | 0 | 0 | 0 | 0 | 0 | 0 | 0 | 0 | 0 | 0 | 0 | 0 | 0 | 0 | 0 | 0 | 0 | 0 | 0 | 0 | 0 | 0 | 0 | 0 | 0 | 0 | 0 | 0 | 0 | 0 | 0 | 0 | 0 | 0 | 0 | 0 | 0 | 0 | 0 | 0 | 0 | 0 | 0 | 0 | 0 | 0 | 0 | 0 | 0 | 0 | 0 | 0 | 0 | 0 | Southern_NV_Eldorado_Li_Battery_4hr | Southern_NV_Eldorado_Li_Battery_8hr | Southern_NV_Eldorado_Solar |  | Southern_NV_Eldorado_Wind |  |  |  | Southern_NV_Eldorado | Southern_NV_Eldorado
PG&E NGBA | Tulucay | 230 | CA | 94558 | NAPA | 3 | 0 | 0 | 0 | 0 | 0 | 0 | 0 | 0 | 0 | 0 | 0 | 0 | 0 | 0 | 0 | 0 | 0 | 0 | 0 | 0 | 0 | 0 | 0 | 0 | 0 | 0 | 0 | 0 | 0 | 0 | 0 | 0 | 0 | 0 | 0 | 0 | 0 | 0 | 0 | 1 | 0 | 0 | 0 | 0 | 0 | 0 | 0 | 0 | 0 | 0 | 0 | 0 | 1 | 0 | 0 | 0 | 0 | 0 | 0 | 0 | 0 | 0 | 0 | 0 | 0 | 0 | 1 | 0 | 0 | 0 | 0 | 0 | 0 | 0 | 0 | 0 | 0 | 0 | 0 | 0 | 0 | 0 | 0 | 0 | 0 | 0 | 0 | 0 | 0 | 0 | 0 | 0 | 0 | 0 | 0 | 0 | 0 | Northern_California_Li_Battery_4hr | Northern_California_Li_Battery_8hr | Northern_California_Solar |  | Northern_California_Wind |  |  |  | Northern_California | Northern_California
PG&E NGBA | Tulucay | 60 | CA | 94558 | NAPA | 8 | 0 | 0 | 0 | 0 | 0 | 0 | 0 | 0 | 0 | 0 | 0 | 0 | 0 | 0 | 0 | 0 | 0 | 0 | 0 | 0 | 0 | 0 | 0 | 0 | 0 | 0 | 0 | 0 | 0 | 0 | 0 | 0 | 0 | 0 | 0 | 0 | 0 | 0 | 0 | 1 | 0 | 0 | 0 | 0 | 0 | 0 | 0 | 0 | 0 | 0 | 0 | 1 | 1 | 1 | 1 | 1 | 0 | 0 | 0 | 0 | 0 | 0 | 0 | 0 | 0 | 1 | 1 | 0 | 0 | 0 | 0 | 0 | 0 | 0 | 0 | 0 | 0 | 0 | 0 | 0 | 0 | 0 | 0 | 0 | 0 | 0 | 0 | 0 | 0 | 0 | 0 | 0 | 0 | 0 | 0 | 0 | 0 | Northern_California_Li_Battery_4hr | Northern_California_Li_Battery_8hr | Northern_California_Solar |  | Northern_California_Wind |  |  |  | Northern_California | Northern_California
PG&E KERN | Tupman | 115 | CA | 93314 | KERN | 4 | 0 | 0 | 0 | 0 | 0 | 0 | 0 | 0 | 0 | 0 | 0 | 0 | 0 | 0 | 0 | 0 | 0 | 0 | 0 | 0 | 0 | 0 | 0 | 0 | 0 | 0 | 0 | 0 | 0 | 0 | 0 | 0 | 0 | 0 | 0 | 0 | 0 | 0 | 0 | 0 | 0 | 0 | 0 | 0 | 0 | 0 | 0 | 0 | 0 | 0 | 0 | 0 | 0 | 0 | 0 | 0 | 0 | 0 | 0 | 0 | 0 | 0 | 0 | 0 | 0 | 0 | 0 | 1 | 0 | 0 | 0 | 0 | 0 | 0 | 1 | 0 | 0 | 0 | 1 | 0 | 0 | 0 | 0 | 0 | 0 | 0 | 0 | 0 | 0 | 0 | 0 | 0 | 0 | 0 | 1 | 0 | 0 | Southern_PGAE_Li_Battery_4hr | Southern_PGAE_Li_Battery_8hr | Southern_PGAE_Solar |  | Central_Valley_North_Los_Banos_Wind |  |  |  | Southern_PGAE | Central_Valley_North_Los_Banos
PG&E NGBA | Ukiah | 115 | CA | 95482 | MENDOCINO | 6 | 0 | 0 | 0 | 0 | 0 | 0 | 0 | 0 | 0 | 0 | 0 | 0 | 0 | 0 | 0 | 0 | 0 | 0 | 0 | 0 | 0 | 0 | 0 | 0 | 0 | 0 | 0 | 0 | 0 | 0 | 0 | 0 | 0 | 0 | 0 | 0 | 0 | 0 | 0 | 1 | 0 | 1 | 0 | 0 | 0 | 0 | 0 | 0 | 0 | 0 | 0 | 0 | 1 | 0 | 1 | 1 | 0 | 0 | 0 | 0 | 0 | 0 | 0 | 0 | 0 | 0 | 1 | 0 | 0 | 0 | 0 | 0 | 0 | 0 | 0 | 0 | 0 | 0 | 0 | 0 | 0 | 0 | 0 | 0 | 0 | 0 | 0 | 0 | 0 | 0 | 0 | 0 | 0 | 0 | 0 | 0 | 0 | Northern_California_Li_Battery_4hr | Northern_California_Li_Battery_8hr | Northern_California_Solar |  | Northern_California_Wind |  |  |  | Northern_California | Mendocino_Marin
PG&E KERN | Union (Estrella) | 70 | CA | 93446 | San Luis Obispo | 5 | 0 | 0 | 0 | 0 | 0 | 0 | 0 | 0 | 0 | 0 | 0 | 0 | 0 | 0 | 0 | 0 | 0 | 0 | 0 | 0 | 0 | 0 | 0 | 0 | 0 | 0 | 0 | 0 | 0 | 0 | 0 | 0 | 0 | 0 | 0 | 0 | 0 | 0 | 0 | 0 | 0 | 0 | 0 | 0 | 0 | 0 | 0 | 0 | 0 | 0 | 0 | 0 | 0 | 0 | 0 | 0 | 0 | 0 | 0 | 0 | 0 | 0 | 0 | 0 | 0 | 0 | 0 | 1 | 1 | 0 | 0 | 0 | 0 | 0 | 0 | 0 | 0 | 0 | 0 | 1 | 0 | 0 | 0 | 0 | 0 | 1 | 0 | 0 | 0 | 0 | 0 | 0 | 0 | 0 | 0 | 1 | 0 | Southern_PGAE_Li_Battery_4hr | Southern_PGAE_Li_Battery_8hr | Southern_PGAE_Solar |  | Kern_Greater_Carrizo_Wind |  |  |  | Southern_PGAE | Kern_Greater_Carrizo
PG&E NGBA | Vaca Dixon | 115 | CA | 95688 | SOLANO | 5 | 0 | 0 | 0 | 0 | 0 | 0 | 0 | 0 | 0 | 0 | 0 | 0 | 0 | 0 | 0 | 0 | 0 | 0 | 0 | 0 | 0 | 0 | 0 | 0 | 0 | 0 | 0 | 0 | 0 | 0 | 0 | 0 | 0 | 0 | 0 | 0 | 0 | 0 | 0 | 1 | 0 | 0 | 0 | 0 | 0 | 0 | 0 | 0 | 0 | 0 | 0 | 0 | 0 | 1 | 1 | 1 | 0 | 0 | 0 | 0 | 0 | 0 | 0 | 0 | 0 | 0 | 1 | 0 | 0 | 0 | 0 | 0 | 0 | 0 | 0 | 0 | 0 | 0 | 0 | 0 | 0 | 0 | 0 | 0 | 0 | 0 | 0 | 0 | 0 | 0 | 0 | 0 | 0 | 0 | 0 | 0 | 0 | Northern_California_Li_Battery_4hr | Northern_California_Li_Battery_8hr | Northern_California_Solar |  | Solano_Wind |  |  |  | Northern_California | Solano
PG&E NGBA | Vaca Dixon | 230 | CA | 95688 | SOLANO | 4 | 0 | 0 | 0 | 0 | 0 | 0 | 0 | 0 | 0 | 0 | 0 | 0 | 0 | 0 | 0 | 0 | 0 | 0 | 0 | 0 | 0 | 0 | 0 | 0 | 0 | 0 | 0 | 0 | 0 | 0 | 0 | 0 | 0 | 0 | 0 | 0 | 0 | 0 | 0 | 1 | 0 | 0 | 0 | 0 | 0 | 0 | 0 | 0 | 0 | 0 | 0 | 0 | 0 | 1 | 1 | 0 | 0 | 0 | 0 | 0 | 0 | 0 | 0 | 0 | 0 | 0 | 1 | 0 | 0 | 0 | 0 | 0 | 0 | 0 | 0 | 0 | 0 | 0 | 0 | 0 | 0 | 0 | 0 | 0 | 0 | 0 | 0 | 0 | 0 | 0 | 0 | 0 | 0 | 0 | 0 | 0 | 0 | Northern_California_Li_Battery_4hr | Northern_California_Li_Battery_8hr | Northern_California_Solar |  | Solano_Wind |  |  |  | Northern_California | Solano
PG&E NGBA | Vaca Dixon | 500 | CA | 95688 | SOLANO | 3 | 0 | 0 | 0 | 0 | 0 | 0 | 0 | 0 | 0 | 0 | 0 | 0 | 0 | 0 | 0 | 0 | 0 | 0 | 0 | 0 | 0 | 0 | 0 | 0 | 0 | 0 | 0 | 0 | 0 | 0 | 0 | 0 | 0 | 0 | 0 | 0 | 0 | 0 | 0 | 1 | 0 | 0 | 0 | 0 | 0 | 0 | 0 | 0 | 0 | 0 | 0 | 0 | 0 | 0 | 1 | 0 | 0 | 0 | 0 | 0 | 0 | 0 | 0 | 0 | 0 | 0 | 1 | 0 | 0 | 0 | 0 | 0 | 0 | 0 | 0 | 0 | 0 | 0 | 0 | 0 | 0 | 0 | 0 | 0 | 0 | 0 | 0 | 0 | 0 | 0 | 0 | 0 | 0 | 0 | 0 | 0 | 0 | Northern_California_Li_Battery_4hr | Northern_California_Li_Battery_8hr | Northern_California_Solar |  | Solano_Wind |  |  |  | Northern_California | Solano
PG&E NGBA | Vaca Dixon | 60 | CA | 95688 | SOLANO | 5 | 0 | 0 | 0 | 0 | 0 | 0 | 0 | 0 | 0 | 0 | 0 | 0 | 0 | 0 | 0 | 0 | 0 | 0 | 0 | 0 | 0 | 0 | 0 | 0 | 0 | 0 | 0 | 0 | 0 | 0 | 0 | 0 | 0 | 0 | 0 | 0 | 0 | 0 | 0 | 1 | 0 | 0 | 0 | 0 | 0 | 0 | 0 | 0 | 0 | 0 | 0 | 0 | 0 | 1 | 1 | 1 | 0 | 0 | 0 | 0 | 0 | 0 | 0 | 0 | 0 | 0 | 1 | 0 | 0 | 0 | 0 | 0 | 0 | 0 | 0 | 0 | 0 | 0 | 0 | 0 | 0 | 0 | 0 | 0 | 0 | 0 | 0 | 0 | 0 | 0 | 0 | 0 | 0 | 0 | 0 | 0 | 0 | Northern_California_Li_Battery_4hr | Northern_California_Li_Battery_8hr | Northern_California_Solar |  | Solano_Wind |  |  |  | Northern_California | Solano
SCE Eastern | Valley (SCE) | 500 | CA | 92585 | RIVERSIDE | 2 | 0 | 0 | 0 | 0 | 0 | 0 | 0 | 0 | 0 | 0 | 0 | 0 | 0 | 0 | 0 | 0 | 0 | 0 | 0 | 1 | 0 | 1 | 0 | 0 | 0 | 0 | 0 | 0 | 0 | 0 | 0 | 0 | 0 | 0 | 0 | 0 | 0 | 0 | 0 | 0 | 0 | 0 | 0 | 0 | 0 | 0 | 0 | 0 | 0 | 0 | 0 | 0 | 0 | 0 | 0 | 0 | 0 | 0 | 0 | 0 | 0 | 0 | 0 | 0 | 0 | 0 | 0 | 0 | 0 | 0 | 0 | 0 | 0 | 0 | 0 | 0 | 0 | 0 | 0 | 0 | 0 | 0 | 0 | 0 | 0 | 0 | 0 | 0 | 0 | 0 | 0 | 0 | 0 | 0 | 0 | 0 | 0 | Riverside_Li_Battery_4hr | Riverside_Li_Battery_8hr | Riverside_Solar |  | Riverside_Palm_Springs_Wind |  |  |  | Riverside | Riverside (Exclude)
EOP | Valley (VEA) | 138 | NV | 89020 | NYE | 3 | 0 | 0 | 0 | 0 | 0 | 0 | 0 | 0 | 0 | 0 | 0 | 0 | 0 | 0 | 0 | 0 | 0 | 0 | 0 | 0 | 0 | 0 | 1 | 1 | 1 | 0 | 0 | 0 | 0 | 0 | 0 | 0 | 0 | 0 | 0 | 0 | 0 | 0 | 0 | 0 | 0 | 0 | 0 | 0 | 0 | 0 | 0 | 0 | 0 | 0 | 0 | 0 | 0 | 0 | 0 | 0 | 0 | 0 | 0 | 0 | 0 | 0 | 0 | 0 | 0 | 0 | 0 | 0 | 0 | 0 | 0 | 0 | 0 | 0 | 0 | 0 | 0 | 0 | 0 | 0 | 0 | 0 | 0 | 0 | 0 | 0 | 0 | 0 | 0 | 0 | 0 | 0 | 0 | 0 | 0 | 0 | 0 | Southern_NV_Eldorado_Li_Battery_4hr | Southern_NV_Eldorado_Li_Battery_8hr | Southern_NV_Eldorado_Solar |  | Southern_NV_Eldorado_Wind |  |  |  | Southern_NV_Eldorado | Southern_NV_Eldorado
SDGE | Valley Center | 69 | CA | 92082 | San Diego | 4 | 0 | 0 | 0 | 0 | 0 | 0 | 0 | 0 | 0 | 0 | 0 | 0 | 0 | 0 | 0 | 0 | 0 | 0 | 0 | 0 | 0 | 0 | 0 | 0 | 0 | 1 | 0 | 0 | 0 | 0 | 1 | 0 | 1 | 0 | 0 | 0 | 0 | 1 | 0 | 0 | 0 | 0 | 0 | 0 | 0 | 0 | 0 | 0 | 0 | 0 | 0 | 0 | 0 | 0 | 0 | 0 | 0 | 0 | 0 | 0 | 0 | 0 | 0 | 0 | 0 | 0 | 0 | 0 | 0 | 0 | 0 | 0 | 0 | 0 | 0 | 0 | 0 | 0 | 0 | 0 | 0 | 0 | 0 | 0 | 0 | 0 | 0 | 0 | 0 | 0 | 0 | 0 | 0 | 0 | 0 | 0 | 0 | San_Diego_Li_Battery_4hr | San_Diego_Li_Battery_8hr | San_Diego_Solar |  | 0 |  |  |  | Greater_SD | Greater_SD
PG&E GBA | Valley Home | 115 | CA | 95361 | SAN JOAQUIN | 4 | 0 | 0 | 0 | 0 | 0 | 0 | 0 | 0 | 0 | 0 | 0 | 0 | 0 | 0 | 0 | 0 | 0 | 0 | 0 | 0 | 0 | 0 | 0 | 0 | 0 | 0 | 0 | 0 | 0 | 0 | 0 | 0 | 0 | 0 | 0 | 0 | 0 | 0 | 0 | 0 | 0 | 0 | 0 | 0 | 0 | 1 | 0 | 0 | 0 | 0 | 0 | 0 | 0 | 0 | 0 | 1 | 0 | 0 | 0 | 1 | 0 | 0 | 0 | 1 | 0 | 0 | 0 | 0 | 0 | 0 | 0 | 0 | 0 | 0 | 0 | 0 | 0 | 0 | 0 | 0 | 0 | 0 | 0 | 0 | 0 | 0 | 0 | 0 | 0 | 0 | 0 | 0 | 0 | 0 | 0 | 0 | 0 | Northern_California_Li_Battery_4hr | Northern_California_Li_Battery_8hr | Northern_California_Solar |  | Solano_Wind |  |  |  | Northern_California | Solano
PG&E GBA | Valley Springs | 230 | CA | 95252 | Calaveras | 4 | 0 | 0 | 0 | 0 | 0 | 0 | 0 | 0 | 0 | 0 | 0 | 0 | 0 | 0 | 0 | 0 | 0 | 0 | 0 | 0 | 0 | 0 | 0 | 0 | 0 | 0 | 0 | 0 | 0 | 0 | 0 | 0 | 0 | 0 | 0 | 0 | 0 | 0 | 0 | 0 | 0 | 0 | 0 | 0 | 0 | 1 | 0 | 0 | 0 | 0 | 0 | 0 | 0 | 0 | 0 | 0 | 0 | 0 | 0 | 1 | 1 | 0 | 0 | 0 | 0 | 0 | 0 | 0 | 0 | 0 | 0 | 0 | 0 | 0 | 0 | 0 | 0 | 0 | 0 | 0 | 0 | 0 | 0 | 0 | 0 | 1 | 0 | 0 | 0 | 0 | 0 | 0 | 0 | 0 | 0 | 0 | 0 | Northern_California_Li_Battery_4hr | Northern_California_Li_Battery_8hr | Northern_California_Solar |  | Central_Valley_North_Los_Banos_Wind |  |  |  | Northern_California | El_Dorado_Mariposa
PG&E GBA | Valley Springs | 60 | CA | 95252 | Calaveras | 3 | 0 | 0 | 0 | 0 | 0 | 0 | 0 | 0 | 0 | 0 | 0 | 0 | 0 | 0 | 0 | 0 | 0 | 0 | 0 | 0 | 0 | 0 | 0 | 0 | 0 | 0 | 0 | 0 | 0 | 0 | 0 | 0 | 0 | 0 | 0 | 0 | 0 | 0 | 0 | 0 | 0 | 0 | 0 | 0 | 0 | 1 | 0 | 0 | 0 | 0 | 0 | 0 | 0 | 0 | 0 | 0 | 0 | 0 | 0 | 1 | 1 | 0 | 0 | 0 | 0 | 0 | 0 | 0 | 0 | 0 | 0 | 0 | 0 | 0 | 0 | 0 | 0 | 0 | 0 | 0 | 0 | 0 | 0 | 0 | 0 | 0 | 0 | 0 | 0 | 0 | 0 | 0 | 0 | 0 | 0 | 0 | 0 | Northern_California_Li_Battery_4hr | Northern_California_Li_Battery_8hr | Northern_California_Solar |  | Central_Valley_North_Los_Banos_Wind |  |  |  | Northern_California | El_Dorado_Mariposa
EOP | Valley Switch | 138 | NV | 89020 | NYE | 3 | 0 | 0 | 0 | 0 | 0 | 0 | 0 | 0 | 0 | 0 | 0 | 0 | 0 | 0 | 0 | 0 | 0 | 0 | 0 | 0 | 0 | 0 | 1 | 1 | 1 | 0 | 0 | 0 | 0 | 0 | 0 | 0 | 0 | 0 | 0 | 0 | 0 | 0 | 0 | 0 | 0 | 0 | 0 | 0 | 0 | 0 | 0 | 0 | 0 | 0 | 0 | 0 | 0 | 0 | 0 | 0 | 0 | 0 | 0 | 0 | 0 | 0 | 0 | 0 | 0 | 0 | 0 | 0 | 0 | 0 | 0 | 0 | 0 | 0 | 0 | 0 | 0 | 0 | 0 | 0 | 0 | 0 | 0 | 0 | 0 | 0 | 0 | 0 | 0 | 0 | 0 | 0 | 0 | 0 | 0 | 0 | 0 | Southern_NV_Eldorado_Li_Battery_4hr | Southern_NV_Eldorado_Li_Battery_8hr | Southern_NV_Eldorado_Solar |  | Southern_NV_Eldorado_Wind |  |  |  | Southern_NV_Eldorado | Southern_NV_Eldorado
EOP | Valley Switch | 230 | NV | 89020 | NYE | 3 | 0 | 0 | 0 | 0 | 0 | 0 | 0 | 0 | 0 | 0 | 0 | 0 | 0 | 0 | 0 | 0 | 0 | 0 | 0 | 0 | 0 | 0 | 1 | 1 | 1 | 0 | 0 | 0 | 0 | 0 | 0 | 0 | 0 | 0 | 0 | 0 | 0 | 0 | 0 | 0 | 0 | 0 | 0 | 0 | 0 | 0 | 0 | 0 | 0 | 0 | 0 | 0 | 0 | 0 | 0 | 0 | 0 | 0 | 0 | 0 | 0 | 0 | 0 | 0 | 0 | 0 | 0 | 0 | 0 | 0 | 0 | 0 | 0 | 0 | 0 | 0 | 0 | 0 | 0 | 0 | 0 | 0 | 0 | 0 | 0 | 0 | 0 | 0 | 0 | 0 | 0 | 0 | 0 | 0 | 0 | 0 | 0 | Southern_NV_Eldorado_Li_Battery_4hr | Southern_NV_Eldorado_Li_Battery_8hr | Southern_NV_Eldorado_Solar |  | Southern_NV_Eldorado_Wind |  |  |  | Southern_NV_Eldorado | Southern_NV_Eldorado
PG&E GBA | Vasco | 230 | CA | 94551 | ALAMEDA | 4 | 0 | 0 | 0 | 0 | 0 | 0 | 0 | 0 | 0 | 0 | 0 | 0 | 0 | 0 | 0 | 0 | 0 | 0 | 0 | 0 | 0 | 0 | 0 | 0 | 0 | 0 | 0 | 0 | 0 | 0 | 0 | 0 | 0 | 0 | 0 | 0 | 0 | 0 | 0 | 1 | 0 | 0 | 0 | 0 | 0 | 0 | 0 | 0 | 0 | 0 | 0 | 0 | 0 | 0 | 0 | 1 | 0 | 0 | 0 | 1 | 0 | 0 | 0 | 0 | 0 | 0 | 1 | 0 | 0 | 0 | 0 | 0 | 0 | 0 | 0 | 0 | 0 | 0 | 0 | 0 | 0 | 0 | 0 | 0 | 0 | 0 | 0 | 0 | 0 | 0 | 0 | 0 | 0 | 0 | 0 | 0 | 0 | Northern_California_Li_Battery_4hr | Northern_California_Li_Battery_8hr | Northern_California_Solar |  | Solano_Wind |  |  |  | Northern_California | Solano
PG&E GBA | Vasona | 230 | CA | 95032 | SANTA CLARA | 3 | 0 | 0 | 0 | 0 | 0 | 0 | 0 | 0 | 0 | 0 | 0 | 0 | 0 | 0 | 0 | 0 | 0 | 0 | 0 | 0 | 0 | 0 | 0 | 0 | 0 | 0 | 0 | 0 | 0 | 0 | 0 | 0 | 0 | 0 | 0 | 0 | 0 | 0 | 0 | 0 | 0 | 0 | 0 | 0 | 0 | 0 | 0 | 0 | 0 | 0 | 0 | 0 | 1 | 0 | 0 | 0 | 0 | 0 | 0 | 1 | 0 | 0 | 0 | 0 | 0 | 0 | 0 | 0 | 0 | 0 | 0 | 0 | 0 | 0 | 0 | 0 | 0 | 0 | 0 | 0 | 0 | 0 | 0 | 0 | 0 | 0 | 0 | 0 | 0 | 0 | 0 | 0 | 0 | 0 | 0 | 0 | 1 | Northern_California_Li_Battery_4hr | Northern_California_Li_Battery_8hr | Northern_California_Solar |  | Kern_Greater_Carrizo_Wind |  |  |  | Northern_California | Peninsula_Monterey
SCE Northern | Vestal | 230 | CA | 93207 | TULARE | 4 | 1 | 0 | 1 | 0 | 0 | 1 | 1 | 0 | 0 | 0 | 0 | 0 | 0 | 0 | 0 | 0 | 0 | 0 | 0 | 0 | 0 | 0 | 0 | 0 | 0 | 0 | 0 | 0 | 0 | 0 | 0 | 0 | 0 | 0 | 0 | 0 | 0 | 0 | 0 | 0 | 0 | 0 | 0 | 0 | 0 | 0 | 0 | 0 | 0 | 0 | 0 | 0 | 0 | 0 | 0 | 0 | 0 | 0 | 0 | 0 | 0 | 0 | 0 | 0 | 0 | 0 | 0 | 0 | 0 | 0 | 0 | 0 | 0 | 0 | 0 | 0 | 0 | 0 | 0 | 0 | 0 | 0 | 0 | 0 | 0 | 0 | 0 | 0 | 0 | 0 | 0 | 0 | 0 | 0 | 0 | 0 | 0 | Tehachapi_Li_Battery_4hr | Tehachapi_Li_Battery_8hr | Tehachapi_Solar |  | Central_Valley_North_Los_Banos_Wind |  |  |  | Tehachapi | Central_Valley_North_Los_Banos
SCE Northern | Vestal | 66 | CA | 93207 | TULARE | 4 | 1 | 0 | 1 | 0 | 0 | 1 | 1 | 0 | 0 | 0 | 0 | 0 | 0 | 0 | 0 | 0 | 0 | 0 | 0 | 0 | 0 | 0 | 0 | 0 | 0 | 0 | 0 | 0 | 0 | 0 | 0 | 0 | 0 | 0 | 0 | 0 | 0 | 0 | 0 | 0 | 0 | 0 | 0 | 0 | 0 | 0 | 0 | 0 | 0 | 0 | 0 | 0 | 0 | 0 | 0 | 0 | 0 | 0 | 0 | 0 | 0 | 0 | 0 | 0 | 0 | 0 | 0 | 0 | 0 | 0 | 0 | 0 | 0 | 0 | 0 | 0 | 0 | 0 | 0 | 0 | 0 | 0 | 0 | 0 | 0 | 0 | 0 | 0 | 0 | 0 | 0 | 0 | 0 | 0 | 0 | 0 | 0 | Tehachapi_Li_Battery_4hr | Tehachapi_Li_Battery_8hr | Tehachapi_Solar |  | Central_Valley_North_Los_Banos_Wind |  |  |  | Tehachapi | Central_Valley_North_Los_Banos
SCE NOL | Victor | 115 | CA | 92392 | SAN BERNARDINO | 2 | 0 | 0 | 0 | 0 | 0 | 0 | 0 | 0 | 0 | 0 | 0 | 0 | 1 | 1 | 0 | 0 | 0 | 0 | 0 | 0 | 0 | 0 | 0 | 0 | 0 | 0 | 0 | 0 | 0 | 0 | 0 | 0 | 0 | 0 | 0 | 0 | 0 | 0 | 0 | 0 | 0 | 0 | 0 | 0 | 0 | 0 | 0 | 0 | 0 | 0 | 0 | 0 | 0 | 0 | 0 | 0 | 0 | 0 | 0 | 0 | 0 | 0 | 0 | 0 | 0 | 0 | 0 | 0 | 0 | 0 | 0 | 0 | 0 | 0 | 0 | 0 | 0 | 0 | 0 | 0 | 0 | 0 | 0 | 0 | 0 | 0 | 0 | 0 | 0 | 0 | 0 | 0 | 0 | 0 | 0 | 0 | 0 | Greater_Kramer_Li_Battery_4hr | Greater_Kramer_Li_Battery_8hr | Greater_Kramer_Solar |  | Greater_Kramer_Wind |  |  |  | Greater_Kramer | Greater_Kramer
SCE NOL | Victor | 230 | CA | 92392 | SAN BERNARDINO | 2 | 0 | 0 | 0 | 0 | 0 | 0 | 0 | 0 | 0 | 0 | 0 | 0 | 1 | 1 | 0 | 0 | 0 | 0 | 0 | 0 | 0 | 0 | 0 | 0 | 0 | 0 | 0 | 0 | 0 | 0 | 0 | 0 | 0 | 0 | 0 | 0 | 0 | 0 | 0 | 0 | 0 | 0 | 0 | 0 | 0 | 0 | 0 | 0 | 0 | 0 | 0 | 0 | 0 | 0 | 0 | 0 | 0 | 0 | 0 | 0 | 0 | 0 | 0 | 0 | 0 | 0 | 0 | 0 | 0 | 0 | 0 | 0 | 0 | 0 | 0 | 0 | 0 | 0 | 0 | 0 | 0 | 0 | 0 | 0 | 0 | 0 | 0 | 0 | 0 | 0 | 0 | 0 | 0 | 0 | 0 | 0 | 0 | Greater_Kramer_Li_Battery_4hr | Greater_Kramer_Li_Battery_8hr | Greater_Kramer_Solar |  | Greater_Kramer_Wind |  |  |  | Greater_Kramer | Greater_Kramer
SCE Metro | Viejo | 230 | CA | 92610 | ORANGE | 1 | 0 | 0 | 0 | 0 | 0 | 0 | 0 | 0 | 0 | 1 | 0 | 0 | 0 | 0 | 0 | 0 | 0 | 0 | 0 | 0 | 0 | 0 | 0 | 0 | 0 | 0 | 0 | 0 | 0 | 0 | 0 | 0 | 0 | 0 | 0 | 0 | 0 | 0 | 0 | 0 | 0 | 0 | 0 | 0 | 0 | 0 | 0 | 0 | 0 | 0 | 0 | 0 | 0 | 0 | 0 | 0 | 0 | 0 | 0 | 0 | 0 | 0 | 0 | 0 | 0 | 0 | 0 | 0 | 0 | 0 | 0 | 0 | 0 | 0 | 0 | 0 | 0 | 0 | 0 | 0 | 0 | 0 | 0 | 0 | 0 | 0 | 0 | 0 | 0 | 0 | 0 | 0 | 0 | 0 | 0 | 0 | 0 | Greater_LA_Li_Battery_4hr | Greater_LA_Li_Battery_8hr | Greater_LA_Solar |  | 0 |  |  |  | Greater_LA | Greater_LA
PG&E GBA | Vierra | 115 | CA | 95330 | SAN JOAQUIN | 5 | 0 | 0 | 0 | 0 | 0 | 0 | 0 | 0 | 0 | 0 | 0 | 0 | 0 | 0 | 0 | 0 | 0 | 0 | 0 | 0 | 0 | 0 | 0 | 0 | 0 | 0 | 0 | 0 | 0 | 0 | 0 | 0 | 0 | 0 | 0 | 0 | 0 | 0 | 0 | 0 | 0 | 0 | 0 | 0 | 0 | 1 | 0 | 0 | 0 | 0 | 0 | 0 | 0 | 0 | 0 | 1 | 0 | 1 | 0 | 1 | 0 | 0 | 0 | 0 | 0 | 1 | 0 | 0 | 0 | 0 | 0 | 0 | 0 | 0 | 0 | 0 | 0 | 0 | 0 | 0 | 0 | 0 | 0 | 0 | 0 | 0 | 0 | 0 | 0 | 0 | 0 | 0 | 0 | 0 | 0 | 0 | 0 | Northern_California_Li_Battery_4hr | Northern_California_Li_Battery_8hr | Northern_California_Solar |  | Solano_Wind |  |  |  | Northern_California | Solano
SCE Metro | Villa Park | 230 | CA | 92865 | ORANGE | 1 | 0 | 0 | 0 | 0 | 0 | 0 | 0 | 0 | 0 | 1 | 0 | 0 | 0 | 0 | 0 | 0 | 0 | 0 | 0 | 0 | 0 | 0 | 0 | 0 | 0 | 0 | 0 | 0 | 0 | 0 | 0 | 0 | 0 | 0 | 0 | 0 | 0 | 0 | 0 | 0 | 0 | 0 | 0 | 0 | 0 | 0 | 0 | 0 | 0 | 0 | 0 | 0 | 0 | 0 | 0 | 0 | 0 | 0 | 0 | 0 | 0 | 0 | 0 | 0 | 0 | 0 | 0 | 0 | 0 | 0 | 0 | 0 | 0 | 0 | 0 | 0 | 0 | 0 | 0 | 0 | 0 | 0 | 0 | 0 | 0 | 0 | 0 | 0 | 0 | 0 | 0 | 0 | 0 | 0 | 0 | 0 | 0 | Greater_LA_Li_Battery_4hr | Greater_LA_Li_Battery_8hr | Greater_LA_Solar |  | 0 |  |  |  | Greater_LA | Greater_LA
SCE Northern | Vincent | 230 | CA | 93550 | LOS ANGELES | 1 | 0 | 1 | 0 | 0 | 0 | 0 | 0 | 0 | 0 | 0 | 0 | 0 | 0 | 0 | 0 | 0 | 0 | 0 | 0 | 0 | 0 | 0 | 0 | 0 | 0 | 0 | 0 | 0 | 0 | 0 | 0 | 0 | 0 | 0 | 0 | 0 | 0 | 0 | 0 | 0 | 0 | 0 | 0 | 0 | 0 | 0 | 0 | 0 | 0 | 0 | 0 | 0 | 0 | 0 | 0 | 0 | 0 | 0 | 0 | 0 | 0 | 0 | 0 | 0 | 0 | 0 | 0 | 0 | 0 | 0 | 0 | 0 | 0 | 0 | 0 | 0 | 0 | 0 | 0 | 0 | 0 | 0 | 0 | 0 | 0 | 0 | 0 | 0 | 0 | 0 | 0 | 0 | 0 | 0 | 0 | 0 | 0 | Tehachapi_Li_Battery_4hr | Tehachapi_Li_Battery_8hr | Tehachapi_Solar |  | Tehachapi_Wind |  |  |  | Greater_LA | Tehachapi
SCE Northern | Vincent | 500 | CA | 93550 | LOS ANGELES | 1 | 0 | 1 | 0 | 0 | 0 | 0 | 0 | 0 | 0 | 0 | 0 | 0 | 0 | 0 | 0 | 0 | 0 | 0 | 0 | 0 | 0 | 0 | 0 | 0 | 0 | 0 | 0 | 0 | 0 | 0 | 0 | 0 | 0 | 0 | 0 | 0 | 0 | 0 | 0 | 0 | 0 | 0 | 0 | 0 | 0 | 0 | 0 | 0 | 0 | 0 | 0 | 0 | 0 | 0 | 0 | 0 | 0 | 0 | 0 | 0 | 0 | 0 | 0 | 0 | 0 | 0 | 0 | 0 | 0 | 0 | 0 | 0 | 0 | 0 | 0 | 0 | 0 | 0 | 0 | 0 | 0 | 0 | 0 | 0 | 0 | 0 | 0 | 0 | 0 | 0 | 0 | 0 | 0 | 0 | 0 | 0 | 0 | Tehachapi_Li_Battery_4hr | Tehachapi_Li_Battery_8hr | Tehachapi_Solar |  | Tehachapi_Wind |  |  |  | Greater_LA | Tehachapi
PG&E GBA | Vineyard | 230 | CA | 94566 | ALAMEDA | 4 | 0 | 0 | 0 | 0 | 0 | 0 | 0 | 0 | 0 | 0 | 0 | 0 | 0 | 0 | 0 | 0 | 0 | 0 | 0 | 0 | 0 | 0 | 0 | 0 | 0 | 0 | 0 | 0 | 0 | 0 | 0 | 0 | 0 | 0 | 0 | 0 | 0 | 0 | 0 | 1 | 0 | 0 | 0 | 0 | 0 | 0 | 0 | 0 | 0 | 0 | 0 | 0 | 0 | 0 | 0 | 1 | 0 | 0 | 0 | 1 | 0 | 0 | 0 | 0 | 0 | 0 | 1 | 0 | 0 | 0 | 0 | 0 | 0 | 0 | 0 | 0 | 0 | 0 | 0 | 0 | 0 | 0 | 0 | 0 | 0 | 0 | 0 | 0 | 0 | 0 | 0 | 0 | 0 | 0 | 0 | 0 | 0 | Northern_California_Li_Battery_4hr | Northern_California_Li_Battery_8hr | Northern_California_Solar |  | Solano_Wind |  |  |  | Northern_California | Solano
SDGE | Vineyard | 69 | CA | 94566 | Alameda | 3 | 0 | 0 | 0 | 0 | 0 | 0 | 0 | 0 | 0 | 0 | 0 | 0 | 0 | 0 | 0 | 0 | 0 | 0 | 0 | 0 | 0 | 0 | 0 | 0 | 0 | 0 | 0 | 0 | 0 | 0 | 1 | 0 | 1 | 0 | 0 | 0 | 1 | 0 | 0 | 0 | 0 | 0 | 0 | 0 | 0 | 0 | 0 | 0 | 0 | 0 | 0 | 0 | 0 | 0 | 0 | 0 | 0 | 0 | 0 | 0 | 0 | 0 | 0 | 0 | 0 | 0 | 0 | 0 | 0 | 0 | 0 | 0 | 0 | 0 | 0 | 0 | 0 | 0 | 0 | 0 | 0 | 0 | 0 | 0 | 0 | 0 | 0 | 0 | 0 | 0 | 0 | 0 | 0 | 0 | 0 | 0 | 0 | Northern_California_Li_Battery_4hr | Northern_California_Li_Battery_8hr | Northern_California_Solar |  | Solano_Wind |  |  |  | Northern_California | Solano
SCE Eastern | Vista (SCE) | 230 | CA | 92313 | SAN BERNARDINO | 2 | 0 | 0 | 0 | 0 | 0 | 0 | 0 | 0 | 0 | 0 | 0 | 0 | 0 | 0 | 0 | 0 | 0 | 0 | 0 | 1 | 0 | 1 | 0 | 0 | 0 | 0 | 0 | 0 | 0 | 0 | 0 | 0 | 0 | 0 | 0 | 0 | 0 | 0 | 0 | 0 | 0 | 0 | 0 | 0 | 0 | 0 | 0 | 0 | 0 | 0 | 0 | 0 | 0 | 0 | 0 | 0 | 0 | 0 | 0 | 0 | 0 | 0 | 0 | 0 | 0 | 0 | 0 | 0 | 0 | 0 | 0 | 0 | 0 | 0 | 0 | 0 | 0 | 0 | 0 | 0 | 0 | 0 | 0 | 0 | 0 | 0 | 0 | 0 | 0 | 0 | 0 | 0 | 0 | 0 | 0 | 0 | 0 | Riverside_Li_Battery_4hr | Riverside_Li_Battery_8hr | Riverside_Solar |  | Greater_Kramer_Wind |  |  |  | Riverside | Greater_Kramer
EOP | Vista (VEA) | 138 | NV | 89060 | NYE | 3 | 0 | 0 | 0 | 0 | 0 | 0 | 0 | 0 | 0 | 0 | 0 | 0 | 0 | 0 | 0 | 0 | 0 | 0 | 0 | 0 | 0 | 0 | 1 | 1 | 1 | 0 | 0 | 0 | 0 | 0 | 0 | 0 | 0 | 0 | 0 | 0 | 0 | 0 | 0 | 0 | 0 | 0 | 0 | 0 | 0 | 0 | 0 | 0 | 0 | 0 | 0 | 0 | 0 | 0 | 0 | 0 | 0 | 0 | 0 | 0 | 0 | 0 | 0 | 0 | 0 | 0 | 0 | 0 | 0 | 0 | 0 | 0 | 0 | 0 | 0 | 0 | 0 | 0 | 0 | 0 | 0 | 0 | 0 | 0 | 0 | 0 | 0 | 0 | 0 | 0 | 0 | 0 | 0 | 0 | 0 | 0 | 0 | Southern_NV_Eldorado_Li_Battery_4hr | Southern_NV_Eldorado_Li_Battery_8hr | Southern_NV_Eldorado_Solar |  | Southern_NV_Eldorado_Wind |  |  |  | Southern_NV_Eldorado | Southern_NV_Eldorado
EOP | Vista (VEA) | 230 | NV | 89060 | NYE | 3 | 0 | 0 | 0 | 0 | 0 | 0 | 0 | 0 | 0 | 0 | 0 | 0 | 0 | 0 | 0 | 0 | 0 | 0 | 0 | 0 | 0 | 0 | 1 | 1 | 1 | 0 | 0 | 0 | 0 | 0 | 0 | 0 | 0 | 0 | 0 | 0 | 0 | 0 | 0 | 0 | 0 | 0 | 0 | 0 | 0 | 0 | 0 | 0 | 0 | 0 | 0 | 0 | 0 | 0 | 0 | 0 | 0 | 0 | 0 | 0 | 0 | 0 | 0 | 0 | 0 | 0 | 0 | 0 | 0 | 0 | 0 | 0 | 0 | 0 | 0 | 0 | 0 | 0 | 0 | 0 | 0 | 0 | 0 | 0 | 0 | 0 | 0 | 0 | 0 | 0 | 0 | 0 | 0 | 0 | 0 | 0 | 0 | Southern_NV_Eldorado_Li_Battery_4hr | Southern_NV_Eldorado_Li_Battery_8hr | Southern_NV_Eldorado_Solar |  | Southern_NV_Eldorado_Wind |  |  |  | Southern_NV_Eldorado | Southern_NV_Eldorado
PG&E FRESNO | Wahtoke | 115 | CA | 93654 | Fresno | 5 | 0 | 0 | 0 | 0 | 0 | 0 | 0 | 0 | 0 | 0 | 0 | 0 | 0 | 0 | 0 | 0 | 0 | 0 | 0 | 0 | 0 | 0 | 0 | 0 | 0 | 0 | 0 | 0 | 0 | 0 | 0 | 0 | 0 | 0 | 0 | 0 | 0 | 0 | 0 | 0 | 0 | 0 | 0 | 0 | 0 | 0 | 0 | 0 | 0 | 0 | 0 | 0 | 0 | 0 | 0 | 0 | 0 | 0 | 0 | 0 | 0 | 0 | 0 | 0 | 0 | 0 | 0 | 0 | 1 | 0 | 0 | 0 | 0 | 0 | 0 | 0 | 0 | 0 | 0 | 1 | 0 | 1 | 0 | 1 | 0 | 1 | 0 | 0 | 0 | 0 | 0 | 0 | 0 | 0 | 0 | 0 | 0 | Southern_PGAE_Li_Battery_4hr | Southern_PGAE_Li_Battery_8hr | Southern_PGAE_Solar |  | Central_Valley_North_Los_Banos_Wind |  |  |  | Southern_PGAE | Central_Valley_North_Los_Banos
SCE Northern | Wakefield | 66 | CA | 93060 | Ventura | 3 | 0 | 0 | 1 | 0 | 1 | 0 | 0 | 0 | 0 | 0 | 0 | 0 | 0 | 0 | 0 | 0 | 0 | 0 | 0 | 0 | 0 | 0 | 0 | 0 | 1 | 0 | 0 | 0 | 0 | 0 | 0 | 0 | 0 | 0 | 0 | 0 | 0 | 0 | 0 | 0 | 0 | 0 | 0 | 0 | 0 | 0 | 0 | 0 | 0 | 0 | 0 | 0 | 0 | 0 | 0 | 0 | 0 | 0 | 0 | 0 | 0 | 0 | 0 | 0 | 0 | 0 | 0 | 0 | 0 | 0 | 0 | 0 | 0 | 0 | 0 | 0 | 0 | 0 | 0 | 0 | 0 | 0 | 0 | 0 | 0 | 0 | 0 | 0 | 0 | 0 | 0 | 0 | 0 | 0 | 0 | 0 | 0 | Greater_LA_Li_Battery_4hr | Greater_LA_Li_Battery_8hr | Tehachapi_Solar |  | 0 |  |  |  | Greater_LA | Greater_LA
SCE Metro | Walnut | 230 | CA | 91745 | LOS ANGELES | 1 | 0 | 0 | 0 | 0 | 0 | 0 | 0 | 0 | 0 | 1 | 0 | 0 | 0 | 0 | 0 | 0 | 0 | 0 | 0 | 0 | 0 | 0 | 0 | 0 | 0 | 0 | 0 | 0 | 0 | 0 | 0 | 0 | 0 | 0 | 0 | 0 | 0 | 0 | 0 | 0 | 0 | 0 | 0 | 0 | 0 | 0 | 0 | 0 | 0 | 0 | 0 | 0 | 0 | 0 | 0 | 0 | 0 | 0 | 0 | 0 | 0 | 0 | 0 | 0 | 0 | 0 | 0 | 0 | 0 | 0 | 0 | 0 | 0 | 0 | 0 | 0 | 0 | 0 | 0 | 0 | 0 | 0 | 0 | 0 | 0 | 0 | 0 | 0 | 0 | 0 | 0 | 0 | 0 | 0 | 0 | 0 | 0 | Greater_LA_Li_Battery_4hr | Greater_LA_Li_Battery_8hr | Greater_LA_Solar |  | 0 |  |  |  | Greater_LA | Greater_LA
SCE Northern | Warne | 230 | CA | 93243 | LOS ANGELES | 3 | 0 | 0 | 1 | 0 | 0 | 0 | 1 | 0 | 0 | 0 | 0 | 0 | 0 | 0 | 0 | 0 | 0 | 0 | 0 | 0 | 0 | 0 | 0 | 0 | 1 | 0 | 0 | 0 | 0 | 0 | 0 | 0 | 0 | 0 | 0 | 0 | 0 | 0 | 0 | 0 | 0 | 0 | 0 | 0 | 0 | 0 | 0 | 0 | 0 | 0 | 0 | 0 | 0 | 0 | 0 | 0 | 0 | 0 | 0 | 0 | 0 | 0 | 0 | 0 | 0 | 0 | 0 | 0 | 0 | 0 | 0 | 0 | 0 | 0 | 0 | 0 | 0 | 0 | 0 | 0 | 0 | 0 | 0 | 0 | 0 | 0 | 0 | 0 | 0 | 0 | 0 | 0 | 0 | 0 | 0 | 0 | 0 | Tehachapi_Li_Battery_4hr | Tehachapi_Li_Battery_8hr | Tehachapi_Solar |  | Tehachapi_Wind |  |  |  | Tehachapi | Tehachapi
PG&E GBA | Warnerville | 230 | CA | 95361 | STANISLAUS | 12 | 0 | 0 | 0 | 0 | 0 | 0 | 0 | 0 | 0 | 0 | 0 | 0 | 0 | 0 | 0 | 0 | 0 | 0 | 0 | 0 | 0 | 0 | 0 | 0 | 0 | 0 | 0 | 0 | 0 | 0 | 0 | 0 | 0 | 0 | 0 | 0 | 0 | 0 | 0 | 0 | 0 | 0 | 0 | 0 | 0 | 1 | 0 | 0 | 0 | 0 | 0 | 0 | 0 | 0 | 0 | 0 | 0 | 0 | 0 | 1 | 1 | 0 | 0 | 0 | 0 | 0 | 0 | 0 | 0 | 0 | 0 | 0 | 0 | 0 | 0 | 0 | 0 | 0 | 1 | 1 | 0 | 1 | 1 | 0 | 1 | 0 | 0 | 1 | 1 | 1 | 0 | 0 | 1 | 0 | 0 | 0 | 0 | Southern_PGAE_Li_Battery_4hr | Southern_PGAE_Li_Battery_8hr | Southern_PGAE_Solar |  | Central_Valley_North_Los_Banos_Wind |  |  |  | Southern_PGAE | Central_Valley_North_Los_Banos
PG&E FRESNO | Waukena | 115 | CA | 93230 | KINGS | 5 | 0 | 0 | 0 | 0 | 0 | 0 | 0 | 0 | 0 | 0 | 0 | 0 | 0 | 0 | 0 | 0 | 0 | 0 | 0 | 0 | 0 | 0 | 0 | 0 | 0 | 0 | 0 | 0 | 0 | 0 | 0 | 0 | 0 | 0 | 0 | 0 | 0 | 0 | 0 | 0 | 0 | 0 | 0 | 0 | 0 | 0 | 0 | 0 | 0 | 0 | 0 | 0 | 0 | 0 | 0 | 0 | 0 | 0 | 0 | 0 | 0 | 0 | 0 | 0 | 0 | 0 | 0 | 0 | 1 | 0 | 0 | 0 | 0 | 0 | 0 | 0 | 0 | 0 | 0 | 1 | 0 | 1 | 0 | 1 | 0 | 1 | 0 | 0 | 0 | 0 | 0 | 0 | 0 | 0 | 0 | 0 | 0 | Southern_PGAE_Li_Battery_4hr | Southern_PGAE_Li_Battery_8hr | Southern_PGAE_Solar |  | Central_Valley_North_Los_Banos_Wind |  |  |  | Southern_PGAE | Central_Valley_North_Los_Banos
PG&E GBA | Weber | 230 | CA | 95205 | SAN JOAQUIN | 3 | 0 | 0 | 0 | 0 | 0 | 0 | 0 | 0 | 0 | 0 | 0 | 0 | 0 | 0 | 0 | 0 | 0 | 0 | 0 | 0 | 0 | 0 | 0 | 0 | 0 | 0 | 0 | 0 | 0 | 0 | 0 | 0 | 0 | 0 | 0 | 0 | 0 | 0 | 0 | 0 | 0 | 0 | 0 | 0 | 0 | 1 | 0 | 0 | 0 | 0 | 0 | 0 | 0 | 0 | 0 | 0 | 0 | 0 | 0 | 1 | 1 | 0 | 0 | 0 | 0 | 0 | 0 | 0 | 0 | 0 | 0 | 0 | 0 | 0 | 0 | 0 | 0 | 0 | 0 | 0 | 0 | 0 | 0 | 0 | 0 | 0 | 0 | 0 | 0 | 0 | 0 | 0 | 0 | 0 | 0 | 0 | 0 | Northern_California_Li_Battery_4hr | Northern_California_Li_Battery_8hr | Northern_California_Solar |  | Solano_Wind |  |  |  | Northern_California | Solano
PG&E GBA | Weber | 60 | CA | 95205 | SAN JOAQUIN | 3 | 0 | 0 | 0 | 0 | 0 | 0 | 0 | 0 | 0 | 0 | 0 | 0 | 0 | 0 | 0 | 0 | 0 | 0 | 0 | 0 | 0 | 0 | 0 | 0 | 0 | 0 | 0 | 0 | 0 | 0 | 0 | 0 | 0 | 0 | 0 | 0 | 0 | 0 | 0 | 0 | 0 | 0 | 0 | 0 | 0 | 1 | 0 | 0 | 0 | 0 | 0 | 0 | 0 | 0 | 0 | 0 | 0 | 0 | 0 | 1 | 1 | 0 | 0 | 0 | 0 | 0 | 0 | 0 | 0 | 0 | 0 | 0 | 0 | 0 | 0 | 0 | 0 | 0 | 0 | 0 | 0 | 0 | 0 | 0 | 0 | 0 | 0 | 0 | 0 | 0 | 0 | 0 | 0 | 0 | 0 | 0 | 0 | Northern_California_Li_Battery_4hr | Northern_California_Li_Battery_8hr | Northern_California_Solar |  | Solano_Wind |  |  |  | Northern_California | Solano
PG&E FRESNO | West Fresno | 115 | CA | 93706 | FRESNO | 6 | 0 | 0 | 0 | 0 | 0 | 0 | 0 | 0 | 0 | 0 | 0 | 0 | 0 | 0 | 0 | 0 | 0 | 0 | 0 | 0 | 0 | 0 | 0 | 0 | 0 | 0 | 0 | 0 | 0 | 0 | 0 | 0 | 0 | 0 | 0 | 0 | 0 | 0 | 0 | 0 | 0 | 0 | 0 | 0 | 0 | 1 | 0 | 0 | 0 | 0 | 0 | 0 | 0 | 0 | 0 | 0 | 0 | 0 | 0 | 0 | 0 | 0 | 0 | 0 | 0 | 0 | 0 | 0 | 0 | 0 | 0 | 0 | 0 | 0 | 0 | 0 | 0 | 0 | 1 | 1 | 0 | 1 | 0 | 0 | 0 | 1 | 0 | 0 | 0 | 1 | 0 | 0 | 0 | 0 | 0 | 0 | 0 | Southern_PGAE_Li_Battery_4hr | Southern_PGAE_Li_Battery_8hr | Southern_PGAE_Solar |  | Central_Valley_North_Los_Banos_Wind |  |  |  | Southern_PGAE | Central_Valley_North_Los_Banos
PG&E FRESNO | Westley | 230 | CA | 95363 | STANISLAUS | 1 | 0 | 0 | 0 | 0 | 0 | 0 | 0 | 0 | 0 | 0 | 0 | 0 | 0 | 0 | 0 | 0 | 0 | 0 | 0 | 0 | 0 | 0 | 0 | 0 | 0 | 0 | 0 | 0 | 0 | 0 | 0 | 0 | 0 | 0 | 0 | 0 | 0 | 0 | 0 | 0 | 0 | 0 | 0 | 0 | 0 | 0 | 0 | 0 | 0 | 0 | 0 | 0 | 0 | 0 | 0 | 0 | 0 | 0 | 0 | 0 | 0 | 0 | 0 | 0 | 0 | 0 | 0 | 0 | 0 | 0 | 0 | 0 | 0 | 0 | 0 | 0 | 0 | 0 | 0 | 0 | 0 | 0 | 0 | 0 | 0 | 1 | 0 | 0 | 0 | 0 | 0 | 0 | 0 | 0 | 0 | 0 | 0 | Southern_PGAE_Li_Battery_4hr | Southern_PGAE_Li_Battery_8hr | Southern_PGAE_Solar |  | Central_Valley_North_Los_Banos_Wind |  |  |  | Southern_PGAE | Central_Valley_North_Los_Banos
PG&E KERN | Westpark | 115 | CA | 93301 | KERN | 3 | 0 | 0 | 0 | 0 | 0 | 0 | 0 | 0 | 0 | 0 | 0 | 0 | 0 | 0 | 0 | 0 | 0 | 0 | 0 | 0 | 0 | 0 | 0 | 0 | 0 | 0 | 0 | 0 | 0 | 0 | 0 | 0 | 0 | 0 | 0 | 0 | 0 | 0 | 0 | 0 | 0 | 0 | 0 | 0 | 0 | 0 | 0 | 0 | 0 | 0 | 0 | 0 | 0 | 0 | 0 | 0 | 0 | 0 | 0 | 0 | 0 | 0 | 0 | 0 | 0 | 0 | 0 | 1 | 1 | 0 | 0 | 0 | 0 | 0 | 0 | 0 | 0 | 0 | 0 | 1 | 0 | 0 | 0 | 0 | 0 | 0 | 0 | 0 | 0 | 0 | 0 | 0 | 0 | 0 | 0 | 0 | 0 | Southern_PGAE_Li_Battery_4hr | Southern_PGAE_Li_Battery_8hr | Southern_PGAE_Solar |  | Central_Valley_North_Los_Banos_Wind |  |  |  | Southern_PGAE | Central_Valley_North_Los_Banos
PG&E KERN | Wheeler Ridge | 230 | CA | 93307 | KERN | 4 | 0 | 0 | 0 | 0 | 0 | 0 | 0 | 0 | 0 | 0 | 0 | 0 | 0 | 0 | 0 | 0 | 0 | 0 | 0 | 0 | 0 | 0 | 0 | 0 | 0 | 0 | 0 | 0 | 0 | 0 | 0 | 0 | 0 | 0 | 0 | 0 | 0 | 0 | 0 | 0 | 0 | 0 | 0 | 0 | 0 | 0 | 0 | 0 | 0 | 0 | 0 | 0 | 0 | 0 | 0 | 0 | 0 | 0 | 0 | 0 | 0 | 0 | 0 | 0 | 0 | 0 | 0 | 0 | 0 | 0 | 0 | 0 | 0 | 0 | 0 | 0 | 1 | 0 | 1 | 1 | 0 | 0 | 0 | 0 | 0 | 0 | 0 | 0 | 0 | 0 | 0 | 0 | 0 | 0 | 1 | 0 | 0 | Southern_PGAE_Li_Battery_4hr | Southern_PGAE_Li_Battery_8hr | Southern_PGAE_Solar |  | Central_Valley_North_Los_Banos_Wind |  |  |  | Southern_PGAE | Central_Valley_North_Los_Banos
PG&E KERN | Wheeler Ridge | 115 | CA | 93307 | KERN | 3 | 0 | 0 | 0 | 0 | 0 | 0 | 0 | 0 | 0 | 0 | 0 | 0 | 0 | 0 | 0 | 0 | 0 | 0 | 0 | 0 | 0 | 0 | 0 | 0 | 0 | 0 | 0 | 0 | 0 | 0 | 0 | 0 | 0 | 0 | 0 | 0 | 0 | 0 | 0 | 0 | 0 | 0 | 0 | 0 | 0 | 0 | 0 | 0 | 0 | 0 | 0 | 0 | 0 | 0 | 0 | 0 | 0 | 0 | 0 | 0 | 0 | 0 | 0 | 0 | 0 | 0 | 0 | 1 | 1 | 0 | 0 | 0 | 0 | 0 | 0 | 0 | 0 | 0 | 0 | 1 | 0 | 0 | 0 | 0 | 0 | 0 | 0 | 0 | 0 | 0 | 0 | 0 | 0 | 0 | 0 | 0 | 0 | Southern_PGAE_Li_Battery_4hr | Southern_PGAE_Li_Battery_8hr | Southern_PGAE_Solar |  | Central_Valley_North_Los_Banos_Wind |  |  |  | Southern_PGAE | Central_Valley_North_Los_Banos
PG&E KERN | Wheeler Ridge | 70 | CA | 93307 | KERN | 4 | 0 | 0 | 0 | 0 | 0 | 0 | 0 | 0 | 0 | 0 | 0 | 0 | 0 | 0 | 0 | 0 | 0 | 0 | 0 | 0 | 0 | 0 | 0 | 0 | 0 | 0 | 0 | 0 | 0 | 0 | 0 | 0 | 0 | 0 | 0 | 0 | 0 | 0 | 0 | 0 | 0 | 0 | 0 | 0 | 0 | 0 | 0 | 0 | 0 | 0 | 0 | 0 | 0 | 0 | 0 | 0 | 0 | 0 | 0 | 0 | 0 | 0 | 0 | 0 | 0 | 0 | 0 | 0 | 0 | 0 | 0 | 0 | 0 | 0 | 0 | 0 | 1 | 0 | 1 | 1 | 0 | 0 | 0 | 0 | 0 | 0 | 0 | 0 | 0 | 0 | 0 | 0 | 0 | 0 | 1 | 0 | 0 | Southern_PGAE_Li_Battery_4hr | Southern_PGAE_Li_Battery_8hr | Southern_PGAE_Solar |  | Central_Valley_North_Los_Banos_Wind |  |  |  | Southern_PGAE | Central_Valley_North_Los_Banos
SCE Northern | Whirlwind | 230 | CA | 93560 | KERN | 2 | 1 | 1 | 0 | 0 | 0 | 0 | 0 | 0 | 0 | 0 | 0 | 0 | 0 | 0 | 0 | 0 | 0 | 0 | 0 | 0 | 0 | 0 | 0 | 0 | 0 | 0 | 0 | 0 | 0 | 0 | 0 | 0 | 0 | 0 | 0 | 0 | 0 | 0 | 0 | 0 | 0 | 0 | 0 | 0 | 0 | 0 | 0 | 0 | 0 | 0 | 0 | 0 | 0 | 0 | 0 | 0 | 0 | 0 | 0 | 0 | 0 | 0 | 0 | 0 | 0 | 0 | 0 | 0 | 0 | 0 | 0 | 0 | 0 | 0 | 0 | 0 | 0 | 0 | 0 | 0 | 0 | 0 | 0 | 0 | 0 | 0 | 0 | 0 | 0 | 0 | 0 | 0 | 0 | 0 | 0 | 0 | 0 | Tehachapi_Li_Battery_4hr | Tehachapi_Li_Battery_8hr | Tehachapi_Solar |  | Tehachapi_Wind |  |  |  | Tehachapi | Tehachapi
SCE Northern | Whirlwind | 500 | CA | 93560 | KERN | 2 | 1 | 1 | 0 | 0 | 0 | 0 | 0 | 0 | 0 | 0 | 0 | 0 | 0 | 0 | 0 | 0 | 0 | 0 | 0 | 0 | 0 | 0 | 0 | 0 | 0 | 0 | 0 | 0 | 0 | 0 | 0 | 0 | 0 | 0 | 0 | 0 | 0 | 0 | 0 | 0 | 0 | 0 | 0 | 0 | 0 | 0 | 0 | 0 | 0 | 0 | 0 | 0 | 0 | 0 | 0 | 0 | 0 | 0 | 0 | 0 | 0 | 0 | 0 | 0 | 0 | 0 | 0 | 0 | 0 | 0 | 0 | 0 | 0 | 0 | 0 | 0 | 0 | 0 | 0 | 0 | 0 | 0 | 0 | 0 | 0 | 0 | 0 | 0 | 0 | 0 | 0 | 0 | 0 | 0 | 0 | 0 | 0 | Tehachapi_Li_Battery_4hr | Tehachapi_Li_Battery_8hr | Tehachapi_Solar |  | Tehachapi_Wind |  |  |  | Tehachapi | Tehachapi
PG&E GBA | Whisman | 115 | CA | 94043 | Santa Clara | 3 | 0 | 0 | 0 | 0 | 0 | 0 | 0 | 0 | 0 | 0 | 0 | 0 | 0 | 0 | 0 | 0 | 0 | 0 | 0 | 0 | 0 | 0 | 0 | 0 | 0 | 0 | 0 | 0 | 0 | 0 | 0 | 0 | 0 | 0 | 0 | 0 | 0 | 0 | 0 | 0 | 0 | 0 | 0 | 0 | 0 | 0 | 0 | 0 | 0 | 0 | 0 | 0 | 1 | 0 | 0 | 1 | 0 | 0 | 0 | 0 | 0 | 0 | 0 | 0 | 0 | 0 | 0 | 0 | 0 | 0 | 0 | 0 | 0 | 0 | 0 | 0 | 0 | 0 | 0 | 0 | 0 | 0 | 0 | 0 | 0 | 0 | 0 | 0 | 0 | 0 | 0 | 0 | 0 | 0 | 0 | 0 | 1 | Northern_California_Li_Battery_4hr | Northern_California_Li_Battery_8hr | Northern_California_Solar |  | Kern_Greater_Carrizo_Wind |  |  |  | Northern_California | Peninsula_Monterey
SCE Eastern | Wildlife | 230 | CA | 92504 | Riverside | 2 | 0 | 0 | 0 | 0 | 0 | 0 | 0 | 0 | 0 | 0 | 0 | 0 | 0 | 0 | 0 | 0 | 0 | 0 | 0 | 1 | 0 | 1 | 0 | 0 | 0 | 0 | 0 | 0 | 0 | 0 | 0 | 0 | 0 | 0 | 0 | 0 | 0 | 0 | 0 | 0 | 0 | 0 | 0 | 0 | 0 | 0 | 0 | 0 | 0 | 0 | 0 | 0 | 0 | 0 | 0 | 0 | 0 | 0 | 0 | 0 | 0 | 0 | 0 | 0 | 0 | 0 | 0 | 0 | 0 | 0 | 0 | 0 | 0 | 0 | 0 | 0 | 0 | 0 | 0 | 0 | 0 | 0 | 0 | 0 | 0 | 0 | 0 | 0 | 0 | 0 | 0 | 0 | 0 | 0 | 0 | 0 | 0 | Riverside_Li_Battery_4hr | Riverside_Li_Battery_8hr | Riverside_Solar |  | Riverside_Palm_Springs_Wind |  |  |  | Riverside | Riverside (Exclude)
PG&E FRESNO | Wilson | 115 | CA | 95340 | MERCED | 12 | 0 | 0 | 0 | 0 | 0 | 0 | 0 | 0 | 0 | 0 | 0 | 0 | 0 | 0 | 0 | 0 | 0 | 0 | 0 | 0 | 0 | 0 | 0 | 0 | 0 | 0 | 0 | 0 | 0 | 0 | 0 | 0 | 0 | 0 | 0 | 0 | 0 | 0 | 0 | 0 | 0 | 0 | 0 | 0 | 0 | 1 | 0 | 0 | 0 | 0 | 0 | 0 | 0 | 0 | 0 | 0 | 0 | 0 | 0 | 1 | 0 | 0 | 0 | 0 | 0 | 0 | 0 | 0 | 0 | 0 | 0 | 0 | 0 | 0 | 0 | 0 | 0 | 0 | 1 | 1 | 0 | 1 | 1 | 0 | 1 | 1 | 0 | 1 | 1 | 1 | 0 | 0 | 1 | 0 | 0 | 0 | 0 | Southern_PGAE_Li_Battery_4hr | Southern_PGAE_Li_Battery_8hr | Southern_PGAE_Solar |  | Central_Valley_North_Los_Banos_Wind |  |  |  | Southern_PGAE | Central_Valley_North_Los_Banos
PG&E FRESNO | Wilson | 230 | CA | 95340 | MERCED | 14 | 0 | 0 | 0 | 0 | 0 | 0 | 0 | 0 | 0 | 0 | 0 | 0 | 0 | 0 | 0 | 0 | 0 | 0 | 0 | 0 | 0 | 0 | 0 | 0 | 0 | 0 | 0 | 0 | 0 | 0 | 0 | 0 | 0 | 0 | 0 | 0 | 0 | 0 | 0 | 0 | 0 | 0 | 0 | 0 | 0 | 1 | 0 | 0 | 0 | 0 | 0 | 0 | 0 | 0 | 0 | 0 | 0 | 0 | 0 | 1 | 0 | 0 | 0 | 0 | 0 | 0 | 0 | 0 | 0 | 0 | 0 | 0 | 0 | 0 | 0 | 0 | 0 | 0 | 1 | 1 | 0 | 1 | 1 | 1 | 1 | 1 | 0 | 1 | 1 | 1 | 0 | 0 | 1 | 0 | 1 | 0 | 0 | Southern_PGAE_Li_Battery_4hr | Southern_PGAE_Li_Battery_8hr | Southern_PGAE_Solar |  | Central_Valley_North_Los_Banos_Wind |  |  |  | Southern_PGAE | Central_Valley_North_Los_Banos
SCE Northern | Windhub | 230 | CA | 93501 | KERN | 3 | 1 | 1 | 0 | 1 | 0 | 0 | 0 | 0 | 0 | 0 | 0 | 0 | 0 | 0 | 0 | 0 | 0 | 0 | 0 | 0 | 0 | 0 | 0 | 0 | 0 | 0 | 0 | 0 | 0 | 0 | 0 | 0 | 0 | 0 | 0 | 0 | 0 | 0 | 0 | 0 | 0 | 0 | 0 | 0 | 0 | 0 | 0 | 0 | 0 | 0 | 0 | 0 | 0 | 0 | 0 | 0 | 0 | 0 | 0 | 0 | 0 | 0 | 0 | 0 | 0 | 0 | 0 | 0 | 0 | 0 | 0 | 0 | 0 | 0 | 0 | 0 | 0 | 0 | 0 | 0 | 0 | 0 | 0 | 0 | 0 | 0 | 0 | 0 | 0 | 0 | 0 | 0 | 0 | 0 | 0 | 0 | 0 | Tehachapi_Li_Battery_4hr | Tehachapi_Li_Battery_8hr | Tehachapi_Solar |  | Tehachapi_Wind |  |  |  | Tehachapi | Tehachapi
SCE Northern | Windhub | 500 | CA | 93501 | KERN | 3 | 1 | 1 | 0 | 1 | 0 | 0 | 0 | 0 | 0 | 0 | 0 | 0 | 0 | 0 | 0 | 0 | 0 | 0 | 0 | 0 | 0 | 0 | 0 | 0 | 0 | 0 | 0 | 0 | 0 | 0 | 0 | 0 | 0 | 0 | 0 | 0 | 0 | 0 | 0 | 0 | 0 | 0 | 0 | 0 | 0 | 0 | 0 | 0 | 0 | 0 | 0 | 0 | 0 | 0 | 0 | 0 | 0 | 0 | 0 | 0 | 0 | 0 | 0 | 0 | 0 | 0 | 0 | 0 | 0 | 0 | 0 | 0 | 0 | 0 | 0 | 0 | 0 | 0 | 0 | 0 | 0 | 0 | 0 | 0 | 0 | 0 | 0 | 0 | 0 | 0 | 0 | 0 | 0 | 0 | 0 | 0 | 0 | Tehachapi_Li_Battery_4hr | Tehachapi_Li_Battery_8hr | Tehachapi_Solar |  | Tehachapi_Wind |  |  |  | Tehachapi | Tehachapi
PG&E GBA | Windmaster | 230 | CA | 94514 | CONTRA COSTA | 4 | 0 | 0 | 0 | 0 | 0 | 0 | 0 | 0 | 0 | 0 | 0 | 0 | 0 | 0 | 0 | 0 | 0 | 0 | 0 | 0 | 0 | 0 | 0 | 0 | 0 | 0 | 0 | 0 | 0 | 0 | 0 | 0 | 0 | 0 | 0 | 0 | 0 | 0 | 0 | 1 | 0 | 0 | 0 | 0 | 0 | 0 | 0 | 0 | 0 | 0 | 0 | 0 | 0 | 1 | 0 | 1 | 0 | 0 | 0 | 0 | 0 | 0 | 0 | 0 | 0 | 1 | 0 | 0 | 0 | 0 | 0 | 0 | 0 | 0 | 0 | 0 | 0 | 0 | 0 | 0 | 0 | 0 | 0 | 0 | 0 | 0 | 0 | 0 | 0 | 0 | 0 | 0 | 0 | 0 | 0 | 0 | 0 | Northern_California_Li_Battery_4hr | Northern_California_Li_Battery_8hr | Northern_California_Solar |  | Solano_Wind |  |  |  | Northern_California | Solano
PG&E NGBA | Windsor | 60 | CA | 90056 | Los Angeles | 3 | 0 | 0 | 0 | 0 | 0 | 0 | 0 | 0 | 0 | 0 | 0 | 0 | 0 | 0 | 0 | 0 | 0 | 0 | 0 | 0 | 0 | 0 | 0 | 0 | 0 | 0 | 0 | 0 | 0 | 0 | 0 | 0 | 0 | 0 | 0 | 0 | 0 | 0 | 0 | 1 | 0 | 0 | 0 | 0 | 0 | 0 | 0 | 0 | 0 | 0 | 0 | 0 | 1 | 0 | 0 | 0 | 0 | 0 | 0 | 0 | 0 | 0 | 0 | 0 | 0 | 0 | 1 | 0 | 0 | 0 | 0 | 0 | 0 | 0 | 0 | 0 | 0 | 0 | 0 | 0 | 0 | 0 | 0 | 0 | 0 | 0 | 0 | 0 | 0 | 0 | 0 | 0 | 0 | 0 | 0 | 0 | 0 | Greater_LA_Li_Battery_4hr | Greater_LA_Li_Battery_8hr | Greater_LA_Solar |  | 0 |  |  |  | Greater_LA | Greater_LA
PG&E NGBA | Woodland | 115 | CA | 95776 | YOLO | 8 | 0 | 0 | 0 | 0 | 0 | 0 | 0 | 0 | 0 | 0 | 0 | 0 | 0 | 0 | 0 | 0 | 0 | 0 | 0 | 0 | 0 | 0 | 0 | 0 | 0 | 0 | 0 | 0 | 0 | 0 | 0 | 0 | 0 | 0 | 0 | 0 | 0 | 0 | 0 | 1 | 1 | 0 | 1 | 0 | 1 | 1 | 0 | 1 | 0 | 0 | 0 | 0 | 0 | 0 | 0 | 0 | 0 | 0 | 0 | 1 | 1 | 0 | 0 | 0 | 0 | 0 | 0 | 0 | 0 | 0 | 0 | 0 | 0 | 0 | 0 | 0 | 0 | 0 | 0 | 0 | 0 | 0 | 0 | 0 | 0 | 0 | 0 | 0 | 0 | 0 | 0 | 0 | 0 | 0 | 0 | 0 | 0 | Northern_California_Li_Battery_4hr | Northern_California_Li_Battery_8hr | Northern_California_Solar |  | Solano_Wind |  |  |  | Northern_California | Solano
PG&E FRESNO | Woodward | 115 | CA | 93619 | Fresno | 7 | 0 | 0 | 0 | 0 | 0 | 0 | 0 | 0 | 0 | 0 | 0 | 0 | 0 | 0 | 0 | 0 | 0 | 0 | 0 | 0 | 0 | 0 | 0 | 0 | 0 | 0 | 0 | 0 | 0 | 0 | 0 | 0 | 0 | 0 | 0 | 0 | 0 | 0 | 0 | 0 | 0 | 0 | 0 | 0 | 0 | 0 | 0 | 0 | 0 | 0 | 0 | 0 | 0 | 0 | 0 | 0 | 0 | 0 | 0 | 0 | 0 | 0 | 0 | 0 | 0 | 0 | 0 | 0 | 0 | 0 | 0 | 0 | 0 | 0 | 0 | 0 | 0 | 0 | 0 | 1 | 0 | 1 | 1 | 1 | 0 | 1 | 0 | 1 | 0 | 0 | 0 | 0 | 1 | 0 | 0 | 0 | 0 | Southern_PGAE_Li_Battery_4hr | Southern_PGAE_Li_Battery_8hr | Southern_PGAE_Solar |  | Central_Valley_North_Los_Banos_Wind |  |  |  | Southern_PGAE | Central_Valley_North_Los_Banos
PG&E NGBA | Wyandotte | 115 | CA | 95966 | BUTTE | 7 | 0 | 0 | 0 | 0 | 0 | 0 | 0 | 0 | 0 | 0 | 0 | 0 | 0 | 0 | 0 | 0 | 0 | 0 | 0 | 0 | 0 | 0 | 0 | 0 | 0 | 0 | 0 | 0 | 0 | 0 | 0 | 0 | 0 | 0 | 0 | 0 | 0 | 0 | 0 | 1 | 0 | 0 | 0 | 0 | 1 | 1 | 1 | 1 | 0 | 0 | 0 | 0 | 0 | 0 | 0 | 0 | 0 | 0 | 0 | 1 | 1 | 0 | 0 | 0 | 0 | 0 | 0 | 0 | 0 | 0 | 0 | 0 | 0 | 0 | 0 | 0 | 0 | 0 | 0 | 0 | 0 | 0 | 0 | 0 | 0 | 0 | 0 | 0 | 0 | 0 | 0 | 0 | 0 | 0 | 0 | 0 | 0 | Northern_California_Li_Battery_4hr | Northern_California_Li_Battery_8hr | Northern_California_Solar |  | Northern_California_Wind |  |  |  | Northern_California | Northern_California

## Gas Capacity Not RetainedReadMe
Tabs for Analysis
Scoring Criteria | This tab scores each gas generator based on environmental, performance, and reliability criteria to calculate a total score. Units are ranked in descending order, and those with the lowest scores are identified for non-retention up to the MW not retained by RESOLVE.
Quartile Binning | Summary of quartile binning (higher = worse) for each scoring criteria by gas generator technology, i.e. Peaker vs CCGT
Replacement Storage Mapping | This table determines how much replacement storage can be mapped into the local areas to replace the gas not retained
Column Name (Gas_Capacity_Scoring) | Source
CAISO Study Area | CPUC list of busbars used in TPP Busbar Mapping
LCR Area | CPUC list of busbars used in TPP Busbar Mapping
Technology | The latest RESOLVE resource baseline.
Capacity | The latest RESOLVE resource baseline.
SOx NAA | IN_NAZ_SOx output extracted from Geospatial Analysis, located under the '25-26 TPP Dataset' section.
PM25 NAA | IN_NAZ_PM25 output extracted from Geospatial Analysis, located under the '25-26 TPP Dataset' section.
Ozone NAA | IN_NAZ_OZONE output extracted from Geospatial Analysis, located under the '25-26 TPP Dataset' section.
DAC Distance | DIST_DAC_MI extracted from Geospatial Analysis, located under the '25-26 TPP Dataset' section.
NOx Emission Rate | Average NOx emissions calculated using EIA Emissions Data for 2020,2021,2022
SOx Emission Rate | Average SOx emissions calculated using EIA Emissions Data for 2020,2021,2022
Age | Calculated from the generator's online date, sourced from the latest RESOLVE resource baseline, and adjusted to account for major maintenance events
Heat Rate | Average of EIA 923 Data from 2020,2021,2022,2023,2024
LEF | Maximum of 5-yr and 10-yr effectiveness factor. 10-yr effectiveness factor referenced from the Transmission Plan Data (Appendix J)

## Gas_Capacity_Scoring
Total Gas Capacity not Retained | 1674.3673 | MW
Units Sorted with Highest to Lowest Scores
Unit | CAISO Name | Busbar | CAISO Study Area | LCR Area | Technology | Capacity | Cumulative Capacity Not Retained | Total Score | Included In NonRetention Capacity
LAPLMA_2_UNIT_1 | La Paloma Generating Plant Unit #1 | PGE_Sunset_230kV | PGE Kern | CAISO System | CCGT | 267 | 267 | 3.75 | TRUE
LAPLMA_2_UNIT_2 | La Paloma Generating Plant Unit #2 | PGE_Sunset_230kV | PGE Kern | CAISO System | CCGT | 266 | 533 | 3.75 | TRUE
LAPLMA_2_UNIT_3 | La Paloma Generating Plant Unit #3 | PGE_Sunset_230kV | PGE Kern | CAISO System | CCGT | 266 | 799 | 3.75 | TRUE
LAPLMA_2_UNIT_4 | LA PALOMA GENERATING PLANT, UNIT #4 | PGE_Sunset_230kV | PGE Kern | CAISO System | CCGT | 267 | 1066 | 3.75 | TRUE
DELTA_2_PL1X4 | DELTA ENERGY CENTER AGGREGATE | PGE_DELTA ENERGY_230kV | PGE GBA | PGE_GBA | CCGT | 880 | 1946 | 3.3125 | TRUE
CHALK_1_UNIT | CHALK CLIFF LIMITED | PGE_Taft_115kV | PGE Kern | CAISO System | Peaker | 48.67 | 1994.67 | 3.25 | FALSE
GLNARM_7_UNIT_3 | GLEN ARM UNIT 3 | SCE_Goodrich_230kV | SCE Metro | SCE_LABasin | Peaker | 44.83 | 2039.5 | 3.25 | FALSE
GLNARM_7_UNIT_4 | GLEN ARM UNIT 4 | SCE_Goodrich_230kV | SCE Metro | SCE_LABasin | Peaker | 42.42 | 2081.92 | 3.25 | FALSE
MKTRCK_1_UNIT_1 | MCKITTRICK LIMITED | PGE_Temblor_115kV | PGE Kern | CAISO System | Peaker | 47.72 | 2129.64 | 3.25 | FALSE
VERNON_6_MALBRG | Malburg Generating Station | SCE_Laguna Bell_230kV | SCE Metro | SCE_LABasin | CCGT | 139 | 2268.64 | 3.25 | FALSE
ALMEGT_1_UNIT_1 | ALAMEDA GT UNIT 1 | PGE_Oakland C_115kV | PGE GBA | PGE_GBA | Peaker | 25 | 2293.64 | 3.1875 | FALSE
ALMEGT_1_UNIT_2 | ALAMEDA GT UNIT 2 | PGE_Oakland C_115kV | PGE GBA | PGE_GBA | Peaker | 25 | 2318.64 | 3.1875 | FALSE
HIDSRT_2_UNITS | HIGH DESERT POWER PROJECT AGGREGATE | SCE_Victor_230kV | SCE NOL | CAISO System | CCGT | 850 | 3168.64 | 3.1875 | FALSE
LMEC_1_PL1X3 | Los Medanos Energy Center AGGREGATE | PGE_Pittsburg_115kV | PGE GBA | PGE_GBA | CCGT | 580 | 3748.64 | 3.1875 | FALSE
AGRICO_6_PL3N5 | Fresno Peaker | PGE_Helm_70kV | PGE Fresno | PGE_Fresno | Peaker | 22.69 | 3771.33 | 3.125 | FALSE
GWFPWR_1_UNITS | Hanford Peaker Plant | PGE_GWF Hanford_115kV | PGE Fresno | PGE_Fresno | Peaker | 98.46 | 3869.79 | 3.125 | FALSE
CALPIN_1_AGNEW | Agnews Power Plant | PGE_Los Esteros_115kV | PGE GBA | PGE_GBA | CCGT | 28.56 | 3898.35 | 3.0625 | FALSE
WOLFSK_1_UNITA1 | Wolfskill Energy Center | PGE_Vaca Dixon_115kV | PGE NGBA | CAISO System | Peaker | 48.68 | 3947.03 | 3.0625 | FALSE
PNCHEG_2_PL1X4 | PANOCHE ENERGY CENTER (Aggregated) | PGE_Panoche_230kV | PGE Fresno | CAISO System | Peaker | 417 | 4364.03 | 3 | FALSE
RVSIDE_6_RERCU1 | Riverside Energy Res. Ctr Unit 1 | SCE_Wildlife_230kV | SCE Eastern | SCE_LABasin | Peaker | 48.35 | 4412.38 | 3 | FALSE
RVSIDE_6_RERCU2 | Riverside Energy Res. Ctr Unit 2 | SCE_Wildlife_230kV | SCE Eastern | SCE_LABasin | Peaker | 48.5 | 4460.88 | 3 | FALSE
SBERDO_2_PSP3 | Mountainview Gen Sta. Unit 3 | SCE_San Bernardino_220kV | SCE Eastern | SCE_LABasin | CCGT | 555 | 5015.88 | 3 | FALSE
COCOPP_2_CTG1 | Marsh Landing 1 | PGE_Contra Costa PP_230kV | PGE GBA | PGE_GBA | Peaker | 204.2 | 5220.08 | 2.9375 | FALSE
COCOPP_2_CTG2 | Marsh Landing 2 | PGE_Contra Costa PP_230kV | PGE GBA | PGE_GBA | Peaker | 202.7 | 5422.78 | 2.9375 | FALSE
COCOPP_2_CTG3 | Marsh Landing 3 | PGE_Contra Costa PP_230kV | PGE GBA | PGE_GBA | Peaker | 208.96 | 5631.74 | 2.9375 | FALSE
COCOPP_2_CTG4 | Marsh Landing 4 | PGE_Contra Costa PP_230kV | PGE GBA | PGE_GBA | Peaker | 204.29 | 5836.03 | 2.9375 | FALSE
HINSON_6_LBECH1 | Long Beach Unit 1 | SCE_Hinson_230kV | SCE Metro | SCE_LABasin | Peaker | 63 | 5899.03 | 2.9375 | FALSE
HINSON_6_LBECH2 | Long Beach Unit 2 | SCE_Hinson_230kV | SCE Metro | SCE_LABasin | Peaker | 63 | 5962.03 | 2.9375 | FALSE
HINSON_6_LBECH3 | Long Beach Unit 3 | SCE_Hinson_230kV | SCE Metro | SCE_LABasin | Peaker | 63 | 6025.03 | 2.9375 | FALSE
HINSON_6_LBECH4 | Long Beach Unit 4 | SCE_Hinson_230kV | SCE Metro | SCE_LABasin | Peaker | 63 | 6088.03 | 2.9375 | FALSE
BARRE_6_PEAKER | Barre Peaker | SCE_Barre_66kV | SCE Metro | SCE_LABasin | Peaker | 49 | 6137.03 | 2.875 | FALSE
BOGUE_1_UNITA1 | Feather River Energy Center, Unit #1 | PGE_Bogue_115kV | PGE NGBA | PGE_Sierra | Peaker | 48.69 | 6185.72 | 2.875 | FALSE
BUCKBL_2_PL1X3 | Blythe Energy Center | SCE_Blythe_230kV | SCE Eastern | CAISO System | CCGT | 493.63 | 6679.35 | 2.875 | FALSE
CENTER_6_PEAKER | Center Peaker | SCE_Center_66kV | SCE Metro | SCE_LABasin | Peaker | 47.3 | 6726.65 | 2.875 | FALSE
CENTRY_6_PL1X4 | CENTURY GENERATING PLANT (AGGREGATE) | SCE_Vista (SCE)_230kV | SCE Eastern | SCE_LABasin | Peaker | 41.4 | 6768.05 | 2.875 | FALSE
DREWS_6_PL1X4 | Drews Generating Plant | SCE_Vista (SCE)_230kV | SCE Eastern | SCE_LABasin | Peaker | 41.4 | 6809.45 | 2.875 | FALSE
ELKHIL_2_PL1X3 | ELK HILLS COMBINED CYCLE (AGGREGATE) | PGE_Elk Hills_230kV | PGE Kern | CAISO System | CCGT | 551.7 | 7361.15 | 2.875 | FALSE
ELSEGN_2_UN1011 | El Segundo Energy Center 5/6 | SCE_El Segundo_220kV | SCE Metro | SCE_LABasin | CCGT | 274.31 | 7635.46 | 2.875 | FALSE
ELSEGN_2_UN2021 | El Segundo Energy Center 7/8 | SCE_El Segundo_220kV | SCE Metro | SCE_LABasin | CCGT | 271.74 | 7907.2 | 2.875 | FALSE
RVSIDE_2_RERCU3 | Riverside Energy Res. Ctr Unit 3 | SCE_Wildlife_230kV | SCE Eastern | SCE_LABasin | Peaker | 49 | 7956.2 | 2.875 | FALSE
RVSIDE_2_RERCU4 | Riverside Energy Res. Ctr Unit 4 | SCE_Wildlife_230kV | SCE Eastern | SCE_LABasin | Peaker | 49 | 8005.2 | 2.875 | FALSE
SUNRIS_2_PL1X3 | Sunrise Power Project AGGREGATE II | PGE_Sunrise_230kV | PGE Kern | CAISO System | CCGT | 586.02 | 8591.22 | 2.875 | FALSE
CSCGNR_1_UNIT_1 | GIANERA PEAKER UNIT 1 | PGE_Nortech_115kV | PGE GBA | PGE_GBA | Peaker | 24.75 | 8615.97 | 2.8125 | FALSE
CSCGNR_1_UNIT_2 | GIANERA PEAKER UNIT 2 | PGE_Nortech_115kV | PGE GBA | PGE_GBA | Peaker | 24.75 | 8640.72 | 2.8125 | FALSE
RVRVEW_1_UNITA1 | Riverview Energy Center (GP Antioch) | PGE_Contra Costa_115kV | PGE GBA | PGE_GBA | Peaker | 48.7 | 8689.42 | 2.8125 | FALSE
VACADX_1_UNITA1 | CalPeak Power Vaca Dixon Unit 1 | PGE_Vaca Dixon_115kV | PGE NGBA | CAISO System | Peaker | 51.91 | 8741.33 | 2.8125 | FALSE
ALAMIT_2_PL1X3 | Alamitos Energy Center Unit 7 | SCE_Alamitos_230kV | SCE Metro | SCE_LABasin | CCGT | 674.7 | 9416.03 | 2.75 | FALSE
ANAHM_2_CANYN1 | CANYON POWER PLANT UNIT 1 | SCE_Lewis_230kV | SCE Metro | SCE_LABasin | Peaker | 49.21 | 9465.24 | 2.75 | FALSE
ANAHM_2_CANYN2 | CANYON POWER PLANT UNIT 2 | SCE_Lewis_230kV | SCE Metro | SCE_LABasin | Peaker | 48.04 | 9513.28 | 2.75 | FALSE
ANAHM_2_CANYN3 | CANYON POWER PLANT UNIT 3 | SCE_Lewis_230kV | SCE Metro | SCE_LABasin | Peaker | 46.49 | 9559.77 | 2.75 | FALSE
ANAHM_2_CANYN4 | CANYON POWER PLANT UNIT 4 | SCE_Lewis_230kV | SCE Metro | SCE_LABasin | Peaker | 49.8 | 9609.57 | 2.75 | FALSE
CORONS_6_CLRWTR | Clearwater Power Plant | SCE_Mira Loma_230kV | SCE Metro | SCE_LABasin | CCGT | 28 | 9637.57 | 2.75 | FALSE
ETIWND_2_UNIT1 | ETIWND_2_UNIT1 | SCE_Etiwanda_230kV | SCE Eastern | SCE_LABasin | Peaker | 33.6 | 9671.17 | 2.75 | FALSE
MOSSLD_2_PSP1 | MOSS LANDING POWER BLOCK 1 | PGE_Moss Landing_115kV | PGE GBA | PGE_GBA | CCGT | 510 | 10181.17 | 2.75 | FALSE
MOSSLD_2_PSP2 | MOSS LANDING POWER BLOCK 2 | PGE_Moss Landing_115kV | PGE GBA | PGE_GBA | CCGT | 510 | 10691.17 | 2.75 | FALSE
PNCHPP_1_PL1X2 | Midway Peaking Aggregate | PGE_Panoche_230kV | PGE Fresno | CAISO System | Peaker | 119.91 | 10811.08 | 2.75 | FALSE
WALCRK_2_CTG1 | Walnut Creek Energy Park Unit 1 | SCE_Walnut_230kV | SCE Metro | SCE_LABasin | Peaker | 97.32 | 10908.4 | 2.75 | FALSE
WALCRK_2_CTG2 | Walnut Creek Energy Park Unit 2 | SCE_Walnut_230kV | SCE Metro | SCE_LABasin | Peaker | 96.91 | 11005.31 | 2.75 | FALSE
WALCRK_2_CTG3 | Walnut Creek Energy Park Unit 3 | SCE_Walnut_230kV | SCE Metro | SCE_LABasin | Peaker | 96.65 | 11101.96 | 2.75 | FALSE
WALCRK_2_CTG4 | Walnut Creek Energy Park Unit 4 | SCE_Walnut_230kV | SCE Metro | SCE_LABasin | Peaker | 96.6 | 11198.56 | 2.75 | FALSE
WALCRK_2_CTG5 | Walnut Creek Energy Park Unit 5 | SCE_Walnut_230kV | SCE Metro | SCE_LABasin | Peaker | 96.65 | 11295.21 | 2.75 | FALSE
GATWAY_2_PL1X3 | GATEWAY GENERATING STATION | PGE_Contra Costa PP_230kV | PGE GBA | PGE_GBA | CCGT | 585 | 11880.21 | 2.6875 | FALSE
OTAY_6_PL1X2 | Chula Vista Energy Center, LLC | SDGE_Otay_69kV | SDGE Imperial | SDGE_SDIV | Peaker | 39.57 | 11919.78 | 2.6875 | FALSE
SENTNL_2_CTG1 | Sentinel Unit 1 | SCE_Devers_230kV | SCE Eastern | SCE_LABasin | Peaker | 107.68 | 12027.46 | 2.6875 | FALSE
SENTNL_2_CTG2 | Sentinel Unit 2 | SCE_Devers_230kV | SCE Eastern | SCE_LABasin | Peaker | 104.19 | 12131.65 | 2.6875 | FALSE
SENTNL_2_CTG3 | Sentinel Unit 3 | SCE_Devers_230kV | SCE Eastern | SCE_LABasin | Peaker | 105.69 | 12237.34 | 2.6875 | FALSE
SENTNL_2_CTG4 | Sentinel Unit 4 | SCE_Devers_230kV | SCE Eastern | SCE_LABasin | Peaker | 106.55 | 12343.89 | 2.6875 | FALSE
SENTNL_2_CTG5 | Sentinel Unit 5 | SCE_Devers_230kV | SCE Eastern | SCE_LABasin | Peaker | 107.52 | 12451.41 | 2.6875 | FALSE
SENTNL_2_CTG6 | Sentinel Unit 6 | SCE_Devers_230kV | SCE Eastern | SCE_LABasin | Peaker | 105 | 12556.41 | 2.6875 | FALSE
SENTNL_2_CTG7 | Sentinel Unit 7 | SCE_Devers_230kV | SCE Eastern | SCE_LABasin | Peaker | 106.73 | 12663.14 | 2.6875 | FALSE
SENTNL_2_CTG8 | Sentinel Unit 8 | SCE_Devers_230kV | SCE Eastern | SCE_LABasin | Peaker | 106.85 | 12769.99 | 2.6875 | FALSE
DOUBLC_1_UNITS | DOUBLE "C" LIMITED | PGE_DOUBLE C_115kV | PGE Kern | PGE_Kern | Peaker | 52.23 | 12822.22 | 2.625 | FALSE
KNGCTY_6_UNITA1 | King City Energy Center, Unit 1 | PGE_Coburn_60kV | PGE GBA | CAISO System | Peaker | 44.6 | 12866.82 | 2.625 | FALSE
LODIEC_2_PL1X2 | Lodi Energy Center | PGE_Lodi_230kV | PGE GBA | PGE_Sierra | CCGT | 302.58 | 13169.4 | 2.625 | FALSE
MALAGA_1_PL1X2 | Acid Units 1 and 2 | PGE_Malaga_115kV | PGE Fresno | PGE_Fresno | Peaker | 96.61 | 13266.01 | 2.625 | FALSE
PNOCHE_1_PL1X2 | Panoche Peaker | PGE_Panoche_115kV | PGE Fresno | PGE_Fresno | Peaker | 49.97 | 13315.98 | 2.625 | FALSE
REDBLF_6_UNIT | RED BLUFF PEAKER PLANT | PGE_Cottonwood_60kV | PGE NGBA | CAISO System | Peaker | 44 | 13359.98 | 2.625 | FALSE
SIERRA_1_UNITS | HIGH SIERRA LIMITED | PGE_Kern PP_115kV | PGE Kern | PGE_Kern | Peaker | 52.43 | 13412.41 | 2.625 | FALSE
STANTN_2_STAGT1 | Stanton 1 | SCE_Barre_230kV | SCE Metro | SCE_LABasin | Peaker | 49.65 | 13462.06 | 2.625 | FALSE
STANTN_2_STAGT2 | Stanton 2 | SCE_Barre_230kV | SCE Metro | SCE_LABasin | Peaker | 49.65 | 13511.71 | 2.625 | FALSE
STIGCT_2_LODI | LODI STIG UNIT | PGE_Lodi_230kV | PGE GBA | PGE_Sierra | Peaker | 49.9 | 13561.61 | 2.625 | FALSE
VERNON_6_GONZL1 | H. Gonzales Unit #1 | SCE_Laguna Bell_230kV | SCE Metro | SCE_LABasin | Peaker | 5.75 | 13567.36 | 2.625 | FALSE
VERNON_6_GONZL2 | H. Gonzales Unit #2 | SCE_Laguna Bell_230kV | SCE Metro | SCE_LABasin | Peaker | 5.75 | 13573.11 | 2.625 | FALSE
DUANE_1_PL1X3 | DONALD VON RAESFELD POWER PROJECT | PGE_FMC_115kV | PGE GBA | PGE_GBA | CCGT | 147.8 | 13720.91 | 2.5625 | FALSE
ELCAJN_6_UNITA1 | Cuyamaca Peak Energy Plant | SDGE_El Cajon_69kV | SDGE Imperial | SDGE_SDIV | Peaker | 45.42 | 13766.33 | 2.5625 | FALSE
LECEF_1_UNITS | LOS ESTEROS ENERGY FACILITY AGGREGATE | PGE_Los Esteros_115kV | PGE GBA | PGE_GBA | CCGT | 309.84 | 14076.17 | 2.5625 | FALSE
RUSCTY_2_UNITS | Russell City Energy Center | PGE_Eastshore_230kV | PGE GBA | PGE_GBA | CCGT | 615.18 | 14691.35 | 2.5625 | FALSE
COLUSA_2_PL1X3 | Colusa Generating Station | PGE_Delevan_230kV | PGE NGBA | CAISO System | CCGT | 641 | 15332.35 | 2.5 | FALSE
ETIWND_6_GRPLND | Grapeland Peaker | SCE_Etiwanda_230kV | SCE Eastern | SCE_LABasin | Peaker | 45.64 | 15377.99 | 2.5 | FALSE
SGREGY_6_SANGER | Algonquin Power Sanger 2 | PGE_Sanger_115kV | PGE Fresno | PGE_Fresno | CCGT | 48.3 | 15426.29 | 2.5 | FALSE
YUBACT_6_UNITA1 | Yuba City Energy Center (Calpine) | PGE_Pease_60kV | PGE NGBA | PGE_Sierra | Peaker | 47.16 | 15473.45 | 2.5 | FALSE
BORDER_6_UNITA1 | CalPeak Power Border Unit 1 | SDGE_Border_69kV | SDGE Imperial | SDGE_SDIV | Peaker | 51.25 | 15524.7 | 2.4375 | FALSE
ELCAJN_6_LM6K | El Cajon Energy Center | SDGE_El Cajon_69kV | SDGE Imperial | SDGE_SDIV | Peaker | 48.1 | 15572.8 | 2.4375 | FALSE
GILRPP_1_PL1X2 | GILROY ENERGY CENTER UNITS 1&2 AGGREGATE | PGE_Llagas_115kV | PGE GBA | PGE_GBA | Peaker | 95.2 | 15668 | 2.4375 | FALSE
LARKSP_6_UNIT_1 | LARKSPUR PEAKER UNIT 1 | SDGE_Border_69kV | SDGE Imperial | SDGE_SDIV | Peaker | 49 | 15717 | 2.4375 | FALSE
LARKSP_6_UNIT_2 | LARKSPUR PEAKER UNIT 2 | SDGE_Border_69kV | SDGE Imperial | SDGE_SDIV | Peaker | 49 | 15766 | 2.4375 | FALSE
LIVOAK_1_UNIT_1 | LIVE OAK LIMITED | PGE_Live Oak_115kV | PGE Kern | PGE_Kern | Peaker | 49.7 | 15815.7 | 2.375 | FALSE
MRCHNT_2_PL1X3 | Desert Star Energy Center | SCE_Eldorado_230kV | SCE EOP | CAISO System | CCGT | 494.58 | 16310.28 | 2.375 | FALSE
PNOCHE_1_UNITA1 | CalPeak Power Panoche Unit 1 | PGE_Panoche_115kV | PGE Fresno | PGE_Fresno | Peaker | 52.3 | 16362.58 | 2.375 | FALSE
GILRPP_1_PL3X4 | GILROY ENERGY CENTER, UNIT #3 | PGE_Llagas_115kV | PGE GBA | PGE_GBA | Peaker | 46.2 | 16408.78 | 2.3125 | FALSE
BDGRCK_1_UNITS | BADGER CREEK LIMITED | PGE_BADGER CREEK_115kV | PGE Kern | PGE_Kern | Peaker | 48.08 | 16456.86 | 2.25 | FALSE
COLTON_6_AGUAM1 | AGUA MANSA UNIT 1 (CITY OF COLTON) | SCE_Vista (SCE)_230kV | SCE Eastern | SCE_LABasin | Peaker | 43 | 16499.86 | 2.25 | FALSE
HENRTA_6_UNITA1 | ELECTROLYTE UNIT 2 | PGE_Henrietta_70kV | PGE Fresno | PGE_Fresno | Peaker | 49.98 | 16549.84 | 2.25 | FALSE
HENRTA_6_UNITA2 | ELECTROLYTE UNIT 1 | PGE_Henrietta_70kV | PGE Fresno | PGE_Fresno | Peaker | 49.42 | 16599.26 | 2.25 | FALSE
LAROA2_2_UNITA1 | LR2 | SDGE_Imperial Valley_230kV | SDGE Imperial | SDGE_SDIV | CCGT | 322 | 16921.26 | 2.25 | FALSE
TERMEX_2_PL1X3 | TDM | SDGE_Imperial Valley_230kV | SDGE Imperial | SDGE_SDIV | CCGT | 625 | 17546.26 | 2.25 | FALSE
VESTAL_2_WELLHD | Wellhead Power Delano | SCE_Vestal_115kV | SCE Northern | SCE_BCVT | Peaker | 49 | 17595.26 | 2.25 | FALSE
LMBEPK_2_UNITA2 | Creed Energy Center, Unit #1 | PGE_Lambie_230kV | PGE NGBA | PGE_GBA | Peaker | 47.6 | 17642.86 | 2.1875 | FALSE
LMBEPK_2_UNITA3 | Goose Haven Energy Center, Unit #1 | PGE_Lambie_230kV | PGE NGBA | PGE_GBA | Peaker | 47.75 | 17690.61 | 2.1875 | FALSE
MRGT_6_MMAREF | Miramar Energy Facility | SDGE_Penasquitos_69kV | SDGE Imperial | SDGE_SDIV | Peaker | 45 | 17735.61 | 2.1875 | FALSE
MIRLOM_6_PEAKER | Mira Loma Peaker | SCE_Mira Loma_230kV | SCE Metro | SCE_LABasin | Peaker | 47.18 | 17782.79 | 2.125 | FALSE
ESCNDO_6_UNITB1 | CalPeak Power Enterprise Unit 1 | SDGE_Escondido_69kV | SDGE Imperial | SDGE_SDIV | Peaker | 48.04 | 17830.83 | 2.0625 | FALSE
LMBEPK_2_UNITA1 | Lambie Energy Center, Unit #1 | PGE_Lambie_230kV | PGE NGBA | PGE_GBA | Peaker | 47.5 | 17878.33 | 2.0625 | FALSE
MNDALY_6_MCGRTH | McGrath Beach Peaker | SCE_Mandalay_66kV | SCE Northern | SCE_BCVT | Peaker | 48.56 | 17926.89 | 2.0625 | FALSE
MRGT_6_MEF2 | Miramar Energy Facility II | SDGE_Penasquitos_69kV | SDGE Imperial | SDGE_SDIV | Peaker | 44 | 17970.89 | 2.0625 | FALSE
OTMESA_2_PL1X3 | OTAY MESA ENERGY CENTER | SDGE_Otay Mesa_230kV | SDGE Imperial | SDGE_SDIV | CCGT | 603.68 | 18574.57 | 2.0625 | FALSE
OGROVE_6_PL1X2 | Orange Grove Energy Center | SDGE_Pala_69kV | SDGE Imperial | SDGE_SDIV | Peaker | 96 | 18670.57 | 1.9375 | FALSE
ESCNDO_6_PL1X2 | MMC Escondido Aggregate | SDGE_Escondido_69kV | SDGE Imperial | SDGE_SDIV | Peaker | 48.71 | 18719.28 | 1.8125 | FALSE
PALOMR_2_PL1X3 | Palomar Energy Center | SDGE_Escondido_230kV | SDGE Imperial | SDGE_SDIV | CCGT | 588.21 | 19307.49 | 1.6875 | FALSE
BEARMT_1_UNIT | Bear Mountain Limited | PGE_Columbus_115kV | PGE Kern | PGE_Kern | Peaker | 49.21 | 19356.7 | -1 | FALSE
CARLS1_2_CARCT1 | Carlsbad 1 | SDGE_Encina_138kV | SDGE Imperial | SDGE_SDIV | Peaker | 422 | 19778.7 | -1 | FALSE
CARLS2_1_CARCT1 | Carlsbad 2 | SDGE_Encina_138kV | SDGE Imperial | SDGE_SDIV | Peaker | 105.5 | 19884.2 | -1 | FALSE
CHWCHL_1_UNIT | CHOW 2 PEAKER PLANT | PGE_Chowchilla_115kV | PGE Fresno | PGE_Fresno | Peaker | 48.6 | 19932.8 | -1 | FALSE
GLNARM_2_UNIT_5 | Glenarm Turbine 5 | SCE_Goodrich_230kV | SCE Metro | SCE_LABasin | CCGT | 65.81 | 19998.61 | -1 | FALSE
GLNARM_7_UNIT_1 | GLEN ARM UNIT 1 | SCE_Goodrich_230kV | SCE Metro | SCE_LABasin | Peaker | 22.13 | 20020.74 | -1 | FALSE
GLNARM_7_UNIT_2 | GLEN ARM UNIT 2 | SCE_Goodrich_230kV | SCE Metro | SCE_LABasin | Peaker | 22.38 | 20043.12 | -1 | FALSE
GOLETA_6_ELLWOD | ELLWOOD ENERGY SUPPORT FACILITY | SCE_Goleta_230kV | SCE Northern | SCE_BCVT | Peaker | 54 | 20097.12 | -1 | FALSE
GRNLF1_1_PL1X2 | Greenleaf 1 | PGE_Greenleaf 1_115kV | PGE NGBA | PGE_Sierra | Peaker | 60 | 20157.12 | -1 | FALSE
HNTGBH_2_PL1X3 | Huntington Beach Energy | SCE_Huntington Beach_230kV | SCE Metro | SCE_LABasin | CCGT | 673.8 | 20830.92 | -1 | FALSE
HUMBPP_1_UNITS3 | Humboldt Bay Generating Station 3 | PGE_Humboldt_115kV | PGE NGBA | PGE_Humboldt | Peaker | 65.08 | 20896 | -1 | FALSE
HUMBPP_6_UNITS | Humboldt Bay Generating Station 1 | PGE_Humboldt_115kV | PGE NGBA | PGE_Humboldt | Peaker | 97.62 | 20993.62 | -1 | FALSE
INDIGO_1_UNIT_1 | INDIGO PEAKER UNIT 1 | SCE_Devers_115kV | SCE Eastern | SCE_LABasin | Peaker | 45.3 | 21038.92 | -1 | FALSE
INDIGO_1_UNIT_2 | INDIGO PEAKER UNIT 2 | SCE_Devers_115kV | SCE Eastern | SCE_LABasin | Peaker | 45.3 | 21084.22 | -1 | FALSE
INDIGO_1_UNIT_3 | INDIGO PEAKER UNIT 3 | SCE_Devers_115kV | SCE Eastern | SCE_LABasin | Peaker | 45.3 | 21129.52 | -1 | FALSE
KELSO_2_UNITS | Mariposa Energy | PGE_Kelso_230kV | PGE GBA | PGE_GBA | Peaker | 198.03 | 21327.55 | -1 | FALSE
LEBECS_2_UNITS | Pastoria Energy Facility | SCE_Pastoria_220kV | SCE Northern | SCE_BCVT | CCGT | 799.47 | 22127.02 | -1 | FALSE
LODI25_2_UNIT_1 | LODI GAS TURBINE | PGE_Lodi_230kV | PGE GBA | PGE_Sierra | Peaker | 25 | 22152.02 | -1 | FALSE
LODI25_6_ERKNG1 | LODI STRATEGIC RESERVE | PGE_Lodi_230kV | PGE GBA | PGE_Sierra | CCGT | 47.97 | 22199.99 | -1 | FALSE
METEC_2_PL1X3 | Metcalf Energy Center | PGE_Metcalf_115kV | PGE GBA | PGE_GBA | CCGT | 597.05 | 22797.04 | -1 | FALSE
PIOPIC_2_CTG1 | Pio Pico Unit 1 | SDGE_Otay Mesa_230kV | SDGE Imperial | SDGE_SDIV | Peaker | 111.3 | 22908.34 | -1 | FALSE
PIOPIC_2_CTG2 | Pio Pico Unit 2 | SDGE_Otay Mesa_230kV | SDGE Imperial | SDGE_SDIV | Peaker | 112.7 | 23021.04 | -1 | FALSE
PIOPIC_2_CTG3 | Pio Pico Unit 3 | SDGE_Otay Mesa_230kV | SDGE Imperial | SDGE_SDIV | Peaker | 112 | 23133.04 | -1 | FALSE
RVSIDE_6_SPRING | SPRINGS GENERATION PROJECT AGGREGATE | SCE_Vista (SCE)_230kV | SCE Eastern | SCE_LABasin | Peaker | 36 | 23169.04 | -1 | FALSE
SBERDO_2_PSP4 | Mountainview Gen Sta. Unit 4 | SCE_San Bernardino_220kV | SCE Eastern | SCE_LABasin | CCGT | 555 | 23724.04 | -1 | FALSE
SCHLTE_1_PL1X3 | Tracy Combined Cycle Power Plant | PGE_GWF TRACY_115kV | PGE GBA | Stockton | CCGT | 336.04 | 24060.08 | -1 | FALSE

## Quartile Binning
NOx Emission Rate | Quartile (Higher = Worse)
| 0% | 25% | 50% | 75% | 100%
Peaker | 0 | 0.050026 | 0.080978 | 0.24081 | 3.3593
CCGT | 0 | 0.022026 | 0.028019 | 0.044336 | 1.2417
| 1 | 2 | 3 | 4 | 4
SOx Emission Rate | Quartile (Higher = Worse)
| 0% | 25% | 50% | 75% | 100%
Peaker | 0 | 0 | 0 | 0 | 0.0040133
CCGT | 0 | 0.0017873 | 0.0019154 | 0.0020897 | 0.0026461
| 1 | 2 | 3 | 4 | 4
Age | Quartile (Higher = Worse)
| 0% | 25% | 50% | 75% | 100%
Peaker | 3 | 12 | 19 | 24 | 50
CCGT | 1 | 13 | 20 | 22 | 35
| 1 | 2 | 3 | 4 | 4
Heat Rate | Quartile (Higher = Worse)
| 0% | 25% | 50% | 75% | 100%
Peaker | 1092.2219 | 10055.9244 | 10709.2691 | 11913.6408 | 21020.223
CCGT | 6902.7264 | 7217.0433 | 7662.7961 | 8513.7045 | 12240.5905
| 1 | 2 | 3 | 4 | 4
LEF | Quartile (Higher = Better)
| 0% | 25% | 50% | 75% | 100%
Peaker | 0 | 0.07 | 0.12 | 0.19 | 0.3
CCGT | 0 | 0 | 0.12 | 0.2025 | 0.4
| 4 | 4 | 3 | 2 | 1

## Replacement Storage Mapping
Table 3.1-3 2026 Battery Storage Characteristics Limited by Charging Capability
Area/Sub-area | Pmax (MW) | Energy (MWh) | Max # of discharge hours | 1 for 1 Replacement with 4-hour battery | Replacing mostly | Comment
Humboldt | 26 | 145 | 8 | 23 | gas
North Coast/North Bay Overall | 487 | 3703 | 10 | 66 | geothermal
Eagle Rock | 87 | 570 | 11 | 30 | geothermal
Fulton | 489 | 1405 | 10 | 150 | geothermal
Sierra | [5 empty] | Flow through
Placer | 37 | 202 | 11 | 26 | hydro | Need to be eliminated
Pease | 52 | 337 | 9 | 30 | gas | Need to be eliminated
Gold Hill-Drum | 124 | 236 | 6 | 0 | hydro
Stockton | [5 empty] | Sum of sub-areas
Lockeford | 8 | 64 | 10 | 0 | gas | Need to be eliminated
Tesla-Bellota | 278 | 1122 | 10 | 70 | gas
Greater Bay Overall | 1338 | 5329 | 7 | 1338 | gas
Llagas | 46 | 181 | 7 | 45 | gas
San Jose | 220 | 880 | 9 | 220 | gas
South Bay-Moss Landing | 1063 | 4250 | 10 | 1063 | gas
Oakland | 30 | 120 | 5 | 30 | distillate | N/A
Greater Fresno Overall | 980 | 6032 | 10 | 510 | hydro
Panoche | 65 | 554 | 12 | 22 | gas
Herndon | 435 | 2538 | 10 | 210 | hydro
Hanford | 29 | 115 | 12 | 29 | gas
Coalinga | 23 | 138 | 7 | 5 | solar
Borden | 46 | 178 | 7 | 44 | gas
Reedley | 40 | 317 | 10 | 10 | hydro
Kern Overall | [5 empty] | N/A
Westpark | 40 | 133 | 8 | 13 | gas
Kern Power-Tevis |  |  |  |  | solar
Kern Oil | 90 | 547 | 9 | 37 | gas
South Kern PP | 450 | 1721 | 9 | 120 | gas
Big Creek/Ventura Overall | 617 | 4499 | 13 | 241 | gas
Vestal | 175 | 1296 | 13 | 60 | gas
Santa Clara | 216 | 1239 | 11 | 130 | gas
LA Basin Overall | 3575 | 26542 | 11 | 1120 | gas
Eastern | 1845 | 12657 | 11 | 650 | gas
Western | 1730 | 13885 | 11 | 470 | gas
El Nido | 208 | 1562 | 11 | 49 | gas
San Diego/Imperial Valley Overall | 956 | 5699 | 9 | 490 | gas
San Diego | 956 | 5699 | 9 | 490 | gas
El Cajon | 65 | 351 | 10 | 50 | gas
Border | 25 | 171 | 9 | 12 | gas
https://stakeholdercenter.caiso.com/InitiativeDocuments/Final-2026-Local-Capacity-Technical-Report.…
https://stakeholdercenter.caiso.com/RecurringStakeholderProcesses/Local-capacity-requirements-process-2026

## 35-36 Portfolio Comparison
Source | Scenario | Sheet Name
25-26 TPP Mapped Portfolio | TPP_Base_Case | Summary_byCAISO_zone
26-27 RESOLVE Outputs | TPP_AB1317_Delayed_OSW | Build_Delayed_OSW
2035/36 Builds by Resource Type
25-26 TPP Mapped Portfolio
* Includes in-development resources with COD after 1/1/24
CAISO Study Area | Geothermal | Biomass | Wind | OOS Wind | Offshore Wind | Distributed Solar | Solar | Battery | LDES | Total
PG&E NGBA | 123 | 108.75 | 1802.7 | 0 | 1607 | 45.529 | 332.5 | 219.95 | 5 | 4244.429
PG&E GBA | 0 | 11.85 | 1013.55 | 0 | 0 | 43.775 | 250 | 954.875 | 310 | 2584.05
PG&E FRESNO | 0 | 9.488 | 560.5 | 0 | 0 | 78.61 | 4323.5 | 3007.75 | 140 | 8119.848
PG&E KERN | 0 | 23.3 | 113.07 | 0 | 2924 | 50.27 | 2802 | 903 | 0 | 6815.64
SCE Northern | 0 | 0 | 674 | 0 | 0 | 24 | 2785.5 | 3733 | 400 | 7616.5
SCE Metro | 389 | 5.6 | 0 | 1750 | 0 | 12.85 | 20 | 1900.5 | 0 | 4077.95
SCE NOL | 9.7 | 4.2 | 362.18 | 0 | 0 | 24.3 | 1173.8 | 620.2 | 0 | 2194.38
SCE EOP | 517.3 | 0 | 1228.5 | 4151 | 0 | 0 | 2398 | 1530 | 0 | 9824.8
SCE Eastern | 500 | 7.85 | 324.5 | 3099 | 0 | 0 | 3873.5 | 4085.4 | 0 | 11890.25
SDGE | 100 | 0 | 1815.8 | 0 | 0 | 14.84 | 1580.5 | 1827.21 | 409.2 | 5747.55
Total | 1639 | 171.038 | 7894.8 | 9000 | 4531 | 294.174 | 19539.3 | 18781.885 | 1264.2 | 63115.397
26-27 RESOLVE Baseline
* Includes in-development resources with COD after 1/1/24 that are included in the RESOLVE baseline but NOT the optimized portfolio
CAISO Study Area | Geothermal | Biomass | Wind | OOS Wind | Offshore Wind | Distributed Solar | Solar | Battery | LDES | Total
PG&E NGBA | 18 | 0 | 0 | 0 | 0 | 0 | 0 | 38 | 0 | 56
PG&E GBA | 0 | 0 | 320.78 | 0 | 0 | 0 | 6.21 | 21 | 0 | 347.99
PG&E FRESNO | 0 | 0.55 | 0 | 0 | 0 | 0 | 222.5 | 459 | 0 | 682.05
PG&E KERN | 0 | 0 | 0 | 0 | 0 | 0 | 396.2 | 191 | 0 | 587.2
SCE Northern | 0 | 0 | 0 | 0 | 0 | 0 | 367 | 1789 | 0 | 2156
SCE Metro | 0 | 0 | 0 | 0 | 0 | 0 | 10 | 489.7 | 0 | 499.7
SCE NOL | 320 | 0 | 0 | 0 | 0 | 0 | 200 | 145 | 0 | 665
SCE EOP | 0 | 0 | 0 | 0 | 0 | 0 | 0 | 304 | 0 | 304
SCE Eastern | 0 | 0 | 57 | 0 | 0 | 0 | 300 | 3018.4 | 0 | 3375.4
SDGE | 0 | 0 | 0 | 0 | 0 | 0 | 52.5 | 334.75 | 0 | 387.25
Total | 338 | 0.55 | 377.78 | 0 | 0 | 0 | 1554.41 | 6789.85 | 0 | 9060.59
26-27 RESOLVE Non-Baseline
* Includes in-development resources with COD after 1/1/24 that are NOT included in either the RESOLVE baseline or the optimized porfolio (but exist in more than just an interconnection queue)
CAISO Study Area | Geothermal | Biomass | Wind | OOS Wind | Offshore Wind | Distributed Solar | Solar | Battery | LDES | Total
PG&E NGBA | 11.2 | 0 | 0 | 0 | 0 | 0 | 0 | 362.7 | 0 | 373.9
PG&E GBA | 0 | 0 | 0 | 0 | 0 | 0 | 0 | 628 | 0 | 628
PG&E FRESNO | 0 | 0 | 60.5 | 0 | 0 | 0 | 166 | 1014.6 | 0 | 1241.1
PG&E KERN | 0 | 0 | 0 | 0 | 0 | 0 | 60 | 398.1 | 0 | 458.1
SCE Northern | 0 | 0 | 0 | 0 | 0 | 0 | 197 | 2407 | 0 | 2604
SCE Metro | 0 | 0 | 0 | 0 | 0 | 0 | 0 | 1599 | 0 | 1599
SCE NOL | 40 | 0 | 0 | 0 | 0 | 0 | 70 | 344.5 | 0 | 454.5
SCE EOP | 45 | 0 | 0 | 0 | 0 | 0 | 65 | 685 | 0 | 795
SCE Eastern | 30 | 0 | 0 | 0 | 0 | 0 | 175 | 1611.516 | 0 | 1816.516
SDGE | 25 | 0 | 0 | 0 | 0 | 0 | 273.5 | 1303.43 | 0 | 1601.93
Total | 151.2 | 0 | 60.5 | 0 | 0 | 0 | 1006.5 | 10353.846 | 0 | 11572.046
26-27 RESOLVE Additional
* Includes non-baseline resources in excess of RESOLVE builds
CAISO Study Area | Geothermal | Biomass | Wind | OOS Wind | Offshore Wind | Distributed Solar | Solar | Battery | LDES | Total
PG&E NGBA | 0 | 0 | 0 | 0 | 0 | 0 | 0 | 48.45 | 0 | 48.45
PG&E GBA | 0 | 0 | 0 | 0 | 0 | 0 | 0 | 0 | 0 | 0
PG&E FRESNO | 0 | 0 | 60.5 | 0 | 0 | 0 | 0 | 0 | 0 | 60.5
PG&E KERN | 0 | 0 | 0 | 0 | 0 | 0 | 0 | 0 | 0 | 0
SCE Northern | 0 | 0 | 0 | 0 | 0 | 0 | 0 | 1149.8325 | 0 | 1149.8325
SCE Metro | 0 | 0 | 0 | 0 | 0 | 0 | 0 | 0 | 0 | 0
SCE NOL | 0 | 0 | 0 | 0 | 0 | 0 | 0 | 0 | 0 | 0
SCE EOP | 0 | 0 | 0 | 0 | 0 | 0 | 0 | 0 | 0 | 0
SCE Eastern | 22.9 | 0 | 0 | 0 | 0 | 0 | 0 | 81.9922 | 0 | 104.8922
SDGE | 0 | 0 | 0 | 0 | 0 | 0 | 0 | 0 | 0 | 0
Total | 22.9 | 0 | 60.5 | 0 | 0 | 0 | 0 | 1280.2747 | 0 | 1363.6747
26-27 RESOLVE Outputs
* Includes resources in RESOLVE optimized portfolio only
CAISO Study Area | Geothermal | Biomass | Wind | OOS Wind | Offshore Wind | Distributed Solar | Solar | Battery | LDES | Total
PG&E NGBA | 3064.75 | 0 | 761.9613 | 0 | 0 | 0 | 1956.8214 | 314.25 | 0 | 6097.7826
PG&E GBA | 29.3325 | 0 | 246.8326 | 0 | 0 | 0 | 961.237 | 657.3 | 165.0814 | 2059.7835
PG&E FRESNO | 264.889 | 0 | 0 | 0 | 0 | 0 | 3456.2399 | 3071.0989 | 0 | 6792.2278
PG&E KERN | 0 | 0 | 0 | 0 | 2924 | 0 | 9675.4697 | 737.0533 | 816.8465 | 14153.3696
SCE Northern | 0 | 0 | 0 | 0 | 0 | 0 | 6344.4518 | 1257.1675 | 1280 | 8881.6193
SCE Metro | 0 | 0 | 0 | 0 | 0 | 0 | 4.99 | 8449.0493 | 0 | 8454.0393
SCE NOL | 302.79 | 0 | 0 | 0 | 0 | 0 | 278 | 548.2 | 386.3452 | 1515.3352
SCE EOP | 908 | 0 | 254.7157 | 4100 | 0 | 0 | 690 | 1336.7129 | 500 | 7789.4287
SCE Eastern | 7.1 | 0 | 321.4334 | 2936 | 0 | 0 | 9925.6964 | 1529.5238 | 1800 | 16519.7536
SDGE | 528.6 | 0 | 990.8541 | 0 | 0 | 0 | 14168.1209 | 2109.023 | 500 | 18296.5979
Total | 5105.4615 | 0 | 2575.7971 | 7036 | 2924 | 0 | 47461.0271 | 20009.3787 | 5448.2731 | 90559.9375
26-27 RESOLVE Outputs (Adjusted)
* Includes in-development resources with COD after 1/1/24
CAISO Study Area | Geothermal | Biomass | Wind | OOS Wind | Offshore Wind | Distributed Solar | Solar | Battery | LDES | Total
PG&E NGBA | 3082.75 | 0 | 761.9613 | 0 | 0 | 0 | 1956.8214 | 400.7 | 0 | 6202.2326
PG&E GBA | 29.3325 | 0 | 567.6126 | 0 | 0 | 0 | 967.447 | 678.3 | 165.0814 | 2407.7735
PG&E FRESNO | 264.889 | 0.55 | 60.5 | 0 | 0 | 0 | 3678.7399 | 3530.0989 | 0 | 7534.7778
PG&E KERN | 0 | 0 | 0 | 0 | 2924 | 0 | 10071.6697 | 928.0533 | 816.8465 | 14740.5696
SCE Northern | 0 | 0 | 0 | 0 | 0 | 0 | 6711.4518 | 4196 | 1280 | 12187.4518
SCE Metro | 0 | 0 | 0 | 0 | 0 | 0 | 14.99 | 8938.7493 | 0 | 8953.7393
SCE NOL | 622.79 | 0 | 0 | 0 | 0 | 0 | 478 | 693.2 | 386.3452 | 2180.3352
SCE EOP | 908 | 0 | 254.7157 | 4100 | 0 | 0 | 690 | 1640.7129 | 500 | 8093.4287
SCE Eastern | 30 | 0 | 378.4334 | 2936 | 0 | 0 | 10225.6964 | 4629.916 | 1800 | 20000.0458
SDGE | 528.6 | 0 | 990.8541 | 0 | 0 | 0 | 14220.6209 | 2443.773 | 500 | 18683.8479
Total | 3082.75 | 0 | 761.9613 | 0 | 0 | 0 | 1956.8214 | 400.7 | 0 | 100984.2022
26-27 RESOLVE Outputs Minus 25-26 TPP (Adjusted for Baseline Deltas)
CAISO Study Area | Geothermal | Biomass | Wind | OOS Wind | Offshore Wind | Distributed Solar | Solar | Battery | LDES | Total
PG&E NGBA | 2959.75 | -108.75 | -1040.7387 | 0 | -1607 | -45.529 | 1624.3214 | 180.75 | -5 | 1957.8036
PG&E GBA | 29.3325 | -11.85 | -445.9374 | 0 | 0 | -43.775 | 717.447 | -276.575 | -144.9186 | -176.2765
PG&E FRESNO | 264.889 | -8.938 | -500 | 0 | 0 | -78.61 | -644.7601 | 522.3489 | -140 | -585.0702
PG&E KERN | 0 | -23.3 | -113.07 | 0 | 0 | -50.27 | 7269.6697 | 25.0533 | 816.8465 | 7924.9296
SCE Northern | 0 | 0 | -674 | 0 | 0 | -24 | 3925.9518 | 463 | 880 | 4570.9518
SCE Metro | -389 | -5.6 | 0 | -1750 | 0 | -12.85 | -5.01 | 7038.2493 | 0 | 4875.7893
SCE NOL | 613.09 | -4.2 | -362.18 | 0 | 0 | -24.3 | -695.8 | 73 | 386.3452 | -14.0448
SCE EOP | 390.7 | 0 | -973.7843 | -51 | 0 | 0 | -1708 | 110.7129 | 500 | -1731.3713
SCE Eastern | -470 | -7.85 | 53.9334 | -163 | 0 | 0 | 6352.1964 | 544.516 | 1800 | 8109.7958
SDGE | 428.6 | 0 | -824.9459 | 0 | 0 | -14.84 | 12640.1209 | 616.563 | 90.8 | 12936.2979
Total | 3827.3615 | -170.488 | -4880.7229 | -1964 | -1607 | -294.174 | 29476.1371 | 9297.6184 | 4184.0731 | 37868.8052
Charts
By Resource Type
Resource Type | Solar
CAISO Study Area | 25-26 | 26-27
PG&E NGBA | 332.5 | 1956.8214
PG&E GBA | 250 | 967.447
PG&E FRESNO | 4323.5 | 3678.7399
PG&E KERN | 2802 | 10071.6697
SCE Northern | 2785.5 | 6711.4518
SCE Metro | 20 | 14.99
SCE NOL | 1173.8 | 478
SCE EOP | 2398 | 690
SCE Eastern | 3873.5 | 10225.6964
SDGE | 1580.5 | 14220.6209
Total | 19539.3 | 49015.4371
By Study Area
Study Area | SDGE
CAISO Study Area | 25-26 | 26-27
Geothermal | 100 | 528.6
Biomass | 0 | 0
Wind | 1815.8 | 990.8541
OOS Wind | 0 | 0
Offshore Wind | 0 | 0
Distributed Solar | 14.84 | 0
Solar | 1580.5 | 14220.6209
Battery | 1827.21 | 2443.773
LDES | 409.2 | 500
Total | 5747.55 | 18683.8479

## 40-41 Portfolio Comparison
Source | Scenario | Sheet Name
25-26 TPP Mapped Portfolio | TPP_Base_Case | Summary_byCAISO_zone
26-27 RESOLVE Outputs | TPP_AB1317_Delayed_OSW | Build_Delayed_OSW
2040/41 Builds by Resource Type
25-26 TPP Mapped Portfolio
* Includes in-development resources with COD after 1/1/24
CAISO Study Area | Geothermal | Biomass | Wind | OOS Wind | Offshore Wind | Distributed Solar | Solar | Battery | LDES | Total
PG&E NGBA | 123 | 108.75 | 1802.7 | 0 | 1607 | 45.529 | 1287.5 | 429.95 | 5 | 5409.429
PG&E GBA | 0 | 11.85 | 1013.55 | 1707 | 0 | 43.775 | 1402 | 2227.075 | 310 | 6715.25
PG&E FRESNO | 0 | 9.488 | 560.5 | 0 | 0 | 78.61 | 13533.5 | 5072.75 | 140 | 19394.848
PG&E KERN | 0 | 23.3 | 113.07 | 0 | 2924 | 50.27 | 5597 | 1703 | 0 | 10410.64
SCE Northern | 0 | 0 | 674 | 0 | 0 | 24 | 5395.5 | 4808 | 400 | 11301.5
SCE Metro | 389 | 5.6 | 0 | 1750 | 0 | 12.85 | 20 | 2500.5 | 0 | 4677.95
SCE NOL | 9.7 | 4.2 | 362.18 | 0 | 0 | 24.3 | 1992.8 | 970.2 | 0 | 3363.38
SCE EOP | 517.3 | 0 | 1228.5 | 4151 | 0 | 0 | 5998 | 2845 | 0 | 14739.8
SCE Eastern | 500 | 7.85 | 324.5 | 3099 | 0 | 0 | 6253.5 | 4765.4 | 0 | 14950.25
SDGE | 100 | 0 | 1815.8 | 0 | 0 | 14.84 | 3118.5 | 2637.21 | 409.2 | 8095.55
Total | 1639 | 171.038 | 7894.8 | 10707 | 4531 | 294.174 | 44598.3 | 27959.085 | 1264.2 | 99058.597
26-27 RESOLVE Baseline
* Includes in-development resources with COD after 1/1/24 that are included in the RESOLVE baseline but NOT the optimized portfolio
CAISO Study Area | Geothermal | Biomass | Wind | OOS Wind | Offshore Wind | Distributed Solar | Solar | Battery | LDES | Total
PG&E NGBA | 18 | 0 | 0 | 0 | 0 | 0 | 0 | 38 | 0 | 56
PG&E GBA | 0 | 0 | 320.78 | 0 | 0 | 0 | 6.21 | 21 | 0 | 347.99
PG&E FRESNO | 0 | 0.55 | 0 | 0 | 0 | 0 | 222.5 | 459 | 0 | 682.05
PG&E KERN | 0 | 0 | 0 | 0 | 0 | 0 | 396.2 | 191 | 0 | 587.2
SCE Northern | 0 | 0 | 0 | 0 | 0 | 0 | 367 | 1789 | 0 | 2156
SCE Metro | 0 | 0 | 0 | 0 | 0 | 0 | 10 | 489.7 | 0 | 499.7
SCE NOL | 320 | 0 | 0 | 0 | 0 | 0 | 200 | 145 | 0 | 665
SCE EOP | 0 | 0 | 0 | 0 | 0 | 0 | 0 | 304 | 0 | 304
SCE Eastern | 0 | 0 | 57 | 0 | 0 | 0 | 300 | 3018.4 | 0 | 3375.4
SDGE | 0 | 0 | 0 | 0 | 0 | 0 | 52.5 | 334.75 | 0 | 387.25
Total | 338 | 0.55 | 377.78 | 0 | 0 | 0 | 1554.41 | 6789.85 | 0 | 9060.59
26-27 RESOLVE Non-Baseline
* Includes in-development resources with COD after 1/1/24 that are NOT included in either the RESOLVE baseline or the optimized porfolio (but exist in more than just an interconnection queue)
CAISO Study Area | Geothermal | Biomass | Wind | OOS Wind | Offshore Wind | Distributed Solar | Solar | Battery | LDES | Total
PG&E NGBA | 11.2 | 0 | 0 | 0 | 0 | 0 | 0 | 362.7 | 0 | 373.9
PG&E GBA | 0 | 0 | 0 | 0 | 0 | 0 | 0 | 628 | 0 | 628
PG&E FRESNO | 0 | 0 | 60.5 | 0 | 0 | 0 | 166 | 1014.6 | 0 | 1241.1
PG&E KERN | 0 | 0 | 0 | 0 | 0 | 0 | 60 | 398.1 | 0 | 458.1
SCE Northern | 0 | 0 | 0 | 0 | 0 | 0 | 197 | 2407 | 0 | 2604
SCE Metro | 0 | 0 | 0 | 0 | 0 | 0 | 0 | 1599 | 0 | 1599
SCE NOL | 40 | 0 | 0 | 0 | 0 | 0 | 70 | 344.5 | 0 | 454.5
SCE EOP | 45 | 0 | 0 | 0 | 0 | 0 | 65 | 685 | 0 | 795
SCE Eastern | 30 | 0 | 0 | 0 | 0 | 0 | 175 | 1611.516 | 0 | 1816.516
SDGE | 25 | 0 | 0 | 0 | 0 | 0 | 273.5 | 1303.43 | 0 | 1601.93
Total | 151.2 | 0 | 60.5 | 0 | 0 | 0 | 1006.5 | 10353.846 | 0 | 11572.046
26-27 RESOLVE Additional
* Includes non-baseline resources in excess of RESOLVE builds
CAISO Study Area | Geothermal | Biomass | Wind | OOS Wind | Offshore Wind | Distributed Solar | Solar | Battery | LDES | Total
PG&E NGBA | 0 | 0 | 0 | 0 | 0 | 0 | 0 | 48.45 | 0 | 48.45
PG&E GBA | 0 | 0 | 0 | 0 | 0 | 0 | 0 | 0 | 0 | 0
PG&E FRESNO | 0 | 0 | 60.5 | 0 | 0 | 0 | 0 | 0 | 0 | 60.5
PG&E KERN | 0 | 0 | 0 | 0 | 0 | 0 | 0 | 0 | 0 | 0
SCE Northern | 0 | 0 | 0 | 0 | 0 | 0 | 0 | 1149.8325 | 0 | 1149.8325
SCE Metro | 0 | 0 | 0 | 0 | 0 | 0 | 0 | 0 | 0 | 0
SCE NOL | 0 | 0 | 0 | 0 | 0 | 0 | 0 | 0 | 0 | 0
SCE EOP | 0 | 0 | 0 | 0 | 0 | 0 | 0 | 0 | 0 | 0
SCE Eastern | 22.9 | 0 | 0 | 0 | 0 | 0 | 0 | 81.9922 | 0 | 104.8922
SDGE | 0 | 0 | 0 | 0 | 0 | 0 | 0 | 0 | 0 | 0
Total | 22.9 | 0 | 60.5 | 0 | 0 | 0 | 0 | 1280.2747 | 0 | 1363.6747
26-27 RESOLVE Outputs
* Includes resources in RESOLVE optimized portfolio only
CAISO Study Area | Geothermal | Biomass | Wind | OOS Wind | Offshore Wind | Distributed Solar | Solar | Battery | LDES | Total
PG&E NGBA | 3064.75 | 0 | 1640.7766 | 0 | 1607 | 0 | 1956.8214 | 314.25 | 0 | 8583.598
PG&E GBA | 29.3325 | 0 | 246.8326 | 4000 | 0 | 0 | 1179.2277 | 657.3 | 165.0814 | 6277.7743
PG&E FRESNO | 264.889 | 0 | 0 | 0 | 0 | 0 | 6134.5152 | 3071.0989 | 0 | 9470.503
PG&E KERN | 0 | 0 | 0 | 0 | 2924 | 0 | 9675.4697 | 737.0533 | 816.8465 | 14153.3696
SCE Northern | 0 | 0 | 0 | 0 | 0 | 0 | 7277.2238 | 1257.1675 | 1280 | 9814.3913
SCE Metro | 0 | 0 | 0 | 3000 | 0 | 0 | 387.4925 | 8449.0493 | 0 | 11836.5418
SCE NOL | 302.79 | 0 | 0 | 0 | 0 | 0 | 278 | 548.2 | 386.3452 | 1515.3352
SCE EOP | 908 | 0 | 254.7157 | 4100 | 0 | 0 | 690 | 1336.7129 | 500 | 7789.4287
SCE Eastern | 7.1 | 0 | 321.4334 | 5936 | 0 | 0 | 11761.4425 | 1529.5238 | 1800 | 21355.4997
SDGE | 528.6 | 0 | 2291.8541 | 0 | 0 | 0 | 14397.0429 | 2109.023 | 500 | 19826.5199
Total | 5105.4615 | 0 | 4755.6124 | 17036 | 4531 | 0 | 53737.2358 | 20009.3787 | 5448.2731 | 110622.9615
26-27 RESOLVE Outputs (Adjusted)
* Includes in-development resources with COD after 1/1/24
CAISO Study Area | Geothermal | Biomass | Wind | OOS Wind | Offshore Wind | Distributed Solar | Solar | Battery | LDES | Total
PG&E NGBA | 3082.75 | 0 | 1640.7766 | 0 | 1607 | 0 | 1956.8214 | 400.7 | 0 | 8688.048
PG&E GBA | 29.3325 | 0 | 567.6126 | 4000 | 0 | 0 | 1185.4377 | 678.3 | 165.0814 | 6625.7643
PG&E FRESNO | 264.889 | 0.55 | 60.5 | 0 | 0 | 0 | 6357.0152 | 3530.0989 | 0 | 10213.053
PG&E KERN | 0 | 0 | 0 | 0 | 2924 | 0 | 10071.6697 | 928.0533 | 816.8465 | 14740.5696
SCE Northern | 0 | 0 | 0 | 0 | 0 | 0 | 7644.2238 | 4196 | 1280 | 13120.2238
SCE Metro | 0 | 0 | 0 | 3000 | 0 | 0 | 397.4925 | 8938.7493 | 0 | 12336.2418
SCE NOL | 622.79 | 0 | 0 | 0 | 0 | 0 | 478 | 693.2 | 386.3452 | 2180.3352
SCE EOP | 908 | 0 | 254.7157 | 4100 | 0 | 0 | 690 | 1640.7129 | 500 | 8093.4287
SCE Eastern | 30 | 0 | 378.4334 | 5936 | 0 | 0 | 12061.4425 | 4629.916 | 1800 | 24835.7919
SDGE | 528.6 | 0 | 2291.8541 | 0 | 0 | 0 | 14449.5429 | 2443.773 | 500 | 20213.7699
Total | 3082.75 | 0 | 1640.7766 | 0 | 1607 | 0 | 1956.8214 | 400.7 | 0 | 121047.2262
26-27 RESOLVE Outputs Minus 25-26 TPP (Adjusted for Baseline Deltas)
CAISO Study Area | Geothermal | Biomass | Wind | OOS Wind | Offshore Wind | Distributed Solar | Solar | Battery | LDES | Total
PG&E NGBA | 2959.75 | -108.75 | -161.9234 | 0 | 0 | -45.529 | 669.3214 | -29.25 | -5 | 3278.619
PG&E GBA | 29.3325 | -11.85 | -445.9374 | 2293 | 0 | -43.775 | -216.5623 | -1548.775 | -144.9186 | -89.4857
PG&E FRESNO | 264.889 | -8.938 | -500 | 0 | 0 | -78.61 | -7176.4848 | -1542.6511 | -140 | -9181.795
PG&E KERN | 0 | -23.3 | -113.07 | 0 | 0 | -50.27 | 4474.6697 | -774.9467 | 816.8465 | 4329.9296
SCE Northern | 0 | 0 | -674 | 0 | 0 | -24 | 2248.7238 | -612 | 880 | 1818.7238
SCE Metro | -389 | -5.6 | 0 | 1250 | 0 | -12.85 | 377.4925 | 6438.2493 | 0 | 7658.2918
SCE NOL | 613.09 | -4.2 | -362.18 | 0 | 0 | -24.3 | -1514.8 | -277 | 386.3452 | -1183.0448
SCE EOP | 390.7 | 0 | -973.7843 | -51 | 0 | 0 | -5308 | -1204.2871 | 500 | -6646.3713
SCE Eastern | -470 | -7.85 | 53.9334 | 2837 | 0 | 0 | 5807.9425 | -135.484 | 1800 | 9885.5419
SDGE | 428.6 | 0 | 476.0541 | 0 | 0 | -14.84 | 11331.0429 | -193.437 | 90.8 | 12118.2199
Total | 3827.3615 | -170.488 | -2700.9076 | 6329 | 0 | -294.174 | 10693.3458 | 120.4184 | 4184.0731 | 21988.6292
Charts
By Resource Type
Resource Type | Solar
CAISO Study Area | 25-26 | 26-27
PG&E NGBA | 1287.5 | 1956.8214
PG&E GBA | 1402 | 1185.4377
PG&E FRESNO | 13533.5 | 6357.0152
PG&E KERN | 5597 | 10071.6697
SCE Northern | 5395.5 | 7644.2238
SCE Metro | 20 | 397.4925
SCE NOL | 1992.8 | 478
SCE EOP | 5998 | 690
SCE Eastern | 6253.5 | 12061.4425
SDGE | 3118.5 | 14449.5429
Total | 44598.3 | 55291.6458
By Study Area
Study Area | SDGE
CAISO Study Area | 25-26 | 26-27
Geothermal | 100 | 528.6
Biomass | 0 | 0
Wind | 1815.8 | 2291.8541
OOS Wind | 0 | 0
Offshore Wind | 0 | 0
Distributed Solar | 14.84 | 0
Solar | 3118.5 | 14449.5429
Battery | 2637.21 | 2443.773
LDES | 409.2 | 500
Total | 8095.55 | 20213.7699