53 | Norco | SPGE | PGE Kern | {'Tupman': [5.2, 26599.0], 'Elk Hills': [5.6, 22881.0], 'Tevis': [10.4, 27964.0], 'Renfro': [10.8, 22146.0], 'Rio Bravo': [11.1, 16514.0], 'Midway': [11.5, 14370.0], 'Midway - Wheeler Ridge (Proposed)': [11.6, 22932.0], 'Kern Power': [13.6, 18540.0], 'Stockdale': [13.8, 18654.0], 'Taft': [14.2, 7324.0], 'Rosedale': [14.5, 17540.0], '7th Standard': [14.6, 17086.0], 'Shafter': [15.7, 14957.0], 'West Park': [16.3, 13220.0], 'Lerdo': [17.2, 11911.0], 'Bakersfield': [18.6, 9652.0], 'Kern Oil': [19.5, 7185.0], 'Sycamore': [21.3, 4223.0], 'Columbus': [22.2, 4372.0], 'Charca': [22.2, 13747.0], 'Magunden': [22.5, 5114.0], 'Temblor': [22.8, 1641.0], 'Semitropic': [22.9, 11733.0], 'Wheeler Ridge': [23.2, 15529.0], 'Cal Water': [24.9, 1492.0], 'Unknown - 3327': [25.2, 3992.0], 'Lamont': [25.3, 3940.0], 'Grimmway-Malaga': [25.5, 4816.0], 'Kernridge': [26.6, 982.0], 'Goose Lake': [26.6, 2048.0], 'Poso Mt.': [27.3, 365.0]} | 294162.2188 | 38619.9609 | 0.13129 | 255542.25 | 0.86871 | 71315.5781 | 0.24244 | 273322.3125 | 0.92916 | 202006.7344 | 0.68672 | 9.4708 | 60469.2188 | 0.20556 | 131467.7969 | 0.44692 | 0 | 14415.3809 | 0.049005 | 0 | 0 | 58867.0898 | 0.20012 | 235295.1289 | 102146.5625 | 0.34725 | 192015.6562 | 179683.9219 | 0.61083 | 114478.2969 | 183543.1562 | 0.62395 | 110619.0625 | 2440.8604 | 0.0082977 | 291721.3584 | 19735.7949 | 0.067092 | 274426.4238
236 | North Gila | ARIZONA MINOR | SDGE Arizona | {} | 91813.875 | 4298.4512 | 0.046817 | 87515.4219 | 0.95318 | 35627.4961 | 0.38804 | 51384.0781 | 0.55965 | 15756.582 | 0.17161 | 3.6816 | 2158.1226 | 0.023505 | 10990.8936 | 0.11971 | 0 | 0 | 0 | 0 | 0 | 338.3174 | 0.0036848 | 91475.5576 | 30422.5918 | 0.33135 | 61391.2832 | 28124.8496 | 0.30632 | 63689.0254 | 30477.6465 | 0.33195 | 61336.2285 | 33154.0547 | 0.3611 | 58659.8203 | 3058.9258 | 0.033317 | 88754.9492
307 | North Gila - IV (Proposed) | GREATER IMPERIAL | SDGE Imperial | {'Highline': [4.3, 16133.0], 'El Centro': [19.4, 10429.0], 'Imperial Valley': [29.3, 536.0]} | 115370.1172 | 17406.2051 | 0.15087 | 97963.9141 | 0.84913 | 24170.2402 | 0.2095 | 111081.4062 | 0.96283 | 86911.166 | 0.75332 | 8.0911 | 10187.3945 | 0.088302 | 74489.8672 | 0.64566 | 0 | 0 | 0 | 0 | 0 | 4314.8389 | 0.0374 | 111055.2783 | 23403.2695 | 0.20285 | 91966.8477 | 23403.2695 | 0.20285 | 91966.8477 | 27718.1074 | 0.24025 | 87652.0098 | 11542.541 | 0.10005 | 103827.5762 | 6683.6484 | 0.057932 | 108686.4688
161 | Oceano | SPGE | PGE Kern | {'Mesa': [9.7, 43124.0], 'San Luis Obispo': [11.5, 20997.0], 'Diablo Canyon': [17.0, 4302.0], 'Sisquoc': [20.9, 16983.0], 'Morro Bay': [24.4, 1478.0]} | 175696.0312 | 47326.2188 | 0.26936 | 128369.8125 | 0.73064 | 43902.8945 | 0.24988 | 158025.0625 | 0.89942 | 114122.168 | 0.64954 | 9.369 | 13819.585 | 0.078656 | 28261.998 | 0.16086 | 0 | 82656.3203 | 0.47045 | 19827.707 | 0.11285 | 21042.0391 | 0.11976 | 154653.9922 | 11631.8799 | 0.066205 | 164064.1514 | 52872.0273 | 0.30093 | 122824.0039 | 59343.1445 | 0.33776 | 116352.8867 | 67659.2266 | 0.38509 | 108036.8047 | 12918.2217 | 0.073526 | 162777.8096
259 | Ocotillo | GREATER IMPERIAL | SDGE Imperial | {'East County': [9.2, 10480.0], 'Boulevard': [14.6, 7295.0], 'Imperial Valley': [19.2, 1638.0], 'Suncrest - Ocotillo (Proposed)': [23.8, 1708.0], 'El Centro': [29.8, 255.0]} | 57599.4844 | 11744.1152 | 0.20389 | 45855.3672 | 0.79611 | 25238.7871 | 0.43818 | 52507.1172 | 0.91159 | 27268.3301 | 0.47341 | 6.189 | 0 | 0 | 0 | 0 | 0 | 10332.1123 | 0.17938 | 0 | 0 | 9828.0479 | 0.17063 | 47771.4365 | 10860.7451 | 0.18856 | 46738.7393 | 11721.1816 | 0.20349 | 45878.3027 | 24297.8145 | 0.42184 | 33301.6699 | 29621.3809 | 0.51426 | 27978.1035 | 455.7819 | 0.007913 | 57143.7025
147 | Old Town | SAN DIEGO | SDGE Imperial | {'Mission': [3.4, 1041.0], 'Silvergate': [5.7, 1041.0], 'Kearny': [5.8, 1035.0], 'Penasquitos': [10.6, 706.0], 'Bay Boulevard': [12.3, 992.0], 'Miguel': [13.6, 914.0], 'Sycamore Canyon': [14.0, 2.0], 'Otay Mesa': [21.1, 95.0], 'Escondido': [25.2, 0.0], 'Palomar Airport': [25.2, 0.0], 'Encina': [26.9, 0.0], 'Suncrest': [29.8, 0.0]} | 6300.248 | 1023.2527 | 0.16241 | 5276.9951 | 0.83759 | 2804.7578 | 0.44518 | 3449.7842 | 0.54756 | 645.0264 | 0.10238 | 21.4091 | 0 | 0 | 0 | 0 | 0 | 807.4063 | 0.12815 | 0 | 0 | 843.1859 | 0.13383 | 5457.0622 | 1777.3505 | 0.28211 | 4522.8976 | 4349.1362 | 0.69031 | 1951.1118 | 5164.5513 | 0.81974 | 1135.6968 | 72.0505 | 0.011436 | 6228.1975 | 138.9487 | 0.022054 | 6161.2994
91 | Olinda | GREATER LA METRO | SCE Metro | {'Walnut': [4.6, 1354.0], 'Lewis': [9.5, 1478.0], 'Barre': [10.1, 230.0], 'Villa Park': [10.3, 1478.0], 'Center': [10.6, 75.0], 'Serrano': [11.1, 1478.0], 'Rio Hondo': [11.5, 370.0], 'Del Amo': [12.1, 0.0], 'Mesa': [12.5, 0.0], 'Laguna Bell': [13.1, 0.0], 'Chino': [14.5, 1411.0], 'Lighthipe': [15.2, 0.0], 'Alamitos': [16.1, 0.0], 'Johanna': [16.5, 125.0], 'Goodrich': [17.0, 0.0], 'Ellis': [18.0, 124.0], 'Hinson': [19.4, 0.0], 'Padua': [20.2, 1258.0], 'Arcogen': [20.5, 0.0], 'Huntington Beach': [20.9, 0.0], 'Harborgen': [21.0, 0.0], 'Mira Loma': [21.0, 1255.0], 'Santiago': [21.3, 124.0], 'Long Beach': [21.4, 0.0], 'La Fresa': [24.2, 0.0], 'Gould': [24.3, 0.0], 'Rancho Vista': [24.3, 242.0], 'Etiwanda': [24.7, 163.0], 'Viejo': [25.1, 124.0], 'El Nido': [26.2, 0.0], 'La Cienega': [26.5, 0.0], 'Redondo': [27.6, 0.0], 'Chevmain': [27.8, 0.0], 'El Segundo': [28.9, 0.0]} | 8186.521 | 1477.4186 | 0.18047 | 6709.1025 | 0.81953 | 143.9396 | 0.017583 | 6663.5005 | 0.81396 | 6519.5609 | 0.79638 | 14.5789 | 39.3639 | 0.0048084 | 0 | 0 | 0 | 7436.4873 | 0.90838 | 0 | 0 | 4077.1345 | 0.49803 | 4109.3865 | 237.8379 | 0.029052 | 7948.6831 | 998.0101 | 0.12191 | 7188.5109 | 5125.9575 | 0.62615 | 3060.5635 | 2913.863 | 0.35593 | 5272.658 | 1008.5479 | 0.1232 | 7177.9731
272 | Olive | SPGE | PGE Fresno | {'Alpaugh': [4.6, 102089.0], 'Smyrna': [12.5, 44279.0], 'Corcoran': [15.9, 65083.0], 'Waukena': [18.2, 55631.0], 'Gates-Midway (Proposed)': [19.4, 33279.0], 'Semitropic': [20.5, 19766.0], 'Vestal': [20.6, 4627.0], 'Charca': [21.1, 11073.0], 'Goose Lake': [21.8, 16759.0], 'Shafter': [27.5, 1814.0], 'Arco': [27.6, 492.0], 'GWF Hanford': [28.0, 2672.0]} | 345005 | 112464.9609 | 0.32598 | 232540.0312 | 0.67402 | 82569.9531 | 0.23933 | 322600.0938 | 0.93506 | 240030.1406 | 0.69573 | 8.5069 | 131834.8281 | 0.38212 | 146337.8594 | 0.42416 | 0 | 30698.3184 | 0.088979 | 0 | 0 | 106865.7969 | 0.30975 | 238139.2031 | 30216.2266 | 0.087582 | 314788.7734 | 67152.7344 | 0.19464 | 277852.2656 | 147018.125 | 0.42613 | 197986.875 | 2348.011 | 0.0068057 | 342656.989 | 20643.209 | 0.059835 | 324361.791
198 | Olivehurst | NORTHERN CALIFORNIA | PGE NGBA | {'East Marysville': [5.0, 25932.0], 'Pease': [8.3, 21630.0], 'Rio Oso': [11.6, 26752.0], 'Honcut': [16.0, 9484.0], 'Pleasant Grove': [22.6, 12122.0], 'Higgins': [24.5, 67.0], 'Palermo': [25.1, 1031.0], 'Colgate': [25.1, 3263.0], 'Wyandotte': [27.6, 0.0], 'Brunswick': [28.9, 0.0], 'Thermalito': [29.5, 0.0]} | 295685.0312 | 37847.4844 | 0.128 | 257837.5469 | 0.872 | 13569.127 | 0.04589 | 240732.0781 | 0.81415 | 227162.9512 | 0.76826 | 12.875 | 85801.3828 | 0.29018 | 133024.5625 | 0.44989 | 0 | 40599.3789 | 0.13731 | 0 | 0 | 130098.125 | 0.43999 | 165586.9062 | 21735.3574 | 0.073508 | 273949.6738 | 86996.5 | 0.29422 | 208688.5312 | 189010.0312 | 0.63923 | 106675 | 15688.9424 | 0.05306 | 279996.0889 | 30633.2363 | 0.1036 | 265051.7949
28 | Oro Loma | SPGE | PGE Fresno | {'Mendota': [15.8, 67049.0], 'Panoche': [16.6, 49982.0], 'Newhall': [18.1, 59689.0], 'Cheney': [18.8, 42219.0], 'Dairyland': [22.0, 13543.0], 'Los Banos': [23.3, 4445.0], 'Tranquility': [24.8, 8162.0], 'Quinto': [28.0, 909.0], 'Merced': [28.3, 537.0], 'Le Grand': [29.4, 0.0]} | 378977.75 | 119947.6797 | 0.3165 | 259030.0625 | 0.6835 | 66050.6328 | 0.17429 | 361411.9375 | 0.95365 | 295361.3047 | 0.77936 | 7.716 | 146706.3125 | 0.38711 | 151437.1094 | 0.39959 | 0 | 81720.9219 | 0.21564 | 0 | 0 | 119506.9844 | 0.31534 | 259470.7656 | 7086.6426 | 0.018699 | 371891.1074 | 43067.2695 | 0.11364 | 335910.4805 | 141635.6719 | 0.37373 | 237342.0781 | 31209.3496 | 0.082351 | 347768.4004 | 15958.1104 | 0.042108 | 363019.6396
245 | Otay Mesa | SAN DIEGO | SDGE Imperial | {'Miguel': [8.3, 787.0], 'Bay Boulevard': [11.0, 145.0], 'Silvergate': [15.9, 101.0], 'Mission': [19.6, 95.0], 'Suncrest': [21.0, 741.0], 'Old Town': [21.1, 95.0], 'Kearny': [22.0, 88.0], 'Sycamore Canyon': [24.6, 0.0], 'Penasquitos': [29.7, 0.0]} | 32243.918 | 878.3218 | 0.02724 | 31365.5957 | 0.97276 | 2844.7241 | 0.088225 | 18195.5527 | 0.56431 | 15350.8286 | 0.47608 | 14.6375 | 90.5179 | 0.0028073 | 42.7752 | 0.0013266 | 0 | 8543.3027 | 0.26496 | 20489.7031 | 0.63546 | 7563.5024 | 0.23457 | 24680.4155 | 20481.1445 | 0.63519 | 11762.7734 | 29339.6055 | 0.90993 | 2904.3125 | 29652.8164 | 0.91964 | 2591.1016 | 12505.1738 | 0.38783 | 19738.7441 | 1530.9733 | 0.047481 | 30712.9447
136 | Padua | GREATER LA METRO | SCE Metro | {'Rancho Vista': [6.4, 3986.0], 'Etiwanda': [6.8, 3906.0], 'Chino': [8.7, 5024.0], 'Mira Loma': [8.8, 4999.0], 'Vista': [19.2, 333.0], 'Walnut': [19.4, 1281.0], 'Rio Hondo': [19.6, 298.0], 'Olinda': [20.2, 1258.0], 'Serrano': [21.9, 2852.0], 'Lugo': [23.0, 0.0], 'San Bernardino': [23.1, 0.0], 'Villa Park': [23.8, 1444.0], 'Goodrich': [25.8, 0.0], 'Lewis': [26.1, 1258.0], 'Mesa': [27.6, 0.0], 'Lee Lake (Proposed)': [27.7, 17.0], 'Barre': [29.1, 9.0], 'Center': [29.8, 0.0]} | 22240.4961 | 5021.2075 | 0.22577 | 17219.2891 | 0.77423 | 2438.4968 | 0.10964 | 13508.6523 | 0.60739 | 11070.1555 | 0.49775 | 33 | 371.2284 | 0.016692 | 1288.5624 | 0.057938 | 0 | 8681.6143 | 0.39035 | 8206.9365 | 0.36901 | 13674.9287 | 0.61487 | 8565.5674 | 7232.147 | 0.32518 | 15008.3491 | 6703.2705 | 0.3014 | 15537.2256 | 15163.5732 | 0.6818 | 7076.9229 | 6139.9746 | 0.27607 | 16100.5215 | 2091.53 | 0.094042 | 20148.9661
288 | Pahrump | SNV ELDORADO DESERT | SCE EOP | {'Gamebird': [4.5, 41571.0], 'Vista 2': [8.6, 40181.0], 'Crazy Eyes': [13.6, 18363.0], 'Sandy Valley': [22.9, 2732.0], 'Innovation': [26.6, 2915.0]} | 115580.6406 | 46535.6133 | 0.40262 | 69045.0312 | 0.59738 | 11760.0518 | 0.10175 | 13557.7607 | 0.1173 | 1797.709 | 0.015554 | 13.0226 | 0 | 0 | 0 | 0 | 0 | 0 | 0 | 0 | 0 | 3106.7661 | 0.02688 | 112473.8745 | 805.7341 | 0.0069712 | 114774.9066 | 6858.2866 | 0.059338 | 108722.354 | 8458.2969 | 0.073181 | 107122.3438 | 10439.3135 | 0.090321 | 105141.3271 | 122.4528 | 0.0010595 | 115458.1878
6 | Palermo | NORTHERN CALIFORNIA | PGE NGBA | {'Wyandotte': [2.9, 21356.0], 'Thermalito': [7.4, 16891.0], 'Table Mt.': [9.7, 16777.0], 'Honcut': [10.1, 11193.0], 'Colgate': [19.5, 3618.0], 'East Marysville': [20.2, 2895.0], 'Pease': [21.1, 1221.0], 'Olivehurst': [25.1, 1031.0]} | 260122.0156 | 24510.0957 | 0.094225 | 235611.9219 | 0.90577 | 7728.2676 | 0.02971 | 179996.7656 | 0.69197 | 172268.498 | 0.66226 | 16.6475 | 71965.4141 | 0.27666 | 32832.3711 | 0.12622 | 0 | 101413.125 | 0.38987 | 13726.7881 | 0.052771 | 192812.0938 | 0.74124 | 67309.9219 | 28641.2891 | 0.11011 | 231480.7266 | 78366.2891 | 0.30127 | 181755.7266 | 224280.2344 | 0.86221 | 35841.7812 | 54339.4375 | 0.2089 | 205782.5781 | 34530.707 | 0.13275 | 225591.3086
199 | Palomar | SAN DIEGO | SDGE Imperial | {'Encina': [2.9, 2152.0], 'San Luis Rey': [6.7, 2150.0], 'Escondido': [9.9, 2378.0], 'Penasquitos': [14.6, 655.0], 'Sycamore Canyon': [20.6, 652.0], 'Kearny': [21.9, 103.0], 'San Onofre': [23.0, 11.0], 'Mission': [24.9, 101.0], 'Old Town': [25.2, 0.0], 'Talega': [28.1, 0.0]} | 26696.873 | 2384.4287 | 0.089315 | 24312.4453 | 0.91069 | 122.1779 | 0.0045765 | 2962.3123 | 0.11096 | 2840.1344 | 0.10638 | 37.1429 | 5777.0967 | 0.2164 | 1619.641 | 0.060668 | 0 | 6873.3638 | 0.25746 | 631.6899 | 0.023662 | 18215.5391 | 0.68231 | 8481.334 | 7754.6807 | 0.29047 | 18942.1924 | 15120.3135 | 0.56637 | 11576.5596 | 22294.5762 | 0.8351 | 4402.2969 | 1201.7812 | 0.045016 | 25495.0918 | 1672.8729 | 0.062662 | 25024.0001
289 | Palo Verde | ARIZONA MINOR | SDGE Arizona | {'Hassayampa': [2.7, 102744.0], 'Delaney': [12.1, 85033.0]} | 207343.875 | 130191.5703 | 0.6279 | 77152.3047 | 0.3721 | 0 | 0 | 0 | 0 | 0 | 0 | 0 | 0 | 0 | 0 | 0 | 0 | 0 | 0 | 0 | 0 | 0 | 0 | 207343.875 | 0 | 0 | 207343.875 | 0 | 0 | 207343.875 | 0 | 0 | 207343.875 | 0 | 0 | 207343.875 | 0 | 0 | 207343.875
29 | Panoche | SPGE | PGE Fresno | {'Cheney': [3.1, 94709.0], 'Mendota': [8.2, 101522.0], 'Tranquility': [10.7, 60639.0], 'Oro Loma': [16.6, 49982.0], 'Cantua': [20.4, 22375.0], 'Newhall': [20.4, 53068.0], 'Helm': [22.9, 32532.0], 'Excelsior': [26.2, 2323.0]} | 309933.0312 | 102461.6875 | 0.33059 | 207471.3438 | 0.66941 | 44958.4219 | 0.14506 | 304938.8125 | 0.98389 | 259980.3906 | 0.83883 | 6.5051 | 111460.1328 | 0.35963 | 126147.2891 | 0.40701 | 0 | 39658.1172 | 0.12796 | 9.8123 | 3.1659e-05 | 83893.8203 | 0.27068 | 226039.2109 | 26425.832 | 0.085263 | 283507.1992 | 66457.2109 | 0.21442 | 243475.8203 | 115466.4531 | 0.37255 | 194466.5781 | 36060.3555 | 0.11635 | 273872.6758 | 3318.0601 | 0.010706 | 306614.9712
92 | Pardee | GREATER LA METRO | SCE Northern | {'Saugus': [1.3, 16790.0], 'Sylmar-Pac Intertie': [10.4, 9733.0], 'Moorpark': [21.3, 1762.0], 'Antelope': [23.5, 2255.0], 'Bailey': [25.7, 125.0], 'Vincent': [26.7, 1369.0], 'Gould': [27.2, 39.0]} | 120092.125 | 17029.6836 | 0.14181 | 103062.4375 | 0.85819 | 49683.3008 | 0.41371 | 100696.3828 | 0.83849 | 51013.082 | 0.42478 | 20.75 | 864.1675 | 0.0071959 | 4020.6287 | 0.03348 | 0 | 55560.8398 | 0.46265 | 49426.1836 | 0.41157 | 63660.6875 | 0.5301 | 56431.4375 | 3288.0471 | 0.027379 | 116804.0779 | 10407.4561 | 0.086662 | 109684.6689 | 71032.3672 | 0.59148 | 49059.7578 | 53373.6445 | 0.44444 | 66718.4805 | 13854.4541 | 0.11537 | 106237.6709
67 | Pastoria | GREATER TEHACHAPI | SCE Northern | {'Bailey': [11.6, 894.0], 'Wheeler Ridge': [13.0, 2418.0], 'Grimmway-Malaga': [21.6, 1260.0], 'Whirlwind': [23.7, 853.0], 'Unknown - 3327': [25.0, 480.0], 'Lamont': [25.0, 483.0], 'Midway - Wheeler Ridge (Proposed)': [27.3, 137.0], 'Highwind': [28.7, 0.0], 'Stockdale': [29.2, 11.0], 'Magunden': [29.7, 139.0]} | 182980.1875 | 3845.9575 | 0.021018 | 179134.2344 | 0.97898 | 46251.0977 | 0.25277 | 172197.5 | 0.94107 | 125946.4023 | 0.68831 | 6.9705 | 5025.0557 | 0.027462 | 65367.6797 | 0.35724 | 0 | 85281.2109 | 0.46607 | 11092.5293 | 0.060621 | 94011.9297 | 0.51378 | 88968.2578 | 78303.7891 | 0.42794 | 104676.3984 | 88094.4609 | 0.48144 | 94885.7266 | 126804.0391 | 0.69299 | 56176.1484 | 51688.168 | 0.28248 | 131292.0195 | 2992.4094 | 0.016354 | 179987.7781
173 | Peabody | NORTHERN CALIFORNIA | PGE NGBA | {'Vaca-Dixon & Gc Yard': [8.4, 18597.0], 'Shiloh III': [10.5, 23647.0], 'Birds Landing': [13.5, 21424.0], 'Tulucay': [16.3, 3512.0], 'Putah Creek': [16.4, 12659.0], 'Pittsburg': [17.6, 20579.0], 'Kirker': [18.6, 17433.0], 'Carquinez': [20.2, 1281.0], 'Martinez': [20.3, 167.0], 'Grand Island': [21.0, 17479.0], 'Davis': [22.0, 9408.0], 'Contra Costa': [22.2, 18767.0], 'Clayton': [23.6, 4422.0], 'Lone Tree': [26.1, 9395.0], 'Madison': [26.6, 1428.0], 'Woodland': [29.5, 17.0], 'Brentwood': [29.9, 67.0]} | 222646.6406 | 37428.8789 | 0.16811 | 185217.7656 | 0.83189 | 28313.0039 | 0.12717 | 193325.6406 | 0.86831 | 165012.6367 | 0.74114 | 9.7641 | 49145.793 | 0.22073 | 52410.4062 | 0.2354 | 0 | 120891.8281 | 0.54298 | 0 | 0 | 78826.6641 | 0.35404 | 143819.9766 | 46474.7383 | 0.20874 | 176171.9023 | 51781.457 | 0.23257 | 170865.1836 | 123307.5625 | 0.55383 | 99339.0781 | 39834.25 | 0.17891 | 182812.3906 | 35684.4609 | 0.16027 | 186962.1797
183 | Pease | NORTHERN CALIFORNIA | PGE NGBA | {'East Marysville': [5.4, 24430.0], 'Olivehurst': [8.3, 21630.0], 'Honcut': [11.0, 10499.0], 'Rio Oso': [19.3, 13592.0], 'Palermo': [21.1, 1221.0], 'Wyandotte': [23.1, 812.0], 'Thermalito': [23.8, 812.0], 'Table Mt.': [26.6, 383.0], 'Colgate': [27.6, 174.0]} | 307555.7812 | 26147.8184 | 0.085018 | 281407.9688 | 0.91498 | 18070.8887 | 0.058756 | 257980.1875 | 0.83881 | 239909.2988 | 0.78005 | 12.4118 | 86131.375 | 0.28005 | 145865.4375 | 0.47427 | 0 | 50763.4883 | 0.16505 | 0 | 0 | 148061.5 | 0.48141 | 159494.2812 | 34836.7461 | 0.11327 | 272719.0352 | 104996.6562 | 0.34139 | 202559.125 | 213774.5156 | 0.69508 | 93781.2656 | 24412.3184 | 0.079375 | 283143.4629 | 26398.5234 | 0.085833 | 281157.2578
148 | Penasquitos | SAN DIEGO | SDGE Imperial | {'Kearny': [7.8, 945.0], 'Mission': [10.4, 807.0], 'Old Town': [10.6, 706.0], 'Sycamore Canyon': [10.9, 1057.0], 'Palomar Airport': [14.6, 655.0], 'Escondido': [15.5, 1059.0], 'Silvergate': [16.0, 706.0], 'Encina': [16.5, 554.0], 'San Luis Rey': [21.2, 553.0], 'Miguel': [21.5, 631.0], 'Bay Boulevard': [22.6, 656.0], 'Otay Mesa': [29.7, 0.0]} | 11285.8203 | 1751.8396 | 0.15522 | 9533.9805 | 0.84478 | 879.3576 | 0.077917 | 4471.8716 | 0.39624 | 3592.514 | 0.31832 | 20.3077 | 311.5367 | 0.027604 | 24.313 | 0.0021543 | 0 | 3206.7061 | 0.28414 | 3360.5186 | 0.29776 | 5023.667 | 0.44513 | 6262.1533 | 4445.4302 | 0.3939 | 6840.3901 | 4155.7202 | 0.36822 | 7130.1001 | 8401.2461 | 0.74441 | 2884.5742 | 923.4573 | 0.081825 | 10362.363 | 516.1217 | 0.045732 | 10769.6986
179 | Penngrove | NORTHERN CALIFORNIA | PGE NGBA | {'Bellevue': [4.7, 11658.0], 'Lakeville': [7.0, 10723.0], 'Fulton': [13.3, 8703.0], 'Ignacio': [18.2, 3915.0], 'Tulucay': [22.9, 2008.0], 'Carquinez': [28.2, 900.0]} | 171577.6562 | 15213.4482 | 0.088668 | 156364.2031 | 0.91133 | 15648.8379 | 0.091206 | 118134.0391 | 0.68852 | 102485.2012 | 0.59731 | 14.8693 | 25891.457 | 0.1509 | 11446.7109 | 0.066714 | 0 | 85548.5547 | 0.4986 | 0 | 0 | 98769.2188 | 0.57565 | 72808.4375 | 52658.1875 | 0.30691 | 118919.4688 | 107254.0547 | 0.62511 | 64323.6016 | 143518.875 | 0.83647 | 28058.7812 | 55488.8125 | 0.3234 | 116088.8438 | 10099.0186 | 0.05886 | 161478.6377
191 | Peoria | NORTHERN CALIFORNIA | PGE GBA | {'Chinese Station': [2.3, 9963.0], 'New Melones': [3.4, 8145.0], 'Curtis': [10.9, 8177.0], 'Warnerville': [20.0, 383.0], 'Riverbank': [24.2, 0.0], 'Bellota': [29.2, 0.0]} | 198929.4844 | 9976.3096 | 0.05015 | 188953.1719 | 0.94985 | 61735.9727 | 0.31034 | 177114.3438 | 0.89034 | 115378.3711 | 0.58 | 10.0147 | 11643.8555 | 0.058533 | 2166.2051 | 0.010889 | 0 | 164525.1562 | 0.82705 | 5218.4702 | 0.026233 | 148503.1875 | 0.74651 | 50426.2969 | 59136.9883 | 0.29728 | 139792.4961 | 73811.9688 | 0.37105 | 125117.5156 | 167467.0938 | 0.84184 | 31462.3906 | 126963.1172 | 0.63823 | 71966.3672 | 16940.1855 | 0.085157 | 181989.2988
137 | Pisgah | GREATER KRAMER | SCE NOL | {'Cool Water': [27.3, 7378.0]} | 46749.6016 | 11065.8926 | 0.23671 | 35683.7109 | 0.76329 | 19556.3555 | 0.41832 | 36270.4062 | 0.77584 | 16714.0508 | 0.35752 | 9 | 217.6541 | 0.0046557 | 12.9894 | 0.00027785 | 0 | 0 | 0 | 0 | 0 | 12088.1641 | 0.25857 | 34661.4375 | 9091.2832 | 0.19447 | 37658.3184 | 10326.0791 | 0.22088 | 36423.5225 | 16139.6348 | 0.34524 | 30609.9668 | 30459.166 | 0.65154 | 16290.4355 | 685.5562 | 0.014664 | 46064.0454
224 | Pit 1 | NORTHERN CALIFORNIA | PGE NGBA | {'New Sub - Pit 1 - Cottonwood (Proposed)': [20.5, 31389.0], 'Cove Road': [23.9, 16163.0], 'Round Mt.': [26.2, 13042.0]} | 251337.4531 | 86698.3594 | 0.34495 | 164639.0938 | 0.65505 | 112484.7266 | 0.44754 | 239321.9531 | 0.95219 | 126837.2266 | 0.50465 | 6.1224 | 31281.5625 | 0.12446 | 0.20708 | 8.2391e-07 | 0 | 47321.7227 | 0.18828 | 0 | 0 | 71012.4375 | 0.28254 | 180325.0156 | 49227.3906 | 0.19586 | 202110.0625 | 46605.2109 | 0.18543 | 204732.2422 | 108898.9688 | 0.43328 | 142438.4844 | 95730.8438 | 0.38089 | 155606.6094 | 17783.916 | 0.070757 | 233553.5371
15 | Pittsburg | NORTHERN CALIFORNIA | PGE GBA | {'Kirker': [1.2, 34249.0], 'Contra Costa': [6.7, 32415.0], 'Birds Landing': [7.1, 33899.0], 'Clayton': [7.5, 14413.0], 'Shiloh III': [9.6, 32661.0], 'Lone Tree': [9.7, 22440.0], 'Martinez': [12.0, 4333.0], 'Brentwood': [14.5, 10121.0], 'Peabody': [17.6, 20579.0], 'Carquinez': [19.5, 3612.0], 'Grand Island': [21.4, 26183.0], 'Cayetano': [21.7, 1655.0], 'Delta Pumps': [22.2, 1655.0], 'Kelso': [23.0, 1634.0], 'Tulucay': [24.9, 2632.0], 'Vaca-Dixon & Gc Yard': [25.2, 2485.0], 'Midway Green Ridge Services': [27.3, 0.0], 'Eight Mile': [28.4, 173.0], 'Tesla': [28.8, 0.0]} | 118721.7891 | 37833.9648 | 0.31868 | 80887.8281 | 0.68132 | 22564.916 | 0.19007 | 104493.0703 | 0.88015 | 81928.1543 | 0.69009 | 14.8235 | 35100.3672 | 0.29565 | 5050.4077 | 0.04254 | 0 | 70913.75 | 0.59731 | 2.156 | 1.816e-05 | 21600.5312 | 0.18194 | 97121.2578 | 55409.2148 | 0.46671 | 63312.5742 | 52027.5273 | 0.43823 | 66694.2617 | 67373.2734 | 0.56749 | 51348.5156 | 12047.7021 | 0.10148 | 106674.0869 | 24495.8086 | 0.20633 | 94225.9805
17 | Placerville | NORTHERN CALIFORNIA | PGE NGBA | {'Gold Hill': [19.7, 4874.0], 'Higgins': [27.2, 1441.0], 'Pleasant Grove': [28.9, 687.0]} | 229864 | 16645.8867 | 0.072416 | 213218.1094 | 0.92758 | 32906.4023 | 0.14316 | 117567.4531 | 0.51147 | 84661.0508 | 0.36831 | 28.1859 | 2167.8875 | 0.0094312 | 3452.5532 | 0.01502 | 0 | 144721.9688 | 0.6296 | 67315.6406 | 0.29285 | 187597.5781 | 0.81612 | 42266.4219 | 62525.4414 | 0.27201 | 167338.5586 | 70212.3125 | 0.30545 | 159651.6875 | 206329.1094 | 0.89761 | 23534.8906 | 57132.668 | 0.24855 | 172731.332 | 7496.6128 | 0.032613 | 222367.3872
122 | Pleasant Grove | NORTHERN CALIFORNIA | PGE NGBA | {'Rio Oso': [11.6, 28926.0], 'Gold Hill': [14.6, 5244.0], 'Higgins': [19.2, 10009.0], 'Olivehurst': [22.6, 12122.0], 'Woodland': [26.4, 0.0], 'East Marysville': [27.3, 240.0], 'Placerville': [28.9, 687.0], 'Davis': [30.0, 0.0]} | 181556.2969 | 40171.2188 | 0.22126 | 141385.0781 | 0.77874 | 7420.4653 | 0.040871 | 129475.4766 | 0.71314 | 122055.0112 | 0.67227 | 26.6667 | 52189.3047 | 0.28746 | 42965.9414 | 0.23665 | 0 | 67567.9766 | 0.37216 | 54.716 | 0.00030137 | 71911.4688 | 0.39608 | 109644.8281 | 5357.6304 | 0.029509 | 176198.6665 | 37888.5234 | 0.20869 | 143667.7734 | 108557.9766 | 0.59793 | 72998.3203 | 18529.1738 | 0.10206 | 163027.123 | 34630.75 | 0.19074 | 146925.5469
220 | Poso Mountain | SPGE | PGE Kern | {'Sycamore': [7.6, 36542.0], 'Kern Oil': [8.9, 36466.0], 'Cal Water': [10.0, 31470.0], 'Columbus': [11.1, 30370.0], 'Lerdo': [11.7, 39135.0], 'Bakersfield': [12.2, 29959.0], '7th Standard': [12.8, 32812.0], 'West Park': [13.6, 26885.0], 'Magunden': [13.8, 20559.0], 'Rosedale': [14.3, 26587.0], 'Kern Power': [14.7, 26124.0], 'Renfro': [16.6, 22101.0], 'Stockdale': [17.8, 15358.0], 'Lamont': [18.9, 2286.0], 'Unknown - 3327': [18.9, 2286.0], 'Rio Bravo': [18.9, 17381.0], 'Tevis': [19.2, 10938.0], 'Shafter': [20.5, 13344.0], 'Vestal': [20.8, 12971.0], 'Charca': [21.0, 10827.0], 'Grimmway-Malaga': [22.2, 2286.0], 'Tupman': [22.6, 5131.0], 'Semitropic': [27.1, 479.0], 'Norco': [27.3, 365.0], 'Midway': [29.9, 0.0]} | 329978.5625 | 49081.125 | 0.14874 | 280897.4375 | 0.85126 | 82728.2031 | 0.25071 | 318175.125 | 0.96423 | 235446.9219 | 0.71352 | 7.9 | 6966.8379 | 0.021113 | 71126.1875 | 0.21555 | 0 | 204635.9219 | 0.62015 | 2732.2729 | 0.0082802 | 208173.4062 | 0.63087 | 121805.1562 | 59247.1055 | 0.17955 | 270731.457 | 86117.625 | 0.26098 | 243860.9375 | 214244.7344 | 0.64927 | 115733.8281 | 129380.3984 | 0.39209 | 200598.1641 | 4892.4341 | 0.014827 | 325086.1284
290 | Primm | SNV ELDORADO DESERT | SCE EOP | {'Ivanpah': [9.5, 3070.0], 'Eldorado': [22.0, 438.0], 'Sloan Canyon': [24.4, 430.0], 'Sandy Valley': [29.9, 0.0]} | 12974.1172 | 4912.9531 | 0.37867 | 8061.1641 | 0.62133 | 4618.313 | 0.35596 | 5332.4209 | 0.411 | 714.1079 | 0.055041 | 2.3178 | 0 | 0 | 0 | 0 | 0 | 0 | 0 | 0 | 0 | 4533.3218 | 0.34941 | 8440.7954 | 4137.5146 | 0.31891 | 8836.6025 | 555.2953 | 0.0428 | 12418.8219 | 5064.7383 | 0.39037 | 7909.3789 | 1015.4234 | 0.078265 | 11958.6938 | 0 | 0 | 12974.1172
196 | Putah Creek | NORTHERN CALIFORNIA | PGE NGBA | {'Vaca-Dixon & Gc Yard': [9.3, 17785.0], 'Madison': [10.3, 10769.0], 'Davis': [14.2, 18865.0], 'Peabody': [16.4, 12659.0], 'Woodland': [16.7, 9040.0], 'Tulucay': [24.1, 159.0], 'Shiloh III': [25.7, 2080.0], 'Birds Landing': [28.9, 158.0], 'Grand Island': [29.8, 0.0]} | 245633.6875 | 23965.7832 | 0.097567 | 221667.9062 | 0.90243 | 14918.4688 | 0.060735 | 215564.0781 | 0.87758 | 200645.6094 | 0.81685 | 10.4008 | 27395.3281 | 0.11153 | 122973.3828 | 0.50064 | 0 | 82638.6719 | 0.33643 | 0 | 0 | 123294.6016 | 0.50195 | 122339.0859 | 16718.7988 | 0.068064 | 228914.8887 | 18430.9727 | 0.075034 | 227202.7148 | 134813.8906 | 0.54884 | 110819.7969 | 49652.0508 | 0.20214 | 195981.6367 | 9864.2002 | 0.040158 | 235769.4873
299 | Quinto | SPGE | PGE Fresno | {'Los Banos': [5.3, 23594.0], 'Miller': [9.6, 16465.0], 'Fink (Proposed)': [17.7, 6514.0], 'Crow Creek': [17.9, 6228.0], 'Hollister': [25.7, 0.0], 'Oro Loma': [28.0, 909.0], 'Llagas': [28.1, 0.0]} | 226540.0938 | 24557.3984 | 0.1084 | 201982.6875 | 0.8916 | 84869.4766 | 0.37463 | 215521.5938 | 0.95136 | 130652.1172 | 0.57673 | 6.6322 | 33535.4531 | 0.14803 | 45287.2305 | 0.19991 | 0 | 120435.5859 | 0.53163 | 18645.0996 | 0.082304 | 132550.875 | 0.58511 | 93989.2188 | 37583.6719 | 0.1659 | 188956.4219 | 62455.9219 | 0.27569 | 164084.1719 | 149146.9531 | 0.65837 | 77393.1406 | 100461.5156 | 0.44346 | 126078.5781 | 15612.0488 | 0.068915 | 210928.0449
304 | Rancho Seco - Bellota (Proposed) | NORTHERN CALIFORNIA | PGE GBA | {'Camanche': [5.8, 25411.0], 'Bellota': [8.2, 24352.0], 'Lockeford': [9.0, 31382.0], 'Weber': [19.8, 16688.0], 'Eight Mile': [21.3, 14348.0], 'Stagg': [21.5, 11790.0], 'Riverbank': [25.6, 3281.0], 'Ripon': [27.3, 1772.0], 'Vierra': [27.7, 1614.0], 'New Melones': [28.5, 0.0], 'Warnerville': [29.0, 631.0]} | 291035.6875 | 33371.4961 | 0.11466 | 257664.1875 | 0.88534 | 39622.9922 | 0.13614 | 215439.8906 | 0.74025 | 175816.8984 | 0.60411 | 15.8497 | 59596.8828 | 0.20478 | 75296.6406 | 0.25872 | 0 | 72948.9219 | 0.25065 | 777.5819 | 0.0026718 | 135834.1406 | 0.46673 | 155201.5469 | 73598.1172 | 0.25288 | 217437.5703 | 144768.2344 | 0.49742 | 146267.4531 | 191425.625 | 0.65774 | 99610.0625 | 90100.4531 | 0.30959 | 200935.2344 | 40519.7969 | 0.13923 | 250515.8906
207 | Rancho Vista | GREATER LA METRO | SCE Metro | {'Etiwanda': [0.4, 4128.0], 'Mira Loma': [5.8, 4174.0], 'Padua': [6.4, 3986.0], 'Chino': [10.3, 3986.0], 'Vista': [12.8, 554.0], 'San Bernardino': [17.0, 221.0], 'Lugo': [21.4, 0.0], 'Serrano': [23.1, 1837.0], 'Lee Lake (Proposed)': [23.8, 17.0], 'Olinda': [24.3, 242.0], 'Walnut': [24.5, 242.0], 'Villa Park': [25.5, 428.0], 'Rio Hondo': [25.6, 1.0], 'El Casco': [27.6, 221.0], 'Lewis': [28.4, 242.0], 'Viejo': [29.7, 0.0], 'Victor': [29.9, 0.0]} | 21461.1953 | 4202.8462 | 0.19583 | 17258.3496 | 0.80417 | 2029.9647 | 0.094588 | 12271.6045 | 0.5718 | 10241.6398 | 0.47722 | 30 | 368.1228 | 0.017153 | 1288.5624 | 0.060042 | 0 | 6070.6602 | 0.28287 | 9567.0742 | 0.44578 | 14168.3975 | 0.66019 | 7292.7979 | 10837.3574 | 0.50497 | 10623.8379 | 9952.3379 | 0.46374 | 11508.8574 | 15918.8809 | 0.74175 | 5542.3145 | 4664.9897 | 0.21737 | 16796.2056 | 1658.2802 | 0.077269 | 19802.9152
68 | Ransburg | GREATER KRAMER | SCE NOL | {'Inyokern': [21.5, 26.0], 'Kramer': [26.6, 1793.0]} | 62591.9727 | 9284.377 | 0.14833 | 53307.5938 | 0.85167 | 18875.3594 | 0.30156 | 39245.8828 | 0.62701 | 20370.5234 | 0.32545 | 63.5 | 0 | 0 | 0 | 0 | 0 | 0 | 0 | 0 | 0 | 31951.1914 | 0.51047 | 30640.7812 | 11939.8867 | 0.19076 | 50652.0859 | 2072.9417 | 0.033118 | 60519.031 | 42429.5117 | 0.67787 | 20162.4609 | 35368.4062 | 0.56506 | 27223.5664 | 158.8011 | 0.0025371 | 62433.1716
186 | Rector | GREATER TEHACHAPI | SCE Northern | {'Waukena': [21.8, 5894.0], 'Springville': [21.8, 22991.0], 'Corcoran': [22.0, 5596.0], 'Reedley': [22.0, 11099.0], 'GWF Hanford': [22.6, 6698.0], 'Kingsburg': [22.7, 10346.0], 'Wahtoke': [24.4, 8729.0], 'Alpaugh': [26.4, 1412.0]} | 325989.8125 | 83178.9766 | 0.25516 | 242810.8438 | 0.74484 | 18786.9004 | 0.05763 | 251142.0312 | 0.7704 | 232355.1309 | 0.71277 | 14.3772 | 97272.0078 | 0.29839 | 158696.0312 | 0.48681 | 0 | 20219.2715 | 0.062024 | 0 | 0 | 50840.8047 | 0.15596 | 275149.0078 | 51355.0312 | 0.15754 | 274634.7812 | 67262.9062 | 0.20633 | 258726.9062 | 104035.9844 | 0.31914 | 221953.8281 | 27299.0117 | 0.083742 | 298690.8008 | 9018.1689 | 0.027664 | 316971.6436
258 | Redbluff | RIVERSIDE | SCE Eastern | {'Kem': [15.1, 10796.0], 'Julian Hinds': [18.1, 2751.0], 'Colorado River': [29.8, 0.0]} | 59408.7461 | 10794.6504 | 0.1817 | 48614.0938 | 0.8183 | 30839.1426 | 0.5191 | 59011.1094 | 0.99331 | 28171.9668 | 0.47421 | 4.2997 | 949.7307 | 0.015986 | 0 | 0 | 0 | 0 | 0 | 0 | 0 | 24354.541 | 0.40995 | 35054.2051 | 5703.894 | 0.096011 | 53704.8521 | 5566.8511 | 0.093704 | 53841.895 | 24500.9277 | 0.41241 | 34907.8184 | 27478.1309 | 0.46253 | 31930.6152 | 885.4457 | 0.014904 | 58523.3004
246 | Redondo | GREATER LA METRO | SCE Metro | {'El Nido': [3.4, 2040.0], 'La Fresa': [3.5, 2186.0], 'Chevmain': [3.8, 935.0], 'El Segundo': [4.6, 240.0], 'Arcogen': [8.6, 2183.0], 'Hinson': [9.7, 2183.0], 'Harborgen': [10.4, 2182.0], 'La Cienega': [10.5, 42.0], 'Long Beach': [11.0, 2182.0], 'Lighthipe': [12.4, 2124.0], 'Laguna Bell': [16.4, 193.0], 'Del Amo': [16.7, 2085.0], 'Center': [17.1, 1931.0], 'Alamitos': [17.6, 2087.0], 'Mesa': [20.6, 0.0], 'Barre': [23.5, 1900.0], 'Goodrich': [27.1, 0.0], 'Huntington Beach': [27.4, 826.0], 'Walnut': [27.5, 0.0], 'Olinda': [27.6, 0.0], 'Ellis': [28.0, 292.0], 'Gould': [28.2, 0.0], 'Lewis': [28.2, 0.0], 'Rio Hondo': [29.3, 0.0]} | 4989.6592 | 2171.0332 | 0.43511 | 2818.626 | 0.56489 | 1006.6723 | 0.20175 | 3842.1182 | 0.77002 | 2835.4459 | 0.56826 | 18.3067 | 0 | 0 | 0 | 0 | 0 | 0 | 0 | 0 | 0 | 10.0224 | 0.0020086 | 4979.6368 | 118.2368 | 0.023696 | 4871.4223 | 2720.3865 | 0.5452 | 2269.2727 | 2730.4089 | 0.54721 | 2259.2502 | 0 | 0 | 4989.6592 | 6.5838 | 0.0013195 | 4983.0754
30 | Reedley | SPGE | PGE Fresno | {'Wahtoke': [4.3, 57321.0], 'Kingsburg': [14.0, 43147.0], 'McCall': [14.6, 36346.0], 'Sanger': [14.8, 22295.0], 'Malaga': [20.4, 12083.0], 'Rector': [22.0, 11099.0], 'California Ave': [22.9, 8981.0], 'West Fresno': [25.8, 4044.0], 'GWF Hanford': [27.6, 3319.0], 'Kearney (New)': [29.0, 436.0]} | 329728.2188 | 61660.3086 | 0.187 | 268067.9062 | 0.813 | 26531.7832 | 0.080466 | 222859.75 | 0.67589 | 196327.9668 | 0.59542 | 18 | 92741.3359 | 0.28127 | 127061.0391 | 0.38535 | 0 | 55488.2812 | 0.16828 | 0 | 0 | 106332.375 | 0.32248 | 223395.8438 | 70948.8203 | 0.21517 | 258779.3984 | 97369.7812 | 0.2953 | 232358.4375 | 163759.9688 | 0.49665 | 165968.25 | 61906.4805 | 0.18775 | 267821.7383 | 13713.2764 | 0.04159 | 316014.9424
268 | Regulus | SPGE | PGE Kern | {'Lamont': [0.1, 27759.0], 'Grimmway-Malaga': [3.4, 27761.0], 'Magunden': [5.5, 26628.0], 'Columbus': [8.2, 20458.0], 'Cal Water': [8.9, 15044.0], 'Bakersfield': [10.1, 20937.0], 'West Park': [11.3, 21249.0], 'Stockdale': [11.6, 24950.0], 'Sycamore': [12.9, 11905.0], 'Kern Oil': [13.3, 13811.0], 'Rosedale': [13.3, 17909.0], 'Kern Power': [14.4, 14682.0], 'Tevis': [15.1, 16425.0], 'Wheeler Ridge': [15.7, 18878.0], '7th Standard': [18.0, 5690.0], 'Renfro': [18.1, 8167.0], 'Poso Mt.': [18.9, 2286.0], 'Lerdo': [21.5, 146.0], 'Tupman': [23.3, 3919.0], 'Rio Bravo': [24.6, 565.0], 'Pastoria': [25.0, 480.0], 'Norco': [25.2, 3992.0], 'Midway - Wheeler Ridge (Proposed)': [25.9, 4038.0], 'Elk Hills': [29.4, 210.0], 'Shafter': [29.7, 0.0]} | 252604.3438 | 27803.7461 | 0.11007 | 224800.5938 | 0.88993 | 40884.4805 | 0.16185 | 230355.875 | 0.91192 | 189471.3945 | 0.75007 | 10.0802 | 18378.5781 | 0.072756 | 111772.4844 | 0.44248 | 0 | 67622.3906 | 0.2677 | 1635.2612 | 0.0064736 | 108389.6094 | 0.42909 | 144214.7344 | 52578.3203 | 0.20814 | 200026.0234 | 79834.1953 | 0.31604 | 172770.1484 | 135704.5 | 0.53722 | 116899.8438 | 57357.3711 | 0.22706 | 195246.9727 | 4198.6123 | 0.016621 | 248405.7314
239 | Renfro | SPGE | PGE Kern | {'Kern Power': [3.8, 44320.0], '7th Standard': [4.0, 42149.0], 'Rosedale': [4.9, 43203.0], 'Tevis': [5.1, 32635.0], 'Tupman': [6.4, 27598.0], 'Rio Bravo': [6.6, 32036.0], 'West Park': [7.0, 38488.0], 'Stockdale': [7.3, 29580.0], 'Lerdo': [7.8, 34508.0], 'Kern Oil': [8.9, 32901.0], 'Bakersfield': [9.0, 35236.0], 'Norco': [10.8, 22146.0], 'Sycamore': [10.8, 29202.0], 'Shafter': [12.3, 25043.0], 'Columbus': [12.7, 29342.0], 'Magunden': [13.8, 25969.0], 'Cal Water': [15.0, 25865.0], 'Midway': [16.3, 13554.0], 'Elk Hills': [16.4, 9405.0], 'Poso Mt.': [16.6, 22101.0], 'Charca': [17.7, 18456.0], 'Unknown - 3327': [18.1, 8167.0], 'Lamont': [18.2, 8115.0], 'Midway - Wheeler Ridge (Proposed)': [19.3, 8293.0], 'Grimmway-Malaga': [19.7, 8676.0], 'Semitropic': [21.3, 11364.0], 'Wheeler Ridge': [23.2, 10448.0], 'Taft': [25.0, 0.0], 'Goose Lake': [27.7, 727.0], 'Smyrna': [28.1, 100.0]} | 300485.2188 | 48886.1289 | 0.16269 | 251599.0938 | 0.83731 | 37253.4336 | 0.12398 | 272015.5 | 0.90525 | 234762.0664 | 0.78128 | 12.25 | 33164.3164 | 0.11037 | 158295.3594 | 0.5268 | 0 | 30721.8672 | 0.10224 | 0 | 0 | 78229.3359 | 0.26034 | 222255.8828 | 61730.2461 | 0.20544 | 238754.9727 | 111543.5547 | 0.37121 | 188941.6641 | 151195.0781 | 0.50317 | 149290.1406 | 4706.6694 | 0.015664 | 295778.5493 | 19594.8281 | 0.065211 | 280890.3906
206 | Richmond | NORTHERN CALIFORNIA | Northeast CA | {'Leavitt': [7.1, 38167.0]} | 249752.6875 | 78527.2031 | 0.31442 | 171225.4844 | 0.68558 | 77225.7969 | 0.30921 | 233102.9219 | 0.93334 | 155877.125 | 0.62413 | 9.6254 | 22695.7012 | 0.090873 | 0 | 0 | 0 | 173393.8281 | 0.69426 | 614.4377 | 0.0024602 | 80048.1484 | 0.32051 | 169704.5391 | 50883.1836 | 0.20373 | 198869.5039 | 46008.7852 | 0.18422 | 203743.9023 | 128060.2734 | 0.51275 | 121692.4141 | 91213.6406 | 0.36522 | 158539.0469 | 22591.5391 | 0.090456 | 227161.1484
54 | Rio Bravo | SPGE | PGE Kern | {'Shafter': [5.9, 35053.0], 'Tupman': [6.1, 23829.0], 'Renfro': [6.6, 32036.0], '7th Standard': [7.3, 31316.0], 'Lerdo': [7.3, 31609.0], 'Kern Power': [10.2, 27524.0], 'Norco': [11.1, 16514.0], 'Midway': [11.1, 22786.0], 'Rosedale': [11.2, 26355.0], 'Tevis': [11.3, 20869.0], 'Charca': [12.0, 27908.0], 'West Park': [13.3, 21673.0], 'Kern Oil': [13.5, 21753.0], 'Stockdale': [13.9, 16247.0], 'Semitropic': [14.8, 20669.0], 'Bakersfield': [14.9, 20290.0], 'Sycamore': [15.2, 20151.0], 'Elk Hills': [16.3, 5843.0], 'Columbus': [18.3, 16699.0], 'Poso Mt.': [18.9, 17381.0], 'Magunden': [19.9, 13056.0], 'Cal Water': [20.3, 15768.0], 'Goose Lake': [21.1, 10001.0], 'Smyrna': [22.0, 5093.0], 'Midway - Wheeler Ridge (Proposed)': [22.1, 1299.0], 'Taft': [24.5, 0.0], 'Unknown - 3327': [24.6, 565.0], 'Lamont': [24.7, 552.0], 'Temblor': [24.9, 4231.0], 'Grimmway-Malaga': [26.3, 515.0], 'Kernridge': [27.0, 3526.0], 'Wheeler Ridge': [29.2, 652.0], 'Vestal': [29.3, 97.0]} | 325033.2188 | 42045.3672 | 0.12936 | 282987.8438 | 0.87064 | 42709.7383 | 0.1314 | 302393.375 | 0.93035 | 259683.6367 | 0.79894 | 11.5668 | 39361.2109 | 0.1211 | 194303.125 | 0.59779 | 0 | 25627.4121 | 0.078846 | 0 | 0 | 83821.4141 | 0.25789 | 241211.8047 | 55771.3047 | 0.17159 | 269261.9141 | 131577.5469 | 0.40481 | 193455.6719 | 174576.6875 | 0.5371 | 150456.5312 | 2075.3518 | 0.006385 | 322957.8669 | 21777.8242 | 0.067002 | 303255.3945
93 | Rio Hondo | GREATER LA METRO | SCE Metro | {'Goodrich': [6.9, 0.0], 'Walnut': [6.9, 393.0], 'Mesa': [8.8, 0.0], 'Olinda': [11.5, 370.0], 'Laguna Bell': [13.1, 0.0], 'Center': [14.1, 75.0], 'Gould': [14.3, 0.0], 'Chino': [18.8, 394.0], 'Del Amo': [19.0, 0.0], 'Lighthipe': [19.1, 0.0], 'Padua': [19.6, 298.0], 'Barre': [20.4, 105.0], 'Lewis': [20.9, 370.0], 'Villa Park': [21.7, 370.0], 'Serrano': [22.0, 370.0], 'La Cienega': [23.9, 0.0], 'Hinson': [24.1, 0.0], 'Alamitos': [24.4, 0.0], 'Mira Loma': [24.8, 273.0], 'Arcogen': [24.9, 0.0], 'Rancho Vista': [25.6, 1.0], 'La Fresa': [25.9, 0.0], 'Etiwanda': [26.0, 1.0], 'Harborgen': [26.6, 0.0], 'El Nido': [26.8, 0.0], 'Long Beach': [27.3, 0.0], 'Vincent': [27.4, 0.0], 'Johanna': [28.0, 0.0], 'Chevmain': [28.0, 0.0], 'El Segundo': [28.8, 0.0], 'Ellis': [29.0, 0.0], 'Redondo': [29.3, 0.0]} | 4019.7173 | 393.8645 | 0.097983 | 3625.8528 | 0.90202 | 148.1382 | 0.036853 | 3523.1116 | 0.87646 | 3374.9734 | 0.8396 | 15.5292 | 0 | 0 | 0 | 0 | 0 | 3310.1331 | 0.82347 | 145.444 | 0.036183 | 1999.9448 | 0.49753 | 2019.7725 | 78.7005 | 0.019579 | 3941.0167 | 35.8912 | 0.0089288 | 3983.826 | 2094.0896 | 0.52095 | 1925.6277 | 2322.927 | 0.57788 | 1696.7903 | 756.3696 | 0.18816 | 3263.3477
184 | Rio Oso | NORTHERN CALIFORNIA | PGE NGBA | {'Olivehurst': [11.6, 26752.0], 'Pleasant Grove': [11.6, 28926.0], 'East Marysville': [16.6, 14870.0], 'Pease': [19.3, 13592.0], 'Higgins': [21.6, 1918.0], 'Woodland': [23.7, 164.0], 'Gold Hill': [26.2, 49.0], 'Honcut': [27.5, 1055.0]} | 288210.2812 | 43694.0156 | 0.1516 | 244516.2656 | 0.8484 | 10715.9424 | 0.037181 | 233142.2188 | 0.80893 | 222426.2764 | 0.77175 | 17.75 | 86350.8359 | 0.29961 | 113972.9062 | 0.39545 | 0 | 52894.3555 | 0.18353 | 0 | 0 | 117156.75 | 0.4065 | 171053.5312 | 10609.3965 | 0.036811 | 277600.8848 | 96905.5469 | 0.33623 | 191304.7344 | 189224.8125 | 0.65655 | 98985.4688 | 14209.2256 | 0.049302 | 274001.0557 | 45952.5391 | 0.15944 | 242257.7422
154 | Ripon | NORTHERN CALIFORNIA | PGE GBA | {'Vierra': [7.6, 28244.0], 'Weber': [12.4, 28678.0], 'Westley': [12.6, 3988.0], 'Riverbank': [13.1, 30013.0], 'Warnerville': [18.8, 12805.0], 'Bellota': [19.3, 29059.0], 'Stagg': [19.7, 12177.0], 'Tesla': [23.1, 508.0], 'Midway Green Ridge Services': [24.2, 415.0], 'Eight Mile': [24.4, 4672.0], 'Lockeford': [25.0, 6875.0], 'Kelso': [25.1, 30.0], 'Delta Pumps': [26.1, 0.0], 'Crow Creek': [26.4, 373.0], 'Fink (Proposed)': [26.7, 265.0], 'Rancho Seco - Bellota (Proposed)': [27.3, 1772.0]} | 278544.1875 | 43207.6836 | 0.15512 | 235336.5 | 0.84488 | 1000.3668 | 0.0035914 | 200807.9219 | 0.72092 | 199807.5551 | 0.71733 | 17.332 | 73472.2734 | 0.26377 | 176769.0625 | 0.63462 | 0 | 17306.0176 | 0.06213 | 0 | 0 | 102738.5156 | 0.36884 | 175805.6719 | 27019.5957 | 0.097003 | 251524.5918 | 36272.1094 | 0.13022 | 242272.0781 | 119173.3906 | 0.42784 | 159370.7969 | 4.4901 | 1.612e-05 | 278539.6974 | 9593.3047 | 0.034441 | 268950.8828
181 | Riverbank | SPGE | PGE GBA | {'Warnerville': [6.1, 30252.0], 'Ripon': [13.1, 30013.0], 'Bellota': [18.0, 25045.0], 'Vierra': [20.1, 16020.0], 'Westley': [20.9, 1894.0], 'Weber': [20.9, 18593.0], 'New Melones': [24.0, 0.0], 'Peoria': [24.2, 0.0], 'Chinese Station': [24.6, 0.0], 'Rancho Seco - Bellota (Proposed)': [25.6, 3281.0], 'Lockeford': [27.7, 1658.0], 'Stagg': [28.6, 1502.0]} | 319542 | 49808.4961 | 0.15587 | 269733.5 | 0.84413 | 41620.3477 | 0.13025 | 235466.0938 | 0.73689 | 193845.7461 | 0.60664 | 14.4743 | 117167.5391 | 0.36667 | 116018.2656 | 0.36308 | 0 | 90426.9609 | 0.28299 | 0 | 0 | 173735.7969 | 0.5437 | 145806.2031 | 29476.4805 | 0.092246 | 290065.5195 | 75579.1562 | 0.23652 | 243962.8438 | 203738.0469 | 0.63759 | 115803.9531 | 48590.2422 | 0.15206 | 270951.7578 | 17823.5957 | 0.055779 | 301718.4043
314 | Roadway | GREATER KRAMER | SCE NOL | {'Victor': [5.1, 45851.0], 'Lugo': [14.7, 16467.0], 'Calcite': [28.5, 1476.0], 'Kramer': [29.4, 0.0], 'Tortilla': [29.4, 380.0]} | 154666.3438 | 52768.9219 | 0.34118 | 101897.4219 | 0.65882 | 883.3712 | 0.0057115 | 28703.9531 | 0.18559 | 27820.582 | 0.17987 | 41 | 39.8626 | 0.00025773 | 45.2077 | 0.00029229 | 0 | 559.0406 | 0.0036145 | 0 | 0 | 45816.5898 | 0.29623 | 108849.7539 | 68707.3359 | 0.44423 | 85959.0078 | 23113.0977 | 0.14944 | 131553.2461 | 90411.3672 | 0.58456 | 64254.9766 | 24900.0566 | 0.16099 | 129766.2871 | 1220.8334 | 0.0078933 | 153445.5104
55 | Rosedale | SPGE | PGE Kern | {'Kern Power': [1.1, 51932.0], 'West Park': [2.1, 50687.0], 'Stockdale': [4.2, 39683.0], 'Bakersfield': [4.2, 47104.0], 'Tevis': [4.9, 37762.0], 'Renfro': [4.9, 43203.0], '7th Standard': [5.3, 40434.0], 'Kern Oil': [5.4, 40719.0], 'Sycamore': [7.2, 36689.0], 'Columbus': [7.9, 40590.0], 'Magunden': [8.9, 36887.0], 'Lerdo': [9.5, 32647.0], 'Cal Water': [10.5, 35230.0], 'Tupman': [11.0, 21962.0], 'Rio Bravo': [11.2, 26355.0], 'Unknown - 3327': [13.3, 17909.0], 'Lamont': [13.4, 17858.0], 'Poso Mt.': [14.3, 26587.0], 'Norco': [14.5, 17540.0], 'Grimmway-Malaga': [15.2, 18747.0], 'Shafter': [16.5, 19357.0], 'Elk Hills': [19.8, 6901.0], 'Midway - Wheeler Ridge (Proposed)': [20.7, 8786.0], 'Wheeler Ridge': [20.7, 15868.0], 'Midway': [21.2, 7922.0], 'Charca': [21.2, 13307.0], 'Semitropic': [25.5, 5792.0], 'Taft': [28.3, 0.0]} | 293316.3438 | 55561.9531 | 0.18943 | 237754.3906 | 0.81057 | 22992.1543 | 0.078387 | 262345.2812 | 0.89441 | 239353.127 | 0.81602 | 12.8801 | 27971.6699 | 0.095363 | 135929.75 | 0.46342 | 0 | 53666.6641 | 0.18297 | 0 | 0 | 93016.9062 | 0.31712 | 200299.4375 | 46825.707 | 0.15964 | 246490.6367 | 85383.8516 | 0.2911 | 207932.4922 | 139195.7031 | 0.47456 | 154120.6406 | 11146.8838 | 0.038003 | 282169.46 | 17418.8711 | 0.059386 | 275897.4727
171 | Round Mountain | NORTHERN CALIFORNIA | PGE NGBA | {'Cove Road': [4.9, 33156.0], 'New Sub - Pit 1 - Cottonwood (Proposed)': [6.1, 44519.0], 'Pit 1': [26.2, 13042.0]} | 248858.1719 | 44865.4023 | 0.18029 | 203992.7656 | 0.81971 | 120175.2422 | 0.48291 | 237084.4219 | 0.95269 | 116909.1797 | 0.46978 | 5.5368 | 4181.103 | 0.016801 | 500.1016 | 0.0020096 | 0 | 177875.3906 | 0.71477 | 37910.4141 | 0.15234 | 157734.7344 | 0.63383 | 91123.4375 | 51408.5586 | 0.20658 | 197449.6133 | 67075.4609 | 0.26953 | 181782.7109 | 182956.4688 | 0.73518 | 65901.7031 | 89212.8203 | 0.35849 | 159645.3516 | 17568.1172 | 0.070595 | 231290.0547
16 | San Bernardino | RIVERSIDE | SCE Eastern | {'Vista': [5.3, 2992.0], 'El Casco': [12.1, 4511.0], 'Etiwanda': [16.6, 221.0], 'Rancho Vista': [17.0, 221.0], 'Mira Loma': [19.3, 188.0], 'Lugo': [21.1, 18.0], 'Padua': [23.1, 0.0], 'Valley': [23.9, 1216.0], 'Lee Lake (Proposed)': [25.8, 0.0], 'Chino': [25.9, 0.0]} | 63602.7656 | 6500.144 | 0.1022 | 57102.6211 | 0.8978 | 12804.6494 | 0.20132 | 43545.0859 | 0.68464 | 30740.4365 | 0.48332 | 26 | 2121.3149 | 0.033353 | 500.7632 | 0.0078733 | 0 | 30991.7344 | 0.48727 | 29776.1387 | 0.46816 | 30039.4297 | 0.4723 | 33563.3359 | 22445.3809 | 0.3529 | 41157.3848 | 34743.5312 | 0.54626 | 28859.2344 | 50560.8203 | 0.79495 | 13041.9453 | 25018.5273 | 0.39336 | 38584.2383 | 3294.7935 | 0.051803 | 60307.9722
300 | Sandy | SNV ELDORADO DESERT | SCE EOP | {'Crazy Eyes': [9.4, 5713.0], 'Gamebird': [18.4, 4533.0], 'Pahrump': [22.9, 2732.0], 'Desert View': [29.3, 0.0], 'Primm': [29.9, 0.0]} | 49673.9297 | 13337.9219 | 0.26851 | 36336.0078 | 0.73149 | 5194.1909 | 0.10457 | 7449.2031 | 0.14996 | 2255.0122 | 0.045396 | 34.5455 | 427.9035 | 0.0086142 | 0 | 0 | 0 | 5.2318 | 0.00010532 | 0 | 0 | 0 | 0 | 49673.9297 | 0 | 0 | 49673.9297 | 7398.7676 | 0.14895 | 42275.1621 | 7398.7676 | 0.14895 | 42275.1621 | 3392.4131 | 0.068294 | 46281.5166 | 105.6474 | 0.0021268 | 49568.2823
31 | Sanger | SPGE | PGE Fresno | {'Malaga': [6.5, 39478.0], 'McCall': [6.8, 47395.0], 'California Ave': [8.5, 35967.0], 'Wahtoke': [10.8, 37600.0], 'West Fresno': [11.6, 29973.0], 'Reedley': [14.8, 22295.0], 'Kearney (New)': [15.1, 19588.0], 'Kingsburg': [15.2, 27035.0], 'Gregg': [19.7, 2757.0], 'Mc Mullin': [22.4, 9202.0], 'Borden': [25.5, 232.0]} | 271735.5938 | 49656.7773 | 0.18274 | 222078.8125 | 0.81726 | 13486.1758 | 0.04963 | 150099.375 | 0.55237 | 136613.1992 | 0.50274 | 22.7641 | 47127.1797 | 0.17343 | 141832.0156 | 0.52195 | 0 | 53392.0273 | 0.19649 | 0 | 0 | 71115.1719 | 0.26171 | 200620.4219 | 42241.5977 | 0.15545 | 229493.9961 | 48287.2852 | 0.1777 | 223448.3086 | 86032.4922 | 0.3166 | 185703.1016 | 38474.6602 | 0.14159 | 233260.9336 | 19259.7207 | 0.070877 | 252475.873
162 | San Luis Obispo | SPGE | PGE Kern | {'Oceano': [11.5, 20997.0], 'Diablo Canyon': [12.4, 4671.0], 'Morro Bay': [14.7, 2889.0], 'Mesa': [20.2, 16751.0], 'Templeton': [20.4, 1874.0]} | 159475.3594 | 27468.9453 | 0.17225 | 132006.4062 | 0.82775 | 30263.6738 | 0.18977 | 143193.2188 | 0.8979 | 112929.5449 | 0.70813 | 8.8333 | 5121.832 | 0.032117 | 6560.6904 | 0.041139 | 0 | 89280.1797 | 0.55984 | 48507.9688 | 0.30417 | 44338.4023 | 0.27803 | 115136.957 | 35560.2578 | 0.22298 | 123915.1016 | 82506.8828 | 0.51736 | 76968.4766 | 96392.9062 | 0.60444 | 63082.4531 | 82910.3516 | 0.51989 | 76565.0078 | 11885.6807 | 0.07453 | 147589.6787
149 | San Luis Rey | SAN DIEGO | SDGE Imperial | {'Encina': [5.1, 2150.0], 'Palomar Airport': [6.7, 2150.0], 'Escondido': [13.9, 4051.0], 'San Onofre': [16.8, 11.0], 'Penasquitos': [21.2, 553.0], 'Talega': [21.6, 0.0], 'Sycamore Canyon': [26.8, 550.0], 'Capistrano': [28.2, 0.0], 'Kearny': [28.6, 0.0], 'Margarita': [28.8, 0.0]} | 29877.8594 | 4475.9751 | 0.14981 | 25401.8848 | 0.85019 | 165.9159 | 0.0055531 | 3983.5037 | 0.13333 | 3817.5878 | 0.12777 | 37.75 | 7590.0674 | 0.25404 | 1778.488 | 0.059525 | 0 | 9999.5283 | 0.33468 | 488.4227 | 0.016347 | 18494.2812 | 0.619 | 11383.5781 | 7337.3574 | 0.24558 | 22540.502 | 15950.0674 | 0.53384 | 13927.792 | 22413.3262 | 0.75017 | 7464.5332 | 1005.5103 | 0.033654 | 28872.3491 | 1968.6052 | 0.065888 | 27909.2542
232 | San Onofre | GREATER LA METRO | SCE Metro | {'Talega': [5.8, 1725.0], 'Capistrano': [11.8, 1725.0], 'Margarita': [13.1, 1725.0], 'Trabuco': [15.0, 1724.0], 'San Luis Rey': [16.8, 11.0], 'Encina': [20.4, 11.0], 'Viejo': [21.1, 1695.0], 'Palomar Airport': [23.0, 11.0], 'Santiago': [23.8, 539.0], 'Lee Lake (Proposed)': [26.9, 9.0], 'Johanna': [29.3, 0.0]} | 21938.998 | 1728.0669 | 0.078767 | 20210.9316 | 0.92123 | 1360.7814 | 0.062026 | 16774.7598 | 0.76461 | 15413.9784 | 0.70258 | 33.225 | 985.6347 | 0.044926 | 63.9012 | 0.0029127 | 0 | 4796.707 | 0.21864 | 15294.6299 | 0.69714 | 10426.0273 | 0.47523 | 11512.9707 | 12942.3867 | 0.58993 | 8996.6113 | 14702.9121 | 0.67017 | 7236.0859 | 18532.8262 | 0.84474 | 3406.1719 | 9951.5273 | 0.4536 | 11987.4707 | 1635.7518 | 0.074559 | 20303.2462
193 | Santa Clara | GREATER LA METRO | SCE Northern | {'Mandalay': [7.5, 23184.0], 'Moorpark': [16.2, 21590.0]} | 142661.1406 | 36663.2031 | 0.257 | 105997.9375 | 0.743 | 24416.9375 | 0.17115 | 124639.0391 | 0.87367 | 100222.1016 | 0.70252 | 13.25 | 15052.3018 | 0.10551 | 37489.4375 | 0.26279 | 0 | 8.5932 | 6.0235e-05 | 0 | 0 | 40052.0078 | 0.28075 | 102609.1328 | 10173.3574 | 0.071311 | 132487.7832 | 20020.5781 | 0.14034 | 122640.5625 | 55044.3672 | 0.38584 | 87616.7734 | 36797.1289 | 0.25793 | 105864.0117 | 10082.3154 | 0.070673 | 132578.8252
117 | Santiago | GREATER LA METRO | SCE Metro | {'Johanna': [5.9, 825.0], 'Viejo': [7.2, 1353.0], 'Trabuco': [8.9, 1261.0], 'Ellis': [10.2, 824.0], 'Villa Park': [11.1, 770.0], 'Margarita': [11.3, 1207.0], 'Serrano': [11.4, 770.0], 'Capistrano': [12.0, 1144.0], 'Huntington Beach': [12.2, 371.0], 'Lewis': [12.5, 777.0], 'Barre': [15.8, 231.0], 'Talega': [18.5, 568.0], 'Lee Lake (Proposed)': [19.2, 33.0], 'Alamitos': [20.3, 16.0], 'Olinda': [21.3, 124.0], 'Del Amo': [22.7, 0.0], 'Chino': [23.5, 56.0], 'San Onofre': [23.8, 539.0], 'Walnut': [25.9, 0.0], 'Mira Loma': [26.4, 0.0], 'Center': [26.6, 0.0], 'Long Beach': [27.2, 0.0], 'Harborgen': [27.6, 0.0], 'Lighthipe': [27.7, 0.0], 'Hinson': [28.3, 0.0], 'Arcogen': [29.3, 0.0]} | 21239.3633 | 1378.9279 | 0.064923 | 19860.4355 | 0.93508 | 4975.3765 | 0.23425 | 11559.8955 | 0.54427 | 6584.519 | 0.31001 | 50 | 91.8325 | 0.0043237 | 38.4697 | 0.0018112 | 0 | 5448.2505 | 0.25652 | 9411.3545 | 0.44311 | 7340.0186 | 0.34559 | 13899.3447 | 7752.6777 | 0.36501 | 13486.6855 | 15037.7168 | 0.70801 | 6201.6465 | 18590.6836 | 0.87529 | 2648.6797 | 9671.5977 | 0.45536 | 11567.7656 | 2399.4937 | 0.11297 | 18839.8696
94 | Saugus | GREATER LA METRO | SCE Northern | {'Pardee': [1.3, 16790.0], 'Sylmar-Pac Intertie': [9.1, 9781.0], 'Moorpark': [21.1, 1786.0], 'Antelope': [24.1, 2003.0], 'Gould': [26.2, 63.0], 'Vincent': [26.5, 1301.0], 'Bailey': [26.9, 125.0]} | 118583.8281 | 16829.959 | 0.14192 | 101753.8672 | 0.85808 | 48110.332 | 0.40571 | 99418.9062 | 0.83839 | 51308.5742 | 0.43268 | 21 | 844.9136 | 0.007125 | 3911.3765 | 0.032984 | 0 | 56082.5664 | 0.47294 | 47468.3398 | 0.40029 | 62761.8438 | 0.52926 | 55821.9844 | 3288.0471 | 0.027728 | 115295.781 | 10405.7812 | 0.08775 | 108178.0469 | 70131.8516 | 0.59141 | 48451.9766 | 52279.2461 | 0.44086 | 66304.582 | 13608.3408 | 0.11476 | 104975.4873
32 | Schindler | SPGE | PGE Fresno | {'Excelsior': [5.2, 107162.0], 'Cantua': [11.4, 83862.0], 'Helm': [13.2, 98526.0], 'Mc Mullin': [15.6, 72293.0], 'Mustang': [16.9, 18055.0], 'Henrietta': [17.2, 19314.0], 'Gates': [18.1, 11085.0], 'Tranquility': [19.7, 32650.0], 'Leprino': [20.4, 9702.0], 'Kearney (New)': [25.3, 15414.0], 'Cheney': [27.1, 4799.0], 'West Fresno': [28.1, 4739.0], 'Mendota': [28.3, 4260.0], 'GWF Hanford': [28.9, 0.0], 'Avenal': [29.3, 34.0]} | 394698.9375 | 127706.5703 | 0.32355 | 266992.375 | 0.67645 | 99336.8438 | 0.25168 | 387534.2188 | 0.98185 | 288197.375 | 0.73017 | 6.9464 | 152799.875 | 0.38713 | 196534.3125 | 0.49793 | 0 | 20657.8906 | 0.052338 | 0 | 0 | 76386.5547 | 0.19353 | 318312.3828 | 21850.9336 | 0.055361 | 372848.0039 | 34375.8125 | 0.087094 | 360323.125 | 94343.5312 | 0.23903 | 300355.4062 | 10099.4502 | 0.025588 | 384599.4873 | 4010.0483 | 0.01016 | 390688.8892
166 | Schulte Switching Station | NORTHERN CALIFORNIA | PGE GBA | {'Los Esteros': [3.7, 2416.0], 'Newark': [8.7, 1695.0], 'Hicks': [10.3, 2349.0], 'Metcalf Energy Center': [15.7, 1482.0], 'Metcalf 1': [15.7, 1500.0], 'Eastshore': [19.3, 629.0], 'Cayetano': [26.9, 288.0]} | 35173.9492 | 3015.9736 | 0.085745 | 32157.9766 | 0.91426 | 10153.459 | 0.28866 | 28503.9707 | 0.81037 | 18350.5117 | 0.52171 | 10.1714 | 281.1252 | 0.0079924 | 129.1985 | 0.0036731 | 0 | 26319.0156 | 0.74825 | 0 | 0 | 21283.2578 | 0.60509 | 13890.6914 | 12545.5039 | 0.35667 | 22628.4453 | 19044.5293 | 0.54144 | 16129.4199 | 24303.3926 | 0.69095 | 10870.5566 | 19593.3887 | 0.55704 | 15580.5605 | 2218.3784 | 0.063069 | 32955.5708
56 | Semitropic | SPGE | PGE Kern | {'Charca': [6.3, 38459.0], 'Goose Lake': [8.0, 33531.0], 'Smyrna': [8.1, 31850.0], 'Shafter': [9.0, 30867.0], 'Midway': [13.6, 24142.0], 'Rio Bravo': [14.8, 20669.0], 'Lerdo': [17.5, 12387.0], 'Tupman': [19.4, 14697.0], 'Kernridge': [20.2, 5920.0], '7th Standard': [20.5, 10021.0], 'Olive': [20.5, 19766.0], 'Temblor': [20.9, 6623.0], 'Renfro': [21.3, 11364.0], 'Gates-Midway (Proposed)': [21.8, 7491.0], 'Norco': [22.9, 11733.0], 'Kern Power': [24.5, 6875.0], 'Alpaugh': [25.1, 12061.0], 'Rosedale': [25.5, 5792.0], 'Kern Oil': [25.9, 2184.0], 'Vestal': [25.9, 2226.0], 'Elk Hills': [26.1, 3741.0], 'Tevis': [26.1, 6375.0], 'Poso Mt.': [27.1, 479.0], 'Sycamore': [27.2, 886.0], 'West Park': [27.3, 2037.0], 'Bakersfield': [28.5, 717.0], 'Stockdale': [28.6, 1155.0], 'Arco': [29.3, 236.0]} | 328471 | 49850.3164 | 0.15176 | 278620.6875 | 0.84824 | 36900.6641 | 0.11234 | 309928.8125 | 0.94355 | 273028.1484 | 0.83121 | 9.1364 | 84114.7266 | 0.25608 | 200230.5938 | 0.60958 | 0 | 24769.2676 | 0.075408 | 0 | 0 | 83448.4375 | 0.25405 | 245022.5625 | 27067.377 | 0.082404 | 301403.623 | 113742.7031 | 0.34628 | 214728.2969 | 165908.7812 | 0.50509 | 162562.2188 | 2078.8354 | 0.0063288 | 326392.1646 | 16237.1836 | 0.049433 | 312233.8164
118 | Serrano | GREATER LA METRO | SCE Metro | {'Villa Park': [2.7, 2314.0], 'Lewis': [6.4, 2093.0], 'Johanna': [8.7, 771.0], 'Barre': [11.1, 303.0], 'Olinda': [11.1, 1478.0], 'Santiago': [11.4, 770.0], 'Ellis': [13.3, 770.0], 'Chino': [13.3, 3009.0], 'Viejo': [14.0, 774.0], 'Walnut': [15.4, 1354.0], 'Huntington Beach': [16.6, 317.0], 'Del Amo': [17.7, 0.0], 'Mira Loma': [17.9, 2853.0], 'Alamitos': [18.3, 0.0], 'Center': [19.4, 75.0], 'Trabuco': [19.5, 646.0], 'Lee Lake (Proposed)': [20.3, 27.0], 'Margarita': [21.3, 624.0], 'Padua': [21.9, 2852.0], 'Rio Hondo': [22.0, 370.0], 'Lighthipe': [22.4, 0.0], 'Laguna Bell': [22.9, 0.0], 'Capistrano': [22.9, 558.0], 'Rancho Vista': [23.1, 1837.0], 'Mesa': [23.4, 0.0], 'Etiwanda': [23.4, 1758.0], 'Hinson': [24.9, 0.0], 'Harborgen': [25.4, 0.0], 'Long Beach': [25.4, 0.0], 'Arcogen': [26.1, 0.0], 'Goodrich': [28.1, 0.0], 'Talega': [28.8, 0.0]} | 20821.4492 | 3714.5901 | 0.1784 | 17106.8594 | 0.8216 | 3738.7417 | 0.17956 | 15197.0889 | 0.72988 | 11458.3472 | 0.55031 | 19.0741 | 172.5002 | 0.0082847 | 515.1783 | 0.024743 | 0 | 9513.0205 | 0.45689 | 7907.8726 | 0.37979 | 8138.1519 | 0.39085 | 12683.2974 | 3116.0391 | 0.14966 | 17705.4102 | 6640.1509 | 0.31891 | 14181.2983 | 13564.0547 | 0.65145 | 7257.3945 | 10057.3711 | 0.48303 | 10764.0781 | 2415.0178 | 0.11599 | 18406.4314
57 | Shafter | SPGE | PGE Kern | {'Rio Bravo': [5.9, 35053.0], 'Charca': [6.5, 38744.0], 'Semitropic': [9.0, 30867.0], 'Lerdo': [9.4, 28089.0], 'Midway': [10.7, 26319.0], 'Tupman': [11.3, 22271.0], '7th Standard': [11.7, 25329.0], 'Renfro': [12.3, 25043.0], 'Kern Power': [15.5, 20527.0], 'Norco': [15.7, 14957.0], 'Goose Lake': [15.9, 19068.0], 'Smyrna': [16.1, 13331.0], 'Rosedale': [16.5, 19357.0], 'Tevis': [17.1, 16646.0], 'Kern Oil': [17.5, 16442.0], 'West Park': [18.4, 14679.0], 'Sycamore': [18.9, 15022.0], 'Stockdale': [19.6, 11264.0], 'Bakersfield': [19.7, 13298.0], 'Elk Hills': [20.1, 4805.0], 'Poso Mt.': [20.5, 13344.0], 'Columbus': [22.7, 10636.0], 'Temblor': [23.2, 6163.0], 'Kernridge': [24.3, 5460.0], 'Cal Water': [24.3, 9933.0], 'Magunden': [24.7, 7655.0], 'Vestal': [26.1, 1756.0], 'Midway - Wheeler Ridge (Proposed)': [27.2, 0.0], 'Olive': [27.5, 1814.0], 'Taft': [27.7, 0.0], 'Unknown - 3327': [29.7, 0.0], 'Lamont': [29.8, 0.0]} | 371745.25 | 46634.1523 | 0.12545 | 325111.0938 | 0.87455 | 32568.6562 | 0.08761 | 350817.6875 | 0.9437 | 318249.0312 | 0.85609 | 10.6736 | 59034.9336 | 0.1588 | 246985.125 | 0.66439 | 0 | 24145.1797 | 0.064951 | 0 | 0 | 88434.4766 | 0.23789 | 283310.7734 | 33156.4766 | 0.089191 | 338588.7734 | 122925.7188 | 0.33067 | 248819.5312 | 182072.8125 | 0.48978 | 189672.4375 | 245.8746 | 0.00066141 | 371499.3754 | 25168.957 | 0.067705 | 346576.293
263 | Shilo III | NORTHERN CALIFORNIA | PGE GBA | {'Birds Landing': [3.2, 34864.0], 'Pittsburg': [9.6, 32661.0], 'Peabody': [10.5, 23647.0], 'Kirker': [10.8, 29043.0], 'Contra Costa': [12.2, 32208.0], 'Grand Island': [14.6, 28082.0], 'Lone Tree': [16.1, 21882.0], 'Vaca-Dixon & Gc Yard': [16.5, 5221.0], 'Clayton': [16.9, 9207.0], 'Martinez': [18.1, 808.0], 'Brentwood': [19.6, 9735.0], 'Carquinez': [22.5, 359.0], 'Tulucay': [23.5, 380.0], 'Putah Creek': [25.7, 2080.0], 'Davis': [26.7, 1106.0], 'Eight Mile': [26.7, 1522.0], 'Delta Pumps': [28.3, 0.0], 'Kelso': [28.9, 0.0], 'Stagg': [29.8, 25.0]} | 192831.9844 | 37062.1172 | 0.1922 | 155769.875 | 0.8078 | 41172.2227 | 0.21351 | 181939.4219 | 0.94351 | 140767.1992 | 0.73 | 7.398 | 60908.207 | 0.31586 | 51884.4375 | 0.26907 | 0 | 77583.9141 | 0.40234 | 0 | 0 | 22576.3047 | 0.11708 | 170255.6797 | 60294.2578 | 0.31268 | 132537.7266 | 61127.0469 | 0.317 | 131704.9375 | 82001.8828 | 0.42525 | 110830.1016 | 7870.6733 | 0.040816 | 184961.311 | 38512.4102 | 0.19972 | 154319.5742
205 | Silvergate | SAN DIEGO | SDGE Imperial | {'Old Town': [5.7, 1041.0], 'Mission': [6.1, 1041.0], 'Bay Boulevard': [6.6, 998.0], 'Miguel': [9.4, 921.0], 'Kearny': [9.5, 1035.0], 'Otay Mesa': [15.9, 101.0], 'Penasquitos': [16.0, 706.0], 'Sycamore Canyon': [16.6, 2.0], 'Suncrest': [28.0, 0.0], 'Escondido': [29.7, 0.0]} | 12747.3916 | 1028.2203 | 0.080661 | 11719.1709 | 0.91934 | 3140.4619 | 0.24636 | 7943.8213 | 0.62317 | 4803.3594 | 0.37681 | 21.4091 | 0 | 0 | 0 | 0 | 0 | 5104.7217 | 0.40045 | 0 | 0 | 1101.8044 | 0.086434 | 11645.5872 | 7982.7417 | 0.62623 | 4764.6499 | 10546.9668 | 0.82738 | 2200.4248 | 11610.5342 | 0.91082 | 1136.8574 | 2435.7859 | 0.19108 | 10311.6057 | 748.9376 | 0.058752 | 11998.454
164 | Sisquoc | SPGE | PGE Kern | {'Mesa': [11.4, 33578.0], 'Cabrillo': [17.3, 4953.0], 'Oceano': [20.9, 16983.0]} | 256760.8438 | 44970.6445 | 0.17515 | 211790.2031 | 0.82485 | 127802.5703 | 0.49775 | 249440.8594 | 0.97149 | 121638.2891 | 0.47374 | 6.64 | 22486.3301 | 0.087577 | 39448.0977 | 0.15364 | 0 | 93497.5547 | 0.36414 | 17266.3379 | 0.067247 | 72828.1484 | 0.28364 | 183932.6953 | 12453.4932 | 0.048502 | 244307.3506 | 88237.4766 | 0.34366 | 168523.3672 | 125561.1562 | 0.48902 | 131199.6875 | 97173.8281 | 0.37846 | 159587.0156 | 9949.2666 | 0.038749 | 246811.5771
291 | Sloan Canyon (fka Bob) | SNV ELDORADO DESERT | SCE EOP | {'Eldorado': [5.2, 35249.0], 'Mead': [11.1, 27118.0], 'Primm': [24.4, 430.0]} | 108932.0312 | 35316.625 | 0.32421 | 73615.4062 | 0.67579 | 0 | 0 | 0 | 0 | 0 | 0 | 0 | 0 | 0 | 0 | 0 | 0 | 0 | 0 | 0 | 0 | 0 | 0 | 108932.0312 | 0 | 0 | 108932.0312 | 0 | 0 | 108932.0312 | 0 | 0 | 108932.0312 | 0 | 0 | 108932.0312 | 0 | 0 | 108932.0312
58 | Smyrna | SPGE | PGE Kern | {'Semitropic': [8.1, 31850.0], 'Charca': [10.5, 23371.0], 'Goose Lake': [10.6, 36761.0], 'Olive': [12.5, 44279.0], 'Shafter': [16.1, 13331.0], 'Alpaugh': [17.0, 36148.0], 'Gates-Midway (Proposed)': [17.5, 27048.0], 'Midway': [21.7, 6630.0], 'Rio Bravo': [22.0, 5093.0], 'Vestal': [22.5, 3376.0], 'Lerdo': [22.7, 2484.0], 'Kernridge': [24.8, 34.0], 'Arco': [26.0, 9579.0], '7th Standard': [26.5, 228.0], 'Temblor': [26.8, 24.0], 'Tupman': [27.2, 504.0], 'Corcoran': [27.6, 4788.0], 'Renfro': [28.1, 100.0], 'Waukena': [29.8, 73.0]} | 308112.875 | 66146.8984 | 0.21468 | 241965.9688 | 0.78532 | 44102.1953 | 0.14314 | 286373.6875 | 0.92944 | 242271.4922 | 0.78631 | 9.5816 | 96776.7344 | 0.3141 | 145617.2656 | 0.47261 | 0 | 44227.1562 | 0.14354 | 0 | 0 | 99503.8047 | 0.32295 | 208609.0703 | 25601.5879 | 0.083092 | 282511.2871 | 92079.6484 | 0.29885 | 216033.2266 | 154965.7344 | 0.50295 | 153147.1406 | 3243.5588 | 0.010527 | 304869.3162 | 21351.9629 | 0.069299 | 286760.9121
271 | Solar SS | SPGE | PGE Kern | {'Carrizo Plains': [1.1, 18997.0], 'Caliente': [8.1, 14585.0], 'Kernridge': [18.5, 6533.0], 'Temblor': [20.5, 6215.0], 'Cholame': [26.1, 1395.0], 'Arco': [28.4, 0.0]} | 240535.5312 | 19330.0801 | 0.080363 | 221205.4531 | 0.91964 | 112639.2734 | 0.46829 | 221571.4688 | 0.92116 | 108932.1953 | 0.45287 | 8.25 | 9721.3496 | 0.040415 | 2228.1631 | 0.0092633 | 0 | 104605.3516 | 0.43489 | 34689.5859 | 0.14422 | 125352.6484 | 0.52114 | 115182.8828 | 47461.8711 | 0.19732 | 193073.6602 | 69927.0781 | 0.29071 | 170608.4531 | 173464.9062 | 0.72116 | 67070.625 | 143090.625 | 0.59488 | 97444.9062 | 8622.4141 | 0.035847 | 231913.1172
266 | Sonora | GREATER IMPERIAL | SCE Eastern | {'Arkansas': [2.7, 45328.0], 'Bannister': [7.6, 33595.0], 'El Centro': [25.8, 5559.0], 'Highline': [29.4, 308.0]} | 217689.4062 | 45768.0508 | 0.21024 | 171921.3594 | 0.78976 | 29329.7148 | 0.13473 | 212791.2344 | 0.9775 | 183461.5195 | 0.84277 | 7.8755 | 52387.1484 | 0.24065 | 105778.5312 | 0.48591 | 0 | 0 | 0 | 0 | 0 | 13456.5566 | 0.061815 | 204232.8496 | 67069.9531 | 0.3081 | 150619.4531 | 85193.3672 | 0.39135 | 132496.0391 | 94429.4844 | 0.43378 | 123259.9219 | 25394.6875 | 0.11666 | 192294.7188 | 14419.6729 | 0.06624 | 203269.7334
187 | Springville | GREATER TEHACHAPI | SCE Northern | {'Vestal': [20.1, 21593.0], 'Rector': [21.8, 22991.0]} | 260063.9844 | 52328.9688 | 0.20122 | 207735.0156 | 0.79878 | 82788.0078 | 0.31834 | 204437.7969 | 0.78611 | 121649.7891 | 0.46777 | 15 | 63394.2695 | 0.24376 | 40366.9648 | 0.15522 | 0 | 96352.6641 | 0.3705 | 3388.938 | 0.013031 | 142511.1562 | 0.54798 | 117552.8281 | 17421.3262 | 0.066989 | 242642.6582 | 32818.9766 | 0.1262 | 227245.0078 | 162316.0781 | 0.62414 | 97747.9062 | 120368.6641 | 0.46284 | 139695.3203 | 11273.6035 | 0.043349 | 248790.3809
156 | Stagg | NORTHERN CALIFORNIA | PGE GBA | {'Eight Mile': [4.8, 19771.0], 'Weber': [7.7, 24582.0], 'Lockeford': [13.4, 22109.0], 'Vierra': [14.0, 12874.0], 'Bellota': [18.3, 21919.0], 'Brentwood': [18.6, 388.0], 'Kelso': [19.3, 0.0], 'Ripon': [19.7, 12177.0], 'Delta Pumps': [19.9, 0.0], 'Grand Island': [21.1, 1519.0], 'Rancho Seco - Bellota (Proposed)': [21.5, 11790.0], 'Midway Green Ridge Services': [22.5, 0.0], 'Lone Tree': [22.6, 388.0], 'Tesla': [22.7, 0.0], 'Camanche': [23.3, 9105.0], 'Contra Costa': [23.7, 396.0], 'Birds Landing': [27.8, 118.0], 'Riverbank': [28.6, 1502.0], 'Cayetano': [29.0, 0.0], 'Westley': [29.6, 0.0], 'Shiloh III': [29.8, 25.0]} | 299798.7188 | 28069.543 | 0.093628 | 271729.1875 | 0.90637 | 58047.2031 | 0.19362 | 225669.2188 | 0.75274 | 167622.0156 | 0.55912 | 15.5938 | 38500.5625 | 0.12842 | 215150.4219 | 0.71765 | 0 | 166.6244 | 0.00055579 | 0 | 0 | 38842.8633 | 0.12956 | 260955.8555 | 34278.832 | 0.11434 | 265519.8867 | 41511.7734 | 0.13847 | 258286.9453 | 70593.8672 | 0.23547 | 229204.8516 | 0 | 0 | 299798.7188 | 18980.5469 | 0.063311 | 280818.1719
59 | Stockdale | SPGE | PGE Kern | {'Tevis': [3.5, 41822.0], 'Rosedale': [4.2, 39683.0], 'West Park': [4.2, 42218.0], 'Kern Power': [4.7, 36458.0], 'Bakersfield': [6.0, 38544.0], 'Renfro': [7.3, 29580.0], 'Magunden': [8.8, 37479.0], 'Kern Oil': [8.9, 30008.0], 'Columbus': [9.1, 32623.0], '7th Standard': [9.2, 24547.0], 'Sycamore': [10.3, 26619.0], 'Unknown - 3327': [11.6, 24950.0], 'Tupman': [11.7, 17612.0], 'Lamont': [11.7, 24899.0], 'Cal Water': [11.9, 26267.0], 'Grimmway-Malaga': [12.6, 25815.0], 'Lerdo': [13.5, 16760.0], 'Norco': [13.8, 18654.0], 'Rio Bravo': [13.9, 16247.0], 'Wheeler Ridge': [16.6, 27875.0], 'Midway - Wheeler Ridge (Proposed)': [17.6, 15405.0], 'Poso Mt.': [17.8, 15358.0], 'Elk Hills': [18.5, 9841.0], 'Shafter': [19.6, 11264.0], 'Midway': [22.5, 3281.0], 'Charca': [24.8, 5919.0], 'Taft': [26.5, 0.0], 'Semitropic': [28.6, 1155.0], 'Pastoria': [29.2, 11.0]} | 294554.0312 | 52942.0234 | 0.17974 | 241612 | 0.82026 | 31572.0703 | 0.10719 | 265332.2188 | 0.90079 | 233760.1484 | 0.79361 | 12.25 | 43549.9023 | 0.14785 | 151146.7344 | 0.51314 | 0 | 23239.2188 | 0.078896 | 0 | 0 | 61160.0742 | 0.20764 | 233393.957 | 70467.6875 | 0.23924 | 224086.3438 | 112828.5469 | 0.38305 | 181725.4844 | 137172.2656 | 0.46569 | 157381.7656 | 2767.4624 | 0.0093954 | 291786.5688 | 17777.7949 | 0.060355 | 276776.2363
123 | Summit | NORTHERN CALIFORNIA | PGE NGBA | {'Drum 1': [21.2, 4851.0]} | 154339.0469 | 35391.7383 | 0.22931 | 118947.3125 | 0.77069 | 60437.2109 | 0.39159 | 105383.125 | 0.6828 | 44945.9141 | 0.29122 | 33.4 | 0 | 0 | 0 | 0 | 0 | 67327.2422 | 0.43623 | 10735.0908 | 0.069555 | 40252.0508 | 0.2608 | 114086.9961 | 24564.3867 | 0.15916 | 129774.6602 | 49760.3945 | 0.32241 | 104578.6523 | 79617.5703 | 0.51586 | 74721.4766 | 69071.4219 | 0.44753 | 85267.625 | 13912.3906 | 0.090142 | 140426.6562
256 | Suncrest | SAN DIEGO | SDGE Imperial | {'Suncrest - Ocotillo (Proposed)': [13.8, 6748.0], 'Miguel': [19.7, 2527.0], 'Otay Mesa': [21.0, 741.0], 'Sycamore Canyon': [21.6, 1715.0], 'Boulevard': [26.0, 925.0], 'Kearny': [26.2, 0.0], 'Mission': [26.5, 0.0], 'Bay Boulevard': [27.7, 0.0], 'Silvergate': [28.0, 0.0], 'Old Town': [29.8, 0.0]} | 147773.375 | 12402.6895 | 0.08393 | 135370.6875 | 0.91607 | 45832.8867 | 0.31016 | 114022.4375 | 0.7716 | 68189.5508 | 0.46145 | 10.5663 | 507.0933 | 0.0034316 | 124.9507 | 0.00084556 | 0 | 12463.9229 | 0.084345 | 134934.5625 | 0.91312 | 30133.3906 | 0.20392 | 117639.9844 | 52286.9023 | 0.35383 | 95486.4727 | 88001.3359 | 0.59552 | 59772.0391 | 106829.7422 | 0.72293 | 40943.6328 | 80296.5938 | 0.54338 | 67476.7812 | 6338.563 | 0.042894 | 141434.812
306 | Suncrest - Ocotillo (Proposed) | GREATER IMPERIAL | SDGE Imperial | {'Boulevard': [13.7, 26246.0], 'Suncrest': [13.8, 6748.0], 'East County': [22.1, 13624.0], 'Ocotillo Express': [23.8, 1708.0]} | 161847.0781 | 32246.6387 | 0.19924 | 129600.4375 | 0.80076 | 53826.3711 | 0.33258 | 138425.1875 | 0.85528 | 84598.8164 | 0.52271 | 8.0433 | 395.8625 | 0.0024459 | 208.6991 | 0.0012895 | 0 | 26172.3516 | 0.16171 | 131574.2656 | 0.81295 | 15740.791 | 0.097257 | 146106.2871 | 42518.5 | 0.26271 | 119328.5781 | 69537.8516 | 0.42965 | 92309.2266 | 91378.1719 | 0.5646 | 70468.9062 | 76470.9062 | 0.47249 | 85376.1719 | 5006.8618 | 0.030936 | 156840.2163
69 | Sycamore | SPGE | PGE Kern | {'Kern Oil': [1.9, 48126.0], 'Bakersfield': [4.6, 41755.0], 'Columbus': [4.7, 40366.0], 'Cal Water': [5.5, 40784.0], 'West Park': [6.1, 38672.0], 'Rosedale': [7.2, 36689.0], 'Magunden': [7.4, 30240.0], 'Poso Mt.': [7.6, 36542.0], 'Kern Power': [7.8, 34940.0], '7th Standard': [8.0, 39158.0], 'Lerdo': [9.7, 36627.0], 'Stockdale': [10.3, 26619.0], 'Renfro': [10.8, 29202.0], 'Tevis': [12.0, 19156.0], 'Unknown - 3327': [12.9, 11905.0], 'Lamont': [13.0, 11892.0], 'Rio Bravo': [15.2, 20151.0], 'Grimmway-Malaga': [15.9, 11855.0], 'Tupman': [17.2, 9053.0], 'Shafter': [18.9, 15022.0], 'Norco': [21.3, 4223.0], 'Charca': [21.7, 10127.0], 'Wheeler Ridge': [25.1, 3691.0], 'Midway': [26.3, 1949.0], 'Elk Hills': [26.8, 145.0], 'Semitropic': [27.2, 886.0], 'Vestal': [27.4, 430.0], 'Midway - Wheeler Ridge (Proposed)': [27.7, 964.0]} | 285694.375 | 48403.7266 | 0.16942 | 237290.6562 | 0.83058 | 45836.2852 | 0.16044 | 262736.5 | 0.91964 | 216900.2148 | 0.7592 | 11.7208 | 10118.8691 | 0.035419 | 93434.2734 | 0.32704 | 0 | 125089.1484 | 0.43784 | 0 | 0 | 152325.0938 | 0.53317 | 133369.2812 | 45246.9805 | 0.15838 | 240447.3945 | 81818.2891 | 0.28638 | 203876.0859 | 165723.3438 | 0.58007 | 119971.0312 | 66901.6719 | 0.23417 | 218792.7031 | 6811.9585 | 0.023844 | 278882.4165
150 | Sycamore Canyon | SAN DIEGO | SDGE Imperial | {'Kearny': [8.3, 241.0], 'Penasquitos': [10.9, 1057.0], 'Mission': [11.1, 103.0], 'Old Town': [14.0, 2.0], 'Escondido': [15.2, 1056.0], 'Silvergate': [16.6, 2.0], 'Miguel': [16.7, 1059.0], 'Palomar Airport': [20.6, 652.0], 'Bay Boulevard': [21.6, 0.0], 'Suncrest': [21.6, 1715.0], 'Encina': [23.3, 551.0], 'Otay Mesa': [24.6, 0.0], 'San Luis Rey': [26.8, 550.0]} | 47315.4023 | 4046.9177 | 0.085531 | 43268.4844 | 0.91447 | 3163.8745 | 0.066868 | 21850.9492 | 0.46181 | 18687.0747 | 0.39495 | 24 | 1647.1648 | 0.034812 | 512.5188 | 0.010832 | 0 | 16600.7559 | 0.35085 | 27391.5781 | 0.57891 | 30763.6602 | 0.65018 | 16551.7422 | 23309.7676 | 0.49265 | 24005.6348 | 30400.2324 | 0.6425 | 16915.1699 | 41694.6445 | 0.88121 | 5620.7578 | 11852.7227 | 0.2505 | 35462.6797 | 1790.8013 | 0.037848 | 45524.6011
241 | Sylmar | GREATER LA METRO | SCE Northern | {'Saugus': [9.1, 9781.0], 'Pardee': [10.4, 9733.0], 'Gould': [18.8, 417.0], 'La Cienega': [22.1, 366.0], 'Moorpark': [23.1, 665.0], 'Vincent': [25.1, 0.0], 'Goodrich': [25.9, 45.0], 'El Segundo': [27.7, 290.0], 'Chevmain': [28.3, 235.0], 'Antelope': [28.7, 0.0], 'Mesa': [29.0, 26.0], 'El Nido': [29.2, 18.0]} | 56777.793 | 10496.7031 | 0.18487 | 46281.0898 | 0.81513 | 15869.8799 | 0.27951 | 40879.8125 | 0.72 | 25009.9326 | 0.44049 | 34.1556 | 330.3648 | 0.0058186 | 874.8544 | 0.015408 | 0 | 33568.1641 | 0.59122 | 13266.6357 | 0.23366 | 23437.7285 | 0.4128 | 33340.0645 | 1995.1049 | 0.035139 | 54782.6881 | 9554.0312 | 0.16827 | 47223.7617 | 31006.5879 | 0.5461 | 25771.2051 | 21694.0625 | 0.38209 | 35083.7305 | 6021.1616 | 0.10605 | 50756.6313
7 | Table Mountain | NORTHERN CALIFORNIA | PGE NGBA | {'Thermalito': [2.9, 25985.0], 'Wyandotte': [7.1, 20418.0], 'Palermo': [9.7, 16777.0], 'Honcut': [16.4, 9499.0], 'Pease': [26.6, 383.0], 'East Marysville': [27.4, 124.0], 'Colgate': [28.8, 0.0]} | 265823.3125 | 28035.7168 | 0.10547 | 237787.5938 | 0.89453 | 34362.043 | 0.12927 | 210685.0469 | 0.79258 | 176323.0039 | 0.66331 | 13.6866 | 112202.7969 | 0.4221 | 37795.6211 | 0.14218 | 0 | 73317.6875 | 0.27581 | 2.3374 | 8.7932e-06 | 149908.7188 | 0.56394 | 115914.5938 | 45809.3242 | 0.17233 | 220013.9883 | 137609.1719 | 0.51767 | 128214.1406 | 211711.9844 | 0.79644 | 54111.3281 | 51885.832 | 0.19519 | 213937.4805 | 32840.0234 | 0.12354 | 232983.2891
60 | Taft | SPGE | PGE Kern | {'Elk Hills': [8.6, 8843.0], 'Midway - Wheeler Ridge (Proposed)': [12.1, 9743.0], 'Norco': [14.2, 7324.0], 'Midway': [18.6, 561.0], 'Tupman': [19.2, 2313.0], 'Temblor': [20.9, 2233.0], 'Tevis': [23.6, 2577.0], 'Rio Bravo': [24.5, 0.0], 'Renfro': [25.0, 0.0], 'Kernridge': [25.7, 1359.0], 'Stockdale': [26.5, 0.0], 'Kern Power': [27.5, 0.0], 'Shafter': [27.7, 0.0], 'Rosedale': [28.3, 0.0], '7th Standard': [28.8, 0.0], 'Wheeler Ridge': [28.8, 271.0], 'Caliente': [29.8, 125.0], 'West Park': [29.9, 0.0]} | 152469.1406 | 13143.5322 | 0.086205 | 139325.6094 | 0.9138 | 63032.8633 | 0.41341 | 148393.0938 | 0.97327 | 85360.2305 | 0.55985 | 5.3622 | 26305.3926 | 0.17253 | 32434.6504 | 0.21273 | 0 | 10577.5117 | 0.069375 | 0 | 0 | 47209.4609 | 0.30963 | 105259.6797 | 65635.3984 | 0.43048 | 86833.7422 | 100765.8594 | 0.66089 | 51703.2812 | 115917.9219 | 0.76027 | 36551.2188 | 19153.5078 | 0.12562 | 133315.6328 | 2819.6614 | 0.018493 | 149649.4792
151 | Talega | GREATER LA METRO | SDGE Imperial | {'San Onofre': [5.8, 1725.0], 'Capistrano': [6.8, 1755.0], 'Margarita': [7.4, 1755.0], 'Trabuco': [9.6, 1753.0], 'Viejo': [15.3, 1725.0], 'Santiago': [18.5, 568.0], 'San Luis Rey': [21.6, 0.0], 'Lee Lake (Proposed)': [21.6, 35.0], 'Johanna': [24.2, 3.0], 'Encina': [25.7, 0.0], 'Ellis': [26.8, 2.0], 'Huntington Beach': [27.0, 2.0], 'Palomar Airport': [28.1, 0.0], 'Serrano': [28.8, 0.0], 'Villa Park': [29.2, 0.0]} | 27944.1582 | 1747.6913 | 0.062542 | 26196.4668 | 0.93746 | 3363.8899 | 0.12038 | 20937.9395 | 0.74928 | 17574.0496 | 0.6289 | 25.2667 | 850.602 | 0.030439 | 68.8325 | 0.0024632 | 0 | 4775.3213 | 0.17089 | 21830.2559 | 0.78121 | 15113.0625 | 0.54083 | 12831.0957 | 15889.5977 | 0.56862 | 12054.5605 | 17594.2324 | 0.62962 | 10349.9258 | 24520.6641 | 0.87749 | 3423.4941 | 13110.4521 | 0.46917 | 14833.7061 | 1807.5107 | 0.064683 | 26136.6475
61 | Temblor | SPGE | PGE Kern | {'Kernridge': [4.8, 40963.0], 'Caliente': [12.5, 31652.0], 'Midway': [13.8, 17989.0], 'Goose Lake': [16.5, 12846.0], 'Carrizo Plains': [19.4, 8682.0], 'Solar': [20.5, 6215.0], 'Taft': [20.9, 2233.0], 'Semitropic': [20.9, 6623.0], 'Elk Hills': [21.0, 971.0], 'Norco': [22.8, 1641.0], 'Shafter': [23.2, 6163.0], 'Tupman': [24.1, 2845.0], 'Rio Bravo': [24.9, 4231.0], 'Charca': [26.0, 5001.0], 'Smyrna': [26.8, 24.0], 'Gates-Midway (Proposed)': [27.5, 1410.0], 'Arco': [29.7, 331.0]} | 261553.625 | 42497.457 | 0.16248 | 219056.1719 | 0.83752 | 57196.6406 | 0.21868 | 247102.7031 | 0.94475 | 189906.0625 | 0.72607 | 8.3112 | 19316.8887 | 0.073854 | 73290.7031 | 0.28021 | 0 | 33866.207 | 0.12948 | 0 | 0 | 115350.5 | 0.44102 | 146203.125 | 42368.1797 | 0.16199 | 219185.4453 | 113210.2969 | 0.43284 | 148343.3281 | 186439.0156 | 0.71281 | 75114.6094 | 39301.4766 | 0.15026 | 222252.1484 | 7076.8936 | 0.027057 | 254476.7314
163 | Templeton | SPGE | PGE Kern | {'Morro Bay': [15.9, 8519.0], 'San Luis Obispo': [20.4, 1874.0], 'Cholame': [21.4, 34752.0], 'Diablo Canyon': [25.2, 11.0], 'Cal Flats': [29.6, 597.0]} | 306774.0312 | 90606.9453 | 0.29535 | 216167.0938 | 0.70465 | 34933.9961 | 0.11388 | 260655.5781 | 0.84967 | 225721.582 | 0.73579 | 12.5027 | 42355.5586 | 0.13807 | 21190.0059 | 0.069074 | 0 | 159300.3125 | 0.51928 | 24313.7734 | 0.079256 | 71973.0859 | 0.23461 | 234800.9453 | 49932.3516 | 0.16277 | 256841.6797 | 91603.9922 | 0.2986 | 215170.0391 | 131234.0156 | 0.42779 | 175540.0156 | 101149.3281 | 0.32972 | 205624.7031 | 13119.2637 | 0.042765 | 293654.7676
3 | Tesla | NORTHERN CALIFORNIA | PGE GBA | {'Midway Green Ridge Services': [1.6, 3525.0], 'Kelso': [6.2, 2949.0], 'Delta Pumps': [6.8, 2867.0], 'Cayetano': [11.4, 1596.0], 'Brentwood': [15.5, 758.0], 'Vierra': [17.0, 2283.0], 'Lone Tree': [19.3, 437.0], 'Westley': [21.7, 580.0], 'Stagg': [22.7, 0.0], 'Weber': [22.8, 0.0], 'Contra Costa': [23.1, 164.0], 'Ripon': [23.1, 508.0], 'Eight Mile': [26.0, 0.0], 'Clayton': [27.3, 164.0], 'Newark': [27.3, 177.0], 'Los Esteros': [28.2, 14.0], 'Kirker': [28.3, 0.0], 'Pittsburg': [28.8, 0.0]} | 256165.7188 | 3617.9551 | 0.014123 | 252547.7656 | 0.98588 | 81398.4219 | 0.31776 | 229268.3125 | 0.895 | 147869.8906 | 0.57724 | 14.9395 | 14596.4824 | 0.056981 | 84607.6641 | 0.33028 | 0 | 126049.1406 | 0.49206 | 21909.2305 | 0.085528 | 144233.7031 | 0.56305 | 111932.0156 | 101708.4375 | 0.39704 | 154457.2812 | 107162.9219 | 0.41833 | 149002.7969 | 173500.5781 | 0.6773 | 82665.1406 | 77032.3359 | 0.30071 | 179133.3828 | 13435.4014 | 0.052448 | 242730.3174
244 | Tevis | SPGE | PGE Kern | {'Stockdale': [3.5, 41822.0], 'Kern Power': [4.5, 36977.0], 'Rosedale': [4.9, 37762.0], 'Renfro': [5.1, 32635.0], 'West Park': [6.3, 34513.0], 'Tupman': [8.3, 25266.0], '7th Standard': [8.3, 27601.0], 'Bakersfield': [8.4, 30229.0], 'Kern Oil': [10.3, 23136.0], 'Norco': [10.4, 27964.0], 'Rio Bravo': [11.3, 20869.0], 'Sycamore': [12.0, 19156.0], 'Columbus': [12.0, 24040.0], 'Magunden': [12.0, 26486.0], 'Lerdo': [12.5, 19814.0], 'Cal Water': [14.7, 18200.0], 'Unknown - 3327': [15.1, 16425.0], 'Lamont': [15.2, 16374.0], 'Elk Hills': [15.4, 15682.0], 'Midway - Wheeler Ridge (Proposed)': [15.8, 19319.0], 'Grimmway-Malaga': [15.9, 17263.0], 'Shafter': [17.1, 16646.0], 'Wheeler Ridge': [18.1, 25827.0], 'Midway': [19.1, 8685.0], 'Poso Mt.': [19.2, 10938.0], 'Charca': [22.8, 11529.0], 'Taft': [23.6, 2577.0], 'Semitropic': [26.1, 6375.0]} | 295599.2188 | 51355.7656 | 0.17373 | 244243.4531 | 0.82627 | 49198.1445 | 0.16644 | 268735.1875 | 0.90912 | 219537.043 | 0.74268 | 11.7333 | 60527.4297 | 0.20476 | 142338.7188 | 0.48153 | 0 | 15000.2314 | 0.050745 | 0 | 0 | 56503.1055 | 0.19115 | 239096.1133 | 87588.0781 | 0.29631 | 208011.1406 | 133221 | 0.45068 | 162378.2188 | 152144.8281 | 0.5147 | 143454.3906 | 571.9519 | 0.0019349 | 295027.2668 | 19663.6875 | 0.066521 | 275935.5312
209 | Thermalito | NORTHERN CALIFORNIA | PGE NGBA | {'Table Mt.': [2.9, 25985.0], 'Wyandotte': [5.1, 20426.0], 'Palermo': [7.4, 16891.0], 'Honcut': [13.5, 9928.0], 'Pease': [23.8, 812.0], 'East Marysville': [24.5, 552.0], 'Colgate': [26.8, 0.0], 'Olivehurst': [29.5, 0.0]} | 282489.1562 | 26721.5117 | 0.094593 | 255767.6406 | 0.90541 | 31682.2344 | 0.11215 | 222498.125 | 0.78763 | 190815.8906 | 0.67548 | 13.2426 | 121724.6797 | 0.4309 | 39416.332 | 0.13953 | 0 | 85716.6641 | 0.30343 | 1231.0225 | 0.0043578 | 173898.5938 | 0.61559 | 108590.5625 | 41685.4336 | 0.14756 | 240803.7227 | 135484.0469 | 0.47961 | 147005.1094 | 235494.9062 | 0.83364 | 46994.25 | 53280.5273 | 0.18861 | 229208.6289 | 36427.6719 | 0.12895 | 246061.4844
138 | Tortilla | GREATER KRAMER | SCE NOL | {'Cool Water': [10.0, 350.0], 'Calcite': [24.5, 109.0], 'Roadway': [29.4, 380.0]} | 95474.4922 | 10144.3379 | 0.10625 | 85330.1562 | 0.89375 | 8519.3789 | 0.089232 | 58106.4922 | 0.60861 | 49587.1133 | 0.51938 | 24.6841 | 28.2032 | 0.0002954 | 73.8185 | 0.00077317 | 0 | 0 | 0 | 0 | 0 | 60218.8789 | 0.63073 | 35255.6133 | 50535.6875 | 0.52931 | 44938.8047 | 20139.3008 | 0.21094 | 75335.1914 | 77627.8984 | 0.81307 | 17846.5938 | 46341.3906 | 0.48538 | 49133.1016 | 2870.3403 | 0.030064 | 92604.1519
121 | Trabuco | GREATER LA METRO | SDGE Imperial | {'Margarita': [2.8, 2392.0], 'Capistrano': [3.5, 2329.0], 'Viejo': [7.4, 2385.0], 'Santiago': [8.9, 1261.0], 'Talega': [9.6, 1753.0], 'Johanna': [14.6, 696.0], 'San Onofre': [15.0, 1724.0], 'Ellis': [17.7, 695.0], 'Lee Lake (Proposed)': [18.2, 42.0], 'Huntington Beach': [18.5, 366.0], 'Serrano': [19.5, 646.0], 'Villa Park': [19.7, 646.0], 'Lewis': [21.4, 648.0], 'Barre': [24.6, 101.0], 'Alamitos': [28.2, 11.0]} | 24712.9746 | 2432.2185 | 0.098419 | 22280.7559 | 0.90158 | 4890.3047 | 0.19788 | 18459.8398 | 0.74697 | 13569.5352 | 0.54909 | 43.6154 | 210.6144 | 0.0085224 | 39.7159 | 0.0016071 | 0 | 6363.293 | 0.25749 | 15419.5566 | 0.62395 | 9433.7637 | 0.38173 | 15279.2109 | 12295.4424 | 0.49753 | 12417.5322 | 15783.6797 | 0.63868 | 8929.2949 | 20484.2188 | 0.82889 | 4228.7559 | 13417.2354 | 0.54292 | 11295.7393 | 2090.0349 | 0.084572 | 22622.9397
277 | Tranquility | SPGE | PGE Fresno | {'Cheney': [7.6, 78010.0], 'Mendota': [9.5, 79492.0], 'Panoche': [10.7, 60639.0], 'Cantua': [11.6, 63969.0], 'Helm': [12.7, 81990.0], 'Excelsior': [16.3, 40361.0], 'Newhall': [19.6, 32439.0], 'Schindler': [19.7, 32650.0], 'Mc Mullin': [23.1, 19130.0], 'Oro Loma': [24.8, 8162.0]} | 371548.6875 | 111726.2891 | 0.3007 | 259822.4062 | 0.6993 | 75241.5078 | 0.20251 | 363992.0312 | 0.97966 | 288750.5234 | 0.77715 | 6.8506 | 147199.2188 | 0.39618 | 149236.8438 | 0.40166 | 0 | 26654.5352 | 0.071739 | 0 | 0 | 119010.1953 | 0.32031 | 252538.4922 | 28334.5215 | 0.076261 | 343214.166 | 62521.0039 | 0.16827 | 309027.6836 | 148601.375 | 0.39995 | 222947.3125 | 33101.1484 | 0.08909 | 338447.5391 | 7600.6455 | 0.020457 | 363948.042
279 | Trout Canyon (fka Crazy Eyes) | SNV ELDORADO DESERT | SCE EOP | {'Gamebird': [9.1, 20164.0], 'Sandy Valley': [9.4, 5713.0], 'Pahrump': [13.6, 18363.0], 'Vista 2': [20.7, 11941.0], 'Desert View': [28.7, 0.0]} | 92827.7422 | 21216.8535 | 0.22856 | 71610.8906 | 0.77144 | 15626.1494 | 0.16833 | 19953.7012 | 0.21495 | 4327.5518 | 0.046619 | 78 | 0 | 0 | 0 | 0 | 0 | 5.2318 | 5.636e-05 | 0 | 0 | 3106.7661 | 0.033468 | 89720.9761 | 50.1117 | 0.00053984 | 92777.6305 | 19993.2754 | 0.21538 | 72834.4668 | 21593.2852 | 0.23262 | 71234.457 | 14288.0283 | 0.15392 | 78539.7139 | 42.1801 | 0.00045439 | 92785.5621
110 | Tulucay | NORTHERN CALIFORNIA | PGE NGBA | {'Carquinez': [10.9, 10270.0], 'Peabody': [16.3, 3512.0], 'Lakeville': [17.0, 5205.0], 'Martinez': [18.1, 4859.0], 'Ignacio': [18.9, 5080.0], 'Vaca-Dixon & Gc Yard': [21.6, 3050.0], 'Penngrove': [22.9, 2008.0], 'Shiloh III': [23.5, 380.0], 'Putah Creek': [24.1, 159.0], 'Pittsburg': [24.9, 2632.0], 'Kirker': [25.2, 2658.0], 'Birds Landing': [25.3, 0.0], 'Bellevue': [25.8, 0.0], 'Clayton': [26.5, 2875.0]} | 160468.2656 | 16214.6338 | 0.10105 | 144253.625 | 0.89895 | 11950.0107 | 0.07447 | 120339.5703 | 0.74993 | 108389.5596 | 0.67546 | 27 | 17800.1719 | 0.11093 | 25353.3262 | 0.158 | 0 | 48414.7148 | 0.30171 | 0 | 0 | 98957.6797 | 0.61668 | 61510.5859 | 21484.2969 | 0.13389 | 138983.9688 | 54749.7773 | 0.34119 | 105718.4883 | 127125.1641 | 0.79221 | 33343.1016 | 53436.7305 | 0.333 | 107031.5352 | 15206.1982 | 0.094761 | 145262.0674
62 | Tupman | SPGE | PGE Kern | {'Norco': [5.2, 26599.0], 'Rio Bravo': [6.1, 23829.0], 'Renfro': [6.4, 27598.0], 'Tevis': [8.3, 25266.0], '7th Standard': [9.8, 22719.0], 'Kern Power': [9.9, 23047.0], 'Elk Hills': [10.7, 12493.0], 'Midway': [10.8, 16896.0], 'Rosedale': [11.0, 21962.0], 'Shafter': [11.3, 22271.0], 'Stockdale': [11.7, 17612.0], 'Lerdo': [12.1, 17934.0], 'West Park': [13.1, 17497.0], 'Bakersfield': [15.2, 14130.0], 'Kern Oil': [15.3, 12110.0], 'Midway - Wheeler Ridge (Proposed)': [16.0, 10906.0], 'Sycamore': [17.2, 9053.0], 'Charca': [17.8, 18533.0], 'Columbus': [18.9, 8705.0], 'Taft': [19.2, 2313.0], 'Semitropic': [19.4, 14697.0], 'Magunden': [19.7, 8987.0], 'Cal Water': [21.4, 5687.0], 'Poso Mt.': [22.6, 5131.0], 'Unknown - 3327': [23.3, 3919.0], 'Lamont': [23.4, 3867.0], 'Temblor': [24.1, 2845.0], 'Grimmway-Malaga': [24.3, 4417.0], 'Goose Lake': [24.4, 4069.0], 'Wheeler Ridge': [24.8, 8376.0], 'Kernridge': [27.1, 2140.0], 'Smyrna': [27.2, 504.0]} | 308314.3438 | 33945.2188 | 0.1101 | 274369.125 | 0.8899 | 66880.1094 | 0.21692 | 285095.8125 | 0.92469 | 218215.7031 | 0.70777 | 11.0306 | 54236.0312 | 0.17591 | 158852.0469 | 0.51523 | 0 | 14439.6348 | 0.046834 | 0 | 0 | 56193.3086 | 0.18226 | 252121.0352 | 95247.6562 | 0.30893 | 213066.6875 | 170691.5938 | 0.55363 | 137622.75 | 178225.3281 | 0.57806 | 130089.0156 | 2151.8064 | 0.0069793 | 306162.5374 | 20338.8828 | 0.065968 | 287975.4609
104 | Ukiah | NORTHERN CALIFORNIA | PGE NGBA | {'Calpella': [3.7, 28949.0], 'Mendocino': [7.4, 23593.0], 'Hopland': [13.2, 14302.0], 'Cloverdale': [25.8, 1906.0], 'Eagle Rock': [29.9, 0.0]} | 201504.4531 | 39634.4883 | 0.19669 | 161869.9688 | 0.80331 | 5030.6284 | 0.024965 | 172931.25 | 0.8582 | 167900.6216 | 0.83324 | 10.4211 | 6094.9102 | 0.030247 | 13582.1982 | 0.067404 | 0 | 101626.875 | 0.50434 | 33680.207 | 0.16714 | 63625.957 | 0.31575 | 137878.4961 | 56577.1836 | 0.28077 | 144927.2695 | 79330.375 | 0.39369 | 122174.0781 | 124454.6172 | 0.61763 | 77049.8359 | 91456.6094 | 0.45387 | 110047.8438 | 3679.6055 | 0.018261 | 197824.8477
189 | UltraPower Chinese Station | NORTHERN CALIFORNIA | PGE GBA | {'Peoria': [2.3, 9963.0], 'New Melones': [5.7, 8117.0], 'Curtis': [11.1, 8150.0], 'Warnerville': [19.9, 383.0], 'Riverbank': [24.6, 0.0]} | 203173.7812 | 10064.3926 | 0.049536 | 193109.3906 | 0.95046 | 61679.7148 | 0.30358 | 181157.5156 | 0.89164 | 119477.8008 | 0.58806 | 10.5907 | 15018.3926 | 0.073919 | 2765.0569 | 0.013609 | 0 | 162927.1094 | 0.80191 | 6201.0713 | 0.030521 | 152357.25 | 0.74989 | 50816.5312 | 62406.7188 | 0.30716 | 140767.0625 | 73849 | 0.36348 | 129324.7812 | 170753.6094 | 0.84043 | 32420.1719 | 126336.6328 | 0.62182 | 76837.1484 | 17625.2539 | 0.08675 | 185548.5273
174 | Vaca Dixon | NORTHERN CALIFORNIA | PGE NGBA | {'Peabody': [8.4, 18597.0], 'Putah Creek': [9.3, 17785.0], 'Davis': [14.2, 15002.0], 'Shiloh III': [16.5, 5221.0], 'Madison': [18.8, 5496.0], 'Birds Landing': [19.7, 3041.0], 'Woodland': [21.0, 4581.0], 'Grand Island': [21.4, 2666.0], 'Tulucay': [21.6, 3050.0], 'Pittsburg': [25.2, 2485.0], 'Kirker': [26.3, 1528.0], 'Carquinez': [27.9, 833.0], 'Martinez': [28.7, 0.0], 'Contra Costa': [28.7, 866.0]} | 252252.4219 | 24686.7344 | 0.097865 | 227565.6875 | 0.90213 | 23028.6504 | 0.091292 | 223501.0938 | 0.88602 | 200472.4434 | 0.79473 | 9.3683 | 39126.2344 | 0.15511 | 117189.4141 | 0.46457 | 0 | 95036.7422 | 0.37675 | 0 | 0 | 75329.0312 | 0.29863 | 176923.3906 | 38672.9414 | 0.15331 | 213579.4805 | 42316.9102 | 0.16776 | 209935.5117 | 114847.0781 | 0.45529 | 137405.3438 | 35497.8711 | 0.14072 | 216754.5508 | 28820.0078 | 0.11425 | 223432.4141
128 | Valley | RIVERSIDE | SCE Eastern | {'El Casco': [16.3, 10593.0], 'Lee Lake (Proposed)': [16.9, 7210.0], 'Vista': [22.8, 1332.0], 'San Bernardino': [23.9, 1216.0], 'Viejo': [28.5, 1.0], 'Mira Loma': [29.9, 0.0]} | 99226.0469 | 29659.5195 | 0.29891 | 69566.5312 | 0.70109 | 2201.751 | 0.022189 | 41846.6172 | 0.42173 | 39644.8662 | 0.39954 | 27.0537 | 14833.2686 | 0.14949 | 3796.7275 | 0.038263 | 0 | 75690.4219 | 0.76281 | 8705.7852 | 0.087737 | 17547.7617 | 0.17685 | 81678.2852 | 40710.5742 | 0.41028 | 58515.4727 | 61301.4492 | 0.6178 | 37924.5977 | 63825.6328 | 0.64323 | 35400.4141 | 16815.2793 | 0.16946 | 82410.7676 | 5862.0054 | 0.059077 | 93364.0415
292 | Valley (VEA) | SNV ELDORADO DESERT | SCE EOP | {'Lathrop': [11.3, 102517.0], 'Beatty': [29.5, 838.0]} | 157991.6406 | 117783.2422 | 0.7455 | 40208.3984 | 0.2545 | 2861.3623 | 0.018111 | 2861.3623 | 0.018111 | 0 | 0 | 1.0946 | 0 | 0 | 0 | 0 | 0 | 0 | 0 | 0 | 0 | 0 | 0 | 157991.6406 | 0 | 0 | 157991.6406 | 0.20375 | 1.2896e-06 | 157991.4369 | 0.20375 | 1.2896e-06 | 157991.4369 | 2874.259 | 0.018192 | 155117.3816 | 44.6406 | 0.00028255 | 157947.0001
188 | Vestal | GREATER TEHACHAPI | SCE Northern | {'Springville': [20.1, 21593.0], 'Olive': [20.6, 4627.0], 'Poso Mt.': [20.8, 12971.0], 'Charca': [21.0, 10345.0], 'Alpaugh': [22.5, 1594.0], 'Smyrna': [22.5, 3376.0], 'Lerdo': [23.9, 5877.0], 'Semitropic': [25.9, 2226.0], 'Shafter': [26.1, 1756.0], 'Sycamore': [27.4, 430.0], 'Kern Oil': [27.9, 354.0], '7th Standard': [27.9, 577.0], 'Rio Bravo': [29.3, 97.0]} | 387565.2188 | 104115.2266 | 0.26864 | 283450 | 0.73136 | 64046.1562 | 0.16525 | 351016.4688 | 0.9057 | 286970.3125 | 0.74044 | 10.2 | 96671.8594 | 0.24943 | 148489.7188 | 0.38313 | 0 | 135685.1562 | 0.3501 | 0 | 0 | 146711.9531 | 0.37855 | 240853.2656 | 29379.1973 | 0.075805 | 358186.0215 | 49021.6914 | 0.12649 | 338543.5273 | 175810.375 | 0.45363 | 211754.8438 | 82383.1562 | 0.21257 | 305182.0625 | 8025.6357 | 0.020708 | 379539.583
139 | Victor | GREATER KRAMER | SCE NOL | {'Roadway': [5.1, 45851.0], 'Lugo': [9.6, 16782.0], 'Calcite': [26.9, 4878.0], 'Etiwanda': [29.7, 0.0], 'Rancho Vista': [29.9, 0.0]} | 172824.5781 | 49417.0664 | 0.28594 | 123407.5156 | 0.71406 | 5169.5762 | 0.029912 | 42810.6016 | 0.24771 | 37641.0254 | 0.2178 | 42 | 68.3291 | 0.00039537 | 45.2077 | 0.00026158 | 0 | 23749.4844 | 0.13742 | 3035.8621 | 0.017566 | 53493.7383 | 0.30953 | 119330.8398 | 98444.2969 | 0.56962 | 74380.2812 | 49721.4414 | 0.2877 | 123103.1367 | 116076.6875 | 0.67164 | 56747.8906 | 29743.6465 | 0.1721 | 143080.9316 | 2282.147 | 0.013205 | 170542.4312
250 | Viejo | GREATER LA METRO | SCE Metro | {'Santiago': [7.2, 1353.0], 'Trabuco': [7.4, 2385.0], 'Margarita': [8.1, 2382.0], 'Capistrano': [10.7, 2298.0], 'Lee Lake (Proposed)': [12.5, 143.0], 'Johanna': [12.5, 788.0], 'Serrano': [14.0, 774.0], 'Villa Park': [15.1, 774.0], 'Talega': [15.3, 1725.0], 'Ellis': [17.4, 787.0], 'Lewis': [17.7, 740.0], 'Huntington Beach': [19.4, 334.0], 'San Onofre': [21.1, 1695.0], 'Barre': [21.9, 197.0], 'Chino': [22.9, 68.0], 'Mira Loma': [23.9, 17.0], 'Olinda': [25.1, 124.0], 'Alamitos': [27.2, 0.0], 'Valley': [28.5, 1.0], 'Del Amo': [29.0, 0.0], 'Walnut': [29.4, 0.0], 'Rancho Vista': [29.7, 0.0], 'Etiwanda': [29.8, 0.0]} | 35182.5469 | 2600.0872 | 0.073903 | 32582.459 | 0.9261 | 7440.3643 | 0.21148 | 27284.8711 | 0.77552 | 19844.5068 | 0.56404 | 29.7143 | 223.4738 | 0.0063518 | 39.7159 | 0.0011289 | 0 | 7962.8311 | 0.22633 | 22617.6387 | 0.64287 | 16482.0059 | 0.46847 | 18700.541 | 13841.0732 | 0.39341 | 21341.4736 | 19276.1719 | 0.54789 | 15906.375 | 29324.1934 | 0.83349 | 5858.3535 | 21123.377 | 0.60039 | 14059.1699 | 3366.3652 | 0.095683 | 31816.1816
227 | Vierra | NORTHERN CALIFORNIA | PGE GBA | {'Ripon': [7.6, 28244.0], 'Weber': [8.6, 27333.0], 'Stagg': [14.0, 12874.0], 'Westley': [15.5, 3368.0], 'Tesla': [17.0, 2283.0], 'Midway Green Ridge Services': [17.8, 2190.0], 'Kelso': [18.0, 1792.0], 'Delta Pumps': [18.9, 1709.0], 'Eight Mile': [18.9, 5729.0], 'Riverbank': [20.1, 16020.0], 'Bellota': [20.7, 24191.0], 'Lockeford': [22.9, 7297.0], 'Brentwood': [23.5, 0.0], 'Warnerville': [26.1, 502.0], 'Cayetano': [27.5, 262.0], 'Rancho Seco - Bellota (Proposed)': [27.7, 1614.0], 'Lone Tree': [28.4, 0.0]} | 287825.4062 | 31066.7754 | 0.10794 | 256758.625 | 0.89206 | 26594.2832 | 0.092397 | 224430.0625 | 0.77974 | 197835.7793 | 0.68735 | 17.3333 | 47423.4219 | 0.16476 | 198508.4219 | 0.68968 | 0 | 17891.4043 | 0.062161 | 0 | 0 | 80625.7188 | 0.28012 | 207199.6875 | 38844.668 | 0.13496 | 248980.7383 | 38894.1016 | 0.13513 | 248931.3047 | 98994.8594 | 0.34394 | 188830.5469 | 5464.833 | 0.018987 | 282360.5732 | 10449.2129 | 0.036304 | 277376.1934
119 | Villa Park | GREATER LA METRO | SCE Metro | {'Serrano': [2.7, 2314.0], 'Lewis': [3.7, 2093.0], 'Johanna': [7.1, 771.0], 'Barre': [8.5, 303.0], 'Olinda': [10.3, 1478.0], 'Ellis': [10.9, 770.0], 'Santiago': [11.1, 770.0], 'Huntington Beach': [14.3, 317.0], 'Walnut': [14.9, 1354.0], 'Viejo': [15.1, 774.0], 'Del Amo': [15.3, 0.0], 'Chino': [15.5, 1600.0], 'Alamitos': [15.6, 0.0], 'Center': [17.4, 75.0], 'Trabuco': [19.7, 646.0], 'Lighthipe': [20.1, 0.0], 'Mira Loma': [20.4, 1444.0], 'Laguna Bell': [21.1, 0.0], 'Rio Hondo': [21.7, 370.0], 'Margarita': [21.8, 625.0], 'Mesa': [22.0, 0.0], 'Hinson': [22.3, 0.0], 'Lee Lake (Proposed)': [22.6, 16.0], 'Harborgen': [22.8, 0.0], 'Long Beach': [22.8, 0.0], 'Capistrano': [23.0, 559.0], 'Arcogen': [23.5, 0.0], 'Padua': [23.8, 1444.0], 'Rancho Vista': [25.5, 428.0], 'Etiwanda': [25.8, 349.0], 'Goodrich': [27.3, 0.0], 'La Fresa': [28.9, 0.0], 'Talega': [29.2, 0.0]} | 20576.7812 | 2306.531 | 0.11209 | 18270.25 | 0.88791 | 1869.6134 | 0.09086 | 12733.5264 | 0.61883 | 10863.913 | 0.52797 | 50 | 63.8844 | 0.0031047 | 263.6107 | 0.012811 | 0 | 9205.1855 | 0.44736 | 5141.2119 | 0.24986 | 7088.2681 | 0.34448 | 13488.5132 | 3327.2515 | 0.1617 | 17249.5298 | 9224.0947 | 0.44828 | 11352.6865 | 15527.5918 | 0.75462 | 5049.1895 | 8131.498 | 0.39518 | 12445.2832 | 2177.9919 | 0.10585 | 18398.7893
95 | Vincent | GREATER LA METRO | SCE Northern | {'Antelope': [17.3, 20179.0], 'Gould': [18.7, 360.0], 'Goodrich': [23.1, 0.0], 'Sylmar-Pac Intertie': [25.1, 0.0], 'Saugus': [26.5, 1301.0], 'Pardee': [26.7, 1369.0], 'Rio Hondo': [27.4, 0.0]} | 124819.7891 | 36500.6641 | 0.29243 | 88319.125 | 0.70757 | 3487.6953 | 0.027942 | 31798.8262 | 0.25476 | 28311.1309 | 0.22682 | 40.2528 | 597.519 | 0.0047871 | 6486.9287 | 0.05197 | 0 | 27855.793 | 0.22317 | 12500.5469 | 0.10015 | 13620.5693 | 0.10912 | 111199.2197 | 55591.4375 | 0.44537 | 69228.3516 | 35400.7383 | 0.28361 | 89419.0508 | 69312.8125 | 0.5553 | 55506.9766 | 31324.7246 | 0.25096 | 93495.0645 | 3383.3745 | 0.027106 | 121436.4146
140 | Vista | RIVERSIDE | SCE Eastern | {'San Bernardino': [5.3, 2992.0], 'Etiwanda': [12.4, 554.0], 'Rancho Vista': [12.8, 554.0], 'Mira Loma': [14.3, 521.0], 'El Casco': [14.8, 2670.0], 'Padua': [19.2, 333.0], 'Chino': [20.8, 333.0], 'Lee Lake (Proposed)': [21.5, 148.0], 'Lugo': [22.6, 18.0], 'Valley': [22.8, 1332.0]} | 45301.2891 | 3468.5759 | 0.076567 | 41832.7148 | 0.92343 | 6198.8745 | 0.13684 | 26042.9023 | 0.57488 | 19844.0278 | 0.43805 | 27.0537 | 2184.0674 | 0.048212 | 696.2603 | 0.01537 | 0 | 24655.6699 | 0.54426 | 17000.6387 | 0.37528 | 18562.7812 | 0.40976 | 26738.5078 | 20430.8125 | 0.451 | 24870.4766 | 27028.9355 | 0.59665 | 18272.3535 | 36800.3711 | 0.81235 | 8500.918 | 17363.1074 | 0.38328 | 27938.1816 | 2394.2229 | 0.052851 | 42907.0662
293 | Vista (VEA) | SNV ELDORADO DESERT | SCE EOP | {'Pahrump': [8.6, 40181.0], 'Gamebird': [12.4, 35118.0], 'Innovation': [18.6, 5376.0], 'Crazy Eyes': [20.7, 11941.0]} | 59418.2422 | 42686.8359 | 0.71841 | 16731.4062 | 0.28159 | 649.6242 | 0.010933 | 680.6575 | 0.011455 | 31.0333 | 0.00052229 | 2.6601 | 0 | 0 | 0 | 0 | 0 | 0 | 0 | 0 | 0 | 0 | 0 | 59418.2422 | 755.6224 | 0.012717 | 58662.6198 | 1006.7089 | 0.016943 | 58411.5333 | 1006.7089 | 0.016943 | 58411.5333 | 468.9594 | 0.0078925 | 58949.2828 | 115.1946 | 0.0019387 | 59303.0476
33 | Wahtoke | SPGE | PGE Fresno | {'Reedley': [4.3, 57321.0], 'McCall': [10.4, 55909.0], 'Sanger': [10.8, 37600.0], 'Kingsburg': [11.4, 52954.0], 'Malaga': [16.1, 27586.0], 'California Ave': [18.7, 23954.0], 'West Fresno': [21.5, 18064.0], 'Rector': [24.4, 8729.0], 'Kearney (New)': [24.7, 9342.0], 'GWF Hanford': [26.2, 7523.0], 'Mc Mullin': [29.8, 18.0]} | 337342.6562 | 76967.6484 | 0.22816 | 260375 | 0.77184 | 17951.7461 | 0.053215 | 212623.0469 | 0.63029 | 194671.3008 | 0.57707 | 19.4073 | 97798.4297 | 0.28991 | 151698.8281 | 0.44969 | 0 | 37989.4961 | 0.11261 | 0 | 0 | 80771.2656 | 0.23943 | 256571.3906 | 60592.5156 | 0.17962 | 276750.1406 | 83417.4922 | 0.24728 | 253925.1641 | 125960.3594 | 0.37339 | 211382.2969 | 44707.5156 | 0.13253 | 292635.1406 | 13220.4072 | 0.03919 | 324122.249
221 | Walnut | GREATER LA METRO | SCE Metro | {'Olinda': [4.6, 1354.0], 'Rio Hondo': [6.9, 393.0], 'Mesa': [9.4, 0.0], 'Center': [10.5, 75.0], 'Laguna Bell': [11.6, 0.0], 'Goodrich': [12.6, 0.0], 'Del Amo': [13.9, 0.0], 'Barre': [13.9, 105.0], 'Lewis': [14.0, 1354.0], 'Villa Park': [14.9, 1354.0], 'Serrano': [15.4, 1354.0], 'Lighthipe': [15.6, 0.0], 'Chino': [15.6, 1377.0], 'Alamitos': [18.8, 0.0], 'Padua': [19.4, 1281.0], 'Gould': [20.0, 0.0], 'Hinson': [20.4, 0.0], 'Johanna': [21.1, 1.0], 'Arcogen': [21.4, 0.0], 'Mira Loma': [22.1, 1255.0], 'Ellis': [22.3, 0.0], 'Harborgen': [22.5, 0.0], 'Long Beach': [23.0, 0.0], 'La Fresa': [24.0, 0.0], 'Rancho Vista': [24.5, 242.0], 'La Cienega': [24.6, 0.0], 'Etiwanda': [24.9, 163.0], 'Huntington Beach': [25.0, 0.0], 'El Nido': [25.5, 0.0], 'Santiago': [25.9, 0.0], 'Chevmain': [27.0, 0.0], 'Redondo': [27.5, 0.0], 'El Segundo': [28.0, 0.0], 'Viejo': [29.4, 0.0]} | 6847.5005 | 1376.2163 | 0.20098 | 5471.2842 | 0.79902 | 146.0967 | 0.021336 | 5475.3618 | 0.79961 | 5329.2651 | 0.77828 | 17.4252 | 39.3639 | 0.0057486 | 0 | 0 | 0 | 6183.4941 | 0.90303 | 73.5596 | 0.010743 | 3817.1431 | 0.55745 | 3030.3574 | 21.983 | 0.0032104 | 6825.5175 | 20.4471 | 0.0029861 | 6827.0533 | 3839.126 | 0.56066 | 3008.3745 | 2771.2117 | 0.4047 | 4076.2888 | 953.9269 | 0.13931 | 5893.5735
180 | Warnerville | SPGE | PGE GBA | {'Riverbank': [6.1, 30252.0], 'Ripon': [18.8, 12805.0], 'Chinese Station': [19.9, 383.0], 'Peoria': [20.0, 383.0], 'New Melones': [20.5, 383.0], 'Bellota': [22.1, 7527.0], 'Westley': [24.8, 706.0], 'Vierra': [26.1, 502.0], 'Weber': [26.9, 381.0], 'Rancho Seco - Bellota (Proposed)': [29.0, 631.0]} | 315400.0312 | 44852.0781 | 0.14221 | 270547.9375 | 0.85779 | 66035.2109 | 0.20937 | 249431.4375 | 0.79084 | 183396.2266 | 0.58147 | 11.6304 | 122098.6328 | 0.38712 | 75247.7656 | 0.23858 | 0 | 132005.0938 | 0.41853 | 0 | 0 | 200126.5781 | 0.63452 | 115273.4531 | 50207.9648 | 0.15919 | 265192.0664 | 95762.1953 | 0.30362 | 219637.8359 | 227742.0781 | 0.72207 | 87657.9531 | 73898.4062 | 0.2343 | 241501.625 | 25078.5684 | 0.079514 | 290321.4629
262 | Waukena | SPGE | PGE Fresno | {'Corcoran': [2.3, 183851.0], 'GWF Hanford': [9.9, 127866.0], 'Alpaugh': [13.8, 75262.0], 'Leprino': [15.9, 107448.0], 'Olive': [18.2, 55631.0], 'Henrietta': [19.6, 74064.0], 'Mustang': [20.2, 68700.0], 'Rector': [21.8, 5894.0], 'Kingsburg': [24.2, 16536.0], 'Gates-Midway (Proposed)': [26.9, 9174.0], 'Smyrna': [29.8, 73.0]} | 396352.9375 | 198094.4844 | 0.49979 | 198258.4531 | 0.50021 | 107009.9531 | 0.26999 | 374736.6875 | 0.94546 | 267726.7344 | 0.67548 | 7.7531 | 210795.1406 | 0.53184 | 139415.5938 | 0.35175 | 0 | 2455.9216 | 0.0061963 | 0 | 0 | 52896.5703 | 0.13346 | 343456.3672 | 5782.771 | 0.01459 | 390570.1665 | 22456.2285 | 0.056657 | 373896.709 | 73119.2188 | 0.18448 | 323233.7188 | 1220.2249 | 0.0030786 | 395132.7126 | 13221.3281 | 0.033357 | 383131.6094
157 | Weber | NORTHERN CALIFORNIA | PGE GBA | {'Stagg': [7.7, 24582.0], 'Vierra': [8.6, 27333.0], 'Eight Mile': [12.2, 16412.0], 'Ripon': [12.4, 28678.0], 'Bellota': [14.0, 40960.0], 'Lockeford': [14.3, 24166.0], 'Rancho Seco - Bellota (Proposed)': [19.8, 16688.0], 'Riverbank': [20.9, 18593.0], 'Kelso': [21.5, 0.0], 'Delta Pumps': [22.4, 0.0], 'Tesla': [22.8, 0.0], 'Midway Green Ridge Services': [23.2, 0.0], 'Camanche': [23.4, 9798.0], 'Westley': [23.6, 1355.0], 'Brentwood': [23.8, 0.0], 'Warnerville': [26.9, 381.0], 'Lone Tree': [28.4, 0.0], 'Grand Island': [28.8, 0.0]} | 299097.8125 | 46295 | 0.15478 | 252802.8125 | 0.84522 | 23697.7695 | 0.079231 | 223436.7969 | 0.74704 | 199739.0273 | 0.66781 | 17.48 | 71295.8047 | 0.23837 | 193957.1094 | 0.64847 | 0 | 2654.4744 | 0.0088749 | 0 | 0 | 43290.7266 | 0.14474 | 255807.0859 | 11821.3857 | 0.039523 | 287276.4268 | 35061.1328 | 0.11722 | 264036.6797 | 75736.6641 | 0.25322 | 223361.1484 | 951.2832 | 0.0031805 | 298146.5293 | 15663.6807 | 0.05237 | 283434.1318
34 | West Fresno | SPGE | PGE Fresno | {'California Ave': [3.0, 65081.0], 'Kearney (New)': [3.6, 72111.0], 'Malaga': [5.4, 54163.0], 'Gregg': [10.8, 29555.0], 'Sanger': [11.6, 29973.0], 'McCall': [12.4, 36764.0], 'Mc Mullin': [12.8, 51487.0], 'Borden': [16.8, 16563.0], 'Kingsburg': [20.6, 16387.0], 'Wahtoke': [21.5, 18064.0], 'Helm': [21.7, 27696.0], 'Reedley': [25.8, 4044.0], 'Schindler': [28.1, 4739.0]} | 276936.125 | 82699.6562 | 0.29862 | 194236.4688 | 0.70138 | 9032.7344 | 0.032617 | 184381.3594 | 0.66579 | 175348.625 | 0.63317 | 21.9293 | 75341.3125 | 0.27205 | 175709.4844 | 0.63448 | 0 | 12613.3662 | 0.045546 | 0 | 0 | 17664.8848 | 0.063787 | 259271.2402 | 18547.5625 | 0.066974 | 258388.5625 | 18027.6113 | 0.065097 | 258908.5137 | 29549.584 | 0.1067 | 247386.541 | 16.2102 | 5.8534e-05 | 276919.9148 | 4638.0674 | 0.016748 | 272298.0576
242 | Westley | SPGE | PGE Fresno | {'Ripon': [12.6, 3988.0], 'Crow Creek': [14.7, 10416.0], 'Fink (Proposed)': [14.9, 10108.0], 'Vierra': [15.5, 3368.0], 'Riverbank': [20.9, 1894.0], 'Tesla': [21.7, 580.0], 'Miller': [23.1, 2769.0], 'Midway Green Ridge Services': [23.2, 487.0], 'Weber': [23.6, 1355.0], 'Warnerville': [24.8, 706.0], 'Kelso': [26.4, 89.0], 'Delta Pumps': [27.4, 6.0], 'Stagg': [29.6, 0.0]} | 296049.8125 | 15090.8486 | 0.050974 | 280958.9688 | 0.94903 | 58794.5 | 0.1986 | 245609.5156 | 0.82962 | 186815.0156 | 0.63103 | 13.3782 | 24351.5625 | 0.082255 | 163629.2188 | 0.55271 | 0 | 78210.5 | 0.26418 | 18977.9609 | 0.064104 | 170142.9219 | 0.57471 | 125906.8906 | 49507.3477 | 0.16723 | 246542.4648 | 61906.9062 | 0.20911 | 234142.9062 | 182666.1406 | 0.61701 | 113383.6719 | 72536.3359 | 0.24501 | 223513.4766 | 9882.7236 | 0.033382 | 286167.0889
63 | Westpark | SPGE | PGE Kern | {'Rosedale': [2.1, 50687.0], 'Bakersfield': [2.2, 50320.0], 'Kern Power': [3.2, 47053.0], 'Stockdale': [4.2, 42218.0], 'Kern Oil': [4.7, 42433.0], 'Columbus': [5.9, 43913.0], 'Sycamore': [6.1, 38672.0], 'Tevis': [6.3, 34513.0], 'Magunden': [6.7, 40356.0], '7th Standard': [6.8, 36320.0], 'Renfro': [7.0, 38488.0], 'Cal Water': [8.5, 37700.0], 'Lerdo': [10.8, 28533.0], 'Unknown - 3327': [11.3, 21249.0], 'Lamont': [11.4, 21197.0], 'Tupman': [13.1, 17497.0], 'Rio Bravo': [13.3, 21673.0], 'Grimmway-Malaga': [13.4, 22086.0], 'Poso Mt.': [13.6, 26885.0], 'Norco': [16.3, 13220.0], 'Shafter': [18.4, 14679.0], 'Wheeler Ridge': [20.0, 17425.0], 'Elk Hills': [21.6, 5028.0], 'Midway - Wheeler Ridge (Proposed)': [21.7, 8898.0], 'Charca': [22.8, 8647.0], 'Midway': [23.3, 3515.0], 'Semitropic': [27.3, 2037.0], 'Taft': [29.9, 0.0]} | 294014.25 | 54744.8164 | 0.1862 | 239269.4375 | 0.8138 | 25446.8887 | 0.08655 | 264048.875 | 0.89808 | 238601.9863 | 0.81153 | 12.6 | 25691.2031 | 0.087381 | 130795.4062 | 0.44486 | 0 | 64701.6094 | 0.22006 | 0 | 0 | 99196.5234 | 0.33739 | 194817.7266 | 45889.1172 | 0.15608 | 248125.1328 | 84939.4531 | 0.2889 | 209074.7969 | 139467.6094 | 0.47436 | 154546.6406 | 23001.5312 | 0.078233 | 271012.7188 | 15337.4199 | 0.052166 | 278676.8301
64 | Wheeler Ridge | SPGE | PGE Kern | {'Grimmway-Malaga': [12.7, 20569.0], 'Pastoria': [13.0, 2418.0], 'Lamont': [15.7, 18843.0], 'Unknown - 3327': [15.7, 18878.0], 'Stockdale': [16.6, 27875.0], 'Midway - Wheeler Ridge (Proposed)': [16.7, 17649.0], 'Tevis': [18.1, 25827.0], 'Magunden': [19.0, 18552.0], 'West Park': [20.0, 17425.0], 'Bakersfield': [20.7, 14673.0], 'Rosedale': [20.7, 15868.0], 'Kern Power': [21.2, 14037.0], 'Columbus': [21.5, 11740.0], 'Renfro': [23.2, 10448.0], 'Norco': [23.2, 15529.0], 'Cal Water': [23.4, 6237.0], 'Bailey': [24.4, 0.0], 'Kern Oil': [24.4, 6183.0], 'Elk Hills': [24.6, 10394.0], 'Tupman': [24.8, 8376.0], 'Sycamore': [25.1, 3691.0], '7th Standard': [25.8, 5307.0], 'Taft': [28.8, 271.0], 'Rio Bravo': [29.2, 652.0]} | 289823.2812 | 34446.8984 | 0.11885 | 255376.375 | 0.88115 | 42008.9102 | 0.14495 | 276097.6875 | 0.95264 | 234088.7773 | 0.80769 | 7.7228 | 38724.7422 | 0.13362 | 179151.875 | 0.61814 | 0 | 40808.3516 | 0.1408 | 87.2992 | 0.00030122 | 58916.3828 | 0.20328 | 230906.8984 | 63083.7773 | 0.21766 | 226739.5039 | 99411.6562 | 0.34301 | 190411.625 | 125416.2969 | 0.43273 | 164406.9844 | 15985.9912 | 0.055158 | 273837.29 | 4174.894 | 0.014405 | 285648.3872
254 | Whirlwind | GREATER TEHACHAPI | SCE Northern | {'Antelope': [14.1, 77690.0], 'Windhub': [15.0, 46049.0], 'Highwind': [16.9, 25419.0], 'Bailey': [20.1, 7482.0], 'Pastoria': [23.7, 853.0]} | 294329.4375 | 116688.4609 | 0.39646 | 177640.9688 | 0.60354 | 26789.9336 | 0.09102 | 116309.1328 | 0.39517 | 89519.1992 | 0.30415 | 38.2444 | 5783.5166 | 0.01965 | 4648.5044 | 0.015794 | 0 | 47949.0352 | 0.16291 | 12963.8477 | 0.044045 | 64297.9219 | 0.21846 | 230031.5156 | 106326.875 | 0.36125 | 188002.5625 | 78481.8125 | 0.26665 | 215847.625 | 159140.6406 | 0.54069 | 135188.7969 | 61706.9492 | 0.20965 | 232622.4883 | 4585.6724 | 0.01558 | 289743.7651
107 | Wilson | SPGE | PGE Fresno | {'Merced': [4.6, 33076.0], 'Le Grand': [10.5, 32712.0], 'Dairyland': [17.2, 28397.0], 'Newhall': [29.8, 79.0]} | 301515.3438 | 37038.793 | 0.12284 | 264476.5625 | 0.87716 | 83482.5391 | 0.27688 | 274391.25 | 0.91004 | 190908.7109 | 0.63316 | 8.3234 | 114467.8125 | 0.37964 | 84001.2969 | 0.2786 | 0 | 88000.0781 | 0.29186 | 0 | 0 | 150217.9844 | 0.49821 | 151297.3594 | 132175.7188 | 0.43837 | 169339.625 | 154366.5469 | 0.51197 | 147148.7969 | 211885.2188 | 0.70273 | 89630.125 | 65315.918 | 0.21663 | 236199.4258 | 55099.3828 | 0.18274 | 246415.9609
253 | Windhub | GREATER TEHACHAPI | SCE Northern | {'Highwind': [7.1, 50458.0], 'Whirlwind': [15.0, 46049.0], 'Antelope': [24.0, 18988.0]} | 225077.1875 | 84164.4766 | 0.37394 | 140912.7188 | 0.62606 | 17818.5254 | 0.079166 | 94794.0078 | 0.42116 | 76975.4824 | 0.342 | 33.6629 | 925.8005 | 0.0041133 | 2588.0818 | 0.011499 | 0 | 32902.6406 | 0.14618 | 21623.5508 | 0.096072 | 70645.0938 | 0.31387 | 154432.0938 | 57585.0195 | 0.25585 | 167492.168 | 57596.5742 | 0.2559 | 167480.6133 | 126138.0234 | 0.56042 | 98939.1641 | 51114.7852 | 0.2271 | 173962.4023 | 2505.1526 | 0.01113 | 222572.0349
233 | Woodland | NORTHERN CALIFORNIA | PGE NGBA | {'Davis': [9.3, 11218.0], 'Madison': [11.3, 11712.0], 'Putah Creek': [16.7, 9040.0], 'Vaca-Dixon & Gc Yard': [21.0, 4581.0], 'Rio Oso': [23.7, 164.0], 'Pleasant Grove': [26.4, 0.0], 'Peabody': [29.5, 17.0]} | 310116.625 | 14722.8252 | 0.047475 | 295393.8125 | 0.95252 | 29175.1465 | 0.094078 | 292338.9062 | 0.94267 | 263163.7598 | 0.8486 | 9.125 | 60600.1172 | 0.19541 | 204420.8594 | 0.65917 | 0 | 19266.1992 | 0.062126 | 0 | 0 | 134833.0312 | 0.43478 | 175283.5938 | 41977.8906 | 0.13536 | 268138.7344 | 123266.1953 | 0.39748 | 186850.4297 | 211935.875 | 0.68341 | 98180.75 | 4047.0547 | 0.01305 | 306069.5703 | 14105.2871 | 0.045484 | 296011.3379
8 | Wyandotte | NORTHERN CALIFORNIA | PGE NGBA | {'Palermo': [2.9, 21356.0], 'Thermalito': [5.1, 20426.0], 'Table Mt.': [7.1, 20418.0], 'Honcut': [12.2, 10611.0], 'Colgate': [21.8, 851.0], 'East Marysville': [22.7, 877.0], 'Pease': [23.1, 812.0], 'Olivehurst': [27.6, 0.0]} | 257985.9844 | 25916.3867 | 0.10046 | 232069.5938 | 0.89954 | 17602.6055 | 0.068231 | 186022.7969 | 0.72106 | 168420.1914 | 0.65283 | 15.8214 | 80270.6797 | 0.31114 | 26249.4824 | 0.10175 | 0 | 97052.1406 | 0.37619 | 8631.0332 | 0.033455 | 184300.5 | 0.71438 | 73685.4844 | 31467.2695 | 0.12197 | 226518.7148 | 95208.1094 | 0.36904 | 162777.875 | 222563.2344 | 0.8627 | 35422.75 | 58184.5703 | 0.22553 | 199801.4141 | 34233.6094 | 0.1327 | 223752.375
[5 empty] | 355117.9375 | 53467.3984 | 0.0015056 | 301650.5391 | 0.0084944 | 182921.0625 | 0.005151 | 0 | 0 | 167066.4062 | 0.0047045 | 5.1075 | 22837.5859 | 0.0006431 | 4103.5059 | 0.00011555 | 0 | 83547.25 | 0.0023527 | 0 | 0 | 159098.2656 | 0.0044802 | 196019.6719 | 24642.6113 | 0.00069393 | 330475.3262 | 71842.8359 | 0.0020231 | 283275.1016 | 201602.7656 | 0.0056771 | 153515.1719 | 221316.7656 | 0.0062322 | 133801.1719 | 3380.7527 | 9.5201e-05 | 351737.1848

## LandEnv_Solar_Data_20mi
CEC calculated land-use and environmental data criteria for in-state substations at a 20 mile radius for solar resource potential.
[5 empty] | Res. Potential Base (after techno-economic & protected areas exclusions) | Res. Potential after Core Land Use Screen (Lower Implications Land) | Percentage of Base Potential w/ Lower Implications | Res. Potential excluded by Core screen (Higher Implications Land) | Percentage of Base Potential w/ Higher Implications | Base Res. Potential w/ Parcelization value less than 6 | Percentage of Base Potential w/ Parcelization value less than 6 | Base Res. Potential w/ Parcelization value less than 30 | Percentage of Base Potential w/ Parcelization value less than 30 | Base Res. Potential w/ Parcelization value less than 30 & greater than 6 | Percentage of Base Potential w/ Parcelization value less than 30 & greater than 6 | 10th Percentile Parcelization Value | Base Res. Potential w/ Low Cropland Index Values | Percentage of Base Potential w/ Low Cropland Index Values | Base Res. Potential w/ High Cropland Index Values | Percentage of Base Potential w/ High Cropland Index Values | Substation in or near a Critically Overdrafted Groundwater Basin | Base Res. Potential w/ Tier 2 Fire Threat | Percentage of Base Potential w/ Tier 2 Fire Threat | Base Res. Potential w/ Tier 3 Fire Threat | Percentage of Base Potential w/ Tier 3 Fire Threat | Base Res. Potential w/ ACE Terrestrial Connectivity, 4 or 5, (High Implications) | Percentage of Base Potential w/ Terrestrial Connectivity High Implications | Base Res. Potential w/ Terrestrial Connectivity Low Implications | Base Res. Potential w/ ACE Biodiversity, 5, (High Implications) | Percentage of Base Potential w/ Biodiversity High Implications | Base Res. Potential w/ Biodiversity Low Implications | Base Res. Potential w/ ACE Irreplaceability, 4 or 5, (High Implications) | Percentage of Base Potential w/ Irreplaceability High Implications | Base Res. Potential w/ Irreplaceability Low Implications | Base Res. Potential w/ Any of the three ACE datasets High Implications | Percentage of Base Potential w/ Any of the three ACE datasets High Implications | Base Res. Potential w/ Any of the three ACE datasets Low Implications | Base Res. Potential w/ High Terrestrial Landscape Intactness | Percentage of Base Potential w/ High Terrestrial Landscape Intactness | Base Res. Potential w/ Low Terrestrial Landscape Intactness | Base Res. Potential w/ Classified as Wetlands | Percentage of Base Potential w/ Classified as Wetlands | Base Res. Potential w/ Not Classified as Wetlands
Blue columns indicate additional data calculate/added by CPUC staff in dashboard.
Distance in miles to nearby substations
OBJECTID | IRP_Substation_Name | RESOLVE_Solar_Area | RESOLVE_Name | Substation Overlaps [distance (mi), res. pot. (acres)] | RPB_Acres | TRP_Acres | Perc_TRP | High_Implication_Acres | Perc_HighImplication | Parcels_LT_6 | Perc_ParcLT6 | Parcels_LT_30 | Perc_ParcLT30 | Parcels_LT_30_GT6 | Perc_ParcLT30GT6 | 10th Percentile Parcelization | LowCrop_Acres | Perc_LowCrop | HighCrop_Acres | Perc_HighCrop | Critically overdrafted basin | FT_Tier2_Acres | Perc_FT_Tier2 | FT_Tier3_Acres | Perc_FT_Tier3 | Conn45_Acres | Perc_Conn45 | Low Conn Acres | Bio5_Acres | Perc_Bio5 | Low Bio Acres | Irr45_Acres | Perc_Irr45 | Low Irr Acres | ACE_All_Acres | Perc_AllACE | Low AllACE Acres | High_Intact_Acres | Perc_HighIntact | LowIntact Acres | Wetlands_Acres | Perc_Wetlands | Not Wetlands Acres
273 | 7th Standard | SPGE | PGE Kern | {'Renfro': [4.0, 77588.0], 'Lerdo': [4.3, 73897.0], 'Kern Power': [4.5, 74690.0], 'Rosedale': [5.3, 74234.0], 'Kern Oil': [6.2, 77402.0], 'West Park': [6.8, 71932.0], 'Rio Bravo': [7.3, 65426.0], 'Bakersfield': [8.0, 69685.0], 'Sycamore': [8.0, 73707.0], 'Tevis': [8.3, 65116.0], 'Stockdale': [9.2, 65182.0], 'Tupman': [9.8, 56821.0], 'Columbus': [11.2, 62506.0], 'Shafter': [11.7, 55281.0], 'Poso Mt.': [12.8, 55441.0], 'Cal Water': [13.0, 59210.0], 'Magunden': [13.0, 60492.0], 'Norco': [14.6, 37652.0], 'Charca': [16.0, 55945.0], 'Unknown - 3327': [18.0, 41707.0], 'Lamont': [18.1, 41330.0], 'Midway': [18.3, 22752.0], 'Elk Hills': [20.2, 26114.0], 'Grimmway-Malaga': [20.2, 27918.0], 'Semitropic': [20.5, 25921.0], 'Midway - Wheeler Ridge (Proposed)': [23.3, 17047.0], 'Wheeler Ridge': [25.8, 21992.0], 'Smyrna': [26.5, 13302.0], 'Goose Lake': [27.6, 15825.0], 'Vestal': [27.9, 23276.0], 'Taft': [28.8, 5311.0], 'Temblor': [32.1, 6839.0], 'Kernridge': [34.3, 5098.0], 'Olive': [36.2, 821.0], 'Pastoria': [38.4, 2202.0]} | 594598.5625 | 87297.8281 | 14.68% | 507300.75 | 85.32% | 101114.9219 | 17.01% | 55412769% | 93.19% | 453012.7656 | 76.19% | 10.2 | 62295.9297 | 10.48% | 290196.1875 | 48.81% | 0 | 151032.6875 | 25.4% | 0 | 0% | 198759.1406 | 33.43% | 395839.4219 | 108004.6719 | 18.16% | 486593.8906 | 210381.7969 | 35.38% | 384216.7656 | 317380.6562 | 53.38% | 277217.9062 | 60406.793 | 10.16% | 534191.7695 | 24084.1055 | 4.05% | 570514.457
261 | Alamitos | GREATER LA METRO | SCE Metro | {'Del Amo': [5.7, 2286.0], 'Long Beach': [7.3, 2183.0], 'Barre': [7.4, 2231.0], 'Harborgen': [7.5, 2183.0], 'Hinson': [8.0, 2183.0], 'Arcogen': [9.1, 2183.0], 'Lighthipe': [9.1, 2257.0], 'Ellis': [10.5, 2229.0], 'Huntington Beach': [10.8, 2155.0], 'Center': [11.3, 2200.0], 'Lewis': [11.9, 2074.0], 'Johanna': [14.6, 621.0], 'Laguna Bell': [14.8, 2198.0], 'La Fresa': [15.3, 2183.0], 'Villa Park': [15.6, 145.0], 'Olinda': [16.1, 117.0], 'Redondo': [17.6, 2183.0], 'El Nido': [18.2, 2183.0], 'Serrano': [18.3, 144.0], 'Walnut': [18.8, 102.0], 'Mesa': [18.8, 616.0], 'Chevmain': [19.9, 2181.0], 'Santiago': [20.3, 69.0], 'El Segundo': [21.1, 2181.0], 'La Cienega': [22.9, 1382.0], 'Rio Hondo': [24.4, 76.0], 'Goodrich': [26.6, 75.0], 'Viejo': [27.2, 67.0], 'Trabuco': [28.2, 67.0], 'Chino': [29.0, 102.0], 'Capistrano': [30.4, 67.0], 'Margarita': [30.9, 67.0], 'Gould': [31.9, 0.0], 'Mira Loma': [35.0, 102.0], 'Padua': [36.0, 76.0], 'Talega': [37.2, 0.0], 'Lee Lake (Proposed)': [37.4, 27.0], 'Rancho Vista': [39.4, 1.0], 'Etiwanda': [39.7, 0.0]} | 11310.123 | 2306.9595 | 0.20397 | 9003.1641 | 0.79603 | 1146.4392 | 0.10136 | 4847.6572 | 0.42861 | 3701.218 | 0.32725 | 49 | 0 | 0 | 0 | 0 | 0 | 597.7623 | 0.052852 | 0 | 0 | 165.8817 | 0.014667 | 11144.2413 | 1468.1439 | 0.12981 | 9841.9791 | 7875.3701 | 0.69631 | 3434.7529 | 8041.252 | 0.71098 | 3268.8711 | 397.1288 | 0.035113 | 10912.9943 | 560.3918 | 0.049548 | 10749.7313
185 | Alpaugh | SPGE | PGE Fresno | {'Olive': [4.6, 168308.0], 'Corcoran': [11.5, 163573.0], 'Waukena': [13.8, 159493.0], 'Smyrna': [17.0, 90153.0], 'Gates-Midway (Proposed)': [21.2, 112601.0], 'Vestal': [22.5, 26124.0], 'GWF Hanford': [23.7, 93099.0], 'Semitropic': [25.1, 38137.0], 'Charca': [25.6, 30063.0], 'Goose Lake': [25.9, 40940.0], 'Rector': [26.4, 15165.0], 'Leprino': [28.4, 79034.0], 'Arco': [28.7, 31976.0], 'Springville': [30.7, 14890.0], 'Henrietta': [31.5, 62917.0], 'Mustang': [31.8, 61671.0], 'Shafter': [32.0, 9420.0], 'Lerdo': [36.3, 2282.0], 'Kingsburg': [36.9, 3208.0], 'Avenal': [37.0, 6403.0], 'Rio Bravo': [37.6, 699.0], 'Midway': [38.6, 0.0], 'Kernridge': [39.3, 0.0], 'Gates': [39.3, 1253.0], 'Poso Mt.': [39.5, 3.0]} | 649672.4375 | 208881.9375 | 0.32152 | 440790.5 | 0.67848 | 160720.2188 | 0.24739 | 615874.8125 | 0.94798 | 455154.5938 | 0.70059 | 8.6667 | 245877 | 0.37846 | 277756.0938 | 0.42753 | 0 | 41448.3711 | 0.063799 | 0 | 0 | 176827.7812 | 0.27218 | 472844.6562 | 33026.2617 | 0.050835 | 616646.1758 | 102509.6172 | 0.15779 | 547162.8203 | 249929.2812 | 0.3847 | 399743.1562 | 3366.8403 | 0.0051824 | 646305.5972 | 32526.3438 | 0.050066 | 617146.0938
76 | Antelope | GREATER TEHACHAPI | SCE Northern | {'Whirlwind': [14.1, 119503.0], 'Vincent': [17.3, 68428.0], 'Pardee': [23.5, 21185.0], 'Windhub': [24.0, 84304.0], 'Saugus': [24.1, 19409.0], 'Bailey': [27.7, 30749.0], 'Sylmar-Pac Intertie': [28.7, 14773.0], 'Highwind': [28.8, 55479.0], 'Gould': [32.8, 10859.0], 'Pastoria': [35.2, 7973.0], 'Goodrich': [38.9, 8.0]} | 405711.7812 | 172963.4688 | 0.42632 | 232748.3125 | 0.57368 | 34922.7852 | 0.086078 | 133865.6875 | 0.32995 | 98942.9023 | 0.24387 | 44 | 6936.0552 | 0.017096 | 14774.7021 | 0.036417 | 0 | 60783.9062 | 0.14982 | 51420.0742 | 0.12674 | 48065.7148 | 0.11847 | 357646.0664 | 115942.5703 | 0.28578 | 289769.2109 | 76697.3906 | 0.18904 | 329014.3906 | 172229.3125 | 0.42451 | 233482.4688 | 81776.1953 | 0.20156 | 323935.5859 | 12859.332 | 0.031696 | 392852.4492
42 | Arco | SPGE | PGE Kern | {'Gates-Midway (Proposed)': [8.7, 101488.0], 'Avenal': [18.0, 56139.0], 'Goose Lake': [22.3, 46205.0], 'Cal Flats': [23.8, 15682.0], 'Cholame': [24.5, 9277.0], 'Kernridge': [25.0, 23655.0], 'Smyrna': [26.0, 42373.0], 'Caliente': [27.4, 9522.0], 'Olive': [27.6, 36402.0], 'Gates': [27.8, 39540.0], 'Carrizo Plains': [28.2, 5359.0], 'Solar': [28.4, 4220.0], 'Alpaugh': [28.7, 31976.0], 'Semitropic': [29.3, 19689.0], 'Temblor': [29.7, 8756.0], 'Corcoran': [30.5, 38967.0], 'Waukena': [31.3, 39297.0], 'Mustang': [31.5, 38920.0], 'Henrietta': [32.2, 37252.0], 'Leprino': [32.4, 37485.0], 'Charca': [35.0, 1571.0], 'Midway': [36.5, 0.0], 'GWF Hanford': [37.2, 7124.0], 'Shafter': [38.0, 0.0]} | 650144.75 | 121123.1641 | 0.1863 | 529021.5625 | 0.8137 | 213057.0625 | 0.32771 | 632934.1875 | 0.97353 | 419877.125 | 0.64582 | 6.8278 | 149153.375 | 0.22942 | 98476.2578 | 0.15147 | 0 | 205740.6094 | 0.31645 | 0 | 0 | 423370.3438 | 0.65119 | 226774.4062 | 29993.7793 | 0.046134 | 620150.9707 | 91967.5547 | 0.14146 | 558177.1953 | 462676.1562 | 0.71165 | 187468.5938 | 131873.4688 | 0.20284 | 518271.2812 | 19589.2441 | 0.030131 | 630555.5059
77 | Arcogen | GREATER LA METRO | SCE Metro | {'Hinson': [1.2, 2186.0], 'Harborgen': [2.8, 2186.0], 'Long Beach': [3.7, 2185.0], 'Lighthipe': [5.9, 2186.0], 'La Fresa': [6.3, 2188.0], 'Redondo': [8.6, 2188.0], 'Del Amo': [8.7, 2183.0], 'Alamitos': [9.1, 2183.0], 'El Nido': [9.2, 2188.0], 'Chevmain': [10.9, 2186.0], 'Center': [11.0, 2126.0], 'El Segundo': [12.1, 2186.0], 'Laguna Bell': [12.2, 2126.0], 'La Cienega': [14.8, 1387.0], 'Barre': [15.1, 2089.0], 'Mesa': [17.0, 541.0], 'Huntington Beach': [19.3, 2089.0], 'Ellis': [19.5, 2087.0], 'Lewis': [19.8, 1932.0], 'Olinda': [20.5, 14.0], 'Walnut': [21.4, 0.0], 'Villa Park': [23.5, 3.0], 'Johanna': [23.6, 479.0], 'Goodrich': [24.7, 0.0], 'Rio Hondo': [24.9, 0.0], 'Serrano': [26.1, 2.0], 'Gould': [28.0, 0.0], 'Santiago': [29.3, 2.0], 'Chino': [34.8, 0.0], 'Viejo': [36.1, 0.0], 'Sylmar-Pac Intertie': [36.7, 0.0], 'Trabuco': [37.2, 0.0], 'Capistrano': [39.4, 0.0], 'Margarita': [40.0, 0.0]} | 8626.6074 | 2171.8625 | 0.25176 | 6454.7451 | 0.74824 | 1080.7653 | 0.12528 | 3959.3088 | 0.45896 | 2878.5436 | 0.33368 | 57 | 0 | 0 | 0 | 0 | 0 | 0 | 0 | 0 | 0 | 10.0224 | 0.0011618 | 8616.585 | 1131.6841 | 0.13119 | 7494.9233 | 6349.8921 | 0.73608 | 2276.7153 | 6359.9146 | 0.73724 | 2266.6929 | 0 | 0 | 8626.6074 | 172.1854 | 0.01996 | 8454.4221
247 | Arkansas | GREATER IMPERIAL | SCE Eastern | {'Sonora': [2.7, 65392.0], 'Bannister': [7.8, 58808.0], 'El Centro': [23.2, 37155.0], 'Highline': [27.5, 27168.0], 'North Gila - IV (Proposed)': [31.1, 9460.0], 'Imperial Valley': [32.1, 12600.0], 'Red Bluff': [39.9, 0.0]} | 367023.4688 | 73172.4688 | 0.19937 | 293851 | 0.80063 | 56079.7891 | 0.1528 | 360658.4062 | 0.98266 | 304578.6172 | 0.82986 | 7.9632 | 68426.1406 | 0.18644 | 189989.8438 | 0.51765 | 0 | 0 | 0 | 0 | 0 | 22666.7773 | 0.061758 | 344356.6914 | 82238.5703 | 0.22407 | 284784.8984 | 99709.5391 | 0.27167 | 267313.9297 | 119563.3516 | 0.32576 | 247460.1172 | 51060.8516 | 0.13912 | 315962.6172 | 22353.9512 | 0.060906 | 344669.5176
70 | Avenal | SPGE | PGE Kern | {'Gates': [11.2, 99010.0], 'Cal Flats': [13.7, 32096.0], 'Arco': [18.0, 56139.0], 'Mustang': [20.7, 90395.0], 'Henrietta': [21.8, 87318.0], 'Cholame': [23.6, 10117.0], 'Leprino': [24.0, 85066.0], 'Gates-Midway (Proposed)': [24.4, 40977.0], 'Schindler': [29.3, 11003.0], 'Excelsior': [29.8, 3439.0], 'Waukena': [32.2, 51395.0], 'Corcoran': [32.6, 43583.0], 'GWF Hanford': [33.1, 43092.0], 'Cantua': [33.6, 940.0], 'Alpaugh': [37.0, 6403.0], 'Olive': [38.0, 1963.0], 'Goose Lake': [39.8, 20.0]} | 583123.1875 | 120355.3906 | 0.2064 | 462767.8125 | 0.7936 | 191958.25 | 0.32919 | 569974.625 | 0.97745 | 378016.375 | 0.64826 | 6.5584 | 124156.5547 | 0.21292 | 145615.3594 | 0.24972 | 0 | 162477.2656 | 0.27863 | 21137.6152 | 0.036249 | 267527.7812 | 0.45878 | 315595.4062 | 32837.7266 | 0.056314 | 550285.4609 | 104139.4453 | 0.17859 | 478983.7422 | 323253.1875 | 0.55435 | 259870 | 135944.1406 | 0.23313 | 447179.0469 | 5584.6167 | 0.0095771 | 577538.5708
78 | Bailey | GREATER TEHACHAPI | SCE Northern | {'Pastoria': [11.6, 12105.0], 'Whirlwind': [20.1, 32378.0], 'Wheeler Ridge': [24.4, 2056.0], 'Pardee': [25.7, 2996.0], 'Saugus': [26.9, 1846.0], 'Antelope': [27.7, 30749.0], 'Highwind': [31.7, 15748.0], 'Grimmway-Malaga': [32.8, 1089.0], 'Windhub': [33.2, 20824.0], 'Moorpark': [35.0, 25.0], 'Sylmar-Pac Intertie': [36.1, 406.0], 'Lamont': [36.2, 580.0], 'Unknown - 3327': [36.3, 580.0], 'Midway - Wheeler Ridge (Proposed)': [36.8, 10.0]} | 264778.7812 | 35150.1953 | 0.13275 | 229628.5938 | 0.86725 | 82929.0703 | 0.3132 | 206600.2812 | 0.78028 | 123671.2109 | 0.46707 | 10.2737 | 6214.7271 | 0.023471 | 21367.0508 | 0.080698 | 0 | 93538.5781 | 0.35327 | 61157.9375 | 0.23098 | 137000.9219 | 0.51742 | 127777.8594 | 97456.2109 | 0.36807 | 167322.5703 | 88834.7656 | 0.33551 | 175944.0156 | 196310.1094 | 0.74141 | 68468.6719 | 103021.9688 | 0.38909 | 161756.8125 | 7357.0493 | 0.027786 | 257421.7319
43 | Bakersfield | SPGE | PGE Kern | {'West Park': [2.2, 81863.0], 'Columbus': [3.7, 71010.0], 'Kern Oil': [3.8, 73927.0], 'Rosedale': [4.2, 81186.0], 'Sycamore': [4.6, 70783.0], 'Magunden': [5.0, 70912.0], 'Kern Power': [5.3, 80192.0], 'Stockdale': [6.0, 75076.0], 'Cal Water': [6.3, 66398.0], '7th Standard': [8.0, 69685.0], 'Tevis': [8.4, 71524.0], 'Renfro': [9.0, 74664.0], 'Unknown - 3327': [10.1, 53002.0], 'Lamont': [10.2, 52526.0], 'Lerdo': [11.4, 56275.0], 'Poso Mt.': [12.2, 48119.0], 'Grimmway-Malaga': [12.6, 40205.0], 'Rio Bravo': [14.9, 52831.0], 'Tupman': [15.2, 50794.0], 'Norco': [18.6, 33899.0], 'Shafter': [19.7, 39661.0], 'Wheeler Ridge': [20.7, 34107.0], 'Midway - Wheeler Ridge (Proposed)': [23.6, 24531.0], 'Charca': [23.6, 38333.0], 'Elk Hills': [23.8, 23769.0], 'Midway': [25.3, 12842.0], 'Semitropic': [28.5, 13740.0], 'Vestal': [31.7, 15564.0], 'Taft': [32.1, 6508.0], 'Pastoria': [32.5, 9487.0], 'Smyrna': [34.1, 3316.0], 'Goose Lake': [35.6, 5497.0], 'Temblor': [39.0, 73.0]} | 555346.0625 | 81962.6953 | 0.14759 | 473383.375 | 0.85241 | 97800.5547 | 0.17611 | 519604.8438 | 0.93564 | 421804.2891 | 0.75953 | 9.4375 | 47836.3672 | 0.086138 | 243089.0781 | 0.43773 | 0 | 158384.8281 | 0.2852 | 1504.1674 | 0.0027085 | 220642.0469 | 0.39731 | 334704.0156 | 122446.4141 | 0.22049 | 432899.6484 | 196353.1562 | 0.35357 | 358992.9062 | 305842.8125 | 0.55072 | 249503.25 | 96767.5234 | 0.17425 | 458578.5391 | 23157.084 | 0.041698 | 532188.9785
113 | Barre | GREATER LA METRO | SCE Metro | {'Lewis': [4.8, 4099.0], 'Del Amo': [7.1, 2305.0], 'Alamitos': [7.4, 2231.0], 'Villa Park': [8.5, 2170.0], 'Ellis': [8.8, 2975.0], 'Johanna': [9.9, 2646.0], 'Olinda': [10.1, 1717.0], 'Center': [10.9, 2594.0], 'Serrano': [11.1, 2169.0], 'Huntington Beach': [11.2, 2901.0], 'Lighthipe': [12.2, 2163.0], 'Walnut': [13.9, 1478.0], 'Hinson': [13.9, 2089.0], 'Harborgen': [14.3, 2089.0], 'Long Beach': [14.3, 2089.0], 'Laguna Bell': [15.0, 2197.0], 'Arcogen': [15.1, 2089.0], 'Santiago': [15.8, 1767.0], 'Mesa': [17.4, 927.0], 'Rio Hondo': [20.4, 1354.0], 'La Fresa': [20.6, 2089.0], 'Chino': [21.8, 1686.0], 'Viejo': [21.9, 1157.0], 'El Nido': [23.3, 2089.0], 'Redondo': [23.5, 2089.0], 'Goodrich': [24.4, 79.0], 'Trabuco': [24.6, 813.0], 'Chevmain': [25.1, 2087.0], 'La Cienega': [26.3, 1288.0], 'El Segundo': [26.3, 2087.0], 'Margarita': [27.1, 813.0], 'Capistrano': [27.4, 813.0], 'Mira Loma': [27.6, 1497.0], 'Padua': [29.1, 1354.0], 'Gould': [30.8, 0.0], 'Lee Lake (Proposed)': [30.9, 755.0], 'Rancho Vista': [32.1, 1279.0], 'Etiwanda': [32.5, 1279.0], 'Talega': [34.1, 445.0], 'San Onofre': [39.0, 2.0]} | 22583.2051 | 4234.3081 | 0.1875 | 18348.8965 | 0.8125 | 1681.4882 | 0.074457 | 14078.5186 | 0.62341 | 12397.0304 | 0.54895 | 49 | 60.0256 | 0.002658 | 37.1755 | 0.0016462 | 0 | 8165.6431 | 0.36158 | 2826.3821 | 0.12515 | 5917.0112 | 0.26201 | 16666.1938 | 2474.3333 | 0.10957 | 20108.8718 | 10858.9893 | 0.48084 | 11724.2158 | 16272.5566 | 0.72056 | 6310.6484 | 5726.0918 | 0.25356 | 16857.1133 | 1703.9087 | 0.07545 | 20879.2964
294 | Bay Boulevard | SAN DIEGO | SDGE Imperial | {'Silvergate': [6.6, 1576.0], 'Miguel': [8.1, 1761.0], 'Otay Mesa': [11.0, 1527.0], 'Old Town': [12.3, 1129.0], 'Mission': [12.3, 1532.0], 'Kearny': [15.6, 1526.0], 'Sycamore Canyon': [21.6, 1468.0], 'Penasquitos': [22.6, 1035.0], 'Suncrest': [27.7, 709.0], 'Escondido': [35.6, 0.0], 'Palomar Airport': [37.2, 22.0], 'Encina': [39.0, 0.0], 'Suncrest - Ocotillo (Proposed)': [39.9, 0.0]} | 25603.9766 | 1773.9304 | 0.069283 | 23830.0469 | 0.93072 | 4339.4043 | 0.16948 | 13726.543 | 0.53611 | 9387.1387 | 0.36663 | 21.4091 | 79.3981 | 0.003101 | 14.4557 | 0.00056459 | 0 | 10020.209 | 0.39135 | 7605.959 | 0.29706 | 6318.7842 | 0.24679 | 19285.1924 | 16785.9453 | 0.6556 | 8818.0312 | 22433.8574 | 0.87619 | 3170.1191 | 23554.248 | 0.91994 | 2049.7285 | 7038.4048 | 0.27489 | 18565.5718 | 1379.2957 | 0.05387 | 24224.6809
295 | Beatty | SNV ELDORADO DESERT | SCE EOP | {'Lathrop': [27.5, 20135.0], 'Valley (VEA)': [29.5, 23932.0]} | 141137.5469 | 102920.0156 | 0.72922 | 38217.5312 | 0.27078 | 0 | 0 | 0 | 0 | 0 | 0 | 0 | 0 | 0 | 0 | 0 | 0 | 0 | 0 | 0 | 0 | 0 | 0 | 141137.5469 | 0 | 0 | 141137.5469 | 0 | 0 | 141137.5469 | 0 | 0 | 141137.5469 | 0.90588 | 6.4184e-06 | 141136.641 | 0.74056 | 5.2471e-06 | 141136.8063
175 | Bellevue | NORTHERN CALIFORNIA | PGE NGBA | {'Penngrove': [4.7, 24497.0], 'Fulton': [8.6, 21321.0], 'Lakeville': [11.3, 13706.0], 'Ignacio': [22.9, 6703.0], 'Tulucay': [25.8, 7244.0], 'Geysers Tap 1': [26.0, 1921.0], 'Eagle Rock': [31.5, 601.0], 'Carquinez': [32.1, 3993.0], 'Cloverdale': [33.1, 981.0]} | 323687.2188 | 25928.3691 | 0.080103 | 297758.8438 | 0.9199 | 25317.0957 | 0.078215 | 225833.5 | 0.69769 | 200516.4043 | 0.61948 | 16 | 36874.5938 | 0.11392 | 29420.1953 | 0.090891 | 0 | 101950.7109 | 0.31497 | 0 | 0 | 190409.0312 | 0.58825 | 133278.1875 | 129807.5234 | 0.40103 | 193879.6953 | 213666.5625 | 0.6601 | 110020.6562 | 282290.875 | 0.87211 | 41396.3438 | 105947.25 | 0.32731 | 217739.9688 | 18079.0234 | 0.055853 | 305608.1953
153 | Bellota | NORTHERN CALIFORNIA | PGE GBA | {'Rancho Seco - Bellota (Proposed)': [8.2, 52473.0], 'Lockeford': [10.7, 59147.0], 'Camanche': [13.7, 35773.0], 'Weber': [14.0, 63617.0], 'Riverbank': [18.0, 47758.0], 'Stagg': [18.3, 58399.0], 'Ripon': [19.3, 49638.0], 'Eight Mile': [20.0, 45802.0], 'Vierra': [20.7, 41002.0], 'Warnerville': [22.1, 33945.0], 'New Melones': [26.8, 3570.0], 'Peoria': [29.2, 1644.0], 'Chinese Station': [30.8, 725.0], 'Westley': [31.9, 11680.0], 'Grand Island': [34.7, 3805.0], 'Kelso': [35.5, 377.0], 'Delta Pumps': [36.3, 158.0], 'Tesla': [36.7, 239.0], 'Brentwood': [36.8, 0.0], 'Midway Green Ridge Services': [37.1, 158.0], 'Curtis': [37.9, 2.0]} | 499667.4375 | 77810.7188 | 0.15573 | 421856.7188 | 0.84427 | 70187.25 | 0.14047 | 362099.4375 | 0.72468 | 291912.1875 | 0.58421 | 15.9091 | 136027.75 | 0.27224 | 145613 | 0.29142 | 0 | 144432.5469 | 0.28906 | 1075.5472 | 0.0021525 | 222115.0938 | 0.44453 | 277552.3438 | 76847.5391 | 0.1538 | 422819.8984 | 176920.625 | 0.35408 | 322746.8125 | 299077.9062 | 0.59855 | 200589.5312 | 127209.6094 | 0.25459 | 372457.8281 | 48717.2578 | 0.097499 | 450950.1797
217 | Big Creek Hydro Facilities | SPGE | PGE Fresno | {'Sanger': [39.9, 0.0]} | 258795.8594 | 24790.6934 | 0.095792 | 234005.1719 | 0.90421 | 158098.7656 | 0.6109 | 223329.4531 | 0.86296 | 65230.6875 | 0.25205 | 10.9087 | 42.0546 | 0.0001625 | 0 | 0 | 0 | 118961.6953 | 0.45967 | 25826.9336 | 0.099797 | 44856.0547 | 0.17333 | 213939.8047 | 122817.2266 | 0.47457 | 135978.6328 | 101740.9375 | 0.39313 | 157054.9219 | 163037.8594 | 0.62999 | 95758 | 138331.7656 | 0.53452 | 120464.0938 | 11019.248 | 0.042579 | 247776.6113
203 | Birds Landing | NORTHERN CALIFORNIA | PGE GBA | {'Shiloh III': [3.2, 47792.0], 'Pittsburg': [7.1, 40879.0], 'Kirker': [8.3, 40565.0], 'Contra Costa': [9.0, 37390.0], 'Lone Tree': [12.9, 36463.0], 'Peabody': [13.5, 43069.0], 'Clayton': [14.6, 29401.0], 'Grand Island': [15.0, 38053.0], 'Brentwood': [16.5, 30920.0], 'Martinez': [17.3, 21140.0], 'Vaca-Dixon & Gc Yard': [19.7, 26962.0], 'Carquinez': [22.9, 6877.0], 'Delta Pumps': [25.1, 2522.0], 'Eight Mile': [25.1, 4514.0], 'Tulucay': [25.3, 6176.0], 'Kelso': [25.8, 2351.0], 'Cayetano': [26.9, 2189.0], 'Stagg': [27.8, 2556.0], 'Putah Creek': [28.9, 7547.0], 'Davis': [29.5, 5473.0], 'Midway Green Ridge Services': [30.5, 1655.0], 'Tesla': [31.9, 1256.0], 'Weber': [35.1, 65.0], 'Lockeford': [36.4, 0.0], 'Vierra': [37.8, 0.0], 'Eastshore': [37.9, 0.0], 'Woodland': [38.5, 715.0], 'Madison': [38.5, 2325.0], 'Ignacio': [38.8, 42.0]} | 342898.75 | 47990.0703 | 0.13995 | 294908.6875 | 0.86005 | 67688.4062 | 0.1974 | 303388.9375 | 0.88478 | 235700.5312 | 0.68738 | 12 | 85979.7266 | 0.25074 | 116452.3594 | 0.33961 | 0 | 107514.2031 | 0.31355 | 0 | 0 | 61170.5234 | 0.17839 | 281728.2266 | 97677.0234 | 0.28486 | 245221.7266 | 100608.6953 | 0.29341 | 242290.0547 | 142858.8125 | 0.41662 | 200039.9375 | 19015.4512 | 0.055455 | 323883.2988 | 52953.2969 | 0.15443 | 289945.4531
252 | BlytheSC 161 kV | RIVERSIDE | SCE Eastern | {'Colorado River': [12.6, 33908.0]} | 330180.0938 | 83490.9141 | 0.25286 | 246689.1875 | 0.74714 | 90319.1797 | 0.27355 | 235392.9219 | 0.71292 | 145073.7422 | 0.43938 | 8.7 | 22106.7363 | 0.066954 | 66166.5312 | 0.2004 | 0 | 0 | 0 | 0 | 0 | 84793.3359 | 0.25681 | 245386.7578 | 91131.1953 | 0.276 | 239048.8984 | 68105.4766 | 0.20627 | 262074.6172 | 123672.6094 | 0.37456 | 206507.4844 | 109174.0547 | 0.33065 | 221006.0391 | 9587.4512 | 0.029037 | 320592.6426
96 | Borden | SPGE | PGE Fresno | {'Gregg': [6.1, 72763.0], 'Kearney (New)': [16.0, 53891.0], 'West Fresno': [16.8, 45038.0], 'California Ave': [18.6, 38020.0], 'Newhall': [19.4, 69508.0], 'Dairyland': [20.5, 61466.0], 'Malaga': [21.3, 33320.0], 'Mc Mullin': [22.7, 38429.0], 'Le Grand': [24.2, 42215.0], 'Helm': [25.2, 43216.0], 'Sanger': [25.5, 16873.0], 'McCall': [28.8, 13147.0], 'Mendota': [29.7, 26880.0], 'Tranquility': [32.7, 16131.0], 'Wilson': [34.6, 10713.0], 'Wahtoke': [36.3, 27.0], 'Cheney': [36.3, 4420.0], 'Merced': [36.8, 5545.0], 'Schindler': [36.9, 11461.0], 'Oro Loma': [37.1, 2774.0], 'Kingsburg': [37.3, 976.0], 'Panoche': [37.9, 1577.0], 'Excelsior': [38.6, 4502.0], 'Cantua': [39.4, 1227.0]} | 582075.25 | 103805.7266 | 0.17834 | 478269.5312 | 0.82166 | 107411.4844 | 0.18453 | 507479.125 | 0.87184 | 400067.6406 | 0.68731 | 13.5 | 203723.4062 | 0.34999 | 173444.3594 | 0.29798 | 0 | 236997.1406 | 0.40716 | 0 | 0 | 237831.5312 | 0.40859 | 344243.7188 | 191289.2031 | 0.32863 | 390786.0469 | 193123.9688 | 0.33179 | 388951.2812 | 345882.25 | 0.59422 | 236193 | 120815.2344 | 0.20756 | 461260.0156 | 95814.5312 | 0.16461 | 486260.7188
141 | Boulevard | GREATER IMPERIAL | SDGE Imperial | {'East County': [9.0, 34444.0], 'Suncrest - Ocotillo (Proposed)': [13.7, 35610.0], 'Ocotillo Express': [14.6, 27148.0], 'Suncrest': [26.0, 15774.0], 'Imperial Valley': [32.8, 4865.0], 'Otay Mesa': [37.8, 1333.0]} | 166709.5938 | 41758.6484 | 0.25049 | 124950.9453 | 0.74951 | 55971.7617 | 0.33574 | 143087.1406 | 0.8583 | 87115.3789 | 0.52256 | 8.1178 | 241.7145 | 0.0014499 | 214.3696 | 0.0012859 | 0 | 28039.5078 | 0.16819 | 106892.0234 | 0.64119 | 21298.834 | 0.12776 | 145410.7598 | 37451.0625 | 0.22465 | 129258.5312 | 54707.9727 | 0.32816 | 112001.6211 | 87922.8203 | 0.5274 | 78786.7734 | 70093.8438 | 0.42045 | 96615.75 | 4230.9224 | 0.025379 | 162478.6714
11 | Brentwood | NORTHERN CALIFORNIA | PGE GBA | {'Lone Tree': [4.9, 32411.0], 'Contra Costa': [8.0, 32266.0], 'Delta Pumps': [8.7, 5716.0], 'Kelso': [9.3, 5544.0], 'Cayetano': [13.5, 5383.0], 'Midway Green Ridge Services': [14.2, 4849.0], 'Kirker': [14.3, 31389.0], 'Pittsburg': [14.5, 31417.0], 'Tesla': [15.5, 4449.0], 'Clayton': [16.0, 26345.0], 'Birds Landing': [16.5, 30920.0], 'Stagg': [18.6, 2623.0], 'Eight Mile': [19.0, 4514.0], 'Shiloh III': [19.6, 30920.0], 'Grand Island': [22.1, 28681.0], 'Vierra': [23.5, 1703.0], 'Weber': [23.8, 887.0], 'Martinez': [24.9, 15359.0], 'Peabody': [29.9, 26205.0], 'Ripon': [31.1, 1700.0], 'Lockeford': [31.3, 0.0], 'Eastshore': [31.5, 1002.0], 'Carquinez': [33.3, 676.0], 'Newark': [33.5, 873.0], 'Westley': [34.8, 1703.0], 'Vaca-Dixon & Gc Yard': [35.8, 13528.0], 'Los Esteros': [36.7, 0.0], 'Bellota': [36.8, 0.0], 'Tulucay': [39.4, 0.0], 'Rancho Seco - Bellota (Proposed)': [39.9, 0.0]} | 391763.0625 | 34088.7383 | 0.087014 | 357674.3125 | 0.91299 | 93400.4062 | 0.23841 | 345149.4062 | 0.88102 | 251749 | 0.64261 | 12.1425 | 54157.1562 | 0.13824 | 168052.3125 | 0.42896 | 0 | 131492.8906 | 0.33564 | 885.6656 | 0.0022607 | 116970.5703 | 0.29857 | 274792.4922 | 136612.0938 | 0.34871 | 255150.9688 | 143080.8594 | 0.36522 | 248682.2031 | 193418.5469 | 0.49371 | 198344.5156 | 30625.9238 | 0.078175 | 361137.1387 | 35030.1602 | 0.089417 | 356732.9023
37 | Bridgeville | NORTHERN CALIFORNIA | PGE NGBA | {'Humboldt': [27.2, 22609.0]} | 229045.1719 | 56283.3047 | 0.24573 | 172761.875 | 0.75427 | 77218.1562 | 0.33713 | 217815.75 | 0.95097 | 140597.5938 | 0.61384 | 6.1718 | 168.0701 | 0.00073379 | 0 | 0 | 0 | 13358.8223 | 0.058324 | 944.6507 | 0.0041243 | 36513.4297 | 0.15942 | 192531.7422 | 48276.0938 | 0.21077 | 180769.0781 | 62923.1328 | 0.27472 | 166122.0391 | 86192.2422 | 0.37631 | 142852.9297 | 110506.6719 | 0.48247 | 118538.5 | 4214.5376 | 0.0184 | 224830.6343
111 | Brunswick | NORTHERN CALIFORNIA | PGE NGBA | {'Colgate': [10.8, 45711.0], 'Higgins': [13.3, 20436.0], 'Drum 1': [14.5, 53835.0], 'East Marysville': [28.6, 5312.0], 'Olivehurst': [28.9, 5290.0], 'Palermo': [30.1, 5589.0], 'Honcut': [30.6, 6606.0], 'Rio Oso': [30.9, 1620.0], 'Pleasant Grove': [31.8, 1216.0], 'Wyandotte': [32.5, 4539.0], 'Pease': [33.8, 5235.0], 'Summit': [35.7, 6161.0], 'Placerville': [37.1, 0.0], 'Thermalito': [37.5, 546.0], 'Table Mt.': [39.6, 0.0], 'Gold Hill': [40.0, 0.0]} | 331413.4062 | 70855.3828 | 0.2138 | 260558.0312 | 0.7862 | 18440.0078 | 0.055641 | 174558.4062 | 0.52671 | 156118.3984 | 0.47107 | 22.5 | 4608.2041 | 0.013905 | 1347.3096 | 0.0040653 | 0 | 194899.9531 | 0.58809 | 122567.2656 | 0.36983 | 216134.5156 | 0.65216 | 115278.8906 | 32316.2734 | 0.09751 | 299097.1328 | 52646.0547 | 0.15885 | 278767.3516 | 241607.9375 | 0.72902 | 89805.4688 | 67544.6094 | 0.20381 | 263868.7969 | 10949.1611 | 0.033038 | 320464.2451
4 | Cabrillo | SPGE | PGE Kern | {'Sisquoc': [17.3, 41064.0], 'Mesa': [25.2, 17242.0], 'Oceano': [32.7, 7060.0], 'Goleta': [33.7, 11782.0]} | 265502.2812 | 50195.3672 | 0.18906 | 215306.9062 | 0.81094 | 128749.3828 | 0.48493 | 254986.3594 | 0.96039 | 126236.9766 | 0.47546 | 6.5981 | 20708.4512 | 0.077997 | 28782.043 | 0.10841 | 0 | 102009.7969 | 0.38421 | 75.9769 | 0.00028616 | 109181.4844 | 0.41123 | 156320.7969 | 15494.8154 | 0.05836 | 250007.4658 | 105270.9531 | 0.3965 | 160231.3281 | 172450.1406 | 0.64952 | 93052.1406 | 90215.3828 | 0.33979 | 175286.8984 | 9494.4873 | 0.03576 | 256007.7939
219 | Cal Ave | SPGE | PGE Fresno | {'Malaga': [2.8, 132644.0], 'West Fresno': [3.0, 133366.0], 'Kearney (New)': [6.6, 125660.0], 'Sanger': [8.5, 84239.0], 'McCall': [10.2, 99594.0], 'Gregg': [12.5, 75384.0], 'Mc Mullin': [15.2, 99734.0], 'Borden': [18.6, 38020.0], 'Wahtoke': [18.7, 53797.0], 'Kingsburg': [18.9, 71030.0], 'Reedley': [22.9, 41159.0], 'Helm': [24.5, 64682.0], 'Schindler': [30.2, 51303.0], 'GWF Hanford': [31.7, 29105.0], 'Newhall': [32.8, 8080.0], 'Leprino': [33.4, 27767.0], 'Henrietta': [33.9, 24050.0], 'Excelsior': [34.1, 29500.0], 'Mustang': [34.7, 18958.0], 'Tranquility': [36.7, 10139.0], 'Cantua': [37.8, 7501.0], 'Dairyland': [38.3, 542.0], 'Mendota': [38.5, 1728.0]} | 564819.4375 | 141039.5156 | 0.24971 | 423779.9375 | 0.75029 | 41727.1328 | 0.073877 | 404393.4688 | 0.71597 | 362666.3359 | 0.64209 | 19.54 | 145643.5312 | 0.25786 | 286593.0312 | 0.50741 | 0 | 101699.125 | 0.18006 | 0 | 0 | 100145.0156 | 0.1773 | 464674.4219 | 92922.8359 | 0.16452 | 471896.6016 | 94597.5078 | 0.16748 | 470221.9297 | 158248 | 0.28017 | 406571.4375 | 60296.5 | 0.10675 | 504522.9375 | 39016.1953 | 0.069077 | 525803.2422
278 | Calcite | GREATER KRAMER | SCE NOL | {'Lugo - Pisgah (Proposed)': [18.2, 28949.0], 'Cool Water': [23.9, 109.0], 'Tortilla': [24.5, 3577.0], 'Victor': [26.9, 12607.0], 'Lugo': [27.8, 9649.0], 'Roadway': [28.5, 12244.0], 'Pisgah': [35.3, 0.0], 'San Bernardino': [35.5, 791.0], 'El Casco': [39.3, 0.0]} | 194983.8438 | 43746.0898 | 0.22436 | 151237.75 | 0.77564 | 55457.2734 | 0.28442 | 98685.2031 | 0.50612 | 43227.9297 | 0.2217 | 29.4863 | 31.8862 | 0.00016353 | 48.7045 | 0.00024979 | 0 | 8678.6387 | 0.04451 | 19528.5195 | 0.10015 | 57578.875 | 0.2953 | 137404.9688 | 52380.6562 | 0.26864 | 142603.1875 | 53737.6211 | 0.2756 | 141246.2227 | 103028.4688 | 0.52839 | 91955.375 | 80793.0938 | 0.41436 | 114190.75 | 906.3091 | 0.0046481 | 194077.5347
316 | Cal Flats |  | PGE Fresno | {'Cholame': [12.7, 65519.0], 'Avenal': [13.7, 32096.0], 'Gates': [21.7, 22168.0], 'Arco': [23.8, 15682.0], 'Templeton': [29.6, 38150.0], 'Gates-Midway (Proposed)': [32.3, 4317.0], 'Mustang': [33.7, 9581.0], 'Henrietta': [34.8, 8173.0], 'Solar': [36.8, 1849.0], 'Excelsior': [36.9, 82.0], 'Carrizo Plains': [37.3, 1357.0], 'Leprino': [37.4, 6244.0], 'Schindler': [38.1, 81.0], 'Cantua': [38.6, 0.0]} | 533239.875 | 89591.8438 | 0.16801 | 443648.0312 | 0.83199 | 194126.8594 | 0.36405 | 518120.8125 | 0.97165 | 323993.9531 | 0.6076 | 5.8 | 58983.207 | 0.11061 | 33863.25 | 0.063505 | 0 | 257309.2656 | 0.48254 | 76028.4141 | 0.14258 | 259504.3125 | 0.48666 | 273735.5625 | 35369.1406 | 0.066329 | 497870.7344 | 109030.7422 | 0.20447 | 424209.1328 | 306132.375 | 0.5741 | 227107.5 | 266134.375 | 0.49909 | 267105.5 | 6039.3096 | 0.011326 | 527200.5654
267 | Caliente | SPGE | PGE Kern | {'Carrizo Plains': [6.9, 39872.0], 'Solar': [8.1, 33222.0], 'Kernridge': [10.9, 47566.0], 'Temblor': [12.5, 44092.0], 'Goose Lake': [24.4, 25826.0], 'Midway': [26.3, 27081.0], 'Arco': [27.4, 9522.0], 'Gates-Midway (Proposed)': [28.9, 9186.0], 'Taft': [29.8, 12425.0], 'Semitropic': [31.0, 5240.0], 'Cholame': [31.7, 1423.0], 'Elk Hills': [32.3, 10050.0], 'Norco': [34.9, 741.0], 'Shafter': [35.0, 612.0], 'Smyrna': [35.0, 715.0], 'Tupman': [36.5, 0.0], 'Charca': [36.9, 151.0], 'Rio Bravo': [37.3, 92.0], 'Mesa': [39.6, 0.0]} | 430311.6562 | 55485.5391 | 0.12894 | 374826.125 | 0.87106 | 155941.8281 | 0.36239 | 408401.7812 | 0.94908 | 252459.9531 | 0.58669 | 7.358 | 22937.4434 | 0.053304 | 55472.4648 | 0.12891 | 0 | 127979.8203 | 0.29741 | 35912.0117 | 0.083456 | 228454.6875 | 0.53091 | 201856.9688 | 62288.082 | 0.14475 | 368023.5742 | 109821.4375 | 0.25521 | 320490.2188 | 303720.2812 | 0.70581 | 126591.375 | 171920.5469 | 0.39953 | 258391.1094 | 9006.9697 | 0.020931 | 421304.6865
248 | California Water | SPGE | PGE Kern | {'Columbus': [2.7, 66337.0], 'Magunden': [4.4, 64863.0], 'Sycamore': [5.5, 63238.0], 'Bakersfield': [6.3, 66398.0], 'Kern Oil': [6.9, 64638.0], 'West Park': [8.5, 66342.0], 'Lamont': [8.9, 46068.0], 'Unknown - 3327': [8.9, 46412.0], 'Poso Mt.': [10.0, 47174.0], 'Rosedale': [10.5, 65789.0], 'Kern Power': [11.5, 64845.0], 'Stockdale': [11.9, 59685.0], 'Grimmway-Malaga': [12.3, 32218.0], '7th Standard': [13.0, 59210.0], 'Tevis': [14.7, 56088.0], 'Renfro': [15.0, 59382.0], 'Lerdo': [15.1, 49242.0], 'Rio Bravo': [20.3, 42803.0], 'Tupman': [21.4, 35842.0], 'Wheeler Ridge': [23.4, 26118.0], 'Shafter': [24.3, 32674.0], 'Norco': [24.9, 18877.0], 'Charca': [27.1, 31817.0], 'Midway - Wheeler Ridge (Proposed)': [29.3, 15372.0], 'Elk Hills': [30.1, 9191.0], 'Vestal': [30.8, 16502.0], 'Midway': [31.1, 5048.0], 'Semitropic': [32.6, 6160.0], 'Pastoria': [33.7, 8994.0], 'Highwind': [37.0, 0.0], 'Smyrna': [37.3, 738.0], 'Taft': [38.3, 781.0]} | 486523.8438 | 67563.2891 | 0.13887 | 418960.5625 | 0.86113 | 96337.4453 | 0.19801 | 455663.4375 | 0.93657 | 359325.9922 | 0.73856 | 9.1735 | 25882.1777 | 0.053198 | 163368.9688 | 0.33579 | 0 | 189973.5625 | 0.39047 | 20104.4395 | 0.041323 | 251240.1562 | 0.5164 | 235283.6875 | 91233.5469 | 0.18752 | 395290.2969 | 151713.6406 | 0.31183 | 334810.2031 | 289554.1875 | 0.59515 | 196969.6562 | 149667.875 | 0.30763 | 336855.9688 | 13155.7852 | 0.02704 | 473368.0586
101 | Calpella | NORTHERN CALIFORNIA | PGE NGBA | {'Mendocino': [3.7, 58619.0], 'Ukiah': [3.7, 62360.0], 'Hopland': [16.6, 27726.0], 'Cloverdale': [29.3, 8687.0], 'Eagle Rock': [32.7, 7101.0], 'Geysers Tap 1': [38.6, 126.0]} | 358928.5938 | 66123.4297 | 0.18422 | 292805.1562 | 0.81578 | 33312.9922 | 0.092812 | 313597.375 | 0.8737 | 280284.3828 | 0.78089 | 9.7856 | 10996.583 | 0.030637 | 15951.6074 | 0.044442 | 0 | 147011.5 | 0.40958 | 41909.5234 | 0.11676 | 124454.4922 | 0.34674 | 234474.1016 | 92694.6172 | 0.25825 | 266233.9766 | 160520.2031 | 0.44722 | 198408.3906 | 241774.8281 | 0.6736 | 117153.7656 | 141085.9844 | 0.39308 | 217842.6094 | 6978.5439 | 0.019443 | 351950.0498
315 | Camanche | NORTHERN CALIFORNIA | PGE GBA | {'Rancho Seco - Bellota (Proposed)': [5.8, 42167.0], 'Lockeford': [9.9, 46378.0], 'Bellota': [13.7, 35773.0], 'Eight Mile': [22.0, 42028.0], 'Stagg': [23.3, 40531.0], 'Weber': [23.4, 30167.0], 'Grand Island': [30.8, 13067.0], 'Gold Hill': [31.3, 6950.0], 'Riverbank': [31.4, 6695.0], 'Vierra': [31.8, 9249.0], 'Ripon': [32.3, 8319.0], 'New Melones': [32.6, 349.0], 'Warnerville': [34.8, 2778.0], 'Peoria': [35.8, 19.0], 'Chinese Station': [37.8, 0.0], 'Placerville': [38.0, 0.0]} | 470011.4688 | 53801.957 | 0.11447 | 416209.5 | 0.88553 | 55486.0156 | 0.11805 | 338209.4062 | 0.71958 | 282723.3906 | 0.60152 | 16.1667 | 96310.8047 | 0.20491 | 104035.5391 | 0.22135 | 0 | 150172.8906 | 0.31951 | 1041.4071 | 0.0022157 | 247762.0781 | 0.52714 | 222249.3906 | 106761.5469 | 0.22715 | 363249.9219 | 199457.0625 | 0.42437 | 270554.4062 | 320242.1562 | 0.68135 | 149769.3125 | 143792.6562 | 0.30593 | 326218.8125 | 73248.4375 | 0.15584 | 396763.0312
18 | Cantua | SPGE | PGE Fresno | {'Excelsior': [6.5, 160669.0], 'Schindler': [11.4, 143395.0], 'Tranquility': [11.6, 144580.0], 'Helm': [14.5, 169568.0], 'Cheney': [17.6, 81996.0], 'Panoche': [20.4, 70726.0], 'Mendota': [21.1, 83386.0], 'Mc Mullin': [22.7, 121314.0], 'Gates': [23.3, 42603.0], 'Mustang': [27.2, 49902.0], 'Henrietta': [27.6, 47884.0], 'Newhall': [30.2, 55357.0], 'Leprino': [31.2, 24757.0], 'Kearney (New)': [31.8, 24935.0], 'Avenal': [33.6, 940.0], 'West Fresno': [35.2, 11835.0], 'Oro Loma': [36.1, 12038.0], 'Gregg': [37.6, 8101.0], 'California Ave': [37.8, 7501.0], 'Cal Flats': [38.6, 0.0], 'Malaga': [38.7, 3845.0], 'Borden': [39.4, 1227.0]} | 601064.375 | 182564.3594 | 0.30374 | 418500 | 0.69626 | 163491.3438 | 0.272 | 592072.6875 | 0.98504 | 428581.3438 | 0.71304 | 6.3948 | 213178.6094 | 0.35467 | 212477.6719 | 0.3535 | 0 | 87074.6484 | 0.14487 | 13389.3857 | 0.022276 | 210106.125 | 0.34956 | 390958.25 | 33251.3242 | 0.055321 | 567813.0508 | 87847.8359 | 0.14615 | 513216.5391 | 237341.9844 | 0.39487 | 363722.3906 | 87737.7422 | 0.14597 | 513326.6328 | 5566.6953 | 0.0092614 | 595497.6797
120 | Capistrano | GREATER LA METRO | SDGE Imperial | {'Margarita': [3.4, 2719.0], 'Trabuco': [3.5, 2715.0], 'Talega': [6.8, 2351.0], 'Viejo': [10.7, 2711.0], 'San Onofre': [11.8, 1769.0], 'Santiago': [12.0, 2567.0], 'Johanna': [17.6, 1326.0], 'Ellis': [20.0, 830.0], 'Huntington Beach': [20.2, 827.0], 'Lee Lake (Proposed)': [20.5, 2543.0], 'Serrano': [22.9, 848.0], 'Villa Park': [23.0, 841.0], 'Lewis': [24.5, 823.0], 'Barre': [27.4, 813.0], 'San Luis Rey': [28.2, 9.0], 'Alamitos': [30.4, 67.0], 'Encina': [32.2, 0.0], 'Valley': [33.3, 143.0], 'Olinda': [33.3, 348.0], 'Chino': [33.5, 332.0], 'Del Amo': [33.9, 28.0], 'Palomar Airport': [34.6, 0.0], 'Mira Loma': [34.6, 143.0], 'Long Beach': [36.7, 0.0], 'Harborgen': [37.2, 0.0], 'Walnut': [37.9, 124.0], 'Center': [38.3, 0.0], 'Hinson': [38.4, 0.0], 'Lighthipe': [38.8, 0.0], 'Arcogen': [39.4, 0.0]} | 45458.4727 | 2704.4307 | 0.059492 | 42754.043 | 0.94051 | 8555.5518 | 0.18821 | 31263.6953 | 0.68774 | 22708.1436 | 0.49954 | 42.5 | 684.2177 | 0.015051 | 73.5209 | 0.0016173 | 0 | 6597.9214 | 0.14514 | 32061.7578 | 0.7053 | 22395.6055 | 0.49266 | 23062.8672 | 22539.8359 | 0.49583 | 22918.6367 | 26895.7012 | 0.59165 | 18562.7715 | 40395.0312 | 0.88861 | 5063.4414 | 21757.0879 | 0.47861 | 23701.3848 | 3508.7532 | 0.077186 | 41949.7195
282 | Carpenter Canyon (fka Gamebird) | SNV ELDORADO DESERT | SCE EOP | {'Pahrump': [4.5, 48582.0], 'Crazy Eyes': [9.1, 31676.0], 'Vista 2': [12.4, 45308.0], 'Sandy Valley': [18.4, 14061.0], 'Innovation': [29.2, 17021.0], 'Desert View': [32.7, 1.0]} | 135670.3125 | 49608.0664 | 0.36565 | 86062.25 | 0.63435 | 18100.1875 | 0.13341 | 22576.1973 | 0.1664 | 4476.0098 | 0.032992 | 48.88 | 0 | 0 | 0 | 0 | 0 | 5.2318 | 3.8563e-05 | 0 | 0 | 3106.7661 | 0.022899 | 132563.5464 | 805.7341 | 0.0059389 | 134864.5784 | 22849.0859 | 0.16842 | 112821.2266 | 24449.0957 | 0.18021 | 111221.2168 | 16066.8633 | 0.11843 | 119603.4492 | 154.0374 | 0.0011354 | 135516.2751
172 | Carquinez | NORTHERN CALIFORNIA | PGE NGBA | {'Martinez': [8.9, 14400.0], 'Tulucay': [10.9, 20777.0], 'Ignacio': [15.9, 14416.0], 'Clayton': [18.3, 8582.0], 'Kirker': [19.3, 8351.0], 'Pittsburg': [19.5, 8207.0], 'Peabody': [20.2, 9458.0], 'Lakeville': [21.2, 9927.0], 'Shiloh III': [22.5, 7576.0], 'Birds Landing': [22.9, 6877.0], 'Contra Costa': [26.1, 1719.0], 'Vaca-Dixon & Gc Yard': [27.9, 4794.0], 'Martin': [28.2, 2462.0], 'Penngrove': [28.2, 7489.0], 'Lone Tree': [28.4, 800.0], 'Bellevue': [32.1, 3993.0], 'Putah Creek': [32.9, 4587.0], 'Eastshore': [33.0, 221.0], 'Brentwood': [33.3, 676.0], 'Cayetano': [35.6, 502.0], 'Grand Island': [37.1, 123.0], 'Fulton': [39.5, 0.0], 'Delta Pumps': [39.7, 54.0]} | 162763.5781 | 24074.4766 | 0.14791 | 138689.0938 | 0.85209 | 18707.2871 | 0.11494 | 118038 | 0.72521 | 99330.7129 | 0.61028 | 29.3448 | 18422.9043 | 0.11319 | 18853.9824 | 0.11584 | 0 | 50690.3594 | 0.31144 | 0 | 0 | 78464.5938 | 0.48208 | 84298.9844 | 38545.5898 | 0.23682 | 124217.9883 | 65129.457 | 0.40015 | 97634.1211 | 122195.8828 | 0.75076 | 40567.6953 | 39012.8086 | 0.23969 | 123750.7695 | 20385.8613 | 0.12525 | 142377.7168
158 | Carrizo Plains | SPGE | PGE Kern | {'Solar': [1.1, 40601.0], 'Caliente': [6.9, 39872.0], 'Kernridge': [17.5, 31905.0], 'Temblor': [19.4, 30139.0], 'Cholame': [26.9, 5270.0], 'Arco': [28.2, 5359.0], 'Goose Lake': [30.1, 15204.0], 'Gates-Midway (Proposed)': [31.7, 3091.0], 'Midway': [33.2, 17514.0], 'San Luis Obispo': [34.6, 2761.0], 'Mesa': [34.7, 474.0], 'Taft': [35.8, 4581.0], 'Oceano': [36.1, 2151.0], 'Semitropic': [37.2, 2530.0], 'Cal Flats': [37.3, 1357.0], 'Templeton': [38.0, 1065.0], 'Sisquoc': [38.3, 398.0], 'Elk Hills': [39.0, 2214.0]} | 421213.6562 | 47200.0898 | 0.11206 | 374013.5625 | 0.88794 | 168490.4062 | 0.40001 | 400988.8125 | 0.95198 | 232498.4062 | 0.55197 | 6.8606 | 20850.3008 | 0.049501 | 18253.3145 | 0.043335 | 0 | 141062.875 | 0.3349 | 71524.7656 | 0.16981 | 230285.5469 | 0.54672 | 190928.1094 | 56858.2383 | 0.13499 | 364355.418 | 102279.0938 | 0.24282 | 318934.5625 | 303442.0938 | 0.7204 | 117771.5625 | 209507.2344 | 0.49739 | 211706.4219 | 10228.2266 | 0.024283 | 410985.4297
204 | Cayetano | NORTHERN CALIFORNIA | PGE GBA | {'Delta Pumps': [9.3, 6855.0], 'Kelso': [10.0, 6691.0], 'Midway Green Ridge Services': [10.1, 6755.0], 'Tesla': [11.4, 6355.0], 'Brentwood': [13.5, 5383.0], 'Lone Tree': [14.4, 3710.0], 'Clayton': [17.8, 3710.0], 'Contra Costa': [18.0, 3535.0], 'Newark': [20.2, 3434.0], 'Eastshore': [20.5, 3549.0], 'Kirker': [20.8, 2686.0], 'Pittsburg': [21.7, 2686.0], 'Los Esteros': [23.2, 2532.0], 'Martinez': [26.8, 1884.0], 'Birds Landing': [26.9, 2189.0], 'Scott': [26.9, 2532.0], 'Vierra': [27.5, 1703.0], 'Stagg': [29.0, 67.0], 'Shiloh III': [30.1, 2189.0], 'Eight Mile': [30.9, 0.0], 'Weber': [31.6, 821.0], 'Westley': [32.8, 1703.0], 'Ripon': [34.2, 1700.0], 'Martin': [35.0, 0.0], 'Grand Island': [35.4, 0.0], 'Hicks': [35.6, 0.0], 'Metcalf 1': [35.6, 15.0], 'Carquinez': [35.6, 502.0], 'Metcalf Energy Center': [35.7, 15.0], 'Peabody': [39.3, 37.0]} | 275107.5 | 7939.2617 | 0.028859 | 267168.25 | 0.97114 | 87529.5 | 0.31816 | 246279.1094 | 0.89521 | 158749.6094 | 0.57705 | 12.4156 | 14237.9092 | 0.051754 | 54323.668 | 0.19746 | 0 | 175692.9531 | 0.63863 | 20787.2539 | 0.07556 | 164722.3125 | 0.59876 | 110385.1875 | 127145.6094 | 0.46217 | 147961.8906 | 147260.5938 | 0.53528 | 127846.9062 | 209123.9062 | 0.76015 | 65983.5938 | 99423.2109 | 0.3614 | 175684.2891 | 17214.0059 | 0.062572 | 257893.4941
79 | Center | GREATER LA METRO | SCE Metro | {'Laguna Bell': [4.0, 2415.0], 'Lighthipe': [5.2, 2304.0], 'Del Amo': [5.6, 2314.0], 'Mesa': [7.5, 1107.0], 'Hinson': [10.1, 2126.0], 'Walnut': [10.5, 506.0], 'Olinda': [10.6, 520.0], 'Barre': [10.9, 2594.0], 'Arcogen': [11.0, 2126.0], 'Alamitos': [11.3, 2200.0], 'Harborgen': [12.5, 2126.0], 'Long Beach': [13.2, 2126.0], 'La Fresa': [13.7, 2306.0], 'Rio Hondo': [14.1, 682.0], 'Lewis': [14.5, 2437.0], 'Goodrich': [15.4, 259.0], 'El Nido': [15.5, 2306.0], 'La Cienega': [16.4, 1505.0], 'Redondo': [17.1, 2126.0], 'Chevmain': [17.2, 2305.0], 'Villa Park': [17.4, 509.0], 'El Segundo': [18.3, 2305.0], 'Ellis': [19.2, 2162.0], 'Serrano': [19.4, 507.0], 'Gould': [20.7, 180.0], 'Johanna': [20.8, 984.0], 'Huntington Beach': [20.8, 2089.0], 'Chino': [25.0, 506.0], 'Santiago': [26.6, 122.0], 'Padua': [29.8, 506.0], 'Mira Loma': [31.6, 506.0], 'Viejo': [32.2, 1.0], 'Sylmar-Pac Intertie': [34.4, 180.0], 'Rancho Vista': [34.6, 431.0], 'Etiwanda': [35.0, 430.0], 'Trabuco': [35.4, 0.0], 'Margarita': [37.9, 0.0], 'Capistrano': [38.3, 0.0], 'Vincent': [38.4, 0.0], 'Lee Lake (Proposed)': [39.7, 0.0]} | 13160.0156 | 2794.7893 | 0.21237 | 10365.2266 | 0.78763 | 1171.9646 | 0.089055 | 8413.9395 | 0.63936 | 7241.9749 | 0.5503 | 52.1579 | 0 | 0 | 0 | 0 | 0 | 4848.6157 | 0.36844 | 4.4565 | 0.00033864 | 3351.3799 | 0.25466 | 9808.6357 | 644.0851 | 0.048943 | 12515.9305 | 5431.9116 | 0.41276 | 7728.104 | 8784.8271 | 0.66754 | 4375.1885 | 2528.1428 | 0.19211 | 10631.8728 | 921.1686 | 0.069998 | 12238.847
44 | Charca | SPGE | PGE Kern | {'Semitropic': [6.3, 70491.0], 'Shafter': [6.5, 79087.0], 'Smyrna': [10.5, 63684.0], 'Rio Bravo': [12.0, 63087.0], 'Lerdo': [12.3, 78119.0], 'Goose Lake': [14.3, 53591.0], 'Midway': [15.8, 32947.0], '7th Standard': [16.0, 55945.0], 'Renfro': [17.7, 49879.0], 'Tupman': [17.8, 45070.0], 'Kern Power': [20.3, 43338.0], 'Kern Oil': [20.7, 47864.0], 'Vestal': [21.0, 46815.0], 'Poso Mt.': [21.0, 57389.0], 'Olive': [21.1, 42781.0], 'Rosedale': [21.2, 42882.0], 'Sycamore': [21.7, 46245.0], 'Norco': [22.2, 27100.0], 'Tevis': [22.8, 37046.0], 'West Park': [22.8, 40580.0], 'Bakersfield': [23.6, 38333.0], 'Stockdale': [24.8, 36092.0], 'Alpaugh': [25.6, 30063.0], 'Kernridge': [26.0, 13342.0], 'Temblor': [26.0, 14111.0], 'Columbus': [26.1, 32325.0], 'Elk Hills': [26.5, 18784.0], 'Gates-Midway (Proposed)': [27.0, 23620.0], 'Cal Water': [27.1, 31817.0], 'Magunden': [28.4, 29548.0], 'Midway - Wheeler Ridge (Proposed)': [33.7, 1304.0], 'Taft': [33.8, 1512.0], 'Lamont': [33.8, 13646.0], 'Unknown - 3327': [33.8, 13944.0], 'Arco': [35.0, 1571.0], 'Grimmway-Malaga': [36.1, 1658.0], 'Caliente': [36.9, 151.0], 'Corcoran': [37.0, 4508.0], 'Waukena': [39.2, 1853.0]} | 602792.625 | 115151.4609 | 0.19103 | 487641.1562 | 0.80897 | 51274.6992 | 0.085062 | 562572.25 | 0.93328 | 511297.5508 | 0.84821 | 10.3953 | 118338.8516 | 0.19632 | 352075.1875 | 0.58407 | 0 | 113266.9297 | 0.1879 | 0 | 0 | 138279.625 | 0.2294 | 464513 | 55549.75 | 0.092154 | 547242.875 | 185238.5312 | 0.3073 | 417554.0938 | 275108.9062 | 0.45639 | 327683.7188 | 14966.2383 | 0.024828 | 587826.3867 | 27621.7129 | 0.045823 | 575170.9121
19 | Cheney | SPGE | PGE Fresno | {'Panoche': [3.1, 151121.0], 'Mendota': [7.3, 161799.0], 'Tranquility': [7.6, 135306.0], 'Cantua': [17.6, 81996.0], 'Oro Loma': [18.8, 89748.0], 'Newhall': [19.7, 129881.0], 'Helm': [20.0, 93771.0], 'Excelsior': [23.2, 60810.0], 'Schindler': [27.1, 43959.0], 'Mc Mullin': [30.3, 37710.0], 'Dairyland': [31.5, 39237.0], 'Borden': [36.3, 4420.0], 'Kearney (New)': [36.4, 2247.0], 'Gregg': [37.3, 3992.0], 'Los Banos': [39.7, 52.0]} | 567498.3125 | 165032.8125 | 0.29081 | 402465.5 | 0.70919 | 118277.5547 | 0.20842 | 556620.8125 | 0.98083 | 438343.2578 | 0.77241 | 6.4321 | 212552.1719 | 0.37454 | 206416.5312 | 0.36373 | 0 | 101160.2031 | 0.17826 | 7040.6606 | 0.012406 | 207438.625 | 0.36553 | 360059.6875 | 49220.0586 | 0.086732 | 518278.2539 | 104627.7656 | 0.18437 | 462870.5469 | 249116.3125 | 0.43897 | 318382 | 81856.1953 | 0.14424 | 485642.1172 | 16073.7041 | 0.028324 | 551424.6084
222 | Chevmain | GREATER LA METRO | SCE Metro | {'El Segundo': [1.2, 3289.0], 'El Nido': [1.8, 3239.0], 'Redondo': [3.8, 2733.0], 'La Fresa': [4.6, 2758.0], 'La Cienega': [6.9, 2489.0], 'Arcogen': [10.9, 2186.0], 'Hinson': [11.9, 2185.0], 'Harborgen': [13.2, 2184.0], 'Lighthipe': [13.2, 2287.0], 'Long Beach': [13.9, 2183.0], 'Laguna Bell': [15.5, 2304.0], 'Center': [17.2, 2305.0], 'Del Amo': [18.0, 2182.0], 'Mesa': [19.2, 721.0], 'Alamitos': [19.9, 2181.0], 'Goodrich': [24.9, 180.0], 'Barre': [25.1, 2087.0], 'Gould': [25.2, 481.0], 'Walnut': [27.0, 0.0], 'Olinda': [27.8, 13.0], 'Rio Hondo': [28.0, 177.0], 'Sylmar-Pac Intertie': [28.3, 1073.0], 'Lewis': [29.7, 1930.0], 'Huntington Beach': [30.2, 2087.0], 'Ellis': [30.4, 2085.0], 'Villa Park': [33.2, 2.0], 'Johanna': [34.2, 477.0], 'Serrano': [35.6, 0.0], 'Saugus': [37.2, 0.0], 'Pardee': [38.4, 0.0], 'Moorpark': [38.8, 7.0]} | 8764.04 | 3259.4492 | 0.37191 | 5504.5908 | 0.62809 | 1061.1046 | 0.12107 | 4531.9282 | 0.5171 | 3470.8236 | 0.39603 | 26.1875 | 0 | 0 | 0 | 0 | 0 | 281.3309 | 0.032101 | 3030.2849 | 0.34576 | 1169.3038 | 0.13342 | 7594.7362 | 1566.7346 | 0.17877 | 7197.3054 | 4305.7275 | 0.49129 | 4458.3125 | 4986.2876 | 0.56895 | 3777.7524 | 369.6757 | 0.042181 | 8394.3643 | 589.4962 | 0.067263 | 8174.5439
132 | Chino | GREATER LA METRO | SCE Metro | {'Mira Loma': [6.6, 5314.0], 'Padua': [8.7, 5121.0], 'Rancho Vista': [10.3, 5096.0], 'Etiwanda': [10.7, 5095.0], 'Serrano': [13.3, 5479.0], 'Olinda': [14.5, 5064.0], 'Villa Park': [15.5, 5280.0], 'Walnut': [15.6, 4181.0], 'Lewis': [18.2, 2500.0], 'Rio Hondo': [18.8, 1378.0], 'Vista': [20.8, 3722.0], 'Lee Lake (Proposed)': [21.6, 3116.0], 'Barre': [21.8, 1686.0], 'Johanna': [22.0, 1745.0], 'Viejo': [22.9, 1093.0], 'Santiago': [23.5, 1309.0], 'Mesa': [24.9, 409.0], 'Center': [25.0, 506.0], 'Goodrich': [25.7, 102.0], 'San Bernardino': [25.9, 301.0], 'Del Amo': [26.2, 189.0], 'Ellis': [26.4, 407.0], 'Laguna Bell': [27.0, 111.0], 'Alamitos': [29.0, 102.0], 'Lighthipe': [29.7, 75.0], 'Huntington Beach': [29.8, 332.0], 'Trabuco': [30.0, 335.0], 'Lugo': [31.0, 0.0], 'Margarita': [31.0, 335.0], 'Gould': [33.0, 0.0], 'Capistrano': [33.5, 332.0], 'Hinson': [33.6, 0.0], 'El Casco': [34.6, 0.0], 'Arcogen': [34.8, 0.0], 'Valley': [34.9, 3.0], 'Harborgen': [35.0, 0.0], 'Long Beach': [35.3, 0.0], 'Talega': [38.1, 3.0], 'La Fresa': [38.6, 0.0], 'Victor': [38.7, 0.0]} | 29440.6465 | 5497.0259 | 0.18672 | 23943.6211 | 0.81328 | 3957.8638 | 0.13444 | 18555.8633 | 0.63028 | 14597.9995 | 0.49585 | 27.0537 | 652.2577 | 0.022155 | 1374.2507 | 0.046679 | 0 | 11988.2441 | 0.4072 | 10758.1807 | 0.36542 | 12545.2383 | 0.42612 | 16895.4082 | 6267.1646 | 0.21287 | 23173.4819 | 10242.2998 | 0.3479 | 19198.3467 | 19572.2969 | 0.66481 | 9868.3496 | 12052.542 | 0.40938 | 17388.1045 | 3331.2798 | 0.11315 | 26109.3667
159 | Cholame | SPGE | PGE Fresno | {'Cal Flats': [12.7, 65519.0], 'Templeton': [21.4, 80886.0], 'Avenal': [23.6, 10117.0], 'Arco': [24.5, 9277.0], 'Solar': [26.1, 6100.0], 'Carrizo Plains': [26.9, 5270.0], 'Caliente': [31.7, 1423.0], 'Gates-Midway (Proposed)': [33.0, 4253.0], 'Gates': [33.5, 189.0], 'San Luis Obispo': [33.8, 17264.0], 'Morro Bay': [36.3, 10065.0], 'Kernridge': [37.6, 2.0]} | 587902.5625 | 111661.3438 | 0.18993 | 476241.2188 | 0.81007 | 207121.3125 | 0.35231 | 551799.125 | 0.93859 | 344677.8125 | 0.58628 | 6.75 | 60683.8359 | 0.10322 | 35672.6289 | 0.060678 | 0 | 320203.0938 | 0.54465 | 64971.1445 | 0.11051 | 237508.7969 | 0.40399 | 350393.7656 | 40330.7148 | 0.068601 | 547571.8477 | 98976.7188 | 0.16836 | 488925.8438 | 301077.4375 | 0.51212 | 286825.125 | 284039.5625 | 0.48314 | 303863 | 8745.1582 | 0.014875 | 579157.4043
12 | Clayton | NORTHERN CALIFORNIA | PGE GBA | {'Kirker': [6.3, 33326.0], 'Pittsburg': [7.5, 32896.0], 'Martinez': [9.4, 23611.0], 'Contra Costa': [10.9, 28115.0], 'Lone Tree': [11.4, 27370.0], 'Birds Landing': [14.6, 29401.0], 'Brentwood': [16.0, 26345.0], 'Shiloh III': [16.9, 29163.0], 'Cayetano': [17.8, 3710.0], 'Carquinez': [18.3, 8582.0], 'Delta Pumps': [21.4, 3644.0], 'Kelso': [22.4, 3549.0], 'Eastshore': [23.5, 1245.0], 'Peabody': [23.6, 26457.0], 'Midway Green Ridge Services': [25.7, 3146.0], 'Tulucay': [26.5, 7562.0], 'Tesla': [27.3, 2747.0], 'Grand Island': [28.6, 23486.0], 'Martin': [29.2, 446.0], 'Newark': [30.6, 947.0], 'Vaca-Dixon & Gc Yard': [31.7, 11285.0], 'Ignacio': [32.5, 4167.0], 'Eight Mile': [33.2, 1556.0], 'Stagg': [34.0, 395.0], 'Los Esteros': [35.7, 0.0], 'Scott': [39.2, 0.0], 'Vierra': [39.3, 0.0], 'Lakeville': [39.5, 1.0], 'Weber': [39.8, 0.0], 'Putah Creek': [40.0, 0.0]} | 181290.7812 | 35241.7578 | 0.19439 | 146049.0312 | 0.80561 | 27943.8887 | 0.15414 | 152487.3281 | 0.84112 | 124543.4395 | 0.68698 | 25.2667 | 32118.3613 | 0.17716 | 7873.5903 | 0.043431 | 0 | 113428.1797 | 0.62567 | 885.6656 | 0.0048853 | 54677.2148 | 0.3016 | 126613.5664 | 81968.0469 | 0.45214 | 99322.7344 | 102401.4844 | 0.56485 | 78889.2969 | 127849.4297 | 0.70522 | 53441.3516 | 32086.8535 | 0.17699 | 149203.9277 | 23803.5176 | 0.1313 | 157487.2637
176 | Cloverdale | NORTHERN CALIFORNIA | PGE NGBA | {'Eagle Rock': [11.0, 19060.0], 'Hopland': [12.7, 20554.0], 'Geysers Tap 1': [14.1, 13165.0], 'Fulton': [24.7, 7129.0], 'Ukiah': [25.8, 10913.0], 'Calpella': [29.3, 8687.0], 'Mendocino': [32.9, 6447.0], 'Bellevue': [33.1, 981.0], 'Penngrove': [37.7, 405.0]} | 349019.5 | 26972.4961 | 0.077281 | 322047 | 0.92272 | 36650.8633 | 0.10501 | 304127.4375 | 0.87138 | 267476.5742 | 0.76637 | 9.4034 | 18498.1641 | 0.053 | 21476.334 | 0.061533 | 0 | 110182.3984 | 0.31569 | 80569.1875 | 0.23084 | 178336.8594 | 0.51097 | 170682.6406 | 124555.4219 | 0.35687 | 224464.0781 | 221365.4219 | 0.63425 | 127654.0781 | 298234.4062 | 0.85449 | 50785.0938 | 148178.7969 | 0.42456 | 200840.7031 | 5605.6895 | 0.016061 | 343413.8105
109 | Coburn | SPGE | PGE GBA | {} | 476781.3125 | 59937.0078 | 0.12571 | 416844.3125 | 0.87429 | 223335.9375 | 0.46842 | 472536.8125 | 0.9911 | 249200.875 | 0.52267 | 5.3556 | 12582.9219 | 0.026391 | 78527.4453 | 0.1647 | 0 | 167861.5781 | 0.35207 | 166708.9219 | 0.34965 | 204730.0938 | 0.4294 | 272051.2188 | 53816.1602 | 0.11287 | 422965.1523 | 112630.4688 | 0.23623 | 364150.8438 | 267819.9688 | 0.56172 | 208961.3438 | 238218.3125 | 0.49964 | 238563 | 17041.7832 | 0.035743 | 459739.5293
276 | Colgate | NORTHERN CALIFORNIA | PGE NGBA | {'Brunswick': [10.8, 45711.0], 'Palermo': [19.5, 14487.0], 'Higgins': [20.5, 11203.0], 'Honcut': [21.7, 10554.0], 'Wyandotte': [21.8, 13386.0], 'East Marysville': [23.0, 6134.0], 'Drum 1': [23.2, 31273.0], 'Olivehurst': [25.1, 6057.0], 'Thermalito': [26.8, 7765.0], 'Pease': [27.6, 6057.0], 'Table Mt.': [28.8, 6786.0], 'Rio Oso': [31.1, 1576.0], 'Pleasant Grove': [35.7, 0.0]} | 387386.875 | 62486.4414 | 0.1613 | 324900.4375 | 0.8387 | 23462.0117 | 0.060565 | 212689.1875 | 0.54904 | 189227.1758 | 0.48847 | 20.4 | 15904.1006 | 0.041055 | 7470.2524 | 0.019284 | 0 | 205027.6719 | 0.52926 | 120470.2188 | 0.31098 | 264273.875 | 0.6822 | 123113 | 51884.7773 | 0.13394 | 335502.0977 | 72720.3594 | 0.18772 | 314666.5156 | 304619.1875 | 0.78634 | 82767.6875 | 87458.1797 | 0.22576 | 299928.6953 | 21207.582 | 0.054745 | 366179.293
257 | Colorado River | RIVERSIDE | SCE Eastern | {'Blythe': [12.6, 33908.0], 'Red Bluff': [29.8, 0.0]} | 263428.0625 | 34565.6328 | 0.13121 | 228862.4375 | 0.86879 | 92497.6328 | 0.35113 | 243014.1875 | 0.92251 | 150516.5547 | 0.57138 | 8.0624 | 21909.8008 | 0.083172 | 65966.9297 | 0.25042 | 0 | 0 | 0 | 0 | 0 | 97346.7266 | 0.36954 | 166081.3359 | 97306.3125 | 0.36938 | 166121.75 | 76346.1875 | 0.28982 | 187081.875 | 136066.5938 | 0.51652 | 127361.4688 | 113393.75 | 0.43045 | 150034.3125 | 5287.9858 | 0.020074 | 258140.0767
45 | Columbus | SPGE | PGE Kern | {'Cal Water': [2.7, 66337.0], 'Magunden': [2.8, 68284.0], 'Bakersfield': [3.7, 71010.0], 'Sycamore': [4.7, 64979.0], 'Kern Oil': [5.4, 67919.0], 'West Park': [5.9, 70999.0], 'Rosedale': [7.9, 70387.0], 'Unknown - 3327': [8.2, 49496.0], 'Lamont': [8.3, 49152.0], 'Kern Power': [9.0, 69407.0], 'Stockdale': [9.1, 64408.0], 'Poso Mt.': [11.1, 47430.0], '7th Standard': [11.2, 62506.0], 'Grimmway-Malaga': [11.3, 35302.0], 'Tevis': [12.0, 60796.0], 'Renfro': [12.7, 63915.0], 'Lerdo': [13.9, 50267.0], 'Rio Bravo': [18.3, 46658.0], 'Tupman': [18.9, 40279.0], 'Wheeler Ridge': [21.5, 29202.0], 'Norco': [22.2, 23384.0], 'Shafter': [22.7, 33652.0], 'Charca': [26.1, 32325.0], 'Midway - Wheeler Ridge (Proposed)': [26.6, 18548.0], 'Elk Hills': [27.4, 13586.0], 'Midway': [28.9, 7026.0], 'Semitropic': [31.3, 7736.0], 'Vestal': [31.7, 15371.0], 'Pastoria': [32.4, 9282.0], 'Taft': [35.6, 2658.0], 'Smyrna': [36.4, 966.0], 'Highwind': [37.9, 0.0], 'Goose Lake': [38.7, 533.0]} | 514331.7188 | 71050.3047 | 0.13814 | 443281.4062 | 0.86186 | 96067.7188 | 0.18678 | 481761.125 | 0.93667 | 385693.4062 | 0.74989 | 9.25 | 35061.6328 | 0.068169 | 197481.4688 | 0.38396 | 0 | 175973.4844 | 0.34214 | 11099.5449 | 0.021581 | 241804.8281 | 0.47013 | 272526.8906 | 112005.2031 | 0.21777 | 402326.5156 | 177154.1562 | 0.34444 | 337177.5625 | 298566.1562 | 0.58049 | 215765.5625 | 124637.4766 | 0.24233 | 389694.2422 | 16889.498 | 0.032838 | 497442.2207
13 | Contra Costa | NORTHERN CALIFORNIA | PGE GBA | {'Lone Tree': [3.9, 37809.0], 'Pittsburg': [6.7, 37886.0], 'Kirker': [6.9, 37858.0], 'Brentwood': [8.0, 32266.0], 'Birds Landing': [9.0, 37390.0], 'Clayton': [10.9, 28115.0], 'Shiloh III': [12.2, 37389.0], 'Delta Pumps': [16.3, 3868.0], 'Kelso': [17.1, 3696.0], 'Cayetano': [18.0, 3535.0], 'Martinez': [18.2, 16656.0], 'Grand Island': [19.1, 34106.0], 'Midway Green Ridge Services': [21.7, 3001.0], 'Peabody': [22.2, 32672.0], 'Eight Mile': [22.5, 4514.0], 'Tesla': [23.1, 2601.0], 'Stagg': [23.7, 2556.0], 'Carquinez': [26.1, 1719.0], 'Vaca-Dixon & Gc Yard': [28.7, 18953.0], 'Weber': [30.1, 65.0], 'Vierra': [31.1, 0.0], 'Tulucay': [31.5, 1009.0], 'Eastshore': [31.6, 859.0], 'Lockeford': [34.9, 0.0], 'Newark': [36.2, 727.0], 'Davis': [37.8, 0.0], 'Putah Creek': [37.9, 0.0], 'Ripon': [38.6, 0.0], 'Martin': [39.9, 0.0]} | 341094.25 | 38705.7305 | 0.11348 | 302388.5312 | 0.88652 | 95163.4609 | 0.27899 | 306313.25 | 0.89803 | 211149.7891 | 0.61904 | 8.5 | 65005.7422 | 0.19058 | 120584.3516 | 0.35352 | 0 | 121698.5859 | 0.35679 | 885.6656 | 0.0025965 | 85003.0703 | 0.24921 | 256091.1797 | 114254.9922 | 0.33497 | 226839.2578 | 119198.4375 | 0.34946 | 221895.8125 | 169636.625 | 0.49733 | 171457.625 | 21850.3926 | 0.06406 | 319243.8574 | 48736.2031 | 0.14288 | 292358.0469
216 | Control | GREATER KRAMER | SCE NOL | {'Inyo': [2.2, 11799.0]} | 69866.0078 | 13195.499 | 0.18887 | 56670.5078 | 0.81113 | 60649.4727 | 0.86808 | 68699.2891 | 0.9833 | 8049.8164 | 0.11522 | 2.1682 | 48.2944 | 0.00069124 | 0 | 0 | 0 | 15926.3018 | 0.22795 | 0 | 0 | 0 | 0 | 69866.0078 | 15194.5186 | 0.21748 | 54671.4893 | 17570.0039 | 0.25148 | 52296.0039 | 21769.9121 | 0.3116 | 48096.0957 | 49074.8359 | 0.70241 | 20791.1719 | 4796.8813 | 0.068658 | 65069.1265
231 | Coolwater | GREATER KRAMER | SCE NOL | {'Tortilla': [10.0, 11754.0], 'Calcite': [23.9, 109.0], 'Pisgah': [27.3, 29382.0], 'Lugo - Pisgah (Proposed)': [34.4, 0.0], 'Roadway': [37.5, 79.0], 'Victor': [39.2, 0.0]} | 149092.375 | 37154.75 | 0.24921 | 111937.625 | 0.75079 | 16157.2051 | 0.10837 | 90906.2344 | 0.60973 | 74749.0293 | 0.50136 | 22.6722 | 1158.9602 | 0.0077734 | 662.3657 | 0.0044427 | 0 | 0 | 0 | 0 | 0 | 78425.5312 | 0.52602 | 70666.8438 | 44814.2422 | 0.30058 | 104278.1328 | 29412.2109 | 0.19728 | 119680.1641 | 88744.25 | 0.59523 | 60348.125 | 66113 | 0.44344 | 82979.375 | 4295.1924 | 0.028809 | 144797.1826
71 | Corcoran | SPGE | PGE Fresno | {'Waukena': [2.3, 285213.0], 'Alpaugh': [11.5, 163573.0], 'GWF Hanford': [12.2, 206012.0], 'Olive': [15.9, 124916.0], 'Leprino': [17.9, 198675.0], 'Henrietta': [21.4, 170839.0], 'Mustang': [21.9, 165522.0], 'Rector': [22.0, 39417.0], 'Gates-Midway (Proposed)': [25.5, 102397.0], 'Kingsburg': [26.2, 54610.0], 'Smyrna': [27.6, 55095.0], 'Arco': [30.5, 38967.0], 'Gates': [31.8, 57020.0], 'Vestal': [32.2, 5433.0], 'Avenal': [32.6, 43583.0], 'Springville': [34.6, 6435.0], 'McCall': [34.9, 10530.0], 'Goose Lake': [35.1, 10628.0], 'Wahtoke': [35.4, 10200.0], 'Reedley': [35.6, 6686.0], 'Semitropic': [35.7, 9211.0], 'Charca': [37.0, 4508.0], 'Schindler': [38.2, 3443.0]} | 670521.375 | 290897.4688 | 0.43384 | 379623.9062 | 0.56616 | 176808.0156 | 0.26369 | 625629.375 | 0.93305 | 448821.3594 | 0.66936 | 8.9187 | 322493.9062 | 0.48096 | 234284.2812 | 0.34941 | 0 | 26383.7676 | 0.039348 | 0 | 0 | 130898.3828 | 0.19522 | 539622.9922 | 26836.2832 | 0.040023 | 643685.0918 | 67419.6172 | 0.10055 | 603101.7578 | 183914.75 | 0.27429 | 486606.625 | 1930.6726 | 0.0028794 | 668590.7024 | 24120.2578 | 0.035972 | 646401.1172
9 | Cortina | NORTHERN CALIFORNIA | PGE NGBA | {'Delevan': [17.3, 21582.0], 'Logan Creek': [29.0, 13232.0], 'Pease': [30.4, 6588.0], 'Madison': [33.9, 1679.0], 'East Marysville': [35.7, 1067.0], 'Honcut': [36.4, 2201.0], 'Olivehurst': [36.6, 130.0], 'Eagle Rock': [37.4, 78.0], 'Geysers Tap 1': [38.2, 0.0], 'Woodland': [39.4, 0.0]} | 524610.9375 | 30114.9629 | 0.057404 | 494495.9688 | 0.9426 | 126555.8281 | 0.24124 | 500069.5 | 0.95322 | 373513.6719 | 0.71198 | 7.2332 | 108645.7578 | 0.2071 | 189558.0781 | 0.36133 | 0 | 79793.7188 | 0.1521 | 159775.4062 | 0.30456 | 221324.2656 | 0.42188 | 303286.6719 | 75868.2891 | 0.14462 | 448742.6484 | 216270.9531 | 0.41225 | 308339.9844 | 367048.625 | 0.69966 | 157562.3125 | 186335.9375 | 0.35519 | 338275 | 15637.5537 | 0.029808 | 508973.3838
169 | Cottonwood | NORTHERN CALIFORNIA | PGE NGBA | {'Jessup': [5.5, 69178.0], 'Round Mt.': [33.1, 1970.0], 'New Sub - Pit 1 - Cottonwood (Proposed)': [37.5, 210.0], 'Cove Road': [37.5, 221.0]} | 499044.75 | 78619.5859 | 0.15754 | 420425.1562 | 0.84246 | 120525.1797 | 0.24151 | 365501.7188 | 0.7324 | 244976.5391 | 0.49089 | 18.6992 | 12215.3623 | 0.024477 | 17893.8027 | 0.035856 | 0 | 325805.9375 | 0.65286 | 145566.8281 | 0.29169 | 217659.8906 | 0.43615 | 281384.8594 | 52487.9219 | 0.10518 | 446556.8281 | 76047.3906 | 0.15239 | 422997.3594 | 262939.3438 | 0.52689 | 236105.4062 | 267874.875 | 0.53678 | 231169.875 | 51046.1172 | 0.10229 | 447998.6328
225 | Cove Rd | NORTHERN CALIFORNIA | PGE NGBA | {'Round Mt.': [4.9, 76366.0], 'New Sub - Pit 1 - Cottonwood (Proposed)': [6.8, 86097.0], 'Pit 1': [23.9, 56525.0], 'Jessup': [35.5, 712.0], 'Cottonwood': [37.5, 221.0]} | 389968.9062 | 94032.4688 | 0.24113 | 295936.4375 | 0.75887 | 213834.1719 | 0.54834 | 375392.3438 | 0.96262 | 161558.1719 | 0.41428 | 4.9932 | 8168.5742 | 0.020947 | 582.3739 | 0.0014934 | 0 | 240607.3594 | 0.61699 | 60911.5508 | 0.1562 | 184097 | 0.47208 | 205871.9062 | 74908.3984 | 0.19209 | 315060.5078 | 87249.9297 | 0.22374 | 302718.9766 | 230832.4688 | 0.59193 | 159136.4375 | 140246 | 0.35963 | 249722.9062 | 26028.8477 | 0.066746 | 363940.0586
228 | Coyote | NORTHERN CALIFORNIA | PGE GBA | {'Metcalf 1': [0.3, 13968.0], 'Hicks': [8.5, 10390.0], 'Scott': [15.7, 2673.0], 'Los Esteros': [17.5, 2416.0], 'Llagas': [18.1, 10694.0], 'Newark': [23.4, 1761.0], 'Moss Landing': [28.7, 7976.0], 'Hollister': [31.1, 5987.0], 'Eastshore': [34.5, 230.0], 'Miller': [34.7, 0.0], 'Fink (Proposed)': [34.8, 0.0], 'Crow Creek': [35.2, 0.0], 'Tesla': [35.4, 15.0], 'Cayetano': [35.7, 15.0], 'Midway Green Ridge Services': [36.0, 15.0], 'Quinto': [38.0, 0.0], 'Westley': [38.7, 0.0]} | 199578.5 | 13977.2607 | 0.070034 | 185601.2344 | 0.92997 | 54060.7812 | 0.27087 | 145369.2188 | 0.72838 | 91308.4375 | 0.45751 | 15.0707 | 4137.4683 | 0.020731 | 5657.5879 | 0.028348 | 0 | 89103.1562 | 0.44646 | 52895.4648 | 0.26504 | 131836.1875 | 0.66057 | 67742.3125 | 50234.707 | 0.2517 | 149343.793 | 89814.0156 | 0.45002 | 109764.4844 | 162693.8594 | 0.81519 | 36884.6406 | 119281.1875 | 0.59767 | 80297.3125 | 6588.1519 | 0.03301 | 192990.3481
309 | Crow Creek | SPGE | PGE Fresno | {'Fink (Proposed)': [0.4, 59761.0], 'Miller': [8.4, 53139.0], 'Westley': [14.7, 26619.0], 'Quinto': [17.9, 23004.0], 'Los Banos': [23.0, 14439.0], 'Ripon': [26.4, 6904.0], 'Riverbank': [30.0, 6506.0], 'Vierra': [30.2, 1257.0], 'Warnerville': [31.3, 6049.0], 'Tesla': [33.1, 730.0], 'Llagas': [34.3, 10.0], 'Midway Green Ridge Services': [34.7, 664.0], 'Metcalf 1': [34.9, 0.0], 'Metcalf Energy Center': [35.2, 0.0], 'Merced': [36.4, 6607.0], 'Weber': [38.1, 148.0], 'Hollister': [38.3, 0.0], 'Kelso': [38.9, 0.0], 'Delta Pumps': [39.7, 0.0]} | 461161.1875 | 60691.9336 | 0.13161 | 400469.25 | 0.86839 | 119784.2031 | 0.25974 | 397222 | 0.86135 | 277437.7969 | 0.60161 | 10.812 | 65895.8359 | 0.14289 | 190851.8906 | 0.41385 | 0 | 133242.1719 | 0.28893 | 54473.2383 | 0.11812 | 206322.6875 | 0.4474 | 254838.5 | 56648.8164 | 0.12284 | 404512.3711 | 84123.6797 | 0.18242 | 377037.5078 | 240436.9531 | 0.52137 | 220724.2344 | 149484.2188 | 0.32415 | 311676.9688 | 19424.8555 | 0.042122 | 441736.332
190 | Curtis | NORTHERN CALIFORNIA | PGE GBA | {'Peoria': [10.9, 11682.0], 'Chinese Station': [11.1, 11563.0], 'New Melones': [11.6, 14182.0], 'Donnells-Curtis': [24.4, 37545.0], 'Warnerville': [30.9, 712.0], 'Riverbank': [35.1, 384.0], 'Bellota': [37.9, 2.0], 'Rancho Seco - Bellota (Proposed)': [38.5, 0.0]} | 339744.3125 | 53118.3477 | 0.15635 | 286625.9688 | 0.84365 | 96576.2188 | 0.28426 | 294257.625 | 0.86611 | 197681.4062 | 0.58185 | 14.6344 | 841.9427 | 0.0024782 | 210.0044 | 0.00061812 | 0 | 197098.7344 | 0.58014 | 107538.5938 | 0.31653 | 167802.25 | 0.49391 | 171942.0625 | 86025.1562 | 0.25321 | 253719.1562 | 118303.6172 | 0.34821 | 221440.6953 | 233386.375 | 0.68695 | 106357.9375 | 164493.1094 | 0.48417 | 175251.2031 | 12181.1309 | 0.035854 | 327563.1816
97 | Dairyland | SPGE | PGE Fresno | {'Le Grand': [9.3, 87782.0], 'Newhall': [13.0, 139708.0], 'Wilson': [17.2, 55914.0], 'Merced': [17.8, 54349.0], 'Borden': [20.5, 61466.0], 'Oro Loma': [22.0, 73169.0], 'Mendota': [24.4, 74790.0], 'Gregg': [26.1, 30401.0], 'Panoche': [31.4, 43456.0], 'Cheney': [31.5, 39237.0], 'Tranquility': [32.5, 25728.0], 'Helm': [32.9, 18689.0], 'Kearney (New)': [34.0, 12574.0], 'West Fresno': [36.0, 4008.0], 'Mc Mullin': [36.7, 6815.0], 'California Ave': [38.3, 542.0], 'Los Banos': [38.9, 613.0]} | 687534.625 | 163421.1406 | 0.23769 | 524113.5 | 0.76231 | 148262.1719 | 0.21564 | 639240.8125 | 0.92976 | 490978.6406 | 0.71411 | 9 | 339795.5938 | 0.49422 | 209228.1875 | 0.30432 | 0 | 187719.6875 | 0.27303 | 0 | 0 | 315811.7812 | 0.45934 | 371722.8438 | 169072.7344 | 0.24591 | 518461.8906 | 202311.6406 | 0.29426 | 485222.9844 | 397179.25 | 0.57769 | 290355.375 | 64868.9766 | 0.09435 | 622665.6484 | 86897.3906 | 0.12639 | 600637.2344
194 | Davis | NORTHERN CALIFORNIA | PGE NGBA | {'Woodland': [9.3, 21357.0], 'Vaca-Dixon & Gc Yard': [14.2, 23980.0], 'Putah Creek': [14.2, 26290.0], 'Madison': [15.4, 25229.0], 'Peabody': [22.0, 16942.0], 'Grand Island': [23.0, 6017.0], 'Shiloh III': [26.7, 10856.0], 'Birds Landing': [29.5, 5473.0], 'Pleasant Grove': [30.0, 214.0], 'Rio Oso': [30.6, 2385.0], 'Gold Hill': [33.2, 57.0], 'Tulucay': [35.5, 2251.0], 'Pittsburg': [36.2, 0.0], 'Kirker': [37.4, 0.0], 'Contra Costa': [37.8, 0.0], 'Eight Mile': [38.8, 16.0], 'Olivehurst': [39.2, 0.0]} | 460170.875 | 29183.373 | 0.063419 | 430987.5 | 0.93658 | 38294.5 | 0.083218 | 416161.5 | 0.90436 | 377867 | 0.82114 | 9.9664 | 100570.1484 | 0.21855 | 258642.5938 | 0.56206 | 0 | 76382.6172 | 0.16599 | 0 | 0 | 158889.4531 | 0.34528 | 301281.4219 | 73559.5469 | 0.15985 | 386611.3281 | 125016.9531 | 0.27168 | 335153.9219 | 250020.3125 | 0.54332 | 210150.5625 | 17838.2402 | 0.038764 | 442332.6348 | 30841.9531 | 0.067023 | 429328.9219
80 | Del Amo | GREATER LA METRO | SCE Metro | {'Lighthipe': [5.0, 2258.0], 'Center': [5.6, 2314.0], 'Alamitos': [5.7, 2286.0], 'Barre': [7.1, 2305.0], 'Hinson': [7.5, 2183.0], 'Arcogen': [8.7, 2183.0], 'Harborgen': [8.9, 2183.0], 'Long Beach': [9.3, 2183.0], 'Laguna Bell': [9.3, 2234.0], 'Lewis': [11.7, 2148.0], 'Olinda': [12.1, 203.0], 'Mesa': [13.1, 730.0], 'La Fresa': [13.7, 2183.0], 'Walnut': [13.9, 189.0], 'Ellis': [14.3, 2190.0], 'Villa Park': [15.3, 220.0], 'Huntington Beach': [15.5, 2116.0], 'El Nido': [16.2, 2183.0], 'Redondo': [16.7, 2183.0], 'Johanna': [16.8, 695.0], 'Serrano': [17.7, 218.0], 'Chevmain': [18.0, 2182.0], 'Rio Hondo': [19.0, 189.0], 'El Segundo': [19.2, 2182.0], 'La Cienega': [19.3, 1382.0], 'Goodrich': [20.9, 79.0], 'Santiago': [22.7, 30.0], 'Chino': [26.2, 189.0], 'Gould': [26.3, 0.0], 'Viejo': [29.0, 29.0], 'Trabuco': [31.3, 28.0], 'Padua': [32.3, 189.0], 'Mira Loma': [32.5, 189.0], 'Capistrano': [33.9, 28.0], 'Margarita': [33.9, 28.0], 'Rancho Vista': [36.3, 114.0], 'Etiwanda': [36.7, 113.0], 'Lee Lake (Proposed)': [37.8, 0.0], 'Sylmar-Pac Intertie': [39.1, 0.0]} | 14571.2314 | 2381.8162 | 0.16346 | 12189.415 | 0.83654 | 1259.6958 | 0.086451 | 7823.8262 | 0.53694 | 6564.1304 | 0.45049 | 49 | 0 | 0 | 0 | 0 | 0 | 4083.0684 | 0.28021 | 0 | 0 | 3109.356 | 0.21339 | 11461.8755 | 1468.1439 | 0.10076 | 13103.0875 | 7669.9194 | 0.52637 | 6901.312 | 10779.2754 | 0.73976 | 3791.9561 | 2329.6194 | 0.15988 | 12241.6121 | 1134.1139 | 0.077832 | 13437.1176
280 | Delaney | ARIZONA MINOR | SCE Arizona | {'Palo Verde': [12.1, 159202.0], 'Hassayampa': [14.1, 152950.0]} | 340747.7812 | 205143.2188 | 0.60204 | 135604.5625 | 0.39796 | 0 | 0 | 0 | 0 | 0 | 0 | 0 | 0 | 0 | 0 | 0 | 0 | 0 | 0 | 0 | 0 | 0 | 0 | 340747.7812 | 0 | 0 | 340747.7812 | 0 | 0 | 340747.7812 | 0 | 0 | 340747.7812 | 0 | 0 | 340747.7812 | 0 | 0 | 340747.7812
274 | Delevan | NORTHERN CALIFORNIA | PGE NGBA | {'Logan Creek': [11.8, 71803.0], 'Cortina': [17.3, 21582.0], 'Glenn': [29.1, 28115.0], 'Pease': [35.3, 6213.0], 'Thermalito': [35.5, 4325.0], 'Table Mt.': [35.8, 1526.0], 'Honcut': [36.2, 6385.0], 'Wyandotte': [39.9, 0.0]} | 622305.3125 | 86699.0391 | 0.13932 | 535606.25 | 0.86068 | 200310.7344 | 0.32188 | 593254 | 0.95332 | 392943.2656 | 0.63143 | 6.7983 | 157972.2969 | 0.25385 | 178220.3438 | 0.28639 | 0 | 144847.5625 | 0.23276 | 142314.7344 | 0.22869 | 185853.8594 | 0.29865 | 436451.4531 | 80053.8047 | 0.12864 | 542251.5078 | 194243.9688 | 0.31214 | 428061.3438 | 336254.125 | 0.54034 | 286051.1875 | 230540.3281 | 0.37046 | 391764.9844 | 25957.2793 | 0.041711 | 596348.0332
213 | Delta Switching Yard | NORTHERN CALIFORNIA | PGE GBA | {'Kelso': [1.0, 8130.0], 'Midway Green Ridge Services': [5.4, 7484.0], 'Tesla': [6.8, 7084.0], 'Brentwood': [8.7, 5716.0], 'Cayetano': [9.3, 6855.0], 'Lone Tree': [12.6, 4043.0], 'Contra Costa': [16.3, 3868.0], 'Vierra': [18.9, 2447.0], 'Stagg': [19.9, 839.0], 'Clayton': [21.4, 3644.0], 'Kirker': [21.8, 3019.0], 'Pittsburg': [22.2, 3019.0], 'Eight Mile': [22.3, 931.0], 'Weber': [22.4, 1264.0], 'Birds Landing': [25.1, 2522.0], 'Ripon': [26.1, 2444.0], 'Westley': [27.4, 2379.0], 'Shiloh III': [28.3, 2522.0], 'Newark': [28.8, 2793.0], 'Eastshore': [29.7, 2922.0], 'Grand Island': [29.8, 781.0], 'Martinez': [30.8, 1444.0], 'Los Esteros': [30.9, 1891.0], 'Lockeford': [33.3, 155.0], 'Scott': [34.5, 1891.0], 'Bellota': [36.3, 158.0], 'Peabody': [38.5, 7.0], 'Riverbank': [39.0, 2.0], 'Fink (Proposed)': [39.7, 0.0], 'Crow Creek': [39.7, 0.0], 'Carquinez': [39.7, 54.0]} | 385272.3125 | 8365.4023 | 0.021713 | 376906.9062 | 0.97829 | 109082.9766 | 0.28313 | 338103.75 | 0.87757 | 229020.7734 | 0.59444 | 13.5244 | 24594.0547 | 0.063836 | 153697.5625 | 0.39893 | 0 | 152821.2031 | 0.39666 | 17622.4336 | 0.04574 | 169295.5156 | 0.43942 | 215976.7969 | 140243.3594 | 0.36401 | 245028.9531 | 147214.5625 | 0.38211 | 238057.75 | 225615.1719 | 0.5856 | 159657.1406 | 81725.0078 | 0.21212 | 303547.3047 | 27417.5137 | 0.071164 | 357854.7988
281 | Desert View | SNV ELDORADO DESERT | SCE EOP | {'Harry Allen': [26.7, 587.0], 'Crazy Eyes': [28.7, 1.0], 'Sandy Valley': [29.3, 1.0], 'Gamebird': [32.7, 1.0], 'Innovation': [34.4, 8936.0], 'Pahrump': [35.1, 0.0], 'Vista 2': [35.3, 519.0]} | 29253.5762 | 18028.3164 | 0.61628 | 11225.2598 | 0.38372 | 0 | 0 | 0 | 0 | 0 | 0 | 0 | 0 | 0 | 0 | 0 | 0 | 8460.082 | 0.2892 | 0 | 0 | 0 | 0 | 29253.5762 | 0 | 0 | 29253.5762 | 0 | 0 | 29253.5762 | 0 | 0 | 29253.5762 | 0 | 0 | 29253.5762 | 0 | 0 | 29253.5762
125 | Devers | RIVERSIDE | SCE Eastern | {'Mirage': [14.4, 14559.0], 'El Casco': [28.8, 5267.0], 'Lugo - Pisgah (Proposed)': [32.0, 930.0], 'Valley': [36.0, 2861.0], 'San Bernardino': [39.2, 199.0]} | 119146.2109 | 21162.4531 | 0.17762 | 97983.7578 | 0.82238 | 25015.7402 | 0.20996 | 80049.5 | 0.67186 | 55033.7598 | 0.4619 | 27.0537 | 200.0424 | 0.001679 | 21.8192 | 0.00018313 | 0 | 28164.248 | 0.23638 | 37967.0039 | 0.31866 | 41531.8242 | 0.34858 | 77614.3867 | 44107.8555 | 0.3702 | 75038.3555 | 59840.4141 | 0.50224 | 59305.7969 | 77755.8516 | 0.65261 | 41390.3594 | 56366.4883 | 0.47309 | 62779.7227 | 3017.8357 | 0.025329 | 116128.3752
230 | Diablo | SPGE | PGE Kern | {'Morro Bay': [10.9, 6739.0], 'San Luis Obispo': [12.4, 14767.0], 'Oceano': [17.0, 12662.0], 'Templeton': [25.2, 2115.0], 'Mesa': [26.5, 10606.0], 'Sisquoc': [37.4, 855.0]} | 118981.1797 | 14760.8604 | 0.12406 | 104220.3203 | 0.87594 | 25567.8633 | 0.21489 | 103911.7109 | 0.87335 | 78343.8477 | 0.65846 | 10.2208 | 4442.8608 | 0.037341 | 7356.4448 | 0.061829 | 0 | 93737.3828 | 0.78783 | 3442.9207 | 0.028937 | 43644.5156 | 0.36682 | 75336.6641 | 28092.2148 | 0.23611 | 90888.9648 | 58579.1367 | 0.49234 | 60402.043 | 77793.0391 | 0.65383 | 41188.1406 | 58206.5781 | 0.48921 | 60774.6016 | 11273.5371 | 0.094751 | 107707.6426
234 | Donnells | NORTHERN CALIFORNIA | PGE GBA | {'Curtis': [24.4, 37545.0], 'New Melones': [34.0, 1867.0], 'Peoria': [34.6, 133.0], 'Chinese Station': [35.3, 0.0]} | 290083.9688 | 119314.6484 | 0.41131 | 170769.3125 | 0.58869 | 169346.6875 | 0.58379 | 271724.625 | 0.93671 | 102377.9375 | 0.35293 | 10.2885 | 29.4064 | 0.00010137 | 0 | 0 | 0 | 66519.8438 | 0.22931 | 166160.2344 | 0.5728 | 34876.6562 | 0.12023 | 255207.3125 | 28087.6738 | 0.096826 | 261996.2949 | 55610.6172 | 0.19171 | 234473.3516 | 85312.1484 | 0.29409 | 204771.8203 | 107099.8203 | 0.3692 | 182984.1484 | 7210.6875 | 0.024857 | 282873.2812
226 | Drum | NORTHERN CALIFORNIA | PGE NGBA | {'Brunswick': [14.5, 53835.0], 'Summit': [21.2, 27978.0], 'Higgins': [22.8, 16072.0], 'Colgate': [23.2, 31273.0], 'Placerville': [36.3, 281.0]} | 258555.2969 | 87485.8594 | 0.33836 | 171069.4375 | 0.66164 | 76313.6016 | 0.29515 | 171750.0781 | 0.66427 | 95436.4766 | 0.36911 | 14.5905 | 295.2451 | 0.0011419 | 129.7669 | 0.00050189 | 0 | 95537.25 | 0.3695 | 127890.5547 | 0.49464 | 72909.3203 | 0.28199 | 185645.9766 | 32618.1582 | 0.12616 | 225937.1387 | 50015.0273 | 0.19344 | 208540.2695 | 120512.6406 | 0.4661 | 138042.6562 | 63684.1523 | 0.24631 | 194871.1445 | 8100.5698 | 0.03133 | 250454.7271
73 | Eagle Rock | NORTHERN CALIFORNIA | PGE NGBA | {'Geysers Tap 1': [6.0, 19868.0], 'Cloverdale': [11.0, 19060.0], 'Hopland': [17.6, 17768.0], 'Fulton': [23.0, 6580.0], 'Ukiah': [29.9, 8900.0], 'Bellevue': [31.5, 601.0], 'Calpella': [32.7, 7101.0], 'Mendocino': [35.7, 5402.0], 'Penngrove': [36.1, 530.0], 'Cortina': [37.4, 78.0]} | 356252.625 | 31861.7695 | 0.089436 | 324390.8438 | 0.91056 | 37751.4648 | 0.10597 | 297157.9375 | 0.83412 | 259406.4727 | 0.72815 | 10.5829 | 22649.3633 | 0.063577 | 23846.5762 | 0.066937 | 0 | 126060.4297 | 0.35385 | 117263.8438 | 0.32916 | 203319.9375 | 0.57072 | 152932.6875 | 138486.1875 | 0.38873 | 217766.4375 | 234767.2969 | 0.65899 | 121485.3281 | 307813.9688 | 0.86403 | 48438.6562 | 126701.5312 | 0.35565 | 229551.0938 | 6890.8765 | 0.019343 | 349361.7485
197 | East Marysville | NORTHERN CALIFORNIA | PGE NGBA | {'Olivehurst': [5.0, 43831.0], 'Pease': [5.4, 37146.0], 'Honcut': [11.0, 30095.0], 'Rio Oso': [16.6, 30707.0], 'Palermo': [20.2, 11708.0], 'Wyandotte': [22.7, 8590.0], 'Colgate': [23.0, 6134.0], 'Thermalito': [24.5, 4915.0], 'Higgins': [26.6, 8747.0], 'Pleasant Grove': [27.3, 17338.0], 'Table Mt.': [27.4, 2660.0], 'Brunswick': [28.6, 5312.0], 'Woodland': [35.2, 79.0], 'Cortina': [35.7, 1067.0]} | 534055.9375 | 45155.3516 | 0.084552 | 488900.5938 | 0.91545 | 28740.9355 | 0.053816 | 423430.0938 | 0.79286 | 394689.1582 | 0.73904 | 13.1667 | 131525.7344 | 0.24628 | 205116.3438 | 0.38407 | 0 | 154838.3906 | 0.28993 | 0 | 0 | 307876.5312 | 0.57649 | 226179.4062 | 46678.5078 | 0.087404 | 487377.4297 | 153334.0469 | 0.28711 | 380721.8906 | 398266.125 | 0.74574 | 135789.8125 | 64070.6992 | 0.11997 | 469985.2383 | 51042.3555 | 0.095575 | 483013.582
1 | East Shore | NORTHERN CALIFORNIA | PGE GBA | {'Newark': [11.2, 5000.0], 'Martin': [16.9, 3836.0], 'Los Esteros': [17.0, 2915.0], 'Scott': [19.3, 2907.0], 'Cayetano': [20.5, 3549.0], 'Clayton': [23.5, 1245.0], 'Martinez': [26.9, 1528.0], 'Hicks': [29.5, 277.0], 'Lone Tree': [29.5, 1031.0], 'Kirker': [29.7, 312.0], 'Delta Pumps': [29.7, 2922.0], 'Midway Green Ridge Services': [29.8, 2893.0], 'Kelso': [30.5, 2844.0], 'Tesla': [30.8, 2892.0], 'Pittsburg': [30.9, 312.0], 'Brentwood': [31.5, 1002.0], 'Contra Costa': [31.6, 859.0], 'Carquinez': [33.0, 221.0], 'Metcalf Energy Center': [34.5, 230.0], 'Metcalf 1': [34.5, 230.0], 'Birds Landing': [37.9, 0.0], 'Ignacio': [38.9, 66.0]} | 80138.8984 | 7631.9224 | 0.095234 | 72506.9766 | 0.90477 | 15627.6172 | 0.19501 | 66636.1719 | 0.83151 | 51008.5547 | 0.6365 | 28 | 821.1074 | 0.010246 | 203.9165 | 0.0025445 | 0 | 56201.6523 | 0.7013 | 212.7376 | 0.0026546 | 44003.1211 | 0.54909 | 36135.7773 | 29964.918 | 0.37391 | 50173.9805 | 50160.6445 | 0.62592 | 29978.2539 | 64730.2578 | 0.80773 | 15408.6406 | 34903.9922 | 0.43554 | 45234.9062 | 6226.7393 | 0.077699 | 73912.1592
264 | ECO | GREATER IMPERIAL | SDGE Imperial | {'Boulevard': [9.0, 34444.0], 'Ocotillo Express': [9.2, 27918.0], 'Suncrest - Ocotillo (Proposed)': [22.1, 28178.0], 'Imperial Valley': [24.6, 5634.0], 'Suncrest': [34.9, 8342.0], 'El Centro': [36.3, 244.0]} | 108828 | 35106.6914 | 0.32259 | 73721.3125 | 0.67741 | 32000.4883 | 0.29405 | 93493.8516 | 0.8591 | 61493.3633 | 0.56505 | 8.6312 | 132.3803 | 0.0012164 | 203.4772 | 0.0018697 | 0 | 24910.5039 | 0.2289 | 47316.9492 | 0.43479 | 17350.6387 | 0.15943 | 91477.3613 | 14436.2617 | 0.13265 | 94391.7383 | 24111.2305 | 0.22155 | 84716.7695 | 46230.0938 | 0.4248 | 62597.9062 | 39883.7344 | 0.36648 | 68944.2656 | 1486.0809 | 0.013655 | 107341.9191
237 | Eight Mile | NORTHERN CALIFORNIA | PGE GBA | {'Stagg': [4.8, 54612.0], 'Weber': [12.2, 40690.0], 'Lockeford': [12.5, 57780.0], 'Grand Island': [16.6, 21695.0], 'Vierra': [18.9, 20255.0], 'Brentwood': [19.0, 4514.0], 'Bellota': [20.0, 45802.0], 'Rancho Seco - Bellota (Proposed)': [21.3, 46442.0], 'Kelso': [21.9, 1069.0], 'Camanche': [22.0, 42028.0], 'Delta Pumps': [22.3, 931.0], 'Lone Tree': [22.3, 4514.0], 'Contra Costa': [22.5, 4514.0], 'Ripon': [24.4, 18509.0], 'Birds Landing': [25.1, 4514.0], 'Midway Green Ridge Services': [25.7, 158.0], 'Tesla': [26.0, 239.0], 'Shiloh III': [26.7, 4514.0], 'Pittsburg': [28.4, 4514.0], 'Kirker': [28.9, 4486.0], 'Cayetano': [30.9, 0.0], 'Riverbank': [32.5, 16015.0], 'Clayton': [33.2, 1556.0], 'Westley': [34.4, 4027.0], 'Peabody': [35.9, 1969.0], 'Vaca-Dixon & Gc Yard': [37.8, 7.0], 'Warnerville': [38.2, 2574.0], 'Davis': [38.8, 16.0]} | 536051.9375 | 64495.4727 | 0.12032 | 471556.4688 | 0.87968 | 78833.9531 | 0.14706 | 416214.9062 | 0.77645 | 337380.9531 | 0.62938 | 14 | 129796.7734 | 0.24213 | 304838.1562 | 0.56867 | 0 | 11058.5566 | 0.02063 | 0 | 0 | 64150.3477 | 0.11967 | 471901.5898 | 75133.4844 | 0.14016 | 460918.4531 | 120808.0234 | 0.22537 | 415243.9141 | 167157.0156 | 0.31183 | 368894.9219 | 6526.1479 | 0.012174 | 529525.7896 | 47625.5742 | 0.088845 | 488426.3633
255 | El Casco | RIVERSIDE | SCE Eastern | {'San Bernardino': [12.1, 11024.0], 'Vista': [14.8, 8570.0], 'Valley': [16.3, 17765.0], 'Lee Lake (Proposed)': [26.1, 3802.0], 'Etiwanda': [27.2, 524.0], 'Rancho Vista': [27.6, 509.0], 'Mira Loma': [28.1, 1133.0], 'Devers': [28.8, 5267.0], 'Lugo': [32.2, 1746.0], 'Padua': [34.0, 0.0], 'Chino': [34.6, 0.0], 'Viejo': [38.5, 43.0], 'Lugo - Pisgah (Proposed)': [39.0, 0.0], 'Calcite': [39.3, 0.0]} | 173585.125 | 26024.375 | 0.14992 | 147560.75 | 0.85008 | 36586.5703 | 0.21077 | 121954.0781 | 0.70256 | 85367.5078 | 0.49179 | 25.4944 | 12070.5869 | 0.069537 | 3883.9187 | 0.022375 | 0 | 95755.6875 | 0.55164 | 63384.2109 | 0.36515 | 47539.5273 | 0.27387 | 126045.5977 | 60972.3359 | 0.35125 | 112612.7891 | 100505.0156 | 0.579 | 73080.1094 | 124678.6328 | 0.71826 | 48906.4922 | 70103.0938 | 0.40385 | 103482.0312 | 8853.6133 | 0.051004 | 164731.5117
38 | El Centro | GREATER IMPERIAL | SDGE Imperial | {'Imperial Valley': [11.9, 46432.0], 'Highline': [15.5, 46048.0], 'North Gila - IV (Proposed)': [19.4, 22952.0], 'Arkansas': [23.2, 37155.0], 'Sonora': [25.8, 30239.0], 'Bannister': [27.8, 23076.0], 'Ocotillo Express': [29.8, 5636.0], 'East County': [36.3, 244.0]} | 381797.5938 | 74351.8203 | 0.19474 | 307445.7812 | 0.80526 | 25380.6367 | 0.066477 | 371658.5312 | 0.97344 | 346277.8945 | 0.90697 | 9.1496 | 56533.0078 | 0.14807 | 255275.1719 | 0.66861 | 0 | 0 | 0 | 0 | 0 | 3821.2756 | 0.010009 | 377976.3181 | 54160.6641 | 0.14186 | 327636.9297 | 50230.3242 | 0.13156 | 331567.2695 | 61114.4102 | 0.16007 | 320683.1836 | 20838.8242 | 0.054581 | 360958.7695 | 21553.4746 | 0.056453 | 360244.1191
301 | Eldorado | SNV ELDORADO DESERT | SCE EOP | {'Sloan Canyon': [5.2, 35818.0], 'Mead': [13.3, 34420.0], 'Primm': [22.0, 6829.0], 'Ivanpah': [31.2, 490.0], 'Sandy Valley': [37.8, 0.0]} | 111188.8828 | 36119.6172 | 0.32485 | 75069.2656 | 0.67515 | 0 | 0 | 0 | 0 | 0 | 0 | 0 | 0 | 0 | 0 | 0 | 0 | 132.2491 | 0.0011894 | 0 | 0 | 0 | 0 | 111188.8828 | 0 | 0 | 111188.8828 | 0 | 0 | 111188.8828 | 0 | 0 | 111188.8828 | 0 | 0 | 111188.8828 | 0 | 0 | 111188.8828
46 | Elk Hills | SPGE | PGE Kern | {'Norco': [5.6, 46847.0], 'Taft': [8.6, 32449.0], 'Midway - Wheeler Ridge (Proposed)': [9.4, 30799.0], 'Tupman': [10.7, 43976.0], 'Midway': [13.0, 32284.0], 'Tevis': [15.4, 39390.0], 'Rio Bravo': [16.3, 29433.0], 'Renfro': [16.4, 40033.0], 'Stockdale': [18.5, 36589.0], 'Kern Power': [19.0, 34938.0], 'Rosedale': [19.8, 33871.0], 'Shafter': [20.1, 19041.0], '7th Standard': [20.2, 26114.0], 'Temblor': [21.0, 19573.0], 'West Park': [21.6, 29589.0], 'Lerdo': [22.8, 23022.0], 'Bakersfield': [23.8, 23769.0], 'Wheeler Ridge': [24.6, 26638.0], 'Kern Oil': [25.0, 21014.0], 'Kernridge': [25.4, 17666.0], 'Semitropic': [26.1, 18779.0], 'Charca': [26.5, 18784.0], 'Sycamore': [26.8, 17344.0], 'Magunden': [27.3, 14747.0], 'Columbus': [27.4, 13586.0], 'Goose Lake': [28.3, 17876.0], 'Grimmway-Malaga': [29.2, 16050.0], 'Unknown - 3327': [29.4, 13103.0], 'Lamont': [29.5, 12949.0], 'Cal Water': [30.1, 9191.0], 'Caliente': [32.3, 10050.0], 'Poso Mt.': [33.0, 4001.0], 'Smyrna': [34.2, 9341.0], 'Pastoria': [36.3, 671.0], 'Carrizo Plains': [39.0, 2214.0]} | 416918.0312 | 58361.0234 | 0.13998 | 358557 | 0.86002 | 88050.2031 | 0.21119 | 392356.25 | 0.94109 | 304306.0469 | 0.72989 | 8.8095 | 74153.8906 | 0.17786 | 181609.9375 | 0.4356 | 0 | 22066.0195 | 0.052927 | 0 | 0 | 80639.6719 | 0.19342 | 336278.3594 | 127737.4531 | 0.30639 | 289180.5781 | 237591.4844 | 0.56988 | 179326.5469 | 257585.1719 | 0.61783 | 159332.8594 | 18113.5234 | 0.043446 | 398804.5078 | 21213.3887 | 0.050881 | 395704.6426
114 | Ellis | GREATER LA METRO | SCE Metro | {'Huntington Beach': [3.4, 2914.0], 'Johanna': [5.6, 1385.0], 'Barre': [8.8, 2975.0], 'Lewis': [8.9, 2830.0], 'Santiago': [10.2, 833.0], 'Alamitos': [10.5, 2229.0], 'Villa Park': [10.9, 905.0], 'Serrano': [13.3, 903.0], 'Del Amo': [14.3, 2190.0], 'Long Beach': [17.2, 2087.0], 'Viejo': [17.4, 831.0], 'Harborgen': [17.6, 2087.0], 'Trabuco': [17.7, 830.0], 'Olinda': [18.0, 438.0], 'Hinson': [18.6, 2087.0], 'Lighthipe': [19.0, 2162.0], 'Center': [19.2, 2162.0], 'Arcogen': [19.5, 2087.0], 'Capistrano': [20.0, 830.0], 'Margarita': [20.4, 830.0], 'Walnut': [22.3, 200.0], 'Laguna Bell': [23.2, 2162.0], 'La Fresa': [25.8, 2087.0], 'Mesa': [26.1, 616.0], 'Chino': [26.4, 407.0], 'Talega': [26.8, 462.0], 'Redondo': [28.0, 2087.0], 'El Nido': [28.7, 2087.0], 'Lee Lake (Proposed)': [28.8, 758.0], 'Rio Hondo': [29.0, 76.0], 'Chevmain': [30.4, 2085.0], 'Mira Loma': [31.1, 218.0], 'San Onofre': [31.3, 19.0], 'El Segundo': [31.6, 2085.0], 'Goodrich': [33.2, 75.0], 'La Cienega': [33.2, 1288.0], 'Padua': [34.7, 76.0], 'Rancho Vista': [36.4, 1.0], 'Etiwanda': [36.7, 0.0], 'Gould': [39.5, 0.0]} | 19331.4375 | 2971.4272 | 0.15371 | 16360.0098 | 0.84629 | 2148.4224 | 0.11114 | 9812.3896 | 0.50759 | 7663.9673 | 0.39645 | 49 | 20.6617 | 0.0010688 | 37.1755 | 0.0019231 | 0 | 3220.2478 | 0.16658 | 4221.1782 | 0.21836 | 3641.5938 | 0.18838 | 15689.8438 | 4468.7769 | 0.23117 | 14862.6606 | 11786.2686 | 0.60969 | 7545.1689 | 15048.9443 | 0.77847 | 4282.4932 | 4872.8813 | 0.25207 | 14458.5562 | 1483.2557 | 0.076728 | 17848.1818
81 | El Nido | GREATER LA METRO | SCE Metro | {'Chevmain': [1.8, 3239.0], 'La Fresa': [2.9, 2759.0], 'El Segundo': [3.0, 3239.0], 'Redondo': [3.4, 2735.0], 'La Cienega': [7.2, 2440.0], 'Arcogen': [9.2, 2188.0], 'Hinson': [10.1, 2186.0], 'Lighthipe': [11.4, 2289.0], 'Harborgen': [11.6, 2186.0], 'Long Beach': [12.4, 2185.0], 'Laguna Bell': [14.1, 2306.0], 'Center': [15.5, 2306.0], 'Del Amo': [16.2, 2183.0], 'Mesa': [18.0, 721.0], 'Alamitos': [18.2, 2183.0], 'Barre': [23.3, 2089.0], 'Goodrich': [24.1, 180.0], 'Gould': [24.9, 481.0], 'Walnut': [25.5, 0.0], 'Olinda': [26.2, 14.0], 'Rio Hondo': [26.8, 177.0], 'Lewis': [27.9, 1932.0], 'Huntington Beach': [28.5, 2089.0], 'Ellis': [28.7, 2087.0], 'Sylmar-Pac Intertie': [29.2, 1031.0], 'Villa Park': [31.5, 3.0], 'Johanna': [32.5, 479.0], 'Serrano': [33.9, 2.0], 'Saugus': [38.1, 0.0], 'Santiago': [38.3, 2.0], 'Pardee': [39.3, 0.0]} | 8014.8271 | 3211.9128 | 0.40075 | 4802.9141 | 0.59925 | 1061.1046 | 0.13239 | 4473.5288 | 0.55816 | 3412.4242 | 0.42576 | 26.9286 | 0 | 0 | 0 | 0 | 0 | 202.3848 | 0.025251 | 2060.9749 | 0.25715 | 736.4777 | 0.091889 | 7278.3495 | 926.547 | 0.1156 | 7088.2802 | 3843.4895 | 0.47955 | 4171.3376 | 4297.8481 | 0.53624 | 3716.979 | 251.4556 | 0.031374 | 7763.3716 | 446.2559 | 0.055679 | 7568.5713
41 | El Segundo | GREATER LA METRO | SCE Metro | {'Chevmain': [1.2, 3289.0], 'El Nido': [3.0, 3239.0], 'Redondo': [4.6, 2733.0], 'La Fresa': [5.8, 2758.0], 'La Cienega': [6.9, 3141.0], 'Arcogen': [12.1, 2186.0], 'Hinson': [13.1, 2185.0], 'Harborgen': [14.4, 2184.0], 'Lighthipe': [14.4, 2287.0], 'Long Beach': [15.0, 2183.0], 'Laguna Bell': [16.5, 2304.0], 'Center': [18.3, 2305.0], 'Del Amo': [19.2, 2182.0], 'Mesa': [20.0, 721.0], 'Alamitos': [21.1, 2181.0], 'Goodrich': [25.5, 180.0], 'Gould': [25.5, 481.0], 'Barre': [26.3, 2087.0], 'Sylmar-Pac Intertie': [27.7, 1716.0], 'Walnut': [28.0, 0.0], 'Rio Hondo': [28.8, 177.0], 'Olinda': [28.9, 13.0], 'Lewis': [30.9, 1930.0], 'Huntington Beach': [31.4, 2087.0], 'Ellis': [31.6, 2085.0], 'Villa Park': [34.5, 2.0], 'Johanna': [35.5, 477.0], 'Saugus': [36.5, 0.0], 'Serrano': [36.8, 0.0], 'Moorpark': [37.6, 655.0], 'Pardee': [37.7, 0.0]} | 10063.0117 | 3912.3032 | 0.38878 | 6150.7085 | 0.61122 | 1061.1046 | 0.10545 | 4629.1177 | 0.46001 | 3568.0131 | 0.35457 | 22.1836 | 0.65534 | 6.5123e-05 | 0 | 0 | 0 | 743.5844 | 0.073893 | 3946.6931 | 0.3922 | 1280.5659 | 0.12725 | 8782.4458 | 2169.2375 | 0.21557 | 7893.7742 | 4787.9453 | 0.4758 | 5275.0664 | 5498.0361 | 0.54636 | 4564.9756 | 476.4375 | 0.047345 | 9586.5742 | 749.6096 | 0.074492 | 9313.4021
142 | Encina | SAN DIEGO | SDGE Imperial | {'Palomar Airport': [2.9, 17290.0], 'San Luis Rey': [5.1, 16989.0], 'Escondido': [12.7, 17290.0], 'Penasquitos': [16.5, 1086.0], 'San Onofre': [20.4, 744.0], 'Sycamore Canyon': [23.3, 2031.0], 'Kearny': [24.0, 869.0], 'Talega': [25.7, 11.0], 'Old Town': [26.9, 104.0], 'Mission': [26.9, 321.0], 'Capistrano': [32.2, 0.0], 'Silvergate': [32.4, 0.0], 'Margarita': [33.1, 0.0], 'Trabuco': [35.3, 0.0], 'Miguel': [37.7, 0.0], 'Bay Boulevard': [39.0, 0.0]} | 53058.9023 | 17238.0352 | 0.32488 | 35820.8672 | 0.67512 | 165.9159 | 0.003127 | 7833.9102 | 0.14765 | 7667.9943 | 0.14452 | 37.1429 | 11968.5059 | 0.22557 | 2723.1897 | 0.051324 | 0 | 27920.7715 | 0.52622 | 3244.1899 | 0.061143 | 23349.7852 | 0.44007 | 29709.1172 | 9773.9248 | 0.18421 | 43284.9775 | 18717.7168 | 0.35277 | 34341.1855 | 29755.2422 | 0.5608 | 23303.6602 | 2211.0828 | 0.041672 | 50847.8196 | 3814.3499 | 0.071889 | 49244.5525
143 | Escondido | SAN DIEGO | SDGE Imperial | {'Palomar Airport': [9.9, 27793.0], 'Encina': [12.7, 17290.0], 'San Luis Rey': [13.9, 24637.0], 'Sycamore Canyon': [15.2, 8225.0], 'Penasquitos': [15.5, 1276.0], 'Kearny': [20.2, 1716.0], 'Mission': [23.6, 512.0], 'Old Town': [25.2, 104.0], 'Silvergate': [29.7, 0.0], 'San Onofre': [30.4, 744.0], 'Miguel': [31.8, 0.0], 'Suncrest': [33.3, 2604.0], 'Talega': [34.7, 11.0], 'Bay Boulevard': [35.6, 0.0], 'Otay Mesa': [39.8, 0.0]} | 168617.3281 | 37306.2109 | 0.22125 | 131311.125 | 0.77875 | 18050.043 | 0.10705 | 78099.8672 | 0.46318 | 60049.8242 | 0.35613 | 30.3 | 20162.7051 | 0.11958 | 5590.5371 | 0.033155 | 0 | 56892.1172 | 0.3374 | 87169.0156 | 0.51696 | 89157.0156 | 0.52875 | 79460.3125 | 30946.0176 | 0.18353 | 137671.3105 | 49416.9336 | 0.29307 | 119200.3945 | 104686.375 | 0.62085 | 63930.9531 | 52351.2109 | 0.31047 | 116266.1172 | 11807.0801 | 0.070023 | 156810.248
10 | Etiwanda | GREATER LA METRO | SCE Eastern | {'Rancho Vista': [0.4, 5688.0], 'Mira Loma': [6.0, 5330.0], 'Padua': [6.8, 5129.0], 'Chino': [10.7, 5095.0], 'Vista': [12.4, 4325.0], 'San Bernardino': [16.6, 908.0], 'Lugo': [21.2, 373.0], 'Serrano': [23.4, 5072.0], 'Lee Lake (Proposed)': [23.8, 3019.0], 'Olinda': [24.7, 4657.0], 'Walnut': [24.9, 3981.0], 'Villa Park': [25.8, 4873.0], 'Rio Hondo': [26.0, 1302.0], 'El Casco': [27.2, 524.0], 'Lewis': [28.8, 2093.0], 'Victor': [29.7, 83.0], 'Viejo': [29.8, 761.0], 'Johanna': [31.9, 1338.0], 'Valley': [32.1, 16.0], 'Goodrich': [32.4, 27.0], 'Santiago': [32.4, 977.0], 'Barre': [32.5, 1279.0], 'Mesa': [33.7, 333.0], 'Roadway': [34.2, 83.0], 'Center': [35.0, 430.0], 'Laguna Bell': [36.5, 35.0], 'Ellis': [36.7, 0.0], 'Del Amo': [36.7, 113.0], 'Trabuco': [37.2, 3.0], 'Margarita': [37.6, 3.0], 'Gould': [38.9, 0.0], 'Alamitos': [39.7, 0.0], 'Lighthipe': [39.9, 0.0]} | 68066 | 5696.1152 | 0.083685 | 62369.8828 | 0.91631 | 9145.499 | 0.13436 | 45218.3008 | 0.66433 | 36072.8018 | 0.52997 | 27.0537 | 755.2251 | 0.011095 | 1449.2407 | 0.021292 | 0 | 37677.5195 | 0.55354 | 20014.0684 | 0.29404 | 34874.6406 | 0.51237 | 33191.3594 | 35836.9023 | 0.5265 | 32229.0977 | 41012.3242 | 0.60254 | 27053.6758 | 58468.8086 | 0.859 | 9597.1914 | 24094.8242 | 0.35399 | 43971.1758 | 4641.877 | 0.068197 | 63424.123
270 | Excelsior | SPGE | PGE Fresno | {'Schindler': [5.2, 175215.0], 'Cantua': [6.5, 160669.0], 'Helm': [13.6, 176927.0], 'Tranquility': [16.3, 127806.0], 'Gates': [18.8, 48115.0], 'Mc Mullin': [19.0, 148065.0], 'Mustang': [20.9, 63452.0], 'Henrietta': [21.3, 61887.0], 'Cheney': [23.2, 60810.0], 'Leprino': [24.8, 37630.0], 'Mendota': [25.5, 63618.0], 'Panoche': [26.2, 49602.0], 'Kearney (New)': [28.7, 49832.0], 'Avenal': [29.8, 3439.0], 'West Fresno': [31.8, 36613.0], 'Newhall': [32.7, 39762.0], 'GWF Hanford': [33.7, 5507.0], 'California Ave': [34.1, 29500.0], 'Malaga': [34.6, 25096.0], 'Gregg': [35.8, 20608.0], 'McCall': [36.0, 12916.0], 'Kingsburg': [36.6, 5364.0], 'Cal Flats': [36.9, 82.0], 'Borden': [38.6, 4502.0]} | 646188.0625 | 192528.2812 | 0.29794 | 453659.7812 | 0.70206 | 170407.4844 | 0.26371 | 633595.5625 | 0.98051 | 463188.0781 | 0.7168 | 6.7449 | 227647.8594 | 0.35229 | 266533.5312 | 0.41247 | 0 | 64748 | 0.1002 | 4821.0918 | 0.0074608 | 195866.7812 | 0.30311 | 450321.2812 | 34574.6641 | 0.053506 | 611613.3984 | 81904.5234 | 0.12675 | 564283.5391 | 228888.0625 | 0.35421 | 417300 | 61238.7305 | 0.094769 | 584949.332 | 7659.0381 | 0.011853 | 638529.0244
302 | Fink (Proposed) | SPGE | PGE Fresno | {'Crow Creek': [0.4, 59761.0], 'Miller': [8.1, 52870.0], 'Westley': [14.9, 26388.0], 'Quinto': [17.7, 23051.0], 'Los Banos': [22.8, 14563.0], 'Ripon': [26.7, 6686.0], 'Riverbank': [30.4, 6252.0], 'Vierra': [30.5, 1187.0], 'Warnerville': [31.7, 5545.0], 'Tesla': [33.2, 727.0], 'Llagas': [33.9, 10.0], 'Metcalf 1': [34.5, 0.0], 'Midway Green Ridge Services': [34.7, 664.0], 'Metcalf Energy Center': [34.8, 0.0], 'Merced': [36.6, 6185.0], 'Hollister': [37.9, 0.0], 'Weber': [38.4, 78.0], 'Kelso': [38.9, 0.0], 'Delta Pumps': [39.7, 0.0]} | 459690.5938 | 59866.625 | 0.13023 | 399823.9688 | 0.86977 | 120358.1953 | 0.26182 | 398350.4062 | 0.86656 | 277992.2109 | 0.60474 | 10.6364 | 65146.8203 | 0.14172 | 187047.9688 | 0.4069 | 0 | 133289.9844 | 0.28996 | 57621.9102 | 0.12535 | 208062.1094 | 0.45261 | 251628.4844 | 57291.4414 | 0.12463 | 402399.1523 | 84846.6875 | 0.18457 | 374843.9062 | 242068.3281 | 0.52659 | 217622.2656 | 152596.8125 | 0.33196 | 307093.7812 | 19425.4844 | 0.042258 | 440265.1094
177 | Fulton | NORTHERN CALIFORNIA | PGE NGBA | {'Bellevue': [8.6, 21321.0], 'Penngrove': [13.3, 19853.0], 'Geysers Tap 1': [17.7, 8063.0], 'Lakeville': [19.6, 9073.0], 'Eagle Rock': [23.0, 6580.0], 'Cloverdale': [24.7, 7129.0], 'Ignacio': [31.4, 2127.0], 'Tulucay': [31.8, 3251.0], 'Hopland': [37.1, 3945.0], 'Carquinez': [39.5, 0.0]} | 342500.3438 | 28286.1152 | 0.082587 | 314214.2188 | 0.91741 | 19072.3691 | 0.055686 | 241248.7344 | 0.70438 | 222176.3652 | 0.64869 | 15.4814 | 34596.625 | 0.10101 | 29309.793 | 0.085576 | 0 | 96111.3438 | 0.28062 | 18.6848 | 5.4554e-05 | 187153.5625 | 0.54643 | 155346.7812 | 147398.6875 | 0.43036 | 195101.6562 | 243034.25 | 0.70959 | 99466.0938 | 300031.6562 | 0.876 | 42468.6875 | 114502.2656 | 0.33431 | 227998.0781 | 15831.5654 | 0.046224 | 326668.7783
20 | Gates | SPGE | PGE Fresno | {'Avenal': [11.2, 99010.0], 'Mustang': [13.1, 142782.0], 'Henrietta': [14.2, 138009.0], 'Leprino': [17.7, 122012.0], 'Schindler': [18.1, 62142.0], 'Excelsior': [18.8, 48115.0], 'Cal Flats': [21.7, 22168.0], 'Cantua': [23.3, 42603.0], 'Arco': [27.8, 39540.0], 'GWF Hanford': [28.1, 67230.0], 'Waukena': [30.6, 68237.0], 'Helm': [31.3, 33053.0], 'Corcoran': [31.8, 57020.0], 'Mc Mullin': [32.2, 28880.0], 'Gates-Midway (Proposed)': [32.4, 25304.0], 'Cholame': [33.5, 189.0], 'Tranquility': [34.7, 19712.0], 'Kingsburg': [38.6, 2460.0], 'Alpaugh': [39.3, 1253.0]} | 619108.1875 | 168304.3906 | 0.27185 | 450803.8125 | 0.72815 | 216372.2656 | 0.34949 | 605225 | 0.97758 | 388852.7344 | 0.62809 | 6.809 | 172106.3125 | 0.27799 | 205723.1094 | 0.33229 | 0 | 125214.4844 | 0.20225 | 3853.4907 | 0.0062243 | 211926.1406 | 0.34231 | 407182.0469 | 25327.998 | 0.04091 | 593780.1895 | 97867.9297 | 0.15808 | 521240.2578 | 261747.2969 | 0.42278 | 357360.8906 | 99765.2891 | 0.16114 | 519342.8984 | 5748.9565 | 0.0092859 | 613359.231
303 | Gates-Midway (Proposed) | SPGE | PGE Kern | {'Arco': [8.7, 101488.0], 'Goose Lake': [15.8, 72077.0], 'Smyrna': [17.5, 98578.0], 'Olive': [19.4, 117443.0], 'Alpaugh': [21.2, 112601.0], 'Semitropic': [21.8, 46388.0], 'Kernridge': [23.2, 25078.0], 'Avenal': [24.4, 40977.0], 'Corcoran': [25.5, 102397.0], 'Waukena': [26.9, 99568.0], 'Charca': [27.0, 23620.0], 'Temblor': [27.5, 10103.0], 'Caliente': [28.9, 9186.0], 'Shafter': [30.7, 6208.0], 'Midway': [31.0, 2540.0], 'Carrizo Plains': [31.7, 3091.0], 'Solar': [32.1, 1462.0], 'Leprino': [32.2, 46227.0], 'Cal Flats': [32.3, 4317.0], 'Gates': [32.4, 25304.0], 'Mustang': [32.6, 39083.0], 'Cholame': [33.0, 4253.0], 'Henrietta': [33.1, 37786.0], 'GWF Hanford': [34.5, 33132.0], 'Rio Bravo': [36.3, 2540.0], 'Vestal': [38.0, 650.0], 'Lerdo': [39.1, 735.0]} | 647612.6875 | 184826.3281 | 0.2854 | 462786.375 | 0.7146 | 213344.8281 | 0.32943 | 623104.1875 | 0.96216 | 409759.3594 | 0.63272 | 7.0803 | 232158.7969 | 0.35848 | 120345.7031 | 0.18583 | 0 | 133744.125 | 0.20652 | 0 | 0 | 354707.7188 | 0.54772 | 292904.9688 | 29780.7734 | 0.045985 | 617831.9141 | 109364.1016 | 0.16887 | 538248.5859 | 409079.6875 | 0.63167 | 238533 | 54973.3398 | 0.084886 | 592639.3477 | 24646.1465 | 0.038057 | 622966.541
269 | Geysers | NORTHERN CALIFORNIA | PGE NGBA | {'Eagle Rock': [6.0, 19868.0], 'Cloverdale': [14.1, 13165.0], 'Fulton': [17.7, 8063.0], 'Hopland': [23.2, 10418.0], 'Bellevue': [26.0, 1921.0], 'Penngrove': [30.6, 900.0], 'Ukiah': [35.7, 1926.0], 'Lakeville': [36.0, 0.0], 'Cortina': [38.2, 0.0], 'Calpella': [38.6, 126.0]} | 365695.5625 | 21329.3477 | 0.058325 | 344366.2188 | 0.94167 | 35196.9336 | 0.096247 | 297970.0312 | 0.8148 | 262773.0977 | 0.71856 | 11.1884 | 24504.4375 | 0.067008 | 26531.7559 | 0.072551 | 0 | 106405.4297 | 0.29097 | 107435.3125 | 0.29378 | 214240.8438 | 0.58584 | 151454.7188 | 158550.3281 | 0.43356 | 207145.2344 | 270524.7812 | 0.73975 | 95170.7812 | 334457.4062 | 0.91458 | 31238.1562 | 133454.2031 | 0.36493 | 232241.3594 | 8565.7373 | 0.023423 | 357129.8252
35 | Glenn | NORTHERN CALIFORNIA | PGE NGBA | {'Logan Creek': [17.7, 52717.0], 'Delevan': [29.1, 28115.0], 'Table Mt.': [30.7, 3830.0], 'Thermalito': [32.7, 3673.0], 'Wyandotte': [37.7, 1964.0]} | 614307.125 | 80157.2812 | 0.13048 | 534149.875 | 0.86952 | 173561.1875 | 0.28253 | 540725.75 | 0.88022 | 367164.5625 | 0.59769 | 9.1707 | 98035.9688 | 0.15959 | 231069.2188 | 0.37615 | 0 | 265541.5938 | 0.43226 | 2325.7251 | 0.0037859 | 284069.9688 | 0.46242 | 330237.1562 | 27921.5117 | 0.045452 | 586385.6133 | 50135.8984 | 0.081614 | 564171.2266 | 316454.9375 | 0.51514 | 297852.1875 | 153614.7969 | 0.25006 | 460692.3281 | 88600.3281 | 0.14423 | 525706.7969
129 | Gold Hill | NORTHERN CALIFORNIA | PGE NGBA | {'Pleasant Grove': [14.6, 24194.0], 'Placerville': [19.7, 16209.0], 'Rio Oso': [26.2, 17095.0], 'Higgins': [26.8, 14222.0], 'Camanche': [31.3, 6950.0], 'Davis': [33.2, 57.0], 'Woodland': [33.7, 5032.0], 'Rancho Seco - Bellota (Proposed)': [37.0, 0.0], 'Olivehurst': [37.1, 1792.0], 'Lockeford': [37.3, 351.0], 'Grand Island': [38.3, 188.0], 'Brunswick': [40.0, 0.0]} | 264217.4688 | 47058.3242 | 0.1781 | 217159.1406 | 0.8219 | 18416.6641 | 0.069703 | 148251.3281 | 0.5611 | 129834.6641 | 0.49139 | 42 | 26024.3613 | 0.098496 | 8370.1777 | 0.031679 | 0 | 163257.1719 | 0.61789 | 5512.8198 | 0.020865 | 174680.7188 | 0.66112 | 89536.75 | 41818.9141 | 0.15827 | 222398.5547 | 45860.4219 | 0.17357 | 218357.0469 | 189368.4531 | 0.71671 | 74849.0156 | 84077.1328 | 0.31821 | 180140.3359 | 55718.6055 | 0.21088 | 208498.8633
165 | Goleta | GREATER LA METRO | SCE Northern | {'Cabrillo': [33.7, 11782.0], 'Sisquoc': [38.0, 7765.0]} | 138325.9375 | 38366.7578 | 0.27736 | 99959.1797 | 0.72264 | 59244.5469 | 0.4283 | 120849.0625 | 0.87365 | 61604.5156 | 0.44536 | 9.3333 | 8407.2979 | 0.060779 | 4169.1187 | 0.03014 | 0 | 78939.7031 | 0.57068 | 23577.8828 | 0.17045 | 24301.8809 | 0.17569 | 114024.0566 | 5623.9814 | 0.040657 | 132701.9561 | 5292.1357 | 0.038258 | 133033.8018 | 32181.0898 | 0.23265 | 106144.8477 | 74060.7891 | 0.53541 | 64265.1484 | 6782.6787 | 0.049034 | 131543.2588
82 | Goodrich | GREATER LA METRO | SCE Metro | {'Rio Hondo': [6.9, 279.0], 'Gould': [7.5, 577.0], 'Mesa': [8.0, 336.0], 'Walnut': [12.6, 102.0], 'Laguna Bell': [12.6, 259.0], 'Center': [15.4, 259.0], 'Olinda': [17.0, 102.0], 'Lighthipe': [19.3, 178.0], 'La Cienega': [19.6, 242.0], 'Del Amo': [20.9, 79.0], 'Vincent': [23.1, 344.0], 'La Fresa': [24.0, 180.0], 'El Nido': [24.1, 180.0], 'Hinson': [24.2, 0.0], 'Barre': [24.4, 79.0], 'Arcogen': [24.7, 0.0], 'Chevmain': [24.9, 180.0], 'El Segundo': [25.5, 180.0], 'Chino': [25.7, 102.0], 'Padua': [25.8, 102.0], 'Sylmar-Pac Intertie': [25.9, 577.0], 'Lewis': [26.0, 79.0], 'Alamitos': [26.6, 75.0], 'Harborgen': [26.9, 0.0], 'Redondo': [27.1, 0.0], 'Villa Park': [27.3, 79.0], 'Long Beach': [27.7, 0.0], 'Serrano': [28.1, 79.0], 'Mira Loma': [31.6, 102.0], 'Rancho Vista': [32.0, 27.0], 'Etiwanda': [32.4, 27.0], 'Johanna': [33.1, 79.0], 'Ellis': [33.2, 75.0], 'Saugus': [33.6, 389.0], 'Pardee': [34.6, 337.0], 'Huntington Beach': [35.4, 0.0], 'Santiago': [38.2, 0.0], 'Antelope': [38.9, 8.0]} | 1997.0267 | 678.0444 | 0.33953 | 1318.9824 | 0.66047 | 7.9199 | 0.0039658 | 1634.1292 | 0.81828 | 1626.2093 | 0.81432 | 14.2429 | 2.3764 | 0.00119 | 25.3044 | 0.012671 | 0 | 905.575 | 0.45346 | 111.5051 | 0.055836 | 253.621 | 0.127 | 1743.4057 | 21.983 | 0.011008 | 1975.0438 | 35.8912 | 0.017972 | 1961.1355 | 291.0481 | 0.14574 | 1705.9786 | 664.2302 | 0.33261 | 1332.7966 | 391.424 | 0.196 | 1605.6027
47 | Goose Lake | SPGE | PGE Kern | {'Semitropic': [8.0, 78646.0], 'Smyrna': [10.6, 84118.0], 'Kernridge': [14.2, 53486.0], 'Charca': [14.3, 53591.0], 'Midway': [15.4, 43202.0], 'Gates-Midway (Proposed)': [15.8, 72077.0], 'Shafter': [15.9, 36562.0], 'Temblor': [16.5, 39356.0], 'Rio Bravo': [21.1, 27818.0], 'Olive': [21.8, 53535.0], 'Arco': [22.3, 46205.0], 'Tupman': [24.4, 21244.0], 'Caliente': [24.4, 25826.0], 'Lerdo': [25.1, 23581.0], 'Alpaugh': [25.9, 40940.0], 'Norco': [26.6, 18016.0], '7th Standard': [27.6, 15825.0], 'Renfro': [27.7, 16625.0], 'Elk Hills': [28.3, 17876.0], 'Carrizo Plains': [30.1, 15204.0], 'Solar': [31.0, 10444.0], 'Kern Power': [31.2, 10278.0], 'Tevis': [32.0, 9999.0], 'Rosedale': [32.2, 10026.0], 'Vestal': [32.4, 6516.0], 'Taft': [32.6, 5539.0], 'Kern Oil': [33.4, 7693.0], 'West Park': [34.2, 7850.0], 'Sycamore': [34.7, 5514.0], 'Stockdale': [34.9, 7839.0], 'Poso Mt.': [35.1, 1398.0], 'Corcoran': [35.1, 10628.0], 'Bakersfield': [35.6, 5497.0], 'Waukena': [37.1, 8304.0], 'Midway - Wheeler Ridge (Proposed)': [37.5, 456.0], 'Columbus': [38.7, 533.0], 'Avenal': [39.8, 20.0]} | 599567.9375 | 119487.8906 | 0.19929 | 480080.0625 | 0.80071 | 103457.5156 | 0.17255 | 572794.625 | 0.95535 | 469337.1094 | 0.78279 | 7.9778 | 134596.1562 | 0.22449 | 251919.8438 | 0.42017 | 0 | 79212.5938 | 0.13212 | 0 | 0 | 221446.6094 | 0.36934 | 378121.3281 | 43824.1211 | 0.073093 | 555743.8164 | 164983.25 | 0.27517 | 434584.6875 | 338315.1875 | 0.56426 | 261252.75 | 28873.5059 | 0.048157 | 570694.4316 | 28693.9629 | 0.047858 | 570873.9746
83 | Gould | GREATER LA METRO | SCE Metro | {'Goodrich': [7.5, 577.0], 'Mesa': [13.4, 234.0], 'Rio Hondo': [14.3, 177.0], 'Laguna Bell': [17.1, 180.0], 'Vincent': [18.7, 11217.0], 'La Cienega': [18.8, 542.0], 'Sylmar-Pac Intertie': [18.8, 4102.0], 'Walnut': [20.0, 0.0], 'Center': [20.7, 180.0], 'Lighthipe': [23.5, 103.0], 'Olinda': [24.3, 0.0], 'El Nido': [24.9, 481.0], 'Chevmain': [25.2, 481.0], 'El Segundo': [25.5, 481.0], 'La Fresa': [25.6, 460.0], 'Saugus': [26.2, 2917.0], 'Del Amo': [26.3, 0.0], 'Pardee': [27.2, 2523.0], 'Hinson': [27.8, 0.0], 'Arcogen': [28.0, 0.0], 'Redondo': [28.2, 280.0], 'Harborgen': [30.6, 0.0], 'Barre': [30.8, 0.0], 'Long Beach': [31.5, 0.0], 'Alamitos': [31.9, 0.0], 'Padua': [32.1, 0.0], 'Antelope': [32.8, 10859.0], 'Lewis': [32.9, 0.0], 'Chino': [33.0, 0.0], 'Villa Park': [34.5, 0.0], 'Serrano': [35.4, 0.0], 'Rancho Vista': [38.5, 0.0], 'Mira Loma': [38.6, 0.0], 'Etiwanda': [38.9, 0.0], 'Ellis': [39.5, 0.0], 'Johanna': [39.9, 0.0]} | 24697.6055 | 11959.083 | 0.48422 | 12738.5225 | 0.51578 | 111.6828 | 0.004522 | 6878.5742 | 0.27851 | 6766.8914 | 0.27399 | 30.9472 | 21.2631 | 0.00086094 | 56.6069 | 0.002292 | 0 | 13196.4053 | 0.53432 | 335.6839 | 0.013592 | 7336.4189 | 0.29705 | 17361.1865 | 21.983 | 0.00089008 | 24675.6225 | 35.8912 | 0.0014532 | 24661.7142 | 7373.8462 | 0.29857 | 17323.7593 | 6877.4229 | 0.27847 | 17820.1826 | 1238.4463 | 0.050144 | 23459.1592
130 | Grand Island | NORTHERN CALIFORNIA | PGE NGBA | {'Shiloh III': [14.6, 38915.0], 'Birds Landing': [15.0, 38053.0], 'Eight Mile': [16.6, 21695.0], 'Contra Costa': [19.1, 34106.0], 'Peabody': [21.0, 37505.0], 'Stagg': [21.1, 13655.0], 'Vaca-Dixon & Gc Yard': [21.4, 24933.0], 'Pittsburg': [21.4, 34106.0], 'Lone Tree': [21.8, 34099.0], 'Brentwood': [22.1, 28681.0], 'Kirker': [22.5, 34078.0], 'Davis': [23.0, 6017.0], 'Lockeford': [24.7, 16185.0], 'Clayton': [28.6, 23486.0], 'Weber': [28.8, 4672.0], 'Delta Pumps': [29.8, 781.0], 'Putah Creek': [29.8, 5980.0], 'Kelso': [30.0, 695.0], 'Camanche': [30.8, 13067.0], 'Woodland': [32.2, 2637.0], 'Martinez': [32.3, 13677.0], 'Rancho Seco - Bellota (Proposed)': [33.0, 8504.0], 'Vierra': [34.6, 835.0], 'Bellota': [34.7, 3805.0], 'Midway Green Ridge Services': [34.9, 0.0], 'Cayetano': [35.4, 0.0], 'Tesla': [35.9, 0.0], 'Madison': [36.6, 2399.0], 'Tulucay': [36.8, 0.0], 'Carquinez': [37.1, 123.0], 'Gold Hill': [38.3, 188.0]} | 497289.8125 | 64459.0469 | 0.12962 | 432830.75 | 0.87038 | 70834.7969 | 0.14244 | 436210.8438 | 0.87718 | 365376.0469 | 0.73473 | 10.8546 | 146257.6719 | 0.29411 | 224619.7031 | 0.45169 | 0 | 82485.6016 | 0.16587 | 0 | 0 | 57817.5781 | 0.11627 | 439472.2344 | 120147.3047 | 0.2416 | 377142.5078 | 140793.8125 | 0.28312 | 356496 | 178297.8125 | 0.35854 | 318992 | 5381.6489 | 0.010822 | 491908.1636 | 57964.5508 | 0.11656 | 439325.2617
214 | Green Ridge Midway | NORTHERN CALIFORNIA | PGE GBA | {'Tesla': [1.6, 8298.0], 'Kelso': [5.0, 7706.0], 'Delta Pumps': [5.4, 7484.0], 'Cayetano': [10.1, 6755.0], 'Brentwood': [14.2, 4849.0], 'Vierra': [17.8, 3647.0], 'Lone Tree': [17.9, 3146.0], 'Contra Costa': [21.7, 3001.0], 'Stagg': [22.5, 717.0], 'Weber': [23.2, 1734.0], 'Westley': [23.2, 3579.0], 'Ripon': [24.2, 3644.0], 'Eight Mile': [25.7, 158.0], 'Clayton': [25.7, 3146.0], 'Kirker': [26.8, 2152.0], 'Newark': [26.8, 2778.0], 'Pittsburg': [27.3, 2152.0], 'Los Esteros': [28.0, 1905.0], 'Eastshore': [29.8, 2893.0], 'Birds Landing': [30.5, 1655.0], 'Scott': [31.4, 1905.0], 'Shiloh III': [33.7, 1655.0], 'Fink (Proposed)': [34.7, 664.0], 'Crow Creek': [34.7, 664.0], 'Grand Island': [34.9, 0.0], 'Martinez': [35.1, 1350.0], 'Metcalf 1': [35.7, 15.0], 'Lockeford': [35.7, 155.0], 'Metcalf Energy Center': [36.0, 15.0], 'Bellota': [37.1, 158.0], 'Riverbank': [37.3, 491.0], 'Hicks': [38.1, 0.0]} | 412860.4062 | 8692.8867 | 0.021055 | 404167.5312 | 0.97894 | 124005.3594 | 0.30036 | 368078.5938 | 0.89153 | 244073.2344 | 0.59118 | 13.3333 | 22882.1914 | 0.055424 | 152742.1875 | 0.36996 | 0 | 174667.1562 | 0.42307 | 38508.0781 | 0.093271 | 216633.3438 | 0.52471 | 196227.0625 | 144158.1094 | 0.34917 | 268702.2969 | 155136.7812 | 0.37576 | 257723.625 | 257128.1562 | 0.6228 | 155732.25 | 120698.4219 | 0.29235 | 292161.9844 | 24008.7422 | 0.058152 | 388851.6641
98 | Gregg | SPGE | PGE Fresno | {'Borden': [6.1, 72763.0], 'Kearney (New)': [10.3, 95438.0], 'West Fresno': [10.8, 85290.0], 'California Ave': [12.5, 75384.0], 'Malaga': [15.3, 68853.0], 'Mc Mullin': [18.4, 69792.0], 'Sanger': [19.7, 39556.0], 'McCall': [22.7, 41106.0], 'Newhall': [22.8, 43687.0], 'Helm': [23.1, 67098.0], 'Dairyland': [26.1, 30401.0], 'Le Grand': [30.2, 12784.0], 'Wahtoke': [30.5, 15823.0], 'Kingsburg': [31.3, 18306.0], 'Mendota': [31.4, 22870.0], 'Tranquility': [32.6, 22764.0], 'Schindler': [33.5, 33995.0], 'Reedley': [34.5, 13239.0], 'Excelsior': [35.8, 20608.0], 'Cheney': [37.3, 3992.0], 'Cantua': [37.6, 8101.0], 'Panoche': [39.3, 249.0]} | 563696.8125 | 114280.3281 | 0.20273 | 449416.5 | 0.79727 | 86211.3047 | 0.15294 | 458785.6562 | 0.81389 | 372574.3516 | 0.66095 | 16.2727 | 178547.8438 | 0.31674 | 205457.3594 | 0.36448 | 0 | 186866.4375 | 0.3315 | 0 | 0 | 174607.75 | 0.30975 | 389089.0625 | 169694.1406 | 0.30104 | 394002.6719 | 171558.6875 | 0.30435 | 392138.125 | 279516.2812 | 0.49586 | 284180.5312 | 98441.3672 | 0.17464 | 465255.4453 | 78547.2969 | 0.13934 | 485149.5156
249 | Grimway | SPGE | PGE Kern | {'Lamont': [3.4, 44658.0], 'Unknown - 3327': [3.4, 44719.0], 'Magunden': [8.6, 38148.0], 'Columbus': [11.3, 35302.0], 'Cal Water': [12.3, 32218.0], 'Bakersfield': [12.6, 40205.0], 'Stockdale': [12.6, 42410.0], 'Wheeler Ridge': [12.7, 38249.0], 'West Park': [13.4, 41633.0], 'Rosedale': [15.2, 40891.0], 'Sycamore': [15.9, 29221.0], 'Tevis': [15.9, 40919.0], 'Kern Oil': [16.1, 32160.0], 'Kern Power': [16.2, 39837.0], 'Renfro': [19.7, 34942.0], '7th Standard': [20.2, 27918.0], 'Pastoria': [21.6, 15296.0], 'Poso Mt.': [22.2, 11821.0], 'Lerdo': [24.0, 14508.0], 'Tupman': [24.3, 24456.0], 'Midway - Wheeler Ridge (Proposed)': [24.6, 25723.0], 'Norco': [25.5, 21033.0], 'Rio Bravo': [26.3, 13262.0], 'Highwind': [29.1, 7826.0], 'Elk Hills': [29.2, 16050.0], 'Shafter': [31.7, 2661.0], 'Bailey': [32.8, 1089.0], 'Midway': [35.1, 1320.0], 'Windhub': [35.9, 5319.0], 'Whirlwind': [36.0, 3225.0], 'Taft': [36.0, 7600.0], 'Charca': [36.1, 1658.0]} | 452897.0938 | 51781.7188 | 0.11433 | 401115.375 | 0.88567 | 76236.1016 | 0.16833 | 410898.3438 | 0.90727 | 334662.2422 | 0.73894 | 10.434 | 41045.1484 | 0.090628 | 199739.0625 | 0.44103 | 0 | 118213.5703 | 0.26102 | 15720.8066 | 0.034712 | 182444.8281 | 0.40284 | 270452.2656 | 96002.3984 | 0.21197 | 356894.6953 | 149190.5312 | 0.32941 | 303706.5625 | 247387.0312 | 0.54623 | 205510.0625 | 85225.5156 | 0.18818 | 367671.5781 | 10209.0801 | 0.022542 | 442688.0137
243 | GWF Hanford Sw Sta | SPGE | PGE Fresno | {'Waukena': [9.9, 222280.0], 'Leprino': [10.6, 241560.0], 'Corcoran': [12.2, 206012.0], 'Henrietta': [14.4, 207290.0], 'Mustang': [15.4, 197195.0], 'Kingsburg': [15.5, 116311.0], 'Rector': [22.6, 49804.0], 'McCall': [23.6, 65589.0], 'Alpaugh': [23.7, 93099.0], 'Wahtoke': [26.2, 50963.0], 'Reedley': [27.6, 38147.0], 'Olive': [28.0, 57757.0], 'Gates': [28.1, 67230.0], 'Schindler': [28.9, 32832.0], 'Mc Mullin': [29.3, 31336.0], 'Malaga': [29.6, 37891.0], 'Sanger': [30.3, 39191.0], 'California Ave': [31.7, 29105.0], 'West Fresno': [32.4, 26323.0], 'Kearney (New)': [32.8, 23387.0], 'Avenal': [33.1, 43092.0], 'Excelsior': [33.7, 5507.0], 'Gates-Midway (Proposed)': [34.5, 33132.0], 'Helm': [36.9, 4004.0], 'Arco': [37.2, 7124.0], 'Smyrna': [39.6, 1152.0]} | 649577.25 | 287428.875 | 0.44249 | 362148.375 | 0.55751 | 111980.5156 | 0.17239 | 572383.1875 | 0.88116 | 460402.6719 | 0.70877 | 11 | 306789.9688 | 0.47229 | 267223 | 0.41138 | 0 | 5001.0645 | 0.007699 | 0 | 0 | 57975.7383 | 0.089251 | 591601.5117 | 30915.8594 | 0.047594 | 618661.3906 | 56572.4336 | 0.087091 | 593004.8164 | 108259.4844 | 0.16666 | 541317.7656 | 1220.2249 | 0.0018785 | 648357.0251 | 19767.3047 | 0.030431 | 629809.9453
84 | Harborgen | GREATER LA METRO | SCE Metro | {'Long Beach': [0.9, 2185.0], 'Arcogen': [2.8, 2186.0], 'Hinson': [2.8, 2186.0], 'Alamitos': [7.5, 2183.0], 'Lighthipe': [7.6, 2186.0], 'La Fresa': [8.7, 2186.0], 'Del Amo': [8.9, 2183.0], 'Redondo': [10.4, 2186.0], 'El Nido': [11.6, 2186.0], 'Center': [12.5, 2126.0], 'Chevmain': [13.2, 2184.0], 'Barre': [14.3, 2089.0], 'Laguna Bell': [14.3, 2126.0], 'El Segundo': [14.4, 2184.0], 'Huntington Beach': [17.0, 2089.0], 'La Cienega': [17.6, 1385.0], 'Ellis': [17.6, 2087.0], 'Mesa': [19.0, 541.0], 'Lewis': [19.0, 1932.0], 'Olinda': [21.0, 14.0], 'Johanna': [22.0, 479.0], 'Walnut': [22.5, 0.0], 'Villa Park': [22.8, 3.0], 'Serrano': [25.4, 2.0], 'Rio Hondo': [26.6, 0.0], 'Goodrich': [26.9, 0.0], 'Santiago': [27.6, 2.0], 'Gould': [30.6, 0.0], 'Viejo': [34.6, 0.0], 'Chino': [35.0, 0.0], 'Trabuco': [35.2, 0.0], 'Capistrano': [37.2, 0.0], 'Margarita': [38.0, 0.0], 'Sylmar-Pac Intertie': [39.5, 0.0]} | 9348.9844 | 2169.8013 | 0.23209 | 7179.1831 | 0.76791 | 1086.8201 | 0.11625 | 3965.3635 | 0.42415 | 2878.5435 | 0.3079 | 49 | 0 | 0 | 0 | 0 | 0 | 0 | 0 | 0 | 0 | 10.0224 | 0.001072 | 9338.962 | 1505.172 | 0.161 | 7843.8124 | 7075.5366 | 0.75682 | 2273.4478 | 7085.5591 | 0.7579 | 2263.4253 | 0 | 0 | 9348.9844 | 331.1471 | 0.035421 | 9017.8372
310 | Harry Allen | NEVADA MAJOR |  | {'Desert View': [26.7, 587.0], 'Mead': [34.6, 0.0], 'Sloan Canyon': [38.8, 0.0]} | 604.6199 | 587.0054 | 0.97087 | 17.6145 | 0.029133 | 0 | 0 | 0 | 0 | 0 | 0 | 0 | 0 | 0 | 0 | 0 | 0 | 0 | 0 | 0 | 0 | 0 | 0 | 604.6199 | 0 | 0 | 604.6199 | 0 | 0 | 604.6199 | 0 | 0 | 604.6199 | 0 | 0 | 604.6199 | 0 | 0 | 604.6199
283 | Hassayampa | ARIZONA MINOR | SDGE Arizona | {'Palo Verde': [2.7, 157872.0], 'Delaney': [14.1, 152950.0]} | 273884.75 | 159292.7656 | 0.58161 | 114591.9844 | 0.41839 | 0 | 0 | 0 | 0 | 0 | 0 | 0 | 0 | 0 | 0 | 0 | 0 | 0 | 0 | 0 | 0 | 0 | 0 | 273884.75 | 0 | 0 | 273884.75 | 0 | 0 | 273884.75 | 0 | 0 | 273884.75 | 0 | 0 | 273884.75 | 0 | 0 | 273884.75
21 | Helm | SPGE | PGE Fresno | {'Mc Mullin': [10.4, 190024.0], 'Tranquility': [12.7, 168560.0], 'Schindler': [13.2, 177658.0], 'Excelsior': [13.6, 176927.0], 'Cantua': [14.5, 169568.0], 'Mendota': [18.0, 108821.0], 'Kearney (New)': [18.1, 96180.0], 'Cheney': [20.0, 93771.0], 'Newhall': [20.8, 89131.0], 'West Fresno': [21.7, 75450.0], 'Panoche': [22.9, 79847.0], 'Gregg': [23.1, 67098.0], 'California Ave': [24.5, 64682.0], 'Borden': [25.2, 43216.0], 'Malaga': [25.9, 58330.0], 'Henrietta': [28.5, 53541.0], 'Mustang': [28.6, 54656.0], 'McCall': [29.8, 38089.0], 'Leprino': [30.9, 30158.0], 'Gates': [31.3, 33053.0], 'Sanger': [32.4, 21427.0], 'Dairyland': [32.9, 18689.0], 'Oro Loma': [33.5, 19938.0], 'Kingsburg': [33.7, 14113.0], 'GWF Hanford': [36.9, 4004.0]} | 727729.8125 | 258201.8438 | 0.3548 | 469527.9688 | 0.6452 | 121519.25 | 0.16698 | 675570.1875 | 0.92833 | 554050.9375 | 0.76134 | 8.1136 | 326712.4062 | 0.44895 | 319034 | 0.4384 | 0 | 31794.75 | 0.04369 | 0 | 0 | 163917.8438 | 0.22525 | 563811.9688 | 51861.332 | 0.071265 | 675868.4805 | 74872.1875 | 0.10288 | 652857.625 | 206792.3281 | 0.28416 | 520937.4844 | 18524.2188 | 0.025455 | 709205.5938 | 17039.0293 | 0.023414 | 710690.7832
72 | Henrietta | SPGE | PGE Fresno | {'Mustang': [1.1, 294699.0], 'Leprino': [3.9, 279486.0], 'Gates': [14.2, 138009.0], 'GWF Hanford': [14.4, 207290.0], 'Schindler': [17.2, 90570.0], 'Waukena': [19.6, 185030.0], 'Excelsior': [21.3, 61887.0], 'Corcoran': [21.4, 170839.0], 'Avenal': [21.8, 87318.0], 'Kingsburg': [24.7, 71785.0], 'Mc Mullin': [24.7, 74681.0], 'Cantua': [27.6, 47884.0], 'Helm': [28.5, 53541.0], 'McCall': [29.4, 35631.0], 'Alpaugh': [31.5, 62917.0], 'Kearney (New)': [32.0, 30511.0], 'Arco': [32.2, 37252.0], 'Malaga': [32.7, 27058.0], 'Gates-Midway (Proposed)': [33.1, 37786.0], 'West Fresno': [33.2, 25099.0], 'California Ave': [33.9, 24050.0], 'Cal Flats': [34.8, 8173.0], 'Olive': [34.9, 28573.0], 'Wahtoke': [36.0, 12257.0], 'Sanger': [36.0, 13814.0], 'Tranquility': [36.8, 18914.0], 'Rector': [37.0, 8636.0], 'Reedley': [38.6, 2407.0]} | 685463.875 | 305954.3438 | 0.44635 | 379509.5312 | 0.55365 | 161141.9688 | 0.23508 | 632475.5 | 0.9227 | 471333.5312 | 0.68761 | 8.7654 | 316017.1562 | 0.46103 | 279923.8438 | 0.40837 | 0 | 9204.5322 | 0.013428 | 0 | 0 | 78179.6328 | 0.11405 | 607284.2422 | 12636.0137 | 0.018434 | 672827.8613 | 46658.5938 | 0.068069 | 638805.2812 | 117525.9062 | 0.17145 | 567937.9688 | 3235.4573 | 0.0047201 | 682228.4177 | 13160.5312 | 0.019199 | 672303.3438
167 | Hicks | NORTHERN CALIFORNIA | PGE GBA | {'Metcalf Energy Center': [8.5, 10390.0], 'Metcalf 1': [8.8, 10390.0], 'Scott': [10.3, 4193.0], 'Los Esteros': [13.5, 2589.0], 'Newark': [19.0, 1793.0], 'Llagas': [24.6, 7100.0], 'Eastshore': [29.5, 277.0], 'Moss Landing': [30.3, 5735.0], 'Cayetano': [35.6, 0.0], 'Hollister': [37.5, 2392.0], 'Tesla': [37.9, 0.0], 'Midway Green Ridge Services': [38.1, 0.0]} | 147031.4688 | 11950.2246 | 0.081277 | 135081.25 | 0.91872 | 31069.3516 | 0.21131 | 92313.0469 | 0.62785 | 61243.6953 | 0.41653 | 19 | 2812.7236 | 0.01913 | 1679.5322 | 0.011423 | 0 | 68744.6562 | 0.46755 | 6989.4536 | 0.047537 | 89239.8359 | 0.60694 | 57791.6328 | 31805.416 | 0.21632 | 115226.0527 | 78046.7109 | 0.53082 | 68984.7578 | 121033.8516 | 0.82318 | 25997.6172 | 63795.8711 | 0.43389 | 83235.5977 | 5114.9614 | 0.034788 | 141916.5073
112 | Higgins | NORTHERN CALIFORNIA | PGE NGBA | {'Brunswick': [13.3, 20436.0], 'Pleasant Grove': [19.2, 23113.0], 'Colgate': [20.5, 11203.0], 'Rio Oso': [21.6, 19170.0], 'Drum 1': [22.8, 16072.0], 'Olivehurst': [24.5, 10472.0], 'East Marysville': [26.6, 8747.0], 'Gold Hill': [26.8, 14222.0], 'Placerville': [27.2, 5679.0], 'Pease': [31.8, 5243.0], 'Honcut': [33.1, 2805.0], 'Palermo': [36.4, 997.0], 'Wyandotte': [39.2, 28.0]} | 321447.8438 | 43713.5 | 0.13599 | 277734.3438 | 0.86401 | 13611.1201 | 0.042343 | 154401.7812 | 0.48033 | 140790.6611 | 0.43799 | 28.4222 | 19618.9473 | 0.061033 | 14287.4746 | 0.044447 | 0 | 227002.625 | 0.70619 | 46041.625 | 0.14323 | 237686.4688 | 0.73942 | 83761.375 | 33917.8672 | 0.10552 | 287529.9766 | 45413.168 | 0.14128 | 276034.6758 | 262291.5 | 0.81597 | 59156.3438 | 61837.7773 | 0.19237 | 259610.0664 | 29736.2617 | 0.092507 | 291711.582
39 | High Line | GREATER IMPERIAL | SDGE Imperial | {'North Gila - IV (Proposed)': [4.3, 28913.0], 'El Centro': [15.5, 46048.0], 'Imperial Valley': [26.0, 25287.0], 'Arkansas': [27.5, 27168.0], 'Sonora': [29.4, 21117.0], 'Bannister': [34.6, 13938.0]} | 254868.4062 | 52085.9727 | 0.20436 | 202782.4375 | 0.79564 | 40048.8633 | 0.15714 | 248009.7344 | 0.97309 | 207960.8711 | 0.81595 | 8.5255 | 36330.8633 | 0.14255 | 156586.5469 | 0.61438 | 0 | 0 | 0 | 0 | 0 | 11444.6826 | 0.044904 | 243423.7236 | 29323.5625 | 0.11505 | 225544.8438 | 29404.9141 | 0.11537 | 225463.4922 | 40639.9961 | 0.15945 | 214228.4102 | 26411.8496 | 0.10363 | 228456.5566 | 14213.4639 | 0.055768 | 240654.9424
240 | Highwind | GREATER TEHACHAPI | SCE Northern | {'Windhub': [7.1, 105395.0], 'Whirlwind': [16.9, 81913.0], 'Pastoria': [28.7, 9024.0], 'Antelope': [28.8, 55479.0], 'Grimmway-Malaga': [29.1, 7826.0], 'Lamont': [30.5, 4476.0], 'Unknown - 3327': [30.6, 4384.0], 'Bailey': [31.7, 15748.0], 'Wheeler Ridge': [33.9, 380.0], 'Magunden': [35.6, 0.0], 'Cal Water': [37.0, 0.0], 'Columbus': [37.9, 0.0]} | 360790.5938 | 111818.3047 | 0.30993 | 248972.2812 | 0.69007 | 66605.2812 | 0.18461 | 191092.75 | 0.52965 | 124487.4688 | 0.34504 | 30 | 1344.8397 | 0.0037275 | 4999.9043 | 0.013858 | 0 | 86155.6328 | 0.2388 | 60560.4609 | 0.16785 | 140616.125 | 0.38974 | 220174.4688 | 70838.6641 | 0.19634 | 289951.9297 | 91178.1328 | 0.25272 | 269612.4609 | 210351.4219 | 0.58303 | 150439.1719 | 125301.6172 | 0.3473 | 235488.9766 | 4139.6636 | 0.011474 | 356650.9302
208 | Hilltop | NORTHERN CALIFORNIA | Northeast CA | {'Madeline': [38.7, 7.0]} | 624726.5625 | 56532.0234 | 0.090491 | 568194.5625 | 0.90951 | 0 | 0 | 0 | 0 | 0 | 0 | 0 | 32696.748 | 0.052338 | 24195.3477 | 0.03873 | 0 | 212531.2031 | 0.3402 | 6064.6948 | 0.0097078 | 329569.2812 | 0.52754 | 295157.2812 | 130251.3516 | 0.20849 | 494475.2109 | 76743.5391 | 0.12284 | 547983.0234 | 413560.3438 | 0.66199 | 211166.2188 | 426524.6562 | 0.68274 | 198201.9062 | 69036.9141 | 0.11051 | 555689.6484
85 | Hinson | GREATER LA METRO | SCE Metro | {'Arcogen': [1.2, 2186.0], 'Harborgen': [2.8, 2186.0], 'Long Beach': [3.7, 2185.0], 'Lighthipe': [5.0, 2186.0], 'La Fresa': [7.2, 2186.0], 'Del Amo': [7.5, 2183.0], 'Alamitos': [8.0, 2183.0], 'Redondo': [9.7, 2186.0], 'Center': [10.1, 2126.0], 'El Nido': [10.1, 2186.0], 'Laguna Bell': [11.6, 2126.0], 'Chevmain': [11.9, 2185.0], 'El Segundo': [13.1, 2185.0], 'Barre': [13.9, 2089.0], 'La Cienega': [15.4, 1385.0], 'Mesa': [16.3, 541.0], 'Huntington Beach': [18.5, 2089.0], 'Lewis': [18.6, 1932.0], 'Ellis': [18.6, 2087.0], 'Olinda': [19.4, 14.0], 'Walnut': [20.4, 0.0], 'Villa Park': [22.3, 3.0], 'Johanna': [22.5, 479.0], 'Rio Hondo': [24.1, 0.0], 'Goodrich': [24.2, 0.0], 'Serrano': [24.9, 2.0], 'Gould': [27.8, 0.0], 'Santiago': [28.3, 2.0], 'Chino': [33.6, 0.0], 'Viejo': [35.0, 0.0], 'Trabuco': [36.2, 0.0], 'Sylmar-Pac Intertie': [37.1, 0.0], 'Capistrano': [38.4, 0.0], 'Margarita': [39.0, 0.0], 'Padua': [39.4, 0.0]} | 9000.4697 | 2170.1055 | 0.24111 | 6830.3643 | 0.75889 | 1086.8201 | 0.12075 | 3965.3635 | 0.44057 | 2878.5435 | 0.31982 | 57.3333 | 0 | 0 | 0 | 0 | 0 | 0 | 0 | 0 | 0 | 10.0224 | 0.0011135 | 8990.4473 | 1503.2791 | 0.16702 | 7497.1907 | 6725.5137 | 0.74724 | 2274.9561 | 6735.5361 | 0.74835 | 2264.9336 | 0 | 0 | 9000.4697 | 256.3609 | 0.028483 | 8744.1089
131 | Hollister | SPGE | PGE GBA | {'Llagas': [13.0, 36354.0], 'Moss Landing': [20.8, 32296.0], 'Los Banos': [25.0, 1267.0], 'Quinto': [25.7, 704.0], 'Metcalf 1': [31.1, 5956.0], 'Metcalf Energy Center': [31.1, 5987.0], 'Miller': [31.3, 0.0], 'Hicks': [37.5, 2392.0], 'Fink (Proposed)': [37.9, 0.0], 'Crow Creek': [38.3, 0.0]} | 425114.75 | 47885.0586 | 0.11264 | 377229.6875 | 0.88736 | 164978.2031 | 0.38808 | 372532.875 | 0.87631 | 207554.6719 | 0.48823 | 8.7538 | 29461.7246 | 0.069303 | 58640.3633 | 0.13794 | 0 | 253246.25 | 0.59571 | 55661.4648 | 0.13093 | 254783.4062 | 0.59933 | 170331.3438 | 53502.8438 | 0.12586 | 371611.9062 | 104857.9219 | 0.24666 | 320256.8281 | 295156.0625 | 0.6943 | 129958.6875 | 227495.5469 | 0.53514 | 197619.2031 | 15776.4424 | 0.037111 | 409338.3076
5 | Honcut | NORTHERN CALIFORNIA | PGE NGBA | {'Palermo': [10.1, 30731.0], 'East Marysville': [11.0, 30095.0], 'Pease': [11.0, 37240.0], 'Wyandotte': [12.2, 27614.0], 'Thermalito': [13.5, 26184.0], 'Olivehurst': [16.0, 28795.0], 'Table Mt.': [16.4, 21372.0], 'Colgate': [21.7, 10554.0], 'Rio Oso': [27.5, 15865.0], 'Brunswick': [30.6, 6606.0], 'Higgins': [33.1, 2805.0], 'Delevan': [36.2, 6385.0], 'Cortina': [36.4, 2201.0], 'Pleasant Grove': [37.8, 3670.0], 'Logan Creek': [38.8, 438.0]} | 481396.0312 | 55501.6523 | 0.11529 | 425894.375 | 0.88471 | 36403.4688 | 0.075621 | 371709.8125 | 0.77215 | 335306.3438 | 0.69653 | 13.273 | 170062.2188 | 0.35327 | 104621.3281 | 0.21733 | 0 | 164424.3906 | 0.34156 | 8942.6914 | 0.018577 | 276332.3125 | 0.57402 | 205063.7188 | 62735.5664 | 0.13032 | 418660.4648 | 154313.0469 | 0.32055 | 327082.9844 | 372920.5625 | 0.77466 | 108475.4688 | 70046.4609 | 0.14551 | 411349.5703 | 45882.9141 | 0.095312 | 435513.1172
284 | Hoodoo Wash | ARIZONA MINOR | SDGE Arizona | {} | 165451.9844 | 122510.7734 | 0.74046 | 42941.2109 | 0.25954 | 0 | 0 | 0 | 0 | 0 | 0 | 0 | 0 | 0 | 0 | 0 | 0 | 0 | 0 | 0 | 0 | 0 | 0 | 165451.9844 | 0 | 0 | 165451.9844 | 0 | 0 | 165451.9844 | 0 | 0 | 165451.9844 | 0 | 0 | 165451.9844 | 0 | 0 | 165451.9844
102 | Hopland | NORTHERN CALIFORNIA | PGE NGBA | {'Cloverdale': [12.7, 20554.0], 'Ukiah': [13.2, 30214.0], 'Calpella': [16.6, 27726.0], 'Eagle Rock': [17.6, 17768.0], 'Mendocino': [20.2, 22955.0], 'Geysers Tap 1': [23.2, 10418.0], 'Fulton': [37.1, 3945.0]} | 302326.3125 | 41080.4922 | 0.13588 | 261245.8125 | 0.86412 | 19168.8359 | 0.063404 | 261643.625 | 0.86543 | 242474.7891 | 0.80203 | 9.408 | 13527.1162 | 0.044743 | 16903.4609 | 0.055911 | 0 | 141796.75 | 0.46902 | 94837.1172 | 0.31369 | 142627.4531 | 0.47177 | 159698.8594 | 97119.6719 | 0.32124 | 205206.6406 | 141353.4062 | 0.46755 | 160972.9062 | 221542.2188 | 0.73279 | 80784.0938 | 130968.375 | 0.4332 | 171357.9375 | 4904.4561 | 0.016222 | 297421.8564
312 | Humboldt | NORTHERN CALIFORNIA | PGE NGBA | {'Bridgeville': [27.2, 22609.0]} | 245803.1719 | 88631.4297 | 0.36058 | 157171.75 | 0.63942 | 78862.3125 | 0.32084 | 212354.7812 | 0.86392 | 133492.4688 | 0.54309 | 8.099 | 0 | 0 | 0 | 0 | 0 | 1071.1478 | 0.0043577 | 0 | 0 | 10089.3555 | 0.041046 | 235713.8164 | 77954.4609 | 0.31714 | 167848.7109 | 88130.0312 | 0.35854 | 157673.1406 | 93734.9375 | 0.38134 | 152068.2344 | 68314.3125 | 0.27792 | 177488.8594 | 33849.8906 | 0.13771 | 211953.2812
201 | Huntington Beach | GREATER LA METRO | SCE Metro | {'Ellis': [3.4, 2914.0], 'Johanna': [8.6, 1306.0], 'Alamitos': [10.8, 2155.0], 'Barre': [11.2, 2901.0], 'Lewis': [12.1, 2754.0], 'Santiago': [12.2, 829.0], 'Villa Park': [14.3, 826.0], 'Del Amo': [15.5, 2116.0], 'Long Beach': [16.5, 2089.0], 'Serrano': [16.6, 824.0], 'Harborgen': [17.0, 2089.0], 'Trabuco': [18.5, 827.0], 'Hinson': [18.5, 2089.0], 'Arcogen': [19.3, 2089.0], 'Viejo': [19.4, 827.0], 'Lighthipe': [19.8, 2089.0], 'Capistrano': [20.2, 827.0], 'Center': [20.8, 2089.0], 'Olinda': [20.9, 363.0], 'Margarita': [21.2, 827.0], 'Laguna Bell': [24.8, 2086.0], 'Walnut': [25.0, 124.0], 'La Fresa': [25.6, 2089.0], 'Talega': [27.0, 459.0], 'Redondo': [27.4, 2089.0], 'Mesa': [28.0, 541.0], 'El Nido': [28.5, 2089.0], 'Chino': [29.8, 332.0], 'Chevmain': [30.2, 2087.0], 'San Onofre': [31.0, 16.0], 'Lee Lake (Proposed)': [31.2, 755.0], 'El Segundo': [31.4, 2087.0], 'Rio Hondo': [31.6, 0.0], 'La Cienega': [33.6, 1288.0], 'Mira Loma': [34.5, 143.0], 'Goodrich': [35.4, 0.0], 'Padua': [38.0, 0.0], 'Rancho Vista': [39.7, 0.0]} | 12223.6895 | 2894.4458 | 0.23679 | 9329.2441 | 0.76321 | 1127.615 | 0.092248 | 4530.7275 | 0.37065 | 3403.1125 | 0.2784 | 50 | 20.6617 | 0.0016903 | 37.1755 | 0.0030413 | 0 | 637.8743 | 0.052183 | 14.7737 | 0.0012086 | 359.1616 | 0.029382 | 11864.5279 | 2010.1654 | 0.16445 | 10213.524 | 8678.8145 | 0.71 | 3544.875 | 9125.1562 | 0.74651 | 3098.5332 | 174.2297 | 0.014253 | 12049.4597 | 499.9226 | 0.040898 | 11723.7669
100 | Ignacio | NORTHERN CALIFORNIA | PGE NGBA | {'Lakeville': [12.2, 11188.0], 'Carquinez': [15.9, 14416.0], 'Penngrove': [18.2, 10225.0], 'Tulucay': [18.9, 11936.0], 'Bellevue': [22.9, 6703.0], 'Martinez': [23.5, 7649.0], 'Martin': [26.8, 2526.0], 'Fulton': [31.4, 2127.0], 'Clayton': [32.5, 4167.0], 'Peabody': [34.2, 669.0], 'Kirker': [34.8, 3376.0], 'Pittsburg': [35.2, 2945.0], 'Shiloh III': [38.3, 1.0], 'Birds Landing': [38.8, 42.0], 'Eastshore': [38.9, 66.0]} | 159211.1562 | 17607.4902 | 0.11059 | 141603.6719 | 0.88941 | 23070.8262 | 0.14491 | 120786.5938 | 0.75866 | 97715.7676 | 0.61375 | 35.8524 | 23672.8008 | 0.14869 | 10307.9424 | 0.064744 | 0 | 72982.6328 | 0.4584 | 0 | 0 | 91031.3281 | 0.57176 | 68179.8281 | 46129.6953 | 0.28974 | 113081.4609 | 88961.9375 | 0.55877 | 70249.2188 | 131552.875 | 0.82628 | 27658.2812 | 48039.1562 | 0.30173 | 111172 | 11879.666 | 0.074616 | 147331.4902
265 | IID System | GREATER IMPERIAL | SCE Eastern | {'Sonora': [7.6, 57854.0], 'Arkansas': [7.8, 58808.0], 'El Centro': [27.8, 23076.0], 'Imperial Valley': [34.5, 3806.0], 'Julian Hinds': [34.6, 1.0], 'Highline': [34.6, 13938.0], 'Red Bluff': [37.1, 0.0], 'North Gila - IV (Proposed)': [38.5, 827.0]} | 321919.5 | 62583.9961 | 0.19441 | 259335.5 | 0.80559 | 50676.6797 | 0.15742 | 310243.0625 | 0.96373 | 259566.3828 | 0.80631 | 8 | 57198.4805 | 0.17768 | 143210.2656 | 0.44486 | 0 | 0 | 0 | 0 | 0 | 12368.6045 | 0.038421 | 309550.8955 | 83933.6328 | 0.26073 | 237985.8672 | 104828.9375 | 0.32564 | 217090.5625 | 117064.9375 | 0.36365 | 204854.5625 | 65534.5078 | 0.20357 | 256384.9922 | 20287.4629 | 0.06302 | 301632.0371
40 | Imperial Valley | GREATER IMPERIAL | SDGE Imperial | {'El Centro': [11.9, 46432.0], 'Ocotillo Express': [19.2, 11026.0], 'East County': [24.6, 5634.0], 'Highline': [26.0, 25287.0], 'North Gila - IV (Proposed)': [29.3, 13400.0], 'Arkansas': [32.1, 12600.0], 'Boulevard': [32.8, 4865.0], 'Bannister': [34.5, 3806.0], 'Sonora': [34.8, 7453.0]} | 231701.2188 | 51775.6172 | 0.22346 | 179925.5938 | 0.77654 | 32495.4258 | 0.14025 | 222103.9844 | 0.95858 | 189608.5586 | 0.81833 | 9.5991 | 26484.9004 | 0.11431 | 123077.1016 | 0.53119 | 0 | 0 | 0 | 0 | 0 | 11476.749 | 0.049533 | 220224.4697 | 18920.8242 | 0.08166 | 212780.3945 | 20343.0547 | 0.087799 | 211358.1641 | 33653.7539 | 0.14525 | 198047.4648 | 33000.7148 | 0.14243 | 198700.5039 | 14915.0352 | 0.064372 | 216786.1836
285 | Innovation | SNV ELDORADO DESERT | SCE EOP | {'Vista 2': [18.6, 25757.0], 'Lathrop': [24.0, 7734.0], 'Pahrump': [26.6, 17287.0], 'Gamebird': [29.2, 17021.0], 'Valley (VEA)': [30.2, 2036.0], 'Desert View': [34.4, 8936.0], 'Crazy Eyes': [35.1, 2044.0]} | 167759.9844 | 52765.7109 | 0.31453 | 114994.2734 | 0.68547 | 0 | 0 | 0 | 0 | 0 | 0 | 0 | 0 | 0 | 0 | 0 | 0 | 6318.6606 | 0.037665 | 0 | 0 | 0 | 0 | 167759.9844 | 0 | 0 | 167759.9844 | 0 | 0 | 167759.9844 | 0 | 0 | 167759.9844 | 0 | 0 | 167759.9844 | 0 | 0 | 167759.9844
215 | Inyo | GREATER KRAMER | SCE NOL | {'Control': [2.2, 11799.0]} | 71149.3672 | 11772.0166 | 0.16545 | 59377.3516 | 0.83454 | 62508.5273 | 0.87855 | 69966.3438 | 0.98337 | 7457.8164 | 0.10482 | 2.0949 | 3.3708 | 4.7376e-05 | 0 | 0 | 0 | 13901.832 | 0.19539 | 0 | 0 | 0 | 0 | 71149.3672 | 16761.916 | 0.23559 | 54387.4512 | 19422.3203 | 0.27298 | 51727.0469 | 24156.9922 | 0.33953 | 46992.375 | 52027.8945 | 0.73125 | 19121.4727 | 4804.6729 | 0.067529 | 66344.6943
66 | Inyokern | GREATER KRAMER | SCE NOL | {'Randsburg': [21.5, 2569.0]} | 39854.9961 | 10257.8936 | 0.25738 | 29597.1016 | 0.74262 | 1491.649 | 0.037427 | 19531.6719 | 0.49007 | 18040.0228 | 0.45264 | 24.5545 | 17.136 | 0.00042996 | 0 | 0 | 0 | 2268.3196 | 0.056914 | 0 | 0 | 23405.3164 | 0.58726 | 16449.6797 | 13469.0693 | 0.33795 | 26385.9268 | 3641.762 | 0.091375 | 36213.2341 | 26777.5801 | 0.67188 | 13077.416 | 13249.3467 | 0.33244 | 26605.6494 | 152.0609 | 0.0038154 | 39702.9352
260 | Ivanpah | SNV ELDORADO DESERT | SCE EOP | {'Primm': [9.5, 7842.0], 'Eldorado': [31.2, 490.0], 'Sandy Valley': [33.3, 4961.0], 'Sloan Canyon': [33.8, 154.0]} | 20577.9746 | 7837.5254 | 0.38087 | 12740.4492 | 0.61913 | 7588.0806 | 0.36875 | 9981.1484 | 0.48504 | 2393.0679 | 0.11629 | 2.9995 | 0 | 0 | 0 | 0 | 0 | 0 | 0 | 0 | 0 | 4812.9258 | 0.23389 | 15765.0488 | 4700.9839 | 0.22845 | 15876.9907 | 786.3051 | 0.038211 | 19791.6695 | 5628.2075 | 0.27351 | 14949.7671 | 4934.6772 | 0.2398 | 15643.2974 | 63.2038 | 0.0030714 | 20514.7708
170 | Jessup | NORTHERN CALIFORNIA | PGE NGBA | {'Cottonwood': [5.5, 69178.0], 'Round Mt.': [31.5, 2461.0], 'Cove Road': [35.5, 712.0], 'New Sub - Pit 1 - Cottonwood (Proposed)': [36.5, 281.0]} | 458349.625 | 76047.4141 | 0.16592 | 382302.2188 | 0.83408 | 103349.8359 | 0.22548 | 331882.75 | 0.72408 | 228532.9141 | 0.4986 | 18.6667 | 9252.7344 | 0.020187 | 8571.9883 | 0.018702 | 0 | 286172.8125 | 0.62435 | 156222.6562 | 0.34084 | 202195.3125 | 0.44114 | 256154.3125 | 52668.1328 | 0.11491 | 405681.4922 | 73463.9609 | 0.16028 | 384885.6641 | 243020.25 | 0.53021 | 215329.375 | 249396.5312 | 0.54412 | 208953.0938 | 42020.3906 | 0.091678 | 416329.2344
115 | Johanna | GREATER LA METRO | SCE Metro | {'Ellis': [5.6, 1385.0], 'Santiago': [5.9, 2283.0], 'Villa Park': [7.1, 2257.0], 'Lewis': [7.1, 2715.0], 'Huntington Beach': [8.6, 1306.0], 'Serrano': [8.7, 2263.0], 'Barre': [9.9, 2646.0], 'Viejo': [12.5, 1729.0], 'Alamitos': [14.6, 621.0], 'Trabuco': [14.6, 1329.0], 'Olinda': [16.5, 1773.0], 'Del Amo': [16.8, 695.0], 'Margarita': [17.2, 1329.0], 'Capistrano': [17.6, 1326.0], 'Center': [20.8, 984.0], 'Walnut': [21.1, 1534.0], 'Long Beach': [21.8, 479.0], 'Lighthipe': [21.8, 554.0], 'Harborgen': [22.0, 479.0], 'Chino': [22.0, 1745.0], 'Hinson': [22.5, 479.0], 'Lee Lake (Proposed)': [23.3, 1275.0], 'Arcogen': [23.6, 479.0], 'Talega': [24.2, 957.0], 'Laguna Bell': [24.8, 590.0], 'Mira Loma': [26.2, 1556.0], 'Mesa': [26.8, 419.0], 'Rio Hondo': [28.0, 1354.0], 'San Onofre': [29.3, 515.0], 'La Fresa': [29.7, 479.0], 'Padua': [30.6, 1410.0], 'Rancho Vista': [31.7, 1339.0], 'Etiwanda': [31.9, 1338.0], 'Redondo': [32.2, 479.0], 'El Nido': [32.5, 479.0], 'Goodrich': [33.1, 79.0], 'Chevmain': [34.2, 477.0], 'El Segundo': [35.5, 477.0], 'La Cienega': [36.1, 32.0], 'Vista': [38.1, 12.0], 'Gould': [39.9, 0.0]} | 30439.916 | 3202.7842 | 0.10522 | 27237.1328 | 0.89478 | 5431.3164 | 0.17843 | 18630.0195 | 0.61203 | 13198.7031 | 0.4336 | 49 | 68.629 | 0.0022546 | 80.0927 | 0.0026312 | 0 | 12102.4727 | 0.39759 | 9751.9385 | 0.32037 | 10397.3555 | 0.34157 | 20042.5605 | 7604.2036 | 0.24981 | 22835.7124 | 16403.5566 | 0.53888 | 14036.3594 | 23936.3809 | 0.78635 | 6503.5352 | 12242.25 | 0.40218 | 18197.666 | 3417.3647 | 0.11227 | 27022.5513
124 | Julian Hinds | RIVERSIDE | SCE Eastern | {'Kem': [13.4, 11648.0], 'Red Bluff': [18.1, 11569.0], 'Bannister': [34.6, 1.0], 'Sonora': [38.2, 0.0]} | 47557.3477 | 11639.6377 | 0.24475 | 35917.7109 | 0.75525 | 18125.2812 | 0.38112 | 46299.1719 | 0.97354 | 28173.8906 | 0.59242 | 6.2236 | 345.5891 | 0.0072668 | 0 | 0 | 0 | 0 | 0 | 0 | 0 | 4136.2881 | 0.086975 | 43421.0596 | 8375.1855 | 0.17611 | 39182.1621 | 2533.0425 | 0.053263 | 45024.3052 | 12890.6992 | 0.27106 | 34666.6484 | 22874.5938 | 0.48099 | 24682.7539 | 223.8321 | 0.0047066 | 47333.5156
22 | Kearney | SPGE | PGE Fresno | {'West Fresno': [3.6, 138061.0], 'California Ave': [6.6, 125660.0], 'Malaga': [8.7, 118705.0], 'Mc Mullin': [9.7, 126699.0], 'Gregg': [10.3, 95438.0], 'McCall': [15.0, 86835.0], 'Sanger': [15.1, 68858.0], 'Borden': [16.0, 53891.0], 'Helm': [18.1, 96180.0], 'Kingsburg': [22.4, 58754.0], 'Wahtoke': [24.7, 38403.0], 'Schindler': [25.3, 72965.0], 'Newhall': [27.1, 27772.0], 'Excelsior': [28.7, 49832.0], 'Reedley': [29.0, 27134.0], 'Tranquility': [30.1, 26798.0], 'Cantua': [31.8, 24935.0], 'Mendota': [31.9, 17248.0], 'Henrietta': [32.0, 30511.0], 'Leprino': [32.3, 29222.0], 'GWF Hanford': [32.8, 23387.0], 'Mustang': [32.8, 26361.0], 'Dairyland': [34.0, 12574.0], 'Cheney': [36.4, 2247.0], 'Panoche': [38.9, 442.0], 'Le Grand': [39.5, 10.0]} | 577530.5 | 160853.9844 | 0.27852 | 416676.5 | 0.72148 | 37306.5352 | 0.064597 | 447778.2812 | 0.77533 | 410471.7461 | 0.71074 | 16.7778 | 207042.4688 | 0.3585 | 294891.1875 | 0.51061 | 0 | 52865.7344 | 0.091538 | 0 | 0 | 94352.8359 | 0.16337 | 483177.6641 | 90473.4453 | 0.15666 | 487057.0547 | 94169.0312 | 0.16305 | 483361.4688 | 159908.4062 | 0.27688 | 417622.0938 | 16088.8477 | 0.027858 | 561441.6523 | 30110.1152 | 0.052136 | 547420.3848
144 | Kearny | SAN DIEGO | SDGE Imperial | {'Mission': [3.4, 3001.0], 'Old Town': [5.8, 1226.0], 'Penasquitos': [7.8, 2094.0], 'Sycamore Canyon': [8.3, 4156.0], 'Silvergate': [9.5, 1987.0], 'Miguel': [13.7, 2458.0], 'Bay Boulevard': [15.6, 1526.0], 'Escondido': [20.2, 1716.0], 'Palomar Airport': [21.9, 1081.0], 'Otay Mesa': [22.0, 2220.0], 'Encina': [24.0, 869.0], 'Suncrest': [26.2, 2113.0], 'San Luis Rey': [28.6, 582.0], 'Suncrest - Ocotillo (Proposed)': [40.0, 0.0]} | 52003.0078 | 4181.9067 | 0.080417 | 47821.1016 | 0.91958 | 5591.4639 | 0.10752 | 23660.5 | 0.45498 | 18069.0361 | 0.34746 | 22.17 | 1436.1208 | 0.027616 | 327.75 | 0.0063025 | 0 | 19689.457 | 0.37862 | 22769.6758 | 0.43785 | 25723.6523 | 0.49466 | 26279.3555 | 27447.6016 | 0.52781 | 24555.4062 | 36960.7422 | 0.71074 | 15042.2656 | 46381.2227 | 0.89189 | 5621.7852 | 10130.917 | 0.19481 | 41872.0908 | 2219.0928 | 0.042672 | 49783.915
251 | Kelso | NORTHERN CALIFORNIA | PGE GBA | {'Delta Pumps': [1.0, 8130.0], 'Midway Green Ridge Services': [5.0, 7706.0], 'Tesla': [6.2, 7383.0], 'Brentwood': [9.3, 5544.0], 'Cayetano': [10.0, 6691.0], 'Lone Tree': [13.4, 3867.0], 'Contra Costa': [17.1, 3696.0], 'Vierra': [18.0, 2962.0], 'Stagg': [19.3, 1228.0], 'Weber': [21.5, 1779.0], 'Eight Mile': [21.9, 1069.0], 'Clayton': [22.4, 3549.0], 'Kirker': [22.6, 2847.0], 'Pittsburg': [23.0, 2847.0], 'Ripon': [25.1, 2959.0], 'Birds Landing': [25.8, 2351.0], 'Westley': [26.4, 2768.0], 'Shiloh III': [28.9, 2351.0], 'Newark': [29.3, 2715.0], 'Grand Island': [30.0, 695.0], 'Eastshore': [30.5, 2844.0], 'Los Esteros': [31.3, 1816.0], 'Martinez': [31.8, 1352.0], 'Lockeford': [32.7, 373.0], 'Scott': [34.8, 1816.0], 'Bellota': [35.5, 377.0], 'Riverbank': [38.1, 313.0], 'Fink (Proposed)': [38.9, 0.0], 'Crow Creek': [38.9, 0.0], 'Peabody': [39.2, 1.0]} | 394018.0625 | 8630.6543 | 0.021904 | 385387.4062 | 0.9781 | 110997.0703 | 0.28171 | 345493.9688 | 0.87685 | 234496.8984 | 0.59514 | 13.4331 | 25590.1211 | 0.064947 | 159155 | 0.40393 | 0 | 154688.5 | 0.39259 | 18384.8105 | 0.04666 | 175139.1094 | 0.4445 | 218878.9531 | 141922.6875 | 0.36019 | 252095.375 | 148740.2344 | 0.3775 | 245277.8281 | 230357.6875 | 0.58464 | 163660.375 | 83985.1562 | 0.21315 | 310032.9062 | 27716.4062 | 0.070343 | 366301.6562
126 | Kern | RIVERSIDE | SCE Eastern | {'Julian Hinds': [13.4, 11648.0], 'Red Bluff': [15.1, 11578.0]} | 62985.6328 | 11647.5264 | 0.18492 | 51338.1055 | 0.81508 | 32726.4434 | 0.51959 | 62064.918 | 0.98538 | 29338.4746 | 0.4658 | 4.0623 | 949.7307 | 0.015079 | 0 | 0 | 0 | 0 | 0 | 0 | 0 | 15364.6455 | 0.24394 | 47620.9873 | 7961.5747 | 0.1264 | 55024.0581 | 1235.1365 | 0.01961 | 61750.4963 | 22141.2754 | 0.35153 | 40844.3574 | 30535.668 | 0.4848 | 32449.9648 | 872.8579 | 0.013858 | 62112.7749
65 | Kern Oil | SPGE | PGE Kern | {'Sycamore': [1.9, 78474.0], 'Bakersfield': [3.8, 73927.0], 'West Park': [4.7, 75808.0], 'Columbus': [5.4, 67919.0], 'Rosedale': [5.4, 76018.0], 'Kern Power': [6.0, 75687.0], '7th Standard': [6.2, 77402.0], 'Cal Water': [6.9, 64638.0], 'Magunden': [7.8, 65142.0], 'Lerdo': [8.5, 66101.0], 'Poso Mt.': [8.9, 55820.0], 'Stockdale': [8.9, 68640.0], 'Renfro': [8.9, 71934.0], 'Tevis': [10.3, 66214.0], 'Unknown - 3327': [13.3, 46354.0], 'Lamont': [13.4, 46010.0], 'Rio Bravo': [13.5, 56713.0], 'Tupman': [15.3, 48225.0], 'Grimmway-Malaga': [16.1, 32160.0], 'Shafter': [17.5, 46561.0], 'Norco': [19.5, 31103.0], 'Charca': [20.7, 47864.0], 'Wheeler Ridge': [24.4, 26060.0], 'Midway': [24.5, 15006.0], 'Elk Hills': [25.0, 21014.0], 'Semitropic': [25.9, 17286.0], 'Midway - Wheeler Ridge (Proposed)': [26.1, 18093.0], 'Vestal': [27.9, 23225.0], 'Smyrna': [31.0, 6641.0], 'Goose Lake': [33.4, 7693.0], 'Taft': [33.5, 2852.0], 'Pastoria': [36.3, 6230.0], 'Temblor': [38.3, 1275.0], 'Olive': [39.6, 1.0]} | 568811.75 | 83742.2266 | 0.14722 | 485069.5312 | 0.85278 | 99168.6797 | 0.17434 | 532248.5625 | 0.93572 | 433079.8828 | 0.76138 | 9.6 | 40746.0703 | 0.071634 | 237568.1562 | 0.41766 | 0 | 197167.3281 | 0.34663 | 1979.6682 | 0.0034804 | 244478.9531 | 0.42981 | 324332.7969 | 105277.4375 | 0.18508 | 463534.3125 | 182000.875 | 0.31997 | 386810.875 | 307995.7188 | 0.54147 | 260816.0312 | 118759.4844 | 0.20879 | 450052.2656 | 22032.4824 | 0.038734 | 546779.2676
238 | Kern Power | SPGE | PGE Kern | {'Rosedale': [1.1, 90583.0], 'West Park': [3.2, 85990.0], 'Renfro': [3.8, 86249.0], '7th Standard': [4.5, 74690.0], 'Tevis': [4.5, 82145.0], 'Stockdale': [4.7, 82416.0], 'Bakersfield': [5.3, 80192.0], 'Kern Oil': [6.0, 75687.0], 'Sycamore': [7.8, 70419.0], 'Lerdo': [8.9, 61280.0], 'Columbus': [9.0, 69407.0], 'Tupman': [9.9, 62282.0], 'Magunden': [10.0, 69137.0], 'Rio Bravo': [10.2, 59239.0], 'Cal Water': [11.5, 64845.0], 'Norco': [13.6, 45398.0], 'Unknown - 3327': [14.4, 51265.0], 'Lamont': [14.5, 50768.0], 'Poso Mt.': [14.7, 48382.0], 'Shafter': [15.5, 44666.0], 'Grimmway-Malaga': [16.2, 39837.0], 'Elk Hills': [19.0, 34938.0], 'Midway': [20.1, 19111.0], 'Midway - Wheeler Ridge (Proposed)': [20.3, 31152.0], 'Charca': [20.3, 43338.0], 'Wheeler Ridge': [21.2, 39052.0], 'Semitropic': [24.5, 18742.0], 'Taft': [27.5, 14358.0], 'Smyrna': [30.8, 6259.0], 'Goose Lake': [31.2, 10278.0], 'Vestal': [31.9, 15787.0], 'Temblor': [33.8, 3796.0], 'Pastoria': [33.9, 8552.0], 'Kernridge': [36.5, 1897.0]} | 588204.3125 | 91912.8438 | 0.15626 | 496291.4688 | 0.84374 | 104127.2109 | 0.17703 | 550067.1875 | 0.93516 | 445939.9766 | 0.75814 | 9.8116 | 79103.4219 | 0.13448 | 279807.8125 | 0.4757 | 0 | 124391.4844 | 0.21148 | 0 | 0 | 176015.8906 | 0.29924 | 412188.4219 | 126791.2734 | 0.21556 | 461413.0391 | 225086.9531 | 0.38267 | 363117.3594 | 311290.625 | 0.52922 | 276913.6875 | 50385.0742 | 0.085659 | 537819.2383 | 25521.8691 | 0.043389 | 562682.4434
48 | Kernridge | SPGE | PGE Kern | {'Temblor': [4.8, 58036.0], 'Caliente': [10.9, 47566.0], 'Goose Lake': [14.2, 53486.0], 'Midway': [16.4, 41047.0], 'Carrizo Plains': [17.5, 31905.0], 'Solar': [18.5, 25254.0], 'Semitropic': [20.2, 28138.0], 'Gates-Midway (Proposed)': [23.2, 25078.0], 'Shafter': [24.3, 13803.0], 'Smyrna': [24.8, 22764.0], 'Arco': [25.0, 23655.0], 'Elk Hills': [25.4, 17666.0], 'Taft': [25.7, 14376.0], 'Charca': [26.0, 13342.0], 'Norco': [26.6, 9922.0], 'Rio Bravo': [27.0, 13283.0], 'Tupman': [27.1, 11009.0], 'Renfro': [32.7, 6350.0], 'Lerdo': [33.4, 8371.0], '7th Standard': [34.3, 5098.0], 'Midway - Wheeler Ridge (Proposed)': [34.6, 824.0], 'Tevis': [35.5, 1787.0], 'Olive': [35.5, 3090.0], 'Kern Power': [36.5, 1897.0], 'Cholame': [37.6, 2.0], 'Rosedale': [37.6, 1687.0], 'Stockdale': [38.9, 511.0], 'Alpaugh': [39.3, 0.0], 'West Park': [39.7, 94.0]} | 495349.6875 | 75949.7188 | 0.15333 | 419399.9688 | 0.84667 | 99597.4609 | 0.20106 | 466939.6875 | 0.94265 | 367342.2266 | 0.74158 | 8.6667 | 60570.2266 | 0.12228 | 134355.2812 | 0.27123 | 0 | 82134.3672 | 0.16581 | 0.12483 | 2.52e-07 | 221506.4844 | 0.44717 | 273843.2031 | 66885.5938 | 0.13503 | 428464.0938 | 183577.2969 | 0.3706 | 311772.3906 | 342959.25 | 0.69236 | 152390.4375 | 94543.7812 | 0.19086 | 400805.9062 | 19481.1016 | 0.039328 | 475868.5859
23 | Kingsburg | SPGE | PGE Fresno | {'McCall': [9.0, 127376.0], 'Wahtoke': [11.4, 110212.0], 'Reedley': [14.0, 93427.0], 'Sanger': [15.2, 92305.0], 'GWF Hanford': [15.5, 116311.0], 'Malaga': [16.2, 84004.0], 'California Ave': [18.9, 71030.0], 'West Fresno': [20.6, 64810.0], 'Leprino': [22.1, 90784.0], 'Kearney (New)': [22.4, 58754.0], 'Rector': [22.7, 64796.0], 'Mc Mullin': [23.7, 51134.0], 'Waukena': [24.2, 62349.0], 'Henrietta': [24.7, 71785.0], 'Mustang': [25.8, 62451.0], 'Corcoran': [26.2, 54610.0], 'Gregg': [31.3, 18306.0], 'Schindler': [31.5, 25088.0], 'Helm': [33.7, 14113.0], 'Excelsior': [36.6, 5364.0], 'Alpaugh': [36.9, 3208.0], 'Borden': [37.3, 976.0], 'Gates': [38.6, 2460.0]} | 619643.0625 | 186565.4844 | 0.30109 | 433077.5625 | 0.69891 | 5580.8579 | 0.0090066 | 431573.5938 | 0.69649 | 425992.7358 | 0.68748 | 17.3371 | 200180.6094 | 0.32306 | 353140.5625 | 0.56991 | 0 | 4685.2646 | 0.0075612 | 0 | 0 | 26059.8516 | 0.042056 | 593583.2109 | 64106.2695 | 0.10346 | 555536.793 | 91823.8125 | 0.14819 | 527819.25 | 100393.8281 | 0.16202 | 519249.2344 | 3429.7012 | 0.005535 | 616213.3613 | 14405.3174 | 0.023248 | 605237.7451
14 | Kirker | NORTHERN CALIFORNIA | PGE GBA | {'Pittsburg': [1.2, 44059.0], 'Clayton': [6.3, 33326.0], 'Contra Costa': [6.9, 37858.0], 'Birds Landing': [8.3, 40565.0], 'Lone Tree': [9.5, 36932.0], 'Shiloh III': [10.8, 40327.0], 'Martinez': [11.5, 23288.0], 'Brentwood': [14.3, 31389.0], 'Peabody': [18.6, 35637.0], 'Carquinez': [19.3, 8351.0], 'Cayetano': [20.8, 2686.0], 'Delta Pumps': [21.8, 3019.0], 'Grand Island': [22.5, 34078.0], 'Kelso': [22.6, 2847.0], 'Tulucay': [25.2, 7641.0], 'Vaca-Dixon & Gc Yard': [26.3, 19525.0], 'Midway Green Ridge Services': [26.8, 2152.0], 'Tesla': [28.3, 1753.0], 'Eight Mile': [28.9, 4486.0], 'Eastshore': [29.7, 312.0], 'Stagg': [30.4, 2528.0], 'Ignacio': [34.8, 3376.0], 'Putah Creek': [35.0, 159.0], 'Martin': [35.2, 0.0], 'Newark': [36.2, 0.0], 'Weber': [37.0, 65.0], 'Davis': [37.4, 0.0], 'Vierra': [37.8, 0.0]} | 253103.7812 | 44438.3125 | 0.17557 | 208665.4688 | 0.82443 | 53112.0586 | 0.20984 | 217804.1562 | 0.86053 | 164692.0977 | 0.65069 | 19.6667 | 53580.9141 | 0.2117 | 43117.1445 | 0.17035 | 0 | 126215.7422 | 0.49867 | 885.6656 | 0.0034992 | 57162.0664 | 0.22584 | 195941.7148 | 100688.0938 | 0.39781 | 152415.6875 | 114280.2812 | 0.45152 | 138823.5 | 148155.0625 | 0.58535 | 104948.7188 | 28003.5254 | 0.11064 | 225100.2559 | 41468.8555 | 0.16384 | 211634.9258
133 | Kramer | GREATER KRAMER | SCE NOL | {'Randsburg': [26.6, 23723.0], 'Roadway': [29.4, 1057.0], 'Tortilla': [30.3, 2344.0], 'Victor': [34.5, 808.0]} | 146919.2812 | 39536.7031 | 0.2691 | 107382.5781 | 0.7309 | 11795.7021 | 0.080287 | 76897.3828 | 0.5234 | 65101.6807 | 0.44311 | 40.5 | 0.66718 | 4.5412e-06 | 6.8942 | 4.6925e-05 | 0 | 0 | 0 | 0 | 0 | 58692.1406 | 0.39949 | 88227.1406 | 41852.3398 | 0.28487 | 105066.9414 | 7392.8203 | 0.050319 | 139526.4609 | 89746.8516 | 0.61086 | 57172.4297 | 57216.7656 | 0.38944 | 89702.5156 | 1189.2935 | 0.0080949 | 145729.9878
86 | La Cienega | GREATER LA METRO | SCE Metro | {'Chevmain': [6.9, 2489.0], 'El Segundo': [6.9, 3141.0], 'El Nido': [7.2, 2440.0], 'La Fresa': [9.4, 1958.0], 'Redondo': [10.5, 1934.0], 'Laguna Bell': [13.3, 1507.0], 'Lighthipe': [14.3, 1488.0], 'Arcogen': [14.8, 1387.0], 'Hinson': [15.4, 1385.0], 'Mesa': [15.6, 772.0], 'Center': [16.4, 1505.0], 'Harborgen': [17.6, 1385.0], 'Long Beach': [18.4, 1384.0], 'Gould': [18.8, 542.0], 'Del Amo': [19.3, 1382.0], 'Goodrich': [19.6, 242.0], 'Sylmar-Pac Intertie': [22.1, 1984.0], 'Alamitos': [22.9, 1382.0], 'Rio Hondo': [23.9, 177.0], 'Walnut': [24.6, 0.0], 'Barre': [26.3, 1288.0], 'Olinda': [26.5, 11.0], 'Lewis': [30.5, 1259.0], 'Saugus': [31.2, 62.0], 'Pardee': [32.4, 9.0], 'Ellis': [33.2, 1288.0], 'Huntington Beach': [33.6, 1288.0], 'Villa Park': [33.8, 0.0], 'Moorpark': [35.7, 858.0], 'Serrano': [35.8, 0.0], 'Johanna': [36.1, 32.0], 'Vincent': [36.6, 8.0]} | 10133.8652 | 3380.1738 | 0.33355 | 6753.6914 | 0.66645 | 235.4776 | 0.023237 | 3686.0732 | 0.36374 | 3450.5956 | 0.3405 | 21.9625 | 0.65609 | 6.4743e-05 | 0 | 0 | 0 | 1885.8138 | 0.18609 | 4156.3535 | 0.41014 | 1280.5659 | 0.12637 | 8853.2993 | 2820.4768 | 0.27832 | 7313.3884 | 4844.7939 | 0.47808 | 5289.0713 | 5554.8848 | 0.54815 | 4578.9805 | 1053.8534 | 0.10399 | 9080.0118 | 938.441 | 0.092604 | 9195.4242
87 | La Fresa | GREATER LA METRO | SCE Metro | {'El Nido': [2.9, 2759.0], 'Redondo': [3.5, 2579.0], 'Chevmain': [4.6, 2758.0], 'El Segundo': [5.8, 2758.0], 'Arcogen': [6.3, 2188.0], 'Hinson': [7.2, 2186.0], 'Harborgen': [8.7, 2186.0], 'Lighthipe': [9.1, 2289.0], 'La Cienega': [9.4, 1958.0], 'Long Beach': [9.5, 2185.0], 'Laguna Bell': [12.9, 2306.0], 'Del Amo': [13.7, 2183.0], 'Center': [13.7, 2306.0], 'Alamitos': [15.3, 2183.0], 'Mesa': [17.2, 721.0], 'Barre': [20.6, 2089.0], 'Walnut': [24.0, 0.0], 'Goodrich': [24.0, 180.0], 'Olinda': [24.2, 14.0], 'Lewis': [25.3, 1932.0], 'Gould': [25.6, 460.0], 'Huntington Beach': [25.6, 2089.0], 'Ellis': [25.8, 2087.0], 'Rio Hondo': [25.9, 177.0], 'Villa Park': [28.9, 3.0], 'Johanna': [29.7, 479.0], 'Serrano': [31.4, 2.0], 'Sylmar-Pac Intertie': [31.5, 571.0], 'Santiago': [35.5, 2.0], 'Chino': [38.6, 0.0]} | 6787.6729 | 2735.9834 | 0.40308 | 4051.6895 | 0.59692 | 1073.7717 | 0.15819 | 4407.8774 | 0.64939 | 3334.1057 | 0.4912 | 26.9286 | 0 | 0 | 0 | 0 | 0 | 127.6746 | 0.01881 | 625.528 | 0.092156 | 105.9853 | 0.015614 | 6681.6876 | 681.2906 | 0.10037 | 6106.3823 | 3598.2332 | 0.53011 | 3189.4397 | 3704.2183 | 0.54573 | 3083.4546 | 120.1148 | 0.017696 | 6667.558 | 227.6499 | 0.033539 | 6560.0229
88 | Laguna Bell | GREATER LA METRO | SCE Metro | {'Center': [4.0, 2415.0], 'Mesa': [4.7, 832.0], 'Lighthipe': [6.8, 2304.0], 'Del Amo': [9.3, 2234.0], 'Walnut': [11.6, 111.0], 'Hinson': [11.6, 2126.0], 'Arcogen': [12.2, 2126.0], 'Goodrich': [12.6, 259.0], 'La Fresa': [12.9, 2306.0], 'Olinda': [13.1, 126.0], 'Rio Hondo': [13.1, 288.0], 'La Cienega': [13.3, 1507.0], 'El Nido': [14.1, 2306.0], 'Harborgen': [14.3, 2126.0], 'Alamitos': [14.8, 2198.0], 'Barre': [15.0, 2197.0], 'Long Beach': [15.2, 2125.0], 'Chevmain': [15.5, 2304.0], 'Redondo': [16.4, 2126.0], 'El Segundo': [16.5, 2304.0], 'Gould': [17.1, 180.0], 'Lewis': [18.3, 2043.0], 'Villa Park': [21.1, 114.0], 'Serrano': [22.9, 113.0], 'Ellis': [23.2, 2162.0], 'Johanna': [24.8, 590.0], 'Huntington Beach': [24.8, 2086.0], 'Chino': [27.0, 111.0], 'Sylmar-Pac Intertie': [30.4, 180.0], 'Santiago': [30.6, 2.0], 'Padua': [30.8, 111.0], 'Mira Loma': [33.6, 111.0], 'Vincent': [35.2, 0.0], 'Viejo': [36.0, 1.0], 'Rancho Vista': [36.0, 36.0], 'Etiwanda': [36.5, 35.0], 'Saugus': [39.3, 0.0], 'Trabuco': [39.4, 0.0]} | 8553.1953 | 2400.3394 | 0.28064 | 6152.856 | 0.71936 | 1142.6843 | 0.1336 | 6373.2769 | 0.74513 | 5230.5925 | 0.61154 | 26.9571 | 0 | 0 | 0 | 0 | 0 | 2122.0337 | 0.2481 | 11.724 | 0.0013707 | 1589.1425 | 0.1858 | 6964.0529 | 682.2374 | 0.079764 | 7870.9579 | 3598.9934 | 0.42078 | 4954.2019 | 5189.6719 | 0.60675 | 3363.5234 | 1486.8093 | 0.17383 | 7066.386 | 540.4529 | 0.063187 | 8012.7424
178 | Lakeville | NORTHERN CALIFORNIA | PGE NGBA | {'Penngrove': [7.0, 17240.0], 'Bellevue': [11.3, 13706.0], 'Ignacio': [12.2, 11188.0], 'Tulucay': [17.0, 13087.0], 'Fulton': [19.6, 9073.0], 'Carquinez': [21.2, 9927.0], 'Martinez': [30.1, 2613.0], 'Peabody': [33.3, 2277.0], 'Geysers Tap 1': [36.0, 0.0], 'Putah Creek': [36.9, 1668.0], 'Vaca-Dixon & Gc Yard': [37.3, 1119.0], 'Martin': [39.0, 73.0], 'Clayton': [39.5, 1.0]} | 248705.1875 | 19937.1152 | 0.080164 | 228768.0781 | 0.91984 | 22630.6465 | 0.090994 | 176508.0156 | 0.70971 | 153877.3691 | 0.61871 | 16.9277 | 38414.0508 | 0.15446 | 27660.4883 | 0.11122 | 0 | 97169.1484 | 0.3907 | 0 | 0 | 156223.1719 | 0.62815 | 92482.0156 | 66444.875 | 0.26716 | 182260.3125 | 138319.7656 | 0.55616 | 110385.4219 | 209665.3281 | 0.84303 | 39039.8594 | 75948.0156 | 0.30537 | 172757.1719 | 18356.8066 | 0.07381 | 230348.3809
49 | Lamont | SPGE | PGE Kern | {'Unknown - 3327': [0.1, 58415.0], 'Grimmway-Malaga': [3.4, 44658.0], 'Magunden': [5.6, 51964.0], 'Columbus': [8.3, 49152.0], 'Cal Water': [8.9, 46068.0], 'Bakersfield': [10.2, 52526.0], 'West Park': [11.4, 52565.0], 'Stockdale': [11.7, 52982.0], 'Sycamore': [13.0, 43071.0], 'Kern Oil': [13.4, 46010.0], 'Rosedale': [13.4, 51822.0], 'Kern Power': [14.5, 50768.0], 'Tevis': [15.2, 51333.0], 'Wheeler Ridge': [15.7, 34461.0], '7th Standard': [18.1, 41330.0], 'Renfro': [18.2, 46016.0], 'Poso Mt.': [18.9, 25671.0], 'Lerdo': [21.6, 28359.0], 'Tupman': [23.4, 32663.0], 'Rio Bravo': [24.7, 27007.0], 'Pastoria': [25.0, 12288.0], 'Norco': [25.3, 21432.0], 'Midway - Wheeler Ridge (Proposed)': [26.0, 22444.0], 'Elk Hills': [29.5, 12949.0], 'Shafter': [29.8, 15606.0], 'Highwind': [30.5, 4476.0], 'Charca': [33.8, 13646.0], 'Midway': [34.1, 2426.0], 'Bailey': [36.2, 580.0], 'Taft': [36.8, 4796.0], 'Windhub': [37.5, 1968.0], 'Whirlwind': [38.6, 93.0], 'Semitropic': [38.7, 527.0], 'Vestal': [39.7, 357.0]} | 453076.5625 | 58495.125 | 0.12911 | 394581.4375 | 0.87089 | 85003.7344 | 0.18761 | 411361.4375 | 0.90793 | 326357.7031 | 0.72031 | 11 | 35437.918 | 0.078216 | 187256.4531 | 0.4133 | 0 | 129891.6719 | 0.28669 | 17780.9727 | 0.039245 | 190428.3906 | 0.4203 | 262648.1719 | 94995.0781 | 0.20967 | 358081.4844 | 145621.8438 | 0.32141 | 307454.7188 | 244882.2031 | 0.54049 | 208194.3594 | 100761.875 | 0.22239 | 352314.6875 | 11792.3008 | 0.026027 | 441284.2617
286 | Lathrop | SNV ELDORADO DESERT | SCE EOP | {'Valley (VEA)': [11.3, 128039.0], 'Innovation': [24.0, 7734.0], 'Beatty': [27.5, 20135.0], 'Vista 2': [31.4, 647.0], 'Pahrump': [39.4, 0.0]} | 360331.9688 | 141657.3594 | 0.39313 | 218674.6094 | 0.60687 | 2861.3623 | 0.0079409 | 2861.3623 | 0.0079409 | 0 | 0 | 1.0946 | 0 | 0 | 0 | 0 | 0 | 0 | 0 | 0 | 0 | 0 | 0 | 360331.9688 | 0 | 0 | 360331.9688 | 0.20375 | 5.6546e-07 | 360331.765 | 0.20375 | 5.6546e-07 | 360331.765 | 2874.259 | 0.0079767 | 357457.7097 | 44.6406 | 0.00012389 | 360287.3282
74 | Leavitt | NORTHERN CALIFORNIA | Northeast CA | {'Richmond': [7.1, 75219.0], 'Madeline': [38.9, 0.0]} | 332324.25 | 78975.5938 | 0.23765 | 253348.6562 | 0.76235 | 136060.2188 | 0.40942 | 313251.4375 | 0.94261 | 177191.2188 | 0.53319 | 8.6471 | 30798.3438 | 0.092676 | 0 | 0 | 0 | 242013.1562 | 0.72824 | 2570.4658 | 0.0077348 | 114997.8828 | 0.34604 | 217326.3672 | 84526.0781 | 0.25435 | 247798.1719 | 76001.8516 | 0.2287 | 256322.3984 | 190814.1562 | 0.57418 | 141510.0938 | 139865.9219 | 0.42087 | 192458.3281 | 39956.4531 | 0.12023 | 292367.7969
296 | Lee Lake (Proposed) | RIVERSIDE | SCE Eastern | {'Viejo': [12.5, 6554.0], 'Valley': [16.9, 12198.0], 'Margarita': [17.2, 5520.0], 'Trabuco': [18.2, 2552.0], 'Mira Loma': [19.0, 5254.0], 'Santiago': [19.2, 2434.0], 'Serrano': [20.3, 3574.0], 'Capistrano': [20.5, 2543.0], 'Vista': [21.5, 6628.0], 'Chino': [21.6, 3116.0], 'Talega': [21.6, 5156.0], 'Villa Park': [22.6, 3358.0], 'Johanna': [23.3, 1275.0], 'Etiwanda': [23.8, 3019.0], 'Rancho Vista': [23.8, 3019.0], 'San Bernardino': [25.8, 2094.0], 'El Casco': [26.1, 3802.0], 'Lewis': [26.2, 1338.0], 'San Onofre': [26.9, 3637.0], 'Padua': [27.7, 2734.0], 'Ellis': [28.8, 758.0], 'Olinda': [30.4, 2694.0], 'Barre': [30.9, 755.0], 'Huntington Beach': [31.2, 755.0], 'Walnut': [33.8, 1794.0], 'Alamitos': [37.4, 27.0], 'San Luis Rey': [37.7, 0.0], 'Del Amo': [37.8, 0.0], 'Rio Hondo': [39.1, 0.0], 'Center': [39.7, 0.0]} | 90598.3828 | 17575.125 | 0.19399 | 73023.2578 | 0.80601 | 9067.7041 | 0.10009 | 44451.7383 | 0.49065 | 35384.0342 | 0.39056 | 27.0537 | 4914.4082 | 0.054244 | 1596.0719 | 0.017617 | 0 | 36370.4688 | 0.40145 | 40844.7852 | 0.45083 | 26215.3398 | 0.28936 | 64383.043 | 38358.1875 | 0.42339 | 52240.1953 | 49756.8516 | 0.5492 | 40841.5312 | 66050.8672 | 0.72905 | 24547.5156 | 28581.8398 | 0.31548 | 62016.543 | 5975.6025 | 0.065957 | 84622.7803
105 | Le Grand | SPGE | PGE Fresno | {'Dairyland': [9.3, 87782.0], 'Wilson': [10.5, 55669.0], 'Merced': [13.2, 50249.0], 'Newhall': [22.2, 67494.0], 'Borden': [24.2, 42215.0], 'Oro Loma': [29.4, 16931.0], 'Gregg': [30.2, 12784.0], 'Mendota': [33.7, 9163.0], 'Kearney (New)': [39.5, 10.0]} | 604300.3125 | 89476.0781 | 0.14807 | 514824.25 | 0.85193 | 175640.5781 | 0.29065 | 562506.4375 | 0.93084 | 386865.8594 | 0.64019 | 8.357 | 241296.7031 | 0.3993 | 136579.1094 | 0.22601 | 0 | 254662.9375 | 0.42142 | 0 | 0 | 353995.9375 | 0.58579 | 250304.375 | 185141.3438 | 0.30637 | 419158.9688 | 216424.7656 | 0.35814 | 387875.5469 | 426941.2188 | 0.70651 | 177359.0938 | 154847.125 | 0.25624 | 449453.1875 | 94222.0859 | 0.15592 | 510078.2266
297 | Leprino Jct | SPGE | PGE Fresno | {'Henrietta': [3.9, 279486.0], 'Mustang': [4.8, 269475.0], 'GWF Hanford': [10.6, 241560.0], 'Waukena': [15.9, 214477.0], 'Gates': [17.7, 122012.0], 'Corcoran': [17.9, 198675.0], 'Schindler': [20.4, 66358.0], 'Kingsburg': [22.1, 90784.0], 'Avenal': [24.0, 85066.0], 'Excelsior': [24.8, 37630.0], 'Mc Mullin': [25.9, 56392.0], 'McCall': [27.8, 46831.0], 'Alpaugh': [28.4, 79034.0], 'Helm': [30.9, 30158.0], 'Cantua': [31.2, 24757.0], 'Malaga': [31.9, 31248.0], 'Olive': [32.1, 43497.0], 'Gates-Midway (Proposed)': [32.2, 46227.0], 'Kearney (New)': [32.3, 29222.0], 'Arco': [32.4, 37485.0], 'West Fresno': [33.0, 27485.0], 'Rector': [33.1, 22896.0], 'California Ave': [33.4, 27767.0], 'Wahtoke': [33.5, 24421.0], 'Sanger': [34.6, 19134.0], 'Reedley': [35.8, 12468.0], 'Cal Flats': [37.4, 6244.0], 'Tranquility': [40.0, 11.0]} | 694732.0625 | 314249.625 | 0.45233 | 380482.4375 | 0.54767 | 161062.3906 | 0.23183 | 638186.6875 | 0.91861 | 477124.2969 | 0.68677 | 9.3236 | 329877.4688 | 0.47483 | 282179.375 | 0.40617 | 0 | 7570.2529 | 0.010897 | 0 | 0 | 71564.8125 | 0.10301 | 623167.25 | 14123.1465 | 0.020329 | 680608.916 | 47473.1875 | 0.068333 | 647258.875 | 114075.6016 | 0.1642 | 580656.4609 | 1058.7288 | 0.0015239 | 693673.3337 | 13827.501 | 0.019903 | 680904.5615
50 | Lerdo | SPGE | PGE Kern | {'7th Standard': [4.3, 73897.0], 'Rio Bravo': [7.3, 69314.0], 'Renfro': [7.8, 66716.0], 'Kern Oil': [8.5, 66101.0], 'Kern Power': [8.9, 61280.0], 'Shafter': [9.4, 68407.0], 'Rosedale': [9.5, 60824.0], 'Sycamore': [9.7, 64789.0], 'West Park': [10.8, 58522.0], 'Bakersfield': [11.4, 56275.0], 'Poso Mt.': [11.7, 67480.0], 'Tupman': [12.1, 51789.0], 'Charca': [12.3, 78119.0], 'Tevis': [12.5, 51706.0], 'Stockdale': [13.5, 51772.0], 'Columbus': [13.9, 50267.0], 'Cal Water': [15.1, 49242.0], 'Magunden': [16.1, 47490.0], 'Norco': [17.2, 31754.0], 'Semitropic': [17.5, 38306.0], 'Midway': [18.2, 28506.0], 'Unknown - 3327': [21.5, 28702.0], 'Lamont': [21.6, 28359.0], 'Smyrna': [22.7, 29899.0], 'Elk Hills': [22.8, 23022.0], 'Vestal': [23.9, 41204.0], 'Grimmway-Malaga': [24.0, 14508.0], 'Goose Lake': [25.1, 23581.0], 'Midway - Wheeler Ridge (Proposed)': [27.0, 7876.0], 'Wheeler Ridge': [30.1, 10081.0], 'Taft': [31.3, 2810.0], 'Temblor': [31.7, 9194.0], 'Olive': [32.0, 11962.0], 'Kernridge': [33.4, 8371.0], 'Alpaugh': [36.3, 2282.0], 'Gates-Midway (Proposed)': [39.1, 735.0]} | 602027.0625 | 97644.9844 | 0.16219 | 504382.0625 | 0.83781 | 89205.7578 | 0.14818 | 560124.125 | 0.9304 | 470918.3672 | 0.78222 | 10.5272 | 70154.0859 | 0.11653 | 285602.5938 | 0.4744 | 0 | 169854.8906 | 0.28214 | 0 | 0 | 213701.1875 | 0.35497 | 388325.875 | 84708.1172 | 0.1407 | 517318.9453 | 181517.9688 | 0.30151 | 420509.0938 | 304800.1562 | 0.50629 | 297226.9062 | 72535.9141 | 0.12049 | 529491.1484 | 25306.0547 | 0.042035 | 576721.0078
116 | Lewis | GREATER LA METRO | SCE Metro | {'Villa Park': [3.7, 2994.0], 'Barre': [4.8, 4099.0], 'Serrano': [6.4, 2992.0], 'Johanna': [7.1, 2715.0], 'Ellis': [8.9, 2830.0], 'Olinda': [9.5, 2528.0], 'Del Amo': [11.7, 2148.0], 'Alamitos': [11.9, 2074.0], 'Huntington Beach': [12.1, 2754.0], 'Santiago': [12.5, 1797.0], 'Walnut': [14.0, 2205.0], 'Center': [14.5, 2437.0], 'Lighthipe': [16.6, 2007.0], 'Viejo': [17.7, 1537.0], 'Chino': [18.2, 2500.0], 'Laguna Bell': [18.3, 2043.0], 'Hinson': [18.6, 1932.0], 'Harborgen': [19.0, 1932.0], 'Long Beach': [19.0, 1932.0], 'Arcogen': [19.8, 1932.0], 'Mesa': [19.9, 927.0], 'Rio Hondo': [20.9, 1354.0], 'Trabuco': [21.4, 826.0], 'Mira Loma': [23.6, 2311.0], 'Margarita': [23.7, 826.0], 'Capistrano': [24.5, 823.0], 'La Fresa': [25.3, 1932.0], 'Goodrich': [26.0, 79.0], 'Padua': [26.1, 2166.0], 'Lee Lake (Proposed)': [26.2, 1338.0], 'El Nido': [27.9, 1932.0], 'Redondo': [28.2, 1932.0], 'Rancho Vista': [28.4, 2094.0], 'Etiwanda': [28.8, 2093.0], 'Chevmain': [29.7, 1930.0], 'La Cienega': [30.5, 1259.0], 'El Segundo': [30.9, 1930.0], 'Talega': [31.0, 454.0], 'Gould': [32.9, 0.0], 'San Onofre': [36.2, 12.0], 'Vista': [37.0, 744.0]} | 27504.0938 | 4905.7578 | 0.17836 | 22598.3359 | 0.82164 | 3613.9534 | 0.1314 | 16733.877 | 0.60841 | 13119.9236 | 0.47702 | 48.3333 | 119.3482 | 0.0043393 | 450.1609 | 0.016367 | 0 | 9357.9727 | 0.34024 | 7621.0635 | 0.27709 | 7749.9287 | 0.28177 | 19754.165 | 4863.8696 | 0.17684 | 22640.2241 | 12576.8086 | 0.45727 | 14927.2852 | 19326.0566 | 0.70266 | 8178.0371 | 9510.625 | 0.34579 | 17993.4688 | 2735.2783 | 0.09945 | 24768.8154
89 | Lighthipe | GREATER LA METRO | SCE Metro | {'Hinson': [5.0, 2186.0], 'Del Amo': [5.0, 2258.0], 'Center': [5.2, 2304.0], 'Arcogen': [5.9, 2186.0], 'Laguna Bell': [6.8, 2304.0], 'Harborgen': [7.6, 2186.0], 'Long Beach': [8.4, 2185.0], 'Alamitos': [9.1, 2257.0], 'La Fresa': [9.1, 2289.0], 'Mesa': [11.4, 718.0], 'El Nido': [11.4, 2289.0], 'Barre': [12.2, 2163.0], 'Redondo': [12.4, 2186.0], 'Chevmain': [13.2, 2287.0], 'La Cienega': [14.3, 1488.0], 'El Segundo': [14.4, 2287.0], 'Olinda': [15.2, 89.0], 'Walnut': [15.6, 75.0], 'Lewis': [16.6, 2007.0], 'Ellis': [19.0, 2162.0], 'Rio Hondo': [19.1, 178.0], 'Goodrich': [19.3, 178.0], 'Huntington Beach': [19.8, 2089.0], 'Villa Park': [20.1, 78.0], 'Johanna': [21.8, 554.0], 'Serrano': [22.4, 76.0], 'Gould': [23.5, 103.0], 'Santiago': [27.7, 2.0], 'Chino': [29.7, 75.0], 'Viejo': [34.0, 0.0], 'Sylmar-Pac Intertie': [34.7, 103.0], 'Padua': [34.9, 75.0], 'Trabuco': [36.2, 0.0], 'Mira Loma': [36.2, 75.0], 'Capistrano': [38.8, 0.0], 'Margarita': [38.9, 0.0], 'Rancho Vista': [39.5, 0.0], 'Etiwanda': [39.9, 0.0]} | 9574.623 | 2346.3789 | 0.24506 | 7228.2441 | 0.75494 | 1079.9458 | 0.11279 | 4807.6162 | 0.50212 | 3727.6704 | 0.38933 | 56 | 0 | 0 | 0 | 0 | 0 | 618.0376 | 0.06455 | 0 | 0 | 103.2167 | 0.01078 | 9471.4064 | 945.3837 | 0.098738 | 8629.2393 | 6163.5918 | 0.64374 | 3411.0312 | 6266.8081 | 0.65452 | 3307.8149 | 397.1288 | 0.041477 | 9177.4943 | 311.4419 | 0.032528 | 9263.1811
168 | Llagas | NORTHERN CALIFORNIA | PGE GBA | {'Hollister': [13.0, 36354.0], 'Metcalf 1': [18.1, 10664.0], 'Metcalf Energy Center': [18.1, 10694.0], 'Moss Landing': [18.4, 30182.0], 'Hicks': [24.6, 7100.0], 'Quinto': [28.1, 198.0], 'Miller': [29.6, 10.0], 'Los Banos': [29.8, 304.0], 'Scott': [33.6, 0.0], 'Fink (Proposed)': [33.9, 10.0], 'Crow Creek': [34.3, 10.0], 'Los Esteros': [35.6, 0.0]} | 309255.9062 | 41505.0898 | 0.13421 | 267750.8125 | 0.86579 | 80070.3125 | 0.25891 | 239725.5 | 0.77517 | 159655.1875 | 0.51626 | 15.3443 | 24574.3184 | 0.079463 | 41227.6055 | 0.13331 | 0 | 165797.9688 | 0.53612 | 28356.7363 | 0.091693 | 162546.1875 | 0.5256 | 146709.7188 | 47457.1523 | 0.15346 | 261798.7539 | 72055.5938 | 0.233 | 237200.3125 | 206157.5312 | 0.66662 | 103098.375 | 146421.8438 | 0.47347 | 162834.0625 | 13713.1357 | 0.044342 | 295542.7705
155 | Lockeford | NORTHERN CALIFORNIA | PGE GBA | {'Rancho Seco - Bellota (Proposed)': [9.0, 56311.0], 'Camanche': [9.9, 46378.0], 'Bellota': [10.7, 59147.0], 'Eight Mile': [12.5, 57780.0], 'Stagg': [13.4, 62671.0], 'Weber': [14.3, 53526.0], 'Vierra': [22.9, 32067.0], 'Grand Island': [24.7, 16185.0], 'Ripon': [25.0, 31521.0], 'Riverbank': [27.7, 29071.0], 'Brentwood': [31.3, 0.0], 'Warnerville': [32.5, 15445.0], 'Kelso': [32.7, 373.0], 'Delta Pumps': [33.3, 155.0], 'Lone Tree': [34.7, 0.0], 'Contra Costa': [34.9, 0.0], 'Tesla': [35.6, 236.0], 'Midway Green Ridge Services': [35.7, 155.0], 'New Melones': [36.3, 833.0], 'Birds Landing': [36.4, 0.0], 'Gold Hill': [37.3, 351.0], 'Westley': [37.3, 7525.0], 'Shiloh III': [37.5, 0.0], 'Peoria': [39.0, 0.0]} | 516522.5625 | 72770.0156 | 0.14088 | 443752.5625 | 0.85912 | 58573.9531 | 0.1134 | 386583.3125 | 0.74843 | 328009.3594 | 0.63503 | 14.6667 | 130791.8984 | 0.25322 | 199930.8594 | 0.38707 | 0 | 64827.2305 | 0.12551 | 0 | 0 | 179005.5312 | 0.34656 | 337517.0312 | 115211.8906 | 0.22305 | 401310.6719 | 201566.8906 | 0.39024 | 314955.6719 | 265757.4375 | 0.51451 | 250765.125 | 79048.4062 | 0.15304 | 437474.1562 | 66990.0625 | 0.12969 | 449532.5
36 | Logan Creek | NORTHERN CALIFORNIA | PGE NGBA | {'Delevan': [11.8, 71803.0], 'Glenn': [17.7, 52717.0], 'Cortina': [29.0, 13232.0], 'Table Mt.': [33.0, 1956.0], 'Thermalito': [33.7, 2301.0], 'Wyandotte': [38.7, 0.0], 'Honcut': [38.8, 438.0]} | 658593.9375 | 96698.2812 | 0.14683 | 561895.625 | 0.85317 | 226315.5469 | 0.34363 | 617008.125 | 0.93686 | 390692.5781 | 0.59322 | 7.0097 | 130081.5859 | 0.19751 | 204698.2969 | 0.31081 | 0 | 217222.5 | 0.32983 | 103819.0234 | 0.15764 | 241075.0156 | 0.36604 | 417518.9219 | 61165.332 | 0.092873 | 597428.6055 | 118004.7656 | 0.17918 | 540589.1719 | 322962.1875 | 0.49038 | 335631.75 | 234795.0156 | 0.35651 | 423798.9219 | 34356.6992 | 0.052167 | 624237.2383
212 | Lone Tree | NORTHERN CALIFORNIA | PGE GBA | {'Contra Costa': [3.9, 37809.0], 'Brentwood': [4.9, 32411.0], 'Kirker': [9.5, 36932.0], 'Pittsburg': [9.7, 36960.0], 'Clayton': [11.4, 27370.0], 'Delta Pumps': [12.6, 4043.0], 'Birds Landing': [12.9, 36463.0], 'Kelso': [13.4, 3867.0], 'Cayetano': [14.4, 3710.0], 'Shiloh III': [16.1, 36463.0], 'Midway Green Ridge Services': [17.9, 3146.0], 'Tesla': [19.3, 2747.0], 'Martinez': [20.0, 15735.0], 'Grand Island': [21.8, 34099.0], 'Eight Mile': [22.3, 4514.0], 'Stagg': [22.6, 2556.0], 'Peabody': [26.1, 31747.0], 'Vierra': [28.4, 0.0], 'Weber': [28.4, 65.0], 'Carquinez': [28.4, 800.0], 'Eastshore': [29.5, 1031.0], 'Vaca-Dixon & Gc Yard': [32.6, 18946.0], 'Newark': [33.2, 902.0], 'Tulucay': [34.6, 89.0], 'Lockeford': [34.7, 0.0], 'Ripon': [36.0, 0.0], 'Los Esteros': [37.1, 0.0], 'Martin': [39.2, 0.0], 'Westley': [39.5, 0.0]} | 349215.9062 | 37954.6133 | 0.10869 | 311261.2812 | 0.89131 | 89973.4766 | 0.25764 | 311370.5625 | 0.89163 | 221397.0859 | 0.63398 | 10 | 57183.2969 | 0.16375 | 129955.9375 | 0.37214 | 0 | 132249.1875 | 0.3787 | 885.6656 | 0.0025362 | 102389.9297 | 0.2932 | 246825.9766 | 115346.6797 | 0.3303 | 233869.2266 | 123835.5234 | 0.35461 | 225380.3828 | 177115.2344 | 0.50718 | 172100.6719 | 23474.2148 | 0.06722 | 325741.6914 | 39483.7812 | 0.11306 | 309732.125
223 | Long Beach | GREATER LA METRO | SCE Metro | {'Harborgen': [0.9, 2185.0], 'Arcogen': [3.7, 2185.0], 'Hinson': [3.7, 2185.0], 'Alamitos': [7.3, 2183.0], 'Lighthipe': [8.4, 2185.0], 'Del Amo': [9.3, 2183.0], 'La Fresa': [9.5, 2185.0], 'Redondo': [11.0, 2185.0], 'El Nido': [12.4, 2185.0], 'Center': [13.2, 2126.0], 'Chevmain': [13.9, 2183.0], 'Barre': [14.3, 2089.0], 'El Segundo': [15.0, 2183.0], 'Laguna Bell': [15.2, 2125.0], 'Huntington Beach': [16.5, 2089.0], 'Ellis': [17.2, 2087.0], 'La Cienega': [18.4, 1384.0], 'Lewis': [19.0, 1932.0], 'Mesa': [19.8, 541.0], 'Olinda': [21.4, 14.0], 'Johanna': [21.8, 479.0], 'Villa Park': [22.8, 3.0], 'Walnut': [23.0, 0.0], 'Serrano': [25.4, 2.0], 'Santiago': [27.2, 2.0], 'Rio Hondo': [27.3, 0.0], 'Goodrich': [27.7, 0.0], 'Gould': [31.5, 0.0], 'Viejo': [34.3, 0.0], 'Trabuco': [34.7, 0.0], 'Chino': [35.3, 0.0], 'Capistrano': [36.7, 0.0], 'Margarita': [37.5, 0.0]} | 9593.9531 | 2168.5569 | 0.22603 | 7425.3965 | 0.77397 | 1086.9242 | 0.11329 | 3965.4675 | 0.41333 | 2878.5433 | 0.30004 | 49 | 0 | 0 | 0 | 0 | 0 | 0 | 0 | 0 | 0 | 10.0224 | 0.0010447 | 9583.9307 | 1504.786 | 0.15685 | 8089.1671 | 7321.8042 | 0.76317 | 2272.1489 | 7331.8267 | 0.76421 | 2262.1265 | 0 | 0 | 9593.9531 | 331.1471 | 0.034516 | 9262.806
108 | Los Banos | SPGE | PGE Fresno | {'Quinto': [5.3, 34322.0], 'Miller': [14.8, 23953.0], 'Fink (Proposed)': [22.8, 14563.0], 'Crow Creek': [23.0, 14439.0], 'Oro Loma': [23.3, 28345.0], 'Hollister': [25.0, 1267.0], 'Llagas': [29.8, 304.0], 'Merced': [33.1, 6893.0], 'Panoche': [36.8, 4690.0], 'Wilson': [37.7, 380.0], 'Westley': [37.7, 492.0], 'Mendota': [38.7, 2728.0], 'Dairyland': [38.9, 613.0], 'Cheney': [39.7, 52.0]} | 441018.4062 | 49306.7812 | 0.1118 | 391711.625 | 0.8882 | 183128.5938 | 0.41524 | 423280.125 | 0.95978 | 240151.5312 | 0.54454 | 6 | 67723.7578 | 0.15356 | 84381.3125 | 0.19133 | 0 | 242149.8906 | 0.54907 | 27066.5293 | 0.061373 | 275073.3125 | 0.62372 | 165945.0938 | 55758.7227 | 0.12643 | 385259.6836 | 93262.3359 | 0.21147 | 347756.0703 | 298450.1875 | 0.67673 | 142568.2188 | 207133.1562 | 0.46967 | 233885.25 | 27890.6465 | 0.063241 | 413127.7598
202 | Los Esteros | NORTHERN CALIFORNIA | PGE GBA | {'Scott': [3.7, 5234.0], 'Newark': [5.9, 4446.0], 'Hicks': [13.5, 2589.0], 'Eastshore': [17.0, 2915.0], 'Metcalf Energy Center': [17.5, 2416.0], 'Metcalf 1': [17.5, 2416.0], 'Cayetano': [23.2, 2532.0], 'Midway Green Ridge Services': [28.0, 1905.0], 'Tesla': [28.2, 1905.0], 'Delta Pumps': [30.9, 1891.0], 'Kelso': [31.3, 1816.0], 'Martin': [32.3, 121.0], 'Llagas': [35.6, 0.0], 'Clayton': [35.7, 0.0], 'Brentwood': [36.7, 0.0], 'Lone Tree': [37.1, 0.0]} | 119661.7188 | 5235.2598 | 0.043751 | 114426.4609 | 0.95625 | 43969.75 | 0.36745 | 104033.4297 | 0.8694 | 60063.6797 | 0.50195 | 13.5 | 1580.6277 | 0.013209 | 625.3971 | 0.0052264 | 0 | 86305.0391 | 0.72124 | 9269.3809 | 0.077463 | 86080.4141 | 0.71936 | 33581.3047 | 42412.8633 | 0.35444 | 77248.8555 | 59810.3008 | 0.49983 | 59851.418 | 99971.1484 | 0.83545 | 19690.5703 | 74928.0234 | 0.62617 | 44733.6953 | 6692.1162 | 0.055925 | 112969.6025
134 | Lugo | GREATER KRAMER | SCE Metro | {'Victor': [9.6, 47894.0], 'Roadway': [14.7, 47274.0], 'San Bernardino': [21.1, 2472.0], 'Etiwanda': [21.2, 373.0], 'Rancho Vista': [21.4, 358.0], 'Vista': [22.6, 2033.0], 'Padua': [23.0, 83.0], 'Mira Loma': [27.1, 0.0], 'Calcite': [27.8, 9649.0], 'Chino': [31.0, 0.0], 'El Casco': [32.2, 1746.0], 'Tortilla': [39.3, 723.0], 'Rio Hondo': [39.4, 0.0]} | 231048.1562 | 49992.2148 | 0.21637 | 181055.9375 | 0.78363 | 28218.4766 | 0.12213 | 83300.7891 | 0.36053 | 55082.3125 | 0.2384 | 38.6667 | 107.0425 | 0.00046329 | 49.4332 | 0.00021395 | 0 | 39640.2773 | 0.17157 | 36186.8008 | 0.15662 | 103282.2578 | 0.44702 | 127765.8984 | 118711.3438 | 0.51379 | 112336.8125 | 83137.2734 | 0.35983 | 147910.8828 | 171509.4375 | 0.74231 | 59538.7188 | 51053.7578 | 0.22097 | 179994.3984 | 4861.1802 | 0.02104 | 226186.9761
308 | Lugo - Pisgah (Proposed) | GREATER KRAMER | SCE NOL | {'Calcite': [18.2, 28949.0], 'Pisgah': [30.1, 40.0], 'Devers': [32.0, 930.0], 'Cool Water': [34.4, 0.0], 'El Casco': [39.0, 0.0], 'Tortilla': [39.2, 0.0]} | 213891.7969 | 50646.7227 | 0.23679 | 163245.0781 | 0.76321 | 77071.6719 | 0.36033 | 126397.0156 | 0.59094 | 49325.3438 | 0.23061 | 35.5 | 27.4383 | 0.00012828 | 48.7045 | 0.00022771 | 0 | 14028.2256 | 0.065586 | 11953.6973 | 0.055887 | 54281.6406 | 0.25378 | 159610.1562 | 36510.707 | 0.1707 | 177381.0898 | 48292.3633 | 0.22578 | 165599.4336 | 94441.4766 | 0.44154 | 119450.3203 | 112751.3281 | 0.52714 | 101140.4688 | 935.4294 | 0.0043734 | 212956.3674
75 | Madeline | NORTHERN CALIFORNIA | Northeast CA | {'Richmond': [38.7, 0.0], 'Hilltop': [38.7, 7.0], 'Leavitt': [38.9, 0.0]} | 383644.5938 | 18893.5254 | 0.049247 | 364751.0625 | 0.95075 | 124645.6797 | 0.3249 | 343039.5625 | 0.89416 | 218393.8828 | 0.56926 | 5.65 | 24223.1191 | 0.063139 | 2116.4424 | 0.0055167 | 0 | 252533.1719 | 0.65825 | 84635.7266 | 0.22061 | 138488.2031 | 0.36098 | 245156.3906 | 57769.0859 | 0.15058 | 325875.5078 | 66921.9844 | 0.17444 | 316722.6094 | 189424.7969 | 0.49375 | 194219.7969 | 302983.0312 | 0.78975 | 80661.5625 | 72907.8359 | 0.19004 | 310736.7578
195 | Madison | NORTHERN CALIFORNIA | PGE NGBA | {'Putah Creek': [10.3, 24807.0], 'Woodland': [11.3, 21322.0], 'Davis': [15.4, 25229.0], 'Vaca-Dixon & Gc Yard': [18.8, 21069.0], 'Peabody': [26.6, 13791.0], 'Rio Oso': [32.7, 2469.0], 'Tulucay': [33.4, 3143.0], 'Cortina': [33.9, 1679.0], 'Shiloh III': [35.2, 7114.0], 'Grand Island': [36.6, 2399.0], 'Olivehurst': [37.1, 20.0], 'Pleasant Grove': [37.3, 158.0], 'Pease': [38.3, 0.0], 'Birds Landing': [38.5, 2325.0]} | 516443.1562 | 30598.4316 | 0.059248 | 485844.7188 | 0.94075 | 80446.3203 | 0.15577 | 476521.2812 | 0.9227 | 396074.9609 | 0.76693 | 8.5918 | 63135.3906 | 0.12225 | 259035.7656 | 0.50158 | 0 | 143860.25 | 0.27856 | 41720.6758 | 0.080785 | 297240.0938 | 0.57555 | 219203.0625 | 61204.25 | 0.11851 | 455238.9062 | 130663.1406 | 0.25301 | 385780.0156 | 358724.2812 | 0.69461 | 157718.875 | 111498.3281 | 0.2159 | 404944.8281 | 18573.1055 | 0.035964 | 497870.0508
51 | Magunden | SPGE | SCE Northern | {'Columbus': [2.8, 68284.0], 'Cal Water': [4.4, 64863.0], 'Bakersfield': [5.0, 70912.0], 'Unknown - 3327': [5.5, 52328.0], 'Lamont': [5.6, 51964.0], 'West Park': [6.7, 70934.0], 'Sycamore': [7.4, 62203.0], 'Kern Oil': [7.8, 65142.0], 'Grimmway-Malaga': [8.6, 38148.0], 'Stockdale': [8.8, 65767.0], 'Rosedale': [8.9, 70192.0], 'Kern Power': [10.0, 69137.0], 'Tevis': [12.0, 62082.0], '7th Standard': [13.0, 60492.0], 'Poso Mt.': [13.8, 44803.0], 'Renfro': [13.8, 63608.0], 'Lerdo': [16.1, 47490.0], 'Wheeler Ridge': [19.0, 32048.0], 'Tupman': [19.7, 41151.0], 'Rio Bravo': [19.9, 43955.0], 'Norco': [22.5, 24360.0], 'Shafter': [24.7, 30876.0], 'Midway - Wheeler Ridge (Proposed)': [25.6, 21200.0], 'Elk Hills': [27.3, 14747.0], 'Charca': [28.4, 29548.0], 'Pastoria': [29.7, 9705.0], 'Midway': [30.1, 5579.0], 'Semitropic': [33.4, 5183.0], 'Vestal': [34.4, 14041.0], 'Taft': [35.3, 4053.0], 'Highwind': [35.6, 0.0], 'Smyrna': [38.8, 223.0]} | 500950.4062 | 71121.7422 | 0.14197 | 429828.6562 | 0.85803 | 93073.8281 | 0.18579 | 466196.8438 | 0.93062 | 373123.0156 | 0.74483 | 9.4711 | 36425.7969 | 0.072713 | 196531.7656 | 0.39232 | 0 | 158728.3906 | 0.31685 | 10428.9199 | 0.020818 | 222902.875 | 0.44496 | 278047.5312 | 111779.0391 | 0.22313 | 389171.3672 | 172732.7812 | 0.34481 | 328217.625 | 284689.1875 | 0.5683 | 216261.2188 | 115159.625 | 0.22988 | 385790.7812 | 16787.8672 | 0.033512 | 484162.5391
24 | Malaga | SPGE | PGE Fresno | {'California Ave': [2.8, 132644.0], 'West Fresno': [5.4, 126011.0], 'Sanger': [6.5, 94965.0], 'McCall': [7.5, 112702.0], 'Kearney (New)': [8.7, 118705.0], 'Gregg': [15.3, 68853.0], 'Wahtoke': [16.1, 64752.0], 'Mc Mullin': [16.1, 94603.0], 'Kingsburg': [16.2, 84004.0], 'Reedley': [20.4, 51404.0], 'Borden': [21.3, 33320.0], 'Helm': [25.9, 58330.0], 'GWF Hanford': [29.6, 37891.0], 'Schindler': [30.5, 46507.0], 'Leprino': [31.9, 31248.0], 'Henrietta': [32.7, 27058.0], 'Mustang': [33.6, 21840.0], 'Excelsior': [34.6, 25096.0], 'Newhall': [35.4, 3323.0], 'Rector': [37.9, 5324.0], 'Tranquility': [38.3, 3768.0], 'Cantua': [38.7, 3845.0], 'Waukena': [39.2, 220.0]} | 566231.75 | 145695.4375 | 0.25731 | 420536.3125 | 0.74269 | 33875.6055 | 0.059826 | 392982.5625 | 0.69403 | 359106.957 | 0.6342 | 20.0625 | 140784.4375 | 0.24863 | 297448.6875 | 0.52531 | 0 | 89401.6562 | 0.15789 | 0 | 0 | 101137.7344 | 0.17862 | 465094.0156 | 71163.6797 | 0.12568 | 495068.0703 | 75576.8906 | 0.13347 | 490654.8594 | 136397.0312 | 0.24089 | 429834.7188 | 56865.5664 | 0.10043 | 509366.1836 | 33971.7891 | 0.059996 | 532259.9609
235 | Mandalay | GREATER LA METRO | SCE Northern | {'Santa Clara': [7.5, 39071.0], 'Moorpark': [20.4, 25758.0]} | 147616.8438 | 39026.9688 | 0.26438 | 108589.875 | 0.73562 | 25200.4141 | 0.17072 | 127358.7891 | 0.86277 | 102158.375 | 0.69205 | 13.4 | 15289.0342 | 0.10357 | 36088.6094 | 0.24447 | 0 | 450.8842 | 0.0030544 | 0 | 0 | 40861.8594 | 0.27681 | 106754.9844 | 8526.8662 | 0.057764 | 139089.9775 | 19164.7402 | 0.12983 | 128452.1035 | 55431.0234 | 0.37551 | 92185.8203 | 39164.2227 | 0.26531 | 108452.6211 | 10315.9609 | 0.069883 | 137300.8828
200 | Margarita | GREATER LA METRO | SDGE Imperial | {'Trabuco': [2.8, 2728.0], 'Capistrano': [3.4, 2719.0], 'Talega': [7.4, 5292.0], 'Viejo': [8.1, 3214.0], 'Santiago': [11.3, 2579.0], 'San Onofre': [13.1, 3757.0], 'Johanna': [17.2, 1329.0], 'Lee Lake (Proposed)': [17.2, 5520.0], 'Ellis': [20.4, 830.0], 'Huntington Beach': [21.2, 827.0], 'Serrano': [21.3, 860.0], 'Villa Park': [21.8, 844.0], 'Lewis': [23.7, 826.0], 'Barre': [27.1, 813.0], 'San Luis Rey': [28.8, 9.0], 'Valley': [30.2, 3117.0], 'Alamitos': [30.9, 67.0], 'Chino': [31.0, 335.0], 'Mira Loma': [31.8, 165.0], 'Olinda': [32.1, 348.0], 'Encina': [33.1, 0.0], 'Del Amo': [33.9, 28.0], 'Palomar Airport': [35.4, 0.0], 'Walnut': [36.6, 124.0], 'Long Beach': [37.5, 0.0], 'Rancho Vista': [37.5, 3.0], 'Etiwanda': [37.6, 3.0], 'Center': [37.9, 0.0], 'Harborgen': [38.0, 0.0], 'Vista': [38.2, 10.0], 'Lighthipe': [38.9, 0.0], 'Hinson': [39.0, 0.0], 'Padua': [39.3, 0.0], 'Arcogen': [40.0, 0.0]} | 60092.7773 | 5681.0356 | 0.094538 | 54411.7422 | 0.90546 | 9673.3193 | 0.16097 | 37177.7344 | 0.61867 | 27504.415 | 0.4577 | 32.3333 | 1451.6422 | 0.024157 | 155.4866 | 0.0025874 | 0 | 8353.1689 | 0.139 | 44386.7148 | 0.73864 | 27612.2754 | 0.45949 | 32480.502 | 27897.4531 | 0.46424 | 32195.3242 | 33616.8086 | 0.55942 | 26475.9688 | 50757.9141 | 0.84466 | 9334.8633 | 25775.2734 | 0.42892 | 34317.5039 | 4727.0742 | 0.078663 | 55365.7031
152 | Martin (San Francisco H) | NORTHERN CALIFORNIA | PGE GBA | {'Eastshore': [16.9, 3836.0], 'Ignacio': [26.8, 2526.0], 'Martinez': [26.8, 2686.0], 'Newark': [27.1, 1487.0], 'Carquinez': [28.2, 2462.0], 'Clayton': [29.2, 446.0], 'Los Esteros': [32.3, 121.0], 'Scott': [33.6, 113.0], 'Cayetano': [35.0, 0.0], 'Kirker': [35.2, 0.0], 'Pittsburg': [36.2, 0.0], 'Tulucay': [38.4, 0.0], 'Lakeville': [39.0, 73.0], 'Lone Tree': [39.2, 0.0], 'Contra Costa': [39.9, 0.0]} | 41338.2227 | 8578.7383 | 0.20753 | 32759.4844 | 0.79247 | 5799.6655 | 0.1403 | 26189.8887 | 0.63355 | 20390.2231 | 0.49325 | 50 | 536.3647 | 0.012975 | 206.2872 | 0.0049902 | 0 | 8378.1611 | 0.20267 | 0 | 0 | 15897.8486 | 0.38458 | 25440.374 | 18717.6621 | 0.45279 | 22620.5605 | 27343.8613 | 0.66147 | 13994.3613 | 30560.4434 | 0.73928 | 10777.7793 | 8359.3506 | 0.20222 | 32978.8721 | 3633.5537 | 0.087898 | 37704.6689
211 | Martinez | NORTHERN CALIFORNIA | PGE GBA | {'Carquinez': [8.9, 14400.0], 'Clayton': [9.4, 23611.0], 'Kirker': [11.5, 23288.0], 'Pittsburg': [12.0, 23143.0], 'Birds Landing': [17.3, 21140.0], 'Tulucay': [18.1, 12165.0], 'Shiloh III': [18.1, 21242.0], 'Contra Costa': [18.2, 16656.0], 'Lone Tree': [20.0, 15735.0], 'Peabody': [20.3, 19987.0], 'Ignacio': [23.5, 7649.0], 'Brentwood': [24.9, 15359.0], 'Cayetano': [26.8, 1884.0], 'Martin': [26.8, 2686.0], 'Eastshore': [26.9, 1528.0], 'Vaca-Dixon & Gc Yard': [28.7, 7234.0], 'Lakeville': [30.1, 2613.0], 'Delta Pumps': [30.8, 1444.0], 'Kelso': [31.8, 1352.0], 'Grand Island': [32.3, 13677.0], 'Midway Green Ridge Services': [35.1, 1350.0], 'Putah Creek': [35.7, 1732.0], 'Newark': [36.2, 0.0], 'Tesla': [36.6, 951.0], 'Penngrove': [37.1, 1828.0]} | 152070.3594 | 30595.6543 | 0.20119 | 121474.7031 | 0.79881 | 21973.8926 | 0.1445 | 122605.0547 | 0.80624 | 100631.1621 | 0.66174 | 28 | 20730.9551 | 0.13632 | 8542.0918 | 0.056172 | 0 | 79577.5312 | 0.52329 | 83.7647 | 0.00055083 | 58214.4297 | 0.38281 | 93855.9297 | 57797.2539 | 0.38007 | 94273.1055 | 73515.6406 | 0.48343 | 78554.7188 | 108870.8672 | 0.71592 | 43199.4922 | 27272.5371 | 0.17934 | 124797.8223 | 22431.9316 | 0.14751 | 129638.4277
25 | McCall | SPGE | PGE Fresno | {'Sanger': [6.8, 109742.0], 'Malaga': [7.5, 112702.0], 'Kingsburg': [9.0, 127376.0], 'California Ave': [10.2, 99594.0], 'Wahtoke': [10.4, 102044.0], 'West Fresno': [12.4, 93583.0], 'Reedley': [14.6, 85175.0], 'Kearney (New)': [15.0, 86835.0], 'Mc Mullin': [19.4, 74143.0], 'Gregg': [22.7, 41106.0], 'GWF Hanford': [23.6, 65589.0], 'Leprino': [27.8, 46831.0], 'Borden': [28.8, 13147.0], 'Henrietta': [29.4, 35631.0], 'Helm': [29.8, 38089.0], 'Mustang': [30.4, 27958.0], 'Rector': [30.5, 37118.0], 'Schindler': [31.3, 32621.0], 'Waukena': [32.8, 14585.0], 'Corcoran': [34.9, 10530.0], 'Excelsior': [36.0, 12916.0]} | 567264 | 156108.75 | 0.2752 | 411155.25 | 0.7248 | 21366.2949 | 0.037666 | 385593.1562 | 0.67974 | 364226.8613 | 0.64208 | 18.6667 | 165153.7188 | 0.29114 | 305241.0312 | 0.53809 | 0 | 46507.2383 | 0.081985 | 0 | 0 | 65919.2031 | 0.11621 | 501344.7969 | 72326.3047 | 0.1275 | 494937.6953 | 91477.2578 | 0.16126 | 475786.7422 | 118352.7969 | 0.20864 | 448911.2031 | 30752.3926 | 0.054212 | 536511.6074 | 23042.123 | 0.04062 | 544221.877
26 | Mc Mullin | SPGE | PGE Fresno | {'Kearney (New)': [9.7, 126699.0], 'Helm': [10.4, 190024.0], 'West Fresno': [12.8, 110093.0], 'California Ave': [15.2, 99734.0], 'Schindler': [15.6, 173738.0], 'Malaga': [16.1, 94603.0], 'Gregg': [18.4, 69792.0], 'Excelsior': [19.0, 148065.0], 'McCall': [19.4, 74143.0], 'Sanger': [22.4, 50095.0], 'Borden': [22.7, 38429.0], 'Cantua': [22.7, 121314.0], 'Tranquility': [23.1, 104721.0], 'Kingsburg': [23.7, 51134.0], 'Henrietta': [24.7, 74681.0], 'Mustang': [25.2, 71188.0], 'Leprino': [25.9, 56392.0], 'Newhall': [26.7, 38644.0], 'Mendota': [27.5, 49874.0], 'GWF Hanford': [29.3, 31336.0], 'Wahtoke': [29.8, 22691.0], 'Cheney': [30.3, 37710.0], 'Gates': [32.2, 28880.0], 'Panoche': [33.2, 26961.0], 'Reedley': [34.0, 10167.0], 'Dairyland': [36.7, 6815.0], 'Waukena': [38.9, 311.0]} | 641705 | 233207.2656 | 0.36342 | 408497.75 | 0.63658 | 75102.2578 | 0.11704 | 542675.125 | 0.84568 | 467572.8672 | 0.72864 | 11.2346 | 280936.375 | 0.4378 | 314552.4375 | 0.49018 | 0 | 4611.9565 | 0.007187 | 0 | 0 | 102437.4531 | 0.15963 | 539267.5469 | 39419.4609 | 0.061429 | 602285.5391 | 44867.8203 | 0.06992 | 596837.1797 | 128176.4453 | 0.19974 | 513528.5547 | 694.1298 | 0.0010817 | 641010.8702 | 12396.9727 | 0.019319 | 629308.0273
298 | Mead | SNV ELDORADO DESERT | SCE EOP | {'Sloan Canyon': [11.1, 34420.0], 'Eldorado': [13.3, 34420.0], 'Harry Allen': [34.6, 0.0], 'Primm': [35.0, 5169.0]} | 106821.0391 | 34400.7773 | 0.32204 | 72420.2656 | 0.67796 | 0 | 0 | 0 | 0 | 0 | 0 | 0 | 0 | 0 | 0 | 0 | 0 | 0 | 0 | 0 | 0 | 0 | 0 | 106821.0391 | 0 | 0 | 106821.0391 | 0 | 0 | 106821.0391 | 0 | 0 | 106821.0391 | 0 | 0 | 106821.0391 | 0 | 0 | 106821.0391
103 | Mendocino | NORTHERN CALIFORNIA | PGE NGBA | {'Calpella': [3.7, 58619.0], 'Ukiah': [7.4, 54840.0], 'Hopland': [20.2, 22955.0], 'Cloverdale': [32.9, 6447.0], 'Eagle Rock': [35.7, 5402.0]} | 351470.5312 | 59093.7109 | 0.16813 | 292376.8125 | 0.83187 | 43655.1367 | 0.12421 | 304712.5625 | 0.86696 | 261057.4258 | 0.74276 | 9.7859 | 10027.8311 | 0.028531 | 14895.417 | 0.04238 | 0 | 155378.3594 | 0.44208 | 26537.5488 | 0.075504 | 124627.0469 | 0.35459 | 226843.4844 | 94829.7422 | 0.26981 | 256640.7891 | 161768.8438 | 0.46026 | 189701.6875 | 243764.2812 | 0.69356 | 107706.25 | 141048.5 | 0.40131 | 210422.0312 | 7072.3403 | 0.020122 | 344398.1909
27 | Mendota | SPGE | PGE Fresno | {'Cheney': [7.3, 161799.0], 'Panoche': [8.2, 164248.0], 'Tranquility': [9.5, 144506.0], 'Newhall': [12.4, 177792.0], 'Oro Loma': [15.8, 119732.0], 'Helm': [18.0, 108821.0], 'Cantua': [21.1, 83386.0], 'Dairyland': [24.4, 74790.0], 'Excelsior': [25.5, 63618.0], 'Mc Mullin': [27.5, 49874.0], 'Schindler': [28.3, 48077.0], 'Borden': [29.7, 26880.0], 'Gregg': [31.4, 22870.0], 'Kearney (New)': [31.9, 17248.0], 'Le Grand': [33.7, 9163.0], 'West Fresno': [35.5, 8788.0], 'Merced': [38.2, 877.0], 'California Ave': [38.5, 1728.0], 'Los Banos': [38.7, 2728.0], 'Wilson': [39.7, 0.0]} | 660744.75 | 214730.4844 | 0.32498 | 446014.25 | 0.67502 | 132725.2031 | 0.20087 | 640265.875 | 0.96901 | 507540.6719 | 0.76813 | 7.0025 | 324346.7812 | 0.49088 | 225767.9219 | 0.34169 | 0 | 88604.4922 | 0.1341 | 0 | 0 | 230951.3125 | 0.34953 | 429793.4375 | 69142.7109 | 0.10464 | 591602.0391 | 128589.3906 | 0.19461 | 532155.3594 | 292119.0312 | 0.44211 | 368625.7188 | 37338.75 | 0.05651 | 623406 | 38490.3281 | 0.058253 | 622254.4219
106 | Merced | SPGE | PGE Fresno | {'Wilson': [4.6, 71536.0], 'Le Grand': [13.2, 50249.0], 'Dairyland': [17.8, 54349.0], 'Oro Loma': [28.3, 23726.0], 'Newhall': [29.4, 33759.0], 'Los Banos': [33.1, 6893.0], 'Quinto': [33.7, 5343.0], 'Miller': [34.8, 7599.0], 'Crow Creek': [36.4, 6607.0], 'Fink (Proposed)': [36.6, 6185.0], 'Warnerville': [36.7, 9387.0], 'Borden': [36.8, 5545.0], 'Mendota': [38.2, 877.0]} | 557924.125 | 93751.5469 | 0.16804 | 464172.5625 | 0.83196 | 124121.2031 | 0.22247 | 502902.8438 | 0.90138 | 378781.6406 | 0.67891 | 9.0773 | 211991.0781 | 0.37996 | 209414.0625 | 0.37535 | 0 | 115924.3203 | 0.20778 | 0 | 0 | 240168.9062 | 0.43047 | 317755.2188 | 171285.4844 | 0.307 | 386638.6406 | 201536.4375 | 0.36123 | 356387.6875 | 324691.125 | 0.58196 | 233233 | 74290.7422 | 0.13316 | 483633.3828 | 69014.3125 | 0.1237 | 488909.8125
160 | Mesa | SPGE | PGE Kern | {'Oceano': [9.7, 56866.0], 'Sisquoc': [11.4, 59098.0], 'San Luis Obispo': [20.2, 33131.0], 'Cabrillo': [25.2, 17242.0], 'Diablo Canyon': [26.5, 10606.0], 'Solar': [34.0, 501.0], 'Morro Bay': [34.0, 2561.0], 'Carrizo Plains': [34.7, 474.0], 'Caliente': [39.6, 0.0], 'Templeton': [39.8, 0.0]} | 328668.4375 | 72508.1406 | 0.22061 | 256160.2969 | 0.77939 | 128982.6172 | 0.39244 | 308194.4375 | 0.93771 | 179211.8203 | 0.54527 | 7.0778 | 25017.8633 | 0.076119 | 47586.4375 | 0.14479 | 0 | 104137.1875 | 0.31685 | 60610.957 | 0.18441 | 55848.7891 | 0.16992 | 272819.6484 | 22541.3711 | 0.068584 | 306127.0664 | 101786.3281 | 0.30969 | 226882.1094 | 129159.1875 | 0.39298 | 199509.25 | 132693.5938 | 0.40373 | 195974.8438 | 18889.2598 | 0.057472 | 309779.1777
90 | Mesa (SCE) | GREATER LA METRO | SCE Metro |  | 5748.3247 | 1176.5675 | 0.20468 | 4571.7573 | 0.79532 | 148.1381 | 0.025771 | 4468.1509 | 0.7773 | 4320.0127 | 0.75153 | 51.5 | 0 | 0 | 0 | 0 | 0 | 3926.4204 | 0.68305 | 111.5051 | 0.019398 | 2539.7532 | 0.44182 | 3208.5715 | 112.422 | 0.019557 | 5635.9027 | 373.1213 | 0.06491 | 5375.2034 | 2914.4102 | 0.507 | 2833.9146 | 2402.3015 | 0.41791 | 3346.0232 | 874.6735 | 0.15216 | 4873.6512
229 | Metcalf | NORTHERN CALIFORNIA | PGE GBA | {'Metcalf Energy Center': [0.3, 13968.0], 'Hicks': [8.8, 10390.0], 'Scott': [15.7, 2673.0], 'Los Esteros': [17.5, 2416.0], 'Llagas': [18.1, 10664.0], 'Newark': [23.3, 1761.0], 'Moss Landing': [28.9, 7945.0], 'Hollister': [31.1, 5956.0], 'Miller': [34.4, 0.0], 'Fink (Proposed)': [34.5, 0.0], 'Eastshore': [34.5, 230.0], 'Crow Creek': [34.9, 0.0], 'Tesla': [35.1, 15.0], 'Cayetano': [35.6, 15.0], 'Midway Green Ridge Services': [35.7, 15.0], 'Quinto': [37.8, 0.0], 'Westley': [38.3, 0.0]} | 199565.5 | 13947.5732 | 0.06989 | 185617.9219 | 0.93011 | 54502.6289 | 0.27311 | 146301.4375 | 0.7331 | 91798.8086 | 0.45999 | 14.1065 | 4118.0835 | 0.020635 | 5526.9497 | 0.027695 | 0 | 89012.2266 | 0.44603 | 54702.1992 | 0.27411 | 131878.1406 | 0.66083 | 67687.3594 | 50834.4766 | 0.25473 | 148731.0234 | 89261.3516 | 0.44728 | 110304.1484 | 162318.9375 | 0.81336 | 37246.5625 | 120350.6875 | 0.60306 | 79214.8125 | 6608.4795 | 0.033114 | 192957.0205
52 | Midway | SPGE | PGE Kern | {'Shafter': [10.7, 33522.0], 'Tupman': [10.8, 30145.0], 'Rio Bravo': [11.1, 35357.0], 'Norco': [11.5, 28272.0], 'Elk Hills': [13.0, 32284.0], 'Semitropic': [13.6, 35625.0], 'Temblor': [13.8, 41837.0], 'Goose Lake': [15.4, 43202.0], 'Charca': [15.8, 32947.0], 'Renfro': [16.3, 25412.0], 'Kernridge': [16.4, 41047.0], 'Lerdo': [18.2, 28506.0], '7th Standard': [18.3, 22752.0], 'Taft': [18.6, 17135.0], 'Tevis': [19.1, 18832.0], 'Kern Power': [20.1, 19111.0], 'Rosedale': [21.2, 18858.0], 'Smyrna': [21.7, 21974.0], 'Midway - Wheeler Ridge (Proposed)': [22.1, 4701.0], 'Stockdale': [22.5, 16671.0], 'West Park': [23.3, 15955.0], 'Kern Oil': [24.5, 15006.0], 'Bakersfield': [25.3, 12842.0], 'Sycamore': [26.3, 12791.0], 'Caliente': [26.3, 27081.0], 'Columbus': [28.9, 7026.0], 'Poso Mt.': [29.9, 6329.0], 'Magunden': [30.1, 5579.0], 'Gates-Midway (Proposed)': [31.0, 2540.0], 'Cal Water': [31.1, 5048.0], 'Carrizo Plains': [33.2, 17514.0], 'Lamont': [34.1, 2426.0], 'Unknown - 3327': [34.1, 2432.0], 'Olive': [34.1, 4119.0], 'Solar': [34.3, 12494.0], 'Wheeler Ridge': [34.6, 2602.0], 'Grimmway-Malaga': [35.1, 1320.0], 'Arco': [36.5, 0.0], 'Vestal': [36.6, 0.0], 'Alpaugh': [38.6, 0.0]} | 521935.5938 | 63291.4531 | 0.12126 | 458644.125 | 0.87874 | 110103.6719 | 0.21095 | 496365.5 | 0.95101 | 386261.8281 | 0.74006 | 8.8272 | 83284.7891 | 0.15957 | 252356.2188 | 0.4835 | 0 | 34531.5352 | 0.066161 | 0 | 0 | 153570.75 | 0.29423 | 368364.8438 | 120521.875 | 0.23091 | 401413.7188 | 259114.6406 | 0.49645 | 262820.9531 | 333368.6562 | 0.63872 | 188566.9375 | 11132.0254 | 0.021328 | 510803.5684 | 29439.0059 | 0.056404 | 492496.5879
305 | Midway - Wheeler Ridge (Proposed) | SPGE | PGE Kern | {'Elk Hills': [9.4, 30799.0], 'Norco': [11.6, 32320.0], 'Taft': [12.1, 25160.0], 'Tevis': [15.8, 36392.0], 'Tupman': [16.0, 30061.0], 'Wheeler Ridge': [16.7, 37063.0], 'Stockdale': [17.6, 35634.0], 'Renfro': [19.3, 31983.0], 'Kern Power': [20.3, 31152.0], 'Rosedale': [20.7, 30342.0], 'West Park': [21.7, 28104.0], 'Midway': [22.1, 4701.0], 'Rio Bravo': [22.1, 12097.0], '7th Standard': [23.3, 17047.0], 'Bakersfield': [23.6, 24531.0], 'Grimmway-Malaga': [24.6, 25723.0], 'Magunden': [25.6, 21200.0], 'Unknown - 3327': [25.9, 22598.0], 'Lamont': [26.0, 22444.0], 'Kern Oil': [26.1, 18093.0], 'Columbus': [26.6, 18548.0], 'Lerdo': [27.0, 7876.0], 'Shafter': [27.2, 1561.0], 'Pastoria': [27.3, 8217.0], 'Sycamore': [27.7, 15211.0], 'Cal Water': [29.3, 15372.0], 'Temblor': [30.1, 861.0], 'Charca': [33.7, 1304.0], 'Semitropic': [34.4, 1304.0], 'Kernridge': [34.6, 824.0], 'Poso Mt.': [34.9, 73.0], 'Bailey': [36.8, 10.0], 'Goose Lake': [37.5, 456.0]} | 392001.4062 | 45834.4336 | 0.11692 | 346166.9688 | 0.88308 | 91559.5234 | 0.23357 | 370187.4375 | 0.94435 | 278627.9141 | 0.71078 | 8.3881 | 62793.8906 | 0.16019 | 172129.9688 | 0.43911 | 0 | 35538.9062 | 0.09066 | 358.7304 | 0.00091513 | 85861.7578 | 0.21903 | 306139.6484 | 118147.8672 | 0.3014 | 273853.5391 | 212631.6094 | 0.54243 | 179369.7969 | 237105.7031 | 0.60486 | 154895.7031 | 27347.3672 | 0.069763 | 364654.0391 | 20607.4004 | 0.05257 | 371394.0059
145 | Miguel | SAN DIEGO | SDGE Imperial | {'Bay Boulevard': [8.1, 1761.0], 'Otay Mesa': [8.3, 4469.0], 'Silvergate': [9.4, 1998.0], 'Mission': [11.6, 2457.0], 'Old Town': [13.6, 1090.0], 'Kearny': [13.7, 2458.0], 'Sycamore Canyon': [16.7, 3860.0], 'Suncrest': [19.7, 4148.0], 'Penasquitos': [21.5, 996.0], 'Escondido': [31.8, 0.0], 'Suncrest - Ocotillo (Proposed)': [32.3, 2303.0], 'Palomar Airport': [35.4, 0.0], 'Encina': [37.7, 0.0]} | 68702.9766 | 5165.3525 | 0.075184 | 63537.625 | 0.92482 | 9342.2871 | 0.13598 | 40362.2461 | 0.58749 | 31019.959 | 0.45151 | 20.8675 | 307.5248 | 0.0044761 | 105.2681 | 0.0015322 | 0 | 16585.5781 | 0.24141 | 43840.5664 | 0.63812 | 17684.4961 | 0.25741 | 51018.4805 | 33017.5742 | 0.48058 | 35685.4023 | 52400.5898 | 0.76271 | 16302.3867 | 57485.5 | 0.83673 | 11217.4766 | 25497.3242 | 0.37112 | 43205.6523 | 2317.5195 | 0.033732 | 66385.457
182 | Miller | SPGE | PGE GBA | {'Fink (Proposed)': [8.1, 52870.0], 'Crow Creek': [8.4, 53139.0], 'Quinto': [9.6, 32707.0], 'Los Banos': [14.8, 23953.0], 'Westley': [23.1, 22369.0], 'Llagas': [29.6, 10.0], 'Hollister': [31.3, 0.0], 'Metcalf 1': [34.4, 0.0], 'Metcalf Energy Center': [34.7, 0.0], 'Ripon': [34.8, 3176.0], 'Merced': [34.8, 7599.0], 'Oro Loma': [36.0, 4244.0], 'Riverbank': [37.5, 2945.0], 'Warnerville': [37.9, 1951.0], 'Vierra': [38.6, 27.0], 'Wilson': [39.2, 515.0]} | 430553.5938 | 64253.8438 | 0.14924 | 366299.75 | 0.85076 | 134913.1719 | 0.31335 | 384053.5938 | 0.892 | 249140.4219 | 0.57865 | 9.0185 | 75831.8125 | 0.17613 | 126340.6641 | 0.29344 | 0 | 161863.9062 | 0.37594 | 50086.25 | 0.11633 | 201518.2344 | 0.46804 | 229035.3594 | 48251.1602 | 0.11207 | 382302.4336 | 79523.6641 | 0.1847 | 351029.9297 | 233146.8594 | 0.5415 | 197406.7344 | 161289.6406 | 0.37461 | 269263.9531 | 23717.9805 | 0.055087 | 406835.6133
127 | Mirage | RIVERSIDE | SCE Eastern | {'Devers': [14.4, 14559.0]} | 106479.9531 | 24887.3516 | 0.23373 | 81592.6016 | 0.76627 | 5791.3911 | 0.054389 | 59488.8164 | 0.55869 | 53697.4253 | 0.5043 | 25.2871 | 2614.7056 | 0.024556 | 11135.252 | 0.10458 | 0 | 2487.3245 | 0.02336 | 8305.3223 | 0.077999 | 17724.6953 | 0.16646 | 88755.2578 | 41260.2539 | 0.38749 | 65219.6992 | 34481.1172 | 0.32383 | 71998.8359 | 53130.8516 | 0.49898 | 53349.1016 | 41677.6836 | 0.39141 | 64802.2695 | 727.2913 | 0.0068303 | 105752.6618
135 | Mira Loma | GREATER LA METRO | SCE Metro | {'Rancho Vista': [5.8, 5331.0], 'Etiwanda': [6.0, 5330.0], 'Chino': [6.6, 5314.0], 'Padua': [8.8, 5121.0], 'Vista': [14.3, 6041.0], 'Serrano': [17.9, 5299.0], 'Lee Lake (Proposed)': [19.0, 5254.0], 'San Bernardino': [19.3, 1433.0], 'Villa Park': [20.4, 5091.0], 'Olinda': [21.0, 4875.0], 'Walnut': [22.1, 4181.0], 'Lewis': [23.6, 2311.0], 'Viejo': [23.9, 2098.0], 'Rio Hondo': [24.8, 1378.0], 'Johanna': [26.2, 1556.0], 'Santiago': [26.4, 1129.0], 'Lugo': [27.1, 0.0], 'Barre': [27.6, 1497.0], 'El Casco': [28.1, 1133.0], 'Valley': [29.9, 2109.0], 'Ellis': [31.1, 218.0], 'Trabuco': [31.3, 155.0], 'Mesa': [31.4, 409.0], 'Goodrich': [31.6, 102.0], 'Center': [31.6, 506.0], 'Margarita': [31.8, 165.0], 'Del Amo': [32.5, 189.0], 'Laguna Bell': [33.6, 111.0], 'Huntington Beach': [34.5, 143.0], 'Capistrano': [34.6, 143.0], 'Alamitos': [35.0, 102.0], 'Victor': [35.7, 0.0], 'Lighthipe': [36.2, 75.0], 'Talega': [38.2, 0.0], 'Gould': [38.6, 0.0]} | 51778.3867 | 7631.3579 | 0.14739 | 44147.0273 | 0.85261 | 5163.2588 | 0.099718 | 28329.3184 | 0.54713 | 23166.0596 | 0.44741 | 28.5365 | 1031.9512 | 0.01993 | 1382.7045 | 0.026704 | 0 | 27511.2383 | 0.53133 | 15820.6279 | 0.30555 | 22381.1309 | 0.43225 | 29397.2559 | 20350.2441 | 0.39303 | 31428.1426 | 25725.125 | 0.49683 | 26053.2617 | 39011.0273 | 0.75342 | 12767.3594 | 17108.9629 | 0.33043 | 34669.4238 | 4770.5654 | 0.092134 | 47007.8213
146 | Mission | SAN DIEGO | SDGE Imperial | {'Old Town': [3.4, 1232.0], 'Kearny': [3.4, 3001.0], 'Silvergate': [6.1, 1993.0], 'Penasquitos': [10.4, 1547.0], 'Sycamore Canyon': [11.1, 2944.0], 'Miguel': [11.6, 2457.0], 'Bay Boulevard': [12.3, 1532.0], 'Otay Mesa': [19.6, 2219.0], 'Escondido': [23.6, 512.0], 'Palomar Airport': [24.9, 533.0], 'Suncrest': [26.5, 1449.0], 'Encina': [26.9, 321.0], 'San Luis Rey': [31.6, 34.0]} | 43719.8125 | 2979.8022 | 0.068157 | 40740.0117 | 0.93184 | 4629.0215 | 0.10588 | 19952.9297 | 0.45638 | 15323.9082 | 0.3505 | 21.5 | 647.4451 | 0.014809 | 106.3528 | 0.0024326 | 0 | 16091.8555 | 0.36807 | 18349.4746 | 0.41971 | 19868.752 | 0.45446 | 23851.0605 | 24796.3164 | 0.56716 | 18923.4961 | 32790.5508 | 0.75002 | 10929.2617 | 40434.8242 | 0.92486 | 3284.9883 | 8190.3228 | 0.18734 | 35529.4897 | 1952.2269 | 0.044653 | 41767.5856
287 | Mohave | SNV ELDORADO DESERT | SCE EOP | {} | 160279.9844 | 62516.0742 | 0.39004 | 97763.9062 | 0.60996 | 7733.4629 | 0.04825 | 11018.6709 | 0.068746 | 3285.208 | 0.020497 | 4.7404 | 3931.1074 | 0.024527 | 0 | 0 | 0 | 0 | 0 | 0 | 0 | 4137.9771 | 0.025817 | 156142.0073 | 10217.2744 | 0.063746 | 150062.71 | 0 | 0 | 160279.9844 | 10815.2783 | 0.067477 | 149464.7061 | 2413.2925 | 0.015057 | 157866.6919 | 2496.8098 | 0.015578 | 157783.1746
192 | Moorpark | GREATER LA METRO | SCE Northern | {'Santa Clara': [16.2, 29452.0], 'Mandalay': [20.4, 25758.0], 'Saugus': [21.1, 6254.0], 'Pardee': [21.3, 6186.0], 'Sylmar-Pac Intertie': [23.1, 5039.0], 'Bailey': [35.0, 25.0], 'La Cienega': [35.7, 858.0], 'El Segundo': [37.6, 655.0], 'Chevmain': [38.8, 7.0]} | 207345.9219 | 36550.207 | 0.17628 | 170795.7188 | 0.82372 | 37685.1484 | 0.18175 | 167484.8125 | 0.80776 | 129799.6641 | 0.62601 | 16.1 | 16312.2832 | 0.078672 | 44472.2695 | 0.21448 | 0 | 50058.1992 | 0.24142 | 11865.6631 | 0.057226 | 83039.6875 | 0.40049 | 124306.2344 | 17101.541 | 0.082478 | 190244.3809 | 41127.2734 | 0.19835 | 166218.6484 | 113144.4219 | 0.54568 | 94201.5 | 56809.5352 | 0.27398 | 150536.3867 | 18993.0098 | 0.091601 | 188352.9121
313 | Morro Bay | SPGE | PGE Kern | {'Diablo Canyon': [10.9, 6739.0], 'San Luis Obispo': [14.7, 21958.0], 'Templeton': [15.9, 38507.0], 'Oceano': [24.4, 4618.0], 'Mesa': [34.0, 2561.0], 'Cholame': [36.3, 10065.0]} | 242513.6094 | 44736.5859 | 0.18447 | 197777.0312 | 0.81553 | 36321.5312 | 0.14977 | 217990.125 | 0.89888 | 181668.5938 | 0.74911 | 11.1387 | 20861.3145 | 0.086021 | 7765.5786 | 0.032021 | 0 | 177650.0312 | 0.73254 | 16727.1387 | 0.068974 | 85472.9219 | 0.35245 | 157040.6875 | 55273.4492 | 0.22792 | 187240.1602 | 100395.5 | 0.41398 | 142118.1094 | 147453.7188 | 0.60802 | 95059.8906 | 116317.0625 | 0.47963 | 126196.5469 | 14757.5342 | 0.060852 | 227756.0752
218 | Moss Landing | SPGE | PGE GBA | {'Llagas': [18.4, 30182.0], 'Hollister': [20.8, 32296.0], 'Metcalf Energy Center': [28.7, 7976.0], 'Metcalf 1': [28.9, 7945.0], 'Hicks': [30.3, 5735.0]} | 223607.5 | 41618.2969 | 0.18612 | 181989.2031 | 0.81388 | 28114.4043 | 0.12573 | 156874.7031 | 0.70156 | 128760.2988 | 0.57583 | 20.4939 | 17497.5391 | 0.078251 | 63251.7812 | 0.28287 | 0 | 72325.2422 | 0.32345 | 927.9169 | 0.0041498 | 61242.3906 | 0.27388 | 162365.1094 | 34557.4297 | 0.15455 | 189050.0703 | 59796.1055 | 0.26742 | 163811.3945 | 109950.0547 | 0.49171 | 113657.4453 | 47270.832 | 0.2114 | 176336.668 | 11487.5156 | 0.051374 | 212119.9844
275 | Mustang | SPGE | PGE Fresno | {'Henrietta': [1.1, 294699.0], 'Leprino': [4.8, 269475.0], 'Gates': [13.1, 142782.0], 'GWF Hanford': [15.4, 197195.0], 'Schindler': [16.9, 91592.0], 'Waukena': [20.2, 179575.0], 'Avenal': [20.7, 90395.0], 'Excelsior': [20.9, 63452.0], 'Corcoran': [21.9, 165522.0], 'Mc Mullin': [25.2, 71188.0], 'Kingsburg': [25.8, 62451.0], 'Cantua': [27.2, 49902.0], 'Helm': [28.6, 54656.0], 'McCall': [30.4, 27958.0], 'Arco': [31.5, 38920.0], 'Alpaugh': [31.8, 61671.0], 'Gates-Midway (Proposed)': [32.6, 39083.0], 'Kearney (New)': [32.8, 26361.0], 'Malaga': [33.6, 21840.0], 'Cal Flats': [33.7, 9581.0], 'West Fresno': [34.0, 20538.0], 'California Ave': [34.7, 18958.0], 'Olive': [35.1, 27379.0], 'Tranquility': [36.6, 20534.0], 'Sanger': [37.0, 9055.0], 'Wahtoke': [37.1, 6288.0], 'Rector': [37.9, 4866.0], 'Reedley': [39.7, 43.0]} | 680181.5 | 300135.1562 | 0.44126 | 380046.3438 | 0.55874 | 167008.5469 | 0.24554 | 628421.125 | 0.9239 | 461412.5781 | 0.67837 | 8.75 | 311648.75 | 0.45818 | 273183.7812 | 0.40163 | 0 | 11335.5352 | 0.016665 | 0 | 0 | 87251.0859 | 0.12828 | 592930.4141 | 15875.665 | 0.02334 | 664305.835 | 48540.5312 | 0.071364 | 631640.9688 | 125437.9766 | 0.18442 | 554743.5234 | 4264.3599 | 0.0062694 | 675917.1401 | 11573.2617 | 0.017015 | 668608.2383
2 | Newark | NORTHERN CALIFORNIA | PGE GBA | {'Los Esteros': [5.9, 4446.0], 'Scott': [8.7, 4437.0], 'Eastshore': [11.2, 5000.0], 'Hicks': [19.0, 1793.0], 'Cayetano': [20.2, 3434.0], 'Metcalf 1': [23.3, 1761.0], 'Metcalf Energy Center': [23.4, 1761.0], 'Midway Green Ridge Services': [26.8, 2778.0], 'Martin': [27.1, 1487.0], 'Tesla': [27.3, 2778.0], 'Delta Pumps': [28.8, 2793.0], 'Kelso': [29.3, 2715.0], 'Clayton': [30.6, 947.0], 'Lone Tree': [33.2, 902.0], 'Brentwood': [33.5, 873.0], 'Kirker': [36.2, 0.0], 'Martinez': [36.2, 0.0], 'Contra Costa': [36.2, 727.0], 'Pittsburg': [37.3, 0.0]} | 107067.0312 | 6695.3936 | 0.062535 | 100371.6406 | 0.93747 | 31283.166 | 0.29218 | 95085.0234 | 0.88809 | 63801.8574 | 0.59591 | 20.4382 | 1601.5551 | 0.014958 | 342.9985 | 0.0032036 | 0 | 84431.1016 | 0.78858 | 4690.8472 | 0.043812 | 68378.9141 | 0.63866 | 38688.1172 | 40719.8594 | 0.38032 | 66347.1719 | 56062.4883 | 0.52362 | 51004.543 | 86848.1875 | 0.81116 | 20218.8438 | 63557.2695 | 0.59362 | 43509.7617 | 7482.8237 | 0.069889 | 99584.2075
99 | Newhall | SPGE | PGE Fresno | {'Mendota': [12.4, 177792.0], 'Dairyland': [13.0, 139708.0], 'Oro Loma': [18.1, 121866.0], 'Borden': [19.4, 69508.0], 'Tranquility': [19.6, 117265.0], 'Cheney': [19.7, 129881.0], 'Panoche': [20.4, 135568.0], 'Helm': [20.8, 89131.0], 'Le Grand': [22.2, 67494.0], 'Gregg': [22.8, 43687.0], 'Mc Mullin': [26.7, 38644.0], 'Kearney (New)': [27.1, 27772.0], 'Merced': [29.4, 33759.0], 'Wilson': [29.8, 36277.0], 'West Fresno': [30.0, 17147.0], 'Cantua': [30.2, 55357.0], 'Excelsior': [32.7, 39762.0], 'California Ave': [32.8, 8080.0], 'Schindler': [33.8, 28728.0], 'Malaga': [35.4, 3323.0]} | 718354.9375 | 248685.8438 | 0.34619 | 469669.0938 | 0.65381 | 107170.0312 | 0.14919 | 667007.6875 | 0.92852 | 559837.6562 | 0.77933 | 8.8475 | 381246 | 0.53072 | 258772.1875 | 0.36023 | 0 | 107225.3906 | 0.14927 | 0 | 0 | 215200.2344 | 0.29957 | 503154.7031 | 76658.4531 | 0.10671 | 641696.4844 | 115620.3203 | 0.16095 | 602734.6172 | 292486.4688 | 0.40716 | 425868.4688 | 12285.6641 | 0.017102 | 706069.2734 | 45766.5156 | 0.06371 | 672588.4219
210 | New Melones | NORTHERN CALIFORNIA | PGE GBA | {'Peoria': [3.4, 15884.0], 'Chinese Station': [5.7, 14832.0], 'Curtis': [11.6, 14182.0], 'Warnerville': [20.5, 7073.0], 'Riverbank': [24.0, 6745.0], 'Bellota': [26.8, 3570.0], 'Rancho Seco - Bellota (Proposed)': [28.5, 1791.0], 'Camanche': [32.6, 349.0], 'Donnells-Curtis': [34.0, 1867.0], 'Ripon': [36.1, 3189.0], 'Lockeford': [36.3, 833.0], 'Weber': [38.8, 724.0]} | 393291.5 | 22709.7461 | 0.057743 | 370581.75 | 0.94226 | 106727.2031 | 0.27137 | 347478.375 | 0.88351 | 240751.1719 | 0.61214 | 11.3527 | 43668.2266 | 0.11103 | 10791.0293 | 0.027438 | 0 | 273341.5 | 0.69501 | 33438.582 | 0.085022 | 277655.0625 | 0.70598 | 115636.4375 | 90087.0391 | 0.22906 | 303204.4609 | 148593.0781 | 0.37782 | 244698.4219 | 333317 | 0.84751 | 59974.5 | 226179.0156 | 0.57509 | 167112.4844 | 32918.5469 | 0.0837 | 360372.9531
311 | New Sub - Pit 1 - Cottonwood (Proposed) | NORTHERN CALIFORNIA | PGE NGBA | {'Round Mt.': [6.1, 79358.0], 'Cove Road': [6.8, 86097.0], 'Pit 1': [20.5, 57931.0], 'Jessup': [36.5, 281.0], 'Cottonwood': [37.5, 210.0]} | 436884.7812 | 99260.7656 | 0.2272 | 337624 | 0.7728 | 245941.6094 | 0.56294 | 422493.4062 | 0.96706 | 176551.7969 | 0.40412 | 5.0687 | 10496.875 | 0.024027 | 819.208 | 0.0018751 | 0 | 259811.8281 | 0.59469 | 48752.1797 | 0.11159 | 217086.375 | 0.4969 | 219798.4062 | 89602.6562 | 0.20509 | 347282.125 | 99260.3984 | 0.2272 | 337624.3828 | 264978.9375 | 0.60652 | 171905.8438 | 165526.7344 | 0.37888 | 271358.0469 | 28618.9609 | 0.065507 | 408265.8203
53 | Norco | SPGE | PGE Kern | {'Tupman': [5.2, 56453.0], 'Elk Hills': [5.6, 46847.0], 'Tevis': [10.4, 49599.0], 'Renfro': [10.8, 52318.0], 'Rio Bravo': [11.1, 38878.0], 'Midway': [11.5, 28272.0], 'Midway - Wheeler Ridge (Proposed)': [11.6, 32320.0], 'Kern Power': [13.6, 45398.0], 'Stockdale': [13.8, 46640.0], 'Taft': [14.2, 21085.0], 'Rosedale': [14.5, 44262.0], '7th Standard': [14.6, 37652.0], 'Shafter': [15.7, 27358.0], 'West Park': [16.3, 39794.0], 'Lerdo': [17.2, 31754.0], 'Bakersfield': [18.6, 33899.0], 'Kern Oil': [19.5, 31103.0], 'Sycamore': [21.3, 27086.0], 'Columbus': [22.2, 23384.0], 'Charca': [22.2, 27100.0], 'Magunden': [22.5, 24360.0], 'Temblor': [22.8, 12012.0], 'Semitropic': [22.9, 23794.0], 'Wheeler Ridge': [23.2, 30901.0], 'Cal Water': [24.9, 18877.0], 'Unknown - 3327': [25.2, 21674.0], 'Lamont': [25.3, 21432.0], 'Grimmway-Malaga': [25.5, 21033.0], 'Kernridge': [26.6, 9922.0], 'Goose Lake': [26.6, 18016.0], 'Poso Mt.': [27.3, 10380.0], 'Smyrna': [30.9, 13013.0], 'Caliente': [34.9, 741.0], 'Pastoria': [35.8, 1970.0]} | 476758.3125 | 59891.918 | 0.12562 | 416866.4062 | 0.87438 | 92051.1406 | 0.19308 | 445296 | 0.93401 | 353244.8594 | 0.74093 | 9.4444 | 86004.6016 | 0.18039 | 244394.5 | 0.51262 | 0 | 19470.9707 | 0.04084 | 0 | 0 | 83631.5469 | 0.17542 | 393126.7656 | 128754.6094 | 0.27006 | 348003.7031 | 247566.4531 | 0.51927 | 229191.8594 | 270950.9688 | 0.56832 | 205807.3438 | 4830.1782 | 0.010131 | 471928.1343 | 23697.002 | 0.049704 | 453061.3105
236 | North Gila | ARIZONA MINOR | SDGE Arizona | {} | 117284.8359 | 11504.9639 | 0.098094 | 105779.875 | 0.90191 | 44242.6172 | 0.37722 | 67915.8828 | 0.57907 | 23673.2656 | 0.20184 | 3.6776 | 2158.1226 | 0.018401 | 10990.8936 | 0.093711 | 0 | 0 | 0 | 0 | 0 | 358.4179 | 0.003056 | 116926.418 | 34304.4727 | 0.29249 | 82980.3633 | 29011.9316 | 0.24736 | 88272.9043 | 34359.5273 | 0.29296 | 82925.3086 | 42600.5625 | 0.36322 | 74684.2734 | 3338.9587 | 0.028469 | 113945.8772
307 | North Gila - IV (Proposed) | GREATER IMPERIAL | SDGE Imperial | {'Highline': [4.3, 28913.0], 'El Centro': [19.4, 22952.0], 'Imperial Valley': [29.3, 13400.0], 'Arkansas': [31.1, 9460.0], 'Sonora': [32.9, 5262.0], 'Bannister': [38.5, 827.0]} | 191551.0781 | 28877.2227 | 0.15075 | 162673.8594 | 0.84925 | 33647.5586 | 0.17566 | 186010.0781 | 0.97107 | 152362.5195 | 0.79541 | 8.3086 | 20548.2656 | 0.10727 | 126084.3984 | 0.65823 | 0 | 0 | 0 | 0 | 0 | 8777.6074 | 0.045824 | 182773.4707 | 29323.5625 | 0.15308 | 162227.5156 | 29195.3125 | 0.15242 | 162355.7656 | 37972.918 | 0.19824 | 153578.1602 | 20348.6816 | 0.10623 | 171202.3965 | 9676.5684 | 0.050517 | 181874.5098
161 | Oceano | SPGE | PGE Kern | {'Mesa': [9.7, 56866.0], 'San Luis Obispo': [11.5, 38500.0], 'Diablo Canyon': [17.0, 12662.0], 'Sisquoc': [20.9, 43463.0], 'Morro Bay': [24.4, 4618.0], 'Templeton': [31.8, 1319.0], 'Cabrillo': [32.7, 7060.0], 'Solar': [35.2, 2228.0], 'Carrizo Plains': [36.1, 2151.0]} | 284909.1562 | 62178.832 | 0.21824 | 222730.3281 | 0.78176 | 87034.7109 | 0.30548 | 264336.2812 | 0.92779 | 177301.5703 | 0.62231 | 7.7143 | 19780.0723 | 0.069426 | 39087.9062 | 0.13719 | 0 | 116516.0938 | 0.40896 | 63311.6875 | 0.22222 | 48348.6797 | 0.1697 | 236560.4766 | 29397.1074 | 0.10318 | 255512.0488 | 93317.0078 | 0.32753 | 191592.1484 | 114643.9219 | 0.40239 | 170265.2344 | 127910.5938 | 0.44895 | 156998.5625 | 21323.7012 | 0.074844 | 263585.4551
259 | Ocotillo | GREATER IMPERIAL | SDGE Imperial | {'East County': [9.2, 27918.0], 'Boulevard': [14.6, 27148.0], 'Imperial Valley': [19.2, 11026.0], 'Suncrest - Ocotillo (Proposed)': [23.8, 20882.0], 'El Centro': [29.8, 5636.0], 'Suncrest': [37.6, 2842.0]} | 129226.0234 | 33191.2266 | 0.25685 | 96034.7969 | 0.74315 | 46547.0117 | 0.3602 | 115740.6406 | 0.89564 | 69193.6289 | 0.53545 | 7.6762 | 1828.4774 | 0.014149 | 10917.6289 | 0.084485 | 0 | 23670.9531 | 0.18317 | 23852.5547 | 0.18458 | 14158.6387 | 0.10956 | 115067.3848 | 20434.9844 | 0.15813 | 108791.0391 | 34478.2383 | 0.26681 | 94747.7852 | 50932.1172 | 0.39413 | 78293.9062 | 51951.7344 | 0.40202 | 77274.2891 | 4858.7827 | 0.037599 | 124367.2407
147 | Old Town | SAN DIEGO | SDGE Imperial | {'Mission': [3.4, 1232.0], 'Silvergate': [5.7, 1129.0], 'Kearny': [5.8, 1226.0], 'Penasquitos': [10.6, 1139.0], 'Bay Boulevard': [12.3, 1129.0], 'Miguel': [13.6, 1090.0], 'Sycamore Canyon': [14.0, 1169.0], 'Otay Mesa': [21.1, 856.0], 'Escondido': [25.2, 104.0], 'Palomar Airport': [25.2, 126.0], 'Encina': [26.9, 104.0], 'Suncrest': [29.8, 81.0], 'San Luis Rey': [31.8, 30.0]} | 21337.7656 | 1208.3425 | 0.056629 | 20129.4238 | 0.94337 | 3164.5979 | 0.14831 | 11260.5127 | 0.52773 | 8095.9148 | 0.37942 | 21.4091 | 58.0843 | 0.0027221 | 11.2764 | 0.00052847 | 0 | 7370.4917 | 0.34542 | 5553.9688 | 0.26029 | 6813.6279 | 0.31932 | 14524.1377 | 12551.8018 | 0.58824 | 8785.9639 | 15927.5381 | 0.74645 | 5410.2275 | 19990.4414 | 0.93686 | 1347.3242 | 4118.9434 | 0.19304 | 17218.8223 | 1037.428 | 0.048619 | 20300.3376
91 | Olinda | GREATER LA METRO | SCE Metro | {'Walnut': [4.6, 4181.0], 'Lewis': [9.5, 2528.0], 'Barre': [10.1, 1717.0], 'Villa Park': [10.3, 5060.0], 'Center': [10.6, 520.0], 'Serrano': [11.1, 5059.0], 'Rio Hondo': [11.5, 1378.0], 'Del Amo': [12.1, 203.0], 'Mesa': [12.5, 422.0], 'Laguna Bell': [13.1, 126.0], 'Chino': [14.5, 5064.0], 'Lighthipe': [15.2, 89.0], 'Alamitos': [16.1, 117.0], 'Johanna': [16.5, 1773.0], 'Goodrich': [17.0, 102.0], 'Ellis': [18.0, 438.0], 'Hinson': [19.4, 14.0], 'Padua': [20.2, 4733.0], 'Arcogen': [20.5, 14.0], 'Huntington Beach': [20.9, 363.0], 'Harborgen': [21.0, 14.0], 'Mira Loma': [21.0, 4875.0], 'Santiago': [21.3, 1319.0], 'Long Beach': [21.4, 14.0], 'La Fresa': [24.2, 14.0], 'Gould': [24.3, 0.0], 'Rancho Vista': [24.3, 4658.0], 'Etiwanda': [24.7, 4657.0], 'Viejo': [25.1, 1059.0], 'El Nido': [26.2, 14.0], 'La Cienega': [26.5, 11.0], 'Redondo': [27.6, 14.0], 'Chevmain': [27.8, 13.0], 'El Segundo': [28.9, 13.0], 'Trabuco': [30.0, 348.0], 'Lee Lake (Proposed)': [30.4, 2694.0], 'Margarita': [32.1, 348.0], 'Capistrano': [33.3, 348.0], 'Vista': [35.2, 3288.0], 'Vincent': [38.9, 0.0], 'Talega': [39.5, 19.0]} | 19431.1504 | 5090.2749 | 0.26196 | 14340.875 | 0.73804 | 824.6201 | 0.042438 | 11366.417 | 0.58496 | 10541.7969 | 0.54252 | 52.1867 | 307.095 | 0.015804 | 1178.7537 | 0.060663 | 0 | 8349.2109 | 0.42968 | 3595.4041 | 0.18503 | 5773.5098 | 0.29713 | 13657.6406 | 1618.7988 | 0.083309 | 17812.3516 | 5510.6572 | 0.2836 | 13920.4932 | 10761.4033 | 0.55382 | 8669.7471 | 6321.2778 | 0.32532 | 13109.8726 | 1530.8423 | 0.078783 | 17900.3081
272 | Olive | SPGE | PGE Fresno | {'Alpaugh': [4.6, 168308.0], 'Smyrna': [12.5, 109825.0], 'Corcoran': [15.9, 124916.0], 'Waukena': [18.2, 120902.0], 'Gates-Midway (Proposed)': [19.4, 117443.0], 'Semitropic': [20.5, 51504.0], 'Vestal': [20.6, 38037.0], 'Charca': [21.1, 42781.0], 'Goose Lake': [21.8, 53535.0], 'Shafter': [27.5, 18261.0], 'Arco': [27.6, 36402.0], 'GWF Hanford': [28.0, 57757.0], 'Rector': [30.2, 9442.0], 'Springville': [31.9, 15361.0], 'Lerdo': [32.0, 11962.0], 'Leprino': [32.1, 43497.0], 'Rio Bravo': [33.1, 5913.0], 'Midway': [34.1, 4119.0], 'Henrietta': [34.9, 28573.0], 'Mustang': [35.1, 27379.0], 'Kernridge': [35.5, 3090.0], 'Poso Mt.': [36.0, 7528.0], '7th Standard': [36.2, 821.0], 'Avenal': [38.0, 1963.0], 'Temblor': [38.3, 859.0], 'Renfro': [38.6, 19.0], 'Tupman': [38.8, 5.0], 'Kern Oil': [39.6, 1.0], 'Sycamore': [40.0, 0.0]} | 646858.625 | 193958.3438 | 0.29985 | 452900.2812 | 0.70015 | 147042.9531 | 0.22732 | 612427.875 | 0.94677 | 465384.9219 | 0.71945 | 8.5926 | 237138.3281 | 0.3666 | 283545.0312 | 0.43834 | 0 | 53482.3086 | 0.08268 | 0 | 0 | 194339.8125 | 0.30044 | 452518.8125 | 37155.2383 | 0.05744 | 609703.3867 | 106378.4375 | 0.16445 | 540480.1875 | 267556.125 | 0.41362 | 379302.5 | 5209.4316 | 0.0080534 | 641649.1934 | 32821.1328 | 0.050739 | 614037.4922
198 | Olivehurst | NORTHERN CALIFORNIA | PGE NGBA | {'East Marysville': [5.0, 43831.0], 'Pease': [8.3, 35966.0], 'Rio Oso': [11.6, 39076.0], 'Honcut': [16.0, 28795.0], 'Pleasant Grove': [22.6, 25674.0], 'Higgins': [24.5, 10472.0], 'Colgate': [25.1, 6057.0], 'Palermo': [25.1, 11360.0], 'Wyandotte': [27.6, 8243.0], 'Brunswick': [28.9, 5290.0], 'Thermalito': [29.5, 4645.0], 'Woodland': [30.9, 3680.0], 'Table Mt.': [32.4, 2389.0], 'Cortina': [36.6, 130.0], 'Madison': [37.1, 20.0], 'Gold Hill': [37.1, 1792.0], 'Davis': [39.2, 0.0]} | 553447.1875 | 52254.2852 | 0.094416 | 501192.9062 | 0.90558 | 28971.1973 | 0.052347 | 453193.4688 | 0.81886 | 424222.2715 | 0.76651 | 12.0911 | 122231.5234 | 0.22085 | 240748.7812 | 0.435 | 0 | 140430.8906 | 0.25374 | 0 | 0 | 292504.9688 | 0.52851 | 260942.2188 | 35209.5078 | 0.063619 | 518237.6797 | 169987.1875 | 0.30714 | 383460 | 403299.6875 | 0.7287 | 150147.5 | 57972.5078 | 0.10475 | 495474.6797 | 55039.4219 | 0.099448 | 498407.7656
28 | Oro Loma | SPGE | PGE Fresno | {'Mendota': [15.8, 119732.0], 'Panoche': [16.6, 106041.0], 'Newhall': [18.1, 121866.0], 'Cheney': [18.8, 89748.0], 'Dairyland': [22.0, 73169.0], 'Los Banos': [23.3, 28345.0], 'Tranquility': [24.8, 60586.0], 'Quinto': [28.0, 13914.0], 'Merced': [28.3, 23726.0], 'Le Grand': [29.4, 16931.0], 'Wilson': [31.2, 14051.0], 'Helm': [33.5, 19938.0], 'Miller': [36.0, 4244.0], 'Cantua': [36.1, 12038.0], 'Borden': [37.1, 2774.0]} | 637004.375 | 162865.5156 | 0.25567 | 474138.875 | 0.74433 | 135917.3125 | 0.21337 | 612290.875 | 0.9612 | 476373.5625 | 0.74783 | 7.2328 | 240010.0781 | 0.37678 | 239007.625 | 0.37521 | 0 | 150312.0469 | 0.23597 | 2896.8369 | 0.0045476 | 260670.5938 | 0.40921 | 376333.7812 | 64715.4375 | 0.10159 | 572288.9375 | 113929.2734 | 0.17885 | 523075.1016 | 300387.875 | 0.47156 | 336616.5 | 72820.8984 | 0.11432 | 564183.4766 | 31011.4414 | 0.048683 | 605992.9336
245 | Otay Mesa | SAN DIEGO | SDGE Imperial | {'Miguel': [8.3, 4469.0], 'Bay Boulevard': [11.0, 1527.0], 'Silvergate': [15.9, 1764.0], 'Mission': [19.6, 2219.0], 'Suncrest': [21.0, 5840.0], 'Old Town': [21.1, 856.0], 'Kearny': [22.0, 2220.0], 'Sycamore Canyon': [24.6, 3205.0], 'Penasquitos': [29.7, 763.0], 'Suncrest - Ocotillo (Proposed)': [31.1, 4006.0], 'Boulevard': [37.8, 1333.0], 'Escondido': [39.8, 0.0]} | 62337.0859 | 6618.4414 | 0.10617 | 55718.6445 | 0.89383 | 8552.75 | 0.1372 | 37354.8789 | 0.59924 | 28802.1289 | 0.46204 | 20.3478 | 247.7628 | 0.0039746 | 63.6803 | 0.0010215 | 0 | 14800.4102 | 0.23743 | 40041.0703 | 0.64233 | 8988.8799 | 0.1442 | 53348.2061 | 25721.6152 | 0.41262 | 36615.4707 | 49285.2461 | 0.79062 | 13051.8398 | 49920.9297 | 0.80082 | 12416.1562 | 23393.9004 | 0.37528 | 38943.1855 | 2281.1975 | 0.036595 | 60055.8884
136 | Padua | GREATER LA METRO | SCE Metro | {'Rancho Vista': [6.4, 5130.0], 'Etiwanda': [6.8, 5129.0], 'Chino': [8.7, 5121.0], 'Mira Loma': [8.8, 5121.0], 'Vista': [19.2, 3754.0], 'Walnut': [19.4, 4057.0], 'Rio Hondo': [19.6, 1378.0], 'Olinda': [20.2, 4733.0], 'Serrano': [21.9, 5098.0], 'Lugo': [23.0, 83.0], 'San Bernardino': [23.1, 384.0], 'Villa Park': [23.8, 4902.0], 'Goodrich': [25.8, 102.0], 'Lewis': [26.1, 2166.0], 'Mesa': [27.6, 409.0], 'Lee Lake (Proposed)': [27.7, 2734.0], 'Barre': [29.1, 1354.0], 'Center': [29.8, 506.0], 'Victor': [30.2, 83.0], 'Johanna': [30.6, 1410.0], 'Laguna Bell': [30.8, 111.0], 'Viejo': [31.2, 712.0], 'Gould': [32.1, 0.0], 'Santiago': [32.2, 970.0], 'Del Amo': [32.3, 189.0], 'El Casco': [34.0, 0.0], 'Roadway': [34.0, 83.0], 'Ellis': [34.7, 76.0], 'Lighthipe': [34.9, 75.0], 'Alamitos': [36.0, 76.0], 'Vincent': [37.2, 0.0], 'Huntington Beach': [38.0, 0.0], 'Valley': [38.2, 0.0], 'Trabuco': [38.5, 0.0], 'Margarita': [39.3, 0.0], 'Hinson': [39.4, 0.0]} | 53068.2539 | 5200.6758 | 0.098 | 47867.5781 | 0.902 | 6295.9146 | 0.11864 | 36588.8398 | 0.68947 | 30292.9253 | 0.57083 | 27.2442 | 434.1662 | 0.0081813 | 1288.5624 | 0.024281 | 0 | 26396.5938 | 0.49741 | 15371.6836 | 0.28966 | 28260.0039 | 0.53252 | 24808.25 | 30766.1875 | 0.57975 | 22302.0664 | 32325.8594 | 0.60914 | 20742.3945 | 44301.1172 | 0.8348 | 8767.1367 | 16957.5449 | 0.31954 | 36110.709 | 3366.6389 | 0.06344 | 49701.615
288 | Pahrump | SNV ELDORADO DESERT | SCE EOP | {'Gamebird': [4.5, 48582.0], 'Vista 2': [8.6, 45667.0], 'Crazy Eyes': [13.6, 30506.0], 'Sandy Valley': [22.9, 12891.0], 'Innovation': [26.6, 17287.0], 'Desert View': [35.1, 0.0], 'Valley (VEA)': [37.4, 18.0], 'Lathrop': [39.4, 0.0]} | 135677.875 | 49122.0547 | 0.36205 | 86555.8203 | 0.63795 | 18249.1055 | 0.1345 | 22725.1152 | 0.16749 | 4476.0098 | 0.03299 | 46.65 | 0 | 0 | 0 | 0 | 0 | 0 | 0 | 0 | 0 | 3106.7661 | 0.022898 | 132571.1089 | 805.7341 | 0.0059386 | 134872.1409 | 22814.8457 | 0.16815 | 112863.0293 | 24414.8555 | 0.17995 | 111263.0195 | 16068.6553 | 0.11843 | 119609.2197 | 157.7301 | 0.0011625 | 135520.1449
6 | Palermo | NORTHERN CALIFORNIA | PGE NGBA | {'Wyandotte': [2.9, 40186.0], 'Thermalito': [7.4, 33317.0], 'Table Mt.': [9.7, 31010.0], 'Honcut': [10.1, 30731.0], 'Colgate': [19.5, 14487.0], 'East Marysville': [20.2, 11708.0], 'Pease': [21.1, 15001.0], 'Olivehurst': [25.1, 11360.0], 'Brunswick': [30.1, 5589.0], 'Rio Oso': [36.0, 1863.0], 'Higgins': [36.4, 997.0]} | 485636.0312 | 43269.3242 | 0.089098 | 442366.7188 | 0.9109 | 39727.1289 | 0.081804 | 362681.0938 | 0.74682 | 322953.9648 | 0.66501 | 14.2748 | 143913.875 | 0.29634 | 66699.8203 | 0.13735 | 0 | 159487.5156 | 0.32841 | 31679.1699 | 0.065232 | 319093.375 | 0.65706 | 166542.6562 | 78776.3203 | 0.16221 | 406859.7109 | 190346.7344 | 0.39195 | 295289.2969 | 410651.5938 | 0.8456 | 74984.4375 | 103067.8359 | 0.21223 | 382568.1953 | 48845.5547 | 0.10058 | 436790.4766
199 | Palomar | SAN DIEGO | SDGE Imperial | {'Encina': [2.9, 17290.0], 'San Luis Rey': [6.7, 23183.0], 'Escondido': [9.9, 27793.0], 'Penasquitos': [14.6, 1298.0], 'Sycamore Canyon': [20.6, 3806.0], 'Kearny': [21.9, 1081.0], 'San Onofre': [23.0, 744.0], 'Mission': [24.9, 533.0], 'Old Town': [25.2, 126.0], 'Talega': [28.1, 11.0], 'Silvergate': [30.6, 22.0], 'Capistrano': [34.6, 0.0], 'Miguel': [35.4, 0.0], 'Margarita': [35.4, 0.0], 'Bay Boulevard': [37.2, 22.0], 'Trabuco': [37.6, 0.0]} | 79290.8828 | 27745.4824 | 0.34992 | 51545.3984 | 0.65008 | 185.4103 | 0.0023384 | 18146.0117 | 0.22885 | 17960.6015 | 0.22652 | 37.1429 | 15065.4131 | 0.19 | 3928.0552 | 0.04954 | 0 | 41927.5195 | 0.52878 | 14014.1523 | 0.17674 | 34036.0781 | 0.42926 | 45254.8047 | 14311.1602 | 0.18049 | 64979.7227 | 23810.1641 | 0.30029 | 55480.7188 | 42407.625 | 0.53484 | 36883.2578 | 7717.0142 | 0.097325 | 71573.8687 | 5627.6489 | 0.070975 | 73663.2339
289 | Palo Verde | ARIZONA MINOR | SDGE Arizona | {'Hassayampa': [2.7, 157872.0], 'Delaney': [12.1, 159202.0]} | 291383.3125 | 164165.2812 | 0.5634 | 127218.0312 | 0.4366 | 0 | 0 | 0 | 0 | 0 | 0 | 0 | 0 | 0 | 0 | 0 | 0 | 0 | 0 | 0 | 0 | 0 | 0 | 291383.3125 | 0 | 0 | 291383.3125 | 0 | 0 | 291383.3125 | 0 | 0 | 291383.3125 | 0 | 0 | 291383.3125 | 0 | 0 | 291383.3125
29 | Panoche | SPGE | PGE Fresno | {'Cheney': [3.1, 151121.0], 'Mendota': [8.2, 164248.0], 'Tranquility': [10.7, 121382.0], 'Oro Loma': [16.6, 106041.0], 'Cantua': [20.4, 70726.0], 'Newhall': [20.4, 135568.0], 'Helm': [22.9, 79847.0], 'Excelsior': [26.2, 49602.0], 'Schindler': [30.1, 32710.0], 'Dairyland': [31.4, 43456.0], 'Mc Mullin': [33.2, 26961.0], 'Los Banos': [36.8, 4690.0], 'Borden': [37.9, 1577.0], 'Kearney (New)': [38.9, 442.0], 'Gregg': [39.3, 249.0]} | 552988 | 167476.2188 | 0.30286 | 385511.7812 | 0.69714 | 109800.4844 | 0.19856 | 541698.75 | 0.97958 | 431898.2656 | 0.78103 | 6.4164 | 195816.4531 | 0.35411 | 188411.75 | 0.34072 | 0 | 110565.7188 | 0.19994 | 13835.585 | 0.02502 | 206642.3438 | 0.37368 | 346345.6562 | 47100.5078 | 0.085175 | 505887.4922 | 106029.6094 | 0.19174 | 446958.3906 | 245377.7812 | 0.44373 | 307610.2188 | 96669.75 | 0.17481 | 456318.25 | 14665.7754 | 0.026521 | 538322.2246
92 | Pardee | GREATER LA METRO | SCE Northern | {'Saugus': [1.3, 28052.0], 'Sylmar-Pac Intertie': [10.4, 20708.0], 'Moorpark': [21.3, 6186.0], 'Antelope': [23.5, 21185.0], 'Bailey': [25.7, 2996.0], 'Vincent': [26.7, 14163.0], 'Gould': [27.2, 2523.0], 'Whirlwind': [30.2, 7130.0], 'La Cienega': [32.4, 9.0], 'Goodrich': [34.6, 337.0], 'Santa Clara': [35.7, 1401.0], 'Pastoria': [37.3, 0.0], 'El Segundo': [37.7, 0.0], 'Chevmain': [38.4, 0.0], 'Mesa': [38.7, 1.0], 'El Nido': [39.3, 0.0]} | 184708.8125 | 30153.5566 | 0.16325 | 154555.25 | 0.83675 | 63429.1367 | 0.3434 | 148998.9375 | 0.80667 | 85569.8008 | 0.46327 | 20 | 1641.6833 | 0.008888 | 6783.4766 | 0.036725 | 0 | 78614.1328 | 0.42561 | 73130.0547 | 0.39592 | 90916.5 | 0.49222 | 93792.3125 | 9040.1553 | 0.048943 | 175668.6572 | 19468.2207 | 0.1054 | 165240.5918 | 107215.2188 | 0.58046 | 77493.5938 | 79909.5234 | 0.43262 | 104799.2891 | 19285.6074 | 0.10441 | 165423.2051
67 | Pastoria | GREATER TEHACHAPI | SCE Northern | {'Bailey': [11.6, 12105.0], 'Wheeler Ridge': [13.0, 14697.0], 'Grimmway-Malaga': [21.6, 15296.0], 'Whirlwind': [23.7, 12551.0], 'Unknown - 3327': [25.0, 12269.0], 'Lamont': [25.0, 12288.0], 'Midway - Wheeler Ridge (Proposed)': [27.3, 8217.0], 'Highwind': [28.7, 9024.0], 'Stockdale': [29.2, 10546.0], 'Magunden': [29.7, 9705.0], 'Tevis': [31.1, 9903.0], 'West Park': [32.3, 9653.0], 'Columbus': [32.4, 9282.0], 'Bakersfield': [32.5, 9487.0], 'Windhub': [32.6, 8253.0], 'Rosedale': [33.3, 9020.0], 'Cal Water': [33.7, 8994.0], 'Kern Power': [33.9, 8552.0], 'Antelope': [35.2, 7973.0], 'Norco': [35.8, 1970.0], 'Renfro': [36.1, 5530.0], 'Elk Hills': [36.3, 671.0], 'Kern Oil': [36.3, 6230.0], 'Sycamore': [36.6, 4777.0], 'Pardee': [37.3, 0.0], 'Tupman': [37.7, 1114.0], '7th Standard': [38.4, 2202.0], 'Saugus': [38.5, 0.0], 'Taft': [38.8, 28.0]} | 355320.4062 | 28522.0117 | 0.080271 | 326798.4062 | 0.91973 | 91037.9453 | 0.25621 | 309379.4688 | 0.87071 | 218341.5234 | 0.61449 | 10.5581 | 19428.1035 | 0.054678 | 113488.1719 | 0.3194 | 0 | 125204.6016 | 0.35237 | 39931.2812 | 0.11238 | 155591.4688 | 0.43789 | 199728.9375 | 120742.7266 | 0.33981 | 234577.6797 | 133860.6562 | 0.37673 | 221459.75 | 235705.125 | 0.66336 | 119615.2812 | 96943.9062 | 0.27284 | 258376.5 | 7626.9292 | 0.021465 | 347693.4771
173 | Peabody | NORTHERN CALIFORNIA | PGE NGBA | {'Vaca-Dixon & Gc Yard': [8.4, 41506.0], 'Shiloh III': [10.5, 49391.0], 'Birds Landing': [13.5, 43069.0], 'Tulucay': [16.3, 12422.0], 'Putah Creek': [16.4, 22471.0], 'Pittsburg': [17.6, 35923.0], 'Kirker': [18.6, 35637.0], 'Carquinez': [20.2, 9458.0], 'Martinez': [20.3, 19987.0], 'Grand Island': [21.0, 37505.0], 'Davis': [22.0, 16942.0], 'Contra Costa': [22.2, 32672.0], 'Clayton': [23.6, 26457.0], 'Lone Tree': [26.1, 31747.0], 'Madison': [26.6, 13791.0], 'Woodland': [29.5, 9133.0], 'Brentwood': [29.9, 26205.0], 'Lakeville': [33.3, 2277.0], 'Ignacio': [34.2, 669.0], 'Eight Mile': [35.9, 1969.0], 'Delta Pumps': [38.5, 7.0], 'Penngrove': [38.6, 59.0], 'Kelso': [39.2, 1.0], 'Cayetano': [39.3, 37.0], 'Stagg': [39.4, 171.0]} | 379699.875 | 58734.5469 | 0.15469 | 320965.3125 | 0.84531 | 45208.5234 | 0.11906 | 328725.9375 | 0.86575 | 283517.4141 | 0.74669 | 15 | 72846.2734 | 0.19185 | 127105.4922 | 0.33475 | 0 | 156509.4531 | 0.41219 | 0 | 0 | 116524.6562 | 0.30689 | 263175.2188 | 63911.7812 | 0.16832 | 315788.0938 | 78265.6172 | 0.20612 | 301434.2578 | 181540.7969 | 0.47812 | 198159.0781 | 53383.4453 | 0.14059 | 326316.4297 | 50130.7422 | 0.13203 | 329569.1328
183 | Pease | NORTHERN CALIFORNIA | PGE NGBA | {'East Marysville': [5.4, 37146.0], 'Olivehurst': [8.3, 35966.0], 'Honcut': [11.0, 37240.0], 'Rio Oso': [19.3, 22751.0], 'Palermo': [21.1, 15001.0], 'Wyandotte': [23.1, 11884.0], 'Thermalito': [23.8, 10134.0], 'Table Mt.': [26.6, 6352.0], 'Colgate': [27.6, 6057.0], 'Cortina': [30.4, 6588.0], 'Pleasant Grove': [30.7, 9368.0], 'Higgins': [31.8, 5243.0], 'Brunswick': [33.8, 5235.0], 'Woodland': [34.4, 29.0], 'Delevan': [35.3, 6213.0], 'Madison': [38.3, 0.0]} | 549678.9375 | 48634.9297 | 0.088479 | 501044 | 0.91152 | 34610.9688 | 0.062966 | 456220.3125 | 0.82998 | 421609.3438 | 0.76701 | 11.7451 | 160469.5625 | 0.29193 | 252288.7656 | 0.45897 | 0 | 96790.8359 | 0.17609 | 0 | 0 | 279932.125 | 0.50926 | 269746.8125 | 58764.6211 | 0.10691 | 490914.3164 | 211020.4844 | 0.3839 | 338658.4531 | 394277.7812 | 0.71729 | 155401.1562 | 37285.4375 | 0.067831 | 512393.5 | 46763.3672 | 0.085074 | 502915.5703
148 | Penasquitos | SAN DIEGO | SDGE Imperial | {'Kearny': [7.8, 2094.0], 'Mission': [10.4, 1547.0], 'Old Town': [10.6, 1139.0], 'Sycamore Canyon': [10.9, 2256.0], 'Palomar Airport': [14.6, 1298.0], 'Escondido': [15.5, 1276.0], 'Silvergate': [16.0, 1035.0], 'Encina': [16.5, 1086.0], 'San Luis Rey': [21.2, 799.0], 'Miguel': [21.5, 996.0], 'Bay Boulevard': [22.6, 1035.0], 'Otay Mesa': [29.7, 763.0], 'Suncrest': [32.1, 0.0], 'San Onofre': [36.6, 0.0]} | 34134.1523 | 2280.9978 | 0.066825 | 31853.1543 | 0.93318 | 3001.5776 | 0.087935 | 12125.8701 | 0.35524 | 9124.2925 | 0.26731 | 23.5 | 1558.0902 | 0.045646 | 553.9816 | 0.01623 | 0 | 11287.8486 | 0.33069 | 13114.6416 | 0.38421 | 19096.3672 | 0.55945 | 15037.7852 | 18271.668 | 0.53529 | 15862.4844 | 22442.2617 | 0.65747 | 11691.8906 | 30621.9746 | 0.89711 | 3512.1777 | 4191.5928 | 0.1228 | 29942.5596 | 1374.6274 | 0.040271 | 32759.5249
179 | Penngrove | NORTHERN CALIFORNIA | PGE NGBA | {'Bellevue': [4.7, 24497.0], 'Lakeville': [7.0, 17240.0], 'Fulton': [13.3, 19853.0], 'Ignacio': [18.2, 10225.0], 'Tulucay': [22.9, 10695.0], 'Carquinez': [28.2, 7489.0], 'Geysers Tap 1': [30.6, 900.0], 'Eagle Rock': [36.1, 530.0], 'Martinez': [37.1, 1828.0], 'Cloverdale': [37.7, 405.0], 'Peabody': [38.6, 59.0], 'Putah Creek': [39.8, 0.0]} | 303640.375 | 27990.7109 | 0.092184 | 275649.6562 | 0.90782 | 26477.9102 | 0.087202 | 207327.1875 | 0.68281 | 180849.2773 | 0.5956 | 16.9217 | 40360.375 | 0.13292 | 30036.8574 | 0.098922 | 0 | 97814.0391 | 0.32214 | 0 | 0 | 180563.875 | 0.59466 | 123076.5 | 110008.4844 | 0.3623 | 193631.8906 | 184604.0938 | 0.60797 | 119036.2812 | 258160.7031 | 0.85022 | 45479.6719 | 91090.9922 | 0.3 | 212549.3828 | 18903.3965 | 0.062256 | 284736.9785
191 | Peoria | NORTHERN CALIFORNIA | PGE GBA | {'Chinese Station': [2.3, 16000.0], 'New Melones': [3.4, 15884.0], 'Curtis': [10.9, 11682.0], 'Warnerville': [20.0, 5953.0], 'Riverbank': [24.2, 5626.0], 'Bellota': [29.2, 1644.0], 'Rancho Seco - Bellota (Proposed)': [31.5, 412.0], 'Donnells-Curtis': [34.6, 133.0], 'Camanche': [35.8, 19.0], 'Ripon': [36.9, 1721.0], 'Lockeford': [39.0, 0.0]} | 380982.4062 | 17028.7832 | 0.044697 | 363953.625 | 0.9553 | 104490.8047 | 0.27427 | 337144.5938 | 0.88493 | 232653.7891 | 0.61067 | 11.1994 | 43928.6289 | 0.1153 | 14525.4883 | 0.038126 | 0 | 269402.0312 | 0.70712 | 33429.8477 | 0.087746 | 273521.1562 | 0.71794 | 107461.25 | 100572.4922 | 0.26398 | 280409.9141 | 153195.4062 | 0.40211 | 227787 | 329200.9375 | 0.86408 | 51781.4688 | 211964.7969 | 0.55636 | 169017.6094 | 32954.918 | 0.0865 | 348027.4883
137 | Pisgah | GREATER KRAMER | SCE NOL | {'Cool Water': [27.3, 29382.0], 'Lugo - Pisgah (Proposed)': [30.1, 40.0], 'Calcite': [35.3, 0.0], 'Tortilla': [37.1, 4289.0]} | 104578.5078 | 30595 | 0.29256 | 73983.5078 | 0.70744 | 40453.7656 | 0.38683 | 76178.6641 | 0.72844 | 35724.8984 | 0.34161 | 13.8333 | 741.7958 | 0.0070932 | 594.1071 | 0.005681 | 0 | 0 | 0 | 0 | 0 | 30314.5586 | 0.28987 | 74263.9492 | 15015.4121 | 0.14358 | 89563.0957 | 16045.9502 | 0.15343 | 88532.5576 | 35965.3945 | 0.34391 | 68613.1133 | 59554.0234 | 0.56947 | 45024.4844 | 1638.2117 | 0.015665 | 102940.2961
224 | Pit 1 | NORTHERN CALIFORNIA | PGE NGBA | {'New Sub - Pit 1 - Cottonwood (Proposed)': [20.5, 57931.0], 'Cove Road': [23.9, 56525.0], 'Round Mt.': [26.2, 42861.0]} | 464486.7812 | 148814.1562 | 0.32038 | 315672.625 | 0.67962 | 226508.8281 | 0.48765 | 429205.4062 | 0.92404 | 202696.5781 | 0.43639 | 5.656 | 37373.4688 | 0.080462 | 407.6497 | 0.00087763 | 0 | 154253.2344 | 0.33209 | 78.8101 | 0.00016967 | 164356.2188 | 0.35384 | 300130.5625 | 64042.3242 | 0.13788 | 400444.457 | 53827.3477 | 0.11589 | 410659.4336 | 211377.3281 | 0.45508 | 253109.4531 | 173007.0156 | 0.37247 | 291479.7656 | 29999.7539 | 0.064587 | 434487.0273
15 | Pittsburg | NORTHERN CALIFORNIA | PGE GBA | {'Kirker': [1.2, 44059.0], 'Contra Costa': [6.7, 37886.0], 'Birds Landing': [7.1, 40879.0], 'Clayton': [7.5, 32896.0], 'Shiloh III': [9.6, 40641.0], 'Lone Tree': [9.7, 36960.0], 'Martinez': [12.0, 23143.0], 'Brentwood': [14.5, 31417.0], 'Peabody': [17.6, 35923.0], 'Carquinez': [19.5, 8207.0], 'Grand Island': [21.4, 34106.0], 'Cayetano': [21.7, 2686.0], 'Delta Pumps': [22.2, 3019.0], 'Kelso': [23.0, 2847.0], 'Tulucay': [24.9, 7496.0], 'Vaca-Dixon & Gc Yard': [25.2, 19811.0], 'Midway Green Ridge Services': [27.3, 2152.0], 'Eight Mile': [28.4, 4514.0], 'Tesla': [28.8, 1753.0], 'Stagg': [30.0, 2556.0], 'Eastshore': [30.9, 312.0], 'Putah Creek': [34.0, 396.0], 'Ignacio': [35.2, 2945.0], 'Martin': [36.2, 0.0], 'Davis': [36.2, 0.0], 'Weber': [36.7, 65.0], 'Newark': [37.3, 0.0], 'Vierra': [37.8, 0.0]} | 261733.7969 | 44320.0703 | 0.16933 | 217413.7188 | 0.83067 | 55361.8867 | 0.21152 | 225385.6562 | 0.86113 | 170023.7695 | 0.64961 | 17.8 | 57637.0547 | 0.22021 | 52470.2031 | 0.20047 | 0 | 122785.1875 | 0.46912 | 885.6656 | 0.0033838 | 54790.6289 | 0.20934 | 206943.168 | 103030.0391 | 0.39364 | 158703.7578 | 113199.2109 | 0.4325 | 148534.5859 | 148183.6094 | 0.56616 | 113550.1875 | 26016.8438 | 0.099402 | 235716.9531 | 43476.918 | 0.16611 | 218256.8789
17 | Placerville | NORTHERN CALIFORNIA | PGE NGBA | {'Gold Hill': [19.7, 16209.0], 'Higgins': [27.2, 5679.0], 'Pleasant Grove': [28.9, 6407.0], 'Drum 1': [36.3, 281.0], 'Brunswick': [37.1, 0.0], 'Camanche': [38.0, 0.0], 'Rio Oso': [39.4, 1.0]} | 394088.125 | 36200.9102 | 0.09186 | 357887.2188 | 0.90814 | 79738.2344 | 0.20234 | 252438.9062 | 0.64056 | 172700.6719 | 0.43823 | 26.2 | 3338.9434 | 0.0084726 | 4356.0923 | 0.011054 | 0 | 230245.7031 | 0.58425 | 125615.9609 | 0.31875 | 293074.25 | 0.74368 | 101013.875 | 80356.6953 | 0.20391 | 313731.4297 | 91339.7656 | 0.23177 | 302748.3594 | 331493.1875 | 0.84117 | 62594.9375 | 137177.2969 | 0.34809 | 256910.8281 | 13887.6709 | 0.03524 | 380200.4541
122 | Pleasant Grove | NORTHERN CALIFORNIA | PGE NGBA | {'Rio Oso': [11.6, 42693.0], 'Gold Hill': [14.6, 24194.0], 'Higgins': [19.2, 23113.0], 'Olivehurst': [22.6, 25674.0], 'Woodland': [26.4, 8895.0], 'East Marysville': [27.3, 17338.0], 'Placerville': [28.9, 6407.0], 'Davis': [30.0, 214.0], 'Pease': [30.7, 9368.0], 'Brunswick': [31.8, 1216.0], 'Colgate': [35.7, 0.0], 'Madison': [37.3, 158.0], 'Honcut': [37.8, 3670.0]} | 335498.0938 | 50648.9609 | 0.15097 | 284849.125 | 0.84903 | 14137.0811 | 0.042138 | 228668.7344 | 0.68158 | 214531.6533 | 0.63944 | 28.4631 | 81319.1484 | 0.24238 | 77153.0078 | 0.22997 | 0 | 125695.3359 | 0.37465 | 2773.8774 | 0.0082679 | 180600.9688 | 0.53831 | 154897.125 | 32533.6152 | 0.096971 | 302964.4785 | 91945.7891 | 0.27406 | 243552.3047 | 241339.1719 | 0.71935 | 94158.9219 | 40269.3633 | 0.12003 | 295228.7305 | 53026.4727 | 0.15805 | 282471.6211
220 | Poso Mountain | SPGE | PGE Kern | {'Sycamore': [7.6, 56693.0], 'Kern Oil': [8.9, 55820.0], 'Cal Water': [10.0, 47174.0], 'Columbus': [11.1, 47430.0], 'Lerdo': [11.7, 67480.0], 'Bakersfield': [12.2, 48119.0], '7th Standard': [12.8, 55441.0], 'West Park': [13.6, 48040.0], 'Magunden': [13.8, 44803.0], 'Rosedale': [14.3, 48178.0], 'Kern Power': [14.7, 48382.0], 'Renfro': [16.6, 46293.0], 'Stockdale': [17.8, 41246.0], 'Lamont': [18.9, 25671.0], 'Unknown - 3327': [18.9, 26015.0], 'Rio Bravo': [18.9, 40917.0], 'Tevis': [19.2, 39017.0], 'Shafter': [20.5, 44643.0], 'Vestal': [20.8, 59810.0], 'Charca': [21.0, 57389.0], 'Grimmway-Malaga': [22.2, 11821.0], 'Tupman': [22.6, 27209.0], 'Semitropic': [27.1, 14768.0], 'Norco': [27.3, 10380.0], 'Midway': [29.9, 6329.0], 'Smyrna': [30.0, 12440.0], 'Wheeler Ridge': [32.5, 5721.0], 'Elk Hills': [33.0, 4001.0], 'Midway - Wheeler Ridge (Proposed)': [34.9, 73.0], 'Goose Lake': [35.1, 1398.0], 'Olive': [36.0, 7528.0], 'Springville': [37.9, 4714.0], 'Alpaugh': [39.5, 3.0]} | 541139.4375 | 93198.8125 | 0.17223 | 447940.625 | 0.82777 | 132879.8438 | 0.24556 | 511643.4375 | 0.94549 | 378763.5938 | 0.69994 | 8.3363 | 34046.8594 | 0.062917 | 159735.9375 | 0.29518 | 0 | 272914.1875 | 0.50433 | 17891.7402 | 0.033063 | 273101.1875 | 0.50468 | 268038.25 | 68021.6719 | 0.1257 | 473117.7656 | 117642.7812 | 0.2174 | 423496.6562 | 293755.5625 | 0.54285 | 247383.875 | 194639.7344 | 0.35969 | 346499.7031 | 7996.1299 | 0.014776 | 533143.3076
290 | Primm | SNV ELDORADO DESERT | SCE EOP | {'Ivanpah': [9.5, 7842.0], 'Eldorado': [22.0, 6829.0], 'Sloan Canyon': [24.3, 6493.0], 'Sandy Valley': [29.9, 6496.0], 'Mead': [35.0, 5169.0], 'Crazy Eyes': [39.0, 0.0]} | 38364.4492 | 15695.29 | 0.40911 | 22669.1602 | 0.59089 | 5205.52 | 0.13569 | 6596.5093 | 0.17194 | 1390.9893 | 0.036257 | 2.4641 | 0 | 0 | 0 | 0 | 0 | 170.9847 | 0.0044569 | 0 | 0 | 4567.3511 | 0.11905 | 33797.0981 | 4318.9727 | 0.11258 | 34045.4766 | 722.4274 | 0.018831 | 37642.0219 | 5246.1963 | 0.13675 | 33118.2529 | 1766.6055 | 0.046048 | 36597.8438 | 63.0917 | 0.0016445 | 38301.3575
196 | Putah Creek | NORTHERN CALIFORNIA | PGE NGBA | {'Vaca-Dixon & Gc Yard': [9.3, 29488.0], 'Madison': [10.3, 24807.0], 'Davis': [14.2, 26290.0], 'Peabody': [16.4, 22471.0], 'Woodland': [16.7, 19412.0], 'Tulucay': [24.1, 8801.0], 'Shiloh III': [25.7, 13868.0], 'Birds Landing': [28.9, 7547.0], 'Grand Island': [29.8, 5980.0], 'Carquinez': [32.9, 4587.0], 'Pittsburg': [34.0, 396.0], 'Kirker': [35.0, 159.0], 'Martinez': [35.7, 1732.0], 'Lakeville': [36.9, 1668.0], 'Contra Costa': [37.9, 0.0], 'Penngrove': [39.8, 0.0], 'Clayton': [40.0, 0.0]} | 446302.7812 | 34291.6562 | 0.076835 | 412011.125 | 0.92317 | 39841.3164 | 0.08927 | 403963.5625 | 0.90513 | 364122.2461 | 0.81586 | 9.2351 | 57897.0195 | 0.12973 | 199901.4219 | 0.44791 | 0 | 170903.5469 | 0.38293 | 7333.8105 | 0.016432 | 230603.75 | 0.5167 | 215699.0312 | 55179.1211 | 0.12364 | 391123.6602 | 76297.6016 | 0.17095 | 370005.1797 | 273499.2812 | 0.61281 | 172803.5 | 104979.8594 | 0.23522 | 341322.9219 | 24362.8398 | 0.054588 | 421939.9414
299 | Quinto | SPGE | PGE Fresno | {'Los Banos': [5.3, 34322.0], 'Miller': [9.6, 32707.0], 'Fink (Proposed)': [17.7, 23051.0], 'Crow Creek': [17.9, 23004.0], 'Hollister': [25.7, 704.0], 'Oro Loma': [28.0, 13914.0], 'Llagas': [28.1, 198.0], 'Westley': [32.6, 4377.0], 'Merced': [33.7, 5343.0], 'Metcalf 1': [37.8, 0.0], 'Metcalf Energy Center': [38.0, 0.0], 'Wilson': [38.4, 0.0]} | 417484.3125 | 43064.7578 | 0.10315 | 374419.5625 | 0.89685 | 168810.9219 | 0.40435 | 395872.9688 | 0.94823 | 227062.0469 | 0.54388 | 6.4 | 60012.9688 | 0.14375 | 93509.6797 | 0.22398 | 0 | 221900.6719 | 0.53152 | 26112.5918 | 0.062547 | 237342.7812 | 0.56851 | 180141.5312 | 60517.2734 | 0.14496 | 356967.0391 | 98242.4609 | 0.23532 | 319241.8516 | 268816.25 | 0.6439 | 148668.0625 | 189566.3281 | 0.45407 | 227917.9844 | 26927.9844 | 0.064501 | 390556.3281
304 | Rancho Seco - Bellota (Proposed) | NORTHERN CALIFORNIA | PGE GBA | {'Camanche': [5.8, 42167.0], 'Bellota': [8.2, 52473.0], 'Lockeford': [9.0, 56311.0], 'Weber': [19.8, 45576.0], 'Eight Mile': [21.3, 46442.0], 'Stagg': [21.5, 50134.0], 'Riverbank': [25.6, 22790.0], 'Ripon': [27.3, 24402.0], 'Vierra': [27.7, 23681.0], 'New Melones': [28.5, 1791.0], 'Warnerville': [29.0, 12826.0], 'Peoria': [31.5, 412.0], 'Grand Island': [33.0, 8504.0], 'Chinese Station': [33.4, 0.0], 'Gold Hill': [37.0, 0.0], 'Curtis': [38.5, 0.0], 'Brentwood': [39.9, 0.0], 'Westley': [39.9, 195.0]} | 489182.875 | 58846.5273 | 0.1203 | 430336.3438 | 0.8797 | 67069 | 0.1371 | 371019.375 | 0.75845 | 303950.375 | 0.62134 | 14.7467 | 116654.9688 | 0.23847 | 114832.9141 | 0.23474 | 0 | 150802.3281 | 0.30827 | 1075.5472 | 0.0021987 | 251196.2656 | 0.5135 | 237986.6094 | 97062.6328 | 0.19842 | 392120.2422 | 206748.875 | 0.42264 | 282434 | 325396.7188 | 0.66518 | 163786.1562 | 149761 | 0.30615 | 339421.875 | 64196.9453 | 0.13123 | 424985.9297
207 | Rancho Vista | GREATER LA METRO | SCE Metro | {'Etiwanda': [0.4, 5688.0], 'Mira Loma': [5.8, 5331.0], 'Padua': [6.4, 5130.0], 'Chino': [10.3, 5096.0], 'Vista': [12.8, 4310.0], 'San Bernardino': [17.0, 893.0], 'Lugo': [21.4, 358.0], 'Serrano': [23.1, 5072.0], 'Lee Lake (Proposed)': [23.8, 3019.0], 'Olinda': [24.3, 4658.0], 'Walnut': [24.5, 3982.0], 'Villa Park': [25.5, 4874.0], 'Rio Hondo': [25.6, 1303.0], 'El Casco': [27.6, 509.0], 'Lewis': [28.4, 2094.0], 'Viejo': [29.7, 761.0], 'Victor': [29.9, 83.0], 'Johanna': [31.7, 1339.0], 'Goodrich': [32.0, 27.0], 'Santiago': [32.1, 977.0], 'Barre': [32.1, 1279.0], 'Valley': [32.4, 16.0], 'Mesa': [33.2, 334.0], 'Roadway': [34.3, 83.0], 'Center': [34.6, 431.0], 'Laguna Bell': [36.0, 36.0], 'Del Amo': [36.3, 114.0], 'Ellis': [36.4, 1.0], 'Trabuco': [37.1, 3.0], 'Margarita': [37.5, 3.0], 'Gould': [38.5, 0.0], 'Alamitos': [39.4, 1.0], 'Lighthipe': [39.5, 0.0], 'Huntington Beach': [39.7, 0.0]} | 65693.1484 | 5681.959 | 0.086492 | 60011.1875 | 0.91351 | 8361.1113 | 0.12728 | 43739.1953 | 0.66581 | 35378.084 | 0.53854 | 27.0537 | 753.8927 | 0.011476 | 1446.8527 | 0.022024 | 0 | 35848.5078 | 0.5457 | 19770.6719 | 0.30095 | 33382.0781 | 0.50815 | 32311.0703 | 34709.1562 | 0.52835 | 30983.9922 | 39465.4922 | 0.60076 | 26227.6562 | 56153.5742 | 0.85479 | 9539.5742 | 23160.4473 | 0.35255 | 42532.7012 | 4510.9473 | 0.068667 | 61182.2012
68 | Ransburg | GREATER KRAMER | SCE NOL | {'Inyokern': [21.5, 2569.0], 'Kramer': [26.6, 23723.0]} | 148741.375 | 32202.4355 | 0.2165 | 116538.9375 | 0.7835 | 27935.5176 | 0.18781 | 82819.2891 | 0.5568 | 54883.7715 | 0.36899 | 56.8875 | 314.0597 | 0.0021114 | 3.5583 | 2.3923e-05 | 0 | 0 | 0 | 0 | 0 | 63122.7383 | 0.42438 | 85618.6367 | 39027.2773 | 0.26238 | 109714.0977 | 6574.9893 | 0.044204 | 142166.3857 | 91606.25 | 0.61588 | 57135.125 | 77267.0312 | 0.51947 | 71474.3438 | 913.9134 | 0.0061443 | 147827.4616
186 | Rector | GREATER TEHACHAPI | SCE Northern | {'Waukena': [21.8, 40907.0], 'Springville': [21.8, 52482.0], 'Corcoran': [22.0, 39417.0], 'Reedley': [22.0, 59098.0], 'GWF Hanford': [22.6, 49804.0], 'Kingsburg': [22.7, 64796.0], 'Wahtoke': [24.4, 52437.0], 'Alpaugh': [26.4, 15165.0], 'Olive': [30.2, 9442.0], 'McCall': [30.5, 37118.0], 'Leprino': [33.1, 22896.0], 'Vestal': [33.2, 9826.0], 'Sanger': [34.5, 20891.0], 'Henrietta': [37.0, 8636.0], 'Mustang': [37.9, 4866.0], 'Malaga': [37.9, 5324.0]} | 581614.9375 | 142129.2031 | 0.24437 | 439485.75 | 0.75563 | 68094.6562 | 0.11708 | 475200.9375 | 0.81704 | 407106.2812 | 0.69996 | 12.4167 | 162066.2656 | 0.27865 | 267824.8125 | 0.46048 | 0 | 63534.3438 | 0.10924 | 0 | 0 | 122559.5312 | 0.21072 | 459055.4062 | 70660.2422 | 0.12149 | 510954.6953 | 111013.5156 | 0.19087 | 470601.4219 | 205017.6562 | 0.3525 | 376597.2812 | 84733.4766 | 0.14569 | 496881.4609 | 16949.9277 | 0.029143 | 564665.0098
258 | Redbluff | RIVERSIDE | SCE Eastern | {'Kem': [15.1, 11578.0], 'Julian Hinds': [18.1, 11569.0], 'Colorado River': [29.8, 0.0], 'Bannister': [37.1, 0.0], 'Sonora': [37.2, 0.0], 'Arkansas': [39.9, 0.0]} | 78379.0156 | 11568.4043 | 0.1476 | 66810.6094 | 0.8524 | 42877.3438 | 0.54705 | 77970.2109 | 0.99478 | 35092.8672 | 0.44773 | 3.7095 | 949.7307 | 0.012117 | 0 | 0 | 0 | 0 | 0 | 0 | 0 | 29168.2656 | 0.37214 | 49210.75 | 18282.9922 | 0.23326 | 60096.0234 | 11838.8555 | 0.15105 | 66540.1602 | 37655.9219 | 0.48043 | 40723.0938 | 39113.3477 | 0.49903 | 39265.668 | 929.0561 | 0.011853 | 77449.9595
246 | Redondo | GREATER LA METRO | SCE Metro | {'El Nido': [3.4, 2735.0], 'La Fresa': [3.5, 2579.0], 'Chevmain': [3.8, 2733.0], 'El Segundo': [4.6, 2733.0], 'Arcogen': [8.6, 2188.0], 'Hinson': [9.7, 2186.0], 'Harborgen': [10.4, 2186.0], 'La Cienega': [10.5, 1934.0], 'Long Beach': [11.0, 2185.0], 'Lighthipe': [12.4, 2186.0], 'Laguna Bell': [16.4, 2126.0], 'Del Amo': [16.7, 2183.0], 'Center': [17.1, 2126.0], 'Alamitos': [17.6, 2183.0], 'Mesa': [20.6, 541.0], 'Barre': [23.5, 2089.0], 'Goodrich': [27.1, 0.0], 'Huntington Beach': [27.4, 2089.0], 'Walnut': [27.5, 0.0], 'Olinda': [27.6, 14.0], 'Ellis': [28.0, 2087.0], 'Gould': [28.2, 280.0], 'Lewis': [28.2, 1932.0], 'Rio Hondo': [29.3, 0.0], 'Villa Park': [31.9, 3.0], 'Johanna': [32.2, 479.0], 'Sylmar-Pac Intertie': [32.2, 529.0], 'Serrano': [34.4, 2.0], 'Santiago': [37.9, 2.0]} | 6755.5264 | 2709.3171 | 0.40105 | 4046.2092 | 0.59895 | 1063.2876 | 0.1574 | 4239.2671 | 0.62753 | 3175.9795 | 0.47013 | 25 | 0 | 0 | 0 | 0 | 0 | 68.0553 | 0.010074 | 1030.8204 | 0.15259 | 348.1186 | 0.051531 | 6407.4078 | 412.6553 | 0.061084 | 6342.8711 | 3329.5977 | 0.49287 | 3425.9287 | 3677.7163 | 0.5444 | 3077.8101 | 123.4518 | 0.018274 | 6632.0746 | 243.3134 | 0.036017 | 6512.213
30 | Reedley | SPGE | PGE Fresno | {'Wahtoke': [4.3, 105065.0], 'Kingsburg': [14.0, 93427.0], 'McCall': [14.6, 85175.0], 'Sanger': [14.8, 71080.0], 'Malaga': [20.4, 51404.0], 'Rector': [22.0, 59098.0], 'California Ave': [22.9, 41159.0], 'West Fresno': [25.8, 34012.0], 'GWF Hanford': [27.6, 38147.0], 'Kearney (New)': [29.0, 27134.0], 'Mc Mullin': [34.0, 10167.0], 'Waukena': [34.1, 10545.0], 'Gregg': [34.5, 13239.0], 'Corcoran': [35.6, 6686.0], 'Leprino': [35.8, 12468.0], 'Henrietta': [38.6, 2407.0], 'Mustang': [39.7, 43.0]} | 559109.1875 | 116632.375 | 0.2086 | 442476.8125 | 0.7914 | 59212.4102 | 0.1059 | 387708.1875 | 0.69344 | 328495.7773 | 0.58753 | 17.7778 | 147306.4375 | 0.26347 | 197073.0781 | 0.35248 | 0 | 142024.875 | 0.25402 | 1256.8892 | 0.002248 | 169121.7344 | 0.30248 | 389987.4531 | 106622.7188 | 0.1907 | 452486.4688 | 149006.7188 | 0.26651 | 410102.4688 | 253892.1875 | 0.4541 | 305217 | 128511.8594 | 0.22985 | 430597.3281 | 21860.5137 | 0.039099 | 537248.6738
268 | Regulus | SPGE | PGE Kern | {'Lamont': [0.1, 58415.0], 'Grimmway-Malaga': [3.4, 44719.0], 'Magunden': [5.5, 52328.0], 'Columbus': [8.2, 49496.0], 'Cal Water': [8.9, 46412.0], 'Bakersfield': [10.1, 53002.0], 'West Park': [11.3, 53062.0], 'Stockdale': [11.6, 53480.0], 'Sycamore': [12.9, 43415.0], 'Kern Oil': [13.3, 46354.0], 'Rosedale': [13.3, 52319.0], 'Kern Power': [14.4, 51265.0], 'Tevis': [15.1, 51805.0], 'Wheeler Ridge': [15.7, 34615.0], '7th Standard': [18.0, 41707.0], 'Renfro': [18.1, 46506.0], 'Poso Mt.': [18.9, 26015.0], 'Lerdo': [21.5, 28702.0], 'Tupman': [23.3, 33107.0], 'Rio Bravo': [24.6, 27350.0], 'Pastoria': [25.0, 12269.0], 'Norco': [25.2, 21674.0], 'Midway - Wheeler Ridge (Proposed)': [25.9, 22598.0], 'Elk Hills': [29.4, 13103.0], 'Shafter': [29.7, 15909.0], 'Highwind': [30.6, 4384.0], 'Charca': [33.8, 13944.0], 'Midway': [34.1, 2432.0], 'Bailey': [36.3, 580.0], 'Taft': [36.7, 4942.0], 'Windhub': [37.6, 1876.0], 'Semitropic': [38.6, 595.0], 'Whirlwind': [38.7, 67.0], 'Vestal': [39.6, 409.0]} | 454401.5312 | 58900.582 | 0.12962 | 395500.9375 | 0.87038 | 85150.0469 | 0.18739 | 412747.9688 | 0.90833 | 327597.9219 | 0.72094 | 11 | 35667.8633 | 0.078494 | 187963.2656 | 0.41365 | 0 | 130061.1953 | 0.28623 | 17440.2305 | 0.038381 | 190696.0312 | 0.41966 | 263705.5 | 95324.3125 | 0.20978 | 359077.2188 | 146316.9688 | 0.322 | 308084.5625 | 245519.8125 | 0.54031 | 208881.7188 | 100632.3672 | 0.22146 | 353769.1641 | 11898.2686 | 0.026184 | 442503.2627
239 | Renfro | SPGE | PGE Kern | {'Kern Power': [3.8, 86249.0], '7th Standard': [4.0, 77588.0], 'Rosedale': [4.9, 84908.0], 'Tevis': [5.1, 79622.0], 'Tupman': [6.4, 70618.0], 'Rio Bravo': [6.6, 65803.0], 'West Park': [7.0, 80317.0], 'Stockdale': [7.3, 79688.0], 'Lerdo': [7.8, 66716.0], 'Kern Oil': [8.9, 71934.0], 'Bakersfield': [9.0, 74664.0], 'Norco': [10.8, 52318.0], 'Sycamore': [10.8, 67237.0], 'Shafter': [12.3, 51229.0], 'Columbus': [12.7, 63915.0], 'Magunden': [13.8, 63608.0], 'Cal Water': [15.0, 59382.0], 'Midway': [16.3, 25412.0], 'Elk Hills': [16.4, 40033.0], 'Poso Mt.': [16.6, 46293.0], 'Charca': [17.7, 49879.0], 'Unknown - 3327': [18.1, 46506.0], 'Lamont': [18.2, 46016.0], 'Midway - Wheeler Ridge (Proposed)': [19.3, 31983.0], 'Grimmway-Malaga': [19.7, 34942.0], 'Semitropic': [21.3, 25289.0], 'Wheeler Ridge': [23.2, 37085.0], 'Taft': [25.0, 16567.0], 'Goose Lake': [27.7, 16625.0], 'Smyrna': [28.1, 12665.0], 'Temblor': [30.0, 8244.0], 'Vestal': [31.7, 15271.0], 'Kernridge': [32.7, 6350.0], 'Pastoria': [36.1, 5530.0], 'Olive': [38.6, 19.0]} | 586008.9375 | 94969.1953 | 0.16206 | 491039.75 | 0.83794 | 103591.8672 | 0.17678 | 546577.875 | 0.93271 | 442986.0078 | 0.75594 | 10 | 90061.875 | 0.15369 | 282541.1562 | 0.48214 | 0 | 99953.4453 | 0.17057 | 0 | 0 | 157165.2188 | 0.2682 | 428843.7188 | 124381.5625 | 0.21225 | 461627.375 | 230638.4688 | 0.39358 | 355370.4688 | 314793.3438 | 0.53718 | 271215.5938 | 24002.6484 | 0.04096 | 562006.2891 | 25527.5508 | 0.043562 | 560481.3867
206 | Richmond | NORTHERN CALIFORNIA | Northeast CA | {'Leavitt': [7.1, 75219.0], 'Madeline': [38.7, 0.0]} | 401640.2188 | 131442.9219 | 0.32727 | 270197.3125 | 0.67273 | 130783.2812 | 0.32562 | 382179.9062 | 0.95155 | 251396.625 | 0.62592 | 9.2053 | 32685.2461 | 0.081379 | 0 | 0 | 0 | 258347.7344 | 0.64323 | 6043.9307 | 0.015048 | 106467.6016 | 0.26508 | 295172.6172 | 84361.9375 | 0.21004 | 317278.2812 | 91464.4844 | 0.22773 | 310175.7344 | 200573.9219 | 0.49939 | 201066.2969 | 137775.7344 | 0.34303 | 263864.4844 | 45082.9766 | 0.11225 | 356557.2422
54 | Rio Bravo | SPGE | PGE Kern | {'Shafter': [5.9, 64489.0], 'Tupman': [6.1, 57833.0], 'Renfro': [6.6, 65803.0], '7th Standard': [7.3, 65426.0], 'Lerdo': [7.3, 69314.0], 'Kern Power': [10.2, 59239.0], 'Midway': [11.1, 35357.0], 'Norco': [11.1, 38878.0], 'Rosedale': [11.2, 58783.0], 'Tevis': [11.3, 51858.0], 'Charca': [12.0, 63087.0], 'West Park': [13.3, 55865.0], 'Kern Oil': [13.5, 56713.0], 'Stockdale': [13.9, 51866.0], 'Semitropic': [14.8, 38056.0], 'Bakersfield': [14.9, 52831.0], 'Sycamore': [15.2, 53432.0], 'Elk Hills': [16.3, 29433.0], 'Columbus': [18.3, 46658.0], 'Poso Mt.': [18.9, 40917.0], 'Magunden': [19.9, 43955.0], 'Cal Water': [20.3, 42803.0], 'Goose Lake': [21.1, 27818.0], 'Smyrna': [22.0, 25323.0], 'Midway - Wheeler Ridge (Proposed)': [22.1, 12097.0], 'Taft': [24.5, 5691.0], 'Unknown - 3327': [24.6, 27350.0], 'Lamont': [24.7, 27007.0], 'Temblor': [24.9, 14052.0], 'Grimmway-Malaga': [26.3, 13262.0], 'Kernridge': [27.0, 13283.0], 'Wheeler Ridge': [29.2, 12160.0], 'Vestal': [29.3, 16956.0], 'Olive': [33.1, 5913.0], 'Gates-Midway (Proposed)': [36.3, 2540.0], 'Caliente': [37.3, 92.0], 'Alpaugh': [37.6, 699.0]} | 581340.4375 | 79053.2031 | 0.13598 | 502287.25 | 0.86402 | 95361.0781 | 0.16404 | 546739.125 | 0.94048 | 451378.0469 | 0.77644 | 10 | 85606.5156 | 0.14726 | 308226.0625 | 0.5302 | 0 | 79870.6172 | 0.13739 | 0 | 0 | 161365.3594 | 0.27757 | 419975.0781 | 106630.3359 | 0.18342 | 474710.1016 | 227277.5625 | 0.39095 | 354062.875 | 318349.8438 | 0.54761 | 262990.5938 | 13553.9736 | 0.023315 | 567786.4639 | 28080.2324 | 0.048303 | 553260.2051
93 | Rio Hondo | GREATER LA METRO | SCE Metro | {'Goodrich': [6.9, 279.0], 'Walnut': [6.9, 1378.0], 'Mesa': [8.8, 586.0], 'Olinda': [11.5, 1378.0], 'Laguna Bell': [13.1, 288.0], 'Center': [14.1, 682.0], 'Gould': [14.3, 177.0], 'Chino': [18.8, 1378.0], 'Del Amo': [19.0, 189.0], 'Lighthipe': [19.1, 178.0], 'Padua': [19.6, 1378.0], 'Barre': [20.4, 1354.0], 'Lewis': [20.9, 1354.0], 'Villa Park': [21.7, 1354.0], 'Serrano': [22.0, 1354.0], 'La Cienega': [23.9, 177.0], 'Hinson': [24.1, 0.0], 'Alamitos': [24.4, 76.0], 'Mira Loma': [24.8, 1378.0], 'Arcogen': [24.9, 0.0], 'Rancho Vista': [25.6, 1303.0], 'La Fresa': [25.9, 177.0], 'Etiwanda': [26.0, 1302.0], 'Harborgen': [26.6, 0.0], 'El Nido': [26.8, 177.0], 'Long Beach': [27.3, 0.0], 'Vincent': [27.4, 0.0], 'Chevmain': [28.0, 177.0], 'Johanna': [28.0, 1354.0], 'El Segundo': [28.8, 177.0], 'Ellis': [29.0, 76.0], 'Redondo': [29.3, 0.0], 'Huntington Beach': [31.6, 0.0], 'Santiago': [32.7, 952.0], 'Sylmar-Pac Intertie': [32.8, 177.0], 'Viejo': [35.9, 344.0], 'Vista': [38.2, 0.0], 'Lee Lake (Proposed)': [39.1, 0.0], 'Lugo': [39.4, 0.0]} | 7932.6509 | 1552.4163 | 0.1957 | 6380.2344 | 0.8043 | 270.0756 | 0.034046 | 6423.0776 | 0.8097 | 6153.002 | 0.77566 | 13.9351 | 41.0011 | 0.0051687 | 0 | 0 | 0 | 6245.9448 | 0.78737 | 962.7294 | 0.12136 | 4468.4985 | 0.5633 | 3464.1523 | 459.019 | 0.057865 | 7473.6319 | 86.2044 | 0.010867 | 7846.4465 | 4702.3516 | 0.59278 | 3230.2993 | 3453.178 | 0.43531 | 4479.4729 | 1307.8889 | 0.16487 | 6624.762
184 | Rio Oso | NORTHERN CALIFORNIA | PGE NGBA | {'Olivehurst': [11.6, 39076.0], 'Pleasant Grove': [11.6, 42693.0], 'East Marysville': [16.6, 30707.0], 'Pease': [19.3, 22751.0], 'Higgins': [21.6, 19170.0], 'Woodland': [23.7, 11235.0], 'Gold Hill': [26.2, 17095.0], 'Honcut': [27.5, 15865.0], 'Davis': [30.6, 2385.0], 'Brunswick': [30.9, 1620.0], 'Colgate': [31.1, 1576.0], 'Madison': [32.7, 2469.0], 'Palermo': [36.0, 1863.0], 'Wyandotte': [38.6, 379.0], 'Placerville': [39.4, 1.0]} | 456958.625 | 58330.7031 | 0.12765 | 398627.9375 | 0.87235 | 24369.6172 | 0.05333 | 366768.375 | 0.80263 | 342398.7578 | 0.7493 | 16.0635 | 116031.75 | 0.25392 | 192611.2344 | 0.42151 | 0 | 97703.375 | 0.21381 | 0 | 0 | 185381.2188 | 0.40568 | 271577.4062 | 25491.498 | 0.055785 | 431467.127 | 158545.7812 | 0.34696 | 298412.8438 | 304040.625 | 0.66536 | 152918 | 29571.8262 | 0.064714 | 427386.7988 | 56635.1602 | 0.12394 | 400323.4648
154 | Ripon | NORTHERN CALIFORNIA | PGE GBA | {'Vierra': [7.6, 45128.0], 'Weber': [12.4, 45764.0], 'Westley': [12.6, 25177.0], 'Riverbank': [13.1, 62179.0], 'Warnerville': [18.8, 45889.0], 'Bellota': [19.3, 49638.0], 'Stagg': [19.7, 33369.0], 'Tesla': [23.1, 4132.0], 'Midway Green Ridge Services': [24.2, 3644.0], 'Eight Mile': [24.4, 18509.0], 'Lockeford': [25.0, 31521.0], 'Kelso': [25.1, 2959.0], 'Delta Pumps': [26.1, 2444.0], 'Crow Creek': [26.4, 6904.0], 'Fink (Proposed)': [26.7, 6686.0], 'Rancho Seco - Bellota (Proposed)': [27.3, 24402.0], 'Brentwood': [31.1, 1700.0], 'Camanche': [32.3, 8319.0], 'Cayetano': [34.2, 1700.0], 'Miller': [34.8, 3176.0], 'Lone Tree': [36.0, 0.0], 'New Melones': [36.1, 3189.0], 'Peoria': [36.9, 1721.0], 'Chinese Station': [37.4, 1307.0], 'Contra Costa': [38.6, 0.0]} | 517932.3438 | 68656.6172 | 0.13256 | 449275.7188 | 0.86744 | 41654.4023 | 0.080424 | 390802.3438 | 0.75454 | 349147.9414 | 0.67412 | 16.2125 | 123321.5156 | 0.2381 | 291488.2812 | 0.56279 | 0 | 84832.5469 | 0.16379 | 3144.7581 | 0.0060718 | 207166.8281 | 0.39999 | 310765.5156 | 53338.3828 | 0.10298 | 464593.9609 | 82240.3672 | 0.15879 | 435691.9766 | 244099.9844 | 0.4713 | 273832.3594 | 38588.3555 | 0.074505 | 479343.9883 | 22914.3711 | 0.044242 | 495017.9727
181 | Riverbank | SPGE | PGE GBA | {'Warnerville': [6.1, 71184.0], 'Ripon': [13.1, 62179.0], 'Bellota': [18.0, 47758.0], 'Vierra': [20.1, 39573.0], 'Westley': [20.9, 22461.0], 'Weber': [20.9, 42188.0], 'New Melones': [24.0, 6745.0], 'Peoria': [24.2, 5626.0], 'Chinese Station': [24.6, 4894.0], 'Rancho Seco - Bellota (Proposed)': [25.6, 22790.0], 'Lockeford': [27.7, 29071.0], 'Stagg': [28.6, 30808.0], 'Crow Creek': [30.0, 6506.0], 'Fink (Proposed)': [30.4, 6252.0], 'Camanche': [31.4, 6695.0], 'Eight Mile': [32.5, 16015.0], 'Curtis': [35.1, 384.0], 'Tesla': [36.1, 902.0], 'Midway Green Ridge Services': [37.3, 491.0], 'Miller': [37.5, 2945.0], 'Kelso': [38.1, 313.0], 'Delta Pumps': [39.0, 2.0]} | 561738.8125 | 87646.5469 | 0.15603 | 474092.25 | 0.84397 | 88175.0703 | 0.15697 | 443766.5625 | 0.78999 | 355591.4922 | 0.63302 | 13.7406 | 177691.2969 | 0.31632 | 203430.8125 | 0.36214 | 0 | 165094.1094 | 0.2939 | 0 | 0 | 275320.5938 | 0.49012 | 286418.2188 | 86059.6094 | 0.1532 | 475679.2031 | 155807.0312 | 0.27737 | 405931.7812 | 336770.6562 | 0.59951 | 224968.1562 | 114090.9375 | 0.2031 | 447647.875 | 40477.2695 | 0.072057 | 521261.543
314 | Roadway | GREATER KRAMER | SCE NOL | {'Victor': [5.1, 62469.0], 'Lugo': [14.7, 47274.0], 'Calcite': [28.5, 12244.0], 'Kramer': [29.4, 1057.0], 'Tortilla': [29.4, 5997.0], 'Padua': [34.0, 83.0], 'Etiwanda': [34.2, 83.0], 'Rancho Vista': [34.3, 83.0], 'San Bernardino': [35.7, 83.0], 'Vista': [37.3, 78.0], 'Cool Water': [37.5, 79.0]} | 300908.1875 | 69555.8203 | 0.23115 | 231352.375 | 0.76885 | 7727.1235 | 0.025679 | 83581.7656 | 0.27777 | 75854.6421 | 0.25209 | 39 | 88.567 | 0.00029433 | 1757.4257 | 0.0058404 | 0 | 29942.7383 | 0.099508 | 3424.9768 | 0.011382 | 131407.3125 | 0.4367 | 169500.875 | 141308.5 | 0.46961 | 159599.6875 | 63688.2812 | 0.21165 | 237219.9062 | 207039.0625 | 0.68805 | 93869.125 | 72366.6016 | 0.24049 | 228541.5859 | 4124.0239 | 0.013705 | 296784.1636
55 | Rosedale | SPGE | PGE Kern | {'Kern Power': [1.1, 90583.0], 'West Park': [2.1, 87044.0], 'Bakersfield': [4.2, 81186.0], 'Stockdale': [4.2, 82585.0], 'Tevis': [4.9, 81606.0], 'Renfro': [4.9, 84908.0], '7th Standard': [5.3, 74234.0], 'Kern Oil': [5.4, 76018.0], 'Sycamore': [7.2, 70890.0], 'Columbus': [7.9, 70387.0], 'Magunden': [8.9, 70192.0], 'Lerdo': [9.5, 60824.0], 'Cal Water': [10.5, 65789.0], 'Tupman': [11.0, 61145.0], 'Rio Bravo': [11.2, 58783.0], 'Unknown - 3327': [13.3, 52319.0], 'Lamont': [13.4, 51822.0], 'Poso Mt.': [14.3, 48178.0], 'Norco': [14.5, 44262.0], 'Grimmway-Malaga': [15.2, 40891.0], 'Shafter': [16.5, 44209.0], 'Elk Hills': [19.8, 33871.0], 'Midway - Wheeler Ridge (Proposed)': [20.7, 30342.0], 'Wheeler Ridge': [20.7, 39222.0], 'Midway': [21.2, 18858.0], 'Charca': [21.2, 42882.0], 'Semitropic': [25.5, 18338.0], 'Taft': [28.3, 13474.0], 'Smyrna': [31.7, 5864.0], 'Vestal': [32.1, 15583.0], 'Goose Lake': [32.2, 10026.0], 'Pastoria': [33.3, 9020.0], 'Temblor': [34.9, 3575.0], 'Kernridge': [37.6, 1687.0]} | 585806.5625 | 91625.1484 | 0.15641 | 494181.4062 | 0.84359 | 102599.1719 | 0.17514 | 548139.625 | 0.9357 | 445540.4531 | 0.76056 | 9.6471 | 75351.1328 | 0.12863 | 277075.5312 | 0.47298 | 0 | 128976.7266 | 0.22017 | 0 | 0 | 180952.1094 | 0.30889 | 404854.4531 | 128757.2344 | 0.21979 | 457049.3281 | 218880.8438 | 0.37364 | 366925.7188 | 305706 | 0.52185 | 280100.5625 | 57743.0234 | 0.09857 | 528063.5391 | 24757.8516 | 0.042263 | 561048.7109
171 | Round Mountain | NORTHERN CALIFORNIA | PGE NGBA | {'Cove Road': [4.9, 76366.0], 'New Sub - Pit 1 - Cottonwood (Proposed)': [6.1, 79358.0], 'Pit 1': [26.2, 42861.0], 'Jessup': [31.5, 2461.0], 'Cottonwood': [33.1, 1970.0]} | 416903.25 | 82758.8672 | 0.19851 | 334144.375 | 0.80149 | 214491.0938 | 0.51449 | 394358.125 | 0.94592 | 179867.0312 | 0.43144 | 5.5561 | 8163.9214 | 0.019582 | 1143.8896 | 0.0027438 | 0 | 287252.875 | 0.68902 | 53752.1523 | 0.12893 | 234113.1875 | 0.56155 | 182790.0625 | 70474.4844 | 0.16904 | 346428.7656 | 90119.5078 | 0.21616 | 326783.7422 | 269743.9375 | 0.64702 | 147159.3125 | 167614.7188 | 0.40205 | 249288.5312 | 30244.1016 | 0.072545 | 386659.1484
16 | San Bernardino | RIVERSIDE | SCE Eastern | {'Vista': [5.3, 8907.0], 'El Casco': [12.1, 11024.0], 'Etiwanda': [16.6, 908.0], 'Rancho Vista': [17.0, 893.0], 'Mira Loma': [19.3, 1433.0], 'Lugo': [21.1, 2472.0], 'Padua': [23.1, 384.0], 'Valley': [23.9, 5173.0], 'Lee Lake (Proposed)': [25.8, 2094.0], 'Chino': [25.9, 301.0], 'Victor': [30.5, 375.0], 'Calcite': [35.5, 791.0], 'Roadway': [35.7, 83.0], 'Serrano': [36.1, 301.0], 'Viejo': [36.7, 0.0], 'Villa Park': [38.8, 105.0], 'Devers': [39.2, 199.0]} | 137920.1094 | 12501.8369 | 0.090646 | 125418.2734 | 0.90935 | 32615.3418 | 0.23648 | 101126.4062 | 0.73322 | 68511.0645 | 0.49674 | 21 | 6271.7974 | 0.045474 | 2554.4814 | 0.018521 | 0 | 72286.1719 | 0.52412 | 55892.668 | 0.40525 | 65337.5547 | 0.47373 | 72582.5547 | 54993.543 | 0.39873 | 82926.5664 | 84883.4062 | 0.61545 | 53036.7031 | 112744.8984 | 0.81747 | 25175.2109 | 59314.1367 | 0.43006 | 78605.9727 | 8510.1846 | 0.061704 | 129409.9248
300 | Sandy | SNV ELDORADO DESERT | SCE EOP | {'Crazy Eyes': [9.4, 17275.0], 'Gamebird': [18.4, 14061.0], 'Pahrump': [22.9, 12891.0], 'Desert View': [29.3, 1.0], 'Primm': [29.9, 6496.0], 'Vista 2': [30.1, 9638.0], 'Ivanpah': [33.3, 4961.0], 'Sloan Canyon': [35.4, 0.0], 'Eldorado': [37.8, 0.0]} | 98905.5469 | 25158.3887 | 0.25437 | 73747.1562 | 0.74563 | 17742.3477 | 0.17939 | 23998.1387 | 0.24264 | 6255.791 | 0.06325 | 50.55 | 427.9035 | 0.0043264 | 0 | 0 | 0 | 215.2977 | 0.0021768 | 0 | 0 | 3106.7661 | 0.031411 | 95798.7808 | 15.6362 | 0.00015809 | 98889.9107 | 21069.6953 | 0.21303 | 77835.8516 | 22669.7051 | 0.22921 | 76235.8418 | 15847.3486 | 0.16023 | 83058.1982 | 167.8136 | 0.0016967 | 98737.7333
31 | Sanger | SPGE | PGE Fresno | {'Malaga': [6.5, 94965.0], 'McCall': [6.8, 109742.0], 'California Ave': [8.5, 84239.0], 'Wahtoke': [10.8, 84184.0], 'West Fresno': [11.6, 76576.0], 'Reedley': [14.8, 71080.0], 'Kearney (New)': [15.1, 68858.0], 'Kingsburg': [15.2, 92305.0], 'Gregg': [19.7, 39556.0], 'Mc Mullin': [22.4, 50095.0], 'Borden': [25.5, 16873.0], 'GWF Hanford': [30.3, 39191.0], 'Helm': [32.4, 21427.0], 'Rector': [34.5, 20891.0], 'Leprino': [34.6, 19134.0], 'Henrietta': [36.0, 13814.0], 'Schindler': [36.1, 8162.0], 'Mustang': [37.0, 9055.0], 'Waukena': [39.3, 522.0], 'Big Creek 1': [39.9, 0.0]} | 532670.25 | 114585.1406 | 0.21511 | 418085.125 | 0.78489 | 32697.2754 | 0.061384 | 350596.8438 | 0.65819 | 317899.5684 | 0.5968 | 20.8 | 121617.3125 | 0.22832 | 234209.8125 | 0.43969 | 0 | 119040.5625 | 0.22348 | 0 | 0 | 159912.8281 | 0.30021 | 372757.4219 | 85013.0234 | 0.1596 | 447657.2266 | 99705.6875 | 0.18718 | 432964.5625 | 194314.9688 | 0.36479 | 338355.2812 | 97831.8828 | 0.18366 | 434838.3672 | 31039.0488 | 0.058271 | 501631.2012
162 | San Luis Obispo | SPGE | PGE Kern | {'Oceano': [11.5, 38500.0], 'Diablo Canyon': [12.4, 14767.0], 'Morro Bay': [14.7, 21958.0], 'Mesa': [20.2, 33131.0], 'Templeton': [20.4, 31070.0], 'Sisquoc': [31.5, 19927.0], 'Solar': [33.5, 2909.0], 'Cholame': [33.8, 17264.0], 'Carrizo Plains': [34.6, 2761.0]} | 300994.0938 | 69041.1719 | 0.22938 | 231952.9219 | 0.77062 | 56203.418 | 0.18673 | 270033.0938 | 0.89714 | 213829.6758 | 0.71041 | 9.6417 | 14441.4512 | 0.047979 | 17467.2852 | 0.058032 | 0 | 154324.4375 | 0.51272 | 91686.1484 | 0.30461 | 73234.4141 | 0.24331 | 227759.6797 | 51839.9961 | 0.17223 | 249154.0977 | 123490.9219 | 0.41028 | 177503.1719 | 155605.0156 | 0.51697 | 145389.0781 | 140176.9219 | 0.46571 | 160817.1719 | 19143.1309 | 0.0636 | 281850.9629
149 | San Luis Rey | SAN DIEGO | SDGE Imperial | {'Encina': [5.1, 16989.0], 'Palomar Airport': [6.7, 23183.0], 'Escondido': [13.9, 24637.0], 'San Onofre': [16.8, 2158.0], 'Penasquitos': [21.2, 799.0], 'Talega': [21.6, 1424.0], 'Sycamore Canyon': [26.8, 1774.0], 'Capistrano': [28.2, 9.0], 'Kearny': [28.6, 582.0], 'Margarita': [28.8, 9.0], 'Trabuco': [31.2, 9.0], 'Mission': [31.6, 34.0], 'Old Town': [31.8, 30.0], 'Viejo': [36.1, 2.0], 'Silvergate': [37.3, 0.0], 'Lee Lake (Proposed)': [37.7, 0.0], 'Valley': [37.8, 2377.0]} | 95464.4531 | 26959.5332 | 0.2824 | 68504.9219 | 0.7176 | 778.4179 | 0.008154 | 20516.3887 | 0.21491 | 19737.9708 | 0.20676 | 37.1429 | 24169.1074 | 0.25317 | 4245.144 | 0.044468 | 0 | 47250.9922 | 0.49496 | 23953.8809 | 0.25092 | 52929.7305 | 0.55444 | 42534.7227 | 14217.0469 | 0.14893 | 81247.4062 | 30162.582 | 0.31596 | 65301.8711 | 60707.332 | 0.63592 | 34757.1211 | 7745.7095 | 0.081137 | 87718.7437 | 7146.207 | 0.074857 | 88318.2461
232 | San Onofre | GREATER LA METRO | SCE Metro | {'Talega': [5.8, 5173.0], 'Capistrano': [11.8, 1769.0], 'Margarita': [13.1, 3757.0], 'Trabuco': [15.0, 1765.0], 'San Luis Rey': [16.8, 2158.0], 'Encina': [20.4, 744.0], 'Viejo': [21.1, 1944.0], 'Palomar Airport': [23.0, 744.0], 'Santiago': [23.8, 1756.0], 'Lee Lake (Proposed)': [26.9, 3637.0], 'Johanna': [29.3, 515.0], 'Escondido': [30.4, 744.0], 'Huntington Beach': [31.0, 16.0], 'Ellis': [31.3, 19.0], 'Valley': [34.3, 3397.0], 'Serrano': [34.4, 37.0], 'Villa Park': [34.7, 30.0], 'Lewis': [36.2, 12.0], 'Penasquitos': [36.6, 0.0], 'Barre': [39.0, 2.0]} | 52807.3438 | 5895.1372 | 0.11163 | 46912.207 | 0.88837 | 3761.4971 | 0.071231 | 24234.0898 | 0.45892 | 20472.5928 | 0.38768 | 37.1429 | 7860.2334 | 0.14885 | 527.2298 | 0.009984 | 0 | 10786.4473 | 0.20426 | 36366.6992 | 0.68867 | 28341.5508 | 0.5367 | 24465.793 | 25658.4375 | 0.48589 | 27148.9062 | 26218.9141 | 0.4965 | 26588.4297 | 44882.5586 | 0.84993 | 7924.7852 | 14251.9277 | 0.26989 | 38555.416 | 3378.4922 | 0.063978 | 49428.8516
193 | Santa Clara | GREATER LA METRO | SCE Northern | {'Mandalay': [7.5, 39071.0], 'Moorpark': [16.2, 29452.0], 'Pardee': [35.7, 1401.0], 'Saugus': [35.8, 1470.0], 'Sylmar-Pac Intertie': [39.1, 0.0]} | 172287.125 | 42924.8242 | 0.24915 | 129362.2969 | 0.75085 | 30162.043 | 0.17507 | 147182.4688 | 0.85429 | 117020.4258 | 0.67922 | 12.7811 | 17404.7949 | 0.10102 | 42031.6406 | 0.24396 | 0 | 6829.833 | 0.039642 | 1117.5349 | 0.0064865 | 53815.3672 | 0.31236 | 118471.7578 | 13401.3174 | 0.077785 | 158885.8076 | 23573.5566 | 0.13683 | 148713.5684 | 71118.3906 | 0.41279 | 101168.7344 | 47280.3711 | 0.27443 | 125006.7539 | 13075.6719 | 0.075895 | 159211.4531
117 | Santiago | GREATER LA METRO | SCE Metro | {'Johanna': [5.9, 2283.0], 'Viejo': [7.2, 2945.0], 'Trabuco': [8.9, 2579.0], 'Ellis': [10.2, 833.0], 'Villa Park': [11.1, 1817.0], 'Margarita': [11.3, 2579.0], 'Serrano': [11.4, 1836.0], 'Capistrano': [12.0, 2567.0], 'Huntington Beach': [12.2, 829.0], 'Lewis': [12.5, 1797.0], 'Barre': [15.8, 1767.0], 'Talega': [18.5, 2199.0], 'Lee Lake (Proposed)': [19.2, 2434.0], 'Alamitos': [20.3, 69.0], 'Olinda': [21.3, 1319.0], 'Del Amo': [22.7, 30.0], 'Chino': [23.5, 1309.0], 'San Onofre': [23.8, 1756.0], 'Walnut': [25.9, 1076.0], 'Mira Loma': [26.4, 1129.0], 'Center': [26.6, 122.0], 'Long Beach': [27.2, 2.0], 'Harborgen': [27.6, 2.0], 'Lighthipe': [27.7, 2.0], 'Hinson': [28.3, 2.0], 'Arcogen': [29.3, 2.0], 'Laguna Bell': [30.6, 2.0], 'Rancho Vista': [32.1, 977.0], 'Padua': [32.2, 970.0], 'Mesa': [32.3, 1.0], 'Etiwanda': [32.4, 977.0], 'Rio Hondo': [32.7, 952.0], 'La Fresa': [35.5, 2.0], 'Valley': [35.6, 12.0], 'Vista': [36.6, 22.0], 'Redondo': [37.9, 2.0], 'Goodrich': [38.2, 0.0], 'El Nido': [38.3, 2.0]} | 42243.7812 | 3541.8157 | 0.083842 | 38701.9648 | 0.91616 | 7570.1899 | 0.1792 | 29855.7695 | 0.70675 | 22285.5796 | 0.52755 | 47.6667 | 259.6507 | 0.0061465 | 61.6072 | 0.0014584 | 0 | 11943.6318 | 0.28273 | 20588.4688 | 0.48737 | 16455.8164 | 0.38954 | 25787.9648 | 14859.123 | 0.35175 | 27384.6582 | 24722.4883 | 0.58523 | 17521.293 | 34826.3945 | 0.82441 | 7417.3867 | 21222.0352 | 0.50237 | 21021.7461 | 3808.8044 | 0.090162 | 38434.9768
94 | Saugus | GREATER LA METRO | SCE Northern | {'Pardee': [1.3, 28052.0], 'Sylmar-Pac Intertie': [9.1, 21088.0], 'Moorpark': [21.1, 6254.0], 'Antelope': [24.1, 19409.0], 'Gould': [26.2, 2917.0], 'Vincent': [26.5, 13536.0], 'Bailey': [26.9, 1846.0], 'La Cienega': [31.2, 62.0], 'Whirlwind': [31.2, 5100.0], 'Goodrich': [33.6, 389.0], 'Santa Clara': [35.8, 1470.0], 'El Segundo': [36.5, 0.0], 'Chevmain': [37.2, 0.0], 'Mesa': [37.6, 54.0], 'El Nido': [38.1, 0.0], 'Pastoria': [38.5, 0.0], 'Laguna Bell': [39.3, 0.0]} | 175209.6406 | 28499.4785 | 0.16266 | 146710.1562 | 0.83734 | 60270.625 | 0.34399 | 140985.6875 | 0.80467 | 80715.0625 | 0.46068 | 20.7042 | 1625.3672 | 0.0092767 | 6425.5259 | 0.036673 | 0 | 78079.6406 | 0.44564 | 67012.9531 | 0.38247 | 87788.7422 | 0.50105 | 87420.8984 | 6696.4023 | 0.038219 | 168513.2383 | 17072.0117 | 0.097438 | 158137.6289 | 101692.9297 | 0.58041 | 73516.7109 | 74471.0391 | 0.42504 | 100738.6016 | 18915.541 | 0.10796 | 156294.0996
32 | Schindler | SPGE | PGE Fresno | {'Excelsior': [5.2, 175215.0], 'Cantua': [11.4, 143395.0], 'Helm': [13.2, 177658.0], 'Mc Mullin': [15.6, 173738.0], 'Mustang': [16.9, 91592.0], 'Henrietta': [17.2, 90570.0], 'Gates': [18.1, 62142.0], 'Tranquility': [19.7, 113479.0], 'Leprino': [20.4, 66358.0], 'Kearney (New)': [25.3, 72965.0], 'Cheney': [27.1, 43959.0], 'West Fresno': [28.1, 59255.0], 'Mendota': [28.3, 48077.0], 'GWF Hanford': [28.9, 32832.0], 'Avenal': [29.3, 11003.0], 'Panoche': [30.1, 32710.0], 'California Ave': [30.2, 51303.0], 'Malaga': [30.5, 46507.0], 'McCall': [31.3, 32621.0], 'Kingsburg': [31.5, 25088.0], 'Gregg': [33.5, 33995.0], 'Newhall': [33.8, 28728.0], 'Sanger': [36.1, 8162.0], 'Waukena': [36.2, 10819.0], 'Borden': [36.9, 11461.0], 'Cal Flats': [38.1, 81.0], 'Corcoran': [38.2, 3443.0]} | 688338.125 | 218891.6875 | 0.318 | 469446.4375 | 0.682 | 153836.1875 | 0.22349 | 654285.6875 | 0.95053 | 500449.5 | 0.72704 | 7.622 | 252430.7188 | 0.36672 | 310356.6562 | 0.45088 | 0 | 45613.6406 | 0.066266 | 1523.2538 | 0.0022129 | 173292.2812 | 0.25175 | 515045.8438 | 29863.2949 | 0.043385 | 658474.8301 | 62315.8906 | 0.090531 | 626022.2344 | 200472.2344 | 0.29124 | 487865.8906 | 35813.0586 | 0.052028 | 652525.0664 | 9276.2002 | 0.013476 | 679061.9248
166 | Schulte Switching Station | NORTHERN CALIFORNIA | PGE GBA | {'Los Esteros': [3.7, 5234.0], 'Newark': [8.7, 4437.0], 'Hicks': [10.3, 4193.0], 'Metcalf Energy Center': [15.7, 2673.0], 'Metcalf 1': [15.7, 2673.0], 'Eastshore': [19.3, 2907.0], 'Cayetano': [26.9, 2532.0], 'Midway Green Ridge Services': [31.4, 1905.0], 'Tesla': [31.5, 1905.0], 'Llagas': [33.6, 0.0], 'Martin': [33.6, 113.0], 'Delta Pumps': [34.5, 1891.0], 'Kelso': [34.8, 1816.0], 'Clayton': [39.2, 0.0]} | 127892.3984 | 6827.0317 | 0.053381 | 121065.3672 | 0.94662 | 40686.6523 | 0.31813 | 98542.1953 | 0.77051 | 57855.543 | 0.45238 | 15.9935 | 1734.8861 | 0.013565 | 819.0524 | 0.0064042 | 0 | 78003.7422 | 0.60992 | 4694.1118 | 0.036704 | 88098.0391 | 0.68884 | 39794.3594 | 37959.3945 | 0.29681 | 89933.0039 | 69322.9766 | 0.54204 | 58569.4219 | 107359.9062 | 0.83945 | 20532.4922 | 68132.3984 | 0.53273 | 59760 | 5937.6353 | 0.046427 | 121954.7632
56 | Semitropic | SPGE | PGE Kern | {'Charca': [6.3, 70491.0], 'Goose Lake': [8.0, 78646.0], 'Smyrna': [8.1, 79586.0], 'Shafter': [9.0, 51157.0], 'Midway': [13.6, 35625.0], 'Rio Bravo': [14.8, 38056.0], 'Lerdo': [17.5, 38306.0], 'Tupman': [19.4, 27905.0], 'Kernridge': [20.2, 28138.0], '7th Standard': [20.5, 25921.0], 'Olive': [20.5, 51504.0], 'Temblor': [20.9, 20389.0], 'Renfro': [21.3, 25289.0], 'Gates-Midway (Proposed)': [21.8, 46388.0], 'Norco': [22.9, 23794.0], 'Kern Power': [24.5, 18742.0], 'Alpaugh': [25.1, 38137.0], 'Rosedale': [25.5, 18338.0], 'Vestal': [25.9, 17089.0], 'Kern Oil': [25.9, 17286.0], 'Tevis': [26.1, 16694.0], 'Elk Hills': [26.1, 18779.0], 'Poso Mt.': [27.1, 14768.0], 'Sycamore': [27.2, 15102.0], 'West Park': [27.3, 16041.0], 'Bakersfield': [28.5, 13740.0], 'Stockdale': [28.6, 14466.0], 'Arco': [29.3, 19689.0], 'Caliente': [31.0, 5240.0], 'Columbus': [31.3, 7736.0], 'Taft': [32.2, 1512.0], 'Cal Water': [32.6, 6160.0], 'Magunden': [33.4, 5183.0], 'Midway - Wheeler Ridge (Proposed)': [34.4, 1304.0], 'Corcoran': [35.7, 9211.0], 'Carrizo Plains': [37.2, 2530.0], 'Waukena': [37.9, 6470.0], 'Solar': [38.2, 1622.0], 'Unknown - 3327': [38.6, 595.0], 'Lamont': [38.7, 527.0]} | 591932.75 | 96971.7422 | 0.16382 | 494961 | 0.83618 | 70193.5469 | 0.11858 | 554206.5625 | 0.93627 | 484013.0156 | 0.81768 | 9.4503 | 125621.7578 | 0.21222 | 347012.1562 | 0.58624 | 0 | 78851.1016 | 0.13321 | 0 | 0 | 164392.3594 | 0.27772 | 427540.3906 | 53115.1523 | 0.089732 | 538817.5977 | 189780.25 | 0.32061 | 402152.5 | 300588.25 | 0.50781 | 291344.5 | 4210.3228 | 0.0071128 | 587722.4272 | 26899.5625 | 0.045444 | 565033.1875
118 | Serrano | GREATER LA METRO | SCE Metro | {'Villa Park': [2.7, 5790.0], 'Lewis': [6.4, 2992.0], 'Johanna': [8.7, 2263.0], 'Barre': [11.1, 2169.0], 'Olinda': [11.1, 5059.0], 'Santiago': [11.4, 1836.0], 'Ellis': [13.3, 903.0], 'Chino': [13.3, 5479.0], 'Viejo': [14.0, 1618.0], 'Walnut': [15.4, 4157.0], 'Huntington Beach': [16.6, 824.0], 'Del Amo': [17.7, 218.0], 'Mira Loma': [17.9, 5299.0], 'Alamitos': [18.3, 144.0], 'Center': [19.4, 507.0], 'Trabuco': [19.5, 860.0], 'Lee Lake (Proposed)': [20.3, 3574.0], 'Margarita': [21.3, 860.0], 'Padua': [21.9, 5098.0], 'Rio Hondo': [22.0, 1354.0], 'Lighthipe': [22.4, 76.0], 'Laguna Bell': [22.9, 113.0], 'Capistrano': [22.9, 848.0], 'Rancho Vista': [23.1, 5072.0], 'Mesa': [23.4, 386.0], 'Etiwanda': [23.4, 5072.0], 'Hinson': [24.9, 2.0], 'Harborgen': [25.4, 2.0], 'Long Beach': [25.4, 2.0], 'Arcogen': [26.1, 2.0], 'Goodrich': [28.1, 79.0], 'Talega': [28.8, 480.0], 'Vista': [30.7, 3722.0], 'La Fresa': [31.4, 2.0], 'El Nido': [33.9, 2.0], 'Redondo': [34.4, 2.0], 'San Onofre': [34.4, 37.0], 'Gould': [35.4, 0.0], 'Chevmain': [35.6, 0.0], 'La Cienega': [35.8, 0.0], 'San Bernardino': [36.1, 301.0], 'El Segundo': [36.8, 0.0], 'Valley': [37.0, 12.0]} | 32937.9219 | 5994.0327 | 0.18198 | 26943.8887 | 0.81802 | 5626.8306 | 0.17083 | 18391.7266 | 0.55838 | 12764.896 | 0.38754 | 49 | 389.0489 | 0.011812 | 1325.7378 | 0.04025 | 0 | 11159.5186 | 0.3388 | 9667.2051 | 0.2935 | 10346.0703 | 0.31411 | 22591.8516 | 6156.3804 | 0.18691 | 26781.5415 | 14167.3896 | 0.43012 | 18770.5322 | 22524.6094 | 0.68385 | 10413.3125 | 11768.8896 | 0.35731 | 21169.0322 | 3361.0837 | 0.10204 | 29576.8381
57 | Shafter | SPGE | PGE Kern | {'Rio Bravo': [5.9, 64489.0], 'Charca': [6.5, 79087.0], 'Semitropic': [9.0, 51157.0], 'Lerdo': [9.4, 68407.0], 'Midway': [10.7, 33522.0], 'Tupman': [11.3, 45931.0], '7th Standard': [11.7, 55281.0], 'Renfro': [12.3, 51229.0], 'Kern Power': [15.5, 44666.0], 'Norco': [15.7, 27358.0], 'Goose Lake': [15.9, 36562.0], 'Smyrna': [16.1, 38962.0], 'Rosedale': [16.5, 44209.0], 'Tevis': [17.1, 39027.0], 'Kern Oil': [17.5, 46561.0], 'West Park': [18.4, 41907.0], 'Sycamore': [18.9, 44585.0], 'Stockdale': [19.6, 37915.0], 'Bakersfield': [19.7, 39661.0], 'Elk Hills': [20.1, 19041.0], 'Poso Mt.': [20.5, 44643.0], 'Columbus': [22.7, 33652.0], 'Temblor': [23.2, 14572.0], 'Kernridge': [24.3, 13803.0], 'Cal Water': [24.3, 32674.0], 'Magunden': [24.7, 30876.0], 'Vestal': [26.1, 27669.0], 'Midway - Wheeler Ridge (Proposed)': [27.2, 1561.0], 'Olive': [27.5, 18261.0], 'Taft': [27.7, 1519.0], 'Unknown - 3327': [29.7, 15909.0], 'Lamont': [29.8, 15606.0], 'Gates-Midway (Proposed)': [30.7, 6208.0], 'Grimmway-Malaga': [31.7, 2661.0], 'Alpaugh': [32.0, 9420.0], 'Caliente': [35.0, 612.0], 'Wheeler Ridge': [35.1, 258.0], 'Arco': [38.0, 0.0]} | 574716.1875 | 81519.1016 | 0.14184 | 493197.0938 | 0.85816 | 79384.6172 | 0.13813 | 538081.625 | 0.93626 | 458697.0078 | 0.79813 | 10.4902 | 90093.8906 | 0.15676 | 311928.2188 | 0.54275 | 0 | 79524.7422 | 0.13837 | 0 | 0 | 160601.2344 | 0.27944 | 414114.9531 | 81754.8359 | 0.14225 | 492961.3516 | 220898.625 | 0.38436 | 353817.5625 | 309677.2812 | 0.53884 | 265038.9062 | 10736.8711 | 0.018682 | 563979.3164 | 32549.0254 | 0.056635 | 542167.1621
263 | Shilo III | NORTHERN CALIFORNIA | PGE GBA | {'Birds Landing': [3.2, 47792.0], 'Pittsburg': [9.6, 40641.0], 'Peabody': [10.5, 49391.0], 'Kirker': [10.8, 40327.0], 'Contra Costa': [12.2, 37389.0], 'Grand Island': [14.6, 38915.0], 'Lone Tree': [16.1, 36463.0], 'Vaca-Dixon & Gc Yard': [16.5, 33283.0], 'Clayton': [16.9, 29163.0], 'Martinez': [18.1, 21242.0], 'Brentwood': [19.6, 30920.0], 'Carquinez': [22.5, 7576.0], 'Tulucay': [23.5, 7973.0], 'Putah Creek': [25.7, 13868.0], 'Eight Mile': [26.7, 4514.0], 'Davis': [26.7, 10856.0], 'Delta Pumps': [28.3, 2522.0], 'Kelso': [28.9, 2351.0], 'Stagg': [29.8, 2556.0], 'Cayetano': [30.1, 2189.0], 'Midway Green Ridge Services': [33.7, 1655.0], 'Tesla': [35.1, 1256.0], 'Madison': [35.2, 7114.0], 'Woodland': [35.5, 4201.0], 'Weber': [37.3, 65.0], 'Lockeford': [37.5, 0.0], 'Ignacio': [38.3, 1.0]} | 362662.1562 | 54070.2227 | 0.14909 | 308591.9375 | 0.85091 | 64354.9922 | 0.17745 | 316985.7812 | 0.87405 | 252630.7891 | 0.6966 | 12.6087 | 92726.1953 | 0.25568 | 120477.3125 | 0.3322 | 0 | 121920.5 | 0.33618 | 0 | 0 | 63367.1562 | 0.17473 | 299295 | 88245.8203 | 0.24333 | 274416.3359 | 93743.9453 | 0.25849 | 268918.2109 | 147237.7031 | 0.40599 | 215424.4531 | 24273.1035 | 0.06693 | 338389.0527 | 52543.957 | 0.14488 | 310118.1992
205 | Silvergate | SAN DIEGO | SDGE Imperial | {'Old Town': [5.7, 1129.0], 'Mission': [6.1, 1993.0], 'Bay Boulevard': [6.6, 1576.0], 'Miguel': [9.4, 1998.0], 'Kearny': [9.5, 1987.0], 'Otay Mesa': [15.9, 1764.0], 'Penasquitos': [16.0, 1035.0], 'Sycamore Canyon': [16.6, 1929.0], 'Suncrest': [28.0, 946.0], 'Escondido': [29.7, 0.0], 'Palomar Airport': [30.6, 22.0], 'Encina': [32.4, 0.0], 'San Luis Rey': [37.3, 0.0]} | 24021.6738 | 2016.4478 | 0.083943 | 22005.2266 | 0.91606 | 4349.0356 | 0.18105 | 13189.1064 | 0.54905 | 8840.0708 | 0.368 | 21.4091 | 53.2017 | 0.0022147 | 3.3359 | 0.00013887 | 0 | 11005.5342 | 0.45815 | 5006.436 | 0.20841 | 6468.4863 | 0.26928 | 17553.1875 | 15928.2402 | 0.66308 | 8093.4336 | 19585.5508 | 0.81533 | 4436.123 | 21817.75 | 0.90825 | 2203.9238 | 6390.3081 | 0.26602 | 17631.3657 | 1360.5754 | 0.056639 | 22661.0984
164 | Sisquoc | SPGE | PGE Kern | {'Mesa': [11.4, 59098.0], 'Cabrillo': [17.3, 41064.0], 'Oceano': [20.9, 43463.0], 'San Luis Obispo': [31.5, 19927.0], 'Diablo Canyon': [37.4, 855.0], 'Solar': [38.0, 435.0], 'Goleta': [38.0, 7765.0], 'Carrizo Plains': [38.3, 398.0]} | 399620.125 | 88649.0156 | 0.22183 | 310971.125 | 0.77817 | 186989.4688 | 0.46792 | 382287.2812 | 0.95663 | 195297.8125 | 0.48871 | 6.7477 | 29031.2969 | 0.072647 | 55240.2539 | 0.13823 | 0 | 138046.5469 | 0.34544 | 48875.8164 | 0.12231 | 96820.2422 | 0.24228 | 302799.8828 | 21596.707 | 0.054043 | 378023.418 | 130236.0859 | 0.3259 | 269384.0391 | 178460.0156 | 0.44657 | 221160.1094 | 153158.1875 | 0.38326 | 246461.9375 | 18288.8691 | 0.045766 | 381331.2559
291 | Sloan Canyon (fka Bob) | SNV ELDORADO DESERT | SCE EOP | {'Eldorado': [5.2, 35818.0], 'Mead': [11.1, 34420.0], 'Primm': [24.3, 6493.0], 'Ivanpah': [33.8, 154.0], 'Sandy Valley': [35.4, 0.0], 'Harry Allen': [38.8, 0.0]} | 110268.6484 | 35783.582 | 0.32451 | 74485.0625 | 0.67549 | 0 | 0 | 0 | 0 | 0 | 0 | 0 | 0 | 0 | 0 | 0 | 0 | 210.0659 | 0.001905 | 0 | 0 | 0 | 0 | 110268.6484 | 0 | 0 | 110268.6484 | 0 | 0 | 110268.6484 | 0 | 0 | 110268.6484 | 0 | 0 | 110268.6484 | 0 | 0 | 110268.6484
58 | Smyrna | SPGE | PGE Kern | {'Semitropic': [8.1, 79586.0], 'Charca': [10.5, 63684.0], 'Goose Lake': [10.6, 84118.0], 'Olive': [12.5, 109825.0], 'Shafter': [16.1, 38962.0], 'Alpaugh': [17.0, 90153.0], 'Gates-Midway (Proposed)': [17.5, 98578.0], 'Midway': [21.7, 21974.0], 'Rio Bravo': [22.0, 25323.0], 'Vestal': [22.5, 24470.0], 'Lerdo': [22.7, 29899.0], 'Kernridge': [24.8, 22764.0], 'Arco': [26.0, 42373.0], '7th Standard': [26.5, 13302.0], 'Temblor': [26.8, 13645.0], 'Tupman': [27.2, 16511.0], 'Corcoran': [27.6, 55095.0], 'Renfro': [28.1, 12665.0], 'Waukena': [29.8, 52354.0], 'Poso Mt.': [30.0, 12440.0], 'Kern Power': [30.8, 6259.0], 'Norco': [30.9, 13013.0], 'Kern Oil': [31.0, 6641.0], 'Rosedale': [31.7, 5864.0], 'Sycamore': [31.9, 4786.0], 'Tevis': [33.1, 5321.0], 'West Park': [33.3, 5084.0], 'Bakersfield': [34.1, 3316.0], 'Elk Hills': [34.2, 9341.0], 'Caliente': [35.0, 715.0], 'Stockdale': [35.2, 4205.0], 'Columbus': [36.4, 966.0], 'Cal Water': [37.3, 738.0], 'Magunden': [38.8, 223.0], 'Springville': [39.6, 252.0], 'GWF Hanford': [39.6, 1152.0]} | 621402.6875 | 145046.6562 | 0.23342 | 476356.0312 | 0.76658 | 106900 | 0.17203 | 582951.5625 | 0.93812 | 476051.5625 | 0.76609 | 8.9932 | 187171.5781 | 0.30121 | 307101.5 | 0.49421 | 0 | 84295.0703 | 0.13565 | 0 | 0 | 198098.9062 | 0.31879 | 423303.7812 | 38180.2422 | 0.061442 | 583222.4453 | 159550.4062 | 0.25676 | 461852.2812 | 301725.5 | 0.48556 | 319677.1875 | 4743.583 | 0.0076337 | 616659.1045 | 34201.1055 | 0.055039 | 587201.582
271 | Solar SS | SPGE | PGE Kern | {'Carrizo Plains': [1.1, 40601.0], 'Caliente': [8.1, 33222.0], 'Kernridge': [18.5, 25254.0], 'Temblor': [20.5, 23489.0], 'Cholame': [26.1, 6100.0], 'Arco': [28.4, 4220.0], 'Goose Lake': [31.0, 10444.0], 'Gates-Midway (Proposed)': [32.1, 1462.0], 'San Luis Obispo': [33.5, 2909.0], 'Mesa': [34.0, 501.0], 'Midway': [34.3, 12494.0], 'Oceano': [35.2, 2228.0], 'Taft': [36.8, 1551.0], 'Cal Flats': [36.8, 1849.0], 'Templeton': [36.9, 1459.0], 'Sisquoc': [38.0, 435.0], 'Semitropic': [38.2, 1622.0]} | 426395.8438 | 41550.6992 | 0.097446 | 384845.1562 | 0.90255 | 173295.0156 | 0.40642 | 406272.4375 | 0.95281 | 232977.4219 | 0.54639 | 6.7929 | 21116.7148 | 0.049524 | 14128.9863 | 0.033136 | 0 | 149036.5312 | 0.34953 | 80283.9297 | 0.18828 | 231637.7656 | 0.54325 | 194758.0781 | 58585.7734 | 0.1374 | 367810.0703 | 111229.4531 | 0.26086 | 315166.3906 | 310670.3125 | 0.7286 | 115725.5312 | 221446.75 | 0.51935 | 204949.0938 | 10773.5596 | 0.025267 | 415622.2842
266 | Sonora | GREATER IMPERIAL | SCE Eastern | {'Arkansas': [2.7, 65392.0], 'Bannister': [7.6, 57854.0], 'El Centro': [25.8, 30239.0], 'Highline': [29.4, 21117.0], 'North Gila - IV (Proposed)': [32.9, 5262.0], 'Imperial Valley': [34.8, 7453.0], 'Red Bluff': [37.2, 0.0], 'Julian Hinds': [38.2, 0.0]} | 330183.75 | 65352.3203 | 0.19793 | 264831.4375 | 0.80207 | 51683.3789 | 0.15653 | 323668.5938 | 0.98027 | 271985.2148 | 0.82374 | 7.9167 | 63120.3086 | 0.19117 | 166167.9844 | 0.50326 | 0 | 0 | 0 | 0 | 0 | 18339.2852 | 0.055543 | 311844.4648 | 84085.6016 | 0.25466 | 246098.1484 | 102630.4766 | 0.31083 | 227553.2734 | 118040.8828 | 0.3575 | 212142.8672 | 47690.0234 | 0.14443 | 282493.7266 | 20733.834 | 0.062795 | 309449.916
187 | Springville | GREATER TEHACHAPI | SCE Northern | {'Vestal': [20.1, 63980.0], 'Rector': [21.8, 52482.0], 'Alpaugh': [30.7, 14890.0], 'Olive': [31.9, 15361.0], 'Corcoran': [34.6, 6435.0], 'Waukena': [35.8, 4601.0], 'Poso Mt.': [37.9, 4714.0], 'Smyrna': [39.6, 252.0]} | 461353.3125 | 108039.1406 | 0.23418 | 353314.1875 | 0.76582 | 134547.875 | 0.29164 | 383278.5312 | 0.83077 | 248730.6562 | 0.53913 | 11.8808 | 113066.2578 | 0.24508 | 108920.9219 | 0.23609 | 0 | 148266.5 | 0.32137 | 11348.2402 | 0.024598 | 217763.4688 | 0.47201 | 243589.8438 | 32532.8828 | 0.070516 | 428820.4297 | 57487.6328 | 0.12461 | 403865.6797 | 253051.5 | 0.5485 | 208301.8125 | 171219.7344 | 0.37112 | 290133.5781 | 15443.1553 | 0.033474 | 445910.1572
156 | Stagg | NORTHERN CALIFORNIA | PGE GBA | {'Eight Mile': [4.8, 54612.0], 'Weber': [7.7, 55528.0], 'Lockeford': [13.4, 62671.0], 'Vierra': [14.0, 34957.0], 'Bellota': [18.3, 58399.0], 'Brentwood': [18.6, 2623.0], 'Kelso': [19.3, 1228.0], 'Ripon': [19.7, 33369.0], 'Delta Pumps': [19.9, 839.0], 'Grand Island': [21.1, 13655.0], 'Rancho Seco - Bellota (Proposed)': [21.5, 50134.0], 'Midway Green Ridge Services': [22.5, 717.0], 'Lone Tree': [22.6, 2556.0], 'Tesla': [22.7, 1080.0], 'Camanche': [23.3, 40531.0], 'Contra Costa': [23.7, 2556.0], 'Birds Landing': [27.8, 2556.0], 'Riverbank': [28.6, 30808.0], 'Cayetano': [29.0, 67.0], 'Westley': [29.6, 11769.0], 'Shiloh III': [29.8, 2556.0], 'Pittsburg': [30.0, 2556.0], 'Kirker': [30.4, 2528.0], 'Clayton': [34.0, 395.0], 'Warnerville': [34.5, 16043.0], 'Peabody': [39.4, 171.0]} | 537003.75 | 69439.7188 | 0.12931 | 467564.0312 | 0.87069 | 71890.4531 | 0.13387 | 405456.9062 | 0.75504 | 333566.4531 | 0.62116 | 16.4444 | 116141.5859 | 0.21628 | 319961.6562 | 0.59583 | 0 | 18128.6094 | 0.033759 | 0 | 0 | 59115.3672 | 0.11008 | 477888.3828 | 68368.2578 | 0.12731 | 468635.4922 | 115511.9531 | 0.2151 | 421491.7969 | 161342 | 0.30045 | 375661.75 | 7655.4883 | 0.014256 | 529348.2617 | 43524.3633 | 0.08105 | 493479.3867
59 | Stockdale | SPGE | PGE Kern | {'Tevis': [3.5, 84727.0], 'West Park': [4.2, 80619.0], 'Rosedale': [4.2, 82585.0], 'Kern Power': [4.7, 82416.0], 'Bakersfield': [6.0, 75076.0], 'Renfro': [7.3, 79688.0], 'Magunden': [8.8, 65767.0], 'Kern Oil': [8.9, 68640.0], 'Columbus': [9.1, 64408.0], '7th Standard': [9.2, 65182.0], 'Sycamore': [10.3, 63958.0], 'Unknown - 3327': [11.6, 53480.0], 'Lamont': [11.7, 52982.0], 'Tupman': [11.7, 63019.0], 'Cal Water': [11.9, 59685.0], 'Grimmway-Malaga': [12.6, 42410.0], 'Lerdo': [13.5, 51772.0], 'Norco': [13.8, 46640.0], 'Rio Bravo': [13.9, 51866.0], 'Wheeler Ridge': [16.6, 45150.0], 'Midway - Wheeler Ridge (Proposed)': [17.6, 35634.0], 'Poso Mt.': [17.8, 41246.0], 'Elk Hills': [18.5, 36589.0], 'Shafter': [19.6, 37915.0], 'Midway': [22.5, 16671.0], 'Charca': [24.8, 36092.0], 'Taft': [26.5, 17168.0], 'Semitropic': [28.6, 14466.0], 'Pastoria': [29.2, 10546.0], 'Goose Lake': [34.9, 7839.0], 'Smyrna': [35.2, 4205.0], 'Temblor': [35.8, 1979.0], 'Vestal': [36.2, 8718.0], 'Kernridge': [38.9, 511.0]} | 582081.8125 | 88501.625 | 0.15204 | 493580.1875 | 0.84796 | 85898.9766 | 0.14757 | 544439.375 | 0.93533 | 458540.3984 | 0.78776 | 9.5029 | 74520.1719 | 0.12802 | 294062.7188 | 0.50519 | 0 | 92551.7031 | 0.159 | 0 | 0 | 157483.6719 | 0.27055 | 424598.1406 | 134173.125 | 0.23051 | 447908.6875 | 216191.2031 | 0.37141 | 365890.6094 | 292526.4062 | 0.50255 | 289555.4062 | 42416.8633 | 0.072871 | 539664.9492 | 23762.1523 | 0.040823 | 558319.6602
123 | Summit | NORTHERN CALIFORNIA | PGE NGBA | {'Drum 1': [21.2, 27978.0], 'Brunswick': [35.7, 6161.0]} | 294497.8125 | 71583.6641 | 0.24307 | 222914.1562 | 0.75693 | 104632.8984 | 0.35529 | 182255.7344 | 0.61887 | 77622.8359 | 0.26358 | 25.6179 | 1208.4789 | 0.0041035 | 227.9469 | 0.00077402 | 0 | 123722.3516 | 0.42011 | 61843.7383 | 0.21 | 103439.4141 | 0.35124 | 191058.3984 | 32034.6484 | 0.10878 | 262463.1641 | 63785.3281 | 0.21659 | 230712.4844 | 151698.0781 | 0.51511 | 142799.7344 | 124309.3594 | 0.42211 | 170188.4531 | 25983.9961 | 0.088232 | 268513.8164
256 | Suncrest | SAN DIEGO | SDGE Imperial | {'Suncrest - Ocotillo (Proposed)': [13.8, 21070.0], 'Miguel': [19.7, 4148.0], 'Otay Mesa': [21.0, 5840.0], 'Sycamore Canyon': [21.6, 8563.0], 'Boulevard': [26.0, 15774.0], 'Kearny': [26.2, 2113.0], 'Mission': [26.5, 1449.0], 'Bay Boulevard': [27.7, 709.0], 'Silvergate': [28.0, 946.0], 'Old Town': [29.8, 81.0], 'Penasquitos': [32.1, 0.0], 'Escondido': [33.3, 2604.0], 'East County': [34.9, 8342.0], 'Ocotillo Express': [37.6, 2842.0]} | 227820.9688 | 28489.5566 | 0.12505 | 199331.4062 | 0.87495 | 59679.5469 | 0.26196 | 172450.625 | 0.75696 | 112771.0781 | 0.495 | 12.122 | 1145.9698 | 0.0050301 | 452.9088 | 0.001988 | 0 | 21823.1133 | 0.095791 | 203870.875 | 0.89487 | 56124.9414 | 0.24636 | 171696.0273 | 73462.5859 | 0.32246 | 154358.3828 | 120782.0391 | 0.53016 | 107038.9297 | 153847.7812 | 0.6753 | 73973.1875 | 113178.9844 | 0.49679 | 114641.9844 | 9689.1777 | 0.04253 | 218131.791
306 | Suncrest - Ocotillo (Proposed) | GREATER IMPERIAL | SDGE Imperial | {'Boulevard': [13.7, 35610.0], 'Suncrest': [13.8, 21070.0], 'East County': [22.1, 28178.0], 'Ocotillo Express': [23.8, 20882.0], 'Otay Mesa': [31.1, 4006.0], 'Miguel': [32.3, 2303.0], 'Sycamore Canyon': [35.0, 1589.0], 'Bay Boulevard': [39.9, 0.0], 'Kearny': [40.0, 0.0]} | 219565.4062 | 41206.3203 | 0.18767 | 178359.0938 | 0.81233 | 63889.9688 | 0.29098 | 179135.625 | 0.81586 | 115245.6562 | 0.52488 | 10.3256 | 536.1146 | 0.0024417 | 253.8266 | 0.001156 | 0 | 35723.5312 | 0.1627 | 172998.6719 | 0.78791 | 25900.041 | 0.11796 | 193665.3652 | 53900.6328 | 0.24549 | 165664.7734 | 102065.6719 | 0.46485 | 117499.7344 | 127611.4453 | 0.5812 | 91953.9609 | 101557.2734 | 0.46254 | 118008.1328 | 7938.7217 | 0.036157 | 211626.6846
69 | Sycamore | SPGE | PGE Kern | {'Kern Oil': [1.9, 78474.0], 'Bakersfield': [4.6, 70783.0], 'Columbus': [4.7, 64979.0], 'Cal Water': [5.5, 63238.0], 'West Park': [6.1, 70853.0], 'Rosedale': [7.2, 70890.0], 'Magunden': [7.4, 62203.0], 'Poso Mt.': [7.6, 56693.0], 'Kern Power': [7.8, 70419.0], '7th Standard': [8.0, 73707.0], 'Lerdo': [9.7, 64789.0], 'Stockdale': [10.3, 63958.0], 'Renfro': [10.8, 67237.0], 'Tevis': [12.0, 61006.0], 'Unknown - 3327': [12.9, 43415.0], 'Lamont': [13.0, 43071.0], 'Rio Bravo': [15.2, 53432.0], 'Grimmway-Malaga': [15.9, 29221.0], 'Tupman': [17.2, 44224.0], 'Shafter': [18.9, 44585.0], 'Norco': [21.3, 27086.0], 'Charca': [21.7, 46245.0], 'Wheeler Ridge': [25.1, 23121.0], 'Midway': [26.3, 12791.0], 'Elk Hills': [26.8, 17344.0], 'Semitropic': [27.2, 15102.0], 'Vestal': [27.4, 24099.0], 'Midway - Wheeler Ridge (Proposed)': [27.7, 15211.0], 'Smyrna': [31.9, 4786.0], 'Goose Lake': [34.7, 5514.0], 'Taft': [35.3, 1877.0], 'Pastoria': [36.6, 4777.0], 'Olive': [40.0, 0.0]} | 554336.875 | 79498.8359 | 0.14341 | 474838.0312 | 0.85659 | 102295.8984 | 0.18454 | 518451.0938 | 0.93526 | 416155.1953 | 0.75073 | 9.5921 | 33602.2695 | 0.060617 | 217035.0312 | 0.39152 | 0 | 212392.25 | 0.38315 | 5748.8301 | 0.010371 | 256609.125 | 0.46291 | 297727.75 | 97878.3203 | 0.17657 | 456458.5547 | 169004.6406 | 0.30488 | 385332.2344 | 306250.0625 | 0.55246 | 248086.8125 | 139702.0938 | 0.25202 | 414634.7812 | 18910.1133 | 0.034113 | 535426.7617
150 | Sycamore Canyon | SAN DIEGO | SDGE Imperial | {'Kearny': [8.3, 4156.0], 'Penasquitos': [10.9, 2256.0], 'Mission': [11.1, 2944.0], 'Old Town': [14.0, 1169.0], 'Escondido': [15.2, 8225.0], 'Silvergate': [16.6, 1929.0], 'Miguel': [16.7, 3860.0], 'Palomar Airport': [20.6, 3806.0], 'Bay Boulevard': [21.6, 1468.0], 'Suncrest': [21.6, 8563.0], 'Encina': [23.3, 2031.0], 'Otay Mesa': [24.6, 3205.0], 'San Luis Rey': [26.8, 1774.0], 'Suncrest - Ocotillo (Proposed)': [35.0, 1589.0]} | 117813.4219 | 15113.6621 | 0.12828 | 102699.7578 | 0.87172 | 22719.0469 | 0.19284 | 71255.8672 | 0.60482 | 48536.8203 | 0.41198 | 21.4091 | 2214.0796 | 0.018793 | 801.6832 | 0.0068047 | 0 | 20594.5977 | 0.17481 | 88384.5625 | 0.75021 | 53122.7578 | 0.45091 | 64690.6641 | 33939.0586 | 0.28807 | 83874.3633 | 48940.8672 | 0.41541 | 68872.5547 | 79373.6016 | 0.67372 | 38439.8203 | 50940.4023 | 0.43238 | 66873.0195 | 5721.105 | 0.048561 | 112092.3169
241 | Sylmar | GREATER LA METRO | SCE Northern | {'Saugus': [9.1, 21088.0], 'Pardee': [10.4, 20708.0], 'Gould': [18.8, 4102.0], 'La Cienega': [22.1, 1984.0], 'Moorpark': [23.1, 5039.0], 'Vincent': [25.1, 10770.0], 'Goodrich': [25.9, 577.0], 'El Segundo': [27.7, 1716.0], 'Chevmain': [28.3, 1073.0], 'Antelope': [28.7, 14773.0], 'Mesa': [29.0, 234.0], 'El Nido': [29.2, 1031.0], 'Laguna Bell': [30.4, 180.0], 'La Fresa': [31.5, 571.0], 'Redondo': [32.2, 529.0], 'Rio Hondo': [32.8, 177.0], 'Center': [34.4, 180.0], 'Lighthipe': [34.7, 103.0], 'Bailey': [36.1, 406.0], 'Arcogen': [36.7, 0.0], 'Hinson': [37.1, 0.0], 'Walnut': [37.6, 0.0], 'Whirlwind': [38.4, 95.0], 'Del Amo': [39.1, 0.0], 'Santa Clara': [39.1, 0.0], 'Harborgen': [39.5, 0.0]} | 133084.0156 | 23726.7383 | 0.17828 | 109357.2812 | 0.82172 | 40388.8828 | 0.30348 | 98541.0078 | 0.74044 | 58152.125 | 0.43696 | 24.2705 | 973.7781 | 0.007317 | 3897.3772 | 0.029285 | 0 | 72432.6641 | 0.54426 | 41984.082 | 0.31547 | 64934.6953 | 0.48792 | 68149.3203 | 4856.751 | 0.036494 | 128227.2646 | 13026.3086 | 0.09788 | 120057.707 | 74343.8516 | 0.55862 | 58740.1641 | 54590.3711 | 0.41019 | 78493.6445 | 14285.3262 | 0.10734 | 118798.6895
7 | Table Mountain | NORTHERN CALIFORNIA | PGE NGBA | {'Thermalito': [2.9, 36998.0], 'Wyandotte': [7.1, 33709.0], 'Palermo': [9.7, 31010.0], 'Honcut': [16.4, 21372.0], 'Pease': [26.6, 6352.0], 'East Marysville': [27.4, 2660.0], 'Colgate': [28.8, 6786.0], 'Glenn': [30.7, 3830.0], 'Olivehurst': [32.4, 2389.0], 'Logan Creek': [33.0, 1956.0], 'Delevan': [35.8, 1526.0], 'Brunswick': [39.6, 0.0]} | 448206.8125 | 37550.0898 | 0.083778 | 410656.7188 | 0.91622 | 53048.0664 | 0.11836 | 355635.875 | 0.79346 | 302587.8086 | 0.67511 | 12.8232 | 143860.125 | 0.32097 | 93343.9844 | 0.20826 | 0 | 108792.7422 | 0.24273 | 6353.9912 | 0.014176 | 238926.75 | 0.53307 | 209280.0625 | 93115.4531 | 0.20775 | 355091.3594 | 222538.8438 | 0.49651 | 225667.9688 | 358836.625 | 0.80061 | 89370.1875 | 92104.3594 | 0.2055 | 356102.4531 | 50393.4492 | 0.11243 | 397813.3633
60 | Taft | SPGE | PGE Kern | {'Elk Hills': [8.6, 32449.0], 'Midway - Wheeler Ridge (Proposed)': [12.1, 25160.0], 'Norco': [14.2, 21085.0], 'Midway': [18.6, 17135.0], 'Tupman': [19.2, 18507.0], 'Temblor': [20.9, 14541.0], 'Tevis': [23.6, 18558.0], 'Rio Bravo': [24.5, 5691.0], 'Renfro': [25.0, 16567.0], 'Kernridge': [25.7, 14376.0], 'Stockdale': [26.5, 17168.0], 'Kern Power': [27.5, 14358.0], 'Shafter': [27.7, 1519.0], 'Rosedale': [28.3, 13474.0], '7th Standard': [28.8, 5311.0], 'Wheeler Ridge': [28.8, 17976.0], 'Caliente': [29.8, 12425.0], 'West Park': [29.9, 10170.0], 'Lerdo': [31.3, 2810.0], 'Bakersfield': [32.1, 6508.0], 'Semitropic': [32.2, 1512.0], 'Goose Lake': [32.6, 5539.0], 'Kern Oil': [33.5, 2852.0], 'Charca': [33.8, 1512.0], 'Sycamore': [35.3, 1877.0], 'Magunden': [35.3, 4053.0], 'Columbus': [35.6, 2658.0], 'Carrizo Plains': [35.8, 4581.0], 'Grimmway-Malaga': [36.0, 7600.0], 'Unknown - 3327': [36.7, 4942.0], 'Solar': [36.8, 1551.0], 'Lamont': [36.8, 4796.0], 'Cal Water': [38.3, 781.0], 'Pastoria': [38.8, 28.0]} | 329246.8438 | 47706.0625 | 0.14489 | 281540.7812 | 0.85511 | 104168.2812 | 0.31638 | 321409.125 | 0.97619 | 217240.8438 | 0.65981 | 6.1292 | 50628.6094 | 0.15377 | 103061.0781 | 0.31302 | 0 | 38528.7188 | 0.11702 | 0 | 0 | 66972.6094 | 0.20341 | 262274.2344 | 120809.3516 | 0.36693 | 208437.4922 | 203108.3125 | 0.61689 | 126138.5312 | 222539.7031 | 0.67591 | 106707.1406 | 43956.3086 | 0.13351 | 285290.5352 | 15135.7578 | 0.045971 | 314111.0859
151 | Talega | GREATER LA METRO | SDGE Imperial | {'San Onofre': [5.8, 5173.0], 'Capistrano': [6.8, 2351.0], 'Margarita': [7.4, 5292.0], 'Trabuco': [9.6, 2347.0], 'Viejo': [15.3, 2810.0], 'Santiago': [18.5, 2199.0], 'San Luis Rey': [21.6, 1424.0], 'Lee Lake (Proposed)': [21.6, 5156.0], 'Johanna': [24.2, 957.0], 'Encina': [25.7, 11.0], 'Ellis': [26.8, 462.0], 'Huntington Beach': [27.0, 459.0], 'Palomar Airport': [28.1, 11.0], 'Serrano': [28.8, 480.0], 'Villa Park': [29.2, 472.0], 'Lewis': [31.0, 454.0], 'Valley': [31.1, 4488.0], 'Barre': [34.1, 445.0], 'Escondido': [34.7, 11.0], 'Alamitos': [37.2, 0.0], 'Chino': [38.1, 3.0], 'Mira Loma': [38.2, 0.0], 'Olinda': [39.5, 19.0]} | 64253.3945 | 6693.8657 | 0.10418 | 57559.5273 | 0.89582 | 7121.9277 | 0.11084 | 32131.7578 | 0.50008 | 25009.8301 | 0.38924 | 30.8571 | 7405.4473 | 0.11525 | 348.6945 | 0.0054269 | 0 | 12821.04 | 0.19954 | 45391.8555 | 0.70645 | 32920.6094 | 0.51236 | 31332.7852 | 28650.0059 | 0.44589 | 35603.3887 | 32968.6211 | 0.5131 | 31284.7734 | 55177.4414 | 0.85875 | 9075.9531 | 20983.0957 | 0.32657 | 43270.2988 | 4592.1899 | 0.07147 | 59661.2046
61 | Temblor | SPGE | PGE Kern | {'Kernridge': [4.8, 58036.0], 'Caliente': [12.5, 44092.0], 'Midway': [13.8, 41837.0], 'Goose Lake': [16.5, 39356.0], 'Carrizo Plains': [19.4, 30139.0], 'Solar': [20.5, 23489.0], 'Taft': [20.9, 14541.0], 'Semitropic': [20.9, 20389.0], 'Elk Hills': [21.0, 19573.0], 'Norco': [22.8, 12012.0], 'Shafter': [23.2, 14572.0], 'Tupman': [24.1, 12216.0], 'Rio Bravo': [24.9, 14052.0], 'Charca': [26.0, 14111.0], 'Smyrna': [26.8, 13645.0], 'Gates-Midway (Proposed)': [27.5, 10103.0], 'Arco': [29.7, 8756.0], 'Renfro': [30.0, 8244.0], 'Midway - Wheeler Ridge (Proposed)': [30.1, 861.0], 'Lerdo': [31.7, 9194.0], '7th Standard': [32.1, 6839.0], 'Tevis': [32.3, 3674.0], 'Kern Power': [33.8, 3796.0], 'Rosedale': [34.9, 3575.0], 'Stockdale': [35.8, 1979.0], 'West Park': [37.0, 1612.0], 'Olive': [38.3, 859.0], 'Kern Oil': [38.3, 1275.0], 'Bakersfield': [39.0, 73.0]} | 445250.0938 | 60076.543 | 0.13493 | 385173.5625 | 0.86507 | 97624.1172 | 0.21926 | 418537.1875 | 0.94 | 320913.0703 | 0.72075 | 8.787 | 45418.5547 | 0.10201 | 123377.5859 | 0.2771 | 0 | 63016.7188 | 0.14153 | 0 | 0 | 182791.9219 | 0.41054 | 262458.1719 | 77430.5156 | 0.1739 | 367819.5781 | 201371.4219 | 0.45227 | 243878.6719 | 320030.4062 | 0.71877 | 125219.6875 | 76948.3594 | 0.17282 | 368301.7344 | 19267.0078 | 0.043272 | 425983.0859
163 | Templeton | SPGE | PGE Kern | {'Morro Bay': [15.9, 38507.0], 'San Luis Obispo': [20.4, 31070.0], 'Cholame': [21.4, 80886.0], 'Diablo Canyon': [25.2, 2115.0], 'Cal Flats': [29.6, 38150.0], 'Oceano': [31.8, 1319.0], 'Solar': [36.9, 1459.0], 'Carrizo Plains': [38.0, 1065.0], 'Mesa': [39.8, 0.0]} | 495655.8438 | 122481.0078 | 0.24711 | 373174.8438 | 0.75289 | 105675.9453 | 0.2132 | 439587.0938 | 0.88688 | 333911.1484 | 0.67368 | 10.9451 | 56785.4297 | 0.11457 | 29122.0469 | 0.058755 | 0 | 296389.0312 | 0.59797 | 46511.5703 | 0.093838 | 134519.5625 | 0.2714 | 361136.2812 | 75947.9141 | 0.15323 | 419707.9297 | 142505.25 | 0.28751 | 353150.5938 | 225533.3594 | 0.45502 | 270122.4844 | 202495.3438 | 0.40854 | 293160.5 | 17871.7344 | 0.036057 | 477784.1094
3 | Tesla | NORTHERN CALIFORNIA | PGE GBA | {'Midway Green Ridge Services': [1.6, 8298.0], 'Kelso': [6.2, 7383.0], 'Delta Pumps': [6.8, 7084.0], 'Cayetano': [11.4, 6355.0], 'Brentwood': [15.5, 4449.0], 'Vierra': [17.0, 4135.0], 'Lone Tree': [19.3, 2747.0], 'Westley': [21.7, 4067.0], 'Stagg': [22.7, 1080.0], 'Weber': [22.8, 2182.0], 'Contra Costa': [23.1, 2601.0], 'Ripon': [23.1, 4132.0], 'Eight Mile': [26.0, 239.0], 'Clayton': [27.3, 2747.0], 'Newark': [27.3, 2778.0], 'Los Esteros': [28.2, 1905.0], 'Kirker': [28.3, 1753.0], 'Pittsburg': [28.8, 1753.0], 'Eastshore': [30.8, 2892.0], 'Scott': [31.5, 1905.0], 'Birds Landing': [31.9, 1256.0], 'Crow Creek': [33.1, 730.0], 'Fink (Proposed)': [33.2, 727.0], 'Metcalf 1': [35.1, 15.0], 'Shiloh III': [35.1, 1256.0], 'Metcalf Energy Center': [35.4, 15.0], 'Lockeford': [35.6, 236.0], 'Grand Island': [35.9, 0.0], 'Riverbank': [36.1, 902.0], 'Martinez': [36.6, 951.0], 'Bellota': [36.7, 239.0], 'Hicks': [37.9, 0.0]} | 426208.4375 | 8779.7695 | 0.0206 | 417428.6562 | 0.9794 | 132503.0938 | 0.31089 | 380265.0312 | 0.8922 | 247761.9375 | 0.58132 | 13.4242 | 23590.0645 | 0.055349 | 159321.25 | 0.37381 | 0 | 175398.0938 | 0.41153 | 45393.7773 | 0.10651 | 225915.1719 | 0.53006 | 200293.2656 | 144965.4219 | 0.34013 | 281243.0156 | 157961.9531 | 0.37062 | 268246.4844 | 268352.4062 | 0.62963 | 157856.0312 | 129689.6797 | 0.30429 | 296518.7578 | 23046.8203 | 0.054074 | 403161.6172
244 | Tevis | SPGE | PGE Kern | {'Stockdale': [3.5, 84727.0], 'Kern Power': [4.5, 82145.0], 'Rosedale': [4.9, 81606.0], 'Renfro': [5.1, 79622.0], 'West Park': [6.3, 77447.0], '7th Standard': [8.3, 65116.0], 'Tupman': [8.3, 65923.0], 'Bakersfield': [8.4, 71524.0], 'Kern Oil': [10.3, 66214.0], 'Norco': [10.4, 49599.0], 'Rio Bravo': [11.3, 51858.0], 'Columbus': [12.0, 60796.0], 'Sycamore': [12.0, 61006.0], 'Magunden': [12.0, 62082.0], 'Lerdo': [12.5, 51706.0], 'Cal Water': [14.7, 56088.0], 'Unknown - 3327': [15.1, 51805.0], 'Lamont': [15.2, 51333.0], 'Elk Hills': [15.4, 39390.0], 'Midway - Wheeler Ridge (Proposed)': [15.8, 36392.0], 'Grimmway-Malaga': [15.9, 40919.0], 'Shafter': [17.1, 39027.0], 'Wheeler Ridge': [18.1, 44556.0], 'Midway': [19.1, 18832.0], 'Poso Mt.': [19.2, 39017.0], 'Charca': [22.8, 37046.0], 'Taft': [23.6, 18558.0], 'Semitropic': [26.1, 16694.0], 'Pastoria': [31.1, 9903.0], 'Goose Lake': [32.0, 9999.0], 'Temblor': [32.3, 3674.0], 'Smyrna': [33.1, 5321.0], 'Kernridge': [35.5, 1787.0], 'Vestal': [36.1, 6522.0]} | 578284.9375 | 87772.2656 | 0.15178 | 490512.6875 | 0.84822 | 84126.6484 | 0.14548 | 539052.875 | 0.93216 | 454926.2266 | 0.78668 | 9.8252 | 81443.0547 | 0.14084 | 303389.7812 | 0.52464 | 0 | 68108.2891 | 0.11778 | 0 | 0 | 125635.1797 | 0.21725 | 452649.7578 | 122213.9453 | 0.21134 | 456070.9922 | 225410.7344 | 0.38979 | 352874.2031 | 286023.0938 | 0.49461 | 292261.8438 | 17119.6641 | 0.029604 | 561165.2734 | 24737.8711 | 0.042778 | 553547.0664
209 | Thermalito | NORTHERN CALIFORNIA | PGE NGBA | {'Table Mt.': [2.9, 36998.0], 'Wyandotte': [5.1, 36014.0], 'Palermo': [7.4, 33317.0], 'Honcut': [13.5, 26184.0], 'Pease': [23.8, 10134.0], 'East Marysville': [24.5, 4915.0], 'Colgate': [26.8, 7765.0], 'Olivehurst': [29.5, 4645.0], 'Glenn': [32.7, 3673.0], 'Logan Creek': [33.7, 2301.0], 'Delevan': [35.5, 4325.0], 'Brunswick': [37.5, 546.0]} | 475802.4062 | 42088.5312 | 0.088458 | 433713.875 | 0.91154 | 47328.6641 | 0.099471 | 372035.6562 | 0.78191 | 324706.9922 | 0.68244 | 13.2547 | 158869.7188 | 0.3339 | 99440.6094 | 0.209 | 0 | 121022.9062 | 0.25436 | 8586.1836 | 0.018046 | 268742.0312 | 0.56482 | 207060.375 | 88083.6797 | 0.18513 | 387718.7266 | 214495.1094 | 0.45081 | 261307.2969 | 381158.6562 | 0.80109 | 94643.75 | 88898.625 | 0.18684 | 386903.7812 | 51895.0195 | 0.10907 | 423907.3867
138 | Tortilla | GREATER KRAMER | SCE NOL | {'Cool Water': [10.0, 11754.0], 'Calcite': [24.5, 3577.0], 'Roadway': [29.4, 5997.0], 'Kramer': [30.3, 2344.0], 'Victor': [32.0, 5797.0], 'Pisgah': [37.1, 4289.0], 'Lugo - Pisgah (Proposed)': [39.2, 0.0], 'Lugo': [39.3, 723.0]} | 142497.2812 | 20481.7012 | 0.14373 | 122015.5781 | 0.85627 | 12184.9072 | 0.08551 | 84736.5469 | 0.59465 | 72551.6396 | 0.50914 | 24.5 | 639.2505 | 0.0044861 | 91.8325 | 0.00064445 | 0 | 0 | 0 | 0 | 0 | 84530.3125 | 0.59321 | 57966.9688 | 61818.7539 | 0.43382 | 80678.5273 | 28790.2324 | 0.20204 | 113707.0488 | 108476.625 | 0.76125 | 34020.6562 | 62824.8711 | 0.44088 | 79672.4102 | 5033.3418 | 0.035322 | 137463.9395
121 | Trabuco | GREATER LA METRO | SDGE Imperial | {'Margarita': [2.8, 2728.0], 'Capistrano': [3.5, 2715.0], 'Viejo': [7.4, 2721.0], 'Santiago': [8.9, 2579.0], 'Talega': [9.6, 2347.0], 'Johanna': [14.6, 1329.0], 'San Onofre': [15.0, 1765.0], 'Ellis': [17.7, 830.0], 'Lee Lake (Proposed)': [18.2, 2552.0], 'Huntington Beach': [18.5, 827.0], 'Serrano': [19.5, 860.0], 'Villa Park': [19.7, 844.0], 'Lewis': [21.4, 826.0], 'Barre': [24.6, 813.0], 'Alamitos': [28.2, 67.0], 'Chino': [30.0, 335.0], 'Olinda': [30.0, 348.0], 'San Luis Rey': [31.2, 9.0], 'Del Amo': [31.3, 28.0], 'Mira Loma': [31.3, 155.0], 'Valley': [32.2, 148.0], 'Walnut': [34.6, 124.0], 'Long Beach': [34.7, 0.0], 'Harborgen': [35.2, 0.0], 'Encina': [35.3, 0.0], 'Center': [35.4, 0.0], 'Hinson': [36.2, 0.0], 'Lighthipe': [36.2, 0.0], 'Rancho Vista': [37.1, 3.0], 'Arcogen': [37.2, 0.0], 'Etiwanda': [37.2, 3.0], 'Palomar Airport': [37.6, 0.0], 'Padua': [38.5, 0.0], 'Vista': [38.8, 0.0], 'Laguna Bell': [39.4, 0.0]} | 48879.5586 | 2713.1172 | 0.055506 | 46166.4414 | 0.94449 | 9704.7412 | 0.19854 | 34158.4531 | 0.69883 | 24453.7119 | 0.50029 | 46 | 228.0486 | 0.0046655 | 39.7159 | 0.00081253 | 0 | 7303.7183 | 0.14942 | 33708.0039 | 0.68961 | 22477.1113 | 0.45985 | 26402.4473 | 22933.9707 | 0.46919 | 25945.5879 | 29197.7969 | 0.59734 | 19681.7617 | 42676.3828 | 0.87309 | 6203.1758 | 25339.4395 | 0.51841 | 23540.1191 | 3914.3928 | 0.080082 | 44965.1658
277 | Tranquility | SPGE | PGE Fresno | {'Cheney': [7.6, 135306.0], 'Mendota': [9.5, 144506.0], 'Panoche': [10.7, 121382.0], 'Cantua': [11.6, 144580.0], 'Helm': [12.7, 168560.0], 'Excelsior': [16.3, 127806.0], 'Newhall': [19.6, 117265.0], 'Schindler': [19.7, 113479.0], 'Mc Mullin': [23.1, 104721.0], 'Oro Loma': [24.8, 60586.0], 'Kearney (New)': [30.1, 26798.0], 'Dairyland': [32.5, 25728.0], 'Gregg': [32.6, 22764.0], 'Borden': [32.7, 16131.0], 'West Fresno': [33.7, 16607.0], 'Gates': [34.7, 19712.0], 'Mustang': [36.6, 20534.0], 'California Ave': [36.7, 10139.0], 'Henrietta': [36.8, 18914.0], 'Malaga': [38.3, 3768.0], 'Leprino': [40.0, 11.0]} | 615014.9375 | 210075.1875 | 0.34158 | 404939.75 | 0.65842 | 139896.0625 | 0.22747 | 601059.25 | 0.97731 | 461163.1875 | 0.74984 | 6.4755 | 283601.9375 | 0.46113 | 207621.9219 | 0.33759 | 0 | 76072.6719 | 0.12369 | 1989.7631 | 0.0032353 | 204411.375 | 0.33237 | 410603.5625 | 58691.7617 | 0.095431 | 556323.1758 | 101001.375 | 0.16423 | 514013.5625 | 255759.9062 | 0.41586 | 359255.0312 | 60077.125 | 0.097684 | 554937.8125 | 15481.3994 | 0.025172 | 599533.5381
279 | Trout Canyon (fka Crazy Eyes) | SNV ELDORADO DESERT | SCE EOP | {'Gamebird': [9.1, 31676.0], 'Sandy Valley': [9.4, 17275.0], 'Pahrump': [13.6, 30506.0], 'Vista 2': [20.7, 27232.0], 'Desert View': [28.7, 1.0], 'Innovation': [35.1, 2044.0], 'Primm': [39.0, 0.0]} | 118147.7266 | 34759.2461 | 0.2942 | 83388.4844 | 0.7058 | 18590.3652 | 0.15735 | 23775.6484 | 0.20124 | 5185.2832 | 0.043888 | 71.15 | 269.9191 | 0.0022846 | 0 | 0 | 0 | 5.2318 | 4.4282e-05 | 0 | 0 | 3106.7661 | 0.026296 | 115040.9604 | 50.1117 | 0.00042414 | 118097.6149 | 21302.4512 | 0.1803 | 96845.2754 | 22902.4609 | 0.19385 | 95245.2656 | 16565.0918 | 0.14021 | 101582.6348 | 95.3801 | 0.00080729 | 118052.3465
110 | Tulucay | NORTHERN CALIFORNIA | PGE NGBA | {'Carquinez': [10.9, 20777.0], 'Peabody': [16.3, 12422.0], 'Lakeville': [17.0, 13087.0], 'Martinez': [18.1, 12165.0], 'Ignacio': [18.9, 11936.0], 'Vaca-Dixon & Gc Yard': [21.6, 8213.0], 'Penngrove': [22.9, 10695.0], 'Shiloh III': [23.5, 7973.0], 'Putah Creek': [24.1, 8801.0], 'Pittsburg': [24.9, 7496.0], 'Kirker': [25.2, 7641.0], 'Birds Landing': [25.3, 6176.0], 'Bellevue': [25.8, 7244.0], 'Clayton': [26.5, 7562.0], 'Contra Costa': [31.5, 1009.0], 'Fulton': [31.8, 3251.0], 'Madison': [33.4, 3143.0], 'Lone Tree': [34.6, 89.0], 'Davis': [35.5, 2251.0], 'Grand Island': [36.8, 0.0], 'Martin': [38.4, 0.0], 'Brentwood': [39.4, 0.0]} | 249689.3125 | 28181.6504 | 0.11287 | 221507.6562 | 0.88713 | 19572.207 | 0.078386 | 185017.5625 | 0.74099 | 165445.3555 | 0.6626 | 24.7893 | 25103.1094 | 0.10054 | 31937.2402 | 0.12791 | 0 | 97394.8047 | 0.39006 | 0 | 0 | 153868.5938 | 0.61624 | 95820.7188 | 46767.9023 | 0.1873 | 202921.4102 | 92204.75 | 0.36928 | 157484.5625 | 200258.6562 | 0.80203 | 49430.6562 | 79123.2656 | 0.31689 | 170566.0469 | 25594.2715 | 0.1025 | 224095.041
62 | Tupman | SPGE | PGE Kern | {'Norco': [5.2, 56453.0], 'Rio Bravo': [6.1, 57833.0], 'Renfro': [6.4, 70618.0], 'Tevis': [8.3, 65923.0], '7th Standard': [9.8, 56821.0], 'Kern Power': [9.9, 62282.0], 'Elk Hills': [10.7, 43976.0], 'Midway': [10.8, 30145.0], 'Rosedale': [11.0, 61145.0], 'Shafter': [11.3, 45931.0], 'Stockdale': [11.7, 63019.0], 'Lerdo': [12.1, 51789.0], 'West Park': [13.1, 56678.0], 'Bakersfield': [15.2, 50794.0], 'Kern Oil': [15.3, 48225.0], 'Midway - Wheeler Ridge (Proposed)': [16.0, 30061.0], 'Sycamore': [17.2, 44224.0], 'Charca': [17.8, 45070.0], 'Columbus': [18.9, 40279.0], 'Taft': [19.2, 18507.0], 'Semitropic': [19.4, 27905.0], 'Magunden': [19.7, 41151.0], 'Cal Water': [21.4, 35842.0], 'Poso Mt.': [22.6, 27209.0], 'Unknown - 3327': [23.3, 33107.0], 'Lamont': [23.4, 32663.0], 'Temblor': [24.1, 12216.0], 'Grimmway-Malaga': [24.3, 24456.0], 'Goose Lake': [24.4, 21244.0], 'Wheeler Ridge': [24.8, 31585.0], 'Kernridge': [27.1, 11009.0], 'Smyrna': [27.2, 16511.0], 'Vestal': [35.2, 3906.0], 'Caliente': [36.5, 0.0], 'Pastoria': [37.7, 1114.0], 'Olive': [38.8, 5.0]} | 531261.9375 | 77316.6094 | 0.14553 | 453945.3125 | 0.85447 | 98480.8906 | 0.18537 | 495767.625 | 0.93319 | 397286.7344 | 0.74782 | 9.9667 | 90101.9688 | 0.1696 | 278809.2188 | 0.52481 | 0 | 35601.2031 | 0.067013 | 0 | 0 | 119656.5859 | 0.22523 | 411605.3516 | 114942.6719 | 0.21636 | 416319.2656 | 241173.8281 | 0.45396 | 290088.1094 | 293573.625 | 0.5526 | 237688.3125 | 4662.0889 | 0.0087755 | 526599.8486 | 26180.1348 | 0.049279 | 505081.8027
104 | Ukiah | NORTHERN CALIFORNIA | PGE NGBA | {'Calpella': [3.7, 62360.0], 'Mendocino': [7.4, 54840.0], 'Hopland': [13.2, 30214.0], 'Cloverdale': [25.8, 10913.0], 'Eagle Rock': [29.9, 8900.0], 'Geysers Tap 1': [35.7, 1926.0]} | 355122.75 | 67543.1172 | 0.1902 | 287579.625 | 0.8098 | 21119.1758 | 0.05947 | 308439.1562 | 0.86854 | 287319.9805 | 0.80907 | 9.835 | 10099.7891 | 0.02844 | 17387.1211 | 0.048961 | 0 | 139817.9844 | 0.39372 | 52901.5312 | 0.14897 | 130537.2578 | 0.36758 | 224585.4922 | 86737.5938 | 0.24425 | 268385.1562 | 155111.8594 | 0.43678 | 200010.8906 | 234067.1719 | 0.65912 | 121055.5781 | 145334.4531 | 0.40925 | 209788.2969 | 6280.6968 | 0.017686 | 348842.0532
189 | UltraPower Chinese Station | NORTHERN CALIFORNIA | PGE GBA | {'Peoria': [2.3, 16000.0], 'New Melones': [5.7, 14832.0], 'Curtis': [11.1, 11563.0], 'Warnerville': [19.9, 5221.0], 'Riverbank': [24.6, 4894.0], 'Bellota': [30.8, 725.0], 'Rancho Seco - Bellota (Proposed)': [33.4, 0.0], 'Donnells-Curtis': [35.3, 0.0], 'Ripon': [37.4, 1307.0], 'Camanche': [37.8, 0.0]} | 381155.4375 | 16762.7891 | 0.043979 | 364392.6562 | 0.95602 | 104254.0391 | 0.27352 | 336464.375 | 0.88275 | 232210.3359 | 0.60923 | 10.9885 | 45451.1289 | 0.11925 | 17243.8105 | 0.045241 | 0 | 273458.4688 | 0.71745 | 31439.1719 | 0.082484 | 278316.75 | 0.73019 | 102838.6875 | 110925.1953 | 0.29102 | 270230.2422 | 161027.5156 | 0.42247 | 220127.9219 | 331660.3438 | 0.87014 | 49495.0938 | 205998.4844 | 0.54046 | 175156.9531 | 33266.7578 | 0.087279 | 347888.6797
174 | Vaca Dixon | NORTHERN CALIFORNIA | PGE NGBA | {'Peabody': [8.4, 41506.0], 'Putah Creek': [9.3, 29488.0], 'Davis': [14.2, 23980.0], 'Shiloh III': [16.5, 33283.0], 'Madison': [18.8, 21069.0], 'Birds Landing': [19.7, 26962.0], 'Woodland': [21.0, 16170.0], 'Grand Island': [21.4, 24933.0], 'Tulucay': [21.6, 8213.0], 'Pittsburg': [25.2, 19811.0], 'Kirker': [26.3, 19525.0], 'Carquinez': [27.9, 4794.0], 'Martinez': [28.7, 7234.0], 'Contra Costa': [28.7, 18953.0], 'Clayton': [31.7, 11285.0], 'Lone Tree': [32.6, 18946.0], 'Brentwood': [35.8, 13528.0], 'Lakeville': [37.3, 1119.0], 'Eight Mile': [37.8, 7.0]} | 436293.875 | 48890.1602 | 0.11206 | 387403.7188 | 0.88794 | 43858.3594 | 0.10052 | 393934.4375 | 0.90291 | 350076.0781 | 0.80239 | 9.4937 | 79376.1484 | 0.18193 | 191591.4531 | 0.43913 | 0 | 159090.2031 | 0.36464 | 0 | 0 | 147288.7031 | 0.33759 | 289005.1719 | 61942.6055 | 0.14197 | 374351.2695 | 89172.1953 | 0.20439 | 347121.6797 | 216123.8594 | 0.49536 | 220170.0156 | 63346.2852 | 0.14519 | 372947.5898 | 40421.0117 | 0.092646 | 395872.8633
128 | Valley | RIVERSIDE | SCE Eastern | {'El Casco': [16.3, 17765.0], 'Lee Lake (Proposed)': [16.9, 12198.0], 'Vista': [22.8, 6189.0], 'San Bernardino': [23.9, 5173.0], 'Viejo': [28.5, 3739.0], 'Mira Loma': [29.9, 2109.0], 'Margarita': [30.2, 3117.0], 'Talega': [31.1, 4488.0], 'Etiwanda': [32.1, 16.0], 'Trabuco': [32.2, 148.0], 'Rancho Vista': [32.4, 16.0], 'Capistrano': [33.3, 143.0], 'San Onofre': [34.3, 3397.0], 'Chino': [34.9, 3.0], 'Santiago': [35.6, 12.0], 'Devers': [36.0, 2861.0], 'Serrano': [37.0, 12.0], 'San Luis Rey': [37.8, 2377.0], 'Padua': [38.2, 0.0], 'Villa Park': [39.4, 0.0]} | 218434.625 | 53617.5742 | 0.24546 | 164817.0469 | 0.75454 | 11504.2412 | 0.052667 | 94453.7578 | 0.43241 | 82949.5166 | 0.37975 | 27.0537 | 24329.9414 | 0.11138 | 6411.6909 | 0.029353 | 0 | 134808.5781 | 0.61716 | 57892.2422 | 0.26503 | 54586.0742 | 0.2499 | 163848.5508 | 82133.1328 | 0.37601 | 136301.4922 | 123258.5078 | 0.56428 | 95176.1172 | 148562.3906 | 0.68012 | 69872.2344 | 52067.0977 | 0.23836 | 166367.5273 | 11810.4453 | 0.054069 | 206624.1797
292 | Valley (VEA) | SNV ELDORADO DESERT | SCE EOP | {'Lathrop': [11.3, 128039.0], 'Beatty': [29.5, 23932.0], 'Innovation': [30.2, 2036.0], 'Vista 2': [30.7, 113.0], 'Pahrump': [37.4, 18.0]} | 219800.7656 | 132652.9531 | 0.60351 | 87147.8125 | 0.39649 | 2986.4988 | 0.013587 | 3105.0837 | 0.014127 | 118.585 | 0.00053951 | 1.2417 | 0 | 0 | 0 | 0 | 0 | 0 | 0 | 0 | 0 | 0 | 0 | 219800.7656 | 0 | 0 | 219800.7656 | 245.4427 | 0.0011167 | 219555.323 | 245.4427 | 0.0011167 | 219555.323 | 3118.6245 | 0.014188 | 216682.1411 | 47.9779 | 0.00021828 | 219752.7878
188 | Vestal | GREATER TEHACHAPI | SCE Northern | {'Springville': [20.1, 63980.0], 'Olive': [20.6, 38037.0], 'Poso Mt.': [20.8, 59810.0], 'Charca': [21.0, 46815.0], 'Smyrna': [22.5, 24470.0], 'Alpaugh': [22.5, 26124.0], 'Lerdo': [23.9, 41204.0], 'Semitropic': [25.9, 17089.0], 'Shafter': [26.1, 27669.0], 'Sycamore': [27.4, 24099.0], 'Kern Oil': [27.9, 23225.0], '7th Standard': [27.9, 23276.0], 'Rio Bravo': [29.3, 16956.0], 'Cal Water': [30.8, 16502.0], 'Renfro': [31.7, 15271.0], 'Columbus': [31.7, 15371.0], 'Bakersfield': [31.7, 15564.0], 'Kern Power': [31.9, 15787.0], 'Rosedale': [32.1, 15583.0], 'Corcoran': [32.2, 5433.0], 'Goose Lake': [32.4, 6516.0], 'West Park': [32.4, 15457.0], 'Rector': [33.2, 9826.0], 'Waukena': [34.3, 3718.0], 'Magunden': [34.4, 14041.0], 'Tupman': [35.2, 3906.0], 'Tevis': [36.1, 6522.0], 'Stockdale': [36.2, 8718.0], 'Midway': [36.6, 0.0], 'Gates-Midway (Proposed)': [38.0, 650.0], 'Unknown - 3327': [39.6, 409.0], 'Lamont': [39.7, 357.0]} | 642360.5 | 135958.4375 | 0.21165 | 506402.0625 | 0.78835 | 123422.7891 | 0.19214 | 590838.75 | 0.91979 | 467415.9609 | 0.72765 | 9.1956 | 120760.1797 | 0.18799 | 257622.625 | 0.40106 | 0 | 235792.0469 | 0.36707 | 273.545 | 0.00042584 | 278732.4062 | 0.43392 | 363628.0938 | 54795.0664 | 0.085303 | 587565.4336 | 115260.7734 | 0.17943 | 527099.7266 | 334146.1875 | 0.52018 | 308214.3125 | 154879.8438 | 0.24111 | 487480.6562 | 14069.1895 | 0.021902 | 628291.3105
139 | Victor | GREATER KRAMER | SCE NOL | {'Roadway': [5.1, 62469.0], 'Lugo': [9.6, 47894.0], 'Calcite': [26.9, 12607.0], 'Etiwanda': [29.7, 83.0], 'Rancho Vista': [29.9, 83.0], 'Padua': [30.2, 83.0], 'San Bernardino': [30.5, 375.0], 'Tortilla': [32.0, 5797.0], 'Vista': [32.2, 251.0], 'Kramer': [34.5, 808.0], 'Mira Loma': [35.7, 0.0], 'Chino': [38.7, 0.0], 'Cool Water': [39.2, 0.0]} | 284985.5 | 63069.1016 | 0.22131 | 221916.4062 | 0.77869 | 15298.4756 | 0.053682 | 86565.4922 | 0.30375 | 71267.0166 | 0.25007 | 37.5 | 131.2273 | 0.00046047 | 1746.3059 | 0.0061277 | 0 | 36605.9492 | 0.12845 | 14224.2412 | 0.049912 | 131661.1562 | 0.46199 | 153324.3438 | 137232.875 | 0.48154 | 147752.625 | 73284.1172 | 0.25715 | 211701.3828 | 202185.2812 | 0.70946 | 82800.2188 | 64987.7422 | 0.22804 | 219997.7578 | 4520.8862 | 0.015864 | 280464.6138
250 | Viejo | GREATER LA METRO | SCE Metro | {'Santiago': [7.2, 2945.0], 'Trabuco': [7.4, 2721.0], 'Margarita': [8.1, 3214.0], 'Capistrano': [10.7, 2711.0], 'Johanna': [12.5, 1729.0], 'Lee Lake (Proposed)': [12.5, 6554.0], 'Serrano': [14.0, 1618.0], 'Villa Park': [15.1, 1599.0], 'Talega': [15.3, 2810.0], 'Ellis': [17.4, 831.0], 'Lewis': [17.7, 1537.0], 'Huntington Beach': [19.4, 827.0], 'San Onofre': [21.1, 1944.0], 'Barre': [21.9, 1157.0], 'Chino': [22.9, 1093.0], 'Mira Loma': [23.9, 2098.0], 'Olinda': [25.1, 1059.0], 'Alamitos': [27.2, 67.0], 'Valley': [28.5, 3739.0], 'Del Amo': [29.0, 29.0], 'Walnut': [29.4, 751.0], 'Rancho Vista': [29.7, 761.0], 'Etiwanda': [29.8, 761.0], 'Padua': [31.2, 712.0], 'Vista': [31.8, 2260.0], 'Center': [32.2, 1.0], 'Lighthipe': [34.0, 0.0], 'Long Beach': [34.3, 0.0], 'Harborgen': [34.6, 0.0], 'Hinson': [35.0, 0.0], 'Rio Hondo': [35.9, 344.0], 'Laguna Bell': [36.0, 1.0], 'Arcogen': [36.1, 0.0], 'San Luis Rey': [36.1, 2.0], 'San Bernardino': [36.7, 0.0], 'Mesa': [37.1, 1.0], 'El Casco': [38.5, 43.0]} | 65360.5625 | 7043.811 | 0.10777 | 58316.75 | 0.89223 | 9147.1982 | 0.13995 | 38649.8125 | 0.59133 | 29502.6143 | 0.45138 | 35.878 | 926.2432 | 0.014171 | 449.1003 | 0.0068711 | 0 | 22915.9863 | 0.35061 | 31912.6465 | 0.48826 | 22804.7578 | 0.34891 | 42555.8047 | 28436.6895 | 0.43507 | 36923.873 | 37413.2109 | 0.57241 | 27947.3516 | 53330.7422 | 0.81595 | 12029.8203 | 26669.3184 | 0.40803 | 38691.2441 | 5456.2236 | 0.083479 | 59904.3389
227 | Vierra | NORTHERN CALIFORNIA | PGE GBA | {'Ripon': [7.6, 45128.0], 'Weber': [8.6, 43677.0], 'Stagg': [14.0, 34957.0], 'Westley': [15.5, 17592.0], 'Tesla': [17.0, 4135.0], 'Midway Green Ridge Services': [17.8, 3647.0], 'Kelso': [18.0, 2962.0], 'Delta Pumps': [18.9, 2447.0], 'Eight Mile': [18.9, 20255.0], 'Riverbank': [20.1, 39573.0], 'Bellota': [20.7, 41002.0], 'Lockeford': [22.9, 32067.0], 'Brentwood': [23.5, 1703.0], 'Warnerville': [26.1, 24616.0], 'Cayetano': [27.5, 1703.0], 'Rancho Seco - Bellota (Proposed)': [27.7, 23681.0], 'Lone Tree': [28.4, 0.0], 'Crow Creek': [30.2, 1257.0], 'Fink (Proposed)': [30.5, 1187.0], 'Contra Costa': [31.1, 0.0], 'Camanche': [31.8, 9249.0], 'Grand Island': [34.6, 835.0], 'Kirker': [37.8, 0.0], 'Pittsburg': [37.8, 0.0], 'Birds Landing': [37.8, 0.0], 'Miller': [38.6, 27.0], 'Clayton': [39.3, 0.0]} | 523247.8438 | 46897.6602 | 0.089628 | 476350.1875 | 0.91037 | 78193.4922 | 0.14944 | 414982.5625 | 0.79309 | 336789.0703 | 0.64365 | 15.7952 | 88943.1016 | 0.16998 | 310312.2188 | 0.59305 | 0 | 88892.6016 | 0.16989 | 4223.8154 | 0.0080723 | 204930.1094 | 0.39165 | 318317.7344 | 87342.1719 | 0.16692 | 435905.6719 | 103582.0156 | 0.19796 | 419665.8281 | 241947.9062 | 0.4624 | 281299.9375 | 44468.625 | 0.084986 | 478779.2188 | 23328.1602 | 0.044583 | 499919.6836
119 | Villa Park | GREATER LA METRO | SCE Metro | {'Serrano': [2.7, 5790.0], 'Lewis': [3.7, 2994.0], 'Johanna': [7.1, 2257.0], 'Barre': [8.5, 2170.0], 'Olinda': [10.3, 5060.0], 'Ellis': [10.9, 905.0], 'Santiago': [11.1, 1817.0], 'Huntington Beach': [14.3, 826.0], 'Walnut': [14.9, 4157.0], 'Viejo': [15.1, 1599.0], 'Del Amo': [15.3, 220.0], 'Chino': [15.5, 5280.0], 'Alamitos': [15.6, 145.0], 'Center': [17.4, 509.0], 'Trabuco': [19.7, 844.0], 'Lighthipe': [20.1, 78.0], 'Mira Loma': [20.4, 5091.0], 'Laguna Bell': [21.1, 114.0], 'Rio Hondo': [21.7, 1354.0], 'Margarita': [21.8, 844.0], 'Mesa': [22.0, 388.0], 'Hinson': [22.3, 3.0], 'Lee Lake (Proposed)': [22.6, 3358.0], 'Harborgen': [22.8, 3.0], 'Long Beach': [22.8, 3.0], 'Capistrano': [23.0, 841.0], 'Arcogen': [23.5, 3.0], 'Padua': [23.8, 4902.0], 'Rancho Vista': [25.5, 4874.0], 'Etiwanda': [25.8, 4873.0], 'Goodrich': [27.3, 79.0], 'La Fresa': [28.9, 3.0], 'Talega': [29.2, 472.0], 'El Nido': [31.5, 3.0], 'Redondo': [31.9, 3.0], 'Chevmain': [33.2, 2.0], 'Vista': [33.4, 3524.0], 'La Cienega': [33.8, 0.0], 'Gould': [34.5, 0.0], 'El Segundo': [34.5, 2.0], 'San Onofre': [34.7, 30.0], 'San Bernardino': [38.8, 105.0], 'Valley': [39.4, 0.0]} | 30698.8008 | 5780.3218 | 0.18829 | 24918.4785 | 0.81171 | 4990.3516 | 0.16256 | 16799.9805 | 0.54725 | 11809.6289 | 0.38469 | 49 | 366.4077 | 0.011936 | 1299.0586 | 0.042316 | 0 | 9661.5889 | 0.31472 | 9490.0127 | 0.30913 | 9115.8389 | 0.29694 | 21582.9619 | 4938.8647 | 0.16088 | 25759.936 | 13179.042 | 0.4293 | 17519.7588 | 20528.0449 | 0.66869 | 10170.7559 | 11038.9775 | 0.35959 | 19659.8232 | 3025.4978 | 0.098554 | 27673.303
95 | Vincent | GREATER LA METRO | SCE Northern | {'Antelope': [17.3, 68428.0], 'Gould': [18.7, 11217.0], 'Goodrich': [23.1, 344.0], 'Sylmar-Pac Intertie': [25.1, 10770.0], 'Saugus': [26.5, 13536.0], 'Pardee': [26.7, 14163.0], 'Rio Hondo': [27.4, 0.0], 'Mesa': [30.9, 0.0], 'Whirlwind': [31.4, 20185.0], 'Walnut': [34.3, 0.0], 'Laguna Bell': [35.2, 0.0], 'La Cienega': [36.6, 8.0], 'Padua': [37.2, 0.0], 'Center': [38.4, 0.0], 'Olinda': [38.9, 0.0], 'Windhub': [39.0, 751.0]} | 261017.7188 | 80781.6484 | 0.30949 | 180236.0625 | 0.69051 | 11735.7998 | 0.044962 | 53619.4023 | 0.20542 | 41883.6025 | 0.16046 | 48.5 | 1998.4204 | 0.0076563 | 13174.9551 | 0.050475 | 0 | 44068.0977 | 0.16883 | 28220.5508 | 0.10812 | 31618.7363 | 0.12114 | 229398.9824 | 114880.9844 | 0.44013 | 146136.7344 | 76452.3281 | 0.2929 | 184565.3906 | 145155 | 0.55611 | 115862.7188 | 60849.3516 | 0.23312 | 200168.3672 | 7732.9902 | 0.029626 | 253284.7285
140 | Vista | RIVERSIDE | SCE Eastern | {'San Bernardino': [5.3, 8907.0], 'Etiwanda': [12.4, 4325.0], 'Rancho Vista': [12.8, 4310.0], 'Mira Loma': [14.3, 6041.0], 'El Casco': [14.8, 8570.0], 'Padua': [19.2, 3754.0], 'Chino': [20.8, 3722.0], 'Lee Lake (Proposed)': [21.5, 6628.0], 'Lugo': [22.6, 2033.0], 'Valley': [22.8, 6189.0], 'Serrano': [30.7, 3722.0], 'Viejo': [31.8, 2260.0], 'Victor': [32.2, 251.0], 'Villa Park': [33.4, 3524.0], 'Olinda': [35.2, 3288.0], 'Walnut': [36.3, 2612.0], 'Santiago': [36.6, 22.0], 'Lewis': [37.0, 744.0], 'Roadway': [37.3, 78.0], 'Johanna': [38.1, 12.0], 'Rio Hondo': [38.2, 0.0], 'Margarita': [38.2, 10.0], 'Trabuco': [38.8, 0.0]} | 115644.9688 | 14424.832 | 0.12473 | 101220.1406 | 0.87527 | 20466.6387 | 0.17698 | 73187.4844 | 0.63286 | 52720.8457 | 0.45589 | 27.0537 | 6578.7549 | 0.056888 | 2579.8757 | 0.022309 | 0 | 64443.3906 | 0.55725 | 39798.832 | 0.34415 | 53948.582 | 0.4665 | 61696.3867 | 46600.7344 | 0.40296 | 69044.2344 | 65229.4062 | 0.56405 | 50415.5625 | 91345.25 | 0.78988 | 24299.7188 | 39488.3555 | 0.34146 | 76156.6133 | 8071.7534 | 0.069798 | 107573.2153
293 | Vista (VEA) | SNV ELDORADO DESERT | SCE EOP | {'Pahrump': [8.6, 45667.0], 'Gamebird': [12.4, 45308.0], 'Innovation': [18.6, 25757.0], 'Crazy Eyes': [20.7, 27232.0], 'Sandy Valley': [30.1, 9638.0], 'Valley (VEA)': [30.7, 113.0], 'Lathrop': [31.4, 647.0], 'Desert View': [35.3, 519.0]} | 105384.5078 | 54042.1094 | 0.51281 | 51342.3984 | 0.48719 | 4583.3652 | 0.043492 | 4625.0522 | 0.043887 | 41.687 | 0.00039557 | 1.4752 | 0 | 0 | 0 | 0 | 0 | 1360.5454 | 0.01291 | 0 | 0 | 625.578 | 0.0059361 | 104758.9298 | 805.7341 | 0.0076457 | 104578.7737 | 1599.6334 | 0.015179 | 103784.8744 | 2225.2114 | 0.021115 | 103159.2964 | 4095.1948 | 0.03886 | 101289.313 | 115.1946 | 0.0010931 | 105269.3133
33 | Wahtoke | SPGE | PGE Fresno | {'Reedley': [4.3, 105065.0], 'McCall': [10.4, 102044.0], 'Sanger': [10.8, 84184.0], 'Kingsburg': [11.4, 110212.0], 'Malaga': [16.1, 64752.0], 'California Ave': [18.7, 53797.0], 'West Fresno': [21.5, 46121.0], 'Rector': [24.4, 52437.0], 'Kearney (New)': [24.7, 38403.0], 'GWF Hanford': [26.2, 50963.0], 'Mc Mullin': [29.8, 22691.0], 'Gregg': [30.5, 15823.0], 'Leprino': [33.5, 24421.0], 'Waukena': [33.7, 14331.0], 'Corcoran': [35.4, 10200.0], 'Henrietta': [36.0, 12257.0], 'Borden': [36.3, 27.0], 'Mustang': [37.1, 6288.0]} | 563408.5625 | 122169.1484 | 0.21684 | 441239.4062 | 0.78316 | 41621.9766 | 0.073875 | 383834.5 | 0.68127 | 342212.5234 | 0.6074 | 18.2 | 153381.9375 | 0.27224 | 224639 | 0.39871 | 0 | 110686.7266 | 0.19646 | 0 | 0 | 159943.5156 | 0.28389 | 403465.0469 | 104491.7812 | 0.18546 | 458916.7812 | 139568.5625 | 0.24772 | 423840 | 235743.4219 | 0.41842 | 327665.1406 | 102649.6797 | 0.18219 | 460758.8828 | 23393.2012 | 0.041521 | 540015.3613
221 | Walnut | GREATER LA METRO | SCE Metro | {'Olinda': [4.6, 4181.0], 'Rio Hondo': [6.9, 1378.0], 'Mesa': [9.4, 409.0], 'Center': [10.5, 506.0], 'Laguna Bell': [11.6, 111.0], 'Goodrich': [12.6, 102.0], 'Del Amo': [13.9, 189.0], 'Barre': [13.9, 1478.0], 'Lewis': [14.0, 2205.0], 'Villa Park': [14.9, 4157.0], 'Serrano': [15.4, 4157.0], 'Lighthipe': [15.6, 75.0], 'Chino': [15.6, 4181.0], 'Alamitos': [18.8, 102.0], 'Padua': [19.4, 4057.0], 'Gould': [20.0, 0.0], 'Hinson': [20.4, 0.0], 'Johanna': [21.1, 1534.0], 'Arcogen': [21.4, 0.0], 'Mira Loma': [22.1, 4181.0], 'Ellis': [22.3, 200.0], 'Harborgen': [22.5, 0.0], 'Long Beach': [23.0, 0.0], 'La Fresa': [24.0, 0.0], 'Rancho Vista': [24.5, 3982.0], 'La Cienega': [24.6, 0.0], 'Etiwanda': [24.9, 3981.0], 'Huntington Beach': [25.0, 124.0], 'El Nido': [25.5, 0.0], 'Santiago': [25.9, 1076.0], 'Chevmain': [27.0, 0.0], 'Redondo': [27.5, 0.0], 'El Segundo': [28.0, 0.0], 'Viejo': [29.4, 751.0], 'Lee Lake (Proposed)': [33.8, 1794.0], 'Vincent': [34.3, 0.0], 'Trabuco': [34.6, 124.0], 'Vista': [36.3, 2612.0], 'Margarita': [36.6, 124.0], 'Sylmar-Pac Intertie': [37.6, 0.0], 'Capistrano': [37.9, 124.0]} | 12699.5635 | 4178.6475 | 0.32904 | 8520.916 | 0.67096 | 165.1982 | 0.013008 | 7730.3335 | 0.60871 | 7565.1353 | 0.5957 | 24.9478 | 299.8834 | 0.023614 | 973.2587 | 0.076637 | 0 | 8156.3091 | 0.64225 | 373.3239 | 0.029397 | 4334.0371 | 0.34127 | 8365.5264 | 641.8044 | 0.050538 | 12057.759 | 1500.2601 | 0.11813 | 11199.3033 | 5908.543 | 0.46526 | 6791.0205 | 3099.7908 | 0.24409 | 9599.7727 | 1096.286 | 0.086325 | 11603.2775
180 | Warnerville | SPGE | PGE GBA | {'Riverbank': [6.1, 71184.0], 'Ripon': [18.8, 45889.0], 'Chinese Station': [19.9, 5221.0], 'Peoria': [20.0, 5953.0], 'New Melones': [20.5, 7073.0], 'Bellota': [22.1, 33945.0], 'Westley': [24.8, 16927.0], 'Vierra': [26.1, 24616.0], 'Weber': [26.9, 27290.0], 'Rancho Seco - Bellota (Proposed)': [29.0, 12826.0], 'Curtis': [30.9, 712.0], 'Crow Creek': [31.3, 6049.0], 'Fink (Proposed)': [31.7, 5545.0], 'Lockeford': [32.5, 15445.0], 'Stagg': [34.5, 16043.0], 'Camanche': [34.8, 2778.0], 'Merced': [36.7, 9387.0], 'Wilson': [37.8, 5241.0], 'Miller': [37.9, 1951.0], 'Eight Mile': [38.2, 2574.0]} | 566296.5 | 90157.7188 | 0.15921 | 476138.7812 | 0.84079 | 116514.2266 | 0.20575 | 458427.9688 | 0.80952 | 341913.7422 | 0.60377 | 12.089 | 181096.5312 | 0.31979 | 170128.1875 | 0.30042 | 0 | 218613.3125 | 0.38604 | 0 | 0 | 302620.9062 | 0.53439 | 263675.5938 | 98102.1172 | 0.17323 | 468194.3828 | 164259.25 | 0.29006 | 402037.25 | 360301.0625 | 0.63624 | 205995.4375 | 140124.4375 | 0.24744 | 426172.0625 | 38043.9219 | 0.06718 | 528252.5781
262 | Waukena | SPGE | PGE Fresno | {'Corcoran': [2.3, 285213.0], 'GWF Hanford': [9.9, 222280.0], 'Alpaugh': [13.8, 159493.0], 'Leprino': [15.9, 214477.0], 'Olive': [18.2, 120902.0], 'Henrietta': [19.6, 185030.0], 'Mustang': [20.2, 179575.0], 'Rector': [21.8, 40907.0], 'Kingsburg': [24.2, 62349.0], 'Gates-Midway (Proposed)': [26.9, 99568.0], 'Smyrna': [29.8, 52354.0], 'Gates': [30.6, 68237.0], 'Arco': [31.3, 39297.0], 'Avenal': [32.2, 51395.0], 'McCall': [32.8, 14585.0], 'Wahtoke': [33.7, 14331.0], 'Reedley': [34.1, 10545.0], 'Vestal': [34.3, 3718.0], 'Springville': [35.8, 4601.0], 'Schindler': [36.2, 10819.0], 'Goose Lake': [37.1, 8304.0], 'Semitropic': [37.9, 6470.0], 'Mc Mullin': [38.9, 311.0], 'Malaga': [39.2, 220.0], 'Charca': [39.2, 1853.0], 'Sanger': [39.3, 522.0]} | 673514.5625 | 303406.5 | 0.45048 | 370108.0625 | 0.54952 | 175784.9375 | 0.261 | 625296.9375 | 0.92841 | 449512 | 0.66741 | 8.9083 | 335979.7812 | 0.49885 | 235836.1406 | 0.35016 | 0 | 22482.2148 | 0.03338 | 0 | 0 | 111333.5938 | 0.1653 | 562180.9688 | 24564.0176 | 0.036471 | 648950.5449 | 58586.6523 | 0.086986 | 614927.9102 | 164311.7969 | 0.24396 | 509202.7656 | 1516.568 | 0.0022517 | 671997.9945 | 18362.2168 | 0.027263 | 655152.3457
157 | Weber | NORTHERN CALIFORNIA | PGE GBA | {'Stagg': [7.7, 55528.0], 'Vierra': [8.6, 43677.0], 'Eight Mile': [12.2, 40690.0], 'Ripon': [12.4, 45764.0], 'Bellota': [14.0, 63617.0], 'Lockeford': [14.3, 53526.0], 'Rancho Seco - Bellota (Proposed)': [19.8, 45576.0], 'Riverbank': [20.9, 42188.0], 'Kelso': [21.5, 1779.0], 'Delta Pumps': [22.4, 1264.0], 'Tesla': [22.8, 2182.0], 'Midway Green Ridge Services': [23.2, 1734.0], 'Camanche': [23.4, 30167.0], 'Westley': [23.6, 14758.0], 'Brentwood': [23.8, 887.0], 'Warnerville': [26.9, 27290.0], 'Lone Tree': [28.4, 65.0], 'Grand Island': [28.8, 4672.0], 'Contra Costa': [30.1, 65.0], 'Cayetano': [31.6, 821.0], 'Birds Landing': [35.1, 65.0], 'Pittsburg': [36.7, 65.0], 'Kirker': [37.0, 65.0], 'Shiloh III': [37.3, 65.0], 'Crow Creek': [38.1, 148.0], 'Fink (Proposed)': [38.4, 78.0], 'New Melones': [38.8, 724.0], 'Clayton': [39.8, 0.0]} | 560150 | 67921.2266 | 0.12126 | 492228.7812 | 0.87874 | 72820.5859 | 0.13 | 417119.9062 | 0.74466 | 344299.3203 | 0.61466 | 17 | 121909.9844 | 0.21764 | 329652.8438 | 0.58851 | 0 | 46008.1055 | 0.082135 | 0 | 0 | 133634.875 | 0.23857 | 426515.125 | 71174.5703 | 0.12706 | 488975.4297 | 125097.9531 | 0.22333 | 435052.0469 | 214765.1875 | 0.38341 | 345384.8125 | 31479.0938 | 0.056198 | 528670.9062 | 42085.2344 | 0.075132 | 518064.7656
34 | West Fresno | SPGE | PGE Fresno | {'California Ave': [3.0, 133366.0], 'Kearney (New)': [3.6, 138061.0], 'Malaga': [5.4, 126011.0], 'Gregg': [10.8, 85290.0], 'Sanger': [11.6, 76576.0], 'McCall': [12.4, 93583.0], 'Mc Mullin': [12.8, 110093.0], 'Borden': [16.8, 45038.0], 'Kingsburg': [20.6, 64810.0], 'Wahtoke': [21.5, 46121.0], 'Helm': [21.7, 75450.0], 'Reedley': [25.8, 34012.0], 'Schindler': [28.1, 59255.0], 'Newhall': [30.0, 17147.0], 'Excelsior': [31.8, 36613.0], 'GWF Hanford': [32.4, 26323.0], 'Leprino': [33.0, 27485.0], 'Henrietta': [33.2, 25099.0], 'Tranquility': [33.7, 16607.0], 'Mustang': [34.0, 20538.0], 'Cantua': [35.2, 11835.0], 'Mendota': [35.5, 8788.0], 'Dairyland': [36.0, 4008.0]} | 576688.3125 | 145730.5 | 0.2527 | 430957.8125 | 0.7473 | 39831.0312 | 0.069069 | 431928.5938 | 0.74898 | 392097.5625 | 0.67991 | 18.3521 | 167032.8594 | 0.28964 | 300388.6875 | 0.52089 | 0 | 85901.1406 | 0.14896 | 0 | 0 | 90850.7422 | 0.15754 | 485837.5703 | 106261.1172 | 0.18426 | 470427.1953 | 108821.5859 | 0.1887 | 467866.7266 | 160950.5625 | 0.27909 | 415737.75 | 40337.2773 | 0.069946 | 536351.0352 | 39635.1016 | 0.068729 | 537053.2109
242 | Westley | SPGE | PGE Fresno | {'Ripon': [12.6, 25177.0], 'Crow Creek': [14.7, 26619.0], 'Fink (Proposed)': [14.9, 26388.0], 'Vierra': [15.5, 17592.0], 'Riverbank': [20.9, 22461.0], 'Tesla': [21.7, 4067.0], 'Miller': [23.1, 22369.0], 'Midway Green Ridge Services': [23.2, 3579.0], 'Weber': [23.6, 14758.0], 'Warnerville': [24.8, 16927.0], 'Kelso': [26.4, 2768.0], 'Delta Pumps': [27.4, 2379.0], 'Stagg': [29.6, 11769.0], 'Bellota': [31.9, 11680.0], 'Quinto': [32.6, 4377.0], 'Cayetano': [32.8, 1703.0], 'Eight Mile': [34.4, 4027.0], 'Brentwood': [34.8, 1703.0], 'Lockeford': [37.3, 7525.0], 'Los Banos': [37.7, 492.0], 'Metcalf 1': [38.3, 0.0], 'Metcalf Energy Center': [38.7, 0.0], 'Lone Tree': [39.5, 0.0], 'Rancho Seco - Bellota (Proposed)': [39.9, 195.0]} | 504721.125 | 45045.5273 | 0.089248 | 459675.5938 | 0.91075 | 104060.5312 | 0.20617 | 403496.875 | 0.79945 | 299436.3438 | 0.59327 | 15.4194 | 58809.8906 | 0.11652 | 245810.7656 | 0.48702 | 0 | 122211.8984 | 0.24214 | 56674.1016 | 0.11229 | 263293.75 | 0.52166 | 241427.375 | 84188.7812 | 0.1668 | 420532.3438 | 105890.875 | 0.2098 | 398830.25 | 288006.7188 | 0.57063 | 216714.4062 | 140869.7656 | 0.2791 | 363851.3594 | 15470.6533 | 0.030652 | 489250.4717
63 | Westpark | SPGE | PGE Kern | {'Rosedale': [2.1, 87044.0], 'Bakersfield': [2.2, 81863.0], 'Kern Power': [3.2, 85990.0], 'Stockdale': [4.2, 80619.0], 'Kern Oil': [4.7, 75808.0], 'Columbus': [5.9, 70999.0], 'Sycamore': [6.1, 70853.0], 'Tevis': [6.3, 77447.0], 'Magunden': [6.7, 70934.0], '7th Standard': [6.8, 71932.0], 'Renfro': [7.0, 80317.0], 'Cal Water': [8.5, 66342.0], 'Lerdo': [10.8, 58522.0], 'Unknown - 3327': [11.3, 53062.0], 'Lamont': [11.4, 52565.0], 'Tupman': [13.1, 56678.0], 'Rio Bravo': [13.3, 55865.0], 'Grimmway-Malaga': [13.4, 41633.0], 'Poso Mt.': [13.6, 48040.0], 'Norco': [16.3, 39794.0], 'Shafter': [18.4, 41907.0], 'Wheeler Ridge': [20.0, 37674.0], 'Elk Hills': [21.6, 29589.0], 'Midway - Wheeler Ridge (Proposed)': [21.7, 28104.0], 'Charca': [22.8, 40580.0], 'Midway': [23.3, 15955.0], 'Semitropic': [27.3, 16041.0], 'Taft': [29.9, 10170.0], 'Pastoria': [32.3, 9653.0], 'Vestal': [32.4, 15457.0], 'Smyrna': [33.3, 5084.0], 'Goose Lake': [34.2, 7850.0], 'Temblor': [37.0, 1612.0], 'Kernridge': [39.7, 94.0]} | 574411.125 | 87774.875 | 0.15281 | 486636.25 | 0.84719 | 98591.4922 | 0.17164 | 537715 | 0.93612 | 439123.5078 | 0.76448 | 9.5419 | 64518.5234 | 0.11232 | 264748.875 | 0.4609 | 0 | 138059 | 0.24035 | 0 | 0 | 196779.8594 | 0.34258 | 377631.2656 | 131010.75 | 0.22808 | 443400.375 | 210445.0156 | 0.36637 | 363966.1094 | 307396 | 0.53515 | 267015.125 | 75154.3672 | 0.13084 | 499256.7578 | 24099.1367 | 0.041955 | 550311.9883
64 | Wheeler Ridge | SPGE | PGE Kern | {'Grimmway-Malaga': [12.7, 38249.0], 'Pastoria': [13.0, 14697.0], 'Lamont': [15.7, 34461.0], 'Unknown - 3327': [15.7, 34615.0], 'Stockdale': [16.6, 45150.0], 'Midway - Wheeler Ridge (Proposed)': [16.7, 37063.0], 'Tevis': [18.1, 44556.0], 'Magunden': [19.0, 32048.0], 'West Park': [20.0, 37674.0], 'Bakersfield': [20.7, 34107.0], 'Rosedale': [20.7, 39222.0], 'Kern Power': [21.2, 39052.0], 'Columbus': [21.5, 29202.0], 'Norco': [23.2, 30901.0], 'Renfro': [23.2, 37085.0], 'Cal Water': [23.4, 26118.0], 'Bailey': [24.4, 2056.0], 'Kern Oil': [24.4, 26060.0], 'Elk Hills': [24.6, 26638.0], 'Tupman': [24.8, 31585.0], 'Sycamore': [25.1, 23121.0], '7th Standard': [25.8, 21992.0], 'Taft': [28.8, 17976.0], 'Rio Bravo': [29.2, 12160.0], 'Lerdo': [30.1, 10081.0], 'Poso Mt.': [32.5, 5721.0], 'Highwind': [33.9, 380.0], 'Whirlwind': [34.5, 0.0], 'Midway': [34.6, 2602.0], 'Shafter': [35.1, 258.0], 'Windhub': [39.6, 0.0]} | 430679.0625 | 50951.4766 | 0.1183 | 379727.5938 | 0.8817 | 67408.0391 | 0.15652 | 396808.25 | 0.92135 | 329400.2109 | 0.76484 | 9.4286 | 59735.7422 | 0.1387 | 236550.1094 | 0.54925 | 0 | 81769.8672 | 0.18986 | 5784.7407 | 0.013432 | 109976.8438 | 0.25536 | 320702.2188 | 103397.3984 | 0.24008 | 327281.6641 | 155439 | 0.36092 | 275240.0625 | 211268.2031 | 0.49055 | 219410.8594 | 37771.8086 | 0.087703 | 392907.2539 | 6880.5166 | 0.015976 | 423798.5459
254 | Whirlwind | GREATER TEHACHAPI | SCE Northern | {'Antelope': [14.1, 119503.0], 'Windhub': [15.0, 110738.0], 'Highwind': [16.9, 81913.0], 'Bailey': [20.1, 32378.0], 'Pastoria': [23.7, 12551.0], 'Pardee': [30.2, 7130.0], 'Saugus': [31.2, 5100.0], 'Vincent': [31.4, 20185.0], 'Wheeler Ridge': [34.5, 0.0], 'Grimmway-Malaga': [36.0, 3225.0], 'Sylmar-Pac Intertie': [38.4, 95.0], 'Lamont': [38.6, 93.0], 'Unknown - 3327': [38.7, 67.0]} | 411358.75 | 147476.2656 | 0.35851 | 263882.5 | 0.64149 | 48399.8789 | 0.11766 | 178286.4688 | 0.43341 | 129886.5898 | 0.31575 | 38 | 6286.8755 | 0.015283 | 6613.5068 | 0.016077 | 0 | 88393.8203 | 0.21488 | 46666.2461 | 0.11344 | 98279.6016 | 0.23891 | 313079.1484 | 143239.2812 | 0.34821 | 268119.4688 | 132812.8281 | 0.32286 | 278545.9219 | 232677.4844 | 0.56563 | 178681.2656 | 96553.8984 | 0.23472 | 314804.8516 | 9925.0537 | 0.024127 | 401433.6963
107 | Wilson | SPGE | PGE Fresno | {'Merced': [4.6, 71536.0], 'Le Grand': [10.5, 55669.0], 'Dairyland': [17.2, 55914.0], 'Newhall': [29.8, 36277.0], 'Oro Loma': [31.2, 14051.0], 'Borden': [34.6, 10713.0], 'Los Banos': [37.7, 380.0], 'Warnerville': [37.8, 5241.0], 'Quinto': [38.4, 0.0], 'Miller': [39.2, 515.0], 'Mendota': [39.7, 0.0]} | 552550.75 | 78054.1797 | 0.14126 | 474496.5625 | 0.85874 | 145069.1719 | 0.26254 | 505638.7188 | 0.9151 | 360569.5469 | 0.65255 | 8.2203 | 197285.5 | 0.35705 | 166898.5625 | 0.30205 | 0 | 177575.6719 | 0.32137 | 0 | 0 | 285379.25 | 0.51648 | 267171.5 | 180410.9219 | 0.32651 | 372139.8281 | 208317.5156 | 0.37701 | 344233.2344 | 363779.0312 | 0.65836 | 188771.7188 | 123743.1484 | 0.22395 | 428807.6016 | 74698.7578 | 0.13519 | 477851.9922
253 | Windhub | GREATER TEHACHAPI | SCE Northern | {'Highwind': [7.1, 105395.0], 'Whirlwind': [15.0, 110738.0], 'Antelope': [24.0, 84304.0], 'Pastoria': [32.6, 8253.0], 'Bailey': [33.2, 20824.0], 'Grimmway-Malaga': [35.9, 5319.0], 'Lamont': [37.5, 1968.0], 'Unknown - 3327': [37.6, 1876.0], 'Vincent': [39.0, 751.0], 'Wheeler Ridge': [39.6, 0.0]} | 401253.4375 | 142348.5312 | 0.35476 | 258904.9062 | 0.64524 | 58387.832 | 0.14551 | 178803.0156 | 0.44561 | 120415.1836 | 0.3001 | 38 | 2424.5781 | 0.0060425 | 5646.8003 | 0.014073 | 0 | 58664.5234 | 0.1462 | 41971.5039 | 0.1046 | 133034.2188 | 0.33155 | 268219.2188 | 91023.8828 | 0.22685 | 310229.5547 | 94752.7969 | 0.23614 | 306500.6406 | 221104.5938 | 0.55103 | 180148.8438 | 116974.9922 | 0.29152 | 284278.4453 | 5064.9707 | 0.012623 | 396188.4668
233 | Woodland | NORTHERN CALIFORNIA | PGE NGBA | {'Davis': [9.3, 21357.0], 'Madison': [11.3, 21322.0], 'Putah Creek': [16.7, 19412.0], 'Vaca-Dixon & Gc Yard': [21.0, 16170.0], 'Rio Oso': [23.7, 11235.0], 'Pleasant Grove': [26.4, 8895.0], 'Peabody': [29.5, 9133.0], 'Olivehurst': [30.9, 3680.0], 'Grand Island': [32.2, 2637.0], 'Gold Hill': [33.7, 5032.0], 'Pease': [34.4, 29.0], 'East Marysville': [35.2, 79.0], 'Shiloh III': [35.5, 4201.0], 'Birds Landing': [38.5, 715.0], 'Cortina': [39.4, 0.0]} | 536566.6875 | 31122.7734 | 0.058004 | 505443.9062 | 0.942 | 56895.6914 | 0.10604 | 498729 | 0.92948 | 441833.3086 | 0.82345 | 9.0375 | 104162.6797 | 0.19413 | 318876.875 | 0.59429 | 0 | 91777.6562 | 0.17105 | 71.321 | 0.00013292 | 245286.7031 | 0.45714 | 291279.9844 | 57377.5547 | 0.10693 | 479189.1328 | 208191.2969 | 0.38801 | 328375.3906 | 364145.125 | 0.67866 | 172421.5625 | 38790.9141 | 0.072295 | 497775.7734 | 26920.1172 | 0.050171 | 509646.5703
8 | Wyandotte | NORTHERN CALIFORNIA | PGE NGBA | {'Palermo': [2.9, 40186.0], 'Thermalito': [5.1, 36014.0], 'Table Mt.': [7.1, 33709.0], 'Honcut': [12.2, 27614.0], 'Colgate': [21.8, 13386.0], 'East Marysville': [22.7, 8590.0], 'Pease': [23.1, 11884.0], 'Olivehurst': [27.6, 8243.0], 'Brunswick': [32.5, 4539.0], 'Glenn': [37.7, 1964.0], 'Rio Oso': [38.6, 379.0], 'Logan Creek': [38.7, 0.0], 'Higgins': [39.2, 28.0], 'Delevan': [39.9, 0.0]} | 484082 | 43416.3945 | 0.089688 | 440665.5938 | 0.91031 | 46702.7852 | 0.096477 | 362155.6562 | 0.74813 | 315452.8711 | 0.65165 | 14.5408 | 149276.3906 | 0.30837 | 67737.5 | 0.13993 | 0 | 143611.5938 | 0.29667 | 26437.0117 | 0.054613 | 303251.625 | 0.62645 | 180830.375 | 84378.1016 | 0.17431 | 399703.8984 | 204169.25 | 0.42177 | 279912.75 | 404870.25 | 0.83637 | 79211.75 | 101879.2812 | 0.21046 | 382202.7188 | 48757.7969 | 0.10072 | 435324.2031
[5 empty] | 625318.9375 | 109496.9062 | 0.0017511 | 515822.0312 | 0.0082489 | 256356.6094 | 0.0040996 | 0 | 0 | 353759.6406 | 0.0056573 | 5.6788 | 56042.0352 | 0.00089622 | 34271.0781 | 0.00054806 | 0 | 119315.1094 | 0.0019081 | 0 | 0 | 294609.9375 | 0.0047114 | 330709 | 47705.6719 | 0.0007629 | 577613.2656 | 143259.375 | 0.002291 | 482059.5625 | 360969.0625 | 0.0057726 | 264349.875 | 305131.3125 | 0.0048796 | 320187.625 | 7352.7344 | 0.00011758 | 617966.2031

## LandEnv_Wind_Data_10mi
CEC provided land-use and environmental data criteria for in-state substations at a 10 mile radius for onshore wind resource potential. Note these are based on a techno-economic resource potential base using a 20% CF factor.
[10 empty] | Parcel info not applied for onshore wind mapping |  |  |  |  | Cropland Index not applied for onshore wind mappping
[5 empty] | Res. Potential Base (after techno-economic & protected areas exclusions) | Res. Potential after Core Land Use Screen (Lower Implications Land) | Percentage of Base Potential w/ Lower Implications | Res. Potential excluded by Core screen (Higher Implications Land) | Percentage of Base Potential w/ Higher Implications | [5 empty] | Base Res. Potential w/ Low Cropland Index Values | Percentage of Base Potential w/ Low Cropland Index Values | Base Res. Potential w/ High Cropland Index Values | Percentage of Base Potential w/ High Cropland Index Values |  | Base Res. Potential w/ Tier 2 Fire Threat | Percentage of Base Potential w/ Tier 2 Fire Threat | Base Res. Potential w/ Tier 3 Fire Threat | Percentage of Base Potential w/ Tier 3 Fire Threat | Base Res. Potential w/ ACE Terrestrial Connectivity, 4 or 5, (High Implications) | Percentage of Base Potential w/ Terrestrial Connectivity High Implications | Base Res. Potential w/ Terrestrial Connectivity Low Implications | Base Res. Potential w/ ACE Biodiversity, 5, (High Implications) | Percentage of Base Potential w/ Biodiversity High Implications | Base Res. Potential w/ Biodiversity Low Implications | Base Res. Potential w/ ACE Irreplaceability, 4 or 5, (High Implications) | Percentage of Base Potential w/ Irreplaceability High Implications | Base Res. Potential w/ Irreplaceability Low Implications | Base Res. Potential w/ Any of the three ACE datasets High Implications | Percentage of Base Potential w/ Any of the three ACE datasets High Implications | Base Res. Potential w/ Any of the three ACE datasets Low Implications | Base Res. Potential w/ High Terrestrial Landscape Intactness | Percentage of Base Potential w/ High Terrestrial Landscape Intactness | Base Res. Potential w/ Low Terrestrial Landscape Intactness | Base Res. Potential w/ Classified as Wetlands | Percentage of Base Potential w/ Classified as Wetlands | Base Res. Potential w/ Not Classified as Wetlands
Blue columns indicate additional data calculate/added by CPUC staff in dashboard.
Distance in miles to nearby substations
OBJECTID | IRP_Substation_Name | RESOLVE_Wind_Area | RESOLVE_Name | Overlaps | RPB_Acres | TRP_Acres | Perc_TRP | High_Implication_Acres | Perc_HighImplication | Parcels_LT_6 | Perc_ParcLT6 | Parcels_LT_30_GT6 | Perc_ParcLT30GT6 | 10th Percentile Parcelization | LowCrop_Acres | Perc_LowCrop | HighCrop_Acres | Perc_HighCrop | Critically overdrafted basin | FT_Tier2_Acres | Perc_FT_Tier2 | FT_Tier3_Acres | Perc_FT_Tier3 | Conn45_Acres | Perc_Conn45 | Low Conn Acres | Bio5_Acres | Perc_Bio5 | Low Bio Acres | Irr45_Acres | Perc_Irr45 | Low Irr Acres | ACE_All_Acres | Perc_AllACE | Low AllACE Acres | High_Intact_Acres | Perc_HighIntact | LowIntact Acres | Wetlands_Acres | Perc_Wetlands | Not Wetlands Acres
273 | 7th Standard | Central_Valley_North_Los_Banos | PGE Kern | {'Renfro': [4.0, 0.0], 'Lerdo': [4.3, 0.0], 'Kern Power': [4.5, 0.0], 'Rosedale': [5.3, 0.0], 'Kern Oil': [6.2, 0.0], 'West Park': [6.8, 0.0], 'Rio Bravo': [7.3, 0.0], 'Bakersfield': [8.0, 0.0], 'Sycamore': [8.0, 0.0], 'Tevis': [8.3, 0.0], 'Stockdale': [9.2, 0.0], 'Tupman': [9.8, 0.0], 'Columbus': [11.2, 0.0], 'Shafter': [11.7, 0.0], 'Poso Mt.': [12.8, 0.0], 'Magunden': [13.0, 0.0], 'Cal Water': [13.0, 0.0], 'Norco': [14.6, 0.0], 'Charca': [16.0, 0.0], 'Unknown - 3327': [18.0, 0.0], 'Lamont': [18.1, 0.0], 'Midway': [18.3, 0.0]} | 0 | 0 | 0 | 0 | 0 | 0 | 0 | 0 | 0 | 0 | 0 | 0 | 0 | 0 | 0 | 0 | 0 | 0 | 0 | 0 | 0 | 0 | 0 | 0 | 0 | 0 | 0 | 0 | 0 | 0 | 0 | 0 | 0 | 0 | 0 | 0 | 0
261 | Alamitos | Greater_LA | SCE Metro | {'Del Amo': [5.7, 311.0], 'Long Beach': [7.3, 349.0], 'Barre': [7.4, 2.0], 'Harborgen': [7.5, 349.0], 'Hinson': [8.0, 349.0], 'Lighthipe': [9.1, 291.0], 'Arcogen': [9.1, 348.0], 'Ellis': [10.5, 2.0], 'Huntington Beach': [10.8, 2.0], 'Center': [11.3, 0.0], 'Lewis': [11.9, 0.0], 'Johanna': [14.6, 0.0], 'Laguna Bell': [14.8, 0.0], 'La Fresa': [15.3, 49.0], 'Villa Park': [15.6, 0.0], 'Olinda': [16.1, 0.0], 'Redondo': [17.6, 0.0], 'El Nido': [18.2, 0.0], 'Serrano': [18.3, 0.0], 'Mesa': [18.8, 0.0], 'Walnut': [18.8, 0.0], 'Chevmain': [19.9, 0.0]} | 776.13 | 328.3119 | 0.42301 | 447.8181 | 0.57699 | 0 | 0 | 0 | 0 | 0 | 0 | 0 | 0 | 0 | 0 | 0 | 0 | 0 | 0 | 0 | 0 | 776.13 | 125.7795 | 0.16206 | 650.3505 | 405.3265 | 0.52224 | 370.8035 | 405.3265 | 0.52224 | 370.8035 | 0 | 0 | 776.13 | 5.0578 | 0.0065167 | 771.0722
185 | Alpaugh | Central_Valley_North_Los_Banos | PGE Fresno | {'Olive': [4.6, 0.0], 'Corcoran': [11.5, 0.0], 'Waukena': [13.8, 0.0], 'Smyrna': [17.0, 0.0]} | 0 | 0 | 0 | 0 | 0 | 0 | 0 | 0 | 0 | 0 | 0 | 0 | 0 | 0 | 0 | 0 | 0 | 0 | 0 | 0 | 0 | 0 | 0 | 0 | 0 | 0 | 0 | 0 | 0 | 0 | 0 | 0 | 0 | 0 | 0 | 0 | 0
76 | Antelope | Tehachapi | SCE Northern | {'Whirlwind': [14.1, 9553.0], 'Vincent': [17.3, 1654.0]} | 58441.4062 | 22748.8184 | 0.38926 | 35692.5859 | 0.61074 | 0 | 0 | 0 | 0 | 0 | 2297.2222 | 0.039308 | 475.8292 | 0.008142 | 0 | 11716.8496 | 0.20049 | 11082.623 | 0.18964 | 1318.3152 | 0.022558 | 57123.0911 | 22096.0938 | 0.37809 | 36345.3125 | 22496.9688 | 0.38495 | 35944.4375 | 25893.3965 | 0.44307 | 32548.0098 | 16529.916 | 0.28285 | 41911.4902 | 1457.3438 | 0.024937 | 56984.0625
42 | Arco | Central_Valley_North_Los_Banos | PGE Kern | {'Gates-Midway (Proposed)': [8.7, 0.0], 'Avenal': [18.0, 0.0]} | 0 | 0 | 0 | 0 | 0 | 0 | 0 | 0 | 0 | 0 | 0 | 0 | 0 | 0 | 0 | 0 | 0 | 0 | 0 | 0 | 0 | 0 | 0 | 0 | 0 | 0 | 0 | 0 | 0 | 0 | 0 | 0 | 0 | 0 | 0 | 0 | 0
77 | Arcogen | Greater_LA | SCE Metro | {'Hinson': [1.2, 366.0], 'Harborgen': [2.8, 366.0], 'Long Beach': [3.7, 366.0], 'Lighthipe': [5.9, 291.0], 'La Fresa': [6.3, 61.0], 'Redondo': [8.6, 10.0], 'Del Amo': [8.7, 310.0], 'Alamitos': [9.1, 348.0], 'El Nido': [9.2, 10.0], 'Chevmain': [10.9, 10.0], 'Center': [11.0, 0.0], 'El Segundo': [12.1, 10.0], 'Laguna Bell': [12.2, 0.0], 'La Cienega': [14.8, 0.0], 'Barre': [15.1, 0.0], 'Mesa': [17.0, 0.0], 'Huntington Beach': [19.3, 0.0], 'Ellis': [19.5, 0.0], 'Lewis': [19.8, 0.0]} | 798.5666 | 352.699 | 0.44167 | 445.8676 | 0.55833 | 0 | 0 | 0 | 0 | 0 | 0 | 0 | 0 | 0 | 0 | 0 | 0 | 0 | 0 | 0 | 0 | 798.5666 | 30.2053 | 0.037824 | 768.3613 | 387.4453 | 0.48518 | 411.1212 | 387.4453 | 0.48518 | 411.1212 | 0 | 0 | 798.5666 | 0 | 0 | 798.5666
247 | Arkansas | Greater_Imperial (Exclude) | SCE Eastern | {'Sonora': [2.7, 0.0], 'Bannister': [7.8, 0.0]} | 1564.9424 | 0 | 0 | 0 | 0 | 0 | 0 | 0 | 0 | 0 | 3.0516 | 0.00195 | 2.9985 | 0.001916 | 0 | 0 | 0 | 0 | 0 | 985.5605 | 0.62977 | 579.3819 | 544.3407 | 0.34783 | 1020.6017 | 1205.2307 | 0.77014 | 359.7117 | 1264.1046 | 0.80776 | 300.8378 | 1136.5444 | 0.72625 | 428.3979 | 491.314 | 0.31395 | 1073.6284
70 | Avenal | Central_Valley_North_Los_Banos | PGE Kern | {'Gates': [11.2, 0.0], 'Cal Flats': [13.7, 38.0], 'Arco': [18.0, 0.0]} | 273.8745 | 36.2612 | 0.1324 | 237.6133 | 0.8676 | 0 | 0 | 0 | 0 | 0 | 0 | 0 | 0 | 0 | 0 | 273.8745 | 1 | 0 | 0 | 164.1322 | 0.5993 | 109.7423 | 0 | 0 | 273.8745 | 0 | 0 | 273.8745 | 164.1322 | 0.5993 | 109.7423 | 237.5429 | 0.86734 | 36.3316 | 0.25211 | 0.00092054 | 273.6223
78 | Bailey | Tehachapi | SCE Northern | {'Pastoria': [11.6, 0.0]} | 42230.457 | 1510.4305 | 0.035766 | 40720.0273 | 0.96423 | 0 | 0 | 0 | 0 | 0 | 1101.7596 | 0.026089 | 710.6356 | 0.016828 | 0 | 21512.2734 | 0.5094 | 13105.9902 | 0.31034 | 22496.8086 | 0.53272 | 19733.6484 | 25276.166 | 0.59853 | 16954.291 | 21527.8535 | 0.50977 | 20702.6035 | 39157.8594 | 0.92724 | 3072.5977 | 22922.2871 | 0.54279 | 19308.1699 | 787.1826 | 0.01864 | 41443.2744
43 | Bakersfield | Central_Valley_North_Los_Banos | PGE Kern | {'West Park': [2.2, 0.0], 'Columbus': [3.7, 0.0], 'Kern Oil': [3.8, 0.0], 'Rosedale': [4.2, 0.0], 'Sycamore': [4.6, 0.0], 'Magunden': [5.0, 0.0], 'Kern Power': [5.3, 0.0], 'Stockdale': [6.0, 0.0], 'Cal Water': [6.3, 0.0], '7th Standard': [8.0, 0.0], 'Tevis': [8.4, 0.0], 'Renfro': [9.0, 0.0], 'Unknown - 3327': [10.1, 0.0], 'Lamont': [10.2, 0.0], 'Lerdo': [11.4, 0.0], 'Poso Mt.': [12.2, 0.0], 'Grimmway-Malaga': [12.6, 0.0], 'Rio Bravo': [14.9, 0.0], 'Tupman': [15.2, 0.0], 'Norco': [18.6, 0.0], 'Shafter': [19.7, 0.0]} | 0 | 0 | 0 | 0 | 0 | 0 | 0 | 0 | 0 | 0 | 0 | 0 | 0 | 0 | 0 | 0 | 0 | 0 | 0 | 0 | 0 | 0 | 0 | 0 | 0 | 0 | 0 | 0 | 0 | 0 | 0 | 0 | 0 | 0 | 0 | 0 | 0
113 | Barre | Greater_LA | SCE Metro | {'Lewis': [4.8, 0.0], 'Del Amo': [7.1, 2.0], 'Alamitos': [7.4, 2.0], 'Villa Park': [8.5, 0.0], 'Ellis': [8.8, 2.0], 'Johanna': [9.9, 0.0], 'Olinda': [10.1, 0.0], 'Center': [10.9, 0.0], 'Serrano': [11.1, 0.0], 'Huntington Beach': [11.2, 2.0], 'Lighthipe': [12.2, 0.0], 'Walnut': [13.9, 0.0], 'Hinson': [13.9, 2.0], 'Harborgen': [14.3, 2.0], 'Long Beach': [14.3, 2.0], 'Laguna Bell': [15.0, 0.0], 'Arcogen': [15.1, 0.0], 'Santiago': [15.8, 0.0], 'Mesa': [17.4, 0.0]} | 160.9474 | 1.5385 | 0.0095592 | 159.4089 | 0.99044 | 0 | 0 | 0 | 0 | 0 | 0 | 0 | 0 | 0 | 0 | 0 | 0 | 0 | 0 | 0 | 0 | 160.9474 | 125.7795 | 0.78149 | 35.168 | 156.0471 | 0.96955 | 4.9004 | 156.0471 | 0.96955 | 4.9004 | 0 | 0 | 160.9474 | 5.0578 | 0.031425 | 155.8896
294 | Bay Boulevard | Greater_SD | SDGE Imperial | {'Silvergate': [6.6, 115.0], 'Miguel': [8.1, 20.0], 'Otay Mesa': [11.0, 2.0], 'Mission': [12.3, 112.0], 'Old Town': [12.3, 112.0], 'Kearny': [15.6, 80.0]} | 577.7692 | 109.3104 | 0.18919 | 468.4588 | 0.81081 | 0 | 0 | 0 | 0 | 0 | 0 | 0 | 0 | 0 | 0 | 0 | 0 | 0 | 0 | 41.5812 | 0.071969 | 536.188 | 206.6898 | 0.35774 | 371.0794 | 410.5187 | 0.71052 | 167.2505 | 415.9655 | 0.71995 | 161.8038 | 0 | 0 | 577.7692 | 47.1514 | 0.081609 | 530.6178
295 | Beatty | Southern_NV_Eldorado | SCE EOP | {} | 4600.0068 | 1569.0244 | 0.34109 | 3030.9824 | 0.65891 | 0 | 0 | 0 | 0 | 0 | 0 | 0 | 0 | 0 | 0 | 0 | 0 | 0 | 0 | 0 | 0 | 4600.0068 | 0 | 0 | 4600.0068 | 0 | 0 | 4600.0068 | 0 | 0 | 4600.0068 | 0 | 0 | 4600.0068 | 0 | 0 | 4600.0068
175 | Bellevue | Mendocino_Marin | PGE NGBA | {'Penngrove': [4.7, 0.0], 'Fulton': [8.6, 0.0], 'Lakeville': [11.3, 0.0]} | 341.8007 | 0 | 0 | 0 | 0 | 0 | 0 | 0 | 0 | 0 | 0 | 0 | 0 | 0 | 0 | 341.8007 | 1 | 0 | 0 | 341.8007 | 1 | 0 | 337.9944 | 0.98886 | 3.8063 | 337.9944 | 0.98886 | 3.8063 | 341.8007 | 1 | 0 | 328.5681 | 0.96129 | 13.2326 | 1.0398 | 0.0030421 | 340.7609
153 | Bellota | Solano | PGE GBA | {'Rancho Seco - Bellota (Proposed)': [8.2, 0.0], 'Lockeford': [10.7, 0.0], 'Camanche': [13.7, 0.0], 'Weber': [14.0, 0.0], 'Riverbank': [18.0, 0.0], 'Stagg': [18.3, 0.0], 'Ripon': [19.3, 0.0]} | 0 | 0 | 0 | 0 | 0 | 0 | 0 | 0 | 0 | 0 | 0 | 0 | 0 | 0 | 0 | 0 | 0 | 0 | 0 | 0 | 0 | 0 | 0 | 0 | 0 | 0 | 0 | 0 | 0 | 0 | 0 | 0 | 0 | 0 | 0 | 0 | 0
217 | Big Creek Hydro Facilities | Central_Valley_North_Los_Banos | PGE Fresno | {} | 9.3064 | 0 | 0 | 0 | 0 | 0 | 0 | 0 | 0 | 0 | 0 | 0 | 0 | 0 | 0 | 9.3064 | 1 | 0 | 0 | 0 | 0 | 9.3064 | 0 | 0 | 9.3064 | 9.3064 | 1 | 0 | 9.3064 | 1 | 0 | 9.3064 | 1 | 0 | 0 | 0 | 9.3064
203 | Birds Landing | Solano | PGE GBA | {'Shiloh III': [3.2, 26600.0], 'Pittsburg': [7.1, 15003.0], 'Kirker': [8.3, 12889.0], 'Contra Costa': [9.0, 14019.0], 'Lone Tree': [12.9, 1286.0], 'Peabody': [13.5, 1165.0], 'Clayton': [14.6, 2.0], 'Grand Island': [15.0, 3613.0], 'Brentwood': [16.5, 54.0], 'Martinez': [17.3, 2.0], 'Vaca-Dixon & Gc Yard': [19.7, 0.0]} | 73774.2656 | 27093.1484 | 0.36724 | 46681.1172 | 0.63276 | 0 | 0 | 0 | 0 | 0 | 29078.5195 | 0.39416 | 2264.834 | 0.0307 | 0 | 47409.957 | 0.64264 | 0 | 0 | 11403.1855 | 0.15457 | 62371.0801 | 28183.6094 | 0.38202 | 45590.6562 | 26574.6152 | 0.36022 | 47199.6504 | 37039.4414 | 0.50206 | 36734.8242 | 2600.4175 | 0.035248 | 71173.8481 | 20543.8496 | 0.27847 | 53230.416
252 | BlytheSC 161 kV | Riverside (Exclude) | SCE Eastern | {'Colorado River': [12.6, 4198.0]} | 24288.998 | 4808.5093 | 0.19797 | 19480.4883 | 0.80203 | 0 | 0 | 0 | 0 | 0 | 5.2175 | 0.00021481 | 3.3772 | 0.00013904 | 0 | 0 | 0 | 0 | 0 | 5349.7256 | 0.22025 | 18939.2725 | 6236.1523 | 0.25675 | 18052.8457 | 4497.9233 | 0.18518 | 19791.0747 | 10005.8271 | 0.41195 | 14283.1709 | 15282.125 | 0.62918 | 9006.873 | 59.4403 | 0.0024472 | 24229.5577
96 | Borden | Central_Valley_North_Los_Banos | PGE Fresno | {'Gregg': [6.1, 0.0], 'Kearney (New)': [16.0, 0.0], 'West Fresno': [16.8, 0.0], 'California Ave': [18.6, 0.0], 'Newhall': [19.4, 0.0]} | 0 | 0 | 0 | 0 | 0 | 0 | 0 | 0 | 0 | 0 | 0 | 0 | 0 | 0 | 0 | 0 | 0 | 0 | 0 | 0 | 0 | 0 | 0 | 0 | 0 | 0 | 0 | 0 | 0 | 0 | 0 | 0 | 0 | 0 | 0 | 0 | 0
141 | Boulevard | Greater_Imperial | SDGE Imperial | {'East County': [9.0, 2370.0], 'Suncrest - Ocotillo (Proposed)': [13.7, 5832.0], 'Ocotillo Express': [14.6, 5.0]} | 35116.8672 | 12555.4414 | 0.35753 | 22561.4258 | 0.64247 | 0 | 0 | 0 | 0 | 0 | 0.56491 | 1.6087e-05 | 0 | 0 | 0 | 17378.9688 | 0.49489 | 13877.4209 | 0.39518 | 2831.2471 | 0.080624 | 32285.6201 | 4657.3643 | 0.13262 | 30459.5029 | 13156.4619 | 0.37465 | 21960.4053 | 16659.3652 | 0.4744 | 18457.502 | 8802.1289 | 0.25065 | 26314.7383 | 489.4321 | 0.013937 | 34627.4351
11 | Brentwood | Solano | PGE GBA | {'Lone Tree': [4.9, 129.0], 'Contra Costa': [8.0, 129.0], 'Delta Pumps': [8.7, 0.0], 'Kelso': [9.3, 0.0], 'Cayetano': [13.5, 0.0], 'Midway Green Ridge Services': [14.2, 0.0], 'Kirker': [14.3, 5.0], 'Pittsburg': [14.5, 11.0], 'Tesla': [15.5, 0.0], 'Clayton': [16.0, 1.0], 'Birds Landing': [16.5, 54.0], 'Stagg': [18.6, 0.0], 'Eight Mile': [19.0, 0.0], 'Shiloh III': [19.6, 0.0]} | 8118.6118 | 119.3647 | 0.014703 | 7999.2471 | 0.9853 | 0 | 0 | 0 | 0 | 0 | 559.525 | 0.068919 | 53.221 | 0.0065554 | 0 | 7036.0552 | 0.86666 | 8.5417 | 0.0010521 | 5110.1738 | 0.62944 | 3008.438 | 5090.5947 | 0.62703 | 3028.0171 | 5893.5527 | 0.72593 | 2225.0591 | 7770.3145 | 0.9571 | 348.2974 | 2594.054 | 0.31952 | 5524.5579 | 519.9258 | 0.064041 | 7598.686
37 | Bridgeville | Humboldt | PGE NGBA | {} | 5490.8965 | 709.868 | 0.12928 | 4781.0283 | 0.87072 | 0 | 0 | 0 | 0 | 0 | 0 | 0 | 0 | 0 | 0 | 0 | 0 | 0 | 0 | 467.1022 | 0.085068 | 5023.7943 | 613.424 | 0.11172 | 4877.4725 | 613.424 | 0.11172 | 4877.4725 | 975.3412 | 0.17763 | 4515.5552 | 4390.5098 | 0.7996 | 1100.3867 | 10.3185 | 0.0018792 | 5480.578
111 | Brunswick | Northern_California | PGE NGBA | {'Colgate': [10.8, 0.0], 'Higgins': [13.3, 0.0], 'Drum 1': [14.5, 0.0]} | 0 | 0 | 0 | 0 | 0 | 0 | 0 | 0 | 0 | 0 | 0 | 0 | 0 | 0 | 0 | 0 | 0 | 0 | 0 | 0 | 0 | 0 | 0 | 0 | 0 | 0 | 0 | 0 | 0 | 0 | 0 | 0 | 0 | 0 | 0 | 0 | 0
4 | Cabrillo | Kern_Greater_Carrizo | PGE Kern | {'Sisquoc': [17.3, 0.0]} | 6294.0957 | 663.8945 | 0.10548 | 5630.2012 | 0.89452 | 0 | 0 | 0 | 0 | 0 | 124.4187 | 0.019768 | 0.71548 | 0.00011367 | 0 | 5249.6475 | 0.83406 | 0 | 0 | 3186.5159 | 0.50627 | 3107.5798 | 31.4674 | 0.0049995 | 6262.6283 | 47.1594 | 0.0074926 | 6246.9363 | 3202.1094 | 0.50875 | 3091.9863 | 5295.1011 | 0.84128 | 998.9946 | 346.6183 | 0.05507 | 5947.4774
219 | Cal Ave | Central_Valley_North_Los_Banos | PGE Fresno | {'Malaga': [2.8, 0.0], 'West Fresno': [3.0, 0.0], 'Kearney (New)': [6.6, 0.0], 'Sanger': [8.5, 0.0], 'McCall': [10.2, 0.0], 'Gregg': [12.5, 0.0], 'Mc Mullin': [15.2, 0.0], 'Borden': [18.6, 0.0], 'Wahtoke': [18.7, 0.0], 'Kingsburg': [18.9, 0.0]} | 0 | 0 | 0 | 0 | 0 | 0 | 0 | 0 | 0 | 0 | 0 | 0 | 0 | 0 | 0 | 0 | 0 | 0 | 0 | 0 | 0 | 0 | 0 | 0 | 0 | 0 | 0 | 0 | 0 | 0 | 0 | 0 | 0 | 0 | 0 | 0 | 0
278 | Calcite | Greater_Kramer | SCE NOL | {'Lugo - Pisgah (Proposed)': [18.2, 0.0]} | 11518.917 | 997.7269 | 0.086616 | 10521.1904 | 0.91338 | 0 | 0 | 0 | 0 | 0 | 0 | 0 | 0 | 0 | 0 | 0.0028849 | 2.5045e-07 | 0 | 0 | 7412.1855 | 0.64348 | 4106.7314 | 5627.3057 | 0.48853 | 5891.6113 | 3872.969 | 0.33623 | 7645.948 | 10190.7529 | 0.8847 | 1328.1641 | 4485.0991 | 0.38937 | 7033.8179 | 0.39887 | 3.4628e-05 | 11518.5181
316 | Cal Flats |  | PGE Fresno | {'Cholame': [12.7, 71.0], 'Avenal': [13.7, 38.0]} | 1725.0748 | 108.4671 | 0.062877 | 1616.6077 | 0.93712 | 0 | 0 | 0 | 0 | 0 | 0 | 0 | 0 | 0 | 0 | 1701.2249 | 0.98617 | 2.1631 | 0.0012539 | 1367.1906 | 0.79254 | 357.8843 | 128.6962 | 0.074603 | 1596.3786 | 676.891 | 0.39238 | 1048.1838 | 1367.1906 | 0.79254 | 357.8843 | 1325.6068 | 0.76843 | 399.468 | 0.25211 | 0.00014615 | 1724.8227
267 | Caliente | Kern_Greater_Carrizo | PGE Kern | {'Carrizo Plains': [6.9, 135.0], 'Solar': [8.1, 135.0], 'Kernridge': [10.9, 65.0], 'Temblor': [12.5, 29.0]} | 1159.0282 | 163.4712 | 0.14104 | 995.557 | 0.85896 | 0 | 0 | 0 | 0 | 0 | 0 | 0 | 0 | 0 | 0 | 829.1213 | 0.71536 | 0 | 0 | 755.3179 | 0.65168 | 403.7103 | 0 | 0 | 1159.0282 | 277.3954 | 0.23933 | 881.6328 | 755.3179 | 0.65168 | 403.7103 | 669.5329 | 0.57767 | 489.4953 | 0 | 0 | 1159.0282
248 | California Water | Central_Valley_North_Los_Banos | PGE Kern | {'Columbus': [2.7, 0.0], 'Magunden': [4.4, 0.0], 'Sycamore': [5.5, 0.0], 'Bakersfield': [6.3, 0.0], 'Kern Oil': [6.9, 0.0], 'West Park': [8.5, 0.0], 'Lamont': [8.9, 0.0], 'Unknown - 3327': [8.9, 0.0], 'Poso Mt.': [10.0, 0.0], 'Rosedale': [10.5, 0.0], 'Kern Power': [11.5, 0.0], 'Stockdale': [11.9, 0.0], 'Grimmway-Malaga': [12.3, 0.0], '7th Standard': [13.0, 0.0], 'Tevis': [14.7, 0.0], 'Renfro': [15.0, 0.0], 'Lerdo': [15.1, 0.0]} | 0 | 0 | 0 | 0 | 0 | 0 | 0 | 0 | 0 | 0 | 0 | 0 | 0 | 0 | 0 | 0 | 0 | 0 | 0 | 0 | 0 | 0 | 0 | 0 | 0 | 0 | 0 | 0 | 0 | 0 | 0 | 0 | 0 | 0 | 0 | 0 | 0
101 | Calpella | Mendocino_Marin | PGE NGBA | {'Mendocino': [3.7, 0.0], 'Ukiah': [3.7, 0.0], 'Hopland': [16.6, 0.0]} | 70.7485 | 0 | 0 | 0 | 0 | 0 | 0 | 0 | 0 | 0 | 0 | 0 | 0 | 0 | 0 | 70.7485 | 1 | 0 | 0 | 0 | 0 | 70.7485 | 28.1213 | 0.39748 | 42.6272 | 65.4479 | 0.92508 | 5.3006 | 65.4479 | 0.92508 | 5.3006 | 70.7485 | 1 | 0 | 0 | 0 | 70.7485
315 | Camanche | Solano | PGE GBA | {'Rancho Seco - Bellota (Proposed)': [5.8, 0.0], 'Lockeford': [9.9, 0.0], 'Bellota': [13.7, 0.0]} | 0 | 0 | 0 | 0 | 0 | 0 | 0 | 0 | 0 | 0 | 0 | 0 | 0 | 0 | 0 | 0 | 0 | 0 | 0 | 0 | 0 | 0 | 0 | 0 | 0 | 0 | 0 | 0 | 0 | 0 | 0 | 0 | 0 | 0 | 0 | 0 | 0
18 | Cantua | Central_Valley_North_Los_Banos | PGE Fresno | {'Excelsior': [6.5, 0.0], 'Schindler': [11.4, 0.0], 'Tranquility': [11.6, 0.0], 'Helm': [14.5, 0.0], 'Cheney': [17.6, 0.0]} | 140.2565 | 0 | 0 | 0 | 0 | 0 | 0 | 0 | 0 | 0 | 0 | 0 | 0 | 0 | 0 | 57.7905 | 0.41203 | 75.5773 | 0.53885 | 140.2565 | 1 | 0 | 0 | 0 | 140.2565 | 0 | 0 | 140.2565 | 140.2565 | 1 | 0 | 90.0187 | 0.64182 | 50.2378 | 0 | 0 | 140.2565
120 | Capistrano | Greater_LA | SDGE Imperial | {'Margarita': [3.4, 33.0], 'Trabuco': [3.5, 37.0], 'Talega': [6.8, 33.0], 'Viejo': [10.7, 0.0], 'San Onofre': [11.8, 13.0], 'Santiago': [12.0, 6.0], 'Johanna': [17.6, 0.0], 'Ellis': [20.0, 0.0]} | 92.5961 | 34.5342 | 0.37295 | 58.062 | 0.62705 | 0 | 0 | 0 | 0 | 0 | 0 | 0 | 0 | 0 | 0 | 0 | 0 | 0 | 0 | 0 | 0 | 92.5961 | 26.7057 | 0.28841 | 65.8904 | 46.4129 | 0.50124 | 46.1832 | 46.4129 | 0.50124 | 46.1832 | 0 | 0 | 92.5961 | 0 | 0 | 92.5961
282 | Carpenter Canyon (fka Gamebird) | Southern_NV_Eldorado | SCE EOP | {'Pahrump': [4.5, 2.0], 'Crazy Eyes': [9.1, 0.0], 'Vista 2': [12.4, 0.0], 'Sandy Valley': [18.4, 0.0]} | 4468.3447 | 2.0579 | 0.00046056 | 4466.2866 | 0.99954 | 0 | 0 | 0 | 0 | 0 | 0 | 0 | 0 | 0 | 0 | 0 | 0 | 0 | 0 | 1603.9161 | 0.35895 | 2864.4286 | 50.0915 | 0.01121 | 4418.2533 | 503.8353 | 0.11276 | 3964.5095 | 1654.0077 | 0.37016 | 2814.337 | 4298.0337 | 0.96188 | 170.311 | 0 | 0 | 4468.3447
172 | Carquinez | Solano | PGE NGBA | {'Martinez': [8.9, 1140.0], 'Tulucay': [10.9, 0.0], 'Ignacio': [15.9, 0.0], 'Clayton': [18.3, 0.0], 'Kirker': [19.3, 0.0], 'Pittsburg': [19.5, 0.0]} | 8927.8975 | 1134.8285 | 0.12711 | 7793.0688 | 0.87289 | 0 | 0 | 0 | 0 | 0 | 7.4497 | 0.00083443 | 0 | 0 | 0 | 5329.8647 | 0.59699 | 0 | 0 | 3246.7168 | 0.36366 | 5681.1807 | 3426.135 | 0.38376 | 5501.7625 | 2994.7646 | 0.33544 | 5933.1328 | 7247.3394 | 0.81176 | 1680.5581 | 3031.4956 | 0.33955 | 5896.4019 | 1011.379 | 0.11328 | 7916.5184
158 | Carrizo Plains | Kern_Greater_Carrizo | PGE Kern | {'Solar': [1.1, 135.0], 'Caliente': [6.9, 135.0], 'Kernridge': [17.5, 36.0], 'Temblor': [19.4, 0.0]} | 1671.3379 | 134.625 | 0.080549 | 1536.7129 | 0.91945 | 0 | 0 | 0 | 0 | 0 | 0 | 0 | 0 | 0 | 0 | 1040.3568 | 0.62247 | 0 | 0 | 1296.4739 | 0.77571 | 374.864 | 0 | 0 | 1671.3379 | 277.3954 | 0.16597 | 1393.9424 | 1296.4739 | 0.77571 | 374.864 | 1019.9291 | 0.61025 | 651.4088 | 0 | 0 | 1671.3379
204 | Cayetano | Solano | PGE GBA | {'Delta Pumps': [9.3, 0.0], 'Kelso': [10.0, 0.0], 'Midway Green Ridge Services': [10.1, 0.0], 'Tesla': [11.4, 0.0], 'Brentwood': [13.5, 0.0], 'Lone Tree': [14.4, 0.0], 'Clayton': [17.8, 0.0], 'Contra Costa': [18.0, 0.0]} | 18717.625 | 21.1575 | 0.0011304 | 18696.4668 | 0.99887 | 0 | 0 | 0 | 0 | 0 | 0 | 0 | 0 | 0 | 0 | 18573.832 | 0.99232 | 101.5151 | 0.0054235 | 17454.2871 | 0.93251 | 1263.3379 | 8097.9526 | 0.43264 | 10619.6724 | 13947.9463 | 0.74518 | 4769.6787 | 18694.8047 | 0.99878 | 22.8203 | 4012.4053 | 0.21437 | 14705.2197 | 764.6264 | 0.040851 | 17952.9986
79 | Center | Greater_LA | SCE Metro | {'Laguna Bell': [4.0, 0.0], 'Lighthipe': [5.2, 0.0], 'Del Amo': [5.6, 0.0], 'Mesa': [7.5, 0.0], 'Hinson': [10.1, 0.0], 'Walnut': [10.5, 0.0], 'Olinda': [10.6, 0.0], 'Barre': [10.9, 0.0], 'Arcogen': [11.0, 0.0], 'Alamitos': [11.3, 0.0], 'Harborgen': [12.5, 0.0], 'Long Beach': [13.2, 0.0], 'La Fresa': [13.7, 0.0], 'Rio Hondo': [14.1, 0.0], 'Lewis': [14.5, 0.0], 'Goodrich': [15.4, 0.0], 'El Nido': [15.5, 0.0], 'La Cienega': [16.4, 0.0], 'Redondo': [17.1, 0.0], 'Chevmain': [17.2, 0.0], 'Villa Park': [17.4, 0.0], 'El Segundo': [18.3, 0.0], 'Ellis': [19.2, 0.0], 'Serrano': [19.4, 0.0]} | 0 | 0 | 0 | 0 | 0 | 0 | 0 | 0 | 0 | 0 | 0 | 0 | 0 | 0 | 0 | 0 | 0 | 0 | 0 | 0 | 0 | 0 | 0 | 0 | 0 | 0 | 0 | 0 | 0 | 0 | 0 | 0 | 0 | 0 | 0 | 0 | 0
44 | Charca | Central_Valley_North_Los_Banos | PGE Kern | {'Semitropic': [6.3, 0.0], 'Shafter': [6.5, 0.0], 'Smyrna': [10.5, 0.0], 'Rio Bravo': [12.0, 0.0], 'Lerdo': [12.3, 0.0], 'Goose Lake': [14.3, 0.0], 'Midway': [15.8, 0.0], '7th Standard': [16.0, 0.0], 'Renfro': [17.7, 0.0], 'Tupman': [17.8, 0.0]} | 0 | 0 | 0 | 0 | 0 | 0 | 0 | 0 | 0 | 0 | 0 | 0 | 0 | 0 | 0 | 0 | 0 | 0 | 0 | 0 | 0 | 0 | 0 | 0 | 0 | 0 | 0 | 0 | 0 | 0 | 0 | 0 | 0 | 0 | 0 | 0 | 0
19 | Cheney | Central_Valley_North_Los_Banos | PGE Fresno | {'Panoche': [3.1, 0.0], 'Mendota': [7.3, 0.0], 'Tranquility': [7.6, 0.0], 'Cantua': [17.6, 0.0], 'Oro Loma': [18.8, 0.0], 'Newhall': [19.7, 0.0], 'Helm': [20.0, 0.0]} | 0 | 0 | 0 | 0 | 0 | 0 | 0 | 0 | 0 | 0 | 0 | 0 | 0 | 0 | 0 | 0 | 0 | 0 | 0 | 0 | 0 | 0 | 0 | 0 | 0 | 0 | 0 | 0 | 0 | 0 | 0 | 0 | 0 | 0 | 0 | 0 | 0
222 | Chevmain | Greater_LA | SCE Metro | {'El Segundo': [1.2, 13.0], 'El Nido': [1.8, 14.0], 'Redondo': [3.8, 12.0], 'La Fresa': [4.6, 12.0], 'La Cienega': [6.9, 2.0], 'Arcogen': [10.9, 10.0], 'Hinson': [11.9, 0.0], 'Harborgen': [13.2, 0.0], 'Lighthipe': [13.2, 0.0], 'Long Beach': [13.9, 0.0], 'Laguna Bell': [15.5, 0.0], 'Center': [17.2, 0.0], 'Del Amo': [18.0, 0.0], 'Mesa': [19.2, 0.0], 'Alamitos': [19.9, 0.0]} | 96.5869 | 13.7952 | 0.14283 | 82.7917 | 0.85717 | 0 | 0 | 0 | 0 | 0 | 0 | 0 | 0 | 0 | 0 | 0 | 0 | 0 | 0 | 0 | 0 | 96.5869 | 73.5768 | 0.76177 | 23.0101 | 77.2106 | 0.79939 | 19.3763 | 77.2106 | 0.79939 | 19.3763 | 0 | 0 | 96.5869 | 0 | 0 | 96.5869
132 | Chino | Greater_Kramer | SCE Metro | {'Mira Loma': [6.6, 0.0], 'Padua': [8.7, 0.0], 'Rancho Vista': [10.3, 0.0], 'Etiwanda': [10.7, 0.0], 'Serrano': [13.3, 0.0], 'Olinda': [14.5, 0.0], 'Villa Park': [15.5, 0.0], 'Walnut': [15.6, 0.0], 'Lewis': [18.2, 0.0], 'Rio Hondo': [18.8, 0.0]} | 0 | 0 | 0 | 0 | 0 | 0 | 0 | 0 | 0 | 0 | 0 | 0 | 0 | 0 | 0 | 0 | 0 | 0 | 0 | 0 | 0 | 0 | 0 | 0 | 0 | 0 | 0 | 0 | 0 | 0 | 0 | 0 | 0 | 0 | 0 | 0 | 0
159 | Cholame | Kern_Greater_Carrizo | PGE Fresno | {'Cal Flats': [12.7, 71.0]} | 4496.5337 | 213.8219 | 0.047553 | 4282.7119 | 0.95245 | 0 | 0 | 0 | 0 | 0 | 954.038 | 0.21217 | 0 | 0 | 0 | 4295.1426 | 0.95521 | 0 | 0 | 2724.4187 | 0.60589 | 1772.115 | 389.6359 | 0.086652 | 4106.8978 | 1243.7168 | 0.27659 | 3252.8169 | 3096.8354 | 0.68872 | 1399.6982 | 2510.9807 | 0.55843 | 1985.553 | 68.2656 | 0.015182 | 4428.2681
12 | Clayton | Solano | PGE GBA | {'Kirker': [6.3, 8.0], 'Pittsburg': [7.5, 8.0], 'Martinez': [9.4, 8.0], 'Contra Costa': [10.9, 1.0], 'Lone Tree': [11.4, 1.0], 'Birds Landing': [14.6, 2.0], 'Brentwood': [16.0, 1.0], 'Shiloh III': [16.9, 2.0], 'Cayetano': [17.8, 0.0], 'Carquinez': [18.3, 0.0]} | 6970.1338 | 7.0402 | 0.00101 | 6963.0938 | 0.99899 | 0 | 0 | 0 | 0 | 0 | 0 | 0 | 0 | 0 | 0 | 4041.3977 | 0.57982 | 0 | 0 | 4811.2886 | 0.69027 | 2158.8452 | 5942.2803 | 0.85253 | 1027.8535 | 4594.1763 | 0.65912 | 2375.9575 | 6302.1548 | 0.90417 | 667.979 | 1960.728 | 0.2813 | 5009.4058 | 2937.8816 | 0.4215 | 4032.2522
176 | Cloverdale | Mendocino_Marin | PGE NGBA | {'Eagle Rock': [11.0, 0.0], 'Hopland': [12.7, 0.0], 'Geysers Tap 1': [14.1, 0.0]} | 4205.0234 | 9.0336 | 0.0021483 | 4195.9897 | 0.99785 | 0 | 0 | 0 | 0 | 0 | 90.4336 | 0.021506 | 21.9159 | 0.0052118 | 0 | 1513.6654 | 0.35997 | 2431.4565 | 0.57823 | 4009.3687 | 0.95347 | 195.6548 | 894.9724 | 0.21283 | 3310.0511 | 1293.1531 | 0.30753 | 2911.8704 | 4172.5459 | 0.99228 | 32.4775 | 2314.3108 | 0.55037 | 1890.7126 | 8.9468 | 0.0021277 | 4196.0766
109 | Coburn | Peninsula_Monterey | PGE GBA | {} | 3904.519 | 1020.3156 | 0.26132 | 2884.2034 | 0.73868 | 0 | 0 | 0 | 0 | 0 | 5.5906 | 0.0014318 | 322.9011 | 0.082699 | 0 | 1343.6158 | 0.34412 | 1955.9302 | 0.50094 | 2063.9795 | 0.52861 | 1840.5396 | 0 | 0 | 3904.519 | 266.222 | 0.068183 | 3638.297 | 2063.9795 | 0.52861 | 1840.5396 | 1896.1243 | 0.48562 | 2008.3948 | 1.595 | 0.00040851 | 3902.924
276 | Colgate | Northern_California | PGE NGBA | {'Brunswick': [10.8, 0.0], 'Palermo': [19.5, 0.0]} | 0 | 0 | 0 | 0 | 0 | 0 | 0 | 0 | 0 | 0 | 0 | 0 | 0 | 0 | 0 | 0 | 0 | 0 | 0 | 0 | 0 | 0 | 0 | 0 | 0 | 0 | 0 | 0 | 0 | 0 | 0 | 0 | 0 | 0 | 0 | 0 | 0
257 | Colorado River | Riverside (Exclude) | SCE Eastern | {'Blythe': [12.6, 4198.0]} | 55855.0625 | 7785.9736 | 0.1394 | 48069.0898 | 0.8606 | 0 | 0 | 0 | 0 | 0 | 11.7528 | 0.00021042 | 3.933 | 7.0414e-05 | 0 | 0 | 0 | 0 | 0 | 30875.0156 | 0.55277 | 24980.0469 | 28963.8691 | 0.51855 | 26891.1934 | 27147.6973 | 0.48604 | 28707.3652 | 38846.957 | 0.6955 | 17008.1055 | 38926.5039 | 0.69692 | 16928.5586 | 136.8633 | 0.0024503 | 55718.1992
45 | Columbus | Central_Valley_North_Los_Banos | PGE Kern | {'Cal Water': [2.7, 0.0], 'Magunden': [2.8, 0.0], 'Bakersfield': [3.7, 0.0], 'Sycamore': [4.7, 0.0], 'Kern Oil': [5.4, 0.0], 'West Park': [5.9, 0.0], 'Rosedale': [7.9, 0.0], 'Unknown - 3327': [8.2, 0.0], 'Lamont': [8.3, 0.0], 'Kern Power': [9.0, 0.0], 'Stockdale': [9.1, 0.0], 'Poso Mt.': [11.1, 0.0], '7th Standard': [11.2, 0.0], 'Grimmway-Malaga': [11.3, 0.0], 'Tevis': [12.0, 0.0], 'Renfro': [12.7, 0.0], 'Lerdo': [13.9, 0.0], 'Rio Bravo': [18.3, 0.0], 'Tupman': [18.9, 0.0]} | 0 | 0 | 0 | 0 | 0 | 0 | 0 | 0 | 0 | 0 | 0 | 0 | 0 | 0 | 0 | 0 | 0 | 0 | 0 | 0 | 0 | 0 | 0 | 0 | 0 | 0 | 0 | 0 | 0 | 0 | 0 | 0 | 0 | 0 | 0 | 0 | 0
13 | Contra Costa | Solano | PGE GBA | {'Lone Tree': [3.9, 1361.0], 'Pittsburg': [6.7, 13258.0], 'Kirker': [6.9, 12122.0], 'Brentwood': [8.0, 129.0], 'Birds Landing': [9.0, 14019.0], 'Clayton': [10.9, 1.0], 'Shiloh III': [12.2, 13740.0], 'Delta Pumps': [16.3, 0.0], 'Kelso': [17.1, 0.0], 'Cayetano': [18.0, 0.0], 'Martinez': [18.2, 0.0], 'Grand Island': [19.1, 228.0]} | 35014.582 | 14205.5098 | 0.4057 | 20809.0723 | 0.5943 | 0 | 0 | 0 | 0 | 0 | 12181.8252 | 0.34791 | 804.3438 | 0.022972 | 0 | 19556.8594 | 0.55853 | 0 | 0 | 8220.0664 | 0.23476 | 26794.5156 | 16454.3984 | 0.46993 | 18560.1836 | 14309.3477 | 0.40867 | 20705.2344 | 17748.6738 | 0.50689 | 17265.9082 | 2733.9133 | 0.078079 | 32280.6687 | 6661.3208 | 0.19024 | 28353.2612
216 | Control | Greater_Kramer (Exclude) | SCE NOL | {'Inyo': [2.2, 157.0]} | 2563.9851 | 157.1005 | 0.061272 | 2406.8845 | 0.93873 | 0 | 0 | 0 | 0 | 0 | 0 | 0 | 0 | 0 | 0 | 0 | 0 | 0 | 0 | 0 | 0 | 2563.9851 | 0 | 0 | 2563.9851 | 949.4066 | 0.37029 | 1614.5786 | 949.4066 | 0.37029 | 1614.5786 | 2317.0786 | 0.9037 | 246.9065 | 522.9511 | 0.20396 | 2041.034
231 | Coolwater | Greater_Kramer | SCE NOL | {'Tortilla': [10.0, 0.0]} | 33789.1484 | 5614.3228 | 0.16616 | 28174.8262 | 0.83384 | 0 | 0 | 0 | 0 | 0 | 222.6769 | 0.0065902 | 12.4541 | 0.00036858 | 0 | 0 | 0 | 0 | 0 | 26362.2539 | 0.7802 | 7426.8945 | 7796.3931 | 0.23074 | 25992.7554 | 4535.9097 | 0.13424 | 29253.2388 | 27099.498 | 0.80202 | 6689.6504 | 18556.6426 | 0.54919 | 15232.5059 | 947.8096 | 0.028051 | 32841.3388
71 | Corcoran | Central_Valley_North_Los_Banos | PGE Fresno | {'Waukena': [2.3, 0.0], 'Alpaugh': [11.5, 0.0], 'GWF Hanford': [12.2, 0.0], 'Olive': [15.9, 0.0], 'Leprino': [17.9, 0.0]} | 0 | 0 | 0 | 0 | 0 | 0 | 0 | 0 | 0 | 0 | 0 | 0 | 0 | 0 | 0 | 0 | 0 | 0 | 0 | 0 | 0 | 0 | 0 | 0 | 0 | 0 | 0 | 0 | 0 | 0 | 0 | 0 | 0 | 0 | 0 | 0 | 0
9 | Cortina | Northern_California | PGE NGBA | {'Delevan': [17.3, 0.0]} | 2618.4946 | 37.8078 | 0.014439 | 2580.6868 | 0.98556 | 0 | 0 | 0 | 0 | 0 | 0 | 0 | 0 | 0 | 0 | 174.4747 | 0.066632 | 2444.0198 | 0.93337 | 308.4578 | 0.1178 | 2310.0368 | 399.9565 | 0.15274 | 2218.5381 | 435.7192 | 0.1664 | 2182.7754 | 579.5874 | 0.22134 | 2038.9072 | 2560.2034 | 0.97774 | 58.2913 | 0 | 0 | 2618.4946
169 | Cottonwood | Northern_California | PGE NGBA | {'Jessup': [5.5, 0.0]} | 0 | 0 | 0 | 0 | 0 | 0 | 0 | 0 | 0 | 0 | 0 | 0 | 0 | 0 | 0 | 0 | 0 | 0 | 0 | 0 | 0 | 0 | 0 | 0 | 0 | 0 | 0 | 0 | 0 | 0 | 0 | 0 | 0 | 0 | 0 | 0 | 0
225 | Cove Rd | Northern_California | PGE NGBA | {'Round Mt.': [4.9, 572.0], 'New Sub - Pit 1 - Cottonwood (Proposed)': [6.8, 594.0]} | 6442.394 | 592.0419 | 0.091898 | 5850.3521 | 0.9081 | 0 | 0 | 0 | 0 | 0 | 0 | 0 | 0 | 0 | 0 | 6091.0317 | 0.94546 | 200.1613 | 0.031069 | 4492.7246 | 0.69737 | 1949.6694 | 801.4832 | 0.12441 | 5640.9108 | 884.8871 | 0.13735 | 5557.5069 | 5309.0581 | 0.82408 | 1133.3359 | 2259.6709 | 0.35075 | 4182.7231 | 119.9264 | 0.018615 | 6322.4677
228 | Coyote | Peninsula_Monterey | PGE GBA | {'Metcalf 1': [0.3, 0.0], 'Hicks': [8.5, 0.0], 'Scott': [15.7, 0.0], 'Los Esteros': [17.5, 0.0], 'Llagas': [18.1, 0.0]} | 86.0643 | 0 | 0 | 0 | 0 | 0 | 0 | 0 | 0 | 0 | 0 | 0 | 0 | 0 | 0 | 84.8925 | 0.98638 | 1.1718 | 0.013615 | 71.2409 | 0.82776 | 14.8233 | 17.7638 | 0.2064 | 68.3005 | 17.7638 | 0.2064 | 68.3005 | 86.0643 | 1 | 0 | 36.9187 | 0.42897 | 49.1456 | 1.2227 | 0.014207 | 84.8415
309 | Crow Creek | Central_Valley_North_Los_Banos | PGE Fresno | {'Fink (Proposed)': [0.4, 0.0], 'Miller': [8.4, 0.0], 'Westley': [14.7, 0.0], 'Quinto': [17.9, 0.0]} | 525.4776 | 0 | 0 | 0 | 0 | 0 | 0 | 0 | 0 | 0 | 0 | 0 | 0 | 0 | 0 | 299.0997 | 0.5692 | 226.378 | 0.4308 | 495.0301 | 0.94206 | 30.4475 | 132.9626 | 0.25303 | 392.515 | 328.3249 | 0.62481 | 197.1527 | 510.929 | 0.97231 | 14.5486 | 525.4777 | 1 | -6.1035e-05 | 0 | 0 | 525.4776
190 | Curtis | El_Dorado_Mariposa | PGE GBA | {'Peoria': [10.9, 0.0], 'Chinese Station': [11.1, 0.0], 'New Melones': [11.6, 0.0]} | 0 | 0 | 0 | 0 | 0 | 0 | 0 | 0 | 0 | 0 | 0 | 0 | 0 | 0 | 0 | 0 | 0 | 0 | 0 | 0 | 0 | 0 | 0 | 0 | 0 | 0 | 0 | 0 | 0 | 0 | 0 | 0 | 0 | 0 | 0 | 0 | 0
97 | Dairyland | Central_Valley_North_Los_Banos | PGE Fresno | {'Le Grand': [9.3, 0.0], 'Newhall': [13.0, 0.0], 'Wilson': [17.2, 0.0], 'Merced': [17.8, 0.0]} | 0 | 0 | 0 | 0 | 0 | 0 | 0 | 0 | 0 | 0 | 0 | 0 | 0 | 0 | 0 | 0 | 0 | 0 | 0 | 0 | 0 | 0 | 0 | 0 | 0 | 0 | 0 | 0 | 0 | 0 | 0 | 0 | 0 | 0 | 0 | 0 | 0
194 | Davis | Solano | PGE NGBA | {'Woodland': [9.3, 0.0], 'Putah Creek': [14.2, 0.0], 'Vaca-Dixon & Gc Yard': [14.2, 20.0], 'Madison': [15.4, 0.0]} | 899.7396 | 20.1123 | 0.022353 | 879.6273 | 0.97765 | 0 | 0 | 0 | 0 | 0 | 99.3466 | 0.11042 | 721.9638 | 0.80241 | 0 | 237.1553 | 0.26358 | 0 | 0 | 0 | 0 | 899.7396 | 112.8345 | 0.12541 | 786.9051 | 112.8345 | 0.12541 | 786.9051 | 112.8345 | 0.12541 | 786.9051 | 0 | 0 | 899.7396 | 3.8176 | 0.004243 | 895.9219
80 | Del Amo | Greater_LA | SCE Metro | {'Lighthipe': [5.0, 277.0], 'Center': [5.6, 0.0], 'Alamitos': [5.7, 311.0], 'Barre': [7.1, 2.0], 'Hinson': [7.5, 311.0], 'Arcogen': [8.7, 310.0], 'Harborgen': [8.9, 311.0], 'Laguna Bell': [9.3, 0.0], 'Long Beach': [9.3, 311.0], 'Lewis': [11.7, 0.0], 'Olinda': [12.1, 0.0], 'Mesa': [13.1, 0.0], 'La Fresa': [13.7, 45.0], 'Walnut': [13.9, 0.0], 'Ellis': [14.3, 2.0], 'Villa Park': [15.3, 0.0], 'Huntington Beach': [15.5, 2.0], 'El Nido': [16.2, 0.0], 'Redondo': [16.7, 0.0], 'Johanna': [16.8, 0.0], 'Serrano': [17.7, 0.0], 'Chevmain': [18.0, 0.0], 'Rio Hondo': [19.0, 0.0], 'El Segundo': [19.2, 0.0], 'La Cienega': [19.3, 0.0]} | 489.5705 | 300.0562 | 0.6129 | 189.5143 | 0.3871 | 0 | 0 | 0 | 0 | 0 | 0 | 0 | 0 | 0 | 0 | 0 | 0 | 0 | 0 | 0 | 0 | 489.5705 | 125.7795 | 0.25692 | 363.7911 | 161.0548 | 0.32897 | 328.5157 | 161.0548 | 0.32897 | 328.5157 | 0 | 0 | 489.5705 | 4.6986 | 0.0095975 | 484.8719
280 | Delaney | Arizona | SCE Arizona | {'Palo Verde': [12.1, 0.0], 'Hassayampa': [14.1, 0.0]} | 0 | 0 | 0 | 0 | 0 | 0 | 0 | 0 | 0 | 0 | 0 | 0 | 0 | 0 | 0 | 0 | 0 | 0 | 0 | 0 | 0 | 0 | 0 | 0 | 0 | 0 | 0 | 0 | 0 | 0 | 0 | 0 | 0 | 0 | 0 | 0 | 0
274 | Delevan | Northern_California | PGE NGBA | {'Logan Creek': [11.8, 0.0], 'Cortina': [17.3, 0.0]} | 260.0894 | 0 | 0 | 0 | 0 | 0 | 0 | 0 | 0 | 0 | 0 | 0 | 0 | 0 | 0 | 33.1686 | 0.12753 | 226.9208 | 0.87247 | 5.1342 | 0.01974 | 254.9552 | 27.9291 | 0.10738 | 232.1604 | 55.645 | 0.21395 | 204.4444 | 60.7792 | 0.23369 | 199.3102 | 260.0894 | 1 | 0 | 0 | 0 | 260.0894
213 | Delta Switching Yard | Solano | PGE GBA | {'Kelso': [1.0, 0.0], 'Midway Green Ridge Services': [5.4, 0.0], 'Tesla': [6.8, 0.0], 'Brentwood': [8.7, 0.0], 'Cayetano': [9.3, 0.0], 'Lone Tree': [12.6, 0.0], 'Contra Costa': [16.3, 0.0], 'Vierra': [18.9, 0.0], 'Stagg': [19.9, 0.0]} | 32296.502 | 0 | 0 | 0 | 0 | 0 | 0 | 0 | 0 | 0 | 792.8136 | 0.024548 | 1025.8906 | 0.031765 | 0 | 29595.75 | 0.91638 | 68.8123 | 0.0021306 | 28529.1914 | 0.88335 | 3767.3105 | 21955.4355 | 0.67981 | 10341.0664 | 27498.7656 | 0.85145 | 4797.7363 | 32296.3301 | 0.99999 | 0.17188 | 7536.8232 | 0.23336 | 24759.6787 | 1202.1036 | 0.037221 | 31094.3983
281 | Desert View | Southern_NV_Eldorado | SCE EOP | {} | 3274.8728 | 1882.111 | 0.57471 | 1392.7618 | 0.42529 | 0 | 0 | 0 | 0 | 0 | 0 | 0 | 0 | 0 | 0 | 841.0215 | 0.25681 | 0 | 0 | 0 | 0 | 3274.8728 | 0 | 0 | 3274.8728 | 0 | 0 | 3274.8728 | 0 | 0 | 3274.8728 | 0 | 0 | 3274.8728 | 0 | 0 | 3274.8728
125 | Devers | Riverside | SCE Eastern | {'Mirage': [14.4, 1701.0]} | 11683.8281 | 1812.7209 | 0.15515 | 9871.1074 | 0.84485 | 0 | 0 | 0 | 0 | 0 | 23.0451 | 0.0019724 | 0 | 0 | 0 | 3177.3025 | 0.27194 | 282.9008 | 0.024213 | 6124.2129 | 0.52416 | 5559.6152 | 5890.6333 | 0.50417 | 5793.1948 | 5443.0132 | 0.46586 | 6240.8149 | 7795.3457 | 0.66719 | 3888.4824 | 4482.4307 | 0.38364 | 7201.3975 | 17.3235 | 0.0014827 | 11666.5046
230 | Diablo | Kern_Greater_Carrizo | PGE Kern | {'Morro Bay': [10.9, 8.0], 'San Luis Obispo': [12.4, 77.0], 'Oceano': [17.0, 10.0]} | 2310.5642 | 243.668 | 0.10546 | 2066.8962 | 0.89454 | 0 | 0 | 0 | 0 | 0 | 1.0967 | 0.00047464 | 0 | 0 | 0 | 1446.13 | 0.62588 | 0 | 0 | 0.05641 | 2.4414e-05 | 2310.5078 | 50.6689 | 0.021929 | 2259.8953 | 1371.0707 | 0.59339 | 939.4935 | 1371.0707 | 0.59339 | 939.4935 | 1348.4818 | 0.58362 | 962.0824 | 55.0785 | 0.023838 | 2255.4858
234 | Donnells | El_Dorado_Mariposa | PGE GBA | {} | 1911.4171 | 125.2522 | 0.065528 | 1786.1649 | 0.93447 | 0 | 0 | 0 | 0 | 0 | 0 | 0 | 0 | 0 | 0 | 958.3353 | 0.50137 | 0 | 0 | 0 | 0 | 1911.4171 | 0 | 0 | 1911.4171 | 459.7935 | 0.24055 | 1451.6236 | 459.7935 | 0.24055 | 1451.6236 | 1526.3405 | 0.79854 | 385.0767 | 216.5062 | 0.11327 | 1694.9109
226 | Drum | Northern_California | PGE NGBA | {'Brunswick': [14.5, 0.0]} | 189.4435 | 35.4322 | 0.18703 | 154.0112 | 0.81297 | 0 | 0 | 0 | 0 | 0 | 0 | 0 | 0 | 0 | 0 | 92.6048 | 0.48883 | 96.8387 | 0.51117 | 5.055 | 0.026683 | 184.3885 | 0.19061 | 0.0010061 | 189.2529 | 0 | 0 | 189.4435 | 5.2456 | 0.02769 | 184.1979 | 153.563 | 0.8106 | 35.8805 | 0 | 0 | 189.4435
73 | Eagle Rock | Mendocino_Marin | PGE NGBA | {'Geysers Tap 1': [6.0, 0.0], 'Cloverdale': [11.0, 0.0], 'Hopland': [17.6, 0.0]} | 7698.7715 | 0 | 0 | 0 | 0 | 0 | 0 | 0 | 0 | 0 | 127.3159 | 0.016537 | 0.10189 | 1.3234e-05 | 0 | 3488.769 | 0.45316 | 3168.8181 | 0.4116 | 7119.0791 | 0.9247 | 579.6924 | 4056.8521 | 0.52695 | 3641.9194 | 5380.4277 | 0.69887 | 2318.3438 | 7698.7715 | 1 | 0 | 2649.573 | 0.34416 | 5049.1985 | 0.75836 | 9.8504e-05 | 7698.0131
197 | East Marysville | Northern_California | PGE NGBA | {'Olivehurst': [5.0, 0.0], 'Pease': [5.4, 0.0], 'Honcut': [11.0, 0.0], 'Rio Oso': [16.6, 0.0]} | 0 | 0 | 0 | 0 | 0 | 0 | 0 | 0 | 0 | 0 | 0 | 0 | 0 | 0 | 0 | 0 | 0 | 0 | 0 | 0 | 0 | 0 | 0 | 0 | 0 | 0 | 0 | 0 | 0 | 0 | 0 | 0 | 0 | 0 | 0 | 0 | 0
1 | East Shore | Solano | PGE GBA | {'Newark': [11.2, 0.0], 'Martin': [16.9, 11.0], 'Los Esteros': [17.0, 0.0], 'Scott': [19.3, 0.0]} | 201.3235 | 89.8068 | 0.44608 | 111.5167 | 0.55392 | 0 | 0 | 0 | 0 | 0 | 0 | 0 | 0 | 0 | 0 | 0 | 0 | 0 | 0 | 0 | 0 | 201.3235 | 14.0864 | 0.069969 | 187.2371 | 40.5681 | 0.20151 | 160.7555 | 40.5681 | 0.20151 | 160.7555 | 0 | 0 | 201.3235 | 64.5849 | 0.3208 | 136.7386
264 | ECO | Greater_Imperial | SDGE Imperial | {'Boulevard': [9.0, 2370.0], 'Ocotillo Express': [9.2, 171.0]} | 16736.4512 | 2528.1738 | 0.15106 | 14208.2773 | 0.84894 | 0 | 0 | 0 | 0 | 0 | 0 | 0 | 0 | 0 | 0 | 7520.0571 | 0.44932 | 0 | 0 | 1791.1361 | 0.10702 | 14945.3151 | 6776.625 | 0.4049 | 9959.8262 | 7806.6426 | 0.46645 | 8929.8086 | 10564.0732 | 0.6312 | 6172.3779 | 4469.7407 | 0.26707 | 12266.7104 | 183.5261 | 0.010966 | 16552.9251
237 | Eight Mile | Solano | PGE GBA | {'Stagg': [4.8, 0.0], 'Weber': [12.2, 0.0], 'Lockeford': [12.5, 0.0], 'Grand Island': [16.6, 0.0], 'Vierra': [18.9, 0.0], 'Brentwood': [19.0, 0.0]} | 352.7675 | 163.7175 | 0.46409 | 189.0501 | 0.53591 | 0 | 0 | 0 | 0 | 0 | 0 | 0 | 3.7296 | 0.010572 | 0 | 0 | 0 | 0 | 0 | 17.6348 | 0.04999 | 335.1327 | 0 | 0 | 352.7675 | 0 | 0 | 352.7675 | 17.6348 | 0.04999 | 335.1327 | 0 | 0 | 352.7675 | 17.0812 | 0.048421 | 335.6864
255 | El Casco | Riverside (Exclude) | SCE Eastern | {'San Bernardino': [12.1, 0.0], 'Vista': [14.8, 0.0], 'Valley': [16.3, 0.0]} | 0.52015 | 0 | 0 | 0 | 0 | 0 | 0 | 0 | 0 | 0 | 0 | 0 | 0 | 0 | 0 | 0.52015 | 1 | 0 | 0 | 0 | 0 | 0.52015 | 0 | 0 | 0.52015 | 0.52015 | 1 | 0 | 0.52015 | 1 | 0 | 0 | 0 | 0.52015 | 0 | 0 | 0.52015
38 | El Centro | Greater_Imperial | SDGE Imperial | {'Imperial Valley': [11.9, 2.0], 'Highline': [15.5, 0.0], 'North Gila - IV (Proposed)': [19.4, 0.0]} | 1136.5365 | 164.4048 | 0.14465 | 972.1317 | 0.85535 | 0 | 0 | 0 | 0 | 0 | 29.7656 | 0.02619 | 6.6578 | 0.0058579 | 0 | 0 | 0 | 0 | 0 | 836.519 | 0.73602 | 300.0175 | 0 | 0 | 1136.5365 | 0 | 0 | 1136.5365 | 836.519 | 0.73602 | 300.0175 | 398.6509 | 0.35076 | 737.8856 | 92.3086 | 0.081219 | 1044.2279
301 | Eldorado | Southern_NV_Eldorado | SCE EOP | {'Sloan Canyon': [5.2, 237.0], 'Mead': [13.3, 120.0]} | 1699.2142 | 237.25 | 0.13962 | 1461.9642 | 0.86038 | 0 | 0 | 0 | 0 | 0 | 0 | 0 | 0 | 0 | 0 | 0 | 0 | 0 | 0 | 0 | 0 | 1699.2142 | 0 | 0 | 1699.2142 | 0 | 0 | 1699.2142 | 0 | 0 | 1699.2142 | 0 | 0 | 1699.2142 | 0 | 0 | 1699.2142
46 | Elk Hills | Central_Valley_North_Los_Banos | PGE Kern | {'Norco': [5.6, 0.0], 'Taft': [8.6, 0.0], 'Midway - Wheeler Ridge (Proposed)': [9.4, 0.0], 'Tupman': [10.7, 0.0], 'Midway': [13.0, 0.0], 'Tevis': [15.4, 0.0], 'Rio Bravo': [16.3, 0.0], 'Renfro': [16.4, 0.0], 'Stockdale': [18.5, 0.0], 'Kern Power': [19.0, 0.0], 'Rosedale': [19.8, 0.0]} | 0 | 0 | 0 | 0 | 0 | 0 | 0 | 0 | 0 | 0 | 0 | 0 | 0 | 0 | 0 | 0 | 0 | 0 | 0 | 0 | 0 | 0 | 0 | 0 | 0 | 0 | 0 | 0 | 0 | 0 | 0 | 0 | 0 | 0 | 0 | 0 | 0
114 | Ellis | Greater_LA | SCE Metro | {'Huntington Beach': [3.4, 16.0], 'Johanna': [5.6, 14.0], 'Barre': [8.8, 2.0], 'Lewis': [8.9, 0.0], 'Santiago': [10.2, 14.0], 'Alamitos': [10.5, 2.0], 'Villa Park': [10.9, 0.0], 'Serrano': [13.3, 0.0], 'Del Amo': [14.3, 2.0], 'Long Beach': [17.2, 2.0], 'Viejo': [17.4, 0.0], 'Harborgen': [17.6, 2.0], 'Trabuco': [17.7, 0.0], 'Olinda': [18.0, 0.0], 'Hinson': [18.6, 2.0], 'Lighthipe': [19.0, 0.0], 'Center': [19.2, 0.0], 'Arcogen': [19.5, 0.0], 'Capistrano': [20.0, 0.0]} | 362.1727 | 13.406 | 0.037016 | 348.7667 | 0.96298 | 0 | 0 | 0 | 0 | 0 | 0 | 0 | 0 | 0 | 0 | 0 | 0 | 0 | 0 | 8.9877 | 0.024816 | 353.185 | 157.6278 | 0.43523 | 204.5449 | 323.2802 | 0.89261 | 38.8925 | 332.2679 | 0.91743 | 29.9048 | 0 | 0 | 362.1727 | 31.2094 | 0.086173 | 330.9633
81 | El Nido | Greater_LA | SCE Metro | {'Chevmain': [1.8, 14.0], 'La Fresa': [2.9, 14.0], 'El Segundo': [3.0, 12.0], 'Redondo': [3.4, 14.0], 'La Cienega': [7.2, 1.0], 'Arcogen': [9.2, 10.0], 'Hinson': [10.1, 0.0], 'Lighthipe': [11.4, 0.0], 'Harborgen': [11.6, 0.0], 'Long Beach': [12.4, 0.0], 'Laguna Bell': [14.1, 0.0], 'Center': [15.5, 0.0], 'Del Amo': [16.2, 0.0], 'Mesa': [18.0, 0.0], 'Alamitos': [18.2, 0.0]} | 97.8433 | 15.0517 | 0.15383 | 82.7917 | 0.84617 | 0 | 0 | 0 | 0 | 0 | 0 | 0 | 0 | 0 | 0 | 0 | 0 | 0 | 0 | 0 | 0 | 97.8433 | 73.5768 | 0.75199 | 24.2665 | 77.2106 | 0.78912 | 20.6327 | 77.2106 | 0.78912 | 20.6327 | 0 | 0 | 97.8433 | 0 | 0 | 97.8433
41 | El Segundo | Greater_LA | SCE Metro | {'Chevmain': [1.2, 13.0], 'El Nido': [3.0, 12.0], 'Redondo': [4.6, 11.0], 'La Fresa': [5.8, 11.0], 'La Cienega': [6.9, 2.0], 'Arcogen': [12.1, 10.0], 'Hinson': [13.1, 0.0], 'Harborgen': [14.4, 0.0], 'Lighthipe': [14.4, 0.0], 'Long Beach': [15.0, 0.0], 'Laguna Bell': [16.5, 0.0], 'Center': [18.3, 0.0], 'Del Amo': [19.2, 0.0]} | 95.0065 | 12.2148 | 0.12857 | 82.7917 | 0.87143 | 0 | 0 | 0 | 0 | 0 | 0 | 0 | 0 | 0 | 0 | 0 | 0 | 0 | 0 | 0 | 0 | 95.0065 | 73.5768 | 0.77444 | 21.4297 | 77.2106 | 0.81269 | 17.7959 | 77.2106 | 0.81269 | 17.7959 | 0 | 0 | 95.0065 | 0 | 0 | 95.0065
142 | Encina | Greater_SD | SDGE Imperial | {'Palomar Airport': [2.9, 23.0], 'San Luis Rey': [5.1, 26.0], 'Escondido': [12.7, 0.0], 'Penasquitos': [16.5, 1.0]} | 192.9413 | 26.1496 | 0.13553 | 166.7917 | 0.86447 | 0 | 0 | 0 | 0 | 0 | 0.090055 | 0.00046675 | 0 | 0 | 0 | 0 | 0 | 0 | 0 | 33.7218 | 0.17478 | 159.2195 | 148.1097 | 0.76764 | 44.8316 | 153.9269 | 0.79779 | 39.0144 | 153.9269 | 0.79779 | 39.0144 | 0 | 0 | 192.9413 | 31.9142 | 0.16541 | 161.0271
143 | Escondido | Greater_SD | SDGE Imperial | {'Palomar Airport': [9.9, 0.0], 'Encina': [12.7, 0.0], 'San Luis Rey': [13.9, 0.0], 'Sycamore Canyon': [15.2, 0.0], 'Penasquitos': [15.5, 0.0]} | 0 | 0 | 0 | 0 | 0 | 0 | 0 | 0 | 0 | 0 | 0 | 0 | 0 | 0 | 0 | 0 | 0 | 0 | 0 | 0 | 0 | 0 | 0 | 0 | 0 | 0 | 0 | 0 | 0 | 0 | 0 | 0 | 0 | 0 | 0 | 0 | 0
10 | Etiwanda | Greater_Kramer | SCE Eastern | {'Rancho Vista': [0.4, 0.0], 'Mira Loma': [6.0, 0.0], 'Padua': [6.8, 0.0], 'Chino': [10.7, 0.0], 'Vista': [12.4, 0.0], 'San Bernardino': [16.6, 0.0]} | 299.4556 | 0 | 0 | 0 | 0 | 0 | 0 | 0 | 0 | 0 | 0 | 0 | 0 | 0 | 0 | 0 | 0 | 299.4556 | 1 | 299.4556 | 1 | 0 | 0 | 0 | 299.4556 | 28.2301 | 0.094271 | 271.2255 | 299.4556 | 1 | 0 | 205.2154 | 0.6853 | 94.2401 | 0.5737 | 0.0019158 | 298.8819
270 | Excelsior | Central_Valley_North_Los_Banos | PGE Fresno | {'Schindler': [5.2, 0.0], 'Cantua': [6.5, 0.0], 'Helm': [13.6, 0.0], 'Tranquility': [16.3, 0.0], 'Gates': [18.8, 0.0], 'Mc Mullin': [19.0, 0.0]} | 108.2445 | 0 | 0 | 0 | 0 | 0 | 0 | 0 | 0 | 0 | 0 | 0 | 0 | 0 | 0 | 90.3647 | 0.83482 | 0 | 0 | 108.2445 | 1 | 0 | 0 | 0 | 108.2445 | 26.5627 | 0.2454 | 81.6818 | 108.2445 | 1 | 0 | 36.9627 | 0.34147 | 71.2818 | 0 | 0 | 108.2445
302 | Fink (Proposed) | Central_Valley_North_Los_Banos | PGE Fresno | {'Crow Creek': [0.4, 0.0], 'Miller': [8.1, 0.0], 'Westley': [14.9, 0.0], 'Quinto': [17.7, 0.0]} | 604.861 | 0 | 0 | 0 | 0 | 0 | 0 | 0 | 0 | 0 | 0 | 0 | 0 | 0 | 0 | 316.7362 | 0.52365 | 288.1248 | 0.47635 | 574.4135 | 0.94966 | 30.4476 | 132.9626 | 0.21982 | 471.8984 | 338.9713 | 0.56041 | 265.8897 | 590.3124 | 0.97595 | 14.5486 | 604.861 | 1 | 0 | 0 | 0 | 604.861
177 | Fulton | Mendocino_Marin | PGE NGBA | {'Bellevue': [8.6, 0.0], 'Penngrove': [13.3, 0.0], 'Geysers Tap 1': [17.7, 0.0], 'Lakeville': [19.6, 0.0]} | 0 | 0 | 0 | 0 | 0 | 0 | 0 | 0 | 0 | 0 | 0 | 0 | 0 | 0 | 0 | 0 | 0 | 0 | 0 | 0 | 0 | 0 | 0 | 0 | 0 | 0 | 0 | 0 | 0 | 0 | 0 | 0 | 0 | 0 | 0 | 0 | 0
20 | Gates | Central_Valley_North_Los_Banos | PGE Fresno | {'Avenal': [11.2, 0.0], 'Mustang': [13.1, 0.0], 'Henrietta': [14.2, 0.0], 'Leprino': [17.7, 0.0], 'Schindler': [18.1, 0.0], 'Excelsior': [18.8, 0.0]} | 0 | 0 | 0 | 0 | 0 | 0 | 0 | 0 | 0 | 0 | 0 | 0 | 0 | 0 | 0 | 0 | 0 | 0 | 0 | 0 | 0 | 0 | 0 | 0 | 0 | 0 | 0 | 0 | 0 | 0 | 0 | 0 | 0 | 0 | 0 | 0 | 0
303 | Gates-Midway (Proposed) | Central_Valley_North_Los_Banos | PGE Kern | {'Arco': [8.7, 0.0], 'Goose Lake': [15.8, 0.0], 'Smyrna': [17.5, 0.0], 'Olive': [19.4, 0.0]} | 0 | 0 | 0 | 0 | 0 | 0 | 0 | 0 | 0 | 0 | 0 | 0 | 0 | 0 | 0 | 0 | 0 | 0 | 0 | 0 | 0 | 0 | 0 | 0 | 0 | 0 | 0 | 0 | 0 | 0 | 0 | 0 | 0 | 0 | 0 | 0 | 0
269 | Geysers | Mendocino_Marin | PGE NGBA | {'Eagle Rock': [6.0, 0.0], 'Cloverdale': [14.1, 0.0], 'Fulton': [17.7, 0.0]} | 6507.2788 | 0 | 0 | 0 | 0 | 0 | 0 | 0 | 0 | 0 | 48.1445 | 0.0073986 | 0 | 0 | 0 | 3542.2739 | 0.54436 | 1940.4448 | 0.2982 | 5957.0269 | 0.91544 | 550.252 | 4059.2356 | 0.6238 | 2448.0432 | 5255.9785 | 0.80771 | 1251.3003 | 6507.2788 | 1 | 0 | 2678.5525 | 0.41162 | 3828.7263 | 0.21964 | 3.3753e-05 | 6507.0592
35 | Glenn | Northern_California | PGE NGBA | {'Logan Creek': [17.7, 0.0]} | 4.9778 | 0 | 0 | 0 | 0 | 0 | 0 | 0 | 0 | 0 | 0 | 0 | 0 | 0 | 0 | 4.9778 | 1 | 0 | 0 | 4.9778 | 1 | 0 | 0 | 0 | 4.9778 | 0 | 0 | 4.9778 | 4.9778 | 1 | 0 | 4.9778 | 1 | 9.5367e-07 | 0 | 0 | 4.9778
129 | Gold Hill | Solano | PGE NGBA | {'Pleasant Grove': [14.6, 0.0], 'Placerville': [19.7, 0.0]} | 0 | 0 | 0 | 0 | 0 | 0 | 0 | 0 | 0 | 0 | 0 | 0 | 0 | 0 | 0 | 0 | 0 | 0 | 0 | 0 | 0 | 0 | 0 | 0 | 0 | 0 | 0 | 0 | 0 | 0 | 0 | 0 | 0 | 0 | 0 | 0 | 0
165 | Goleta | Kern_Greater_Carrizo | SCE Northern | {} | 285.5368 | 218.3519 | 0.76471 | 67.1849 | 0.23529 | 0 | 0 | 0 | 0 | 0 | 24.2743 | 0.085013 | 0 | 0 | 0 | 118.4022 | 0.41467 | 0 | 0 | 25.4881 | 0.089264 | 260.0487 | 0 | 0 | 285.5368 | 9.0179 | 0.031582 | 276.5189 | 34.506 | 0.12085 | 251.0308 | 25.4881 | 0.089264 | 260.0487 | 5.2343 | 0.018331 | 280.3025
82 | Goodrich | Greater_LA | SCE Metro | {'Rio Hondo': [6.9, 0.0], 'Gould': [7.5, 0.0], 'Mesa': [8.0, 0.0], 'Laguna Bell': [12.6, 0.0], 'Walnut': [12.6, 0.0], 'Center': [15.4, 0.0], 'Olinda': [17.0, 0.0], 'Lighthipe': [19.3, 0.0], 'La Cienega': [19.6, 0.0]} | 0 | 0 | 0 | 0 | 0 | 0 | 0 | 0 | 0 | 0 | 0 | 0 | 0 | 0 | 0 | 0 | 0 | 0 | 0 | 0 | 0 | 0 | 0 | 0 | 0 | 0 | 0 | 0 | 0 | 0 | 0 | 0 | 0 | 0 | 0 | 0 | 0
47 | Goose Lake | Central_Valley_North_Los_Banos | PGE Kern | {'Semitropic': [8.0, 0.0], 'Smyrna': [10.6, 0.0], 'Kernridge': [14.2, 0.0], 'Charca': [14.3, 0.0], 'Midway': [15.4, 0.0], 'Gates-Midway (Proposed)': [15.8, 0.0], 'Shafter': [15.9, 0.0], 'Temblor': [16.5, 0.0]} | 0 | 0 | 0 | 0 | 0 | 0 | 0 | 0 | 0 | 0 | 0 | 0 | 0 | 0 | 0 | 0 | 0 | 0 | 0 | 0 | 0 | 0 | 0 | 0 | 0 | 0 | 0 | 0 | 0 | 0 | 0 | 0 | 0 | 0 | 0 | 0 | 0
83 | Gould | Greater_LA | SCE Metro | {'Goodrich': [7.5, 0.0], 'Mesa': [13.4, 0.0], 'Rio Hondo': [14.3, 0.0], 'Laguna Bell': [17.1, 0.0], 'Vincent': [18.7, 0.0], 'La Cienega': [18.8, 0.0], 'Sylmar-Pac Intertie': [18.8, 0.0]} | 0 | 0 | 0 | 0 | 0 | 0 | 0 | 0 | 0 | 0 | 0 | 0 | 0 | 0 | 0 | 0 | 0 | 0 | 0 | 0 | 0 | 0 | 0 | 0 | 0 | 0 | 0 | 0 | 0 | 0 | 0 | 0 | 0 | 0 | 0 | 0 | 0
130 | Grand Island | Solano | PGE NGBA | {'Shiloh III': [14.6, 3348.0], 'Birds Landing': [15.0, 3613.0], 'Eight Mile': [16.6, 0.0], 'Contra Costa': [19.1, 228.0]} | 46975.6797 | 4309.3999 | 0.091737 | 42666.2812 | 0.90826 | 0 | 0 | 0 | 0 | 0 | 12848.2461 | 0.27351 | 19583.4492 | 0.41688 | 0 | 4779.3037 | 0.10174 | 0 | 0 | 8593.4482 | 0.18293 | 38382.2314 | 4879.8447 | 0.10388 | 42095.835 | 5312.2114 | 0.11308 | 41663.4683 | 13462.707 | 0.28659 | 33512.9727 | 430.5497 | 0.0091654 | 46545.1299 | 7713.8359 | 0.16421 | 39261.8438
214 | Green Ridge Midway | Solano | PGE GBA | {'Tesla': [1.6, 0.0], 'Kelso': [5.0, 0.0], 'Delta Pumps': [5.4, 0.0], 'Cayetano': [10.1, 0.0], 'Brentwood': [14.2, 0.0], 'Vierra': [17.8, 0.0], 'Lone Tree': [17.9, 0.0]} | 37514.9727 | 0 | 0 | 0 | 0 | 0 | 0 | 0 | 0 | 0 | 792.8136 | 0.021133 | 1025.8906 | 0.027346 | 0 | 34235.8828 | 0.91259 | 647.1506 | 0.01725 | 33979.8203 | 0.90577 | 3535.1523 | 27030.0488 | 0.72051 | 10484.9238 | 32602.3711 | 0.86905 | 4912.6016 | 37514.8008 | 1 | 0.17188 | 12672.9697 | 0.33781 | 24842.0029 | 1291.9647 | 0.034439 | 36223.0079
98 | Gregg | Central_Valley_North_Los_Banos | PGE Fresno | {'Borden': [6.1, 0.0], 'Kearney (New)': [10.3, 0.0], 'West Fresno': [10.8, 0.0], 'California Ave': [12.5, 0.0], 'Malaga': [15.3, 0.0], 'Mc Mullin': [18.4, 0.0], 'Sanger': [19.7, 0.0]} | 0 | 0 | 0 | 0 | 0 | 0 | 0 | 0 | 0 | 0 | 0 | 0 | 0 | 0 | 0 | 0 | 0 | 0 | 0 | 0 | 0 | 0 | 0 | 0 | 0 | 0 | 0 | 0 | 0 | 0 | 0 | 0 | 0 | 0 | 0 | 0 | 0
249 | Grimway | Central_Valley_North_Los_Banos | PGE Kern | {'Lamont': [3.4, 0.0], 'Unknown - 3327': [3.4, 0.0], 'Magunden': [8.6, 0.0], 'Columbus': [11.3, 0.0], 'Cal Water': [12.3, 0.0], 'Bakersfield': [12.6, 0.0], 'Stockdale': [12.6, 0.0], 'Wheeler Ridge': [12.7, 0.0], 'West Park': [13.4, 0.0], 'Rosedale': [15.2, 0.0], 'Sycamore': [15.9, 0.0], 'Tevis': [15.9, 0.0], 'Kern Oil': [16.1, 0.0], 'Kern Power': [16.2, 0.0], 'Renfro': [19.7, 0.0]} | 0 | 0 | 0 | 0 | 0 | 0 | 0 | 0 | 0 | 0 | 0 | 0 | 0 | 0 | 0 | 0 | 0 | 0 | 0 | 0 | 0 | 0 | 0 | 0 | 0 | 0 | 0 | 0 | 0 | 0 | 0 | 0 | 0 | 0 | 0 | 0 | 0
243 | GWF Hanford Sw Sta | Central_Valley_North_Los_Banos | PGE Fresno | {'Waukena': [9.9, 0.0], 'Leprino': [10.6, 0.0], 'Corcoran': [12.2, 0.0], 'Henrietta': [14.4, 0.0], 'Mustang': [15.4, 0.0], 'Kingsburg': [15.5, 0.0]} | 0 | 0 | 0 | 0 | 0 | 0 | 0 | 0 | 0 | 0 | 0 | 0 | 0 | 0 | 0 | 0 | 0 | 0 | 0 | 0 | 0 | 0 | 0 | 0 | 0 | 0 | 0 | 0 | 0 | 0 | 0 | 0 | 0 | 0 | 0 | 0 | 0
84 | Harborgen | Greater_LA | SCE Metro | {'Long Beach': [0.9, 369.0], 'Arcogen': [2.8, 366.0], 'Hinson': [2.8, 367.0], 'Alamitos': [7.5, 349.0], 'Lighthipe': [7.6, 291.0], 'La Fresa': [8.7, 53.0], 'Del Amo': [8.9, 311.0], 'Redondo': [10.4, 2.0], 'El Nido': [11.6, 0.0], 'Center': [12.5, 0.0], 'Chevmain': [13.2, 0.0], 'Laguna Bell': [14.3, 0.0], 'Barre': [14.3, 2.0], 'El Segundo': [14.4, 0.0], 'Huntington Beach': [17.0, 2.0], 'La Cienega': [17.6, 0.0], 'Ellis': [17.6, 2.0], 'Mesa': [19.0, 0.0], 'Lewis': [19.0, 0.0]} | 852.7197 | 347.058 | 0.407 | 505.6617 | 0.593 | 0 | 0 | 0 | 0 | 0 | 0 | 0 | 0 | 0 | 0 | 0 | 0 | 0 | 0 | 0 | 0 | 852.7197 | 90.8227 | 0.10651 | 761.897 | 444.4289 | 0.52119 | 408.2907 | 444.4289 | 0.52119 | 408.2907 | 0 | 0 | 852.7197 | 4.6986 | 0.0055102 | 848.021
310 | Harry Allen | Nevada |  | {} | 0 | 0 | 0 | 0 | 0 | 0 | 0 | 0 | 0 | 0 | 0 | 0 | 0 | 0 | 0 | 0 | 0 | 0 | 0 | 0 | 0 | 0 | 0 | 0 | 0 | 0 | 0 | 0 | 0 | 0 | 0 | 0 | 0 | 0 | 0 | 0 | 0
283 | Hassayampa | Arizona | SDGE Arizona | {'Palo Verde': [2.7, 0.0], 'Delaney': [14.1, 0.0]} | 0 | 0 | 0 | 0 | 0 | 0 | 0 | 0 | 0 | 0 | 0 | 0 | 0 | 0 | 0 | 0 | 0 | 0 | 0 | 0 | 0 | 0 | 0 | 0 | 0 | 0 | 0 | 0 | 0 | 0 | 0 | 0 | 0 | 0 | 0 | 0 | 0
21 | Helm | Central_Valley_North_Los_Banos | PGE Fresno | {'Mc Mullin': [10.4, 0.0], 'Tranquility': [12.7, 0.0], 'Schindler': [13.2, 0.0], 'Excelsior': [13.6, 0.0], 'Cantua': [14.5, 0.0], 'Mendota': [18.0, 0.0], 'Kearney (New)': [18.1, 0.0], 'Cheney': [20.0, 0.0]} | 0 | 0 | 0 | 0 | 0 | 0 | 0 | 0 | 0 | 0 | 0 | 0 | 0 | 0 | 0 | 0 | 0 | 0 | 0 | 0 | 0 | 0 | 0 | 0 | 0 | 0 | 0 | 0 | 0 | 0 | 0 | 0 | 0 | 0 | 0 | 0 | 0
72 | Henrietta | Central_Valley_North_Los_Banos | PGE Fresno | {'Mustang': [1.1, 0.0], 'Leprino': [3.9, 0.0], 'Gates': [14.2, 0.0], 'GWF Hanford': [14.4, 0.0], 'Schindler': [17.2, 0.0], 'Waukena': [19.6, 0.0]} | 0 | 0 | 0 | 0 | 0 | 0 | 0 | 0 | 0 | 0 | 0 | 0 | 0 | 0 | 0 | 0 | 0 | 0 | 0 | 0 | 0 | 0 | 0 | 0 | 0 | 0 | 0 | 0 | 0 | 0 | 0 | 0 | 0 | 0 | 0 | 0 | 0
167 | Hicks | Peninsula_Monterey | PGE GBA | {'Metcalf Energy Center': [8.5, 0.0], 'Metcalf 1': [8.8, 0.0], 'Scott': [10.3, 0.0], 'Los Esteros': [13.5, 0.0], 'Newark': [19.0, 0.0]} | 95.9474 | 32.9823 | 0.34375 | 62.9651 | 0.65625 | 0 | 0 | 0 | 0 | 0 | 0 | 0 | 0 | 0 | 0 | 62.9651 | 0.65625 | 0 | 0 | 62.9651 | 0.65625 | 32.9823 | 0 | 0 | 95.9474 | 12.1747 | 0.12689 | 83.7727 | 62.9651 | 0.65625 | 32.9823 | 31.5832 | 0.32917 | 64.3642 | 1.2227 | 0.012744 | 94.7247
112 | Higgins | Northern_California | PGE NGBA | {'Brunswick': [13.3, 0.0], 'Pleasant Grove': [19.2, 0.0]} | 0 | 0 | 0 | 0 | 0 | 0 | 0 | 0 | 0 | 0 | 0 | 0 | 0 | 0 | 0 | 0 | 0 | 0 | 0 | 0 | 0 | 0 | 0 | 0 | 0 | 0 | 0 | 0 | 0 | 0 | 0 | 0 | 0 | 0 | 0 | 0 | 0
39 | High Line | Greater_Imperial | SDGE Imperial | {'North Gila - IV (Proposed)': [4.3, 844.0], 'El Centro': [15.5, 0.0]} | 6118.1392 | 836.4015 | 0.13671 | 5281.7378 | 0.86329 | 0 | 0 | 0 | 0 | 0 | 0 | 0 | 0 | 0 | 0 | 0 | 0 | 0 | 0 | 0 | 0 | 6118.1392 | 4508.2554 | 0.73687 | 1609.8838 | 4508.2554 | 0.73687 | 1609.8838 | 4508.2554 | 0.73687 | 1609.8838 | 3973.1035 | 0.6494 | 2145.0356 | 160.64 | 0.026256 | 5957.4991
240 | Highwind | Tehachapi | SCE Northern | {'Windhub': [7.1, 7939.0], 'Whirlwind': [16.9, 352.0]} | 50654.0273 | 9611.3574 | 0.18975 | 41042.6719 | 0.81025 | 0 | 0 | 0 | 0 | 0 | 3.1135 | 6.1467e-05 | 0.086938 | 1.7163e-06 | 0 | 13046.2471 | 0.25756 | 9082.9746 | 0.17931 | 23869.541 | 0.47123 | 26784.4863 | 11057.7168 | 0.2183 | 39596.3105 | 23083.0527 | 0.4557 | 27570.9746 | 37162.7891 | 0.73366 | 13491.2383 | 15484.0361 | 0.30568 | 35169.9912 | 328.4879 | 0.0064849 | 50325.5394
208 | Hilltop | Northern_California | Northeast CA | {} | 67795.2188 | 4798.8589 | 0.070785 | 62996.3594 | 0.92922 | 0 | 0 | 0 | 0 | 0 | 7841.0083 | 0.11566 | 3964.1543 | 0.058472 | 0 | 3421.5933 | 0.05047 | 0 | 0 | 32304.791 | 0.47651 | 35490.4277 | 21303.75 | 0.31424 | 46491.4688 | 11875.2295 | 0.17516 | 55919.9893 | 49437.6523 | 0.72922 | 18357.5664 | 41225.9844 | 0.6081 | 26569.2344 | 7091.4404 | 0.1046 | 60703.7783
85 | Hinson | Greater_LA | SCE Metro | {'Arcogen': [1.2, 366.0], 'Harborgen': [2.8, 367.0], 'Long Beach': [3.7, 367.0], 'Lighthipe': [5.0, 291.0], 'La Fresa': [7.2, 51.0], 'Del Amo': [7.5, 311.0], 'Alamitos': [8.0, 349.0], 'Redondo': [9.7, 0.0], 'Center': [10.1, 0.0], 'El Nido': [10.1, 0.0], 'Laguna Bell': [11.6, 0.0], 'Chevmain': [11.9, 0.0], 'El Segundo': [13.1, 0.0], 'Barre': [13.9, 2.0], 'La Cienega': [15.4, 0.0], 'Mesa': [16.3, 0.0], 'Huntington Beach': [18.5, 2.0], 'Lewis': [18.6, 0.0], 'Ellis': [18.6, 2.0], 'Olinda': [19.4, 0.0]} | 823.9257 | 345.1041 | 0.41885 | 478.8216 | 0.58115 | 0 | 0 | 0 | 0 | 0 | 0 | 0 | 0 | 0 | 0 | 0 | 0 | 0 | 0 | 0 | 0 | 823.9257 | 70.0165 | 0.084979 | 753.9092 | 423.6227 | 0.51415 | 400.303 | 423.6227 | 0.51415 | 400.303 | 0 | 0 | 823.9257 | 2.5071 | 0.0030428 | 821.4186
131 | Hollister | Peninsula_Monterey | PGE GBA | {'Llagas': [13.0, 0.0]} | 58.5023 | 0 | 0 | 0 | 0 | 0 | 0 | 0 | 0 | 0 | 0 | 0 | 0 | 0 | 0 | 19.7655 | 0.33786 | 38.7368 | 0.66214 | 4.6973 | 0.080292 | 53.8051 | 0 | 0 | 58.5023 | 0 | 0 | 58.5023 | 4.6973 | 0.080292 | 53.8051 | 58.5023 | 1 | 0 | 0 | 0 | 58.5023
5 | Honcut | Northern_California | PGE NGBA | {'Palermo': [10.1, 0.0], 'Pease': [11.0, 0.0], 'East Marysville': [11.0, 0.0], 'Wyandotte': [12.2, 0.0], 'Thermalito': [13.5, 0.0], 'Olivehurst': [16.0, 0.0], 'Table Mt.': [16.4, 0.0]} | 0 | 0 | 0 | 0 | 0 | 0 | 0 | 0 | 0 | 0 | 0 | 0 | 0 | 0 | 0 | 0 | 0 | 0 | 0 | 0 | 0 | 0 | 0 | 0 | 0 | 0 | 0 | 0 | 0 | 0 | 0 | 0 | 0 | 0 | 0 | 0 | 0
284 | Hoodoo Wash | Arizona | SDGE Arizona | {} | 12.7833 | 12.7833 | 1 | 0 | 0 | 0 | 0 | 0 | 0 | 0 | 0 | 0 | 0 | 0 | 0 | 0 | 0 | 0 | 0 | 0 | 0 | 12.7833 | 0 | 0 | 12.7833 | 0 | 0 | 12.7833 | 0 | 0 | 12.7833 | 0 | 0 | 12.7833 | 0 | 0 | 12.7833
102 | Hopland | Mendocino_Marin | PGE NGBA | {'Cloverdale': [12.7, 0.0], 'Ukiah': [13.2, 0.0], 'Calpella': [16.6, 0.0], 'Eagle Rock': [17.6, 0.0]} | 3634.2432 | 218.8458 | 0.060218 | 3415.3975 | 0.93978 | 0 | 0 | 0 | 0 | 0 | 58.3086 | 0.016044 | 9.9609 | 0.0027409 | 0 | 585.2656 | 0.16104 | 3042.6201 | 0.83721 | 2936.1079 | 0.8079 | 698.1353 | 323.1048 | 0.088906 | 3311.1384 | 546.0771 | 0.15026 | 3088.1661 | 2996.3723 | 0.82448 | 637.8708 | 2898.2463 | 0.79748 | 735.9968 | 8.4081 | 0.0023136 | 3625.8351
312 | Humboldt | Humboldt | PGE NGBA | {} | 375.2928 | 115.0037 | 0.30644 | 260.2891 | 0.69356 | 0 | 0 | 0 | 0 | 0 | 0 | 0 | 0 | 0 | 0 | 0 | 0 | 0 | 0 | 116.7467 | 0.31108 | 258.5461 | 95.542 | 0.25458 | 279.7508 | 129.8592 | 0.34602 | 245.4336 | 176.384 | 0.46999 | 198.9088 | 0.016804 | 4.4776e-05 | 375.276 | 133.8352 | 0.35662 | 241.4576
201 | Huntington Beach | Greater_LA | SCE Metro | {'Ellis': [3.4, 16.0], 'Johanna': [8.6, 14.0], 'Alamitos': [10.8, 2.0], 'Barre': [11.2, 2.0], 'Lewis': [12.1, 0.0], 'Santiago': [12.2, 14.0], 'Villa Park': [14.3, 0.0], 'Del Amo': [15.5, 2.0], 'Long Beach': [16.5, 2.0], 'Serrano': [16.6, 0.0], 'Harborgen': [17.0, 2.0], 'Trabuco': [18.5, 0.0], 'Hinson': [18.5, 2.0], 'Arcogen': [19.3, 0.0], 'Viejo': [19.4, 0.0], 'Lighthipe': [19.8, 0.0]} | 362.5426 | 13.406 | 0.036978 | 349.1366 | 0.96302 | 0 | 0 | 0 | 0 | 0 | 0 | 0 | 0 | 0 | 0 | 0 | 0 | 0 | 0 | 8.9877 | 0.024791 | 353.5549 | 157.6278 | 0.43478 | 204.9148 | 323.6501 | 0.89272 | 38.8925 | 332.6378 | 0.91751 | 29.9048 | 0 | 0 | 362.5426 | 31.2094 | 0.086085 | 331.3332
100 | Ignacio | Mendocino_Marin | PGE NGBA | {'Lakeville': [12.2, 37.0], 'Carquinez': [15.9, 0.0], 'Penngrove': [18.2, 0.0], 'Tulucay': [18.9, 0.0]} | 2171.2075 | 177.5168 | 0.08176 | 1993.6907 | 0.91824 | 0 | 0 | 0 | 0 | 0 | 13.9541 | 0.0064269 | 0 | 0 | 0 | 1782.38 | 0.82092 | 0 | 0 | 1530.1577 | 0.70475 | 641.0498 | 749.2101 | 0.34507 | 1421.9974 | 1000.3827 | 0.46075 | 1170.8248 | 1672.698 | 0.7704 | 498.5095 | 1583.6703 | 0.7294 | 587.5372 | 116.9469 | 0.053863 | 2054.2607
265 | IID System | Greater_Imperial (Exclude) | SCE Eastern | {'Sonora': [7.6, 0.0], 'Arkansas': [7.8, 0.0]} | 9053.5684 | 6776.7642 | 0.74852 | 2276.8042 | 0.25148 | 0 | 0 | 0 | 0 | 0 | 0 | 0 | 0 | 0 | 0 | 0 | 0 | 0 | 0 | 0 | 0 | 9053.5684 | 1356.7826 | 0.14986 | 7696.7858 | 2171.4084 | 0.23984 | 6882.1599 | 2171.4084 | 0.23984 | 6882.1599 | 75.7941 | 0.0083717 | 8977.7743 | 128.5367 | 0.014197 | 8925.0317
40 | Imperial Valley | Greater_Imperial | SDGE Imperial | {'El Centro': [11.9, 2.0], 'Ocotillo Express': [19.2, 0.0]} | 2400.9011 | 982.2242 | 0.40911 | 1418.677 | 0.59089 | 0 | 0 | 0 | 0 | 0 | 2.302 | 0.00095879 | 15.1485 | 0.0063095 | 0 | 0 | 0 | 0 | 0 | 0 | 0 | 2400.9011 | 73.8135 | 0.030744 | 2327.0877 | 73.8135 | 0.030744 | 2327.0877 | 73.8135 | 0.030744 | 2327.0877 | 1214.5905 | 0.50589 | 1186.3107 | 235.6787 | 0.098163 | 2165.2224
285 | Innovation | Southern_NV_Eldorado | SCE EOP | {'Vista 2': [18.6, 0.0]} | 7447.3047 | 705.5356 | 0.094737 | 6741.769 | 0.90526 | 0 | 0 | 0 | 0 | 0 | 0 | 0 | 0 | 0 | 0 | 0 | 0 | 0 | 0 | 0 | 0 | 7447.3047 | 0 | 0 | 7447.3047 | 0 | 0 | 7447.3047 | 0 | 0 | 7447.3047 | 0 | 0 | 7447.3047 | 0 | 0 | 7447.3047
215 | Inyo | Greater_Kramer (Exclude) | SCE NOL | {'Control': [2.2, 157.0]} | 1905.7947 | 157.1005 | 0.082433 | 1748.6941 | 0.91757 | 0 | 0 | 0 | 0 | 0 | 0 | 0 | 0 | 0 | 0 | 0 | 0 | 0 | 0 | 0 | 0 | 1905.7947 | 0 | 0 | 1905.7947 | 461.401 | 0.2421 | 1444.3936 | 461.401 | 0.2421 | 1444.3936 | 1691.4374 | 0.88752 | 214.3573 | 406.7954 | 0.21345 | 1498.9993
66 | Inyokern | Greater_Kramer (Exclude) | SCE NOL | {} | 9893.1943 | 2441.5981 | 0.2468 | 7451.5962 | 0.7532 | 0 | 0 | 0 | 0 | 0 | 0 | 0 | 0 | 0 | 0 | 0 | 0 | 0 | 0 | 5782.3906 | 0.58448 | 4110.8037 | 2438.3235 | 0.24646 | 7454.8708 | 1008.063 | 0.10189 | 8885.1313 | 6248.8643 | 0.63163 | 3644.3301 | 4519.293 | 0.45681 | 5373.9014 | 0.2198 | 2.2218e-05 | 9892.9745
260 | Ivanpah | Southern_NV_Eldorado | SCE EOP | {'Primm': [9.5, 18.0]} | 4577.7212 | 18.3348 | 0.0040052 | 4559.3862 | 0.99599 | 0 | 0 | 0 | 0 | 0 | 0 | 0 | 0 | 0 | 0 | 0 | 0 | 0 | 0 | 4007.8459 | 0.87551 | 569.8752 | 3614.4919 | 0.78958 | 963.2292 | 542.622 | 0.11854 | 4035.0992 | 4539.2627 | 0.9916 | 38.4585 | 773.6646 | 0.16901 | 3804.0566 | 0 | 0 | 4577.7212
170 | Jessup | Northern_California | PGE NGBA | {'Cottonwood': [5.5, 0.0]} | 0 | 0 | 0 | 0 | 0 | 0 | 0 | 0 | 0 | 0 | 0 | 0 | 0 | 0 | 0 | 0 | 0 | 0 | 0 | 0 | 0 | 0 | 0 | 0 | 0 | 0 | 0 | 0 | 0 | 0 | 0 | 0 | 0 | 0 | 0 | 0 | 0
115 | Johanna | Greater_LA | SCE Metro | {'Ellis': [5.6, 14.0], 'Santiago': [5.9, 14.0], 'Lewis': [7.1, 0.0], 'Villa Park': [7.1, 0.0], 'Huntington Beach': [8.6, 14.0], 'Serrano': [8.7, 0.0], 'Barre': [9.9, 0.0], 'Viejo': [12.5, 0.0], 'Trabuco': [14.6, 0.0], 'Alamitos': [14.6, 0.0], 'Olinda': [16.5, 0.0], 'Del Amo': [16.8, 0.0], 'Margarita': [17.2, 0.0], 'Capistrano': [17.6, 0.0]} | 247.4718 | 11.8675 | 0.047955 | 235.6042 | 0.95204 | 0 | 0 | 0 | 0 | 0 | 0 | 0 | 0 | 0 | 0 | 0 | 0 | 0 | 0 | 8.9877 | 0.036318 | 238.484 | 54.8023 | 0.22145 | 192.6694 | 213.4796 | 0.86264 | 33.9922 | 222.4673 | 0.89896 | 25.0045 | 0 | 0 | 247.4718 | 26.1516 | 0.10567 | 221.3202
124 | Julian Hinds | Riverside (Exclude) | SCE Eastern | {'Kem': [13.4, 0.0], 'Red Bluff': [18.1, 0.0]} | 434.4409 | 0 | 0 | 0 | 0 | 0 | 0 | 0 | 0 | 0 | 0 | 0 | 0 | 0 | 0 | 0 | 0 | 0 | 0 | 434.264 | 0.99959 | 0.17691 | 0.17691 | 0.00040722 | 434.264 | 0.17691 | 0.00040722 | 434.264 | 434.4409 | 1 | 0 | 197.6187 | 0.45488 | 236.8222 | 0 | 0 | 434.4409
22 | Kearney | Central_Valley_North_Los_Banos | PGE Fresno | {'West Fresno': [3.6, 0.0], 'California Ave': [6.6, 0.0], 'Malaga': [8.7, 0.0], 'Mc Mullin': [9.7, 0.0], 'Gregg': [10.3, 0.0], 'McCall': [15.0, 0.0], 'Sanger': [15.1, 0.0], 'Borden': [16.0, 0.0], 'Helm': [18.1, 0.0]} | 0 | 0 | 0 | 0 | 0 | 0 | 0 | 0 | 0 | 0 | 0 | 0 | 0 | 0 | 0 | 0 | 0 | 0 | 0 | 0 | 0 | 0 | 0 | 0 | 0 | 0 | 0 | 0 | 0 | 0 | 0 | 0 | 0 | 0 | 0 | 0 | 0
144 | Kearny | Greater_SD | SDGE Imperial | {'Mission': [3.4, 146.0], 'Old Town': [5.8, 146.0], 'Penasquitos': [7.8, 19.0], 'Sycamore Canyon': [8.3, 0.0], 'Silvergate': [9.5, 126.0], 'Miguel': [13.7, 0.0], 'Bay Boulevard': [15.6, 80.0]} | 266.374 | 140.6163 | 0.52789 | 125.7577 | 0.47211 | 0 | 0 | 0 | 0 | 0 | 0 | 0 | 0 | 0 | 0 | 0 | 0 | 0 | 0 | 0 | 0 | 266.374 | 14.4238 | 0.054149 | 251.9502 | 104.6595 | 0.3929 | 161.7145 | 104.6595 | 0.3929 | 161.7145 | 0 | 0 | 266.374 | 0.58498 | 0.0021961 | 265.789
251 | Kelso | Solano | PGE GBA | {'Delta Pumps': [1.0, 0.0], 'Midway Green Ridge Services': [5.0, 0.0], 'Tesla': [6.2, 0.0], 'Brentwood': [9.3, 0.0], 'Cayetano': [10.0, 0.0], 'Lone Tree': [13.4, 0.0], 'Contra Costa': [17.1, 0.0], 'Vierra': [18.0, 0.0], 'Stagg': [19.3, 0.0]} | 33302.2383 | 0 | 0 | 0 | 0 | 0 | 0 | 0 | 0 | 0 | 792.8136 | 0.023807 | 1025.8906 | 0.030805 | 0 | 30670.2988 | 0.92097 | 0 | 0 | 29777.1602 | 0.89415 | 3525.0781 | 22961.1699 | 0.68948 | 10341.0684 | 28504.5 | 0.85593 | 4797.7383 | 33302.0664 | 0.99999 | 0.17188 | 8847.1582 | 0.26566 | 24455.0801 | 1239.4662 | 0.037219 | 32062.7721
126 | Kern | Riverside (Exclude) | SCE Eastern | {'Julian Hinds': [13.4, 0.0], 'Red Bluff': [15.1, 4214.0]} | 20806.6836 | 5972.0947 | 0.28703 | 14834.5889 | 0.71297 | 0 | 0 | 0 | 0 | 0 | 0 | 0 | 0 | 0 | 0 | 0 | 0 | 0 | 0 | 1664.4556 | 0.079996 | 19142.228 | 6533.8535 | 0.31403 | 14272.8301 | 0 | 0 | 20806.6836 | 8178.3623 | 0.39306 | 12628.3213 | 11266.46 | 0.54148 | 9540.2236 | 0 | 0 | 20806.6836
65 | Kern Oil | Central_Valley_North_Los_Banos | PGE Kern | {'Sycamore': [1.9, 0.0], 'Bakersfield': [3.8, 0.0], 'West Park': [4.7, 0.0], 'Columbus': [5.4, 0.0], 'Rosedale': [5.4, 0.0], 'Kern Power': [6.0, 0.0], '7th Standard': [6.2, 0.0], 'Cal Water': [6.9, 0.0], 'Magunden': [7.8, 0.0], 'Lerdo': [8.5, 0.0], 'Stockdale': [8.9, 0.0], 'Poso Mt.': [8.9, 0.0], 'Renfro': [8.9, 0.0], 'Tevis': [10.3, 0.0], 'Unknown - 3327': [13.3, 0.0], 'Lamont': [13.4, 0.0], 'Rio Bravo': [13.5, 0.0], 'Tupman': [15.3, 0.0], 'Grimmway-Malaga': [16.1, 0.0], 'Shafter': [17.5, 0.0], 'Norco': [19.5, 0.0]} | 0 | 0 | 0 | 0 | 0 | 0 | 0 | 0 | 0 | 0 | 0 | 0 | 0 | 0 | 0 | 0 | 0 | 0 | 0 | 0 | 0 | 0 | 0 | 0 | 0 | 0 | 0 | 0 | 0 | 0 | 0 | 0 | 0 | 0 | 0 | 0 | 0
238 | Kern Power | Central_Valley_North_Los_Banos | PGE Kern | {'Rosedale': [1.1, 0.0], 'West Park': [3.2, 0.0], 'Renfro': [3.8, 0.0], 'Tevis': [4.5, 0.0], '7th Standard': [4.5, 0.0], 'Stockdale': [4.7, 0.0], 'Bakersfield': [5.3, 0.0], 'Kern Oil': [6.0, 0.0], 'Sycamore': [7.8, 0.0], 'Lerdo': [8.9, 0.0], 'Columbus': [9.0, 0.0], 'Tupman': [9.9, 0.0], 'Magunden': [10.0, 0.0], 'Rio Bravo': [10.2, 0.0], 'Cal Water': [11.5, 0.0], 'Norco': [13.6, 0.0], 'Unknown - 3327': [14.4, 0.0], 'Lamont': [14.5, 0.0], 'Poso Mt.': [14.7, 0.0], 'Shafter': [15.5, 0.0], 'Grimmway-Malaga': [16.2, 0.0], 'Elk Hills': [19.0, 0.0]} | 0 | 0 | 0 | 0 | 0 | 0 | 0 | 0 | 0 | 0 | 0 | 0 | 0 | 0 | 0 | 0 | 0 | 0 | 0 | 0 | 0 | 0 | 0 | 0 | 0 | 0 | 0 | 0 | 0 | 0 | 0 | 0 | 0 | 0 | 0 | 0 | 0
48 | Kernridge | Central_Valley_North_Los_Banos | PGE Kern | {'Temblor': [4.8, 29.0], 'Caliente': [10.9, 65.0], 'Goose Lake': [14.2, 0.0], 'Midway': [16.4, 0.0], 'Carrizo Plains': [17.5, 36.0], 'Solar': [18.5, 36.0]} | 258.4255 | 64.6596 | 0.25021 | 193.7659 | 0.74979 | 0 | 0 | 0 | 0 | 0 | 0 | 0 | 0 | 0 | 0 | 160.2309 | 0.62003 | 0 | 0 | 51.381 | 0.19882 | 207.0444 | 0 | 0 | 258.4255 | 0 | 0 | 258.4255 | 51.381 | 0.19882 | 207.0444 | 170.9372 | 0.66146 | 87.4883 | 0 | 0 | 258.4255
23 | Kingsburg | Central_Valley_North_Los_Banos | PGE Fresno | {'McCall': [9.0, 0.0], 'Wahtoke': [11.4, 0.0], 'Reedley': [14.0, 0.0], 'Sanger': [15.2, 0.0], 'GWF Hanford': [15.5, 0.0], 'Malaga': [16.2, 0.0], 'California Ave': [18.9, 0.0]} | 0 | 0 | 0 | 0 | 0 | 0 | 0 | 0 | 0 | 0 | 0 | 0 | 0 | 0 | 0 | 0 | 0 | 0 | 0 | 0 | 0 | 0 | 0 | 0 | 0 | 0 | 0 | 0 | 0 | 0 | 0 | 0 | 0 | 0 | 0 | 0 | 0
14 | Kirker | Solano | PGE GBA | {'Pittsburg': [1.2, 12896.0], 'Clayton': [6.3, 8.0], 'Contra Costa': [6.9, 12122.0], 'Birds Landing': [8.3, 12889.0], 'Lone Tree': [9.5, 1223.0], 'Shiloh III': [10.8, 12884.0], 'Martinez': [11.5, 8.0], 'Brentwood': [14.3, 5.0], 'Peabody': [18.6, 0.0], 'Carquinez': [19.3, 0.0]} | 33147.2969 | 12889.7705 | 0.38886 | 20257.5273 | 0.61114 | 0 | 0 | 0 | 0 | 0 | 10929.0059 | 0.32971 | 0 | 0 | 0 | 19364.3613 | 0.58419 | 0 | 0 | 9025.8223 | 0.27229 | 24121.4746 | 13925.9287 | 0.42012 | 19221.3682 | 10649.291 | 0.32127 | 22498.0059 | 16899.582 | 0.50983 | 16247.7148 | 1805.4231 | 0.054467 | 31341.8738 | 9787.1494 | 0.29526 | 23360.1475
133 | Kramer | Greater_Kramer (Exclude) | SCE NOL | {} | 14439.3428 | 374.4197 | 0.025931 | 14064.9229 | 0.97407 | 0 | 0 | 0 | 0 | 0 | 0 | 0 | 0 | 0 | 0 | 0 | 0 | 0 | 0 | 13991.3271 | 0.96897 | 448.0156 | 1560.3419 | 0.10806 | 12879.0009 | 0 | 0 | 14439.3428 | 13991.3271 | 0.96897 | 448.0156 | 8767.5352 | 0.6072 | 5671.8076 | 0 | 0 | 14439.3428
86 | La Cienega | Greater_LA | SCE Metro | {'El Segundo': [6.9, 2.0], 'Chevmain': [6.9, 2.0], 'El Nido': [7.2, 1.0], 'La Fresa': [9.4, 0.0], 'Redondo': [10.5, 0.0], 'Laguna Bell': [13.3, 0.0], 'Lighthipe': [14.3, 0.0], 'Arcogen': [14.8, 0.0], 'Hinson': [15.4, 0.0], 'Mesa': [15.6, 0.0], 'Center': [16.4, 0.0], 'Harborgen': [17.6, 0.0], 'Long Beach': [18.4, 0.0], 'Gould': [18.8, 0.0], 'Del Amo': [19.3, 0.0], 'Goodrich': [19.6, 0.0]} | 78.3581 | 2.1721 | 0.02772 | 76.186 | 0.97228 | 0 | 0 | 0 | 0 | 0 | 0 | 0 | 0 | 0 | 0 | 0 | 0 | 0 | 0 | 0 | 0 | 78.3581 | 73.5768 | 0.93898 | 4.7812 | 73.5768 | 0.93898 | 4.7812 | 73.5768 | 0.93898 | 4.7812 | 0 | 0 | 78.3581 | 0 | 0 | 78.3581
87 | La Fresa | Greater_LA | SCE Metro | {'El Nido': [2.9, 14.0], 'Redondo': [3.5, 19.0], 'Chevmain': [4.6, 12.0], 'El Segundo': [5.8, 11.0], 'Arcogen': [6.3, 61.0], 'Hinson': [7.2, 51.0], 'Harborgen': [8.7, 53.0], 'Lighthipe': [9.1, 47.0], 'La Cienega': [9.4, 0.0], 'Long Beach': [9.5, 53.0], 'Laguna Bell': [12.9, 0.0], 'Center': [13.7, 0.0], 'Del Amo': [13.7, 45.0], 'Alamitos': [15.3, 49.0], 'Mesa': [17.2, 0.0]} | 215.597 | 61.5429 | 0.28545 | 154.0541 | 0.71455 | 0 | 0 | 0 | 0 | 0 | 0 | 0 | 0 | 0 | 0 | 0 | 0 | 0 | 0 | 0 | 0 | 215.597 | 33.0964 | 0.15351 | 182.5006 | 136.6917 | 0.63401 | 78.9053 | 136.6917 | 0.63401 | 78.9053 | 0 | 0 | 215.597 | 0 | 0 | 215.597
88 | Laguna Bell | Greater_LA | SCE Metro | {'Center': [4.0, 0.0], 'Mesa': [4.7, 0.0], 'Lighthipe': [6.8, 0.0], 'Del Amo': [9.3, 0.0], 'Hinson': [11.6, 0.0], 'Walnut': [11.6, 0.0], 'Arcogen': [12.2, 0.0], 'Goodrich': [12.6, 0.0], 'La Fresa': [12.9, 0.0], 'Olinda': [13.1, 0.0], 'Rio Hondo': [13.1, 0.0], 'La Cienega': [13.3, 0.0], 'El Nido': [14.1, 0.0], 'Harborgen': [14.3, 0.0], 'Alamitos': [14.8, 0.0], 'Barre': [15.0, 0.0], 'Long Beach': [15.2, 0.0], 'Chevmain': [15.5, 0.0], 'Redondo': [16.4, 0.0], 'El Segundo': [16.5, 0.0], 'Gould': [17.1, 0.0], 'Lewis': [18.3, 0.0]} | 0 | 0 | 0 | 0 | 0 | 0 | 0 | 0 | 0 | 0 | 0 | 0 | 0 | 0 | 0 | 0 | 0 | 0 | 0 | 0 | 0 | 0 | 0 | 0 | 0 | 0 | 0 | 0 | 0 | 0 | 0 | 0 | 0 | 0 | 0 | 0 | 0
178 | Lakeville | Mendocino_Marin | PGE NGBA | {'Penngrove': [7.0, 58.0], 'Bellevue': [11.3, 0.0], 'Ignacio': [12.2, 37.0], 'Tulucay': [17.0, 0.0], 'Fulton': [19.6, 0.0]} | 2453.3589 | 94.9347 | 0.038696 | 2358.4243 | 0.9613 | 0 | 0 | 0 | 0 | 0 | 5.1733 | 0.0021087 | 0 | 0 | 0 | 2385.6846 | 0.97242 | 0 | 0 | 2249.073 | 0.91673 | 204.2859 | 1183.5084 | 0.4824 | 1269.8505 | 1637.7338 | 0.66755 | 815.6251 | 2288.395 | 0.93276 | 164.9639 | 1953.9904 | 0.79646 | 499.3685 | 31.407 | 0.012802 | 2421.9519
49 | Lamont | Central_Valley_North_Los_Banos | PGE Kern | {'Unknown - 3327': [0.1, 0.0], 'Grimmway-Malaga': [3.4, 0.0], 'Magunden': [5.6, 0.0], 'Columbus': [8.3, 0.0], 'Cal Water': [8.9, 0.0], 'Bakersfield': [10.2, 0.0], 'West Park': [11.4, 0.0], 'Stockdale': [11.7, 0.0], 'Sycamore': [13.0, 0.0], 'Rosedale': [13.4, 0.0], 'Kern Oil': [13.4, 0.0], 'Kern Power': [14.5, 0.0], 'Tevis': [15.2, 0.0], 'Wheeler Ridge': [15.7, 0.0], '7th Standard': [18.1, 0.0], 'Renfro': [18.2, 0.0], 'Poso Mt.': [18.9, 0.0]} | 0 | 0 | 0 | 0 | 0 | 0 | 0 | 0 | 0 | 0 | 0 | 0 | 0 | 0 | 0 | 0 | 0 | 0 | 0 | 0 | 0 | 0 | 0 | 0 | 0 | 0 | 0 | 0 | 0 | 0 | 0 | 0 | 0 | 0 | 0 | 0 | 0
286 | Lathrop | Southern_NV_Eldorado | SCE EOP | {'Valley (VEA)': [11.3, 0.0]} | 30542.332 | 3724.3762 | 0.12194 | 26817.9551 | 0.87806 | 0 | 0 | 0 | 0 | 0 | 0 | 0 | 0 | 0 | 0 | 0 | 0 | 0 | 0 | 0 | 0 | 30542.332 | 0 | 0 | 30542.332 | 0 | 0 | 30542.332 | 0 | 0 | 30542.332 | 0 | 0 | 30542.332 | 0 | 0 | 30542.332
74 | Leavitt | Northern_California | Northeast CA | {'Richmond': [7.1, 331.0]} | 14090.8008 | 1507.9993 | 0.10702 | 12582.8018 | 0.89298 | 0 | 0 | 0 | 0 | 0 | 818.3547 | 0.058077 | 0 | 0 | 0 | 13601.3438 | 0.96526 | 309.5471 | 0.021968 | 6484.9878 | 0.46023 | 7605.813 | 2616.6494 | 0.1857 | 11474.1514 | 2176.812 | 0.15448 | 11913.9888 | 7260.8257 | 0.51529 | 6829.9751 | 11601.5605 | 0.82334 | 2489.2402 | 997.0613 | 0.07076 | 13093.7395
296 | Lee Lake (Proposed) | Riverside (Exclude) | SCE Eastern | {'Viejo': [12.5, 0.0], 'Valley': [16.9, 0.0], 'Margarita': [17.2, 0.0], 'Trabuco': [18.2, 0.0], 'Mira Loma': [19.0, 0.0], 'Santiago': [19.2, 0.0]} | 0 | 0 | 0 | 0 | 0 | 0 | 0 | 0 | 0 | 0 | 0 | 0 | 0 | 0 | 0 | 0 | 0 | 0 | 0 | 0 | 0 | 0 | 0 | 0 | 0 | 0 | 0 | 0 | 0 | 0 | 0 | 0 | 0 | 0 | 0 | 0 | 0
105 | Le Grand | Central_Valley_North_Los_Banos | PGE Fresno | {'Dairyland': [9.3, 0.0], 'Wilson': [10.5, 0.0], 'Merced': [13.2, 0.0]} | 0 | 0 | 0 | 0 | 0 | 0 | 0 | 0 | 0 | 0 | 0 | 0 | 0 | 0 | 0 | 0 | 0 | 0 | 0 | 0 | 0 | 0 | 0 | 0 | 0 | 0 | 0 | 0 | 0 | 0 | 0 | 0 | 0 | 0 | 0 | 0 | 0
297 | Leprino Jct | Central_Valley_North_Los_Banos | PGE Fresno | {'Henrietta': [3.9, 0.0], 'Mustang': [4.8, 0.0], 'GWF Hanford': [10.6, 0.0], 'Waukena': [15.9, 0.0], 'Gates': [17.7, 0.0], 'Corcoran': [17.9, 0.0]} | 0 | 0 | 0 | 0 | 0 | 0 | 0 | 0 | 0 | 0 | 0 | 0 | 0 | 0 | 0 | 0 | 0 | 0 | 0 | 0 | 0 | 0 | 0 | 0 | 0 | 0 | 0 | 0 | 0 | 0 | 0 | 0 | 0 | 0 | 0 | 0 | 0
50 | Lerdo | Central_Valley_North_Los_Banos | PGE Kern | {'7th Standard': [4.3, 0.0], 'Rio Bravo': [7.3, 0.0], 'Renfro': [7.8, 0.0], 'Kern Oil': [8.5, 0.0], 'Kern Power': [8.9, 0.0], 'Shafter': [9.4, 0.0], 'Rosedale': [9.5, 0.0], 'Sycamore': [9.7, 0.0], 'West Park': [10.8, 0.0], 'Bakersfield': [11.4, 0.0], 'Poso Mt.': [11.7, 0.0], 'Tupman': [12.1, 0.0], 'Charca': [12.3, 0.0], 'Tevis': [12.5, 0.0], 'Stockdale': [13.5, 0.0], 'Columbus': [13.9, 0.0], 'Cal Water': [15.1, 0.0], 'Magunden': [16.1, 0.0], 'Norco': [17.2, 0.0], 'Semitropic': [17.5, 0.0], 'Midway': [18.2, 0.0]} | 0 | 0 | 0 | 0 | 0 | 0 | 0 | 0 | 0 | 0 | 0 | 0 | 0 | 0 | 0 | 0 | 0 | 0 | 0 | 0 | 0 | 0 | 0 | 0 | 0 | 0 | 0 | 0 | 0 | 0 | 0 | 0 | 0 | 0 | 0 | 0 | 0
116 | Lewis | Greater_LA | SCE Metro | {'Villa Park': [3.7, 0.0], 'Barre': [4.8, 0.0], 'Serrano': [6.4, 0.0], 'Johanna': [7.1, 0.0], 'Ellis': [8.9, 0.0], 'Olinda': [9.5, 0.0], 'Del Amo': [11.7, 0.0], 'Alamitos': [11.9, 0.0], 'Huntington Beach': [12.1, 0.0], 'Santiago': [12.5, 0.0], 'Walnut': [14.0, 0.0], 'Center': [14.5, 0.0], 'Lighthipe': [16.6, 0.0], 'Viejo': [17.7, 0.0], 'Chino': [18.2, 0.0], 'Laguna Bell': [18.3, 0.0], 'Hinson': [18.6, 0.0], 'Harborgen': [19.0, 0.0], 'Long Beach': [19.0, 0.0], 'Arcogen': [19.8, 0.0], 'Mesa': [19.9, 0.0]} | 0 | 0 | 0 | 0 | 0 | 0 | 0 | 0 | 0 | 0 | 0 | 0 | 0 | 0 | 0 | 0 | 0 | 0 | 0 | 0 | 0 | 0 | 0 | 0 | 0 | 0 | 0 | 0 | 0 | 0 | 0 | 0 | 0 | 0 | 0 | 0 | 0
89 | Lighthipe | Greater_LA | SCE Metro | {'Del Amo': [5.0, 277.0], 'Hinson': [5.0, 291.0], 'Center': [5.2, 0.0], 'Arcogen': [5.9, 291.0], 'Laguna Bell': [6.8, 0.0], 'Harborgen': [7.6, 291.0], 'Long Beach': [8.4, 291.0], 'La Fresa': [9.1, 47.0], 'Alamitos': [9.1, 291.0], 'El Nido': [11.4, 0.0], 'Mesa': [11.4, 0.0], 'Barre': [12.2, 0.0], 'Redondo': [12.4, 0.0], 'Chevmain': [13.2, 0.0], 'La Cienega': [14.3, 0.0], 'El Segundo': [14.4, 0.0], 'Olinda': [15.2, 0.0], 'Walnut': [15.6, 0.0], 'Lewis': [16.6, 0.0], 'Ellis': [19.0, 0.0], 'Rio Hondo': [19.1, 0.0], 'Goodrich': [19.3, 0.0], 'Huntington Beach': [19.8, 0.0]} | 408.086 | 277.5672 | 0.68017 | 130.5189 | 0.31983 | 0 | 0 | 0 | 0 | 0 | 0 | 0 | 0 | 0 | 0 | 0 | 0 | 0 | 0 | 0 | 0 | 408.086 | 22.954 | 0.056248 | 385.1321 | 106.283 | 0.26044 | 301.803 | 106.283 | 0.26044 | 301.803 | 0 | 0 | 408.086 | 0 | 0 | 408.086
168 | Llagas | Peninsula_Monterey | PGE GBA | {'Hollister': [13.0, 0.0], 'Metcalf Energy Center': [18.1, 0.0], 'Metcalf 1': [18.1, 0.0], 'Moss Landing': [18.4, 0.0]} | 0 | 0 | 0 | 0 | 0 | 0 | 0 | 0 | 0 | 0 | 0 | 0 | 0 | 0 | 0 | 0 | 0 | 0 | 0 | 0 | 0 | 0 | 0 | 0 | 0 | 0 | 0 | 0 | 0 | 0 | 0 | 0 | 0 | 0 | 0 | 0 | 0
155 | Lockeford | Solano | PGE GBA | {'Rancho Seco - Bellota (Proposed)': [9.0, 0.0], 'Camanche': [9.9, 0.0], 'Bellota': [10.7, 0.0], 'Eight Mile': [12.5, 0.0], 'Stagg': [13.4, 0.0], 'Weber': [14.3, 0.0]} | 0 | 0 | 0 | 0 | 0 | 0 | 0 | 0 | 0 | 0 | 0 | 0 | 0 | 0 | 0 | 0 | 0 | 0 | 0 | 0 | 0 | 0 | 0 | 0 | 0 | 0 | 0 | 0 | 0 | 0 | 0 | 0 | 0 | 0 | 0 | 0 | 0
36 | Logan Creek | Northern_California | PGE NGBA | {'Delevan': [11.8, 0.0], 'Glenn': [17.7, 0.0]} | 0 | 0 | 0 | 0 | 0 | 0 | 0 | 0 | 0 | 0 | 0 | 0 | 0 | 0 | 0 | 0 | 0 | 0 | 0 | 0 | 0 | 0 | 0 | 0 | 0 | 0 | 0 | 0 | 0 | 0 | 0 | 0 | 0 | 0 | 0 | 0 | 0
212 | Lone Tree | Solano | PGE GBA | {'Contra Costa': [3.9, 1361.0], 'Brentwood': [4.9, 129.0], 'Kirker': [9.5, 1223.0], 'Pittsburg': [9.7, 1236.0], 'Clayton': [11.4, 1.0], 'Delta Pumps': [12.6, 0.0], 'Birds Landing': [12.9, 1286.0], 'Kelso': [13.4, 0.0], 'Cayetano': [14.4, 0.0], 'Shiloh III': [16.1, 1229.0], 'Midway Green Ridge Services': [17.9, 0.0], 'Tesla': [19.3, 0.0]} | 10944.1465 | 1345.8174 | 0.12297 | 9598.3291 | 0.87703 | 0 | 0 | 0 | 0 | 0 | 1493.7219 | 0.13649 | 17.9352 | 0.0016388 | 0 | 6231.1421 | 0.56936 | 44.7572 | 0.0040896 | 3467.1299 | 0.3168 | 7477.0166 | 6991.166 | 0.6388 | 3952.9805 | 6900.6436 | 0.63053 | 4043.5029 | 7254.8818 | 0.6629 | 3689.2646 | 2745.5955 | 0.25087 | 8198.551 | 1793.955 | 0.16392 | 9150.1915
223 | Long Beach | Greater_LA | SCE Metro | {'Harborgen': [0.9, 369.0], 'Arcogen': [3.7, 366.0], 'Hinson': [3.7, 367.0], 'Alamitos': [7.3, 349.0], 'Lighthipe': [8.4, 291.0], 'Del Amo': [9.3, 311.0], 'La Fresa': [9.5, 53.0], 'Redondo': [11.0, 2.0], 'El Nido': [12.4, 0.0], 'Center': [13.2, 0.0], 'Chevmain': [13.9, 0.0], 'Barre': [14.3, 2.0], 'El Segundo': [15.0, 0.0], 'Laguna Bell': [15.2, 0.0], 'Huntington Beach': [16.5, 2.0], 'Ellis': [17.2, 2.0], 'La Cienega': [18.4, 0.0], 'Lewis': [19.0, 0.0], 'Mesa': [19.8, 0.0]} | 867.0401 | 347.058 | 0.40028 | 519.9822 | 0.59972 | 0 | 0 | 0 | 0 | 0 | 0 | 0 | 0 | 0 | 0 | 0 | 0 | 0 | 0 | 0 | 0 | 867.0401 | 105.0812 | 0.1212 | 761.9589 | 458.6875 | 0.52903 | 408.3526 | 458.6875 | 0.52903 | 408.3526 | 0 | 0 | 867.0401 | 4.6986 | 0.0054192 | 862.3415
108 | Los Banos | Central_Valley_North_Los_Banos | PGE Fresno | {'Quinto': [5.3, 0.0], 'Miller': [14.8, 0.0]} | 1653.5396 | 0 | 0 | 0 | 0 | 0 | 0 | 0 | 0 | 0 | 2.8667 | 0.0017337 | 0 | 0 | 0 | 1313.6794 | 0.79447 | 333.8773 | 0.20192 | 1653.5396 | 1 | 0 | 0 | 0 | 1653.5396 | 170.5316 | 0.10313 | 1483.0079 | 1653.5396 | 1 | 0 | 1482.4703 | 0.89654 | 171.0692 | 1.1321 | 0.00068466 | 1652.4074
202 | Los Esteros | Peninsula_Monterey | PGE GBA | {'Scott': [3.7, 0.0], 'Newark': [5.9, 0.0], 'Hicks': [13.5, 0.0], 'Eastshore': [17.0, 0.0], 'Metcalf Energy Center': [17.5, 0.0], 'Metcalf 1': [17.5, 0.0]} | 39.6222 | 0 | 0 | 0 | 0 | 0 | 0 | 0 | 0 | 0 | 0 | 0 | 0 | 0 | 0 | 0 | 0 | 0 | 0 | 0 | 0 | 39.6222 | 0 | 0 | 39.6222 | 5.2795 | 0.13325 | 34.3427 | 5.2795 | 0.13325 | 34.3427 | 0 | 0 | 39.6222 | 39.285 | 0.99149 | 0.33718
134 | Lugo | Greater_Kramer | SCE Metro | {'Victor': [9.6, 442.0], 'Roadway': [14.7, 0.0]} | 8864.2246 | 441.7179 | 0.049832 | 8422.5068 | 0.95017 | 0 | 0 | 0 | 0 | 0 | 0 | 0 | 0 | 0 | 0 | 4257.3579 | 0.48029 | 2503.9646 | 0.28248 | 4899.7402 | 0.55275 | 3964.4844 | 5098.5093 | 0.57518 | 3765.7153 | 5048.0229 | 0.56948 | 3816.2017 | 8289.8291 | 0.9352 | 574.3955 | 4122.8735 | 0.46511 | 4741.3511 | 63.2534 | 0.0071358 | 8800.9712
308 | Lugo - Pisgah (Proposed) | Greater_Kramer | SCE NOL | {'Calcite': [18.2, 0.0]} | 42028.582 | 4659.2026 | 0.11086 | 37369.3789 | 0.88914 | 0 | 0 | 0 | 0 | 0 | 0 | 0 | 0 | 0 | 0 | 0 | 0 | 0 | 0 | 4721.6118 | 0.11234 | 37306.9702 | 1562.2314 | 0.037171 | 40466.3506 | 3644.4858 | 0.086714 | 38384.0962 | 8396.4756 | 0.19978 | 33632.1064 | 34672.0078 | 0.82496 | 7356.5742 | 13.8678 | 0.00032996 | 42014.7143
75 | Madeline | Northern_California | Northeast CA | {} | 76522.4453 | 5283.1577 | 0.069041 | 71239.2891 | 0.93096 | 0 | 0 | 0 | 0 | 0 | 11024.9609 | 0.14407 | 0 | 0 | 0 | 53128.3242 | 0.69428 | 14428.1543 | 0.18855 | 10182.0254 | 0.13306 | 66340.4199 | 3740.4871 | 0.048881 | 72781.9583 | 5792.1914 | 0.075693 | 70730.2539 | 16653.6934 | 0.21763 | 59868.752 | 56865.1133 | 0.74312 | 19657.332 | 24341.875 | 0.3181 | 52180.5703
195 | Madison | Solano | PGE NGBA | {'Putah Creek': [10.3, 0.0], 'Woodland': [11.3, 0.0], 'Davis': [15.4, 0.0], 'Vaca-Dixon & Gc Yard': [18.8, 0.0]} | 12543.4365 | 142.8754 | 0.01139 | 12400.5615 | 0.98861 | 0 | 0 | 0 | 0 | 0 | 1627.1702 | 0.12972 | 924.1907 | 0.073679 | 0 | 12246.6104 | 0.97634 | 0 | 0 | 11616.082 | 0.92607 | 927.3545 | 295.6061 | 0.023567 | 12247.8304 | 293.7201 | 0.023416 | 12249.7165 | 11616.082 | 0.92607 | 927.3545 | 9087.3457 | 0.72447 | 3456.0908 | 67.844 | 0.0054087 | 12475.5925
51 | Magunden | Central_Valley_North_Los_Banos | SCE Northern | {'Columbus': [2.8, 0.0], 'Cal Water': [4.4, 0.0], 'Bakersfield': [5.0, 0.0], 'Unknown - 3327': [5.5, 0.0], 'Lamont': [5.6, 0.0], 'West Park': [6.7, 0.0], 'Sycamore': [7.4, 0.0], 'Kern Oil': [7.8, 0.0], 'Grimmway-Malaga': [8.6, 0.0], 'Stockdale': [8.8, 0.0], 'Rosedale': [8.9, 0.0], 'Kern Power': [10.0, 0.0], 'Tevis': [12.0, 0.0], '7th Standard': [13.0, 0.0], 'Poso Mt.': [13.8, 0.0], 'Renfro': [13.8, 0.0], 'Lerdo': [16.1, 0.0], 'Wheeler Ridge': [19.0, 0.0], 'Tupman': [19.7, 0.0], 'Rio Bravo': [19.9, 0.0]} | 0 | 0 | 0 | 0 | 0 | 0 | 0 | 0 | 0 | 0 | 0 | 0 | 0 | 0 | 0 | 0 | 0 | 0 | 0 | 0 | 0 | 0 | 0 | 0 | 0 | 0 | 0 | 0 | 0 | 0 | 0 | 0 | 0 | 0 | 0 | 0 | 0
24 | Malaga | Central_Valley_North_Los_Banos | PGE Fresno | {'California Ave': [2.8, 0.0], 'West Fresno': [5.4, 0.0], 'Sanger': [6.5, 0.0], 'McCall': [7.5, 0.0], 'Kearney (New)': [8.7, 0.0], 'Gregg': [15.3, 0.0], 'Mc Mullin': [16.1, 0.0], 'Wahtoke': [16.1, 0.0], 'Kingsburg': [16.2, 0.0]} | 0 | 0 | 0 | 0 | 0 | 0 | 0 | 0 | 0 | 0 | 0 | 0 | 0 | 0 | 0 | 0 | 0 | 0 | 0 | 0 | 0 | 0 | 0 | 0 | 0 | 0 | 0 | 0 | 0 | 0 | 0 | 0 | 0 | 0 | 0 | 0 | 0
235 | Mandalay | Greater_LA | SCE Northern | {'Santa Clara': [7.5, 10.0]} | 175.1117 | 76.9021 | 0.43916 | 98.2096 | 0.56084 | 0 | 0 | 0 | 0 | 0 | 0 | 0 | 0 | 0 | 0 | 0 | 0 | 0 | 0 | 9.5963 | 0.054801 | 165.5154 | 31.5251 | 0.18003 | 143.5866 | 87.4657 | 0.49949 | 87.646 | 87.4657 | 0.49949 | 87.646 | 0 | 0 | 175.1117 | 7.8991 | 0.045109 | 167.2126
200 | Margarita | Greater_LA | SDGE Imperial | {'Trabuco': [2.8, 31.0], 'Capistrano': [3.4, 33.0], 'Talega': [7.4, 32.0], 'Viejo': [8.1, 0.0], 'Santiago': [11.3, 1.0], 'San Onofre': [13.1, 12.0], 'Johanna': [17.2, 0.0], 'Lee Lake (Proposed)': [17.2, 0.0]} | 77.8861 | 29.0025 | 0.37237 | 48.8836 | 0.62763 | 0 | 0 | 0 | 0 | 0 | 0 | 0 | 0 | 0 | 0 | 0 | 0 | 0 | 0 | 0 | 0 | 77.8861 | 18.7231 | 0.24039 | 59.163 | 38.4303 | 0.49342 | 39.4558 | 38.4303 | 0.49342 | 39.4558 | 0 | 0 | 77.8861 | 0 | 0 | 77.8861
152 | Martin (San Francisco H) | Peninsula_Monterey | PGE GBA | {'Eastshore': [16.9, 11.0]} | 759.2675 | 305.9319 | 0.40293 | 453.3355 | 0.59707 | 0 | 0 | 0 | 0 | 0 | 0 | 0 | 0 | 0 | 0 | 0 | 0 | 0 | 0 | 36.4141 | 0.04796 | 722.8533 | 96.3042 | 0.12684 | 662.9632 | 319.5002 | 0.4208 | 439.7672 | 355.9143 | 0.46876 | 403.3531 | 0 | 0 | 759.2675 | 37.1037 | 0.048868 | 722.1637
211 | Martinez | Solano | PGE GBA | {'Carquinez': [8.9, 1140.0], 'Clayton': [9.4, 8.0], 'Kirker': [11.5, 8.0], 'Pittsburg': [12.0, 8.0], 'Birds Landing': [17.3, 2.0], 'Tulucay': [18.1, 0.0], 'Shiloh III': [18.1, 2.0], 'Contra Costa': [18.2, 0.0]} | 9314.0703 | 1137.5898 | 0.12214 | 8176.4805 | 0.87786 | 0 | 0 | 0 | 0 | 0 | 4.1889 | 0.00044974 | 0 | 0 | 0 | 3295.3711 | 0.35381 | 0 | 0 | 3082.7097 | 0.33097 | 6231.3606 | 4767.4316 | 0.51185 | 4546.6387 | 2958.4573 | 0.31763 | 6355.613 | 7395.1704 | 0.79398 | 1918.8999 | 2040.2446 | 0.21905 | 7273.8257 | 3392.4417 | 0.36423 | 5921.6287
25 | McCall | Central_Valley_North_Los_Banos | PGE Fresno | {'Sanger': [6.8, 0.0], 'Malaga': [7.5, 0.0], 'Kingsburg': [9.0, 0.0], 'California Ave': [10.2, 0.0], 'Wahtoke': [10.4, 0.0], 'West Fresno': [12.4, 0.0], 'Reedley': [14.6, 0.0], 'Kearney (New)': [15.0, 0.0], 'Mc Mullin': [19.4, 0.0]} | 0 | 0 | 0 | 0 | 0 | 0 | 0 | 0 | 0 | 0 | 0 | 0 | 0 | 0 | 0 | 0 | 0 | 0 | 0 | 0 | 0 | 0 | 0 | 0 | 0 | 0 | 0 | 0 | 0 | 0 | 0 | 0 | 0 | 0 | 0 | 0 | 0
26 | Mc Mullin | Central_Valley_North_Los_Banos | PGE Fresno | {'Kearney (New)': [9.7, 0.0], 'Helm': [10.4, 0.0], 'West Fresno': [12.8, 0.0], 'California Ave': [15.2, 0.0], 'Schindler': [15.6, 0.0], 'Malaga': [16.1, 0.0], 'Gregg': [18.4, 0.0], 'Excelsior': [19.0, 0.0], 'McCall': [19.4, 0.0]} | 0 | 0 | 0 | 0 | 0 | 0 | 0 | 0 | 0 | 0 | 0 | 0 | 0 | 0 | 0 | 0 | 0 | 0 | 0 | 0 | 0 | 0 | 0 | 0 | 0 | 0 | 0 | 0 | 0 | 0 | 0 | 0 | 0 | 0 | 0 | 0 | 0
298 | Mead | Southern_NV_Eldorado | SCE EOP | {'Sloan Canyon': [11.1, 120.0], 'Eldorado': [13.3, 120.0]} | 8181.8096 | 232.6528 | 0.028435 | 7949.1567 | 0.97156 | 0 | 0 | 0 | 0 | 0 | 0 | 0 | 0 | 0 | 0 | 0 | 0 | 0 | 0 | 0 | 0 | 8181.8096 | 0 | 0 | 8181.8096 | 0 | 0 | 8181.8096 | 0 | 0 | 8181.8096 | 0 | 0 | 8181.8096 | 0 | 0 | 8181.8096
103 | Mendocino | Mendocino_Marin | PGE NGBA | {'Calpella': [3.7, 0.0], 'Ukiah': [7.4, 0.0]} | 58.2898 | 0 | 0 | 0 | 0 | 0 | 0 | 0 | 0 | 0 | 0 | 0 | 0 | 0 | 0 | 58.2898 | 1 | 0 | 0 | 0 | 0 | 58.2898 | 28.1213 | 0.48244 | 30.1685 | 52.9892 | 0.90907 | 5.3005 | 52.9892 | 0.90907 | 5.3005 | 58.2898 | 1 | 0 | 0 | 0 | 58.2898
27 | Mendota | Central_Valley_North_Los_Banos | PGE Fresno | {'Cheney': [7.3, 0.0], 'Panoche': [8.2, 0.0], 'Tranquility': [9.5, 0.0], 'Newhall': [12.4, 0.0], 'Oro Loma': [15.8, 0.0], 'Helm': [18.0, 0.0]} | 0 | 0 | 0 | 0 | 0 | 0 | 0 | 0 | 0 | 0 | 0 | 0 | 0 | 0 | 0 | 0 | 0 | 0 | 0 | 0 | 0 | 0 | 0 | 0 | 0 | 0 | 0 | 0 | 0 | 0 | 0 | 0 | 0 | 0 | 0 | 0 | 0
106 | Merced | Central_Valley_North_Los_Banos | PGE Fresno | {'Wilson': [4.6, 0.0], 'Le Grand': [13.2, 0.0], 'Dairyland': [17.8, 0.0]} | 0 | 0 | 0 | 0 | 0 | 0 | 0 | 0 | 0 | 0 | 0 | 0 | 0 | 0 | 0 | 0 | 0 | 0 | 0 | 0 | 0 | 0 | 0 | 0 | 0 | 0 | 0 | 0 | 0 | 0 | 0 | 0 | 0 | 0 | 0 | 0 | 0
160 | Mesa | Kern_Greater_Carrizo | PGE Kern | {'Oceano': [9.7, 43.0], 'Sisquoc': [11.4, 0.0]} | 328.4603 | 43.4807 | 0.13238 | 284.9797 | 0.86762 | 0 | 0 | 0 | 0 | 0 | 0 | 0 | 0 | 0 | 0 | 290.153 | 0.88337 | 1.1423 | 0.0034777 | 0 | 0 | 328.4603 | 0 | 0 | 328.4603 | 0 | 0 | 328.4603 | 0 | 0 | 328.4603 | 282.6449 | 0.86051 | 45.8154 | 0.40907 | 0.0012454 | 328.0513
90 | Mesa (SCE) | Greater_LA | SCE Metro |  | 0 | 0 | 0 | 0 | 0 | 0 | 0 | 0 | 0 | 0 | 0 | 0 | 0 | 0 | 0 | 0 | 0 | 0 | 0 | 0 | 0 | 0 | 0 | 0 | 0 | 0 | 0 | 0 | 0 | 0 | 0 | 0 | 0 | 0 | 0 | 0 | 0
229 | Metcalf | Peninsula_Monterey | PGE GBA | {'Metcalf Energy Center': [0.3, 0.0], 'Hicks': [8.8, 0.0], 'Scott': [15.7, 0.0], 'Los Esteros': [17.5, 0.0], 'Llagas': [18.1, 0.0]} | 222.959 | 0 | 0 | 0 | 0 | 0 | 0 | 0 | 0 | 0 | 0 | 0 | 0 | 0 | 0 | 175.57 | 0.78745 | 47.3889 | 0.21255 | 208.1356 | 0.93352 | 14.8233 | 27.6546 | 0.12403 | 195.3044 | 27.6546 | 0.12403 | 195.3044 | 222.959 | 1 | 0 | 163.8867 | 0.73505 | 59.0723 | 1.2227 | 0.0054841 | 221.7362
52 | Midway | Central_Valley_North_Los_Banos | PGE Kern | {'Shafter': [10.7, 0.0], 'Tupman': [10.8, 0.0], 'Rio Bravo': [11.1, 0.0], 'Norco': [11.5, 0.0], 'Elk Hills': [13.0, 0.0], 'Semitropic': [13.6, 0.0], 'Temblor': [13.8, 0.0], 'Goose Lake': [15.4, 0.0], 'Charca': [15.8, 0.0], 'Renfro': [16.3, 0.0], 'Kernridge': [16.4, 0.0], 'Lerdo': [18.2, 0.0], '7th Standard': [18.3, 0.0], 'Taft': [18.6, 0.0], 'Tevis': [19.1, 0.0]} | 0 | 0 | 0 | 0 | 0 | 0 | 0 | 0 | 0 | 0 | 0 | 0 | 0 | 0 | 0 | 0 | 0 | 0 | 0 | 0 | 0 | 0 | 0 | 0 | 0 | 0 | 0 | 0 | 0 | 0 | 0 | 0 | 0 | 0 | 0 | 0 | 0
305 | Midway - Wheeler Ridge (Proposed) | Central_Valley_North_Los_Banos | PGE Kern | {'Elk Hills': [9.4, 0.0], 'Norco': [11.6, 0.0], 'Taft': [12.1, 0.0], 'Tevis': [15.8, 0.0], 'Tupman': [16.0, 0.0], 'Wheeler Ridge': [16.7, 0.0], 'Stockdale': [17.6, 0.0], 'Renfro': [19.3, 0.0]} | 0 | 0 | 0 | 0 | 0 | 0 | 0 | 0 | 0 | 0 | 0 | 0 | 0 | 0 | 0 | 0 | 0 | 0 | 0 | 0 | 0 | 0 | 0 | 0 | 0 | 0 | 0 | 0 | 0 | 0 | 0 | 0 | 0 | 0 | 0 | 0 | 0
145 | Miguel | Greater_SD | SDGE Imperial | {'Bay Boulevard': [8.1, 20.0], 'Otay Mesa': [8.3, 4.0], 'Silvergate': [9.4, 19.0], 'Mission': [11.6, 19.0], 'Old Town': [13.6, 19.0], 'Kearny': [13.7, 0.0], 'Sycamore Canyon': [16.7, 0.0], 'Suncrest': [19.7, 0.0]} | 240.4811 | 19.6803 | 0.081837 | 220.8008 | 0.91816 | 0 | 0 | 0 | 0 | 0 | 0 | 0 | 0 | 0 | 0 | 0 | 0 | 0 | 0 | 18.5529 | 0.077149 | 221.9282 | 106.6349 | 0.44342 | 133.8461 | 201.7599 | 0.83898 | 38.7212 | 201.7599 | 0.83898 | 38.7212 | 0 | 0 | 240.4811 | 19.2199 | 0.079923 | 221.2612
182 | Miller | Central_Valley_North_Los_Banos | PGE GBA | {'Fink (Proposed)': [8.1, 0.0], 'Crow Creek': [8.4, 0.0], 'Quinto': [9.6, 0.0], 'Los Banos': [14.8, 0.0]} | 1063.217 | 0 | 0 | 0 | 0 | 0 | 0 | 0 | 0 | 0 | 0 | 0 | 0 | 0 | 0 | 1063.217 | 1 | 0 | 0 | 930.5031 | 0.87518 | 132.7139 | 269.4024 | 0.25338 | 793.8146 | 302.9435 | 0.28493 | 760.2736 | 1031.3557 | 0.97003 | 31.8613 | 1063.217 | 1 | 0 | 0 | 0 | 1063.217
127 | Mirage | Riverside | SCE Eastern | {'Devers': [14.4, 1701.0]} | 21400.1035 | 8070.8628 | 0.37714 | 13329.2402 | 0.62286 | 0 | 0 | 0 | 0 | 0 | 138.0669 | 0.0064517 | 0 | 0 | 0 | 0 | 0 | 0 | 0 | 2137.0537 | 0.099862 | 19263.0498 | 4168.0249 | 0.19477 | 17232.0786 | 3712.7424 | 0.17349 | 17687.3611 | 6289.0972 | 0.29388 | 15111.0063 | 10197.3018 | 0.47651 | 11202.8018 | 2.8688 | 0.00013405 | 21397.2348
135 | Mira Loma | Greater_Kramer | SCE Metro | {'Rancho Vista': [5.8, 0.0], 'Etiwanda': [6.0, 0.0], 'Chino': [6.6, 0.0], 'Padua': [8.8, 0.0], 'Vista': [14.3, 0.0], 'Serrano': [17.9, 0.0], 'Lee Lake (Proposed)': [19.0, 0.0], 'San Bernardino': [19.3, 0.0]} | 0 | 0 | 0 | 0 | 0 | 0 | 0 | 0 | 0 | 0 | 0 | 0 | 0 | 0 | 0 | 0 | 0 | 0 | 0 | 0 | 0 | 0 | 0 | 0 | 0 | 0 | 0 | 0 | 0 | 0 | 0 | 0 | 0 | 0 | 0 | 0 | 0
146 | Mission | Greater_SD | SDGE Imperial | {'Kearny': [3.4, 146.0], 'Old Town': [3.4, 190.0], 'Silvergate': [6.1, 170.0], 'Penasquitos': [10.4, 19.0], 'Sycamore Canyon': [11.1, 0.0], 'Miguel': [11.6, 19.0], 'Bay Boulevard': [12.3, 112.0], 'Otay Mesa': [19.6, 0.0]} | 485.5073 | 178.1476 | 0.36693 | 307.3597 | 0.63307 | 0 | 0 | 0 | 0 | 0 | 0 | 0 | 0 | 0 | 0 | 0 | 0 | 0 | 0 | 14.0215 | 0.02888 | 471.4859 | 72.4466 | 0.14922 | 413.0607 | 237.363 | 0.4889 | 248.1443 | 242.8098 | 0.50012 | 242.6976 | 0 | 0 | 485.5073 | 24.1567 | 0.049756 | 461.3507
287 | Mohave | Southern_NV_Eldorado | SCE EOP | {} | 7542.5415 | 4533.3975 | 0.60104 | 3009.144 | 0.39896 | 0 | 0 | 0 | 0 | 0 | 0 | 0 | 0 | 0 | 0 | 0 | 0 | 0 | 0 | 0 | 0 | 7542.5415 | 0 | 0 | 7542.5415 | 0 | 0 | 7542.5415 | 0 | 0 | 7542.5415 | 0 | 0 | 7542.5415 | 0 | 0 | 7542.5415
192 | Moorpark | Greater_LA | SCE Northern | {'Santa Clara': [16.2, 0.0]} | 826.0254 | 7.2099 | 0.0087284 | 818.8155 | 0.99127 | 0 | 0 | 0 | 0 | 0 | 0 | 0 | 0 | 0 | 0 | 826.0254 | 1 | 0 | 0 | 161.2339 | 0.19519 | 664.7915 | 0 | 0 | 826.0254 | 0 | 0 | 826.0254 | 161.2339 | 0.19519 | 664.7915 | 437.1308 | 0.5292 | 388.8946 | 55.5408 | 0.067239 | 770.4846
313 | Morro Bay | Kern_Greater_Carrizo | PGE Kern | {'Diablo Canyon': [10.9, 8.0], 'San Luis Obispo': [14.7, 0.0], 'Templeton': [15.9, 35.0]} | 4631.4717 | 52.5853 | 0.011354 | 4578.8862 | 0.98865 | 0 | 0 | 0 | 0 | 0 | 5.9605 | 0.0012869 | 0 | 0 | 0 | 3966.7568 | 0.85648 | 243.2048 | 0.052511 | 3288.8059 | 0.7101 | 1342.6658 | 950.011 | 0.20512 | 3681.4606 | 1900.9758 | 0.41045 | 2730.4958 | 4023.3083 | 0.86869 | 608.1633 | 3021.5518 | 0.6524 | 1609.9199 | 112.4454 | 0.024279 | 4519.0263
218 | Moss Landing | Peninsula_Monterey | PGE GBA | {'Llagas': [18.4, 0.0]} | 216.3141 | 37.7778 | 0.17464 | 178.5364 | 0.82536 | 0 | 0 | 0 | 0 | 0 | 0.73881 | 0.0034154 | 1.994 | 0.0092182 | 0 | 0 | 0 | 0 | 0 | 21.9931 | 0.10167 | 194.321 | 137.8284 | 0.63717 | 78.4858 | 140.9652 | 0.65167 | 75.3489 | 162.9583 | 0.75334 | 53.3558 | 0 | 0 | 216.3141 | 60.5007 | 0.27969 | 155.8134
275 | Mustang | Central_Valley_North_Los_Banos | PGE Fresno | {'Henrietta': [1.1, 0.0], 'Leprino': [4.8, 0.0], 'Gates': [13.1, 0.0], 'GWF Hanford': [15.4, 0.0], 'Schindler': [16.9, 0.0]} | 0 | 0 | 0 | 0 | 0 | 0 | 0 | 0 | 0 | 0 | 0 | 0 | 0 | 0 | 0 | 0 | 0 | 0 | 0 | 0 | 0 | 0 | 0 | 0 | 0 | 0 | 0 | 0 | 0 | 0 | 0 | 0 | 0 | 0 | 0 | 0 | 0
2 | Newark | Solano | PGE GBA | {'Los Esteros': [5.9, 0.0], 'Scott': [8.7, 0.0], 'Eastshore': [11.2, 0.0], 'Hicks': [19.0, 0.0]} | 78.7999 | 0 | 0 | 0 | 0 | 0 | 0 | 0 | 0 | 0 | 0 | 0 | 0 | 0 | 0 | 20.0208 | 0.25407 | 0 | 0 | 20.0208 | 0.25407 | 58.7791 | 20.0208 | 0.25407 | 58.7791 | 42.4708 | 0.53897 | 36.3291 | 42.4708 | 0.53897 | 36.3291 | 20.0208 | 0.25407 | 58.7791 | 53.7159 | 0.68168 | 25.084
99 | Newhall | Central_Valley_North_Los_Banos | PGE Fresno | {'Mendota': [12.4, 0.0], 'Dairyland': [13.0, 0.0], 'Oro Loma': [18.1, 0.0], 'Borden': [19.4, 0.0], 'Tranquility': [19.6, 0.0], 'Cheney': [19.7, 0.0]} | 0 | 0 | 0 | 0 | 0 | 0 | 0 | 0 | 0 | 0 | 0 | 0 | 0 | 0 | 0 | 0 | 0 | 0 | 0 | 0 | 0 | 0 | 0 | 0 | 0 | 0 | 0 | 0 | 0 | 0 | 0 | 0 | 0 | 0 | 0 | 0 | 0
210 | New Melones | El_Dorado_Mariposa | PGE GBA | {'Peoria': [3.4, 0.0], 'Chinese Station': [5.7, 0.0], 'Curtis': [11.6, 0.0]} | 0 | 0 | 0 | 0 | 0 | 0 | 0 | 0 | 0 | 0 | 0 | 0 | 0 | 0 | 0 | 0 | 0 | 0 | 0 | 0 | 0 | 0 | 0 | 0 | 0 | 0 | 0 | 0 | 0 | 0 | 0 | 0 | 0 | 0 | 0 | 0 | 0
311 | New Sub - Pit 1 - Cottonwood (Proposed) | Northern_California | PGE NGBA | {'Round Mt.': [6.1, 629.0], 'Cove Road': [6.8, 594.0]} | 6928.0952 | 696.5146 | 0.10053 | 6231.5806 | 0.89947 | 0 | 0 | 0 | 0 | 0 | 0 | 0 | 0 | 0 | 0 | 6041.4668 | 0.87202 | 64.8164 | 0.0093556 | 5015.0996 | 0.72388 | 1912.9956 | 676.0858 | 0.097586 | 6252.0095 | 666.4379 | 0.096194 | 6261.6573 | 5646.0342 | 0.81495 | 1282.061 | 2379.4653 | 0.34345 | 4548.6299 | 113.8186 | 0.016429 | 6814.2766
53 | Norco | Central_Valley_North_Los_Banos | PGE Kern | {'Tupman': [5.2, 0.0], 'Elk Hills': [5.6, 0.0], 'Tevis': [10.4, 0.0], 'Renfro': [10.8, 0.0], 'Rio Bravo': [11.1, 0.0], 'Midway': [11.5, 0.0], 'Midway - Wheeler Ridge (Proposed)': [11.6, 0.0], 'Kern Power': [13.6, 0.0], 'Stockdale': [13.8, 0.0], 'Taft': [14.2, 0.0], 'Rosedale': [14.5, 0.0], '7th Standard': [14.6, 0.0], 'Shafter': [15.7, 0.0], 'West Park': [16.3, 0.0], 'Lerdo': [17.2, 0.0], 'Bakersfield': [18.6, 0.0], 'Kern Oil': [19.5, 0.0]} | 0 | 0 | 0 | 0 | 0 | 0 | 0 | 0 | 0 | 0 | 0 | 0 | 0 | 0 | 0 | 0 | 0 | 0 | 0 | 0 | 0 | 0 | 0 | 0 | 0 | 0 | 0 | 0 | 0 | 0 | 0 | 0 | 0 | 0 | 0 | 0 | 0
236 | North Gila | Arizona | SDGE Arizona | {} | 8378.543 | 0 | 0 | 0 | 0 | 0 | 0 | 0 | 0 | 0 | 0 | 0 | 0 | 0 | 0 | 0 | 0 | 0 | 0 | 279.4898 | 0.033358 | 8099.0532 | 5295.1694 | 0.63199 | 3083.3735 | 5321.3442 | 0.63512 | 3057.1987 | 5321.3442 | 0.63512 | 3057.1987 | 8210.6123 | 0.97996 | 167.9307 | 105.5139 | 0.012593 | 8273.029
307 | North Gila - IV (Proposed) | Greater_Imperial | SDGE Imperial | {'Highline': [4.3, 844.0], 'El Centro': [19.4, 0.0]} | 6305.8667 | 1028.3158 | 0.16307 | 5277.5508 | 0.83693 | 0 | 0 | 0 | 0 | 0 | 0 | 0 | 0 | 0 | 0 | 0 | 0 | 0 | 0 | 0 | 0 | 6305.8667 | 4502.2798 | 0.71398 | 1803.5869 | 4502.2798 | 0.71398 | 1803.5869 | 4502.2798 | 0.71398 | 1803.5869 | 3973.1362 | 0.63007 | 2332.7305 | 158.4697 | 0.025131 | 6147.397
161 | Oceano | Kern_Greater_Carrizo | PGE Kern | {'Mesa': [9.7, 43.0], 'San Luis Obispo': [11.5, 18.0], 'Diablo Canyon': [17.0, 10.0]} | 895.098 | 101.6824 | 0.1136 | 793.4156 | 0.8864 | 0 | 0 | 0 | 0 | 0 | 0 | 0 | 0 | 0 | 0 | 786.2502 | 0.8784 | 0 | 0 | 27.9109 | 0.031182 | 867.1872 | 19.6633 | 0.021968 | 875.4347 | 75.4383 | 0.084279 | 819.6597 | 75.4383 | 0.084279 | 819.6597 | 727.3575 | 0.8126 | 167.7405 | 56.0612 | 0.062631 | 839.0368
259 | Ocotillo | Greater_Imperial | SDGE Imperial | {'East County': [9.2, 171.0], 'Boulevard': [14.6, 5.0], 'Imperial Valley': [19.2, 0.0]} | 20332.3398 | 1920.053 | 0.094433 | 18412.2871 | 0.90557 | 0 | 0 | 0 | 0 | 0 | 0 | 0 | 0 | 0 | 0 | 0 | 0 | 0 | 0 | 7650.4668 | 0.37627 | 12681.873 | 3430.3606 | 0.16871 | 16901.9792 | 3542.5623 | 0.17423 | 16789.7776 | 11517.6875 | 0.56647 | 8814.6523 | 9508.5635 | 0.46766 | 10823.7764 | 0 | 0 | 20332.3398
147 | Old Town | Greater_SD | SDGE Imperial | {'Mission': [3.4, 190.0], 'Silvergate': [5.7, 170.0], 'Kearny': [5.8, 146.0], 'Penasquitos': [10.6, 19.0], 'Bay Boulevard': [12.3, 112.0], 'Miguel': [13.6, 19.0], 'Sycamore Canyon': [14.0, 0.0]} | 492.0049 | 178.1476 | 0.36208 | 313.8573 | 0.63792 | 0 | 0 | 0 | 0 | 0 | 0 | 0 | 0 | 0 | 0 | 0 | 0 | 0 | 0 | 14.2114 | 0.028885 | 477.7935 | 77.9515 | 0.15844 | 414.0534 | 242.8679 | 0.49363 | 249.137 | 248.3147 | 0.5047 | 243.6902 | 0 | 0 | 492.0049 | 25.9828 | 0.05281 | 466.0221
91 | Olinda | Greater_LA | SCE Metro | {'Walnut': [4.6, 0.0], 'Lewis': [9.5, 0.0], 'Barre': [10.1, 0.0], 'Villa Park': [10.3, 0.0], 'Center': [10.6, 0.0], 'Serrano': [11.1, 0.0], 'Rio Hondo': [11.5, 0.0], 'Del Amo': [12.1, 0.0], 'Mesa': [12.5, 0.0], 'Laguna Bell': [13.1, 0.0], 'Chino': [14.5, 0.0], 'Lighthipe': [15.2, 0.0], 'Alamitos': [16.1, 0.0], 'Johanna': [16.5, 0.0], 'Goodrich': [17.0, 0.0], 'Ellis': [18.0, 0.0], 'Hinson': [19.4, 0.0]} | 0 | 0 | 0 | 0 | 0 | 0 | 0 | 0 | 0 | 0 | 0 | 0 | 0 | 0 | 0 | 0 | 0 | 0 | 0 | 0 | 0 | 0 | 0 | 0 | 0 | 0 | 0 | 0 | 0 | 0 | 0 | 0 | 0 | 0 | 0 | 0 | 0
272 | Olive | Central_Valley_North_Los_Banos | PGE Fresno | {'Alpaugh': [4.6, 0.0], 'Smyrna': [12.5, 0.0], 'Corcoran': [15.9, 0.0], 'Waukena': [18.2, 0.0], 'Gates-Midway (Proposed)': [19.4, 0.0]} | 0 | 0 | 0 | 0 | 0 | 0 | 0 | 0 | 0 | 0 | 0 | 0 | 0 | 0 | 0 | 0 | 0 | 0 | 0 | 0 | 0 | 0 | 0 | 0 | 0 | 0 | 0 | 0 | 0 | 0 | 0 | 0 | 0 | 0 | 0 | 0 | 0
198 | Olivehurst | Northern_California | PGE NGBA | {'East Marysville': [5.0, 0.0], 'Pease': [8.3, 0.0], 'Rio Oso': [11.6, 0.0], 'Honcut': [16.0, 0.0]} | 0 | 0 | 0 | 0 | 0 | 0 | 0 | 0 | 0 | 0 | 0 | 0 | 0 | 0 | 0 | 0 | 0 | 0 | 0 | 0 | 0 | 0 | 0 | 0 | 0 | 0 | 0 | 0 | 0 | 0 | 0 | 0 | 0 | 0 | 0 | 0 | 0
28 | Oro Loma | Central_Valley_North_Los_Banos | PGE Fresno | {'Mendota': [15.8, 0.0], 'Panoche': [16.6, 0.0], 'Newhall': [18.1, 0.0], 'Cheney': [18.8, 0.0]} | 0 | 0 | 0 | 0 | 0 | 0 | 0 | 0 | 0 | 0 | 0 | 0 | 0 | 0 | 0 | 0 | 0 | 0 | 0 | 0 | 0 | 0 | 0 | 0 | 0 | 0 | 0 | 0 | 0 | 0 | 0 | 0 | 0 | 0 | 0 | 0 | 0
245 | Otay Mesa | Greater_SD | SDGE Imperial | {'Miguel': [8.3, 4.0], 'Bay Boulevard': [11.0, 2.0], 'Silvergate': [15.9, 0.0], 'Mission': [19.6, 0.0]} | 196.1706 | 5.1975 | 0.026495 | 190.9731 | 0.97351 | 0 | 0 | 0 | 0 | 0 | 0 | 0 | 0 | 0 | 0 | 0 | 0 | 0 | 0 | 40.2274 | 0.20506 | 155.9431 | 148.7386 | 0.75821 | 47.432 | 184.8446 | 0.94226 | 11.326 | 184.8446 | 0.94226 | 11.326 | 2.5743 | 0.013123 | 193.5963 | 36.8797 | 0.188 | 159.2909
136 | Padua | Greater_Kramer | SCE Metro | {'Rancho Vista': [6.4, 0.0], 'Etiwanda': [6.8, 0.0], 'Chino': [8.7, 0.0], 'Mira Loma': [8.8, 0.0], 'Vista': [19.2, 0.0], 'Walnut': [19.4, 0.0], 'Rio Hondo': [19.6, 0.0]} | 207.7965 | 0 | 0 | 0 | 0 | 0 | 0 | 0 | 0 | 0 | 0 | 0 | 0 | 0 | 0 | 0 | 0 | 207.7965 | 1 | 207.7965 | 1 | 0 | 0 | 0 | 207.7965 | 28.2301 | 0.13585 | 179.5665 | 207.7965 | 1 | 0 | 137.3595 | 0.66103 | 70.437 | 0.5737 | 0.0027609 | 207.2228
288 | Pahrump | Southern_NV_Eldorado | SCE EOP | {'Gamebird': [4.5, 2.0], 'Vista 2': [8.6, 0.0], 'Crazy Eyes': [13.6, 0.0]} | 1848.9547 | 32.5435 | 0.017601 | 1816.4113 | 0.9824 | 0 | 0 | 0 | 0 | 0 | 0 | 0 | 0 | 0 | 0 | 0 | 0 | 0 | 0 | 0 | 0 | 1848.9547 | 631.2315 | 0.3414 | 1217.7232 | 727.4438 | 0.39344 | 1121.5109 | 727.4438 | 0.39344 | 1121.5109 | 1416.1315 | 0.76591 | 432.8232 | 109.509 | 0.059228 | 1739.4457
6 | Palermo | Northern_California | PGE NGBA | {'Wyandotte': [2.9, 0.0], 'Thermalito': [7.4, 0.0], 'Table Mt.': [9.7, 0.0], 'Honcut': [10.1, 0.0], 'Colgate': [19.5, 0.0]} | 0 | 0 | 0 | 0 | 0 | 0 | 0 | 0 | 0 | 0 | 0 | 0 | 0 | 0 | 0 | 0 | 0 | 0 | 0 | 0 | 0 | 0 | 0 | 0 | 0 | 0 | 0 | 0 | 0 | 0 | 0 | 0 | 0 | 0 | 0 | 0 | 0
199 | Palomar | Greater_SD | SDGE Imperial | {'Encina': [2.9, 23.0], 'San Luis Rey': [6.7, 21.0], 'Escondido': [9.9, 0.0], 'Penasquitos': [14.6, 1.0]} | 133.7995 | 20.9921 | 0.15689 | 112.8075 | 0.84311 | 0 | 0 | 0 | 0 | 0 | 0.0035794 | 2.6752e-05 | 0 | 0 | 0 | 0 | 0 | 0 | 0 | 33.7218 | 0.25203 | 100.0777 | 93.3448 | 0.69765 | 40.4548 | 99.162 | 0.74112 | 34.6376 | 99.162 | 0.74112 | 34.6376 | 0 | 0 | 133.7995 | 4.1472 | 0.030995 | 129.6524
289 | Palo Verde | Arizona | SDGE Arizona | {'Hassayampa': [2.7, 0.0], 'Delaney': [12.1, 0.0]} | 0 | 0 | 0 | 0 | 0 | 0 | 0 | 0 | 0 | 0 | 0 | 0 | 0 | 0 | 0 | 0 | 0 | 0 | 0 | 0 | 0 | 0 | 0 | 0 | 0 | 0 | 0 | 0 | 0 | 0 | 0 | 0 | 0 | 0 | 0 | 0 | 0
29 | Panoche | Central_Valley_North_Los_Banos | PGE Fresno | {'Cheney': [3.1, 0.0], 'Mendota': [8.2, 0.0], 'Tranquility': [10.7, 0.0], 'Oro Loma': [16.6, 0.0]} | 0 | 0 | 0 | 0 | 0 | 0 | 0 | 0 | 0 | 0 | 0 | 0 | 0 | 0 | 0 | 0 | 0 | 0 | 0 | 0 | 0 | 0 | 0 | 0 | 0 | 0 | 0 | 0 | 0 | 0 | 0 | 0 | 0 | 0 | 0 | 0 | 0
92 | Pardee | Tehachapi | SCE Northern | {'Saugus': [1.3, 306.0], 'Sylmar-Pac Intertie': [10.4, 226.0]} | 2724.7891 | 305.0831 | 0.11197 | 2419.7061 | 0.88803 | 0 | 0 | 0 | 0 | 0 | 0 | 0 | 0 | 0 | 0 | 1163.6407 | 0.42706 | 1519.8728 | 0.55779 | 1878.4894 | 0.68941 | 846.2997 | 93.5067 | 0.034317 | 2631.2824 | 119.9889 | 0.044036 | 2604.8002 | 1913.9048 | 0.7024 | 810.8843 | 1750.4424 | 0.64241 | 974.3467 | 57.2766 | 0.021021 | 2667.5125
67 | Pastoria | Central_Valley_North_Los_Banos | SCE Northern | {'Bailey': [11.6, 0.0], 'Wheeler Ridge': [13.0, 0.0]} | 15846.2441 | 0 | 0 | 0 | 0 | 0 | 0 | 0 | 0 | 0 | 0 | 0 | 0 | 0 | 0 | 11977.6699 | 0.75587 | 3433.9937 | 0.21671 | 13085.9316 | 0.82581 | 2760.3125 | 10529.6826 | 0.66449 | 5316.5615 | 12926.4482 | 0.81574 | 2919.7959 | 15846.2441 | 1 | 0 | 10670.8398 | 0.6734 | 5175.4043 | 410.9497 | 0.025934 | 15435.2944
173 | Peabody | Solano | PGE NGBA | {'Vaca-Dixon & Gc Yard': [8.4, 1442.0], 'Shiloh III': [10.5, 1165.0], 'Birds Landing': [13.5, 1165.0], 'Tulucay': [16.3, 192.0], 'Putah Creek': [16.4, 353.0], 'Pittsburg': [17.6, 0.0], 'Kirker': [18.6, 0.0]} | 23228.6816 | 2796.8657 | 0.12041 | 20431.8164 | 0.87959 | 0 | 0 | 0 | 0 | 0 | 4034.4958 | 0.17369 | 2104.8181 | 0.090613 | 0 | 18086.9727 | 0.77865 | 0 | 0 | 2649.6257 | 0.11407 | 20579.0559 | 15114.1074 | 0.65067 | 8114.5742 | 14488.1289 | 0.62372 | 8740.5527 | 19424.8945 | 0.83625 | 3803.7871 | 3929.4592 | 0.16916 | 19299.2224 | 7918.1333 | 0.34088 | 15310.5483
183 | Pease | Northern_California | PGE NGBA | {'East Marysville': [5.4, 0.0], 'Olivehurst': [8.3, 0.0], 'Honcut': [11.0, 0.0], 'Rio Oso': [19.3, 0.0]} | 1123.5453 | 0 | 0 | 0 | 0 | 0 | 0 | 0 | 0 | 0 | 0 | 0 | 0 | 0 | 0 | 1123.5453 | 1 | 0 | 0 | 1086.3141 | 0.96686 | 37.2312 | 820.0158 | 0.72985 | 303.5295 | 820.0158 | 0.72985 | 303.5295 | 1090.2894 | 0.9704 | 33.2559 | 1086.4827 | 0.96701 | 37.0626 | 2.8023 | 0.0024942 | 1120.743
148 | Penasquitos | Greater_SD | SDGE Imperial | {'Kearny': [7.8, 19.0], 'Mission': [10.4, 19.0], 'Old Town': [10.6, 19.0], 'Sycamore Canyon': [10.9, 0.0], 'Palomar Airport': [14.6, 1.0], 'Escondido': [15.5, 0.0], 'Silvergate': [16.0, 0.0], 'Encina': [16.5, 1.0]} | 58.2879 | 17.0352 | 0.29226 | 41.2527 | 0.70774 | 0 | 0 | 0 | 0 | 0 | 0 | 0 | 0 | 0 | 0 | 0 | 0 | 0 | 0 | 0 | 0 | 58.2879 | 15.6041 | 0.26771 | 42.6838 | 34.6853 | 0.59507 | 23.6026 | 34.6853 | 0.59507 | 23.6026 | 0 | 0 | 58.2879 | 1.6179 | 0.027757 | 56.67
179 | Penngrove | Mendocino_Marin | PGE NGBA | {'Bellevue': [4.7, 0.0], 'Lakeville': [7.0, 58.0], 'Fulton': [13.3, 0.0], 'Ignacio': [18.2, 0.0]} | 1486.9154 | 58.1157 | 0.039085 | 1428.7997 | 0.96092 | 0 | 0 | 0 | 0 | 0 | 0.96976 | 0.0006522 | 0 | 0 | 0 | 1486.9154 | 1 | 0 | 0 | 1214.9077 | 0.81707 | 272.0077 | 774.3703 | 0.52079 | 712.5451 | 910.5369 | 0.61237 | 576.3785 | 1289.2228 | 0.86705 | 197.6926 | 1141.7019 | 0.76783 | 345.2135 | 8.246 | 0.0055457 | 1478.6694
191 | Peoria | El_Dorado_Mariposa | PGE GBA | {'Chinese Station': [2.3, 0.0], 'New Melones': [3.4, 0.0], 'Curtis': [10.9, 0.0]} | 0 | 0 | 0 | 0 | 0 | 0 | 0 | 0 | 0 | 0 | 0 | 0 | 0 | 0 | 0 | 0 | 0 | 0 | 0 | 0 | 0 | 0 | 0 | 0 | 0 | 0 | 0 | 0 | 0 | 0 | 0 | 0 | 0 | 0 | 0 | 0 | 0
137 | Pisgah | Greater_Kramer | SCE NOL | {} | 10919.2314 | 1072.1531 | 0.098189 | 9847.0781 | 0.90181 | 0 | 0 | 0 | 0 | 0 | 0 | 0 | 0 | 0 | 0 | 0 | 0 | 0 | 0 | 5944.7554 | 0.54443 | 4974.4761 | 7891.856 | 0.72275 | 3027.3755 | 8824.4375 | 0.80816 | 2094.7939 | 9351.4268 | 0.85642 | 1567.8047 | 5910.3022 | 0.54127 | 5008.9292 | 57.6397 | 0.0052787 | 10861.5918
224 | Pit 1 | Northern_California | PGE NGBA | {} | 81.455 | 0 | 0 | 0 | 0 | 0 | 0 | 0 | 0 | 0 | 0 | 0 | 0 | 0 | 0 | 0 | 0 | 0 | 0 | 20.6716 | 0.25378 | 60.7833 | 20.6716 | 0.25378 | 60.7833 | 20.6716 | 0.25378 | 60.7833 | 20.6716 | 0.25378 | 60.7833 | 81.455 | 1 | 0 | 0 | 0 | 81.455
15 | Pittsburg | Solano | PGE GBA | {'Kirker': [1.2, 12896.0], 'Contra Costa': [6.7, 13258.0], 'Birds Landing': [7.1, 15003.0], 'Clayton': [7.5, 8.0], 'Shiloh III': [9.6, 14992.0], 'Lone Tree': [9.7, 1236.0], 'Martinez': [12.0, 8.0], 'Brentwood': [14.5, 11.0], 'Peabody': [17.6, 0.0], 'Carquinez': [19.5, 0.0]} | 39689.7422 | 14998.9873 | 0.37791 | 24690.7539 | 0.62209 | 0 | 0 | 0 | 0 | 0 | 15331.125 | 0.38627 | 2.7264 | 6.8693e-05 | 0 | 24368.6445 | 0.61398 | 0 | 0 | 10526.2402 | 0.26521 | 29163.502 | 17188.8887 | 0.43308 | 22500.8535 | 13765.0264 | 0.34682 | 25924.7158 | 21207.0273 | 0.53432 | 18482.7148 | 1565.3601 | 0.03944 | 38124.3821 | 10183.8408 | 0.25659 | 29505.9014
17 | Placerville | El_Dorado_Mariposa | PGE NGBA | {'Gold Hill': [19.7, 0.0]} | 0 | 0 | 0 | 0 | 0 | 0 | 0 | 0 | 0 | 0 | 0 | 0 | 0 | 0 | 0 | 0 | 0 | 0 | 0 | 0 | 0 | 0 | 0 | 0 | 0 | 0 | 0 | 0 | 0 | 0 | 0 | 0 | 0 | 0 | 0 | 0 | 0
122 | Pleasant Grove | Northern_California | PGE NGBA | {'Rio Oso': [11.6, 0.0], 'Gold Hill': [14.6, 0.0], 'Higgins': [19.2, 0.0]} | 0 | 0 | 0 | 0 | 0 | 0 | 0 | 0 | 0 | 0 | 0 | 0 | 0 | 0 | 0 | 0 | 0 | 0 | 0 | 0 | 0 | 0 | 0 | 0 | 0 | 0 | 0 | 0 | 0 | 0 | 0 | 0 | 0 | 0 | 0 | 0 | 0
220 | Poso Mountain | Central_Valley_North_Los_Banos | PGE Kern | {'Sycamore': [7.6, 0.0], 'Kern Oil': [8.9, 0.0], 'Cal Water': [10.0, 0.0], 'Columbus': [11.1, 0.0], 'Lerdo': [11.7, 0.0], 'Bakersfield': [12.2, 0.0], '7th Standard': [12.8, 0.0], 'West Park': [13.6, 0.0], 'Magunden': [13.8, 0.0], 'Rosedale': [14.3, 0.0], 'Kern Power': [14.7, 0.0], 'Renfro': [16.6, 0.0], 'Stockdale': [17.8, 0.0], 'Lamont': [18.9, 0.0], 'Rio Bravo': [18.9, 0.0], 'Unknown - 3327': [18.9, 0.0], 'Tevis': [19.2, 0.0]} | 0 | 0 | 0 | 0 | 0 | 0 | 0 | 0 | 0 | 0 | 0 | 0 | 0 | 0 | 0 | 0 | 0 | 0 | 0 | 0 | 0 | 0 | 0 | 0 | 0 | 0 | 0 | 0 | 0 | 0 | 0 | 0 | 0 | 0 | 0 | 0 | 0
290 | Primm | Southern_NV_Eldorado | SCE EOP | {'Ivanpah': [9.5, 18.0]} | 4538.6992 | 18.3348 | 0.0040397 | 4520.3643 | 0.99596 | 0 | 0 | 0 | 0 | 0 | 0 | 0 | 0 | 0 | 0 | 0 | 0 | 0 | 0 | 3975.9514 | 0.87601 | 562.7478 | 3586.3799 | 0.79018 | 952.3193 | 535.5608 | 0.118 | 4003.1384 | 4507.3682 | 0.9931 | 31.3311 | 751.6411 | 0.16561 | 3787.0582 | 0 | 0 | 4538.6992
196 | Putah Creek | Solano | PGE NGBA | {'Vaca-Dixon & Gc Yard': [9.3, 890.0], 'Madison': [10.3, 0.0], 'Davis': [14.2, 0.0], 'Peabody': [16.4, 353.0], 'Woodland': [16.7, 0.0]} | 13305.8232 | 1041.7805 | 0.078295 | 12264.043 | 0.9217 | 0 | 0 | 0 | 0 | 0 | 842.2793 | 0.063302 | 1019.6712 | 0.076633 | 0 | 11896.7344 | 0.8941 | 0 | 0 | 11609.793 | 0.87253 | 1696.0303 | 963.1442 | 0.072385 | 12342.6791 | 0 | 0 | 13305.8232 | 11663.043 | 0.87654 | 1642.7803 | 8052.3813 | 0.60518 | 5253.4419 | 155.2986 | 0.011671 | 13150.5246
299 | Quinto | Central_Valley_North_Los_Banos | PGE Fresno | {'Los Banos': [5.3, 0.0], 'Miller': [9.6, 0.0], 'Fink (Proposed)': [17.7, 0.0], 'Crow Creek': [17.9, 0.0]} | 2439.5049 | 0 | 0 | 0 | 0 | 0 | 0 | 0 | 0 | 0 | 2.8667 | 0.0011751 | 0 | 0 | 0 | 2019.7617 | 0.82794 | 413.7605 | 0.16961 | 2421.8628 | 0.99277 | 17.6421 | 202.0909 | 0.082841 | 2237.414 | 390.2646 | 0.15998 | 2049.2403 | 2439.5049 | 1 | 0 | 2184.7456 | 0.89557 | 254.7593 | 1.1321 | 0.00046407 | 2438.3728
304 | Rancho Seco - Bellota (Proposed) | Solano | PGE GBA | {'Camanche': [5.8, 0.0], 'Bellota': [8.2, 0.0], 'Lockeford': [9.0, 0.0], 'Weber': [19.8, 0.0]} | 0 | 0 | 0 | 0 | 0 | 0 | 0 | 0 | 0 | 0 | 0 | 0 | 0 | 0 | 0 | 0 | 0 | 0 | 0 | 0 | 0 | 0 | 0 | 0 | 0 | 0 | 0 | 0 | 0 | 0 | 0 | 0 | 0 | 0 | 0 | 0 | 0
207 | Rancho Vista | Greater_Kramer | SCE Metro | {'Etiwanda': [0.4, 0.0], 'Mira Loma': [5.8, 0.0], 'Padua': [6.4, 0.0], 'Chino': [10.3, 0.0], 'Vista': [12.8, 0.0], 'San Bernardino': [17.0, 0.0]} | 299.4556 | 0 | 0 | 0 | 0 | 0 | 0 | 0 | 0 | 0 | 0 | 0 | 0 | 0 | 0 | 0 | 0 | 299.4556 | 1 | 299.4556 | 1 | 0 | 0 | 0 | 299.4556 | 28.2301 | 0.094271 | 271.2255 | 299.4556 | 1 | 0 | 205.2154 | 0.6853 | 94.2401 | 0.5737 | 0.0019158 | 298.8819
68 | Ransburg | Greater_Kramer (Exclude) | SCE NOL | {} | 4343.6855 | 1827.6766 | 0.42077 | 2516.0088 | 0.57923 | 0 | 0 | 0 | 0 | 0 | 0 | 0 | 0 | 0 | 0 | 0 | 0 | 0 | 0 | 2025.4082 | 0.46629 | 2318.2773 | 0.61732 | 0.00014212 | 4343.0682 | 0 | 0 | 4343.6855 | 2026.0256 | 0.46643 | 2317.6599 | 1534.7957 | 0.35334 | 2808.8899 | 0 | 0 | 4343.6855
186 | Rector | Central_Valley_North_Los_Banos | SCE Northern | {} | 0 | 0 | 0 | 0 | 0 | 0 | 0 | 0 | 0 | 0 | 0 | 0 | 0 | 0 | 0 | 0 | 0 | 0 | 0 | 0 | 0 | 0 | 0 | 0 | 0 | 0 | 0 | 0 | 0 | 0 | 0 | 0 | 0 | 0 | 0 | 0 | 0
258 | Redbluff | Riverside (Exclude) | SCE Eastern | {'Kem': [15.1, 4214.0], 'Julian Hinds': [18.1, 0.0]} | 37078.7695 | 9867.79 | 0.26613 | 27210.9805 | 0.73387 | 0 | 0 | 0 | 0 | 0 | 11.4166 | 0.0003079 | 0 | 0 | 0 | 0 | 0 | 0 | 0 | 13912.6543 | 0.37522 | 23166.1152 | 51.5491 | 0.0013903 | 37027.2204 | 0 | 0 | 37078.7695 | 13964.2041 | 0.37661 | 23114.5654 | 17970.7285 | 0.48466 | 19108.041 | 531.1547 | 0.014325 | 36547.6148
246 | Redondo | Greater_LA | SCE Metro | {'El Nido': [3.4, 14.0], 'La Fresa': [3.5, 19.0], 'Chevmain': [3.8, 12.0], 'El Segundo': [4.6, 11.0], 'Arcogen': [8.6, 10.0], 'Hinson': [9.7, 0.0], 'Harborgen': [10.4, 2.0], 'La Cienega': [10.5, 0.0], 'Long Beach': [11.0, 2.0], 'Lighthipe': [12.4, 0.0], 'Laguna Bell': [16.4, 0.0], 'Del Amo': [16.7, 0.0], 'Center': [17.1, 0.0], 'Alamitos': [17.6, 0.0]} | 170.5765 | 17.521 | 0.10272 | 153.0554 | 0.89728 | 0 | 0 | 0 | 0 | 0 | 0 | 0 | 0 | 0 | 0 | 0 | 0 | 0 | 0 | 0 | 0 | 170.5765 | 76.1665 | 0.44652 | 94.41 | 139.1758 | 0.81591 | 31.4007 | 139.1758 | 0.81591 | 31.4007 | 0 | 0 | 170.5765 | 0 | 0 | 170.5765
30 | Reedley | Central_Valley_North_Los_Banos | PGE Fresno | {'Wahtoke': [4.3, 0.0], 'Kingsburg': [14.0, 0.0], 'McCall': [14.6, 0.0], 'Sanger': [14.8, 0.0]} | 0 | 0 | 0 | 0 | 0 | 0 | 0 | 0 | 0 | 0 | 0 | 0 | 0 | 0 | 0 | 0 | 0 | 0 | 0 | 0 | 0 | 0 | 0 | 0 | 0 | 0 | 0 | 0 | 0 | 0 | 0 | 0 | 0 | 0 | 0 | 0 | 0
268 | Regulus | Central_Valley_North_Los_Banos | PGE Kern | {'Lamont': [0.1, 0.0], 'Grimmway-Malaga': [3.4, 0.0], 'Magunden': [5.5, 0.0], 'Columbus': [8.2, 0.0], 'Cal Water': [8.9, 0.0], 'Bakersfield': [10.1, 0.0], 'West Park': [11.3, 0.0], 'Stockdale': [11.6, 0.0], 'Sycamore': [12.9, 0.0], 'Rosedale': [13.3, 0.0], 'Kern Oil': [13.3, 0.0], 'Kern Power': [14.4, 0.0], 'Tevis': [15.1, 0.0], 'Wheeler Ridge': [15.7, 0.0], '7th Standard': [18.0, 0.0], 'Renfro': [18.1, 0.0], 'Poso Mt.': [18.9, 0.0]} | 0 | 0 | 0 | 0 | 0 | 0 | 0 | 0 | 0 | 0 | 0 | 0 | 0 | 0 | 0 | 0 | 0 | 0 | 0 | 0 | 0 | 0 | 0 | 0 | 0 | 0 | 0 | 0 | 0 | 0 | 0 | 0 | 0 | 0 | 0 | 0 | 0
239 | Renfro | Central_Valley_North_Los_Banos | PGE Kern | {'Kern Power': [3.8, 0.0], '7th Standard': [4.0, 0.0], 'Rosedale': [4.9, 0.0], 'Tevis': [5.1, 0.0], 'Tupman': [6.4, 0.0], 'Rio Bravo': [6.6, 0.0], 'West Park': [7.0, 0.0], 'Stockdale': [7.3, 0.0], 'Lerdo': [7.8, 0.0], 'Kern Oil': [8.9, 0.0], 'Bakersfield': [9.0, 0.0], 'Norco': [10.8, 0.0], 'Sycamore': [10.8, 0.0], 'Shafter': [12.3, 0.0], 'Columbus': [12.7, 0.0], 'Magunden': [13.8, 0.0], 'Cal Water': [15.0, 0.0], 'Midway': [16.3, 0.0], 'Elk Hills': [16.4, 0.0], 'Poso Mt.': [16.6, 0.0], 'Charca': [17.7, 0.0], 'Unknown - 3327': [18.1, 0.0], 'Lamont': [18.2, 0.0], 'Midway - Wheeler Ridge (Proposed)': [19.3, 0.0], 'Grimmway-Malaga': [19.7, 0.0]} | 0 | 0 | 0 | 0 | 0 | 0 | 0 | 0 | 0 | 0 | 0 | 0 | 0 | 0 | 0 | 0 | 0 | 0 | 0 | 0 | 0 | 0 | 0 | 0 | 0 | 0 | 0 | 0 | 0 | 0 | 0 | 0 | 0 | 0 | 0 | 0 | 0
206 | Richmond | Northern_California | Northeast CA | {'Leavitt': [7.1, 331.0]} | 16492.4043 | 6109.4546 | 0.37044 | 10382.9492 | 0.62956 | 0 | 0 | 0 | 0 | 0 | 2485.1287 | 0.15068 | 0 | 0 | 0 | 9774.9414 | 0.59269 | 0 | 0 | 7325.4209 | 0.44417 | 9166.9834 | 4075.9568 | 0.24714 | 12416.4475 | 3316.8718 | 0.20112 | 13175.5325 | 7983.8716 | 0.48409 | 8508.5327 | 7020.6045 | 0.42569 | 9471.7998 | 1947.1881 | 0.11807 | 14545.2162
54 | Rio Bravo | Central_Valley_North_Los_Banos | PGE Kern | {'Shafter': [5.9, 0.0], 'Tupman': [6.1, 0.0], 'Renfro': [6.6, 0.0], 'Lerdo': [7.3, 0.0], '7th Standard': [7.3, 0.0], 'Kern Power': [10.2, 0.0], 'Midway': [11.1, 0.0], 'Norco': [11.1, 0.0], 'Rosedale': [11.2, 0.0], 'Tevis': [11.3, 0.0], 'Charca': [12.0, 0.0], 'West Park': [13.3, 0.0], 'Kern Oil': [13.5, 0.0], 'Stockdale': [13.9, 0.0], 'Semitropic': [14.8, 0.0], 'Bakersfield': [14.9, 0.0], 'Sycamore': [15.2, 0.0], 'Elk Hills': [16.3, 0.0], 'Columbus': [18.3, 0.0], 'Poso Mt.': [18.9, 0.0], 'Magunden': [19.9, 0.0]} | 0 | 0 | 0 | 0 | 0 | 0 | 0 | 0 | 0 | 0 | 0 | 0 | 0 | 0 | 0 | 0 | 0 | 0 | 0 | 0 | 0 | 0 | 0 | 0 | 0 | 0 | 0 | 0 | 0 | 0 | 0 | 0 | 0 | 0 | 0 | 0 | 0
93 | Rio Hondo | Greater_LA | SCE Metro | {'Goodrich': [6.9, 0.0], 'Walnut': [6.9, 0.0], 'Mesa': [8.8, 0.0], 'Olinda': [11.5, 0.0], 'Laguna Bell': [13.1, 0.0], 'Center': [14.1, 0.0], 'Gould': [14.3, 0.0], 'Chino': [18.8, 0.0], 'Del Amo': [19.0, 0.0], 'Lighthipe': [19.1, 0.0], 'Padua': [19.6, 0.0]} | 0 | 0 | 0 | 0 | 0 | 0 | 0 | 0 | 0 | 0 | 0 | 0 | 0 | 0 | 0 | 0 | 0 | 0 | 0 | 0 | 0 | 0 | 0 | 0 | 0 | 0 | 0 | 0 | 0 | 0 | 0 | 0 | 0 | 0 | 0 | 0 | 0
184 | Rio Oso | Northern_California | PGE NGBA | {'Pleasant Grove': [11.6, 0.0], 'Olivehurst': [11.6, 0.0], 'East Marysville': [16.6, 0.0], 'Pease': [19.3, 0.0]} | 0 | 0 | 0 | 0 | 0 | 0 | 0 | 0 | 0 | 0 | 0 | 0 | 0 | 0 | 0 | 0 | 0 | 0 | 0 | 0 | 0 | 0 | 0 | 0 | 0 | 0 | 0 | 0 | 0 | 0 | 0 | 0 | 0 | 0 | 0 | 0 | 0
154 | Ripon | Solano | PGE GBA | {'Vierra': [7.6, 0.0], 'Weber': [12.4, 0.0], 'Westley': [12.6, 0.0], 'Riverbank': [13.1, 0.0], 'Warnerville': [18.8, 0.0], 'Bellota': [19.3, 0.0], 'Stagg': [19.7, 0.0]} | 0 | 0 | 0 | 0 | 0 | 0 | 0 | 0 | 0 | 0 | 0 | 0 | 0 | 0 | 0 | 0 | 0 | 0 | 0 | 0 | 0 | 0 | 0 | 0 | 0 | 0 | 0 | 0 | 0 | 0 | 0 | 0 | 0 | 0 | 0 | 0 | 0
181 | Riverbank | Central_Valley_North_Los_Banos | PGE GBA | {'Warnerville': [6.1, 0.0], 'Ripon': [13.1, 0.0], 'Bellota': [18.0, 0.0]} | 0 | 0 | 0 | 0 | 0 | 0 | 0 | 0 | 0 | 0 | 0 | 0 | 0 | 0 | 0 | 0 | 0 | 0 | 0 | 0 | 0 | 0 | 0 | 0 | 0 | 0 | 0 | 0 | 0 | 0 | 0 | 0 | 0 | 0 | 0 | 0 | 0
314 | Roadway | Greater_Kramer | SCE NOL | {'Victor': [5.1, 25.0], 'Lugo': [14.7, 0.0]} | 6495.7031 | 399.0356 | 0.061431 | 6096.6675 | 0.93857 | 0 | 0 | 0 | 0 | 0 | 0 | 0 | 0 | 0 | 0 | 0 | 0 | 0 | 0 | 5451.2354 | 0.83921 | 1044.4678 | 4881.5898 | 0.75151 | 1614.1133 | 3284.2935 | 0.50561 | 3211.4097 | 5931.7119 | 0.91317 | 563.9912 | 3180.4663 | 0.48963 | 3315.2368 | 16.7408 | 0.0025772 | 6478.9624
55 | Rosedale | Central_Valley_North_Los_Banos | PGE Kern | {'Kern Power': [1.1, 0.0], 'West Park': [2.1, 0.0], 'Bakersfield': [4.2, 0.0], 'Stockdale': [4.2, 0.0], 'Renfro': [4.9, 0.0], 'Tevis': [4.9, 0.0], '7th Standard': [5.3, 0.0], 'Kern Oil': [5.4, 0.0], 'Sycamore': [7.2, 0.0], 'Columbus': [7.9, 0.0], 'Magunden': [8.9, 0.0], 'Lerdo': [9.5, 0.0], 'Cal Water': [10.5, 0.0], 'Tupman': [11.0, 0.0], 'Rio Bravo': [11.2, 0.0], 'Unknown - 3327': [13.3, 0.0], 'Lamont': [13.4, 0.0], 'Poso Mt.': [14.3, 0.0], 'Norco': [14.5, 0.0], 'Grimmway-Malaga': [15.2, 0.0], 'Shafter': [16.5, 0.0], 'Elk Hills': [19.8, 0.0]} | 0 | 0 | 0 | 0 | 0 | 0 | 0 | 0 | 0 | 0 | 0 | 0 | 0 | 0 | 0 | 0 | 0 | 0 | 0 | 0 | 0 | 0 | 0 | 0 | 0 | 0 | 0 | 0 | 0 | 0 | 0 | 0 | 0 | 0 | 0 | 0 | 0
171 | Round Mountain | Northern_California | PGE NGBA | {'Cove Road': [4.9, 572.0], 'New Sub - Pit 1 - Cottonwood (Proposed)': [6.1, 629.0]} | 5900.0464 | 627.1906 | 0.1063 | 5272.856 | 0.8937 | 0 | 0 | 0 | 0 | 0 | 0 | 0 | 0 | 0 | 0 | 5253.3345 | 0.89039 | 128.657 | 0.021806 | 4716.4585 | 0.79939 | 1183.5879 | 91.8451 | 0.015567 | 5808.2013 | 119.4517 | 0.020246 | 5780.5947 | 4800.4072 | 0.81362 | 1099.6392 | 1887.2837 | 0.31988 | 4012.7627 | 97.2281 | 0.016479 | 5802.8183
16 | San Bernardino | Greater_Kramer | SCE Eastern | {'Vista': [5.3, 0.0], 'El Casco': [12.1, 0.0], 'Etiwanda': [16.6, 0.0], 'Rancho Vista': [17.0, 0.0], 'Mira Loma': [19.3, 0.0]} | 92.9195 | 0 | 0 | 0 | 0 | 0 | 0 | 0 | 0 | 0 | 0 | 0 | 0 | 0 | 0 | 0.88313 | 0.0095043 | 92.0364 | 0.9905 | 92.9195 | 1 | 0 | 86.7763 | 0.93389 | 6.1432 | 92.9195 | 1 | 0 | 92.9195 | 1 | 0 | 8.9835 | 0.09668 | 83.9361 | 0 | 0 | 92.9195
300 | Sandy | Southern_NV_Eldorado | SCE EOP | {'Crazy Eyes': [9.4, 0.0], 'Gamebird': [18.4, 0.0]} | 0 | 0 | 0 | 0 | 0 | 0 | 0 | 0 | 0 | 0 | 0 | 0 | 0 | 0 | 0 | 0 | 0 | 0 | 0 | 0 | 0 | 0 | 0 | 0 | 0 | 0 | 0 | 0 | 0 | 0 | 0 | 0 | 0 | 0 | 0 | 0 | 0
31 | Sanger | Central_Valley_North_Los_Banos | PGE Fresno | {'Malaga': [6.5, 0.0], 'McCall': [6.8, 0.0], 'California Ave': [8.5, 0.0], 'Wahtoke': [10.8, 0.0], 'West Fresno': [11.6, 0.0], 'Reedley': [14.8, 0.0], 'Kearney (New)': [15.1, 0.0], 'Kingsburg': [15.2, 0.0], 'Gregg': [19.7, 0.0]} | 0 | 0 | 0 | 0 | 0 | 0 | 0 | 0 | 0 | 0 | 0 | 0 | 0 | 0 | 0 | 0 | 0 | 0 | 0 | 0 | 0 | 0 | 0 | 0 | 0 | 0 | 0 | 0 | 0 | 0 | 0 | 0 | 0 | 0 | 0 | 0 | 0
162 | San Luis Obispo | Kern_Greater_Carrizo | PGE Kern | {'Oceano': [11.5, 18.0], 'Diablo Canyon': [12.4, 77.0], 'Morro Bay': [14.7, 0.0]} | 2835.688 | 84.6699 | 0.029859 | 2751.0181 | 0.97014 | 0 | 0 | 0 | 0 | 0 | 0 | 0 | 0 | 0 | 0 | 2526.3792 | 0.89092 | 40.7131 | 0.014357 | 1546.8766 | 0.5455 | 1288.8114 | 268.9601 | 0.094848 | 2566.7279 | 1071.3721 | 0.37782 | 1764.3159 | 1838.9664 | 0.64851 | 996.7216 | 2516.374 | 0.88739 | 319.314 | 72.6276 | 0.025612 | 2763.0604
149 | San Luis Rey | Greater_SD | SDGE Imperial | {'Encina': [5.1, 26.0], 'Palomar Airport': [6.7, 21.0], 'Escondido': [13.9, 0.0], 'San Onofre': [16.8, 0.0]} | 186.4692 | 24.914 | 0.13361 | 161.5552 | 0.86639 | 0 | 0 | 0 | 0 | 0 | 0.090055 | 0.00048295 | 0 | 0 | 0 | 0 | 0 | 0 | 0 | 33.7218 | 0.18084 | 152.7474 | 149.2723 | 0.80052 | 37.1969 | 149.3261 | 0.80081 | 37.1431 | 149.3261 | 0.80081 | 37.1431 | 0 | 0 | 186.4692 | 30.6592 | 0.16442 | 155.81
232 | San Onofre | Greater_SD | SCE Metro | {'Talega': [5.8, 17.0], 'Capistrano': [11.8, 13.0], 'Margarita': [13.1, 12.0], 'Trabuco': [15.0, 11.0], 'San Luis Rey': [16.8, 0.0]} | 49.393 | 14.9281 | 0.30223 | 34.4649 | 0.69777 | 0 | 0 | 0 | 0 | 0 | 0 | 0 | 0 | 0 | 0 | 2.7566 | 0.05581 | 0 | 0 | 0 | 0 | 49.393 | 24.6601 | 0.49926 | 24.7329 | 26.5194 | 0.53691 | 22.8736 | 26.5194 | 0.53691 | 22.8736 | 0 | 0 | 49.393 | 0.36292 | 0.0073476 | 49.0301
193 | Santa Clara | Greater_LA | SCE Northern | {'Mandalay': [7.5, 10.0], 'Moorpark': [16.2, 0.0]} | 68.8665 | 10.2837 | 0.14933 | 58.5828 | 0.85067 | 0 | 0 | 0 | 0 | 0 | 0 | 0 | 0 | 0 | 0 | 0 | 0 | 0 | 0 | 0 | 0 | 68.8665 | 0 | 0 | 68.8665 | 55.9406 | 0.8123 | 12.9259 | 55.9406 | 0.8123 | 12.9259 | 0 | 0 | 68.8665 | 0.18082 | 0.0026256 | 68.6857
117 | Santiago | Greater_LA | SCE Metro | {'Johanna': [5.9, 14.0], 'Viejo': [7.2, 0.0], 'Trabuco': [8.9, 6.0], 'Ellis': [10.2, 14.0], 'Villa Park': [11.1, 0.0], 'Margarita': [11.3, 1.0], 'Serrano': [11.4, 0.0], 'Capistrano': [12.0, 6.0], 'Huntington Beach': [12.2, 14.0], 'Lewis': [12.5, 0.0], 'Barre': [15.8, 0.0], 'Talega': [18.5, 0.0], 'Lee Lake (Proposed)': [19.2, 0.0]} | 208.1788 | 17.7178 | 0.085109 | 190.461 | 0.91489 | 0 | 0 | 0 | 0 | 0 | 0 | 0 | 0 | 0 | 0 | 0 | 0 | 0 | 0 | 8.9877 | 0.043173 | 199.1911 | 30.3745 | 0.14591 | 177.8043 | 166.9879 | 0.80214 | 41.191 | 175.9756 | 0.84531 | 32.2033 | 0 | 0 | 208.1788 | 5.8659 | 0.028177 | 202.3129
94 | Saugus | Tehachapi | SCE Northern | {'Pardee': [1.3, 306.0], 'Sylmar-Pac Intertie': [9.1, 226.0]} | 2218.3254 | 305.0831 | 0.13753 | 1913.2424 | 0.86247 | 0 | 0 | 0 | 0 | 0 | 0 | 0 | 0 | 0 | 0 | 1257.8517 | 0.56703 | 919.1981 | 0.41437 | 1557.7542 | 0.70222 | 660.5713 | 0 | 0 | 2218.3254 | 119.9889 | 0.05409 | 2098.3366 | 1593.1696 | 0.71819 | 625.1559 | 1242.0195 | 0.55989 | 976.3059 | 53.4086 | 0.024076 | 2164.9168
32 | Schindler | Central_Valley_North_Los_Banos | PGE Fresno | {'Excelsior': [5.2, 0.0], 'Cantua': [11.4, 0.0], 'Helm': [13.2, 0.0], 'Mc Mullin': [15.6, 0.0], 'Mustang': [16.9, 0.0], 'Henrietta': [17.2, 0.0], 'Gates': [18.1, 0.0], 'Tranquility': [19.7, 0.0]} | 0 | 0 | 0 | 0 | 0 | 0 | 0 | 0 | 0 | 0 | 0 | 0 | 0 | 0 | 0 | 0 | 0 | 0 | 0 | 0 | 0 | 0 | 0 | 0 | 0 | 0 | 0 | 0 | 0 | 0 | 0 | 0 | 0 | 0 | 0 | 0 | 0
166 | Schulte Switching Station | Peninsula_Monterey | PGE GBA | {'Los Esteros': [3.7, 0.0], 'Newark': [8.7, 0.0], 'Hicks': [10.3, 0.0], 'Metcalf Energy Center': [15.7, 0.0], 'Metcalf 1': [15.7, 0.0], 'Eastshore': [19.3, 0.0]} | 39.6222 | 0 | 0 | 0 | 0 | 0 | 0 | 0 | 0 | 0 | 0 | 0 | 0 | 0 | 0 | 0 | 0 | 0 | 0 | 0 | 0 | 39.6222 | 0 | 0 | 39.6222 | 5.2795 | 0.13325 | 34.3427 | 5.2795 | 0.13325 | 34.3427 | 0 | 0 | 39.6222 | 39.285 | 0.99149 | 0.33718
56 | Semitropic | Central_Valley_North_Los_Banos | PGE Kern | {'Charca': [6.3, 0.0], 'Goose Lake': [8.0, 0.0], 'Smyrna': [8.1, 0.0], 'Shafter': [9.0, 0.0], 'Midway': [13.6, 0.0], 'Rio Bravo': [14.8, 0.0], 'Lerdo': [17.5, 0.0], 'Tupman': [19.4, 0.0]} | 0 | 0 | 0 | 0 | 0 | 0 | 0 | 0 | 0 | 0 | 0 | 0 | 0 | 0 | 0 | 0 | 0 | 0 | 0 | 0 | 0 | 0 | 0 | 0 | 0 | 0 | 0 | 0 | 0 | 0 | 0 | 0 | 0 | 0 | 0 | 0 | 0
118 | Serrano | Greater_LA | SCE Metro | {'Villa Park': [2.7, 0.0], 'Lewis': [6.4, 0.0], 'Johanna': [8.7, 0.0], 'Olinda': [11.1, 0.0], 'Barre': [11.1, 0.0], 'Santiago': [11.4, 0.0], 'Ellis': [13.3, 0.0], 'Chino': [13.3, 0.0], 'Viejo': [14.0, 0.0], 'Walnut': [15.4, 0.0], 'Huntington Beach': [16.6, 0.0], 'Del Amo': [17.7, 0.0], 'Mira Loma': [17.9, 0.0], 'Alamitos': [18.3, 0.0], 'Center': [19.4, 0.0], 'Trabuco': [19.5, 0.0]} | 0 | 0 | 0 | 0 | 0 | 0 | 0 | 0 | 0 | 0 | 0 | 0 | 0 | 0 | 0 | 0 | 0 | 0 | 0 | 0 | 0 | 0 | 0 | 0 | 0 | 0 | 0 | 0 | 0 | 0 | 0 | 0 | 0 | 0 | 0 | 0 | 0
57 | Shafter | Central_Valley_North_Los_Banos | PGE Kern | {'Rio Bravo': [5.9, 0.0], 'Charca': [6.5, 0.0], 'Semitropic': [9.0, 0.0], 'Lerdo': [9.4, 0.0], 'Midway': [10.7, 0.0], 'Tupman': [11.3, 0.0], '7th Standard': [11.7, 0.0], 'Renfro': [12.3, 0.0], 'Kern Power': [15.5, 0.0], 'Norco': [15.7, 0.0], 'Goose Lake': [15.9, 0.0], 'Smyrna': [16.1, 0.0], 'Rosedale': [16.5, 0.0], 'Tevis': [17.1, 0.0], 'Kern Oil': [17.5, 0.0], 'West Park': [18.4, 0.0], 'Sycamore': [18.9, 0.0], 'Stockdale': [19.6, 0.0], 'Bakersfield': [19.7, 0.0]} | 0 | 0 | 0 | 0 | 0 | 0 | 0 | 0 | 0 | 0 | 0 | 0 | 0 | 0 | 0 | 0 | 0 | 0 | 0 | 0 | 0 | 0 | 0 | 0 | 0 | 0 | 0 | 0 | 0 | 0 | 0 | 0 | 0 | 0 | 0 | 0 | 0
263 | Shilo III | Solano | PGE GBA | {'Birds Landing': [3.2, 26600.0], 'Pittsburg': [9.6, 14992.0], 'Peabody': [10.5, 1165.0], 'Kirker': [10.8, 12884.0], 'Contra Costa': [12.2, 13740.0], 'Grand Island': [14.6, 3348.0], 'Lone Tree': [16.1, 1229.0], 'Vaca-Dixon & Gc Yard': [16.5, 0.0], 'Clayton': [16.9, 2.0], 'Martinez': [18.1, 2.0], 'Brentwood': [19.6, 0.0]} | 78102.5234 | 26587.5215 | 0.34042 | 51515 | 0.65958 | 0 | 0 | 0 | 0 | 0 | 30208.2598 | 0.38678 | 4130.7212 | 0.052888 | 0 | 51471.9336 | 0.65903 | 0 | 0 | 15087.0127 | 0.19317 | 63015.5107 | 28436.7051 | 0.36409 | 49665.8184 | 27102.291 | 0.34701 | 51000.2324 | 41052.3242 | 0.52562 | 37050.1992 | 3813.5344 | 0.048827 | 74288.989 | 21921.3945 | 0.28067 | 56181.1289
205 | Silvergate | Greater_SD | SDGE Imperial | {'Old Town': [5.7, 170.0], 'Mission': [6.1, 170.0], 'Bay Boulevard': [6.6, 115.0], 'Miguel': [9.4, 19.0], 'Kearny': [9.5, 126.0], 'Otay Mesa': [15.9, 0.0], 'Penasquitos': [16.0, 0.0], 'Sycamore Canyon': [16.6, 0.0]} | 528.2975 | 163.3866 | 0.30927 | 364.9109 | 0.69073 | 0 | 0 | 0 | 0 | 0 | 0 | 0 | 0 | 0 | 0 | 0 | 0 | 0 | 0 | 14.2114 | 0.0269 | 514.0861 | 113.1006 | 0.21409 | 415.1969 | 295.456 | 0.55926 | 232.8416 | 300.9027 | 0.56957 | 227.3948 | 0 | 0 | 528.2975 | 28.6135 | 0.054162 | 499.684
164 | Sisquoc | Kern_Greater_Carrizo | PGE Kern | {'Mesa': [11.4, 0.0], 'Cabrillo': [17.3, 0.0]} | 151.7714 | 4.7734 | 0.031451 | 146.998 | 0.96855 | 0 | 0 | 0 | 0 | 0 | 0 | 0 | 0 | 0 | 0 | 119.5273 | 0.78755 | 4.7734 | 0.031451 | 0 | 0 | 151.7714 | 0 | 0 | 151.7714 | 0 | 0 | 151.7714 | 0 | 0 | 151.7714 | 146.998 | 0.96855 | 4.7734 | 0 | 0 | 151.7714
291 | Sloan Canyon (fka Bob) | Southern_NV_Eldorado | SCE EOP | {'Eldorado': [5.2, 237.0], 'Mead': [11.1, 120.0]} | 507.2616 | 237.25 | 0.46771 | 270.0116 | 0.53229 | 0 | 0 | 0 | 0 | 0 | 0 | 0 | 0 | 0 | 0 | 0 | 0 | 0 | 0 | 0 | 0 | 507.2616 | 0 | 0 | 507.2616 | 0 | 0 | 507.2616 | 0 | 0 | 507.2616 | 0 | 0 | 507.2616 | 0 | 0 | 507.2616
58 | Smyrna | Central_Valley_North_Los_Banos | PGE Kern | {'Semitropic': [8.1, 0.0], 'Charca': [10.5, 0.0], 'Goose Lake': [10.6, 0.0], 'Olive': [12.5, 0.0], 'Shafter': [16.1, 0.0], 'Alpaugh': [17.0, 0.0], 'Gates-Midway (Proposed)': [17.5, 0.0]} | 0 | 0 | 0 | 0 | 0 | 0 | 0 | 0 | 0 | 0 | 0 | 0 | 0 | 0 | 0 | 0 | 0 | 0 | 0 | 0 | 0 | 0 | 0 | 0 | 0 | 0 | 0 | 0 | 0 | 0 | 0 | 0 | 0 | 0 | 0 | 0 | 0
271 | Solar SS | Kern_Greater_Carrizo | PGE Kern | {'Carrizo Plains': [1.1, 135.0], 'Caliente': [8.1, 135.0], 'Kernridge': [18.5, 36.0]} | 1604.4009 | 134.625 | 0.08391 | 1469.7759 | 0.91609 | 0 | 0 | 0 | 0 | 0 | 0 | 0 | 0 | 0 | 0 | 1006.3707 | 0.62726 | 0 | 0 | 1328.6534 | 0.82813 | 275.7474 | 0 | 0 | 1604.4009 | 277.3954 | 0.1729 | 1327.0054 | 1328.6534 | 0.82813 | 275.7474 | 920.8126 | 0.57393 | 683.5883 | 0 | 0 | 1604.4009
266 | Sonora | Greater_Imperial (Exclude) | SCE Eastern | {'Arkansas': [2.7, 0.0], 'Bannister': [7.6, 0.0]} | 2175.4902 | 0 | 0 | 0 | 0 | 0 | 0 | 0 | 0 | 0 | 3.0516 | 0.0014027 | 2.9985 | 0.0013783 | 0 | 0 | 0 | 0 | 0 | 1434.2114 | 0.65926 | 741.2788 | 686.8462 | 0.31572 | 1488.644 | 1347.7362 | 0.61951 | 827.754 | 1855.2611 | 0.8528 | 320.2291 | 1609.509 | 0.73984 | 565.9812 | 560.985 | 0.25787 | 1614.5052
187 | Springville | Central_Valley_North_Los_Banos | SCE Northern | {} | 0 | 0 | 0 | 0 | 0 | 0 | 0 | 0 | 0 | 0 | 0 | 0 | 0 | 0 | 0 | 0 | 0 | 0 | 0 | 0 | 0 | 0 | 0 | 0 | 0 | 0 | 0 | 0 | 0 | 0 | 0 | 0 | 0 | 0 | 0 | 0 | 0
156 | Stagg | Solano | PGE GBA | {'Eight Mile': [4.8, 0.0], 'Weber': [7.7, 0.0], 'Lockeford': [13.4, 0.0], 'Vierra': [14.0, 0.0], 'Bellota': [18.3, 0.0], 'Brentwood': [18.6, 0.0], 'Kelso': [19.3, 0.0], 'Ripon': [19.7, 0.0], 'Delta Pumps': [19.9, 0.0]} | 0 | 0 | 0 | 0 | 0 | 0 | 0 | 0 | 0 | 0 | 0 | 0 | 0 | 0 | 0 | 0 | 0 | 0 | 0 | 0 | 0 | 0 | 0 | 0 | 0 | 0 | 0 | 0 | 0 | 0 | 0 | 0 | 0 | 0 | 0 | 0 | 0
59 | Stockdale | Central_Valley_North_Los_Banos | PGE Kern | {'Tevis': [3.5, 0.0], 'Rosedale': [4.2, 0.0], 'West Park': [4.2, 0.0], 'Kern Power': [4.7, 0.0], 'Bakersfield': [6.0, 0.0], 'Renfro': [7.3, 0.0], 'Magunden': [8.8, 0.0], 'Kern Oil': [8.9, 0.0], 'Columbus': [9.1, 0.0], '7th Standard': [9.2, 0.0], 'Sycamore': [10.3, 0.0], 'Unknown - 3327': [11.6, 0.0], 'Lamont': [11.7, 0.0], 'Tupman': [11.7, 0.0], 'Cal Water': [11.9, 0.0], 'Grimmway-Malaga': [12.6, 0.0], 'Lerdo': [13.5, 0.0], 'Norco': [13.8, 0.0], 'Rio Bravo': [13.9, 0.0], 'Wheeler Ridge': [16.6, 0.0], 'Midway - Wheeler Ridge (Proposed)': [17.6, 0.0], 'Poso Mt.': [17.8, 0.0], 'Elk Hills': [18.5, 0.0], 'Shafter': [19.6, 0.0]} | 0 | 0 | 0 | 0 | 0 | 0 | 0 | 0 | 0 | 0 | 0 | 0 | 0 | 0 | 0 | 0 | 0 | 0 | 0 | 0 | 0 | 0 | 0 | 0 | 0 | 0 | 0 | 0 | 0 | 0 | 0 | 0 | 0 | 0 | 0 | 0 | 0
123 | Summit | Northern_California | PGE NGBA | {} | 14228.4639 | 1120.7042 | 0.078765 | 13107.7598 | 0.92124 | 0 | 0 | 0 | 0 | 0 | 0 | 0 | 0 | 0 | 0 | 1103.4557 | 0.077553 | 0 | 0 | 807.6871 | 0.056766 | 13420.7767 | 2283.0073 | 0.16045 | 11945.4565 | 9532.0068 | 0.66993 | 4696.457 | 9825.6631 | 0.69056 | 4402.8008 | 8904.2598 | 0.62581 | 5324.2041 | 1174.8357 | 0.082569 | 13053.6282
256 | Suncrest | Greater_SD | SDGE Imperial | {'Suncrest - Ocotillo (Proposed)': [13.8, 0.0], 'Miguel': [19.7, 0.0]} | 0 | 0 | 0 | 0 | 0 | 0 | 0 | 0 | 0 | 0 | 0 | 0 | 0 | 0 | 0 | 0 | 0 | 0 | 0 | 0 | 0 | 0 | 0 | 0 | 0 | 0 | 0 | 0 | 0 | 0 | 0 | 0 | 0 | 0 | 0 | 0 | 0
306 | Suncrest - Ocotillo (Proposed) | Greater_Imperial | SDGE Imperial | {'Boulevard': [13.7, 5832.0], 'Suncrest': [13.8, 0.0]} | 20775.2578 | 5836.0107 | 0.28091 | 14939.2471 | 0.71909 | 0 | 0 | 0 | 0 | 0 | 0 | 0 | 0 | 0 | 0 | 2298.7583 | 0.11065 | 18193.1367 | 0.87571 | 0 | 0 | 20775.2578 | 2862.5439 | 0.13779 | 17912.7139 | 7917.3711 | 0.3811 | 12857.8867 | 8020.0303 | 0.38604 | 12755.2275 | 9671.0332 | 0.46551 | 11104.2246 | 227.0411 | 0.010928 | 20548.2167
69 | Sycamore | Central_Valley_North_Los_Banos | PGE Kern | {'Kern Oil': [1.9, 0.0], 'Bakersfield': [4.6, 0.0], 'Columbus': [4.7, 0.0], 'Cal Water': [5.5, 0.0], 'West Park': [6.1, 0.0], 'Rosedale': [7.2, 0.0], 'Magunden': [7.4, 0.0], 'Poso Mt.': [7.6, 0.0], 'Kern Power': [7.8, 0.0], '7th Standard': [8.0, 0.0], 'Lerdo': [9.7, 0.0], 'Stockdale': [10.3, 0.0], 'Renfro': [10.8, 0.0], 'Tevis': [12.0, 0.0], 'Unknown - 3327': [12.9, 0.0], 'Lamont': [13.0, 0.0], 'Rio Bravo': [15.2, 0.0], 'Grimmway-Malaga': [15.9, 0.0], 'Tupman': [17.2, 0.0], 'Shafter': [18.9, 0.0]} | 0 | 0 | 0 | 0 | 0 | 0 | 0 | 0 | 0 | 0 | 0 | 0 | 0 | 0 | 0 | 0 | 0 | 0 | 0 | 0 | 0 | 0 | 0 | 0 | 0 | 0 | 0 | 0 | 0 | 0 | 0 | 0 | 0 | 0 | 0 | 0 | 0
150 | Sycamore Canyon | Greater_SD | SDGE Imperial | {'Kearny': [8.3, 0.0], 'Penasquitos': [10.9, 0.0], 'Mission': [11.1, 0.0], 'Old Town': [14.0, 0.0], 'Escondido': [15.2, 0.0], 'Silvergate': [16.6, 0.0], 'Miguel': [16.7, 0.0]} | 0 | 0 | 0 | 0 | 0 | 0 | 0 | 0 | 0 | 0 | 0 | 0 | 0 | 0 | 0 | 0 | 0 | 0 | 0 | 0 | 0 | 0 | 0 | 0 | 0 | 0 | 0 | 0 | 0 | 0 | 0 | 0 | 0 | 0 | 0 | 0 | 0
241 | Sylmar | Tehachapi | SCE Northern | {'Saugus': [9.1, 226.0], 'Pardee': [10.4, 226.0], 'Gould': [18.8, 0.0]} | 1124.6125 | 224.9616 | 0.20003 | 899.651 | 0.79997 | 0 | 0 | 0 | 0 | 0 | 0 | 0 | 0 | 0 | 0 | 348.3412 | 0.30974 | 734.9957 | 0.65355 | 563.1899 | 0.50079 | 561.4226 | 0 | 0 | 1124.6125 | 35.4154 | 0.031491 | 1089.1971 | 598.6053 | 0.53228 | 526.0072 | 835.3287 | 0.74277 | 289.2838 | 40.1996 | 0.035745 | 1084.4129
7 | Table Mountain | Northern_California | PGE NGBA | {'Thermalito': [2.9, 0.0], 'Wyandotte': [7.1, 0.0], 'Palermo': [9.7, 0.0], 'Honcut': [16.4, 0.0]} | 0 | 0 | 0 | 0 | 0 | 0 | 0 | 0 | 0 | 0 | 0 | 0 | 0 | 0 | 0 | 0 | 0 | 0 | 0 | 0 | 0 | 0 | 0 | 0 | 0 | 0 | 0 | 0 | 0 | 0 | 0 | 0 | 0 | 0 | 0 | 0 | 0
60 | Taft | Central_Valley_North_Los_Banos | PGE Kern | {'Elk Hills': [8.6, 0.0], 'Midway - Wheeler Ridge (Proposed)': [12.1, 0.0], 'Norco': [14.2, 0.0], 'Midway': [18.6, 0.0], 'Tupman': [19.2, 0.0]} | 0 | 0 | 0 | 0 | 0 | 0 | 0 | 0 | 0 | 0 | 0 | 0 | 0 | 0 | 0 | 0 | 0 | 0 | 0 | 0 | 0 | 0 | 0 | 0 | 0 | 0 | 0 | 0 | 0 | 0 | 0 | 0 | 0 | 0 | 0 | 0 | 0
151 | Talega | Greater_SD | SDGE Imperial | {'San Onofre': [5.8, 17.0], 'Capistrano': [6.8, 33.0], 'Margarita': [7.4, 32.0], 'Trabuco': [9.6, 30.0], 'Viejo': [15.3, 0.0], 'Santiago': [18.5, 0.0]} | 89.9199 | 30.4676 | 0.33883 | 59.4523 | 0.66117 | 0 | 0 | 0 | 0 | 0 | 0 | 0 | 0 | 0 | 0 | 0.6138 | 0.0068261 | 0 | 0 | 0 | 0 | 89.9199 | 24.3553 | 0.27086 | 65.5646 | 45.6028 | 0.50715 | 44.3171 | 45.6028 | 0.50715 | 44.3171 | 0 | 0 | 89.9199 | 0 | 0 | 89.9199
61 | Temblor | Central_Valley_North_Los_Banos | PGE Kern | {'Kernridge': [4.8, 29.0], 'Caliente': [12.5, 29.0], 'Midway': [13.8, 0.0], 'Goose Lake': [16.5, 0.0], 'Carrizo Plains': [19.4, 0.0]} | 28.8462 | 28.8462 | 1 | 0 | 0 | 0 | 0 | 0 | 0 | 0 | 0 | 0 | 0 | 0 | 0 | 22.9384 | 0.7952 | 0 | 0 | 0 | 0 | 28.8462 | 0 | 0 | 28.8462 | 0 | 0 | 28.8462 | 0 | 0 | 28.8462 | 0 | 0 | 28.8462 | 0 | 0 | 28.8462
163 | Templeton | Kern_Greater_Carrizo | PGE Kern | {'Morro Bay': [15.9, 35.0]} | 2610.4685 | 358.36 | 0.13728 | 2252.1084 | 0.86272 | 0 | 0 | 0 | 0 | 0 | 35.5173 | 0.013606 | 0 | 0 | 0 | 2560.6338 | 0.98091 | 49.7471 | 0.019057 | 1948.6862 | 0.74649 | 661.7823 | 882.8815 | 0.33821 | 1727.587 | 882.8815 | 0.33821 | 1727.587 | 1948.6862 | 0.74649 | 661.7823 | 1327.6219 | 0.50858 | 1282.8466 | 74.6424 | 0.028593 | 2535.8261
3 | Tesla | Solano | PGE GBA | {'Midway Green Ridge Services': [1.6, 0.0], 'Kelso': [6.2, 0.0], 'Delta Pumps': [6.8, 0.0], 'Cayetano': [11.4, 0.0], 'Brentwood': [15.5, 0.0], 'Vierra': [17.0, 0.0], 'Lone Tree': [19.3, 0.0]} | 37812.2227 | 0 | 0 | 0 | 0 | 0 | 0 | 0 | 0 | 0 | 792.8136 | 0.020967 | 1025.8906 | 0.027131 | 0 | 34208.1758 | 0.90469 | 972.1067 | 0.025709 | 34277.4727 | 0.90652 | 3534.75 | 27032.0312 | 0.7149 | 10780.1914 | 32632.8262 | 0.86302 | 5179.3965 | 37812.0508 | 1 | 0.17188 | 13038.3555 | 0.34482 | 24773.8672 | 1297.517 | 0.034315 | 36514.7057
244 | Tevis | Central_Valley_North_Los_Banos | PGE Kern | {'Stockdale': [3.5, 0.0], 'Kern Power': [4.5, 0.0], 'Rosedale': [4.9, 0.0], 'Renfro': [5.1, 0.0], 'West Park': [6.3, 0.0], 'Tupman': [8.3, 0.0], '7th Standard': [8.3, 0.0], 'Bakersfield': [8.4, 0.0], 'Kern Oil': [10.3, 0.0], 'Norco': [10.4, 0.0], 'Rio Bravo': [11.3, 0.0], 'Columbus': [12.0, 0.0], 'Magunden': [12.0, 0.0], 'Sycamore': [12.0, 0.0], 'Lerdo': [12.5, 0.0], 'Cal Water': [14.7, 0.0], 'Unknown - 3327': [15.1, 0.0], 'Lamont': [15.2, 0.0], 'Elk Hills': [15.4, 0.0], 'Midway - Wheeler Ridge (Proposed)': [15.8, 0.0], 'Grimmway-Malaga': [15.9, 0.0], 'Shafter': [17.1, 0.0], 'Wheeler Ridge': [18.1, 0.0], 'Midway': [19.1, 0.0], 'Poso Mt.': [19.2, 0.0]} | 0 | 0 | 0 | 0 | 0 | 0 | 0 | 0 | 0 | 0 | 0 | 0 | 0 | 0 | 0 | 0 | 0 | 0 | 0 | 0 | 0 | 0 | 0 | 0 | 0 | 0 | 0 | 0 | 0 | 0 | 0 | 0 | 0 | 0 | 0 | 0 | 0
209 | Thermalito | Northern_California | PGE NGBA | {'Table Mt.': [2.9, 0.0], 'Wyandotte': [5.1, 0.0], 'Palermo': [7.4, 0.0], 'Honcut': [13.5, 0.0]} | 0 | 0 | 0 | 0 | 0 | 0 | 0 | 0 | 0 | 0 | 0 | 0 | 0 | 0 | 0 | 0 | 0 | 0 | 0 | 0 | 0 | 0 | 0 | 0 | 0 | 0 | 0 | 0 | 0 | 0 | 0 | 0 | 0 | 0 | 0 | 0 | 0
138 | Tortilla | Greater_Kramer | SCE NOL | {'Cool Water': [10.0, 0.0]} | 13766.6611 | 50.8266 | 0.003692 | 13715.835 | 0.99631 | 0 | 0 | 0 | 0 | 0 | 0 | 0 | 0 | 0 | 0 | 0 | 0 | 0 | 0 | 11648.4189 | 0.84613 | 2118.2422 | 6268.166 | 0.45531 | 7498.4951 | 3616.3835 | 0.26269 | 10150.2776 | 12271.4033 | 0.89139 | 1495.2578 | 8959.7627 | 0.65083 | 4806.8984 | 207.0948 | 0.015043 | 13559.5663
121 | Trabuco | Greater_LA | SDGE Imperial | {'Margarita': [2.8, 31.0], 'Capistrano': [3.5, 37.0], 'Viejo': [7.4, 0.0], 'Santiago': [8.9, 6.0], 'Talega': [9.6, 30.0], 'Johanna': [14.6, 0.0], 'San Onofre': [15.0, 11.0], 'Ellis': [17.7, 0.0], 'Lee Lake (Proposed)': [18.2, 0.0], 'Huntington Beach': [18.5, 0.0], 'Serrano': [19.5, 0.0], 'Villa Park': [19.7, 0.0]} | 76.6884 | 32.5273 | 0.42415 | 44.1611 | 0.57585 | 0 | 0 | 0 | 0 | 0 | 0 | 0 | 0 | 0 | 0 | 0 | 0 | 0 | 0 | 0 | 0 | 76.6884 | 15.3604 | 0.2003 | 61.3279 | 35.0677 | 0.45727 | 41.6207 | 35.0677 | 0.45727 | 41.6207 | 0 | 0 | 76.6884 | 0 | 0 | 76.6884
277 | Tranquility | Central_Valley_North_Los_Banos | PGE Fresno | {'Cheney': [7.6, 0.0], 'Mendota': [9.5, 0.0], 'Panoche': [10.7, 0.0], 'Cantua': [11.6, 0.0], 'Helm': [12.7, 0.0], 'Excelsior': [16.3, 0.0], 'Newhall': [19.6, 0.0], 'Schindler': [19.7, 0.0]} | 0 | 0 | 0 | 0 | 0 | 0 | 0 | 0 | 0 | 0 | 0 | 0 | 0 | 0 | 0 | 0 | 0 | 0 | 0 | 0 | 0 | 0 | 0 | 0 | 0 | 0 | 0 | 0 | 0 | 0 | 0 | 0 | 0 | 0 | 0 | 0 | 0
279 | Trout Canyon (fka Crazy Eyes) | Southern_NV_Eldorado | SCE EOP | {'Gamebird': [9.1, 0.0], 'Sandy Valley': [9.4, 0.0], 'Pahrump': [13.6, 0.0]} | 0 | 0 | 0 | 0 | 0 | 0 | 0 | 0 | 0 | 0 | 0 | 0 | 0 | 0 | 0 | 0 | 0 | 0 | 0 | 0 | 0 | 0 | 0 | 0 | 0 | 0 | 0 | 0 | 0 | 0 | 0 | 0 | 0 | 0 | 0 | 0 | 0
110 | Tulucay | Northern_California | PGE NGBA | {'Carquinez': [10.9, 0.0], 'Peabody': [16.3, 192.0], 'Lakeville': [17.0, 0.0], 'Martinez': [18.1, 0.0], 'Ignacio': [18.9, 0.0]} | 8114.4551 | 192.3125 | 0.0237 | 7922.1426 | 0.9763 | 0 | 0 | 0 | 0 | 0 | 153.7758 | 0.018951 | 0 | 0 | 0 | 6905.4741 | 0.85101 | 0 | 0 | 7649.8618 | 0.94274 | 464.5933 | 141.3865 | 0.017424 | 7973.0686 | 1695.2357 | 0.20892 | 6419.2194 | 7685.9609 | 0.94719 | 428.4941 | 5958.9292 | 0.73436 | 2155.5259 | 355.1945 | 0.043773 | 7759.2605
62 | Tupman | Central_Valley_North_Los_Banos | PGE Kern | {'Norco': [5.2, 0.0], 'Rio Bravo': [6.1, 0.0], 'Renfro': [6.4, 0.0], 'Tevis': [8.3, 0.0], '7th Standard': [9.8, 0.0], 'Kern Power': [9.9, 0.0], 'Elk Hills': [10.7, 0.0], 'Midway': [10.8, 0.0], 'Rosedale': [11.0, 0.0], 'Shafter': [11.3, 0.0], 'Stockdale': [11.7, 0.0], 'Lerdo': [12.1, 0.0], 'West Park': [13.1, 0.0], 'Bakersfield': [15.2, 0.0], 'Kern Oil': [15.3, 0.0], 'Midway - Wheeler Ridge (Proposed)': [16.0, 0.0], 'Sycamore': [17.2, 0.0], 'Charca': [17.8, 0.0], 'Columbus': [18.9, 0.0], 'Taft': [19.2, 0.0], 'Semitropic': [19.4, 0.0], 'Magunden': [19.7, 0.0]} | 0 | 0 | 0 | 0 | 0 | 0 | 0 | 0 | 0 | 0 | 0 | 0 | 0 | 0 | 0 | 0 | 0 | 0 | 0 | 0 | 0 | 0 | 0 | 0 | 0 | 0 | 0 | 0 | 0 | 0 | 0 | 0 | 0 | 0 | 0 | 0 | 0
104 | Ukiah | Mendocino_Marin | PGE NGBA | {'Calpella': [3.7, 0.0], 'Mendocino': [7.4, 0.0], 'Hopland': [13.2, 0.0]} | 191.6554 | 0 | 0 | 0 | 0 | 0 | 0 | 0 | 0 | 0 | 0 | 0 | 0 | 0 | 0 | 137.0403 | 0.71503 | 54.6152 | 0.28497 | 15.9252 | 0.083093 | 175.7303 | 76.2583 | 0.39789 | 115.3971 | 113.5849 | 0.59265 | 78.0705 | 129.5101 | 0.67574 | 62.1454 | 191.6554 | 1 | 0 | 0 | 0 | 191.6554
189 | UltraPower Chinese Station | El_Dorado_Mariposa | PGE GBA | {'Peoria': [2.3, 0.0], 'New Melones': [5.7, 0.0], 'Curtis': [11.1, 0.0], 'Warnerville': [19.9, 0.0]} | 0 | 0 | 0 | 0 | 0 | 0 | 0 | 0 | 0 | 0 | 0 | 0 | 0 | 0 | 0 | 0 | 0 | 0 | 0 | 0 | 0 | 0 | 0 | 0 | 0 | 0 | 0 | 0 | 0 | 0 | 0 | 0 | 0 | 0 | 0 | 0 | 0
174 | Vaca Dixon | Solano | PGE NGBA | {'Peabody': [8.4, 1442.0], 'Putah Creek': [9.3, 890.0], 'Davis': [14.2, 20.0], 'Shiloh III': [16.5, 0.0], 'Madison': [18.8, 0.0], 'Birds Landing': [19.7, 0.0]} | 11059.7656 | 1996.6254 | 0.18053 | 9063.1406 | 0.81947 | 0 | 0 | 0 | 0 | 0 | 1932.4329 | 0.17473 | 3705.6536 | 0.33506 | 0 | 6003.2046 | 0.5428 | 0 | 0 | 2943.4377 | 0.26614 | 8116.3279 | 5952.0645 | 0.53817 | 5107.7012 | 5527.4897 | 0.49978 | 5532.2759 | 8496.2383 | 0.76821 | 2563.5273 | 2327.5217 | 0.21045 | 8732.2439 | 1766.0585 | 0.15968 | 9293.7072
128 | Valley | Riverside (Exclude) | SCE Eastern | {'El Casco': [16.3, 0.0], 'Lee Lake (Proposed)': [16.9, 0.0]} | 0 | 0 | 0 | 0 | 0 | 0 | 0 | 0 | 0 | 0 | 0 | 0 | 0 | 0 | 0 | 0 | 0 | 0 | 0 | 0 | 0 | 0 | 0 | 0 | 0 | 0 | 0 | 0 | 0 | 0 | 0 | 0 | 0 | 0 | 0 | 0 | 0
292 | Valley (VEA) | Southern_NV_Eldorado | SCE EOP | {'Lathrop': [11.3, 0.0]} | 2880.1646 | 0.5037 | 0.00017488 | 2879.6609 | 0.99983 | 0 | 0 | 0 | 0 | 0 | 0 | 0 | 0 | 0 | 0 | 0 | 0 | 0 | 0 | 0 | 0 | 2880.1646 | 0 | 0 | 2880.1646 | 0 | 0 | 2880.1646 | 0 | 0 | 2880.1646 | 2867.0854 | 0.99546 | 13.0791 | 11.5208 | 0.0040001 | 2868.6437
188 | Vestal | Central_Valley_North_Los_Banos | SCE Northern | {} | 0 | 0 | 0 | 0 | 0 | 0 | 0 | 0 | 0 | 0 | 0 | 0 | 0 | 0 | 0 | 0 | 0 | 0 | 0 | 0 | 0 | 0 | 0 | 0 | 0 | 0 | 0 | 0 | 0 | 0 | 0 | 0 | 0 | 0 | 0 | 0 | 0
139 | Victor | Greater_Kramer | SCE NOL | {'Roadway': [5.1, 25.0], 'Lugo': [9.6, 442.0]} | 4495.3784 | 479.6624 | 0.1067 | 4015.7161 | 0.8933 | 0 | 0 | 0 | 0 | 0 | 0 | 0 | 0 | 0 | 0 | 0 | 0 | 0 | 0 | 3143.2463 | 0.69922 | 1352.1321 | 4014.9482 | 0.89313 | 480.4302 | 2744.6501 | 0.61055 | 1750.7283 | 4015.0928 | 0.89316 | 480.2856 | 2167.3369 | 0.48213 | 2328.0415 | 0 | 0 | 4495.3784
250 | Viejo | Greater_LA | SCE Metro | {'Santiago': [7.2, 0.0], 'Trabuco': [7.4, 0.0], 'Margarita': [8.1, 0.0], 'Capistrano': [10.7, 0.0], 'Johanna': [12.5, 0.0], 'Lee Lake (Proposed)': [12.5, 0.0], 'Serrano': [14.0, 0.0], 'Villa Park': [15.1, 0.0], 'Talega': [15.3, 0.0], 'Ellis': [17.4, 0.0], 'Lewis': [17.7, 0.0], 'Huntington Beach': [19.4, 0.0]} | 0 | 0 | 0 | 0 | 0 | 0 | 0 | 0 | 0 | 0 | 0 | 0 | 0 | 0 | 0 | 0 | 0 | 0 | 0 | 0 | 0 | 0 | 0 | 0 | 0 | 0 | 0 | 0 | 0 | 0 | 0 | 0 | 0 | 0 | 0 | 0 | 0
227 | Vierra | Solano | PGE GBA | {'Ripon': [7.6, 0.0], 'Weber': [8.6, 0.0], 'Stagg': [14.0, 0.0], 'Westley': [15.5, 0.0], 'Tesla': [17.0, 0.0], 'Midway Green Ridge Services': [17.8, 0.0], 'Kelso': [18.0, 0.0], 'Delta Pumps': [18.9, 0.0], 'Eight Mile': [18.9, 0.0]} | 0 | 0 | 0 | 0 | 0 | 0 | 0 | 0 | 0 | 0 | 0 | 0 | 0 | 0 | 0 | 0 | 0 | 0 | 0 | 0 | 0 | 0 | 0 | 0 | 0 | 0 | 0 | 0 | 0 | 0 | 0 | 0 | 0 | 0 | 0 | 0 | 0
119 | Villa Park | Greater_LA | SCE Metro | {'Serrano': [2.7, 0.0], 'Lewis': [3.7, 0.0], 'Johanna': [7.1, 0.0], 'Barre': [8.5, 0.0], 'Olinda': [10.3, 0.0], 'Ellis': [10.9, 0.0], 'Santiago': [11.1, 0.0], 'Huntington Beach': [14.3, 0.0], 'Walnut': [14.9, 0.0], 'Viejo': [15.1, 0.0], 'Del Amo': [15.3, 0.0], 'Chino': [15.5, 0.0], 'Alamitos': [15.6, 0.0], 'Center': [17.4, 0.0], 'Trabuco': [19.7, 0.0]} | 0 | 0 | 0 | 0 | 0 | 0 | 0 | 0 | 0 | 0 | 0 | 0 | 0 | 0 | 0 | 0 | 0 | 0 | 0 | 0 | 0 | 0 | 0 | 0 | 0 | 0 | 0 | 0 | 0 | 0 | 0 | 0 | 0 | 0 | 0 | 0 | 0
95 | Vincent | Tehachapi | SCE Northern | {'Antelope': [17.3, 1654.0], 'Gould': [18.7, 0.0]} | 12971.9814 | 5818.3677 | 0.44853 | 7153.6138 | 0.55147 | 0 | 0 | 0 | 0 | 0 | 0 | 0 | 0 | 0 | 0 | 6294.4224 | 0.48523 | 1392.6608 | 0.10736 | 250.3468 | 0.019299 | 12721.6346 | 2971.3835 | 0.22906 | 10000.5979 | 1415.8015 | 0.10914 | 11556.1799 | 3221.7305 | 0.24836 | 9750.251 | 4699.9395 | 0.36231 | 8272.042 | 107.4307 | 0.0082818 | 12864.5507
140 | Vista | Greater_Kramer | SCE Eastern | {'San Bernardino': [5.3, 0.0], 'Etiwanda': [12.4, 0.0], 'Rancho Vista': [12.8, 0.0], 'Mira Loma': [14.3, 0.0], 'El Casco': [14.8, 0.0], 'Padua': [19.2, 0.0]} | 0 | 0 | 0 | 0 | 0 | 0 | 0 | 0 | 0 | 0 | 0 | 0 | 0 | 0 | 0 | 0 | 0 | 0 | 0 | 0 | 0 | 0 | 0 | 0 | 0 | 0 | 0 | 0 | 0 | 0 | 0 | 0 | 0 | 0 | 0 | 0 | 0
293 | Vista (VEA) | Southern_NV_Eldorado | SCE EOP | {'Pahrump': [8.6, 0.0], 'Gamebird': [12.4, 0.0], 'Innovation': [18.6, 0.0]} | 58.5578 | 12.2285 | 0.20883 | 46.3293 | 0.79117 | 0 | 0 | 0 | 0 | 0 | 0 | 0 | 0 | 0 | 0 | 0 | 0 | 0 | 0 | 0 | 0 | 58.5578 | 0 | 0 | 58.5578 | 0 | 0 | 58.5578 | 0 | 0 | 58.5578 | 0 | 0 | 58.5578 | 0 | 0 | 58.5578
33 | Wahtoke | Central_Valley_North_Los_Banos | PGE Fresno | {'Reedley': [4.3, 0.0], 'McCall': [10.4, 0.0], 'Sanger': [10.8, 0.0], 'Kingsburg': [11.4, 0.0], 'Malaga': [16.1, 0.0], 'California Ave': [18.7, 0.0]} | 0 | 0 | 0 | 0 | 0 | 0 | 0 | 0 | 0 | 0 | 0 | 0 | 0 | 0 | 0 | 0 | 0 | 0 | 0 | 0 | 0 | 0 | 0 | 0 | 0 | 0 | 0 | 0 | 0 | 0 | 0 | 0 | 0 | 0 | 0 | 0 | 0
221 | Walnut | Greater_LA | SCE Metro | {'Olinda': [4.6, 0.0], 'Rio Hondo': [6.9, 0.0], 'Mesa': [9.4, 0.0], 'Center': [10.5, 0.0], 'Laguna Bell': [11.6, 0.0], 'Goodrich': [12.6, 0.0], 'Del Amo': [13.9, 0.0], 'Barre': [13.9, 0.0], 'Lewis': [14.0, 0.0], 'Villa Park': [14.9, 0.0], 'Serrano': [15.4, 0.0], 'Lighthipe': [15.6, 0.0], 'Chino': [15.6, 0.0], 'Alamitos': [18.8, 0.0], 'Padua': [19.4, 0.0]} | 0 | 0 | 0 | 0 | 0 | 0 | 0 | 0 | 0 | 0 | 0 | 0 | 0 | 0 | 0 | 0 | 0 | 0 | 0 | 0 | 0 | 0 | 0 | 0 | 0 | 0 | 0 | 0 | 0 | 0 | 0 | 0 | 0 | 0 | 0 | 0 | 0
180 | Warnerville | Central_Valley_North_Los_Banos | PGE GBA | {'Riverbank': [6.1, 0.0], 'Ripon': [18.8, 0.0], 'Chinese Station': [19.9, 0.0]} | 0 | 0 | 0 | 0 | 0 | 0 | 0 | 0 | 0 | 0 | 0 | 0 | 0 | 0 | 0 | 0 | 0 | 0 | 0 | 0 | 0 | 0 | 0 | 0 | 0 | 0 | 0 | 0 | 0 | 0 | 0 | 0 | 0 | 0 | 0 | 0 | 0
262 | Waukena | Central_Valley_North_Los_Banos | PGE Fresno | {'Corcoran': [2.3, 0.0], 'GWF Hanford': [9.9, 0.0], 'Alpaugh': [13.8, 0.0], 'Leprino': [15.9, 0.0], 'Olive': [18.2, 0.0], 'Henrietta': [19.6, 0.0]} | 0 | 0 | 0 | 0 | 0 | 0 | 0 | 0 | 0 | 0 | 0 | 0 | 0 | 0 | 0 | 0 | 0 | 0 | 0 | 0 | 0 | 0 | 0 | 0 | 0 | 0 | 0 | 0 | 0 | 0 | 0 | 0 | 0 | 0 | 0 | 0 | 0
157 | Weber | Solano | PGE GBA | {'Stagg': [7.7, 0.0], 'Vierra': [8.6, 0.0], 'Eight Mile': [12.2, 0.0], 'Ripon': [12.4, 0.0], 'Bellota': [14.0, 0.0], 'Lockeford': [14.3, 0.0], 'Rancho Seco - Bellota (Proposed)': [19.8, 0.0]} | 0 | 0 | 0 | 0 | 0 | 0 | 0 | 0 | 0 | 0 | 0 | 0 | 0 | 0 | 0 | 0 | 0 | 0 | 0 | 0 | 0 | 0 | 0 | 0 | 0 | 0 | 0 | 0 | 0 | 0 | 0 | 0 | 0 | 0 | 0 | 0 | 0
34 | West Fresno | Central_Valley_North_Los_Banos | PGE Fresno | {'California Ave': [3.0, 0.0], 'Kearney (New)': [3.6, 0.0], 'Malaga': [5.4, 0.0], 'Gregg': [10.8, 0.0], 'Sanger': [11.6, 0.0], 'McCall': [12.4, 0.0], 'Mc Mullin': [12.8, 0.0], 'Borden': [16.8, 0.0]} | 0 | 0 | 0 | 0 | 0 | 0 | 0 | 0 | 0 | 0 | 0 | 0 | 0 | 0 | 0 | 0 | 0 | 0 | 0 | 0 | 0 | 0 | 0 | 0 | 0 | 0 | 0 | 0 | 0 | 0 | 0 | 0 | 0 | 0 | 0 | 0 | 0
242 | Westley | Central_Valley_North_Los_Banos | PGE Fresno | {'Ripon': [12.6, 0.0], 'Crow Creek': [14.7, 0.0], 'Fink (Proposed)': [14.9, 0.0], 'Vierra': [15.5, 0.0]} | 1744.6038 | 0 | 0 | 0 | 0 | 0 | 0 | 0 | 0 | 0 | 0 | 0 | 0 | 0 | 0 | 1197.3568 | 0.68632 | 547.2469 | 0.31368 | 1744.6038 | 1 | 0 | 272.7946 | 0.15636 | 1471.8092 | 847.2341 | 0.48563 | 897.3697 | 1744.6038 | 1 | 0 | 1744.6038 | 1 | 0 | 0.75207 | 0.00043108 | 1743.8517
63 | Westpark | Central_Valley_North_Los_Banos | PGE Kern | {'Rosedale': [2.1, 0.0], 'Bakersfield': [2.2, 0.0], 'Kern Power': [3.2, 0.0], 'Stockdale': [4.2, 0.0], 'Kern Oil': [4.7, 0.0], 'Columbus': [5.9, 0.0], 'Sycamore': [6.1, 0.0], 'Tevis': [6.3, 0.0], 'Magunden': [6.7, 0.0], '7th Standard': [6.8, 0.0], 'Renfro': [7.0, 0.0], 'Cal Water': [8.5, 0.0], 'Lerdo': [10.8, 0.0], 'Unknown - 3327': [11.3, 0.0], 'Lamont': [11.4, 0.0], 'Tupman': [13.1, 0.0], 'Rio Bravo': [13.3, 0.0], 'Grimmway-Malaga': [13.4, 0.0], 'Poso Mt.': [13.6, 0.0], 'Norco': [16.3, 0.0], 'Shafter': [18.4, 0.0], 'Wheeler Ridge': [20.0, 0.0]} | 0 | 0 | 0 | 0 | 0 | 0 | 0 | 0 | 0 | 0 | 0 | 0 | 0 | 0 | 0 | 0 | 0 | 0 | 0 | 0 | 0 | 0 | 0 | 0 | 0 | 0 | 0 | 0 | 0 | 0 | 0 | 0 | 0 | 0 | 0 | 0 | 0
64 | Wheeler Ridge | Central_Valley_North_Los_Banos | PGE Kern | {'Grimmway-Malaga': [12.7, 0.0], 'Pastoria': [13.0, 0.0], 'Lamont': [15.7, 0.0], 'Unknown - 3327': [15.7, 0.0], 'Stockdale': [16.6, 0.0], 'Midway - Wheeler Ridge (Proposed)': [16.7, 0.0], 'Tevis': [18.1, 0.0], 'Magunden': [19.0, 0.0], 'West Park': [20.0, 0.0]} | 0 | 0 | 0 | 0 | 0 | 0 | 0 | 0 | 0 | 0 | 0 | 0 | 0 | 0 | 0 | 0 | 0 | 0 | 0 | 0 | 0 | 0 | 0 | 0 | 0 | 0 | 0 | 0 | 0 | 0 | 0 | 0 | 0 | 0 | 0 | 0 | 0
254 | Whirlwind | Tehachapi | SCE Northern | {'Antelope': [14.1, 9553.0], 'Windhub': [15.0, 383.0], 'Highwind': [16.9, 352.0]} | 116763.3125 | 42228.3008 | 0.36166 | 74535.0156 | 0.63834 | 0 | 0 | 0 | 0 | 0 | 2111.1528 | 0.018081 | 1113.4875 | 0.0095363 | 0 | 12920.5928 | 0.11066 | 180.514 | 0.001546 | 33548.4219 | 0.28732 | 83214.8906 | 43751.0352 | 0.3747 | 73012.2773 | 28229.3672 | 0.24177 | 88533.9453 | 67405.4609 | 0.57728 | 49357.8516 | 26808.0918 | 0.22959 | 89955.2207 | 414.8677 | 0.0035531 | 116348.4448
107 | Wilson | Central_Valley_North_Los_Banos | PGE Fresno | {'Merced': [4.6, 0.0], 'Le Grand': [10.5, 0.0], 'Dairyland': [17.2, 0.0]} | 0 | 0 | 0 | 0 | 0 | 0 | 0 | 0 | 0 | 0 | 0 | 0 | 0 | 0 | 0 | 0 | 0 | 0 | 0 | 0 | 0 | 0 | 0 | 0 | 0 | 0 | 0 | 0 | 0 | 0 | 0 | 0 | 0 | 0 | 0 | 0 | 0
253 | Windhub | Tehachapi | SCE Northern | {'Highwind': [7.1, 7939.0], 'Whirlwind': [15.0, 383.0]} | 59447.6758 | 16900.6895 | 0.2843 | 42546.9844 | 0.7157 | 0 | 0 | 0 | 0 | 0 | 0 | 0 | 0 | 0 | 0 | 12633.9551 | 0.21252 | 864.8753 | 0.014549 | 23182.3125 | 0.38996 | 36265.3633 | 15899.2803 | 0.26745 | 43548.3955 | 24042.4609 | 0.40443 | 35405.2148 | 39590.4219 | 0.66597 | 19857.2539 | 13245.7178 | 0.22281 | 46201.958 | 266.4148 | 0.0044815 | 59181.261
233 | Woodland | Solano | PGE NGBA | {'Davis': [9.3, 0.0], 'Madison': [11.3, 0.0], 'Putah Creek': [16.7, 0.0]} | 0 | 0 | 0 | 0 | 0 | 0 | 0 | 0 | 0 | 0 | 0 | 0 | 0 | 0 | 0 | 0 | 0 | 0 | 0 | 0 | 0 | 0 | 0 | 0 | 0 | 0 | 0 | 0 | 0 | 0 | 0 | 0 | 0 | 0 | 0 | 0 | 0
8 | Wyandotte | Northern_California | PGE NGBA | {'Palermo': [2.9, 0.0], 'Thermalito': [5.1, 0.0], 'Table Mt.': [7.1, 0.0], 'Honcut': [12.2, 0.0]} | 0 | 0 | 0 | 0 | 0 | 0 | 0 | 0 | 0 | 0 | 0 | 0 | 0 | 0 | 0 | 0 | 0 | 0 | 0 | 0 | 0 | 0 | 0 | 0 | 0 | 0 | 0 | 0 | 0 | 0 | 0 | 0 | 0 | 0 | 0 | 0 | 0

## LandEnv_Wind_Data_15mi
CEC provided land-use and environmental data criteria for in-state substations at a 15 mile radius for onshore wind resource potential. Note theseare based on a techno-economic resource potential base using a 20% CF factor.
[10 empty] | Parcel info not applied for onshore wind mapping |  |  |  |  | Cropland Index not applied for onshore wind mappping
[5 empty] | Res. Potential Base (after techno-economic & protected areas exclusions) | Res. Potential after Core Land Use Screen (Lower Implications Land) | Percentage of Base Potential w/ Lower Implications | Res. Potential excluded by Core screen (Higher Implications Land) | Percentage of Base Potential w/ Higher Implications | [5 empty] | Base Res. Potential w/ Low Cropland Index Values | Percentage of Base Potential w/ Low Cropland Index Values | Base Res. Potential w/ High Cropland Index Values | Percentage of Base Potential w/ High Cropland Index Values |  | Base Res. Potential w/ Tier 2 Fire Threat | Percentage of Base Potential w/ Tier 2 Fire Threat | Base Res. Potential w/ Tier 3 Fire Threat | Percentage of Base Potential w/ Tier 3 Fire Threat | Base Res. Potential w/ ACE Terrestrial Connectivity, 4 or 5, (High Implications) | Percentage of Base Potential w/ Terrestrial Connectivity High Implications | Base Res. Potential w/ Terrestrial Connectivity Low Implications | Base Res. Potential w/ ACE Biodiversity, 5, (High Implications) | Percentage of Base Potential w/ Biodiversity High Implications | Base Res. Potential w/ Biodiversity Low Implications | Base Res. Potential w/ ACE Irreplaceability, 4 or 5, (High Implications) | Percentage of Base Potential w/ Irreplaceability High Implications | Base Res. Potential w/ Irreplaceability Low Implications | Base Res. Potential w/ Any of the three ACE datasets High Implications | Percentage of Base Potential w/ Any of the three ACE datasets High Implications | Base Res. Potential w/ Any of the three ACE datasets Low Implications | Base Res. Potential w/ High Terrestrial Landscape Intactness | Percentage of Base Potential w/ High Terrestrial Landscape Intactness | Base Res. Potential w/ Low Terrestrial Landscape Intactness | Base Res. Potential w/ Classified as Wetlands | Percentage of Base Potential w/ Classified as Wetlands | Base Res. Potential w/ Not Classified as Wetlands
Blue columns indicate additional data calculate/added by CPUC staff in dashboard.
Distance in miles to nearby substations
OBJECTID | IRP_Substation_Name | RESOLVE_Wind_Area | RESOLVE_Name | Overlaps | RPB_Acres | TRP_Acres | Perc_TRP | High_Implication_Acres | Perc_HighImplication | Parcels_LT_6 | Perc_ParcLT6 | Parcels_LT_30_GT6 | Perc_ParcLT30GT6 | 10th Percentile Parcelization | LowCrop_Acres | Perc_LowCrop | HighCrop_Acres | Perc_HighCrop | Critically overdrafted basin | FT_Tier2_Acres | Perc_FT_Tier2 | FT_Tier3_Acres | Perc_FT_Tier3 | Conn45_Acres | Perc_Conn45 | Low Conn Acres | Bio5_Acres | Perc_Bio5 | Low Bio Acres | Irr45_Acres | Perc_Irr45 | Low Irr Acres | ACE_All_Acres | Perc_AllACE | Low AllACE Acres | High_Intact_Acres | Perc_HighIntact | LowIntact Acres | Wetlands_Acres | Perc_Wetlands | Not Wetlands Acres
273 | 7th Standard | Central_Valley_North_Los_Banos | PGE Kern | {'Renfro': [4.0, 0.0], 'Lerdo': [4.3, 0.0], 'Kern Power': [4.5, 0.0], 'Rosedale': [5.3, 0.0], 'Kern Oil': [6.2, 0.0], 'West Park': [6.8, 0.0], 'Rio Bravo': [7.3, 0.0], 'Bakersfield': [8.0, 0.0], 'Sycamore': [8.0, 0.0], 'Tevis': [8.3, 0.0], 'Stockdale': [9.2, 0.0], 'Tupman': [9.8, 0.0], 'Columbus': [11.2, 0.0], 'Shafter': [11.7, 0.0], 'Poso Mt.': [12.8, 0.0], 'Magunden': [13.0, 0.0], 'Cal Water': [13.0, 0.0], 'Norco': [14.6, 0.0], 'Charca': [16.0, 0.0], 'Unknown - 3327': [18.0, 0.0], 'Lamont': [18.1, 0.0], 'Midway': [18.3, 0.0], 'Elk Hills': [20.2, 0.0], 'Grimmway-Malaga': [20.2, 0.0], 'Semitropic': [20.5, 0.0], 'Midway - Wheeler Ridge (Proposed)': [23.3, 0.0], 'Wheeler Ridge': [25.8, 0.0], 'Smyrna': [26.5, 0.0], 'Goose Lake': [27.6, 0.0], 'Vestal': [27.9, 0.0], 'Taft': [28.8, 0.0]} | 0 | 0 | 0 | 0 | 0 | 0 | 0 | 0 | 0 | 0 | 0 | 0 | 0 | 0 | 0 | 0 | 0 | 0 | 0 | 0 | 0 | 0 | 0 | 0 | 0 | 0 | 0 | 0 | 0 | 0 | 0 | 0 | 0 | 0 | 0 | 0 | 0
261 | Alamitos | Greater_LA | SCE Metro | {'Del Amo': [5.7, 365.0], 'Long Beach': [7.3, 367.0], 'Barre': [7.4, 319.0], 'Harborgen': [7.5, 367.0], 'Hinson': [8.0, 367.0], 'Arcogen': [9.1, 367.0], 'Lighthipe': [9.1, 367.0], 'Ellis': [10.5, 72.0], 'Huntington Beach': [10.8, 162.0], 'Center': [11.3, 331.0], 'Lewis': [11.9, 2.0], 'Johanna': [14.6, 2.0], 'Laguna Bell': [14.8, 29.0], 'La Fresa': [15.3, 366.0], 'Villa Park': [15.6, 0.0], 'Olinda': [16.1, 0.0], 'Redondo': [17.6, 366.0], 'El Nido': [18.2, 316.0], 'Serrano': [18.3, 0.0], 'Mesa': [18.8, 0.0], 'Walnut': [18.8, 0.0], 'Chevmain': [19.9, 145.0], 'Santiago': [20.3, 1.0], 'El Segundo': [21.1, 27.0], 'La Cienega': [22.9, 0.0], 'Rio Hondo': [24.4, 0.0], 'Goodrich': [26.6, 0.0], 'Viejo': [27.2, 0.0], 'Trabuco': [28.2, 1.0], 'Chino': [29.0, 0.0]} | 990.7724 | 345.849 | 0.34907 | 644.9233 | 0.65093 | 0 | 0 | 0 | 0 | 0 | 0 | 0 | 0 | 0 | 0 | 0 | 0 | 0 | 0 | 0 | 0 | 990.7724 | 156.4285 | 0.15789 | 834.3439 | 589.8293 | 0.59532 | 400.9431 | 589.8293 | 0.59532 | 400.9431 | 0 | 0 | 990.7724 | 25.6688 | 0.025908 | 965.1036
185 | Alpaugh | Central_Valley_North_Los_Banos | PGE Fresno | {'Olive': [4.6, 0.0], 'Corcoran': [11.5, 0.0], 'Waukena': [13.8, 0.0], 'Smyrna': [17.0, 0.0], 'Gates-Midway (Proposed)': [21.2, 0.0], 'Vestal': [22.5, 0.0], 'GWF Hanford': [23.7, 0.0], 'Semitropic': [25.1, 0.0], 'Charca': [25.6, 0.0], 'Goose Lake': [25.9, 0.0], 'Rector': [26.4, 0.0], 'Leprino': [28.4, 0.0], 'Arco': [28.7, 0.0]} | 0 | 0 | 0 | 0 | 0 | 0 | 0 | 0 | 0 | 0 | 0 | 0 | 0 | 0 | 0 | 0 | 0 | 0 | 0 | 0 | 0 | 0 | 0 | 0 | 0 | 0 | 0 | 0 | 0 | 0 | 0 | 0 | 0 | 0 | 0 | 0 | 0
76 | Antelope | Tehachapi | SCE Northern | {'Whirlwind': [14.1, 31801.0], 'Vincent': [17.3, 8895.0], 'Pardee': [23.5, 21.0], 'Windhub': [24.0, 5201.0], 'Saugus': [24.1, 3.0], 'Bailey': [27.7, 456.0], 'Sylmar-Pac Intertie': [28.7, 0.0], 'Highwind': [28.8, 532.0]} | 99609.3906 | 41622.0352 | 0.41785 | 57987.3555 | 0.58215 | 0 | 0 | 0 | 0 | 0 | 2504.1355 | 0.02514 | 795.2472 | 0.0079837 | 0 | 18808.0352 | 0.18882 | 13320.2676 | 0.13373 | 10810.1035 | 0.10852 | 88799.2871 | 30713.8477 | 0.30834 | 68895.543 | 24242.2969 | 0.24337 | 75367.0938 | 43413.5547 | 0.43584 | 56195.8359 | 23895.6797 | 0.23989 | 75713.7109 | 2273.8044 | 0.022827 | 97335.5862
42 | Arco | Central_Valley_North_Los_Banos | PGE Kern | {'Gates-Midway (Proposed)': [8.7, 0.0], 'Avenal': [18.0, 0.0], 'Goose Lake': [22.3, 0.0], 'Cal Flats': [23.8, 0.0], 'Cholame': [24.5, 0.0], 'Kernridge': [25.0, 0.0], 'Smyrna': [26.0, 0.0], 'Caliente': [27.4, 0.0], 'Olive': [27.6, 0.0], 'Gates': [27.8, 0.0], 'Carrizo Plains': [28.2, 0.0], 'Solar': [28.4, 0.0], 'Alpaugh': [28.7, 0.0], 'Semitropic': [29.3, 0.0], 'Temblor': [29.7, 0.0]} | 1057.3853 | 0 | 0 | 0 | 0 | 0 | 0 | 0 | 0 | 0 | 0 | 0 | 0 | 0 | 0 | 1051.65 | 0.99458 | 0 | 0 | 827.3323 | 0.78243 | 230.053 | 0 | 0 | 1057.3853 | 0 | 0 | 1057.3853 | 827.3323 | 0.78243 | 230.053 | 1037.8071 | 0.98148 | 19.5781 | 0 | 0 | 1057.3853
77 | Arcogen | Greater_LA | SCE Metro | {'Hinson': [1.2, 385.0], 'Harborgen': [2.8, 385.0], 'Long Beach': [3.7, 385.0], 'Lighthipe': [5.9, 377.0], 'La Fresa': [6.3, 384.0], 'Redondo': [8.6, 384.0], 'Del Amo': [8.7, 365.0], 'Alamitos': [9.1, 367.0], 'El Nido': [9.2, 334.0], 'Chevmain': [10.9, 163.0], 'Center': [11.0, 331.0], 'El Segundo': [12.1, 45.0], 'Laguna Bell': [12.2, 29.0], 'La Cienega': [14.8, 10.0], 'Barre': [15.1, 319.0], 'Mesa': [17.0, 0.0], 'Huntington Beach': [19.3, 161.0], 'Ellis': [19.5, 71.0], 'Lewis': [19.8, 2.0], 'Olinda': [20.5, 0.0], 'Walnut': [21.4, 0.0], 'Villa Park': [23.5, 0.0], 'Johanna': [23.6, 2.0], 'Goodrich': [24.7, 0.0], 'Rio Hondo': [24.9, 0.0], 'Serrano': [26.1, 0.0], 'Gould': [28.0, 0.0], 'Santiago': [29.3, 0.0]} | 913.0748 | 362.5046 | 0.39702 | 550.5702 | 0.60298 | 0 | 0 | 0 | 0 | 0 | 0 | 0 | 0 | 0 | 0 | 0 | 0 | 0 | 0 | 0 | 0 | 913.0748 | 128.8722 | 0.14114 | 784.2026 | 486.1122 | 0.53239 | 426.9626 | 486.1122 | 0.53239 | 426.9626 | 0 | 0 | 913.0748 | 4.6986 | 0.005146 | 908.3762
247 | Arkansas | Greater_Imperial (Exclude) | SCE Eastern | {'Sonora': [2.7, 2038.0], 'Bannister': [7.8, 2038.0], 'El Centro': [23.2, 0.0], 'Highline': [27.5, 0.0]} | 7921.6011 | 2033.8325 | 0.25675 | 5887.7686 | 0.74325 | 0 | 0 | 0 | 0 | 0 | 3.0516 | 0.00038522 | 2.9985 | 0.00037852 | 0 | 0 | 0 | 0 | 0 | 2399.2769 | 0.30288 | 5522.3242 | 1263.8724 | 0.15955 | 6657.7286 | 2874.0076 | 0.36281 | 5047.5935 | 4199.4033 | 0.53012 | 3722.1978 | 3912.1936 | 0.49386 | 4009.4075 | 710.7 | 0.089717 | 7210.9011
70 | Avenal | Central_Valley_North_Los_Banos | PGE Kern | {'Gates': [11.2, 0.0], 'Cal Flats': [13.7, 111.0], 'Arco': [18.0, 0.0], 'Mustang': [20.7, 0.0], 'Henrietta': [21.8, 0.0], 'Cholame': [23.6, 111.0], 'Leprino': [24.0, 0.0], 'Gates-Midway (Proposed)': [24.4, 0.0], 'Schindler': [29.3, 0.0], 'Excelsior': [29.8, 0.0]} | 1658.1451 | 108.4647 | 0.065413 | 1549.6804 | 0.93459 | 0 | 0 | 0 | 0 | 0 | 0 | 0 | 0 | 0 | 0 | 1633.5084 | 0.98514 | 2.1631 | 0.0013045 | 1337.1729 | 0.80643 | 320.9723 | 0 | 0 | 1658.1451 | 530.0082 | 0.31964 | 1128.137 | 1337.1729 | 0.80643 | 320.9723 | 1255.1877 | 0.75698 | 402.9574 | 0.25211 | 0.00015204 | 1657.893
78 | Bailey | Tehachapi | SCE Northern | {'Pastoria': [11.6, 853.0], 'Whirlwind': [20.1, 7686.0], 'Wheeler Ridge': [24.4, 0.0], 'Pardee': [25.7, 0.0], 'Saugus': [26.9, 0.0], 'Antelope': [27.7, 456.0]} | 82390.8438 | 7683.7017 | 0.093259 | 74707.1406 | 0.90674 | 0 | 0 | 0 | 0 | 0 | 1851.8018 | 0.022476 | 1474.2144 | 0.017893 | 0 | 29551.666 | 0.35868 | 20082.0781 | 0.24374 | 39973.5117 | 0.48517 | 42417.332 | 45872.5352 | 0.55677 | 36518.3086 | 32507.9766 | 0.39456 | 49882.8672 | 70173.7031 | 0.85172 | 12217.1406 | 35266.1836 | 0.42804 | 47124.6602 | 1144.2012 | 0.013887 | 81246.6426
43 | Bakersfield | Central_Valley_North_Los_Banos | PGE Kern | {'West Park': [2.2, 0.0], 'Columbus': [3.7, 0.0], 'Kern Oil': [3.8, 0.0], 'Rosedale': [4.2, 0.0], 'Sycamore': [4.6, 0.0], 'Magunden': [5.0, 0.0], 'Kern Power': [5.3, 0.0], 'Stockdale': [6.0, 0.0], 'Cal Water': [6.3, 0.0], '7th Standard': [8.0, 0.0], 'Tevis': [8.4, 0.0], 'Renfro': [9.0, 0.0], 'Unknown - 3327': [10.1, 0.0], 'Lamont': [10.2, 0.0], 'Lerdo': [11.4, 0.0], 'Poso Mt.': [12.2, 0.0], 'Grimmway-Malaga': [12.6, 0.0], 'Rio Bravo': [14.9, 0.0], 'Tupman': [15.2, 0.0], 'Norco': [18.6, 0.0], 'Shafter': [19.7, 0.0], 'Wheeler Ridge': [20.7, 0.0], 'Charca': [23.6, 0.0], 'Midway - Wheeler Ridge (Proposed)': [23.6, 0.0], 'Elk Hills': [23.8, 0.0], 'Midway': [25.3, 0.0], 'Semitropic': [28.5, 0.0]} | 0 | 0 | 0 | 0 | 0 | 0 | 0 | 0 | 0 | 0 | 0 | 0 | 0 | 0 | 0 | 0 | 0 | 0 | 0 | 0 | 0 | 0 | 0 | 0 | 0 | 0 | 0 | 0 | 0 | 0 | 0 | 0 | 0 | 0 | 0 | 0 | 0
113 | Barre | Greater_LA | SCE Metro | {'Lewis': [4.8, 11.0], 'Del Amo': [7.1, 319.0], 'Alamitos': [7.4, 319.0], 'Villa Park': [8.5, 0.0], 'Ellis': [8.8, 80.0], 'Johanna': [9.9, 11.0], 'Olinda': [10.1, 0.0], 'Center': [10.9, 319.0], 'Serrano': [11.1, 0.0], 'Huntington Beach': [11.2, 170.0], 'Lighthipe': [12.2, 319.0], 'Walnut': [13.9, 0.0], 'Hinson': [13.9, 319.0], 'Harborgen': [14.3, 319.0], 'Long Beach': [14.3, 319.0], 'Laguna Bell': [15.0, 29.0], 'Arcogen': [15.1, 319.0], 'Santiago': [15.8, 9.0], 'Mesa': [17.4, 0.0], 'Rio Hondo': [20.4, 0.0], 'La Fresa': [20.6, 317.0], 'Chino': [21.8, 0.0], 'Viejo': [21.9, 0.0], 'El Nido': [23.3, 268.0], 'Redondo': [23.5, 317.0], 'Goodrich': [24.4, 0.0], 'Trabuco': [24.6, 9.0], 'Chevmain': [25.1, 108.0], 'La Cienega': [26.3, 0.0], 'El Segundo': [26.3, 16.0], 'Margarita': [27.1, 0.0], 'Capistrano': [27.4, 0.0], 'Mira Loma': [27.6, 0.0], 'Padua': [29.1, 0.0]} | 700.7379 | 310.2426 | 0.44274 | 390.4953 | 0.55726 | 0 | 0 | 0 | 0 | 0 | 0 | 0 | 0 | 0 | 0 | 0 | 0 | 0 | 0 | 0 | 0 | 700.7379 | 180.5818 | 0.2577 | 520.1561 | 357.3808 | 0.51001 | 343.357 | 357.3808 | 0.51001 | 343.357 | 0 | 0 | 700.7379 | 31.2094 | 0.044538 | 669.5285
294 | Bay Boulevard | Greater_SD | SDGE Imperial | {'Silvergate': [6.6, 176.0], 'Miguel': [8.1, 160.0], 'Otay Mesa': [11.0, 23.0], 'Mission': [12.3, 174.0], 'Old Town': [12.3, 174.0], 'Kearny': [15.6, 170.0], 'Sycamore Canyon': [21.6, 0.0], 'Penasquitos': [22.6, 124.0], 'Suncrest': [27.7, 0.0]} | 712.6788 | 168.5841 | 0.23655 | 544.0947 | 0.76345 | 0 | 0 | 0 | 0 | 0 | 0 | 0 | 0 | 0 | 0 | 0 | 0 | 0 | 0 | 54.4389 | 0.076386 | 658.2399 | 258.1874 | 0.36228 | 454.4914 | 470.4703 | 0.66014 | 242.2085 | 475.917 | 0.66779 | 236.7617 | 0 | 0 | 712.6788 | 48.9698 | 0.068712 | 663.709
295 | Beatty | Southern_NV_Eldorado | SCE EOP | {'Lathrop': [27.5, 0.0], 'Valley (VEA)': [29.5, 0.0]} | 6446.186 | 2798.0337 | 0.43406 | 3648.1523 | 0.56594 | 0 | 0 | 0 | 0 | 0 | 0 | 0 | 0 | 0 | 0 | 0 | 0 | 0 | 0 | 0 | 0 | 6446.186 | 0 | 0 | 6446.186 | 0 | 0 | 6446.186 | 0 | 0 | 6446.186 | 0 | 0 | 6446.186 | 0 | 0 | 6446.186
175 | Bellevue | Mendocino_Marin | PGE NGBA | {'Penngrove': [4.7, 58.0], 'Fulton': [8.6, 0.0], 'Lakeville': [11.3, 58.0], 'Ignacio': [22.9, 58.0], 'Tulucay': [25.8, 0.0], 'Geysers Tap 1': [26.0, 0.0]} | 4608.5488 | 58.1157 | 0.01261 | 4550.4331 | 0.98739 | 0 | 0 | 0 | 0 | 0 | 180.6421 | 0.039197 | 0 | 0 | 0 | 3302.1772 | 0.71653 | 0 | 0 | 3706.4082 | 0.80425 | 902.1406 | 1315.5586 | 0.28546 | 3292.9902 | 2881.9207 | 0.62534 | 1726.6282 | 4325.0078 | 0.93848 | 283.541 | 3731.8447 | 0.80977 | 876.7041 | 32.4186 | 0.0070344 | 4576.1302
153 | Bellota | Solano | PGE GBA | {'Rancho Seco - Bellota (Proposed)': [8.2, 0.0], 'Lockeford': [10.7, 0.0], 'Camanche': [13.7, 0.0], 'Weber': [14.0, 0.0], 'Riverbank': [18.0, 0.0], 'Stagg': [18.3, 0.0], 'Ripon': [19.3, 0.0], 'Eight Mile': [20.0, 0.0], 'Vierra': [20.7, 0.0], 'Warnerville': [22.1, 0.0], 'New Melones': [26.8, 0.0], 'Peoria': [29.2, 0.0]} | 0 | 0 | 0 | 0 | 0 | 0 | 0 | 0 | 0 | 0 | 0 | 0 | 0 | 0 | 0 | 0 | 0 | 0 | 0 | 0 | 0 | 0 | 0 | 0 | 0 | 0 | 0 | 0 | 0 | 0 | 0 | 0 | 0 | 0 | 0 | 0 | 0
217 | Big Creek Hydro Facilities | Central_Valley_North_Los_Banos | PGE Fresno | {} | 9.3064 | 0 | 0 | 0 | 0 | 0 | 0 | 0 | 0 | 0 | 0 | 0 | 0 | 0 | 0 | 9.3064 | 1 | 0 | 0 | 0 | 0 | 9.3064 | 0 | 0 | 9.3064 | 9.3064 | 1 | 0 | 9.3064 | 1 | 0 | 9.3064 | 1 | 0 | 0 | 0 | 9.3064
203 | Birds Landing | Solano | PGE GBA | {'Shiloh III': [3.2, 28229.0], 'Pittsburg': [7.1, 27150.0], 'Kirker': [8.3, 24661.0], 'Contra Costa': [9.0, 26169.0], 'Lone Tree': [12.9, 20250.0], 'Peabody': [13.5, 17004.0], 'Clayton': [14.6, 8483.0], 'Grand Island': [15.0, 22449.0], 'Brentwood': [16.5, 8628.0], 'Martinez': [17.3, 133.0], 'Vaca-Dixon & Gc Yard': [19.7, 2820.0], 'Carquinez': [22.9, 6.0], 'Delta Pumps': [25.1, 0.0], 'Eight Mile': [25.1, 852.0], 'Tulucay': [25.3, 0.0], 'Kelso': [25.8, 0.0], 'Cayetano': [26.9, 0.0], 'Stagg': [27.8, 93.0], 'Putah Creek': [28.9, 211.0], 'Davis': [29.5, 0.0]} | 113061.6719 | 28271.6016 | 0.25005 | 84790.0703 | 0.74995 | 0 | 0 | 0 | 0 | 0 | 37973.3047 | 0.33586 | 17810.6523 | 0.15753 | 0 | 56477.7227 | 0.49953 | 0 | 0 | 17357.2109 | 0.15352 | 95704.4609 | 43977.0703 | 0.38897 | 69084.6016 | 41810.6289 | 0.3698 | 71251.043 | 57996.1133 | 0.51296 | 55065.5586 | 4828.4917 | 0.042707 | 108233.1802 | 27250.4961 | 0.24102 | 85811.1758
252 | BlytheSC 161 kV | Riverside (Exclude) | SCE Eastern | {'Colorado River': [12.6, 9435.0]} | 72373.2422 | 10567.7451 | 0.14602 | 61805.4961 | 0.85398 | 0 | 0 | 0 | 0 | 0 | 13.895 | 0.00019199 | 5.6506 | 7.8076e-05 | 0 | 0 | 0 | 0 | 0 | 29887.0469 | 0.41296 | 42486.1953 | 21356.7344 | 0.29509 | 51016.5078 | 18986.6621 | 0.26234 | 53386.5801 | 35352.3086 | 0.48847 | 37020.9336 | 52957.832 | 0.73173 | 19415.4102 | 148.4854 | 0.0020517 | 72224.7568
96 | Borden | Central_Valley_North_Los_Banos | PGE Fresno | {'Gregg': [6.1, 0.0], 'Kearney (New)': [16.0, 0.0], 'West Fresno': [16.8, 0.0], 'California Ave': [18.6, 0.0], 'Newhall': [19.4, 0.0], 'Dairyland': [20.5, 0.0], 'Malaga': [21.3, 0.0], 'Mc Mullin': [22.7, 0.0], 'Le Grand': [24.2, 0.0], 'Helm': [25.2, 0.0], 'Sanger': [25.5, 0.0], 'McCall': [28.8, 0.0], 'Mendota': [29.7, 0.0]} | 0 | 0 | 0 | 0 | 0 | 0 | 0 | 0 | 0 | 0 | 0 | 0 | 0 | 0 | 0 | 0 | 0 | 0 | 0 | 0 | 0 | 0 | 0 | 0 | 0 | 0 | 0 | 0 | 0 | 0 | 0 | 0 | 0 | 0 | 0 | 0 | 0
141 | Boulevard | Greater_Imperial | SDGE Imperial | {'East County': [9.0, 10319.0], 'Suncrest - Ocotillo (Proposed)': [13.7, 10428.0], 'Ocotillo Express': [14.6, 1684.0], 'Suncrest': [26.0, 0.0]} | 43960.8281 | 12688.6162 | 0.28863 | 31272.2109 | 0.71137 | 0 | 0 | 0 | 0 | 0 | 0.56491 | 1.285e-05 | 0 | 0 | 0 | 17378.9688 | 0.39533 | 17065.166 | 0.38819 | 2832.3733 | 0.064429 | 41128.4548 | 7712.0415 | 0.17543 | 36248.7866 | 17076.3027 | 0.38844 | 26884.5254 | 20704.709 | 0.47098 | 23256.1191 | 13385.4014 | 0.30448 | 30575.4268 | 489.4321 | 0.011133 | 43471.396
11 | Brentwood | Solano | PGE GBA | {'Lone Tree': [4.9, 8967.0], 'Contra Costa': [8.0, 8967.0], 'Delta Pumps': [8.7, 96.0], 'Kelso': [9.3, 96.0], 'Cayetano': [13.5, 96.0], 'Midway Green Ridge Services': [14.2, 21.0], 'Kirker': [14.3, 7756.0], 'Pittsburg': [14.5, 8024.0], 'Tesla': [15.5, 21.0], 'Clayton': [16.0, 4211.0], 'Birds Landing': [16.5, 8628.0], 'Stagg': [18.6, 335.0], 'Eight Mile': [19.0, 1095.0], 'Shiloh III': [19.6, 8560.0], 'Grand Island': [22.1, 6986.0], 'Vierra': [23.5, 0.0], 'Weber': [23.8, 0.0], 'Martinez': [24.9, 0.0], 'Peabody': [29.9, 67.0]} | 52108.0352 | 8945.5391 | 0.17167 | 43162.4961 | 0.82833 | 0 | 0 | 0 | 0 | 0 | 8830.7441 | 0.16947 | 3503.9038 | 0.067243 | 0 | 29823.8906 | 0.57235 | 101.5151 | 0.0019482 | 22618.9707 | 0.43408 | 29489.0645 | 29586.3867 | 0.56779 | 22521.6484 | 33058.9062 | 0.63443 | 19049.1289 | 38892.3203 | 0.74638 | 13215.7148 | 5667.7217 | 0.10877 | 46440.3135 | 5146.4263 | 0.098765 | 46961.6089
37 | Bridgeville | Humboldt | PGE NGBA | {'Humboldt': [27.2, 212.0]} | 11906.0166 | 2515.1941 | 0.21125 | 9390.8223 | 0.78875 | 0 | 0 | 0 | 0 | 0 | 1.5568 | 0.00013075 | 0 | 0 | 0 | 1257.9291 | 0.10565 | 0 | 0 | 1715.0898 | 0.14405 | 10190.9268 | 1644.9114 | 0.13816 | 10261.1052 | 2707.8093 | 0.22743 | 9198.2073 | 3641.5769 | 0.30586 | 8264.4397 | 6797.6792 | 0.57094 | 5108.3374 | 11.796 | 0.00099076 | 11894.2206
111 | Brunswick | Northern_California | PGE NGBA | {'Colgate': [10.8, 0.0], 'Higgins': [13.3, 0.0], 'Drum 1': [14.5, 0.0], 'East Marysville': [28.6, 0.0], 'Olivehurst': [28.9, 0.0]} | 0 | 0 | 0 | 0 | 0 | 0 | 0 | 0 | 0 | 0 | 0 | 0 | 0 | 0 | 0 | 0 | 0 | 0 | 0 | 0 | 0 | 0 | 0 | 0 | 0 | 0 | 0 | 0 | 0 | 0 | 0 | 0 | 0 | 0 | 0 | 0 | 0
4 | Cabrillo | Kern_Greater_Carrizo | PGE Kern | {'Sisquoc': [17.3, 0.0], 'Mesa': [25.2, 0.0]} | 22531.9688 | 877.3685 | 0.038939 | 21654.5996 | 0.96106 | 0 | 0 | 0 | 0 | 0 | 181.315 | 0.008047 | 3.9472 | 0.00017518 | 0 | 18891.3398 | 0.83842 | 0 | 0 | 17614.4883 | 0.78176 | 4917.4805 | 336.2427 | 0.014923 | 22195.7261 | 1313.994 | 0.058317 | 21217.9747 | 18643.2988 | 0.82742 | 3888.6699 | 11293.0068 | 0.5012 | 11238.9619 | 1548.6423 | 0.068731 | 20983.3264
219 | Cal Ave | Central_Valley_North_Los_Banos | PGE Fresno | {'Malaga': [2.8, 0.0], 'West Fresno': [3.0, 0.0], 'Kearney (New)': [6.6, 0.0], 'Sanger': [8.5, 0.0], 'McCall': [10.2, 0.0], 'Gregg': [12.5, 0.0], 'Mc Mullin': [15.2, 0.0], 'Borden': [18.6, 0.0], 'Wahtoke': [18.7, 0.0], 'Kingsburg': [18.9, 0.0], 'Reedley': [22.9, 0.0], 'Helm': [24.5, 0.0]} | 0 | 0 | 0 | 0 | 0 | 0 | 0 | 0 | 0 | 0 | 0 | 0 | 0 | 0 | 0 | 0 | 0 | 0 | 0 | 0 | 0 | 0 | 0 | 0 | 0 | 0 | 0 | 0 | 0 | 0 | 0 | 0 | 0 | 0 | 0 | 0 | 0
278 | Calcite | Greater_Kramer | SCE NOL | {'Lugo - Pisgah (Proposed)': [18.2, 568.0], 'Cool Water': [23.9, 0.0], 'Tortilla': [24.5, 109.0], 'Victor': [26.9, 123.0], 'Lugo': [27.8, 0.0], 'Roadway': [28.5, 9.0]} | 40890.7617 | 2933.8708 | 0.071749 | 37956.8906 | 0.92825 | 0 | 0 | 0 | 0 | 0 | 0 | 0 | 0 | 0 | 0 | 2448.6172 | 0.059882 | 2042.9437 | 0.049961 | 17281.8574 | 0.42263 | 23608.9043 | 13596.1455 | 0.3325 | 27294.6162 | 13383.1865 | 0.32729 | 27507.5752 | 27302.1777 | 0.66769 | 13588.584 | 21627.5391 | 0.52891 | 19263.2227 | 43.6049 | 0.0010664 | 40847.1568
316 | Cal Flats |  | PGE Fresno | {'Cholame': [12.7, 167.0], 'Avenal': [13.7, 111.0], 'Gates': [21.7, 0.0], 'Arco': [23.8, 0.0], 'Templeton': [29.6, 0.0]} | 3913.0063 | 163.8618 | 0.041876 | 3749.1445 | 0.95812 | 0 | 0 | 0 | 0 | 0 | 36.4685 | 0.0093198 | 0 | 0 | 0 | 3775.1494 | 0.96477 | 66.7825 | 0.017067 | 2416.9636 | 0.61767 | 1496.0427 | 389.6359 | 0.099575 | 3523.3705 | 1002.4501 | 0.25618 | 2910.5563 | 2570.9006 | 0.65701 | 1342.1057 | 3193.7271 | 0.81618 | 719.2793 | 9.3495 | 0.0023893 | 3903.6569
267 | Caliente | Kern_Greater_Carrizo | PGE Kern | {'Carrizo Plains': [6.9, 163.0], 'Solar': [8.1, 163.0], 'Kernridge': [10.9, 163.0], 'Temblor': [12.5, 163.0], 'Goose Lake': [24.4, 0.0], 'Midway': [26.3, 0.0], 'Arco': [27.4, 0.0], 'Gates-Midway (Proposed)': [28.9, 0.0], 'Taft': [29.8, 0.0]} | 1843.1268 | 163.4712 | 0.088692 | 1679.6556 | 0.91131 | 0 | 0 | 0 | 0 | 0 | 0 | 0 | 0 | 0 | 0 | 1088.9064 | 0.59079 | 0 | 0 | 1372.7471 | 0.74479 | 470.3798 | 0 | 0 | 1843.1268 | 277.3954 | 0.1505 | 1565.7314 | 1372.7471 | 0.74479 | 470.3798 | 1093.2666 | 0.59316 | 749.8602 | 0 | 0 | 1843.1268
248 | California Water | Central_Valley_North_Los_Banos | PGE Kern | {'Columbus': [2.7, 0.0], 'Magunden': [4.4, 0.0], 'Sycamore': [5.5, 0.0], 'Bakersfield': [6.3, 0.0], 'Kern Oil': [6.9, 0.0], 'West Park': [8.5, 0.0], 'Lamont': [8.9, 0.0], 'Unknown - 3327': [8.9, 0.0], 'Poso Mt.': [10.0, 0.0], 'Rosedale': [10.5, 0.0], 'Kern Power': [11.5, 0.0], 'Stockdale': [11.9, 0.0], 'Grimmway-Malaga': [12.3, 0.0], '7th Standard': [13.0, 0.0], 'Tevis': [14.7, 0.0], 'Renfro': [15.0, 0.0], 'Lerdo': [15.1, 0.0], 'Rio Bravo': [20.3, 0.0], 'Tupman': [21.4, 0.0], 'Wheeler Ridge': [23.4, 0.0], 'Shafter': [24.3, 0.0], 'Norco': [24.9, 0.0], 'Charca': [27.1, 0.0], 'Midway - Wheeler Ridge (Proposed)': [29.3, 0.0]} | 0 | 0 | 0 | 0 | 0 | 0 | 0 | 0 | 0 | 0 | 0 | 0 | 0 | 0 | 0 | 0 | 0 | 0 | 0 | 0 | 0 | 0 | 0 | 0 | 0 | 0 | 0 | 0 | 0 | 0 | 0 | 0 | 0 | 0 | 0 | 0 | 0
101 | Calpella | Mendocino_Marin | PGE NGBA | {'Ukiah': [3.7, 0.0], 'Mendocino': [3.7, 7.0], 'Hopland': [16.6, 0.0], 'Cloverdale': [29.3, 0.0]} | 335.208 | 7.1961 | 0.021467 | 328.012 | 0.97853 | 0 | 0 | 0 | 0 | 0 | 0 | 0 | 0 | 0 | 0 | 185.7038 | 0.554 | 91.9754 | 0.27438 | 96.0985 | 0.28668 | 239.1095 | 84.766 | 0.25288 | 250.442 | 152.7289 | 0.45562 | 182.4791 | 218.1911 | 0.65091 | 117.0169 | 294.9326 | 0.87985 | 40.2754 | 0 | 0 | 335.208
315 | Camanche | Solano | PGE GBA | {'Rancho Seco - Bellota (Proposed)': [5.8, 0.0], 'Lockeford': [9.9, 0.0], 'Bellota': [13.7, 0.0], 'Eight Mile': [22.0, 0.0], 'Stagg': [23.3, 0.0], 'Weber': [23.4, 0.0]} | 0 | 0 | 0 | 0 | 0 | 0 | 0 | 0 | 0 | 0 | 0 | 0 | 0 | 0 | 0 | 0 | 0 | 0 | 0 | 0 | 0 | 0 | 0 | 0 | 0 | 0 | 0 | 0 | 0 | 0 | 0 | 0 | 0 | 0 | 0 | 0 | 0
18 | Cantua | Central_Valley_North_Los_Banos | PGE Fresno | {'Excelsior': [6.5, 0.0], 'Schindler': [11.4, 0.0], 'Tranquility': [11.6, 0.0], 'Helm': [14.5, 0.0], 'Cheney': [17.6, 0.0], 'Panoche': [20.4, 0.0], 'Mendota': [21.1, 0.0], 'Mc Mullin': [22.7, 0.0], 'Gates': [23.3, 0.0], 'Mustang': [27.2, 0.0], 'Henrietta': [27.6, 0.0]} | 263.9852 | 0 | 0 | 0 | 0 | 0 | 0 | 0 | 0 | 0 | 0 | 0 | 0 | 0 | 0 | 170.5281 | 0.64598 | 75.5773 | 0.28629 | 263.9852 | 1 | 0 | 0 | 0 | 263.9852 | 26.707 | 0.10117 | 237.2782 | 263.9852 | 1 | 0 | 192.7034 | 0.72998 | 71.2818 | 0 | 0 | 263.9852
120 | Capistrano | Greater_LA | SDGE Imperial | {'Margarita': [3.4, 46.0], 'Trabuco': [3.5, 48.0], 'Talega': [6.8, 38.0], 'Viejo': [10.7, 31.0], 'San Onofre': [11.8, 36.0], 'Santiago': [12.0, 32.0], 'Johanna': [17.6, 11.0], 'Ellis': [20.0, 11.0], 'Huntington Beach': [20.2, 11.0], 'Lee Lake (Proposed)': [20.5, 0.0], 'Serrano': [22.9, 0.0], 'Villa Park': [23.0, 0.0], 'Lewis': [24.5, 3.0], 'Barre': [27.4, 0.0], 'San Luis Rey': [28.2, 0.0]} | 166.8693 | 41.7615 | 0.25026 | 125.1079 | 0.74974 | 0 | 0 | 0 | 0 | 0 | 0 | 0 | 0 | 0 | 0 | 0.069207 | 0.00041474 | 0 | 0 | 8.9877 | 0.053861 | 157.8816 | 31.6236 | 0.18951 | 135.2457 | 90.1327 | 0.54014 | 76.7367 | 99.1204 | 0.594 | 67.749 | 0 | 0 | 166.8693 | 2.1956 | 0.013158 | 164.6737
282 | Carpenter Canyon (fka Gamebird) | Southern_NV_Eldorado | SCE EOP | {'Pahrump': [4.5, 274.0], 'Crazy Eyes': [9.1, 210.0], 'Vista 2': [12.4, 32.0], 'Sandy Valley': [18.4, 0.0], 'Innovation': [29.2, 0.0]} | 14166.8154 | 273.2904 | 0.019291 | 13893.5254 | 0.98071 | 0 | 0 | 0 | 0 | 0 | 0 | 0 | 0 | 0 | 0 | 0 | 0 | 0 | 0 | 3071.2458 | 0.21679 | 11095.5696 | 639.3917 | 0.045133 | 13527.4237 | 5992.5752 | 0.423 | 8174.2402 | 7592.585 | 0.53594 | 6574.2305 | 11438.7539 | 0.80743 | 2728.0615 | 109.509 | 0.00773 | 14057.3064
172 | Carquinez | Solano | PGE NGBA | {'Martinez': [8.9, 1179.0], 'Tulucay': [10.9, 588.0], 'Ignacio': [15.9, 213.0], 'Clayton': [18.3, 1055.0], 'Kirker': [19.3, 488.0], 'Pittsburg': [19.5, 436.0], 'Peabody': [20.2, 149.0], 'Lakeville': [21.2, 125.0], 'Shiloh III': [22.5, 6.0], 'Birds Landing': [22.9, 6.0], 'Contra Costa': [26.1, 6.0], 'Vaca-Dixon & Gc Yard': [27.9, 27.0], 'Penngrove': [28.2, 0.0], 'Martin': [28.2, 69.0], 'Lone Tree': [28.4, 0.0]} | 14619.5674 | 1525.311 | 0.10433 | 13094.2559 | 0.89567 | 0 | 0 | 0 | 0 | 0 | 109.8208 | 0.0075119 | 0 | 0 | 0 | 8160.4985 | 0.55819 | 0 | 0 | 7769.4873 | 0.53144 | 6850.0801 | 4860.7075 | 0.33248 | 9758.8599 | 4128.2202 | 0.28238 | 10491.3472 | 12316.1523 | 0.84244 | 2303.415 | 5543.6934 | 0.3792 | 9075.874 | 3150.4443 | 0.2155 | 11469.123
158 | Carrizo Plains | Kern_Greater_Carrizo | PGE Kern | {'Solar': [1.1, 432.0], 'Caliente': [6.9, 163.0], 'Kernridge': [17.5, 163.0], 'Temblor': [19.4, 163.0], 'Cholame': [26.9, 72.0], 'Arco': [28.2, 0.0]} | 3681.3096 | 430.5201 | 0.11695 | 3250.7896 | 0.88305 | 0 | 0 | 0 | 0 | 0 | 7.0602 | 0.0019178 | 0 | 0 | 0 | 1257.7455 | 0.34166 | 1247.1388 | 0.33878 | 2046.5918 | 0.55594 | 1634.7178 | 12.246 | 0.0033265 | 3669.0636 | 289.6414 | 0.078679 | 3391.6681 | 2058.8376 | 0.55927 | 1622.4719 | 2459.1936 | 0.66802 | 1222.116 | 7.4772 | 0.0020311 | 3673.8324
204 | Cayetano | Solano | PGE GBA | {'Delta Pumps': [9.3, 96.0], 'Kelso': [10.0, 96.0], 'Midway Green Ridge Services': [10.1, 21.0], 'Tesla': [11.4, 21.0], 'Brentwood': [13.5, 96.0], 'Lone Tree': [14.4, 96.0], 'Clayton': [17.8, 96.0], 'Contra Costa': [18.0, 96.0], 'Newark': [20.2, 0.0], 'Eastshore': [20.5, 0.0], 'Kirker': [20.8, 75.0], 'Pittsburg': [21.7, 75.0], 'Los Esteros': [23.2, 0.0], 'Martinez': [26.8, 0.0], 'Scott': [26.9, 0.0], 'Birds Landing': [26.9, 0.0], 'Vierra': [27.5, 0.0], 'Stagg': [29.0, 0.0]} | 41225.4219 | 96.1201 | 0.0023316 | 41129.3008 | 0.99767 | 0 | 0 | 0 | 0 | 0 | 792.8136 | 0.019231 | 1025.8906 | 0.024885 | 0 | 38028.5039 | 0.92245 | 563.6443 | 0.013672 | 36220.1172 | 0.87859 | 5005.3047 | 30269.4922 | 0.73424 | 10955.9297 | 35812.8242 | 0.86871 | 5412.5977 | 40967.2383 | 0.99374 | 258.1836 | 13929.3057 | 0.33788 | 27296.1162 | 1381.9332 | 0.033521 | 39843.4886
79 | Center | Greater_LA | SCE Metro | {'Laguna Bell': [4.0, 29.0], 'Lighthipe': [5.2, 331.0], 'Del Amo': [5.6, 331.0], 'Mesa': [7.5, 0.0], 'Hinson': [10.1, 331.0], 'Walnut': [10.5, 0.0], 'Olinda': [10.6, 0.0], 'Barre': [10.9, 319.0], 'Arcogen': [11.0, 331.0], 'Alamitos': [11.3, 331.0], 'Harborgen': [12.5, 331.0], 'Long Beach': [13.2, 331.0], 'La Fresa': [13.7, 329.0], 'Rio Hondo': [14.1, 0.0], 'Lewis': [14.5, 2.0], 'Goodrich': [15.4, 0.0], 'El Nido': [15.5, 280.0], 'La Cienega': [16.4, 0.0], 'Redondo': [17.1, 329.0], 'Chevmain': [17.2, 120.0], 'Villa Park': [17.4, 0.0], 'El Segundo': [18.3, 24.0], 'Ellis': [19.2, 71.0], 'Serrano': [19.4, 0.0], 'Gould': [20.7, 0.0], 'Johanna': [20.8, 2.0], 'Huntington Beach': [20.8, 161.0], 'Chino': [25.0, 0.0], 'Santiago': [26.6, 0.0], 'Padua': [29.8, 0.0]} | 579.9572 | 312.2442 | 0.53839 | 267.7129 | 0.46161 | 0 | 0 | 0 | 0 | 0 | 0 | 0 | 0 | 0 | 0 | 0 | 0 | 0 | 0 | 0 | 0 | 579.9572 | 122.722 | 0.21161 | 457.2351 | 234.4567 | 0.40427 | 345.5005 | 234.4567 | 0.40427 | 345.5005 | 0 | 0 | 579.9572 | 4.6986 | 0.0081017 | 575.2585
44 | Charca | Central_Valley_North_Los_Banos | PGE Kern | {'Semitropic': [6.3, 0.0], 'Shafter': [6.5, 0.0], 'Smyrna': [10.5, 0.0], 'Rio Bravo': [12.0, 0.0], 'Lerdo': [12.3, 0.0], 'Goose Lake': [14.3, 0.0], 'Midway': [15.8, 0.0], '7th Standard': [16.0, 0.0], 'Renfro': [17.7, 0.0], 'Tupman': [17.8, 0.0], 'Kern Power': [20.3, 0.0], 'Kern Oil': [20.7, 0.0], 'Vestal': [21.0, 0.0], 'Poso Mt.': [21.0, 0.0], 'Olive': [21.1, 0.0], 'Rosedale': [21.2, 0.0], 'Sycamore': [21.7, 0.0], 'Norco': [22.2, 0.0], 'West Park': [22.8, 0.0], 'Tevis': [22.8, 0.0], 'Bakersfield': [23.6, 0.0], 'Stockdale': [24.8, 0.0], 'Alpaugh': [25.6, 0.0], 'Kernridge': [26.0, 0.0], 'Temblor': [26.0, 0.0], 'Columbus': [26.1, 0.0], 'Elk Hills': [26.5, 0.0], 'Gates-Midway (Proposed)': [27.0, 0.0], 'Cal Water': [27.1, 0.0], 'Magunden': [28.4, 0.0]} | 0 | 0 | 0 | 0 | 0 | 0 | 0 | 0 | 0 | 0 | 0 | 0 | 0 | 0 | 0 | 0 | 0 | 0 | 0 | 0 | 0 | 0 | 0 | 0 | 0 | 0 | 0 | 0 | 0 | 0 | 0 | 0 | 0 | 0 | 0 | 0 | 0
19 | Cheney | Central_Valley_North_Los_Banos | PGE Fresno | {'Panoche': [3.1, 0.0], 'Mendota': [7.3, 0.0], 'Tranquility': [7.6, 0.0], 'Cantua': [17.6, 0.0], 'Oro Loma': [18.8, 0.0], 'Newhall': [19.7, 0.0], 'Helm': [20.0, 0.0], 'Excelsior': [23.2, 0.0], 'Schindler': [27.1, 0.0]} | 0 | 0 | 0 | 0 | 0 | 0 | 0 | 0 | 0 | 0 | 0 | 0 | 0 | 0 | 0 | 0 | 0 | 0 | 0 | 0 | 0 | 0 | 0 | 0 | 0 | 0 | 0 | 0 | 0 | 0 | 0 | 0 | 0 | 0 | 0 | 0 | 0
222 | Chevmain | Greater_LA | SCE Metro | {'El Segundo': [1.2, 50.0], 'El Nido': [1.8, 168.0], 'Redondo': [3.8, 165.0], 'La Fresa': [4.6, 165.0], 'La Cienega': [6.9, 15.0], 'Arcogen': [10.9, 163.0], 'Hinson': [11.9, 163.0], 'Lighthipe': [13.2, 155.0], 'Harborgen': [13.2, 163.0], 'Long Beach': [13.9, 163.0], 'Laguna Bell': [15.5, 13.0], 'Center': [17.2, 120.0], 'Del Amo': [18.0, 143.0], 'Mesa': [19.2, 0.0], 'Alamitos': [19.9, 145.0], 'Goodrich': [24.9, 0.0], 'Barre': [25.1, 108.0], 'Gould': [25.2, 0.0], 'Walnut': [27.0, 0.0], 'Olinda': [27.8, 0.0], 'Rio Hondo': [28.0, 0.0], 'Sylmar-Pac Intertie': [28.3, 0.0], 'Lewis': [29.7, 0.0]} | 570.5729 | 152.9302 | 0.26803 | 417.6427 | 0.73197 | 0 | 0 | 0 | 0 | 0 | 0 | 0 | 0 | 0 | 0 | 0 | 0 | 0 | 0 | 0 | 0 | 570.5729 | 76.6696 | 0.13437 | 493.9034 | 382.3661 | 0.67014 | 188.2068 | 382.3661 | 0.67014 | 188.2068 | 0 | 0 | 570.5729 | 0 | 0 | 570.5729
132 | Chino | Greater_Kramer | SCE Metro | {'Mira Loma': [6.6, 0.0], 'Padua': [8.7, 0.0], 'Rancho Vista': [10.3, 0.0], 'Etiwanda': [10.7, 0.0], 'Serrano': [13.3, 0.0], 'Olinda': [14.5, 0.0], 'Villa Park': [15.5, 0.0], 'Walnut': [15.6, 0.0], 'Lewis': [18.2, 0.0], 'Rio Hondo': [18.8, 0.0], 'Vista': [20.8, 0.0], 'Lee Lake (Proposed)': [21.6, 0.0], 'Barre': [21.8, 0.0], 'Johanna': [22.0, 0.0], 'Viejo': [22.9, 0.0], 'Santiago': [23.5, 0.0], 'Mesa': [24.9, 0.0], 'Center': [25.0, 0.0], 'Goodrich': [25.7, 0.0], 'San Bernardino': [25.9, 0.0], 'Del Amo': [26.2, 0.0], 'Ellis': [26.4, 0.0], 'Laguna Bell': [27.0, 0.0], 'Alamitos': [29.0, 0.0], 'Lighthipe': [29.7, 0.0], 'Huntington Beach': [29.8, 0.0]} | 0 | 0 | 0 | 0 | 0 | 0 | 0 | 0 | 0 | 0 | 0 | 0 | 0 | 0 | 0 | 0 | 0 | 0 | 0 | 0 | 0 | 0 | 0 | 0 | 0 | 0 | 0 | 0 | 0 | 0 | 0 | 0 | 0 | 0 | 0 | 0 | 0
159 | Cholame | Kern_Greater_Carrizo | PGE Fresno | {'Cal Flats': [12.7, 167.0], 'Templeton': [21.4, 0.0], 'Avenal': [23.6, 111.0], 'Arco': [24.5, 0.0], 'Solar': [26.1, 72.0], 'Carrizo Plains': [26.9, 72.0]} | 7645.5044 | 323.0792 | 0.042257 | 7322.4253 | 0.95774 | 0 | 0 | 0 | 0 | 0 | 1067.2858 | 0.1396 | 0 | 0 | 0 | 7207.5068 | 0.94271 | 0 | 0 | 5357.3271 | 0.70072 | 2288.1772 | 389.6359 | 0.050963 | 7255.8685 | 1576.0399 | 0.20614 | 6069.4645 | 5729.7441 | 0.74943 | 1915.7603 | 5043.8291 | 0.65971 | 2601.6753 | 68.5177 | 0.0089618 | 7576.9867
12 | Clayton | Solano | PGE GBA | {'Kirker': [6.3, 9040.0], 'Pittsburg': [7.5, 8988.0], 'Martinez': [9.4, 1182.0], 'Contra Costa': [10.9, 8579.0], 'Lone Tree': [11.4, 8522.0], 'Birds Landing': [14.6, 8483.0], 'Brentwood': [16.0, 4211.0], 'Shiloh III': [16.9, 8483.0], 'Cayetano': [17.8, 96.0], 'Carquinez': [18.3, 1055.0], 'Delta Pumps': [21.4, 96.0], 'Kelso': [22.4, 96.0], 'Eastshore': [23.5, 0.0], 'Peabody': [23.6, 4411.0], 'Midway Green Ridge Services': [25.7, 21.0], 'Tulucay': [26.5, 351.0], 'Tesla': [27.3, 21.0], 'Grand Island': [28.6, 3138.0], 'Martin': [29.2, 0.0]} | 33576.1562 | 9616.3096 | 0.2864 | 23959.8477 | 0.7136 | 0 | 0 | 0 | 0 | 0 | 6109.4092 | 0.18196 | 2.4272 | 7.229e-05 | 0 | 18403.8457 | 0.54812 | 101.5151 | 0.0030234 | 11024.6699 | 0.32835 | 22551.4863 | 17702.2734 | 0.52723 | 15873.8828 | 12743.0781 | 0.37953 | 20833.0781 | 20517.4043 | 0.61107 | 13058.752 | 4053.6309 | 0.12073 | 29522.5254 | 10341.2832 | 0.30799 | 23234.873
176 | Cloverdale | Mendocino_Marin | PGE NGBA | {'Eagle Rock': [11.0, 0.0], 'Hopland': [12.7, 244.0], 'Geysers Tap 1': [14.1, 0.0], 'Fulton': [24.7, 0.0], 'Ukiah': [25.8, 0.0], 'Calpella': [29.3, 0.0]} | 12240.3174 | 358.0586 | 0.029252 | 11882.2588 | 0.97075 | 0 | 0 | 0 | 0 | 0 | 152.1007 | 0.012426 | 27.8003 | 0.0022712 | 0 | 5131.3101 | 0.41921 | 4697.353 | 0.38376 | 10358.3887 | 0.84625 | 1881.9287 | 3613.0518 | 0.29518 | 8627.2656 | 6692.646 | 0.54677 | 5547.6714 | 11028.2002 | 0.90097 | 1212.1172 | 7298.7388 | 0.59629 | 4941.5786 | 11.2521 | 0.00091927 | 12229.0653
109 | Coburn | Peninsula_Monterey | PGE GBA | {} | 5619.126 | 1720.2411 | 0.30614 | 3898.8848 | 0.69386 | 0 | 0 | 0 | 0 | 0 | 52.2309 | 0.0092952 | 1158.9312 | 0.20625 | 0 | 1695.2523 | 0.30169 | 2168.0198 | 0.38583 | 2516.0056 | 0.44776 | 3103.1204 | 69.9247 | 0.012444 | 5549.2013 | 794.0789 | 0.14132 | 4825.0471 | 2984.9331 | 0.53121 | 2634.1929 | 2286.5293 | 0.40692 | 3332.5967 | 139.2985 | 0.02479 | 5479.8275
276 | Colgate | Northern_California | PGE NGBA | {'Brunswick': [10.8, 0.0], 'Palermo': [19.5, 0.0], 'Higgins': [20.5, 0.0], 'Honcut': [21.7, 0.0], 'Wyandotte': [21.8, 0.0], 'East Marysville': [23.0, 0.0], 'Drum 1': [23.2, 0.0], 'Olivehurst': [25.1, 0.0], 'Thermalito': [26.8, 0.0], 'Pease': [27.6, 0.0], 'Table Mt.': [28.8, 0.0]} | 0 | 0 | 0 | 0 | 0 | 0 | 0 | 0 | 0 | 0 | 0 | 0 | 0 | 0 | 0 | 0 | 0 | 0 | 0 | 0 | 0 | 0 | 0 | 0 | 0 | 0 | 0 | 0 | 0 | 0 | 0 | 0 | 0 | 0 | 0 | 0 | 0
257 | Colorado River | Riverside (Exclude) | SCE Eastern | {'Blythe': [12.6, 9435.0], 'Red Bluff': [29.8, 0.0]} | 86063.9062 | 9433.377 | 0.10961 | 76630.5312 | 0.89039 | 0 | 0 | 0 | 0 | 0 | 13.6383 | 0.00015847 | 4.0605 | 4.718e-05 | 0 | 0 | 0 | 0 | 0 | 44325.4023 | 0.51503 | 41738.5039 | 33951.6406 | 0.39449 | 52112.2656 | 32135.4668 | 0.37339 | 53928.4395 | 54118.1016 | 0.62881 | 31945.8047 | 63485.1797 | 0.73765 | 22578.7266 | 186.7576 | 0.00217 | 85877.1486
45 | Columbus | Central_Valley_North_Los_Banos | PGE Kern | {'Cal Water': [2.7, 0.0], 'Magunden': [2.8, 0.0], 'Bakersfield': [3.7, 0.0], 'Sycamore': [4.7, 0.0], 'Kern Oil': [5.4, 0.0], 'West Park': [5.9, 0.0], 'Rosedale': [7.9, 0.0], 'Unknown - 3327': [8.2, 0.0], 'Lamont': [8.3, 0.0], 'Kern Power': [9.0, 0.0], 'Stockdale': [9.1, 0.0], 'Poso Mt.': [11.1, 0.0], '7th Standard': [11.2, 0.0], 'Grimmway-Malaga': [11.3, 0.0], 'Tevis': [12.0, 0.0], 'Renfro': [12.7, 0.0], 'Lerdo': [13.9, 0.0], 'Rio Bravo': [18.3, 0.0], 'Tupman': [18.9, 0.0], 'Wheeler Ridge': [21.5, 0.0], 'Norco': [22.2, 0.0], 'Shafter': [22.7, 0.0], 'Charca': [26.1, 0.0], 'Midway - Wheeler Ridge (Proposed)': [26.6, 0.0], 'Elk Hills': [27.4, 0.0], 'Midway': [28.9, 0.0]} | 0 | 0 | 0 | 0 | 0 | 0 | 0 | 0 | 0 | 0 | 0 | 0 | 0 | 0 | 0 | 0 | 0 | 0 | 0 | 0 | 0 | 0 | 0 | 0 | 0 | 0 | 0 | 0 | 0 | 0 | 0 | 0 | 0 | 0 | 0 | 0 | 0
13 | Contra Costa | Solano | PGE GBA | {'Lone Tree': [3.9, 20589.0], 'Pittsburg': [6.7, 25433.0], 'Kirker': [6.9, 24034.0], 'Brentwood': [8.0, 8967.0], 'Birds Landing': [9.0, 26169.0], 'Clayton': [10.9, 8579.0], 'Shiloh III': [12.2, 26101.0], 'Delta Pumps': [16.3, 96.0], 'Kelso': [17.1, 96.0], 'Cayetano': [18.0, 96.0], 'Martinez': [18.2, 133.0], 'Grand Island': [19.1, 20996.0], 'Midway Green Ridge Services': [21.7, 21.0], 'Peabody': [22.2, 14876.0], 'Eight Mile': [22.5, 1095.0], 'Tesla': [23.1, 21.0], 'Stagg': [23.7, 335.0], 'Carquinez': [26.1, 6.0], 'Vaca-Dixon & Gc Yard': [28.7, 866.0]} | 76857.0859 | 26479.2559 | 0.34453 | 50377.8281 | 0.65547 | 0 | 0 | 0 | 0 | 0 | 27766.1992 | 0.36127 | 5269.1299 | 0.068558 | 0 | 41680.7656 | 0.54232 | 101.5151 | 0.0013208 | 14174.332 | 0.18442 | 62682.7539 | 31754.3848 | 0.41316 | 45102.7012 | 30440.1758 | 0.39606 | 46416.9102 | 40074.6875 | 0.52142 | 36782.3984 | 3521.9438 | 0.045825 | 73335.1421 | 14103.9014 | 0.18351 | 62753.1846
216 | Control | Greater_Kramer (Exclude) | SCE NOL | {'Inyo': [2.2, 157.0]} | 3531.5674 | 157.1005 | 0.044485 | 3374.4668 | 0.95552 | 0 | 0 | 0 | 0 | 0 | 0 | 0 | 0 | 0 | 0 | 0 | 0 | 0 | 0 | 0 | 0 | 3531.5674 | 0 | 0 | 3531.5674 | 1892.7014 | 0.53594 | 1638.866 | 1892.7014 | 0.53594 | 1638.866 | 3281.9717 | 0.92932 | 249.5957 | 911.0204 | 0.25796 | 2620.547
231 | Coolwater | Greater_Kramer | SCE NOL | {'Tortilla': [10.0, 346.0], 'Calcite': [23.9, 0.0], 'Pisgah': [27.3, 4986.0]} | 58712.5156 | 22097.0176 | 0.37636 | 36615.5 | 0.62364 | 0 | 0 | 0 | 0 | 0 | 705.735 | 0.01202 | 581.1177 | 0.0098977 | 0 | 0 | 0 | 0 | 0 | 32219.4434 | 0.54877 | 26493.0723 | 12207.8828 | 0.20793 | 46504.6328 | 5864.0708 | 0.099878 | 52848.4448 | 33349.1289 | 0.56801 | 25363.3867 | 22763.0703 | 0.3877 | 35949.4453 | 1127.9255 | 0.019211 | 57584.5901
71 | Corcoran | Central_Valley_North_Los_Banos | PGE Fresno | {'Waukena': [2.3, 0.0], 'Alpaugh': [11.5, 0.0], 'GWF Hanford': [12.2, 0.0], 'Olive': [15.9, 0.0], 'Leprino': [17.9, 0.0], 'Henrietta': [21.4, 0.0], 'Mustang': [21.9, 0.0], 'Rector': [22.0, 0.0], 'Gates-Midway (Proposed)': [25.5, 0.0], 'Kingsburg': [26.2, 0.0], 'Smyrna': [27.6, 0.0]} | 0 | 0 | 0 | 0 | 0 | 0 | 0 | 0 | 0 | 0 | 0 | 0 | 0 | 0 | 0 | 0 | 0 | 0 | 0 | 0 | 0 | 0 | 0 | 0 | 0 | 0 | 0 | 0 | 0 | 0 | 0 | 0 | 0 | 0 | 0 | 0 | 0
9 | Cortina | Northern_California | PGE NGBA | {'Delevan': [17.3, 0.0], 'Logan Creek': [29.0, 0.0]} | 8399.0605 | 41.3895 | 0.0049279 | 8357.6709 | 0.99507 | 0 | 0 | 0 | 0 | 0 | 0 | 0 | 0 | 0 | 0 | 232.8253 | 0.02772 | 8165.5337 | 0.9722 | 2953.9519 | 0.3517 | 5445.1086 | 1947.2986 | 0.23185 | 6451.762 | 1736.8695 | 0.20679 | 6662.191 | 4545.2583 | 0.54116 | 3853.8022 | 8172.8457 | 0.97307 | 226.2148 | 33.4626 | 0.0039841 | 8365.598
169 | Cottonwood | Northern_California | PGE NGBA | {'Jessup': [5.5, 0.0]} | 0 | 0 | 0 | 0 | 0 | 0 | 0 | 0 | 0 | 0 | 0 | 0 | 0 | 0 | 0 | 0 | 0 | 0 | 0 | 0 | 0 | 0 | 0 | 0 | 0 | 0 | 0 | 0 | 0 | 0 | 0 | 0 | 0 | 0 | 0 | 0 | 0
225 | Cove Rd | Northern_California | PGE NGBA | {'Round Mt.': [4.9, 698.0], 'New Sub - Pit 1 - Cottonwood (Proposed)': [6.8, 698.0], 'Pit 1': [23.9, 0.0]} | 8265.875 | 734.6874 | 0.088882 | 7531.1875 | 0.91112 | 0 | 0 | 0 | 0 | 0 | 0 | 0 | 0 | 0 | 0 | 6809.3135 | 0.82379 | 742.9023 | 0.089876 | 5549.4731 | 0.67137 | 2716.4019 | 1196.8671 | 0.1448 | 7069.0079 | 1309.1584 | 0.15838 | 6956.7166 | 6756.5776 | 0.81741 | 1509.2974 | 3476.0164 | 0.42053 | 4789.8586 | 119.9264 | 0.014509 | 8145.9486
228 | Coyote | Peninsula_Monterey | PGE GBA | {'Metcalf 1': [0.3, 0.0], 'Hicks': [8.5, 0.0], 'Scott': [15.7, 0.0], 'Los Esteros': [17.5, 0.0], 'Llagas': [18.1, 0.0], 'Newark': [23.4, 0.0], 'Moss Landing': [28.7, 0.0]} | 1236.7762 | 0 | 0 | 0 | 0 | 0 | 0 | 0 | 0 | 0 | 0 | 0 | 0 | 0 | 0 | 975.5572 | 0.78879 | 261.219 | 0.21121 | 886.204 | 0.71654 | 350.5722 | 498.6675 | 0.4032 | 738.1087 | 510.8423 | 0.41304 | 725.934 | 1004.3856 | 0.8121 | 232.3907 | 1166.098 | 0.94285 | 70.6782 | 8.4724 | 0.0068504 | 1228.3038
309 | Crow Creek | Central_Valley_North_Los_Banos | PGE Fresno | {'Fink (Proposed)': [0.4, 0.0], 'Miller': [8.4, 0.0], 'Westley': [14.7, 0.0], 'Quinto': [17.9, 0.0], 'Los Banos': [23.0, 0.0], 'Ripon': [26.4, 0.0]} | 4173.8989 | 0 | 0 | 0 | 0 | 0 | 0 | 0 | 0 | 0 | 0 | 0 | 0 | 0 | 0 | 1934.8499 | 0.46356 | 2239.0491 | 0.53644 | 3989.5415 | 0.95583 | 184.3574 | 798.1971 | 0.19124 | 3375.7018 | 1800.921 | 0.43147 | 2372.9779 | 4090.3938 | 0.97999 | 83.5051 | 4173.8989 | 1 | 0 | 0.75207 | 0.00018018 | 4173.1469
190 | Curtis | El_Dorado_Mariposa | PGE GBA | {'Peoria': [10.9, 0.0], 'Chinese Station': [11.1, 0.0], 'New Melones': [11.6, 0.0], 'Donnells-Curtis': [24.4, 0.0]} | 0 | 0 | 0 | 0 | 0 | 0 | 0 | 0 | 0 | 0 | 0 | 0 | 0 | 0 | 0 | 0 | 0 | 0 | 0 | 0 | 0 | 0 | 0 | 0 | 0 | 0 | 0 | 0 | 0 | 0 | 0 | 0 | 0 | 0 | 0 | 0 | 0
97 | Dairyland | Central_Valley_North_Los_Banos | PGE Fresno | {'Le Grand': [9.3, 0.0], 'Newhall': [13.0, 0.0], 'Wilson': [17.2, 0.0], 'Merced': [17.8, 0.0], 'Borden': [20.5, 0.0], 'Oro Loma': [22.0, 0.0], 'Mendota': [24.4, 0.0], 'Gregg': [26.1, 0.0]} | 0 | 0 | 0 | 0 | 0 | 0 | 0 | 0 | 0 | 0 | 0 | 0 | 0 | 0 | 0 | 0 | 0 | 0 | 0 | 0 | 0 | 0 | 0 | 0 | 0 | 0 | 0 | 0 | 0 | 0 | 0 | 0 | 0 | 0 | 0 | 0 | 0
194 | Davis | Solano | PGE NGBA | {'Woodland': [9.3, 0.0], 'Putah Creek': [14.2, 116.0], 'Vaca-Dixon & Gc Yard': [14.2, 140.0], 'Madison': [15.4, 79.0], 'Peabody': [22.0, 56.0], 'Grand Island': [23.0, 23.0], 'Shiloh III': [26.7, 37.0], 'Birds Landing': [29.5, 0.0], 'Pleasant Grove': [30.0, 0.0]} | 18153.9238 | 139.2952 | 0.007673 | 18014.6289 | 0.99233 | 0 | 0 | 0 | 0 | 0 | 6477.772 | 0.35682 | 7397.9849 | 0.40751 | 0 | 10530.8174 | 0.58008 | 0 | 0 | 3128.3103 | 0.17232 | 15025.6135 | 270.0905 | 0.014878 | 17883.8334 | 2594.7944 | 0.14293 | 15559.1294 | 5015.9883 | 0.2763 | 13137.9355 | 159.9812 | 0.0088125 | 17993.9426 | 2885.3872 | 0.15894 | 15268.5366
80 | Del Amo | Greater_LA | SCE Metro | {'Lighthipe': [5.0, 365.0], 'Center': [5.6, 331.0], 'Alamitos': [5.7, 365.0], 'Barre': [7.1, 319.0], 'Hinson': [7.5, 365.0], 'Arcogen': [8.7, 365.0], 'Harborgen': [8.9, 365.0], 'Laguna Bell': [9.3, 29.0], 'Long Beach': [9.3, 365.0], 'Lewis': [11.7, 2.0], 'Olinda': [12.1, 0.0], 'Mesa': [13.1, 0.0], 'La Fresa': [13.7, 364.0], 'Walnut': [13.9, 0.0], 'Ellis': [14.3, 71.0], 'Villa Park': [15.3, 0.0], 'Huntington Beach': [15.5, 161.0], 'El Nido': [16.2, 314.0], 'Redondo': [16.7, 364.0], 'Johanna': [16.8, 2.0], 'Serrano': [17.7, 0.0], 'Chevmain': [18.0, 143.0], 'Rio Hondo': [19.0, 0.0], 'El Segundo': [19.2, 27.0], 'La Cienega': [19.3, 0.0], 'Goodrich': [20.9, 0.0], 'Santiago': [22.7, 0.0], 'Chino': [26.2, 0.0], 'Gould': [26.3, 0.0], 'Viejo': [29.0, 0.0]} | 876.4536 | 343.3129 | 0.39171 | 533.1406 | 0.60829 | 0 | 0 | 0 | 0 | 0 | 0 | 0 | 0 | 0 | 0 | 0 | 0 | 0 | 0 | 0 | 0 | 876.4536 | 125.7795 | 0.14351 | 750.6741 | 482.7644 | 0.55082 | 393.6891 | 482.7644 | 0.55082 | 393.6891 | 0 | 0 | 876.4536 | 5.0578 | 0.0057708 | 871.3957
280 | Delaney | Arizona | SCE Arizona | {'Palo Verde': [12.1, 0.0], 'Hassayampa': [14.1, 0.0]} | 0 | 0 | 0 | 0 | 0 | 0 | 0 | 0 | 0 | 0 | 0 | 0 | 0 | 0 | 0 | 0 | 0 | 0 | 0 | 0 | 0 | 0 | 0 | 0 | 0 | 0 | 0 | 0 | 0 | 0 | 0 | 0 | 0 | 0 | 0 | 0 | 0
274 | Delevan | Northern_California | PGE NGBA | {'Logan Creek': [11.8, 0.0], 'Cortina': [17.3, 0.0], 'Glenn': [29.1, 0.0]} | 616.4869 | 0 | 0 | 0 | 0 | 0 | 0 | 0 | 0 | 0 | 0 | 0 | 0 | 0 | 0 | 62.3996 | 0.10122 | 554.0873 | 0.89878 | 310.8562 | 0.50424 | 305.6308 | 30.345 | 0.049223 | 586.1419 | 70.0847 | 0.11368 | 546.4022 | 378.7655 | 0.61439 | 237.7214 | 616.4869 | 1 | 0 | 0.022359 | 3.6269e-05 | 616.4646
213 | Delta Switching Yard | Solano | PGE GBA | {'Kelso': [1.0, 96.0], 'Midway Green Ridge Services': [5.4, 21.0], 'Tesla': [6.8, 21.0], 'Brentwood': [8.7, 96.0], 'Cayetano': [9.3, 96.0], 'Lone Tree': [12.6, 96.0], 'Contra Costa': [16.3, 96.0], 'Vierra': [18.9, 0.0], 'Stagg': [19.9, 0.0], 'Clayton': [21.4, 96.0], 'Kirker': [21.8, 75.0], 'Pittsburg': [22.2, 75.0], 'Eight Mile': [22.3, 0.0], 'Weber': [22.4, 0.0], 'Birds Landing': [25.1, 0.0], 'Ripon': [26.1, 0.0], 'Westley': [27.4, 0.0], 'Shiloh III': [28.3, 0.0], 'Newark': [28.8, 0.0], 'Eastshore': [29.7, 0.0], 'Grand Island': [29.8, 0.0]} | 42225.4805 | 96.1201 | 0.0022764 | 42129.3594 | 0.99772 | 0 | 0 | 0 | 0 | 0 | 792.8136 | 0.018776 | 1025.8906 | 0.024296 | 0 | 38880.2109 | 0.92078 | 712.0002 | 0.016862 | 37477.4688 | 0.88756 | 4748.0117 | 31280.4277 | 0.7408 | 10945.0527 | 36835.5742 | 0.87235 | 5389.9062 | 41967.2969 | 0.99389 | 258.1836 | 15053.3545 | 0.3565 | 27172.126 | 1384.938 | 0.032799 | 40840.5425
281 | Desert View | Southern_NV_Eldorado | SCE EOP | {'Harry Allen': [26.7, 0.0], 'Crazy Eyes': [28.7, 0.0], 'Sandy Valley': [29.3, 0.0]} | 3274.8728 | 1882.111 | 0.57471 | 1392.7618 | 0.42529 | 0 | 0 | 0 | 0 | 0 | 0 | 0 | 0 | 0 | 0 | 841.0215 | 0.25681 | 0 | 0 | 0 | 0 | 3274.8728 | 0 | 0 | 3274.8728 | 0 | 0 | 3274.8728 | 0 | 0 | 3274.8728 | 0 | 0 | 3274.8728 | 0 | 0 | 3274.8728
125 | Devers | Riverside | SCE Eastern | {'Mirage': [14.4, 7251.0], 'El Casco': [28.8, 0.0]} | 29595.2949 | 7424.2676 | 0.25086 | 22171.0273 | 0.74914 | 0 | 0 | 0 | 0 | 0 | 109.1119 | 0.0036868 | 0 | 0 | 0 | 7418.1719 | 0.25065 | 3459.4683 | 0.11689 | 9462.5752 | 0.31973 | 20132.7197 | 10120.3838 | 0.34196 | 19474.9111 | 11097.542 | 0.37498 | 18497.7529 | 14847.0938 | 0.50167 | 14748.2012 | 12832.1084 | 0.43359 | 16763.1865 | 80.5478 | 0.0027216 | 29514.7472
230 | Diablo | Kern_Greater_Carrizo | PGE Kern | {'Morro Bay': [10.9, 196.0], 'San Luis Obispo': [12.4, 258.0], 'Oceano': [17.0, 192.0], 'Templeton': [25.2, 1.0], 'Mesa': [26.5, 2.0]} | 3080.8455 | 255.5694 | 0.082954 | 2825.2761 | 0.91705 | 0 | 0 | 0 | 0 | 0 | 1.0967 | 0.00035597 | 0 | 0 | 0 | 1953.6898 | 0.63414 | 198.6781 | 0.064488 | 485.1135 | 0.15746 | 2595.732 | 125.0194 | 0.04058 | 2955.826 | 1803.8708 | 0.58551 | 1276.9746 | 1943.8744 | 0.63095 | 1136.9711 | 1946.2791 | 0.63174 | 1134.5664 | 80.1314 | 0.02601 | 3000.7141
234 | Donnells | El_Dorado_Mariposa | PGE GBA | {'Curtis': [24.4, 0.0]} | 2143.5042 | 255.1787 | 0.11905 | 1888.3254 | 0.88095 | 0 | 0 | 0 | 0 | 0 | 0 | 0 | 0 | 0 | 0 | 962.8639 | 0.4492 | 0 | 0 | 0 | 0 | 2143.5042 | 9.468 | 0.0044171 | 2134.0361 | 459.7935 | 0.21451 | 1683.7106 | 469.2616 | 0.21892 | 1674.2426 | 1628.5009 | 0.75974 | 515.0033 | 217.8804 | 0.10165 | 1925.6238
226 | Drum | Northern_California | PGE NGBA | {'Brunswick': [14.5, 0.0], 'Summit': [21.2, 58.0], 'Higgins': [22.8, 0.0], 'Colgate': [23.2, 0.0]} | 2105.4612 | 324.0803 | 0.15392 | 1781.3809 | 0.84608 | 0 | 0 | 0 | 0 | 0 | 0 | 0 | 0 | 0 | 0 | 1216.3346 | 0.5777 | 136.3417 | 0.064756 | 785.5763 | 0.37311 | 1319.8849 | 214.8211 | 0.10203 | 1890.6401 | 223.0662 | 0.10595 | 1882.395 | 1000.3974 | 0.47514 | 1105.0638 | 1300.1752 | 0.61753 | 805.286 | 88.127 | 0.041856 | 2017.3342
73 | Eagle Rock | Mendocino_Marin | PGE NGBA | {'Geysers Tap 1': [6.0, 0.0], 'Cloverdale': [11.0, 0.0], 'Hopland': [17.6, 0.0], 'Fulton': [23.0, 0.0], 'Ukiah': [29.9, 0.0]} | 8622.6123 | 0.7343 | 8.5159e-05 | 8621.8779 | 0.99991 | 0 | 0 | 0 | 0 | 0 | 138.925 | 0.016112 | 10.0628 | 0.001167 | 0 | 3782.7742 | 0.4387 | 3798.21 | 0.44049 | 7973.2256 | 0.92469 | 649.3867 | 4175.8853 | 0.48429 | 4446.7271 | 5681.4023 | 0.6589 | 2941.21 | 8621.8779 | 0.99991 | 0.73438 | 3221.9377 | 0.37366 | 5400.6746 | 9.1665 | 0.0010631 | 8613.4458
197 | East Marysville | Northern_California | PGE NGBA | {'Olivehurst': [5.0, 0.0], 'Pease': [5.4, 0.0], 'Honcut': [11.0, 0.0], 'Rio Oso': [16.6, 0.0], 'Palermo': [20.2, 0.0], 'Wyandotte': [22.7, 0.0], 'Colgate': [23.0, 0.0], 'Thermalito': [24.5, 0.0], 'Higgins': [26.6, 0.0], 'Pleasant Grove': [27.3, 0.0], 'Table Mt.': [27.4, 0.0], 'Brunswick': [28.6, 0.0]} | 1037.9777 | 0 | 0 | 0 | 0 | 0 | 0 | 0 | 0 | 0 | 0 | 0 | 0 | 0 | 0 | 1037.9777 | 1 | 0 | 0 | 1000.7464 | 0.96413 | 37.2313 | 764.2484 | 0.73629 | 273.7292 | 764.2484 | 0.73629 | 273.7292 | 1004.7218 | 0.96796 | 33.2559 | 1030.7152 | 0.993 | 7.2625 | 2.8023 | 0.0026998 | 1035.1754
1 | East Shore | Solano | PGE GBA | {'Newark': [11.2, 30.0], 'Martin': [16.9, 212.0], 'Los Esteros': [17.0, 1.0], 'Scott': [19.3, 0.0], 'Cayetano': [20.5, 0.0], 'Clayton': [23.5, 0.0], 'Martinez': [26.9, 0.0], 'Hicks': [29.5, 0.0], 'Lone Tree': [29.5, 0.0], 'Kirker': [29.7, 0.0], 'Delta Pumps': [29.7, 0.0], 'Midway Green Ridge Services': [29.8, 0.0]} | 568.1574 | 230.4406 | 0.40559 | 337.7168 | 0.59441 | 0 | 0 | 0 | 0 | 0 | 0 | 0 | 0 | 0 | 0 | 58.4027 | 0.10279 | 0 | 0 | 58.4027 | 0.10279 | 509.7547 | 92.232 | 0.16234 | 475.9254 | 134.4216 | 0.23659 | 433.7358 | 192.8243 | 0.33939 | 375.3331 | 58.4027 | 0.10279 | 509.7547 | 117.0104 | 0.20595 | 451.147
264 | ECO | Greater_Imperial | SDGE Imperial | {'Boulevard': [9.0, 10319.0], 'Ocotillo Express': [9.2, 3232.0], 'Suncrest - Ocotillo (Proposed)': [22.1, 8049.0], 'Imperial Valley': [24.6, 678.0]} | 47558.9648 | 11856.3125 | 0.2493 | 35702.6523 | 0.7507 | 0 | 0 | 0 | 0 | 0 | 0.56491 | 1.1878e-05 | 0 | 0 | 0 | 17245.1504 | 0.36261 | 9484.4473 | 0.19943 | 10041.7227 | 0.21114 | 37517.2422 | 7896.8252 | 0.16604 | 39662.1396 | 16257.2607 | 0.34183 | 31301.7041 | 27295.2988 | 0.57393 | 20263.666 | 13379.7256 | 0.28133 | 34179.2393 | 451.4696 | 0.0094928 | 47107.4952
237 | Eight Mile | Solano | PGE GBA | {'Stagg': [4.8, 335.0], 'Weber': [12.2, 0.0], 'Lockeford': [12.5, 0.0], 'Grand Island': [16.6, 1095.0], 'Vierra': [18.9, 0.0], 'Brentwood': [19.0, 1095.0], 'Bellota': [20.0, 0.0], 'Rancho Seco - Bellota (Proposed)': [21.3, 0.0], 'Kelso': [21.9, 0.0], 'Camanche': [22.0, 0.0], 'Delta Pumps': [22.3, 0.0], 'Lone Tree': [22.3, 1095.0], 'Contra Costa': [22.5, 1095.0], 'Ripon': [24.4, 0.0], 'Birds Landing': [25.1, 852.0], 'Midway Green Ridge Services': [25.7, 0.0], 'Tesla': [26.0, 0.0], 'Shiloh III': [26.7, 784.0], 'Pittsburg': [28.4, 173.0], 'Kirker': [28.9, 41.0]} | 6036.5981 | 1090.6166 | 0.18067 | 4945.9814 | 0.81933 | 0 | 0 | 0 | 0 | 0 | 653.5085 | 0.10826 | 1310.5013 | 0.21709 | 0 | 0 | 0 | 0 | 0 | 51.2831 | 0.0084954 | 5985.3151 | 3652.7661 | 0.6051 | 2383.832 | 3652.7661 | 0.6051 | 2383.832 | 3670.4009 | 0.60802 | 2366.1973 | 0 | 0 | 6036.5981 | 684.4872 | 0.11339 | 5352.1109
255 | El Casco | Riverside (Exclude) | SCE Eastern | {'San Bernardino': [12.1, 0.0], 'Vista': [14.8, 0.0], 'Valley': [16.3, 0.0], 'Lee Lake (Proposed)': [26.1, 0.0], 'Etiwanda': [27.2, 0.0], 'Rancho Vista': [27.6, 0.0], 'Mira Loma': [28.1, 0.0], 'Devers': [28.8, 0.0]} | 1678.1704 | 573.2035 | 0.34156 | 1104.9669 | 0.65844 | 0 | 0 | 0 | 0 | 0 | 0 | 0 | 0 | 0 | 0 | 381.2552 | 0.22719 | 1240.3427 | 0.7391 | 668.6591 | 0.39845 | 1009.5114 | 352.9832 | 0.21034 | 1325.1873 | 469.5956 | 0.27983 | 1208.5748 | 828.3177 | 0.49358 | 849.8527 | 798.3435 | 0.47572 | 879.8269 | 17.0996 | 0.010189 | 1661.0709
38 | El Centro | Greater_Imperial | SDGE Imperial | {'Imperial Valley': [11.9, 1053.0], 'Highline': [15.5, 48.0], 'North Gila - IV (Proposed)': [19.4, 25.0], 'Arkansas': [23.2, 0.0], 'Sonora': [25.8, 0.0], 'Bannister': [27.8, 0.0], 'Ocotillo Express': [29.8, 0.0]} | 3555.2439 | 1113.0957 | 0.31309 | 2442.1482 | 0.68691 | 0 | 0 | 0 | 0 | 0 | 53.287 | 0.014988 | 26.8769 | 0.0075598 | 0 | 0 | 0 | 0 | 0 | 1074.6464 | 0.30227 | 2480.5975 | 103.5193 | 0.029117 | 3451.7246 | 103.5193 | 0.029117 | 3451.7246 | 1178.1656 | 0.33139 | 2377.0782 | 1534.8282 | 0.43171 | 2020.4156 | 340.1667 | 0.09568 | 3215.0772
301 | Eldorado | Southern_NV_Eldorado | SCE EOP | {'Sloan Canyon': [5.2, 433.0], 'Mead': [13.3, 352.0], 'Primm': [22.0, 0.0]} | 7503.2798 | 427.9177 | 0.057031 | 7075.3623 | 0.94297 | 0 | 0 | 0 | 0 | 0 | 0 | 0 | 0 | 0 | 0 | 0 | 0 | 0 | 0 | 0 | 0 | 7503.2798 | 0 | 0 | 7503.2798 | 0 | 0 | 7503.2798 | 0 | 0 | 7503.2798 | 0 | 0 | 7503.2798 | 0 | 0 | 7503.2798
46 | Elk Hills | Central_Valley_North_Los_Banos | PGE Kern | {'Norco': [5.6, 0.0], 'Taft': [8.6, 0.0], 'Midway - Wheeler Ridge (Proposed)': [9.4, 0.0], 'Tupman': [10.7, 0.0], 'Midway': [13.0, 0.0], 'Tevis': [15.4, 0.0], 'Rio Bravo': [16.3, 0.0], 'Renfro': [16.4, 0.0], 'Stockdale': [18.5, 0.0], 'Kern Power': [19.0, 0.0], 'Rosedale': [19.8, 0.0], 'Shafter': [20.1, 0.0], '7th Standard': [20.2, 0.0], 'Temblor': [21.0, 0.0], 'West Park': [21.6, 0.0], 'Lerdo': [22.8, 0.0], 'Bakersfield': [23.8, 0.0], 'Wheeler Ridge': [24.6, 0.0], 'Kern Oil': [25.0, 0.0], 'Kernridge': [25.4, 0.0], 'Semitropic': [26.1, 0.0], 'Charca': [26.5, 0.0], 'Sycamore': [26.8, 0.0], 'Magunden': [27.3, 0.0], 'Columbus': [27.4, 0.0], 'Goose Lake': [28.3, 0.0], 'Grimmway-Malaga': [29.2, 0.0], 'Unknown - 3327': [29.4, 0.0], 'Lamont': [29.5, 0.0]} | 0 | 0 | 0 | 0 | 0 | 0 | 0 | 0 | 0 | 0 | 0 | 0 | 0 | 0 | 0 | 0 | 0 | 0 | 0 | 0 | 0 | 0 | 0 | 0 | 0 | 0 | 0 | 0 | 0 | 0 | 0 | 0 | 0 | 0 | 0 | 0 | 0
114 | Ellis | Greater_LA | SCE Metro | {'Huntington Beach': [3.4, 91.0], 'Johanna': [5.6, 21.0], 'Barre': [8.8, 80.0], 'Lewis': [8.9, 14.0], 'Santiago': [10.2, 20.0], 'Alamitos': [10.5, 72.0], 'Villa Park': [10.9, 0.0], 'Serrano': [13.3, 0.0], 'Del Amo': [14.3, 71.0], 'Long Beach': [17.2, 71.0], 'Viejo': [17.4, 9.0], 'Harborgen': [17.6, 71.0], 'Trabuco': [17.7, 20.0], 'Olinda': [18.0, 0.0], 'Hinson': [18.6, 71.0], 'Lighthipe': [19.0, 71.0], 'Center': [19.2, 71.0], 'Arcogen': [19.5, 71.0], 'Capistrano': [20.0, 11.0], 'Margarita': [20.4, 9.0], 'Walnut': [22.3, 0.0], 'Laguna Bell': [23.2, 2.0], 'La Fresa': [25.8, 70.0], 'Mesa': [26.1, 0.0], 'Chino': [26.4, 0.0], 'Talega': [26.8, 1.0], 'Redondo': [28.0, 70.0], 'El Nido': [28.7, 20.0], 'Lee Lake (Proposed)': [28.8, 0.0], 'Rio Hondo': [29.0, 0.0]} | 492.0973 | 87.2171 | 0.17724 | 404.8802 | 0.82276 | 0 | 0 | 0 | 0 | 0 | 0 | 0 | 0 | 0 | 0 | 0 | 0 | 0 | 0 | 8.9877 | 0.018264 | 483.1096 | 182.9798 | 0.37184 | 309.1176 | 371.9246 | 0.75579 | 120.1727 | 380.9124 | 0.77406 | 111.185 | 0 | 0 | 492.0973 | 31.2094 | 0.063421 | 460.8879
81 | El Nido | Greater_LA | SCE Metro | {'Chevmain': [1.8, 168.0], 'La Fresa': [2.9, 337.0], 'El Segundo': [3.0, 49.0], 'Redondo': [3.4, 337.0], 'La Cienega': [7.2, 14.0], 'Arcogen': [9.2, 334.0], 'Hinson': [10.1, 334.0], 'Lighthipe': [11.4, 326.0], 'Harborgen': [11.6, 334.0], 'Long Beach': [12.4, 334.0], 'Laguna Bell': [14.1, 29.0], 'Center': [15.5, 280.0], 'Del Amo': [16.2, 314.0], 'Mesa': [18.0, 0.0], 'Alamitos': [18.2, 316.0], 'Barre': [23.3, 268.0], 'Goodrich': [24.1, 0.0], 'Gould': [24.9, 0.0], 'Walnut': [25.5, 0.0], 'Olinda': [26.2, 0.0], 'Rio Hondo': [26.8, 0.0], 'Lewis': [27.9, 0.0], 'Huntington Beach': [28.5, 110.0], 'Ellis': [28.7, 20.0], 'Sylmar-Pac Intertie': [29.2, 0.0]} | 788.1806 | 317.3534 | 0.40264 | 470.8272 | 0.59736 | 0 | 0 | 0 | 0 | 0 | 0 | 0 | 0 | 0 | 0 | 0 | 0 | 0 | 0 | 0 | 0 | 788.1806 | 76.6696 | 0.097274 | 711.511 | 410.1559 | 0.52038 | 378.0247 | 410.1559 | 0.52038 | 378.0247 | 0 | 0 | 788.1806 | 0 | 0 | 788.1806
41 | El Segundo | Greater_LA | SCE Metro | {'Chevmain': [1.2, 50.0], 'El Nido': [3.0, 49.0], 'Redondo': [4.6, 47.0], 'La Fresa': [5.8, 47.0], 'La Cienega': [6.9, 15.0], 'Arcogen': [12.1, 45.0], 'Hinson': [13.1, 45.0], 'Lighthipe': [14.4, 37.0], 'Harborgen': [14.4, 45.0], 'Long Beach': [15.0, 45.0], 'Laguna Bell': [16.5, 6.0], 'Center': [18.3, 24.0], 'Del Amo': [19.2, 27.0], 'Mesa': [20.0, 0.0], 'Alamitos': [21.1, 27.0], 'Goodrich': [25.5, 0.0], 'Gould': [25.5, 0.0], 'Barre': [26.3, 16.0], 'Sylmar-Pac Intertie': [27.7, 0.0], 'Walnut': [28.0, 0.0], 'Rio Hondo': [28.8, 0.0], 'Olinda': [28.9, 0.0]} | 233.9105 | 45.2104 | 0.19328 | 188.7001 | 0.80672 | 0 | 0 | 0 | 0 | 0 | 0 | 0 | 0 | 0 | 0 | 0 | 0 | 0 | 0 | 0 | 0 | 233.9105 | 76.6696 | 0.32777 | 157.2409 | 169.0971 | 0.72291 | 64.8134 | 169.0971 | 0.72291 | 64.8134 | 0 | 0 | 233.9105 | 0 | 0 | 233.9105
142 | Encina | Greater_SD | SDGE Imperial | {'Palomar Airport': [2.9, 29.0], 'San Luis Rey': [5.1, 29.0], 'Escondido': [12.7, 5.0], 'Penasquitos': [16.5, 2.0], 'San Onofre': [20.4, 11.0], 'Sycamore Canyon': [23.3, 0.0], 'Kearny': [24.0, 0.0], 'Talega': [25.7, 0.0], 'Mission': [26.9, 0.0], 'Old Town': [26.9, 0.0]} | 215.4208 | 26.1496 | 0.12139 | 189.2713 | 0.87861 | 0 | 0 | 0 | 0 | 0 | 0.090055 | 0.00041804 | 0 | 0 | 0 | 2.1428 | 0.009947 | 0 | 0 | 33.7218 | 0.15654 | 181.699 | 170.1746 | 0.78996 | 45.2462 | 175.9918 | 0.81697 | 39.429 | 175.9918 | 0.81697 | 39.429 | 0 | 0 | 215.4208 | 32.2771 | 0.14983 | 183.1437
143 | Escondido | Greater_SD | SDGE Imperial | {'Palomar Airport': [9.9, 5.0], 'Encina': [12.7, 5.0], 'San Luis Rey': [13.9, 5.0], 'Sycamore Canyon': [15.2, 0.0], 'Penasquitos': [15.5, 2.0], 'Kearny': [20.2, 0.0], 'Mission': [23.6, 0.0], 'Old Town': [25.2, 0.0], 'Silvergate': [29.7, 0.0]} | 53.1043 | 3.5788 | 0.067391 | 49.5255 | 0.93261 | 0 | 0 | 0 | 0 | 0 | 0.0035794 | 6.7403e-05 | 0 | 0 | 0 | 0 | 0 | 0 | 0 | 0 | 0 | 53.1043 | 40.2277 | 0.75752 | 12.8766 | 45.991 | 0.86605 | 7.1132 | 45.991 | 0.86605 | 7.1132 | 0 | 0 | 53.1043 | 2.2597 | 0.042552 | 50.8446
10 | Etiwanda | Greater_Kramer | SCE Eastern | {'Rancho Vista': [0.4, 0.0], 'Mira Loma': [6.0, 0.0], 'Padua': [6.8, 0.0], 'Chino': [10.7, 0.0], 'Vista': [12.4, 0.0], 'San Bernardino': [16.6, 0.0], 'Lugo': [21.2, 0.0], 'Serrano': [23.4, 0.0], 'Lee Lake (Proposed)': [23.8, 0.0], 'Olinda': [24.7, 0.0], 'Walnut': [24.9, 0.0], 'Villa Park': [25.8, 0.0], 'Rio Hondo': [26.0, 0.0], 'El Casco': [27.2, 0.0], 'Lewis': [28.8, 0.0], 'Victor': [29.7, 0.0], 'Viejo': [29.8, 0.0]} | 1617.2356 | 0 | 0 | 0 | 0 | 0 | 0 | 0 | 0 | 0 | 0 | 0 | 0 | 0 | 0 | 356.4839 | 0.22043 | 1230.9224 | 0.76113 | 1617.2356 | 1 | 0 | 644.9932 | 0.39882 | 972.2424 | 470.2271 | 0.29076 | 1147.0085 | 1617.2356 | 1 | 0 | 780.7417 | 0.48276 | 836.4939 | 2.8319 | 0.0017511 | 1614.4037
270 | Excelsior | Central_Valley_North_Los_Banos | PGE Fresno | {'Schindler': [5.2, 0.0], 'Cantua': [6.5, 0.0], 'Helm': [13.6, 0.0], 'Tranquility': [16.3, 0.0], 'Gates': [18.8, 0.0], 'Mc Mullin': [19.0, 0.0], 'Mustang': [20.9, 0.0], 'Henrietta': [21.3, 0.0], 'Cheney': [23.2, 0.0], 'Leprino': [24.8, 0.0], 'Mendota': [25.5, 0.0], 'Panoche': [26.2, 0.0], 'Kearney (New)': [28.7, 0.0], 'Avenal': [29.8, 0.0]} | 263.9852 | 0 | 0 | 0 | 0 | 0 | 0 | 0 | 0 | 0 | 0 | 0 | 0 | 0 | 0 | 170.5281 | 0.64598 | 75.5773 | 0.28629 | 263.9852 | 1 | 0 | 0 | 0 | 263.9852 | 26.707 | 0.10117 | 237.2782 | 263.9852 | 1 | 0 | 192.7034 | 0.72998 | 71.2818 | 0 | 0 | 263.9852
302 | Fink (Proposed) | Central_Valley_North_Los_Banos | PGE Fresno | {'Crow Creek': [0.4, 0.0], 'Miller': [8.1, 0.0], 'Westley': [14.9, 0.0], 'Quinto': [17.7, 0.0], 'Los Banos': [22.8, 0.0], 'Ripon': [26.7, 0.0]} | 4368.9541 | 0 | 0 | 0 | 0 | 0 | 0 | 0 | 0 | 0 | 0 | 0 | 0 | 0 | 0 | 2007.9896 | 0.4596 | 2360.9646 | 0.5404 | 4184.5967 | 0.9578 | 184.3574 | 810.5745 | 0.18553 | 3558.3796 | 1817.6973 | 0.41605 | 2551.2568 | 4285.4492 | 0.98089 | 83.5049 | 4368.9541 | 1 | 0 | 0.75207 | 0.00017214 | 4368.202
177 | Fulton | Mendocino_Marin | PGE NGBA | {'Bellevue': [8.6, 0.0], 'Penngrove': [13.3, 0.0], 'Geysers Tap 1': [17.7, 0.0], 'Lakeville': [19.6, 0.0], 'Eagle Rock': [23.0, 0.0], 'Cloverdale': [24.7, 0.0]} | 511.9952 | 0 | 0 | 0 | 0 | 0 | 0 | 0 | 0 | 0 | 0.99251 | 0.0019385 | 0 | 0 | 0 | 148.8503 | 0.29073 | 0 | 0 | 437.6333 | 0.85476 | 74.3619 | 24.6316 | 0.048109 | 487.3636 | 255.9458 | 0.4999 | 256.0494 | 511.9952 | 1 | 0 | 465.1461 | 0.9085 | 46.8491 | 0 | 0 | 511.9952
20 | Gates | Central_Valley_North_Los_Banos | PGE Fresno | {'Avenal': [11.2, 0.0], 'Mustang': [13.1, 0.0], 'Henrietta': [14.2, 0.0], 'Leprino': [17.7, 0.0], 'Schindler': [18.1, 0.0], 'Excelsior': [18.8, 0.0], 'Cal Flats': [21.7, 0.0], 'Cantua': [23.3, 0.0], 'Arco': [27.8, 0.0], 'GWF Hanford': [28.1, 0.0]} | 35.5268 | 0 | 0 | 0 | 0 | 0 | 0 | 0 | 0 | 0 | 0 | 0 | 0 | 0 | 0 | 28.2764 | 0.79592 | 0 | 0 | 35.5268 | 1 | 0 | 0 | 0 | 35.5268 | 12.8874 | 0.36275 | 22.6393 | 35.5268 | 1 | 0 | 23.3192 | 0.65638 | 12.2076 | 0 | 0 | 35.5268
303 | Gates-Midway (Proposed) | Central_Valley_North_Los_Banos | PGE Kern | {'Arco': [8.7, 0.0], 'Goose Lake': [15.8, 0.0], 'Smyrna': [17.5, 0.0], 'Olive': [19.4, 0.0], 'Alpaugh': [21.2, 0.0], 'Semitropic': [21.8, 0.0], 'Kernridge': [23.2, 0.0], 'Avenal': [24.4, 0.0], 'Corcoran': [25.5, 0.0], 'Waukena': [26.9, 0.0], 'Charca': [27.0, 0.0], 'Temblor': [27.5, 0.0], 'Caliente': [28.9, 0.0]} | 0 | 0 | 0 | 0 | 0 | 0 | 0 | 0 | 0 | 0 | 0 | 0 | 0 | 0 | 0 | 0 | 0 | 0 | 0 | 0 | 0 | 0 | 0 | 0 | 0 | 0 | 0 | 0 | 0 | 0 | 0 | 0 | 0 | 0 | 0 | 0 | 0
269 | Geysers | Mendocino_Marin | PGE NGBA | {'Eagle Rock': [6.0, 0.0], 'Cloverdale': [14.1, 0.0], 'Fulton': [17.7, 0.0], 'Hopland': [23.2, 0.0], 'Bellevue': [26.0, 0.0]} | 8362.96 | 0 | 0 | 0 | 0 | 0 | 0 | 0 | 0 | 0 | 138.233 | 0.016529 | 10.0628 | 0.0012033 | 0 | 3865.0789 | 0.46217 | 3456.2529 | 0.41328 | 7746.3979 | 0.92627 | 616.562 | 4192.0488 | 0.50126 | 4170.9111 | 5716.2305 | 0.68352 | 2646.7295 | 8362.96 | 1 | 0 | 3043.0193 | 0.36387 | 5319.9407 | 9.1665 | 0.0010961 | 8353.7935
35 | Glenn | Northern_California | PGE NGBA | {'Logan Creek': [17.7, 0.0], 'Delevan': [29.1, 0.0]} | 3015.7271 | 456.8457 | 0.15149 | 2558.8813 | 0.84851 | 0 | 0 | 0 | 0 | 0 | 204.5083 | 0.067814 | 30.1868 | 0.01001 | 0 | 2983.4907 | 0.98931 | 0 | 0 | 1933.8337 | 0.64125 | 1081.8933 | 0 | 0 | 3015.7271 | 537.4064 | 0.1782 | 2478.3206 | 2263.9636 | 0.75072 | 751.7634 | 1127.7571 | 0.37396 | 1887.97 | 998.1971 | 0.331 | 2017.5299
129 | Gold Hill | Solano | PGE NGBA | {'Pleasant Grove': [14.6, 0.0], 'Placerville': [19.7, 0.0], 'Rio Oso': [26.2, 0.0], 'Higgins': [26.8, 0.0]} | 0 | 0 | 0 | 0 | 0 | 0 | 0 | 0 | 0 | 0 | 0 | 0 | 0 | 0 | 0 | 0 | 0 | 0 | 0 | 0 | 0 | 0 | 0 | 0 | 0 | 0 | 0 | 0 | 0 | 0 | 0 | 0 | 0 | 0 | 0 | 0 | 0
165 | Goleta | Kern_Greater_Carrizo | SCE Northern | {} | 1850.7208 | 251.1866 | 0.13572 | 1599.5342 | 0.86428 | 0 | 0 | 0 | 0 | 0 | 29.2269 | 0.015792 | 0 | 0 | 0 | 1352.2489 | 0.73066 | 41.4556 | 0.0224 | 1507.8735 | 0.81475 | 342.8473 | 0 | 0 | 1850.7208 | 10.1468 | 0.0054826 | 1840.574 | 1518.0204 | 0.82023 | 332.7004 | 648.9765 | 0.35066 | 1201.7443 | 57.2254 | 0.030921 | 1793.4954
82 | Goodrich | Greater_LA | SCE Metro | {'Rio Hondo': [6.9, 0.0], 'Gould': [7.5, 0.0], 'Mesa': [8.0, 0.0], 'Laguna Bell': [12.6, 0.0], 'Walnut': [12.6, 0.0], 'Center': [15.4, 0.0], 'Olinda': [17.0, 0.0], 'Lighthipe': [19.3, 0.0], 'La Cienega': [19.6, 0.0], 'Del Amo': [20.9, 0.0], 'Vincent': [23.1, 0.0], 'La Fresa': [24.0, 0.0], 'El Nido': [24.1, 0.0], 'Hinson': [24.2, 0.0], 'Barre': [24.4, 0.0], 'Arcogen': [24.7, 0.0], 'Chevmain': [24.9, 0.0], 'El Segundo': [25.5, 0.0], 'Chino': [25.7, 0.0], 'Padua': [25.8, 0.0], 'Sylmar-Pac Intertie': [25.9, 0.0], 'Lewis': [26.0, 0.0], 'Alamitos': [26.6, 0.0], 'Harborgen': [26.9, 0.0], 'Redondo': [27.1, 0.0], 'Villa Park': [27.3, 0.0], 'Long Beach': [27.7, 0.0], 'Serrano': [28.1, 0.0]} | 0 | 0 | 0 | 0 | 0 | 0 | 0 | 0 | 0 | 0 | 0 | 0 | 0 | 0 | 0 | 0 | 0 | 0 | 0 | 0 | 0 | 0 | 0 | 0 | 0 | 0 | 0 | 0 | 0 | 0 | 0 | 0 | 0 | 0 | 0 | 0 | 0
47 | Goose Lake | Central_Valley_North_Los_Banos | PGE Kern | {'Semitropic': [8.0, 0.0], 'Smyrna': [10.6, 0.0], 'Kernridge': [14.2, 0.0], 'Charca': [14.3, 0.0], 'Midway': [15.4, 0.0], 'Gates-Midway (Proposed)': [15.8, 0.0], 'Shafter': [15.9, 0.0], 'Temblor': [16.5, 0.0], 'Rio Bravo': [21.1, 0.0], 'Olive': [21.8, 0.0], 'Arco': [22.3, 0.0], 'Tupman': [24.4, 0.0], 'Caliente': [24.4, 0.0], 'Lerdo': [25.1, 0.0], 'Alpaugh': [25.9, 0.0], 'Norco': [26.6, 0.0], '7th Standard': [27.6, 0.0], 'Renfro': [27.7, 0.0], 'Elk Hills': [28.3, 0.0]} | 0 | 0 | 0 | 0 | 0 | 0 | 0 | 0 | 0 | 0 | 0 | 0 | 0 | 0 | 0 | 0 | 0 | 0 | 0 | 0 | 0 | 0 | 0 | 0 | 0 | 0 | 0 | 0 | 0 | 0 | 0 | 0 | 0 | 0 | 0 | 0 | 0
83 | Gould | Greater_LA | SCE Metro | {'Goodrich': [7.5, 0.0], 'Mesa': [13.4, 0.0], 'Rio Hondo': [14.3, 0.0], 'Laguna Bell': [17.1, 0.0], 'Vincent': [18.7, 0.0], 'La Cienega': [18.8, 0.0], 'Sylmar-Pac Intertie': [18.8, 0.0], 'Walnut': [20.0, 0.0], 'Center': [20.7, 0.0], 'Lighthipe': [23.5, 0.0], 'Olinda': [24.3, 0.0], 'El Nido': [24.9, 0.0], 'Chevmain': [25.2, 0.0], 'El Segundo': [25.5, 0.0], 'La Fresa': [25.6, 0.0], 'Saugus': [26.2, 0.0], 'Del Amo': [26.3, 0.0], 'Pardee': [27.2, 0.0], 'Hinson': [27.8, 0.0], 'Arcogen': [28.0, 0.0], 'Redondo': [28.2, 0.0]} | 5.2491 | 0 | 0 | 0 | 0 | 0 | 0 | 0 | 0 | 0 | 0 | 0 | 0 | 0 | 0 | 5.2491 | 1 | 0 | 0 | 5.2491 | 1 | 0 | 0 | 0 | 5.2491 | 0 | 0 | 5.2491 | 5.2491 | 1 | 0 | 5.2491 | 1 | 0 | 0 | 0 | 5.2491
130 | Grand Island | Solano | PGE NGBA | {'Shiloh III': [14.6, 22381.0], 'Birds Landing': [15.0, 22449.0], 'Eight Mile': [16.6, 1095.0], 'Contra Costa': [19.1, 20996.0], 'Peabody': [21.0, 13012.0], 'Stagg': [21.1, 335.0], 'Vaca-Dixon & Gc Yard': [21.4, 2380.0], 'Pittsburg': [21.4, 21593.0], 'Lone Tree': [21.8, 15166.0], 'Brentwood': [22.1, 6986.0], 'Kirker': [22.5, 19103.0], 'Davis': [23.0, 23.0], 'Lockeford': [24.7, 0.0], 'Clayton': [28.6, 3138.0], 'Weber': [28.8, 0.0], 'Putah Creek': [29.8, 0.0], 'Delta Pumps': [29.8, 0.0], 'Kelso': [30.0, 0.0]} | 107814.5078 | 22691.7832 | 0.21047 | 85122.7266 | 0.78953 | 0 | 0 | 0 | 0 | 0 | 36617.2539 | 0.33963 | 29562.6855 | 0.2742 | 0 | 49148.3984 | 0.45586 | 0 | 0 | 12199.877 | 0.11316 | 95614.6309 | 25545.8477 | 0.23694 | 82268.6602 | 31306.7852 | 0.29038 | 76507.7227 | 41077.0664 | 0.381 | 66737.4414 | 2736.7644 | 0.025384 | 105077.7434 | 19380.7285 | 0.17976 | 88433.7793
214 | Green Ridge Midway | Solano | PGE GBA | {'Tesla': [1.6, 21.0], 'Kelso': [5.0, 21.0], 'Delta Pumps': [5.4, 21.0], 'Cayetano': [10.1, 21.0], 'Brentwood': [14.2, 21.0], 'Vierra': [17.8, 0.0], 'Lone Tree': [17.9, 21.0], 'Contra Costa': [21.7, 21.0], 'Stagg': [22.5, 0.0], 'Weber': [23.2, 0.0], 'Westley': [23.2, 0.0], 'Ripon': [24.2, 0.0], 'Eight Mile': [25.7, 0.0], 'Clayton': [25.7, 21.0], 'Newark': [26.8, 0.0], 'Kirker': [26.8, 0.0], 'Pittsburg': [27.3, 0.0], 'Los Esteros': [28.0, 0.0], 'Eastshore': [29.8, 0.0]} | 39969.9062 | 21.1575 | 0.00052934 | 39948.75 | 0.99947 | 0 | 0 | 0 | 0 | 0 | 792.8136 | 0.019835 | 1025.8906 | 0.025667 | 0 | 36002.2305 | 0.90073 | 1335.7372 | 0.033419 | 36049.9766 | 0.90193 | 3919.9297 | 28263.125 | 0.70711 | 11706.7812 | 34022.8086 | 0.85121 | 5947.0977 | 39946.9141 | 0.99942 | 22.9922 | 14481.7363 | 0.36232 | 25488.1699 | 1328.0038 | 0.033225 | 38641.9025
98 | Gregg | Central_Valley_North_Los_Banos | PGE Fresno | {'Borden': [6.1, 0.0], 'Kearney (New)': [10.3, 0.0], 'West Fresno': [10.8, 0.0], 'California Ave': [12.5, 0.0], 'Malaga': [15.3, 0.0], 'Mc Mullin': [18.4, 0.0], 'Sanger': [19.7, 0.0], 'McCall': [22.7, 0.0], 'Newhall': [22.8, 0.0], 'Helm': [23.1, 0.0], 'Dairyland': [26.1, 0.0]} | 0 | 0 | 0 | 0 | 0 | 0 | 0 | 0 | 0 | 0 | 0 | 0 | 0 | 0 | 0 | 0 | 0 | 0 | 0 | 0 | 0 | 0 | 0 | 0 | 0 | 0 | 0 | 0 | 0 | 0 | 0 | 0 | 0 | 0 | 0 | 0 | 0
249 | Grimway | Central_Valley_North_Los_Banos | PGE Kern | {'Lamont': [3.4, 0.0], 'Unknown - 3327': [3.4, 0.0], 'Magunden': [8.6, 0.0], 'Columbus': [11.3, 0.0], 'Cal Water': [12.3, 0.0], 'Bakersfield': [12.6, 0.0], 'Stockdale': [12.6, 0.0], 'Wheeler Ridge': [12.7, 0.0], 'West Park': [13.4, 0.0], 'Rosedale': [15.2, 0.0], 'Sycamore': [15.9, 0.0], 'Tevis': [15.9, 0.0], 'Kern Oil': [16.1, 0.0], 'Kern Power': [16.2, 0.0], 'Renfro': [19.7, 0.0], '7th Standard': [20.2, 0.0], 'Pastoria': [21.6, 0.0], 'Poso Mt.': [22.2, 0.0], 'Lerdo': [24.0, 0.0], 'Tupman': [24.3, 0.0], 'Midway - Wheeler Ridge (Proposed)': [24.6, 0.0], 'Norco': [25.5, 0.0], 'Rio Bravo': [26.3, 0.0], 'Highwind': [29.1, 0.0], 'Elk Hills': [29.2, 0.0]} | 163.7618 | 0 | 0 | 0 | 0 | 0 | 0 | 0 | 0 | 0 | 0 | 0 | 0 | 0 | 0 | 160.1746 | 0.9781 | 3.5872 | 0.021905 | 163.7618 | 1 | 0 | 0 | 0 | 163.7618 | 0 | 0 | 163.7618 | 163.7618 | 1 | 0 | 32.7754 | 0.20014 | 130.9864 | 0 | 0 | 163.7618
243 | GWF Hanford Sw Sta | Central_Valley_North_Los_Banos | PGE Fresno | {'Waukena': [9.9, 0.0], 'Leprino': [10.6, 0.0], 'Corcoran': [12.2, 0.0], 'Henrietta': [14.4, 0.0], 'Mustang': [15.4, 0.0], 'Kingsburg': [15.5, 0.0], 'Rector': [22.6, 0.0], 'McCall': [23.6, 0.0], 'Alpaugh': [23.7, 0.0], 'Wahtoke': [26.2, 0.0], 'Reedley': [27.6, 0.0], 'Olive': [28.0, 0.0], 'Gates': [28.1, 0.0], 'Schindler': [28.9, 0.0], 'Mc Mullin': [29.3, 0.0], 'Malaga': [29.6, 0.0]} | 0 | 0 | 0 | 0 | 0 | 0 | 0 | 0 | 0 | 0 | 0 | 0 | 0 | 0 | 0 | 0 | 0 | 0 | 0 | 0 | 0 | 0 | 0 | 0 | 0 | 0 | 0 | 0 | 0 | 0 | 0 | 0 | 0 | 0 | 0 | 0 | 0
84 | Harborgen | Greater_LA | SCE Metro | {'Long Beach': [0.9, 385.0], 'Arcogen': [2.8, 385.0], 'Hinson': [2.8, 385.0], 'Alamitos': [7.5, 367.0], 'Lighthipe': [7.6, 377.0], 'La Fresa': [8.7, 384.0], 'Del Amo': [8.9, 365.0], 'Redondo': [10.4, 384.0], 'El Nido': [11.6, 334.0], 'Center': [12.5, 331.0], 'Chevmain': [13.2, 163.0], 'Laguna Bell': [14.3, 29.0], 'Barre': [14.3, 319.0], 'El Segundo': [14.4, 45.0], 'Huntington Beach': [17.0, 161.0], 'La Cienega': [17.6, 10.0], 'Ellis': [17.6, 71.0], 'Mesa': [19.0, 0.0], 'Lewis': [19.0, 2.0], 'Olinda': [21.0, 0.0], 'Johanna': [22.0, 2.0], 'Walnut': [22.5, 0.0], 'Villa Park': [22.8, 0.0], 'Serrano': [25.4, 0.0], 'Rio Hondo': [26.6, 0.0], 'Goodrich': [26.9, 0.0], 'Santiago': [27.6, 0.0]} | 920.1682 | 362.5046 | 0.39395 | 557.6636 | 0.60605 | 0 | 0 | 0 | 0 | 0 | 0 | 0 | 0 | 0 | 0 | 0 | 0 | 0 | 0 | 0 | 0 | 920.1682 | 128.8722 | 0.14005 | 791.2959 | 493.2043 | 0.53599 | 426.9638 | 493.2043 | 0.53599 | 426.9638 | 0 | 0 | 920.1682 | 5.0578 | 0.0054966 | 915.1103
310 | Harry Allen | Nevada |  | {'Desert View': [26.7, 0.0]} | 0 | 0 | 0 | 0 | 0 | 0 | 0 | 0 | 0 | 0 | 0 | 0 | 0 | 0 | 0 | 0 | 0 | 0 | 0 | 0 | 0 | 0 | 0 | 0 | 0 | 0 | 0 | 0 | 0 | 0 | 0 | 0 | 0 | 0 | 0 | 0 | 0
283 | Hassayampa | Arizona | SDGE Arizona | {'Palo Verde': [2.7, 0.0], 'Delaney': [14.1, 0.0]} | 0 | 0 | 0 | 0 | 0 | 0 | 0 | 0 | 0 | 0 | 0 | 0 | 0 | 0 | 0 | 0 | 0 | 0 | 0 | 0 | 0 | 0 | 0 | 0 | 0 | 0 | 0 | 0 | 0 | 0 | 0 | 0 | 0 | 0 | 0 | 0 | 0
21 | Helm | Central_Valley_North_Los_Banos | PGE Fresno | {'Mc Mullin': [10.4, 0.0], 'Tranquility': [12.7, 0.0], 'Schindler': [13.2, 0.0], 'Excelsior': [13.6, 0.0], 'Cantua': [14.5, 0.0], 'Mendota': [18.0, 0.0], 'Kearney (New)': [18.1, 0.0], 'Cheney': [20.0, 0.0], 'Newhall': [20.8, 0.0], 'West Fresno': [21.7, 0.0], 'Panoche': [22.9, 0.0], 'Gregg': [23.1, 0.0], 'California Ave': [24.5, 0.0], 'Borden': [25.2, 0.0], 'Malaga': [25.9, 0.0], 'Henrietta': [28.5, 0.0], 'Mustang': [28.6, 0.0], 'McCall': [29.8, 0.0]} | 0 | 0 | 0 | 0 | 0 | 0 | 0 | 0 | 0 | 0 | 0 | 0 | 0 | 0 | 0 | 0 | 0 | 0 | 0 | 0 | 0 | 0 | 0 | 0 | 0 | 0 | 0 | 0 | 0 | 0 | 0 | 0 | 0 | 0 | 0 | 0 | 0
72 | Henrietta | Central_Valley_North_Los_Banos | PGE Fresno | {'Mustang': [1.1, 0.0], 'Leprino': [3.9, 0.0], 'Gates': [14.2, 0.0], 'GWF Hanford': [14.4, 0.0], 'Schindler': [17.2, 0.0], 'Waukena': [19.6, 0.0], 'Excelsior': [21.3, 0.0], 'Corcoran': [21.4, 0.0], 'Avenal': [21.8, 0.0], 'Kingsburg': [24.7, 0.0], 'Mc Mullin': [24.7, 0.0], 'Cantua': [27.6, 0.0], 'Helm': [28.5, 0.0], 'McCall': [29.4, 0.0]} | 0 | 0 | 0 | 0 | 0 | 0 | 0 | 0 | 0 | 0 | 0 | 0 | 0 | 0 | 0 | 0 | 0 | 0 | 0 | 0 | 0 | 0 | 0 | 0 | 0 | 0 | 0 | 0 | 0 | 0 | 0 | 0 | 0 | 0 | 0 | 0 | 0
167 | Hicks | Peninsula_Monterey | PGE GBA | {'Metcalf Energy Center': [8.5, 0.0], 'Metcalf 1': [8.8, 0.0], 'Scott': [10.3, 33.0], 'Los Esteros': [13.5, 0.0], 'Newark': [19.0, 0.0], 'Llagas': [24.6, 0.0], 'Eastshore': [29.5, 0.0]} | 101.9612 | 32.9823 | 0.32348 | 68.9789 | 0.67652 | 0 | 0 | 0 | 0 | 0 | 0 | 0 | 0 | 0 | 0 | 68.9666 | 0.6764 | 0 | 0 | 68.9789 | 0.67652 | 32.9823 | 0 | 0 | 101.9612 | 12.1747 | 0.11941 | 89.7865 | 68.9789 | 0.67652 | 32.9823 | 37.5848 | 0.36862 | 64.3764 | 1.2227 | 0.011992 | 100.7385
112 | Higgins | Northern_California | PGE NGBA | {'Brunswick': [13.3, 0.0], 'Pleasant Grove': [19.2, 0.0], 'Colgate': [20.5, 0.0], 'Rio Oso': [21.6, 0.0], 'Drum 1': [22.8, 0.0], 'Olivehurst': [24.5, 0.0], 'East Marysville': [26.6, 0.0], 'Gold Hill': [26.8, 0.0], 'Placerville': [27.2, 0.0]} | 0 | 0 | 0 | 0 | 0 | 0 | 0 | 0 | 0 | 0 | 0 | 0 | 0 | 0 | 0 | 0 | 0 | 0 | 0 | 0 | 0 | 0 | 0 | 0 | 0 | 0 | 0 | 0 | 0 | 0 | 0 | 0 | 0 | 0 | 0 | 0 | 0
39 | High Line | Greater_Imperial | SDGE Imperial | {'North Gila - IV (Proposed)': [4.3, 1075.0], 'El Centro': [15.5, 48.0], 'Imperial Valley': [26.0, 22.0], 'Arkansas': [27.5, 0.0], 'Sonora': [29.4, 0.0]} | 8194.874 | 1400.7454 | 0.17093 | 6794.1289 | 0.82907 | 0 | 0 | 0 | 0 | 0 | 19.7465 | 0.0024096 | 4.6552 | 0.00056807 | 0 | 0 | 0 | 0 | 0 | 795.5021 | 0.097073 | 7399.3719 | 4517.7637 | 0.55129 | 3677.1104 | 4517.7637 | 0.55129 | 3677.1104 | 5313.2656 | 0.64836 | 2881.6084 | 5345.4604 | 0.65229 | 2849.4136 | 164.1576 | 0.020032 | 8030.7164
240 | Highwind | Tehachapi | SCE Northern | {'Windhub': [7.1, 28716.0], 'Whirlwind': [16.9, 16912.0], 'Pastoria': [28.7, 0.0], 'Antelope': [28.8, 532.0], 'Grimmway-Malaga': [29.1, 0.0]} | 103985.8906 | 29601.8379 | 0.28467 | 74384.0547 | 0.71533 | 0 | 0 | 0 | 0 | 0 | 3.1135 | 2.9942e-05 | 0.086938 | 8.3605e-07 | 0 | 25271.4023 | 0.24303 | 13077.0059 | 0.12576 | 40608.1172 | 0.39052 | 63377.7734 | 24493.9043 | 0.23555 | 79491.9863 | 36967.1328 | 0.3555 | 67018.7578 | 65801.5 | 0.63279 | 38184.3906 | 36110.2773 | 0.34726 | 67875.6133 | 572.6483 | 0.005507 | 103413.2424
208 | Hilltop | Northern_California | Northeast CA | {} | 138054.3125 | 10905.54 | 0.078995 | 127148.7734 | 0.92101 | 0 | 0 | 0 | 0 | 0 | 12746.4297 | 0.092329 | 9272.7168 | 0.067167 | 0 | 18601.6719 | 0.13474 | 0 | 0 | 73879.0469 | 0.53514 | 64175.2656 | 34795.7109 | 0.25204 | 103258.6016 | 15133.2021 | 0.10962 | 122921.1104 | 102065.9453 | 0.73932 | 35988.3672 | 91680.6016 | 0.66409 | 46373.7109 | 12923.5596 | 0.093612 | 125130.7529
85 | Hinson | Greater_LA | SCE Metro | {'Arcogen': [1.2, 385.0], 'Harborgen': [2.8, 385.0], 'Long Beach': [3.7, 385.0], 'Lighthipe': [5.0, 377.0], 'La Fresa': [7.2, 384.0], 'Del Amo': [7.5, 365.0], 'Alamitos': [8.0, 367.0], 'Redondo': [9.7, 384.0], 'Center': [10.1, 331.0], 'El Nido': [10.1, 334.0], 'Laguna Bell': [11.6, 29.0], 'Chevmain': [11.9, 163.0], 'El Segundo': [13.1, 45.0], 'Barre': [13.9, 319.0], 'La Cienega': [15.4, 10.0], 'Mesa': [16.3, 0.0], 'Huntington Beach': [18.5, 161.0], 'Lewis': [18.6, 2.0], 'Ellis': [18.6, 71.0], 'Olinda': [19.4, 0.0], 'Walnut': [20.4, 0.0], 'Villa Park': [22.3, 0.0], 'Johanna': [22.5, 2.0], 'Rio Hondo': [24.1, 0.0], 'Goodrich': [24.2, 0.0], 'Serrano': [24.9, 0.0], 'Gould': [27.8, 0.0], 'Santiago': [28.3, 0.0]} | 917.9025 | 362.5046 | 0.39493 | 555.3979 | 0.60507 | 0 | 0 | 0 | 0 | 0 | 0 | 0 | 0 | 0 | 0 | 0 | 0 | 0 | 0 | 0 | 0 | 917.9025 | 128.8722 | 0.1404 | 789.0303 | 490.9387 | 0.53485 | 426.9638 | 490.9387 | 0.53485 | 426.9638 | 0 | 0 | 917.9025 | 5.0578 | 0.0055102 | 912.8447
131 | Hollister | Peninsula_Monterey | PGE GBA | {'Llagas': [13.0, 0.0], 'Moss Landing': [20.8, 0.0], 'Los Banos': [25.0, 0.0], 'Quinto': [25.7, 0.0]} | 2558.4238 | 0 | 0 | 0 | 0 | 0 | 0 | 0 | 0 | 0 | 0 | 0 | 0 | 0 | 0 | 675.6916 | 0.2641 | 1881.1755 | 0.73529 | 2439.4563 | 0.9535 | 118.9675 | 0 | 0 | 2558.4238 | 0 | 0 | 2558.4238 | 2439.4563 | 0.9535 | 118.9675 | 2555.7654 | 0.99896 | 2.6584 | 11.4453 | 0.0044736 | 2546.9785
5 | Honcut | Northern_California | PGE NGBA | {'Palermo': [10.1, 0.0], 'Pease': [11.0, 0.0], 'East Marysville': [11.0, 0.0], 'Wyandotte': [12.2, 0.0], 'Thermalito': [13.5, 0.0], 'Olivehurst': [16.0, 0.0], 'Table Mt.': [16.4, 0.0], 'Colgate': [21.7, 0.0], 'Rio Oso': [27.5, 0.0]} | 1123.3793 | 0 | 0 | 0 | 0 | 0 | 0 | 0 | 0 | 0 | 0 | 0 | 0 | 0 | 0 | 1123.3793 | 1 | 0 | 0 | 1086.1481 | 0.96686 | 37.2312 | 849.6501 | 0.75633 | 273.7292 | 849.6501 | 0.75633 | 273.7292 | 1090.1234 | 0.9704 | 33.2559 | 1116.1169 | 0.99354 | 7.2623 | 2.8023 | 0.0024945 | 1120.577
284 | Hoodoo Wash | Arizona | SDGE Arizona | {} | 12.7833 | 12.7833 | 1 | 0 | 0 | 0 | 0 | 0 | 0 | 0 | 0 | 0 | 0 | 0 | 0 | 0 | 0 | 0 | 0 | 0 | 0 | 12.7833 | 0 | 0 | 12.7833 | 0 | 0 | 12.7833 | 0 | 0 | 12.7833 | 0 | 0 | 12.7833 | 0 | 0 | 12.7833
102 | Hopland | Mendocino_Marin | PGE NGBA | {'Cloverdale': [12.7, 244.0], 'Ukiah': [13.2, 440.0], 'Calpella': [16.6, 0.0], 'Eagle Rock': [17.6, 0.0], 'Mendocino': [20.2, 0.0], 'Geysers Tap 1': [23.2, 0.0]} | 7383.0288 | 696.3233 | 0.094314 | 6686.7056 | 0.90569 | 0 | 0 | 0 | 0 | 0 | 94.0929 | 0.012744 | 9.9609 | 0.0013492 | 0 | 2291.751 | 0.31041 | 4813.8667 | 0.65202 | 4993.4375 | 0.67634 | 2389.5913 | 1020.968 | 0.13829 | 6362.0608 | 1481.0957 | 0.20061 | 5901.9331 | 5769.7485 | 0.78149 | 1613.2803 | 4800.7393 | 0.65024 | 2582.2896 | 11.0325 | 0.0014943 | 7371.9963
312 | Humboldt | Humboldt | PGE NGBA | {'Bridgeville': [27.2, 212.0]} | 1733.5419 | 485.4935 | 0.28006 | 1248.0483 | 0.71994 | 0 | 0 | 0 | 0 | 0 | 0 | 0 | 0 | 0 | 0 | 0 | 0 | 0 | 0 | 271.6545 | 0.1567 | 1461.8874 | 128.1103 | 0.073901 | 1605.4315 | 162.4276 | 0.093697 | 1571.1143 | 344.8811 | 0.19895 | 1388.6608 | 654.2464 | 0.3774 | 1079.2955 | 240.5933 | 0.13879 | 1492.9486
201 | Huntington Beach | Greater_LA | SCE Metro | {'Ellis': [3.4, 91.0], 'Johanna': [8.6, 21.0], 'Alamitos': [10.8, 162.0], 'Barre': [11.2, 170.0], 'Lewis': [12.1, 14.0], 'Santiago': [12.2, 20.0], 'Villa Park': [14.3, 0.0], 'Del Amo': [15.5, 161.0], 'Long Beach': [16.5, 161.0], 'Serrano': [16.6, 0.0], 'Harborgen': [17.0, 161.0], 'Trabuco': [18.5, 20.0], 'Hinson': [18.5, 161.0], 'Arcogen': [19.3, 161.0], 'Viejo': [19.4, 9.0], 'Lighthipe': [19.8, 161.0], 'Capistrano': [20.2, 11.0], 'Center': [20.8, 161.0], 'Olinda': [20.9, 0.0], 'Margarita': [21.2, 9.0], 'Laguna Bell': [24.8, 14.0], 'Walnut': [25.0, 0.0], 'La Fresa': [25.6, 160.0], 'Talega': [27.0, 1.0], 'Redondo': [27.4, 160.0], 'Mesa': [28.0, 0.0], 'El Nido': [28.5, 110.0], 'Chino': [29.8, 0.0]} | 590.7731 | 175.2679 | 0.29668 | 415.5052 | 0.70332 | 0 | 0 | 0 | 0 | 0 | 0 | 0 | 0 | 0 | 0 | 0 | 0 | 0 | 0 | 8.9877 | 0.015213 | 581.7854 | 184.3091 | 0.31198 | 406.4639 | 373.254 | 0.63181 | 217.519 | 382.2417 | 0.64702 | 208.5313 | 0 | 0 | 590.7731 | 31.2094 | 0.052828 | 559.5637
100 | Ignacio | Mendocino_Marin | PGE NGBA | {'Lakeville': [12.2, 202.0], 'Carquinez': [15.9, 213.0], 'Penngrove': [18.2, 76.0], 'Tulucay': [18.9, 9.0], 'Bellevue': [22.9, 58.0], 'Martinez': [23.5, 16.0], 'Martin': [26.8, 105.0]} | 4813.4883 | 395.1104 | 0.082084 | 4418.3779 | 0.91792 | 0 | 0 | 0 | 0 | 0 | 42.7049 | 0.0088719 | 0 | 0 | 0 | 3487.8669 | 0.7246 | 0 | 0 | 3191.6252 | 0.66306 | 1621.863 | 1587.9366 | 0.32989 | 3225.5516 | 2648.7041 | 0.55027 | 2164.7842 | 3963.5847 | 0.82343 | 849.9036 | 3048.7527 | 0.63338 | 1764.7356 | 470.0597 | 0.097655 | 4343.4286
265 | IID System | Greater_Imperial (Exclude) | SCE Eastern | {'Sonora': [7.6, 2484.0], 'Arkansas': [7.8, 2038.0], 'El Centro': [27.8, 0.0]} | 17711.0449 | 9405.2363 | 0.53104 | 8305.8086 | 0.46896 | 0 | 0 | 0 | 0 | 0 | 6.1429 | 0.00034684 | 8.9427 | 0.00050492 | 0 | 0 | 0 | 0 | 0 | 926.6866 | 0.052323 | 16784.3583 | 2301.5891 | 0.12995 | 15409.4558 | 4659.1299 | 0.26306 | 13051.915 | 4659.1299 | 0.26306 | 13051.915 | 4414.3438 | 0.24924 | 13296.7012 | 949.3882 | 0.053604 | 16761.6567
40 | Imperial Valley | Greater_Imperial | SDGE Imperial | {'El Centro': [11.9, 1053.0], 'Ocotillo Express': [19.2, 893.0], 'East County': [24.6, 678.0], 'Highline': [26.0, 22.0], 'North Gila - IV (Proposed)': [29.3, 0.0]} | 12603.3125 | 1943.9158 | 0.15424 | 10659.3965 | 0.84576 | 0 | 0 | 0 | 0 | 0 | 41.1487 | 0.0032649 | 24.2619 | 0.001925 | 0 | 0 | 0 | 0 | 0 | 3764.2974 | 0.29868 | 8839.0151 | 73.8135 | 0.0058567 | 12529.499 | 73.8135 | 0.0058567 | 12529.499 | 3838.1108 | 0.30453 | 8765.2017 | 8601.4746 | 0.68248 | 4001.8379 | 331.1099 | 0.026272 | 12272.2026
285 | Innovation | Southern_NV_Eldorado | SCE EOP | {'Vista 2': [18.6, 89.0], 'Lathrop': [24.0, 1145.0], 'Pahrump': [26.6, 12.0], 'Gamebird': [29.2, 0.0]} | 30507.0703 | 1920.3921 | 0.062949 | 28586.6777 | 0.93705 | 0 | 0 | 0 | 0 | 0 | 0 | 0 | 0 | 0 | 0 | 0 | 0 | 0 | 0 | 0 | 0 | 30507.0703 | 0 | 0 | 30507.0703 | 0 | 0 | 30507.0703 | 0 | 0 | 30507.0703 | 0 | 0 | 30507.0703 | 0 | 0 | 30507.0703
215 | Inyo | Greater_Kramer (Exclude) | SCE NOL | {'Control': [2.2, 157.0]} | 3685.9839 | 157.1005 | 0.042621 | 3528.8833 | 0.95738 | 0 | 0 | 0 | 0 | 0 | 0 | 0 | 0 | 0 | 0 | 28.196 | 0.0076495 | 0 | 0 | 0 | 0 | 3685.9839 | 90.7014 | 0.024607 | 3595.2824 | 1983.4028 | 0.53809 | 1702.5811 | 1983.4028 | 0.53809 | 1702.5811 | 3416.9236 | 0.927 | 269.0603 | 911.0358 | 0.24716 | 2774.9481
66 | Inyokern | Greater_Kramer (Exclude) | SCE NOL | {'Randsburg': [21.5, 26.0]} | 11029.3369 | 2577.3411 | 0.23368 | 8451.9961 | 0.76632 | 0 | 0 | 0 | 0 | 0 | 0 | 0 | 0 | 0 | 0 | 105.1968 | 0.0095379 | 0 | 0 | 6609.4146 | 0.59926 | 4419.9224 | 2530.7791 | 0.22946 | 8498.5579 | 1153.4387 | 0.10458 | 9875.8982 | 7221.2642 | 0.65473 | 3808.0728 | 4781.5249 | 0.43353 | 6247.812 | 0.2198 | 1.9929e-05 | 11029.1171
260 | Ivanpah | Southern_NV_Eldorado | SCE EOP | {'Primm': [9.5, 18.0]} | 4620.813 | 18.3348 | 0.0039679 | 4602.478 | 0.99603 | 0 | 0 | 0 | 0 | 0 | 0 | 0 | 0 | 0 | 0 | 0 | 0 | 0 | 0 | 4021.9863 | 0.87041 | 598.8267 | 3657.5837 | 0.79155 | 963.2292 | 585.7138 | 0.12676 | 4035.0992 | 4582.3545 | 0.99168 | 38.4585 | 789.4748 | 0.17085 | 3831.3382 | 0 | 0 | 4620.813
170 | Jessup | Northern_California | PGE NGBA | {'Cottonwood': [5.5, 0.0]} | 204.1204 | 46.2785 | 0.22672 | 157.8419 | 0.77328 | 0 | 0 | 0 | 0 | 0 | 0 | 0 | 0 | 0 | 0 | 49.9342 | 0.24463 | 0 | 0 | 68.5252 | 0.33571 | 135.5952 | 38.0737 | 0.18653 | 166.0467 | 38.0737 | 0.18653 | 166.0467 | 106.5989 | 0.52224 | 97.5216 | 124.1221 | 0.60808 | 79.9983 | 0 | 0 | 204.1204
115 | Johanna | Greater_LA | SCE Metro | {'Ellis': [5.6, 21.0], 'Santiago': [5.9, 21.0], 'Villa Park': [7.1, 0.0], 'Lewis': [7.1, 14.0], 'Huntington Beach': [8.6, 21.0], 'Serrano': [8.7, 0.0], 'Barre': [9.9, 11.0], 'Viejo': [12.5, 10.0], 'Alamitos': [14.6, 2.0], 'Trabuco': [14.6, 21.0], 'Olinda': [16.5, 0.0], 'Del Amo': [16.8, 2.0], 'Margarita': [17.2, 9.0], 'Capistrano': [17.6, 11.0], 'Center': [20.8, 2.0], 'Walnut': [21.1, 0.0], 'Lighthipe': [21.8, 2.0], 'Long Beach': [21.8, 2.0], 'Chino': [22.0, 0.0], 'Harborgen': [22.0, 2.0], 'Hinson': [22.5, 2.0], 'Lee Lake (Proposed)': [23.3, 0.0], 'Arcogen': [23.6, 2.0], 'Talega': [24.2, 1.0], 'Laguna Bell': [24.8, 0.0], 'Mira Loma': [26.2, 0.0], 'Mesa': [26.8, 0.0], 'Rio Hondo': [28.0, 0.0], 'San Onofre': [29.3, 0.0], 'La Fresa': [29.7, 0.0]} | 376.1886 | 19.8516 | 0.05277 | 356.337 | 0.94723 | 0 | 0 | 0 | 0 | 0 | 0 | 0 | 0 | 0 | 0 | 0 | 0 | 0 | 0 | 8.9877 | 0.023892 | 367.2009 | 161.9446 | 0.43049 | 214.244 | 328.7702 | 0.87395 | 47.4184 | 337.7579 | 0.89784 | 38.4307 | 0 | 0 | 376.1886 | 31.2094 | 0.082962 | 344.9792
124 | Julian Hinds | Riverside (Exclude) | SCE Eastern | {'Kem': [13.4, 3440.0], 'Red Bluff': [18.1, 2582.0]} | 16431.6719 | 3430.0378 | 0.20875 | 13001.6338 | 0.79125 | 0 | 0 | 0 | 0 | 0 | 4.9657 | 0.0003022 | 0 | 0 | 0 | 0 | 0 | 0 | 0 | 1757.8099 | 0.10698 | 14673.8619 | 6131.8506 | 0.37317 | 10299.8213 | 0.29757 | 1.811e-05 | 16431.3743 | 7869.7139 | 0.47894 | 8561.958 | 9069.6621 | 0.55196 | 7362.0098 | 0 | 0 | 16431.6719
22 | Kearney | Central_Valley_North_Los_Banos | PGE Fresno | {'West Fresno': [3.6, 0.0], 'California Ave': [6.6, 0.0], 'Malaga': [8.7, 0.0], 'Mc Mullin': [9.7, 0.0], 'Gregg': [10.3, 0.0], 'McCall': [15.0, 0.0], 'Sanger': [15.1, 0.0], 'Borden': [16.0, 0.0], 'Helm': [18.1, 0.0], 'Kingsburg': [22.4, 0.0], 'Wahtoke': [24.7, 0.0], 'Schindler': [25.3, 0.0], 'Newhall': [27.1, 0.0], 'Excelsior': [28.7, 0.0], 'Reedley': [29.0, 0.0]} | 0 | 0 | 0 | 0 | 0 | 0 | 0 | 0 | 0 | 0 | 0 | 0 | 0 | 0 | 0 | 0 | 0 | 0 | 0 | 0 | 0 | 0 | 0 | 0 | 0 | 0 | 0 | 0 | 0 | 0 | 0 | 0 | 0 | 0 | 0 | 0 | 0
144 | Kearny | Greater_SD | SDGE Imperial | {'Mission': [3.4, 190.0], 'Old Town': [5.8, 190.0], 'Penasquitos': [7.8, 143.0], 'Sycamore Canyon': [8.3, 2.0], 'Silvergate': [9.5, 190.0], 'Miguel': [13.7, 150.0], 'Bay Boulevard': [15.6, 170.0], 'Escondido': [20.2, 0.0], 'Palomar Airport': [21.9, 0.0], 'Otay Mesa': [22.0, 13.0], 'Encina': [24.0, 0.0], 'Suncrest': [26.2, 0.0], 'San Luis Rey': [28.6, 0.0]} | 553.2563 | 178.1476 | 0.322 | 375.1087 | 0.678 | 0 | 0 | 0 | 0 | 0 | 0 | 0 | 0 | 0 | 0 | 0 | 0 | 0 | 0 | 14.2114 | 0.025687 | 539.0449 | 115.5704 | 0.20889 | 437.6859 | 303.7047 | 0.54894 | 249.5516 | 309.1514 | 0.55879 | 244.1049 | 0 | 0 | 553.2563 | 27.6007 | 0.049888 | 525.6556
251 | Kelso | Solano | PGE GBA | {'Delta Pumps': [1.0, 96.0], 'Midway Green Ridge Services': [5.0, 21.0], 'Tesla': [6.2, 21.0], 'Brentwood': [9.3, 96.0], 'Cayetano': [10.0, 96.0], 'Lone Tree': [13.4, 96.0], 'Contra Costa': [17.1, 96.0], 'Vierra': [18.0, 0.0], 'Stagg': [19.3, 0.0], 'Weber': [21.5, 0.0], 'Eight Mile': [21.9, 0.0], 'Clayton': [22.4, 96.0], 'Kirker': [22.6, 75.0], 'Pittsburg': [23.0, 75.0], 'Ripon': [25.1, 0.0], 'Birds Landing': [25.8, 0.0], 'Westley': [26.4, 0.0], 'Shiloh III': [28.9, 0.0], 'Newark': [29.3, 0.0], 'Grand Island': [30.0, 0.0]} | 41324.0078 | 96.1201 | 0.002326 | 41227.8867 | 0.99767 | 0 | 0 | 0 | 0 | 0 | 792.8136 | 0.019185 | 1025.8906 | 0.024826 | 0 | 37938.0117 | 0.91806 | 752.725 | 0.018215 | 36623.9375 | 0.88626 | 4700.0703 | 30255.6113 | 0.73216 | 11068.3965 | 35893.3789 | 0.86858 | 5430.6289 | 41065.8242 | 0.99375 | 258.1836 | 14455.4775 | 0.34981 | 26868.5303 | 1348.1326 | 0.032623 | 39975.8752
126 | Kern | Riverside (Exclude) | SCE Eastern | {'Julian Hinds': [13.4, 3440.0], 'Red Bluff': [15.1, 9296.0]} | 32596.0859 | 10139.375 | 0.31106 | 22456.7109 | 0.68894 | 0 | 0 | 0 | 0 | 0 | 4.9657 | 0.00015234 | 0 | 0 | 0 | 0 | 0 | 0 | 0 | 2553.2449 | 0.07833 | 30042.8411 | 6585.4023 | 0.20203 | 26010.6836 | 0 | 0 | 32596.0859 | 9118.7002 | 0.27975 | 23477.3857 | 17095.4355 | 0.52446 | 15500.6504 | 157.3687 | 0.0048278 | 32438.7172
65 | Kern Oil | Central_Valley_North_Los_Banos | PGE Kern | {'Sycamore': [1.9, 0.0], 'Bakersfield': [3.8, 0.0], 'West Park': [4.7, 0.0], 'Columbus': [5.4, 0.0], 'Rosedale': [5.4, 0.0], 'Kern Power': [6.0, 0.0], '7th Standard': [6.2, 0.0], 'Cal Water': [6.9, 0.0], 'Magunden': [7.8, 0.0], 'Lerdo': [8.5, 0.0], 'Stockdale': [8.9, 0.0], 'Poso Mt.': [8.9, 0.0], 'Renfro': [8.9, 0.0], 'Tevis': [10.3, 0.0], 'Unknown - 3327': [13.3, 0.0], 'Lamont': [13.4, 0.0], 'Rio Bravo': [13.5, 0.0], 'Tupman': [15.3, 0.0], 'Grimmway-Malaga': [16.1, 0.0], 'Shafter': [17.5, 0.0], 'Norco': [19.5, 0.0], 'Charca': [20.7, 0.0], 'Wheeler Ridge': [24.4, 0.0], 'Midway': [24.5, 0.0], 'Elk Hills': [25.0, 0.0], 'Semitropic': [25.9, 0.0], 'Midway - Wheeler Ridge (Proposed)': [26.1, 0.0], 'Vestal': [27.9, 0.0]} | 0 | 0 | 0 | 0 | 0 | 0 | 0 | 0 | 0 | 0 | 0 | 0 | 0 | 0 | 0 | 0 | 0 | 0 | 0 | 0 | 0 | 0 | 0 | 0 | 0 | 0 | 0 | 0 | 0 | 0 | 0 | 0 | 0 | 0 | 0 | 0 | 0
238 | Kern Power | Central_Valley_North_Los_Banos | PGE Kern | {'Rosedale': [1.1, 0.0], 'West Park': [3.2, 0.0], 'Renfro': [3.8, 0.0], 'Tevis': [4.5, 0.0], '7th Standard': [4.5, 0.0], 'Stockdale': [4.7, 0.0], 'Bakersfield': [5.3, 0.0], 'Kern Oil': [6.0, 0.0], 'Sycamore': [7.8, 0.0], 'Lerdo': [8.9, 0.0], 'Columbus': [9.0, 0.0], 'Tupman': [9.9, 0.0], 'Magunden': [10.0, 0.0], 'Rio Bravo': [10.2, 0.0], 'Cal Water': [11.5, 0.0], 'Norco': [13.6, 0.0], 'Unknown - 3327': [14.4, 0.0], 'Lamont': [14.5, 0.0], 'Poso Mt.': [14.7, 0.0], 'Shafter': [15.5, 0.0], 'Grimmway-Malaga': [16.2, 0.0], 'Elk Hills': [19.0, 0.0], 'Midway': [20.1, 0.0], 'Charca': [20.3, 0.0], 'Midway - Wheeler Ridge (Proposed)': [20.3, 0.0], 'Wheeler Ridge': [21.2, 0.0], 'Semitropic': [24.5, 0.0], 'Taft': [27.5, 0.0]} | 0 | 0 | 0 | 0 | 0 | 0 | 0 | 0 | 0 | 0 | 0 | 0 | 0 | 0 | 0 | 0 | 0 | 0 | 0 | 0 | 0 | 0 | 0 | 0 | 0 | 0 | 0 | 0 | 0 | 0 | 0 | 0 | 0 | 0 | 0 | 0 | 0
48 | Kernridge | Central_Valley_North_Los_Banos | PGE Kern | {'Temblor': [4.8, 163.0], 'Caliente': [10.9, 163.0], 'Goose Lake': [14.2, 0.0], 'Midway': [16.4, 0.0], 'Carrizo Plains': [17.5, 163.0], 'Solar': [18.5, 163.0], 'Semitropic': [20.2, 0.0], 'Gates-Midway (Proposed)': [23.2, 0.0], 'Shafter': [24.3, 0.0], 'Smyrna': [24.8, 0.0], 'Arco': [25.0, 0.0], 'Elk Hills': [25.4, 0.0], 'Taft': [25.7, 0.0], 'Charca': [26.0, 0.0], 'Norco': [26.6, 0.0], 'Rio Bravo': [27.0, 0.0], 'Tupman': [27.1, 0.0]} | 913.5895 | 163.4712 | 0.17893 | 750.1183 | 0.82107 | 0 | 0 | 0 | 0 | 0 | 0 | 0 | 0 | 0 | 0 | 753.4079 | 0.82467 | 0 | 0 | 509.8792 | 0.55811 | 403.7102 | 0 | 0 | 913.5895 | 277.3954 | 0.30363 | 636.194 | 509.8792 | 0.55811 | 403.7102 | 534.1521 | 0.58467 | 379.4374 | 0 | 0 | 913.5895
23 | Kingsburg | Central_Valley_North_Los_Banos | PGE Fresno | {'McCall': [9.0, 0.0], 'Wahtoke': [11.4, 0.0], 'Reedley': [14.0, 0.0], 'Sanger': [15.2, 0.0], 'GWF Hanford': [15.5, 0.0], 'Malaga': [16.2, 0.0], 'California Ave': [18.9, 0.0], 'West Fresno': [20.6, 0.0], 'Leprino': [22.1, 0.0], 'Kearney (New)': [22.4, 0.0], 'Rector': [22.7, 0.0], 'Mc Mullin': [23.7, 0.0], 'Waukena': [24.2, 0.0], 'Henrietta': [24.7, 0.0], 'Mustang': [25.8, 0.0], 'Corcoran': [26.2, 0.0]} | 0 | 0 | 0 | 0 | 0 | 0 | 0 | 0 | 0 | 0 | 0 | 0 | 0 | 0 | 0 | 0 | 0 | 0 | 0 | 0 | 0 | 0 | 0 | 0 | 0 | 0 | 0 | 0 | 0 | 0 | 0 | 0 | 0 | 0 | 0 | 0 | 0
14 | Kirker | Solano | PGE GBA | {'Pittsburg': [1.2, 25166.0], 'Clayton': [6.3, 9040.0], 'Contra Costa': [6.9, 24034.0], 'Birds Landing': [8.3, 24661.0], 'Lone Tree': [9.5, 18788.0], 'Shiloh III': [10.8, 24661.0], 'Martinez': [11.5, 614.0], 'Brentwood': [14.3, 7756.0], 'Peabody': [18.6, 15286.0], 'Carquinez': [19.3, 488.0], 'Cayetano': [20.8, 75.0], 'Delta Pumps': [21.8, 75.0], 'Grand Island': [22.5, 19103.0], 'Kelso': [22.6, 75.0], 'Tulucay': [25.2, 315.0], 'Vaca-Dixon & Gc Yard': [26.3, 1528.0], 'Midway Green Ridge Services': [26.8, 0.0], 'Tesla': [28.3, 0.0], 'Eight Mile': [28.9, 41.0], 'Eastshore': [29.7, 0.0]} | 73036.1016 | 25189.4941 | 0.34489 | 47846.6094 | 0.65511 | 0 | 0 | 0 | 0 | 0 | 25741.4023 | 0.35245 | 1033.2849 | 0.014148 | 0 | 45698.1836 | 0.62569 | 0 | 0 | 14795.7734 | 0.20258 | 58240.3281 | 32361.8633 | 0.44309 | 40674.2383 | 29936.9316 | 0.40989 | 43099.1699 | 41783.7109 | 0.5721 | 31252.3906 | 5584.0103 | 0.076455 | 67452.0913 | 15767.7197 | 0.21589 | 57268.3818
133 | Kramer | Greater_Kramer (Exclude) | SCE NOL | {'Randsburg': [26.6, 1170.0], 'Roadway': [29.4, 0.0]} | 30811.4512 | 2381.8015 | 0.077302 | 28429.6504 | 0.9227 | 0 | 0 | 0 | 0 | 0 | 0 | 0 | 0 | 0 | 0 | 0 | 0 | 0 | 0 | 25338.8223 | 0.82238 | 5472.6289 | 2550.8257 | 0.082788 | 28260.6255 | 11.0055 | 0.00035719 | 30800.4457 | 25821.4395 | 0.83805 | 4990.0117 | 20882.9785 | 0.67777 | 9928.4727 | 24.9142 | 0.0008086 | 30786.537
86 | La Cienega | Greater_LA | SCE Metro | {'El Segundo': [6.9, 15.0], 'Chevmain': [6.9, 15.0], 'El Nido': [7.2, 14.0], 'La Fresa': [9.4, 12.0], 'Redondo': [10.5, 12.0], 'Laguna Bell': [13.3, 0.0], 'Lighthipe': [14.3, 10.0], 'Arcogen': [14.8, 10.0], 'Hinson': [15.4, 10.0], 'Mesa': [15.6, 0.0], 'Center': [16.4, 0.0], 'Harborgen': [17.6, 10.0], 'Long Beach': [18.4, 10.0], 'Gould': [18.8, 0.0], 'Del Amo': [19.3, 0.0], 'Goodrich': [19.6, 0.0], 'Sylmar-Pac Intertie': [22.1, 0.0], 'Alamitos': [22.9, 0.0], 'Rio Hondo': [23.9, 0.0], 'Walnut': [24.6, 0.0], 'Barre': [26.3, 0.0], 'Olinda': [26.5, 0.0]} | 96.4551 | 13.9241 | 0.14436 | 82.531 | 0.85564 | 0 | 0 | 0 | 0 | 0 | 0 | 0 | 0 | 0 | 0 | 0 | 0 | 0 | 0 | 0 | 0 | 96.4551 | 73.5768 | 0.76281 | 22.8783 | 77.2106 | 0.80048 | 19.2445 | 77.2106 | 0.80048 | 19.2445 | 0 | 0 | 96.4551 | 0 | 0 | 96.4551
87 | La Fresa | Greater_LA | SCE Metro | {'El Nido': [2.9, 337.0], 'Redondo': [3.5, 386.0], 'Chevmain': [4.6, 165.0], 'El Segundo': [5.8, 47.0], 'Arcogen': [6.3, 384.0], 'Hinson': [7.2, 384.0], 'Harborgen': [8.7, 384.0], 'Lighthipe': [9.1, 375.0], 'La Cienega': [9.4, 12.0], 'Long Beach': [9.5, 384.0], 'Laguna Bell': [12.9, 29.0], 'Center': [13.7, 329.0], 'Del Amo': [13.7, 364.0], 'Alamitos': [15.3, 366.0], 'Mesa': [17.2, 0.0], 'Barre': [20.6, 317.0], 'Goodrich': [24.0, 0.0], 'Walnut': [24.0, 0.0], 'Olinda': [24.2, 0.0], 'Lewis': [25.3, 0.0], 'Gould': [25.6, 0.0], 'Huntington Beach': [25.6, 160.0], 'Ellis': [25.8, 70.0], 'Rio Hondo': [25.9, 0.0], 'Villa Park': [28.9, 0.0], 'Johanna': [29.7, 0.0]} | 872.7177 | 363.1383 | 0.4161 | 509.5794 | 0.5839 | 0 | 0 | 0 | 0 | 0 | 0 | 0 | 0 | 0 | 0 | 0 | 0 | 0 | 0 | 0 | 0 | 872.7177 | 99.0644 | 0.11351 | 773.6533 | 445.873 | 0.5109 | 426.8447 | 445.873 | 0.5109 | 426.8447 | 0 | 0 | 872.7177 | 0 | 0 | 872.7177
88 | Laguna Bell | Greater_LA | SCE Metro | {'Center': [4.0, 29.0], 'Mesa': [4.7, 0.0], 'Lighthipe': [6.8, 29.0], 'Del Amo': [9.3, 29.0], 'Walnut': [11.6, 0.0], 'Hinson': [11.6, 29.0], 'Arcogen': [12.2, 29.0], 'Goodrich': [12.6, 0.0], 'La Fresa': [12.9, 29.0], 'Olinda': [13.1, 0.0], 'Rio Hondo': [13.1, 0.0], 'La Cienega': [13.3, 0.0], 'El Nido': [14.1, 29.0], 'Harborgen': [14.3, 29.0], 'Alamitos': [14.8, 29.0], 'Barre': [15.0, 29.0], 'Long Beach': [15.2, 29.0], 'Chevmain': [15.5, 13.0], 'Redondo': [16.4, 29.0], 'El Segundo': [16.5, 6.0], 'Gould': [17.1, 0.0], 'Lewis': [18.3, 0.0], 'Villa Park': [21.1, 0.0], 'Serrano': [22.9, 0.0], 'Ellis': [23.2, 2.0], 'Johanna': [24.8, 0.0], 'Huntington Beach': [24.8, 14.0], 'Chino': [27.0, 0.0]} | 49.0746 | 27.7809 | 0.5661 | 21.2937 | 0.4339 | 0 | 0 | 0 | 0 | 0 | 0 | 0 | 0 | 0 | 0 | 0 | 0 | 0 | 0 | 0 | 0 | 49.0746 | 15.2845 | 0.31145 | 33.7902 | 18.4488 | 0.37593 | 30.6258 | 18.4488 | 0.37593 | 30.6258 | 0 | 0 | 49.0746 | 0 | 0 | 49.0746
178 | Lakeville | Mendocino_Marin | PGE NGBA | {'Penngrove': [7.0, 76.0], 'Bellevue': [11.3, 58.0], 'Ignacio': [12.2, 202.0], 'Tulucay': [17.0, 0.0], 'Fulton': [19.6, 0.0], 'Carquinez': [21.2, 125.0]} | 5809.1016 | 200.786 | 0.034564 | 5608.3154 | 0.96544 | 0 | 0 | 0 | 0 | 0 | 88.329 | 0.015205 | 0 | 0 | 0 | 4968.6064 | 0.85531 | 0 | 0 | 4428.4688 | 0.76233 | 1380.6328 | 1884.6953 | 0.32444 | 3924.4062 | 3209.9741 | 0.55258 | 2599.1274 | 5056.1655 | 0.87039 | 752.936 | 4788.2129 | 0.82426 | 1020.8887 | 265.44 | 0.045694 | 5543.6616
49 | Lamont | Central_Valley_North_Los_Banos | PGE Kern | {'Unknown - 3327': [0.1, 0.0], 'Grimmway-Malaga': [3.4, 0.0], 'Magunden': [5.6, 0.0], 'Columbus': [8.3, 0.0], 'Cal Water': [8.9, 0.0], 'Bakersfield': [10.2, 0.0], 'West Park': [11.4, 0.0], 'Stockdale': [11.7, 0.0], 'Sycamore': [13.0, 0.0], 'Rosedale': [13.4, 0.0], 'Kern Oil': [13.4, 0.0], 'Kern Power': [14.5, 0.0], 'Tevis': [15.2, 0.0], 'Wheeler Ridge': [15.7, 0.0], '7th Standard': [18.1, 0.0], 'Renfro': [18.2, 0.0], 'Poso Mt.': [18.9, 0.0], 'Lerdo': [21.6, 0.0], 'Tupman': [23.4, 0.0], 'Rio Bravo': [24.7, 0.0], 'Pastoria': [25.0, 0.0], 'Norco': [25.3, 0.0], 'Midway - Wheeler Ridge (Proposed)': [26.0, 0.0], 'Elk Hills': [29.5, 0.0], 'Shafter': [29.8, 0.0]} | 1.1272 | 0 | 0 | 0 | 0 | 0 | 0 | 0 | 0 | 0 | 0 | 0 | 0 | 0 | 0 | 1.1272 | 1 | 0 | 0 | 1.1272 | 1 | 0 | 0 | 0 | 1.1272 | 0 | 0 | 1.1272 | 1.1272 | 1 | 0 | 0 | 0 | 1.1272 | 0 | 0 | 1.1272
286 | Lathrop | Southern_NV_Eldorado | SCE EOP | {'Valley (VEA)': [11.3, 5.0], 'Innovation': [24.0, 1145.0], 'Beatty': [27.5, 0.0]} | 70556.2031 | 6675.876 | 0.094618 | 63880.3281 | 0.90538 | 0 | 0 | 0 | 0 | 0 | 0 | 0 | 0 | 0 | 0 | 0 | 0 | 0 | 0 | 0 | 0 | 70556.2031 | 0 | 0 | 70556.2031 | 0 | 0 | 70556.2031 | 0 | 0 | 70556.2031 | 0 | 0 | 70556.2031 | 0 | 0 | 70556.2031
74 | Leavitt | Northern_California | Northeast CA | {'Richmond': [7.1, 5880.0]} | 35251.8242 | 5937.6406 | 0.16844 | 29314.1836 | 0.83157 | 0 | 0 | 0 | 0 | 0 | 4178.4775 | 0.11853 | 0 | 0 | 0 | 29156.9414 | 0.8271 | 649.549 | 0.018426 | 18134 | 0.51441 | 17117.8242 | 7401.7227 | 0.20997 | 27850.1016 | 7266.3091 | 0.20613 | 27985.5151 | 21437.7422 | 0.60813 | 13814.082 | 22962.9883 | 0.6514 | 12288.8359 | 4126.3174 | 0.11705 | 31125.5068
296 | Lee Lake (Proposed) | Riverside (Exclude) | SCE Eastern | {'Viejo': [12.5, 0.0], 'Valley': [16.9, 0.0], 'Margarita': [17.2, 0.0], 'Trabuco': [18.2, 0.0], 'Mira Loma': [19.0, 0.0], 'Santiago': [19.2, 0.0], 'Serrano': [20.3, 0.0], 'Capistrano': [20.5, 0.0], 'Vista': [21.5, 0.0], 'Chino': [21.6, 0.0], 'Talega': [21.6, 0.0], 'Villa Park': [22.6, 0.0], 'Johanna': [23.3, 0.0], 'Etiwanda': [23.8, 0.0], 'Rancho Vista': [23.8, 0.0], 'San Bernardino': [25.8, 0.0], 'El Casco': [26.1, 0.0], 'Lewis': [26.2, 0.0], 'San Onofre': [26.9, 0.0], 'Padua': [27.7, 0.0], 'Ellis': [28.8, 0.0]} | 0 | 0 | 0 | 0 | 0 | 0 | 0 | 0 | 0 | 0 | 0 | 0 | 0 | 0 | 0 | 0 | 0 | 0 | 0 | 0 | 0 | 0 | 0 | 0 | 0 | 0 | 0 | 0 | 0 | 0 | 0 | 0 | 0 | 0 | 0 | 0 | 0
105 | Le Grand | Central_Valley_North_Los_Banos | PGE Fresno | {'Dairyland': [9.3, 0.0], 'Wilson': [10.5, 0.0], 'Merced': [13.2, 0.0], 'Newhall': [22.2, 0.0], 'Borden': [24.2, 0.0], 'Oro Loma': [29.4, 0.0]} | 0 | 0 | 0 | 0 | 0 | 0 | 0 | 0 | 0 | 0 | 0 | 0 | 0 | 0 | 0 | 0 | 0 | 0 | 0 | 0 | 0 | 0 | 0 | 0 | 0 | 0 | 0 | 0 | 0 | 0 | 0 | 0 | 0 | 0 | 0 | 0 | 0
297 | Leprino Jct | Central_Valley_North_Los_Banos | PGE Fresno | {'Henrietta': [3.9, 0.0], 'Mustang': [4.8, 0.0], 'GWF Hanford': [10.6, 0.0], 'Waukena': [15.9, 0.0], 'Gates': [17.7, 0.0], 'Corcoran': [17.9, 0.0], 'Schindler': [20.4, 0.0], 'Kingsburg': [22.1, 0.0], 'Avenal': [24.0, 0.0], 'Excelsior': [24.8, 0.0], 'Mc Mullin': [25.9, 0.0], 'McCall': [27.8, 0.0], 'Alpaugh': [28.4, 0.0]} | 0 | 0 | 0 | 0 | 0 | 0 | 0 | 0 | 0 | 0 | 0 | 0 | 0 | 0 | 0 | 0 | 0 | 0 | 0 | 0 | 0 | 0 | 0 | 0 | 0 | 0 | 0 | 0 | 0 | 0 | 0 | 0 | 0 | 0 | 0 | 0 | 0
50 | Lerdo | Central_Valley_North_Los_Banos | PGE Kern | {'7th Standard': [4.3, 0.0], 'Rio Bravo': [7.3, 0.0], 'Renfro': [7.8, 0.0], 'Kern Oil': [8.5, 0.0], 'Kern Power': [8.9, 0.0], 'Shafter': [9.4, 0.0], 'Rosedale': [9.5, 0.0], 'Sycamore': [9.7, 0.0], 'West Park': [10.8, 0.0], 'Bakersfield': [11.4, 0.0], 'Poso Mt.': [11.7, 0.0], 'Tupman': [12.1, 0.0], 'Charca': [12.3, 0.0], 'Tevis': [12.5, 0.0], 'Stockdale': [13.5, 0.0], 'Columbus': [13.9, 0.0], 'Cal Water': [15.1, 0.0], 'Magunden': [16.1, 0.0], 'Norco': [17.2, 0.0], 'Semitropic': [17.5, 0.0], 'Midway': [18.2, 0.0], 'Unknown - 3327': [21.5, 0.0], 'Lamont': [21.6, 0.0], 'Smyrna': [22.7, 0.0], 'Elk Hills': [22.8, 0.0], 'Vestal': [23.9, 0.0], 'Grimmway-Malaga': [24.0, 0.0], 'Goose Lake': [25.1, 0.0], 'Midway - Wheeler Ridge (Proposed)': [27.0, 0.0]} | 0 | 0 | 0 | 0 | 0 | 0 | 0 | 0 | 0 | 0 | 0 | 0 | 0 | 0 | 0 | 0 | 0 | 0 | 0 | 0 | 0 | 0 | 0 | 0 | 0 | 0 | 0 | 0 | 0 | 0 | 0 | 0 | 0 | 0 | 0 | 0 | 0
116 | Lewis | Greater_LA | SCE Metro | {'Villa Park': [3.7, 0.0], 'Barre': [4.8, 11.0], 'Serrano': [6.4, 0.0], 'Johanna': [7.1, 14.0], 'Ellis': [8.9, 14.0], 'Olinda': [9.5, 0.0], 'Del Amo': [11.7, 2.0], 'Alamitos': [11.9, 2.0], 'Huntington Beach': [12.1, 14.0], 'Santiago': [12.5, 12.0], 'Walnut': [14.0, 0.0], 'Center': [14.5, 2.0], 'Lighthipe': [16.6, 2.0], 'Viejo': [17.7, 1.0], 'Chino': [18.2, 0.0], 'Laguna Bell': [18.3, 0.0], 'Hinson': [18.6, 2.0], 'Harborgen': [19.0, 2.0], 'Long Beach': [19.0, 2.0], 'Arcogen': [19.8, 2.0], 'Mesa': [19.9, 0.0], 'Rio Hondo': [20.9, 0.0], 'Trabuco': [21.4, 12.0], 'Mira Loma': [23.6, 0.0], 'Margarita': [23.7, 1.0], 'Capistrano': [24.5, 3.0], 'La Fresa': [25.3, 0.0], 'Goodrich': [26.0, 0.0], 'Padua': [26.1, 0.0], 'Lee Lake (Proposed)': [26.2, 0.0], 'El Nido': [27.9, 0.0], 'Redondo': [28.2, 0.0], 'Rancho Vista': [28.4, 0.0], 'Etiwanda': [28.8, 0.0], 'Chevmain': [29.7, 0.0]} | 400.0451 | 11.5009 | 0.028749 | 388.5442 | 0.97125 | 0 | 0 | 0 | 0 | 0 | 0 | 0 | 0 | 0 | 0 | 0 | 0 | 0 | 0 | 5.3934 | 0.013482 | 394.6517 | 180.5818 | 0.4514 | 219.4633 | 369.5266 | 0.92371 | 30.5185 | 374.92 | 0.93719 | 25.1251 | 0 | 0 | 400.0451 | 31.2094 | 0.078015 | 368.8357
89 | Lighthipe | Greater_LA | SCE Metro | {'Del Amo': [5.0, 365.0], 'Hinson': [5.0, 377.0], 'Center': [5.2, 331.0], 'Arcogen': [5.9, 377.0], 'Laguna Bell': [6.8, 29.0], 'Harborgen': [7.6, 377.0], 'Long Beach': [8.4, 377.0], 'Alamitos': [9.1, 367.0], 'La Fresa': [9.1, 375.0], 'Mesa': [11.4, 0.0], 'El Nido': [11.4, 326.0], 'Barre': [12.2, 319.0], 'Redondo': [12.4, 375.0], 'Chevmain': [13.2, 155.0], 'La Cienega': [14.3, 10.0], 'El Segundo': [14.4, 37.0], 'Olinda': [15.2, 0.0], 'Walnut': [15.6, 0.0], 'Lewis': [16.6, 2.0], 'Ellis': [19.0, 71.0], 'Rio Hondo': [19.1, 0.0], 'Goodrich': [19.3, 0.0], 'Huntington Beach': [19.8, 161.0], 'Villa Park': [20.1, 0.0], 'Johanna': [21.8, 2.0], 'Serrano': [22.4, 0.0], 'Gould': [23.5, 0.0], 'Santiago': [27.7, 0.0], 'Chino': [29.7, 0.0]} | 897.8994 | 354.2375 | 0.39452 | 543.6619 | 0.60548 | 0 | 0 | 0 | 0 | 0 | 0 | 0 | 0 | 0 | 0 | 0 | 0 | 0 | 0 | 0 | 0 | 897.8994 | 128.8722 | 0.14353 | 769.0272 | 486.1122 | 0.54139 | 411.7872 | 486.1122 | 0.54139 | 411.7872 | 0 | 0 | 897.8994 | 4.6986 | 0.0052329 | 893.2008
168 | Llagas | Peninsula_Monterey | PGE GBA | {'Hollister': [13.0, 0.0], 'Metcalf Energy Center': [18.1, 0.0], 'Metcalf 1': [18.1, 0.0], 'Moss Landing': [18.4, 0.0], 'Hicks': [24.6, 0.0], 'Quinto': [28.1, 0.0], 'Miller': [29.6, 0.0], 'Los Banos': [29.8, 0.0]} | 242.211 | 0 | 0 | 0 | 0 | 0 | 0 | 0 | 0 | 0 | 0 | 0 | 0 | 0 | 0 | 189.4642 | 0.78223 | 52.7467 | 0.21777 | 242.211 | 1 | 0 | 19.4501 | 0.080302 | 222.7609 | 19.4501 | 0.080302 | 222.7609 | 242.211 | 1 | 0 | 242.211 | 1 | 0 | 4.3333 | 0.017891 | 237.8777
155 | Lockeford | Solano | PGE GBA | {'Rancho Seco - Bellota (Proposed)': [9.0, 0.0], 'Camanche': [9.9, 0.0], 'Bellota': [10.7, 0.0], 'Eight Mile': [12.5, 0.0], 'Stagg': [13.4, 0.0], 'Weber': [14.3, 0.0], 'Vierra': [22.9, 0.0], 'Grand Island': [24.7, 0.0], 'Ripon': [25.0, 0.0], 'Riverbank': [27.7, 0.0]} | 0 | 0 | 0 | 0 | 0 | 0 | 0 | 0 | 0 | 0 | 0 | 0 | 0 | 0 | 0 | 0 | 0 | 0 | 0 | 0 | 0 | 0 | 0 | 0 | 0 | 0 | 0 | 0 | 0 | 0 | 0 | 0 | 0 | 0 | 0 | 0 | 0
36 | Logan Creek | Northern_California | PGE NGBA | {'Delevan': [11.8, 0.0], 'Glenn': [17.7, 0.0], 'Cortina': [29.0, 0.0]} | 250.9943 | 0 | 0 | 0 | 0 | 0 | 0 | 0 | 0 | 0 | 0 | 0 | 0 | 0 | 0 | 79.7185 | 0.31761 | 171.2758 | 0.68239 | 79.7185 | 0.31761 | 171.2758 | 0 | 0 | 250.9943 | 0 | 0 | 250.9943 | 79.7185 | 0.31761 | 171.2758 | 250.9943 | 1 | 0 | 0 | 0 | 250.9943
212 | Lone Tree | Solano | PGE GBA | {'Contra Costa': [3.9, 20589.0], 'Brentwood': [4.9, 8967.0], 'Kirker': [9.5, 18788.0], 'Pittsburg': [9.7, 19646.0], 'Clayton': [11.4, 8522.0], 'Delta Pumps': [12.6, 96.0], 'Birds Landing': [12.9, 20250.0], 'Kelso': [13.4, 96.0], 'Cayetano': [14.4, 96.0], 'Shiloh III': [16.1, 20182.0], 'Midway Green Ridge Services': [17.9, 21.0], 'Tesla': [19.3, 21.0], 'Martinez': [20.0, 75.0], 'Grand Island': [21.8, 15166.0], 'Eight Mile': [22.3, 1095.0], 'Stagg': [22.6, 335.0], 'Peabody': [26.1, 9345.0], 'Weber': [28.4, 0.0], 'Carquinez': [28.4, 0.0], 'Vierra': [28.4, 0.0], 'Eastshore': [29.5, 0.0]} | 62791.5977 | 20562.4082 | 0.32747 | 42229.1875 | 0.67253 | 0 | 0 | 0 | 0 | 0 | 19966.8984 | 0.31799 | 3768.303 | 0.060013 | 0 | 34682.5977 | 0.55234 | 101.5151 | 0.0016167 | 18598.7637 | 0.2962 | 44192.834 | 27604.7832 | 0.43963 | 35186.8145 | 28325.2344 | 0.4511 | 34466.3633 | 35772.9688 | 0.56971 | 27018.6289 | 4880.8193 | 0.07773 | 57910.7783 | 9768.71 | 0.15557 | 53022.8877
223 | Long Beach | Greater_LA | SCE Metro | {'Harborgen': [0.9, 385.0], 'Arcogen': [3.7, 385.0], 'Hinson': [3.7, 385.0], 'Alamitos': [7.3, 367.0], 'Lighthipe': [8.4, 377.0], 'Del Amo': [9.3, 365.0], 'La Fresa': [9.5, 384.0], 'Redondo': [11.0, 384.0], 'El Nido': [12.4, 334.0], 'Center': [13.2, 331.0], 'Chevmain': [13.9, 163.0], 'Barre': [14.3, 319.0], 'El Segundo': [15.0, 45.0], 'Laguna Bell': [15.2, 29.0], 'Huntington Beach': [16.5, 161.0], 'Ellis': [17.2, 71.0], 'La Cienega': [18.4, 10.0], 'Lewis': [19.0, 2.0], 'Mesa': [19.8, 0.0], 'Olinda': [21.4, 0.0], 'Johanna': [21.8, 2.0], 'Villa Park': [22.8, 0.0], 'Walnut': [23.0, 0.0], 'Serrano': [25.4, 0.0], 'Santiago': [27.2, 0.0], 'Rio Hondo': [27.3, 0.0], 'Goodrich': [27.7, 0.0]} | 920.8531 | 362.5046 | 0.39366 | 558.3485 | 0.60634 | 0 | 0 | 0 | 0 | 0 | 0 | 0 | 0 | 0 | 0 | 0 | 0 | 0 | 0 | 0 | 0 | 920.8531 | 128.8722 | 0.13995 | 791.9809 | 493.8893 | 0.53634 | 426.9638 | 493.8893 | 0.53634 | 426.9638 | 0 | 0 | 920.8531 | 5.0578 | 0.0054925 | 915.7953
108 | Los Banos | Central_Valley_North_Los_Banos | PGE Fresno | {'Quinto': [5.3, 0.0], 'Miller': [14.8, 0.0], 'Fink (Proposed)': [22.8, 0.0], 'Crow Creek': [23.0, 0.0], 'Oro Loma': [23.3, 0.0], 'Hollister': [25.0, 0.0], 'Llagas': [29.8, 0.0]} | 4675.4224 | 0 | 0 | 0 | 0 | 0 | 0 | 0 | 0 | 0 | 2.8667 | 0.00061315 | 0 | 0 | 0 | 2335.5959 | 0.49955 | 2333.8435 | 0.49917 | 4657.7803 | 0.99623 | 17.6421 | 202.0909 | 0.043224 | 4473.3314 | 390.2646 | 0.083472 | 4285.1577 | 4675.4224 | 1 | 0 | 4420.3525 | 0.94544 | 255.0698 | 9.4307 | 0.0020171 | 4665.9916
202 | Los Esteros | Peninsula_Monterey | PGE GBA | {'Scott': [3.7, 0.0], 'Newark': [5.9, 1.0], 'Hicks': [13.5, 0.0], 'Eastshore': [17.0, 1.0], 'Metcalf Energy Center': [17.5, 0.0], 'Metcalf 1': [17.5, 0.0], 'Cayetano': [23.2, 0.0], 'Midway Green Ridge Services': [28.0, 0.0], 'Tesla': [28.2, 0.0]} | 980.3616 | 0.034106 | 3.4789e-05 | 980.3275 | 0.99997 | 0 | 0 | 0 | 0 | 0 | 0 | 0 | 0 | 0 | 0 | 878.3076 | 0.8959 | 42.8294 | 0.043687 | 921.1369 | 0.93959 | 59.2247 | 637.7226 | 0.6505 | 342.639 | 659.0652 | 0.67227 | 321.2964 | 942.4796 | 0.96136 | 37.882 | 920.439 | 0.93888 | 59.9226 | 69.1468 | 0.070532 | 911.2149
134 | Lugo | Greater_Kramer | SCE Metro | {'Victor': [9.6, 455.0], 'Roadway': [14.7, 455.0], 'San Bernardino': [21.1, 0.0], 'Etiwanda': [21.2, 0.0], 'Rancho Vista': [21.4, 0.0], 'Vista': [22.6, 0.0], 'Padua': [23.0, 0.0], 'Mira Loma': [27.1, 0.0], 'Calcite': [27.8, 0.0]} | 12886.4199 | 454.9405 | 0.035304 | 12431.4795 | 0.9647 | 0 | 0 | 0 | 0 | 0 | 0 | 0 | 0 | 0 | 0 | 4320.1406 | 0.33525 | 3385.9983 | 0.26276 | 8694.6865 | 0.67472 | 4191.7334 | 6767.7388 | 0.52518 | 6118.6812 | 6576.0981 | 0.51031 | 6310.3218 | 12225.3896 | 0.9487 | 661.0303 | 5093.3477 | 0.39525 | 7793.0723 | 63.8502 | 0.0049548 | 12822.5697
308 | Lugo - Pisgah (Proposed) | Greater_Kramer | SCE NOL | {'Calcite': [18.2, 568.0]} | 87328.8438 | 9726.7656 | 0.11138 | 77602.0781 | 0.88862 | 0 | 0 | 0 | 0 | 0 | 0 | 0 | 0 | 0 | 0 | 2915.9351 | 0.03339 | 240.7544 | 0.0027569 | 19324.3242 | 0.22128 | 68004.5195 | 4612.6987 | 0.05282 | 82716.145 | 8456.5166 | 0.096835 | 78872.3271 | 26085.5801 | 0.29871 | 61243.2637 | 67460.1328 | 0.77248 | 19868.7109 | 35.1103 | 0.00040205 | 87293.7335
75 | Madeline | Northern_California | Northeast CA | {} | 135423.6562 | 8052.0029 | 0.059458 | 127371.6562 | 0.94054 | 0 | 0 | 0 | 0 | 0 | 12905.3652 | 0.095296 | 0 | 0 | 0 | 87898.9766 | 0.64907 | 32196.8477 | 0.23775 | 25378.9277 | 0.1874 | 110044.7285 | 8825.6992 | 0.065171 | 126597.957 | 16107.0967 | 0.11894 | 119316.5596 | 40140.4492 | 0.29641 | 95283.207 | 110414.2891 | 0.81532 | 25009.3672 | 31411.3945 | 0.23195 | 104012.2617
195 | Madison | Solano | PGE NGBA | {'Putah Creek': [10.3, 690.0], 'Woodland': [11.3, 0.0], 'Davis': [15.4, 79.0], 'Vaca-Dixon & Gc Yard': [18.8, 690.0], 'Peabody': [26.6, 0.0]} | 34689.8477 | 1242.7029 | 0.035823 | 33447.1445 | 0.96418 | 0 | 0 | 0 | 0 | 0 | 3990.0212 | 0.11502 | 2123.3704 | 0.06121 | 0 | 27736.4141 | 0.79955 | 6173.9072 | 0.17797 | 30826.5527 | 0.88863 | 3863.2949 | 718.9832 | 0.020726 | 33970.8645 | 363.7695 | 0.010486 | 34326.0782 | 30826.5527 | 0.88863 | 3863.2949 | 25915.877 | 0.74707 | 8773.9707 | 305.0188 | 0.0087927 | 34384.8288
51 | Magunden | Central_Valley_North_Los_Banos | SCE Northern | {'Columbus': [2.8, 0.0], 'Cal Water': [4.4, 0.0], 'Bakersfield': [5.0, 0.0], 'Unknown - 3327': [5.5, 0.0], 'Lamont': [5.6, 0.0], 'West Park': [6.7, 0.0], 'Sycamore': [7.4, 0.0], 'Kern Oil': [7.8, 0.0], 'Grimmway-Malaga': [8.6, 0.0], 'Stockdale': [8.8, 0.0], 'Rosedale': [8.9, 0.0], 'Kern Power': [10.0, 0.0], 'Tevis': [12.0, 0.0], '7th Standard': [13.0, 0.0], 'Poso Mt.': [13.8, 0.0], 'Renfro': [13.8, 0.0], 'Lerdo': [16.1, 0.0], 'Wheeler Ridge': [19.0, 0.0], 'Tupman': [19.7, 0.0], 'Rio Bravo': [19.9, 0.0], 'Norco': [22.5, 0.0], 'Shafter': [24.7, 0.0], 'Midway - Wheeler Ridge (Proposed)': [25.6, 0.0], 'Elk Hills': [27.3, 0.0], 'Charca': [28.4, 0.0], 'Pastoria': [29.7, 0.0]} | 0 | 0 | 0 | 0 | 0 | 0 | 0 | 0 | 0 | 0 | 0 | 0 | 0 | 0 | 0 | 0 | 0 | 0 | 0 | 0 | 0 | 0 | 0 | 0 | 0 | 0 | 0 | 0 | 0 | 0 | 0 | 0 | 0 | 0 | 0 | 0 | 0
24 | Malaga | Central_Valley_North_Los_Banos | PGE Fresno | {'California Ave': [2.8, 0.0], 'West Fresno': [5.4, 0.0], 'Sanger': [6.5, 0.0], 'McCall': [7.5, 0.0], 'Kearney (New)': [8.7, 0.0], 'Gregg': [15.3, 0.0], 'Mc Mullin': [16.1, 0.0], 'Wahtoke': [16.1, 0.0], 'Kingsburg': [16.2, 0.0], 'Reedley': [20.4, 0.0], 'Borden': [21.3, 0.0], 'Helm': [25.9, 0.0], 'GWF Hanford': [29.6, 0.0]} | 0 | 0 | 0 | 0 | 0 | 0 | 0 | 0 | 0 | 0 | 0 | 0 | 0 | 0 | 0 | 0 | 0 | 0 | 0 | 0 | 0 | 0 | 0 | 0 | 0 | 0 | 0 | 0 | 0 | 0 | 0 | 0 | 0 | 0 | 0 | 0 | 0
235 | Mandalay | Greater_LA | SCE Northern | {'Santa Clara': [7.5, 104.0], 'Moorpark': [20.4, 0.0]} | 388.7643 | 96.5592 | 0.24837 | 292.2052 | 0.75163 | 0 | 0 | 0 | 0 | 0 | 0 | 0 | 0 | 0 | 0 | 0 | 0 | 0 | 0 | 49.9856 | 0.12858 | 338.7787 | 225.1604 | 0.57917 | 163.604 | 281.101 | 0.72306 | 107.6634 | 281.101 | 0.72306 | 107.6634 | 0 | 0 | 388.7643 | 70.523 | 0.1814 | 318.2413
200 | Margarita | Greater_LA | SDGE Imperial | {'Trabuco': [2.8, 46.0], 'Capistrano': [3.4, 46.0], 'Talega': [7.4, 38.0], 'Viejo': [8.1, 30.0], 'Santiago': [11.3, 30.0], 'San Onofre': [13.1, 36.0], 'Lee Lake (Proposed)': [17.2, 0.0], 'Johanna': [17.2, 9.0], 'Ellis': [20.4, 9.0], 'Huntington Beach': [21.2, 9.0], 'Serrano': [21.3, 0.0], 'Villa Park': [21.8, 0.0], 'Lewis': [23.7, 1.0], 'Barre': [27.1, 0.0], 'San Luis Rey': [28.8, 0.0]} | 118.0258 | 39.596 | 0.33549 | 78.4298 | 0.66451 | 0 | 0 | 0 | 0 | 0 | 0 | 0 | 0 | 0 | 0 | 0.069207 | 0.00058637 | 0 | 0 | 8.9877 | 0.07615 | 109.0381 | 29.2252 | 0.24762 | 88.8006 | 49.6045 | 0.42029 | 68.4213 | 58.5922 | 0.49644 | 59.4336 | 0 | 0 | 118.0258 | 0 | 0 | 118.0258
152 | Martin (San Francisco H) | Peninsula_Monterey | PGE GBA | {'Eastshore': [16.9, 212.0], 'Martinez': [26.8, 51.0], 'Ignacio': [26.8, 105.0], 'Newark': [27.1, 0.0], 'Carquinez': [28.2, 69.0], 'Clayton': [29.2, 0.0]} | 1690.9752 | 609.8304 | 0.36064 | 1081.1448 | 0.63936 | 0 | 0 | 0 | 0 | 0 | 0 | 0 | 0 | 0 | 0 | 0 | 0 | 0 | 0 | 120.4116 | 0.071208 | 1570.5637 | 333.5821 | 0.19727 | 1357.3932 | 840.5591 | 0.49709 | 850.4161 | 876.9733 | 0.51862 | 814.002 | 132.3334 | 0.078259 | 1558.6418 | 93.7577 | 0.055446 | 1597.2175
211 | Martinez | Solano | PGE GBA | {'Carquinez': [8.9, 1179.0], 'Clayton': [9.4, 1182.0], 'Kirker': [11.5, 614.0], 'Pittsburg': [12.0, 563.0], 'Birds Landing': [17.3, 133.0], 'Shiloh III': [18.1, 133.0], 'Tulucay': [18.1, 439.0], 'Contra Costa': [18.2, 133.0], 'Lone Tree': [20.0, 75.0], 'Peabody': [20.3, 126.0], 'Ignacio': [23.5, 16.0], 'Brentwood': [24.9, 0.0], 'Cayetano': [26.8, 0.0], 'Martin': [26.8, 51.0], 'Eastshore': [26.9, 0.0], 'Vaca-Dixon & Gc Yard': [28.7, 0.0]} | 18854.7324 | 1316.3196 | 0.069814 | 17538.4121 | 0.93019 | 0 | 0 | 0 | 0 | 0 | 86.2796 | 0.004576 | 0 | 0 | 0 | 6604.3389 | 0.35027 | 0 | 0 | 9785.9648 | 0.51902 | 9068.7676 | 10841.5547 | 0.575 | 8013.1777 | 7353.5596 | 0.39001 | 11501.1729 | 16294.7949 | 0.86423 | 2559.9375 | 3777.3079 | 0.20034 | 15077.4246 | 8652.4219 | 0.4589 | 10202.3105
25 | McCall | Central_Valley_North_Los_Banos | PGE Fresno | {'Sanger': [6.8, 0.0], 'Malaga': [7.5, 0.0], 'Kingsburg': [9.0, 0.0], 'California Ave': [10.2, 0.0], 'Wahtoke': [10.4, 0.0], 'West Fresno': [12.4, 0.0], 'Reedley': [14.6, 0.0], 'Kearney (New)': [15.0, 0.0], 'Mc Mullin': [19.4, 0.0], 'Gregg': [22.7, 0.0], 'GWF Hanford': [23.6, 0.0], 'Leprino': [27.8, 0.0], 'Borden': [28.8, 0.0], 'Henrietta': [29.4, 0.0], 'Helm': [29.8, 0.0]} | 0 | 0 | 0 | 0 | 0 | 0 | 0 | 0 | 0 | 0 | 0 | 0 | 0 | 0 | 0 | 0 | 0 | 0 | 0 | 0 | 0 | 0 | 0 | 0 | 0 | 0 | 0 | 0 | 0 | 0 | 0 | 0 | 0 | 0 | 0 | 0 | 0
26 | Mc Mullin | Central_Valley_North_Los_Banos | PGE Fresno | {'Kearney (New)': [9.7, 0.0], 'Helm': [10.4, 0.0], 'West Fresno': [12.8, 0.0], 'California Ave': [15.2, 0.0], 'Schindler': [15.6, 0.0], 'Malaga': [16.1, 0.0], 'Gregg': [18.4, 0.0], 'Excelsior': [19.0, 0.0], 'McCall': [19.4, 0.0], 'Sanger': [22.4, 0.0], 'Cantua': [22.7, 0.0], 'Borden': [22.7, 0.0], 'Tranquility': [23.1, 0.0], 'Kingsburg': [23.7, 0.0], 'Henrietta': [24.7, 0.0], 'Mustang': [25.2, 0.0], 'Leprino': [25.9, 0.0], 'Newhall': [26.7, 0.0], 'Mendota': [27.5, 0.0], 'GWF Hanford': [29.3, 0.0], 'Wahtoke': [29.8, 0.0]} | 0 | 0 | 0 | 0 | 0 | 0 | 0 | 0 | 0 | 0 | 0 | 0 | 0 | 0 | 0 | 0 | 0 | 0 | 0 | 0 | 0 | 0 | 0 | 0 | 0 | 0 | 0 | 0 | 0 | 0 | 0 | 0 | 0 | 0 | 0 | 0 | 0
298 | Mead | Southern_NV_Eldorado | SCE EOP | {'Sloan Canyon': [11.1, 355.0], 'Eldorado': [13.3, 352.0]} | 8298.4219 | 349.265 | 0.042088 | 7949.1567 | 0.95791 | 0 | 0 | 0 | 0 | 0 | 0 | 0 | 0 | 0 | 0 | 0 | 0 | 0 | 0 | 0 | 0 | 8298.4219 | 0 | 0 | 8298.4219 | 0 | 0 | 8298.4219 | 0 | 0 | 8298.4219 | 0 | 0 | 8298.4219 | 0 | 0 | 8298.4219
103 | Mendocino | Mendocino_Marin | PGE NGBA | {'Calpella': [3.7, 7.0], 'Ukiah': [7.4, 0.0], 'Hopland': [20.2, 0.0]} | 241.1339 | 7.1961 | 0.029843 | 233.9379 | 0.97016 | 0 | 0 | 0 | 0 | 0 | 0 | 0 | 0 | 0 | 0 | 104.3442 | 0.43272 | 79.2609 | 0.3287 | 75.3499 | 0.31248 | 165.784 | 57.0674 | 0.23666 | 184.0665 | 125.0303 | 0.51851 | 116.1036 | 169.7439 | 0.70394 | 71.39 | 200.8585 | 0.83297 | 40.2754 | 0 | 0 | 241.1339
27 | Mendota | Central_Valley_North_Los_Banos | PGE Fresno | {'Cheney': [7.3, 0.0], 'Panoche': [8.2, 0.0], 'Tranquility': [9.5, 0.0], 'Newhall': [12.4, 0.0], 'Oro Loma': [15.8, 0.0], 'Helm': [18.0, 0.0], 'Cantua': [21.1, 0.0], 'Dairyland': [24.4, 0.0], 'Excelsior': [25.5, 0.0], 'Mc Mullin': [27.5, 0.0], 'Schindler': [28.3, 0.0], 'Borden': [29.7, 0.0]} | 0 | 0 | 0 | 0 | 0 | 0 | 0 | 0 | 0 | 0 | 0 | 0 | 0 | 0 | 0 | 0 | 0 | 0 | 0 | 0 | 0 | 0 | 0 | 0 | 0 | 0 | 0 | 0 | 0 | 0 | 0 | 0 | 0 | 0 | 0 | 0 | 0
106 | Merced | Central_Valley_North_Los_Banos | PGE Fresno | {'Wilson': [4.6, 0.0], 'Le Grand': [13.2, 0.0], 'Dairyland': [17.8, 0.0], 'Oro Loma': [28.3, 0.0], 'Newhall': [29.4, 0.0]} | 0 | 0 | 0 | 0 | 0 | 0 | 0 | 0 | 0 | 0 | 0 | 0 | 0 | 0 | 0 | 0 | 0 | 0 | 0 | 0 | 0 | 0 | 0 | 0 | 0 | 0 | 0 | 0 | 0 | 0 | 0 | 0 | 0 | 0 | 0 | 0 | 0
160 | Mesa | Kern_Greater_Carrizo | PGE Kern | {'Oceano': [9.7, 106.0], 'Sisquoc': [11.4, 149.0], 'San Luis Obispo': [20.2, 45.0], 'Cabrillo': [25.2, 0.0], 'Diablo Canyon': [26.5, 2.0]} | 2263.0979 | 303.8641 | 0.13427 | 1959.2339 | 0.86573 | 0 | 0 | 0 | 0 | 0 | 0 | 0 | 0 | 0 | 0 | 556.2787 | 0.2458 | 1513.9274 | 0.66896 | 99.5686 | 0.043997 | 2163.5293 | 36.85 | 0.016283 | 2226.2479 | 450.1668 | 0.19892 | 1812.9311 | 481.6189 | 0.21281 | 1781.479 | 1868.2328 | 0.82552 | 394.8651 | 80.6951 | 0.035657 | 2182.4028
90 | Mesa (SCE) | Greater_LA | SCE Metro |  | 0 | 0 | 0 | 0 | 0 | 0 | 0 | 0 | 0 | 0 | 0 | 0 | 0 | 0 | 0 | 0 | 0 | 0 | 0 | 0 | 0 | 0 | 0 | 0 | 0 | 0 | 0 | 0 | 0 | 0 | 0 | 0 | 0 | 0 | 0 | 0 | 0
229 | Metcalf | Peninsula_Monterey | PGE GBA | {'Metcalf Energy Center': [0.3, 0.0], 'Hicks': [8.8, 0.0], 'Scott': [15.7, 0.0], 'Los Esteros': [17.5, 0.0], 'Llagas': [18.1, 0.0], 'Newark': [23.3, 0.0], 'Moss Landing': [28.9, 0.0]} | 1322.8574 | 0 | 0 | 0 | 0 | 0 | 0 | 0 | 0 | 0 | 0 | 0 | 0 | 0 | 0 | 1061.6385 | 0.80253 | 261.219 | 0.19747 | 972.2854 | 0.73499 | 350.572 | 557.506 | 0.42144 | 765.3514 | 569.6807 | 0.43064 | 753.1767 | 1090.4669 | 0.82433 | 232.3905 | 1252.0624 | 0.94648 | 70.795 | 9.2759 | 0.0070121 | 1313.5815
52 | Midway | Central_Valley_North_Los_Banos | PGE Kern | {'Shafter': [10.7, 0.0], 'Tupman': [10.8, 0.0], 'Rio Bravo': [11.1, 0.0], 'Norco': [11.5, 0.0], 'Elk Hills': [13.0, 0.0], 'Semitropic': [13.6, 0.0], 'Temblor': [13.8, 0.0], 'Goose Lake': [15.4, 0.0], 'Charca': [15.8, 0.0], 'Renfro': [16.3, 0.0], 'Kernridge': [16.4, 0.0], 'Lerdo': [18.2, 0.0], '7th Standard': [18.3, 0.0], 'Taft': [18.6, 0.0], 'Tevis': [19.1, 0.0], 'Kern Power': [20.1, 0.0], 'Rosedale': [21.2, 0.0], 'Smyrna': [21.7, 0.0], 'Midway - Wheeler Ridge (Proposed)': [22.1, 0.0], 'Stockdale': [22.5, 0.0], 'West Park': [23.3, 0.0], 'Kern Oil': [24.5, 0.0], 'Bakersfield': [25.3, 0.0], 'Sycamore': [26.3, 0.0], 'Caliente': [26.3, 0.0], 'Columbus': [28.9, 0.0], 'Poso Mt.': [29.9, 0.0]} | 0 | 0 | 0 | 0 | 0 | 0 | 0 | 0 | 0 | 0 | 0 | 0 | 0 | 0 | 0 | 0 | 0 | 0 | 0 | 0 | 0 | 0 | 0 | 0 | 0 | 0 | 0 | 0 | 0 | 0 | 0 | 0 | 0 | 0 | 0 | 0 | 0
305 | Midway - Wheeler Ridge (Proposed) | Central_Valley_North_Los_Banos | PGE Kern | {'Elk Hills': [9.4, 0.0], 'Norco': [11.6, 0.0], 'Taft': [12.1, 0.0], 'Tevis': [15.8, 0.0], 'Tupman': [16.0, 0.0], 'Wheeler Ridge': [16.7, 0.0], 'Stockdale': [17.6, 0.0], 'Renfro': [19.3, 0.0], 'Kern Power': [20.3, 0.0], 'Rosedale': [20.7, 0.0], 'West Park': [21.7, 0.0], 'Midway': [22.1, 0.0], 'Rio Bravo': [22.1, 0.0], '7th Standard': [23.3, 0.0], 'Bakersfield': [23.6, 0.0], 'Grimmway-Malaga': [24.6, 0.0], 'Magunden': [25.6, 0.0], 'Unknown - 3327': [25.9, 0.0], 'Lamont': [26.0, 0.0], 'Kern Oil': [26.1, 0.0], 'Columbus': [26.6, 0.0], 'Lerdo': [27.0, 0.0], 'Shafter': [27.2, 0.0], 'Pastoria': [27.3, 0.0], 'Sycamore': [27.7, 0.0], 'Cal Water': [29.3, 0.0]} | 0 | 0 | 0 | 0 | 0 | 0 | 0 | 0 | 0 | 0 | 0 | 0 | 0 | 0 | 0 | 0 | 0 | 0 | 0 | 0 | 0 | 0 | 0 | 0 | 0 | 0 | 0 | 0 | 0 | 0 | 0 | 0 | 0 | 0 | 0 | 0 | 0
145 | Miguel | Greater_SD | SDGE Imperial | {'Bay Boulevard': [8.1, 160.0], 'Otay Mesa': [8.3, 23.0], 'Silvergate': [9.4, 155.0], 'Mission': [11.6, 153.0], 'Old Town': [13.6, 153.0], 'Kearny': [13.7, 150.0], 'Sycamore Canyon': [16.7, 0.0], 'Suncrest': [19.7, 0.0], 'Penasquitos': [21.5, 114.0]} | 690.7507 | 152.1835 | 0.22032 | 538.5673 | 0.77968 | 0 | 0 | 0 | 0 | 0 | 0 | 0 | 0 | 0 | 0 | 0 | 0 | 0 | 0 | 54.4389 | 0.078811 | 636.3119 | 257.9896 | 0.37349 | 432.7611 | 470.1367 | 0.68062 | 220.614 | 475.5835 | 0.6885 | 215.1672 | 2.5577 | 0.0037027 | 688.1931 | 52.8634 | 0.07653 | 637.8873
182 | Miller | Central_Valley_North_Los_Banos | PGE GBA | {'Fink (Proposed)': [8.1, 0.0], 'Crow Creek': [8.4, 0.0], 'Quinto': [9.6, 0.0], 'Los Banos': [14.8, 0.0], 'Westley': [23.1, 0.0], 'Llagas': [29.6, 0.0]} | 1857.0195 | 0 | 0 | 0 | 0 | 0 | 0 | 0 | 0 | 0 | 2.8667 | 0.0015437 | 0 | 0 | 0 | 1235.3025 | 0.66521 | 621.7171 | 0.33479 | 1672.662 | 0.90072 | 184.3575 | 390.8636 | 0.21048 | 1466.156 | 445.6936 | 0.24 | 1411.3259 | 1773.5146 | 0.95503 | 83.5049 | 1749.9558 | 0.94235 | 107.0637 | 0 | 0 | 1857.0195
127 | Mirage | Riverside | SCE Eastern | {'Devers': [14.4, 7251.0]} | 31114.8945 | 8471.3281 | 0.27226 | 22643.5664 | 0.72774 | 0 | 0 | 0 | 0 | 0 | 154.7465 | 0.0049734 | 0 | 0 | 0 | 4.3402 | 0.00013949 | 0 | 0 | 3228.8359 | 0.10377 | 27886.0586 | 9643.9541 | 0.30995 | 21470.9404 | 7231.1309 | 0.2324 | 23883.7637 | 11857.6875 | 0.38109 | 19257.207 | 16748.8652 | 0.53829 | 14366.0293 | 2.8688 | 9.2199e-05 | 31112.0258
135 | Mira Loma | Greater_Kramer | SCE Metro | {'Rancho Vista': [5.8, 0.0], 'Etiwanda': [6.0, 0.0], 'Chino': [6.6, 0.0], 'Padua': [8.8, 0.0], 'Vista': [14.3, 0.0], 'Serrano': [17.9, 0.0], 'Lee Lake (Proposed)': [19.0, 0.0], 'San Bernardino': [19.3, 0.0], 'Villa Park': [20.4, 0.0], 'Olinda': [21.0, 0.0], 'Walnut': [22.1, 0.0], 'Lewis': [23.6, 0.0], 'Viejo': [23.9, 0.0], 'Rio Hondo': [24.8, 0.0], 'Johanna': [26.2, 0.0], 'Santiago': [26.4, 0.0], 'Lugo': [27.1, 0.0], 'Barre': [27.6, 0.0], 'El Casco': [28.1, 0.0], 'Valley': [29.9, 0.0]} | 299.4556 | 0 | 0 | 0 | 0 | 0 | 0 | 0 | 0 | 0 | 0 | 0 | 0 | 0 | 0 | 0 | 0 | 299.4556 | 1 | 299.4556 | 1 | 0 | 0 | 0 | 299.4556 | 28.2301 | 0.094271 | 271.2255 | 299.4556 | 1 | 0 | 205.2154 | 0.68529 | 94.2402 | 0.5737 | 0.0019158 | 298.8819
146 | Mission | Greater_SD | SDGE Imperial | {'Kearny': [3.4, 190.0], 'Old Town': [3.4, 193.0], 'Silvergate': [6.1, 193.0], 'Penasquitos': [10.4, 143.0], 'Sycamore Canyon': [11.1, 2.0], 'Miguel': [11.6, 153.0], 'Bay Boulevard': [12.3, 174.0], 'Otay Mesa': [19.6, 16.0], 'Escondido': [23.6, 0.0], 'Palomar Airport': [24.9, 0.0], 'Suncrest': [26.5, 0.0], 'Encina': [26.9, 0.0]} | 560.7509 | 179.7533 | 0.32056 | 380.9977 | 0.67944 | 0 | 0 | 0 | 0 | 0 | 0 | 0 | 0 | 0 | 0 | 0 | 0 | 0 | 0 | 14.2114 | 0.025344 | 546.5395 | 114.2144 | 0.20368 | 446.5365 | 305.7037 | 0.54517 | 255.0472 | 311.1504 | 0.55488 | 249.6005 | 0 | 0 | 560.7509 | 28.6135 | 0.051027 | 532.1374
287 | Mohave | Southern_NV_Eldorado | SCE EOP | {} | 8499.04 | 5319.7617 | 0.62592 | 3179.2783 | 0.37408 | 0 | 0 | 0 | 0 | 0 | 0 | 0 | 0 | 0 | 0 | 0 | 0 | 0 | 0 | 0 | 0 | 8499.04 | 0 | 0 | 8499.04 | 0 | 0 | 8499.04 | 0 | 0 | 8499.04 | 9.1478 | 0.0010763 | 8489.8923 | 0 | 0 | 8499.04
192 | Moorpark | Greater_LA | SCE Northern | {'Santa Clara': [16.2, 0.0], 'Mandalay': [20.4, 0.0], 'Saugus': [21.1, 7.0], 'Pardee': [21.3, 7.0], 'Sylmar-Pac Intertie': [23.1, 3.0]} | 2092.9849 | 20.4081 | 0.0097507 | 2072.5769 | 0.99025 | 0 | 0 | 0 | 0 | 0 | 4.9947 | 0.0023864 | 0 | 0 | 0 | 1750.4126 | 0.83632 | 158.0065 | 0.075493 | 1413.3901 | 0.6753 | 679.5947 | 0 | 0 | 2092.9849 | 0 | 0 | 2092.9849 | 1413.3901 | 0.6753 | 679.5947 | 805.2368 | 0.38473 | 1287.7481 | 69.6351 | 0.033271 | 2023.3497
313 | Morro Bay | Kern_Greater_Carrizo | PGE Kern | {'Diablo Canyon': [10.9, 196.0], 'San Luis Obispo': [14.7, 193.0], 'Templeton': [15.9, 87.0], 'Oceano': [24.4, 127.0]} | 8261.9717 | 368.8368 | 0.044643 | 7893.1348 | 0.95536 | 0 | 0 | 0 | 0 | 0 | 7.0571 | 0.00085417 | 0 | 0 | 0 | 6927.6377 | 0.8385 | 311.5442 | 0.037708 | 4668.6724 | 0.56508 | 3593.2993 | 1424.7292 | 0.17244 | 6837.2424 | 3338.5916 | 0.40409 | 4923.3801 | 6230.4868 | 0.75412 | 2031.4849 | 5554.9834 | 0.67236 | 2706.9883 | 174.615 | 0.021135 | 8087.3567
218 | Moss Landing | Peninsula_Monterey | PGE GBA | {'Llagas': [18.4, 0.0], 'Hollister': [20.8, 0.0], 'Metcalf Energy Center': [28.7, 0.0], 'Metcalf 1': [28.9, 0.0]} | 278.9684 | 56.7652 | 0.20348 | 222.2032 | 0.79652 | 0 | 0 | 0 | 0 | 0 | 0.73881 | 0.0026483 | 1.994 | 0.0071478 | 0 | 0 | 0 | 0 | 0 | 21.9931 | 0.078837 | 256.9753 | 168.6356 | 0.6045 | 110.3328 | 172.8242 | 0.61951 | 106.1442 | 194.8173 | 0.69835 | 84.1511 | 0 | 0 | 278.9684 | 60.5007 | 0.21687 | 218.4677
275 | Mustang | Central_Valley_North_Los_Banos | PGE Fresno | {'Henrietta': [1.1, 0.0], 'Leprino': [4.8, 0.0], 'Gates': [13.1, 0.0], 'GWF Hanford': [15.4, 0.0], 'Schindler': [16.9, 0.0], 'Waukena': [20.2, 0.0], 'Avenal': [20.7, 0.0], 'Excelsior': [20.9, 0.0], 'Corcoran': [21.9, 0.0], 'Mc Mullin': [25.2, 0.0], 'Kingsburg': [25.8, 0.0], 'Cantua': [27.2, 0.0], 'Helm': [28.6, 0.0]} | 0 | 0 | 0 | 0 | 0 | 0 | 0 | 0 | 0 | 0 | 0 | 0 | 0 | 0 | 0 | 0 | 0 | 0 | 0 | 0 | 0 | 0 | 0 | 0 | 0 | 0 | 0 | 0 | 0 | 0 | 0 | 0 | 0 | 0 | 0 | 0 | 0
2 | Newark | Solano | PGE GBA | {'Los Esteros': [5.9, 1.0], 'Scott': [8.7, 0.0], 'Eastshore': [11.2, 30.0], 'Hicks': [19.0, 0.0], 'Cayetano': [20.2, 0.0], 'Metcalf 1': [23.3, 0.0], 'Metcalf Energy Center': [23.4, 0.0], 'Midway Green Ridge Services': [26.8, 0.0], 'Martin': [27.1, 0.0], 'Tesla': [27.3, 0.0], 'Delta Pumps': [28.8, 0.0], 'Kelso': [29.3, 0.0]} | 237.2563 | 26.6644 | 0.11239 | 210.5919 | 0.88761 | 0 | 0 | 0 | 0 | 0 | 0 | 0 | 0 | 0 | 0 | 127.0931 | 0.53568 | 0 | 0 | 127.0931 | 0.53568 | 110.1632 | 128.1656 | 0.5402 | 109.0907 | 150.6597 | 0.63501 | 86.5966 | 150.6597 | 0.63501 | 86.5966 | 126.5759 | 0.5335 | 110.6804 | 70.2846 | 0.29624 | 166.9717
99 | Newhall | Central_Valley_North_Los_Banos | PGE Fresno | {'Mendota': [12.4, 0.0], 'Dairyland': [13.0, 0.0], 'Oro Loma': [18.1, 0.0], 'Borden': [19.4, 0.0], 'Tranquility': [19.6, 0.0], 'Cheney': [19.7, 0.0], 'Panoche': [20.4, 0.0], 'Helm': [20.8, 0.0], 'Le Grand': [22.2, 0.0], 'Gregg': [22.8, 0.0], 'Mc Mullin': [26.7, 0.0], 'Kearney (New)': [27.1, 0.0], 'Merced': [29.4, 0.0], 'Wilson': [29.8, 0.0]} | 0 | 0 | 0 | 0 | 0 | 0 | 0 | 0 | 0 | 0 | 0 | 0 | 0 | 0 | 0 | 0 | 0 | 0 | 0 | 0 | 0 | 0 | 0 | 0 | 0 | 0 | 0 | 0 | 0 | 0 | 0 | 0 | 0 | 0 | 0 | 0 | 0
210 | New Melones | El_Dorado_Mariposa | PGE GBA | {'Peoria': [3.4, 0.0], 'Chinese Station': [5.7, 0.0], 'Curtis': [11.6, 0.0], 'Warnerville': [20.5, 0.0], 'Riverbank': [24.0, 0.0], 'Bellota': [26.8, 0.0], 'Rancho Seco - Bellota (Proposed)': [28.5, 0.0]} | 0 | 0 | 0 | 0 | 0 | 0 | 0 | 0 | 0 | 0 | 0 | 0 | 0 | 0 | 0 | 0 | 0 | 0 | 0 | 0 | 0 | 0 | 0 | 0 | 0 | 0 | 0 | 0 | 0 | 0 | 0 | 0 | 0 | 0 | 0 | 0 | 0
311 | New Sub - Pit 1 - Cottonwood (Proposed) | Northern_California | PGE NGBA | {'Round Mt.': [6.1, 760.0], 'Cove Road': [6.8, 698.0], 'Pit 1': [20.5, 0.0]} | 8103.4521 | 898.0419 | 0.11082 | 7205.4102 | 0.88918 | 0 | 0 | 0 | 0 | 0 | 0 | 0 | 0 | 0 | 0 | 6554.4189 | 0.80884 | 200.1613 | 0.024701 | 5355.0635 | 0.66084 | 2748.3887 | 897.4811 | 0.11075 | 7205.971 | 908.7374 | 0.11214 | 7194.7147 | 6187.7476 | 0.76359 | 1915.7046 | 3171.8306 | 0.39142 | 4931.6216 | 119.9727 | 0.014805 | 7983.4795
53 | Norco | Central_Valley_North_Los_Banos | PGE Kern | {'Tupman': [5.2, 0.0], 'Elk Hills': [5.6, 0.0], 'Tevis': [10.4, 0.0], 'Renfro': [10.8, 0.0], 'Rio Bravo': [11.1, 0.0], 'Midway': [11.5, 0.0], 'Midway - Wheeler Ridge (Proposed)': [11.6, 0.0], 'Kern Power': [13.6, 0.0], 'Stockdale': [13.8, 0.0], 'Taft': [14.2, 0.0], 'Rosedale': [14.5, 0.0], '7th Standard': [14.6, 0.0], 'Shafter': [15.7, 0.0], 'West Park': [16.3, 0.0], 'Lerdo': [17.2, 0.0], 'Bakersfield': [18.6, 0.0], 'Kern Oil': [19.5, 0.0], 'Sycamore': [21.3, 0.0], 'Charca': [22.2, 0.0], 'Columbus': [22.2, 0.0], 'Magunden': [22.5, 0.0], 'Temblor': [22.8, 0.0], 'Semitropic': [22.9, 0.0], 'Wheeler Ridge': [23.2, 0.0], 'Cal Water': [24.9, 0.0], 'Unknown - 3327': [25.2, 0.0], 'Lamont': [25.3, 0.0], 'Grimmway-Malaga': [25.5, 0.0], 'Goose Lake': [26.6, 0.0], 'Kernridge': [26.6, 0.0], 'Poso Mt.': [27.3, 0.0]} | 0 | 0 | 0 | 0 | 0 | 0 | 0 | 0 | 0 | 0 | 0 | 0 | 0 | 0 | 0 | 0 | 0 | 0 | 0 | 0 | 0 | 0 | 0 | 0 | 0 | 0 | 0 | 0 | 0 | 0 | 0 | 0 | 0 | 0 | 0 | 0 | 0
236 | North Gila | Arizona | SDGE Arizona | {} | 24868.3457 | 435.8271 | 0.017525 | 24432.5195 | 0.98247 | 0 | 0 | 0 | 0 | 0 | 0 | 0 | 0 | 0 | 0 | 0 | 0 | 0 | 0 | 308.3695 | 0.0124 | 24559.9762 | 7308.6553 | 0.29389 | 17559.6904 | 7334.8296 | 0.29495 | 17533.5161 | 7363.7095 | 0.29611 | 17504.6362 | 23957.0898 | 0.96336 | 911.2559 | 105.8746 | 0.0042574 | 24762.4711
307 | North Gila - IV (Proposed) | Greater_Imperial | SDGE Imperial | {'Highline': [4.3, 1075.0], 'El Centro': [19.4, 25.0], 'Imperial Valley': [29.3, 0.0]} | 6391.5542 | 1097.248 | 0.17167 | 5294.3062 | 0.82833 | 0 | 0 | 0 | 0 | 0 | 10.6653 | 0.0016687 | 2.1987 | 0.000344 | 0 | 0 | 0 | 0 | 0 | 0 | 0 | 6391.5542 | 4517.7637 | 0.70683 | 1873.7905 | 4517.7637 | 0.70683 | 1873.7905 | 4517.7637 | 0.70683 | 1873.7905 | 3974.2249 | 0.62179 | 2417.3293 | 161.1848 | 0.025218 | 6230.3694
161 | Oceano | Kern_Greater_Carrizo | PGE Kern | {'Mesa': [9.7, 106.0], 'San Luis Obispo': [11.5, 236.0], 'Diablo Canyon': [17.0, 192.0], 'Sisquoc': [20.9, 0.0], 'Morro Bay': [24.4, 127.0]} | 3116.4407 | 293.8799 | 0.0943 | 2822.5608 | 0.9057 | 0 | 0 | 0 | 0 | 0 | 1.0967 | 0.0003519 | 0 | 0 | 0 | 2526.0815 | 0.81057 | 21.2163 | 0.0068079 | 1111.5702 | 0.35668 | 2004.8705 | 57.3936 | 0.018416 | 3059.047 | 643.4968 | 0.20648 | 2472.9439 | 1407.9678 | 0.45179 | 1708.4729 | 2607.5046 | 0.83669 | 508.936 | 132.6421 | 0.042562 | 2983.7985
259 | Ocotillo | Greater_Imperial | SDGE Imperial | {'East County': [9.2, 3232.0], 'Boulevard': [14.6, 1684.0], 'Imperial Valley': [19.2, 893.0], 'Suncrest - Ocotillo (Proposed)': [23.8, 457.0], 'El Centro': [29.8, 0.0]} | 39048.9688 | 3890.573 | 0.099633 | 35158.3945 | 0.90037 | 0 | 0 | 0 | 0 | 0 | 0 | 0 | 0 | 0 | 0 | 7605.9653 | 0.19478 | 0 | 0 | 8045.1099 | 0.20603 | 31003.8589 | 7880.064 | 0.2018 | 31168.9048 | 10044.7168 | 0.25723 | 29004.252 | 19088.5527 | 0.48884 | 19960.416 | 20540.6328 | 0.52602 | 18508.3359 | 223.2244 | 0.0057165 | 38825.7444
147 | Old Town | Greater_SD | SDGE Imperial | {'Mission': [3.4, 193.0], 'Silvergate': [5.7, 193.0], 'Kearny': [5.8, 190.0], 'Penasquitos': [10.6, 143.0], 'Bay Boulevard': [12.3, 174.0], 'Miguel': [13.6, 153.0], 'Sycamore Canyon': [14.0, 2.0], 'Otay Mesa': [21.1, 16.0], 'Escondido': [25.2, 0.0], 'Palomar Airport': [25.2, 0.0], 'Encina': [26.9, 0.0], 'Suncrest': [29.8, 0.0]} | 560.7509 | 179.7533 | 0.32056 | 380.9977 | 0.67944 | 0 | 0 | 0 | 0 | 0 | 0 | 0 | 0 | 0 | 0 | 0 | 0 | 0 | 0 | 14.2114 | 0.025344 | 546.5395 | 114.2144 | 0.20368 | 446.5365 | 305.7037 | 0.54517 | 255.0472 | 311.1504 | 0.55488 | 249.6005 | 0 | 0 | 560.7509 | 28.6135 | 0.051027 | 532.1374
91 | Olinda | Greater_LA | SCE Metro | {'Walnut': [4.6, 0.0], 'Lewis': [9.5, 0.0], 'Barre': [10.1, 0.0], 'Villa Park': [10.3, 0.0], 'Center': [10.6, 0.0], 'Serrano': [11.1, 0.0], 'Rio Hondo': [11.5, 0.0], 'Del Amo': [12.1, 0.0], 'Mesa': [12.5, 0.0], 'Laguna Bell': [13.1, 0.0], 'Chino': [14.5, 0.0], 'Lighthipe': [15.2, 0.0], 'Alamitos': [16.1, 0.0], 'Johanna': [16.5, 0.0], 'Goodrich': [17.0, 0.0], 'Ellis': [18.0, 0.0], 'Hinson': [19.4, 0.0], 'Padua': [20.2, 0.0], 'Arcogen': [20.5, 0.0], 'Huntington Beach': [20.9, 0.0], 'Harborgen': [21.0, 0.0], 'Mira Loma': [21.0, 0.0], 'Santiago': [21.3, 0.0], 'Long Beach': [21.4, 0.0], 'La Fresa': [24.2, 0.0], 'Gould': [24.3, 0.0], 'Rancho Vista': [24.3, 0.0], 'Etiwanda': [24.7, 0.0], 'Viejo': [25.1, 0.0], 'El Nido': [26.2, 0.0], 'La Cienega': [26.5, 0.0], 'Redondo': [27.6, 0.0], 'Chevmain': [27.8, 0.0], 'El Segundo': [28.9, 0.0]} | 0 | 0 | 0 | 0 | 0 | 0 | 0 | 0 | 0 | 0 | 0 | 0 | 0 | 0 | 0 | 0 | 0 | 0 | 0 | 0 | 0 | 0 | 0 | 0 | 0 | 0 | 0 | 0 | 0 | 0 | 0 | 0 | 0 | 0 | 0 | 0 | 0
272 | Olive | Central_Valley_North_Los_Banos | PGE Fresno | {'Alpaugh': [4.6, 0.0], 'Smyrna': [12.5, 0.0], 'Corcoran': [15.9, 0.0], 'Waukena': [18.2, 0.0], 'Gates-Midway (Proposed)': [19.4, 0.0], 'Semitropic': [20.5, 0.0], 'Vestal': [20.6, 0.0], 'Charca': [21.1, 0.0], 'Goose Lake': [21.8, 0.0], 'Shafter': [27.5, 0.0], 'Arco': [27.6, 0.0], 'GWF Hanford': [28.0, 0.0]} | 0 | 0 | 0 | 0 | 0 | 0 | 0 | 0 | 0 | 0 | 0 | 0 | 0 | 0 | 0 | 0 | 0 | 0 | 0 | 0 | 0 | 0 | 0 | 0 | 0 | 0 | 0 | 0 | 0 | 0 | 0 | 0 | 0 | 0 | 0 | 0 | 0
198 | Olivehurst | Northern_California | PGE NGBA | {'East Marysville': [5.0, 0.0], 'Pease': [8.3, 0.0], 'Rio Oso': [11.6, 0.0], 'Honcut': [16.0, 0.0], 'Pleasant Grove': [22.6, 0.0], 'Higgins': [24.5, 0.0], 'Palermo': [25.1, 0.0], 'Colgate': [25.1, 0.0], 'Wyandotte': [27.6, 0.0], 'Brunswick': [28.9, 0.0], 'Thermalito': [29.5, 0.0]} | 200.8711 | 0 | 0 | 0 | 0 | 0 | 0 | 0 | 0 | 0 | 0 | 0 | 0 | 0 | 0 | 200.8711 | 1 | 0 | 0 | 167.6153 | 0.83444 | 33.2559 | 119.4115 | 0.59447 | 81.4597 | 119.4115 | 0.59447 | 81.4597 | 167.6153 | 0.83444 | 33.2559 | 200.2718 | 0.99702 | 0.59937 | 0 | 0 | 200.8711
28 | Oro Loma | Central_Valley_North_Los_Banos | PGE Fresno | {'Mendota': [15.8, 0.0], 'Panoche': [16.6, 0.0], 'Newhall': [18.1, 0.0], 'Cheney': [18.8, 0.0], 'Dairyland': [22.0, 0.0], 'Los Banos': [23.3, 0.0], 'Tranquility': [24.8, 0.0], 'Quinto': [28.0, 0.0], 'Merced': [28.3, 0.0], 'Le Grand': [29.4, 0.0]} | 0 | 0 | 0 | 0 | 0 | 0 | 0 | 0 | 0 | 0 | 0 | 0 | 0 | 0 | 0 | 0 | 0 | 0 | 0 | 0 | 0 | 0 | 0 | 0 | 0 | 0 | 0 | 0 | 0 | 0 | 0 | 0 | 0 | 0 | 0 | 0 | 0
245 | Otay Mesa | Greater_SD | SDGE Imperial | {'Miguel': [8.3, 23.0], 'Bay Boulevard': [11.0, 23.0], 'Silvergate': [15.9, 19.0], 'Mission': [19.6, 16.0], 'Suncrest': [21.0, 0.0], 'Old Town': [21.1, 16.0], 'Kearny': [22.0, 13.0], 'Sycamore Canyon': [24.6, 0.0], 'Penasquitos': [29.7, 0.0]} | 404.985 | 19.2025 | 0.047415 | 385.7825 | 0.95258 | 0 | 0 | 0 | 0 | 0 | 0 | 0 | 0 | 0 | 0 | 0 | 0 | 0 | 0 | 48.9921 | 0.12097 | 355.9929 | 243.9538 | 0.60238 | 161.0312 | 369.7944 | 0.91311 | 35.1906 | 369.7944 | 0.91311 | 35.1906 | 34.2506 | 0.084573 | 370.7343 | 42.2012 | 0.1042 | 362.7837
136 | Padua | Greater_Kramer | SCE Metro | {'Rancho Vista': [6.4, 0.0], 'Etiwanda': [6.8, 0.0], 'Chino': [8.7, 0.0], 'Mira Loma': [8.8, 0.0], 'Vista': [19.2, 0.0], 'Walnut': [19.4, 0.0], 'Rio Hondo': [19.6, 0.0], 'Olinda': [20.2, 0.0], 'Serrano': [21.9, 0.0], 'Lugo': [23.0, 0.0], 'San Bernardino': [23.1, 0.0], 'Villa Park': [23.8, 0.0], 'Goodrich': [25.8, 0.0], 'Lewis': [26.1, 0.0], 'Mesa': [27.6, 0.0], 'Lee Lake (Proposed)': [27.7, 0.0], 'Barre': [29.1, 0.0], 'Center': [29.8, 0.0]} | 1128.6183 | 0 | 0 | 0 | 0 | 0 | 0 | 0 | 0 | 0 | 0 | 0 | 0 | 0 | 0 | 232.2853 | 0.20581 | 875.2834 | 0.77554 | 1128.6183 | 1 | 0 | 512.2052 | 0.45383 | 616.4131 | 237.6851 | 0.2106 | 890.9332 | 1128.6183 | 1 | 0 | 637.7045 | 0.56503 | 490.9138 | 0.85766 | 0.00075992 | 1127.7606
288 | Pahrump | Southern_NV_Eldorado | SCE EOP | {'Gamebird': [4.5, 274.0], 'Vista 2': [8.6, 44.0], 'Crazy Eyes': [13.6, 210.0], 'Sandy Valley': [22.9, 0.0], 'Innovation': [26.6, 12.0]} | 12347.6143 | 285.5189 | 0.023123 | 12062.0957 | 0.97688 | 0 | 0 | 0 | 0 | 0 | 0 | 0 | 0 | 0 | 0 | 0 | 0 | 0 | 0 | 3071.2458 | 0.24873 | 9276.3684 | 639.3917 | 0.051783 | 11708.2225 | 4160.6963 | 0.33696 | 8186.918 | 5760.7061 | 0.46654 | 6586.9082 | 9826.6055 | 0.79583 | 2521.0088 | 109.509 | 0.0088688 | 12238.1053
6 | Palermo | Northern_California | PGE NGBA | {'Wyandotte': [2.9, 0.0], 'Thermalito': [7.4, 0.0], 'Table Mt.': [9.7, 0.0], 'Honcut': [10.1, 0.0], 'Colgate': [19.5, 0.0], 'East Marysville': [20.2, 0.0], 'Pease': [21.1, 0.0], 'Olivehurst': [25.1, 0.0]} | 0 | 0 | 0 | 0 | 0 | 0 | 0 | 0 | 0 | 0 | 0 | 0 | 0 | 0 | 0 | 0 | 0 | 0 | 0 | 0 | 0 | 0 | 0 | 0 | 0 | 0 | 0 | 0 | 0 | 0 | 0 | 0 | 0 | 0 | 0 | 0 | 0
199 | Palomar | Greater_SD | SDGE Imperial | {'Encina': [2.9, 29.0], 'San Luis Rey': [6.7, 29.0], 'Escondido': [9.9, 5.0], 'Penasquitos': [14.6, 2.0], 'Sycamore Canyon': [20.6, 0.0], 'Kearny': [21.9, 0.0], 'San Onofre': [23.0, 11.0], 'Mission': [24.9, 0.0], 'Old Town': [25.2, 0.0], 'Talega': [28.1, 0.0]} | 211.8734 | 26.1496 | 0.12342 | 185.7238 | 0.87658 | 0 | 0 | 0 | 0 | 0 | 0.090055 | 0.00042504 | 0 | 0 | 0 | 0 | 0 | 0 | 0 | 33.7218 | 0.15916 | 178.1515 | 166.6271 | 0.78645 | 45.2462 | 172.4443 | 0.8139 | 39.429 | 172.4443 | 0.8139 | 39.429 | 0 | 0 | 211.8734 | 32.2771 | 0.15234 | 179.5963
289 | Palo Verde | Arizona | SDGE Arizona | {'Hassayampa': [2.7, 0.0], 'Delaney': [12.1, 0.0]} | 0 | 0 | 0 | 0 | 0 | 0 | 0 | 0 | 0 | 0 | 0 | 0 | 0 | 0 | 0 | 0 | 0 | 0 | 0 | 0 | 0 | 0 | 0 | 0 | 0 | 0 | 0 | 0 | 0 | 0 | 0 | 0 | 0 | 0 | 0 | 0 | 0
29 | Panoche | Central_Valley_North_Los_Banos | PGE Fresno | {'Cheney': [3.1, 0.0], 'Mendota': [8.2, 0.0], 'Tranquility': [10.7, 0.0], 'Oro Loma': [16.6, 0.0], 'Cantua': [20.4, 0.0], 'Newhall': [20.4, 0.0], 'Helm': [22.9, 0.0], 'Excelsior': [26.2, 0.0]} | 0 | 0 | 0 | 0 | 0 | 0 | 0 | 0 | 0 | 0 | 0 | 0 | 0 | 0 | 0 | 0 | 0 | 0 | 0 | 0 | 0 | 0 | 0 | 0 | 0 | 0 | 0 | 0 | 0 | 0 | 0 | 0 | 0 | 0 | 0 | 0 | 0
92 | Pardee | Tehachapi | SCE Northern | {'Saugus': [1.3, 378.0], 'Sylmar-Pac Intertie': [10.4, 256.0], 'Moorpark': [21.3, 7.0], 'Antelope': [23.5, 21.0], 'Bailey': [25.7, 0.0], 'Vincent': [26.7, 0.0], 'Gould': [27.2, 0.0]} | 7882.3618 | 393.4612 | 0.049917 | 7488.9009 | 0.95008 | 0 | 0 | 0 | 0 | 0 | 0 | 0 | 0 | 0 | 0 | 2631.8621 | 0.33389 | 5081.8218 | 0.64471 | 4421.0674 | 0.56088 | 3461.2944 | 167.8617 | 0.021296 | 7714.5001 | 140.9164 | 0.017877 | 7741.4454 | 4468.9658 | 0.56696 | 3413.396 | 5359.8208 | 0.67998 | 2522.541 | 167.2393 | 0.021217 | 7715.1226
67 | Pastoria | Central_Valley_North_Los_Banos | SCE Northern | {'Bailey': [11.6, 853.0], 'Wheeler Ridge': [13.0, 0.0], 'Grimmway-Malaga': [21.6, 0.0], 'Whirlwind': [23.7, 853.0], 'Lamont': [25.0, 0.0], 'Unknown - 3327': [25.0, 0.0], 'Midway - Wheeler Ridge (Proposed)': [27.3, 0.0], 'Highwind': [28.7, 0.0], 'Stockdale': [29.2, 0.0], 'Magunden': [29.7, 0.0]} | 34134.3359 | 852.1816 | 0.024966 | 33282.1562 | 0.97503 | 0 | 0 | 0 | 0 | 0 | 365.181 | 0.010698 | 519.1824 | 0.01521 | 0 | 22062.3535 | 0.64634 | 5537.6299 | 0.16223 | 21482.0918 | 0.62934 | 12652.2441 | 24750.1113 | 0.72508 | 9384.2246 | 23557.9512 | 0.69015 | 10576.3848 | 33281.3203 | 0.97501 | 853.0156 | 19068.1465 | 0.55862 | 15066.1895 | 726.168 | 0.021274 | 33408.1679
173 | Peabody | Solano | PGE NGBA | {'Vaca-Dixon & Gc Yard': [8.4, 4058.0], 'Shiloh III': [10.5, 17799.0], 'Birds Landing': [13.5, 17004.0], 'Tulucay': [16.3, 194.0], 'Putah Creek': [16.4, 1360.0], 'Pittsburg': [17.6, 16668.0], 'Kirker': [18.6, 15286.0], 'Carquinez': [20.2, 149.0], 'Martinez': [20.3, 126.0], 'Grand Island': [21.0, 13012.0], 'Davis': [22.0, 56.0], 'Contra Costa': [22.2, 14876.0], 'Clayton': [23.6, 4411.0], 'Lone Tree': [26.1, 9345.0], 'Madison': [26.6, 0.0], 'Woodland': [29.5, 0.0], 'Brentwood': [29.9, 67.0]} | 88380.8672 | 18360.6426 | 0.20774 | 70020.2266 | 0.79226 | 0 | 0 | 0 | 0 | 0 | 27752.8242 | 0.31401 | 9419.6992 | 0.10658 | 0 | 60221.4414 | 0.68139 | 0 | 0 | 25635.9492 | 0.29006 | 62744.918 | 30686.4668 | 0.34721 | 57694.4004 | 30847.0312 | 0.34902 | 57533.8359 | 54587.0508 | 0.61763 | 33793.8164 | 13140.2334 | 0.14868 | 75240.6338 | 21115.9199 | 0.23892 | 67264.9473
183 | Pease | Northern_California | PGE NGBA | {'East Marysville': [5.4, 0.0], 'Olivehurst': [8.3, 0.0], 'Honcut': [11.0, 0.0], 'Rio Oso': [19.3, 0.0], 'Palermo': [21.1, 0.0], 'Wyandotte': [23.1, 0.0], 'Thermalito': [23.8, 0.0], 'Table Mt.': [26.6, 0.0], 'Colgate': [27.6, 0.0]} | 1590.6566 | 0 | 0 | 0 | 0 | 0 | 0 | 0 | 0 | 0 | 0.1492 | 9.38e-05 | 0 | 0 | 0 | 1590.6566 | 1 | 0 | 0 | 1537.8002 | 0.96677 | 52.8564 | 1034.4934 | 0.65036 | 556.1632 | 1034.4934 | 0.65036 | 556.1632 | 1557.4006 | 0.97909 | 33.256 | 1304.4895 | 0.82009 | 286.1671 | 5.3863 | 0.0033862 | 1585.2703
148 | Penasquitos | Greater_SD | SDGE Imperial | {'Kearny': [7.8, 143.0], 'Mission': [10.4, 143.0], 'Old Town': [10.6, 143.0], 'Sycamore Canyon': [10.9, 2.0], 'Palomar Airport': [14.6, 2.0], 'Escondido': [15.5, 2.0], 'Silvergate': [16.0, 143.0], 'Encina': [16.5, 2.0], 'San Luis Rey': [21.2, 2.0], 'Miguel': [21.5, 114.0], 'Bay Boulevard': [22.6, 124.0], 'Otay Mesa': [29.7, 0.0]} | 272.9072 | 139.1134 | 0.50975 | 133.7938 | 0.49025 | 0 | 0 | 0 | 0 | 0 | 0 | 0 | 0 | 0 | 0 | 0 | 0 | 0 | 0 | 0 | 0 | 272.9072 | 56.2536 | 0.20613 | 216.6536 | 112.4309 | 0.41197 | 160.4763 | 112.4309 | 0.41197 | 160.4763 | 0 | 0 | 272.9072 | 2.2597 | 0.00828 | 270.6475
179 | Penngrove | Mendocino_Marin | PGE NGBA | {'Bellevue': [4.7, 58.0], 'Lakeville': [7.0, 76.0], 'Fulton': [13.3, 0.0], 'Ignacio': [18.2, 76.0], 'Tulucay': [22.9, 0.0], 'Carquinez': [28.2, 0.0]} | 7257.8931 | 75.5615 | 0.010411 | 7182.3315 | 0.98959 | 0 | 0 | 0 | 0 | 0 | 129.3482 | 0.017822 | 0 | 0 | 0 | 5495.4795 | 0.75717 | 0 | 0 | 6177.0518 | 0.85108 | 1080.8413 | 2386.2048 | 0.32877 | 4871.6882 | 4171.5596 | 0.57476 | 3086.3335 | 6807.7686 | 0.93798 | 450.1245 | 6249.877 | 0.86111 | 1008.0161 | 69.4732 | 0.0095721 | 7188.4198
191 | Peoria | El_Dorado_Mariposa | PGE GBA | {'Chinese Station': [2.3, 0.0], 'New Melones': [3.4, 0.0], 'Curtis': [10.9, 0.0], 'Warnerville': [20.0, 0.0], 'Riverbank': [24.2, 0.0], 'Bellota': [29.2, 0.0]} | 0 | 0 | 0 | 0 | 0 | 0 | 0 | 0 | 0 | 0 | 0 | 0 | 0 | 0 | 0 | 0 | 0 | 0 | 0 | 0 | 0 | 0 | 0 | 0 | 0 | 0 | 0 | 0 | 0 | 0 | 0 | 0 | 0 | 0 | 0 | 0 | 0
137 | Pisgah | Greater_Kramer | SCE NOL | {'Cool Water': [27.3, 4986.0]} | 34749.9141 | 7579.9307 | 0.21813 | 27169.9844 | 0.78187 | 0 | 0 | 0 | 0 | 0 | 180.5493 | 0.0051957 | 1.1619 | 3.3436e-05 | 0 | 0 | 0 | 0 | 0 | 9193.418 | 0.26456 | 25556.4961 | 7916.9043 | 0.22783 | 26833.0098 | 8963.8398 | 0.25795 | 25786.0742 | 12600.0898 | 0.36259 | 22149.8242 | 22995.1328 | 0.66173 | 11754.7812 | 261.11 | 0.007514 | 34488.804
224 | Pit 1 | Northern_California | PGE NGBA | {'New Sub - Pit 1 - Cottonwood (Proposed)': [20.5, 0.0], 'Cove Road': [23.9, 0.0], 'Round Mt.': [26.2, 0.0]} | 545.2048 | 0 | 0 | 0 | 0 | 0 | 0 | 0 | 0 | 0 | 0 | 0 | 0 | 0 | 0 | 15.7184 | 0.02883 | 0 | 0 | 332.372 | 0.60963 | 212.8327 | 20.6716 | 0.037915 | 524.5331 | 20.6716 | 0.037915 | 524.5331 | 332.372 | 0.60963 | 212.8327 | 494.005 | 0.90609 | 51.1997 | 0 | 0 | 545.2048
15 | Pittsburg | Solano | PGE GBA | {'Kirker': [1.2, 25166.0], 'Contra Costa': [6.7, 25433.0], 'Birds Landing': [7.1, 27150.0], 'Clayton': [7.5, 8988.0], 'Shiloh III': [9.6, 27150.0], 'Lone Tree': [9.7, 19646.0], 'Martinez': [12.0, 563.0], 'Brentwood': [14.5, 8024.0], 'Peabody': [17.6, 16668.0], 'Carquinez': [19.5, 436.0], 'Grand Island': [21.4, 21593.0], 'Cayetano': [21.7, 75.0], 'Delta Pumps': [22.2, 75.0], 'Kelso': [23.0, 75.0], 'Tulucay': [24.9, 308.0], 'Vaca-Dixon & Gc Yard': [25.2, 2485.0], 'Midway Green Ridge Services': [27.3, 0.0], 'Eight Mile': [28.4, 173.0], 'Tesla': [28.8, 0.0]} | 80039.4453 | 27626.9355 | 0.34517 | 52412.5078 | 0.65483 | 0 | 0 | 0 | 0 | 0 | 27909.75 | 0.3487 | 2432.0198 | 0.030385 | 0 | 49309.8906 | 0.61607 | 0 | 0 | 14840.5791 | 0.18542 | 65198.8662 | 35704.6875 | 0.44609 | 44334.7578 | 33066.832 | 0.41313 | 46972.6133 | 44982.2461 | 0.562 | 35057.1992 | 5619.5537 | 0.07021 | 74419.8916 | 18629.1816 | 0.23275 | 61410.2637
17 | Placerville | El_Dorado_Mariposa | PGE NGBA | {'Gold Hill': [19.7, 0.0], 'Higgins': [27.2, 0.0], 'Pleasant Grove': [28.9, 0.0]} | 0 | 0 | 0 | 0 | 0 | 0 | 0 | 0 | 0 | 0 | 0 | 0 | 0 | 0 | 0 | 0 | 0 | 0 | 0 | 0 | 0 | 0 | 0 | 0 | 0 | 0 | 0 | 0 | 0 | 0 | 0 | 0 | 0 | 0 | 0 | 0 | 0
122 | Pleasant Grove | Northern_California | PGE NGBA | {'Rio Oso': [11.6, 0.0], 'Gold Hill': [14.6, 0.0], 'Higgins': [19.2, 0.0], 'Olivehurst': [22.6, 0.0], 'Woodland': [26.4, 0.0], 'East Marysville': [27.3, 0.0], 'Placerville': [28.9, 0.0], 'Davis': [30.0, 0.0]} | 0 | 0 | 0 | 0 | 0 | 0 | 0 | 0 | 0 | 0 | 0 | 0 | 0 | 0 | 0 | 0 | 0 | 0 | 0 | 0 | 0 | 0 | 0 | 0 | 0 | 0 | 0 | 0 | 0 | 0 | 0 | 0 | 0 | 0 | 0 | 0 | 0
220 | Poso Mountain | Central_Valley_North_Los_Banos | PGE Kern | {'Sycamore': [7.6, 0.0], 'Kern Oil': [8.9, 0.0], 'Cal Water': [10.0, 0.0], 'Columbus': [11.1, 0.0], 'Lerdo': [11.7, 0.0], 'Bakersfield': [12.2, 0.0], '7th Standard': [12.8, 0.0], 'West Park': [13.6, 0.0], 'Magunden': [13.8, 0.0], 'Rosedale': [14.3, 0.0], 'Kern Power': [14.7, 0.0], 'Renfro': [16.6, 0.0], 'Stockdale': [17.8, 0.0], 'Lamont': [18.9, 0.0], 'Rio Bravo': [18.9, 0.0], 'Unknown - 3327': [18.9, 0.0], 'Tevis': [19.2, 0.0], 'Shafter': [20.5, 0.0], 'Vestal': [20.8, 0.0], 'Charca': [21.0, 0.0], 'Grimmway-Malaga': [22.2, 0.0], 'Tupman': [22.6, 0.0], 'Semitropic': [27.1, 0.0], 'Norco': [27.3, 0.0], 'Midway': [29.9, 0.0]} | 0 | 0 | 0 | 0 | 0 | 0 | 0 | 0 | 0 | 0 | 0 | 0 | 0 | 0 | 0 | 0 | 0 | 0 | 0 | 0 | 0 | 0 | 0 | 0 | 0 | 0 | 0 | 0 | 0 | 0 | 0 | 0 | 0 | 0 | 0 | 0 | 0
290 | Primm | Southern_NV_Eldorado | SCE EOP | {'Ivanpah': [9.5, 18.0], 'Eldorado': [22.0, 0.0], 'Sloan Canyon': [24.4, 0.0], 'Sandy Valley': [29.9, 0.0]} | 4591.0186 | 37.8202 | 0.0082379 | 4553.1982 | 0.99176 | 0 | 0 | 0 | 0 | 0 | 0 | 0 | 0 | 0 | 0 | 0 | 0 | 0 | 0 | 3989.1182 | 0.8689 | 601.9004 | 3595.7646 | 0.78322 | 995.2539 | 535.5608 | 0.11665 | 4055.4578 | 4520.5352 | 0.98465 | 70.4834 | 761.0255 | 0.16576 | 3829.9931 | 0 | 0 | 4591.0186
196 | Putah Creek | Solano | PGE NGBA | {'Vaca-Dixon & Gc Yard': [9.3, 2050.0], 'Madison': [10.3, 690.0], 'Davis': [14.2, 116.0], 'Peabody': [16.4, 1360.0], 'Woodland': [16.7, 0.0], 'Tulucay': [24.1, 1.0], 'Shiloh III': [25.7, 1006.0], 'Birds Landing': [28.9, 211.0], 'Grand Island': [29.8, 0.0]} | 20125.2656 | 2048.8066 | 0.1018 | 18076.459 | 0.8982 | 0 | 0 | 0 | 0 | 0 | 1383.3684 | 0.068738 | 2147.4956 | 0.10671 | 0 | 16047.2354 | 0.79737 | 0 | 0 | 16139.165 | 0.80194 | 3986.1006 | 2899.7034 | 0.14408 | 17225.5623 | 1672.1787 | 0.083089 | 18453.0869 | 16995.9297 | 0.84451 | 3129.3359 | 12334.084 | 0.61287 | 7791.1816 | 272.7348 | 0.013552 | 19852.5309
299 | Quinto | Central_Valley_North_Los_Banos | PGE Fresno | {'Los Banos': [5.3, 0.0], 'Miller': [9.6, 0.0], 'Fink (Proposed)': [17.7, 0.0], 'Crow Creek': [17.9, 0.0], 'Hollister': [25.7, 0.0], 'Oro Loma': [28.0, 0.0], 'Llagas': [28.1, 0.0]} | 4404.3271 | 0 | 0 | 0 | 0 | 0 | 0 | 0 | 0 | 0 | 2.8667 | 0.00065089 | 0 | 0 | 0 | 2581.3418 | 0.58609 | 1817.0026 | 0.41255 | 4301.4248 | 0.97664 | 102.9023 | 269.4024 | 0.061168 | 4134.9247 | 457.5761 | 0.10389 | 3946.7511 | 4386.3784 | 0.99592 | 17.9487 | 4148.791 | 0.94198 | 255.5361 | 12.5774 | 0.0028557 | 4391.7497
304 | Rancho Seco - Bellota (Proposed) | Solano | PGE GBA | {'Camanche': [5.8, 0.0], 'Bellota': [8.2, 0.0], 'Lockeford': [9.0, 0.0], 'Weber': [19.8, 0.0], 'Eight Mile': [21.3, 0.0], 'Stagg': [21.5, 0.0], 'Riverbank': [25.6, 0.0], 'Ripon': [27.3, 0.0], 'Vierra': [27.7, 0.0], 'New Melones': [28.5, 0.0], 'Warnerville': [29.0, 0.0]} | 0 | 0 | 0 | 0 | 0 | 0 | 0 | 0 | 0 | 0 | 0 | 0 | 0 | 0 | 0 | 0 | 0 | 0 | 0 | 0 | 0 | 0 | 0 | 0 | 0 | 0 | 0 | 0 | 0 | 0 | 0 | 0 | 0 | 0 | 0 | 0 | 0
207 | Rancho Vista | Greater_Kramer | SCE Metro | {'Etiwanda': [0.4, 0.0], 'Mira Loma': [5.8, 0.0], 'Padua': [6.4, 0.0], 'Chino': [10.3, 0.0], 'Vista': [12.8, 0.0], 'San Bernardino': [17.0, 0.0], 'Lugo': [21.4, 0.0], 'Serrano': [23.1, 0.0], 'Lee Lake (Proposed)': [23.8, 0.0], 'Olinda': [24.3, 0.0], 'Walnut': [24.5, 0.0], 'Villa Park': [25.5, 0.0], 'Rio Hondo': [25.6, 0.0], 'El Casco': [27.6, 0.0], 'Lewis': [28.4, 0.0], 'Viejo': [29.7, 0.0], 'Victor': [29.9, 0.0]} | 1413.3096 | 0 | 0 | 0 | 0 | 0 | 0 | 0 | 0 | 0 | 0 | 0 | 0 | 0 | 0 | 330.5231 | 0.23386 | 1052.9572 | 0.74503 | 1413.3096 | 1 | 0 | 611.6936 | 0.43281 | 801.616 | 284.1087 | 0.20102 | 1129.2009 | 1413.3096 | 1 | 0 | 690.913 | 0.48886 | 722.3965 | 2.4988 | 0.0017681 | 1410.8107
68 | Ransburg | Greater_Kramer (Exclude) | SCE NOL | {'Inyokern': [21.5, 26.0], 'Kramer': [26.6, 1170.0]} | 27797.7324 | 3164.9277 | 0.11386 | 24632.8047 | 0.88614 | 0 | 0 | 0 | 0 | 0 | 0 | 0 | 0 | 0 | 0 | 0 | 0 | 0 | 0 | 13477.9092 | 0.48486 | 14319.8232 | 4085.5591 | 0.14697 | 23712.1733 | 1779.3033 | 0.064009 | 26018.4291 | 16535.6309 | 0.59486 | 11262.1016 | 19554.334 | 0.70345 | 8243.3984 | 12.7553 | 0.00045886 | 27784.9771
186 | Rector | Central_Valley_North_Los_Banos | SCE Northern | {'Springville': [21.8, 0.0], 'Waukena': [21.8, 0.0], 'Reedley': [22.0, 0.0], 'Corcoran': [22.0, 0.0], 'GWF Hanford': [22.6, 0.0], 'Kingsburg': [22.7, 0.0], 'Wahtoke': [24.4, 0.0], 'Alpaugh': [26.4, 0.0]} | 0 | 0 | 0 | 0 | 0 | 0 | 0 | 0 | 0 | 0 | 0 | 0 | 0 | 0 | 0 | 0 | 0 | 0 | 0 | 0 | 0 | 0 | 0 | 0 | 0 | 0 | 0 | 0 | 0 | 0 | 0 | 0 | 0 | 0 | 0 | 0 | 0
258 | Redbluff | Riverside (Exclude) | SCE Eastern | {'Kem': [15.1, 9296.0], 'Julian Hinds': [18.1, 2582.0], 'Colorado River': [29.8, 0.0]} | 46136.9336 | 10777.8545 | 0.23361 | 35359.0781 | 0.76639 | 0 | 0 | 0 | 0 | 0 | 11.4166 | 0.00024745 | 0 | 0 | 0 | 0 | 0 | 0 | 0 | 21391.3574 | 0.46365 | 24745.5762 | 4926.6245 | 0.10678 | 41210.3091 | 4852.0942 | 0.10517 | 41284.8394 | 21475.2305 | 0.46547 | 24661.7031 | 23487.1602 | 0.50907 | 22649.7734 | 531.1547 | 0.011513 | 45605.7789
246 | Redondo | Greater_LA | SCE Metro | {'El Nido': [3.4, 337.0], 'La Fresa': [3.5, 386.0], 'Chevmain': [3.8, 165.0], 'El Segundo': [4.6, 47.0], 'Arcogen': [8.6, 384.0], 'Hinson': [9.7, 384.0], 'Harborgen': [10.4, 384.0], 'La Cienega': [10.5, 12.0], 'Long Beach': [11.0, 384.0], 'Lighthipe': [12.4, 375.0], 'Laguna Bell': [16.4, 29.0], 'Del Amo': [16.7, 364.0], 'Center': [17.1, 329.0], 'Alamitos': [17.6, 366.0], 'Mesa': [20.6, 0.0], 'Barre': [23.5, 317.0], 'Goodrich': [27.1, 0.0], 'Huntington Beach': [27.4, 160.0], 'Walnut': [27.5, 0.0], 'Olinda': [27.6, 0.0], 'Ellis': [28.0, 70.0], 'Gould': [28.2, 0.0], 'Lewis': [28.2, 0.0], 'Rio Hondo': [29.3, 0.0]} | 837.0007 | 363.1383 | 0.43386 | 473.8624 | 0.56614 | 0 | 0 | 0 | 0 | 0 | 0 | 0 | 0 | 0 | 0 | 0 | 0 | 0 | 0 | 0 | 0 | 837.0007 | 76.6696 | 0.0916 | 760.3311 | 410.1559 | 0.49003 | 426.8447 | 410.1559 | 0.49003 | 426.8447 | 0 | 0 | 837.0007 | 0 | 0 | 837.0007
30 | Reedley | Central_Valley_North_Los_Banos | PGE Fresno | {'Wahtoke': [4.3, 0.0], 'Kingsburg': [14.0, 0.0], 'McCall': [14.6, 0.0], 'Sanger': [14.8, 0.0], 'Malaga': [20.4, 0.0], 'Rector': [22.0, 0.0], 'California Ave': [22.9, 0.0], 'West Fresno': [25.8, 0.0], 'GWF Hanford': [27.6, 0.0], 'Kearney (New)': [29.0, 0.0]} | 0 | 0 | 0 | 0 | 0 | 0 | 0 | 0 | 0 | 0 | 0 | 0 | 0 | 0 | 0 | 0 | 0 | 0 | 0 | 0 | 0 | 0 | 0 | 0 | 0 | 0 | 0 | 0 | 0 | 0 | 0 | 0 | 0 | 0 | 0 | 0 | 0
268 | Regulus | Central_Valley_North_Los_Banos | PGE Kern | {'Lamont': [0.1, 0.0], 'Grimmway-Malaga': [3.4, 0.0], 'Magunden': [5.5, 0.0], 'Columbus': [8.2, 0.0], 'Cal Water': [8.9, 0.0], 'Bakersfield': [10.1, 0.0], 'West Park': [11.3, 0.0], 'Stockdale': [11.6, 0.0], 'Sycamore': [12.9, 0.0], 'Rosedale': [13.3, 0.0], 'Kern Oil': [13.3, 0.0], 'Kern Power': [14.4, 0.0], 'Tevis': [15.1, 0.0], 'Wheeler Ridge': [15.7, 0.0], '7th Standard': [18.0, 0.0], 'Renfro': [18.1, 0.0], 'Poso Mt.': [18.9, 0.0], 'Lerdo': [21.5, 0.0], 'Tupman': [23.3, 0.0], 'Rio Bravo': [24.6, 0.0], 'Pastoria': [25.0, 0.0], 'Norco': [25.2, 0.0], 'Midway - Wheeler Ridge (Proposed)': [25.9, 0.0], 'Elk Hills': [29.4, 0.0], 'Shafter': [29.7, 0.0]} | 1.1272 | 0 | 0 | 0 | 0 | 0 | 0 | 0 | 0 | 0 | 0 | 0 | 0 | 0 | 0 | 1.1272 | 1 | 0 | 0 | 1.1272 | 1 | 0 | 0 | 0 | 1.1272 | 0 | 0 | 1.1272 | 1.1272 | 1 | 0 | 0 | 0 | 1.1272 | 0 | 0 | 1.1272
239 | Renfro | Central_Valley_North_Los_Banos | PGE Kern | {'Kern Power': [3.8, 0.0], '7th Standard': [4.0, 0.0], 'Rosedale': [4.9, 0.0], 'Tevis': [5.1, 0.0], 'Tupman': [6.4, 0.0], 'Rio Bravo': [6.6, 0.0], 'West Park': [7.0, 0.0], 'Stockdale': [7.3, 0.0], 'Lerdo': [7.8, 0.0], 'Kern Oil': [8.9, 0.0], 'Bakersfield': [9.0, 0.0], 'Norco': [10.8, 0.0], 'Sycamore': [10.8, 0.0], 'Shafter': [12.3, 0.0], 'Columbus': [12.7, 0.0], 'Magunden': [13.8, 0.0], 'Cal Water': [15.0, 0.0], 'Midway': [16.3, 0.0], 'Elk Hills': [16.4, 0.0], 'Poso Mt.': [16.6, 0.0], 'Charca': [17.7, 0.0], 'Unknown - 3327': [18.1, 0.0], 'Lamont': [18.2, 0.0], 'Midway - Wheeler Ridge (Proposed)': [19.3, 0.0], 'Grimmway-Malaga': [19.7, 0.0], 'Semitropic': [21.3, 0.0], 'Wheeler Ridge': [23.2, 0.0], 'Taft': [25.0, 0.0], 'Goose Lake': [27.7, 0.0], 'Smyrna': [28.1, 0.0]} | 0 | 0 | 0 | 0 | 0 | 0 | 0 | 0 | 0 | 0 | 0 | 0 | 0 | 0 | 0 | 0 | 0 | 0 | 0 | 0 | 0 | 0 | 0 | 0 | 0 | 0 | 0 | 0 | 0 | 0 | 0 | 0 | 0 | 0 | 0 | 0 | 0
206 | Richmond | Northern_California | Northeast CA | {'Leavitt': [7.1, 5880.0]} | 37579.1562 | 8774.8809 | 0.2335 | 28804.2754 | 0.7665 | 0 | 0 | 0 | 0 | 0 | 4179.0293 | 0.11121 | 0 | 0 | 0 | 29771.9238 | 0.79225 | 614.4377 | 0.01635 | 17116.7129 | 0.45548 | 20462.4434 | 5859.8193 | 0.15593 | 31719.3369 | 4702.2803 | 0.12513 | 32876.876 | 19628.5156 | 0.52232 | 17950.6406 | 22903.252 | 0.60947 | 14675.9043 | 3016.1045 | 0.08026 | 34563.0518
54 | Rio Bravo | Central_Valley_North_Los_Banos | PGE Kern | {'Shafter': [5.9, 0.0], 'Tupman': [6.1, 0.0], 'Renfro': [6.6, 0.0], 'Lerdo': [7.3, 0.0], '7th Standard': [7.3, 0.0], 'Kern Power': [10.2, 0.0], 'Midway': [11.1, 0.0], 'Norco': [11.1, 0.0], 'Rosedale': [11.2, 0.0], 'Tevis': [11.3, 0.0], 'Charca': [12.0, 0.0], 'West Park': [13.3, 0.0], 'Kern Oil': [13.5, 0.0], 'Stockdale': [13.9, 0.0], 'Semitropic': [14.8, 0.0], 'Bakersfield': [14.9, 0.0], 'Sycamore': [15.2, 0.0], 'Elk Hills': [16.3, 0.0], 'Columbus': [18.3, 0.0], 'Poso Mt.': [18.9, 0.0], 'Magunden': [19.9, 0.0], 'Cal Water': [20.3, 0.0], 'Goose Lake': [21.1, 0.0], 'Smyrna': [22.0, 0.0], 'Midway - Wheeler Ridge (Proposed)': [22.1, 0.0], 'Taft': [24.5, 0.0], 'Unknown - 3327': [24.6, 0.0], 'Lamont': [24.7, 0.0], 'Temblor': [24.9, 0.0], 'Grimmway-Malaga': [26.3, 0.0], 'Kernridge': [27.0, 0.0], 'Wheeler Ridge': [29.2, 0.0], 'Vestal': [29.3, 0.0]} | 0 | 0 | 0 | 0 | 0 | 0 | 0 | 0 | 0 | 0 | 0 | 0 | 0 | 0 | 0 | 0 | 0 | 0 | 0 | 0 | 0 | 0 | 0 | 0 | 0 | 0 | 0 | 0 | 0 | 0 | 0 | 0 | 0 | 0 | 0 | 0 | 0
93 | Rio Hondo | Greater_LA | SCE Metro | {'Goodrich': [6.9, 0.0], 'Walnut': [6.9, 0.0], 'Mesa': [8.8, 0.0], 'Olinda': [11.5, 0.0], 'Laguna Bell': [13.1, 0.0], 'Center': [14.1, 0.0], 'Gould': [14.3, 0.0], 'Chino': [18.8, 0.0], 'Del Amo': [19.0, 0.0], 'Lighthipe': [19.1, 0.0], 'Padua': [19.6, 0.0], 'Barre': [20.4, 0.0], 'Lewis': [20.9, 0.0], 'Villa Park': [21.7, 0.0], 'Serrano': [22.0, 0.0], 'La Cienega': [23.9, 0.0], 'Hinson': [24.1, 0.0], 'Alamitos': [24.4, 0.0], 'Mira Loma': [24.8, 0.0], 'Arcogen': [24.9, 0.0], 'Rancho Vista': [25.6, 0.0], 'La Fresa': [25.9, 0.0], 'Etiwanda': [26.0, 0.0], 'Harborgen': [26.6, 0.0], 'El Nido': [26.8, 0.0], 'Long Beach': [27.3, 0.0], 'Vincent': [27.4, 0.0], 'Johanna': [28.0, 0.0], 'Chevmain': [28.0, 0.0], 'El Segundo': [28.8, 0.0], 'Ellis': [29.0, 0.0], 'Redondo': [29.3, 0.0]} | 0 | 0 | 0 | 0 | 0 | 0 | 0 | 0 | 0 | 0 | 0 | 0 | 0 | 0 | 0 | 0 | 0 | 0 | 0 | 0 | 0 | 0 | 0 | 0 | 0 | 0 | 0 | 0 | 0 | 0 | 0 | 0 | 0 | 0 | 0 | 0 | 0
184 | Rio Oso | Northern_California | PGE NGBA | {'Pleasant Grove': [11.6, 0.0], 'Olivehurst': [11.6, 0.0], 'East Marysville': [16.6, 0.0], 'Pease': [19.3, 0.0], 'Higgins': [21.6, 0.0], 'Woodland': [23.7, 0.0], 'Gold Hill': [26.2, 0.0], 'Honcut': [27.5, 0.0]} | 0 | 0 | 0 | 0 | 0 | 0 | 0 | 0 | 0 | 0 | 0 | 0 | 0 | 0 | 0 | 0 | 0 | 0 | 0 | 0 | 0 | 0 | 0 | 0 | 0 | 0 | 0 | 0 | 0 | 0 | 0 | 0 | 0 | 0 | 0 | 0 | 0
154 | Ripon | Solano | PGE GBA | {'Vierra': [7.6, 0.0], 'Weber': [12.4, 0.0], 'Westley': [12.6, 0.0], 'Riverbank': [13.1, 0.0], 'Warnerville': [18.8, 0.0], 'Bellota': [19.3, 0.0], 'Stagg': [19.7, 0.0], 'Tesla': [23.1, 0.0], 'Midway Green Ridge Services': [24.2, 0.0], 'Eight Mile': [24.4, 0.0], 'Lockeford': [25.0, 0.0], 'Kelso': [25.1, 0.0], 'Delta Pumps': [26.1, 0.0], 'Crow Creek': [26.4, 0.0], 'Fink (Proposed)': [26.7, 0.0], 'Rancho Seco - Bellota (Proposed)': [27.3, 0.0]} | 0 | 0 | 0 | 0 | 0 | 0 | 0 | 0 | 0 | 0 | 0 | 0 | 0 | 0 | 0 | 0 | 0 | 0 | 0 | 0 | 0 | 0 | 0 | 0 | 0 | 0 | 0 | 0 | 0 | 0 | 0 | 0 | 0 | 0 | 0 | 0 | 0
181 | Riverbank | Central_Valley_North_Los_Banos | PGE GBA | {'Warnerville': [6.1, 0.0], 'Ripon': [13.1, 0.0], 'Bellota': [18.0, 0.0], 'Vierra': [20.1, 0.0], 'Weber': [20.9, 0.0], 'Westley': [20.9, 0.0], 'New Melones': [24.0, 0.0], 'Peoria': [24.2, 0.0], 'Chinese Station': [24.6, 0.0], 'Rancho Seco - Bellota (Proposed)': [25.6, 0.0], 'Lockeford': [27.7, 0.0], 'Stagg': [28.6, 0.0]} | 0 | 0 | 0 | 0 | 0 | 0 | 0 | 0 | 0 | 0 | 0 | 0 | 0 | 0 | 0 | 0 | 0 | 0 | 0 | 0 | 0 | 0 | 0 | 0 | 0 | 0 | 0 | 0 | 0 | 0 | 0 | 0 | 0 | 0 | 0 | 0 | 0
314 | Roadway | Greater_Kramer | SCE NOL | {'Victor': [5.1, 925.0], 'Lugo': [14.7, 455.0], 'Calcite': [28.5, 9.0], 'Kramer': [29.4, 0.0], 'Tortilla': [29.4, 6.0]} | 12495.9424 | 1128.4785 | 0.090308 | 11367.4639 | 0.90969 | 0 | 0 | 0 | 0 | 0 | 0 | 0 | 0 | 0 | 0 | 16.9178 | 0.0013539 | 0 | 0 | 7263.2559 | 0.58125 | 5232.6865 | 7980.3018 | 0.63863 | 4515.6406 | 4067.0642 | 0.32547 | 8428.8782 | 9774.5762 | 0.78222 | 2721.3662 | 6143.6982 | 0.49166 | 6352.2441 | 33.4137 | 0.002674 | 12462.5287
55 | Rosedale | Central_Valley_North_Los_Banos | PGE Kern | {'Kern Power': [1.1, 0.0], 'West Park': [2.1, 0.0], 'Bakersfield': [4.2, 0.0], 'Stockdale': [4.2, 0.0], 'Renfro': [4.9, 0.0], 'Tevis': [4.9, 0.0], '7th Standard': [5.3, 0.0], 'Kern Oil': [5.4, 0.0], 'Sycamore': [7.2, 0.0], 'Columbus': [7.9, 0.0], 'Magunden': [8.9, 0.0], 'Lerdo': [9.5, 0.0], 'Cal Water': [10.5, 0.0], 'Tupman': [11.0, 0.0], 'Rio Bravo': [11.2, 0.0], 'Unknown - 3327': [13.3, 0.0], 'Lamont': [13.4, 0.0], 'Poso Mt.': [14.3, 0.0], 'Norco': [14.5, 0.0], 'Grimmway-Malaga': [15.2, 0.0], 'Shafter': [16.5, 0.0], 'Elk Hills': [19.8, 0.0], 'Wheeler Ridge': [20.7, 0.0], 'Midway - Wheeler Ridge (Proposed)': [20.7, 0.0], 'Charca': [21.2, 0.0], 'Midway': [21.2, 0.0], 'Semitropic': [25.5, 0.0], 'Taft': [28.3, 0.0]} | 0 | 0 | 0 | 0 | 0 | 0 | 0 | 0 | 0 | 0 | 0 | 0 | 0 | 0 | 0 | 0 | 0 | 0 | 0 | 0 | 0 | 0 | 0 | 0 | 0 | 0 | 0 | 0 | 0 | 0 | 0 | 0 | 0 | 0 | 0 | 0 | 0
171 | Round Mountain | Northern_California | PGE NGBA | {'Cove Road': [4.9, 698.0], 'New Sub - Pit 1 - Cottonwood (Proposed)': [6.1, 760.0], 'Pit 1': [26.2, 0.0]} | 7932.0522 | 757.9559 | 0.095556 | 7174.0962 | 0.90444 | 0 | 0 | 0 | 0 | 0 | 0 | 0 | 0 | 0 | 0 | 6627.6826 | 0.83556 | 590.6808 | 0.074468 | 5387.4272 | 0.6792 | 2544.625 | 1174.5096 | 0.14807 | 6757.5426 | 1303.8962 | 0.16438 | 6628.156 | 6558.4199 | 0.82683 | 1373.6323 | 3195.5222 | 0.40286 | 4736.53 | 119.9264 | 0.015119 | 7812.1259
16 | San Bernardino | Greater_Kramer | SCE Eastern | {'Vista': [5.3, 0.0], 'El Casco': [12.1, 0.0], 'Etiwanda': [16.6, 0.0], 'Rancho Vista': [17.0, 0.0], 'Mira Loma': [19.3, 0.0], 'Lugo': [21.1, 0.0], 'Padua': [23.1, 0.0], 'Valley': [23.9, 0.0], 'Lee Lake (Proposed)': [25.8, 0.0], 'Chino': [25.9, 0.0]} | 1633.5326 | 55.9686 | 0.034262 | 1577.564 | 0.96574 | 0 | 0 | 0 | 0 | 0 | 0 | 0 | 0 | 0 | 0 | 771.3243 | 0.47218 | 854.6506 | 0.52319 | 1521.8414 | 0.93163 | 111.6912 | 101.3067 | 0.062017 | 1532.2258 | 1027.4346 | 0.62896 | 606.098 | 1577.564 | 0.96574 | 55.9686 | 1140.9592 | 0.69846 | 492.5734 | 56.4959 | 0.034585 | 1577.0367
300 | Sandy | Southern_NV_Eldorado | SCE EOP | {'Crazy Eyes': [9.4, 0.0], 'Gamebird': [18.4, 0.0], 'Pahrump': [22.9, 0.0], 'Desert View': [29.3, 0.0], 'Primm': [29.9, 0.0]} | 1703.0693 | 677.1257 | 0.39759 | 1025.9436 | 0.60241 | 0 | 0 | 0 | 0 | 0 | 0.49302 | 0.00028949 | 0 | 0 | 0 | 0 | 0 | 0 | 0 | 0 | 0 | 1703.0693 | 0 | 0 | 1703.0693 | 35.2179 | 0.020679 | 1667.8514 | 35.2179 | 0.020679 | 1667.8514 | 996.2514 | 0.58497 | 706.8179 | 19.2041 | 0.011276 | 1683.8652
31 | Sanger | Central_Valley_North_Los_Banos | PGE Fresno | {'Malaga': [6.5, 0.0], 'McCall': [6.8, 0.0], 'California Ave': [8.5, 0.0], 'Wahtoke': [10.8, 0.0], 'West Fresno': [11.6, 0.0], 'Reedley': [14.8, 0.0], 'Kearney (New)': [15.1, 0.0], 'Kingsburg': [15.2, 0.0], 'Gregg': [19.7, 0.0], 'Mc Mullin': [22.4, 0.0], 'Borden': [25.5, 0.0]} | 0 | 0 | 0 | 0 | 0 | 0 | 0 | 0 | 0 | 0 | 0 | 0 | 0 | 0 | 0 | 0 | 0 | 0 | 0 | 0 | 0 | 0 | 0 | 0 | 0 | 0 | 0 | 0 | 0 | 0 | 0 | 0 | 0 | 0 | 0 | 0 | 0
162 | San Luis Obispo | Kern_Greater_Carrizo | PGE Kern | {'Oceano': [11.5, 236.0], 'Diablo Canyon': [12.4, 258.0], 'Morro Bay': [14.7, 193.0], 'Mesa': [20.2, 45.0], 'Templeton': [20.4, 0.0]} | 6654.7422 | 917.7971 | 0.13792 | 5736.9453 | 0.86208 | 0 | 0 | 0 | 0 | 0 | 1.0967 | 0.0001648 | 0 | 0 | 0 | 4663.2847 | 0.70075 | 1044.8185 | 0.157 | 2547.762 | 0.38285 | 4106.9802 | 703.6547 | 0.10574 | 5951.0875 | 3164.3223 | 0.4755 | 3490.4199 | 4223.6675 | 0.63469 | 2431.0747 | 4395.207 | 0.66046 | 2259.5352 | 129.9485 | 0.019527 | 6524.7937
149 | San Luis Rey | Greater_SD | SDGE Imperial | {'Encina': [5.1, 29.0], 'Palomar Airport': [6.7, 29.0], 'Escondido': [13.9, 5.0], 'San Onofre': [16.8, 11.0], 'Penasquitos': [21.2, 2.0], 'Talega': [21.6, 0.0], 'Sycamore Canyon': [26.8, 0.0], 'Capistrano': [28.2, 0.0], 'Kearny': [28.6, 0.0], 'Margarita': [28.8, 0.0]} | 205.3102 | 26.1496 | 0.12737 | 179.1607 | 0.87263 | 0 | 0 | 0 | 0 | 0 | 0.090055 | 0.00043863 | 0 | 0 | 0 | 2.6874 | 0.013089 | 0 | 0 | 33.7218 | 0.16425 | 171.5884 | 158.905 | 0.77397 | 46.4053 | 166.2624 | 0.80981 | 39.0478 | 166.2624 | 0.80981 | 39.0478 | 0 | 0 | 205.3102 | 32.2771 | 0.15721 | 173.0332
232 | San Onofre | Greater_SD | SCE Metro | {'Talega': [5.8, 36.0], 'Capistrano': [11.8, 36.0], 'Margarita': [13.1, 36.0], 'Trabuco': [15.0, 36.0], 'San Luis Rey': [16.8, 11.0], 'Encina': [20.4, 11.0], 'Viejo': [21.1, 21.0], 'Palomar Airport': [23.0, 11.0], 'Santiago': [23.8, 21.0], 'Lee Lake (Proposed)': [26.9, 0.0], 'Johanna': [29.3, 0.0]} | 229.183 | 41.194 | 0.17974 | 187.9889 | 0.82026 | 0 | 0 | 0 | 0 | 0 | 0.086476 | 0.00037732 | 0 | 0 | 0 | 2.7566 | 0.012028 | 0 | 0 | 28.7231 | 0.12533 | 200.4599 | 147.8722 | 0.64521 | 81.3108 | 169.1735 | 0.73816 | 60.0095 | 169.1735 | 0.73816 | 60.0095 | 0 | 0 | 229.183 | 30.0174 | 0.13098 | 199.1656
193 | Santa Clara | Greater_LA | SCE Northern | {'Mandalay': [7.5, 104.0], 'Moorpark': [16.2, 0.0]} | 388.4032 | 94.955 | 0.24448 | 293.4482 | 0.75552 | 0 | 0 | 0 | 0 | 0 | 0 | 0 | 0 | 0 | 0 | 3.6819 | 0.0094797 | 0 | 0 | 53.6676 | 0.13817 | 334.7356 | 224.2567 | 0.57738 | 164.1465 | 280.1972 | 0.72141 | 108.206 | 283.8792 | 0.73089 | 104.524 | 3.6819 | 0.0094797 | 384.7213 | 69.7331 | 0.17954 | 318.6701
117 | Santiago | Greater_LA | SCE Metro | {'Johanna': [5.9, 21.0], 'Viejo': [7.2, 31.0], 'Trabuco': [8.9, 42.0], 'Ellis': [10.2, 20.0], 'Villa Park': [11.1, 0.0], 'Margarita': [11.3, 30.0], 'Serrano': [11.4, 0.0], 'Capistrano': [12.0, 32.0], 'Huntington Beach': [12.2, 20.0], 'Lewis': [12.5, 12.0], 'Barre': [15.8, 9.0], 'Talega': [18.5, 22.0], 'Lee Lake (Proposed)': [19.2, 0.0], 'Alamitos': [20.3, 1.0], 'Olinda': [21.3, 0.0], 'Del Amo': [22.7, 0.0], 'Chino': [23.5, 0.0], 'San Onofre': [23.8, 21.0], 'Walnut': [25.9, 0.0], 'Mira Loma': [26.4, 0.0], 'Center': [26.6, 0.0], 'Long Beach': [27.2, 0.0], 'Harborgen': [27.6, 0.0], 'Lighthipe': [27.7, 0.0], 'Hinson': [28.3, 0.0], 'Arcogen': [29.3, 0.0]} | 316.0552 | 35.2746 | 0.11161 | 280.7806 | 0.88839 | 0 | 0 | 0 | 0 | 0 | 0 | 0 | 0 | 0 | 0 | 0 | 0 | 0 | 0 | 8.9877 | 0.028437 | 307.0675 | 70.1628 | 0.222 | 245.8925 | 250.2347 | 0.79174 | 65.8205 | 259.2224 | 0.82018 | 56.8328 | 0 | 0 | 316.0552 | 26.1516 | 0.082744 | 289.9036
94 | Saugus | Tehachapi | SCE Northern | {'Pardee': [1.3, 378.0], 'Sylmar-Pac Intertie': [9.1, 256.0], 'Moorpark': [21.1, 7.0], 'Antelope': [24.1, 3.0], 'Gould': [26.2, 0.0], 'Vincent': [26.5, 0.0], 'Bailey': [26.9, 0.0]} | 7404.0991 | 377.0322 | 0.050922 | 7027.0669 | 0.94908 | 0 | 0 | 0 | 0 | 0 | 0 | 0 | 0 | 0 | 0 | 2491.124 | 0.33645 | 4809.0366 | 0.64951 | 4309.5918 | 0.58205 | 3094.5073 | 167.8617 | 0.022671 | 7236.2374 | 140.9164 | 0.019032 | 7263.1827 | 4357.4902 | 0.58852 | 3046.6089 | 4980.9087 | 0.67272 | 2423.1904 | 151.0154 | 0.020396 | 7253.0837
32 | Schindler | Central_Valley_North_Los_Banos | PGE Fresno | {'Excelsior': [5.2, 0.0], 'Cantua': [11.4, 0.0], 'Helm': [13.2, 0.0], 'Mc Mullin': [15.6, 0.0], 'Mustang': [16.9, 0.0], 'Henrietta': [17.2, 0.0], 'Gates': [18.1, 0.0], 'Tranquility': [19.7, 0.0], 'Leprino': [20.4, 0.0], 'Kearney (New)': [25.3, 0.0], 'Cheney': [27.1, 0.0], 'West Fresno': [28.1, 0.0], 'Mendota': [28.3, 0.0], 'GWF Hanford': [28.9, 0.0], 'Avenal': [29.3, 0.0]} | 154.849 | 0 | 0 | 0 | 0 | 0 | 0 | 0 | 0 | 0 | 0 | 0 | 0 | 0 | 0 | 136.9692 | 0.88453 | 0 | 0 | 154.849 | 1 | 0 | 0 | 0 | 154.849 | 26.707 | 0.17247 | 128.1419 | 154.849 | 1 | 0 | 83.5672 | 0.53967 | 71.2818 | 0 | 0 | 154.849
166 | Schulte Switching Station | Peninsula_Monterey | PGE GBA | {'Los Esteros': [3.7, 0.0], 'Newark': [8.7, 0.0], 'Hicks': [10.3, 33.0], 'Metcalf Energy Center': [15.7, 0.0], 'Metcalf 1': [15.7, 0.0], 'Eastshore': [19.3, 0.0], 'Cayetano': [26.9, 0.0]} | 538.5198 | 32.9823 | 0.061246 | 505.5375 | 0.93875 | 0 | 0 | 0 | 0 | 0 | 0 | 0 | 0 | 0 | 0 | 440.7427 | 0.81843 | 0 | 0 | 448.7692 | 0.83334 | 89.7506 | 386.552 | 0.7178 | 151.9678 | 405.4811 | 0.75295 | 133.0387 | 467.6983 | 0.86849 | 70.8215 | 440.0449 | 0.81714 | 98.4749 | 58.8205 | 0.10923 | 479.6993
56 | Semitropic | Central_Valley_North_Los_Banos | PGE Kern | {'Charca': [6.3, 0.0], 'Goose Lake': [8.0, 0.0], 'Smyrna': [8.1, 0.0], 'Shafter': [9.0, 0.0], 'Midway': [13.6, 0.0], 'Rio Bravo': [14.8, 0.0], 'Lerdo': [17.5, 0.0], 'Tupman': [19.4, 0.0], 'Kernridge': [20.2, 0.0], 'Olive': [20.5, 0.0], '7th Standard': [20.5, 0.0], 'Temblor': [20.9, 0.0], 'Renfro': [21.3, 0.0], 'Gates-Midway (Proposed)': [21.8, 0.0], 'Norco': [22.9, 0.0], 'Kern Power': [24.5, 0.0], 'Alpaugh': [25.1, 0.0], 'Rosedale': [25.5, 0.0], 'Kern Oil': [25.9, 0.0], 'Vestal': [25.9, 0.0], 'Elk Hills': [26.1, 0.0], 'Tevis': [26.1, 0.0], 'Poso Mt.': [27.1, 0.0], 'Sycamore': [27.2, 0.0], 'West Park': [27.3, 0.0], 'Bakersfield': [28.5, 0.0], 'Stockdale': [28.6, 0.0], 'Arco': [29.3, 0.0]} | 0 | 0 | 0 | 0 | 0 | 0 | 0 | 0 | 0 | 0 | 0 | 0 | 0 | 0 | 0 | 0 | 0 | 0 | 0 | 0 | 0 | 0 | 0 | 0 | 0 | 0 | 0 | 0 | 0 | 0 | 0 | 0 | 0 | 0 | 0 | 0 | 0
118 | Serrano | Greater_LA | SCE Metro | {'Villa Park': [2.7, 0.0], 'Lewis': [6.4, 0.0], 'Johanna': [8.7, 0.0], 'Olinda': [11.1, 0.0], 'Barre': [11.1, 0.0], 'Santiago': [11.4, 0.0], 'Ellis': [13.3, 0.0], 'Chino': [13.3, 0.0], 'Viejo': [14.0, 0.0], 'Walnut': [15.4, 0.0], 'Huntington Beach': [16.6, 0.0], 'Del Amo': [17.7, 0.0], 'Mira Loma': [17.9, 0.0], 'Alamitos': [18.3, 0.0], 'Center': [19.4, 0.0], 'Trabuco': [19.5, 0.0], 'Lee Lake (Proposed)': [20.3, 0.0], 'Margarita': [21.3, 0.0], 'Padua': [21.9, 0.0], 'Rio Hondo': [22.0, 0.0], 'Lighthipe': [22.4, 0.0], 'Laguna Bell': [22.9, 0.0], 'Capistrano': [22.9, 0.0], 'Rancho Vista': [23.1, 0.0], 'Etiwanda': [23.4, 0.0], 'Mesa': [23.4, 0.0], 'Hinson': [24.9, 0.0], 'Harborgen': [25.4, 0.0], 'Long Beach': [25.4, 0.0], 'Arcogen': [26.1, 0.0], 'Goodrich': [28.1, 0.0], 'Talega': [28.8, 0.0]} | 4.0859 | 0 | 0 | 0 | 0 | 0 | 0 | 0 | 0 | 0 | 0 | 0 | 0 | 0 | 0 | 0 | 0 | 0 | 0 | 0 | 0 | 4.0859 | 4.0859 | 1 | 0 | 4.0859 | 1 | 0 | 4.0859 | 1 | 0 | 0 | 0 | 4.0859 | 2.6055 | 0.63767 | 1.4804
57 | Shafter | Central_Valley_North_Los_Banos | PGE Kern | {'Rio Bravo': [5.9, 0.0], 'Charca': [6.5, 0.0], 'Semitropic': [9.0, 0.0], 'Lerdo': [9.4, 0.0], 'Midway': [10.7, 0.0], 'Tupman': [11.3, 0.0], '7th Standard': [11.7, 0.0], 'Renfro': [12.3, 0.0], 'Kern Power': [15.5, 0.0], 'Norco': [15.7, 0.0], 'Goose Lake': [15.9, 0.0], 'Smyrna': [16.1, 0.0], 'Rosedale': [16.5, 0.0], 'Tevis': [17.1, 0.0], 'Kern Oil': [17.5, 0.0], 'West Park': [18.4, 0.0], 'Sycamore': [18.9, 0.0], 'Stockdale': [19.6, 0.0], 'Bakersfield': [19.7, 0.0], 'Elk Hills': [20.1, 0.0], 'Poso Mt.': [20.5, 0.0], 'Columbus': [22.7, 0.0], 'Temblor': [23.2, 0.0], 'Kernridge': [24.3, 0.0], 'Cal Water': [24.3, 0.0], 'Magunden': [24.7, 0.0], 'Vestal': [26.1, 0.0], 'Midway - Wheeler Ridge (Proposed)': [27.2, 0.0], 'Olive': [27.5, 0.0], 'Taft': [27.7, 0.0], 'Unknown - 3327': [29.7, 0.0], 'Lamont': [29.8, 0.0]} | 0 | 0 | 0 | 0 | 0 | 0 | 0 | 0 | 0 | 0 | 0 | 0 | 0 | 0 | 0 | 0 | 0 | 0 | 0 | 0 | 0 | 0 | 0 | 0 | 0 | 0 | 0 | 0 | 0 | 0 | 0 | 0 | 0 | 0 | 0 | 0 | 0
263 | Shilo III | Solano | PGE GBA | {'Birds Landing': [3.2, 28229.0], 'Pittsburg': [9.6, 27150.0], 'Peabody': [10.5, 17799.0], 'Kirker': [10.8, 24661.0], 'Contra Costa': [12.2, 26101.0], 'Grand Island': [14.6, 22381.0], 'Lone Tree': [16.1, 20182.0], 'Vaca-Dixon & Gc Yard': [16.5, 3615.0], 'Clayton': [16.9, 8483.0], 'Martinez': [18.1, 133.0], 'Brentwood': [19.6, 8560.0], 'Carquinez': [22.5, 6.0], 'Tulucay': [23.5, 0.0], 'Putah Creek': [25.7, 1006.0], 'Davis': [26.7, 37.0], 'Eight Mile': [26.7, 784.0], 'Delta Pumps': [28.3, 0.0], 'Kelso': [28.9, 0.0], 'Stagg': [29.8, 25.0]} | 120355.0625 | 28998.1445 | 0.24094 | 91356.9219 | 0.75906 | 0 | 0 | 0 | 0 | 0 | 40120.5664 | 0.33335 | 22540.9453 | 0.18729 | 0 | 57495.2109 | 0.47771 | 0 | 0 | 18048.5859 | 0.14996 | 102306.4766 | 42358.5312 | 0.35195 | 77996.5312 | 40160.582 | 0.33368 | 80194.4805 | 57635 | 0.47887 | 62720.0625 | 4196.4058 | 0.034867 | 116158.6567 | 28570.3262 | 0.23738 | 91784.7363
205 | Silvergate | Greater_SD | SDGE Imperial | {'Old Town': [5.7, 193.0], 'Mission': [6.1, 193.0], 'Bay Boulevard': [6.6, 176.0], 'Miguel': [9.4, 155.0], 'Kearny': [9.5, 190.0], 'Otay Mesa': [15.9, 19.0], 'Penasquitos': [16.0, 143.0], 'Sycamore Canyon': [16.6, 2.0], 'Suncrest': [28.0, 0.0], 'Escondido': [29.7, 0.0]} | 712.624 | 180.5111 | 0.2533 | 532.1128 | 0.7467 | 0 | 0 | 0 | 0 | 0 | 0 | 0 | 0 | 0 | 0 | 0 | 0 | 0 | 0 | 41.5812 | 0.058349 | 671.0427 | 245.4247 | 0.3444 | 467.1993 | 456.648 | 0.6408 | 255.976 | 462.0947 | 0.64844 | 250.5292 | 0 | 0 | 712.624 | 47.3992 | 0.066514 | 665.2248
164 | Sisquoc | Kern_Greater_Carrizo | PGE Kern | {'Mesa': [11.4, 149.0], 'Cabrillo': [17.3, 0.0], 'Oceano': [20.9, 0.0]} | 1505.6541 | 198.2729 | 0.13169 | 1307.3812 | 0.86831 | 0 | 0 | 0 | 0 | 0 | 0 | 0 | 0 | 0 | 0 | 486.8911 | 0.32338 | 991.2923 | 0.65838 | 195.8578 | 0.13008 | 1309.7963 | 0 | 0 | 1505.6541 | 322.0511 | 0.21389 | 1183.603 | 517.9088 | 0.34398 | 987.7452 | 1275.9203 | 0.84742 | 229.7338 | 12.4652 | 0.0082789 | 1493.1889
291 | Sloan Canyon (fka Bob) | Southern_NV_Eldorado | SCE EOP | {'Eldorado': [5.2, 433.0], 'Mead': [11.1, 355.0], 'Primm': [24.4, 0.0]} | 8404.1807 | 430.7931 | 0.051259 | 7973.3877 | 0.94874 | 0 | 0 | 0 | 0 | 0 | 0 | 0 | 0 | 0 | 0 | 0 | 0 | 0 | 0 | 0 | 0 | 8404.1807 | 0 | 0 | 8404.1807 | 0 | 0 | 8404.1807 | 0 | 0 | 8404.1807 | 0 | 0 | 8404.1807 | 0 | 0 | 8404.1807
58 | Smyrna | Central_Valley_North_Los_Banos | PGE Kern | {'Semitropic': [8.1, 0.0], 'Charca': [10.5, 0.0], 'Goose Lake': [10.6, 0.0], 'Olive': [12.5, 0.0], 'Shafter': [16.1, 0.0], 'Alpaugh': [17.0, 0.0], 'Gates-Midway (Proposed)': [17.5, 0.0], 'Midway': [21.7, 0.0], 'Rio Bravo': [22.0, 0.0], 'Vestal': [22.5, 0.0], 'Lerdo': [22.7, 0.0], 'Kernridge': [24.8, 0.0], 'Arco': [26.0, 0.0], '7th Standard': [26.5, 0.0], 'Temblor': [26.8, 0.0], 'Tupman': [27.2, 0.0], 'Corcoran': [27.6, 0.0], 'Renfro': [28.1, 0.0], 'Waukena': [29.8, 0.0]} | 0 | 0 | 0 | 0 | 0 | 0 | 0 | 0 | 0 | 0 | 0 | 0 | 0 | 0 | 0 | 0 | 0 | 0 | 0 | 0 | 0 | 0 | 0 | 0 | 0 | 0 | 0 | 0 | 0 | 0 | 0 | 0 | 0 | 0 | 0 | 0 | 0
271 | Solar SS | Kern_Greater_Carrizo | PGE Kern | {'Carrizo Plains': [1.1, 432.0], 'Caliente': [8.1, 163.0], 'Kernridge': [18.5, 163.0], 'Temblor': [20.5, 163.0], 'Cholame': [26.1, 72.0], 'Arco': [28.4, 0.0]} | 3808.1094 | 445.7389 | 0.11705 | 3362.3706 | 0.88295 | 0 | 0 | 0 | 0 | 0 | 75.729 | 0.019886 | 0 | 0 | 0 | 1365.0594 | 0.35846 | 1263.8296 | 0.33188 | 2155.2412 | 0.56596 | 1652.8682 | 14.374 | 0.0037746 | 3793.7354 | 291.7694 | 0.076618 | 3516.3399 | 2169.6152 | 0.56974 | 1638.4941 | 2460.3386 | 0.64608 | 1347.7708 | 7.8867 | 0.002071 | 3800.2227
266 | Sonora | Greater_Imperial (Exclude) | SCE Eastern | {'Arkansas': [2.7, 2038.0], 'Bannister': [7.6, 2484.0], 'El Centro': [25.8, 0.0], 'Highline': [29.4, 0.0]} | 7760.0171 | 2479.7207 | 0.31955 | 5280.2964 | 0.68045 | 0 | 0 | 0 | 0 | 0 | 3.0516 | 0.00039324 | 2.9985 | 0.0003864 | 0 | 0 | 0 | 0 | 0 | 1985.547 | 0.25587 | 5774.4701 | 1708.4323 | 0.22016 | 6051.5848 | 3318.7954 | 0.42768 | 4441.2217 | 4230.4614 | 0.54516 | 3529.5557 | 2859.5933 | 0.3685 | 4900.4238 | 705.7249 | 0.090944 | 7054.2922
187 | Springville | Central_Valley_North_Los_Banos | SCE Northern | {'Vestal': [20.1, 0.0], 'Rector': [21.8, 0.0]} | 0 | 0 | 0 | 0 | 0 | 0 | 0 | 0 | 0 | 0 | 0 | 0 | 0 | 0 | 0 | 0 | 0 | 0 | 0 | 0 | 0 | 0 | 0 | 0 | 0 | 0 | 0 | 0 | 0 | 0 | 0 | 0 | 0 | 0 | 0 | 0 | 0
156 | Stagg | Solano | PGE GBA | {'Eight Mile': [4.8, 335.0], 'Weber': [7.7, 0.0], 'Lockeford': [13.4, 0.0], 'Vierra': [14.0, 0.0], 'Bellota': [18.3, 0.0], 'Brentwood': [18.6, 335.0], 'Kelso': [19.3, 0.0], 'Ripon': [19.7, 0.0], 'Delta Pumps': [19.9, 0.0], 'Grand Island': [21.1, 335.0], 'Rancho Seco - Bellota (Proposed)': [21.5, 0.0], 'Midway Green Ridge Services': [22.5, 0.0], 'Lone Tree': [22.6, 335.0], 'Tesla': [22.7, 0.0], 'Camanche': [23.3, 0.0], 'Contra Costa': [23.7, 335.0], 'Birds Landing': [27.8, 93.0], 'Riverbank': [28.6, 0.0], 'Cayetano': [29.0, 0.0], 'Westley': [29.6, 0.0], 'Shiloh III': [29.8, 25.0]} | 1637.7798 | 331.6357 | 0.20249 | 1306.1442 | 0.79751 | 0 | 0 | 0 | 0 | 0 | 4.3282 | 0.0026427 | 8.1939 | 0.0050031 | 0 | 0 | 0 | 0 | 0 | 51.2831 | 0.031313 | 1586.4967 | 1085.8036 | 0.66297 | 551.9762 | 1085.8036 | 0.66297 | 551.9762 | 1103.4385 | 0.67374 | 534.3413 | 0 | 0 | 1637.7798 | 201.9942 | 0.12333 | 1435.7856
59 | Stockdale | Central_Valley_North_Los_Banos | PGE Kern | {'Tevis': [3.5, 0.0], 'Rosedale': [4.2, 0.0], 'West Park': [4.2, 0.0], 'Kern Power': [4.7, 0.0], 'Bakersfield': [6.0, 0.0], 'Renfro': [7.3, 0.0], 'Magunden': [8.8, 0.0], 'Kern Oil': [8.9, 0.0], 'Columbus': [9.1, 0.0], '7th Standard': [9.2, 0.0], 'Sycamore': [10.3, 0.0], 'Unknown - 3327': [11.6, 0.0], 'Lamont': [11.7, 0.0], 'Tupman': [11.7, 0.0], 'Cal Water': [11.9, 0.0], 'Grimmway-Malaga': [12.6, 0.0], 'Lerdo': [13.5, 0.0], 'Norco': [13.8, 0.0], 'Rio Bravo': [13.9, 0.0], 'Wheeler Ridge': [16.6, 0.0], 'Midway - Wheeler Ridge (Proposed)': [17.6, 0.0], 'Poso Mt.': [17.8, 0.0], 'Elk Hills': [18.5, 0.0], 'Shafter': [19.6, 0.0], 'Midway': [22.5, 0.0], 'Charca': [24.8, 0.0], 'Taft': [26.5, 0.0], 'Semitropic': [28.6, 0.0], 'Pastoria': [29.2, 0.0]} | 0 | 0 | 0 | 0 | 0 | 0 | 0 | 0 | 0 | 0 | 0 | 0 | 0 | 0 | 0 | 0 | 0 | 0 | 0 | 0 | 0 | 0 | 0 | 0 | 0 | 0 | 0 | 0 | 0 | 0 | 0 | 0 | 0 | 0 | 0 | 0 | 0
123 | Summit | Northern_California | PGE NGBA | {'Drum 1': [21.2, 58.0]} | 23119.4648 | 4138.1836 | 0.17899 | 18981.2812 | 0.82101 | 0 | 0 | 0 | 0 | 0 | 0 | 0 | 0 | 0 | 0 | 2455.9033 | 0.10623 | 17.1961 | 0.00074379 | 2968.3381 | 0.12839 | 20151.1267 | 4066.7996 | 0.1759 | 19052.6653 | 12459.6191 | 0.53892 | 10659.8457 | 14313.9043 | 0.61913 | 8805.5605 | 12673.5117 | 0.54817 | 10445.9531 | 1578.4767 | 0.068275 | 21540.9882
256 | Suncrest | Greater_SD | SDGE Imperial | {'Suncrest - Ocotillo (Proposed)': [13.8, 0.0], 'Miguel': [19.7, 0.0], 'Otay Mesa': [21.0, 0.0], 'Sycamore Canyon': [21.6, 0.0], 'Boulevard': [26.0, 0.0], 'Kearny': [26.2, 0.0], 'Mission': [26.5, 0.0], 'Bay Boulevard': [27.7, 0.0], 'Silvergate': [28.0, 0.0], 'Old Town': [29.8, 0.0]} | 2395.0349 | 0 | 0 | 0 | 0 | 0 | 0 | 0 | 0 | 0 | 0 | 0 | 0 | 0 | 0 | 76.2297 | 0.031828 | 2284.6482 | 0.95391 | 242.5101 | 0.10126 | 2152.5248 | 2062.6658 | 0.86123 | 332.3691 | 2046.4108 | 0.85444 | 348.6241 | 2149.0701 | 0.8973 | 245.9648 | 967.5511 | 0.40398 | 1427.4838 | 133.8542 | 0.055888 | 2261.1808
306 | Suncrest - Ocotillo (Proposed) | Greater_Imperial | SDGE Imperial | {'Boulevard': [13.7, 10428.0], 'Suncrest': [13.8, 0.0], 'East County': [22.1, 8049.0], 'Ocotillo Express': [23.8, 457.0]} | 37003.2656 | 10425.4375 | 0.28174 | 26577.8281 | 0.71826 | 0 | 0 | 0 | 0 | 0 | 0.56491 | 1.5266e-05 | 0 | 0 | 0 | 15099.5605 | 0.40806 | 20259.8359 | 0.54751 | 2056.5166 | 0.055577 | 34946.749 | 6763.7246 | 0.18279 | 30239.541 | 17087.2031 | 0.46178 | 19916.0625 | 19264.6953 | 0.52062 | 17738.5703 | 11614.2549 | 0.31387 | 25389.0107 | 491.2391 | 0.013276 | 36512.0265
69 | Sycamore | Central_Valley_North_Los_Banos | PGE Kern | {'Kern Oil': [1.9, 0.0], 'Bakersfield': [4.6, 0.0], 'Columbus': [4.7, 0.0], 'Cal Water': [5.5, 0.0], 'West Park': [6.1, 0.0], 'Rosedale': [7.2, 0.0], 'Magunden': [7.4, 0.0], 'Poso Mt.': [7.6, 0.0], 'Kern Power': [7.8, 0.0], '7th Standard': [8.0, 0.0], 'Lerdo': [9.7, 0.0], 'Stockdale': [10.3, 0.0], 'Renfro': [10.8, 0.0], 'Tevis': [12.0, 0.0], 'Unknown - 3327': [12.9, 0.0], 'Lamont': [13.0, 0.0], 'Rio Bravo': [15.2, 0.0], 'Grimmway-Malaga': [15.9, 0.0], 'Tupman': [17.2, 0.0], 'Shafter': [18.9, 0.0], 'Norco': [21.3, 0.0], 'Charca': [21.7, 0.0], 'Wheeler Ridge': [25.1, 0.0], 'Midway': [26.3, 0.0], 'Elk Hills': [26.8, 0.0], 'Semitropic': [27.2, 0.0], 'Vestal': [27.4, 0.0], 'Midway - Wheeler Ridge (Proposed)': [27.7, 0.0]} | 0 | 0 | 0 | 0 | 0 | 0 | 0 | 0 | 0 | 0 | 0 | 0 | 0 | 0 | 0 | 0 | 0 | 0 | 0 | 0 | 0 | 0 | 0 | 0 | 0 | 0 | 0 | 0 | 0 | 0 | 0 | 0 | 0 | 0 | 0 | 0 | 0
150 | Sycamore Canyon | Greater_SD | SDGE Imperial | {'Kearny': [8.3, 2.0], 'Penasquitos': [10.9, 2.0], 'Mission': [11.1, 2.0], 'Old Town': [14.0, 2.0], 'Escondido': [15.2, 0.0], 'Silvergate': [16.6, 2.0], 'Miguel': [16.7, 0.0], 'Palomar Airport': [20.6, 0.0], 'Suncrest': [21.6, 0.0], 'Bay Boulevard': [21.6, 0.0], 'Encina': [23.3, 0.0], 'Otay Mesa': [24.6, 0.0], 'San Luis Rey': [26.8, 0.0]} | 11.0494 | 1.2667 | 0.11464 | 9.7827 | 0.88536 | 0 | 0 | 0 | 0 | 0 | 0 | 0 | 0 | 0 | 0 | 0 | 0 | 0 | 0 | 0 | 0 | 11.0494 | 7.7835 | 0.70443 | 3.2659 | 8.5216 | 0.77123 | 2.5278 | 8.5216 | 0.77123 | 2.5278 | 0 | 0 | 11.0494 | 0 | 0 | 11.0494
241 | Sylmar | Tehachapi | SCE Northern | {'Saugus': [9.1, 256.0], 'Pardee': [10.4, 256.0], 'Gould': [18.8, 0.0], 'La Cienega': [22.1, 0.0], 'Moorpark': [23.1, 3.0], 'Vincent': [25.1, 0.0], 'Goodrich': [25.9, 0.0], 'El Segundo': [27.7, 0.0], 'Chevmain': [28.3, 0.0], 'Antelope': [28.7, 0.0], 'Mesa': [29.0, 0.0], 'El Nido': [29.2, 0.0]} | 2648.335 | 255.148 | 0.096343 | 2393.187 | 0.90366 | 0 | 0 | 0 | 0 | 0 | 0 | 0 | 0 | 0 | 0 | 1561.451 | 0.5896 | 1011.4324 | 0.38191 | 1693.3523 | 0.6394 | 954.9827 | 0 | 0 | 2648.335 | 119.9889 | 0.045307 | 2528.3461 | 1728.7677 | 0.65278 | 919.5673 | 1368.4045 | 0.5167 | 1279.9304 | 88.3142 | 0.033347 | 2560.0207
7 | Table Mountain | Northern_California | PGE NGBA | {'Thermalito': [2.9, 0.0], 'Wyandotte': [7.1, 0.0], 'Palermo': [9.7, 0.0], 'Honcut': [16.4, 0.0], 'Pease': [26.6, 0.0], 'East Marysville': [27.4, 0.0], 'Colgate': [28.8, 0.0]} | 0 | 0 | 0 | 0 | 0 | 0 | 0 | 0 | 0 | 0 | 0 | 0 | 0 | 0 | 0 | 0 | 0 | 0 | 0 | 0 | 0 | 0 | 0 | 0 | 0 | 0 | 0 | 0 | 0 | 0 | 0 | 0 | 0 | 0 | 0 | 0 | 0
60 | Taft | Central_Valley_North_Los_Banos | PGE Kern | {'Elk Hills': [8.6, 0.0], 'Midway - Wheeler Ridge (Proposed)': [12.1, 0.0], 'Norco': [14.2, 0.0], 'Midway': [18.6, 0.0], 'Tupman': [19.2, 0.0], 'Temblor': [20.9, 0.0], 'Tevis': [23.6, 0.0], 'Rio Bravo': [24.5, 0.0], 'Renfro': [25.0, 0.0], 'Kernridge': [25.7, 0.0], 'Stockdale': [26.5, 0.0], 'Kern Power': [27.5, 0.0], 'Shafter': [27.7, 0.0], 'Rosedale': [28.3, 0.0], 'Wheeler Ridge': [28.8, 0.0], '7th Standard': [28.8, 0.0], 'Caliente': [29.8, 0.0], 'West Park': [29.9, 0.0]} | 0 | 0 | 0 | 0 | 0 | 0 | 0 | 0 | 0 | 0 | 0 | 0 | 0 | 0 | 0 | 0 | 0 | 0 | 0 | 0 | 0 | 0 | 0 | 0 | 0 | 0 | 0 | 0 | 0 | 0 | 0 | 0 | 0 | 0 | 0 | 0 | 0
151 | Talega | Greater_SD | SDGE Imperial | {'San Onofre': [5.8, 36.0], 'Capistrano': [6.8, 38.0], 'Margarita': [7.4, 38.0], 'Trabuco': [9.6, 38.0], 'Viejo': [15.3, 22.0], 'Santiago': [18.5, 22.0], 'San Luis Rey': [21.6, 0.0], 'Lee Lake (Proposed)': [21.6, 0.0], 'Johanna': [24.2, 1.0], 'Encina': [25.7, 0.0], 'Ellis': [26.8, 1.0], 'Huntington Beach': [27.0, 1.0], 'Palomar Airport': [28.1, 0.0], 'Serrano': [28.8, 0.0], 'Villa Park': [29.2, 0.0]} | 108.5199 | 31.6329 | 0.29149 | 76.887 | 0.70851 | 0 | 0 | 0 | 0 | 0 | 0 | 0 | 0 | 0 | 0 | 2.7566 | 0.025402 | 0 | 0 | 0 | 0 | 108.5199 | 40.0205 | 0.36878 | 68.4994 | 61.268 | 0.56458 | 47.2519 | 61.268 | 0.56458 | 47.2519 | 0 | 0 | 108.5199 | 0.36292 | 0.0033443 | 108.157
61 | Temblor | Central_Valley_North_Los_Banos | PGE Kern | {'Kernridge': [4.8, 163.0], 'Caliente': [12.5, 163.0], 'Midway': [13.8, 0.0], 'Goose Lake': [16.5, 0.0], 'Carrizo Plains': [19.4, 163.0], 'Solar': [20.5, 163.0], 'Semitropic': [20.9, 0.0], 'Taft': [20.9, 0.0], 'Elk Hills': [21.0, 0.0], 'Norco': [22.8, 0.0], 'Shafter': [23.2, 0.0], 'Tupman': [24.1, 0.0], 'Rio Bravo': [24.9, 0.0], 'Charca': [26.0, 0.0], 'Smyrna': [26.8, 0.0], 'Gates-Midway (Proposed)': [27.5, 0.0], 'Arco': [29.7, 0.0]} | 639.3275 | 163.4712 | 0.25569 | 475.8563 | 0.74431 | 0 | 0 | 0 | 0 | 0 | 0 | 0 | 0 | 0 | 0 | 498.4017 | 0.77957 | 0 | 0 | 329.7032 | 0.5157 | 309.6243 | 0 | 0 | 639.3275 | 213.2575 | 0.33357 | 426.07 | 329.7032 | 0.5157 | 309.6243 | 277.9657 | 0.43478 | 361.3618 | 0 | 0 | 639.3275
163 | Templeton | Kern_Greater_Carrizo | PGE Kern | {'Morro Bay': [15.9, 87.0], 'San Luis Obispo': [20.4, 0.0], 'Cholame': [21.4, 0.0], 'Diablo Canyon': [25.2, 1.0], 'Cal Flats': [29.6, 0.0]} | 6077.0244 | 409.3416 | 0.067359 | 5667.6826 | 0.93264 | 0 | 0 | 0 | 0 | 0 | 51.3465 | 0.0084493 | 0 | 0 | 0 | 5618.3569 | 0.92452 | 441.6586 | 0.072677 | 4540.4688 | 0.74715 | 1536.5557 | 1322.52 | 0.21763 | 4754.5044 | 1926.4429 | 0.317 | 4150.5815 | 4706.21 | 0.77443 | 1370.8145 | 4114.9731 | 0.67714 | 1962.0513 | 116.9996 | 0.019253 | 5960.0248
3 | Tesla | Solano | PGE GBA | {'Midway Green Ridge Services': [1.6, 21.0], 'Kelso': [6.2, 21.0], 'Delta Pumps': [6.8, 21.0], 'Cayetano': [11.4, 21.0], 'Brentwood': [15.5, 21.0], 'Vierra': [17.0, 0.0], 'Lone Tree': [19.3, 21.0], 'Westley': [21.7, 0.0], 'Stagg': [22.7, 0.0], 'Weber': [22.8, 0.0], 'Ripon': [23.1, 0.0], 'Contra Costa': [23.1, 21.0], 'Eight Mile': [26.0, 0.0], 'Newark': [27.3, 0.0], 'Clayton': [27.3, 21.0], 'Los Esteros': [28.2, 0.0], 'Kirker': [28.3, 0.0], 'Pittsburg': [28.8, 0.0]} | 40391.5195 | 21.1575 | 0.00052381 | 40370.3633 | 0.99948 | 0 | 0 | 0 | 0 | 0 | 792.8136 | 0.019628 | 1025.8906 | 0.025399 | 0 | 36140.8789 | 0.89476 | 1618.7035 | 0.040075 | 36472.0977 | 0.90296 | 3919.4219 | 28190.0391 | 0.69792 | 12201.4805 | 33949.9219 | 0.84052 | 6441.5977 | 40368.5273 | 0.99943 | 22.9922 | 14903.8604 | 0.36898 | 25487.6592 | 1323.6071 | 0.032769 | 39067.9125
244 | Tevis | Central_Valley_North_Los_Banos | PGE Kern | {'Stockdale': [3.5, 0.0], 'Kern Power': [4.5, 0.0], 'Rosedale': [4.9, 0.0], 'Renfro': [5.1, 0.0], 'West Park': [6.3, 0.0], 'Tupman': [8.3, 0.0], '7th Standard': [8.3, 0.0], 'Bakersfield': [8.4, 0.0], 'Kern Oil': [10.3, 0.0], 'Norco': [10.4, 0.0], 'Rio Bravo': [11.3, 0.0], 'Columbus': [12.0, 0.0], 'Magunden': [12.0, 0.0], 'Sycamore': [12.0, 0.0], 'Lerdo': [12.5, 0.0], 'Cal Water': [14.7, 0.0], 'Unknown - 3327': [15.1, 0.0], 'Lamont': [15.2, 0.0], 'Elk Hills': [15.4, 0.0], 'Midway - Wheeler Ridge (Proposed)': [15.8, 0.0], 'Grimmway-Malaga': [15.9, 0.0], 'Shafter': [17.1, 0.0], 'Wheeler Ridge': [18.1, 0.0], 'Midway': [19.1, 0.0], 'Poso Mt.': [19.2, 0.0], 'Charca': [22.8, 0.0], 'Taft': [23.6, 0.0], 'Semitropic': [26.1, 0.0]} | 0 | 0 | 0 | 0 | 0 | 0 | 0 | 0 | 0 | 0 | 0 | 0 | 0 | 0 | 0 | 0 | 0 | 0 | 0 | 0 | 0 | 0 | 0 | 0 | 0 | 0 | 0 | 0 | 0 | 0 | 0 | 0 | 0 | 0 | 0 | 0 | 0
209 | Thermalito | Northern_California | PGE NGBA | {'Table Mt.': [2.9, 0.0], 'Wyandotte': [5.1, 0.0], 'Palermo': [7.4, 0.0], 'Honcut': [13.5, 0.0], 'Pease': [23.8, 0.0], 'East Marysville': [24.5, 0.0], 'Colgate': [26.8, 0.0], 'Olivehurst': [29.5, 0.0]} | 0 | 0 | 0 | 0 | 0 | 0 | 0 | 0 | 0 | 0 | 0 | 0 | 0 | 0 | 0 | 0 | 0 | 0 | 0 | 0 | 0 | 0 | 0 | 0 | 0 | 0 | 0 | 0 | 0 | 0 | 0 | 0 | 0 | 0 | 0 | 0 | 0
138 | Tortilla | Greater_Kramer | SCE NOL | {'Cool Water': [10.0, 346.0], 'Calcite': [24.5, 109.0], 'Roadway': [29.4, 6.0]} | 39781.1836 | 1602.658 | 0.040287 | 38178.5273 | 0.95971 | 0 | 0 | 0 | 0 | 0 | 0 | 0 | 0.38244 | 9.6136e-06 | 0 | 0 | 0 | 0 | 0 | 28556.2207 | 0.71783 | 11224.9629 | 13653.1279 | 0.34321 | 26128.0557 | 4266.5464 | 0.10725 | 35514.6372 | 32241.1543 | 0.81046 | 7540.0293 | 27433.1172 | 0.6896 | 12348.0664 | 314.3003 | 0.0079007 | 39466.8833
121 | Trabuco | Greater_LA | SDGE Imperial | {'Margarita': [2.8, 46.0], 'Capistrano': [3.5, 48.0], 'Viejo': [7.4, 31.0], 'Santiago': [8.9, 42.0], 'Talega': [9.6, 38.0], 'Johanna': [14.6, 21.0], 'San Onofre': [15.0, 36.0], 'Ellis': [17.7, 20.0], 'Lee Lake (Proposed)': [18.2, 0.0], 'Huntington Beach': [18.5, 20.0], 'Serrano': [19.5, 0.0], 'Villa Park': [19.7, 0.0], 'Lewis': [21.4, 12.0], 'Barre': [24.6, 9.0], 'Alamitos': [28.2, 1.0]} | 278.4715 | 48.7807 | 0.17517 | 229.6908 | 0.82483 | 0 | 0 | 0 | 0 | 0 | 0 | 0 | 0 | 0 | 0 | 0 | 0 | 0 | 0 | 8.9877 | 0.032275 | 269.4838 | 54.9112 | 0.19719 | 223.5603 | 192.2848 | 0.6905 | 86.1866 | 201.2725 | 0.72278 | 77.1989 | 0 | 0 | 278.4715 | 5.8659 | 0.021065 | 272.6056
277 | Tranquility | Central_Valley_North_Los_Banos | PGE Fresno | {'Cheney': [7.6, 0.0], 'Mendota': [9.5, 0.0], 'Panoche': [10.7, 0.0], 'Cantua': [11.6, 0.0], 'Helm': [12.7, 0.0], 'Excelsior': [16.3, 0.0], 'Newhall': [19.6, 0.0], 'Schindler': [19.7, 0.0], 'Mc Mullin': [23.1, 0.0], 'Oro Loma': [24.8, 0.0]} | 0 | 0 | 0 | 0 | 0 | 0 | 0 | 0 | 0 | 0 | 0 | 0 | 0 | 0 | 0 | 0 | 0 | 0 | 0 | 0 | 0 | 0 | 0 | 0 | 0 | 0 | 0 | 0 | 0 | 0 | 0 | 0 | 0 | 0 | 0 | 0 | 0
279 | Trout Canyon (fka Crazy Eyes) | Southern_NV_Eldorado | SCE EOP | {'Gamebird': [9.1, 210.0], 'Sandy Valley': [9.4, 0.0], 'Pahrump': [13.6, 210.0], 'Vista 2': [20.7, 0.0], 'Desert View': [28.7, 0.0]} | 12910.7803 | 209.8971 | 0.016258 | 12700.8828 | 0.98374 | 0 | 0 | 0 | 0 | 0 | 0 | 0 | 0 | 0 | 0 | 0 | 0 | 0 | 0 | 3071.2458 | 0.23788 | 9839.5344 | 50.0915 | 0.0038798 | 12860.6888 | 4930.5396 | 0.38189 | 7980.2407 | 6530.5498 | 0.50582 | 6380.2305 | 10996.9678 | 0.85177 | 1913.8125 | 0 | 0 | 12910.7803
110 | Tulucay | Northern_California | PGE NGBA | {'Carquinez': [10.9, 588.0], 'Peabody': [16.3, 194.0], 'Lakeville': [17.0, 0.0], 'Martinez': [18.1, 439.0], 'Ignacio': [18.9, 9.0], 'Vaca-Dixon & Gc Yard': [21.6, 71.0], 'Penngrove': [22.9, 0.0], 'Shiloh III': [23.5, 0.0], 'Putah Creek': [24.1, 1.0], 'Pittsburg': [24.9, 308.0], 'Kirker': [25.2, 315.0], 'Birds Landing': [25.3, 0.0], 'Bellevue': [25.8, 0.0], 'Clayton': [26.5, 351.0]} | 17341.3594 | 627.5229 | 0.036186 | 16713.8359 | 0.96381 | 0 | 0 | 0 | 0 | 0 | 264.1699 | 0.015234 | 21.1667 | 0.0012206 | 0 | 10967.3945 | 0.63244 | 0 | 0 | 13252.6846 | 0.76422 | 4088.6748 | 3958.0178 | 0.22824 | 13383.3416 | 4127.0879 | 0.23799 | 13214.2715 | 15727.8633 | 0.90696 | 1613.4961 | 11101.4912 | 0.64017 | 6239.8682 | 1420.4923 | 0.081914 | 15920.8671
62 | Tupman | Central_Valley_North_Los_Banos | PGE Kern | {'Norco': [5.2, 0.0], 'Rio Bravo': [6.1, 0.0], 'Renfro': [6.4, 0.0], 'Tevis': [8.3, 0.0], '7th Standard': [9.8, 0.0], 'Kern Power': [9.9, 0.0], 'Elk Hills': [10.7, 0.0], 'Midway': [10.8, 0.0], 'Rosedale': [11.0, 0.0], 'Shafter': [11.3, 0.0], 'Stockdale': [11.7, 0.0], 'Lerdo': [12.1, 0.0], 'West Park': [13.1, 0.0], 'Bakersfield': [15.2, 0.0], 'Kern Oil': [15.3, 0.0], 'Midway - Wheeler Ridge (Proposed)': [16.0, 0.0], 'Sycamore': [17.2, 0.0], 'Charca': [17.8, 0.0], 'Columbus': [18.9, 0.0], 'Taft': [19.2, 0.0], 'Semitropic': [19.4, 0.0], 'Magunden': [19.7, 0.0], 'Cal Water': [21.4, 0.0], 'Poso Mt.': [22.6, 0.0], 'Unknown - 3327': [23.3, 0.0], 'Lamont': [23.4, 0.0], 'Temblor': [24.1, 0.0], 'Grimmway-Malaga': [24.3, 0.0], 'Goose Lake': [24.4, 0.0], 'Wheeler Ridge': [24.8, 0.0], 'Kernridge': [27.1, 0.0], 'Smyrna': [27.2, 0.0]} | 0 | 0 | 0 | 0 | 0 | 0 | 0 | 0 | 0 | 0 | 0 | 0 | 0 | 0 | 0 | 0 | 0 | 0 | 0 | 0 | 0 | 0 | 0 | 0 | 0 | 0 | 0 | 0 | 0 | 0 | 0 | 0 | 0 | 0 | 0 | 0 | 0
104 | Ukiah | Mendocino_Marin | PGE NGBA | {'Calpella': [3.7, 0.0], 'Mendocino': [7.4, 0.0], 'Hopland': [13.2, 440.0], 'Cloverdale': [25.8, 0.0], 'Eagle Rock': [29.9, 0.0]} | 3254.1956 | 438.8368 | 0.13485 | 2815.3586 | 0.86515 | 0 | 0 | 0 | 0 | 0 | 14.3894 | 0.0044218 | 0 | 0 | 0 | 1026.8883 | 0.31556 | 2221.7673 | 0.68274 | 1642.1509 | 0.50463 | 1612.0447 | 612.1505 | 0.18811 | 2642.0451 | 868.6071 | 0.26692 | 2385.5884 | 2246.6492 | 0.69039 | 1007.5464 | 2685.4512 | 0.82523 | 568.7444 | 0 | 0 | 3254.1956
189 | UltraPower Chinese Station | El_Dorado_Mariposa | PGE GBA | {'Peoria': [2.3, 0.0], 'New Melones': [5.7, 0.0], 'Curtis': [11.1, 0.0], 'Warnerville': [19.9, 0.0], 'Riverbank': [24.6, 0.0]} | 0 | 0 | 0 | 0 | 0 | 0 | 0 | 0 | 0 | 0 | 0 | 0 | 0 | 0 | 0 | 0 | 0 | 0 | 0 | 0 | 0 | 0 | 0 | 0 | 0 | 0 | 0 | 0 | 0 | 0 | 0 | 0 | 0 | 0 | 0 | 0 | 0
174 | Vaca Dixon | Solano | PGE NGBA | {'Peabody': [8.4, 4058.0], 'Putah Creek': [9.3, 2050.0], 'Davis': [14.2, 140.0], 'Shiloh III': [16.5, 3615.0], 'Madison': [18.8, 690.0], 'Birds Landing': [19.7, 2820.0], 'Woodland': [21.0, 0.0], 'Grand Island': [21.4, 2380.0], 'Tulucay': [21.6, 71.0], 'Pittsburg': [25.2, 2485.0], 'Kirker': [26.3, 1528.0], 'Carquinez': [27.9, 27.0], 'Martinez': [28.7, 0.0], 'Contra Costa': [28.7, 866.0]} | 64344.9531 | 4750.5059 | 0.073829 | 59594.4453 | 0.92617 | 0 | 0 | 0 | 0 | 0 | 17162.1309 | 0.26672 | 13811.9229 | 0.21465 | 0 | 42610.0586 | 0.66221 | 0 | 0 | 19373.1113 | 0.30108 | 44971.8418 | 17895.248 | 0.27811 | 46449.7051 | 19529.8164 | 0.30352 | 44815.1367 | 38983.0156 | 0.60584 | 25361.9375 | 11815.8057 | 0.18363 | 52529.1475 | 15086.3975 | 0.23446 | 49258.5557
128 | Valley | Riverside (Exclude) | SCE Eastern | {'El Casco': [16.3, 0.0], 'Lee Lake (Proposed)': [16.9, 0.0], 'Vista': [22.8, 0.0], 'San Bernardino': [23.9, 0.0], 'Viejo': [28.5, 0.0], 'Mira Loma': [29.9, 0.0]} | 0 | 0 | 0 | 0 | 0 | 0 | 0 | 0 | 0 | 0 | 0 | 0 | 0 | 0 | 0 | 0 | 0 | 0 | 0 | 0 | 0 | 0 | 0 | 0 | 0 | 0 | 0 | 0 | 0 | 0 | 0 | 0 | 0 | 0 | 0 | 0 | 0
292 | Valley (VEA) | Southern_NV_Eldorado | SCE EOP | {'Lathrop': [11.3, 5.0], 'Beatty': [29.5, 0.0]} | 6068.377 | 5.5457 | 0.00091387 | 6062.8311 | 0.99909 | 0 | 0 | 0 | 0 | 0 | 0 | 0 | 0 | 0 | 0 | 0 | 0 | 0 | 0 | 0 | 0 | 6068.377 | 0 | 0 | 6068.377 | 0 | 0 | 6068.377 | 0 | 0 | 6068.377 | 2867.0854 | 0.47246 | 3201.2915 | 11.5208 | 0.0018985 | 6056.8561
188 | Vestal | Central_Valley_North_Los_Banos | SCE Northern | {'Springville': [20.1, 0.0], 'Olive': [20.6, 0.0], 'Poso Mt.': [20.8, 0.0], 'Charca': [21.0, 0.0], 'Smyrna': [22.5, 0.0], 'Alpaugh': [22.5, 0.0], 'Lerdo': [23.9, 0.0], 'Semitropic': [25.9, 0.0], 'Shafter': [26.1, 0.0], 'Sycamore': [27.4, 0.0], 'Kern Oil': [27.9, 0.0], '7th Standard': [27.9, 0.0], 'Rio Bravo': [29.3, 0.0]} | 0 | 0 | 0 | 0 | 0 | 0 | 0 | 0 | 0 | 0 | 0 | 0 | 0 | 0 | 0 | 0 | 0 | 0 | 0 | 0 | 0 | 0 | 0 | 0 | 0 | 0 | 0 | 0 | 0 | 0 | 0 | 0 | 0 | 0 | 0 | 0 | 0
139 | Victor | Greater_Kramer | SCE NOL | {'Roadway': [5.1, 925.0], 'Lugo': [9.6, 455.0], 'Calcite': [26.9, 123.0], 'Etiwanda': [29.7, 0.0], 'Rancho Vista': [29.9, 0.0]} | 15503.7031 | 1037.929 | 0.066947 | 14465.7744 | 0.93305 | 0 | 0 | 0 | 0 | 0 | 0 | 0 | 0 | 0 | 0 | 2908.6206 | 0.18761 | 1228.5198 | 0.07924 | 8977.1631 | 0.57903 | 6526.54 | 10925.1709 | 0.70468 | 4578.5322 | 7150.291 | 0.4612 | 8353.4121 | 13631.9141 | 0.87927 | 1871.7891 | 6724.7373 | 0.43375 | 8778.9658 | 21.5963 | 0.001393 | 15482.1068
250 | Viejo | Greater_LA | SCE Metro | {'Santiago': [7.2, 31.0], 'Trabuco': [7.4, 31.0], 'Margarita': [8.1, 30.0], 'Capistrano': [10.7, 31.0], 'Lee Lake (Proposed)': [12.5, 0.0], 'Johanna': [12.5, 10.0], 'Serrano': [14.0, 0.0], 'Villa Park': [15.1, 0.0], 'Talega': [15.3, 22.0], 'Ellis': [17.4, 9.0], 'Lewis': [17.7, 1.0], 'Huntington Beach': [19.4, 9.0], 'San Onofre': [21.1, 21.0], 'Barre': [21.9, 0.0], 'Chino': [22.9, 0.0], 'Mira Loma': [23.9, 0.0], 'Olinda': [25.1, 0.0], 'Alamitos': [27.2, 0.0], 'Valley': [28.5, 0.0], 'Del Amo': [29.0, 0.0], 'Walnut': [29.4, 0.0], 'Rancho Vista': [29.7, 0.0], 'Etiwanda': [29.8, 0.0]} | 116.9154 | 26.776 | 0.22902 | 90.1394 | 0.77098 | 0 | 0 | 0 | 0 | 0 | 0 | 0 | 0 | 0 | 0 | 0 | 0 | 0 | 0 | 8.9877 | 0.076874 | 107.9277 | 34.5449 | 0.29547 | 82.3705 | 68.3806 | 0.58487 | 48.5349 | 77.3683 | 0.66175 | 39.5472 | 0 | 0 | 116.9154 | 3.1233 | 0.026714 | 113.7922
227 | Vierra | Solano | PGE GBA | {'Ripon': [7.6, 0.0], 'Weber': [8.6, 0.0], 'Stagg': [14.0, 0.0], 'Westley': [15.5, 0.0], 'Tesla': [17.0, 0.0], 'Midway Green Ridge Services': [17.8, 0.0], 'Kelso': [18.0, 0.0], 'Delta Pumps': [18.9, 0.0], 'Eight Mile': [18.9, 0.0], 'Riverbank': [20.1, 0.0], 'Bellota': [20.7, 0.0], 'Lockeford': [22.9, 0.0], 'Brentwood': [23.5, 0.0], 'Warnerville': [26.1, 0.0], 'Cayetano': [27.5, 0.0], 'Rancho Seco - Bellota (Proposed)': [27.7, 0.0], 'Lone Tree': [28.4, 0.0]} | 1066.6604 | 0 | 0 | 0 | 0 | 0 | 0 | 0 | 0 | 0 | 248.9928 | 0.23343 | 53.0787 | 0.049762 | 0 | 134.5351 | 0.12613 | 0 | 0 | 257.0982 | 0.24103 | 809.5622 | 1066.6604 | 1 | 0 | 956.6483 | 0.89686 | 110.0121 | 1066.6604 | 1 | 0 | 41.5926 | 0.038993 | 1025.0678 | 21.1013 | 0.019783 | 1045.5591
119 | Villa Park | Greater_LA | SCE Metro | {'Serrano': [2.7, 0.0], 'Lewis': [3.7, 0.0], 'Johanna': [7.1, 0.0], 'Barre': [8.5, 0.0], 'Olinda': [10.3, 0.0], 'Ellis': [10.9, 0.0], 'Santiago': [11.1, 0.0], 'Huntington Beach': [14.3, 0.0], 'Walnut': [14.9, 0.0], 'Viejo': [15.1, 0.0], 'Del Amo': [15.3, 0.0], 'Chino': [15.5, 0.0], 'Alamitos': [15.6, 0.0], 'Center': [17.4, 0.0], 'Trabuco': [19.7, 0.0], 'Lighthipe': [20.1, 0.0], 'Mira Loma': [20.4, 0.0], 'Laguna Bell': [21.1, 0.0], 'Rio Hondo': [21.7, 0.0], 'Margarita': [21.8, 0.0], 'Mesa': [22.0, 0.0], 'Hinson': [22.3, 0.0], 'Lee Lake (Proposed)': [22.6, 0.0], 'Harborgen': [22.8, 0.0], 'Long Beach': [22.8, 0.0], 'Capistrano': [23.0, 0.0], 'Arcogen': [23.5, 0.0], 'Padua': [23.8, 0.0], 'Rancho Vista': [25.5, 0.0], 'Etiwanda': [25.8, 0.0], 'Goodrich': [27.3, 0.0], 'La Fresa': [28.9, 0.0], 'Talega': [29.2, 0.0]} | 212.9525 | 0 | 0 | 0 | 0 | 0 | 0 | 0 | 0 | 0 | 0 | 0 | 0 | 0 | 0 | 0 | 0 | 0 | 0 | 0 | 0 | 212.9525 | 92.8941 | 0.43622 | 120.0584 | 212.813 | 0.99935 | 0.13943 | 212.813 | 0.99935 | 0.13943 | 0 | 0 | 212.9525 | 26.5107 | 0.12449 | 186.4417
95 | Vincent | Tehachapi | SCE Northern | {'Antelope': [17.3, 8895.0], 'Gould': [18.7, 0.0], 'Goodrich': [23.1, 0.0], 'Sylmar-Pac Intertie': [25.1, 0.0], 'Saugus': [26.5, 0.0], 'Pardee': [26.7, 0.0], 'Rio Hondo': [27.4, 0.0]} | 20338.2129 | 9697.3584 | 0.4768 | 10640.8545 | 0.5232 | 0 | 0 | 0 | 0 | 0 | 3.6005 | 0.00017703 | 9.1637 | 0.00045056 | 0 | 8901.5996 | 0.43768 | 5830.2349 | 0.28666 | 1626.1077 | 0.079953 | 18712.1052 | 3309.436 | 0.16272 | 17028.7769 | 1599.4244 | 0.078641 | 18738.7885 | 4935.5439 | 0.24267 | 15402.6689 | 7016.8179 | 0.34501 | 13321.395 | 464.9737 | 0.022862 | 19873.2392
140 | Vista | Greater_Kramer | SCE Eastern | {'San Bernardino': [5.3, 0.0], 'Etiwanda': [12.4, 0.0], 'Rancho Vista': [12.8, 0.0], 'Mira Loma': [14.3, 0.0], 'El Casco': [14.8, 0.0], 'Padua': [19.2, 0.0], 'Chino': [20.8, 0.0], 'Lee Lake (Proposed)': [21.5, 0.0], 'Lugo': [22.6, 0.0], 'Valley': [22.8, 0.0]} | 384.9441 | 0 | 0 | 0 | 0 | 0 | 0 | 0 | 0 | 0 | 0 | 0 | 0 | 0 | 0 | 1.7194 | 0.0044665 | 383.2248 | 0.99553 | 384.9441 | 1 | 0 | 101.3067 | 0.26317 | 283.6374 | 338.8761 | 0.88033 | 46.0681 | 384.9441 | 1 | 0 | 143.6436 | 0.37315 | 241.3005 | 0 | 0 | 384.9441
293 | Vista (VEA) | Southern_NV_Eldorado | SCE EOP | {'Pahrump': [8.6, 44.0], 'Gamebird': [12.4, 32.0], 'Innovation': [18.6, 89.0], 'Crazy Eyes': [20.7, 0.0]} | 1350.5645 | 120.5877 | 0.089287 | 1229.9767 | 0.91071 | 0 | 0 | 0 | 0 | 0 | 0 | 0 | 0 | 0 | 0 | 0 | 0 | 0 | 0 | 0 | 0 | 1350.5645 | 589.3002 | 0.43634 | 761.2642 | 821.4268 | 0.60821 | 529.1377 | 821.4268 | 0.60821 | 529.1377 | 399.3653 | 0.2957 | 951.1992 | 109.509 | 0.081084 | 1241.0555
33 | Wahtoke | Central_Valley_North_Los_Banos | PGE Fresno | {'Reedley': [4.3, 0.0], 'McCall': [10.4, 0.0], 'Sanger': [10.8, 0.0], 'Kingsburg': [11.4, 0.0], 'Malaga': [16.1, 0.0], 'California Ave': [18.7, 0.0], 'West Fresno': [21.5, 0.0], 'Rector': [24.4, 0.0], 'Kearney (New)': [24.7, 0.0], 'GWF Hanford': [26.2, 0.0], 'Mc Mullin': [29.8, 0.0]} | 0 | 0 | 0 | 0 | 0 | 0 | 0 | 0 | 0 | 0 | 0 | 0 | 0 | 0 | 0 | 0 | 0 | 0 | 0 | 0 | 0 | 0 | 0 | 0 | 0 | 0 | 0 | 0 | 0 | 0 | 0 | 0 | 0 | 0 | 0 | 0 | 0
221 | Walnut | Greater_LA | SCE Metro | {'Olinda': [4.6, 0.0], 'Rio Hondo': [6.9, 0.0], 'Mesa': [9.4, 0.0], 'Center': [10.5, 0.0], 'Laguna Bell': [11.6, 0.0], 'Goodrich': [12.6, 0.0], 'Del Amo': [13.9, 0.0], 'Barre': [13.9, 0.0], 'Lewis': [14.0, 0.0], 'Villa Park': [14.9, 0.0], 'Serrano': [15.4, 0.0], 'Lighthipe': [15.6, 0.0], 'Chino': [15.6, 0.0], 'Alamitos': [18.8, 0.0], 'Padua': [19.4, 0.0], 'Gould': [20.0, 0.0], 'Hinson': [20.4, 0.0], 'Johanna': [21.1, 0.0], 'Arcogen': [21.4, 0.0], 'Mira Loma': [22.1, 0.0], 'Ellis': [22.3, 0.0], 'Harborgen': [22.5, 0.0], 'Long Beach': [23.0, 0.0], 'La Fresa': [24.0, 0.0], 'Rancho Vista': [24.5, 0.0], 'La Cienega': [24.6, 0.0], 'Etiwanda': [24.9, 0.0], 'Huntington Beach': [25.0, 0.0], 'El Nido': [25.5, 0.0], 'Santiago': [25.9, 0.0], 'Chevmain': [27.0, 0.0], 'Redondo': [27.5, 0.0], 'El Segundo': [28.0, 0.0], 'Viejo': [29.4, 0.0]} | 0 | 0 | 0 | 0 | 0 | 0 | 0 | 0 | 0 | 0 | 0 | 0 | 0 | 0 | 0 | 0 | 0 | 0 | 0 | 0 | 0 | 0 | 0 | 0 | 0 | 0 | 0 | 0 | 0 | 0 | 0 | 0 | 0 | 0 | 0 | 0 | 0
180 | Warnerville | Central_Valley_North_Los_Banos | PGE GBA | {'Riverbank': [6.1, 0.0], 'Ripon': [18.8, 0.0], 'Chinese Station': [19.9, 0.0], 'Peoria': [20.0, 0.0], 'New Melones': [20.5, 0.0], 'Bellota': [22.1, 0.0], 'Westley': [24.8, 0.0], 'Vierra': [26.1, 0.0], 'Weber': [26.9, 0.0], 'Rancho Seco - Bellota (Proposed)': [29.0, 0.0]} | 0 | 0 | 0 | 0 | 0 | 0 | 0 | 0 | 0 | 0 | 0 | 0 | 0 | 0 | 0 | 0 | 0 | 0 | 0 | 0 | 0 | 0 | 0 | 0 | 0 | 0 | 0 | 0 | 0 | 0 | 0 | 0 | 0 | 0 | 0 | 0 | 0
262 | Waukena | Central_Valley_North_Los_Banos | PGE Fresno | {'Corcoran': [2.3, 0.0], 'GWF Hanford': [9.9, 0.0], 'Alpaugh': [13.8, 0.0], 'Leprino': [15.9, 0.0], 'Olive': [18.2, 0.0], 'Henrietta': [19.6, 0.0], 'Mustang': [20.2, 0.0], 'Rector': [21.8, 0.0], 'Kingsburg': [24.2, 0.0], 'Gates-Midway (Proposed)': [26.9, 0.0], 'Smyrna': [29.8, 0.0]} | 0 | 0 | 0 | 0 | 0 | 0 | 0 | 0 | 0 | 0 | 0 | 0 | 0 | 0 | 0 | 0 | 0 | 0 | 0 | 0 | 0 | 0 | 0 | 0 | 0 | 0 | 0 | 0 | 0 | 0 | 0 | 0 | 0 | 0 | 0 | 0 | 0
157 | Weber | Solano | PGE GBA | {'Stagg': [7.7, 0.0], 'Vierra': [8.6, 0.0], 'Eight Mile': [12.2, 0.0], 'Ripon': [12.4, 0.0], 'Bellota': [14.0, 0.0], 'Lockeford': [14.3, 0.0], 'Rancho Seco - Bellota (Proposed)': [19.8, 0.0], 'Riverbank': [20.9, 0.0], 'Kelso': [21.5, 0.0], 'Delta Pumps': [22.4, 0.0], 'Tesla': [22.8, 0.0], 'Midway Green Ridge Services': [23.2, 0.0], 'Camanche': [23.4, 0.0], 'Westley': [23.6, 0.0], 'Brentwood': [23.8, 0.0], 'Warnerville': [26.9, 0.0], 'Lone Tree': [28.4, 0.0], 'Grand Island': [28.8, 0.0]} | 0 | 0 | 0 | 0 | 0 | 0 | 0 | 0 | 0 | 0 | 0 | 0 | 0 | 0 | 0 | 0 | 0 | 0 | 0 | 0 | 0 | 0 | 0 | 0 | 0 | 0 | 0 | 0 | 0 | 0 | 0 | 0 | 0 | 0 | 0 | 0 | 0
34 | West Fresno | Central_Valley_North_Los_Banos | PGE Fresno | {'California Ave': [3.0, 0.0], 'Kearney (New)': [3.6, 0.0], 'Malaga': [5.4, 0.0], 'Gregg': [10.8, 0.0], 'Sanger': [11.6, 0.0], 'McCall': [12.4, 0.0], 'Mc Mullin': [12.8, 0.0], 'Borden': [16.8, 0.0], 'Kingsburg': [20.6, 0.0], 'Wahtoke': [21.5, 0.0], 'Helm': [21.7, 0.0], 'Reedley': [25.8, 0.0], 'Schindler': [28.1, 0.0]} | 0 | 0 | 0 | 0 | 0 | 0 | 0 | 0 | 0 | 0 | 0 | 0 | 0 | 0 | 0 | 0 | 0 | 0 | 0 | 0 | 0 | 0 | 0 | 0 | 0 | 0 | 0 | 0 | 0 | 0 | 0 | 0 | 0 | 0 | 0 | 0 | 0
242 | Westley | Central_Valley_North_Los_Banos | PGE Fresno | {'Ripon': [12.6, 0.0], 'Crow Creek': [14.7, 0.0], 'Fink (Proposed)': [14.9, 0.0], 'Vierra': [15.5, 0.0], 'Riverbank': [20.9, 0.0], 'Tesla': [21.7, 0.0], 'Miller': [23.1, 0.0], 'Midway Green Ridge Services': [23.2, 0.0], 'Weber': [23.6, 0.0], 'Warnerville': [24.8, 0.0], 'Kelso': [26.4, 0.0], 'Delta Pumps': [27.4, 0.0], 'Stagg': [29.6, 0.0]} | 4388.7944 | 0 | 0 | 0 | 0 | 0 | 0 | 0 | 0 | 0 | 0 | 0 | 0 | 0 | 0 | 2225.5654 | 0.5071 | 2163.229 | 0.4929 | 4388.7944 | 1 | 0 | 949.8122 | 0.21642 | 3438.9822 | 2429.364 | 0.55354 | 1959.4304 | 4388.7944 | 1 | 0 | 4388.7944 | 1 | 0 | 0.81105 | 0.0001848 | 4387.9834
63 | Westpark | Central_Valley_North_Los_Banos | PGE Kern | {'Rosedale': [2.1, 0.0], 'Bakersfield': [2.2, 0.0], 'Kern Power': [3.2, 0.0], 'Stockdale': [4.2, 0.0], 'Kern Oil': [4.7, 0.0], 'Columbus': [5.9, 0.0], 'Sycamore': [6.1, 0.0], 'Tevis': [6.3, 0.0], 'Magunden': [6.7, 0.0], '7th Standard': [6.8, 0.0], 'Renfro': [7.0, 0.0], 'Cal Water': [8.5, 0.0], 'Lerdo': [10.8, 0.0], 'Unknown - 3327': [11.3, 0.0], 'Lamont': [11.4, 0.0], 'Tupman': [13.1, 0.0], 'Rio Bravo': [13.3, 0.0], 'Grimmway-Malaga': [13.4, 0.0], 'Poso Mt.': [13.6, 0.0], 'Norco': [16.3, 0.0], 'Shafter': [18.4, 0.0], 'Wheeler Ridge': [20.0, 0.0], 'Elk Hills': [21.6, 0.0], 'Midway - Wheeler Ridge (Proposed)': [21.7, 0.0], 'Charca': [22.8, 0.0], 'Midway': [23.3, 0.0], 'Semitropic': [27.3, 0.0], 'Taft': [29.9, 0.0]} | 0 | 0 | 0 | 0 | 0 | 0 | 0 | 0 | 0 | 0 | 0 | 0 | 0 | 0 | 0 | 0 | 0 | 0 | 0 | 0 | 0 | 0 | 0 | 0 | 0 | 0 | 0 | 0 | 0 | 0 | 0 | 0 | 0 | 0 | 0 | 0 | 0
64 | Wheeler Ridge | Central_Valley_North_Los_Banos | PGE Kern | {'Grimmway-Malaga': [12.7, 0.0], 'Pastoria': [13.0, 0.0], 'Lamont': [15.7, 0.0], 'Unknown - 3327': [15.7, 0.0], 'Stockdale': [16.6, 0.0], 'Midway - Wheeler Ridge (Proposed)': [16.7, 0.0], 'Tevis': [18.1, 0.0], 'Magunden': [19.0, 0.0], 'West Park': [20.0, 0.0], 'Bakersfield': [20.7, 0.0], 'Rosedale': [20.7, 0.0], 'Kern Power': [21.2, 0.0], 'Columbus': [21.5, 0.0], 'Norco': [23.2, 0.0], 'Renfro': [23.2, 0.0], 'Cal Water': [23.4, 0.0], 'Kern Oil': [24.4, 0.0], 'Bailey': [24.4, 0.0], 'Elk Hills': [24.6, 0.0], 'Tupman': [24.8, 0.0], 'Sycamore': [25.1, 0.0], '7th Standard': [25.8, 0.0], 'Taft': [28.8, 0.0], 'Rio Bravo': [29.2, 0.0]} | 340.7311 | 0 | 0 | 0 | 0 | 0 | 0 | 0 | 0 | 0 | 0 | 0 | 0 | 0 | 0 | 329.453 | 0.9669 | 11.2781 | 0.0331 | 340.7311 | 1 | 0 | 279.9147 | 0.82151 | 60.8163 | 279.9147 | 0.82151 | 60.8163 | 340.7311 | 1 | 0 | 289.1869 | 0.84872 | 51.5442 | 0.76508 | 0.0022454 | 339.966
254 | Whirlwind | Tehachapi | SCE Northern | {'Antelope': [14.1, 31801.0], 'Windhub': [15.0, 23171.0], 'Highwind': [16.9, 16912.0], 'Bailey': [20.1, 7686.0], 'Pastoria': [23.7, 853.0]} | 196636.7031 | 61934.1875 | 0.31497 | 134702.5156 | 0.68503 | 0 | 0 | 0 | 0 | 0 | 4215.8545 | 0.02144 | 2225.0369 | 0.011315 | 0 | 38291.6719 | 0.19473 | 9081.0098 | 0.046182 | 55885.4844 | 0.28421 | 140751.2188 | 77200.1328 | 0.3926 | 119436.5703 | 59134.5469 | 0.30073 | 137502.1562 | 121845.0703 | 0.61965 | 74791.6328 | 52092.7266 | 0.26492 | 144543.9766 | 2180.1785 | 0.011087 | 194456.5247
107 | Wilson | Central_Valley_North_Los_Banos | PGE Fresno | {'Merced': [4.6, 0.0], 'Le Grand': [10.5, 0.0], 'Dairyland': [17.2, 0.0], 'Newhall': [29.8, 0.0]} | 0 | 0 | 0 | 0 | 0 | 0 | 0 | 0 | 0 | 0 | 0 | 0 | 0 | 0 | 0 | 0 | 0 | 0 | 0 | 0 | 0 | 0 | 0 | 0 | 0 | 0 | 0 | 0 | 0 | 0 | 0 | 0 | 0 | 0 | 0 | 0 | 0
253 | Windhub | Tehachapi | SCE Northern | {'Highwind': [7.1, 28716.0], 'Whirlwind': [15.0, 23171.0], 'Antelope': [24.0, 5201.0]} | 115697.0938 | 37994.9219 | 0.3284 | 77702.1719 | 0.6716 | 0 | 0 | 0 | 0 | 0 | 15.9488 | 0.00013785 | 399.3767 | 0.0034519 | 0 | 20554.127 | 0.17765 | 9364.8652 | 0.080943 | 42809.5156 | 0.37001 | 72887.5781 | 26798.5332 | 0.23163 | 88898.5605 | 34607.2422 | 0.29912 | 81089.8516 | 69777.4297 | 0.6031 | 45919.6641 | 33312.5938 | 0.28793 | 82384.5 | 686.3315 | 0.0059321 | 115010.7622
233 | Woodland | Solano | PGE NGBA | {'Davis': [9.3, 0.0], 'Madison': [11.3, 0.0], 'Putah Creek': [16.7, 0.0], 'Vaca-Dixon & Gc Yard': [21.0, 0.0], 'Rio Oso': [23.7, 0.0], 'Pleasant Grove': [26.4, 0.0], 'Peabody': [29.5, 0.0]} | 61.9209 | 0 | 0 | 0 | 0 | 0 | 0 | 0 | 0 | 0 | 7.2443 | 0.11699 | 0 | 0 | 0 | 61.9209 | 1 | 0 | 0 | 61.9209 | 1 | 0 | 0 | 0 | 61.9209 | 0 | 0 | 61.9209 | 61.9209 | 1 | 0 | 44.2091 | 0.71396 | 17.7117 | 0 | 0 | 61.9209
8 | Wyandotte | Northern_California | PGE NGBA | {'Palermo': [2.9, 0.0], 'Thermalito': [5.1, 0.0], 'Table Mt.': [7.1, 0.0], 'Honcut': [12.2, 0.0], 'Colgate': [21.8, 0.0], 'East Marysville': [22.7, 0.0], 'Pease': [23.1, 0.0], 'Olivehurst': [27.6, 0.0]} | 0 | 0 | 0 | 0 | 0 | 0 | 0 | 0 | 0 | 0 | 0 | 0 | 0 | 0 | 0 | 0 | 0 | 0 | 0 | 0 | 0 | 0 | 0 | 0 | 0 | 0 | 0 | 0 | 0 | 0 | 0 | 0 | 0 | 0 | 0 | 0 | 0

## LandEnv_Wind_Data_20mi
CEC provided land-use and environmental data criteria for in-state substations at a 20 mile radius for onshore wind resource potential. Note these are based on a techno-economic resource potential base using a 20% CF factor.
[10 empty] | Parcel info not applied for onshore wind mapping |  |  |  |  | Cropland Index not applied for onshore wind mappping
[5 empty] | Res. Potential Base (after techno-economic & protected areas exclusions) | Res. Potential after Core Land Use Screen (Lower Implications Land) | Percentage of Base Potential w/ Lower Implications | Res. Potential excluded by Core screen (Higher Implications Land) | Percentage of Base Potential w/ Higher Implications | [5 empty] | Base Res. Potential w/ Low Cropland Index Values | Percentage of Base Potential w/ Low Cropland Index Values | Base Res. Potential w/ High Cropland Index Values | Percentage of Base Potential w/ High Cropland Index Values |  | Base Res. Potential w/ Tier 2 Fire Threat | Percentage of Base Potential w/ Tier 2 Fire Threat | Base Res. Potential w/ Tier 3 Fire Threat | Percentage of Base Potential w/ Tier 3 Fire Threat | Base Res. Potential w/ ACE Terrestrial Connectivity, 4 or 5, (High Implications) | Percentage of Base Potential w/ Terrestrial Connectivity High Implications | Base Res. Potential w/ Terrestrial Connectivity Low Implications | Base Res. Potential w/ ACE Biodiversity, 5, (High Implications) | Percentage of Base Potential w/ Biodiversity High Implications | Base Res. Potential w/ Biodiversity Low Implications | Base Res. Potential w/ ACE Irreplaceability, 4 or 5, (High Implications) | Percentage of Base Potential w/ Irreplaceability High Implications | Base Res. Potential w/ Irreplaceability Low Implications | Base Res. Potential w/ Any of the three ACE datasets High Implications | Percentage of Base Potential w/ Any of the three ACE datasets High Implications | Base Res. Potential w/ Any of the three ACE datasets Low Implications | Base Res. Potential w/ High Terrestrial Landscape Intactness | Percentage of Base Potential w/ High Terrestrial Landscape Intactness | Base Res. Potential w/ Low Terrestrial Landscape Intactness | Base Res. Potential w/ Classified as Wetlands | Percentage of Base Potential w/ Classified as Wetlands | Base Res. Potential w/ Not Classified as Wetlands
Blue columns indicate additional data calculate/added by CPUC staff in dashboard.
Distance in miles to nearby substations
OBJECTID | IRP_Substation_Name | RESOLVE_Wind_Area | RESOLVE_Name | Overlaps | RPB_Acres | TRP_Acres | Perc_TRP | High_Implication_Acres | Perc_HighImplication | Parcels_LT_6 | Perc_ParcLT6 | Parcels_LT_30_GT6 | Perc_ParcLT30GT6 | 10th Percentile Parcelization | LowCrop_Acres | Perc_LowCrop | HighCrop_Acres | Perc_HighCrop | Critically overdrafted basin | FT_Tier2_Acres | Perc_FT_Tier2 | FT_Tier3_Acres | Perc_FT_Tier3 | Conn45_Acres | Perc_Conn45 | Low Conn Acres | Bio5_Acres | Perc_Bio5 | Low Bio Acres | Irr45_Acres | Perc_Irr45 | Low Irr Acres | ACE_All_Acres | Perc_AllACE | Low AllACE Acres | High_Intact_Acres | Perc_HighIntact | LowIntact Acres | Wetlands_Acres | Perc_Wetlands | Not Wetlands Acres
273 | 7th Standard | Central_Valley_North_Los_Banos | PGE Kern | {'Renfro': [4.0, 0.0], 'Lerdo': [4.3, 0.0], 'Kern Power': [4.5, 0.0], 'Rosedale': [5.3, 0.0], 'Kern Oil': [6.2, 0.0], 'West Park': [6.8, 0.0], 'Rio Bravo': [7.3, 0.0], 'Bakersfield': [8.0, 0.0], 'Sycamore': [8.0, 0.0], 'Tevis': [8.3, 0.0], 'Stockdale': [9.2, 0.0], 'Tupman': [9.8, 0.0], 'Columbus': [11.2, 0.0], 'Shafter': [11.7, 0.0], 'Poso Mt.': [12.8, 0.0], 'Magunden': [13.0, 0.0], 'Cal Water': [13.0, 0.0], 'Norco': [14.6, 0.0], 'Charca': [16.0, 0.0], 'Unknown - 3327': [18.0, 0.0], 'Lamont': [18.1, 0.0], 'Midway': [18.3, 0.0], 'Elk Hills': [20.2, 0.0], 'Grimmway-Malaga': [20.2, 0.0], 'Semitropic': [20.5, 0.0], 'Midway - Wheeler Ridge (Proposed)': [23.3, 0.0], 'Wheeler Ridge': [25.8, 0.0], 'Smyrna': [26.5, 0.0], 'Goose Lake': [27.6, 0.0], 'Vestal': [27.9, 0.0], 'Taft': [28.8, 0.0], 'Temblor': [32.1, 0.0], 'Kernridge': [34.3, 0.0], 'Olive': [36.2, 0.0], 'Pastoria': [38.4, 0.0]} | 0 | 0 | 0 | 0 | 0 | 0 | 0 | 0 | 0 | 0 | 0 | 0 | 0 | 0 | 0 | 0 | 0 | 0 | 0 | 0 | 0 | 0 | 0 | 0 | 0 | 0 | 0 | 0 | 0 | 0 | 0 | 0 | 0 | 0 | 0 | 0 | 0
261 | Alamitos | Greater_LA | SCE Metro | {'Del Amo': [5.7, 392.0], 'Long Beach': [7.3, 385.0], 'Barre': [7.4, 381.0], 'Harborgen': [7.5, 385.0], 'Hinson': [8.0, 385.0], 'Arcogen': [9.1, 385.0], 'Lighthipe': [9.1, 385.0], 'Ellis': [10.5, 379.0], 'Huntington Beach': [10.8, 381.0], 'Center': [11.3, 377.0], 'Lewis': [11.9, 342.0], 'Johanna': [14.6, 117.0], 'Laguna Bell': [14.8, 375.0], 'La Fresa': [15.3, 385.0], 'Villa Park': [15.6, 17.0], 'Olinda': [16.1, 5.0], 'Redondo': [17.6, 385.0], 'El Nido': [18.2, 385.0], 'Serrano': [18.3, 16.0], 'Walnut': [18.8, 0.0], 'Mesa': [18.8, 80.0], 'Chevmain': [19.9, 384.0], 'Santiago': [20.3, 16.0], 'El Segundo': [21.1, 384.0], 'La Cienega': [22.9, 232.0], 'Rio Hondo': [24.4, 0.0], 'Goodrich': [26.6, 0.0], 'Viejo': [27.2, 14.0], 'Trabuco': [28.2, 14.0], 'Chino': [29.0, 0.0], 'Capistrano': [30.4, 14.0], 'Margarita': [30.9, 14.0], 'Gould': [31.9, 0.0], 'Mira Loma': [35.0, 0.0], 'Padua': [36.0, 0.0], 'Talega': [37.2, 0.0], 'Lee Lake (Proposed)': [37.4, 0.0], 'Rancho Vista': [39.4, 0.0], 'Etiwanda': [39.7, 0.0]} | 1167.0618 | 374.3722 | 0.32078 | 792.6896 | 0.67922 | 0 | 0 | 0 | 0 | 0 | 0 | 0 | 0 | 0 | 0 | 0 | 0 | 0 | 0 | 8.9877 | 0.0077011 | 1158.0741 | 183.6745 | 0.15738 | 983.3872 | 706.1058 | 0.60503 | 460.956 | 715.0935 | 0.61273 | 451.9683 | 0 | 0 | 1167.0618 | 31.2094 | 0.026742 | 1135.8524
185 | Alpaugh | Central_Valley_North_Los_Banos | PGE Fresno | {'Olive': [4.6, 0.0], 'Corcoran': [11.5, 0.0], 'Waukena': [13.8, 0.0], 'Smyrna': [17.0, 0.0], 'Gates-Midway (Proposed)': [21.2, 0.0], 'Vestal': [22.5, 0.0], 'GWF Hanford': [23.7, 0.0], 'Semitropic': [25.1, 0.0], 'Charca': [25.6, 0.0], 'Goose Lake': [25.9, 0.0], 'Rector': [26.4, 0.0], 'Leprino': [28.4, 0.0], 'Arco': [28.7, 0.0], 'Springville': [30.7, 0.0], 'Henrietta': [31.5, 0.0], 'Mustang': [31.8, 0.0], 'Shafter': [32.0, 0.0], 'Lerdo': [36.3, 0.0], 'Kingsburg': [36.9, 0.0], 'Avenal': [37.0, 0.0], 'Rio Bravo': [37.6, 0.0], 'Midway': [38.6, 0.0], 'Gates': [39.3, 0.0], 'Kernridge': [39.3, 0.0], 'Poso Mt.': [39.5, 0.0]} | 0 | 0 | 0 | 0 | 0 | 0 | 0 | 0 | 0 | 0 | 0 | 0 | 0 | 0 | 0 | 0 | 0 | 0 | 0 | 0 | 0 | 0 | 0 | 0 | 0 | 0 | 0 | 0 | 0 | 0 | 0 | 0 | 0 | 0 | 0 | 0 | 0
76 | Antelope | Tehachapi | SCE Northern | {'Whirlwind': [14.1, 58130.0], 'Vincent': [17.3, 11614.0], 'Pardee': [23.5, 5016.0], 'Windhub': [24.0, 38650.0], 'Saugus': [24.1, 3530.0], 'Bailey': [27.7, 26403.0], 'Sylmar-Pac Intertie': [28.7, 980.0], 'Highwind': [28.8, 26523.0], 'Gould': [32.8, 2275.0], 'Pastoria': [35.2, 8284.0], 'Goodrich': [38.9, 0.0]} | 169690 | 65202.4062 | 0.38424 | 104487.5938 | 0.61576 | 0 | 0 | 0 | 0 | 0 | 3832.4495 | 0.022585 | 1540.0221 | 0.0090755 | 0 | 24498.7051 | 0.14437 | 17440.5879 | 0.10278 | 23852.0684 | 0.14056 | 145837.9316 | 57323.2969 | 0.33781 | 112366.7031 | 40817.8945 | 0.24054 | 128872.1055 | 82789.2891 | 0.48789 | 86900.7109 | 39368.2617 | 0.232 | 130321.7383 | 2381.928 | 0.014037 | 167308.072
42 | Arco | Central_Valley_North_Los_Banos | PGE Kern | {'Gates-Midway (Proposed)': [8.7, 0.0], 'Avenal': [18.0, 129.0], 'Goose Lake': [22.3, 0.0], 'Cal Flats': [23.8, 216.0], 'Cholame': [24.5, 290.0], 'Kernridge': [25.0, 0.0], 'Smyrna': [26.0, 0.0], 'Caliente': [27.4, 74.0], 'Olive': [27.6, 0.0], 'Gates': [27.8, 0.0], 'Carrizo Plains': [28.2, 142.0], 'Solar': [28.4, 159.0], 'Alpaugh': [28.7, 0.0], 'Semitropic': [29.3, 0.0], 'Temblor': [29.7, 0.0], 'Corcoran': [30.5, 0.0], 'Waukena': [31.3, 0.0], 'Mustang': [31.5, 0.0], 'Henrietta': [32.2, 0.0], 'Leprino': [32.4, 0.0], 'Charca': [35.0, 0.0], 'Midway': [36.5, 0.0], 'GWF Hanford': [37.2, 0.0], 'Shafter': [38.0, 0.0]} | 6177.2881 | 288.5336 | 0.046709 | 5888.7544 | 0.95329 | 0 | 0 | 0 | 0 | 0 | 536.4022 | 0.086835 | 0 | 0 | 0 | 5432.418 | 0.87942 | 0 | 0 | 4108.4507 | 0.66509 | 2068.8374 | 389.6359 | 0.063076 | 5787.6522 | 957.6489 | 0.15503 | 5219.6392 | 4229.792 | 0.68473 | 1947.4961 | 4600.0557 | 0.74467 | 1577.2324 | 63.5464 | 0.010287 | 6113.7417
77 | Arcogen | Greater_LA | SCE Metro | {'Hinson': [1.2, 387.0], 'Harborgen': [2.8, 386.0], 'Long Beach': [3.7, 385.0], 'Lighthipe': [5.9, 387.0], 'La Fresa': [6.3, 387.0], 'Redondo': [8.6, 387.0], 'Del Amo': [8.7, 385.0], 'Alamitos': [9.1, 385.0], 'El Nido': [9.2, 387.0], 'Chevmain': [10.9, 386.0], 'Center': [11.0, 377.0], 'El Segundo': [12.1, 386.0], 'Laguna Bell': [12.2, 376.0], 'La Cienega': [14.8, 234.0], 'Barre': [15.1, 367.0], 'Mesa': [17.0, 80.0], 'Huntington Beach': [19.3, 367.0], 'Ellis': [19.5, 365.0], 'Lewis': [19.8, 328.0], 'Olinda': [20.5, 5.0], 'Walnut': [21.4, 0.0], 'Villa Park': [23.5, 3.0], 'Johanna': [23.6, 103.0], 'Goodrich': [24.7, 0.0], 'Rio Hondo': [24.9, 0.0], 'Serrano': [26.1, 2.0], 'Gould': [28.0, 0.0], 'Santiago': [29.3, 2.0], 'Chino': [34.8, 0.0], 'Viejo': [36.1, 0.0], 'Sylmar-Pac Intertie': [36.7, 0.0], 'Trabuco': [37.2, 0.0], 'Capistrano': [39.4, 0.0], 'Margarita': [40.0, 0.0]} | 1001.2209 | 364.6768 | 0.36423 | 636.5441 | 0.63577 | 0 | 0 | 0 | 0 | 0 | 0 | 0 | 0 | 0 | 0 | 0 | 0 | 0 | 0 | 0 | 0 | 1001.2209 | 203.303 | 0.20306 | 797.9179 | 569.4758 | 0.56878 | 431.7451 | 569.4758 | 0.56878 | 431.7451 | 0 | 0 | 1001.2209 | 5.9118 | 0.0059046 | 995.3091
247 | Arkansas | Greater_Imperial (Exclude) | SCE Eastern | {'Sonora': [2.7, 8972.0], 'Bannister': [7.8, 9251.0], 'El Centro': [23.2, 475.0], 'Highline': [27.5, 310.0], 'North Gila - IV (Proposed)': [31.1, 310.0], 'Imperial Valley': [32.1, 184.0], 'Red Bluff': [39.9, 0.0]} | 29358.0059 | 9649.2725 | 0.32868 | 19708.7344 | 0.67132 | 0 | 0 | 0 | 0 | 0 | 14.6328 | 0.00049842 | 13.2675 | 0.00045192 | 0 | 0 | 0 | 0 | 0 | 6054.0981 | 0.20622 | 23303.9077 | 2306.6655 | 0.07857 | 27051.3403 | 4672.061 | 0.15914 | 24685.9448 | 9652.2783 | 0.32878 | 19705.7275 | 15085.2188 | 0.51384 | 14272.7871 | 1079.1781 | 0.036759 | 28278.8278
70 | Avenal | Central_Valley_North_Los_Banos | PGE Kern | {'Gates': [11.2, 38.0], 'Cal Flats': [13.7, 166.0], 'Arco': [18.0, 129.0], 'Mustang': [20.7, 0.0], 'Henrietta': [21.8, 0.0], 'Cholame': [23.6, 166.0], 'Leprino': [24.0, 0.0], 'Gates-Midway (Proposed)': [24.4, 0.0], 'Schindler': [29.3, 0.0], 'Excelsior': [29.8, 0.0], 'Waukena': [32.2, 0.0], 'Corcoran': [32.6, 0.0], 'GWF Hanford': [33.1, 0.0], 'Cantua': [33.6, 0.0], 'Alpaugh': [37.0, 0.0], 'Olive': [38.0, 0.0], 'Goose Lake': [39.8, 0.0]} | 3726.0354 | 163.4316 | 0.043862 | 3562.6038 | 0.95614 | 0 | 0 | 0 | 0 | 0 | 0 | 0 | 0 | 0 | 0 | 3668.8552 | 0.98465 | 2.1631 | 0.00058054 | 2358.9673 | 0.6331 | 1367.0681 | 389.6359 | 0.10457 | 3336.3995 | 937.8307 | 0.2517 | 2788.2047 | 2448.2849 | 0.65708 | 1277.7505 | 3054.3855 | 0.81974 | 671.6499 | 0.25211 | 6.7662e-05 | 3725.7833
78 | Bailey | Tehachapi | SCE Northern | {'Pastoria': [11.6, 10019.0], 'Whirlwind': [20.1, 28133.0], 'Wheeler Ridge': [24.4, 49.0], 'Pardee': [25.7, 1906.0], 'Saugus': [26.9, 925.0], 'Antelope': [27.7, 26403.0], 'Highwind': [31.7, 12865.0], 'Grimmway-Malaga': [32.8, 0.0], 'Windhub': [33.2, 17035.0], 'Moorpark': [35.0, 0.0], 'Sylmar-Pac Intertie': [36.1, 18.0], 'Lamont': [36.2, 0.0], 'Unknown - 3327': [36.3, 0.0], 'Midway - Wheeler Ridge (Proposed)': [36.8, 0.0]} | 137956.875 | 28263.3809 | 0.20487 | 109693.4922 | 0.79513 | 0 | 0 | 0 | 0 | 0 | 2144.1047 | 0.015542 | 1536.4849 | 0.011137 | 0 | 38002.9375 | 0.27547 | 21921.2285 | 0.1589 | 60868.8398 | 0.44122 | 77088.0352 | 58592.8281 | 0.42472 | 79364.0469 | 40858.8789 | 0.29617 | 97097.9961 | 98870.7578 | 0.71668 | 39086.1172 | 52293.8203 | 0.37906 | 85663.0547 | 1679.2078 | 0.012172 | 136277.6672
43 | Bakersfield | Central_Valley_North_Los_Banos | PGE Kern | {'West Park': [2.2, 0.0], 'Columbus': [3.7, 0.0], 'Kern Oil': [3.8, 0.0], 'Rosedale': [4.2, 0.0], 'Sycamore': [4.6, 0.0], 'Magunden': [5.0, 0.0], 'Kern Power': [5.3, 0.0], 'Stockdale': [6.0, 0.0], 'Cal Water': [6.3, 0.0], '7th Standard': [8.0, 0.0], 'Tevis': [8.4, 0.0], 'Renfro': [9.0, 0.0], 'Unknown - 3327': [10.1, 0.0], 'Lamont': [10.2, 0.0], 'Lerdo': [11.4, 0.0], 'Poso Mt.': [12.2, 0.0], 'Grimmway-Malaga': [12.6, 0.0], 'Rio Bravo': [14.9, 0.0], 'Tupman': [15.2, 0.0], 'Norco': [18.6, 0.0], 'Shafter': [19.7, 0.0], 'Wheeler Ridge': [20.7, 0.0], 'Charca': [23.6, 0.0], 'Midway - Wheeler Ridge (Proposed)': [23.6, 0.0], 'Elk Hills': [23.8, 0.0], 'Midway': [25.3, 0.0], 'Semitropic': [28.5, 0.0], 'Vestal': [31.7, 0.0], 'Taft': [32.1, 0.0], 'Pastoria': [32.5, 0.0], 'Smyrna': [34.1, 0.0], 'Goose Lake': [35.6, 0.0], 'Temblor': [39.0, 0.0]} | 0 | 0 | 0 | 0 | 0 | 0 | 0 | 0 | 0 | 0 | 0 | 0 | 0 | 0 | 0 | 0 | 0 | 0 | 0 | 0 | 0 | 0 | 0 | 0 | 0 | 0 | 0 | 0 | 0 | 0 | 0 | 0 | 0 | 0 | 0 | 0 | 0
113 | Barre | Greater_LA | SCE Metro | {'Lewis': [4.8, 344.0], 'Del Amo': [7.1, 374.0], 'Alamitos': [7.4, 381.0], 'Villa Park': [8.5, 19.0], 'Ellis': [8.8, 381.0], 'Johanna': [9.9, 119.0], 'Olinda': [10.1, 5.0], 'Center': [10.9, 367.0], 'Serrano': [11.1, 17.0], 'Huntington Beach': [11.2, 382.0], 'Lighthipe': [12.2, 367.0], 'Walnut': [13.9, 0.0], 'Hinson': [13.9, 367.0], 'Harborgen': [14.3, 367.0], 'Long Beach': [14.3, 367.0], 'Laguna Bell': [15.0, 365.0], 'Arcogen': [15.1, 367.0], 'Santiago': [15.8, 17.0], 'Mesa': [17.4, 80.0], 'Rio Hondo': [20.4, 0.0], 'La Fresa': [20.6, 367.0], 'Chino': [21.8, 0.0], 'Viejo': [21.9, 15.0], 'El Nido': [23.3, 367.0], 'Redondo': [23.5, 367.0], 'Goodrich': [24.4, 0.0], 'Trabuco': [24.6, 15.0], 'Chevmain': [25.1, 366.0], 'La Cienega': [26.3, 214.0], 'El Segundo': [26.3, 366.0], 'Margarita': [27.1, 15.0], 'Capistrano': [27.4, 15.0], 'Mira Loma': [27.6, 0.0], 'Padua': [29.1, 0.0], 'Gould': [30.8, 0.0], 'Lee Lake (Proposed)': [30.9, 0.0], 'Rancho Vista': [32.1, 0.0], 'Etiwanda': [32.5, 0.0], 'Talega': [34.1, 2.0], 'San Onofre': [39.0, 1.0]} | 1129.0784 | 358.3135 | 0.31735 | 770.7649 | 0.68265 | 0 | 0 | 0 | 0 | 0 | 0 | 0 | 0 | 0 | 0 | 0 | 0 | 0 | 0 | 8.9877 | 0.0079602 | 1120.0907 | 180.5818 | 0.15994 | 948.4966 | 696.174 | 0.61659 | 432.9044 | 705.1617 | 0.62455 | 423.9166 | 0 | 0 | 1129.0784 | 31.2094 | 0.027641 | 1097.869
294 | Bay Boulevard | Greater_SD | SDGE Imperial | {'Silvergate': [6.6, 200.0], 'Miguel': [8.1, 180.0], 'Otay Mesa': [11.0, 138.0], 'Mission': [12.3, 195.0], 'Old Town': [12.3, 195.0], 'Kearny': [15.6, 193.0], 'Sycamore Canyon': [21.6, 178.0], 'Penasquitos': [22.6, 190.0], 'Suncrest': [27.7, 0.0], 'Escondido': [35.6, 0.0], 'Palomar Airport': [37.2, 11.0], 'Encina': [39.0, 0.0], 'Suncrest - Ocotillo (Proposed)': [39.9, 0.0]} | 774.4131 | 184.9507 | 0.23883 | 589.4624 | 0.76117 | 0 | 0 | 0 | 0 | 0 | 0 | 0 | 0 | 0 | 0 | 0 | 0 | 0 | 0 | 54.4389 | 0.070297 | 719.9742 | 280.4619 | 0.36216 | 493.9512 | 508.0571 | 0.65605 | 266.356 | 513.5038 | 0.66309 | 260.9092 | 2.5577 | 0.0033027 | 771.8554 | 59.0863 | 0.076298 | 715.3268
295 | Beatty | Southern_NV_Eldorado | SCE EOP | {'Lathrop': [27.5, 0.0], 'Valley (VEA)': [29.5, 0.0]} | 6899.1509 | 3043.5798 | 0.44115 | 3855.571 | 0.55885 | 0 | 0 | 0 | 0 | 0 | 0 | 0 | 0 | 0 | 0 | 0 | 0 | 0 | 0 | 0 | 0 | 6899.1509 | 0 | 0 | 6899.1509 | 0 | 0 | 6899.1509 | 0 | 0 | 6899.1509 | 0 | 0 | 6899.1509 | 0 | 0 | 6899.1509
175 | Bellevue | Mendocino_Marin | PGE NGBA | {'Penngrove': [4.7, 113.0], 'Fulton': [8.6, 58.0], 'Lakeville': [11.3, 103.0], 'Ignacio': [22.9, 98.0], 'Tulucay': [25.8, 24.0], 'Geysers Tap 1': [26.0, 0.0], 'Eagle Rock': [31.5, 0.0], 'Carquinez': [32.1, 24.0], 'Cloverdale': [33.1, 0.0]} | 12545.5859 | 113.8136 | 0.009072 | 12431.7725 | 0.99093 | 0 | 0 | 0 | 0 | 0 | 253.0578 | 0.020171 | 0 | 0 | 0 | 5791.5493 | 0.46164 | 0 | 0 | 10937.2705 | 0.8718 | 1608.3154 | 4211.8584 | 0.33572 | 8333.7275 | 6939.9204 | 0.55318 | 5605.6655 | 11989.584 | 0.95568 | 556.002 | 8954.5674 | 0.71376 | 3591.0186 | 474.4829 | 0.037821 | 12071.103
153 | Bellota | Solano | PGE GBA | {'Rancho Seco - Bellota (Proposed)': [8.2, 0.0], 'Lockeford': [10.7, 0.0], 'Camanche': [13.7, 0.0], 'Weber': [14.0, 0.0], 'Riverbank': [18.0, 0.0], 'Stagg': [18.3, 0.0], 'Ripon': [19.3, 0.0], 'Eight Mile': [20.0, 0.0], 'Vierra': [20.7, 0.0], 'Warnerville': [22.1, 0.0], 'New Melones': [26.8, 0.0], 'Peoria': [29.2, 0.0], 'Chinese Station': [30.8, 0.0], 'Westley': [31.9, 0.0], 'Grand Island': [34.7, 0.0], 'Kelso': [35.5, 0.0], 'Delta Pumps': [36.3, 0.0], 'Tesla': [36.7, 0.0], 'Brentwood': [36.8, 0.0], 'Midway Green Ridge Services': [37.1, 0.0], 'Curtis': [37.9, 0.0]} | 0 | 0 | 0 | 0 | 0 | 0 | 0 | 0 | 0 | 0 | 0 | 0 | 0 | 0 | 0 | 0 | 0 | 0 | 0 | 0 | 0 | 0 | 0 | 0 | 0 | 0 | 0 | 0 | 0 | 0 | 0 | 0 | 0 | 0 | 0 | 0 | 0
217 | Big Creek Hydro Facilities | Central_Valley_North_Los_Banos | PGE Fresno | {'Sanger': [39.9, 0.0]} | 9.3064 | 0 | 0 | 0 | 0 | 0 | 0 | 0 | 0 | 0 | 0 | 0 | 0 | 0 | 0 | 9.3064 | 1 | 0 | 0 | 0 | 0 | 9.3064 | 0 | 0 | 9.3064 | 9.3064 | 1 | 0 | 9.3064 | 1 | 0 | 9.3064 | 1 | 0 | 0 | 0 | 9.3064
203 | Birds Landing | Solano | PGE GBA | {'Shiloh III': [3.2, 29934.0], 'Pittsburg': [7.1, 28906.0], 'Kirker': [8.3, 28789.0], 'Contra Costa': [9.0, 28379.0], 'Lone Tree': [12.9, 28314.0], 'Peabody': [13.5, 28455.0], 'Clayton': [14.6, 22133.0], 'Grand Island': [15.0, 29347.0], 'Brentwood': [16.5, 24127.0], 'Martinez': [17.3, 14335.0], 'Vaca-Dixon & Gc Yard': [19.7, 14966.0], 'Carquinez': [22.9, 707.0], 'Delta Pumps': [25.1, 488.0], 'Eight Mile': [25.1, 3992.0], 'Tulucay': [25.3, 594.0], 'Kelso': [25.8, 402.0], 'Cayetano': [26.9, 75.0], 'Stagg': [27.8, 1626.0], 'Putah Creek': [28.9, 1204.0], 'Davis': [29.5, 1109.0], 'Midway Green Ridge Services': [30.5, 75.0], 'Tesla': [31.9, 75.0], 'Weber': [35.1, 57.0], 'Lockeford': [36.4, 0.0], 'Vierra': [37.8, 0.0], 'Eastshore': [37.9, 0.0], 'Madison': [38.5, 0.0], 'Woodland': [38.5, 20.0], 'Ignacio': [38.8, 15.0]} | 145248.0156 | 29984.2324 | 0.20643 | 115263.7812 | 0.79357 | 0 | 0 | 0 | 0 | 0 | 43547.7188 | 0.29982 | 29793.3945 | 0.20512 | 0 | 70191.4844 | 0.48325 | 0 | 0 | 25735.1152 | 0.17718 | 119512.9004 | 48723.3477 | 0.33545 | 96524.668 | 47111.8203 | 0.32435 | 98136.1953 | 69223.5703 | 0.47659 | 76024.4453 | 9250.9355 | 0.063691 | 135997.0801 | 31318.5547 | 0.21562 | 113929.4609
252 | BlytheSC 161 kV | Riverside (Exclude) | SCE Eastern | {'Colorado River': [12.6, 12877.0]} | 115020.2656 | 12914.0156 | 0.11228 | 102106.25 | 0.88772 | 0 | 0 | 0 | 0 | 0 | 13.895 | 0.0001208 | 5.6506 | 4.9127e-05 | 0 | 0 | 0 | 0 | 0 | 41154.7891 | 0.3578 | 73865.4766 | 31718.9023 | 0.27577 | 83301.3633 | 29254.7402 | 0.25434 | 85765.5254 | 51467.1758 | 0.44746 | 63553.0898 | 92677.1406 | 0.80575 | 22343.125 | 148.5475 | 0.0012915 | 114871.7182
96 | Borden | Central_Valley_North_Los_Banos | PGE Fresno | {'Gregg': [6.1, 0.0], 'Kearney (New)': [16.0, 0.0], 'West Fresno': [16.8, 0.0], 'California Ave': [18.6, 0.0], 'Newhall': [19.4, 0.0], 'Dairyland': [20.5, 0.0], 'Malaga': [21.3, 0.0], 'Mc Mullin': [22.7, 0.0], 'Le Grand': [24.2, 0.0], 'Helm': [25.2, 0.0], 'Sanger': [25.5, 0.0], 'McCall': [28.8, 0.0], 'Mendota': [29.7, 0.0], 'Tranquility': [32.7, 0.0], 'Wilson': [34.6, 0.0], 'Cheney': [36.3, 0.0], 'Wahtoke': [36.3, 0.0], 'Merced': [36.8, 0.0], 'Schindler': [36.9, 0.0], 'Oro Loma': [37.1, 0.0], 'Kingsburg': [37.3, 0.0], 'Panoche': [37.9, 0.0], 'Excelsior': [38.6, 0.0], 'Cantua': [39.4, 0.0]} | 0 | 0 | 0 | 0 | 0 | 0 | 0 | 0 | 0 | 0 | 0 | 0 | 0 | 0 | 0 | 0 | 0 | 0 | 0 | 0 | 0 | 0 | 0 | 0 | 0 | 0 | 0 | 0 | 0 | 0 | 0 | 0 | 0 | 0 | 0 | 0 | 0
141 | Boulevard | Greater_Imperial | SDGE Imperial | {'East County': [9.0, 14246.0], 'Suncrest - Ocotillo (Proposed)': [13.7, 12606.0], 'Ocotillo Express': [14.6, 14169.0], 'Suncrest': [26.0, 1943.0], 'Imperial Valley': [32.8, 1672.0], 'Otay Mesa': [37.8, 32.0]} | 58275.5078 | 14283.5605 | 0.2451 | 43991.9453 | 0.7549 | 0 | 0 | 0 | 0 | 0 | 0.56491 | 9.6938e-06 | 0 | 0 | 0 | 17878.5371 | 0.30679 | 19279.2012 | 0.33083 | 9101.5273 | 0.15618 | 49173.9805 | 9956.3818 | 0.17085 | 48319.126 | 19733.502 | 0.33862 | 38542.0059 | 29981.377 | 0.51448 | 28294.1309 | 19935.5117 | 0.34209 | 38339.9961 | 507.0826 | 0.0087015 | 57768.4252
11 | Brentwood | Solano | PGE GBA | {'Lone Tree': [4.9, 24148.0], 'Contra Costa': [8.0, 24148.0], 'Delta Pumps': [8.7, 509.0], 'Kelso': [9.3, 423.0], 'Cayetano': [13.5, 96.0], 'Midway Green Ridge Services': [14.2, 96.0], 'Kirker': [14.3, 24148.0], 'Pittsburg': [14.5, 24148.0], 'Tesla': [15.5, 96.0], 'Clayton': [16.0, 20839.0], 'Birds Landing': [16.5, 24127.0], 'Stagg': [18.6, 1626.0], 'Eight Mile': [19.0, 3992.0], 'Shiloh III': [19.6, 24127.0], 'Grand Island': [22.1, 24050.0], 'Vierra': [23.5, 0.0], 'Weber': [23.8, 57.0], 'Martinez': [24.9, 13489.0], 'Peabody': [29.9, 22650.0], 'Ripon': [31.1, 0.0], 'Lockeford': [31.3, 0.0], 'Eastshore': [31.5, 0.0], 'Carquinez': [33.3, 113.0], 'Newark': [33.5, 0.0], 'Westley': [34.8, 0.0], 'Vaca-Dixon & Gc Yard': [35.8, 9520.0], 'Los Esteros': [36.7, 0.0], 'Bellota': [36.8, 0.0], 'Tulucay': [39.4, 0.0], 'Rancho Seco - Bellota (Proposed)': [39.9, 0.0]} | 101224.6172 | 24120.0273 | 0.23828 | 77104.5938 | 0.76172 | 0 | 0 | 0 | 0 | 0 | 26455.6094 | 0.26136 | 7037.6982 | 0.069526 | 0 | 64799.7031 | 0.64016 | 101.5151 | 0.0010029 | 43659.8281 | 0.43132 | 57564.7891 | 51451.3164 | 0.50829 | 49773.3008 | 56286.1133 | 0.55605 | 44938.5039 | 66428.5703 | 0.65625 | 34796.0469 | 13405.5381 | 0.13243 | 87819.0791 | 11604.8838 | 0.11464 | 89619.7334
37 | Bridgeville | Humboldt | PGE NGBA | {'Humboldt': [27.2, 1109.0]} | 18878 | 4481.5581 | 0.2374 | 14396.4414 | 0.7626 | 0 | 0 | 0 | 0 | 0 | 1.5568 | 8.2464e-05 | 0 | 0 | 0 | 2432.9219 | 0.12888 | 154.3532 | 0.0081764 | 2369.9351 | 0.12554 | 16508.0649 | 2135.4346 | 0.11312 | 16742.5654 | 4193.312 | 0.22213 | 14684.688 | 5517.8853 | 0.29229 | 13360.1147 | 10182.1318 | 0.53937 | 8695.8682 | 42.1153 | 0.0022309 | 18835.8847
111 | Brunswick | Northern_California | PGE NGBA | {'Colgate': [10.8, 0.0], 'Higgins': [13.3, 0.0], 'Drum 1': [14.5, 19.0], 'East Marysville': [28.6, 0.0], 'Olivehurst': [28.9, 0.0], 'Palermo': [30.1, 0.0], 'Honcut': [30.6, 0.0], 'Rio Oso': [30.9, 0.0], 'Pleasant Grove': [31.8, 0.0], 'Wyandotte': [32.5, 0.0], 'Pease': [33.8, 0.0], 'Summit': [35.7, 19.0], 'Placerville': [37.1, 0.0], 'Thermalito': [37.5, 0.0], 'Table Mt.': [39.6, 0.0], 'Gold Hill': [40.0, 0.0]} | 59.1327 | 18.8732 | 0.31917 | 40.2594 | 0.68083 | 0 | 0 | 0 | 0 | 0 | 0 | 0 | 0 | 0 | 0 | 0 | 0 | 59.1327 | 1 | 0 | 0 | 59.1327 | 0.19061 | 0.0032234 | 58.9421 | 0 | 0 | 59.1327 | 0.19061 | 0.0032234 | 58.9421 | 40.2594 | 0.68083 | 18.8732 | 0 | 0 | 59.1327
4 | Cabrillo | Kern_Greater_Carrizo | PGE Kern | {'Sisquoc': [17.3, 50.0], 'Mesa': [25.2, 0.0], 'Oceano': [32.7, 0.0], 'Goleta': [33.7, 15.0]} | 24393.4082 | 917.0526 | 0.037594 | 23476.3555 | 0.96241 | 0 | 0 | 0 | 0 | 0 | 181.315 | 0.0074329 | 3.9472 | 0.00016181 | 0 | 20683.0645 | 0.8479 | 0 | 0 | 19415.3965 | 0.79593 | 4978.0117 | 336.2427 | 0.013784 | 24057.1655 | 1320.6412 | 0.054139 | 23072.767 | 20444.207 | 0.8381 | 3949.2012 | 12575.1221 | 0.51551 | 11818.2861 | 1623.3619 | 0.066549 | 22770.0463
219 | Cal Ave | Central_Valley_North_Los_Banos | PGE Fresno | {'Malaga': [2.8, 0.0], 'West Fresno': [3.0, 0.0], 'Kearney (New)': [6.6, 0.0], 'Sanger': [8.5, 0.0], 'McCall': [10.2, 0.0], 'Gregg': [12.5, 0.0], 'Mc Mullin': [15.2, 0.0], 'Borden': [18.6, 0.0], 'Wahtoke': [18.7, 0.0], 'Kingsburg': [18.9, 0.0], 'Reedley': [22.9, 0.0], 'Helm': [24.5, 0.0], 'Schindler': [30.2, 0.0], 'GWF Hanford': [31.7, 0.0], 'Newhall': [32.8, 0.0], 'Leprino': [33.4, 0.0], 'Henrietta': [33.9, 0.0], 'Excelsior': [34.1, 0.0], 'Mustang': [34.7, 0.0], 'Tranquility': [36.7, 0.0], 'Cantua': [37.8, 0.0], 'Dairyland': [38.3, 0.0], 'Mendota': [38.5, 0.0]} | 0 | 0 | 0 | 0 | 0 | 0 | 0 | 0 | 0 | 0 | 0 | 0 | 0 | 0 | 0 | 0 | 0 | 0 | 0 | 0 | 0 | 0 | 0 | 0 | 0 | 0 | 0 | 0 | 0 | 0 | 0 | 0 | 0 | 0 | 0 | 0 | 0
278 | Calcite | Greater_Kramer | SCE NOL | {'Lugo - Pisgah (Proposed)': [18.2, 2069.0], 'Cool Water': [23.9, 109.0], 'Tortilla': [24.5, 1371.0], 'Victor': [26.9, 2352.0], 'Lugo': [27.8, 824.0], 'Roadway': [28.5, 2024.0], 'Pisgah': [35.3, 0.0], 'San Bernardino': [35.5, 44.0], 'El Casco': [39.3, 0.0]} | 81092.625 | 4607.8623 | 0.056822 | 76484.7656 | 0.94318 | 0 | 0 | 0 | 0 | 0 | 0 | 0 | 0 | 0 | 0 | 3792.0959 | 0.046763 | 4322.8696 | 0.053308 | 20317.5508 | 0.25055 | 60775.0742 | 16829.1816 | 0.20753 | 64263.4434 | 18606.4102 | 0.22945 | 62486.2148 | 35820.0977 | 0.44172 | 45272.5273 | 57286.5391 | 0.70643 | 23806.0859 | 43.8689 | 0.00054097 | 81048.7561
316 | Cal Flats |  | PGE Fresno | {'Cholame': [12.7, 254.0], 'Avenal': [13.7, 166.0], 'Gates': [21.7, 38.0], 'Arco': [23.8, 216.0], 'Templeton': [29.6, 0.0], 'Gates-Midway (Proposed)': [32.3, 0.0], 'Mustang': [33.7, 0.0], 'Henrietta': [34.8, 0.0], 'Solar': [36.8, 86.0], 'Excelsior': [36.9, 0.0], 'Carrizo Plains': [37.3, 68.0], 'Leprino': [37.4, 0.0], 'Schindler': [38.1, 0.0], 'Cantua': [38.6, 0.0]} | 6777.2524 | 250.8984 | 0.037021 | 6526.354 | 0.96298 | 0 | 0 | 0 | 0 | 0 | 956.1362 | 0.14108 | 0 | 0 | 0 | 6482.1895 | 0.95646 | 66.7825 | 0.0098539 | 4496.6367 | 0.66349 | 2280.6157 | 389.6359 | 0.057492 | 6387.6165 | 1652.8649 | 0.24388 | 5124.3876 | 4933.6729 | 0.72798 | 1843.5796 | 4537.0068 | 0.66945 | 2240.2456 | 68.5177 | 0.01011 | 6708.7347
267 | Caliente | Kern_Greater_Carrizo | PGE Kern | {'Carrizo Plains': [6.9, 417.0], 'Solar': [8.1, 417.0], 'Kernridge': [10.9, 163.0], 'Temblor': [12.5, 163.0], 'Goose Lake': [24.4, 0.0], 'Midway': [26.3, 0.0], 'Arco': [27.4, 74.0], 'Gates-Midway (Proposed)': [28.9, 0.0], 'Taft': [29.8, 0.0], 'Semitropic': [31.0, 0.0], 'Cholame': [31.7, 74.0], 'Elk Hills': [32.3, 0.0], 'Norco': [34.9, 0.0], 'Shafter': [35.0, 0.0], 'Smyrna': [35.0, 0.0], 'Tupman': [36.5, 0.0], 'Charca': [36.9, 0.0], 'Rio Bravo': [37.3, 0.0], 'Mesa': [39.6, 0.0]} | 3967.5974 | 415.5682 | 0.10474 | 3552.0293 | 0.89526 | 0 | 0 | 0 | 0 | 0 | 106.9332 | 0.026952 | 0 | 0 | 0 | 1400.7455 | 0.35305 | 1387.6315 | 0.34974 | 2299.269 | 0.57951 | 1668.3284 | 18.5223 | 0.0046684 | 3949.0751 | 295.9178 | 0.074584 | 3671.6796 | 2317.7915 | 0.58418 | 1649.8059 | 2616.3745 | 0.65944 | 1351.2229 | 7.4772 | 0.0018846 | 3960.1202
248 | California Water | Central_Valley_North_Los_Banos | PGE Kern | {'Columbus': [2.7, 0.0], 'Magunden': [4.4, 0.0], 'Sycamore': [5.5, 0.0], 'Bakersfield': [6.3, 0.0], 'Kern Oil': [6.9, 0.0], 'West Park': [8.5, 0.0], 'Lamont': [8.9, 0.0], 'Unknown - 3327': [8.9, 0.0], 'Poso Mt.': [10.0, 86.0], 'Rosedale': [10.5, 0.0], 'Kern Power': [11.5, 0.0], 'Stockdale': [11.9, 0.0], 'Grimmway-Malaga': [12.3, 0.0], '7th Standard': [13.0, 0.0], 'Tevis': [14.7, 0.0], 'Renfro': [15.0, 0.0], 'Lerdo': [15.1, 0.0], 'Rio Bravo': [20.3, 0.0], 'Tupman': [21.4, 0.0], 'Wheeler Ridge': [23.4, 0.0], 'Shafter': [24.3, 0.0], 'Norco': [24.9, 0.0], 'Charca': [27.1, 0.0], 'Midway - Wheeler Ridge (Proposed)': [29.3, 0.0], 'Elk Hills': [30.1, 0.0], 'Vestal': [30.8, 0.0], 'Midway': [31.1, 0.0], 'Semitropic': [32.6, 0.0], 'Pastoria': [33.7, 0.0], 'Highwind': [37.0, 0.0], 'Smyrna': [37.3, 0.0], 'Taft': [38.3, 0.0]} | 1216.1904 | 85.3872 | 0.070209 | 1130.8032 | 0.92979 | 0 | 0 | 0 | 0 | 0 | 0 | 0 | 0 | 0 | 0 | 0 | 0 | 1216.1904 | 1 | 560.5135 | 0.46088 | 655.6769 | 652.0105 | 0.53611 | 564.1799 | 794.271 | 0.65308 | 421.9194 | 1034.5604 | 0.85066 | 181.63 | 1126.9602 | 0.92663 | 89.2302 | 24.546 | 0.020183 | 1191.6445
101 | Calpella | Mendocino_Marin | PGE NGBA | {'Mendocino': [3.7, 7.0], 'Ukiah': [3.7, 464.0], 'Hopland': [16.6, 457.0], 'Cloverdale': [29.3, 457.0], 'Eagle Rock': [32.7, 0.0], 'Geysers Tap 1': [38.6, 0.0]} | 3922.6411 | 462.5095 | 0.11791 | 3460.1316 | 0.88209 | 0 | 0 | 0 | 0 | 0 | 14.3894 | 0.0036683 | 0 | 0 | 0 | 1296.3372 | 0.33048 | 2534.6794 | 0.64617 | 2053.2664 | 0.52344 | 1869.3748 | 952.3453 | 0.24278 | 2970.2958 | 1258.422 | 0.32081 | 2664.2191 | 2865.1162 | 0.7304 | 1057.5249 | 3117.6091 | 0.79477 | 805.032 | 0 | 0 | 3922.6411
315 | Camanche | Solano | PGE GBA | {'Rancho Seco - Bellota (Proposed)': [5.8, 0.0], 'Lockeford': [9.9, 0.0], 'Bellota': [13.7, 0.0], 'Eight Mile': [22.0, 0.0], 'Stagg': [23.3, 0.0], 'Weber': [23.4, 0.0], 'Grand Island': [30.8, 0.0], 'Gold Hill': [31.3, 0.0], 'Riverbank': [31.4, 0.0], 'Vierra': [31.8, 0.0], 'Ripon': [32.3, 0.0], 'New Melones': [32.6, 0.0], 'Warnerville': [34.8, 0.0], 'Peoria': [35.8, 0.0], 'Chinese Station': [37.8, 0.0], 'Placerville': [38.0, 0.0]} | 0 | 0 | 0 | 0 | 0 | 0 | 0 | 0 | 0 | 0 | 0 | 0 | 0 | 0 | 0 | 0 | 0 | 0 | 0 | 0 | 0 | 0 | 0 | 0 | 0 | 0 | 0 | 0 | 0 | 0 | 0 | 0 | 0 | 0 | 0 | 0 | 0
18 | Cantua | Central_Valley_North_Los_Banos | PGE Fresno | {'Excelsior': [6.5, 0.0], 'Schindler': [11.4, 0.0], 'Tranquility': [11.6, 0.0], 'Helm': [14.5, 0.0], 'Cheney': [17.6, 0.0], 'Panoche': [20.4, 0.0], 'Mendota': [21.1, 0.0], 'Mc Mullin': [22.7, 0.0], 'Gates': [23.3, 0.0], 'Mustang': [27.2, 0.0], 'Henrietta': [27.6, 0.0], 'Newhall': [30.2, 0.0], 'Leprino': [31.2, 0.0], 'Kearney (New)': [31.8, 0.0], 'Avenal': [33.6, 0.0], 'West Fresno': [35.2, 0.0], 'Oro Loma': [36.1, 0.0], 'Gregg': [37.6, 0.0], 'California Ave': [37.8, 0.0], 'Cal Flats': [38.6, 0.0], 'Malaga': [38.7, 0.0], 'Borden': [39.4, 0.0]} | 263.9852 | 0 | 0 | 0 | 0 | 0 | 0 | 0 | 0 | 0 | 0 | 0 | 0 | 0 | 0 | 170.5281 | 0.64598 | 75.5773 | 0.28629 | 263.9852 | 1 | 0 | 0 | 0 | 263.9852 | 26.707 | 0.10117 | 237.2782 | 263.9852 | 1 | 0 | 192.7034 | 0.72998 | 71.2818 | 0 | 0 | 263.9852
120 | Capistrano | Greater_LA | SDGE Imperial | {'Margarita': [3.4, 57.0], 'Trabuco': [3.5, 57.0], 'Talega': [6.8, 43.0], 'Viejo': [10.7, 54.0], 'San Onofre': [11.8, 42.0], 'Santiago': [12.0, 52.0], 'Johanna': [17.6, 42.0], 'Ellis': [20.0, 24.0], 'Huntington Beach': [20.2, 24.0], 'Lee Lake (Proposed)': [20.5, 0.0], 'Serrano': [22.9, 19.0], 'Villa Park': [23.0, 19.0], 'Lewis': [24.5, 19.0], 'Barre': [27.4, 15.0], 'San Luis Rey': [28.2, 4.0], 'Alamitos': [30.4, 14.0], 'Encina': [32.2, 0.0], 'Olinda': [33.3, 0.0], 'Valley': [33.3, 0.0], 'Chino': [33.5, 0.0], 'Del Amo': [33.9, 7.0], 'Mira Loma': [34.6, 0.0], 'Palomar Airport': [34.6, 0.0], 'Long Beach': [36.7, 0.0], 'Harborgen': [37.2, 0.0], 'Walnut': [37.9, 0.0], 'Center': [38.3, 0.0], 'Hinson': [38.4, 0.0], 'Lighthipe': [38.8, 0.0], 'Arcogen': [39.4, 0.0]} | 353.6526 | 48.7807 | 0.13793 | 304.8719 | 0.86207 | 0 | 0 | 0 | 0 | 0 | 0 | 0 | 0 | 0 | 0 | 2.7566 | 0.0077946 | 0 | 0 | 8.9877 | 0.025414 | 344.6649 | 89.0017 | 0.25166 | 264.6509 | 266.5077 | 0.75359 | 87.145 | 275.4954 | 0.779 | 78.1573 | 0 | 0 | 353.6526 | 26.1516 | 0.073947 | 327.5011
282 | Carpenter Canyon (fka Gamebird) | Southern_NV_Eldorado | SCE EOP | {'Pahrump': [4.5, 286.0], 'Crazy Eyes': [9.1, 243.0], 'Vista 2': [12.4, 45.0], 'Sandy Valley': [18.4, 221.0], 'Innovation': [29.2, 12.0], 'Desert View': [32.7, 0.0]} | 15821.4551 | 285.519 | 0.018046 | 15535.9365 | 0.98195 | 0 | 0 | 0 | 0 | 0 | 0 | 0 | 0 | 0 | 0 | 0 | 0 | 0 | 0 | 3071.2458 | 0.19412 | 12750.2092 | 639.3917 | 0.040413 | 15182.0634 | 7486.8877 | 0.47321 | 8334.5674 | 9086.8975 | 0.57434 | 6734.5576 | 12610.5557 | 0.79705 | 3210.8994 | 109.509 | 0.0069216 | 15711.9461
172 | Carquinez | Solano | PGE NGBA | {'Martinez': [8.9, 1572.0], 'Tulucay': [10.9, 1475.0], 'Ignacio': [15.9, 1049.0], 'Clayton': [18.3, 1318.0], 'Kirker': [19.3, 1278.0], 'Pittsburg': [19.5, 1388.0], 'Peabody': [20.2, 665.0], 'Lakeville': [21.2, 148.0], 'Shiloh III': [22.5, 667.0], 'Birds Landing': [22.9, 707.0], 'Contra Costa': [26.1, 178.0], 'Vaca-Dixon & Gc Yard': [27.9, 304.0], 'Penngrove': [28.2, 133.0], 'Martin': [28.2, 269.0], 'Lone Tree': [28.4, 120.0], 'Bellevue': [32.1, 24.0], 'Putah Creek': [32.9, 138.0], 'Eastshore': [33.0, 34.0], 'Brentwood': [33.3, 113.0], 'Cayetano': [35.6, 0.0], 'Grand Island': [37.1, 112.0], 'Fulton': [39.5, 0.0], 'Delta Pumps': [39.7, 0.0]} | 24304.4727 | 1836.0096 | 0.075542 | 22468.4629 | 0.92446 | 0 | 0 | 0 | 0 | 0 | 458.4359 | 0.018862 | 0 | 0 | 0 | 12051.0674 | 0.49584 | 0 | 0 | 14221.5205 | 0.58514 | 10082.9521 | 8692.9961 | 0.35767 | 15611.4766 | 7122.6343 | 0.29306 | 17181.8384 | 20833.3887 | 0.85718 | 3471.084 | 9286.1768 | 0.38208 | 15018.2959 | 7144.5356 | 0.29396 | 17159.937
158 | Carrizo Plains | Kern_Greater_Carrizo | PGE Kern | {'Solar': [1.1, 561.0], 'Caliente': [6.9, 417.0], 'Kernridge': [17.5, 163.0], 'Temblor': [19.4, 163.0], 'Cholame': [26.9, 142.0], 'Arco': [28.2, 142.0], 'Goose Lake': [30.1, 0.0], 'Gates-Midway (Proposed)': [31.7, 0.0], 'Midway': [33.2, 0.0], 'San Luis Obispo': [34.6, 42.0], 'Mesa': [34.7, 5.0], 'Taft': [35.8, 0.0], 'Oceano': [36.1, 0.0], 'Semitropic': [37.2, 0.0], 'Cal Flats': [37.3, 68.0], 'Templeton': [38.0, 0.0], 'Sisquoc': [38.3, 5.0], 'Elk Hills': [39.0, 0.0]} | 7072.8286 | 559.5811 | 0.079117 | 6513.2476 | 0.92088 | 0 | 0 | 0 | 0 | 0 | 481.1242 | 0.068024 | 0 | 0 | 0 | 3667.7947 | 0.51858 | 2165.0208 | 0.3061 | 4234.3931 | 0.59868 | 2838.4355 | 179.4234 | 0.025368 | 6893.4052 | 949.9658 | 0.13431 | 6122.8628 | 4713.9565 | 0.66649 | 2358.8721 | 4727.9209 | 0.66846 | 2344.9077 | 27.1183 | 0.0038341 | 7045.7104
204 | Cayetano | Solano | PGE GBA | {'Delta Pumps': [9.3, 96.0], 'Kelso': [10.0, 96.0], 'Midway Green Ridge Services': [10.1, 96.0], 'Tesla': [11.4, 96.0], 'Brentwood': [13.5, 96.0], 'Lone Tree': [14.4, 96.0], 'Clayton': [17.8, 96.0], 'Contra Costa': [18.0, 96.0], 'Newark': [20.2, 0.0], 'Eastshore': [20.5, 0.0], 'Kirker': [20.8, 96.0], 'Pittsburg': [21.7, 96.0], 'Los Esteros': [23.2, 0.0], 'Martinez': [26.8, 75.0], 'Scott': [26.9, 0.0], 'Birds Landing': [26.9, 75.0], 'Vierra': [27.5, 0.0], 'Stagg': [29.0, 0.0], 'Shiloh III': [30.1, 75.0], 'Eight Mile': [30.9, 0.0], 'Weber': [31.6, 0.0], 'Westley': [32.8, 0.0], 'Ripon': [34.2, 0.0], 'Martin': [35.0, 0.0], 'Grand Island': [35.4, 0.0], 'Hicks': [35.6, 0.0], 'Carquinez': [35.6, 0.0], 'Metcalf 1': [35.6, 0.0], 'Metcalf Energy Center': [35.7, 0.0], 'Peabody': [39.3, 0.0]} | 44910.6328 | 96.1201 | 0.0021403 | 44814.5117 | 0.99786 | 0 | 0 | 0 | 0 | 0 | 794.7471 | 0.017696 | 1028.3708 | 0.022898 | 0 | 40790.4648 | 0.90826 | 1453.3816 | 0.032362 | 39239.9219 | 0.87373 | 5670.7109 | 32827.0078 | 0.73094 | 12083.625 | 38464.7773 | 0.85647 | 6445.8555 | 44636.8594 | 0.9939 | 273.7734 | 17143.5801 | 0.38173 | 27767.0527 | 1451.6478 | 0.032323 | 43458.985
79 | Center | Greater_LA | SCE Metro | {'Laguna Bell': [4.0, 375.0], 'Lighthipe': [5.2, 377.0], 'Del Amo': [5.6, 377.0], 'Mesa': [7.5, 80.0], 'Hinson': [10.1, 377.0], 'Walnut': [10.5, 0.0], 'Olinda': [10.6, 5.0], 'Barre': [10.9, 367.0], 'Arcogen': [11.0, 377.0], 'Alamitos': [11.3, 377.0], 'Harborgen': [12.5, 377.0], 'Long Beach': [13.2, 377.0], 'La Fresa': [13.7, 377.0], 'Rio Hondo': [14.1, 0.0], 'Lewis': [14.5, 328.0], 'Goodrich': [15.4, 0.0], 'El Nido': [15.5, 377.0], 'La Cienega': [16.4, 224.0], 'Redondo': [17.1, 377.0], 'Chevmain': [17.2, 375.0], 'Villa Park': [17.4, 3.0], 'El Segundo': [18.3, 375.0], 'Ellis': [19.2, 365.0], 'Serrano': [19.4, 2.0], 'Gould': [20.7, 0.0], 'Johanna': [20.8, 103.0], 'Huntington Beach': [20.8, 367.0], 'Chino': [25.0, 0.0], 'Santiago': [26.6, 2.0], 'Padua': [29.8, 0.0], 'Mira Loma': [31.6, 0.0], 'Viejo': [32.2, 0.0], 'Sylmar-Pac Intertie': [34.4, 0.0], 'Rancho Vista': [34.6, 0.0], 'Etiwanda': [35.0, 0.0], 'Trabuco': [35.4, 0.0], 'Margarita': [37.9, 0.0], 'Capistrano': [38.3, 0.0], 'Vincent': [38.4, 0.0], 'Lee Lake (Proposed)': [39.7, 0.0]} | 920.7479 | 354.2375 | 0.38473 | 566.5104 | 0.61527 | 0 | 0 | 0 | 0 | 0 | 0 | 0 | 0 | 0 | 0 | 0 | 0 | 0 | 0 | 0 | 0 | 920.7479 | 143.9425 | 0.15633 | 776.8055 | 508.9596 | 0.55277 | 411.7884 | 508.9596 | 0.55277 | 411.7884 | 0 | 0 | 920.7479 | 5.0578 | 0.0054932 | 915.6901
44 | Charca | Central_Valley_North_Los_Banos | PGE Kern | {'Semitropic': [6.3, 0.0], 'Shafter': [6.5, 0.0], 'Smyrna': [10.5, 0.0], 'Rio Bravo': [12.0, 0.0], 'Lerdo': [12.3, 0.0], 'Goose Lake': [14.3, 0.0], 'Midway': [15.8, 0.0], '7th Standard': [16.0, 0.0], 'Renfro': [17.7, 0.0], 'Tupman': [17.8, 0.0], 'Kern Power': [20.3, 0.0], 'Kern Oil': [20.7, 0.0], 'Vestal': [21.0, 0.0], 'Poso Mt.': [21.0, 0.0], 'Olive': [21.1, 0.0], 'Rosedale': [21.2, 0.0], 'Sycamore': [21.7, 0.0], 'Norco': [22.2, 0.0], 'West Park': [22.8, 0.0], 'Tevis': [22.8, 0.0], 'Bakersfield': [23.6, 0.0], 'Stockdale': [24.8, 0.0], 'Alpaugh': [25.6, 0.0], 'Kernridge': [26.0, 0.0], 'Temblor': [26.0, 0.0], 'Columbus': [26.1, 0.0], 'Elk Hills': [26.5, 0.0], 'Gates-Midway (Proposed)': [27.0, 0.0], 'Cal Water': [27.1, 0.0], 'Magunden': [28.4, 0.0], 'Midway - Wheeler Ridge (Proposed)': [33.7, 0.0], 'Lamont': [33.8, 0.0], 'Taft': [33.8, 0.0], 'Unknown - 3327': [33.8, 0.0], 'Arco': [35.0, 0.0], 'Grimmway-Malaga': [36.1, 0.0], 'Caliente': [36.9, 0.0], 'Corcoran': [37.0, 0.0], 'Waukena': [39.2, 0.0]} | 0 | 0 | 0 | 0 | 0 | 0 | 0 | 0 | 0 | 0 | 0 | 0 | 0 | 0 | 0 | 0 | 0 | 0 | 0 | 0 | 0 | 0 | 0 | 0 | 0 | 0 | 0 | 0 | 0 | 0 | 0 | 0 | 0 | 0 | 0 | 0 | 0
19 | Cheney | Central_Valley_North_Los_Banos | PGE Fresno | {'Panoche': [3.1, 0.0], 'Mendota': [7.3, 0.0], 'Tranquility': [7.6, 0.0], 'Cantua': [17.6, 0.0], 'Oro Loma': [18.8, 0.0], 'Newhall': [19.7, 0.0], 'Helm': [20.0, 0.0], 'Excelsior': [23.2, 0.0], 'Schindler': [27.1, 0.0], 'Mc Mullin': [30.3, 0.0], 'Dairyland': [31.5, 0.0], 'Borden': [36.3, 0.0], 'Kearney (New)': [36.4, 0.0], 'Gregg': [37.3, 0.0], 'Los Banos': [39.7, 0.0]} | 0 | 0 | 0 | 0 | 0 | 0 | 0 | 0 | 0 | 0 | 0 | 0 | 0 | 0 | 0 | 0 | 0 | 0 | 0 | 0 | 0 | 0 | 0 | 0 | 0 | 0 | 0 | 0 | 0 | 0 | 0 | 0 | 0 | 0 | 0 | 0 | 0
222 | Chevmain | Greater_LA | SCE Metro | {'El Segundo': [1.2, 401.0], 'El Nido': [1.8, 398.0], 'Redondo': [3.8, 396.0], 'La Fresa': [4.6, 388.0], 'La Cienega': [6.9, 249.0], 'Arcogen': [10.9, 386.0], 'Hinson': [11.9, 385.0], 'Harborgen': [13.2, 385.0], 'Lighthipe': [13.2, 385.0], 'Long Beach': [13.9, 384.0], 'Laguna Bell': [15.5, 375.0], 'Center': [17.2, 375.0], 'Del Amo': [18.0, 384.0], 'Mesa': [19.2, 80.0], 'Alamitos': [19.9, 384.0], 'Goodrich': [24.9, 0.0], 'Barre': [25.1, 366.0], 'Gould': [25.2, 0.0], 'Walnut': [27.0, 0.0], 'Olinda': [27.8, 4.0], 'Rio Hondo': [28.0, 0.0], 'Sylmar-Pac Intertie': [28.3, 3.0], 'Lewis': [29.7, 327.0], 'Huntington Beach': [30.2, 366.0], 'Ellis': [30.4, 364.0], 'Villa Park': [33.2, 2.0], 'Johanna': [34.2, 102.0], 'Serrano': [35.6, 0.0], 'Saugus': [37.2, 0.0], 'Pardee': [38.4, 0.0], 'Moorpark': [38.8, 0.0]} | 905.4922 | 377.9753 | 0.41743 | 527.5169 | 0.58257 | 0 | 0 | 0 | 0 | 0 | 0 | 0 | 0 | 0 | 0 | 0.18936 | 0.00020913 | 0 | 0 | 2.742 | 0.0030282 | 902.7503 | 99.6236 | 0.11002 | 805.8687 | 456.0325 | 0.50363 | 449.4597 | 458.7745 | 0.50666 | 446.7178 | 0 | 0 | 905.4922 | 0.080859 | 8.9298e-05 | 905.4114
132 | Chino | Greater_Kramer | SCE Metro | {'Mira Loma': [6.6, 0.0], 'Padua': [8.7, 0.0], 'Rancho Vista': [10.3, 0.0], 'Etiwanda': [10.7, 0.0], 'Serrano': [13.3, 0.0], 'Olinda': [14.5, 0.0], 'Villa Park': [15.5, 0.0], 'Walnut': [15.6, 0.0], 'Lewis': [18.2, 0.0], 'Rio Hondo': [18.8, 0.0], 'Vista': [20.8, 0.0], 'Lee Lake (Proposed)': [21.6, 0.0], 'Barre': [21.8, 0.0], 'Johanna': [22.0, 0.0], 'Viejo': [22.9, 0.0], 'Santiago': [23.5, 0.0], 'Mesa': [24.9, 0.0], 'Center': [25.0, 0.0], 'Goodrich': [25.7, 0.0], 'San Bernardino': [25.9, 0.0], 'Del Amo': [26.2, 0.0], 'Ellis': [26.4, 0.0], 'Laguna Bell': [27.0, 0.0], 'Alamitos': [29.0, 0.0], 'Lighthipe': [29.7, 0.0], 'Huntington Beach': [29.8, 0.0], 'Trabuco': [30.0, 0.0], 'Lugo': [31.0, 0.0], 'Margarita': [31.0, 0.0], 'Gould': [33.0, 0.0], 'Capistrano': [33.5, 0.0], 'Hinson': [33.6, 0.0], 'El Casco': [34.6, 0.0], 'Arcogen': [34.8, 0.0], 'Valley': [34.9, 0.0], 'Harborgen': [35.0, 0.0], 'Long Beach': [35.3, 0.0], 'Talega': [38.1, 0.0], 'La Fresa': [38.6, 0.0], 'Victor': [38.7, 0.0]} | 369.2352 | 0 | 0 | 0 | 0 | 0 | 0 | 0 | 0 | 0 | 0 | 0 | 0 | 0 | 0 | 0 | 0 | 369.2352 | 1 | 369.2352 | 1 | 0 | 0 | 0 | 369.2352 | 28.6161 | 0.077501 | 340.6191 | 369.2352 | 1 | 0 | 274.9951 | 0.74477 | 94.2402 | 0.5737 | 0.0015537 | 368.6615
159 | Cholame | Kern_Greater_Carrizo | PGE Fresno | {'Cal Flats': [12.7, 254.0], 'Templeton': [21.4, 410.0], 'Avenal': [23.6, 166.0], 'Arco': [24.5, 290.0], 'Solar': [26.1, 159.0], 'Carrizo Plains': [26.9, 142.0], 'Caliente': [31.7, 74.0], 'Gates-Midway (Proposed)': [33.0, 0.0], 'Gates': [33.5, 38.0], 'San Luis Obispo': [33.8, 410.0], 'Morro Bay': [36.3, 65.0], 'Kernridge': [37.6, 0.0]} | 9743.2188 | 731.6783 | 0.075096 | 9011.54 | 0.9249 | 0 | 0 | 0 | 0 | 0 | 1087.9954 | 0.11167 | 0 | 0 | 0 | 7885.4375 | 0.80933 | 1021.2314 | 0.10481 | 6224.4443 | 0.63885 | 3518.7744 | 459.6003 | 0.047171 | 9283.6185 | 1910.9767 | 0.19613 | 7832.2421 | 6813.4868 | 0.69931 | 2929.7319 | 6232.3311 | 0.63966 | 3510.8877 | 68.5177 | 0.0070323 | 9674.7011
12 | Clayton | Solano | PGE GBA | {'Kirker': [6.3, 22845.0], 'Pittsburg': [7.5, 22838.0], 'Martinez': [9.4, 14977.0], 'Contra Costa': [10.9, 21774.0], 'Lone Tree': [11.4, 21715.0], 'Birds Landing': [14.6, 22133.0], 'Brentwood': [16.0, 20839.0], 'Shiloh III': [16.9, 22051.0], 'Cayetano': [17.8, 96.0], 'Carquinez': [18.3, 1318.0], 'Delta Pumps': [21.4, 163.0], 'Kelso': [22.4, 157.0], 'Eastshore': [23.5, 52.0], 'Peabody': [23.6, 21755.0], 'Midway Green Ridge Services': [25.7, 96.0], 'Tulucay': [26.5, 1150.0], 'Tesla': [27.3, 96.0], 'Grand Island': [28.6, 21612.0], 'Martin': [29.2, 86.0], 'Newark': [30.6, 0.0], 'Vaca-Dixon & Gc Yard': [31.7, 10095.0], 'Ignacio': [32.5, 714.0], 'Eight Mile': [33.2, 980.0], 'Stagg': [34.0, 225.0], 'Los Esteros': [35.7, 0.0], 'Scott': [39.2, 0.0], 'Vierra': [39.3, 0.0], 'Lakeville': [39.5, 0.0], 'Weber': [39.8, 0.0], 'Putah Creek': [40.0, 0.0]} | 73999.1875 | 22916.9219 | 0.30969 | 51082.2656 | 0.69031 | 0 | 0 | 0 | 0 | 0 | 23620.7871 | 0.3192 | 423.3231 | 0.0057206 | 0 | 47345.6367 | 0.63981 | 101.5151 | 0.0013718 | 18907.1797 | 0.25551 | 55092.0078 | 33010.0273 | 0.44609 | 40989.1602 | 31920.5566 | 0.43136 | 42078.6309 | 45787.5352 | 0.61876 | 28211.6523 | 7870.0918 | 0.10635 | 66129.0957 | 14048.4229 | 0.18985 | 59950.7646
176 | Cloverdale | Mendocino_Marin | PGE NGBA | {'Eagle Rock': [11.0, 0.0], 'Hopland': [12.7, 819.0], 'Geysers Tap 1': [14.1, 0.0], 'Fulton': [24.7, 0.0], 'Ukiah': [25.8, 457.0], 'Calpella': [29.3, 457.0], 'Mendocino': [32.9, 0.0], 'Bellevue': [33.1, 0.0], 'Penngrove': [37.7, 0.0]} | 17777.0332 | 817.2513 | 0.045972 | 16959.7812 | 0.95403 | 0 | 0 | 0 | 0 | 0 | 184.4367 | 0.010375 | 27.8003 | 0.0015638 | 0 | 7835.0601 | 0.44074 | 6040.3701 | 0.33979 | 12696.1699 | 0.71419 | 5080.8633 | 5461.5723 | 0.30723 | 12315.4609 | 9817.8281 | 0.55228 | 7959.2051 | 15306.0127 | 0.861 | 2471.0205 | 10842.8311 | 0.60993 | 6934.2021 | 12.9343 | 0.00072758 | 17764.099
109 | Coburn | Peninsula_Monterey | PGE GBA | {} | 9855.1113 | 3879.9639 | 0.3937 | 5975.1475 | 0.6063 | 0 | 0 | 0 | 0 | 0 | 148.8208 | 0.015101 | 3014.834 | 0.30592 | 0 | 1969.6923 | 0.19987 | 3545.6011 | 0.35977 | 3566.0933 | 0.36185 | 6289.0181 | 772.3149 | 0.078367 | 9082.7964 | 1924.3738 | 0.19527 | 7930.7375 | 4581.021 | 0.46484 | 5274.0903 | 3748.5957 | 0.38037 | 6106.5156 | 509.2297 | 0.051672 | 9345.8816
276 | Colgate | Northern_California | PGE NGBA | {'Brunswick': [10.8, 0.0], 'Palermo': [19.5, 0.0], 'Higgins': [20.5, 0.0], 'Honcut': [21.7, 0.0], 'Wyandotte': [21.8, 0.0], 'East Marysville': [23.0, 0.0], 'Drum 1': [23.2, 0.0], 'Olivehurst': [25.1, 0.0], 'Thermalito': [26.8, 0.0], 'Pease': [27.6, 0.0], 'Table Mt.': [28.8, 0.0], 'Rio Oso': [31.1, 0.0], 'Pleasant Grove': [35.7, 0.0]} | 0 | 0 | 0 | 0 | 0 | 0 | 0 | 0 | 0 | 0 | 0 | 0 | 0 | 0 | 0 | 0 | 0 | 0 | 0 | 0 | 0 | 0 | 0 | 0 | 0 | 0 | 0 | 0 | 0 | 0 | 0 | 0 | 0 | 0 | 0 | 0 | 0
257 | Colorado River | Riverside (Exclude) | SCE Eastern | {'Blythe': [12.6, 12877.0], 'Red Bluff': [29.8, 0.0]} | 123926.9688 | 13442.334 | 0.10847 | 110484.6328 | 0.89153 | 0 | 0 | 0 | 0 | 0 | 13.895 | 0.00011212 | 5.6506 | 4.5596e-05 | 0 | 0 | 0 | 0 | 0 | 55348.043 | 0.44662 | 68578.9258 | 39383.3164 | 0.31779 | 84543.6523 | 37017.9258 | 0.29871 | 86909.043 | 65163.8633 | 0.52582 | 58763.1055 | 95802.3906 | 0.77306 | 28124.5781 | 204.3114 | 0.0016486 | 123722.6573
45 | Columbus | Central_Valley_North_Los_Banos | PGE Kern | {'Cal Water': [2.7, 0.0], 'Magunden': [2.8, 0.0], 'Bakersfield': [3.7, 0.0], 'Sycamore': [4.7, 0.0], 'Kern Oil': [5.4, 0.0], 'West Park': [5.9, 0.0], 'Rosedale': [7.9, 0.0], 'Unknown - 3327': [8.2, 0.0], 'Lamont': [8.3, 0.0], 'Kern Power': [9.0, 0.0], 'Stockdale': [9.1, 0.0], 'Poso Mt.': [11.1, 0.0], '7th Standard': [11.2, 0.0], 'Grimmway-Malaga': [11.3, 0.0], 'Tevis': [12.0, 0.0], 'Renfro': [12.7, 0.0], 'Lerdo': [13.9, 0.0], 'Rio Bravo': [18.3, 0.0], 'Tupman': [18.9, 0.0], 'Wheeler Ridge': [21.5, 0.0], 'Norco': [22.2, 0.0], 'Shafter': [22.7, 0.0], 'Charca': [26.1, 0.0], 'Midway - Wheeler Ridge (Proposed)': [26.6, 0.0], 'Elk Hills': [27.4, 0.0], 'Midway': [28.9, 0.0], 'Semitropic': [31.3, 0.0], 'Vestal': [31.7, 0.0], 'Pastoria': [32.4, 0.0], 'Taft': [35.6, 0.0], 'Smyrna': [36.4, 0.0], 'Highwind': [37.9, 0.0], 'Goose Lake': [38.7, 0.0]} | 285.5795 | 0 | 0 | 0 | 0 | 0 | 0 | 0 | 0 | 0 | 0 | 0 | 0 | 0 | 0 | 0 | 0 | 285.5795 | 1 | 154.4962 | 0.54099 | 131.0833 | 97.7742 | 0.34237 | 187.8053 | 210.744 | 0.73795 | 74.8355 | 225.5857 | 0.78992 | 59.9938 | 285.5795 | 1 | 0 | 0 | 0 | 285.5795
13 | Contra Costa | Solano | PGE GBA | {'Lone Tree': [3.9, 28335.0], 'Pittsburg': [6.7, 28400.0], 'Kirker': [6.9, 28400.0], 'Brentwood': [8.0, 24148.0], 'Birds Landing': [9.0, 28379.0], 'Clayton': [10.9, 21774.0], 'Shiloh III': [12.2, 28379.0], 'Delta Pumps': [16.3, 509.0], 'Kelso': [17.1, 423.0], 'Cayetano': [18.0, 96.0], 'Martinez': [18.2, 13806.0], 'Grand Island': [19.1, 28238.0], 'Midway Green Ridge Services': [21.7, 96.0], 'Peabody': [22.2, 26901.0], 'Eight Mile': [22.5, 3992.0], 'Tesla': [23.1, 96.0], 'Stagg': [23.7, 1626.0], 'Carquinez': [26.1, 178.0], 'Vaca-Dixon & Gc Yard': [28.7, 13708.0], 'Weber': [30.1, 57.0], 'Vierra': [31.1, 0.0], 'Tulucay': [31.5, 64.0], 'Eastshore': [31.6, 0.0], 'Lockeford': [34.9, 0.0], 'Newark': [36.2, 0.0], 'Davis': [37.8, 0.0], 'Putah Creek': [37.9, 0.0], 'Ripon': [38.6, 0.0], 'Martin': [39.9, 0.0]} | 119302.0156 | 28369.8105 | 0.2378 | 90932.2031 | 0.7622 | 0 | 0 | 0 | 0 | 0 | 35136.9961 | 0.29452 | 13959.9131 | 0.11701 | 0 | 67412.8672 | 0.56506 | 101.5151 | 0.00085091 | 31098.5039 | 0.26067 | 88203.5117 | 47783.1055 | 0.40052 | 71518.9102 | 48601.9336 | 0.40739 | 70700.082 | 68394.3672 | 0.57329 | 50907.6484 | 8048.6348 | 0.067464 | 111253.3809 | 24669.625 | 0.20678 | 94632.3906
216 | Control | Greater_Kramer (Exclude) | SCE NOL | {'Inyo': [2.2, 157.0]} | 5149.1001 | 157.1005 | 0.03051 | 4991.9995 | 0.96949 | 0 | 0 | 0 | 0 | 0 | 0 | 0 | 0 | 0 | 0 | 118.8364 | 0.023079 | 0 | 0 | 0 | 0 | 5149.1001 | 925.5798 | 0.17976 | 4223.5203 | 2569.4973 | 0.49902 | 2579.6028 | 3039.6392 | 0.59032 | 2109.4609 | 4809.998 | 0.93414 | 339.1021 | 1036.8037 | 0.20136 | 4112.2964
231 | Coolwater | Greater_Kramer | SCE NOL | {'Tortilla': [10.0, 5876.0], 'Calcite': [23.9, 109.0], 'Pisgah': [27.3, 23702.0], 'Lugo - Pisgah (Proposed)': [34.4, 0.0], 'Roadway': [37.5, 79.0], 'Victor': [39.2, 0.0]} | 85361.0938 | 25258.1328 | 0.2959 | 60102.9609 | 0.7041 | 0 | 0 | 0 | 0 | 0 | 706.215 | 0.0082733 | 582.2797 | 0.0068214 | 0 | 0 | 0 | 0 | 0 | 40672.9141 | 0.47648 | 44688.1797 | 14548.918 | 0.17044 | 70812.1758 | 8046.25 | 0.094261 | 77314.8438 | 42171.2695 | 0.49403 | 43189.8242 | 43872.2109 | 0.51396 | 41488.8828 | 1492.8311 | 0.017488 | 83868.2627
71 | Corcoran | Central_Valley_North_Los_Banos | PGE Fresno | {'Waukena': [2.3, 0.0], 'Alpaugh': [11.5, 0.0], 'GWF Hanford': [12.2, 0.0], 'Olive': [15.9, 0.0], 'Leprino': [17.9, 0.0], 'Henrietta': [21.4, 0.0], 'Mustang': [21.9, 0.0], 'Rector': [22.0, 0.0], 'Gates-Midway (Proposed)': [25.5, 0.0], 'Kingsburg': [26.2, 0.0], 'Smyrna': [27.6, 0.0], 'Arco': [30.5, 0.0], 'Gates': [31.8, 0.0], 'Vestal': [32.2, 0.0], 'Avenal': [32.6, 0.0], 'Springville': [34.6, 0.0], 'McCall': [34.9, 0.0], 'Goose Lake': [35.1, 0.0], 'Wahtoke': [35.4, 0.0], 'Reedley': [35.6, 0.0], 'Semitropic': [35.7, 0.0], 'Charca': [37.0, 0.0], 'Schindler': [38.2, 0.0]} | 0 | 0 | 0 | 0 | 0 | 0 | 0 | 0 | 0 | 0 | 0 | 0 | 0 | 0 | 0 | 0 | 0 | 0 | 0 | 0 | 0 | 0 | 0 | 0 | 0 | 0 | 0 | 0 | 0 | 0 | 0 | 0 | 0 | 0 | 0 | 0 | 0
9 | Cortina | Northern_California | PGE NGBA | {'Delevan': [17.3, 4.0], 'Logan Creek': [29.0, 0.0], 'Pease': [30.4, 0.0], 'Madison': [33.9, 2.0], 'East Marysville': [35.7, 0.0], 'Honcut': [36.4, 0.0], 'Olivehurst': [36.6, 0.0], 'Eagle Rock': [37.4, 0.0], 'Geysers Tap 1': [38.2, 0.0], 'Woodland': [39.4, 0.0]} | 18814.3164 | 43.1774 | 0.0022949 | 18771.1387 | 0.99771 | 0 | 0 | 0 | 0 | 0 | 0.44443 | 2.3622e-05 | 2.493 | 0.00013251 | 0 | 723.6598 | 0.038463 | 18082.4648 | 0.9611 | 8939.1201 | 0.47512 | 9875.1963 | 2995.2891 | 0.1592 | 15819.0273 | 4256.4028 | 0.22623 | 14557.9136 | 12206.0967 | 0.64877 | 6608.2197 | 18341.2832 | 0.97486 | 473.0332 | 66.0488 | 0.0035106 | 18748.2676
169 | Cottonwood | Northern_California | PGE NGBA | {'Jessup': [5.5, 46.0], 'Round Mt.': [33.1, 0.0], 'Cove Road': [37.5, 0.0], 'New Sub - Pit 1 - Cottonwood (Proposed)': [37.5, 0.0]} | 292.9849 | 46.2785 | 0.15796 | 246.7065 | 0.84204 | 0 | 0 | 0 | 0 | 0 | 0 | 0 | 0 | 0 | 0 | 138.7987 | 0.47374 | 0 | 0 | 157.3897 | 0.53719 | 135.5952 | 38.0737 | 0.12995 | 254.9112 | 38.0737 | 0.12995 | 254.9112 | 195.4634 | 0.66714 | 97.5215 | 146.9984 | 0.50173 | 145.9865 | 0 | 0 | 292.9849
225 | Cove Rd | Northern_California | PGE NGBA | {'Round Mt.': [4.9, 938.0], 'New Sub - Pit 1 - Cottonwood (Proposed)': [6.8, 953.0], 'Pit 1': [23.9, 302.0], 'Jessup': [35.5, 0.0], 'Cottonwood': [37.5, 0.0]} | 10176.3652 | 1060.9622 | 0.10426 | 9115.4033 | 0.89574 | 0 | 0 | 0 | 0 | 0 | 0 | 0 | 0 | 0 | 0 | 7593.5557 | 0.7462 | 1239.3691 | 0.12179 | 5821.7705 | 0.57209 | 4354.5947 | 1824.3029 | 0.17927 | 8352.0624 | 1662.7493 | 0.16339 | 8513.616 | 7585.0103 | 0.74536 | 2591.355 | 4677.6787 | 0.45966 | 5498.6865 | 123.9237 | 0.012178 | 10052.4415
228 | Coyote | Peninsula_Monterey | PGE GBA | {'Metcalf 1': [0.3, 33.0], 'Hicks': [8.5, 33.0], 'Scott': [15.7, 33.0], 'Los Esteros': [17.5, 33.0], 'Llagas': [18.1, 0.0], 'Newark': [23.4, 0.0], 'Moss Landing': [28.7, 0.0], 'Hollister': [31.1, 0.0], 'Eastshore': [34.5, 0.0], 'Miller': [34.7, 0.0], 'Fink (Proposed)': [34.8, 0.0], 'Crow Creek': [35.2, 0.0], 'Tesla': [35.4, 0.0], 'Cayetano': [35.7, 0.0], 'Midway Green Ridge Services': [36.0, 0.0], 'Quinto': [38.0, 0.0], 'Westley': [38.7, 0.0]} | 2756.1719 | 32.9823 | 0.011967 | 2723.1895 | 0.98803 | 0 | 0 | 0 | 0 | 0 | 0 | 0 | 0 | 0 | 0 | 1996.4133 | 0.72434 | 719.6206 | 0.26109 | 2365.4619 | 0.85824 | 390.71 | 936.7082 | 0.33986 | 1819.4637 | 949.5661 | 0.34452 | 1806.6058 | 2490.7446 | 0.9037 | 265.4272 | 2644.2598 | 0.9594 | 111.9121 | 23.87 | 0.0086606 | 2732.3019
309 | Crow Creek | Central_Valley_North_Los_Banos | PGE Fresno | {'Fink (Proposed)': [0.4, 0.0], 'Miller': [8.4, 0.0], 'Westley': [14.7, 0.0], 'Quinto': [17.9, 0.0], 'Los Banos': [23.0, 0.0], 'Ripon': [26.4, 0.0], 'Riverbank': [30.0, 0.0], 'Vierra': [30.2, 0.0], 'Warnerville': [31.3, 0.0], 'Tesla': [33.1, 0.0], 'Llagas': [34.3, 0.0], 'Midway Green Ridge Services': [34.7, 0.0], 'Metcalf 1': [34.9, 0.0], 'Metcalf Energy Center': [35.2, 0.0], 'Merced': [36.4, 0.0], 'Weber': [38.1, 0.0], 'Hollister': [38.3, 0.0], 'Kelso': [38.9, 0.0], 'Delta Pumps': [39.7, 0.0]} | 6512.1636 | 0 | 0 | 0 | 0 | 0 | 0 | 0 | 0 | 0 | 2.8667 | 0.00044021 | 0 | 0 | 0 | 2483.1467 | 0.38131 | 4029.0168 | 0.61869 | 6303.5239 | 0.96796 | 208.6396 | 1438.7649 | 0.22094 | 5073.3987 | 2898.5181 | 0.44509 | 3613.6455 | 6428.2847 | 0.98712 | 83.8789 | 6504.1309 | 0.99877 | 8.0327 | 0.81105 | 0.00012454 | 6511.3525
190 | Curtis | El_Dorado_Mariposa | PGE GBA | {'Peoria': [10.9, 0.0], 'Chinese Station': [11.1, 0.0], 'New Melones': [11.6, 0.0], 'Donnells-Curtis': [24.4, 0.0], 'Warnerville': [30.9, 0.0], 'Riverbank': [35.1, 0.0], 'Bellota': [37.9, 0.0], 'Rancho Seco - Bellota (Proposed)': [38.5, 0.0]} | 0 | 0 | 0 | 0 | 0 | 0 | 0 | 0 | 0 | 0 | 0 | 0 | 0 | 0 | 0 | 0 | 0 | 0 | 0 | 0 | 0 | 0 | 0 | 0 | 0 | 0 | 0 | 0 | 0 | 0 | 0 | 0 | 0 | 0 | 0 | 0 | 0
97 | Dairyland | Central_Valley_North_Los_Banos | PGE Fresno | {'Le Grand': [9.3, 0.0], 'Newhall': [13.0, 0.0], 'Wilson': [17.2, 0.0], 'Merced': [17.8, 0.0], 'Borden': [20.5, 0.0], 'Oro Loma': [22.0, 0.0], 'Mendota': [24.4, 0.0], 'Gregg': [26.1, 0.0], 'Panoche': [31.4, 0.0], 'Cheney': [31.5, 0.0], 'Tranquility': [32.5, 0.0], 'Helm': [32.9, 0.0], 'Kearney (New)': [34.0, 0.0], 'West Fresno': [36.0, 0.0], 'Mc Mullin': [36.7, 0.0], 'California Ave': [38.3, 0.0], 'Los Banos': [38.9, 0.0]} | 0 | 0 | 0 | 0 | 0 | 0 | 0 | 0 | 0 | 0 | 0 | 0 | 0 | 0 | 0 | 0 | 0 | 0 | 0 | 0 | 0 | 0 | 0 | 0 | 0 | 0 | 0 | 0 | 0 | 0 | 0 | 0 | 0 | 0 | 0 | 0 | 0
194 | Davis | Solano | PGE NGBA | {'Woodland': [9.3, 713.0], 'Vaca-Dixon & Gc Yard': [14.2, 2155.0], 'Putah Creek': [14.2, 2155.0], 'Madison': [15.4, 1043.0], 'Peabody': [22.0, 2155.0], 'Grand Island': [23.0, 1112.0], 'Shiloh III': [26.7, 1465.0], 'Birds Landing': [29.5, 1109.0], 'Pleasant Grove': [30.0, 0.0], 'Rio Oso': [30.6, 0.0], 'Gold Hill': [33.2, 0.0], 'Tulucay': [35.5, 353.0], 'Pittsburg': [36.2, 0.0], 'Kirker': [37.4, 0.0], 'Contra Costa': [37.8, 0.0], 'Eight Mile': [38.8, 0.0], 'Olivehurst': [39.2, 0.0]} | 55146.3242 | 2153.5195 | 0.039051 | 52992.8047 | 0.96095 | 0 | 0 | 0 | 0 | 0 | 14239.0176 | 0.2582 | 20510.459 | 0.37193 | 0 | 26125.584 | 0.47375 | 0 | 0 | 15980.4971 | 0.28978 | 39165.8271 | 9727.374 | 0.17639 | 45418.9502 | 11907.8633 | 0.21593 | 43238.4609 | 27132.2988 | 0.49201 | 28014.0254 | 7374.9229 | 0.13373 | 47771.4014 | 8482.4502 | 0.15382 | 46663.874
80 | Del Amo | Greater_LA | SCE Metro | {'Lighthipe': [5.0, 385.0], 'Center': [5.6, 377.0], 'Alamitos': [5.7, 392.0], 'Barre': [7.1, 374.0], 'Hinson': [7.5, 385.0], 'Arcogen': [8.7, 385.0], 'Harborgen': [8.9, 385.0], 'Laguna Bell': [9.3, 375.0], 'Long Beach': [9.3, 385.0], 'Lewis': [11.7, 335.0], 'Olinda': [12.1, 5.0], 'Mesa': [13.1, 80.0], 'La Fresa': [13.7, 385.0], 'Walnut': [13.9, 0.0], 'Ellis': [14.3, 372.0], 'Villa Park': [15.3, 10.0], 'Huntington Beach': [15.5, 374.0], 'El Nido': [16.2, 385.0], 'Redondo': [16.7, 385.0], 'Johanna': [16.8, 110.0], 'Serrano': [17.7, 8.0], 'Chevmain': [18.0, 384.0], 'Rio Hondo': [19.0, 0.0], 'El Segundo': [19.2, 384.0], 'La Cienega': [19.3, 232.0], 'Goodrich': [20.9, 0.0], 'Santiago': [22.7, 8.0], 'Chino': [26.2, 0.0], 'Gould': [26.3, 0.0], 'Viejo': [29.0, 7.0], 'Trabuco': [31.3, 7.0], 'Padua': [32.3, 0.0], 'Mira Loma': [32.5, 0.0], 'Capistrano': [33.9, 7.0], 'Margarita': [33.9, 7.0], 'Rancho Vista': [36.3, 0.0], 'Etiwanda': [36.7, 0.0], 'Lee Lake (Proposed)': [37.8, 0.0], 'Sylmar-Pac Intertie': [39.1, 0.0]} | 1094.104 | 367.2132 | 0.33563 | 726.8908 | 0.66437 | 0 | 0 | 0 | 0 | 0 | 0 | 0 | 0 | 0 | 0 | 0 | 0 | 0 | 0 | 0 | 0 | 1094.104 | 183.6745 | 0.16788 | 910.4295 | 660.8921 | 0.60405 | 433.2119 | 660.8921 | 0.60405 | 433.2119 | 0 | 0 | 1094.104 | 31.2094 | 0.028525 | 1062.8946
280 | Delaney | Arizona | SCE Arizona | {'Palo Verde': [12.1, 0.0], 'Hassayampa': [14.1, 0.0]} | 0 | 0 | 0 | 0 | 0 | 0 | 0 | 0 | 0 | 0 | 0 | 0 | 0 | 0 | 0 | 0 | 0 | 0 | 0 | 0 | 0 | 0 | 0 | 0 | 0 | 0 | 0 | 0 | 0 | 0 | 0 | 0 | 0 | 0 | 0 | 0 | 0
274 | Delevan | Northern_California | PGE NGBA | {'Logan Creek': [11.8, 0.0], 'Cortina': [17.3, 4.0], 'Glenn': [29.1, 0.0], 'Pease': [35.3, 0.0], 'Thermalito': [35.5, 0.0], 'Table Mt.': [35.8, 0.0], 'Honcut': [36.2, 0.0], 'Wyandotte': [39.9, 0.0]} | 3190.0779 | 3.5817 | 0.0011228 | 3186.4961 | 0.99888 | 0 | 0 | 0 | 0 | 0 | 0 | 0 | 0 | 0 | 0 | 97.8689 | 0.030679 | 3090.6523 | 0.96883 | 996.6216 | 0.31241 | 2193.4562 | 1057.4897 | 0.33149 | 2132.5881 | 1871.6342 | 0.5867 | 1318.4437 | 2694.3342 | 0.8446 | 495.7437 | 3124.895 | 0.97957 | 65.1829 | 18.114 | 0.0056782 | 3171.9639
213 | Delta Switching Yard | Solano | PGE GBA | {'Kelso': [1.0, 423.0], 'Midway Green Ridge Services': [5.4, 96.0], 'Tesla': [6.8, 96.0], 'Brentwood': [8.7, 509.0], 'Cayetano': [9.3, 96.0], 'Lone Tree': [12.6, 509.0], 'Contra Costa': [16.3, 509.0], 'Vierra': [18.9, 0.0], 'Stagg': [19.9, 392.0], 'Clayton': [21.4, 163.0], 'Kirker': [21.8, 509.0], 'Pittsburg': [22.2, 509.0], 'Eight Mile': [22.3, 405.0], 'Weber': [22.4, 57.0], 'Birds Landing': [25.1, 488.0], 'Ripon': [26.1, 0.0], 'Westley': [27.4, 0.0], 'Shiloh III': [28.3, 488.0], 'Newark': [28.8, 0.0], 'Eastshore': [29.7, 0.0], 'Grand Island': [29.8, 413.0], 'Martinez': [30.8, 82.0], 'Los Esteros': [30.9, 0.0], 'Lockeford': [33.3, 0.0], 'Scott': [34.5, 0.0], 'Bellota': [36.3, 0.0], 'Peabody': [38.5, 7.0], 'Riverbank': [39.0, 0.0], 'Carquinez': [39.7, 0.0], 'Fink (Proposed)': [39.7, 0.0], 'Crow Creek': [39.7, 0.0]} | 49476.4258 | 493.3137 | 0.0099707 | 48983.1133 | 0.99003 | 0 | 0 | 0 | 0 | 0 | 1845.4431 | 0.037299 | 1618.2057 | 0.032707 | 0 | 40815.5352 | 0.82495 | 1319.1842 | 0.026663 | 38834.4844 | 0.78491 | 10641.9414 | 36771.4414 | 0.74321 | 12704.9844 | 42490.1211 | 0.8588 | 6986.3047 | 48501.7812 | 0.9803 | 974.6445 | 16721.0254 | 0.33796 | 32755.4004 | 2668.3433 | 0.053932 | 46808.0825
281 | Desert View | Southern_NV_Eldorado | SCE EOP | {'Harry Allen': [26.7, 0.0], 'Crazy Eyes': [28.7, 0.0], 'Sandy Valley': [29.3, 0.0], 'Gamebird': [32.7, 0.0], 'Innovation': [34.4, 0.0], 'Pahrump': [35.1, 0.0], 'Vista 2': [35.3, 0.0]} | 3274.8728 | 1882.111 | 0.57471 | 1392.7618 | 0.42529 | 0 | 0 | 0 | 0 | 0 | 0 | 0 | 0 | 0 | 0 | 841.0215 | 0.25681 | 0 | 0 | 0 | 0 | 3274.8728 | 0 | 0 | 3274.8728 | 0 | 0 | 3274.8728 | 0 | 0 | 3274.8728 | 0 | 0 | 3274.8728 | 0 | 0 | 3274.8728
125 | Devers | Riverside | SCE Eastern | {'Mirage': [14.4, 8014.0], 'El Casco': [28.8, 1320.0], 'Lugo - Pisgah (Proposed)': [32.0, 602.0], 'Valley': [36.0, 515.0], 'San Bernardino': [39.2, 0.0]} | 40976.8867 | 9922.459 | 0.24215 | 31054.4277 | 0.75785 | 0 | 0 | 0 | 0 | 0 | 131.9783 | 0.0032208 | 0 | 0 | 0 | 11098.6309 | 0.27085 | 5594.5181 | 0.13653 | 13106.3135 | 0.31985 | 27870.5732 | 12486.0957 | 0.30471 | 28490.791 | 15032.5479 | 0.36685 | 25944.3389 | 21125.3574 | 0.51554 | 19851.5293 | 19782.127 | 0.48276 | 21194.7598 | 115.5731 | 0.0028204 | 40861.3136
230 | Diablo | Kern_Greater_Carrizo | PGE Kern | {'Morro Bay': [10.9, 308.0], 'San Luis Obispo': [12.4, 307.0], 'Oceano': [17.0, 255.0], 'Templeton': [25.2, 52.0], 'Mesa': [26.5, 24.0], 'Sisquoc': [37.4, 3.0]} | 8113.1704 | 304.101 | 0.037482 | 7809.0693 | 0.96252 | 0 | 0 | 0 | 0 | 0 | 7.0571 | 0.00086984 | 0 | 0 | 0 | 6757.9902 | 0.83297 | 314.5046 | 0.038765 | 4254.5664 | 0.5244 | 3858.604 | 964.2455 | 0.11885 | 7148.9249 | 3256.5569 | 0.40139 | 4856.6135 | 5822.6099 | 0.71767 | 2290.5605 | 5818.2812 | 0.71714 | 2294.8892 | 203.3941 | 0.02507 | 7909.7763
234 | Donnells | El_Dorado_Mariposa | PGE GBA | {'Curtis': [24.4, 0.0], 'New Melones': [34.0, 0.0], 'Peoria': [34.6, 0.0], 'Chinese Station': [35.3, 0.0]} | 3071.8882 | 372.3518 | 0.12121 | 2699.5364 | 0.87879 | 0 | 0 | 0 | 0 | 0 | 0 | 0 | 0 | 0 | 0 | 1237.9653 | 0.403 | 292.8031 | 0.095317 | 0 | 0 | 3071.8882 | 580.5115 | 0.18898 | 2491.3767 | 955.1694 | 0.31094 | 2116.7188 | 1111.1306 | 0.36171 | 1960.7576 | 1860.8029 | 0.60575 | 1211.0853 | 238.5761 | 0.077664 | 2833.3121
226 | Drum | Northern_California | PGE NGBA | {'Brunswick': [14.5, 19.0], 'Summit': [21.2, 1213.0], 'Higgins': [22.8, 0.0], 'Colgate': [23.2, 0.0], 'Placerville': [36.3, 0.0]} | 7947.4663 | 1339.7437 | 0.16857 | 6607.7227 | 0.83143 | 0 | 0 | 0 | 0 | 0 | 0 | 0 | 0 | 0 | 0 | 2716.5378 | 0.34181 | 192.1664 | 0.02418 | 948.5162 | 0.11935 | 6998.9501 | 214.8211 | 0.02703 | 7732.6452 | 2657.0547 | 0.33433 | 5290.4116 | 3536.7747 | 0.44502 | 4410.6917 | 4269.7969 | 0.53725 | 3677.6694 | 353.2599 | 0.044449 | 7594.2064
73 | Eagle Rock | Mendocino_Marin | PGE NGBA | {'Geysers Tap 1': [6.0, 22.0], 'Cloverdale': [11.0, 0.0], 'Hopland': [17.6, 0.0], 'Fulton': [23.0, 0.0], 'Ukiah': [29.9, 0.0], 'Bellevue': [31.5, 0.0], 'Calpella': [32.7, 0.0], 'Mendocino': [35.7, 0.0], 'Penngrove': [36.1, 0.0], 'Cortina': [37.4, 0.0]} | 15429.5889 | 56.6035 | 0.0036685 | 15372.9854 | 0.99633 | 0 | 0 | 0 | 0 | 0 | 178.9865 | 0.0116 | 22.0178 | 0.001427 | 0 | 4580.9834 | 0.2969 | 8775.8604 | 0.56877 | 13649.2969 | 0.88462 | 1780.292 | 5141.4141 | 0.33322 | 10288.1748 | 11164.8252 | 0.7236 | 4264.7637 | 14692.1484 | 0.95221 | 737.4404 | 7538.9194 | 0.4886 | 7890.6694 | 117.3094 | 0.0076029 | 15312.2795
197 | East Marysville | Northern_California | PGE NGBA | {'Olivehurst': [5.0, 0.0], 'Pease': [5.4, 0.0], 'Honcut': [11.0, 0.0], 'Rio Oso': [16.6, 0.0], 'Palermo': [20.2, 0.0], 'Wyandotte': [22.7, 0.0], 'Colgate': [23.0, 0.0], 'Thermalito': [24.5, 0.0], 'Higgins': [26.6, 0.0], 'Pleasant Grove': [27.3, 0.0], 'Table Mt.': [27.4, 0.0], 'Brunswick': [28.6, 0.0], 'Woodland': [35.2, 0.0], 'Cortina': [35.7, 0.0]} | 1590.6566 | 0 | 0 | 0 | 0 | 0 | 0 | 0 | 0 | 0 | 0.1492 | 9.38e-05 | 0 | 0 | 0 | 1590.6566 | 1 | 0 | 0 | 1537.8002 | 0.96677 | 52.8564 | 1034.4934 | 0.65036 | 556.1632 | 1034.4934 | 0.65036 | 556.1632 | 1557.4008 | 0.97909 | 33.2559 | 1304.4895 | 0.82009 | 286.1671 | 5.3863 | 0.0033862 | 1585.2703
1 | East Shore | Solano | PGE GBA | {'Newark': [11.2, 140.0], 'Martin': [16.9, 422.0], 'Los Esteros': [17.0, 30.0], 'Scott': [19.3, 29.0], 'Cayetano': [20.5, 0.0], 'Clayton': [23.5, 52.0], 'Martinez': [26.9, 210.0], 'Hicks': [29.5, 0.0], 'Lone Tree': [29.5, 0.0], 'Kirker': [29.7, 0.0], 'Delta Pumps': [29.7, 0.0], 'Midway Green Ridge Services': [29.8, 0.0], 'Kelso': [30.5, 0.0], 'Tesla': [30.8, 0.0], 'Pittsburg': [30.9, 0.0], 'Brentwood': [31.5, 0.0], 'Contra Costa': [31.6, 0.0], 'Carquinez': [33.0, 34.0], 'Metcalf Energy Center': [34.5, 0.0], 'Metcalf 1': [34.5, 0.0], 'Birds Landing': [37.9, 0.0], 'Ignacio': [38.9, 15.0]} | 1001.0573 | 404.3707 | 0.40394 | 596.6866 | 0.59606 | 0 | 0 | 0 | 0 | 0 | 0 | 0 | 0 | 0 | 0 | 80.3135 | 0.080229 | 0 | 0 | 176.1334 | 0.17595 | 824.9239 | 228.8009 | 0.22856 | 772.2564 | 342.1674 | 0.34181 | 658.8899 | 400.5701 | 0.40015 | 600.4872 | 136.2219 | 0.13608 | 864.8354 | 140.4459 | 0.1403 | 860.6114
264 | ECO | Greater_Imperial | SDGE Imperial | {'Boulevard': [9.0, 14246.0], 'Ocotillo Express': [9.2, 14817.0], 'Suncrest - Ocotillo (Proposed)': [22.1, 12546.0], 'Imperial Valley': [24.6, 2320.0], 'Suncrest': [34.9, 1883.0], 'El Centro': [36.3, 122.0]} | 58407.3242 | 14881.2939 | 0.25478 | 43526.0312 | 0.74522 | 0 | 0 | 0 | 0 | 0 | 0.56491 | 9.6719e-06 | 0 | 0 | 0 | 17378.9688 | 0.29755 | 14363.3164 | 0.24592 | 10481.7139 | 0.17946 | 47925.6104 | 7912.1465 | 0.13546 | 50495.1777 | 16418.6309 | 0.28111 | 41988.6934 | 27911.9805 | 0.47788 | 30495.3438 | 21134.8184 | 0.36185 | 37272.5059 | 491.8213 | 0.0084205 | 57915.503
237 | Eight Mile | Solano | PGE GBA | {'Stagg': [4.8, 1626.0], 'Weber': [12.2, 57.0], 'Lockeford': [12.5, 0.0], 'Grand Island': [16.6, 3992.0], 'Vierra': [18.9, 0.0], 'Brentwood': [19.0, 3992.0], 'Bellota': [20.0, 0.0], 'Rancho Seco - Bellota (Proposed)': [21.3, 0.0], 'Kelso': [21.9, 324.0], 'Camanche': [22.0, 0.0], 'Delta Pumps': [22.3, 405.0], 'Lone Tree': [22.3, 3992.0], 'Contra Costa': [22.5, 3992.0], 'Ripon': [24.4, 0.0], 'Birds Landing': [25.1, 3992.0], 'Midway Green Ridge Services': [25.7, 0.0], 'Tesla': [26.0, 0.0], 'Shiloh III': [26.7, 3992.0], 'Pittsburg': [28.4, 3992.0], 'Kirker': [28.9, 3992.0], 'Cayetano': [30.9, 0.0], 'Riverbank': [32.5, 0.0], 'Clayton': [33.2, 980.0], 'Westley': [34.4, 0.0], 'Peabody': [35.9, 2592.0], 'Vaca-Dixon & Gc Yard': [37.8, 0.0], 'Warnerville': [38.2, 0.0], 'Davis': [38.8, 0.0]} | 25589.3516 | 3968.6138 | 0.15509 | 21620.7383 | 0.84491 | 0 | 0 | 0 | 0 | 0 | 6258.271 | 0.24457 | 10879.3418 | 0.42515 | 0 | 633.7387 | 0.024766 | 0 | 0 | 51.2831 | 0.0020041 | 25538.0685 | 9910.8262 | 0.3873 | 15678.5254 | 9910.8262 | 0.3873 | 15678.5254 | 9928.4609 | 0.38799 | 15660.8906 | 0 | 0 | 25589.3516 | 2116.1831 | 0.082698 | 23473.1685
255 | El Casco | Riverside (Exclude) | SCE Eastern | {'San Bernardino': [12.1, 58.0], 'Vista': [14.8, 57.0], 'Valley': [16.3, 515.0], 'Lee Lake (Proposed)': [26.1, 0.0], 'Etiwanda': [27.2, 0.0], 'Rancho Vista': [27.6, 0.0], 'Mira Loma': [28.1, 0.0], 'Devers': [28.8, 1320.0], 'Lugo': [32.2, 0.0], 'Padua': [34.0, 0.0], 'Chino': [34.6, 0.0], 'Viejo': [38.5, 0.0], 'Lugo - Pisgah (Proposed)': [39.0, 0.0], 'Calcite': [39.3, 0.0]} | 12829.3779 | 1376.4918 | 0.10729 | 11452.8857 | 0.89271 | 0 | 0 | 0 | 0 | 0 | 3.1135 | 0.00024269 | 0 | 0 | 0 | 6731.8706 | 0.52472 | 5379.5771 | 0.41932 | 4281.9219 | 0.33376 | 8547.4561 | 5424.3301 | 0.42281 | 7405.0479 | 7233.4399 | 0.56382 | 5595.938 | 7933.3989 | 0.61838 | 4895.979 | 6582.7397 | 0.5131 | 6246.6382 | 92.9419 | 0.0072445 | 12736.436
38 | El Centro | Greater_Imperial | SDGE Imperial | {'Imperial Valley': [11.9, 1283.0], 'Highline': [15.5, 441.0], 'North Gila - IV (Proposed)': [19.4, 422.0], 'Arkansas': [23.2, 475.0], 'Sonora': [25.8, 355.0], 'Bannister': [27.8, 313.0], 'Ocotillo Express': [29.8, 908.0], 'East County': [36.3, 122.0]} | 9687.0576 | 1861.5029 | 0.19216 | 7825.5547 | 0.80784 | 0 | 0 | 0 | 0 | 0 | 54.158 | 0.0055908 | 29.8591 | 0.0030824 | 0 | 0 | 0 | 0 | 0 | 1074.6464 | 0.11094 | 8612.4113 | 908.2974 | 0.093764 | 8778.7603 | 963.5491 | 0.099468 | 8723.5085 | 2038.1956 | 0.2104 | 7648.8621 | 6719.2402 | 0.69363 | 2967.8174 | 409.6571 | 0.042289 | 9277.4005
301 | Eldorado | Southern_NV_Eldorado | SCE EOP | {'Sloan Canyon': [5.2, 454.0], 'Mead': [13.3, 356.0], 'Primm': [22.0, 100.0], 'Ivanpah': [31.2, 0.0], 'Sandy Valley': [37.8, 0.0]} | 8422.2617 | 448.8744 | 0.053296 | 7973.3872 | 0.9467 | 0 | 0 | 0 | 0 | 0 | 0 | 0 | 0 | 0 | 0 | 0 | 0 | 0 | 0 | 0 | 0 | 8422.2617 | 0 | 0 | 8422.2617 | 0 | 0 | 8422.2617 | 0 | 0 | 8422.2617 | 0 | 0 | 8422.2617 | 0 | 0 | 8422.2617
46 | Elk Hills | Central_Valley_North_Los_Banos | PGE Kern | {'Norco': [5.6, 0.0], 'Taft': [8.6, 0.0], 'Midway - Wheeler Ridge (Proposed)': [9.4, 0.0], 'Tupman': [10.7, 0.0], 'Midway': [13.0, 0.0], 'Tevis': [15.4, 0.0], 'Rio Bravo': [16.3, 0.0], 'Renfro': [16.4, 0.0], 'Stockdale': [18.5, 0.0], 'Kern Power': [19.0, 0.0], 'Rosedale': [19.8, 0.0], 'Shafter': [20.1, 0.0], '7th Standard': [20.2, 0.0], 'Temblor': [21.0, 0.0], 'West Park': [21.6, 0.0], 'Lerdo': [22.8, 0.0], 'Bakersfield': [23.8, 0.0], 'Wheeler Ridge': [24.6, 0.0], 'Kern Oil': [25.0, 0.0], 'Kernridge': [25.4, 0.0], 'Semitropic': [26.1, 0.0], 'Charca': [26.5, 0.0], 'Sycamore': [26.8, 0.0], 'Magunden': [27.3, 0.0], 'Columbus': [27.4, 0.0], 'Goose Lake': [28.3, 0.0], 'Grimmway-Malaga': [29.2, 0.0], 'Unknown - 3327': [29.4, 0.0], 'Lamont': [29.5, 0.0], 'Cal Water': [30.1, 0.0], 'Caliente': [32.3, 0.0], 'Poso Mt.': [33.0, 0.0], 'Smyrna': [34.2, 0.0], 'Pastoria': [36.3, 0.0], 'Carrizo Plains': [39.0, 0.0]} | 0 | 0 | 0 | 0 | 0 | 0 | 0 | 0 | 0 | 0 | 0 | 0 | 0 | 0 | 0 | 0 | 0 | 0 | 0 | 0 | 0 | 0 | 0 | 0 | 0 | 0 | 0 | 0 | 0 | 0 | 0 | 0 | 0 | 0 | 0 | 0 | 0
114 | Ellis | Greater_LA | SCE Metro | {'Huntington Beach': [3.4, 389.0], 'Johanna': [5.6, 127.0], 'Barre': [8.8, 381.0], 'Lewis': [8.9, 348.0], 'Santiago': [10.2, 25.0], 'Alamitos': [10.5, 379.0], 'Villa Park': [10.9, 22.0], 'Serrano': [13.3, 21.0], 'Del Amo': [14.3, 372.0], 'Long Beach': [17.2, 365.0], 'Viejo': [17.4, 24.0], 'Harborgen': [17.6, 365.0], 'Trabuco': [17.7, 24.0], 'Olinda': [18.0, 5.0], 'Hinson': [18.6, 365.0], 'Lighthipe': [19.0, 365.0], 'Center': [19.2, 365.0], 'Arcogen': [19.5, 365.0], 'Capistrano': [20.0, 24.0], 'Margarita': [20.4, 24.0], 'Walnut': [22.3, 0.0], 'Laguna Bell': [23.2, 365.0], 'La Fresa': [25.8, 365.0], 'Mesa': [26.1, 80.0], 'Chino': [26.4, 0.0], 'Talega': [26.8, 10.0], 'Redondo': [28.0, 365.0], 'El Nido': [28.7, 365.0], 'Lee Lake (Proposed)': [28.8, 0.0], 'Rio Hondo': [29.0, 0.0], 'Chevmain': [30.4, 364.0], 'Mira Loma': [31.1, 0.0], 'San Onofre': [31.3, 9.0], 'El Segundo': [31.6, 364.0], 'Goodrich': [33.2, 0.0], 'La Cienega': [33.2, 214.0], 'Padua': [34.7, 0.0], 'Rancho Vista': [36.4, 0.0], 'Etiwanda': [36.7, 0.0], 'Gould': [39.5, 0.0]} | 1153.3297 | 362.4202 | 0.31424 | 790.9095 | 0.68576 | 0 | 0 | 0 | 0 | 0 | 0 | 0 | 0 | 0 | 0 | 0 | 0 | 0 | 0 | 8.9877 | 0.0077928 | 1144.342 | 195.9422 | 0.16989 | 957.3875 | 715.2617 | 0.62017 | 438.0681 | 724.2493 | 0.62796 | 429.0804 | 0 | 0 | 1153.3297 | 31.2094 | 0.02706 | 1122.1203
81 | El Nido | Greater_LA | SCE Metro | {'Chevmain': [1.8, 398.0], 'La Fresa': [2.9, 390.0], 'El Segundo': [3.0, 398.0], 'Redondo': [3.4, 398.0], 'La Cienega': [7.2, 247.0], 'Arcogen': [9.2, 387.0], 'Hinson': [10.1, 387.0], 'Lighthipe': [11.4, 387.0], 'Harborgen': [11.6, 386.0], 'Long Beach': [12.4, 385.0], 'Laguna Bell': [14.1, 376.0], 'Center': [15.5, 377.0], 'Del Amo': [16.2, 385.0], 'Mesa': [18.0, 80.0], 'Alamitos': [18.2, 385.0], 'Barre': [23.3, 367.0], 'Goodrich': [24.1, 0.0], 'Gould': [24.9, 0.0], 'Walnut': [25.5, 0.0], 'Olinda': [26.2, 5.0], 'Rio Hondo': [26.8, 0.0], 'Lewis': [27.9, 328.0], 'Huntington Beach': [28.5, 367.0], 'Ellis': [28.7, 365.0], 'Sylmar-Pac Intertie': [29.2, 3.0], 'Villa Park': [31.5, 3.0], 'Johanna': [32.5, 103.0], 'Serrano': [33.9, 2.0], 'Saugus': [38.1, 0.0], 'Santiago': [38.3, 2.0], 'Pardee': [39.3, 0.0]} | 944.9501 | 376.9697 | 0.39893 | 567.9805 | 0.60107 | 0 | 0 | 0 | 0 | 0 | 0 | 0 | 0 | 0 | 0 | 0.18936 | 0.00020039 | 0 | 0 | 2.4676 | 0.0026114 | 942.4825 | 136.5948 | 0.14455 | 808.3554 | 493.8348 | 0.5226 | 451.1154 | 496.3024 | 0.52522 | 448.6478 | 0 | 0 | 944.9501 | 0.047952 | 5.0746e-05 | 944.9022
41 | El Segundo | Greater_LA | SCE Metro | {'Chevmain': [1.2, 401.0], 'El Nido': [3.0, 398.0], 'Redondo': [4.6, 396.0], 'La Fresa': [5.8, 388.0], 'La Cienega': [6.9, 249.0], 'Arcogen': [12.1, 386.0], 'Hinson': [13.1, 385.0], 'Harborgen': [14.4, 385.0], 'Lighthipe': [14.4, 385.0], 'Long Beach': [15.0, 384.0], 'Laguna Bell': [16.5, 375.0], 'Center': [18.3, 375.0], 'Del Amo': [19.2, 384.0], 'Mesa': [20.0, 80.0], 'Alamitos': [21.1, 384.0], 'Goodrich': [25.5, 0.0], 'Gould': [25.5, 0.0], 'Barre': [26.3, 366.0], 'Sylmar-Pac Intertie': [27.7, 3.0], 'Walnut': [28.0, 0.0], 'Rio Hondo': [28.8, 0.0], 'Olinda': [28.9, 4.0], 'Lewis': [30.9, 327.0], 'Huntington Beach': [31.4, 366.0], 'Ellis': [31.6, 364.0], 'Villa Park': [34.5, 2.0], 'Johanna': [35.5, 102.0], 'Saugus': [36.5, 0.0], 'Serrano': [36.8, 0.0], 'Moorpark': [37.6, 1.0], 'Pardee': [37.7, 0.0]} | 869.8318 | 379.1207 | 0.43586 | 490.7112 | 0.56414 | 0 | 0 | 0 | 0 | 0 | 0 | 0 | 0 | 0 | 0 | 0.18936 | 0.0002177 | 0 | 0 | 2.742 | 0.0031523 | 867.0899 | 83.9191 | 0.096477 | 785.9127 | 418.8807 | 0.48157 | 450.9512 | 421.6227 | 0.48472 | 448.2092 | 0 | 0 | 869.8318 | 0.16723 | 0.00019226 | 869.6646
142 | Encina | Greater_SD | SDGE Imperial | {'Palomar Airport': [2.9, 29.0], 'San Luis Rey': [5.1, 29.0], 'Escondido': [12.7, 29.0], 'Penasquitos': [16.5, 5.0], 'San Onofre': [20.4, 24.0], 'Sycamore Canyon': [23.3, 2.0], 'Kearny': [24.0, 2.0], 'Talega': [25.7, 10.0], 'Mission': [26.9, 1.0], 'Old Town': [26.9, 1.0], 'Capistrano': [32.2, 0.0], 'Silvergate': [32.4, 0.0], 'Margarita': [33.1, 0.0], 'Trabuco': [35.3, 0.0], 'Miguel': [37.7, 0.0], 'Bay Boulevard': [39.0, 0.0]} | 216.9945 | 26.1496 | 0.12051 | 190.845 | 0.87949 | 0 | 0 | 0 | 0 | 0 | 0.090055 | 0.00041501 | 0 | 0 | 0 | 2.6874 | 0.012385 | 0 | 0 | 33.7218 | 0.1554 | 183.2727 | 170.1746 | 0.78423 | 46.8199 | 177.5321 | 0.81814 | 39.4624 | 177.5321 | 0.81814 | 39.4624 | 0 | 0 | 216.9945 | 32.2771 | 0.14875 | 184.7174
143 | Escondido | Greater_SD | SDGE Imperial | {'Palomar Airport': [9.9, 29.0], 'Encina': [12.7, 29.0], 'San Luis Rey': [13.9, 29.0], 'Sycamore Canyon': [15.2, 2.0], 'Penasquitos': [15.5, 5.0], 'Kearny': [20.2, 2.0], 'Mission': [23.6, 1.0], 'Old Town': [25.2, 1.0], 'Silvergate': [29.7, 0.0], 'San Onofre': [30.4, 24.0], 'Miguel': [31.8, 0.0], 'Suncrest': [33.3, 0.0], 'Talega': [34.7, 10.0], 'Bay Boulevard': [35.6, 0.0], 'Otay Mesa': [39.8, 0.0]} | 201.8398 | 26.1496 | 0.12956 | 175.6903 | 0.87044 | 0 | 0 | 0 | 0 | 0 | 0.090055 | 0.00044617 | 0 | 0 | 0 | 0 | 0 | 0 | 0 | 33.7218 | 0.16707 | 168.118 | 156.5936 | 0.77583 | 45.2462 | 162.4108 | 0.80465 | 39.429 | 162.4108 | 0.80465 | 39.429 | 0 | 0 | 201.8398 | 31.9142 | 0.15812 | 169.9257
10 | Etiwanda | Greater_Kramer | SCE Eastern | {'Rancho Vista': [0.4, 0.0], 'Mira Loma': [6.0, 0.0], 'Padua': [6.8, 0.0], 'Chino': [10.7, 0.0], 'Vista': [12.4, 0.0], 'San Bernardino': [16.6, 0.0], 'Lugo': [21.2, 0.0], 'Serrano': [23.4, 0.0], 'Lee Lake (Proposed)': [23.8, 0.0], 'Olinda': [24.7, 0.0], 'Walnut': [24.9, 0.0], 'Villa Park': [25.8, 0.0], 'Rio Hondo': [26.0, 0.0], 'El Casco': [27.2, 0.0], 'Lewis': [28.8, 0.0], 'Victor': [29.7, 0.0], 'Viejo': [29.8, 0.0], 'Johanna': [31.9, 0.0], 'Valley': [32.1, 0.0], 'Goodrich': [32.4, 0.0], 'Santiago': [32.4, 0.0], 'Barre': [32.5, 0.0], 'Mesa': [33.7, 0.0], 'Roadway': [34.2, 0.0], 'Center': [35.0, 0.0], 'Laguna Bell': [36.5, 0.0], 'Del Amo': [36.7, 0.0], 'Ellis': [36.7, 0.0], 'Trabuco': [37.2, 0.0], 'Margarita': [37.6, 0.0], 'Gould': [38.9, 0.0], 'Alamitos': [39.7, 0.0], 'Lighthipe': [39.9, 0.0]} | 7490.2617 | 0 | 0 | 0 | 0 | 0 | 0 | 0 | 0 | 0 | 0 | 0 | 0 | 0 | 0 | 3733.4558 | 0.49844 | 2809.1987 | 0.37505 | 4653.8833 | 0.62132 | 2836.3784 | 4692.8613 | 0.62653 | 2797.4004 | 4476.481 | 0.59764 | 3013.7808 | 7394.4858 | 0.98721 | 95.7759 | 3484.2458 | 0.46517 | 4006.0159 | 47.051 | 0.0062816 | 7443.2108
270 | Excelsior | Central_Valley_North_Los_Banos | PGE Fresno | {'Schindler': [5.2, 0.0], 'Cantua': [6.5, 0.0], 'Helm': [13.6, 0.0], 'Tranquility': [16.3, 0.0], 'Gates': [18.8, 0.0], 'Mc Mullin': [19.0, 0.0], 'Mustang': [20.9, 0.0], 'Henrietta': [21.3, 0.0], 'Cheney': [23.2, 0.0], 'Leprino': [24.8, 0.0], 'Mendota': [25.5, 0.0], 'Panoche': [26.2, 0.0], 'Kearney (New)': [28.7, 0.0], 'Avenal': [29.8, 0.0], 'West Fresno': [31.8, 0.0], 'Newhall': [32.7, 0.0], 'GWF Hanford': [33.7, 0.0], 'California Ave': [34.1, 0.0], 'Malaga': [34.6, 0.0], 'Gregg': [35.8, 0.0], 'McCall': [36.0, 0.0], 'Kingsburg': [36.6, 0.0], 'Cal Flats': [36.9, 0.0], 'Borden': [38.6, 0.0]} | 263.9852 | 0 | 0 | 0 | 0 | 0 | 0 | 0 | 0 | 0 | 0 | 0 | 0 | 0 | 0 | 170.5281 | 0.64598 | 75.5773 | 0.28629 | 263.9852 | 1 | 0 | 0 | 0 | 263.9852 | 26.707 | 0.10117 | 237.2782 | 263.9852 | 1 | 0 | 192.7034 | 0.72998 | 71.2818 | 0 | 0 | 263.9852
302 | Fink (Proposed) | Central_Valley_North_Los_Banos | PGE Fresno | {'Crow Creek': [0.4, 0.0], 'Miller': [8.1, 0.0], 'Westley': [14.9, 0.0], 'Quinto': [17.7, 0.0], 'Los Banos': [22.8, 0.0], 'Ripon': [26.7, 0.0], 'Riverbank': [30.4, 0.0], 'Vierra': [30.5, 0.0], 'Warnerville': [31.7, 0.0], 'Tesla': [33.2, 0.0], 'Llagas': [33.9, 0.0], 'Metcalf 1': [34.5, 0.0], 'Midway Green Ridge Services': [34.7, 0.0], 'Metcalf Energy Center': [34.8, 0.0], 'Merced': [36.6, 0.0], 'Hollister': [37.9, 0.0], 'Weber': [38.4, 0.0], 'Kelso': [38.9, 0.0], 'Delta Pumps': [39.7, 0.0]} | 6600.5166 | 0 | 0 | 0 | 0 | 0 | 0 | 0 | 0 | 0 | 2.8667 | 0.00043432 | 0 | 0 | 0 | 2504.4592 | 0.37943 | 4096.0571 | 0.62057 | 6391.877 | 0.96839 | 208.6396 | 1455.5356 | 0.22052 | 5144.981 | 2915.2888 | 0.44168 | 3685.2278 | 6516.6377 | 0.98729 | 83.8789 | 6582.7817 | 0.99731 | 17.7349 | 0.81105 | 0.00012288 | 6599.7056
177 | Fulton | Mendocino_Marin | PGE NGBA | {'Bellevue': [8.6, 58.0], 'Penngrove': [13.3, 58.0], 'Geysers Tap 1': [17.7, 0.0], 'Lakeville': [19.6, 58.0], 'Eagle Rock': [23.0, 0.0], 'Cloverdale': [24.7, 0.0], 'Ignacio': [31.4, 58.0], 'Tulucay': [31.8, 0.0], 'Hopland': [37.1, 0.0], 'Carquinez': [39.5, 0.0]} | 9876.9443 | 58.6909 | 0.0059422 | 9818.2539 | 0.99406 | 0 | 0 | 0 | 0 | 0 | 238.5167 | 0.024149 | 0 | 0 | 0 | 2867.2961 | 0.2903 | 0 | 0 | 8918.6152 | 0.90297 | 958.3291 | 4307.6675 | 0.43613 | 5569.2769 | 6593.4395 | 0.66756 | 3283.5049 | 9593.6582 | 0.97132 | 283.2861 | 6659.0366 | 0.6742 | 3217.9077 | 300.7776 | 0.030452 | 9576.1667
20 | Gates | Central_Valley_North_Los_Banos | PGE Fresno | {'Avenal': [11.2, 38.0], 'Mustang': [13.1, 0.0], 'Henrietta': [14.2, 0.0], 'Leprino': [17.7, 0.0], 'Schindler': [18.1, 0.0], 'Excelsior': [18.8, 0.0], 'Cal Flats': [21.7, 38.0], 'Cantua': [23.3, 0.0], 'Arco': [27.8, 0.0], 'GWF Hanford': [28.1, 0.0], 'Waukena': [30.6, 0.0], 'Helm': [31.3, 0.0], 'Corcoran': [31.8, 0.0], 'Mc Mullin': [32.2, 0.0], 'Gates-Midway (Proposed)': [32.4, 0.0], 'Cholame': [33.5, 38.0], 'Tranquility': [34.7, 0.0], 'Kingsburg': [38.6, 0.0], 'Alpaugh': [39.3, 0.0]} | 597.1604 | 36.2612 | 0.060723 | 560.8992 | 0.93928 | 0 | 0 | 0 | 0 | 0 | 0 | 0 | 0 | 0 | 0 | 501.5402 | 0.83988 | 77.7404 | 0.13018 | 462.0792 | 0.77379 | 135.0812 | 0 | 0 | 597.1604 | 38.9126 | 0.065163 | 558.2478 | 462.0792 | 0.77379 | 135.0812 | 489.547 | 0.81979 | 107.6134 | 0.199 | 0.00033325 | 596.9614
303 | Gates-Midway (Proposed) | Central_Valley_North_Los_Banos | PGE Kern | {'Arco': [8.7, 0.0], 'Goose Lake': [15.8, 0.0], 'Smyrna': [17.5, 0.0], 'Olive': [19.4, 0.0], 'Alpaugh': [21.2, 0.0], 'Semitropic': [21.8, 0.0], 'Kernridge': [23.2, 0.0], 'Avenal': [24.4, 0.0], 'Corcoran': [25.5, 0.0], 'Waukena': [26.9, 0.0], 'Charca': [27.0, 0.0], 'Temblor': [27.5, 0.0], 'Caliente': [28.9, 0.0], 'Shafter': [30.7, 0.0], 'Midway': [31.0, 0.0], 'Carrizo Plains': [31.7, 0.0], 'Solar': [32.1, 0.0], 'Leprino': [32.2, 0.0], 'Cal Flats': [32.3, 0.0], 'Gates': [32.4, 0.0], 'Mustang': [32.6, 0.0], 'Cholame': [33.0, 0.0], 'Henrietta': [33.1, 0.0], 'GWF Hanford': [34.5, 0.0], 'Rio Bravo': [36.3, 0.0], 'Vestal': [38.0, 0.0], 'Lerdo': [39.1, 0.0]} | 0 | 0 | 0 | 0 | 0 | 0 | 0 | 0 | 0 | 0 | 0 | 0 | 0 | 0 | 0 | 0 | 0 | 0 | 0 | 0 | 0 | 0 | 0 | 0 | 0 | 0 | 0 | 0 | 0 | 0 | 0 | 0 | 0 | 0 | 0 | 0 | 0
269 | Geysers | Mendocino_Marin | PGE NGBA | {'Eagle Rock': [6.0, 22.0], 'Cloverdale': [14.1, 0.0], 'Fulton': [17.7, 0.0], 'Hopland': [23.2, 0.0], 'Bellevue': [26.0, 0.0], 'Penngrove': [30.6, 0.0], 'Ukiah': [35.7, 0.0], 'Lakeville': [36.0, 0.0], 'Cortina': [38.2, 0.0], 'Calpella': [38.6, 0.0]} | 15721.4834 | 22.267 | 0.0014163 | 15699.2168 | 0.99858 | 0 | 0 | 0 | 0 | 0 | 176.6462 | 0.011236 | 28.5912 | 0.0018186 | 0 | 4316.2461 | 0.27454 | 9008.9443 | 0.57303 | 14169.6934 | 0.90129 | 1551.79 | 5809.9077 | 0.36955 | 9911.5757 | 11963.1016 | 0.76094 | 3758.3818 | 15329.9678 | 0.9751 | 391.5156 | 7729.3335 | 0.49164 | 7992.1499 | 153.5393 | 0.0097662 | 15567.9441
35 | Glenn | Northern_California | PGE NGBA | {'Logan Creek': [17.7, 31.0], 'Delevan': [29.1, 0.0], 'Table Mt.': [30.7, 0.0], 'Thermalito': [32.7, 0.0], 'Wyandotte': [37.7, 0.0]} | 8415.1104 | 536.8426 | 0.063795 | 7878.2676 | 0.9362 | 0 | 0 | 0 | 0 | 0 | 416.6555 | 0.049513 | 45.706 | 0.0054314 | 0 | 8312.7207 | 0.98783 | 0 | 0 | 4046.915 | 0.48091 | 4368.1953 | 44.9453 | 0.005341 | 8370.165 | 1008.4542 | 0.11984 | 7406.6561 | 4848.0928 | 0.57612 | 3567.0176 | 4684.3042 | 0.55665 | 3730.8062 | 2187.2085 | 0.25991 | 6227.9019
129 | Gold Hill | Solano | PGE NGBA | {'Pleasant Grove': [14.6, 0.0], 'Placerville': [19.7, 0.0], 'Rio Oso': [26.2, 0.0], 'Higgins': [26.8, 0.0], 'Camanche': [31.3, 0.0], 'Davis': [33.2, 0.0], 'Woodland': [33.7, 0.0], 'Rancho Seco - Bellota (Proposed)': [37.0, 0.0], 'Olivehurst': [37.1, 0.0], 'Lockeford': [37.3, 0.0], 'Grand Island': [38.3, 0.0], 'Brunswick': [40.0, 0.0]} | 0 | 0 | 0 | 0 | 0 | 0 | 0 | 0 | 0 | 0 | 0 | 0 | 0 | 0 | 0 | 0 | 0 | 0 | 0 | 0 | 0 | 0 | 0 | 0 | 0 | 0 | 0 | 0 | 0 | 0 | 0 | 0 | 0 | 0 | 0 | 0 | 0
165 | Goleta | Kern_Greater_Carrizo | SCE Northern | {'Cabrillo': [33.7, 15.0], 'Sisquoc': [38.0, 0.0]} | 3155.5273 | 330.8009 | 0.10483 | 2824.7266 | 0.89517 | 0 | 0 | 0 | 0 | 0 | 29.2269 | 0.0092621 | 0 | 0 | 0 | 2377.3652 | 0.7534 | 305.5648 | 0.096835 | 2535.2937 | 0.80345 | 620.2336 | 0 | 0 | 3155.5273 | 90.583 | 0.028706 | 3064.9444 | 2625.8765 | 0.83215 | 529.6509 | 1783.7477 | 0.56528 | 1371.7797 | 89.6641 | 0.028415 | 3065.8633
82 | Goodrich | Greater_LA | SCE Metro | {'Rio Hondo': [6.9, 0.0], 'Gould': [7.5, 0.0], 'Mesa': [8.0, 0.0], 'Laguna Bell': [12.6, 0.0], 'Walnut': [12.6, 0.0], 'Center': [15.4, 0.0], 'Olinda': [17.0, 0.0], 'Lighthipe': [19.3, 0.0], 'La Cienega': [19.6, 0.0], 'Del Amo': [20.9, 0.0], 'Vincent': [23.1, 0.0], 'La Fresa': [24.0, 0.0], 'El Nido': [24.1, 0.0], 'Hinson': [24.2, 0.0], 'Barre': [24.4, 0.0], 'Arcogen': [24.7, 0.0], 'Chevmain': [24.9, 0.0], 'El Segundo': [25.5, 0.0], 'Chino': [25.7, 0.0], 'Padua': [25.8, 0.0], 'Sylmar-Pac Intertie': [25.9, 0.0], 'Lewis': [26.0, 0.0], 'Alamitos': [26.6, 0.0], 'Harborgen': [26.9, 0.0], 'Redondo': [27.1, 0.0], 'Villa Park': [27.3, 0.0], 'Long Beach': [27.7, 0.0], 'Serrano': [28.1, 0.0], 'Mira Loma': [31.6, 0.0], 'Rancho Vista': [32.0, 0.0], 'Etiwanda': [32.4, 0.0], 'Johanna': [33.1, 0.0], 'Ellis': [33.2, 0.0], 'Saugus': [33.6, 0.0], 'Pardee': [34.6, 0.0], 'Huntington Beach': [35.4, 0.0], 'Santiago': [38.2, 0.0], 'Antelope': [38.9, 0.0]} | 0 | 0 | 0 | 0 | 0 | 0 | 0 | 0 | 0 | 0 | 0 | 0 | 0 | 0 | 0 | 0 | 0 | 0 | 0 | 0 | 0 | 0 | 0 | 0 | 0 | 0 | 0 | 0 | 0 | 0 | 0 | 0 | 0 | 0 | 0 | 0 | 0
47 | Goose Lake | Central_Valley_North_Los_Banos | PGE Kern | {'Semitropic': [8.0, 0.0], 'Smyrna': [10.6, 0.0], 'Kernridge': [14.2, 0.0], 'Charca': [14.3, 0.0], 'Midway': [15.4, 0.0], 'Gates-Midway (Proposed)': [15.8, 0.0], 'Shafter': [15.9, 0.0], 'Temblor': [16.5, 0.0], 'Rio Bravo': [21.1, 0.0], 'Olive': [21.8, 0.0], 'Arco': [22.3, 0.0], 'Tupman': [24.4, 0.0], 'Caliente': [24.4, 0.0], 'Lerdo': [25.1, 0.0], 'Alpaugh': [25.9, 0.0], 'Norco': [26.6, 0.0], '7th Standard': [27.6, 0.0], 'Renfro': [27.7, 0.0], 'Elk Hills': [28.3, 0.0], 'Carrizo Plains': [30.1, 0.0], 'Solar': [31.0, 0.0], 'Kern Power': [31.2, 0.0], 'Tevis': [32.0, 0.0], 'Rosedale': [32.2, 0.0], 'Vestal': [32.4, 0.0], 'Taft': [32.6, 0.0], 'Kern Oil': [33.4, 0.0], 'West Park': [34.2, 0.0], 'Sycamore': [34.7, 0.0], 'Stockdale': [34.9, 0.0], 'Corcoran': [35.1, 0.0], 'Poso Mt.': [35.1, 0.0], 'Bakersfield': [35.6, 0.0], 'Waukena': [37.1, 0.0], 'Midway - Wheeler Ridge (Proposed)': [37.5, 0.0], 'Columbus': [38.7, 0.0], 'Avenal': [39.8, 0.0]} | 0 | 0 | 0 | 0 | 0 | 0 | 0 | 0 | 0 | 0 | 0 | 0 | 0 | 0 | 0 | 0 | 0 | 0 | 0 | 0 | 0 | 0 | 0 | 0 | 0 | 0 | 0 | 0 | 0 | 0 | 0 | 0 | 0 | 0 | 0 | 0 | 0
83 | Gould | Greater_LA | SCE Metro | {'Goodrich': [7.5, 0.0], 'Mesa': [13.4, 0.0], 'Rio Hondo': [14.3, 0.0], 'Laguna Bell': [17.1, 0.0], 'Vincent': [18.7, 2280.0], 'La Cienega': [18.8, 0.0], 'Sylmar-Pac Intertie': [18.8, 821.0], 'Walnut': [20.0, 0.0], 'Center': [20.7, 0.0], 'Lighthipe': [23.5, 0.0], 'Olinda': [24.3, 0.0], 'El Nido': [24.9, 0.0], 'Chevmain': [25.2, 0.0], 'El Segundo': [25.5, 0.0], 'La Fresa': [25.6, 0.0], 'Saugus': [26.2, 656.0], 'Del Amo': [26.3, 0.0], 'Pardee': [27.2, 502.0], 'Hinson': [27.8, 0.0], 'Arcogen': [28.0, 0.0], 'Redondo': [28.2, 0.0], 'Harborgen': [30.6, 0.0], 'Barre': [30.8, 0.0], 'Long Beach': [31.5, 0.0], 'Alamitos': [31.9, 0.0], 'Padua': [32.1, 0.0], 'Antelope': [32.8, 2275.0], 'Lewis': [32.9, 0.0], 'Chino': [33.0, 0.0], 'Villa Park': [34.5, 0.0], 'Serrano': [35.4, 0.0], 'Rancho Vista': [38.5, 0.0], 'Mira Loma': [38.6, 0.0], 'Etiwanda': [38.9, 0.0], 'Ellis': [39.5, 0.0], 'Johanna': [39.9, 0.0]} | 3768.4177 | 2276.5854 | 0.60412 | 1491.8323 | 0.39588 | 0 | 0 | 0 | 0 | 0 | 0 | 0 | 0 | 0 | 0 | 2110.5923 | 0.56007 | 0 | 0 | 106.8791 | 0.028362 | 3661.5387 | 0 | 0 | 3768.4177 | 0 | 0 | 3768.4177 | 106.8791 | 0.028362 | 3661.5387 | 1408.4315 | 0.37375 | 2359.9862 | 7.6416 | 0.0020278 | 3760.7761
130 | Grand Island | Solano | PGE NGBA | {'Shiloh III': [14.6, 29350.0], 'Birds Landing': [15.0, 29347.0], 'Eight Mile': [16.6, 3992.0], 'Contra Costa': [19.1, 28238.0], 'Peabody': [21.0, 27948.0], 'Stagg': [21.1, 1626.0], 'Vaca-Dixon & Gc Yard': [21.4, 14820.0], 'Pittsburg': [21.4, 28238.0], 'Lone Tree': [21.8, 28231.0], 'Brentwood': [22.1, 24050.0], 'Kirker': [22.5, 28238.0], 'Davis': [23.0, 1112.0], 'Lockeford': [24.7, 0.0], 'Clayton': [28.6, 21612.0], 'Weber': [28.8, 57.0], 'Delta Pumps': [29.8, 413.0], 'Putah Creek': [29.8, 1112.0], 'Kelso': [30.0, 327.0], 'Camanche': [30.8, 0.0], 'Woodland': [32.2, 23.0], 'Martinez': [32.3, 13665.0], 'Rancho Seco - Bellota (Proposed)': [33.0, 0.0], 'Vierra': [34.6, 0.0], 'Bellota': [34.7, 0.0], 'Midway Green Ridge Services': [34.9, 0.0], 'Cayetano': [35.4, 0.0], 'Tesla': [35.9, 0.0], 'Madison': [36.6, 0.0], 'Tulucay': [36.8, 0.0], 'Carquinez': [37.1, 112.0], 'Gold Hill': [38.3, 0.0]} | 131712.8594 | 29321.8398 | 0.22262 | 102391.0156 | 0.77738 | 0 | 0 | 0 | 0 | 0 | 44832.0312 | 0.34038 | 31128.7461 | 0.23634 | 0 | 63648.9727 | 0.48324 | 0 | 0 | 15430.4355 | 0.11715 | 116282.4238 | 39332.4258 | 0.29862 | 92380.4336 | 41691.8984 | 0.31654 | 90020.9609 | 56103 | 0.42595 | 75609.8594 | 3721.0991 | 0.028252 | 127991.7603 | 25465.8945 | 0.19334 | 106246.9648
214 | Green Ridge Midway | Solano | PGE GBA | {'Tesla': [1.6, 96.0], 'Kelso': [5.0, 96.0], 'Delta Pumps': [5.4, 96.0], 'Cayetano': [10.1, 96.0], 'Brentwood': [14.2, 96.0], 'Vierra': [17.8, 0.0], 'Lone Tree': [17.9, 96.0], 'Contra Costa': [21.7, 96.0], 'Stagg': [22.5, 0.0], 'Weber': [23.2, 0.0], 'Westley': [23.2, 0.0], 'Ripon': [24.2, 0.0], 'Eight Mile': [25.7, 0.0], 'Clayton': [25.7, 96.0], 'Newark': [26.8, 0.0], 'Kirker': [26.8, 96.0], 'Pittsburg': [27.3, 96.0], 'Los Esteros': [28.0, 0.0], 'Eastshore': [29.8, 0.0], 'Birds Landing': [30.5, 75.0], 'Scott': [31.4, 0.0], 'Shiloh III': [33.7, 75.0], 'Fink (Proposed)': [34.7, 0.0], 'Crow Creek': [34.7, 0.0], 'Grand Island': [34.9, 0.0], 'Martinez': [35.1, 75.0], 'Lockeford': [35.7, 0.0], 'Metcalf 1': [35.7, 0.0], 'Metcalf Energy Center': [36.0, 0.0], 'Bellota': [37.1, 0.0], 'Riverbank': [37.3, 0.0], 'Hicks': [38.1, 0.0]} | 46694.9648 | 96.1201 | 0.0020585 | 46598.8438 | 0.99794 | 0 | 0 | 0 | 0 | 0 | 792.8136 | 0.016979 | 1025.8906 | 0.02197 | 0 | 41178.3984 | 0.88186 | 2883.2908 | 0.061747 | 41877.043 | 0.89682 | 4817.9219 | 32322.3242 | 0.6922 | 14372.6406 | 38255.6641 | 0.81927 | 8439.3008 | 46434.582 | 0.99442 | 260.3828 | 19473.2402 | 0.41703 | 27221.7246 | 1409.6012 | 0.030187 | 45285.3636
98 | Gregg | Central_Valley_North_Los_Banos | PGE Fresno | {'Borden': [6.1, 0.0], 'Kearney (New)': [10.3, 0.0], 'West Fresno': [10.8, 0.0], 'California Ave': [12.5, 0.0], 'Malaga': [15.3, 0.0], 'Mc Mullin': [18.4, 0.0], 'Sanger': [19.7, 0.0], 'McCall': [22.7, 0.0], 'Newhall': [22.8, 0.0], 'Helm': [23.1, 0.0], 'Dairyland': [26.1, 0.0], 'Le Grand': [30.2, 0.0], 'Wahtoke': [30.5, 0.0], 'Kingsburg': [31.3, 0.0], 'Mendota': [31.4, 0.0], 'Tranquility': [32.6, 0.0], 'Schindler': [33.5, 0.0], 'Reedley': [34.5, 0.0], 'Excelsior': [35.8, 0.0], 'Cheney': [37.3, 0.0], 'Cantua': [37.6, 0.0], 'Panoche': [39.3, 0.0]} | 0 | 0 | 0 | 0 | 0 | 0 | 0 | 0 | 0 | 0 | 0 | 0 | 0 | 0 | 0 | 0 | 0 | 0 | 0 | 0 | 0 | 0 | 0 | 0 | 0 | 0 | 0 | 0 | 0 | 0 | 0 | 0 | 0 | 0 | 0 | 0 | 0
249 | Grimway | Central_Valley_North_Los_Banos | PGE Kern | {'Lamont': [3.4, 0.0], 'Unknown - 3327': [3.4, 0.0], 'Magunden': [8.6, 0.0], 'Columbus': [11.3, 0.0], 'Cal Water': [12.3, 0.0], 'Bakersfield': [12.6, 0.0], 'Stockdale': [12.6, 0.0], 'Wheeler Ridge': [12.7, 0.0], 'West Park': [13.4, 0.0], 'Rosedale': [15.2, 0.0], 'Sycamore': [15.9, 0.0], 'Tevis': [15.9, 0.0], 'Kern Oil': [16.1, 0.0], 'Kern Power': [16.2, 0.0], 'Renfro': [19.7, 0.0], '7th Standard': [20.2, 0.0], 'Pastoria': [21.6, 0.0], 'Poso Mt.': [22.2, 0.0], 'Lerdo': [24.0, 0.0], 'Tupman': [24.3, 0.0], 'Midway - Wheeler Ridge (Proposed)': [24.6, 0.0], 'Norco': [25.5, 0.0], 'Rio Bravo': [26.3, 0.0], 'Highwind': [29.1, 0.0], 'Elk Hills': [29.2, 0.0], 'Shafter': [31.7, 0.0], 'Bailey': [32.8, 0.0], 'Midway': [35.1, 0.0], 'Windhub': [35.9, 0.0], 'Taft': [36.0, 0.0], 'Whirlwind': [36.0, 0.0], 'Charca': [36.1, 0.0]} | 988.3218 | 0.1074 | 0.00010867 | 988.2144 | 0.99989 | 0 | 0 | 0 | 0 | 0 | 0 | 0 | 0 | 0 | 0 | 187.1606 | 0.18937 | 801.1613 | 0.81063 | 553.2437 | 0.55978 | 435.0781 | 29.9925 | 0.030347 | 958.3294 | 89.3945 | 0.090451 | 898.9274 | 553.2437 | 0.55978 | 435.0781 | 857.1608 | 0.86729 | 131.161 | 0 | 0 | 988.3218
243 | GWF Hanford Sw Sta | Central_Valley_North_Los_Banos | PGE Fresno | {'Waukena': [9.9, 0.0], 'Leprino': [10.6, 0.0], 'Corcoran': [12.2, 0.0], 'Henrietta': [14.4, 0.0], 'Mustang': [15.4, 0.0], 'Kingsburg': [15.5, 0.0], 'Rector': [22.6, 0.0], 'McCall': [23.6, 0.0], 'Alpaugh': [23.7, 0.0], 'Wahtoke': [26.2, 0.0], 'Reedley': [27.6, 0.0], 'Olive': [28.0, 0.0], 'Gates': [28.1, 0.0], 'Schindler': [28.9, 0.0], 'Mc Mullin': [29.3, 0.0], 'Malaga': [29.6, 0.0], 'Sanger': [30.3, 0.0], 'California Ave': [31.7, 0.0], 'West Fresno': [32.4, 0.0], 'Kearney (New)': [32.8, 0.0], 'Avenal': [33.1, 0.0], 'Excelsior': [33.7, 0.0], 'Gates-Midway (Proposed)': [34.5, 0.0], 'Helm': [36.9, 0.0], 'Arco': [37.2, 0.0], 'Smyrna': [39.6, 0.0]} | 0 | 0 | 0 | 0 | 0 | 0 | 0 | 0 | 0 | 0 | 0 | 0 | 0 | 0 | 0 | 0 | 0 | 0 | 0 | 0 | 0 | 0 | 0 | 0 | 0 | 0 | 0 | 0 | 0 | 0 | 0 | 0 | 0 | 0 | 0 | 0 | 0
84 | Harborgen | Greater_LA | SCE Metro | {'Long Beach': [0.9, 385.0], 'Arcogen': [2.8, 386.0], 'Hinson': [2.8, 386.0], 'Alamitos': [7.5, 385.0], 'Lighthipe': [7.6, 386.0], 'La Fresa': [8.7, 386.0], 'Del Amo': [8.9, 385.0], 'Redondo': [10.4, 386.0], 'El Nido': [11.6, 386.0], 'Center': [12.5, 377.0], 'Chevmain': [13.2, 385.0], 'Barre': [14.3, 367.0], 'Laguna Bell': [14.3, 376.0], 'El Segundo': [14.4, 385.0], 'Huntington Beach': [17.0, 367.0], 'La Cienega': [17.6, 233.0], 'Ellis': [17.6, 365.0], 'Mesa': [19.0, 80.0], 'Lewis': [19.0, 328.0], 'Olinda': [21.0, 5.0], 'Johanna': [22.0, 103.0], 'Walnut': [22.5, 0.0], 'Villa Park': [22.8, 3.0], 'Serrano': [25.4, 2.0], 'Rio Hondo': [26.6, 0.0], 'Goodrich': [26.9, 0.0], 'Santiago': [27.6, 2.0], 'Gould': [30.6, 0.0], 'Viejo': [34.6, 0.0], 'Chino': [35.0, 0.0], 'Trabuco': [35.2, 0.0], 'Capistrano': [37.2, 0.0], 'Margarita': [38.0, 0.0], 'Sylmar-Pac Intertie': [39.5, 0.0]} | 1039.1211 | 363.5546 | 0.34987 | 675.5665 | 0.65013 | 0 | 0 | 0 | 0 | 0 | 0 | 0 | 0 | 0 | 0 | 0 | 0 | 0 | 0 | 0 | 0 | 1039.1211 | 230.8622 | 0.22217 | 808.2589 | 610.1227 | 0.58715 | 428.9984 | 610.1227 | 0.58715 | 428.9984 | 0 | 0 | 1039.1211 | 25.3435 | 0.024389 | 1013.7776
310 | Harry Allen | Nevada |  | {'Desert View': [26.7, 0.0], 'Mead': [34.6, 0.0], 'Sloan Canyon': [38.8, 0.0]} | 0 | 0 | 0 | 0 | 0 | 0 | 0 | 0 | 0 | 0 | 0 | 0 | 0 | 0 | 0 | 0 | 0 | 0 | 0 | 0 | 0 | 0 | 0 | 0 | 0 | 0 | 0 | 0 | 0 | 0 | 0 | 0 | 0 | 0 | 0 | 0 | 0
283 | Hassayampa | Arizona | SDGE Arizona | {'Palo Verde': [2.7, 0.0], 'Delaney': [14.1, 0.0]} | 0 | 0 | 0 | 0 | 0 | 0 | 0 | 0 | 0 | 0 | 0 | 0 | 0 | 0 | 0 | 0 | 0 | 0 | 0 | 0 | 0 | 0 | 0 | 0 | 0 | 0 | 0 | 0 | 0 | 0 | 0 | 0 | 0 | 0 | 0 | 0 | 0
21 | Helm | Central_Valley_North_Los_Banos | PGE Fresno | {'Mc Mullin': [10.4, 0.0], 'Tranquility': [12.7, 0.0], 'Schindler': [13.2, 0.0], 'Excelsior': [13.6, 0.0], 'Cantua': [14.5, 0.0], 'Mendota': [18.0, 0.0], 'Kearney (New)': [18.1, 0.0], 'Cheney': [20.0, 0.0], 'Newhall': [20.8, 0.0], 'West Fresno': [21.7, 0.0], 'Panoche': [22.9, 0.0], 'Gregg': [23.1, 0.0], 'California Ave': [24.5, 0.0], 'Borden': [25.2, 0.0], 'Malaga': [25.9, 0.0], 'Henrietta': [28.5, 0.0], 'Mustang': [28.6, 0.0], 'McCall': [29.8, 0.0], 'Leprino': [30.9, 0.0], 'Gates': [31.3, 0.0], 'Sanger': [32.4, 0.0], 'Dairyland': [32.9, 0.0], 'Oro Loma': [33.5, 0.0], 'Kingsburg': [33.7, 0.0], 'GWF Hanford': [36.9, 0.0]} | 0 | 0 | 0 | 0 | 0 | 0 | 0 | 0 | 0 | 0 | 0 | 0 | 0 | 0 | 0 | 0 | 0 | 0 | 0 | 0 | 0 | 0 | 0 | 0 | 0 | 0 | 0 | 0 | 0 | 0 | 0 | 0 | 0 | 0 | 0 | 0 | 0
72 | Henrietta | Central_Valley_North_Los_Banos | PGE Fresno | {'Mustang': [1.1, 0.0], 'Leprino': [3.9, 0.0], 'Gates': [14.2, 0.0], 'GWF Hanford': [14.4, 0.0], 'Schindler': [17.2, 0.0], 'Waukena': [19.6, 0.0], 'Excelsior': [21.3, 0.0], 'Corcoran': [21.4, 0.0], 'Avenal': [21.8, 0.0], 'Kingsburg': [24.7, 0.0], 'Mc Mullin': [24.7, 0.0], 'Cantua': [27.6, 0.0], 'Helm': [28.5, 0.0], 'McCall': [29.4, 0.0], 'Alpaugh': [31.5, 0.0], 'Kearney (New)': [32.0, 0.0], 'Arco': [32.2, 0.0], 'Malaga': [32.7, 0.0], 'Gates-Midway (Proposed)': [33.1, 0.0], 'West Fresno': [33.2, 0.0], 'California Ave': [33.9, 0.0], 'Cal Flats': [34.8, 0.0], 'Olive': [34.9, 0.0], 'Sanger': [36.0, 0.0], 'Wahtoke': [36.0, 0.0], 'Tranquility': [36.8, 0.0], 'Rector': [37.0, 0.0], 'Reedley': [38.6, 0.0]} | 0 | 0 | 0 | 0 | 0 | 0 | 0 | 0 | 0 | 0 | 0 | 0 | 0 | 0 | 0 | 0 | 0 | 0 | 0 | 0 | 0 | 0 | 0 | 0 | 0 | 0 | 0 | 0 | 0 | 0 | 0 | 0 | 0 | 0 | 0 | 0 | 0
167 | Hicks | Peninsula_Monterey | PGE GBA | {'Metcalf Energy Center': [8.5, 33.0], 'Metcalf 1': [8.8, 33.0], 'Scott': [10.3, 33.0], 'Los Esteros': [13.5, 33.0], 'Newark': [19.0, 0.0], 'Llagas': [24.6, 0.0], 'Eastshore': [29.5, 0.0], 'Moss Landing': [30.3, 16.0], 'Cayetano': [35.6, 0.0], 'Hollister': [37.5, 0.0], 'Tesla': [37.9, 0.0], 'Midway Green Ridge Services': [38.1, 0.0]} | 1468.4039 | 48.0623 | 0.032731 | 1420.3417 | 0.96727 | 0 | 0 | 0 | 0 | 0 | 0 | 0 | 0 | 0 | 0 | 1217.3574 | 0.82903 | 133.1525 | 0.090678 | 1062.7163 | 0.72372 | 405.6876 | 532.2678 | 0.36248 | 936.1361 | 550.4053 | 0.37483 | 917.9987 | 1145.4039 | 0.78003 | 323 | 1279.1338 | 0.8711 | 189.2701 | 50.1796 | 0.034173 | 1418.2243
112 | Higgins | Northern_California | PGE NGBA | {'Brunswick': [13.3, 0.0], 'Pleasant Grove': [19.2, 0.0], 'Colgate': [20.5, 0.0], 'Rio Oso': [21.6, 0.0], 'Drum 1': [22.8, 0.0], 'Olivehurst': [24.5, 0.0], 'East Marysville': [26.6, 0.0], 'Gold Hill': [26.8, 0.0], 'Placerville': [27.2, 0.0], 'Pease': [31.8, 0.0], 'Honcut': [33.1, 0.0], 'Palermo': [36.4, 0.0], 'Wyandotte': [39.2, 0.0]} | 0 | 0 | 0 | 0 | 0 | 0 | 0 | 0 | 0 | 0 | 0 | 0 | 0 | 0 | 0 | 0 | 0 | 0 | 0 | 0 | 0 | 0 | 0 | 0 | 0 | 0 | 0 | 0 | 0 | 0 | 0 | 0 | 0 | 0 | 0 | 0 | 0
39 | High Line | Greater_Imperial | SDGE Imperial | {'North Gila - IV (Proposed)': [4.3, 1458.0], 'El Centro': [15.5, 441.0], 'Imperial Valley': [26.0, 85.0], 'Arkansas': [27.5, 310.0], 'Sonora': [29.4, 310.0], 'Bannister': [34.6, 0.0]} | 12590.8535 | 1469.7585 | 0.11673 | 11121.0947 | 0.88327 | 0 | 0 | 0 | 0 | 0 | 19.9283 | 0.0015828 | 4.6552 | 0.00036973 | 0 | 0 | 0 | 0 | 0 | 2450.9956 | 0.19466 | 10139.8579 | 4517.7637 | 0.35881 | 8073.0898 | 4517.7637 | 0.35881 | 8073.0898 | 6968.7593 | 0.55348 | 5622.0942 | 9649.0391 | 0.76635 | 2941.8145 | 219.4238 | 0.017427 | 12371.4297
240 | Highwind | Tehachapi | SCE Northern | {'Windhub': [7.1, 48416.0], 'Whirlwind': [16.9, 40552.0], 'Pastoria': [28.7, 5136.0], 'Antelope': [28.8, 26523.0], 'Grimmway-Malaga': [29.1, 0.0], 'Lamont': [30.5, 0.0], 'Unknown - 3327': [30.6, 0.0], 'Bailey': [31.7, 12865.0], 'Wheeler Ridge': [33.9, 0.0], 'Magunden': [35.6, 0.0], 'Cal Water': [37.0, 0.0], 'Columbus': [37.9, 0.0]} | 177672.25 | 48605.2617 | 0.27357 | 129066.9844 | 0.72643 | 0 | 0 | 0 | 0 | 0 | 23.4733 | 0.00013212 | 327.3967 | 0.0018427 | 0 | 40185.4375 | 0.22618 | 17114.2363 | 0.096325 | 76622.0234 | 0.43125 | 101050.2266 | 36571.1875 | 0.20584 | 141101.0625 | 54732.4258 | 0.30805 | 122939.8242 | 111897.5391 | 0.6298 | 65774.7109 | 73831.4531 | 0.41555 | 103840.7969 | 1065.8469 | 0.005999 | 176606.4031
208 | Hilltop | Northern_California | Northeast CA | {'Madeline': [38.7, 26.0]} | 209753.5469 | 12524.7646 | 0.059712 | 197228.7812 | 0.94029 | 0 | 0 | 0 | 0 | 0 | 17232.2578 | 0.082155 | 15041.5654 | 0.071711 | 0 | 46629.6094 | 0.22231 | 0 | 0 | 128199.8672 | 0.61119 | 81553.6797 | 52713.1523 | 0.25131 | 157040.3945 | 22323.5156 | 0.10643 | 187430.0312 | 162965.3594 | 0.77694 | 46788.1875 | 145031.5781 | 0.69144 | 64721.9688 | 21824.9141 | 0.10405 | 187928.6328
85 | Hinson | Greater_LA | SCE Metro | {'Arcogen': [1.2, 387.0], 'Harborgen': [2.8, 386.0], 'Long Beach': [3.7, 385.0], 'Lighthipe': [5.0, 387.0], 'La Fresa': [7.2, 387.0], 'Del Amo': [7.5, 385.0], 'Alamitos': [8.0, 385.0], 'Redondo': [9.7, 387.0], 'Center': [10.1, 377.0], 'El Nido': [10.1, 387.0], 'Laguna Bell': [11.6, 376.0], 'Chevmain': [11.9, 385.0], 'El Segundo': [13.1, 385.0], 'Barre': [13.9, 367.0], 'La Cienega': [15.4, 234.0], 'Mesa': [16.3, 80.0], 'Huntington Beach': [18.5, 367.0], 'Lewis': [18.6, 328.0], 'Ellis': [18.6, 365.0], 'Olinda': [19.4, 5.0], 'Walnut': [20.4, 0.0], 'Villa Park': [22.3, 3.0], 'Johanna': [22.5, 103.0], 'Rio Hondo': [24.1, 0.0], 'Goodrich': [24.2, 0.0], 'Serrano': [24.9, 2.0], 'Gould': [27.8, 0.0], 'Santiago': [28.3, 2.0], 'Chino': [33.6, 0.0], 'Viejo': [35.0, 0.0], 'Trabuco': [36.2, 0.0], 'Sylmar-Pac Intertie': [37.1, 0.0], 'Capistrano': [38.4, 0.0], 'Margarita': [39.0, 0.0], 'Padua': [39.4, 0.0]} | 1027.5145 | 363.8587 | 0.35412 | 663.6558 | 0.64588 | 0 | 0 | 0 | 0 | 0 | 0 | 0 | 0 | 0 | 0 | 0 | 0 | 0 | 0 | 0 | 0 | 1027.5145 | 229.847 | 0.22369 | 797.6675 | 596.5876 | 0.58061 | 430.9269 | 596.5876 | 0.58061 | 430.9269 | 0 | 0 | 1027.5145 | 22.7167 | 0.022108 | 1004.7979
131 | Hollister | Peninsula_Monterey | PGE GBA | {'Llagas': [13.0, 0.0], 'Moss Landing': [20.8, 0.0], 'Los Banos': [25.0, 0.0], 'Quinto': [25.7, 0.0], 'Metcalf Energy Center': [31.1, 0.0], 'Metcalf 1': [31.1, 0.0], 'Miller': [31.3, 0.0], 'Hicks': [37.5, 0.0], 'Fink (Proposed)': [37.9, 0.0], 'Crow Creek': [38.3, 0.0]} | 5519.5786 | 0 | 0 | 0 | 0 | 0 | 0 | 0 | 0 | 0 | 2.7118 | 0.0004913 | 0 | 0 | 0 | 2679.7358 | 0.4855 | 2831.6565 | 0.51302 | 5393.9819 | 0.97725 | 125.5967 | 6.6293 | 0.0012011 | 5512.9493 | 104.33 | 0.018902 | 5415.2486 | 5400.6108 | 0.97845 | 118.9678 | 5245.6738 | 0.95038 | 273.9048 | 19.0904 | 0.0034587 | 5500.4882
5 | Honcut | Northern_California | PGE NGBA | {'Palermo': [10.1, 0.0], 'Pease': [11.0, 0.0], 'East Marysville': [11.0, 0.0], 'Wyandotte': [12.2, 0.0], 'Thermalito': [13.5, 0.0], 'Olivehurst': [16.0, 0.0], 'Table Mt.': [16.4, 0.0], 'Colgate': [21.7, 0.0], 'Rio Oso': [27.5, 0.0], 'Brunswick': [30.6, 0.0], 'Higgins': [33.1, 0.0], 'Delevan': [36.2, 0.0], 'Cortina': [36.4, 0.0], 'Pleasant Grove': [37.8, 0.0], 'Logan Creek': [38.8, 0.0]} | 1590.6566 | 0 | 0 | 0 | 0 | 0 | 0 | 0 | 0 | 0 | 0.1492 | 9.38e-05 | 0 | 0 | 0 | 1590.6566 | 1 | 0 | 0 | 1537.8002 | 0.96677 | 52.8564 | 1034.4934 | 0.65036 | 556.1632 | 1034.4934 | 0.65036 | 556.1632 | 1557.4008 | 0.97909 | 33.2559 | 1304.4895 | 0.82009 | 286.1671 | 5.3863 | 0.0033862 | 1585.2703
284 | Hoodoo Wash | Arizona | SDGE Arizona | {} | 12.7833 | 12.7833 | 1 | 0 | 0 | 0 | 0 | 0 | 0 | 0 | 0 | 0 | 0 | 0 | 0 | 0 | 0 | 0 | 0 | 0 | 0 | 12.7833 | 0 | 0 | 12.7833 | 0 | 0 | 12.7833 | 0 | 0 | 12.7833 | 0 | 0 | 12.7833 | 0 | 0 | 12.7833
102 | Hopland | Mendocino_Marin | PGE NGBA | {'Cloverdale': [12.7, 819.0], 'Ukiah': [13.2, 469.0], 'Calpella': [16.6, 457.0], 'Eagle Rock': [17.6, 0.0], 'Mendocino': [20.2, 0.0], 'Geysers Tap 1': [23.2, 0.0], 'Fulton': [37.1, 0.0]} | 12961.9238 | 825.8882 | 0.063716 | 12136.0352 | 0.93628 | 0 | 0 | 0 | 0 | 0 | 126.0811 | 0.009727 | 27.8003 | 0.0021448 | 0 | 5232.4341 | 0.40368 | 6120.0024 | 0.47215 | 8396.9404 | 0.64782 | 4564.9834 | 2760.7227 | 0.21299 | 10201.2012 | 4712.0327 | 0.36353 | 8249.8911 | 10060.6094 | 0.77617 | 2901.3145 | 8467.4219 | 0.65325 | 4494.502 | 12.0571 | 0.0009302 | 12949.8667
312 | Humboldt | Humboldt | PGE NGBA | {'Bridgeville': [27.2, 1109.0]} | 3972.6587 | 1440.9772 | 0.36272 | 2531.6816 | 0.63728 | 0 | 0 | 0 | 0 | 0 | 0 | 0 | 0 | 0 | 0 | 324.0011 | 0.081558 | 0 | 0 | 282.2585 | 0.07105 | 3690.4002 | 233.6495 | 0.058814 | 3739.0092 | 281.6841 | 0.070906 | 3690.9745 | 474.7417 | 0.1195 | 3497.917 | 1789.5989 | 0.45048 | 2183.0598 | 299.6204 | 0.075421 | 3673.0383
201 | Huntington Beach | Greater_LA | SCE Metro | {'Ellis': [3.4, 389.0], 'Johanna': [8.6, 127.0], 'Alamitos': [10.8, 381.0], 'Barre': [11.2, 382.0], 'Lewis': [12.1, 348.0], 'Santiago': [12.2, 25.0], 'Villa Park': [14.3, 22.0], 'Del Amo': [15.5, 374.0], 'Long Beach': [16.5, 367.0], 'Serrano': [16.6, 21.0], 'Harborgen': [17.0, 367.0], 'Trabuco': [18.5, 24.0], 'Hinson': [18.5, 367.0], 'Arcogen': [19.3, 367.0], 'Viejo': [19.4, 24.0], 'Lighthipe': [19.8, 367.0], 'Capistrano': [20.2, 24.0], 'Center': [20.8, 367.0], 'Olinda': [20.9, 5.0], 'Margarita': [21.2, 24.0], 'Laguna Bell': [24.8, 365.0], 'Walnut': [25.0, 0.0], 'La Fresa': [25.6, 367.0], 'Talega': [27.0, 10.0], 'Redondo': [27.4, 367.0], 'Mesa': [28.0, 80.0], 'El Nido': [28.5, 367.0], 'Chino': [29.8, 0.0], 'Chevmain': [30.2, 366.0], 'San Onofre': [31.0, 9.0], 'Lee Lake (Proposed)': [31.2, 0.0], 'El Segundo': [31.4, 366.0], 'Rio Hondo': [31.6, 0.0], 'La Cienega': [33.6, 214.0], 'Mira Loma': [34.5, 0.0], 'Goodrich': [35.4, 0.0], 'Padua': [38.0, 0.0], 'Rancho Vista': [39.7, 0.0]} | 1163.3138 | 364.2114 | 0.31308 | 799.1025 | 0.68692 | 0 | 0 | 0 | 0 | 0 | 0 | 0 | 0 | 0 | 0 | 0 | 0 | 0 | 0 | 8.9877 | 0.007726 | 1154.3261 | 195.9422 | 0.16843 | 967.3716 | 720.5077 | 0.61936 | 442.8062 | 729.4954 | 0.62708 | 433.8185 | 0 | 0 | 1163.3138 | 31.2094 | 0.026828 | 1132.1045
100 | Ignacio | Mendocino_Marin | PGE NGBA | {'Lakeville': [12.2, 222.0], 'Carquinez': [15.9, 1049.0], 'Penngrove': [18.2, 207.0], 'Tulucay': [18.9, 799.0], 'Bellevue': [22.9, 98.0], 'Martinez': [23.5, 807.0], 'Martin': [26.8, 290.0], 'Fulton': [31.4, 58.0], 'Clayton': [32.5, 714.0], 'Peabody': [34.2, 0.0], 'Kirker': [34.8, 651.0], 'Pittsburg': [35.2, 644.0], 'Shiloh III': [38.3, 0.0], 'Birds Landing': [38.8, 15.0], 'Eastshore': [38.9, 15.0]} | 9272.0342 | 1169.9865 | 0.12618 | 8102.0479 | 0.87382 | 0 | 0 | 0 | 0 | 0 | 58.5094 | 0.0063103 | 0 | 0 | 0 | 6591.0439 | 0.71085 | 0 | 0 | 5351.144 | 0.57713 | 3920.8901 | 3081.2207 | 0.33231 | 6190.8135 | 4900.1235 | 0.52848 | 4371.9106 | 7383.3267 | 0.7963 | 1888.7075 | 5879.3369 | 0.63409 | 3392.6973 | 577.4922 | 0.062283 | 8694.5419
265 | IID System | Greater_Imperial (Exclude) | SCE Eastern | {'Sonora': [7.6, 8662.0], 'Arkansas': [7.8, 9251.0], 'El Centro': [27.8, 313.0], 'Imperial Valley': [34.5, 87.0], 'Highline': [34.6, 0.0], 'Julian Hinds': [34.6, 0.0], 'Red Bluff': [37.1, 0.0], 'North Gila - IV (Proposed)': [38.5, 0.0]} | 29916.5098 | 11840.5811 | 0.39579 | 18075.9297 | 0.60421 | 0 | 0 | 0 | 0 | 0 | 12.382 | 0.00041389 | 19.0108 | 0.00063546 | 0 | 0 | 0 | 0 | 0 | 2473.7178 | 0.082687 | 27442.792 | 2463.1394 | 0.082334 | 27453.3704 | 4989.4316 | 0.16678 | 24927.0781 | 6545.7422 | 0.2188 | 23370.7676 | 13802.6523 | 0.46137 | 16113.8574 | 1175.3887 | 0.039289 | 28741.1211
40 | Imperial Valley | Greater_Imperial | SDGE Imperial | {'El Centro': [11.9, 1283.0], 'Ocotillo Express': [19.2, 3105.0], 'East County': [24.6, 2320.0], 'Highline': [26.0, 85.0], 'North Gila - IV (Proposed)': [29.3, 65.0], 'Arkansas': [32.1, 184.0], 'Boulevard': [32.8, 1672.0], 'Bannister': [34.5, 87.0], 'Sonora': [34.8, 64.0]} | 29135.3711 | 3477.0654 | 0.11934 | 25658.3047 | 0.88066 | 0 | 0 | 0 | 0 | 0 | 53.3247 | 0.0018302 | 27.7698 | 0.00095313 | 0 | 0 | 0 | 0 | 0 | 8603.9443 | 0.29531 | 20531.4268 | 445.7597 | 0.0153 | 28689.6114 | 203.3412 | 0.0069792 | 28932.0298 | 9131.9453 | 0.31343 | 20003.4258 | 18642.1777 | 0.63985 | 10493.1934 | 349.9306 | 0.012011 | 28785.4405
285 | Innovation | Southern_NV_Eldorado | SCE EOP | {'Vista 2': [18.6, 175.0], 'Lathrop': [24.0, 4286.0], 'Pahrump': [26.6, 12.0], 'Gamebird': [29.2, 12.0], 'Valley (VEA)': [30.2, 1255.0], 'Desert View': [34.4, 0.0], 'Crazy Eyes': [35.1, 0.0]} | 64632.7773 | 4410.9907 | 0.068247 | 60221.7852 | 0.93175 | 0 | 0 | 0 | 0 | 0 | 0 | 0 | 0 | 0 | 0 | 0 | 0 | 0 | 0 | 0 | 0 | 64632.7773 | 0 | 0 | 64632.7773 | 0 | 0 | 64632.7773 | 0 | 0 | 64632.7773 | 0 | 0 | 64632.7773 | 0 | 0 | 64632.7773
215 | Inyo | Greater_Kramer (Exclude) | SCE NOL | {'Control': [2.2, 157.0]} | 6701.3433 | 157.1005 | 0.023443 | 6544.2427 | 0.97656 | 0 | 0 | 0 | 0 | 0 | 0 | 0 | 0 | 0 | 0 | 274.0368 | 0.040893 | 0 | 0 | 0 | 0 | 6701.3433 | 1473.9233 | 0.21994 | 5227.4199 | 3407.9214 | 0.50854 | 3293.4219 | 4421.79 | 0.65984 | 2279.5532 | 6362.2407 | 0.9494 | 339.1025 | 1128.2527 | 0.16836 | 5573.0906
66 | Inyokern | Greater_Kramer (Exclude) | SCE NOL | {'Randsburg': [21.5, 1539.0]} | 12405.0605 | 2579.1265 | 0.20791 | 9825.9336 | 0.79209 | 0 | 0 | 0 | 0 | 0 | 0 | 0 | 0 | 0 | 0 | 109.1926 | 0.0088023 | 0 | 0 | 7909.0806 | 0.63757 | 4495.98 | 3128.1243 | 0.25217 | 9276.9363 | 1298.7798 | 0.1047 | 11106.2808 | 8535.5488 | 0.68807 | 3869.5117 | 5304.8257 | 0.42763 | 7100.2349 | 2.3991 | 0.0001934 | 12402.6614
260 | Ivanpah | Southern_NV_Eldorado | SCE EOP | {'Primm': [9.5, 452.0], 'Eldorado': [31.2, 0.0], 'Sandy Valley': [33.3, 433.0], 'Sloan Canyon': [33.8, 0.0]} | 6580.4233 | 451.7646 | 0.068653 | 6128.6587 | 0.93135 | 0 | 0 | 0 | 0 | 0 | 0 | 0 | 0 | 0 | 0 | 0 | 0 | 0 | 0 | 4021.9863 | 0.6112 | 2558.437 | 3838.4404 | 0.58331 | 2741.9829 | 766.5706 | 0.11649 | 5813.8527 | 4763.2119 | 0.72385 | 1817.2114 | 2175.7727 | 0.33064 | 4404.6506 | 40.9351 | 0.0062207 | 6539.4882
170 | Jessup | Northern_California | PGE NGBA | {'Cottonwood': [5.5, 46.0], 'Round Mt.': [31.5, 0.0], 'Cove Road': [35.5, 0.0], 'New Sub - Pit 1 - Cottonwood (Proposed)': [36.5, 0.0]} | 720.7417 | 46.2785 | 0.06421 | 674.4633 | 0.93579 | 0 | 0 | 0 | 0 | 0 | 0 | 0 | 0 | 0 | 0 | 536.2798 | 0.74407 | 0.091961 | 0.00012759 | 371.8639 | 0.51595 | 348.8778 | 93.0309 | 0.12908 | 627.7108 | 341.4808 | 0.47379 | 379.2609 | 410.006 | 0.56887 | 310.7357 | 593.4604 | 0.8234 | 127.2812 | 0 | 0 | 720.7417
115 | Johanna | Greater_LA | SCE Metro | {'Ellis': [5.6, 127.0], 'Santiago': [5.9, 43.0], 'Villa Park': [7.1, 22.0], 'Lewis': [7.1, 123.0], 'Huntington Beach': [8.6, 127.0], 'Serrano': [8.7, 21.0], 'Barre': [9.9, 119.0], 'Viejo': [12.5, 42.0], 'Trabuco': [14.6, 42.0], 'Alamitos': [14.6, 117.0], 'Olinda': [16.5, 5.0], 'Del Amo': [16.8, 110.0], 'Margarita': [17.2, 42.0], 'Capistrano': [17.6, 42.0], 'Center': [20.8, 103.0], 'Walnut': [21.1, 0.0], 'Lighthipe': [21.8, 103.0], 'Long Beach': [21.8, 103.0], 'Chino': [22.0, 0.0], 'Harborgen': [22.0, 103.0], 'Hinson': [22.5, 103.0], 'Lee Lake (Proposed)': [23.3, 0.0], 'Arcogen': [23.6, 103.0], 'Talega': [24.2, 28.0], 'Laguna Bell': [24.8, 103.0], 'Mira Loma': [26.2, 0.0], 'Mesa': [26.8, 21.0], 'Rio Hondo': [28.0, 0.0], 'San Onofre': [29.3, 27.0], 'La Fresa': [29.7, 103.0], 'Padua': [30.6, 0.0], 'Rancho Vista': [31.7, 0.0], 'Etiwanda': [31.9, 0.0], 'Redondo': [32.2, 103.0], 'El Nido': [32.5, 103.0], 'Goodrich': [33.1, 0.0], 'Chevmain': [34.2, 102.0], 'El Segundo': [35.5, 102.0], 'La Cienega': [36.1, 18.0], 'Vista': [38.1, 0.0], 'Gould': [39.9, 0.0]} | 585.1217 | 135.0077 | 0.23073 | 450.114 | 0.76927 | 0 | 0 | 0 | 0 | 0 | 0 | 0 | 0 | 0 | 0 | 0 | 0 | 0 | 0 | 8.9877 | 0.01536 | 576.134 | 195.9422 | 0.33487 | 389.1795 | 404.5943 | 0.69147 | 180.5274 | 413.582 | 0.70683 | 171.5397 | 0 | 0 | 585.1217 | 31.2094 | 0.053338 | 553.9123
124 | Julian Hinds | Riverside (Exclude) | SCE Eastern | {'Kem': [13.4, 10507.0], 'Red Bluff': [18.1, 10428.0], 'Bannister': [34.6, 0.0], 'Sonora': [38.2, 0.0]} | 32646.7676 | 10492.7705 | 0.3214 | 22153.9961 | 0.6786 | 0 | 0 | 0 | 0 | 0 | 4.9657 | 0.0001521 | 0 | 0 | 0 | 0 | 0 | 0 | 0 | 3146.5791 | 0.096383 | 29500.1885 | 6576.1875 | 0.20143 | 26070.5801 | 178.3286 | 0.0054624 | 32468.439 | 9880.8506 | 0.30266 | 22765.917 | 16292.7178 | 0.49906 | 16354.0498 | 34.6084 | 0.0010601 | 32612.1592
22 | Kearney | Central_Valley_North_Los_Banos | PGE Fresno | {'West Fresno': [3.6, 0.0], 'California Ave': [6.6, 0.0], 'Malaga': [8.7, 0.0], 'Mc Mullin': [9.7, 0.0], 'Gregg': [10.3, 0.0], 'McCall': [15.0, 0.0], 'Sanger': [15.1, 0.0], 'Borden': [16.0, 0.0], 'Helm': [18.1, 0.0], 'Kingsburg': [22.4, 0.0], 'Wahtoke': [24.7, 0.0], 'Schindler': [25.3, 0.0], 'Newhall': [27.1, 0.0], 'Excelsior': [28.7, 0.0], 'Reedley': [29.0, 0.0], 'Tranquility': [30.1, 0.0], 'Cantua': [31.8, 0.0], 'Mendota': [31.9, 0.0], 'Henrietta': [32.0, 0.0], 'Leprino': [32.3, 0.0], 'GWF Hanford': [32.8, 0.0], 'Mustang': [32.8, 0.0], 'Dairyland': [34.0, 0.0], 'Cheney': [36.4, 0.0], 'Panoche': [38.9, 0.0], 'Le Grand': [39.5, 0.0]} | 0 | 0 | 0 | 0 | 0 | 0 | 0 | 0 | 0 | 0 | 0 | 0 | 0 | 0 | 0 | 0 | 0 | 0 | 0 | 0 | 0 | 0 | 0 | 0 | 0 | 0 | 0 | 0 | 0 | 0 | 0 | 0 | 0 | 0 | 0 | 0 | 0
144 | Kearny | Greater_SD | SDGE Imperial | {'Mission': [3.4, 194.0], 'Old Town': [5.8, 194.0], 'Penasquitos': [7.8, 192.0], 'Sycamore Canyon': [8.3, 181.0], 'Silvergate': [9.5, 193.0], 'Miguel': [13.7, 174.0], 'Bay Boulevard': [15.6, 193.0], 'Escondido': [20.2, 2.0], 'Palomar Airport': [21.9, 13.0], 'Otay Mesa': [22.0, 131.0], 'Encina': [24.0, 2.0], 'Suncrest': [26.2, 0.0], 'San Luis Rey': [28.6, 2.0], 'Suncrest - Ocotillo (Proposed)': [40.0, 0.0]} | 586.575 | 181.0553 | 0.30867 | 405.5197 | 0.69133 | 0 | 0 | 0 | 0 | 0 | 0 | 0 | 0 | 0 | 0 | 0 | 0 | 0 | 0 | 14.2114 | 0.024228 | 572.3635 | 131.7966 | 0.22469 | 454.7784 | 329.0492 | 0.56097 | 257.5258 | 334.4959 | 0.57025 | 252.079 | 0 | 0 | 586.575 | 30.2315 | 0.051539 | 556.3435
251 | Kelso | Solano | PGE GBA | {'Delta Pumps': [1.0, 423.0], 'Midway Green Ridge Services': [5.0, 96.0], 'Tesla': [6.2, 96.0], 'Brentwood': [9.3, 423.0], 'Cayetano': [10.0, 96.0], 'Lone Tree': [13.4, 423.0], 'Contra Costa': [17.1, 423.0], 'Vierra': [18.0, 0.0], 'Stagg': [19.3, 311.0], 'Weber': [21.5, 57.0], 'Eight Mile': [21.9, 324.0], 'Clayton': [22.4, 157.0], 'Kirker': [22.6, 423.0], 'Pittsburg': [23.0, 423.0], 'Ripon': [25.1, 0.0], 'Birds Landing': [25.8, 402.0], 'Westley': [26.4, 0.0], 'Shiloh III': [28.9, 402.0], 'Newark': [29.3, 0.0], 'Grand Island': [30.0, 327.0], 'Eastshore': [30.5, 0.0], 'Los Esteros': [31.3, 0.0], 'Martinez': [31.8, 77.0], 'Lockeford': [32.7, 0.0], 'Scott': [34.8, 0.0], 'Bellota': [35.5, 0.0], 'Riverbank': [38.1, 0.0], 'Fink (Proposed)': [38.9, 0.0], 'Crow Creek': [38.9, 0.0], 'Peabody': [39.2, 1.0]} | 49054.9961 | 407.6925 | 0.0083109 | 48647.3047 | 0.99169 | 0 | 0 | 0 | 0 | 0 | 1829.3867 | 0.037293 | 1533.5634 | 0.031262 | 0 | 41082.0312 | 0.83747 | 1335.7372 | 0.027229 | 39232.2344 | 0.79976 | 9822.7617 | 36131.9531 | 0.73656 | 12923.043 | 41891.6367 | 0.85397 | 7163.3594 | 48220.4414 | 0.98299 | 834.5547 | 17076.3594 | 0.34811 | 31978.6367 | 2487.1262 | 0.050701 | 46567.8699
126 | Kern | Riverside (Exclude) | SCE Eastern | {'Julian Hinds': [13.4, 10507.0], 'Red Bluff': [15.1, 11566.0]} | 49073.7852 | 11630.7305 | 0.237 | 37443.0547 | 0.763 | 0 | 0 | 0 | 0 | 0 | 11.4166 | 0.00023264 | 0 | 0 | 0 | 0 | 0 | 0 | 0 | 12039.377 | 0.24533 | 37034.4082 | 7130.5996 | 0.1453 | 41943.1855 | 545.197 | 0.01111 | 48528.5881 | 18696.8047 | 0.38099 | 30376.9805 | 25983.127 | 0.52947 | 23090.6582 | 518.567 | 0.010567 | 48555.2182
65 | Kern Oil | Central_Valley_North_Los_Banos | PGE Kern | {'Sycamore': [1.9, 0.0], 'Bakersfield': [3.8, 0.0], 'West Park': [4.7, 0.0], 'Columbus': [5.4, 0.0], 'Rosedale': [5.4, 0.0], 'Kern Power': [6.0, 0.0], '7th Standard': [6.2, 0.0], 'Cal Water': [6.9, 0.0], 'Magunden': [7.8, 0.0], 'Lerdo': [8.5, 0.0], 'Stockdale': [8.9, 0.0], 'Poso Mt.': [8.9, 0.0], 'Renfro': [8.9, 0.0], 'Tevis': [10.3, 0.0], 'Unknown - 3327': [13.3, 0.0], 'Lamont': [13.4, 0.0], 'Rio Bravo': [13.5, 0.0], 'Tupman': [15.3, 0.0], 'Grimmway-Malaga': [16.1, 0.0], 'Shafter': [17.5, 0.0], 'Norco': [19.5, 0.0], 'Charca': [20.7, 0.0], 'Wheeler Ridge': [24.4, 0.0], 'Midway': [24.5, 0.0], 'Elk Hills': [25.0, 0.0], 'Semitropic': [25.9, 0.0], 'Midway - Wheeler Ridge (Proposed)': [26.1, 0.0], 'Vestal': [27.9, 0.0], 'Smyrna': [31.0, 0.0], 'Goose Lake': [33.4, 0.0], 'Taft': [33.5, 0.0], 'Pastoria': [36.3, 0.0], 'Temblor': [38.3, 0.0], 'Olive': [39.6, 0.0]} | 0 | 0 | 0 | 0 | 0 | 0 | 0 | 0 | 0 | 0 | 0 | 0 | 0 | 0 | 0 | 0 | 0 | 0 | 0 | 0 | 0 | 0 | 0 | 0 | 0 | 0 | 0 | 0 | 0 | 0 | 0 | 0 | 0 | 0 | 0 | 0 | 0
238 | Kern Power | Central_Valley_North_Los_Banos | PGE Kern | {'Rosedale': [1.1, 0.0], 'West Park': [3.2, 0.0], 'Renfro': [3.8, 0.0], 'Tevis': [4.5, 0.0], '7th Standard': [4.5, 0.0], 'Stockdale': [4.7, 0.0], 'Bakersfield': [5.3, 0.0], 'Kern Oil': [6.0, 0.0], 'Sycamore': [7.8, 0.0], 'Lerdo': [8.9, 0.0], 'Columbus': [9.0, 0.0], 'Tupman': [9.9, 0.0], 'Magunden': [10.0, 0.0], 'Rio Bravo': [10.2, 0.0], 'Cal Water': [11.5, 0.0], 'Norco': [13.6, 0.0], 'Unknown - 3327': [14.4, 0.0], 'Lamont': [14.5, 0.0], 'Poso Mt.': [14.7, 0.0], 'Shafter': [15.5, 0.0], 'Grimmway-Malaga': [16.2, 0.0], 'Elk Hills': [19.0, 0.0], 'Midway': [20.1, 0.0], 'Charca': [20.3, 0.0], 'Midway - Wheeler Ridge (Proposed)': [20.3, 0.0], 'Wheeler Ridge': [21.2, 0.0], 'Semitropic': [24.5, 0.0], 'Taft': [27.5, 0.0], 'Smyrna': [30.8, 0.0], 'Goose Lake': [31.2, 0.0], 'Vestal': [31.9, 0.0], 'Temblor': [33.8, 0.0], 'Pastoria': [33.9, 0.0], 'Kernridge': [36.5, 0.0]} | 0 | 0 | 0 | 0 | 0 | 0 | 0 | 0 | 0 | 0 | 0 | 0 | 0 | 0 | 0 | 0 | 0 | 0 | 0 | 0 | 0 | 0 | 0 | 0 | 0 | 0 | 0 | 0 | 0 | 0 | 0 | 0 | 0 | 0 | 0 | 0 | 0
48 | Kernridge | Central_Valley_North_Los_Banos | PGE Kern | {'Temblor': [4.8, 163.0], 'Caliente': [10.9, 163.0], 'Goose Lake': [14.2, 0.0], 'Midway': [16.4, 0.0], 'Carrizo Plains': [17.5, 163.0], 'Solar': [18.5, 163.0], 'Semitropic': [20.2, 0.0], 'Gates-Midway (Proposed)': [23.2, 0.0], 'Shafter': [24.3, 0.0], 'Smyrna': [24.8, 0.0], 'Arco': [25.0, 0.0], 'Elk Hills': [25.4, 0.0], 'Taft': [25.7, 0.0], 'Charca': [26.0, 0.0], 'Norco': [26.6, 0.0], 'Rio Bravo': [27.0, 0.0], 'Tupman': [27.1, 0.0], 'Renfro': [32.7, 0.0], 'Lerdo': [33.4, 0.0], '7th Standard': [34.3, 0.0], 'Midway - Wheeler Ridge (Proposed)': [34.6, 0.0], 'Tevis': [35.5, 0.0], 'Olive': [35.5, 0.0], 'Kern Power': [36.5, 0.0], 'Rosedale': [37.6, 0.0], 'Cholame': [37.6, 0.0], 'Stockdale': [38.9, 0.0], 'Alpaugh': [39.3, 0.0], 'West Park': [39.7, 0.0]} | 1723.2054 | 163.4712 | 0.094865 | 1559.7343 | 0.90514 | 0 | 0 | 0 | 0 | 0 | 0 | 0 | 0 | 0 | 0 | 1016.5612 | 0.58992 | 0 | 0 | 1252.8257 | 0.72703 | 470.3798 | 0 | 0 | 1723.2054 | 277.3954 | 0.16098 | 1445.81 | 1252.8257 | 0.72703 | 470.3798 | 1089.9064 | 0.63249 | 633.2991 | 0 | 0 | 1723.2054
23 | Kingsburg | Central_Valley_North_Los_Banos | PGE Fresno | {'McCall': [9.0, 0.0], 'Wahtoke': [11.4, 0.0], 'Reedley': [14.0, 0.0], 'Sanger': [15.2, 0.0], 'GWF Hanford': [15.5, 0.0], 'Malaga': [16.2, 0.0], 'California Ave': [18.9, 0.0], 'West Fresno': [20.6, 0.0], 'Leprino': [22.1, 0.0], 'Kearney (New)': [22.4, 0.0], 'Rector': [22.7, 0.0], 'Mc Mullin': [23.7, 0.0], 'Waukena': [24.2, 0.0], 'Henrietta': [24.7, 0.0], 'Mustang': [25.8, 0.0], 'Corcoran': [26.2, 0.0], 'Gregg': [31.3, 0.0], 'Schindler': [31.5, 0.0], 'Helm': [33.7, 0.0], 'Excelsior': [36.6, 0.0], 'Alpaugh': [36.9, 0.0], 'Borden': [37.3, 0.0], 'Gates': [38.6, 0.0]} | 0 | 0 | 0 | 0 | 0 | 0 | 0 | 0 | 0 | 0 | 0 | 0 | 0 | 0 | 0 | 0 | 0 | 0 | 0 | 0 | 0 | 0 | 0 | 0 | 0 | 0 | 0 | 0 | 0 | 0 | 0 | 0 | 0 | 0 | 0 | 0 | 0
14 | Kirker | Solano | PGE GBA | {'Pittsburg': [1.2, 29493.0], 'Clayton': [6.3, 22845.0], 'Contra Costa': [6.9, 28400.0], 'Birds Landing': [8.3, 28789.0], 'Lone Tree': [9.5, 28335.0], 'Shiloh III': [10.8, 28706.0], 'Martinez': [11.5, 14906.0], 'Brentwood': [14.3, 24148.0], 'Peabody': [18.6, 27227.0], 'Carquinez': [19.3, 1278.0], 'Cayetano': [20.8, 96.0], 'Delta Pumps': [21.8, 509.0], 'Grand Island': [22.5, 28238.0], 'Kelso': [22.6, 423.0], 'Tulucay': [25.2, 1165.0], 'Vaca-Dixon & Gc Yard': [26.3, 13738.0], 'Midway Green Ridge Services': [26.8, 96.0], 'Tesla': [28.3, 96.0], 'Eight Mile': [28.9, 3992.0], 'Eastshore': [29.7, 0.0], 'Stagg': [30.4, 1626.0], 'Ignacio': [34.8, 651.0], 'Putah Creek': [35.0, 0.0], 'Martin': [35.2, 0.0], 'Newark': [36.2, 0.0], 'Weber': [37.0, 57.0], 'Davis': [37.4, 0.0], 'Vierra': [37.8, 0.0]} | 108855.25 | 29463.3906 | 0.27067 | 79391.8594 | 0.72933 | 0 | 0 | 0 | 0 | 0 | 34061.2617 | 0.3129 | 9273.8906 | 0.085195 | 0 | 62267.9883 | 0.57203 | 101.5151 | 0.00093257 | 21347.3691 | 0.19611 | 87507.8809 | 44514.6836 | 0.40893 | 64340.5664 | 43346.1602 | 0.3982 | 65509.0898 | 60881.5664 | 0.55929 | 47973.6836 | 8899.4375 | 0.081755 | 99955.8125 | 24403.0371 | 0.22418 | 84452.2129
133 | Kramer | Greater_Kramer (Exclude) | SCE NOL | {'Randsburg': [26.6, 3867.0], 'Roadway': [29.4, 1.0], 'Tortilla': [30.3, 201.0], 'Victor': [34.5, 1.0]} | 44358.4258 | 5929.5156 | 0.13367 | 38428.9102 | 0.86633 | 0 | 0 | 0 | 0 | 0 | 0 | 0 | 0.38244 | 8.6216e-06 | 0 | 0 | 0 | 0 | 0 | 32541.2051 | 0.7336 | 11817.2207 | 4816.1582 | 0.10857 | 39542.2676 | 743.484 | 0.016761 | 43614.9418 | 34640.6328 | 0.78093 | 9717.793 | 27250.0605 | 0.61432 | 17108.3652 | 76.1137 | 0.0017159 | 44282.3121
86 | La Cienega | Greater_LA | SCE Metro | {'El Segundo': [6.9, 249.0], 'Chevmain': [6.9, 249.0], 'El Nido': [7.2, 247.0], 'La Fresa': [9.4, 237.0], 'Redondo': [10.5, 245.0], 'Laguna Bell': [13.3, 225.0], 'Lighthipe': [14.3, 234.0], 'Arcogen': [14.8, 234.0], 'Hinson': [15.4, 234.0], 'Mesa': [15.6, 77.0], 'Center': [16.4, 224.0], 'Harborgen': [17.6, 233.0], 'Long Beach': [18.4, 232.0], 'Gould': [18.8, 0.0], 'Del Amo': [19.3, 232.0], 'Goodrich': [19.6, 0.0], 'Sylmar-Pac Intertie': [22.1, 3.0], 'Alamitos': [22.9, 232.0], 'Rio Hondo': [23.9, 0.0], 'Walnut': [24.6, 0.0], 'Barre': [26.3, 214.0], 'Olinda': [26.5, 2.0], 'Lewis': [30.5, 191.0], 'Saugus': [31.2, 0.0], 'Pardee': [32.4, 0.0], 'Ellis': [33.2, 214.0], 'Huntington Beach': [33.6, 214.0], 'Villa Park': [33.8, 0.0], 'Moorpark': [35.7, 0.0], 'Serrano': [35.8, 0.0], 'Johanna': [36.1, 18.0], 'Vincent': [36.6, 0.0]} | 591.009 | 230.938 | 0.39075 | 360.071 | 0.60925 | 0 | 0 | 0 | 0 | 0 | 0 | 0 | 0 | 0 | 0 | 0.18936 | 0.0003204 | 0 | 0 | 2.742 | 0.0046395 | 588.267 | 76.6696 | 0.12973 | 514.3394 | 314.8401 | 0.53272 | 276.1689 | 317.5821 | 0.53736 | 273.4269 | 0 | 0 | 591.009 | 0.080859 | 0.00013682 | 590.9281
87 | La Fresa | Greater_LA | SCE Metro | {'El Nido': [2.9, 390.0], 'Redondo': [3.5, 390.0], 'Chevmain': [4.6, 388.0], 'El Segundo': [5.8, 388.0], 'Arcogen': [6.3, 387.0], 'Hinson': [7.2, 387.0], 'Harborgen': [8.7, 386.0], 'Lighthipe': [9.1, 387.0], 'La Cienega': [9.4, 237.0], 'Long Beach': [9.5, 385.0], 'Laguna Bell': [12.9, 376.0], 'Center': [13.7, 377.0], 'Del Amo': [13.7, 385.0], 'Alamitos': [15.3, 385.0], 'Mesa': [17.2, 80.0], 'Barre': [20.6, 367.0], 'Goodrich': [24.0, 0.0], 'Walnut': [24.0, 0.0], 'Olinda': [24.2, 5.0], 'Lewis': [25.3, 328.0], 'Gould': [25.6, 0.0], 'Huntington Beach': [25.6, 367.0], 'Ellis': [25.8, 365.0], 'Rio Hondo': [25.9, 0.0], 'Villa Park': [28.9, 3.0], 'Johanna': [29.7, 103.0], 'Serrano': [31.4, 2.0], 'Sylmar-Pac Intertie': [31.5, 3.0], 'Santiago': [35.5, 2.0], 'Chino': [38.6, 0.0]} | 994.412 | 367.2953 | 0.36936 | 627.1166 | 0.63064 | 0 | 0 | 0 | 0 | 0 | 0 | 0 | 0 | 0 | 0 | 0 | 0 | 0 | 0 | 0 | 0 | 994.412 | 202.449 | 0.20359 | 791.963 | 559.689 | 0.56283 | 434.723 | 559.689 | 0.56283 | 434.723 | 0 | 0 | 994.412 | 4.6986 | 0.004725 | 989.7133
88 | Laguna Bell | Greater_LA | SCE Metro | {'Center': [4.0, 375.0], 'Mesa': [4.7, 80.0], 'Lighthipe': [6.8, 376.0], 'Del Amo': [9.3, 375.0], 'Walnut': [11.6, 0.0], 'Hinson': [11.6, 376.0], 'Arcogen': [12.2, 376.0], 'Goodrich': [12.6, 0.0], 'La Fresa': [12.9, 376.0], 'Rio Hondo': [13.1, 0.0], 'Olinda': [13.1, 5.0], 'La Cienega': [13.3, 225.0], 'El Nido': [14.1, 376.0], 'Harborgen': [14.3, 376.0], 'Alamitos': [14.8, 375.0], 'Barre': [15.0, 365.0], 'Long Beach': [15.2, 375.0], 'Chevmain': [15.5, 375.0], 'Redondo': [16.4, 376.0], 'El Segundo': [16.5, 375.0], 'Gould': [17.1, 0.0], 'Lewis': [18.3, 328.0], 'Villa Park': [21.1, 3.0], 'Serrano': [22.9, 2.0], 'Ellis': [23.2, 365.0], 'Johanna': [24.8, 103.0], 'Huntington Beach': [24.8, 365.0], 'Chino': [27.0, 0.0], 'Sylmar-Pac Intertie': [30.4, 0.0], 'Santiago': [30.6, 2.0], 'Padua': [30.8, 0.0], 'Mira Loma': [33.6, 0.0], 'Vincent': [35.2, 0.0], 'Rancho Vista': [36.0, 0.0], 'Viejo': [36.0, 0.0], 'Etiwanda': [36.5, 0.0], 'Saugus': [39.3, 0.0], 'Trabuco': [39.4, 0.0]} | 958.0068 | 353.3501 | 0.36884 | 604.6567 | 0.63116 | 0 | 0 | 0 | 0 | 0 | 0 | 0 | 0 | 0 | 0 | 0 | 0 | 0 | 0 | 0 | 0 | 958.0068 | 199.3563 | 0.20809 | 758.6505 | 550.3899 | 0.57452 | 407.6169 | 550.3899 | 0.57452 | 407.6169 | 0 | 0 | 958.0068 | 4.6986 | 0.0049046 | 953.3081
178 | Lakeville | Mendocino_Marin | PGE NGBA | {'Penngrove': [7.0, 213.0], 'Bellevue': [11.3, 103.0], 'Ignacio': [12.2, 222.0], 'Tulucay': [17.0, 133.0], 'Fulton': [19.6, 58.0], 'Carquinez': [21.2, 148.0], 'Martinez': [30.1, 9.0], 'Peabody': [33.3, 0.0], 'Geysers Tap 1': [36.0, 0.0], 'Putah Creek': [36.9, 0.0], 'Vaca-Dixon & Gc Yard': [37.3, 0.0], 'Martin': [39.0, 15.0], 'Clayton': [39.5, 0.0]} | 9139.6387 | 224.7085 | 0.024586 | 8914.9307 | 0.97541 | 0 | 0 | 0 | 0 | 0 | 164.1016 | 0.017955 | 0 | 0 | 0 | 6371.4355 | 0.69712 | 0 | 0 | 7448.1372 | 0.81493 | 1691.5015 | 2852.3298 | 0.31208 | 6287.3088 | 4829.7354 | 0.52844 | 4309.9033 | 8319.9824 | 0.91032 | 819.6562 | 7278.9468 | 0.79642 | 1860.6919 | 434.9808 | 0.047593 | 8704.6579
49 | Lamont | Central_Valley_North_Los_Banos | PGE Kern | {'Unknown - 3327': [0.1, 0.0], 'Grimmway-Malaga': [3.4, 0.0], 'Magunden': [5.6, 0.0], 'Columbus': [8.3, 0.0], 'Cal Water': [8.9, 0.0], 'Bakersfield': [10.2, 0.0], 'West Park': [11.4, 0.0], 'Stockdale': [11.7, 0.0], 'Sycamore': [13.0, 0.0], 'Rosedale': [13.4, 0.0], 'Kern Oil': [13.4, 0.0], 'Kern Power': [14.5, 0.0], 'Tevis': [15.2, 0.0], 'Wheeler Ridge': [15.7, 0.0], '7th Standard': [18.1, 0.0], 'Renfro': [18.2, 0.0], 'Poso Mt.': [18.9, 0.0], 'Lerdo': [21.6, 0.0], 'Tupman': [23.4, 0.0], 'Rio Bravo': [24.7, 0.0], 'Pastoria': [25.0, 0.0], 'Norco': [25.3, 0.0], 'Midway - Wheeler Ridge (Proposed)': [26.0, 0.0], 'Elk Hills': [29.5, 0.0], 'Shafter': [29.8, 0.0], 'Highwind': [30.5, 0.0], 'Charca': [33.8, 0.0], 'Midway': [34.1, 0.0], 'Bailey': [36.2, 0.0], 'Taft': [36.8, 0.0], 'Windhub': [37.5, 0.0], 'Whirlwind': [38.6, 0.0], 'Semitropic': [38.7, 0.0], 'Vestal': [39.7, 0.0]} | 1073.6373 | 0 | 0 | 0 | 0 | 0 | 0 | 0 | 0 | 0 | 0 | 0 | 0 | 0 | 0 | 179.8436 | 0.16751 | 893.7938 | 0.83249 | 554.8946 | 0.51684 | 518.7427 | 455.2712 | 0.42405 | 618.3661 | 514.6738 | 0.47937 | 558.9635 | 940.9888 | 0.87645 | 132.6485 | 942.5837 | 0.87793 | 131.0536 | 1.4588 | 0.0013587 | 1072.1786
286 | Lathrop | Southern_NV_Eldorado | SCE EOP | {'Valley (VEA)': [11.3, 2358.0], 'Innovation': [24.0, 4286.0], 'Beatty': [27.5, 0.0], 'Vista 2': [31.4, 86.0], 'Pahrump': [39.4, 0.0]} | 123205.3906 | 8355.2979 | 0.067816 | 114850.0938 | 0.93218 | 0 | 0 | 0 | 0 | 0 | 0 | 0 | 0 | 0 | 0 | 0 | 0 | 0 | 0 | 0 | 0 | 123205.3906 | 0 | 0 | 123205.3906 | 0 | 0 | 123205.3906 | 0 | 0 | 123205.3906 | 2867.0854 | 0.023271 | 120338.3052 | 11.5208 | 9.3509e-05 | 123193.8698
74 | Leavitt | Northern_California | Northeast CA | {'Richmond': [7.1, 8731.0], 'Madeline': [38.9, 0.0]} | 56488.7227 | 8752.9092 | 0.15495 | 47735.8125 | 0.84505 | 0 | 0 | 0 | 0 | 0 | 4178.4775 | 0.07397 | 0 | 0 | 0 | 43611.2031 | 0.77203 | 2326.7075 | 0.041189 | 29576.1074 | 0.52358 | 26912.6152 | 8605.3838 | 0.15234 | 47883.3389 | 10119.1582 | 0.17914 | 46369.5645 | 33985.4766 | 0.60163 | 22503.2461 | 37896.7188 | 0.67087 | 18592.0039 | 6647.3169 | 0.11768 | 49841.4058
296 | Lee Lake (Proposed) | Riverside (Exclude) | SCE Eastern | {'Viejo': [12.5, 0.0], 'Valley': [16.9, 0.0], 'Margarita': [17.2, 0.0], 'Trabuco': [18.2, 0.0], 'Mira Loma': [19.0, 0.0], 'Santiago': [19.2, 0.0], 'Serrano': [20.3, 0.0], 'Capistrano': [20.5, 0.0], 'Vista': [21.5, 0.0], 'Chino': [21.6, 0.0], 'Talega': [21.6, 0.0], 'Villa Park': [22.6, 0.0], 'Johanna': [23.3, 0.0], 'Etiwanda': [23.8, 0.0], 'Rancho Vista': [23.8, 0.0], 'San Bernardino': [25.8, 0.0], 'El Casco': [26.1, 0.0], 'Lewis': [26.2, 0.0], 'San Onofre': [26.9, 0.0], 'Padua': [27.7, 0.0], 'Ellis': [28.8, 0.0], 'Olinda': [30.4, 0.0], 'Barre': [30.9, 0.0], 'Huntington Beach': [31.2, 0.0], 'Walnut': [33.8, 0.0], 'Alamitos': [37.4, 0.0], 'San Luis Rey': [37.7, 0.0], 'Del Amo': [37.8, 0.0], 'Rio Hondo': [39.1, 0.0], 'Center': [39.7, 0.0]} | 0 | 0 | 0 | 0 | 0 | 0 | 0 | 0 | 0 | 0 | 0 | 0 | 0 | 0 | 0 | 0 | 0 | 0 | 0 | 0 | 0 | 0 | 0 | 0 | 0 | 0 | 0 | 0 | 0 | 0 | 0 | 0 | 0 | 0 | 0 | 0 | 0
105 | Le Grand | Central_Valley_North_Los_Banos | PGE Fresno | {'Dairyland': [9.3, 0.0], 'Wilson': [10.5, 0.0], 'Merced': [13.2, 0.0], 'Newhall': [22.2, 0.0], 'Borden': [24.2, 0.0], 'Oro Loma': [29.4, 0.0], 'Gregg': [30.2, 0.0], 'Mendota': [33.7, 0.0], 'Kearney (New)': [39.5, 0.0]} | 0 | 0 | 0 | 0 | 0 | 0 | 0 | 0 | 0 | 0 | 0 | 0 | 0 | 0 | 0 | 0 | 0 | 0 | 0 | 0 | 0 | 0 | 0 | 0 | 0 | 0 | 0 | 0 | 0 | 0 | 0 | 0 | 0 | 0 | 0 | 0 | 0
297 | Leprino Jct | Central_Valley_North_Los_Banos | PGE Fresno | {'Henrietta': [3.9, 0.0], 'Mustang': [4.8, 0.0], 'GWF Hanford': [10.6, 0.0], 'Waukena': [15.9, 0.0], 'Gates': [17.7, 0.0], 'Corcoran': [17.9, 0.0], 'Schindler': [20.4, 0.0], 'Kingsburg': [22.1, 0.0], 'Avenal': [24.0, 0.0], 'Excelsior': [24.8, 0.0], 'Mc Mullin': [25.9, 0.0], 'McCall': [27.8, 0.0], 'Alpaugh': [28.4, 0.0], 'Helm': [30.9, 0.0], 'Cantua': [31.2, 0.0], 'Malaga': [31.9, 0.0], 'Olive': [32.1, 0.0], 'Gates-Midway (Proposed)': [32.2, 0.0], 'Kearney (New)': [32.3, 0.0], 'Arco': [32.4, 0.0], 'West Fresno': [33.0, 0.0], 'Rector': [33.1, 0.0], 'California Ave': [33.4, 0.0], 'Wahtoke': [33.5, 0.0], 'Sanger': [34.6, 0.0], 'Reedley': [35.8, 0.0], 'Cal Flats': [37.4, 0.0], 'Tranquility': [40.0, 0.0]} | 0 | 0 | 0 | 0 | 0 | 0 | 0 | 0 | 0 | 0 | 0 | 0 | 0 | 0 | 0 | 0 | 0 | 0 | 0 | 0 | 0 | 0 | 0 | 0 | 0 | 0 | 0 | 0 | 0 | 0 | 0 | 0 | 0 | 0 | 0 | 0 | 0
50 | Lerdo | Central_Valley_North_Los_Banos | PGE Kern | {'7th Standard': [4.3, 0.0], 'Rio Bravo': [7.3, 0.0], 'Renfro': [7.8, 0.0], 'Kern Oil': [8.5, 0.0], 'Kern Power': [8.9, 0.0], 'Shafter': [9.4, 0.0], 'Rosedale': [9.5, 0.0], 'Sycamore': [9.7, 0.0], 'West Park': [10.8, 0.0], 'Bakersfield': [11.4, 0.0], 'Poso Mt.': [11.7, 0.0], 'Tupman': [12.1, 0.0], 'Charca': [12.3, 0.0], 'Tevis': [12.5, 0.0], 'Stockdale': [13.5, 0.0], 'Columbus': [13.9, 0.0], 'Cal Water': [15.1, 0.0], 'Magunden': [16.1, 0.0], 'Norco': [17.2, 0.0], 'Semitropic': [17.5, 0.0], 'Midway': [18.2, 0.0], 'Unknown - 3327': [21.5, 0.0], 'Lamont': [21.6, 0.0], 'Smyrna': [22.7, 0.0], 'Elk Hills': [22.8, 0.0], 'Vestal': [23.9, 0.0], 'Grimmway-Malaga': [24.0, 0.0], 'Goose Lake': [25.1, 0.0], 'Midway - Wheeler Ridge (Proposed)': [27.0, 0.0], 'Wheeler Ridge': [30.1, 0.0], 'Taft': [31.3, 0.0], 'Temblor': [31.7, 0.0], 'Olive': [32.0, 0.0], 'Kernridge': [33.4, 0.0], 'Alpaugh': [36.3, 0.0], 'Gates-Midway (Proposed)': [39.1, 0.0]} | 0 | 0 | 0 | 0 | 0 | 0 | 0 | 0 | 0 | 0 | 0 | 0 | 0 | 0 | 0 | 0 | 0 | 0 | 0 | 0 | 0 | 0 | 0 | 0 | 0 | 0 | 0 | 0 | 0 | 0 | 0 | 0 | 0 | 0 | 0 | 0 | 0
116 | Lewis | Greater_LA | SCE Metro | {'Villa Park': [3.7, 22.0], 'Barre': [4.8, 344.0], 'Serrano': [6.4, 21.0], 'Johanna': [7.1, 123.0], 'Ellis': [8.9, 348.0], 'Olinda': [9.5, 5.0], 'Del Amo': [11.7, 335.0], 'Alamitos': [11.9, 342.0], 'Huntington Beach': [12.1, 348.0], 'Santiago': [12.5, 21.0], 'Walnut': [14.0, 0.0], 'Center': [14.5, 328.0], 'Lighthipe': [16.6, 328.0], 'Viejo': [17.7, 19.0], 'Chino': [18.2, 0.0], 'Laguna Bell': [18.3, 328.0], 'Hinson': [18.6, 328.0], 'Harborgen': [19.0, 328.0], 'Long Beach': [19.0, 328.0], 'Arcogen': [19.8, 328.0], 'Mesa': [19.9, 80.0], 'Rio Hondo': [20.9, 0.0], 'Trabuco': [21.4, 19.0], 'Mira Loma': [23.6, 0.0], 'Margarita': [23.7, 19.0], 'Capistrano': [24.5, 19.0], 'La Fresa': [25.3, 328.0], 'Goodrich': [26.0, 0.0], 'Padua': [26.1, 0.0], 'Lee Lake (Proposed)': [26.2, 0.0], 'El Nido': [27.9, 328.0], 'Redondo': [28.2, 328.0], 'Rancho Vista': [28.4, 0.0], 'Etiwanda': [28.8, 0.0], 'Chevmain': [29.7, 327.0], 'La Cienega': [30.5, 191.0], 'El Segundo': [30.9, 327.0], 'Talega': [31.0, 6.0], 'Gould': [32.9, 0.0], 'San Onofre': [36.2, 5.0], 'Vista': [37.0, 0.0]} | 769.7882 | 328.2503 | 0.42642 | 441.5379 | 0.57358 | 0 | 0 | 0 | 0 | 0 | 0 | 0 | 0 | 0 | 0 | 0 | 0 | 0 | 0 | 8.9877 | 0.011676 | 760.8005 | 181.0121 | 0.23515 | 588.7762 | 387.6136 | 0.50353 | 382.1747 | 396.6013 | 0.51521 | 373.187 | 0 | 0 | 769.7882 | 31.2094 | 0.040543 | 738.5788
89 | Lighthipe | Greater_LA | SCE Metro | {'Del Amo': [5.0, 385.0], 'Hinson': [5.0, 387.0], 'Center': [5.2, 377.0], 'Arcogen': [5.9, 387.0], 'Laguna Bell': [6.8, 376.0], 'Harborgen': [7.6, 386.0], 'Long Beach': [8.4, 385.0], 'Alamitos': [9.1, 385.0], 'La Fresa': [9.1, 387.0], 'Mesa': [11.4, 80.0], 'El Nido': [11.4, 387.0], 'Barre': [12.2, 367.0], 'Redondo': [12.4, 387.0], 'Chevmain': [13.2, 385.0], 'La Cienega': [14.3, 234.0], 'El Segundo': [14.4, 385.0], 'Olinda': [15.2, 5.0], 'Walnut': [15.6, 0.0], 'Lewis': [16.6, 328.0], 'Ellis': [19.0, 365.0], 'Rio Hondo': [19.1, 0.0], 'Goodrich': [19.3, 0.0], 'Huntington Beach': [19.8, 367.0], 'Villa Park': [20.1, 3.0], 'Johanna': [21.8, 103.0], 'Serrano': [22.4, 2.0], 'Gould': [23.5, 0.0], 'Santiago': [27.7, 2.0], 'Chino': [29.7, 0.0], 'Viejo': [34.0, 0.0], 'Sylmar-Pac Intertie': [34.7, 0.0], 'Padua': [34.9, 0.0], 'Trabuco': [36.2, 0.0], 'Mira Loma': [36.2, 0.0], 'Capistrano': [38.8, 0.0], 'Margarita': [38.9, 0.0], 'Rancho Vista': [39.5, 0.0], 'Etiwanda': [39.9, 0.0]} | 999.5488 | 363.8587 | 0.36402 | 635.6901 | 0.63598 | 0 | 0 | 0 | 0 | 0 | 0 | 0 | 0 | 0 | 0 | 0 | 0 | 0 | 0 | 0 | 0 | 999.5488 | 202.449 | 0.20254 | 797.0998 | 568.6218 | 0.56888 | 430.927 | 568.6218 | 0.56888 | 430.927 | 0 | 0 | 999.5488 | 5.0578 | 0.0050601 | 994.491
168 | Llagas | Peninsula_Monterey | PGE GBA | {'Hollister': [13.0, 0.0], 'Metcalf Energy Center': [18.1, 0.0], 'Metcalf 1': [18.1, 0.0], 'Moss Landing': [18.4, 8.0], 'Hicks': [24.6, 0.0], 'Quinto': [28.1, 0.0], 'Miller': [29.6, 0.0], 'Los Banos': [29.8, 0.0], 'Scott': [33.6, 0.0], 'Fink (Proposed)': [33.9, 0.0], 'Crow Creek': [34.3, 0.0], 'Los Esteros': [35.6, 0.0]} | 1679.1621 | 8.068 | 0.0048048 | 1671.0941 | 0.9952 | 0 | 0 | 0 | 0 | 0 | 0.73881 | 0.00043998 | 1.9796 | 0.0011789 | 0 | 506.0195 | 0.30135 | 999.673 | 0.59534 | 1402.1064 | 0.835 | 277.0557 | 279.3068 | 0.16634 | 1399.8553 | 279.3068 | 0.16634 | 1399.8553 | 1657.2767 | 0.98697 | 21.8854 | 1401.0243 | 0.83436 | 278.1378 | 72.4196 | 0.043128 | 1606.7425
155 | Lockeford | Solano | PGE GBA | {'Rancho Seco - Bellota (Proposed)': [9.0, 0.0], 'Camanche': [9.9, 0.0], 'Bellota': [10.7, 0.0], 'Eight Mile': [12.5, 0.0], 'Stagg': [13.4, 0.0], 'Weber': [14.3, 0.0], 'Vierra': [22.9, 0.0], 'Grand Island': [24.7, 0.0], 'Ripon': [25.0, 0.0], 'Riverbank': [27.7, 0.0], 'Brentwood': [31.3, 0.0], 'Warnerville': [32.5, 0.0], 'Kelso': [32.7, 0.0], 'Delta Pumps': [33.3, 0.0], 'Lone Tree': [34.7, 0.0], 'Contra Costa': [34.9, 0.0], 'Tesla': [35.6, 0.0], 'Midway Green Ridge Services': [35.7, 0.0], 'New Melones': [36.3, 0.0], 'Birds Landing': [36.4, 0.0], 'Gold Hill': [37.3, 0.0], 'Westley': [37.3, 0.0], 'Shiloh III': [37.5, 0.0], 'Peoria': [39.0, 0.0]} | 0 | 0 | 0 | 0 | 0 | 0 | 0 | 0 | 0 | 0 | 0 | 0 | 0 | 0 | 0 | 0 | 0 | 0 | 0 | 0 | 0 | 0 | 0 | 0 | 0 | 0 | 0 | 0 | 0 | 0 | 0 | 0 | 0 | 0 | 0 | 0 | 0
36 | Logan Creek | Northern_California | PGE NGBA | {'Delevan': [11.8, 0.0], 'Glenn': [17.7, 31.0], 'Cortina': [29.0, 0.0], 'Table Mt.': [33.0, 0.0], 'Thermalito': [33.7, 0.0], 'Wyandotte': [38.7, 0.0], 'Honcut': [38.8, 0.0]} | 735.8247 | 31.4076 | 0.042684 | 704.4171 | 0.95732 | 0 | 0 | 0 | 0 | 0 | 0 | 0 | 0 | 0 | 0 | 523.6719 | 0.71168 | 208.7863 | 0.28374 | 480.6102 | 0.65316 | 255.2145 | 27.9291 | 0.037956 | 707.8956 | 37.5104 | 0.050977 | 698.3143 | 518.1206 | 0.70414 | 217.7041 | 655.6217 | 0.891 | 80.203 | 0 | 0 | 735.8247
212 | Lone Tree | Solano | PGE GBA | {'Contra Costa': [3.9, 28335.0], 'Brentwood': [4.9, 24148.0], 'Kirker': [9.5, 28335.0], 'Pittsburg': [9.7, 28335.0], 'Clayton': [11.4, 21715.0], 'Delta Pumps': [12.6, 509.0], 'Birds Landing': [12.9, 28314.0], 'Kelso': [13.4, 423.0], 'Cayetano': [14.4, 96.0], 'Shiloh III': [16.1, 28314.0], 'Midway Green Ridge Services': [17.9, 96.0], 'Tesla': [19.3, 96.0], 'Martinez': [20.0, 13747.0], 'Grand Island': [21.8, 28231.0], 'Eight Mile': [22.3, 3992.0], 'Stagg': [22.6, 1626.0], 'Peabody': [26.1, 26837.0], 'Vierra': [28.4, 0.0], 'Weber': [28.4, 57.0], 'Carquinez': [28.4, 120.0], 'Eastshore': [29.5, 0.0], 'Vaca-Dixon & Gc Yard': [32.6, 13701.0], 'Newark': [33.2, 0.0], 'Tulucay': [34.6, 6.0], 'Lockeford': [34.7, 0.0], 'Ripon': [36.0, 0.0], 'Los Esteros': [37.1, 0.0], 'Martin': [39.2, 0.0], 'Westley': [39.5, 0.0]} | 109112.8516 | 28305.7773 | 0.25942 | 80807.0781 | 0.74058 | 0 | 0 | 0 | 0 | 0 | 30616.2441 | 0.28059 | 7595.9365 | 0.069615 | 0 | 69066.4688 | 0.63298 | 101.5151 | 0.00093037 | 35830.0781 | 0.32838 | 73282.7734 | 48326.957 | 0.44291 | 60785.8945 | 51952.6836 | 0.47614 | 57160.168 | 66604.0312 | 0.61041 | 42508.8203 | 8147.1294 | 0.074667 | 100965.7222 | 17777.6133 | 0.16293 | 91335.2383
223 | Long Beach | Greater_LA | SCE Metro | {'Harborgen': [0.9, 385.0], 'Arcogen': [3.7, 385.0], 'Hinson': [3.7, 385.0], 'Alamitos': [7.3, 385.0], 'Lighthipe': [8.4, 385.0], 'Del Amo': [9.3, 385.0], 'La Fresa': [9.5, 385.0], 'Redondo': [11.0, 385.0], 'El Nido': [12.4, 385.0], 'Center': [13.2, 377.0], 'Chevmain': [13.9, 384.0], 'Barre': [14.3, 367.0], 'El Segundo': [15.0, 384.0], 'Laguna Bell': [15.2, 375.0], 'Huntington Beach': [16.5, 367.0], 'Ellis': [17.2, 365.0], 'La Cienega': [18.4, 232.0], 'Lewis': [19.0, 328.0], 'Mesa': [19.8, 80.0], 'Olinda': [21.4, 5.0], 'Johanna': [21.8, 103.0], 'Villa Park': [22.8, 3.0], 'Walnut': [23.0, 0.0], 'Serrano': [25.4, 2.0], 'Santiago': [27.2, 2.0], 'Rio Hondo': [27.3, 0.0], 'Goodrich': [27.7, 0.0], 'Gould': [31.5, 0.0], 'Viejo': [34.3, 0.0], 'Trabuco': [34.7, 0.0], 'Chino': [35.3, 0.0], 'Capistrano': [36.7, 0.0], 'Margarita': [37.5, 0.0]} | 1059.1846 | 362.5047 | 0.34225 | 696.6799 | 0.65775 | 0 | 0 | 0 | 0 | 0 | 0 | 0 | 0 | 0 | 0 | 0 | 0 | 0 | 0 | 0 | 0 | 1059.1846 | 230.8571 | 0.21796 | 828.3275 | 631.2361 | 0.59596 | 427.9484 | 631.2361 | 0.59596 | 427.9484 | 0 | 0 | 1059.1846 | 25.3435 | 0.023927 | 1033.8411
108 | Los Banos | Central_Valley_North_Los_Banos | PGE Fresno | {'Quinto': [5.3, 0.0], 'Miller': [14.8, 0.0], 'Fink (Proposed)': [22.8, 0.0], 'Crow Creek': [23.0, 0.0], 'Oro Loma': [23.3, 0.0], 'Hollister': [25.0, 0.0], 'Llagas': [29.8, 0.0], 'Merced': [33.1, 0.0], 'Panoche': [36.8, 0.0], 'Wilson': [37.7, 0.0], 'Westley': [37.7, 0.0], 'Mendota': [38.7, 0.0], 'Dairyland': [38.9, 0.0], 'Cheney': [39.7, 0.0]} | 7329.2603 | 0 | 0 | 0 | 0 | 0 | 0 | 0 | 0 | 0 | 2.8667 | 0.00039113 | 0 | 0 | 0 | 3984.6624 | 0.54367 | 3337.0581 | 0.45531 | 6983.2744 | 0.95279 | 345.9858 | 269.4024 | 0.036757 | 7059.8578 | 457.5761 | 0.062431 | 6871.6842 | 7068.2275 | 0.96438 | 261.0327 | 7071.4805 | 0.96483 | 257.7798 | 13.8406 | 0.0018884 | 7315.4196
202 | Los Esteros | Peninsula_Monterey | PGE GBA | {'Scott': [3.7, 62.0], 'Newark': [5.9, 30.0], 'Hicks': [13.5, 33.0], 'Eastshore': [17.0, 30.0], 'Metcalf Energy Center': [17.5, 33.0], 'Metcalf 1': [17.5, 33.0], 'Cayetano': [23.2, 0.0], 'Midway Green Ridge Services': [28.0, 0.0], 'Tesla': [28.2, 0.0], 'Delta Pumps': [30.9, 0.0], 'Kelso': [31.3, 0.0], 'Martin': [32.3, 30.0], 'Llagas': [35.6, 0.0], 'Clayton': [35.7, 0.0], 'Brentwood': [36.7, 0.0], 'Lone Tree': [37.1, 0.0]} | 2421.0454 | 59.6468 | 0.024637 | 2361.3987 | 0.97536 | 0 | 0 | 0 | 0 | 0 | 0 | 0 | 0 | 0 | 0 | 2028.0911 | 0.83769 | 239.9465 | 0.099109 | 2028.85 | 0.83801 | 392.1954 | 736.723 | 0.3043 | 1684.3224 | 771.3917 | 0.31862 | 1649.6537 | 2068.9919 | 0.85459 | 352.0535 | 2227.6812 | 0.92013 | 193.3643 | 91.6687 | 0.037863 | 2329.3767
134 | Lugo | Greater_Kramer | SCE Metro | {'Victor': [9.6, 1335.0], 'Roadway': [14.7, 1007.0], 'San Bernardino': [21.1, 0.0], 'Etiwanda': [21.2, 0.0], 'Rancho Vista': [21.4, 0.0], 'Vista': [22.6, 0.0], 'Padua': [23.0, 0.0], 'Mira Loma': [27.1, 0.0], 'Calcite': [27.8, 824.0], 'Chino': [31.0, 0.0], 'El Casco': [32.2, 0.0], 'Tortilla': [39.3, 13.0], 'Rio Hondo': [39.4, 0.0]} | 29325.8613 | 1355.8528 | 0.046234 | 27970.0078 | 0.95377 | 0 | 0 | 0 | 0 | 0 | 0 | 0 | 0 | 0 | 0 | 6060.2344 | 0.20665 | 5199.0781 | 0.17729 | 18566.625 | 0.63311 | 10759.2363 | 13611.5156 | 0.46415 | 15714.3457 | 12299.6738 | 0.41941 | 17026.1875 | 25325.127 | 0.86358 | 4000.7344 | 13874.7666 | 0.47312 | 15451.0947 | 74.2428 | 0.0025316 | 29251.6186
308 | Lugo - Pisgah (Proposed) | Greater_Kramer | SCE NOL | {'Calcite': [18.2, 2069.0], 'Pisgah': [30.1, 40.0], 'Devers': [32.0, 602.0], 'Cool Water': [34.4, 0.0], 'El Casco': [39.0, 0.0], 'Tortilla': [39.2, 0.0]} | 109240.4609 | 12721.1455 | 0.11645 | 96519.3125 | 0.88355 | 0 | 0 | 0 | 0 | 0 | 0 | 0 | 0 | 0 | 0 | 4854.1255 | 0.044435 | 2026.8069 | 0.018554 | 26895.5547 | 0.24621 | 82344.9062 | 9712.7422 | 0.088912 | 99527.7188 | 15112.4014 | 0.13834 | 94128.0596 | 39440.9922 | 0.36105 | 69799.4688 | 80114.8125 | 0.73338 | 29125.6484 | 53.8091 | 0.00049257 | 109186.6519
75 | Madeline | Northern_California | Northeast CA | {'Richmond': [38.7, 0.0], 'Hilltop': [38.7, 26.0], 'Leavitt': [38.9, 0.0]} | 218059.0469 | 12246.8926 | 0.056163 | 205812.1562 | 0.94384 | 0 | 0 | 0 | 0 | 0 | 16654.7871 | 0.076377 | 1032.9371 | 0.004737 | 0 | 124504.3203 | 0.57097 | 68872.3672 | 0.31584 | 61866.3984 | 0.28371 | 156192.6484 | 18249.3633 | 0.08369 | 199809.6836 | 23793.6113 | 0.10912 | 194265.4355 | 84171.3281 | 0.386 | 133887.7188 | 179763.5 | 0.82438 | 38295.5469 | 44750.4727 | 0.20522 | 173308.5742
195 | Madison | Solano | PGE NGBA | {'Putah Creek': [10.3, 1478.0], 'Woodland': [11.3, 1099.0], 'Davis': [15.4, 1043.0], 'Vaca-Dixon & Gc Yard': [18.8, 1043.0], 'Peabody': [26.6, 1043.0], 'Rio Oso': [32.7, 0.0], 'Tulucay': [33.4, 353.0], 'Cortina': [33.9, 2.0], 'Shiloh III': [35.2, 353.0], 'Grand Island': [36.6, 0.0], 'Olivehurst': [37.1, 0.0], 'Pleasant Grove': [37.3, 0.0], 'Pease': [38.3, 0.0], 'Birds Landing': [38.5, 0.0]} | 47368.7031 | 1630.4541 | 0.03442 | 45738.25 | 0.96558 | 0 | 0 | 0 | 0 | 0 | 4043.5249 | 0.085363 | 2123.3704 | 0.044826 | 0 | 31076.25 | 0.65605 | 13981.3994 | 0.29516 | 39990.9531 | 0.84425 | 7377.75 | 3031.6392 | 0.064001 | 44337.064 | 1831.0768 | 0.038656 | 45537.6263 | 40424.0391 | 0.85339 | 6944.6641 | 36410.2031 | 0.76866 | 10958.5 | 373.4503 | 0.0078839 | 46995.2528
51 | Magunden | Central_Valley_North_Los_Banos | SCE Northern | {'Columbus': [2.8, 0.0], 'Cal Water': [4.4, 0.0], 'Bakersfield': [5.0, 0.0], 'Unknown - 3327': [5.5, 0.0], 'Lamont': [5.6, 0.0], 'West Park': [6.7, 0.0], 'Sycamore': [7.4, 0.0], 'Kern Oil': [7.8, 0.0], 'Grimmway-Malaga': [8.6, 0.0], 'Stockdale': [8.8, 0.0], 'Rosedale': [8.9, 0.0], 'Kern Power': [10.0, 0.0], 'Tevis': [12.0, 0.0], '7th Standard': [13.0, 0.0], 'Poso Mt.': [13.8, 0.0], 'Renfro': [13.8, 0.0], 'Lerdo': [16.1, 0.0], 'Wheeler Ridge': [19.0, 0.0], 'Tupman': [19.7, 0.0], 'Rio Bravo': [19.9, 0.0], 'Norco': [22.5, 0.0], 'Shafter': [24.7, 0.0], 'Midway - Wheeler Ridge (Proposed)': [25.6, 0.0], 'Elk Hills': [27.3, 0.0], 'Charca': [28.4, 0.0], 'Pastoria': [29.7, 0.0], 'Midway': [30.1, 0.0], 'Semitropic': [33.4, 0.0], 'Vestal': [34.4, 0.0], 'Taft': [35.3, 0.0], 'Highwind': [35.6, 0.0], 'Smyrna': [38.8, 0.0]} | 510.7175 | 0 | 0 | 0 | 0 | 0 | 0 | 0 | 0 | 0 | 0 | 0 | 0 | 0 | 0 | 1.1272 | 0.0022071 | 509.5903 | 0.99779 | 331.7501 | 0.64958 | 178.9674 | 205.6521 | 0.40267 | 305.0654 | 281.8878 | 0.55194 | 228.8297 | 510.7175 | 1 | 0 | 509.5231 | 0.99766 | 1.1944 | 0 | 0 | 510.7175
24 | Malaga | Central_Valley_North_Los_Banos | PGE Fresno | {'California Ave': [2.8, 0.0], 'West Fresno': [5.4, 0.0], 'Sanger': [6.5, 0.0], 'McCall': [7.5, 0.0], 'Kearney (New)': [8.7, 0.0], 'Gregg': [15.3, 0.0], 'Mc Mullin': [16.1, 0.0], 'Wahtoke': [16.1, 0.0], 'Kingsburg': [16.2, 0.0], 'Reedley': [20.4, 0.0], 'Borden': [21.3, 0.0], 'Helm': [25.9, 0.0], 'GWF Hanford': [29.6, 0.0], 'Schindler': [30.5, 0.0], 'Leprino': [31.9, 0.0], 'Henrietta': [32.7, 0.0], 'Mustang': [33.6, 0.0], 'Excelsior': [34.6, 0.0], 'Newhall': [35.4, 0.0], 'Rector': [37.9, 0.0], 'Tranquility': [38.3, 0.0], 'Cantua': [38.7, 0.0], 'Waukena': [39.2, 0.0]} | 0 | 0 | 0 | 0 | 0 | 0 | 0 | 0 | 0 | 0 | 0 | 0 | 0 | 0 | 0 | 0 | 0 | 0 | 0 | 0 | 0 | 0 | 0 | 0 | 0 | 0 | 0 | 0 | 0 | 0 | 0 | 0 | 0 | 0 | 0 | 0 | 0
235 | Mandalay | Greater_LA | SCE Northern | {'Santa Clara': [7.5, 137.0], 'Moorpark': [20.4, 88.0]} | 618.2186 | 128.7081 | 0.20819 | 489.5105 | 0.79181 | 0 | 0 | 0 | 0 | 0 | 4.9947 | 0.0080792 | 0 | 0 | 0 | 0 | 0 | 0 | 0 | 240.7357 | 0.3894 | 377.4829 | 226.1053 | 0.36574 | 392.1133 | 282.0458 | 0.45622 | 336.1728 | 472.7959 | 0.76477 | 145.4227 | 27.4827 | 0.044455 | 590.7358 | 70.8819 | 0.11466 | 547.3367
200 | Margarita | Greater_LA | SDGE Imperial | {'Trabuco': [2.8, 57.0], 'Capistrano': [3.4, 57.0], 'Talega': [7.4, 43.0], 'Viejo': [8.1, 54.0], 'Santiago': [11.3, 52.0], 'San Onofre': [13.1, 42.0], 'Lee Lake (Proposed)': [17.2, 0.0], 'Johanna': [17.2, 42.0], 'Ellis': [20.4, 24.0], 'Huntington Beach': [21.2, 24.0], 'Serrano': [21.3, 19.0], 'Villa Park': [21.8, 19.0], 'Lewis': [23.7, 19.0], 'Barre': [27.1, 15.0], 'San Luis Rey': [28.8, 4.0], 'Valley': [30.2, 0.0], 'Alamitos': [30.9, 14.0], 'Chino': [31.0, 0.0], 'Mira Loma': [31.8, 0.0], 'Olinda': [32.1, 0.0], 'Encina': [33.1, 0.0], 'Del Amo': [33.9, 7.0], 'Palomar Airport': [35.4, 0.0], 'Walnut': [36.6, 0.0], 'Rancho Vista': [37.5, 0.0], 'Long Beach': [37.5, 0.0], 'Etiwanda': [37.6, 0.0], 'Center': [37.9, 0.0], 'Harborgen': [38.0, 0.0], 'Vista': [38.2, 0.0], 'Lighthipe': [38.9, 0.0], 'Hinson': [39.0, 0.0], 'Padua': [39.3, 0.0], 'Arcogen': [40.0, 0.0]} | 334.7478 | 48.7807 | 0.14572 | 285.9671 | 0.85428 | 0 | 0 | 0 | 0 | 0 | 0 | 0 | 0 | 0 | 0 | 2.7566 | 0.0082348 | 0 | 0 | 8.9877 | 0.026849 | 325.7601 | 70.0969 | 0.2094 | 264.6509 | 247.6028 | 0.73967 | 87.145 | 256.5905 | 0.76652 | 78.1573 | 0 | 0 | 334.7478 | 15.4352 | 0.04611 | 319.3127
152 | Martin (San Francisco H) | Peninsula_Monterey | PGE GBA | {'Eastshore': [16.9, 422.0], 'Ignacio': [26.8, 290.0], 'Martinez': [26.8, 336.0], 'Newark': [27.1, 140.0], 'Carquinez': [28.2, 269.0], 'Clayton': [29.2, 86.0], 'Los Esteros': [32.3, 30.0], 'Scott': [33.6, 29.0], 'Cayetano': [35.0, 0.0], 'Kirker': [35.2, 0.0], 'Pittsburg': [36.2, 0.0], 'Tulucay': [38.4, 0.0], 'Lakeville': [39.0, 15.0], 'Lone Tree': [39.2, 0.0], 'Contra Costa': [39.9, 0.0]} | 2189.3628 | 725.0555 | 0.33117 | 1464.3074 | 0.66883 | 0 | 0 | 0 | 0 | 0 | 0.35933 | 0.00016413 | 0 | 0 | 0 | 0.72563 | 0.00033143 | 0 | 0 | 204.6442 | 0.093472 | 1984.7186 | 579.9633 | 0.2649 | 1609.3995 | 1142.0198 | 0.52162 | 1047.343 | 1178.4338 | 0.53825 | 1010.929 | 147.6023 | 0.067418 | 2041.7605 | 183.7004 | 0.083906 | 2005.6624
211 | Martinez | Solano | PGE GBA | {'Carquinez': [8.9, 1572.0], 'Clayton': [9.4, 14977.0], 'Kirker': [11.5, 14906.0], 'Pittsburg': [12.0, 15016.0], 'Birds Landing': [17.3, 14335.0], 'Tulucay': [18.1, 1299.0], 'Shiloh III': [18.1, 14252.0], 'Contra Costa': [18.2, 13806.0], 'Lone Tree': [20.0, 13747.0], 'Peabody': [20.3, 14174.0], 'Ignacio': [23.5, 807.0], 'Brentwood': [24.9, 13489.0], 'Cayetano': [26.8, 75.0], 'Martin': [26.8, 336.0], 'Eastshore': [26.9, 210.0], 'Vaca-Dixon & Gc Yard': [28.7, 5177.0], 'Lakeville': [30.1, 9.0], 'Delta Pumps': [30.8, 82.0], 'Kelso': [31.8, 77.0], 'Grand Island': [32.3, 13665.0], 'Midway Green Ridge Services': [35.1, 75.0], 'Putah Creek': [35.7, 95.0], 'Newark': [36.2, 0.0], 'Tesla': [36.6, 75.0], 'Penngrove': [37.1, 0.0]} | 57613.8164 | 15352.5498 | 0.26647 | 42261.2656 | 0.73353 | 0 | 0 | 0 | 0 | 0 | 13818.6201 | 0.23985 | 0 | 0 | 0 | 38488.7695 | 0.66805 | 0 | 0 | 18281.9336 | 0.31732 | 39331.8828 | 24932.2422 | 0.43275 | 32681.5742 | 23232.0059 | 0.40324 | 34381.8105 | 38051.0312 | 0.66045 | 19562.7852 | 9149.4287 | 0.15881 | 48464.3877 | 12432.4639 | 0.21579 | 45181.3525
25 | McCall | Central_Valley_North_Los_Banos | PGE Fresno | {'Sanger': [6.8, 0.0], 'Malaga': [7.5, 0.0], 'Kingsburg': [9.0, 0.0], 'California Ave': [10.2, 0.0], 'Wahtoke': [10.4, 0.0], 'West Fresno': [12.4, 0.0], 'Reedley': [14.6, 0.0], 'Kearney (New)': [15.0, 0.0], 'Mc Mullin': [19.4, 0.0], 'Gregg': [22.7, 0.0], 'GWF Hanford': [23.6, 0.0], 'Leprino': [27.8, 0.0], 'Borden': [28.8, 0.0], 'Henrietta': [29.4, 0.0], 'Helm': [29.8, 0.0], 'Mustang': [30.4, 0.0], 'Rector': [30.5, 0.0], 'Schindler': [31.3, 0.0], 'Waukena': [32.8, 0.0], 'Corcoran': [34.9, 0.0], 'Excelsior': [36.0, 0.0]} | 0 | 0 | 0 | 0 | 0 | 0 | 0 | 0 | 0 | 0 | 0 | 0 | 0 | 0 | 0 | 0 | 0 | 0 | 0 | 0 | 0 | 0 | 0 | 0 | 0 | 0 | 0 | 0 | 0 | 0 | 0 | 0 | 0 | 0 | 0 | 0 | 0
26 | Mc Mullin | Central_Valley_North_Los_Banos | PGE Fresno | {'Kearney (New)': [9.7, 0.0], 'Helm': [10.4, 0.0], 'West Fresno': [12.8, 0.0], 'California Ave': [15.2, 0.0], 'Schindler': [15.6, 0.0], 'Malaga': [16.1, 0.0], 'Gregg': [18.4, 0.0], 'Excelsior': [19.0, 0.0], 'McCall': [19.4, 0.0], 'Sanger': [22.4, 0.0], 'Cantua': [22.7, 0.0], 'Borden': [22.7, 0.0], 'Tranquility': [23.1, 0.0], 'Kingsburg': [23.7, 0.0], 'Henrietta': [24.7, 0.0], 'Mustang': [25.2, 0.0], 'Leprino': [25.9, 0.0], 'Newhall': [26.7, 0.0], 'Mendota': [27.5, 0.0], 'GWF Hanford': [29.3, 0.0], 'Wahtoke': [29.8, 0.0], 'Cheney': [30.3, 0.0], 'Gates': [32.2, 0.0], 'Panoche': [33.2, 0.0], 'Reedley': [34.0, 0.0], 'Dairyland': [36.7, 0.0], 'Waukena': [38.9, 0.0]} | 0 | 0 | 0 | 0 | 0 | 0 | 0 | 0 | 0 | 0 | 0 | 0 | 0 | 0 | 0 | 0 | 0 | 0 | 0 | 0 | 0 | 0 | 0 | 0 | 0 | 0 | 0 | 0 | 0 | 0 | 0 | 0 | 0 | 0 | 0 | 0 | 0
298 | Mead | Southern_NV_Eldorado | SCE EOP | {'Sloan Canyon': [11.1, 356.0], 'Eldorado': [13.3, 356.0], 'Harry Allen': [34.6, 0.0], 'Primm': [35.0, 1.0]} | 8323.7363 | 350.3477 | 0.04209 | 7973.3887 | 0.95791 | 0 | 0 | 0 | 0 | 0 | 0 | 0 | 0 | 0 | 0 | 0 | 0 | 0 | 0 | 0 | 0 | 8323.7363 | 0 | 0 | 8323.7363 | 0 | 0 | 8323.7363 | 0 | 0 | 8323.7363 | 0 | 0 | 8323.7363 | 0 | 0 | 8323.7363
103 | Mendocino | Mendocino_Marin | PGE NGBA | {'Calpella': [3.7, 7.0], 'Ukiah': [7.4, 7.0], 'Hopland': [20.2, 0.0], 'Cloverdale': [32.9, 0.0], 'Eagle Rock': [35.7, 0.0]} | 573.6252 | 7.1961 | 0.012545 | 566.4291 | 0.98746 | 0 | 0 | 0 | 0 | 0 | 0 | 0 | 0 | 0 | 0 | 228.9134 | 0.39906 | 287.183 | 0.50065 | 230.0382 | 0.40103 | 343.587 | 184.7255 | 0.32203 | 388.8997 | 252.6892 | 0.44051 | 320.936 | 452.0911 | 0.78813 | 121.5341 | 533.3497 | 0.92979 | 40.2755 | 0 | 0 | 573.6252
27 | Mendota | Central_Valley_North_Los_Banos | PGE Fresno | {'Cheney': [7.3, 0.0], 'Panoche': [8.2, 0.0], 'Tranquility': [9.5, 0.0], 'Newhall': [12.4, 0.0], 'Oro Loma': [15.8, 0.0], 'Helm': [18.0, 0.0], 'Cantua': [21.1, 0.0], 'Dairyland': [24.4, 0.0], 'Excelsior': [25.5, 0.0], 'Mc Mullin': [27.5, 0.0], 'Schindler': [28.3, 0.0], 'Borden': [29.7, 0.0], 'Gregg': [31.4, 0.0], 'Kearney (New)': [31.9, 0.0], 'Le Grand': [33.7, 0.0], 'West Fresno': [35.5, 0.0], 'Merced': [38.2, 0.0], 'California Ave': [38.5, 0.0], 'Los Banos': [38.7, 0.0], 'Wilson': [39.7, 0.0]} | 0 | 0 | 0 | 0 | 0 | 0 | 0 | 0 | 0 | 0 | 0 | 0 | 0 | 0 | 0 | 0 | 0 | 0 | 0 | 0 | 0 | 0 | 0 | 0 | 0 | 0 | 0 | 0 | 0 | 0 | 0 | 0 | 0 | 0 | 0 | 0 | 0
106 | Merced | Central_Valley_North_Los_Banos | PGE Fresno | {'Wilson': [4.6, 0.0], 'Le Grand': [13.2, 0.0], 'Dairyland': [17.8, 0.0], 'Oro Loma': [28.3, 0.0], 'Newhall': [29.4, 0.0], 'Los Banos': [33.1, 0.0], 'Quinto': [33.7, 0.0], 'Miller': [34.8, 0.0], 'Crow Creek': [36.4, 0.0], 'Fink (Proposed)': [36.6, 0.0], 'Warnerville': [36.7, 0.0], 'Borden': [36.8, 0.0], 'Mendota': [38.2, 0.0]} | 0 | 0 | 0 | 0 | 0 | 0 | 0 | 0 | 0 | 0 | 0 | 0 | 0 | 0 | 0 | 0 | 0 | 0 | 0 | 0 | 0 | 0 | 0 | 0 | 0 | 0 | 0 | 0 | 0 | 0 | 0 | 0 | 0 | 0 | 0 | 0 | 0
160 | Mesa | Kern_Greater_Carrizo | PGE Kern | {'Oceano': [9.7, 177.0], 'Sisquoc': [11.4, 429.0], 'San Luis Obispo': [20.2, 103.0], 'Cabrillo': [25.2, 0.0], 'Diablo Canyon': [26.5, 24.0], 'Solar': [34.0, 5.0], 'Morro Bay': [34.0, 21.0], 'Carrizo Plains': [34.7, 5.0], 'Caliente': [39.6, 0.0], 'Templeton': [39.8, 0.0]} | 5648.9692 | 476.3908 | 0.084332 | 5172.5786 | 0.91567 | 0 | 0 | 0 | 0 | 0 | 0 | 0 | 0 | 0 | 0 | 2002.7805 | 0.35454 | 3411.9387 | 0.60399 | 1028.4912 | 0.18207 | 4620.478 | 57.3936 | 0.01016 | 5591.5756 | 642.1545 | 0.11368 | 5006.8148 | 1506.8639 | 0.26675 | 4142.1053 | 5060.3423 | 0.8958 | 588.627 | 153.158 | 0.027113 | 5495.8112
90 | Mesa (SCE) | Greater_LA | SCE Metro |  | 160.3277 | 73.2352 | 0.45678 | 87.0926 | 0.54322 | 0 | 0 | 0 | 0 | 0 | 0 | 0 | 0 | 0 | 0 | 0 | 0 | 0 | 0 | 0 | 0 | 160.3277 | 54.167 | 0.33785 | 106.1608 | 78.2591 | 0.48812 | 82.0686 | 78.2591 | 0.48812 | 82.0686 | 0 | 0 | 160.3277 | 0 | 0 | 160.3277
229 | Metcalf | Peninsula_Monterey | PGE GBA | {'Metcalf Energy Center': [0.3, 33.0], 'Hicks': [8.8, 33.0], 'Scott': [15.7, 33.0], 'Los Esteros': [17.5, 33.0], 'Llagas': [18.1, 0.0], 'Newark': [23.3, 0.0], 'Moss Landing': [28.9, 0.0], 'Hollister': [31.1, 0.0], 'Miller': [34.4, 0.0], 'Eastshore': [34.5, 0.0], 'Fink (Proposed)': [34.5, 0.0], 'Crow Creek': [34.9, 0.0], 'Tesla': [35.1, 0.0], 'Cayetano': [35.6, 0.0], 'Midway Green Ridge Services': [35.7, 0.0], 'Quinto': [37.8, 0.0], 'Westley': [38.3, 0.0]} | 2854.6055 | 32.9823 | 0.011554 | 2821.623 | 0.98845 | 0 | 0 | 0 | 0 | 0 | 0 | 0 | 0 | 0 | 0 | 1996.4133 | 0.69937 | 823.3157 | 0.28842 | 2466.5295 | 0.86405 | 388.0759 | 939.3126 | 0.32905 | 1915.2929 | 952.1705 | 0.33356 | 1902.435 | 2589.2324 | 0.90704 | 265.373 | 2747.9548 | 0.96264 | 106.6506 | 23.87 | 0.0083619 | 2830.7355
52 | Midway | Central_Valley_North_Los_Banos | PGE Kern | {'Shafter': [10.7, 0.0], 'Tupman': [10.8, 0.0], 'Rio Bravo': [11.1, 0.0], 'Norco': [11.5, 0.0], 'Elk Hills': [13.0, 0.0], 'Semitropic': [13.6, 0.0], 'Temblor': [13.8, 0.0], 'Goose Lake': [15.4, 0.0], 'Charca': [15.8, 0.0], 'Renfro': [16.3, 0.0], 'Kernridge': [16.4, 0.0], 'Lerdo': [18.2, 0.0], '7th Standard': [18.3, 0.0], 'Taft': [18.6, 0.0], 'Tevis': [19.1, 0.0], 'Kern Power': [20.1, 0.0], 'Rosedale': [21.2, 0.0], 'Smyrna': [21.7, 0.0], 'Midway - Wheeler Ridge (Proposed)': [22.1, 0.0], 'Stockdale': [22.5, 0.0], 'West Park': [23.3, 0.0], 'Kern Oil': [24.5, 0.0], 'Bakersfield': [25.3, 0.0], 'Sycamore': [26.3, 0.0], 'Caliente': [26.3, 0.0], 'Columbus': [28.9, 0.0], 'Poso Mt.': [29.9, 0.0], 'Magunden': [30.1, 0.0], 'Gates-Midway (Proposed)': [31.0, 0.0], 'Cal Water': [31.1, 0.0], 'Carrizo Plains': [33.2, 0.0], 'Lamont': [34.1, 0.0], 'Unknown - 3327': [34.1, 0.0], 'Olive': [34.1, 0.0], 'Solar': [34.3, 0.0], 'Wheeler Ridge': [34.6, 0.0], 'Grimmway-Malaga': [35.1, 0.0], 'Arco': [36.5, 0.0], 'Vestal': [36.6, 0.0], 'Alpaugh': [38.6, 0.0]} | 0 | 0 | 0 | 0 | 0 | 0 | 0 | 0 | 0 | 0 | 0 | 0 | 0 | 0 | 0 | 0 | 0 | 0 | 0 | 0 | 0 | 0 | 0 | 0 | 0 | 0 | 0 | 0 | 0 | 0 | 0 | 0 | 0 | 0 | 0 | 0 | 0
305 | Midway - Wheeler Ridge (Proposed) | Central_Valley_North_Los_Banos | PGE Kern | {'Elk Hills': [9.4, 0.0], 'Norco': [11.6, 0.0], 'Taft': [12.1, 0.0], 'Tevis': [15.8, 0.0], 'Tupman': [16.0, 0.0], 'Wheeler Ridge': [16.7, 0.0], 'Stockdale': [17.6, 0.0], 'Renfro': [19.3, 0.0], 'Kern Power': [20.3, 0.0], 'Rosedale': [20.7, 0.0], 'West Park': [21.7, 0.0], 'Midway': [22.1, 0.0], 'Rio Bravo': [22.1, 0.0], '7th Standard': [23.3, 0.0], 'Bakersfield': [23.6, 0.0], 'Grimmway-Malaga': [24.6, 0.0], 'Magunden': [25.6, 0.0], 'Unknown - 3327': [25.9, 0.0], 'Lamont': [26.0, 0.0], 'Kern Oil': [26.1, 0.0], 'Columbus': [26.6, 0.0], 'Lerdo': [27.0, 0.0], 'Shafter': [27.2, 0.0], 'Pastoria': [27.3, 0.0], 'Sycamore': [27.7, 0.0], 'Cal Water': [29.3, 0.0], 'Temblor': [30.1, 0.0], 'Charca': [33.7, 0.0], 'Semitropic': [34.4, 0.0], 'Kernridge': [34.6, 0.0], 'Poso Mt.': [34.9, 0.0], 'Bailey': [36.8, 0.0], 'Goose Lake': [37.5, 0.0]} | 0 | 0 | 0 | 0 | 0 | 0 | 0 | 0 | 0 | 0 | 0 | 0 | 0 | 0 | 0 | 0 | 0 | 0 | 0 | 0 | 0 | 0 | 0 | 0 | 0 | 0 | 0 | 0 | 0 | 0 | 0 | 0 | 0 | 0 | 0 | 0 | 0
145 | Miguel | Greater_SD | SDGE Imperial | {'Bay Boulevard': [8.1, 180.0], 'Otay Mesa': [8.3, 138.0], 'Silvergate': [9.4, 180.0], 'Mission': [11.6, 176.0], 'Old Town': [13.6, 176.0], 'Kearny': [13.7, 174.0], 'Sycamore Canyon': [16.7, 159.0], 'Suncrest': [19.7, 1.0], 'Penasquitos': [21.5, 170.0], 'Escondido': [31.8, 0.0], 'Suncrest - Ocotillo (Proposed)': [32.3, 0.0], 'Palomar Airport': [35.4, 0.0], 'Encina': [37.7, 0.0]} | 816.9893 | 169.0921 | 0.20697 | 647.8973 | 0.79303 | 0 | 0 | 0 | 0 | 0 | 0 | 0 | 0 | 0 | 0 | 0 | 0 | 0 | 0 | 54.4389 | 0.066634 | 762.5504 | 307.9788 | 0.37697 | 509.0106 | 568.3548 | 0.69567 | 248.6345 | 573.8016 | 0.70234 | 243.1877 | 34.2506 | 0.041923 | 782.7387 | 65.5838 | 0.080275 | 751.4055
182 | Miller | Central_Valley_North_Los_Banos | PGE GBA | {'Fink (Proposed)': [8.1, 0.0], 'Crow Creek': [8.4, 0.0], 'Quinto': [9.6, 0.0], 'Los Banos': [14.8, 0.0], 'Westley': [23.1, 0.0], 'Llagas': [29.6, 0.0], 'Hollister': [31.3, 0.0], 'Metcalf 1': [34.4, 0.0], 'Metcalf Energy Center': [34.7, 0.0], 'Merced': [34.8, 0.0], 'Ripon': [34.8, 0.0], 'Oro Loma': [36.0, 0.0], 'Riverbank': [37.5, 0.0], 'Warnerville': [37.9, 0.0], 'Vierra': [38.6, 0.0], 'Wilson': [39.2, 0.0]} | 7009.7617 | 0 | 0 | 0 | 0 | 0 | 0 | 0 | 0 | 0 | 2.8667 | 0.00040896 | 0 | 0 | 0 | 3321.7283 | 0.47387 | 3682.0505 | 0.52527 | 6812.3203 | 0.97183 | 197.4414 | 852.0183 | 0.12155 | 6157.7434 | 1983.8507 | 0.28301 | 5025.911 | 6925.8828 | 0.98803 | 83.8789 | 6754.2256 | 0.96355 | 255.5361 | 13.3295 | 0.0019016 | 6996.4322
127 | Mirage | Riverside | SCE Eastern | {'Devers': [14.4, 8014.0]} | 45591.9297 | 10855 | 0.23809 | 34736.9297 | 0.76191 | 0 | 0 | 0 | 0 | 0 | 173.5661 | 0.0038069 | 0 | 0 | 0 | 588.6229 | 0.012911 | 2965.3469 | 0.065041 | 6798.814 | 0.14912 | 38793.1157 | 13628.6611 | 0.29893 | 31963.2686 | 11769.251 | 0.25814 | 33822.6787 | 19472.0352 | 0.42709 | 26119.8945 | 26911.3516 | 0.59027 | 18680.5781 | 9.81 | 0.00021517 | 45582.1197
135 | Mira Loma | Greater_Kramer | SCE Metro | {'Rancho Vista': [5.8, 0.0], 'Etiwanda': [6.0, 0.0], 'Chino': [6.6, 0.0], 'Padua': [8.8, 0.0], 'Vista': [14.3, 0.0], 'Serrano': [17.9, 0.0], 'Lee Lake (Proposed)': [19.0, 0.0], 'San Bernardino': [19.3, 0.0], 'Villa Park': [20.4, 0.0], 'Olinda': [21.0, 0.0], 'Walnut': [22.1, 0.0], 'Lewis': [23.6, 0.0], 'Viejo': [23.9, 0.0], 'Rio Hondo': [24.8, 0.0], 'Johanna': [26.2, 0.0], 'Santiago': [26.4, 0.0], 'Lugo': [27.1, 0.0], 'Barre': [27.6, 0.0], 'El Casco': [28.1, 0.0], 'Valley': [29.9, 0.0], 'Ellis': [31.1, 0.0], 'Trabuco': [31.3, 0.0], 'Mesa': [31.4, 0.0], 'Center': [31.6, 0.0], 'Goodrich': [31.6, 0.0], 'Margarita': [31.8, 0.0], 'Del Amo': [32.5, 0.0], 'Laguna Bell': [33.6, 0.0], 'Huntington Beach': [34.5, 0.0], 'Capistrano': [34.6, 0.0], 'Alamitos': [35.0, 0.0], 'Victor': [35.7, 0.0], 'Lighthipe': [36.2, 0.0], 'Talega': [38.2, 0.0], 'Gould': [38.6, 0.0]} | 1051.0464 | 0 | 0 | 0 | 0 | 0 | 0 | 0 | 0 | 0 | 0 | 0 | 0 | 0 | 0 | 214.9412 | 0.2045 | 811.8905 | 0.77246 | 1051.0464 | 1 | 0 | 507.8849 | 0.48322 | 543.1615 | 161.4806 | 0.15364 | 889.5658 | 1051.0464 | 1 | 0 | 597.081 | 0.56808 | 453.9654 | 0.85766 | 0.00081601 | 1050.1887
146 | Mission | Greater_SD | SDGE Imperial | {'Kearny': [3.4, 194.0], 'Old Town': [3.4, 196.0], 'Silvergate': [6.1, 195.0], 'Penasquitos': [10.4, 191.0], 'Sycamore Canyon': [11.1, 180.0], 'Miguel': [11.6, 176.0], 'Bay Boulevard': [12.3, 195.0], 'Otay Mesa': [19.6, 133.0], 'Escondido': [23.6, 1.0], 'Palomar Airport': [24.9, 12.0], 'Suncrest': [26.5, 0.0], 'Encina': [26.9, 1.0], 'San Luis Rey': [31.6, 1.0]} | 741.5787 | 181.1797 | 0.24432 | 560.399 | 0.75568 | 0 | 0 | 0 | 0 | 0 | 0 | 0 | 0 | 0 | 0 | 0 | 0 | 0 | 0 | 41.5812 | 0.056071 | 699.9975 | 259.4071 | 0.3498 | 482.1716 | 484.5882 | 0.65345 | 256.9905 | 490.035 | 0.6608 | 251.5438 | 0 | 0 | 741.5787 | 49.0171 | 0.066098 | 692.5616
287 | Mohave | Southern_NV_Eldorado | SCE EOP | {} | 11356.2764 | 5599.7812 | 0.4931 | 5756.4951 | 0.5069 | 0 | 0 | 0 | 0 | 0 | 0 | 0 | 0 | 0 | 0 | 0 | 0 | 0 | 0 | 828.9229 | 0.072992 | 10527.3535 | 237.0778 | 0.020876 | 11119.1986 | 0 | 0 | 11356.2764 | 835.082 | 0.073535 | 10521.1944 | 759.7796 | 0.066904 | 10596.4968 | 0 | 0 | 11356.2764
192 | Moorpark | Greater_LA | SCE Northern | {'Santa Clara': [16.2, 86.0], 'Mandalay': [20.4, 88.0], 'Saugus': [21.1, 282.0], 'Pardee': [21.3, 282.0], 'Sylmar-Pac Intertie': [23.1, 282.0], 'Bailey': [35.0, 0.0], 'La Cienega': [35.7, 0.0], 'El Segundo': [37.6, 1.0], 'Chevmain': [38.8, 0.0]} | 3973.8665 | 384.1632 | 0.096672 | 3589.7031 | 0.90333 | 0 | 0 | 0 | 0 | 0 | 4.9947 | 0.0012569 | 0 | 0 | 0 | 2287.468 | 0.57563 | 1116.2845 | 0.28091 | 2398.0049 | 0.60344 | 1575.8616 | 393.9669 | 0.099139 | 3579.8995 | 329.5694 | 0.082934 | 3644.297 | 2585.5667 | 0.65064 | 1388.2998 | 1937.5782 | 0.48758 | 2036.2882 | 186.2338 | 0.046865 | 3787.6326
313 | Morro Bay | Kern_Greater_Carrizo | PGE Kern | {'Diablo Canyon': [10.9, 308.0], 'San Luis Obispo': [14.7, 369.0], 'Templeton': [15.9, 425.0], 'Oceano': [24.4, 252.0], 'Mesa': [34.0, 21.0], 'Cholame': [36.3, 65.0]} | 10872.2764 | 808.4439 | 0.074358 | 10063.832 | 0.92564 | 0 | 0 | 0 | 0 | 0 | 38.7938 | 0.0035681 | 0 | 0 | 0 | 9283.7422 | 0.85389 | 350.6761 | 0.032254 | 6132.8403 | 0.56408 | 4739.436 | 1435.9933 | 0.13208 | 9436.2831 | 3978.4324 | 0.36592 | 6893.844 | 7864.314 | 0.72334 | 3007.9624 | 7606.8774 | 0.69966 | 3265.3989 | 224.8189 | 0.020678 | 10647.4575
218 | Moss Landing | Peninsula_Monterey | PGE GBA | {'Llagas': [18.4, 8.0], 'Hollister': [20.8, 0.0], 'Metcalf Energy Center': [28.7, 0.0], 'Metcalf 1': [28.9, 0.0], 'Hicks': [30.3, 16.0]} | 463.1059 | 93.3217 | 0.20151 | 369.7841 | 0.79849 | 0 | 0 | 0 | 0 | 0 | 0.90704 | 0.0019586 | 6.1995 | 0.013387 | 0 | 0 | 0 | 0 | 0 | 21.9931 | 0.04749 | 441.1128 | 266.2958 | 0.57502 | 196.81 | 280.1579 | 0.60495 | 182.9479 | 302.151 | 0.65244 | 160.9548 | 0 | 0 | 463.1059 | 60.7947 | 0.13128 | 402.3112
275 | Mustang | Central_Valley_North_Los_Banos | PGE Fresno | {'Henrietta': [1.1, 0.0], 'Leprino': [4.8, 0.0], 'Gates': [13.1, 0.0], 'GWF Hanford': [15.4, 0.0], 'Schindler': [16.9, 0.0], 'Waukena': [20.2, 0.0], 'Avenal': [20.7, 0.0], 'Excelsior': [20.9, 0.0], 'Corcoran': [21.9, 0.0], 'Mc Mullin': [25.2, 0.0], 'Kingsburg': [25.8, 0.0], 'Cantua': [27.2, 0.0], 'Helm': [28.6, 0.0], 'McCall': [30.4, 0.0], 'Arco': [31.5, 0.0], 'Alpaugh': [31.8, 0.0], 'Gates-Midway (Proposed)': [32.6, 0.0], 'Kearney (New)': [32.8, 0.0], 'Malaga': [33.6, 0.0], 'Cal Flats': [33.7, 0.0], 'West Fresno': [34.0, 0.0], 'California Ave': [34.7, 0.0], 'Olive': [35.1, 0.0], 'Tranquility': [36.6, 0.0], 'Sanger': [37.0, 0.0], 'Wahtoke': [37.1, 0.0], 'Rector': [37.9, 0.0], 'Reedley': [39.7, 0.0]} | 0 | 0 | 0 | 0 | 0 | 0 | 0 | 0 | 0 | 0 | 0 | 0 | 0 | 0 | 0 | 0 | 0 | 0 | 0 | 0 | 0 | 0 | 0 | 0 | 0 | 0 | 0 | 0 | 0 | 0 | 0 | 0 | 0 | 0 | 0 | 0 | 0
2 | Newark | Solano | PGE GBA | {'Los Esteros': [5.9, 30.0], 'Scott': [8.7, 29.0], 'Eastshore': [11.2, 140.0], 'Hicks': [19.0, 0.0], 'Cayetano': [20.2, 0.0], 'Metcalf 1': [23.3, 0.0], 'Metcalf Energy Center': [23.4, 0.0], 'Midway Green Ridge Services': [26.8, 0.0], 'Martin': [27.1, 140.0], 'Tesla': [27.3, 0.0], 'Delta Pumps': [28.8, 0.0], 'Kelso': [29.3, 0.0], 'Clayton': [30.6, 0.0], 'Lone Tree': [33.2, 0.0], 'Brentwood': [33.5, 0.0], 'Contra Costa': [36.2, 0.0], 'Kirker': [36.2, 0.0], 'Martinez': [36.2, 0.0], 'Pittsburg': [37.3, 0.0]} | 1620.8132 | 134.3735 | 0.082905 | 1486.4397 | 0.9171 | 0 | 0 | 0 | 0 | 0 | 0 | 0 | 0 | 0 | 0 | 1162.9774 | 0.71753 | 176.067 | 0.10863 | 1347.0709 | 0.83111 | 273.7423 | 651.809 | 0.40215 | 969.0043 | 677.4922 | 0.418 | 943.321 | 1386.8405 | 0.85564 | 233.9728 | 1338.3466 | 0.82573 | 282.4667 | 117.0347 | 0.072207 | 1503.7785
99 | Newhall | Central_Valley_North_Los_Banos | PGE Fresno | {'Mendota': [12.4, 0.0], 'Dairyland': [13.0, 0.0], 'Oro Loma': [18.1, 0.0], 'Borden': [19.4, 0.0], 'Tranquility': [19.6, 0.0], 'Cheney': [19.7, 0.0], 'Panoche': [20.4, 0.0], 'Helm': [20.8, 0.0], 'Le Grand': [22.2, 0.0], 'Gregg': [22.8, 0.0], 'Mc Mullin': [26.7, 0.0], 'Kearney (New)': [27.1, 0.0], 'Merced': [29.4, 0.0], 'Wilson': [29.8, 0.0], 'West Fresno': [30.0, 0.0], 'Cantua': [30.2, 0.0], 'Excelsior': [32.7, 0.0], 'California Ave': [32.8, 0.0], 'Schindler': [33.8, 0.0], 'Malaga': [35.4, 0.0]} | 0 | 0 | 0 | 0 | 0 | 0 | 0 | 0 | 0 | 0 | 0 | 0 | 0 | 0 | 0 | 0 | 0 | 0 | 0 | 0 | 0 | 0 | 0 | 0 | 0 | 0 | 0 | 0 | 0 | 0 | 0 | 0 | 0 | 0 | 0 | 0 | 0
210 | New Melones | El_Dorado_Mariposa | PGE GBA | {'Peoria': [3.4, 0.0], 'Chinese Station': [5.7, 0.0], 'Curtis': [11.6, 0.0], 'Warnerville': [20.5, 0.0], 'Riverbank': [24.0, 0.0], 'Bellota': [26.8, 0.0], 'Rancho Seco - Bellota (Proposed)': [28.5, 0.0], 'Camanche': [32.6, 0.0], 'Donnells-Curtis': [34.0, 0.0], 'Ripon': [36.1, 0.0], 'Lockeford': [36.3, 0.0], 'Weber': [38.8, 0.0]} | 0 | 0 | 0 | 0 | 0 | 0 | 0 | 0 | 0 | 0 | 0 | 0 | 0 | 0 | 0 | 0 | 0 | 0 | 0 | 0 | 0 | 0 | 0 | 0 | 0 | 0 | 0 | 0 | 0 | 0 | 0 | 0 | 0 | 0 | 0 | 0 | 0
311 | New Sub - Pit 1 - Cottonwood (Proposed) | Northern_California | PGE NGBA | {'Round Mt.': [6.1, 976.0], 'Cove Road': [6.8, 953.0], 'Pit 1': [20.5, 292.0], 'Jessup': [36.5, 0.0], 'Cottonwood': [37.5, 0.0]} | 9826.5576 | 989.1432 | 0.10066 | 8837.4141 | 0.89934 | 0 | 0 | 0 | 0 | 0 | 0 | 0 | 0 | 0 | 0 | 7402.8955 | 0.75336 | 630.789 | 0.064192 | 5534.0342 | 0.56317 | 4292.5234 | 1640.0676 | 0.1669 | 8186.49 | 1275.9337 | 0.12985 | 8550.6239 | 7170.2476 | 0.72968 | 2656.3101 | 4410.6113 | 0.44885 | 5415.9463 | 119.9727 | 0.012209 | 9706.5849
53 | Norco | Central_Valley_North_Los_Banos | PGE Kern | {'Tupman': [5.2, 0.0], 'Elk Hills': [5.6, 0.0], 'Tevis': [10.4, 0.0], 'Renfro': [10.8, 0.0], 'Rio Bravo': [11.1, 0.0], 'Midway': [11.5, 0.0], 'Midway - Wheeler Ridge (Proposed)': [11.6, 0.0], 'Kern Power': [13.6, 0.0], 'Stockdale': [13.8, 0.0], 'Taft': [14.2, 0.0], 'Rosedale': [14.5, 0.0], '7th Standard': [14.6, 0.0], 'Shafter': [15.7, 0.0], 'West Park': [16.3, 0.0], 'Lerdo': [17.2, 0.0], 'Bakersfield': [18.6, 0.0], 'Kern Oil': [19.5, 0.0], 'Sycamore': [21.3, 0.0], 'Charca': [22.2, 0.0], 'Columbus': [22.2, 0.0], 'Magunden': [22.5, 0.0], 'Temblor': [22.8, 0.0], 'Semitropic': [22.9, 0.0], 'Wheeler Ridge': [23.2, 0.0], 'Cal Water': [24.9, 0.0], 'Unknown - 3327': [25.2, 0.0], 'Lamont': [25.3, 0.0], 'Grimmway-Malaga': [25.5, 0.0], 'Goose Lake': [26.6, 0.0], 'Kernridge': [26.6, 0.0], 'Poso Mt.': [27.3, 0.0], 'Smyrna': [30.9, 0.0], 'Caliente': [34.9, 0.0], 'Pastoria': [35.8, 0.0]} | 0 | 0 | 0 | 0 | 0 | 0 | 0 | 0 | 0 | 0 | 0 | 0 | 0 | 0 | 0 | 0 | 0 | 0 | 0 | 0 | 0 | 0 | 0 | 0 | 0 | 0 | 0 | 0 | 0 | 0 | 0 | 0 | 0 | 0 | 0 | 0 | 0
236 | North Gila | Arizona | SDGE Arizona | {} | 36583.0156 | 2785.9407 | 0.076154 | 33797.0742 | 0.92385 | 0 | 0 | 0 | 0 | 0 | 0 | 0 | 0 | 0 | 0 | 0 | 0 | 0 | 0 | 319.6632 | 0.008738 | 36263.3524 | 10504.9072 | 0.28715 | 26078.1084 | 8173.082 | 0.22341 | 28409.9336 | 10559.9619 | 0.28866 | 26023.0537 | 32197.3047 | 0.88012 | 4385.7109 | 105.8746 | 0.0028941 | 36477.141
307 | North Gila - IV (Proposed) | Greater_Imperial | SDGE Imperial | {'Highline': [4.3, 1458.0], 'El Centro': [19.4, 422.0], 'Imperial Valley': [29.3, 65.0], 'Arkansas': [31.1, 310.0], 'Sonora': [32.9, 310.0], 'Bannister': [38.5, 0.0]} | 11997.3682 | 1450.1156 | 0.12087 | 10547.2529 | 0.87913 | 0 | 0 | 0 | 0 | 0 | 19.9271 | 0.001661 | 4.6552 | 0.00038802 | 0 | 0 | 0 | 0 | 0 | 2260.7668 | 0.18844 | 9736.6013 | 4517.7637 | 0.37656 | 7479.6045 | 4517.7637 | 0.37656 | 7479.6045 | 6778.5303 | 0.565 | 5218.8379 | 9075.1963 | 0.75643 | 2922.1719 | 190.4263 | 0.015872 | 11806.9419
161 | Oceano | Kern_Greater_Carrizo | PGE Kern | {'Mesa': [9.7, 177.0], 'San Luis Obispo': [11.5, 334.0], 'Diablo Canyon': [17.0, 255.0], 'Sisquoc': [20.9, 126.0], 'Morro Bay': [24.4, 252.0], 'Templeton': [31.8, 0.0], 'Cabrillo': [32.7, 0.0], 'Solar': [35.2, 0.0], 'Carrizo Plains': [36.1, 0.0]} | 6076.0615 | 401.0174 | 0.066 | 5675.0439 | 0.934 | 0 | 0 | 0 | 0 | 0 | 1.0967 | 0.00018049 | 0 | 0 | 0 | 4062.0981 | 0.66854 | 1000.6375 | 0.16469 | 1592.2821 | 0.26206 | 4483.7794 | 256.0061 | 0.042134 | 5820.0555 | 2347.2727 | 0.38631 | 3728.7888 | 3155.2722 | 0.5193 | 2920.7893 | 4700.5874 | 0.77362 | 1375.4741 | 166.9827 | 0.027482 | 5909.0788
259 | Ocotillo | Greater_Imperial | SDGE Imperial | {'East County': [9.2, 14817.0], 'Boulevard': [14.6, 14169.0], 'Imperial Valley': [19.2, 3105.0], 'Suncrest - Ocotillo (Proposed)': [23.8, 12469.0], 'El Centro': [29.8, 908.0], 'Suncrest': [37.6, 1868.0]} | 67702.8594 | 15589.7617 | 0.23027 | 52113.0977 | 0.76973 | 0 | 0 | 0 | 0 | 0 | 2.8378 | 4.1915e-05 | 5.9826 | 8.8365e-05 | 0 | 17378.9688 | 0.25669 | 14099.2197 | 0.20825 | 10481.4688 | 0.15482 | 57221.3906 | 8016.7949 | 0.11841 | 59686.0645 | 16574.6836 | 0.24482 | 51128.1758 | 28098.625 | 0.41503 | 39604.2344 | 29497.5684 | 0.43569 | 38205.291 | 1489.2338 | 0.021997 | 66213.6256
147 | Old Town | Greater_SD | SDGE Imperial | {'Mission': [3.4, 196.0], 'Silvergate': [5.7, 195.0], 'Kearny': [5.8, 194.0], 'Penasquitos': [10.6, 191.0], 'Bay Boulevard': [12.3, 195.0], 'Miguel': [13.6, 176.0], 'Sycamore Canyon': [14.0, 180.0], 'Otay Mesa': [21.1, 133.0], 'Escondido': [25.2, 1.0], 'Palomar Airport': [25.2, 12.0], 'Encina': [26.9, 1.0], 'Suncrest': [29.8, 0.0], 'San Luis Rey': [31.8, 1.0]} | 715.5309 | 181.1797 | 0.25321 | 534.3512 | 0.74679 | 0 | 0 | 0 | 0 | 0 | 0 | 0 | 0 | 0 | 0 | 0 | 0 | 0 | 0 | 41.5812 | 0.058112 | 673.9497 | 259.4071 | 0.36254 | 456.1237 | 458.508 | 0.64079 | 257.0229 | 463.9548 | 0.64841 | 251.5761 | 0 | 0 | 715.5309 | 49.0171 | 0.068505 | 666.5138
91 | Olinda | Greater_LA | SCE Metro | {'Walnut': [4.6, 0.0], 'Lewis': [9.5, 5.0], 'Barre': [10.1, 5.0], 'Villa Park': [10.3, 3.0], 'Center': [10.6, 5.0], 'Serrano': [11.1, 2.0], 'Rio Hondo': [11.5, 0.0], 'Del Amo': [12.1, 5.0], 'Mesa': [12.5, 4.0], 'Laguna Bell': [13.1, 5.0], 'Chino': [14.5, 0.0], 'Lighthipe': [15.2, 5.0], 'Alamitos': [16.1, 5.0], 'Johanna': [16.5, 5.0], 'Goodrich': [17.0, 0.0], 'Ellis': [18.0, 5.0], 'Hinson': [19.4, 5.0], 'Padua': [20.2, 0.0], 'Arcogen': [20.5, 5.0], 'Huntington Beach': [20.9, 5.0], 'Mira Loma': [21.0, 0.0], 'Harborgen': [21.0, 5.0], 'Santiago': [21.3, 2.0], 'Long Beach': [21.4, 5.0], 'La Fresa': [24.2, 5.0], 'Gould': [24.3, 0.0], 'Rancho Vista': [24.3, 0.0], 'Etiwanda': [24.7, 0.0], 'Viejo': [25.1, 0.0], 'El Nido': [26.2, 5.0], 'La Cienega': [26.5, 2.0], 'Redondo': [27.6, 5.0], 'Chevmain': [27.8, 4.0], 'El Segundo': [28.9, 4.0], 'Trabuco': [30.0, 0.0], 'Lee Lake (Proposed)': [30.4, 0.0], 'Margarita': [32.1, 0.0], 'Capistrano': [33.3, 0.0], 'Vista': [35.2, 0.0], 'Vincent': [38.9, 0.0], 'Talega': [39.5, 0.0]} | 165.2146 | 5.2515 | 0.031786 | 159.963 | 0.96821 | 0 | 0 | 0 | 0 | 0 | 0 | 0 | 0 | 0 | 0 | 0 | 0 | 0 | 0 | 0 | 0 | 165.2146 | 125.7794 | 0.76131 | 39.4351 | 156.0471 | 0.94451 | 9.1675 | 156.0471 | 0.94451 | 9.1675 | 0 | 0 | 165.2146 | 5.0578 | 0.030614 | 160.1567
272 | Olive | Central_Valley_North_Los_Banos | PGE Fresno | {'Alpaugh': [4.6, 0.0], 'Smyrna': [12.5, 0.0], 'Corcoran': [15.9, 0.0], 'Waukena': [18.2, 0.0], 'Gates-Midway (Proposed)': [19.4, 0.0], 'Semitropic': [20.5, 0.0], 'Vestal': [20.6, 0.0], 'Charca': [21.1, 0.0], 'Goose Lake': [21.8, 0.0], 'Shafter': [27.5, 0.0], 'Arco': [27.6, 0.0], 'GWF Hanford': [28.0, 0.0], 'Rector': [30.2, 0.0], 'Springville': [31.9, 0.0], 'Lerdo': [32.0, 0.0], 'Leprino': [32.1, 0.0], 'Rio Bravo': [33.1, 0.0], 'Midway': [34.1, 0.0], 'Henrietta': [34.9, 0.0], 'Mustang': [35.1, 0.0], 'Kernridge': [35.5, 0.0], 'Poso Mt.': [36.0, 0.0], '7th Standard': [36.2, 0.0], 'Avenal': [38.0, 0.0], 'Temblor': [38.3, 0.0], 'Renfro': [38.6, 0.0], 'Tupman': [38.8, 0.0], 'Kern Oil': [39.6, 0.0], 'Sycamore': [40.0, 0.0]} | 0 | 0 | 0 | 0 | 0 | 0 | 0 | 0 | 0 | 0 | 0 | 0 | 0 | 0 | 0 | 0 | 0 | 0 | 0 | 0 | 0 | 0 | 0 | 0 | 0 | 0 | 0 | 0 | 0 | 0 | 0 | 0 | 0 | 0 | 0 | 0 | 0
198 | Olivehurst | Northern_California | PGE NGBA | {'East Marysville': [5.0, 0.0], 'Pease': [8.3, 0.0], 'Rio Oso': [11.6, 0.0], 'Honcut': [16.0, 0.0], 'Pleasant Grove': [22.6, 0.0], 'Higgins': [24.5, 0.0], 'Palermo': [25.1, 0.0], 'Colgate': [25.1, 0.0], 'Wyandotte': [27.6, 0.0], 'Brunswick': [28.9, 0.0], 'Thermalito': [29.5, 0.0], 'Woodland': [30.9, 0.0], 'Table Mt.': [32.4, 0.0], 'Cortina': [36.6, 0.0], 'Gold Hill': [37.1, 0.0], 'Madison': [37.1, 0.0], 'Davis': [39.2, 0.0]} | 1590.6566 | 0 | 0 | 0 | 0 | 0 | 0 | 0 | 0 | 0 | 0.1492 | 9.38e-05 | 0 | 0 | 0 | 1590.6566 | 1 | 0 | 0 | 1537.8002 | 0.96677 | 52.8564 | 1034.4934 | 0.65036 | 556.1632 | 1034.4934 | 0.65036 | 556.1632 | 1557.4008 | 0.97909 | 33.2559 | 1304.4895 | 0.82009 | 286.1671 | 5.3863 | 0.0033862 | 1585.2703
28 | Oro Loma | Central_Valley_North_Los_Banos | PGE Fresno | {'Mendota': [15.8, 0.0], 'Panoche': [16.6, 0.0], 'Newhall': [18.1, 0.0], 'Cheney': [18.8, 0.0], 'Dairyland': [22.0, 0.0], 'Los Banos': [23.3, 0.0], 'Tranquility': [24.8, 0.0], 'Quinto': [28.0, 0.0], 'Merced': [28.3, 0.0], 'Le Grand': [29.4, 0.0], 'Wilson': [31.2, 0.0], 'Helm': [33.5, 0.0], 'Miller': [36.0, 0.0], 'Cantua': [36.1, 0.0], 'Borden': [37.1, 0.0]} | 840.0073 | 0 | 0 | 0 | 0 | 0 | 0 | 0 | 0 | 0 | 0 | 0 | 0 | 0 | 0 | 424.7374 | 0.50564 | 415.2699 | 0.49436 | 715.8911 | 0.85224 | 124.1161 | 2.8705 | 0.0034173 | 837.1367 | 2.8705 | 0.0034173 | 837.1367 | 715.8911 | 0.85224 | 124.1161 | 840.0073 | 1 | 0 | 1.2632 | 0.0015038 | 838.7441
245 | Otay Mesa | Greater_SD | SDGE Imperial | {'Miguel': [8.3, 138.0], 'Bay Boulevard': [11.0, 138.0], 'Silvergate': [15.9, 138.0], 'Mission': [19.6, 133.0], 'Suncrest': [21.0, 58.0], 'Old Town': [21.1, 133.0], 'Kearny': [22.0, 131.0], 'Sycamore Canyon': [24.6, 128.0], 'Penasquitos': [29.7, 128.0], 'Suncrest - Ocotillo (Proposed)': [31.1, 58.0], 'Boulevard': [37.8, 32.0], 'Escondido': [39.8, 0.0]} | 786.5946 | 179.0775 | 0.22766 | 607.5171 | 0.77234 | 0 | 0 | 0 | 0 | 0 | 0 | 0 | 0 | 0 | 0 | 0 | 0 | 0 | 0 | 54.4389 | 0.069208 | 732.1557 | 255.2875 | 0.32455 | 531.3071 | 534.319 | 0.67928 | 252.2756 | 539.7657 | 0.68621 | 246.8289 | 34.2506 | 0.043543 | 752.344 | 64.0151 | 0.081383 | 722.5796
136 | Padua | Greater_Kramer | SCE Metro | {'Rancho Vista': [6.4, 0.0], 'Etiwanda': [6.8, 0.0], 'Chino': [8.7, 0.0], 'Mira Loma': [8.8, 0.0], 'Vista': [19.2, 0.0], 'Walnut': [19.4, 0.0], 'Rio Hondo': [19.6, 0.0], 'Olinda': [20.2, 0.0], 'Serrano': [21.9, 0.0], 'Lugo': [23.0, 0.0], 'San Bernardino': [23.1, 0.0], 'Villa Park': [23.8, 0.0], 'Goodrich': [25.8, 0.0], 'Lewis': [26.1, 0.0], 'Mesa': [27.6, 0.0], 'Lee Lake (Proposed)': [27.7, 0.0], 'Barre': [29.1, 0.0], 'Center': [29.8, 0.0], 'Victor': [30.2, 0.0], 'Johanna': [30.6, 0.0], 'Laguna Bell': [30.8, 0.0], 'Viejo': [31.2, 0.0], 'Gould': [32.1, 0.0], 'Santiago': [32.2, 0.0], 'Del Amo': [32.3, 0.0], 'El Casco': [34.0, 0.0], 'Roadway': [34.0, 0.0], 'Ellis': [34.7, 0.0], 'Lighthipe': [34.9, 0.0], 'Alamitos': [36.0, 0.0], 'Vincent': [37.2, 0.0], 'Huntington Beach': [38.0, 0.0], 'Valley': [38.2, 0.0], 'Trabuco': [38.5, 0.0], 'Margarita': [39.3, 0.0], 'Hinson': [39.4, 0.0]} | 5899.6968 | 0 | 0 | 0 | 0 | 0 | 0 | 0 | 0 | 0 | 0 | 0 | 0 | 0 | 0 | 2529.6741 | 0.42878 | 2489.5781 | 0.42198 | 3341.3398 | 0.56636 | 2558.3569 | 3981.2981 | 0.67483 | 1918.3987 | 3934.0344 | 0.66682 | 1965.6624 | 5803.9209 | 0.98377 | 95.7759 | 2317.0498 | 0.39274 | 3582.647 | 3.8375 | 0.00065045 | 5895.8593
288 | Pahrump | Southern_NV_Eldorado | SCE EOP | {'Gamebird': [4.5, 286.0], 'Vista 2': [8.6, 45.0], 'Crazy Eyes': [13.6, 243.0], 'Sandy Valley': [22.9, 221.0], 'Innovation': [26.6, 12.0], 'Desert View': [35.1, 0.0], 'Valley (VEA)': [37.4, 0.0], 'Lathrop': [39.4, 0.0]} | 16256.4082 | 578.7993 | 0.035604 | 15677.6094 | 0.9644 | 0 | 0 | 0 | 0 | 0 | 0 | 0 | 0 | 0 | 0 | 0 | 0 | 0 | 0 | 3071.2458 | 0.18893 | 13185.1624 | 639.3917 | 0.039332 | 15617.0165 | 7480.9023 | 0.46018 | 8775.5059 | 9080.9121 | 0.55861 | 7175.4961 | 12673.8213 | 0.77962 | 3582.5869 | 113.2017 | 0.0069635 | 16143.2065
6 | Palermo | Northern_California | PGE NGBA | {'Wyandotte': [2.9, 0.0], 'Thermalito': [7.4, 0.0], 'Table Mt.': [9.7, 0.0], 'Honcut': [10.1, 0.0], 'Colgate': [19.5, 0.0], 'East Marysville': [20.2, 0.0], 'Pease': [21.1, 0.0], 'Olivehurst': [25.1, 0.0], 'Brunswick': [30.1, 0.0], 'Rio Oso': [36.0, 0.0], 'Higgins': [36.4, 0.0]} | 21.5598 | 0 | 0 | 0 | 0 | 0 | 0 | 0 | 0 | 0 | 0 | 0 | 0 | 0 | 0 | 0 | 0 | 0 | 0 | 0 | 0 | 21.5598 | 21.5598 | 1 | 0 | 21.5598 | 1 | 0 | 21.5598 | 1 | 0 | 21.5598 | 1 | 0 | 0 | 0 | 21.5598
199 | Palomar | Greater_SD | SDGE Imperial | {'Encina': [2.9, 29.0], 'San Luis Rey': [6.7, 29.0], 'Escondido': [9.9, 29.0], 'Penasquitos': [14.6, 15.0], 'Sycamore Canyon': [20.6, 13.0], 'Kearny': [21.9, 13.0], 'San Onofre': [23.0, 24.0], 'Mission': [24.9, 12.0], 'Old Town': [25.2, 12.0], 'Talega': [28.1, 10.0], 'Silvergate': [30.6, 11.0], 'Capistrano': [34.6, 0.0], 'Miguel': [35.4, 0.0], 'Margarita': [35.4, 0.0], 'Bay Boulevard': [37.2, 11.0], 'Trabuco': [37.6, 0.0]} | 228.1804 | 35.202 | 0.15427 | 192.9784 | 0.84573 | 0 | 0 | 0 | 0 | 0 | 0.090055 | 0.00039467 | 0 | 0 | 0 | 2.6874 | 0.011777 | 0 | 0 | 33.7218 | 0.14779 | 194.4586 | 170.1746 | 0.74579 | 58.0058 | 178.2702 | 0.78127 | 49.9102 | 178.2702 | 0.78127 | 49.9102 | 0 | 0 | 228.1804 | 32.2771 | 0.14145 | 195.9033
289 | Palo Verde | Arizona | SDGE Arizona | {'Hassayampa': [2.7, 0.0], 'Delaney': [12.1, 0.0]} | 0 | 0 | 0 | 0 | 0 | 0 | 0 | 0 | 0 | 0 | 0 | 0 | 0 | 0 | 0 | 0 | 0 | 0 | 0 | 0 | 0 | 0 | 0 | 0 | 0 | 0 | 0 | 0 | 0 | 0 | 0 | 0 | 0 | 0 | 0 | 0 | 0
29 | Panoche | Central_Valley_North_Los_Banos | PGE Fresno | {'Cheney': [3.1, 0.0], 'Mendota': [8.2, 0.0], 'Tranquility': [10.7, 0.0], 'Oro Loma': [16.6, 0.0], 'Cantua': [20.4, 0.0], 'Newhall': [20.4, 0.0], 'Helm': [22.9, 0.0], 'Excelsior': [26.2, 0.0], 'Schindler': [30.1, 0.0], 'Dairyland': [31.4, 0.0], 'Mc Mullin': [33.2, 0.0], 'Los Banos': [36.8, 0.0], 'Borden': [37.9, 0.0], 'Kearney (New)': [38.9, 0.0], 'Gregg': [39.3, 0.0]} | 122.4932 | 0 | 0 | 0 | 0 | 0 | 0 | 0 | 0 | 0 | 0 | 0 | 0 | 0 | 0 | 94.2213 | 0.7692 | 28.2719 | 0.2308 | 122.4932 | 1 | 0 | 2.8705 | 0.023434 | 119.6227 | 2.8705 | 0.023434 | 119.6227 | 122.4932 | 1 | 0 | 122.4932 | 1 | 0 | 0 | 0 | 122.4932
92 | Pardee | Tehachapi | SCE Northern | {'Saugus': [1.3, 3664.0], 'Sylmar-Pac Intertie': [10.4, 951.0], 'Moorpark': [21.3, 282.0], 'Antelope': [23.5, 5016.0], 'Bailey': [25.7, 1906.0], 'Vincent': [26.7, 2759.0], 'Gould': [27.2, 502.0], 'Whirlwind': [30.2, 4214.0], 'La Cienega': [32.4, 0.0], 'Goodrich': [34.6, 0.0], 'Santa Clara': [35.7, 0.0], 'Pastoria': [37.3, 0.0], 'El Segundo': [37.7, 0.0], 'Chevmain': [38.4, 0.0], 'Mesa': [38.7, 0.0], 'El Nido': [39.3, 0.0]} | 33351.1992 | 5292.5264 | 0.15869 | 28058.6719 | 0.84131 | 0 | 0 | 0 | 0 | 0 | 34.7057 | 0.0010406 | 1.8277 | 5.4801e-05 | 0 | 6998.6079 | 0.20985 | 18092.1406 | 0.54247 | 10650.6045 | 0.31935 | 22700.5947 | 5104.4194 | 0.15305 | 28246.7798 | 6893.7944 | 0.2067 | 26457.4048 | 17572.7812 | 0.5269 | 15778.418 | 17857.127 | 0.53543 | 15494.0723 | 1213.5907 | 0.036388 | 32137.6085
67 | Pastoria | Central_Valley_North_Los_Banos | SCE Northern | {'Bailey': [11.6, 10019.0], 'Wheeler Ridge': [13.0, 49.0], 'Grimmway-Malaga': [21.6, 0.0], 'Whirlwind': [23.7, 10064.0], 'Lamont': [25.0, 0.0], 'Unknown - 3327': [25.0, 0.0], 'Midway - Wheeler Ridge (Proposed)': [27.3, 0.0], 'Highwind': [28.7, 5136.0], 'Stockdale': [29.2, 0.0], 'Magunden': [29.7, 0.0], 'Tevis': [31.1, 0.0], 'West Park': [32.3, 0.0], 'Columbus': [32.4, 0.0], 'Bakersfield': [32.5, 0.0], 'Windhub': [32.6, 5396.0], 'Rosedale': [33.3, 0.0], 'Cal Water': [33.7, 0.0], 'Kern Power': [33.9, 0.0], 'Antelope': [35.2, 8284.0], 'Norco': [35.8, 0.0], 'Renfro': [36.1, 0.0], 'Elk Hills': [36.3, 0.0], 'Kern Oil': [36.3, 0.0], 'Sycamore': [36.6, 0.0], 'Pardee': [37.3, 0.0], 'Tupman': [37.7, 0.0], '7th Standard': [38.4, 0.0], 'Saugus': [38.5, 0.0], 'Taft': [38.8, 0.0]} | 89929.5234 | 10188.29 | 0.11329 | 79741.2344 | 0.88671 | 0 | 0 | 0 | 0 | 0 | 1707.8231 | 0.018991 | 1255.019 | 0.013956 | 0 | 35563.1523 | 0.39546 | 15941.1885 | 0.17726 | 47773.7891 | 0.53124 | 42155.7344 | 48984.8125 | 0.5447 | 40944.7109 | 36457.1797 | 0.4054 | 53472.3438 | 75973.0312 | 0.84481 | 13956.4922 | 41261.4219 | 0.45882 | 48668.1016 | 1081.8994 | 0.012031 | 88847.624
173 | Peabody | Solano | PGE NGBA | {'Vaca-Dixon & Gc Yard': [8.4, 16057.0], 'Shiloh III': [10.5, 28854.0], 'Birds Landing': [13.5, 28455.0], 'Tulucay': [16.3, 906.0], 'Putah Creek': [16.4, 2295.0], 'Pittsburg': [17.6, 27344.0], 'Kirker': [18.6, 27227.0], 'Carquinez': [20.2, 665.0], 'Martinez': [20.3, 14174.0], 'Grand Island': [21.0, 27948.0], 'Davis': [22.0, 2155.0], 'Contra Costa': [22.2, 26901.0], 'Clayton': [23.6, 21755.0], 'Lone Tree': [26.1, 26837.0], 'Madison': [26.6, 1043.0], 'Woodland': [29.5, 713.0], 'Brentwood': [29.9, 22650.0], 'Lakeville': [33.3, 0.0], 'Ignacio': [34.2, 0.0], 'Eight Mile': [35.9, 2592.0], 'Delta Pumps': [38.5, 7.0], 'Penngrove': [38.6, 0.0], 'Kelso': [39.2, 1.0], 'Cayetano': [39.3, 0.0], 'Stagg': [39.4, 239.0]} | 147370.3281 | 29527.8477 | 0.20036 | 117842.4844 | 0.79964 | 0 | 0 | 0 | 0 | 0 | 42115.9961 | 0.28578 | 28603.3027 | 0.19409 | 0 | 81434.9766 | 0.55259 | 0 | 0 | 38786.6797 | 0.26319 | 108583.6484 | 38136.957 | 0.25878 | 109233.3711 | 38041.5898 | 0.25814 | 109328.7383 | 73518.8672 | 0.49887 | 73851.4609 | 17880.2227 | 0.12133 | 129490.1055 | 30221.0645 | 0.20507 | 117149.2637
183 | Pease | Northern_California | PGE NGBA | {'East Marysville': [5.4, 0.0], 'Olivehurst': [8.3, 0.0], 'Honcut': [11.0, 0.0], 'Rio Oso': [19.3, 0.0], 'Palermo': [21.1, 0.0], 'Wyandotte': [23.1, 0.0], 'Thermalito': [23.8, 0.0], 'Table Mt.': [26.6, 0.0], 'Colgate': [27.6, 0.0], 'Cortina': [30.4, 0.0], 'Pleasant Grove': [30.7, 0.0], 'Higgins': [31.8, 0.0], 'Brunswick': [33.8, 0.0], 'Woodland': [34.4, 0.0], 'Delevan': [35.3, 0.0], 'Madison': [38.3, 0.0]} | 1590.6566 | 0 | 0 | 0 | 0 | 0 | 0 | 0 | 0 | 0 | 0.1492 | 9.38e-05 | 0 | 0 | 0 | 1590.6566 | 1 | 0 | 0 | 1537.8002 | 0.96677 | 52.8564 | 1034.4934 | 0.65036 | 556.1632 | 1034.4934 | 0.65036 | 556.1632 | 1557.4008 | 0.97909 | 33.2559 | 1304.4895 | 0.82009 | 286.1671 | 5.3863 | 0.0033862 | 1585.2703
148 | Penasquitos | Greater_SD | SDGE Imperial | {'Kearny': [7.8, 192.0], 'Mission': [10.4, 191.0], 'Old Town': [10.6, 191.0], 'Sycamore Canyon': [10.9, 181.0], 'Palomar Airport': [14.6, 15.0], 'Escondido': [15.5, 5.0], 'Silvergate': [16.0, 190.0], 'Encina': [16.5, 5.0], 'San Luis Rey': [21.2, 5.0], 'Miguel': [21.5, 170.0], 'Bay Boulevard': [22.6, 190.0], 'Otay Mesa': [29.7, 128.0], 'Suncrest': [32.1, 0.0], 'San Onofre': [36.6, 0.0]} | 542.3781 | 181.7263 | 0.33505 | 360.6518 | 0.66495 | 0 | 0 | 0 | 0 | 0 | 0.0035794 | 6.5994e-06 | 0 | 0 | 0 | 0 | 0 | 0 | 0 | 13.6404 | 0.025149 | 528.7377 | 115.1099 | 0.21223 | 427.2682 | 285.7897 | 0.52692 | 256.5884 | 291.2364 | 0.53696 | 251.1417 | 0 | 0 | 542.3781 | 27.5799 | 0.05085 | 514.7982
179 | Penngrove | Mendocino_Marin | PGE NGBA | {'Bellevue': [4.7, 113.0], 'Lakeville': [7.0, 213.0], 'Fulton': [13.3, 58.0], 'Ignacio': [18.2, 207.0], 'Tulucay': [22.9, 133.0], 'Carquinez': [28.2, 133.0], 'Geysers Tap 1': [30.6, 0.0], 'Eagle Rock': [36.1, 0.0], 'Martinez': [37.1, 0.0], 'Cloverdale': [37.7, 0.0], 'Peabody': [38.6, 0.0], 'Putah Creek': [39.8, 0.0]} | 12978.6768 | 220.3735 | 0.01698 | 12758.3027 | 0.98302 | 0 | 0 | 0 | 0 | 0 | 291.321 | 0.022446 | 0 | 0 | 0 | 6164.0894 | 0.47494 | 0 | 0 | 11091.5332 | 0.8546 | 1887.1436 | 4167.5957 | 0.32111 | 8811.0811 | 6791.0078 | 0.52324 | 6187.6689 | 12151.0566 | 0.93623 | 827.6201 | 9139.0684 | 0.70416 | 3839.6084 | 678.1977 | 0.052255 | 12300.4791
191 | Peoria | El_Dorado_Mariposa | PGE GBA | {'Chinese Station': [2.3, 0.0], 'New Melones': [3.4, 0.0], 'Curtis': [10.9, 0.0], 'Warnerville': [20.0, 0.0], 'Riverbank': [24.2, 0.0], 'Bellota': [29.2, 0.0], 'Rancho Seco - Bellota (Proposed)': [31.5, 0.0], 'Donnells-Curtis': [34.6, 0.0], 'Camanche': [35.8, 0.0], 'Ripon': [36.9, 0.0], 'Lockeford': [39.0, 0.0]} | 0 | 0 | 0 | 0 | 0 | 0 | 0 | 0 | 0 | 0 | 0 | 0 | 0 | 0 | 0 | 0 | 0 | 0 | 0 | 0 | 0 | 0 | 0 | 0 | 0 | 0 | 0 | 0 | 0 | 0 | 0 | 0 | 0 | 0 | 0 | 0 | 0
137 | Pisgah | Greater_Kramer | SCE NOL | {'Cool Water': [27.3, 23702.0], 'Lugo - Pisgah (Proposed)': [30.1, 40.0], 'Calcite': [35.3, 0.0], 'Tortilla': [37.1, 4305.0]} | 76609.8438 | 24120.2422 | 0.31485 | 52489.6016 | 0.68515 | 0 | 0 | 0 | 0 | 0 | 704.6656 | 0.0091981 | 582.2797 | 0.0076006 | 0 | 0 | 0 | 0 | 0 | 19487.3242 | 0.25437 | 57122.5195 | 11190.1113 | 0.14607 | 65419.7324 | 10899.5068 | 0.14227 | 65710.3369 | 22973.0762 | 0.29987 | 53636.7676 | 43536.6758 | 0.56829 | 33073.168 | 699.2495 | 0.0091274 | 75910.5943
224 | Pit 1 | Northern_California | PGE NGBA | {'New Sub - Pit 1 - Cottonwood (Proposed)': [20.5, 292.0], 'Cove Road': [23.9, 302.0], 'Round Mt.': [26.2, 279.0]} | 6708.0967 | 730.5236 | 0.1089 | 5977.5732 | 0.8911 | 0 | 0 | 0 | 0 | 0 | 0 | 0 | 0 | 0 | 0 | 4521.3491 | 0.67401 | 0 | 0 | 3765.0261 | 0.56127 | 2943.0706 | 1441.3605 | 0.21487 | 5266.7362 | 780.3369 | 0.11633 | 5927.7598 | 5128.8154 | 0.76457 | 1579.2812 | 2740.3665 | 0.40852 | 3967.7302 | 86.6499 | 0.012917 | 6621.4468
15 | Pittsburg | Solano | PGE GBA | {'Kirker': [1.2, 29493.0], 'Contra Costa': [6.7, 28400.0], 'Birds Landing': [7.1, 28906.0], 'Clayton': [7.5, 22838.0], 'Shiloh III': [9.6, 28824.0], 'Lone Tree': [9.7, 28335.0], 'Martinez': [12.0, 15016.0], 'Brentwood': [14.5, 24148.0], 'Peabody': [17.6, 27344.0], 'Carquinez': [19.5, 1388.0], 'Grand Island': [21.4, 28238.0], 'Cayetano': [21.7, 96.0], 'Delta Pumps': [22.2, 509.0], 'Kelso': [23.0, 423.0], 'Tulucay': [24.9, 1275.0], 'Vaca-Dixon & Gc Yard': [25.2, 13855.0], 'Midway Green Ridge Services': [27.3, 96.0], 'Eight Mile': [28.4, 3992.0], 'Tesla': [28.8, 96.0], 'Stagg': [30.0, 1626.0], 'Eastshore': [30.9, 0.0], 'Putah Creek': [34.0, 93.0], 'Ignacio': [35.2, 644.0], 'Martin': [36.2, 0.0], 'Davis': [36.2, 0.0], 'Weber': [36.7, 57.0], 'Newark': [37.3, 0.0], 'Vierra': [37.8, 0.0]} | 117488.2188 | 29573.4648 | 0.25171 | 87914.75 | 0.74829 | 0 | 0 | 0 | 0 | 0 | 36611.7422 | 0.31162 | 13067.916 | 0.11123 | 0 | 64028.5312 | 0.54498 | 101.5151 | 0.00086404 | 23050.3535 | 0.19619 | 94437.8652 | 47989.4727 | 0.40846 | 69498.7461 | 46446.707 | 0.39533 | 71041.5117 | 65961.2812 | 0.56143 | 51526.9375 | 9468.292 | 0.080589 | 108019.9268 | 25876.0527 | 0.22024 | 91612.166
17 | Placerville | El_Dorado_Mariposa | PGE NGBA | {'Gold Hill': [19.7, 0.0], 'Higgins': [27.2, 0.0], 'Pleasant Grove': [28.9, 0.0], 'Drum 1': [36.3, 0.0], 'Brunswick': [37.1, 0.0], 'Camanche': [38.0, 0.0], 'Rio Oso': [39.4, 0.0]} | 0 | 0 | 0 | 0 | 0 | 0 | 0 | 0 | 0 | 0 | 0 | 0 | 0 | 0 | 0 | 0 | 0 | 0 | 0 | 0 | 0 | 0 | 0 | 0 | 0 | 0 | 0 | 0 | 0 | 0 | 0 | 0 | 0 | 0 | 0 | 0 | 0
122 | Pleasant Grove | Northern_California | PGE NGBA | {'Rio Oso': [11.6, 0.0], 'Gold Hill': [14.6, 0.0], 'Higgins': [19.2, 0.0], 'Olivehurst': [22.6, 0.0], 'Woodland': [26.4, 0.0], 'East Marysville': [27.3, 0.0], 'Placerville': [28.9, 0.0], 'Davis': [30.0, 0.0], 'Pease': [30.7, 0.0], 'Brunswick': [31.8, 0.0], 'Colgate': [35.7, 0.0], 'Madison': [37.3, 0.0], 'Honcut': [37.8, 0.0]} | 0 | 0 | 0 | 0 | 0 | 0 | 0 | 0 | 0 | 0 | 0 | 0 | 0 | 0 | 0 | 0 | 0 | 0 | 0 | 0 | 0 | 0 | 0 | 0 | 0 | 0 | 0 | 0 | 0 | 0 | 0 | 0 | 0 | 0 | 0 | 0 | 0
220 | Poso Mountain | Central_Valley_North_Los_Banos | PGE Kern | {'Sycamore': [7.6, 0.0], 'Kern Oil': [8.9, 0.0], 'Cal Water': [10.0, 86.0], 'Columbus': [11.1, 0.0], 'Lerdo': [11.7, 0.0], 'Bakersfield': [12.2, 0.0], '7th Standard': [12.8, 0.0], 'West Park': [13.6, 0.0], 'Magunden': [13.8, 0.0], 'Rosedale': [14.3, 0.0], 'Kern Power': [14.7, 0.0], 'Renfro': [16.6, 0.0], 'Stockdale': [17.8, 0.0], 'Lamont': [18.9, 0.0], 'Rio Bravo': [18.9, 0.0], 'Unknown - 3327': [18.9, 0.0], 'Tevis': [19.2, 0.0], 'Shafter': [20.5, 0.0], 'Vestal': [20.8, 0.0], 'Charca': [21.0, 0.0], 'Grimmway-Malaga': [22.2, 0.0], 'Tupman': [22.6, 0.0], 'Semitropic': [27.1, 0.0], 'Norco': [27.3, 0.0], 'Midway': [29.9, 0.0], 'Smyrna': [30.0, 0.0], 'Wheeler Ridge': [32.5, 0.0], 'Elk Hills': [33.0, 0.0], 'Midway - Wheeler Ridge (Proposed)': [34.9, 0.0], 'Goose Lake': [35.1, 0.0], 'Olive': [36.0, 0.0], 'Springville': [37.9, 0.0], 'Alpaugh': [39.5, 0.0]} | 508.0652 | 137.0043 | 0.26966 | 371.061 | 0.73034 | 0 | 0 | 0 | 0 | 0 | 0 | 0 | 0 | 0 | 0 | 0 | 0 | 508.0652 | 1 | 112.9698 | 0.22235 | 395.0954 | 4.1429e-07 | 8.1543e-10 | 508.0652 | 124.316 | 0.24469 | 383.7493 | 124.316 | 0.24469 | 383.7493 | 365.0705 | 0.71855 | 142.9948 | 3.3668 | 0.0066267 | 504.6984
290 | Primm | Southern_NV_Eldorado | SCE EOP | {'Ivanpah': [9.5, 452.0], 'Eldorado': [22.0, 100.0], 'Sloan Canyon': [24.3, 100.0], 'Sandy Valley': [29.9, 435.0], 'Mead': [35.0, 1.0], 'Crazy Eyes': [39.0, 0.0]} | 5733.6079 | 552.778 | 0.09641 | 5180.8301 | 0.90359 | 0 | 0 | 0 | 0 | 0 | 0 | 0 | 0 | 0 | 0 | 0 | 0 | 0 | 0 | 4021.9863 | 0.70148 | 1711.6216 | 3774.5625 | 0.65832 | 1959.0454 | 702.6929 | 0.12256 | 5030.915 | 4699.3335 | 0.81961 | 1034.2744 | 1279.5511 | 0.22317 | 4454.0568 | 40.823 | 0.00712 | 5692.7849
196 | Putah Creek | Solano | PGE NGBA | {'Vaca-Dixon & Gc Yard': [9.3, 2295.0], 'Madison': [10.3, 1478.0], 'Davis': [14.2, 2155.0], 'Peabody': [16.4, 2295.0], 'Woodland': [16.7, 1120.0], 'Tulucay': [24.1, 492.0], 'Shiloh III': [25.7, 1603.0], 'Birds Landing': [28.9, 1204.0], 'Grand Island': [29.8, 1112.0], 'Carquinez': [32.9, 138.0], 'Pittsburg': [34.0, 93.0], 'Kirker': [35.0, 0.0], 'Martinez': [35.7, 95.0], 'Lakeville': [36.9, 0.0], 'Contra Costa': [37.9, 0.0], 'Penngrove': [39.8, 0.0], 'Clayton': [40.0, 0.0]} | 55446.8047 | 2727.8657 | 0.049198 | 52718.9375 | 0.9508 | 0 | 0 | 0 | 0 | 0 | 8071.8369 | 0.14558 | 11903.3379 | 0.21468 | 0 | 42787.832 | 0.77169 | 2195.8047 | 0.039602 | 31417.6934 | 0.56663 | 24029.1113 | 10835.5449 | 0.19542 | 44611.2598 | 11131.458 | 0.20076 | 44315.3467 | 39834.2344 | 0.71842 | 15612.5703 | 26916.6855 | 0.48545 | 28530.1191 | 3523.229 | 0.063543 | 51923.5757
299 | Quinto | Central_Valley_North_Los_Banos | PGE Fresno | {'Los Banos': [5.3, 0.0], 'Miller': [9.6, 0.0], 'Fink (Proposed)': [17.7, 0.0], 'Crow Creek': [17.9, 0.0], 'Hollister': [25.7, 0.0], 'Oro Loma': [28.0, 0.0], 'Llagas': [28.1, 0.0], 'Westley': [32.6, 0.0], 'Merced': [33.7, 0.0], 'Metcalf 1': [37.8, 0.0], 'Metcalf Energy Center': [38.0, 0.0], 'Wilson': [38.4, 0.0]} | 5727.4268 | 0 | 0 | 0 | 0 | 0 | 0 | 0 | 0 | 0 | 2.8667 | 0.00050053 | 0 | 0 | 0 | 2904.4734 | 0.50712 | 2815.4138 | 0.49157 | 5437.4766 | 0.94938 | 289.9502 | 269.4024 | 0.047037 | 5458.0244 | 473.4751 | 0.082668 | 5253.9517 | 5538.3291 | 0.96698 | 189.0977 | 5469.6982 | 0.955 | 257.7285 | 12.5774 | 0.002196 | 5714.8493
304 | Rancho Seco - Bellota (Proposed) | Solano | PGE GBA | {'Camanche': [5.8, 0.0], 'Bellota': [8.2, 0.0], 'Lockeford': [9.0, 0.0], 'Weber': [19.8, 0.0], 'Eight Mile': [21.3, 0.0], 'Stagg': [21.5, 0.0], 'Riverbank': [25.6, 0.0], 'Ripon': [27.3, 0.0], 'Vierra': [27.7, 0.0], 'New Melones': [28.5, 0.0], 'Warnerville': [29.0, 0.0], 'Peoria': [31.5, 0.0], 'Grand Island': [33.0, 0.0], 'Chinese Station': [33.4, 0.0], 'Gold Hill': [37.0, 0.0], 'Curtis': [38.5, 0.0], 'Brentwood': [39.9, 0.0], 'Westley': [39.9, 0.0]} | 0 | 0 | 0 | 0 | 0 | 0 | 0 | 0 | 0 | 0 | 0 | 0 | 0 | 0 | 0 | 0 | 0 | 0 | 0 | 0 | 0 | 0 | 0 | 0 | 0 | 0 | 0 | 0 | 0 | 0 | 0 | 0 | 0 | 0 | 0 | 0 | 0
207 | Rancho Vista | Greater_Kramer | SCE Metro | {'Etiwanda': [0.4, 0.0], 'Mira Loma': [5.8, 0.0], 'Padua': [6.4, 0.0], 'Chino': [10.3, 0.0], 'Vista': [12.8, 0.0], 'San Bernardino': [17.0, 0.0], 'Lugo': [21.4, 0.0], 'Serrano': [23.1, 0.0], 'Lee Lake (Proposed)': [23.8, 0.0], 'Olinda': [24.3, 0.0], 'Walnut': [24.5, 0.0], 'Villa Park': [25.5, 0.0], 'Rio Hondo': [25.6, 0.0], 'El Casco': [27.6, 0.0], 'Lewis': [28.4, 0.0], 'Viejo': [29.7, 0.0], 'Victor': [29.9, 0.0], 'Johanna': [31.7, 0.0], 'Goodrich': [32.0, 0.0], 'Barre': [32.1, 0.0], 'Santiago': [32.1, 0.0], 'Valley': [32.4, 0.0], 'Mesa': [33.2, 0.0], 'Roadway': [34.3, 0.0], 'Center': [34.6, 0.0], 'Laguna Bell': [36.0, 0.0], 'Del Amo': [36.3, 0.0], 'Ellis': [36.4, 0.0], 'Trabuco': [37.1, 0.0], 'Margarita': [37.5, 0.0], 'Gould': [38.5, 0.0], 'Alamitos': [39.4, 0.0], 'Lighthipe': [39.5, 0.0], 'Huntington Beach': [39.7, 0.0]} | 7261.1538 | 0 | 0 | 0 | 0 | 0 | 0 | 0 | 0 | 0 | 0 | 0 | 0 | 0 | 0 | 3547.9775 | 0.48862 | 2805.2202 | 0.38633 | 4464.4268 | 0.61484 | 2796.7271 | 4651.5068 | 0.6406 | 2609.647 | 4411.1685 | 0.6075 | 2849.9854 | 7165.3774 | 0.98681 | 95.7764 | 3290.5398 | 0.45317 | 3970.614 | 10.0426 | 0.0013831 | 7251.1112
68 | Ransburg | Greater_Kramer (Exclude) | SCE NOL | {'Inyokern': [21.5, 1539.0], 'Kramer': [26.6, 3867.0]} | 60925.9609 | 6393.6885 | 0.10494 | 54532.2734 | 0.89506 | 0 | 0 | 0 | 0 | 0 | 48.5007 | 0.00079606 | 0 | 0 | 0 | 0 | 0 | 0 | 0 | 30554.2324 | 0.5015 | 30371.7285 | 16500.6562 | 0.27083 | 44425.3047 | 5065.1421 | 0.083136 | 55860.8188 | 43589.8477 | 0.71546 | 17336.1133 | 38270.7344 | 0.62815 | 22655.2266 | 244.0436 | 0.0040056 | 60681.9173
186 | Rector | Central_Valley_North_Los_Banos | SCE Northern | {'Springville': [21.8, 0.0], 'Waukena': [21.8, 0.0], 'Reedley': [22.0, 0.0], 'Corcoran': [22.0, 0.0], 'GWF Hanford': [22.6, 0.0], 'Kingsburg': [22.7, 0.0], 'Wahtoke': [24.4, 0.0], 'Alpaugh': [26.4, 0.0], 'Olive': [30.2, 0.0], 'McCall': [30.5, 0.0], 'Leprino': [33.1, 0.0], 'Vestal': [33.2, 0.0], 'Sanger': [34.5, 0.0], 'Henrietta': [37.0, 0.0], 'Malaga': [37.9, 0.0], 'Mustang': [37.9, 0.0]} | 0 | 0 | 0 | 0 | 0 | 0 | 0 | 0 | 0 | 0 | 0 | 0 | 0 | 0 | 0 | 0 | 0 | 0 | 0 | 0 | 0 | 0 | 0 | 0 | 0 | 0 | 0 | 0 | 0 | 0 | 0 | 0 | 0 | 0 | 0 | 0 | 0
258 | Redbluff | Riverside (Exclude) | SCE Eastern | {'Kem': [15.1, 11566.0], 'Julian Hinds': [18.1, 10428.0], 'Colorado River': [29.8, 0.0], 'Bannister': [37.1, 0.0], 'Sonora': [37.2, 0.0], 'Arkansas': [39.9, 0.0]} | 63491.9219 | 11551.6084 | 0.18194 | 51940.3125 | 0.81806 | 0 | 0 | 0 | 0 | 0 | 11.4166 | 0.00017981 | 0 | 0 | 0 | 0 | 0 | 0 | 0 | 24931.5352 | 0.39267 | 38560.3867 | 16124.4863 | 0.25396 | 47367.4355 | 9821.3857 | 0.15469 | 53670.5361 | 33017.1133 | 0.52002 | 30474.8086 | 34310.4844 | 0.54039 | 29181.4375 | 574.7641 | 0.0090526 | 62917.1578
246 | Redondo | Greater_LA | SCE Metro | {'El Nido': [3.4, 398.0], 'La Fresa': [3.5, 390.0], 'Chevmain': [3.8, 396.0], 'El Segundo': [4.6, 396.0], 'Arcogen': [8.6, 387.0], 'Hinson': [9.7, 387.0], 'Harborgen': [10.4, 386.0], 'La Cienega': [10.5, 245.0], 'Long Beach': [11.0, 385.0], 'Lighthipe': [12.4, 387.0], 'Laguna Bell': [16.4, 376.0], 'Del Amo': [16.7, 385.0], 'Center': [17.1, 377.0], 'Alamitos': [17.6, 385.0], 'Mesa': [20.6, 80.0], 'Barre': [23.5, 367.0], 'Goodrich': [27.1, 0.0], 'Huntington Beach': [27.4, 367.0], 'Walnut': [27.5, 0.0], 'Olinda': [27.6, 5.0], 'Ellis': [28.0, 365.0], 'Gould': [28.2, 0.0], 'Lewis': [28.2, 328.0], 'Rio Hondo': [29.3, 0.0], 'Villa Park': [31.9, 3.0], 'Sylmar-Pac Intertie': [32.2, 3.0], 'Johanna': [32.2, 103.0], 'Serrano': [34.4, 2.0], 'Santiago': [37.9, 2.0]} | 958.77 | 375.1665 | 0.3913 | 583.6035 | 0.6087 | 0 | 0 | 0 | 0 | 0 | 0 | 0 | 0 | 0 | 0 | 0.18936 | 0.0001975 | 0 | 0 | 0 | 0 | 958.77 | 158.2307 | 0.16504 | 800.5393 | 515.4707 | 0.53764 | 443.2993 | 515.4707 | 0.53764 | 443.2993 | 0 | 0 | 958.77 | 4.6986 | 0.0049007 | 954.0713
30 | Reedley | Central_Valley_North_Los_Banos | PGE Fresno | {'Wahtoke': [4.3, 0.0], 'Kingsburg': [14.0, 0.0], 'McCall': [14.6, 0.0], 'Sanger': [14.8, 0.0], 'Malaga': [20.4, 0.0], 'Rector': [22.0, 0.0], 'California Ave': [22.9, 0.0], 'West Fresno': [25.8, 0.0], 'GWF Hanford': [27.6, 0.0], 'Kearney (New)': [29.0, 0.0], 'Mc Mullin': [34.0, 0.0], 'Waukena': [34.1, 0.0], 'Gregg': [34.5, 0.0], 'Corcoran': [35.6, 0.0], 'Leprino': [35.8, 0.0], 'Henrietta': [38.6, 0.0], 'Mustang': [39.7, 0.0]} | 0 | 0 | 0 | 0 | 0 | 0 | 0 | 0 | 0 | 0 | 0 | 0 | 0 | 0 | 0 | 0 | 0 | 0 | 0 | 0 | 0 | 0 | 0 | 0 | 0 | 0 | 0 | 0 | 0 | 0 | 0 | 0 | 0 | 0 | 0 | 0 | 0
268 | Regulus | Central_Valley_North_Los_Banos | PGE Kern | {'Lamont': [0.1, 0.0], 'Grimmway-Malaga': [3.4, 0.0], 'Magunden': [5.5, 0.0], 'Columbus': [8.2, 0.0], 'Cal Water': [8.9, 0.0], 'Bakersfield': [10.1, 0.0], 'West Park': [11.3, 0.0], 'Stockdale': [11.6, 0.0], 'Sycamore': [12.9, 0.0], 'Rosedale': [13.3, 0.0], 'Kern Oil': [13.3, 0.0], 'Kern Power': [14.4, 0.0], 'Tevis': [15.1, 0.0], 'Wheeler Ridge': [15.7, 0.0], '7th Standard': [18.0, 0.0], 'Renfro': [18.1, 0.0], 'Poso Mt.': [18.9, 0.0], 'Lerdo': [21.5, 0.0], 'Tupman': [23.3, 0.0], 'Rio Bravo': [24.6, 0.0], 'Pastoria': [25.0, 0.0], 'Norco': [25.2, 0.0], 'Midway - Wheeler Ridge (Proposed)': [25.9, 0.0], 'Elk Hills': [29.4, 0.0], 'Shafter': [29.7, 0.0], 'Highwind': [30.6, 0.0], 'Charca': [33.8, 0.0], 'Midway': [34.1, 0.0], 'Bailey': [36.3, 0.0], 'Taft': [36.7, 0.0], 'Windhub': [37.6, 0.0], 'Semitropic': [38.6, 0.0], 'Whirlwind': [38.7, 0.0], 'Vestal': [39.6, 0.0]} | 1049.9139 | 0 | 0 | 0 | 0 | 0 | 0 | 0 | 0 | 0 | 0 | 0 | 0 | 0 | 0 | 179.8436 | 0.17129 | 870.0704 | 0.82871 | 550.1864 | 0.52403 | 499.7275 | 434.2104 | 0.41357 | 615.7036 | 493.6131 | 0.47015 | 556.3009 | 917.2655 | 0.87366 | 132.6484 | 918.8604 | 0.87518 | 131.0536 | 1.4588 | 0.0013894 | 1048.4552
239 | Renfro | Central_Valley_North_Los_Banos | PGE Kern | {'Kern Power': [3.8, 0.0], '7th Standard': [4.0, 0.0], 'Rosedale': [4.9, 0.0], 'Tevis': [5.1, 0.0], 'Tupman': [6.4, 0.0], 'Rio Bravo': [6.6, 0.0], 'West Park': [7.0, 0.0], 'Stockdale': [7.3, 0.0], 'Lerdo': [7.8, 0.0], 'Kern Oil': [8.9, 0.0], 'Bakersfield': [9.0, 0.0], 'Norco': [10.8, 0.0], 'Sycamore': [10.8, 0.0], 'Shafter': [12.3, 0.0], 'Columbus': [12.7, 0.0], 'Magunden': [13.8, 0.0], 'Cal Water': [15.0, 0.0], 'Midway': [16.3, 0.0], 'Elk Hills': [16.4, 0.0], 'Poso Mt.': [16.6, 0.0], 'Charca': [17.7, 0.0], 'Unknown - 3327': [18.1, 0.0], 'Lamont': [18.2, 0.0], 'Midway - Wheeler Ridge (Proposed)': [19.3, 0.0], 'Grimmway-Malaga': [19.7, 0.0], 'Semitropic': [21.3, 0.0], 'Wheeler Ridge': [23.2, 0.0], 'Taft': [25.0, 0.0], 'Goose Lake': [27.7, 0.0], 'Smyrna': [28.1, 0.0], 'Temblor': [30.0, 0.0], 'Vestal': [31.7, 0.0], 'Kernridge': [32.7, 0.0], 'Pastoria': [36.1, 0.0], 'Olive': [38.6, 0.0]} | 0 | 0 | 0 | 0 | 0 | 0 | 0 | 0 | 0 | 0 | 0 | 0 | 0 | 0 | 0 | 0 | 0 | 0 | 0 | 0 | 0 | 0 | 0 | 0 | 0 | 0 | 0 | 0 | 0 | 0 | 0 | 0 | 0 | 0 | 0 | 0 | 0
206 | Richmond | Northern_California | Northeast CA | {'Leavitt': [7.1, 8731.0], 'Madeline': [38.7, 0.0]} | 50392.2773 | 9268.707 | 0.18393 | 41123.5703 | 0.81607 | 0 | 0 | 0 | 0 | 0 | 4179.4761 | 0.082939 | 0 | 0 | 0 | 36755.1641 | 0.72938 | 2788.3123 | 0.055332 | 24406.7676 | 0.48434 | 25985.5098 | 6679.1982 | 0.13254 | 43713.0791 | 8651.9072 | 0.17169 | 41740.3701 | 28110.6328 | 0.55784 | 22281.6445 | 32604.6035 | 0.64702 | 17787.6738 | 5444.3154 | 0.10804 | 44947.9619
54 | Rio Bravo | Central_Valley_North_Los_Banos | PGE Kern | {'Shafter': [5.9, 0.0], 'Tupman': [6.1, 0.0], 'Renfro': [6.6, 0.0], 'Lerdo': [7.3, 0.0], '7th Standard': [7.3, 0.0], 'Kern Power': [10.2, 0.0], 'Midway': [11.1, 0.0], 'Norco': [11.1, 0.0], 'Rosedale': [11.2, 0.0], 'Tevis': [11.3, 0.0], 'Charca': [12.0, 0.0], 'West Park': [13.3, 0.0], 'Kern Oil': [13.5, 0.0], 'Stockdale': [13.9, 0.0], 'Semitropic': [14.8, 0.0], 'Bakersfield': [14.9, 0.0], 'Sycamore': [15.2, 0.0], 'Elk Hills': [16.3, 0.0], 'Columbus': [18.3, 0.0], 'Poso Mt.': [18.9, 0.0], 'Magunden': [19.9, 0.0], 'Cal Water': [20.3, 0.0], 'Goose Lake': [21.1, 0.0], 'Smyrna': [22.0, 0.0], 'Midway - Wheeler Ridge (Proposed)': [22.1, 0.0], 'Taft': [24.5, 0.0], 'Unknown - 3327': [24.6, 0.0], 'Lamont': [24.7, 0.0], 'Temblor': [24.9, 0.0], 'Grimmway-Malaga': [26.3, 0.0], 'Kernridge': [27.0, 0.0], 'Wheeler Ridge': [29.2, 0.0], 'Vestal': [29.3, 0.0], 'Olive': [33.1, 0.0], 'Gates-Midway (Proposed)': [36.3, 0.0], 'Caliente': [37.3, 0.0], 'Alpaugh': [37.6, 0.0]} | 0 | 0 | 0 | 0 | 0 | 0 | 0 | 0 | 0 | 0 | 0 | 0 | 0 | 0 | 0 | 0 | 0 | 0 | 0 | 0 | 0 | 0 | 0 | 0 | 0 | 0 | 0 | 0 | 0 | 0 | 0 | 0 | 0 | 0 | 0 | 0 | 0
93 | Rio Hondo | Greater_LA | SCE Metro | {'Goodrich': [6.9, 0.0], 'Walnut': [6.9, 0.0], 'Mesa': [8.8, 0.0], 'Olinda': [11.5, 0.0], 'Laguna Bell': [13.1, 0.0], 'Center': [14.1, 0.0], 'Gould': [14.3, 0.0], 'Chino': [18.8, 0.0], 'Del Amo': [19.0, 0.0], 'Lighthipe': [19.1, 0.0], 'Padua': [19.6, 0.0], 'Barre': [20.4, 0.0], 'Lewis': [20.9, 0.0], 'Villa Park': [21.7, 0.0], 'Serrano': [22.0, 0.0], 'La Cienega': [23.9, 0.0], 'Hinson': [24.1, 0.0], 'Alamitos': [24.4, 0.0], 'Mira Loma': [24.8, 0.0], 'Arcogen': [24.9, 0.0], 'Rancho Vista': [25.6, 0.0], 'La Fresa': [25.9, 0.0], 'Etiwanda': [26.0, 0.0], 'Harborgen': [26.6, 0.0], 'El Nido': [26.8, 0.0], 'Long Beach': [27.3, 0.0], 'Vincent': [27.4, 0.0], 'Johanna': [28.0, 0.0], 'Chevmain': [28.0, 0.0], 'El Segundo': [28.8, 0.0], 'Ellis': [29.0, 0.0], 'Redondo': [29.3, 0.0], 'Huntington Beach': [31.6, 0.0], 'Santiago': [32.7, 0.0], 'Sylmar-Pac Intertie': [32.8, 0.0], 'Viejo': [35.9, 0.0], 'Vista': [38.2, 0.0], 'Lee Lake (Proposed)': [39.1, 0.0], 'Lugo': [39.4, 0.0]} | 0 | 0 | 0 | 0 | 0 | 0 | 0 | 0 | 0 | 0 | 0 | 0 | 0 | 0 | 0 | 0 | 0 | 0 | 0 | 0 | 0 | 0 | 0 | 0 | 0 | 0 | 0 | 0 | 0 | 0 | 0 | 0 | 0 | 0 | 0 | 0 | 0
184 | Rio Oso | Northern_California | PGE NGBA | {'Pleasant Grove': [11.6, 0.0], 'Olivehurst': [11.6, 0.0], 'East Marysville': [16.6, 0.0], 'Pease': [19.3, 0.0], 'Higgins': [21.6, 0.0], 'Woodland': [23.7, 0.0], 'Gold Hill': [26.2, 0.0], 'Honcut': [27.5, 0.0], 'Davis': [30.6, 0.0], 'Brunswick': [30.9, 0.0], 'Colgate': [31.1, 0.0], 'Madison': [32.7, 0.0], 'Palermo': [36.0, 0.0], 'Wyandotte': [38.6, 0.0], 'Placerville': [39.4, 0.0]} | 0 | 0 | 0 | 0 | 0 | 0 | 0 | 0 | 0 | 0 | 0 | 0 | 0 | 0 | 0 | 0 | 0 | 0 | 0 | 0 | 0 | 0 | 0 | 0 | 0 | 0 | 0 | 0 | 0 | 0 | 0 | 0 | 0 | 0 | 0 | 0 | 0
154 | Ripon | Solano | PGE GBA | {'Vierra': [7.6, 0.0], 'Weber': [12.4, 0.0], 'Westley': [12.6, 0.0], 'Riverbank': [13.1, 0.0], 'Warnerville': [18.8, 0.0], 'Bellota': [19.3, 0.0], 'Stagg': [19.7, 0.0], 'Tesla': [23.1, 0.0], 'Midway Green Ridge Services': [24.2, 0.0], 'Eight Mile': [24.4, 0.0], 'Lockeford': [25.0, 0.0], 'Kelso': [25.1, 0.0], 'Delta Pumps': [26.1, 0.0], 'Crow Creek': [26.4, 0.0], 'Fink (Proposed)': [26.7, 0.0], 'Rancho Seco - Bellota (Proposed)': [27.3, 0.0], 'Brentwood': [31.1, 0.0], 'Camanche': [32.3, 0.0], 'Cayetano': [34.2, 0.0], 'Miller': [34.8, 0.0], 'Lone Tree': [36.0, 0.0], 'New Melones': [36.1, 0.0], 'Peoria': [36.9, 0.0], 'Chinese Station': [37.4, 0.0], 'Contra Costa': [38.6, 0.0]} | 1660.2839 | 0 | 0 | 0 | 0 | 0 | 0 | 0 | 0 | 0 | 0 | 0 | 0 | 0 | 0 | 1391.9452 | 0.83838 | 268.3388 | 0.16162 | 1660.2839 | 1 | 0 | 646.9257 | 0.38965 | 1013.3582 | 895.0569 | 0.5391 | 765.227 | 1660.2839 | 1 | 0 | 1660.2839 | 1 | 0 | 0.56261 | 0.00033886 | 1659.7213
181 | Riverbank | Central_Valley_North_Los_Banos | PGE GBA | {'Warnerville': [6.1, 0.0], 'Ripon': [13.1, 0.0], 'Bellota': [18.0, 0.0], 'Vierra': [20.1, 0.0], 'Weber': [20.9, 0.0], 'Westley': [20.9, 0.0], 'New Melones': [24.0, 0.0], 'Peoria': [24.2, 0.0], 'Chinese Station': [24.6, 0.0], 'Rancho Seco - Bellota (Proposed)': [25.6, 0.0], 'Lockeford': [27.7, 0.0], 'Stagg': [28.6, 0.0], 'Crow Creek': [30.0, 0.0], 'Fink (Proposed)': [30.4, 0.0], 'Camanche': [31.4, 0.0], 'Eight Mile': [32.5, 0.0], 'Curtis': [35.1, 0.0], 'Tesla': [36.1, 0.0], 'Midway Green Ridge Services': [37.3, 0.0], 'Miller': [37.5, 0.0], 'Kelso': [38.1, 0.0], 'Delta Pumps': [39.0, 0.0]} | 0 | 0 | 0 | 0 | 0 | 0 | 0 | 0 | 0 | 0 | 0 | 0 | 0 | 0 | 0 | 0 | 0 | 0 | 0 | 0 | 0 | 0 | 0 | 0 | 0 | 0 | 0 | 0 | 0 | 0 | 0 | 0 | 0 | 0 | 0 | 0 | 0
314 | Roadway | Greater_Kramer | SCE NOL | {'Victor': [5.1, 3657.0], 'Lugo': [14.7, 1007.0], 'Calcite': [28.5, 2024.0], 'Kramer': [29.4, 1.0], 'Tortilla': [29.4, 2205.0], 'Padua': [34.0, 0.0], 'Etiwanda': [34.2, 0.0], 'Rancho Vista': [34.3, 0.0], 'San Bernardino': [35.7, 0.0], 'Vista': [37.3, 0.0], 'Cool Water': [37.5, 79.0]} | 38788.5078 | 3921.1279 | 0.10109 | 34867.3789 | 0.89891 | 0 | 0 | 0 | 0 | 0 | 0 | 0 | 0.38244 | 9.8597e-06 | 0 | 3036.9165 | 0.078294 | 1311.2542 | 0.033805 | 19567.0605 | 0.50446 | 19221.4473 | 15403.2793 | 0.39711 | 23385.2285 | 8696.5137 | 0.2242 | 30091.9941 | 26053.1719 | 0.67167 | 12735.3359 | 20274.6328 | 0.5227 | 18513.875 | 90.2869 | 0.0023277 | 38698.2209
55 | Rosedale | Central_Valley_North_Los_Banos | PGE Kern | {'Kern Power': [1.1, 0.0], 'West Park': [2.1, 0.0], 'Bakersfield': [4.2, 0.0], 'Stockdale': [4.2, 0.0], 'Renfro': [4.9, 0.0], 'Tevis': [4.9, 0.0], '7th Standard': [5.3, 0.0], 'Kern Oil': [5.4, 0.0], 'Sycamore': [7.2, 0.0], 'Columbus': [7.9, 0.0], 'Magunden': [8.9, 0.0], 'Lerdo': [9.5, 0.0], 'Cal Water': [10.5, 0.0], 'Tupman': [11.0, 0.0], 'Rio Bravo': [11.2, 0.0], 'Unknown - 3327': [13.3, 0.0], 'Lamont': [13.4, 0.0], 'Poso Mt.': [14.3, 0.0], 'Norco': [14.5, 0.0], 'Grimmway-Malaga': [15.2, 0.0], 'Shafter': [16.5, 0.0], 'Elk Hills': [19.8, 0.0], 'Wheeler Ridge': [20.7, 0.0], 'Midway - Wheeler Ridge (Proposed)': [20.7, 0.0], 'Charca': [21.2, 0.0], 'Midway': [21.2, 0.0], 'Semitropic': [25.5, 0.0], 'Taft': [28.3, 0.0], 'Smyrna': [31.7, 0.0], 'Vestal': [32.1, 0.0], 'Goose Lake': [32.2, 0.0], 'Pastoria': [33.3, 0.0], 'Temblor': [34.9, 0.0], 'Kernridge': [37.6, 0.0]} | 0 | 0 | 0 | 0 | 0 | 0 | 0 | 0 | 0 | 0 | 0 | 0 | 0 | 0 | 0 | 0 | 0 | 0 | 0 | 0 | 0 | 0 | 0 | 0 | 0 | 0 | 0 | 0 | 0 | 0 | 0 | 0 | 0 | 0 | 0 | 0 | 0
171 | Round Mountain | Northern_California | PGE NGBA | {'Cove Road': [4.9, 938.0], 'New Sub - Pit 1 - Cottonwood (Proposed)': [6.1, 976.0], 'Pit 1': [26.2, 279.0], 'Jessup': [31.5, 0.0], 'Cottonwood': [33.1, 0.0]} | 9775.415 | 974.3186 | 0.09967 | 8801.0967 | 0.90033 | 0 | 0 | 0 | 0 | 0 | 0 | 0 | 0 | 0 | 0 | 7115.2007 | 0.72787 | 991.2755 | 0.1014 | 5842.979 | 0.59772 | 3932.436 | 1518.5063 | 0.15534 | 8256.9087 | 1671.3763 | 0.17098 | 8104.0387 | 7269.9561 | 0.7437 | 2505.459 | 4615.6968 | 0.47217 | 5159.7183 | 119.9727 | 0.012273 | 9655.4423
16 | San Bernardino | Greater_Kramer | SCE Eastern | {'Vista': [5.3, 57.0], 'El Casco': [12.1, 58.0], 'Etiwanda': [16.6, 0.0], 'Rancho Vista': [17.0, 0.0], 'Mira Loma': [19.3, 0.0], 'Lugo': [21.1, 0.0], 'Padua': [23.1, 0.0], 'Valley': [23.9, 0.0], 'Lee Lake (Proposed)': [25.8, 0.0], 'Chino': [25.9, 0.0], 'Victor': [30.5, 0.0], 'Calcite': [35.5, 44.0], 'Roadway': [35.7, 0.0], 'Serrano': [36.1, 0.0], 'Viejo': [36.7, 0.0], 'Villa Park': [38.8, 0.0], 'Devers': [39.2, 0.0]} | 7109.002 | 100.5579 | 0.014145 | 7008.4438 | 0.98585 | 0 | 0 | 0 | 0 | 0 | 0 | 0 | 0 | 0 | 0 | 2287.5696 | 0.32178 | 4624.4673 | 0.65051 | 5770.0312 | 0.81165 | 1338.9707 | 2189.3809 | 0.30797 | 4919.6211 | 3306.0269 | 0.46505 | 3802.9751 | 6582.644 | 0.92596 | 526.3579 | 4957.8989 | 0.69741 | 2151.103 | 61.6123 | 0.0086668 | 7047.3896
300 | Sandy | Southern_NV_Eldorado | SCE EOP | {'Crazy Eyes': [9.4, 744.0], 'Gamebird': [18.4, 221.0], 'Pahrump': [22.9, 221.0], 'Desert View': [29.3, 0.0], 'Primm': [29.9, 435.0], 'Vista 2': [30.1, 1.0], 'Ivanpah': [33.3, 433.0], 'Sloan Canyon': [35.4, 0.0], 'Eldorado': [37.8, 0.0]} | 15452.6104 | 1332.8279 | 0.086253 | 14119.7822 | 0.91375 | 0 | 0 | 0 | 0 | 0 | 0.49302 | 3.1905e-05 | 0 | 0 | 0 | 0 | 0 | 0 | 0 | 3071.2458 | 0.19875 | 12381.3645 | 15.6362 | 0.0010119 | 15436.9742 | 5899.9438 | 0.38181 | 9552.6665 | 7499.9541 | 0.48535 | 7952.6562 | 12204.3789 | 0.78979 | 3248.2314 | 60.0271 | 0.0038846 | 15392.5832
31 | Sanger | Central_Valley_North_Los_Banos | PGE Fresno | {'Malaga': [6.5, 0.0], 'McCall': [6.8, 0.0], 'California Ave': [8.5, 0.0], 'Wahtoke': [10.8, 0.0], 'West Fresno': [11.6, 0.0], 'Reedley': [14.8, 0.0], 'Kearney (New)': [15.1, 0.0], 'Kingsburg': [15.2, 0.0], 'Gregg': [19.7, 0.0], 'Mc Mullin': [22.4, 0.0], 'Borden': [25.5, 0.0], 'GWF Hanford': [30.3, 0.0], 'Helm': [32.4, 0.0], 'Rector': [34.5, 0.0], 'Leprino': [34.6, 0.0], 'Henrietta': [36.0, 0.0], 'Schindler': [36.1, 0.0], 'Mustang': [37.0, 0.0], 'Waukena': [39.3, 0.0], 'Big Creek 1': [39.9, 0.0]} | 0 | 0 | 0 | 0 | 0 | 0 | 0 | 0 | 0 | 0 | 0 | 0 | 0 | 0 | 0 | 0 | 0 | 0 | 0 | 0 | 0 | 0 | 0 | 0 | 0 | 0 | 0 | 0 | 0 | 0 | 0 | 0 | 0 | 0 | 0 | 0 | 0
162 | San Luis Obispo | Kern_Greater_Carrizo | PGE Kern | {'Oceano': [11.5, 334.0], 'Diablo Canyon': [12.4, 307.0], 'Morro Bay': [14.7, 369.0], 'Mesa': [20.2, 103.0], 'Templeton': [20.4, 1146.0], 'Sisquoc': [31.5, 52.0], 'Solar': [33.5, 60.0], 'Cholame': [33.8, 410.0], 'Carrizo Plains': [34.6, 42.0]} | 10953.9688 | 1515.8416 | 0.13838 | 9438.127 | 0.86162 | 0 | 0 | 0 | 0 | 0 | 18.5268 | 0.0016913 | 0 | 0 | 0 | 7105.4697 | 0.64867 | 2782.6519 | 0.25403 | 4320.6914 | 0.39444 | 6633.2773 | 1276.3345 | 0.11652 | 9677.6343 | 4425.2661 | 0.40399 | 6528.7026 | 6650.0532 | 0.60709 | 4303.9155 | 6718.0884 | 0.6133 | 4235.8804 | 215.2345 | 0.019649 | 10738.7342
149 | San Luis Rey | Greater_SD | SDGE Imperial | {'Encina': [5.1, 29.0], 'Palomar Airport': [6.7, 29.0], 'Escondido': [13.9, 29.0], 'San Onofre': [16.8, 29.0], 'Penasquitos': [21.2, 5.0], 'Talega': [21.6, 14.0], 'Sycamore Canyon': [26.8, 2.0], 'Capistrano': [28.2, 4.0], 'Kearny': [28.6, 2.0], 'Margarita': [28.8, 4.0], 'Trabuco': [31.2, 4.0], 'Mission': [31.6, 1.0], 'Old Town': [31.8, 1.0], 'Viejo': [36.1, 1.0], 'Silvergate': [37.3, 0.0], 'Lee Lake (Proposed)': [37.7, 0.0], 'Valley': [37.8, 0.0]} | 234.0715 | 28.78 | 0.12295 | 205.2915 | 0.87705 | 0 | 0 | 0 | 0 | 0 | 0.090055 | 0.00038473 | 0 | 0 | 0 | 2.7566 | 0.011777 | 0 | 0 | 33.7218 | 0.14407 | 200.3497 | 179.9298 | 0.7687 | 54.1417 | 187.2873 | 0.80013 | 46.7843 | 187.2873 | 0.80013 | 46.7843 | 0 | 0 | 234.0715 | 32.2771 | 0.13789 | 201.7945
232 | San Onofre | Greater_SD | SCE Metro | {'Talega': [5.8, 52.0], 'Capistrano': [11.8, 42.0], 'Margarita': [13.1, 42.0], 'Trabuco': [15.0, 42.0], 'San Luis Rey': [16.8, 29.0], 'Encina': [20.4, 24.0], 'Viejo': [21.1, 39.0], 'Palomar Airport': [23.0, 24.0], 'Santiago': [23.8, 38.0], 'Lee Lake (Proposed)': [26.9, 0.0], 'Johanna': [29.3, 27.0], 'Escondido': [30.4, 24.0], 'Huntington Beach': [31.0, 9.0], 'Ellis': [31.3, 9.0], 'Valley': [34.3, 0.0], 'Serrano': [34.4, 5.0], 'Villa Park': [34.7, 5.0], 'Lewis': [36.2, 5.0], 'Penasquitos': [36.6, 0.0], 'Barre': [39.0, 1.0]} | 279.0762 | 58.7358 | 0.21047 | 220.3404 | 0.78953 | 0 | 0 | 0 | 0 | 0 | 0.086476 | 0.00030986 | 0 | 0 | 0 | 2.7566 | 0.0098776 | 0 | 0 | 33.7218 | 0.12083 | 245.3544 | 171.0976 | 0.61309 | 107.9786 | 192.399 | 0.68941 | 86.6772 | 192.399 | 0.68941 | 86.6772 | 0 | 0 | 279.0762 | 30.0174 | 0.10756 | 249.0588
193 | Santa Clara | Greater_LA | SCE Northern | {'Mandalay': [7.5, 137.0], 'Moorpark': [16.2, 86.0], 'Pardee': [35.7, 0.0], 'Saugus': [35.8, 0.0], 'Sylmar-Pac Intertie': [39.1, 0.0]} | 615.7677 | 126.6053 | 0.20561 | 489.1624 | 0.79439 | 0 | 0 | 0 | 0 | 0 | 4.9947 | 0.0081114 | 0 | 0 | 0 | 3.6819 | 0.0059794 | 19.2053 | 0.031189 | 203.6065 | 0.33065 | 412.1612 | 226.1053 | 0.36719 | 389.6624 | 282.0458 | 0.45804 | 333.7219 | 435.6666 | 0.70752 | 180.1011 | 68.4621 | 0.11118 | 547.3056 | 70.7415 | 0.11488 | 545.0262
117 | Santiago | Greater_LA | SCE Metro | {'Johanna': [5.9, 43.0], 'Viejo': [7.2, 52.0], 'Trabuco': [8.9, 52.0], 'Ellis': [10.2, 25.0], 'Villa Park': [11.1, 21.0], 'Margarita': [11.3, 52.0], 'Serrano': [11.4, 21.0], 'Capistrano': [12.0, 52.0], 'Huntington Beach': [12.2, 25.0], 'Lewis': [12.5, 21.0], 'Barre': [15.8, 17.0], 'Talega': [18.5, 39.0], 'Lee Lake (Proposed)': [19.2, 0.0], 'Alamitos': [20.3, 16.0], 'Olinda': [21.3, 2.0], 'Del Amo': [22.7, 8.0], 'Chino': [23.5, 0.0], 'San Onofre': [23.8, 38.0], 'Walnut': [25.9, 0.0], 'Mira Loma': [26.4, 0.0], 'Center': [26.6, 2.0], 'Long Beach': [27.2, 2.0], 'Harborgen': [27.6, 2.0], 'Lighthipe': [27.7, 2.0], 'Hinson': [28.3, 2.0], 'Arcogen': [29.3, 2.0], 'Laguna Bell': [30.6, 2.0], 'Rancho Vista': [32.1, 0.0], 'Padua': [32.2, 0.0], 'Mesa': [32.3, 0.0], 'Etiwanda': [32.4, 0.0], 'Rio Hondo': [32.7, 0.0], 'La Fresa': [35.5, 2.0], 'Valley': [35.6, 0.0], 'Vista': [36.6, 0.0], 'Redondo': [37.9, 2.0], 'Goodrich': [38.2, 0.0], 'El Nido': [38.3, 2.0]} | 443.7064 | 47.6888 | 0.10748 | 396.0176 | 0.89252 | 0 | 0 | 0 | 0 | 0 | 0 | 0 | 0 | 0 | 0 | 0 | 0 | 0 | 0 | 8.9877 | 0.020256 | 434.7186 | 174.6203 | 0.39355 | 269.086 | 359.5188 | 0.81026 | 84.1876 | 368.5065 | 0.83052 | 75.1999 | 0 | 0 | 443.7064 | 31.2094 | 0.070338 | 412.497
94 | Saugus | Tehachapi | SCE Northern | {'Pardee': [1.3, 3664.0], 'Sylmar-Pac Intertie': [9.1, 1090.0], 'Moorpark': [21.1, 282.0], 'Antelope': [24.1, 3530.0], 'Gould': [26.2, 656.0], 'Vincent': [26.5, 2255.0], 'Bailey': [26.9, 925.0], 'La Cienega': [31.2, 0.0], 'Whirlwind': [31.2, 2627.0], 'Goodrich': [33.6, 0.0], 'Santa Clara': [35.8, 0.0], 'El Segundo': [36.5, 0.0], 'Chevmain': [37.2, 0.0], 'Mesa': [37.6, 0.0], 'El Nido': [38.1, 0.0], 'Pastoria': [38.5, 0.0], 'Laguna Bell': [39.3, 0.0]} | 25676.543 | 3809.96 | 0.14838 | 21866.582 | 0.85162 | 0 | 0 | 0 | 0 | 0 | 24.698 | 0.00096189 | 1.8277 | 7.1181e-05 | 0 | 6435.1919 | 0.25063 | 13696.8779 | 0.53344 | 8992.0264 | 0.3502 | 16684.5166 | 2908.2847 | 0.11327 | 22768.2583 | 4738.4229 | 0.18454 | 20938.1201 | 13637.4316 | 0.53112 | 12039.1113 | 13239.0586 | 0.51561 | 12437.4844 | 990.7307 | 0.038585 | 24685.8123
32 | Schindler | Central_Valley_North_Los_Banos | PGE Fresno | {'Excelsior': [5.2, 0.0], 'Cantua': [11.4, 0.0], 'Helm': [13.2, 0.0], 'Mc Mullin': [15.6, 0.0], 'Mustang': [16.9, 0.0], 'Henrietta': [17.2, 0.0], 'Gates': [18.1, 0.0], 'Tranquility': [19.7, 0.0], 'Leprino': [20.4, 0.0], 'Kearney (New)': [25.3, 0.0], 'Cheney': [27.1, 0.0], 'West Fresno': [28.1, 0.0], 'Mendota': [28.3, 0.0], 'GWF Hanford': [28.9, 0.0], 'Avenal': [29.3, 0.0], 'Panoche': [30.1, 0.0], 'California Ave': [30.2, 0.0], 'Malaga': [30.5, 0.0], 'McCall': [31.3, 0.0], 'Kingsburg': [31.5, 0.0], 'Gregg': [33.5, 0.0], 'Newhall': [33.8, 0.0], 'Sanger': [36.1, 0.0], 'Waukena': [36.2, 0.0], 'Borden': [36.9, 0.0], 'Cal Flats': [38.1, 0.0], 'Corcoran': [38.2, 0.0]} | 263.9852 | 0 | 0 | 0 | 0 | 0 | 0 | 0 | 0 | 0 | 0 | 0 | 0 | 0 | 0 | 170.5281 | 0.64598 | 75.5773 | 0.28629 | 263.9852 | 1 | 0 | 0 | 0 | 263.9852 | 26.707 | 0.10117 | 237.2782 | 263.9852 | 1 | 0 | 192.7034 | 0.72998 | 71.2818 | 0 | 0 | 263.9852
166 | Schulte Switching Station | Peninsula_Monterey | PGE GBA | {'Los Esteros': [3.7, 62.0], 'Newark': [8.7, 29.0], 'Hicks': [10.3, 33.0], 'Metcalf Energy Center': [15.7, 33.0], 'Metcalf 1': [15.7, 33.0], 'Eastshore': [19.3, 29.0], 'Cayetano': [26.9, 0.0], 'Midway Green Ridge Services': [31.4, 0.0], 'Tesla': [31.5, 0.0], 'Llagas': [33.6, 0.0], 'Martin': [33.6, 29.0], 'Delta Pumps': [34.5, 0.0], 'Kelso': [34.8, 0.0], 'Clayton': [39.2, 0.0]} | 2450.679 | 58.713 | 0.023958 | 2391.9661 | 0.97604 | 0 | 0 | 0 | 0 | 0 | 0 | 0 | 0 | 0 | 0 | 2075.3435 | 0.84684 | 225.1758 | 0.091883 | 2061.3318 | 0.84113 | 389.3472 | 734.9691 | 0.2999 | 1715.7099 | 769.6378 | 0.31405 | 1681.0411 | 2099.7217 | 0.85679 | 350.9573 | 2228.781 | 0.90945 | 221.8979 | 92.5312 | 0.037757 | 2358.1478
56 | Semitropic | Central_Valley_North_Los_Banos | PGE Kern | {'Charca': [6.3, 0.0], 'Goose Lake': [8.0, 0.0], 'Smyrna': [8.1, 0.0], 'Shafter': [9.0, 0.0], 'Midway': [13.6, 0.0], 'Rio Bravo': [14.8, 0.0], 'Lerdo': [17.5, 0.0], 'Tupman': [19.4, 0.0], 'Kernridge': [20.2, 0.0], 'Olive': [20.5, 0.0], '7th Standard': [20.5, 0.0], 'Temblor': [20.9, 0.0], 'Renfro': [21.3, 0.0], 'Gates-Midway (Proposed)': [21.8, 0.0], 'Norco': [22.9, 0.0], 'Kern Power': [24.5, 0.0], 'Alpaugh': [25.1, 0.0], 'Rosedale': [25.5, 0.0], 'Kern Oil': [25.9, 0.0], 'Vestal': [25.9, 0.0], 'Elk Hills': [26.1, 0.0], 'Tevis': [26.1, 0.0], 'Poso Mt.': [27.1, 0.0], 'Sycamore': [27.2, 0.0], 'West Park': [27.3, 0.0], 'Bakersfield': [28.5, 0.0], 'Stockdale': [28.6, 0.0], 'Arco': [29.3, 0.0], 'Caliente': [31.0, 0.0], 'Columbus': [31.3, 0.0], 'Taft': [32.2, 0.0], 'Cal Water': [32.6, 0.0], 'Magunden': [33.4, 0.0], 'Midway - Wheeler Ridge (Proposed)': [34.4, 0.0], 'Corcoran': [35.7, 0.0], 'Carrizo Plains': [37.2, 0.0], 'Waukena': [37.9, 0.0], 'Solar': [38.2, 0.0], 'Unknown - 3327': [38.6, 0.0], 'Lamont': [38.7, 0.0]} | 0 | 0 | 0 | 0 | 0 | 0 | 0 | 0 | 0 | 0 | 0 | 0 | 0 | 0 | 0 | 0 | 0 | 0 | 0 | 0 | 0 | 0 | 0 | 0 | 0 | 0 | 0 | 0 | 0 | 0 | 0 | 0 | 0 | 0 | 0 | 0 | 0
118 | Serrano | Greater_LA | SCE Metro | {'Villa Park': [2.7, 21.0], 'Lewis': [6.4, 21.0], 'Johanna': [8.7, 21.0], 'Olinda': [11.1, 2.0], 'Barre': [11.1, 17.0], 'Santiago': [11.4, 21.0], 'Chino': [13.3, 0.0], 'Ellis': [13.3, 21.0], 'Viejo': [14.0, 19.0], 'Walnut': [15.4, 0.0], 'Huntington Beach': [16.6, 21.0], 'Del Amo': [17.7, 8.0], 'Mira Loma': [17.9, 0.0], 'Alamitos': [18.3, 16.0], 'Center': [19.4, 2.0], 'Trabuco': [19.5, 19.0], 'Lee Lake (Proposed)': [20.3, 0.0], 'Margarita': [21.3, 19.0], 'Padua': [21.9, 0.0], 'Rio Hondo': [22.0, 0.0], 'Lighthipe': [22.4, 2.0], 'Laguna Bell': [22.9, 2.0], 'Capistrano': [22.9, 19.0], 'Rancho Vista': [23.1, 0.0], 'Etiwanda': [23.4, 0.0], 'Mesa': [23.4, 0.0], 'Hinson': [24.9, 2.0], 'Harborgen': [25.4, 2.0], 'Long Beach': [25.4, 2.0], 'Arcogen': [26.1, 2.0], 'Goodrich': [28.1, 0.0], 'Talega': [28.8, 6.0], 'Vista': [30.7, 0.0], 'La Fresa': [31.4, 2.0], 'El Nido': [33.9, 2.0], 'Redondo': [34.4, 2.0], 'San Onofre': [34.4, 5.0], 'Gould': [35.4, 0.0], 'Chevmain': [35.6, 0.0], 'La Cienega': [35.8, 0.0], 'San Bernardino': [36.1, 0.0], 'El Segundo': [36.8, 0.0], 'Valley': [37.0, 0.0]} | 403.1064 | 18.6863 | 0.046356 | 384.4202 | 0.95364 | 0 | 0 | 0 | 0 | 0 | 0 | 0 | 0 | 0 | 0 | 0 | 0 | 0 | 0 | 8.9877 | 0.022296 | 394.1187 | 177.7142 | 0.44086 | 225.3922 | 358.313 | 0.88888 | 44.7934 | 367.3008 | 0.91118 | 35.8057 | 0 | 0 | 403.1064 | 31.2094 | 0.077422 | 371.8971
57 | Shafter | Central_Valley_North_Los_Banos | PGE Kern | {'Rio Bravo': [5.9, 0.0], 'Charca': [6.5, 0.0], 'Semitropic': [9.0, 0.0], 'Lerdo': [9.4, 0.0], 'Midway': [10.7, 0.0], 'Tupman': [11.3, 0.0], '7th Standard': [11.7, 0.0], 'Renfro': [12.3, 0.0], 'Kern Power': [15.5, 0.0], 'Norco': [15.7, 0.0], 'Goose Lake': [15.9, 0.0], 'Smyrna': [16.1, 0.0], 'Rosedale': [16.5, 0.0], 'Tevis': [17.1, 0.0], 'Kern Oil': [17.5, 0.0], 'West Park': [18.4, 0.0], 'Sycamore': [18.9, 0.0], 'Stockdale': [19.6, 0.0], 'Bakersfield': [19.7, 0.0], 'Elk Hills': [20.1, 0.0], 'Poso Mt.': [20.5, 0.0], 'Columbus': [22.7, 0.0], 'Temblor': [23.2, 0.0], 'Kernridge': [24.3, 0.0], 'Cal Water': [24.3, 0.0], 'Magunden': [24.7, 0.0], 'Vestal': [26.1, 0.0], 'Midway - Wheeler Ridge (Proposed)': [27.2, 0.0], 'Olive': [27.5, 0.0], 'Taft': [27.7, 0.0], 'Unknown - 3327': [29.7, 0.0], 'Lamont': [29.8, 0.0], 'Gates-Midway (Proposed)': [30.7, 0.0], 'Grimmway-Malaga': [31.7, 0.0], 'Alpaugh': [32.0, 0.0], 'Caliente': [35.0, 0.0], 'Wheeler Ridge': [35.1, 0.0], 'Arco': [38.0, 0.0]} | 0 | 0 | 0 | 0 | 0 | 0 | 0 | 0 | 0 | 0 | 0 | 0 | 0 | 0 | 0 | 0 | 0 | 0 | 0 | 0 | 0 | 0 | 0 | 0 | 0 | 0 | 0 | 0 | 0 | 0 | 0 | 0 | 0 | 0 | 0 | 0 | 0
263 | Shilo III | Solano | PGE GBA | {'Birds Landing': [3.2, 29934.0], 'Pittsburg': [9.6, 28824.0], 'Peabody': [10.5, 28854.0], 'Kirker': [10.8, 28706.0], 'Contra Costa': [12.2, 28379.0], 'Grand Island': [14.6, 29350.0], 'Lone Tree': [16.1, 28314.0], 'Vaca-Dixon & Gc Yard': [16.5, 15365.0], 'Clayton': [16.9, 22051.0], 'Martinez': [18.1, 14252.0], 'Brentwood': [19.6, 24127.0], 'Carquinez': [22.5, 667.0], 'Tulucay': [23.5, 907.0], 'Putah Creek': [25.7, 1603.0], 'Davis': [26.7, 1465.0], 'Eight Mile': [26.7, 3992.0], 'Delta Pumps': [28.3, 488.0], 'Kelso': [28.9, 402.0], 'Stagg': [29.8, 1626.0], 'Cayetano': [30.1, 75.0], 'Midway Green Ridge Services': [33.7, 75.0], 'Tesla': [35.1, 75.0], 'Madison': [35.2, 353.0], 'Woodland': [35.5, 23.0], 'Weber': [37.3, 57.0], 'Lockeford': [37.5, 0.0], 'Ignacio': [38.3, 0.0]} | 151427.8594 | 30299.4727 | 0.20009 | 121128.3906 | 0.79991 | 0 | 0 | 0 | 0 | 0 | 44899.6836 | 0.29651 | 31128.7461 | 0.20557 | 0 | 74730.2969 | 0.4935 | 0 | 0 | 29089.2715 | 0.1921 | 122338.5879 | 47925.6289 | 0.31649 | 103502.2305 | 47668.1211 | 0.31479 | 103759.7383 | 73487.6953 | 0.4853 | 77940.1641 | 11536.5518 | 0.076185 | 139891.3076 | 31559.1445 | 0.20841 | 119868.7148
205 | Silvergate | Greater_SD | SDGE Imperial | {'Old Town': [5.7, 195.0], 'Mission': [6.1, 195.0], 'Bay Boulevard': [6.6, 200.0], 'Miguel': [9.4, 180.0], 'Kearny': [9.5, 193.0], 'Otay Mesa': [15.9, 138.0], 'Penasquitos': [16.0, 190.0], 'Sycamore Canyon': [16.6, 178.0], 'Suncrest': [28.0, 0.0], 'Escondido': [29.7, 0.0], 'Palomar Airport': [30.6, 11.0], 'Encina': [32.4, 0.0], 'San Luis Rey': [37.3, 0.0]} | 751.0212 | 184.9507 | 0.24627 | 566.0704 | 0.75373 | 0 | 0 | 0 | 0 | 0 | 0 | 0 | 0 | 0 | 0 | 0 | 0 | 0 | 0 | 54.4389 | 0.072486 | 696.5823 | 259.3961 | 0.34539 | 491.625 | 486.4807 | 0.64776 | 264.5405 | 491.9274 | 0.65501 | 259.0938 | 0 | 0 | 751.0212 | 48.9698 | 0.065204 | 702.0514
164 | Sisquoc | Kern_Greater_Carrizo | PGE Kern | {'Mesa': [11.4, 429.0], 'Cabrillo': [17.3, 50.0], 'Oceano': [20.9, 126.0], 'San Luis Obispo': [31.5, 52.0], 'Diablo Canyon': [37.4, 3.0], 'Goleta': [38.0, 0.0], 'Solar': [38.0, 5.0], 'Carrizo Plains': [38.3, 5.0]} | 4979.7363 | 566.1223 | 0.11369 | 4413.6143 | 0.88631 | 0 | 0 | 0 | 0 | 0 | 0 | 0 | 0 | 0 | 0 | 559.434 | 0.11234 | 4030.1711 | 0.80931 | 357.6046 | 0.071812 | 4622.1317 | 33.2379 | 0.0066746 | 4946.4984 | 576.9894 | 0.11587 | 4402.7469 | 825.0508 | 0.16568 | 4154.6855 | 4198.8174 | 0.84318 | 780.9189 | 135.5011 | 0.02721 | 4844.2353
291 | Sloan Canyon (fka Bob) | Southern_NV_Eldorado | SCE EOP | {'Eldorado': [5.2, 454.0], 'Mead': [11.1, 356.0], 'Primm': [24.3, 100.0], 'Ivanpah': [33.8, 0.0], 'Sandy Valley': [35.4, 0.0], 'Harry Allen': [38.8, 0.0]} | 8422.2617 | 448.8744 | 0.053296 | 7973.3872 | 0.9467 | 0 | 0 | 0 | 0 | 0 | 0 | 0 | 0 | 0 | 0 | 0 | 0 | 0 | 0 | 0 | 0 | 8422.2617 | 0 | 0 | 8422.2617 | 0 | 0 | 8422.2617 | 0 | 0 | 8422.2617 | 0 | 0 | 8422.2617 | 0 | 0 | 8422.2617
58 | Smyrna | Central_Valley_North_Los_Banos | PGE Kern | {'Semitropic': [8.1, 0.0], 'Charca': [10.5, 0.0], 'Goose Lake': [10.6, 0.0], 'Olive': [12.5, 0.0], 'Shafter': [16.1, 0.0], 'Alpaugh': [17.0, 0.0], 'Gates-Midway (Proposed)': [17.5, 0.0], 'Midway': [21.7, 0.0], 'Rio Bravo': [22.0, 0.0], 'Vestal': [22.5, 0.0], 'Lerdo': [22.7, 0.0], 'Kernridge': [24.8, 0.0], 'Arco': [26.0, 0.0], '7th Standard': [26.5, 0.0], 'Temblor': [26.8, 0.0], 'Tupman': [27.2, 0.0], 'Corcoran': [27.6, 0.0], 'Renfro': [28.1, 0.0], 'Waukena': [29.8, 0.0], 'Poso Mt.': [30.0, 0.0], 'Kern Power': [30.8, 0.0], 'Norco': [30.9, 0.0], 'Kern Oil': [31.0, 0.0], 'Rosedale': [31.7, 0.0], 'Sycamore': [31.9, 0.0], 'Tevis': [33.1, 0.0], 'West Park': [33.3, 0.0], 'Bakersfield': [34.1, 0.0], 'Elk Hills': [34.2, 0.0], 'Caliente': [35.0, 0.0], 'Stockdale': [35.2, 0.0], 'Columbus': [36.4, 0.0], 'Cal Water': [37.3, 0.0], 'Magunden': [38.8, 0.0], 'Springville': [39.6, 0.0], 'GWF Hanford': [39.6, 0.0]} | 0 | 0 | 0 | 0 | 0 | 0 | 0 | 0 | 0 | 0 | 0 | 0 | 0 | 0 | 0 | 0 | 0 | 0 | 0 | 0 | 0 | 0 | 0 | 0 | 0 | 0 | 0 | 0 | 0 | 0 | 0 | 0 | 0 | 0 | 0 | 0 | 0
271 | Solar SS | Kern_Greater_Carrizo | PGE Kern | {'Carrizo Plains': [1.1, 561.0], 'Caliente': [8.1, 417.0], 'Kernridge': [18.5, 163.0], 'Temblor': [20.5, 163.0], 'Cholame': [26.1, 159.0], 'Arco': [28.4, 159.0], 'Goose Lake': [31.0, 0.0], 'Gates-Midway (Proposed)': [32.1, 0.0], 'San Luis Obispo': [33.5, 60.0], 'Mesa': [34.0, 5.0], 'Midway': [34.3, 0.0], 'Oceano': [35.2, 0.0], 'Taft': [36.8, 0.0], 'Cal Flats': [36.8, 86.0], 'Templeton': [36.9, 18.0], 'Sisquoc': [38.0, 5.0], 'Semitropic': [38.2, 0.0]} | 7936.7168 | 595.261 | 0.075001 | 7341.4561 | 0.925 | 0 | 0 | 0 | 0 | 0 | 734.6269 | 0.092561 | 0 | 0 | 0 | 4175.7271 | 0.52613 | 2499.4509 | 0.31492 | 4666.52 | 0.58797 | 3270.1968 | 175.5348 | 0.022117 | 7761.182 | 1312.962 | 0.16543 | 6623.7548 | 5333.3379 | 0.67198 | 2603.3789 | 5151.894 | 0.64912 | 2784.8228 | 27.6022 | 0.0034778 | 7909.1146
266 | Sonora | Greater_Imperial (Exclude) | SCE Eastern | {'Arkansas': [2.7, 8972.0], 'Bannister': [7.6, 8662.0], 'El Centro': [25.8, 355.0], 'Highline': [29.4, 310.0], 'North Gila - IV (Proposed)': [32.9, 310.0], 'Imperial Valley': [34.8, 64.0], 'Red Bluff': [37.2, 0.0], 'Julian Hinds': [38.2, 0.0]} | 26474.5098 | 8966.3057 | 0.33868 | 17508.2031 | 0.66132 | 0 | 0 | 0 | 0 | 0 | 5.8584 | 0.00022128 | 6.0689 | 0.00022924 | 0 | 0 | 0 | 0 | 0 | 5163.8003 | 0.19505 | 21310.7095 | 2306.6655 | 0.087128 | 24167.8442 | 4811.4009 | 0.18174 | 21663.1089 | 8901.3203 | 0.33622 | 17573.1895 | 13630.5576 | 0.51486 | 12843.9521 | 883.4268 | 0.033369 | 25591.0829
187 | Springville | Central_Valley_North_Los_Banos | SCE Northern | {'Vestal': [20.1, 0.0], 'Rector': [21.8, 0.0], 'Alpaugh': [30.7, 0.0], 'Olive': [31.9, 0.0], 'Corcoran': [34.6, 0.0], 'Waukena': [35.8, 0.0], 'Poso Mt.': [37.9, 0.0], 'Smyrna': [39.6, 0.0]} | 0 | 0 | 0 | 0 | 0 | 0 | 0 | 0 | 0 | 0 | 0 | 0 | 0 | 0 | 0 | 0 | 0 | 0 | 0 | 0 | 0 | 0 | 0 | 0 | 0 | 0 | 0 | 0 | 0 | 0 | 0 | 0 | 0 | 0 | 0 | 0 | 0
156 | Stagg | Solano | PGE GBA | {'Eight Mile': [4.8, 1626.0], 'Weber': [7.7, 57.0], 'Lockeford': [13.4, 0.0], 'Vierra': [14.0, 0.0], 'Bellota': [18.3, 0.0], 'Brentwood': [18.6, 1626.0], 'Kelso': [19.3, 311.0], 'Ripon': [19.7, 0.0], 'Delta Pumps': [19.9, 392.0], 'Grand Island': [21.1, 1626.0], 'Rancho Seco - Bellota (Proposed)': [21.5, 0.0], 'Midway Green Ridge Services': [22.5, 0.0], 'Lone Tree': [22.6, 1626.0], 'Tesla': [22.7, 0.0], 'Camanche': [23.3, 0.0], 'Contra Costa': [23.7, 1626.0], 'Birds Landing': [27.8, 1626.0], 'Riverbank': [28.6, 0.0], 'Cayetano': [29.0, 0.0], 'Westley': [29.6, 0.0], 'Shiloh III': [29.8, 1626.0], 'Pittsburg': [30.0, 1626.0], 'Kirker': [30.4, 1626.0], 'Clayton': [34.0, 225.0], 'Warnerville': [34.5, 0.0], 'Peabody': [39.4, 239.0]} | 17232.4355 | 1617.4092 | 0.093858 | 15615.0264 | 0.90614 | 0 | 0 | 0 | 0 | 0 | 4724.3213 | 0.27415 | 4930.3433 | 0.28611 | 0 | 1635.7328 | 0.094922 | 0 | 0 | 1011.1023 | 0.058674 | 16221.3333 | 11174.0586 | 0.64843 | 6058.377 | 11010.0918 | 0.63892 | 6222.3438 | 11191.6934 | 0.64946 | 6040.7422 | 43.3515 | 0.0025157 | 17189.0841 | 1376.3035 | 0.079867 | 15856.1321
59 | Stockdale | Central_Valley_North_Los_Banos | PGE Kern | {'Tevis': [3.5, 0.0], 'Rosedale': [4.2, 0.0], 'West Park': [4.2, 0.0], 'Kern Power': [4.7, 0.0], 'Bakersfield': [6.0, 0.0], 'Renfro': [7.3, 0.0], 'Magunden': [8.8, 0.0], 'Kern Oil': [8.9, 0.0], 'Columbus': [9.1, 0.0], '7th Standard': [9.2, 0.0], 'Sycamore': [10.3, 0.0], 'Unknown - 3327': [11.6, 0.0], 'Lamont': [11.7, 0.0], 'Tupman': [11.7, 0.0], 'Cal Water': [11.9, 0.0], 'Grimmway-Malaga': [12.6, 0.0], 'Lerdo': [13.5, 0.0], 'Norco': [13.8, 0.0], 'Rio Bravo': [13.9, 0.0], 'Wheeler Ridge': [16.6, 0.0], 'Midway - Wheeler Ridge (Proposed)': [17.6, 0.0], 'Poso Mt.': [17.8, 0.0], 'Elk Hills': [18.5, 0.0], 'Shafter': [19.6, 0.0], 'Midway': [22.5, 0.0], 'Charca': [24.8, 0.0], 'Taft': [26.5, 0.0], 'Semitropic': [28.6, 0.0], 'Pastoria': [29.2, 0.0], 'Goose Lake': [34.9, 0.0], 'Smyrna': [35.2, 0.0], 'Temblor': [35.8, 0.0], 'Vestal': [36.2, 0.0], 'Kernridge': [38.9, 0.0]} | 0 | 0 | 0 | 0 | 0 | 0 | 0 | 0 | 0 | 0 | 0 | 0 | 0 | 0 | 0 | 0 | 0 | 0 | 0 | 0 | 0 | 0 | 0 | 0 | 0 | 0 | 0 | 0 | 0 | 0 | 0 | 0 | 0 | 0 | 0 | 0 | 0
123 | Summit | Northern_California | PGE NGBA | {'Drum 1': [21.2, 1213.0], 'Brunswick': [35.7, 19.0]} | 38491.1953 | 8866.7607 | 0.23036 | 29624.4336 | 0.76964 | 0 | 0 | 0 | 0 | 0 | 0 | 0 | 0 | 0 | 0 | 6047.124 | 0.1571 | 1583.3971 | 0.041137 | 7905.3032 | 0.20538 | 30585.8921 | 4234.5947 | 0.11001 | 34256.6006 | 12867.8535 | 0.33431 | 25623.3418 | 19576.25 | 0.50859 | 18914.9453 | 19844.4707 | 0.51556 | 18646.7246 | 2450.1531 | 0.063655 | 36041.0422
256 | Suncrest | Greater_SD | SDGE Imperial | {'Suncrest - Ocotillo (Proposed)': [13.8, 1969.0], 'Miguel': [19.7, 1.0], 'Otay Mesa': [21.0, 58.0], 'Sycamore Canyon': [21.6, 0.0], 'Boulevard': [26.0, 1943.0], 'Kearny': [26.2, 0.0], 'Mission': [26.5, 0.0], 'Bay Boulevard': [27.7, 0.0], 'Silvergate': [28.0, 0.0], 'Old Town': [29.8, 0.0], 'Penasquitos': [32.1, 0.0], 'Escondido': [33.3, 0.0], 'East County': [34.9, 1883.0], 'Ocotillo Express': [37.6, 1868.0]} | 12124.1729 | 1956.9688 | 0.16141 | 10167.2041 | 0.83859 | 0 | 0 | 0 | 0 | 0 | 6.3782 | 0.00052607 | 0 | 0 | 0 | 722.4607 | 0.059588 | 11082.3232 | 0.91407 | 1318.9263 | 0.10878 | 10805.2466 | 4135.9233 | 0.34113 | 7988.2495 | 6064.833 | 0.50023 | 6059.3398 | 6179.3672 | 0.50967 | 5944.8057 | 6205.7808 | 0.51185 | 5918.3921 | 343.8457 | 0.02836 | 11780.3271
306 | Suncrest - Ocotillo (Proposed) | Greater_Imperial | SDGE Imperial | {'Boulevard': [13.7, 12606.0], 'Suncrest': [13.8, 1969.0], 'East County': [22.1, 12546.0], 'Ocotillo Express': [23.8, 12469.0], 'Otay Mesa': [31.1, 58.0], 'Miguel': [32.3, 0.0], 'Sycamore Canyon': [35.0, 0.0], 'Bay Boulevard': [39.9, 0.0], 'Kearny': [40.0, 0.0]} | 43060.0664 | 12611.3594 | 0.29288 | 30448.707 | 0.70712 | 0 | 0 | 0 | 0 | 0 | 0.56491 | 1.3119e-05 | 0 | 0 | 0 | 18118.793 | 0.42078 | 21291.6543 | 0.49446 | 3947.0344 | 0.091663 | 39113.032 | 8396.709 | 0.195 | 34663.3574 | 18484.7695 | 0.42928 | 24575.2969 | 22148.5566 | 0.51436 | 20911.5098 | 13368.6533 | 0.31047 | 29691.4131 | 744.9407 | 0.0173 | 42315.1257
69 | Sycamore | Central_Valley_North_Los_Banos | PGE Kern | {'Kern Oil': [1.9, 0.0], 'Bakersfield': [4.6, 0.0], 'Columbus': [4.7, 0.0], 'Cal Water': [5.5, 0.0], 'West Park': [6.1, 0.0], 'Rosedale': [7.2, 0.0], 'Magunden': [7.4, 0.0], 'Poso Mt.': [7.6, 0.0], 'Kern Power': [7.8, 0.0], '7th Standard': [8.0, 0.0], 'Lerdo': [9.7, 0.0], 'Stockdale': [10.3, 0.0], 'Renfro': [10.8, 0.0], 'Tevis': [12.0, 0.0], 'Unknown - 3327': [12.9, 0.0], 'Lamont': [13.0, 0.0], 'Rio Bravo': [15.2, 0.0], 'Grimmway-Malaga': [15.9, 0.0], 'Tupman': [17.2, 0.0], 'Shafter': [18.9, 0.0], 'Norco': [21.3, 0.0], 'Charca': [21.7, 0.0], 'Wheeler Ridge': [25.1, 0.0], 'Midway': [26.3, 0.0], 'Elk Hills': [26.8, 0.0], 'Semitropic': [27.2, 0.0], 'Vestal': [27.4, 0.0], 'Midway - Wheeler Ridge (Proposed)': [27.7, 0.0], 'Smyrna': [31.9, 0.0], 'Goose Lake': [34.7, 0.0], 'Taft': [35.3, 0.0], 'Pastoria': [36.6, 0.0], 'Olive': [40.0, 0.0]} | 112.9698 | 0 | 0 | 0 | 0 | 0 | 0 | 0 | 0 | 0 | 0 | 0 | 0 | 0 | 0 | 0 | 0 | 112.9698 | 1 | 112.9698 | 1 | 0 | 0 | 0 | 112.9698 | 112.9698 | 1 | 0 | 112.9698 | 1 | 0 | 112.9698 | 1 | -1.5259e-05 | 0 | 0 | 112.9698
150 | Sycamore Canyon | Greater_SD | SDGE Imperial | {'Kearny': [8.3, 181.0], 'Penasquitos': [10.9, 181.0], 'Mission': [11.1, 180.0], 'Old Town': [14.0, 180.0], 'Escondido': [15.2, 2.0], 'Silvergate': [16.6, 178.0], 'Miguel': [16.7, 159.0], 'Palomar Airport': [20.6, 13.0], 'Suncrest': [21.6, 0.0], 'Bay Boulevard': [21.6, 178.0], 'Encina': [23.3, 2.0], 'Otay Mesa': [24.6, 128.0], 'San Luis Rey': [26.8, 2.0], 'Suncrest - Ocotillo (Proposed)': [35.0, 0.0]} | 494.361 | 171.0768 | 0.34606 | 323.2842 | 0.65394 | 0 | 0 | 0 | 0 | 0 | 0 | 0 | 0 | 0 | 0 | 0 | 0 | 0 | 0 | 14.2114 | 0.028747 | 480.1495 | 86.6515 | 0.17528 | 407.7095 | 257.3313 | 0.52053 | 237.0297 | 262.778 | 0.53155 | 231.5829 | 0 | 0 | 494.361 | 26.0602 | 0.052715 | 468.3008
241 | Sylmar | Tehachapi | SCE Northern | {'Saugus': [9.1, 1090.0], 'Pardee': [10.4, 951.0], 'Gould': [18.8, 821.0], 'La Cienega': [22.1, 3.0], 'Moorpark': [23.1, 282.0], 'Vincent': [25.1, 961.0], 'Goodrich': [25.9, 0.0], 'El Segundo': [27.7, 3.0], 'Chevmain': [28.3, 3.0], 'Antelope': [28.7, 980.0], 'Mesa': [29.0, 0.0], 'El Nido': [29.2, 3.0], 'Laguna Bell': [30.4, 0.0], 'La Fresa': [31.5, 3.0], 'Redondo': [32.2, 3.0], 'Rio Hondo': [32.8, 0.0], 'Center': [34.4, 0.0], 'Lighthipe': [34.7, 0.0], 'Bailey': [36.1, 18.0], 'Arcogen': [36.7, 0.0], 'Hinson': [37.1, 0.0], 'Walnut': [37.6, 0.0], 'Whirlwind': [38.4, 1.0], 'Del Amo': [39.1, 0.0], 'Santa Clara': [39.1, 0.0], 'Harborgen': [39.5, 0.0]} | 7105.9126 | 1272.3568 | 0.17906 | 5833.5557 | 0.82094 | 0 | 0 | 0 | 0 | 0 | 0 | 0 | 0 | 0 | 0 | 4016.6113 | 0.56525 | 2968.3977 | 0.41774 | 3100.1384 | 0.43628 | 4005.7742 | 119.078 | 0.016758 | 6986.8346 | 119.9889 | 0.016886 | 6985.9237 | 3135.554 | 0.44126 | 3970.3586 | 4401.5283 | 0.61942 | 2704.3843 | 130.316 | 0.018339 | 6975.5966
7 | Table Mountain | Northern_California | PGE NGBA | {'Thermalito': [2.9, 0.0], 'Wyandotte': [7.1, 0.0], 'Palermo': [9.7, 0.0], 'Honcut': [16.4, 0.0], 'Pease': [26.6, 0.0], 'East Marysville': [27.4, 0.0], 'Colgate': [28.8, 0.0], 'Glenn': [30.7, 0.0], 'Olivehurst': [32.4, 0.0], 'Logan Creek': [33.0, 0.0], 'Delevan': [35.8, 0.0], 'Brunswick': [39.6, 0.0]} | 1930.6277 | 0 | 0 | 0 | 0 | 0 | 0 | 0 | 0 | 0 | 0 | 0 | 0 | 0 | 0 | 326.4908 | 0.16911 | 0 | 0 | 943.9476 | 0.48893 | 986.6801 | 1286.9553 | 0.6666 | 643.6724 | 1930.6277 | 1 | 0 | 1930.6277 | 1 | 0 | 1515.2958 | 0.78487 | 415.3319 | 17.4618 | 0.0090446 | 1913.1659
60 | Taft | Central_Valley_North_Los_Banos | PGE Kern | {'Elk Hills': [8.6, 0.0], 'Midway - Wheeler Ridge (Proposed)': [12.1, 0.0], 'Norco': [14.2, 0.0], 'Midway': [18.6, 0.0], 'Tupman': [19.2, 0.0], 'Temblor': [20.9, 0.0], 'Tevis': [23.6, 0.0], 'Rio Bravo': [24.5, 0.0], 'Renfro': [25.0, 0.0], 'Kernridge': [25.7, 0.0], 'Stockdale': [26.5, 0.0], 'Kern Power': [27.5, 0.0], 'Shafter': [27.7, 0.0], 'Rosedale': [28.3, 0.0], 'Wheeler Ridge': [28.8, 0.0], '7th Standard': [28.8, 0.0], 'Caliente': [29.8, 0.0], 'West Park': [29.9, 0.0], 'Lerdo': [31.3, 0.0], 'Bakersfield': [32.1, 0.0], 'Semitropic': [32.2, 0.0], 'Goose Lake': [32.6, 0.0], 'Kern Oil': [33.5, 0.0], 'Charca': [33.8, 0.0], 'Magunden': [35.3, 0.0], 'Sycamore': [35.3, 0.0], 'Columbus': [35.6, 0.0], 'Carrizo Plains': [35.8, 0.0], 'Grimmway-Malaga': [36.0, 0.0], 'Unknown - 3327': [36.7, 0.0], 'Lamont': [36.8, 0.0], 'Solar': [36.8, 0.0], 'Cal Water': [38.3, 0.0], 'Pastoria': [38.8, 0.0]} | 0 | 0 | 0 | 0 | 0 | 0 | 0 | 0 | 0 | 0 | 0 | 0 | 0 | 0 | 0 | 0 | 0 | 0 | 0 | 0 | 0 | 0 | 0 | 0 | 0 | 0 | 0 | 0 | 0 | 0 | 0 | 0 | 0 | 0 | 0 | 0 | 0
151 | Talega | Greater_SD | SDGE Imperial | {'San Onofre': [5.8, 52.0], 'Capistrano': [6.8, 43.0], 'Margarita': [7.4, 43.0], 'Trabuco': [9.6, 43.0], 'Viejo': [15.3, 40.0], 'Santiago': [18.5, 39.0], 'Lee Lake (Proposed)': [21.6, 0.0], 'San Luis Rey': [21.6, 14.0], 'Johanna': [24.2, 28.0], 'Encina': [25.7, 10.0], 'Ellis': [26.8, 10.0], 'Huntington Beach': [27.0, 10.0], 'Palomar Airport': [28.1, 10.0], 'Serrano': [28.8, 6.0], 'Villa Park': [29.2, 6.0], 'Lewis': [31.0, 6.0], 'Valley': [31.1, 0.0], 'Barre': [34.1, 2.0], 'Escondido': [34.7, 10.0], 'Alamitos': [37.2, 0.0], 'Chino': [38.1, 0.0], 'Mira Loma': [38.2, 0.0], 'Olinda': [39.5, 0.0]} | 230.3445 | 47.2412 | 0.20509 | 183.1033 | 0.79491 | 0 | 0 | 0 | 0 | 0 | 0.086476 | 0.00037542 | 0 | 0 | 0 | 2.7566 | 0.011967 | 0 | 0 | 18.5421 | 0.080497 | 211.8024 | 138.4136 | 0.6009 | 91.9309 | 159.7149 | 0.69337 | 70.6296 | 163.3092 | 0.70898 | 67.0353 | 0 | 0 | 230.3445 | 28.1299 | 0.12212 | 202.2146
61 | Temblor | Central_Valley_North_Los_Banos | PGE Kern | {'Kernridge': [4.8, 163.0], 'Caliente': [12.5, 163.0], 'Midway': [13.8, 0.0], 'Goose Lake': [16.5, 0.0], 'Carrizo Plains': [19.4, 163.0], 'Solar': [20.5, 163.0], 'Semitropic': [20.9, 0.0], 'Taft': [20.9, 0.0], 'Elk Hills': [21.0, 0.0], 'Norco': [22.8, 0.0], 'Shafter': [23.2, 0.0], 'Tupman': [24.1, 0.0], 'Rio Bravo': [24.9, 0.0], 'Charca': [26.0, 0.0], 'Smyrna': [26.8, 0.0], 'Gates-Midway (Proposed)': [27.5, 0.0], 'Arco': [29.7, 0.0], 'Renfro': [30.0, 0.0], 'Midway - Wheeler Ridge (Proposed)': [30.1, 0.0], 'Lerdo': [31.7, 0.0], '7th Standard': [32.1, 0.0], 'Tevis': [32.3, 0.0], 'Kern Power': [33.8, 0.0], 'Rosedale': [34.9, 0.0], 'Stockdale': [35.8, 0.0], 'West Park': [37.0, 0.0], 'Kern Oil': [38.3, 0.0], 'Olive': [38.3, 0.0], 'Bakersfield': [39.0, 0.0]} | 1180.6079 | 163.4712 | 0.13846 | 1017.1367 | 0.86154 | 0 | 0 | 0 | 0 | 0 | 0 | 0 | 0 | 0 | 0 | 855.9147 | 0.72498 | 0 | 0 | 776.8977 | 0.65805 | 403.7102 | 0 | 0 | 1180.6079 | 277.3954 | 0.23496 | 903.2125 | 776.8977 | 0.65805 | 403.7102 | 670.5007 | 0.56793 | 510.1072 | 0 | 0 | 1180.6079
163 | Templeton | Kern_Greater_Carrizo | PGE Kern | {'Morro Bay': [15.9, 425.0], 'San Luis Obispo': [20.4, 1146.0], 'Cholame': [21.4, 410.0], 'Diablo Canyon': [25.2, 52.0], 'Cal Flats': [29.6, 0.0], 'Oceano': [31.8, 0.0], 'Solar': [36.9, 18.0], 'Carrizo Plains': [38.0, 0.0], 'Mesa': [39.8, 0.0]} | 10037.4922 | 1452.4326 | 0.1447 | 8585.0596 | 0.8553 | 0 | 0 | 0 | 0 | 0 | 51.3465 | 0.0051155 | 0 | 0 | 0 | 7437.0815 | 0.74093 | 2348.8169 | 0.234 | 6059.5288 | 0.60369 | 3977.9634 | 1448.9827 | 0.14436 | 8588.5095 | 2900.8215 | 0.289 | 7136.6707 | 6739.4395 | 0.67143 | 3298.0527 | 6398.2476 | 0.63743 | 3639.2446 | 130.8539 | 0.013037 | 9906.6383
3 | Tesla | Solano | PGE GBA | {'Midway Green Ridge Services': [1.6, 96.0], 'Kelso': [6.2, 96.0], 'Delta Pumps': [6.8, 96.0], 'Cayetano': [11.4, 96.0], 'Brentwood': [15.5, 96.0], 'Vierra': [17.0, 0.0], 'Lone Tree': [19.3, 96.0], 'Westley': [21.7, 0.0], 'Stagg': [22.7, 0.0], 'Weber': [22.8, 0.0], 'Ripon': [23.1, 0.0], 'Contra Costa': [23.1, 96.0], 'Eight Mile': [26.0, 0.0], 'Newark': [27.3, 0.0], 'Clayton': [27.3, 96.0], 'Los Esteros': [28.2, 0.0], 'Kirker': [28.3, 96.0], 'Pittsburg': [28.8, 96.0], 'Eastshore': [30.8, 0.0], 'Scott': [31.5, 0.0], 'Birds Landing': [31.9, 75.0], 'Crow Creek': [33.1, 0.0], 'Fink (Proposed)': [33.2, 0.0], 'Metcalf 1': [35.1, 0.0], 'Shiloh III': [35.1, 75.0], 'Metcalf Energy Center': [35.4, 0.0], 'Lockeford': [35.6, 0.0], 'Grand Island': [35.9, 0.0], 'Riverbank': [36.1, 0.0], 'Martinez': [36.6, 75.0], 'Bellota': [36.7, 0.0], 'Hicks': [37.9, 0.0]} | 46599.0508 | 96.1201 | 0.0020627 | 46502.9297 | 0.99794 | 0 | 0 | 0 | 0 | 0 | 792.8136 | 0.017014 | 1025.8906 | 0.022015 | 0 | 40417.6523 | 0.86735 | 3548.1235 | 0.076142 | 41792.8359 | 0.89686 | 4806.2148 | 31373.8145 | 0.67327 | 15225.2363 | 37634.543 | 0.80762 | 8964.5078 | 46338.668 | 0.99441 | 260.3828 | 19688.4707 | 0.42251 | 26910.5801 | 1378.3063 | 0.029578 | 45220.7445
244 | Tevis | Central_Valley_North_Los_Banos | PGE Kern | {'Stockdale': [3.5, 0.0], 'Kern Power': [4.5, 0.0], 'Rosedale': [4.9, 0.0], 'Renfro': [5.1, 0.0], 'West Park': [6.3, 0.0], 'Tupman': [8.3, 0.0], '7th Standard': [8.3, 0.0], 'Bakersfield': [8.4, 0.0], 'Kern Oil': [10.3, 0.0], 'Norco': [10.4, 0.0], 'Rio Bravo': [11.3, 0.0], 'Columbus': [12.0, 0.0], 'Magunden': [12.0, 0.0], 'Sycamore': [12.0, 0.0], 'Lerdo': [12.5, 0.0], 'Cal Water': [14.7, 0.0], 'Unknown - 3327': [15.1, 0.0], 'Lamont': [15.2, 0.0], 'Elk Hills': [15.4, 0.0], 'Midway - Wheeler Ridge (Proposed)': [15.8, 0.0], 'Grimmway-Malaga': [15.9, 0.0], 'Shafter': [17.1, 0.0], 'Wheeler Ridge': [18.1, 0.0], 'Midway': [19.1, 0.0], 'Poso Mt.': [19.2, 0.0], 'Charca': [22.8, 0.0], 'Taft': [23.6, 0.0], 'Semitropic': [26.1, 0.0], 'Pastoria': [31.1, 0.0], 'Goose Lake': [32.0, 0.0], 'Temblor': [32.3, 0.0], 'Smyrna': [33.1, 0.0], 'Kernridge': [35.5, 0.0], 'Vestal': [36.1, 0.0]} | 0 | 0 | 0 | 0 | 0 | 0 | 0 | 0 | 0 | 0 | 0 | 0 | 0 | 0 | 0 | 0 | 0 | 0 | 0 | 0 | 0 | 0 | 0 | 0 | 0 | 0 | 0 | 0 | 0 | 0 | 0 | 0 | 0 | 0 | 0 | 0 | 0
209 | Thermalito | Northern_California | PGE NGBA | {'Table Mt.': [2.9, 0.0], 'Wyandotte': [5.1, 0.0], 'Palermo': [7.4, 0.0], 'Honcut': [13.5, 0.0], 'Pease': [23.8, 0.0], 'East Marysville': [24.5, 0.0], 'Colgate': [26.8, 0.0], 'Olivehurst': [29.5, 0.0], 'Glenn': [32.7, 0.0], 'Logan Creek': [33.7, 0.0], 'Delevan': [35.5, 0.0], 'Brunswick': [37.5, 0.0]} | 563.8608 | 0 | 0 | 0 | 0 | 0 | 0 | 0 | 0 | 0 | 0 | 0 | 0 | 0 | 0 | 0 | 0 | 0 | 0 | 393.2415 | 0.69741 | 170.6194 | 131.7842 | 0.23372 | 432.0767 | 563.8608 | 1 | 0 | 563.8608 | 1 | 0 | 364.1665 | 0.64584 | 199.6943 | 0 | 0 | 563.8608
138 | Tortilla | Greater_Kramer | SCE NOL | {'Cool Water': [10.0, 5876.0], 'Calcite': [24.5, 1371.0], 'Roadway': [29.4, 2205.0], 'Kramer': [30.3, 201.0], 'Victor': [32.0, 2005.0], 'Pisgah': [37.1, 4305.0], 'Lugo - Pisgah (Proposed)': [39.2, 0.0], 'Lugo': [39.3, 13.0]} | 61142.6445 | 8188.9219 | 0.13393 | 52953.7227 | 0.86607 | 0 | 0 | 0 | 0 | 0 | 221.4115 | 0.0036212 | 12.8366 | 0.00020994 | 0 | 0 | 0 | 0 | 0 | 39843.4727 | 0.65165 | 21299.1719 | 15615.2266 | 0.25539 | 45527.418 | 6912.6807 | 0.11306 | 54229.9639 | 43977.5625 | 0.71926 | 17165.082 | 37030.9258 | 0.60565 | 24111.7188 | 1153.6345 | 0.018868 | 59989.01
121 | Trabuco | Greater_LA | SDGE Imperial | {'Margarita': [2.8, 57.0], 'Capistrano': [3.5, 57.0], 'Viejo': [7.4, 54.0], 'Santiago': [8.9, 52.0], 'Talega': [9.6, 43.0], 'Johanna': [14.6, 42.0], 'San Onofre': [15.0, 42.0], 'Ellis': [17.7, 24.0], 'Lee Lake (Proposed)': [18.2, 0.0], 'Huntington Beach': [18.5, 24.0], 'Serrano': [19.5, 19.0], 'Villa Park': [19.7, 19.0], 'Lewis': [21.4, 19.0], 'Barre': [24.6, 15.0], 'Alamitos': [28.2, 14.0], 'Olinda': [30.0, 0.0], 'Chino': [30.0, 0.0], 'San Luis Rey': [31.2, 4.0], 'Mira Loma': [31.3, 0.0], 'Del Amo': [31.3, 7.0], 'Valley': [32.2, 0.0], 'Walnut': [34.6, 0.0], 'Long Beach': [34.7, 0.0], 'Harborgen': [35.2, 0.0], 'Encina': [35.3, 0.0], 'Center': [35.4, 0.0], 'Hinson': [36.2, 0.0], 'Lighthipe': [36.2, 0.0], 'Rancho Vista': [37.1, 0.0], 'Etiwanda': [37.2, 0.0], 'Arcogen': [37.2, 0.0], 'Palomar Airport': [37.6, 0.0], 'Padua': [38.5, 0.0], 'Vista': [38.8, 0.0], 'Laguna Bell': [39.4, 0.0]} | 349.8342 | 48.7807 | 0.13944 | 301.0535 | 0.86056 | 0 | 0 | 0 | 0 | 0 | 0 | 0 | 0 | 0 | 0 | 0.6138 | 0.0017546 | 0 | 0 | 8.9877 | 0.025691 | 340.8465 | 84.0275 | 0.24019 | 265.8066 | 262.6892 | 0.7509 | 87.145 | 271.6769 | 0.77659 | 78.1573 | 0 | 0 | 349.8342 | 26.1516 | 0.074754 | 323.6826
277 | Tranquility | Central_Valley_North_Los_Banos | PGE Fresno | {'Cheney': [7.6, 0.0], 'Mendota': [9.5, 0.0], 'Panoche': [10.7, 0.0], 'Cantua': [11.6, 0.0], 'Helm': [12.7, 0.0], 'Excelsior': [16.3, 0.0], 'Newhall': [19.6, 0.0], 'Schindler': [19.7, 0.0], 'Mc Mullin': [23.1, 0.0], 'Oro Loma': [24.8, 0.0], 'Kearney (New)': [30.1, 0.0], 'Dairyland': [32.5, 0.0], 'Gregg': [32.6, 0.0], 'Borden': [32.7, 0.0], 'West Fresno': [33.7, 0.0], 'Gates': [34.7, 0.0], 'Mustang': [36.6, 0.0], 'California Ave': [36.7, 0.0], 'Henrietta': [36.8, 0.0], 'Malaga': [38.3, 0.0], 'Leprino': [40.0, 0.0]} | 75.3074 | 0 | 0 | 0 | 0 | 0 | 0 | 0 | 0 | 0 | 0 | 0 | 0 | 0 | 0 | 0 | 0 | 75.3074 | 1 | 75.3074 | 1 | 0 | 0 | 0 | 75.3074 | 0 | 0 | 75.3074 | 75.3074 | 1 | 0 | 75.3074 | 1 | 0 | 0 | 0 | 75.3074
279 | Trout Canyon (fka Crazy Eyes) | Southern_NV_Eldorado | SCE EOP | {'Gamebird': [9.1, 243.0], 'Sandy Valley': [9.4, 744.0], 'Pahrump': [13.6, 243.0], 'Vista 2': [20.7, 2.0], 'Desert View': [28.7, 0.0], 'Innovation': [35.1, 0.0], 'Primm': [39.0, 0.0]} | 15760.0889 | 765.5854 | 0.048577 | 14994.5039 | 0.95142 | 0 | 0 | 0 | 0 | 0 | 0.067105 | 4.2579e-06 | 0 | 0 | 0 | 0 | 0 | 0 | 0 | 3071.2458 | 0.19487 | 12688.843 | 50.0915 | 0.0031784 | 15709.9974 | 6129.7915 | 0.38894 | 9630.2974 | 7729.8018 | 0.49047 | 8030.2871 | 12944.3311 | 0.82134 | 2815.7578 | 19.2041 | 0.0012185 | 15740.8848
110 | Tulucay | Northern_California | PGE NGBA | {'Carquinez': [10.9, 1475.0], 'Peabody': [16.3, 906.0], 'Lakeville': [17.0, 133.0], 'Martinez': [18.1, 1299.0], 'Ignacio': [18.9, 799.0], 'Vaca-Dixon & Gc Yard': [21.6, 546.0], 'Penngrove': [22.9, 133.0], 'Shiloh III': [23.5, 907.0], 'Putah Creek': [24.1, 492.0], 'Pittsburg': [24.9, 1275.0], 'Kirker': [25.2, 1165.0], 'Birds Landing': [25.3, 594.0], 'Bellevue': [25.8, 24.0], 'Clayton': [26.5, 1150.0], 'Contra Costa': [31.5, 64.0], 'Fulton': [31.8, 0.0], 'Madison': [33.4, 353.0], 'Lone Tree': [34.6, 6.0], 'Davis': [35.5, 353.0], 'Grand Island': [36.8, 0.0], 'Martin': [38.4, 0.0], 'Brentwood': [39.4, 0.0]} | 26640.3223 | 1817.1023 | 0.068209 | 24823.2207 | 0.93179 | 0 | 0 | 0 | 0 | 0 | 304.0371 | 0.011413 | 21.1667 | 0.00079454 | 0 | 15396.2012 | 0.57793 | 0 | 0 | 18471.5586 | 0.69337 | 8168.7637 | 7515.4341 | 0.28211 | 19124.8882 | 7142.2544 | 0.2681 | 19498.0679 | 23355.5273 | 0.8767 | 3284.7949 | 13873.5283 | 0.52077 | 12766.7939 | 4288.0264 | 0.16096 | 22352.2959
62 | Tupman | Central_Valley_North_Los_Banos | PGE Kern | {'Norco': [5.2, 0.0], 'Rio Bravo': [6.1, 0.0], 'Renfro': [6.4, 0.0], 'Tevis': [8.3, 0.0], '7th Standard': [9.8, 0.0], 'Kern Power': [9.9, 0.0], 'Elk Hills': [10.7, 0.0], 'Midway': [10.8, 0.0], 'Rosedale': [11.0, 0.0], 'Shafter': [11.3, 0.0], 'Stockdale': [11.7, 0.0], 'Lerdo': [12.1, 0.0], 'West Park': [13.1, 0.0], 'Bakersfield': [15.2, 0.0], 'Kern Oil': [15.3, 0.0], 'Midway - Wheeler Ridge (Proposed)': [16.0, 0.0], 'Sycamore': [17.2, 0.0], 'Charca': [17.8, 0.0], 'Columbus': [18.9, 0.0], 'Taft': [19.2, 0.0], 'Semitropic': [19.4, 0.0], 'Magunden': [19.7, 0.0], 'Cal Water': [21.4, 0.0], 'Poso Mt.': [22.6, 0.0], 'Unknown - 3327': [23.3, 0.0], 'Lamont': [23.4, 0.0], 'Temblor': [24.1, 0.0], 'Grimmway-Malaga': [24.3, 0.0], 'Goose Lake': [24.4, 0.0], 'Wheeler Ridge': [24.8, 0.0], 'Kernridge': [27.1, 0.0], 'Smyrna': [27.2, 0.0], 'Vestal': [35.2, 0.0], 'Caliente': [36.5, 0.0], 'Pastoria': [37.7, 0.0], 'Olive': [38.8, 0.0]} | 0 | 0 | 0 | 0 | 0 | 0 | 0 | 0 | 0 | 0 | 0 | 0 | 0 | 0 | 0 | 0 | 0 | 0 | 0 | 0 | 0 | 0 | 0 | 0 | 0 | 0 | 0 | 0 | 0 | 0 | 0 | 0 | 0 | 0 | 0 | 0 | 0
104 | Ukiah | Mendocino_Marin | PGE NGBA | {'Calpella': [3.7, 464.0], 'Mendocino': [7.4, 7.0], 'Hopland': [13.2, 469.0], 'Cloverdale': [25.8, 457.0], 'Eagle Rock': [29.9, 0.0], 'Geysers Tap 1': [35.7, 0.0]} | 4652.6226 | 672.6913 | 0.14458 | 3979.9312 | 0.85542 | 0 | 0 | 0 | 0 | 0 | 19.2045 | 0.0041277 | 0 | 0 | 0 | 1466.8958 | 0.31528 | 2536.2588 | 0.54512 | 2278.1208 | 0.48964 | 2374.5017 | 988.9703 | 0.21256 | 3663.6523 | 1477.7557 | 0.31762 | 3174.8668 | 3240.8235 | 0.69656 | 1411.7991 | 3608.7178 | 0.77563 | 1043.9048 | 1.1547 | 0.00024818 | 4651.4679
189 | UltraPower Chinese Station | El_Dorado_Mariposa | PGE GBA | {'Peoria': [2.3, 0.0], 'New Melones': [5.7, 0.0], 'Curtis': [11.1, 0.0], 'Warnerville': [19.9, 0.0], 'Riverbank': [24.6, 0.0], 'Bellota': [30.8, 0.0], 'Rancho Seco - Bellota (Proposed)': [33.4, 0.0], 'Donnells-Curtis': [35.3, 0.0], 'Ripon': [37.4, 0.0], 'Camanche': [37.8, 0.0]} | 0 | 0 | 0 | 0 | 0 | 0 | 0 | 0 | 0 | 0 | 0 | 0 | 0 | 0 | 0 | 0 | 0 | 0 | 0 | 0 | 0 | 0 | 0 | 0 | 0 | 0 | 0 | 0 | 0 | 0 | 0 | 0 | 0 | 0 | 0 | 0 | 0
174 | Vaca Dixon | Solano | PGE NGBA | {'Peabody': [8.4, 16057.0], 'Putah Creek': [9.3, 2295.0], 'Davis': [14.2, 2155.0], 'Shiloh III': [16.5, 15365.0], 'Madison': [18.8, 1043.0], 'Birds Landing': [19.7, 14966.0], 'Woodland': [21.0, 713.0], 'Grand Island': [21.4, 14820.0], 'Tulucay': [21.6, 546.0], 'Pittsburg': [25.2, 13855.0], 'Kirker': [26.3, 13738.0], 'Carquinez': [27.9, 304.0], 'Martinez': [28.7, 5177.0], 'Contra Costa': [28.7, 13708.0], 'Clayton': [31.7, 10095.0], 'Lone Tree': [32.6, 13701.0], 'Brentwood': [35.8, 9520.0], 'Lakeville': [37.3, 0.0], 'Eight Mile': [37.8, 0.0]} | 116730.4844 | 16054.2607 | 0.13753 | 100676.2266 | 0.86247 | 0 | 0 | 0 | 0 | 0 | 32720.0527 | 0.2803 | 25498.8418 | 0.21844 | 0 | 73668.5312 | 0.6311 | 0 | 0 | 33931.3984 | 0.29068 | 82799.0859 | 26690.1875 | 0.22865 | 90040.2969 | 31549.041 | 0.27027 | 85181.4434 | 63053.0039 | 0.54016 | 53677.4805 | 20976.2812 | 0.1797 | 95754.2031 | 19750.8828 | 0.1692 | 96979.6016
128 | Valley | Riverside (Exclude) | SCE Eastern | {'El Casco': [16.3, 515.0], 'Lee Lake (Proposed)': [16.9, 0.0], 'Vista': [22.8, 0.0], 'San Bernardino': [23.9, 0.0], 'Viejo': [28.5, 0.0], 'Mira Loma': [29.9, 0.0], 'Margarita': [30.2, 0.0], 'Talega': [31.1, 0.0], 'Etiwanda': [32.1, 0.0], 'Trabuco': [32.2, 0.0], 'Rancho Vista': [32.4, 0.0], 'Capistrano': [33.3, 0.0], 'San Onofre': [34.3, 0.0], 'Chino': [34.9, 0.0], 'Santiago': [35.6, 0.0], 'Devers': [36.0, 515.0], 'Serrano': [37.0, 0.0], 'San Luis Rey': [37.8, 0.0], 'Padua': [38.2, 0.0], 'Villa Park': [39.4, 0.0]} | 772.459 | 514.7628 | 0.66639 | 257.6962 | 0.33361 | 0 | 0 | 0 | 0 | 0 | 0 | 0 | 0 | 0 | 0 | 93.3925 | 0.1209 | 679.0665 | 0.8791 | 10.039 | 0.012996 | 762.42 | 103.681 | 0.13422 | 668.7779 | 103.681 | 0.13422 | 668.7779 | 103.681 | 0.13422 | 668.7779 | 164.1887 | 0.21255 | 608.2703 | 0 | 0 | 772.459
292 | Valley (VEA) | Southern_NV_Eldorado | SCE EOP | {'Lathrop': [11.3, 2358.0], 'Beatty': [29.5, 0.0], 'Innovation': [30.2, 1255.0], 'Vista 2': [30.7, 49.0], 'Pahrump': [37.4, 0.0]} | 30333.2617 | 2357.0806 | 0.077706 | 27976.1816 | 0.92229 | 0 | 0 | 0 | 0 | 0 | 0 | 0 | 0 | 0 | 0 | 0 | 0 | 0 | 0 | 0 | 0 | 30333.2617 | 0 | 0 | 30333.2617 | 0 | 0 | 30333.2617 | 0 | 0 | 30333.2617 | 2867.0854 | 0.09452 | 27466.1763 | 11.5208 | 0.00037981 | 30321.7409
188 | Vestal | Central_Valley_North_Los_Banos | SCE Northern | {'Springville': [20.1, 0.0], 'Olive': [20.6, 0.0], 'Poso Mt.': [20.8, 0.0], 'Charca': [21.0, 0.0], 'Smyrna': [22.5, 0.0], 'Alpaugh': [22.5, 0.0], 'Lerdo': [23.9, 0.0], 'Semitropic': [25.9, 0.0], 'Shafter': [26.1, 0.0], 'Sycamore': [27.4, 0.0], 'Kern Oil': [27.9, 0.0], '7th Standard': [27.9, 0.0], 'Rio Bravo': [29.3, 0.0], 'Cal Water': [30.8, 0.0], 'Bakersfield': [31.7, 0.0], 'Columbus': [31.7, 0.0], 'Renfro': [31.7, 0.0], 'Kern Power': [31.9, 0.0], 'Rosedale': [32.1, 0.0], 'Corcoran': [32.2, 0.0], 'Goose Lake': [32.4, 0.0], 'West Park': [32.4, 0.0], 'Rector': [33.2, 0.0], 'Waukena': [34.3, 0.0], 'Magunden': [34.4, 0.0], 'Tupman': [35.2, 0.0], 'Tevis': [36.1, 0.0], 'Stockdale': [36.2, 0.0], 'Midway': [36.6, 0.0], 'Gates-Midway (Proposed)': [38.0, 0.0], 'Unknown - 3327': [39.6, 0.0], 'Lamont': [39.7, 0.0]} | 0 | 0 | 0 | 0 | 0 | 0 | 0 | 0 | 0 | 0 | 0 | 0 | 0 | 0 | 0 | 0 | 0 | 0 | 0 | 0 | 0 | 0 | 0 | 0 | 0 | 0 | 0 | 0 | 0 | 0 | 0 | 0 | 0 | 0 | 0 | 0 | 0
139 | Victor | Greater_Kramer | SCE NOL | {'Roadway': [5.1, 3657.0], 'Lugo': [9.6, 1335.0], 'Calcite': [26.9, 2352.0], 'Etiwanda': [29.7, 0.0], 'Rancho Vista': [29.9, 0.0], 'Padua': [30.2, 0.0], 'San Bernardino': [30.5, 0.0], 'Tortilla': [32.0, 2005.0], 'Vista': [32.2, 0.0], 'Kramer': [34.5, 1.0], 'Mira Loma': [35.7, 0.0], 'Chino': [38.7, 0.0], 'Cool Water': [39.2, 0.0]} | 38838.793 | 3980.147 | 0.10248 | 34858.6445 | 0.89752 | 0 | 0 | 0 | 0 | 0 | 0 | 0 | 0 | 0 | 0 | 5077.3486 | 0.13073 | 3258.3262 | 0.083894 | 22103.0254 | 0.5691 | 16735.7676 | 15634.6943 | 0.40255 | 23204.0986 | 10821.6455 | 0.27863 | 28017.1475 | 27681.2441 | 0.71272 | 11157.5488 | 18099.4922 | 0.46602 | 20739.3008 | 115.0171 | 0.0029614 | 38723.7759
250 | Viejo | Greater_LA | SCE Metro | {'Santiago': [7.2, 52.0], 'Trabuco': [7.4, 54.0], 'Margarita': [8.1, 54.0], 'Capistrano': [10.7, 54.0], 'Lee Lake (Proposed)': [12.5, 0.0], 'Johanna': [12.5, 42.0], 'Serrano': [14.0, 19.0], 'Villa Park': [15.1, 19.0], 'Talega': [15.3, 40.0], 'Ellis': [17.4, 24.0], 'Lewis': [17.7, 19.0], 'Huntington Beach': [19.4, 24.0], 'San Onofre': [21.1, 39.0], 'Barre': [21.9, 15.0], 'Chino': [22.9, 0.0], 'Mira Loma': [23.9, 0.0], 'Olinda': [25.1, 0.0], 'Alamitos': [27.2, 14.0], 'Valley': [28.5, 0.0], 'Del Amo': [29.0, 7.0], 'Walnut': [29.4, 0.0], 'Rancho Vista': [29.7, 0.0], 'Etiwanda': [29.8, 0.0], 'Padua': [31.2, 0.0], 'Vista': [31.8, 0.0], 'Center': [32.2, 0.0], 'Lighthipe': [34.0, 0.0], 'Long Beach': [34.3, 0.0], 'Harborgen': [34.6, 0.0], 'Hinson': [35.0, 0.0], 'Rio Hondo': [35.9, 0.0], 'Laguna Bell': [36.0, 0.0], 'Arcogen': [36.1, 0.0], 'San Luis Rey': [36.1, 1.0], 'San Bernardino': [36.7, 0.0], 'Mesa': [37.1, 0.0], 'El Casco': [38.5, 0.0]} | 338.2112 | 46.798 | 0.13837 | 291.4132 | 0.86163 | 0 | 0 | 0 | 0 | 0 | 0 | 0 | 0 | 0 | 0 | 0 | 0 | 0 | 0 | 8.9877 | 0.026574 | 329.2235 | 81.508 | 0.241 | 256.7032 | 257.4737 | 0.76128 | 80.7375 | 266.4614 | 0.78785 | 71.7498 | 0 | 0 | 338.2112 | 26.1516 | 0.077323 | 312.0596
227 | Vierra | Solano | PGE GBA | {'Ripon': [7.6, 0.0], 'Weber': [8.6, 0.0], 'Stagg': [14.0, 0.0], 'Westley': [15.5, 0.0], 'Tesla': [17.0, 0.0], 'Midway Green Ridge Services': [17.8, 0.0], 'Kelso': [18.0, 0.0], 'Delta Pumps': [18.9, 0.0], 'Eight Mile': [18.9, 0.0], 'Riverbank': [20.1, 0.0], 'Bellota': [20.7, 0.0], 'Lockeford': [22.9, 0.0], 'Brentwood': [23.5, 0.0], 'Warnerville': [26.1, 0.0], 'Cayetano': [27.5, 0.0], 'Rancho Seco - Bellota (Proposed)': [27.7, 0.0], 'Lone Tree': [28.4, 0.0], 'Crow Creek': [30.2, 0.0], 'Fink (Proposed)': [30.5, 0.0], 'Contra Costa': [31.1, 0.0], 'Camanche': [31.8, 0.0], 'Grand Island': [34.6, 0.0], 'Kirker': [37.8, 0.0], 'Pittsburg': [37.8, 0.0], 'Birds Landing': [37.8, 0.0], 'Miller': [38.6, 0.0], 'Clayton': [39.3, 0.0]} | 26281.6211 | 0 | 0 | 0 | 0 | 0 | 0 | 0 | 0 | 0 | 792.8136 | 0.030166 | 1025.8906 | 0.039035 | 0 | 23121.5938 | 0.87976 | 562.4048 | 0.021399 | 23639.127 | 0.89945 | 2642.4941 | 22467.5879 | 0.85488 | 3814.0332 | 24375.4941 | 0.92747 | 1906.127 | 26281.4492 | 0.99999 | 0.17188 | 10646.7012 | 0.4051 | 15634.9199 | 844.1013 | 0.032118 | 25437.5198
119 | Villa Park | Greater_LA | SCE Metro | {'Serrano': [2.7, 21.0], 'Lewis': [3.7, 22.0], 'Johanna': [7.1, 22.0], 'Barre': [8.5, 19.0], 'Olinda': [10.3, 3.0], 'Ellis': [10.9, 22.0], 'Santiago': [11.1, 21.0], 'Huntington Beach': [14.3, 22.0], 'Walnut': [14.9, 0.0], 'Viejo': [15.1, 19.0], 'Del Amo': [15.3, 10.0], 'Chino': [15.5, 0.0], 'Alamitos': [15.6, 17.0], 'Center': [17.4, 3.0], 'Trabuco': [19.7, 19.0], 'Lighthipe': [20.1, 3.0], 'Mira Loma': [20.4, 0.0], 'Laguna Bell': [21.1, 3.0], 'Rio Hondo': [21.7, 0.0], 'Margarita': [21.8, 19.0], 'Mesa': [22.0, 2.0], 'Hinson': [22.3, 3.0], 'Lee Lake (Proposed)': [22.6, 0.0], 'Harborgen': [22.8, 3.0], 'Long Beach': [22.8, 3.0], 'Capistrano': [23.0, 19.0], 'Arcogen': [23.5, 3.0], 'Padua': [23.8, 0.0], 'Rancho Vista': [25.5, 0.0], 'Etiwanda': [25.8, 0.0], 'Goodrich': [27.3, 0.0], 'La Fresa': [28.9, 3.0], 'Talega': [29.2, 6.0], 'El Nido': [31.5, 3.0], 'Redondo': [31.9, 3.0], 'Chevmain': [33.2, 2.0], 'Vista': [33.4, 0.0], 'La Cienega': [33.8, 0.0], 'Gould': [34.5, 0.0], 'El Segundo': [34.5, 2.0], 'San Onofre': [34.7, 5.0], 'San Bernardino': [38.8, 0.0], 'Valley': [39.4, 0.0]} | 417.1642 | 20.2707 | 0.048592 | 396.8934 | 0.95141 | 0 | 0 | 0 | 0 | 0 | 0 | 0 | 0 | 0 | 0 | 0 | 0 | 0 | 0 | 8.9877 | 0.021545 | 408.1764 | 181.0121 | 0.43391 | 236.1521 | 369.9569 | 0.88684 | 47.2072 | 378.9446 | 0.90838 | 38.2195 | 0 | 0 | 417.1642 | 31.2094 | 0.074813 | 385.9548
95 | Vincent | Tehachapi | SCE Northern | {'Antelope': [17.3, 11614.0], 'Gould': [18.7, 2280.0], 'Goodrich': [23.1, 0.0], 'Sylmar-Pac Intertie': [25.1, 961.0], 'Saugus': [26.5, 2255.0], 'Pardee': [26.7, 2759.0], 'Rio Hondo': [27.4, 0.0], 'Mesa': [30.9, 0.0], 'Whirlwind': [31.4, 4524.0], 'Walnut': [34.3, 0.0], 'Laguna Bell': [35.2, 0.0], 'La Cienega': [36.6, 0.0], 'Padua': [37.2, 0.0], 'Center': [38.4, 0.0], 'Olinda': [38.9, 0.0], 'Windhub': [39.0, 0.0]} | 31094.668 | 11672.501 | 0.37539 | 19422.168 | 0.62461 | 0 | 0 | 0 | 0 | 0 | 115.066 | 0.0037005 | 244.0126 | 0.0078474 | 0 | 12704.2129 | 0.40857 | 11357.124 | 0.36524 | 2298.0798 | 0.073906 | 28796.5881 | 7513.7891 | 0.24164 | 23580.8789 | 5145.7759 | 0.16549 | 25948.8921 | 10947.7344 | 0.35208 | 20146.9336 | 12046.7695 | 0.38742 | 19047.8984 | 812.5028 | 0.02613 | 30282.1652
140 | Vista | Greater_Kramer | SCE Eastern | {'San Bernardino': [5.3, 57.0], 'Etiwanda': [12.4, 0.0], 'Rancho Vista': [12.8, 0.0], 'Mira Loma': [14.3, 0.0], 'El Casco': [14.8, 57.0], 'Padua': [19.2, 0.0], 'Chino': [20.8, 0.0], 'Lee Lake (Proposed)': [21.5, 0.0], 'Lugo': [22.6, 0.0], 'Valley': [22.8, 0.0], 'Serrano': [30.7, 0.0], 'Viejo': [31.8, 0.0], 'Victor': [32.2, 0.0], 'Villa Park': [33.4, 0.0], 'Olinda': [35.2, 0.0], 'Walnut': [36.3, 0.0], 'Santiago': [36.6, 0.0], 'Lewis': [37.0, 0.0], 'Roadway': [37.3, 0.0], 'Johanna': [38.1, 0.0], 'Rio Hondo': [38.2, 0.0], 'Margarita': [38.2, 0.0], 'Trabuco': [38.8, 0.0]} | 4851.2246 | 55.9686 | 0.011537 | 4795.2559 | 0.98846 | 0 | 0 | 0 | 0 | 0 | 0 | 0 | 0 | 0 | 0 | 1443.6184 | 0.29758 | 3279.6802 | 0.67605 | 4643.3076 | 0.95714 | 207.917 | 1036.3503 | 0.21363 | 3814.8743 | 1570.8567 | 0.32381 | 3280.3679 | 4699.0303 | 0.96863 | 152.1943 | 3159.0471 | 0.65119 | 1692.1775 | 59.009 | 0.012164 | 4792.2156
293 | Vista (VEA) | Southern_NV_Eldorado | SCE EOP | {'Pahrump': [8.6, 45.0], 'Gamebird': [12.4, 45.0], 'Innovation': [18.6, 175.0], 'Crazy Eyes': [20.7, 2.0], 'Sandy Valley': [30.1, 1.0], 'Valley (VEA)': [30.7, 49.0], 'Lathrop': [31.4, 86.0], 'Desert View': [35.3, 0.0]} | 6241.5049 | 205.2153 | 0.032879 | 6036.2896 | 0.96712 | 0 | 0 | 0 | 0 | 0 | 0 | 0 | 0 | 0 | 0 | 0 | 0 | 0 | 0 | 625.578 | 0.10023 | 5615.9269 | 639.3917 | 0.10244 | 5602.1132 | 1407.1874 | 0.22546 | 4834.3175 | 2032.7654 | 0.32569 | 4208.7395 | 4025.6006 | 0.64497 | 2215.9043 | 109.509 | 0.017545 | 6131.9959
33 | Wahtoke | Central_Valley_North_Los_Banos | PGE Fresno | {'Reedley': [4.3, 0.0], 'McCall': [10.4, 0.0], 'Sanger': [10.8, 0.0], 'Kingsburg': [11.4, 0.0], 'Malaga': [16.1, 0.0], 'California Ave': [18.7, 0.0], 'West Fresno': [21.5, 0.0], 'Rector': [24.4, 0.0], 'Kearney (New)': [24.7, 0.0], 'GWF Hanford': [26.2, 0.0], 'Mc Mullin': [29.8, 0.0], 'Gregg': [30.5, 0.0], 'Leprino': [33.5, 0.0], 'Waukena': [33.7, 0.0], 'Corcoran': [35.4, 0.0], 'Henrietta': [36.0, 0.0], 'Borden': [36.3, 0.0], 'Mustang': [37.1, 0.0]} | 0 | 0 | 0 | 0 | 0 | 0 | 0 | 0 | 0 | 0 | 0 | 0 | 0 | 0 | 0 | 0 | 0 | 0 | 0 | 0 | 0 | 0 | 0 | 0 | 0 | 0 | 0 | 0 | 0 | 0 | 0 | 0 | 0 | 0 | 0 | 0 | 0
221 | Walnut | Greater_LA | SCE Metro | {'Olinda': [4.6, 0.0], 'Rio Hondo': [6.9, 0.0], 'Mesa': [9.4, 0.0], 'Center': [10.5, 0.0], 'Laguna Bell': [11.6, 0.0], 'Goodrich': [12.6, 0.0], 'Del Amo': [13.9, 0.0], 'Barre': [13.9, 0.0], 'Lewis': [14.0, 0.0], 'Villa Park': [14.9, 0.0], 'Serrano': [15.4, 0.0], 'Lighthipe': [15.6, 0.0], 'Chino': [15.6, 0.0], 'Alamitos': [18.8, 0.0], 'Padua': [19.4, 0.0], 'Gould': [20.0, 0.0], 'Hinson': [20.4, 0.0], 'Johanna': [21.1, 0.0], 'Arcogen': [21.4, 0.0], 'Mira Loma': [22.1, 0.0], 'Ellis': [22.3, 0.0], 'Harborgen': [22.5, 0.0], 'Long Beach': [23.0, 0.0], 'La Fresa': [24.0, 0.0], 'Rancho Vista': [24.5, 0.0], 'La Cienega': [24.6, 0.0], 'Etiwanda': [24.9, 0.0], 'Huntington Beach': [25.0, 0.0], 'El Nido': [25.5, 0.0], 'Santiago': [25.9, 0.0], 'Chevmain': [27.0, 0.0], 'Redondo': [27.5, 0.0], 'El Segundo': [28.0, 0.0], 'Viejo': [29.4, 0.0], 'Lee Lake (Proposed)': [33.8, 0.0], 'Vincent': [34.3, 0.0], 'Trabuco': [34.6, 0.0], 'Vista': [36.3, 0.0], 'Margarita': [36.6, 0.0], 'Sylmar-Pac Intertie': [37.6, 0.0], 'Capistrano': [37.9, 0.0]} | 24.3799 | 0 | 0 | 0 | 0 | 0 | 0 | 0 | 0 | 0 | 0 | 0 | 0 | 0 | 0 | 0 | 0 | 0 | 0 | 0 | 0 | 24.3799 | 22.954 | 0.94151 | 1.4259 | 24.3799 | 1 | 0 | 24.3799 | 1 | 0 | 0 | 0 | 24.3799 | 0 | 0 | 24.3799
180 | Warnerville | Central_Valley_North_Los_Banos | PGE GBA | {'Riverbank': [6.1, 0.0], 'Ripon': [18.8, 0.0], 'Chinese Station': [19.9, 0.0], 'Peoria': [20.0, 0.0], 'New Melones': [20.5, 0.0], 'Bellota': [22.1, 0.0], 'Westley': [24.8, 0.0], 'Vierra': [26.1, 0.0], 'Weber': [26.9, 0.0], 'Rancho Seco - Bellota (Proposed)': [29.0, 0.0], 'Curtis': [30.9, 0.0], 'Crow Creek': [31.3, 0.0], 'Fink (Proposed)': [31.7, 0.0], 'Lockeford': [32.5, 0.0], 'Stagg': [34.5, 0.0], 'Camanche': [34.8, 0.0], 'Merced': [36.7, 0.0], 'Wilson': [37.8, 0.0], 'Miller': [37.9, 0.0], 'Eight Mile': [38.2, 0.0]} | 0 | 0 | 0 | 0 | 0 | 0 | 0 | 0 | 0 | 0 | 0 | 0 | 0 | 0 | 0 | 0 | 0 | 0 | 0 | 0 | 0 | 0 | 0 | 0 | 0 | 0 | 0 | 0 | 0 | 0 | 0 | 0 | 0 | 0 | 0 | 0 | 0
262 | Waukena | Central_Valley_North_Los_Banos | PGE Fresno | {'Corcoran': [2.3, 0.0], 'GWF Hanford': [9.9, 0.0], 'Alpaugh': [13.8, 0.0], 'Leprino': [15.9, 0.0], 'Olive': [18.2, 0.0], 'Henrietta': [19.6, 0.0], 'Mustang': [20.2, 0.0], 'Rector': [21.8, 0.0], 'Kingsburg': [24.2, 0.0], 'Gates-Midway (Proposed)': [26.9, 0.0], 'Smyrna': [29.8, 0.0], 'Gates': [30.6, 0.0], 'Arco': [31.3, 0.0], 'Avenal': [32.2, 0.0], 'McCall': [32.8, 0.0], 'Wahtoke': [33.7, 0.0], 'Reedley': [34.1, 0.0], 'Vestal': [34.3, 0.0], 'Springville': [35.8, 0.0], 'Schindler': [36.2, 0.0], 'Goose Lake': [37.1, 0.0], 'Semitropic': [37.9, 0.0], 'Mc Mullin': [38.9, 0.0], 'Malaga': [39.2, 0.0], 'Charca': [39.2, 0.0], 'Sanger': [39.3, 0.0]} | 0 | 0 | 0 | 0 | 0 | 0 | 0 | 0 | 0 | 0 | 0 | 0 | 0 | 0 | 0 | 0 | 0 | 0 | 0 | 0 | 0 | 0 | 0 | 0 | 0 | 0 | 0 | 0 | 0 | 0 | 0 | 0 | 0 | 0 | 0 | 0 | 0
157 | Weber | Solano | PGE GBA | {'Stagg': [7.7, 57.0], 'Vierra': [8.6, 0.0], 'Eight Mile': [12.2, 57.0], 'Ripon': [12.4, 0.0], 'Bellota': [14.0, 0.0], 'Lockeford': [14.3, 0.0], 'Rancho Seco - Bellota (Proposed)': [19.8, 0.0], 'Riverbank': [20.9, 0.0], 'Kelso': [21.5, 57.0], 'Delta Pumps': [22.4, 57.0], 'Tesla': [22.8, 0.0], 'Midway Green Ridge Services': [23.2, 0.0], 'Camanche': [23.4, 0.0], 'Westley': [23.6, 0.0], 'Brentwood': [23.8, 57.0], 'Warnerville': [26.9, 0.0], 'Lone Tree': [28.4, 57.0], 'Grand Island': [28.8, 57.0], 'Contra Costa': [30.1, 57.0], 'Cayetano': [31.6, 0.0], 'Birds Landing': [35.1, 57.0], 'Pittsburg': [36.7, 57.0], 'Kirker': [37.0, 57.0], 'Shiloh III': [37.3, 57.0], 'Crow Creek': [38.1, 0.0], 'Fink (Proposed)': [38.4, 0.0], 'New Melones': [38.8, 0.0], 'Clayton': [39.8, 0.0]} | 710.7494 | 53.9905 | 0.075963 | 656.7589 | 0.92404 | 0 | 0 | 0 | 0 | 0 | 50.2572 | 0.07071 | 250.3885 | 0.35229 | 0 | 2.3002 | 0.0032364 | 0 | 0 | 119.8961 | 0.16869 | 590.8533 | 470.259 | 0.66164 | 240.4904 | 327.1087 | 0.46023 | 383.6407 | 487.8939 | 0.68645 | 222.8555 | 0 | 0 | 710.7494 | 17.32 | 0.024369 | 693.4294
34 | West Fresno | Central_Valley_North_Los_Banos | PGE Fresno | {'California Ave': [3.0, 0.0], 'Kearney (New)': [3.6, 0.0], 'Malaga': [5.4, 0.0], 'Gregg': [10.8, 0.0], 'Sanger': [11.6, 0.0], 'McCall': [12.4, 0.0], 'Mc Mullin': [12.8, 0.0], 'Borden': [16.8, 0.0], 'Kingsburg': [20.6, 0.0], 'Wahtoke': [21.5, 0.0], 'Helm': [21.7, 0.0], 'Reedley': [25.8, 0.0], 'Schindler': [28.1, 0.0], 'Newhall': [30.0, 0.0], 'Excelsior': [31.8, 0.0], 'GWF Hanford': [32.4, 0.0], 'Leprino': [33.0, 0.0], 'Henrietta': [33.2, 0.0], 'Tranquility': [33.7, 0.0], 'Mustang': [34.0, 0.0], 'Cantua': [35.2, 0.0], 'Mendota': [35.5, 0.0], 'Dairyland': [36.0, 0.0]} | 0 | 0 | 0 | 0 | 0 | 0 | 0 | 0 | 0 | 0 | 0 | 0 | 0 | 0 | 0 | 0 | 0 | 0 | 0 | 0 | 0 | 0 | 0 | 0 | 0 | 0 | 0 | 0 | 0 | 0 | 0 | 0 | 0 | 0 | 0 | 0 | 0
242 | Westley | Central_Valley_North_Los_Banos | PGE Fresno | {'Ripon': [12.6, 0.0], 'Crow Creek': [14.7, 0.0], 'Fink (Proposed)': [14.9, 0.0], 'Vierra': [15.5, 0.0], 'Riverbank': [20.9, 0.0], 'Tesla': [21.7, 0.0], 'Miller': [23.1, 0.0], 'Midway Green Ridge Services': [23.2, 0.0], 'Weber': [23.6, 0.0], 'Warnerville': [24.8, 0.0], 'Kelso': [26.4, 0.0], 'Delta Pumps': [27.4, 0.0], 'Stagg': [29.6, 0.0], 'Bellota': [31.9, 0.0], 'Quinto': [32.6, 0.0], 'Cayetano': [32.8, 0.0], 'Eight Mile': [34.4, 0.0], 'Brentwood': [34.8, 0.0], 'Lockeford': [37.3, 0.0], 'Los Banos': [37.7, 0.0], 'Metcalf 1': [38.3, 0.0], 'Metcalf Energy Center': [38.7, 0.0], 'Lone Tree': [39.5, 0.0], 'Rancho Seco - Bellota (Proposed)': [39.9, 0.0]} | 12394.2285 | 0 | 0 | 0 | 0 | 0 | 0 | 0 | 0 | 0 | 1.8994 | 0.00015325 | 21.5263 | 0.0017368 | 0 | 7468.8628 | 0.60261 | 4887.5786 | 0.39434 | 12197.7578 | 0.98415 | 196.4707 | 6603.248 | 0.53277 | 5790.9805 | 8169.0469 | 0.6591 | 4225.1816 | 12330.4326 | 0.99485 | 63.7959 | 11819.3818 | 0.95362 | 574.8467 | 80.9294 | 0.0065296 | 12313.2991
63 | Westpark | Central_Valley_North_Los_Banos | PGE Kern | {'Rosedale': [2.1, 0.0], 'Bakersfield': [2.2, 0.0], 'Kern Power': [3.2, 0.0], 'Stockdale': [4.2, 0.0], 'Kern Oil': [4.7, 0.0], 'Columbus': [5.9, 0.0], 'Sycamore': [6.1, 0.0], 'Tevis': [6.3, 0.0], 'Magunden': [6.7, 0.0], '7th Standard': [6.8, 0.0], 'Renfro': [7.0, 0.0], 'Cal Water': [8.5, 0.0], 'Lerdo': [10.8, 0.0], 'Unknown - 3327': [11.3, 0.0], 'Lamont': [11.4, 0.0], 'Tupman': [13.1, 0.0], 'Rio Bravo': [13.3, 0.0], 'Grimmway-Malaga': [13.4, 0.0], 'Poso Mt.': [13.6, 0.0], 'Norco': [16.3, 0.0], 'Shafter': [18.4, 0.0], 'Wheeler Ridge': [20.0, 0.0], 'Elk Hills': [21.6, 0.0], 'Midway - Wheeler Ridge (Proposed)': [21.7, 0.0], 'Charca': [22.8, 0.0], 'Midway': [23.3, 0.0], 'Semitropic': [27.3, 0.0], 'Taft': [29.9, 0.0], 'Pastoria': [32.3, 0.0], 'Vestal': [32.4, 0.0], 'Smyrna': [33.3, 0.0], 'Goose Lake': [34.2, 0.0], 'Temblor': [37.0, 0.0], 'Kernridge': [39.7, 0.0]} | 0 | 0 | 0 | 0 | 0 | 0 | 0 | 0 | 0 | 0 | 0 | 0 | 0 | 0 | 0 | 0 | 0 | 0 | 0 | 0 | 0 | 0 | 0 | 0 | 0 | 0 | 0 | 0 | 0 | 0 | 0 | 0 | 0 | 0 | 0 | 0 | 0
64 | Wheeler Ridge | Central_Valley_North_Los_Banos | PGE Kern | {'Grimmway-Malaga': [12.7, 0.0], 'Pastoria': [13.0, 49.0], 'Lamont': [15.7, 0.0], 'Unknown - 3327': [15.7, 0.0], 'Stockdale': [16.6, 0.0], 'Midway - Wheeler Ridge (Proposed)': [16.7, 0.0], 'Tevis': [18.1, 0.0], 'Magunden': [19.0, 0.0], 'West Park': [20.0, 0.0], 'Bakersfield': [20.7, 0.0], 'Rosedale': [20.7, 0.0], 'Kern Power': [21.2, 0.0], 'Columbus': [21.5, 0.0], 'Norco': [23.2, 0.0], 'Renfro': [23.2, 0.0], 'Cal Water': [23.4, 0.0], 'Kern Oil': [24.4, 0.0], 'Bailey': [24.4, 49.0], 'Elk Hills': [24.6, 0.0], 'Tupman': [24.8, 0.0], 'Sycamore': [25.1, 0.0], '7th Standard': [25.8, 0.0], 'Taft': [28.8, 0.0], 'Rio Bravo': [29.2, 0.0], 'Lerdo': [30.1, 0.0], 'Poso Mt.': [32.5, 0.0], 'Highwind': [33.9, 0.0], 'Whirlwind': [34.5, 0.0], 'Midway': [34.6, 0.0], 'Shafter': [35.1, 0.0], 'Windhub': [39.6, 0.0]} | 9865.4062 | 48.9534 | 0.0049621 | 9816.4531 | 0.99504 | 0 | 0 | 0 | 0 | 0 | 0 | 0 | 0 | 0 | 0 | 6958.4409 | 0.70534 | 2607.8721 | 0.26435 | 7717.6187 | 0.78229 | 2147.7876 | 5519.5737 | 0.55949 | 4345.8325 | 6947.1592 | 0.70419 | 2918.2471 | 9758.7285 | 0.98919 | 106.6777 | 6290.7061 | 0.63765 | 3574.7002 | 266.3384 | 0.026997 | 9599.0679
254 | Whirlwind | Tehachapi | SCE Northern | {'Antelope': [14.1, 58130.0], 'Windhub': [15.0, 52680.0], 'Highwind': [16.9, 40552.0], 'Bailey': [20.1, 28133.0], 'Pastoria': [23.7, 10064.0], 'Pardee': [30.2, 4214.0], 'Saugus': [31.2, 2627.0], 'Vincent': [31.4, 4524.0], 'Wheeler Ridge': [34.5, 0.0], 'Grimmway-Malaga': [36.0, 0.0], 'Sylmar-Pac Intertie': [38.4, 1.0], 'Lamont': [38.6, 0.0], 'Unknown - 3327': [38.7, 0.0]} | 238656.3281 | 73579.9062 | 0.30831 | 165076.4219 | 0.69169 | 0 | 0 | 0 | 0 | 0 | 4240.6157 | 0.017769 | 2225.1238 | 0.0093235 | 0 | 51178.4023 | 0.21444 | 20409.4434 | 0.085518 | 69781.0938 | 0.29239 | 168875.2344 | 88295.3047 | 0.36997 | 150361.0234 | 78567.8359 | 0.32921 | 160088.4922 | 146267.9531 | 0.61288 | 92388.375 | 65976.5312 | 0.27645 | 172679.7969 | 2977.4851 | 0.012476 | 235678.843
107 | Wilson | Central_Valley_North_Los_Banos | PGE Fresno | {'Merced': [4.6, 0.0], 'Le Grand': [10.5, 0.0], 'Dairyland': [17.2, 0.0], 'Newhall': [29.8, 0.0], 'Oro Loma': [31.2, 0.0], 'Borden': [34.6, 0.0], 'Los Banos': [37.7, 0.0], 'Warnerville': [37.8, 0.0], 'Quinto': [38.4, 0.0], 'Miller': [39.2, 0.0], 'Mendota': [39.7, 0.0]} | 0 | 0 | 0 | 0 | 0 | 0 | 0 | 0 | 0 | 0 | 0 | 0 | 0 | 0 | 0 | 0 | 0 | 0 | 0 | 0 | 0 | 0 | 0 | 0 | 0 | 0 | 0 | 0 | 0 | 0 | 0 | 0 | 0 | 0 | 0 | 0 | 0
253 | Windhub | Tehachapi | SCE Northern | {'Highwind': [7.1, 48416.0], 'Whirlwind': [15.0, 52680.0], 'Antelope': [24.0, 38650.0], 'Pastoria': [32.6, 5396.0], 'Bailey': [33.2, 17035.0], 'Grimmway-Malaga': [35.9, 0.0], 'Lamont': [37.5, 0.0], 'Unknown - 3327': [37.6, 0.0], 'Vincent': [39.0, 0.0], 'Wheeler Ridge': [39.6, 0.0]} | 198246.5781 | 62312.3477 | 0.31432 | 135934.2344 | 0.68568 | 0 | 0 | 0 | 0 | 0 | 427.0679 | 0.0021542 | 487.8496 | 0.0024608 | 0 | 37193.5156 | 0.18761 | 13872.1172 | 0.069974 | 79117.4922 | 0.39909 | 119129.0859 | 41290.6055 | 0.20828 | 156955.9727 | 54444.0781 | 0.27463 | 143802.5 | 118237.5859 | 0.59642 | 80008.9922 | 71849.9453 | 0.36243 | 126396.6328 | 1367.5276 | 0.0068981 | 196879.0505
233 | Woodland | Solano | PGE NGBA | {'Davis': [9.3, 713.0], 'Madison': [11.3, 1099.0], 'Putah Creek': [16.7, 1120.0], 'Vaca-Dixon & Gc Yard': [21.0, 713.0], 'Rio Oso': [23.7, 0.0], 'Pleasant Grove': [26.4, 0.0], 'Peabody': [29.5, 713.0], 'Olivehurst': [30.9, 0.0], 'Grand Island': [32.2, 23.0], 'Gold Hill': [33.7, 0.0], 'Pease': [34.4, 0.0], 'East Marysville': [35.2, 0.0], 'Shiloh III': [35.5, 23.0], 'Birds Landing': [38.5, 20.0], 'Cortina': [39.4, 0.0]} | 23124.6543 | 1121.3458 | 0.048491 | 22003.3086 | 0.95151 | 0 | 0 | 0 | 0 | 0 | 4276.8096 | 0.18495 | 3960.0642 | 0.17125 | 0 | 21511.541 | 0.93024 | 55.2291 | 0.0023883 | 17287.8926 | 0.7476 | 5836.7617 | 580.7109 | 0.025112 | 22543.9434 | 616.8325 | 0.026674 | 22507.8218 | 17572.4023 | 0.7599 | 5552.252 | 12602.2383 | 0.54497 | 10522.416 | 224.5127 | 0.0097088 | 22900.1416
8 | Wyandotte | Northern_California | PGE NGBA | {'Palermo': [2.9, 0.0], 'Thermalito': [5.1, 0.0], 'Table Mt.': [7.1, 0.0], 'Honcut': [12.2, 0.0], 'Colgate': [21.8, 0.0], 'East Marysville': [22.7, 0.0], 'Pease': [23.1, 0.0], 'Olivehurst': [27.6, 0.0], 'Brunswick': [32.5, 0.0], 'Glenn': [37.7, 0.0], 'Rio Oso': [38.6, 0.0], 'Logan Creek': [38.7, 0.0], 'Higgins': [39.2, 0.0], 'Delevan': [39.9, 0.0]} | 581.0114 | 0 | 0 | 0 | 0 | 0 | 0 | 0 | 0 | 0 | 0 | 0 | 0 | 0 | 0 | 0 | 0 | 0 | 0 | 373.8697 | 0.64348 | 207.1417 | 195.6347 | 0.33671 | 385.3766 | 557.9577 | 0.96032 | 23.0536 | 581.0114 | 1 | 0 | 380.2252 | 0.65442 | 200.7861 | 0 | 0 | 581.0114

## LandEnv_Wind_Data_30mi
CEC provided land-use and environmental data criteria for in-state substations at a 30mile radius for onshore wind resource potential. Note these are based on a techno-economic resource potential base using a 20% CF factor.
[10 empty] | Parcel info not applied for onshore wind mapping |  |  |  |  | Cropland Index not applied for onshore wind mappping
[5 empty] | Res. Potential Base (after techno-economic & protected areas exclusions) | Res. Potential after Core Land Use Screen (Lower Implications Land) | Percentage of Base Potential w/ Lower Implications | Res. Potential excluded by Core screen (Higher Implications Land) | Percentage of Base Potential w/ Higher Implications | [5 empty] | Base Res. Potential w/ Low Cropland Index Values | Percentage of Base Potential w/ Low Cropland Index Values | Base Res. Potential w/ High Cropland Index Values | Percentage of Base Potential w/ High Cropland Index Values |  | Base Res. Potential w/ Tier 2 Fire Threat | Percentage of Base Potential w/ Tier 2 Fire Threat | Base Res. Potential w/ Tier 3 Fire Threat | Percentage of Base Potential w/ Tier 3 Fire Threat | Base Res. Potential w/ ACE Terrestrial Connectivity, 4 or 5, (High Implications) | Percentage of Base Potential w/ Terrestrial Connectivity High Implications | Base Res. Potential w/ Terrestrial Connectivity Low Implications | Base Res. Potential w/ ACE Biodiversity, 5, (High Implications) | Percentage of Base Potential w/ Biodiversity High Implications | Base Res. Potential w/ Biodiversity Low Implications | Base Res. Potential w/ ACE Irreplaceability, 4 or 5, (High Implications) | Percentage of Base Potential w/ Irreplaceability High Implications | Base Res. Potential w/ Irreplaceability Low Implications | Base Res. Potential w/ Any of the three ACE datasets High Implications | Percentage of Base Potential w/ Any of the three ACE datasets High Implications | Base Res. Potential w/ Any of the three ACE datasets Low Implications | Base Res. Potential w/ High Terrestrial Landscape Intactness | Percentage of Base Potential w/ High Terrestrial Landscape Intactness | Base Res. Potential w/ Low Terrestrial Landscape Intactness | Base Res. Potential w/ Classified as Wetlands | Percentage of Base Potential w/ Classified as Wetlands | Base Res. Potential w/ Not Classified as Wetlands
Blue columns indicate additional data calculate/added by CPUC staff in dashboard.
Distance in miles to nearby substations
OBJECTID | IRP_Substation_Name | RESOLVE_Wind_Area | RESOLVE_Name | Overlaps | RPB_Acres | TRP_Acres | Perc_TRP | High_Implication_Acres | Perc_HighImplication | Parcels_LT_6 | Perc_ParcLT6 | Parcels_LT_30_GT6 | Perc_ParcLT30GT6 | 10th Percentile Parcelization | LowCrop_Acres | Perc_LowCrop | HighCrop_Acres | Perc_HighCrop | Critically overdrafted basin | FT_Tier2_Acres | Perc_FT_Tier2 | FT_Tier3_Acres | Perc_FT_Tier3 | Conn45_Acres | Perc_Conn45 | Low Conn Acres | Bio5_Acres | Perc_Bio5 | Low Bio Acres | Irr45_Acres | Perc_Irr45 | Low Irr Acres | ACE_All_Acres | Perc_AllACE | Low AllACE Acres | High_Intact_Acres | Perc_HighIntact | LowIntact Acres | Wetlands_Acres | Perc_Wetlands | Not Wetlands Acres
273 | 7th Standard | Central_Valley_North_Los_Banos | PGE Kern | {'Renfro': [4.0, 0.0], 'Lerdo': [4.3, 32.0], 'Kern Power': [4.5, 9.0], 'Rosedale': [5.3, 32.0], 'Kern Oil': [6.2, 32.0], 'West Park': [6.8, 32.0], 'Rio Bravo': [7.3, 0.0], 'Bakersfield': [8.0, 32.0], 'Sycamore': [8.0, 32.0], 'Tevis': [8.3, 0.0], 'Stockdale': [9.2, 0.0], 'Tupman': [9.8, 0.0], 'Columbus': [11.2, 32.0], 'Shafter': [11.7, 0.0], 'Poso Mt.': [12.8, 32.0], 'Magunden': [13.0, 32.0], 'Cal Water': [13.0, 32.0], 'Norco': [14.6, 0.0], 'Charca': [16.0, 0.0], 'Unknown - 3327': [18.0, 32.0], 'Lamont': [18.1, 32.0], 'Midway': [18.3, 0.0], 'Elk Hills': [20.2, 0.0], 'Grimmway-Malaga': [20.2, 32.0], 'Semitropic': [20.5, 0.0], 'Midway - Wheeler Ridge (Proposed)': [23.3, 0.0], 'Wheeler Ridge': [25.8, 0.0], 'Smyrna': [26.5, 0.0], 'Goose Lake': [27.6, 0.0], 'Vestal': [27.9, 27.0], 'Taft': [28.8, 0.0], 'Temblor': [32.1, 0.0], 'Kernridge': [34.3, 0.0], 'Olive': [36.2, 0.0], 'Pastoria': [38.4, 0.0], 'Alpaugh': [40.5, 0.0], 'Gates-Midway (Proposed)': [42.3, 0.0], 'Caliente': [44.5, 0.0], 'Springville': [47.4, 0.0], 'Highwind': [48.6, 0.0], 'Arco': [49.7, 0.0], 'Bailey': [50.0, 0.0], 'Carrizo Plains': [51.4, 0.0], 'Corcoran': [52.0, 0.0], 'Solar': [52.5, 0.0], 'Waukena': [54.3, 0.0], 'Windhub': [55.6, 0.0], 'Whirlwind': [56.2, 0.0], 'Rector': [60.0, 0.0]} | 268.5833 | 31.7573 | 0.11824 | 236.826 | 0.88176 | 0 | 0 | 0 | 0 | 0 | 0 | 0 | 0 | 0 | 0 | 0 | 0 | 268.5833 | 1 | 154.4962 | 0.57523 | 114.0871 | 38.3917 | 0.14294 | 230.1916 | 151.3615 | 0.56356 | 117.2218 | 166.2032 | 0.61881 | 102.3801 | 236.5575 | 0.88076 | 32.0257 | 0.093444 | 0.00034792 | 268.4898
261 | Alamitos | Greater_LA | SCE Metro | {'Del Amo': [5.7, 408.0], 'Long Beach': [7.3, 407.0], 'Barre': [7.4, 409.0], 'Harborgen': [7.5, 407.0], 'Hinson': [8.0, 405.0], 'Arcogen': [9.1, 401.0], 'Lighthipe': [9.1, 401.0], 'Ellis': [10.5, 409.0], 'Huntington Beach': [10.8, 409.0], 'Center': [11.3, 401.0], 'Lewis': [11.9, 406.0], 'Johanna': [14.6, 391.0], 'Laguna Bell': [14.8, 398.0], 'La Fresa': [15.3, 388.0], 'Villa Park': [15.6, 391.0], 'Olinda': [16.1, 396.0], 'Redondo': [17.6, 387.0], 'El Nido': [18.2, 387.0], 'Serrano': [18.3, 389.0], 'Mesa': [18.8, 387.0], 'Walnut': [18.8, 392.0], 'Chevmain': [19.9, 387.0], 'Santiago': [20.3, 389.0], 'El Segundo': [21.1, 387.0], 'La Cienega': [22.9, 387.0], 'Rio Hondo': [24.4, 348.0], 'Goodrich': [26.6, 348.0], 'Viejo': [27.2, 25.0], 'Trabuco': [28.2, 25.0], 'Chino': [29.0, 0.0], 'Capistrano': [30.4, 25.0], 'Margarita': [30.9, 25.0], 'Gould': [31.9, 12.0], 'Mira Loma': [35.0, 0.0], 'Padua': [36.0, 0.0], 'Talega': [37.2, 24.0], 'Lee Lake (Proposed)': [37.4, 24.0], 'Rancho Vista': [39.4, 0.0], 'Etiwanda': [39.7, 0.0], 'San Onofre': [41.6, 24.0], 'Sylmar-Pac Intertie': [43.8, 2.0], 'Vista': [48.7, 0.0], 'Vincent': [49.7, 0.0], 'Saugus': [52.9, 1.0], 'San Bernardino': [54.0, 0.0], 'Pardee': [54.1, 0.0], 'Valley': [54.3, 0.0], 'Moorpark': [58.3, 1.0], 'San Luis Rey': [58.3, 2.0], 'Lugo': [58.9, 0.0]} | 1275.8877 | 383.7841 | 0.3008 | 892.1036 | 0.6992 | 0 | 0 | 0 | 0 | 0 | 0 | 0 | 0 | 0 | 0 | 0 | 0 | 0 | 0 | 8.9877 | 0.0070443 | 1266.9 | 272.6118 | 0.21366 | 1003.2759 | 799.0506 | 0.62627 | 476.8371 | 808.0383 | 0.63331 | 467.8494 | 0 | 0 | 1275.8877 | 31.2094 | 0.024461 | 1244.6783
185 | Alpaugh | Central_Valley_North_Los_Banos | PGE Fresno | {'Olive': [4.6, 0.0], 'Corcoran': [11.5, 0.0], 'Waukena': [13.8, 0.0], 'Smyrna': [17.0, 0.0], 'Gates-Midway (Proposed)': [21.2, 0.0], 'Vestal': [22.5, 0.0], 'GWF Hanford': [23.7, 0.0], 'Semitropic': [25.1, 0.0], 'Charca': [25.6, 0.0], 'Goose Lake': [25.9, 0.0], 'Rector': [26.4, 0.0], 'Leprino': [28.4, 0.0], 'Arco': [28.7, 0.0], 'Springville': [30.7, 0.0], 'Henrietta': [31.5, 0.0], 'Mustang': [31.8, 0.0], 'Shafter': [32.0, 0.0], 'Lerdo': [36.3, 0.0], 'Kingsburg': [36.9, 0.0], 'Avenal': [37.0, 0.0], 'Rio Bravo': [37.6, 0.0], 'Midway': [38.6, 0.0], 'Gates': [39.3, 0.0], 'Kernridge': [39.3, 0.0], 'Poso Mt.': [39.5, 0.0], '7th Standard': [40.5, 0.0], 'Temblor': [42.3, 0.0], 'Renfro': [43.0, 0.0], 'Tupman': [43.3, 0.0], 'Kern Oil': [43.6, 0.0], 'Sycamore': [43.9, 0.0], 'Reedley': [44.5, 0.0], 'Wahtoke': [45.0, 0.0], 'Kern Power': [45.0, 0.0], 'Rosedale': [45.7, 0.0], 'McCall': [45.8, 0.0], 'West Park': [46.9, 0.0], 'Bakersfield': [47.2, 0.0], 'Norco': [47.5, 0.0], 'Caliente': [47.9, 0.0], 'Tevis': [48.1, 0.0], 'Schindler': [48.6, 0.0], 'Columbus': [48.6, 0.0], 'Cal Water': [48.7, 0.0], 'Cal Flats': [48.9, 0.0], 'Stockdale': [49.7, 0.0], 'Elk Hills': [51.1, 0.0], 'Magunden': [51.3, 0.0], 'Carrizo Plains': [51.9, 0.0], 'Sanger': [52.1, 0.0], 'Solar': [52.5, 0.0], 'Malaga': [52.6, 0.0], 'Mc Mullin': [52.6, 0.0], 'Excelsior': [52.7, 0.0], 'Cholame': [52.9, 0.0], 'California Ave': [54.9, 0.0], 'West Fresno': [55.9, 0.0], 'Kearney (New)': [56.5, 0.0], 'Unknown - 3327': [56.8, 0.0], 'Lamont': [56.9, 0.0], 'Taft': [57.1, 0.0], 'Cantua': [58.9, 0.0], 'Helm': [59.1, 0.0], 'Midway - Wheeler Ridge (Proposed)': [59.1, 0.0], 'Grimmway-Malaga': [59.7, 0.0]} | 0 | 0 | 0 | 0 | 0 | 0 | 0 | 0 | 0 | 0 | 0 | 0 | 0 | 0 | 0 | 0 | 0 | 0 | 0 | 0 | 0 | 0 | 0 | 0 | 0 | 0 | 0 | 0 | 0 | 0 | 0 | 0 | 0 | 0 | 0 | 0 | 0
76 | Antelope | Tehachapi | SCE Northern | {'Whirlwind': [14.1, 81915.0], 'Vincent': [17.3, 38476.0], 'Pardee': [23.5, 44460.0], 'Windhub': [24.0, 75600.0], 'Saugus': [24.1, 42895.0], 'Bailey': [27.7, 55189.0], 'Sylmar-Pac Intertie': [28.7, 16064.0], 'Highwind': [28.8, 70723.0], 'Gould': [32.8, 10416.0], 'Pastoria': [35.2, 40380.0], 'Goodrich': [38.9, 4547.0], 'Rio Hondo': [44.1, 1702.0], 'Moorpark': [44.4, 325.0], 'Mesa': [46.1, 135.0], 'Wheeler Ridge': [47.3, 6947.0], 'La Cienega': [47.6, 183.0], 'Kramer': [47.8, 1388.0], 'Laguna Bell': [49.8, 0.0], 'Grimmway-Malaga': [50.0, 193.0], 'Walnut': [50.9, 40.0], 'Roadway': [51.1, 110.0], 'Lamont': [52.7, 9.0], 'Unknown - 3327': [52.8, 9.0], 'Center': [53.5, 0.0], 'Victor': [53.5, 0.0], 'El Segundo': [54.2, 142.0], 'Chevmain': [54.4, 44.0], 'Padua': [54.4, 45.0], 'El Nido': [54.8, 0.0], 'Olinda': [55.5, 0.0], 'Lighthipe': [56.1, 0.0], 'La Fresa': [56.4, 0.0], 'Santa Clara': [57.0, 24.0], 'Lugo': [57.6, 0.0], 'Redondo': [58.1, 0.0], 'Magunden': [58.3, 9.0], 'Del Amo': [59.1, 0.0], 'Chino': [59.3, 0.0], 'Randsburg': [59.6, 0.0]} | 276259.625 | 82507.2344 | 0.29866 | 193752.3906 | 0.70134 | 0 | 0 | 0 | 0 | 0 | 4239.2935 | 0.015345 | 2234.2004 | 0.0080873 | 0 | 60680.5195 | 0.21965 | 32496.3477 | 0.11763 | 84095.1953 | 0.30441 | 192164.4297 | 98040.5156 | 0.35489 | 178219.1094 | 81272.7109 | 0.29419 | 194986.9141 | 166668.2188 | 0.6033 | 109591.4062 | 83593.6562 | 0.30259 | 192665.9688 | 3563.3076 | 0.012898 | 272696.3174
42 | Arco | Central_Valley_North_Los_Banos | PGE Kern | {'Gates-Midway (Proposed)': [8.7, 491.0], 'Avenal': [18.0, 328.0], 'Goose Lake': [22.3, 163.0], 'Cal Flats': [23.8, 328.0], 'Cholame': [24.5, 328.0], 'Kernridge': [25.0, 324.0], 'Smyrna': [26.0, 0.0], 'Caliente': [27.4, 366.0], 'Olive': [27.6, 0.0], 'Gates': [27.8, 140.0], 'Carrizo Plains': [28.2, 452.0], 'Solar': [28.4, 452.0], 'Alpaugh': [28.7, 0.0], 'Semitropic': [29.3, 65.0], 'Temblor': [29.7, 237.0], 'Corcoran': [30.5, 0.0], 'Waukena': [31.3, 0.0], 'Mustang': [31.5, 0.0], 'Henrietta': [32.2, 0.0], 'Leprino': [32.4, 0.0], 'Charca': [35.0, 0.0], 'Midway': [36.5, 163.0], 'GWF Hanford': [37.2, 0.0], 'Shafter': [38.0, 0.0], 'Rio Bravo': [43.3, 0.0], 'Schindler': [45.0, 0.0], 'Templeton': [45.7, 129.0], 'Tupman': [46.4, 0.0], 'Excelsior': [46.6, 0.0], 'Vestal': [46.7, 0.0], 'Lerdo': [46.8, 0.0], 'Norco': [48.0, 0.0], 'Elk Hills': [48.5, 29.0], '7th Standard': [49.7, 0.0], 'Renfro': [49.9, 0.0], 'Taft': [50.4, 69.0], 'Cantua': [51.1, 0.0], 'Rector': [52.3, 0.0], 'Kingsburg': [52.6, 0.0], 'Kern Power': [53.4, 0.0], 'San Luis Obispo': [53.9, 0.0], 'Tevis': [54.2, 0.0], 'Rosedale': [54.5, 0.0], 'Kern Oil': [55.3, 0.0], 'Poso Mt.': [55.8, 0.0], 'West Park': [56.4, 0.0], 'Sycamore': [56.5, 0.0], 'Mc Mullin': [56.6, 0.0], 'Stockdale': [57.2, 0.0], 'Bakersfield': [57.7, 0.0], 'Midway - Wheeler Ridge (Proposed)': [57.9, 0.0], 'Helm': [58.2, 0.0], 'Springville': [59.2, 0.0], 'McCall': [59.7, 0.0], 'Oceano': [59.8, 0.0], 'Morro Bay': [59.8, 0.0]} | 9888.874 | 488.2469 | 0.049373 | 9400.627 | 0.95063 | 0 | 0 | 0 | 0 | 0 | 1074.3459 | 0.10864 | 0 | 0 | 0 | 8477.2305 | 0.85725 | 2.1631 | 0.00021874 | 7128.6206 | 0.72087 | 2760.2534 | 389.6359 | 0.039401 | 9499.2381 | 1860.847 | 0.18818 | 8028.027 | 7501.0371 | 0.75853 | 2387.8369 | 6523.5903 | 0.65969 | 3365.2837 | 68.5177 | 0.0069288 | 9820.3563
77 | Arcogen | Greater_LA | SCE Metro | {'Hinson': [1.2, 414.0], 'Harborgen': [2.8, 406.0], 'Long Beach': [3.7, 404.0], 'Lighthipe': [5.9, 413.0], 'La Fresa': [6.3, 403.0], 'Redondo': [8.6, 402.0], 'Del Amo': [8.7, 403.0], 'Alamitos': [9.1, 401.0], 'El Nido': [9.2, 402.0], 'Chevmain': [10.9, 402.0], 'Center': [11.0, 404.0], 'El Segundo': [12.1, 402.0], 'Laguna Bell': [12.2, 410.0], 'La Cienega': [14.8, 402.0], 'Barre': [15.1, 399.0], 'Mesa': [17.0, 390.0], 'Huntington Beach': [19.3, 399.0], 'Ellis': [19.5, 399.0], 'Lewis': [19.8, 396.0], 'Olinda': [20.5, 391.0], 'Walnut': [21.4, 392.0], 'Villa Park': [23.5, 381.0], 'Johanna': [23.6, 381.0], 'Goodrich': [24.7, 351.0], 'Rio Hondo': [24.9, 348.0], 'Serrano': [26.1, 379.0], 'Gould': [28.0, 23.0], 'Santiago': [29.3, 379.0], 'Chino': [34.8, 0.0], 'Viejo': [36.1, 16.0], 'Sylmar-Pac Intertie': [36.7, 16.0], 'Trabuco': [37.2, 16.0], 'Capistrano': [39.4, 16.0], 'Margarita': [40.0, 16.0], 'Padua': [40.5, 0.0], 'Mira Loma': [41.2, 0.0], 'Rancho Vista': [44.8, 0.0], 'Etiwanda': [45.2, 0.0], 'Saugus': [45.8, 15.0], 'Lee Lake (Proposed)': [45.9, 14.0], 'Talega': [46.2, 14.0], 'Vincent': [46.6, 0.0], 'Pardee': [47.1, 14.0], 'Moorpark': [49.5, 15.0], 'San Onofre': [50.3, 14.0], 'Vista': [55.3, 0.0]} | 1267.1489 | 390.856 | 0.30845 | 876.2928 | 0.69155 | 0 | 0 | 0 | 0 | 0 | 0 | 0 | 0 | 0 | 0 | 0.18936 | 0.00014944 | 0 | 0 | 11.7297 | 0.0092568 | 1255.4192 | 257.2514 | 0.20302 | 1009.8976 | 779.6826 | 0.6153 | 487.4664 | 791.4122 | 0.62456 | 475.7367 | 0 | 0 | 1267.1489 | 31.2094 | 0.02463 | 1235.9395
247 | Arkansas | Greater_Imperial (Exclude) | SCE Eastern | {'Sonora': [2.7, 15402.0], 'Bannister': [7.8, 12938.0], 'El Centro': [23.2, 2453.0], 'Highline': [27.5, 4027.0], 'North Gila - IV (Proposed)': [31.1, 3597.0], 'Imperial Valley': [32.1, 1832.0], 'Red Bluff': [39.9, 286.0], 'Julian Hinds': [40.4, 6402.0], 'Ocotillo Express': [43.0, 1659.0], 'Colorado River': [48.6, 0.0], 'Kem': [50.1, 0.0], 'East County': [51.7, 555.0], 'Boulevard': [57.0, 30.0], 'Blythe': [59.8, 0.0]} | 51695.1328 | 16039.8311 | 0.31028 | 35655.3008 | 0.68972 | 0 | 0 | 0 | 0 | 0 | 44.2387 | 0.00085576 | 28.7821 | 0.00055677 | 0 | 0 | 0 | 0 | 0 | 11335.8066 | 0.21928 | 40359.3262 | 2463.1426 | 0.047647 | 49231.9902 | 5072.4214 | 0.098122 | 46622.7114 | 15490.8203 | 0.29966 | 36204.3125 | 29391.5547 | 0.56856 | 22303.5781 | 1363.2778 | 0.026371 | 50331.855
70 | Avenal | Central_Valley_North_Los_Banos | PGE Kern | {'Gates': [11.2, 140.0], 'Cal Flats': [13.7, 328.0], 'Arco': [18.0, 328.0], 'Mustang': [20.7, 0.0], 'Henrietta': [21.8, 0.0], 'Cholame': [23.6, 328.0], 'Leprino': [24.0, 0.0], 'Gates-Midway (Proposed)': [24.4, 328.0], 'Schindler': [29.3, 0.0], 'Excelsior': [29.8, 0.0], 'Waukena': [32.2, 0.0], 'Corcoran': [32.6, 0.0], 'GWF Hanford': [33.1, 0.0], 'Cantua': [33.6, 0.0], 'Alpaugh': [37.0, 0.0], 'Olive': [38.0, 0.0], 'Goose Lake': [39.8, 0.0], 'Smyrna': [41.2, 0.0], 'Solar': [41.3, 288.0], 'Carrizo Plains': [41.5, 288.0], 'Helm': [42.5, 0.0], 'Kernridge': [42.6, 161.0], 'Caliente': [42.9, 203.0], 'Templeton': [43.0, 129.0], 'Mc Mullin': [43.1, 0.0], 'Tranquility': [45.2, 0.0], 'Kingsburg': [46.2, 0.0], 'Semitropic': [46.2, 0.0], 'Temblor': [47.4, 74.0], 'Cheney': [50.8, 0.0], 'McCall': [51.2, 0.0], 'Charca': [51.2, 0.0], 'Kearney (New)': [51.9, 0.0], 'Panoche': [53.3, 0.0], 'West Fresno': [53.7, 0.0], 'Rector': [53.7, 0.0], 'Malaga': [54.0, 0.0], 'Midway': [54.5, 0.0], 'Mendota': [54.7, 0.0], 'California Ave': [54.8, 0.0], 'Shafter': [55.1, 0.0], 'San Luis Obispo': [57.4, 0.0], 'Wahtoke': [57.5, 0.0], 'Sanger': [57.7, 0.0], 'Vestal': [58.6, 0.0], 'Morro Bay': [58.8, 0.0], 'Reedley': [59.8, 0.0]} | 8329.1904 | 324.7757 | 0.038992 | 8004.4146 | 0.96101 | 0 | 0 | 0 | 0 | 0 | 1074.3459 | 0.12899 | 0 | 0 | 0 | 7563.646 | 0.90809 | 173.354 | 0.020813 | 5974.6973 | 0.71732 | 2354.4932 | 389.6359 | 0.04678 | 7939.5545 | 1679.5719 | 0.20165 | 6649.6185 | 6411.7329 | 0.76979 | 1917.4575 | 5652.4678 | 0.67863 | 2676.7227 | 68.5177 | 0.0082262 | 8260.6727
78 | Bailey | Tehachapi | SCE Northern | {'Pastoria': [11.6, 41264.0], 'Whirlwind': [20.1, 56189.0], 'Wheeler Ridge': [24.4, 8121.0], 'Pardee': [25.7, 36052.0], 'Saugus': [26.9, 34481.0], 'Antelope': [27.7, 55189.0], 'Highwind': [31.7, 52992.0], 'Grimmway-Malaga': [32.8, 1217.0], 'Windhub': [33.2, 55792.0], 'Moorpark': [34.9, 147.0], 'Sylmar-Pac Intertie': [36.1, 7650.0], 'Lamont': [36.2, 1033.0], 'Unknown - 3327': [36.3, 1033.0], 'Midway - Wheeler Ridge (Proposed)': [36.8, 149.0], 'Santa Clara': [40.2, 29.0], 'Stockdale': [40.8, 0.0], 'Magunden': [41.2, 789.0], 'Vincent': [42.4, 27870.0], 'Tevis': [42.5, 0.0], 'West Park': [43.9, 0.0], 'Columbus': [43.9, 99.0], 'Bakersfield': [44.1, 0.0], 'Rosedale': [44.9, 0.0], 'Cal Water': [45.1, 179.0], 'Kern Power': [45.5, 0.0], 'Elk Hills': [46.1, 25.0], 'Norco': [46.4, 0.0], 'Taft': [47.2, 25.0], 'Renfro': [47.6, 0.0], 'Mandalay': [47.7, 4.0], 'Kern Oil': [47.9, 0.0], 'Sycamore': [48.2, 0.0], 'Tupman': [48.8, 0.0], '7th Standard': [50.0, 0.0], 'Gould': [50.9, 1916.0], 'Rio Bravo': [53.5, 0.0], 'Lerdo': [54.3, 0.0], 'Poso Mt.': [55.0, 0.0], 'Midway': [57.8, 0.0], 'La Cienega': [58.1, 0.0], 'Goodrich': [58.3, 1.0], 'Shafter': [59.4, 0.0]} | 224049.9844 | 56343.7852 | 0.25148 | 167706.2031 | 0.74852 | 0 | 0 | 0 | 0 | 0 | 4174.5542 | 0.018632 | 2059.0591 | 0.0091902 | 0 | 54642.082 | 0.24388 | 36663.0312 | 0.16364 | 81629.9531 | 0.36434 | 142420.0312 | 88122.875 | 0.39332 | 135927.1094 | 72803.6406 | 0.32494 | 151246.3438 | 149103.2031 | 0.66549 | 74946.7812 | 79172.7656 | 0.35337 | 144877.2188 | 2795.9153 | 0.012479 | 221254.0691
43 | Bakersfield | Central_Valley_North_Los_Banos | PGE Kern | {'West Park': [2.2, 182.0], 'Columbus': [3.7, 535.0], 'Kern Oil': [3.8, 535.0], 'Rosedale': [4.2, 89.0], 'Sycamore': [4.6, 535.0], 'Magunden': [5.0, 535.0], 'Kern Power': [5.3, 9.0], 'Stockdale': [6.0, 0.0], 'Cal Water': [6.3, 535.0], '7th Standard': [8.0, 32.0], 'Tevis': [8.4, 0.0], 'Renfro': [9.0, 0.0], 'Unknown - 3327': [10.1, 535.0], 'Lamont': [10.2, 535.0], 'Lerdo': [11.4, 75.0], 'Poso Mt.': [12.2, 535.0], 'Grimmway-Malaga': [12.6, 238.0], 'Rio Bravo': [14.9, 0.0], 'Tupman': [15.2, 0.0], 'Norco': [18.6, 0.0], 'Shafter': [19.7, 0.0], 'Wheeler Ridge': [20.7, 0.0], 'Charca': [23.6, 0.0], 'Midway - Wheeler Ridge (Proposed)': [23.6, 0.0], 'Elk Hills': [23.8, 0.0], 'Midway': [25.3, 0.0], 'Semitropic': [28.5, 0.0], 'Vestal': [31.7, 96.0], 'Taft': [32.1, 0.0], 'Pastoria': [32.5, 0.0], 'Smyrna': [34.1, 0.0], 'Goose Lake': [35.6, 0.0], 'Temblor': [39.0, 0.0], 'Highwind': [40.6, 0.0], 'Kernridge': [41.6, 0.0], 'Olive': [43.1, 0.0], 'Bailey': [44.1, 0.0], 'Alpaugh': [47.2, 0.0], 'Windhub': [47.6, 0.0], 'Whirlwind': [48.6, 0.0], 'Springville': [49.9, 0.0], 'Gates-Midway (Proposed)': [50.3, 0.0], 'Caliente': [51.5, 0.0], 'Arco': [57.7, 0.0], 'Carrizo Plains': [58.4, 0.0], 'Corcoran': [58.7, 0.0], 'Solar': [59.5, 0.0]} | 3002.783 | 533.7963 | 0.17777 | 2468.9866 | 0.82223 | 0 | 0 | 0 | 0 | 0 | 0 | 0 | 0 | 0 | 0 | 296.9236 | 0.098883 | 2705.8594 | 0.90112 | 1249.6901 | 0.41618 | 1753.0929 | 770.2822 | 0.25652 | 2232.5008 | 1215.3376 | 0.40474 | 1787.4453 | 1851.0481 | 0.61644 | 1151.7349 | 2174.4802 | 0.72415 | 828.3027 | 33.0164 | 0.010995 | 2969.7666
113 | Barre | Greater_LA | SCE Metro | {'Lewis': [4.8, 424.0], 'Del Amo': [7.1, 406.0], 'Alamitos': [7.4, 409.0], 'Villa Park': [8.5, 409.0], 'Ellis': [8.8, 427.0], 'Johanna': [9.9, 409.0], 'Olinda': [10.1, 396.0], 'Center': [10.9, 399.0], 'Serrano': [11.1, 407.0], 'Huntington Beach': [11.2, 427.0], 'Lighthipe': [12.2, 399.0], 'Walnut': [13.9, 391.0], 'Hinson': [13.9, 403.0], 'Harborgen': [14.3, 405.0], 'Long Beach': [14.3, 405.0], 'Laguna Bell': [15.0, 396.0], 'Arcogen': [15.1, 399.0], 'Santiago': [15.8, 407.0], 'Mesa': [17.4, 385.0], 'Rio Hondo': [20.4, 347.0], 'La Fresa': [20.6, 386.0], 'Chino': [21.8, 0.0], 'Viejo': [21.9, 43.0], 'El Nido': [23.3, 385.0], 'Redondo': [23.5, 385.0], 'Goodrich': [24.4, 346.0], 'Trabuco': [24.6, 43.0], 'Chevmain': [25.1, 385.0], 'El Segundo': [26.3, 385.0], 'La Cienega': [26.3, 385.0], 'Margarita': [27.1, 43.0], 'Capistrano': [27.4, 43.0], 'Mira Loma': [27.6, 0.0], 'Padua': [29.1, 0.0], 'Gould': [30.8, 10.0], 'Lee Lake (Proposed)': [30.9, 42.0], 'Rancho Vista': [32.1, 0.0], 'Etiwanda': [32.5, 0.0], 'Talega': [34.1, 42.0], 'San Onofre': [39.0, 42.0], 'Vista': [41.3, 0.0], 'Sylmar-Pac Intertie': [45.3, 0.0], 'San Bernardino': [46.6, 0.0], 'Vincent': [47.3, 0.0], 'Valley': [47.8, 0.0], 'Lugo': [52.1, 0.0], 'El Casco': [53.1, 0.0], 'Saugus': [54.3, 0.0], 'Pardee': [55.5, 0.0], 'San Luis Rey': [55.6, 20.0], 'Victor': [58.8, 0.0], 'Encina': [59.5, 0.0]} | 1309.0341 | 397.8791 | 0.30395 | 911.155 | 0.69605 | 0 | 0 | 0 | 0 | 0 | 0 | 0 | 0 | 0 | 0 | 0 | 0 | 0 | 0 | 8.9877 | 0.0068659 | 1300.0463 | 272.6118 | 0.20825 | 1036.4223 | 814.7502 | 0.62241 | 494.2838 | 823.7379 | 0.62927 | 485.2961 | 0 | 0 | 1309.0341 | 31.2094 | 0.023842 | 1277.8247
294 | Bay Boulevard | Greater_SD | SDGE Imperial | {'Silvergate': [6.6, 202.0], 'Miguel': [8.1, 240.0], 'Otay Mesa': [11.0, 240.0], 'Mission': [12.3, 200.0], 'Old Town': [12.3, 200.0], 'Kearny': [15.6, 200.0], 'Sycamore Canyon': [21.6, 200.0], 'Penasquitos': [22.6, 195.0], 'Suncrest': [27.7, 126.0], 'Escondido': [35.6, 147.0], 'Palomar Airport': [37.2, 149.0], 'Encina': [39.0, 75.0], 'Suncrest - Ocotillo (Proposed)': [39.9, 41.0], 'San Luis Rey': [43.8, 19.0], 'Boulevard': [48.1, 41.0], 'East County': [56.7, 37.0], 'San Onofre': [58.8, 0.0]} | 934.8434 | 218.364 | 0.23358 | 716.4794 | 0.76642 | 0 | 0 | 0 | 0 | 0 | 0 | 0 | 0 | 0 | 0 | 0 | 0 | 0 | 0 | 54.4389 | 0.058233 | 880.4046 | 321.6361 | 0.34405 | 613.2074 | 629.0054 | 0.67285 | 305.8381 | 634.4521 | 0.67867 | 300.3914 | 34.2506 | 0.036638 | 900.5928 | 67.7237 | 0.072444 | 867.1197
295 | Beatty | Southern_NV_Eldorado | SCE EOP | {'Lathrop': [27.5, 4646.0], 'Valley (VEA)': [29.5, 2860.0], 'Innovation': [50.6, 2613.0], 'Vista 2': [58.3, 0.0]} | 38331.2617 | 6200.2646 | 0.16175 | 32130.9961 | 0.83825 | 0 | 0 | 0 | 0 | 0 | 0 | 0 | 0 | 0 | 0 | 0 | 0 | 0 | 0 | 0 | 0 | 38331.2617 | 0 | 0 | 38331.2617 | 0 | 0 | 38331.2617 | 0 | 0 | 38331.2617 | 0 | 0 | 38331.2617 | 0 | 0 | 38331.2617
175 | Bellevue | Mendocino_Marin | PGE NGBA | {'Penngrove': [4.7, 232.0], 'Fulton': [8.6, 138.0], 'Lakeville': [11.3, 227.0], 'Ignacio': [22.9, 224.0], 'Tulucay': [25.8, 203.0], 'Geysers Tap 1': [26.0, 5.0], 'Eagle Rock': [31.5, 4.0], 'Carquinez': [32.1, 203.0], 'Cloverdale': [33.1, 5.0], 'Putah Creek': [40.1, 1.0], 'Peabody': [40.8, 1.0], 'Martinez': [41.0, 134.0], 'Vaca-Dixon & Gc Yard': [42.9, 1.0], 'Madison': [45.0, 1.0], 'Hopland': [45.6, 4.0], 'Shiloh III': [49.2, 1.0], 'Martin': [49.5, 100.0], 'Pittsburg': [50.2, 1.0], 'Kirker': [50.3, 1.0], 'Clayton': [50.4, 0.0], 'Birds Landing': [51.0, 1.0], 'Davis': [54.2, 1.0], 'Woodland': [55.5, 1.0], 'Contra Costa': [56.9, 0.0], 'Cortina': [57.6, 0.0], 'Ukiah': [58.8, 0.0], 'Lone Tree': [59.8, 0.0]} | 27308.2012 | 229.0112 | 0.0083862 | 27079.1895 | 0.99161 | 0 | 0 | 0 | 0 | 0 | 524.3666 | 0.019202 | 21.1667 | 0.00077511 | 0 | 14784.9688 | 0.54141 | 66.6931 | 0.0024422 | 23336.9023 | 0.85457 | 3971.2988 | 8290.0674 | 0.30357 | 19018.1338 | 16467.6484 | 0.60303 | 10840.5527 | 25899.0977 | 0.9484 | 1409.1035 | 20286.9414 | 0.74289 | 7021.2598 | 932.5013 | 0.034147 | 26375.6999
153 | Bellota | Solano | PGE GBA | {'Rancho Seco - Bellota (Proposed)': [8.2, 0.0], 'Lockeford': [10.7, 158.0], 'Camanche': [13.7, 0.0], 'Weber': [14.0, 158.0], 'Riverbank': [18.0, 0.0], 'Stagg': [18.3, 158.0], 'Ripon': [19.3, 0.0], 'Eight Mile': [20.0, 158.0], 'Vierra': [20.7, 158.0], 'Warnerville': [22.1, 0.0], 'New Melones': [26.8, 0.0], 'Peoria': [29.2, 0.0], 'Chinese Station': [30.8, 0.0], 'Westley': [31.9, 0.0], 'Grand Island': [34.7, 158.0], 'Kelso': [35.5, 158.0], 'Delta Pumps': [36.3, 158.0], 'Tesla': [36.7, 158.0], 'Brentwood': [36.8, 158.0], 'Midway Green Ridge Services': [37.1, 158.0], 'Curtis': [37.9, 0.0], 'Lone Tree': [40.9, 158.0], 'Contra Costa': [41.9, 158.0], 'Gold Hill': [44.8, 0.0], 'Crow Creek': [44.8, 0.0], 'Fink (Proposed)': [45.1, 0.0], 'Birds Landing': [45.1, 158.0], 'Cayetano': [45.6, 158.0], 'Shiloh III': [46.6, 158.0], 'Pittsburg': [48.1, 158.0], 'Kirker': [48.6, 158.0], 'Placerville': [51.0, 0.0], 'Clayton': [52.3, 158.0], 'Miller': [53.0, 0.0], 'Davis': [53.6, 0.0], 'Peabody': [55.3, 158.0], 'Donnells-Curtis': [55.6, 0.0], 'Vaca-Dixon & Gc Yard': [56.0, 4.0], 'Pleasant Grove': [57.9, 0.0], 'Merced': [58.8, 0.0], 'Wilson': [59.9, 0.0]} | 347.3234 | 154.3247 | 0.44433 | 192.9987 | 0.55567 | 0 | 0 | 0 | 0 | 0 | 0 | 0 | 2.6973 | 0.0077661 | 0 | 0 | 0 | 0 | 0 | 17.6348 | 0.050773 | 329.6886 | 0 | 0 | 347.3234 | 0 | 0 | 347.3234 | 17.6348 | 0.050773 | 329.6886 | 0 | 0 | 347.3234 | 17.32 | 0.049867 | 330.0034
217 | Big Creek Hydro Facilities | Central_Valley_North_Los_Banos | PGE Fresno | {'Sanger': [39.9, 0.0], 'Reedley': [42.1, 0.0], 'Wahtoke': [42.3, 0.0], 'Control': [42.9, 0.0], 'California Ave': [44.1, 0.0], 'Malaga': [44.3, 0.0], 'Gregg': [44.4, 0.0], 'Inyo': [45.1, 0.0], 'Borden': [45.3, 0.0], 'West Fresno': [46.2, 0.0], 'McCall': [46.5, 0.0], 'Kearney (New)': [49.3, 0.0], 'Kingsburg': [52.9, 0.0], 'Le Grand': [56.8, 0.0], 'Mc Mullin': [59.0, 0.0]} | 18.254 | 0 | 0 | 0 | 0 | 0 | 0 | 0 | 0 | 0 | 0 | 0 | 0 | 0 | 0 | 9.3064 | 0.50983 | 0 | 0 | 0 | 0 | 18.254 | 4.5842 | 0.25113 | 13.6698 | 18.254 | 1 | 0 | 18.254 | 1 | 0 | 14.8647 | 0.81433 | 3.3892 | 0.27337 | 0.014976 | 17.9806
203 | Birds Landing | Solano | PGE GBA | {'Shiloh III': [3.2, 31834.0], 'Pittsburg': [7.1, 31144.0], 'Kirker': [8.3, 31144.0], 'Contra Costa': [9.0, 30795.0], 'Lone Tree': [12.9, 30720.0], 'Peabody': [13.5, 31813.0], 'Clayton': [14.6, 30767.0], 'Grand Island': [15.0, 30086.0], 'Brentwood': [16.5, 29385.0], 'Martinez': [17.3, 30854.0], 'Vaca-Dixon & Gc Yard': [19.7, 31437.0], 'Carquinez': [22.9, 27692.0], 'Delta Pumps': [25.1, 26135.0], 'Eight Mile': [25.1, 28335.0], 'Tulucay': [25.3, 27437.0], 'Kelso': [25.8, 25269.0], 'Cayetano': [26.9, 22508.0], 'Stagg': [27.8, 27358.0], 'Putah Creek': [28.9, 18929.0], 'Davis': [29.5, 21340.0], 'Midway Green Ridge Services': [30.5, 13670.0], 'Tesla': [31.9, 7521.0], 'Weber': [35.1, 3718.0], 'Lockeford': [36.4, 3595.0], 'Vierra': [37.8, 1490.0], 'Eastshore': [37.9, 899.0], 'Woodland': [38.5, 2156.0], 'Madison': [38.5, 2276.0], 'Ignacio': [38.8, 1343.0], 'Lakeville': [41.8, 1337.0], 'Martin': [43.0, 1118.0], 'Newark': [43.9, 96.0], 'Camanche': [44.2, 0.0], 'Bellota': [45.1, 158.0], 'Ripon': [45.2, 0.0], 'Rancho Seco - Bellota (Proposed)': [45.3, 0.0], 'Penngrove': [48.1, 77.0], 'Los Esteros': [48.5, 21.0], 'Westley': [50.8, 0.0], 'Bellevue': [51.0, 1.0], 'Scott': [52.1, 0.0], 'Gold Hill': [52.6, 0.0], 'Pleasant Grove': [55.9, 0.0], 'Riverbank': [56.0, 0.0], 'Fulton': [56.7, 0.0], 'Rio Oso': [59.3, 0.0]} | 181047.6562 | 31794.6426 | 0.17561 | 149253.0156 | 0.82439 | 0 | 0 | 0 | 0 | 0 | 45811.6094 | 0.25304 | 32714.541 | 0.1807 | 0 | 99255.4297 | 0.54823 | 101.5151 | 0.00056071 | 51448.6992 | 0.28417 | 129598.957 | 61082.9336 | 0.33739 | 119964.7227 | 66543.6797 | 0.36755 | 114503.9766 | 100784.6953 | 0.55667 | 80262.9609 | 20064.6953 | 0.11083 | 160982.9609 | 32668.0176 | 0.18044 | 148379.6387
252 | BlytheSC 161 kV | Riverside (Exclude) | SCE Eastern | {'Colorado River': [12.6, 13489.0], 'Red Bluff': [41.6, 330.0], 'Kem': [54.1, 0.0], 'Sonora': [57.5, 0.0], 'North Gila': [59.5, 0.0], 'Julian Hinds': [59.6, 0.0], 'Arkansas': [59.8, 0.0]} | 136371.0938 | 13486.3711 | 0.098895 | 122884.7188 | 0.90111 | 0 | 0 | 0 | 0 | 0 | 13.895 | 0.00010189 | 5.6506 | 4.1435e-05 | 0 | 0 | 0 | 0 | 0 | 55200.1562 | 0.40478 | 81170.9375 | 43721.4258 | 0.32061 | 92649.668 | 41044.4336 | 0.30098 | 95326.6602 | 69169.0859 | 0.50721 | 67202.0078 | 108445.8984 | 0.79523 | 27925.1953 | 204.3114 | 0.0014982 | 136166.7823
96 | Borden | Central_Valley_North_Los_Banos | PGE Fresno | {'Gregg': [6.1, 0.0], 'Kearney (New)': [16.0, 0.0], 'West Fresno': [16.8, 0.0], 'California Ave': [18.6, 0.0], 'Newhall': [19.4, 0.0], 'Dairyland': [20.5, 0.0], 'Malaga': [21.3, 0.0], 'Mc Mullin': [22.7, 0.0], 'Le Grand': [24.2, 0.0], 'Helm': [25.2, 0.0], 'Sanger': [25.5, 0.0], 'McCall': [28.8, 0.0], 'Mendota': [29.7, 0.0], 'Tranquility': [32.7, 0.0], 'Wilson': [34.6, 0.0], 'Cheney': [36.3, 0.0], 'Wahtoke': [36.3, 0.0], 'Merced': [36.8, 0.0], 'Schindler': [36.9, 0.0], 'Oro Loma': [37.1, 0.0], 'Kingsburg': [37.3, 0.0], 'Panoche': [37.9, 0.0], 'Excelsior': [38.6, 0.0], 'Cantua': [39.4, 0.0], 'Reedley': [40.2, 0.0], 'Big Creek 1': [45.3, 0.0], 'Henrietta': [47.2, 0.0], 'Mustang': [47.8, 0.0], 'Leprino': [47.9, 0.0], 'GWF Hanford': [48.8, 0.0], 'Gates': [54.6, 0.0], 'Los Banos': [58.0, 0.0], 'Waukena': [58.7, 0.0], 'Rector': [59.2, 0.0]} | 0 | 0 | 0 | 0 | 0 | 0 | 0 | 0 | 0 | 0 | 0 | 0 | 0 | 0 | 0 | 0 | 0 | 0 | 0 | 0 | 0 | 0 | 0 | 0 | 0 | 0 | 0 | 0 | 0 | 0 | 0 | 0 | 0 | 0 | 0 | 0 | 0
141 | Boulevard | Greater_Imperial | SDGE Imperial | {'East County': [9.0, 15196.0], 'Suncrest - Ocotillo (Proposed)': [13.7, 14768.0], 'Ocotillo Express': [14.6, 15114.0], 'Suncrest': [26.0, 12620.0], 'Imperial Valley': [32.8, 2592.0], 'Otay Mesa': [37.8, 94.0], 'Miguel': [41.4, 87.0], 'El Centro': [44.0, 2539.0], 'Sycamore Canyon': [47.5, 0.0], 'Bay Boulevard': [48.1, 41.0], 'Silvergate': [50.8, 2.0], 'Mission': [51.1, 0.0], 'Kearny': [51.4, 0.0], 'Old Town': [54.1, 0.0], 'Bannister': [55.3, 14.0], 'Arkansas': [57.0, 30.0], 'Penasquitos': [57.9, 0.0], 'Escondido': [58.6, 0.0], 'Highline': [58.8, 174.0], 'Sonora': [59.4, 0.0]} | 74891.4844 | 15175.3584 | 0.20263 | 59716.125 | 0.79737 | 0 | 0 | 0 | 0 | 0 | 0.56491 | 7.543e-06 | 0 | 0 | 0 | 17908.4648 | 0.23913 | 20473.1484 | 0.27337 | 10711.9131 | 0.14303 | 64179.5713 | 11155.5029 | 0.14896 | 63735.9814 | 21079.209 | 0.28146 | 53812.2754 | 32719.1445 | 0.43689 | 42172.3398 | 34219.793 | 0.45693 | 40671.6914 | 1449.026 | 0.019348 | 73442.4584
11 | Brentwood | Solano | PGE GBA | {'Lone Tree': [4.9, 29385.0], 'Contra Costa': [8.0, 29385.0], 'Delta Pumps': [8.7, 26135.0], 'Kelso': [9.3, 25269.0], 'Cayetano': [13.5, 22508.0], 'Midway Green Ridge Services': [14.2, 13670.0], 'Kirker': [14.3, 29385.0], 'Pittsburg': [14.5, 29385.0], 'Tesla': [15.5, 7521.0], 'Clayton': [16.0, 29385.0], 'Birds Landing': [16.5, 29385.0], 'Stagg': [18.6, 27358.0], 'Eight Mile': [19.0, 28333.0], 'Shiloh III': [19.6, 29385.0], 'Grand Island': [22.1, 28326.0], 'Vierra': [23.5, 1490.0], 'Weber': [23.8, 3718.0], 'Martinez': [24.9, 29119.0], 'Peabody': [29.9, 29364.0], 'Ripon': [31.1, 0.0], 'Lockeford': [31.3, 3595.0], 'Eastshore': [31.5, 868.0], 'Carquinez': [33.3, 25956.0], 'Newark': [33.5, 96.0], 'Westley': [34.8, 0.0], 'Vaca-Dixon & Gc Yard': [35.8, 29033.0], 'Los Esteros': [36.7, 21.0], 'Bellota': [36.8, 158.0], 'Tulucay': [39.4, 25011.0], 'Rancho Seco - Bellota (Proposed)': [39.9, 0.0], 'Scott': [40.4, 0.0], 'Camanche': [40.9, 0.0], 'Martin': [42.7, 1012.0], 'Riverbank': [43.2, 0.0], 'Davis': [43.4, 18997.0], 'Putah Creek': [45.1, 16585.0], 'Crow Creek': [47.9, 0.0], 'Fink (Proposed)': [48.0, 0.0], 'Metcalf 1': [48.1, 0.0], 'Metcalf Energy Center': [48.3, 0.0], 'Ignacio': [48.3, 1044.0], 'Hicks': [48.9, 0.0], 'Warnerville': [49.3, 0.0], 'Woodland': [52.7, 5.0], 'Madison': [54.3, 5.0], 'Lakeville': [54.3, 1038.0], 'Miller': [55.2, 0.0], 'Gold Hill': [58.8, 0.0]} | 175933.9844 | 29351.5684 | 0.16683 | 146582.4219 | 0.83317 | 0 | 0 | 0 | 0 | 0 | 41236.5898 | 0.23439 | 25678.7754 | 0.14596 | 0 | 100934.0469 | 0.5737 | 1538.4243 | 0.0087443 | 59965.2852 | 0.34084 | 115968.6992 | 76998.5156 | 0.43766 | 98935.4688 | 80449.7969 | 0.45727 | 95484.1875 | 107270.7344 | 0.60972 | 68663.25 | 23807.8418 | 0.13532 | 152126.1426 | 31535.0547 | 0.17924 | 144398.9297
37 | Bridgeville | Humboldt | PGE NGBA | {'Humboldt': [27.2, 4057.0]} | 41435.0352 | 8110.8047 | 0.19575 | 33324.2305 | 0.80425 | 0 | 0 | 0 | 0 | 0 | 1.5568 | 3.7571e-05 | 0 | 0 | 0 | 2621.7234 | 0.063273 | 1406.6329 | 0.033948 | 3161.1162 | 0.076291 | 38273.9189 | 3746.5173 | 0.090419 | 37688.5178 | 6175.5415 | 0.14904 | 35259.4937 | 8085.4355 | 0.19514 | 33349.5996 | 26777.9688 | 0.64626 | 14657.0664 | 624.6486 | 0.015075 | 40810.3866
111 | Brunswick | Northern_California | PGE NGBA | {'Colgate': [10.8, 531.0], 'Higgins': [13.3, 19.0], 'Drum 1': [14.5, 1282.0], 'East Marysville': [28.6, 0.0], 'Olivehurst': [28.9, 0.0], 'Palermo': [30.1, 0.0], 'Honcut': [30.6, 0.0], 'Rio Oso': [30.9, 0.0], 'Pleasant Grove': [31.8, 0.0], 'Wyandotte': [32.5, 0.0], 'Pease': [33.8, 0.0], 'Summit': [35.7, 1270.0], 'Placerville': [37.1, 0.0], 'Thermalito': [37.5, 0.0], 'Table Mt.': [39.6, 0.0], 'Gold Hill': [40.0, 0.0], 'Woodland': [54.6, 0.0]} | 4154.9346 | 1278.2103 | 0.30764 | 2876.7241 | 0.69236 | 0 | 0 | 0 | 0 | 0 | 0 | 0 | 0 | 0 | 0 | 2891.7402 | 0.69598 | 215.2796 | 0.051813 | 932.0477 | 0.22432 | 3222.8868 | 214.8211 | 0.051703 | 3940.1135 | 531.9188 | 0.12802 | 3623.0157 | 1372.8198 | 0.33041 | 2782.1147 | 2118.3767 | 0.50985 | 2036.5579 | 105.7035 | 0.02544 | 4049.2311
4 | Cabrillo | Kern_Greater_Carrizo | PGE Kern | {'Sisquoc': [17.3, 1019.0], 'Mesa': [25.2, 106.0], 'Oceano': [32.7, 37.0], 'Goleta': [33.7, 1080.0], 'San Luis Obispo': [44.1, 31.0], 'Diablo Canyon': [45.9, 31.0], 'Solar': [55.3, 0.0], 'Carrizo Plains': [55.6, 0.0], 'Morro Bay': [55.7, 7.0], 'Caliente': [58.7, 0.0]} | 26753.3965 | 1192.0089 | 0.044555 | 25561.3867 | 0.95544 | 0 | 0 | 0 | 0 | 0 | 210.5418 | 0.0078697 | 3.9472 | 0.00014754 | 0 | 22019.9785 | 0.82307 | 493.071 | 0.01843 | 20626.416 | 0.77098 | 6126.9805 | 338.8237 | 0.012665 | 26414.5728 | 1582.7869 | 0.059162 | 25170.6096 | 21888.4844 | 0.81816 | 4864.9121 | 13620.3203 | 0.50911 | 13133.0762 | 1768.9371 | 0.06612 | 24984.4594
219 | Cal Ave | Central_Valley_North_Los_Banos | PGE Fresno | {'Malaga': [2.8, 0.0], 'West Fresno': [3.0, 0.0], 'Kearney (New)': [6.6, 0.0], 'Sanger': [8.5, 0.0], 'McCall': [10.2, 0.0], 'Gregg': [12.5, 0.0], 'Mc Mullin': [15.2, 0.0], 'Borden': [18.6, 0.0], 'Wahtoke': [18.7, 0.0], 'Kingsburg': [18.9, 0.0], 'Reedley': [22.9, 0.0], 'Helm': [24.5, 0.0], 'Schindler': [30.2, 0.0], 'GWF Hanford': [31.7, 0.0], 'Newhall': [32.8, 0.0], 'Leprino': [33.4, 0.0], 'Henrietta': [33.9, 0.0], 'Excelsior': [34.1, 0.0], 'Mustang': [34.7, 0.0], 'Tranquility': [36.7, 0.0], 'Cantua': [37.8, 0.0], 'Dairyland': [38.3, 0.0], 'Mendota': [38.5, 0.0], 'Rector': [40.7, 0.0], 'Waukena': [41.5, 0.0], 'Le Grand': [42.7, 0.0], 'Cheney': [43.0, 0.0], 'Corcoran': [43.7, 0.0], 'Big Creek 1': [44.1, 0.0], 'Gates': [44.8, 0.0], 'Panoche': [45.6, 0.0], 'Oro Loma': [50.6, 0.0], 'Wilson': [53.2, 0.0], 'Avenal': [54.8, 0.0], 'Alpaugh': [54.9, 0.0], 'Merced': [55.3, 0.0], 'Olive': [59.4, 0.0]} | 0 | 0 | 0 | 0 | 0 | 0 | 0 | 0 | 0 | 0 | 0 | 0 | 0 | 0 | 0 | 0 | 0 | 0 | 0 | 0 | 0 | 0 | 0 | 0 | 0 | 0 | 0 | 0 | 0 | 0 | 0 | 0 | 0 | 0 | 0 | 0 | 0
278 | Calcite | Greater_Kramer | SCE NOL | {'Lugo - Pisgah (Proposed)': [18.2, 11352.0], 'Cool Water': [23.9, 22177.0], 'Tortilla': [24.5, 22164.0], 'Victor': [26.9, 4139.0], 'Lugo': [27.8, 4108.0], 'Roadway': [28.5, 3888.0], 'Pisgah': [35.3, 19981.0], 'San Bernardino': [35.5, 917.0], 'El Casco': [39.3, 517.0], 'Vista': [40.3, 451.0], 'Devers': [44.7, 4772.0], 'Etiwanda': [45.8, 57.0], 'Rancho Vista': [46.2, 57.0], 'Kramer': [48.0, 1030.0], 'Padua': [49.7, 0.0], 'Mira Loma': [51.2, 0.0], 'Valley': [55.5, 0.0], 'Chino': [56.5, 0.0], 'Mirage': [57.7, 146.0]} | 185107.1719 | 29287.959 | 0.15822 | 155819.2188 | 0.84178 | 0 | 0 | 0 | 0 | 0 | 697.3817 | 0.0037674 | 411.3363 | 0.0022222 | 0 | 9006.7139 | 0.048657 | 7059.8105 | 0.038139 | 67786.4766 | 0.3662 | 117320.6953 | 35907.0312 | 0.19398 | 149200.1406 | 34185.3828 | 0.18468 | 150921.7891 | 89343.2656 | 0.48266 | 95763.9062 | 116081.5938 | 0.6271 | 69025.5781 | 1467.4587 | 0.0079276 | 183639.7131
316 | Cal Flats |  | PGE Fresno | {'Cholame': [12.7, 682.0], 'Avenal': [13.7, 328.0], 'Gates': [21.7, 140.0], 'Arco': [23.8, 328.0], 'Templeton': [29.6, 484.0], 'Gates-Midway (Proposed)': [32.3, 328.0], 'Mustang': [33.7, 0.0], 'Henrietta': [34.8, 0.0], 'Solar': [36.8, 506.0], 'Excelsior': [36.9, 0.0], 'Carrizo Plains': [37.3, 506.0], 'Leprino': [37.4, 0.0], 'Schindler': [38.1, 0.0], 'Cantua': [38.6, 0.0], 'Caliente': [40.9, 416.0], 'Kernridge': [44.1, 161.0], 'San Luis Obispo': [45.5, 355.0], 'Morro Bay': [45.5, 355.0], 'Goose Lake': [45.6, 0.0], 'Waukena': [45.6, 0.0], 'Corcoran': [45.9, 0.0], 'GWF Hanford': [46.7, 0.0], 'Temblor': [48.7, 74.0], 'Alpaugh': [48.9, 0.0], 'Olive': [49.2, 0.0], 'Smyrna': [49.8, 0.0], 'Tranquility': [49.9, 0.0], 'Helm': [50.5, 0.0], 'Semitropic': [53.1, 0.0], 'Mc Mullin': [53.3, 0.0], 'Coburn': [53.5, 0.0], 'Cheney': [53.9, 0.0], 'Diablo Canyon': [53.9, 295.0], 'Oceano': [55.0, 282.0], 'Panoche': [56.0, 0.0], 'Midway': [58.6, 0.0], 'Charca': [58.8, 0.0], 'Mendota': [59.2, 0.0], 'Kingsburg': [59.4, 0.0], 'Mesa': [59.9, 0.0]} | 10246.6992 | 676.2929 | 0.066001 | 9570.4062 | 0.934 | 0 | 0 | 0 | 0 | 0 | 1090.2294 | 0.1064 | 0 | 0 | 0 | 8615.75 | 0.84083 | 679.0948 | 0.066274 | 6992.2886 | 0.68239 | 3254.4106 | 452.4599 | 0.044157 | 9794.2393 | 2041.0973 | 0.1992 | 8205.6019 | 7567.0728 | 0.73849 | 2679.6265 | 6404.3188 | 0.62501 | 3842.3804 | 68.5177 | 0.0066868 | 10178.1815
267 | Caliente | Kern_Greater_Carrizo | PGE Kern | {'Carrizo Plains': [6.9, 2106.0], 'Solar': [8.1, 2106.0], 'Kernridge': [10.9, 504.0], 'Temblor': [12.5, 460.0], 'Goose Lake': [24.4, 163.0], 'Midway': [26.3, 163.0], 'Arco': [27.4, 366.0], 'Gates-Midway (Proposed)': [28.9, 366.0], 'Taft': [29.8, 69.0], 'Semitropic': [31.0, 65.0], 'Cholame': [31.7, 1269.0], 'Elk Hills': [32.3, 29.0], 'Norco': [34.9, 0.0], 'Shafter': [35.0, 0.0], 'Smyrna': [35.0, 0.0], 'Tupman': [36.5, 0.0], 'Charca': [36.9, 0.0], 'Rio Bravo': [37.3, 0.0], 'Mesa': [39.6, 1524.0], 'Midway - Wheeler Ridge (Proposed)': [40.7, 0.0], 'Cal Flats': [40.9, 416.0], 'San Luis Obispo': [41.3, 1481.0], 'Sisquoc': [41.7, 673.0], 'Oceano': [42.1, 1675.0], 'Renfro': [42.5, 0.0], 'Avenal': [42.9, 203.0], 'Lerdo': [43.9, 0.0], '7th Standard': [44.5, 0.0], 'Olive': [44.6, 0.0], 'Tevis': [44.7, 0.0], 'Templeton': [44.7, 1195.0], 'Kern Power': [46.2, 0.0], 'Rosedale': [47.3, 0.0], 'Alpaugh': [47.9, 0.0], 'Stockdale': [48.1, 0.0], 'West Park': [49.5, 0.0], 'Kern Oil': [50.7, 0.0], 'Bakersfield': [51.5, 0.0], 'Sycamore': [52.5, 0.0], 'Morro Bay': [53.0, 1026.0], 'Diablo Canyon': [53.7, 997.0], 'Gates': [53.8, 15.0], 'Corcoran': [54.3, 0.0], 'Columbus': [55.1, 0.0], 'Poso Mt.': [55.5, 0.0], 'Waukena': [55.8, 0.0], 'Magunden': [56.2, 0.0], 'Vestal': [56.6, 0.0], 'Wheeler Ridge': [56.8, 0.0], 'Cal Water': [57.4, 0.0], 'Cabrillo': [58.7, 0.0], 'Mustang': [58.9, 0.0], 'Henrietta': [59.6, 0.0], 'Leprino': [59.6, 0.0], 'Unknown - 3327': [59.7, 0.0], 'Lamont': [59.8, 0.0]} | 16356.8408 | 2091.4949 | 0.12787 | 14265.3457 | 0.87213 | 0 | 0 | 0 | 0 | 0 | 1074.3459 | 0.065682 | 0 | 0 | 0 | 6661.8442 | 0.40728 | 8227.1865 | 0.50298 | 6047.9702 | 0.36975 | 10308.8706 | 453.9074 | 0.02775 | 15902.9334 | 2301.2109 | 0.14069 | 14055.6299 | 7640.6655 | 0.46712 | 8716.1753 | 11113.0557 | 0.67941 | 5243.7852 | 139.5364 | 0.0085308 | 16217.3044
248 | California Water | Central_Valley_North_Los_Banos | PGE Kern | {'Columbus': [2.7, 634.0], 'Magunden': [4.4, 735.0], 'Sycamore': [5.5, 535.0], 'Bakersfield': [6.3, 535.0], 'Kern Oil': [6.9, 535.0], 'West Park': [8.5, 182.0], 'Lamont': [8.9, 752.0], 'Unknown - 3327': [8.9, 752.0], 'Poso Mt.': [10.0, 535.0], 'Rosedale': [10.5, 89.0], 'Kern Power': [11.5, 9.0], 'Stockdale': [11.9, 0.0], 'Grimmway-Malaga': [12.3, 455.0], '7th Standard': [13.0, 32.0], 'Tevis': [14.7, 0.0], 'Renfro': [15.0, 0.0], 'Lerdo': [15.1, 75.0], 'Rio Bravo': [20.3, 0.0], 'Tupman': [21.4, 0.0], 'Wheeler Ridge': [23.4, 179.0], 'Shafter': [24.3, 0.0], 'Norco': [24.9, 0.0], 'Charca': [27.1, 0.0], 'Midway - Wheeler Ridge (Proposed)': [29.3, 0.0], 'Elk Hills': [30.1, 0.0], 'Vestal': [30.8, 96.0], 'Midway': [31.1, 0.0], 'Semitropic': [32.6, 0.0], 'Pastoria': [33.7, 179.0], 'Highwind': [37.0, 218.0], 'Smyrna': [37.3, 0.0], 'Taft': [38.3, 0.0], 'Goose Lake': [40.2, 0.0], 'Windhub': [44.1, 218.0], 'Temblor': [44.9, 0.0], 'Olive': [44.9, 0.0], 'Bailey': [45.1, 179.0], 'Whirlwind': [46.9, 200.0], 'Kernridge': [47.3, 0.0], 'Springville': [47.4, 0.0], 'Alpaugh': [48.7, 0.0], 'Gates-Midway (Proposed)': [54.1, 0.0], 'Caliente': [57.4, 0.0]} | 7816.813 | 751.0323 | 0.096079 | 7065.7808 | 0.90392 | 0 | 0 | 0 | 0 | 0 | 0 | 0 | 0 | 0 | 0 | 613.4571 | 0.078479 | 7202.8281 | 0.92145 | 2152.2266 | 0.27533 | 5664.5864 | 1272.5042 | 0.16279 | 6544.3088 | 4050.4219 | 0.51817 | 3766.3911 | 5412.5635 | 0.69243 | 2404.2495 | 5508.043 | 0.70464 | 2308.77 | 47.3031 | 0.0060515 | 7769.5099
101 | Calpella | Mendocino_Marin | PGE NGBA | {'Mendocino': [3.7, 1642.0], 'Ukiah': [3.7, 2077.0], 'Hopland': [16.6, 1969.0], 'Cloverdale': [29.3, 1317.0], 'Eagle Rock': [32.7, 1169.0], 'Geysers Tap 1': [38.6, 444.0], 'Delevan': [50.8, 366.0], 'Cortina': [52.3, 396.0], 'Fulton': [53.6, 18.0], 'Logan Creek': [55.0, 22.0]} | 13765.3359 | 2067.8677 | 0.15022 | 11697.4688 | 0.84978 | 0 | 0 | 0 | 0 | 0 | 241.1689 | 0.01752 | 17.8439 | 0.0012963 | 0 | 3453.3665 | 0.25087 | 4969.3921 | 0.36101 | 6342.8032 | 0.46078 | 7422.5327 | 1091.8802 | 0.079321 | 12673.4557 | 2564.2944 | 0.18629 | 11201.0415 | 7937.7285 | 0.57665 | 5827.6074 | 8534.4385 | 0.61999 | 5230.8975 | 76.6876 | 0.0055711 | 13688.6484
315 | Camanche | Solano | PGE GBA | {'Rancho Seco - Bellota (Proposed)': [5.8, 0.0], 'Lockeford': [9.9, 0.0], 'Bellota': [13.7, 0.0], 'Eight Mile': [22.0, 0.0], 'Stagg': [23.3, 0.0], 'Weber': [23.4, 0.0], 'Grand Island': [30.8, 0.0], 'Gold Hill': [31.3, 0.0], 'Riverbank': [31.3, 0.0], 'Vierra': [31.8, 0.0], 'Ripon': [32.3, 0.0], 'New Melones': [32.6, 0.0], 'Warnerville': [34.8, 0.0], 'Peoria': [35.8, 0.0], 'Chinese Station': [37.8, 0.0], 'Placerville': [38.0, 0.0], 'Brentwood': [40.9, 0.0], 'Curtis': [41.8, 0.0], 'Kelso': [42.7, 0.0], 'Delta Pumps': [43.2, 0.0], 'Contra Costa': [43.8, 0.0], 'Lone Tree': [44.1, 0.0], 'Birds Landing': [44.2, 0.0], 'Pleasant Grove': [44.7, 0.0], 'Davis': [44.8, 0.0], 'Shiloh III': [44.8, 0.0], 'Westley': [44.9, 0.0], 'Tesla': [45.5, 0.0], 'Midway Green Ridge Services': [45.5, 0.0], 'Pittsburg': [49.0, 0.0], 'Kirker': [49.8, 0.0], 'Vaca-Dixon & Gc Yard': [50.3, 0.0], 'Woodland': [51.2, 0.0], 'Peabody': [51.6, 0.0], 'Cayetano': [52.3, 0.0], 'Donnells-Curtis': [53.9, 0.0], 'Clayton': [54.7, 0.0], 'Rio Oso': [55.3, 0.0], 'Putah Creek': [56.8, 0.0], 'Higgins': [57.5, 0.0], 'Crow Creek': [58.3, 0.0], 'Fink (Proposed)': [58.6, 0.0]} | 0 | 0 | 0 | 0 | 0 | 0 | 0 | 0 | 0 | 0 | 0 | 0 | 0 | 0 | 0 | 0 | 0 | 0 | 0 | 0 | 0 | 0 | 0 | 0 | 0 | 0 | 0 | 0 | 0 | 0 | 0 | 0 | 0 | 0 | 0 | 0 | 0
18 | Cantua | Central_Valley_North_Los_Banos | PGE Fresno | {'Excelsior': [6.5, 0.0], 'Schindler': [11.4, 0.0], 'Tranquility': [11.6, 0.0], 'Helm': [14.5, 0.0], 'Cheney': [17.6, 0.0], 'Panoche': [20.4, 0.0], 'Mendota': [21.1, 0.0], 'Mc Mullin': [22.7, 0.0], 'Gates': [23.3, 0.0], 'Mustang': [27.2, 0.0], 'Henrietta': [27.6, 0.0], 'Newhall': [30.2, 0.0], 'Leprino': [31.2, 0.0], 'Kearney (New)': [31.8, 0.0], 'Avenal': [33.6, 0.0], 'West Fresno': [35.2, 0.0], 'Oro Loma': [36.1, 0.0], 'Gregg': [37.6, 0.0], 'California Ave': [37.8, 0.0], 'Cal Flats': [38.6, 0.0], 'Malaga': [38.7, 0.0], 'Borden': [39.4, 0.0], 'GWF Hanford': [40.2, 0.0], 'McCall': [41.0, 0.0], 'Kingsburg': [42.4, 0.0], 'Dairyland': [43.2, 0.0], 'Sanger': [44.9, 0.0], 'Coburn': [46.2, 0.0], 'Waukena': [47.1, 0.0], 'Corcoran': [49.0, 0.0], 'Wahtoke': [51.0, 0.0], 'Arco': [51.1, 0.0], 'Cholame': [51.3, 0.0], 'Le Grand': [52.3, 0.0], 'Reedley': [55.0, 0.0], 'Gates-Midway (Proposed)': [55.5, 0.0], 'Los Banos': [57.2, 0.0], 'Merced': [58.8, 0.0], 'Alpaugh': [58.9, 0.0], 'Wilson': [59.8, 0.0]} | 495.9239 | 0 | 0 | 0 | 0 | 0 | 0 | 0 | 0 | 0 | 0 | 0 | 0 | 0 | 0 | 170.5282 | 0.34386 | 307.516 | 0.62009 | 416.5964 | 0.84004 | 79.3275 | 77.8646 | 0.15701 | 418.0593 | 106.0345 | 0.21381 | 389.8894 | 495.9239 | 1 | 0 | 424.6421 | 0.85626 | 71.2818 | 0 | 0 | 495.9239
120 | Capistrano | Greater_LA | SDGE Imperial | {'Margarita': [3.4, 83.0], 'Trabuco': [3.5, 70.0], 'Talega': [6.8, 81.0], 'Viejo': [10.7, 58.0], 'San Onofre': [11.8, 81.0], 'Santiago': [12.0, 58.0], 'Johanna': [17.6, 58.0], 'Ellis': [20.0, 56.0], 'Huntington Beach': [20.2, 57.0], 'Lee Lake (Proposed)': [20.5, 57.0], 'Serrano': [22.9, 53.0], 'Villa Park': [23.0, 53.0], 'Lewis': [24.5, 48.0], 'Barre': [27.4, 43.0], 'San Luis Rey': [28.2, 60.0], 'Alamitos': [30.4, 25.0], 'Encina': [32.2, 39.0], 'Valley': [33.3, 0.0], 'Olinda': [33.3, 21.0], 'Chino': [33.5, 0.0], 'Del Amo': [33.9, 22.0], 'Mira Loma': [34.6, 0.0], 'Palomar Airport': [34.6, 39.0], 'Long Beach': [36.7, 21.0], 'Harborgen': [37.2, 21.0], 'Walnut': [37.9, 16.0], 'Center': [38.3, 16.0], 'Hinson': [38.4, 19.0], 'Lighthipe': [38.8, 16.0], 'Arcogen': [39.4, 16.0], 'Rancho Vista': [40.4, 0.0], 'Etiwanda': [40.5, 0.0], 'Vista': [41.5, 0.0], 'Escondido': [41.5, 24.0], 'Padua': [41.9, 0.0], 'Laguna Bell': [42.3, 12.0], 'Mesa': [44.3, 2.0], 'Rio Hondo': [44.7, 2.0], 'La Fresa': [45.7, 3.0], 'El Casco': [46.1, 0.0], 'San Bernardino': [46.2, 0.0], 'Redondo': [47.6, 2.0], 'Penasquitos': [48.4, 24.0], 'El Nido': [48.6, 2.0], 'Goodrich': [50.3, 2.0], 'Chevmain': [50.3, 2.0], 'El Segundo': [51.5, 2.0], 'La Cienega': [53.1, 2.0], 'Sycamore Canyon': [55.1, 19.0], 'Kearny': [56.1, 14.0], 'Gould': [57.3, 0.0], 'Old Town': [58.3, 0.0], 'Mission': [58.8, 0.0]} | 631.9983 | 72.89 | 0.11533 | 559.1083 | 0.88467 | 0 | 0 | 0 | 0 | 0 | 0.086476 | 0.00013683 | 0 | 0 | 0 | 2.7566 | 0.0043617 | 0 | 0 | 42.7095 | 0.067579 | 589.2888 | 319.3156 | 0.50525 | 312.6827 | 506.6392 | 0.80165 | 125.3591 | 515.627 | 0.81587 | 116.3713 | 0 | 0 | 631.9983 | 61.2268 | 0.096878 | 570.7715
282 | Carpenter Canyon (fka Gamebird) | Southern_NV_Eldorado | SCE EOP | {'Pahrump': [4.5, 1371.0], 'Crazy Eyes': [9.1, 965.0], 'Vista 2': [12.4, 1132.0], 'Sandy Valley': [18.4, 952.0], 'Innovation': [29.2, 169.0], 'Desert View': [32.7, 0.0], 'Valley (VEA)': [41.9, 564.0], 'Lathrop': [43.7, 138.0], 'Primm': [47.4, 678.0], 'Ivanpah': [49.0, 678.0], 'Sloan Canyon': [53.0, 0.0], 'Eldorado': [55.9, 0.0], 'Harry Allen': [58.4, 0.0]} | 20124.7246 | 1761.4263 | 0.087525 | 18363.2988 | 0.91247 | 0 | 0 | 0 | 0 | 0 | 0.49302 | 2.4498e-05 | 0 | 0 | 0 | 0 | 0 | 0 | 0 | 3071.2458 | 0.15261 | 17053.4788 | 639.3917 | 0.031771 | 19485.3329 | 7881.3784 | 0.39163 | 12243.3462 | 9481.3887 | 0.47113 | 10643.3359 | 14280.8867 | 0.70962 | 5843.8379 | 136.2659 | 0.0067711 | 19988.4587
172 | Carquinez | Solano | PGE NGBA | {'Martinez': [8.9, 28439.0], 'Tulucay': [10.9, 27220.0], 'Ignacio': [15.9, 2133.0], 'Clayton': [18.3, 27931.0], 'Kirker': [19.3, 28086.0], 'Pittsburg': [19.5, 28086.0], 'Peabody': [20.2, 27692.0], 'Lakeville': [21.2, 1810.0], 'Shiloh III': [22.5, 27692.0], 'Birds Landing': [22.9, 27692.0], 'Contra Costa': [26.1, 27371.0], 'Vaca-Dixon & Gc Yard': [27.9, 27515.0], 'Penngrove': [28.2, 348.0], 'Martin': [28.2, 1860.0], 'Lone Tree': [28.4, 27358.0], 'Bellevue': [32.1, 203.0], 'Putah Creek': [32.9, 18208.0], 'Eastshore': [33.0, 1467.0], 'Brentwood': [33.3, 25956.0], 'Cayetano': [35.6, 19240.0], 'Grand Island': [37.1, 26547.0], 'Fulton': [39.5, 109.0], 'Delta Pumps': [39.7, 22706.0], 'Kelso': [40.6, 21841.0], 'Davis': [42.0, 18593.0], 'Madison': [42.8, 1563.0], 'Newark': [43.2, 384.0], 'Midway Green Ridge Services': [44.0, 10480.0], 'Tesla': [45.6, 5207.0], 'Eight Mile': [47.5, 24905.0], 'Woodland': [48.5, 1442.0], 'Los Esteros': [49.0, 87.0], 'Stagg': [49.5, 23929.0], 'Scott': [51.9, 70.0], 'Geysers Tap 1': [53.4, 0.0], 'Weber': [56.2, 310.0], 'Vierra': [56.9, 101.0], 'Lockeford': [59.2, 195.0], 'Eagle Rock': [59.4, 0.0]} | 110016.7812 | 28487.3887 | 0.25894 | 81529.3906 | 0.74106 | 0 | 0 | 0 | 0 | 0 | 29003.5488 | 0.26363 | 4345.3931 | 0.039498 | 0 | 76568.9922 | 0.69598 | 0 | 0 | 34385.4023 | 0.31255 | 75631.3789 | 44204.7227 | 0.4018 | 65812.0586 | 44538.8438 | 0.40484 | 65477.9375 | 70640.7266 | 0.64209 | 39376.0547 | 22647.6621 | 0.20586 | 87369.1191 | 24141.623 | 0.21944 | 85875.1582
158 | Carrizo Plains | Kern_Greater_Carrizo | PGE Kern | {'Solar': [1.1, 2257.0], 'Caliente': [6.9, 2106.0], 'Kernridge': [17.5, 504.0], 'Temblor': [19.4, 460.0], 'Cholame': [26.9, 1390.0], 'Arco': [28.2, 452.0], 'Goose Lake': [30.1, 163.0], 'Gates-Midway (Proposed)': [31.7, 452.0], 'Midway': [33.2, 163.0], 'San Luis Obispo': [34.6, 1547.0], 'Mesa': [34.7, 1585.0], 'Taft': [35.8, 69.0], 'Oceano': [36.1, 1741.0], 'Semitropic': [37.2, 65.0], 'Cal Flats': [37.3, 506.0], 'Templeton': [38.0, 1261.0], 'Sisquoc': [38.3, 703.0], 'Elk Hills': [39.0, 29.0], 'Smyrna': [40.3, 0.0], 'Avenal': [41.5, 288.0], 'Shafter': [41.7, 0.0], 'Norco': [41.8, 0.0], 'Charca': [43.2, 0.0], 'Tupman': [43.4, 0.0], 'Rio Bravo': [44.1, 0.0], 'Morro Bay': [46.0, 1092.0], 'Diablo Canyon': [47.0, 1063.0], 'Midway - Wheeler Ridge (Proposed)': [47.1, 0.0], 'Olive': [48.9, 0.0], 'Renfro': [49.4, 0.0], 'Lerdo': [50.7, 0.0], '7th Standard': [51.4, 0.0], 'Tevis': [51.6, 0.0], 'Alpaugh': [51.9, 0.0], 'Gates': [52.6, 101.0], 'Kern Power': [53.2, 0.0], 'Rosedale': [54.3, 0.0], 'Stockdale': [55.1, 0.0], 'Cabrillo': [55.6, 0.0], 'West Park': [56.4, 0.0], 'Corcoran': [57.1, 0.0], 'Kern Oil': [57.6, 0.0], 'Bakersfield': [58.4, 0.0], 'Waukena': [58.4, 0.0], 'Mustang': [59.2, 0.0], 'Sycamore': [59.4, 0.0], 'Henrietta': [59.9, 0.0]} | 18488.3457 | 2242.5701 | 0.1213 | 16245.7754 | 0.8787 | 0 | 0 | 0 | 0 | 0 | 1087.9952 | 0.058848 | 0 | 0 | 0 | 8540.2471 | 0.46193 | 8474.2451 | 0.45836 | 7424.3804 | 0.40157 | 11063.9653 | 746.6672 | 0.040386 | 17741.6785 | 2998.1177 | 0.16216 | 15490.228 | 9103.5225 | 0.49239 | 9384.8232 | 12787.8008 | 0.69167 | 5700.5449 | 146.2699 | 0.0079115 | 18342.0758
204 | Cayetano | Solano | PGE GBA | {'Delta Pumps': [9.3, 22259.0], 'Kelso': [10.0, 22259.0], 'Midway Green Ridge Services': [10.1, 13670.0], 'Tesla': [11.4, 7521.0], 'Brentwood': [13.5, 22508.0], 'Lone Tree': [14.4, 22575.0], 'Clayton': [17.8, 22677.0], 'Contra Costa': [18.0, 22528.0], 'Newark': [20.2, 277.0], 'Eastshore': [20.5, 525.0], 'Kirker': [20.8, 22659.0], 'Pittsburg': [21.7, 22659.0], 'Los Esteros': [23.2, 138.0], 'Martinez': [26.8, 22409.0], 'Scott': [26.9, 99.0], 'Birds Landing': [26.9, 22508.0], 'Vierra': [27.5, 1490.0], 'Stagg': [29.0, 22139.0], 'Shiloh III': [30.1, 22508.0], 'Eight Mile': [30.9, 22251.0], 'Weber': [31.6, 3709.0], 'Westley': [32.8, 0.0], 'Ripon': [34.2, 0.0], 'Martin': [35.0, 429.0], 'Grand Island': [35.4, 22238.0], 'Metcalf 1': [35.6, 0.0], 'Hicks': [35.6, 25.0], 'Carquinez': [35.6, 19240.0], 'Metcalf Energy Center': [35.7, 0.0], 'Peabody': [39.3, 22487.0], 'Lockeford': [42.4, 3586.0], 'Fink (Proposed)': [42.9, 0.0], 'Crow Creek': [43.0, 0.0], 'Tulucay': [44.4, 18144.0], 'Bellota': [45.6, 158.0], 'Vaca-Dixon & Gc Yard': [46.5, 22167.0], 'Riverbank': [47.2, 0.0], 'Ignacio': [48.0, 352.0], 'Miller': [49.1, 0.0], 'Rancho Seco - Bellota (Proposed)': [50.3, 0.0], 'Llagas': [51.9, 0.0], 'Camanche': [52.3, 0.0], 'Warnerville': [53.0, 0.0], 'Putah Creek': [55.5, 10504.0], 'Davis': [55.8, 12909.0], 'Lakeville': [56.6, 249.0], 'Quinto': [57.6, 0.0]} | 110547.7812 | 22647.9199 | 0.20487 | 87899.8594 | 0.79513 | 0 | 0 | 0 | 0 | 0 | 24031.3359 | 0.21738 | 5805.5488 | 0.052516 | 0 | 70374.1719 | 0.6366 | 3992.1589 | 0.036113 | 54649.7617 | 0.49435 | 55898.0195 | 58681.8281 | 0.53083 | 51865.9531 | 62524.3906 | 0.56559 | 48023.3906 | 79560.3984 | 0.71969 | 30987.3828 | 23265.8457 | 0.21046 | 87281.9355 | 13713.1816 | 0.12405 | 96834.5996
79 | Center | Greater_LA | SCE Metro | {'Laguna Bell': [4.0, 401.0], 'Lighthipe': [5.2, 404.0], 'Del Amo': [5.6, 403.0], 'Mesa': [7.5, 390.0], 'Hinson': [10.1, 404.0], 'Walnut': [10.5, 392.0], 'Olinda': [10.6, 391.0], 'Barre': [10.9, 399.0], 'Arcogen': [11.0, 404.0], 'Alamitos': [11.3, 401.0], 'Harborgen': [12.5, 404.0], 'Long Beach': [13.2, 404.0], 'La Fresa': [13.7, 391.0], 'Rio Hondo': [14.1, 348.0], 'Lewis': [14.5, 396.0], 'Goodrich': [15.4, 351.0], 'El Nido': [15.5, 390.0], 'La Cienega': [16.4, 390.0], 'Redondo': [17.1, 390.0], 'Chevmain': [17.2, 390.0], 'Villa Park': [17.4, 381.0], 'El Segundo': [18.3, 390.0], 'Ellis': [19.2, 399.0], 'Serrano': [19.4, 379.0], 'Gould': [20.7, 15.0], 'Johanna': [20.8, 381.0], 'Huntington Beach': [20.8, 399.0], 'Chino': [25.0, 0.0], 'Santiago': [26.6, 379.0], 'Padua': [29.8, 0.0], 'Mira Loma': [31.6, 0.0], 'Viejo': [32.2, 16.0], 'Sylmar-Pac Intertie': [34.4, 5.0], 'Rancho Vista': [34.6, 0.0], 'Etiwanda': [35.0, 0.0], 'Trabuco': [35.4, 16.0], 'Margarita': [37.9, 16.0], 'Capistrano': [38.3, 16.0], 'Vincent': [38.4, 0.0], 'Lee Lake (Proposed)': [39.7, 14.0], 'Saugus': [43.4, 3.0], 'Pardee': [44.6, 3.0], 'Talega': [45.0, 14.0], 'Vista': [45.8, 0.0], 'San Onofre': [50.0, 14.0], 'San Bernardino': [50.8, 0.0], 'Moorpark': [51.7, 3.0], 'Lugo': [51.9, 0.0], 'Antelope': [53.5, 0.0], 'Valley': [56.2, 0.0], 'Victor': [57.1, 0.0], 'El Casco': [59.1, 0.0], 'Roadway': [59.7, 0.0]} | 1248.3989 | 379.1628 | 0.30372 | 869.2361 | 0.69628 | 0 | 0 | 0 | 0 | 0 | 0 | 0 | 0 | 0 | 0 | 0 | 0 | 0 | 0 | 8.9877 | 0.0071994 | 1239.4112 | 257.2514 | 0.20607 | 991.1476 | 779.6826 | 0.62455 | 468.7164 | 788.6703 | 0.63175 | 459.7286 | 0 | 0 | 1248.3989 | 31.2094 | 0.025 | 1217.1895
44 | Charca | Central_Valley_North_Los_Banos | PGE Kern | {'Semitropic': [6.3, 0.0], 'Shafter': [6.5, 0.0], 'Smyrna': [10.5, 0.0], 'Rio Bravo': [12.0, 0.0], 'Lerdo': [12.3, 0.0], 'Goose Lake': [14.3, 0.0], 'Midway': [15.8, 0.0], '7th Standard': [16.0, 0.0], 'Renfro': [17.7, 0.0], 'Tupman': [17.8, 0.0], 'Kern Power': [20.3, 0.0], 'Kern Oil': [20.7, 0.0], 'Vestal': [21.0, 0.0], 'Poso Mt.': [21.0, 0.0], 'Olive': [21.1, 0.0], 'Rosedale': [21.2, 0.0], 'Sycamore': [21.7, 0.0], 'Norco': [22.2, 0.0], 'West Park': [22.8, 0.0], 'Tevis': [22.8, 0.0], 'Bakersfield': [23.6, 0.0], 'Stockdale': [24.8, 0.0], 'Alpaugh': [25.6, 0.0], 'Kernridge': [26.0, 0.0], 'Temblor': [26.0, 0.0], 'Columbus': [26.1, 0.0], 'Elk Hills': [26.5, 0.0], 'Gates-Midway (Proposed)': [27.0, 0.0], 'Cal Water': [27.1, 0.0], 'Magunden': [28.4, 0.0], 'Midway - Wheeler Ridge (Proposed)': [33.7, 0.0], 'Lamont': [33.8, 0.0], 'Taft': [33.8, 0.0], 'Unknown - 3327': [33.8, 0.0], 'Arco': [35.0, 0.0], 'Grimmway-Malaga': [36.1, 0.0], 'Caliente': [36.9, 0.0], 'Corcoran': [37.0, 0.0], 'Waukena': [39.2, 0.0], 'Springville': [40.8, 0.0], 'Wheeler Ridge': [40.9, 0.0], 'Carrizo Plains': [43.2, 0.0], 'Solar': [44.2, 0.0], 'Rector': [48.3, 0.0], 'GWF Hanford': [49.1, 0.0], 'Avenal': [51.2, 0.0], 'Leprino': [52.1, 0.0], 'Pastoria': [53.8, 0.0], 'Henrietta': [54.4, 0.0], 'Mustang': [54.4, 0.0], 'Cholame': [57.1, 0.0], 'Gates': [58.0, 0.0], 'Cal Flats': [58.8, 0.0]} | 0 | 0 | 0 | 0 | 0 | 0 | 0 | 0 | 0 | 0 | 0 | 0 | 0 | 0 | 0 | 0 | 0 | 0 | 0 | 0 | 0 | 0 | 0 | 0 | 0 | 0 | 0 | 0 | 0 | 0 | 0 | 0 | 0 | 0 | 0 | 0 | 0
19 | Cheney | Central_Valley_North_Los_Banos | PGE Fresno | {'Panoche': [3.1, 0.0], 'Mendota': [7.3, 0.0], 'Tranquility': [7.6, 0.0], 'Cantua': [17.6, 0.0], 'Oro Loma': [18.8, 0.0], 'Newhall': [19.7, 0.0], 'Helm': [20.0, 0.0], 'Excelsior': [23.2, 0.0], 'Schindler': [27.1, 0.0], 'Mc Mullin': [30.3, 0.0], 'Dairyland': [31.5, 0.0], 'Borden': [36.3, 0.0], 'Kearney (New)': [36.4, 0.0], 'Gregg': [37.3, 0.0], 'Los Banos': [39.7, 0.0], 'West Fresno': [40.0, 0.0], 'Le Grand': [40.7, 0.0], 'Gates': [40.9, 0.0], 'Coburn': [42.5, 0.0], 'California Ave': [43.0, 0.0], 'Mustang': [43.9, 0.0], 'Henrietta': [44.2, 0.0], 'Merced': [44.3, 0.0], 'Malaga': [44.9, 0.0], 'Quinto': [44.9, 0.0], 'Wilson': [46.1, 0.0], 'Leprino': [47.4, 0.0], 'McCall': [49.6, 0.0], 'Avenal': [50.8, 0.0], 'Hollister': [51.0, 0.0], 'Sanger': [51.3, 0.0], 'Kingsburg': [53.7, 0.0], 'Miller': [53.7, 0.0], 'Cal Flats': [53.9, 0.0], 'GWF Hanford': [55.2, 0.0]} | 4087.9871 | 0 | 0 | 0 | 0 | 0 | 0 | 0 | 0 | 0 | 0 | 0 | 0 | 0 | 0 | 1000.0916 | 0.24464 | 3070.0156 | 0.75098 | 3735.3157 | 0.91373 | 352.6714 | 304.0406 | 0.074374 | 3783.9465 | 595.8206 | 0.14575 | 3492.1664 | 3813.1802 | 0.93278 | 274.8069 | 3990.7053 | 0.9762 | 97.2817 | 1.2632 | 0.000309 | 4086.7239
222 | Chevmain | Greater_LA | SCE Metro | {'El Segundo': [1.2, 482.0], 'El Nido': [1.8, 424.0], 'Redondo': [3.8, 422.0], 'La Fresa': [4.6, 422.0], 'La Cienega': [6.9, 482.0], 'Arcogen': [10.9, 402.0], 'Hinson': [11.9, 400.0], 'Harborgen': [13.2, 391.0], 'Lighthipe': [13.2, 399.0], 'Long Beach': [13.9, 390.0], 'Laguna Bell': [15.5, 399.0], 'Center': [17.2, 390.0], 'Del Amo': [18.0, 389.0], 'Mesa': [19.2, 390.0], 'Alamitos': [19.9, 387.0], 'Goodrich': [24.9, 408.0], 'Barre': [25.1, 385.0], 'Gould': [25.2, 81.0], 'Walnut': [27.0, 378.0], 'Olinda': [27.8, 377.0], 'Rio Hondo': [28.0, 348.0], 'Sylmar-Pac Intertie': [28.3, 97.0], 'Lewis': [29.7, 382.0], 'Huntington Beach': [30.2, 385.0], 'Ellis': [30.4, 385.0], 'Villa Park': [33.2, 367.0], 'Johanna': [34.2, 367.0], 'Serrano': [35.6, 365.0], 'Saugus': [37.2, 76.0], 'Pardee': [38.4, 74.0], 'Moorpark': [38.8, 95.0], 'Santiago': [40.0, 365.0], 'Chino': [42.1, 0.0], 'Vincent': [43.4, 57.0], 'Padua': [46.3, 0.0], 'Viejo': [46.7, 2.0], 'Trabuco': [48.1, 2.0], 'Mira Loma': [48.7, 0.0], 'Capistrano': [50.3, 2.0], 'Margarita': [50.8, 2.0], 'Rancho Vista': [51.5, 0.0], 'Etiwanda': [51.9, 0.0], 'Santa Clara': [52.6, 8.0], 'Mandalay': [52.9, 19.0], 'Antelope': [54.4, 44.0], 'Lee Lake (Proposed)': [55.8, 0.0], 'Talega': [57.1, 0.0]} | 1184.8448 | 455.5241 | 0.38446 | 729.3207 | 0.61554 | 0 | 0 | 0 | 0 | 0 | 0 | 0 | 0 | 0 | 0 | 85.6694 | 0.072304 | 0 | 0 | 40.9311 | 0.034546 | 1143.9138 | 202.449 | 0.17087 | 982.3958 | 604.0372 | 0.5098 | 580.8076 | 644.9683 | 0.54435 | 539.8765 | 27.1023 | 0.022874 | 1157.7425 | 9.7749 | 0.0082499 | 1175.07
132 | Chino | Greater_Kramer | SCE Metro | {'Mira Loma': [6.6, 0.0], 'Padua': [8.7, 0.0], 'Rancho Vista': [10.3, 0.0], 'Etiwanda': [10.7, 0.0], 'Serrano': [13.3, 0.0], 'Olinda': [14.5, 0.0], 'Villa Park': [15.5, 0.0], 'Walnut': [15.6, 0.0], 'Lewis': [18.2, 0.0], 'Rio Hondo': [18.8, 0.0], 'Vista': [20.8, 0.0], 'Lee Lake (Proposed)': [21.6, 0.0], 'Barre': [21.8, 0.0], 'Johanna': [22.0, 0.0], 'Viejo': [22.9, 0.0], 'Santiago': [23.5, 0.0], 'Mesa': [24.9, 0.0], 'Center': [25.0, 0.0], 'Goodrich': [25.7, 0.0], 'San Bernardino': [25.9, 0.0], 'Del Amo': [26.2, 0.0], 'Ellis': [26.4, 0.0], 'Laguna Bell': [27.0, 0.0], 'Alamitos': [29.0, 0.0], 'Lighthipe': [29.7, 0.0], 'Huntington Beach': [29.8, 0.0], 'Trabuco': [30.0, 0.0], 'Lugo': [31.0, 0.0], 'Margarita': [31.0, 0.0], 'Gould': [33.0, 0.0], 'Capistrano': [33.5, 0.0], 'Hinson': [33.6, 0.0], 'El Casco': [34.6, 0.0], 'Arcogen': [34.8, 0.0], 'Valley': [34.9, 0.0], 'Harborgen': [35.0, 0.0], 'Long Beach': [35.3, 0.0], 'Talega': [38.1, 0.0], 'La Fresa': [38.6, 0.0], 'Victor': [38.7, 0.0], 'La Cienega': [40.2, 0.0], 'El Nido': [40.5, 0.0], 'Vincent': [42.0, 0.0], 'Redondo': [42.0, 0.0], 'Chevmain': [42.1, 0.0], 'Roadway': [42.6, 0.0], 'El Segundo': [43.2, 0.0], 'San Onofre': [43.9, 0.0], 'Sylmar-Pac Intertie': [51.6, 0.0], 'Calcite': [56.5, 0.0], 'San Luis Rey': [57.7, 0.0], 'Saugus': [59.1, 0.0], 'Antelope': [59.3, 0.0]} | 8023.3496 | 0.19825 | 2.4709e-05 | 8023.1514 | 0.99998 | 0 | 0 | 0 | 0 | 0 | 0 | 0 | 0 | 0 | 0 | 3636.9341 | 0.45329 | 2923.9097 | 0.36443 | 4670.9248 | 0.58217 | 3352.4248 | 5309.5239 | 0.66176 | 2713.8257 | 4863.415 | 0.60616 | 3159.9346 | 7927.1943 | 0.98802 | 96.1553 | 3310.8057 | 0.41265 | 4712.5439 | 39.9024 | 0.0049733 | 7983.4472
159 | Cholame | Kern_Greater_Carrizo | PGE Fresno | {'Cal Flats': [12.7, 682.0], 'Templeton': [21.4, 1590.0], 'Avenal': [23.6, 328.0], 'Arco': [24.5, 328.0], 'Solar': [26.1, 1390.0], 'Carrizo Plains': [26.9, 1390.0], 'Caliente': [31.7, 1269.0], 'Gates-Midway (Proposed)': [33.0, 328.0], 'Gates': [33.5, 140.0], 'San Luis Obispo': [33.8, 1460.0], 'Morro Bay': [36.3, 1420.0], 'Kernridge': [37.6, 173.0], 'Temblor': [41.7, 74.0], 'Oceano': [42.7, 1203.0], 'Goose Lake': [42.9, 0.0], 'Diablo Canyon': [43.4, 1332.0], 'Mustang': [44.3, 0.0], 'Henrietta': [45.4, 0.0], 'Mesa': [47.2, 882.0], 'Leprino': [47.4, 0.0], 'Smyrna': [49.5, 0.0], 'Excelsior': [49.6, 0.0], 'Schindler': [50.6, 0.0], 'Semitropic': [50.9, 0.0], 'Cantua': [51.3, 0.0], 'Olive': [52.1, 0.0], 'Corcoran': [52.5, 0.0], 'Waukena': [52.7, 0.0], 'Alpaugh': [52.9, 0.0], 'Midway': [53.4, 0.0], 'GWF Hanford': [55.7, 0.0], 'Sisquoc': [55.8, 0.0], 'Charca': [57.1, 0.0], 'Shafter': [58.5, 0.0]} | 15378.8506 | 1781.2705 | 0.11583 | 13597.5801 | 0.88417 | 0 | 0 | 0 | 0 | 0 | 1123.5126 | 0.073056 | 0 | 0 | 0 | 11234.5596 | 0.73052 | 2779.6919 | 0.18075 | 9702.9004 | 0.63092 | 5675.9502 | 1622.3235 | 0.10549 | 13756.5271 | 4487.1826 | 0.29178 | 10891.668 | 10896.8447 | 0.70856 | 4482.0059 | 8941.7217 | 0.58143 | 6437.1289 | 144.7268 | 0.0094108 | 15234.1238
12 | Clayton | Solano | PGE GBA | {'Kirker': [6.3, 31161.0], 'Pittsburg': [7.5, 31161.0], 'Martinez': [9.4, 31111.0], 'Contra Costa': [10.9, 30793.0], 'Lone Tree': [11.4, 30786.0], 'Birds Landing': [14.6, 30767.0], 'Brentwood': [16.0, 29385.0], 'Shiloh III': [16.9, 30767.0], 'Cayetano': [17.8, 22677.0], 'Carquinez': [18.3, 27931.0], 'Delta Pumps': [21.4, 26135.0], 'Kelso': [22.4, 25269.0], 'Eastshore': [23.5, 1487.0], 'Peabody': [23.6, 30745.0], 'Midway Green Ridge Services': [25.7, 13670.0], 'Tulucay': [26.5, 26664.0], 'Tesla': [27.3, 7521.0], 'Grand Island': [28.6, 29602.0], 'Martin': [29.2, 1730.0], 'Newark': [30.6, 425.0], 'Vaca-Dixon & Gc Yard': [31.7, 30370.0], 'Ignacio': [32.5, 1880.0], 'Eight Mile': [33.2, 28333.0], 'Stagg': [34.0, 27358.0], 'Los Esteros': [35.7, 128.0], 'Scott': [39.2, 87.0], 'Vierra': [39.3, 1490.0], 'Lakeville': [39.5, 1576.0], 'Weber': [39.8, 3718.0], 'Putah Creek': [40.0, 17861.0], 'Davis': [43.4, 20273.0], 'Lockeford': [45.6, 3595.0], 'Penngrove': [46.5, 115.0], 'Ripon': [46.8, 0.0], 'Westley': [48.7, 0.0], 'Hicks': [49.2, 14.0], 'Madison': [50.2, 1209.0], 'Bellevue': [50.4, 0.0], 'Metcalf 1': [51.2, 0.0], 'Metcalf Energy Center': [51.4, 0.0], 'Woodland': [52.0, 1089.0], 'Bellota': [52.3, 158.0], 'Rancho Seco - Bellota (Proposed)': [54.5, 0.0], 'Camanche': [54.7, 0.0], 'Fulton': [57.6, 0.0], 'Riverbank': [59.2, 0.0]} | 168782.1406 | 31317 | 0.18555 | 137465.1406 | 0.81445 | 0 | 0 | 0 | 0 | 0 | 39415.0859 | 0.23353 | 20905.3281 | 0.12386 | 0 | 101271.6484 | 0.60001 | 101.5151 | 0.00060146 | 58304.5781 | 0.34544 | 110477.5625 | 73126.1328 | 0.43326 | 95656.0078 | 77831.2109 | 0.46113 | 90950.9297 | 107438.7578 | 0.63655 | 61343.3828 | 22641.457 | 0.13415 | 146140.6836 | 29606.2441 | 0.17541 | 139175.8965
176 | Cloverdale | Mendocino_Marin | PGE NGBA | {'Eagle Rock': [11.0, 879.0], 'Hopland': [12.7, 1366.0], 'Geysers Tap 1': [14.1, 499.0], 'Fulton': [24.7, 110.0], 'Ukiah': [25.8, 1317.0], 'Calpella': [29.3, 1317.0], 'Mendocino': [32.9, 979.0], 'Bellevue': [33.1, 5.0], 'Penngrove': [37.7, 5.0], 'Lakeville': [44.3, 1.0], 'Cortina': [47.9, 57.0], 'Tulucay': [55.3, 0.0], 'Ignacio': [55.9, 0.0], 'Delevan': [56.0, 0.0], 'Madison': [56.8, 0.0], 'Putah Creek': [58.0, 0.0]} | 25797.9414 | 1455.3409 | 0.056413 | 24342.5996 | 0.94359 | 0 | 0 | 0 | 0 | 0 | 355.6587 | 0.013786 | 27.9022 | 0.0010816 | 0 | 8598.9453 | 0.33332 | 10261.6865 | 0.39777 | 17388.7207 | 0.67404 | 8409.2207 | 6337.7573 | 0.24567 | 19460.1841 | 14956.1826 | 0.57974 | 10841.7588 | 21219.6797 | 0.82253 | 4578.2617 | 15324.3389 | 0.59401 | 10473.6025 | 119.636 | 0.0046374 | 25678.3055
109 | Coburn | Peninsula_Monterey | PGE GBA | {'Panoche': [41.3, 0.0], 'Cheney': [42.5, 0.0], 'Hollister': [43.7, 3441.0], 'Cantua': [46.2, 0.0], 'Tranquility': [46.9, 0.0], 'Mendota': [49.5, 0.0], 'Oro Loma': [50.9, 0.0], 'Moss Landing': [51.2, 3295.0], 'Excelsior': [51.8, 0.0], 'Cal Flats': [53.5, 0.0], 'Los Banos': [54.9, 0.0], 'Templeton': [55.5, 0.0], 'Llagas': [56.1, 0.0], 'Schindler': [56.9, 0.0], 'Gates': [57.6, 0.0], 'Helm': [58.5, 0.0], 'Quinto': [59.2, 0.0]} | 18312.832 | 8217.0283 | 0.4487 | 10095.8037 | 0.5513 | 0 | 0 | 0 | 0 | 0 | 303.1572 | 0.016554 | 6147.6133 | 0.3357 | 0 | 2747.7471 | 0.15004 | 7534.813 | 0.41145 | 6367.5083 | 0.34771 | 11945.3237 | 1219.4865 | 0.066592 | 17093.3456 | 3284.8613 | 0.17937 | 15027.9707 | 8096.2783 | 0.44211 | 10216.5537 | 6820.8867 | 0.37246 | 11491.9453 | 551.1602 | 0.030097 | 17761.6718
276 | Colgate | Northern_California | PGE NGBA | {'Brunswick': [10.8, 531.0], 'Palermo': [19.5, 67.0], 'Higgins': [20.5, 19.0], 'Honcut': [21.7, 0.0], 'Wyandotte': [21.8, 67.0], 'East Marysville': [23.0, 0.0], 'Drum 1': [23.2, 531.0], 'Olivehurst': [25.1, 0.0], 'Thermalito': [26.8, 67.0], 'Pease': [27.6, 0.0], 'Table Mt.': [28.8, 67.0], 'Rio Oso': [31.1, 0.0], 'Pleasant Grove': [35.7, 0.0], 'Summit': [43.4, 518.0], 'Gold Hill': [46.6, 0.0], 'Placerville': [46.8, 0.0], 'Woodland': [54.5, 0.0], 'Cortina': [57.3, 0.0], 'Delevan': [57.8, 0.0], 'Logan Creek': [59.1, 0.0], 'Glenn': [59.5, 0.0]} | 1737.1838 | 597.3374 | 0.34385 | 1139.8464 | 0.65615 | 0 | 0 | 0 | 0 | 0 | 0 | 0 | 0 | 0 | 0 | 711.1864 | 0.40939 | 265.0251 | 0.15256 | 0 | 0 | 1737.1838 | 674.2539 | 0.38813 | 1062.9299 | 484.0291 | 0.27863 | 1253.1547 | 770.7908 | 0.4437 | 966.3931 | 565.6876 | 0.32563 | 1171.4962 | 31.3486 | 0.018046 | 1705.8352
257 | Colorado River | Riverside (Exclude) | SCE Eastern | {'Blythe': [12.6, 13489.0], 'Red Bluff': [29.8, 2159.0], 'Kem': [43.4, 1829.0], 'Sonora': [46.2, 0.0], 'Julian Hinds': [47.5, 1829.0], 'Arkansas': [48.6, 0.0], 'Bannister': [50.8, 0.0]} | 163068.8594 | 15315.626 | 0.093921 | 147753.2344 | 0.90608 | 0 | 0 | 0 | 0 | 0 | 20.3459 | 0.00012477 | 5.6506 | 3.4652e-05 | 0 | 0 | 0 | 0 | 0 | 69982.9531 | 0.42916 | 93085.9062 | 44605.1016 | 0.27354 | 118463.7578 | 42140.9414 | 0.25842 | 120927.918 | 83760.0391 | 0.51365 | 79308.8203 | 125219.6406 | 0.76789 | 37849.2188 | 727.7811 | 0.004463 | 162341.0783
45 | Columbus | Central_Valley_North_Los_Banos | PGE Kern | {'Cal Water': [2.7, 634.0], 'Magunden': [2.8, 634.0], 'Bakersfield': [3.7, 535.0], 'Sycamore': [4.7, 535.0], 'Kern Oil': [5.4, 535.0], 'West Park': [5.9, 182.0], 'Rosedale': [7.9, 89.0], 'Unknown - 3327': [8.2, 634.0], 'Lamont': [8.3, 634.0], 'Kern Power': [9.0, 9.0], 'Stockdale': [9.1, 0.0], 'Poso Mt.': [11.1, 535.0], '7th Standard': [11.2, 32.0], 'Grimmway-Malaga': [11.3, 337.0], 'Tevis': [12.0, 0.0], 'Renfro': [12.7, 0.0], 'Lerdo': [13.9, 75.0], 'Rio Bravo': [18.3, 0.0], 'Tupman': [18.9, 0.0], 'Wheeler Ridge': [21.5, 99.0], 'Norco': [22.2, 0.0], 'Shafter': [22.7, 0.0], 'Charca': [26.1, 0.0], 'Midway - Wheeler Ridge (Proposed)': [26.6, 0.0], 'Elk Hills': [27.4, 0.0], 'Midway': [28.9, 0.0], 'Semitropic': [31.3, 0.0], 'Vestal': [31.7, 96.0], 'Pastoria': [32.4, 99.0], 'Taft': [35.6, 0.0], 'Smyrna': [36.4, 0.0], 'Highwind': [37.9, 99.0], 'Goose Lake': [38.7, 0.0], 'Temblor': [42.7, 0.0], 'Bailey': [43.9, 99.0], 'Olive': [44.7, 0.0], 'Windhub': [44.9, 99.0], 'Kernridge': [45.2, 0.0], 'Whirlwind': [46.9, 99.0], 'Alpaugh': [48.6, 0.0], 'Springville': [49.0, 0.0], 'Gates-Midway (Proposed)': [53.0, 0.0], 'Caliente': [55.1, 0.0]} | 4669.6562 | 632.8912 | 0.13553 | 4036.7651 | 0.86447 | 0 | 0 | 0 | 0 | 0 | 0 | 0 | 0 | 0 | 0 | 309.7926 | 0.066342 | 4359.3359 | 0.93355 | 1559.7878 | 0.33403 | 3109.8684 | 887.6915 | 0.1901 | 3781.9648 | 1959.6361 | 0.41965 | 2710.0201 | 2781.3318 | 0.59562 | 1888.3245 | 3452.2778 | 0.7393 | 1217.3784 | 36.9465 | 0.007912 | 4632.7098
13 | Contra Costa | Solano | PGE GBA | {'Lone Tree': [3.9, 30740.0], 'Pittsburg': [6.7, 30822.0], 'Kirker': [6.9, 30822.0], 'Brentwood': [8.0, 29385.0], 'Birds Landing': [9.0, 30795.0], 'Clayton': [10.9, 30793.0], 'Shiloh III': [12.2, 30795.0], 'Delta Pumps': [16.3, 26135.0], 'Kelso': [17.1, 25269.0], 'Cayetano': [18.0, 22528.0], 'Martinez': [18.2, 30533.0], 'Grand Island': [19.1, 29631.0], 'Midway Green Ridge Services': [21.7, 13670.0], 'Peabody': [22.2, 30774.0], 'Eight Mile': [22.5, 28335.0], 'Tesla': [23.1, 7521.0], 'Stagg': [23.7, 27358.0], 'Carquinez': [26.1, 27371.0], 'Vaca-Dixon & Gc Yard': [28.7, 30399.0], 'Weber': [30.1, 3718.0], 'Vierra': [31.1, 1490.0], 'Tulucay': [31.5, 26405.0], 'Eastshore': [31.6, 926.0], 'Lockeford': [34.9, 3595.0], 'Newark': [36.2, 118.0], 'Davis': [37.8, 20302.0], 'Putah Creek': [37.9, 17890.0], 'Ripon': [38.6, 0.0], 'Martin': [39.9, 1144.0], 'Los Esteros': [40.4, 34.0], 'Ignacio': [41.6, 1369.0], 'Bellota': [41.9, 158.0], 'Westley': [42.8, 0.0], 'Rancho Seco - Bellota (Proposed)': [43.8, 0.0], 'Camanche': [43.8, 0.0], 'Scott': [44.0, 1.0], 'Lakeville': [46.8, 1338.0], 'Woodland': [46.9, 1118.0], 'Madison': [47.4, 1238.0], 'Riverbank': [50.3, 0.0], 'Hicks': [53.3, 0.0], 'Penngrove': [53.5, 75.0], 'Metcalf 1': [53.6, 0.0], 'Metcalf Energy Center': [53.8, 0.0], 'Crow Creek': [55.8, 0.0], 'Fink (Proposed)': [55.9, 0.0], 'Warnerville': [56.4, 0.0], 'Bellevue': [56.9, 0.0], 'Gold Hill': [57.4, 0.0]} | 193015.1719 | 30784.002 | 0.15949 | 162231.1719 | 0.84051 | 0 | 0 | 0 | 0 | 0 | 45699.0586 | 0.23676 | 32154.6367 | 0.16659 | 0 | 112489.1953 | 0.5828 | 498.5649 | 0.002583 | 63829.4922 | 0.3307 | 129185.6797 | 77740.8984 | 0.40277 | 115274.2734 | 84387.8594 | 0.43721 | 108627.3125 | 114505.7891 | 0.59325 | 78509.3828 | 25365.3633 | 0.13142 | 167649.8086 | 33035.5 | 0.17115 | 159979.6719
216 | Control | Greater_Kramer (Exclude) | SCE NOL | {'Inyo': [2.2, 247.0], 'Big Creek 1': [42.9, 0.0]} | 25407.3105 | 246.3216 | 0.0096949 | 25160.9883 | 0.99031 | 0 | 0 | 0 | 0 | 0 | 1.3155 | 5.1775e-05 | 0 | 0 | 0 | 739.6047 | 0.02911 | 0 | 0 | 0 | 0 | 25407.3105 | 15996.3779 | 0.6296 | 9410.9326 | 3556.5713 | 0.13998 | 21850.7393 | 19030.3691 | 0.74901 | 6376.9414 | 23421.6973 | 0.92185 | 1985.6133 | 1669.0818 | 0.065693 | 23738.2288
231 | Coolwater | Greater_Kramer | SCE NOL | {'Tortilla': [10.0, 28906.0], 'Calcite': [23.9, 22177.0], 'Pisgah': [27.3, 25084.0], 'Lugo - Pisgah (Proposed)': [34.4, 4295.0], 'Roadway': [37.5, 3366.0], 'Victor': [39.2, 3185.0], 'Kramer': [40.0, 1207.0], 'Lugo': [45.1, 3129.0], 'Randsburg': [56.7, 0.0], 'San Bernardino': [58.3, 0.0]} | 165306.625 | 29157.1191 | 0.17638 | 136149.5 | 0.82362 | 0 | 0 | 0 | 0 | 0 | 706.215 | 0.0042722 | 582.6621 | 0.0035247 | 0 | 0 | 0 | 0 | 0 | 64642.6523 | 0.39105 | 100663.9727 | 32638.8242 | 0.19744 | 132667.8008 | 21328.541 | 0.12902 | 143978.084 | 75235.2344 | 0.45513 | 90071.3906 | 108711.1328 | 0.65763 | 56595.4922 | 1620.4137 | 0.0098025 | 163686.2113
71 | Corcoran | Central_Valley_North_Los_Banos | PGE Fresno | {'Waukena': [2.3, 0.0], 'Alpaugh': [11.5, 0.0], 'GWF Hanford': [12.2, 0.0], 'Olive': [15.9, 0.0], 'Leprino': [17.9, 0.0], 'Henrietta': [21.4, 0.0], 'Mustang': [21.9, 0.0], 'Rector': [22.0, 0.0], 'Gates-Midway (Proposed)': [25.5, 0.0], 'Kingsburg': [26.2, 0.0], 'Smyrna': [27.6, 0.0], 'Arco': [30.5, 0.0], 'Gates': [31.8, 0.0], 'Vestal': [32.2, 0.0], 'Avenal': [32.6, 0.0], 'Springville': [34.6, 0.0], 'McCall': [34.9, 0.0], 'Goose Lake': [35.1, 0.0], 'Wahtoke': [35.4, 0.0], 'Reedley': [35.6, 0.0], 'Semitropic': [35.7, 0.0], 'Charca': [37.0, 0.0], 'Schindler': [38.2, 0.0], 'Mc Mullin': [41.2, 0.0], 'Malaga': [41.4, 0.0], 'Sanger': [41.4, 0.0], 'Excelsior': [42.6, 0.0], 'Shafter': [43.2, 0.0], 'California Ave': [43.7, 0.0], 'West Fresno': [44.5, 0.0], 'Kearney (New)': [45.0, 0.0], 'Cal Flats': [45.9, 0.0], 'Kernridge': [47.2, 0.0], 'Lerdo': [47.8, 0.0], 'Helm': [47.9, 0.0], 'Cantua': [49.0, 0.0], 'Rio Bravo': [49.0, 0.0], 'Midway': [49.1, 0.0], 'Poso Mt.': [50.7, 0.0], 'Temblor': [50.8, 0.0], '7th Standard': [52.0, 0.0], 'Cholame': [52.5, 0.0], 'Caliente': [54.3, 0.0], 'Renfro': [54.5, 0.0], 'Tupman': [54.6, 0.0], 'Kern Oil': [55.1, 0.0], 'Gregg': [55.1, 0.0], 'Sycamore': [55.4, 0.0], 'Kern Power': [56.6, 0.0], 'Carrizo Plains': [57.1, 0.0], 'Rosedale': [57.3, 0.0], 'Solar': [57.6, 0.0], 'Tranquility': [57.7, 0.0], 'Norco': [58.5, 0.0], 'West Park': [58.5, 0.0], 'Bakersfield': [58.7, 0.0], 'Tevis': [59.6, 0.0]} | 0 | 0 | 0 | 0 | 0 | 0 | 0 | 0 | 0 | 0 | 0 | 0 | 0 | 0 | 0 | 0 | 0 | 0 | 0 | 0 | 0 | 0 | 0 | 0 | 0 | 0 | 0 | 0 | 0 | 0 | 0 | 0 | 0 | 0 | 0 | 0 | 0
9 | Cortina | Northern_California | PGE NGBA | {'Delevan': [17.3, 424.0], 'Logan Creek': [29.0, 43.0], 'Pease': [30.4, 0.0], 'Madison': [33.9, 626.0], 'East Marysville': [35.7, 0.0], 'Honcut': [36.4, 0.0], 'Olivehurst': [36.6, 0.0], 'Eagle Rock': [37.4, 393.0], 'Geysers Tap 1': [38.2, 57.0], 'Woodland': [39.4, 589.0], 'Thermalito': [41.7, 0.0], 'Rio Oso': [42.6, 0.0], 'Table Mt.': [43.1, 0.0], 'Putah Creek': [43.1, 589.0], 'Palermo': [44.3, 0.0], 'Wyandotte': [44.6, 0.0], 'Glenn': [45.6, 0.0], 'Hopland': [47.2, 418.0], 'Davis': [47.7, 479.0], 'Cloverdale': [47.9, 57.0], 'Fulton': [51.9, 0.0], 'Ukiah': [52.0, 396.0], 'Calpella': [52.3, 396.0], 'Vaca-Dixon & Gc Yard': [52.3, 477.0], 'Mendocino': [52.9, 366.0], 'Pleasant Grove': [53.4, 0.0], 'Colgate': [57.3, 0.0], 'Bellevue': [57.6, 0.0], 'Peabody': [59.3, 0.0]} | 52470.3242 | 1069.1299 | 0.020376 | 51401.1953 | 0.97962 | 0 | 0 | 0 | 0 | 0 | 3276.6409 | 0.062448 | 1110.3745 | 0.021162 | 0 | 20269.0762 | 0.3863 | 30394.9883 | 0.57928 | 36097.8203 | 0.68797 | 16372.5039 | 6758.437 | 0.1288 | 45711.8872 | 11452.6504 | 0.21827 | 41017.6738 | 40438.6562 | 0.7707 | 12031.668 | 43138.4453 | 0.82215 | 9331.8789 | 416.7218 | 0.007942 | 52053.6024
169 | Cottonwood | Northern_California | PGE NGBA | {'Jessup': [5.5, 325.0], 'Round Mt.': [33.1, 0.0], 'Cove Road': [37.5, 0.0], 'New Sub - Pit 1 - Cottonwood (Proposed)': [37.5, 0.0], 'Glenn': [43.3, 227.0], 'Pit 1': [57.4, 0.0], 'Logan Creek': [59.2, 1.0]} | 6034.1216 | 445.1735 | 0.073776 | 5588.9482 | 0.92622 | 0 | 0 | 0 | 0 | 0 | 135.197 | 0.022405 | 3.3315 | 0.0005521 | 0 | 4979.6655 | 0.82525 | 797.2103 | 0.13212 | 1991.925 | 0.33011 | 4042.1965 | 186.7433 | 0.030948 | 5847.3783 | 879.9742 | 0.14583 | 5154.1474 | 2549.8821 | 0.42258 | 3484.2395 | 4136.9824 | 0.6856 | 1897.1392 | 1009.1106 | 0.16723 | 5025.011
225 | Cove Rd | Northern_California | PGE NGBA | {'Round Mt.': [4.9, 2107.0], 'New Sub - Pit 1 - Cottonwood (Proposed)': [6.8, 1604.0], 'Pit 1': [23.9, 1491.0], 'Jessup': [35.5, 0.0], 'Cottonwood': [37.5, 0.0]} | 15132.7021 | 2403.3118 | 0.15882 | 12729.3906 | 0.84118 | 0 | 0 | 0 | 0 | 0 | 0 | 0 | 0 | 0 | 0 | 9074.7324 | 0.59968 | 3159.6255 | 0.20879 | 6322.0928 | 0.41778 | 8810.6094 | 2897.8201 | 0.19149 | 12234.8821 | 2840.5293 | 0.18771 | 12292.1729 | 9352.6719 | 0.61804 | 5780.0303 | 7683.5938 | 0.50775 | 7449.1084 | 145.968 | 0.0096459 | 14986.7341
228 | Coyote | Peninsula_Monterey | PGE GBA | {'Metcalf 1': [0.3, 86.0], 'Hicks': [8.5, 83.0], 'Scott': [15.7, 78.0], 'Los Esteros': [17.5, 33.0], 'Llagas': [18.1, 28.0], 'Newark': [23.4, 33.0], 'Moss Landing': [28.7, 53.0], 'Hollister': [31.1, 8.0], 'Eastshore': [34.5, 33.0], 'Miller': [34.7, 0.0], 'Fink (Proposed)': [34.8, 0.0], 'Crow Creek': [35.2, 0.0], 'Tesla': [35.3, 0.0], 'Cayetano': [35.7, 0.0], 'Midway Green Ridge Services': [36.0, 0.0], 'Quinto': [38.0, 0.0], 'Westley': [38.7, 0.0], 'Delta Pumps': [40.6, 0.0], 'Kelso': [40.6, 0.0], 'Los Banos': [41.6, 0.0], 'Vierra': [47.5, 0.0], 'Brentwood': [48.3, 0.0], 'Martin': [49.3, 0.0], 'Ripon': [49.5, 0.0], 'Lone Tree': [50.1, 0.0], 'Clayton': [51.4, 0.0], 'Contra Costa': [53.8, 0.0], 'Weber': [55.7, 0.0], 'Kirker': [55.9, 0.0], 'Pittsburg': [56.9, 0.0], 'Stagg': [57.5, 0.0], 'Martinez': [58.4, 0.0], 'Riverbank': [59.6, 0.0]} | 11138.4287 | 81.351 | 0.0073036 | 11057.0781 | 0.9927 | 0 | 0 | 0 | 0 | 0 | 5.3802 | 0.00048303 | 7.7298 | 0.00069398 | 0 | 4655.8091 | 0.418 | 6089.0137 | 0.54667 | 10104.877 | 0.90721 | 1033.5518 | 3818.834 | 0.34285 | 7319.5947 | 4969.2603 | 0.44614 | 6169.1685 | 10651.5605 | 0.95629 | 486.8682 | 10390.9434 | 0.93289 | 747.4854 | 168.8216 | 0.015157 | 10969.6071
309 | Crow Creek | Central_Valley_North_Los_Banos | PGE Fresno | {'Fink (Proposed)': [0.4, 0.0], 'Miller': [8.4, 0.0], 'Westley': [14.7, 0.0], 'Quinto': [17.9, 0.0], 'Los Banos': [23.0, 0.0], 'Ripon': [26.4, 0.0], 'Riverbank': [30.0, 0.0], 'Vierra': [30.2, 0.0], 'Warnerville': [31.3, 0.0], 'Tesla': [33.1, 0.0], 'Llagas': [34.3, 0.0], 'Midway Green Ridge Services': [34.7, 0.0], 'Metcalf 1': [34.9, 0.0], 'Metcalf Energy Center': [35.2, 0.0], 'Merced': [36.4, 0.0], 'Weber': [38.1, 0.0], 'Hollister': [38.3, 0.0], 'Kelso': [38.9, 0.0], 'Delta Pumps': [39.7, 0.0], 'Wilson': [40.5, 0.0], 'Oro Loma': [42.9, 0.0], 'Cayetano': [43.0, 0.0], 'Hicks': [43.2, 0.0], 'Los Esteros': [43.9, 0.0], 'Stagg': [44.3, 0.0], 'Bellota': [44.8, 0.0], 'Scott': [44.9, 0.0], 'Newark': [47.5, 0.0], 'Brentwood': [47.9, 0.0], 'Eight Mile': [49.1, 0.0], 'Le Grand': [49.2, 0.0], 'Chinese Station': [49.9, 0.0], 'Dairyland': [50.2, 0.0], 'Peoria': [50.6, 0.0], 'Lockeford': [51.4, 0.0], 'New Melones': [51.6, 0.0], 'Lone Tree': [52.2, 0.0], 'Moss Landing': [52.7, 0.0], 'Rancho Seco - Bellota (Proposed)': [53.0, 0.0], 'Contra Costa': [55.8, 0.0], 'Eastshore': [56.5, 0.0], 'Newhall': [56.7, 0.0], 'Camanche': [58.3, 0.0], 'Panoche': [58.4, 0.0], 'Mendota': [58.6, 0.0]} | 17961.4355 | 0 | 0 | 0 | 0 | 0 | 0 | 0 | 0 | 0 | 2.8667 | 0.0001596 | 0 | 0 | 0 | 9951.7285 | 0.55406 | 8003.7251 | 0.44561 | 17332.3164 | 0.96497 | 629.1191 | 6365.125 | 0.35438 | 11596.3105 | 8214.3555 | 0.45733 | 9747.0801 | 17642.9668 | 0.98227 | 318.4688 | 17207.7344 | 0.95804 | 753.7012 | 71.6344 | 0.0039882 | 17889.8011
190 | Curtis | El_Dorado_Mariposa | PGE GBA | {'Peoria': [10.9, 0.0], 'Chinese Station': [11.1, 0.0], 'New Melones': [11.6, 57.0], 'Donnells-Curtis': [24.4, 183.0], 'Warnerville': [30.9, 0.0], 'Riverbank': [35.1, 0.0], 'Bellota': [37.9, 0.0], 'Rancho Seco - Bellota (Proposed)': [38.5, 0.0], 'Camanche': [41.8, 0.0], 'Lockeford': [46.8, 0.0], 'Wilson': [47.3, 0.0], 'Ripon': [47.6, 0.0], 'Merced': [49.3, 0.0], 'Weber': [50.3, 0.0], 'Vierra': [53.5, 0.0], 'Le Grand': [54.6, 0.0], 'Westley': [55.6, 0.0], 'Stagg': [56.1, 0.0], 'Eight Mile': [57.9, 0.0], 'Placerville': [58.0, 0.0]} | 1696.035 | 182.0003 | 0.10731 | 1514.0347 | 0.89269 | 0 | 0 | 0 | 0 | 0 | 0 | 0 | 0 | 0 | 0 | 926.2977 | 0.54615 | 61.5719 | 0.036303 | 0 | 0 | 1696.035 | 0 | 0 | 1696.035 | 206.3372 | 0.12166 | 1489.6979 | 206.3372 | 0.12166 | 1489.6979 | 1254.2102 | 0.7395 | 441.8248 | 181.3445 | 0.10692 | 1514.6905
97 | Dairyland | Central_Valley_North_Los_Banos | PGE Fresno | {'Le Grand': [9.3, 0.0], 'Newhall': [13.0, 0.0], 'Wilson': [17.2, 0.0], 'Merced': [17.8, 0.0], 'Borden': [20.5, 0.0], 'Oro Loma': [22.0, 0.0], 'Mendota': [24.4, 0.0], 'Gregg': [26.1, 0.0], 'Panoche': [31.4, 0.0], 'Cheney': [31.5, 0.0], 'Tranquility': [32.5, 0.0], 'Helm': [32.9, 0.0], 'Kearney (New)': [34.0, 0.0], 'West Fresno': [36.0, 0.0], 'Mc Mullin': [36.7, 0.0], 'California Ave': [38.3, 0.0], 'Los Banos': [38.9, 0.0], 'Malaga': [41.1, 0.0], 'Quinto': [41.7, 0.0], 'Cantua': [43.2, 0.0], 'Excelsior': [45.5, 0.0], 'Sanger': [45.8, 0.0], 'Schindler': [46.2, 0.0], 'Miller': [46.2, 0.0], 'McCall': [48.4, 0.0], 'Crow Creek': [50.2, 0.0], 'Fink (Proposed)': [50.3, 0.0], 'Warnerville': [54.4, 0.0], 'Kingsburg': [56.4, 0.0], 'Wahtoke': [56.6, 0.0], 'Chinese Station': [57.3, 0.0], 'Riverbank': [59.1, 0.0], 'Peoria': [59.5, 0.0]} | 0 | 0 | 0 | 0 | 0 | 0 | 0 | 0 | 0 | 0 | 0 | 0 | 0 | 0 | 0 | 0 | 0 | 0 | 0 | 0 | 0 | 0 | 0 | 0 | 0 | 0 | 0 | 0 | 0 | 0 | 0 | 0 | 0 | 0 | 0 | 0 | 0
194 | Davis | Solano | PGE NGBA | {'Woodland': [9.3, 2635.0], 'Putah Creek': [14.2, 18067.0], 'Vaca-Dixon & Gc Yard': [14.2, 21817.0], 'Madison': [15.4, 2756.0], 'Peabody': [22.0, 21340.0], 'Grand Island': [23.0, 20757.0], 'Shiloh III': [26.7, 21340.0], 'Birds Landing': [29.5, 21340.0], 'Pleasant Grove': [30.0, 0.0], 'Rio Oso': [30.6, 0.0], 'Gold Hill': [33.2, 0.0], 'Tulucay': [35.5, 18593.0], 'Pittsburg': [36.2, 20650.0], 'Kirker': [37.4, 20650.0], 'Contra Costa': [37.8, 20302.0], 'Eight Mile': [38.8, 18992.0], 'Olivehurst': [39.2, 0.0], 'Lone Tree': [41.4, 20230.0], 'Carquinez': [42.0, 18593.0], 'Martinez': [42.1, 20627.0], 'Lockeford': [42.9, 2215.0], 'Pease': [43.3, 0.0], 'Brentwood': [43.4, 18997.0], 'Clayton': [43.4, 20273.0], 'Stagg': [43.6, 18015.0], 'East Marysville': [43.7, 0.0], 'Camanche': [44.8, 0.0], 'Cortina': [47.7, 479.0], 'Higgins': [48.9, 0.0], 'Rancho Seco - Bellota (Proposed)': [49.1, 0.0], 'Lakeville': [50.2, 194.0], 'Weber': [50.9, 2247.0], 'Delta Pumps': [51.8, 16784.0], 'Kelso': [52.1, 15919.0], 'Placerville': [52.9, 0.0], 'Bellota': [53.6, 0.0], 'Penngrove': [53.7, 1.0], 'Honcut': [54.1, 0.0], 'Bellevue': [54.2, 1.0], 'Ignacio': [54.4, 194.0], 'Fulton': [55.6, 0.0], 'Cayetano': [55.8, 12909.0], 'Geysers Tap 1': [57.0, 0.0], 'Midway Green Ridge Services': [57.1, 4960.0], 'Vierra': [57.4, 0.0], 'Tesla': [58.3, 1339.0]} | 149649.8438 | 21811.3652 | 0.14575 | 127838.4766 | 0.85425 | 0 | 0 | 0 | 0 | 0 | 41884.0977 | 0.27988 | 31613.623 | 0.21125 | 0 | 89730.0547 | 0.5996 | 6330.5894 | 0.042303 | 51691.1172 | 0.34541 | 97958.7266 | 27792.2969 | 0.18572 | 121857.5469 | 31832.1055 | 0.21271 | 117817.7383 | 81510.5156 | 0.54467 | 68139.3281 | 35937.9688 | 0.24015 | 113711.875 | 20350.7383 | 0.13599 | 129299.1055
80 | Del Amo | Greater_LA | SCE Metro | {'Lighthipe': [5.0, 403.0], 'Center': [5.6, 403.0], 'Alamitos': [5.7, 408.0], 'Barre': [7.1, 406.0], 'Hinson': [7.5, 406.0], 'Arcogen': [8.7, 403.0], 'Harborgen': [8.9, 408.0], 'Laguna Bell': [9.3, 399.0], 'Long Beach': [9.3, 408.0], 'Lewis': [11.7, 403.0], 'Olinda': [12.1, 396.0], 'Mesa': [13.1, 389.0], 'La Fresa': [13.7, 390.0], 'Walnut': [13.9, 392.0], 'Ellis': [14.3, 406.0], 'Villa Park': [15.3, 388.0], 'Huntington Beach': [15.5, 406.0], 'El Nido': [16.2, 389.0], 'Redondo': [16.7, 389.0], 'Johanna': [16.8, 388.0], 'Serrano': [17.7, 386.0], 'Chevmain': [18.0, 389.0], 'Rio Hondo': [19.0, 348.0], 'El Segundo': [19.2, 389.0], 'La Cienega': [19.3, 389.0], 'Goodrich': [20.9, 350.0], 'Santiago': [22.7, 386.0], 'Chino': [26.2, 0.0], 'Gould': [26.3, 13.0], 'Viejo': [29.0, 22.0], 'Trabuco': [31.3, 22.0], 'Padua': [32.3, 0.0], 'Mira Loma': [32.5, 0.0], 'Capistrano': [33.9, 22.0], 'Margarita': [33.9, 22.0], 'Rancho Vista': [36.3, 0.0], 'Etiwanda': [36.7, 0.0], 'Lee Lake (Proposed)': [37.8, 21.0], 'Sylmar-Pac Intertie': [39.1, 3.0], 'Talega': [40.7, 21.0], 'Vincent': [44.0, 0.0], 'San Onofre': [45.4, 21.0], 'Vista': [46.6, 0.0], 'Saugus': [48.2, 2.0], 'Pardee': [49.4, 1.0], 'San Bernardino': [51.8, 0.0], 'Valley': [54.7, 0.0], 'Lugo': [55.0, 0.0], 'Moorpark': [55.0, 2.0], 'Antelope': [59.1, 0.0], 'El Casco': [59.2, 0.0]} | 1258.7303 | 384.2508 | 0.30527 | 874.4796 | 0.69473 | 0 | 0 | 0 | 0 | 0 | 0 | 0 | 0 | 0 | 0 | 0 | 0 | 0 | 0 | 8.9877 | 0.0071403 | 1249.7426 | 261.2387 | 0.20754 | 997.4916 | 783.6699 | 0.62259 | 475.0604 | 792.6577 | 0.62973 | 466.0727 | 0 | 0 | 1258.7303 | 31.2094 | 0.024794 | 1227.521
280 | Delaney | Arizona | SCE Arizona | {'Palo Verde': [12.1, 0.0], 'Hassayampa': [14.1, 0.0], 'Hoodoo Wash': [44.8, 0.0]} | 0 | 0 | 0 | 0 | 0 | 0 | 0 | 0 | 0 | 0 | 0 | 0 | 0 | 0 | 0 | 0 | 0 | 0 | 0 | 0 | 0 | 0 | 0 | 0 | 0 | 0 | 0 | 0 | 0 | 0 | 0 | 0 | 0 | 0 | 0 | 0 | 0
274 | Delevan | Northern_California | PGE NGBA | {'Logan Creek': [11.8, 79.0], 'Cortina': [17.3, 424.0], 'Glenn': [29.1, 0.0], 'Pease': [35.3, 0.0], 'Thermalito': [35.5, 0.0], 'Table Mt.': [35.8, 0.0], 'Honcut': [36.2, 0.0], 'Wyandotte': [39.9, 0.0], 'East Marysville': [40.5, 0.0], 'Palermo': [40.6, 0.0], 'Olivehurst': [43.4, 0.0], 'Eagle Rock': [47.2, 337.0], 'Geysers Tap 1': [49.8, 0.0], 'Mendocino': [50.3, 366.0], 'Madison': [50.8, 38.0], 'Calpella': [50.8, 366.0], 'Hopland': [51.4, 361.0], 'Ukiah': [51.8, 366.0], 'Rio Oso': [52.4, 0.0], 'Woodland': [54.9, 0.0], 'Cloverdale': [56.0, 0.0], 'Colgate': [57.8, 0.0]} | 12123.4463 | 460.3613 | 0.037973 | 11663.085 | 0.96203 | 0 | 0 | 0 | 0 | 0 | 0.1492 | 1.2307e-05 | 0 | 0 | 0 | 2488.5979 | 0.20527 | 8181.52 | 0.67485 | 3963.8772 | 0.32696 | 8159.5691 | 2718.135 | 0.2242 | 9405.3113 | 3826.6912 | 0.31564 | 8296.7551 | 6387.583 | 0.52688 | 5735.8633 | 10590.8555 | 0.87358 | 1532.5908 | 52.4201 | 0.0043239 | 12071.0262
213 | Delta Switching Yard | Solano | PGE GBA | {'Kelso': [1.0, 25269.0], 'Midway Green Ridge Services': [5.4, 13670.0], 'Tesla': [6.8, 7521.0], 'Brentwood': [8.7, 26135.0], 'Cayetano': [9.3, 22259.0], 'Lone Tree': [12.6, 26135.0], 'Contra Costa': [16.3, 26135.0], 'Vierra': [18.9, 1490.0], 'Stagg': [19.9, 26007.0], 'Clayton': [21.4, 26135.0], 'Kirker': [21.8, 26135.0], 'Pittsburg': [22.2, 26135.0], 'Eight Mile': [22.3, 26127.0], 'Weber': [22.4, 3718.0], 'Birds Landing': [25.1, 26135.0], 'Ripon': [26.1, 0.0], 'Westley': [27.4, 0.0], 'Shiloh III': [28.3, 26135.0], 'Newark': [28.8, 96.0], 'Eastshore': [29.7, 96.0], 'Grand Island': [29.8, 26114.0], 'Martinez': [30.8, 25868.0], 'Los Esteros': [30.9, 21.0], 'Lockeford': [33.3, 3595.0], 'Scott': [34.5, 0.0], 'Bellota': [36.3, 158.0], 'Peabody': [38.5, 26114.0], 'Riverbank': [39.0, 0.0], 'Fink (Proposed)': [39.7, 0.0], 'Crow Creek': [39.7, 0.0], 'Carquinez': [39.7, 22706.0], 'Metcalf 1': [40.3, 0.0], 'Metcalf Energy Center': [40.6, 0.0], 'Rancho Seco - Bellota (Proposed)': [41.0, 0.0], 'Hicks': [42.1, 0.0], 'Camanche': [43.2, 0.0], 'Martin': [43.6, 0.0], 'Vaca-Dixon & Gc Yard': [44.6, 25840.0], 'Warnerville': [44.9, 0.0], 'Miller': [46.8, 0.0], 'Tulucay': [46.9, 21761.0], 'Davis': [51.8, 16784.0], 'Ignacio': [53.7, 6.0], 'Putah Creek': [53.9, 14373.0], 'Llagas': [54.9, 0.0], 'Quinto': [55.9, 0.0]} | 122866.3281 | 26105.873 | 0.21247 | 96760.4531 | 0.78753 | 0 | 0 | 0 | 0 | 0 | 28615.8613 | 0.2329 | 8914.9092 | 0.072558 | 0 | 77582.7578 | 0.63144 | 4616.7979 | 0.037576 | 55851.4375 | 0.45457 | 67014.8906 | 60004.1016 | 0.48837 | 62862.2266 | 65141.1172 | 0.53018 | 57725.2109 | 83338.5156 | 0.67829 | 39527.8125 | 24111.0781 | 0.19624 | 98755.25 | 14716.4072 | 0.11978 | 108149.9209
281 | Desert View | Southern_NV_Eldorado | SCE EOP | {'Harry Allen': [26.7, 1883.0], 'Crazy Eyes': [28.7, 1613.0], 'Sandy Valley': [29.3, 1879.0], 'Gamebird': [32.7, 0.0], 'Innovation': [34.4, 0.0], 'Pahrump': [35.1, 0.0], 'Vista 2': [35.3, 0.0], 'Sloan Canyon': [40.5, 0.0], 'Mead': [43.8, 0.0], 'Eldorado': [45.4, 0.0], 'Primm': [51.2, 0.0], 'Ivanpah': [58.0, 0.0], 'Lathrop': [58.2, 0.0]} | 3274.8728 | 1882.111 | 0.57471 | 1392.7618 | 0.42529 | 0 | 0 | 0 | 0 | 0 | 0 | 0 | 0 | 0 | 0 | 841.0215 | 0.25681 | 0 | 0 | 0 | 0 | 3274.8728 | 0 | 0 | 3274.8728 | 0 | 0 | 3274.8728 | 0 | 0 | 3274.8728 | 0 | 0 | 3274.8728 | 0 | 0 | 3274.8728
125 | Devers | Riverside | SCE Eastern | {'Mirage': [14.4, 20671.0], 'El Casco': [28.8, 1320.0], 'Lugo - Pisgah (Proposed)': [32.0, 19140.0], 'Valley': [36.0, 1348.0], 'San Bernardino': [39.2, 1320.0], 'Vista': [43.2, 738.0], 'Calcite': [44.7, 4772.0], 'Lee Lake (Proposed)': [51.8, 0.0], 'Lugo': [54.2, 0.0], 'Etiwanda': [55.5, 0.0], 'Rancho Vista': [55.9, 0.0], 'Mira Loma': [56.9, 0.0], 'Julian Hinds': [57.0, 672.0], 'Pisgah': [59.3, 166.0]} | 108552.7969 | 30770.7246 | 0.28346 | 77782.0703 | 0.71654 | 0 | 0 | 0 | 0 | 0 | 176.6796 | 0.0016276 | 0 | 0 | 0 | 12248.1113 | 0.11283 | 15541.3301 | 0.14317 | 26363.1152 | 0.24286 | 82189.6816 | 22684.9883 | 0.20898 | 85867.8086 | 28007.7148 | 0.25801 | 80545.082 | 48817.4141 | 0.44971 | 59735.3828 | 54641.8867 | 0.50337 | 53910.9102 | 152.7475 | 0.0014071 | 108400.0493
230 | Diablo | Kern_Greater_Carrizo | PGE Kern | {'Morro Bay': [10.9, 1875.0], 'San Luis Obispo': [12.4, 1847.0], 'Oceano': [17.0, 1507.0], 'Templeton': [25.2, 1824.0], 'Mesa': [26.5, 1172.0], 'Sisquoc': [37.4, 119.0], 'Cholame': [43.4, 1332.0], 'Cabrillo': [45.9, 31.0], 'Solar': [45.9, 1063.0], 'Carrizo Plains': [47.0, 1063.0], 'Caliente': [53.7, 997.0], 'Cal Flats': [53.9, 295.0]} | 14449.2178 | 1881.817 | 0.13024 | 12567.4004 | 0.86976 | 0 | 0 | 0 | 0 | 0 | 51.321 | 0.0035518 | 0 | 0 | 0 | 10460.1055 | 0.72392 | 2503.8022 | 0.17328 | 6811.3184 | 0.4714 | 7637.8994 | 1530.1631 | 0.1059 | 12919.0547 | 4874.7407 | 0.33737 | 9574.4771 | 9183.292 | 0.63556 | 5265.9258 | 9472.9854 | 0.65561 | 4976.2324 | 291.1747 | 0.020152 | 14158.043
234 | Donnells | El_Dorado_Mariposa | PGE GBA | {'Curtis': [24.4, 183.0], 'New Melones': [34.0, 57.0], 'Peoria': [34.6, 0.0], 'Chinese Station': [35.3, 0.0], 'Placerville': [52.6, 33.0], 'Rancho Seco - Bellota (Proposed)': [52.9, 0.0], 'Camanche': [53.9, 0.0], 'Warnerville': [54.5, 0.0], 'Bellota': [55.6, 0.0], 'Riverbank': [57.9, 0.0]} | 15377.2666 | 555.4092 | 0.036119 | 14821.8574 | 0.96388 | 0 | 0 | 0 | 0 | 0 | 0 | 0 | 0 | 0 | 0 | 1735.0515 | 0.11283 | 292.8031 | 0.019041 | 1069.5188 | 0.069552 | 14307.7478 | 1821.7283 | 0.11847 | 13555.5383 | 5121.9482 | 0.33309 | 10255.3184 | 7335.1899 | 0.47702 | 8042.0767 | 12553.293 | 0.81635 | 2823.9736 | 2048.2524 | 0.1332 | 13329.0142
226 | Drum | Northern_California | PGE NGBA | {'Brunswick': [14.5, 1282.0], 'Summit': [21.2, 10430.0], 'Higgins': [22.8, 19.0], 'Colgate': [23.2, 531.0], 'Placerville': [36.3, 132.0], 'Pleasant Grove': [41.7, 0.0], 'Palermo': [42.4, 0.0], 'East Marysville': [43.1, 0.0], 'Olivehurst': [43.2, 0.0], 'Rio Oso': [43.7, 0.0], 'Wyandotte': [44.5, 0.0], 'Honcut': [44.6, 0.0], 'Gold Hill': [45.9, 0.0], 'Pease': [48.3, 0.0], 'Thermalito': [49.6, 0.0], 'Table Mt.': [51.3, 0.0]} | 40903.6562 | 10421.3301 | 0.25478 | 30482.3262 | 0.74522 | 0 | 0 | 0 | 0 | 0 | 0 | 0 | 0 | 0 | 0 | 8571.5996 | 0.20956 | 276.8656 | 0.0067687 | 6697.8662 | 0.16375 | 34205.79 | 5658.6465 | 0.13834 | 35245.0098 | 14292.7734 | 0.34943 | 26610.8828 | 20030.1367 | 0.48969 | 20873.5195 | 19562.5449 | 0.47826 | 21341.1113 | 2866.1714 | 0.070071 | 38037.4849
73 | Eagle Rock | Mendocino_Marin | PGE NGBA | {'Geysers Tap 1': [6.0, 474.0], 'Cloverdale': [11.0, 879.0], 'Hopland': [17.6, 1216.0], 'Fulton': [23.0, 22.0], 'Ukiah': [29.9, 1169.0], 'Bellevue': [31.5, 4.0], 'Calpella': [32.7, 1169.0], 'Mendocino': [35.7, 1020.0], 'Penngrove': [36.1, 4.0], 'Cortina': [37.4, 393.0], 'Lakeville': [41.8, 0.0], 'Madison': [46.7, 0.0], 'Delevan': [47.2, 337.0], 'Putah Creek': [48.8, 0.0], 'Tulucay': [49.7, 0.0], 'Ignacio': [54.0, 0.0], 'Vaca-Dixon & Gc Yard': [56.4, 0.0], 'Logan Creek': [57.2, 17.0], 'Woodland': [57.6, 0.0], 'Peabody': [58.9, 0.0], 'Carquinez': [59.4, 0.0]} | 32795.25 | 1210.0297 | 0.036896 | 31585.2207 | 0.9631 | 0 | 0 | 0 | 0 | 0 | 342.0887 | 0.010431 | 34.4756 | 0.0010512 | 0 | 8648.2871 | 0.26371 | 18774.7715 | 0.57248 | 19325.7383 | 0.58928 | 13469.5117 | 8722.9336 | 0.26598 | 24072.3164 | 18776.5605 | 0.57254 | 14018.6895 | 25486.2578 | 0.77713 | 7308.9922 | 22263.2383 | 0.67886 | 10532.0117 | 197.363 | 0.006018 | 32597.887
197 | East Marysville | Northern_California | PGE NGBA | {'Olivehurst': [5.0, 0.0], 'Pease': [5.4, 0.0], 'Honcut': [11.0, 0.0], 'Rio Oso': [16.6, 0.0], 'Palermo': [20.2, 0.0], 'Wyandotte': [22.7, 0.0], 'Colgate': [23.0, 0.0], 'Thermalito': [24.5, 0.0], 'Higgins': [26.6, 0.0], 'Pleasant Grove': [27.3, 0.0], 'Table Mt.': [27.4, 0.0], 'Brunswick': [28.6, 0.0], 'Woodland': [35.2, 0.0], 'Cortina': [35.7, 0.0], 'Madison': [40.5, 0.0], 'Delevan': [40.5, 0.0], 'Gold Hill': [41.7, 0.0], 'Drum 1': [43.1, 0.0], 'Davis': [43.7, 0.0], 'Logan Creek': [45.7, 0.0], 'Putah Creek': [50.0, 0.0], 'Placerville': [51.4, 0.0], 'Glenn': [52.6, 0.0], 'Vaca-Dixon & Gc Yard': [56.1, 0.0]} | 1590.6566 | 0 | 0 | 0 | 0 | 0 | 0 | 0 | 0 | 0 | 0.1492 | 9.38e-05 | 0 | 0 | 0 | 1590.6566 | 1 | 0 | 0 | 1537.8002 | 0.96677 | 52.8564 | 1034.4934 | 0.65036 | 556.1632 | 1034.4934 | 0.65036 | 556.1632 | 1557.4008 | 0.97909 | 33.2559 | 1304.4895 | 0.82009 | 286.1671 | 5.3863 | 0.0033862 | 1585.2703
1 | East Shore | Solano | PGE GBA | {'Newark': [11.2, 590.0], 'Martin': [16.9, 1555.0], 'Los Esteros': [17.0, 270.0], 'Scott': [19.3, 228.0], 'Cayetano': [20.5, 525.0], 'Clayton': [23.5, 1487.0], 'Martinez': [26.9, 1512.0], 'Hicks': [29.5, 76.0], 'Lone Tree': [29.5, 962.0], 'Delta Pumps': [29.7, 96.0], 'Kirker': [29.7, 1294.0], 'Midway Green Ridge Services': [29.8, 96.0], 'Kelso': [30.5, 96.0], 'Tesla': [30.8, 96.0], 'Pittsburg': [30.9, 1294.0], 'Brentwood': [31.5, 868.0], 'Contra Costa': [31.6, 926.0], 'Carquinez': [33.0, 1467.0], 'Metcalf Energy Center': [34.5, 33.0], 'Metcalf 1': [34.5, 33.0], 'Birds Landing': [37.9, 899.0], 'Ignacio': [38.9, 1349.0], 'Shiloh III': [40.4, 899.0], 'Tulucay': [43.8, 1051.0], 'Peabody': [46.3, 878.0], 'Vierra': [47.6, 96.0], 'Stagg': [49.0, 96.0], 'Westley': [50.0, 0.0], 'Lakeville': [50.1, 1021.0], 'Eight Mile': [50.3, 96.0], 'Grand Island': [50.8, 75.0], 'Weber': [52.0, 39.0], 'Llagas': [52.6, 0.0], 'Ripon': [53.8, 0.0], 'Vaca-Dixon & Gc Yard': [54.7, 726.0], 'Fink (Proposed)': [56.3, 0.0], 'Crow Creek': [56.5, 0.0], 'Penngrove': [56.8, 36.0], 'Moss Landing': [59.6, 0.0]} | 33094.4141 | 1643.5078 | 0.049661 | 31450.9062 | 0.95034 | 0 | 0 | 0 | 0 | 0 | 4.7197 | 0.00014261 | 0.035326 | 1.0674e-06 | 0 | 29485.6445 | 0.89096 | 616.7778 | 0.018637 | 25337.0039 | 0.7656 | 7757.4102 | 18309.4902 | 0.55325 | 14784.9238 | 25314.5332 | 0.76492 | 7779.8809 | 30896.6992 | 0.93359 | 2197.7148 | 10593.7686 | 0.32011 | 22500.6455 | 1310.0153 | 0.039584 | 31784.3988
264 | ECO | Greater_Imperial | SDGE Imperial | {'Boulevard': [9.0, 15196.0], 'Ocotillo Express': [9.2, 15937.0], 'Suncrest - Ocotillo (Proposed)': [22.1, 14764.0], 'Imperial Valley': [24.6, 3416.0], 'Suncrest': [34.9, 12616.0], 'El Centro': [36.3, 3153.0], 'Otay Mesa': [46.1, 90.0], 'Miguel': [50.3, 83.0], 'Highline': [50.6, 625.0], 'Bannister': [51.1, 746.0], 'Arkansas': [51.7, 555.0], 'North Gila - IV (Proposed)': [53.7, 51.0], 'Sonora': [54.2, 13.0], 'Sycamore Canyon': [56.5, 0.0], 'Bay Boulevard': [56.7, 37.0], 'Silvergate': [59.7, 0.0]} | 78301.1328 | 15995 | 0.20428 | 62306.1328 | 0.79572 | 0 | 0 | 0 | 0 | 0 | 2.8669 | 3.6613e-05 | 15.1485 | 0.00019347 | 0 | 17900.8926 | 0.22862 | 20165.4492 | 0.25754 | 10493.5889 | 0.13402 | 67807.5439 | 10861.6816 | 0.13872 | 67439.4512 | 20809.252 | 0.26576 | 57491.8809 | 32449.1875 | 0.41442 | 45851.9453 | 36922.3828 | 0.47154 | 41378.75 | 1544.869 | 0.01973 | 76756.2638
237 | Eight Mile | Solano | PGE GBA | {'Stagg': [4.8, 27358.0], 'Weber': [12.2, 3718.0], 'Lockeford': [12.5, 3595.0], 'Grand Island': [16.6, 28314.0], 'Vierra': [18.9, 1490.0], 'Brentwood': [19.0, 28333.0], 'Bellota': [20.0, 158.0], 'Rancho Seco - Bellota (Proposed)': [21.3, 0.0], 'Kelso': [21.9, 25261.0], 'Camanche': [22.0, 0.0], 'Delta Pumps': [22.3, 26127.0], 'Lone Tree': [22.3, 28333.0], 'Contra Costa': [22.5, 28335.0], 'Ripon': [24.4, 0.0], 'Birds Landing': [25.1, 28335.0], 'Midway Green Ridge Services': [25.7, 13670.0], 'Tesla': [26.0, 7521.0], 'Shiloh III': [26.7, 28335.0], 'Pittsburg': [28.4, 28335.0], 'Kirker': [28.9, 28335.0], 'Cayetano': [30.9, 22251.0], 'Riverbank': [32.5, 0.0], 'Clayton': [33.2, 28333.0], 'Westley': [34.4, 0.0], 'Peabody': [35.9, 28314.0], 'Vaca-Dixon & Gc Yard': [37.8, 28040.0], 'Warnerville': [38.2, 0.0], 'Davis': [38.8, 18992.0], 'Martinez': [40.4, 28067.0], 'Gold Hill': [43.4, 0.0], 'Putah Creek': [46.4, 16581.0], 'New Melones': [46.8, 0.0], 'Carquinez': [47.5, 24905.0], 'Woodland': [47.6, 1.0], 'Peoria': [49.1, 0.0], 'Crow Creek': [49.1, 0.0], 'Fink (Proposed)': [49.3, 0.0], 'Tulucay': [50.2, 23959.0], 'Eastshore': [50.3, 96.0], 'Chinese Station': [50.6, 0.0], 'Newark': [50.9, 96.0], 'Pleasant Grove': [52.9, 0.0], 'Madison': [53.1, 1.0], 'Los Esteros': [53.2, 21.0], 'Placerville': [56.5, 0.0], 'Scott': [56.7, 0.0], 'Miller': [57.4, 0.0], 'Curtis': [57.9, 0.0]} | 167384.0156 | 28307.084 | 0.16911 | 139076.9375 | 0.83089 | 0 | 0 | 0 | 0 | 0 | 44436.1172 | 0.26547 | 29968.8828 | 0.17904 | 0 | 98752.1094 | 0.58997 | 101.5151 | 0.00060648 | 50897.082 | 0.30407 | 116486.9336 | 66041.3984 | 0.39455 | 101342.6172 | 73608.6484 | 0.43976 | 93775.3672 | 93249.7344 | 0.5571 | 74134.2812 | 16207.8613 | 0.09683 | 151176.1543 | 26775.0957 | 0.15996 | 140608.9199
255 | El Casco | Riverside (Exclude) | SCE Eastern | {'San Bernardino': [12.1, 1837.0], 'Vista': [14.8, 1189.0], 'Valley': [16.3, 1320.0], 'Lee Lake (Proposed)': [26.1, 0.0], 'Etiwanda': [27.2, 57.0], 'Rancho Vista': [27.6, 57.0], 'Mira Loma': [28.1, 0.0], 'Devers': [28.8, 1320.0], 'Lugo': [32.2, 517.0], 'Padua': [34.0, 0.0], 'Chino': [34.6, 0.0], 'Viejo': [38.5, 0.0], 'Lugo - Pisgah (Proposed)': [39.0, 517.0], 'Calcite': [39.3, 517.0], 'Victor': [41.2, 517.0], 'Mirage': [41.9, 1320.0], 'Serrano': [42.0, 0.0], 'Margarita': [42.8, 0.0], 'Trabuco': [44.2, 0.0], 'Villa Park': [44.8, 0.0], 'Santiago': [44.9, 0.0], 'Talega': [45.4, 0.0], 'Capistrano': [46.1, 0.0], 'Roadway': [46.2, 460.0], 'Johanna': [47.9, 0.0], 'Lewis': [48.5, 0.0], 'Olinda': [48.6, 0.0], 'San Onofre': [49.5, 0.0], 'Walnut': [50.2, 0.0], 'Rio Hondo': [52.7, 0.0], 'Barre': [53.1, 0.0], 'Ellis': [53.5, 0.0], 'San Luis Rey': [54.1, 0.0], 'Huntington Beach': [56.3, 0.0], 'Escondido': [58.0, 0.0], 'Center': [59.1, 0.0], 'Encina': [59.1, 0.0], 'Del Amo': [59.2, 0.0], 'Goodrich': [59.4, 0.0], 'Palomar Airport': [59.4, 0.0], 'Mesa': [59.5, 0.0]} | 36154.6211 | 1835.9244 | 0.05078 | 34318.6953 | 0.94922 | 0 | 0 | 0 | 0 | 0 | 21.9331 | 0.00060665 | 0 | 0 | 0 | 15666.9258 | 0.43333 | 13897.1182 | 0.38438 | 14815.9395 | 0.40979 | 21338.6816 | 16531.7246 | 0.45725 | 19622.8965 | 25707.6758 | 0.71105 | 10446.9453 | 30149.3887 | 0.8339 | 6005.2324 | 18634.377 | 0.51541 | 17520.2441 | 187.2876 | 0.0051802 | 35967.3335
38 | El Centro | Greater_Imperial | SDGE Imperial | {'Imperial Valley': [11.9, 4740.0], 'Highline': [15.5, 2314.0], 'North Gila - IV (Proposed)': [19.4, 1677.0], 'Arkansas': [23.2, 2453.0], 'Sonora': [25.8, 1842.0], 'Bannister': [27.8, 2366.0], 'Ocotillo Express': [29.8, 4189.0], 'East County': [36.3, 3153.0], 'Boulevard': [44.0, 2539.0], 'Suncrest - Ocotillo (Proposed)': [53.0, 2108.0]} | 53651.3398 | 6114.9136 | 0.11398 | 47536.4258 | 0.88602 | 0 | 0 | 0 | 0 | 0 | 61.0333 | 0.0011376 | 39.231 | 0.00073122 | 0 | 0 | 0 | 0 | 0 | 14569.5811 | 0.27156 | 39081.7588 | 6197.834 | 0.11552 | 47453.5059 | 6604.7627 | 0.12311 | 47046.5771 | 20581.5957 | 0.38362 | 33069.7441 | 38640.8398 | 0.72022 | 15010.5 | 1711.1604 | 0.031894 | 51940.1794
301 | Eldorado | Southern_NV_Eldorado | SCE EOP | {'Sloan Canyon': [5.2, 458.0], 'Mead': [13.3, 454.0], 'Primm': [22.0, 356.0], 'Ivanpah': [31.2, 119.0], 'Sandy Valley': [37.8, 100.0], 'Harry Allen': [43.8, 0.0], 'Desert View': [45.4, 0.0], 'Crazy Eyes': [46.8, 1.0], 'Mohave': [50.5, 0.0], 'Gamebird': [55.9, 0.0]} | 10372.6152 | 468.6132 | 0.045178 | 9904.002 | 0.95482 | 0 | 0 | 0 | 0 | 0 | 0 | 0 | 0 | 0 | 0 | 0 | 0 | 0 | 0 | 1692.2908 | 0.16315 | 8680.3245 | 998.0779 | 0.096222 | 9374.5373 | 211.4079 | 0.020381 | 10161.2074 | 1903.6986 | 0.18353 | 8468.9166 | 320.793 | 0.030927 | 10051.8222 | 0 | 0 | 10372.6152
46 | Elk Hills | Central_Valley_North_Los_Banos | PGE Kern | {'Norco': [5.6, 0.0], 'Taft': [8.6, 54.0], 'Midway - Wheeler Ridge (Proposed)': [9.4, 25.0], 'Tupman': [10.7, 0.0], 'Midway': [13.0, 29.0], 'Tevis': [15.4, 0.0], 'Rio Bravo': [16.3, 0.0], 'Renfro': [16.4, 0.0], 'Stockdale': [18.5, 0.0], 'Kern Power': [19.0, 0.0], 'Rosedale': [19.8, 0.0], 'Shafter': [20.1, 0.0], '7th Standard': [20.2, 0.0], 'Temblor': [21.0, 29.0], 'West Park': [21.6, 0.0], 'Lerdo': [22.8, 0.0], 'Bakersfield': [23.8, 0.0], 'Wheeler Ridge': [24.6, 25.0], 'Kern Oil': [25.0, 0.0], 'Kernridge': [25.4, 29.0], 'Semitropic': [26.1, 29.0], 'Charca': [26.5, 0.0], 'Sycamore': [26.8, 0.0], 'Magunden': [27.3, 0.0], 'Columbus': [27.4, 0.0], 'Goose Lake': [28.3, 29.0], 'Grimmway-Malaga': [29.2, 0.0], 'Unknown - 3327': [29.4, 0.0], 'Lamont': [29.5, 0.0], 'Cal Water': [30.1, 0.0], 'Caliente': [32.3, 29.0], 'Poso Mt.': [33.0, 0.0], 'Smyrna': [34.2, 0.0], 'Pastoria': [36.3, 25.0], 'Carrizo Plains': [39.0, 29.0], 'Solar': [40.1, 29.0], 'Gates-Midway (Proposed)': [43.7, 29.0], 'Vestal': [45.6, 0.0], 'Bailey': [46.1, 25.0], 'Olive': [46.5, 0.0], 'Arco': [48.5, 29.0], 'Alpaugh': [51.1, 0.0], 'Highwind': [57.1, 0.0], 'Whirlwind': [59.0, 0.0], 'Sisquoc': [59.1, 0.0], 'Goleta': [59.7, 0.0]} | 141.7363 | 53.705 | 0.37891 | 88.0313 | 0.62109 | 0 | 0 | 0 | 0 | 0 | 0 | 0 | 0 | 0 | 0 | 31.0872 | 0.21933 | 67.4822 | 0.47611 | 23.1339 | 0.16322 | 118.6024 | 0 | 0 | 141.7363 | 0 | 0 | 141.7363 | 23.1339 | 0.16322 | 118.6024 | 87.4389 | 0.61691 | 54.2974 | 0 | 0 | 141.7363
114 | Ellis | Greater_LA | SCE Metro | {'Huntington Beach': [3.4, 439.0], 'Johanna': [5.6, 421.0], 'Barre': [8.8, 427.0], 'Lewis': [8.9, 429.0], 'Santiago': [10.2, 419.0], 'Alamitos': [10.5, 409.0], 'Villa Park': [10.9, 418.0], 'Serrano': [13.3, 417.0], 'Del Amo': [14.3, 406.0], 'Long Beach': [17.2, 405.0], 'Viejo': [17.4, 56.0], 'Harborgen': [17.6, 405.0], 'Trabuco': [17.7, 56.0], 'Olinda': [18.0, 396.0], 'Hinson': [18.5, 403.0], 'Lighthipe': [19.0, 399.0], 'Center': [19.2, 399.0], 'Arcogen': [19.5, 399.0], 'Capistrano': [20.0, 56.0], 'Margarita': [20.4, 56.0], 'Walnut': [22.3, 391.0], 'Laguna Bell': [23.2, 396.0], 'La Fresa': [25.8, 386.0], 'Mesa': [26.1, 385.0], 'Chino': [26.4, 0.0], 'Talega': [26.8, 54.0], 'Redondo': [28.0, 385.0], 'El Nido': [28.7, 385.0], 'Lee Lake (Proposed)': [28.8, 54.0], 'Rio Hondo': [29.0, 347.0], 'Chevmain': [30.4, 385.0], 'Mira Loma': [31.1, 0.0], 'San Onofre': [31.3, 54.0], 'El Segundo': [31.6, 385.0], 'Goodrich': [33.2, 346.0], 'La Cienega': [33.2, 385.0], 'Padua': [34.7, 0.0], 'Rancho Vista': [36.4, 0.0], 'Etiwanda': [36.7, 0.0], 'Gould': [39.5, 10.0], 'Vista': [43.5, 0.0], 'Valley': [45.5, 0.0], 'San Luis Rey': [48.0, 33.0], 'San Bernardino': [48.8, 0.0], 'Encina': [51.6, 12.0], 'Sylmar-Pac Intertie': [53.4, 0.0], 'El Casco': [53.5, 0.0], 'Palomar Airport': [54.2, 12.0], 'Vincent': [56.1, 0.0], 'Lugo': [57.4, 0.0]} | 1262.4764 | 409.5447 | 0.3244 | 852.9318 | 0.6756 | 0 | 0 | 0 | 0 | 0 | 0 | 0 | 0 | 0 | 0 | 0 | 0 | 0 | 0 | 8.9877 | 0.0071191 | 1253.4887 | 210.3802 | 0.16664 | 1052.0962 | 752.5187 | 0.59607 | 509.9578 | 761.5064 | 0.60318 | 500.97 | 0 | 0 | 1262.4764 | 31.2094 | 0.024721 | 1231.2671
81 | El Nido | Greater_LA | SCE Metro | {'Chevmain': [1.8, 424.0], 'La Fresa': [2.9, 422.0], 'El Segundo': [3.0, 424.0], 'Redondo': [3.4, 422.0], 'La Cienega': [7.2, 424.0], 'Arcogen': [9.2, 402.0], 'Hinson': [10.1, 400.0], 'Lighthipe': [11.4, 399.0], 'Harborgen': [11.6, 391.0], 'Long Beach': [12.4, 390.0], 'Laguna Bell': [14.1, 399.0], 'Center': [15.5, 390.0], 'Del Amo': [16.2, 389.0], 'Mesa': [18.0, 390.0], 'Alamitos': [18.2, 387.0], 'Barre': [23.3, 385.0], 'Goodrich': [24.1, 351.0], 'Gould': [24.9, 23.0], 'Walnut': [25.5, 378.0], 'Olinda': [26.2, 377.0], 'Rio Hondo': [26.8, 348.0], 'Lewis': [27.9, 382.0], 'Huntington Beach': [28.5, 385.0], 'Ellis': [28.7, 385.0], 'Sylmar-Pac Intertie': [29.2, 39.0], 'Villa Park': [31.5, 367.0], 'Johanna': [32.5, 367.0], 'Serrano': [33.9, 365.0], 'Saugus': [38.1, 19.0], 'Santiago': [38.3, 365.0], 'Pardee': [39.3, 16.0], 'Moorpark': [40.3, 37.0], 'Chino': [40.5, 0.0], 'Vincent': [43.2, 0.0], 'Padua': [44.9, 0.0], 'Viejo': [44.9, 2.0], 'Trabuco': [46.4, 2.0], 'Mira Loma': [47.1, 0.0], 'Capistrano': [48.6, 2.0], 'Margarita': [49.1, 2.0], 'Rancho Vista': [50.0, 0.0], 'Etiwanda': [50.4, 0.0], 'Lee Lake (Proposed)': [54.1, 0.0], 'Santa Clara': [54.3, 7.0], 'Mandalay': [54.6, 18.0], 'Antelope': [54.8, 0.0], 'Talega': [55.4, 0.0], 'San Onofre': [59.5, 0.0]} | 1079.1461 | 397.382 | 0.36824 | 681.764 | 0.63176 | 0 | 0 | 0 | 0 | 0 | 0 | 0 | 0 | 0 | 0 | 0.18936 | 0.00017547 | 0 | 0 | 8.4836 | 0.0078614 | 1070.6625 | 229.0522 | 0.21225 | 850.0939 | 595.225 | 0.55157 | 483.9211 | 603.7086 | 0.55943 | 475.4375 | 0.10828 | 0.00010033 | 1079.0378 | 24.4875 | 0.022692 | 1054.6587
41 | El Segundo | Greater_LA | SCE Metro | {'Chevmain': [1.2, 482.0], 'El Nido': [3.0, 424.0], 'Redondo': [4.6, 422.0], 'La Fresa': [5.8, 422.0], 'La Cienega': [6.9, 580.0], 'Arcogen': [12.1, 402.0], 'Hinson': [13.1, 400.0], 'Harborgen': [14.4, 391.0], 'Lighthipe': [14.4, 399.0], 'Long Beach': [15.0, 390.0], 'Laguna Bell': [16.5, 399.0], 'Center': [18.3, 390.0], 'Del Amo': [19.2, 389.0], 'Mesa': [20.0, 390.0], 'Alamitos': [21.1, 387.0], 'Gould': [25.5, 179.0], 'Goodrich': [25.5, 488.0], 'Barre': [26.3, 385.0], 'Sylmar-Pac Intertie': [27.7, 196.0], 'Walnut': [28.0, 378.0], 'Rio Hondo': [28.8, 348.0], 'Olinda': [28.9, 377.0], 'Lewis': [30.9, 382.0], 'Huntington Beach': [31.4, 385.0], 'Ellis': [31.6, 385.0], 'Villa Park': [34.5, 367.0], 'Johanna': [35.5, 367.0], 'Saugus': [36.5, 174.0], 'Serrano': [36.8, 365.0], 'Moorpark': [37.6, 195.0], 'Pardee': [37.7, 172.0], 'Santiago': [41.3, 365.0], 'Chino': [43.2, 0.0], 'Vincent': [43.5, 155.0], 'Padua': [47.3, 0.0], 'Viejo': [47.9, 2.0], 'Trabuco': [49.3, 2.0], 'Mira Loma': [49.8, 0.0], 'Santa Clara': [51.4, 9.0], 'Capistrano': [51.5, 2.0], 'Mandalay': [51.7, 21.0], 'Margarita': [52.0, 2.0], 'Rancho Vista': [52.5, 0.0], 'Etiwanda': [52.9, 0.0], 'Antelope': [54.2, 142.0], 'Lee Lake (Proposed)': [57.0, 0.0], 'Talega': [58.3, 0.0]} | 1441.1517 | 554.4833 | 0.38475 | 886.6685 | 0.61525 | 0 | 0 | 0 | 0 | 0 | 0 | 0 | 0 | 0 | 0 | 337.5642 | 0.23423 | 1.2343 | 0.00085644 | 92.3914 | 0.064109 | 1348.7604 | 202.449 | 0.14048 | 1238.7027 | 602.8815 | 0.41833 | 838.2702 | 695.2729 | 0.48244 | 745.8788 | 162.9489 | 0.11307 | 1278.2028 | 32.3383 | 0.022439 | 1408.8134
142 | Encina | Greater_SD | SDGE Imperial | {'Palomar Airport': [2.9, 118.0], 'San Luis Rey': [5.1, 63.0], 'Escondido': [12.7, 104.0], 'Penasquitos': [16.5, 104.0], 'San Onofre': [20.4, 44.0], 'Sycamore Canyon': [23.3, 98.0], 'Kearny': [24.0, 94.0], 'Talega': [25.7, 42.0], 'Mission': [26.9, 80.0], 'Old Town': [26.9, 80.0], 'Capistrano': [32.2, 39.0], 'Silvergate': [32.4, 77.0], 'Margarita': [33.1, 39.0], 'Trabuco': [35.3, 27.0], 'Miguel': [37.7, 75.0], 'Bay Boulevard': [39.0, 75.0], 'Viejo': [40.6, 15.0], 'Lee Lake (Proposed)': [42.7, 15.0], 'Valley': [42.8, 0.0], 'Santiago': [44.1, 15.0], 'Suncrest': [44.2, 0.0], 'Otay Mesa': [45.9, 75.0], 'Johanna': [49.7, 15.0], 'Huntington Beach': [51.1, 13.0], 'Ellis': [51.6, 12.0], 'Serrano': [54.4, 10.0], 'Villa Park': [54.9, 9.0], 'Lewis': [56.6, 5.0], 'Suncrest - Ocotillo (Proposed)': [56.8, 0.0], 'El Casco': [59.1, 0.0], 'Barre': [59.5, 0.0]} | 395.7569 | 109.4138 | 0.27647 | 286.3431 | 0.72353 | 0 | 0 | 0 | 0 | 0 | 0.090055 | 0.00022755 | 0 | 0 | 0 | 2.7566 | 0.0069654 | 0 | 0 | 33.7218 | 0.085208 | 362.0351 | 205.8573 | 0.52016 | 189.8996 | 249.8341 | 0.63128 | 145.9228 | 249.8341 | 0.63128 | 145.9228 | 0 | 0 | 395.7569 | 32.2771 | 0.081558 | 363.4798
143 | Escondido | Greater_SD | SDGE Imperial | {'Palomar Airport': [9.9, 176.0], 'Encina': [12.7, 104.0], 'San Luis Rey': [13.9, 48.0], 'Sycamore Canyon': [15.2, 171.0], 'Penasquitos': [15.5, 176.0], 'Kearny': [20.2, 166.0], 'Mission': [23.6, 152.0], 'Old Town': [25.2, 152.0], 'Silvergate': [29.7, 150.0], 'San Onofre': [30.4, 29.0], 'Miguel': [31.8, 147.0], 'Suncrest': [33.3, 53.0], 'Talega': [34.7, 26.0], 'Bay Boulevard': [35.6, 147.0], 'Otay Mesa': [39.8, 147.0], 'Capistrano': [41.5, 24.0], 'Margarita': [41.6, 24.0], 'Valley': [42.4, 0.0], 'Trabuco': [44.1, 12.0], 'Suncrest - Ocotillo (Proposed)': [45.1, 0.0], 'Lee Lake (Proposed)': [47.1, 0.0], 'Viejo': [48.1, 0.0], 'Santiago': [52.9, 0.0], 'El Casco': [58.0, 0.0], 'Boulevard': [58.6, 0.0], 'Johanna': [58.7, 0.0]} | 1056.451 | 168.3208 | 0.15933 | 888.1302 | 0.84067 | 0 | 0 | 0 | 0 | 0 | 0.090055 | 8.5243e-05 | 0 | 0 | 0 | 2.9098 | 0.0027543 | 553.433 | 0.52386 | 587.3773 | 0.55599 | 469.0738 | 212.4092 | 0.20106 | 844.0419 | 308.0443 | 0.29158 | 748.4067 | 853.662 | 0.80805 | 202.7891 | 159.722 | 0.15119 | 896.729 | 420.589 | 0.39811 | 635.8621
10 | Etiwanda | Greater_Kramer | SCE Eastern | {'Rancho Vista': [0.4, 502.0], 'Mira Loma': [6.0, 442.0], 'Padua': [6.8, 447.0], 'Chino': [10.7, 0.0], 'Vista': [12.4, 498.0], 'San Bernardino': [16.6, 498.0], 'Lugo': [21.2, 504.0], 'Serrano': [23.4, 0.0], 'Lee Lake (Proposed)': [23.8, 0.0], 'Olinda': [24.7, 0.0], 'Walnut': [24.9, 0.0], 'Villa Park': [25.8, 0.0], 'Rio Hondo': [26.0, 0.0], 'El Casco': [27.2, 57.0], 'Lewis': [28.8, 0.0], 'Victor': [29.7, 504.0], 'Viejo': [29.8, 0.0], 'Johanna': [31.9, 0.0], 'Valley': [32.1, 0.0], 'Goodrich': [32.4, 0.0], 'Santiago': [32.4, 0.0], 'Barre': [32.5, 0.0], 'Mesa': [33.7, 0.0], 'Roadway': [34.2, 447.0], 'Center': [35.0, 0.0], 'Laguna Bell': [36.5, 0.0], 'Del Amo': [36.7, 0.0], 'Ellis': [36.7, 0.0], 'Trabuco': [37.2, 0.0], 'Margarita': [37.6, 0.0], 'Gould': [38.9, 0.0], 'Alamitos': [39.7, 0.0], 'Lighthipe': [39.9, 0.0], 'Huntington Beach': [40.1, 0.0], 'Capistrano': [40.5, 0.0], 'Vincent': [43.5, 0.0], 'Talega': [43.9, 0.0], 'Hinson': [44.1, 0.0], 'Arcogen': [45.2, 0.0], 'Harborgen': [45.6, 0.0], 'Calcite': [45.8, 57.0], 'Long Beach': [45.9, 0.0], 'La Fresa': [48.7, 0.0], 'La Cienega': [49.2, 0.0], 'San Onofre': [49.6, 0.0], 'El Nido': [50.4, 0.0], 'Chevmain': [51.9, 0.0], 'Redondo': [52.1, 0.0], 'El Segundo': [52.9, 0.0], 'Lugo - Pisgah (Proposed)': [55.3, 57.0], 'Devers': [55.5, 0.0], 'Sylmar-Pac Intertie': [57.7, 0.0]} | 11652.2529 | 503.0954 | 0.043176 | 11149.1572 | 0.95682 | 0 | 0 | 0 | 0 | 0 | 0 | 0 | 0 | 0 | 0 | 4618.6958 | 0.39638 | 3995.2319 | 0.34287 | 6798.1108 | 0.58342 | 4854.1421 | 5992.1021 | 0.51424 | 5660.1509 | 6464.3618 | 0.55477 | 5187.8911 | 10787.8457 | 0.92582 | 864.4072 | 5690.2544 | 0.48834 | 5961.9985 | 64.2283 | 0.0055121 | 11588.0246
270 | Excelsior | Central_Valley_North_Los_Banos | PGE Fresno | {'Schindler': [5.2, 0.0], 'Cantua': [6.5, 0.0], 'Helm': [13.6, 0.0], 'Tranquility': [16.3, 0.0], 'Gates': [18.8, 0.0], 'Mc Mullin': [19.0, 0.0], 'Mustang': [20.9, 0.0], 'Henrietta': [21.3, 0.0], 'Cheney': [23.2, 0.0], 'Leprino': [24.8, 0.0], 'Mendota': [25.5, 0.0], 'Panoche': [26.2, 0.0], 'Kearney (New)': [28.7, 0.0], 'Avenal': [29.8, 0.0], 'West Fresno': [31.8, 0.0], 'Newhall': [32.7, 0.0], 'GWF Hanford': [33.7, 0.0], 'California Ave': [34.1, 0.0], 'Malaga': [34.6, 0.0], 'Gregg': [35.8, 0.0], 'McCall': [36.0, 0.0], 'Kingsburg': [36.6, 0.0], 'Cal Flats': [36.9, 0.0], 'Borden': [38.6, 0.0], 'Sanger': [40.5, 0.0], 'Waukena': [40.7, 0.0], 'Oro Loma': [41.0, 0.0], 'Corcoran': [42.6, 0.0], 'Dairyland': [45.5, 0.0], 'Wahtoke': [45.8, 0.0], 'Arco': [46.6, 0.0], 'Reedley': [49.6, 0.0], 'Cholame': [49.6, 0.0], 'Gates-Midway (Proposed)': [50.4, 0.0], 'Coburn': [51.8, 0.0], 'Alpaugh': [52.7, 0.0], 'Le Grand': [54.3, 0.0], 'Rector': [55.4, 0.0], 'Olive': [55.9, 0.0]} | 279.7055 | 0 | 0 | 0 | 0 | 0 | 0 | 0 | 0 | 0 | 0 | 0 | 0 | 0 | 0 | 170.5282 | 0.60967 | 91.2976 | 0.32641 | 279.7055 | 1 | 0 | 0 | 0 | 279.7055 | 26.707 | 0.095483 | 252.9984 | 279.7055 | 1 | 0 | 208.4236 | 0.74515 | 71.2818 | 0 | 0 | 279.7055
302 | Fink (Proposed) | Central_Valley_North_Los_Banos | PGE Fresno | {'Crow Creek': [0.4, 0.0], 'Miller': [8.1, 0.0], 'Westley': [14.9, 0.0], 'Quinto': [17.7, 0.0], 'Los Banos': [22.8, 0.0], 'Ripon': [26.7, 0.0], 'Riverbank': [30.4, 0.0], 'Vierra': [30.5, 0.0], 'Warnerville': [31.7, 0.0], 'Tesla': [33.2, 0.0], 'Llagas': [33.9, 0.0], 'Metcalf 1': [34.5, 0.0], 'Midway Green Ridge Services': [34.7, 0.0], 'Metcalf Energy Center': [34.8, 0.0], 'Merced': [36.6, 0.0], 'Hollister': [37.9, 0.0], 'Weber': [38.4, 0.0], 'Kelso': [38.9, 0.0], 'Delta Pumps': [39.7, 0.0], 'Wilson': [40.7, 0.0], 'Oro Loma': [42.8, 0.0], 'Hicks': [42.8, 0.0], 'Cayetano': [42.9, 0.0], 'Los Esteros': [43.7, 0.0], 'Stagg': [44.5, 0.0], 'Scott': [44.7, 0.0], 'Bellota': [45.1, 0.0], 'Newark': [47.3, 0.0], 'Brentwood': [48.0, 0.0], 'Eight Mile': [49.3, 0.0], 'Le Grand': [49.4, 0.0], 'Dairyland': [50.3, 0.0], 'Chinese Station': [50.3, 0.0], 'Peoria': [51.0, 0.0], 'Lockeford': [51.7, 0.0], 'New Melones': [52.0, 0.0], 'Lone Tree': [52.3, 0.0], 'Moss Landing': [52.4, 0.0], 'Rancho Seco - Bellota (Proposed)': [53.3, 0.0], 'Contra Costa': [55.9, 0.0], 'Eastshore': [56.3, 0.0], 'Newhall': [56.7, 0.0], 'Panoche': [58.3, 0.0], 'Mendota': [58.5, 0.0], 'Camanche': [58.6, 0.0]} | 18006.6797 | 0 | 0 | 0 | 0 | 0 | 0 | 0 | 0 | 0 | 2.8667 | 0.0001592 | 0 | 0 | 0 | 9969.3662 | 0.55365 | 8031.3306 | 0.44602 | 17375.6914 | 0.96496 | 630.9883 | 6367.3457 | 0.35361 | 11639.334 | 8216.5762 | 0.45631 | 9790.1035 | 17688.2109 | 0.98231 | 318.4688 | 17248.3086 | 0.95788 | 758.3711 | 71.9251 | 0.0039944 | 17934.7546
177 | Fulton | Mendocino_Marin | PGE NGBA | {'Bellevue': [8.6, 138.0], 'Penngrove': [13.3, 138.0], 'Geysers Tap 1': [17.7, 48.0], 'Lakeville': [19.6, 133.0], 'Eagle Rock': [23.0, 22.0], 'Cloverdale': [24.7, 110.0], 'Ignacio': [31.4, 130.0], 'Tulucay': [31.8, 109.0], 'Hopland': [37.1, 22.0], 'Carquinez': [39.5, 109.0], 'Putah Creek': [41.5, 0.0], 'Madison': [44.4, 0.0], 'Peabody': [45.3, 0.0], 'Vaca-Dixon & Gc Yard': [46.0, 0.0], 'Martinez': [48.3, 40.0], 'Ukiah': [50.3, 18.0], 'Cortina': [51.9, 0.0], 'Calpella': [53.6, 18.0], 'Shiloh III': [54.5, 0.0], 'Woodland': [55.5, 0.0], 'Davis': [55.6, 0.0], 'Pittsburg': [56.7, 0.0], 'Birds Landing': [56.7, 0.0], 'Kirker': [56.9, 0.0], 'Mendocino': [57.0, 0.0], 'Clayton': [57.6, 0.0], 'Martin': [58.1, 7.0]} | 29148.6758 | 240.0755 | 0.0082362 | 28908.5996 | 0.99176 | 0 | 0 | 0 | 0 | 0 | 595.2593 | 0.020421 | 48.8465 | 0.0016758 | 0 | 13193.0283 | 0.45261 | 4574.105 | 0.15692 | 24698.084 | 0.84731 | 4450.5918 | 9379.5439 | 0.32178 | 19769.1318 | 17535.9355 | 0.6016 | 11612.7402 | 27733.8145 | 0.95146 | 1414.8613 | 18438.5332 | 0.63257 | 10710.1426 | 672.8347 | 0.023083 | 28475.8411
20 | Gates | Central_Valley_North_Los_Banos | PGE Fresno | {'Avenal': [11.2, 140.0], 'Mustang': [13.1, 0.0], 'Henrietta': [14.2, 0.0], 'Leprino': [17.7, 0.0], 'Schindler': [18.1, 0.0], 'Excelsior': [18.8, 0.0], 'Cal Flats': [21.7, 140.0], 'Cantua': [23.3, 0.0], 'Arco': [27.8, 140.0], 'GWF Hanford': [28.1, 0.0], 'Waukena': [30.6, 0.0], 'Helm': [31.3, 0.0], 'Corcoran': [31.8, 0.0], 'Mc Mullin': [32.2, 0.0], 'Gates-Midway (Proposed)': [32.4, 140.0], 'Cholame': [33.5, 140.0], 'Tranquility': [34.7, 0.0], 'Kingsburg': [38.6, 0.0], 'Alpaugh': [39.3, 0.0], 'Cheney': [40.9, 0.0], 'Kearney (New)': [41.3, 0.0], 'Olive': [41.6, 0.0], 'McCall': [42.3, 0.0], 'West Fresno': [43.4, 0.0], 'Panoche': [43.6, 0.0], 'Malaga': [44.2, 0.0], 'Mendota': [44.2, 0.0], 'California Ave': [44.8, 0.0], 'Smyrna': [47.5, 0.0], 'Goose Lake': [48.1, 0.0], 'Sanger': [48.5, 0.0], 'Wahtoke': [49.8, 0.0], 'Rector': [50.4, 0.0], 'Gregg': [50.6, 0.0], 'Templeton': [51.0, 15.0], 'Newhall': [51.4, 0.0], 'Solar': [52.5, 101.0], 'Reedley': [52.6, 0.0], 'Carrizo Plains': [52.6, 101.0], 'Kernridge': [52.8, 0.0], 'Semitropic': [53.6, 0.0], 'Caliente': [53.8, 15.0], 'Borden': [54.6, 0.0], 'Temblor': [57.6, 0.0], 'Coburn': [57.6, 0.0], 'Charca': [58.0, 0.0], 'Oro Loma': [59.4, 0.0]} | 3747.2295 | 137.5131 | 0.036697 | 3609.7163 | 0.9633 | 0 | 0 | 0 | 0 | 0 | 0 | 0 | 0 | 0 | 0 | 3518.6985 | 0.93901 | 173.354 | 0.046262 | 2649.1021 | 0.70695 | 1098.1274 | 325.4514 | 0.086851 | 3421.7781 | 964.9726 | 0.25752 | 2782.2569 | 2738.8545 | 0.7309 | 1008.375 | 3169.261 | 0.84576 | 577.9685 | 0.25211 | 6.7279e-05 | 3746.9774
303 | Gates-Midway (Proposed) | Central_Valley_North_Los_Banos | PGE Kern | {'Arco': [8.7, 491.0], 'Goose Lake': [15.8, 163.0], 'Smyrna': [17.5, 0.0], 'Olive': [19.4, 0.0], 'Alpaugh': [21.2, 0.0], 'Semitropic': [21.8, 65.0], 'Kernridge': [23.2, 324.0], 'Avenal': [24.4, 328.0], 'Corcoran': [25.5, 0.0], 'Waukena': [26.9, 0.0], 'Charca': [27.0, 0.0], 'Temblor': [27.5, 237.0], 'Caliente': [28.9, 366.0], 'Shafter': [30.7, 0.0], 'Midway': [31.0, 163.0], 'Carrizo Plains': [31.7, 452.0], 'Solar': [32.1, 452.0], 'Leprino': [32.2, 0.0], 'Cal Flats': [32.3, 328.0], 'Gates': [32.4, 140.0], 'Mustang': [32.6, 0.0], 'Cholame': [33.0, 328.0], 'Henrietta': [33.1, 0.0], 'GWF Hanford': [34.5, 0.0], 'Rio Bravo': [36.3, 0.0], 'Vestal': [38.0, 0.0], 'Lerdo': [39.1, 0.0], 'Tupman': [40.1, 0.0], 'Norco': [42.3, 0.0], '7th Standard': [42.3, 0.0], 'Renfro': [42.9, 0.0], 'Elk Hills': [43.7, 29.0], 'Kern Power': [46.2, 0.0], 'Rector': [46.3, 0.0], 'Taft': [47.0, 69.0], 'Rosedale': [47.2, 0.0], 'Poso Mt.': [47.5, 0.0], 'Tevis': [47.5, 0.0], 'Kern Oil': [47.6, 0.0], 'Schindler': [48.1, 0.0], 'Sycamore': [48.7, 0.0], 'West Park': [49.1, 0.0], 'Kingsburg': [50.0, 0.0], 'Stockdale': [50.2, 0.0], 'Bakersfield': [50.3, 0.0], 'Excelsior': [50.4, 0.0], 'Springville': [51.3, 0.0], 'Columbus': [53.0, 0.0], 'Midway - Wheeler Ridge (Proposed)': [53.0, 0.0], 'Templeton': [54.0, 129.0], 'Cal Water': [54.1, 0.0], 'Magunden': [55.2, 0.0], 'Cantua': [55.5, 0.0], 'Mc Mullin': [57.8, 0.0], 'McCall': [57.9, 0.0]} | 9266.9473 | 488.2469 | 0.052687 | 8778.7002 | 0.94731 | 0 | 0 | 0 | 0 | 0 | 1074.3459 | 0.11593 | 0 | 0 | 0 | 7884.3779 | 0.85081 | 0 | 0 | 6527.2983 | 0.70436 | 2739.6489 | 389.6359 | 0.042046 | 8877.3114 | 1667.9135 | 0.17999 | 7599.0338 | 6899.7153 | 0.74455 | 2367.2319 | 5935.5083 | 0.6405 | 3331.439 | 68.5177 | 0.0073938 | 9198.4296
269 | Geysers | Mendocino_Marin | PGE NGBA | {'Eagle Rock': [6.0, 474.0], 'Cloverdale': [14.1, 499.0], 'Fulton': [17.7, 48.0], 'Hopland': [23.2, 474.0], 'Bellevue': [26.0, 5.0], 'Penngrove': [30.6, 5.0], 'Ukiah': [35.7, 444.0], 'Lakeville': [36.0, 0.0], 'Cortina': [38.2, 57.0], 'Calpella': [38.6, 444.0], 'Mendocino': [41.7, 296.0], 'Madison': [42.8, 0.0], 'Tulucay': [43.8, 0.0], 'Putah Creek': [44.0, 0.0], 'Ignacio': [48.2, 0.0], 'Delevan': [49.8, 0.0], 'Vaca-Dixon & Gc Yard': [51.2, 0.0], 'Carquinez': [53.4, 0.0], 'Peabody': [53.4, 0.0], 'Woodland': [53.9, 0.0], 'Davis': [57.0, 0.0]} | 37401.2773 | 495.3629 | 0.013245 | 36905.9141 | 0.98676 | 0 | 0 | 0 | 0 | 0 | 368.5386 | 0.0098536 | 34.4756 | 0.00092178 | 0 | 12386.6514 | 0.33118 | 20352.9238 | 0.54418 | 26039.1875 | 0.69621 | 11362.0898 | 9357.1309 | 0.25018 | 28044.1465 | 18023.7383 | 0.4819 | 19377.5391 | 30583.2031 | 0.8177 | 6818.0742 | 27529.5156 | 0.73606 | 9871.7617 | 272.4364 | 0.0072841 | 37128.8409
35 | Glenn | Northern_California | PGE NGBA | {'Logan Creek': [17.7, 525.0], 'Delevan': [29.1, 0.0], 'Table Mt.': [30.7, 0.0], 'Thermalito': [32.7, 0.0], 'Wyandotte': [37.7, 0.0], 'Palermo': [40.1, 0.0], 'Honcut': [43.0, 0.0], 'Cottonwood': [43.3, 227.0], 'Cortina': [45.6, 0.0], 'Jessup': [48.2, 106.0], 'Pease': [49.2, 0.0], 'East Marysville': [52.6, 0.0], 'Olivehurst': [57.2, 0.0], 'Colgate': [59.5, 0.0]} | 10421.1836 | 751.0112 | 0.072066 | 9670.1719 | 0.92793 | 0 | 0 | 0 | 0 | 0 | 416.6555 | 0.039982 | 45.706 | 0.0043859 | 0 | 9940.6484 | 0.95389 | 378.146 | 0.036286 | 5176.5161 | 0.49673 | 5244.6675 | 44.9453 | 0.0043129 | 10376.2383 | 1008.4542 | 0.09677 | 9412.7294 | 5977.6938 | 0.57361 | 4443.4897 | 6268.5732 | 0.60152 | 4152.6104 | 2248.5332 | 0.21577 | 8172.6504
129 | Gold Hill | Solano | PGE NGBA | {'Pleasant Grove': [14.6, 0.0], 'Placerville': [19.7, 0.0], 'Rio Oso': [26.2, 0.0], 'Higgins': [26.8, 0.0], 'Camanche': [31.3, 0.0], 'Davis': [33.2, 0.0], 'Woodland': [33.7, 0.0], 'Rancho Seco - Bellota (Proposed)': [37.0, 0.0], 'Olivehurst': [37.1, 0.0], 'Lockeford': [37.3, 0.0], 'Grand Island': [38.3, 0.0], 'Brunswick': [40.0, 0.0], 'East Marysville': [41.7, 0.0], 'Eight Mile': [43.4, 0.0], 'Bellota': [44.8, 0.0], 'Madison': [45.0, 0.0], 'Pease': [45.3, 0.0], 'Drum 1': [45.9, 0.0], 'Vaca-Dixon & Gc Yard': [46.0, 0.0], 'Colgate': [46.6, 0.0], 'Putah Creek': [47.3, 0.0], 'Stagg': [47.4, 0.0], 'Shiloh III': [51.2, 0.0], 'Weber': [51.3, 0.0], 'Honcut': [52.0, 0.0], 'Peabody': [52.0, 0.0], 'Birds Landing': [52.6, 0.0], 'Contra Costa': [57.4, 0.0], 'Palermo': [58.7, 0.0], 'Brentwood': [58.8, 0.0], 'New Melones': [59.1, 0.0], 'Pittsburg': [59.5, 0.0], 'Lone Tree': [59.6, 0.0], 'Vierra': [59.8, 0.0]} | 0 | 0 | 0 | 0 | 0 | 0 | 0 | 0 | 0 | 0 | 0 | 0 | 0 | 0 | 0 | 0 | 0 | 0 | 0 | 0 | 0 | 0 | 0 | 0 | 0 | 0 | 0 | 0 | 0 | 0 | 0 | 0 | 0 | 0 | 0 | 0 | 0
165 | Goleta | Kern_Greater_Carrizo | SCE Northern | {'Cabrillo': [33.7, 1080.0], 'Sisquoc': [38.0, 895.0], 'Mandalay': [40.5, 39.0], 'Santa Clara': [41.6, 37.0], 'Mesa': [49.3, 30.0], 'Taft': [51.4, 0.0], 'Midway - Wheeler Ridge (Proposed)': [57.0, 0.0], 'Moorpark': [57.5, 6.0], 'Oceano': [58.9, 0.0], 'Elk Hills': [59.7, 0.0]} | 24922.4551 | 1171.9141 | 0.047022 | 23750.541 | 0.95298 | 0 | 0 | 0 | 0 | 0 | 201.0793 | 0.0080682 | 3.2317 | 0.00012967 | 0 | 21055.1523 | 0.84483 | 1218.0365 | 0.048873 | 20037.0059 | 0.80397 | 4885.4492 | 76.1545 | 0.0030557 | 24846.3006 | 410.1546 | 0.016457 | 24512.3004 | 20414.1641 | 0.81911 | 4508.291 | 13538.6611 | 0.54323 | 11383.7939 | 1575.6713 | 0.063223 | 23346.7838
82 | Goodrich | Greater_LA | SCE Metro | {'Rio Hondo': [6.9, 2046.0], 'Gould': [7.5, 4575.0], 'Mesa': [8.0, 486.0], 'Laguna Bell': [12.6, 351.0], 'Walnut': [12.6, 388.0], 'Center': [15.4, 351.0], 'Olinda': [17.0, 346.0], 'Lighthipe': [19.3, 351.0], 'La Cienega': [19.6, 488.0], 'Del Amo': [20.9, 350.0], 'Vincent': [23.1, 4561.0], 'La Fresa': [24.0, 351.0], 'El Nido': [24.1, 351.0], 'Hinson': [24.2, 351.0], 'Barre': [24.4, 346.0], 'Arcogen': [24.7, 351.0], 'Chevmain': [24.9, 408.0], 'El Segundo': [25.5, 488.0], 'Chino': [25.7, 0.0], 'Padua': [25.8, 45.0], 'Sylmar-Pac Intertie': [25.9, 4483.0], 'Lewis': [26.0, 346.0], 'Alamitos': [26.6, 348.0], 'Harborgen': [26.9, 351.0], 'Redondo': [27.1, 351.0], 'Villa Park': [27.3, 336.0], 'Long Beach': [27.7, 351.0], 'Serrano': [28.1, 336.0], 'Mira Loma': [31.6, 0.0], 'Rancho Vista': [32.0, 0.0], 'Etiwanda': [32.4, 0.0], 'Johanna': [33.1, 336.0], 'Ellis': [33.2, 346.0], 'Saugus': [33.6, 4482.0], 'Pardee': [34.6, 4475.0], 'Huntington Beach': [35.4, 346.0], 'Santiago': [38.2, 336.0], 'Antelope': [38.9, 4547.0], 'Viejo': [42.1, 2.0], 'Lugo': [43.7, 0.0], 'Vista': [44.7, 0.0], 'Lee Lake (Proposed)': [45.9, 0.0], 'Victor': [46.8, 0.0], 'Trabuco': [47.0, 2.0], 'Moorpark': [47.5, 142.0], 'Roadway': [48.4, 0.0], 'San Bernardino': [48.9, 0.0], 'Margarita': [49.2, 2.0], 'Capistrano': [50.3, 2.0], 'Whirlwind': [52.7, 4101.0], 'Talega': [56.6, 0.0], 'Bailey': [58.3, 1.0], 'El Casco': [59.4, 0.0]} | 13462.2969 | 4884.2744 | 0.36281 | 8578.0225 | 0.63719 | 0 | 0 | 0 | 0 | 0 | 0 | 0 | 0 | 0 | 0 | 5631.96 | 0.41835 | 865.6041 | 0.064298 | 1114.6029 | 0.082794 | 12347.694 | 3859.708 | 0.28671 | 9602.5889 | 2779.8918 | 0.20649 | 10682.405 | 5257.8643 | 0.39056 | 8204.4326 | 5196.187 | 0.38598 | 8266.1099 | 103.365 | 0.0076781 | 13358.9319
47 | Goose Lake | Central_Valley_North_Los_Banos | PGE Kern | {'Semitropic': [8.0, 65.0], 'Smyrna': [10.6, 0.0], 'Kernridge': [14.2, 163.0], 'Charca': [14.3, 0.0], 'Midway': [15.4, 163.0], 'Gates-Midway (Proposed)': [15.8, 163.0], 'Shafter': [15.9, 0.0], 'Temblor': [16.5, 163.0], 'Rio Bravo': [21.1, 0.0], 'Olive': [21.8, 0.0], 'Arco': [22.3, 163.0], 'Tupman': [24.4, 0.0], 'Caliente': [24.4, 163.0], 'Lerdo': [25.1, 0.0], 'Alpaugh': [25.9, 0.0], 'Norco': [26.6, 0.0], '7th Standard': [27.6, 0.0], 'Renfro': [27.7, 0.0], 'Elk Hills': [28.3, 29.0], 'Carrizo Plains': [30.1, 163.0], 'Solar': [31.0, 163.0], 'Kern Power': [31.2, 0.0], 'Tevis': [32.0, 0.0], 'Rosedale': [32.2, 0.0], 'Vestal': [32.4, 0.0], 'Taft': [32.6, 69.0], 'Kern Oil': [33.4, 0.0], 'West Park': [34.2, 0.0], 'Sycamore': [34.7, 0.0], 'Stockdale': [34.9, 0.0], 'Corcoran': [35.1, 0.0], 'Poso Mt.': [35.1, 0.0], 'Bakersfield': [35.6, 0.0], 'Waukena': [37.1, 0.0], 'Midway - Wheeler Ridge (Proposed)': [37.5, 0.0], 'Columbus': [38.7, 0.0], 'Avenal': [39.8, 0.0], 'Cal Water': [40.2, 0.0], 'Magunden': [40.6, 0.0], 'Cholame': [42.9, 0.0], 'Unknown - 3327': [45.5, 0.0], 'Lamont': [45.6, 0.0], 'Cal Flats': [45.6, 0.0], 'GWF Hanford': [46.3, 0.0], 'Leprino': [46.3, 0.0], 'Grimmway-Malaga': [47.3, 0.0], 'Mustang': [47.5, 0.0], 'Henrietta': [47.8, 0.0], 'Gates': [48.1, 0.0], 'Wheeler Ridge': [49.1, 0.0], 'Springville': [50.2, 0.0], 'Rector': [52.0, 0.0]} | 1764.7028 | 163.4712 | 0.092634 | 1601.2316 | 0.90737 | 0 | 0 | 0 | 0 | 0 | 0 | 0 | 0 | 0 | 0 | 1057.1335 | 0.59904 | 0 | 0 | 1294.323 | 0.73345 | 470.3798 | 0 | 0 | 1764.7028 | 277.3954 | 0.15719 | 1487.3073 | 1294.323 | 0.73345 | 470.3798 | 1089.9064 | 0.61761 | 674.7964 | 0 | 0 | 1764.7028
83 | Gould | Greater_LA | SCE Metro | {'Goodrich': [7.5, 4575.0], 'Mesa': [13.4, 149.0], 'Rio Hondo': [14.3, 1710.0], 'Laguna Bell': [17.1, 23.0], 'Vincent': [18.7, 10458.0], 'La Cienega': [18.8, 249.0], 'Sylmar-Pac Intertie': [18.8, 10389.0], 'Walnut': [20.0, 51.0], 'Center': [20.7, 15.0], 'Lighthipe': [23.5, 23.0], 'Olinda': [24.3, 10.0], 'El Nido': [24.9, 23.0], 'Chevmain': [25.2, 81.0], 'El Segundo': [25.5, 179.0], 'La Fresa': [25.6, 23.0], 'Saugus': [26.2, 10388.0], 'Del Amo': [26.3, 13.0], 'Pardee': [27.2, 10381.0], 'Hinson': [27.8, 23.0], 'Arcogen': [28.0, 23.0], 'Redondo': [28.2, 23.0], 'Harborgen': [30.6, 16.0], 'Barre': [30.8, 10.0], 'Long Beach': [31.5, 15.0], 'Alamitos': [31.9, 12.0], 'Padua': [32.1, 45.0], 'Antelope': [32.8, 10416.0], 'Lewis': [32.9, 10.0], 'Chino': [33.0, 0.0], 'Villa Park': [34.5, 0.0], 'Serrano': [35.4, 0.0], 'Rancho Vista': [38.5, 0.0], 'Mira Loma': [38.6, 0.0], 'Etiwanda': [38.9, 0.0], 'Ellis': [39.5, 10.0], 'Johanna': [39.9, 0.0], 'Moorpark': [41.2, 241.0], 'Huntington Beach': [41.4, 10.0], 'Santiago': [45.3, 0.0], 'Whirlwind': [46.2, 9910.0], 'Lugo': [47.9, 0.0], 'Viejo': [49.4, 0.0], 'Victor': [49.6, 0.0], 'Roadway': [50.5, 0.0], 'Bailey': [50.9, 1916.0], 'Vista': [51.3, 0.0], 'Lee Lake (Proposed)': [53.4, 0.0], 'Trabuco': [54.1, 0.0], 'San Bernardino': [55.2, 0.0], 'Margarita': [56.3, 0.0], 'Windhub': [56.3, 3615.0], 'Capistrano': [57.3, 0.0], 'Santa Clara': [57.4, 0.0]} | 25879.9238 | 10462.2275 | 0.40426 | 15417.6963 | 0.59574 | 0 | 0 | 0 | 0 | 0 | 3.6005 | 0.00013912 | 9.1637 | 0.00035408 | 0 | 9538.6484 | 0.36857 | 10058.0322 | 0.38864 | 3210.4167 | 0.12405 | 22669.5071 | 3598.8831 | 0.13906 | 22281.0408 | 2244.2053 | 0.086716 | 23635.7185 | 7131.1748 | 0.27555 | 18748.749 | 11328.5566 | 0.43774 | 14551.3672 | 625.8973 | 0.024185 | 25254.0266
130 | Grand Island | Solano | PGE NGBA | {'Shiloh III': [14.6, 30086.0], 'Birds Landing': [15.0, 30086.0], 'Eight Mile': [16.6, 28314.0], 'Contra Costa': [19.1, 29631.0], 'Peabody': [21.0, 30086.0], 'Stagg': [21.1, 27336.0], 'Vaca-Dixon & Gc Yard': [21.4, 29812.0], 'Pittsburg': [21.4, 29978.0], 'Lone Tree': [21.8, 29559.0], 'Brentwood': [22.1, 28326.0], 'Kirker': [22.5, 29978.0], 'Davis': [23.0, 20757.0], 'Lockeford': [24.7, 3595.0], 'Clayton': [28.6, 29602.0], 'Weber': [28.8, 3718.0], 'Putah Creek': [29.8, 18345.0], 'Delta Pumps': [29.8, 26114.0], 'Kelso': [30.0, 25248.0], 'Camanche': [30.8, 0.0], 'Woodland': [32.2, 1573.0], 'Martinez': [32.3, 29689.0], 'Rancho Seco - Bellota (Proposed)': [33.0, 0.0], 'Vierra': [34.6, 1469.0], 'Bellota': [34.7, 158.0], 'Midway Green Ridge Services': [34.9, 13649.0], 'Cayetano': [35.4, 22238.0], 'Tesla': [35.9, 7500.0], 'Madison': [36.6, 1693.0], 'Tulucay': [36.8, 25710.0], 'Carquinez': [37.1, 26547.0], 'Gold Hill': [38.3, 0.0], 'Ripon': [40.8, 0.0], 'Pleasant Grove': [43.6, 0.0], 'Riverbank': [49.0, 0.0], 'Rio Oso': [49.1, 0.0], 'Westley': [49.7, 0.0], 'Eastshore': [50.8, 75.0], 'Ignacio': [52.8, 199.0], 'Lakeville': [53.9, 192.0], 'Warnerville': [54.7, 0.0], 'Newark': [54.9, 75.0], 'Placerville': [55.6, 0.0], 'Martin': [57.7, 0.0], 'Los Esteros': [58.6, 0.0], 'Penngrove': [59.5, 0.0], 'Olivehurst': [59.5, 0.0]} | 147428.3594 | 30055.5488 | 0.20387 | 117372.8125 | 0.79613 | 0 | 0 | 0 | 0 | 0 | 44979.2188 | 0.30509 | 31832.0898 | 0.21592 | 0 | 71561.4609 | 0.4854 | 0 | 0 | 26179.5469 | 0.17757 | 121248.8125 | 48718.4648 | 0.33046 | 98709.8945 | 48091.3984 | 0.3262 | 99336.9609 | 70090.125 | 0.47542 | 77338.2344 | 8478.3076 | 0.057508 | 138950.0518 | 31447.3867 | 0.21331 | 115980.9727
214 | Green Ridge Midway | Solano | PGE GBA | {'Tesla': [1.6, 7521.0], 'Kelso': [5.0, 13670.0], 'Delta Pumps': [5.4, 13670.0], 'Cayetano': [10.1, 13670.0], 'Brentwood': [14.2, 13670.0], 'Vierra': [17.8, 1490.0], 'Lone Tree': [17.9, 13670.0], 'Contra Costa': [21.7, 13670.0], 'Stagg': [22.5, 13670.0], 'Westley': [23.2, 0.0], 'Weber': [23.2, 3480.0], 'Ripon': [24.2, 0.0], 'Clayton': [25.7, 13670.0], 'Eight Mile': [25.7, 13670.0], 'Newark': [26.8, 96.0], 'Kirker': [26.8, 13670.0], 'Pittsburg': [27.3, 13670.0], 'Los Esteros': [28.0, 21.0], 'Eastshore': [29.8, 96.0], 'Birds Landing': [30.5, 13670.0], 'Scott': [31.4, 0.0], 'Shiloh III': [33.7, 13670.0], 'Fink (Proposed)': [34.7, 0.0], 'Crow Creek': [34.7, 0.0], 'Grand Island': [34.9, 13649.0], 'Martinez': [35.1, 13404.0], 'Metcalf 1': [35.7, 0.0], 'Lockeford': [35.7, 3357.0], 'Metcalf Energy Center': [36.0, 0.0], 'Bellota': [37.1, 158.0], 'Riverbank': [37.3, 0.0], 'Hicks': [38.1, 0.0], 'Miller': [41.6, 0.0], 'Rancho Seco - Bellota (Proposed)': [42.7, 0.0], 'Warnerville': [42.9, 0.0], 'Peabody': [43.9, 13649.0], 'Carquinez': [44.0, 10480.0], 'Martin': [45.0, 0.0], 'Camanche': [45.5, 0.0], 'Llagas': [49.7, 0.0], 'Vaca-Dixon & Gc Yard': [50.0, 13375.0], 'Quinto': [50.7, 0.0], 'Tulucay': [51.7, 9566.0], 'Los Banos': [55.9, 0.0], 'Davis': [57.1, 4960.0], 'Ignacio': [57.4, 0.0], 'Putah Creek': [59.3, 2147.0], 'New Melones': [59.7, 0.0]} | 88886.4922 | 13644.1748 | 0.1535 | 75242.3203 | 0.8465 | 0 | 0 | 0 | 0 | 0 | 12293.9443 | 0.13831 | 5511.9722 | 0.062011 | 0 | 54741.2109 | 0.61586 | 5889.1553 | 0.066255 | 51555.5039 | 0.58002 | 37330.9883 | 49807.9805 | 0.56035 | 39078.5117 | 54849.9062 | 0.61708 | 34036.5859 | 68323.9453 | 0.76867 | 20562.5469 | 25292.2969 | 0.28455 | 63594.1953 | 7872.29 | 0.088566 | 81014.2021
98 | Gregg | Central_Valley_North_Los_Banos | PGE Fresno | {'Borden': [6.1, 0.0], 'Kearney (New)': [10.3, 0.0], 'West Fresno': [10.8, 0.0], 'California Ave': [12.5, 0.0], 'Malaga': [15.3, 0.0], 'Mc Mullin': [18.4, 0.0], 'Sanger': [19.7, 0.0], 'McCall': [22.7, 0.0], 'Newhall': [22.8, 0.0], 'Helm': [23.1, 0.0], 'Dairyland': [26.1, 0.0], 'Le Grand': [30.2, 0.0], 'Wahtoke': [30.5, 0.0], 'Kingsburg': [31.3, 0.0], 'Mendota': [31.4, 0.0], 'Tranquility': [32.6, 0.0], 'Schindler': [33.5, 0.0], 'Reedley': [34.5, 0.0], 'Excelsior': [35.8, 0.0], 'Cheney': [37.3, 0.0], 'Cantua': [37.6, 0.0], 'Panoche': [39.3, 0.0], 'Wilson': [40.7, 0.0], 'Oro Loma': [40.9, 0.0], 'Henrietta': [42.2, 0.0], 'Leprino': [42.6, 0.0], 'Merced': [42.8, 0.0], 'Mustang': [42.9, 0.0], 'GWF Hanford': [43.0, 0.0], 'Big Creek 1': [44.4, 0.0], 'Gates': [50.6, 0.0], 'Waukena': [52.8, 0.0], 'Rector': [53.2, 0.0], 'Corcoran': [55.1, 0.0]} | 0 | 0 | 0 | 0 | 0 | 0 | 0 | 0 | 0 | 0 | 0 | 0 | 0 | 0 | 0 | 0 | 0 | 0 | 0 | 0 | 0 | 0 | 0 | 0 | 0 | 0 | 0 | 0 | 0 | 0 | 0 | 0 | 0 | 0 | 0 | 0 | 0
249 | Grimway | Central_Valley_North_Los_Banos | PGE Kern | {'Unknown - 3327': [3.4, 1657.0], 'Lamont': [3.4, 1693.0], 'Magunden': [8.6, 1048.0], 'Columbus': [11.3, 337.0], 'Cal Water': [12.3, 455.0], 'Stockdale': [12.6, 0.0], 'Bakersfield': [12.6, 238.0], 'Wheeler Ridge': [12.7, 1217.0], 'West Park': [13.4, 182.0], 'Rosedale': [15.2, 89.0], 'Tevis': [15.9, 0.0], 'Sycamore': [15.9, 238.0], 'Kern Oil': [16.1, 238.0], 'Kern Power': [16.2, 9.0], 'Renfro': [19.7, 0.0], '7th Standard': [20.2, 32.0], 'Pastoria': [21.6, 1220.0], 'Poso Mt.': [22.2, 238.0], 'Lerdo': [24.0, 75.0], 'Tupman': [24.3, 0.0], 'Midway - Wheeler Ridge (Proposed)': [24.6, 0.0], 'Norco': [25.5, 0.0], 'Rio Bravo': [26.3, 0.0], 'Highwind': [29.1, 1987.0], 'Elk Hills': [29.2, 0.0], 'Shafter': [31.7, 0.0], 'Bailey': [32.8, 1217.0], 'Midway': [35.1, 0.0], 'Windhub': [35.9, 1987.0], 'Taft': [36.0, 0.0], 'Whirlwind': [36.0, 1938.0], 'Charca': [36.1, 0.0], 'Semitropic': [40.6, 0.0], 'Vestal': [42.9, 96.0], 'Smyrna': [46.6, 0.0], 'Goose Lake': [47.3, 0.0], 'Temblor': [48.1, 0.0], 'Antelope': [50.0, 193.0], 'Kernridge': [51.4, 0.0], 'Olive': [55.7, 0.0], 'Pardee': [57.9, 0.0], 'Saugus': [59.2, 0.0], 'Springville': [59.6, 0.0], 'Alpaugh': [59.7, 0.0]} | 48639.125 | 2223.4219 | 0.045713 | 46415.7031 | 0.95429 | 0 | 0 | 0 | 0 | 0 | 7.5502 | 0.00015523 | 0.086938 | 1.7874e-06 | 0 | 26240.084 | 0.53949 | 17263.2285 | 0.35492 | 35508.6016 | 0.73004 | 13130.5234 | 18553.1602 | 0.38145 | 30085.9648 | 26099.1309 | 0.53659 | 22539.9941 | 42772.4492 | 0.87938 | 5866.6758 | 34279.9414 | 0.70478 | 14359.1836 | 781.4716 | 0.016067 | 47857.6534
243 | GWF Hanford Sw Sta | Central_Valley_North_Los_Banos | PGE Fresno | {'Waukena': [9.9, 0.0], 'Leprino': [10.6, 0.0], 'Corcoran': [12.2, 0.0], 'Henrietta': [14.4, 0.0], 'Mustang': [15.4, 0.0], 'Kingsburg': [15.5, 0.0], 'Rector': [22.6, 0.0], 'McCall': [23.6, 0.0], 'Alpaugh': [23.7, 0.0], 'Wahtoke': [26.2, 0.0], 'Reedley': [27.6, 0.0], 'Olive': [28.0, 0.0], 'Gates': [28.1, 0.0], 'Schindler': [28.9, 0.0], 'Mc Mullin': [29.3, 0.0], 'Malaga': [29.6, 0.0], 'Sanger': [30.3, 0.0], 'California Ave': [31.7, 0.0], 'West Fresno': [32.4, 0.0], 'Kearney (New)': [32.8, 0.0], 'Avenal': [33.1, 0.0], 'Excelsior': [33.7, 0.0], 'Gates-Midway (Proposed)': [34.5, 0.0], 'Helm': [36.9, 0.0], 'Arco': [37.2, 0.0], 'Smyrna': [39.6, 0.0], 'Cantua': [40.2, 0.0], 'Springville': [41.1, 0.0], 'Gregg': [43.0, 0.0], 'Vestal': [43.1, 0.0], 'Goose Lake': [46.3, 0.0], 'Cal Flats': [46.7, 0.0], 'Tranquility': [47.6, 0.0], 'Semitropic': [47.7, 0.0], 'Borden': [48.8, 0.0], 'Charca': [49.1, 0.0], 'Mendota': [54.8, 0.0], 'Cheney': [55.2, 0.0], 'Shafter': [55.3, 0.0], 'Cholame': [55.7, 0.0], 'Newhall': [55.9, 0.0], 'Kernridge': [57.3, 0.0], 'Panoche': [58.3, 0.0], 'Lerdo': [59.9, 0.0]} | 0 | 0 | 0 | 0 | 0 | 0 | 0 | 0 | 0 | 0 | 0 | 0 | 0 | 0 | 0 | 0 | 0 | 0 | 0 | 0 | 0 | 0 | 0 | 0 | 0 | 0 | 0 | 0 | 0 | 0 | 0 | 0 | 0 | 0 | 0 | 0 | 0
84 | Harborgen | Greater_LA | SCE Metro | {'Long Beach': [0.9, 409.0], 'Arcogen': [2.8, 406.0], 'Hinson': [2.8, 409.0], 'Alamitos': [7.5, 407.0], 'Lighthipe': [7.6, 406.0], 'La Fresa': [8.7, 393.0], 'Del Amo': [8.9, 408.0], 'Redondo': [10.4, 391.0], 'El Nido': [11.6, 391.0], 'Center': [12.5, 404.0], 'Chevmain': [13.2, 391.0], 'Laguna Bell': [14.3, 402.0], 'Barre': [14.3, 405.0], 'El Segundo': [14.4, 391.0], 'Huntington Beach': [17.0, 405.0], 'La Cienega': [17.6, 391.0], 'Ellis': [17.6, 405.0], 'Mesa': [19.0, 390.0], 'Lewis': [19.0, 402.0], 'Olinda': [21.0, 396.0], 'Johanna': [22.0, 386.0], 'Walnut': [22.5, 392.0], 'Villa Park': [22.8, 386.0], 'Serrano': [25.4, 385.0], 'Rio Hondo': [26.6, 348.0], 'Goodrich': [26.9, 351.0], 'Santiago': [27.6, 385.0], 'Gould': [30.6, 16.0], 'Viejo': [34.6, 21.0], 'Chino': [35.0, 0.0], 'Trabuco': [35.2, 21.0], 'Capistrano': [37.2, 21.0], 'Margarita': [38.0, 21.0], 'Sylmar-Pac Intertie': [39.5, 6.0], 'Padua': [41.1, 0.0], 'Mira Loma': [41.3, 0.0], 'Talega': [44.0, 19.0], 'Lee Lake (Proposed)': [44.8, 19.0], 'Rancho Vista': [45.2, 0.0], 'Etiwanda': [45.6, 0.0], 'San Onofre': [48.0, 19.0], 'Saugus': [48.6, 5.0], 'Vincent': [49.1, 0.0], 'Pardee': [49.9, 4.0], 'Moorpark': [52.0, 5.0], 'Vista': [55.2, 0.0]} | 1255.7419 | 385.8686 | 0.30728 | 869.8733 | 0.69272 | 0 | 0 | 0 | 0 | 0 | 0 | 0 | 0 | 0 | 0 | 0 | 0 | 0 | 0 | 8.9877 | 0.0071573 | 1246.7542 | 257.2514 | 0.20486 | 998.4906 | 779.6826 | 0.62089 | 476.0594 | 788.6703 | 0.62805 | 467.0717 | 0 | 0 | 1255.7419 | 31.2094 | 0.024853 | 1224.5326
310 | Harry Allen | Nevada |  | {'Desert View': [26.7, 1883.0], 'Mead': [34.6, 0.0], 'Sloan Canyon': [38.8, 0.0], 'Eldorado': [43.8, 0.0], 'Sandy Valley': [49.7, 1879.0], 'Crazy Eyes': [52.7, 1613.0], 'Gamebird': [58.4, 0.0], 'Innovation': [59.0, 0.0], 'Primm': [59.6, 0.0]} | 3274.8728 | 1882.111 | 0.57471 | 1392.7618 | 0.42529 | 0 | 0 | 0 | 0 | 0 | 0 | 0 | 0 | 0 | 0 | 841.0215 | 0.25681 | 0 | 0 | 0 | 0 | 3274.8728 | 0 | 0 | 3274.8728 | 0 | 0 | 3274.8728 | 0 | 0 | 3274.8728 | 0 | 0 | 3274.8728 | 0 | 0 | 3274.8728
283 | Hassayampa | Arizona | SDGE Arizona | {'Palo Verde': [2.7, 0.0], 'Delaney': [14.1, 0.0], 'Hoodoo Wash': [45.7, 0.0]} | 0 | 0 | 0 | 0 | 0 | 0 | 0 | 0 | 0 | 0 | 0 | 0 | 0 | 0 | 0 | 0 | 0 | 0 | 0 | 0 | 0 | 0 | 0 | 0 | 0 | 0 | 0 | 0 | 0 | 0 | 0 | 0 | 0 | 0 | 0 | 0 | 0
21 | Helm | Central_Valley_North_Los_Banos | PGE Fresno | {'Mc Mullin': [10.4, 0.0], 'Tranquility': [12.7, 0.0], 'Schindler': [13.2, 0.0], 'Excelsior': [13.6, 0.0], 'Cantua': [14.5, 0.0], 'Mendota': [18.0, 0.0], 'Kearney (New)': [18.1, 0.0], 'Cheney': [20.0, 0.0], 'Newhall': [20.8, 0.0], 'West Fresno': [21.7, 0.0], 'Panoche': [22.9, 0.0], 'Gregg': [23.1, 0.0], 'California Ave': [24.5, 0.0], 'Borden': [25.2, 0.0], 'Malaga': [25.9, 0.0], 'Henrietta': [28.5, 0.0], 'Mustang': [28.6, 0.0], 'McCall': [29.8, 0.0], 'Leprino': [30.9, 0.0], 'Gates': [31.3, 0.0], 'Sanger': [32.4, 0.0], 'Dairyland': [32.9, 0.0], 'Oro Loma': [33.5, 0.0], 'Kingsburg': [33.7, 0.0], 'GWF Hanford': [36.9, 0.0], 'Wahtoke': [40.2, 0.0], 'Le Grand': [41.3, 0.0], 'Avenal': [42.5, 0.0], 'Reedley': [44.4, 0.0], 'Waukena': [45.7, 0.0], 'Corcoran': [47.9, 0.0], 'Merced': [50.1, 0.0], 'Wilson': [50.1, 0.0], 'Cal Flats': [50.5, 0.0], 'Rector': [55.5, 0.0], 'Los Banos': [56.6, 0.0], 'Arco': [58.2, 0.0], 'Coburn': [58.5, 0.0], 'Alpaugh': [59.1, 0.0]} | 263.9852 | 0 | 0 | 0 | 0 | 0 | 0 | 0 | 0 | 0 | 0 | 0 | 0 | 0 | 0 | 170.5282 | 0.64598 | 75.5773 | 0.28629 | 263.9852 | 1 | 0 | 0 | 0 | 263.9852 | 26.707 | 0.10117 | 237.2782 | 263.9852 | 1 | 0 | 192.7034 | 0.72998 | 71.2818 | 0 | 0 | 263.9852
72 | Henrietta | Central_Valley_North_Los_Banos | PGE Fresno | {'Mustang': [1.1, 0.0], 'Leprino': [3.9, 0.0], 'Gates': [14.2, 0.0], 'GWF Hanford': [14.4, 0.0], 'Schindler': [17.2, 0.0], 'Waukena': [19.6, 0.0], 'Excelsior': [21.3, 0.0], 'Corcoran': [21.4, 0.0], 'Avenal': [21.8, 0.0], 'Kingsburg': [24.7, 0.0], 'Mc Mullin': [24.7, 0.0], 'Cantua': [27.6, 0.0], 'Helm': [28.5, 0.0], 'McCall': [29.4, 0.0], 'Alpaugh': [31.5, 0.0], 'Kearney (New)': [32.0, 0.0], 'Arco': [32.2, 0.0], 'Malaga': [32.7, 0.0], 'Gates-Midway (Proposed)': [33.1, 0.0], 'West Fresno': [33.2, 0.0], 'California Ave': [33.9, 0.0], 'Cal Flats': [34.8, 0.0], 'Olive': [34.9, 0.0], 'Sanger': [36.0, 0.0], 'Wahtoke': [36.0, 0.0], 'Tranquility': [36.8, 0.0], 'Rector': [37.0, 0.0], 'Reedley': [38.6, 0.0], 'Gregg': [42.2, 0.0], 'Smyrna': [44.0, 0.0], 'Cheney': [44.2, 0.0], 'Mendota': [45.2, 0.0], 'Cholame': [45.4, 0.0], 'Panoche': [47.2, 0.0], 'Borden': [47.2, 0.0], 'Goose Lake': [47.8, 0.0], 'Newhall': [49.2, 0.0], 'Semitropic': [51.4, 0.0], 'Vestal': [53.4, 0.0], 'Charca': [54.4, 0.0], 'Springville': [54.7, 0.0], 'Kernridge': [55.9, 0.0], 'Caliente': [59.6, 0.0], 'Carrizo Plains': [59.9, 0.0], 'Shafter': [60.0, 0.0], 'Solar': [60.0, 0.0]} | 332.4059 | 0 | 0 | 0 | 0 | 0 | 0 | 0 | 0 | 0 | 0 | 0 | 0 | 0 | 0 | 238.9488 | 0.71885 | 75.5773 | 0.22736 | 332.4059 | 1 | 0 | 0 | 0 | 332.4059 | 26.707 | 0.080345 | 305.6989 | 332.4059 | 1 | 0 | 261.1241 | 0.78556 | 71.2818 | 0 | 0 | 332.4059
167 | Hicks | Peninsula_Monterey | PGE GBA | {'Metcalf Energy Center': [8.5, 83.0], 'Metcalf 1': [8.8, 83.0], 'Scott': [10.3, 130.0], 'Los Esteros': [13.5, 79.0], 'Newark': [19.0, 76.0], 'Llagas': [24.6, 24.0], 'Eastshore': [29.5, 76.0], 'Moss Landing': [30.3, 50.0], 'Cayetano': [35.6, 25.0], 'Hollister': [37.5, 5.0], 'Tesla': [37.9, 0.0], 'Midway Green Ridge Services': [38.1, 0.0], 'Delta Pumps': [42.1, 0.0], 'Kelso': [42.2, 0.0], 'Fink (Proposed)': [42.8, 0.0], 'Martin': [42.8, 43.0], 'Miller': [43.1, 0.0], 'Crow Creek': [43.2, 0.0], 'Westley': [45.0, 0.0], 'Quinto': [46.5, 0.0], 'Brentwood': [48.9, 0.0], 'Clayton': [49.2, 14.0], 'Lone Tree': [49.8, 0.0], 'Los Banos': [50.1, 0.0], 'Vierra': [52.0, 0.0], 'Contra Costa': [53.3, 0.0], 'Kirker': [54.4, 0.0], 'Ripon': [54.9, 0.0], 'Martinez': [55.2, 12.0], 'Pittsburg': [55.5, 0.0], 'Weber': [59.6, 0.0]} | 5458.5835 | 125.9974 | 0.023082 | 5332.5859 | 0.97692 | 0 | 0 | 0 | 0 | 0 | 9.0426 | 0.0016566 | 8.7907 | 0.0016104 | 0 | 2315.8237 | 0.42425 | 2591.7087 | 0.4748 | 4455.7988 | 0.81629 | 1002.7847 | 2164.0371 | 0.39645 | 3294.5464 | 2389.1948 | 0.4377 | 3069.3887 | 4978.2373 | 0.912 | 480.3462 | 4753.4141 | 0.87081 | 705.1694 | 143.7502 | 0.026335 | 5314.8333
112 | Higgins | Northern_California | PGE NGBA | {'Brunswick': [13.3, 19.0], 'Pleasant Grove': [19.2, 0.0], 'Colgate': [20.5, 19.0], 'Rio Oso': [21.6, 0.0], 'Drum 1': [22.8, 19.0], 'Olivehurst': [24.5, 0.0], 'East Marysville': [26.6, 0.0], 'Gold Hill': [26.8, 0.0], 'Placerville': [27.2, 0.0], 'Pease': [31.8, 0.0], 'Honcut': [33.1, 0.0], 'Palermo': [36.4, 0.0], 'Wyandotte': [39.2, 0.0], 'Summit': [42.6, 19.0], 'Thermalito': [43.5, 0.0], 'Woodland': [44.0, 0.0], 'Table Mt.': [46.1, 0.0], 'Davis': [48.9, 0.0], 'Madison': [53.9, 0.0], 'Camanche': [57.5, 0.0]} | 64.1877 | 18.8732 | 0.29403 | 45.3144 | 0.70597 | 0 | 0 | 0 | 0 | 0 | 0 | 0 | 0 | 0 | 0 | 0 | 0 | 64.1877 | 1 | 5.055 | 0.078753 | 59.1327 | 0.19061 | 0.0029695 | 63.997 | 0 | 0 | 64.1877 | 5.2456 | 0.081723 | 58.9421 | 45.3144 | 0.70597 | 18.8732 | 0 | 0 | 64.1877
39 | High Line | Greater_Imperial | SDGE Imperial | {'North Gila - IV (Proposed)': [4.3, 7080.0], 'El Centro': [15.5, 2314.0], 'Imperial Valley': [26.0, 1236.0], 'Arkansas': [27.5, 4027.0], 'Sonora': [29.4, 3894.0], 'Bannister': [34.6, 902.0], 'Ocotillo Express': [44.9, 898.0], 'North Gila': [45.7, 2040.0], 'East County': [50.6, 625.0], 'Boulevard': [58.8, 174.0]} | 39549.5117 | 7682.8936 | 0.19426 | 31866.6172 | 0.80574 | 0 | 0 | 0 | 0 | 0 | 56.3763 | 0.0014255 | 30.7683 | 0.00077797 | 0 | 0 | 0 | 0 | 0 | 11082.1797 | 0.28021 | 28467.332 | 8062.5762 | 0.20386 | 31486.9355 | 6510.3965 | 0.16461 | 33039.1152 | 18876.6953 | 0.47729 | 20672.8164 | 26489.1113 | 0.66977 | 13060.4004 | 1079.3334 | 0.027291 | 38470.1783
240 | Highwind | Tehachapi | SCE Northern | {'Windhub': [7.1, 83259.0], 'Whirlwind': [16.9, 76848.0], 'Pastoria': [28.7, 41274.0], 'Antelope': [28.8, 70723.0], 'Grimmway-Malaga': [29.1, 1987.0], 'Lamont': [30.5, 1455.0], 'Unknown - 3327': [30.6, 1420.0], 'Bailey': [31.7, 52992.0], 'Wheeler Ridge': [33.9, 7971.0], 'Magunden': [35.6, 810.0], 'Cal Water': [37.0, 218.0], 'Columbus': [37.9, 99.0], 'Bakersfield': [40.6, 0.0], 'Stockdale': [41.8, 0.0], 'West Park': [41.9, 0.0], 'Sycamore': [42.3, 0.0], 'Kern Oil': [43.3, 0.0], 'Rosedale': [43.9, 0.0], 'Vincent': [44.8, 26722.0], 'Kern Power': [45.0, 0.0], 'Tevis': [45.1, 0.0], 'Randsburg': [45.2, 5160.0], 'Poso Mt.': [45.6, 0.0], 'Pardee': [47.0, 32826.0], 'Kramer': [47.9, 3485.0], 'Saugus': [48.1, 31255.0], '7th Standard': [48.6, 0.0], 'Renfro': [48.7, 0.0], 'Midway - Wheeler Ridge (Proposed)': [50.4, 0.0], 'Inyokern': [50.4, 3.0], 'Lerdo': [51.7, 0.0], 'Tupman': [53.4, 0.0], 'Norco': [54.2, 0.0], 'Rio Bravo': [55.2, 0.0], 'Sylmar-Pac Intertie': [55.2, 4425.0], 'Elk Hills': [57.1, 0.0]} | 330569.5938 | 83238.9297 | 0.2518 | 247330.6562 | 0.7482 | 0 | 0 | 0 | 0 | 0 | 4267.4688 | 0.012909 | 2225.1238 | 0.0067312 | 0 | 68052.3516 | 0.20586 | 28864.707 | 0.087318 | 109409.7109 | 0.33097 | 221159.8828 | 111754.8984 | 0.33807 | 218814.6953 | 103565.8984 | 0.3133 | 227003.6953 | 217170.0312 | 0.65696 | 113399.5625 | 123573.3984 | 0.37382 | 206996.1953 | 2976.9653 | 0.0090056 | 327592.6284
208 | Hilltop | Northern_California | Northeast CA | {'Madeline': [38.7, 6108.0], 'Pit 1': [57.6, 0.0]} | 326109.1875 | 13584.9307 | 0.041658 | 312524.25 | 0.95834 | 0 | 0 | 0 | 0 | 0 | 21622.2246 | 0.066304 | 15793.5107 | 0.04843 | 0 | 84242.2109 | 0.25833 | 0 | 0 | 216435.7344 | 0.66369 | 109673.4531 | 80563.5312 | 0.24704 | 245545.6562 | 50022.3477 | 0.15339 | 276086.8398 | 260205.9844 | 0.79791 | 65903.2031 | 248246.8125 | 0.76124 | 77862.375 | 29453.6465 | 0.090318 | 296655.541
85 | Hinson | Greater_LA | SCE Metro | {'Arcogen': [1.2, 414.0], 'Harborgen': [2.8, 409.0], 'Long Beach': [3.7, 408.0], 'Lighthipe': [5.0, 413.0], 'La Fresa': [7.2, 401.0], 'Del Amo': [7.5, 406.0], 'Alamitos': [8.0, 405.0], 'Redondo': [9.7, 400.0], 'El Nido': [10.1, 400.0], 'Center': [10.1, 404.0], 'Laguna Bell': [11.6, 410.0], 'Chevmain': [11.9, 400.0], 'El Segundo': [13.1, 400.0], 'Barre': [13.9, 403.0], 'La Cienega': [15.4, 400.0], 'Mesa': [16.3, 390.0], 'Ellis': [18.5, 403.0], 'Huntington Beach': [18.5, 403.0], 'Lewis': [18.6, 400.0], 'Olinda': [19.4, 395.0], 'Walnut': [20.4, 392.0], 'Villa Park': [22.3, 385.0], 'Johanna': [22.5, 385.0], 'Rio Hondo': [24.1, 348.0], 'Goodrich': [24.2, 351.0], 'Serrano': [24.9, 383.0], 'Gould': [27.8, 23.0], 'Santiago': [28.3, 383.0], 'Chino': [33.6, 0.0], 'Viejo': [35.0, 19.0], 'Trabuco': [36.2, 19.0], 'Sylmar-Pac Intertie': [37.1, 14.0], 'Capistrano': [38.4, 19.0], 'Margarita': [39.0, 19.0], 'Padua': [39.4, 0.0], 'Mira Loma': [40.0, 0.0], 'Rancho Vista': [43.7, 0.0], 'Etiwanda': [44.1, 0.0], 'Lee Lake (Proposed)': [44.7, 18.0], 'Talega': [45.2, 18.0], 'Saugus': [46.2, 13.0], 'Vincent': [46.3, 0.0], 'Pardee': [47.5, 12.0], 'San Onofre': [49.5, 18.0], 'Moorpark': [50.4, 13.0], 'Vista': [54.1, 0.0], 'San Bernardino': [59.3, 0.0]} | 1266.1566 | 392.519 | 0.31001 | 873.6376 | 0.68999 | 0 | 0 | 0 | 0 | 0 | 0 | 0 | 0 | 0 | 0 | 0.18936 | 0.00014956 | 0 | 0 | 10.4606 | 0.0082617 | 1255.6961 | 257.2514 | 0.20318 | 1008.9052 | 779.6826 | 0.61579 | 486.4741 | 790.1431 | 0.62405 | 476.0135 | 0 | 0 | 1266.1566 | 31.2094 | 0.024649 | 1234.9472
131 | Hollister | Peninsula_Monterey | PGE GBA | {'Llagas': [13.0, 38.0], 'Moss Landing': [20.8, 3342.0], 'Los Banos': [25.0, 0.0], 'Quinto': [25.7, 0.0], 'Metcalf Energy Center': [31.1, 8.0], 'Metcalf 1': [31.1, 8.0], 'Miller': [31.3, 0.0], 'Hicks': [37.5, 5.0], 'Fink (Proposed)': [37.9, 0.0], 'Crow Creek': [38.3, 0.0], 'Oro Loma': [41.6, 0.0], 'Coburn': [43.7, 3441.0], 'Scott': [46.6, 0.0], 'Panoche': [47.9, 0.0], 'Los Esteros': [48.6, 0.0], 'Westley': [50.7, 0.0], 'Cheney': [51.0, 0.0], 'Mendota': [53.4, 0.0], 'Newark': [54.4, 0.0], 'Merced': [58.1, 0.0], 'Tranquility': [58.6, 0.0], 'Tesla': [59.3, 0.0], 'Newhall': [59.6, 0.0]} | 15505.6562 | 3484.8147 | 0.22474 | 12020.8418 | 0.77526 | 0 | 0 | 0 | 0 | 0 | 159.7715 | 0.010304 | 3158.5344 | 0.2037 | 0 | 5590.8662 | 0.36057 | 6218.8242 | 0.40107 | 10428.166 | 0.67254 | 5077.4902 | 1417.2153 | 0.0914 | 14088.4409 | 2137.9182 | 0.13788 | 13367.738 | 11380.6543 | 0.73397 | 4125.002 | 11305.8652 | 0.72914 | 4199.791 | 111.0777 | 0.0071637 | 15394.5785
5 | Honcut | Northern_California | PGE NGBA | {'Palermo': [10.1, 0.0], 'Pease': [11.0, 0.0], 'East Marysville': [11.0, 0.0], 'Wyandotte': [12.2, 0.0], 'Thermalito': [13.5, 0.0], 'Olivehurst': [16.0, 0.0], 'Table Mt.': [16.4, 0.0], 'Colgate': [21.7, 0.0], 'Rio Oso': [27.5, 0.0], 'Brunswick': [30.6, 0.0], 'Higgins': [33.1, 0.0], 'Delevan': [36.2, 0.0], 'Cortina': [36.4, 0.0], 'Pleasant Grove': [37.8, 0.0], 'Logan Creek': [38.8, 0.0], 'Glenn': [43.0, 0.0], 'Drum 1': [44.6, 0.0], 'Woodland': [45.2, 0.0], 'Madison': [49.2, 0.0], 'Gold Hill': [52.0, 0.0], 'Davis': [54.1, 0.0], 'Putah Creek': [59.1, 0.0], 'Placerville': [59.7, 0.0]} | 1611.9674 | 0 | 0 | 0 | 0 | 0 | 0 | 0 | 0 | 0 | 0.1492 | 9.2559e-05 | 0 | 0 | 0 | 1590.6566 | 0.98678 | 0 | 0 | 1537.9938 | 0.95411 | 73.9736 | 1055.6106 | 0.65486 | 556.3568 | 1055.8043 | 0.65498 | 556.1631 | 1578.7115 | 0.97937 | 33.2559 | 1325.8004 | 0.82247 | 286.167 | 5.3863 | 0.0033415 | 1606.5811
284 | Hoodoo Wash | Arizona | SDGE Arizona | {'Delaney': [44.8, 0.0], 'Hassayampa': [45.7, 0.0], 'Palo Verde': [47.0, 0.0], 'North Gila': [60.1, 0.0]} | 12.7833 | 12.7833 | 1 | 0 | 0 | 0 | 0 | 0 | 0 | 0 | 0 | 0 | 0 | 0 | 0 | 0 | 0 | 0 | 0 | 0 | 0 | 12.7833 | 0 | 0 | 12.7833 | 0 | 0 | 12.7833 | 0 | 0 | 12.7833 | 0 | 0 | 12.7833 | 0 | 0 | 12.7833
102 | Hopland | Mendocino_Marin | PGE NGBA | {'Cloverdale': [12.7, 1366.0], 'Ukiah': [13.2, 1992.0], 'Calpella': [16.6, 1969.0], 'Eagle Rock': [17.6, 1216.0], 'Mendocino': [20.2, 1541.0], 'Geysers Tap 1': [23.2, 474.0], 'Fulton': [37.1, 22.0], 'Bellevue': [45.6, 4.0], 'Cortina': [47.2, 418.0], 'Penngrove': [50.3, 4.0], 'Delevan': [51.4, 361.0], 'Lakeville': [56.7, 0.0], 'Logan Creek': [58.8, 17.0]} | 23057.4531 | 2155.5044 | 0.093484 | 20901.9492 | 0.90652 | 0 | 0 | 0 | 0 | 0 | 319.2626 | 0.013846 | 35.5627 | 0.0015424 | 0 | 8162.5586 | 0.35401 | 6734.6528 | 0.29208 | 13793.5078 | 0.59822 | 9263.9453 | 5762.9429 | 0.24994 | 17294.5103 | 10831.8301 | 0.46978 | 12225.623 | 17159.5059 | 0.74421 | 5897.9473 | 13600.3877 | 0.58985 | 9457.0654 | 37.5799 | 0.0016298 | 23019.8732
312 | Humboldt | Humboldt | PGE NGBA | {'Bridgeville': [27.2, 4057.0]} | 30033.3828 | 5624.6201 | 0.18728 | 24408.7617 | 0.81272 | 0 | 0 | 0 | 0 | 0 | 0 | 0 | 0 | 0 | 0 | 1760.5697 | 0.05862 | 694.5162 | 0.023125 | 2306.4846 | 0.076797 | 27726.8982 | 1596.0226 | 0.053142 | 28437.3602 | 2609.8455 | 0.086898 | 27423.5374 | 3997.0144 | 0.13309 | 26036.3684 | 21454.6953 | 0.71436 | 8578.6875 | 1845.9354 | 0.061463 | 28187.4474
201 | Huntington Beach | Greater_LA | SCE Metro | {'Ellis': [3.4, 439.0], 'Johanna': [8.6, 422.0], 'Alamitos': [10.8, 409.0], 'Barre': [11.2, 427.0], 'Lewis': [12.1, 429.0], 'Santiago': [12.2, 420.0], 'Villa Park': [14.3, 418.0], 'Del Amo': [15.5, 406.0], 'Long Beach': [16.5, 405.0], 'Serrano': [16.6, 417.0], 'Harborgen': [17.0, 405.0], 'Trabuco': [18.5, 57.0], 'Hinson': [18.5, 403.0], 'Arcogen': [19.3, 399.0], 'Viejo': [19.4, 57.0], 'Lighthipe': [19.8, 399.0], 'Capistrano': [20.2, 57.0], 'Center': [20.8, 399.0], 'Olinda': [20.9, 396.0], 'Margarita': [21.2, 57.0], 'Laguna Bell': [24.8, 396.0], 'Walnut': [25.0, 391.0], 'La Fresa': [25.6, 386.0], 'Talega': [27.0, 55.0], 'Redondo': [27.4, 385.0], 'Mesa': [28.0, 385.0], 'El Nido': [28.5, 385.0], 'Chino': [29.8, 0.0], 'Chevmain': [30.2, 385.0], 'San Onofre': [31.0, 55.0], 'Lee Lake (Proposed)': [31.2, 55.0], 'El Segundo': [31.4, 385.0], 'Rio Hondo': [31.6, 347.0], 'La Cienega': [33.6, 385.0], 'Mira Loma': [34.5, 0.0], 'Goodrich': [35.4, 346.0], 'Padua': [38.0, 0.0], 'Rancho Vista': [39.7, 0.0], 'Etiwanda': [40.1, 0.0], 'Gould': [41.4, 10.0], 'Vista': [46.7, 0.0], 'San Luis Rey': [47.7, 34.0], 'Valley': [47.8, 0.0], 'Encina': [51.1, 13.0], 'San Bernardino': [52.0, 0.0], 'Palomar Airport': [53.8, 13.0], 'Sylmar-Pac Intertie': [54.5, 0.0], 'El Casco': [56.3, 0.0], 'Vincent': [58.5, 0.0]} | 1266.0128 | 410.5641 | 0.3243 | 855.4487 | 0.6757 | 0 | 0 | 0 | 0 | 0 | 0 | 0 | 0 | 0 | 0 | 0 | 0 | 0 | 0 | 8.9877 | 0.0070992 | 1257.0251 | 211.5014 | 0.16706 | 1054.5114 | 753.6399 | 0.59529 | 512.3729 | 762.6276 | 0.60239 | 503.3852 | 0 | 0 | 1266.0128 | 31.2094 | 0.024652 | 1234.8034
100 | Ignacio | Mendocino_Marin | PGE NGBA | {'Lakeville': [12.2, 1831.0], 'Carquinez': [15.9, 2133.0], 'Penngrove': [18.2, 368.0], 'Tulucay': [18.9, 1817.0], 'Bellevue': [22.9, 224.0], 'Martinez': [23.5, 2036.0], 'Martin': [26.8, 1817.0], 'Fulton': [31.4, 130.0], 'Clayton': [32.5, 1880.0], 'Peabody': [34.2, 1343.0], 'Kirker': [34.8, 1683.0], 'Pittsburg': [35.2, 1683.0], 'Shiloh III': [38.3, 1343.0], 'Birds Landing': [38.8, 1343.0], 'Eastshore': [38.9, 1349.0], 'Vaca-Dixon & Gc Yard': [40.4, 1242.0], 'Contra Costa': [41.6, 1369.0], 'Putah Creek': [42.7, 194.0], 'Lone Tree': [43.5, 1322.0], 'Cayetano': [48.0, 352.0], 'Geysers Tap 1': [48.2, 0.0], 'Brentwood': [48.3, 1044.0], 'Newark': [50.0, 256.0], 'Madison': [51.4, 121.0], 'Grand Island': [52.8, 199.0], 'Delta Pumps': [53.7, 6.0], 'Eagle Rock': [54.0, 0.0], 'Davis': [54.4, 194.0], 'Kelso': [54.6, 6.0], 'Los Esteros': [55.8, 33.0], 'Cloverdale': [55.9, 0.0], 'Midway Green Ridge Services': [57.4, 0.0], 'Scott': [58.0, 15.0], 'Tesla': [58.9, 0.0], 'Woodland': [59.3, 1.0]} | 30192.1172 | 2127.677 | 0.070471 | 28064.4395 | 0.92953 | 0 | 0 | 0 | 0 | 0 | 438.3373 | 0.014518 | 20.0602 | 0.00066442 | 0 | 18011.4492 | 0.59656 | 0 | 0 | 20249.6152 | 0.67069 | 9942.502 | 8163.8677 | 0.2704 | 22028.2495 | 11722.666 | 0.38827 | 18469.4512 | 26202.998 | 0.86788 | 3989.1191 | 18107.2461 | 0.59973 | 12084.8711 | 2290.9561 | 0.075879 | 27901.1611
265 | IID System | Greater_Imperial (Exclude) | SCE Eastern | {'Sonora': [7.6, 12352.0], 'Arkansas': [7.8, 12938.0], 'El Centro': [27.8, 2366.0], 'Imperial Valley': [34.5, 1992.0], 'Highline': [34.6, 902.0], 'Julian Hinds': [34.6, 6402.0], 'Red Bluff': [37.1, 286.0], 'North Gila - IV (Proposed)': [38.5, 477.0], 'Ocotillo Express': [41.9, 2727.0], 'Kem': [45.5, 0.0], 'Colorado River': [50.8, 0.0], 'East County': [51.1, 746.0], 'Boulevard': [55.3, 14.0], 'Suncrest - Ocotillo (Proposed)': [58.1, 0.0]} | 53306.7148 | 14254.4199 | 0.2674 | 39052.2969 | 0.7326 | 0 | 0 | 0 | 0 | 0 | 44.2387 | 0.00082989 | 28.7821 | 0.00053993 | 0 | 0 | 0 | 0 | 0 | 7312.7974 | 0.13718 | 45993.9175 | 2899.7781 | 0.054398 | 50406.9368 | 5072.4214 | 0.095155 | 48234.2935 | 11904.4502 | 0.22332 | 41402.2646 | 33809.5391 | 0.63425 | 19497.1758 | 2156.9663 | 0.040463 | 51149.7485
40 | Imperial Valley | Greater_Imperial | SDGE Imperial | {'El Centro': [11.9, 4740.0], 'Ocotillo Express': [19.2, 4489.0], 'East County': [24.6, 3416.0], 'Highline': [26.0, 1236.0], 'North Gila - IV (Proposed)': [29.3, 599.0], 'Arkansas': [32.1, 1832.0], 'Boulevard': [32.8, 2592.0], 'Bannister': [34.5, 1992.0], 'Sonora': [34.8, 1221.0], 'Suncrest - Ocotillo (Proposed)': [43.0, 2161.0], 'Suncrest': [56.7, 21.0]} | 50247.5664 | 5032.7402 | 0.10016 | 45214.8281 | 0.89984 | 0 | 0 | 0 | 0 | 0 | 55.5891 | 0.0011063 | 29.9027 | 0.00059511 | 0 | 23.7839 | 0.00047333 | 0 | 0 | 8986.7959 | 0.17885 | 41260.7705 | 5658.0381 | 0.1126 | 44589.5283 | 5493.9375 | 0.10934 | 44753.6289 | 15164.6846 | 0.3018 | 35082.8818 | 34375.2422 | 0.68412 | 15872.3242 | 1327.9684 | 0.026429 | 48919.598
285 | Innovation | Southern_NV_Eldorado | SCE EOP | {'Vista 2': [18.6, 2754.0], 'Lathrop': [24.0, 8482.0], 'Pahrump': [26.6, 206.0], 'Gamebird': [29.2, 169.0], 'Valley (VEA)': [30.2, 8452.0], 'Desert View': [34.4, 0.0], 'Crazy Eyes': [35.1, 43.0], 'Sandy Valley': [43.4, 31.0], 'Beatty': [50.6, 2613.0], 'Harry Allen': [59.0, 0.0]} | 121235.5 | 8509.8574 | 0.070193 | 112725.6406 | 0.92981 | 0 | 0 | 0 | 0 | 0 | 0 | 0 | 0 | 0 | 0 | 0 | 0 | 0 | 0 | 0 | 0 | 121235.5 | 105.1773 | 0.00086755 | 121130.3227 | 116.5118 | 0.00096104 | 121118.9882 | 116.5118 | 0.00096104 | 121118.9882 | 86.4028 | 0.00071269 | 121149.0972 | 3.5179 | 2.9017e-05 | 121231.9821
215 | Inyo | Greater_Kramer (Exclude) | SCE NOL | {'Control': [2.2, 247.0], 'Big Creek 1': [45.1, 0.0]} | 25734.8184 | 439.0423 | 0.01706 | 25295.7754 | 0.98294 | 0 | 0 | 0 | 0 | 0 | 1.3155 | 5.1117e-05 | 0 | 0 | 0 | 739.6047 | 0.028739 | 0 | 0 | 0 | 0 | 25734.8184 | 16165.7549 | 0.62817 | 9569.0635 | 3663.2559 | 0.14235 | 22071.5625 | 19199.7461 | 0.74606 | 6535.0723 | 23556.0605 | 0.91534 | 2178.7578 | 1594.1982 | 0.061947 | 24140.6201
66 | Inyokern | Greater_Kramer (Exclude) | SCE NOL | {'Randsburg': [21.5, 11304.0], 'Kramer': [47.9, 1786.0], 'Highwind': [50.4, 3.0], 'Windhub': [50.7, 22.0]} | 83960.1406 | 17863.4023 | 0.21276 | 66096.7344 | 0.78724 | 0 | 0 | 0 | 0 | 0 | 57.7786 | 0.00068817 | 121.3941 | 0.0014459 | 0 | 3616.1533 | 0.04307 | 752.4794 | 0.0089623 | 17603.5449 | 0.20967 | 66356.5957 | 21572.0723 | 0.25693 | 62388.0684 | 9991.4639 | 0.119 | 73968.6768 | 35826.8086 | 0.42671 | 48133.332 | 48360.8008 | 0.576 | 35599.3398 | 454.7708 | 0.0054165 | 83505.3698
260 | Ivanpah | Southern_NV_Eldorado | SCE EOP | {'Primm': [9.5, 1235.0], 'Eldorado': [31.2, 119.0], 'Sandy Valley': [33.3, 1215.0], 'Sloan Canyon': [33.8, 104.0], 'Crazy Eyes': [41.5, 1117.0], 'Mead': [44.4, 100.0], 'Gamebird': [49.0, 678.0], 'Pahrump': [53.1, 238.0], 'Mohave': [56.4, 0.0], 'Desert View': [58.0, 0.0]} | 15541.4365 | 1378.1807 | 0.088678 | 14163.2559 | 0.91132 | 0 | 0 | 0 | 0 | 0 | 0.49302 | 3.1723e-05 | 0 | 0 | 0 | 0 | 0 | 0 | 0 | 4402.0122 | 0.28324 | 11139.4243 | 6478.2236 | 0.41684 | 9063.2129 | 2581.2627 | 0.16609 | 12960.1738 | 8396.3682 | 0.54026 | 7145.0684 | 9683.5312 | 0.62308 | 5857.9053 | 61.6329 | 0.0039657 | 15479.8036
170 | Jessup | Northern_California | PGE NGBA | {'Cottonwood': [5.5, 325.0], 'Round Mt.': [31.5, 0.0], 'Cove Road': [35.5, 0.0], 'New Sub - Pit 1 - Cottonwood (Proposed)': [36.5, 0.0], 'Glenn': [48.2, 106.0], 'Pit 1': [56.9, 0.0]} | 4048.3962 | 1071.6509 | 0.26471 | 2976.7454 | 0.73529 | 0 | 0 | 0 | 0 | 0 | 0 | 0 | 0 | 0 | 0 | 1709.875 | 0.42236 | 1487.1986 | 0.36736 | 843.0027 | 0.20823 | 3205.3935 | 269.7441 | 0.06663 | 3778.6521 | 597.087 | 0.14749 | 3451.3092 | 1086.0959 | 0.26828 | 2962.3003 | 2571.2212 | 0.63512 | 1477.175 | 74.4862 | 0.018399 | 3973.9101
115 | Johanna | Greater_LA | SCE Metro | {'Ellis': [5.6, 421.0], 'Santiago': [5.9, 422.0], 'Lewis': [7.1, 414.0], 'Villa Park': [7.1, 418.0], 'Huntington Beach': [8.6, 422.0], 'Serrano': [8.7, 417.0], 'Barre': [9.9, 409.0], 'Viejo': [12.5, 58.0], 'Trabuco': [14.6, 58.0], 'Alamitos': [14.6, 391.0], 'Olinda': [16.5, 386.0], 'Del Amo': [16.8, 388.0], 'Margarita': [17.2, 58.0], 'Capistrano': [17.6, 58.0], 'Center': [20.8, 381.0], 'Walnut': [21.1, 381.0], 'Lighthipe': [21.8, 381.0], 'Long Beach': [21.8, 386.0], 'Chino': [22.0, 0.0], 'Harborgen': [22.0, 386.0], 'Hinson': [22.5, 385.0], 'Lee Lake (Proposed)': [23.3, 57.0], 'Arcogen': [23.6, 381.0], 'Talega': [24.2, 57.0], 'Laguna Bell': [24.8, 378.0], 'Mira Loma': [26.2, 0.0], 'Mesa': [26.8, 367.0], 'Rio Hondo': [28.0, 340.0], 'San Onofre': [29.3, 57.0], 'La Fresa': [29.7, 368.0], 'Padua': [30.6, 0.0], 'Rancho Vista': [31.7, 0.0], 'Etiwanda': [31.9, 0.0], 'Redondo': [32.2, 367.0], 'El Nido': [32.5, 367.0], 'Goodrich': [33.1, 336.0], 'Chevmain': [34.2, 367.0], 'El Segundo': [35.5, 367.0], 'La Cienega': [36.1, 367.0], 'Vista': [38.1, 0.0], 'Gould': [39.9, 0.0], 'Valley': [40.2, 0.0], 'San Bernardino': [43.4, 0.0], 'San Luis Rey': [45.7, 35.0], 'El Casco': [47.9, 0.0], 'Encina': [49.7, 15.0], 'Palomar Airport': [52.2, 15.0], 'Lugo': [52.9, 0.0], 'Sylmar-Pac Intertie': [55.2, 0.0], 'Vincent': [55.4, 0.0], 'Escondido': [58.7, 0.0]} | 1238.8202 | 393.8848 | 0.31795 | 844.9354 | 0.68205 | 0 | 0 | 0 | 0 | 0 | 0 | 0 | 0 | 0 | 0 | 0.069207 | 5.5865e-05 | 0 | 0 | 8.9877 | 0.0072551 | 1229.8325 | 212.8998 | 0.17186 | 1025.9204 | 751.4045 | 0.60655 | 487.4157 | 760.3922 | 0.6138 | 478.428 | 0 | 0 | 1238.8202 | 31.2094 | 0.025193 | 1207.6108
124 | Julian Hinds | Riverside (Exclude) | SCE Eastern | {'Kem': [13.4, 11645.0], 'Red Bluff': [18.1, 11932.0], 'Bannister': [34.6, 6402.0], 'Sonora': [38.2, 6402.0], 'Arkansas': [40.4, 6402.0], 'Mirage': [43.5, 3215.0], 'Colorado River': [47.5, 1829.0], 'Devers': [57.0, 672.0], 'Blythe': [59.6, 0.0]} | 78778.6641 | 21237.957 | 0.26959 | 57540.707 | 0.73041 | 0 | 0 | 0 | 0 | 0 | 87.6947 | 0.0011132 | 74.0257 | 0.00093967 | 0 | 0 | 0 | 0 | 0 | 18779.6641 | 0.23839 | 59999 | 11383.9219 | 0.14451 | 67394.7422 | 4972.9673 | 0.063126 | 73805.6968 | 30142.418 | 0.38262 | 48636.2461 | 40187.707 | 0.51013 | 38590.957 | 709.1349 | 0.0090016 | 78069.5291
22 | Kearney | Central_Valley_North_Los_Banos | PGE Fresno | {'West Fresno': [3.6, 0.0], 'California Ave': [6.6, 0.0], 'Malaga': [8.7, 0.0], 'Mc Mullin': [9.7, 0.0], 'Gregg': [10.3, 0.0], 'McCall': [15.0, 0.0], 'Sanger': [15.1, 0.0], 'Borden': [16.0, 0.0], 'Helm': [18.1, 0.0], 'Kingsburg': [22.4, 0.0], 'Wahtoke': [24.7, 0.0], 'Schindler': [25.3, 0.0], 'Newhall': [27.1, 0.0], 'Excelsior': [28.7, 0.0], 'Reedley': [29.0, 0.0], 'Tranquility': [30.1, 0.0], 'Cantua': [31.8, 0.0], 'Mendota': [31.9, 0.0], 'Henrietta': [32.0, 0.0], 'Leprino': [32.3, 0.0], 'GWF Hanford': [32.8, 0.0], 'Mustang': [32.8, 0.0], 'Dairyland': [34.0, 0.0], 'Cheney': [36.4, 0.0], 'Panoche': [38.9, 0.0], 'Le Grand': [39.5, 0.0], 'Gates': [41.3, 0.0], 'Waukena': [42.7, 0.0], 'Oro Loma': [44.5, 0.0], 'Corcoran': [45.0, 0.0], 'Rector': [45.0, 0.0], 'Big Creek 1': [49.3, 0.0], 'Wilson': [49.9, 0.0], 'Merced': [51.5, 0.0], 'Avenal': [51.9, 0.0], 'Alpaugh': [56.5, 0.0]} | 0 | 0 | 0 | 0 | 0 | 0 | 0 | 0 | 0 | 0 | 0 | 0 | 0 | 0 | 0 | 0 | 0 | 0 | 0 | 0 | 0 | 0 | 0 | 0 | 0 | 0 | 0 | 0 | 0 | 0 | 0 | 0 | 0 | 0 | 0 | 0 | 0
144 | Kearny | Greater_SD | SDGE Imperial | {'Mission': [3.4, 204.0], 'Old Town': [5.8, 204.0], 'Penasquitos': [7.8, 214.0], 'Sycamore Canyon': [8.3, 219.0], 'Silvergate': [9.5, 202.0], 'Miguel': [13.7, 200.0], 'Bay Boulevard': [15.6, 200.0], 'Escondido': [20.2, 166.0], 'Palomar Airport': [21.9, 168.0], 'Otay Mesa': [22.0, 200.0], 'Encina': [24.0, 94.0], 'Suncrest': [26.2, 85.0], 'San Luis Rey': [28.6, 38.0], 'Suncrest - Ocotillo (Proposed)': [40.0, 0.0], 'San Onofre': [44.3, 19.0], 'Talega': [49.7, 17.0], 'Boulevard': [51.4, 0.0], 'Capistrano': [56.1, 14.0], 'Margarita': [57.2, 14.0], 'Trabuco': [59.3, 2.0]} | 900.7482 | 201.3305 | 0.22351 | 699.4177 | 0.77649 | 0 | 0 | 0 | 0 | 0 | 0.0035794 | 3.9738e-06 | 0 | 0 | 0 | 0 | 0 | 0 | 0 | 78.492 | 0.087141 | 822.2562 | 374.2418 | 0.41548 | 526.5065 | 607.8572 | 0.67484 | 292.8911 | 613.304 | 0.68088 | 287.4443 | 12.4541 | 0.013826 | 888.2941 | 69.731 | 0.077415 | 831.0172
251 | Kelso | Solano | PGE GBA | {'Delta Pumps': [1.0, 25269.0], 'Midway Green Ridge Services': [5.0, 13670.0], 'Tesla': [6.2, 7521.0], 'Brentwood': [9.3, 25269.0], 'Cayetano': [10.0, 22259.0], 'Lone Tree': [13.4, 25269.0], 'Contra Costa': [17.1, 25269.0], 'Vierra': [18.0, 1490.0], 'Stagg': [19.3, 25150.0], 'Weber': [21.5, 3718.0], 'Eight Mile': [21.9, 25261.0], 'Clayton': [22.4, 25269.0], 'Kirker': [22.6, 25269.0], 'Pittsburg': [23.0, 25269.0], 'Ripon': [25.1, 0.0], 'Birds Landing': [25.8, 25269.0], 'Westley': [26.4, 0.0], 'Shiloh III': [28.9, 25269.0], 'Newark': [29.3, 96.0], 'Grand Island': [30.0, 25248.0], 'Eastshore': [30.5, 96.0], 'Los Esteros': [31.3, 21.0], 'Martinez': [31.8, 25003.0], 'Lockeford': [32.7, 3595.0], 'Scott': [34.8, 0.0], 'Bellota': [35.5, 158.0], 'Riverbank': [38.1, 0.0], 'Fink (Proposed)': [38.9, 0.0], 'Crow Creek': [38.9, 0.0], 'Peabody': [39.2, 25248.0], 'Metcalf 1': [40.3, 0.0], 'Rancho Seco - Bellota (Proposed)': [40.4, 0.0], 'Metcalf Energy Center': [40.6, 0.0], 'Carquinez': [40.6, 21841.0], 'Hicks': [42.2, 0.0], 'Camanche': [42.7, 0.0], 'Warnerville': [43.9, 0.0], 'Martin': [44.6, 0.0], 'Vaca-Dixon & Gc Yard': [45.1, 24974.0], 'Miller': [46.1, 0.0], 'Tulucay': [47.7, 20895.0], 'Davis': [52.1, 15919.0], 'Putah Creek': [54.4, 13507.0], 'Llagas': [54.6, 0.0], 'Ignacio': [54.6, 6.0], 'Quinto': [55.2, 0.0], 'New Melones': [59.5, 0.0]} | 119359.9453 | 25240.5879 | 0.21147 | 94119.3594 | 0.78853 | 0 | 0 | 0 | 0 | 0 | 28032.7539 | 0.23486 | 8529.8691 | 0.071463 | 0 | 74869.3359 | 0.62726 | 4636.02 | 0.038841 | 55741.5391 | 0.467 | 63618.4062 | 58924.1094 | 0.49367 | 60435.8359 | 64382.7109 | 0.5394 | 54977.2344 | 81503.0234 | 0.68283 | 37856.9219 | 24131.6562 | 0.20218 | 95228.2891 | 13787.749 | 0.11551 | 105572.1963
126 | Kern | Riverside (Exclude) | SCE Eastern | {'Julian Hinds': [13.4, 11645.0], 'Red Bluff': [15.1, 11645.0], 'Colorado River': [43.4, 1829.0], 'Bannister': [45.5, 0.0], 'Sonora': [47.6, 0.0], 'Arkansas': [50.1, 0.0], 'Mirage': [50.8, 0.0], 'Blythe': [54.1, 0.0]} | 64919.1719 | 11738.3623 | 0.18082 | 53180.8086 | 0.81918 | 0 | 0 | 0 | 0 | 0 | 11.4166 | 0.00017586 | 0 | 0 | 0 | 0 | 0 | 0 | 0 | 23521.7031 | 0.36232 | 41397.4688 | 14211.3174 | 0.21891 | 50707.8545 | 7624.2842 | 0.11744 | 57294.8877 | 31797.4961 | 0.4898 | 33121.6758 | 37402.0859 | 0.57613 | 27517.0859 | 531.1547 | 0.0081818 | 64388.0172
65 | Kern Oil | Central_Valley_North_Los_Banos | PGE Kern | {'Sycamore': [1.9, 535.0], 'Bakersfield': [3.8, 535.0], 'West Park': [4.7, 182.0], 'Rosedale': [5.4, 89.0], 'Columbus': [5.4, 535.0], 'Kern Power': [6.0, 9.0], '7th Standard': [6.2, 32.0], 'Cal Water': [6.9, 535.0], 'Magunden': [7.8, 535.0], 'Lerdo': [8.5, 75.0], 'Stockdale': [8.9, 0.0], 'Renfro': [8.9, 0.0], 'Poso Mt.': [8.9, 535.0], 'Tevis': [10.3, 0.0], 'Unknown - 3327': [13.3, 535.0], 'Lamont': [13.4, 535.0], 'Rio Bravo': [13.5, 0.0], 'Tupman': [15.3, 0.0], 'Grimmway-Malaga': [16.1, 238.0], 'Shafter': [17.5, 0.0], 'Norco': [19.5, 0.0], 'Charca': [20.7, 0.0], 'Wheeler Ridge': [24.4, 0.0], 'Midway': [24.5, 0.0], 'Elk Hills': [25.0, 0.0], 'Semitropic': [25.9, 0.0], 'Midway - Wheeler Ridge (Proposed)': [26.1, 0.0], 'Vestal': [27.9, 96.0], 'Smyrna': [31.0, 0.0], 'Goose Lake': [33.4, 0.0], 'Taft': [33.5, 0.0], 'Pastoria': [36.3, 0.0], 'Temblor': [38.3, 0.0], 'Olive': [39.6, 0.0], 'Kernridge': [40.5, 0.0], 'Highwind': [43.3, 0.0], 'Alpaugh': [43.6, 0.0], 'Springville': [46.3, 0.0], 'Gates-Midway (Proposed)': [47.6, 0.0], 'Bailey': [47.9, 0.0], 'Windhub': [50.3, 0.0], 'Caliente': [50.7, 0.0], 'Whirlwind': [52.0, 0.0], 'Corcoran': [55.1, 0.0], 'Arco': [55.3, 0.0], 'Waukena': [57.4, 0.0], 'Carrizo Plains': [57.6, 0.0], 'Solar': [58.7, 0.0]} | 2698.7715 | 533.7963 | 0.19779 | 2164.9751 | 0.80221 | 0 | 0 | 0 | 0 | 0 | 0 | 0 | 0 | 0 | 0 | 263.7108 | 0.097715 | 2434.533 | 0.90209 | 851.3892 | 0.31547 | 1847.3823 | 701.3445 | 0.25988 | 1997.4269 | 1236.486 | 0.45817 | 1462.2855 | 1669.6633 | 0.61868 | 1029.1082 | 1809.326 | 0.67043 | 889.4454 | 31.4676 | 0.01166 | 2667.3039
238 | Kern Power | Central_Valley_North_Los_Banos | PGE Kern | {'Rosedale': [1.1, 9.0], 'West Park': [3.2, 9.0], 'Renfro': [3.8, 0.0], 'Tevis': [4.5, 0.0], '7th Standard': [4.5, 9.0], 'Stockdale': [4.7, 0.0], 'Bakersfield': [5.3, 9.0], 'Kern Oil': [6.0, 9.0], 'Sycamore': [7.8, 9.0], 'Lerdo': [8.9, 9.0], 'Columbus': [9.0, 9.0], 'Tupman': [9.9, 0.0], 'Magunden': [10.0, 9.0], 'Rio Bravo': [10.2, 0.0], 'Cal Water': [11.5, 9.0], 'Norco': [13.6, 0.0], 'Unknown - 3327': [14.4, 9.0], 'Lamont': [14.5, 9.0], 'Poso Mt.': [14.7, 9.0], 'Shafter': [15.5, 0.0], 'Grimmway-Malaga': [16.2, 9.0], 'Elk Hills': [19.0, 0.0], 'Midway': [20.1, 0.0], 'Charca': [20.3, 0.0], 'Midway - Wheeler Ridge (Proposed)': [20.3, 0.0], 'Wheeler Ridge': [21.2, 0.0], 'Semitropic': [24.5, 0.0], 'Taft': [27.5, 0.0], 'Smyrna': [30.8, 0.0], 'Goose Lake': [31.2, 0.0], 'Vestal': [31.9, 9.0], 'Temblor': [33.8, 0.0], 'Pastoria': [33.9, 0.0], 'Kernridge': [36.5, 0.0], 'Olive': [40.8, 0.0], 'Alpaugh': [45.0, 0.0], 'Highwind': [45.0, 0.0], 'Bailey': [45.5, 0.0], 'Caliente': [46.2, 0.0], 'Gates-Midway (Proposed)': [46.2, 0.0], 'Springville': [51.0, 0.0], 'Windhub': [51.9, 0.0], 'Whirlwind': [51.9, 0.0], 'Carrizo Plains': [53.2, 0.0], 'Arco': [53.4, 0.0], 'Solar': [54.3, 0.0], 'Corcoran': [56.6, 0.0], 'Waukena': [58.9, 0.0]} | 998.3098 | 8.8021 | 0.008817 | 989.5077 | 0.99118 | 0 | 0 | 0 | 0 | 0 | 0 | 0 | 0 | 0 | 0 | 122.8841 | 0.12309 | 875.4257 | 0.87691 | 533.4559 | 0.53436 | 464.8539 | 444.4431 | 0.4452 | 553.8667 | 557.4129 | 0.55836 | 440.8969 | 920.5864 | 0.92215 | 77.7234 | 892.5891 | 0.8941 | 105.7206 | 1.4588 | 0.0014612 | 996.851
48 | Kernridge | Central_Valley_North_Los_Banos | PGE Kern | {'Temblor': [4.8, 405.0], 'Caliente': [10.9, 504.0], 'Goose Lake': [14.2, 163.0], 'Midway': [16.4, 163.0], 'Carrizo Plains': [17.5, 504.0], 'Solar': [18.5, 504.0], 'Semitropic': [20.2, 65.0], 'Gates-Midway (Proposed)': [23.2, 324.0], 'Shafter': [24.3, 0.0], 'Smyrna': [24.8, 0.0], 'Arco': [25.0, 324.0], 'Elk Hills': [25.4, 29.0], 'Taft': [25.7, 69.0], 'Charca': [26.0, 0.0], 'Norco': [26.6, 0.0], 'Rio Bravo': [27.0, 0.0], 'Tupman': [27.1, 0.0], 'Renfro': [32.7, 0.0], 'Lerdo': [33.4, 0.0], '7th Standard': [34.3, 0.0], 'Midway - Wheeler Ridge (Proposed)': [34.6, 0.0], 'Tevis': [35.5, 0.0], 'Olive': [35.5, 0.0], 'Kern Power': [36.5, 0.0], 'Rosedale': [37.6, 0.0], 'Cholame': [37.6, 173.0], 'Stockdale': [38.9, 0.0], 'Alpaugh': [39.3, 0.0], 'West Park': [39.7, 0.0], 'Kern Oil': [40.5, 0.0], 'Bakersfield': [41.6, 0.0], 'Sycamore': [42.2, 0.0], 'Avenal': [42.6, 161.0], 'Cal Flats': [44.1, 161.0], 'Poso Mt.': [44.8, 0.0], 'Columbus': [45.2, 0.0], 'Vestal': [46.0, 0.0], 'Magunden': [46.5, 0.0], 'Corcoran': [47.2, 0.0], 'Cal Water': [47.3, 0.0], 'Waukena': [48.9, 0.0], 'Wheeler Ridge': [49.6, 0.0], 'Mesa': [50.2, 179.0], 'Lamont': [50.5, 0.0], 'Unknown - 3327': [50.5, 0.0], 'Sisquoc': [51.3, 168.0], 'Grimmway-Malaga': [51.4, 0.0], 'San Luis Obispo': [52.0, 177.0], 'Gates': [52.8, 0.0], 'Oceano': [53.0, 179.0], 'Templeton': [53.5, 99.0], 'Leprino': [55.3, 0.0], 'Mustang': [55.4, 0.0], 'Henrietta': [55.9, 0.0], 'GWF Hanford': [57.3, 0.0]} | 6011.0669 | 502.6048 | 0.083613 | 5508.4619 | 0.91639 | 0 | 0 | 0 | 0 | 0 | 486.5869 | 0.080949 | 0 | 0 | 0 | 3357.8428 | 0.55861 | 1387.6315 | 0.23085 | 3831.324 | 0.63738 | 2179.7429 | 18.5223 | 0.0030814 | 5992.5446 | 295.9178 | 0.049229 | 5715.1491 | 3849.8464 | 0.64046 | 2161.2205 | 4037.2139 | 0.67163 | 1973.853 | 22.1763 | 0.0036892 | 5988.8906
23 | Kingsburg | Central_Valley_North_Los_Banos | PGE Fresno | {'McCall': [9.0, 0.0], 'Wahtoke': [11.4, 0.0], 'Reedley': [14.0, 0.0], 'Sanger': [15.2, 0.0], 'GWF Hanford': [15.5, 0.0], 'Malaga': [16.2, 0.0], 'California Ave': [18.9, 0.0], 'West Fresno': [20.6, 0.0], 'Leprino': [22.1, 0.0], 'Kearney (New)': [22.4, 0.0], 'Rector': [22.7, 0.0], 'Mc Mullin': [23.7, 0.0], 'Waukena': [24.2, 0.0], 'Henrietta': [24.7, 0.0], 'Mustang': [25.8, 0.0], 'Corcoran': [26.2, 0.0], 'Gregg': [31.3, 0.0], 'Schindler': [31.5, 0.0], 'Helm': [33.7, 0.0], 'Excelsior': [36.6, 0.0], 'Alpaugh': [36.9, 0.0], 'Borden': [37.3, 0.0], 'Gates': [38.6, 0.0], 'Olive': [41.5, 0.0], 'Cantua': [42.4, 0.0], 'Springville': [44.5, 0.0], 'Avenal': [46.2, 0.0], 'Tranquility': [46.3, 0.0], 'Newhall': [48.9, 0.0], 'Gates-Midway (Proposed)': [50.0, 0.0], 'Mendota': [51.2, 0.0], 'Arco': [52.6, 0.0], 'Vestal': [52.6, 0.0], 'Big Creek 1': [52.9, 0.0], 'Cheney': [53.7, 0.0], 'Smyrna': [53.7, 0.0], 'Dairyland': [56.4, 0.0], 'Panoche': [56.7, 0.0], 'Cal Flats': [59.4, 0.0]} | 0 | 0 | 0 | 0 | 0 | 0 | 0 | 0 | 0 | 0 | 0 | 0 | 0 | 0 | 0 | 0 | 0 | 0 | 0 | 0 | 0 | 0 | 0 | 0 | 0 | 0 | 0 | 0 | 0 | 0 | 0 | 0 | 0 | 0 | 0 | 0 | 0
14 | Kirker | Solano | PGE GBA | {'Pittsburg': [1.2, 31538.0], 'Clayton': [6.3, 31161.0], 'Contra Costa': [6.9, 30822.0], 'Birds Landing': [8.3, 31144.0], 'Lone Tree': [9.5, 30786.0], 'Shiloh III': [10.8, 31144.0], 'Martinez': [11.5, 31248.0], 'Brentwood': [14.3, 29385.0], 'Peabody': [18.6, 31123.0], 'Carquinez': [19.3, 28086.0], 'Cayetano': [20.8, 22659.0], 'Delta Pumps': [21.8, 26135.0], 'Grand Island': [22.5, 29978.0], 'Kelso': [22.6, 25269.0], 'Tulucay': [25.2, 26884.0], 'Vaca-Dixon & Gc Yard': [26.3, 30747.0], 'Midway Green Ridge Services': [26.8, 13670.0], 'Tesla': [28.3, 7521.0], 'Eight Mile': [28.9, 28335.0], 'Eastshore': [29.7, 1294.0], 'Stagg': [30.4, 27358.0], 'Ignacio': [34.8, 1683.0], 'Putah Creek': [35.0, 18238.0], 'Martin': [35.2, 1512.0], 'Newark': [36.2, 360.0], 'Weber': [37.0, 3718.0], 'Davis': [37.4, 20650.0], 'Vierra': [37.8, 1490.0], 'Lakeville': [40.0, 1443.0], 'Los Esteros': [41.0, 109.0], 'Lockeford': [41.1, 3595.0], 'Scott': [44.5, 70.0], 'Madison': [45.0, 1586.0], 'Ripon': [45.3, 0.0], 'Woodland': [46.1, 1466.0], 'Penngrove': [46.8, 83.0], 'Bellota': [48.6, 158.0], 'Westley': [48.9, 0.0], 'Camanche': [49.8, 0.0], 'Rancho Seco - Bellota (Proposed)': [50.1, 0.0], 'Bellevue': [50.3, 1.0], 'Hicks': [54.4, 0.0], 'Metcalf 1': [55.7, 0.0], 'Metcalf Energy Center': [55.9, 0.0], 'Fulton': [56.9, 0.0], 'Riverbank': [57.2, 0.0]} | 191106.5156 | 31483.9961 | 0.16475 | 159622.5156 | 0.83525 | 0 | 0 | 0 | 0 | 0 | 45827.2344 | 0.2398 | 32151.752 | 0.16824 | 0 | 107891.2891 | 0.56456 | 101.5151 | 0.0005312 | 60436.7148 | 0.31625 | 130669.8008 | 70337.8281 | 0.36806 | 120768.6875 | 77238.4219 | 0.40416 | 113868.0938 | 111380.0938 | 0.58282 | 79726.4219 | 22216.5449 | 0.11625 | 168889.9707 | 33233.3789 | 0.1739 | 157873.1367
133 | Kramer | Greater_Kramer (Exclude) | SCE NOL | {'Randsburg': [26.6, 7914.0], 'Roadway': [29.4, 2570.0], 'Tortilla': [30.3, 1381.0], 'Victor': [34.5, 2259.0], 'Cool Water': [40.0, 1207.0], 'Windhub': [42.0, 5478.0], 'Lugo': [44.1, 1310.0], 'Vincent': [47.7, 1128.0], 'Antelope': [47.8, 1388.0], 'Inyokern': [47.9, 1786.0], 'Highwind': [47.9, 3485.0], 'Calcite': [48.0, 1030.0], 'Whirlwind': [51.4, 1279.0]} | 89376.3984 | 11742.1787 | 0.13138 | 77634.2188 | 0.86862 | 0 | 0 | 0 | 0 | 0 | 0 | 0 | 0.38244 | 4.279e-06 | 0 | 0 | 0 | 0 | 0 | 49439.1094 | 0.55316 | 39937.2891 | 20007.9473 | 0.22386 | 69368.4512 | 4756.5562 | 0.053219 | 84619.8423 | 60946.9062 | 0.68191 | 28429.4922 | 53565.8359 | 0.59933 | 35810.5625 | 352.8511 | 0.0039479 | 89023.5474
86 | La Cienega | Greater_LA | SCE Metro | {'Chevmain': [6.9, 482.0], 'El Segundo': [6.9, 580.0], 'El Nido': [7.2, 424.0], 'La Fresa': [9.4, 422.0], 'Redondo': [10.5, 422.0], 'Laguna Bell': [13.3, 399.0], 'Lighthipe': [14.3, 399.0], 'Arcogen': [14.8, 402.0], 'Hinson': [15.4, 400.0], 'Mesa': [15.6, 390.0], 'Center': [16.4, 390.0], 'Harborgen': [17.6, 391.0], 'Long Beach': [18.4, 390.0], 'Gould': [18.8, 249.0], 'Del Amo': [19.3, 389.0], 'Goodrich': [19.6, 488.0], 'Sylmar-Pac Intertie': [22.1, 265.0], 'Alamitos': [22.9, 387.0], 'Rio Hondo': [23.9, 348.0], 'Walnut': [24.6, 378.0], 'Barre': [26.3, 385.0], 'Olinda': [26.5, 377.0], 'Lewis': [30.5, 382.0], 'Saugus': [31.2, 244.0], 'Pardee': [32.4, 242.0], 'Ellis': [33.2, 385.0], 'Huntington Beach': [33.6, 385.0], 'Villa Park': [33.8, 367.0], 'Moorpark': [35.7, 264.0], 'Serrano': [35.8, 365.0], 'Johanna': [36.1, 367.0], 'Vincent': [36.6, 226.0], 'Chino': [40.2, 0.0], 'Santiago': [42.0, 365.0], 'Padua': [43.2, 0.0], 'Mira Loma': [46.7, 0.0], 'Antelope': [47.6, 183.0], 'Viejo': [48.2, 2.0], 'Rancho Vista': [48.8, 0.0], 'Etiwanda': [49.2, 0.0], 'Trabuco': [50.6, 2.0], 'Santa Clara': [50.7, 8.0], 'Mandalay': [51.9, 19.0], 'Capistrano': [53.1, 2.0], 'Margarita': [53.2, 2.0], 'Lee Lake (Proposed)': [56.1, 0.0], 'Bailey': [58.1, 0.0], 'Whirlwind': [59.3, 0.0], 'Talega': [59.9, 0.0]} | 2404.8152 | 623.0992 | 0.2591 | 1781.7159 | 0.7409 | 0 | 0 | 0 | 0 | 0 | 0 | 0 | 0 | 0 | 0 | 492.7573 | 0.2049 | 814.3055 | 0.33861 | 799.3438 | 0.33239 | 1605.4714 | 202.449 | 0.084185 | 2202.3661 | 599.9309 | 0.24947 | 1804.8843 | 1399.2747 | 0.58186 | 1005.5405 | 958.3192 | 0.3985 | 1446.496 | 54.5351 | 0.022677 | 2350.2801
87 | La Fresa | Greater_LA | SCE Metro | {'El Nido': [2.9, 422.0], 'Redondo': [3.5, 422.0], 'Chevmain': [4.6, 422.0], 'El Segundo': [5.8, 422.0], 'Arcogen': [6.3, 403.0], 'Hinson': [7.2, 401.0], 'Harborgen': [8.7, 393.0], 'Lighthipe': [9.1, 400.0], 'La Cienega': [9.4, 422.0], 'Long Beach': [9.5, 391.0], 'Laguna Bell': [12.9, 400.0], 'Del Amo': [13.7, 390.0], 'Center': [13.7, 391.0], 'Alamitos': [15.3, 388.0], 'Mesa': [17.2, 390.0], 'Barre': [20.6, 386.0], 'Goodrich': [24.0, 351.0], 'Walnut': [24.0, 379.0], 'Olinda': [24.2, 378.0], 'Lewis': [25.3, 383.0], 'Gould': [25.6, 23.0], 'Huntington Beach': [25.6, 386.0], 'Ellis': [25.8, 386.0], 'Rio Hondo': [25.9, 348.0], 'Villa Park': [28.9, 368.0], 'Johanna': [29.7, 368.0], 'Serrano': [31.4, 366.0], 'Sylmar-Pac Intertie': [31.5, 37.0], 'Santiago': [35.5, 366.0], 'Chino': [38.6, 0.0], 'Saugus': [40.5, 19.0], 'Pardee': [41.8, 16.0], 'Viejo': [42.1, 3.0], 'Moorpark': [43.3, 35.0], 'Padua': [43.4, 0.0], 'Trabuco': [43.5, 3.0], 'Vincent': [44.2, 0.0], 'Mira Loma': [45.2, 0.0], 'Capistrano': [45.7, 3.0], 'Margarita': [46.2, 3.0], 'Rancho Vista': [48.3, 0.0], 'Etiwanda': [48.7, 0.0], 'Lee Lake (Proposed)': [51.5, 1.0], 'Talega': [52.4, 1.0], 'Antelope': [56.4, 0.0], 'San Onofre': [56.6, 1.0], 'Santa Clara': [57.2, 5.0], 'Mandalay': [57.5, 16.0], 'Vista': [59.4, 0.0]} | 1149.9677 | 396.5081 | 0.3448 | 753.4596 | 0.6552 | 0 | 0 | 0 | 0 | 0 | 0 | 0 | 0 | 0 | 0 | 0.18936 | 0.00016467 | 0 | 0 | 6.1663 | 0.0053622 | 1143.8013 | 230.8622 | 0.20076 | 919.1055 | 668.9608 | 0.58172 | 481.0068 | 675.1271 | 0.58708 | 474.8405 | 0 | 0 | 1149.9677 | 27.3423 | 0.023777 | 1122.6254
88 | Laguna Bell | Greater_LA | SCE Metro | {'Center': [4.0, 401.0], 'Mesa': [4.7, 390.0], 'Lighthipe': [6.8, 410.0], 'Del Amo': [9.3, 399.0], 'Walnut': [11.6, 389.0], 'Hinson': [11.6, 410.0], 'Arcogen': [12.2, 410.0], 'Goodrich': [12.6, 351.0], 'La Fresa': [12.9, 400.0], 'Rio Hondo': [13.1, 348.0], 'Olinda': [13.1, 388.0], 'La Cienega': [13.3, 399.0], 'El Nido': [14.1, 399.0], 'Harborgen': [14.3, 402.0], 'Alamitos': [14.8, 398.0], 'Barre': [15.0, 396.0], 'Long Beach': [15.2, 401.0], 'Chevmain': [15.5, 399.0], 'Redondo': [16.4, 399.0], 'El Segundo': [16.5, 399.0], 'Gould': [17.1, 23.0], 'Lewis': [18.3, 393.0], 'Villa Park': [21.1, 378.0], 'Serrano': [22.9, 376.0], 'Ellis': [23.2, 396.0], 'Johanna': [24.8, 378.0], 'Huntington Beach': [24.8, 396.0], 'Chino': [27.0, 0.0], 'Sylmar-Pac Intertie': [30.4, 14.0], 'Santiago': [30.6, 376.0], 'Padua': [30.8, 0.0], 'Mira Loma': [33.6, 0.0], 'Vincent': [35.2, 0.0], 'Rancho Vista': [36.0, 0.0], 'Viejo': [36.0, 12.0], 'Etiwanda': [36.5, 0.0], 'Saugus': [39.3, 12.0], 'Trabuco': [39.4, 12.0], 'Pardee': [40.5, 11.0], 'Margarita': [41.9, 12.0], 'Capistrano': [42.3, 12.0], 'Lee Lake (Proposed)': [43.0, 11.0], 'Vista': [47.8, 0.0], 'Moorpark': [48.1, 12.0], 'Talega': [49.0, 11.0], 'Antelope': [49.8, 0.0], 'Lugo': [52.1, 0.0], 'San Bernardino': [52.7, 0.0], 'San Onofre': [54.0, 11.0], 'Victor': [56.7, 0.0], 'Roadway': [59.0, 0.0], 'Valley': [59.3, 0.0]} | 1235.8947 | 384.6178 | 0.31121 | 851.2769 | 0.68879 | 0 | 0 | 0 | 0 | 0 | 0 | 0 | 0 | 0 | 0 | 0.18936 | 0.00015322 | 0 | 0 | 0 | 0 | 1235.8947 | 257.2514 | 0.20815 | 978.6433 | 775.8082 | 0.62773 | 460.0865 | 775.8082 | 0.62773 | 460.0865 | 0 | 0 | 1235.8947 | 31.2094 | 0.025252 | 1204.6853
178 | Lakeville | Mendocino_Marin | PGE NGBA | {'Penngrove': [7.0, 371.0], 'Bellevue': [11.3, 227.0], 'Ignacio': [12.2, 1831.0], 'Tulucay': [17.0, 1780.0], 'Fulton': [19.6, 133.0], 'Carquinez': [21.2, 1810.0], 'Martinez': [30.1, 1712.0], 'Peabody': [33.3, 1337.0], 'Geysers Tap 1': [36.0, 0.0], 'Putah Creek': [36.9, 194.0], 'Vaca-Dixon & Gc Yard': [37.3, 1235.0], 'Martin': [39.0, 1489.0], 'Clayton': [39.5, 1576.0], 'Kirker': [40.0, 1443.0], 'Pittsburg': [40.1, 1443.0], 'Shiloh III': [40.3, 1337.0], 'Eagle Rock': [41.8, 0.0], 'Birds Landing': [41.8, 1337.0], 'Madison': [44.0, 121.0], 'Cloverdale': [44.3, 1.0], 'Contra Costa': [46.8, 1338.0], 'Lone Tree': [49.4, 1289.0], 'Eastshore': [50.1, 1021.0], 'Davis': [50.2, 194.0], 'Woodland': [53.4, 1.0], 'Grand Island': [53.9, 192.0], 'Brentwood': [54.3, 1038.0], 'Cayetano': [56.6, 249.0], 'Hopland': [56.7, 0.0]} | 35475.0898 | 1812.3293 | 0.051087 | 33662.7617 | 0.94891 | 0 | 0 | 0 | 0 | 0 | 522.8812 | 0.014739 | 21.1667 | 0.00059666 | 0 | 20445.4707 | 0.57633 | 66.6931 | 0.00188 | 26158.2344 | 0.73737 | 9316.8555 | 10313.4336 | 0.29072 | 25161.6562 | 13911.0234 | 0.39213 | 21564.0664 | 31702.3887 | 0.89365 | 3772.7012 | 22002.4785 | 0.62022 | 13472.6113 | 2054.1802 | 0.057905 | 33420.9097
49 | Lamont | Central_Valley_North_Los_Banos | PGE Kern | {'Unknown - 3327': [0.1, 1955.0], 'Grimmway-Malaga': [3.4, 1693.0], 'Magunden': [5.6, 1345.0], 'Columbus': [8.3, 634.0], 'Cal Water': [8.9, 752.0], 'Bakersfield': [10.2, 535.0], 'West Park': [11.4, 182.0], 'Stockdale': [11.7, 0.0], 'Sycamore': [13.0, 535.0], 'Rosedale': [13.4, 89.0], 'Kern Oil': [13.4, 535.0], 'Kern Power': [14.5, 9.0], 'Tevis': [15.2, 0.0], 'Wheeler Ridge': [15.7, 1033.0], '7th Standard': [18.1, 32.0], 'Renfro': [18.2, 0.0], 'Poso Mt.': [18.9, 535.0], 'Lerdo': [21.6, 75.0], 'Tupman': [23.4, 0.0], 'Rio Bravo': [24.7, 0.0], 'Pastoria': [25.0, 1036.0], 'Norco': [25.3, 0.0], 'Midway - Wheeler Ridge (Proposed)': [26.0, 0.0], 'Elk Hills': [29.5, 0.0], 'Shafter': [29.8, 0.0], 'Highwind': [30.5, 1455.0], 'Charca': [33.8, 0.0], 'Midway': [34.1, 0.0], 'Bailey': [36.2, 1033.0], 'Taft': [36.8, 0.0], 'Windhub': [37.5, 1455.0], 'Whirlwind': [38.6, 1406.0], 'Semitropic': [38.7, 0.0], 'Vestal': [39.7, 96.0], 'Smyrna': [44.3, 0.0], 'Goose Lake': [45.6, 0.0], 'Temblor': [47.5, 0.0], 'Kernridge': [50.5, 0.0], 'Antelope': [52.7, 9.0], 'Olive': [52.9, 0.0], 'Springville': [56.2, 0.0], 'Alpaugh': [56.9, 0.0], 'Caliente': [59.8, 0.0]} | 25251.8945 | 1988.4894 | 0.078746 | 23263.4043 | 0.92125 | 0 | 0 | 0 | 0 | 0 | 3.1135 | 0.0001233 | 0.086938 | 3.4428e-06 | 0 | 10274.0801 | 0.40686 | 14925.0635 | 0.59105 | 15102.7002 | 0.59808 | 10149.1943 | 4464.168 | 0.17679 | 20787.7266 | 11729.543 | 0.4645 | 13522.3516 | 19438.168 | 0.76977 | 5813.7266 | 19395.7344 | 0.76809 | 5856.1602 | 235.438 | 0.0093236 | 25016.4566
286 | Lathrop | Southern_NV_Eldorado | SCE EOP | {'Valley (VEA)': [11.3, 8699.0], 'Innovation': [24.0, 8482.0], 'Beatty': [27.5, 4646.0], 'Vista 2': [31.4, 2723.0], 'Pahrump': [39.4, 175.0], 'Gamebird': [43.7, 138.0], 'Crazy Eyes': [52.0, 12.0], 'Desert View': [58.2, 0.0]} | 132202.5312 | 10509.8828 | 0.079498 | 121692.6484 | 0.9205 | 0 | 0 | 0 | 0 | 0 | 0 | 0 | 0 | 0 | 0 | 0 | 0 | 0 | 0 | 0 | 0 | 132202.5312 | 0 | 0 | 132202.5312 | 0 | 0 | 132202.5312 | 0 | 0 | 132202.5312 | 2867.0854 | 0.021687 | 129335.4458 | 11.5208 | 8.7145e-05 | 132191.0104
74 | Leavitt | Northern_California | Northeast CA | {'Richmond': [7.1, 10758.0], 'Madeline': [38.9, 2612.0]} | 103019.0156 | 10971.8076 | 0.1065 | 92047.2109 | 0.8935 | 0 | 0 | 0 | 0 | 0 | 4278.0635 | 0.041527 | 0 | 0 | 0 | 60582.3242 | 0.58807 | 28410.6738 | 0.27578 | 47691.0781 | 0.46293 | 55327.9375 | 9803.1641 | 0.095159 | 93215.8516 | 16840.4551 | 0.16347 | 86178.5605 | 56128 | 0.54483 | 46891.0156 | 80071.9844 | 0.77725 | 22947.0312 | 9123.1006 | 0.088557 | 93895.915
296 | Lee Lake (Proposed) | Riverside (Exclude) | SCE Eastern | {'Viejo': [12.5, 57.0], 'Valley': [16.9, 0.0], 'Margarita': [17.2, 57.0], 'Trabuco': [18.2, 57.0], 'Mira Loma': [19.0, 0.0], 'Santiago': [19.2, 57.0], 'Serrano': [20.3, 52.0], 'Capistrano': [20.5, 57.0], 'Vista': [21.5, 0.0], 'Chino': [21.6, 0.0], 'Talega': [21.6, 57.0], 'Villa Park': [22.6, 51.0], 'Johanna': [23.3, 57.0], 'Etiwanda': [23.8, 0.0], 'Rancho Vista': [23.8, 0.0], 'San Bernardino': [25.8, 0.0], 'El Casco': [26.1, 0.0], 'Lewis': [26.2, 47.0], 'San Onofre': [26.9, 57.0], 'Padua': [27.7, 0.0], 'Ellis': [28.8, 54.0], 'Olinda': [30.4, 19.0], 'Barre': [30.9, 42.0], 'Huntington Beach': [31.2, 55.0], 'Walnut': [33.8, 14.0], 'Alamitos': [37.4, 24.0], 'San Luis Rey': [37.7, 35.0], 'Del Amo': [37.8, 21.0], 'Rio Hondo': [39.1, 0.0], 'Center': [39.7, 14.0], 'Lighthipe': [42.7, 14.0], 'Encina': [42.7, 15.0], 'Mesa': [42.8, 0.0], 'Lugo': [42.8, 0.0], 'Laguna Bell': [43.0, 11.0], 'Palomar Airport': [44.2, 15.0], 'Long Beach': [44.6, 19.0], 'Hinson': [44.7, 18.0], 'Harborgen': [44.8, 19.0], 'Goodrich': [45.9, 0.0], 'Arcogen': [45.9, 14.0], 'Escondido': [47.1, 0.0], 'La Fresa': [51.5, 1.0], 'Devers': [51.8, 0.0], 'Victor': [52.2, 0.0], 'Gould': [53.4, 0.0], 'El Nido': [54.1, 0.0], 'Redondo': [54.4, 0.0], 'Chevmain': [55.8, 0.0], 'La Cienega': [56.1, 0.0], 'El Segundo': [57.0, 0.0], 'Roadway': [57.0, 0.0], 'Penasquitos': [58.8, 0.0]} | 311.813 | 48.7807 | 0.15644 | 263.0323 | 0.84356 | 0 | 0 | 0 | 0 | 0 | 0 | 0 | 0 | 0 | 0 | 0.6138 | 0.0019685 | 0 | 0 | 8.9877 | 0.028824 | 302.8253 | 60.388 | 0.19367 | 251.425 | 224.8063 | 0.72096 | 87.0068 | 233.794 | 0.74979 | 78.0191 | 0 | 0 | 311.813 | 9.1129 | 0.029226 | 302.7001
105 | Le Grand | Central_Valley_North_Los_Banos | PGE Fresno | {'Dairyland': [9.3, 0.0], 'Wilson': [10.5, 0.0], 'Merced': [13.2, 0.0], 'Newhall': [22.2, 0.0], 'Borden': [24.2, 0.0], 'Oro Loma': [29.4, 0.0], 'Gregg': [30.2, 0.0], 'Mendota': [33.7, 0.0], 'Kearney (New)': [39.5, 0.0], 'Panoche': [40.5, 0.0], 'Cheney': [40.7, 0.0], 'West Fresno': [40.9, 0.0], 'Helm': [41.3, 0.0], 'Tranquility': [41.8, 0.0], 'Los Banos': [42.2, 0.0], 'California Ave': [42.7, 0.0], 'Mc Mullin': [43.8, 0.0], 'Quinto': [44.0, 0.0], 'Malaga': [45.5, 0.0], 'Miller': [46.7, 0.0], 'Warnerville': [48.2, 0.0], 'Chinese Station': [48.9, 0.0], 'Crow Creek': [49.2, 0.0], 'Sanger': [49.3, 0.0], 'Fink (Proposed)': [49.4, 0.0], 'Peoria': [51.1, 0.0], 'Cantua': [52.3, 0.0], 'McCall': [53.0, 0.0], 'Riverbank': [53.3, 0.0], 'Excelsior': [54.3, 0.0], 'New Melones': [54.4, 0.0], 'Schindler': [54.6, 0.0], 'Curtis': [54.6, 0.0], 'Big Creek 1': [56.8, 0.0], 'Westley': [58.0, 0.0]} | 0 | 0 | 0 | 0 | 0 | 0 | 0 | 0 | 0 | 0 | 0 | 0 | 0 | 0 | 0 | 0 | 0 | 0 | 0 | 0 | 0 | 0 | 0 | 0 | 0 | 0 | 0 | 0 | 0 | 0 | 0 | 0 | 0 | 0 | 0 | 0 | 0
297 | Leprino Jct | Central_Valley_North_Los_Banos | PGE Fresno | {'Henrietta': [3.9, 0.0], 'Mustang': [4.8, 0.0], 'GWF Hanford': [10.6, 0.0], 'Waukena': [15.9, 0.0], 'Gates': [17.7, 0.0], 'Corcoran': [17.9, 0.0], 'Schindler': [20.4, 0.0], 'Kingsburg': [22.1, 0.0], 'Avenal': [24.0, 0.0], 'Excelsior': [24.8, 0.0], 'Mc Mullin': [25.9, 0.0], 'McCall': [27.8, 0.0], 'Alpaugh': [28.4, 0.0], 'Helm': [30.9, 0.0], 'Cantua': [31.2, 0.0], 'Malaga': [31.9, 0.0], 'Olive': [32.1, 0.0], 'Gates-Midway (Proposed)': [32.2, 0.0], 'Kearney (New)': [32.3, 0.0], 'Arco': [32.4, 0.0], 'West Fresno': [33.0, 0.0], 'Rector': [33.1, 0.0], 'California Ave': [33.4, 0.0], 'Wahtoke': [33.5, 0.0], 'Sanger': [34.6, 0.0], 'Reedley': [35.8, 0.0], 'Cal Flats': [37.4, 0.0], 'Tranquility': [40.0, 0.0], 'Smyrna': [41.8, 0.0], 'Gregg': [42.6, 0.0], 'Goose Lake': [46.3, 0.0], 'Cheney': [47.4, 0.0], 'Cholame': [47.4, 0.0], 'Borden': [47.9, 0.0], 'Mendota': [48.1, 0.0], 'Semitropic': [49.4, 0.0], 'Vestal': [50.1, 0.0], 'Panoche': [50.5, 0.0], 'Springville': [50.8, 0.0], 'Newhall': [51.3, 0.0], 'Charca': [52.1, 0.0], 'Kernridge': [55.3, 0.0], 'Shafter': [57.8, 0.0], 'Caliente': [59.6, 0.0], 'Temblor': [59.7, 0.0]} | 196.0806 | 0 | 0 | 0 | 0 | 0 | 0 | 0 | 0 | 0 | 0 | 0 | 0 | 0 | 0 | 178.2009 | 0.90881 | 0 | 0 | 196.0806 | 1 | 0 | 0 | 0 | 196.0806 | 26.707 | 0.1362 | 169.3736 | 196.0806 | 1 | 0 | 124.7988 | 0.63647 | 71.2818 | 0 | 0 | 196.0806
50 | Lerdo | Central_Valley_North_Los_Banos | PGE Kern | {'7th Standard': [4.3, 32.0], 'Rio Bravo': [7.3, 0.0], 'Renfro': [7.8, 0.0], 'Kern Oil': [8.5, 75.0], 'Kern Power': [8.9, 9.0], 'Shafter': [9.4, 0.0], 'Rosedale': [9.5, 75.0], 'Sycamore': [9.7, 75.0], 'West Park': [10.8, 75.0], 'Bakersfield': [11.4, 75.0], 'Poso Mt.': [11.7, 75.0], 'Tupman': [12.1, 0.0], 'Charca': [12.3, 0.0], 'Tevis': [12.5, 0.0], 'Stockdale': [13.5, 0.0], 'Columbus': [13.9, 75.0], 'Cal Water': [15.1, 75.0], 'Magunden': [16.1, 75.0], 'Norco': [17.2, 0.0], 'Semitropic': [17.5, 0.0], 'Midway': [18.2, 0.0], 'Unknown - 3327': [21.5, 75.0], 'Lamont': [21.6, 75.0], 'Smyrna': [22.7, 0.0], 'Elk Hills': [22.8, 0.0], 'Vestal': [23.9, 61.0], 'Grimmway-Malaga': [24.0, 75.0], 'Goose Lake': [25.1, 0.0], 'Midway - Wheeler Ridge (Proposed)': [27.0, 0.0], 'Wheeler Ridge': [30.1, 0.0], 'Taft': [31.3, 0.0], 'Temblor': [31.7, 0.0], 'Olive': [32.0, 0.0], 'Kernridge': [33.4, 0.0], 'Alpaugh': [36.3, 0.0], 'Gates-Midway (Proposed)': [39.1, 0.0], 'Pastoria': [42.7, 0.0], 'Springville': [43.6, 0.0], 'Caliente': [43.9, 0.0], 'Arco': [46.8, 0.0], 'Corcoran': [47.8, 0.0], 'Waukena': [50.1, 0.0], 'Carrizo Plains': [50.7, 0.0], 'Highwind': [51.7, 0.0], 'Solar': [51.8, 0.0], 'Bailey': [54.3, 0.0], 'Rector': [55.7, 0.0], 'Windhub': [58.8, 0.0], 'GWF Hanford': [59.9, 0.0], 'Whirlwind': [60.0, 0.0]} | 328.9464 | 75.349 | 0.22906 | 253.5973 | 0.77094 | 0 | 0 | 0 | 0 | 0 | 0 | 0 | 0 | 0 | 0 | 0 | 0 | 328.9464 | 1 | 154.4962 | 0.46967 | 174.4502 | 26.6847 | 0.081122 | 302.2617 | 139.6545 | 0.42455 | 189.2919 | 154.4962 | 0.46967 | 174.4502 | 250.3955 | 0.7612 | 78.5509 | 2.4301 | 0.0073875 | 326.5163
116 | Lewis | Greater_LA | SCE Metro | {'Villa Park': [3.7, 414.0], 'Barre': [4.8, 424.0], 'Serrano': [6.4, 412.0], 'Johanna': [7.1, 414.0], 'Ellis': [8.9, 429.0], 'Olinda': [9.5, 396.0], 'Del Amo': [11.7, 403.0], 'Alamitos': [11.9, 406.0], 'Huntington Beach': [12.1, 429.0], 'Santiago': [12.5, 412.0], 'Walnut': [14.0, 391.0], 'Center': [14.5, 396.0], 'Lighthipe': [16.6, 396.0], 'Viejo': [17.7, 48.0], 'Chino': [18.2, 0.0], 'Laguna Bell': [18.3, 393.0], 'Hinson': [18.6, 400.0], 'Harborgen': [19.0, 402.0], 'Long Beach': [19.0, 402.0], 'Arcogen': [19.8, 396.0], 'Mesa': [19.9, 382.0], 'Rio Hondo': [20.9, 347.0], 'Trabuco': [21.4, 48.0], 'Mira Loma': [23.6, 0.0], 'Margarita': [23.7, 48.0], 'Capistrano': [24.5, 48.0], 'La Fresa': [25.3, 383.0], 'Goodrich': [26.0, 346.0], 'Padua': [26.1, 0.0], 'Lee Lake (Proposed)': [26.2, 47.0], 'El Nido': [27.9, 382.0], 'Redondo': [28.2, 382.0], 'Rancho Vista': [28.4, 0.0], 'Etiwanda': [28.8, 0.0], 'Chevmain': [29.7, 382.0], 'La Cienega': [30.5, 382.0], 'El Segundo': [30.9, 382.0], 'Talega': [31.0, 47.0], 'Gould': [32.9, 10.0], 'San Onofre': [36.2, 47.0], 'Vista': [37.0, 0.0], 'San Bernardino': [42.3, 0.0], 'Valley': [43.0, 0.0], 'Vincent': [48.3, 0.0], 'El Casco': [48.5, 0.0], 'Sylmar-Pac Intertie': [48.6, 0.0], 'Lugo': [49.0, 0.0], 'San Luis Rey': [52.5, 25.0], 'Victor': [56.2, 0.0], 'Encina': [56.6, 5.0], 'Saugus': [57.3, 0.0], 'Pardee': [58.5, 0.0], 'Palomar Airport': [59.0, 4.0], 'Roadway': [59.7, 0.0]} | 1235.837 | 399.6229 | 0.32336 | 836.2142 | 0.67664 | 0 | 0 | 0 | 0 | 0 | 0 | 0 | 0 | 0 | 0 | 0 | 0 | 0 | 0 | 8.9877 | 0.0072726 | 1226.8493 | 199.035 | 0.16105 | 1036.802 | 741.1734 | 0.59973 | 494.6636 | 750.1611 | 0.60701 | 485.6759 | 0 | 0 | 1235.837 | 31.2094 | 0.025254 | 1204.6276
89 | Lighthipe | Greater_LA | SCE Metro | {'Del Amo': [5.0, 403.0], 'Hinson': [5.0, 413.0], 'Center': [5.2, 404.0], 'Arcogen': [5.9, 413.0], 'Laguna Bell': [6.8, 410.0], 'Harborgen': [7.6, 406.0], 'Long Beach': [8.4, 404.0], 'La Fresa': [9.1, 400.0], 'Alamitos': [9.1, 401.0], 'Mesa': [11.4, 390.0], 'El Nido': [11.4, 399.0], 'Barre': [12.2, 399.0], 'Redondo': [12.4, 399.0], 'Chevmain': [13.2, 399.0], 'La Cienega': [14.3, 399.0], 'El Segundo': [14.4, 399.0], 'Olinda': [15.2, 391.0], 'Walnut': [15.6, 392.0], 'Lewis': [16.6, 396.0], 'Ellis': [19.0, 399.0], 'Rio Hondo': [19.1, 348.0], 'Goodrich': [19.3, 351.0], 'Huntington Beach': [19.8, 399.0], 'Villa Park': [20.1, 381.0], 'Johanna': [21.8, 381.0], 'Serrano': [22.4, 379.0], 'Gould': [23.5, 23.0], 'Santiago': [27.7, 379.0], 'Chino': [29.7, 0.0], 'Viejo': [34.0, 16.0], 'Sylmar-Pac Intertie': [34.7, 14.0], 'Padua': [34.9, 0.0], 'Mira Loma': [36.2, 0.0], 'Trabuco': [36.2, 16.0], 'Capistrano': [38.8, 16.0], 'Margarita': [38.9, 16.0], 'Rancho Vista': [39.5, 0.0], 'Etiwanda': [39.9, 0.0], 'Vincent': [41.9, 0.0], 'Lee Lake (Proposed)': [42.7, 14.0], 'Saugus': [43.8, 12.0], 'Pardee': [45.0, 11.0], 'Talega': [45.6, 14.0], 'Moorpark': [50.0, 12.0], 'San Onofre': [50.2, 14.0], 'Vista': [50.4, 0.0], 'San Bernardino': [55.5, 0.0], 'Antelope': [56.1, 0.0], 'Lugo': [57.1, 0.0], 'Valley': [59.4, 0.0]} | 1257.8993 | 387.958 | 0.30842 | 869.9413 | 0.69158 | 0 | 0 | 0 | 0 | 0 | 0 | 0 | 0 | 0 | 0 | 0.18936 | 0.00015054 | 0 | 0 | 8.9877 | 0.007145 | 1248.9116 | 257.2514 | 0.20451 | 1000.6479 | 779.6826 | 0.61983 | 478.2167 | 788.6703 | 0.62697 | 469.229 | 0 | 0 | 1257.8993 | 31.2094 | 0.024811 | 1226.6899
168 | Llagas | Peninsula_Monterey | PGE GBA | {'Hollister': [13.0, 38.0], 'Metcalf Energy Center': [18.1, 28.0], 'Metcalf 1': [18.1, 28.0], 'Moss Landing': [18.4, 58.0], 'Hicks': [24.6, 24.0], 'Quinto': [28.1, 0.0], 'Miller': [29.6, 0.0], 'Los Banos': [29.8, 0.0], 'Scott': [33.6, 19.0], 'Fink (Proposed)': [33.9, 0.0], 'Crow Creek': [34.3, 0.0], 'Los Esteros': [35.6, 0.0], 'Newark': [41.5, 0.0], 'Westley': [44.0, 0.0], 'Tesla': [48.7, 0.0], 'Midway Green Ridge Services': [49.7, 0.0], 'Oro Loma': [50.6, 0.0], 'Cayetano': [51.9, 0.0], 'Eastshore': [52.6, 0.0], 'Kelso': [54.6, 0.0], 'Delta Pumps': [54.9, 0.0], 'Coburn': [56.1, 0.0], 'Ripon': [56.4, 0.0], 'Vierra': [56.8, 0.0], 'Panoche': [59.3, 0.0]} | 9882.2881 | 56.0826 | 0.0056751 | 9826.2051 | 0.99432 | 0 | 0 | 0 | 0 | 0 | 3.7738 | 0.00038187 | 6.1995 | 0.00062733 | 0 | 4755.4854 | 0.48121 | 4843.855 | 0.49016 | 8950.6934 | 0.90573 | 931.5947 | 1352.0676 | 0.13682 | 8530.2205 | 1588.2467 | 0.16072 | 8294.0414 | 9361.5508 | 0.94731 | 520.7373 | 9278.0244 | 0.93885 | 604.2637 | 80.9847 | 0.0081949 | 9801.3034
155 | Lockeford | Solano | PGE GBA | {'Rancho Seco - Bellota (Proposed)': [9.0, 0.0], 'Camanche': [9.9, 0.0], 'Bellota': [10.7, 158.0], 'Eight Mile': [12.5, 3595.0], 'Stagg': [13.4, 3595.0], 'Weber': [14.3, 3595.0], 'Vierra': [22.9, 1361.0], 'Grand Island': [24.7, 3595.0], 'Ripon': [25.0, 0.0], 'Riverbank': [27.7, 0.0], 'Brentwood': [31.3, 3595.0], 'Warnerville': [32.5, 0.0], 'Kelso': [32.7, 3595.0], 'Delta Pumps': [33.3, 3595.0], 'Lone Tree': [34.7, 3595.0], 'Contra Costa': [34.9, 3595.0], 'Tesla': [35.6, 2360.0], 'Midway Green Ridge Services': [35.7, 3357.0], 'New Melones': [36.3, 0.0], 'Birds Landing': [36.4, 3595.0], 'Gold Hill': [37.3, 0.0], 'Westley': [37.3, 0.0], 'Shiloh III': [37.5, 3595.0], 'Peoria': [39.0, 0.0], 'Pittsburg': [40.5, 3595.0], 'Chinese Station': [40.8, 0.0], 'Kirker': [41.1, 3595.0], 'Cayetano': [42.4, 3586.0], 'Davis': [42.9, 2215.0], 'Peabody': [45.5, 3595.0], 'Clayton': [45.6, 3595.0], 'Vaca-Dixon & Gc Yard': [45.7, 3396.0], 'Curtis': [46.8, 0.0], 'Placerville': [47.0, 0.0], 'Pleasant Grove': [49.3, 0.0], 'Woodland': [50.6, 0.0], 'Crow Creek': [51.4, 0.0], 'Fink (Proposed)': [51.7, 0.0], 'Martinez': [52.5, 3329.0], 'Putah Creek': [53.2, 7.0], 'Madison': [58.1, 0.0], 'Rio Oso': [58.8, 0.0], 'Carquinez': [59.2, 195.0], 'Miller': [59.8, 0.0]} | 32260.4277 | 3579.6328 | 0.11096 | 28680.7949 | 0.88904 | 0 | 0 | 0 | 0 | 0 | 6082.436 | 0.18854 | 16585.791 | 0.51412 | 0 | 314.895 | 0.009761 | 0 | 0 | 308.6557 | 0.0095676 | 31951.7721 | 8908.2734 | 0.27614 | 23352.1543 | 8908.2734 | 0.27614 | 23352.1543 | 9183.2812 | 0.28466 | 23077.1465 | 0 | 0 | 32260.4277 | 2607.5437 | 0.080828 | 29652.884
36 | Logan Creek | Northern_California | PGE NGBA | {'Delevan': [11.8, 79.0], 'Glenn': [17.7, 525.0], 'Cortina': [29.0, 43.0], 'Table Mt.': [33.0, 0.0], 'Thermalito': [33.7, 0.0], 'Wyandotte': [38.7, 0.0], 'Honcut': [38.8, 0.0], 'Palermo': [40.2, 0.0], 'Pease': [41.1, 0.0], 'East Marysville': [45.7, 0.0], 'Olivehurst': [49.4, 0.0], 'Mendocino': [53.8, 22.0], 'Calpella': [55.0, 22.0], 'Ukiah': [56.7, 22.0], 'Eagle Rock': [57.2, 17.0], 'Hopland': [58.8, 17.0], 'Colgate': [59.1, 0.0], 'Cottonwood': [59.2, 1.0], 'Rio Oso': [59.7, 0.0]} | 9013.4482 | 643.4182 | 0.071384 | 8370.0303 | 0.92862 | 0 | 0 | 0 | 0 | 0 | 281.4585 | 0.031227 | 42.3745 | 0.0047013 | 0 | 5537.5547 | 0.61437 | 2871.3013 | 0.31856 | 4167.8716 | 0.46241 | 4845.5767 | 920.5712 | 0.10213 | 8092.877 | 2495.4548 | 0.27686 | 6517.9934 | 6239.3379 | 0.69223 | 2774.1104 | 5833.0962 | 0.64715 | 3180.3521 | 1291.5768 | 0.14329 | 7721.8715
212 | Lone Tree | Solano | PGE GBA | {'Contra Costa': [3.9, 30740.0], 'Brentwood': [4.9, 29385.0], 'Kirker': [9.5, 30786.0], 'Pittsburg': [9.7, 30786.0], 'Clayton': [11.4, 30786.0], 'Delta Pumps': [12.6, 26135.0], 'Birds Landing': [12.9, 30720.0], 'Kelso': [13.4, 25269.0], 'Cayetano': [14.4, 22575.0], 'Shiloh III': [16.1, 30720.0], 'Midway Green Ridge Services': [17.9, 13670.0], 'Tesla': [19.3, 7521.0], 'Martinez': [20.0, 30520.0], 'Grand Island': [21.8, 29559.0], 'Eight Mile': [22.3, 28333.0], 'Stagg': [22.6, 27358.0], 'Peabody': [26.1, 30698.0], 'Vierra': [28.4, 1490.0], 'Weber': [28.4, 3718.0], 'Carquinez': [28.4, 27358.0], 'Eastshore': [29.5, 962.0], 'Vaca-Dixon & Gc Yard': [32.6, 30326.0], 'Newark': [33.2, 163.0], 'Tulucay': [34.6, 26345.0], 'Lockeford': [34.7, 3595.0], 'Ripon': [36.0, 0.0], 'Los Esteros': [37.1, 76.0], 'Martin': [39.2, 1181.0], 'Westley': [39.5, 0.0], 'Scott': [40.7, 40.0], 'Bellota': [40.9, 158.0], 'Davis': [41.4, 20230.0], 'Putah Creek': [41.8, 17818.0], 'Rancho Seco - Bellota (Proposed)': [43.5, 0.0], 'Ignacio': [43.5, 1322.0], 'Camanche': [44.1, 0.0], 'Riverbank': [48.1, 0.0], 'Lakeville': [49.4, 1289.0], 'Hicks': [49.8, 0.0], 'Metcalf 1': [49.9, 0.0], 'Metcalf Energy Center': [50.1, 0.0], 'Woodland': [50.6, 1089.0], 'Madison': [51.3, 1165.0], 'Crow Creek': [52.2, 0.0], 'Fink (Proposed)': [52.3, 0.0], 'Warnerville': [54.1, 0.0], 'Penngrove': [56.2, 72.0], 'Miller': [59.4, 0.0], 'Gold Hill': [59.6, 0.0], 'Bellevue': [59.8, 0.0]} | 184177.8438 | 30746.9004 | 0.16694 | 153430.9375 | 0.83306 | 0 | 0 | 0 | 0 | 0 | 43385.7461 | 0.23556 | 29054.6895 | 0.15775 | 0 | 104870.5547 | 0.5694 | 1161.2242 | 0.0063049 | 60704.3203 | 0.3296 | 123473.5234 | 77913.8047 | 0.42304 | 106264.0391 | 82112.9844 | 0.44584 | 102064.8594 | 109571.4531 | 0.59492 | 74606.3906 | 23215.459 | 0.12605 | 160962.3848 | 32506.9316 | 0.1765 | 151670.9121
223 | Long Beach | Greater_LA | SCE Metro | {'Harborgen': [0.9, 409.0], 'Arcogen': [3.7, 404.0], 'Hinson': [3.7, 408.0], 'Alamitos': [7.3, 407.0], 'Lighthipe': [8.4, 404.0], 'Del Amo': [9.3, 408.0], 'La Fresa': [9.5, 391.0], 'Redondo': [11.0, 390.0], 'El Nido': [12.4, 390.0], 'Center': [13.2, 404.0], 'Chevmain': [13.9, 390.0], 'Barre': [14.3, 405.0], 'El Segundo': [15.0, 390.0], 'Laguna Bell': [15.2, 401.0], 'Huntington Beach': [16.5, 405.0], 'Ellis': [17.2, 405.0], 'La Cienega': [18.4, 390.0], 'Lewis': [19.0, 402.0], 'Mesa': [19.8, 390.0], 'Olinda': [21.4, 396.0], 'Johanna': [21.8, 386.0], 'Villa Park': [22.8, 386.0], 'Walnut': [23.0, 392.0], 'Serrano': [25.4, 385.0], 'Santiago': [27.2, 385.0], 'Rio Hondo': [27.3, 348.0], 'Goodrich': [27.7, 351.0], 'Gould': [31.5, 15.0], 'Viejo': [34.3, 21.0], 'Trabuco': [34.7, 21.0], 'Chino': [35.3, 0.0], 'Capistrano': [36.7, 21.0], 'Margarita': [37.5, 21.0], 'Sylmar-Pac Intertie': [40.4, 5.0], 'Mira Loma': [41.5, 0.0], 'Padua': [41.6, 0.0], 'Talega': [43.4, 19.0], 'Lee Lake (Proposed)': [44.6, 19.0], 'Rancho Vista': [45.5, 0.0], 'Etiwanda': [45.9, 0.0], 'San Onofre': [47.4, 19.0], 'Saugus': [49.5, 3.0], 'Vincent': [50.0, 0.0], 'Pardee': [50.8, 3.0], 'Moorpark': [52.7, 3.0], 'Vista': [55.4, 0.0]} | 1254.2998 | 384.4431 | 0.3065 | 869.8567 | 0.6935 | 0 | 0 | 0 | 0 | 0 | 0 | 0 | 0 | 0 | 0 | 0 | 0 | 0 | 0 | 8.9877 | 0.0071655 | 1245.3121 | 257.2514 | 0.2051 | 997.0484 | 779.6826 | 0.62161 | 474.6172 | 788.6703 | 0.62877 | 465.6295 | 0 | 0 | 1254.2998 | 31.2094 | 0.024882 | 1223.0904
108 | Los Banos | Central_Valley_North_Los_Banos | PGE Fresno | {'Quinto': [5.3, 0.0], 'Miller': [14.8, 0.0], 'Fink (Proposed)': [22.8, 0.0], 'Crow Creek': [23.0, 0.0], 'Oro Loma': [23.3, 0.0], 'Hollister': [25.0, 0.0], 'Llagas': [29.8, 0.0], 'Merced': [33.1, 0.0], 'Panoche': [36.8, 0.0], 'Wilson': [37.7, 0.0], 'Westley': [37.7, 0.0], 'Mendota': [38.7, 0.0], 'Dairyland': [38.9, 0.0], 'Cheney': [39.7, 0.0], 'Newhall': [40.4, 0.0], 'Metcalf 1': [41.4, 0.0], 'Metcalf Energy Center': [41.6, 0.0], 'Le Grand': [42.2, 0.0], 'Moss Landing': [45.1, 0.0], 'Tranquility': [46.8, 0.0], 'Ripon': [49.0, 0.0], 'Warnerville': [49.0, 0.0], 'Riverbank': [49.8, 0.0], 'Hicks': [50.1, 0.0], 'Vierra': [53.3, 0.0], 'Tesla': [54.4, 0.0], 'Coburn': [54.9, 0.0], 'Midway Green Ridge Services': [55.9, 0.0], 'Scott': [56.0, 0.0], 'Los Esteros': [56.4, 0.0], 'Helm': [56.6, 0.0], 'Cantua': [57.2, 0.0], 'Borden': [58.0, 0.0]} | 10558.2646 | 0 | 0 | 0 | 0 | 0 | 0 | 0 | 0 | 0 | 2.8667 | 0.00027152 | 0 | 0 | 0 | 4845.4287 | 0.45892 | 5705.2969 | 0.54036 | 9959.4111 | 0.94328 | 598.8535 | 484.1242 | 0.045853 | 10074.1404 | 935.1996 | 0.088575 | 9623.0651 | 10115.0166 | 0.95802 | 443.248 | 10281.8623 | 0.97382 | 276.4023 | 15.3751 | 0.0014562 | 10542.8895
202 | Los Esteros | Peninsula_Monterey | PGE GBA | {'Scott': [3.7, 229.0], 'Newark': [5.9, 271.0], 'Hicks': [13.5, 79.0], 'Eastshore': [17.0, 270.0], 'Metcalf Energy Center': [17.5, 33.0], 'Metcalf 1': [17.5, 33.0], 'Cayetano': [23.2, 138.0], 'Midway Green Ridge Services': [28.0, 21.0], 'Tesla': [28.2, 21.0], 'Delta Pumps': [30.9, 21.0], 'Kelso': [31.3, 21.0], 'Martin': [32.3, 216.0], 'Llagas': [35.6, 0.0], 'Clayton': [35.7, 128.0], 'Brentwood': [36.7, 21.0], 'Lone Tree': [37.1, 76.0], 'Contra Costa': [40.4, 34.0], 'Kirker': [41.0, 109.0], 'Westley': [41.2, 0.0], 'Martinez': [41.8, 133.0], 'Pittsburg': [42.1, 109.0], 'Fink (Proposed)': [43.7, 0.0], 'Moss Landing': [43.8, 0.0], 'Crow Creek': [43.9, 0.0], 'Vierra': [44.2, 21.0], 'Miller': [46.4, 0.0], 'Birds Landing': [48.5, 21.0], 'Hollister': [48.6, 0.0], 'Ripon': [48.7, 0.0], 'Carquinez': [49.0, 87.0], 'Stagg': [50.4, 21.0], 'Weber': [50.9, 0.0], 'Shiloh III': [51.5, 21.0], 'Quinto': [52.1, 0.0], 'Eight Mile': [53.2, 21.0], 'Ignacio': [55.8, 33.0], 'Los Banos': [56.4, 0.0], 'Grand Island': [58.6, 0.0], 'Peabody': [59.3, 0.0], 'Tulucay': [59.5, 0.0]} | 41252.5938 | 262.4438 | 0.0063619 | 40990.1484 | 0.99364 | 0 | 0 | 0 | 0 | 0 | 8.7101 | 0.00021114 | 45.5254 | 0.0011036 | 0 | 36069.625 | 0.87436 | 4147.1831 | 0.10053 | 38850.1367 | 0.94176 | 2402.457 | 25603.4004 | 0.62065 | 15649.1934 | 31917.8574 | 0.77372 | 9334.7363 | 40608.5898 | 0.98439 | 644.0039 | 19594.3301 | 0.47498 | 21658.2637 | 1295.0061 | 0.031392 | 39957.5876
134 | Lugo | Greater_Kramer | SCE Metro | {'Victor': [9.6, 4970.0], 'Roadway': [14.7, 4729.0], 'San Bernardino': [21.1, 1359.0], 'Etiwanda': [21.2, 504.0], 'Rancho Vista': [21.4, 502.0], 'Vista': [22.6, 892.0], 'Padua': [23.0, 471.0], 'Mira Loma': [27.1, 442.0], 'Calcite': [27.8, 4108.0], 'Chino': [31.0, 0.0], 'El Casco': [32.2, 517.0], 'Tortilla': [39.3, 3306.0], 'Rio Hondo': [39.4, 0.0], 'Walnut': [41.5, 0.0], 'Lugo - Pisgah (Proposed)': [41.9, 1758.0], 'Lee Lake (Proposed)': [42.8, 0.0], 'Olinda': [43.0, 0.0], 'Vincent': [43.6, 203.0], 'Goodrich': [43.7, 0.0], 'Kramer': [44.1, 1310.0], 'Serrano': [44.2, 0.0], 'Valley': [44.9, 0.0], 'Cool Water': [45.1, 3129.0], 'Villa Park': [46.4, 0.0], 'Gould': [47.9, 0.0], 'Mesa': [48.2, 0.0], 'Lewis': [49.0, 0.0], 'Viejo': [50.7, 0.0], 'Center': [51.9, 0.0], 'Laguna Bell': [52.1, 0.0], 'Barre': [52.1, 0.0], 'Johanna': [52.9, 0.0], 'Santiago': [53.5, 0.0], 'Devers': [54.2, 0.0], 'Del Amo': [55.0, 0.0], 'Lighthipe': [57.1, 0.0], 'Ellis': [57.4, 0.0], 'Antelope': [57.6, 0.0], 'Trabuco': [58.1, 0.0], 'Margarita': [58.2, 0.0], 'Alamitos': [58.9, 0.0]} | 63580.8281 | 4969.2158 | 0.078156 | 58611.6133 | 0.92184 | 0 | 0 | 0 | 0 | 0 | 0 | 0 | 0 | 0 | 0 | 7926.2046 | 0.12466 | 8224.2959 | 0.12935 | 31214.4023 | 0.49094 | 32366.4258 | 28148.3398 | 0.44272 | 35432.4883 | 24179.2383 | 0.38029 | 39401.5898 | 48892.5039 | 0.76898 | 14688.3242 | 30457.9258 | 0.47904 | 33122.9023 | 137.4827 | 0.0021623 | 63443.3454
308 | Lugo - Pisgah (Proposed) | Greater_Kramer | SCE NOL | {'Calcite': [18.2, 11352.0], 'Pisgah': [30.1, 4457.0], 'Devers': [32.0, 19140.0], 'Cool Water': [34.4, 4295.0], 'El Casco': [39.0, 517.0], 'Tortilla': [39.2, 4195.0], 'San Bernardino': [40.9, 917.0], 'Lugo': [41.9, 1758.0], 'Mirage': [42.8, 9209.0], 'Victor': [43.6, 1743.0], 'Roadway': [46.0, 1492.0], 'Vista': [46.2, 451.0], 'Valley': [54.3, 0.0], 'Etiwanda': [55.3, 57.0], 'Rancho Vista': [55.7, 57.0], 'Mira Loma': [59.6, 0.0]} | 163805.6406 | 27837.1836 | 0.16994 | 135968.4531 | 0.83006 | 0 | 0 | 0 | 0 | 0 | 78.423 | 0.00047876 | 0 | 0 | 0 | 7773.9834 | 0.047459 | 6144.4668 | 0.037511 | 46193.0234 | 0.282 | 117612.6172 | 27649.3477 | 0.16879 | 136156.293 | 33028.0898 | 0.20163 | 130777.5508 | 70394.2188 | 0.42974 | 93411.4219 | 103720.1328 | 0.63319 | 60085.5078 | 288.3243 | 0.0017602 | 163517.3163
75 | Madeline | Northern_California | Northeast CA | {'Richmond': [38.7, 3490.0], 'Hilltop': [38.7, 6108.0], 'Leavitt': [38.9, 2612.0], 'Pit 1': [52.1, 85.0]} | 383975.3438 | 22960.0039 | 0.059796 | 361015.3438 | 0.9402 | 0 | 0 | 0 | 0 | 0 | 24536.5645 | 0.063901 | 8708.2852 | 0.022679 | 0 | 212027.8906 | 0.55219 | 84852.0469 | 0.22098 | 151296.0469 | 0.39403 | 232679.2969 | 53211.6992 | 0.13858 | 330763.6445 | 34521.3008 | 0.089905 | 349454.043 | 190483.9531 | 0.49608 | 193491.3906 | 310228.8438 | 0.80794 | 73746.5 | 56748.9375 | 0.14779 | 327226.4062
195 | Madison | Solano | PGE NGBA | {'Putah Creek': [10.3, 2865.0], 'Woodland': [11.3, 2745.0], 'Davis': [15.4, 2756.0], 'Vaca-Dixon & Gc Yard': [18.8, 2753.0], 'Peabody': [26.6, 2276.0], 'Rio Oso': [32.7, 0.0], 'Tulucay': [33.4, 2253.0], 'Cortina': [33.9, 626.0], 'Shiloh III': [35.2, 2276.0], 'Grand Island': [36.6, 1693.0], 'Olivehurst': [37.1, 0.0], 'Pleasant Grove': [37.3, 0.0], 'Pease': [38.3, 0.0], 'Birds Landing': [38.5, 2276.0], 'East Marysville': [40.5, 0.0], 'Geysers Tap 1': [42.8, 0.0], 'Carquinez': [42.8, 1563.0], 'Lakeville': [44.0, 121.0], 'Pittsburg': [44.0, 1586.0], 'Fulton': [44.4, 0.0], 'Gold Hill': [45.0, 0.0], 'Bellevue': [45.0, 1.0], 'Kirker': [45.0, 1586.0], 'Penngrove': [45.7, 1.0], 'Martinez': [46.0, 1563.0], 'Eagle Rock': [46.7, 0.0], 'Contra Costa': [47.4, 1238.0], 'Honcut': [49.2, 0.0], 'Clayton': [50.2, 1209.0], 'Delevan': [50.8, 38.0], 'Lone Tree': [51.3, 1165.0], 'Ignacio': [51.4, 121.0], 'Eight Mile': [53.1, 1.0], 'Higgins': [53.9, 0.0], 'Brentwood': [54.3, 5.0], 'Cloverdale': [56.8, 0.0], 'Stagg': [57.7, 0.0], 'Lockeford': [58.1, 0.0], 'Palermo': [59.3, 0.0]} | 98729.0078 | 2901.1167 | 0.029385 | 95827.8906 | 0.97062 | 0 | 0 | 0 | 0 | 0 | 15884.5635 | 0.16089 | 15540.0098 | 0.1574 | 0 | 54426.3672 | 0.55127 | 21252.7656 | 0.21526 | 54290.3516 | 0.54989 | 44438.6562 | 16371.1172 | 0.16582 | 82357.8906 | 18292.0898 | 0.18528 | 80436.918 | 67578.2891 | 0.68448 | 31150.7188 | 52317.7422 | 0.52991 | 46411.2656 | 8641.0898 | 0.087523 | 90087.918
51 | Magunden | Central_Valley_North_Los_Banos | SCE Northern | {'Columbus': [2.8, 634.0], 'Cal Water': [4.4, 735.0], 'Bakersfield': [5.0, 535.0], 'Unknown - 3327': [5.5, 1345.0], 'Lamont': [5.6, 1345.0], 'West Park': [6.7, 182.0], 'Sycamore': [7.4, 535.0], 'Kern Oil': [7.8, 535.0], 'Grimmway-Malaga': [8.6, 1048.0], 'Stockdale': [8.8, 0.0], 'Rosedale': [8.9, 89.0], 'Kern Power': [10.0, 9.0], 'Tevis': [12.0, 0.0], '7th Standard': [13.0, 32.0], 'Renfro': [13.8, 0.0], 'Poso Mt.': [13.8, 535.0], 'Lerdo': [16.1, 75.0], 'Wheeler Ridge': [19.0, 789.0], 'Tupman': [19.7, 0.0], 'Rio Bravo': [19.9, 0.0], 'Norco': [22.5, 0.0], 'Shafter': [24.7, 0.0], 'Midway - Wheeler Ridge (Proposed)': [25.6, 0.0], 'Elk Hills': [27.3, 0.0], 'Charca': [28.4, 0.0], 'Pastoria': [29.7, 789.0], 'Midway': [30.1, 0.0], 'Semitropic': [33.4, 0.0], 'Vestal': [34.4, 96.0], 'Taft': [35.3, 0.0], 'Highwind': [35.6, 810.0], 'Smyrna': [38.8, 0.0], 'Goose Lake': [40.6, 0.0], 'Bailey': [41.2, 789.0], 'Windhub': [42.7, 810.0], 'Temblor': [43.7, 0.0], 'Whirlwind': [44.2, 810.0], 'Kernridge': [46.5, 0.0], 'Olive': [47.3, 0.0], 'Alpaugh': [51.3, 0.0], 'Springville': [51.6, 0.0], 'Gates-Midway (Proposed)': [55.2, 0.0], 'Caliente': [56.2, 0.0], 'Antelope': [58.3, 9.0]} | 6459.5537 | 1343.7067 | 0.20802 | 5115.8472 | 0.79198 | 0 | 0 | 0 | 0 | 0 | 3.1135 | 0.000482 | 0.086938 | 1.3459e-05 | 0 | 346.4335 | 0.053631 | 6095.4673 | 0.94364 | 2302.8372 | 0.3565 | 4156.7166 | 887.6915 | 0.13742 | 5571.8622 | 2110.446 | 0.32672 | 4349.1077 | 3675.1909 | 0.56895 | 2784.3628 | 4256.1748 | 0.6589 | 2203.3789 | 37.4373 | 0.0057957 | 6422.1164
24 | Malaga | Central_Valley_North_Los_Banos | PGE Fresno | {'California Ave': [2.8, 0.0], 'West Fresno': [5.4, 0.0], 'Sanger': [6.5, 0.0], 'McCall': [7.5, 0.0], 'Kearney (New)': [8.7, 0.0], 'Gregg': [15.3, 0.0], 'Mc Mullin': [16.1, 0.0], 'Wahtoke': [16.1, 0.0], 'Kingsburg': [16.2, 0.0], 'Reedley': [20.4, 0.0], 'Borden': [21.3, 0.0], 'Helm': [25.9, 0.0], 'GWF Hanford': [29.6, 0.0], 'Schindler': [30.5, 0.0], 'Leprino': [31.9, 0.0], 'Henrietta': [32.7, 0.0], 'Mustang': [33.6, 0.0], 'Excelsior': [34.6, 0.0], 'Newhall': [35.4, 0.0], 'Rector': [37.9, 0.0], 'Tranquility': [38.3, 0.0], 'Cantua': [38.7, 0.0], 'Waukena': [39.2, 0.0], 'Mendota': [40.6, 0.0], 'Dairyland': [41.1, 0.0], 'Corcoran': [41.4, 0.0], 'Gates': [44.2, 0.0], 'Big Creek 1': [44.3, 0.0], 'Cheney': [44.9, 0.0], 'Le Grand': [45.5, 0.0], 'Panoche': [47.5, 0.0], 'Alpaugh': [52.6, 0.0], 'Oro Loma': [53.1, 0.0], 'Avenal': [54.0, 0.0], 'Wilson': [56.0, 0.0], 'Olive': [57.1, 0.0], 'Merced': [58.1, 0.0], 'Springville': [59.7, 0.0]} | 0 | 0 | 0 | 0 | 0 | 0 | 0 | 0 | 0 | 0 | 0 | 0 | 0 | 0 | 0 | 0 | 0 | 0 | 0 | 0 | 0 | 0 | 0 | 0 | 0 | 0 | 0 | 0 | 0 | 0 | 0 | 0 | 0 | 0 | 0 | 0 | 0
235 | Mandalay | Greater_LA | SCE Northern | {'Santa Clara': [7.5, 170.0], 'Moorpark': [20.4, 150.0], 'Goleta': [40.5, 39.0], 'Saugus': [41.2, 4.0], 'Pardee': [41.3, 4.0], 'Sylmar-Pac Intertie': [43.4, 25.0], 'Bailey': [47.7, 4.0], 'El Segundo': [51.7, 21.0], 'La Cienega': [51.9, 19.0], 'Chevmain': [52.9, 19.0], 'El Nido': [54.6, 18.0], 'Pastoria': [55.3, 0.0], 'Redondo': [55.3, 16.0], 'La Fresa': [57.5, 16.0]} | 2052.5046 | 169.0865 | 0.082381 | 1883.4182 | 0.91762 | 0 | 0 | 0 | 0 | 0 | 4.9947 | 0.0024335 | 0 | 0 | 0 | 1054.1205 | 0.51358 | 178.9477 | 0.087185 | 989.1614 | 0.48193 | 1063.3433 | 226.1053 | 0.11016 | 1826.3994 | 410.6079 | 0.20005 | 1641.8967 | 1229.4124 | 0.59898 | 823.0923 | 1077.5421 | 0.52499 | 974.9625 | 108.7357 | 0.052977 | 1943.769
200 | Margarita | Greater_LA | SDGE Imperial | {'Trabuco': [2.8, 70.0], 'Capistrano': [3.4, 83.0], 'Talega': [7.4, 81.0], 'Viejo': [8.1, 58.0], 'Santiago': [11.3, 58.0], 'San Onofre': [13.1, 81.0], 'Lee Lake (Proposed)': [17.2, 57.0], 'Johanna': [17.2, 58.0], 'Ellis': [20.4, 56.0], 'Huntington Beach': [21.2, 57.0], 'Serrano': [21.3, 53.0], 'Villa Park': [21.8, 53.0], 'Lewis': [23.7, 48.0], 'Barre': [27.1, 43.0], 'San Luis Rey': [28.8, 60.0], 'Valley': [30.2, 0.0], 'Alamitos': [30.9, 25.0], 'Chino': [31.0, 0.0], 'Mira Loma': [31.8, 0.0], 'Olinda': [32.1, 21.0], 'Encina': [33.1, 39.0], 'Del Amo': [33.9, 22.0], 'Palomar Airport': [35.4, 39.0], 'Walnut': [36.6, 16.0], 'Rancho Vista': [37.5, 0.0], 'Long Beach': [37.5, 21.0], 'Etiwanda': [37.6, 0.0], 'Center': [37.9, 16.0], 'Harborgen': [38.0, 21.0], 'Vista': [38.2, 0.0], 'Lighthipe': [38.9, 16.0], 'Hinson': [39.0, 19.0], 'Padua': [39.3, 0.0], 'Arcogen': [40.0, 16.0], 'Escondido': [41.6, 24.0], 'Laguna Bell': [41.9, 12.0], 'San Bernardino': [42.8, 0.0], 'El Casco': [42.8, 0.0], 'Rio Hondo': [43.3, 2.0], 'Mesa': [43.6, 2.0], 'La Fresa': [46.2, 3.0], 'Redondo': [48.4, 2.0], 'El Nido': [49.1, 2.0], 'Goodrich': [49.2, 2.0], 'Penasquitos': [49.5, 24.0], 'Chevmain': [50.8, 2.0], 'El Segundo': [52.0, 2.0], 'La Cienega': [53.2, 2.0], 'Sycamore Canyon': [55.6, 19.0], 'Gould': [56.3, 0.0], 'Kearny': [57.2, 14.0], 'Lugo': [58.2, 0.0], 'Old Town': [59.6, 0.0], 'Mission': [59.9, 0.0]} | 620.6937 | 72.89 | 0.11743 | 547.8036 | 0.88257 | 0 | 0 | 0 | 0 | 0 | 0.086476 | 0.00013932 | 0 | 0 | 0 | 2.7566 | 0.0044412 | 0 | 0 | 42.7095 | 0.068809 | 577.9841 | 310.7083 | 0.50058 | 309.9854 | 497.2008 | 0.80104 | 123.4929 | 506.1885 | 0.81552 | 114.5051 | 0 | 0 | 620.6937 | 61.2268 | 0.098643 | 559.4669
152 | Martin (San Francisco H) | Peninsula_Monterey | PGE GBA | {'Eastshore': [16.9, 1555.0], 'Ignacio': [26.8, 1817.0], 'Martinez': [26.8, 1855.0], 'Newark': [27.1, 461.0], 'Carquinez': [28.2, 1860.0], 'Clayton': [29.2, 1730.0], 'Los Esteros': [32.3, 216.0], 'Scott': [33.6, 195.0], 'Cayetano': [35.0, 429.0], 'Kirker': [35.2, 1512.0], 'Pittsburg': [36.2, 1512.0], 'Tulucay': [38.4, 1490.0], 'Lakeville': [39.0, 1489.0], 'Lone Tree': [39.2, 1181.0], 'Contra Costa': [39.9, 1144.0], 'Brentwood': [42.7, 1012.0], 'Hicks': [42.8, 43.0], 'Birds Landing': [43.0, 1118.0], 'Delta Pumps': [43.6, 0.0], 'Shiloh III': [44.5, 1118.0], 'Kelso': [44.6, 0.0], 'Penngrove': [44.8, 244.0], 'Midway Green Ridge Services': [45.0, 0.0], 'Tesla': [46.2, 0.0], 'Peabody': [46.8, 1118.0], 'Metcalf Energy Center': [49.3, 0.0], 'Metcalf 1': [49.4, 0.0], 'Bellevue': [49.5, 100.0], 'Vaca-Dixon & Gc Yard': [55.0, 1016.0], 'Grand Island': [57.7, 0.0], 'Fulton': [58.1, 7.0]} | 6845.0825 | 1975.6869 | 0.28863 | 4869.3955 | 0.71137 | 0 | 0 | 0 | 0 | 0 | 15.0974 | 0.0022056 | 0.035326 | 5.1609e-06 | 0 | 2516.552 | 0.36764 | 0 | 0 | 610.5862 | 0.089201 | 6234.4963 | 2125.7932 | 0.31056 | 4719.2893 | 3898.6689 | 0.56956 | 2946.4136 | 4256.8999 | 0.62189 | 2588.1826 | 1234.3043 | 0.18032 | 5610.7782 | 496.2839 | 0.072502 | 6348.7986
211 | Martinez | Solano | PGE GBA | {'Carquinez': [8.9, 28439.0], 'Clayton': [9.4, 31111.0], 'Kirker': [11.5, 31248.0], 'Pittsburg': [12.0, 31248.0], 'Birds Landing': [17.3, 30854.0], 'Tulucay': [18.1, 27152.0], 'Shiloh III': [18.1, 30854.0], 'Contra Costa': [18.2, 30533.0], 'Lone Tree': [20.0, 30520.0], 'Peabody': [20.3, 30833.0], 'Ignacio': [23.5, 2036.0], 'Brentwood': [24.9, 29119.0], 'Martin': [26.8, 1855.0], 'Cayetano': [26.8, 22409.0], 'Eastshore': [26.9, 1512.0], 'Vaca-Dixon & Gc Yard': [28.7, 30656.0], 'Lakeville': [30.1, 1712.0], 'Delta Pumps': [30.8, 25868.0], 'Kelso': [31.8, 25003.0], 'Grand Island': [32.3, 29689.0], 'Midway Green Ridge Services': [35.1, 13404.0], 'Putah Creek': [35.7, 18215.0], 'Newark': [36.2, 429.0], 'Tesla': [36.6, 7255.0], 'Penngrove': [37.1, 250.0], 'Eight Mile': [40.4, 28067.0], 'Bellevue': [41.0, 134.0], 'Los Esteros': [41.8, 133.0], 'Stagg': [41.9, 27091.0], 'Davis': [42.1, 20627.0], 'Scott': [44.9, 89.0], 'Madison': [46.0, 1563.0], 'Weber': [48.2, 3451.0], 'Fulton': [48.3, 40.0], 'Vierra': [48.3, 1224.0], 'Woodland': [49.7, 1442.0], 'Lockeford': [52.5, 3329.0], 'Hicks': [55.2, 12.0], 'Ripon': [55.9, 0.0], 'Westley': [58.1, 0.0], 'Metcalf 1': [58.3, 0.0], 'Metcalf Energy Center': [58.4, 0.0]} | 141142.0156 | 31564.3125 | 0.22364 | 109577.7031 | 0.77636 | 0 | 0 | 0 | 0 | 0 | 38511.0391 | 0.27285 | 15516.7441 | 0.10994 | 0 | 79795.5547 | 0.56536 | 101.5151 | 0.00071924 | 38794.8594 | 0.27486 | 102347.1562 | 55144.1641 | 0.3907 | 85997.8516 | 54962.1719 | 0.38941 | 86179.8438 | 85109.3203 | 0.603 | 56032.6953 | 19626.2617 | 0.13905 | 121515.7539 | 27864.1504 | 0.19742 | 113277.8652
25 | McCall | Central_Valley_North_Los_Banos | PGE Fresno | {'Sanger': [6.8, 0.0], 'Malaga': [7.5, 0.0], 'Kingsburg': [9.0, 0.0], 'California Ave': [10.2, 0.0], 'Wahtoke': [10.4, 0.0], 'West Fresno': [12.4, 0.0], 'Reedley': [14.6, 0.0], 'Kearney (New)': [15.0, 0.0], 'Mc Mullin': [19.4, 0.0], 'Gregg': [22.7, 0.0], 'GWF Hanford': [23.6, 0.0], 'Leprino': [27.8, 0.0], 'Borden': [28.8, 0.0], 'Henrietta': [29.4, 0.0], 'Helm': [29.8, 0.0], 'Mustang': [30.4, 0.0], 'Rector': [30.5, 0.0], 'Schindler': [31.3, 0.0], 'Waukena': [32.8, 0.0], 'Corcoran': [34.9, 0.0], 'Excelsior': [36.0, 0.0], 'Cantua': [41.0, 0.0], 'Newhall': [42.1, 0.0], 'Gates': [42.3, 0.0], 'Tranquility': [42.6, 0.0], 'Alpaugh': [45.8, 0.0], 'Mendota': [46.1, 0.0], 'Big Creek 1': [46.5, 0.0], 'Dairyland': [48.4, 0.0], 'Cheney': [49.6, 0.0], 'Olive': [50.4, 0.0], 'Avenal': [51.2, 0.0], 'Springville': [52.3, 0.0], 'Panoche': [52.4, 0.0], 'Le Grand': [53.0, 0.0], 'Gates-Midway (Proposed)': [57.9, 0.0], 'Oro Loma': [59.4, 0.0], 'Arco': [59.7, 0.0]} | 0 | 0 | 0 | 0 | 0 | 0 | 0 | 0 | 0 | 0 | 0 | 0 | 0 | 0 | 0 | 0 | 0 | 0 | 0 | 0 | 0 | 0 | 0 | 0 | 0 | 0 | 0 | 0 | 0 | 0 | 0 | 0 | 0 | 0 | 0 | 0 | 0
26 | Mc Mullin | Central_Valley_North_Los_Banos | PGE Fresno | {'Kearney (New)': [9.7, 0.0], 'Helm': [10.4, 0.0], 'West Fresno': [12.8, 0.0], 'California Ave': [15.2, 0.0], 'Schindler': [15.6, 0.0], 'Malaga': [16.1, 0.0], 'Gregg': [18.4, 0.0], 'Excelsior': [19.0, 0.0], 'McCall': [19.4, 0.0], 'Sanger': [22.4, 0.0], 'Cantua': [22.7, 0.0], 'Borden': [22.7, 0.0], 'Tranquility': [23.1, 0.0], 'Kingsburg': [23.7, 0.0], 'Henrietta': [24.7, 0.0], 'Mustang': [25.2, 0.0], 'Leprino': [25.9, 0.0], 'Newhall': [26.7, 0.0], 'Mendota': [27.5, 0.0], 'GWF Hanford': [29.3, 0.0], 'Wahtoke': [29.8, 0.0], 'Cheney': [30.3, 0.0], 'Gates': [32.2, 0.0], 'Panoche': [33.2, 0.0], 'Reedley': [34.0, 0.0], 'Dairyland': [36.7, 0.0], 'Waukena': [38.9, 0.0], 'Corcoran': [41.2, 0.0], 'Oro Loma': [42.1, 0.0], 'Avenal': [43.1, 0.0], 'Le Grand': [43.8, 0.0], 'Rector': [46.0, 0.0], 'Alpaugh': [52.6, 0.0], 'Cal Flats': [53.3, 0.0], 'Wilson': [53.6, 0.0], 'Merced': [54.4, 0.0], 'Arco': [56.6, 0.0], 'Olive': [56.8, 0.0], 'Gates-Midway (Proposed)': [57.8, 0.0], 'Big Creek 1': [59.0, 0.0]} | 157.4251 | 0 | 0 | 0 | 0 | 0 | 0 | 0 | 0 | 0 | 0 | 0 | 0 | 0 | 0 | 139.5454 | 0.88642 | 0 | 0 | 157.4251 | 1 | 0 | 0 | 0 | 157.4251 | 26.707 | 0.16965 | 130.7181 | 157.4251 | 1 | 0 | 86.1433 | 0.5472 | 71.2818 | 0 | 0 | 157.4251
298 | Mead | Southern_NV_Eldorado | SCE EOP | {'Sloan Canyon': [11.1, 454.0], 'Eldorado': [13.3, 454.0], 'Harry Allen': [34.6, 0.0], 'Primm': [35.0, 336.0], 'Desert View': [43.8, 0.0], 'Ivanpah': [44.4, 100.0], 'Sandy Valley': [44.9, 99.0], 'Crazy Eyes': [52.9, 0.0], 'Mohave': [55.5, 0.0]} | 8422.2617 | 448.8744 | 0.053296 | 7973.3872 | 0.9467 | 0 | 0 | 0 | 0 | 0 | 0 | 0 | 0 | 0 | 0 | 0 | 0 | 0 | 0 | 0 | 0 | 8422.2617 | 0 | 0 | 8422.2617 | 0 | 0 | 8422.2617 | 0 | 0 | 8422.2617 | 0 | 0 | 8422.2617 | 0 | 0 | 8422.2617
103 | Mendocino | Mendocino_Marin | PGE NGBA | {'Calpella': [3.7, 1642.0], 'Ukiah': [7.4, 1642.0], 'Hopland': [20.2, 1541.0], 'Cloverdale': [32.9, 979.0], 'Eagle Rock': [35.7, 1020.0], 'Geysers Tap 1': [41.7, 296.0], 'Delevan': [50.3, 366.0], 'Cortina': [52.9, 366.0], 'Logan Creek': [53.8, 22.0], 'Fulton': [57.0, 0.0]} | 10048.041 | 1633.9103 | 0.16261 | 8414.1309 | 0.83739 | 0 | 0 | 0 | 0 | 0 | 129.1033 | 0.012849 | 17.6215 | 0.0017537 | 0 | 2215.4973 | 0.22049 | 3281.0142 | 0.32653 | 4186.5596 | 0.41665 | 5861.4814 | 1070.9047 | 0.10658 | 8977.1364 | 1981.0378 | 0.19716 | 8067.0032 | 5537.7158 | 0.55112 | 4510.3252 | 6574.4287 | 0.6543 | 3473.6123 | 29.6596 | 0.0029518 | 10018.3814
27 | Mendota | Central_Valley_North_Los_Banos | PGE Fresno | {'Cheney': [7.3, 0.0], 'Panoche': [8.2, 0.0], 'Tranquility': [9.5, 0.0], 'Newhall': [12.4, 0.0], 'Oro Loma': [15.8, 0.0], 'Helm': [18.0, 0.0], 'Cantua': [21.1, 0.0], 'Dairyland': [24.4, 0.0], 'Excelsior': [25.5, 0.0], 'Mc Mullin': [27.5, 0.0], 'Schindler': [28.3, 0.0], 'Borden': [29.7, 0.0], 'Gregg': [31.4, 0.0], 'Kearney (New)': [31.9, 0.0], 'Le Grand': [33.7, 0.0], 'West Fresno': [35.5, 0.0], 'Merced': [38.2, 0.0], 'California Ave': [38.5, 0.0], 'Los Banos': [38.7, 0.0], 'Wilson': [39.7, 0.0], 'Malaga': [40.6, 0.0], 'Quinto': [43.6, 0.0], 'Gates': [44.2, 0.0], 'Mustang': [45.1, 0.0], 'Henrietta': [45.2, 0.0], 'McCall': [46.1, 0.0], 'Sanger': [47.0, 0.0], 'Leprino': [48.1, 0.0], 'Coburn': [49.5, 0.0], 'Kingsburg': [51.2, 0.0], 'Miller': [51.8, 0.0], 'Hollister': [53.4, 0.0], 'Avenal': [54.7, 0.0], 'GWF Hanford': [54.8, 0.0], 'Wahtoke': [56.3, 0.0], 'Fink (Proposed)': [58.5, 0.0], 'Crow Creek': [58.6, 0.0], 'Cal Flats': [59.2, 0.0]} | 2055.6836 | 0 | 0 | 0 | 0 | 0 | 0 | 0 | 0 | 0 | 0 | 0 | 0 | 0 | 0 | 661.9096 | 0.32199 | 1389.2184 | 0.67579 | 1878.814 | 0.91396 | 176.8696 | 2.8705 | 0.0013964 | 2052.8131 | 22.2309 | 0.010814 | 2033.4527 | 1878.814 | 0.91396 | 176.8696 | 2016.7428 | 0.98106 | 38.9408 | 1.2632 | 0.00061449 | 2054.4204
106 | Merced | Central_Valley_North_Los_Banos | PGE Fresno | {'Wilson': [4.6, 0.0], 'Le Grand': [13.2, 0.0], 'Dairyland': [17.8, 0.0], 'Oro Loma': [28.3, 0.0], 'Newhall': [29.4, 0.0], 'Los Banos': [33.1, 0.0], 'Quinto': [33.7, 0.0], 'Miller': [34.8, 0.0], 'Crow Creek': [36.4, 0.0], 'Fink (Proposed)': [36.6, 0.0], 'Warnerville': [36.7, 0.0], 'Borden': [36.8, 0.0], 'Mendota': [38.2, 0.0], 'Riverbank': [41.3, 0.0], 'Chinese Station': [41.5, 0.0], 'Gregg': [42.8, 0.0], 'Panoche': [43.1, 0.0], 'Peoria': [43.6, 0.0], 'Cheney': [44.3, 0.0], 'Westley': [44.8, 0.0], 'New Melones': [46.6, 0.0], 'Tranquility': [47.5, 0.0], 'Ripon': [49.2, 0.0], 'Curtis': [49.3, 0.0], 'Helm': [50.1, 0.0], 'Kearney (New)': [51.5, 0.0], 'West Fresno': [53.2, 0.0], 'Mc Mullin': [54.4, 0.0], 'California Ave': [55.3, 0.0], 'Vierra': [56.3, 0.0], 'Malaga': [58.1, 0.0], 'Hollister': [58.1, 0.0], 'Cantua': [58.8, 0.0], 'Bellota': [58.8, 0.0]} | 0 | 0 | 0 | 0 | 0 | 0 | 0 | 0 | 0 | 0 | 0 | 0 | 0 | 0 | 0 | 0 | 0 | 0 | 0 | 0 | 0 | 0 | 0 | 0 | 0 | 0 | 0 | 0 | 0 | 0 | 0 | 0 | 0 | 0 | 0 | 0 | 0
160 | Mesa | Kern_Greater_Carrizo | PGE Kern | {'Oceano': [9.7, 1856.0], 'Sisquoc': [11.4, 867.0], 'San Luis Obispo': [20.2, 1656.0], 'Cabrillo': [25.2, 106.0], 'Diablo Canyon': [26.5, 1172.0], 'Morro Bay': [34.0, 1177.0], 'Solar': [34.0, 1585.0], 'Carrizo Plains': [34.7, 1585.0], 'Caliente': [39.6, 1524.0], 'Templeton': [39.8, 1166.0], 'Cholame': [47.2, 882.0], 'Goleta': [49.3, 30.0], 'Temblor': [50.0, 223.0], 'Kernridge': [50.2, 179.0], 'Taft': [55.7, 0.0], 'Cal Flats': [59.9, 0.0]} | 14263.0039 | 1968.4197 | 0.13801 | 12294.584 | 0.86199 | 0 | 0 | 0 | 0 | 0 | 1.0967 | 7.689e-05 | 0 | 0 | 0 | 4518.1411 | 0.31677 | 8262.3193 | 0.57928 | 2530.2192 | 0.1774 | 11732.7847 | 693.8547 | 0.048647 | 13569.1492 | 3824.5327 | 0.26814 | 10438.4712 | 5372.6245 | 0.37668 | 8890.3794 | 10613.7275 | 0.74414 | 3649.2764 | 252.0754 | 0.017673 | 14010.9285
90 | Mesa (SCE) | Greater_LA | SCE Metro |  | 1743.204 | 500.5474 | 0.28714 | 1242.6565 | 0.71286 | 0 | 0 | 0 | 0 | 0 | 0 | 0 | 0 | 0 | 0 | 130.8815 | 0.075081 | 0 | 0 | 5.2491 | 0.0030112 | 1737.9548 | 266.8864 | 0.1531 | 1476.3176 | 646.1469 | 0.37067 | 1097.0571 | 651.3961 | 0.37368 | 1091.8079 | 540.8495 | 0.31026 | 1202.3545 | 31.5611 | 0.018105 | 1711.6429
229 | Metcalf | Peninsula_Monterey | PGE GBA | {'Metcalf Energy Center': [0.3, 86.0], 'Hicks': [8.8, 83.0], 'Scott': [15.7, 78.0], 'Los Esteros': [17.5, 33.0], 'Llagas': [18.1, 28.0], 'Newark': [23.3, 33.0], 'Moss Landing': [28.9, 53.0], 'Hollister': [31.1, 8.0], 'Miller': [34.4, 0.0], 'Fink (Proposed)': [34.5, 0.0], 'Eastshore': [34.5, 33.0], 'Crow Creek': [34.9, 0.0], 'Tesla': [35.1, 0.0], 'Cayetano': [35.6, 0.0], 'Midway Green Ridge Services': [35.7, 0.0], 'Quinto': [37.8, 0.0], 'Westley': [38.3, 0.0], 'Delta Pumps': [40.3, 0.0], 'Kelso': [40.3, 0.0], 'Los Banos': [41.4, 0.0], 'Vierra': [47.2, 0.0], 'Brentwood': [48.1, 0.0], 'Ripon': [49.1, 0.0], 'Martin': [49.4, 0.0], 'Lone Tree': [49.9, 0.0], 'Clayton': [51.2, 0.0], 'Contra Costa': [53.6, 0.0], 'Weber': [55.3, 0.0], 'Kirker': [55.7, 0.0], 'Pittsburg': [56.8, 0.0], 'Stagg': [57.3, 0.0], 'Martinez': [58.3, 0.0], 'Riverbank': [59.2, 0.0]} | 11322.1045 | 81.351 | 0.0071851 | 11240.7539 | 0.99281 | 0 | 0 | 0 | 0 | 0 | 5.3802 | 0.0004752 | 7.7298 | 0.00068272 | 0 | 4846.3989 | 0.42805 | 6089.7656 | 0.53787 | 10281.8564 | 0.90812 | 1040.248 | 3914.9521 | 0.34578 | 7407.1523 | 5117.1934 | 0.45196 | 6204.9111 | 10837.7959 | 0.95722 | 484.3086 | 10582.2637 | 0.93466 | 739.8408 | 169.6104 | 0.01498 | 11152.4941
52 | Midway | Central_Valley_North_Los_Banos | PGE Kern | {'Shafter': [10.7, 0.0], 'Tupman': [10.8, 0.0], 'Rio Bravo': [11.1, 0.0], 'Norco': [11.5, 0.0], 'Elk Hills': [13.0, 29.0], 'Semitropic': [13.6, 65.0], 'Temblor': [13.8, 163.0], 'Goose Lake': [15.4, 163.0], 'Charca': [15.8, 0.0], 'Renfro': [16.3, 0.0], 'Kernridge': [16.4, 163.0], 'Lerdo': [18.2, 0.0], '7th Standard': [18.3, 0.0], 'Taft': [18.6, 69.0], 'Tevis': [19.1, 0.0], 'Kern Power': [20.1, 0.0], 'Rosedale': [21.2, 0.0], 'Smyrna': [21.7, 0.0], 'Midway - Wheeler Ridge (Proposed)': [22.1, 0.0], 'Stockdale': [22.5, 0.0], 'West Park': [23.3, 0.0], 'Kern Oil': [24.5, 0.0], 'Bakersfield': [25.3, 0.0], 'Sycamore': [26.3, 0.0], 'Caliente': [26.3, 163.0], 'Columbus': [28.9, 0.0], 'Poso Mt.': [29.9, 0.0], 'Magunden': [30.1, 0.0], 'Gates-Midway (Proposed)': [31.0, 163.0], 'Cal Water': [31.1, 0.0], 'Carrizo Plains': [33.2, 163.0], 'Lamont': [34.1, 0.0], 'Unknown - 3327': [34.1, 0.0], 'Olive': [34.1, 0.0], 'Solar': [34.3, 163.0], 'Wheeler Ridge': [34.6, 0.0], 'Grimmway-Malaga': [35.1, 0.0], 'Arco': [36.5, 163.0], 'Vestal': [36.6, 0.0], 'Alpaugh': [38.6, 0.0], 'Pastoria': [47.2, 0.0], 'Corcoran': [49.1, 0.0], 'Waukena': [51.2, 0.0], 'Cholame': [53.4, 0.0], 'Avenal': [54.5, 0.0], 'Springville': [56.5, 0.0], 'Bailey': [57.8, 0.0], 'Cal Flats': [58.6, 0.0]} | 882.3087 | 163.4712 | 0.18528 | 718.8375 | 0.81472 | 0 | 0 | 0 | 0 | 0 | 0 | 0 | 0 | 0 | 0 | 724.6448 | 0.82131 | 0 | 0 | 478.5985 | 0.54244 | 403.7102 | 0 | 0 | 882.3087 | 277.3954 | 0.3144 | 604.9133 | 478.5985 | 0.54244 | 403.7102 | 502.8714 | 0.56995 | 379.4373 | 0 | 0 | 882.3087
305 | Midway - Wheeler Ridge (Proposed) | Central_Valley_North_Los_Banos | PGE Kern | {'Elk Hills': [9.4, 25.0], 'Norco': [11.6, 0.0], 'Taft': [12.1, 25.0], 'Tevis': [15.8, 0.0], 'Tupman': [16.0, 0.0], 'Wheeler Ridge': [16.7, 149.0], 'Stockdale': [17.6, 0.0], 'Renfro': [19.3, 0.0], 'Kern Power': [20.3, 0.0], 'Rosedale': [20.7, 0.0], 'West Park': [21.7, 0.0], 'Midway': [22.1, 0.0], 'Rio Bravo': [22.1, 0.0], '7th Standard': [23.3, 0.0], 'Bakersfield': [23.6, 0.0], 'Grimmway-Malaga': [24.6, 0.0], 'Magunden': [25.6, 0.0], 'Unknown - 3327': [25.9, 0.0], 'Lamont': [26.0, 0.0], 'Kern Oil': [26.1, 0.0], 'Columbus': [26.6, 0.0], 'Lerdo': [27.0, 0.0], 'Shafter': [27.2, 0.0], 'Pastoria': [27.3, 149.0], 'Sycamore': [27.7, 0.0], 'Cal Water': [29.3, 0.0], 'Temblor': [30.1, 0.0], 'Charca': [33.7, 0.0], 'Semitropic': [34.4, 0.0], 'Kernridge': [34.6, 0.0], 'Poso Mt.': [34.9, 0.0], 'Bailey': [36.8, 149.0], 'Goose Lake': [37.5, 0.0], 'Caliente': [40.7, 0.0], 'Smyrna': [42.5, 0.0], 'Carrizo Plains': [47.1, 0.0], 'Solar': [48.2, 0.0], 'Highwind': [50.4, 0.0], 'Whirlwind': [50.6, 0.0], 'Vestal': [50.8, 0.0], 'Gates-Midway (Proposed)': [53.0, 0.0], 'Olive': [54.5, 0.0], 'Windhub': [56.3, 0.0], 'Santa Clara': [56.7, 0.0], 'Goleta': [57.0, 0.0], 'Arco': [57.9, 0.0], 'Alpaugh': [59.1, 0.0]} | 5295.0137 | 149.4497 | 0.028225 | 5145.564 | 0.97178 | 0 | 0 | 0 | 0 | 0 | 0 | 0 | 0 | 0 | 0 | 2334.8447 | 0.44095 | 2787.9509 | 0.52652 | 4342.0151 | 0.82002 | 952.9985 | 3200.2192 | 0.60438 | 2094.7944 | 3288.8123 | 0.62111 | 2006.2014 | 4884.1777 | 0.92241 | 410.8359 | 3430.4033 | 0.64786 | 1864.6104 | 123.2687 | 0.02328 | 5171.745
145 | Miguel | Greater_SD | SDGE Imperial | {'Bay Boulevard': [8.1, 240.0], 'Otay Mesa': [8.3, 286.0], 'Silvergate': [9.4, 202.0], 'Mission': [11.6, 200.0], 'Old Town': [13.6, 200.0], 'Kearny': [13.7, 200.0], 'Sycamore Canyon': [16.7, 200.0], 'Suncrest': [19.7, 172.0], 'Penasquitos': [21.5, 195.0], 'Escondido': [31.8, 147.0], 'Suncrest - Ocotillo (Proposed)': [32.3, 87.0], 'Palomar Airport': [35.4, 149.0], 'Encina': [37.7, 75.0], 'Boulevard': [41.4, 87.0], 'San Luis Rey': [42.0, 19.0], 'East County': [50.3, 83.0], 'Ocotillo Express': [55.0, 1.0], 'San Onofre': [58.0, 0.0]} | 994.6124 | 260.0282 | 0.26144 | 734.5842 | 0.73856 | 0 | 0 | 0 | 0 | 0 | 0 | 0 | 0 | 0 | 0 | 0 | 0 | 0 | 0 | 66.3137 | 0.066673 | 928.2987 | 325.6268 | 0.32739 | 668.9856 | 632.996 | 0.63642 | 361.6163 | 650.3176 | 0.65384 | 344.2947 | 34.2506 | 0.034436 | 960.3617 | 67.7237 | 0.068091 | 926.8887
182 | Miller | Central_Valley_North_Los_Banos | PGE GBA | {'Fink (Proposed)': [8.1, 0.0], 'Crow Creek': [8.4, 0.0], 'Quinto': [9.6, 0.0], 'Los Banos': [14.8, 0.0], 'Westley': [23.1, 0.0], 'Llagas': [29.6, 0.0], 'Hollister': [31.3, 0.0], 'Metcalf 1': [34.4, 0.0], 'Metcalf Energy Center': [34.7, 0.0], 'Merced': [34.8, 0.0], 'Ripon': [34.8, 0.0], 'Oro Loma': [36.0, 0.0], 'Riverbank': [37.5, 0.0], 'Warnerville': [37.9, 0.0], 'Vierra': [38.6, 0.0], 'Wilson': [39.2, 0.0], 'Tesla': [40.1, 0.0], 'Midway Green Ridge Services': [41.6, 0.0], 'Hicks': [43.1, 0.0], 'Kelso': [46.1, 0.0], 'Dairyland': [46.2, 0.0], 'Los Esteros': [46.4, 0.0], 'Weber': [46.5, 0.0], 'Le Grand': [46.7, 0.0], 'Scott': [46.8, 0.0], 'Delta Pumps': [46.8, 0.0], 'Moss Landing': [47.7, 0.0], 'Cayetano': [49.1, 0.0], 'Newark': [50.7, 0.0], 'Panoche': [50.9, 0.0], 'Newhall': [51.1, 0.0], 'Mendota': [51.8, 0.0], 'Stagg': [52.6, 0.0], 'Bellota': [53.0, 0.0], 'Cheney': [53.7, 0.0], 'Brentwood': [55.2, 0.0], 'Chinese Station': [55.4, 0.0], 'Peoria': [56.3, 0.0], 'Eight Mile': [57.4, 0.0], 'New Melones': [57.7, 0.0], 'Lone Tree': [59.4, 0.0], 'Lockeford': [59.8, 0.0]} | 14121.3721 | 0 | 0 | 0 | 0 | 0 | 0 | 0 | 0 | 0 | 2.8667 | 0.00020301 | 0 | 0 | 0 | 6196.4966 | 0.4388 | 7917.3354 | 0.56066 | 13455.8164 | 0.95287 | 665.5557 | 1959.5713 | 0.13877 | 12161.8008 | 3714.3655 | 0.26303 | 10407.0066 | 13683.9355 | 0.96902 | 437.4365 | 13839.0029 | 0.98 | 282.3691 | 18.1421 | 0.0012847 | 14103.23
127 | Mirage | Riverside | SCE Eastern | {'Devers': [14.4, 20671.0], 'El Casco': [41.9, 1320.0], 'Lugo - Pisgah (Proposed)': [42.8, 9209.0], 'Julian Hinds': [43.5, 3215.0], 'Valley': [45.6, 1348.0], 'Kem': [50.8, 0.0], 'San Bernardino': [53.0, 1320.0], 'Vista': [56.7, 738.0], 'Calcite': [57.7, 146.0]} | 89260.1484 | 24460.7246 | 0.27404 | 64799.4219 | 0.72596 | 0 | 0 | 0 | 0 | 0 | 252.9578 | 0.0028339 | 74.0257 | 0.00082932 | 0 | 9284.3379 | 0.10401 | 14743.2949 | 0.16517 | 15901.7158 | 0.17815 | 73358.4326 | 22888.2305 | 0.25642 | 66371.918 | 22972.3809 | 0.25736 | 66287.7676 | 37164.5078 | 0.41636 | 52095.6406 | 49201.0156 | 0.55121 | 40059.1328 | 114.9933 | 0.0012883 | 89145.1551
135 | Mira Loma | Greater_Kramer | SCE Metro | {'Rancho Vista': [5.8, 442.0], 'Etiwanda': [6.0, 442.0], 'Chino': [6.6, 0.0], 'Padua': [8.8, 442.0], 'Vista': [14.3, 442.0], 'Serrano': [17.9, 0.0], 'Lee Lake (Proposed)': [19.0, 0.0], 'San Bernardino': [19.3, 442.0], 'Villa Park': [20.4, 0.0], 'Olinda': [21.0, 0.0], 'Walnut': [22.1, 0.0], 'Lewis': [23.6, 0.0], 'Viejo': [23.9, 0.0], 'Rio Hondo': [24.8, 0.0], 'Johanna': [26.2, 0.0], 'Santiago': [26.4, 0.0], 'Lugo': [27.1, 442.0], 'Barre': [27.6, 0.0], 'El Casco': [28.1, 0.0], 'Valley': [29.9, 0.0], 'Ellis': [31.1, 0.0], 'Trabuco': [31.3, 0.0], 'Mesa': [31.4, 0.0], 'Center': [31.6, 0.0], 'Goodrich': [31.6, 0.0], 'Margarita': [31.8, 0.0], 'Del Amo': [32.5, 0.0], 'Laguna Bell': [33.6, 0.0], 'Huntington Beach': [34.5, 0.0], 'Capistrano': [34.6, 0.0], 'Alamitos': [35.0, 0.0], 'Victor': [35.7, 442.0], 'Lighthipe': [36.2, 0.0], 'Talega': [38.2, 0.0], 'Gould': [38.6, 0.0], 'Hinson': [40.0, 0.0], 'Roadway': [40.1, 442.0], 'Arcogen': [41.2, 0.0], 'Harborgen': [41.3, 0.0], 'Long Beach': [41.5, 0.0], 'San Onofre': [44.0, 0.0], 'La Fresa': [45.2, 0.0], 'Vincent': [45.7, 0.0], 'La Cienega': [46.7, 0.0], 'El Nido': [47.1, 0.0], 'Redondo': [48.6, 0.0], 'Chevmain': [48.7, 0.0], 'El Segundo': [49.8, 0.0], 'Calcite': [51.2, 0.0], 'San Luis Rey': [56.5, 0.0], 'Devers': [56.9, 0.0], 'Sylmar-Pac Intertie': [57.4, 0.0], 'Lugo - Pisgah (Proposed)': [59.6, 0.0]} | 9880.5498 | 441.7179 | 0.044706 | 9438.832 | 0.95529 | 0 | 0 | 0 | 0 | 0 | 0 | 0 | 0 | 0 | 0 | 4367.3667 | 0.44202 | 3575.6204 | 0.36188 | 6026.1953 | 0.6099 | 3854.3545 | 5456.5229 | 0.55225 | 4424.0269 | 5416.7612 | 0.54822 | 4463.7886 | 9306.1543 | 0.94187 | 574.3955 | 4706.8813 | 0.47638 | 5173.6685 | 64.2283 | 0.0065005 | 9816.3215
146 | Mission | Greater_SD | SDGE Imperial | {'Kearny': [3.4, 204.0], 'Old Town': [3.4, 204.0], 'Silvergate': [6.1, 202.0], 'Penasquitos': [10.4, 200.0], 'Sycamore Canyon': [11.1, 204.0], 'Miguel': [11.6, 200.0], 'Bay Boulevard': [12.3, 200.0], 'Otay Mesa': [19.6, 200.0], 'Escondido': [23.6, 152.0], 'Palomar Airport': [24.9, 154.0], 'Suncrest': [26.5, 85.0], 'Encina': [26.9, 80.0], 'San Luis Rey': [31.6, 24.0], 'Suncrest - Ocotillo (Proposed)': [40.3, 0.0], 'San Onofre': [47.0, 5.0], 'Boulevard': [51.1, 0.0], 'Talega': [52.5, 2.0], 'Capistrano': [58.8, 0.0], 'Margarita': [59.9, 0.0]} | 885.9216 | 188.5295 | 0.21281 | 697.3921 | 0.78719 | 0 | 0 | 0 | 0 | 0 | 0.0035794 | 4.0403e-06 | 0 | 0 | 0 | 0 | 0 | 0 | 0 | 54.4389 | 0.061449 | 831.4827 | 348.2065 | 0.39304 | 537.7151 | 611.8198 | 0.6906 | 274.1017 | 617.2666 | 0.69675 | 268.655 | 34.2506 | 0.038661 | 851.6709 | 67.8435 | 0.07658 | 818.0781
287 | Mohave | Southern_NV_Eldorado | SCE EOP | {'Eldorado': [50.5, 0.0], 'Primm': [54.5, 0.0], 'Sloan Canyon': [55.5, 0.0], 'Mead': [55.5, 0.0], 'Ivanpah': [56.4, 0.0]} | 17628.2012 | 6253.3081 | 0.35473 | 11374.8926 | 0.64527 | 0 | 0 | 0 | 0 | 0 | 0 | 0 | 0 | 0 | 0 | 0 | 0 | 0 | 0 | 1386.7396 | 0.078666 | 16241.4615 | 2614.811 | 0.14833 | 15013.3901 | 2293.9692 | 0.13013 | 15334.2319 | 4389.2891 | 0.24899 | 13238.9121 | 4803.0864 | 0.27247 | 12825.1147 | 0 | 0 | 17628.2012
192 | Moorpark | Greater_LA | SCE Northern | {'Santa Clara': [16.2, 167.0], 'Mandalay': [20.4, 150.0], 'Saugus': [21.1, 393.0], 'Pardee': [21.3, 391.0], 'Sylmar-Pac Intertie': [23.1, 414.0], 'Bailey': [34.9, 147.0], 'La Cienega': [35.7, 264.0], 'El Segundo': [37.6, 195.0], 'Chevmain': [38.8, 95.0], 'El Nido': [40.3, 37.0], 'Gould': [41.2, 241.0], 'Redondo': [42.0, 35.0], 'La Fresa': [43.3, 35.0], 'Antelope': [44.4, 325.0], 'Pastoria': [45.3, 62.0], 'Vincent': [47.0, 308.0], 'Goodrich': [47.5, 142.0], 'Whirlwind': [48.0, 118.0], 'Laguna Bell': [48.1, 12.0], 'Mesa': [48.4, 3.0], 'Arcogen': [49.5, 15.0], 'Lighthipe': [50.0, 12.0], 'Hinson': [50.4, 13.0], 'Center': [51.7, 3.0], 'Harborgen': [52.0, 5.0], 'Long Beach': [52.7, 3.0], 'Rio Hondo': [54.2, 0.0], 'Del Amo': [55.0, 2.0], 'Wheeler Ridge': [55.9, 1.0], 'Goleta': [57.5, 6.0], 'Walnut': [57.8, 0.0], 'Alamitos': [58.3, 1.0]} | 11324.4033 | 525.1832 | 0.046376 | 10799.2197 | 0.95362 | 0 | 0 | 0 | 0 | 0 | 4.9947 | 0.00044106 | 0 | 0 | 0 | 2485.7026 | 0.2195 | 8121.9751 | 0.71721 | 8461.9189 | 0.74723 | 2862.4844 | 393.9669 | 0.034789 | 10930.4364 | 428.3404 | 0.037825 | 10896.0629 | 8748.252 | 0.77251 | 2576.1514 | 6714.3887 | 0.59291 | 4610.0146 | 249.1632 | 0.022002 | 11075.2402
313 | Morro Bay | Kern_Greater_Carrizo | PGE Kern | {'Diablo Canyon': [10.9, 1875.0], 'San Luis Obispo': [14.7, 1911.0], 'Templeton': [15.9, 1916.0], 'Oceano': [24.4, 1511.0], 'Mesa': [34.0, 1177.0], 'Cholame': [36.3, 1420.0], 'Solar': [44.9, 1092.0], 'Sisquoc': [45.3, 95.0], 'Cal Flats': [45.5, 355.0], 'Carrizo Plains': [46.0, 1092.0], 'Caliente': [53.0, 1026.0], 'Cabrillo': [55.7, 7.0], 'Avenal': [58.8, 0.0], 'Arco': [59.8, 0.0]} | 15311.2783 | 1952.1128 | 0.1275 | 13359.166 | 0.8725 | 0 | 0 | 0 | 0 | 0 | 52.4431 | 0.0034251 | 0 | 0 | 0 | 11131.9678 | 0.72704 | 2815.0576 | 0.18386 | 7333.6631 | 0.47897 | 7977.6152 | 1562.6486 | 0.10206 | 13748.6298 | 4966.9702 | 0.3244 | 10344.3081 | 9810.333 | 0.64073 | 5500.9453 | 10187.0322 | 0.66533 | 5124.2461 | 236.4673 | 0.015444 | 15074.8111
218 | Moss Landing | Peninsula_Monterey | PGE GBA | {'Llagas': [18.4, 58.0], 'Hollister': [20.8, 3342.0], 'Metcalf Energy Center': [28.7, 53.0], 'Metcalf 1': [28.9, 53.0], 'Hicks': [30.3, 50.0], 'Scott': [40.6, 45.0], 'Los Esteros': [43.8, 0.0], 'Quinto': [44.7, 0.0], 'Los Banos': [45.1, 0.0], 'Miller': [47.7, 0.0], 'Newark': [49.4, 0.0], 'Coburn': [51.2, 3295.0], 'Fink (Proposed)': [52.4, 0.0], 'Crow Creek': [52.7, 0.0], 'Eastshore': [59.6, 0.0]} | 4742.5425 | 3453.4626 | 0.72819 | 1289.0798 | 0.27181 | 0 | 0 | 0 | 0 | 0 | 155.8132 | 0.032854 | 3038.4055 | 0.64067 | 0 | 429.3586 | 0.090533 | 59.7035 | 0.012589 | 412.195 | 0.086914 | 4330.3475 | 292.9357 | 0.061768 | 4449.6068 | 588.4503 | 0.12408 | 4154.0922 | 988.1104 | 0.20835 | 3754.4321 | 630.0302 | 0.13285 | 4112.5123 | 100.4581 | 0.021182 | 4642.0844
275 | Mustang | Central_Valley_North_Los_Banos | PGE Fresno | {'Henrietta': [1.1, 0.0], 'Leprino': [4.8, 0.0], 'Gates': [13.1, 0.0], 'GWF Hanford': [15.4, 0.0], 'Schindler': [16.9, 0.0], 'Waukena': [20.2, 0.0], 'Avenal': [20.7, 0.0], 'Excelsior': [20.9, 0.0], 'Corcoran': [21.9, 0.0], 'Mc Mullin': [25.2, 0.0], 'Kingsburg': [25.8, 0.0], 'Cantua': [27.2, 0.0], 'Helm': [28.6, 0.0], 'McCall': [30.4, 0.0], 'Arco': [31.5, 0.0], 'Alpaugh': [31.8, 0.0], 'Gates-Midway (Proposed)': [32.6, 0.0], 'Kearney (New)': [32.8, 0.0], 'Malaga': [33.6, 0.0], 'Cal Flats': [33.7, 0.0], 'West Fresno': [34.0, 0.0], 'California Ave': [34.7, 0.0], 'Olive': [35.1, 0.0], 'Tranquility': [36.6, 0.0], 'Sanger': [37.0, 0.0], 'Wahtoke': [37.1, 0.0], 'Rector': [37.9, 0.0], 'Reedley': [39.7, 0.0], 'Gregg': [42.9, 0.0], 'Cheney': [43.9, 0.0], 'Smyrna': [44.0, 0.0], 'Cholame': [44.3, 0.0], 'Mendota': [45.1, 0.0], 'Panoche': [47.0, 0.0], 'Goose Lake': [47.5, 0.0], 'Borden': [47.8, 0.0], 'Newhall': [49.4, 0.0], 'Semitropic': [51.3, 0.0], 'Vestal': [53.9, 0.0], 'Charca': [54.4, 0.0], 'Kernridge': [55.4, 0.0], 'Springville': [55.4, 0.0], 'Caliente': [58.9, 0.0], 'Carrizo Plains': [59.2, 0.0], 'Solar': [59.2, 0.0], 'Shafter': [60.0, 0.0], 'Temblor': [60.0, 0.0]} | 406.6357 | 0 | 0 | 0 | 0 | 0 | 0 | 0 | 0 | 0 | 0 | 0 | 0 | 0 | 0 | 313.1786 | 0.77017 | 75.5773 | 0.18586 | 387.1237 | 0.95202 | 19.512 | 0 | 0 | 406.6357 | 26.707 | 0.065678 | 379.9287 | 387.1237 | 0.95202 | 19.512 | 335.3539 | 0.8247 | 71.2818 | 0 | 0 | 406.6357
2 | Newark | Solano | PGE GBA | {'Los Esteros': [5.9, 271.0], 'Scott': [8.7, 228.0], 'Eastshore': [11.2, 590.0], 'Hicks': [19.0, 76.0], 'Cayetano': [20.2, 277.0], 'Metcalf 1': [23.3, 33.0], 'Metcalf Energy Center': [23.4, 33.0], 'Midway Green Ridge Services': [26.8, 96.0], 'Martin': [27.1, 461.0], 'Tesla': [27.3, 96.0], 'Delta Pumps': [28.8, 96.0], 'Kelso': [29.3, 96.0], 'Clayton': [30.6, 425.0], 'Lone Tree': [33.2, 163.0], 'Brentwood': [33.5, 96.0], 'Contra Costa': [36.2, 118.0], 'Kirker': [36.2, 360.0], 'Martinez': [36.2, 429.0], 'Pittsburg': [37.3, 360.0], 'Llagas': [41.5, 0.0], 'Westley': [43.1, 0.0], 'Carquinez': [43.2, 384.0], 'Birds Landing': [43.9, 96.0], 'Vierra': [44.1, 96.0], 'Shiloh III': [46.8, 96.0], 'Fink (Proposed)': [47.3, 0.0], 'Crow Creek': [47.5, 0.0], 'Stagg': [48.7, 96.0], 'Ripon': [49.2, 0.0], 'Moss Landing': [49.4, 0.0], 'Weber': [50.0, 39.0], 'Ignacio': [50.0, 256.0], 'Miller': [50.7, 0.0], 'Eight Mile': [50.9, 96.0], 'Tulucay': [53.8, 7.0], 'Peabody': [54.2, 75.0], 'Hollister': [54.4, 0.0], 'Grand Island': [54.9, 75.0], 'Quinto': [56.9, 0.0]} | 47622.8086 | 569.1777 | 0.011952 | 47053.6328 | 0.98805 | 0 | 0 | 0 | 0 | 0 | 687.4077 | 0.014434 | 503.2044 | 0.010566 | 0 | 41671.7227 | 0.87504 | 2734.3613 | 0.057417 | 42050.4688 | 0.88299 | 5572.3398 | 31896.0859 | 0.66976 | 15726.7227 | 38117.7656 | 0.80041 | 9505.043 | 46581.1562 | 0.97813 | 1041.6523 | 19868.7441 | 0.41721 | 27754.0645 | 1562.2319 | 0.032804 | 46060.5767
99 | Newhall | Central_Valley_North_Los_Banos | PGE Fresno | {'Mendota': [12.4, 0.0], 'Dairyland': [13.0, 0.0], 'Oro Loma': [18.1, 0.0], 'Borden': [19.4, 0.0], 'Tranquility': [19.6, 0.0], 'Cheney': [19.7, 0.0], 'Panoche': [20.4, 0.0], 'Helm': [20.8, 0.0], 'Le Grand': [22.2, 0.0], 'Gregg': [22.8, 0.0], 'Mc Mullin': [26.7, 0.0], 'Kearney (New)': [27.1, 0.0], 'Merced': [29.4, 0.0], 'Wilson': [29.8, 0.0], 'West Fresno': [30.0, 0.0], 'Cantua': [30.2, 0.0], 'Excelsior': [32.7, 0.0], 'California Ave': [32.8, 0.0], 'Schindler': [33.8, 0.0], 'Malaga': [35.4, 0.0], 'Los Banos': [40.4, 0.0], 'Sanger': [41.2, 0.0], 'McCall': [42.1, 0.0], 'Quinto': [44.5, 0.0], 'Kingsburg': [48.9, 0.0], 'Henrietta': [49.2, 0.0], 'Mustang': [49.4, 0.0], 'Miller': [51.1, 0.0], 'Leprino': [51.3, 0.0], 'Gates': [51.4, 0.0], 'Wahtoke': [51.5, 0.0], 'Reedley': [55.8, 0.0], 'GWF Hanford': [55.9, 0.0], 'Fink (Proposed)': [56.7, 0.0], 'Crow Creek': [56.7, 0.0], 'Hollister': [59.6, 0.0]} | 0 | 0 | 0 | 0 | 0 | 0 | 0 | 0 | 0 | 0 | 0 | 0 | 0 | 0 | 0 | 0 | 0 | 0 | 0 | 0 | 0 | 0 | 0 | 0 | 0 | 0 | 0 | 0 | 0 | 0 | 0 | 0 | 0 | 0 | 0 | 0 | 0
210 | New Melones | El_Dorado_Mariposa | PGE GBA | {'Peoria': [3.4, 0.0], 'Chinese Station': [5.7, 0.0], 'Curtis': [11.6, 57.0], 'Warnerville': [20.5, 0.0], 'Riverbank': [24.0, 0.0], 'Bellota': [26.8, 0.0], 'Rancho Seco - Bellota (Proposed)': [28.5, 0.0], 'Camanche': [32.6, 0.0], 'Donnells-Curtis': [34.0, 57.0], 'Ripon': [36.1, 0.0], 'Lockeford': [36.3, 0.0], 'Weber': [38.8, 0.0], 'Vierra': [41.9, 0.0], 'Stagg': [44.7, 0.0], 'Westley': [44.8, 0.0], 'Wilson': [45.6, 0.0], 'Merced': [46.6, 0.0], 'Eight Mile': [46.8, 0.0], 'Crow Creek': [51.6, 0.0], 'Fink (Proposed)': [52.0, 0.0], 'Le Grand': [54.4, 0.0], 'Placerville': [55.9, 0.0], 'Miller': [57.7, 0.0], 'Tesla': [58.8, 0.0], 'Gold Hill': [59.1, 0.0], 'Kelso': [59.5, 0.0], 'Midway Green Ridge Services': [59.7, 0.0]} | 61.5719 | 56.7482 | 0.92166 | 4.8237 | 0.078343 | 0 | 0 | 0 | 0 | 0 | 0 | 0 | 0 | 0 | 0 | 0 | 0 | 61.5719 | 1 | 0 | 0 | 61.5719 | 0 | 0 | 61.5719 | 0 | 0 | 61.5719 | 0 | 0 | 61.5719 | 4.8237 | 0.078343 | 56.7481 | 0 | 0 | 61.5719
311 | New Sub - Pit 1 - Cottonwood (Proposed) | Northern_California | PGE NGBA | {'Round Mt.': [6.1, 1604.0], 'Cove Road': [6.8, 1604.0], 'Pit 1': [20.5, 1539.0], 'Jessup': [36.5, 0.0], 'Cottonwood': [37.5, 0.0]} | 13941.6533 | 1644.4509 | 0.11795 | 12297.2021 | 0.88205 | 0 | 0 | 0 | 0 | 0 | 0.0020168 | 1.4466e-07 | 0 | 0 | 0 | 8576.4971 | 0.61517 | 1680.467 | 0.12054 | 6222.5444 | 0.44633 | 7719.1089 | 2598.6042 | 0.18639 | 11343.0491 | 2523.7498 | 0.18102 | 11417.9036 | 9105.625 | 0.65312 | 4836.0283 | 7453.8096 | 0.53464 | 6487.8438 | 148.8362 | 0.010676 | 13792.8171
53 | Norco | Central_Valley_North_Los_Banos | PGE Kern | {'Tupman': [5.2, 0.0], 'Elk Hills': [5.6, 0.0], 'Tevis': [10.4, 0.0], 'Renfro': [10.8, 0.0], 'Rio Bravo': [11.1, 0.0], 'Midway': [11.5, 0.0], 'Midway - Wheeler Ridge (Proposed)': [11.6, 0.0], 'Kern Power': [13.6, 0.0], 'Stockdale': [13.8, 0.0], 'Taft': [14.2, 0.0], 'Rosedale': [14.5, 0.0], '7th Standard': [14.6, 0.0], 'Shafter': [15.7, 0.0], 'West Park': [16.3, 0.0], 'Lerdo': [17.2, 0.0], 'Bakersfield': [18.6, 0.0], 'Kern Oil': [19.5, 0.0], 'Sycamore': [21.3, 0.0], 'Charca': [22.2, 0.0], 'Columbus': [22.2, 0.0], 'Magunden': [22.5, 0.0], 'Temblor': [22.8, 0.0], 'Semitropic': [22.9, 0.0], 'Wheeler Ridge': [23.2, 0.0], 'Cal Water': [24.9, 0.0], 'Unknown - 3327': [25.2, 0.0], 'Lamont': [25.3, 0.0], 'Grimmway-Malaga': [25.5, 0.0], 'Goose Lake': [26.6, 0.0], 'Kernridge': [26.6, 0.0], 'Poso Mt.': [27.3, 0.0], 'Smyrna': [30.9, 0.0], 'Caliente': [34.9, 0.0], 'Pastoria': [35.8, 0.0], 'Vestal': [40.4, 0.0], 'Carrizo Plains': [41.8, 0.0], 'Gates-Midway (Proposed)': [42.3, 0.0], 'Solar': [42.9, 0.0], 'Olive': [42.9, 0.0], 'Bailey': [46.4, 0.0], 'Alpaugh': [47.5, 0.0], 'Arco': [48.0, 0.0], 'Highwind': [54.2, 0.0], 'Whirlwind': [57.6, 0.0], 'Corcoran': [58.5, 0.0]} | 0 | 0 | 0 | 0 | 0 | 0 | 0 | 0 | 0 | 0 | 0 | 0 | 0 | 0 | 0 | 0 | 0 | 0 | 0 | 0 | 0 | 0 | 0 | 0 | 0 | 0 | 0 | 0 | 0 | 0 | 0 | 0 | 0 | 0 | 0 | 0 | 0
236 | North Gila | Arizona | SDGE Arizona | {'North Gila - IV (Proposed)': [42.2, 2760.0], 'Highline': [45.7, 2040.0], 'Blythe': [59.5, 0.0], 'Hoodoo Wash': [60.1, 0.0]} | 36930 | 2929.4451 | 0.079324 | 34000.5547 | 0.92068 | 0 | 0 | 0 | 0 | 0 | 0 | 0 | 0 | 0 | 0 | 0 | 0 | 0 | 0 | 391.0541 | 0.010589 | 36538.9459 | 10576.2979 | 0.28639 | 26353.7021 | 8206.3955 | 0.22221 | 28723.6045 | 10631.3525 | 0.28788 | 26298.6475 | 32400.4102 | 0.87735 | 4529.5898 | 105.8746 | 0.0028669 | 36824.1254
307 | North Gila - IV (Proposed) | Greater_Imperial | SDGE Imperial | {'Highline': [4.3, 7080.0], 'El Centro': [19.4, 1677.0], 'Imperial Valley': [29.3, 599.0], 'Arkansas': [31.1, 3597.0], 'Sonora': [32.9, 3817.0], 'Bannister': [38.5, 477.0], 'North Gila': [42.2, 2760.0], 'Ocotillo Express': [48.4, 261.0], 'East County': [53.7, 51.0]} | 44802.8555 | 7764.7036 | 0.17331 | 37038.1523 | 0.82669 | 0 | 0 | 0 | 0 | 0 | 50.2948 | 0.0011226 | 21.2235 | 0.00047371 | 0 | 0 | 0 | 0 | 0 | 10479.4072 | 0.2339 | 34323.4482 | 9494.9941 | 0.21193 | 35307.8613 | 7340.5718 | 0.16384 | 37462.2837 | 19440.5664 | 0.43391 | 25362.2891 | 31876.9707 | 0.71149 | 12925.8848 | 605.7354 | 0.01352 | 44197.1201
161 | Oceano | Kern_Greater_Carrizo | PGE Kern | {'Mesa': [9.7, 1856.0], 'San Luis Obispo': [11.5, 1991.0], 'Diablo Canyon': [17.0, 1507.0], 'Sisquoc': [20.9, 735.0], 'Morro Bay': [24.4, 1511.0], 'Templeton': [31.8, 1501.0], 'Cabrillo': [32.7, 37.0], 'Solar': [35.2, 1741.0], 'Carrizo Plains': [36.1, 1741.0], 'Caliente': [42.1, 1675.0], 'Cholame': [42.7, 1203.0], 'Kernridge': [53.0, 179.0], 'Temblor': [53.6, 223.0], 'Cal Flats': [55.0, 282.0], 'Goleta': [58.9, 0.0], 'Arco': [59.8, 0.0]} | 16080.6709 | 2175.0967 | 0.13526 | 13905.5742 | 0.86474 | 0 | 0 | 0 | 0 | 0 | 18.5268 | 0.0011521 | 0 | 0 | 0 | 6662.1411 | 0.41429 | 8128.2402 | 0.50547 | 4126.876 | 0.25664 | 11953.7949 | 1270.3646 | 0.078999 | 14810.3063 | 4863.8481 | 0.30247 | 11216.8228 | 7043.6367 | 0.43802 | 9037.0342 | 11079.5117 | 0.689 | 5001.1592 | 318.6119 | 0.019813 | 15762.059
259 | Ocotillo | Greater_Imperial | SDGE Imperial | {'East County': [9.2, 15937.0], 'Boulevard': [14.6, 15114.0], 'Imperial Valley': [19.2, 4489.0], 'Suncrest - Ocotillo (Proposed)': [23.8, 14755.0], 'El Centro': [29.8, 4189.0], 'Suncrest': [37.6, 12534.0], 'Bannister': [41.9, 2727.0], 'Arkansas': [43.0, 1659.0], 'Highline': [44.9, 898.0], 'Sonora': [45.4, 1056.0], 'North Gila - IV (Proposed)': [48.4, 261.0], 'Otay Mesa': [52.0, 8.0], 'Miguel': [55.0, 1.0], 'Sycamore Canyon': [58.8, 0.0]} | 95300.1875 | 18020.6465 | 0.18909 | 77279.5391 | 0.81091 | 0 | 0 | 0 | 0 | 0 | 34.9764 | 0.00036701 | 26.9941 | 0.00028325 | 0 | 17900.8926 | 0.18784 | 20199.8223 | 0.21196 | 12137.4453 | 0.12736 | 83162.7422 | 11268.9209 | 0.11825 | 84031.2666 | 21038.0098 | 0.22076 | 74262.1777 | 34478.2773 | 0.36179 | 60821.9102 | 50887.543 | 0.53397 | 44412.6445 | 1673.2029 | 0.017557 | 93626.9846
147 | Old Town | Greater_SD | SDGE Imperial | {'Mission': [3.4, 204.0], 'Silvergate': [5.7, 202.0], 'Kearny': [5.8, 204.0], 'Penasquitos': [10.6, 200.0], 'Bay Boulevard': [12.3, 200.0], 'Miguel': [13.6, 200.0], 'Sycamore Canyon': [14.0, 204.0], 'Otay Mesa': [21.1, 200.0], 'Escondido': [25.2, 152.0], 'Palomar Airport': [25.2, 154.0], 'Encina': [26.9, 80.0], 'Suncrest': [29.8, 85.0], 'San Luis Rey': [31.8, 24.0], 'Suncrest - Ocotillo (Proposed)': [43.5, 0.0], 'San Onofre': [46.6, 5.0], 'Talega': [52.2, 2.0], 'Boulevard': [54.1, 0.0], 'Capistrano': [58.3, 0.0], 'Margarita': [59.6, 0.0]} | 842.7445 | 188.5295 | 0.22371 | 654.215 | 0.77629 | 0 | 0 | 0 | 0 | 0 | 0.0035794 | 4.2473e-06 | 0 | 0 | 0 | 0 | 0 | 0 | 0 | 54.4389 | 0.064597 | 788.3056 | 335.9167 | 0.3986 | 506.8279 | 569.2753 | 0.6755 | 273.4692 | 574.722 | 0.68196 | 268.0225 | 5.3114 | 0.0063025 | 837.4331 | 67.8435 | 0.080503 | 774.901
91 | Olinda | Greater_LA | SCE Metro | {'Walnut': [4.6, 391.0], 'Lewis': [9.5, 396.0], 'Barre': [10.1, 396.0], 'Villa Park': [10.3, 386.0], 'Center': [10.6, 391.0], 'Serrano': [11.1, 385.0], 'Rio Hondo': [11.5, 347.0], 'Del Amo': [12.1, 396.0], 'Mesa': [12.5, 377.0], 'Laguna Bell': [13.1, 388.0], 'Chino': [14.5, 0.0], 'Lighthipe': [15.2, 391.0], 'Alamitos': [16.1, 396.0], 'Johanna': [16.5, 386.0], 'Goodrich': [17.0, 346.0], 'Ellis': [18.0, 396.0], 'Hinson': [19.4, 395.0], 'Padua': [20.2, 0.0], 'Arcogen': [20.5, 391.0], 'Huntington Beach': [20.9, 396.0], 'Mira Loma': [21.0, 0.0], 'Harborgen': [21.0, 396.0], 'Santiago': [21.3, 385.0], 'Long Beach': [21.4, 396.0], 'La Fresa': [24.2, 378.0], 'Rancho Vista': [24.3, 0.0], 'Gould': [24.3, 10.0], 'Etiwanda': [24.7, 0.0], 'Viejo': [25.1, 21.0], 'El Nido': [26.2, 377.0], 'La Cienega': [26.5, 377.0], 'Redondo': [27.6, 377.0], 'Chevmain': [27.8, 377.0], 'El Segundo': [28.9, 377.0], 'Trabuco': [30.0, 21.0], 'Lee Lake (Proposed)': [30.4, 19.0], 'Margarita': [32.1, 21.0], 'Capistrano': [33.3, 21.0], 'Vista': [35.2, 0.0], 'Vincent': [38.9, 0.0], 'Talega': [39.5, 19.0], 'San Bernardino': [40.3, 0.0], 'Sylmar-Pac Intertie': [41.4, 0.0], 'Lugo': [43.0, 0.0], 'San Onofre': [45.0, 19.0], 'Valley': [46.3, 0.0], 'El Casco': [48.6, 0.0], 'Victor': [49.2, 0.0], 'Saugus': [49.8, 0.0], 'Pardee': [50.9, 0.0], 'Roadway': [52.3, 0.0], 'Antelope': [55.5, 0.0]} | 1369.4464 | 371.3993 | 0.2712 | 998.0471 | 0.7288 | 0 | 0 | 0 | 0 | 0 | 0 | 0 | 0 | 0 | 0 | 0 | 0 | 200.9136 | 0.14671 | 209.9013 | 0.15327 | 1159.5451 | 193.9855 | 0.14165 | 1175.4609 | 745.0328 | 0.54404 | 624.4136 | 926.3181 | 0.67642 | 443.1284 | 197.5996 | 0.14429 | 1171.8468 | 31.7831 | 0.023209 | 1337.6633
272 | Olive | Central_Valley_North_Los_Banos | PGE Fresno | {'Alpaugh': [4.6, 0.0], 'Smyrna': [12.5, 0.0], 'Corcoran': [15.9, 0.0], 'Waukena': [18.2, 0.0], 'Gates-Midway (Proposed)': [19.4, 0.0], 'Semitropic': [20.5, 0.0], 'Vestal': [20.6, 0.0], 'Charca': [21.1, 0.0], 'Goose Lake': [21.8, 0.0], 'Shafter': [27.5, 0.0], 'Arco': [27.6, 0.0], 'GWF Hanford': [28.0, 0.0], 'Rector': [30.2, 0.0], 'Springville': [31.9, 0.0], 'Lerdo': [32.0, 0.0], 'Leprino': [32.1, 0.0], 'Rio Bravo': [33.1, 0.0], 'Midway': [34.1, 0.0], 'Henrietta': [34.9, 0.0], 'Mustang': [35.1, 0.0], 'Kernridge': [35.5, 0.0], 'Poso Mt.': [36.0, 0.0], '7th Standard': [36.2, 0.0], 'Avenal': [38.0, 0.0], 'Temblor': [38.3, 0.0], 'Renfro': [38.6, 0.0], 'Tupman': [38.8, 0.0], 'Kern Oil': [39.6, 0.0], 'Sycamore': [40.0, 0.0], 'Kern Power': [40.8, 0.0], 'Kingsburg': [41.5, 0.0], 'Rosedale': [41.5, 0.0], 'Gates': [41.6, 0.0], 'West Park': [42.7, 0.0], 'Norco': [42.9, 0.0], 'Bakersfield': [43.1, 0.0], 'Tevis': [43.7, 0.0], 'Caliente': [44.6, 0.0], 'Columbus': [44.7, 0.0], 'Cal Water': [44.9, 0.0], 'Stockdale': [45.4, 0.0], 'Elk Hills': [46.5, 0.0], 'Magunden': [47.3, 0.0], 'Reedley': [48.9, 0.0], 'Carrizo Plains': [48.9, 0.0], 'Cal Flats': [49.2, 0.0], 'Wahtoke': [49.5, 0.0], 'Solar': [49.6, 0.0], 'McCall': [50.4, 0.0], 'Schindler': [52.1, 0.0], 'Cholame': [52.1, 0.0], 'Taft': [52.6, 0.0], 'Unknown - 3327': [52.8, 0.0], 'Lamont': [52.9, 0.0], 'Midway - Wheeler Ridge (Proposed)': [54.5, 0.0], 'Grimmway-Malaga': [55.7, 0.0], 'Excelsior': [55.9, 0.0], 'Sanger': [56.6, 0.0], 'Mc Mullin': [56.8, 0.0], 'Malaga': [57.1, 0.0], 'California Ave': [59.4, 0.0]} | 0 | 0 | 0 | 0 | 0 | 0 | 0 | 0 | 0 | 0 | 0 | 0 | 0 | 0 | 0 | 0 | 0 | 0 | 0 | 0 | 0 | 0 | 0 | 0 | 0 | 0 | 0 | 0 | 0 | 0 | 0 | 0 | 0 | 0 | 0 | 0 | 0
198 | Olivehurst | Northern_California | PGE NGBA | {'East Marysville': [5.0, 0.0], 'Pease': [8.3, 0.0], 'Rio Oso': [11.6, 0.0], 'Honcut': [16.0, 0.0], 'Pleasant Grove': [22.6, 0.0], 'Higgins': [24.5, 0.0], 'Palermo': [25.1, 0.0], 'Colgate': [25.1, 0.0], 'Wyandotte': [27.6, 0.0], 'Brunswick': [28.9, 0.0], 'Thermalito': [29.5, 0.0], 'Woodland': [30.9, 0.0], 'Table Mt.': [32.4, 0.0], 'Cortina': [36.6, 0.0], 'Gold Hill': [37.1, 0.0], 'Madison': [37.1, 0.0], 'Davis': [39.2, 0.0], 'Drum 1': [43.2, 0.0], 'Delevan': [43.4, 0.0], 'Putah Creek': [46.3, 0.0], 'Placerville': [47.9, 0.0], 'Logan Creek': [49.4, 0.0], 'Vaca-Dixon & Gc Yard': [51.9, 0.0], 'Glenn': [57.2, 0.0], 'Grand Island': [59.5, 0.0]} | 1680.3633 | 0 | 0 | 0 | 0 | 0 | 0 | 0 | 0 | 0 | 0.1492 | 8.8792e-05 | 0 | 0 | 0 | 1680.3633 | 1 | 0 | 0 | 1627.5068 | 0.96854 | 52.8564 | 1034.4934 | 0.61564 | 645.8699 | 1034.4934 | 0.61564 | 645.8699 | 1647.1074 | 0.98021 | 33.2559 | 1394.1962 | 0.8297 | 286.1671 | 5.3863 | 0.0032055 | 1674.977
28 | Oro Loma | Central_Valley_North_Los_Banos | PGE Fresno | {'Mendota': [15.8, 0.0], 'Panoche': [16.6, 0.0], 'Newhall': [18.1, 0.0], 'Cheney': [18.8, 0.0], 'Dairyland': [22.0, 0.0], 'Los Banos': [23.3, 0.0], 'Tranquility': [24.8, 0.0], 'Quinto': [28.0, 0.0], 'Merced': [28.3, 0.0], 'Le Grand': [29.4, 0.0], 'Wilson': [31.2, 0.0], 'Helm': [33.5, 0.0], 'Miller': [36.0, 0.0], 'Cantua': [36.1, 0.0], 'Borden': [37.1, 0.0], 'Gregg': [40.9, 0.0], 'Excelsior': [41.0, 0.0], 'Hollister': [41.6, 0.0], 'Mc Mullin': [42.1, 0.0], 'Fink (Proposed)': [42.8, 0.0], 'Crow Creek': [42.9, 0.0], 'Schindler': [44.1, 0.0], 'Kearney (New)': [44.5, 0.0], 'West Fresno': [47.7, 0.0], 'Llagas': [50.6, 0.0], 'California Ave': [50.6, 0.0], 'Coburn': [50.9, 0.0], 'Malaga': [53.1, 0.0], 'Westley': [56.7, 0.0], 'Sanger': [59.1, 0.0], 'Gates': [59.4, 0.0], 'McCall': [59.4, 0.0], 'Warnerville': [59.6, 0.0]} | 6039.0923 | 0 | 0 | 0 | 0 | 0 | 0 | 0 | 0 | 0 | 2.8667 | 0.0004747 | 0 | 0 | 0 | 2806.1892 | 0.46467 | 3225.3635 | 0.53408 | 5789.6787 | 0.9587 | 249.4136 | 7.5413 | 0.0012488 | 6031.551 | 199.275 | 0.032998 | 5839.8173 | 5789.6787 | 0.9587 | 249.4136 | 5987.042 | 0.99138 | 52.0503 | 2.3953 | 0.00039663 | 6036.697
245 | Otay Mesa | Greater_SD | SDGE Imperial | {'Miguel': [8.3, 286.0], 'Bay Boulevard': [11.0, 240.0], 'Silvergate': [15.9, 202.0], 'Mission': [19.6, 200.0], 'Suncrest': [21.0, 179.0], 'Old Town': [21.1, 200.0], 'Kearny': [22.0, 200.0], 'Sycamore Canyon': [24.6, 200.0], 'Penasquitos': [29.7, 195.0], 'Suncrest - Ocotillo (Proposed)': [31.1, 94.0], 'Boulevard': [37.8, 94.0], 'Escondido': [39.8, 147.0], 'Palomar Airport': [43.7, 149.0], 'Encina': [45.9, 75.0], 'East County': [46.1, 90.0], 'San Luis Rey': [50.3, 19.0], 'Ocotillo Express': [52.0, 8.0]} | 1029.1929 | 267.1259 | 0.25955 | 762.0669 | 0.74045 | 0 | 0 | 0 | 0 | 0 | 0 | 0 | 0 | 0 | 0 | 0 | 0 | 28.3718 | 0.027567 | 66.5583 | 0.06467 | 962.6346 | 345.4743 | 0.33567 | 683.7186 | 630.847 | 0.61295 | 398.3459 | 670.4097 | 0.65139 | 358.7831 | 62.6225 | 0.060846 | 966.5704 | 66.1058 | 0.064231 | 963.0871
136 | Padua | Greater_Kramer | SCE Metro | {'Rancho Vista': [6.4, 446.0], 'Etiwanda': [6.8, 447.0], 'Chino': [8.7, 0.0], 'Mira Loma': [8.8, 442.0], 'Vista': [19.2, 442.0], 'Walnut': [19.4, 40.0], 'Rio Hondo': [19.6, 45.0], 'Olinda': [20.2, 0.0], 'Serrano': [21.9, 0.0], 'Lugo': [23.0, 471.0], 'San Bernardino': [23.1, 442.0], 'Villa Park': [23.8, 0.0], 'Goodrich': [25.8, 45.0], 'Lewis': [26.1, 0.0], 'Mesa': [27.6, 45.0], 'Lee Lake (Proposed)': [27.7, 0.0], 'Barre': [29.1, 0.0], 'Center': [29.8, 0.0], 'Victor': [30.2, 471.0], 'Johanna': [30.6, 0.0], 'Laguna Bell': [30.8, 0.0], 'Viejo': [31.2, 0.0], 'Gould': [32.1, 45.0], 'Santiago': [32.2, 0.0], 'Del Amo': [32.3, 0.0], 'El Casco': [34.0, 0.0], 'Roadway': [34.0, 471.0], 'Ellis': [34.7, 0.0], 'Lighthipe': [34.9, 0.0], 'Alamitos': [36.0, 0.0], 'Vincent': [37.2, 45.0], 'Huntington Beach': [38.0, 0.0], 'Valley': [38.2, 0.0], 'Trabuco': [38.4, 0.0], 'Margarita': [39.3, 0.0], 'Hinson': [39.4, 0.0], 'Arcogen': [40.5, 0.0], 'Harborgen': [41.1, 0.0], 'Long Beach': [41.6, 0.0], 'Capistrano': [41.9, 0.0], 'La Cienega': [43.2, 0.0], 'La Fresa': [43.4, 0.0], 'El Nido': [44.9, 0.0], 'Talega': [46.1, 0.0], 'Chevmain': [46.3, 0.0], 'Redondo': [46.9, 0.0], 'El Segundo': [47.3, 0.0], 'Calcite': [49.7, 0.0], 'Sylmar-Pac Intertie': [50.9, 0.0], 'San Onofre': [51.9, 0.0], 'Antelope': [54.4, 45.0], 'Saugus': [57.5, 0.0], 'Pardee': [58.3, 0.0]} | 11705.3701 | 516.6904 | 0.044141 | 11188.6797 | 0.95586 | 0 | 0 | 0 | 0 | 0 | 0 | 0 | 0 | 0 | 0 | 4543.3682 | 0.38814 | 3575.6204 | 0.30547 | 6498.5996 | 0.55518 | 5206.7705 | 6278.0664 | 0.53634 | 5427.3037 | 6412.7905 | 0.54785 | 5292.5796 | 10667.2256 | 0.91131 | 1038.1445 | 5900.6699 | 0.5041 | 5804.7002 | 64.2283 | 0.0054871 | 11641.1418
288 | Pahrump | Southern_NV_Eldorado | SCE EOP | {'Gamebird': [4.5, 1371.0], 'Vista 2': [8.6, 1169.0], 'Crazy Eyes': [13.6, 525.0], 'Sandy Valley': [22.9, 512.0], 'Innovation': [26.6, 206.0], 'Desert View': [35.1, 0.0], 'Valley (VEA)': [37.4, 601.0], 'Lathrop': [39.4, 175.0], 'Primm': [51.7, 238.0], 'Ivanpah': [53.1, 238.0], 'Sloan Canyon': [57.5, 0.0]} | 19417.1895 | 1386.0934 | 0.071385 | 18031.0957 | 0.92862 | 0 | 0 | 0 | 0 | 0 | 0 | 0 | 0 | 0 | 0 | 0 | 0 | 0 | 0 | 3071.2458 | 0.15817 | 16345.9436 | 639.3917 | 0.032929 | 18777.7977 | 7881.3784 | 0.4059 | 11535.811 | 9481.3887 | 0.4883 | 9935.8008 | 13956.1758 | 0.71875 | 5461.0137 | 125.8133 | 0.0064795 | 19291.3762
6 | Palermo | Northern_California | PGE NGBA | {'Wyandotte': [2.9, 67.0], 'Thermalito': [7.4, 67.0], 'Table Mt.': [9.7, 67.0], 'Honcut': [10.1, 0.0], 'Colgate': [19.5, 67.0], 'East Marysville': [20.2, 0.0], 'Pease': [21.1, 0.0], 'Olivehurst': [25.1, 0.0], 'Brunswick': [30.1, 0.0], 'Rio Oso': [36.0, 0.0], 'Higgins': [36.4, 0.0], 'Glenn': [40.1, 0.0], 'Logan Creek': [40.2, 0.0], 'Delevan': [40.6, 0.0], 'Drum 1': [42.4, 0.0], 'Cortina': [44.3, 0.0], 'Pleasant Grove': [45.1, 0.0], 'Woodland': [55.1, 0.0], 'Gold Hill': [58.7, 0.0], 'Madison': [59.3, 0.0]} | 6083.9492 | 66.3097 | 0.010899 | 6017.6396 | 0.9891 | 0 | 0 | 0 | 0 | 0 | 0.1492 | 2.4524e-05 | 0 | 0 | 0 | 2550.1819 | 0.41917 | 358.0956 | 0.058859 | 2955.8831 | 0.48585 | 3128.0662 | 3977.3442 | 0.65374 | 2106.605 | 5180.3003 | 0.85147 | 903.6489 | 5964.1675 | 0.98031 | 119.7817 | 4593.9473 | 0.75509 | 1490.002 | 45.6841 | 0.0075089 | 6038.2652
199 | Palomar | Greater_SD | SDGE Imperial | {'Encina': [2.9, 118.0], 'San Luis Rey': [6.7, 63.0], 'Escondido': [9.9, 176.0], 'Penasquitos': [14.6, 178.0], 'Sycamore Canyon': [20.6, 173.0], 'Kearny': [21.9, 168.0], 'San Onofre': [23.0, 43.0], 'Mission': [24.9, 154.0], 'Old Town': [25.2, 154.0], 'Talega': [28.1, 41.0], 'Silvergate': [30.6, 151.0], 'Capistrano': [34.6, 39.0], 'Margarita': [35.4, 39.0], 'Miguel': [35.4, 149.0], 'Bay Boulevard': [37.2, 149.0], 'Trabuco': [37.6, 26.0], 'Suncrest': [41.3, 53.0], 'Viejo': [42.7, 15.0], 'Valley': [43.2, 0.0], 'Otay Mesa': [43.7, 149.0], 'Lee Lake (Proposed)': [44.2, 15.0], 'Santiago': [46.5, 15.0], 'Johanna': [52.2, 15.0], 'Huntington Beach': [53.8, 13.0], 'Suncrest - Ocotillo (Proposed)': [53.9, 0.0], 'Ellis': [54.2, 12.0], 'Serrano': [56.6, 9.0], 'Villa Park': [57.2, 9.0], 'Lewis': [59.0, 4.0], 'El Casco': [59.4, 0.0]} | 528.7051 | 182.8186 | 0.34579 | 345.8865 | 0.65421 | 0 | 0 | 0 | 0 | 0 | 0.090055 | 0.00017033 | 0 | 0 | 0 | 2.7566 | 0.0052139 | 0 | 0 | 33.7218 | 0.063782 | 494.9833 | 234.1254 | 0.44283 | 294.5797 | 300.5517 | 0.56847 | 228.1534 | 300.5517 | 0.56847 | 228.1534 | 0 | 0 | 528.7051 | 32.8621 | 0.062156 | 495.8431
289 | Palo Verde | Arizona | SDGE Arizona | {'Hassayampa': [2.7, 0.0], 'Delaney': [12.1, 0.0], 'Hoodoo Wash': [47.0, 0.0]} | 0 | 0 | 0 | 0 | 0 | 0 | 0 | 0 | 0 | 0 | 0 | 0 | 0 | 0 | 0 | 0 | 0 | 0 | 0 | 0 | 0 | 0 | 0 | 0 | 0 | 0 | 0 | 0 | 0 | 0 | 0 | 0 | 0 | 0 | 0 | 0 | 0
29 | Panoche | Central_Valley_North_Los_Banos | PGE Fresno | {'Cheney': [3.1, 0.0], 'Mendota': [8.2, 0.0], 'Tranquility': [10.7, 0.0], 'Oro Loma': [16.6, 0.0], 'Cantua': [20.4, 0.0], 'Newhall': [20.4, 0.0], 'Helm': [22.9, 0.0], 'Excelsior': [26.2, 0.0], 'Schindler': [30.1, 0.0], 'Dairyland': [31.4, 0.0], 'Mc Mullin': [33.2, 0.0], 'Los Banos': [36.8, 0.0], 'Borden': [37.9, 0.0], 'Kearney (New)': [38.9, 0.0], 'Gregg': [39.3, 0.0], 'Le Grand': [40.5, 0.0], 'Coburn': [41.3, 0.0], 'Quinto': [42.0, 0.0], 'West Fresno': [42.5, 0.0], 'Merced': [43.1, 0.0], 'Gates': [43.6, 0.0], 'Wilson': [45.2, 0.0], 'California Ave': [45.6, 0.0], 'Mustang': [47.0, 0.0], 'Henrietta': [47.2, 0.0], 'Malaga': [47.5, 0.0], 'Hollister': [47.9, 0.0], 'Leprino': [50.5, 0.0], 'Miller': [50.9, 0.0], 'McCall': [52.4, 0.0], 'Avenal': [53.3, 0.0], 'Sanger': [54.0, 0.0], 'Cal Flats': [56.0, 0.0], 'Kingsburg': [56.7, 0.0], 'GWF Hanford': [58.3, 0.0], 'Fink (Proposed)': [58.3, 0.0], 'Crow Creek': [58.4, 0.0], 'Llagas': [59.3, 0.0]} | 4636.877 | 0 | 0 | 0 | 0 | 0 | 0 | 0 | 0 | 0 | 0 | 0 | 0 | 0 | 0 | 1344.6274 | 0.28999 | 3274.3699 | 0.70616 | 3968.9749 | 0.85596 | 667.9021 | 304.0406 | 0.06557 | 4332.8364 | 847.1235 | 0.18269 | 3789.7535 | 4298.1426 | 0.92695 | 338.7344 | 4539.5957 | 0.97902 | 97.2812 | 1.2632 | 0.00027243 | 4635.6138
92 | Pardee | Tehachapi | SCE Northern | {'Saugus': [1.3, 42955.0], 'Sylmar-Pac Intertie': [10.4, 16124.0], 'Moorpark': [21.3, 391.0], 'Antelope': [23.5, 44460.0], 'Bailey': [25.7, 36052.0], 'Vincent': [26.7, 32725.0], 'Gould': [27.2, 10381.0], 'Whirlwind': [30.2, 44018.0], 'La Cienega': [32.4, 242.0], 'Goodrich': [34.6, 4475.0], 'Santa Clara': [35.7, 31.0], 'Pastoria': [37.3, 23379.0], 'El Segundo': [37.7, 172.0], 'Chevmain': [38.4, 74.0], 'Mesa': [38.7, 92.0], 'El Nido': [39.3, 16.0], 'Laguna Bell': [40.5, 11.0], 'Mandalay': [41.3, 4.0], 'Rio Hondo': [41.4, 1613.0], 'La Fresa': [41.8, 16.0], 'Redondo': [42.2, 16.0], 'Windhub': [44.5, 37603.0], 'Center': [44.6, 3.0], 'Lighthipe': [45.0, 11.0], 'Walnut': [46.9, 0.0], 'Highwind': [47.0, 32826.0], 'Arcogen': [47.1, 14.0], 'Hinson': [47.5, 12.0], 'Del Amo': [49.4, 1.0], 'Harborgen': [49.9, 4.0], 'Wheeler Ridge': [50.1, 4245.0], 'Long Beach': [50.8, 3.0], 'Olinda': [50.9, 0.0], 'Alamitos': [54.1, 0.0], 'Barre': [55.5, 0.0], 'Grimmway-Malaga': [57.9, 0.0], 'Padua': [58.3, 0.0], 'Lewis': [58.5, 0.0]} | 156010.3438 | 44488.0586 | 0.28516 | 111522.2812 | 0.71484 | 0 | 0 | 0 | 0 | 0 | 4169.4512 | 0.026725 | 1780.4976 | 0.011413 | 0 | 38784.418 | 0.2486 | 30668.1348 | 0.19658 | 37375.582 | 0.23957 | 118634.7617 | 60016.1094 | 0.38469 | 95994.2344 | 41467.9453 | 0.2658 | 114542.3984 | 91376.9219 | 0.58571 | 64633.4219 | 47877.5195 | 0.30689 | 108132.8242 | 2426.1108 | 0.015551 | 153584.2329
67 | Pastoria | Central_Valley_North_Los_Banos | SCE Northern | {'Bailey': [11.6, 41264.0], 'Wheeler Ridge': [13.0, 8121.0], 'Grimmway-Malaga': [21.6, 1220.0], 'Whirlwind': [23.7, 41407.0], 'Lamont': [25.0, 1036.0], 'Unknown - 3327': [25.0, 1036.0], 'Midway - Wheeler Ridge (Proposed)': [27.3, 149.0], 'Highwind': [28.7, 41274.0], 'Stockdale': [29.2, 0.0], 'Magunden': [29.7, 789.0], 'Tevis': [31.1, 0.0], 'West Park': [32.3, 0.0], 'Columbus': [32.4, 99.0], 'Bakersfield': [32.5, 0.0], 'Windhub': [32.6, 41341.0], 'Rosedale': [33.3, 0.0], 'Cal Water': [33.7, 179.0], 'Kern Power': [33.9, 0.0], 'Antelope': [35.2, 40380.0], 'Norco': [35.8, 0.0], 'Renfro': [36.1, 0.0], 'Kern Oil': [36.3, 0.0], 'Elk Hills': [36.3, 25.0], 'Sycamore': [36.6, 0.0], 'Pardee': [37.3, 23379.0], 'Tupman': [37.7, 0.0], '7th Standard': [38.4, 0.0], 'Saugus': [38.5, 22028.0], 'Taft': [38.8, 25.0], 'Rio Bravo': [42.2, 0.0], 'Lerdo': [42.7, 0.0], 'Poso Mt.': [43.5, 0.0], 'Moorpark': [45.3, 62.0], 'Midway': [47.2, 0.0], 'Sylmar-Pac Intertie': [47.6, 2551.0], 'Santa Clara': [47.8, 1.0], 'Shafter': [48.1, 0.0], 'Vincent': [51.6, 12830.0], 'Charca': [53.8, 0.0], 'Mandalay': [55.3, 0.0], 'Semitropic': [56.9, 0.0], 'Temblor': [57.3, 0.0]} | 194962.2969 | 41542.4023 | 0.21308 | 153419.8906 | 0.78692 | 0 | 0 | 0 | 0 | 0 | 2958.2871 | 0.015174 | 1536.5718 | 0.0078814 | 0 | 48971.9375 | 0.25119 | 28059.5078 | 0.14392 | 81212.0078 | 0.41655 | 113750.2891 | 78791.8516 | 0.40414 | 116170.4453 | 67922.8203 | 0.34839 | 127039.4766 | 138984.1719 | 0.71288 | 55978.125 | 71519.3672 | 0.36684 | 123442.9297 | 2274.3452 | 0.011666 | 192687.9517
173 | Peabody | Solano | PGE NGBA | {'Vaca-Dixon & Gc Yard': [8.4, 31437.0], 'Shiloh III': [10.5, 31813.0], 'Birds Landing': [13.5, 31813.0], 'Tulucay': [16.3, 27437.0], 'Putah Creek': [16.4, 18929.0], 'Pittsburg': [17.6, 31123.0], 'Kirker': [18.6, 31123.0], 'Carquinez': [20.2, 27692.0], 'Martinez': [20.3, 30833.0], 'Grand Island': [21.0, 30086.0], 'Davis': [22.0, 21340.0], 'Contra Costa': [22.2, 30774.0], 'Clayton': [23.6, 30745.0], 'Lone Tree': [26.1, 30698.0], 'Madison': [26.6, 2276.0], 'Woodland': [29.5, 2156.0], 'Brentwood': [29.9, 29364.0], 'Lakeville': [33.3, 1337.0], 'Ignacio': [34.2, 1343.0], 'Eight Mile': [35.9, 28314.0], 'Delta Pumps': [38.5, 26114.0], 'Penngrove': [38.6, 77.0], 'Kelso': [39.2, 25248.0], 'Cayetano': [39.3, 22487.0], 'Stagg': [39.4, 27336.0], 'Bellevue': [40.8, 1.0], 'Midway Green Ridge Services': [43.9, 13649.0], 'Fulton': [45.3, 0.0], 'Tesla': [45.3, 7500.0], 'Lockeford': [45.5, 3595.0], 'Eastshore': [46.3, 878.0], 'Martin': [46.8, 1118.0], 'Weber': [47.1, 3718.0], 'Vierra': [50.7, 1469.0], 'Pleasant Grove': [51.6, 0.0], 'Camanche': [51.6, 0.0], 'Gold Hill': [52.0, 0.0], 'Rio Oso': [52.5, 0.0], 'Geysers Tap 1': [53.4, 0.0], 'Rancho Seco - Bellota (Proposed)': [53.9, 0.0], 'Newark': [54.2, 75.0], 'Bellota': [55.3, 158.0], 'Ripon': [57.9, 0.0], 'Eagle Rock': [58.9, 0.0], 'Cortina': [59.3, 0.0], 'Los Esteros': [59.3, 0.0]} | 176190.3594 | 31773.4844 | 0.18034 | 144416.875 | 0.81966 | 0 | 0 | 0 | 0 | 0 | 45952.1211 | 0.26081 | 32169.584 | 0.18258 | 0 | 94994.4922 | 0.53916 | 108.4 | 0.00061524 | 48505.8984 | 0.2753 | 127684.4609 | 51998.207 | 0.29513 | 124192.1523 | 53378.4102 | 0.30296 | 122811.9492 | 95445.7031 | 0.54172 | 80744.6562 | 28032.459 | 0.1591 | 148157.9004 | 32135.9062 | 0.18239 | 144054.4531
183 | Pease | Northern_California | PGE NGBA | {'East Marysville': [5.4, 0.0], 'Olivehurst': [8.3, 0.0], 'Honcut': [11.0, 0.0], 'Rio Oso': [19.3, 0.0], 'Palermo': [21.1, 0.0], 'Wyandotte': [23.1, 0.0], 'Thermalito': [23.8, 0.0], 'Table Mt.': [26.6, 0.0], 'Colgate': [27.6, 0.0], 'Cortina': [30.4, 0.0], 'Pleasant Grove': [30.7, 0.0], 'Higgins': [31.8, 0.0], 'Brunswick': [33.8, 0.0], 'Woodland': [34.4, 0.0], 'Delevan': [35.3, 0.0], 'Madison': [38.3, 0.0], 'Logan Creek': [41.1, 0.0], 'Davis': [43.3, 0.0], 'Gold Hill': [45.3, 0.0], 'Putah Creek': [48.2, 0.0], 'Drum 1': [48.3, 0.0], 'Glenn': [49.2, 0.0], 'Vaca-Dixon & Gc Yard': [54.9, 0.0], 'Placerville': [56.1, 0.0]} | 2118.5466 | 0 | 0 | 0 | 0 | 0 | 0 | 0 | 0 | 0 | 0.1492 | 7.0427e-05 | 0 | 0 | 0 | 2118.5466 | 1 | 0 | 0 | 2065.6904 | 0.97505 | 52.8562 | 1034.4934 | 0.4883 | 1084.0532 | 1074.2365 | 0.50706 | 1044.3102 | 2085.2908 | 0.9843 | 33.2559 | 1819.3236 | 0.85876 | 299.223 | 5.3863 | 0.0025425 | 2113.1603
148 | Penasquitos | Greater_SD | SDGE Imperial | {'Kearny': [7.8, 214.0], 'Mission': [10.4, 200.0], 'Old Town': [10.6, 200.0], 'Sycamore Canyon': [10.9, 219.0], 'Palomar Airport': [14.6, 178.0], 'Escondido': [15.5, 176.0], 'Silvergate': [16.0, 198.0], 'Encina': [16.5, 104.0], 'San Luis Rey': [21.2, 48.0], 'Miguel': [21.5, 195.0], 'Bay Boulevard': [22.6, 195.0], 'Otay Mesa': [29.7, 195.0], 'Suncrest': [32.1, 81.0], 'San Onofre': [36.6, 29.0], 'Talega': [42.1, 26.0], 'Suncrest - Ocotillo (Proposed)': [45.8, 0.0], 'Capistrano': [48.4, 24.0], 'Margarita': [49.5, 24.0], 'Trabuco': [51.6, 12.0], 'Valley': [56.7, 0.0], 'Viejo': [57.1, 0.0], 'Boulevard': [57.9, 0.0], 'Lee Lake (Proposed)': [58.8, 0.0]} | 932.3925 | 206.6607 | 0.22165 | 725.7318 | 0.77835 | 0 | 0 | 0 | 0 | 0 | 0.090055 | 9.6585e-05 | 0 | 0 | 0 | 0 | 0 | 0 | 0 | 75.303 | 0.080763 | 857.0894 | 412.1917 | 0.44208 | 520.2008 | 636.9874 | 0.68318 | 295.405 | 642.4341 | 0.68902 | 289.9583 | 0 | 0 | 932.3925 | 79.6763 | 0.085454 | 852.7162
179 | Penngrove | Mendocino_Marin | PGE NGBA | {'Bellevue': [4.7, 232.0], 'Lakeville': [7.0, 371.0], 'Fulton': [13.3, 138.0], 'Ignacio': [18.2, 368.0], 'Tulucay': [22.9, 319.0], 'Carquinez': [28.2, 348.0], 'Geysers Tap 1': [30.6, 5.0], 'Eagle Rock': [36.1, 4.0], 'Martinez': [37.1, 250.0], 'Cloverdale': [37.7, 5.0], 'Peabody': [38.6, 77.0], 'Putah Creek': [39.8, 1.0], 'Vaca-Dixon & Gc Yard': [41.7, 32.0], 'Martin': [44.8, 244.0], 'Madison': [45.7, 1.0], 'Shiloh III': [46.4, 77.0], 'Clayton': [46.5, 115.0], 'Kirker': [46.8, 83.0], 'Pittsburg': [46.8, 83.0], 'Birds Landing': [48.1, 77.0], 'Hopland': [50.3, 4.0], 'Contra Costa': [53.5, 75.0], 'Davis': [53.7, 1.0], 'Woodland': [55.8, 1.0], 'Lone Tree': [56.2, 72.0], 'Eastshore': [56.8, 36.0], 'Grand Island': [59.5, 0.0]} | 27120.1758 | 367.7673 | 0.013561 | 26752.4082 | 0.98644 | 0 | 0 | 0 | 0 | 0 | 486.5537 | 0.017941 | 21.1667 | 0.00078048 | 0 | 16408.5703 | 0.60503 | 66.6931 | 0.0024592 | 23335.3789 | 0.86044 | 3784.7969 | 6097.9761 | 0.22485 | 21022.1997 | 12512.7422 | 0.46138 | 14607.4336 | 25226.3281 | 0.93017 | 1893.8477 | 20005.6934 | 0.73767 | 7114.4824 | 1182.588 | 0.043605 | 25937.5878
191 | Peoria | El_Dorado_Mariposa | PGE GBA | {'Chinese Station': [2.3, 0.0], 'New Melones': [3.4, 0.0], 'Curtis': [10.9, 0.0], 'Warnerville': [20.0, 0.0], 'Riverbank': [24.2, 0.0], 'Bellota': [29.2, 0.0], 'Rancho Seco - Bellota (Proposed)': [31.5, 0.0], 'Donnells-Curtis': [34.6, 0.0], 'Camanche': [35.8, 0.0], 'Ripon': [36.9, 0.0], 'Lockeford': [39.0, 0.0], 'Weber': [40.5, 0.0], 'Wilson': [42.5, 0.0], 'Vierra': [43.0, 0.0], 'Merced': [43.6, 0.0], 'Westley': [44.7, 0.0], 'Stagg': [46.8, 0.0], 'Eight Mile': [49.1, 0.0], 'Crow Creek': [50.6, 0.0], 'Fink (Proposed)': [51.0, 0.0], 'Le Grand': [51.1, 0.0], 'Miller': [56.3, 0.0], 'Placerville': [59.2, 0.0], 'Dairyland': [59.5, 0.0], 'Tesla': [59.8, 0.0]} | 0 | 0 | 0 | 0 | 0 | 0 | 0 | 0 | 0 | 0 | 0 | 0 | 0 | 0 | 0 | 0 | 0 | 0 | 0 | 0 | 0 | 0 | 0 | 0 | 0 | 0 | 0 | 0 | 0 | 0 | 0 | 0 | 0 | 0 | 0 | 0 | 0
137 | Pisgah | Greater_Kramer | SCE NOL | {'Cool Water': [27.3, 25084.0], 'Lugo - Pisgah (Proposed)': [30.1, 4457.0], 'Calcite': [35.3, 19981.0], 'Tortilla': [37.1, 24823.0], 'Devers': [59.3, 166.0]} | 150766.9844 | 27616.4883 | 0.18317 | 123150.5 | 0.81683 | 0 | 0 | 0 | 0 | 0 | 706.215 | 0.0046841 | 582.2797 | 0.0038621 | 0 | 0 | 0 | 0 | 0 | 51726.0391 | 0.34309 | 99040.9453 | 20855.8262 | 0.13833 | 129911.1582 | 21069.5352 | 0.13975 | 129697.4492 | 59270.4531 | 0.39313 | 91496.5312 | 104909.8125 | 0.69584 | 45857.1719 | 1849.3955 | 0.012267 | 148917.5889
224 | Pit 1 | Northern_California | PGE NGBA | {'New Sub - Pit 1 - Cottonwood (Proposed)': [20.5, 1539.0], 'Cove Road': [23.9, 1491.0], 'Round Mt.': [26.2, 1491.0], 'Madeline': [52.1, 85.0], 'Jessup': [56.9, 0.0], 'Cottonwood': [57.4, 0.0], 'Hilltop': [57.6, 0.0], 'Richmond': [59.4, 0.0]} | 16266.9385 | 2326.1013 | 0.143 | 13940.8369 | 0.857 | 0 | 0 | 0 | 0 | 0 | 0 | 0 | 0 | 0 | 0 | 10444.3877 | 0.64206 | 309.0154 | 0.018997 | 8873.1211 | 0.54547 | 7393.8174 | 1914.3655 | 0.11768 | 14352.573 | 1655.6611 | 0.10178 | 14611.2773 | 10901.1338 | 0.67014 | 5365.8047 | 8086.1958 | 0.49709 | 8180.7427 | 149.0356 | 0.0091619 | 16117.9029
15 | Pittsburg | Solano | PGE GBA | {'Kirker': [1.2, 31538.0], 'Contra Costa': [6.7, 30822.0], 'Birds Landing': [7.1, 31144.0], 'Clayton': [7.5, 31161.0], 'Shiloh III': [9.6, 31144.0], 'Lone Tree': [9.7, 30786.0], 'Martinez': [12.0, 31248.0], 'Brentwood': [14.5, 29385.0], 'Peabody': [17.6, 31123.0], 'Carquinez': [19.5, 28086.0], 'Grand Island': [21.4, 29978.0], 'Cayetano': [21.7, 22659.0], 'Delta Pumps': [22.2, 26135.0], 'Kelso': [23.0, 25269.0], 'Tulucay': [24.9, 26884.0], 'Vaca-Dixon & Gc Yard': [25.2, 30747.0], 'Midway Green Ridge Services': [27.3, 13670.0], 'Eight Mile': [28.4, 28335.0], 'Tesla': [28.8, 7521.0], 'Stagg': [30.0, 27358.0], 'Eastshore': [30.9, 1294.0], 'Putah Creek': [34.0, 18238.0], 'Ignacio': [35.2, 1683.0], 'Martin': [36.2, 1512.0], 'Davis': [36.2, 20650.0], 'Weber': [36.7, 3718.0], 'Newark': [37.3, 360.0], 'Vierra': [37.8, 1490.0], 'Lakeville': [40.1, 1443.0], 'Lockeford': [40.5, 3595.0], 'Los Esteros': [42.1, 109.0], 'Madison': [44.0, 1586.0], 'Woodland': [44.9, 1466.0], 'Ripon': [45.3, 0.0], 'Scott': [45.7, 70.0], 'Penngrove': [46.8, 83.0], 'Bellota': [48.1, 158.0], 'Camanche': [49.0, 0.0], 'Westley': [49.2, 0.0], 'Rancho Seco - Bellota (Proposed)': [49.4, 0.0], 'Bellevue': [50.2, 1.0], 'Hicks': [55.5, 0.0], 'Fulton': [56.7, 0.0], 'Metcalf 1': [56.8, 0.0], 'Metcalf Energy Center': [56.9, 0.0], 'Riverbank': [57.0, 0.0], 'Gold Hill': [59.5, 0.0]} | 189969.7812 | 31483.9961 | 0.16573 | 158485.7812 | 0.83427 | 0 | 0 | 0 | 0 | 0 | 45827.2578 | 0.24123 | 32119.791 | 0.16908 | 0 | 106624.5078 | 0.56127 | 101.5151 | 0.00053437 | 59330.6602 | 0.31232 | 130639.1211 | 69018.4609 | 0.36331 | 120951.3203 | 75961.9922 | 0.39986 | 114007.7891 | 110198.4766 | 0.58008 | 79771.3047 | 21987.0391 | 0.11574 | 167982.7422 | 33216.2969 | 0.17485 | 156753.4844
17 | Placerville | El_Dorado_Mariposa | PGE NGBA | {'Gold Hill': [19.7, 0.0], 'Higgins': [27.2, 0.0], 'Pleasant Grove': [28.9, 0.0], 'Drum 1': [36.3, 132.0], 'Brunswick': [37.1, 0.0], 'Camanche': [38.0, 0.0], 'Rio Oso': [39.4, 0.0], 'Rancho Seco - Bellota (Proposed)': [42.9, 0.0], 'Summit': [46.1, 288.0], 'Colgate': [46.8, 0.0], 'Lockeford': [47.0, 0.0], 'Olivehurst': [47.9, 0.0], 'Bellota': [51.0, 0.0], 'East Marysville': [51.4, 0.0], 'Donnells-Curtis': [52.6, 33.0], 'Woodland': [52.8, 0.0], 'Davis': [52.9, 0.0], 'Grand Island': [55.6, 0.0], 'New Melones': [55.9, 0.0], 'Pease': [56.1, 0.0], 'Eight Mile': [56.5, 0.0], 'Curtis': [58.0, 0.0], 'Peoria': [59.2, 0.0], 'Stagg': [59.5, 0.0], 'Honcut': [59.7, 0.0]} | 1338.338 | 322.6891 | 0.24111 | 1015.6489 | 0.75889 | 0 | 0 | 0 | 0 | 0 | 0 | 0 | 0 | 0 | 0 | 1101.3018 | 0.82289 | 0 | 0 | 14.112 | 0.010544 | 1324.226 | 116.1399 | 0.086779 | 1222.1981 | 0 | 0 | 1338.338 | 130.2519 | 0.097324 | 1208.0861 | 970.1061 | 0.72486 | 368.2319 | 54.4861 | 0.040712 | 1283.8519
122 | Pleasant Grove | Northern_California | PGE NGBA | {'Rio Oso': [11.6, 0.0], 'Gold Hill': [14.6, 0.0], 'Higgins': [19.2, 0.0], 'Olivehurst': [22.6, 0.0], 'Woodland': [26.4, 0.0], 'East Marysville': [27.3, 0.0], 'Placerville': [28.9, 0.0], 'Davis': [30.0, 0.0], 'Pease': [30.7, 0.0], 'Brunswick': [31.8, 0.0], 'Colgate': [35.7, 0.0], 'Madison': [37.3, 0.0], 'Honcut': [37.8, 0.0], 'Drum 1': [41.7, 0.0], 'Putah Creek': [42.5, 0.0], 'Grand Island': [43.6, 0.0], 'Vaca-Dixon & Gc Yard': [44.1, 0.0], 'Camanche': [44.7, 0.0], 'Palermo': [45.1, 0.0], 'Wyandotte': [47.9, 0.0], 'Lockeford': [49.3, 0.0], 'Rancho Seco - Bellota (Proposed)': [50.5, 0.0], 'Thermalito': [50.9, 0.0], 'Peabody': [51.6, 0.0], 'Eight Mile': [52.9, 0.0], 'Cortina': [53.4, 0.0], 'Shiloh III': [53.7, 0.0], 'Table Mt.': [53.8, 0.0], 'Birds Landing': [55.9, 0.0], 'Stagg': [57.4, 0.0], 'Bellota': [57.9, 0.0]} | 0 | 0 | 0 | 0 | 0 | 0 | 0 | 0 | 0 | 0 | 0 | 0 | 0 | 0 | 0 | 0 | 0 | 0 | 0 | 0 | 0 | 0 | 0 | 0 | 0 | 0 | 0 | 0 | 0 | 0 | 0 | 0 | 0 | 0 | 0 | 0 | 0
220 | Poso Mountain | Central_Valley_North_Los_Banos | PGE Kern | {'Sycamore': [7.6, 535.0], 'Kern Oil': [8.9, 535.0], 'Cal Water': [10.0, 535.0], 'Columbus': [11.1, 535.0], 'Lerdo': [11.7, 75.0], 'Bakersfield': [12.2, 535.0], '7th Standard': [12.8, 32.0], 'West Park': [13.6, 182.0], 'Magunden': [13.8, 535.0], 'Rosedale': [14.3, 89.0], 'Kern Power': [14.7, 9.0], 'Renfro': [16.6, 0.0], 'Stockdale': [17.8, 0.0], 'Rio Bravo': [18.9, 0.0], 'Lamont': [18.9, 535.0], 'Unknown - 3327': [18.9, 535.0], 'Tevis': [19.2, 0.0], 'Shafter': [20.5, 0.0], 'Vestal': [20.8, 96.0], 'Charca': [21.0, 0.0], 'Grimmway-Malaga': [22.2, 238.0], 'Tupman': [22.6, 0.0], 'Semitropic': [27.1, 0.0], 'Norco': [27.3, 0.0], 'Midway': [29.9, 0.0], 'Smyrna': [30.0, 0.0], 'Wheeler Ridge': [32.5, 0.0], 'Elk Hills': [33.0, 0.0], 'Midway - Wheeler Ridge (Proposed)': [34.9, 0.0], 'Goose Lake': [35.1, 0.0], 'Olive': [36.0, 0.0], 'Springville': [37.9, 0.0], 'Alpaugh': [39.5, 0.0], 'Taft': [41.6, 0.0], 'Temblor': [43.4, 0.0], 'Pastoria': [43.5, 0.0], 'Kernridge': [44.8, 0.0], 'Highwind': [45.6, 0.0], 'Gates-Midway (Proposed)': [47.5, 0.0], 'Corcoran': [50.7, 0.0], 'Windhub': [52.6, 0.0], 'Waukena': [53.0, 0.0], 'Rector': [53.9, 0.0], 'Bailey': [55.0, 0.0], 'Caliente': [55.5, 0.0], 'Arco': [55.8, 0.0], 'Whirlwind': [56.6, 0.0]} | 4139.6299 | 533.7963 | 0.12895 | 3605.8335 | 0.87105 | 0 | 0 | 0 | 0 | 0 | 0 | 0 | 0 | 0 | 0 | 913.0864 | 0.22057 | 3226.0159 | 0.7793 | 688.6781 | 0.16636 | 3450.9518 | 1198.7494 | 0.28958 | 2940.8805 | 2593.4072 | 0.62648 | 1546.2227 | 2843.4568 | 0.68689 | 1296.1731 | 2576.4043 | 0.62238 | 1563.2256 | 38.7231 | 0.0093542 | 4100.9068
290 | Primm | Southern_NV_Eldorado | SCE EOP | {'Ivanpah': [9.5, 1235.0], 'Eldorado': [22.0, 356.0], 'Sloan Canyon': [24.3, 340.0], 'Sandy Valley': [29.9, 1215.0], 'Mead': [35.0, 336.0], 'Crazy Eyes': [39.0, 1117.0], 'Gamebird': [47.4, 678.0], 'Desert View': [51.2, 0.0], 'Pahrump': [51.7, 238.0], 'Mohave': [54.5, 0.0], 'Vista 2': [59.6, 0.0], 'Harry Allen': [59.6, 0.0]} | 11548.9707 | 1468.0067 | 0.12711 | 10080.9639 | 0.87289 | 0 | 0 | 0 | 0 | 0 | 0.49302 | 4.2689e-05 | 0 | 0 | 0 | 0 | 0 | 0 | 0 | 4021.9863 | 0.34825 | 7526.9844 | 5359.4517 | 0.46406 | 6189.519 | 1788.9977 | 0.15491 | 9759.973 | 6284.2227 | 0.54414 | 5264.748 | 5482.8096 | 0.47474 | 6066.1611 | 60.1392 | 0.0052073 | 11488.8315
196 | Putah Creek | Solano | PGE NGBA | {'Vaca-Dixon & Gc Yard': [9.3, 19406.0], 'Madison': [10.3, 2865.0], 'Davis': [14.2, 18067.0], 'Peabody': [16.4, 18929.0], 'Woodland': [16.7, 2745.0], 'Tulucay': [24.1, 18752.0], 'Shiloh III': [25.7, 18929.0], 'Birds Landing': [28.9, 18929.0], 'Grand Island': [29.8, 18345.0], 'Carquinez': [32.9, 18208.0], 'Pittsburg': [34.0, 18238.0], 'Kirker': [35.0, 18238.0], 'Martinez': [35.7, 18215.0], 'Lakeville': [36.9, 194.0], 'Contra Costa': [37.9, 17890.0], 'Penngrove': [39.8, 1.0], 'Clayton': [40.0, 17861.0], 'Bellevue': [40.1, 1.0], 'Rio Oso': [40.3, 0.0], 'Fulton': [41.5, 0.0], 'Lone Tree': [41.8, 17818.0], 'Pleasant Grove': [42.5, 0.0], 'Ignacio': [42.7, 194.0], 'Cortina': [43.1, 589.0], 'Geysers Tap 1': [44.0, 0.0], 'Brentwood': [45.1, 16585.0], 'Olivehurst': [46.3, 0.0], 'Eight Mile': [46.4, 16581.0], 'Gold Hill': [47.3, 0.0], 'Pease': [48.2, 0.0], 'Eagle Rock': [48.8, 0.0], 'East Marysville': [50.0, 0.0], 'Stagg': [50.7, 15604.0], 'Lockeford': [53.2, 7.0], 'Delta Pumps': [53.9, 14373.0], 'Kelso': [54.4, 13507.0], 'Cayetano': [55.5, 10504.0], 'Camanche': [56.8, 0.0], 'Cloverdale': [58.0, 0.0], 'Weber': [58.5, 7.0], 'Honcut': [59.1, 0.0], 'Midway Green Ridge Services': [59.3, 2147.0]} | 163958.0938 | 19514.2441 | 0.11902 | 144443.8438 | 0.88098 | 0 | 0 | 0 | 0 | 0 | 38310.3594 | 0.23366 | 27637.543 | 0.16856 | 0 | 99374.5469 | 0.6061 | 14974.7832 | 0.091333 | 68427.5234 | 0.41735 | 95530.5703 | 32165.6426 | 0.19618 | 131792.4512 | 35197.8242 | 0.21468 | 128760.2695 | 99859.2266 | 0.60905 | 64098.8672 | 53234.875 | 0.32469 | 110723.2188 | 23782.1875 | 0.14505 | 140175.9062
299 | Quinto | Central_Valley_North_Los_Banos | PGE Fresno | {'Los Banos': [5.3, 0.0], 'Miller': [9.6, 0.0], 'Fink (Proposed)': [17.7, 0.0], 'Crow Creek': [17.9, 0.0], 'Hollister': [25.7, 0.0], 'Oro Loma': [28.0, 0.0], 'Llagas': [28.1, 0.0], 'Westley': [32.6, 0.0], 'Merced': [33.7, 0.0], 'Metcalf 1': [37.8, 0.0], 'Metcalf Energy Center': [38.0, 0.0], 'Wilson': [38.4, 0.0], 'Dairyland': [41.7, 0.0], 'Panoche': [42.0, 0.0], 'Mendota': [43.6, 0.0], 'Le Grand': [44.0, 0.0], 'Ripon': [44.1, 0.0], 'Newhall': [44.5, 0.0], 'Moss Landing': [44.7, 0.0], 'Cheney': [44.9, 0.0], 'Warnerville': [45.4, 0.0], 'Riverbank': [45.7, 0.0], 'Hicks': [46.5, 0.0], 'Vierra': [48.2, 0.0], 'Tesla': [49.2, 0.0], 'Midway Green Ridge Services': [50.7, 0.0], 'Scott': [51.9, 0.0], 'Tranquility': [51.9, 0.0], 'Los Esteros': [52.1, 0.0], 'Kelso': [55.2, 0.0], 'Delta Pumps': [55.9, 0.0], 'Weber': [56.0, 0.0], 'Newark': [56.9, 0.0], 'Cayetano': [57.6, 0.0], 'Coburn': [59.2, 0.0]} | 12281.3164 | 0 | 0 | 0 | 0 | 0 | 0 | 0 | 0 | 0 | 2.8667 | 0.00023342 | 0 | 0 | 0 | 5384.8091 | 0.43846 | 6888.9683 | 0.56093 | 11729.4629 | 0.95507 | 551.8535 | 1316.238 | 0.10717 | 10965.0784 | 2502.9036 | 0.2038 | 9778.4128 | 11946.3828 | 0.97273 | 334.9336 | 12023.5371 | 0.97901 | 257.7793 | 16.2145 | 0.0013203 | 12265.1019
304 | Rancho Seco - Bellota (Proposed) | Solano | PGE GBA | {'Camanche': [5.8, 0.0], 'Bellota': [8.2, 0.0], 'Lockeford': [9.0, 0.0], 'Weber': [19.8, 0.0], 'Eight Mile': [21.3, 0.0], 'Stagg': [21.5, 0.0], 'Riverbank': [25.6, 0.0], 'Ripon': [27.3, 0.0], 'Vierra': [27.7, 0.0], 'New Melones': [28.5, 0.0], 'Warnerville': [29.0, 0.0], 'Peoria': [31.5, 0.0], 'Grand Island': [33.0, 0.0], 'Chinese Station': [33.4, 0.0], 'Gold Hill': [37.0, 0.0], 'Curtis': [38.5, 0.0], 'Brentwood': [39.9, 0.0], 'Westley': [39.9, 0.0], 'Kelso': [40.4, 0.0], 'Delta Pumps': [41.0, 0.0], 'Tesla': [42.5, 0.0], 'Midway Green Ridge Services': [42.7, 0.0], 'Placerville': [42.9, 0.0], 'Lone Tree': [43.5, 0.0], 'Contra Costa': [43.8, 0.0], 'Birds Landing': [45.3, 0.0], 'Shiloh III': [46.3, 0.0], 'Davis': [49.1, 0.0], 'Pittsburg': [49.4, 0.0], 'Kirker': [50.1, 0.0], 'Cayetano': [50.3, 0.0], 'Pleasant Grove': [50.5, 0.0], 'Donnells-Curtis': [52.9, 0.0], 'Crow Creek': [53.0, 0.0], 'Fink (Proposed)': [53.3, 0.0], 'Vaca-Dixon & Gc Yard': [53.5, 0.0], 'Peabody': [53.9, 0.0], 'Clayton': [54.5, 0.0], 'Woodland': [55.9, 0.0]} | 0 | 0 | 0 | 0 | 0 | 0 | 0 | 0 | 0 | 0 | 0 | 0 | 0 | 0 | 0 | 0 | 0 | 0 | 0 | 0 | 0 | 0 | 0 | 0 | 0 | 0 | 0 | 0 | 0 | 0 | 0 | 0 | 0 | 0 | 0 | 0 | 0
207 | Rancho Vista | Greater_Kramer | SCE Metro | {'Etiwanda': [0.4, 502.0], 'Mira Loma': [5.8, 442.0], 'Padua': [6.4, 446.0], 'Chino': [10.3, 0.0], 'Vista': [12.8, 498.0], 'San Bernardino': [17.0, 498.0], 'Lugo': [21.4, 502.0], 'Serrano': [23.1, 0.0], 'Lee Lake (Proposed)': [23.8, 0.0], 'Olinda': [24.3, 0.0], 'Walnut': [24.5, 0.0], 'Villa Park': [25.5, 0.0], 'Rio Hondo': [25.6, 0.0], 'El Casco': [27.6, 57.0], 'Lewis': [28.4, 0.0], 'Viejo': [29.7, 0.0], 'Victor': [29.9, 502.0], 'Johanna': [31.7, 0.0], 'Goodrich': [32.0, 0.0], 'Barre': [32.1, 0.0], 'Santiago': [32.1, 0.0], 'Valley': [32.4, 0.0], 'Mesa': [33.2, 0.0], 'Roadway': [34.3, 446.0], 'Center': [34.6, 0.0], 'Laguna Bell': [36.0, 0.0], 'Del Amo': [36.3, 0.0], 'Ellis': [36.4, 0.0], 'Trabuco': [37.1, 0.0], 'Margarita': [37.5, 0.0], 'Gould': [38.5, 0.0], 'Alamitos': [39.4, 0.0], 'Lighthipe': [39.5, 0.0], 'Huntington Beach': [39.7, 0.0], 'Capistrano': [40.4, 0.0], 'Vincent': [43.2, 0.0], 'Hinson': [43.7, 0.0], 'Talega': [43.8, 0.0], 'Arcogen': [44.8, 0.0], 'Harborgen': [45.2, 0.0], 'Long Beach': [45.5, 0.0], 'Calcite': [46.2, 57.0], 'La Fresa': [48.3, 0.0], 'La Cienega': [48.8, 0.0], 'San Onofre': [49.5, 0.0], 'El Nido': [50.0, 0.0], 'Chevmain': [51.5, 0.0], 'Redondo': [51.7, 0.0], 'El Segundo': [52.5, 0.0], 'Lugo - Pisgah (Proposed)': [55.7, 57.0], 'Devers': [55.9, 0.0], 'Sylmar-Pac Intertie': [57.3, 0.0]} | 11348.5781 | 501.8751 | 0.044224 | 10846.7031 | 0.95578 | 0 | 0 | 0 | 0 | 0 | 0 | 0 | 0 | 0 | 0 | 4563.5605 | 0.40213 | 3808.178 | 0.33556 | 6651.9106 | 0.58614 | 4696.6675 | 5992.1895 | 0.52801 | 5356.3887 | 6378.2939 | 0.56203 | 4970.2842 | 10641.7334 | 0.93772 | 706.8447 | 5471.1768 | 0.4821 | 5877.4014 | 64.2283 | 0.0056596 | 11284.3498
68 | Ransburg | Greater_Kramer (Exclude) | SCE NOL | {'Inyokern': [21.5, 11304.0], 'Kramer': [26.6, 7914.0], 'Windhub': [42.4, 7053.0], 'Highwind': [45.2, 5160.0], 'Tortilla': [49.2, 0.0], 'Roadway': [56.0, 0.0], 'Whirlwind': [56.6, 3.0], 'Cool Water': [56.7, 0.0], 'Antelope': [59.6, 0.0]} | 136750.2344 | 20373.375 | 0.14898 | 116376.8594 | 0.85102 | 0 | 0 | 0 | 0 | 0 | 48.5007 | 0.00035467 | 0 | 0 | 0 | 2192.9102 | 0.016036 | 0 | 0 | 66406.9688 | 0.48561 | 70343.2656 | 30184.8789 | 0.22073 | 106565.3555 | 12540.4912 | 0.091704 | 124209.7432 | 87404.9453 | 0.63916 | 49345.2891 | 80519.125 | 0.5888 | 56231.1094 | 428.9079 | 0.0031364 | 136321.3265
186 | Rector | Central_Valley_North_Los_Banos | SCE Northern | {'Springville': [21.8, 0.0], 'Waukena': [21.8, 0.0], 'Reedley': [22.0, 0.0], 'Corcoran': [22.0, 0.0], 'GWF Hanford': [22.6, 0.0], 'Kingsburg': [22.7, 0.0], 'Wahtoke': [24.4, 0.0], 'Alpaugh': [26.4, 0.0], 'Olive': [30.2, 0.0], 'McCall': [30.5, 0.0], 'Leprino': [33.1, 0.0], 'Vestal': [33.2, 0.0], 'Sanger': [34.5, 0.0], 'Henrietta': [37.0, 0.0], 'Malaga': [37.9, 0.0], 'Mustang': [37.9, 0.0], 'California Ave': [40.7, 0.0], 'Smyrna': [42.2, 0.0], 'West Fresno': [42.8, 0.0], 'Kearney (New)': [45.0, 0.0], 'Mc Mullin': [46.0, 0.0], 'Gates-Midway (Proposed)': [46.3, 0.0], 'Charca': [48.3, 0.0], 'Semitropic': [49.8, 0.0], 'Schindler': [50.3, 0.0], 'Gates': [50.4, 0.0], 'Goose Lake': [52.0, 0.0], 'Arco': [52.3, 0.0], 'Gregg': [53.2, 0.0], 'Avenal': [53.7, 0.0], 'Poso Mt.': [53.9, 0.0], 'Shafter': [54.7, 0.0], 'Excelsior': [55.4, 0.0], 'Helm': [55.5, 0.0], 'Lerdo': [55.7, 0.0], 'Borden': [59.2, 0.0], 'Rio Bravo': [59.5, 0.0], '7th Standard': [60.0, 0.0]} | 0 | 0 | 0 | 0 | 0 | 0 | 0 | 0 | 0 | 0 | 0 | 0 | 0 | 0 | 0 | 0 | 0 | 0 | 0 | 0 | 0 | 0 | 0 | 0 | 0 | 0 | 0 | 0 | 0 | 0 | 0 | 0 | 0 | 0 | 0 | 0 | 0
258 | Redbluff | Riverside (Exclude) | SCE Eastern | {'Kem': [15.1, 11645.0], 'Julian Hinds': [18.1, 11932.0], 'Colorado River': [29.8, 2159.0], 'Bannister': [37.1, 286.0], 'Sonora': [37.2, 286.0], 'Arkansas': [39.9, 286.0], 'Blythe': [41.6, 330.0]} | 104285.1875 | 12242.2578 | 0.11739 | 92042.9297 | 0.88261 | 0 | 0 | 0 | 0 | 0 | 11.4166 | 0.00010947 | 0 | 0 | 0 | 0 | 0 | 0 | 0 | 51997.5352 | 0.49861 | 52287.6523 | 33734.7383 | 0.32349 | 70550.4492 | 27466.4688 | 0.26338 | 76818.7188 | 63778.6562 | 0.61158 | 40506.5312 | 70780.1875 | 0.67872 | 33505 | 759.3652 | 0.0072816 | 103525.8223
246 | Redondo | Greater_LA | SCE Metro | {'El Nido': [3.4, 422.0], 'La Fresa': [3.5, 422.0], 'Chevmain': [3.8, 422.0], 'El Segundo': [4.6, 422.0], 'Arcogen': [8.6, 402.0], 'Hinson': [9.7, 400.0], 'Harborgen': [10.4, 391.0], 'La Cienega': [10.5, 422.0], 'Long Beach': [11.0, 390.0], 'Lighthipe': [12.4, 399.0], 'Laguna Bell': [16.4, 399.0], 'Del Amo': [16.7, 389.0], 'Center': [17.1, 390.0], 'Alamitos': [17.6, 387.0], 'Mesa': [20.6, 390.0], 'Barre': [23.5, 385.0], 'Goodrich': [27.1, 351.0], 'Huntington Beach': [27.4, 385.0], 'Walnut': [27.5, 378.0], 'Olinda': [27.6, 377.0], 'Ellis': [28.0, 385.0], 'Gould': [28.2, 23.0], 'Lewis': [28.2, 382.0], 'Rio Hondo': [29.3, 348.0], 'Villa Park': [31.9, 367.0], 'Sylmar-Pac Intertie': [32.2, 37.0], 'Johanna': [32.2, 367.0], 'Serrano': [34.4, 365.0], 'Santiago': [37.9, 365.0], 'Saugus': [41.0, 19.0], 'Chino': [42.0, 0.0], 'Moorpark': [42.0, 35.0], 'Pardee': [42.2, 16.0], 'Viejo': [44.7, 2.0], 'Trabuco': [45.6, 2.0], 'Vincent': [46.6, 0.0], 'Padua': [46.9, 0.0], 'Capistrano': [47.6, 2.0], 'Margarita': [48.4, 2.0], 'Mira Loma': [48.6, 0.0], 'Rancho Vista': [51.7, 0.0], 'Etiwanda': [52.1, 0.0], 'Talega': [54.4, 0.0], 'Lee Lake (Proposed)': [54.4, 0.0], 'Mandalay': [55.3, 16.0], 'Santa Clara': [55.4, 5.0], 'Antelope': [58.1, 0.0], 'San Onofre': [58.3, 0.0]} | 1089.9087 | 395.4445 | 0.36282 | 694.4642 | 0.63718 | 0 | 0 | 0 | 0 | 0 | 0 | 0 | 0 | 0 | 0 | 0.18936 | 0.00017374 | 0 | 0 | 6.1663 | 0.0056577 | 1083.7424 | 230.8622 | 0.21182 | 859.0465 | 610.1227 | 0.55979 | 479.786 | 616.2891 | 0.56545 | 473.6196 | 0 | 0 | 1089.9087 | 27.3423 | 0.025087 | 1062.5664
30 | Reedley | Central_Valley_North_Los_Banos | PGE Fresno | {'Wahtoke': [4.3, 0.0], 'Kingsburg': [14.0, 0.0], 'McCall': [14.6, 0.0], 'Sanger': [14.8, 0.0], 'Malaga': [20.4, 0.0], 'Rector': [22.0, 0.0], 'California Ave': [22.9, 0.0], 'West Fresno': [25.8, 0.0], 'GWF Hanford': [27.6, 0.0], 'Kearney (New)': [29.0, 0.0], 'Mc Mullin': [34.0, 0.0], 'Waukena': [34.1, 0.0], 'Gregg': [34.5, 0.0], 'Corcoran': [35.6, 0.0], 'Leprino': [35.8, 0.0], 'Henrietta': [38.6, 0.0], 'Mustang': [39.7, 0.0], 'Borden': [40.2, 0.0], 'Springville': [42.1, 0.0], 'Big Creek 1': [42.1, 0.0], 'Helm': [44.4, 0.0], 'Alpaugh': [44.5, 0.0], 'Schindler': [44.6, 0.0], 'Olive': [48.9, 0.0], 'Excelsior': [49.6, 0.0], 'Gates': [52.6, 0.0], 'Cantua': [55.0, 0.0], 'Vestal': [55.1, 0.0], 'Newhall': [55.8, 0.0], 'Tranquility': [57.2, 0.0], 'Avenal': [59.8, 0.0]} | 0 | 0 | 0 | 0 | 0 | 0 | 0 | 0 | 0 | 0 | 0 | 0 | 0 | 0 | 0 | 0 | 0 | 0 | 0 | 0 | 0 | 0 | 0 | 0 | 0 | 0 | 0 | 0 | 0 | 0 | 0 | 0 | 0 | 0 | 0 | 0 | 0
268 | Regulus | Central_Valley_North_Los_Banos | PGE Kern | {'Lamont': [0.1, 1955.0], 'Grimmway-Malaga': [3.4, 1657.0], 'Magunden': [5.5, 1345.0], 'Columbus': [8.2, 634.0], 'Cal Water': [8.9, 752.0], 'Bakersfield': [10.1, 535.0], 'West Park': [11.3, 182.0], 'Stockdale': [11.6, 0.0], 'Sycamore': [12.9, 535.0], 'Rosedale': [13.3, 89.0], 'Kern Oil': [13.3, 535.0], 'Kern Power': [14.4, 9.0], 'Tevis': [15.1, 0.0], 'Wheeler Ridge': [15.7, 1033.0], '7th Standard': [18.0, 32.0], 'Renfro': [18.1, 0.0], 'Poso Mt.': [18.9, 535.0], 'Lerdo': [21.5, 75.0], 'Tupman': [23.3, 0.0], 'Rio Bravo': [24.6, 0.0], 'Pastoria': [25.0, 1036.0], 'Norco': [25.2, 0.0], 'Midway - Wheeler Ridge (Proposed)': [25.9, 0.0], 'Elk Hills': [29.4, 0.0], 'Shafter': [29.7, 0.0], 'Highwind': [30.6, 1420.0], 'Charca': [33.8, 0.0], 'Midway': [34.1, 0.0], 'Bailey': [36.3, 1033.0], 'Taft': [36.7, 0.0], 'Windhub': [37.6, 1420.0], 'Semitropic': [38.6, 0.0], 'Whirlwind': [38.7, 1371.0], 'Vestal': [39.6, 96.0], 'Smyrna': [44.2, 0.0], 'Goose Lake': [45.5, 0.0], 'Temblor': [47.4, 0.0], 'Kernridge': [50.5, 0.0], 'Olive': [52.8, 0.0], 'Antelope': [52.8, 9.0], 'Springville': [56.1, 0.0], 'Alpaugh': [56.8, 0.0], 'Caliente': [59.7, 0.0]} | 24475.2715 | 1953.2424 | 0.079805 | 22522.0293 | 0.9202 | 0 | 0 | 0 | 0 | 0 | 3.1135 | 0.00012721 | 0.086938 | 3.5521e-06 | 0 | 9752.7881 | 0.39848 | 14681.625 | 0.59986 | 14677.4873 | 0.59969 | 9797.7842 | 4283.5039 | 0.17501 | 20191.7676 | 11302.3105 | 0.46178 | 13172.9609 | 18810.2852 | 0.76854 | 5664.9863 | 18793.7129 | 0.76787 | 5681.5586 | 225.3397 | 0.0092068 | 24249.9318
239 | Renfro | Central_Valley_North_Los_Banos | PGE Kern | {'Kern Power': [3.8, 0.0], '7th Standard': [4.0, 0.0], 'Rosedale': [4.9, 0.0], 'Tevis': [5.1, 0.0], 'Tupman': [6.4, 0.0], 'Rio Bravo': [6.6, 0.0], 'West Park': [7.0, 0.0], 'Stockdale': [7.3, 0.0], 'Lerdo': [7.8, 0.0], 'Kern Oil': [8.9, 0.0], 'Bakersfield': [9.0, 0.0], 'Norco': [10.8, 0.0], 'Sycamore': [10.8, 0.0], 'Shafter': [12.3, 0.0], 'Columbus': [12.7, 0.0], 'Magunden': [13.8, 0.0], 'Cal Water': [15.0, 0.0], 'Midway': [16.3, 0.0], 'Elk Hills': [16.4, 0.0], 'Poso Mt.': [16.6, 0.0], 'Charca': [17.7, 0.0], 'Unknown - 3327': [18.1, 0.0], 'Lamont': [18.2, 0.0], 'Midway - Wheeler Ridge (Proposed)': [19.3, 0.0], 'Grimmway-Malaga': [19.7, 0.0], 'Semitropic': [21.3, 0.0], 'Wheeler Ridge': [23.2, 0.0], 'Taft': [25.0, 0.0], 'Goose Lake': [27.7, 0.0], 'Smyrna': [28.1, 0.0], 'Temblor': [30.0, 0.0], 'Vestal': [31.7, 0.0], 'Kernridge': [32.7, 0.0], 'Pastoria': [36.1, 0.0], 'Olive': [38.6, 0.0], 'Caliente': [42.5, 0.0], 'Gates-Midway (Proposed)': [42.9, 0.0], 'Alpaugh': [43.0, 0.0], 'Bailey': [47.6, 0.0], 'Highwind': [48.7, 0.0], 'Carrizo Plains': [49.4, 0.0], 'Arco': [49.9, 0.0], 'Solar': [50.5, 0.0], 'Springville': [51.3, 0.0], 'Corcoran': [54.5, 0.0], 'Whirlwind': [55.1, 0.0], 'Windhub': [55.6, 0.0], 'Waukena': [56.8, 0.0]} | 14.1504 | 0 | 0 | 0 | 0 | 0 | 0 | 0 | 0 | 0 | 0 | 0 | 0 | 0 | 0 | 0 | 0 | 14.1504 | 1 | 14.1504 | 1 | 0 | 0 | 0 | 14.1504 | 14.1504 | 1 | 0 | 14.1504 | 1 | 0 | 14.1504 | 1 | 0 | 0 | 0 | 14.1504
206 | Richmond | Northern_California | Northeast CA | {'Leavitt': [7.1, 10758.0], 'Madeline': [38.7, 3490.0], 'Pit 1': [59.4, 0.0]} | 95751.1016 | 11612.2041 | 0.12127 | 84138.8984 | 0.87873 | 0 | 0 | 0 | 0 | 0 | 4297.9009 | 0.044886 | 0 | 0 | 0 | 58869.2461 | 0.61482 | 21709.2578 | 0.22673 | 46045.0195 | 0.48088 | 49706.082 | 9958.2764 | 0.104 | 85792.8252 | 12831.0469 | 0.134 | 82920.0547 | 52652.2227 | 0.54989 | 43098.8789 | 70810.7734 | 0.73953 | 24940.3281 | 10173.3926 | 0.10625 | 85577.709
54 | Rio Bravo | Central_Valley_North_Los_Banos | PGE Kern | {'Shafter': [5.9, 0.0], 'Tupman': [6.1, 0.0], 'Renfro': [6.6, 0.0], 'Lerdo': [7.3, 0.0], '7th Standard': [7.3, 0.0], 'Kern Power': [10.2, 0.0], 'Midway': [11.1, 0.0], 'Norco': [11.1, 0.0], 'Rosedale': [11.2, 0.0], 'Tevis': [11.3, 0.0], 'Charca': [12.0, 0.0], 'West Park': [13.3, 0.0], 'Kern Oil': [13.5, 0.0], 'Stockdale': [13.9, 0.0], 'Semitropic': [14.8, 0.0], 'Bakersfield': [14.9, 0.0], 'Sycamore': [15.2, 0.0], 'Elk Hills': [16.3, 0.0], 'Columbus': [18.3, 0.0], 'Poso Mt.': [18.9, 0.0], 'Magunden': [19.9, 0.0], 'Cal Water': [20.3, 0.0], 'Goose Lake': [21.1, 0.0], 'Smyrna': [22.0, 0.0], 'Midway - Wheeler Ridge (Proposed)': [22.1, 0.0], 'Taft': [24.5, 0.0], 'Unknown - 3327': [24.6, 0.0], 'Lamont': [24.7, 0.0], 'Temblor': [24.9, 0.0], 'Grimmway-Malaga': [26.3, 0.0], 'Kernridge': [27.0, 0.0], 'Wheeler Ridge': [29.2, 0.0], 'Vestal': [29.3, 0.0], 'Olive': [33.1, 0.0], 'Gates-Midway (Proposed)': [36.3, 0.0], 'Caliente': [37.3, 0.0], 'Alpaugh': [37.6, 0.0], 'Pastoria': [42.2, 0.0], 'Arco': [43.3, 0.0], 'Carrizo Plains': [44.1, 0.0], 'Solar': [45.2, 0.0], 'Corcoran': [49.0, 0.0], 'Springville': [49.4, 0.0], 'Waukena': [51.2, 0.0], 'Bailey': [53.5, 0.0], 'Highwind': [55.2, 0.0], 'Rector': [59.5, 0.0]} | 0 | 0 | 0 | 0 | 0 | 0 | 0 | 0 | 0 | 0 | 0 | 0 | 0 | 0 | 0 | 0 | 0 | 0 | 0 | 0 | 0 | 0 | 0 | 0 | 0 | 0 | 0 | 0 | 0 | 0 | 0 | 0 | 0 | 0 | 0 | 0 | 0
93 | Rio Hondo | Greater_LA | SCE Metro | {'Walnut': [6.9, 388.0], 'Goodrich': [6.9, 2046.0], 'Mesa': [8.8, 483.0], 'Olinda': [11.5, 347.0], 'Laguna Bell': [13.1, 348.0], 'Center': [14.1, 348.0], 'Gould': [14.3, 1710.0], 'Chino': [18.8, 0.0], 'Del Amo': [19.0, 348.0], 'Lighthipe': [19.1, 348.0], 'Padua': [19.6, 45.0], 'Barre': [20.4, 347.0], 'Lewis': [20.9, 347.0], 'Villa Park': [21.7, 340.0], 'Serrano': [22.0, 340.0], 'La Cienega': [23.9, 348.0], 'Hinson': [24.1, 348.0], 'Alamitos': [24.4, 348.0], 'Mira Loma': [24.8, 0.0], 'Arcogen': [24.9, 348.0], 'Rancho Vista': [25.6, 0.0], 'La Fresa': [25.9, 348.0], 'Etiwanda': [26.0, 0.0], 'Harborgen': [26.6, 348.0], 'El Nido': [26.8, 348.0], 'Long Beach': [27.3, 348.0], 'Vincent': [27.4, 1702.0], 'Johanna': [28.0, 340.0], 'Chevmain': [28.0, 348.0], 'El Segundo': [28.8, 348.0], 'Ellis': [29.0, 347.0], 'Redondo': [29.3, 348.0], 'Huntington Beach': [31.6, 347.0], 'Santiago': [32.7, 340.0], 'Sylmar-Pac Intertie': [32.8, 1620.0], 'Viejo': [35.9, 2.0], 'Vista': [38.2, 0.0], 'Lee Lake (Proposed)': [39.1, 0.0], 'Lugo': [39.4, 0.0], 'Saugus': [40.4, 1619.0], 'Trabuco': [41.3, 2.0], 'Pardee': [41.4, 1613.0], 'San Bernardino': [42.6, 0.0], 'Margarita': [43.3, 2.0], 'Victor': [43.7, 0.0], 'Antelope': [44.1, 1702.0], 'Capistrano': [44.7, 2.0], 'Roadway': [45.9, 0.0], 'Talega': [50.7, 0.0], 'El Casco': [52.7, 0.0], 'Valley': [53.7, 0.0], 'Moorpark': [54.2, 0.0], 'San Onofre': [56.3, 0.0], 'Whirlwind': [58.1, 1379.0]} | 8891.4873 | 2025.9518 | 0.22785 | 6865.5356 | 0.77215 | 0 | 0 | 0 | 0 | 0 | 0 | 0 | 0 | 0 | 0 | 1477.2512 | 0.16614 | 713.4733 | 0.080242 | 1166.7771 | 0.13122 | 7724.7102 | 3981.4636 | 0.44778 | 4910.0237 | 3017.0981 | 0.33932 | 5874.3892 | 5321.709 | 0.59852 | 3569.7783 | 3511.3206 | 0.39491 | 5380.1667 | 64.3872 | 0.0072414 | 8827.1001
184 | Rio Oso | Northern_California | PGE NGBA | {'Pleasant Grove': [11.6, 0.0], 'Olivehurst': [11.6, 0.0], 'East Marysville': [16.6, 0.0], 'Pease': [19.3, 0.0], 'Higgins': [21.6, 0.0], 'Woodland': [23.7, 0.0], 'Gold Hill': [26.2, 0.0], 'Honcut': [27.5, 0.0], 'Davis': [30.6, 0.0], 'Brunswick': [30.9, 0.0], 'Colgate': [31.1, 0.0], 'Madison': [32.7, 0.0], 'Palermo': [36.0, 0.0], 'Wyandotte': [38.6, 0.0], 'Placerville': [39.4, 0.0], 'Putah Creek': [40.3, 0.0], 'Thermalito': [41.0, 0.0], 'Cortina': [42.6, 0.0], 'Drum 1': [43.7, 0.0], 'Table Mt.': [43.9, 0.0], 'Vaca-Dixon & Gc Yard': [44.3, 0.0], 'Grand Island': [49.1, 0.0], 'Delevan': [52.4, 0.0], 'Peabody': [52.5, 0.0], 'Camanche': [55.3, 0.0], 'Shiloh III': [56.7, 0.0], 'Lockeford': [58.8, 0.0], 'Birds Landing': [59.3, 0.0], 'Logan Creek': [59.7, 0.0]} | 2062.959 | 0 | 0 | 0 | 0 | 0 | 0 | 0 | 0 | 0 | 0.1492 | 7.2325e-05 | 0.052731 | 2.5561e-05 | 0 | 2062.9062 | 0.99997 | 0 | 0 | 2010.1025 | 0.97438 | 52.8564 | 1034.4934 | 0.50146 | 1028.4656 | 1034.4934 | 0.50146 | 1028.4656 | 2029.7031 | 0.98388 | 33.2559 | 1776.7391 | 0.86126 | 286.2198 | 5.3863 | 0.002611 | 2057.5727
154 | Ripon | Solano | PGE GBA | {'Vierra': [7.6, 0.0], 'Weber': [12.4, 0.0], 'Westley': [12.6, 0.0], 'Riverbank': [13.1, 0.0], 'Warnerville': [18.8, 0.0], 'Bellota': [19.3, 0.0], 'Stagg': [19.7, 0.0], 'Tesla': [23.1, 0.0], 'Midway Green Ridge Services': [24.2, 0.0], 'Eight Mile': [24.4, 0.0], 'Lockeford': [25.0, 0.0], 'Kelso': [25.1, 0.0], 'Delta Pumps': [26.1, 0.0], 'Crow Creek': [26.4, 0.0], 'Fink (Proposed)': [26.7, 0.0], 'Rancho Seco - Bellota (Proposed)': [27.3, 0.0], 'Brentwood': [31.1, 0.0], 'Camanche': [32.3, 0.0], 'Cayetano': [34.2, 0.0], 'Miller': [34.8, 0.0], 'Lone Tree': [36.0, 0.0], 'New Melones': [36.1, 0.0], 'Peoria': [36.9, 0.0], 'Chinese Station': [37.4, 0.0], 'Contra Costa': [38.6, 0.0], 'Grand Island': [40.8, 0.0], 'Quinto': [44.1, 0.0], 'Birds Landing': [45.2, 0.0], 'Kirker': [45.3, 0.0], 'Pittsburg': [45.3, 0.0], 'Clayton': [46.8, 0.0], 'Curtis': [47.6, 0.0], 'Shiloh III': [47.7, 0.0], 'Los Esteros': [48.7, 0.0], 'Los Banos': [49.0, 0.0], 'Metcalf 1': [49.1, 0.0], 'Newark': [49.2, 0.0], 'Merced': [49.2, 0.0], 'Metcalf Energy Center': [49.5, 0.0], 'Scott': [51.4, 0.0], 'Wilson': [51.6, 0.0], 'Eastshore': [53.8, 0.0], 'Hicks': [54.9, 0.0], 'Martinez': [55.9, 0.0], 'Llagas': [56.4, 0.0], 'Peabody': [57.9, 0.0]} | 42334.4375 | 0 | 0 | 0 | 0 | 0 | 0 | 0 | 0 | 0 | 792.8136 | 0.018727 | 1025.8906 | 0.024233 | 0 | 34792.5156 | 0.82185 | 4910.8701 | 0.116 | 39535.9805 | 0.9339 | 2798.457 | 27424.1602 | 0.6478 | 14910.2773 | 33809.3711 | 0.79863 | 8525.0664 | 42331.4297 | 0.99993 | 3.0078 | 18895.7578 | 0.44634 | 23438.6797 | 1211.2958 | 0.028613 | 41123.1417
181 | Riverbank | Central_Valley_North_Los_Banos | PGE GBA | {'Warnerville': [6.1, 0.0], 'Ripon': [13.1, 0.0], 'Bellota': [18.0, 0.0], 'Vierra': [20.1, 0.0], 'Weber': [20.9, 0.0], 'Westley': [20.9, 0.0], 'New Melones': [24.0, 0.0], 'Peoria': [24.2, 0.0], 'Chinese Station': [24.6, 0.0], 'Rancho Seco - Bellota (Proposed)': [25.6, 0.0], 'Lockeford': [27.7, 0.0], 'Stagg': [28.6, 0.0], 'Crow Creek': [30.0, 0.0], 'Fink (Proposed)': [30.4, 0.0], 'Camanche': [31.3, 0.0], 'Eight Mile': [32.5, 0.0], 'Curtis': [35.1, 0.0], 'Tesla': [36.1, 0.0], 'Midway Green Ridge Services': [37.3, 0.0], 'Miller': [37.5, 0.0], 'Kelso': [38.1, 0.0], 'Delta Pumps': [39.0, 0.0], 'Merced': [41.3, 0.0], 'Wilson': [42.8, 0.0], 'Brentwood': [43.2, 0.0], 'Quinto': [45.7, 0.0], 'Cayetano': [47.2, 0.0], 'Lone Tree': [48.1, 0.0], 'Grand Island': [49.0, 0.0], 'Los Banos': [49.8, 0.0], 'Contra Costa': [50.3, 0.0], 'Le Grand': [53.3, 0.0], 'Birds Landing': [56.0, 0.0], 'Pittsburg': [57.0, 0.0], 'Kirker': [57.2, 0.0], 'Donnells-Curtis': [57.9, 0.0], 'Shiloh III': [58.2, 0.0], 'Dairyland': [59.1, 0.0], 'Clayton': [59.2, 0.0], 'Metcalf 1': [59.2, 0.0], 'Metcalf Energy Center': [59.6, 0.0]} | 1539.2838 | 0 | 0 | 0 | 0 | 0 | 0 | 0 | 0 | 0 | 0 | 0 | 0 | 0 | 0 | 1191.5822 | 0.77411 | 347.7017 | 0.22589 | 1539.2838 | 1 | 0 | 242.5305 | 0.15756 | 1296.7534 | 727.4896 | 0.47262 | 811.7943 | 1539.2838 | 1 | 0 | 1539.2838 | 1 | 0 | 0 | 0 | 1539.2838
314 | Roadway | Greater_Kramer | SCE NOL | {'Victor': [5.1, 5678.0], 'Lugo': [14.7, 4729.0], 'Calcite': [28.5, 3888.0], 'Kramer': [29.4, 2570.0], 'Tortilla': [29.4, 3553.0], 'Padua': [34.0, 471.0], 'Etiwanda': [34.2, 447.0], 'Rancho Vista': [34.3, 446.0], 'San Bernardino': [35.7, 1127.0], 'Vista': [37.3, 835.0], 'Cool Water': [37.5, 3366.0], 'Mira Loma': [40.1, 442.0], 'Vincent': [40.7, 1216.0], 'Chino': [42.6, 0.0], 'Rio Hondo': [45.9, 0.0], 'Lugo - Pisgah (Proposed)': [46.0, 1492.0], 'El Casco': [46.2, 460.0], 'Goodrich': [48.4, 0.0], 'Walnut': [49.8, 0.0], 'Gould': [50.5, 0.0], 'Antelope': [51.1, 110.0], 'Olinda': [52.3, 0.0], 'Mesa': [54.5, 0.0], 'Serrano': [55.8, 0.0], 'Randsburg': [56.0, 0.0], 'Lee Lake (Proposed)': [57.0, 0.0], 'Villa Park': [57.7, 0.0], 'Windhub': [58.6, 100.0], 'Laguna Bell': [59.0, 0.0], 'Valley': [59.5, 0.0], 'Center': [59.7, 0.0], 'Lewis': [59.7, 0.0]} | 71884.6484 | 5963.6157 | 0.082961 | 65921.0312 | 0.91704 | 0 | 0 | 0 | 0 | 0 | 0 | 0 | 0.38244 | 5.3202e-06 | 0 | 7280.7485 | 0.10128 | 6184.0005 | 0.086027 | 38676.8125 | 0.53804 | 33207.8359 | 27758.5293 | 0.38615 | 44126.1191 | 19628.6914 | 0.27306 | 52255.957 | 53788.0312 | 0.74825 | 18096.6172 | 36991.5078 | 0.5146 | 34893.1406 | 287.7343 | 0.0040027 | 71596.9141
55 | Rosedale | Central_Valley_North_Los_Banos | PGE Kern | {'Kern Power': [1.1, 9.0], 'West Park': [2.1, 89.0], 'Stockdale': [4.2, 0.0], 'Bakersfield': [4.2, 89.0], 'Renfro': [4.9, 0.0], 'Tevis': [4.9, 0.0], '7th Standard': [5.3, 32.0], 'Kern Oil': [5.4, 89.0], 'Sycamore': [7.2, 89.0], 'Columbus': [7.9, 89.0], 'Magunden': [8.9, 89.0], 'Lerdo': [9.5, 75.0], 'Cal Water': [10.5, 89.0], 'Tupman': [11.0, 0.0], 'Rio Bravo': [11.2, 0.0], 'Unknown - 3327': [13.3, 89.0], 'Lamont': [13.4, 89.0], 'Poso Mt.': [14.3, 89.0], 'Norco': [14.5, 0.0], 'Grimmway-Malaga': [15.2, 89.0], 'Shafter': [16.5, 0.0], 'Elk Hills': [19.8, 0.0], 'Wheeler Ridge': [20.7, 0.0], 'Midway - Wheeler Ridge (Proposed)': [20.7, 0.0], 'Charca': [21.2, 0.0], 'Midway': [21.2, 0.0], 'Semitropic': [25.5, 0.0], 'Taft': [28.3, 0.0], 'Smyrna': [31.7, 0.0], 'Vestal': [32.1, 74.0], 'Goose Lake': [32.2, 0.0], 'Pastoria': [33.3, 0.0], 'Temblor': [34.9, 0.0], 'Kernridge': [37.6, 0.0], 'Olive': [41.5, 0.0], 'Highwind': [43.9, 0.0], 'Bailey': [44.9, 0.0], 'Alpaugh': [45.7, 0.0], 'Gates-Midway (Proposed)': [47.2, 0.0], 'Caliente': [47.3, 0.0], 'Windhub': [50.9, 0.0], 'Whirlwind': [51.0, 0.0], 'Springville': [51.1, 0.0], 'Carrizo Plains': [54.3, 0.0], 'Arco': [54.5, 0.0], 'Solar': [55.4, 0.0], 'Corcoran': [57.3, 0.0], 'Waukena': [59.6, 0.0]} | 1402.8151 | 88.8012 | 0.063302 | 1314.0139 | 0.9367 | 0 | 0 | 0 | 0 | 0 | 0 | 0 | 0 | 0 | 0 | 177.0556 | 0.12621 | 1225.7594 | 0.87379 | 714.5479 | 0.50937 | 688.2672 | 645.2892 | 0.46 | 757.5259 | 760.2532 | 0.54195 | 642.5619 | 1181.1853 | 0.84201 | 221.6298 | 1178.046 | 0.83977 | 224.769 | 24.546 | 0.017498 | 1378.2691
171 | Round Mountain | Northern_California | PGE NGBA | {'Cove Road': [4.9, 2107.0], 'New Sub - Pit 1 - Cottonwood (Proposed)': [6.1, 1604.0], 'Pit 1': [26.2, 1491.0], 'Jessup': [31.5, 0.0], 'Cottonwood': [33.1, 0.0]} | 14703.0645 | 2098.2139 | 0.14271 | 12604.8506 | 0.85729 | 0 | 0 | 0 | 0 | 0 | 0.0020168 | 1.3717e-07 | 0 | 0 | 0 | 9028.8623 | 0.61408 | 2663.2517 | 0.18114 | 6312.4321 | 0.42933 | 8390.6323 | 2893.6152 | 0.1968 | 11809.4492 | 2925.4678 | 0.19897 | 11777.5967 | 9437.6104 | 0.64188 | 5265.4541 | 7577.9541 | 0.5154 | 7125.1104 | 148.8362 | 0.010123 | 14554.2282
16 | San Bernardino | Greater_Kramer | SCE Eastern | {'Vista': [5.3, 1630.0], 'El Casco': [12.1, 1837.0], 'Etiwanda': [16.6, 498.0], 'Rancho Vista': [17.0, 498.0], 'Mira Loma': [19.3, 442.0], 'Lugo': [21.1, 1359.0], 'Padua': [23.1, 442.0], 'Valley': [23.9, 1320.0], 'Lee Lake (Proposed)': [25.8, 0.0], 'Chino': [25.9, 0.0], 'Victor': [30.5, 1359.0], 'Calcite': [35.5, 917.0], 'Roadway': [35.7, 1127.0], 'Serrano': [36.1, 0.0], 'Viejo': [36.7, 0.0], 'Villa Park': [38.8, 0.0], 'Devers': [39.2, 1320.0], 'Olinda': [40.3, 0.0], 'Lugo - Pisgah (Proposed)': [40.9, 917.0], 'Walnut': [41.1, 0.0], 'Santiago': [41.8, 0.0], 'Lewis': [42.3, 0.0], 'Rio Hondo': [42.6, 0.0], 'Margarita': [42.8, 0.0], 'Johanna': [43.4, 0.0], 'Trabuco': [43.5, 0.0], 'Capistrano': [46.2, 0.0], 'Barre': [46.6, 0.0], 'Talega': [47.2, 0.0], 'Ellis': [48.8, 0.0], 'Goodrich': [48.9, 0.0], 'Mesa': [50.1, 0.0], 'Center': [50.8, 0.0], 'Del Amo': [51.8, 0.0], 'Huntington Beach': [52.0, 0.0], 'San Onofre': [52.2, 0.0], 'Laguna Bell': [52.7, 0.0], 'Mirage': [53.0, 1320.0], 'Alamitos': [54.0, 0.0], 'Gould': [55.2, 0.0], 'Tortilla': [55.3, 0.0], 'Lighthipe': [55.5, 0.0], 'Vincent': [57.6, 0.0], 'Cool Water': [58.3, 0.0], 'Hinson': [59.3, 0.0]} | 42670.0586 | 2669.9187 | 0.062571 | 40000.1406 | 0.93743 | 0 | 0 | 0 | 0 | 0 | 3.1135 | 7.2968e-05 | 0 | 0 | 0 | 13041.0967 | 0.30563 | 14110.2607 | 0.33068 | 16645.0527 | 0.39009 | 26025.0059 | 20457.6777 | 0.47944 | 22212.3809 | 25400.2891 | 0.59527 | 17269.7695 | 35619.2539 | 0.83476 | 7050.8047 | 18472.5527 | 0.43292 | 24197.5059 | 160.9778 | 0.0037726 | 42509.0808
300 | Sandy | Southern_NV_Eldorado | SCE EOP | {'Crazy Eyes': [9.4, 3001.0], 'Gamebird': [18.4, 952.0], 'Pahrump': [22.9, 512.0], 'Desert View': [29.3, 1879.0], 'Primm': [29.9, 1215.0], 'Vista 2': [30.1, 274.0], 'Ivanpah': [33.3, 1215.0], 'Sloan Canyon': [35.4, 100.0], 'Eldorado': [37.8, 100.0], 'Innovation': [43.4, 31.0], 'Mead': [44.9, 99.0], 'Harry Allen': [49.7, 1879.0]} | 22596.2852 | 3363.8828 | 0.14887 | 19232.4023 | 0.85113 | 0 | 0 | 0 | 0 | 0 | 0.49302 | 2.1819e-05 | 0 | 0 | 0 | 841.0215 | 0.037219 | 0 | 0 | 3096.5913 | 0.13704 | 19499.6938 | 1147.0779 | 0.050764 | 21449.2073 | 7696.5669 | 0.34061 | 14899.7183 | 9296.5771 | 0.41142 | 13299.708 | 15526.2178 | 0.68711 | 7070.0674 | 117.7153 | 0.0052095 | 22478.5698
31 | Sanger | Central_Valley_North_Los_Banos | PGE Fresno | {'Malaga': [6.5, 0.0], 'McCall': [6.8, 0.0], 'California Ave': [8.5, 0.0], 'Wahtoke': [10.8, 0.0], 'West Fresno': [11.6, 0.0], 'Reedley': [14.8, 0.0], 'Kearney (New)': [15.1, 0.0], 'Kingsburg': [15.2, 0.0], 'Gregg': [19.7, 0.0], 'Mc Mullin': [22.4, 0.0], 'Borden': [25.5, 0.0], 'GWF Hanford': [30.3, 0.0], 'Helm': [32.4, 0.0], 'Rector': [34.5, 0.0], 'Leprino': [34.6, 0.0], 'Henrietta': [36.0, 0.0], 'Schindler': [36.1, 0.0], 'Mustang': [37.0, 0.0], 'Waukena': [39.3, 0.0], 'Big Creek 1': [39.9, 0.0], 'Excelsior': [40.5, 0.0], 'Newhall': [41.2, 0.0], 'Corcoran': [41.4, 0.0], 'Tranquility': [44.8, 0.0], 'Cantua': [44.9, 0.0], 'Dairyland': [45.8, 0.0], 'Mendota': [47.0, 0.0], 'Gates': [48.5, 0.0], 'Le Grand': [49.3, 0.0], 'Cheney': [51.3, 0.0], 'Alpaugh': [52.1, 0.0], 'Panoche': [54.0, 0.0], 'Springville': [55.8, 0.0], 'Olive': [56.6, 0.0], 'Avenal': [57.7, 0.0], 'Oro Loma': [59.1, 0.0], 'Wilson': [59.8, 0.0]} | 0 | 0 | 0 | 0 | 0 | 0 | 0 | 0 | 0 | 0 | 0 | 0 | 0 | 0 | 0 | 0 | 0 | 0 | 0 | 0 | 0 | 0 | 0 | 0 | 0 | 0 | 0 | 0 | 0 | 0 | 0 | 0 | 0 | 0 | 0 | 0 | 0
162 | San Luis Obispo | Kern_Greater_Carrizo | PGE Kern | {'Oceano': [11.5, 1991.0], 'Diablo Canyon': [12.4, 1847.0], 'Morro Bay': [14.7, 1911.0], 'Mesa': [20.2, 1656.0], 'Templeton': [20.4, 1900.0], 'Sisquoc': [31.5, 534.0], 'Solar': [33.5, 1547.0], 'Cholame': [33.8, 1460.0], 'Carrizo Plains': [34.6, 1547.0], 'Caliente': [41.3, 1481.0], 'Cabrillo': [44.1, 31.0], 'Cal Flats': [45.5, 355.0], 'Kernridge': [52.0, 177.0], 'Temblor': [53.6, 166.0], 'Arco': [53.9, 0.0], 'Avenal': [57.4, 0.0]} | 17246.2422 | 2375.002 | 0.13771 | 14871.2402 | 0.86229 | 0 | 0 | 0 | 0 | 0 | 52.4431 | 0.0030408 | 0 | 0 | 0 | 10167.0908 | 0.58952 | 5648.7632 | 0.32754 | 6417.957 | 0.37214 | 10828.2852 | 1566.4612 | 0.090829 | 15679.781 | 5111.6455 | 0.29639 | 12134.5967 | 9257.6006 | 0.53679 | 7988.6416 | 11676.8027 | 0.67706 | 5569.4395 | 328.74 | 0.019062 | 16917.5022
149 | San Luis Rey | Greater_SD | SDGE Imperial | {'Encina': [5.1, 63.0], 'Palomar Airport': [6.7, 63.0], 'Escondido': [13.9, 48.0], 'San Onofre': [16.8, 64.0], 'Penasquitos': [21.2, 48.0], 'Talega': [21.6, 62.0], 'Sycamore Canyon': [26.8, 43.0], 'Capistrano': [28.2, 60.0], 'Kearny': [28.6, 38.0], 'Margarita': [28.8, 60.0], 'Trabuco': [31.2, 47.0], 'Mission': [31.6, 24.0], 'Old Town': [31.8, 24.0], 'Viejo': [36.1, 35.0], 'Silvergate': [37.3, 22.0], 'Lee Lake (Proposed)': [37.7, 35.0], 'Valley': [37.8, 0.0], 'Santiago': [40.0, 35.0], 'Miguel': [42.0, 19.0], 'Bay Boulevard': [43.8, 19.0], 'Johanna': [45.7, 35.0], 'Suncrest': [46.9, 0.0], 'Huntington Beach': [47.7, 34.0], 'Ellis': [48.0, 33.0], 'Serrano': [50.0, 30.0], 'Otay Mesa': [50.3, 19.0], 'Villa Park': [50.6, 30.0], 'Lewis': [52.5, 25.0], 'El Casco': [54.1, 0.0], 'Barre': [55.6, 20.0], 'Mira Loma': [56.5, 0.0], 'Vista': [57.2, 0.0], 'Chino': [57.7, 0.0], 'Alamitos': [58.3, 2.0], 'Suncrest - Ocotillo (Proposed)': [59.0, 0.0]} | 340.5788 | 72.4423 | 0.2127 | 268.1365 | 0.7873 | 0 | 0 | 0 | 0 | 0 | 0.090055 | 0.00026442 | 0 | 0 | 0 | 2.7566 | 0.0080939 | 0 | 0 | 33.7218 | 0.099013 | 306.857 | 194.9219 | 0.57233 | 145.657 | 236.1823 | 0.69347 | 104.3965 | 236.1823 | 0.69347 | 104.3965 | 0 | 0 | 340.5788 | 32.2771 | 0.094771 | 308.3017
232 | San Onofre | Greater_SD | SCE Metro | {'Talega': [5.8, 83.0], 'Capistrano': [11.8, 81.0], 'Margarita': [13.1, 81.0], 'Trabuco': [15.0, 68.0], 'San Luis Rey': [16.8, 64.0], 'Encina': [20.4, 44.0], 'Viejo': [21.1, 57.0], 'Palomar Airport': [23.0, 43.0], 'Santiago': [23.8, 57.0], 'Lee Lake (Proposed)': [26.9, 57.0], 'Johanna': [29.3, 57.0], 'Escondido': [30.4, 29.0], 'Huntington Beach': [31.0, 55.0], 'Ellis': [31.3, 54.0], 'Valley': [34.3, 0.0], 'Serrano': [34.4, 52.0], 'Villa Park': [34.7, 51.0], 'Lewis': [36.2, 47.0], 'Penasquitos': [36.6, 29.0], 'Barre': [39.0, 42.0], 'Alamitos': [41.6, 24.0], 'Sycamore Canyon': [43.5, 23.0], 'Chino': [43.9, 0.0], 'Mira Loma': [44.0, 0.0], 'Kearny': [44.3, 19.0], 'Olinda': [45.0, 19.0], 'Del Amo': [45.4, 21.0], 'Old Town': [46.6, 5.0], 'Mission': [47.0, 5.0], 'Long Beach': [47.4, 19.0], 'Harborgen': [48.0, 19.0], 'Vista': [48.2, 0.0], 'Rancho Vista': [49.5, 0.0], 'El Casco': [49.5, 0.0], 'Hinson': [49.5, 18.0], 'Etiwanda': [49.6, 0.0], 'Walnut': [49.6, 14.0], 'Center': [50.0, 14.0], 'Lighthipe': [50.2, 14.0], 'Arcogen': [50.3, 14.0], 'Padua': [51.9, 0.0], 'San Bernardino': [52.2, 0.0], 'Silvergate': [52.2, 2.0], 'Laguna Bell': [54.0, 11.0], 'Mesa': [56.1, 0.0], 'Rio Hondo': [56.3, 0.0], 'La Fresa': [56.6, 1.0], 'Miguel': [58.0, 0.0], 'Redondo': [58.3, 0.0], 'Bay Boulevard': [58.8, 0.0], 'El Nido': [59.5, 0.0]} | 543.989 | 74.9303 | 0.13774 | 469.0587 | 0.86226 | 0 | 0 | 0 | 0 | 0 | 0.090055 | 0.00016555 | 0 | 0 | 0 | 2.7566 | 0.0050674 | 0 | 0 | 42.7095 | 0.078512 | 501.2794 | 234.5065 | 0.43109 | 309.4825 | 417.8296 | 0.76808 | 126.1594 | 426.8173 | 0.78461 | 117.1717 | 0 | 0 | 543.989 | 52.6375 | 0.096762 | 491.3515
193 | Santa Clara | Greater_LA | SCE Northern | {'Mandalay': [7.5, 170.0], 'Moorpark': [16.2, 167.0], 'Pardee': [35.7, 31.0], 'Saugus': [35.8, 31.0], 'Sylmar-Pac Intertie': [39.1, 41.0], 'Bailey': [40.2, 29.0], 'Goleta': [41.6, 37.0], 'Pastoria': [47.8, 1.0], 'La Cienega': [50.7, 8.0], 'El Segundo': [51.4, 9.0], 'Chevmain': [52.6, 8.0], 'El Nido': [54.3, 7.0], 'Redondo': [55.4, 5.0], 'Wheeler Ridge': [55.5, 1.0], 'Midway - Wheeler Ridge (Proposed)': [56.7, 0.0], 'Antelope': [57.0, 24.0], 'La Fresa': [57.2, 5.0], 'Gould': [57.4, 0.0], 'Whirlwind': [57.5, 0.0], 'Taft': [59.9, 0.0]} | 5733.0054 | 184.8461 | 0.032242 | 5548.1592 | 0.96776 | 0 | 0 | 0 | 0 | 0 | 4.9947 | 0.00087122 | 0 | 0 | 0 | 2582.5425 | 0.45047 | 2347.6306 | 0.40949 | 4495.0815 | 0.78407 | 1237.9238 | 393.9669 | 0.068719 | 5339.0385 | 553.2324 | 0.0965 | 5179.7729 | 4781.728 | 0.83407 | 951.2773 | 3596.321 | 0.6273 | 2136.6843 | 194.197 | 0.033874 | 5538.8083
117 | Santiago | Greater_LA | SCE Metro | {'Johanna': [5.9, 422.0], 'Viejo': [7.2, 58.0], 'Trabuco': [8.9, 58.0], 'Ellis': [10.2, 419.0], 'Villa Park': [11.1, 416.0], 'Margarita': [11.3, 58.0], 'Serrano': [11.4, 417.0], 'Capistrano': [12.0, 58.0], 'Huntington Beach': [12.2, 420.0], 'Lewis': [12.5, 412.0], 'Barre': [15.8, 407.0], 'Talega': [18.5, 57.0], 'Lee Lake (Proposed)': [19.2, 57.0], 'Alamitos': [20.3, 389.0], 'Olinda': [21.3, 385.0], 'Del Amo': [22.7, 386.0], 'Chino': [23.5, 0.0], 'San Onofre': [23.8, 57.0], 'Walnut': [25.9, 379.0], 'Mira Loma': [26.4, 0.0], 'Center': [26.6, 379.0], 'Long Beach': [27.2, 385.0], 'Harborgen': [27.6, 385.0], 'Lighthipe': [27.7, 379.0], 'Hinson': [28.3, 383.0], 'Arcogen': [29.3, 379.0], 'Laguna Bell': [30.6, 376.0], 'Rancho Vista': [32.1, 0.0], 'Padua': [32.2, 0.0], 'Mesa': [32.3, 365.0], 'Etiwanda': [32.4, 0.0], 'Rio Hondo': [32.7, 340.0], 'La Fresa': [35.5, 366.0], 'Valley': [35.6, 0.0], 'Vista': [36.6, 0.0], 'Redondo': [37.9, 365.0], 'Goodrich': [38.2, 336.0], 'El Nido': [38.3, 365.0], 'San Luis Rey': [40.0, 35.0], 'Chevmain': [40.0, 365.0], 'El Segundo': [41.3, 365.0], 'San Bernardino': [41.8, 0.0], 'La Cienega': [42.0, 365.0], 'Encina': [44.1, 15.0], 'El Casco': [44.9, 0.0], 'Gould': [45.3, 0.0], 'Palomar Airport': [46.5, 15.0], 'Escondido': [52.9, 0.0], 'Lugo': [53.5, 0.0]} | 1223.6322 | 392.0936 | 0.32043 | 831.5386 | 0.67957 | 0 | 0 | 0 | 0 | 0 | 0 | 0 | 0 | 0 | 0 | 1.5855 | 0.0012958 | 0 | 0 | 8.9877 | 0.0073451 | 1214.6445 | 210.8929 | 0.17235 | 1012.7393 | 743.6974 | 0.60778 | 479.9348 | 752.6851 | 0.61512 | 470.9471 | 0 | 0 | 1223.6322 | 31.2094 | 0.025506 | 1192.4228
94 | Saugus | Tehachapi | SCE Northern | {'Pardee': [1.3, 42955.0], 'Sylmar-Pac Intertie': [9.1, 16132.0], 'Moorpark': [21.1, 393.0], 'Antelope': [24.1, 42895.0], 'Gould': [26.2, 10388.0], 'Vincent': [26.5, 32356.0], 'Bailey': [26.9, 34481.0], 'La Cienega': [31.2, 244.0], 'Whirlwind': [31.2, 42447.0], 'Goodrich': [33.6, 4482.0], 'Santa Clara': [35.8, 31.0], 'El Segundo': [36.5, 174.0], 'Chevmain': [37.2, 76.0], 'Mesa': [37.6, 93.0], 'El Nido': [38.1, 19.0], 'Pastoria': [38.5, 22028.0], 'Laguna Bell': [39.3, 12.0], 'Rio Hondo': [40.4, 1619.0], 'La Fresa': [40.5, 19.0], 'Redondo': [41.0, 19.0], 'Mandalay': [41.2, 4.0], 'Center': [43.4, 3.0], 'Lighthipe': [43.8, 12.0], 'Windhub': [45.5, 36032.0], 'Walnut': [45.8, 0.0], 'Arcogen': [45.8, 15.0], 'Hinson': [46.2, 13.0], 'Highwind': [48.1, 31255.0], 'Del Amo': [48.2, 2.0], 'Harborgen': [48.6, 5.0], 'Long Beach': [49.5, 3.0], 'Olinda': [49.8, 0.0], 'Wheeler Ridge': [51.3, 3677.0], 'Alamitos': [52.9, 1.0], 'Barre': [54.3, 0.0], 'Lewis': [57.3, 0.0], 'Padua': [57.5, 0.0], 'Chino': [59.1, 0.0], 'Grimmway-Malaga': [59.2, 0.0], 'Villa Park': [59.6, 0.0]} | 147586.2656 | 42924.6484 | 0.29084 | 104661.6172 | 0.70916 | 0 | 0 | 0 | 0 | 0 | 4169.4512 | 0.028251 | 1780.4976 | 0.012064 | 0 | 37339.3828 | 0.253 | 29720.5371 | 0.20138 | 32140.1621 | 0.21777 | 115446.1035 | 56572.3164 | 0.38332 | 91013.9492 | 37584.6836 | 0.25466 | 110001.582 | 85324.5156 | 0.57813 | 62261.75 | 44850.8633 | 0.3039 | 102735.4023 | 2371.8938 | 0.016071 | 145214.3718
32 | Schindler | Central_Valley_North_Los_Banos | PGE Fresno | {'Excelsior': [5.2, 0.0], 'Cantua': [11.4, 0.0], 'Helm': [13.2, 0.0], 'Mc Mullin': [15.6, 0.0], 'Mustang': [16.9, 0.0], 'Henrietta': [17.2, 0.0], 'Gates': [18.1, 0.0], 'Tranquility': [19.7, 0.0], 'Leprino': [20.4, 0.0], 'Kearney (New)': [25.3, 0.0], 'Cheney': [27.1, 0.0], 'West Fresno': [28.1, 0.0], 'Mendota': [28.3, 0.0], 'GWF Hanford': [28.9, 0.0], 'Avenal': [29.3, 0.0], 'Panoche': [30.1, 0.0], 'California Ave': [30.2, 0.0], 'Malaga': [30.5, 0.0], 'McCall': [31.3, 0.0], 'Kingsburg': [31.5, 0.0], 'Gregg': [33.5, 0.0], 'Newhall': [33.8, 0.0], 'Sanger': [36.1, 0.0], 'Waukena': [36.2, 0.0], 'Borden': [36.9, 0.0], 'Cal Flats': [38.1, 0.0], 'Corcoran': [38.2, 0.0], 'Wahtoke': [40.9, 0.0], 'Oro Loma': [44.1, 0.0], 'Reedley': [44.6, 0.0], 'Arco': [45.0, 0.0], 'Dairyland': [46.2, 0.0], 'Gates-Midway (Proposed)': [48.1, 0.0], 'Alpaugh': [48.6, 0.0], 'Rector': [50.3, 0.0], 'Cholame': [50.6, 0.0], 'Olive': [52.1, 0.0], 'Le Grand': [54.6, 0.0], 'Coburn': [56.9, 0.0]} | 263.9852 | 0 | 0 | 0 | 0 | 0 | 0 | 0 | 0 | 0 | 0 | 0 | 0 | 0 | 0 | 170.5282 | 0.64598 | 75.5773 | 0.28629 | 263.9852 | 1 | 0 | 0 | 0 | 263.9852 | 26.707 | 0.10117 | 237.2782 | 263.9852 | 1 | 0 | 192.7034 | 0.72998 | 71.2818 | 0 | 0 | 263.9852
166 | Schulte Switching Station | Peninsula_Monterey | PGE GBA | {'Los Esteros': [3.7, 229.0], 'Newark': [8.7, 228.0], 'Hicks': [10.3, 130.0], 'Metcalf Energy Center': [15.7, 78.0], 'Metcalf 1': [15.7, 78.0], 'Eastshore': [19.3, 228.0], 'Cayetano': [26.9, 99.0], 'Midway Green Ridge Services': [31.4, 0.0], 'Tesla': [31.5, 0.0], 'Llagas': [33.6, 19.0], 'Martin': [33.6, 195.0], 'Delta Pumps': [34.5, 0.0], 'Kelso': [34.8, 0.0], 'Clayton': [39.2, 87.0], 'Brentwood': [40.4, 0.0], 'Moss Landing': [40.6, 45.0], 'Lone Tree': [40.7, 40.0], 'Westley': [43.4, 0.0], 'Contra Costa': [44.0, 1.0], 'Kirker': [44.5, 70.0], 'Fink (Proposed)': [44.7, 0.0], 'Crow Creek': [44.9, 0.0], 'Martinez': [44.9, 89.0], 'Pittsburg': [45.7, 70.0], 'Hollister': [46.6, 0.0], 'Miller': [46.8, 0.0], 'Vierra': [47.3, 0.0], 'Ripon': [51.4, 0.0], 'Quinto': [51.9, 0.0], 'Carquinez': [51.9, 70.0], 'Birds Landing': [52.1, 0.0], 'Stagg': [53.9, 0.0], 'Weber': [54.2, 0.0], 'Shiloh III': [55.0, 0.0], 'Los Banos': [56.0, 0.0], 'Eight Mile': [56.7, 0.0], 'Ignacio': [58.0, 15.0]} | 20323.207 | 265.1357 | 0.013046 | 20058.0703 | 0.98695 | 0 | 0 | 0 | 0 | 0 | 8.7024 | 0.0004282 | 2.641 | 0.00012995 | 0 | 16310.1025 | 0.80254 | 3190.0137 | 0.15696 | 18901.8145 | 0.93006 | 1421.3926 | 11717.6465 | 0.57656 | 8605.5605 | 14168.0146 | 0.69713 | 6155.1924 | 19645.5234 | 0.96665 | 677.6836 | 11975.0391 | 0.58923 | 8348.168 | 636.8239 | 0.031335 | 19686.3831
56 | Semitropic | Central_Valley_North_Los_Banos | PGE Kern | {'Charca': [6.3, 0.0], 'Goose Lake': [8.0, 65.0], 'Smyrna': [8.1, 0.0], 'Shafter': [9.0, 0.0], 'Midway': [13.6, 65.0], 'Rio Bravo': [14.8, 0.0], 'Lerdo': [17.5, 0.0], 'Tupman': [19.4, 0.0], 'Kernridge': [20.2, 65.0], 'Olive': [20.5, 0.0], '7th Standard': [20.5, 0.0], 'Temblor': [20.9, 65.0], 'Renfro': [21.3, 0.0], 'Gates-Midway (Proposed)': [21.8, 65.0], 'Norco': [22.9, 0.0], 'Kern Power': [24.5, 0.0], 'Alpaugh': [25.1, 0.0], 'Rosedale': [25.5, 0.0], 'Kern Oil': [25.9, 0.0], 'Vestal': [25.9, 0.0], 'Tevis': [26.1, 0.0], 'Elk Hills': [26.1, 29.0], 'Poso Mt.': [27.1, 0.0], 'Sycamore': [27.2, 0.0], 'West Park': [27.3, 0.0], 'Bakersfield': [28.5, 0.0], 'Stockdale': [28.6, 0.0], 'Arco': [29.3, 65.0], 'Caliente': [31.0, 65.0], 'Columbus': [31.3, 0.0], 'Taft': [32.2, 65.0], 'Cal Water': [32.6, 0.0], 'Magunden': [33.4, 0.0], 'Midway - Wheeler Ridge (Proposed)': [34.4, 0.0], 'Corcoran': [35.7, 0.0], 'Carrizo Plains': [37.2, 65.0], 'Waukena': [37.9, 0.0], 'Solar': [38.2, 65.0], 'Unknown - 3327': [38.6, 0.0], 'Lamont': [38.7, 0.0], 'Grimmway-Malaga': [40.6, 0.0], 'Wheeler Ridge': [43.9, 0.0], 'Springville': [44.8, 0.0], 'Avenal': [46.2, 0.0], 'GWF Hanford': [47.7, 0.0], 'Leprino': [49.4, 0.0], 'Rector': [49.8, 0.0], 'Cholame': [50.9, 0.0], 'Mustang': [51.3, 0.0], 'Henrietta': [51.4, 0.0], 'Cal Flats': [53.1, 0.0], 'Gates': [53.6, 0.0], 'Pastoria': [56.9, 0.0]} | 264.9321 | 64.6596 | 0.24406 | 200.2724 | 0.75594 | 0 | 0 | 0 | 0 | 0 | 0 | 0 | 0 | 0 | 0 | 173.6011 | 0.65527 | 0 | 0 | 64.7512 | 0.24441 | 200.1809 | 0 | 0 | 264.9321 | 0 | 0 | 264.9321 | 64.7512 | 0.24441 | 200.1809 | 172.4292 | 0.65084 | 92.5029 | 0 | 0 | 264.9321
118 | Serrano | Greater_LA | SCE Metro | {'Villa Park': [2.7, 416.0], 'Lewis': [6.4, 412.0], 'Johanna': [8.7, 417.0], 'Olinda': [11.1, 385.0], 'Barre': [11.1, 407.0], 'Santiago': [11.4, 417.0], 'Chino': [13.3, 0.0], 'Ellis': [13.3, 417.0], 'Viejo': [14.0, 53.0], 'Walnut': [15.4, 379.0], 'Huntington Beach': [16.6, 417.0], 'Del Amo': [17.7, 386.0], 'Mira Loma': [17.9, 0.0], 'Alamitos': [18.3, 389.0], 'Center': [19.4, 379.0], 'Trabuco': [19.5, 53.0], 'Lee Lake (Proposed)': [20.3, 52.0], 'Margarita': [21.3, 53.0], 'Padua': [21.9, 0.0], 'Rio Hondo': [22.0, 340.0], 'Lighthipe': [22.4, 379.0], 'Capistrano': [22.9, 53.0], 'Laguna Bell': [22.9, 376.0], 'Rancho Vista': [23.1, 0.0], 'Etiwanda': [23.4, 0.0], 'Mesa': [23.4, 365.0], 'Hinson': [24.9, 383.0], 'Harborgen': [25.4, 385.0], 'Long Beach': [25.4, 385.0], 'Arcogen': [26.1, 379.0], 'Goodrich': [28.1, 336.0], 'Talega': [28.8, 52.0], 'Vista': [30.7, 0.0], 'La Fresa': [31.4, 366.0], 'El Nido': [33.9, 365.0], 'San Onofre': [34.4, 52.0], 'Redondo': [34.4, 365.0], 'Gould': [35.4, 0.0], 'Chevmain': [35.6, 365.0], 'La Cienega': [35.8, 365.0], 'San Bernardino': [36.1, 0.0], 'El Segundo': [36.8, 365.0], 'Valley': [37.0, 0.0], 'El Casco': [42.0, 0.0], 'Lugo': [44.2, 0.0], 'Vincent': [49.1, 0.0], 'San Luis Rey': [50.0, 30.0], 'Victor': [52.0, 0.0], 'Sylmar-Pac Intertie': [52.4, 0.0], 'Encina': [54.4, 10.0], 'Roadway': [55.8, 0.0], 'Palomar Airport': [56.6, 9.0]} | 1201.5452 | 388.6469 | 0.32346 | 812.8983 | 0.67654 | 0 | 0 | 0 | 0 | 0 | 0 | 0 | 0 | 0 | 0 | 0 | 0 | 0.65858 | 0.00054811 | 9.6463 | 0.0080282 | 1191.8989 | 197.87 | 0.16468 | 1003.6751 | 730.8269 | 0.60824 | 470.7183 | 739.8146 | 0.61572 | 461.7305 | 0.65858 | 0.00054811 | 1200.8866 | 31.2094 | 0.025974 | 1170.3358
57 | Shafter | Central_Valley_North_Los_Banos | PGE Kern | {'Rio Bravo': [5.9, 0.0], 'Charca': [6.5, 0.0], 'Semitropic': [9.0, 0.0], 'Lerdo': [9.4, 0.0], 'Midway': [10.7, 0.0], 'Tupman': [11.3, 0.0], '7th Standard': [11.7, 0.0], 'Renfro': [12.3, 0.0], 'Kern Power': [15.5, 0.0], 'Norco': [15.7, 0.0], 'Goose Lake': [15.9, 0.0], 'Smyrna': [16.1, 0.0], 'Rosedale': [16.5, 0.0], 'Tevis': [17.1, 0.0], 'Kern Oil': [17.5, 0.0], 'West Park': [18.4, 0.0], 'Sycamore': [18.9, 0.0], 'Stockdale': [19.6, 0.0], 'Bakersfield': [19.7, 0.0], 'Elk Hills': [20.1, 0.0], 'Poso Mt.': [20.5, 0.0], 'Columbus': [22.7, 0.0], 'Temblor': [23.2, 0.0], 'Kernridge': [24.3, 0.0], 'Cal Water': [24.3, 0.0], 'Magunden': [24.7, 0.0], 'Vestal': [26.1, 0.0], 'Midway - Wheeler Ridge (Proposed)': [27.2, 0.0], 'Olive': [27.5, 0.0], 'Taft': [27.7, 0.0], 'Unknown - 3327': [29.7, 0.0], 'Lamont': [29.8, 0.0], 'Gates-Midway (Proposed)': [30.7, 0.0], 'Grimmway-Malaga': [31.7, 0.0], 'Alpaugh': [32.0, 0.0], 'Caliente': [35.0, 0.0], 'Wheeler Ridge': [35.1, 0.0], 'Arco': [38.0, 0.0], 'Carrizo Plains': [41.7, 0.0], 'Solar': [42.8, 0.0], 'Corcoran': [43.2, 0.0], 'Waukena': [45.5, 0.0], 'Springville': [46.2, 0.0], 'Pastoria': [48.1, 0.0], 'Rector': [54.7, 0.0], 'Avenal': [55.1, 0.0], 'GWF Hanford': [55.3, 0.0], 'Leprino': [57.8, 0.0], 'Cholame': [58.5, 0.0], 'Bailey': [59.4, 0.0], 'Henrietta': [60.0, 0.0], 'Mustang': [60.0, 0.0]} | 0 | 0 | 0 | 0 | 0 | 0 | 0 | 0 | 0 | 0 | 0 | 0 | 0 | 0 | 0 | 0 | 0 | 0 | 0 | 0 | 0 | 0 | 0 | 0 | 0 | 0 | 0 | 0 | 0 | 0 | 0 | 0 | 0 | 0 | 0 | 0 | 0
263 | Shilo III | Solano | PGE GBA | {'Birds Landing': [3.2, 31834.0], 'Pittsburg': [9.6, 31144.0], 'Peabody': [10.5, 31813.0], 'Kirker': [10.8, 31144.0], 'Contra Costa': [12.2, 30795.0], 'Grand Island': [14.6, 30086.0], 'Lone Tree': [16.1, 30720.0], 'Vaca-Dixon & Gc Yard': [16.5, 31437.0], 'Clayton': [16.9, 30767.0], 'Martinez': [18.1, 30854.0], 'Brentwood': [19.6, 29385.0], 'Carquinez': [22.5, 27692.0], 'Tulucay': [23.5, 27437.0], 'Putah Creek': [25.7, 18929.0], 'Davis': [26.7, 21340.0], 'Eight Mile': [26.7, 28335.0], 'Delta Pumps': [28.3, 26135.0], 'Kelso': [28.9, 25269.0], 'Stagg': [29.8, 27358.0], 'Cayetano': [30.1, 22508.0], 'Midway Green Ridge Services': [33.7, 13670.0], 'Tesla': [35.1, 7521.0], 'Madison': [35.2, 2276.0], 'Woodland': [35.5, 2156.0], 'Weber': [37.3, 3718.0], 'Lockeford': [37.5, 3595.0], 'Ignacio': [38.3, 1343.0], 'Lakeville': [40.3, 1337.0], 'Eastshore': [40.4, 899.0], 'Vierra': [40.4, 1490.0], 'Martin': [44.5, 1118.0], 'Camanche': [44.8, 0.0], 'Rancho Seco - Bellota (Proposed)': [46.3, 0.0], 'Penngrove': [46.4, 77.0], 'Bellota': [46.6, 158.0], 'Newark': [46.8, 96.0], 'Ripon': [47.7, 0.0], 'Bellevue': [49.2, 1.0], 'Gold Hill': [51.2, 0.0], 'Los Esteros': [51.5, 21.0], 'Pleasant Grove': [53.7, 0.0], 'Westley': [53.7, 0.0], 'Fulton': [54.5, 0.0], 'Scott': [55.0, 0.0], 'Rio Oso': [56.7, 0.0], 'Riverbank': [58.2, 0.0]} | 176927.9219 | 31794.6426 | 0.1797 | 145133.2812 | 0.8203 | 0 | 0 | 0 | 0 | 0 | 45955.6406 | 0.25974 | 32419.5898 | 0.18324 | 0 | 95785.2734 | 0.54138 | 101.5151 | 0.00057377 | 48351.2031 | 0.27328 | 128576.7188 | 56187.1484 | 0.31757 | 120740.7734 | 57704.3477 | 0.32615 | 119223.5742 | 96664.9688 | 0.54635 | 80262.9531 | 22997.4043 | 0.12998 | 153930.5176 | 32359.9062 | 0.1829 | 144568.0156
205 | Silvergate | Greater_SD | SDGE Imperial | {'Old Town': [5.7, 202.0], 'Mission': [6.1, 202.0], 'Bay Boulevard': [6.6, 202.0], 'Miguel': [9.4, 202.0], 'Kearny': [9.5, 202.0], 'Otay Mesa': [15.9, 202.0], 'Penasquitos': [16.0, 198.0], 'Sycamore Canyon': [16.6, 202.0], 'Suncrest': [28.0, 87.0], 'Escondido': [29.7, 150.0], 'Palomar Airport': [30.6, 151.0], 'Encina': [32.4, 77.0], 'San Luis Rey': [37.3, 22.0], 'Suncrest - Ocotillo (Proposed)': [41.2, 2.0], 'Boulevard': [50.8, 2.0], 'San Onofre': [52.2, 2.0], 'Talega': [57.8, 0.0], 'East County': [59.7, 0.0]} | 890.503 | 187.7982 | 0.21089 | 702.7048 | 0.78911 | 0 | 0 | 0 | 0 | 0 | 0 | 0 | 0 | 0 | 0 | 0 | 0 | 0 | 0 | 54.4389 | 0.061133 | 836.0641 | 328.2957 | 0.36866 | 562.2072 | 618.6707 | 0.69474 | 271.8323 | 624.1174 | 0.70086 | 266.3856 | 34.2506 | 0.038462 | 856.2523 | 67.8435 | 0.076186 | 822.6595
164 | Sisquoc | Kern_Greater_Carrizo | PGE Kern | {'Mesa': [11.4, 867.0], 'Cabrillo': [17.3, 1019.0], 'Oceano': [20.9, 735.0], 'San Luis Obispo': [31.5, 534.0], 'Diablo Canyon': [37.4, 119.0], 'Solar': [38.0, 703.0], 'Goleta': [38.0, 895.0], 'Carrizo Plains': [38.3, 703.0], 'Caliente': [41.7, 673.0], 'Morro Bay': [45.3, 95.0], 'Temblor': [50.0, 223.0], 'Templeton': [50.7, 44.0], 'Taft': [51.3, 0.0], 'Kernridge': [51.3, 168.0], 'Cholame': [55.8, 0.0], 'Elk Hills': [59.1, 0.0]} | 33887.2734 | 1752.5643 | 0.051717 | 32134.709 | 0.94828 | 0 | 0 | 0 | 0 | 0 | 181.315 | 0.0053505 | 3.9472 | 0.00011648 | 0 | 23048.248 | 0.68014 | 6991.0444 | 0.2063 | 21037.6094 | 0.62081 | 12849.6641 | 611.5166 | 0.018046 | 33275.7568 | 2514.9792 | 0.074216 | 31372.2942 | 23175.627 | 0.6839 | 10711.6465 | 20739.7305 | 0.61202 | 13147.543 | 1824.9794 | 0.053854 | 32062.2941
291 | Sloan Canyon (fka Bob) | Southern_NV_Eldorado | SCE EOP | {'Eldorado': [5.2, 458.0], 'Mead': [11.1, 454.0], 'Primm': [24.3, 340.0], 'Ivanpah': [33.8, 104.0], 'Sandy Valley': [35.4, 100.0], 'Harry Allen': [38.8, 0.0], 'Desert View': [40.5, 0.0], 'Crazy Eyes': [44.0, 1.0], 'Gamebird': [53.0, 0.0], 'Mohave': [55.5, 0.0], 'Pahrump': [57.5, 0.0]} | 8733.7949 | 452.7503 | 0.051839 | 8281.0449 | 0.94816 | 0 | 0 | 0 | 0 | 0 | 0 | 0 | 0 | 0 | 0 | 0 | 0 | 0 | 0 | 280.7683 | 0.032147 | 8453.0266 | 211.5344 | 0.02422 | 8522.2605 | 0 | 0 | 8733.7949 | 280.7683 | 0.032147 | 8453.0266 | 0.35097 | 4.0185e-05 | 8733.444 | 0 | 0 | 8733.7949
58 | Smyrna | Central_Valley_North_Los_Banos | PGE Kern | {'Semitropic': [8.1, 0.0], 'Charca': [10.5, 0.0], 'Goose Lake': [10.6, 0.0], 'Olive': [12.5, 0.0], 'Shafter': [16.1, 0.0], 'Alpaugh': [17.0, 0.0], 'Gates-Midway (Proposed)': [17.5, 0.0], 'Midway': [21.7, 0.0], 'Rio Bravo': [22.0, 0.0], 'Vestal': [22.5, 0.0], 'Lerdo': [22.7, 0.0], 'Kernridge': [24.8, 0.0], 'Arco': [26.0, 0.0], '7th Standard': [26.5, 0.0], 'Temblor': [26.8, 0.0], 'Tupman': [27.2, 0.0], 'Corcoran': [27.6, 0.0], 'Renfro': [28.1, 0.0], 'Waukena': [29.8, 0.0], 'Poso Mt.': [30.0, 0.0], 'Kern Power': [30.8, 0.0], 'Norco': [30.9, 0.0], 'Kern Oil': [31.0, 0.0], 'Rosedale': [31.7, 0.0], 'Sycamore': [31.9, 0.0], 'Tevis': [33.1, 0.0], 'West Park': [33.3, 0.0], 'Bakersfield': [34.1, 0.0], 'Elk Hills': [34.2, 0.0], 'Caliente': [35.0, 0.0], 'Stockdale': [35.2, 0.0], 'Columbus': [36.4, 0.0], 'Cal Water': [37.3, 0.0], 'Magunden': [38.8, 0.0], 'Springville': [39.6, 0.0], 'GWF Hanford': [39.6, 0.0], 'Taft': [40.2, 0.0], 'Carrizo Plains': [40.3, 0.0], 'Avenal': [41.2, 0.0], 'Solar': [41.2, 0.0], 'Leprino': [41.8, 0.0], 'Rector': [42.2, 0.0], 'Midway - Wheeler Ridge (Proposed)': [42.5, 0.0], 'Henrietta': [44.0, 0.0], 'Mustang': [44.0, 0.0], 'Unknown - 3327': [44.2, 0.0], 'Lamont': [44.3, 0.0], 'Grimmway-Malaga': [46.6, 0.0], 'Gates': [47.5, 0.0], 'Cholame': [49.5, 0.0], 'Cal Flats': [49.8, 0.0], 'Wheeler Ridge': [51.1, 0.0], 'Kingsburg': [53.7, 0.0]} | 0 | 0 | 0 | 0 | 0 | 0 | 0 | 0 | 0 | 0 | 0 | 0 | 0 | 0 | 0 | 0 | 0 | 0 | 0 | 0 | 0 | 0 | 0 | 0 | 0 | 0 | 0 | 0 | 0 | 0 | 0 | 0 | 0 | 0 | 0 | 0 | 0
271 | Solar SS | Kern_Greater_Carrizo | PGE Kern | {'Carrizo Plains': [1.1, 2257.0], 'Caliente': [8.1, 2106.0], 'Kernridge': [18.5, 504.0], 'Temblor': [20.5, 460.0], 'Cholame': [26.1, 1390.0], 'Arco': [28.4, 452.0], 'Goose Lake': [31.0, 163.0], 'Gates-Midway (Proposed)': [32.1, 452.0], 'San Luis Obispo': [33.5, 1547.0], 'Mesa': [34.0, 1585.0], 'Midway': [34.3, 163.0], 'Oceano': [35.2, 1741.0], 'Taft': [36.8, 69.0], 'Cal Flats': [36.8, 506.0], 'Templeton': [36.9, 1261.0], 'Sisquoc': [38.0, 703.0], 'Semitropic': [38.2, 65.0], 'Elk Hills': [40.1, 29.0], 'Smyrna': [41.2, 0.0], 'Avenal': [41.3, 288.0], 'Shafter': [42.8, 0.0], 'Norco': [42.9, 0.0], 'Charca': [44.2, 0.0], 'Tupman': [44.6, 0.0], 'Morro Bay': [44.9, 1092.0], 'Rio Bravo': [45.2, 0.0], 'Diablo Canyon': [45.9, 1063.0], 'Midway - Wheeler Ridge (Proposed)': [48.2, 0.0], 'Olive': [49.6, 0.0], 'Renfro': [50.5, 0.0], 'Lerdo': [51.8, 0.0], 'Alpaugh': [52.5, 0.0], '7th Standard': [52.5, 0.0], 'Gates': [52.5, 101.0], 'Tevis': [52.7, 0.0], 'Kern Power': [54.3, 0.0], 'Cabrillo': [55.3, 0.0], 'Rosedale': [55.4, 0.0], 'Stockdale': [56.2, 0.0], 'West Park': [57.5, 0.0], 'Corcoran': [57.6, 0.0], 'Kern Oil': [58.7, 0.0], 'Waukena': [58.8, 0.0], 'Mustang': [59.2, 0.0], 'Bakersfield': [59.5, 0.0], 'Henrietta': [60.0, 0.0]} | 19132.918 | 2242.5701 | 0.11721 | 16890.3477 | 0.88279 | 0 | 0 | 0 | 0 | 0 | 1087.9952 | 0.056865 | 0 | 0 | 0 | 9142.3721 | 0.47783 | 8489.1133 | 0.44369 | 7800.3838 | 0.40769 | 11332.5342 | 746.6672 | 0.039025 | 18386.2507 | 3127.2688 | 0.16345 | 16005.6492 | 9479.5254 | 0.49546 | 9653.3926 | 13429.3047 | 0.7019 | 5703.6133 | 164.747 | 0.0086107 | 18968.171
266 | Sonora | Greater_Imperial (Exclude) | SCE Eastern | {'Arkansas': [2.7, 15402.0], 'Bannister': [7.6, 12352.0], 'El Centro': [25.8, 1842.0], 'Highline': [29.4, 3894.0], 'North Gila - IV (Proposed)': [32.9, 3817.0], 'Imperial Valley': [34.8, 1221.0], 'Red Bluff': [37.2, 286.0], 'Julian Hinds': [38.2, 6402.0], 'Ocotillo Express': [45.4, 1056.0], 'Colorado River': [46.2, 0.0], 'Kem': [47.6, 0.0], 'East County': [54.2, 13.0], 'Blythe': [57.5, 0.0], 'Boulevard': [59.4, 0.0]} | 49601.082 | 15653.5127 | 0.31559 | 33947.5703 | 0.68441 | 0 | 0 | 0 | 0 | 0 | 44.2302 | 0.00089172 | 25.7261 | 0.00051866 | 0 | 0 | 0 | 0 | 0 | 11815.6094 | 0.23821 | 37785.4727 | 2463.1426 | 0.049659 | 47137.9395 | 5071.6724 | 0.10225 | 44529.4097 | 15969.875 | 0.32197 | 33631.207 | 27265.1895 | 0.54969 | 22335.8926 | 1306.1583 | 0.026333 | 48294.9237
187 | Springville | Central_Valley_North_Los_Banos | SCE Northern | {'Vestal': [20.1, 0.0], 'Rector': [21.8, 0.0], 'Alpaugh': [30.7, 0.0], 'Olive': [31.9, 0.0], 'Corcoran': [34.6, 0.0], 'Waukena': [35.8, 0.0], 'Poso Mt.': [37.9, 0.0], 'Smyrna': [39.6, 0.0], 'Charca': [40.8, 0.0], 'GWF Hanford': [41.1, 0.0], 'Reedley': [42.1, 0.0], 'Lerdo': [43.6, 0.0], 'Kingsburg': [44.5, 0.0], 'Semitropic': [44.8, 0.0], 'Wahtoke': [45.3, 0.0], 'Sycamore': [45.4, 0.0], 'Shafter': [46.2, 0.0], 'Kern Oil': [46.3, 0.0], 'Cal Water': [47.4, 0.0], '7th Standard': [47.4, 0.0], 'Columbus': [49.0, 0.0], 'Rio Bravo': [49.4, 0.0], 'Bakersfield': [49.9, 0.0], 'Goose Lake': [50.2, 0.0], 'Leprino': [50.8, 0.0], 'West Park': [51.0, 0.0], 'Kern Power': [51.0, 0.0], 'Rosedale': [51.1, 0.0], 'Renfro': [51.3, 0.0], 'Gates-Midway (Proposed)': [51.3, 0.0], 'Magunden': [51.6, 0.0], 'McCall': [52.3, 0.0], 'Henrietta': [54.7, 0.0], 'Stockdale': [55.1, 0.0], 'Tupman': [55.3, 0.0], 'Mustang': [55.4, 0.0], 'Tevis': [55.5, 0.0], 'Sanger': [55.8, 0.0], 'Unknown - 3327': [56.1, 0.0], 'Lamont': [56.2, 0.0], 'Midway': [56.5, 0.0], 'Arco': [59.2, 0.0], 'Grimmway-Malaga': [59.6, 0.0], 'Malaga': [59.7, 0.0]} | 580.063 | 0 | 0 | 0 | 0 | 0 | 0 | 0 | 0 | 0 | 0 | 0 | 0 | 0 | 0 | 223.0876 | 0.38459 | 356.9754 | 0.61541 | 0 | 0 | 580.063 | 216.9762 | 0.37406 | 363.0868 | 396.4016 | 0.68338 | 183.6613 | 396.4016 | 0.68338 | 183.6613 | 529.0217 | 0.91201 | 51.0413 | 24.9723 | 0.043051 | 555.0907
156 | Stagg | Solano | PGE GBA | {'Eight Mile': [4.8, 27358.0], 'Weber': [7.7, 3718.0], 'Lockeford': [13.4, 3595.0], 'Vierra': [14.0, 1490.0], 'Bellota': [18.3, 158.0], 'Brentwood': [18.6, 27358.0], 'Kelso': [19.3, 25150.0], 'Ripon': [19.7, 0.0], 'Delta Pumps': [19.9, 26007.0], 'Grand Island': [21.1, 27336.0], 'Rancho Seco - Bellota (Proposed)': [21.5, 0.0], 'Midway Green Ridge Services': [22.5, 13670.0], 'Lone Tree': [22.6, 27358.0], 'Tesla': [22.7, 7521.0], 'Camanche': [23.3, 0.0], 'Contra Costa': [23.7, 27358.0], 'Birds Landing': [27.8, 27358.0], 'Riverbank': [28.6, 0.0], 'Cayetano': [29.0, 22139.0], 'Westley': [29.6, 0.0], 'Shiloh III': [29.8, 27358.0], 'Pittsburg': [30.0, 27358.0], 'Kirker': [30.4, 27358.0], 'Clayton': [34.0, 27358.0], 'Warnerville': [34.5, 0.0], 'Peabody': [39.4, 27336.0], 'Martinez': [41.9, 27091.0], 'Vaca-Dixon & Gc Yard': [42.0, 27062.0], 'Davis': [43.6, 18015.0], 'Crow Creek': [44.3, 0.0], 'Fink (Proposed)': [44.5, 0.0], 'New Melones': [44.7, 0.0], 'Peoria': [46.8, 0.0], 'Gold Hill': [47.4, 0.0], 'Chinese Station': [48.1, 0.0], 'Newark': [48.7, 96.0], 'Eastshore': [49.0, 96.0], 'Carquinez': [49.5, 23929.0], 'Los Esteros': [50.4, 21.0], 'Putah Creek': [50.7, 15604.0], 'Woodland': [52.4, 0.0], 'Miller': [52.6, 0.0], 'Tulucay': [53.0, 22983.0], 'Scott': [53.9, 0.0], 'Curtis': [56.1, 0.0], 'Metcalf 1': [57.3, 0.0], 'Pleasant Grove': [57.4, 0.0], 'Metcalf Energy Center': [57.5, 0.0], 'Madison': [57.7, 0.0], 'Placerville': [59.5, 0.0]} | 132381.4844 | 27330.2305 | 0.20645 | 105051.25 | 0.79355 | 0 | 0 | 0 | 0 | 0 | 32579.2051 | 0.2461 | 20451.4023 | 0.15449 | 0 | 74537.7812 | 0.56305 | 898.3708 | 0.0067862 | 52146.4062 | 0.39391 | 80235.0781 | 50039.7734 | 0.378 | 82341.7109 | 56734.5234 | 0.42857 | 75646.9609 | 73675.2266 | 0.55654 | 58706.2578 | 17086.334 | 0.12907 | 115295.1504 | 16353.9961 | 0.12354 | 116027.4883
59 | Stockdale | Central_Valley_North_Los_Banos | PGE Kern | {'Tevis': [3.5, 0.0], 'Rosedale': [4.2, 0.0], 'West Park': [4.2, 0.0], 'Kern Power': [4.7, 0.0], 'Bakersfield': [6.0, 0.0], 'Renfro': [7.3, 0.0], 'Magunden': [8.8, 0.0], 'Kern Oil': [8.9, 0.0], 'Columbus': [9.1, 0.0], '7th Standard': [9.2, 0.0], 'Sycamore': [10.3, 0.0], 'Unknown - 3327': [11.6, 0.0], 'Lamont': [11.7, 0.0], 'Tupman': [11.7, 0.0], 'Cal Water': [11.9, 0.0], 'Grimmway-Malaga': [12.6, 0.0], 'Lerdo': [13.5, 0.0], 'Norco': [13.8, 0.0], 'Rio Bravo': [13.9, 0.0], 'Wheeler Ridge': [16.6, 0.0], 'Midway - Wheeler Ridge (Proposed)': [17.6, 0.0], 'Poso Mt.': [17.8, 0.0], 'Elk Hills': [18.5, 0.0], 'Shafter': [19.6, 0.0], 'Midway': [22.5, 0.0], 'Charca': [24.8, 0.0], 'Taft': [26.5, 0.0], 'Semitropic': [28.6, 0.0], 'Pastoria': [29.2, 0.0], 'Goose Lake': [34.9, 0.0], 'Smyrna': [35.2, 0.0], 'Temblor': [35.8, 0.0], 'Vestal': [36.2, 0.0], 'Kernridge': [38.9, 0.0], 'Bailey': [40.8, 0.0], 'Highwind': [41.8, 0.0], 'Olive': [45.4, 0.0], 'Whirlwind': [47.7, 0.0], 'Caliente': [48.1, 0.0], 'Windhub': [48.6, 0.0], 'Alpaugh': [49.7, 0.0], 'Gates-Midway (Proposed)': [50.2, 0.0], 'Carrizo Plains': [55.1, 0.0], 'Springville': [55.1, 0.0], 'Solar': [56.2, 0.0], 'Arco': [57.2, 0.0]} | 1365.7781 | 0 | 0 | 0 | 0 | 0 | 0 | 0 | 0 | 0 | 0 | 0 | 0 | 0 | 0 | 242.1835 | 0.17732 | 1123.5945 | 0.82268 | 725.9868 | 0.53156 | 639.7913 | 630.6772 | 0.46177 | 735.1009 | 743.647 | 0.54449 | 622.131 | 1188.0162 | 0.86985 | 177.7618 | 1233.1477 | 0.90289 | 132.6304 | 21.2799 | 0.015581 | 1344.4981
123 | Summit | Northern_California | PGE NGBA | {'Drum 1': [21.2, 10430.0], 'Brunswick': [35.7, 1270.0], 'Higgins': [42.6, 19.0], 'Colgate': [43.4, 518.0], 'Placerville': [46.1, 288.0]} | 58816.6367 | 11822.0166 | 0.201 | 46994.6211 | 0.799 | 0 | 0 | 0 | 0 | 0 | 0 | 0 | 0 | 0 | 0 | 10796.6084 | 0.18356 | 5874.3057 | 0.099875 | 14833.3467 | 0.2522 | 43983.29 | 6965.7158 | 0.11843 | 51850.9209 | 17345.6074 | 0.29491 | 41471.0293 | 30701.9258 | 0.52199 | 28114.7109 | 33619.9258 | 0.57161 | 25196.7109 | 4184.7021 | 0.071148 | 54631.9346
256 | Suncrest | Greater_SD | SDGE Imperial | {'Suncrest - Ocotillo (Proposed)': [13.8, 12620.0], 'Miguel': [19.7, 172.0], 'Otay Mesa': [21.0, 179.0], 'Sycamore Canyon': [21.6, 85.0], 'Boulevard': [26.0, 12620.0], 'Kearny': [26.2, 85.0], 'Mission': [26.5, 85.0], 'Bay Boulevard': [27.7, 126.0], 'Silvergate': [28.0, 87.0], 'Old Town': [29.8, 85.0], 'Penasquitos': [32.1, 81.0], 'Escondido': [33.3, 53.0], 'East County': [34.9, 12616.0], 'Ocotillo Express': [37.6, 12534.0], 'Palomar Airport': [41.3, 53.0], 'Encina': [44.2, 0.0], 'San Luis Rey': [46.9, 0.0], 'Imperial Valley': [56.7, 21.0]} | 47827.457 | 12682.9014 | 0.26518 | 35144.5547 | 0.73482 | 0 | 0 | 0 | 0 | 0 | 6.9431 | 0.00014517 | 0 | 0 | 0 | 19321.7891 | 0.40399 | 24121.7676 | 0.50435 | 7289.5889 | 0.15241 | 40537.8682 | 9620.1475 | 0.20114 | 38207.3096 | 22274.3594 | 0.46572 | 25553.0977 | 26866.7676 | 0.56174 | 20960.6895 | 14231.3691 | 0.29756 | 33596.0879 | 1434.3484 | 0.02999 | 46393.1086
306 | Suncrest - Ocotillo (Proposed) | Greater_Imperial | SDGE Imperial | {'Boulevard': [13.7, 14768.0], 'Suncrest': [13.8, 12620.0], 'East County': [22.1, 14764.0], 'Ocotillo Express': [23.8, 14755.0], 'Otay Mesa': [31.1, 94.0], 'Miguel': [32.3, 87.0], 'Sycamore Canyon': [35.0, 0.0], 'Bay Boulevard': [39.9, 41.0], 'Kearny': [40.0, 0.0], 'Mission': [40.3, 0.0], 'Silvergate': [41.2, 2.0], 'Imperial Valley': [43.0, 2161.0], 'Old Town': [43.5, 0.0], 'Escondido': [45.1, 0.0], 'Penasquitos': [45.8, 0.0], 'El Centro': [53.0, 2108.0], 'Palomar Airport': [53.9, 0.0], 'Encina': [56.8, 0.0], 'Bannister': [58.1, 0.0], 'San Luis Rey': [59.0, 0.0]} | 75479.1406 | 14884.5371 | 0.1972 | 60594.6016 | 0.8028 | 0 | 0 | 0 | 0 | 0 | 10.6084 | 0.00014055 | 0 | 0 | 0 | 19781.4121 | 0.26208 | 24212.9102 | 0.32079 | 14960.1299 | 0.1982 | 60519.0107 | 12908.2803 | 0.17102 | 62570.8604 | 26033.3887 | 0.34491 | 49445.752 | 38677.9766 | 0.51243 | 36801.1641 | 30654.4902 | 0.40613 | 44824.6504 | 1396.0457 | 0.018496 | 74083.095
69 | Sycamore | Central_Valley_North_Los_Banos | PGE Kern | {'Kern Oil': [1.9, 535.0], 'Bakersfield': [4.6, 535.0], 'Columbus': [4.7, 535.0], 'Cal Water': [5.5, 535.0], 'West Park': [6.1, 182.0], 'Rosedale': [7.2, 89.0], 'Magunden': [7.4, 535.0], 'Poso Mt.': [7.6, 535.0], 'Kern Power': [7.8, 9.0], '7th Standard': [8.0, 32.0], 'Lerdo': [9.7, 75.0], 'Stockdale': [10.3, 0.0], 'Renfro': [10.8, 0.0], 'Tevis': [12.0, 0.0], 'Unknown - 3327': [12.9, 535.0], 'Lamont': [13.0, 535.0], 'Rio Bravo': [15.2, 0.0], 'Grimmway-Malaga': [15.9, 238.0], 'Tupman': [17.2, 0.0], 'Shafter': [18.9, 0.0], 'Norco': [21.3, 0.0], 'Charca': [21.7, 0.0], 'Wheeler Ridge': [25.1, 0.0], 'Midway': [26.3, 0.0], 'Elk Hills': [26.8, 0.0], 'Semitropic': [27.2, 0.0], 'Vestal': [27.4, 96.0], 'Midway - Wheeler Ridge (Proposed)': [27.7, 0.0], 'Smyrna': [31.9, 0.0], 'Goose Lake': [34.7, 0.0], 'Taft': [35.3, 0.0], 'Pastoria': [36.6, 0.0], 'Olive': [40.0, 0.0], 'Temblor': [40.1, 0.0], 'Kernridge': [42.2, 0.0], 'Highwind': [42.3, 0.0], 'Alpaugh': [43.9, 0.0], 'Springville': [45.4, 0.0], 'Bailey': [48.2, 0.0], 'Gates-Midway (Proposed)': [48.7, 0.0], 'Windhub': [49.4, 0.0], 'Whirlwind': [51.6, 0.0], 'Caliente': [52.5, 0.0], 'Corcoran': [55.4, 0.0], 'Arco': [56.5, 0.0], 'Waukena': [57.7, 0.0], 'Carrizo Plains': [59.4, 0.0]} | 3245.1094 | 533.7963 | 0.16449 | 2711.313 | 0.83551 | 0 | 0 | 0 | 0 | 0 | 0 | 0 | 0 | 0 | 0 | 272.6552 | 0.08402 | 2971.9268 | 0.91582 | 1061.405 | 0.32708 | 2183.7043 | 737.2451 | 0.22719 | 2507.8643 | 1671.5281 | 0.51509 | 1573.5813 | 2174.5491 | 0.6701 | 1070.5603 | 2152.9653 | 0.66345 | 1092.144 | 35.1693 | 0.010838 | 3209.94
150 | Sycamore Canyon | Greater_SD | SDGE Imperial | {'Kearny': [8.3, 219.0], 'Penasquitos': [10.9, 219.0], 'Mission': [11.1, 204.0], 'Old Town': [14.0, 204.0], 'Escondido': [15.2, 171.0], 'Silvergate': [16.6, 202.0], 'Miguel': [16.7, 200.0], 'Palomar Airport': [20.6, 173.0], 'Suncrest': [21.6, 85.0], 'Bay Boulevard': [21.6, 200.0], 'Encina': [23.3, 98.0], 'Otay Mesa': [24.6, 200.0], 'San Luis Rey': [26.8, 43.0], 'Suncrest - Ocotillo (Proposed)': [35.0, 0.0], 'San Onofre': [43.5, 23.0], 'Boulevard': [47.5, 0.0], 'Talega': [48.4, 21.0], 'Capistrano': [55.1, 19.0], 'Margarita': [55.6, 19.0], 'East County': [56.5, 0.0], 'Valley': [57.1, 0.0], 'Trabuco': [58.0, 6.0], 'Ocotillo Express': [58.8, 0.0]} | 3215.2283 | 205.9428 | 0.064052 | 3009.2854 | 0.93595 | 0 | 0 | 0 | 0 | 0 | 6.3818 | 0.0019849 | 0 | 0 | 0 | 115.2801 | 0.035854 | 2131.6609 | 0.66299 | 2154.8181 | 0.67019 | 1060.4102 | 1790.9685 | 0.55703 | 1424.2598 | 2343.188 | 0.72878 | 872.0403 | 2919.2561 | 0.90795 | 295.9722 | 674.3735 | 0.20974 | 2540.8547 | 907.3364 | 0.2822 | 2307.8919
241 | Sylmar | Tehachapi | SCE Northern | {'Saugus': [9.1, 16132.0], 'Pardee': [10.4, 16124.0], 'Gould': [18.8, 10389.0], 'La Cienega': [22.1, 265.0], 'Moorpark': [23.1, 414.0], 'Vincent': [25.1, 15336.0], 'Goodrich': [25.9, 4483.0], 'El Segundo': [27.7, 196.0], 'Chevmain': [28.3, 97.0], 'Antelope': [28.7, 16064.0], 'Mesa': [29.0, 94.0], 'El Nido': [29.2, 39.0], 'Laguna Bell': [30.4, 14.0], 'La Fresa': [31.5, 37.0], 'Redondo': [32.2, 37.0], 'Rio Hondo': [32.8, 1620.0], 'Center': [34.4, 5.0], 'Lighthipe': [34.7, 14.0], 'Bailey': [36.1, 7650.0], 'Arcogen': [36.7, 16.0], 'Hinson': [37.1, 14.0], 'Walnut': [37.6, 1.0], 'Whirlwind': [38.4, 15616.0], 'Del Amo': [39.1, 3.0], 'Santa Clara': [39.1, 41.0], 'Harborgen': [39.5, 6.0], 'Long Beach': [40.4, 5.0], 'Olinda': [41.4, 0.0], 'Mandalay': [43.4, 25.0], 'Alamitos': [43.8, 2.0], 'Barre': [45.3, 0.0], 'Pastoria': [47.6, 2551.0], 'Lewis': [48.6, 0.0], 'Padua': [50.9, 0.0], 'Villa Park': [51.0, 0.0], 'Chino': [51.6, 0.0], 'Windhub': [51.8, 9201.0], 'Serrano': [52.4, 0.0], 'Ellis': [53.4, 0.0], 'Huntington Beach': [54.5, 0.0], 'Johanna': [55.2, 0.0], 'Highwind': [55.2, 4425.0], 'Rancho Vista': [57.3, 0.0], 'Mira Loma': [57.4, 0.0], 'Etiwanda': [57.7, 0.0]} | 64753.0977 | 16118.4912 | 0.24892 | 48634.6055 | 0.75108 | 0 | 0 | 0 | 0 | 0 | 1157.2346 | 0.017871 | 244.0126 | 0.0037684 | 0 | 19436.8359 | 0.30017 | 21428.4941 | 0.33093 | 10607.3916 | 0.16381 | 54145.7061 | 20505.875 | 0.31668 | 44247.2227 | 18009.7812 | 0.27813 | 46743.3164 | 32931.0234 | 0.50856 | 31822.0742 | 26172.6504 | 0.40419 | 38580.4473 | 1878.5941 | 0.029012 | 62874.5035
7 | Table Mountain | Northern_California | PGE NGBA | {'Thermalito': [2.9, 67.0], 'Wyandotte': [7.1, 67.0], 'Palermo': [9.7, 67.0], 'Honcut': [16.4, 0.0], 'Pease': [26.6, 0.0], 'East Marysville': [27.4, 0.0], 'Colgate': [28.8, 67.0], 'Glenn': [30.7, 0.0], 'Olivehurst': [32.4, 0.0], 'Logan Creek': [33.0, 0.0], 'Delevan': [35.8, 0.0], 'Brunswick': [39.6, 0.0], 'Cortina': [43.1, 0.0], 'Rio Oso': [43.9, 0.0], 'Higgins': [46.1, 0.0], 'Drum 1': [51.3, 0.0], 'Pleasant Grove': [53.8, 0.0]} | 7429.4639 | 69.739 | 0.0093868 | 7359.7251 | 0.99061 | 0 | 0 | 0 | 0 | 0 | 0.1492 | 2.0083e-05 | 0 | 0 | 0 | 2696.1951 | 0.36291 | 707.6573 | 0.09525 | 3479.4346 | 0.46833 | 3950.0293 | 5071.9541 | 0.68268 | 2357.5098 | 6573.5635 | 0.8848 | 855.9004 | 7274.5244 | 0.97915 | 154.9395 | 5343.9678 | 0.71929 | 2085.4961 | 161.1351 | 0.021689 | 7268.3287
60 | Taft | Central_Valley_North_Los_Banos | PGE Kern | {'Elk Hills': [8.6, 54.0], 'Midway - Wheeler Ridge (Proposed)': [12.1, 25.0], 'Norco': [14.2, 0.0], 'Midway': [18.6, 69.0], 'Tupman': [19.2, 0.0], 'Temblor': [20.9, 69.0], 'Tevis': [23.6, 0.0], 'Rio Bravo': [24.5, 0.0], 'Renfro': [25.0, 0.0], 'Kernridge': [25.7, 69.0], 'Stockdale': [26.5, 0.0], 'Kern Power': [27.5, 0.0], 'Shafter': [27.7, 0.0], 'Rosedale': [28.3, 0.0], '7th Standard': [28.8, 0.0], 'Wheeler Ridge': [28.8, 25.0], 'Caliente': [29.8, 69.0], 'West Park': [29.9, 0.0], 'Lerdo': [31.3, 0.0], 'Bakersfield': [32.1, 0.0], 'Semitropic': [32.2, 65.0], 'Goose Lake': [32.6, 69.0], 'Kern Oil': [33.5, 0.0], 'Charca': [33.8, 0.0], 'Magunden': [35.3, 0.0], 'Sycamore': [35.3, 0.0], 'Columbus': [35.6, 0.0], 'Carrizo Plains': [35.8, 69.0], 'Grimmway-Malaga': [36.0, 0.0], 'Unknown - 3327': [36.7, 0.0], 'Lamont': [36.8, 0.0], 'Solar': [36.8, 69.0], 'Cal Water': [38.3, 0.0], 'Pastoria': [38.8, 25.0], 'Smyrna': [40.2, 0.0], 'Poso Mt.': [41.6, 0.0], 'Gates-Midway (Proposed)': [47.0, 69.0], 'Bailey': [47.2, 25.0], 'Arco': [50.4, 69.0], 'Sisquoc': [51.3, 0.0], 'Goleta': [51.4, 0.0], 'Olive': [52.6, 0.0], 'Vestal': [53.6, 0.0], 'Mesa': [55.7, 0.0], 'Alpaugh': [57.1, 0.0], 'Santa Clara': [59.9, 0.0]} | 1066.6396 | 93.8798 | 0.088015 | 972.7598 | 0.91199 | 0 | 0 | 0 | 0 | 0 | 0 | 0 | 0 | 0 | 0 | 120.2482 | 0.11274 | 847.085 | 0.79416 | 46.9746 | 0.04404 | 1019.6651 | 44.6871 | 0.041895 | 1021.9526 | 345.5775 | 0.32399 | 721.0621 | 392.5522 | 0.36803 | 674.0875 | 954.8566 | 0.8952 | 111.783 | 0 | 0 | 1066.6396
151 | Talega | Greater_SD | SDGE Imperial | {'San Onofre': [5.8, 83.0], 'Capistrano': [6.8, 81.0], 'Margarita': [7.4, 81.0], 'Trabuco': [9.6, 68.0], 'Viejo': [15.3, 57.0], 'Santiago': [18.5, 57.0], 'Lee Lake (Proposed)': [21.6, 57.0], 'San Luis Rey': [21.6, 62.0], 'Johanna': [24.2, 57.0], 'Encina': [25.7, 42.0], 'Ellis': [26.8, 54.0], 'Huntington Beach': [27.0, 55.0], 'Palomar Airport': [28.1, 41.0], 'Serrano': [28.8, 52.0], 'Villa Park': [29.2, 51.0], 'Lewis': [31.0, 47.0], 'Valley': [31.1, 0.0], 'Barre': [34.1, 42.0], 'Escondido': [34.7, 26.0], 'Alamitos': [37.2, 24.0], 'Chino': [38.1, 0.0], 'Mira Loma': [38.2, 0.0], 'Olinda': [39.5, 19.0], 'Del Amo': [40.7, 21.0], 'Penasquitos': [42.1, 26.0], 'Vista': [43.1, 0.0], 'Long Beach': [43.4, 19.0], 'Rancho Vista': [43.8, 0.0], 'Etiwanda': [43.9, 0.0], 'Walnut': [44.0, 14.0], 'Harborgen': [44.0, 19.0], 'Center': [45.0, 14.0], 'Hinson': [45.2, 18.0], 'El Casco': [45.4, 0.0], 'Lighthipe': [45.6, 14.0], 'Padua': [46.1, 0.0], 'Arcogen': [46.2, 14.0], 'San Bernardino': [47.2, 0.0], 'Sycamore Canyon': [48.4, 21.0], 'Laguna Bell': [49.0, 11.0], 'Kearny': [49.7, 17.0], 'Rio Hondo': [50.7, 0.0], 'Mesa': [50.8, 0.0], 'Old Town': [52.2, 2.0], 'La Fresa': [52.4, 1.0], 'Mission': [52.5, 2.0], 'Redondo': [54.4, 0.0], 'El Nido': [55.4, 0.0], 'Goodrich': [56.6, 0.0], 'Chevmain': [57.1, 0.0], 'Silvergate': [57.8, 0.0], 'El Segundo': [58.3, 0.0], 'La Cienega': [59.9, 0.0]} | 539.5619 | 73.6282 | 0.13646 | 465.9337 | 0.86354 | 0 | 0 | 0 | 0 | 0 | 0.090055 | 0.0001669 | 0 | 0 | 0 | 2.7566 | 0.005109 | 0 | 0 | 42.7095 | 0.079156 | 496.8524 | 235.5062 | 0.43648 | 304.0557 | 415.4848 | 0.77004 | 124.0771 | 424.4725 | 0.7867 | 115.0894 | 0 | 0 | 539.5619 | 56.8107 | 0.10529 | 482.7512
61 | Temblor | Central_Valley_North_Los_Banos | PGE Kern | {'Kernridge': [4.8, 405.0], 'Caliente': [12.5, 460.0], 'Midway': [13.8, 163.0], 'Goose Lake': [16.5, 163.0], 'Carrizo Plains': [19.4, 460.0], 'Solar': [20.5, 460.0], 'Semitropic': [20.9, 65.0], 'Taft': [20.9, 69.0], 'Elk Hills': [21.0, 29.0], 'Norco': [22.8, 0.0], 'Shafter': [23.2, 0.0], 'Tupman': [24.1, 0.0], 'Rio Bravo': [24.9, 0.0], 'Charca': [26.0, 0.0], 'Smyrna': [26.8, 0.0], 'Gates-Midway (Proposed)': [27.5, 237.0], 'Arco': [29.7, 237.0], 'Renfro': [30.0, 0.0], 'Midway - Wheeler Ridge (Proposed)': [30.1, 0.0], 'Lerdo': [31.7, 0.0], '7th Standard': [32.1, 0.0], 'Tevis': [32.3, 0.0], 'Kern Power': [33.8, 0.0], 'Rosedale': [34.9, 0.0], 'Stockdale': [35.8, 0.0], 'West Park': [37.0, 0.0], 'Kern Oil': [38.3, 0.0], 'Olive': [38.3, 0.0], 'Bakersfield': [39.0, 0.0], 'Sycamore': [40.1, 0.0], 'Cholame': [41.7, 74.0], 'Alpaugh': [42.3, 0.0], 'Columbus': [42.7, 0.0], 'Poso Mt.': [43.4, 0.0], 'Magunden': [43.7, 0.0], 'Cal Water': [44.9, 0.0], 'Wheeler Ridge': [45.5, 0.0], 'Vestal': [46.7, 0.0], 'Unknown - 3327': [47.4, 0.0], 'Avenal': [47.4, 74.0], 'Lamont': [47.5, 0.0], 'Grimmway-Malaga': [48.1, 0.0], 'Cal Flats': [48.7, 74.0], 'Mesa': [50.0, 223.0], 'Sisquoc': [50.0, 223.0], 'Corcoran': [50.8, 0.0], 'Waukena': [52.6, 0.0], 'San Luis Obispo': [53.6, 166.0], 'Oceano': [53.6, 223.0], 'Templeton': [56.7, 0.0], 'Pastoria': [57.3, 0.0], 'Gates': [57.6, 0.0], 'Leprino': [59.7, 0.0], 'Mustang': [60.0, 0.0]} | 4361.8794 | 459.2955 | 0.1053 | 3902.584 | 0.8947 | 0 | 0 | 0 | 0 | 0 | 99.6535 | 0.022846 | 0 | 0 | 0 | 1388.8048 | 0.3184 | 1794.1056 | 0.41131 | 2292.7275 | 0.52563 | 2069.1519 | 217.8803 | 0.049951 | 4143.9991 | 495.2758 | 0.11355 | 3866.6036 | 2510.6079 | 0.57558 | 1851.2715 | 2983.9243 | 0.68409 | 1377.9551 | 9.7212 | 0.0022287 | 4352.1582
163 | Templeton | Kern_Greater_Carrizo | PGE Kern | {'Morro Bay': [15.9, 1916.0], 'San Luis Obispo': [20.4, 1900.0], 'Cholame': [21.4, 1590.0], 'Diablo Canyon': [25.2, 1824.0], 'Cal Flats': [29.6, 484.0], 'Oceano': [31.8, 1501.0], 'Solar': [36.9, 1261.0], 'Carrizo Plains': [38.0, 1261.0], 'Mesa': [39.8, 1166.0], 'Avenal': [43.0, 129.0], 'Caliente': [44.7, 1195.0], 'Arco': [45.7, 129.0], 'Sisquoc': [50.7, 44.0], 'Gates': [51.0, 15.0], 'Kernridge': [53.5, 99.0], 'Gates-Midway (Proposed)': [54.0, 129.0], 'Coburn': [55.5, 0.0], 'Temblor': [56.7, 0.0]} | 20599.1387 | 2070.502 | 0.10051 | 18528.6367 | 0.89949 | 0 | 0 | 0 | 0 | 0 | 1119.7289 | 0.054358 | 0 | 0 | 0 | 15965.4893 | 0.77506 | 3102.5132 | 0.15061 | 11308.3496 | 0.54897 | 9290.7891 | 1964.0774 | 0.095348 | 18635.0613 | 6132.9595 | 0.29773 | 14466.1792 | 14168.4951 | 0.68782 | 6430.6436 | 12814.8018 | 0.6221 | 7784.3369 | 304.8198 | 0.014798 | 20294.3189
3 | Tesla | Solano | PGE GBA | {'Midway Green Ridge Services': [1.6, 7521.0], 'Kelso': [6.2, 7521.0], 'Delta Pumps': [6.8, 7521.0], 'Cayetano': [11.4, 7521.0], 'Brentwood': [15.5, 7521.0], 'Vierra': [17.0, 1490.0], 'Lone Tree': [19.3, 7521.0], 'Westley': [21.7, 0.0], 'Stagg': [22.7, 7521.0], 'Weber': [22.8, 2450.0], 'Ripon': [23.1, 0.0], 'Contra Costa': [23.1, 7521.0], 'Eight Mile': [26.0, 7521.0], 'Newark': [27.3, 96.0], 'Clayton': [27.3, 7521.0], 'Los Esteros': [28.2, 21.0], 'Kirker': [28.3, 7521.0], 'Pittsburg': [28.8, 7521.0], 'Eastshore': [30.8, 96.0], 'Scott': [31.5, 0.0], 'Birds Landing': [31.9, 7521.0], 'Crow Creek': [33.1, 0.0], 'Fink (Proposed)': [33.2, 0.0], 'Metcalf 1': [35.1, 0.0], 'Shiloh III': [35.1, 7521.0], 'Metcalf Energy Center': [35.3, 0.0], 'Lockeford': [35.6, 2360.0], 'Grand Island': [35.9, 7500.0], 'Riverbank': [36.1, 0.0], 'Martinez': [36.6, 7255.0], 'Bellota': [36.7, 158.0], 'Hicks': [37.9, 0.0], 'Miller': [40.1, 0.0], 'Warnerville': [41.7, 0.0], 'Rancho Seco - Bellota (Proposed)': [42.5, 0.0], 'Peabody': [45.3, 7500.0], 'Camanche': [45.5, 0.0], 'Carquinez': [45.6, 5207.0], 'Martin': [46.2, 0.0], 'Llagas': [48.7, 0.0], 'Quinto': [49.2, 0.0], 'Vaca-Dixon & Gc Yard': [51.4, 7226.0], 'Tulucay': [53.3, 4892.0], 'Los Banos': [54.4, 0.0], 'Davis': [58.3, 1339.0], 'New Melones': [58.8, 0.0], 'Ignacio': [58.9, 0.0], 'Hollister': [59.3, 0.0], 'Peoria': [59.8, 0.0]} | 78388.8281 | 7499.5283 | 0.095671 | 70889.2969 | 0.90433 | 0 | 0 | 0 | 0 | 0 | 8721.3096 | 0.11126 | 3845.8164 | 0.049061 | 0 | 48473.9883 | 0.61838 | 6235.2036 | 0.079542 | 48964.7539 | 0.62464 | 29424.0742 | 47509.2578 | 0.60607 | 30879.5703 | 53240.5039 | 0.67918 | 25148.3242 | 65733.1797 | 0.83855 | 12655.6484 | 25579.1934 | 0.32631 | 52809.6348 | 5851.3838 | 0.074646 | 72537.4443
244 | Tevis | Central_Valley_North_Los_Banos | PGE Kern | {'Stockdale': [3.5, 0.0], 'Kern Power': [4.5, 0.0], 'Rosedale': [4.9, 0.0], 'Renfro': [5.1, 0.0], 'West Park': [6.3, 0.0], 'Tupman': [8.3, 0.0], '7th Standard': [8.3, 0.0], 'Bakersfield': [8.4, 0.0], 'Kern Oil': [10.3, 0.0], 'Norco': [10.4, 0.0], 'Rio Bravo': [11.3, 0.0], 'Columbus': [12.0, 0.0], 'Magunden': [12.0, 0.0], 'Sycamore': [12.0, 0.0], 'Lerdo': [12.5, 0.0], 'Cal Water': [14.7, 0.0], 'Unknown - 3327': [15.1, 0.0], 'Lamont': [15.2, 0.0], 'Elk Hills': [15.4, 0.0], 'Midway - Wheeler Ridge (Proposed)': [15.8, 0.0], 'Grimmway-Malaga': [15.9, 0.0], 'Shafter': [17.1, 0.0], 'Wheeler Ridge': [18.1, 0.0], 'Midway': [19.1, 0.0], 'Poso Mt.': [19.2, 0.0], 'Charca': [22.8, 0.0], 'Taft': [23.6, 0.0], 'Semitropic': [26.1, 0.0], 'Pastoria': [31.1, 0.0], 'Goose Lake': [32.0, 0.0], 'Temblor': [32.3, 0.0], 'Smyrna': [33.1, 0.0], 'Kernridge': [35.5, 0.0], 'Vestal': [36.1, 0.0], 'Bailey': [42.5, 0.0], 'Olive': [43.7, 0.0], 'Caliente': [44.7, 0.0], 'Highwind': [45.1, 0.0], 'Gates-Midway (Proposed)': [47.5, 0.0], 'Alpaugh': [48.1, 0.0], 'Whirlwind': [50.5, 0.0], 'Carrizo Plains': [51.6, 0.0], 'Windhub': [51.8, 0.0], 'Solar': [52.7, 0.0], 'Arco': [54.2, 0.0], 'Springville': [55.5, 0.0], 'Corcoran': [59.6, 0.0]} | 98.0849 | 0 | 0 | 0 | 0 | 0 | 0 | 0 | 0 | 0 | 0 | 0 | 0 | 0 | 0 | 56.5586 | 0.57663 | 41.5263 | 0.42337 | 98.0849 | 1 | 0 | 26.6847 | 0.27206 | 71.4003 | 26.6847 | 0.27206 | 71.4003 | 98.0849 | 1 | 0 | 51.4593 | 0.52464 | 46.6256 | 0 | 0 | 98.0849
209 | Thermalito | Northern_California | PGE NGBA | {'Table Mt.': [2.9, 67.0], 'Wyandotte': [5.1, 67.0], 'Palermo': [7.4, 67.0], 'Honcut': [13.5, 0.0], 'Pease': [23.8, 0.0], 'East Marysville': [24.5, 0.0], 'Colgate': [26.8, 67.0], 'Olivehurst': [29.5, 0.0], 'Glenn': [32.7, 0.0], 'Logan Creek': [33.7, 0.0], 'Delevan': [35.5, 0.0], 'Brunswick': [37.5, 0.0], 'Rio Oso': [41.0, 0.0], 'Cortina': [41.7, 0.0], 'Higgins': [43.5, 0.0], 'Drum 1': [49.6, 0.0], 'Pleasant Grove': [50.9, 0.0], 'Woodland': [58.1, 0.0]} | 6183.4209 | 66.3097 | 0.010724 | 6117.1113 | 0.98928 | 0 | 0 | 0 | 0 | 0 | 0.1492 | 2.4129e-05 | 0 | 0 | 0 | 2569.3027 | 0.41551 | 617.7894 | 0.099911 | 3169.6245 | 0.5126 | 3013.7964 | 3915.7788 | 0.63327 | 2267.6421 | 5517.6787 | 0.89233 | 665.7422 | 6063.6396 | 0.98063 | 119.7812 | 4794.0962 | 0.77531 | 1389.3247 | 70.7477 | 0.011442 | 6112.6732
138 | Tortilla | Greater_Kramer | SCE NOL | {'Cool Water': [10.0, 28906.0], 'Calcite': [24.5, 22164.0], 'Roadway': [29.4, 3553.0], 'Kramer': [30.3, 1381.0], 'Victor': [32.0, 3362.0], 'Pisgah': [37.1, 24823.0], 'Lugo - Pisgah (Proposed)': [39.2, 4195.0], 'Lugo': [39.3, 3306.0], 'Randsburg': [49.2, 0.0], 'San Bernardino': [55.3, 0.0], 'Vista': [59.0, 0.0]} | 122523.0156 | 29075.1094 | 0.2373 | 93447.9062 | 0.7627 | 0 | 0 | 0 | 0 | 0 | 706.215 | 0.0057639 | 582.6621 | 0.0047555 | 0 | 0 | 0 | 0 | 0 | 57347.8555 | 0.46806 | 65175.1602 | 28215.6543 | 0.23029 | 94307.3613 | 13581.4863 | 0.11085 | 108941.5293 | 62860.3203 | 0.51305 | 59662.6953 | 68083.9453 | 0.55568 | 54439.0703 | 1598.4078 | 0.013046 | 120924.6078
121 | Trabuco | Greater_LA | SDGE Imperial | {'Margarita': [2.8, 70.0], 'Capistrano': [3.5, 70.0], 'Viejo': [7.4, 58.0], 'Santiago': [8.9, 58.0], 'Talega': [9.6, 68.0], 'Johanna': [14.6, 58.0], 'San Onofre': [15.0, 68.0], 'Ellis': [17.7, 56.0], 'Lee Lake (Proposed)': [18.2, 57.0], 'Huntington Beach': [18.5, 57.0], 'Serrano': [19.5, 53.0], 'Villa Park': [19.7, 53.0], 'Lewis': [21.4, 48.0], 'Barre': [24.6, 43.0], 'Alamitos': [28.2, 25.0], 'Chino': [30.0, 0.0], 'Olinda': [30.0, 21.0], 'San Luis Rey': [31.2, 47.0], 'Mira Loma': [31.3, 0.0], 'Del Amo': [31.3, 22.0], 'Valley': [32.2, 0.0], 'Walnut': [34.6, 16.0], 'Long Beach': [34.7, 21.0], 'Harborgen': [35.2, 21.0], 'Encina': [35.3, 27.0], 'Center': [35.4, 16.0], 'Lighthipe': [36.2, 16.0], 'Hinson': [36.2, 19.0], 'Rancho Vista': [37.1, 0.0], 'Etiwanda': [37.2, 0.0], 'Arcogen': [37.2, 16.0], 'Palomar Airport': [37.6, 26.0], 'Padua': [38.4, 0.0], 'Vista': [38.8, 0.0], 'Laguna Bell': [39.4, 12.0], 'Mesa': [41.2, 2.0], 'Rio Hondo': [41.3, 2.0], 'San Bernardino': [43.5, 0.0], 'La Fresa': [43.5, 3.0], 'Escondido': [44.1, 12.0], 'El Casco': [44.2, 0.0], 'Redondo': [45.6, 2.0], 'El Nido': [46.4, 2.0], 'Goodrich': [47.0, 2.0], 'Chevmain': [48.1, 2.0], 'El Segundo': [49.3, 2.0], 'La Cienega': [50.6, 2.0], 'Penasquitos': [51.6, 12.0], 'Gould': [54.1, 0.0], 'Sycamore Canyon': [58.0, 6.0], 'Lugo': [58.1, 0.0], 'Kearny': [59.3, 2.0]} | 653.882 | 61.7791 | 0.094481 | 592.1028 | 0.90552 | 0 | 0 | 0 | 0 | 0 | 0.086476 | 0.00013225 | 0 | 0 | 0 | 2.7566 | 0.0042157 | 0 | 0 | 38.1836 | 0.058395 | 615.6983 | 333.2435 | 0.50964 | 320.6384 | 543.4897 | 0.83117 | 110.3922 | 552.4774 | 0.84492 | 101.4045 | 0 | 0 | 653.882 | 61.2268 | 0.093636 | 592.6552
277 | Tranquility | Central_Valley_North_Los_Banos | PGE Fresno | {'Cheney': [7.6, 0.0], 'Mendota': [9.5, 0.0], 'Panoche': [10.7, 0.0], 'Cantua': [11.6, 0.0], 'Helm': [12.7, 0.0], 'Excelsior': [16.3, 0.0], 'Newhall': [19.6, 0.0], 'Schindler': [19.7, 0.0], 'Mc Mullin': [23.1, 0.0], 'Oro Loma': [24.8, 0.0], 'Kearney (New)': [30.1, 0.0], 'Dairyland': [32.5, 0.0], 'Gregg': [32.6, 0.0], 'Borden': [32.7, 0.0], 'West Fresno': [33.7, 0.0], 'Gates': [34.7, 0.0], 'Mustang': [36.6, 0.0], 'California Ave': [36.7, 0.0], 'Henrietta': [36.8, 0.0], 'Malaga': [38.3, 0.0], 'Leprino': [40.0, 0.0], 'Le Grand': [41.8, 0.0], 'McCall': [42.6, 0.0], 'Sanger': [44.8, 0.0], 'Avenal': [45.2, 0.0], 'Kingsburg': [46.3, 0.0], 'Los Banos': [46.8, 0.0], 'Coburn': [46.9, 0.0], 'Merced': [47.5, 0.0], 'GWF Hanford': [47.6, 0.0], 'Wilson': [48.6, 0.0], 'Cal Flats': [49.9, 0.0], 'Quinto': [51.9, 0.0], 'Wahtoke': [52.9, 0.0], 'Waukena': [55.6, 0.0], 'Reedley': [57.2, 0.0], 'Corcoran': [57.7, 0.0], 'Hollister': [58.6, 0.0]} | 760.1494 | 0 | 0 | 0 | 0 | 0 | 0 | 0 | 0 | 0 | 0 | 0 | 0 | 0 | 0 | 215.7178 | 0.28378 | 526.5518 | 0.6927 | 682.2848 | 0.89757 | 77.8646 | 77.8646 | 0.10243 | 682.2848 | 104.5716 | 0.13757 | 655.5777 | 760.1494 | 1 | 0 | 688.8676 | 0.90623 | 71.2818 | 0 | 0 | 760.1494
279 | Trout Canyon (fka Crazy Eyes) | Southern_NV_Eldorado | SCE EOP | {'Gamebird': [9.1, 965.0], 'Sandy Valley': [9.4, 3001.0], 'Pahrump': [13.6, 525.0], 'Vista 2': [20.7, 287.0], 'Desert View': [28.7, 1613.0], 'Innovation': [35.1, 43.0], 'Primm': [39.0, 1117.0], 'Ivanpah': [41.5, 1117.0], 'Sloan Canyon': [44.0, 1.0], 'Eldorado': [46.8, 1.0], 'Valley (VEA)': [50.8, 12.0], 'Lathrop': [52.0, 12.0], 'Harry Allen': [52.7, 1613.0], 'Mead': [52.9, 0.0]} | 22396.3184 | 3011.5381 | 0.13447 | 19384.7812 | 0.86553 | 0 | 0 | 0 | 0 | 0 | 0.49302 | 2.2013e-05 | 0 | 0 | 0 | 841.0215 | 0.037552 | 0 | 0 | 3071.2458 | 0.13713 | 19325.0725 | 820.2485 | 0.036624 | 21576.0698 | 8062.2349 | 0.35998 | 14334.0835 | 9662.2451 | 0.43142 | 12734.0732 | 15142.8252 | 0.67613 | 7253.4932 | 169.5361 | 0.0075698 | 22226.7822
110 | Tulucay | Northern_California | PGE NGBA | {'Carquinez': [10.9, 27220.0], 'Peabody': [16.3, 27437.0], 'Lakeville': [17.0, 1780.0], 'Martinez': [18.1, 27152.0], 'Ignacio': [18.9, 1817.0], 'Vaca-Dixon & Gc Yard': [21.6, 27335.0], 'Penngrove': [22.9, 319.0], 'Shiloh III': [23.5, 27437.0], 'Putah Creek': [24.1, 18752.0], 'Pittsburg': [24.9, 26884.0], 'Kirker': [25.2, 26884.0], 'Birds Landing': [25.3, 27437.0], 'Bellevue': [25.8, 203.0], 'Clayton': [26.5, 26664.0], 'Contra Costa': [31.5, 26405.0], 'Fulton': [31.8, 109.0], 'Madison': [33.4, 2253.0], 'Lone Tree': [34.6, 26345.0], 'Davis': [35.5, 18593.0], 'Grand Island': [36.8, 25710.0], 'Martin': [38.4, 1490.0], 'Brentwood': [39.4, 25011.0], 'Woodland': [40.5, 2133.0], 'Geysers Tap 1': [43.8, 0.0], 'Eastshore': [43.8, 1051.0], 'Cayetano': [44.4, 18144.0], 'Delta Pumps': [46.9, 21761.0], 'Kelso': [47.7, 20895.0], 'Eagle Rock': [49.7, 0.0], 'Eight Mile': [50.2, 23959.0], 'Midway Green Ridge Services': [51.7, 9566.0], 'Stagg': [53.0, 22983.0], 'Tesla': [53.3, 4892.0], 'Newark': [53.8, 7.0], 'Cloverdale': [55.3, 0.0], 'Los Esteros': [59.5, 0.0]} | 123146.7734 | 27883.916 | 0.22643 | 95262.8594 | 0.77357 | 0 | 0 | 0 | 0 | 0 | 32626.7148 | 0.26494 | 7960.4756 | 0.064642 | 0 | 86894.4297 | 0.70562 | 66.6931 | 0.00054157 | 45246.9219 | 0.36742 | 77899.8516 | 39594.1484 | 0.32152 | 83552.625 | 39998.1953 | 0.3248 | 83148.5781 | 79464.1562 | 0.64528 | 43682.6172 | 29883.0469 | 0.24266 | 93263.7266 | 24604.3184 | 0.1998 | 98542.4551
62 | Tupman | Central_Valley_North_Los_Banos | PGE Kern | {'Norco': [5.2, 0.0], 'Rio Bravo': [6.1, 0.0], 'Renfro': [6.4, 0.0], 'Tevis': [8.3, 0.0], '7th Standard': [9.8, 0.0], 'Kern Power': [9.9, 0.0], 'Elk Hills': [10.7, 0.0], 'Midway': [10.8, 0.0], 'Rosedale': [11.0, 0.0], 'Shafter': [11.3, 0.0], 'Stockdale': [11.7, 0.0], 'Lerdo': [12.1, 0.0], 'West Park': [13.1, 0.0], 'Bakersfield': [15.2, 0.0], 'Kern Oil': [15.3, 0.0], 'Midway - Wheeler Ridge (Proposed)': [16.0, 0.0], 'Sycamore': [17.2, 0.0], 'Charca': [17.8, 0.0], 'Columbus': [18.9, 0.0], 'Taft': [19.2, 0.0], 'Semitropic': [19.4, 0.0], 'Magunden': [19.7, 0.0], 'Cal Water': [21.4, 0.0], 'Poso Mt.': [22.6, 0.0], 'Unknown - 3327': [23.3, 0.0], 'Lamont': [23.4, 0.0], 'Temblor': [24.1, 0.0], 'Grimmway-Malaga': [24.3, 0.0], 'Goose Lake': [24.4, 0.0], 'Wheeler Ridge': [24.8, 0.0], 'Kernridge': [27.1, 0.0], 'Smyrna': [27.2, 0.0], 'Vestal': [35.2, 0.0], 'Caliente': [36.5, 0.0], 'Pastoria': [37.7, 0.0], 'Olive': [38.8, 0.0], 'Gates-Midway (Proposed)': [40.1, 0.0], 'Alpaugh': [43.3, 0.0], 'Carrizo Plains': [43.4, 0.0], 'Solar': [44.6, 0.0], 'Arco': [46.4, 0.0], 'Bailey': [48.8, 0.0], 'Highwind': [53.4, 0.0], 'Corcoran': [54.6, 0.0], 'Springville': [55.3, 0.0], 'Waukena': [56.8, 0.0], 'Whirlwind': [58.3, 0.0]} | 0 | 0 | 0 | 0 | 0 | 0 | 0 | 0 | 0 | 0 | 0 | 0 | 0 | 0 | 0 | 0 | 0 | 0 | 0 | 0 | 0 | 0 | 0 | 0 | 0 | 0 | 0 | 0 | 0 | 0 | 0 | 0 | 0 | 0 | 0 | 0 | 0
104 | Ukiah | Mendocino_Marin | PGE NGBA | {'Calpella': [3.7, 2077.0], 'Mendocino': [7.4, 1642.0], 'Hopland': [13.2, 1992.0], 'Cloverdale': [25.8, 1317.0], 'Eagle Rock': [29.9, 1169.0], 'Geysers Tap 1': [35.7, 444.0], 'Fulton': [50.3, 18.0], 'Delevan': [51.8, 366.0], 'Cortina': [52.0, 396.0], 'Logan Creek': [56.7, 22.0], 'Bellevue': [58.8, 0.0]} | 17990.6348 | 2175.6311 | 0.12093 | 15815.0039 | 0.87907 | 0 | 0 | 0 | 0 | 0 | 1130.8171 | 0.062856 | 69.5145 | 0.0038639 | 0 | 4252.0298 | 0.23635 | 5767.9653 | 0.32061 | 9818.9443 | 0.54578 | 8171.6904 | 1811.5161 | 0.10069 | 16179.1187 | 5416.8145 | 0.30109 | 12573.8203 | 11809.0977 | 0.6564 | 6181.5371 | 9461.2119 | 0.5259 | 8529.4229 | 502.4776 | 0.02793 | 17488.1572
189 | UltraPower Chinese Station | El_Dorado_Mariposa | PGE GBA | {'Peoria': [2.3, 0.0], 'New Melones': [5.7, 0.0], 'Curtis': [11.1, 0.0], 'Warnerville': [19.9, 0.0], 'Riverbank': [24.6, 0.0], 'Bellota': [30.8, 0.0], 'Rancho Seco - Bellota (Proposed)': [33.4, 0.0], 'Donnells-Curtis': [35.3, 0.0], 'Ripon': [37.4, 0.0], 'Camanche': [37.8, 0.0], 'Wilson': [40.3, 0.0], 'Lockeford': [40.8, 0.0], 'Merced': [41.5, 0.0], 'Weber': [41.7, 0.0], 'Vierra': [43.8, 0.0], 'Westley': [44.7, 0.0], 'Stagg': [48.1, 0.0], 'Le Grand': [48.9, 0.0], 'Crow Creek': [49.9, 0.0], 'Fink (Proposed)': [50.3, 0.0], 'Eight Mile': [50.6, 0.0], 'Miller': [55.4, 0.0], 'Dairyland': [57.3, 0.0]} | 0 | 0 | 0 | 0 | 0 | 0 | 0 | 0 | 0 | 0 | 0 | 0 | 0 | 0 | 0 | 0 | 0 | 0 | 0 | 0 | 0 | 0 | 0 | 0 | 0 | 0 | 0 | 0 | 0 | 0 | 0 | 0 | 0 | 0 | 0 | 0 | 0
174 | Vaca Dixon | Solano | PGE NGBA | {'Peabody': [8.4, 31437.0], 'Putah Creek': [9.3, 19406.0], 'Davis': [14.2, 21817.0], 'Shiloh III': [16.5, 31437.0], 'Madison': [18.8, 2753.0], 'Birds Landing': [19.7, 31437.0], 'Woodland': [21.0, 2633.0], 'Grand Island': [21.4, 29812.0], 'Tulucay': [21.6, 27335.0], 'Pittsburg': [25.2, 30747.0], 'Kirker': [26.3, 30747.0], 'Carquinez': [27.9, 27515.0], 'Contra Costa': [28.7, 30399.0], 'Martinez': [28.7, 30656.0], 'Clayton': [31.7, 30370.0], 'Lone Tree': [32.6, 30326.0], 'Brentwood': [35.8, 29033.0], 'Lakeville': [37.3, 1235.0], 'Eight Mile': [37.8, 28040.0], 'Ignacio': [40.4, 1242.0], 'Penngrove': [41.7, 32.0], 'Stagg': [42.0, 27062.0], 'Bellevue': [42.9, 1.0], 'Pleasant Grove': [44.1, 0.0], 'Rio Oso': [44.3, 0.0], 'Delta Pumps': [44.6, 25840.0], 'Kelso': [45.1, 24974.0], 'Lockeford': [45.7, 3396.0], 'Gold Hill': [46.0, 0.0], 'Fulton': [46.0, 0.0], 'Cayetano': [46.5, 22167.0], 'Weber': [49.7, 3480.0], 'Midway Green Ridge Services': [50.0, 13375.0], 'Camanche': [50.3, 0.0], 'Geysers Tap 1': [51.2, 0.0], 'Tesla': [51.4, 7226.0], 'Olivehurst': [51.9, 0.0], 'Cortina': [52.3, 477.0], 'Rancho Seco - Bellota (Proposed)': [53.5, 0.0], 'Vierra': [54.5, 1195.0], 'Eastshore': [54.7, 726.0], 'Pease': [54.9, 0.0], 'Martin': [55.0, 1016.0], 'Bellota': [56.0, 4.0], 'East Marysville': [56.1, 0.0], 'Eagle Rock': [56.4, 0.0]} | 186094.0625 | 31881.3398 | 0.17132 | 154212.7188 | 0.82868 | 0 | 0 | 0 | 0 | 0 | 48555.4219 | 0.26092 | 33003.0352 | 0.17735 | 0 | 101907.7031 | 0.54761 | 3044.8342 | 0.016362 | 59708.6523 | 0.32085 | 126385.4102 | 47864.8047 | 0.25721 | 138229.2578 | 48423.4922 | 0.26021 | 137670.5703 | 103854.2734 | 0.55807 | 82239.7891 | 37154.5273 | 0.19965 | 148939.5352 | 32110.5 | 0.17255 | 153983.5625
128 | Valley | Riverside (Exclude) | SCE Eastern | {'El Casco': [16.3, 1320.0], 'Lee Lake (Proposed)': [16.9, 0.0], 'Vista': [22.8, 738.0], 'San Bernardino': [23.9, 1320.0], 'Viejo': [28.5, 0.0], 'Mira Loma': [29.9, 0.0], 'Margarita': [30.2, 0.0], 'Talega': [31.1, 0.0], 'Etiwanda': [32.1, 0.0], 'Trabuco': [32.2, 0.0], 'Rancho Vista': [32.4, 0.0], 'Capistrano': [33.3, 0.0], 'San Onofre': [34.3, 0.0], 'Chino': [34.9, 0.0], 'Santiago': [35.6, 0.0], 'Devers': [36.0, 1348.0], 'Serrano': [37.0, 0.0], 'San Luis Rey': [37.8, 0.0], 'Padua': [38.2, 0.0], 'Villa Park': [39.4, 0.0], 'Johanna': [40.2, 0.0], 'Escondido': [42.4, 0.0], 'Encina': [42.8, 0.0], 'Lewis': [43.0, 0.0], 'Palomar Airport': [43.2, 0.0], 'Lugo': [44.9, 0.0], 'Ellis': [45.5, 0.0], 'Mirage': [45.6, 1348.0], 'Olinda': [46.3, 0.0], 'Barre': [47.8, 0.0], 'Huntington Beach': [47.8, 0.0], 'Walnut': [49.2, 0.0], 'Rio Hondo': [53.7, 0.0], 'Alamitos': [54.3, 0.0], 'Lugo - Pisgah (Proposed)': [54.3, 0.0], 'Victor': [54.4, 0.0], 'Del Amo': [54.7, 0.0], 'Calcite': [55.5, 0.0], 'Center': [56.2, 0.0], 'Penasquitos': [56.7, 0.0], 'Sycamore Canyon': [57.1, 0.0], 'Mesa': [58.6, 0.0], 'Laguna Bell': [59.3, 0.0], 'Lighthipe': [59.4, 0.0], 'Roadway': [59.5, 0.0]} | 14774.627 | 1347.7723 | 0.091222 | 13426.8545 | 0.90878 | 0 | 0 | 0 | 0 | 0 | 3.1135 | 0.00021073 | 0 | 0 | 0 | 8019.0981 | 0.54276 | 5844.0156 | 0.39554 | 5842.5093 | 0.39544 | 8932.1177 | 6583.0972 | 0.44557 | 8191.5298 | 8879.4248 | 0.60099 | 5895.2021 | 9893.0322 | 0.6696 | 4881.5947 | 7659.5264 | 0.51842 | 7115.1006 | 98.7931 | 0.0066867 | 14675.8338
292 | Valley (VEA) | Southern_NV_Eldorado | SCE EOP | {'Lathrop': [11.3, 8699.0], 'Beatty': [29.5, 2860.0], 'Innovation': [30.2, 8452.0], 'Vista 2': [30.7, 3122.0], 'Pahrump': [37.4, 601.0], 'Gamebird': [41.9, 564.0], 'Crazy Eyes': [50.8, 12.0]} | 120578.6328 | 9096.6182 | 0.075441 | 111482.0156 | 0.92456 | 0 | 0 | 0 | 0 | 0 | 0 | 0 | 0 | 0 | 0 | 0 | 0 | 0 | 0 | 0 | 0 | 120578.6328 | 0 | 0 | 120578.6328 | 0 | 0 | 120578.6328 | 0 | 0 | 120578.6328 | 2996.8794 | 0.024854 | 117581.7534 | 12.8737 | 0.00010677 | 120565.7591
188 | Vestal | Central_Valley_North_Los_Banos | SCE Northern | {'Springville': [20.1, 0.0], 'Olive': [20.6, 0.0], 'Poso Mt.': [20.8, 96.0], 'Charca': [21.0, 0.0], 'Smyrna': [22.5, 0.0], 'Alpaugh': [22.5, 0.0], 'Lerdo': [23.9, 61.0], 'Semitropic': [25.9, 0.0], 'Shafter': [26.1, 0.0], 'Sycamore': [27.4, 96.0], '7th Standard': [27.9, 27.0], 'Kern Oil': [27.9, 96.0], 'Rio Bravo': [29.3, 0.0], 'Cal Water': [30.8, 96.0], 'Renfro': [31.7, 0.0], 'Bakersfield': [31.7, 96.0], 'Columbus': [31.7, 96.0], 'Kern Power': [31.9, 9.0], 'Rosedale': [32.1, 74.0], 'Corcoran': [32.2, 0.0], 'Goose Lake': [32.4, 0.0], 'West Park': [32.4, 96.0], 'Rector': [33.2, 0.0], 'Waukena': [34.3, 0.0], 'Magunden': [34.4, 96.0], 'Tupman': [35.2, 0.0], 'Tevis': [36.1, 0.0], 'Stockdale': [36.2, 0.0], 'Midway': [36.6, 0.0], 'Gates-Midway (Proposed)': [38.0, 0.0], 'Unknown - 3327': [39.6, 96.0], 'Lamont': [39.7, 96.0], 'Norco': [40.4, 0.0], 'Grimmway-Malaga': [42.9, 96.0], 'GWF Hanford': [43.1, 0.0], 'Elk Hills': [45.6, 0.0], 'Kernridge': [46.0, 0.0], 'Arco': [46.7, 0.0], 'Temblor': [46.7, 0.0], 'Leprino': [50.1, 0.0], 'Midway - Wheeler Ridge (Proposed)': [50.8, 0.0], 'Wheeler Ridge': [52.3, 0.0], 'Kingsburg': [52.6, 0.0], 'Henrietta': [53.4, 0.0], 'Taft': [53.6, 0.0], 'Mustang': [53.9, 0.0], 'Reedley': [55.1, 0.0], 'Caliente': [56.6, 0.0], 'Wahtoke': [57.2, 0.0], 'Avenal': [58.6, 0.0]} | 979.4011 | 95.4616 | 0.097469 | 883.9395 | 0.90253 | 0 | 0 | 0 | 0 | 0 | 0 | 0 | 0 | 0 | 0 | 221.7341 | 0.2264 | 757.667 | 0.7736 | 61.2989 | 0.062588 | 918.1022 | 49.3291 | 0.050367 | 930.0719 | 357.1418 | 0.36465 | 622.2592 | 357.1418 | 0.36465 | 622.2592 | 786.6072 | 0.80315 | 192.7938 | 0.9864 | 0.0010071 | 978.4147
139 | Victor | Greater_Kramer | SCE NOL | {'Roadway': [5.1, 5678.0], 'Lugo': [9.6, 4970.0], 'Calcite': [26.9, 4139.0], 'Etiwanda': [29.7, 504.0], 'Rancho Vista': [29.9, 502.0], 'Padua': [30.2, 471.0], 'San Bernardino': [30.5, 1359.0], 'Tortilla': [32.0, 3362.0], 'Vista': [32.2, 892.0], 'Kramer': [34.5, 2259.0], 'Mira Loma': [35.7, 442.0], 'Chino': [38.7, 0.0], 'Cool Water': [39.2, 3185.0], 'El Casco': [41.2, 517.0], 'Vincent': [41.7, 1107.0], 'Lugo - Pisgah (Proposed)': [43.6, 1743.0], 'Rio Hondo': [43.7, 0.0], 'Goodrich': [46.8, 0.0], 'Walnut': [47.0, 0.0], 'Olinda': [49.2, 0.0], 'Gould': [49.6, 0.0], 'Serrano': [52.0, 0.0], 'Lee Lake (Proposed)': [52.2, 0.0], 'Mesa': [52.4, 0.0], 'Antelope': [53.5, 0.0], 'Villa Park': [54.0, 0.0], 'Valley': [54.4, 0.0], 'Lewis': [56.2, 0.0], 'Laguna Bell': [56.7, 0.0], 'Center': [57.1, 0.0], 'Barre': [58.8, 0.0], 'Viejo': [59.6, 0.0]} | 74419.1641 | 5903.5596 | 0.079328 | 68515.6016 | 0.92067 | 0 | 0 | 0 | 0 | 0 | 0 | 0 | 0.38244 | 5.139e-06 | 0 | 7737.0806 | 0.10397 | 7899.5151 | 0.10615 | 38530 | 0.51774 | 35889.1641 | 29846.3242 | 0.40106 | 44572.8398 | 24013.0586 | 0.32267 | 50406.1055 | 56660.9258 | 0.76138 | 17758.2383 | 37961.2812 | 0.5101 | 36457.8828 | 274.2059 | 0.0036846 | 74144.9581
250 | Viejo | Greater_LA | SCE Metro | {'Santiago': [7.2, 58.0], 'Trabuco': [7.4, 58.0], 'Margarita': [8.1, 58.0], 'Capistrano': [10.7, 58.0], 'Lee Lake (Proposed)': [12.5, 57.0], 'Johanna': [12.5, 58.0], 'Serrano': [14.0, 53.0], 'Villa Park': [15.1, 53.0], 'Talega': [15.3, 57.0], 'Ellis': [17.4, 56.0], 'Lewis': [17.7, 48.0], 'Huntington Beach': [19.4, 57.0], 'San Onofre': [21.1, 57.0], 'Barre': [21.9, 43.0], 'Chino': [22.9, 0.0], 'Mira Loma': [23.9, 0.0], 'Olinda': [25.1, 21.0], 'Alamitos': [27.2, 25.0], 'Valley': [28.5, 0.0], 'Del Amo': [29.0, 22.0], 'Walnut': [29.4, 16.0], 'Rancho Vista': [29.7, 0.0], 'Etiwanda': [29.8, 0.0], 'Padua': [31.2, 0.0], 'Vista': [31.8, 0.0], 'Center': [32.2, 16.0], 'Lighthipe': [34.0, 16.0], 'Long Beach': [34.3, 21.0], 'Harborgen': [34.6, 21.0], 'Hinson': [35.0, 19.0], 'Rio Hondo': [35.9, 2.0], 'Laguna Bell': [36.0, 12.0], 'Arcogen': [36.1, 16.0], 'San Luis Rey': [36.1, 35.0], 'San Bernardino': [36.7, 0.0], 'Mesa': [37.1, 2.0], 'El Casco': [38.5, 0.0], 'Encina': [40.6, 15.0], 'Goodrich': [42.1, 2.0], 'La Fresa': [42.1, 3.0], 'Palomar Airport': [42.7, 15.0], 'Redondo': [44.7, 2.0], 'El Nido': [44.9, 2.0], 'Chevmain': [46.7, 2.0], 'El Segundo': [47.9, 2.0], 'Escondido': [48.1, 0.0], 'La Cienega': [48.2, 2.0], 'Gould': [49.4, 0.0], 'Lugo': [50.7, 0.0], 'Penasquitos': [57.1, 0.0], 'Victor': [59.6, 0.0]} | 522.8399 | 50.3192 | 0.096242 | 472.5207 | 0.90376 | 0 | 0 | 0 | 0 | 0 | 0 | 0 | 0 | 0 | 0 | 2.7566 | 0.0052724 | 0 | 0 | 8.9877 | 0.01719 | 513.8522 | 220.6022 | 0.42193 | 302.2377 | 430.7946 | 0.82395 | 92.0453 | 439.7823 | 0.84114 | 83.0576 | 0 | 0 | 522.8399 | 31.5722 | 0.060386 | 491.2677
227 | Vierra | Solano | PGE GBA | {'Ripon': [7.6, 0.0], 'Weber': [8.6, 1433.0], 'Stagg': [14.0, 1490.0], 'Westley': [15.5, 0.0], 'Tesla': [17.0, 1490.0], 'Midway Green Ridge Services': [17.8, 1490.0], 'Kelso': [18.0, 1490.0], 'Delta Pumps': [18.9, 1490.0], 'Eight Mile': [18.9, 1490.0], 'Riverbank': [20.1, 0.0], 'Bellota': [20.7, 158.0], 'Lockeford': [22.9, 1361.0], 'Brentwood': [23.5, 1490.0], 'Warnerville': [26.1, 0.0], 'Cayetano': [27.5, 1490.0], 'Rancho Seco - Bellota (Proposed)': [27.7, 0.0], 'Lone Tree': [28.4, 1490.0], 'Crow Creek': [30.2, 0.0], 'Fink (Proposed)': [30.5, 0.0], 'Contra Costa': [31.1, 1490.0], 'Camanche': [31.8, 0.0], 'Grand Island': [34.6, 1469.0], 'Kirker': [37.8, 1490.0], 'Pittsburg': [37.8, 1490.0], 'Birds Landing': [37.8, 1490.0], 'Miller': [38.6, 0.0], 'Clayton': [39.3, 1490.0], 'Shiloh III': [40.4, 1490.0], 'New Melones': [41.9, 0.0], 'Peoria': [43.0, 0.0], 'Chinese Station': [43.8, 0.0], 'Newark': [44.1, 96.0], 'Los Esteros': [44.2, 21.0], 'Metcalf 1': [47.2, 0.0], 'Scott': [47.3, 0.0], 'Metcalf Energy Center': [47.5, 0.0], 'Eastshore': [47.6, 96.0], 'Quinto': [48.2, 0.0], 'Martinez': [48.3, 1224.0], 'Peabody': [50.7, 1469.0], 'Hicks': [52.0, 0.0], 'Los Banos': [53.3, 0.0], 'Curtis': [53.5, 0.0], 'Vaca-Dixon & Gc Yard': [54.5, 1195.0], 'Merced': [56.3, 0.0], 'Llagas': [56.8, 0.0], 'Carquinez': [56.9, 101.0], 'Davis': [57.4, 0.0], 'Wilson': [58.9, 0.0], 'Gold Hill': [59.8, 0.0]} | 54975.3164 | 1475.2676 | 0.026835 | 53500.0469 | 0.97316 | 0 | 0 | 0 | 0 | 0 | 2316.6292 | 0.042139 | 2468.533 | 0.044903 | 0 | 38782.8359 | 0.70546 | 4962.3984 | 0.090266 | 41915.2148 | 0.76244 | 13060.1016 | 36638.5273 | 0.66645 | 18336.7891 | 43827.0156 | 0.79721 | 11148.3008 | 52310.6211 | 0.95153 | 2664.6953 | 20345.9414 | 0.37009 | 34629.375 | 2490.248 | 0.045298 | 52485.0684
119 | Villa Park | Greater_LA | SCE Metro | {'Serrano': [2.7, 416.0], 'Lewis': [3.7, 414.0], 'Johanna': [7.1, 418.0], 'Barre': [8.5, 409.0], 'Olinda': [10.3, 386.0], 'Ellis': [10.9, 418.0], 'Santiago': [11.1, 416.0], 'Huntington Beach': [14.3, 418.0], 'Walnut': [14.9, 381.0], 'Viejo': [15.1, 53.0], 'Del Amo': [15.3, 388.0], 'Chino': [15.5, 0.0], 'Alamitos': [15.6, 391.0], 'Center': [17.4, 381.0], 'Trabuco': [19.7, 53.0], 'Lighthipe': [20.1, 381.0], 'Mira Loma': [20.4, 0.0], 'Laguna Bell': [21.1, 378.0], 'Rio Hondo': [21.7, 340.0], 'Margarita': [21.8, 53.0], 'Mesa': [22.0, 367.0], 'Hinson': [22.3, 385.0], 'Lee Lake (Proposed)': [22.6, 51.0], 'Harborgen': [22.8, 386.0], 'Long Beach': [22.8, 386.0], 'Capistrano': [23.0, 53.0], 'Arcogen': [23.5, 381.0], 'Padua': [23.8, 0.0], 'Rancho Vista': [25.5, 0.0], 'Etiwanda': [25.8, 0.0], 'Goodrich': [27.3, 336.0], 'La Fresa': [28.9, 368.0], 'Talega': [29.2, 51.0], 'El Nido': [31.5, 367.0], 'Redondo': [31.9, 367.0], 'Chevmain': [33.2, 367.0], 'Vista': [33.4, 0.0], 'La Cienega': [33.8, 367.0], 'Gould': [34.5, 0.0], 'El Segundo': [34.5, 367.0], 'San Onofre': [34.7, 51.0], 'San Bernardino': [38.8, 0.0], 'Valley': [39.4, 0.0], 'El Casco': [44.8, 0.0], 'Lugo': [46.4, 0.0], 'Vincent': [49.0, 0.0], 'San Luis Rey': [50.6, 30.0], 'Sylmar-Pac Intertie': [51.0, 0.0], 'Victor': [54.0, 0.0], 'Encina': [54.9, 9.0], 'Palomar Airport': [57.2, 9.0], 'Roadway': [57.7, 0.0], 'Saugus': [59.6, 0.0]} | 1212.3776 | 389.7852 | 0.3215 | 822.5923 | 0.6785 | 0 | 0 | 0 | 0 | 0 | 0 | 0 | 0 | 0 | 0 | 0 | 0 | 0 | 0 | 8.9877 | 0.0074133 | 1203.3899 | 197.1328 | 0.1626 | 1015.2448 | 735.6375 | 0.60677 | 476.7401 | 744.6252 | 0.61419 | 467.7524 | 0 | 0 | 1212.3776 | 31.2094 | 0.025742 | 1181.1682
95 | Vincent | Tehachapi | SCE Northern | {'Antelope': [17.3, 38476.0], 'Gould': [18.7, 10458.0], 'Goodrich': [23.1, 4561.0], 'Sylmar-Pac Intertie': [25.1, 15336.0], 'Saugus': [26.5, 32356.0], 'Pardee': [26.7, 32725.0], 'Rio Hondo': [27.4, 1702.0], 'Mesa': [30.9, 135.0], 'Whirlwind': [31.4, 37860.0], 'Walnut': [34.3, 40.0], 'Laguna Bell': [35.2, 0.0], 'La Cienega': [36.6, 226.0], 'Padua': [37.2, 45.0], 'Center': [38.4, 0.0], 'Olinda': [38.9, 0.0], 'Windhub': [39.0, 31581.0], 'Roadway': [40.7, 1216.0], 'Victor': [41.7, 1107.0], 'Lighthipe': [41.9, 0.0], 'Chino': [42.0, 0.0], 'Bailey': [42.4, 27870.0], 'El Nido': [43.2, 0.0], 'Rancho Vista': [43.2, 0.0], 'Chevmain': [43.4, 57.0], 'Etiwanda': [43.5, 0.0], 'El Segundo': [43.5, 155.0], 'Lugo': [43.6, 203.0], 'Del Amo': [44.0, 0.0], 'La Fresa': [44.2, 0.0], 'Highwind': [44.8, 26722.0], 'Mira Loma': [45.7, 0.0], 'Hinson': [46.3, 0.0], 'Arcogen': [46.6, 0.0], 'Redondo': [46.6, 0.0], 'Moorpark': [47.0, 308.0], 'Barre': [47.3, 0.0], 'Kramer': [47.7, 1128.0], 'Lewis': [48.3, 0.0], 'Villa Park': [49.0, 0.0], 'Harborgen': [49.1, 0.0], 'Serrano': [49.1, 0.0], 'Alamitos': [49.7, 0.0], 'Long Beach': [50.0, 0.0], 'Pastoria': [51.6, 12830.0], 'Vista': [55.1, 0.0], 'Johanna': [55.4, 0.0], 'Ellis': [56.1, 0.0], 'San Bernardino': [57.6, 0.0], 'Huntington Beach': [58.5, 0.0]} | 103968.75 | 39588.1914 | 0.38077 | 64380.5586 | 0.61923 | 0 | 0 | 0 | 0 | 0 | 2428.1067 | 0.023354 | 759.9861 | 0.0073098 | 0 | 20422.7129 | 0.19643 | 14926.2373 | 0.14356 | 11111.2666 | 0.10687 | 92857.4834 | 34033.0898 | 0.32734 | 69935.6602 | 26845.8164 | 0.25821 | 77122.9336 | 46999.5508 | 0.45205 | 56969.1992 | 29276.0586 | 0.28159 | 74692.6914 | 2333.6809 | 0.022446 | 101635.0691
140 | Vista | Greater_Kramer | SCE Eastern | {'San Bernardino': [5.3, 1630.0], 'Etiwanda': [12.4, 498.0], 'Rancho Vista': [12.8, 498.0], 'Mira Loma': [14.3, 442.0], 'El Casco': [14.8, 1189.0], 'Padua': [19.2, 442.0], 'Chino': [20.8, 0.0], 'Lee Lake (Proposed)': [21.5, 0.0], 'Lugo': [22.6, 892.0], 'Valley': [22.8, 738.0], 'Serrano': [30.7, 0.0], 'Viejo': [31.8, 0.0], 'Victor': [32.2, 892.0], 'Villa Park': [33.4, 0.0], 'Olinda': [35.2, 0.0], 'Walnut': [36.3, 0.0], 'Santiago': [36.6, 0.0], 'Lewis': [37.0, 0.0], 'Roadway': [37.3, 835.0], 'Johanna': [38.1, 0.0], 'Rio Hondo': [38.2, 0.0], 'Margarita': [38.2, 0.0], 'Trabuco': [38.8, 0.0], 'Calcite': [40.3, 451.0], 'Barre': [41.3, 0.0], 'Capistrano': [41.5, 0.0], 'Talega': [43.1, 0.0], 'Devers': [43.2, 738.0], 'Ellis': [43.5, 0.0], 'Goodrich': [44.7, 0.0], 'Mesa': [45.4, 0.0], 'Center': [45.8, 0.0], 'Lugo - Pisgah (Proposed)': [46.2, 451.0], 'Del Amo': [46.6, 0.0], 'Huntington Beach': [46.7, 0.0], 'Laguna Bell': [47.8, 0.0], 'San Onofre': [48.2, 0.0], 'Alamitos': [48.7, 0.0], 'Lighthipe': [50.4, 0.0], 'Gould': [51.3, 0.0], 'Hinson': [54.1, 0.0], 'Vincent': [55.1, 0.0], 'Harborgen': [55.2, 0.0], 'Arcogen': [55.3, 0.0], 'Long Beach': [55.4, 0.0], 'Mirage': [56.7, 738.0], 'San Luis Rey': [57.2, 0.0], 'Tortilla': [59.0, 0.0], 'La Fresa': [59.4, 0.0]} | 25038.7852 | 1629.5953 | 0.065083 | 23409.1895 | 0.93492 | 0 | 0 | 0 | 0 | 0 | 0 | 0 | 0 | 0 | 0 | 7406.7783 | 0.29581 | 9808.0898 | 0.39172 | 12851.4688 | 0.51326 | 12187.3164 | 9989.2734 | 0.39895 | 15049.5117 | 13286.7363 | 0.53065 | 11752.0488 | 21562.8691 | 0.86118 | 3475.916 | 11228.0986 | 0.44843 | 13810.6865 | 95.6974 | 0.003822 | 24943.0877
293 | Vista (VEA) | Southern_NV_Eldorado | SCE EOP | {'Pahrump': [8.6, 1169.0], 'Gamebird': [12.4, 1132.0], 'Innovation': [18.6, 2754.0], 'Crazy Eyes': [20.7, 287.0], 'Sandy Valley': [30.1, 274.0], 'Valley (VEA)': [30.7, 3122.0], 'Lathrop': [31.4, 2723.0], 'Desert View': [35.3, 0.0], 'Beatty': [58.3, 0.0], 'Primm': [59.6, 0.0]} | 59568.8867 | 3667.925 | 0.061575 | 55900.9609 | 0.93843 | 0 | 0 | 0 | 0 | 0 | 0 | 0 | 0 | 0 | 0 | 0 | 0 | 0 | 0 | 3071.2458 | 0.051558 | 56497.6409 | 639.3917 | 0.010734 | 58929.495 | 7696.8413 | 0.12921 | 51872.0454 | 9296.8516 | 0.15607 | 50272.0352 | 14999.6035 | 0.2518 | 44569.2832 | 128.5826 | 0.0021586 | 59440.3041
33 | Wahtoke | Central_Valley_North_Los_Banos | PGE Fresno | {'Reedley': [4.3, 0.0], 'McCall': [10.4, 0.0], 'Sanger': [10.8, 0.0], 'Kingsburg': [11.4, 0.0], 'Malaga': [16.1, 0.0], 'California Ave': [18.7, 0.0], 'West Fresno': [21.5, 0.0], 'Rector': [24.4, 0.0], 'Kearney (New)': [24.7, 0.0], 'GWF Hanford': [26.2, 0.0], 'Mc Mullin': [29.8, 0.0], 'Gregg': [30.5, 0.0], 'Leprino': [33.5, 0.0], 'Waukena': [33.7, 0.0], 'Corcoran': [35.4, 0.0], 'Henrietta': [36.0, 0.0], 'Borden': [36.3, 0.0], 'Mustang': [37.1, 0.0], 'Helm': [40.2, 0.0], 'Schindler': [40.9, 0.0], 'Big Creek 1': [42.3, 0.0], 'Alpaugh': [45.0, 0.0], 'Springville': [45.3, 0.0], 'Excelsior': [45.8, 0.0], 'Olive': [49.5, 0.0], 'Gates': [49.8, 0.0], 'Cantua': [51.0, 0.0], 'Newhall': [51.5, 0.0], 'Tranquility': [52.9, 0.0], 'Mendota': [56.3, 0.0], 'Dairyland': [56.6, 0.0], 'Vestal': [57.2, 0.0], 'Avenal': [57.5, 0.0]} | 0 | 0 | 0 | 0 | 0 | 0 | 0 | 0 | 0 | 0 | 0 | 0 | 0 | 0 | 0 | 0 | 0 | 0 | 0 | 0 | 0 | 0 | 0 | 0 | 0 | 0 | 0 | 0 | 0 | 0 | 0 | 0 | 0 | 0 | 0 | 0 | 0
221 | Walnut | Greater_LA | SCE Metro | {'Olinda': [4.6, 391.0], 'Rio Hondo': [6.9, 388.0], 'Mesa': [9.4, 418.0], 'Center': [10.5, 392.0], 'Laguna Bell': [11.6, 389.0], 'Goodrich': [12.6, 388.0], 'Barre': [13.9, 391.0], 'Del Amo': [13.9, 392.0], 'Lewis': [14.0, 391.0], 'Villa Park': [14.9, 381.0], 'Serrano': [15.4, 379.0], 'Chino': [15.6, 0.0], 'Lighthipe': [15.6, 392.0], 'Alamitos': [18.8, 392.0], 'Padua': [19.4, 40.0], 'Gould': [20.0, 51.0], 'Hinson': [20.4, 392.0], 'Johanna': [21.1, 381.0], 'Arcogen': [21.4, 392.0], 'Mira Loma': [22.1, 0.0], 'Ellis': [22.3, 391.0], 'Harborgen': [22.5, 392.0], 'Long Beach': [23.0, 392.0], 'La Fresa': [24.0, 379.0], 'Rancho Vista': [24.5, 0.0], 'La Cienega': [24.6, 378.0], 'Etiwanda': [24.9, 0.0], 'Huntington Beach': [25.0, 391.0], 'El Nido': [25.5, 378.0], 'Santiago': [25.9, 379.0], 'Chevmain': [27.0, 378.0], 'Redondo': [27.5, 378.0], 'El Segundo': [28.0, 378.0], 'Viejo': [29.4, 16.0], 'Lee Lake (Proposed)': [33.8, 14.0], 'Vincent': [34.3, 40.0], 'Trabuco': [34.6, 16.0], 'Vista': [36.3, 0.0], 'Margarita': [36.6, 16.0], 'Sylmar-Pac Intertie': [37.6, 1.0], 'Capistrano': [37.9, 16.0], 'San Bernardino': [41.1, 0.0], 'Lugo': [41.5, 0.0], 'Talega': [44.0, 14.0], 'Saugus': [45.8, 0.0], 'Pardee': [46.9, 0.0], 'Victor': [47.0, 0.0], 'Valley': [49.2, 0.0], 'San Onofre': [49.6, 14.0], 'Roadway': [49.8, 0.0], 'El Casco': [50.2, 0.0], 'Antelope': [50.9, 40.0], 'Moorpark': [57.8, 0.0]} | 1971.2853 | 407.5409 | 0.20674 | 1563.7444 | 0.79326 | 0 | 0 | 0 | 0 | 0 | 0 | 0 | 0 | 0 | 0 | 0.3043 | 0.00015437 | 514.3502 | 0.26092 | 518.9085 | 0.26323 | 1452.3768 | 316.6853 | 0.16065 | 1654.6 | 967.6727 | 0.49088 | 1003.6126 | 1363.7889 | 0.69183 | 607.4963 | 580.0432 | 0.29425 | 1391.2421 | 31.8062 | 0.016135 | 1939.479
180 | Warnerville | Central_Valley_North_Los_Banos | PGE GBA | {'Riverbank': [6.1, 0.0], 'Ripon': [18.8, 0.0], 'Chinese Station': [19.9, 0.0], 'Peoria': [20.0, 0.0], 'New Melones': [20.5, 0.0], 'Bellota': [22.1, 0.0], 'Westley': [24.8, 0.0], 'Vierra': [26.1, 0.0], 'Weber': [26.9, 0.0], 'Rancho Seco - Bellota (Proposed)': [29.0, 0.0], 'Curtis': [30.9, 0.0], 'Crow Creek': [31.3, 0.0], 'Fink (Proposed)': [31.7, 0.0], 'Lockeford': [32.5, 0.0], 'Stagg': [34.5, 0.0], 'Camanche': [34.8, 0.0], 'Merced': [36.7, 0.0], 'Wilson': [37.8, 0.0], 'Miller': [37.9, 0.0], 'Eight Mile': [38.2, 0.0], 'Tesla': [41.7, 0.0], 'Midway Green Ridge Services': [42.9, 0.0], 'Kelso': [43.9, 0.0], 'Delta Pumps': [44.9, 0.0], 'Quinto': [45.4, 0.0], 'Le Grand': [48.2, 0.0], 'Los Banos': [49.0, 0.0], 'Brentwood': [49.3, 0.0], 'Cayetano': [53.0, 0.0], 'Lone Tree': [54.1, 0.0], 'Dairyland': [54.4, 0.0], 'Donnells-Curtis': [54.5, 0.0], 'Grand Island': [54.7, 0.0], 'Contra Costa': [56.4, 0.0], 'Oro Loma': [59.6, 0.0]} | 27.6053 | 0 | 0 | 0 | 0 | 0 | 0 | 0 | 0 | 0 | 0 | 0 | 0 | 0 | 0 | 27.6053 | 1 | 0 | 0 | 27.6053 | 1 | 0 | 14.4692 | 0.52415 | 13.1361 | 14.4692 | 0.52415 | 13.1361 | 27.6053 | 1 | 0 | 27.6053 | 1 | 1.9073e-06 | 0 | 0 | 27.6053
262 | Waukena | Central_Valley_North_Los_Banos | PGE Fresno | {'Corcoran': [2.3, 0.0], 'GWF Hanford': [9.9, 0.0], 'Alpaugh': [13.8, 0.0], 'Leprino': [15.9, 0.0], 'Olive': [18.2, 0.0], 'Henrietta': [19.6, 0.0], 'Mustang': [20.2, 0.0], 'Rector': [21.8, 0.0], 'Kingsburg': [24.2, 0.0], 'Gates-Midway (Proposed)': [26.9, 0.0], 'Smyrna': [29.8, 0.0], 'Gates': [30.6, 0.0], 'Arco': [31.3, 0.0], 'Avenal': [32.2, 0.0], 'McCall': [32.8, 0.0], 'Wahtoke': [33.7, 0.0], 'Reedley': [34.1, 0.0], 'Vestal': [34.3, 0.0], 'Springville': [35.8, 0.0], 'Schindler': [36.2, 0.0], 'Goose Lake': [37.1, 0.0], 'Semitropic': [37.9, 0.0], 'Mc Mullin': [38.9, 0.0], 'Malaga': [39.2, 0.0], 'Charca': [39.2, 0.0], 'Sanger': [39.3, 0.0], 'Excelsior': [40.7, 0.0], 'California Ave': [41.5, 0.0], 'West Fresno': [42.2, 0.0], 'Kearney (New)': [42.7, 0.0], 'Shafter': [45.5, 0.0], 'Cal Flats': [45.6, 0.0], 'Helm': [45.7, 0.0], 'Cantua': [47.1, 0.0], 'Kernridge': [48.9, 0.0], 'Lerdo': [50.1, 0.0], 'Midway': [51.2, 0.0], 'Rio Bravo': [51.2, 0.0], 'Temblor': [52.6, 0.0], 'Cholame': [52.7, 0.0], 'Gregg': [52.8, 0.0], 'Poso Mt.': [53.0, 0.0], '7th Standard': [54.3, 0.0], 'Tranquility': [55.6, 0.0], 'Caliente': [55.8, 0.0], 'Tupman': [56.8, 0.0], 'Renfro': [56.8, 0.0], 'Kern Oil': [57.4, 0.0], 'Sycamore': [57.7, 0.0], 'Carrizo Plains': [58.4, 0.0], 'Borden': [58.7, 0.0], 'Solar': [58.8, 0.0], 'Kern Power': [58.9, 0.0], 'Rosedale': [59.6, 0.0]} | 0 | 0 | 0 | 0 | 0 | 0 | 0 | 0 | 0 | 0 | 0 | 0 | 0 | 0 | 0 | 0 | 0 | 0 | 0 | 0 | 0 | 0 | 0 | 0 | 0 | 0 | 0 | 0 | 0 | 0 | 0 | 0 | 0 | 0 | 0 | 0 | 0
157 | Weber | Solano | PGE GBA | {'Stagg': [7.7, 3718.0], 'Vierra': [8.6, 1433.0], 'Eight Mile': [12.2, 3718.0], 'Ripon': [12.4, 0.0], 'Bellota': [14.0, 158.0], 'Lockeford': [14.3, 3595.0], 'Rancho Seco - Bellota (Proposed)': [19.8, 0.0], 'Riverbank': [20.9, 0.0], 'Kelso': [21.5, 3718.0], 'Delta Pumps': [22.4, 3718.0], 'Tesla': [22.8, 2450.0], 'Midway Green Ridge Services': [23.2, 3480.0], 'Camanche': [23.4, 0.0], 'Westley': [23.6, 0.0], 'Brentwood': [23.8, 3718.0], 'Warnerville': [26.9, 0.0], 'Lone Tree': [28.4, 3718.0], 'Grand Island': [28.8, 3718.0], 'Contra Costa': [30.1, 3718.0], 'Cayetano': [31.6, 3709.0], 'Birds Landing': [35.1, 3718.0], 'Pittsburg': [36.7, 3718.0], 'Kirker': [37.0, 3718.0], 'Shiloh III': [37.3, 3718.0], 'Crow Creek': [38.1, 0.0], 'Fink (Proposed)': [38.4, 0.0], 'New Melones': [38.8, 0.0], 'Clayton': [39.8, 3718.0], 'Peoria': [40.5, 0.0], 'Chinese Station': [41.7, 0.0], 'Miller': [46.5, 0.0], 'Peabody': [47.1, 3718.0], 'Martinez': [48.2, 3451.0], 'Vaca-Dixon & Gc Yard': [49.7, 3480.0], 'Newark': [50.0, 39.0], 'Curtis': [50.3, 0.0], 'Los Esteros': [50.9, 0.0], 'Davis': [50.9, 2247.0], 'Gold Hill': [51.3, 0.0], 'Eastshore': [52.0, 39.0], 'Scott': [54.2, 0.0], 'Metcalf 1': [55.3, 0.0], 'Metcalf Energy Center': [55.7, 0.0], 'Quinto': [56.0, 0.0], 'Carquinez': [56.2, 310.0], 'Putah Creek': [58.5, 7.0], 'Woodland': [59.5, 0.0], 'Hicks': [59.6, 0.0]} | 61642.0859 | 3693.9653 | 0.059926 | 57948.1211 | 0.94007 | 0 | 0 | 0 | 0 | 0 | 6793.8652 | 0.11021 | 7891.8843 | 0.12803 | 0 | 36453.7031 | 0.59138 | 1538.8088 | 0.024964 | 36673.2227 | 0.59494 | 24968.8633 | 37597.9258 | 0.60994 | 24044.1602 | 43503.207 | 0.70574 | 18138.8789 | 50234.9258 | 0.81495 | 11407.1602 | 15409.3477 | 0.24998 | 46232.7383 | 3444.7029 | 0.055882 | 58197.3831
34 | West Fresno | Central_Valley_North_Los_Banos | PGE Fresno | {'California Ave': [3.0, 0.0], 'Kearney (New)': [3.6, 0.0], 'Malaga': [5.4, 0.0], 'Gregg': [10.8, 0.0], 'Sanger': [11.6, 0.0], 'McCall': [12.4, 0.0], 'Mc Mullin': [12.8, 0.0], 'Borden': [16.8, 0.0], 'Kingsburg': [20.6, 0.0], 'Wahtoke': [21.5, 0.0], 'Helm': [21.7, 0.0], 'Reedley': [25.8, 0.0], 'Schindler': [28.1, 0.0], 'Newhall': [30.0, 0.0], 'Excelsior': [31.8, 0.0], 'GWF Hanford': [32.4, 0.0], 'Leprino': [33.0, 0.0], 'Henrietta': [33.2, 0.0], 'Tranquility': [33.7, 0.0], 'Mustang': [34.0, 0.0], 'Cantua': [35.2, 0.0], 'Mendota': [35.5, 0.0], 'Dairyland': [36.0, 0.0], 'Cheney': [40.0, 0.0], 'Le Grand': [40.9, 0.0], 'Waukena': [42.2, 0.0], 'Panoche': [42.5, 0.0], 'Rector': [42.8, 0.0], 'Gates': [43.4, 0.0], 'Corcoran': [44.5, 0.0], 'Big Creek 1': [46.2, 0.0], 'Oro Loma': [47.7, 0.0], 'Wilson': [51.3, 0.0], 'Merced': [53.2, 0.0], 'Avenal': [53.7, 0.0], 'Alpaugh': [55.9, 0.0]} | 0 | 0 | 0 | 0 | 0 | 0 | 0 | 0 | 0 | 0 | 0 | 0 | 0 | 0 | 0 | 0 | 0 | 0 | 0 | 0 | 0 | 0 | 0 | 0 | 0 | 0 | 0 | 0 | 0 | 0 | 0 | 0 | 0 | 0 | 0 | 0 | 0
242 | Westley | Central_Valley_North_Los_Banos | PGE Fresno | {'Ripon': [12.6, 0.0], 'Crow Creek': [14.7, 0.0], 'Fink (Proposed)': [14.9, 0.0], 'Vierra': [15.5, 0.0], 'Riverbank': [20.9, 0.0], 'Tesla': [21.7, 0.0], 'Miller': [23.1, 0.0], 'Midway Green Ridge Services': [23.2, 0.0], 'Weber': [23.6, 0.0], 'Warnerville': [24.8, 0.0], 'Kelso': [26.4, 0.0], 'Delta Pumps': [27.4, 0.0], 'Stagg': [29.6, 0.0], 'Bellota': [31.9, 0.0], 'Quinto': [32.6, 0.0], 'Cayetano': [32.8, 0.0], 'Eight Mile': [34.4, 0.0], 'Brentwood': [34.8, 0.0], 'Lockeford': [37.3, 0.0], 'Los Banos': [37.7, 0.0], 'Metcalf 1': [38.3, 0.0], 'Metcalf Energy Center': [38.7, 0.0], 'Lone Tree': [39.5, 0.0], 'Rancho Seco - Bellota (Proposed)': [39.9, 0.0], 'Los Esteros': [41.2, 0.0], 'Contra Costa': [42.8, 0.0], 'Newark': [43.1, 0.0], 'Scott': [43.4, 0.0], 'Llagas': [44.0, 0.0], 'Chinese Station': [44.7, 0.0], 'Peoria': [44.7, 0.0], 'Merced': [44.8, 0.0], 'New Melones': [44.8, 0.0], 'Camanche': [44.9, 0.0], 'Hicks': [45.0, 0.0], 'Wilson': [48.1, 0.0], 'Clayton': [48.7, 0.0], 'Kirker': [48.9, 0.0], 'Pittsburg': [49.2, 0.0], 'Grand Island': [49.7, 0.0], 'Eastshore': [50.0, 0.0], 'Hollister': [50.7, 0.0], 'Birds Landing': [50.8, 0.0], 'Shiloh III': [53.7, 0.0], 'Curtis': [55.6, 0.0], 'Oro Loma': [56.7, 0.0], 'Le Grand': [58.0, 0.0], 'Martinez': [58.1, 0.0]} | 46701.3398 | 0 | 0 | 0 | 0 | 0 | 0 | 0 | 0 | 0 | 792.8136 | 0.016976 | 1025.8906 | 0.021967 | 0 | 37706.7852 | 0.8074 | 6363.5059 | 0.13626 | 43368.1445 | 0.92863 | 3333.1953 | 28766.3457 | 0.61596 | 17934.9941 | 35159.9375 | 0.75287 | 11541.4023 | 46382.6992 | 0.99318 | 318.6406 | 23397.6582 | 0.50101 | 23303.6816 | 1242.8502 | 0.026613 | 45458.4896
63 | Westpark | Central_Valley_North_Los_Banos | PGE Kern | {'Rosedale': [2.1, 89.0], 'Bakersfield': [2.2, 182.0], 'Kern Power': [3.2, 9.0], 'Stockdale': [4.2, 0.0], 'Kern Oil': [4.7, 182.0], 'Columbus': [5.9, 182.0], 'Sycamore': [6.1, 182.0], 'Tevis': [6.3, 0.0], 'Magunden': [6.7, 182.0], '7th Standard': [6.8, 32.0], 'Renfro': [7.0, 0.0], 'Cal Water': [8.5, 182.0], 'Lerdo': [10.8, 75.0], 'Unknown - 3327': [11.3, 182.0], 'Lamont': [11.4, 182.0], 'Tupman': [13.1, 0.0], 'Rio Bravo': [13.3, 0.0], 'Grimmway-Malaga': [13.4, 182.0], 'Poso Mt.': [13.6, 182.0], 'Norco': [16.3, 0.0], 'Shafter': [18.4, 0.0], 'Wheeler Ridge': [20.0, 0.0], 'Elk Hills': [21.6, 0.0], 'Midway - Wheeler Ridge (Proposed)': [21.7, 0.0], 'Charca': [22.8, 0.0], 'Midway': [23.3, 0.0], 'Semitropic': [27.3, 0.0], 'Taft': [29.9, 0.0], 'Pastoria': [32.3, 0.0], 'Vestal': [32.4, 96.0], 'Smyrna': [33.3, 0.0], 'Goose Lake': [34.2, 0.0], 'Temblor': [37.0, 0.0], 'Kernridge': [39.7, 0.0], 'Highwind': [41.9, 0.0], 'Olive': [42.7, 0.0], 'Bailey': [43.9, 0.0], 'Alpaugh': [46.9, 0.0], 'Windhub': [48.9, 0.0], 'Gates-Midway (Proposed)': [49.1, 0.0], 'Whirlwind': [49.3, 0.0], 'Caliente': [49.5, 0.0], 'Springville': [51.0, 0.0], 'Arco': [56.4, 0.0], 'Carrizo Plains': [56.4, 0.0], 'Solar': [57.5, 0.0], 'Corcoran': [58.5, 0.0]} | 1865.9698 | 181.4688 | 0.097252 | 1684.5011 | 0.90275 | 0 | 0 | 0 | 0 | 0 | 0 | 0 | 0 | 0 | 0 | 222.7369 | 0.11937 | 1643.2329 | 0.88063 | 845.2589 | 0.45299 | 1020.7109 | 690.0007 | 0.36978 | 1175.9692 | 908.3046 | 0.48677 | 957.6653 | 1340.3387 | 0.71831 | 525.6311 | 1546.6329 | 0.82886 | 319.3369 | 24.7422 | 0.01326 | 1841.2277
64 | Wheeler Ridge | Central_Valley_North_Los_Banos | PGE Kern | {'Grimmway-Malaga': [12.7, 1217.0], 'Pastoria': [13.0, 8121.0], 'Lamont': [15.7, 1033.0], 'Unknown - 3327': [15.7, 1033.0], 'Stockdale': [16.6, 0.0], 'Midway - Wheeler Ridge (Proposed)': [16.7, 149.0], 'Tevis': [18.1, 0.0], 'Magunden': [19.0, 789.0], 'West Park': [20.0, 0.0], 'Bakersfield': [20.7, 0.0], 'Rosedale': [20.7, 0.0], 'Kern Power': [21.2, 0.0], 'Columbus': [21.5, 99.0], 'Norco': [23.2, 0.0], 'Renfro': [23.2, 0.0], 'Cal Water': [23.4, 179.0], 'Kern Oil': [24.4, 0.0], 'Bailey': [24.4, 8121.0], 'Elk Hills': [24.6, 25.0], 'Tupman': [24.8, 0.0], 'Sycamore': [25.1, 0.0], '7th Standard': [25.8, 0.0], 'Taft': [28.8, 25.0], 'Rio Bravo': [29.2, 0.0], 'Lerdo': [30.1, 0.0], 'Poso Mt.': [32.5, 0.0], 'Highwind': [33.9, 7971.0], 'Whirlwind': [34.5, 7971.0], 'Midway': [34.6, 0.0], 'Shafter': [35.1, 0.0], 'Windhub': [39.6, 7971.0], 'Charca': [40.9, 0.0], 'Semitropic': [43.9, 0.0], 'Temblor': [45.5, 0.0], 'Antelope': [47.3, 6947.0], 'Goose Lake': [49.1, 0.0], 'Kernridge': [49.6, 0.0], 'Pardee': [50.1, 4245.0], 'Smyrna': [51.1, 0.0], 'Saugus': [51.3, 3677.0], 'Vestal': [52.3, 0.0], 'Santa Clara': [55.5, 1.0], 'Moorpark': [55.9, 1.0], 'Caliente': [56.8, 0.0]} | 80411.25 | 8119.8145 | 0.10098 | 72291.4375 | 0.89902 | 0 | 0 | 0 | 0 | 0 | 1185.868 | 0.014748 | 710.7225 | 0.0088386 | 0 | 34294.8672 | 0.42649 | 16519.6543 | 0.20544 | 47704.1836 | 0.59325 | 32707.0664 | 42191.1758 | 0.52469 | 38220.0742 | 35767.6133 | 0.44481 | 44643.6367 | 69156.9688 | 0.86004 | 11254.2812 | 40991.9062 | 0.50978 | 39419.3438 | 1123.7693 | 0.013975 | 79287.4807
254 | Whirlwind | Tehachapi | SCE Northern | {'Antelope': [14.1, 81915.0], 'Windhub': [15.0, 81625.0], 'Highwind': [16.9, 76848.0], 'Bailey': [20.1, 56189.0], 'Pastoria': [23.7, 41407.0], 'Pardee': [30.2, 44018.0], 'Saugus': [31.2, 42447.0], 'Vincent': [31.4, 37860.0], 'Wheeler Ridge': [34.5, 7971.0], 'Grimmway-Malaga': [36.0, 1938.0], 'Sylmar-Pac Intertie': [38.4, 15616.0], 'Lamont': [38.6, 1406.0], 'Unknown - 3327': [38.7, 1371.0], 'Magunden': [44.2, 810.0], 'Gould': [46.2, 9910.0], 'Columbus': [46.9, 99.0], 'Cal Water': [46.9, 200.0], 'Stockdale': [47.7, 0.0], 'Moorpark': [48.0, 118.0], 'Bakersfield': [48.6, 0.0], 'West Park': [49.3, 0.0], 'Tevis': [50.5, 0.0], 'Midway - Wheeler Ridge (Proposed)': [50.6, 0.0], 'Rosedale': [51.0, 0.0], 'Kramer': [51.4, 1279.0], 'Sycamore': [51.6, 0.0], 'Kern Power': [51.9, 0.0], 'Kern Oil': [52.0, 0.0], 'Goodrich': [52.7, 4101.0], 'Renfro': [55.1, 0.0], '7th Standard': [56.2, 0.0], 'Poso Mt.': [56.6, 0.0], 'Randsburg': [56.6, 3.0], 'Santa Clara': [57.5, 0.0], 'Norco': [57.6, 0.0], 'Rio Hondo': [58.1, 1379.0], 'Tupman': [58.3, 0.0], 'Elk Hills': [59.0, 0.0], 'La Cienega': [59.3, 0.0], 'Mesa': [59.6, 0.0], 'Lerdo': [60.0, 0.0]} | 308025.4062 | 87994.6172 | 0.28567 | 220030.7812 | 0.71433 | 0 | 0 | 0 | 0 | 0 | 4242.4072 | 0.013773 | 2234.2874 | 0.0072536 | 0 | 73110.375 | 0.23735 | 43449.8906 | 0.14106 | 102327.8984 | 0.33221 | 205697.5078 | 103152.7891 | 0.33488 | 204872.6172 | 94352.5469 | 0.30631 | 213672.8594 | 189294.4531 | 0.61454 | 118730.9531 | 101921.1172 | 0.33089 | 206104.2891 | 3906.3137 | 0.012682 | 304119.0925
107 | Wilson | Central_Valley_North_Los_Banos | PGE Fresno | {'Merced': [4.6, 0.0], 'Le Grand': [10.5, 0.0], 'Dairyland': [17.2, 0.0], 'Newhall': [29.8, 0.0], 'Oro Loma': [31.2, 0.0], 'Borden': [34.6, 0.0], 'Los Banos': [37.7, 0.0], 'Warnerville': [37.8, 0.0], 'Quinto': [38.4, 0.0], 'Miller': [39.2, 0.0], 'Mendota': [39.7, 0.0], 'Chinese Station': [40.3, 0.0], 'Crow Creek': [40.5, 0.0], 'Gregg': [40.7, 0.0], 'Fink (Proposed)': [40.7, 0.0], 'Peoria': [42.5, 0.0], 'Riverbank': [42.8, 0.0], 'Panoche': [45.2, 0.0], 'New Melones': [45.6, 0.0], 'Cheney': [46.1, 0.0], 'Curtis': [47.3, 0.0], 'Westley': [48.1, 0.0], 'Tranquility': [48.6, 0.0], 'Kearney (New)': [49.9, 0.0], 'Helm': [50.1, 0.0], 'West Fresno': [51.3, 0.0], 'Ripon': [51.6, 0.0], 'California Ave': [53.2, 0.0], 'Mc Mullin': [53.6, 0.0], 'Malaga': [56.0, 0.0], 'Vierra': [58.9, 0.0], 'Cantua': [59.8, 0.0], 'Sanger': [59.8, 0.0], 'Bellota': [59.9, 0.0]} | 0 | 0 | 0 | 0 | 0 | 0 | 0 | 0 | 0 | 0 | 0 | 0 | 0 | 0 | 0 | 0 | 0 | 0 | 0 | 0 | 0 | 0 | 0 | 0 | 0 | 0 | 0 | 0 | 0 | 0 | 0 | 0 | 0 | 0 | 0 | 0 | 0
253 | Windhub | Tehachapi | SCE Northern | {'Highwind': [7.1, 83259.0], 'Whirlwind': [15.0, 81625.0], 'Antelope': [24.0, 75600.0], 'Pastoria': [32.6, 41341.0], 'Bailey': [33.2, 55792.0], 'Grimmway-Malaga': [35.9, 1987.0], 'Lamont': [37.5, 1455.0], 'Unknown - 3327': [37.6, 1420.0], 'Vincent': [39.0, 31581.0], 'Wheeler Ridge': [39.6, 7971.0], 'Kramer': [42.0, 5478.0], 'Randsburg': [42.4, 7053.0], 'Magunden': [42.7, 810.0], 'Cal Water': [44.1, 218.0], 'Pardee': [44.5, 37603.0], 'Columbus': [44.9, 99.0], 'Saugus': [45.5, 36032.0], 'Bakersfield': [47.6, 0.0], 'Stockdale': [48.6, 0.0], 'West Park': [48.9, 0.0], 'Sycamore': [49.4, 0.0], 'Kern Oil': [50.3, 0.0], 'Inyokern': [50.7, 22.0], 'Rosedale': [50.9, 0.0], 'Tevis': [51.8, 0.0], 'Sylmar-Pac Intertie': [51.8, 9201.0], 'Kern Power': [51.9, 0.0], 'Poso Mt.': [52.6, 0.0], 'Renfro': [55.6, 0.0], '7th Standard': [55.6, 0.0], 'Midway - Wheeler Ridge (Proposed)': [56.3, 0.0], 'Gould': [56.3, 3615.0], 'Roadway': [58.6, 100.0], 'Lerdo': [58.8, 0.0]} | 344134.4375 | 89996.9297 | 0.26152 | 254137.5 | 0.73848 | 0 | 0 | 0 | 0 | 0 | 4289.7837 | 0.012465 | 2232.4597 | 0.0064872 | 0 | 70516.8359 | 0.20491 | 31924.9004 | 0.092769 | 106505.7109 | 0.30949 | 237628.7266 | 115059.1875 | 0.33434 | 229075.25 | 102995.9844 | 0.29929 | 241138.4531 | 217982.1875 | 0.63342 | 126152.25 | 127077.2031 | 0.36927 | 217057.2344 | 3697.3281 | 0.010744 | 340437.1094
233 | Woodland | Solano | PGE NGBA | {'Davis': [9.3, 2635.0], 'Madison': [11.3, 2745.0], 'Putah Creek': [16.7, 2745.0], 'Vaca-Dixon & Gc Yard': [21.0, 2633.0], 'Rio Oso': [23.7, 0.0], 'Pleasant Grove': [26.4, 0.0], 'Peabody': [29.5, 2156.0], 'Olivehurst': [30.9, 0.0], 'Grand Island': [32.2, 1573.0], 'Gold Hill': [33.7, 0.0], 'Pease': [34.4, 0.0], 'East Marysville': [35.2, 0.0], 'Shiloh III': [35.5, 2156.0], 'Birds Landing': [38.5, 2156.0], 'Cortina': [39.4, 589.0], 'Tulucay': [40.5, 2133.0], 'Higgins': [44.0, 0.0], 'Pittsburg': [44.9, 1466.0], 'Honcut': [45.2, 0.0], 'Kirker': [46.1, 1466.0], 'Contra Costa': [46.9, 1118.0], 'Eight Mile': [47.6, 1.0], 'Carquinez': [48.5, 1442.0], 'Martinez': [49.7, 1442.0], 'Lockeford': [50.6, 0.0], 'Lone Tree': [50.6, 1089.0], 'Camanche': [51.2, 0.0], 'Clayton': [52.0, 1089.0], 'Stagg': [52.4, 0.0], 'Brentwood': [52.7, 5.0], 'Placerville': [52.8, 0.0], 'Lakeville': [53.4, 1.0], 'Geysers Tap 1': [53.9, 0.0], 'Colgate': [54.5, 0.0], 'Brunswick': [54.6, 0.0], 'Delevan': [54.9, 0.0], 'Palermo': [55.1, 0.0], 'Fulton': [55.5, 0.0], 'Bellevue': [55.5, 1.0], 'Penngrove': [55.8, 1.0], 'Rancho Seco - Bellota (Proposed)': [55.9, 0.0], 'Wyandotte': [57.4, 0.0], 'Eagle Rock': [57.6, 0.0], 'Thermalito': [58.1, 0.0], 'Ignacio': [59.3, 1.0], 'Weber': [59.5, 0.0]} | 100030.9062 | 2742.9211 | 0.027421 | 97287.9844 | 0.97258 | 0 | 0 | 0 | 0 | 0 | 18217.4355 | 0.18212 | 23031.7246 | 0.23025 | 0 | 50775.957 | 0.5076 | 15033.1035 | 0.15028 | 51230.3438 | 0.51215 | 48800.5625 | 14562.8027 | 0.14558 | 85468.1035 | 15222.5508 | 0.15218 | 84808.3555 | 63999.6289 | 0.6398 | 36031.2773 | 41046.9414 | 0.41034 | 58983.9648 | 10528.2266 | 0.10525 | 89502.6797
8 | Wyandotte | Northern_California | PGE NGBA | {'Palermo': [2.9, 67.0], 'Thermalito': [5.1, 67.0], 'Table Mt.': [7.1, 67.0], 'Honcut': [12.2, 0.0], 'Colgate': [21.8, 67.0], 'East Marysville': [22.7, 0.0], 'Pease': [23.1, 0.0], 'Olivehurst': [27.6, 0.0], 'Brunswick': [32.5, 0.0], 'Glenn': [37.7, 0.0], 'Rio Oso': [38.6, 0.0], 'Logan Creek': [38.7, 0.0], 'Higgins': [39.2, 0.0], 'Delevan': [39.9, 0.0], 'Drum 1': [44.5, 0.0], 'Cortina': [44.6, 0.0], 'Pleasant Grove': [47.9, 0.0], 'Woodland': [57.4, 0.0]} | 7700.6582 | 66.3097 | 0.0086109 | 7634.3486 | 0.99139 | 0 | 0 | 0 | 0 | 0 | 0.1492 | 1.9375e-05 | 0 | 0 | 0 | 2598.6448 | 0.33746 | 591.7194 | 0.07684 | 3359.1689 | 0.43622 | 4341.4893 | 5459.0864 | 0.70891 | 2241.5718 | 6797.0098 | 0.88265 | 903.6484 | 7580.877 | 0.98445 | 119.7812 | 5532.1504 | 0.7184 | 2168.5078 | 163.0483 | 0.021173 | 7537.6099

## LandEnvData_SolarWind_OOS
CPUC developed OOS Land-use data criteria calculations for solar and onshore wind utilizing the WECC environmental data screen for solar and onshore wind.
|  |  | OOS WECC Screens Solar Potential Area | [11 empty] | OOS WECC Screens Wind Potential Area
|  |  | 5 mile radius |  |  | 10 mile radius |  |  | 15 mile radius |  |  | 20 mile radius |  |  | 5 mile radius |  |  | 10 mile radius |  |  | 15 mile radius |  |  | 20 mile radius
OBJECTID | IRP_Substation_Name | RESOLVE_Solar_Area | Techno-Economical potential (Acres) | Potential in WECC Risk Class 2 (Acres) | Potential in WECC Risk Class 3 (Acres) | Techno-Economical potential (Acres) | Potential in WECC Risk Class 2 (Acres) | Potential in WECC Risk Class 3 (Acres) | Techno-Economical potential (Acres) | Potential in WECC Risk Class 2 (Acres) | Potential in WECC Risk Class 3 (Acres) | Techno-Economical potential (Acres) | Potential in WECC Risk Class 2 (Acres) | Potential in WECC Risk Class 3 (Acres) | Techno-Economical potential (Acres) | Potential in WECC Risk Class 2 (Acres) | Potential in WECC Risk Class 3 (Acres) | Techno-Economical potential (Acres) | Potential in WECC Risk Class 2 (Acres) | Potential in WECC Risk Class 3 (Acres) | Techno-Economical potential (Acres) | Potential in WECC Risk Class 2 (Acres) | Potential in WECC Risk Class 3 (Acres) | Techno-Economical potential (Acres) | Potential in WECC Risk Class 2 (Acres) | Potential in WECC Risk Class 3 (Acres)
1 | DELANEY | ARIZONA | 44034.5263 | 30785.9983 |  | 169457.478 | 140458.0968 |  | 338482.6182 | 278123.5114 |  | 595769.5718 | 422277.3896 | 5.5787 | 5019.0911 | 956.2513 |  | 16288.3868 | 9212.0662 |  | 51632.9954 | 38871.162 |  | 126352.7399 | 77452.6911
2 | GAMEBIRD | SNV | 26551.0092 | 10885.1378 |  | 126604.5535 | 52219.0225 | 3898.5267 | 216720.8077 | 83389.7347 | 11976.9327 | 307888.2626 | 115168.9426 | 17708.0067 |  |  |  | 4402.0019 |  |  | 24183.5661 | 4949.5114 | 3498.9699 | 70228.0141 | 23386.2812 | 7516.7733
3 | MOHAVE | SNV | 16383.3087 | 3549.8338 | 189.4777 | 89014.6667 | 24750.7052 | 15592.3905 | 177202.3958 | 48430.1549 | 45729.0034 | 329250.1669 | 81975.698 | 95301.4291 | 6983.1688 | 987.8673 | 59.6899 | 68724.5152 | 18994.2314 | 13664.3091 | 144560.2462 | 36306.1813 | 41892.0956 | 263611.9697 | 58287.4145 | 82410.4216
4 | HASSAYAMPA | ARIZONA | 49010.9941 | 32332.3686 |  | 178106.5622 | 108156.1503 | 2157.2536 | 356814.9619 | 207067.7569 | 2323.035 | 601685.3411 | 355645.578 | 2612.8085 |  |  |  | 23759.6074 | 13323.4666 |  | 76103.8914 | 35192.5588 |  | 142537.169 | 70403.3734 | 183.2883
5 | ELDORADO | SNV | 33200.8094 | 2624.3849 | 292.8899 | 122493.9855 | 4531.504 | 11328.4416 | 233819.4599 | 19893.1339 | 28057.0053 | 343799.4467 | 40944.9705 | 58271.7105 | 18822.4355 | 1527.9248 | 255.1368 | 107371.2686 | 3435.044 | 11251.373 | 197132.1315 | 13230.0008 | 27534.3585 | 284019.6052 | 31961.5947 | 55740.8543
6 | NORTH GILA | ARIZONA | 32808.0145 | 1174.2693 |  | 79392.0012 | 8268.6205 | 4153.326 | 147002.7821 | 21054.0632 | 7095.1538 | 229192.0156 | 30210.2466 | 17169.0953 | 21048.1323 | 91.622 |  | 46485.951 | 5817.861 | 2910.6482 | 80802.7168 | 13584.8467 | 5354.576 | 124847.1585 | 21513.5164 | 13142.7095
7 | LATHROP | SNV | 40053.2707 | 7152.0412 | 20685.5736 | 153862.775 | 43174.2001 | 64586.3014 | 312563.198 | 104560.492 | 123382.7436 | 462574.6268 | 132732.3524 | 207441.3456 | 40053.2708 | 7152.0412 | 20685.5736 | 146966.7908 | 42404.735 | 58486.6399 | 275554.3587 | 86579.8666 | 108987.4177 | 402006.7234 | 109193.1746 | 181645.2247
8 | BEATTY | SNV | 1933.3425 |  |  | 34503.0578 | 16678.8473 |  | 105122.4924 | 59506.2564 |  | 197080.8132 | 113592.2657 | 9582.1736 |  |  |  | 25168.0938 | 15780.6117 |  | 77168.6439 | 44806.0457 |  | 143822.2318 | 85913.4025 | 1449.7562
9 | VALLEY (VEA) | SNV | 25015.6271 | 23263.9254 | 800.3601 | 79011.9503 | 63588.1734 | 4041.5978 | 158769.7408 | 90976.4872 | 27370.8263 | 305758.9294 | 116110.5297 | 79286.0347 | 24751.3208 | 23022.4491 | 800.3601 | 68531.4377 | 54764.4891 | 2428.5797 | 134188.3225 | 72685.8586 | 22808.4443 | 263640.5494 | 93966.4962 | 66197.2147
10 | INNOVATION | SNV | 36760.8905 | 24693.2109 | 2930.4034 | 110180.2197 | 63759.8266 | 25475.8248 | 229562.3562 | 109191.7666 | 60576.0983 | 384308.1685 | 148527.8383 | 111250.8659 | 28277.1539 | 22009.6053 | 103.6959 | 74110.5191 | 50469.8352 | 12360.8356 | 168461.8402 | 83760.9848 | 44617.5937 | 271388.7884 | 93735.8635 | 92324.0377
11 | HOODOO WASH | ARIZONA | 46416.4769 | 41862.5649 | 1140.1914 | 177782.9464 | 158201.9757 | 6890.0901 | 350914.4237 | 270991.2224 | 12947.0913 | 534817.7389 | 417448.9357 | 15576.3059 | 13127.9964 | 12919.8585 |  | 59226.6379 | 57496.0218 |  | 135523.6412 | 109563.6558 |  | 244961.5693 | 206380.7524 | 1294.6775
12 | VISTA (VEA) | SNV | 34744.5942 | 30789.4847 | 40.275 | 103716.3597 | 59835.3826 | 166.3228 | 205058.2867 | 101887.733 | 6109.3887 | 339108.8476 | 166177.975 | 16202.4132 | 6061.4024 | 6061.4019 |  | 48000.9729 | 17329.6369 | 107.2318 | 117169.6065 | 39630.186 | 5929.9842 | 178270.1235 | 77789.9749 | 10024.7358
13 | DESERT VIEW | SNV | 19823.2872 | 6085.5694 | 142.5905 | 29990.7721 | 6897.8454 | 360.202 | 54663.9168 | 20648.4761 | 1086.6844 | 92647.8705 | 34536.8298 | 2022.6115 | 17098.8966 | 6085.5693 |  | 22835.3699 | 6838.3847 |  | 26944.2512 | 8247.3733 | 231.235 | 30037.1989 | 8490.1472 | 319.4104
14 | CIELO AZUL | ARIZONA | 44115.5441 | 37004.6023 |  | 151528.3735 | 122331.567 | 323.1814 | 317185.5969 | 230417.0315 | 13750.3129 | 507433.5097 | 347886.6108 | 24821.9535 |  |  |  | 936.1662 | 341.8897 |  | 55407.265 | 34079.069 | 1326.7605 | 123406.2092 | 72475.5587 | 1907.6729
15 | TROUT CANYON | SNV | 43244.0876 | 4187.4792 | 181.7707 | 133844.53 | 33814.5844 | 1587.7242 | 221064.9934 | 75932.3904 | 12431.9439 | 274499.1015 | 101228.4326 | 15828.0177 |  |  |  | 1906.7352 | 1906.4668 |  | 8900.4686 | 3582.3641 | 3792.1765 | 14891.5818 | 3625.4349 | 4003.2141
16 | SLOAN CANYON | SNV | 25535.8994 | 2577.8347 | 427.4722 | 117136.1708 | 5223.7871 | 3997.3791 | 219180.9861 | 18688.1911 | 21682.5858 | 328936.6528 | 37240.6001 | 45335.2327 | 12767.2491 | 1527.5706 | 389.7192 | 97064.9899 | 3425.1477 | 3896.2771 | 176769.8042 | 11289.7909 | 20129.0854 | 269099.5263 | 28357.6428 | 43004.1986
17 | CHARLESTON PARK | SNV | 16338.4908 | 1624.5182 | 67.0811 | 64080.2731 | 22980.111 | 201.1049 | 170374.8733 | 72217.1683 | 9766.2009 | 281070.6573 | 104662.8093 | 29884.5836 | 13235.6266 | 935.2343 | 67.0811 | 37179.4563 | 6613.3551 | 67.0811 | 81090.3647 | 20117.8079 | 6248.0229 | 121725.4011 | 28793.8571 | 17212.3964
18 | JACKASS FLATS | SNV | 42237.072 |  | 35228.3723 | 166360.2826 | 6989.3718 | 130156.7516 | 349583.6415 | 46651.3912 | 234874.7709 | 543819.6537 | 93943.9166 | 322990.9088 | 42042.5196 |  | 35033.8199 | 158548.1515 | 6989.3718 | 122344.6305 | 324720.8655 | 45553.8642 | 214507.5313 | 472777.4622 | 83766.8144 | 275958.421
19 | MCCULLOUGH | SNV | 31263.0153 | 2688.6567 | 349.9135 | 120955.6772 | 4517.5208 | 9874.4464 | 232195.9039 | 19912.182 | 26973.0131 | 343247.5958 | 40852.1647 | 55718.6208 | 16884.6413 | 1592.1966 | 312.1605 | 105733.0484 | 3392.9746 | 9835.2808 | 194842.5495 | 13482.8705 | 26240.8842 | 283053.4018 | 31868.7889 | 53234.646
20 | MEAD | SNV | 26792.7552 | 546.2831 | 165.1319 | 75054.6006 | 1458.0928 | 3446.7657 | 111316.1197 | 4380.5023 | 4771.6712 | 217474.9639 | 37587.946 | 18356.8416 | 11719.2014 | 13.0396 | 8.194 | 52288.3578 | 395.2562 | 1565.3636 | 77138.311 | 2121.2545 | 2852.3459 | 169799.6076 | 29671.5412 | 16076.6702
21 | MERCURY | SNV | 38255.8125 | 3916.6573 | 22233.4449 | 132699.258 | 52332.8107 | 58953.3459 | 252180.8086 | 83896.0737 | 105372.2049 | 425133.1327 | 127625.5513 | 184146.7899 | 23340.2035 | 2506.215 | 12350.8053 | 107094.9517 | 47249.6931 | 44181.2342 | 208905.341 | 70588.9767 | 87056.2313 | 346885.0225 | 98460.9412 | 158218.022
22 | NORTHWEST (NVE) | SNV | 18234.0753 | 3660.1352 | 289.3791 | 34624.4302 | 8885.0332 | 545.7768 | 48725.2968 | 12945.1751 | 1163.3952 | 76240.8058 | 26775.3001 | 3881.617 | 13948.7451 | 3659.918 |  | 24457.5334 | 7978.485 | 185.5748 | 29134.7574 | 8490.162 | 237.3482 | 31898.9845 | 8733.2045 | 1649.6865
23 | PAHRUMP | SNV | 20007.5559 | 12907.8199 |  | 112519.7741 | 58097.4624 | 1243.4922 | 214858.8159 | 91811.5931 | 9481.2439 | 304551.1474 | 111057.5152 | 19319.6101 | 7.0703 |  |  | 13585.9758 | 961.6632 | 67.0811 | 51222.5894 | 16583.1953 | 1608.5403 | 98361.3875 | 26101.2958 | 9803.2946
24 | PALO VERDE | ARIZONA | 46596.9911 | 35388.6368 |  | 182852.3536 | 126014.7172 | 1072.4855 | 380626.881 | 232869.9807 | 2323.035 | 607683.1203 | 354226.0977 | 2461.4191 | 68.2817 | 68.2817 |  | 15657.1097 | 10932.7912 |  | 67418.387 | 32029.3188 |  | 139410.5155 | 67190.9969 | 126.2969
25 | PRIMM | SNV | 30025.6553 | 11489.7956 | 1287.01 | 106283.8053 | 34896.5371 | 23871.0104 | 204556.1599 | 50125.9948 | 62294.332 | 335359.595 | 79418.8494 | 90969.8808 | 27242.047 | 10869.0145 | 774.5977 | 78254.8019 | 33586.6356 | 10393.4084 | 150527.0761 | 46321.1434 | 35172.5663 | 257188.8335 | 67000.8969 | 60765.6228
26 | SANDY VALLEY | SNV | 32610.9694 | 14891.8369 | 270.0757 | 92377.3929 | 27500.6332 | 470.5421 | 177947.545 | 60160.0494 | 2943.9431 | 294252.8271 | 103926.7375 | 18269.1048 | 3351.5699 | 3312.009 | 39.0415 | 3366.8012 | 3312.1274 | 54.1548 | 13156.4276 | 11120.3694 | 280.4089 | 55186.9705 | 25875.6082 | 4094.0958
27 | THOUSANDAIRE | SNV | 26760.7862 | 7468.1757 | 306.2101 | 112726.3689 | 39640.8435 | 7920.3849 | 216415.6055 | 80769.4659 | 14347.4714 | 307604.1378 | 111787.1224 | 22759.9236 | 515.0208 |  |  | 7442.5495 | 234.6858 | 806.5435 | 26813.0987 | 1896.4126 | 5800.6341 | 72370.9338 | 20999.7444 | 11610.8525
28 | VALLEY SWITCH | SNV | 12294.6495 | 7814.7456 | 0.13594 | 79391.8678 | 54421.8515 | 5189.4477 | 205169.665 | 91522.2514 | 49822.9541 | 371211.5907 | 138041.921 | 105695.5869 | 11516.4297 | 7063.5211 |  | 76061.213 | 53048.6874 | 3406.2869 | 186855.3908 | 78891.9393 | 44531.0781 | 330061.4834 | 116856.986 | 89813.1151

## LandEnvData_Geo
CEC provided land-use and environmental data criteria for in-state known geothermal fields and their technical potential (https://lab.data.ca.gov/dataset/geothermal-resource-potential-by-field). Land-use and Environmental screens are applied and calculated over the whole field area.
|  |  | Geothermal Field Potential generation potential (mean estimated MW) | Geothermal Field remaining undeveloped MW potential (subtracting existing facilities) | Geothermal Field is within protected area | Size of Geothermal Field | Geothermal Field Outside of Protected Areas (Lower Implications Land) | Percentage of Field w/ Lower Implications | Geothermal Field Excluded by Protected Areas (Higher Implications Land) | Percentage of Field w/ Higher Implications | Geothermal Field within Tier 2 Fire Threat | Percentage of Geothermal Field within Tier 2 Fire Threat | Geothermal Field within Tier 3 Fire Threat | Percentage of Geothermal Field within Tier 3 Fire Threat | Geothermal Field w/ ACE Terrestrial Connectivity, 4 or 5, (High Implications) | Percentage of Geothermal Field w/ Terrestrial Connectivity High Implications | Geothermal Field w/ Terrestrial Connectivity Low Implications | Geothermal Field w/ ACE Biodiversity, 5, (High Implications) | Percentage of Geothermal Field w/ Biodiversity High Implications | Geothermal Field w/ Biodiversity Low Implications | Geothermal Field w/ ACE Irreplaceability, 4 or 5, (High Implications) | Percentage of Geothermal Field w/ Irreplaceability High Implications | Geothermal Field w/ Irreplaceability Low Implications | Geothermal Field w/ Any of the three ACE datasets High Implications | Percentage of Geothermal Field w/ Any of the three ACE datasets High Implications | Geothermal Field w/ Any of the three ACE datasets Low Implications | Geothermal Field w/ High Terrestrial Landscape Intactness | Percentage of Geothermal Field w/ High Terrestrial Landscape Intactness | Geothermal Field w/ Low Terrestrial Landscape Intactness | Geothermal Field w/ Classified as Wetlands | Percentage of Geothermal Field w/ Classified as Wetlands | Geothermal Field w/ Not Classified as Wetlands
Blue columns indicate additional data calculate/added by CPUC staff in dashboard.
| Geothermal Field Name | RESOLVE Region | Total_MWe_Mean | NetUndevelopedRP | Protected Area Exclusion (1=Yes) | Total Geothermal Field Acres | Low-Implication Acres | Low-Implication Percent | High-Implication Acres | High-Implication Percent | FT_Tier2_Acres | Perc_FT_Tier2 | FT_Tier3_Acres | Perc_FT_Tier3 | Conn45_Acres | Perc_Conn45 | Low Conn Acres | Bio5_Acres | Perc_Bio5 | Low Bio Acres | Irr45_Acres | Perc_Irr45 | Low Irr Acres | ACE_All_Acres | Perc_AllACE | Low AllACE Acres | High_Intact_Acres | Perc_HighIntact | LowIntact Acres | Wetlands_Acres | Perc_Wetlands | Not Wetlands Acres
| Arrowhead HS | SCE Eastern | 7.1 | 7.1 | 0 | 175.3961 | 175.3954 | 100% | 0.0007007 | 0.0003995% | 0 | 0% | 175.3955 | 100% | 175.3954 | 100% | 0.0007007 | 175.3954 | 100% | 0.0007007 | 0 | 0% | 175.3961 | 175.3954 | 100% | 0.0007007 | 24.3252 | 13.87% | 151.071 | 7.9886 | 4.555% | 167.4075
| Big Bend HS | PGE NGBA | 4.9 | 4.9 | 0 | 121.041 | 120.1237 | 99.24% | 0.91728 | 0.7578% | 2.8339 | 2.359% | 104.4389 | 86.94% | 0 | 0% | 121.041 | 0 | 0% | 121.041 | 0 | 0% | 121.041 | 0 | 0% | 121.041 | 0 | 0% | 121.041 | 14.7196 | 12.25% | 106.3213
| Boyes HS | PGE NGBA | 8.4 | 8.4 | 0 | 207.5152 | 199.4773 | 96.13% | 8.0379 | 3.873% | 0 | 0% | 0 | 0% | 0 | 0% | 207.5152 | 93.3342 | 46.79% | 114.181 | 199.4773 | 100% | 8.0379 | 199.4773 | 100% | 8.0379 | 0 | 0% | 207.5152 | 94.1987 | 47.22% | 113.3165
| Brawley | SCE Eastern/SDGE Imperial | 138 | 88.1 | 0 | 8932.376 | 8932.3401 | 100% | 0.035867 | 0.0004015% | 0 | 0% | 0 | 0% | 0 | 0% | 8932.376 | 2768.6249 | 31% | 6163.7511 | 2768.6249 | 31% | 6163.7511 | 2768.6249 | 31% | 6163.7511 | 0 | 0% | 8932.376 | 489.0355 | 5.475% | 8443.3404
| Brockway Hot Springs | PGE NGBA | 2 | 2 | 0 | 49.3952 | 49.395 | 100% | 0.00019804 | 0.0004009% | 0 | 0% | 0 | 0% | 0 | 0% | 49.3952 | 0 | 0% | 49.3952 | 49.395 | 100% | 0.00019804 | 49.395 | 100% | 0.00019804 | 0 | 0% | 49.3952 | 0 | 0% | 49.3952
| Calistoga | PGE NGBA | 16.9 | 16.9 | 0 | 9182.2695 | 8248.1681 | 89.83% | 934.1014 | 10.17% | 216.3119 | 2.623% | 0 | 0% | 5075.2149 | 61.53% | 4107.0546 | 6896.4886 | 83.61% | 2285.7809 | 7813.3895 | 94.73% | 1368.88 | 8248.0704 | 100% | 934.1992 | 1236.5681 | 14.99% | 7945.7014 | 630.1985 | 7.64% | 8552.071
| Canby (I'SOT) | Northeast CA | 9.4 | 9.4 | 0 | 232.2229 | 232.222 | 100% | 0.00093059 | 0.0004007% | 189.8061 | 81.73% | 0 | 0% | 0 | 0% | 232.2229 | 232.222 | 100% | 0.00093059 | 0 | 0% | 232.2229 | 232.222 | 100% | 0.00093059 | 0 | 0% | 232.2229 | 113.0093 | 48.66% | 119.2137
| Carson River | PGE NGBA | 15.7 | 15.7 | 0 | 387.8824 | 275.6083 | 71.05% | 112.2741 | 28.95% | 267.1607 | 96.93% | 0 | 0% | 275.6083 | 100% | 112.2741 | 0 | 0% | 387.8824 | 0 | 0% | 387.8824 | 275.6083 | 100% | 112.2741 | 275.6083 | 100% | 112.2741 | 3.1904 | 1.158% | 384.692
| Coso Hot Springs | SCE NOL | 419.2 | 116.79 | 0 | 108004.3984 | 82217.4639 | 76.12% | 25786.9345 | 23.88% | 0 | 0% | 0 | 0% | 3574.4129 | 4.348% | 104429.9856 | 5636.9363 | 6.856% | 102367.4621 | 2070.0508 | 2.518% | 105934.3476 | 6082.2437 | 7.398% | 101922.1547 | 74903.4123 | 91.1% | 33100.9861 | 252.4358 | 0.307% | 107751.9626
| East Brawley | SCE Eastern/SDGE Imperial | 358.5 | 358.5 | 0 | 70551.4453 | 66767.4915 | 94.64% | 3783.9538 | 5.363% | 0 | 0% | 0 | 0% | 696.2009 | 1.043% | 69855.2444 | 6399.5048 | 9.585% | 64151.9405 | 6857.5228 | 10.27% | 63693.9225 | 7095.7058 | 10.63% | 63455.7396 | 6724.2208 | 10.07% | 63827.2245 | 2893.777 | 4.334% | 67657.6683
| East Mesa | SDGE Imperial | 202.7 | 127.8 | 0 | 37802.1094 | 17279.5901 | 45.71% | 20522.5193 | 54.29% | 0 | 0% | 0 | 0% | 0 | 0% | 37802.1094 | 3594.938 | 20.8% | 34207.1714 | 3594.938 | 20.8% | 34207.1714 | 3594.938 | 20.8% | 34207.1714 | 6286.3755 | 36.38% | 31515.7339 | 1472.6835 | 8.523% | 36329.4259
| Fales HS | PGE GBA | 2.9 | 2.9 | 0 | 71.6294 | 71.6291 | 100% | 0.00028367 | 0.000396% | 71.6291 | 100% | 0 | 0% | 0 | 0% | 71.6294 | 0 | 0% | 71.6294 | 0 | 0% | 71.6294 | 0 | 0% | 71.6294 | 70.0664 | 97.82% | 1.563 | 1.6056 | 2.242% | 70.0238
| Fort Bidwell | Northeast CA | 9.1 | 9.1 | 0 | 224.8102 | 224.8093 | 100% | 0.00089663 | 0.0003988% | 186.4544 | 82.94% | 0 | 0% | 221.2554 | 98.42% | 3.5548 | 25.3971 | 11.3% | 199.4131 | 0 | 0% | 224.8102 | 221.2554 | 98.42% | 3.5548 | 6.3798 | 2.838% | 218.4304 | 93.835 | 41.74% | 130.9752
| Geysers | PGE NGBA | 1096.1 | 246.1 | 0 | 283216.375 | 209040.6447 | 73.81% | 74175.7303 | 26.19% | 79471.7025 | 38.02% | 96279.3672 | 46.06% | 106467.1088 | 50.93% | 176749.2662 | 85142.4765 | 40.73% | 198073.8985 | 132208.2973 | 63.25% | 151008.0777 | 171190.4625 | 81.89% | 112025.9125 | 50602.316 | 24.21% | 232614.059 | 2371.7879 | 1.135% | 280844.5871
| Glass Mountain | PGE NGBA | 365.6 | 365.6 | 0 | 135390.0625 | 4755.3652 | 3.512% | 130634.6973 | 96.49% | 0 | 0% | 0 | 0% | 3842.9234 | 80.81% | 131547.1391 | 0 | 0% | 135390.0625 | 0 | 0% | 135390.0625 | 3842.9234 | 80.81% | 131547.1391 | 4579.5787 | 96.3% | 130810.4838 | 0 | 0% | 135390.0625
| Heber | SDGE Imperial | 159.6 | 0 | 0 | 59317.0273 | 59277.7969 | 99.93% | 39.2305 | 0.06614% | 0 | 0% | 0 | 0% | 0 | 0% | 59317.0273 | 5511.0377 | 9.297% | 53805.9896 | 5511.0377 | 9.297% | 53805.9896 | 5511.0377 | 9.297% | 53805.9896 | 0 | 0% | 59317.0273 | 4678.7636 | 7.893% | 54638.2637
| Hot Mineral Spa | SCE Eastern | 3 | 3 | 0 | 4090.1086 | 4024.0972 | 98.39% | 66.0115 | 1.614% | 0 | 0% | 0 | 0% | 0 | 0% | 4090.1086 | 1017.1398 | 25.28% | 3072.9689 | 3652.7825 | 90.77% | 437.3262 | 3726.5687 | 92.61% | 363.54 | 1616.6475 | 40.17% | 2473.4612 | 1001.5224 | 24.89% | 3088.5863
| Indian Valley Hot Springs | PGE NGBA | 3.5 | 3.5 | 0 | 86.4527 | 83.4679 | 96.55% | 2.9848 | 3.453% | 83.4679 | 100% | 0 | 0% | 0 | 0% | 86.4527 | 0 | 0% | 86.4527 | 0 | 0% | 86.4527 | 0 | 0% | 86.4527 | 0 | 0% | 86.4527 | 41.4411 | 49.65% | 45.0116
| Kellog HS | Northeast CA | 5.4 | 5.4 | 0 | 133.3946 | 133.394 | 100% | 0.00053754 | 0.000403% | 132.0597 | 99% | 0 | 0% | 0 | 0% | 133.3946 | 0 | 0% | 133.3946 | 0 | 0% | 133.3946 | 0 | 0% | 133.3946 | 0 | 0% | 133.3946 | 67.3595 | 50.5% | 66.035
| Kelly HS | Northeast CA | 9.5 | 9.5 | 0 | 234.6934 | 234.6924 | 100% | 0.0009328 | 0.0003975% | 186.5378 | 79.48% | 0 | 0% | 0 | 0% | 234.6934 | 0 | 0% | 234.6934 | 0 | 0% | 234.6934 | 0 | 0% | 234.6934 | 37.2887 | 15.89% | 197.4046 | 8.3373 | 3.552% | 226.3561
| Lake City - Surprise Valley 1 | Northeast CA | 118.5 | 118.5 | 0 | 65355.3164 | 38360.2642 | 58.69% | 26995.0522 | 41.31% | 14988.4939 | 39.07% | 0 | 0% | 17269.0876 | 45.02% | 48086.2288 | 17740.8909 | 46.25% | 47614.4255 | 2597.2892 | 6.771% | 62758.0272 | 26898.9667 | 70.12% | 38456.3498 | 17552.0106 | 45.76% | 47803.3058 | 6209.0915 | 16.19% | 59146.2249
| Little Hot Spring (Fall River) | PGE NGBA | 3.9 | 3.9 | 0 | 96.3347 | 96.3343 | 100% | 0.00038335 | 0.0003979% | 0 | 0% | 0 | 0% | 96.3343 | 100% | 0.00038335 | 0 | 0% | 96.3347 | 0 | 0% | 96.3347 | 96.3343 | 100% | 0.00038335 | 0 | 0% | 96.3347 | 12.7226 | 13.21% | 83.6121
| Marble Hot Well | NORTHEAST CA/PGE NGBA | 3.5 | 3.5 | 0 | 86.4527 | 86.4523 | 100% | 0.00034498 | 0.000399% | 27.9607 | 32.34% | 0 | 0% | 0 | 0% | 86.4527 | 0 | 0% | 86.4527 | 86.4523 | 100% | 0.00034498 | 86.4523 | 100% | 0.00034498 | 86.4523 | 100% | 0.00034498 | 7.5211 | 8.7% | 78.9316
| Mono - Long Valley | SCE NOL/PGE GBA | 64.8 | 24.8 | 0 | 457796.3438 | 172364.2989 | 37.65% | 285432.0448 | 62.35% | 104883.4134 | 60.85% | 0 | 0% | 897.5803 | 0.5207% | 456898.7635 | 60804.4418 | 35.28% | 396991.902 | 51594.088 | 29.93% | 406202.2558 | 75489.2249 | 43.8% | 382307.1189 | 62231.1949 | 36.1% | 395565.1488 | 10568.848 | 6.132% | 447227.4958
| Mt. Signal | SDGE Imperial | 14.7 | 14.7 | 1 | 363.1743 | 138.8394 | 38.23% | 224.3349 | 61.77% | 0 | 0% | 0 | 0% | 0 | 0% | 363.1743 | 0 | 0% | 363.1743 | 0 | 0% | 363.1743 | 0 | 0% | 363.1743 | 0 | 0% | 363.1743 | 0 | 0% | 363.1743
| Paso Robles | PGE Kern | 3.4 | 3.4 | 0 | 83.9821 | 83.9818 | 100% | 0.00033756 | 0.0004019% | 0 | 0% | 0 | 0% | 0 | 0% | 83.9821 | 0 | 0% | 83.9821 | 83.9818 | 100% | 0.00033756 | 83.9818 | 100% | 0.00033756 | 0 | 0% | 83.9821 | 23.5596 | 28.05% | 60.4225
| Salton Sea | SCE Eastern | 2209.9 | 1779.07 | 0 | 103230.8828 | 79274.2263 | 76.79% | 23956.6565 | 23.21% | 0 | 0% | 0 | 0% | 0 | 0% | 103230.8828 | 47409.7577 | 59.8% | 55821.1251 | 53822.4761 | 67.89% | 49408.4067 | 53822.4761 | 67.89% | 49408.4067 | 4733.7768 | 5.971% | 98497.106 | 7042.5269 | 8.884% | 96188.3559
| Sespe Hot Springs | SCE Northern | 10.7 | 10.7 | 1 | 7030.354 | 32.0051 | 0.4552% | 6998.3489 | 99.54% | 0 | 0% | 32.0051 | 100% | 32.0051 | 100% | 6998.3489 | 0 | 0% | 7030.354 | 0 | 0% | 7030.354 | 32.0051 | 100% | 6998.3489 | 32.0051 | 100% | 6998.3489 | 0 | 0% | 7030.354
| Sierra Valley | PGE NGBA | 3.5 | 3.5 | 0 | 86.4527 | 86.4523 | 100% | 0.00034314 | 0.0003969% | 32.2836 | 37.34% | 0 | 0% | 0 | 0% | 86.4527 | 0 | 0% | 86.4527 | 0 | 0% | 86.4527 | 0 | 0% | 86.4527 | 86.4523 | 100% | 0.00034314 | 86.4523 | 100% | 0.00034314
| Sonoma Mission Inn | PGE NGBA | 6.3 | 6.3 | 0 | 155.6303 | 155.6296 | 100% | 0.00062844 | 0.0004038% | 0 | 0% | 0 | 0% | 0 | 0% | 155.6303 | 24.3112 | 15.62% | 131.3191 | 155.6296 | 100% | 0.00062844 | 155.6296 | 100% | 0.00062844 | 0 | 0% | 155.6303 | 40.515 | 26.03% | 115.1153
| South Brawley | SDGE Imperial | 42.3 | 42.3 | 0 | 12782.7979 | 11689.9947 | 91.45% | 1092.8031 | 8.549% | 0 | 0% | 0 | 0% | 0 | 0% | 12782.7979 | 0 | 0% | 12782.7979 | 0 | 0% | 12782.7979 | 0 | 0% | 12782.7979 | 0 | 0% | 12782.7979 | 1754.2333 | 15.01% | 11028.5646
| Tasajara HS | PGE GBA | 3 | 3 | 0 | 74.0999 | 54.6057 | 73.69% | 19.4942 | 26.31% | 0 | 0% | 54.6057 | 100% | 54.6057 | 100% | 19.4942 | 0 | 0% | 74.0999 | 0 | 0% | 74.0999 | 54.6057 | 100% | 19.4942 | 54.6057 | 100% | 19.4942 | 11.3333 | 20.75% | 62.7666
| Truckhaven | SCE Eastern | 50 | 50 | 0 | 40872.8828 | 6305.3507 | 15.43% | 34567.5321 | 84.57% | 0 | 0% | 0 | 0% | 1094.9444 | 17.37% | 39777.9384 | 0 | 0% | 40872.8828 | 0 | 0% | 40872.8828 | 1094.9444 | 17.37% | 39777.9384 | 3358.5413 | 53.26% | 37514.3415 | 0 | 0% | 40872.8828
| Wendel - Amedee | Northeast CA | 19.2 | 19.2 | 0 | 18366.2949 | 13239.2398 | 72.08% | 5127.0552 | 27.92% | 9382.4004 | 70.87% | 0 | 0% | 4566.1977 | 34.49% | 13800.0972 | 8021.7974 | 60.59% | 10344.4976 | 7260.1193 | 54.84% | 11106.1756 | 9915.3053 | 74.89% | 8450.9897 | 4506.493 | 34.04% | 13859.8019 | 1449.4321 | 10.95% | 16916.8628
| West Valley Reservoir | Northeast CA | 12.6 | 12.6 | 0 | 311.2874 | 204.0988 | 65.57% | 107.1886 | 34.43% | 0 | 0% | 0 | 0% | 93.1701 | 45.65% | 218.1173 | 0 | 0% | 311.2874 | 110.9287 | 54.35% | 200.3587 | 204.0988 | 100% | 107.1886 | 124.0213 | 60.77% | 187.266 | 7.7649 | 3.804% | 303.5225

## EnvScreens_Reconciliation
Resources that need to be added or excluded in the land-use analyis
|  |  | Resources in Baseline that need to be included in Land-Screens Analysis |  |  |  | Resources in portfolio that need to be excluded from Land-Screens Analysis
CAISO Study Area | Substation | Voltage | Wind | Solar | Geothermal | Has Res | Wind | Solar | Geothermal | Has Res
PG&E KERN | 7th Standard | 115 | 0 | 0 | 0 |  | 0 | 0 | 0
SCE Metro | Alamitos | 230 | 0 | 0 | 0 |  | 0 | 0 | 0
SCE Eastern | Alberhill | 115 | 0 | 0 | 0 |  | 0 | 0 | 0
SCE Eastern | Alberhill | 500 | 0 | 0 | 0 |  | 0 | 0 | 0
PG&E GBA | Alhambra | 115 | 0 | 0 | 0 |  | 0 | 0 | 0
PG&E FRESNO | Alpaugh | 115 | 0 | 0 | 0 |  | 0 | 0 | 0
SDGE | Alpine | 69 | 0 | 0 | 0 |  | 0 | 0 | 0
PG&E GBA | Altamont Midway (Sandhill) | 230 | 0 | 0 | 0 |  | 0 | 0 | 0
SCE Northern | Antelope | 66 | 0 | 0 | 0 |  | 0 | 0 | 0
SCE Northern | Antelope | 230 | 0 | 0 | 0 |  | 0 | 0 | 0
SCE Northern | Antelope | 500 | 0 | 0 | 0 |  | 0 | 0 | 0
PG&E NGBA | Arcata | 60 | 0 | 0 | 0 |  | 0 | 0 | 0
PG&E KERN | Arco | 230 | 0 | 64.9 | 0 |  | 0 | 0 | 0
PG&E KERN | Arco | 70 | 0 | 0 | 0 |  | 0 | 0 | 0
SCE Metro | ArcoGen | 230 | 0 | 0 | 0 |  | 0 | 0 | 0
SDGE | Artesian | 230 | 0 | 0 | 0 |  | 0 | 0 | 0
SDGE | Artesian | 69 | 0 | 0 | 0 |  | 0 | 0 | 0
PG&E FRESNO | Ashlan | 230 | 0 | 0 | 0 |  | 0 | 0 | 0
PG&E NGBA | Atlantic | 115 | 0 | 0 | 0 |  | 0 | 0 | 0
PG&E NGBA | Atlantic | 230 | 0 | 0 | 0 |  | 0 | 0 | 0
PG&E NGBA | Atlantic | 60 | 0 | 0 | 0 |  | 0 | 0 | 0
PG&E FRESNO | Atwater | 115 | 0 | 0 | 0 |  | 0 | 0 | 0
PG&E GBA | Avena | 115 | 0 | 0 | 0 |  | 0 | 0 | 0
SDGE | Avocado | 69 | 0 | 0 | 0 |  | 0 | 0 | 0
PG&E NGBA | Bahia | 230 | 0 | 0 | 0 |  | 0 | 0 | 0
SCE Northern | Bailey | 230 | 0 | 0 | 0 |  | 0 | 0 | 0
SCE NOL | Baker | 115 | 0 | 0 | 0 |  | 0 | 0 | 0
PG&E KERN | Bakersfield | 230 | 0 | 0 | 0 |  | 0 | 0 | 0
PG&E FRESNO | Balch | 230 | 0 | 0 | 0 |  | 0 | 0 | 0
SCE Eastern | Bannister | 230 | 0 | 0 | 44 |  | 0 | 0 | 0
SCE Metro | Barre | 230 | 0 | 20 | 0 |  | 0 | 0 | 0
SDGE | Bay Boulevard | 69 | 0 | 0 | 0 |  | 0 | 0 | 0
SDGE | Bay Boulevard | 230 | 0 | 0 | 0 |  | 0 | 0 | 0
SCE EOP | Beatty | 138 | 0 | 0 | 0 |  | 0 | 0 | 0
SCE EOP | Beatty | 230 | 0 | 0 | 0 |  | 0 | 0 | 0
PG&E NGBA | Belden | 230 | 0 | 0 | 0 |  | 0 | 0 | 0
PG&E NGBA | Bell | 115 | 0 | 0 | 0 |  | 0 | 0 | 0
PG&E NGBA | Bellevue | 115 | 0 | 0 | 0 |  | 0 | 0 | 0
PG&E GBA | Bellota | 115 | 0 | 0 | 0 |  | 0 | 0 | 0
PG&E GBA | Bellota | 230 | 0 | 0 | 0 |  | 0 | 0 | 0
SCE Northern | Big Creek | 230 | 0 | 0 | 0 |  | 0 | 0 | 0
PG&E FRESNO | Biola | 70 | 0 | 0 | 0 |  | 0 | 0 | 0
PG&E GBA | Birds Landing | 230 | 0 | 0 | 0 |  | 0 | 0 | 0
SCE Northern | Bliss | 66 | 0 | 0 | 0 |  | 0 | 0 | 0
SCE Eastern | Blythe | 161 | 0 | 0 | 0 |  | 0 | 0 | 0
PG&E NGBA | Bogue | 115 | 0 | 0 | 0 |  | 0 | 0 | 0
PG&E FRESNO | Borden | 230 | 0 | 0 | 0 |  | 0 | 0 | 0
PG&E FRESNO | Borden | 70 | 0 | 0 | 0 |  | 0 | 0 | 0
SDGE | Boulevard East | 138 | 0 | 0 | 0 |  | 0 | 0 | 0
SDGE | Boulevard East | 69 | 0 | 0 | 0 |  | 0 | 0 | 0
PG&E GBA | Brentwood | 230 | 0 | 0 | 0 |  | 0 | 0 | 0
PG&E NGBA | Bridgeville | 115 | 0 | 0 | 0 |  | 0 | 0 | 0
PG&E NGBA | Brighton | 115 | 0 | 0 | 0 |  | 0 | 0 | 0
PG&E NGBA | Brighton | 230 | 0 | 0 | 0 |  | 0 | 0 | 0
PG&E NGBA | Brunswick | 115 | 0 | 0 | 0 |  | 0 | 0 | 0
PG&E NGBA | Bucks Creek | 230 | 0 | 0 | 0 |  | 0 | 0 | 0
PG&E KERN | Buena Vista | 230 | 0 | 0 | 0 |  | 0 | 0 | 0
PG&E FRESNO | Bullard | 115 | 0 | 0 | 0 |  | 0 | 0 | 0
PG&E GBA | Burlingame | 115 | 0 | 0 | 0 |  | 0 | 0 | 0
PG&E NGBA | Burney Forest | 230 | 0 | 0 | 0 |  | 0 | 0 | 0
PG&E NGBA | Butte | 115 | 0 | 0 | 0 |  | 0 | 0 | 0
PG&E KERN | Cabrillo | 115 | 95.25 | 0 | 0 |  | 0 | 0 | 0
PG&E FRESNO | Cal Flats | 230 | 0 | 0 | 0 |  | 0 | 0 | 0
SCE NOL | Calcite | 230 | 0 | 0 | 0 |  | 0 | 0 | 0
PG&E KERN | Caliente | 230 | 0 | 0 | 0 |  | 0 | 0 | 0
PG&E FRESNO | California Ave | 115 | 0 | 0 | 0 |  | 0 | 0 | 0
PG&E KERN | Callender | 115 | 0 | 0 | 0 |  | 0 | 0 | 0
PG&E NGBA | Calpella | 115 | 0 | 0 | 0 |  | 0 | 0 | 0
PG&E GBA | Camanche | 230 | 0 | 0 | 0 |  | 0 | 0 | 0
SDGE | Cameron | 69 | 0 | 0 | 0 |  | 0 | 0 | 0
SDGE | Cannon | 69 | 0 | 0 | 0 |  | 0 | 0 | 0
PG&E FRESNO | Cantua | 115 | 0 | 0 | 0 |  | 0 | 0 | 0
SDGE | Capistrano | 138 | 0 | 0 | 0 |  | 0 | 0 | 0
SDGE | Capistrano | 230 | 0 | 0 | 0 |  | 0 | 0 | 0
PG&E NGBA | Carberry | 230 | 0 | 0 | 0 |  | 0 | 0 | 0
SCE Eastern | Cardiff | 66 | 0 | 0 | 0 |  | 0 | 0 | 0
PG&E NGBA | Caribou | 60 | 0 | 0 | 0 |  | 0 | 0 | 0
PG&E NGBA | Caribou | 115 | 0 | 0 | 0 |  | 0 | 0 | 0
PG&E NGBA | Caribou | 230 | 0 | 0 | 0 |  | 0 | 0 | 0
SCE EOP | Carpenter Canyon (fka Gamebird) | 138 | 0 | 0 | 0 |  | 0 | 0 | 0
SCE EOP | Carpenter Canyon (fka Gamebird) | 230 | 0 | 0 | 0 |  | 0 | 0 | 0
PG&E NGBA | Carquinez | 115 | 0 | 0 | 0 |  | 0 | 0 | 0
SDGE | Carrizo Gorge | 138 | 0 | 90 | 0 |  | 0 | 0 | 0
PG&E KERN | Carrizo Plains | 115 | 0 | 0 | 0 |  | 0 | 0 | 0
PG&E KERN | Casaloma | 230 | 0 | 0 | 0 |  | 0 | 0 | 0
PG&E GBA | Castro Valley | 230 | 0 | 0 | 0 |  | 0 | 0 | 0
PG&E GBA | Cayetano | 230 | 0 | 100 | 0 |  | 0 | 0 | 0
SCE Metro | Center | 230 | 0 | 0 | 0 |  | 0 | 0 | 0
PG&E KERN | Charca | 115 | 0 | 0 | 0 |  | 0 | 0 | 0
SCE EOP | Charleston | 138 | 0 | 0 | 0 |  | 0 | 0 | 0
SCE Metro | Chevmain | 230 | 0 | 0 | 0 |  | 0 | 0 | 0
SDGE | Chicarita | 138 | 0 | 0 | 0 |  | 0 | 0 | 0
SCE Metro | Chino | 230 | 0 | 0 | 0 |  | 0 | 0 | 0
PG&E FRESNO | Chowchilla | 115 | 0 | 0 | 0 |  | 0 | 0 | 0
PG&E GBA | Christie | 60 | 0 | 0 | 0 |  | 0 | 0 | 0
PG&E GBA | Christie | 115 | 0 | 0 | 0 |  | 0 | 0 | 0
SCE Eastern | Cielo Azul | 500 | 0 | 0 | 0 |  | 0 | 0 | 0
PG&E GBA | Clay | 60 | 0 | 0 | 0 |  | 0 | 0 | 0
PG&E GBA | Clayton | 115 | 0 | 0 | 0 |  | 0 | 0 | 0
PG&E NGBA | Cloverdale | 115 | 0 | 0 | 0 |  | 0 | 0 | 0
PG&E FRESNO | Clovis | 115 | 0 | 0 | 0 |  | 0 | 0 | 0
PG&E GBA | Coburn | 230 | 0 | 0 | 0 |  | 0 | 0 | 0
PG&E GBA | Coburn | 60 | 0 | 0 | 0 |  | 0 | 0 | 0
PG&E NGBA | Colgate | 230 | 0 | 0 | 0 |  | 0 | 0 | 0
PG&E GBA | Collierville | 230 | 0 | 0 | 0 |  | 0 | 0 | 0
PG&E GBA | Collinsville | 230 | 0 | 0 | 0 |  | 0 | 0 | 0
PG&E GBA | Collinsville | 500 | 0 | 0 | 0 |  | 0 | 0 | 0
SCE Eastern | Colorado River | 230 | 0 | 0 | 0 |  | 0 | 0 | 0
SCE Eastern | Colorado River | 500 | 0 | 0 | 0 |  | 0 | 0 | 0
PG&E KERN | Columbus | 115 | 0 | 0 | 0 |  | 0 | 0 | 0
PG&E GBA | Contra Costa | 115 | 0 | 0 | 0 |  | 0 | 0 | 0
PG&E GBA | Contra Costa | 230 | 0 | 0 | 0 |  | 0 | 0 | 0
PG&E GBA | Contra Costa PP | 230 | 0 | 0 | 0 |  | 0 | 0 | 0
SCE NOL | Control | 115 | 0 | 0 | 0 |  | 0 | 0 | 0
SCE NOL | Control | 55 | 0 | 0 | 0 |  | 0 | 0 | 0
PG&E GBA | Cooley Landing | 115 | 0 | 0 | 0 |  | 0 | 0 | 0
PG&E GBA | Cooley Landing | 60 | 0 | 0 | 0 |  | 0 | 0 | 0
SCE NOL | Coolwater | 230 | 0 | 0 | 0 |  | 0 | 0 | 0
SCE NOL | Coolwater | 115 | 0 | 0 | 0 |  | 0 | 0 | 0
PG&E KERN | Copus | 70 | 0 | 0 | 0 |  | 0 | 0 | 0
PG&E FRESNO | Corcoran | 70 | 0 | 0 | 0 |  | 0 | 0 | 0
PG&E FRESNO | Corcoran | 115 | 0 | 0 | 0 |  | 0 | 0 | 0
PG&E NGBA | Corona | 115 | 0 | 0 | 0 |  | 0 | 0 | 0
PG&E NGBA | Cortina | 230 | 0 | 0 | 0 |  | 0 | 0 | 0
PG&E NGBA | Cortina | 115 | 0 | 0 | 0 |  | 0 | 0 | 0
PG&E GBA | Cottle | 230 | 0 | 0 | 0 |  | 0 | 0 | 0
PG&E NGBA | Cottonwood | 115 | 0 | 0 | 0 |  | 0 | 0 | 0
PG&E NGBA | Cottonwood | 230 | 0 | 0 | 0 |  | 0 | 0 | 0
PG&E NGBA | Cottonwood | 60 | 0 | 0 | 0 |  | 0 | 0 | 0
PG&E NGBA | Cove Road | 230 | 0 | 0 | 0 |  | 0 | 0 | 0
PG&E GBA | Coyote | 230 | 0 | 0 | 0 |  | 0 | 0 | 0
PG&E GBA | Crazy Horse Canyon | 115 | 0 | 0 | 0 |  | 0 | 0 | 0
SDGE | Creelman | 69 | 0 | 0 | 0 |  | 0 | 0 | 0
PG&E FRESNO | Crescent | 70 | 0 | 0 | 0 |  | 0 | 0 | 0
PG&E FRESNO | Cressey | 115 | 0 | 0 | 0 |  | 0 | 0 | 0
PG&E NGBA | Cresta | 230 | 0 | 0 | 0 |  | 0 | 0 | 0
SDGE | Crestwood | 69 | 0 | 0 | 0 |  | 0 | 0 | 0
PG&E GBA | Crow Creek | 60 | 0 | 0 | 0 |  | 0 | 0 | 0
PG&E GBA | Crows Landing | 60 | 0 | 0 | 0 |  | 0 | 0 | 0
PG&E GBA | Curtis | 115 | 0 | 0 | 0 |  | 0 | 0 | 0
PG&E FRESNO | Dairyland | 115 | 0 | 0 | 0 |  | 0 | 0 | 0
PG&E NGBA | Davis | 115 | 0 | 0 | 0 |  | 0 | 0 | 0
SCE Metro | Del Amo | 500 | 0 | 0 | 0 |  | 0 | 0 | 0
SCE Metro | Del Amo | 230 | 0 | 0 | 0 |  | 0 | 0 | 0
SCE Eastern | Delaney | 500 | 0 | 0 | 0 |  | 0 | 0 | 0
PG&E NGBA | Delevan | 230 | 0 | 0 | 0 |  | 0 | 0 | 0
PG&E GBA | Delta PP | 230 | 0 | 0 | 0 |  | 0 | 0 | 0
SCE EOP | Desert View | 230 | 0 | 0 | 0 |  | 0 | 0 | 0
SCE Eastern | Devers | 230 | 0 | 0 | 0 |  | 0 | 0 | 0
SCE Eastern | Devers | 500 | 0 | 0 | 0 |  | 0 | 0 | 0
PG&E KERN | Diablo Canyon | 230 | 0 | 0 | 0 |  | 0 | 0 | 0
PG&E KERN | Diablo Canyon | 500 | 0 | 0 | 0 |  | 0 | 0 | 0
PG&E KERN | Divide | 115 | 0 | 0 | 0 |  | 0 | 0 | 0
PG&E GBA | Dixon Landing | 115 | 0 | 0 | 0 |  | 0 | 0 | 0
PG&E FRESNO | Dos Amigos | 230 | 0 | 0 | 0 |  | 0 | 0 | 0
PG&E NGBA | Drum | 115 | 0 | 0 | 0 |  | 0 | 0 | 0
PG&E GBA | Dumbarton | 115 | 0 | 0 | 0 |  | 0 | 0 | 0
SCE NOL | Dunn Siding | 115 | 0 | 0 | 0 |  | 0 | 0 | 0
SCE Eastern | Eagle Mountain | 230 | 0 | 0 | 0 |  | 0 | 0 | 0
PG&E NGBA | Eagle Rock (PGE) | 60 | 0 | 0 | 0 |  | 0 | 0 | 0
PG&E NGBA | Eagle Rock (PGE) | 115 | 0 | 0 | 0 |  | 0 | 0 | 0
SCE Metro | Eagle Rock (SCE) | 230 | 0 | 0 | 0 |  | 0 | 0 | 0
PG&E NGBA | East Marysville | 115 | 0 | 0 | 0 |  | 0 | 0 | 0
PG&E NGBA | East Nicolaus | 115 | 0 | 0 | 0 |  | 0 | 0 | 0
PG&E NGBA | East Nicolaus | 60 | 0 | 0 | 0 |  | 0 | 0 | 0
PG&E GBA | Eastshore | 115 | 0 | 0 | 0 |  | 0 | 0 | 0
PG&E GBA | Eastshore | 230 | 0 | 0 | 0 |  | 0 | 0 | 0
SDGE | ECO | 138 | 0 | 0 | 0 |  | 0 | 0 | 0
SDGE | ECO | 230 | 0 | 0 | 0 |  | 0 | 0 | 0
SDGE | ECO | 500 | 0 | 0 | 0 |  | 0 | 0 | 0
PG&E GBA | Edenvale | 115 | 0 | 0 | 0 |  | 0 | 0 | 0
PG&E GBA | Edes | 115 | 0 | 0 | 0 |  | 0 | 0 | 0
PG&E GBA | Eight Mile | 230 | 0 | 0 | 0 |  | 0 | 0 | 0
SDGE | El Cajon | 69 | 0 | 0 | 0 |  | 0 | 0 | 0
SCE Eastern | El Casco | 230 | 0 | 0 | 0 |  | 0 | 0 | 0
PG&E GBA | El Cerrito G | 115 | 0 | 0 | 0 |  | 0 | 0 | 0
PG&E NGBA | El Dorado PH | 115 | 0 | 0 | 0 |  | 0 | 0 | 0
PG&E FRESNO | El Nido (PGE) | 115 | 0 | 0 | 0 |  | 0 | 0 | 0
SCE Metro | El Nido (SCE) | 230 | 0 | 0 | 0 |  | 0 | 0 | 0
PG&E GBA | El Patio | 115 | 0 | 0 | 0 |  | 0 | 0 | 0
SCE Metro | El Segundo | 230 | 0 | 0 | 0 |  | 0 | 0 | 0
SCE EOP | Eldorado | 230 | 0 | 0 | 0 |  | 0 | 0 | 0
SCE EOP | Eldorado | 500 | 0 | 0 | 0 |  | 0 | 0 | 0
SCE Northern | Elizabeth Lake | 66 | 0 | 0 | 0 |  | 0 | 0 | 0
PG&E KERN | Elk Hills | 230 | 0 | 0 | 0 |  | 0 | 0 | 0
SDGE | Elliot | 69 | 0 | 0 | 0 |  | 0 | 0 | 0
SCE Metro | Ellis | 230 | 0 | 0 | 0 |  | 0 | 0 | 0
SDGE | Encina | 138 | 0 | 0 | 0 |  | 0 | 0 | 0
SDGE | Encina | 230 | 0 | 0 | 0 |  | 0 | 0 | 0
SDGE | Escondido | 230 | 0 | 0 | 0 |  | 0 | 0 | 0
SDGE | Escondido | 69 | 0 | 0 | 0 |  | 0 | 0 | 0
PG&E KERN | Estrella | 230 | 0 | 0 | 0 |  | 0 | 0 | 0
SCE Eastern | Etiwanda | 230 | 0 | 0 | 0 |  | 0 | 0 | 0
PG&E GBA | Evergreen | 115 | 0 | 0 | 0 |  | 0 | 0 | 0
PG&E GBA | Evergreen | 60 | 0 | 0 | 0 |  | 0 | 0 | 0
PG&E FRESNO | Excelsior | 115 | 0 | 0 | 0 |  | 0 | 0 | 0
PG&E FRESNO | Exchequer | 115 | 0 | 0 | 0 |  | 0 | 0 | 0
PG&E KERN | Fairway | 115 | 0 | 0 | 0 |  | 0 | 0 | 0
PG&E KERN | Famoso | 115 | 0 | 0 | 0 |  | 0 | 0 | 0
PG&E NGBA | Fern Road | 500 | 0 | 0 | 0 |  | 0 | 0 | 0
PG&E GBA | Fibreboard (SPI Sonora) | 115 | 0 | 0 | 0 |  | 0 | 0 | 0
PG&E FRESNO | Figarden | 230 | 0 | 0 | 0 |  | 0 | 0 | 0
PG&E FRESNO | Fink | 230 | 0 | 0 | 0 |  | 0 | 0 | 0
PG&E NGBA | Fitch Mountain | 60 | 0 | 0 | 0 |  | 0 | 0 | 0
PG&E GBA | FMC | 115 | 0 | 0 | 0 |  | 0 | 0 | 0
PG&E GBA | Fremont | 115 | 0 | 0 | 0 |  | 0 | 0 | 0
PG&E GBA | French Camp | 60 | 0 | 0 | 0 |  | 0 | 0 | 0
PG&E GBA | Frogtown | 115 | 0 | 0 | 0 |  | 0 | 0 | 0
PG&E NGBA | Fulton | 115 | 0 | 0 | 0 |  | 0 | 0 | 0
PG&E NGBA | Fulton | 230 | 0 | 0 | 18 |  | 0 | 0 | 0
PG&E NGBA | Fulton | 60 | 0 | 0 | 0 |  | 0 | 0 | 0
PG&E KERN | Ganso | 115 | 0 | 0 | 0 |  | 0 | 0 | 0
PG&E FRESNO | Gates | 230 | 0 | 0 | 0 |  | 0 | 143.5 | 0
PG&E FRESNO | Gates | 500 | 0 | 0 | 0 |  | 0 | 0 | 0
PG&E NGBA | Geysers 12 | 230 | 0 | 0 | 0 |  | 0 | 0 | 0
PG&E NGBA | Geysers 17 | 230 | 0 | 0 | 0 |  | 0 | 0 | 0
PG&E NGBA | Geysers 3 | 115 | 0 | 0 | 0 |  | 0 | 0 | 0
PG&E NGBA | Glenn | 230 | 0 | 0 | 0 |  | 0 | 0 | 0
PG&E NGBA | Glenn | 60 | 0 | 0 | 0 |  | 0 | 0 | 0
PG&E NGBA | Gold Hill | 115 | 0 | 0 | 0 |  | 0 | 0 | 0
PG&E NGBA | Gold Hill | 230 | 0 | 0 | 0 |  | 0 | 0 | 0
SCE Northern | Goleta | 230 | 0 | 0 | 0 |  | 0 | 0 | 0
SCE Metro | Goodrich | 230 | 0 | 0 | 0 |  | 0 | 0 | 0
PG&E KERN | Goose Lake | 115 | 0 | 0 | 0 |  | 0 | 0 | 0
SCE Metro | Gould | 230 | 0 | 0 | 0 |  | 0 | 0 | 0
PG&E NGBA | Grand Island | 115 | 0 | 0 | 0 |  | 0 | 0 | 0
SDGE | Granite | 69 | 0 | 0 | 0 |  | 0 | 0 | 0
PG&E GBA | Grant | 115 | 0 | 0 | 0 |  | 0 | 0 | 0
PG&E GBA | Green Valley | 115 | 0 | 0 | 0 |  | 0 | 0 | 0
PG&E NGBA | Greenleaf 1 | 115 | 0 | 0 | 0 |  | 0 | 0 | 0
PG&E FRESNO | Gregg | 230 | 0 | 0 | 0 |  | 0 | 0 | 0
PG&E FRESNO | Grimmway-Malaga | 115 | 0 | 0 | 0 |  | 0 | 0 | 0
PG&E NGBA | Grizzly | 230 | 0 | 0 | 0 |  | 0 | 0 | 0
PG&E FRESNO | Guernsey | 70 | 0 | 0 | 0 |  | 0 | 0 | 0
PG&E FRESNO | GWF Hanford | 115 | 0 | 0 | 0 |  | 0 | 0 | 0
PG&E FRESNO | Haas | 230 | 0 | 0 | 0 |  | 0 | 0 | 0
PG&E FRESNO | Hammonds | 115 | 0 | 0 | 0 |  | 0 | 0 | 0
SCE Metro | HarborGen | 230 | 0 | 0 | 0 |  | 0 | 0 | 0
PG&E NGBA | Harris | 60 | 0 | 0 | 0 |  | 0 | 0 | 0
SCE EOP | Harry Allen | 500 | 0 | 0 | 0 |  | 0 | 0 | 0
PG&E NGBA | Hartley | 60 | 0 | 0 | 0 |  | 0 | 0 | 0
SCE NOL | Harvard | 115 | 0 | 0 | 0 |  | 0 | 0 | 0
SDGE | Hassayampa | 500 | 0 | 133 | 0 |  | 0 | 0 | 0
PG&E FRESNO | Helm | 230 | 0 | 0 | 0 |  | 0 | 0 | 0
PG&E FRESNO | Helm | 70 | 0 | 0 | 0 |  | 0 | 0 | 0
PG&E FRESNO | Henrietta | 115 | 0 | 0 | 0 |  | 0 | 0 | 0
PG&E FRESNO | Henrietta | 230 | 0 | 0 | 0 |  | 0 | 0 | 0
PG&E FRESNO | Henrietta | 70 | 0 | 0 | 0 |  | 0 | 0 | 0
PG&E FRESNO | Herndon | 115 | 0 | 0 | 0 |  | 0 | 0 | 0
PG&E FRESNO | Herndon | 230 | 0 | 0 | 0 |  | 0 | 0 | 0
PG&E GBA | Hicks | 230 | 0 | 0 | 0 |  | 0 | 0 | 0
PG&E NGBA | Higgins | 115 | 0 | 0 | 0 |  | 0 | 0 | 0
PG&E NGBA | Hilltop | 345 | 0 | 0 | 0 |  | 0 | 0 | 0
SCE Metro | Hinson | 230 | 0 | 0 | 0 |  | 0 | 0 | 0
PG&E GBA | Hollister | 115 | 0 | 0 | 0 |  | 0 | 0 | 0
PG&E NGBA | Homestake | 115 | 0 | 0 | 0 |  | 0 | 0 | 0
PG&E NGBA | Honcut | 115 | 0 | 0 | 0 |  | 0 | 0 | 0
SDGE | Hoodoo Wash | 500 | 0 | 6 | 0 |  | 0 | 0 | 0
PG&E NGBA | Hopland | 115 | 0 | 0 | 0 |  | 0 | 0 | 0
PG&E NGBA | Hopland | 60 | 0 | 0 | 0 |  | 0 | 0 | 0
PG&E NGBA | Humboldt | 115 | 0 | 0 | 0 |  | 0 | 0 | 0
PG&E NGBA | Humboldt | 60 | 0 | 0 | 0 |  | 0 | 0 | 0
PG&E NGBA | Humboldt | 500 | 0 | 0 | 0 |  | 0 | 0 | 0
SCE Metro | Huntington Beach | 230 | 0 | 0 | 0 |  | 0 | 0 | 0
PG&E NGBA | Ignacio | 115 | 0 | 0 | 0 |  | 0 | 0 | 0
PG&E NGBA | Ignacio | 230 | 0 | 0 | 0 |  | 0 | 0 | 0
PG&E NGBA | Ignacio | 60 | 0 | 0 | 0 |  | 0 | 0 | 0
SDGE | Imperial Beach | 69 | 0 | 0 | 0 |  | 0 | 0 | 0
SDGE | Imperial Valley | 230 | 0 | 35 | 0 |  | 0 | 0 | 0
SDGE | Imperial Valley | 500 | 0 | 0 | 0 |  | 0 | 0 | 0
SCE EOP | Innovation | 138 | 0 | 0 | 0 |  | 0 | 0 | 0
SCE EOP | Innovation | 230 | 0 | 0 | 0 |  | 0 | 0 | 0
SCE NOL | Inyokern | 115 | 0 | 0 | 0 |  | 0 | 0 | 0
SCE EOP | IS Tap | 138 | 0 | 0 | 0 |  | 0 | 0 | 0
SCE EOP | Ivanpah | 115 | 0 | 0 | 0 |  | 0 | 0 | 0
SCE EOP | Ivanpah | 230 | 0 | 0 | 0 |  | 0 | 0 | 0
SCE EOP | Jackass (DOE) | 138 | 0 | 0 | 0 |  | 0 | 0 | 0
PG&E NGBA | James B Black | 230 | 0 | 0 | 0 |  | 0 | 0 | 0
PG&E GBA | Jefferson | 230 | 0 | 0 | 0 |  | 0 | 0 | 0
PG&E NGBA | Jessup | 115 | 0 | 0 | 0 |  | 0 | 0 | 0
SCE Metro | Johanna | 230 | 0 | 0 | 0 |  | 0 | 0 | 0
SCE Eastern | Julian Hinds | 230 | 0 | 0 | 0 |  | 0 | 0 | 0
PG&E GBA | Kasson | 115 | 0 | 0 | 0 |  | 0 | 0 | 0
PG&E GBA | Kasson | 60 | 0 | 0 | 0 |  | 0 | 0 | 0
PG&E FRESNO | Kearney | 230 | 0 | 0 | 0 |  | 0 | 0 | 0
PG&E FRESNO | Kearney | 70 | 0 | 0 | 0 |  | 0 | 0 | 0
PG&E GBA | Kelso | 230 | 0 | 0 | 0 |  | 0 | 0 | 0
PG&E FRESNO | Kerchoff 1 | 115 | 0 | 0 | 0 |  | 0 | 0 | 0
PG&E KERN | Kern Oil | 115 | 0 | 0 | 0 |  | 0 | 0 | 0
PG&E KERN | Kern PP | 115 | 0 | 0 | 0 |  | 0 | 0 | 0
PG&E KERN | Kern PP | 230 | 0 | 0 | 0 |  | 0 | 0 | 0
PG&E KERN | Kern PP | 70 | 0 | 0 | 0 |  | 0 | 0 | 0
PG&E KERN | Kernridge | 115 | 0 | 0 | 0 |  | 0 | 0 | 0
PG&E FRESNO | Kingsburg | 115 | 0 | 0 | 0 |  | 0 | 0 | 0
PG&E GBA | Kirker | 115 | 0 | 0 | 0 |  | 0 | 0 | 0
PG&E NGBA | Knights Landing | 115 | 0 | 0 | 0 |  | 0 | 0 | 0
PG&E NGBA | Konocti | 60 | 0 | 0 | 0 |  | 0 | 0 | 0
SCE NOL | Kramer | 115 | 0 | 0 | 0 |  | 0 | 0 | 0
SCE NOL | Kramer | 230 | 0 | 0 | 0 |  | 0 | 0 | 0
SCE Metro | La Cienega | 230 | 0 | 0 | 0 |  | 0 | 0 | 0
SCE Metro | La Fresa | 230 | 0 | 0 | 0 |  | 0 | 0 | 0
SCE Metro | Laguna Bell | 230 | 0 | 0 | 0 |  | 0 | 0 | 0
PG&E KERN | Lakeview | 70 | 0 | 89 | 0 |  | 0 | 0 | 0
PG&E NGBA | Lakeville | 230 | 0 | 0 | 0 |  | 0 | 0 | 0
PG&E NGBA | Lakeville | 60 | 0 | 0 | 0 |  | 0 | 0 | 0
PG&E NGBA | Lakeville | 115 | 0 | 0 | 0 |  | 0 | 0 | 0
PG&E GBA | Lakewood | 115 | 0 | 0 | 0 |  | 0 | 0 | 0
PG&E NGBA | Lambie | 230 | 0 | 0 | 0 |  | 0 | 0 | 0
PG&E GBA | Lammers | 115 | 0 | 0 | 0 |  | 0 | 0 | 0
PG&E KERN | Lamont | 115 | 0 | 0 | 0 |  | 0 | 0 | 0
PG&E FRESNO | Las Aguilas | 230 | 0 | 0 | 0 |  | 0 | 0 | 0
SCE EOP | Lathrop | 138 | 0 | 0 | 0 |  | 0 | 0 | 0
SCE EOP | Lathrop | 230 | 0 | 0 | 0 |  | 0 | 0 | 0
PG&E FRESNO | Le Grand | 115 | 0 | 0 | 0 |  | 0 | 0 | 0
PG&E FRESNO | Lemoore | 70 | 0 | 0 | 0 |  | 0 | 0 | 0
PG&E KERN | Lerdo | 115 | 0 | 0 | 0 |  | 0 | 0 | 0
SCE Metro | Lewis | 230 | 0 | 0 | 0 |  | 0 | 0 | 0
SCE Metro | Lighthipe | 230 | 0 | 1.32 | 0 |  | 0 | 0 | 0
SDGE | Lilac | 69 | 0 | 0 | 0 |  | 0 | 0 | 0
PG&E NGBA | Lincoln | 115 | 0 | 0 | 0 |  | 0 | 0 | 0
PG&E KERN | Live Oak | 115 | 0 | 0 | 0 |  | 0 | 0 | 0
PG&E GBA | Llagas | 115 | 0 | 0 | 0 |  | 0 | 0 | 0
PG&E GBA | Lockeford | 115 | 0 | 0 | 0 |  | 0 | 0 | 0
PG&E GBA | Lockeford | 230 | 0 | 0 | 0 |  | 0 | 0 | 0
PG&E GBA | Lockeford | 60 | 0 | 0 | 0 |  | 0 | 0 | 0
PG&E GBA | Lodi | 230 | 0 | 0 | 0 |  | 0 | 0 | 0
PG&E NGBA | Logan Creek | 230 | 0 | 0 | 0 |  | 0 | 0 | 0
PG&E GBA | Lone Tree | 230 | 0 | 0 | 0 |  | 0 | 0 | 0
PG&E FRESNO | Los Banos | 230 | 0 | 0 | 0 |  | 0 | 0 | 0
PG&E FRESNO | Los Banos | 500 | 0 | 0 | 0 |  | 0 | 0 | 0
SDGE | Los Coches | 138 | 0 | 0 | 0 |  | 0 | 0 | 0
SDGE | Los Coches | 69 | 0 | 0 | 0 |  | 0 | 0 | 0
PG&E GBA | Los Esteros | 115 | 0 | 0 | 0 |  | 0 | 0 | 0
PG&E GBA | Los Esteros | 230 | 0 | 0 | 0 |  | 0 | 0 | 0
PG&E GBA | Los Positas | 230 | 0 | 0 | 0 |  | 0 | 0 | 0
PG&E GBA | Los Positas | 60 | 0 | 0 | 0 |  | 0 | 0 | 0
SDGE | Loveland | 69 | 0 | 0 | 0 |  | 0 | 0 | 0
SCE NOL | Lugo | 230 | 0 | 0 | 0 |  | 0 | 0 | 0
SCE Metro | Lugo | 500 | 0 | 0 | 0 |  | 0 | 0 | 0
PG&E FRESNO | Madera | 70 | 0 | 0 | 0 |  | 0 | 0 | 0
PG&E NGBA | Madison | 115 | 0 | 0 | 0 |  | 0 | 0 | 0
PG&E KERN | Magunden | 115 | 0 | 0 | 0 |  | 0 | 0 | 0
SCE Northern | Magunden | 230 | 0 | 0 | 0 |  | 0 | 0 | 0
PG&E FRESNO | Malaga | 115 | 0 | 0 | 0 |  | 0 | 0 | 0
PG&E NGBA | Malin | 500 | 0 | 0 | 0 |  | 0 | 0 | 0
SCE Northern | Mandalay | 230 | 0 | 0 | 0 |  | 0 | 0 | 0
PG&E FRESNO | Manning | 230 | 0 | 0 | 0 |  | 0 | 0 | 0
PG&E FRESNO | Manning | 500 | 0 | 0 | 0 |  | 0 | 0 | 0
PG&E GBA | Manteca | 115 | 0 | 0 | 0 |  | 0 | 0 | 0
SDGE | Margarita | 138 | 0 | 0 | 0 |  | 0 | 0 | 0
PG&E GBA | Martin | 230 | 0 | 0 | 0 |  | 0 | 0 | 0
PG&E GBA | Martin | 115 | 0 | 0 | 0 |  | 0 | 0 | 0
PG&E GBA | Martinez | 115 | 0 | 0 | 0 |  | 0 | 0 | 0
PG&E FRESNO | Mc Mullin | 230 | 0 | 0 | 0 |  | 0 | 0 | 0
PG&E FRESNO | McCall | 115 | 0 | 0 | 0 |  | 0 | 0 | 0
PG&E FRESNO | McCall | 230 | 0 | 0 | 0 |  | 0 | 0 | 0
PG&E GBA | Meadow Lane | 115 | 0 | 0 | 0 |  | 0 | 0 | 0
PG&E GBA | Melones | 115 | 0 | 0 | 0 |  | 0 | 0 | 0
PG&E GBA | Melones | 230 | 0 | 0 | 0 |  | 0 | 0 | 0
SDGE | Melrose | 69 | 0 | 0 | 0 |  | 0 | 0 | 0
PG&E NGBA | Mendocino | 115 | 0 | 0 | 0 |  | 0 | 0 | 0
PG&E NGBA | Mendocino | 60 | 0 | 0 | 0 |  | 0 | 0 | 0
PG&E FRESNO | Mendota | 115 | 0 | 0 | 0 |  | 0 | 0 | 0
PG&E GBA | Menlo | 60 | 0 | 0 | 0 |  | 0 | 0 | 0
PG&E FRESNO | Merced | 115 | 0 | 0 | 0 |  | 0 | 0 | 0
SCE EOP | Mercury | 138 | 0 | 0 | 0 |  | 0 | 0 | 0
PG&E FRESNO | Mercy Springs | 70 | 0 | 0 | 0 |  | 0 | 0 | 0
PG&E NGBA | Meridian | 60 | 0 | 0 | 0 |  | 0 | 0 | 0
PG&E KERN | Mesa (PGE) | 115 | 0 | 0 | 0 |  | 0 | 0 | 0
PG&E KERN | Mesa (PGE) | 230 | 0 | 0 | 0 |  | 0 | 0 | 0
SCE Metro | Mesa (SCE) | 230 | 0 | 0 | 0 |  | 0 | 0 | 0
SCE Metro | Mesa (SCE) | 500 | 0 | 0 | 0 |  | 0 | 0 | 0
SDGE | Mesa Heights | 69 | 0 | 0 | 0 |  | 0 | 0 | 0
PG&E GBA | Metcalf | 115 | 0 | 0 | 0 |  | 0 | 0 | 0
PG&E GBA | Metcalf | 230 | 0 | 0 | 0 |  | 0 | 0 | 0
PG&E GBA | Metcalf | 500 | 0 | 0 | 0 |  | 0 | 0 | 0
PG&E KERN | Midway | 115 | 0 | 0 | 0 |  | 0 | 0 | 0
PG&E KERN | Midway | 230 | 0 | 0 | 0 |  | 0 | 0 | 0
PG&E KERN | Midway | 500 | 0 | 0 | 0 |  | 0 | 0 | 0
SDGE | Miguel | 230 | 0 | 0 | 0 |  | 0 | 0 | 0
SDGE | Miguel | 500 | 0 | 0 | 0 |  | 0 | 0 | 0
SDGE | Miguel | 69 | 0 | 0 | 0 |  | 0 | 0 | 0
PG&E GBA | Millbrae | 115 | 0 | 0 | 0 |  | 0 | 0 | 0
PG&E GBA | Miller | 115 | 0 | 0 | 0 |  | 0 | 0 | 0
SCE Metro | Mira Loma | 230 | 0 | 0 | 0 |  | 0 | 0 | 0
SCE Metro | Mira Loma | 500 | 0 | 0 | 0 |  | 0 | 0 | 0
SCE Eastern | Mirage | 115 | 0 | 0 | 0 |  | 0 | 0 | 0
SCE Eastern | Mirage | 230 | 0 | 0 | 0 |  | 0 | 0 | 0
SDGE | Mission | 138 | 0 | 0 | 0 |  | 0 | 0 | 0
SDGE | Mission | 230 | 0 | 0 | 0 |  | 0 | 0 | 0
SDGE | Mission | 69 | 0 | 0 | 0 |  | 0 | 0 | 0
PG&E GBA | Mi-Wuk | 115 | 0 | 0 | 0 |  | 0 | 0 | 0
SCE EOP | Mohave | 500 | 0 | 0 | 0 |  | 0 | 0 | 0
PG&E NGBA | Monroe | 115 | 0 | 0 | 0 |  | 0 | 0 | 0
SDGE | Monserate | 69 | 0 | 0 | 0 |  | 0 | 0 | 0
PG&E GBA | Monta Vista | 115 | 0 | 0 | 0 |  | 0 | 0 | 0
PG&E GBA | Monta Vista | 230 | 0 | 0 | 0 |  | 0 | 0 | 0
PG&E GBA | Monta Vista | 60 | 0 | 0 | 0 |  | 0 | 0 | 0
PG&E NGBA | Monticello | 115 | 0 | 0 | 0 |  | 0 | 0 | 0
SCE Northern | Moorpark | 230 | 0 | 0 | 0 |  | 0 | 0 | 0
SCE Northern | Moorpark | 66 | 0 | 0 | 0 |  | 0 | 0 | 0
PG&E GBA | Moraga | 115 | 0 | 0 | 0 |  | 0 | 0 | 0
PG&E GBA | Moraga | 230 | 0 | 0 | 0 |  | 0 | 0 | 0
PG&E GBA | Morgan Hill | 115 | 0 | 0 | 0 |  | 0 | 0 | 0
PG&E KERN | Morro Bay | 115 | 0 | 0 | 0 |  | 0 | 0 | 0
PG&E KERN | Morro Bay | 230 | 0 | 0 | 0 |  | 0 | 0 | 0
PG&E KERN | Morro Bay | 500 | 0 | 0 | 0 |  | 0 | 0 | 0
PG&E GBA | Moss Landing | 115 | 0 | 0 | 0 |  | 0 | 0 | 0
PG&E GBA | Moss Landing | 230 | 0 | 0 | 0 |  | 0 | 0 | 0
PG&E GBA | Moss Landing | 500 | 0 | 0 | 0 |  | 0 | 0 | 0
SCE EOP | Mountain Pass | 115 | 0 | 0 | 0 |  | 0 | 0 | 0
PG&E GBA | Mountain View | 115 | 0 | 0 | 0 |  | 0 | 0 | 0
PG&E GBA | Mt Eden | 115 | 0 | 0 | 0 |  | 0 | 0 | 0
PG&E KERN | Mt Poso | 115 | 0 | 0 | 0 |  | 0 | 0 | 0
SDGE | Murray | 69 | 0 | 0 | 0 |  | 0 | 0 | 0
PG&E FRESNO | Mustang | 230 | 0 | 0 | 0 |  | 0 | 0 | 0
SCE Northern | Neenach | 66 | 0 | 0 | 0 |  | 0 | 0 | 0
PG&E KERN | New Sub - Gates - Midway (Proposed) | 230 | 0 | 0 | 0 |  | 0 | 0 | 0
PG&E KERN | New Sub - Gates - Templeton (Proposed) | 230 | 0 | 0 | 0 |  | 0 | 0 | 0
SCE NOL | New Sub - Kramer - Lugo (Proposed) | 230 | 0 | 0 | 0 |  | 0 | 0 | 0
PG&E FRESNO | New Sub - Los Banos - Midway (Proposed) | 500 | 0 | 0 | 0 |  | 0 | 0 | 0
SCE NOL | New Sub - Lugo - Pisgah (Proposed) | 230 | 0 | 0 | 0 |  | 0 | 0 | 0
PG&E KERN | New Sub - Midway - Wheeler Ridge (Proposed) | 230 | 0 | 150 | 0 |  | 0 | 0 | 0
PG&E NGBA | New Sub - Near existing Leavitt (PSREC) | 138 | 0 | 0 | 0 |  | 0 | 0 | 0
PG&E NGBA | New Sub - Near existing Madeline (NVE) | 69 | 0 | 0 | 0 |  | 0 | 0 | 0
SDGE | New Sub - North Gila - IV (Proposed) | 500 | 0 | 0 | 0 |  | 0 | 0 | 0
PG&E NGBA | New Sub - Pit 1 - Cottonwood (Proposed) | 230 | 0 | 0 | 0 |  | 0 | 0 | 0
PG&E GBA | New Sub - Rancho Seco - Bellota (Proposed) | 230 | 0 | 0 | 0 |  | 0 | 0 | 0
SDGE | New Sub - Suncrest - Ocotillo (Proposed) | 500 | 0 | 0 | 0 |  | 0 | 0 | 0
PG&E FRESNO | New Sub - Westley - Quinto (Proposed) | 230 | 0 | 0 | 0 |  | 0 | 0 | 0
PG&E GBA | Newark | 115 | 0 | 0 | 0 |  | 0 | 0 | 0
PG&E GBA | Newark | 230 | 0 | 0 | 0 |  | 0 | 0 | 0
PG&E GBA | Newark | 60 | 0 | 0 | 0 |  | 0 | 0 | 0
PG&E FRESNO | Newhall | 115 | 0 | 0 | 0 |  | 0 | 0 | 0
PG&E KERN | Norco | 115 | 0 | 0 | 0 |  | 0 | 0 | 0
PG&E GBA | Nortech | 115 | 0 | 0 | 0 |  | 0 | 0 | 0
SDGE | North City Metering | 138 | 0 | 0 | 0 |  | 0 | 0 | 0
PG&E GBA | North Dublin | 230 | 0 | 0 | 0 |  | 0 | 0 | 0
SDGE | North Gila | 500 | 0 | 0 | 0 |  | 0 | 0 | 0
SCE Metro | North of SONGS | 230 | 0 | 0 | 0 |  | 0 | 0 | 0
SCE Metro | North of SONGS | 500 | 0 | 0 | 0 |  | 0 | 0 | 0
PG&E NGBA | Notre Dame | 115 | 0 | 0 | 0 |  | 0 | 0 | 0
PG&E GBA | Oakland C | 115 | 0 | 0 | 0 |  | 0 | 0 | 0
PG&E GBA | Oakland J | 115 | 0 | 0 | 0 |  | 0 | 0 | 0
PG&E GBA | Oakland L | 115 | 0 | 0 | 0 |  | 0 | 0 | 0
PG&E GBA | Oakland X | 115 | 0 | 0 | 0 |  | 0 | 0 | 0
SDGE | Ocean Ranch | 69 | 0 | 0 | 0 |  | 0 | 0 | 0
PG&E KERN | Oceano | 115 | 0 | 0 | 0 |  | 0 | 0 | 0
SDGE | Ocotillo Express | 500 | 0 | 0 | 0 |  | 0 | 0 | 0
PG&E KERN | Old River | 70 | 0 | 0 | 0 |  | 0 | 0 | 0
SDGE | Old Town | 230 | 0 | 0 | 0 |  | 0 | 0 | 0
SCE Metro | Olinda | 230 | 0 | 0 | 0 |  | 0 | 0 | 0
PG&E FRESNO | Olive | 115 | 0 | 40 | 0 |  | 0 | 0 | 0
PG&E NGBA | Olivehurst | 115 | 0 | 0 | 0 |  | 0 | 0 | 0
PG&E NGBA | Oregon Trail | 60 | 0 | 0 | 0 |  | 0 | 0 | 0
SCE Northern | Ormond Beach | 230 | 0 | 0 | 0 |  | 0 | 0 | 0
PG&E FRESNO | Oro Loma | 115 | 0 | 0 | 0 |  | 0 | 0 | 0
PG&E FRESNO | Oro Loma | 70 | 0 | 0 | 0 |  | 0 | 0 | 0
PG&E FRESNO | Orosi | 70 | 0 | 0 | 0 |  | 0 | 0 | 0
SDGE | Otay | 69 | 0 | 0 | 0 |  | 0 | 0 | 0
SDGE | Otay Mesa | 230 | 0 | 0 | 0 |  | 0 | 0 | 0
PG&E FRESNO | Padre Flats SW STA | 230 | 0 | 0 | 0 |  | 0 | 0 | 0
SCE EOP | Pahrump | 138 | 0 | 0 | 0 |  | 0 | 0 | 0
SCE EOP | Pahrump | 230 | 0 | 0 | 0 |  | 0 | 0 | 0
SDGE | Pala | 69 | 0 | 0 | 0 |  | 0 | 0 | 0
PG&E NGBA | Palermo | 115 | 0 | 0 | 0 |  | 0 | 0 | 0
PG&E NGBA | Palermo | 230 | 0 | 0 | 0 |  | 0 | 0 | 0
SCE Eastern | Palo Verde | 500 | 0 | 0 | 0 |  | 0 | 0 | 0
SDGE | Palomar Energy | 230 | 0 | 0 | 0 |  | 0 | 0 | 0
PG&E KERN | Panama | 70 | 0 | 0 | 0 |  | 0 | 0 | 0
PG&E FRESNO | Panoche | 115 | 0 | 0 | 0 |  | 0 | 0 | 0
PG&E FRESNO | Panoche | 230 | 0 | 0 | 0 |  | 0 | 0 | 0
SCE Northern | Pardee | 230 | 0 | 0 | 0 |  | 0 | 0 | 0
PG&E NGBA | Parkway | 230 | 0 | 0 | 0 |  | 0 | 0 | 0
SCE Northern | Pastoria | 230 | 0 | 0 | 0 |  | 0 | 0 | 0
SCE Metro | Pauda | 230 | 0 | 0 | 0 |  | 0 | 0 | 0
PG&E GBA | Paul Sweet | 115 | 0 | 0 | 0 |  | 0 | 0 | 0
PG&E NGBA | Peabody | 230 | 0 | 0 | 0 |  | 0 | 0 | 0
PG&E NGBA | Pease | 115 | 0 | 0 | 0 |  | 0 | 0 | 0
PG&E NGBA | Pease | 60 | 0 | 0 | 0 |  | 0 | 0 | 0
SDGE | Penasquitos | 138 | 0 | 0 | 0 |  | 0 | 0 | 0
SDGE | Penasquitos | 230 | 0 | 0 | 0 |  | 0 | 0 | 0
SDGE | Penasquitos | 69 | 0 | 0 | 0 |  | 0 | 0 | 0
SDGE | Pendleton | 69 | 0 | 0 | 0 |  | 0 | 0 | 0
PG&E NGBA | Penngrove | 115 | 0 | 0 | 0 |  | 0 | 0 | 0
PG&E GBA | Peoria | 115 | 0 | 0 | 0 |  | 0 | 0 | 0
PG&E GBA | Piercy | 115 | 0 | 0 | 0 |  | 0 | 0 | 0
PG&E FRESNO | Pine Flat | 230 | 0 | 0 | 0 |  | 0 | 0 | 0
SCE NOL | Pisgah | 230 | 0 | 0 | 0 |  | 0 | 0 | 0
PG&E NGBA | Pit 1 | 230 | 0 | 0 | 0 |  | 0 | 0 | 0
PG&E NGBA | Pit 1 | 60 | 0 | 0 | 0 |  | 0 | 0 | 0
PG&E NGBA | Pit 3 | 230 | 0 | 0 | 0 |  | 0 | 0 | 0
PG&E NGBA | Pit 4 | 230 | 0 | 0 | 0 |  | 0 | 0 | 0
PG&E GBA | Pittsburg | 115 | 0 | 0 | 0 |  | 0 | 0 | 0
PG&E GBA | Pittsburg | 230 | 0 | 0 | 0 |  | 0 | 0 | 0
PG&E NGBA | Pleasant Grove | 115 | 0 | 0 | 0 |  | 0 | 0 | 0
PG&E NGBA | POE | 230 | 0 | 0 | 0 |  | 0 | 0 | 0
SDGE | Point Loma | 69 | 0 | 0 | 0 |  | 0 | 0 | 0
SDGE | Pomerado | 69 | 0 | 0 | 0 |  | 0 | 0 | 0
PG&E KERN | Poso Mountain | 115 | 0 | 0 | 0 |  | 0 | 0 | 0
SCE EOP | Primm | 230 | 0 | 0 | 0 |  | 0 | 0 | 0
PG&E NGBA | Putah Creek | 115 | 0 | 0 | 0 |  | 0 | 0 | 0
SDGE | Q1806 | 138 | 0 | 0 | 0 |  | 0 | 0 | 0
PG&E FRESNO | Quinto | 230 | 0 | 0 | 0 |  | 0 | 0 | 0
PG&E GBA | Race Track | 115 | 0 | 0 | 0 |  | 0 | 0 | 0
SDGE | Rancho Mission Viejo | 138 | 0 | 0 | 0 |  | 0 | 0 | 0
PG&E GBA | Rancho Seco | 230 | 0 | 0 | 0 |  | 0 | 0 | 0
SCE Metro | Rancho Vista | 230 | 0 | 0 | 0 |  | 0 | 0 | 0
SCE Metro | Rancho Vista | 500 | 0 | 0 | 0 |  | 0 | 0 | 0
SCE NOL | Ransburg | 115 | 0 | 0 | 0 |  | 0 | 0 | 0
PG&E GBA | Ravenswood | 115 | 0 | 0 | 0 |  | 0 | 0 | 0
PG&E GBA | Ravenswood | 230 | 0 | 0 | 0 |  | 0 | 0 | 0
SCE Northern | Rector | 230 | 0 | 0 | 0 |  | 0 | 0 | 0
SCE Eastern | Red Bluff | 230 | 0 | 0 | 0 |  | 0 | 0 | 0
SCE Eastern | Red Bluff | 500 | 0 | 0 | 0 |  | 0 | 0 | 0
PG&E NGBA | Redbud | 115 | 0 | 0 | 0 |  | 0 | 0 | 0
SCE Metro | Redondo | 230 | 0 | 0 | 0 |  | 0 | 0 | 0
PG&E FRESNO | Reedley | 115 | 0 | 0 | 0 |  | 0 | 0 | 0
PG&E KERN | Renfro | 115 | 0 | 0 | 0 |  | 0 | 0 | 0
PG&E GBA | Richmond R | 115 | 0 | 0 | 0 |  | 0 | 0 | 0
PG&E NGBA | Rincon | 115 | 0 | 0 | 0 |  | 0 | 0 | 0
PG&E KERN | Rio Bravo | 115 | 0 | 0 | 0 |  | 0 | 0 | 0
SCE Metro | Rio Hondo | 230 | 0 | 0 | 0 |  | 0 | 0 | 0
PG&E NGBA | Rio Oso | 115 | 0 | 0 | 0 |  | 0 | 0 | 0
PG&E NGBA | Rio Oso | 230 | 0 | 0 | 0 |  | 0 | 0 | 0
PG&E GBA | Ripon | 115 | 0 | 0 | 0 |  | 0 | 0 | 0
PG&E GBA | Riverbank | 115 | 0 | 0 | 0 |  | 0 | 0 | 0
SCE NOL | Roadway | 115 | 0 | 50 | 0 |  | 0 | 0 | 0
PG&E NGBA | Rock Creek 1 | 230 | 0 | 0 | 0 |  | 0 | 0 | 0
SCE Northern | Rosamond | 66 | 0 | 0 | 0 |  | 0 | 0 | 0
PG&E GBA | Rossmoor | 230 | 0 | 0 | 0 |  | 0 | 0 | 0
PG&E NGBA | Round Mountain | 230 | 0 | 0 | 0 |  | 0 | 0 | 0
PG&E NGBA | Round Mountain | 500 | 0 | 0 | 0 |  | 0 | 0 | 0
PG&E GBA | Salado | 115 | 0 | 0 | 0 |  | 0 | 0 | 0
PG&E GBA | Salado | 60 | 0 | 0 | 0 |  | 0 | 0 | 0
PG&E GBA | Salinas | 115 | 0 | 0 | 0 |  | 0 | 0 | 0
SDGE | Salt Creek | 69 | 0 | 0 | 0 |  | 0 | 0 | 0
SCE Eastern | San Bernardino | 230 | 0 | 0 | 0 |  | 0 | 0 | 0
PG&E GBA | SAN FRAN A (POTRERO PP) | 115 | 0 | 0 | 0 |  | 0 | 0 | 0
PG&E GBA | SAN FRAN A (POTRERO PP) | 230 | 0 | 0 | 0 |  | 0 | 0 | 0
PG&E GBA | San Jose A | 115 | 0 | 0 | 0 |  | 0 | 0 | 0
PG&E GBA | San Jose B | 115 | 0 | 0 | 0 |  | 0 | 0 | 0
PG&E GBA | San Leandro U | 115 | 0 | 0 | 0 |  | 0 | 0 | 0
PG&E KERN | San Luis Obispo | 115 | 0 | 0 | 0 |  | 0 | 0 | 0
PG&E KERN | San Luis Obispo | 70 | 0 | 0 | 0 |  | 0 | 0 | 0
SDGE | San Luis Rey | 230 | 0 | 0 | 0 |  | 0 | 0 | 0
SDGE | San Luis Rey | 69 | 0 | 0 | 0 |  | 0 | 0 | 0
SDGE | San Marcos | 69 | 0 | 0 | 0 |  | 0 | 0 | 0
SCE Metro | San Onofre | 230 | 0 | 0 | 0 |  | 0 | 0 | 0
PG&E GBA | San Pablo | 115 | 0 | 0 | 0 |  | 0 | 0 | 0
PG&E GBA | San Ramon | 230 | 0 | 0 | 0 |  | 0 | 0 | 0
SDGE | San Ysidro | 69 | 0 | 0 | 0 |  | 0 | 0 | 0
SCE NOL | Sandlot | 230 | 0 | 0 | 0 |  | 0 | 0 | 0
SCE EOP | Sandy | 138 | 0 | 0 | 0 |  | 0 | 0 | 0
PG&E FRESNO | Sanger | 115 | 0 | 0 | 0 |  | 0 | 0 | 0
SCE Northern | Santa Clara | 230 | 0 | 0 | 0 |  | 0 | 0 | 0
PG&E NGBA | Santa Rosa A | 115 | 0 | 0 | 0 |  | 0 | 0 | 0
PG&E GBA | Santa Teresa | 115 | 0 | 0 | 0 |  | 0 | 0 | 0
SDGE | Santee | 138 | 0 | 0 | 0 |  | 0 | 0 | 0
SCE Metro | Santiago | 230 | 0 | 0 | 0 |  | 0 | 0 | 0
PG&E GBA | Saratoga | 230 | 0 | 0 | 0 |  | 0 | 0 | 0
SCE Northern | Saugus | 230 | 0 | 0 | 0 |  | 0 | 0 | 0
PG&E FRESNO | Schindler | 115 | 0 | 0 | 0 |  | 0 | 0 | 0
PG&E FRESNO | Schindler | 70 | 0 | 0 | 0 |  | 0 | 0 | 0
PG&E GBA | Schulte | 115 | 0 | 0 | 0 |  | 0 | 0 | 0
SDGE | Scripps | 69 | 0 | 0 | 0 |  | 0 | 0 | 0
PG&E KERN | Semitropic | 115 | 0 | 0 | 0 |  | 0 | 0 | 0
SCE Metro | Serrano | 230 | 0 | 0 | 0 |  | 0 | 0 | 0
SCE Metro | Serrano | 500 | 0 | 0 | 0 |  | 0 | 0 | 0
SDGE | Shadowridge | 138 | 0 | 0 | 0 |  | 0 | 0 | 0
PG&E KERN | Shafter | 115 | 0 | 0 | 0 |  | 0 | 0 | 0
PG&E NGBA | Silverado | 115 | 0 | 0 | 0 |  | 0 | 0 | 0
SDGE | Silvergate | 230 | 0 | 0 | 0 |  | 0 | 0 | 0
SDGE | Silvergate | 69 | 0 | 0 | 0 |  | 0 | 0 | 0
PG&E KERN | Sisquoc | 115 | 0 | 0 | 0 |  | 0 | 0 | 0
SCE EOP | Sloan Canyon | 230 | 0 | 0 | 0 |  | 0 | 0 | 0
SCE EOP | Sloan Canyon | 500 | 0 | 0 | 0 |  | 0 | 0 | 0
PG&E KERN | Smyrna | 115 | 0 | 0 | 0 |  | 0 | 0 | 0
PG&E GBA | Sobrante | 115 | 0 | 0 | 0 |  | 0 | 0 | 0
PG&E GBA | Sobrante | 230 | 0 | 0 | 0 |  | 0 | 0 | 0
PG&E KERN | Solar | 230 | 0 | 0 | 0 |  | 0 | 0 | 0
PG&E GBA | Soledad | 115 | 0 | 0 | 0 |  | 0 | 0 | 0
PG&E GBA | Soledad | 60 | 0 | 0 | 0 |  | 0 | 0 | 0
SDGE | Spring Valley | 69 | 0 | 0 | 0 |  | 0 | 0 | 0
SCE Northern | Springville | 230 | 0 | 0 | 0 |  | 0 | 0 | 0
PG&E GBA | Stagg | 230 | 0 | 0 | 0 |  | 0 | 0 | 0
PG&E GBA | Standard Oil | 115 | 0 | 0 | 0 |  | 0 | 0 | 0
PG&E GBA | Stanislaus | 115 | 0 | 0 | 0 |  | 0 | 0 | 0
PG&E KERN | Stockdale | 115 | 0 | 0 | 0 |  | 0 | 0 | 0
PG&E KERN | Stockdale | 230 | 0 | 0 | 0 |  | 0 | 0 | 0
PG&E GBA | Stockton A | 115 | 0 | 0 | 0 |  | 0 | 0 | 0
PG&E GBA | Stone | 115 | 0 | 0 | 0 |  | 0 | 0 | 0
PG&E FRESNO | Storey | 230 | 0 | 0 | 0 |  | 0 | 0 | 0
PG&E NGBA | Summit | 115 | 0 | 0 | 0 |  | 0 | 0 | 0
SDGE | Suncrest | 230 | 0 | 0 | 0 |  | 0 | 0 | 0
SDGE | Suncrest | 500 | 0 | 0 | 0 |  | 0 | 0 | 0
PG&E KERN | Sunrise | 230 | 0 | 0 | 0 |  | 0 | 0 | 0
PG&E KERN | Sunset | 230 | 0 | 0 | 0 |  | 0 | 0 | 0
PG&E GBA | Swift | 115 | 0 | 0 | 0 |  | 0 | 0 | 0
SDGE | Sycamore Canyon | 138 | 0 | 0 | 0 |  | 0 | 0 | 0
SDGE | Sycamore Canyon | 230 | 0 | 0 | 0 |  | 0 | 0 | 0
SDGE | Sycamore Canyon | 69 | 0 | 0 | 0 |  | 0 | 0 | 0
SCE Northern | Sylmar | 230 | 0 | 0 | 0 |  | 0 | 0 | 0
PG&E NGBA | Table Mountain | 115 | 0 | 0 | 0 |  | 0 | 0 | 0
PG&E NGBA | Table Mountain | 230 | 0 | 0 | 0 |  | 0 | 0 | 0
PG&E NGBA | Table Mountain | 500 | 0 | 0 | 0 |  | 0 | 0 | 0
PG&E NGBA | Table Mountain | 60 | 0 | 0 | 0 |  | 0 | 0 | 0
PG&E KERN | Taft | 115 | 0 | 0 | 0 |  | 0 | 0 | 0
SDGE | Talega | 138 | 0 | 0 | 0 |  | 0 | 0 | 0
SDGE | Talega | 230 | 0 | 0 | 0 |  | 0 | 0 | 0
PG&E GBA | Tassajara | 230 | 0 | 0 | 0 |  | 0 | 0 | 0
PG&E KERN | Tejon | 70 | 0 | 0 | 0 |  | 0 | 0 | 0
SDGE | Telegraph Canyon | 138 | 0 | 0 | 0 |  | 0 | 0 | 0
PG&E KERN | Temblor | 115 | 0 | 0 | 0 |  | 0 | 0 | 0
PG&E KERN | Templeton | 230 | 0 | 0 | 0 |  | 0 | 0 | 0
PG&E KERN | Templeton | 70 | 0 | 0 | 0 |  | 0 | 0 | 0
PG&E GBA | Tesla | 115 | 0 | 0 | 0 |  | 0 | 0 | 0
PG&E GBA | Tesla | 230 | 0 | 0 | 0 |  | 0 | 0 | 0
PG&E GBA | Tesla | 500 | 0 | 0 | 0 |  | 0 | 0 | 0
PG&E KERN | Tevis | 115 | 0 | 0 | 0 |  | 0 | 0 | 0
SCE EOP | Thousandaire | 138 | 0 | 0 | 0 |  | 0 | 0 | 0
PG&E KERN | Topaz | 230 | 0 | 0 | 0 |  | 0 | 0 | 0
SCE NOL | Tortilla | 115 | 0 | 0 | 0 |  | 0 | 0 | 0
SDGE | Trabuco | 138 | 0 | 0 | 0 |  | 0 | 0 | 0
PG&E GBA | Tracy | 115 | 0 | 0 | 0 |  | 0 | 0 | 0
PG&E FRESNO | Tranquility | 230 | 0 | 200 | 0 |  | 0 | 0 | 0
PG&E GBA | Trimble | 115 | 0 | 0 | 0 |  | 0 | 0 | 0
SCE EOP | Trout Canyon | 230 | 0 | 0 | 0 |  | 0 | 65 | 0
SCE EOP | Trout Canyon | 500 | 0 | 0 | 0 |  | 0 | 0 | 0
PG&E NGBA | Tulucay | 230 | 0 | 0 | 0 |  | 0 | 0 | 0
PG&E NGBA | Tulucay | 60 | 0 | 0 | 0 |  | 0 | 0 | 0
PG&E KERN | Tupman | 115 | 0 | 0 | 0 |  | 0 | 0 | 0
PG&E NGBA | Ukiah | 115 | 0 | 0 | 0 |  | 0 | 0 | 0
PG&E KERN | Union (Estrella) | 70 | 0 | 0 | 0 |  | 0 | 0 | 0
PG&E NGBA | Vaca Dixon | 115 | 0 | 0 | 0 |  | 0 | 0 | 0
PG&E NGBA | Vaca Dixon | 230 | 0 | 0 | 0 |  | 0 | 0 | 0
PG&E NGBA | Vaca Dixon | 500 | 0 | 0 | 0 |  | 0 | 0 | 0
PG&E NGBA | Vaca Dixon | 60 | 0 | 0 | 0 |  | 0 | 0 | 0
SCE Eastern | Valley (SCE) | 500 | 0 | 0 | 0 |  | 0 | 0 | 0
SCE EOP | Valley (VEA) | 138 | 0 | 0 | 0 |  | 0 | 0 | 0
SDGE | Valley Center | 69 | 0 | 0 | 0 |  | 0 | 0 | 0
PG&E GBA | Valley Home | 115 | 0 | 0 | 0 |  | 0 | 0 | 0
PG&E GBA | Valley Springs | 230 | 0 | 0 | 0 |  | 0 | 0 | 0
PG&E GBA | Valley Springs | 60 | 0 | 0 | 0 |  | 0 | 0 | 0
SCE EOP | Valley Switch | 138 | 0 | 0 | 0 |  | 0 | 0 | 0
SCE EOP | Valley Switch | 230 | 0 | 0 | 0 |  | 0 | 0 | 0
PG&E GBA | Vasco | 230 | 0 | 0 | 0 |  | 0 | 0 | 0
PG&E GBA | Vasona | 230 | 0 | 0 | 0 |  | 0 | 0 | 0
SCE Northern | Vestal | 230 | 0 | 300 | 0 |  | 0 | 0 | 0
SCE Northern | Vestal | 66 | 0 | 0 | 0 |  | 0 | 0 | 0
SCE NOL | Victor | 115 | 0 | 0 | 0 |  | 0 | 0 | 0
SCE NOL | Victor | 230 | 0 | 0 | 0 |  | 0 | 0 | 0
SCE Metro | Viejo | 230 | 0 | 0 | 0 |  | 0 | 0 | 0
PG&E GBA | Vierra | 115 | 0 | 0 | 0 |  | 0 | 0 | 0
SCE Metro | Villa Park | 230 | 0 | 0 | 0 |  | 0 | 0 | 0
SCE Northern | Vincent | 230 | 0 | 0 | 0 |  | 0 | 0 | 0
SCE Northern | Vincent | 500 | 0 | 0 | 0 |  | 0 | 0 | 0
PG&E GBA | Vineyard | 230 | 0 | 0 | 0 |  | 0 | 0 | 0
SDGE | Vineyard | 69 | 0 | 0 | 0 |  | 0 | 0 | 0
SCE Eastern | Vista (SCE) | 230 | 0 | 0 | 0 |  | 0 | 0 | 0
SCE EOP | Vista (VEA) | 138 | 0 | 0 | 0 |  | 0 | 0 | 0
SCE EOP | Vista (VEA) | 230 | 0 | 0 | 0 |  | 0 | 0 | 0
PG&E FRESNO | Wahtoke | 115 | 0 | 0 | 0 |  | 0 | 0 | 0
SCE Northern | Wakefield | 66 | 0 | 0 | 0 |  | 0 | 0 | 0
SCE Metro | Walnut | 230 | 0 | 0 | 0 |  | 0 | 0 | 0
SCE Northern | Warne | 230 | 0 | 0 | 0 |  | 0 | 0 | 0
PG&E GBA | Warnerville | 230 | 0 | 0 | 0 |  | 0 | 0 | 0
PG&E FRESNO | Waukena | 115 | 0 | 0 | 0 |  | 0 | 0 | 0
PG&E GBA | Weber | 230 | 0 | 0 | 0 |  | 0 | 0 | 0
PG&E GBA | Weber | 60 | 0 | 0 | 0 |  | 0 | 0 | 0
PG&E FRESNO | West Fresno | 115 | 0 | 0 | 0 |  | 0 | 0 | 0
PG&E FRESNO | Westley | 230 | 0 | 0 | 0 |  | 0 | 0 | 0
PG&E KERN | Westpark | 115 | 0 | 0 | 0 |  | 0 | 0 | 0
PG&E KERN | Wheeler Ridge | 230 | 0 | 100 | 0 |  | 0 | 0 | 0
PG&E KERN | Wheeler Ridge | 115 | 0 | 0 | 0 |  | 0 | 0 | 0
PG&E KERN | Wheeler Ridge | 70 | 0 | 100 | 0 |  | 0 | 0 | 0
SCE Northern | Whirlwind | 230 | 0 | 174 | 0 |  | 0 | 0 | 0
SCE Northern | Whirlwind | 500 | 0 | 0 | 0 |  | 0 | 0 | 0
PG&E GBA | Whisman | 115 | 0 | 0 | 0 |  | 0 | 0 | 0
SCE Eastern | Wildlife | 230 | 0 | 0 | 0 |  | 0 | 0 | 0
PG&E FRESNO | Wilson | 115 | 0 | 0 | 0 |  | 0 | 0 | 0
PG&E FRESNO | Wilson | 230 | 0 | 0 | 0 |  | 0 | 0 | 0
SCE Northern | Windhub | 230 | 82.65 | 68 | 0 |  | 0 | 0 | 0
SCE Northern | Windhub | 500 | 0 | 0 | 0 |  | 0 | 0 | 0
PG&E GBA | Windmaster | 230 | 0 | 0 | 0 |  | 0 | 0 | 0
PG&E NGBA | Windsor | 60 | 0 | 0 | 0 |  | 0 | 0 | 0
PG&E NGBA | Woodland | 115 | 0 | 0 | 0 |  | 0 | 0 | 0
PG&E FRESNO | Woodward | 115 | 0 | 0 | 0 |  | 0 | 0 | 0
PG&E NGBA | Wyandotte | 115 | 0 | 0 | 0 |  | 0 | 0 | 0

## CommunityEnv_Criteria_README
5. Community and environmental (societal) impact factors
Criteria Purpose | Mapped resources should seek to bolster and benefit pollution-burdened and disadvantaged communities where feasible, particularly by reducing emissions and impacts of air-pollutant emitting fossil-fuel generators.
Application of Analysis | For the Disadvantaged Communities, IRA Energy Communities, and Air Quality Non-Attainment Zones staff are assessing if the majority of the land area within 10 miles around the substation is within the criteria as an approximation for if resources interconnecting at the substation would be in the criteria. For proximity to existing gas generator staff are assess the proximity of the interconnection substation itself.
Biomass/Biogas Analysis | For mapped biomass/biogas resources, staff are applying the criteria to prioritize locating resources not in non-attainment zones or near disadvantaged communities.
Criteria Definition | See page 35 of the Busbar Mapping Methodology document (see README tab) for detail on criteria alignment levels for Environmental (Societal) and community Impacts, including Air Quality Non-Attainment District (NA_Zone_PM25 and NA_Zone_O3), Proximity to Existing Thermal Generator (Gax_Proximity), IRA Energy Communities (IRA_Energy_Community), and Disadvantaged Communities (DAC_Proximity).
Criteria Alignment Levels
| Non-Attainment Zones |  | IRA Energy Communities |  | Proximity to Gas Plants |  | Disadvantaged Communities
Level | Resources | Biomass/gas | Resources | Biomass/gas | Resources | Biomass/gas | Resources | Biomass/gas
1 | In Zone | Outside Zone | In Community | Outside Comm. | < 1 miles | > 10 miles | In DAC | > 5 miles of DAC
2 | Outside Zone | - | Outside Comm. | - | < 10 miles | < 10 miles | <5 miles
3 | - | In Zone | - | In Community | > 10 miles | < 1 miles | >5 miles | < 5 miles of DAC
4 | - | - | - | - | - | - | - | In DAC
Tabs for Analysis
Comm-Env_Summary_byArea |  |  | Summary of resources identified with the criteria by study area
Community_Env_DataSets |  |  | Analysis and data for all substations

## Comm-Env_Summary_byArea
The tables below summarize the mapping resulting alignment with the community environmental impacts criteria. The tables identify the number of MWs of generation and storage within the identified criteria by CAISO study area for both 2036 and 2041 portfolio.
| 2036 Portfolio Mapping | In Non-Attainment Zone (O3 or PM2.5) |  | Substation Near Fossil Fuel Plant (<1 mile) |  | Substation Near Fossil Fuel Plant (<5 mile) |  | In IRA Energy Community |  | In DAC |  | In or near (<5 mi) DAC
| Total MWs by Criteria | Generation | Storage | Generation | Storage | Generation | Storage | Generation | Storage | Generation | Storage | Generation | Storage
| PG&E North of Greater Bay Study Area | 1861.53 | 360.2 | 800 | 300 | 1035 | 300 | 1863.5 | 300 | 308 | 0 | 310.73 | 0 | PG&E NGBA
| PG&E Greater Bay Study Area | 1080.475 | 888.7 | 152.975 | 195.3 | 825.575 | 680.7 | 924.9 | 494.4 | 145.875 | 202.7 | 998.475 | 798.7 | PG&E GBA
| PG&E Fresno Study Area | 4100.66 | 3415.6 | 181.96 | 746.2 | 483.96 | 1177.6 | 0 | 151.4 | 4043.1 | 3365.6 | 4220.66 | 3415.6 | PG&E FRESNO
| PG&E Kern Study Area | 7728.72 | 1123.1 | 325 | 0 | 1535 | 20 | 5958.72 | 584.6 | 7956.32 | 733.1 | 9278.72 | 1373.1 | PG&E KERN
| SCE Northern Area | 5840 | 3777 | 0 | 0 | 287 | 90 | 5648 | 3687 | 145 | 275 | 1500 | 1280 | SCE Northern
| SCE Metro Study Area | 693.6 | 8215.5 | 486 | 2537 | 488.68 | 5565.65 | 693.6 | 8215.5 | 488.68 | 4410.15 | 693.6 | 7815.5 | SCE Metro
| SCE North of Lugo Study Area | 390 | 834 | 0 | 0 | 0 | 113.5 | 538.6 | 834 | 0 | 113.5 | 10 | 603 | SCE NOL
| East of Pisgah Study Area | 450 | 0 | 0 | 0 | 4032 | 890 | 11487 | 2519.5 | 0 | 0 | 0 | 200 | EOP
| SCE Eastern Study Area | 4439 | 1608.5 | 693 | 450 | 1213 | 1540 | 4633 | 2191.516 | 470 | 980 | 770 | 1290 | SCE Eastern
| SDG&E Study Area | 6961.9 | 2203.71 | 80 | 127.7 | 857 | 667.95 | 1027.4 | 888.46 | 747 | 577.7 | 747 | 589.95 | SDGE
| Total | 33545.885 | 22426.31 | 2718.935 | 4356.2 | 10757.215 | 11045.4 | 32774.72 | 19866.376 | 14303.975 | 10657.75 | 18529.185 | 17365.85
| 2041 Portfolio Mapping | In Non-Attainment Zone (O3 or PM2.5) |  | Substation Near Fossil Fuel Plant (<1 mile) |  | Substation Near Fossil Fuel Plant (<5 mile) |  | In IRA Energy Community |  | In DAC |  | In or near (<5 mi) DAC
| Total MWs by Criteria | Generation | Storage | Generation | Storage | Generation | Storage | Generation | Storage | Generation | Storage | Generation | Storage
| PG&E North of Greater Bay Study Area | 1861.53 | 360.2 | 910 | 300 | 1145 | 300 | 2093.5 | 300 | 308 | 0 | 310.73 | 0 | PG&E NGBA
| PG&E Greater Bay Study Area | 5310.475 | 891.7 | 152.975 | 195.3 | 5015.575 | 682.7 | 5154.9 | 497.4 | 275.875 | 202.7 | 5228.475 | 801.7 | PG&E GBA
| PG&E Fresno Study Area | 6740.66 | 3415.6 | 811.96 | 746.2 | 1405.96 | 1177.6 | 75 | 151.4 | 6118.1 | 3365.6 | 6315.66 | 3415.6 | PG&E FRESNO
| PG&E Kern Study Area | 7728.72 | 1123.1 | 325 | 0 | 1535 | 20 | 5958.72 | 584.6 | 7956.32 | 733.1 | 9278.72 | 1373.1 | PG&E KERN
| SCE Northern Area | 6770 | 3777 | 0 | 0 | 287 | 90 | 6578 | 3687 | 145 | 275 | 1500 | 1280 | SCE Northern
| SCE Metro Study Area | 4093.6 | 8215.5 | 486 | 2537 | 488.68 | 5565.65 | 4093.6 | 8215.5 | 488.68 | 4410.15 | 4093.6 | 7815.5 | SCE Metro
| SCE North of Lugo Study Area | 390 | 834 | 0 | 0 | 0 | 113.5 | 538.6 | 834 | 0 | 113.5 | 10 | 603 | SCE NOL
| East of Pisgah Study Area | 450 | 0 | 0 | 0 | 4032 | 890 | 11987 | 2519.5 | 0 | 0 | 0 | 200 | EOP
| SCE Eastern Study Area | 8776 | 1608.5 | 2023 | 450 | 2543 | 1540 | 5970 | 2191.516 | 477 | 980 | 777 | 1290 | SCE Eastern
| SDG&E Study Area | 8261.9 | 2203.71 | 80 | 127.7 | 857 | 667.95 | 2327.4 | 888.46 | 747 | 577.7 | 747 | 589.95 | SDGE
| Total | 50382.885 | 22429.31 | 4788.935 | 4356.2 | 17309.215 | 11047.4 | 44776.72 | 19869.376 | 16515.975 | 10657.75 | 28261.185 | 17368.85
| 2036 Portfolio Mapping Difference: Final – Initial | In Non-Attainment Zone (O3 or PM2.5) |  | Substation Near Thermal Plant (<1 mile) |  | Substation Near Fossil Fuel Plant (<5 mile) |  | In IRA Energy Community |  | In DAC |  | In or near (<5 mi) DAC |  |  | Initial 2036 Portfolio Mapping | In Non-Attainment Zone (O3 or PM2.5) |  | Substation Near Fossil Fuel Plant (<1 mile) |  | Substation Near Fossil Fuel Plant (<5 mile) |  | In IRA Energy Community |  | In DAC |  | In or near (<5 mi) DAC
| MWs Difference | Generation | Storage | Generation | Storage | Generation | Storage | Generation | Storage | Generation | Storage | Generation | Storage |  | Total MWs by Criteria | Generation | Storage | Generation | Storage | Generation | Storage | Generation | Storage | Generation | Storage | Generation | Storage
| PG&E North of Greater Bay | 1602.35 | 209 | 300 | 250 | 520.4 | 250 | 177.95 | 170 | 195 | 0 | 123.4 | -38 |  | PG&E North of Greater Bay Study Area | 259.18 | 151.2 | 500 | 50 | 514.6 | 50 | 1685.55 | 130 | 113 | 0 | 187.33 | 38
| PG&E Greater Bay | 27.55 | -309.6 | 150 | -200 | 141.95 | 100.4 | -116.95 | 81.4 | -205.6 | -12.6 | 48.45 | 210.4 |  | PG&E Greater Bay Study Area | 1052.925 | 1198.3 | 2.975 | 395.3 | 683.625 | 580.3 | 1041.85 | 413 | 351.475 | 215.3 | 950.025 | 588.3
| PG&E Fresno | -363.538 | 403.85 | -141.25 | 336 | -569.05 | 366 | -46.8 | -10 | -382.938 | 423.85 | -241.538 | 403.85 |  | PG&E Fresno Study Area | 4464.198 | 3011.75 | 323.21 | 410.2 | 1053.01 | 811.6 | 46.8 | 161.4 | 4426.038 | 2941.75 | 4462.198 | 3011.75
| PG&E Kern | 5150.85 | 262.1 | 324 | 0 | 1492.2 | 17 | 3822.25 | -37.9 | 5395.05 | -124.9 | 6700.85 | 512.1 |  | PG&E Kern Study Area | 2577.87 | 861 | 1 | 0 | 42.8 | 3 | 2136.47 | 622.5 | 2561.27 | 858 | 2577.87 | 861
| SCE Northern Area | 1822.5 | 42 | 0 | 0 | 165 | -260 | 1628.5 | -118 | -258 | -440 | -1076.5 | -540 |  | SCE Northern Area | 4017.5 | 3735 | 0 | 0 | 122 | 350 | 4019.5 | 3805 | 403 | 715 | 2576.5 | 1820
| SCE Metro | -1483.85 | 6154 | 466 | 1755 | 452.85 | 3685.65 | -1483.85 | 6154 | 453.49 | 2475.15 | -1483.85 | 5754 |  | SCE Metro Study Area | 2177.45 | 2061.5 | 20 | 782 | 35.83 | 1880 | 2177.45 | 2061.5 | 35.19 | 1935 | 2177.45 | 2061.5
| SCE North of Lugo | -1248.18 | 308 | 0 | 0 | -661.88 | -117 | -1142.58 | 283 | -665.18 | -117 | -670.18 | 372.5 |  | SCE North of Lugo Study Area | 1638.18 | 526 | 0 | 0 | 661.88 | 230.5 | 1681.18 | 551 | 665.18 | 230.5 | 680.18 | 230.5
| East of Pisgah | 450 | 0 | 0 | 0 | 863.7 | 611 | 3179.2 | 839.5 | 0 | 0 | 0 | 0 |  | East of Pisgah Study Area | 0 | 0 | 0 | 0 | 3168.3 | 279 | 8307.8 | 1680 | 0 | 0 | 0 | 200
| SCE Eastern | 407.9 | -167.1 | 368.5 | 130 | 720.9 | -180.6 | -472.6 | -1897.484 | 307.4 | 450 | 602.4 | -175.6 |  | SCE Eastern Study Area | 4031.1 | 1775.6 | 324.5 | 320 | 492.1 | 1720.6 | 5105.6 | 4089 | 162.6 | 530 | 167.6 | 1465.6
| SDG&E | 4457.26 | 519.55 | 80 | 16 | 664.16 | -138.71 | -953.24 | -220.45 | 554.16 | -0.46 | 554.16 | -31.96 |  | SDG&E Study Area | 2504.64 | 1684.16 | 0 | 111.7 | 192.84 | 806.66 | 1980.64 | 1108.91 | 192.84 | 578.16 | 192.84 | 621.91
| Total | 10822.842 | 7421.8 | 1547.25 | 2287 | 3790.23 | 4333.74 | 4591.88 | 5244.066 | 5393.382 | 2654.04 | 4557.192 | 6467.29 |  | Total | 22723.043 | 15004.51 | 1171.685 | 2069.2 | 6966.985 | 6711.66 | 28182.84 | 14622.31 | 8910.593 | 8003.71 | 13971.993 | 10898.56
| 2041 Portfolio Mapping Difference: Final – Initial | In Non-Attainment Zone (O3 or PM2.5) |  | Substation Near Thermal Plant (<1 mile) |  | Substation Near Fossil Fuel Plant (<5 mile) |  | In IRA Energy Community |  | In DAC |  | In or near (<5 mi) DAC |  |  | Initial 2041 Portfolio Mapping | In Non-Attainment Zone (O3 or PM2.5) |  | Substation Near Fossil Fuel Plant (<1 mile) |  | Substation Near Fossil Fuel Plant (<5 mile) |  | In IRA Energy Community |  | In DAC |  | In or near (<5 mi) DAC
| MWs Difference | Generation | Storage | Generation | Storage | Generation | Storage | Generation | Storage | Generation | Storage | Generation | Storage |  | Total MWs by Criteria | Generation | Storage | Generation | Storage | Generation | Storage | Generation | Storage | Generation | Storage | Generation | Storage
| PG&E North of Greater Bay | 1502.35 | 174 | -125 | 100 | 95.4 | 100 | -447.05 | -80 | 195 | 0 | 123.4 | -38 |  | PG&E North of Greater Bay Study Area | 359.18 | 186.2 | 1035 | 200 | 1049.6 | 200 | 2540.55 | 380 | 113 | 0 | 187.33 | 38
| PG&E Greater Bay | 1900.55 | -858.8 | 150 | -750 | 2174.95 | -674.8 | 1806.05 | -290.6 | -325.6 | -104.8 | 1921.45 | -588.8 |  | PG&E Greater Bay Study Area | 3409.925 | 1750.5 | 2.975 | 945.3 | 2840.625 | 1357.5 | 3348.85 | 788 | 601.475 | 307.5 | 3307.025 | 1390.5
| PG&E Fresno | -4383.538 | -1316.15 | -761.25 | 6 | -2497.05 | -329 | 28.2 | -10 | -4967.938 | -1296.15 | -4806.538 | -1316.15 |  | PG&E Fresno Study Area | 11124.198 | 4731.75 | 1573.21 | 740.2 | 3903.01 | 1506.6 | 46.8 | 161.4 | 11086.038 | 4661.75 | 11122.198 | 4731.75
| PG&E Kern | 1840.85 | -577.9 | 324 | 0 | 1382.2 | -23 | 1812.25 | -547.9 | 2385.05 | -914.9 | 3390.85 | -327.9 |  | PG&E Kern Study Area | 5887.87 | 1701 | 1 | 0 | 152.8 | 43 | 4146.47 | 1132.5 | 5571.27 | 1648 | 5887.87 | 1701
| SCE Northern Area | 72.5 | -1083 | 0 | 0 | -35 | -310 | -121.5 | -1243 | -608 | -490 | -2406.5 | -840 |  | SCE Northern Area | 6697.5 | 4860 | 0 | 0 | 322 | 400 | 6699.5 | 4930 | 753 | 765 | 3906.5 | 2120
| SCE Metro | 1916.15 | 5554 | 466 | 1655 | 452.85 | 3085.65 | 1916.15 | 5554 | 453.49 | 1975.15 | 1916.15 | 5154 |  | SCE Metro Study Area | 2177.45 | 2661.5 | 20 | 882 | 35.83 | 2480 | 2177.45 | 2661.5 | 35.19 | 2435 | 2177.45 | 2661.5
| SCE North of Lugo | -2102.18 | 78 | 0 | 0 | -661.88 | -117 | -1996.58 | 53 | -1115.18 | -267 | -1235.18 | 202.5 |  | SCE North of Lugo Study Area | 2492.18 | 756 | 0 | 0 | 661.88 | 230.5 | 2535.18 | 781 | 1115.18 | 380.5 | 1245.18 | 400.5
| East of Pisgah | -50 | -150 | 0 | 0 | 863.7 | 361 | -720.8 | -605.5 | 0 | 0 | 0 | 0 |  | East of Pisgah Study Area | 500 | 150 | 0 | 0 | 3168.3 | 529 | 12707.8 | 3125 | 0 | 0 | 0 | 200
| SCE Eastern | 3864.9 | -372.1 | 1418.5 | 50 | 1770.9 | -260.6 | -1815.6 | -2687.484 | 314.4 | 450 | 609.4 | -175.6 |  | SCE Eastern Study Area | 4911.1 | 1980.6 | 604.5 | 400 | 772.1 | 1800.6 | 7785.6 | 4879 | 162.6 | 530 | 167.6 | 1465.6
| SDG&E | 4037.26 | -395.45 | 80 | -284 | 14.16 | -663.71 | 346.76 | -695.45 | -95.84 | -250.46 | -795.84 | -481.96 |  | SDG&E Study Area | 4224.64 | 2599.16 | 0 | 411.7 | 842.84 | 1331.66 | 1980.64 | 1583.91 | 842.84 | 828.16 | 1542.84 | 1071.91
| Total | 8598.842 | 1052.6 | 1552.25 | 777 | 3560.23 | 1168.54 | 807.88 | -552.934 | -3764.618 | -898.16 | -1282.808 | 1588.09 |  | Total | 41784.043 | 21376.71 | 3236.685 | 3579.2 | 13748.985 | 9878.86 | 43968.84 | 20422.31 | 20280.593 | 11555.91 | 29543.993 | 15780.76

## Community_Env_DataSets
Depicts the Community Enviromental Criteria alignment by substation for renewable resources, storage, and biomass/gas resources. |  |  | Non-Attainment Zone Flags |  | Gas Proximity Flags |  | Env. Communities Flags | DAC Flags
|  |  | 0: Not in Zone |  | 1: < 1-mile | 3. < 10 mi | 0: Not in | 1: In DaC | [24 empty] | 2036 | [16 empty] | 2041
|  |  | 1: In Zone |  | 2: < 5-miles | 4. > 10 mi | 1: In | 2: Within 5-miles | NA_Zone_PM25 |  | NA_Zone_O3 |  | Gas_Proximity |  | IRA_Energy_Community |  | DAC_Proximity |  | 2036 Total Portfolio Resources | [16 empty] | 2041 Total Portfolio Resources
[8 empty] | 3: > 5 miles | Biomass | Other Res. | Biomass | Other Res. | Biomass | Other Res. | Biomass | Other Res. | Biomass | Other Res. | Geothermal | Biomass | Wind | Wind | OOS Wind | OOS Wind | Offshore Wind | Offshore Wind | Distributed Solar | Solar | Solar | Battery_4hr | Battery_8hr | LDES | Has | Total | Total | Geothermal | Biomass | Wind | Wind | OOS Wind | OOS Wind | Offshore Wind | Offshore Wind | Distributed Solar | Solar | Solar | Battery_4hr | Battery_8hr | LDES | Has | Total | Total
CAISO Study Area | Substation | Voltage | IN_NAZ_PM25 | IN_NAZ_Ozone | Fossil Fuel Plant Proximity | Nearest Plant Retired? | In_EC | DAC_Level | Alignment | Alignment | Alignment | Alignment | Alignment | Alignment | Alignment | Alignment | Alignment | Alignment | FCDS | FCDS | FCDS | EODS | FCDS | EODS | FCDS | EODS | EODS | FCDS | EODS | FCDS | FCDS | FCDS | Res | Gens | Storage | FCDS | FCDS | FCDS | EODS | FCDS | EODS | FCDS | EODS | EODS | FCDS | EODS | FCDS | FCDS | FCDS | Res | Gens | Storage
PG&E KERN | 7th Standard | 115 | 1 | 1 | 3 | 0 | 1 | 2 | 3 | 1 | 3 | 1 | 2 | 3 | 3 | 1 | 3 | 2 | 0 | 0 | 0 | 0 | 0 | 0 | 0 | 0 | 0 | 110 | 120 | 0 | 0 | 0 | 1 | 230 | 0 | 0 | 0 | 0 | 0 | 0 | 0 | 0 | 0 | 0 | 110 | 120 | 0 | 0 | 0 | 1 | 230 | 0
SCE Metro | Alamitos | 230 | 1 | 1 | 1 | 0 | 1 | 1 | 3 | 1 | 3 | 1 | 4 | 1 | 3 | 1 | 4 | 1 | 0 | 0 | 0 | 0 | 0 | 0 | 0 | 0 | 0 | 0 | 0 | 82 | 188 | 0 | 1 | 0 | 270 | 0 | 0 | 0 | 0 | 0 | 0 | 0 | 0 | 0 | 0 | 0 | 82 | 188 | 0 | 1 | 0 | 270
SCE Eastern | Alberhill | 115 | 1 | 1 | 4 | 1 | 1 | 1 | 3 | 1 | 3 | 1 | 1 | 4 | 3 | 1 | 4 | 1 | 0 | 0 | 0 | 0 | 0 | 0 | 0 | 0 | 0 | 0 | 0 | 0 | 0 | 50 | 1 | 0 | 50 | 7 | 0 | 0 | 0 | 0 | 0 | 0 | 0 | 0 | 0 | 0 | 0 | 0 | 50 | 1 | 7 | 50
SCE Eastern | Alberhill | 500 | 1 | 1 | 4 | 1 | 1 | 1 | 3 | 1 | 3 | 1 | 1 | 4 | 3 | 1 | 4 | 1 | 0 | 0 | 0 | 0 | 0 | 0 | 0 | 0 | 0 | 0 | 0 | 0 | 0 | 0 | 0 | 0 | 0 | 0 | 0 | 0 | 0 | 0 | 0 | 0 | 0 | 0 | 0 | 0 | 0 | 0 | 0 | 0 | 0 | 0
PG&E GBA | Alhambra | 115 | 2 | 1 | 2 | 0 | 1 | 2 | 1 | 2 | 3 | 1 | 3 | 2 | 3 | 1 | 3 | 2 | 0 | 0 | 0 | 0 | 0 | 0 | 0 | 0 | 0 | 90 | 0 | 0 | 0 | 0 | 1 | 90 | 0 | 0 | 0 | 0 | 0 | 0 | 0 | 0 | 0 | 0 | 90 | 0 | 0 | 0 | 0 | 1 | 90 | 0
PG&E FRESNO | Alpaugh | 115 | 1 | 1 | 3 | 0 | 1 | 1 | 3 | 1 | 3 | 1 | 2 | 3 | 3 | 1 | 4 | 1 | 0 | 0 | 0 | 0 | 0 | 0 | 0 | 0 | 0 | 0 | 0 | 0 | 0 | 0 | 0 | 0 | 0 | 0 | 0 | 0 | 0 | 0 | 0 | 0 | 0 | 0 | 0 | 0 | 0 | 0 | 0 | 0 | 0 | 0
SDGE | Alpine | 69 | 2 | 1 | 4 | 0 | 1 | 3 | 1 | 2 | 3 | 1 | 1 | 4 | 3 | 1 | 1 | 3 | 0 | 0 | 0 | 0 | 0 | 0 | 0 | 0 | 0 | 0 | 0 | 6 | 0 | 0 | 1 | 0 | 6 | 0 | 0 | 0 | 0 | 0 | 0 | 0 | 0 | 0 | 0 | 0 | 6 | 0 | 0 | 1 | 0 | 6
PG&E GBA | Altamont Midway (Sandhill) | 230 | 2 | 1 | 2 | 0 | 1 | 3 | 1 | 2 | 3 | 1 | 3 | 2 | 3 | 1 | 1 | 3 | 0 | 0 | 0 | 0 | 0 | 0 | 0 | 0 | 0 | 0 | 0 | 0 | 0 | 0 | 0 | 0 | 0 | 0 | 0 | 0 | 0 | 0 | 0 | 0 | 0 | 0 | 0 | 0 | 0 | 0 | 0 | 0 | 0 | 0
SCE Northern | Antelope | 66 | 2 | 1 | 4 | 1 | 1 | 3 | 1 | 2 | 3 | 1 | 1 | 4 | 3 | 1 | 1 | 3 | 0 | 0 | 0 | 0 | 0 | 0 | 0 | 0 | 6 | 0 | 0 | 0 | 0 | 0 | 1 | 6 | 0 | 0 | 0 | 0 | 0 | 0 | 0 | 0 | 0 | 6 | 0 | 0 | 0 | 0 | 0 | 1 | 6 | 0
SCE Northern | Antelope | 230 | 2 | 1 | 4 | 1 | 1 | 3 | 1 | 2 | 3 | 1 | 1 | 4 | 3 | 1 | 1 | 3 | 0 | 0 | 0 | 0 | 0 | 0 | 0 | 0 | 0 | 0 | 0 | 0 | 0 | 0 | 0 | 0 | 0 | 0 | 0 | 0 | 0 | 0 | 0 | 0 | 0 | 0 | 930 | 0 | 0 | 0 | 0 | 1 | 930 | 0
SCE Northern | Antelope | 500 | 2 | 1 | 4 | 1 | 1 | 3 | 1 | 2 | 3 | 1 | 1 | 4 | 3 | 1 | 1 | 3 | 0 | 0 | 0 | 0 | 0 | 0 | 0 | 0 | 0 | 0 | 0 | 0 | 0 | 0 | 0 | 0 | 0 | 0 | 0 | 0 | 0 | 0 | 0 | 0 | 0 | 0 | 0 | 0 | 0 | 0 | 0 | 0 | 0 | 0
PG&E NGBA | Arcata | 60 | 2 | 2 | 4 | 0 | 2 | 3 | 1 | 2 | 1 | 2 | 1 | 4 | 1 | 2 | 1 | 3 | 0 | 0 | 0 | 0 | 0 | 0 | 0 | 0 | 4 | 0 | 0 | 2.5 | 0 | 0 | 1 | 4 | 2.5 | 0 | 0 | 0 | 0 | 0 | 0 | 0 | 0 | 4 | 0 | 0 | 2.5 | 0 | 0 | 1 | 4 | 2.5
PG&E KERN | Arco | 230 | 1 | 1 | 4 | 0 | 1 | 1 | 3 | 1 | 3 | 1 | 1 | 4 | 3 | 1 | 4 | 1 | 0 | 0 | 0 | 0 | 0 | 0 | 0 | 0 | 4.79 | 870 | 455 | 0 | 0 | 0 | 1 | 1329.79 | 0 | 0 | 0 | 0 | 0 | 0 | 0 | 0 | 0 | 4.79 | 870 | 455 | 0 | 0 | 0 | 1 | 1329.79 | 0
PG&E KERN | Arco | 70 | 1 | 1 | 4 | 0 | 1 | 1 | 3 | 1 | 3 | 1 | 1 | 4 | 3 | 1 | 4 | 1 | 0 | 0 | 0 | 0 | 0 | 0 | 0 | 0 | 0 | 60 | 0 | 2 | 0 | 0 | 1 | 60 | 2 | 0 | 0 | 0 | 0 | 0 | 0 | 0 | 0 | 0 | 60 | 0 | 2 | 0 | 0 | 1 | 60 | 2
SCE Metro | ArcoGen | 230 | 1 | 1 | 1 | 0 | 1 | 1 | 3 | 1 | 3 | 1 | 4 | 1 | 3 | 1 | 4 | 1 | 0 | 0 | 0 | 0 | 0 | 0 | 0 | 0 | 0 | 486 | 0 | 0 | 0 | 0 | 1 | 486 | 0 | 0 | 0 | 0 | 0 | 0 | 0 | 0 | 0 | 0 | 486 | 0 | 0 | 0 | 0 | 1 | 486 | 0
SDGE | Artesian | 230 | 2 | 1 | 2 | 0 | 1 | 3 | 1 | 2 | 3 | 1 | 3 | 2 | 3 | 1 | 1 | 3 | 0 | 0 | 0 | 0 | 0 | 0 | 0 | 0 | 0 | 0 | 0 | 0 | 0 | 0 | 0 | 0 | 0 | 0 | 0 | 0 | 0 | 0 | 0 | 0 | 0 | 0 | 0 | 0 | 0 | 0 | 0 | 0 | 0 | 0
SDGE | Artesian | 69 | 2 | 1 | 2 | 0 | 1 | 3 | 1 | 2 | 3 | 1 | 3 | 2 | 3 | 1 | 1 | 3 | 0 | 0 | 0 | 0 | 0 | 0 | 0 | 0 | 0 | 0 | 0 | 0 | 0 | 0 | 0 | 0 | 0 | 0 | 0 | 0 | 0 | 0 | 0 | 0 | 0 | 0 | 0 | 0 | 0 | 0 | 0 | 0 | 0 | 0
PG&E FRESNO | Ashlan | 230 | 1 | 1 | 2 | 0 | 2 | 1 | 3 | 1 | 3 | 1 | 3 | 2 | 1 | 2 | 4 | 1 | 0 | 0 | 0 | 0 | 0 | 0 | 0 | 0 | 0 | 0 | 0 | 0 | 300 | 0 | 1 | 0 | 300 | 0 | 0 | 0 | 0 | 0 | 0 | 0 | 0 | 0 | 0 | 0 | 0 | 300 | 0 | 1 | 0 | 300
PG&E NGBA | Atlantic | 115 | 2 | 1 | 2 | 0 | 2 | 3 | 1 | 2 | 3 | 1 | 3 | 2 | 1 | 2 | 1 | 3 | 0 | 0 | 0 | 0 | 0 | 0 | 0 | 0 | 0 | 0 | 0 | 0 | 0 | 0 | 0 | 0 | 0 | 0 | 0 | 0 | 0 | 0 | 0 | 0 | 0 | 0 | 0 | 0 | 0 | 0 | 0 | 0 | 0 | 0
PG&E NGBA | Atlantic | 230 | 2 | 1 | 2 | 0 | 2 | 3 | 1 | 2 | 3 | 1 | 3 | 2 | 1 | 2 | 1 | 3 | 0 | 0 | 0 | 0 | 0 | 0 | 0 | 0 | 0 | 0 | 235 | 0 | 0 | 0 | 1 | 235 | 0 | 0 | 0 | 0 | 0 | 0 | 0 | 0 | 0 | 0 | 0 | 235 | 0 | 0 | 0 | 1 | 235 | 0
PG&E NGBA | Atlantic | 60 | 2 | 1 | 2 | 0 | 2 | 3 | 1 | 2 | 3 | 1 | 3 | 2 | 1 | 2 | 1 | 3 | 0 | 0 | 0 | 0 | 0 | 0 | 0 | 0 | 0 | 0 | 0 | 0 | 0 | 0 | 0 | 0 | 0 | 0 | 0 | 0 | 0 | 0 | 0 | 0 | 0 | 0 | 0 | 0 | 0 | 0 | 0 | 0 | 0 | 0
PG&E FRESNO | Atwater | 115 | 1 | 1 | 1 | 1 | 2 | 1 | 3 | 1 | 3 | 1 | 4 | 2 | 1 | 2 | 4 | 1 | 0 | 0 | 0 | 0 | 0 | 0 | 0 | 0 | 2 | 0 | 0 | 0 | 0 | 0 | 1 | 2 | 0 | 0 | 0 | 0 | 0 | 0 | 0 | 0 | 0 | 2 | 0 | 0 | 0 | 0 | 0 | 1 | 2 | 0
PG&E GBA | Avena | 115 | 1 | 1 | 3 | 0 | 2 | 1 | 3 | 1 | 3 | 1 | 2 | 3 | 1 | 2 | 4 | 1 | 0 | 0 | 0 | 0 | 0 | 0 | 0 | 0 | 0 | 0 | 0 | 0 | 0 | 0 | 0 | 0 | 0 | 0 | 0 | 0 | 0 | 0 | 0 | 0 | 0 | 0 | 0 | 0 | 0 | 0 | 0 | 0 | 0 | 0
SDGE | Avocado | 69 | 2 | 1 | 3 | 0 | 1 | 3 | 1 | 2 | 3 | 1 | 2 | 3 | 3 | 1 | 1 | 3 | 0 | 0 | 0 | 0 | 0 | 0 | 0 | 0 | 0 | 0 | 0 | 0 | 0 | 0 | 0 | 0 | 0 | 0 | 0 | 0 | 0 | 0 | 0 | 0 | 0 | 0 | 0 | 0 | 0 | 0 | 0 | 0 | 0 | 0
PG&E NGBA | Bahia | 230 | 2 | 1 | 1 | 0 | 1 | 2 | 1 | 2 | 3 | 1 | 4 | 1 | 3 | 1 | 3 | 2 | 0 | 0 | 0 | 0 | 0 | 0 | 0 | 0 | 0 | 0 | 0 | 0 | 0 | 0 | 0 | 0 | 0 | 0 | 0 | 0 | 0 | 0 | 0 | 0 | 0 | 0 | 0 | 0 | 0 | 0 | 0 | 0 | 0 | 0
SCE Northern | Bailey | 230 | 1 | 1 | 4 | 0 | 1 | 3 | 3 | 1 | 3 | 1 | 1 | 4 | 3 | 1 | 1 | 3 | 0 | 0 | 0 | 0 | 0 | 0 | 0 | 0 | 0 | 0 | 0 | 0 | 0 | 0 | 0 | 0 | 0 | 0 | 0 | 0 | 0 | 0 | 0 | 0 | 0 | 0 | 0 | 0 | 0 | 0 | 0 | 0 | 0 | 0
SCE NOL | Baker | 115 | 2 | 2 | 4 | 1 | 1 | 1 | 1 | 2 | 1 | 2 | 1 | 4 | 3 | 1 | 4 | 1 | 0 | 0 | 0 | 0 | 0 | 0 | 0 | 0 | 0 | 0 | 0 | 0 | 0 | 0 | 0 | 0 | 0 | 0 | 0 | 0 | 0 | 0 | 0 | 0 | 0 | 0 | 0 | 0 | 0 | 0 | 0 | 0 | 0 | 0
PG&E KERN | Bakersfield | 230 | 1 | 1 | 2 | 1 | 1 | 1 | 3 | 1 | 3 | 1 | 3 | 3 | 3 | 1 | 4 | 1 | 0 | 0 | 0 | 0 | 0 | 0 | 0 | 0 | 0 | 440 | 320 | 0 | 0 | 0 | 1 | 760 | 0 | 0 | 0 | 0 | 0 | 0 | 0 | 0 | 0 | 0 | 440 | 320 | 0 | 0 | 0 | 1 | 760 | 0
PG&E FRESNO | Balch | 230 | 1 | 1 | 4 | 0 | 2 | 3 | 3 | 1 | 3 | 1 | 1 | 4 | 1 | 2 | 1 | 3 | 0 | 0 | 0 | 0 | 0 | 0 | 0 | 0 | 0 | 0 | 0 | 0 | 0 | 0 | 0 | 0 | 0 | 0 | 0 | 0 | 0 | 0 | 0 | 0 | 0 | 0 | 190 | 0 | 0 | 0 | 0 | 1 | 190 | 0
SCE Eastern | Bannister | 230 | 2 | 1 | 2 | 0 | 2 | 1 | 1 | 2 | 3 | 1 | 3 | 2 | 1 | 2 | 4 | 1 | 0 | 0 | 0 | 60 | 0 | 0 | 0 | 0 | 0 | 0 | 0 | 0 | 0 | 0 | 1 | 60 | 0 | 0 | 0 | 0 | 60 | 0 | 0 | 0 | 0 | 0 | 0 | 0 | 0 | 0 | 0 | 1 | 60 | 0
SCE Metro | Barre | 230 | 1 | 1 | 1 | 0 | 1 | 1 | 3 | 1 | 3 | 1 | 4 | 1 | 3 | 1 | 4 | 1 | 0 | 0 | 0 | 0 | 0 | 0 | 0 | 0 | 0 | 0 | 0 | 0 | 300 | 0 | 1 | 0 | 300 | 0 | 0 | 0 | 0 | 0 | 0 | 0 | 0 | 0 | 0 | 0 | 0 | 300 | 0 | 1 | 0 | 300
SDGE | Bay Boulevard | 69 | 2 | 1 | 1 | 1 | 1 | 1 | 1 | 2 | 3 | 1 | 4 | 2 | 3 | 1 | 4 | 1 | 0 | 0 | 0 | 0 | 0 | 0 | 0 | 0 | 0 | 0 | 0 | 0 | 0 | 0 | 0 | 0 | 0 | 0 | 0 | 0 | 0 | 0 | 0 | 0 | 0 | 0 | 0 | 0 | 0 | 0 | 0 | 0 | 0 | 0
SDGE | Bay Boulevard | 230 | 2 | 1 | 1 | 1 | 1 | 1 | 1 | 2 | 3 | 1 | 4 | 2 | 3 | 1 | 4 | 1 | 0 | 0 | 0 | 0 | 0 | 0 | 0 | 0 | 0 | 0 | 0 | 0 | 0 | 0 | 0 | 0 | 0 | 0 | 0 | 0 | 0 | 0 | 0 | 0 | 0 | 0 | 0 | 0 | 0 | 0 | 0 | 0 | 0 | 0
EOP | Beatty | 138 | 2 | 2 | 4 | 0 | 1 | 3 | 1 | 2 | 1 | 2 | 1 | 4 | 3 | 1 | 1 | 3 | 0 | 0 | 0 | 0 | 0 | 0 | 0 | 0 | 0 | 0 | 0 | 0 | 0 | 0 | 0 | 0 | 0 | 0 | 0 | 0 | 0 | 0 | 0 | 0 | 0 | 0 | 0 | 0 | 0 | 0 | 0 | 0 | 0 | 0
EOP | Beatty | 230 | 2 | 2 | 4 | 0 | 1 | 3 | 1 | 2 | 1 | 2 | 1 | 4 | 3 | 1 | 1 | 3 | 436 | 0 | 0 | 0 | 0 | 0 | 0 | 0 | 0 | 500 | 0 | 0 | 0 | 0 | 1 | 936 | 0 | 436 | 0 | 0 | 0 | 0 | 0 | 0 | 0 | 0 | 500 | 0 | 0 | 0 | 0 | 1 | 936 | 0
PG&E NGBA | Belden | 230 | 2 | 2 | 4 | 0 | 1 | 3 | 1 | 2 | 1 | 2 | 1 | 4 | 3 | 1 | 1 | 3 | 0 | 0 | 0 | 0 | 0 | 0 | 0 | 0 | 0 | 0 | 0 | 0 | 0 | 0 | 0 | 0 | 0 | 0 | 0 | 0 | 0 | 0 | 0 | 0 | 0 | 0 | 0 | 0 | 0 | 0 | 0 | 0 | 0 | 0
PG&E NGBA | Bell | 115 | 2 | 1 | 4 | 0 | 2 | 3 | 1 | 2 | 3 | 1 | 1 | 4 | 1 | 2 | 1 | 3 | 0 | 0 | 0 | 0 | 0 | 0 | 0 | 0 | 0 | 0 | 0 | 0 | 0 | 0 | 0 | 0 | 0 | 0 | 0 | 0 | 0 | 0 | 0 | 0 | 0 | 0 | 0 | 0 | 0 | 0 | 0 | 0 | 0 | 0
PG&E NGBA | Bellevue | 115 | 2 | 1 | 2 | 0 | 2 | 2 | 1 | 2 | 3 | 1 | 3 | 2 | 1 | 2 | 3 | 2 | 0 | 0 | 0 | 0 | 0 | 0 | 0 | 0 | 0 | 0 | 0 | 0 | 0 | 0 | 0 | 0 | 0 | 0 | 0 | 0 | 0 | 0 | 0 | 0 | 0 | 0 | 0 | 0 | 0 | 0 | 0 | 0 | 0 | 0
PG&E GBA | Bellota | 115 | 1 | 1 | 4 | 1 | 2 | 3 | 3 | 1 | 3 | 1 | 1 | 4 | 1 | 2 | 1 | 3 | 0 | 0 | 0 | 0 | 0 | 0 | 0 | 0 | 0 | 0 | 0 | 0 | 0 | 0 | 0 | 0 | 0 | 0 | 0 | 0 | 0 | 0 | 0 | 0 | 0 | 0 | 0 | 0 | 0 | 0 | 0 | 0 | 0 | 0
PG&E GBA | Bellota | 230 | 1 | 1 | 4 | 1 | 2 | 3 | 3 | 1 | 3 | 1 | 1 | 4 | 1 | 2 | 1 | 3 | 0 | 0 | 0 | 0 | 0 | 0 | 0 | 0 | 0 | 0 | 0 | 0 | 0 | 0 | 0 | 0 | 0 | 0 | 0 | 0 | 0 | 0 | 0 | 0 | 0 | 0 | 0 | 0 | 0 | 0 | 0 | 0 | 0 | 0
SCE Northern | Big Creek | 230 | 1 | 1 | 4 | 0 | 2 | 3 | 3 | 1 | 3 | 1 | 1 | 4 | 1 | 2 | 1 | 3 | 0 | 0 | 0 | 0 | 0 | 0 | 0 | 0 | 0 | 192 | 0 | 0 | 0 | 100 | 1 | 192 | 100 | 0 | 0 | 0 | 0 | 0 | 0 | 0 | 0 | 0 | 192 | 0 | 0 | 0 | 100 | 1 | 192 | 100
PG&E FRESNO | Biola | 70 | 1 | 1 | 4 | 0 | 2 | 1 | 3 | 1 | 3 | 1 | 1 | 4 | 1 | 2 | 4 | 1 | 0 | 0 | 0 | 0 | 0 | 0 | 0 | 0 | 0 | 0 | 0 | 0 | 78 | 0 | 1 | 0 | 78 | 0 | 0 | 0 | 0 | 0 | 0 | 0 | 0 | 0 | 0 | 0 | 0 | 78 | 0 | 1 | 0 | 78
PG&E GBA | Birds Landing | 230 | 2 | 1 | 3 | 1 | 1 | 1 | 1 | 2 | 3 | 1 | 2 | 4 | 3 | 1 | 4 | 1 | 0 | 0 | 0 | 0 | 0 | 0 | 0 | 0 | 0 | 0 | 0 | 0 | 0 | 0 | 0 | 0 | 0 | 0 | 0 | 0 | 0 | 0 | 0 | 0 | 0 | 0 | 0 | 0 | 0 | 0 | 0 | 0 | 0 | 0
SCE Northern | Bliss | 66 | 1 | 1 | 4 | 0 | 1 | 1 | 3 | 1 | 3 | 1 | 1 | 4 | 3 | 1 | 4 | 1 | 0 | 0 | 0 | 0 | 0 | 0 | 0 | 0 | 0 | 0 | 0 | 0 | 0 | 0 | 0 | 0 | 0 | 0 | 0 | 0 | 0 | 0 | 0 | 0 | 0 | 0 | 0 | 0 | 0 | 0 | 0 | 0 | 0 | 0
SCE Eastern | Blythe | 161 | 2 | 2 | 2 | 0 | 1 | 1 | 1 | 2 | 1 | 2 | 3 | 2 | 3 | 1 | 4 | 1 | 0 | 0 | 0 | 0 | 0 | 0 | 0 | 0 | 0 | 0 | 160 | 160 | 0 | 0 | 1 | 160 | 160 | 0 | 0 | 0 | 0 | 0 | 0 | 0 | 0 | 0 | 0 | 160 | 160 | 0 | 0 | 1 | 160 | 160
PG&E NGBA | Bogue | 115 | 2 | 2 | 2 | 0 | 1 | 2 | 1 | 2 | 1 | 2 | 3 | 2 | 3 | 1 | 3 | 2 | 0 | 0 | 0 | 0 | 0 | 0 | 0 | 0 | 0 | 0 | 0 | 0 | 0 | 0 | 0 | 0 | 0 | 0 | 0 | 0 | 0 | 0 | 0 | 0 | 0 | 0 | 0 | 0 | 0 | 0 | 0 | 0 | 0 | 0
PG&E FRESNO | Borden | 230 | 1 | 1 | 4 | 0 | 2 | 1 | 3 | 1 | 3 | 1 | 1 | 4 | 1 | 2 | 4 | 1 | 0 | 0 | 0 | 0 | 0 | 0 | 0 | 0 | 0 | 0 | 0 | 0 | 0 | 0 | 0 | 0 | 0 | 0 | 0 | 0 | 0 | 0 | 0 | 0 | 0 | 0 | 0 | 0 | 0 | 0 | 0 | 0 | 0 | 0
PG&E FRESNO | Borden | 70 | 1 | 1 | 4 | 0 | 2 | 1 | 3 | 1 | 3 | 1 | 1 | 4 | 1 | 2 | 4 | 1 | 0 | 0 | 0 | 0 | 0 | 0 | 0 | 0 | 0 | 0 | 0 | 0 | 0 | 0 | 0 | 0 | 0 | 0 | 0 | 0 | 0 | 0 | 0 | 0 | 0 | 0 | 0 | 0 | 0 | 0 | 0 | 0 | 0 | 0
SDGE | Boulevard East | 138 | 2 | 1 | 4 | 0 | 1 | 3 | 1 | 2 | 3 | 1 | 1 | 4 | 3 | 1 | 1 | 3 | 0 | 0 | 180 | 0 | 0 | 0 | 0 | 0 | 0 | 20 | 10 | 0 | 0 | 0 | 1 | 210 | 0 | 0 | 0 | 180 | 0 | 0 | 0 | 0 | 0 | 0 | 20 | 10 | 0 | 0 | 0 | 1 | 210 | 0
SDGE | Boulevard East | 69 | 2 | 1 | 4 | 0 | 1 | 3 | 1 | 2 | 3 | 1 | 1 | 4 | 3 | 1 | 1 | 3 | 0 | 0 | 0 | 0 | 0 | 0 | 0 | 0 | 0 | 0 | 17.4 | 17.4 | 0 | 0 | 1 | 17.4 | 17.4 | 0 | 0 | 0 | 0 | 0 | 0 | 0 | 0 | 0 | 0 | 17.4 | 17.4 | 0 | 0 | 1 | 17.4 | 17.4
PG&E GBA | Brentwood | 230 | 2 | 1 | 3 | 1 | 1 | 3 | 1 | 2 | 3 | 1 | 2 | 4 | 3 | 1 | 1 | 3 | 0 | 0 | 0 | 0 | 0 | 0 | 0 | 0 | 2 | 0 | 50 | 0 | 0 | 0 | 1 | 52 | 0 | 0 | 0 | 0 | 0 | 0 | 0 | 0 | 0 | 2 | 0 | 50 | 0 | 0 | 0 | 1 | 52 | 0
PG&E NGBA | Bridgeville | 115 | 2 | 2 | 4 | 0 | 2 | 3 | 1 | 2 | 1 | 2 | 1 | 4 | 1 | 2 | 1 | 3 | 0 | 0 | 0 | 0 | 0 | 0 | 0 | 0 | 0 | 0 | 0 | 0 | 0 | 0 | 0 | 0 | 0 | 0 | 0 | 0 | 0 | 0 | 0 | 0 | 0 | 0 | 0 | 0 | 0 | 0 | 0 | 0 | 0 | 0
PG&E NGBA | Brighton | 115 | 2 | 1 | 2 | 0 | 2 | 1 | 1 | 2 | 3 | 1 | 3 | 2 | 1 | 2 | 4 | 1 | 0 | 0 | 0 | 0 | 0 | 0 | 0 | 0 | 0 | 0 | 0 | 0 | 0 | 0 | 0 | 0 | 0 | 0 | 0 | 0 | 0 | 0 | 0 | 0 | 0 | 0 | 0 | 0 | 0 | 0 | 0 | 0 | 0 | 0
PG&E NGBA | Brighton | 230 | 2 | 1 | 2 | 0 | 2 | 1 | 1 | 2 | 3 | 1 | 3 | 2 | 1 | 2 | 4 | 1 | 0 | 0 | 0 | 0 | 0 | 0 | 0 | 0 | 0 | 0 | 0 | 0 | 0 | 0 | 0 | 0 | 0 | 0 | 0 | 0 | 0 | 0 | 0 | 0 | 0 | 0 | 0 | 0 | 0 | 0 | 0 | 0 | 0 | 0
PG&E NGBA | Brunswick | 115 | 2 | 1 | 4 | 0 | 1 | 3 | 1 | 2 | 3 | 1 | 1 | 4 | 3 | 1 | 1 | 3 | 0 | 0 | 0 | 0 | 0 | 0 | 0 | 0 | 0 | 0 | 0 | 0 | 0 | 0 | 0 | 0 | 0 | 0 | 0 | 0 | 0 | 0 | 0 | 0 | 0 | 0 | 0 | 0 | 0 | 0 | 0 | 0 | 0 | 0
PG&E NGBA | Bucks Creek | 230 | 2 | 2 | 4 | 0 | 1 | 3 | 1 | 2 | 1 | 2 | 1 | 4 | 3 | 1 | 1 | 3 | 0 | 0 | 0 | 0 | 0 | 0 | 0 | 0 | 0 | 0 | 0 | 0 | 0 | 0 | 0 | 0 | 0 | 0 | 0 | 0 | 0 | 0 | 0 | 0 | 0 | 0 | 0 | 0 | 0 | 0 | 0 | 0 | 0 | 0
PG&E KERN | Buena Vista | 230 | 2 | 2 | 3 | 1 | 2 | 1 | 1 | 2 | 1 | 2 | 2 | 4 | 1 | 2 | 4 | 1 | 0 | 0 | 0 | 0 | 0 | 0 | 0 | 0 | 0 | 895 | 555 | 0 | 100 | 0 | 1 | 1450 | 100 | 0 | 0 | 0 | 0 | 0 | 0 | 0 | 0 | 0 | 895 | 555 | 0 | 100 | 0 | 1 | 1450 | 100
PG&E FRESNO | Bullard | 115 | 1 | 1 | 1 | 0 | 2 | 2 | 3 | 1 | 3 | 1 | 4 | 1 | 1 | 2 | 3 | 2 | 0 | 0 | 0 | 0 | 0 | 0 | 0 | 0 | 0 | 0 | 0 | 0 | 0 | 0 | 0 | 0 | 0 | 0 | 0 | 0 | 0 | 0 | 0 | 0 | 0 | 0 | 0 | 0 | 0 | 0 | 0 | 0 | 0 | 0
PG&E GBA | Burlingame | 115 | 2 | 1 | 2 | 1 | 1 | 2 | 1 | 2 | 3 | 1 | 3 | 3 | 3 | 1 | 3 | 2 | 0 | 0 | 50 | 0 | 0 | 0 | 0 | 0 | 0 | 60 | 0 | 0 | 0 | 0 | 1 | 110 | 0 | 0 | 0 | 50 | 0 | 0 | 0 | 0 | 0 | 0 | 100 | 0 | 0 | 0 | 0 | 1 | 150 | 0
PG&E NGBA | Burney Forest | 230 | 2 | 2 | 4 | 1 | 2 | 3 | 1 | 2 | 1 | 2 | 1 | 4 | 1 | 2 | 1 | 3 | 40 | 0 | 0 | 0 | 0 | 0 | 0 | 0 | 0 | 0 | 0 | 0 | 0 | 0 | 1 | 40 | 0 | 40 | 0 | 0 | 0 | 0 | 0 | 0 | 0 | 0 | 0 | 0 | 0 | 0 | 0 | 1 | 40 | 0
PG&E NGBA | Butte | 115 | 2 | 1 | 4 | 0 | 2 | 2 | 1 | 2 | 3 | 1 | 1 | 4 | 1 | 2 | 3 | 2 | 0 | 0 | 0 | 0 | 0 | 0 | 0 | 0 | 0 | 0 | 0 | 0 | 0 | 0 | 0 | 0 | 0 | 0 | 0 | 0 | 0 | 0 | 0 | 0 | 0 | 0 | 0 | 0 | 0 | 0 | 0 | 0 | 0 | 0
PG&E KERN | Cabrillo | 115 | 2 | 2 | 4 | 1 | 1 | 3 | 1 | 2 | 1 | 2 | 1 | 4 | 3 | 1 | 1 | 3 | 0 | 0 | 0 | 0 | 0 | 0 | 0 | 0 | 0 | 0 | 80 | 0 | 0 | 0 | 1 | 80 | 0 | 0 | 0 | 0 | 0 | 0 | 0 | 0 | 0 | 0 | 0 | 80 | 0 | 0 | 0 | 1 | 80 | 0
PG&E FRESNO | Cal Flats | 230 | 2 | 2 | 4 | 0 | 2 | 2 | 1 | 2 | 1 | 2 | 1 | 4 | 1 | 2 | 3 | 2 | 0 | 0 | 0 | 0 | 0 | 0 | 0 | 0 | 0 | 0 | 0 | 0 | 0 | 0 | 0 | 0 | 0 | 0 | 0 | 0 | 0 | 0 | 0 | 0 | 0 | 0 | 0 | 0 | 0 | 0 | 0 | 0 | 0 | 0
SCE NOL | Calcite | 230 | 2 | 1 | 4 | 0 | 1 | 3 | 1 | 2 | 3 | 1 | 1 | 4 | 3 | 1 | 1 | 3 | 0 | 0 | 0 | 0 | 0 | 0 | 0 | 0 | 0 | 106 | 0 | 0 | 0 | 0 | 1 | 106 | 0 | 0 | 0 | 0 | 0 | 0 | 0 | 0 | 0 | 0 | 106 | 0 | 0 | 0 | 0 | 1 | 106 | 0
PG&E KERN | Caliente | 230 | 2 | 1 | 4 | 0 | 2 | 2 | 1 | 2 | 3 | 1 | 1 | 4 | 1 | 2 | 3 | 2 | 0 | 0 | 0 | 0 | 0 | 0 | 0 | 0 | 0 | 0 | 0 | 0 | 0 | 200 | 1 | 0 | 200 | 0 | 0 | 0 | 0 | 0 | 0 | 0 | 0 | 0 | 0 | 0 | 0 | 0 | 200 | 1 | 0 | 200
PG&E FRESNO | California Ave | 115 | 1 | 1 | 2 | 0 | 2 | 1 | 3 | 1 | 3 | 1 | 3 | 2 | 1 | 2 | 4 | 1 | 0 | 0 | 0 | 0 | 0 | 0 | 0 | 0 | 0 | 100 | 0 | 0 | 0 | 0 | 1 | 100 | 0 | 0 | 0 | 0 | 0 | 0 | 0 | 0 | 0 | 0 | 100 | 0 | 0 | 0 | 0 | 1 | 100 | 0
PG&E KERN | Callender | 115 | 2 | 2 | 4 | 1 | 2 | 2 | 1 | 2 | 1 | 2 | 1 | 4 | 1 | 2 | 3 | 2 | 0 | 0 | 0 | 0 | 0 | 0 | 0 | 0 | 0 | 0 | 0 | 0 | 0 | 0 | 0 | 0 | 0 | 0 | 0 | 0 | 0 | 0 | 0 | 0 | 0 | 0 | 0 | 0 | 0 | 0 | 0 | 0 | 0 | 0
PG&E NGBA | Calpella | 115 | 2 | 2 | 4 | 1 | 2 | 3 | 1 | 2 | 1 | 2 | 1 | 4 | 1 | 2 | 1 | 3 | 0 | 0 | 0 | 100 | 0 | 0 | 0 | 0 | 4 | 0 | 0 | 0 | 0 | 0 | 1 | 104 | 0 | 0 | 0 | 0 | 100 | 0 | 0 | 0 | 0 | 4 | 0 | 0 | 0 | 0 | 0 | 1 | 104 | 0
PG&E GBA | Camanche | 230 | 1 | 1 | 3 | 1 | 2 | 3 | 3 | 1 | 3 | 1 | 2 | 4 | 1 | 2 | 1 | 3 | 0 | 0 | 0 | 0 | 0 | 0 | 0 | 0 | 0 | 0 | 0 | 0 | 0 | 0 | 0 | 0 | 0 | 0 | 0 | 0 | 0 | 0 | 0 | 0 | 0 | 0 | 0 | 0 | 0 | 0 | 0 | 0 | 0 | 0
SDGE | Cameron | 69 | 1 | 1 | 2 | 0 | 1 | 1 | 3 | 1 | 3 | 1 | 3 | 2 | 3 | 1 | 4 | 1 | 0 | 0 | 0 | 0 | 0 | 0 | 0 | 0 | 0 | 0 | 0 | 0 | 0 | 0 | 0 | 0 | 0 | 0 | 0 | 0 | 0 | 0 | 0 | 0 | 0 | 0 | 0 | 0 | 0 | 0 | 0 | 0 | 0 | 0
SDGE | Cannon | 69 | 2 | 1 | 1 | 0 | 1 | 3 | 1 | 2 | 3 | 1 | 4 | 1 | 3 | 1 | 1 | 3 | 0 | 0 | 0 | 0 | 0 | 0 | 0 | 0 | 0 | 0 | 0 | 0 | 0 | 0 | 0 | 0 | 0 | 0 | 0 | 0 | 0 | 0 | 0 | 0 | 0 | 0 | 0 | 0 | 0 | 0 | 0 | 0 | 0 | 0
PG&E FRESNO | Cantua | 115 | 1 | 1 | 4 | 0 | 2 | 1 | 3 | 1 | 3 | 1 | 1 | 4 | 1 | 2 | 4 | 1 | 0 | 0 | 0 | 0 | 0 | 0 | 0 | 0 | 0 | 100 | 0 | 0 | 50 | 0 | 1 | 100 | 50 | 0 | 0 | 0 | 0 | 0 | 0 | 0 | 0 | 0 | 200 | 0 | 0 | 50 | 0 | 1 | 200 | 50
SDGE | Capistrano | 138 | 1 | 1 | 2 | 0 | 1 | 3 | 3 | 1 | 3 | 1 | 3 | 2 | 3 | 1 | 1 | 3 | 0 | 0 | 0 | 0 | 0 | 0 | 0 | 0 | 0 | 0 | 0 | 0 | 0 | 0 | 0 | 0 | 0 | 0 | 0 | 0 | 0 | 0 | 0 | 0 | 0 | 0 | 0 | 0 | 0 | 0 | 0 | 0 | 0 | 0
SDGE | Capistrano | 230 | 1 | 1 | 2 | 0 | 1 | 3 | 3 | 1 | 3 | 1 | 3 | 2 | 3 | 1 | 1 | 3 | 0 | 0 | 0 | 0 | 0 | 0 | 0 | 0 | 0 | 0 | 0 | 0 | 0 | 0 | 0 | 0 | 0 | 0 | 0 | 0 | 0 | 0 | 0 | 0 | 0 | 0 | 0 | 0 | 0 | 0 | 0 | 0 | 0 | 0
PG&E NGBA | Carberry | 230 | 2 | 2 | 4 | 1 | 2 | 3 | 1 | 2 | 1 | 2 | 1 | 4 | 1 | 2 | 1 | 3 | 0 | 0 | 0 | 0 | 0 | 0 | 0 | 0 | 0 | 0 | 0 | 0 | 0 | 0 | 0 | 0 | 0 | 0 | 0 | 0 | 0 | 0 | 0 | 0 | 0 | 0 | 0 | 0 | 0 | 0 | 0 | 0 | 0 | 0
SCE Eastern | Cardiff | 66 | 1 | 1 | 2 | 0 | 1 | 1 | 3 | 1 | 3 | 1 | 3 | 2 | 3 | 1 | 4 | 1 | 0 | 0 | 0 | 0 | 0 | 0 | 0 | 0 | 0 | 0 | 0 | 0 | 0 | 0 | 0 | 0 | 0 | 0 | 0 | 0 | 0 | 0 | 0 | 0 | 0 | 0 | 0 | 0 | 0 | 0 | 0 | 0 | 0 | 0
PG&E NGBA | Caribou | 60 | 2 | 2 | 4 | 0 | 1 | 3 | 1 | 2 | 1 | 2 | 1 | 4 | 3 | 1 | 1 | 3 | 0 | 0 | 0 | 0 | 0 | 0 | 0 | 0 | 0 | 0 | 0 | 0 | 0 | 0 | 0 | 0 | 0 | 0 | 0 | 0 | 0 | 0 | 0 | 0 | 0 | 0 | 0 | 0 | 0 | 0 | 0 | 0 | 0 | 0
PG&E NGBA | Caribou | 115 | 2 | 2 | 4 | 0 | 1 | 3 | 1 | 2 | 1 | 2 | 1 | 4 | 3 | 1 | 1 | 3 | 0 | 0 | 0 | 95 | 0 | 0 | 0 | 0 | 0 | 0 | 0 | 0 | 0 | 0 | 1 | 95 | 0 | 0 | 0 | 0 | 95 | 0 | 0 | 0 | 0 | 0 | 0 | 0 | 0 | 0 | 0 | 1 | 95 | 0
PG&E NGBA | Caribou | 230 | 2 | 2 | 4 | 0 | 1 | 3 | 1 | 2 | 1 | 2 | 1 | 4 | 3 | 1 | 1 | 3 | 0 | 0 | 0 | 0 | 0 | 0 | 0 | 0 | 0 | 0 | 0 | 0 | 0 | 0 | 0 | 0 | 0 | 0 | 0 | 0 | 0 | 0 | 0 | 0 | 0 | 0 | 0 | 0 | 0 | 0 | 0 | 0 | 0 | 0
EOP | Carpenter Canyon (fka Gamebird) | 138 | 2 | 2 | 4 | 0 | 1 | 3 | 1 | 2 | 1 | 2 | 1 | 4 | 3 | 1 | 1 | 3 | 0 | 0 | 0 | 0 | 0 | 0 | 0 | 0 | 0 | 0 | 0 | 0 | 0 | 0 | 0 | 0 | 0 | 0 | 0 | 0 | 0 | 0 | 0 | 0 | 0 | 0 | 0 | 0 | 0 | 0 | 0 | 0 | 0 | 0
EOP | Carpenter Canyon (fka Gamebird) | 230 | 2 | 2 | 4 | 0 | 1 | 3 | 1 | 2 | 1 | 2 | 1 | 4 | 3 | 1 | 1 | 3 | 0 | 0 | 0 | 0 | 0 | 0 | 0 | 0 | 0 | 550 | 180 | 0 | 36.5 | 0 | 1 | 730 | 36.5 | 0 | 0 | 0 | 0 | 0 | 0 | 0 | 0 | 0 | 550 | 180 | 0 | 36.5 | 0 | 1 | 730 | 36.5
PG&E NGBA | Carquinez | 115 | 2 | 1 | 2 | 0 | 1 | 1 | 1 | 2 | 3 | 1 | 3 | 2 | 3 | 1 | 4 | 1 | 0 | 0 | 0 | 0 | 0 | 0 | 0 | 0 | 0 | 0 | 0 | 0 | 0 | 0 | 0 | 0 | 0 | 0 | 0 | 0 | 0 | 0 | 0 | 0 | 0 | 0 | 0 | 0 | 0 | 0 | 0 | 0 | 0 | 0
SDGE | Carrizo Gorge | 138 | 2 | 1 | 4 | 0 | 1 | 3 | 1 | 2 | 3 | 1 | 1 | 4 | 3 | 1 | 1 | 3 | 0 | 0 | 0 | 0 | 0 | 0 | 0 | 0 | 0 | 0 | 0 | 70 | 0 | 0 | 1 | 0 | 70 | 0 | 0 | 0 | 0 | 0 | 0 | 0 | 0 | 0 | 0 | 0 | 70 | 0 | 0 | 1 | 0 | 70
PG&E KERN | Carrizo Plains | 115 | 2 | 1 | 4 | 0 | 2 | 2 | 1 | 2 | 3 | 1 | 1 | 4 | 1 | 2 | 3 | 2 | 0 | 0 | 0 | 0 | 0 | 0 | 0 | 0 | 0 | 0 | 0 | 0 | 0 | 100 | 1 | 0 | 100 | 0 | 0 | 0 | 0 | 0 | 0 | 0 | 0 | 0 | 0 | 0 | 0 | 0 | 100 | 1 | 0 | 100
PG&E KERN | Casaloma | 230 | 1 | 1 | 2 | 1 | 1 | 1 | 3 | 1 | 3 | 1 | 3 | 3 | 3 | 1 | 4 | 1 | 0 | 0 | 0 | 0 | 0 | 0 | 0 | 0 | 0 | 0 | 0 | 0 | 0 | 0 | 0 | 0 | 0 | 0 | 0 | 0 | 0 | 0 | 0 | 0 | 0 | 0 | 0 | 0 | 0 | 0 | 0 | 0 | 0 | 0
PG&E GBA | Castro Valley | 230 | 2 | 1 | 2 | 0 | 1 | 2 | 1 | 2 | 3 | 1 | 3 | 2 | 3 | 1 | 3 | 2 | 0 | 0 | 0 | 0 | 0 | 0 | 0 | 0 | 0 | 0 | 0 | 0 | 0 | 0 | 0 | 0 | 0 | 0 | 0 | 0 | 0 | 0 | 0 | 0 | 0 | 0 | 0 | 0 | 0 | 0 | 0 | 0 | 0 | 0
PG&E GBA | Cayetano | 230 | 2 | 1 | 3 | 0 | 1 | 3 | 1 | 2 | 3 | 1 | 2 | 3 | 3 | 1 | 1 | 3 | 0 | 0 | 0 | 0 | 0 | 0 | 0 | 0 | 0 | 0 | 0 | 0 | 0 | 0 | 0 | 0 | 0 | 0 | 0 | 0 | 0 | 0 | 0 | 0 | 0 | 0 | 0 | 0 | 0 | 0 | 0 | 0 | 0 | 0
SCE Metro | Center | 230 | 1 | 1 | 1 | 0 | 1 | 1 | 3 | 1 | 3 | 1 | 4 | 1 | 3 | 1 | 4 | 1 | 0 | 0 | 0 | 0 | 0 | 0 | 0 | 0 | 0 | 0 | 0 | 0 | 200 | 0 | 1 | 0 | 200 | 0 | 0 | 0 | 0 | 0 | 0 | 0 | 0 | 0 | 0 | 0 | 0 | 200 | 0 | 1 | 0 | 200
PG&E KERN | Charca | 115 | 1 | 1 | 4 | 0 | 1 | 1 | 3 | 1 | 3 | 1 | 1 | 4 | 3 | 1 | 4 | 1 | 0 | 0 | 0 | 0 | 0 | 0 | 0 | 0 | 4.62 | 0 | 0 | 0 | 0 | 0 | 1 | 4.62 | 0 | 0 | 0 | 0 | 0 | 0 | 0 | 0 | 0 | 4.62 | 0 | 0 | 0 | 0 | 0 | 1 | 4.62 | 0
EOP | Charleston | 138 | 2 | 2 | 4 | 0 | 1 | 3 | 1 | 2 | 1 | 2 | 1 | 4 | 3 | 1 | 1 | 3 | 0 | 0 | 0 | 0 | 0 | 0 | 0 | 0 | 0 | 0 | 0 | 0 | 0 | 0 | 0 | 0 | 0 | 0 | 0 | 0 | 0 | 0 | 0 | 0 | 0 | 0 | 0 | 0 | 0 | 0 | 0 | 0 | 0 | 0
SCE Metro | Chevmain | 230 | 1 | 1 | 1 | 0 | 1 | 1 | 3 | 1 | 3 | 1 | 4 | 1 | 3 | 1 | 4 | 1 | 0 | 0 | 0 | 0 | 0 | 0 | 0 | 0 | 0 | 0 | 0 | 0 | 500 | 0 | 1 | 0 | 500 | 0 | 0 | 0 | 0 | 0 | 0 | 0 | 0 | 0 | 0 | 0 | 0 | 500 | 0 | 1 | 0 | 500
SDGE | Chicarita | 138 | 2 | 1 | 2 | 1 | 1 | 3 | 1 | 2 | 3 | 1 | 3 | 3 | 3 | 1 | 1 | 3 | 0 | 0 | 0 | 0 | 0 | 0 | 0 | 0 | 0 | 0 | 0 | 0 | 0 | 0 | 0 | 0 | 0 | 0 | 0 | 0 | 0 | 0 | 0 | 0 | 0 | 0 | 0 | 0 | 0 | 0 | 0 | 0 | 0 | 0
SCE Metro | Chino | 230 | 1 | 1 | 1 | 0 | 1 | 2 | 3 | 1 | 3 | 1 | 4 | 1 | 3 | 1 | 3 | 2 | 0 | 0 | 0 | 0 | 0 | 0 | 0 | 0 | 0 | 0 | 0 | 225 | 0 | 0 | 1 | 0 | 225 | 0 | 0 | 0 | 0 | 0 | 0 | 0 | 0 | 0 | 0 | 0 | 225 | 0 | 0 | 1 | 0 | 225
PG&E FRESNO | Chowchilla | 115 | 1 | 1 | 1 | 0 | 2 | 2 | 3 | 1 | 3 | 1 | 4 | 1 | 1 | 2 | 3 | 2 | 0 | 0 | 0 | 0 | 0 | 0 | 0 | 0 | 7.56 | 50 | 0 | 0 | 50 | 0 | 1 | 57.56 | 50 | 0 | 0 | 0 | 0 | 0 | 0 | 0 | 0 | 7.56 | 50 | 0 | 0 | 50 | 0 | 1 | 57.56 | 50
PG&E GBA | Christie | 60 | 2 | 1 | 2 | 0 | 1 | 2 | 1 | 2 | 3 | 1 | 3 | 2 | 3 | 1 | 3 | 2 | 0 | 0 | 0 | 0 | 0 | 0 | 0 | 0 | 0 | 0 | 0 | 0 | 0 | 0 | 0 | 0 | 0 | 0 | 0 | 0 | 0 | 0 | 0 | 0 | 0 | 0 | 0 | 0 | 0 | 0 | 0 | 0 | 0 | 0
PG&E GBA | Christie | 115 | 2 | 1 | 2 | 0 | 1 | 2 | 1 | 2 | 3 | 1 | 3 | 2 | 3 | 1 | 3 | 2 | 0 | 0 | 0 | 0 | 0 | 0 | 0 | 0 | 0 | 0 | 0 | 0 | 0 | 0 | 0 | 0 | 0 | 0 | 0 | 0 | 0 | 0 | 0 | 0 | 0 | 0 | 0 | 0 | 0 | 0 | 0 | 0 | 0 | 0
SCE Eastern | Cielo Azul | 500 | 2 | 2 | 4 | 0 | 1 | 3 | 1 | 2 | 1 | 2 | 1 | 4 | 3 | 1 | 1 | 3 | 0 | 0 | 0 | 0 | 0 | 0 | 0 | 0 | 0 | 150 | 2325 | 471.516 | 0 | 0 | 1 | 2475 | 471.516 | 0 | 0 | 0 | 0 | 0 | 0 | 0 | 0 | 0 | 150 | 2325 | 471.516 | 0 | 0 | 1 | 2475 | 471.516
PG&E GBA | Clay | 60 | 2 | 1 | 2 | 1 | 1 | 3 | 1 | 2 | 3 | 1 | 3 | 3 | 3 | 1 | 1 | 3 | 0 | 0 | 0 | 0 | 0 | 0 | 0 | 0 | 0 | 0 | 0 | 0 | 0 | 0 | 0 | 0 | 0 | 0 | 0 | 0 | 0 | 0 | 0 | 0 | 0 | 0 | 0 | 0 | 0 | 0 | 0 | 0 | 0 | 0
PG&E GBA | Clayton | 115 | 2 | 1 | 3 | 1 | 1 | 2 | 1 | 2 | 3 | 1 | 2 | 4 | 3 | 1 | 3 | 2 | 0 | 0 | 0 | 0 | 0 | 0 | 0 | 0 | 0 | 0 | 0 | 0 | 0 | 0 | 0 | 0 | 0 | 0 | 0 | 0 | 0 | 0 | 0 | 0 | 0 | 0 | 0 | 0 | 0 | 0 | 0 | 0 | 0 | 0
PG&E NGBA | Cloverdale | 115 | 2 | 2 | 4 | 1 | 2 | 3 | 1 | 2 | 1 | 2 | 1 | 4 | 1 | 2 | 1 | 3 | 4.2 | 0 | 0 | 0 | 0 | 0 | 0 | 0 | 0 | 0 | 0 | 0 | 0 | 0 | 1 | 4.2 | 0 | 4.2 | 0 | 0 | 0 | 0 | 0 | 0 | 0 | 0 | 0 | 0 | 0 | 0 | 0 | 1 | 4.2 | 0
PG&E FRESNO | Clovis | 115 | 1 | 1 | 2 | 0 | 2 | 2 | 3 | 1 | 3 | 1 | 3 | 2 | 1 | 2 | 3 | 2 | 0 | 0 | 0 | 0 | 0 | 0 | 0 | 0 | 0 | 0 | 0 | 0 | 0 | 0 | 0 | 0 | 0 | 0 | 0 | 0 | 0 | 0 | 0 | 0 | 0 | 0 | 0 | 0 | 0 | 0 | 0 | 0 | 0 | 0
PG&E GBA | Coburn | 230 | 2 | 2 | 2 | 0 | 2 | 3 | 1 | 2 | 1 | 2 | 3 | 2 | 1 | 2 | 1 | 3 | 0 | 0 | 0 | 0 | 0 | 0 | 0 | 0 | 0 | 0 | 0 | 0 | 0 | 0 | 0 | 0 | 0 | 0 | 0 | 0 | 0 | 0 | 0 | 0 | 0 | 0 | 0 | 0 | 0 | 2 | 0 | 1 | 0 | 2
PG&E GBA | Coburn | 60 | 2 | 2 | 2 | 0 | 2 | 3 | 1 | 2 | 1 | 2 | 3 | 2 | 1 | 2 | 1 | 3 | 0 | 0 | 0 | 0 | 0 | 0 | 0 | 0 | 0 | 0 | 0 | 0 | 0 | 0 | 0 | 0 | 0 | 0 | 0 | 0 | 0 | 0 | 0 | 0 | 0 | 0 | 0 | 0 | 0 | 0 | 0 | 0 | 0 | 0
PG&E NGBA | Colgate | 230 | 2 | 1 | 4 | 0 | 1 | 3 | 1 | 2 | 3 | 1 | 1 | 4 | 3 | 1 | 1 | 3 | 0 | 0 | 0 | 0 | 0 | 0 | 0 | 0 | 0 | 0 | 0 | 0 | 0 | 0 | 0 | 0 | 0 | 0 | 0 | 0 | 0 | 0 | 0 | 0 | 0 | 0 | 0 | 0 | 0 | 0 | 0 | 0 | 0 | 0
PG&E GBA | Collierville | 230 | 2 | 1 | 4 | 1 | 1 | 3 | 1 | 2 | 3 | 1 | 1 | 4 | 3 | 1 | 1 | 3 | 0 | 0 | 0 | 0 | 0 | 0 | 0 | 0 | 0 | 0 | 0 | 0 | 0 | 0 | 0 | 0 | 0 | 0 | 0 | 0 | 0 | 0 | 0 | 0 | 0 | 0 | 0 | 0 | 0 | 0 | 0 | 0 | 0 | 0
PG&E GBA | Collinsville | 230 | 2 | 1 | 2 | 1 | 1 | 1 | 1 | 2 | 3 | 1 | 3 | 3 | 3 | 1 | 4 | 1 | 0 | 0 | 0 | 0 | 0 | 0 | 0 | 0 | 0 | 0 | 0 | 0 | 0 | 0 | 0 | 0 | 0 | 0 | 0 | 0 | 0 | 0 | 0 | 0 | 0 | 0 | 0 | 0 | 0 | 0 | 0 | 0 | 0 | 0
PG&E GBA | Collinsville | 500 | 2 | 1 | 2 | 1 | 1 | 1 | 1 | 2 | 3 | 1 | 3 | 3 | 3 | 1 | 4 | 1 | 0 | 0 | 0 | 0 | 0 | 0 | 0 | 0 | 0 | 0 | 0 | 0 | 0 | 0 | 0 | 0 | 0 | 0 | 0 | 0 | 0 | 0 | 0 | 0 | 0 | 0 | 0 | 0 | 0 | 0 | 0 | 0 | 0 | 0
SCE Eastern | Colorado River | 230 | 2 | 2 | 3 | 0 | 1 | 3 | 1 | 2 | 1 | 2 | 2 | 3 | 3 | 1 | 1 | 3 | 0 | 0 | 0 | 0 | 0 | 0 | 0 | 0 | 0 | 100 | 700 | 30 | 0 | 0 | 1 | 800 | 30 | 0 | 0 | 0 | 0 | 0 | 0 | 0 | 0 | 0 | 100 | 700 | 30 | 0 | 0 | 1 | 800 | 30
SCE Eastern | Colorado River | 500 | 2 | 2 | 3 | 0 | 1 | 3 | 1 | 2 | 1 | 2 | 2 | 3 | 3 | 1 | 1 | 3 | 0 | 0 | 0 | 0 | 0 | 0 | 0 | 0 | 0 | 0 | 0 | 0 | 0 | 0 | 0 | 0 | 0 | 0 | 0 | 0 | 0 | 0 | 0 | 0 | 0 | 0 | 0 | 0 | 0 | 0 | 0 | 0 | 0 | 0
PG&E KERN | Columbus | 115 | 1 | 1 | 2 | 0 | 1 | 2 | 3 | 1 | 3 | 1 | 3 | 2 | 3 | 1 | 3 | 2 | 0 | 0 | 0 | 0 | 0 | 0 | 0 | 0 | 0 | 100 | 130 | 0 | 20 | 0 | 1 | 230 | 20 | 0 | 0 | 0 | 0 | 0 | 0 | 0 | 0 | 0 | 100 | 130 | 0 | 20 | 0 | 1 | 230 | 20
PG&E GBA | Contra Costa | 115 | 2 | 1 | 1 | 1 | 1 | 2 | 1 | 2 | 3 | 1 | 4 | 2 | 3 | 1 | 3 | 2 | 0 | 0 | 0 | 0 | 0 | 0 | 0 | 0 | 0 | 0 | 0 | 0 | 0 | 0 | 0 | 0 | 0 | 0 | 0 | 0 | 0 | 0 | 0 | 0 | 0 | 0 | 0 | 0 | 0 | 0 | 0 | 0 | 0 | 0
PG&E GBA | Contra Costa | 230 | 2 | 1 | 1 | 1 | 1 | 2 | 1 | 2 | 3 | 1 | 4 | 2 | 3 | 1 | 3 | 2 | 0 | 0 | 0 | 0 | 0 | 0 | 0 | 0 | 0 | 0 | 0 | 0 | 0 | 0 | 0 | 0 | 0 | 0 | 0 | 0 | 0 | 0 | 0 | 0 | 0 | 0 | 0 | 0 | 0 | 0 | 0 | 0 | 0 | 0
PG&E GBA | Contra Costa PP | 230 | 2 | 1 | 1 | 0 | 1 | 2 | 1 | 2 | 3 | 1 | 4 | 1 | 3 | 1 | 3 | 2 | 0 | 0 | 0 | 0 | 0 | 0 | 0 | 0 | 0 | 0 | 0 | 0 | 0 | 0 | 0 | 0 | 0 | 0 | 0 | 0 | 0 | 0 | 0 | 0 | 0 | 0 | 0 | 0 | 0 | 0 | 0 | 0 | 0 | 0
SCE NOL | Control | 115 | 2 | 2 | 4 | 0 | 1 | 3 | 1 | 2 | 1 | 2 | 1 | 4 | 3 | 1 | 1 | 3 | 116.8 | 0 | 0 | 0 | 0 | 0 | 0 | 0 | 0 | 0 | 0 | 0 | 0 | 0 | 1 | 116.8 | 0 | 116.8 | 0 | 0 | 0 | 0 | 0 | 0 | 0 | 0 | 0 | 0 | 0 | 0 | 0 | 1 | 116.8 | 0
SCE NOL | Control | 55 | 2 | 2 | 4 | 0 | 1 | 3 | 1 | 2 | 1 | 2 | 1 | 4 | 3 | 1 | 1 | 3 | 0 | 0 | 0 | 0 | 0 | 0 | 0 | 0 | 0 | 0 | 0 | 0 | 0 | 0 | 0 | 0 | 0 | 0 | 0 | 0 | 0 | 0 | 0 | 0 | 0 | 0 | 0 | 0 | 0 | 0 | 0 | 0 | 0 | 0
PG&E GBA | Cooley Landing | 115 | 2 | 1 | 2 | 0 | 1 | 1 | 1 | 2 | 3 | 1 | 3 | 2 | 3 | 1 | 4 | 1 | 0 | 0 | 0 | 0 | 0 | 0 | 0 | 0 | 0 | 0 | 50 | 0 | 0 | 0 | 1 | 50 | 0 | 0 | 0 | 0 | 0 | 0 | 0 | 0 | 0 | 0 | 0 | 50 | 0 | 0 | 0 | 1 | 50 | 0
PG&E GBA | Cooley Landing | 60 | 2 | 1 | 2 | 0 | 1 | 1 | 1 | 2 | 3 | 1 | 3 | 2 | 3 | 1 | 4 | 1 | 0 | 0 | 0 | 0 | 0 | 0 | 0 | 0 | 0 | 0 | 0 | 0 | 0 | 0 | 0 | 0 | 0 | 0 | 0 | 0 | 0 | 0 | 0 | 0 | 0 | 0 | 0 | 0 | 0 | 0 | 0 | 0 | 0 | 0
SCE NOL | Coolwater | 230 | 2 | 1 | 1 | 1 | 1 | 1 | 1 | 2 | 3 | 1 | 4 | 2 | 3 | 1 | 4 | 1 | 0 | 0 | 0 | 0 | 0 | 0 | 0 | 0 | 0 | 0 | 0 | 0 | 0 | 0 | 0 | 0 | 0 | 0 | 0 | 0 | 0 | 0 | 0 | 0 | 0 | 0 | 0 | 0 | 0 | 0 | 0 | 0 | 0 | 0
SCE NOL | Coolwater | 115 | 2 | 1 | 1 | 1 | 1 | 1 | 1 | 2 | 3 | 1 | 4 | 2 | 3 | 1 | 4 | 1 | 0 | 0 | 0 | 0 | 0 | 0 | 0 | 0 | 0 | 0 | 0 | 113.5 | 0 | 0 | 1 | 0 | 113.5 | 0 | 0 | 0 | 0 | 0 | 0 | 0 | 0 | 0 | 0 | 0 | 113.5 | 0 | 0 | 1 | 0 | 113.5
PG&E KERN | Copus | 70 | 1 | 1 | 3 | 0 | 1 | 1 | 3 | 1 | 3 | 1 | 2 | 3 | 3 | 1 | 4 | 1 | 0 | 0 | 0 | 0 | 0 | 0 | 0 | 0 | 0 | 0 | 0 | 0 | 0 | 0 | 0 | 0 | 0 | 0 | 0 | 0 | 0 | 0 | 0 | 0 | 0 | 0 | 0 | 0 | 0 | 0 | 0 | 0 | 0 | 0
PG&E FRESNO | Corcoran | 70 | 1 | 1 | 4 | 1 | 2 | 1 | 3 | 1 | 3 | 1 | 1 | 4 | 1 | 2 | 4 | 1 | 0 | 0 | 0 | 0 | 0 | 0 | 0 | 0 | 0 | 0 | 0 | 0 | 0 | 0 | 0 | 0 | 0 | 0 | 0 | 0 | 0 | 0 | 0 | 0 | 0 | 0 | 0 | 0 | 0 | 0 | 0 | 0 | 0 | 0
PG&E FRESNO | Corcoran | 115 | 1 | 1 | 4 | 1 | 2 | 1 | 3 | 1 | 3 | 1 | 1 | 4 | 1 | 2 | 4 | 1 | 0 | 0 | 0 | 0 | 0 | 0 | 0 | 0 | 0 | 0 | 0 | 0 | 0 | 0 | 0 | 0 | 0 | 0 | 0 | 0 | 0 | 0 | 0 | 0 | 0 | 0 | 0 | 0 | 0 | 0 | 0 | 0 | 0 | 0
PG&E NGBA | Corona | 115 | 2 | 1 | 3 | 0 | 2 | 3 | 1 | 2 | 3 | 1 | 2 | 3 | 1 | 2 | 1 | 3 | 0 | 0 | 0 | 0 | 0 | 0 | 0 | 0 | 0 | 0 | 0 | 0 | 0 | 0 | 0 | 0 | 0 | 0 | 0 | 0 | 0 | 0 | 0 | 0 | 0 | 0 | 0 | 0 | 0 | 0 | 0 | 0 | 0 | 0
PG&E NGBA | Cortina | 230 | 2 | 2 | 4 | 0 | 1 | 3 | 1 | 2 | 1 | 2 | 1 | 4 | 3 | 1 | 1 | 3 | 115 | 0 | 0 | 101 | 0 | 0 | 0 | 0 | 0 | 0 | 0 | 0 | 0 | 0 | 1 | 216 | 0 | 115 | 0 | 0 | 101 | 0 | 0 | 0 | 0 | 0 | 0 | 0 | 0 | 0 | 0 | 1 | 216 | 0
PG&E NGBA | Cortina | 115 | 2 | 2 | 4 | 0 | 1 | 3 | 1 | 2 | 1 | 2 | 1 | 4 | 3 | 1 | 1 | 3 | 0 | 0 | 0 | 0 | 0 | 0 | 0 | 0 | 0 | 0 | 0 | 0 | 0 | 0 | 0 | 0 | 0 | 0 | 0 | 0 | 0 | 0 | 0 | 0 | 0 | 0 | 0 | 0 | 0 | 0 | 0 | 0 | 0 | 0
PG&E GBA | Cottle | 230 | 1 | 1 | 2 | 1 | 2 | 1 | 3 | 1 | 3 | 1 | 3 | 3 | 1 | 2 | 4 | 1 | 0 | 0 | 0 | 0 | 0 | 0 | 0 | 0 | 0 | 0 | 0 | 0 | 0 | 0 | 0 | 0 | 0 | 0 | 0 | 0 | 0 | 0 | 0 | 0 | 0 | 0 | 0 | 0 | 0 | 0 | 0 | 0 | 0 | 0
PG&E NGBA | Cottonwood | 115 | 2 | 2 | 2 | 1 | 2 | 3 | 1 | 2 | 1 | 2 | 3 | 3 | 1 | 2 | 1 | 3 | 0 | 0 | 0 | 0 | 0 | 0 | 0 | 0 | 0 | 0 | 0 | 0 | 0 | 0 | 0 | 0 | 0 | 0 | 0 | 0 | 0 | 0 | 0 | 0 | 0 | 0 | 0 | 0 | 0 | 0 | 0 | 0 | 0 | 0
PG&E NGBA | Cottonwood | 230 | 2 | 2 | 2 | 1 | 2 | 3 | 1 | 2 | 1 | 2 | 3 | 3 | 1 | 2 | 1 | 3 | 105 | 0 | 0 | 0 | 0 | 0 | 0 | 0 | 0 | 0 | 0 | 0 | 0 | 0 | 1 | 105 | 0 | 105 | 0 | 100 | 0 | 0 | 0 | 0 | 0 | 0 | 0 | 0 | 0 | 0 | 0 | 1 | 205 | 0
PG&E NGBA | Cottonwood | 60 | 2 | 2 | 2 | 1 | 2 | 3 | 1 | 2 | 1 | 2 | 3 | 3 | 1 | 2 | 1 | 3 | 0 | 0 | 0 | 0 | 0 | 0 | 0 | 0 | 0 | 0 | 0 | 0 | 0 | 0 | 0 | 0 | 0 | 0 | 0 | 0 | 0 | 0 | 0 | 0 | 0 | 0 | 0 | 0 | 0 | 0 | 0 | 0 | 0 | 0
PG&E NGBA | Cove Road | 230 | 2 | 2 | 4 | 1 | 2 | 3 | 1 | 2 | 1 | 2 | 1 | 4 | 1 | 2 | 1 | 3 | 0 | 0 | 0 | 0 | 0 | 0 | 0 | 0 | 0 | 0 | 0 | 0 | 0 | 0 | 0 | 0 | 0 | 0 | 0 | 140 | 0 | 0 | 0 | 0 | 0 | 0 | 0 | 0 | 0 | 0 | 0 | 1 | 140 | 0
PG&E GBA | Coyote | 230 | 2 | 1 | 3 | 0 | 2 | 2 | 1 | 2 | 3 | 1 | 2 | 3 | 1 | 2 | 3 | 2 | 0 | 0 | 0 | 0 | 0 | 0 | 0 | 0 | 0 | 0 | 0 | 0 | 0 | 0 | 0 | 0 | 0 | 0 | 0 | 0 | 0 | 0 | 0 | 0 | 0 | 0 | 0 | 0 | 0 | 0 | 0 | 0 | 0 | 0
PG&E GBA | Crazy Horse Canyon | 115 | 2 | 2 | 3 | 1 | 2 | 3 | 1 | 2 | 1 | 2 | 2 | 4 | 1 | 2 | 1 | 3 | 0 | 0 | 50 | 0 | 0 | 0 | 0 | 0 | 0 | 0 | 0 | 0 | 0 | 0 | 1 | 50 | 0 | 0 | 0 | 50 | 0 | 0 | 0 | 0 | 0 | 0 | 0 | 0 | 0 | 0 | 0 | 1 | 50 | 0
SDGE | Creelman | 69 | 2 | 1 | 4 | 0 | 1 | 3 | 1 | 2 | 3 | 1 | 1 | 4 | 3 | 1 | 1 | 3 | 0 | 0 | 0 | 0 | 0 | 0 | 0 | 0 | 0 | 0 | 0 | 7.36 | 0 | 0 | 1 | 0 | 7.36 | 0 | 0 | 0 | 0 | 0 | 0 | 0 | 0 | 0 | 0 | 0 | 7.36 | 0 | 0 | 1 | 0 | 7.36
PG&E FRESNO | Crescent | 70 | 1 | 1 | 3 | 0 | 2 | 1 | 3 | 1 | 3 | 1 | 2 | 3 | 1 | 2 | 4 | 1 | 0 | 0 | 0 | 0 | 0 | 0 | 0 | 0 | 0 | 0 | 35 | 35 | 0 | 0 | 1 | 35 | 35 | 0 | 0 | 0 | 0 | 0 | 0 | 0 | 0 | 0 | 0 | 35 | 35 | 0 | 0 | 1 | 35 | 35
PG&E FRESNO | Cressey | 115 | 1 | 1 | 2 | 1 | 2 | 1 | 3 | 1 | 3 | 1 | 3 | 3 | 1 | 2 | 4 | 1 | 0 | 0 | 0 | 0 | 0 | 0 | 0 | 0 | 0 | 0 | 0 | 0 | 0 | 0 | 0 | 0 | 0 | 0 | 0 | 0 | 0 | 0 | 0 | 0 | 0 | 0 | 0 | 0 | 0 | 0 | 0 | 0 | 0 | 0
PG&E NGBA | Cresta | 230 | 2 | 1 | 4 | 0 | 2 | 3 | 1 | 2 | 3 | 1 | 1 | 4 | 1 | 2 | 1 | 3 | 0 | 0 | 0 | 0 | 0 | 0 | 0 | 0 | 0 | 0 | 0 | 0 | 0 | 0 | 0 | 0 | 0 | 0 | 0 | 0 | 0 | 0 | 0 | 0 | 0 | 0 | 0 | 0 | 0 | 0 | 0 | 0 | 0 | 0
SDGE | Crestwood | 69 | 2 | 1 | 4 | 0 | 1 | 3 | 1 | 2 | 3 | 1 | 1 | 4 | 3 | 1 | 1 | 3 | 0 | 0 | 0 | 0 | 0 | 0 | 0 | 0 | 0 | 0 | 0 | 0 | 0 | 0 | 0 | 0 | 0 | 0 | 0 | 0 | 0 | 0 | 0 | 0 | 0 | 0 | 0 | 0 | 0 | 0 | 0 | 0 | 0 | 0
PG&E GBA | Crow Creek | 60 | 1 | 1 | 4 | 0 | 2 | 1 | 3 | 1 | 3 | 1 | 1 | 4 | 1 | 2 | 4 | 1 | 0 | 0 | 0 | 0 | 0 | 0 | 0 | 0 | 0 | 0 | 0 | 0 | 0 | 0 | 0 | 0 | 0 | 0 | 0 | 0 | 0 | 0 | 0 | 0 | 0 | 0 | 0 | 0 | 0 | 0 | 0 | 0 | 0 | 0
PG&E GBA | Crows Landing | 60 | 1 | 1 | 4 | 0 | 2 | 1 | 3 | 1 | 3 | 1 | 1 | 4 | 1 | 2 | 4 | 1 | 0 | 0 | 0 | 0 | 0 | 0 | 0 | 0 | 0 | 0 | 0 | 0 | 0 | 0 | 0 | 0 | 0 | 0 | 0 | 0 | 0 | 0 | 0 | 0 | 0 | 0 | 0 | 0 | 0 | 0 | 0 | 0 | 0 | 0
PG&E GBA | Curtis | 115 | 2 | 1 | 4 | 1 | 1 | 3 | 1 | 2 | 3 | 1 | 1 | 4 | 3 | 1 | 1 | 3 | 0 | 0 | 0 | 0 | 0 | 0 | 0 | 0 | 0 | 0 | 0 | 0 | 0 | 0 | 0 | 0 | 0 | 0 | 0 | 0 | 0 | 0 | 0 | 0 | 0 | 0 | 0 | 0 | 0 | 0 | 0 | 0 | 0 | 0
PG&E FRESNO | Dairyland | 115 | 1 | 1 | 3 | 0 | 2 | 1 | 3 | 1 | 3 | 1 | 2 | 3 | 1 | 2 | 4 | 1 | 0 | 0 | 0 | 0 | 0 | 0 | 0 | 0 | 0 | 120 | 0 | 0 | 0 | 0 | 1 | 120 | 0 | 0 | 0 | 0 | 0 | 0 | 0 | 0 | 0 | 0 | 120 | 0 | 0 | 0 | 0 | 1 | 120 | 0
PG&E NGBA | Davis | 115 | 2 | 1 | 4 | 1 | 2 | 3 | 1 | 2 | 3 | 1 | 1 | 4 | 1 | 2 | 1 | 3 | 0 | 0 | 0 | 0 | 0 | 0 | 0 | 0 | 0 | 0 | 0 | 0 | 0 | 0 | 0 | 0 | 0 | 0 | 0 | 0 | 0 | 0 | 0 | 0 | 0 | 0 | 0 | 0 | 0 | 0 | 0 | 0 | 0 | 0
SCE Metro | Del Amo | 500 | 1 | 1 | 2 | 1 | 1 | 2 | 3 | 1 | 3 | 1 | 3 | 3 | 3 | 1 | 3 | 2 | 0 | 0 | 0 | 0 | 0 | 0 | 0 | 0 | 0 | 0 | 0 | 0 | 500 | 0 | 1 | 0 | 500 | 0 | 0 | 0 | 0 | 0 | 0 | 0 | 0 | 0 | 0 | 0 | 0 | 500 | 0 | 1 | 0 | 500
SCE Metro | Del Amo | 230 | 1 | 1 | 2 | 1 | 1 | 2 | 3 | 1 | 3 | 1 | 3 | 3 | 3 | 1 | 3 | 2 | 0 | 0 | 0 | 0 | 0 | 0 | 0 | 0 | 0 | 0 | 0 | 0 | 300 | 0 | 1 | 0 | 300 | 0 | 0 | 0 | 0 | 0 | 0 | 0 | 0 | 0 | 400 | 0 | 0 | 300 | 0 | 1 | 400 | 300
SCE Eastern | Delaney | 500 | 2 | 1 | 4 | 0 | 2 | 3 | 1 | 2 | 3 | 1 | 1 | 4 | 1 | 2 | 1 | 3 | 0 | 0 | 0 | 0 | 0 | 0 | 0 | 0 | 0 | 170 | 250 | 28.5 | 0 | 150 | 1 | 420 | 178.5 | 0 | 0 | 0 | 0 | 0 | 0 | 0 | 0 | 0 | 170 | 250 | 28.5 | 0 | 150 | 1 | 420 | 178.5
PG&E NGBA | Delevan | 230 | 2 | 2 | 1 | 0 | 1 | 3 | 1 | 2 | 1 | 2 | 4 | 1 | 3 | 1 | 1 | 3 | 0 | 0 | 0 | 0 | 0 | 0 | 0 | 0 | 0 | 0 | 0 | 0 | 0 | 0 | 0 | 0 | 0 | 0 | 0 | 0 | 0 | 0 | 0 | 0 | 0 | 0 | 0 | 0 | 0 | 0 | 0 | 0 | 0 | 0
PG&E GBA | Delta PP | 230 | 2 | 1 | 2 | 1 | 1 | 2 | 1 | 2 | 3 | 1 | 3 | 3 | 3 | 1 | 3 | 2 | 0 | 0 | 0 | 0 | 0 | 0 | 0 | 0 | 0 | 0 | 0 | 0 | 0 | 0 | 0 | 0 | 0 | 0 | 0 | 0 | 0 | 0 | 0 | 0 | 0 | 0 | 0 | 0 | 0 | 0 | 0 | 0 | 0 | 0
EOP | Desert View | 230 | 2 | 1 | 4 | 0 | 1 | 3 | 1 | 2 | 3 | 1 | 1 | 4 | 3 | 1 | 1 | 3 | 0 | 0 | 0 | 0 | 0 | 0 | 0 | 0 | 0 | 450 | 0 | 0 | 0 | 0 | 1 | 450 | 0 | 0 | 0 | 0 | 0 | 0 | 0 | 0 | 0 | 0 | 450 | 0 | 0 | 0 | 0 | 1 | 450 | 0
SCE Eastern | Devers | 230 | 2 | 1 | 1 | 0 | 1 | 3 | 1 | 2 | 3 | 1 | 4 | 1 | 3 | 1 | 1 | 3 | 0 | 0 | 263 | 0 | 0 | 0 | 0 | 0 | 0 | 0 | 180 | 200 | 100 | 0 | 1 | 443 | 300 | 0 | 0 | 263 | 0 | 0 | 0 | 0 | 0 | 0 | 0 | 180 | 200 | 100 | 0 | 1 | 443 | 300
SCE Eastern | Devers | 500 | 2 | 1 | 1 | 0 | 1 | 3 | 1 | 2 | 3 | 1 | 4 | 1 | 3 | 1 | 1 | 3 | 0 | 0 | 0 | 0 | 0 | 0 | 0 | 0 | 0 | 0 | 0 | 0 | 0 | 0 | 0 | 0 | 0 | 0 | 0 | 0 | 0 | 0 | 0 | 0 | 0 | 0 | 600 | 730 | 0 | 0 | 0 | 1 | 1330 | 0
PG&E KERN | Diablo Canyon | 230 | 2 | 2 | 4 | 1 | 2 | 3 | 1 | 2 | 1 | 2 | 1 | 4 | 1 | 2 | 1 | 3 | 0 | 0 | 0 | 0 | 0 | 0 | 0 | 0 | 0 | 0 | 0 | 0 | 0 | 0 | 0 | 0 | 0 | 0 | 0 | 0 | 0 | 0 | 0 | 0 | 0 | 0 | 0 | 0 | 0 | 0 | 0 | 0 | 0 | 0
PG&E KERN | Diablo Canyon | 500 | 2 | 2 | 4 | 1 | 2 | 3 | 1 | 2 | 1 | 2 | 1 | 4 | 1 | 2 | 1 | 3 | 0 | 0 | 0 | 0 | 0 | 0 | 2924 | 0 | 0 | 0 | 0 | 0 | 0 | 0 | 1 | 2924 | 0 | 0 | 0 | 0 | 0 | 0 | 0 | 2924 | 0 | 0 | 0 | 0 | 0 | 0 | 0 | 1 | 2924 | 0
PG&E KERN | Divide | 115 | 2 | 2 | 3 | 1 | 1 | 2 | 1 | 2 | 1 | 2 | 2 | 4 | 3 | 1 | 3 | 2 | 0 | 0 | 0 | 0 | 0 | 0 | 0 | 0 | 0 | 0 | 100 | 0 | 0 | 0 | 1 | 100 | 0 | 0 | 0 | 0 | 0 | 0 | 0 | 0 | 0 | 0 | 0 | 100 | 0 | 0 | 0 | 1 | 100 | 0
PG&E GBA | Dixon Landing | 115 | 2 | 1 | 2 | 0 | 1 | 2 | 1 | 2 | 3 | 1 | 3 | 2 | 3 | 1 | 3 | 2 | 0 | 0 | 0 | 0 | 0 | 0 | 0 | 0 | 0 | 0 | 0 | 0 | 0 | 0 | 0 | 0 | 0 | 0 | 0 | 0 | 0 | 0 | 0 | 0 | 0 | 0 | 0 | 0 | 0 | 0 | 0 | 0 | 0 | 0
PG&E FRESNO | Dos Amigos | 230 | 1 | 1 | 4 | 0 | 2 | 1 | 3 | 1 | 3 | 1 | 1 | 4 | 1 | 2 | 4 | 1 | 10 | 0 | 0 | 0 | 0 | 0 | 0 | 0 | 3 | 493.2 | 0 | 0 | 860 | 0 | 1 | 506.2 | 860 | 10 | 0 | 0 | 0 | 0 | 0 | 0 | 0 | 3 | 493.2 | 0 | 0 | 860 | 0 | 1 | 506.2 | 860
PG&E NGBA | Drum | 115 | 2 | 1 | 4 | 0 | 2 | 3 | 1 | 2 | 3 | 1 | 1 | 4 | 1 | 2 | 1 | 3 | 0 | 0 | 0 | 0 | 0 | 0 | 0 | 0 | 0 | 0 | 0 | 0 | 0 | 0 | 0 | 0 | 0 | 0 | 0 | 0 | 0 | 0 | 0 | 0 | 0 | 0 | 0 | 0 | 0 | 0 | 0 | 0 | 0 | 0
PG&E GBA | Dumbarton | 115 | 2 | 1 | 3 | 0 | 1 | 2 | 1 | 2 | 3 | 1 | 2 | 3 | 3 | 1 | 3 | 2 | 0 | 0 | 0 | 0 | 0 | 0 | 0 | 0 | 0 | 0 | 0 | 0 | 0 | 0 | 0 | 0 | 0 | 0 | 0 | 0 | 0 | 0 | 0 | 0 | 0 | 0 | 0 | 0 | 0 | 0 | 0 | 0 | 0 | 0
SCE NOL | Dunn Siding | 115 | 2 | 1 | 4 | 1 | 1 | 1 | 1 | 2 | 3 | 1 | 1 | 4 | 3 | 1 | 4 | 1 | 0 | 0 | 0 | 0 | 0 | 0 | 0 | 0 | 0 | 0 | 0 | 0 | 0 | 0 | 0 | 0 | 0 | 0 | 0 | 0 | 0 | 0 | 0 | 0 | 0 | 0 | 0 | 0 | 0 | 0 | 0 | 0 | 0 | 0
SCE Eastern | Eagle Mountain | 230 | 2 | 2 | 4 | 0 | 1 | 3 | 1 | 2 | 1 | 2 | 1 | 4 | 3 | 1 | 1 | 3 | 0 | 0 | 0 | 0 | 0 | 0 | 0 | 0 | 0 | 0 | 0 | 0 | 0 | 0 | 0 | 0 | 0 | 0 | 0 | 0 | 0 | 0 | 0 | 0 | 0 | 0 | 0 | 0 | 0 | 0 | 0 | 0 | 0 | 0
PG&E NGBA | Eagle Rock (PGE) | 60 | 2 | 2 | 4 | 1 | 2 | 3 | 1 | 2 | 1 | 2 | 1 | 4 | 1 | 2 | 1 | 3 | 0 | 0 | 0 | 0 | 0 | 0 | 0 | 0 | 0 | 0 | 0 | 0 | 0 | 0 | 0 | 0 | 0 | 0 | 0 | 0 | 0 | 0 | 0 | 0 | 0 | 0 | 0 | 0 | 0 | 0 | 0 | 0 | 0 | 0
PG&E NGBA | Eagle Rock (PGE) | 115 | 2 | 2 | 4 | 1 | 2 | 3 | 1 | 2 | 1 | 2 | 1 | 4 | 1 | 2 | 1 | 3 | 7 | 0 | 0 | 0 | 0 | 0 | 0 | 0 | 0 | 0 | 0 | 0 | 0 | 0 | 1 | 7 | 0 | 7 | 0 | 0 | 0 | 0 | 0 | 0 | 0 | 0 | 0 | 0 | 0 | 0 | 0 | 1 | 7 | 0
SCE Metro | Eagle Rock (SCE) | 230 | 1 | 1 | 2 | 0 | 1 | 2 | 3 | 1 | 3 | 1 | 3 | 2 | 3 | 1 | 3 | 2 | 0 | 0 | 0 | 0 | 0 | 0 | 0 | 0 | 0 | 0 | 0 | 0 | 0 | 0 | 0 | 0 | 0 | 0 | 0 | 0 | 0 | 0 | 0 | 0 | 0 | 0 | 0 | 0 | 0 | 0 | 0 | 0 | 0 | 0
PG&E NGBA | East Marysville | 115 | 2 | 2 | 2 | 0 | 1 | 2 | 1 | 2 | 1 | 2 | 3 | 2 | 3 | 1 | 3 | 2 | 0 | 0 | 0 | 0 | 0 | 0 | 0 | 0 | 0 | 0 | 0 | 0 | 0 | 0 | 0 | 0 | 0 | 0 | 0 | 0 | 0 | 0 | 0 | 0 | 0 | 0 | 0 | 0 | 0 | 0 | 0 | 0 | 0 | 0
PG&E NGBA | East Nicolaus | 115 | 2 | 1 | 4 | 0 | 1 | 3 | 1 | 2 | 3 | 1 | 1 | 4 | 3 | 1 | 1 | 3 | 0 | 0 | 0 | 0 | 0 | 0 | 0 | 0 | 0 | 0 | 140 | 0 | 0 | 0 | 1 | 140 | 0 | 0 | 0 | 0 | 0 | 0 | 0 | 0 | 0 | 0 | 0 | 140 | 0 | 0 | 0 | 1 | 140 | 0
PG&E NGBA | East Nicolaus | 60 | 2 | 1 | 4 | 0 | 1 | 3 | 1 | 2 | 3 | 1 | 1 | 4 | 3 | 1 | 1 | 3 | 0 | 0 | 0 | 0 | 0 | 0 | 0 | 0 | 0 | 0 | 0 | 0 | 0 | 0 | 0 | 0 | 0 | 0 | 0 | 0 | 0 | 0 | 0 | 0 | 0 | 0 | 0 | 0 | 0 | 0 | 0 | 0 | 0 | 0
PG&E GBA | Eastshore | 115 | 2 | 1 | 2 | 0 | 1 | 1 | 1 | 2 | 3 | 1 | 3 | 2 | 3 | 1 | 4 | 1 | 0 | 0 | 0 | 0 | 0 | 0 | 0 | 0 | 0 | 0 | 0 | 0 | 90.7 | 0 | 1 | 0 | 90.7 | 0 | 0 | 0 | 0 | 0 | 0 | 0 | 0 | 0 | 130 | 0 | 0 | 90.7 | 0 | 1 | 130 | 90.7
PG&E GBA | Eastshore | 230 | 2 | 1 | 2 | 0 | 1 | 1 | 1 | 2 | 3 | 1 | 3 | 2 | 3 | 1 | 4 | 1 | 0 | 0 | 0 | 0 | 0 | 0 | 0 | 0 | 0 | 0 | 0 | 0 | 0 | 0 | 0 | 0 | 0 | 0 | 0 | 0 | 0 | 0 | 0 | 0 | 0 | 0 | 0 | 0 | 0 | 0 | 0 | 0 | 0 | 0
SDGE | ECO | 138 | 2 | 1 | 4 | 0 | 1 | 3 | 1 | 2 | 3 | 1 | 1 | 4 | 3 | 1 | 1 | 3 | 0 | 0 | 0 | 0 | 0 | 0 | 0 | 0 | 0 | 0 | 0 | 0 | 0 | 0 | 0 | 0 | 0 | 0 | 0 | 0 | 0 | 0 | 0 | 0 | 0 | 0 | 0 | 0 | 0 | 0 | 0 | 0 | 0 | 0
SDGE | ECO | 230 | 2 | 1 | 4 | 0 | 1 | 3 | 1 | 2 | 3 | 1 | 1 | 4 | 3 | 1 | 1 | 3 | 0 | 0 | 0 | 0 | 0 | 0 | 0 | 0 | 0 | 0 | 0 | 0 | 0 | 0 | 0 | 0 | 0 | 0 | 0 | 0 | 0 | 0 | 0 | 0 | 0 | 0 | 0 | 0 | 0 | 0 | 0 | 0 | 0 | 0
SDGE | ECO | 500 | 2 | 1 | 4 | 0 | 1 | 3 | 1 | 2 | 3 | 1 | 1 | 4 | 3 | 1 | 1 | 3 | 0 | 0 | 350 | 0 | 0 | 0 | 0 | 0 | 0 | 0 | 0 | 0 | 0 | 0 | 1 | 350 | 0 | 0 | 0 | 1650 | 0 | 0 | 0 | 0 | 0 | 0 | 0 | 0 | 0 | 0 | 0 | 1 | 1650 | 0
PG&E GBA | Edenvale | 115 | 2 | 1 | 2 | 0 | 2 | 2 | 1 | 2 | 3 | 1 | 3 | 2 | 1 | 2 | 3 | 2 | 0 | 0 | 0 | 0 | 0 | 0 | 0 | 0 | 0 | 0 | 0 | 0 | 0 | 0 | 0 | 0 | 0 | 0 | 0 | 0 | 0 | 0 | 0 | 0 | 0 | 0 | 0 | 0 | 0 | 0 | 0 | 0 | 0 | 0
PG&E GBA | Edes | 115 | 2 | 1 | 3 | 0 | 1 | 1 | 1 | 2 | 3 | 1 | 2 | 3 | 3 | 1 | 4 | 1 | 0 | 0 | 0 | 0 | 0 | 0 | 0 | 0 | 0 | 0 | 0 | 0 | 0 | 0 | 0 | 0 | 0 | 0 | 0 | 0 | 0 | 0 | 0 | 0 | 0 | 0 | 0 | 0 | 0 | 0 | 0 | 0 | 0 | 0
PG&E GBA | Eight Mile | 230 | 1 | 1 | 2 | 0 | 2 | 1 | 3 | 1 | 3 | 1 | 3 | 2 | 1 | 2 | 4 | 1 | 0 | 0 | 0 | 0 | 0 | 0 | 0 | 0 | 0 | 0 | 0 | 0 | 0 | 0 | 0 | 0 | 0 | 0 | 0 | 0 | 0 | 0 | 0 | 0 | 0 | 0 | 0 | 0 | 0 | 0 | 0 | 0 | 0 | 0
SDGE | El Cajon | 69 | 2 | 1 | 1 | 1 | 1 | 1 | 1 | 2 | 3 | 1 | 4 | 2 | 3 | 1 | 4 | 1 | 0 | 0 | 0 | 0 | 0 | 0 | 0 | 0 | 0 | 0 | 0 | 0 | 0 | 0 | 0 | 0 | 0 | 0 | 0 | 0 | 0 | 0 | 0 | 0 | 0 | 0 | 0 | 0 | 0 | 0 | 0 | 0 | 0 | 0
SCE Eastern | El Casco | 230 | 1 | 1 | 4 | 0 | 1 | 2 | 3 | 1 | 3 | 1 | 1 | 4 | 3 | 1 | 3 | 2 | 0 | 0 | 0 | 0 | 0 | 0 | 0 | 0 | 0 | 0 | 0 | 0 | 0 | 0 | 0 | 0 | 0 | 0 | 0 | 0 | 0 | 0 | 0 | 0 | 0 | 0 | 0 | 0 | 0 | 0 | 0 | 0 | 0 | 0
PG&E GBA | El Cerrito G | 115 | 2 | 1 | 2 | 0 | 1 | 2 | 1 | 2 | 3 | 1 | 3 | 2 | 3 | 1 | 3 | 2 | 0 | 0 | 0 | 0 | 0 | 0 | 0 | 0 | 0 | 0 | 0 | 0 | 0 | 0 | 0 | 0 | 0 | 0 | 0 | 0 | 0 | 0 | 0 | 0 | 0 | 0 | 0 | 0 | 0 | 0 | 0 | 0 | 0 | 0
PG&E NGBA | El Dorado PH | 115 | 2 | 1 | 4 | 0 | 2 | 3 | 1 | 2 | 3 | 1 | 1 | 4 | 1 | 2 | 1 | 3 | 0 | 0 | 0 | 0 | 0 | 0 | 0 | 0 | 0 | 0 | 0 | 0 | 0 | 0 | 0 | 0 | 0 | 0 | 0 | 0 | 0 | 0 | 0 | 0 | 0 | 0 | 0 | 0 | 0 | 0 | 0 | 0 | 0 | 0
PG&E FRESNO | El Nido (PGE) | 115 | 1 | 1 | 4 | 0 | 2 | 1 | 3 | 1 | 3 | 1 | 1 | 4 | 1 | 2 | 4 | 1 | 0 | 0 | 0 | 0 | 0 | 0 | 0 | 0 | 3 | 0 | 0 | 0 | 0 | 0 | 1 | 3 | 0 | 0 | 0 | 0 | 0 | 0 | 0 | 0 | 0 | 3 | 0 | 0 | 0 | 0 | 0 | 1 | 3 | 0
SCE Metro | El Nido (SCE) | 230 | 1 | 1 | 2 | 0 | 1 | 2 | 3 | 1 | 3 | 1 | 3 | 2 | 3 | 1 | 3 | 2 | 0 | 0 | 0 | 0 | 0 | 0 | 0 | 0 | 0 | 0 | 0 | 0 | 400 | 0 | 1 | 0 | 400 | 0 | 0 | 0 | 0 | 0 | 0 | 0 | 0 | 0 | 0 | 0 | 0 | 400 | 0 | 1 | 0 | 400
PG&E GBA | El Patio | 115 | 2 | 1 | 2 | 1 | 2 | 2 | 1 | 2 | 3 | 1 | 3 | 3 | 1 | 2 | 3 | 2 | 0 | 0 | 0 | 0 | 0 | 0 | 0 | 0 | 0 | 0 | 0 | 0 | 0 | 0 | 0 | 0 | 0 | 0 | 0 | 0 | 0 | 0 | 0 | 0 | 0 | 0 | 0 | 0 | 0 | 0 | 0 | 0 | 0 | 0
SCE Metro | El Segundo | 230 | 1 | 1 | 1 | 0 | 1 | 1 | 3 | 1 | 3 | 1 | 4 | 1 | 3 | 1 | 4 | 1 | 0 | 0 | 0 | 0 | 0 | 0 | 0 | 0 | 0 | 0 | 0 | 0 | 0 | 0 | 0 | 0 | 0 | 0 | 0 | 0 | 0 | 0 | 0 | 0 | 0 | 0 | 0 | 0 | 0 | 0 | 0 | 0 | 0 | 0
EOP | Eldorado | 230 | 2 | 2 | 2 | 0 | 1 | 3 | 1 | 2 | 1 | 2 | 3 | 2 | 3 | 1 | 1 | 3 | 184 | 0 | 0 | 0 | 0 | 0 | 0 | 0 | 0 | 0 | 0 | 0 | 0 | 0 | 1 | 184 | 0 | 184 | 0 | 0 | 0 | 0 | 0 | 0 | 0 | 0 | 0 | 0 | 0 | 0 | 0 | 1 | 184 | 0
EOP | Eldorado | 500 | 2 | 2 | 2 | 0 | 1 | 3 | 1 | 2 | 1 | 2 | 3 | 2 | 3 | 1 | 1 | 3 | 248 | 0 | 0 | 0 | 3000 | 0 | 0 | 0 | 0 | 600 | 0 | 0 | 390 | 500 | 1 | 3848 | 890 | 248 | 0 | 0 | 0 | 3000 | 0 | 0 | 0 | 0 | 600 | 0 | 0 | 390 | 500 | 1 | 3848 | 890
SCE Northern | Elizabeth Lake | 66 | 1 | 1 | 2 | 1 | 1 | 3 | 3 | 1 | 3 | 1 | 3 | 3 | 3 | 1 | 1 | 3 | 0 | 0 | 0 | 0 | 0 | 0 | 0 | 0 | 0 | 0 | 0 | 0 | 0 | 0 | 0 | 0 | 0 | 0 | 0 | 0 | 0 | 0 | 0 | 0 | 0 | 0 | 0 | 0 | 0 | 0 | 0 | 0 | 0 | 0
PG&E KERN | Elk Hills | 230 | 1 | 1 | 3 | 0 | 1 | 1 | 3 | 1 | 3 | 1 | 2 | 3 | 3 | 1 | 4 | 1 | 0 | 0 | 0 | 0 | 0 | 0 | 0 | 0 | 0 | 0 | 0 | 0 | 0 | 0 | 0 | 0 | 0 | 0 | 0 | 0 | 0 | 0 | 0 | 0 | 0 | 0 | 0 | 0 | 0 | 0 | 0 | 0 | 0 | 0
SDGE | Elliot | 69 | 2 | 1 | 2 | 0 | 1 | 2 | 1 | 2 | 3 | 1 | 3 | 2 | 3 | 1 | 3 | 2 | 0 | 0 | 0 | 0 | 0 | 0 | 0 | 0 | 0 | 0 | 0 | 0 | 0 | 0 | 0 | 0 | 0 | 0 | 0 | 0 | 0 | 0 | 0 | 0 | 0 | 0 | 0 | 0 | 0 | 0 | 0 | 0 | 0 | 0
SCE Metro | Ellis | 230 | 1 | 1 | 2 | 0 | 1 | 2 | 3 | 1 | 3 | 1 | 3 | 2 | 3 | 1 | 3 | 2 | 0 | 0 | 0 | 0 | 0 | 0 | 0 | 0 | 0 | 0 | 0 | 0 | 0 | 0 | 0 | 0 | 0 | 0 | 0 | 0 | 0 | 0 | 0 | 0 | 0 | 0 | 0 | 0 | 0 | 0 | 0 | 0 | 0 | 0
SDGE | Encina | 138 | 2 | 1 | 1 | 0 | 1 | 3 | 1 | 2 | 3 | 1 | 4 | 1 | 3 | 1 | 1 | 3 | 0 | 0 | 0 | 0 | 0 | 0 | 0 | 0 | 0 | 0 | 0 | 0 | 0 | 0 | 0 | 0 | 0 | 0 | 0 | 0 | 0 | 0 | 0 | 0 | 0 | 0 | 0 | 0 | 0 | 0 | 0 | 0 | 0 | 0
SDGE | Encina | 230 | 2 | 1 | 1 | 0 | 1 | 3 | 1 | 2 | 3 | 1 | 4 | 1 | 3 | 1 | 1 | 3 | 0 | 0 | 0 | 0 | 0 | 0 | 0 | 0 | 0 | 20 | 0 | 0 | 0 | 0 | 1 | 20 | 0 | 0 | 0 | 0 | 0 | 0 | 0 | 0 | 0 | 0 | 20 | 0 | 0 | 0 | 0 | 1 | 20 | 0
SDGE | Escondido | 230 | 2 | 1 | 1 | 0 | 1 | 3 | 1 | 2 | 3 | 1 | 4 | 1 | 3 | 1 | 1 | 3 | 0 | 0 | 0 | 0 | 0 | 0 | 0 | 0 | 0 | 0 | 0 | 0 | 0 | 0 | 0 | 0 | 0 | 0 | 0 | 0 | 0 | 0 | 0 | 0 | 0 | 0 | 0 | 0 | 0 | 0 | 0 | 0 | 0 | 0
SDGE | Escondido | 69 | 2 | 1 | 1 | 0 | 1 | 3 | 1 | 2 | 3 | 1 | 4 | 1 | 3 | 1 | 1 | 3 | 0 | 0 | 0 | 0 | 0 | 0 | 0 | 0 | 0 | 0 | 0 | 13 | 0 | 0 | 1 | 0 | 13 | 0 | 0 | 0 | 0 | 0 | 0 | 0 | 0 | 0 | 0 | 0 | 13 | 0 | 0 | 1 | 0 | 13
PG&E KERN | Estrella | 230 | 2 | 2 | 4 | 1 | 2 | 3 | 1 | 2 | 1 | 2 | 1 | 4 | 1 | 2 | 1 | 3 | 0 | 0 | 0 | 0 | 0 | 0 | 0 | 0 | 0 | 0 | 0 | 0 | 0 | 0 | 0 | 0 | 0 | 0 | 0 | 0 | 0 | 0 | 0 | 0 | 0 | 0 | 0 | 0 | 0 | 0 | 0 | 0 | 0 | 0
SCE Eastern | Etiwanda | 230 | 1 | 1 | 1 | 1 | 1 | 1 | 3 | 1 | 3 | 1 | 4 | 2 | 3 | 1 | 4 | 1 | 0 | 0 | 0 | 0 | 0 | 0 | 0 | 0 | 0 | 0 | 0 | 70 | 0 | 550 | 1 | 0 | 620 | 0 | 0 | 0 | 0 | 0 | 0 | 0 | 0 | 0 | 0 | 0 | 70 | 0 | 550 | 1 | 0 | 620
PG&E GBA | Evergreen | 115 | 2 | 1 | 2 | 0 | 2 | 2 | 1 | 2 | 3 | 1 | 3 | 2 | 1 | 2 | 3 | 2 | 0 | 0 | 0 | 0 | 0 | 0 | 0 | 0 | 0 | 0 | 0 | 0 | 0 | 0 | 0 | 0 | 0 | 0 | 0 | 0 | 0 | 0 | 0 | 0 | 0 | 0 | 0 | 0 | 0 | 0 | 0 | 0 | 0 | 0
PG&E GBA | Evergreen | 60 | 2 | 1 | 2 | 0 | 2 | 2 | 1 | 2 | 3 | 1 | 3 | 2 | 1 | 2 | 3 | 2 | 0 | 0 | 0 | 0 | 0 | 0 | 0 | 0 | 0 | 0 | 0 | 0 | 0 | 0 | 0 | 0 | 0 | 0 | 0 | 0 | 0 | 0 | 0 | 0 | 0 | 0 | 0 | 0 | 0 | 0 | 0 | 0 | 0 | 0
PG&E FRESNO | Excelsior | 115 | 1 | 1 | 4 | 0 | 2 | 1 | 3 | 1 | 3 | 1 | 1 | 4 | 1 | 2 | 4 | 1 | 0 | 0 | 0 | 0 | 0 | 0 | 0 | 0 | 0 | 0 | 0 | 0 | 0 | 0 | 0 | 0 | 0 | 0 | 0 | 0 | 0 | 0 | 0 | 0 | 0 | 0 | 0 | 0 | 0 | 0 | 0 | 0 | 0 | 0
PG&E FRESNO | Exchequer | 115 | 2 | 1 | 4 | 1 | 1 | 2 | 1 | 2 | 3 | 1 | 1 | 4 | 3 | 1 | 3 | 2 | 0 | 0 | 0 | 0 | 0 | 0 | 0 | 0 | 0 | 0 | 0 | 0 | 0 | 0 | 0 | 0 | 0 | 0 | 0 | 0 | 0 | 0 | 0 | 0 | 0 | 0 | 0 | 0 | 0 | 0 | 0 | 0 | 0 | 0
PG&E KERN | Fairway | 115 | 2 | 2 | 2 | 1 | 1 | 2 | 1 | 2 | 1 | 2 | 3 | 3 | 3 | 1 | 3 | 2 | 0 | 0 | 0 | 0 | 0 | 0 | 0 | 0 | 0 | 0 | 0 | 0 | 0 | 0 | 0 | 0 | 0 | 0 | 0 | 0 | 0 | 0 | 0 | 0 | 0 | 0 | 0 | 0 | 0 | 0 | 0 | 0 | 0 | 0
PG&E KERN | Famoso | 115 | 1 | 1 | 3 | 1 | 1 | 1 | 3 | 1 | 3 | 1 | 2 | 4 | 3 | 1 | 4 | 1 | 0 | 0 | 0 | 0 | 0 | 0 | 0 | 0 | 0 | 0 | 0 | 0 | 0 | 0 | 0 | 0 | 0 | 0 | 0 | 0 | 0 | 0 | 0 | 0 | 0 | 0 | 0 | 0 | 0 | 0 | 0 | 0 | 0 | 0
PG&E NGBA | Fern Road | 500 | 2 | 2 | 4 | 1 | 2 | 3 | 1 | 2 | 1 | 2 | 1 | 4 | 1 | 2 | 1 | 3 | 185 | 0 | 0 | 0 | 0 | 0 | 0 | 0 | 0 | 0 | 0 | 0 | 0 | 0 | 1 | 185 | 0 | 185 | 0 | 0 | 0 | 0 | 0 | 0 | 0 | 0 | 0 | 0 | 0 | 0 | 0 | 1 | 185 | 0
PG&E GBA | Fibreboard (SPI Sonora) | 115 | 2 | 1 | 1 | 1 | 1 | 2 | 1 | 2 | 3 | 1 | 4 | 2 | 3 | 1 | 3 | 2 | 0 | 0 | 0 | 0 | 0 | 0 | 0 | 0 | 0 | 0 | 0 | 0 | 0 | 0 | 0 | 0 | 0 | 0 | 0 | 0 | 0 | 0 | 0 | 0 | 0 | 0 | 0 | 0 | 0 | 0 | 0 | 0 | 0 | 0
PG&E FRESNO | Figarden | 230 | 1 | 1 | 3 | 0 | 2 | 2 | 3 | 1 | 3 | 1 | 2 | 3 | 1 | 2 | 3 | 2 | 0 | 0 | 0 | 0 | 0 | 0 | 0 | 0 | 0 | 0 | 0 | 0 | 0 | 0 | 0 | 0 | 0 | 0 | 0 | 0 | 0 | 0 | 0 | 0 | 0 | 0 | 0 | 0 | 0 | 0 | 0 | 0 | 0 | 0
PG&E FRESNO | Fink | 230 | 1 | 1 | 4 | 0 | 2 | 1 | 3 | 1 | 3 | 1 | 1 | 4 | 1 | 2 | 4 | 1 | 70 | 0 | 0 | 0 | 0 | 0 | 0 | 0 | 0 | 0 | 0 | 0 | 0 | 0 | 1 | 70 | 0 | 70 | 0 | 0 | 0 | 0 | 0 | 0 | 0 | 0 | 200 | 0 | 0 | 0 | 0 | 1 | 270 | 0
PG&E NGBA | Fitch Mountain | 60 | 2 | 2 | 4 | 1 | 2 | 3 | 1 | 2 | 1 | 2 | 1 | 4 | 1 | 2 | 1 | 3 | 0 | 0 | 0 | 0 | 0 | 0 | 0 | 0 | 0 | 0 | 0 | 0 | 0 | 0 | 0 | 0 | 0 | 0 | 0 | 0 | 0 | 0 | 0 | 0 | 0 | 0 | 0 | 0 | 0 | 0 | 0 | 0 | 0 | 0
PG&E GBA | FMC | 115 | 2 | 1 | 1 | 1 | 2 | 2 | 1 | 2 | 3 | 1 | 4 | 2 | 1 | 2 | 3 | 2 | 0 | 0 | 0 | 0 | 0 | 0 | 0 | 0 | 0 | 0 | 0 | 0 | 0 | 0 | 0 | 0 | 0 | 0 | 0 | 0 | 0 | 0 | 0 | 0 | 0 | 0 | 0 | 0 | 0 | 0 | 0 | 0 | 0 | 0
PG&E GBA | Fremont | 115 | 2 | 1 | 3 | 0 | 1 | 2 | 1 | 2 | 3 | 1 | 2 | 3 | 3 | 1 | 3 | 2 | 0 | 0 | 0 | 0 | 0 | 0 | 0 | 0 | 0 | 0 | 0 | 0 | 0 | 0 | 0 | 0 | 0 | 0 | 0 | 0 | 0 | 0 | 0 | 0 | 0 | 0 | 0 | 0 | 0 | 0 | 0 | 0 | 0 | 0
PG&E GBA | French Camp | 60 | 1 | 1 | 2 | 1 | 2 | 1 | 3 | 1 | 3 | 1 | 3 | 3 | 1 | 2 | 4 | 1 | 0 | 0 | 0 | 0 | 0 | 0 | 0 | 0 | 0 | 0 | 0 | 0 | 0 | 0 | 0 | 0 | 0 | 0 | 0 | 0 | 0 | 0 | 0 | 0 | 0 | 0 | 0 | 0 | 0 | 0 | 0 | 0 | 0 | 0
PG&E GBA | Frogtown | 115 | 2 | 1 | 4 | 1 | 1 | 3 | 1 | 2 | 3 | 1 | 1 | 4 | 3 | 1 | 1 | 3 | 0 | 0 | 0 | 0 | 0 | 0 | 0 | 0 | 0 | 0 | 0 | 0 | 0 | 0 | 0 | 0 | 0 | 0 | 0 | 0 | 0 | 0 | 0 | 0 | 0 | 0 | 0 | 0 | 0 | 0 | 0 | 0 | 0 | 0
PG&E NGBA | Fulton | 115 | 2 | 1 | 2 | 1 | 2 | 2 | 1 | 2 | 3 | 1 | 3 | 3 | 1 | 2 | 3 | 2 | 0 | 0 | 0 | 0 | 0 | 0 | 0 | 0 | 0 | 0 | 0 | 0 | 0 | 0 | 0 | 0 | 0 | 0 | 0 | 0 | 0 | 0 | 0 | 0 | 0 | 0 | 0 | 0 | 0 | 0 | 0 | 0 | 0 | 0
PG&E NGBA | Fulton | 230 | 2 | 1 | 2 | 1 | 2 | 2 | 1 | 2 | 3 | 1 | 3 | 3 | 1 | 2 | 3 | 2 | 0 | 0 | 0 | 0 | 0 | 0 | 0 | 0 | 0 | 0 | 0 | 0 | 0 | 0 | 0 | 0 | 0 | 0 | 0 | 0 | 0 | 0 | 0 | 0 | 0 | 0 | 0 | 0 | 0 | 0 | 0 | 0 | 0 | 0
PG&E NGBA | Fulton | 60 | 2 | 1 | 2 | 1 | 2 | 2 | 1 | 2 | 3 | 1 | 3 | 3 | 1 | 2 | 3 | 2 | 0 | 0 | 0 | 0 | 0 | 0 | 0 | 0 | 0 | 0 | 0 | 0 | 0 | 0 | 0 | 0 | 0 | 0 | 0 | 0 | 0 | 0 | 0 | 0 | 0 | 0 | 0 | 0 | 0 | 0 | 0 | 0 | 0 | 0
PG&E KERN | Ganso | 115 | 1 | 1 | 3 | 0 | 1 | 1 | 3 | 1 | 3 | 1 | 2 | 3 | 3 | 1 | 4 | 1 | 0 | 0 | 0 | 0 | 0 | 0 | 0 | 0 | 0 | 0 | 0 | 0 | 0 | 0 | 0 | 0 | 0 | 0 | 0 | 0 | 0 | 0 | 0 | 0 | 0 | 0 | 0 | 0 | 0 | 0 | 0 | 0 | 0 | 0
PG&E FRESNO | Gates | 230 | 1 | 1 | 2 | 1 | 2 | 1 | 3 | 1 | 3 | 1 | 3 | 3 | 1 | 2 | 4 | 1 | 0 | 0 | 0 | 0 | 0 | 0 | 0 | 0 | 3 | 166 | 477.5 | 0 | 0 | 0 | 1 | 646.5 | 0 | 0 | 0 | 0 | 0 | 0 | 0 | 0 | 0 | 3 | 166 | 477.5 | 0 | 0 | 0 | 1 | 646.5 | 0
PG&E FRESNO | Gates | 500 | 1 | 1 | 2 | 1 | 2 | 1 | 3 | 1 | 3 | 1 | 3 | 3 | 1 | 2 | 4 | 1 | 0 | 0 | 0 | 0 | 0 | 0 | 0 | 0 | 0 | 0 | 0 | 190 | 35 | 0 | 1 | 0 | 225 | 0 | 0 | 0 | 0 | 0 | 0 | 0 | 0 | 0 | 0 | 0 | 190 | 35 | 0 | 1 | 0 | 225
PG&E NGBA | Geysers 12 | 230 | 2 | 2 | 4 | 1 | 2 | 3 | 1 | 2 | 1 | 2 | 1 | 4 | 1 | 2 | 1 | 3 | 0 | 0 | 0 | 0 | 0 | 0 | 0 | 0 | 0 | 0 | 0 | 0 | 0 | 0 | 0 | 0 | 0 | 0 | 0 | 0 | 0 | 0 | 0 | 0 | 0 | 0 | 0 | 0 | 0 | 0 | 0 | 0 | 0 | 0
PG&E NGBA | Geysers 17 | 230 | 2 | 2 | 4 | 1 | 2 | 3 | 1 | 2 | 1 | 2 | 1 | 4 | 1 | 2 | 1 | 3 | 0 | 0 | 0 | 0 | 0 | 0 | 0 | 0 | 0 | 0 | 0 | 0 | 0 | 0 | 0 | 0 | 0 | 0 | 0 | 0 | 0 | 0 | 0 | 0 | 0 | 0 | 0 | 0 | 0 | 0 | 0 | 0 | 0 | 0
PG&E NGBA | Geysers 3 | 115 | 2 | 2 | 4 | 1 | 2 | 3 | 1 | 2 | 1 | 2 | 1 | 4 | 1 | 2 | 1 | 3 | 0 | 0 | 0 | 0 | 0 | 0 | 0 | 0 | 0 | 0 | 0 | 0 | 0 | 0 | 0 | 0 | 0 | 0 | 0 | 0 | 0 | 0 | 0 | 0 | 0 | 0 | 0 | 0 | 0 | 0 | 0 | 0 | 0 | 0
PG&E NGBA | Glenn | 230 | 2 | 2 | 4 | 0 | 1 | 3 | 1 | 2 | 1 | 2 | 1 | 4 | 3 | 1 | 1 | 3 | 0 | 0 | 0 | 0 | 0 | 0 | 0 | 0 | 0 | 0 | 0 | 0 | 0 | 0 | 0 | 0 | 0 | 0 | 0 | 120 | 0 | 0 | 0 | 0 | 0 | 0 | 0 | 0 | 0 | 0 | 0 | 1 | 120 | 0
PG&E NGBA | Glenn | 60 | 2 | 2 | 4 | 0 | 1 | 3 | 1 | 2 | 1 | 2 | 1 | 4 | 3 | 1 | 1 | 3 | 0 | 0 | 0 | 0 | 0 | 0 | 0 | 0 | 0 | 0 | 0 | 0 | 0 | 0 | 0 | 0 | 0 | 0 | 0 | 0 | 0 | 0 | 0 | 0 | 0 | 0 | 0 | 0 | 0 | 0 | 0 | 0 | 0 | 0
PG&E NGBA | Gold Hill | 115 | 2 | 1 | 4 | 0 | 2 | 3 | 1 | 2 | 3 | 1 | 1 | 4 | 1 | 2 | 1 | 3 | 0 | 0 | 0 | 0 | 0 | 0 | 0 | 0 | 0 | 0 | 150 | 0 | 0 | 0 | 1 | 150 | 0 | 0 | 0 | 0 | 0 | 0 | 0 | 0 | 0 | 0 | 0 | 150 | 0 | 0 | 0 | 1 | 150 | 0
PG&E NGBA | Gold Hill | 230 | 2 | 1 | 4 | 0 | 2 | 3 | 1 | 2 | 3 | 1 | 1 | 4 | 1 | 2 | 1 | 3 | 40 | 0 | 0 | 0 | 0 | 0 | 0 | 0 | 0 | 0 | 0 | 0 | 0 | 0 | 1 | 40 | 0 | 40 | 0 | 0 | 0 | 0 | 0 | 0 | 0 | 0 | 0 | 0 | 0 | 0 | 0 | 1 | 40 | 0
SCE Northern | Goleta | 230 | 2 | 2 | 2 | 0 | 1 | 2 | 1 | 2 | 1 | 2 | 3 | 2 | 3 | 1 | 3 | 2 | 0 | 0 | 0 | 0 | 0 | 0 | 0 | 0 | 0 | 0 | 0 | 10 | 0 | 0 | 1 | 0 | 10 | 0 | 0 | 0 | 0 | 0 | 0 | 0 | 0 | 0 | 0 | 0 | 10 | 0 | 0 | 1 | 0 | 10
SCE Metro | Goodrich | 230 | 1 | 1 | 2 | 1 | 1 | 2 | 3 | 1 | 3 | 1 | 3 | 3 | 3 | 1 | 3 | 2 | 0 | 0 | 0 | 0 | 0 | 0 | 0 | 0 | 0 | 0 | 0 | 0 | 324.85 | 0 | 1 | 0 | 324.85 | 0 | 0 | 0 | 0 | 0 | 0 | 0 | 0 | 0 | 0 | 0 | 0 | 324.85 | 0 | 1 | 0 | 324.85
PG&E KERN | Goose Lake | 115 | 1 | 1 | 2 | 0 | 1 | 1 | 3 | 1 | 3 | 1 | 3 | 2 | 3 | 1 | 4 | 1 | 0 | 0 | 0 | 0 | 0 | 0 | 0 | 0 | 0 | 0 | 0 | 0 | 0 | 0 | 0 | 0 | 0 | 0 | 0 | 0 | 0 | 0 | 0 | 0 | 0 | 0 | 0 | 0 | 0 | 0 | 0 | 0 | 0 | 0
SCE Metro | Gould | 230 | 1 | 1 | 3 | 1 | 1 | 2 | 3 | 1 | 3 | 1 | 2 | 4 | 3 | 1 | 3 | 2 | 0 | 0 | 0 | 0 | 0 | 0 | 0 | 0 | 0 | 0 | 0 | 0 | 0 | 100 | 1 | 0 | 100 | 0 | 0 | 0 | 0 | 0 | 0 | 0 | 0 | 0 | 0 | 0 | 0 | 0 | 100 | 1 | 0 | 100
PG&E NGBA | Grand Island | 115 | 2 | 1 | 4 | 0 | 2 | 2 | 1 | 2 | 3 | 1 | 1 | 4 | 1 | 2 | 3 | 2 | 0 | 0 | 0 | 0 | 0 | 0 | 0 | 0 | 2.73 | 0 | 0 | 0 | 0 | 0 | 1 | 2.73 | 0 | 0 | 0 | 0 | 0 | 0 | 0 | 0 | 0 | 2.73 | 0 | 0 | 0 | 0 | 0 | 1 | 2.73 | 0
SDGE | Granite | 69 | 2 | 1 | 2 | 0 | 2 | 2 | 1 | 2 | 3 | 1 | 3 | 2 | 1 | 2 | 3 | 2 | 0 | 0 | 0 | 0 | 0 | 0 | 0 | 0 | 0 | 0 | 0 | 2.25 | 0 | 0 | 1 | 0 | 2.25 | 0 | 0 | 0 | 0 | 0 | 0 | 0 | 0 | 0 | 0 | 0 | 2.25 | 0 | 0 | 1 | 0 | 2.25
PG&E GBA | Grant | 115 | 2 | 1 | 2 | 0 | 1 | 2 | 1 | 2 | 3 | 1 | 3 | 2 | 3 | 1 | 3 | 2 | 0 | 0 | 0 | 0 | 0 | 0 | 0 | 0 | 0 | 0 | 0 | 0 | 0 | 0 | 0 | 0 | 0 | 0 | 0 | 0 | 0 | 0 | 0 | 0 | 0 | 0 | 0 | 0 | 0 | 0 | 0 | 0 | 0 | 0
PG&E GBA | Green Valley | 115 | 2 | 2 | 2 | 1 | 2 | 2 | 1 | 2 | 1 | 2 | 3 | 3 | 1 | 2 | 3 | 2 | 0 | 0 | 0 | 0 | 0 | 0 | 0 | 0 | 0 | 0 | 0 | 0 | 0 | 0 | 0 | 0 | 0 | 0 | 0 | 0 | 0 | 0 | 0 | 0 | 0 | 0 | 0 | 0 | 0 | 0 | 0 | 0 | 0 | 0
PG&E NGBA | Greenleaf 1 | 115 | 2 | 2 | 1 | 0 | 1 | 3 | 1 | 2 | 1 | 2 | 4 | 1 | 3 | 1 | 1 | 3 | 0 | 0 | 0 | 0 | 0 | 0 | 0 | 0 | 0 | 0 | 0 | 0 | 0 | 0 | 0 | 0 | 0 | 0 | 0 | 0 | 0 | 0 | 0 | 0 | 0 | 0 | 0 | 0 | 0 | 0 | 0 | 0 | 0 | 0
PG&E FRESNO | Gregg | 230 | 1 | 1 | 3 | 0 | 2 | 1 | 3 | 1 | 3 | 1 | 2 | 3 | 1 | 2 | 4 | 1 | 0 | 0 | 0 | 0 | 0 | 0 | 0 | 0 | 0 | 0 | 0 | 0 | 0 | 0 | 0 | 0 | 0 | 0 | 0 | 0 | 0 | 0 | 0 | 0 | 0 | 0 | 100 | 0 | 0 | 0 | 0 | 1 | 100 | 0
PG&E FRESNO | Grimmway-Malaga | 115 | 1 | 1 | 2 | 0 | 1 | 1 | 3 | 1 | 3 | 1 | 3 | 2 | 3 | 1 | 4 | 1 | 0 | 0 | 0 | 0 | 0 | 0 | 0 | 0 | 0 | 0 | 0 | 0 | 0 | 0 | 0 | 0 | 0 | 0 | 0 | 0 | 0 | 0 | 0 | 0 | 0 | 0 | 75 | 0 | 0 | 0 | 0 | 1 | 75 | 0
PG&E NGBA | Grizzly | 230 | 2 | 2 | 4 | 0 | 1 | 3 | 1 | 2 | 1 | 2 | 1 | 4 | 3 | 1 | 1 | 3 | 0 | 0 | 0 | 0 | 0 | 0 | 0 | 0 | 0 | 0 | 0 | 0 | 0 | 0 | 0 | 0 | 0 | 0 | 0 | 0 | 0 | 0 | 0 | 0 | 0 | 0 | 0 | 0 | 0 | 0 | 0 | 0 | 0 | 0
PG&E FRESNO | Guernsey | 70 | 1 | 1 | 2 | 1 | 2 | 1 | 3 | 1 | 3 | 1 | 3 | 3 | 1 | 2 | 4 | 1 | 0 | 0 | 0 | 0 | 0 | 0 | 0 | 0 | 0 | 0 | 0 | 0 | 0 | 0 | 0 | 0 | 0 | 0 | 0 | 0 | 0 | 0 | 0 | 0 | 0 | 0 | 0 | 0 | 0 | 0 | 0 | 0 | 0 | 0
PG&E FRESNO | GWF Hanford | 115 | 2 | 1 | 1 | 1 | 1 | 1 | 1 | 2 | 3 | 1 | 4 | 2 | 3 | 1 | 4 | 1 | 0 | 0 | 0 | 0 | 0 | 0 | 0 | 0 | 0 | 0 | 0 | 131.4 | 0 | 0 | 1 | 0 | 131.4 | 0 | 0 | 0 | 0 | 0 | 0 | 0 | 0 | 0 | 0 | 0 | 131.4 | 0 | 0 | 1 | 0 | 131.4
PG&E FRESNO | Haas | 230 | 1 | 1 | 4 | 0 | 2 | 3 | 3 | 1 | 3 | 1 | 1 | 4 | 1 | 2 | 1 | 3 | 0 | 0 | 0 | 0 | 0 | 0 | 0 | 0 | 0 | 0 | 0 | 0 | 0 | 0 | 0 | 0 | 0 | 0 | 0 | 0 | 0 | 0 | 0 | 0 | 0 | 0 | 150 | 0 | 0 | 0 | 0 | 1 | 150 | 0
PG&E FRESNO | Hammonds | 115 | 1 | 1 | 2 | 0 | 2 | 1 | 3 | 1 | 3 | 1 | 3 | 2 | 1 | 2 | 4 | 1 | 0 | 0 | 0 | 0 | 0 | 0 | 0 | 0 | 0 | 100 | 0 | 0 | 0 | 0 | 1 | 100 | 0 | 0 | 0 | 0 | 0 | 0 | 0 | 0 | 0 | 0 | 100 | 0 | 0 | 0 | 0 | 1 | 100 | 0
SCE Metro | HarborGen | 230 | 1 | 1 | 1 | 1 | 1 | 1 | 3 | 1 | 3 | 1 | 4 | 2 | 3 | 1 | 4 | 1 | 0 | 0 | 0 | 0 | 0 | 0 | 0 | 0 | 0 | 0 | 0 | 0 | 0 | 0 | 0 | 0 | 0 | 0 | 0 | 0 | 0 | 0 | 0 | 0 | 0 | 0 | 0 | 0 | 0 | 0 | 0 | 0 | 0 | 0
PG&E NGBA | Harris | 60 | 2 | 2 | 2 | 0 | 2 | 3 | 1 | 2 | 1 | 2 | 3 | 2 | 1 | 2 | 1 | 3 | 0 | 0 | 0 | 0 | 0 | 0 | 0 | 0 | 0 | 0 | 0 | 0 | 0 | 0 | 0 | 0 | 0 | 0 | 0 | 0 | 0 | 0 | 0 | 0 | 0 | 0 | 0 | 0 | 0 | 0 | 0 | 0 | 0 | 0
EOP | Harry Allen | 500 | 2 | 2 | 4 | 0 | 1 | 3 | 1 | 2 | 1 | 2 | 1 | 4 | 3 | 1 | 1 | 3 | 0 | 0 | 0 | 0 | 1100 | 0 | 0 | 0 | 0 | 0 | 0 | 0 | 0 | 0 | 1 | 1100 | 0 | 0 | 0 | 0 | 0 | 1100 | 0 | 0 | 0 | 0 | 0 | 0 | 0 | 0 | 0 | 1 | 1100 | 0
PG&E NGBA | Hartley | 60 | 2 | 2 | 4 | 0 | 2 | 3 | 1 | 2 | 1 | 2 | 1 | 4 | 1 | 2 | 1 | 3 | 0 | 0 | 0 | 0 | 0 | 0 | 0 | 0 | 0 | 0 | 0 | 0 | 0 | 0 | 0 | 0 | 0 | 0 | 0 | 0 | 0 | 0 | 0 | 0 | 0 | 0 | 0 | 0 | 0 | 0 | 0 | 0 | 0 | 0
SCE NOL | Harvard | 115 | 2 | 1 | 4 | 1 | 1 | 1 | 1 | 2 | 3 | 1 | 1 | 4 | 3 | 1 | 4 | 1 | 0 | 0 | 0 | 0 | 0 | 0 | 0 | 0 | 0 | 0 | 0 | 0 | 0 | 0 | 0 | 0 | 0 | 0 | 0 | 0 | 0 | 0 | 0 | 0 | 0 | 0 | 0 | 0 | 0 | 0 | 0 | 0 | 0 | 0
SDGE | Hassayampa | 500 | 2 | 1 | 4 | 0 | 2 | 3 | 1 | 2 | 3 | 1 | 1 | 4 | 1 | 2 | 1 | 3 | 0 | 0 | 0 | 0 | 0 | 0 | 0 | 0 | 0 | 5032.5 | 85 | 85 | 700 | 0 | 1 | 5117.5 | 785 | 0 | 0 | 0 | 0 | 0 | 0 | 0 | 0 | 0 | 5032.5 | 85 | 85 | 700 | 0 | 1 | 5117.5 | 785
PG&E FRESNO | Helm | 230 | 1 | 1 | 2 | 0 | 2 | 1 | 3 | 1 | 3 | 1 | 3 | 2 | 1 | 2 | 4 | 1 | 0 | 0 | 0 | 0 | 0 | 0 | 0 | 0 | 0 | 0 | 0 | 0 | 0 | 0 | 0 | 0 | 0 | 0 | 0 | 0 | 0 | 0 | 0 | 0 | 0 | 0 | 150 | 0 | 0 | 0 | 0 | 1 | 150 | 0
PG&E FRESNO | Helm | 70 | 1 | 1 | 2 | 0 | 2 | 1 | 3 | 1 | 3 | 1 | 3 | 2 | 1 | 2 | 4 | 1 | 0 | 0 | 0 | 0 | 0 | 0 | 0 | 0 | 0 | 0 | 0 | 0 | 0 | 0 | 0 | 0 | 0 | 0 | 0 | 0 | 0 | 0 | 0 | 0 | 0 | 0 | 0 | 0 | 0 | 0 | 0 | 0 | 0 | 0
PG&E FRESNO | Henrietta | 115 | 1 | 1 | 1 | 0 | 2 | 1 | 3 | 1 | 3 | 1 | 4 | 1 | 1 | 2 | 4 | 1 | 0 | 0 | 0 | 0 | 0 | 0 | 0 | 0 | 0 | 80 | 0 | 0 | 0 | 0 | 1 | 80 | 0 | 0 | 0 | 0 | 0 | 0 | 0 | 0 | 0 | 0 | 160 | 0 | 0 | 0 | 0 | 1 | 160 | 0
PG&E FRESNO | Henrietta | 230 | 1 | 1 | 1 | 0 | 2 | 1 | 3 | 1 | 3 | 1 | 4 | 1 | 1 | 2 | 4 | 1 | 0 | 0 | 0 | 0 | 0 | 0 | 0 | 0 | 0 | 0 | 0 | 0 | 523 | 0 | 1 | 0 | 523 | 0 | 0 | 0 | 0 | 0 | 0 | 0 | 0 | 0 | 460 | 0 | 0 | 523 | 0 | 1 | 460 | 523
PG&E FRESNO | Henrietta | 70 | 1 | 1 | 1 | 0 | 2 | 1 | 3 | 1 | 3 | 1 | 4 | 1 | 1 | 2 | 4 | 1 | 0 | 0 | 0 | 0 | 0 | 0 | 0 | 0 | 0 | 0 | 0 | 173.2 | 0 | 0 | 1 | 0 | 173.2 | 0 | 0 | 0 | 0 | 0 | 0 | 0 | 0 | 0 | 0 | 0 | 173.2 | 0 | 0 | 1 | 0 | 173.2
PG&E FRESNO | Herndon | 115 | 1 | 1 | 3 | 0 | 2 | 1 | 3 | 1 | 3 | 1 | 2 | 3 | 1 | 2 | 4 | 1 | 0 | 0 | 0 | 0 | 0 | 0 | 0 | 0 | 0 | 0 | 0 | 0 | 0 | 0 | 0 | 0 | 0 | 0 | 0 | 0 | 0 | 0 | 0 | 0 | 0 | 0 | 0 | 0 | 0 | 0 | 0 | 0 | 0 | 0
PG&E FRESNO | Herndon | 230 | 1 | 1 | 3 | 0 | 2 | 1 | 3 | 1 | 3 | 1 | 2 | 3 | 1 | 2 | 4 | 1 | 0 | 0 | 0 | 0 | 0 | 0 | 0 | 0 | 0 | 0 | 0 | 0 | 0 | 0 | 0 | 0 | 0 | 0 | 0 | 0 | 0 | 0 | 0 | 0 | 0 | 0 | 0 | 0 | 0 | 0 | 0 | 0 | 0 | 0
PG&E GBA | Hicks | 230 | 2 | 1 | 3 | 1 | 2 | 2 | 1 | 2 | 3 | 1 | 2 | 4 | 1 | 2 | 3 | 2 | 0 | 0 | 0 | 0 | 0 | 0 | 0 | 0 | 0 | 0 | 0 | 0 | 0 | 0 | 0 | 0 | 0 | 0 | 0 | 0 | 0 | 0 | 0 | 0 | 0 | 0 | 0 | 0 | 0 | 0 | 0 | 0 | 0 | 0
PG&E NGBA | Higgins | 115 | 2 | 1 | 4 | 0 | 1 | 3 | 1 | 2 | 3 | 1 | 1 | 4 | 3 | 1 | 1 | 3 | 0 | 0 | 0 | 0 | 0 | 0 | 0 | 0 | 0 | 0 | 0 | 0 | 0 | 0 | 0 | 0 | 0 | 0 | 0 | 0 | 0 | 0 | 0 | 0 | 0 | 0 | 0 | 0 | 0 | 0 | 0 | 0 | 0 | 0
PG&E NGBA | Hilltop | 345 | 2 | 2 | 4 | 0 | 1 | 3 | 1 | 2 | 1 | 2 | 1 | 4 | 3 | 1 | 1 | 3 | 100 | 0 | 0 | 0 | 0 | 0 | 0 | 0 | 0 | 0 | 0 | 0 | 0 | 0 | 1 | 100 | 0 | 100 | 0 | 0 | 0 | 0 | 0 | 0 | 0 | 0 | 0 | 0 | 0 | 0 | 0 | 1 | 100 | 0
SCE Metro | Hinson | 230 | 1 | 1 | 2 | 0 | 1 | 1 | 3 | 1 | 3 | 1 | 3 | 2 | 3 | 1 | 4 | 1 | 0 | 0 | 0 | 0 | 0 | 0 | 0 | 0 | 0.68 | 0 | 0 | 325 | 0 | 0 | 1 | 0.68 | 325 | 0 | 0 | 0 | 0 | 0 | 0 | 0 | 0 | 0.68 | 0 | 0 | 325 | 0 | 0 | 1 | 0.68 | 325
PG&E GBA | Hollister | 115 | 2 | 2 | 4 | 0 | 2 | 3 | 1 | 2 | 1 | 2 | 1 | 4 | 1 | 2 | 1 | 3 | 0 | 0 | 0 | 0 | 0 | 0 | 0 | 0 | 0 | 0 | 0 | 0 | 0 | 0 | 0 | 0 | 0 | 0 | 0 | 0 | 0 | 0 | 0 | 0 | 0 | 0 | 0 | 0 | 0 | 0 | 0 | 0 | 0 | 0
PG&E NGBA | Homestake | 115 | 2 | 1 | 4 | 1 | 2 | 3 | 1 | 2 | 3 | 1 | 1 | 4 | 1 | 2 | 1 | 3 | 0 | 0 | 0 | 0 | 0 | 0 | 0 | 0 | 0 | 0 | 0 | 0 | 0 | 0 | 0 | 0 | 0 | 0 | 0 | 0 | 0 | 0 | 0 | 0 | 0 | 0 | 0 | 0 | 0 | 0 | 0 | 0 | 0 | 0
PG&E NGBA | Honcut | 115 | 2 | 1 | 4 | 0 | 2 | 3 | 1 | 2 | 3 | 1 | 1 | 4 | 1 | 2 | 1 | 3 | 0 | 0 | 0 | 0 | 0 | 0 | 0 | 0 | 0 | 0 | 0 | 0 | 0 | 0 | 0 | 0 | 0 | 0 | 0 | 0 | 0 | 0 | 0 | 0 | 0 | 0 | 0 | 0 | 0 | 0 | 0 | 0 | 0 | 0
SDGE | Hoodoo Wash | 500 | 2 | 2 | 4 | 0 | 2 | 3 | 1 | 2 | 1 | 2 | 1 | 4 | 1 | 2 | 1 | 3 | 0 | 0 | 0 | 0 | 0 | 0 | 0 | 0 | 0 | 237.5 | 5790.6 | 297.5 | 0 | 0 | 1 | 6028.1 | 297.5 | 0 | 0 | 0 | 0 | 0 | 0 | 0 | 0 | 0 | 237.5 | 5790.6 | 297.5 | 0 | 0 | 1 | 6028.1 | 297.5
PG&E NGBA | Hopland | 115 | 2 | 2 | 4 | 1 | 2 | 3 | 1 | 2 | 1 | 2 | 1 | 4 | 1 | 2 | 1 | 3 | 0 | 0 | 0 | 0 | 0 | 0 | 0 | 0 | 0 | 0 | 0 | 0 | 0 | 0 | 0 | 0 | 0 | 0 | 0 | 0 | 0 | 0 | 0 | 0 | 0 | 0 | 0 | 0 | 0 | 0 | 0 | 0 | 0 | 0
PG&E NGBA | Hopland | 60 | 2 | 2 | 4 | 1 | 2 | 3 | 1 | 2 | 1 | 2 | 1 | 4 | 1 | 2 | 1 | 3 | 0 | 0 | 0 | 0 | 0 | 0 | 0 | 0 | 0 | 0 | 0 | 0 | 0 | 0 | 0 | 0 | 0 | 0 | 0 | 0 | 0 | 0 | 0 | 0 | 0 | 0 | 0 | 0 | 0 | 0 | 0 | 0 | 0 | 0
PG&E NGBA | Humboldt | 115 | 2 | 2 | 3 | 0 | 2 | 3 | 1 | 2 | 1 | 2 | 2 | 3 | 1 | 2 | 1 | 3 | 0 | 0 | 0 | 0 | 0 | 0 | 0 | 0 | 0 | 0 | 0 | 0 | 0 | 0 | 0 | 0 | 0 | 0 | 0 | 0 | 0 | 0 | 0 | 0 | 0 | 0 | 0 | 0 | 0 | 0 | 0 | 0 | 0 | 0
PG&E NGBA | Humboldt | 60 | 2 | 2 | 3 | 0 | 2 | 3 | 1 | 2 | 1 | 2 | 2 | 3 | 1 | 2 | 1 | 3 | 0 | 0 | 0 | 0 | 0 | 0 | 0 | 0 | 1.999 | 0 | 0 | 0 | 0 | 0 | 1 | 1.999 | 0 | 0 | 0 | 0 | 0 | 0 | 0 | 0 | 0 | 1.999 | 0 | 0 | 0 | 0 | 0 | 1 | 1.999 | 0
PG&E NGBA | Humboldt | 500 | 2 | 2 | 3 | 0 | 2 | 3 | 1 | 2 | 1 | 2 | 2 | 3 | 1 | 2 | 1 | 3 | 0 | 0 | 0 | 170.7 | 0 | 0 | 0 | 0 | 0 | 0 | 0 | 0 | 0 | 0 | 1 | 170.7 | 0 | 0 | 0 | 0 | 170.7 | 0 | 0 | 1607 | 0 | 0 | 0 | 0 | 0 | 0 | 0 | 1 | 1777.7 | 0
SCE Metro | Huntington Beach | 230 | 1 | 1 | 1 | 0 | 1 | 2 | 3 | 1 | 3 | 1 | 4 | 1 | 3 | 1 | 3 | 2 | 0 | 0 | 0 | 0 | 0 | 0 | 0 | 0 | 0 | 0 | 0 | 0 | 0 | 0 | 0 | 0 | 0 | 0 | 0 | 0 | 0 | 0 | 0 | 0 | 0 | 0 | 0 | 0 | 0 | 0 | 0 | 0 | 0 | 0
PG&E NGBA | Ignacio | 115 | 2 | 1 | 4 | 0 | 1 | 3 | 1 | 2 | 3 | 1 | 1 | 4 | 3 | 1 | 1 | 3 | 0 | 0 | 0 | 0 | 0 | 0 | 0 | 0 | 0 | 0 | 0 | 0 | 0 | 0 | 0 | 0 | 0 | 0 | 0 | 0 | 0 | 0 | 0 | 0 | 0 | 0 | 0 | 0 | 0 | 0 | 0 | 0 | 0 | 0
PG&E NGBA | Ignacio | 230 | 2 | 1 | 4 | 0 | 1 | 3 | 1 | 2 | 3 | 1 | 1 | 4 | 3 | 1 | 1 | 3 | 115 | 0 | 0 | 0 | 0 | 0 | 0 | 0 | 0 | 0 | 0 | 0 | 0 | 0 | 1 | 115 | 0 | 115 | 0 | 0 | 0 | 0 | 0 | 0 | 0 | 0 | 0 | 0 | 0 | 0 | 0 | 1 | 115 | 0
PG&E NGBA | Ignacio | 60 | 2 | 1 | 4 | 0 | 1 | 3 | 1 | 2 | 3 | 1 | 1 | 4 | 3 | 1 | 1 | 3 | 0 | 0 | 0 | 0 | 0 | 0 | 0 | 0 | 0 | 0 | 0 | 0 | 0 | 0 | 0 | 0 | 0 | 0 | 0 | 0 | 0 | 0 | 0 | 0 | 0 | 0 | 0 | 0 | 0 | 0 | 0 | 0 | 0 | 0
SDGE | Imperial Beach | 69 | 2 | 1 | 2 | 1 | 1 | 2 | 1 | 2 | 3 | 1 | 3 | 3 | 3 | 1 | 3 | 2 | 0 | 0 | 0 | 0 | 0 | 0 | 0 | 0 | 0 | 0 | 0 | 0 | 0 | 0 | 0 | 0 | 0 | 0 | 0 | 0 | 0 | 0 | 0 | 0 | 0 | 0 | 0 | 0 | 0 | 0 | 0 | 0 | 0 | 0
SDGE | Imperial Valley | 230 | 1 | 1 | 2 | 0 | 2 | 1 | 3 | 1 | 3 | 1 | 3 | 2 | 1 | 2 | 4 | 1 | 25 | 0 | 0 | 0 | 0 | 0 | 0 | 0 | 0 | 0 | 107 | 528 | 0 | 0 | 1 | 132 | 528 | 25 | 0 | 0 | 0 | 0 | 0 | 0 | 0 | 0 | 0 | 107 | 528 | 0 | 0 | 1 | 132 | 528
SDGE | Imperial Valley | 500 | 1 | 1 | 2 | 0 | 2 | 1 | 3 | 1 | 3 | 1 | 3 | 2 | 1 | 2 | 4 | 1 | 505 | 0 | 50 | 0 | 0 | 0 | 0 | 0 | 0 | 0 | 0 | 0 | 0 | 0 | 1 | 555 | 0 | 505 | 0 | 50 | 0 | 0 | 0 | 0 | 0 | 0 | 0 | 0 | 0 | 0 | 0 | 1 | 555 | 0
EOP | Innovation | 138 | 2 | 2 | 4 | 0 | 1 | 3 | 1 | 2 | 1 | 2 | 1 | 4 | 3 | 1 | 1 | 3 | 0 | 0 | 0 | 0 | 0 | 0 | 0 | 0 | 0 | 0 | 0 | 0 | 0 | 0 | 0 | 0 | 0 | 0 | 0 | 0 | 0 | 0 | 0 | 0 | 0 | 0 | 0 | 0 | 0 | 0 | 0 | 0 | 0 | 0
EOP | Innovation | 230 | 2 | 2 | 4 | 0 | 1 | 3 | 1 | 2 | 1 | 2 | 1 | 4 | 3 | 1 | 1 | 3 | 0 | 0 | 0 | 0 | 0 | 0 | 0 | 0 | 0 | 400 | 0 | 0 | 0 | 200 | 1 | 400 | 200 | 0 | 0 | 0 | 0 | 0 | 0 | 0 | 0 | 0 | 400 | 0 | 0 | 0 | 200 | 1 | 400 | 200
SCE NOL | Inyokern | 115 | 2 | 2 | 4 | 0 | 1 | 3 | 1 | 2 | 1 | 2 | 1 | 4 | 3 | 1 | 1 | 3 | 0 | 0 | 0 | 0 | 0 | 0 | 0 | 0 | 0 | 0 | 31.8 | 0 | 0 | 0 | 1 | 31.8 | 0 | 0 | 0 | 0 | 0 | 0 | 0 | 0 | 0 | 0 | 0 | 31.8 | 0 | 0 | 0 | 1 | 31.8 | 0
EOP | IS Tap | 138 | 2 | 2 | 4 | 0 | 1 | 3 | 1 | 2 | 1 | 2 | 1 | 4 | 3 | 1 | 1 | 3 | 0 | 0 | 0 | 0 | 0 | 0 | 0 | 0 | 0 | 0 | 0 | 0 | 50 | 0 | 1 | 0 | 50 | 0 | 0 | 0 | 0 | 0 | 0 | 0 | 0 | 0 | 0 | 0 | 0 | 50 | 0 | 1 | 0 | 50
EOP | Ivanpah | 115 | 2 | 2 | 4 | 0 | 1 | 1 | 1 | 2 | 1 | 2 | 1 | 4 | 3 | 1 | 4 | 1 | 0 | 0 | 0 | 0 | 0 | 0 | 0 | 0 | 0 | 0 | 0 | 0 | 0 | 0 | 0 | 0 | 0 | 0 | 0 | 0 | 0 | 0 | 0 | 0 | 0 | 0 | 0 | 0 | 0 | 0 | 0 | 0 | 0 | 0
EOP | Ivanpah | 230 | 2 | 2 | 4 | 0 | 1 | 1 | 1 | 2 | 1 | 2 | 1 | 4 | 3 | 1 | 4 | 1 | 0 | 0 | 0 | 0 | 0 | 0 | 0 | 0 | 0 | 0 | 0 | 0 | 0 | 0 | 0 | 0 | 0 | 0 | 0 | 0 | 0 | 0 | 0 | 0 | 0 | 0 | 0 | 0 | 0 | 0 | 0 | 0 | 0 | 0
EOP | Jackass (DOE) | 138 | 2 | 2 | 4 | 1 | 1 | 3 | 1 | 2 | 1 | 2 | 1 | 4 | 3 | 1 | 1 | 3 | 0 | 0 | 0 | 0 | 0 | 0 | 0 | 0 | 0 | 0 | 0 | 0 | 0 | 0 | 0 | 0 | 0 | 0 | 0 | 0 | 0 | 0 | 0 | 0 | 0 | 0 | 0 | 0 | 0 | 0 | 0 | 0 | 0 | 0
PG&E NGBA | James B Black | 230 | 2 | 2 | 4 | 0 | 2 | 3 | 1 | 2 | 1 | 2 | 1 | 4 | 1 | 2 | 1 | 3 | 0 | 0 | 0 | 0 | 0 | 0 | 0 | 0 | 0 | 0 | 0 | 0 | 0 | 0 | 0 | 0 | 0 | 0 | 0 | 150 | 0 | 0 | 0 | 0 | 0 | 0 | 0 | 0 | 0 | 0 | 0 | 1 | 150 | 0
PG&E GBA | Jefferson | 230 | 2 | 1 | 3 | 0 | 1 | 2 | 1 | 2 | 3 | 1 | 2 | 3 | 3 | 1 | 3 | 2 | 0 | 0 | 0 | 0 | 0 | 0 | 0 | 0 | 0 | 0 | 0 | 0 | 0 | 0 | 0 | 0 | 0 | 0 | 0 | 0 | 0 | 0 | 0 | 0 | 0 | 0 | 0 | 0 | 0 | 0 | 0 | 0 | 0 | 0
PG&E NGBA | Jessup | 115 | 2 | 2 | 2 | 1 | 2 | 3 | 1 | 2 | 1 | 2 | 3 | 3 | 1 | 2 | 1 | 3 | 0 | 0 | 0 | 0 | 0 | 0 | 0 | 0 | 0 | 0 | 0 | 0 | 0 | 0 | 0 | 0 | 0 | 0 | 0 | 110 | 0 | 0 | 0 | 0 | 0 | 0 | 0 | 0 | 0 | 0 | 0 | 1 | 110 | 0
SCE Metro | Johanna | 230 | 1 | 1 | 2 | 0 | 1 | 1 | 3 | 1 | 3 | 1 | 3 | 2 | 3 | 1 | 4 | 1 | 0 | 0 | 0 | 0 | 0 | 0 | 0 | 0 | 0 | 0 | 0 | 0 | 298.15 | 0 | 1 | 0 | 298.15 | 0 | 0 | 0 | 0 | 0 | 0 | 0 | 0 | 0 | 0 | 0 | 0 | 298.15 | 0 | 1 | 0 | 298.15
SCE Eastern | Julian Hinds | 230 | 2 | 1 | 4 | 0 | 1 | 3 | 1 | 2 | 3 | 1 | 1 | 4 | 3 | 1 | 1 | 3 | 0 | 0 | 0 | 0 | 0 | 0 | 0 | 0 | 0 | 0 | 0 | 0 | 0 | 0 | 0 | 0 | 0 | 0 | 0 | 0 | 0 | 0 | 0 | 0 | 0 | 0 | 0 | 0 | 0 | 0 | 0 | 0 | 0 | 0
PG&E GBA | Kasson | 115 | 1 | 1 | 3 | 1 | 2 | 1 | 3 | 1 | 3 | 1 | 2 | 4 | 1 | 2 | 4 | 1 | 0 | 0 | 0 | 0 | 0 | 0 | 0 | 0 | 0 | 0 | 0 | 0 | 0 | 0 | 0 | 0 | 0 | 0 | 0 | 0 | 0 | 0 | 0 | 0 | 0 | 0 | 0 | 0 | 0 | 0 | 0 | 0 | 0 | 0
PG&E GBA | Kasson | 60 | 1 | 1 | 3 | 1 | 2 | 1 | 3 | 1 | 3 | 1 | 2 | 4 | 1 | 2 | 4 | 1 | 0 | 0 | 0 | 0 | 0 | 0 | 0 | 0 | 0 | 0 | 0 | 0 | 0 | 0 | 0 | 0 | 0 | 0 | 0 | 0 | 0 | 0 | 0 | 0 | 0 | 0 | 0 | 0 | 0 | 0 | 0 | 0 | 0 | 0
PG&E FRESNO | Kearney | 230 | 1 | 1 | 3 | 0 | 2 | 1 | 3 | 1 | 3 | 1 | 2 | 3 | 1 | 2 | 4 | 1 | 0 | 0 | 0 | 0 | 0 | 0 | 0 | 0 | 0 | 0 | 0 | 0 | 0 | 0 | 0 | 0 | 0 | 0 | 0 | 0 | 0 | 0 | 0 | 0 | 0 | 0 | 0 | 0 | 0 | 0 | 0 | 0 | 0 | 0
PG&E FRESNO | Kearney | 70 | 1 | 1 | 3 | 0 | 2 | 1 | 3 | 1 | 3 | 1 | 2 | 3 | 1 | 2 | 4 | 1 | 0 | 0 | 0 | 0 | 0 | 0 | 0 | 0 | 0 | 30 | 0 | 0 | 0 | 0 | 1 | 30 | 0 | 0 | 0 | 0 | 0 | 0 | 0 | 0 | 0 | 0 | 30 | 0 | 0 | 0 | 0 | 1 | 30 | 0
PG&E GBA | Kelso | 230 | 2 | 1 | 1 | 1 | 1 | 2 | 1 | 2 | 3 | 1 | 4 | 2 | 3 | 1 | 3 | 2 | 0 | 0 | 0 | 0 | 0 | 0 | 0 | 0 | 0 | 0 | 0 | 90.7 | 0 | 0 | 1 | 0 | 90.7 | 0 | 0 | 0 | 0 | 0 | 0 | 0 | 0 | 0 | 0 | 0 | 90.7 | 0 | 0 | 1 | 0 | 90.7
PG&E FRESNO | Kerchoff 1 | 115 | 1 | 1 | 4 | 0 | 2 | 3 | 3 | 1 | 3 | 1 | 1 | 4 | 1 | 2 | 1 | 3 | 0 | 0 | 0 | 0 | 0 | 0 | 0 | 0 | 0 | 0 | 0 | 0 | 0 | 0 | 0 | 0 | 0 | 0 | 0 | 0 | 0 | 0 | 0 | 0 | 0 | 0 | 0 | 0 | 0 | 0 | 0 | 0 | 0 | 0
PG&E KERN | Kern Oil | 115 | 1 | 1 | 1 | 0 | 1 | 1 | 3 | 1 | 3 | 1 | 4 | 1 | 3 | 1 | 4 | 1 | 0 | 0 | 0 | 0 | 0 | 0 | 0 | 0 | 0 | 0 | 115 | 0 | 0 | 0 | 1 | 115 | 0 | 0 | 0 | 0 | 0 | 0 | 0 | 0 | 0 | 0 | 0 | 115 | 0 | 0 | 0 | 1 | 115 | 0
PG&E KERN | Kern PP | 115 | 1 | 1 | 2 | 0 | 1 | 2 | 3 | 1 | 3 | 1 | 3 | 2 | 3 | 1 | 3 | 2 | 0 | 0 | 0 | 0 | 0 | 0 | 0 | 0 | 0 | 0 | 120 | 0 | 0 | 0 | 1 | 120 | 0 | 0 | 0 | 0 | 0 | 0 | 0 | 0 | 0 | 0 | 0 | 120 | 0 | 0 | 0 | 1 | 120 | 0
PG&E KERN | Kern PP | 230 | 1 | 1 | 2 | 0 | 1 | 2 | 3 | 1 | 3 | 1 | 3 | 2 | 3 | 1 | 3 | 2 | 0 | 0 | 0 | 0 | 0 | 0 | 0 | 0 | 0 | 0 | 90 | 0 | 0 | 0 | 1 | 90 | 0 | 0 | 0 | 0 | 0 | 0 | 0 | 0 | 0 | 0 | 0 | 90 | 0 | 0 | 0 | 1 | 90 | 0
PG&E KERN | Kern PP | 70 | 1 | 1 | 2 | 0 | 1 | 2 | 3 | 1 | 3 | 1 | 3 | 2 | 3 | 1 | 3 | 2 | 0 | 0 | 0 | 0 | 0 | 0 | 0 | 0 | 0 | 0 | 0 | 0 | 0 | 0 | 0 | 0 | 0 | 0 | 0 | 0 | 0 | 0 | 0 | 0 | 0 | 0 | 0 | 0 | 0 | 0 | 0 | 0 | 0 | 0
PG&E KERN | Kernridge | 115 | 1 | 1 | 1 | 0 | 1 | 1 | 3 | 1 | 3 | 1 | 4 | 1 | 3 | 1 | 4 | 1 | 0 | 0 | 0 | 0 | 0 | 0 | 0 | 0 | 0 | 0 | 0 | 0 | 0 | 0 | 0 | 0 | 0 | 0 | 0 | 0 | 0 | 0 | 0 | 0 | 0 | 0 | 0 | 0 | 0 | 0 | 0 | 0 | 0 | 0
PG&E FRESNO | Kingsburg | 115 | 1 | 1 | 2 | 0 | 2 | 1 | 3 | 1 | 3 | 1 | 3 | 2 | 1 | 2 | 4 | 1 | 0 | 0 | 0 | 0 | 0 | 0 | 0 | 0 | 0 | 0 | 0 | 0 | 0 | 0 | 0 | 0 | 0 | 0 | 0 | 0 | 0 | 0 | 0 | 0 | 0 | 0 | 0 | 0 | 0 | 0 | 0 | 0 | 0 | 0
PG&E GBA | Kirker | 115 | 2 | 1 | 2 | 1 | 1 | 1 | 1 | 2 | 3 | 1 | 3 | 3 | 3 | 1 | 4 | 1 | 0 | 0 | 0 | 0 | 0 | 0 | 0 | 0 | 2.9 | 0 | 0 | 0 | 0 | 0 | 1 | 2.9 | 0 | 0 | 0 | 0 | 0 | 0 | 0 | 0 | 0 | 2.9 | 0 | 0 | 0 | 0 | 0 | 1 | 2.9 | 0
PG&E NGBA | Knights Landing | 115 | 2 | 1 | 4 | 0 | 2 | 3 | 1 | 2 | 3 | 1 | 1 | 4 | 1 | 2 | 1 | 3 | 0 | 0 | 0 | 0 | 0 | 0 | 0 | 0 | 0 | 0 | 0 | 0 | 0 | 0 | 0 | 0 | 0 | 0 | 0 | 0 | 0 | 0 | 0 | 0 | 0 | 0 | 0 | 0 | 0 | 0 | 0 | 0 | 0 | 0
PG&E NGBA | Konocti | 60 | 2 | 2 | 4 | 1 | 2 | 3 | 1 | 2 | 1 | 2 | 1 | 4 | 1 | 2 | 1 | 3 | 0 | 0 | 0 | 0 | 0 | 0 | 0 | 0 | 0 | 0 | 0 | 0 | 0 | 0 | 0 | 0 | 0 | 0 | 0 | 0 | 0 | 0 | 0 | 0 | 0 | 0 | 0 | 0 | 0 | 0 | 0 | 0 | 0 | 0
SCE NOL | Kramer | 115 | 2 | 1 | 3 | 1 | 1 | 3 | 1 | 2 | 3 | 1 | 2 | 4 | 3 | 1 | 1 | 3 | 0 | 0 | 0 | 0 | 0 | 0 | 0 | 0 | 0 | 0 | 4 | 0 | 6 | 0 | 1 | 4 | 6 | 0 | 0 | 0 | 0 | 0 | 0 | 0 | 0 | 0 | 0 | 4 | 0 | 6 | 0 | 1 | 4 | 6
SCE NOL | Kramer | 230 | 2 | 1 | 3 | 1 | 1 | 3 | 1 | 2 | 3 | 1 | 2 | 4 | 3 | 1 | 1 | 3 | 0 | 0 | 0 | 0 | 0 | 0 | 0 | 0 | 0 | 70 | 200 | 225 | 0 | 0 | 1 | 270 | 225 | 0 | 0 | 0 | 0 | 0 | 0 | 0 | 0 | 0 | 70 | 200 | 225 | 0 | 0 | 1 | 270 | 225
SCE Metro | La Cienega | 230 | 1 | 1 | 2 | 0 | 1 | 2 | 3 | 1 | 3 | 1 | 3 | 2 | 3 | 1 | 3 | 2 | 0 | 0 | 0 | 0 | 0 | 0 | 0 | 0 | 0 | 0 | 0 | 0 | 0 | 0 | 0 | 0 | 0 | 0 | 0 | 0 | 0 | 0 | 0 | 0 | 0 | 0 | 0 | 0 | 0 | 0 | 0 | 0 | 0 | 0
SCE Metro | La Fresa | 230 | 1 | 1 | 2 | 0 | 1 | 2 | 3 | 1 | 3 | 1 | 3 | 2 | 3 | 1 | 3 | 2 | 0 | 0 | 0 | 0 | 0 | 0 | 0 | 0 | 0 | 0 | 0 | 0 | 0 | 0 | 0 | 0 | 0 | 0 | 0 | 0 | 0 | 0 | 0 | 0 | 0 | 0 | 0 | 0 | 0 | 0 | 0 | 0 | 0 | 0
SCE Metro | Laguna Bell | 230 | 1 | 1 | 1 | 1 | 1 | 1 | 3 | 1 | 3 | 1 | 4 | 2 | 3 | 1 | 4 | 1 | 0 | 0 | 0 | 0 | 0 | 0 | 0 | 0 | 0.68 | 0 | 0 | 250 | 300 | 0 | 1 | 0.68 | 550 | 0 | 0 | 0 | 0 | 0 | 0 | 0 | 0 | 0.68 | 0 | 0 | 250 | 300 | 0 | 1 | 0.68 | 550
PG&E KERN | Lakeview | 70 | 1 | 1 | 4 | 0 | 1 | 1 | 3 | 1 | 3 | 1 | 1 | 4 | 3 | 1 | 4 | 1 | 0 | 0 | 0 | 0 | 0 | 0 | 0 | 0 | 0 | 0 | 0 | 65.6 | 0 | 0 | 1 | 0 | 65.6 | 0 | 0 | 0 | 0 | 0 | 0 | 0 | 0 | 0 | 0 | 0 | 65.6 | 0 | 0 | 1 | 0 | 65.6
PG&E NGBA | Lakeville | 230 | 2 | 1 | 4 | 0 | 2 | 3 | 1 | 2 | 3 | 1 | 1 | 4 | 1 | 2 | 1 | 3 | 0 | 0 | 0 | 0 | 0 | 0 | 0 | 0 | 0 | 0 | 0 | 0 | 0 | 0 | 0 | 0 | 0 | 0 | 0 | 0 | 0 | 0 | 0 | 0 | 0 | 0 | 0 | 0 | 0 | 0 | 0 | 0 | 0 | 0
PG&E NGBA | Lakeville | 60 | 2 | 1 | 4 | 0 | 2 | 3 | 1 | 2 | 3 | 1 | 1 | 4 | 1 | 2 | 1 | 3 | 0 | 0 | 0 | 0 | 0 | 0 | 0 | 0 | 0 | 0 | 0 | 0 | 0 | 0 | 0 | 0 | 0 | 0 | 0 | 0 | 0 | 0 | 0 | 0 | 0 | 0 | 0 | 0 | 0 | 0 | 0 | 0 | 0 | 0
PG&E NGBA | Lakeville | 115 | 2 | 1 | 4 | 0 | 2 | 3 | 1 | 2 | 3 | 1 | 1 | 4 | 1 | 2 | 1 | 3 | 35.8 | 0 | 0 | 0 | 0 | 0 | 0 | 0 | 0 | 0 | 0 | 50 | 0 | 0 | 1 | 35.8 | 50 | 35.8 | 0 | 0 | 0 | 0 | 0 | 0 | 0 | 0 | 0 | 0 | 50 | 0 | 0 | 1 | 35.8 | 50
PG&E GBA | Lakewood | 115 | 2 | 1 | 2 | 1 | 1 | 2 | 1 | 2 | 3 | 1 | 3 | 3 | 3 | 1 | 3 | 2 | 0 | 0 | 0 | 0 | 0 | 0 | 0 | 0 | 0 | 0 | 0 | 0 | 0 | 0 | 0 | 0 | 0 | 0 | 0 | 0 | 0 | 0 | 0 | 0 | 0 | 0 | 0 | 0 | 0 | 0 | 0 | 0 | 0 | 0
PG&E NGBA | Lambie | 230 | 2 | 1 | 1 | 0 | 1 | 1 | 1 | 2 | 3 | 1 | 4 | 1 | 3 | 1 | 4 | 1 | 0 | 0 | 0 | 130 | 0 | 0 | 0 | 0 | 0 | 0 | 0 | 0 | 0 | 0 | 1 | 130 | 0 | 0 | 0 | 0 | 130 | 0 | 0 | 0 | 0 | 0 | 0 | 0 | 0 | 0 | 0 | 1 | 130 | 0
PG&E GBA | Lammers | 115 | 1 | 1 | 1 | 0 | 2 | 2 | 3 | 1 | 3 | 1 | 4 | 1 | 1 | 2 | 3 | 2 | 0 | 0 | 0 | 0 | 0 | 0 | 0 | 0 | 0 | 0 | 0 | 0 | 0 | 0 | 0 | 0 | 0 | 0 | 0 | 0 | 0 | 0 | 0 | 0 | 0 | 0 | 0 | 0 | 0 | 0 | 0 | 0 | 0 | 0
PG&E KERN | Lamont | 115 | 1 | 1 | 2 | 0 | 1 | 1 | 3 | 1 | 3 | 1 | 3 | 2 | 3 | 1 | 4 | 1 | 0 | 0 | 0 | 0 | 0 | 0 | 0 | 0 | 0 | 0 | 0 | 0 | 0 | 0 | 0 | 0 | 0 | 0 | 0 | 0 | 0 | 0 | 0 | 0 | 0 | 0 | 0 | 0 | 0 | 0 | 0 | 0 | 0 | 0
PG&E FRESNO | Las Aguilas | 230 | 2 | 2 | 4 | 0 | 2 | 2 | 1 | 2 | 1 | 2 | 1 | 4 | 1 | 2 | 3 | 2 | 0 | 0 | 0 | 0 | 0 | 0 | 0 | 0 | 0 | 120 | 0 | 0 | 0 | 0 | 1 | 120 | 0 | 0 | 0 | 0 | 0 | 0 | 0 | 0 | 0 | 0 | 140 | 0 | 0 | 0 | 0 | 1 | 140 | 0
EOP | Lathrop | 138 | 2 | 2 | 4 | 1 | 1 | 3 | 1 | 2 | 1 | 2 | 1 | 4 | 3 | 1 | 1 | 3 | 0 | 0 | 0 | 0 | 0 | 0 | 0 | 0 | 0 | 0 | 0 | 0 | 0 | 0 | 0 | 0 | 0 | 0 | 0 | 0 | 0 | 0 | 0 | 0 | 0 | 0 | 0 | 0 | 0 | 0 | 0 | 0 | 0 | 0
EOP | Lathrop | 230 | 2 | 2 | 4 | 1 | 1 | 3 | 1 | 2 | 1 | 2 | 1 | 4 | 3 | 1 | 1 | 3 | 0 | 0 | 0 | 0 | 0 | 0 | 0 | 0 | 0 | 300 | 0 | 0 | 40 | 0 | 1 | 300 | 40 | 0 | 0 | 0 | 0 | 0 | 0 | 0 | 0 | 0 | 300 | 0 | 0 | 40 | 0 | 1 | 300 | 40
PG&E FRESNO | Le Grand | 115 | 1 | 1 | 3 | 0 | 2 | 1 | 3 | 1 | 3 | 1 | 2 | 3 | 1 | 2 | 4 | 1 | 0 | 0 | 0 | 0 | 0 | 0 | 0 | 0 | 0 | 0 | 0 | 0 | 0 | 0 | 0 | 0 | 0 | 0 | 0 | 0 | 0 | 0 | 0 | 0 | 0 | 0 | 0 | 0 | 0 | 0 | 0 | 0 | 0 | 0
PG&E FRESNO | Lemoore | 70 | 1 | 1 | 3 | 0 | 2 | 2 | 3 | 1 | 3 | 1 | 2 | 3 | 1 | 2 | 3 | 2 | 0 | 0 | 0 | 0 | 0 | 0 | 0 | 0 | 0 | 0 | 0 | 0 | 0 | 0 | 0 | 0 | 0 | 0 | 0 | 0 | 0 | 0 | 0 | 0 | 0 | 0 | 0 | 0 | 0 | 0 | 0 | 0 | 0 | 0
PG&E KERN | Lerdo | 115 | 1 | 1 | 3 | 1 | 1 | 1 | 3 | 1 | 3 | 1 | 2 | 4 | 3 | 1 | 4 | 1 | 0 | 0 | 0 | 0 | 0 | 0 | 0 | 0 | 0 | 0 | 0 | 0 | 0 | 0 | 0 | 0 | 0 | 0 | 0 | 0 | 0 | 0 | 0 | 0 | 0 | 0 | 0 | 0 | 0 | 0 | 0 | 0 | 0 | 0
SCE Metro | Lewis | 230 | 1 | 1 | 2 | 1 | 1 | 2 | 3 | 1 | 3 | 1 | 3 | 3 | 3 | 1 | 3 | 2 | 0 | 0 | 0 | 0 | 0 | 0 | 0 | 0 | 0 | 0 | 0 | 0 | 0 | 0 | 0 | 0 | 0 | 0 | 0 | 0 | 0 | 0 | 0 | 0 | 0 | 0 | 0 | 0 | 0 | 0 | 0 | 0 | 0 | 0
SCE Metro | Lighthipe | 230 | 1 | 1 | 2 | 0 | 1 | 1 | 3 | 1 | 3 | 1 | 3 | 2 | 3 | 1 | 4 | 1 | 0 | 0 | 0 | 0 | 0 | 0 | 0 | 0 | 1.32 | 0 | 0 | 0 | 250 | 0 | 1 | 1.32 | 250 | 0 | 0 | 0 | 0 | 0 | 0 | 0 | 0 | 1.32 | 0 | 0 | 0 | 250 | 0 | 1 | 1.32 | 250
SDGE | Lilac | 69 | 2 | 1 | 3 | 0 | 1 | 3 | 1 | 2 | 3 | 1 | 2 | 3 | 3 | 1 | 1 | 3 | 0 | 0 | 0 | 0 | 0 | 0 | 0 | 0 | 0 | 0 | 0 | 0 | 0 | 0 | 0 | 0 | 0 | 0 | 0 | 0 | 0 | 0 | 0 | 0 | 0 | 0 | 0 | 0 | 0 | 0 | 0 | 0 | 0 | 0
PG&E NGBA | Lincoln | 115 | 2 | 1 | 3 | 0 | 2 | 3 | 1 | 2 | 3 | 1 | 2 | 3 | 1 | 2 | 1 | 3 | 0 | 0 | 0 | 0 | 0 | 0 | 0 | 0 | 0 | 0 | 0 | 0 | 0 | 0 | 0 | 0 | 0 | 0 | 0 | 0 | 0 | 0 | 0 | 0 | 0 | 0 | 0 | 0 | 0 | 0 | 0 | 0 | 0 | 0
PG&E KERN | Live Oak | 115 | 1 | 1 | 1 | 0 | 1 | 1 | 3 | 1 | 3 | 1 | 4 | 1 | 3 | 1 | 4 | 1 | 0 | 0 | 0 | 0 | 0 | 0 | 0 | 0 | 0 | 100 | 110 | 0 | 0 | 0 | 1 | 210 | 0 | 0 | 0 | 0 | 0 | 0 | 0 | 0 | 0 | 0 | 100 | 110 | 0 | 0 | 0 | 1 | 210 | 0
PG&E GBA | Llagas | 115 | 2 | 1 | 2 | 0 | 2 | 1 | 1 | 2 | 3 | 1 | 3 | 2 | 1 | 2 | 4 | 1 | 0 | 0 | 0 | 0 | 0 | 0 | 0 | 0 | 0 | 0 | 0 | 0 | 0 | 0 | 0 | 0 | 0 | 0 | 0 | 0 | 0 | 0 | 0 | 0 | 0 | 0 | 0 | 0 | 0 | 0 | 0 | 0 | 0 | 0
PG&E GBA | Lockeford | 115 | 1 | 1 | 3 | 1 | 2 | 2 | 3 | 1 | 3 | 1 | 2 | 4 | 1 | 2 | 3 | 2 | 0 | 0 | 0 | 0 | 0 | 0 | 0 | 0 | 0 | 0 | 0 | 0 | 0 | 0 | 0 | 0 | 0 | 0 | 0 | 0 | 0 | 0 | 0 | 0 | 0 | 0 | 0 | 0 | 0 | 0 | 0 | 0 | 0 | 0
PG&E GBA | Lockeford | 230 | 1 | 1 | 3 | 1 | 2 | 2 | 3 | 1 | 3 | 1 | 2 | 4 | 1 | 2 | 3 | 2 | 0 | 0 | 0 | 0 | 0 | 0 | 0 | 0 | 0 | 0 | 0 | 0 | 0 | 0 | 0 | 0 | 0 | 0 | 0 | 0 | 0 | 0 | 0 | 0 | 0 | 0 | 0 | 0 | 0 | 0 | 0 | 0 | 0 | 0
PG&E GBA | Lockeford | 60 | 1 | 1 | 3 | 1 | 2 | 2 | 3 | 1 | 3 | 1 | 2 | 4 | 1 | 2 | 3 | 2 | 0 | 0 | 0 | 0 | 0 | 0 | 0 | 0 | 0 | 0 | 0 | 0 | 0 | 0 | 0 | 0 | 0 | 0 | 0 | 0 | 0 | 0 | 0 | 0 | 0 | 0 | 0 | 0 | 0 | 0 | 0 | 0 | 0 | 0
PG&E GBA | Lodi | 230 | 1 | 1 | 1 | 0 | 2 | 1 | 3 | 1 | 3 | 1 | 4 | 1 | 1 | 2 | 4 | 1 | 0 | 0 | 0 | 0 | 0 | 0 | 0 | 0 | 0 | 0 | 0 | 0 | 0 | 0 | 0 | 0 | 0 | 0 | 0 | 0 | 0 | 0 | 0 | 0 | 0 | 0 | 0 | 0 | 0 | 0 | 0 | 0 | 0 | 0
PG&E NGBA | Logan Creek | 230 | 2 | 2 | 4 | 0 | 1 | 2 | 1 | 2 | 1 | 2 | 1 | 4 | 3 | 1 | 3 | 2 | 0 | 0 | 0 | 0 | 0 | 0 | 0 | 0 | 0 | 0 | 0 | 0 | 0 | 0 | 0 | 0 | 0 | 0 | 0 | 0 | 0 | 0 | 0 | 0 | 0 | 0 | 0 | 0 | 0 | 0 | 0 | 0 | 0 | 0
PG&E GBA | Lone Tree | 230 | 2 | 1 | 2 | 1 | 1 | 2 | 1 | 2 | 3 | 1 | 3 | 3 | 3 | 1 | 3 | 2 | 0 | 0 | 0 | 0 | 0 | 0 | 0 | 0 | 0 | 0 | 0 | 0 | 0 | 0 | 0 | 0 | 0 | 0 | 0 | 0 | 0 | 0 | 0 | 0 | 0 | 0 | 0 | 0 | 0 | 0 | 0 | 0 | 0 | 0
PG&E FRESNO | Los Banos | 230 | 1 | 1 | 4 | 0 | 2 | 1 | 3 | 1 | 3 | 1 | 1 | 4 | 1 | 2 | 4 | 1 | 10 | 0 | 0 | 69.3 | 0 | 0 | 0 | 0 | 5.9 | 0 | 0 | 0 | 540 | 0 | 1 | 85.2 | 540 | 10 | 0 | 0 | 69.3 | 0 | 0 | 0 | 0 | 5.9 | 0 | 0 | 0 | 540 | 0 | 1 | 85.2 | 540
PG&E FRESNO | Los Banos | 500 | 1 | 1 | 4 | 0 | 2 | 1 | 3 | 1 | 3 | 1 | 1 | 4 | 1 | 2 | 4 | 1 | 0 | 0 | 0 | 0 | 0 | 0 | 0 | 0 | 0 | 200.8 | 0 | 0 | 0 | 0 | 1 | 200.8 | 0 | 0 | 0 | 0 | 0 | 0 | 0 | 0 | 0 | 0 | 200.8 | 0 | 0 | 0 | 0 | 1 | 200.8 | 0
SDGE | Los Coches | 138 | 2 | 2 | 4 | 0 | 2 | 3 | 1 | 2 | 1 | 2 | 1 | 4 | 1 | 2 | 1 | 3 | 0 | 0 | 0 | 0 | 0 | 0 | 0 | 0 | 0 | 0 | 0 | 0 | 0 | 0 | 0 | 0 | 0 | 0 | 0 | 0 | 0 | 0 | 0 | 0 | 0 | 0 | 0 | 0 | 0 | 0 | 0 | 0 | 0 | 0
SDGE | Los Coches | 69 | 2 | 2 | 4 | 0 | 2 | 3 | 1 | 2 | 1 | 2 | 1 | 4 | 1 | 2 | 1 | 3 | 0 | 0 | 0 | 0 | 0 | 0 | 0 | 0 | 0 | 0 | 0 | 0 | 0 | 0 | 0 | 0 | 0 | 0 | 0 | 0 | 0 | 0 | 0 | 0 | 0 | 0 | 0 | 0 | 0 | 0 | 0 | 0 | 0 | 0
PG&E GBA | Los Esteros | 115 | 2 | 1 | 1 | 0 | 2 | 1 | 1 | 2 | 3 | 1 | 4 | 1 | 1 | 2 | 4 | 1 | 0 | 0 | 0 | 0 | 0 | 0 | 0 | 0 | 0 | 0 | 0 | 0 | 0 | 0 | 0 | 0 | 0 | 0 | 0 | 0 | 0 | 0 | 0 | 0 | 0 | 0 | 0 | 0 | 0 | 0 | 0 | 0 | 0 | 0
PG&E GBA | Los Esteros | 230 | 2 | 1 | 1 | 0 | 2 | 1 | 1 | 2 | 3 | 1 | 4 | 1 | 1 | 2 | 4 | 1 | 0 | 0 | 0 | 0 | 0 | 0 | 0 | 0 | 0 | 0 | 0 | 0 | 0 | 0 | 0 | 0 | 0 | 0 | 0 | 0 | 0 | 0 | 0 | 0 | 0 | 0 | 0 | 0 | 0 | 0 | 0 | 0 | 0 | 0
PG&E GBA | Los Positas | 230 | 2 | 1 | 3 | 0 | 1 | 3 | 1 | 2 | 3 | 1 | 2 | 3 | 3 | 1 | 1 | 3 | 0 | 0 | 0 | 0 | 0 | 0 | 0 | 0 | 0 | 0 | 0 | 0 | 0 | 0 | 0 | 0 | 0 | 0 | 0 | 0 | 0 | 0 | 0 | 0 | 0 | 0 | 0 | 0 | 0 | 0 | 0 | 0 | 0 | 0
PG&E GBA | Los Positas | 60 | 2 | 1 | 3 | 0 | 1 | 3 | 1 | 2 | 3 | 1 | 2 | 3 | 3 | 1 | 1 | 3 | 0 | 0 | 0 | 0 | 0 | 0 | 0 | 0 | 0 | 0 | 0 | 0 | 0 | 0 | 0 | 0 | 0 | 0 | 0 | 0 | 0 | 0 | 0 | 0 | 0 | 0 | 0 | 0 | 0 | 0 | 0 | 0 | 0 | 0
SDGE | Loveland | 69 | 2 | 1 | 3 | 0 | 1 | 3 | 1 | 2 | 3 | 1 | 2 | 3 | 3 | 1 | 1 | 3 | 0 | 0 | 0 | 0 | 0 | 0 | 0 | 0 | 0 | 0 | 0 | 0 | 0 | 0 | 0 | 0 | 0 | 0 | 0 | 0 | 0 | 0 | 0 | 0 | 0 | 0 | 0 | 0 | 0 | 0 | 0 | 0 | 0 | 0
SCE NOL | Lugo | 230 | 2 | 1 | 4 | 0 | 1 | 2 | 1 | 2 | 3 | 1 | 1 | 4 | 3 | 1 | 3 | 2 | 0 | 0 | 0 | 0 | 0 | 0 | 0 | 0 | 0 | 0 | 0 | 150 | 0 | 286 | 1 | 0 | 436 | 0 | 0 | 0 | 0 | 0 | 0 | 0 | 0 | 0 | 0 | 0 | 150 | 0 | 286 | 1 | 0 | 436
SCE Metro | Lugo | 500 | 2 | 1 | 4 | 0 | 1 | 2 | 1 | 2 | 3 | 1 | 1 | 4 | 3 | 1 | 3 | 2 | 203 | 0 | 0 | 0 | 0 | 0 | 0 | 0 | 0 | 0 | 0 | 0 | 150 | 0 | 1 | 203 | 150 | 203 | 0 | 0 | 0 | 3000 | 0 | 0 | 0 | 0 | 0 | 0 | 0 | 150 | 0 | 1 | 3203 | 150
PG&E FRESNO | Madera | 70 | 1 | 1 | 4 | 0 | 2 | 1 | 3 | 1 | 3 | 1 | 1 | 4 | 1 | 2 | 4 | 1 | 0 | 0 | 0 | 0 | 0 | 0 | 0 | 0 | 0 | 0 | 0 | 0 | 0 | 0 | 0 | 0 | 0 | 0 | 0 | 0 | 0 | 0 | 0 | 0 | 0 | 0 | 0 | 0 | 0 | 0 | 0 | 0 | 0 | 0
PG&E NGBA | Madison | 115 | 2 | 1 | 4 | 0 | 2 | 3 | 1 | 2 | 3 | 1 | 1 | 4 | 1 | 2 | 1 | 3 | 0 | 0 | 0 | 95 | 0 | 0 | 0 | 0 | 0 | 0 | 123 | 10.2 | 0 | 0 | 1 | 218 | 10.2 | 0 | 0 | 0 | 95 | 0 | 0 | 0 | 0 | 0 | 0 | 123 | 10.2 | 0 | 0 | 1 | 218 | 10.2
PG&E KERN | Magunden | 115 | 1 | 1 | 2 | 0 | 1 | 1 | 3 | 1 | 3 | 1 | 3 | 2 | 3 | 1 | 4 | 1 | 0 | 0 | 0 | 0 | 0 | 0 | 0 | 0 | 0 | 105 | 115 | 0 | 0 | 0 | 1 | 220 | 0 | 0 | 0 | 0 | 0 | 0 | 0 | 0 | 0 | 0 | 105 | 115 | 0 | 0 | 0 | 1 | 220 | 0
SCE Northern | Magunden | 230 | 1 | 1 | 2 | 0 | 1 | 1 | 3 | 1 | 3 | 1 | 3 | 2 | 3 | 1 | 4 | 1 | 0 | 0 | 0 | 0 | 0 | 0 | 0 | 0 | 0 | 0 | 0 | 0 | 0 | 0 | 0 | 0 | 0 | 0 | 0 | 0 | 0 | 0 | 0 | 0 | 0 | 0 | 0 | 0 | 0 | 0 | 0 | 0 | 0 | 0
PG&E FRESNO | Malaga | 115 | 1 | 1 | 1 | 0 | 2 | 1 | 3 | 1 | 3 | 1 | 4 | 1 | 1 | 2 | 4 | 1 | 0 | 0 | 0 | 0 | 0 | 0 | 0 | 0 | 0 | 0 | 0 | 0 | 0 | 0 | 0 | 0 | 0 | 0 | 0 | 0 | 0 | 0 | 0 | 0 | 0 | 0 | 0 | 0 | 0 | 0 | 0 | 0 | 0 | 0
PG&E NGBA | Malin | 500 | 2 | 2 | 4 | 0 | 2 | 3 | 1 | 2 | 1 | 2 | 1 | 4 | 1 | 2 | 1 | 3 | 1590 | 0 | 0 | 0 | 0 | 0 | 0 | 0 | 0 | 0 | 0 | 0 | 0 | 0 | 1 | 1590 | 0 | 1590 | 0 | 0 | 0 | 0 | 0 | 0 | 0 | 0 | 0 | 0 | 0 | 0 | 0 | 1 | 1590 | 0
SCE Northern | Mandalay | 230 | 2 | 1 | 1 | 1 | 1 | 1 | 1 | 2 | 3 | 1 | 4 | 2 | 3 | 1 | 4 | 1 | 0 | 0 | 0 | 0 | 0 | 0 | 0 | 0 | 0 | 0 | 0 | 0 | 0 | 0 | 0 | 0 | 0 | 0 | 0 | 0 | 0 | 0 | 0 | 0 | 0 | 0 | 0 | 0 | 0 | 0 | 0 | 0 | 0 | 0
PG&E FRESNO | Manning | 230 | 1 | 1 | 2 | 0 | 2 | 1 | 3 | 1 | 3 | 1 | 3 | 2 | 1 | 2 | 4 | 1 | 0 | 0 | 0 | 0 | 0 | 0 | 0 | 0 | 0 | 100 | 0 | 0 | 0 | 0 | 1 | 100 | 0 | 0 | 0 | 0 | 0 | 0 | 0 | 0 | 0 | 0 | 100 | 0 | 0 | 0 | 0 | 1 | 100 | 0
PG&E FRESNO | Manning | 500 | 1 | 1 | 2 | 0 | 2 | 1 | 3 | 1 | 3 | 1 | 3 | 2 | 1 | 2 | 4 | 1 | 0 | 0 | 0 | 0 | 0 | 0 | 0 | 0 | 0 | 0 | 0 | 0 | 0 | 0 | 0 | 0 | 0 | 0 | 0 | 0 | 0 | 0 | 0 | 0 | 0 | 0 | 0 | 0 | 0 | 0 | 0 | 0 | 0 | 0
PG&E GBA | Manteca | 115 | 1 | 1 | 2 | 0 | 2 | 2 | 3 | 1 | 3 | 1 | 3 | 2 | 1 | 2 | 3 | 2 | 0 | 0 | 0 | 0 | 0 | 0 | 0 | 0 | 0 | 0 | 0 | 0 | 0 | 0 | 0 | 0 | 0 | 0 | 0 | 0 | 0 | 0 | 0 | 0 | 0 | 0 | 0 | 0 | 0 | 0 | 0 | 0 | 0 | 0
SDGE | Margarita | 138 | 1 | 1 | 2 | 0 | 1 | 3 | 3 | 1 | 3 | 1 | 3 | 2 | 3 | 1 | 1 | 3 | 0 | 0 | 0 | 0 | 0 | 0 | 0 | 0 | 0 | 90 | 0 | 0 | 0 | 0 | 1 | 90 | 0 | 0 | 0 | 0 | 0 | 0 | 0 | 0 | 0 | 0 | 90 | 0 | 0 | 0 | 0 | 1 | 90 | 0
PG&E GBA | Martin | 230 | 2 | 1 | 2 | 1 | 1 | 2 | 1 | 2 | 3 | 1 | 3 | 3 | 3 | 1 | 3 | 2 | 0 | 0 | 0 | 0 | 0 | 0 | 0 | 0 | 0 | 0 | 0 | 0 | 0 | 0 | 0 | 0 | 0 | 0 | 0 | 0 | 0 | 0 | 0 | 0 | 0 | 0 | 0 | 0 | 0 | 0 | 0 | 0 | 0 | 0
PG&E GBA | Martin | 115 | 2 | 1 | 2 | 1 | 1 | 2 | 1 | 2 | 3 | 1 | 3 | 3 | 3 | 1 | 3 | 2 | 0 | 0 | 0 | 0 | 0 | 0 | 0 | 0 | 0 | 0 | 0 | 188 | 0 | 0 | 1 | 0 | 188 | 0 | 0 | 0 | 0 | 0 | 0 | 0 | 0 | 0 | 0 | 0 | 188 | 0 | 0 | 1 | 0 | 188
PG&E GBA | Martinez | 115 | 2 | 1 | 1 | 0 | 1 | 1 | 1 | 2 | 3 | 1 | 4 | 1 | 3 | 1 | 4 | 1 | 0 | 0 | 0 | 0 | 0 | 0 | 0 | 0 | 0 | 0 | 0 | 0 | 0 | 0 | 0 | 0 | 0 | 0 | 0 | 0 | 0 | 0 | 0 | 0 | 0 | 0 | 0 | 0 | 0 | 0 | 0 | 0 | 0 | 0
PG&E FRESNO | Mc Mullin | 230 | 1 | 1 | 3 | 0 | 2 | 1 | 3 | 1 | 3 | 1 | 2 | 3 | 1 | 2 | 4 | 1 | 0 | 0 | 0 | 0 | 0 | 0 | 0 | 0 | 0 | 0 | 0 | 0 | 0 | 0 | 0 | 0 | 0 | 0 | 0 | 0 | 0 | 0 | 0 | 0 | 0 | 0 | 100 | 0 | 0 | 0 | 0 | 1 | 100 | 0
PG&E FRESNO | McCall | 115 | 1 | 1 | 3 | 0 | 2 | 1 | 3 | 1 | 3 | 1 | 2 | 3 | 1 | 2 | 4 | 1 | 0 | 0 | 0 | 0 | 0 | 0 | 0 | 0 | 0 | 0 | 0 | 0 | 0 | 0 | 0 | 0 | 0 | 0 | 0 | 0 | 0 | 0 | 0 | 0 | 0 | 0 | 0 | 0 | 0 | 0 | 0 | 0 | 0 | 0
PG&E FRESNO | McCall | 230 | 1 | 1 | 3 | 0 | 2 | 1 | 3 | 1 | 3 | 1 | 2 | 3 | 1 | 2 | 4 | 1 | 0 | 0 | 0 | 0 | 0 | 0 | 0 | 0 | 0 | 100 | 0 | 0 | 0 | 0 | 1 | 100 | 0 | 0 | 0 | 0 | 0 | 0 | 0 | 0 | 0 | 0 | 313 | 0 | 0 | 0 | 0 | 1 | 313 | 0
PG&E GBA | Meadow Lane | 115 | 2 | 1 | 1 | 1 | 1 | 1 | 1 | 2 | 3 | 1 | 4 | 2 | 3 | 1 | 4 | 1 | 0 | 0 | 0 | 0 | 0 | 0 | 0 | 0 | 0 | 0 | 0 | 0 | 0 | 0 | 0 | 0 | 0 | 0 | 0 | 0 | 0 | 0 | 0 | 0 | 0 | 0 | 0 | 0 | 0 | 0 | 0 | 0 | 0 | 0
PG&E GBA | Melones | 115 | 2 | 1 | 4 | 1 | 1 | 3 | 1 | 2 | 3 | 1 | 1 | 4 | 3 | 1 | 1 | 3 | 0 | 0 | 0 | 0 | 0 | 0 | 0 | 0 | 0 | 0 | 0 | 0 | 0 | 0 | 0 | 0 | 0 | 0 | 0 | 0 | 0 | 0 | 0 | 0 | 0 | 0 | 0 | 0 | 0 | 0 | 0 | 0 | 0 | 0
PG&E GBA | Melones | 230 | 2 | 1 | 4 | 1 | 1 | 3 | 1 | 2 | 3 | 1 | 1 | 4 | 3 | 1 | 1 | 3 | 0 | 0 | 0 | 0 | 0 | 0 | 0 | 0 | 0 | 0 | 0 | 0 | 0 | 0 | 0 | 0 | 0 | 0 | 0 | 0 | 0 | 0 | 0 | 0 | 0 | 0 | 0 | 0 | 0 | 0 | 0 | 0 | 0 | 0
SDGE | Melrose | 69 | 2 | 1 | 3 | 0 | 1 | 3 | 1 | 2 | 3 | 1 | 2 | 3 | 3 | 1 | 1 | 3 | 0 | 0 | 0 | 0 | 0 | 0 | 0 | 0 | 0 | 0 | 0 | 0 | 0 | 0 | 0 | 0 | 0 | 0 | 0 | 0 | 0 | 0 | 0 | 0 | 0 | 0 | 0 | 0 | 0 | 0 | 0 | 0 | 0 | 0
PG&E NGBA | Mendocino | 115 | 2 | 2 | 4 | 1 | 2 | 3 | 1 | 2 | 1 | 2 | 1 | 4 | 1 | 2 | 1 | 3 | 0 | 0 | 0 | 0 | 0 | 0 | 0 | 0 | 5 | 0 | 0 | 0 | 0 | 0 | 1 | 5 | 0 | 0 | 0 | 0 | 0 | 0 | 0 | 0 | 0 | 5 | 0 | 0 | 0 | 0 | 0 | 1 | 5 | 0
PG&E NGBA | Mendocino | 60 | 2 | 2 | 4 | 1 | 2 | 3 | 1 | 2 | 1 | 2 | 1 | 4 | 1 | 2 | 1 | 3 | 0 | 0 | 0 | 0 | 0 | 0 | 0 | 0 | 0 | 0 | 0 | 0 | 0 | 0 | 0 | 0 | 0 | 0 | 0 | 0 | 0 | 0 | 0 | 0 | 0 | 0 | 0 | 0 | 0 | 0 | 0 | 0 | 0 | 0
PG&E FRESNO | Mendota | 115 | 1 | 1 | 3 | 0 | 2 | 1 | 3 | 1 | 3 | 1 | 2 | 3 | 1 | 2 | 4 | 1 | 0 | 0 | 0 | 0 | 0 | 0 | 0 | 0 | 0 | 0 | 0 | 0 | 0 | 0 | 0 | 0 | 0 | 0 | 0 | 0 | 0 | 0 | 0 | 0 | 0 | 0 | 0 | 0 | 0 | 0 | 0 | 0 | 0 | 0
PG&E GBA | Menlo | 60 | 2 | 1 | 2 | 1 | 1 | 2 | 1 | 2 | 3 | 1 | 3 | 3 | 3 | 1 | 3 | 2 | 0 | 0 | 0 | 0 | 0 | 0 | 0 | 0 | 0 | 0 | 0 | 0 | 0 | 0 | 0 | 0 | 0 | 0 | 0 | 0 | 0 | 0 | 0 | 0 | 0 | 0 | 0 | 0 | 0 | 0 | 0 | 0 | 0 | 0
PG&E FRESNO | Merced | 115 | 1 | 1 | 3 | 1 | 2 | 1 | 3 | 1 | 3 | 1 | 2 | 4 | 1 | 2 | 4 | 1 | 0 | 0 | 0 | 0 | 0 | 0 | 0 | 0 | 0 | 0 | 0 | 0 | 0 | 0 | 0 | 0 | 0 | 0 | 0 | 0 | 0 | 0 | 0 | 0 | 0 | 0 | 0 | 0 | 0 | 0 | 0 | 0 | 0 | 0
EOP | Mercury | 138 | 2 | 2 | 4 | 0 | 1 | 3 | 1 | 2 | 1 | 2 | 1 | 4 | 3 | 1 | 1 | 3 | 0 | 0 | 0 | 0 | 0 | 0 | 0 | 0 | 0 | 0 | 0 | 0 | 0 | 0 | 0 | 0 | 0 | 0 | 0 | 0 | 0 | 0 | 0 | 0 | 0 | 0 | 0 | 0 | 0 | 0 | 0 | 0 | 0 | 0
PG&E FRESNO | Mercy Springs | 70 | 1 | 1 | 4 | 0 | 2 | 1 | 3 | 1 | 3 | 1 | 1 | 4 | 1 | 2 | 4 | 1 | 0 | 0 | 0 | 0 | 0 | 0 | 0 | 0 | 0 | 0 | 75 | 78 | 0 | 0 | 1 | 75 | 78 | 0 | 0 | 0 | 0 | 0 | 0 | 0 | 0 | 0 | 0 | 75 | 78 | 0 | 0 | 1 | 75 | 78
PG&E NGBA | Meridian | 60 | 2 | 2 | 4 | 0 | 1 | 3 | 1 | 2 | 1 | 2 | 1 | 4 | 3 | 1 | 1 | 3 | 0 | 0 | 0 | 0 | 0 | 0 | 0 | 0 | 0 | 0 | 0 | 0 | 0 | 0 | 0 | 0 | 0 | 0 | 0 | 0 | 0 | 0 | 0 | 0 | 0 | 0 | 0 | 0 | 0 | 0 | 0 | 0 | 0 | 0
PG&E KERN | Mesa (PGE) | 115 | 2 | 2 | 2 | 1 | 2 | 2 | 1 | 2 | 1 | 2 | 3 | 3 | 1 | 2 | 3 | 2 | 0 | 0 | 0 | 0 | 0 | 0 | 0 | 0 | 0 | 0 | 0 | 0 | 0 | 0 | 0 | 0 | 0 | 0 | 0 | 0 | 0 | 0 | 0 | 0 | 0 | 0 | 0 | 0 | 0 | 0 | 0 | 0 | 0 | 0
PG&E KERN | Mesa (PGE) | 230 | 2 | 2 | 2 | 1 | 2 | 2 | 1 | 2 | 1 | 2 | 3 | 3 | 1 | 2 | 3 | 2 | 0 | 0 | 0 | 0 | 0 | 0 | 0 | 0 | 0 | 0 | 0 | 0 | 0 | 150 | 1 | 0 | 150 | 0 | 0 | 0 | 0 | 0 | 0 | 0 | 0 | 0 | 0 | 0 | 0 | 0 | 150 | 1 | 0 | 150
SCE Metro | Mesa (SCE) | 230 | 1 | 1 | 2 | 1 | 1 | 2 | 3 | 1 | 3 | 1 | 3 | 3 | 3 | 1 | 3 | 2 | 0 | 0 | 0 | 0 | 0 | 0 | 0 | 0 | 1.92 | 0 | 0 | 0 | 0 | 0 | 1 | 1.92 | 0 | 0 | 0 | 0 | 0 | 0 | 0 | 0 | 0 | 1.92 | 0 | 0 | 0 | 0 | 0 | 1 | 1.92 | 0
SCE Metro | Mesa (SCE) | 500 | 1 | 1 | 2 | 1 | 1 | 2 | 3 | 1 | 3 | 1 | 3 | 3 | 3 | 1 | 3 | 2 | 0 | 0 | 0 | 0 | 0 | 0 | 0 | 0 | 0 | 0 | 0 | 0 | 200 | 0 | 1 | 0 | 200 | 0 | 0 | 0 | 0 | 0 | 0 | 0 | 0 | 0 | 0 | 0 | 0 | 200 | 0 | 1 | 0 | 200
SDGE | Mesa Heights | 69 | 2 | 1 | 2 | 0 | 1 | 3 | 1 | 2 | 3 | 1 | 3 | 2 | 3 | 1 | 1 | 3 | 0 | 0 | 0 | 0 | 0 | 0 | 0 | 0 | 0 | 0 | 0 | 0 | 0 | 0 | 0 | 0 | 0 | 0 | 0 | 0 | 0 | 0 | 0 | 0 | 0 | 0 | 0 | 0 | 0 | 0 | 0 | 0 | 0 | 0
PG&E GBA | Metcalf | 115 | 2 | 1 | 1 | 0 | 2 | 3 | 1 | 2 | 3 | 1 | 4 | 1 | 1 | 2 | 1 | 3 | 0 | 0 | 0 | 0 | 0 | 0 | 0 | 0 | 0 | 0 | 0 | 0 | 0 | 0 | 0 | 0 | 0 | 0 | 0 | 0 | 0 | 0 | 0 | 0 | 0 | 0 | 0 | 0 | 0 | 0 | 0 | 0 | 0 | 0
PG&E GBA | Metcalf | 230 | 2 | 1 | 1 | 0 | 2 | 3 | 1 | 2 | 3 | 1 | 4 | 1 | 1 | 2 | 1 | 3 | 0 | 0 | 0 | 0 | 0 | 0 | 0 | 0 | 0 | 0 | 0 | 0 | 0 | 0 | 0 | 0 | 0 | 0 | 0 | 0 | 0 | 0 | 0 | 0 | 0 | 0 | 0 | 0 | 0 | 0 | 0 | 0 | 0 | 0
PG&E GBA | Metcalf | 500 | 2 | 1 | 1 | 0 | 2 | 3 | 1 | 2 | 3 | 1 | 4 | 1 | 1 | 2 | 1 | 3 | 30 | 0 | 0 | 0 | 0 | 0 | 0 | 0 | 0 | 0 | 0 | 0 | 0 | 0 | 1 | 30 | 0 | 30 | 0 | 0 | 0 | 0 | 0 | 0 | 0 | 0 | 0 | 0 | 0 | 0 | 0 | 1 | 30 | 0
PG&E KERN | Midway | 115 | 1 | 1 | 3 | 0 | 1 | 1 | 3 | 1 | 3 | 1 | 2 | 3 | 3 | 1 | 4 | 1 | 0 | 0 | 0 | 0 | 0 | 0 | 0 | 0 | 0 | 0 | 0 | 0 | 0 | 0 | 0 | 0 | 0 | 0 | 0 | 0 | 0 | 0 | 0 | 0 | 0 | 0 | 0 | 0 | 0 | 0 | 0 | 0 | 0 | 0
PG&E KERN | Midway | 230 | 1 | 1 | 3 | 0 | 1 | 1 | 3 | 1 | 3 | 1 | 2 | 3 | 3 | 1 | 4 | 1 | 0 | 0 | 0 | 0 | 0 | 0 | 0 | 0 | 0 | 0 | 0 | 0 | 0 | 0 | 0 | 0 | 0 | 0 | 0 | 0 | 0 | 0 | 0 | 0 | 0 | 0 | 0 | 0 | 0 | 0 | 0 | 0 | 0 | 0
PG&E KERN | Midway | 500 | 1 | 1 | 3 | 0 | 1 | 1 | 3 | 1 | 3 | 1 | 2 | 3 | 3 | 1 | 4 | 1 | 0 | 0 | 0 | 0 | 0 | 0 | 0 | 0 | 0 | 0 | 0 | 0 | 0 | 0 | 0 | 0 | 0 | 0 | 0 | 0 | 0 | 0 | 0 | 0 | 0 | 0 | 0 | 0 | 0 | 0 | 0 | 0 | 0 | 0
SDGE | Miguel | 230 | 2 | 1 | 3 | 0 | 1 | 2 | 1 | 2 | 3 | 1 | 2 | 3 | 3 | 1 | 3 | 2 | 0 | 0 | 0 | 0 | 0 | 0 | 0 | 0 | 0 | 0 | 0 | 0 | 0 | 0 | 0 | 0 | 0 | 0 | 0 | 0 | 0 | 0 | 0 | 0 | 0 | 0 | 0 | 0 | 0 | 0 | 0 | 0 | 0 | 0
SDGE | Miguel | 500 | 2 | 1 | 3 | 0 | 1 | 2 | 1 | 2 | 3 | 1 | 2 | 3 | 3 | 1 | 3 | 2 | 0 | 0 | 0 | 0 | 0 | 0 | 0 | 0 | 0 | 0 | 0 | 0 | 0 | 0 | 0 | 0 | 0 | 0 | 0 | 0 | 0 | 0 | 0 | 0 | 0 | 0 | 0 | 0 | 0 | 0 | 0 | 0 | 0 | 0
SDGE | Miguel | 69 | 2 | 1 | 3 | 0 | 1 | 2 | 1 | 2 | 3 | 1 | 2 | 3 | 3 | 1 | 3 | 2 | 0 | 0 | 0 | 0 | 0 | 0 | 0 | 0 | 0 | 0 | 0 | 0 | 0 | 0 | 0 | 0 | 0 | 0 | 0 | 0 | 0 | 0 | 0 | 0 | 0 | 0 | 0 | 0 | 0 | 0 | 0 | 0 | 0 | 0
PG&E GBA | Millbrae | 115 | 2 | 1 | 2 | 1 | 1 | 2 | 1 | 2 | 3 | 1 | 3 | 3 | 3 | 1 | 3 | 2 | 0 | 0 | 0 | 0 | 0 | 0 | 0 | 0 | 0 | 0 | 0 | 0 | 0 | 0 | 0 | 0 | 0 | 0 | 0 | 0 | 0 | 0 | 0 | 0 | 0 | 0 | 0 | 0 | 0 | 3 | 0 | 1 | 0 | 3
PG&E GBA | Miller | 115 | 1 | 1 | 4 | 0 | 2 | 1 | 3 | 1 | 3 | 1 | 1 | 4 | 1 | 2 | 4 | 1 | 0 | 0 | 0 | 0 | 0 | 0 | 0 | 0 | 0 | 0 | 0 | 0 | 0 | 0 | 0 | 0 | 0 | 0 | 0 | 0 | 0 | 0 | 0 | 0 | 0 | 0 | 0 | 0 | 0 | 0 | 0 | 0 | 0 | 0
SCE Metro | Mira Loma | 230 | 1 | 1 | 1 | 0 | 1 | 1 | 3 | 1 | 3 | 1 | 4 | 1 | 3 | 1 | 4 | 1 | 0 | 0 | 0 | 0 | 0 | 0 | 0 | 0 | 0 | 0 | 0 | 42 | 200 | 0 | 1 | 0 | 242 | 0 | 0 | 0 | 0 | 0 | 0 | 0 | 0 | 0 | 0 | 0 | 42 | 200 | 0 | 1 | 0 | 242
SCE Metro | Mira Loma | 500 | 1 | 1 | 1 | 0 | 1 | 1 | 3 | 1 | 3 | 1 | 4 | 1 | 3 | 1 | 4 | 1 | 0 | 0 | 0 | 0 | 0 | 0 | 0 | 0 | 0 | 0 | 0 | 0 | 0 | 0 | 0 | 0 | 0 | 0 | 0 | 0 | 0 | 0 | 0 | 0 | 0 | 0 | 0 | 0 | 0 | 0 | 0 | 0 | 0 | 0
SCE Eastern | Mirage | 115 | 2 | 1 | 3 | 0 | 1 | 3 | 1 | 2 | 3 | 1 | 2 | 3 | 3 | 1 | 1 | 3 | 0 | 0 | 0 | 0 | 0 | 0 | 0 | 0 | 0 | 0 | 0 | 0 | 0 | 0 | 0 | 0 | 0 | 0 | 0 | 0 | 0 | 0 | 0 | 0 | 0 | 0 | 0 | 0 | 0 | 0 | 0 | 0 | 0 | 0
SCE Eastern | Mirage | 230 | 2 | 1 | 3 | 0 | 1 | 3 | 1 | 2 | 3 | 1 | 2 | 3 | 3 | 1 | 1 | 3 | 30 | 0 | 0 | 0 | 0 | 0 | 0 | 0 | 0 | 0 | 0 | 0 | 0 | 0 | 1 | 30 | 0 | 30 | 0 | 0 | 0 | 0 | 0 | 0 | 0 | 0 | 0 | 0 | 0 | 0 | 0 | 1 | 30 | 0
SDGE | Mission | 138 | 2 | 1 | 2 | 0 | 1 | 2 | 1 | 2 | 3 | 1 | 3 | 2 | 3 | 1 | 3 | 2 | 0 | 0 | 0 | 0 | 0 | 0 | 0 | 0 | 0 | 0 | 0 | 0 | 0 | 0 | 0 | 0 | 0 | 0 | 0 | 0 | 0 | 0 | 0 | 0 | 0 | 0 | 0 | 0 | 0 | 0 | 0 | 0 | 0 | 0
SDGE | Mission | 230 | 2 | 1 | 2 | 0 | 1 | 2 | 1 | 2 | 3 | 1 | 3 | 2 | 3 | 1 | 3 | 2 | 0 | 0 | 0 | 0 | 0 | 0 | 0 | 0 | 0 | 0 | 0 | 0 | 0 | 0 | 0 | 0 | 0 | 0 | 0 | 0 | 0 | 0 | 0 | 0 | 0 | 0 | 0 | 0 | 0 | 0 | 0 | 0 | 0 | 0
SDGE | Mission | 69 | 2 | 1 | 2 | 0 | 1 | 2 | 1 | 2 | 3 | 1 | 3 | 2 | 3 | 1 | 3 | 2 | 0 | 0 | 0 | 0 | 0 | 0 | 0 | 0 | 0 | 0 | 0 | 0 | 0 | 0 | 0 | 0 | 0 | 0 | 0 | 0 | 0 | 0 | 0 | 0 | 0 | 0 | 0 | 0 | 0 | 0 | 0 | 0 | 0 | 0
PG&E GBA | Mi-Wuk | 115 | 2 | 1 | 4 | 1 | 1 | 3 | 1 | 2 | 3 | 1 | 1 | 4 | 3 | 1 | 1 | 3 | 0 | 0 | 0 | 0 | 0 | 0 | 0 | 0 | 0 | 0 | 0 | 0 | 0 | 0 | 0 | 0 | 0 | 0 | 0 | 0 | 0 | 0 | 0 | 0 | 0 | 0 | 0 | 0 | 0 | 0 | 0 | 0 | 0 | 0
EOP | Mohave | 500 | 2 | 2 | 2 | 1 | 1 | 3 | 1 | 2 | 1 | 2 | 3 | 3 | 3 | 1 | 1 | 3 | 0 | 0 | 0 | 0 | 0 | 0 | 0 | 0 | 0 | 665 | 587 | 0 | 158 | 400 | 1 | 1252 | 558 | 0 | 0 | 0 | 0 | 0 | 0 | 0 | 0 | 0 | 1165 | 587 | 0 | 158 | 400 | 1 | 1752 | 558
PG&E NGBA | Monroe | 115 | 2 | 1 | 2 | 1 | 2 | 2 | 1 | 2 | 3 | 1 | 3 | 3 | 1 | 2 | 3 | 2 | 0 | 0 | 0 | 0 | 0 | 0 | 0 | 0 | 0 | 0 | 0 | 0 | 0 | 0 | 0 | 0 | 0 | 0 | 0 | 0 | 0 | 0 | 0 | 0 | 0 | 0 | 0 | 0 | 0 | 0 | 0 | 0 | 0 | 0
SDGE | Monserate | 69 | 2 | 1 | 3 | 0 | 1 | 3 | 1 | 2 | 3 | 1 | 2 | 3 | 3 | 1 | 1 | 3 | 0 | 0 | 0 | 0 | 0 | 0 | 0 | 0 | 0 | 0 | 0 | 0 | 0 | 0 | 0 | 0 | 0 | 0 | 0 | 0 | 0 | 0 | 0 | 0 | 0 | 0 | 0 | 0 | 0 | 0 | 0 | 0 | 0 | 0
PG&E GBA | Monta Vista | 115 | 2 | 1 | 3 | 0 | 2 | 3 | 1 | 2 | 3 | 1 | 2 | 3 | 1 | 2 | 1 | 3 | 0 | 0 | 0 | 0 | 0 | 0 | 0 | 0 | 0 | 0 | 0 | 0 | 0 | 0 | 0 | 0 | 0 | 0 | 0 | 0 | 0 | 0 | 0 | 0 | 0 | 0 | 0 | 0 | 0 | 0 | 0 | 0 | 0 | 0
PG&E GBA | Monta Vista | 230 | 2 | 1 | 3 | 0 | 2 | 3 | 1 | 2 | 3 | 1 | 2 | 3 | 1 | 2 | 1 | 3 | 0 | 0 | 0 | 0 | 0 | 0 | 0 | 0 | 0 | 0 | 0 | 0 | 0 | 0 | 0 | 0 | 0 | 0 | 0 | 0 | 0 | 0 | 0 | 0 | 0 | 0 | 0 | 0 | 0 | 0 | 0 | 0 | 0 | 0
PG&E GBA | Monta Vista | 60 | 2 | 1 | 3 | 0 | 2 | 3 | 1 | 2 | 3 | 1 | 2 | 3 | 1 | 2 | 1 | 3 | 0 | 0 | 0 | 0 | 0 | 0 | 0 | 0 | 0 | 0 | 0 | 0 | 0 | 0 | 0 | 0 | 0 | 0 | 0 | 0 | 0 | 0 | 0 | 0 | 0 | 0 | 0 | 0 | 0 | 0 | 0 | 0 | 0 | 0
PG&E NGBA | Monticello | 115 | 2 | 1 | 4 | 1 | 2 | 3 | 1 | 2 | 3 | 1 | 1 | 4 | 1 | 2 | 1 | 3 | 0 | 0 | 0 | 0 | 0 | 0 | 0 | 0 | 0 | 0 | 0 | 0 | 0 | 0 | 0 | 0 | 0 | 0 | 0 | 0 | 0 | 0 | 0 | 0 | 0 | 0 | 0 | 0 | 0 | 0 | 0 | 0 | 0 | 0
SCE Northern | Moorpark | 230 | 2 | 1 | 4 | 0 | 1 | 3 | 1 | 2 | 3 | 1 | 1 | 4 | 3 | 1 | 1 | 3 | 0 | 0 | 0 | 0 | 0 | 0 | 0 | 0 | 0 | 0 | 0 | 350 | 0 | 0 | 1 | 0 | 350 | 0 | 0 | 0 | 0 | 0 | 0 | 0 | 0 | 0 | 0 | 0 | 350 | 0 | 0 | 1 | 0 | 350
SCE Northern | Moorpark | 66 | 2 | 1 | 4 | 0 | 1 | 3 | 1 | 2 | 3 | 1 | 1 | 4 | 3 | 1 | 1 | 3 | 0 | 0 | 0 | 0 | 0 | 0 | 0 | 0 | 0 | 0 | 0 | 0 | 0 | 0 | 0 | 0 | 0 | 0 | 0 | 0 | 0 | 0 | 0 | 0 | 0 | 0 | 0 | 0 | 0 | 0 | 0 | 0 | 0 | 0
PG&E GBA | Moraga | 115 | 2 | 1 | 3 | 0 | 1 | 3 | 1 | 2 | 3 | 1 | 2 | 3 | 3 | 1 | 1 | 3 | 0 | 0 | 0 | 0 | 0 | 0 | 0 | 0 | 0 | 0 | 0 | 0 | 0 | 0 | 0 | 0 | 0 | 0 | 0 | 0 | 0 | 0 | 0 | 0 | 0 | 0 | 0 | 0 | 0 | 0 | 0 | 0 | 0 | 0
PG&E GBA | Moraga | 230 | 2 | 1 | 3 | 0 | 1 | 3 | 1 | 2 | 3 | 1 | 2 | 3 | 3 | 1 | 1 | 3 | 0 | 0 | 0 | 0 | 0 | 0 | 0 | 0 | 0 | 0 | 0 | 0 | 0 | 0 | 0 | 0 | 0 | 0 | 0 | 0 | 0 | 0 | 0 | 0 | 0 | 0 | 0 | 0 | 0 | 0 | 0 | 0 | 0 | 0
PG&E GBA | Morgan Hill | 115 | 2 | 1 | 3 | 0 | 2 | 2 | 1 | 2 | 3 | 1 | 2 | 3 | 1 | 2 | 3 | 2 | 0 | 0 | 0 | 0 | 0 | 0 | 0 | 0 | 0 | 0 | 0 | 0 | 0 | 0 | 0 | 0 | 0 | 0 | 0 | 0 | 0 | 0 | 0 | 0 | 0 | 0 | 0 | 0 | 0 | 0 | 0 | 0 | 0 | 0
PG&E KERN | Morro Bay | 115 | 2 | 2 | 1 | 1 | 2 | 3 | 1 | 2 | 1 | 2 | 4 | 2 | 1 | 2 | 1 | 3 | 0 | 0 | 0 | 0 | 0 | 0 | 0 | 0 | 0 | 0 | 90 | 0 | 0 | 0 | 1 | 90 | 0 | 0 | 0 | 0 | 0 | 0 | 0 | 0 | 0 | 0 | 0 | 90 | 0 | 0 | 0 | 1 | 90 | 0
PG&E KERN | Morro Bay | 230 | 2 | 2 | 1 | 1 | 2 | 3 | 1 | 2 | 1 | 2 | 4 | 2 | 1 | 2 | 1 | 3 | 0 | 0 | 0 | 0 | 0 | 0 | 0 | 0 | 0 | 0 | 0 | 0 | 0 | 0 | 0 | 0 | 0 | 0 | 0 | 0 | 0 | 0 | 0 | 0 | 0 | 0 | 0 | 0 | 0 | 0 | 0 | 0 | 0 | 0
PG&E KERN | Morro Bay | 500 | 2 | 2 | 1 | 1 | 2 | 3 | 1 | 2 | 1 | 2 | 4 | 2 | 1 | 2 | 1 | 3 | 0 | 0 | 0 | 0 | 0 | 0 | 0 | 0 | 0 | 60 | 0 | 0 | 0 | 0 | 1 | 60 | 0 | 0 | 0 | 0 | 0 | 0 | 0 | 0 | 0 | 0 | 60 | 0 | 0 | 0 | 0 | 1 | 60 | 0
PG&E GBA | Moss Landing | 115 | 2 | 2 | 1 | 0 | 2 | 2 | 1 | 2 | 1 | 2 | 4 | 1 | 1 | 2 | 3 | 2 | 0 | 0 | 0 | 0 | 0 | 0 | 0 | 0 | 0 | 0 | 0 | 0 | 0 | 0 | 0 | 0 | 0 | 0 | 0 | 0 | 0 | 0 | 0 | 0 | 0 | 0 | 0 | 0 | 0 | 0 | 0 | 0 | 0 | 0
PG&E GBA | Moss Landing | 230 | 2 | 2 | 1 | 0 | 2 | 2 | 1 | 2 | 1 | 2 | 4 | 1 | 1 | 2 | 3 | 2 | 0 | 0 | 0 | 0 | 0 | 0 | 0 | 0 | 0 | 0 | 0 | 0 | 0 | 0 | 0 | 0 | 0 | 0 | 0 | 0 | 0 | 0 | 0 | 0 | 0 | 0 | 0 | 0 | 0 | 0 | 0 | 0 | 0 | 0
PG&E GBA | Moss Landing | 500 | 2 | 2 | 1 | 0 | 2 | 2 | 1 | 2 | 1 | 2 | 4 | 1 | 1 | 2 | 3 | 2 | 0 | 0 | 0 | 0 | 0 | 0 | 0 | 0 | 0 | 0 | 0 | 0 | 0 | 0 | 0 | 0 | 0 | 0 | 0 | 0 | 0 | 0 | 0 | 0 | 0 | 0 | 0 | 0 | 0 | 0 | 0 | 0 | 0 | 0
EOP | Mountain Pass | 115 | 2 | 2 | 4 | 0 | 1 | 1 | 1 | 2 | 1 | 2 | 1 | 4 | 3 | 1 | 4 | 1 | 0 | 0 | 0 | 0 | 0 | 0 | 0 | 0 | 0 | 0 | 0 | 0 | 0 | 0 | 0 | 0 | 0 | 0 | 0 | 0 | 0 | 0 | 0 | 0 | 0 | 0 | 0 | 0 | 0 | 0 | 0 | 0 | 0 | 0
PG&E GBA | Mountain View | 115 | 2 | 1 | 2 | 0 | 2 | 2 | 1 | 2 | 3 | 1 | 3 | 2 | 1 | 2 | 3 | 2 | 0 | 0 | 0 | 0 | 0 | 0 | 0 | 0 | 0 | 0 | 0 | 0 | 0 | 0 | 0 | 0 | 0 | 0 | 0 | 0 | 0 | 0 | 0 | 0 | 0 | 0 | 0 | 0 | 0 | 0 | 0 | 0 | 0 | 0
PG&E GBA | Mt Eden | 115 | 2 | 1 | 2 | 0 | 1 | 2 | 1 | 2 | 3 | 1 | 3 | 2 | 3 | 1 | 3 | 2 | 0 | 0 | 0 | 0 | 0 | 0 | 0 | 0 | 0 | 0 | 0 | 0 | 0 | 0 | 0 | 0 | 0 | 0 | 0 | 0 | 0 | 0 | 0 | 0 | 0 | 0 | 0 | 0 | 0 | 0 | 0 | 0 | 0 | 0
PG&E KERN | Mt Poso | 115 | 1 | 1 | 1 | 1 | 1 | 1 | 3 | 1 | 3 | 1 | 4 | 2 | 3 | 1 | 4 | 1 | 0 | 0 | 0 | 0 | 0 | 0 | 0 | 0 | 0 | 0 | 0 | 0 | 0 | 0 | 0 | 0 | 0 | 0 | 0 | 0 | 0 | 0 | 0 | 0 | 0 | 0 | 0 | 0 | 0 | 0 | 0 | 0 | 0 | 0
SDGE | Murray | 69 | 2 | 1 | 2 | 0 | 1 | 2 | 1 | 2 | 3 | 1 | 3 | 2 | 3 | 1 | 3 | 2 | 0 | 0 | 0 | 0 | 0 | 0 | 0 | 0 | 0 | 0 | 0 | 0 | 0 | 0 | 0 | 0 | 0 | 0 | 0 | 0 | 0 | 0 | 0 | 0 | 0 | 0 | 0 | 0 | 0 | 0 | 0 | 0 | 0 | 0
PG&E FRESNO | Mustang | 230 | 1 | 1 | 1 | 0 | 2 | 1 | 3 | 1 | 3 | 1 | 4 | 1 | 1 | 2 | 4 | 1 | 0 | 0 | 0 | 0 | 0 | 0 | 0 | 0 | 0 | 0 | 0 | 0 | 0 | 0 | 0 | 0 | 0 | 0 | 0 | 0 | 0 | 0 | 0 | 0 | 0 | 0 | 0 | 0 | 0 | 0 | 0 | 0 | 0 | 0
SCE Northern | Neenach | 66 | 2 | 1 | 4 | 1 | 1 | 3 | 1 | 2 | 3 | 1 | 1 | 4 | 3 | 1 | 1 | 3 | 0 | 0 | 0 | 0 | 0 | 0 | 0 | 0 | 0 | 0 | 0 | 0 | 0 | 0 | 0 | 0 | 0 | 0 | 0 | 0 | 0 | 0 | 0 | 0 | 0 | 0 | 0 | 0 | 0 | 0 | 0 | 0 | 0 | 0
PG&E KERN | New Sub - Gates - Midway (Proposed) | 230 | 1 | 1 | 4 | 0 | 2 | 1 | 3 | 1 | 3 | 1 | 1 | 4 | 1 | 2 | 4 | 1 | 0 | 0 | 0 | 0 | 0 | 0 | 0 | 0 | 0 | 890 | 920 | 238.5 | 0 | 0 | 1 | 1810 | 238.5 | 0 | 0 | 0 | 0 | 0 | 0 | 0 | 0 | 0 | 890 | 920 | 238.5 | 0 | 0 | 1 | 1810 | 238.5
PG&E KERN | New Sub - Gates - Templeton (Proposed) | 230 | 1 | 1 | 4 | 1 | 2 | 1 | 3 | 1 | 3 | 1 | 1 | 4 | 1 | 2 | 4 | 1 | 0 | 0 | 0 | 0 | 0 | 0 | 0 | 0 | 0 | 0 | 240 | 0 | 0 | 0 | 1 | 240 | 0 | 0 | 0 | 0 | 0 | 0 | 0 | 0 | 0 | 0 | 0 | 240 | 0 | 0 | 0 | 1 | 240 | 0
SCE NOL | New Sub - Kramer - Lugo (Proposed) | 230 | 2 | 1 | 2 | 0 | 1 | 1 | 1 | 2 | 3 | 1 | 3 | 2 | 3 | 1 | 4 | 1 | 0 | 0 | 0 | 0 | 0 | 0 | 0 | 0 | 0 | 0 | 0 | 0 | 0 | 0 | 0 | 0 | 0 | 0 | 0 | 0 | 0 | 0 | 0 | 0 | 0 | 0 | 0 | 0 | 0 | 0 | 0 | 0 | 0 | 0
PG&E FRESNO | New Sub - Los Banos - Midway (Proposed) | 500 | 1 | 1 | 4 | 0 | 2 | 1 | 3 | 1 | 3 | 1 | 1 | 4 | 1 | 2 | 4 | 1 | 0 | 0 | 0 | 0 | 0 | 0 | 0 | 0 | 0 | 0 | 0 | 0 | 0 | 0 | 0 | 0 | 0 | 0 | 0 | 0 | 0 | 0 | 0 | 0 | 0 | 0 | 0 | 0 | 0 | 0 | 0 | 0 | 0 | 0
SCE NOL | New Sub - Lugo - Pisgah (Proposed) | 230 | 2 | 1 | 3 | 0 | 1 | 3 | 1 | 2 | 3 | 1 | 2 | 3 | 3 | 1 | 1 | 3 | 0 | 0 | 0 | 0 | 0 | 0 | 0 | 0 | 0 | 0 | 0 | 0 | 0 | 0 | 0 | 0 | 0 | 0 | 0 | 0 | 0 | 0 | 0 | 0 | 0 | 0 | 0 | 0 | 0 | 0 | 0 | 0 | 0 | 0
PG&E KERN | New Sub - Midway - Wheeler Ridge (Proposed) | 230 | 1 | 1 | 3 | 0 | 1 | 1 | 3 | 1 | 3 | 1 | 2 | 3 | 3 | 1 | 4 | 1 | 0 | 0 | 0 | 0 | 0 | 0 | 0 | 0 | 0 | 890 | 475 | 0 | 0 | 0 | 1 | 1365 | 0 | 0 | 0 | 0 | 0 | 0 | 0 | 0 | 0 | 0 | 890 | 475 | 0 | 0 | 0 | 1 | 1365 | 0
PG&E NGBA | New Sub - Near existing Leavitt (PSREC) | 345 | 2 | 2 | 1 | 0 | 1 | 3 | 1 | 2 | 1 | 2 | 4 | 1 | 3 | 1 | 1 | 3 | 180 | 0 | 0 | 0 | 0 | 0 | 0 | 0 | 0 | 0 | 0 | 0 | 0 | 0 | 1 | 180 | 0 | 180 | 0 | 110 | 0 | 0 | 0 | 0 | 0 | 0 | 0 | 0 | 0 | 0 | 0 | 1 | 290 | 0
PG&E NGBA | New Sub - Near existing Madeline (NVE) | 345 | 2 | 2 | 4 | 0 | 1 | 3 | 1 | 2 | 1 | 2 | 1 | 4 | 3 | 1 | 1 | 3 | 0 | 0 | 0 | 0 | 0 | 0 | 0 | 0 | 0 | 0 | 0 | 0 | 0 | 0 | 0 | 0 | 0 | 0 | 0 | 0 | 0 | 0 | 0 | 0 | 0 | 0 | 0 | 0 | 0 | 0 | 0 | 0 | 0 | 0
SDGE | New Sub - North Gila - IV (Proposed) | 500 | 2 | 1 | 4 | 0 | 2 | 2 | 1 | 2 | 3 | 1 | 1 | 4 | 1 | 2 | 3 | 2 | 0 | 0 | 0 | 0 | 0 | 0 | 0 | 0 | 0 | 0 | 0 | 0 | 0 | 0 | 0 | 0 | 0 | 0 | 0 | 0 | 0 | 0 | 0 | 0 | 0 | 0 | 0 | 0 | 0 | 0 | 0 | 0 | 0 | 0
PG&E NGBA | New Sub - Pit 1 - Cottonwood (Proposed) | 230 | 2 | 2 | 4 | 1 | 2 | 3 | 1 | 2 | 1 | 2 | 1 | 4 | 1 | 2 | 1 | 3 | 0 | 0 | 0 | 0 | 0 | 0 | 0 | 0 | 0 | 0 | 0 | 0 | 0 | 0 | 0 | 0 | 0 | 0 | 0 | 0 | 0 | 0 | 0 | 0 | 0 | 0 | 0 | 0 | 0 | 0 | 0 | 0 | 0 | 0
PG&E GBA | New Sub - Rancho Seco - Bellota (Proposed) | 230 | 1 | 1 | 3 | 1 | 2 | 3 | 3 | 1 | 3 | 1 | 2 | 4 | 1 | 2 | 1 | 3 | 0 | 0 | 0 | 0 | 0 | 0 | 0 | 0 | 0 | 0 | 0 | 0 | 0 | 0 | 0 | 0 | 0 | 0 | 0 | 0 | 0 | 0 | 0 | 0 | 0 | 0 | 0 | 0 | 0 | 0 | 0 | 0 | 0 | 0
SDGE | New Sub - Suncrest - Ocotillo (Proposed) | 500 | 2 | 1 | 4 | 0 | 1 | 3 | 1 | 2 | 3 | 1 | 1 | 4 | 3 | 1 | 1 | 3 | 0 | 0 | 280 | 0 | 0 | 0 | 0 | 0 | 0 | 0 | 0 | 0 | 0 | 0 | 1 | 280 | 0 | 0 | 0 | 280 | 0 | 0 | 0 | 0 | 0 | 0 | 0 | 0 | 0 | 0 | 0 | 1 | 280 | 0
PG&E FRESNO | New Sub - Westley - Quinto (Proposed) | 230 | 1 | 1 | 4 | 0 | 2 | 1 | 3 | 1 | 3 | 1 | 1 | 4 | 1 | 2 | 4 | 1 | 80 | 0 | 0 | 0 | 0 | 0 | 0 | 0 | 0 | 0 | 0 | 0 | 0 | 0 | 1 | 80 | 0 | 80 | 0 | 0 | 0 | 0 | 0 | 0 | 0 | 0 | 175 | 0 | 0 | 0 | 0 | 1 | 255 | 0
PG&E GBA | Newark | 115 | 2 | 1 | 3 | 0 | 1 | 2 | 1 | 2 | 3 | 1 | 2 | 3 | 3 | 1 | 3 | 2 | 0 | 0 | 0 | 0 | 0 | 0 | 0 | 0 | 0 | 0 | 0 | 0 | 0 | 0 | 0 | 0 | 0 | 0 | 0 | 0 | 0 | 0 | 0 | 0 | 0 | 0 | 0 | 0 | 0 | 0 | 0 | 0 | 0 | 0
PG&E GBA | Newark | 230 | 2 | 1 | 3 | 0 | 1 | 2 | 1 | 2 | 3 | 1 | 2 | 3 | 3 | 1 | 3 | 2 | 0 | 0 | 0 | 0 | 0 | 0 | 0 | 0 | 0 | 0 | 0 | 0 | 0 | 0 | 0 | 0 | 0 | 0 | 0 | 0 | 0 | 0 | 0 | 0 | 0 | 0 | 0 | 0 | 0 | 0 | 0 | 0 | 0 | 0
PG&E GBA | Newark | 60 | 2 | 1 | 3 | 0 | 1 | 2 | 1 | 2 | 3 | 1 | 2 | 3 | 3 | 1 | 3 | 2 | 0 | 0 | 0 | 0 | 0 | 0 | 0 | 0 | 0 | 0 | 0 | 0 | 0 | 0 | 0 | 0 | 0 | 0 | 0 | 0 | 0 | 0 | 0 | 0 | 0 | 0 | 0 | 0 | 0 | 0 | 0 | 0 | 0 | 0
PG&E FRESNO | Newhall | 115 | 1 | 1 | 4 | 0 | 2 | 1 | 3 | 1 | 3 | 1 | 1 | 4 | 1 | 2 | 4 | 1 | 0 | 0 | 0 | 0 | 0 | 0 | 0 | 0 | 0 | 0 | 0 | 0 | 0 | 0 | 0 | 0 | 0 | 0 | 0 | 0 | 0 | 0 | 0 | 0 | 0 | 0 | 0 | 0 | 0 | 0 | 0 | 0 | 0 | 0
PG&E KERN | Norco | 115 | 1 | 1 | 3 | 0 | 1 | 1 | 3 | 1 | 3 | 1 | 2 | 3 | 3 | 1 | 4 | 1 | 0 | 0 | 0 | 0 | 0 | 0 | 0 | 0 | 0 | 0 | 0 | 0 | 0 | 0 | 0 | 0 | 0 | 0 | 0 | 0 | 0 | 0 | 0 | 0 | 0 | 0 | 0 | 0 | 0 | 0 | 0 | 0 | 0 | 0
PG&E GBA | Nortech | 115 | 2 | 1 | 2 | 0 | 2 | 1 | 1 | 2 | 3 | 1 | 3 | 2 | 1 | 2 | 4 | 1 | 0 | 0 | 0 | 0 | 0 | 0 | 0 | 0 | 0 | 0 | 0 | 0 | 0 | 0 | 0 | 0 | 0 | 0 | 0 | 0 | 0 | 0 | 0 | 0 | 0 | 0 | 0 | 0 | 0 | 0 | 0 | 0 | 0 | 0
SDGE | North City Metering | 138 | 2 | 1 | 2 | 0 | 1 | 3 | 1 | 2 | 3 | 1 | 3 | 2 | 3 | 1 | 1 | 3 | 0 | 0 | 0 | 0 | 0 | 0 | 0 | 0 | 0 | 0 | 0 | 0 | 0 | 0 | 0 | 0 | 0 | 0 | 0 | 0 | 0 | 0 | 0 | 0 | 0 | 0 | 0 | 0 | 0 | 0 | 0 | 0 | 0 | 0
PG&E GBA | North Dublin | 230 | 2 | 1 | 2 | 0 | 1 | 3 | 1 | 2 | 3 | 1 | 3 | 2 | 3 | 1 | 1 | 3 | 0 | 0 | 0 | 0 | 0 | 0 | 0 | 0 | 0 | 0 | 0 | 0 | 0 | 0 | 0 | 0 | 0 | 0 | 0 | 0 | 0 | 0 | 0 | 0 | 0 | 0 | 0 | 0 | 0 | 0 | 0 | 0 | 0 | 0
SDGE | North Gila | 500 | 2 | 2 | 4 | 1 | 2 | 3 | 1 | 2 | 1 | 2 | 1 | 4 | 1 | 2 | 1 | 3 | 0 | 0 | 0 | 0 | 0 | 0 | 0 | 0 | 0 | 1520 | 1180 | 0 | 364.4 | 0 | 1 | 2700 | 364.4 | 0 | 0 | 0 | 0 | 0 | 0 | 0 | 0 | 0 | 1520 | 1410 | 0 | 118.7 | 0 | 1 | 2930 | 118.7
SCE Metro | North of SONGS | 230 | 2 | 1 | 3 | 0 | 1 | 3 | 1 | 2 | 3 | 1 | 2 | 3 | 3 | 1 | 1 | 3 | 0 | 0 | 0 | 0 | 0 | 0 | 0 | 0 | 0 | 0 | 0 | 0 | 0 | 0 | 0 | 0 | 0 | 0 | 0 | 0 | 0 | 0 | 0 | 0 | 0 | 0 | 0 | 0 | 0 | 0 | 0 | 0 | 0 | 0
SCE Metro | North of SONGS | 500 | 2 | 1 | 3 | 0 | 1 | 3 | 1 | 2 | 3 | 1 | 2 | 3 | 3 | 1 | 1 | 3 | 0 | 0 | 0 | 0 | 0 | 0 | 0 | 0 | 0 | 0 | 0 | 0 | 400 | 0 | 1 | 0 | 400 | 0 | 0 | 0 | 0 | 0 | 0 | 0 | 0 | 0 | 0 | 0 | 0 | 400 | 0 | 1 | 0 | 400
PG&E NGBA | Notre Dame | 115 | 2 | 1 | 4 | 0 | 2 | 2 | 1 | 2 | 3 | 1 | 1 | 4 | 1 | 2 | 3 | 2 | 0 | 0 | 0 | 0 | 0 | 0 | 0 | 0 | 0 | 0 | 0 | 0 | 0 | 0 | 0 | 0 | 0 | 0 | 0 | 0 | 0 | 0 | 0 | 0 | 0 | 0 | 0 | 0 | 0 | 0 | 0 | 0 | 0 | 0
PG&E GBA | Oakland C | 115 | 2 | 1 | 1 | 0 | 1 | 2 | 1 | 2 | 3 | 1 | 4 | 1 | 3 | 1 | 3 | 2 | 0 | 0 | 0 | 0 | 0 | 0 | 0 | 0 | 0 | 0 | 40 | 0 | 0 | 0 | 1 | 40 | 0 | 0 | 0 | 0 | 0 | 0 | 0 | 0 | 0 | 0 | 0 | 40 | 0 | 0 | 0 | 1 | 40 | 0
PG&E GBA | Oakland J | 115 | 2 | 1 | 2 | 0 | 1 | 1 | 1 | 2 | 3 | 1 | 3 | 2 | 3 | 1 | 4 | 1 | 0 | 0 | 0 | 0 | 0 | 0 | 0 | 0 | 0 | 0 | 50 | 0 | 0 | 0 | 1 | 50 | 0 | 0 | 0 | 0 | 0 | 0 | 0 | 0 | 0 | 0 | 0 | 50 | 0 | 0 | 0 | 1 | 50 | 0
PG&E GBA | Oakland L | 115 | 2 | 1 | 2 | 0 | 1 | 1 | 1 | 2 | 3 | 1 | 3 | 2 | 3 | 1 | 4 | 1 | 0 | 0 | 0 | 0 | 0 | 0 | 0 | 0 | 0 | 0 | 0 | 0 | 0 | 0 | 0 | 0 | 0 | 0 | 0 | 0 | 0 | 0 | 0 | 0 | 0 | 0 | 0 | 0 | 0 | 0 | 0 | 0 | 0 | 0
PG&E GBA | Oakland X | 115 | 2 | 1 | 2 | 0 | 1 | 2 | 1 | 2 | 3 | 1 | 3 | 2 | 3 | 1 | 3 | 2 | 0 | 0 | 0 | 0 | 0 | 0 | 0 | 0 | 0 | 0 | 70 | 0 | 0 | 0 | 1 | 70 | 0 | 0 | 0 | 0 | 0 | 0 | 0 | 0 | 0 | 0 | 0 | 70 | 0 | 0 | 0 | 1 | 70 | 0
SDGE | Ocean Ranch | 69 | 2 | 1 | 3 | 1 | 1 | 3 | 1 | 2 | 3 | 1 | 2 | 4 | 3 | 1 | 1 | 3 | 0 | 0 | 0 | 0 | 0 | 0 | 0 | 0 | 0 | 0 | 0 | 0 | 0 | 0 | 0 | 0 | 0 | 0 | 0 | 0 | 0 | 0 | 0 | 0 | 0 | 0 | 0 | 0 | 0 | 0 | 0 | 0 | 0 | 0
PG&E KERN | Oceano | 115 | 2 | 2 | 4 | 1 | 2 | 3 | 1 | 2 | 1 | 2 | 1 | 4 | 1 | 2 | 1 | 3 | 0 | 0 | 0 | 0 | 0 | 0 | 0 | 0 | 0 | 0 | 100 | 0 | 0 | 0 | 1 | 100 | 0 | 0 | 0 | 0 | 0 | 0 | 0 | 0 | 0 | 0 | 0 | 100 | 0 | 0 | 0 | 1 | 100 | 0
SDGE | Ocotillo Express | 500 | 2 | 1 | 4 | 0 | 2 | 3 | 1 | 2 | 3 | 1 | 1 | 4 | 1 | 2 | 1 | 3 | 0 | 0 | 130 | 0 | 0 | 0 | 0 | 0 | 0 | 0 | 0 | 0 | 0 | 0 | 1 | 130 | 0 | 0 | 0 | 130 | 0 | 0 | 0 | 0 | 0 | 0 | 0 | 0 | 0 | 0 | 0 | 1 | 130 | 0
PG&E KERN | Old River | 70 | 1 | 1 | 4 | 0 | 1 | 2 | 3 | 1 | 3 | 1 | 1 | 4 | 3 | 1 | 3 | 2 | 0 | 0 | 0 | 0 | 0 | 0 | 0 | 0 | 2.4 | 0 | 0 | 0 | 0 | 0 | 1 | 2.4 | 0 | 0 | 0 | 0 | 0 | 0 | 0 | 0 | 0 | 2.4 | 0 | 0 | 0 | 0 | 0 | 1 | 2.4 | 0
SDGE | Old Town | 230 | 2 | 1 | 2 | 1 | 1 | 2 | 1 | 2 | 3 | 1 | 3 | 3 | 3 | 1 | 3 | 2 | 0 | 0 | 0 | 0 | 0 | 0 | 0 | 0 | 0 | 0 | 0 | 0 | 0 | 0 | 0 | 0 | 0 | 0 | 0 | 0 | 0 | 0 | 0 | 0 | 0 | 0 | 0 | 0 | 0 | 0 | 0 | 0 | 0 | 0
SCE Metro | Olinda | 230 | 1 | 1 | 2 | 0 | 1 | 2 | 3 | 1 | 3 | 1 | 3 | 2 | 3 | 1 | 3 | 2 | 0 | 0 | 0 | 0 | 0 | 0 | 0 | 0 | 0 | 0 | 0 | 0 | 0 | 0 | 0 | 0 | 0 | 0 | 0 | 0 | 0 | 0 | 0 | 0 | 0 | 0 | 0 | 0 | 0 | 0 | 0 | 0 | 0 | 0
PG&E FRESNO | Olive | 115 | 1 | 1 | 4 | 0 | 1 | 1 | 3 | 1 | 3 | 1 | 1 | 4 | 3 | 1 | 4 | 1 | 0 | 0 | 0 | 0 | 0 | 0 | 0 | 0 | 0 | 0 | 0 | 20 | 0 | 0 | 1 | 0 | 20 | 0 | 0 | 0 | 0 | 0 | 0 | 0 | 0 | 0 | 0 | 0 | 20 | 0 | 0 | 1 | 0 | 20
PG&E NGBA | Olivehurst | 115 | 2 | 2 | 2 | 0 | 1 | 2 | 1 | 2 | 1 | 2 | 3 | 2 | 3 | 1 | 3 | 2 | 0 | 0 | 0 | 0 | 0 | 0 | 0 | 0 | 0 | 0 | 0 | 0 | 0 | 0 | 0 | 0 | 0 | 0 | 0 | 0 | 0 | 0 | 0 | 0 | 0 | 0 | 0 | 0 | 0 | 0 | 0 | 0 | 0 | 0
PG&E NGBA | Oregon Trail | 60 | 2 | 2 | 3 | 0 | 2 | 3 | 1 | 2 | 1 | 2 | 2 | 3 | 1 | 2 | 1 | 3 | 0 | 0 | 0 | 0 | 0 | 0 | 0 | 0 | 0 | 0 | 0 | 0 | 0 | 0 | 0 | 0 | 0 | 0 | 0 | 0 | 0 | 0 | 0 | 0 | 0 | 0 | 0 | 0 | 0 | 0 | 0 | 0 | 0 | 0
SCE Northern | Ormond Beach | 230 | 2 | 1 | 1 | 0 | 1 | 1 | 1 | 2 | 3 | 1 | 4 | 1 | 3 | 1 | 4 | 1 | 0 | 0 | 0 | 0 | 0 | 0 | 0 | 0 | 0 | 0 | 0 | 0 | 0 | 0 | 0 | 0 | 0 | 0 | 0 | 0 | 0 | 0 | 0 | 0 | 0 | 0 | 0 | 0 | 0 | 0 | 0 | 0 | 0 | 0
PG&E FRESNO | Oro Loma | 115 | 1 | 1 | 4 | 0 | 2 | 1 | 3 | 1 | 3 | 1 | 1 | 4 | 1 | 2 | 4 | 1 | 20 | 0 | 0 | 0 | 0 | 0 | 0 | 0 | 0 | 110 | 0 | 0 | 0 | 0 | 1 | 130 | 0 | 20 | 0 | 0 | 0 | 0 | 0 | 0 | 0 | 0 | 110 | 0 | 0 | 0 | 0 | 1 | 130 | 0
PG&E FRESNO | Oro Loma | 70 | 1 | 1 | 4 | 0 | 2 | 1 | 3 | 1 | 3 | 1 | 1 | 4 | 1 | 2 | 4 | 1 | 0 | 0 | 0 | 0 | 0 | 0 | 0 | 0 | 5 | 0 | 0 | 0 | 0 | 0 | 1 | 5 | 0 | 0 | 0 | 0 | 0 | 0 | 0 | 0 | 0 | 5 | 0 | 0 | 0 | 0 | 0 | 1 | 5 | 0
PG&E FRESNO | Orosi | 70 | 1 | 1 | 4 | 0 | 1 | 1 | 3 | 1 | 3 | 1 | 1 | 4 | 3 | 1 | 4 | 1 | 0 | 0 | 0 | 0 | 0 | 0 | 0 | 0 | 0 | 0 | 0 | 0 | 0 | 0 | 0 | 0 | 0 | 0 | 0 | 0 | 0 | 0 | 0 | 0 | 0 | 0 | 0 | 0 | 0 | 0 | 0 | 0 | 0 | 0
SDGE | Otay | 69 | 2 | 1 | 1 | 0 | 1 | 1 | 1 | 2 | 3 | 1 | 4 | 1 | 3 | 1 | 4 | 1 | 0 | 0 | 0 | 0 | 0 | 0 | 0 | 0 | 0 | 0 | 0 | 49.7 | 0 | 0 | 1 | 0 | 49.7 | 0 | 0 | 0 | 0 | 0 | 0 | 0 | 0 | 0 | 0 | 0 | 49.7 | 0 | 0 | 1 | 0 | 49.7
SDGE | Otay Mesa | 230 | 2 | 1 | 1 | 0 | 1 | 3 | 1 | 2 | 3 | 1 | 4 | 1 | 3 | 1 | 1 | 3 | 0 | 0 | 0 | 0 | 0 | 0 | 0 | 0 | 0 | 0 | 0 | 65 | 0 | 0 | 1 | 0 | 65 | 0 | 0 | 0 | 0 | 0 | 0 | 0 | 0 | 0 | 0 | 0 | 65 | 0 | 0 | 1 | 0 | 65
PG&E FRESNO | Padre Flats SW STA | 230 | 1 | 1 | 4 | 1 | 2 | 1 | 3 | 1 | 3 | 1 | 1 | 4 | 1 | 2 | 4 | 1 | 50 | 0 | 0 | 0 | 0 | 0 | 0 | 0 | 0 | 370 | 0 | 0 | 0 | 0 | 1 | 420 | 0 | 50 | 0 | 0 | 0 | 0 | 0 | 0 | 0 | 0 | 370 | 0 | 0 | 0 | 0 | 1 | 420 | 0
EOP | Pahrump | 138 | 2 | 2 | 4 | 0 | 1 | 3 | 1 | 2 | 1 | 2 | 1 | 4 | 3 | 1 | 1 | 3 | 0 | 0 | 0 | 0 | 0 | 0 | 0 | 0 | 0 | 0 | 0 | 0 | 0 | 0 | 0 | 0 | 0 | 0 | 0 | 0 | 0 | 0 | 0 | 0 | 0 | 0 | 0 | 0 | 0 | 0 | 0 | 0 | 0 | 0
EOP | Pahrump | 230 | 2 | 2 | 4 | 0 | 1 | 3 | 1 | 2 | 1 | 2 | 1 | 4 | 3 | 1 | 1 | 3 | 0 | 0 | 0 | 0 | 0 | 0 | 0 | 0 | 0 | 0 | 0 | 0 | 0 | 0 | 0 | 0 | 0 | 0 | 0 | 0 | 0 | 0 | 0 | 0 | 0 | 0 | 0 | 0 | 0 | 0 | 0 | 0 | 0 | 0
SDGE | Pala | 69 | 2 | 1 | 1 | 0 | 1 | 3 | 1 | 2 | 3 | 1 | 4 | 1 | 3 | 1 | 1 | 3 | 0 | 0 | 0 | 0 | 0 | 0 | 0 | 0 | 0 | 0 | 0 | 0 | 0 | 0 | 0 | 0 | 0 | 0 | 0 | 0 | 0 | 0 | 0 | 0 | 0 | 0 | 0 | 0 | 0 | 0 | 0 | 0 | 0 | 0
PG&E NGBA | Palermo | 115 | 2 | 1 | 2 | 0 | 2 | 2 | 1 | 2 | 3 | 1 | 3 | 2 | 1 | 2 | 3 | 2 | 0 | 0 | 0 | 0 | 0 | 0 | 0 | 0 | 0 | 0 | 0 | 0 | 0 | 0 | 0 | 0 | 0 | 0 | 0 | 0 | 0 | 0 | 0 | 0 | 0 | 0 | 0 | 0 | 0 | 0 | 0 | 0 | 0 | 0
PG&E NGBA | Palermo | 230 | 2 | 1 | 2 | 0 | 2 | 2 | 1 | 2 | 3 | 1 | 3 | 2 | 1 | 2 | 3 | 2 | 0 | 0 | 0 | 0 | 0 | 0 | 0 | 0 | 0 | 0 | 0 | 0 | 0 | 0 | 0 | 0 | 0 | 0 | 0 | 0 | 0 | 0 | 0 | 0 | 0 | 0 | 0 | 0 | 0 | 0 | 0 | 0 | 0 | 0
SCE Eastern | Palo Verde | 500 | 2 | 1 | 4 | 0 | 2 | 3 | 1 | 2 | 3 | 1 | 1 | 4 | 1 | 2 | 1 | 3 | 0 | 0 | 0 | 0 | 2936 | 0 | 0 | 0 | 0 | 0 | 0 | 0 | 0 | 0 | 1 | 2936 | 0 | 0 | 0 | 3000 | 0 | 2936 | 0 | 0 | 0 | 0 | 0 | 0 | 0 | 0 | 0 | 1 | 5936 | 0
SDGE | Palomar Energy | 230 | 2 | 1 | 2 | 0 | 1 | 3 | 1 | 2 | 3 | 1 | 3 | 2 | 3 | 1 | 1 | 3 | 0 | 0 | 0 | 0 | 0 | 0 | 0 | 0 | 0 | 0 | 0 | 0 | 0 | 0 | 0 | 0 | 0 | 0 | 0 | 0 | 0 | 0 | 0 | 0 | 0 | 0 | 0 | 0 | 0 | 0 | 0 | 0 | 0 | 0
PG&E KERN | Panama | 70 | 1 | 1 | 3 | 1 | 1 | 1 | 3 | 1 | 3 | 1 | 2 | 4 | 3 | 1 | 4 | 1 | 0 | 0 | 0 | 0 | 0 | 0 | 0 | 0 | 0 | 0 | 0 | 0 | 0 | 0 | 0 | 0 | 0 | 0 | 0 | 0 | 0 | 0 | 0 | 0 | 0 | 0 | 0 | 0 | 0 | 0 | 0 | 0 | 0 | 0
PG&E FRESNO | Panoche | 115 | 1 | 1 | 1 | 0 | 2 | 1 | 3 | 1 | 3 | 1 | 4 | 1 | 1 | 2 | 4 | 1 | 0 | 0 | 0 | 0 | 0 | 0 | 0 | 0 | 4.4 | 40 | 0 | 0 | 0 | 0 | 1 | 44.4 | 0 | 0 | 0 | 0 | 0 | 0 | 0 | 0 | 0 | 4.4 | 130 | 0 | 0 | 0 | 0 | 1 | 134.4 | 0
PG&E FRESNO | Panoche | 230 | 1 | 1 | 1 | 0 | 2 | 1 | 3 | 1 | 3 | 1 | 4 | 1 | 1 | 2 | 4 | 1 | 0 | 0 | 0 | 0 | 0 | 0 | 0 | 0 | 0 | 0 | 0 | 0 | 0 | 0 | 0 | 0 | 0 | 0 | 0 | 0 | 0 | 0 | 0 | 0 | 0 | 0 | 0 | 0 | 0 | 0 | 0 | 0 | 0 | 0
SCE Northern | Pardee | 230 | 1 | 1 | 2 | 1 | 1 | 3 | 3 | 1 | 3 | 1 | 3 | 3 | 3 | 1 | 1 | 3 | 0 | 0 | 0 | 0 | 0 | 0 | 0 | 0 | 0 | 192 | 0 | 15 | 0 | 0 | 1 | 192 | 15 | 0 | 0 | 0 | 0 | 0 | 0 | 0 | 0 | 0 | 192 | 0 | 15 | 0 | 0 | 1 | 192 | 15
PG&E NGBA | Parkway | 230 | 2 | 1 | 3 | 1 | 1 | 2 | 1 | 2 | 3 | 1 | 2 | 4 | 3 | 1 | 3 | 2 | 0 | 0 | 0 | 0 | 0 | 0 | 0 | 0 | 0 | 0 | 0 | 0 | 0 | 0 | 0 | 0 | 0 | 0 | 0 | 0 | 0 | 0 | 0 | 0 | 0 | 0 | 0 | 0 | 0 | 0 | 0 | 0 | 0 | 0
SCE Northern | Pastoria | 230 | 1 | 1 | 2 | 0 | 1 | 3 | 3 | 1 | 3 | 1 | 3 | 2 | 3 | 1 | 1 | 3 | 0 | 0 | 0 | 0 | 0 | 0 | 0 | 0 | 0 | 0 | 105 | 80 | 0 | 0 | 1 | 105 | 80 | 0 | 0 | 0 | 0 | 0 | 0 | 0 | 0 | 0 | 0 | 105 | 80 | 0 | 0 | 1 | 105 | 80
SCE Metro | Pauda | 230 | 1 | 1 | 2 | 0 | 1 | 2 | 3 | 1 | 3 | 1 | 3 | 2 | 3 | 1 | 3 | 2 | 0 | 0 | 0 | 0 | 0 | 0 | 0 | 0 | 0 | 0 | 0 | 0 | 200 | 0 | 1 | 0 | 200 | 0 | 0 | 0 | 0 | 0 | 0 | 0 | 0 | 0 | 0 | 0 | 0 | 200 | 0 | 1 | 0 | 200
PG&E GBA | Paul Sweet | 115 | 2 | 2 | 2 | 0 | 2 | 3 | 1 | 2 | 1 | 2 | 3 | 2 | 1 | 2 | 1 | 3 | 0 | 0 | 0 | 0 | 0 | 0 | 0 | 0 | 0 | 0 | 0 | 0 | 0 | 0 | 0 | 0 | 0 | 0 | 0 | 0 | 0 | 0 | 0 | 0 | 0 | 0 | 0 | 0 | 0 | 0 | 0 | 0 | 0 | 0
PG&E NGBA | Peabody | 230 | 2 | 1 | 2 | 0 | 1 | 2 | 1 | 2 | 3 | 1 | 3 | 2 | 3 | 1 | 3 | 2 | 0 | 0 | 0 | 0 | 0 | 0 | 0 | 0 | 0 | 0 | 0 | 0 | 0 | 0 | 0 | 0 | 0 | 0 | 0 | 0 | 0 | 0 | 0 | 0 | 0 | 0 | 0 | 0 | 0 | 0 | 0 | 0 | 0 | 0
PG&E NGBA | Pease | 115 | 2 | 2 | 2 | 0 | 1 | 2 | 1 | 2 | 1 | 2 | 3 | 2 | 3 | 1 | 3 | 2 | 0 | 0 | 0 | 0 | 0 | 0 | 0 | 0 | 0 | 0 | 0 | 0 | 0 | 0 | 0 | 0 | 0 | 0 | 0 | 0 | 0 | 0 | 0 | 0 | 0 | 0 | 0 | 0 | 0 | 0 | 0 | 0 | 0 | 0
PG&E NGBA | Pease | 60 | 2 | 2 | 2 | 0 | 1 | 2 | 1 | 2 | 1 | 2 | 3 | 2 | 3 | 1 | 3 | 2 | 0 | 0 | 0 | 0 | 0 | 0 | 0 | 0 | 0 | 0 | 0 | 0 | 0 | 0 | 0 | 0 | 0 | 0 | 0 | 0 | 0 | 0 | 0 | 0 | 0 | 0 | 0 | 0 | 0 | 0 | 0 | 0 | 0 | 0
SDGE | Penasquitos | 138 | 2 | 1 | 2 | 0 | 1 | 3 | 1 | 2 | 3 | 1 | 3 | 2 | 3 | 1 | 1 | 3 | 0 | 0 | 0 | 0 | 0 | 0 | 0 | 0 | 0 | 0 | 0 | 0 | 0 | 0 | 0 | 0 | 0 | 0 | 0 | 0 | 0 | 0 | 0 | 0 | 0 | 0 | 0 | 0 | 0 | 0 | 0 | 0 | 0 | 0
SDGE | Penasquitos | 230 | 2 | 1 | 2 | 0 | 1 | 3 | 1 | 2 | 3 | 1 | 3 | 2 | 3 | 1 | 1 | 3 | 0 | 0 | 0 | 0 | 0 | 0 | 0 | 0 | 0 | 0 | 0 | 0 | 0 | 0 | 0 | 0 | 0 | 0 | 0 | 0 | 0 | 0 | 0 | 0 | 0 | 0 | 0 | 0 | 0 | 0 | 0 | 0 | 0 | 0
SDGE | Penasquitos | 69 | 2 | 1 | 2 | 0 | 1 | 3 | 1 | 2 | 3 | 1 | 3 | 2 | 3 | 1 | 1 | 3 | 0 | 0 | 0 | 0 | 0 | 0 | 0 | 0 | 0 | 0 | 0 | 0 | 0 | 0 | 0 | 0 | 0 | 0 | 0 | 0 | 0 | 0 | 0 | 0 | 0 | 0 | 0 | 0 | 0 | 0 | 0 | 0 | 0 | 0
SDGE | Pendleton | 69 | 2 | 1 | 4 | 1 | 1 | 3 | 1 | 2 | 3 | 1 | 1 | 4 | 3 | 1 | 1 | 3 | 0 | 0 | 0 | 0 | 0 | 0 | 0 | 0 | 0 | 0 | 0 | 0 | 50 | 0 | 1 | 0 | 50 | 0 | 0 | 0 | 0 | 0 | 0 | 0 | 0 | 0 | 0 | 0 | 0 | 50 | 0 | 1 | 0 | 50
PG&E NGBA | Penngrove | 115 | 2 | 1 | 3 | 0 | 2 | 2 | 1 | 2 | 3 | 1 | 2 | 3 | 1 | 2 | 3 | 2 | 0 | 0 | 0 | 0 | 0 | 0 | 0 | 0 | 0 | 0 | 0 | 0 | 0 | 0 | 0 | 0 | 0 | 0 | 0 | 0 | 0 | 0 | 0 | 0 | 0 | 0 | 0 | 0 | 0 | 0 | 0 | 0 | 0 | 0
PG&E GBA | Peoria | 115 | 2 | 1 | 4 | 1 | 1 | 3 | 1 | 2 | 3 | 1 | 1 | 4 | 3 | 1 | 1 | 3 | 0 | 0 | 0 | 0 | 0 | 0 | 0 | 0 | 0 | 0 | 0 | 0 | 0 | 0 | 0 | 0 | 0 | 0 | 0 | 0 | 0 | 0 | 0 | 0 | 0 | 0 | 0 | 0 | 0 | 0 | 0 | 0 | 0 | 0
PG&E GBA | Piercy | 115 | 2 | 1 | 2 | 0 | 2 | 2 | 1 | 2 | 3 | 1 | 3 | 2 | 1 | 2 | 3 | 2 | 0 | 0 | 0 | 0 | 0 | 0 | 0 | 0 | 0 | 0 | 0 | 0 | 0 | 0 | 0 | 0 | 0 | 0 | 0 | 0 | 0 | 0 | 0 | 0 | 0 | 0 | 0 | 0 | 0 | 0 | 0 | 0 | 0 | 0
PG&E FRESNO | Pine Flat | 230 | 1 | 1 | 4 | 0 | 2 | 3 | 3 | 1 | 3 | 1 | 1 | 4 | 1 | 2 | 1 | 3 | 0 | 0 | 0 | 0 | 0 | 0 | 0 | 0 | 0 | 0 | 0 | 0 | 0 | 0 | 0 | 0 | 0 | 0 | 0 | 0 | 0 | 0 | 0 | 0 | 0 | 0 | 225 | 0 | 0 | 0 | 0 | 1 | 225 | 0
SCE NOL | Pisgah | 230 | 2 | 1 | 4 | 1 | 1 | 1 | 1 | 2 | 3 | 1 | 1 | 4 | 3 | 1 | 4 | 1 | 0 | 0 | 0 | 0 | 0 | 0 | 0 | 0 | 0 | 0 | 0 | 0 | 0 | 0 | 0 | 0 | 0 | 0 | 0 | 0 | 0 | 0 | 0 | 0 | 0 | 0 | 0 | 0 | 0 | 0 | 0 | 0 | 0 | 0
PG&E NGBA | Pit 1 | 230 | 2 | 2 | 4 | 1 | 2 | 3 | 1 | 2 | 1 | 2 | 1 | 4 | 1 | 2 | 1 | 3 | 0 | 0 | 0 | 0 | 0 | 0 | 0 | 0 | 0 | 0 | 0 | 0 | 0 | 0 | 0 | 0 | 0 | 0 | 0 | 0 | 0 | 0 | 0 | 0 | 0 | 0 | 0 | 0 | 0 | 0 | 0 | 0 | 0 | 0
PG&E NGBA | Pit 1 | 60 | 2 | 2 | 4 | 1 | 2 | 3 | 1 | 2 | 1 | 2 | 1 | 4 | 1 | 2 | 1 | 3 | 0 | 0 | 0 | 0 | 0 | 0 | 0 | 0 | 0 | 0 | 0 | 0 | 0 | 0 | 0 | 0 | 0 | 0 | 0 | 0 | 0 | 0 | 0 | 0 | 0 | 0 | 0 | 0 | 0 | 0 | 0 | 0 | 0 | 0
PG&E NGBA | Pit 3 | 230 | 2 | 2 | 4 | 1 | 2 | 3 | 1 | 2 | 1 | 2 | 1 | 4 | 1 | 2 | 1 | 3 | 0 | 0 | 0 | 0 | 0 | 0 | 0 | 0 | 0 | 0 | 0 | 0 | 0 | 0 | 0 | 0 | 0 | 0 | 0 | 0 | 0 | 0 | 0 | 0 | 0 | 0 | 0 | 0 | 0 | 0 | 0 | 0 | 0 | 0
PG&E NGBA | Pit 4 | 230 | 2 | 2 | 4 | 1 | 2 | 3 | 1 | 2 | 1 | 2 | 1 | 4 | 1 | 2 | 1 | 3 | 0 | 0 | 0 | 0 | 0 | 0 | 0 | 0 | 0 | 0 | 0 | 0 | 0 | 0 | 0 | 0 | 0 | 0 | 0 | 0 | 0 | 0 | 0 | 0 | 0 | 0 | 0 | 0 | 0 | 0 | 0 | 0 | 0 | 0
PG&E GBA | Pittsburg | 115 | 2 | 1 | 1 | 1 | 1 | 1 | 1 | 2 | 3 | 1 | 4 | 2 | 3 | 1 | 4 | 1 | 0 | 0 | 0 | 0 | 0 | 0 | 0 | 0 | 0 | 0 | 0 | 0 | 0 | 0 | 0 | 0 | 0 | 0 | 0 | 0 | 0 | 0 | 0 | 0 | 0 | 0 | 0 | 0 | 0 | 0 | 0 | 0 | 0 | 0
PG&E GBA | Pittsburg | 230 | 2 | 1 | 1 | 1 | 1 | 1 | 1 | 2 | 3 | 1 | 4 | 2 | 3 | 1 | 4 | 1 | 0 | 0 | 0 | 0 | 0 | 0 | 0 | 0 | 0 | 0 | 0 | 0 | 0 | 0 | 0 | 0 | 0 | 0 | 0 | 0 | 0 | 0 | 0 | 0 | 0 | 0 | 0 | 0 | 0 | 0 | 0 | 0 | 0 | 0
PG&E NGBA | Pleasant Grove | 115 | 2 | 1 | 2 | 0 | 2 | 3 | 1 | 2 | 3 | 1 | 3 | 2 | 1 | 2 | 1 | 3 | 0 | 0 | 0 | 0 | 0 | 0 | 0 | 0 | 0 | 0 | 0 | 0 | 0 | 0 | 0 | 0 | 0 | 0 | 0 | 0 | 0 | 0 | 0 | 0 | 0 | 0 | 0 | 0 | 0 | 0 | 0 | 0 | 0 | 0
PG&E NGBA | POE | 230 | 2 | 1 | 4 | 0 | 2 | 3 | 1 | 2 | 3 | 1 | 1 | 4 | 1 | 2 | 1 | 3 | 0 | 0 | 0 | 0 | 0 | 0 | 0 | 0 | 0 | 0 | 0 | 0 | 0 | 0 | 0 | 0 | 0 | 0 | 0 | 0 | 0 | 0 | 0 | 0 | 0 | 0 | 0 | 0 | 0 | 0 | 0 | 0 | 0 | 0
SDGE | Point Loma | 69 | 2 | 1 | 2 | 1 | 1 | 2 | 1 | 2 | 3 | 1 | 3 | 3 | 3 | 1 | 3 | 2 | 0 | 0 | 0 | 0 | 0 | 0 | 0 | 0 | 0 | 0 | 0 | 0 | 0 | 0 | 0 | 0 | 0 | 0 | 0 | 0 | 0 | 0 | 0 | 0 | 0 | 0 | 0 | 0 | 0 | 0 | 0 | 0 | 0 | 0
SDGE | Pomerado | 69 | 2 | 1 | 2 | 1 | 1 | 3 | 1 | 2 | 3 | 1 | 3 | 3 | 3 | 1 | 1 | 3 | 0 | 0 | 0 | 0 | 0 | 0 | 0 | 0 | 0 | 0 | 0 | 100 | 0 | 0 | 1 | 0 | 100 | 0 | 0 | 0 | 0 | 0 | 0 | 0 | 0 | 0 | 0 | 0 | 100 | 0 | 0 | 1 | 0 | 100
PG&E KERN | Poso Mountain | 115 | 1 | 1 | 2 | 1 | 1 | 2 | 3 | 1 | 3 | 1 | 3 | 3 | 3 | 1 | 3 | 2 | 0 | 0 | 0 | 0 | 0 | 0 | 0 | 0 | 0 | 100 | 150 | 0 | 0 | 0 | 1 | 250 | 0 | 0 | 0 | 0 | 0 | 0 | 0 | 0 | 0 | 0 | 100 | 150 | 0 | 0 | 0 | 1 | 250 | 0
EOP | Primm | 230 | 2 | 2 | 4 | 0 | 1 | 2 | 1 | 2 | 1 | 2 | 1 | 4 | 3 | 1 | 3 | 2 | 0 | 0 | 0 | 0 | 0 | 0 | 0 | 0 | 0 | 0 | 0 | 200 | 0 | 0 | 1 | 0 | 200 | 0 | 0 | 0 | 0 | 0 | 0 | 0 | 0 | 0 | 0 | 0 | 200 | 0 | 0 | 1 | 0 | 200
PG&E NGBA | Putah Creek | 115 | 2 | 1 | 3 | 0 | 2 | 3 | 1 | 2 | 3 | 1 | 2 | 3 | 1 | 2 | 1 | 3 | 0 | 0 | 0 | 0 | 0 | 0 | 0 | 0 | 0 | 0 | 0 | 0 | 0 | 0 | 0 | 0 | 0 | 0 | 0 | 0 | 0 | 0 | 0 | 0 | 0 | 0 | 0 | 0 | 0 | 0 | 0 | 0 | 0 | 0
SDGE | Q1806 | 138 | 1 | 1 | 2 | 0 | 1 | 3 | 3 | 1 | 3 | 1 | 3 | 2 | 3 | 1 | 1 | 3 | 0 | 0 | 0 | 0 | 0 | 0 | 0 | 0 | 0 | 0 | 0 | 0 | 0 | 0 | 0 | 0 | 0 | 0 | 0 | 0 | 0 | 0 | 0 | 0 | 0 | 0 | 0 | 0 | 0 | 0 | 0 | 0 | 0 | 0
PG&E FRESNO | Quinto | 230 | 1 | 1 | 4 | 0 | 2 | 1 | 3 | 1 | 3 | 1 | 1 | 4 | 1 | 2 | 4 | 1 | 30 | 0 | 0 | 0 | 0 | 0 | 0 | 0 | 0 | 370 | 0 | 0 | 0 | 0 | 1 | 400 | 0 | 30 | 0 | 0 | 0 | 0 | 0 | 0 | 0 | 0 | 370 | 0 | 0 | 0 | 0 | 1 | 400 | 0
PG&E GBA | Race Track | 115 | 2 | 1 | 4 | 1 | 1 | 3 | 1 | 2 | 3 | 1 | 1 | 4 | 3 | 1 | 1 | 3 | 0 | 0 | 20 | 0 | 0 | 0 | 0 | 0 | 0 | 0 | 0 | 0 | 0 | 0 | 1 | 20 | 0 | 0 | 0 | 20 | 0 | 0 | 0 | 0 | 0 | 0 | 0 | 0 | 0 | 0 | 0 | 1 | 20 | 0
SDGE | Rancho Mission Viejo | 138 | 1 | 1 | 2 | 0 | 1 | 3 | 3 | 1 | 3 | 1 | 3 | 2 | 3 | 1 | 1 | 3 | 0 | 0 | 0 | 0 | 0 | 0 | 0 | 0 | 0 | 0 | 0 | 0 | 0 | 0 | 0 | 0 | 0 | 0 | 0 | 0 | 0 | 0 | 0 | 0 | 0 | 0 | 0 | 0 | 0 | 0 | 0 | 0 | 0 | 0
PG&E GBA | Rancho Seco | 230 | 2 | 1 | 1 | 0 | 2 | 3 | 1 | 2 | 3 | 1 | 4 | 1 | 1 | 2 | 1 | 3 | 0 | 0 | 0 | 0 | 0 | 0 | 0 | 0 | 0 | 0 | 0 | 0 | 0 | 90 | 1 | 0 | 90 | 0 | 0 | 0 | 0 | 0 | 0 | 0 | 0 | 0 | 0 | 0 | 0 | 0 | 90 | 1 | 0 | 90
SCE Metro | Rancho Vista | 230 | 1 | 1 | 1 | 0 | 1 | 1 | 3 | 1 | 3 | 1 | 4 | 1 | 3 | 1 | 4 | 1 | 0 | 0 | 0 | 0 | 0 | 0 | 0 | 0 | 0 | 0 | 0 | 0 | 0 | 0 | 0 | 0 | 0 | 0 | 0 | 0 | 0 | 0 | 0 | 0 | 0 | 0 | 0 | 0 | 0 | 0 | 0 | 0 | 0 | 0
SCE Metro | Rancho Vista | 500 | 1 | 1 | 1 | 0 | 1 | 1 | 3 | 1 | 3 | 1 | 4 | 1 | 3 | 1 | 4 | 1 | 0 | 0 | 0 | 0 | 0 | 0 | 0 | 0 | 0 | 0 | 0 | 0 | 400 | 0 | 1 | 0 | 400 | 0 | 0 | 0 | 0 | 0 | 0 | 0 | 0 | 0 | 0 | 0 | 0 | 400 | 0 | 1 | 0 | 400
SCE NOL | Ransburg | 115 | 2 | 1 | 4 | 0 | 1 | 1 | 1 | 2 | 3 | 1 | 1 | 4 | 3 | 1 | 4 | 1 | 0 | 0 | 0 | 0 | 0 | 0 | 0 | 0 | 0 | 0 | 0 | 0 | 0 | 0 | 0 | 0 | 0 | 0 | 0 | 0 | 0 | 0 | 0 | 0 | 0 | 0 | 0 | 0 | 0 | 0 | 0 | 0 | 0 | 0
PG&E GBA | Ravenswood | 115 | 2 | 1 | 2 | 0 | 1 | 2 | 1 | 2 | 3 | 1 | 3 | 2 | 3 | 1 | 3 | 2 | 0 | 0 | 0 | 0 | 0 | 0 | 0 | 0 | 0 | 0 | 0 | 0 | 0 | 0 | 0 | 0 | 0 | 0 | 0 | 0 | 0 | 0 | 0 | 0 | 0 | 0 | 0 | 0 | 0 | 0 | 0 | 0 | 0 | 0
PG&E GBA | Ravenswood | 230 | 2 | 1 | 2 | 0 | 1 | 2 | 1 | 2 | 3 | 1 | 3 | 2 | 3 | 1 | 3 | 2 | 0 | 0 | 0 | 0 | 0 | 0 | 0 | 0 | 0 | 50 | 100 | 0 | 0 | 0 | 1 | 150 | 0 | 0 | 0 | 0 | 0 | 0 | 0 | 0 | 0 | 0 | 50 | 100 | 0 | 0 | 0 | 1 | 150 | 0
SCE Northern | Rector | 230 | 1 | 1 | 2 | 0 | 1 | 2 | 3 | 1 | 3 | 1 | 3 | 2 | 3 | 1 | 3 | 2 | 0 | 0 | 0 | 0 | 0 | 0 | 0 | 0 | 12 | 170 | 0 | 0 | 0 | 0 | 1 | 182 | 0 | 0 | 0 | 0 | 0 | 0 | 0 | 0 | 0 | 12 | 170 | 0 | 0 | 0 | 0 | 1 | 182 | 0
SCE Eastern | Red Bluff | 230 | 2 | 2 | 4 | 0 | 1 | 3 | 1 | 2 | 1 | 2 | 1 | 4 | 3 | 1 | 1 | 3 | 0 | 0 | 0 | 0 | 0 | 0 | 0 | 0 | 0 | 0 | 0 | 0 | 0 | 0 | 0 | 0 | 0 | 0 | 0 | 0 | 0 | 0 | 0 | 0 | 0 | 0 | 0 | 0 | 0 | 0 | 0 | 0 | 0 | 0
SCE Eastern | Red Bluff | 500 | 2 | 2 | 4 | 0 | 1 | 3 | 1 | 2 | 1 | 2 | 1 | 4 | 3 | 1 | 1 | 3 | 0 | 0 | 0 | 0 | 0 | 0 | 0 | 0 | 0 | 175 | 0 | 100 | 0 | 0 | 1 | 175 | 100 | 0 | 0 | 0 | 0 | 0 | 0 | 0 | 0 | 0 | 175 | 0 | 100 | 0 | 0 | 1 | 175 | 100
PG&E NGBA | Redbud | 115 | 2 | 2 | 4 | 0 | 2 | 3 | 1 | 2 | 1 | 2 | 1 | 4 | 1 | 2 | 1 | 3 | 0 | 0 | 0 | 0 | 0 | 0 | 0 | 0 | 0 | 0 | 0 | 0 | 0 | 0 | 0 | 0 | 0 | 0 | 0 | 0 | 0 | 0 | 0 | 0 | 0 | 0 | 0 | 0 | 0 | 0 | 0 | 0 | 0 | 0
SCE Metro | Redondo | 230 | 1 | 1 | 1 | 1 | 1 | 2 | 3 | 1 | 3 | 1 | 4 | 2 | 3 | 1 | 3 | 2 | 0 | 0 | 0 | 0 | 0 | 0 | 0 | 0 | 0 | 0 | 0 | 0 | 0 | 0 | 0 | 0 | 0 | 0 | 0 | 0 | 0 | 0 | 0 | 0 | 0 | 0 | 0 | 0 | 0 | 0 | 0 | 0 | 0 | 0
PG&E FRESNO | Reedley | 115 | 1 | 1 | 4 | 0 | 2 | 1 | 3 | 1 | 3 | 1 | 1 | 4 | 1 | 2 | 4 | 1 | 0 | 0 | 0 | 0 | 0 | 0 | 0 | 0 | 0 | 0 | 0 | 0 | 0 | 0 | 0 | 0 | 0 | 0 | 0 | 0 | 0 | 0 | 0 | 0 | 0 | 0 | 0 | 0 | 0 | 0 | 0 | 0 | 0 | 0
PG&E KERN | Renfro | 115 | 1 | 1 | 2 | 0 | 1 | 2 | 3 | 1 | 3 | 1 | 3 | 2 | 3 | 1 | 3 | 2 | 0 | 0 | 0 | 0 | 0 | 0 | 0 | 0 | 0 | 100 | 0 | 0 | 0 | 0 | 1 | 100 | 0 | 0 | 0 | 0 | 0 | 0 | 0 | 0 | 0 | 0 | 100 | 0 | 0 | 0 | 0 | 1 | 100 | 0
PG&E GBA | Richmond R | 115 | 2 | 1 | 2 | 0 | 1 | 2 | 1 | 2 | 3 | 1 | 3 | 2 | 3 | 1 | 3 | 2 | 0 | 0 | 0 | 0 | 0 | 0 | 0 | 0 | 0 | 0 | 0 | 0 | 0 | 0 | 0 | 0 | 0 | 0 | 0 | 0 | 0 | 0 | 0 | 0 | 0 | 0 | 0 | 0 | 0 | 0 | 0 | 0 | 0 | 0
PG&E NGBA | Rincon | 115 | 2 | 1 | 2 | 1 | 2 | 2 | 1 | 2 | 3 | 1 | 3 | 3 | 1 | 2 | 3 | 2 | 0 | 0 | 0 | 0 | 0 | 0 | 0 | 0 | 0 | 0 | 0 | 0 | 0 | 0 | 0 | 0 | 0 | 0 | 0 | 0 | 0 | 0 | 0 | 0 | 0 | 0 | 0 | 0 | 0 | 0 | 0 | 0 | 0 | 0
PG&E KERN | Rio Bravo | 115 | 1 | 1 | 2 | 0 | 1 | 1 | 3 | 1 | 3 | 1 | 3 | 2 | 3 | 1 | 4 | 1 | 0 | 0 | 0 | 0 | 0 | 0 | 0 | 0 | 0 | 100 | 0 | 0 | 0 | 0 | 1 | 100 | 0 | 0 | 0 | 0 | 0 | 0 | 0 | 0 | 0 | 0 | 100 | 0 | 0 | 0 | 0 | 1 | 100 | 0
SCE Metro | Rio Hondo | 230 | 1 | 1 | 3 | 1 | 1 | 1 | 3 | 1 | 3 | 1 | 2 | 4 | 3 | 1 | 4 | 1 | 0 | 0 | 0 | 0 | 0 | 0 | 0 | 0 | 0 | 0 | 0 | 265 | 410 | 0 | 1 | 0 | 675 | 0 | 0 | 0 | 0 | 0 | 0 | 0 | 0 | 0 | 0 | 0 | 265 | 410 | 0 | 1 | 0 | 675
PG&E NGBA | Rio Oso | 115 | 2 | 1 | 4 | 0 | 1 | 3 | 1 | 2 | 3 | 1 | 1 | 4 | 3 | 1 | 1 | 3 | 0 | 0 | 0 | 0 | 0 | 0 | 0 | 0 | 0 | 0 | 0 | 0 | 0 | 0 | 0 | 0 | 0 | 0 | 0 | 0 | 0 | 0 | 0 | 0 | 0 | 0 | 0 | 0 | 0 | 0 | 0 | 0 | 0 | 0
PG&E NGBA | Rio Oso | 230 | 2 | 1 | 4 | 0 | 1 | 3 | 1 | 2 | 3 | 1 | 1 | 4 | 3 | 1 | 1 | 3 | 0 | 0 | 0 | 0 | 0 | 0 | 0 | 0 | 0 | 0 | 0 | 0 | 0 | 0 | 0 | 0 | 0 | 0 | 0 | 0 | 0 | 0 | 0 | 0 | 0 | 0 | 0 | 0 | 0 | 0 | 0 | 0 | 0 | 0
PG&E GBA | Ripon | 115 | 1 | 1 | 2 | 0 | 2 | 2 | 3 | 1 | 3 | 1 | 3 | 2 | 1 | 2 | 3 | 2 | 0 | 0 | 0 | 0 | 0 | 0 | 0 | 0 | 2.6 | 0 | 0 | 99 | 0 | 0 | 1 | 2.6 | 99 | 0 | 0 | 0 | 0 | 0 | 0 | 0 | 0 | 2.6 | 0 | 0 | 99 | 0 | 0 | 1 | 2.6 | 99
PG&E GBA | Riverbank | 115 | 1 | 1 | 2 | 1 | 2 | 2 | 3 | 1 | 3 | 1 | 3 | 3 | 1 | 2 | 3 | 2 | 0 | 0 | 0 | 0 | 0 | 0 | 0 | 0 | 0 | 0 | 0 | 0 | 0 | 0 | 0 | 0 | 0 | 0 | 0 | 0 | 0 | 0 | 0 | 0 | 0 | 0 | 0 | 0 | 0 | 0 | 0 | 0 | 0 | 0
SCE NOL | Roadway | 115 | 2 | 1 | 2 | 0 | 1 | 1 | 1 | 2 | 3 | 1 | 3 | 2 | 3 | 1 | 4 | 1 | 0 | 0 | 0 | 0 | 0 | 0 | 0 | 0 | 0 | 0 | 0 | 0 | 0 | 0 | 0 | 0 | 0 | 0 | 0 | 0 | 0 | 0 | 0 | 0 | 0 | 0 | 0 | 0 | 0 | 0 | 0 | 0 | 0 | 0
PG&E NGBA | Rock Creek 1 | 230 | 2 | 2 | 4 | 0 | 1 | 3 | 1 | 2 | 1 | 2 | 1 | 4 | 3 | 1 | 1 | 3 | 0 | 0 | 0 | 0 | 0 | 0 | 0 | 0 | 0 | 0 | 397.5 | 0 | 0 | 0 | 1 | 397.5 | 0 | 0 | 0 | 0 | 0 | 0 | 0 | 0 | 0 | 0 | 0 | 397.5 | 0 | 0 | 0 | 1 | 397.5 | 0
SCE Northern | Rosamond | 66 | 2 | 1 | 4 | 0 | 1 | 3 | 1 | 2 | 3 | 1 | 1 | 4 | 3 | 1 | 1 | 3 | 0 | 0 | 0 | 0 | 0 | 0 | 0 | 0 | 0 | 0 | 0 | 0 | 0 | 0 | 0 | 0 | 0 | 0 | 0 | 0 | 0 | 0 | 0 | 0 | 0 | 0 | 0 | 0 | 0 | 0 | 0 | 0 | 0 | 0
PG&E GBA | Rossmoor | 230 | 2 | 1 | 3 | 1 | 1 | 3 | 1 | 2 | 3 | 1 | 2 | 4 | 3 | 1 | 1 | 3 | 0 | 0 | 0 | 0 | 0 | 0 | 0 | 0 | 0 | 0 | 0 | 0 | 0 | 0 | 0 | 0 | 0 | 0 | 0 | 0 | 0 | 0 | 0 | 0 | 0 | 0 | 0 | 0 | 0 | 0 | 0 | 0 | 0 | 0
PG&E NGBA | Round Mountain | 230 | 2 | 2 | 4 | 1 | 2 | 3 | 1 | 2 | 1 | 2 | 1 | 4 | 1 | 2 | 1 | 3 | 80 | 0 | 0 | 0 | 0 | 0 | 0 | 0 | 0 | 0 | 0 | 0 | 0 | 0 | 1 | 80 | 0 | 80 | 0 | 150 | 0 | 0 | 0 | 0 | 0 | 0 | 0 | 0 | 0 | 0 | 0 | 1 | 230 | 0
PG&E NGBA | Round Mountain | 500 | 2 | 2 | 4 | 1 | 2 | 3 | 1 | 2 | 1 | 2 | 1 | 4 | 1 | 2 | 1 | 3 | 0 | 0 | 0 | 0 | 0 | 0 | 0 | 0 | 0 | 0 | 0 | 0 | 0 | 0 | 0 | 0 | 0 | 0 | 0 | 0 | 0 | 0 | 0 | 0 | 0 | 0 | 0 | 0 | 0 | 0 | 0 | 0 | 0 | 0
PG&E GBA | Salado | 115 | 1 | 1 | 4 | 0 | 2 | 1 | 3 | 1 | 3 | 1 | 1 | 4 | 1 | 2 | 4 | 1 | 0 | 0 | 0 | 0 | 0 | 0 | 0 | 0 | 0 | 0 | 0 | 0 | 0 | 0 | 0 | 0 | 0 | 0 | 0 | 0 | 0 | 0 | 0 | 0 | 0 | 0 | 0 | 0 | 0 | 0 | 0 | 0 | 0 | 0
PG&E GBA | Salado | 60 | 1 | 1 | 4 | 0 | 2 | 1 | 3 | 1 | 3 | 1 | 1 | 4 | 1 | 2 | 4 | 1 | 0 | 0 | 0 | 0 | 0 | 0 | 0 | 0 | 0 | 0 | 0 | 0 | 0 | 0 | 0 | 0 | 0 | 0 | 0 | 0 | 0 | 0 | 0 | 0 | 0 | 0 | 0 | 0 | 0 | 0 | 0 | 0 | 0 | 0
PG&E GBA | Salinas | 115 | 2 | 2 | 2 | 1 | 2 | 2 | 1 | 2 | 1 | 2 | 3 | 3 | 1 | 2 | 3 | 2 | 0 | 0 | 60 | 0 | 0 | 0 | 0 | 0 | 0 | 0 | 0 | 0 | 0 | 0 | 1 | 60 | 0 | 0 | 0 | 60 | 0 | 0 | 0 | 0 | 0 | 0 | 0 | 0 | 0 | 0 | 0 | 1 | 60 | 0
SDGE | Salt Creek | 69 | 2 | 1 | 3 | 0 | 1 | 2 | 1 | 2 | 3 | 1 | 2 | 3 | 3 | 1 | 3 | 2 | 0 | 0 | 0 | 0 | 0 | 0 | 0 | 0 | 0 | 0 | 0 | 0 | 0 | 0 | 0 | 0 | 0 | 0 | 0 | 0 | 0 | 0 | 0 | 0 | 0 | 0 | 0 | 0 | 0 | 0 | 0 | 0 | 0 | 0
SCE Eastern | San Bernardino | 230 | 1 | 1 | 1 | 1 | 1 | 2 | 3 | 1 | 3 | 1 | 4 | 2 | 3 | 1 | 3 | 2 | 0 | 0 | 0 | 0 | 0 | 0 | 0 | 0 | 0 | 0 | 0 | 0 | 0 | 0 | 0 | 0 | 0 | 0 | 0 | 0 | 0 | 0 | 0 | 0 | 0 | 0 | 0 | 0 | 0 | 0 | 0 | 0 | 0 | 0
PG&E GBA | SAN FRAN A (POTRERO PP) | 115 | 2 | 1 | 1 | 1 | 1 | 2 | 1 | 2 | 3 | 1 | 4 | 2 | 3 | 1 | 3 | 2 | 0 | 0 | 0 | 0 | 0 | 0 | 0 | 0 | 0 | 100 | 0 | 0 | 0 | 0 | 1 | 100 | 0 | 0 | 0 | 0 | 0 | 0 | 0 | 0 | 0 | 0 | 100 | 0 | 0 | 0 | 0 | 1 | 100 | 0
PG&E GBA | SAN FRAN A (POTRERO PP) | 230 | 2 | 1 | 1 | 1 | 1 | 2 | 1 | 2 | 3 | 1 | 4 | 2 | 3 | 1 | 3 | 2 | 0 | 0 | 0 | 0 | 0 | 0 | 0 | 0 | 0 | 0 | 0 | 0 | 0 | 0 | 0 | 0 | 0 | 0 | 0 | 0 | 0 | 0 | 0 | 0 | 0 | 0 | 60 | 0 | 0 | 0 | 0 | 1 | 60 | 0
PG&E GBA | San Jose A | 115 | 2 | 1 | 1 | 1 | 2 | 2 | 1 | 2 | 3 | 1 | 4 | 2 | 1 | 2 | 3 | 2 | 0 | 0 | 0 | 0 | 0 | 0 | 0 | 0 | 0 | 0 | 0 | 0 | 0 | 0 | 0 | 0 | 0 | 0 | 0 | 0 | 0 | 0 | 0 | 0 | 0 | 0 | 0 | 0 | 0 | 0 | 0 | 0 | 0 | 0
PG&E GBA | San Jose B | 115 | 2 | 1 | 2 | 1 | 2 | 2 | 1 | 2 | 3 | 1 | 3 | 3 | 1 | 2 | 3 | 2 | 0 | 0 | 0 | 0 | 0 | 0 | 0 | 0 | 0 | 0 | 0 | 0 | 0 | 0 | 0 | 0 | 0 | 0 | 0 | 0 | 0 | 0 | 0 | 0 | 0 | 0 | 0 | 0 | 0 | 0 | 0 | 0 | 0 | 0
PG&E GBA | San Leandro U | 115 | 2 | 1 | 3 | 0 | 1 | 2 | 1 | 2 | 3 | 1 | 2 | 3 | 3 | 1 | 3 | 2 | 0 | 0 | 0 | 0 | 0 | 0 | 0 | 0 | 0 | 70 | 0 | 0 | 0 | 0 | 1 | 70 | 0 | 0 | 0 | 0 | 0 | 0 | 0 | 0 | 0 | 0 | 70 | 0 | 0 | 0 | 0 | 1 | 70 | 0
PG&E KERN | San Luis Obispo | 115 | 2 | 2 | 4 | 1 | 2 | 3 | 1 | 2 | 1 | 2 | 1 | 4 | 1 | 2 | 1 | 3 | 0 | 0 | 0 | 0 | 0 | 0 | 0 | 0 | 0 | 0 | 0 | 0 | 0 | 0 | 0 | 0 | 0 | 0 | 0 | 0 | 0 | 0 | 0 | 0 | 0 | 0 | 0 | 0 | 0 | 0 | 0 | 0 | 0 | 0
PG&E KERN | San Luis Obispo | 70 | 2 | 2 | 4 | 1 | 2 | 3 | 1 | 2 | 1 | 2 | 1 | 4 | 1 | 2 | 1 | 3 | 0 | 0 | 0 | 0 | 0 | 0 | 0 | 0 | 0 | 0 | 0 | 0 | 0 | 0 | 0 | 0 | 0 | 0 | 0 | 0 | 0 | 0 | 0 | 0 | 0 | 0 | 0 | 0 | 0 | 0 | 0 | 0 | 0 | 0
SDGE | San Luis Rey | 230 | 2 | 1 | 3 | 1 | 1 | 3 | 1 | 2 | 3 | 1 | 2 | 4 | 3 | 1 | 1 | 3 | 0 | 0 | 0 | 0 | 0 | 0 | 0 | 0 | 0 | 0 | 0 | 0 | 0 | 0 | 0 | 0 | 0 | 0 | 0 | 0 | 0 | 0 | 0 | 0 | 0 | 0 | 0 | 0 | 0 | 0 | 0 | 0 | 0 | 0
SDGE | San Luis Rey | 69 | 2 | 1 | 3 | 1 | 1 | 3 | 1 | 2 | 3 | 1 | 2 | 4 | 3 | 1 | 1 | 3 | 0 | 0 | 0 | 0 | 0 | 0 | 0 | 0 | 0 | 0 | 0 | 0 | 0 | 0 | 0 | 0 | 0 | 0 | 0 | 0 | 0 | 0 | 0 | 0 | 0 | 0 | 0 | 0 | 0 | 0 | 0 | 0 | 0 | 0
SDGE | San Marcos | 69 | 2 | 1 | 2 | 0 | 1 | 3 | 1 | 2 | 3 | 1 | 3 | 2 | 3 | 1 | 1 | 3 | 0 | 0 | 0 | 0 | 0 | 0 | 0 | 0 | 0 | 0 | 0 | 0 | 0 | 0 | 0 | 0 | 0 | 0 | 0 | 0 | 0 | 0 | 0 | 0 | 0 | 0 | 0 | 0 | 0 | 0 | 0 | 0 | 0 | 0
SCE Metro | San Onofre | 230 | 2 | 1 | 4 | 0 | 1 | 3 | 1 | 2 | 3 | 1 | 1 | 4 | 3 | 1 | 1 | 3 | 0 | 0 | 0 | 0 | 0 | 0 | 0 | 0 | 0 | 0 | 0 | 0 | 0 | 0 | 0 | 0 | 0 | 0 | 0 | 0 | 0 | 0 | 0 | 0 | 0 | 0 | 0 | 0 | 0 | 0 | 0 | 0 | 0 | 0
PG&E GBA | San Pablo | 115 | 2 | 1 | 2 | 0 | 1 | 1 | 1 | 2 | 3 | 1 | 3 | 2 | 3 | 1 | 4 | 1 | 0 | 0 | 0 | 0 | 0 | 0 | 0 | 0 | 0 | 0 | 40 | 0 | 0 | 0 | 1 | 40 | 0 | 0 | 0 | 0 | 0 | 0 | 0 | 0 | 0 | 0 | 0 | 40 | 0 | 0 | 0 | 1 | 40 | 0
PG&E GBA | San Ramon | 230 | 2 | 1 | 2 | 0 | 1 | 3 | 1 | 2 | 3 | 1 | 3 | 2 | 3 | 1 | 1 | 3 | 0 | 0 | 0 | 0 | 0 | 0 | 0 | 0 | 0 | 0 | 0 | 0 | 0 | 0 | 0 | 0 | 0 | 0 | 0 | 0 | 0 | 0 | 0 | 0 | 0 | 0 | 0 | 0 | 0 | 0 | 0 | 0 | 0 | 0
SDGE | San Ysidro | 69 | 2 | 1 | 2 | 0 | 1 | 2 | 1 | 2 | 3 | 1 | 3 | 2 | 3 | 1 | 3 | 2 | 0 | 0 | 0 | 0 | 0 | 0 | 0 | 0 | 0 | 0 | 0 | 0 | 0 | 0 | 0 | 0 | 0 | 0 | 0 | 0 | 0 | 0 | 0 | 0 | 0 | 0 | 0 | 0 | 0 | 0 | 0 | 0 | 0 | 0
SCE NOL | Sandlot | 230 | 2 | 1 | 4 | 1 | 1 | 2 | 1 | 2 | 3 | 1 | 1 | 4 | 3 | 1 | 3 | 2 | 0 | 0 | 0 | 0 | 0 | 0 | 0 | 0 | 0 | 0 | 0 | 0 | 0 | 0 | 0 | 0 | 0 | 0 | 0 | 0 | 0 | 0 | 0 | 0 | 0 | 0 | 0 | 0 | 0 | 0 | 0 | 0 | 0 | 0
EOP | Sandy | 138 | 2 | 2 | 4 | 0 | 1 | 3 | 1 | 2 | 1 | 2 | 1 | 4 | 3 | 1 | 1 | 3 | 0 | 0 | 0 | 0 | 0 | 0 | 0 | 0 | 0 | 0 | 0 | 0 | 0 | 0 | 0 | 0 | 0 | 0 | 0 | 0 | 0 | 0 | 0 | 0 | 0 | 0 | 0 | 0 | 0 | 0 | 0 | 0 | 0 | 0
PG&E FRESNO | Sanger | 115 | 1 | 1 | 2 | 0 | 2 | 2 | 3 | 1 | 3 | 1 | 3 | 2 | 1 | 2 | 3 | 2 | 0 | 0 | 0 | 0 | 0 | 0 | 0 | 0 | 0 | 0 | 0 | 0 | 0 | 0 | 0 | 0 | 0 | 0 | 0 | 0 | 0 | 0 | 0 | 0 | 0 | 0 | 0 | 0 | 0 | 0 | 0 | 0 | 0 | 0
SCE Northern | Santa Clara | 230 | 2 | 1 | 3 | 0 | 1 | 2 | 1 | 2 | 3 | 1 | 2 | 3 | 3 | 1 | 3 | 2 | 0 | 0 | 0 | 0 | 0 | 0 | 0 | 0 | 0 | 0 | 0 | 0 | 0 | 0 | 0 | 0 | 0 | 0 | 0 | 0 | 0 | 0 | 0 | 0 | 0 | 0 | 0 | 0 | 0 | 0 | 0 | 0 | 0 | 0
PG&E NGBA | Santa Rosa A | 115 | 2 | 1 | 2 | 1 | 2 | 2 | 1 | 2 | 3 | 1 | 3 | 3 | 1 | 2 | 3 | 2 | 0 | 0 | 0 | 0 | 0 | 0 | 0 | 0 | 0 | 0 | 0 | 0 | 0 | 0 | 0 | 0 | 0 | 0 | 0 | 0 | 0 | 0 | 0 | 0 | 0 | 0 | 0 | 0 | 0 | 0 | 0 | 0 | 0 | 0
PG&E GBA | Santa Teresa | 115 | 2 | 1 | 2 | 0 | 2 | 2 | 1 | 2 | 3 | 1 | 3 | 2 | 1 | 2 | 3 | 2 | 0 | 0 | 0 | 0 | 0 | 0 | 0 | 0 | 0 | 0 | 0 | 0 | 0 | 0 | 0 | 0 | 0 | 0 | 0 | 0 | 0 | 0 | 0 | 0 | 0 | 0 | 0 | 0 | 0 | 0 | 0 | 0 | 0 | 0
SDGE | Santee | 138 | 2 | 1 | 2 | 0 | 1 | 2 | 1 | 2 | 3 | 1 | 3 | 2 | 3 | 1 | 3 | 2 | 0 | 0 | 0 | 0 | 0 | 0 | 0 | 0 | 0 | 0 | 0 | 10 | 0 | 0 | 1 | 0 | 10 | 0 | 0 | 0 | 0 | 0 | 0 | 0 | 0 | 0 | 0 | 0 | 10 | 0 | 0 | 1 | 0 | 10
SCE Metro | Santiago | 230 | 1 | 1 | 2 | 0 | 1 | 2 | 3 | 1 | 3 | 1 | 3 | 2 | 3 | 1 | 3 | 2 | 0 | 0 | 0 | 0 | 0 | 0 | 0 | 0 | 0 | 0 | 0 | 0 | 300 | 0 | 1 | 0 | 300 | 0 | 0 | 0 | 0 | 0 | 0 | 0 | 0 | 0 | 0 | 0 | 0 | 300 | 0 | 1 | 0 | 300
PG&E GBA | Saratoga | 230 | 2 | 1 | 3 | 1 | 2 | 3 | 1 | 2 | 3 | 1 | 2 | 4 | 1 | 2 | 1 | 3 | 0 | 0 | 0 | 0 | 0 | 0 | 0 | 0 | 0 | 0 | 0 | 0 | 0 | 0 | 0 | 0 | 0 | 0 | 0 | 0 | 0 | 0 | 0 | 0 | 0 | 0 | 0 | 0 | 0 | 0 | 0 | 0 | 0 | 0
SCE Northern | Saugus | 230 | 1 | 1 | 2 | 1 | 1 | 3 | 3 | 1 | 3 | 1 | 3 | 3 | 3 | 1 | 1 | 3 | 0 | 0 | 0 | 0 | 0 | 0 | 0 | 0 | 0 | 0 | 0 | 0 | 0 | 0 | 0 | 0 | 0 | 0 | 0 | 0 | 0 | 0 | 0 | 0 | 0 | 0 | 0 | 0 | 0 | 0 | 0 | 0 | 0 | 0
PG&E FRESNO | Schindler | 115 | 1 | 1 | 4 | 0 | 2 | 1 | 3 | 1 | 3 | 1 | 1 | 4 | 1 | 2 | 4 | 1 | 0 | 0 | 0 | 0 | 0 | 0 | 0 | 0 | 0 | 110 | 0 | 0 | 0 | 0 | 1 | 110 | 0 | 0 | 0 | 0 | 0 | 0 | 0 | 0 | 0 | 0 | 110 | 0 | 0 | 0 | 0 | 1 | 110 | 0
PG&E FRESNO | Schindler | 70 | 1 | 1 | 4 | 0 | 2 | 1 | 3 | 1 | 3 | 1 | 1 | 4 | 1 | 2 | 4 | 1 | 0 | 0 | 0 | 0 | 0 | 0 | 0 | 0 | 0 | 0 | 0 | 0 | 0 | 0 | 0 | 0 | 0 | 0 | 0 | 0 | 0 | 0 | 0 | 0 | 0 | 0 | 0 | 0 | 0 | 0 | 0 | 0 | 0 | 0
PG&E GBA | Schulte | 115 | 1 | 1 | 1 | 0 | 2 | 2 | 3 | 1 | 3 | 1 | 4 | 1 | 1 | 2 | 3 | 2 | 0 | 0 | 0 | 0 | 0 | 0 | 0 | 0 | 0 | 40 | 0 | 13.3 | 0 | 0 | 1 | 40 | 13.3 | 0 | 0 | 0 | 0 | 0 | 0 | 0 | 0 | 0 | 40 | 0 | 13.3 | 0 | 0 | 1 | 40 | 13.3
SDGE | Scripps | 69 | 2 | 1 | 2 | 0 | 1 | 3 | 1 | 2 | 3 | 1 | 3 | 2 | 3 | 1 | 1 | 3 | 0 | 0 | 0 | 0 | 0 | 0 | 0 | 0 | 0 | 0 | 0 | 0 | 0 | 0 | 0 | 0 | 0 | 0 | 0 | 0 | 0 | 0 | 0 | 0 | 0 | 0 | 0 | 0 | 0 | 0 | 0 | 0 | 0 | 0
PG&E KERN | Semitropic | 115 | 1 | 1 | 3 | 0 | 1 | 1 | 3 | 1 | 3 | 1 | 2 | 3 | 3 | 1 | 4 | 1 | 0 | 0 | 0 | 0 | 0 | 0 | 0 | 0 | 4.66 | 0 | 95 | 0 | 0 | 0 | 1 | 99.66 | 0 | 0 | 0 | 0 | 0 | 0 | 0 | 0 | 0 | 4.66 | 0 | 95 | 0 | 0 | 0 | 1 | 99.66 | 0
SCE Metro | Serrano | 230 | 1 | 1 | 2 | 0 | 1 | 2 | 3 | 1 | 3 | 1 | 3 | 2 | 3 | 1 | 3 | 2 | 0 | 0 | 0 | 0 | 0 | 0 | 0 | 0 | 0 | 0 | 0 | 0 | 0 | 0 | 0 | 0 | 0 | 0 | 0 | 0 | 0 | 0 | 0 | 0 | 0 | 0 | 0 | 0 | 0 | 0 | 0 | 0 | 0 | 0
SCE Metro | Serrano | 500 | 1 | 1 | 2 | 0 | 1 | 2 | 3 | 1 | 3 | 1 | 3 | 2 | 3 | 1 | 3 | 2 | 0 | 0 | 0 | 0 | 0 | 0 | 0 | 0 | 0 | 0 | 0 | 0 | 400 | 0 | 1 | 0 | 400 | 0 | 0 | 0 | 0 | 0 | 0 | 0 | 0 | 0 | 0 | 0 | 0 | 400 | 0 | 1 | 0 | 400
SDGE | Shadowridge | 138 | 2 | 1 | 3 | 0 | 1 | 3 | 1 | 2 | 3 | 1 | 2 | 3 | 3 | 1 | 1 | 3 | 0 | 0 | 0 | 0 | 0 | 0 | 0 | 0 | 0 | 0 | 0 | 0 | 0 | 0 | 0 | 0 | 0 | 0 | 0 | 0 | 0 | 0 | 0 | 0 | 0 | 0 | 0 | 0 | 0 | 0 | 0 | 0 | 0 | 0
PG&E KERN | Shafter | 115 | 1 | 1 | 3 | 0 | 1 | 1 | 3 | 1 | 3 | 1 | 2 | 3 | 3 | 1 | 4 | 1 | 0 | 0 | 0 | 0 | 0 | 0 | 0 | 0 | 2.25 | 0 | 100 | 0 | 0 | 0 | 1 | 102.25 | 0 | 0 | 0 | 0 | 0 | 0 | 0 | 0 | 0 | 2.25 | 0 | 100 | 0 | 0 | 0 | 1 | 102.25 | 0
PG&E NGBA | Silverado | 115 | 2 | 1 | 3 | 1 | 2 | 3 | 1 | 2 | 3 | 1 | 2 | 4 | 1 | 2 | 1 | 3 | 0 | 0 | 0 | 0 | 0 | 0 | 0 | 0 | 0 | 0 | 0 | 0 | 0 | 0 | 0 | 0 | 0 | 0 | 0 | 0 | 0 | 0 | 0 | 0 | 0 | 0 | 0 | 0 | 0 | 0 | 0 | 0 | 0 | 0
SDGE | Silvergate | 230 | 2 | 1 | 1 | 0 | 1 | 1 | 1 | 2 | 3 | 1 | 4 | 1 | 3 | 1 | 4 | 1 | 0 | 0 | 0 | 0 | 0 | 0 | 0 | 0 | 0 | 60 | 0 | 0 | 0 | 0 | 1 | 60 | 0 | 0 | 0 | 0 | 0 | 0 | 0 | 0 | 0 | 0 | 60 | 0 | 0 | 0 | 0 | 1 | 60 | 0
SDGE | Silvergate | 69 | 2 | 1 | 1 | 0 | 1 | 1 | 1 | 2 | 3 | 1 | 4 | 1 | 3 | 1 | 4 | 1 | 0 | 0 | 0 | 0 | 0 | 0 | 0 | 0 | 0 | 0 | 0 | 0 | 0 | 0 | 0 | 0 | 0 | 0 | 0 | 0 | 0 | 0 | 0 | 0 | 0 | 0 | 0 | 0 | 0 | 0 | 0 | 0 | 0 | 0
PG&E KERN | Sisquoc | 115 | 2 | 2 | 3 | 1 | 1 | 3 | 1 | 2 | 1 | 2 | 2 | 4 | 3 | 1 | 1 | 3 | 0 | 0 | 0 | 0 | 0 | 0 | 0 | 0 | 0 | 0 | 100 | 0 | 0 | 0 | 1 | 100 | 0 | 0 | 0 | 0 | 0 | 0 | 0 | 0 | 0 | 0 | 0 | 100 | 0 | 0 | 0 | 1 | 100 | 0
EOP | Sloan Canyon | 230 | 2 | 2 | 3 | 0 | 1 | 3 | 1 | 2 | 1 | 2 | 2 | 3 | 3 | 1 | 1 | 3 | 0 | 0 | 321 | 0 | 0 | 0 | 0 | 0 | 0 | 0 | 0 | 0 | 0 | 0 | 1 | 321 | 0 | 0 | 0 | 321 | 0 | 0 | 0 | 0 | 0 | 0 | 0 | 0 | 0 | 0 | 0 | 1 | 321 | 0
EOP | Sloan Canyon | 500 | 2 | 2 | 3 | 0 | 1 | 3 | 1 | 2 | 1 | 2 | 2 | 3 | 3 | 1 | 1 | 3 | 0 | 0 | 0 | 0 | 0 | 0 | 0 | 0 | 0 | 0 | 0 | 0 | 0 | 0 | 0 | 0 | 0 | 0 | 0 | 0 | 0 | 0 | 0 | 0 | 0 | 0 | 0 | 0 | 0 | 0 | 0 | 0 | 0 | 0
PG&E KERN | Smyrna | 115 | 1 | 1 | 4 | 0 | 1 | 1 | 3 | 1 | 3 | 1 | 1 | 4 | 3 | 1 | 4 | 1 | 0 | 0 | 0 | 0 | 0 | 0 | 0 | 0 | 0 | 0 | 0 | 0 | 0 | 0 | 0 | 0 | 0 | 0 | 0 | 0 | 0 | 0 | 0 | 0 | 0 | 0 | 0 | 0 | 0 | 0 | 0 | 0 | 0 | 0
PG&E GBA | Sobrante | 115 | 2 | 1 | 2 | 0 | 1 | 3 | 1 | 2 | 3 | 1 | 3 | 2 | 3 | 1 | 1 | 3 | 0 | 0 | 0 | 0 | 0 | 0 | 0 | 0 | 0 | 0 | 40 | 0 | 0 | 0 | 1 | 40 | 0 | 0 | 0 | 0 | 0 | 0 | 0 | 0 | 0 | 0 | 0 | 40 | 0 | 0 | 0 | 1 | 40 | 0
PG&E GBA | Sobrante | 230 | 2 | 1 | 2 | 0 | 1 | 3 | 1 | 2 | 3 | 1 | 3 | 2 | 3 | 1 | 1 | 3 | 0 | 0 | 0 | 0 | 0 | 0 | 0 | 0 | 0 | 0 | 0 | 0 | 0 | 0 | 0 | 0 | 0 | 0 | 0 | 0 | 0 | 0 | 0 | 0 | 0 | 0 | 0 | 0 | 0 | 0 | 0 | 0 | 0 | 0
PG&E KERN | Solar | 230 | 2 | 1 | 4 | 0 | 2 | 3 | 1 | 2 | 3 | 1 | 1 | 4 | 1 | 2 | 1 | 3 | 0 | 0 | 0 | 0 | 0 | 0 | 0 | 0 | 0 | 0 | 0 | 0 | 0 | 0 | 0 | 0 | 0 | 0 | 0 | 0 | 0 | 0 | 0 | 0 | 0 | 0 | 0 | 0 | 0 | 0 | 0 | 0 | 0 | 0
PG&E GBA | Soledad | 115 | 2 | 2 | 4 | 0 | 2 | 3 | 1 | 2 | 1 | 2 | 1 | 4 | 1 | 2 | 1 | 3 | 0 | 0 | 50 | 0 | 0 | 0 | 0 | 0 | 0 | 0 | 0 | 0 | 0 | 0 | 1 | 50 | 0 | 0 | 0 | 50 | 0 | 0 | 0 | 0 | 0 | 0 | 0 | 0 | 0 | 0 | 0 | 1 | 50 | 0
PG&E GBA | Soledad | 60 | 2 | 2 | 4 | 0 | 2 | 3 | 1 | 2 | 1 | 2 | 1 | 4 | 1 | 2 | 1 | 3 | 0 | 0 | 0 | 0 | 0 | 0 | 0 | 0 | 0 | 0 | 0 | 0 | 0 | 0 | 0 | 0 | 0 | 0 | 0 | 0 | 0 | 0 | 0 | 0 | 0 | 0 | 0 | 0 | 0 | 0 | 0 | 0 | 0 | 0
SDGE | Spring Valley | 69 | 2 | 1 | 2 | 0 | 1 | 2 | 1 | 2 | 3 | 1 | 3 | 2 | 3 | 1 | 3 | 2 | 0 | 0 | 0 | 0 | 0 | 0 | 0 | 0 | 0 | 0 | 0 | 0 | 0 | 0 | 0 | 0 | 0 | 0 | 0 | 0 | 0 | 0 | 0 | 0 | 0 | 0 | 0 | 0 | 0 | 0 | 0 | 0 | 0 | 0
SCE Northern | Springville | 230 | 1 | 1 | 4 | 0 | 1 | 1 | 3 | 1 | 3 | 1 | 1 | 4 | 3 | 1 | 4 | 1 | 0 | 0 | 0 | 0 | 0 | 0 | 0 | 0 | 3 | 0 | 0 | 225 | 0 | 0 | 1 | 3 | 225 | 0 | 0 | 0 | 0 | 0 | 0 | 0 | 0 | 3 | 0 | 0 | 225 | 0 | 0 | 1 | 3 | 225
PG&E GBA | Stagg | 230 | 1 | 1 | 2 | 1 | 2 | 2 | 3 | 1 | 3 | 1 | 3 | 3 | 1 | 2 | 3 | 2 | 0 | 0 | 0 | 0 | 0 | 0 | 0 | 0 | 0 | 0 | 0 | 0 | 0 | 0 | 0 | 0 | 0 | 0 | 0 | 0 | 0 | 0 | 0 | 0 | 0 | 0 | 0 | 0 | 0 | 0 | 0 | 0 | 0 | 0
PG&E GBA | Standard Oil | 115 | 2 | 1 | 1 | 0 | 1 | 2 | 1 | 2 | 3 | 1 | 4 | 1 | 3 | 1 | 3 | 2 | 0 | 0 | 0 | 0 | 0 | 0 | 0 | 0 | 0 | 0 | 40 | 0 | 0 | 0 | 1 | 40 | 0 | 0 | 0 | 0 | 0 | 0 | 0 | 0 | 0 | 0 | 0 | 40 | 0 | 0 | 0 | 1 | 40 | 0
PG&E GBA | Stanislaus | 115 | 2 | 1 | 4 | 1 | 1 | 3 | 1 | 2 | 3 | 1 | 1 | 4 | 3 | 1 | 1 | 3 | 0 | 0 | 0 | 0 | 0 | 0 | 0 | 0 | 0 | 0 | 0 | 0 | 0 | 0 | 0 | 0 | 0 | 0 | 0 | 0 | 0 | 0 | 0 | 0 | 0 | 0 | 0 | 0 | 0 | 0 | 0 | 0 | 0 | 0
PG&E KERN | Stockdale | 115 | 1 | 1 | 2 | 0 | 1 | 2 | 3 | 1 | 3 | 1 | 3 | 2 | 3 | 1 | 3 | 2 | 0 | 0 | 0 | 0 | 0 | 0 | 0 | 0 | 0 | 100 | 0 | 0 | 0 | 0 | 1 | 100 | 0 | 0 | 0 | 0 | 0 | 0 | 0 | 0 | 0 | 0 | 100 | 0 | 0 | 0 | 0 | 1 | 100 | 0
PG&E KERN | Stockdale | 230 | 1 | 1 | 2 | 0 | 1 | 2 | 3 | 1 | 3 | 1 | 3 | 2 | 3 | 1 | 3 | 2 | 0 | 0 | 0 | 0 | 0 | 0 | 0 | 0 | 0 | 0 | 0 | 0 | 0 | 0 | 0 | 0 | 0 | 0 | 0 | 0 | 0 | 0 | 0 | 0 | 0 | 0 | 0 | 0 | 0 | 0 | 0 | 0 | 0 | 0
PG&E GBA | Stockton A | 115 | 1 | 1 | 2 | 1 | 2 | 1 | 3 | 1 | 3 | 1 | 3 | 3 | 1 | 2 | 4 | 1 | 0 | 0 | 0 | 0 | 0 | 0 | 0 | 0 | 0 | 0 | 0 | 0 | 0 | 0 | 0 | 0 | 0 | 0 | 0 | 0 | 0 | 0 | 0 | 0 | 0 | 0 | 0 | 0 | 0 | 0 | 0 | 0 | 0 | 0
PG&E GBA | Stone | 115 | 2 | 1 | 2 | 1 | 2 | 2 | 1 | 2 | 3 | 1 | 3 | 3 | 1 | 2 | 3 | 2 | 0 | 0 | 0 | 0 | 0 | 0 | 0 | 0 | 0 | 0 | 0 | 0 | 0 | 0 | 0 | 0 | 0 | 0 | 0 | 0 | 0 | 0 | 0 | 0 | 0 | 0 | 0 | 0 | 0 | 0 | 0 | 0 | 0 | 0
PG&E FRESNO | Storey | 230 | 1 | 1 | 4 | 0 | 2 | 1 | 3 | 1 | 3 | 1 | 1 | 4 | 1 | 2 | 4 | 1 | 0 | 0 | 0 | 0 | 0 | 0 | 0 | 0 | 0 | 0 | 0 | 0 | 0 | 0 | 0 | 0 | 0 | 0 | 0 | 0 | 0 | 0 | 0 | 0 | 0 | 0 | 0 | 0 | 0 | 0 | 0 | 0 | 0 | 0
PG&E NGBA | Summit | 115 | 2 | 1 | 4 | 1 | 2 | 3 | 1 | 2 | 3 | 1 | 1 | 4 | 1 | 2 | 1 | 3 | 0 | 0 | 0 | 0 | 0 | 0 | 0 | 0 | 0 | 0 | 0 | 0 | 0 | 0 | 0 | 0 | 0 | 0 | 0 | 0 | 0 | 0 | 0 | 0 | 0 | 0 | 0 | 0 | 0 | 0 | 0 | 0 | 0 | 0
SDGE | Suncrest | 230 | 2 | 1 | 4 | 0 | 1 | 3 | 1 | 2 | 3 | 1 | 1 | 4 | 3 | 1 | 1 | 3 | 0 | 0 | 0 | 0 | 0 | 0 | 0 | 0 | 0 | 0 | 0 | 0 | 0 | 0 | 0 | 0 | 0 | 0 | 0 | 0 | 0 | 0 | 0 | 0 | 0 | 0 | 0 | 0 | 0 | 0 | 0 | 0 | 0 | 0
SDGE | Suncrest | 500 | 2 | 1 | 4 | 0 | 1 | 3 | 1 | 2 | 3 | 1 | 1 | 4 | 3 | 1 | 1 | 3 | 0 | 0 | 0 | 0 | 0 | 0 | 0 | 0 | 0 | 0 | 0 | 0 | 0 | 0 | 0 | 0 | 0 | 0 | 0 | 0 | 0 | 0 | 0 | 0 | 0 | 0 | 0 | 0 | 0 | 0 | 0 | 0 | 0 | 0
PG&E KERN | Sunrise | 230 | 1 | 1 | 1 | 0 | 1 | 1 | 3 | 1 | 3 | 1 | 4 | 1 | 3 | 1 | 4 | 1 | 0 | 0 | 0 | 0 | 0 | 0 | 0 | 0 | 0 | 0 | 0 | 0 | 0 | 0 | 0 | 0 | 0 | 0 | 0 | 0 | 0 | 0 | 0 | 0 | 0 | 0 | 0 | 0 | 0 | 0 | 0 | 0 | 0 | 0
PG&E KERN | Sunset | 230 | 1 | 1 | 1 | 0 | 1 | 1 | 3 | 1 | 3 | 1 | 4 | 1 | 3 | 1 | 4 | 1 | 0 | 0 | 0 | 0 | 0 | 0 | 0 | 0 | 0 | 0 | 0 | 0 | 0 | 0 | 0 | 0 | 0 | 0 | 0 | 0 | 0 | 0 | 0 | 0 | 0 | 0 | 0 | 0 | 0 | 0 | 0 | 0 | 0 | 0
PG&E GBA | Swift | 115 | 2 | 1 | 2 | 0 | 2 | 2 | 1 | 2 | 3 | 1 | 3 | 2 | 1 | 2 | 3 | 2 | 0 | 0 | 0 | 0 | 0 | 0 | 0 | 0 | 0 | 0 | 0 | 0 | 0 | 0 | 0 | 0 | 0 | 0 | 0 | 0 | 0 | 0 | 0 | 0 | 0 | 0 | 0 | 0 | 0 | 0 | 0 | 0 | 0 | 0
SDGE | Sycamore Canyon | 138 | 2 | 1 | 3 | 1 | 1 | 3 | 1 | 2 | 3 | 1 | 2 | 4 | 3 | 1 | 1 | 3 | 0 | 0 | 0 | 0 | 0 | 0 | 0 | 0 | 0 | 0 | 0 | 0 | 0 | 200 | 1 | 0 | 200 | 0 | 0 | 0 | 0 | 0 | 0 | 0 | 0 | 0 | 0 | 0 | 0 | 0 | 200 | 1 | 0 | 200
SDGE | Sycamore Canyon | 230 | 2 | 1 | 3 | 1 | 1 | 3 | 1 | 2 | 3 | 1 | 2 | 4 | 3 | 1 | 1 | 3 | 0 | 0 | 0 | 0 | 0 | 0 | 0 | 0 | 0 | 0 | 0 | 0 | 0 | 300 | 1 | 0 | 300 | 0 | 0 | 0 | 0 | 0 | 0 | 0 | 0 | 0 | 0 | 0 | 0 | 0 | 300 | 1 | 0 | 300
SDGE | Sycamore Canyon | 69 | 2 | 1 | 3 | 1 | 1 | 3 | 1 | 2 | 3 | 1 | 2 | 4 | 3 | 1 | 1 | 3 | 0 | 0 | 0 | 0 | 0 | 0 | 0 | 0 | 0 | 0 | 0 | 0 | 0 | 0 | 0 | 0 | 0 | 0 | 0 | 0 | 0 | 0 | 0 | 0 | 0 | 0 | 0 | 0 | 0 | 0 | 0 | 0 | 0 | 0
SCE Northern | Sylmar | 230 | 1 | 1 | 2 | 0 | 1 | 1 | 3 | 1 | 3 | 1 | 3 | 2 | 3 | 1 | 4 | 1 | 0 | 0 | 0 | 0 | 0 | 0 | 0 | 0 | 0 | 0 | 0 | 0 | 0 | 0 | 0 | 0 | 0 | 0 | 0 | 0 | 0 | 0 | 0 | 0 | 0 | 0 | 0 | 0 | 0 | 0 | 0 | 0 | 0 | 0
PG&E NGBA | Table Mountain | 115 | 2 | 1 | 3 | 0 | 2 | 1 | 1 | 2 | 3 | 1 | 2 | 3 | 1 | 2 | 4 | 1 | 0 | 0 | 0 | 0 | 0 | 0 | 0 | 0 | 0 | 0 | 0 | 0 | 0 | 0 | 0 | 0 | 0 | 0 | 0 | 0 | 0 | 0 | 0 | 0 | 0 | 0 | 0 | 0 | 0 | 0 | 0 | 0 | 0 | 0
PG&E NGBA | Table Mountain | 230 | 2 | 1 | 3 | 0 | 2 | 1 | 1 | 2 | 3 | 1 | 2 | 3 | 1 | 2 | 4 | 1 | 0 | 0 | 0 | 0 | 0 | 0 | 0 | 0 | 0 | 0 | 0 | 0 | 0 | 0 | 0 | 0 | 0 | 0 | 0 | 0 | 0 | 0 | 0 | 0 | 0 | 0 | 0 | 0 | 0 | 0 | 0 | 0 | 0 | 0
PG&E NGBA | Table Mountain | 500 | 2 | 1 | 3 | 0 | 2 | 1 | 1 | 2 | 3 | 1 | 2 | 3 | 1 | 2 | 4 | 1 | 178 | 0 | 0 | 0 | 0 | 0 | 0 | 0 | 0 | 0 | 0 | 0 | 0 | 0 | 1 | 178 | 0 | 178 | 0 | 0 | 0 | 0 | 0 | 0 | 0 | 0 | 0 | 0 | 0 | 0 | 0 | 1 | 178 | 0
PG&E NGBA | Table Mountain | 60 | 2 | 1 | 3 | 0 | 2 | 1 | 1 | 2 | 3 | 1 | 2 | 3 | 1 | 2 | 4 | 1 | 0 | 0 | 0 | 0 | 0 | 0 | 0 | 0 | 0 | 0 | 0 | 0 | 0 | 0 | 0 | 0 | 0 | 0 | 0 | 0 | 0 | 0 | 0 | 0 | 0 | 0 | 0 | 0 | 0 | 0 | 0 | 0 | 0 | 0
PG&E KERN | Taft | 115 | 1 | 1 | 2 | 0 | 1 | 2 | 3 | 1 | 3 | 1 | 3 | 2 | 3 | 1 | 3 | 2 | 0 | 0 | 0 | 0 | 0 | 0 | 0 | 0 | 0 | 0 | 0 | 0 | 0 | 0 | 0 | 0 | 0 | 0 | 0 | 0 | 0 | 0 | 0 | 0 | 0 | 0 | 0 | 0 | 0 | 0 | 0 | 0 | 0 | 0
SDGE | Talega | 138 | 2 | 1 | 3 | 0 | 1 | 3 | 1 | 2 | 3 | 1 | 2 | 3 | 3 | 1 | 1 | 3 | 0 | 0 | 0 | 0 | 0 | 0 | 0 | 0 | 0 | 0 | 0 | 0 | 0 | 0 | 0 | 0 | 0 | 0 | 0 | 0 | 0 | 0 | 0 | 0 | 0 | 0 | 0 | 0 | 0 | 0 | 0 | 0 | 0 | 0
SDGE | Talega | 230 | 2 | 1 | 3 | 0 | 1 | 3 | 1 | 2 | 3 | 1 | 2 | 3 | 3 | 1 | 1 | 3 | 0 | 0 | 0 | 0 | 0 | 0 | 0 | 0 | 0 | 0 | 0 | 0 | 0 | 0 | 0 | 0 | 0 | 0 | 0 | 0 | 0 | 0 | 0 | 0 | 0 | 0 | 0 | 0 | 0 | 0 | 0 | 0 | 0 | 0
PG&E GBA | Tassajara | 230 | 2 | 1 | 3 | 0 | 1 | 3 | 1 | 2 | 3 | 1 | 2 | 3 | 3 | 1 | 1 | 3 | 0 | 0 | 0 | 0 | 0 | 0 | 0 | 0 | 0 | 0 | 0 | 0 | 0 | 0 | 0 | 0 | 0 | 0 | 0 | 0 | 0 | 0 | 0 | 0 | 0 | 0 | 0 | 0 | 0 | 0 | 0 | 0 | 0 | 0
PG&E KERN | Tejon | 70 | 1 | 1 | 3 | 0 | 1 | 1 | 3 | 1 | 3 | 1 | 2 | 3 | 3 | 1 | 4 | 1 | 0 | 0 | 0 | 0 | 0 | 0 | 0 | 0 | 0 | 0 | 0 | 0 | 0 | 0 | 0 | 0 | 0 | 0 | 0 | 0 | 0 | 0 | 0 | 0 | 0 | 0 | 0 | 0 | 0 | 0 | 0 | 0 | 0 | 0
SDGE | Telegraph Canyon | 138 | 2 | 1 | 2 | 0 | 1 | 2 | 1 | 2 | 3 | 1 | 3 | 2 | 3 | 1 | 3 | 2 | 0 | 0 | 0 | 0 | 0 | 0 | 0 | 0 | 0 | 0 | 0 | 0 | 0 | 0 | 0 | 0 | 0 | 0 | 0 | 0 | 0 | 0 | 0 | 0 | 0 | 0 | 0 | 0 | 0 | 0 | 0 | 0 | 0 | 0
PG&E KERN | Temblor | 115 | 1 | 1 | 2 | 0 | 1 | 1 | 3 | 1 | 3 | 1 | 3 | 2 | 3 | 1 | 4 | 1 | 0 | 0 | 0 | 0 | 0 | 0 | 0 | 0 | 0 | 0 | 0 | 0 | 0 | 0 | 0 | 0 | 0 | 0 | 0 | 0 | 0 | 0 | 0 | 0 | 0 | 0 | 0 | 0 | 0 | 0 | 0 | 0 | 0 | 0
PG&E KERN | Templeton | 230 | 2 | 2 | 4 | 1 | 2 | 3 | 1 | 2 | 1 | 2 | 1 | 4 | 1 | 2 | 1 | 3 | 0 | 0 | 0 | 0 | 0 | 0 | 0 | 0 | 0 | 0 | 0 | 0 | 0 | 0 | 0 | 0 | 0 | 0 | 0 | 0 | 0 | 0 | 0 | 0 | 0 | 0 | 0 | 0 | 0 | 0 | 0 | 0 | 0 | 0
PG&E KERN | Templeton | 70 | 2 | 2 | 4 | 1 | 2 | 3 | 1 | 2 | 1 | 2 | 1 | 4 | 1 | 2 | 1 | 3 | 0 | 0 | 0 | 0 | 0 | 0 | 0 | 0 | 0 | 0 | 0 | 0 | 0 | 200 | 1 | 0 | 200 | 0 | 0 | 0 | 0 | 0 | 0 | 0 | 0 | 0 | 0 | 0 | 0 | 0 | 200 | 1 | 0 | 200
PG&E GBA | Tesla | 115 | 2 | 1 | 2 | 0 | 1 | 2 | 1 | 2 | 3 | 1 | 3 | 2 | 3 | 1 | 3 | 2 | 0 | 0 | 0 | 0 | 0 | 0 | 0 | 0 | 0 | 0 | 0 | 0 | 0 | 0 | 0 | 0 | 0 | 0 | 0 | 0 | 0 | 0 | 0 | 0 | 0 | 0 | 0 | 0 | 0 | 0 | 0 | 0 | 0 | 0
PG&E GBA | Tesla | 230 | 2 | 1 | 2 | 0 | 1 | 2 | 1 | 2 | 3 | 1 | 3 | 2 | 3 | 1 | 3 | 2 | 0 | 0 | 0 | 0 | 0 | 0 | 0 | 0 | 0 | 0 | 0 | 125 | 0 | 0 | 1 | 0 | 125 | 0 | 0 | 0 | 0 | 0 | 0 | 0 | 0 | 0 | 0 | 0 | 125 | 0 | 0 | 1 | 0 | 125
PG&E GBA | Tesla | 500 | 2 | 1 | 2 | 0 | 1 | 2 | 1 | 2 | 3 | 1 | 3 | 2 | 3 | 1 | 3 | 2 | 0 | 0 | 0 | 0 | 0 | 0 | 0 | 0 | 0 | 0 | 0 | 0 | 0 | 0 | 0 | 0 | 0 | 0 | 0 | 0 | 0 | 4000 | 0 | 0 | 0 | 0 | 0 | 0 | 0 | 0 | 0 | 1 | 4000 | 0
PG&E KERN | Tevis | 115 | 1 | 1 | 2 | 0 | 1 | 2 | 3 | 1 | 3 | 1 | 3 | 2 | 3 | 1 | 3 | 2 | 0 | 0 | 0 | 0 | 0 | 0 | 0 | 0 | 0 | 100 | 0 | 0 | 0 | 0 | 1 | 100 | 0 | 0 | 0 | 0 | 0 | 0 | 0 | 0 | 0 | 0 | 100 | 0 | 0 | 0 | 0 | 1 | 100 | 0
EOP | Thousandaire | 138 | 2 | 2 | 4 | 0 | 1 | 3 | 1 | 2 | 1 | 2 | 1 | 4 | 3 | 1 | 1 | 3 | 0 | 0 | 0 | 0 | 0 | 0 | 0 | 0 | 0 | 0 | 0 | 0 | 0 | 0 | 0 | 0 | 0 | 0 | 0 | 0 | 0 | 0 | 0 | 0 | 0 | 0 | 0 | 0 | 0 | 0 | 0 | 0 | 0 | 0
PG&E KERN | Topaz | 230 | 1 | 1 | 2 | 1 | 1 | 2 | 3 | 1 | 3 | 1 | 3 | 3 | 3 | 1 | 3 | 2 | 0 | 0 | 0 | 0 | 0 | 0 | 0 | 0 | 0 | 0 | 0 | 0 | 0 | 170 | 1 | 0 | 170 | 0 | 0 | 0 | 0 | 0 | 0 | 0 | 0 | 0 | 0 | 0 | 0 | 0 | 170 | 1 | 0 | 170
SCE NOL | Tortilla | 115 | 2 | 1 | 3 | 1 | 1 | 2 | 1 | 2 | 3 | 1 | 2 | 4 | 3 | 1 | 3 | 2 | 0 | 0 | 0 | 0 | 0 | 0 | 0 | 0 | 3 | 0 | 0 | 0 | 0 | 0 | 1 | 3 | 0 | 0 | 0 | 0 | 0 | 0 | 0 | 0 | 0 | 3 | 0 | 0 | 0 | 0 | 0 | 1 | 3 | 0
SDGE | Trabuco | 138 | 1 | 1 | 1 | 0 | 1 | 2 | 3 | 1 | 3 | 1 | 4 | 1 | 3 | 1 | 3 | 2 | 0 | 0 | 0 | 0 | 0 | 0 | 0 | 0 | 0 | 0 | 0 | 0 | 0 | 0 | 0 | 0 | 0 | 0 | 0 | 0 | 0 | 0 | 0 | 0 | 0 | 0 | 0 | 0 | 0 | 0 | 0 | 0 | 0 | 0
PG&E GBA | Tracy | 115 | 2 | 1 | 2 | 1 | 1 | 2 | 1 | 2 | 3 | 1 | 3 | 3 | 3 | 1 | 3 | 2 | 0 | 0 | 0 | 0 | 0 | 0 | 0 | 0 | 0 | 0 | 0 | 0 | 0 | 0 | 0 | 0 | 0 | 0 | 0 | 0 | 0 | 0 | 0 | 0 | 0 | 0 | 0 | 0 | 0 | 0 | 0 | 0 | 0 | 0
PG&E FRESNO | Tranquility | 230 | 1 | 1 | 4 | 0 | 2 | 1 | 3 | 1 | 3 | 1 | 1 | 4 | 1 | 2 | 4 | 1 | 0 | 0 | 0 | 0 | 0 | 0 | 0 | 0 | 0 | 100 | 400 | 352 | 0 | 0 | 1 | 500 | 352 | 0 | 0 | 0 | 0 | 0 | 0 | 0 | 0 | 0 | 210 | 400 | 352 | 0 | 0 | 1 | 610 | 352
PG&E GBA | Trimble | 115 | 2 | 1 | 2 | 1 | 2 | 2 | 1 | 2 | 3 | 1 | 3 | 3 | 1 | 2 | 3 | 2 | 0 | 0 | 0 | 0 | 0 | 0 | 0 | 0 | 0 | 0 | 0 | 0 | 0 | 0 | 0 | 0 | 0 | 0 | 0 | 0 | 0 | 0 | 0 | 0 | 0 | 0 | 0 | 0 | 0 | 0 | 0 | 0 | 0 | 0
EOP | Trout Canyon | 230 | 2 | 2 | 4 | 0 | 1 | 3 | 1 | 2 | 1 | 2 | 1 | 4 | 3 | 1 | 1 | 3 | 0 | 0 | 0 | 0 | 0 | 0 | 0 | 0 | 0 | 900 | 866 | 485 | 60 | 0 | 1 | 1766 | 545 | 0 | 0 | 0 | 0 | 0 | 0 | 0 | 0 | 0 | 900 | 866 | 485 | 60 | 0 | 1 | 1766 | 545
EOP | Trout Canyon | 500 | 2 | 2 | 4 | 0 | 1 | 3 | 1 | 2 | 1 | 2 | 1 | 4 | 3 | 1 | 1 | 3 | 0 | 0 | 0 | 0 | 0 | 0 | 0 | 0 | 0 | 0 | 0 | 0 | 0 | 0 | 0 | 0 | 0 | 0 | 0 | 0 | 0 | 0 | 0 | 0 | 0 | 0 | 0 | 0 | 0 | 0 | 0 | 0 | 0 | 0
PG&E NGBA | Tulucay | 230 | 2 | 1 | 2 | 1 | 2 | 3 | 1 | 2 | 3 | 1 | 3 | 3 | 1 | 2 | 1 | 3 | 115 | 0 | 0 | 0 | 0 | 0 | 0 | 0 | 0 | 0 | 0 | 0 | 0 | 0 | 1 | 115 | 0 | 115 | 0 | 0 | 0 | 0 | 0 | 0 | 0 | 0 | 0 | 0 | 0 | 0 | 0 | 1 | 115 | 0
PG&E NGBA | Tulucay | 60 | 2 | 1 | 2 | 1 | 2 | 3 | 1 | 2 | 3 | 1 | 3 | 3 | 1 | 2 | 1 | 3 | 0 | 0 | 0 | 0 | 0 | 0 | 0 | 0 | 0 | 0 | 0 | 0 | 0 | 0 | 0 | 0 | 0 | 0 | 0 | 0 | 0 | 0 | 0 | 0 | 0 | 0 | 0 | 0 | 0 | 0 | 0 | 0 | 0 | 0
PG&E KERN | Tupman | 115 | 1 | 1 | 2 | 0 | 1 | 1 | 3 | 1 | 3 | 1 | 3 | 2 | 3 | 1 | 4 | 1 | 0 | 0 | 0 | 0 | 0 | 0 | 0 | 0 | 0 | 0 | 0 | 0 | 0 | 0 | 0 | 0 | 0 | 0 | 0 | 0 | 0 | 0 | 0 | 0 | 0 | 0 | 0 | 0 | 0 | 0 | 0 | 0 | 0 | 0
PG&E NGBA | Ukiah | 115 | 2 | 2 | 4 | 1 | 2 | 3 | 1 | 2 | 1 | 2 | 1 | 4 | 1 | 2 | 1 | 3 | 0 | 0 | 0 | 0 | 0 | 0 | 0 | 0 | 0 | 0 | 0 | 0 | 0 | 0 | 0 | 0 | 0 | 0 | 0 | 0 | 0 | 0 | 0 | 0 | 0 | 0 | 0 | 0 | 0 | 0 | 0 | 0 | 0 | 0
PG&E KERN | Union (Estrella) | 70 | 2 | 2 | 4 | 1 | 2 | 3 | 1 | 2 | 1 | 2 | 1 | 4 | 1 | 2 | 1 | 3 | 0 | 0 | 0 | 0 | 0 | 0 | 0 | 0 | 0 | 0 | 0 | 0 | 0 | 0 | 0 | 0 | 0 | 0 | 0 | 0 | 0 | 0 | 0 | 0 | 0 | 0 | 0 | 0 | 0 | 0 | 0 | 0 | 0 | 0
PG&E NGBA | Vaca Dixon | 115 | 2 | 1 | 1 | 0 | 1 | 3 | 1 | 2 | 3 | 1 | 4 | 1 | 3 | 1 | 1 | 3 | 0 | 0 | 0 | 0 | 0 | 0 | 0 | 0 | 0 | 0 | 0 | 0 | 0 | 0 | 0 | 0 | 0 | 0 | 0 | 0 | 0 | 0 | 0 | 0 | 0 | 0 | 0 | 0 | 0 | 0 | 0 | 0 | 0 | 0
PG&E NGBA | Vaca Dixon | 230 | 2 | 1 | 1 | 0 | 1 | 3 | 1 | 2 | 3 | 1 | 4 | 1 | 3 | 1 | 1 | 3 | 0 | 0 | 0 | 0 | 0 | 0 | 0 | 0 | 0 | 0 | 160 | 300 | 0 | 0 | 1 | 160 | 300 | 0 | 0 | 0 | 0 | 0 | 0 | 0 | 0 | 0 | 0 | 160 | 300 | 0 | 0 | 1 | 160 | 300
PG&E NGBA | Vaca Dixon | 500 | 2 | 1 | 1 | 0 | 1 | 3 | 1 | 2 | 3 | 1 | 4 | 1 | 3 | 1 | 1 | 3 | 0 | 0 | 0 | 20 | 0 | 0 | 0 | 0 | 0 | 0 | 310 | 0 | 0 | 0 | 1 | 330 | 0 | 0 | 0 | 0 | 20 | 0 | 0 | 0 | 0 | 0 | 0 | 310 | 0 | 0 | 0 | 1 | 330 | 0
PG&E NGBA | Vaca Dixon | 60 | 2 | 1 | 1 | 0 | 1 | 3 | 1 | 2 | 3 | 1 | 4 | 1 | 3 | 1 | 1 | 3 | 0 | 0 | 0 | 0 | 0 | 0 | 0 | 0 | 0 | 0 | 0 | 0 | 0 | 0 | 0 | 0 | 0 | 0 | 0 | 0 | 0 | 0 | 0 | 0 | 0 | 0 | 0 | 0 | 0 | 0 | 0 | 0 | 0 | 0
SCE Eastern | Valley (SCE) | 500 | 1 | 1 | 1 | 1 | 1 | 2 | 3 | 1 | 3 | 1 | 4 | 2 | 3 | 1 | 3 | 2 | 0 | 0 | 0 | 0 | 0 | 0 | 0 | 0 | 0 | 0 | 300 | 310 | 0 | 0 | 1 | 300 | 310 | 0 | 0 | 0 | 0 | 0 | 0 | 0 | 0 | 0 | 0 | 300 | 310 | 0 | 0 | 1 | 300 | 310
EOP | Valley (VEA) | 138 | 2 | 2 | 4 | 1 | 1 | 3 | 1 | 2 | 1 | 2 | 1 | 4 | 3 | 1 | 1 | 3 | 0 | 0 | 0 | 0 | 0 | 0 | 0 | 0 | 0 | 0 | 0 | 0 | 0 | 0 | 0 | 0 | 0 | 0 | 0 | 0 | 0 | 0 | 0 | 0 | 0 | 0 | 0 | 0 | 0 | 0 | 0 | 0 | 0 | 0
SDGE | Valley Center | 69 | 2 | 1 | 3 | 1 | 1 | 3 | 1 | 2 | 3 | 1 | 2 | 4 | 3 | 1 | 1 | 3 | 0 | 0 | 0 | 0 | 0 | 0 | 0 | 0 | 0 | 0 | 0 | 0 | 0 | 0 | 0 | 0 | 0 | 0 | 0 | 0 | 0 | 0 | 0 | 0 | 0 | 0 | 0 | 0 | 0 | 0 | 0 | 0 | 0 | 0
PG&E GBA | Valley Home | 115 | 1 | 1 | 3 | 1 | 2 | 1 | 3 | 1 | 3 | 1 | 2 | 4 | 1 | 2 | 4 | 1 | 0 | 0 | 0 | 0 | 0 | 0 | 0 | 0 | 0 | 0 | 0 | 0 | 0 | 0 | 0 | 0 | 0 | 0 | 0 | 0 | 0 | 0 | 0 | 0 | 0 | 0 | 0 | 0 | 0 | 0 | 0 | 0 | 0 | 0
PG&E GBA | Valley Springs | 230 | 2 | 1 | 3 | 1 | 1 | 3 | 1 | 2 | 3 | 1 | 2 | 4 | 3 | 1 | 1 | 3 | 0 | 0 | 0 | 0 | 0 | 0 | 0 | 0 | 0 | 0 | 0 | 0 | 0 | 0 | 0 | 0 | 0 | 0 | 0 | 0 | 0 | 0 | 0 | 0 | 0 | 0 | 0 | 0 | 0 | 0 | 0 | 0 | 0 | 0
PG&E GBA | Valley Springs | 60 | 2 | 1 | 3 | 1 | 1 | 3 | 1 | 2 | 3 | 1 | 2 | 4 | 3 | 1 | 1 | 3 | 0 | 0 | 0 | 0 | 0 | 0 | 0 | 0 | 0 | 0 | 0 | 0 | 0 | 0 | 0 | 0 | 0 | 0 | 0 | 0 | 0 | 0 | 0 | 0 | 0 | 0 | 0 | 0 | 0 | 0 | 0 | 0 | 0 | 0
EOP | Valley Switch | 138 | 2 | 2 | 4 | 1 | 1 | 3 | 1 | 2 | 1 | 2 | 1 | 4 | 3 | 1 | 1 | 3 | 0 | 0 | 0 | 0 | 0 | 0 | 0 | 0 | 0 | 0 | 0 | 0 | 0 | 0 | 0 | 0 | 0 | 0 | 0 | 0 | 0 | 0 | 0 | 0 | 0 | 0 | 0 | 0 | 0 | 0 | 0 | 0 | 0 | 0
EOP | Valley Switch | 230 | 2 | 2 | 4 | 1 | 1 | 3 | 1 | 2 | 1 | 2 | 1 | 4 | 3 | 1 | 1 | 3 | 0 | 0 | 0 | 0 | 0 | 0 | 0 | 0 | 0 | 0 | 0 | 0 | 0 | 0 | 0 | 0 | 0 | 0 | 0 | 0 | 0 | 0 | 0 | 0 | 0 | 0 | 0 | 0 | 0 | 0 | 0 | 0 | 0 | 0
PG&E GBA | Vasco | 230 | 2 | 1 | 3 | 0 | 1 | 3 | 1 | 2 | 3 | 1 | 2 | 3 | 3 | 1 | 1 | 3 | 0 | 0 | 0 | 0 | 0 | 0 | 0 | 0 | 0 | 0 | 0 | 0 | 0 | 0 | 0 | 0 | 0 | 0 | 0 | 0 | 0 | 0 | 0 | 0 | 0 | 0 | 0 | 0 | 0 | 0 | 0 | 0 | 0 | 0
PG&E GBA | Vasona | 230 | 2 | 1 | 3 | 1 | 2 | 3 | 1 | 2 | 3 | 1 | 2 | 4 | 1 | 2 | 1 | 3 | 0 | 0 | 0 | 0 | 0 | 0 | 0 | 0 | 0 | 0 | 0 | 0 | 0 | 0 | 0 | 0 | 0 | 0 | 0 | 0 | 0 | 0 | 0 | 0 | 0 | 0 | 0 | 0 | 0 | 0 | 0 | 0 | 0 | 0
SCE Northern | Vestal | 230 | 1 | 1 | 3 | 1 | 1 | 1 | 3 | 1 | 3 | 1 | 2 | 4 | 3 | 1 | 4 | 1 | 0 | 0 | 0 | 0 | 0 | 0 | 0 | 0 | 0 | 92 | 50 | 50 | 0 | 0 | 1 | 142 | 50 | 0 | 0 | 0 | 0 | 0 | 0 | 0 | 0 | 0 | 92 | 50 | 50 | 0 | 0 | 1 | 142 | 50
SCE Northern | Vestal | 66 | 1 | 1 | 3 | 1 | 1 | 1 | 3 | 1 | 3 | 1 | 2 | 4 | 3 | 1 | 4 | 1 | 0 | 0 | 0 | 0 | 0 | 0 | 0 | 0 | 0 | 0 | 0 | 0 | 0 | 0 | 0 | 0 | 0 | 0 | 0 | 0 | 0 | 0 | 0 | 0 | 0 | 0 | 0 | 0 | 0 | 0 | 0 | 0 | 0 | 0
SCE NOL | Victor | 115 | 2 | 1 | 3 | 0 | 1 | 2 | 1 | 2 | 3 | 1 | 2 | 3 | 3 | 1 | 3 | 2 | 0 | 0 | 0 | 0 | 0 | 0 | 0 | 0 | 7 | 0 | 0 | 0 | 0 | 0 | 1 | 7 | 0 | 0 | 0 | 0 | 0 | 0 | 0 | 0 | 0 | 7 | 0 | 0 | 0 | 0 | 0 | 1 | 7 | 0
SCE NOL | Victor | 230 | 2 | 1 | 3 | 0 | 1 | 2 | 1 | 2 | 3 | 1 | 2 | 3 | 3 | 1 | 3 | 2 | 0 | 0 | 0 | 0 | 0 | 0 | 0 | 0 | 0 | 0 | 0 | 53.5 | 0 | 0 | 1 | 0 | 53.5 | 0 | 0 | 0 | 0 | 0 | 0 | 0 | 0 | 0 | 0 | 0 | 53.5 | 0 | 0 | 1 | 0 | 53.5
SCE Metro | Viejo | 230 | 1 | 1 | 3 | 0 | 1 | 2 | 3 | 1 | 3 | 1 | 2 | 3 | 3 | 1 | 3 | 2 | 0 | 0 | 0 | 0 | 0 | 0 | 0 | 0 | 0 | 0 | 0 | 0 | 0 | 0 | 0 | 0 | 0 | 0 | 0 | 0 | 0 | 0 | 0 | 0 | 0 | 0 | 0 | 0 | 0 | 0 | 0 | 0 | 0 | 0
PG&E GBA | Vierra | 115 | 1 | 1 | 1 | 0 | 2 | 1 | 3 | 1 | 3 | 1 | 4 | 1 | 1 | 2 | 4 | 1 | 0 | 0 | 0 | 0 | 0 | 0 | 0 | 0 | 2.975 | 0 | 0 | 92 | 0 | 0 | 1 | 2.975 | 92 | 0 | 0 | 0 | 0 | 0 | 0 | 0 | 0 | 2.975 | 0 | 0 | 92 | 0 | 0 | 1 | 2.975 | 92
SCE Metro | Villa Park | 230 | 1 | 1 | 2 | 0 | 1 | 2 | 3 | 1 | 3 | 1 | 3 | 2 | 3 | 1 | 3 | 2 | 0 | 0 | 0 | 0 | 0 | 0 | 0 | 0 | 0 | 0 | 0 | 0 | 305.5 | 0 | 1 | 0 | 305.5 | 0 | 0 | 0 | 0 | 0 | 0 | 0 | 0 | 0 | 0 | 0 | 0 | 305.5 | 0 | 1 | 0 | 305.5
SCE Northern | Vincent | 230 | 2 | 1 | 4 | 0 | 1 | 3 | 1 | 2 | 3 | 1 | 1 | 4 | 3 | 1 | 1 | 3 | 0 | 0 | 0 | 0 | 0 | 0 | 0 | 0 | 0 | 0 | 0 | 59 | 0 | 200 | 1 | 0 | 259 | 0 | 0 | 0 | 0 | 0 | 0 | 0 | 0 | 0 | 0 | 0 | 59 | 0 | 200 | 1 | 0 | 259
SCE Northern | Vincent | 500 | 2 | 1 | 4 | 0 | 1 | 3 | 1 | 2 | 3 | 1 | 1 | 4 | 3 | 1 | 1 | 3 | 0 | 0 | 0 | 0 | 0 | 0 | 0 | 0 | 0 | 0 | 0 | 0 | 0 | 200 | 1 | 0 | 200 | 0 | 0 | 0 | 0 | 0 | 0 | 0 | 0 | 0 | 0 | 0 | 0 | 0 | 200 | 1 | 0 | 200
PG&E GBA | Vineyard | 230 | 2 | 1 | 2 | 0 | 1 | 3 | 1 | 2 | 3 | 1 | 3 | 2 | 3 | 1 | 1 | 3 | 0 | 0 | 0 | 0 | 0 | 0 | 0 | 0 | 0 | 0 | 0 | 0 | 0 | 0 | 0 | 0 | 0 | 0 | 0 | 0 | 0 | 0 | 0 | 0 | 0 | 0 | 0 | 0 | 0 | 0 | 0 | 0 | 0 | 0
SDGE | Vineyard | 69 | 2 | 1 | 2 | 0 | 1 | 3 | 1 | 2 | 3 | 1 | 3 | 2 | 3 | 1 | 1 | 3 | 0 | 0 | 0 | 0 | 0 | 0 | 0 | 0 | 0 | 0 | 0 | 0 | 0 | 0 | 0 | 0 | 0 | 0 | 0 | 0 | 0 | 0 | 0 | 0 | 0 | 0 | 0 | 0 | 0 | 0 | 0 | 0 | 0 | 0
SCE Eastern | Vista (SCE) | 230 | 1 | 1 | 2 | 0 | 1 | 1 | 3 | 1 | 3 | 1 | 3 | 2 | 3 | 1 | 4 | 1 | 0 | 0 | 0 | 0 | 0 | 0 | 0 | 0 | 0 | 0 | 0 | 0 | 0 | 0 | 0 | 0 | 0 | 0 | 0 | 0 | 0 | 0 | 0 | 0 | 0 | 0 | 0 | 0 | 0 | 0 | 0 | 0 | 0 | 0
EOP | Vista (VEA) | 138 | 2 | 2 | 4 | 0 | 1 | 3 | 1 | 2 | 1 | 2 | 1 | 4 | 3 | 1 | 1 | 3 | 0 | 0 | 0 | 0 | 0 | 0 | 0 | 0 | 0 | 0 | 0 | 0 | 0 | 0 | 0 | 0 | 0 | 0 | 0 | 0 | 0 | 0 | 0 | 0 | 0 | 0 | 0 | 0 | 0 | 0 | 0 | 0 | 0 | 0
EOP | Vista (VEA) | 230 | 2 | 2 | 4 | 0 | 1 | 3 | 1 | 2 | 1 | 2 | 1 | 4 | 3 | 1 | 1 | 3 | 0 | 0 | 0 | 0 | 0 | 0 | 0 | 0 | 0 | 200 | 0 | 0 | 0 | 0 | 1 | 200 | 0 | 0 | 0 | 0 | 0 | 0 | 0 | 0 | 0 | 0 | 200 | 0 | 0 | 0 | 0 | 1 | 200 | 0
PG&E FRESNO | Wahtoke | 115 | 1 | 1 | 3 | 0 | 2 | 1 | 3 | 1 | 3 | 1 | 2 | 3 | 1 | 2 | 4 | 1 | 0 | 0 | 0 | 0 | 0 | 0 | 0 | 0 | 0 | 0 | 0 | 0 | 0 | 0 | 0 | 0 | 0 | 0 | 0 | 0 | 0 | 0 | 0 | 0 | 0 | 0 | 0 | 0 | 0 | 0 | 0 | 0 | 0 | 0
SCE Northern | Wakefield | 66 | 2 | 1 | 4 | 0 | 1 | 3 | 1 | 2 | 3 | 1 | 1 | 4 | 3 | 1 | 1 | 3 | 0 | 0 | 0 | 0 | 0 | 0 | 0 | 0 | 0 | 140 | 0 | 30 | 0 | 100 | 1 | 140 | 130 | 0 | 0 | 0 | 0 | 0 | 0 | 0 | 0 | 0 | 140 | 0 | 30 | 0 | 100 | 1 | 140 | 130
SCE Metro | Walnut | 230 | 1 | 1 | 1 | 0 | 1 | 1 | 3 | 1 | 3 | 1 | 4 | 1 | 3 | 1 | 4 | 1 | 0 | 0 | 0 | 0 | 0 | 0 | 0 | 0 | 0 | 0 | 0 | 400 | 0 | 0 | 1 | 0 | 400 | 0 | 0 | 0 | 0 | 0 | 0 | 0 | 0 | 0 | 0 | 0 | 400 | 0 | 0 | 1 | 0 | 400
SCE Northern | Warne | 230 | 1 | 1 | 4 | 1 | 1 | 3 | 3 | 1 | 3 | 1 | 1 | 4 | 3 | 1 | 1 | 3 | 0 | 0 | 0 | 0 | 0 | 0 | 0 | 0 | 0 | 0 | 0 | 0 | 0 | 0 | 0 | 0 | 0 | 0 | 0 | 0 | 0 | 0 | 0 | 0 | 0 | 0 | 0 | 0 | 0 | 0 | 0 | 0 | 0 | 0
PG&E GBA | Warnerville | 230 | 1 | 1 | 2 | 1 | 2 | 2 | 3 | 1 | 3 | 1 | 3 | 3 | 1 | 2 | 3 | 2 | 0 | 0 | 0 | 0 | 0 | 0 | 0 | 0 | 0 | 0 | 0 | 0 | 0 | 0 | 0 | 0 | 0 | 0 | 0 | 0 | 0 | 0 | 0 | 0 | 0 | 0 | 0 | 0 | 0 | 0 | 0 | 0 | 0 | 0
PG&E FRESNO | Waukena | 115 | 1 | 1 | 3 | 1 | 2 | 1 | 3 | 1 | 3 | 1 | 2 | 4 | 1 | 2 | 4 | 1 | 0 | 0 | 0 | 0 | 0 | 0 | 0 | 0 | 0 | 0 | 0 | 0 | 0 | 0 | 0 | 0 | 0 | 0 | 0 | 0 | 0 | 0 | 0 | 0 | 0 | 0 | 0 | 0 | 0 | 0 | 0 | 0 | 0 | 0
PG&E GBA | Weber | 230 | 1 | 1 | 2 | 1 | 2 | 1 | 3 | 1 | 3 | 1 | 3 | 3 | 1 | 2 | 4 | 1 | 0 | 0 | 0 | 0 | 0 | 0 | 0 | 0 | 0 | 0 | 0 | 0 | 0 | 0 | 0 | 0 | 0 | 0 | 0 | 0 | 0 | 0 | 0 | 0 | 0 | 0 | 0 | 0 | 0 | 0 | 0 | 0 | 0 | 0
PG&E GBA | Weber | 60 | 1 | 1 | 2 | 1 | 2 | 1 | 3 | 1 | 3 | 1 | 3 | 3 | 1 | 2 | 4 | 1 | 0 | 0 | 0 | 0 | 0 | 0 | 0 | 0 | 0 | 0 | 0 | 20 | 0 | 0 | 1 | 0 | 20 | 0 | 0 | 0 | 0 | 0 | 0 | 0 | 0 | 0 | 0 | 0 | 20 | 0 | 0 | 1 | 0 | 20
PG&E FRESNO | West Fresno | 115 | 1 | 1 | 2 | 0 | 2 | 1 | 3 | 1 | 3 | 1 | 3 | 2 | 1 | 2 | 4 | 1 | 0 | 0 | 0 | 0 | 0 | 0 | 0 | 0 | 0 | 0 | 0 | 0 | 0 | 0 | 0 | 0 | 0 | 0 | 0 | 0 | 0 | 0 | 0 | 0 | 0 | 0 | 67 | 0 | 0 | 0 | 0 | 1 | 67 | 0
PG&E FRESNO | Westley | 230 | 1 | 1 | 4 | 0 | 2 | 1 | 3 | 1 | 3 | 1 | 1 | 4 | 1 | 2 | 4 | 1 | 0 | 0 | 0 | 0 | 0 | 0 | 0 | 0 | 0 | 0 | 0 | 0 | 0 | 0 | 0 | 0 | 0 | 0 | 0 | 0 | 0 | 0 | 0 | 0 | 0 | 0 | 155 | 0 | 0 | 0 | 0 | 1 | 155 | 0
PG&E KERN | Westpark | 115 | 1 | 1 | 2 | 1 | 1 | 1 | 3 | 1 | 3 | 1 | 3 | 3 | 3 | 1 | 4 | 1 | 0 | 0 | 0 | 0 | 0 | 0 | 0 | 0 | 0 | 0 | 0 | 0 | 0 | 0 | 0 | 0 | 0 | 0 | 0 | 0 | 0 | 0 | 0 | 0 | 0 | 0 | 0 | 0 | 0 | 0 | 0 | 0 | 0 | 0
PG&E KERN | Wheeler Ridge | 230 | 1 | 1 | 4 | 0 | 1 | 1 | 3 | 1 | 3 | 1 | 1 | 4 | 3 | 1 | 4 | 1 | 0 | 0 | 0 | 0 | 0 | 0 | 0 | 0 | 0 | 0 | 90 | 0 | 235 | 0 | 1 | 90 | 235 | 0 | 0 | 0 | 0 | 0 | 0 | 0 | 0 | 0 | 0 | 90 | 0 | 235 | 0 | 1 | 90 | 235
PG&E KERN | Wheeler Ridge | 115 | 1 | 1 | 4 | 0 | 1 | 1 | 3 | 1 | 3 | 1 | 1 | 4 | 3 | 1 | 4 | 1 | 0 | 0 | 0 | 0 | 0 | 0 | 0 | 0 | 0 | 0 | 0 | 0 | 0 | 0 | 0 | 0 | 0 | 0 | 0 | 0 | 0 | 0 | 0 | 0 | 0 | 0 | 0 | 0 | 0 | 0 | 0 | 0 | 0 | 0
PG&E KERN | Wheeler Ridge | 70 | 1 | 1 | 4 | 0 | 1 | 1 | 3 | 1 | 3 | 1 | 1 | 4 | 3 | 1 | 4 | 1 | 0 | 0 | 0 | 0 | 0 | 0 | 0 | 0 | 0 | 0 | 0 | 92 | 0 | 0 | 1 | 0 | 92 | 0 | 0 | 0 | 0 | 0 | 0 | 0 | 0 | 0 | 0 | 0 | 92 | 0 | 0 | 1 | 0 | 92
SCE Northern | Whirlwind | 230 | 2 | 1 | 4 | 0 | 1 | 3 | 1 | 2 | 3 | 1 | 1 | 4 | 3 | 1 | 1 | 3 | 0 | 0 | 0 | 0 | 0 | 0 | 0 | 0 | 0 | 2085 | 188 | 550 | 523 | 300 | 1 | 2273 | 1373 | 0 | 0 | 0 | 0 | 0 | 0 | 0 | 0 | 0 | 2085 | 188 | 550 | 523 | 300 | 1 | 2273 | 1373
SCE Northern | Whirlwind | 500 | 2 | 1 | 4 | 0 | 1 | 3 | 1 | 2 | 3 | 1 | 1 | 4 | 3 | 1 | 1 | 3 | 0 | 0 | 0 | 0 | 0 | 0 | 0 | 0 | 0 | 1432 | 0 | 0 | 0 | 0 | 1 | 1432 | 0 | 0 | 0 | 0 | 0 | 0 | 0 | 0 | 0 | 0 | 1432 | 0 | 0 | 0 | 0 | 1 | 1432 | 0
PG&E GBA | Whisman | 115 | 2 | 1 | 2 | 0 | 2 | 2 | 1 | 2 | 3 | 1 | 3 | 2 | 1 | 2 | 3 | 2 | 0 | 0 | 0 | 0 | 0 | 0 | 0 | 0 | 0 | 80 | 0 | 0 | 0 | 80 | 1 | 80 | 80 | 0 | 0 | 0 | 0 | 0 | 0 | 0 | 0 | 0 | 80 | 0 | 0 | 0 | 80 | 1 | 80 | 80
SCE Eastern | Wildlife | 230 | 1 | 1 | 1 | 0 | 1 | 1 | 3 | 1 | 3 | 1 | 4 | 1 | 3 | 1 | 4 | 1 | 0 | 0 | 0 | 0 | 0 | 0 | 0 | 0 | 0 | 0 | 250 | 0 | 0 | 150 | 1 | 250 | 150 | 0 | 0 | 0 | 0 | 0 | 0 | 0 | 0 | 0 | 0 | 250 | 0 | 0 | 150 | 1 | 250 | 150
PG&E FRESNO | Wilson | 115 | 1 | 1 | 4 | 1 | 2 | 1 | 3 | 1 | 3 | 1 | 1 | 4 | 1 | 2 | 4 | 1 | 0 | 0 | 0 | 0 | 0 | 0 | 0 | 0 | 0 | 0 | 0 | 0 | 0 | 0 | 0 | 0 | 0 | 0 | 0 | 0 | 0 | 0 | 0 | 0 | 0 | 0 | 0 | 0 | 0 | 0 | 0 | 0 | 0 | 0
PG&E FRESNO | Wilson | 230 | 1 | 1 | 4 | 1 | 2 | 1 | 3 | 1 | 3 | 1 | 1 | 4 | 1 | 2 | 4 | 1 | 0 | 0 | 0 | 0 | 0 | 0 | 0 | 0 | 0 | 0 | 0 | 0 | 0 | 0 | 0 | 0 | 0 | 0 | 0 | 0 | 0 | 0 | 0 | 0 | 0 | 0 | 0 | 0 | 0 | 0 | 0 | 0 | 0 | 0
SCE Northern | Windhub | 230 | 2 | 1 | 4 | 0 | 1 | 2 | 1 | 2 | 3 | 1 | 1 | 4 | 3 | 1 | 3 | 2 | 0 | 0 | 0 | 0 | 0 | 0 | 0 | 0 | 0 | 0 | 1020 | 500 | 0 | 0 | 1 | 1020 | 500 | 0 | 0 | 0 | 0 | 0 | 0 | 0 | 0 | 0 | 0 | 1020 | 500 | 0 | 0 | 1 | 1020 | 500
SCE Northern | Windhub | 500 | 2 | 1 | 4 | 0 | 1 | 2 | 1 | 2 | 3 | 1 | 1 | 4 | 3 | 1 | 3 | 2 | 0 | 0 | 0 | 0 | 0 | 0 | 0 | 0 | 0 | 153 | 0 | 15 | 0 | 480 | 1 | 153 | 495 | 0 | 0 | 0 | 0 | 0 | 0 | 0 | 0 | 0 | 153 | 0 | 15 | 0 | 480 | 1 | 153 | 495
PG&E GBA | Windmaster | 230 | 2 | 1 | 2 | 0 | 1 | 2 | 1 | 2 | 3 | 1 | 3 | 2 | 3 | 1 | 3 | 2 | 0 | 0 | 0 | 0 | 0 | 0 | 0 | 0 | 0 | 0 | 0 | 0 | 0 | 0 | 0 | 0 | 0 | 0 | 0 | 0 | 0 | 0 | 0 | 0 | 0 | 0 | 0 | 0 | 0 | 0 | 0 | 0 | 0 | 0
PG&E NGBA | Windsor | 60 | 1 | 1 | 2 | 0 | 1 | 2 | 3 | 1 | 3 | 1 | 3 | 2 | 3 | 1 | 3 | 2 | 0 | 0 | 0 | 0 | 0 | 0 | 0 | 0 | 0 | 0 | 0 | 0 | 0 | 0 | 0 | 0 | 0 | 0 | 0 | 0 | 0 | 0 | 0 | 0 | 0 | 0 | 0 | 0 | 0 | 0 | 0 | 0 | 0 | 0
PG&E NGBA | Woodland | 115 | 2 | 1 | 4 | 1 | 2 | 3 | 1 | 2 | 3 | 1 | 1 | 4 | 1 | 2 | 1 | 3 | 0 | 0 | 0 | 0 | 0 | 0 | 0 | 0 | 0 | 0 | 12 | 0 | 0 | 0 | 1 | 12 | 0 | 0 | 0 | 0 | 0 | 0 | 0 | 0 | 0 | 0 | 0 | 12 | 0 | 0 | 0 | 1 | 12 | 0
PG&E FRESNO | Woodward | 115 | 1 | 1 | 2 | 0 | 2 | 2 | 3 | 1 | 3 | 1 | 3 | 2 | 1 | 2 | 3 | 2 | 0 | 0 | 0 | 0 | 0 | 0 | 0 | 0 | 0 | 0 | 0 | 0 | 0 | 0 | 0 | 0 | 0 | 0 | 0 | 0 | 0 | 0 | 0 | 0 | 0 | 0 | 0 | 0 | 0 | 0 | 0 | 0 | 0 | 0
PG&E NGBA | Wyandotte | 115 | 2 | 1 | 2 | 0 | 2 | 2 | 1 | 2 | 3 | 1 | 3 | 2 | 1 | 2 | 3 | 2 | 0 | 0 | 0 | 0 | 0 | 0 | 0 | 0 | 0 | 0 | 0 | 0 | 0 | 0 | 0 | 0 | 0 | 0 | 0 | 0 | 0 | 0 | 0 | 0 | 0 | 0 | 0 | 0 | 0 | 0 | 0 | 0 | 0 | 0

## CI_Criteria_README
6. Alignment with Commercial Development Interest
Criteria Purpose | To the extent possible, busbar allocations should reflect the planned procurement indicated in LSEs' plans and the level of commercial interest (CI) in the CAISO and other relevant interconnection queues including queues from other Balancing Area Authorities and participating transmission operators, as well as projects in advanced stages of development that may not be reflected in the interconnection queues identified through working group communications.
In-Development Resources | For the proposed 26-27 TPP portfolio, staff mapped resources to align with in-development resources, which are resources contracted by LSEs or identified as under construction by PTOs but are not in the current modeling baseline. These resources are summarized by substation in "Res_by_Sub" tabs under the first set of resource type columns with the header "In-Development, Contracted, or Online and not in baseline." A detailed list of these resources can be found the separate " BaselineReconcilation_26-27TPP_Initial.xlsx" file posted with the Dashboard appendices.
Commercial Interest Ranking | After in-development resources, resources with an Executed Interconnection Agreement or Transmission Plan Deliverability have the highest alignment priority. Proposed resources that have completed Phase 2 of cluster studies have the next priority. Combined these represent "higher confidence" commercial interest. Resources in Phase 1 for CAISO or that have not completed any interconnection studies by their respective balancing area authority or transmission owner are weighted as “lower confidence” commercial interest are weighted as "lower confidence" commercial interest.
Commercial Interest Sources | Analysis incorporates resources from the CAISO interconnection queue (including the Cluster 15 applications), the SCE, PG&E, and SDG&E wholesale distribution tariff queues, and additional out-of-CAISO queues for key resources such as geothermal and wind including NVEP, IID, Pacifi-corp, and IPP queues. Date queues were pulled are shown for each queue source in the supporting tabs show below. For the PD, Working Group staff updated the CAISO interconnection queue to a more recent version than used in the initial mapping.
Queue Analysis | For the CAISO interconnection queue and the SCE and PG&E WDT queues, staff sought to subtract resources already in the baseline, contracted, or online to better identify new potential resources. Separate workbooks for this analysis is included in the Dashboard appendices.
Commercial Analysis Tabs | The Commercial Analysis tabs for 2036 and 2041 show comparisons of the mapped generic resources by substations to the commercial interest meeting the various confidence criteria (Executed IA, Completed Phase II, and all commercial interest) used to establish the criteria alignment flags and the criteria alignment flags by resource type at each substation.
Criteria Definition | See pages 36 of the Busbar Mapping Methodology document (see README tab) for detail on criteria alignment levels for Commercial Development Interest which were bifurcated into two categories 1) mapped resources that are significantly less than commercial interest and 2) mapped resources that exceed commercial interest.
Criteria Alignment Levels
Level | Less Commercial Interest than MWs Mapped |  | Level | More Commercial Interest than MWs Mapped
1 | MWs mapped aligns with Executed IA and TPD CI |  | 1+ | Total CI is significantly greater than mapped MWs (500 MW or 33%)
2- | Executed IA or TPD CI is less than mapped MWs (100 MW or 10%) |  | 2+ | Higher Confidence CI is greater (100 MW or 10%)
3- | Higher Confidence CI is less (100 MW or 10%) |  | 3+ | Executed IA or TPD CI is greater (100 MW or 10%)
4- | Total CI is less (100 MW or 10%) |  | 4+ | Executed IA or TPD CI is significantly greater (500 MW or 33%)
5- | Total CI is significantly less (500 MW or 33%) or zero |  | 5+ | Identified In-Development resources are greater
Tabs for Analysis
CIAnalysis_Summary_byArea |  | Summaryof mapped portfolio's alignment with commercial development interest by CAISO study area
CIAnalysis_Alignment_Summary |  | Summary of number of substations by resource type and study area that have commercial interest alignment flags
CI_Analysis_2036 |  | Commercial development interest analysis for 2036 model year
CI_Analysis_2041 |  | Commercial development interest analysis for 2041 model year
CAISO_Queue_bySub |  | Summary by substation and CI confidence level for CAISO interconnection queue resources not identified as online or in-development or in baseline
SelectPTOs-Queue_bySub |  | Summary by substation and CI confidence level for PG&E, SDG&E, and SCE WDT queue resources not identified as online or in-development or in baseline
Out-of-CAISO_QueueInfo |  | Summary by substation (both out-of-CAISO sub and assumed CAISO intertie) of key resources from IID, NVEP, and Pacificorp interconnection queues
In_Dev_Resources |  | Summary by substation of identified in-development, contracted, and online resources not in IRP modeling baseline

## CIAnalysis_Summary_byArea
The tables below summarize the mapping results for both 2036 and 2041 compared to the identified commercial interest by CAISO study area. The comparison includes the amount of commercial interest with TPD and higher and lower confidence categories.
|  | Mapped Portfolio |  | Commercial Queue Interest |  |  |  | Mapped Portfolio |  | Commercial Queue Interest
| PG&E North of Greater Bay | Generic (2035) | Generic (2040) | TPD | Higher Confidence | All Queue Interest | PG&E Greater Bay | Generic (2035) | Generic (2040) | TPD | Higher Confidence | All Queue Interest
| Geothermal (MW) | 2878.8 | 2878.8 | 28 | 37.435 | 37.435 | Geothermal (MW) | 30 | 30 | 0 | 0 | 0 | Geothermal | FCDS | PG&E NGBA | PG&E GBA
| Biomass (MW) | 0 | 0 | 0 | 0 | 0 | Biomass (MW) | 0 | 0 | 0 | 0 | 0 | Biomass | FCDS | PG&E NGBA | PG&E GBA
| OnshoreWind (MW) | 711.7 | 1591.7 | 200 | 367.925 | 367.925 | OnshoreWind (MW) | 230 | 230 | 160.8 | 2199.722 | 2199.722 | Wind | Total | PG&E NGBA | PG&E GBA
| OOS Wind (MW) | 0 | 0 | 0 | 0 | 258.3 | OOS Wind (MW) | 0 | 4000 | 0 | 0 | 2514.8963 | OOS Wind | Total | PG&E NGBA | PG&E GBA
| Offshore Wind (MW) | 0 | 1607 | 0 | 0 | 0 | Offshore Wind (MW) | 0 | 0 | 0 | 0 | 0 | Offshore Wind | Total | PG&E NGBA | PG&E GBA
| Distrib. Solar (MW) | 0 | 0 | 0 | 0 | 0 | Distrib. Solar (MW) | 0 | 0 | 0 | 0 | 0 | Distributed Solar | EODS | PG&E NGBA | PG&E GBA
| Solar (MW) | 1502.5 | 1502.5 | 24.5 | 878.0464 | 1793.0134 | Solar (MW) | 970 | 1200 | 0 | 955.8599 | 1322.3213 | Solar | Total | PG&E NGBA | PG&E GBA
| Battery (MW) | 0 | 0 | 269.9 | 4586.8012 | 4862.7042 | Battery (MW) | 95.7 | 95.7 | 6835.824 | 10821.6014 | 13686.7627 | Battery | Total | PG&E NGBA | PG&E GBA
| LDES (MW) | 0 | 0 | 0 | 0 | 415 | LDES (MW) | 170 | 170 | 0 | 0 | 0 | LDES | FCDS | PG&E NGBA | PG&E GBA
| Total (MW) | 5093 | 7580 | 522.4 | 5870.2076 | 7734.3776 | Total (MW) | 1495.7 | 5725.7 | 6996.624 | 13977.1833 | 19723.7023
|  | Mapped Portfolio |  | Commercial Queue Interest |  |  |  | Mapped Portfolio |  | Commercial Queue Interest
| PG&E Fresno | Generic (2035) | Generic (2040) | TPD | Higher Confidence | All Queue Interest | PG&E Kern | Generic (2035) | Generic (2040) | TPD | Higher Confidence | All Queue Interest
| Geothermal (MW) | 270 | 270 | 0 | 0 | 0 | Geothermal (MW) | 0 | 0 | 0 | 0 | 0 | Geothermal | FCDS | PG&E FRESNO | PG&E KERN
| Biomass (MW) | 0 | 0 | 0 | 0 | 0 | Biomass (MW) | 0 | 0 | 0 | 0 | 0 | Biomass | FCDS | PG&E FRESNO | PG&E KERN
| OnshoreWind (MW) | 0 | 0 | 0 | 0 | 0 | OnshoreWind (MW) | 0 | 0 | 2487.892 | 2547.412 | 2657.412 | Wind | Total | PG&E FRESNO | PG&E KERN
| OOS Wind (MW) | 0 | 0 | 0 | 0 | 6408.613 | OOS Wind (MW) | 0 | 0 | 0 | 0 | 0 | OOS Wind | Total | PG&E FRESNO | PG&E KERN
| Offshore Wind (MW) | 0 | 0 | 0 | 0 | 0 | Offshore Wind (MW) | 2924 | 2924 | 0 | 0 | 0 | Offshore Wind | Total | PG&E FRESNO | PG&E KERN
| Distrib. Solar (MW) | 0 | 0 | 0 | 0 | 0 | Distrib. Solar (MW) | 0 | 0 | 0 | 0 | 0 | Distributed Solar | EODS | PG&E FRESNO | PG&E KERN
| Solar (MW) | 2523.2 | 5183.2 | 3.24 | 6440.2539 | 10423.9059 | Solar (MW) | 9190 | 9190 | 262.6 | 4285.206 | 6485.512 | Solar | Total | PG&E FRESNO | PG&E KERN
| Battery (MW) | 2401 | 2401 | 5513.326 | 7785.5113 | 14322.1493 | Battery (MW) | 355 | 355 | 3009.629 | 5442.3407 | 7591.2537 | Battery | Total | PG&E FRESNO | PG&E KERN
| LDES (MW) | 0 | 0 | 0 | 0 | 0 | LDES (MW) | 820 | 820 | 0 | 0 | 0 | LDES | FCDS | PG&E FRESNO | PG&E KERN
| Total (MW) | 5194.2 | 7854.2 | 5516.566 | 14225.7652 | 31154.6682 | Total (MW) | 13289 | 13289 | 5760.121 | 12274.9587 | 16734.1777
|  | Mapped Portfolio |  | Commercial Queue Interest |  |  |  | Mapped Portfolio |  | Commercial Queue Interest
| SCE Northern Area | Generic (2035) | Generic (2040) | TPD | Higher Confidence | All Queue Interest | SCE Metro | Generic (2035) | Generic (2040) | TPD | Higher Confidence | All Queue Interest
| Geothermal (MW) | 0 | 0 | 0 | 0 | 0 | Geothermal (MW) | 0 | 0 | 0 | 0 | 0 | Geothermal | FCDS | SCE Northern | SCE Metro
| Biomass (MW) | 0 | 0 | 0 | 0 | 0 | Biomass (MW) | 0 | 0 | 0 | 0 | 0 | Biomass | FCDS | SCE Northern | SCE Metro
| OnshoreWind (MW) | 0 | 0 | 100 | 100.15 | 124.15 | OnshoreWind (MW) | 0 | 0 | 0 | 0 | 0 | Wind | Total | SCE Northern | SCE Metro
| OOS Wind (MW) | 0 | 0 | 0 | 0 | 3309.7727 | OOS Wind (MW) | 0 | 3000 | 0 | 0 | 9208.2287 | OOS Wind | Total | SCE Northern | SCE Metro
| Offshore Wind (MW) | 0 | 0 | 0 | 0 | 0 | Offshore Wind (MW) | 0 | 0 | 0 | 0 | 0 | Offshore Wind | Total | SCE Northern | SCE Metro
| Distrib. Solar (MW) | 0 | 0 | 0 | 32.526 | 63.802 | Distrib. Solar (MW) | 0 | 0 | 0 | 3.223 | 3.349 | Distributed Solar | EODS | SCE Northern | SCE Metro
| Solar (MW) | 4259 | 5189 | 808.4256 | 4748.276 | 6299.087 | Solar (MW) | 486 | 886 | 0 | 1822.6 | 1932.809 | Solar | Total | SCE Northern | SCE Metro
| Battery (MW) | 0 | 0 | 6736.45 | 10825.0373 | 15442.356 | Battery (MW) | 6516.5 | 6516.5 | 5631 | 7268.6434 | 18352.1671 | Battery | Total | SCE Northern | SCE Metro
| LDES (MW) | 1380 | 1380 | 300 | 312 | 1312 | LDES (MW) | 100 | 100 | 0 | 0 | 516.8 | LDES | FCDS | SCE Northern | SCE Metro
| Total (MW) | 5639 | 6569 | 7944.8756 | 16017.9893 | 26551.1676 | Total (MW) | 7102.5 | 10502.5 | 5631 | 9094.4664 | 30013.3538
|  | Mapped Portfolio |  | Commercial Queue Interest |  |  |  | Mapped Portfolio |  | Commercial Queue Interest
| SCE North of Lugo | Generic (2035) | Generic (2040) | TPD | Higher Confidence | All Queue Interest | East of Pisgah | Generic (2035) | Generic (2040) | TPD | Higher Confidence | All Queue Interest
| Geothermal (MW) | 116.8 | 116.8 | 0 | 0 | 4.5 | Geothermal (MW) | 823 | 823 | 0 | 0 | 0 | Geothermal | FCDS | SCE NOL | EOP
| Biomass (MW) | 0 | 0 | 0 | 0 | 0 | Biomass (MW) | 0 | 0 | 0 | 0 | 0 | Biomass | FCDS | SCE NOL | EOP
| OnshoreWind (MW) | 0 | 0 | 0 | 212.18 | 692.18 | OnshoreWind (MW) | 321 | 321 | 65.8196 | 310 | 310 | Wind | Total | SCE NOL | EOP
| OOS Wind (MW) | 0 | 0 | 0 | 0 | 768 | OOS Wind (MW) | 4100 | 4100 | 0 | 0 | 1176.54 | OOS Wind | Total | SCE NOL | EOP
| Offshore Wind (MW) | 0 | 0 | 0 | 0 | 0 | Offshore Wind (MW) | 0 | 0 | 0 | 0 | 0 | Offshore Wind | Total | SCE NOL | EOP
| Distrib. Solar (MW) | 0 | 0 | 0 | 10.593 | 50.905 | Distrib. Solar (MW) | 0 | 0 | 0 | 0 | 0 | Distributed Solar | EODS | SCE NOL | EOP
| Solar (MW) | 106 | 106 | 43.88 | 1155.553 | 2627.3193 | Solar (MW) | 5483 | 5983 | 416.6667 | 4871.4576 | 7451.2921 | Solar | Total | SCE NOL | EOP
| Battery (MW) | 203.5 | 203.5 | 1587.14 | 2289.8537 | 2819.1457 | Battery (MW) | 734.5 | 734.5 | 2525.13 | 5332.3143 | 6508.8543 | Battery | Total | SCE NOL | EOP
| LDES (MW) | 286 | 286 | 0 | 0 | 0 | LDES (MW) | 1100 | 1100 | 0 | 0 | 0 | LDES | FCDS | SCE NOL | EOP
| Total (MW) | 712.3 | 712.3 | 1631.02 | 3668.1797 | 6962.05 | Total (MW) | 12561.5 | 13061.5 | 3007.6163 | 10513.7719 | 15446.6864
|  | Mapped Portfolio |  | Commercial Queue Interest |  |  |  | Mapped Portfolio |  | Commercial Queue Interest
| SCE Eastern | Generic (2035) | Generic (2040) | TPD | Higher Confidence | All Queue Interest | SDG&E | Generic (2035) | Generic (2040) | TPD | Higher Confidence | All Queue Interest
| Geothermal (MW) | 0 | 7 | 0 | 0 | 0 | Geothermal (MW) | 505 | 505 | 0 | 0 | 0 | Geothermal | FCDS | SCE Eastern | SDGE
| Biomass (MW) | 0 | 0 | 0 | 0 | 0 | Biomass (MW) | 0 | 0 | 0 | 0 | 0 | Biomass | FCDS | SCE Eastern | SDGE
| OnshoreWind (MW) | 323 | 3323 | 0 | 300.8 | 808.1 | OnshoreWind (MW) | 990 | 2290 | 300 | 1922.6 | 1925.4 | Wind | Total | SCE Eastern | SDGE
| OOS Wind (MW) | 2651 | 2651 | 0 | 0 | 1450.7601 | OOS Wind (MW) | 0 | 0 | 0 | 0 | 431.005 | OOS Wind | Total | SCE Eastern | SDGE
| Offshore Wind (MW) | 0 | 0 | 0 | 0 | 0 | Offshore Wind (MW) | 0 | 0 | 0 | 0 | 0 | Offshore Wind | Total | SCE Eastern | SDGE
| Distrib. Solar (MW) | 0 | 0 | 0 | 7.074 | 21.054 | Distrib. Solar (MW) | 0 | 0 | 0 | 0 | 0 | Distributed Solar | EODS | SCE Eastern | SDGE
| Solar (MW) | 1900 | 3230 | 500 | 9051.4637 | 15594.1782 | Solar (MW) | 13544.1 | 13774.1 | 237.5 | 3703.044 | 7788.054 | Solar | Total | SCE Eastern | SDGE
| Battery (MW) | 28.5 | 28.5 | 4923.16 | 15471.1735 | 20659.2986 | Battery (MW) | 1064.4 | 818.7 | 2376.32 | 8810.8868 | 9452.7818 | Battery | Total | SCE Eastern | SDGE
| LDES (MW) | 900 | 900 | 500 | 1917 | 1917 | LDES (MW) | 500 | 500 | 0 | 0 | 500 | LDES | FCDS | SCE Eastern | SDGE
| Total (MW) | 5802.5 | 10139.5 | 5923.16 | 26747.5112 | 40450.3909 | Total (MW) | 16603.5 | 17887.8 | 2913.82 | 14436.5308 | 20097.2408

## CIAnalysis_Alignment_Summary
The tables below summarize the number of substations with non-alignment flags for commercial interest criteria analysis by CAISO study area and resource type. There are separate tables for 2036 mapping results and 2041 mapping results.
2035 Mapping Results | Geothermal |  |  |  |  | Biomass |  |  |  |  | Onshore Wind |  |  |  |  | OOS Wind |  |  |  |  | Offshore Wind |  |  |  |  | Distributed Solar |  |  |  |  | Solar |  |  |  |  | Battery Storage |  |  |  |  | LDES
| Exceeds Total CI (Flag: 4- or 5-) | Exceeds Higher Confidence CI (Flag: 3-) | More Executed IA or TPD CI (3+ or 4+) | More higher confidence CI (2+) | More total CI (1+) | Exceeds Total CI (Flag: 4- or 5-) | Exceeds Higher Confidence CI (Flag: 3-) | More Executed IA or TPD CI (3+ or 4+) | More higher confidence CI (2+) | More total CI (1+) | Exceeds Total CI (Flag: 4- or 5-) | Exceeds Higher Confidence CI (Flag: 3-) | More Executed IA or TPD CI (3+ or 4+) | More higher confidence CI (2+) | More total CI (1+) | Exceeds Total CI (Flag: 4- or 5-) | Exceeds Higher Confidence CI (Flag: 3-) | More Executed IA or TPD CI (3+ or 4+) | More higher confidence CI (2+) | More total CI (1+) | Exceeds Total CI (Flag: 4- or 5-) | Exceeds Higher Confidence CI (Flag: 3-) | More Executed IA or TPD CI (3+ or 4+) | More higher confidence CI (2+) | More total CI (1+) | Exceeds Total CI (Flag: 4- or 5-) | Exceeds Higher Confidence CI (Flag: 3-) | More Executed IA or TPD CI (3+ or 4+) | More higher confidence CI (2+) | More total CI (1+) | Exceeds Total CI (Flag: 4- or 5-) | Exceeds Higher Confidence CI (Flag: 3-) | More Executed IA or TPD CI (3+ or 4+) | More higher confidence CI (2+) | More total CI (1+) | Exceeds Total CI (Flag: 4- or 5-) | Exceeds Higher Confidence CI (Flag: 3-) | More Executed IA or TPD CI (3+ or 4+) | More higher confidence CI (2+) | More total CI (1+) | Exceeds Total CI (Flag: 4- or 5-) | Exceeds Higher Confidence CI (Flag: 3-) | More Executed IA or TPD CI (3+ or 4+) | More higher confidence CI (2+) | More total CI (1+)
Number of Substations by Area
PG&E North of Greater Bay Study Area | 13 | 0 | 2 | 0 | 0 | 0 | 0 | 0 | 0 | 0 | 7 | 0 | 1 | 1 | 0 | 0 | 0 | 0 | 0 | 2 | 0 | 0 | 0 | 0 | 0 | 0 | 0 | 0 | 0 | 0 | 7 | 0 | 5 | 2 | 12 | 0 | 0 | 9 | 12 | 0 | 0 | 0 | 0 | 0 | 0 | PG&E NGBA
PG&E Greater Bay Study Area | 1 | 0 | 0 | 0 | 0 | 0 | 0 | 0 | 0 | 0 | 5 | 0 | 3 | 1 | 0 | 0 | 0 | 0 | 0 | 11 | 0 | 0 | 0 | 0 | 0 | 0 | 0 | 0 | 0 | 0 | 15 | 0 | 12 | 0 | 12 | 0 | 0 | 31 | 4 | 1 | 0 | 0 | 0 | 0 | 0 | PG&E GBA
PG&E Fresno Study Area | 7 | 0 | 0 | 0 | 0 | 0 | 0 | 0 | 0 | 0 | 0 | 0 | 0 | 0 | 0 | 0 | 0 | 0 | 0 | 6 | 0 | 0 | 0 | 0 | 0 | 0 | 0 | 0 | 0 | 0 | 14 | 1 | 17 | 4 | 7 | 5 | 0 | 20 | 7 | 1 | 0 | 0 | 0 | 0 | 0 | PG&E FRESNO
PG&E Kern Study Area | 0 | 0 | 0 | 0 | 0 | 0 | 0 | 0 | 0 | 0 | 0 | 0 | 1 | 0 | 1 | 0 | 0 | 0 | 0 | 0 | 1 | 0 | 0 | 0 | 0 | 0 | 0 | 0 | 0 | 0 | 24 | 0 | 12 | 1 | 2 | 2 | 0 | 14 | 4 | 1 | 0 | 0 | 0 | 0 | 0 | PG&E KERN
SCE Northern Area | 0 | 0 | 0 | 0 | 0 | 0 | 0 | 0 | 0 | 0 | 0 | 0 | 2 | 0 | 1 | 0 | 0 | 0 | 0 | 4 | 0 | 0 | 0 | 0 | 0 | 0 | 0 | 5 | 0 | 1 | 5 | 0 | 6 | 0 | 0 | 0 | 0 | 15 | 0 | 2 | 0 | 0 | 0 | 0 | 0 | SCE Northern
SCE Metro Study Area | 0 | 0 | 0 | 0 | 0 | 0 | 0 | 0 | 0 | 0 | 0 | 0 | 0 | 0 | 0 | 0 | 0 | 0 | 0 | 6 | 0 | 0 | 0 | 0 | 0 | 0 | 0 | 3 | 0 | 1 | 1 | 0 | 3 | 1 | 3 | 12 | 1 | 11 | 2 | 1 | 0 | 0 | 0 | 0 | 0 | SCE Metro
SCE North of Lugo Study Area | 1 | 0 | 0 | 0 | 0 | 0 | 0 | 0 | 0 | 0 | 0 | 0 | 1 | 0 | 1 | 0 | 0 | 0 | 0 | 2 | 0 | 0 | 0 | 0 | 0 | 0 | 0 | 5 | 0 | 2 | 0 | 0 | 8 | 1 | 2 | 1 | 0 | 9 | 0 | 0 | 0 | 0 | 0 | 0 | 0 | SCE NOL
East of Pisgah Study Area | 3 | 0 | 0 | 0 | 0 | 0 | 0 | 0 | 0 | 0 | 0 | 0 | 0 | 0 | 0 | 2 | 0 | 0 | 0 | 2 | 0 | 0 | 0 | 0 | 0 | 0 | 0 | 0 | 0 | 0 | 5 | 0 | 2 | 0 | 3 | 2 | 1 | 9 | 0 | 0 | 0 | 0 | 0 | 0 | 0 | EOP
SCE Eastern Study Area | 0 | 0 | 0 | 0 | 0 | 0 | 0 | 0 | 0 | 0 | 1 | 0 | 0 | 0 | 1 | 1 | 0 | 0 | 0 | 3 | 0 | 0 | 0 | 0 | 0 | 0 | 0 | 3 | 0 | 0 | 2 | 0 | 5 | 3 | 3 | 0 | 0 | 11 | 3 | 1 | 0 | 0 | 0 | 0 | 0 | SCE Eastern
SDG&E Study Area | 1 | 0 | 0 | 0 | 0 | 0 | 0 | 0 | 0 | 0 | 3 | 0 | 2 | 0 | 1 | 0 | 0 | 0 | 0 | 4 | 0 | 0 | 0 | 0 | 0 | 0 | 0 | 0 | 0 | 0 | 7 | 0 | 2 | 1 | 1 | 2 | 0 | 13 | 12 | 1 | 0 | 0 | 0 | 0 | 0 | SDGE
Total | 26 | 0 | 2 | 0 | 0 | 0 | 0 | 0 | 0 | 0 | 16 | 0 | 10 | 2 | 5 | 3 | 0 | 0 | 0 | 40 | 1 | 0 | 0 | 0 | 0 | 0 | 0 | 16 | 0 | 4 | 80 | 1 | 72 | 13 | 45 | 24 | 2 | 142 | 44 | 8 | 0 | 0 | 0 | 0 | 0
2040 Mapping Results | Geothermal |  |  |  |  | Biomass |  |  |  |  | Onshore Wind |  |  |  |  | OOS Wind |  |  |  |  | Offshore Wind |  |  |  |  | Distributed Solar |  |  |  |  | Solar |  |  |  |  | Battery Storage |  |  |  |  | LDES
| Exceeds Total CI (Flag: 4- or 5-) | Exceeds Higher Confidence CI (Flag: 3-) | More Executed IA or TPD CI (3+ or 4+) | More higher confidence CI (2+) | More total CI (1+) | Exceeds Total CI (Flag: 4- or 5-) | Exceeds Higher Confidence CI (Flag: 3-) | More Executed IA or TPD CI (3+ or 4+) | More higher confidence CI (2+) | More total CI (1+) | Exceeds Total CI (Flag: 4- or 5-) | Exceeds Higher Confidence CI (Flag: 3-) | More Executed IA or TPD CI (3+ or 4+) | More higher confidence CI (2+) | More total CI (1+) | Exceeds Total CI (Flag: 4- or 5-) | Exceeds Higher Confidence CI (Flag: 3-) | More Executed IA or TPD CI (3+ or 4+) | More higher confidence CI (2+) | More total CI (1+) | Exceeds Total CI (Flag: 4- or 5-) | Exceeds Higher Confidence CI (Flag: 3-) | More Executed IA or TPD CI (3+ or 4+) | More higher confidence CI (2+) | More total CI (1+) | Exceeds Total CI (Flag: 4- or 5-) | Exceeds Higher Confidence CI (Flag: 3-) | More Executed IA or TPD CI (3+ or 4+) | More higher confidence CI (2+) | More total CI (1+) | Exceeds Total CI (Flag: 4- or 5-) | Exceeds Higher Confidence CI (Flag: 3-) | More Executed IA or TPD CI (3+ or 4+) | More higher confidence CI (2+) | More total CI (1+) | Exceeds Total CI (Flag: 4- or 5-) | Exceeds Higher Confidence CI (Flag: 3-) | More Executed IA or TPD CI (3+ or 4+) | More higher confidence CI (2+) | More total CI (1+) | Exceeds Total CI (Flag: 4- or 5-) | Exceeds Higher Confidence CI (Flag: 3-) | More Executed IA or TPD CI (3+ or 4+) | More higher confidence CI (2+) | More total CI (1+)
Number of Substations by Area
PG&E North of Greater Bay Study Area | 13 | 0 | 2 | 0 | 0 | 0 | 0 | 0 | 0 | 0 | 14 | 0 | 1 | 1 | 0 | 0 | 0 | 0 | 0 | 2 | 1 | 0 | 0 | 0 | 0 | 0 | 0 | 0 | 0 | 0 | 7 | 0 | 5 | 9 | 10 | 0 | 0 | 9 | 12 | 2 | 0 | 0 | 0 | 0 | 0 | PG&E NGBA
PG&E Greater Bay Study Area | 1 | 0 | 0 | 0 | 0 | 0 | 0 | 0 | 0 | 0 | 5 | 0 | 3 | 1 | 0 | 1 | 0 | 0 | 0 | 10 | 0 | 0 | 0 | 0 | 0 | 0 | 0 | 0 | 0 | 0 | 17 | 0 | 12 | 11 | 11 | 0 | 0 | 31 | 4 | 10 | 0 | 0 | 0 | 0 | 0 | PG&E GBA
PG&E Fresno Study Area | 7 | 0 | 0 | 0 | 0 | 0 | 0 | 0 | 0 | 0 | 0 | 0 | 0 | 0 | 0 | 0 | 0 | 0 | 0 | 6 | 0 | 0 | 0 | 0 | 0 | 0 | 0 | 0 | 0 | 0 | 27 | 1 | 16 | 8 | 4 | 5 | 0 | 20 | 7 | 5 | 0 | 0 | 0 | 0 | 0 | PG&E FRESNO
PG&E Kern Study Area | 0 | 0 | 0 | 0 | 0 | 0 | 0 | 0 | 0 | 0 | 0 | 0 | 1 | 0 | 1 | 0 | 0 | 0 | 0 | 0 | 1 | 0 | 0 | 0 | 0 | 0 | 0 | 0 | 0 | 0 | 24 | 0 | 12 | 5 | 1 | 2 | 0 | 14 | 4 | 2 | 0 | 0 | 0 | 0 | 0 | PG&E KERN
SCE Northern Area | 0 | 0 | 0 | 0 | 0 | 0 | 0 | 0 | 0 | 0 | 0 | 0 | 2 | 0 | 1 | 0 | 0 | 0 | 0 | 4 | 0 | 0 | 0 | 0 | 0 | 0 | 0 | 5 | 0 | 1 | 6 | 0 | 5 | 2 | 0 | 0 | 0 | 15 | 0 | 2 | 0 | 0 | 0 | 0 | 0 | SCE Northern
SCE Metro Study Area | 0 | 0 | 0 | 0 | 0 | 0 | 0 | 0 | 0 | 0 | 0 | 0 | 0 | 0 | 0 | 0 | 1 | 0 | 0 | 5 | 0 | 0 | 0 | 0 | 0 | 0 | 0 | 3 | 0 | 1 | 2 | 0 | 2 | 10 | 1 | 12 | 1 | 11 | 2 | 4 | 0 | 0 | 0 | 0 | 0 | SCE Metro
SCE North of Lugo Study Area | 1 | 0 | 0 | 0 | 0 | 0 | 0 | 0 | 0 | 0 | 0 | 0 | 1 | 0 | 1 | 0 | 0 | 0 | 0 | 2 | 0 | 0 | 0 | 0 | 0 | 0 | 0 | 5 | 0 | 2 | 0 | 0 | 8 | 1 | 2 | 1 | 0 | 9 | 0 | 2 | 0 | 0 | 0 | 0 | 0 | SCE NOL
East of Pisgah Study Area | 3 | 0 | 0 | 0 | 0 | 0 | 0 | 0 | 0 | 0 | 0 | 0 | 0 | 0 | 0 | 2 | 0 | 0 | 0 | 2 | 0 | 0 | 0 | 0 | 0 | 0 | 0 | 0 | 0 | 0 | 5 | 0 | 2 | 0 | 3 | 2 | 1 | 9 | 0 | 1 | 0 | 0 | 0 | 0 | 0 | EOP
SCE Eastern Study Area | 1 | 0 | 0 | 0 | 0 | 0 | 0 | 0 | 0 | 0 | 2 | 0 | 0 | 0 | 1 | 1 | 0 | 0 | 0 | 3 | 0 | 0 | 0 | 0 | 0 | 0 | 0 | 3 | 0 | 0 | 3 | 0 | 5 | 4 | 1 | 0 | 0 | 11 | 3 | 3 | 0 | 0 | 0 | 0 | 0 | SCE Eastern
SDG&E Study Area | 1 | 0 | 0 | 0 | 0 | 0 | 0 | 0 | 0 | 0 | 4 | 0 | 2 | 0 | 1 | 0 | 0 | 0 | 0 | 4 | 0 | 0 | 0 | 0 | 0 | 0 | 0 | 0 | 0 | 0 | 7 | 0 | 2 | 1 | 1 | 2 | 0 | 13 | 12 | 7 | 0 | 0 | 0 | 0 | 0 | SDGE
Total | 27 | 0 | 2 | 0 | 0 | 0 | 0 | 0 | 0 | 0 | 25 | 0 | 10 | 2 | 5 | 4 | 1 | 0 | 0 | 38 | 2 | 0 | 0 | 0 | 0 | 0 | 0 | 16 | 0 | 4 | 98 | 1 | 69 | 51 | 34 | 24 | 2 | 142 | 44 | 38 | 0 | 0 | 0 | 0 | 0

## CI_Analysis_2036
Commercial criteria alignment analysis for the 2036 portfolio. Tab shows mapped generic resources by substation compared to commercial interest resources by the three confidence categories (Executed IA, Phase II complete, or all projects, which includes Cluster 15 application projects). Columns FQ through FY show the mapped resources alignment with the commercial interest criteria by resource type. Tab also shows comparison to projects identified as Available for Near-term Interconnection. | [86 empty] | MW | Percentage | Flag |  |  | MW | Percentage | Flag
[23 empty] | Available for Near-term Interconnection | [36 empty] | Executed Interconnection Agreement | [24 empty] | Less |  | 100 | 10% | 1 | More |  | -100 | -10% | -1 |  |  | Phase II Study Complete | [36 empty] | All Queue Projects (including Cluster 15 applicant projects)
|  |  | Mapped Generic Resources | [20 empty] | MW amount of resources Availale for Near-term Interconenction | [17 empty] | Flags for Near-term Interconnection Amounts | [18 empty] | MW amount of resources with executed interconnection agreements | [17 empty] | Differences for Executed Interconnection Agreement Amounts | [5 empty] | Signifcantly Less |  | 500 | 33% | 2 | Significantly More |  | -500 | -33% | -2 |  |  |  | MW amount of resources with Phase II Study Complete | [17 empty] | Difference for Phase II Study Complete Amounts | [18 empty] | MW amount of resources Queue | [17 empty] | Difference for Queue Amounts | [17 empty] | Criteria Alignment Level by Resource
|  |  | Geothermal | Biomass | Wind | Wind | Wind | OOS Wind | OOS Wind | OOS Wind | Offshore Wind | Offshore Wind | Offshore Wind | Distributed Solar | Solar | Solar | Solar | Battery_4hr | Battery_8hr | Battery | LDES | Has |  | Geothermal | Geothermal | Biomass | Biomass | Wind | Wind | OOS Wind | OOS Wind | Offshore Wind | Offshore Wind | Distributed Solar | Solar | Solar | Battery | Battery | LDES | LDES | Has | Geothermal | Geothermal | Biomass | Biomass | Wind | Wind | OOS Wind | OOS Wind | Offshore Wind | Offshore Wind | Distributed Solar | Solar | Solar | Battery | Battery | LDES | LDES | Has |  | Geothermal | Geothermal | Biomass | Biomass | Wind | Wind | OOS Wind | OOS Wind | Offshore Wind | Offshore Wind | Distributed Solar | Solar | Solar | Battery | Battery | LDES | LDES | Has | Geothermal | Geothermal | Biomass | Biomass | Wind | Wind | OOS Wind | OOS Wind | Offshore Wind | Offshore Wind | Distributed Solar | Solar | Solar | Battery | Battery | LDES | LDES | Has |  | Geothermal | Geothermal | Biomass | Biomass | Wind | Wind | OOS Wind | OOS Wind | Offshore Wind | Offshore Wind | Distributed Solar | Solar | Solar | Battery | Battery | LDES | LDES | Has | Geothermal | Geothermal | Biomass | Biomass | Wind | Wind | OOS Wind | OOS Wind | Offshore Wind | Offshore Wind | Distributed Solar | Solar | Solar | Battery | Battery | LDES | LDES | Has |  | Geothermal | Geothermal | Biomass | Biomass | Wind | Wind | OOS Wind | OOS Wind | Offshore Wind | Offshore Wind | Distributed Solar | Solar | Solar | Battery | Battery | LDES | LDES | Has | Geothermal | Geothermal | Biomass | Biomass | Wind | Wind | OOS Wind | OOS Wind | Offshore Wind | Offshore Wind | Distributed Solar | Solar | Solar | Battery | Battery | LDES | LDES | Has |  | Geothermal | Biomass | Wind | OOS Wind | Offshore Wind | Distributed Solar | Solar | Li_Battery | LDES | Has Non-
CAISO Study Area | Substation | Voltage | FCDS | FCDS | FCDS | EODS | Total | FCDS | EODS | Total | FCDS | EODS | Total | EODS | FCDS | EODS | Total | FCDS | FCDS | Total | FCDS | Res |  | FCDS (TPD) | Total | FCDS (TPD) | Total | FCDS (TPD) | Total | FCDS (TPD) | Total | FCDS (TPD) | Total | Total | FCDS (TPD) | Total | FCDS (TPD) | Total | FCDS (TPD) | Total | Res | FCDS (TPD) | Total | FCDS (TPD) | Total | FCDS (TPD) | Total | FCDS (TPD) | Total | FCDS (TPD) | Total | Total | FCDS (TPD) | Total | FCDS (TPD) | Total | FCDS (TPD) | Total | Flag |  | FCDS (TPD) | Total | FCDS (TPD) | Total | FCDS (TPD) | Total | FCDS (TPD) | Total | FCDS (TPD) | Total | Total | FCDS (TPD) | Total | FCDS (TPD) | Total | FCDS (TPD) | Total | Res | FCDS (TPD) | Total | FCDS (TPD) | Total | FCDS (TPD) | Total | FCDS (TPD) | Total | FCDS (TPD) | Total | Total | FCDS (TPD) | Total | FCDS (TPD) | Total | FCDS (TPD) | Total | Flag |  | FCDS (TPD) | Total | FCDS (TPD) | Total | FCDS (TPD) | Total | FCDS (TPD) | Total | FCDS (TPD) | Total | Total | FCDS (TPD) | Total | FCDS (TPD) | Total | FCDS (TPD) | Total | Res | FCDS (TPD) | Total | FCDS (TPD) | Total | FCDS (TPD) | Total | FCDS (TPD) | Total | FCDS (TPD) | Total | Total | FCDS (TPD) | Total | FCDS (TPD) | Total | FCDS (TPD) | Total | Flag |  | FCDS (TPD) | Total | FCDS (TPD) | Total | FCDS (TPD) | Total | FCDS (TPD) | Total | FCDS (TPD) | Total | Total | FCDS (TPD) | Total | FCDS (TPD) | Total | FCDS (TPD) | Total | Res | FCDS (TPD) | Total | FCDS (TPD) | Total | FCDS (TPD) | Total | FCDS (TPD) | Total | FCDS (TPD) | Total | Total | FCDS (TPD) | Total | FCDS (TPD) | Total | FCDS (TPD) | Total | Flag |  | Alignment Level | Alignment Level | Alignment Level | Alignment Level | Alignment Level | Alignment Level | Alignment Level | Alignment Level | Alignment Level | Alignment
PG&E KERN | 7th Standard | 115 | 0 | 0 | 0 | 0 | 0 | 0 | 0 | 0 | 0 | 0 | 0 | 0 | 110 | 120 | 230 | 0 | 0 | 0 | 0 | 1 |  | 0 | 0 | 0 | 0 | 0 | 0 | 0 | 0 | 0 | 0 | 0 | 0 | 0 | 0 | 0 | 0 | 0 | 0 | 0 | 0 | 0 | 0 | 0 | 0 | 0 | 0 | 0 | 0 | 0 | 2 | 2 | 0 | 0 | 0 | 0 | 1 |  | 0 | 0 | 0 | 0 | 0 | 0 | 0 | 0 | 0 | 0 | 0 | 0 | 2.95 | 0 | 0 | 0 | 0 | 1 | 0 | 0 | 0 | 0 | 0 | 0 | 0 | 0 | 0 | 0 | 0 | 2 | 2 | 0 | 0 | 0 | 0 | 1 |  | 0 | 0 | 0 | 0 | 0 | 0 | 0 | 0 | 0 | 0 | 0 | 0 | 2.95 | 0 | 0 | 0 | 0 | 1 | 0 | 0 | 0 | 0 | 0 | 0 | 0 | 0 | 0 | 0 | 0 | 2 | 2 | 0 | 0 | 0 | 0 | 1 |  | 0 | 0 | 0 | 0 | 0 | 0 | 0 | 0 | 0 | 0 | 0 | 0 | 2.95 | 0 | 0 | 0 | 0 | 1 | 0 | 0 | 0 | 0 | 0 | 0 | 0 | 0 | 0 | 0 | 0 | 2 | 2 | 0 | 0 | 0 | 0 | 1 |  | 1 | 1 | 1 | 1 | 1 | 1 | 5- | 1 | 1 | 1
SCE Metro | Alamitos | 230 | 0 | 0 | 0 | 0 | 0 | 0 | 0 | 0 | 0 | 0 | 0 | 0 | 0 | 0 | 0 | 0 | 188 | 188 | 0 | 1 |  | 0 | 0 | 0 | 0 | 0 | 0 | 0 | 0 | 0 | 0 | 0 | 0 | 0 | 0 | 0 | 0 | 0 | 0 | 0 | 0 | 0 | 0 | 0 | 0 | 0 | 0 | 0 | 0 | 0 | 0 | 0 | 2 | 2 | 0 | 0 | 1 |  | 0 | 0 | 0 | 0 | 0 | 0 | 0 | 0 | 0 | 0 | 0 | 0 | 0 | 0 | 0 | 0 | 0 | 0 | 0 | 0 | 0 | 0 | 0 | 0 | 0 | 0 | 0 | 0 | 0 | 0 | 0 | 2 | 2 | 0 | 0 | 1 |  | 0 | 0 | 0 | 0 | 0 | 0 | 0 | 0 | 0 | 0 | 0 | 0 | 0 | 236 | 241.5 | 0 | 0 | 1 | 0 | 0 | 0 | 0 | 0 | 0 | 0 | 0 | 0 | 0 | 0 | 0 | 0 | -1 | -1 | 0 | 0 | 1 |  | 0 | 0 | 0 | 0 | 0 | 0 | 0 | 0 | 0 | 0 | 0 | 0 | 0 | 236 | 241.5 | 0 | 0 | 1 | 0 | 0 | 0 | 0 | 0 | 0 | 0 | 0 | 0 | 0 | 0 | 0 | 0 | -1 | -1 | 0 | 0 | 1 |  | 1 | 1 | 1 | 1 | 1 | 1 | 1 | 3+ | 1 | 1
SCE Eastern | Alberhill | 115 | 0 | 0 | 0 | 0 | 0 | 0 | 0 | 0 | 0 | 0 | 0 | 0 | 0 | 0 | 0 | 0 | 0 | 0 | 50 | 1 |  | 0 | 0 | 0 | 0 | 0 | 0 | 0 | 0 | 0 | 0 | 0 | 0 | 0 | 0 | 0 | 0 | 0 | 0 | 0 | 0 | 0 | 0 | 0 | 0 | 0 | 0 | 0 | 0 | 0 | 0 | 0 | 0 | 0 | 2 | 2 | 1 |  | 0 | 0 | 0 | 0 | 0 | 0 | 0 | 0 | 0 | 0 | 0 | 0 | 0 | 0 | 0 | 0 | 0 | 0 | 0 | 0 | 0 | 0 | 0 | 0 | 0 | 0 | 0 | 0 | 0 | 0 | 0 | 0 | 0 | 2 | 2 | 1 |  | 0 | 0 | 0 | 0 | 0 | 0 | 0 | 0 | 0 | 0 | 0 | 0 | 0 | 0 | 0 | 0 | 0 | 0 | 0 | 0 | 0 | 0 | 0 | 0 | 0 | 0 | 0 | 0 | 0 | 0 | 0 | 0 | 0 | 2 | 2 | 1 |  | 0 | 0 | 0 | 0 | 0 | 0 | 0 | 0 | 0 | 0 | 0 | 0 | 0 | 0 | 0 | 0 | 0 | 0 | 0 | 0 | 0 | 0 | 0 | 0 | 0 | 0 | 0 | 0 | 0 | 0 | 0 | 0 | 0 | 2 | 2 | 1 |  | 1 | 1 | 1 | 1 | 1 | 1 | 1 | 1 | 5- | 1
SCE Eastern | Alberhill | 500 | 0 | 0 | 0 | 0 | 0 | 0 | 0 | 0 | 0 | 0 | 0 | 0 | 0 | 0 | 0 | 0 | 0 | 0 | 0 | 0 |  | 0 | 0 | 0 | 0 | 0 | 0 | 0 | 0 | 0 | 0 | 0 | 0 | 0 | 0 | 0 | 0 | 0 | 0 | 0 | 0 | 0 | 0 | 0 | 0 | 0 | 0 | 0 | 0 | 0 | 0 | 0 | 0 | 0 | 0 | 0 | 0 |  | 0 | 0 | 0 | 0 | 0 | 0 | 0 | 0 | 0 | 0 | 0 | 0 | 0 | 0 | 0 | 500 | 500 | 1 | 0 | 0 | 0 | 0 | 0 | 0 | 0 | 0 | 0 | 0 | 0 | 0 | 0 | 0 | 0 | -2 | -2 | 1 |  | 0 | 0 | 0 | 0 | 0 | 0 | 0 | 0 | 0 | 0 | 0 | 0 | 0 | 0 | 0 | 500 | 500 | 1 | 0 | 0 | 0 | 0 | 0 | 0 | 0 | 0 | 0 | 0 | 0 | 0 | 0 | 0 | 0 | -2 | -2 | 1 |  | 0 | 0 | 0 | 0 | 0 | 0 | 0 | 0 | 0 | 0 | 0 | 0 | 0 | 0 | 695.626 | 500 | 500 | 1 | 0 | 0 | 0 | 0 | 0 | 0 | 0 | 0 | 0 | 0 | 0 | 0 | 0 | 0 | -2 | -2 | -2 | 1 |  | 1 | 1 | 1 | 1 | 1 | 1 | 1 | 1+ | 4+ | 1
PG&E GBA | Alhambra | 115 | 0 | 0 | 0 | 0 | 0 | 0 | 0 | 0 | 0 | 0 | 0 | 0 | 90 | 0 | 90 | 0 | 0 | 0 | 0 | 1 |  | 0 | 0 | 0 | 0 | 0 | 0 | 0 | 0 | 0 | 0 | 0 | 0 | 0 | 0 | 0 | 0 | 0 | 0 | 0 | 0 | 0 | 0 | 0 | 0 | 0 | 0 | 0 | 0 | 0 | 2 | 2 | 0 | 0 | 0 | 0 | 1 |  | 0 | 0 | 0 | 0 | 0 | 0 | 0 | 0 | 0 | 0 | 0 | 0 | 0 | 0 | 0 | 0 | 0 | 0 | 0 | 0 | 0 | 0 | 0 | 0 | 0 | 0 | 0 | 0 | 0 | 2 | 2 | 0 | 0 | 0 | 0 | 1 |  | 0 | 0 | 0 | 0 | 0 | 0 | 0 | 0 | 0 | 0 | 0 | 0 | 0 | 0 | 0 | 0 | 0 | 0 | 0 | 0 | 0 | 0 | 0 | 0 | 0 | 0 | 0 | 0 | 0 | 2 | 2 | 0 | 0 | 0 | 0 | 1 |  | 0 | 0 | 0 | 0 | 0 | 0 | 0 | 0 | 0 | 0 | 0 | 0 | 0 | 0 | 0 | 0 | 0 | 0 | 0 | 0 | 0 | 0 | 0 | 0 | 0 | 0 | 0 | 0 | 0 | 2 | 2 | 0 | 0 | 0 | 0 | 1 |  | 1 | 1 | 1 | 1 | 1 | 1 | 5- | 1 | 1 | 1
PG&E FRESNO | Alpaugh | 115 | 0 | 0 | 0 | 0 | 0 | 0 | 0 | 0 | 0 | 0 | 0 | 0 | 0 | 0 | 0 | 0 | 0 | 0 | 0 | 0 |  | 0 | 0 | 0 | 0 | 0 | 0 | 0 | 0 | 0 | 0 | 0 | 0 | 0 | 0 | 0 | 0 | 0 | 0 | 0 | 0 | 0 | 0 | 0 | 0 | 0 | 0 | 0 | 0 | 0 | 0 | 0 | 0 | 0 | 0 | 0 | 0 |  | 0 | 0 | 0 | 0 | 0 | 0 | 0 | 0 | 0 | 0 | 0 | 0 | 0 | 0 | 0 | 0 | 0 | 0 | 0 | 0 | 0 | 0 | 0 | 0 | 0 | 0 | 0 | 0 | 0 | 0 | 0 | 0 | 0 | 0 | 0 | 0 |  | 0 | 0 | 0 | 0 | 0 | 0 | 0 | 0 | 0 | 0 | 0 | 0 | 336.103 | 0 | 336.103 | 0 | 0 | 1 | 0 | 0 | 0 | 0 | 0 | 0 | 0 | 0 | 0 | 0 | 0 | 0 | -2 | 0 | -2 | 0 | 0 | 1 |  | 0 | 0 | 0 | 0 | 0 | 0 | 0 | 0 | 0 | 0 | 0 | 0 | 336.103 | 0 | 336.103 | 0 | 0 | 1 | 0 | 0 | 0 | 0 | 0 | 0 | 0 | 0 | 0 | 0 | 0 | 0 | -2 | 0 | -1 | 0 | 0 | 1 |  | 1 | 1 | 1 | 1 | 1 | 1 | 2+ | 2+ | 1 | 1
SDGE | Alpine | 69 | 0 | 0 | 0 | 0 | 0 | 0 | 0 | 0 | 0 | 0 | 0 | 0 | 0 | 0 | 0 | 0 | 0 | 0 | 0 | 0 |  | 0 | 0 | 0 | 0 | 0 | 0 | 0 | 0 | 0 | 0 | 0 | 0 | 0 | 0 | 0 | 0 | 0 | 0 | 0 | 0 | 0 | 0 | 0 | 0 | 0 | 0 | 0 | 0 | 0 | 0 | 0 | 0 | 0 | 0 | 0 | 0 |  | 0 | 0 | 0 | 0 | 0 | 0 | 0 | 0 | 0 | 0 | 0 | 0 | 0 | 0 | 0 | 0 | 0 | 0 | 0 | 0 | 0 | 0 | 0 | 0 | 0 | 0 | 0 | 0 | 0 | 0 | 0 | 0 | 0 | 0 | 0 | 0 |  | 0 | 0 | 0 | 0 | 0 | 0 | 0 | 0 | 0 | 0 | 0 | 0 | 0 | 0 | 100.6499 | 0 | 0 | 1 | 0 | 0 | 0 | 0 | 0 | 0 | 0 | 0 | 0 | 0 | 0 | 0 | 0 | 0 | -2 | 0 | 0 | 1 |  | 0 | 0 | 0 | 0 | 0 | 0 | 0 | 0 | 0 | 0 | 0 | 0 | 0 | 0 | 100.6499 | 0 | 0 | 1 | 0 | 0 | 0 | 0 | 0 | 0 | 0 | 0 | 0 | 0 | 0 | 0 | 0 | 0 | -1 | 0 | 0 | 1 |  | 1 | 1 | 1 | 1 | 1 | 1 | 1 | 2+ | 1 | 1
PG&E GBA | Altamont Midway (Sandhill) | 230 | 0 | 0 | 0 | 0 | 0 | 0 | 0 | 0 | 0 | 0 | 0 | 0 | 0 | 0 | 0 | 0 | 0 | 0 | 0 | 0 |  | 0 | 0 | 0 | 0 | 0 | 5 | 0 | 0 | 0 | 0 | 0 | 0 | 0 | 0 | 0 | 0 | 0 | 1 | 0 | 0 | 0 | 0 | 0 | -2 | 0 | 0 | 0 | 0 | 0 | 0 | 0 | 0 | 0 | 0 | 0 | 1 |  | 0 | 0 | 0 | 0 | 80.8 | 89.25 | 0 | 0 | 0 | 0 | 0 | 0 | 0 | 0 | 0 | 0 | 0 | 1 | 0 | 0 | 0 | 0 | -2 | -2 | 0 | 0 | 0 | 0 | 0 | 0 | 0 | 0 | 0 | 0 | 0 | 1 |  | 0 | 0 | 0 | 0 | 80.8 | 89.25 | 0 | 0 | 0 | 0 | 0 | 0 | 0 | 0 | 0 | 0 | 0 | 1 | 0 | 0 | 0 | 0 | -2 | -2 | 0 | 0 | 0 | 0 | 0 | 0 | 0 | 0 | 0 | 0 | 0 | 1 |  | 0 | 0 | 0 | 0 | 80.8 | 89.25 | 0 | 0 | 0 | 0 | 0 | 0 | 0 | 0 | 0 | 0 | 0 | 1 | 0 | 0 | 0 | 0 | -2 | -2 | 0 | 0 | 0 | 0 | 0 | 0 | 0 | 0 | 0 | 0 | 0 | 1 |  | 1 | 1 | 4+ | 1 | 1 | 1 | 1 | 1 | 1 | 1
SCE Northern | Antelope | 66 | 0 | 0 | 0 | 0 | 0 | 0 | 0 | 0 | 0 | 0 | 0 | 0 | 0 | 0 | 0 | 0 | 0 | 0 | 0 | 0 |  | 0 | 0 | 0 | 0 | 0 | 0 | 0 | 0 | 0 | 0 | 0 | 0 | 0 | 0 | 0 | 0 | 0 | 0 | 0 | 0 | 0 | 0 | 0 | 0 | 0 | 0 | 0 | 0 | 0 | 0 | 0 | 0 | 0 | 0 | 0 | 0 |  | 0 | 0 | 0 | 0 | 0 | 0 | 0 | 0 | 0 | 0 | 0.3 | 0 | 8.8 | 0 | 4.6 | 0 | 0 | 1 | 0 | 0 | 0 | 0 | 0 | 0 | 0 | 0 | 0 | 0 | -2 | 0 | -2 | 0 | -2 | 0 | 0 | 1 |  | 0 | 0 | 0 | 0 | 0 | 0 | 0 | 0 | 0 | 0 | 0.3 | 0 | 8.8 | 0 | 4.6 | 0 | 0 | 1 | 0 | 0 | 0 | 0 | 0 | 0 | 0 | 0 | 0 | 0 | -2 | 0 | -2 | 0 | -2 | 0 | 0 | 1 |  | 0 | 0 | 0 | 0 | 0 | 0 | 0 | 0 | 0 | 0 | 0.31 | 0 | 12.8 | 0 | 97.4 | 0 | 0 | 1 | 0 | 0 | 0 | 0 | 0 | 0 | 0 | 0 | 0 | 0 | -2 | 0 | -2 | 0 | 0 | 0 | 0 | 1 |  | 1 | 1 | 1 | 1 | 1 | 4+ | 4+ | 4+ | 1 | 1
SCE Northern | Antelope | 230 | 0 | 0 | 0 | 0 | 0 | 0 | 0 | 0 | 0 | 0 | 0 | 0 | 0 | 0 | 0 | 0 | 0 | 0 | 0 | 0 |  | 0 | 0 | 0 | 0 | 0 | 0 | 0 | 0 | 0 | 0 | 0 | 0 | 0 | 187.28 | 187.28 | 0 | 0 | 1 | 0 | 0 | 0 | 0 | 0 | 0 | 0 | 0 | 0 | 0 | 0 | 0 | 0 | -2 | -2 | 0 | 0 | 1 |  | 0 | 0 | 0 | 0 | 0 | 0 | 0 | 0 | 0 | 0 | 13.49 | 0 | 112.03 | 437.28 | 503.38 | 0 | 0 | 1 | 0 | 0 | 0 | 0 | 0 | 0 | 0 | 0 | 0 | 0 | -2 | 0 | -2 | -2 | -2 | 0 | 0 | 1 |  | 0 | 0 | 0 | 0 | 0 | 0 | 0 | 0 | 0 | 0 | 13.49 | 0 | 225.862 | 937.28 | 1422.0446 | 0 | 0 | 1 | 0 | 0 | 0 | 0 | 0 | 0 | 0 | 0 | 0 | 0 | -2 | 0 | -2 | -2 | -2 | 0 | 0 | 1 |  | 0 | 0 | 0 | 0 | 0 | 0 | 0 | 202.2668 | 0 | 0 | 16.333 | 0 | 339.485 | 937.28 | 1943.9384 | 0 | 0 | 1 | 0 | 0 | 0 | 0 | 0 | 0 | 0 | -2 | 0 | 0 | -2 | 0 | -2 | -2 | -2 | 0 | 0 | 1 |  | 1 | 1 | 1 | 1+ | 1 | 4+ | 4+ | 4+ | 1 | 1
SCE Northern | Antelope | 500 | 0 | 0 | 0 | 0 | 0 | 0 | 0 | 0 | 0 | 0 | 0 | 0 | 0 | 0 | 0 | 0 | 0 | 0 | 0 | 0 |  | 0 | 0 | 0 | 0 | 0 | 0 | 0 | 0 | 0 | 0 | 0 | 0 | 0 | 0 | 0 | 0 | 0 | 0 | 0 | 0 | 0 | 0 | 0 | 0 | 0 | 0 | 0 | 0 | 0 | 0 | 0 | 0 | 0 | 0 | 0 | 0 |  | 0 | 0 | 0 | 0 | 0 | 0 | 0 | 0 | 0 | 0 | 0 | 0 | 0 | 0 | 0 | 0 | 0 | 0 | 0 | 0 | 0 | 0 | 0 | 0 | 0 | 0 | 0 | 0 | 0 | 0 | 0 | 0 | 0 | 0 | 0 | 0 |  | 0 | 0 | 0 | 0 | 0 | 0 | 0 | 0 | 0 | 0 | 0 | 0 | 0 | 0 | 0 | 0 | 0 | 0 | 0 | 0 | 0 | 0 | 0 | 0 | 0 | 0 | 0 | 0 | 0 | 0 | 0 | 0 | 0 | 0 | 0 | 0 |  | 0 | 0 | 0 | 0 | 0 | 0 | 0 | 0 | 0 | 0 | 0 | 0 | 0 | 0 | 0 | 0 | 0 | 0 | 0 | 0 | 0 | 0 | 0 | 0 | 0 | 0 | 0 | 0 | 0 | 0 | 0 | 0 | 0 | 0 | 0 | 0 |  | 1 | 1 | 1 | 1 | 1 | 1 | 1 | 1 | 1 | 0
PG&E NGBA | Arcata | 60 | 0 | 0 | 0 | 0 | 0 | 0 | 0 | 0 | 0 | 0 | 0 | 0 | 0 | 0 | 0 | 0 | 0 | 0 | 0 | 0 |  | 0 | 0 | 0 | 0 | 0 | 0 | 0 | 0 | 0 | 0 | 0 | 0 | 0 | 0 | 0 | 0 | 0 | 0 | 0 | 0 | 0 | 0 | 0 | 0 | 0 | 0 | 0 | 0 | 0 | 0 | 0 | 0 | 0 | 0 | 0 | 0 |  | 0 | 0 | 0 | 0 | 0 | 0 | 0 | 0 | 0 | 0 | 0 | 0 | 0 | 0 | 0 | 0 | 0 | 0 | 0 | 0 | 0 | 0 | 0 | 0 | 0 | 0 | 0 | 0 | 0 | 0 | 0 | 0 | 0 | 0 | 0 | 0 |  | 0 | 0 | 0 | 0 | 0 | 0 | 0 | 0 | 0 | 0 | 0 | 0 | 0 | 0 | 0 | 0 | 0 | 0 | 0 | 0 | 0 | 0 | 0 | 0 | 0 | 0 | 0 | 0 | 0 | 0 | 0 | 0 | 0 | 0 | 0 | 0 |  | 0 | 0 | 0 | 0 | 0 | 0 | 0 | 0 | 0 | 0 | 0 | 0 | 0 | 0 | 0 | 0 | 0 | 0 | 0 | 0 | 0 | 0 | 0 | 0 | 0 | 0 | 0 | 0 | 0 | 0 | 0 | 0 | 0 | 0 | 0 | 0 |  | 1 | 1 | 1 | 1 | 1 | 1 | 1 | 1 | 1 | 0
PG&E KERN | Arco | 230 | 0 | 0 | 0 | 0 | 0 | 0 | 0 | 0 | 0 | 0 | 0 | 0 | 870 | 455 | 1325 | 0 | 0 | 0 | 0 | 1 |  | 0 | 0 | 0 | 0 | 0 | 0 | 0 | 0 | 0 | 0 | 0 | 41.8433 | 671.974 | 292.075 | 606.07 | 0 | 0 | 1 | 0 | 0 | 0 | 0 | 0 | 0 | 0 | 0 | 0 | 0 | 0 | 2 | 2 | -2 | -2 | 0 | 0 | 1 |  | 0 | 0 | 0 | 0 | 0 | 0 | 0 | 0 | 0 | 0 | 0 | 66.6 | 168.38 | 0.2 | 101.98 | 0 | 0 | 1 | 0 | 0 | 0 | 0 | 0 | 0 | 0 | 0 | 0 | 0 | 0 | 2 | 2 | 0 | -2 | 0 | 0 | 1 |  | 0 | 0 | 0 | 0 | 0 | 0 | 0 | 0 | 0 | 0 | 0 | 66.6 | 1092.9039 | 388.075 | 1025.5168 | 0 | 0 | 1 | 0 | 0 | 0 | 0 | 0 | 0 | 0 | 0 | 0 | 0 | 0 | 2 | 1 | -2 | -2 | 0 | 0 | 1 |  | 0 | 0 | 0 | 0 | 0 | 0 | 0 | 0 | 0 | 0 | 0 | 66.6 | 1092.9039 | 388.075 | 1025.5168 | 0 | 0 | 1 | 0 | 0 | 0 | 0 | 0 | 0 | 0 | 0 | 0 | 0 | 0 | 2 | 1 | -2 | -2 | 0 | 0 | 1 |  | 1 | 1 | 1 | 1 | 1 | 1 | 4- | 4+ | 1 | 1
PG&E KERN | Arco | 70 | 0 | 0 | 0 | 0 | 0 | 0 | 0 | 0 | 0 | 0 | 0 | 0 | 0 | 0 | 0 | 0 | 0 | 0 | 0 | 0 |  | 0 | 0 | 0 | 0 | 0 | 0 | 0 | 0 | 0 | 0 | 0 | 0 | 1.3 | 0 | 0 | 0 | 0 | 1 | 0 | 0 | 0 | 0 | 0 | 0 | 0 | 0 | 0 | 0 | 0 | 0 | -2 | 0 | 0 | 0 | 0 | 1 |  | 0 | 0 | 0 | 0 | 0 | 0 | 0 | 0 | 0 | 0 | 0 | 0 | 0 | 0 | 0 | 0 | 0 | 0 | 0 | 0 | 0 | 0 | 0 | 0 | 0 | 0 | 0 | 0 | 0 | 0 | 0 | 0 | 0 | 0 | 0 | 0 |  | 0 | 0 | 0 | 0 | 0 | 0 | 0 | 0 | 0 | 0 | 0 | 0 | 0 | 0 | 30.8 | 0 | 0 | 1 | 0 | 0 | 0 | 0 | 0 | 0 | 0 | 0 | 0 | 0 | 0 | 0 | 0 | 0 | -2 | 0 | 0 | 1 |  | 0 | 0 | 0 | 0 | 0 | 0 | 0 | 0 | 0 | 0 | 0 | 0 | 0 | 0 | 30.8 | 0 | 0 | 1 | 0 | 0 | 0 | 0 | 0 | 0 | 0 | 0 | 0 | 0 | 0 | 0 | 0 | 0 | 0 | 0 | 0 | 0 |  | 1 | 1 | 1 | 1 | 1 | 1 | 1 | 2+ | 1 | 1
SCE Metro | ArcoGen | 230 | 0 | 0 | 0 | 0 | 0 | 0 | 0 | 0 | 0 | 0 | 0 | 0 | 486 | 0 | 486 | 0 | 0 | 0 | 0 | 1 |  | 0 | 0 | 0 | 0 | 0 | 0 | 0 | 0 | 0 | 0 | 0 | 0 | 0 | 0 | 0 | 0 | 0 | 0 | 0 | 0 | 0 | 0 | 0 | 0 | 0 | 0 | 0 | 0 | 0 | 2 | 2 | 0 | 0 | 0 | 0 | 1 |  | 0 | 0 | 0 | 0 | 0 | 0 | 0 | 0 | 0 | 0 | 0 | 0 | 0 | 0 | 0 | 0 | 0 | 0 | 0 | 0 | 0 | 0 | 0 | 0 | 0 | 0 | 0 | 0 | 0 | 2 | 2 | 0 | 0 | 0 | 0 | 1 |  | 0 | 0 | 0 | 0 | 0 | 0 | 0 | 0 | 0 | 0 | 0 | 0 | 0 | 0 | 0 | 0 | 0 | 0 | 0 | 0 | 0 | 0 | 0 | 0 | 0 | 0 | 0 | 0 | 0 | 2 | 2 | 0 | 0 | 0 | 0 | 1 |  | 0 | 0 | 0 | 0 | 0 | 0 | 0 | 0 | 0 | 0 | 0 | 0 | 0 | 0 | 0 | 0 | 0 | 0 | 0 | 0 | 0 | 0 | 0 | 0 | 0 | 0 | 0 | 0 | 0 | 2 | 2 | 0 | 0 | 0 | 0 | 1 |  | 1 | 1 | 1 | 1 | 1 | 1 | 5- | 1 | 1 | 1
SDGE | Artesian | 230 | 0 | 0 | 0 | 0 | 0 | 0 | 0 | 0 | 0 | 0 | 0 | 0 | 0 | 0 | 0 | 0 | 0 | 0 | 0 | 0 |  | 0 | 0 | 0 | 0 | 0 | 0 | 0 | 0 | 0 | 0 | 0 | 0 | 0 | 0 | 0 | 0 | 0 | 0 | 0 | 0 | 0 | 0 | 0 | 0 | 0 | 0 | 0 | 0 | 0 | 0 | 0 | 0 | 0 | 0 | 0 | 0 |  | 0 | 0 | 0 | 0 | 0 | 0 | 0 | 0 | 0 | 0 | 0 | 0 | 0 | 0 | 0 | 0 | 0 | 0 | 0 | 0 | 0 | 0 | 0 | 0 | 0 | 0 | 0 | 0 | 0 | 0 | 0 | 0 | 0 | 0 | 0 | 0 |  | 0 | 0 | 0 | 0 | 0 | 0 | 0 | 0 | 0 | 0 | 0 | 0 | 0 | 0 | 0 | 0 | 0 | 0 | 0 | 0 | 0 | 0 | 0 | 0 | 0 | 0 | 0 | 0 | 0 | 0 | 0 | 0 | 0 | 0 | 0 | 0 |  | 0 | 0 | 0 | 0 | 0 | 0 | 0 | 0 | 0 | 0 | 0 | 0 | 0 | 0 | 0 | 0 | 0 | 0 | 0 | 0 | 0 | 0 | 0 | 0 | 0 | 0 | 0 | 0 | 0 | 0 | 0 | 0 | 0 | 0 | 0 | 0 |  | 1 | 1 | 1 | 1 | 1 | 1 | 1 | 1 | 1 | 0
SDGE | Artesian | 69 | 0 | 0 | 0 | 0 | 0 | 0 | 0 | 0 | 0 | 0 | 0 | 0 | 0 | 0 | 0 | 0 | 0 | 0 | 0 | 0 |  | 0 | 0 | 0 | 0 | 0 | 0 | 0 | 0 | 0 | 0 | 0 | 0 | 0 | 0 | 0 | 0 | 0 | 0 | 0 | 0 | 0 | 0 | 0 | 0 | 0 | 0 | 0 | 0 | 0 | 0 | 0 | 0 | 0 | 0 | 0 | 0 |  | 0 | 0 | 0 | 0 | 0 | 0 | 0 | 0 | 0 | 0 | 0 | 0 | 0 | 0 | 0 | 0 | 0 | 0 | 0 | 0 | 0 | 0 | 0 | 0 | 0 | 0 | 0 | 0 | 0 | 0 | 0 | 0 | 0 | 0 | 0 | 0 |  | 0 | 0 | 0 | 0 | 0 | 0 | 0 | 0 | 0 | 0 | 0 | 0 | 0 | 0 | 0 | 0 | 0 | 0 | 0 | 0 | 0 | 0 | 0 | 0 | 0 | 0 | 0 | 0 | 0 | 0 | 0 | 0 | 0 | 0 | 0 | 0 |  | 0 | 0 | 0 | 0 | 0 | 0 | 0 | 0 | 0 | 0 | 0 | 0 | 0 | 0 | 0 | 0 | 0 | 0 | 0 | 0 | 0 | 0 | 0 | 0 | 0 | 0 | 0 | 0 | 0 | 0 | 0 | 0 | 0 | 0 | 0 | 0 |  | 1 | 1 | 1 | 1 | 1 | 1 | 1 | 1 | 1 | 0
PG&E FRESNO | Ashlan | 230 | 0 | 0 | 0 | 0 | 0 | 0 | 0 | 0 | 0 | 0 | 0 | 0 | 0 | 0 | 0 | 0 | 300 | 300 | 0 | 1 |  | 0 | 0 | 0 | 0 | 0 | 0 | 0 | 0 | 0 | 0 | 0 | 0 | 0 | 0 | 0 | 0 | 0 | 0 | 0 | 0 | 0 | 0 | 0 | 0 | 0 | 0 | 0 | 0 | 0 | 0 | 0 | 2 | 2 | 0 | 0 | 1 |  | 0 | 0 | 0 | 0 | 0 | 0 | 0 | 0 | 0 | 0 | 0 | 0 | 0 | 0 | 0 | 0 | 0 | 0 | 0 | 0 | 0 | 0 | 0 | 0 | 0 | 0 | 0 | 0 | 0 | 0 | 0 | 2 | 2 | 0 | 0 | 1 |  | 0 | 0 | 0 | 0 | 0 | 0 | 0 | 0 | 0 | 0 | 0 | 0 | 0 | 0 | 0 | 0 | 0 | 0 | 0 | 0 | 0 | 0 | 0 | 0 | 0 | 0 | 0 | 0 | 0 | 0 | 0 | 2 | 2 | 0 | 0 | 1 |  | 0 | 0 | 0 | 0 | 0 | 0 | 0 | 0 | 0 | 0 | 0 | 0 | 0 | 0 | 0 | 0 | 0 | 0 | 0 | 0 | 0 | 0 | 0 | 0 | 0 | 0 | 0 | 0 | 0 | 0 | 0 | 2 | 2 | 0 | 0 | 1 |  | 1 | 1 | 1 | 1 | 1 | 1 | 1 | 5- | 1 | 1
PG&E NGBA | Atlantic | 115 | 0 | 0 | 0 | 0 | 0 | 0 | 0 | 0 | 0 | 0 | 0 | 0 | 0 | 0 | 0 | 0 | 0 | 0 | 0 | 0 |  | 0 | 0 | 0 | 0 | 0 | 0 | 0 | 0 | 0 | 0 | 0 | 0 | 0 | 0 | 0 | 0 | 0 | 0 | 0 | 0 | 0 | 0 | 0 | 0 | 0 | 0 | 0 | 0 | 0 | 0 | 0 | 0 | 0 | 0 | 0 | 0 |  | 0 | 0 | 0 | 0 | 0 | 0 | 0 | 0 | 0 | 0 | 0 | 0 | 0 | 0 | 0 | 0 | 0 | 0 | 0 | 0 | 0 | 0 | 0 | 0 | 0 | 0 | 0 | 0 | 0 | 0 | 0 | 0 | 0 | 0 | 0 | 0 |  | 0 | 0 | 0 | 0 | 0 | 0 | 0 | 0 | 0 | 0 | 0 | 0 | 0 | 0 | 0 | 0 | 0 | 0 | 0 | 0 | 0 | 0 | 0 | 0 | 0 | 0 | 0 | 0 | 0 | 0 | 0 | 0 | 0 | 0 | 0 | 0 |  | 0 | 0 | 0 | 0 | 0 | 0 | 0 | 0 | 0 | 0 | 0 | 0 | 0 | 0 | 0 | 0 | 0 | 0 | 0 | 0 | 0 | 0 | 0 | 0 | 0 | 0 | 0 | 0 | 0 | 0 | 0 | 0 | 0 | 0 | 0 | 0 |  | 1 | 1 | 1 | 1 | 1 | 1 | 1 | 1 | 1 | 0
PG&E NGBA | Atlantic | 230 | 0 | 0 | 0 | 0 | 0 | 0 | 0 | 0 | 0 | 0 | 0 | 0 | 0 | 235 | 235 | 0 | 0 | 0 | 0 | 1 |  | 0 | 0 | 0 | 0 | 0 | 0 | 0 | 0 | 0 | 0 | 0 | 0 | 0 | 0 | 0 | 0 | 0 | 0 | 0 | 0 | 0 | 0 | 0 | 0 | 0 | 0 | 0 | 0 | 0 | 0 | 2 | 0 | 0 | 0 | 0 | 1 |  | 0 | 0 | 0 | 0 | 0 | 0 | 0 | 0 | 0 | 0 | 0 | 0 | 0 | 0 | 0 | 0 | 0 | 0 | 0 | 0 | 0 | 0 | 0 | 0 | 0 | 0 | 0 | 0 | 0 | 0 | 2 | 0 | 0 | 0 | 0 | 1 |  | 0 | 0 | 0 | 0 | 0 | 0 | 0 | 0 | 0 | 0 | 0 | 0 | 0 | 0 | 0 | 0 | 0 | 0 | 0 | 0 | 0 | 0 | 0 | 0 | 0 | 0 | 0 | 0 | 0 | 0 | 2 | 0 | 0 | 0 | 0 | 1 |  | 0 | 0 | 0 | 0 | 0 | 0 | 0 | 0 | 0 | 0 | 0 | 0 | 0 | 0 | 0 | 0 | 0 | 0 | 0 | 0 | 0 | 0 | 0 | 0 | 0 | 0 | 0 | 0 | 0 | 0 | 2 | 0 | 0 | 0 | 0 | 1 |  | 1 | 1 | 1 | 1 | 1 | 1 | 5- | 1 | 1 | 1
PG&E NGBA | Atlantic | 60 | 0 | 0 | 0 | 0 | 0 | 0 | 0 | 0 | 0 | 0 | 0 | 0 | 0 | 0 | 0 | 0 | 0 | 0 | 0 | 0 |  | 0 | 0 | 0 | 0 | 0 | 0 | 0 | 0 | 0 | 0 | 0 | 0 | 0 | 0 | 0 | 0 | 0 | 0 | 0 | 0 | 0 | 0 | 0 | 0 | 0 | 0 | 0 | 0 | 0 | 0 | 0 | 0 | 0 | 0 | 0 | 0 |  | 0 | 0 | 0 | 0 | 0 | 0 | 0 | 0 | 0 | 0 | 0 | 0 | 0 | 0 | 0 | 0 | 0 | 0 | 0 | 0 | 0 | 0 | 0 | 0 | 0 | 0 | 0 | 0 | 0 | 0 | 0 | 0 | 0 | 0 | 0 | 0 |  | 0 | 0 | 0 | 0 | 0 | 0 | 0 | 0 | 0 | 0 | 0 | 0 | 0 | 0 | 0 | 0 | 0 | 0 | 0 | 0 | 0 | 0 | 0 | 0 | 0 | 0 | 0 | 0 | 0 | 0 | 0 | 0 | 0 | 0 | 0 | 0 |  | 0 | 0 | 0 | 0 | 0 | 0 | 0 | 0 | 0 | 0 | 0 | 0 | 0 | 0 | 0 | 0 | 0 | 0 | 0 | 0 | 0 | 0 | 0 | 0 | 0 | 0 | 0 | 0 | 0 | 0 | 0 | 0 | 0 | 0 | 0 | 0 |  | 1 | 1 | 1 | 1 | 1 | 1 | 1 | 1 | 1 | 0
PG&E FRESNO | Atwater | 115 | 0 | 0 | 0 | 0 | 0 | 0 | 0 | 0 | 0 | 0 | 0 | 0 | 0 | 0 | 0 | 0 | 0 | 0 | 0 | 0 |  | 0 | 0 | 0 | 0 | 0 | 0 | 0 | 0 | 0 | 0 | 0 | 0 | 0 | 0 | 0 | 0 | 0 | 0 | 0 | 0 | 0 | 0 | 0 | 0 | 0 | 0 | 0 | 0 | 0 | 0 | 0 | 0 | 0 | 0 | 0 | 0 |  | 0 | 0 | 0 | 0 | 0 | 0 | 0 | 0 | 0 | 0 | 0 | 0 | 16.4212 | 0 | 8.1643 | 0 | 0 | 1 | 0 | 0 | 0 | 0 | 0 | 0 | 0 | 0 | 0 | 0 | 0 | 0 | -2 | 0 | -2 | 0 | 0 | 1 |  | 0 | 0 | 0 | 0 | 0 | 0 | 0 | 0 | 0 | 0 | 0 | 0 | 16.4212 | 0 | 8.1643 | 0 | 0 | 1 | 0 | 0 | 0 | 0 | 0 | 0 | 0 | 0 | 0 | 0 | 0 | 0 | -2 | 0 | -2 | 0 | 0 | 1 |  | 0 | 0 | 0 | 0 | 0 | 0 | 0 | 0 | 0 | 0 | 0 | 0 | 18.9212 | 0 | 8.1643 | 0 | 0 | 1 | 0 | 0 | 0 | 0 | 0 | 0 | 0 | 0 | 0 | 0 | 0 | 0 | -2 | 0 | 0 | 0 | 0 | 1 |  | 1 | 1 | 1 | 1 | 1 | 1 | 4+ | 4+ | 1 | 1
PG&E GBA | Avena | 115 | 0 | 0 | 0 | 0 | 0 | 0 | 0 | 0 | 0 | 0 | 0 | 0 | 0 | 0 | 0 | 0 | 0 | 0 | 0 | 0 |  | 0 | 0 | 0 | 0 | 0 | 0 | 0 | 0 | 0 | 0 | 0 | 0 | 0 | 0 | 0 | 0 | 0 | 0 | 0 | 0 | 0 | 0 | 0 | 0 | 0 | 0 | 0 | 0 | 0 | 0 | 0 | 0 | 0 | 0 | 0 | 0 |  | 0 | 0 | 0 | 0 | 0 | 0 | 0 | 0 | 0 | 0 | 0 | 0 | 0 | 0 | 0 | 0 | 0 | 0 | 0 | 0 | 0 | 0 | 0 | 0 | 0 | 0 | 0 | 0 | 0 | 0 | 0 | 0 | 0 | 0 | 0 | 0 |  | 0 | 0 | 0 | 0 | 0 | 0 | 0 | 0 | 0 | 0 | 0 | 0 | 0 | 0 | 0 | 0 | 0 | 0 | 0 | 0 | 0 | 0 | 0 | 0 | 0 | 0 | 0 | 0 | 0 | 0 | 0 | 0 | 0 | 0 | 0 | 0 |  | 0 | 0 | 0 | 0 | 0 | 0 | 0 | 0 | 0 | 0 | 0 | 0 | 3 | 0 | 0 | 0 | 0 | 1 | 0 | 0 | 0 | 0 | 0 | 0 | 0 | 0 | 0 | 0 | 0 | 0 | 0 | 0 | 0 | 0 | 0 | 0 |  | 1 | 1 | 1 | 1 | 1 | 1 | 1 | 1 | 1 | 0
SDGE | Avocado | 69 | 0 | 0 | 0 | 0 | 0 | 0 | 0 | 0 | 0 | 0 | 0 | 0 | 0 | 0 | 0 | 0 | 0 | 0 | 0 | 0 |  | 0 | 0 | 0 | 0 | 0 | 0 | 0 | 0 | 0 | 0 | 0 | 0 | 0 | 0 | 0 | 0 | 0 | 0 | 0 | 0 | 0 | 0 | 0 | 0 | 0 | 0 | 0 | 0 | 0 | 0 | 0 | 0 | 0 | 0 | 0 | 0 |  | 0 | 0 | 0 | 0 | 0 | 0 | 0 | 0 | 0 | 0 | 0 | 0 | 0 | 29.6 | 29.6 | 0 | 0 | 1 | 0 | 0 | 0 | 0 | 0 | 0 | 0 | 0 | 0 | 0 | 0 | 0 | 0 | -2 | -2 | 0 | 0 | 1 |  | 0 | 0 | 0 | 0 | 0 | 0 | 0 | 0 | 0 | 0 | 0 | 0 | 0 | 29.6 | 29.6 | 0 | 0 | 1 | 0 | 0 | 0 | 0 | 0 | 0 | 0 | 0 | 0 | 0 | 0 | 0 | 0 | -2 | -2 | 0 | 0 | 1 |  | 0 | 0 | 0 | 0 | 0 | 0 | 0 | 0 | 0 | 0 | 0 | 0 | 0 | 29.6 | 29.6 | 0 | 0 | 1 | 0 | 0 | 0 | 0 | 0 | 0 | 0 | 0 | 0 | 0 | 0 | 0 | 0 | -2 | -2 | 0 | 0 | 1 |  | 1 | 1 | 1 | 1 | 1 | 1 | 1 | 4+ | 1 | 1
PG&E NGBA | Bahia | 230 | 0 | 0 | 0 | 0 | 0 | 0 | 0 | 0 | 0 | 0 | 0 | 0 | 0 | 0 | 0 | 0 | 0 | 0 | 0 | 0 |  | 0 | 0 | 0 | 0 | 0 | 0 | 0 | 0 | 0 | 0 | 0 | 0 | 0 | 0 | 0 | 0 | 0 | 0 | 0 | 0 | 0 | 0 | 0 | 0 | 0 | 0 | 0 | 0 | 0 | 0 | 0 | 0 | 0 | 0 | 0 | 0 |  | 0 | 0 | 0 | 0 | 0 | 0 | 0 | 0 | 0 | 0 | 0 | 0 | 0 | 0 | 0 | 0 | 0 | 0 | 0 | 0 | 0 | 0 | 0 | 0 | 0 | 0 | 0 | 0 | 0 | 0 | 0 | 0 | 0 | 0 | 0 | 0 |  | 0 | 0 | 0 | 0 | 0 | 0 | 0 | 0 | 0 | 0 | 0 | 0 | 0 | 0 | 0 | 0 | 0 | 0 | 0 | 0 | 0 | 0 | 0 | 0 | 0 | 0 | 0 | 0 | 0 | 0 | 0 | 0 | 0 | 0 | 0 | 0 |  | 0 | 0 | 0 | 0 | 0 | 0 | 0 | 0 | 0 | 0 | 0 | 0 | 0 | 0 | 0 | 0 | 0 | 0 | 0 | 0 | 0 | 0 | 0 | 0 | 0 | 0 | 0 | 0 | 0 | 0 | 0 | 0 | 0 | 0 | 0 | 0 |  | 1 | 1 | 1 | 1 | 1 | 1 | 1 | 1 | 1 | 0
SCE Northern | Bailey | 230 | 0 | 0 | 0 | 0 | 0 | 0 | 0 | 0 | 0 | 0 | 0 | 0 | 0 | 0 | 0 | 0 | 0 | 0 | 0 | 0 |  | 0 | 0 | 0 | 0 | 0 | 0 | 0 | 0 | 0 | 0 | 0 | 0 | 0 | 0 | 0 | 0 | 0 | 0 | 0 | 0 | 0 | 0 | 0 | 0 | 0 | 0 | 0 | 0 | 0 | 0 | 0 | 0 | 0 | 0 | 0 | 0 |  | 0 | 0 | 0 | 0 | 0 | 0.15 | 0 | 0 | 0 | 0 | 0 | 0 | 0 | 0 | 0 | 0 | 0 | 1 | 0 | 0 | 0 | 0 | 0 | -2 | 0 | 0 | 0 | 0 | 0 | 0 | 0 | 0 | 0 | 0 | 0 | 1 |  | 0 | 0 | 0 | 0 | 0 | 0.15 | 0 | 0 | 0 | 0 | 0 | 0 | 0 | 0 | 0 | 0 | 0 | 1 | 0 | 0 | 0 | 0 | 0 | -2 | 0 | 0 | 0 | 0 | 0 | 0 | 0 | 0 | 0 | 0 | 0 | 1 |  | 0 | 0 | 0 | 0 | 0 | 0.15 | 0 | 0 | 0 | 0 | 0 | 0 | 0 | 0 | 0 | 0 | 1000 | 1 | 0 | 0 | 0 | 0 | 0 | -2 | 0 | 0 | 0 | 0 | 0 | 0 | 0 | 0 | 0 | 0 | -2 | 1 |  | 1 | 1 | 4+ | 1 | 1 | 1 | 1 | 1 | 1+ | 1
SCE NOL | Baker | 115 | 0 | 0 | 0 | 0 | 0 | 0 | 0 | 0 | 0 | 0 | 0 | 0 | 0 | 0 | 0 | 0 | 0 | 0 | 0 | 0 |  | 0 | 0 | 0 | 0 | 0 | 0 | 0 | 0 | 0 | 0 | 0 | 0 | 0 | 0 | 0 | 0 | 0 | 0 | 0 | 0 | 0 | 0 | 0 | 0 | 0 | 0 | 0 | 0 | 0 | 0 | 0 | 0 | 0 | 0 | 0 | 0 |  | 0 | 0 | 0 | 0 | 0 | 0 | 0 | 0 | 0 | 0 | 0 | 0 | 0 | 0 | 0 | 0 | 0 | 0 | 0 | 0 | 0 | 0 | 0 | 0 | 0 | 0 | 0 | 0 | 0 | 0 | 0 | 0 | 0 | 0 | 0 | 0 |  | 0 | 0 | 0 | 0 | 0 | 0 | 0 | 0 | 0 | 0 | 0 | 0 | 0 | 0 | 0 | 0 | 0 | 0 | 0 | 0 | 0 | 0 | 0 | 0 | 0 | 0 | 0 | 0 | 0 | 0 | 0 | 0 | 0 | 0 | 0 | 0 |  | 0 | 0 | 0 | 0 | 0 | 0 | 0 | 0 | 0 | 0 | 0 | 0 | 0 | 0 | 0 | 0 | 0 | 0 | 0 | 0 | 0 | 0 | 0 | 0 | 0 | 0 | 0 | 0 | 0 | 0 | 0 | 0 | 0 | 0 | 0 | 0 |  | 1 | 1 | 1 | 1 | 1 | 1 | 1 | 1 | 1 | 0
PG&E KERN | Bakersfield | 230 | 0 | 0 | 0 | 0 | 0 | 0 | 0 | 0 | 0 | 0 | 0 | 0 | 440 | 320 | 760 | 0 | 0 | 0 | 0 | 1 |  | 0 | 0 | 0 | 0 | 0 | 0 | 0 | 0 | 0 | 0 | 0 | 0 | 0 | 0 | 0 | 0 | 0 | 0 | 0 | 0 | 0 | 0 | 0 | 0 | 0 | 0 | 0 | 0 | 0 | 2 | 2 | 0 | 0 | 0 | 0 | 1 |  | 0 | 0 | 0 | 0 | 0 | 0 | 0 | 0 | 0 | 0 | 0 | 0 | 0 | 0 | 0 | 0 | 0 | 0 | 0 | 0 | 0 | 0 | 0 | 0 | 0 | 0 | 0 | 0 | 0 | 2 | 2 | 0 | 0 | 0 | 0 | 1 |  | 0 | 0 | 0 | 0 | 0 | 0 | 0 | 0 | 0 | 0 | 0 | 0 | 0 | 0 | 0 | 0 | 0 | 0 | 0 | 0 | 0 | 0 | 0 | 0 | 0 | 0 | 0 | 0 | 0 | 2 | 2 | 0 | 0 | 0 | 0 | 1 |  | 0 | 0 | 0 | 0 | 0 | 0 | 0 | 0 | 0 | 0 | 0 | 0 | 0 | 0 | 0 | 0 | 0 | 0 | 0 | 0 | 0 | 0 | 0 | 0 | 0 | 0 | 0 | 0 | 0 | 2 | 2 | 0 | 0 | 0 | 0 | 1 |  | 1 | 1 | 1 | 1 | 1 | 1 | 5- | 1 | 1 | 1
PG&E FRESNO | Balch | 230 | 0 | 0 | 0 | 0 | 0 | 0 | 0 | 0 | 0 | 0 | 0 | 0 | 0 | 0 | 0 | 0 | 0 | 0 | 0 | 0 |  | 0 | 0 | 0 | 0 | 0 | 0 | 0 | 0 | 0 | 0 | 0 | 0 | 0 | 0 | 0 | 0 | 0 | 0 | 0 | 0 | 0 | 0 | 0 | 0 | 0 | 0 | 0 | 0 | 0 | 0 | 0 | 0 | 0 | 0 | 0 | 0 |  | 0 | 0 | 0 | 0 | 0 | 0 | 0 | 0 | 0 | 0 | 0 | 0 | 0 | 0 | 0 | 0 | 0 | 0 | 0 | 0 | 0 | 0 | 0 | 0 | 0 | 0 | 0 | 0 | 0 | 0 | 0 | 0 | 0 | 0 | 0 | 0 |  | 0 | 0 | 0 | 0 | 0 | 0 | 0 | 0 | 0 | 0 | 0 | 0 | 0 | 0 | 0 | 0 | 0 | 0 | 0 | 0 | 0 | 0 | 0 | 0 | 0 | 0 | 0 | 0 | 0 | 0 | 0 | 0 | 0 | 0 | 0 | 0 |  | 0 | 0 | 0 | 0 | 0 | 0 | 0 | 0 | 0 | 0 | 0 | 0 | 0 | 0 | 0 | 0 | 0 | 0 | 0 | 0 | 0 | 0 | 0 | 0 | 0 | 0 | 0 | 0 | 0 | 0 | 0 | 0 | 0 | 0 | 0 | 0 |  | 1 | 1 | 1 | 1 | 1 | 1 | 1 | 1 | 1 | 0
SCE Eastern | Bannister | 230 | 0 | 0 | 0 | 60 | 60 | 0 | 0 | 0 | 0 | 0 | 0 | 0 | 0 | 0 | 0 | 0 | 0 | 0 | 0 | 1 |  | 0 | 0 | 0 | 0 | 0 | 0 | 0 | 0 | 0 | 0 | 0 | 0 | 0 | 0 | 0 | 0 | 0 | 0 | 0 | 0 | 0 | 0 | 0 | 2 | 0 | 0 | 0 | 0 | 0 | 0 | 0 | 0 | 0 | 0 | 0 | 1 |  | 0 | 0 | 0 | 0 | 0 | 0 | 0 | 0 | 0 | 0 | 0 | 0 | 0 | 0 | 0 | 0 | 0 | 0 | 0 | 0 | 0 | 0 | 0 | 2 | 0 | 0 | 0 | 0 | 0 | 0 | 0 | 0 | 0 | 0 | 0 | 1 |  | 0 | 0 | 0 | 0 | 0 | 0 | 0 | 0 | 0 | 0 | 0 | 0 | 65 | 0 | 404.8 | 0 | 0 | 1 | 0 | 0 | 0 | 0 | 0 | 2 | 0 | 0 | 0 | 0 | 0 | 0 | -2 | 0 | -2 | 0 | 0 | 1 |  | 0 | 0 | 0 | 0 | 0 | 0 | 0 | 0 | 0 | 0 | 0 | 0 | 65 | 0 | 404.8 | 0 | 0 | 1 | 0 | 0 | 0 | 0 | 0 | 2 | 0 | 0 | 0 | 0 | 0 | 0 | -2 | 0 | -1 | 0 | 0 | 1 |  | 1 | 1 | 5- | 1 | 1 | 1 | 2+ | 2+ | 1 | 1
SCE Metro | Barre | 230 | 0 | 0 | 0 | 0 | 0 | 0 | 0 | 0 | 0 | 0 | 0 | 0 | 0 | 0 | 0 | 0 | 300 | 300 | 0 | 1 |  | 0 | 0 | 0 | 0 | 0 | 0 | 0 | 0 | 0 | 0 | 0 | 0 | 0 | 0 | 0 | 0 | 0 | 0 | 0 | 0 | 0 | 0 | 0 | 0 | 0 | 0 | 0 | 0 | 0 | 0 | 0 | 2 | 2 | 0 | 0 | 1 |  | 0 | 0 | 0 | 0 | 0 | 0 | 0 | 0 | 0 | 0 | 3.2 | 0 | 23.2 | 0 | 43.4 | 0 | 0 | 1 | 0 | 0 | 0 | 0 | 0 | 0 | 0 | 0 | 0 | 0 | -2 | 0 | -2 | 2 | 2 | 0 | 0 | 1 |  | 0 | 0 | 0 | 0 | 0 | 0 | 0 | 0 | 0 | 0 | 3.2 | 0 | 23.2 | 0 | 43.4 | 0 | 0 | 1 | 0 | 0 | 0 | 0 | 0 | 0 | 0 | 0 | 0 | 0 | -2 | 0 | -2 | 2 | 2 | 0 | 0 | 1 |  | 0 | 0 | 0 | 0 | 0 | 0 | 0 | 0 | 0 | 0 | 3.2 | 0 | 23.2 | 0 | 260.45 | 0 | 0 | 1 | 0 | 0 | 0 | 0 | 0 | 0 | 0 | 0 | 0 | 0 | -2 | 0 | -2 | 2 | 1 | 0 | 0 | 1 |  | 1 | 1 | 1 | 1 | 1 | 4+ | 4+ | 4- | 1 | 1
SDGE | Bay Boulevard | 69 | 0 | 0 | 0 | 0 | 0 | 0 | 0 | 0 | 0 | 0 | 0 | 0 | 0 | 0 | 0 | 0 | 0 | 0 | 0 | 0 |  | 0 | 0 | 0 | 0 | 0 | 0 | 0 | 0 | 0 | 0 | 0 | 0 | 0 | 0 | 0 | 0 | 0 | 0 | 0 | 0 | 0 | 0 | 0 | 0 | 0 | 0 | 0 | 0 | 0 | 0 | 0 | 0 | 0 | 0 | 0 | 0 |  | 0 | 0 | 0 | 0 | 0 | 0 | 0 | 0 | 0 | 0 | 0 | 0 | 0 | 0 | 0 | 0 | 0 | 0 | 0 | 0 | 0 | 0 | 0 | 0 | 0 | 0 | 0 | 0 | 0 | 0 | 0 | 0 | 0 | 0 | 0 | 0 |  | 0 | 0 | 0 | 0 | 0 | 0 | 0 | 0 | 0 | 0 | 0 | 0 | 0 | 0 | 0 | 0 | 0 | 0 | 0 | 0 | 0 | 0 | 0 | 0 | 0 | 0 | 0 | 0 | 0 | 0 | 0 | 0 | 0 | 0 | 0 | 0 |  | 0 | 0 | 0 | 0 | 0 | 0 | 0 | 0 | 0 | 0 | 0 | 0 | 0 | 0 | 0 | 0 | 0 | 0 | 0 | 0 | 0 | 0 | 0 | 0 | 0 | 0 | 0 | 0 | 0 | 0 | 0 | 0 | 0 | 0 | 0 | 0 |  | 1 | 1 | 1 | 1 | 1 | 1 | 1 | 1 | 1 | 0
SDGE | Bay Boulevard | 230 | 0 | 0 | 0 | 0 | 0 | 0 | 0 | 0 | 0 | 0 | 0 | 0 | 0 | 0 | 0 | 0 | 0 | 0 | 0 | 0 |  | 0 | 0 | 0 | 0 | 0 | 0 | 0 | 0 | 0 | 0 | 0 | 0 | 0 | 0 | 0 | 0 | 0 | 0 | 0 | 0 | 0 | 0 | 0 | 0 | 0 | 0 | 0 | 0 | 0 | 0 | 0 | 0 | 0 | 0 | 0 | 0 |  | 0 | 0 | 0 | 0 | 0 | 0 | 0 | 0 | 0 | 0 | 0 | 0 | 0 | 0 | 0 | 0 | 0 | 0 | 0 | 0 | 0 | 0 | 0 | 0 | 0 | 0 | 0 | 0 | 0 | 0 | 0 | 0 | 0 | 0 | 0 | 0 |  | 0 | 0 | 0 | 0 | 0 | 0 | 0 | 0 | 0 | 0 | 0 | 0 | 0 | 0 | 0 | 0 | 0 | 0 | 0 | 0 | 0 | 0 | 0 | 0 | 0 | 0 | 0 | 0 | 0 | 0 | 0 | 0 | 0 | 0 | 0 | 0 |  | 0 | 0 | 0 | 0 | 0 | 0 | 0 | 0 | 0 | 0 | 0 | 0 | 0 | 0 | 0 | 0 | 0 | 0 | 0 | 0 | 0 | 0 | 0 | 0 | 0 | 0 | 0 | 0 | 0 | 0 | 0 | 0 | 0 | 0 | 0 | 0 |  | 1 | 1 | 1 | 1 | 1 | 1 | 1 | 1 | 1 | 0
EOP | Beatty | 138 | 0 | 0 | 0 | 0 | 0 | 0 | 0 | 0 | 0 | 0 | 0 | 0 | 0 | 0 | 0 | 0 | 0 | 0 | 0 | 0 |  | 0 | 0 | 0 | 0 | 0 | 0 | 0 | 0 | 0 | 0 | 0 | 0 | 0 | 0 | 0 | 0 | 0 | 0 | 0 | 0 | 0 | 0 | 0 | 0 | 0 | 0 | 0 | 0 | 0 | 0 | 0 | 0 | 0 | 0 | 0 | 0 |  | 0 | 0 | 0 | 0 | 0 | 0 | 0 | 0 | 0 | 0 | 0 | 0 | 0 | 0 | 0 | 0 | 0 | 0 | 0 | 0 | 0 | 0 | 0 | 0 | 0 | 0 | 0 | 0 | 0 | 0 | 0 | 0 | 0 | 0 | 0 | 0 |  | 0 | 0 | 0 | 0 | 0 | 0 | 0 | 0 | 0 | 0 | 0 | 0 | 0 | 0 | 0 | 0 | 0 | 0 | 0 | 0 | 0 | 0 | 0 | 0 | 0 | 0 | 0 | 0 | 0 | 0 | 0 | 0 | 0 | 0 | 0 | 0 |  | 0 | 0 | 0 | 0 | 0 | 0 | 0 | 0 | 0 | 0 | 0 | 0 | 0 | 0 | 0 | 0 | 0 | 0 | 0 | 0 | 0 | 0 | 0 | 0 | 0 | 0 | 0 | 0 | 0 | 0 | 0 | 0 | 0 | 0 | 0 | 0 |  | 1 | 1 | 1 | 1 | 1 | 1 | 1 | 1 | 1 | 0
EOP | Beatty | 230 | 436 | 0 | 0 | 0 | 0 | 0 | 0 | 0 | 0 | 0 | 0 | 0 | 500 | 0 | 500 | 0 | 0 | 0 | 0 | 1 |  | 0 | 0 | 0 | 0 | 0 | 0 | 0 | 0 | 0 | 0 | 0 | 0 | 0 | 0 | 0 | 0 | 0 | 0 | 2 | 2 | 0 | 0 | 0 | 0 | 0 | 0 | 0 | 0 | 0 | 2 | 2 | 0 | 0 | 0 | 0 | 1 |  | 0 | 0 | 0 | 0 | 0 | 0 | 0 | 0 | 0 | 0 | 0 | 0 | 508.56 | 0 | 515.08 | 0 | 0 | 1 | 2 | 2 | 0 | 0 | 0 | 0 | 0 | 0 | 0 | 0 | 0 | 2 | 0 | 0 | -2 | 0 | 0 | 1 |  | 0 | 0 | 0 | 0 | 0 | 0 | 0 | 0 | 0 | 0 | 0 | 0 | 508.56 | 0 | 515.08 | 0 | 0 | 1 | 2 | 2 | 0 | 0 | 0 | 0 | 0 | 0 | 0 | 0 | 0 | 2 | 0 | 0 | -2 | 0 | 0 | 1 |  | 0 | 0 | 0 | 0 | 0 | 0 | 0 | 0 | 0 | 0 | 0 | 0 | 508.56 | 0 | 515.08 | 0 | 0 | 1 | 2 | 2 | 0 | 0 | 0 | 0 | 0 | 0 | 0 | 0 | 0 | 2 | 0 | 0 | -2 | 0 | 0 | 1 |  | 5- | 1 | 1 | 1 | 1 | 1 | 1 | 4+ | 1 | 1
PG&E NGBA | Belden | 230 | 0 | 0 | 0 | 0 | 0 | 0 | 0 | 0 | 0 | 0 | 0 | 0 | 0 | 0 | 0 | 0 | 0 | 0 | 0 | 0 |  | 0 | 0 | 0 | 0 | 0 | 0 | 0 | 0 | 0 | 0 | 0 | 0 | 0 | 0 | 0 | 0 | 0 | 0 | 0 | 0 | 0 | 0 | 0 | 0 | 0 | 0 | 0 | 0 | 0 | 0 | 0 | 0 | 0 | 0 | 0 | 0 |  | 0 | 0 | 0 | 0 | 0 | 0 | 0 | 0 | 0 | 0 | 0 | 0 | 0 | 0 | 0 | 0 | 0 | 0 | 0 | 0 | 0 | 0 | 0 | 0 | 0 | 0 | 0 | 0 | 0 | 0 | 0 | 0 | 0 | 0 | 0 | 0 |  | 0 | 0 | 0 | 0 | 0 | 0 | 0 | 0 | 0 | 0 | 0 | 0 | 0 | 0 | 0 | 0 | 0 | 0 | 0 | 0 | 0 | 0 | 0 | 0 | 0 | 0 | 0 | 0 | 0 | 0 | 0 | 0 | 0 | 0 | 0 | 0 |  | 0 | 0 | 0 | 0 | 0 | 0 | 0 | 0 | 0 | 0 | 0 | 0 | 0 | 0 | 0 | 0 | 0 | 0 | 0 | 0 | 0 | 0 | 0 | 0 | 0 | 0 | 0 | 0 | 0 | 0 | 0 | 0 | 0 | 0 | 0 | 0 |  | 1 | 1 | 1 | 1 | 1 | 1 | 1 | 1 | 1 | 0
PG&E NGBA | Bell | 115 | 0 | 0 | 0 | 0 | 0 | 0 | 0 | 0 | 0 | 0 | 0 | 0 | 0 | 0 | 0 | 0 | 0 | 0 | 0 | 0 |  | 0 | 0 | 0 | 0 | 0 | 0 | 0 | 0 | 0 | 0 | 0 | 0 | 0 | 0 | 0 | 0 | 0 | 0 | 0 | 0 | 0 | 0 | 0 | 0 | 0 | 0 | 0 | 0 | 0 | 0 | 0 | 0 | 0 | 0 | 0 | 0 |  | 0 | 0 | 0 | 0 | 0 | 0 | 0 | 0 | 0 | 0 | 0 | 0 | 0 | 0 | 0 | 0 | 0 | 0 | 0 | 0 | 0 | 0 | 0 | 0 | 0 | 0 | 0 | 0 | 0 | 0 | 0 | 0 | 0 | 0 | 0 | 0 |  | 0 | 0 | 0 | 0 | 0 | 0 | 0 | 0 | 0 | 0 | 0 | 0 | 0 | 0 | 0 | 0 | 0 | 0 | 0 | 0 | 0 | 0 | 0 | 0 | 0 | 0 | 0 | 0 | 0 | 0 | 0 | 0 | 0 | 0 | 0 | 0 |  | 0 | 0 | 0 | 0 | 0 | 0 | 0 | 0 | 0 | 0 | 0 | 0 | 0 | 0 | 0 | 0 | 0 | 0 | 0 | 0 | 0 | 0 | 0 | 0 | 0 | 0 | 0 | 0 | 0 | 0 | 0 | 0 | 0 | 0 | 0 | 0 |  | 1 | 1 | 1 | 1 | 1 | 1 | 1 | 1 | 1 | 0
PG&E NGBA | Bellevue | 115 | 0 | 0 | 0 | 0 | 0 | 0 | 0 | 0 | 0 | 0 | 0 | 0 | 0 | 0 | 0 | 0 | 0 | 0 | 0 | 0 |  | 0 | 0 | 0 | 0 | 0 | 0 | 0 | 0 | 0 | 0 | 0 | 0 | 0 | 0 | 0 | 0 | 0 | 0 | 0 | 0 | 0 | 0 | 0 | 0 | 0 | 0 | 0 | 0 | 0 | 0 | 0 | 0 | 0 | 0 | 0 | 0 |  | 0 | 0 | 0 | 0 | 0 | 0 | 0 | 0 | 0 | 0 | 0 | 0 | 0 | 0 | 0.03026 | 0 | 0 | 1 | 0 | 0 | 0 | 0 | 0 | 0 | 0 | 0 | 0 | 0 | 0 | 0 | 0 | 0 | 0 | 0 | 0 | 0 |  | 0 | 0 | 0 | 0 | 0 | 0 | 0 | 0 | 0 | 0 | 0 | 0 | 0 | 0 | 0.03026 | 0 | 0 | 1 | 0 | 0 | 0 | 0 | 0 | 0 | 0 | 0 | 0 | 0 | 0 | 0 | 0 | 0 | 0 | 0 | 0 | 0 |  | 0 | 0 | 0 | 0 | 0 | 0 | 0 | 0 | 0 | 0 | 0 | 0 | 26.247 | 0 | 0.03026 | 0 | 0 | 1 | 0 | 0 | 0 | 0 | 0 | 0 | 0 | 0 | 0 | 0 | 0 | 0 | -2 | 0 | 0 | 0 | 0 | 1 |  | 1 | 1 | 1 | 1 | 1 | 1 | 1+ | 1 | 1 | 1
PG&E GBA | Bellota | 115 | 0 | 0 | 0 | 0 | 0 | 0 | 0 | 0 | 0 | 0 | 0 | 0 | 0 | 0 | 0 | 0 | 0 | 0 | 0 | 0 |  | 0 | 0 | 0 | 0 | 0 | 0 | 0 | 0 | 0 | 0 | 0 | 0 | 0 | 0 | 0 | 0 | 0 | 0 | 0 | 0 | 0 | 0 | 0 | 0 | 0 | 0 | 0 | 0 | 0 | 0 | 0 | 0 | 0 | 0 | 0 | 0 |  | 0 | 0 | 0 | 0 | 0 | 0 | 0 | 0 | 0 | 0 | 0 | 0 | 0 | 0 | 0 | 0 | 0 | 0 | 0 | 0 | 0 | 0 | 0 | 0 | 0 | 0 | 0 | 0 | 0 | 0 | 0 | 0 | 0 | 0 | 0 | 0 |  | 0 | 0 | 0 | 0 | 0 | 0 | 0 | 0 | 0 | 0 | 0 | 0 | 0 | 0 | 365.12 | 0 | 0 | 1 | 0 | 0 | 0 | 0 | 0 | 0 | 0 | 0 | 0 | 0 | 0 | 0 | 0 | 0 | -2 | 0 | 0 | 1 |  | 0 | 0 | 0 | 0 | 0 | 0 | 0 | 0 | 0 | 0 | 0 | 0 | 0 | 0 | 365.12 | 0 | 0 | 1 | 0 | 0 | 0 | 0 | 0 | 0 | 0 | 0 | 0 | 0 | 0 | 0 | 0 | 0 | -1 | 0 | 0 | 1 |  | 1 | 1 | 1 | 1 | 1 | 1 | 1 | 2+ | 1 | 1
PG&E GBA | Bellota | 230 | 0 | 0 | 0 | 0 | 0 | 0 | 0 | 0 | 0 | 0 | 0 | 0 | 0 | 0 | 0 | 0 | 0 | 0 | 0 | 0 |  | 0 | 0 | 0 | 0 | 0 | 0 | 0 | 0 | 0 | 0 | 0 | 0 | 0 | 0 | 0 | 0 | 0 | 0 | 0 | 0 | 0 | 0 | 0 | 0 | 0 | 0 | 0 | 0 | 0 | 0 | 0 | 0 | 0 | 0 | 0 | 0 |  | 0 | 0 | 0 | 0 | 0 | 0 | 0 | 0 | 0 | 0 | 0 | 0 | 0 | 0 | 0 | 0 | 0 | 0 | 0 | 0 | 0 | 0 | 0 | 0 | 0 | 0 | 0 | 0 | 0 | 0 | 0 | 0 | 0 | 0 | 0 | 0 |  | 0 | 0 | 0 | 0 | 0 | 0 | 0 | 0 | 0 | 0 | 0 | 0 | 0 | 0 | 0 | 0 | 0 | 0 | 0 | 0 | 0 | 0 | 0 | 0 | 0 | 0 | 0 | 0 | 0 | 0 | 0 | 0 | 0 | 0 | 0 | 0 |  | 0 | 0 | 0 | 0 | 0 | 0 | 0 | 514.08 | 0 | 0 | 0 | 0 | 0 | 0 | 514.08 | 0 | 0 | 1 | 0 | 0 | 0 | 0 | 0 | 0 | 0 | -2 | 0 | 0 | 0 | 0 | 0 | 0 | -2 | 0 | 0 | 1 |  | 1 | 1 | 1 | 1+ | 1 | 1 | 1 | 1+ | 1 | 1
SCE Northern | Big Creek | 230 | 0 | 0 | 0 | 0 | 0 | 0 | 0 | 0 | 0 | 0 | 0 | 0 | 192 | 0 | 192 | 0 | 0 | 0 | 100 | 1 |  | 0 | 0 | 0 | 0 | 0 | 0 | 0 | 0 | 0 | 0 | 0 | 0 | 0 | 0 | 0 | 0 | 0 | 0 | 0 | 0 | 0 | 0 | 0 | 0 | 0 | 0 | 0 | 0 | 0 | 2 | 2 | 0 | 0 | 2 | 2 | 1 |  | 0 | 0 | 0 | 0 | 0 | 0 | 0 | 0 | 0 | 0 | 0 | 0 | 0 | 0 | 0 | 0 | 0 | 0 | 0 | 0 | 0 | 0 | 0 | 0 | 0 | 0 | 0 | 0 | 0 | 2 | 2 | 0 | 0 | 2 | 2 | 1 |  | 0 | 0 | 0 | 0 | 0 | 0 | 0 | 0 | 0 | 0 | 0 | 0 | 0 | 0 | 0 | 0 | 0 | 0 | 0 | 0 | 0 | 0 | 0 | 0 | 0 | 0 | 0 | 0 | 0 | 2 | 2 | 0 | 0 | 2 | 2 | 1 |  | 0 | 0 | 0 | 0 | 0 | 0 | 0 | 0 | 0 | 0 | 0 | 0 | 0 | 0 | 0 | 0 | 0 | 0 | 0 | 0 | 0 | 0 | 0 | 0 | 0 | 0 | 0 | 0 | 0 | 2 | 2 | 0 | 0 | 2 | 2 | 1 |  | 1 | 1 | 1 | 1 | 1 | 1 | 5- | 1 | 5- | 1
PG&E FRESNO | Biola | 70 | 0 | 0 | 0 | 0 | 0 | 0 | 0 | 0 | 0 | 0 | 0 | 0 | 0 | 0 | 0 | 0 | 78 | 78 | 0 | 1 |  | 0 | 0 | 0 | 0 | 0 | 0 | 0 | 0 | 0 | 0 | 0 | 0 | 0 | 0 | 0 | 0 | 0 | 0 | 0 | 0 | 0 | 0 | 0 | 0 | 0 | 0 | 0 | 0 | 0 | 0 | 0 | 2 | 2 | 0 | 0 | 1 |  | 0 | 0 | 0 | 0 | 0 | 0 | 0 | 0 | 0 | 0 | 0 | 0 | 0 | 0 | 0 | 0 | 0 | 0 | 0 | 0 | 0 | 0 | 0 | 0 | 0 | 0 | 0 | 0 | 0 | 0 | 0 | 2 | 2 | 0 | 0 | 1 |  | 0 | 0 | 0 | 0 | 0 | 0 | 0 | 0 | 0 | 0 | 0 | 0 | 0 | 0 | 0 | 0 | 0 | 0 | 0 | 0 | 0 | 0 | 0 | 0 | 0 | 0 | 0 | 0 | 0 | 0 | 0 | 2 | 2 | 0 | 0 | 1 |  | 0 | 0 | 0 | 0 | 0 | 0 | 0 | 0 | 0 | 0 | 0 | 0 | 0 | 0 | 0 | 0 | 0 | 0 | 0 | 0 | 0 | 0 | 0 | 0 | 0 | 0 | 0 | 0 | 0 | 0 | 0 | 2 | 2 | 0 | 0 | 1 |  | 1 | 1 | 1 | 1 | 1 | 1 | 1 | 5- | 1 | 1
PG&E GBA | Birds Landing | 230 | 0 | 0 | 0 | 0 | 0 | 0 | 0 | 0 | 0 | 0 | 0 | 0 | 0 | 0 | 0 | 0 | 0 | 0 | 0 | 0 |  | 0 | 0 | 0 | 0 | 0 | 207.2 | 0 | 0 | 0 | 0 | 0 | 0 | 205.02 | 65.02 | 295.94 | 0 | 0 | 1 | 0 | 0 | 0 | 0 | 0 | -2 | 0 | 0 | 0 | 0 | 0 | 0 | -2 | -2 | -2 | 0 | 0 | 1 |  | 0 | 0 | 0 | 0 | 0 | 0 | 0 | 0 | 0 | 0 | 0 | 0 | 0 | 65.02 | 92 | 0 | 0 | 1 | 0 | 0 | 0 | 0 | 0 | 0 | 0 | 0 | 0 | 0 | 0 | 0 | 0 | -2 | -2 | 0 | 0 | 1 |  | 0 | 0 | 0 | 0 | 0 | 0 | 0 | 0 | 0 | 0 | 0 | 0 | 0 | 46.02 | 174.62 | 0 | 0 | 1 | 0 | 0 | 0 | 0 | 0 | 0 | 0 | 0 | 0 | 0 | 0 | 0 | 0 | -2 | -2 | 0 | 0 | 1 |  | 0 | 0 | 0 | 0 | 0 | 0 | 0 | 0 | 0 | 0 | 0 | 0 | 30 | 65.02 | 212.62 | 0 | 0 | 1 | 0 | 0 | 0 | 0 | 0 | 0 | 0 | 0 | 0 | 0 | 0 | 0 | -2 | -2 | -2 | 0 | 0 | 1 |  | 1 | 1 | 1 | 1 | 1 | 1 | 1+ | 4+ | 1 | 1
SCE Northern | Bliss | 66 | 0 | 0 | 0 | 0 | 0 | 0 | 0 | 0 | 0 | 0 | 0 | 0 | 0 | 0 | 0 | 0 | 0 | 0 | 0 | 0 |  | 0 | 0 | 0 | 0 | 0 | 0 | 0 | 0 | 0 | 0 | 0 | 0 | 0 | 0 | 0 | 0 | 0 | 0 | 0 | 0 | 0 | 0 | 0 | 0 | 0 | 0 | 0 | 0 | 0 | 0 | 0 | 0 | 0 | 0 | 0 | 0 |  | 0 | 0 | 0 | 0 | 0 | 0 | 0 | 0 | 0 | 0 | 0 | 0 | 0 | 0 | 0 | 0 | 0 | 0 | 0 | 0 | 0 | 0 | 0 | 0 | 0 | 0 | 0 | 0 | 0 | 0 | 0 | 0 | 0 | 0 | 0 | 0 |  | 0 | 0 | 0 | 0 | 0 | 0 | 0 | 0 | 0 | 0 | 0 | 0 | 0 | 0 | 0 | 0 | 0 | 0 | 0 | 0 | 0 | 0 | 0 | 0 | 0 | 0 | 0 | 0 | 0 | 0 | 0 | 0 | 0 | 0 | 0 | 0 |  | 0 | 0 | 0 | 0 | 0 | 0 | 0 | 0 | 0 | 0 | 0 | 0 | 0 | 0 | 0 | 0 | 0 | 0 | 0 | 0 | 0 | 0 | 0 | 0 | 0 | 0 | 0 | 0 | 0 | 0 | 0 | 0 | 0 | 0 | 0 | 0 |  | 1 | 1 | 1 | 1 | 1 | 1 | 1 | 1 | 1 | 0
SCE Eastern | Blythe | 161 | 0 | 0 | 0 | 0 | 0 | 0 | 0 | 0 | 0 | 0 | 0 | 0 | 0 | 0 | 0 | 0 | 0 | 0 | 0 | 0 |  | 0 | 0 | 0 | 0 | 0 | 0 | 0 | 0 | 0 | 0 | 0 | 0 | 0 | 0 | 0 | 0 | 0 | 0 | 0 | 0 | 0 | 0 | 0 | 0 | 0 | 0 | 0 | 0 | 0 | 0 | 0 | 0 | 0 | 0 | 0 | 0 |  | 0 | 0 | 0 | 0 | 0 | 0 | 0 | 0 | 0 | 0 | 6.684 | 0 | 11.684 | 0 | 6.134 | 0 | 0 | 1 | 0 | 0 | 0 | 0 | 0 | 0 | 0 | 0 | 0 | 0 | -2 | 0 | -2 | 0 | -2 | 0 | 0 | 1 |  | 0 | 0 | 0 | 0 | 0 | 0 | 0 | 0 | 0 | 0 | 6.684 | 0 | 11.684 | 0 | 6.134 | 0 | 0 | 1 | 0 | 0 | 0 | 0 | 0 | 0 | 0 | 0 | 0 | 0 | -2 | 0 | -2 | 0 | -2 | 0 | 0 | 1 |  | 0 | 0 | 0 | 0 | 0 | 0 | 0 | 0 | 0 | 0 | 10.204 | 0 | 26.204 | 0 | 6.134 | 0 | 0 | 1 | 0 | 0 | 0 | 0 | 0 | 0 | 0 | 0 | 0 | 0 | -2 | 0 | -2 | 0 | 0 | 0 | 0 | 1 |  | 1 | 1 | 1 | 1 | 1 | 4+ | 4+ | 4+ | 1 | 1
PG&E NGBA | Bogue | 115 | 0 | 0 | 0 | 0 | 0 | 0 | 0 | 0 | 0 | 0 | 0 | 0 | 0 | 0 | 0 | 0 | 0 | 0 | 0 | 0 |  | 0 | 0 | 0 | 0 | 0 | 0 | 0 | 0 | 0 | 0 | 0 | 0 | 0 | 0 | 0 | 0 | 0 | 0 | 0 | 0 | 0 | 0 | 0 | 0 | 0 | 0 | 0 | 0 | 0 | 0 | 0 | 0 | 0 | 0 | 0 | 0 |  | 0 | 0 | 0 | 0 | 0 | 0 | 0 | 0 | 0 | 0 | 0 | 0 | 0 | 0 | 0 | 0 | 0 | 0 | 0 | 0 | 0 | 0 | 0 | 0 | 0 | 0 | 0 | 0 | 0 | 0 | 0 | 0 | 0 | 0 | 0 | 0 |  | 0 | 0 | 0 | 0 | 0 | 0 | 0 | 0 | 0 | 0 | 0 | 0 | 0 | 0 | 0 | 0 | 0 | 0 | 0 | 0 | 0 | 0 | 0 | 0 | 0 | 0 | 0 | 0 | 0 | 0 | 0 | 0 | 0 | 0 | 0 | 0 |  | 0 | 0 | 0 | 0 | 0 | 0 | 0 | 0 | 0 | 0 | 0 | 0 | 0 | 0 | 0 | 0 | 0 | 0 | 0 | 0 | 0 | 0 | 0 | 0 | 0 | 0 | 0 | 0 | 0 | 0 | 0 | 0 | 0 | 0 | 0 | 0 |  | 1 | 1 | 1 | 1 | 1 | 1 | 1 | 1 | 1 | 0
PG&E FRESNO | Borden | 230 | 0 | 0 | 0 | 0 | 0 | 0 | 0 | 0 | 0 | 0 | 0 | 0 | 0 | 0 | 0 | 0 | 0 | 0 | 0 | 0 |  | 0 | 0 | 0 | 0 | 0 | 0 | 0 | 0 | 0 | 0 | 0 | 0 | 0 | 0 | 0 | 0 | 0 | 0 | 0 | 0 | 0 | 0 | 0 | 0 | 0 | 0 | 0 | 0 | 0 | 0 | 0 | 0 | 0 | 0 | 0 | 0 |  | 0 | 0 | 0 | 0 | 0 | 0 | 0 | 0 | 0 | 0 | 0 | 0 | 0 | 0 | 0 | 0 | 0 | 0 | 0 | 0 | 0 | 0 | 0 | 0 | 0 | 0 | 0 | 0 | 0 | 0 | 0 | 0 | 0 | 0 | 0 | 0 |  | 0 | 0 | 0 | 0 | 0 | 0 | 0 | 0 | 0 | 0 | 0 | 0 | 203.2 | 0 | 406.899 | 0 | 0 | 1 | 0 | 0 | 0 | 0 | 0 | 0 | 0 | 0 | 0 | 0 | 0 | 0 | -2 | 0 | -2 | 0 | 0 | 1 |  | 0 | 0 | 0 | 0 | 0 | 0 | 0 | 0 | 0 | 0 | 0 | 0 | 203.2 | 0 | 406.899 | 0 | 0 | 1 | 0 | 0 | 0 | 0 | 0 | 0 | 0 | 0 | 0 | 0 | 0 | 0 | -2 | 0 | -1 | 0 | 0 | 1 |  | 1 | 1 | 1 | 1 | 1 | 1 | 2+ | 2+ | 1 | 1
PG&E FRESNO | Borden | 70 | 0 | 0 | 0 | 0 | 0 | 0 | 0 | 0 | 0 | 0 | 0 | 0 | 0 | 0 | 0 | 0 | 0 | 0 | 0 | 0 |  | 0 | 0 | 0 | 0 | 0 | 0 | 0 | 0 | 0 | 0 | 0 | 0 | 0 | 0 | 0 | 0 | 0 | 0 | 0 | 0 | 0 | 0 | 0 | 0 | 0 | 0 | 0 | 0 | 0 | 0 | 0 | 0 | 0 | 0 | 0 | 0 |  | 0 | 0 | 0 | 0 | 0 | 0 | 0 | 0 | 0 | 0 | 0 | 0 | 0 | 0 | 0 | 0 | 0 | 0 | 0 | 0 | 0 | 0 | 0 | 0 | 0 | 0 | 0 | 0 | 0 | 0 | 0 | 0 | 0 | 0 | 0 | 0 |  | 0 | 0 | 0 | 0 | 0 | 0 | 0 | 0 | 0 | 0 | 0 | 0 | 0 | 0 | 0 | 0 | 0 | 0 | 0 | 0 | 0 | 0 | 0 | 0 | 0 | 0 | 0 | 0 | 0 | 0 | 0 | 0 | 0 | 0 | 0 | 0 |  | 0 | 0 | 0 | 0 | 0 | 0 | 0 | 0 | 0 | 0 | 0 | 0 | 0 | 0 | 0 | 0 | 0 | 0 | 0 | 0 | 0 | 0 | 0 | 0 | 0 | 0 | 0 | 0 | 0 | 0 | 0 | 0 | 0 | 0 | 0 | 0 |  | 1 | 1 | 1 | 1 | 1 | 1 | 1 | 1 | 1 | 0
SDGE | Boulevard East | 138 | 0 | 0 | 180 | 0 | 180 | 0 | 0 | 0 | 0 | 0 | 0 | 0 | 20 | 10 | 30 | 0 | 0 | 0 | 0 | 1 |  | 0 | 0 | 0 | 0 | 0 | 63.3 | 0 | 0 | 0 | 0 | 0 | 0 | 0 | 0 | 0 | 0 | 0 | 1 | 0 | 0 | 0 | 0 | 2 | 2 | 0 | 0 | 0 | 0 | 0 | 2 | 2 | 0 | 0 | 0 | 0 | 1 |  | 0 | 0 | 0 | 0 | 0 | 63.3 | 0 | 0 | 0 | 0 | 0 | 0 | 0 | 200 | 206.31 | 0 | 0 | 1 | 0 | 0 | 0 | 0 | 2 | 2 | 0 | 0 | 0 | 0 | 0 | 2 | 2 | -2 | -2 | 0 | 0 | 1 |  | 0 | 0 | 0 | 0 | 0 | 63.3 | 0 | 0 | 0 | 0 | 0 | 0 | 0 | 200 | 206.31 | 0 | 0 | 1 | 0 | 0 | 0 | 0 | 2 | 2 | 0 | 0 | 0 | 0 | 0 | 2 | 2 | -2 | -2 | 0 | 0 | 1 |  | 0 | 0 | 0 | 0 | 0 | 63.3 | 0 | 0 | 0 | 0 | 0 | 0 | 2 | 200 | 208.31 | 0 | 0 | 1 | 0 | 0 | 0 | 0 | 2 | 2 | 0 | 0 | 0 | 0 | 0 | 2 | 2 | -2 | -2 | 0 | 0 | 1 |  | 1 | 1 | 5- | 1 | 1 | 1 | 5- | 4+ | 1 | 1
SDGE | Boulevard East | 69 | 0 | 0 | 0 | 0 | 0 | 0 | 0 | 0 | 0 | 0 | 0 | 0 | 0 | 0 | 0 | 0 | 0 | 0 | 0 | 0 |  | 0 | 0 | 0 | 0 | 0 | 0 | 0 | 0 | 0 | 0 | 0 | 0 | 71.88 | 0 | 0 | 0 | 0 | 1 | 0 | 0 | 0 | 0 | 0 | 0 | 0 | 0 | 0 | 0 | 0 | 0 | -2 | 0 | 0 | 0 | 0 | 1 |  | 0 | 0 | 0 | 0 | 0 | 0 | 0 | 0 | 0 | 0 | 0 | 0 | 20 | 17.4 | 17.4 | 0 | 0 | 1 | 0 | 0 | 0 | 0 | 0 | 0 | 0 | 0 | 0 | 0 | 0 | 0 | -2 | -2 | -2 | 0 | 0 | 1 |  | 0 | 0 | 0 | 0 | 0 | 0 | 0 | 0 | 0 | 0 | 0 | 0 | 20 | 17.4 | 17.4 | 0 | 0 | 1 | 0 | 0 | 0 | 0 | 0 | 0 | 0 | 0 | 0 | 0 | 0 | 0 | -2 | -2 | -2 | 0 | 0 | 1 |  | 0 | 0 | 0 | 0 | 0 | 0 | 0 | 0 | 0 | 0 | 0 | 0 | 20 | 17.4 | 17.4 | 0 | 0 | 1 | 0 | 0 | 0 | 0 | 0 | 0 | 0 | 0 | 0 | 0 | 0 | 0 | -2 | -2 | -2 | 0 | 0 | 1 |  | 1 | 1 | 1 | 1 | 1 | 1 | 4+ | 4+ | 1 | 1
PG&E GBA | Brentwood | 230 | 0 | 0 | 0 | 0 | 0 | 0 | 0 | 0 | 0 | 0 | 0 | 0 | 0 | 50 | 50 | 0 | 0 | 0 | 0 | 1 |  | 0 | 0 | 0 | 0 | 0 | 0 | 0 | 0 | 0 | 0 | 0 | 0 | 0 | 0 | 0 | 0 | 0 | 0 | 0 | 0 | 0 | 0 | 0 | 0 | 0 | 0 | 0 | 0 | 0 | 0 | 2 | 0 | 0 | 0 | 0 | 1 |  | 0 | 0 | 0 | 0 | 0 | 0 | 0 | 0 | 0 | 0 | 0 | 0 | 5.5 | 0 | 0 | 0 | 0 | 1 | 0 | 0 | 0 | 0 | 0 | 0 | 0 | 0 | 0 | 0 | 0 | 0 | 2 | 0 | 0 | 0 | 0 | 1 |  | 0 | 0 | 0 | 0 | 0 | 0 | 0 | 0 | 0 | 0 | 0 | 0 | 5.5 | 0 | 0 | 0 | 0 | 1 | 0 | 0 | 0 | 0 | 0 | 0 | 0 | 0 | 0 | 0 | 0 | 0 | 2 | 0 | 0 | 0 | 0 | 1 |  | 0 | 0 | 0 | 0 | 0 | 0 | 0 | 0 | 0 | 0 | 0 | 0 | 5.5 | 0 | 4.99 | 0 | 0 | 1 | 0 | 0 | 0 | 0 | 0 | 0 | 0 | 0 | 0 | 0 | 0 | 0 | 2 | 0 | 0 | 0 | 0 | 1 |  | 1 | 1 | 1 | 1 | 1 | 1 | 5- | 1 | 1 | 1
PG&E NGBA | Bridgeville | 115 | 0 | 0 | 0 | 0 | 0 | 0 | 0 | 0 | 0 | 0 | 0 | 0 | 0 | 0 | 0 | 0 | 0 | 0 | 0 | 0 |  | 0 | 0 | 0 | 0 | 0 | 0 | 0 | 0 | 0 | 0 | 0 | 0 | 0 | 0 | 0 | 0 | 0 | 0 | 0 | 0 | 0 | 0 | 0 | 0 | 0 | 0 | 0 | 0 | 0 | 0 | 0 | 0 | 0 | 0 | 0 | 0 |  | 0 | 0 | 0 | 0 | 0 | 0 | 0 | 0 | 0 | 0 | 0 | 0 | 0 | 0 | 0 | 0 | 0 | 0 | 0 | 0 | 0 | 0 | 0 | 0 | 0 | 0 | 0 | 0 | 0 | 0 | 0 | 0 | 0 | 0 | 0 | 0 |  | 0 | 0 | 0 | 0 | 0 | 0 | 0 | 0 | 0 | 0 | 0 | 0 | 0 | 0 | 0 | 0 | 0 | 0 | 0 | 0 | 0 | 0 | 0 | 0 | 0 | 0 | 0 | 0 | 0 | 0 | 0 | 0 | 0 | 0 | 0 | 0 |  | 0 | 0 | 0 | 0 | 0 | 0 | 0 | 0 | 0 | 0 | 0 | 0 | 0 | 0 | 0 | 0 | 0 | 0 | 0 | 0 | 0 | 0 | 0 | 0 | 0 | 0 | 0 | 0 | 0 | 0 | 0 | 0 | 0 | 0 | 0 | 0 |  | 1 | 1 | 1 | 1 | 1 | 1 | 1 | 1 | 1 | 0
PG&E NGBA | Brighton | 115 | 0 | 0 | 0 | 0 | 0 | 0 | 0 | 0 | 0 | 0 | 0 | 0 | 0 | 0 | 0 | 0 | 0 | 0 | 0 | 0 |  | 0 | 0 | 0 | 0 | 0 | 0 | 0 | 0 | 0 | 0 | 0 | 0 | 0 | 0 | 0 | 0 | 0 | 0 | 0 | 0 | 0 | 0 | 0 | 0 | 0 | 0 | 0 | 0 | 0 | 0 | 0 | 0 | 0 | 0 | 0 | 0 |  | 0 | 0 | 0 | 0 | 0 | 0 | 0 | 0 | 0 | 0 | 0 | 0 | 0 | 0 | 0 | 0 | 0 | 0 | 0 | 0 | 0 | 0 | 0 | 0 | 0 | 0 | 0 | 0 | 0 | 0 | 0 | 0 | 0 | 0 | 0 | 0 |  | 0 | 0 | 0 | 0 | 0 | 0 | 0 | 0 | 0 | 0 | 0 | 0 | 0 | 0 | 0 | 0 | 0 | 0 | 0 | 0 | 0 | 0 | 0 | 0 | 0 | 0 | 0 | 0 | 0 | 0 | 0 | 0 | 0 | 0 | 0 | 0 |  | 0 | 0 | 0 | 0 | 0 | 0 | 0 | 0 | 0 | 0 | 0 | 0 | 0 | 0 | 0 | 0 | 0 | 0 | 0 | 0 | 0 | 0 | 0 | 0 | 0 | 0 | 0 | 0 | 0 | 0 | 0 | 0 | 0 | 0 | 0 | 0 |  | 1 | 1 | 1 | 1 | 1 | 1 | 1 | 1 | 1 | 0
PG&E NGBA | Brighton | 230 | 0 | 0 | 0 | 0 | 0 | 0 | 0 | 0 | 0 | 0 | 0 | 0 | 0 | 0 | 0 | 0 | 0 | 0 | 0 | 0 |  | 0 | 0 | 0 | 0 | 0 | 0 | 0 | 0 | 0 | 0 | 0 | 0 | 0 | 0 | 0 | 0 | 0 | 0 | 0 | 0 | 0 | 0 | 0 | 0 | 0 | 0 | 0 | 0 | 0 | 0 | 0 | 0 | 0 | 0 | 0 | 0 |  | 0 | 0 | 0 | 0 | 0 | 0 | 0 | 0 | 0 | 0 | 0 | 0 | 0 | 0 | 0 | 0 | 0 | 0 | 0 | 0 | 0 | 0 | 0 | 0 | 0 | 0 | 0 | 0 | 0 | 0 | 0 | 0 | 0 | 0 | 0 | 0 |  | 0 | 0 | 0 | 0 | 0 | 0 | 0 | 0 | 0 | 0 | 0 | 0 | 0 | 0 | 0 | 0 | 0 | 0 | 0 | 0 | 0 | 0 | 0 | 0 | 0 | 0 | 0 | 0 | 0 | 0 | 0 | 0 | 0 | 0 | 0 | 0 |  | 0 | 0 | 0 | 0 | 0 | 0 | 0 | 0 | 0 | 0 | 0 | 0 | 0 | 0 | 0 | 0 | 0 | 0 | 0 | 0 | 0 | 0 | 0 | 0 | 0 | 0 | 0 | 0 | 0 | 0 | 0 | 0 | 0 | 0 | 0 | 0 |  | 1 | 1 | 1 | 1 | 1 | 1 | 1 | 1 | 1 | 0
PG&E NGBA | Brunswick | 115 | 0 | 0 | 0 | 0 | 0 | 0 | 0 | 0 | 0 | 0 | 0 | 0 | 0 | 0 | 0 | 0 | 0 | 0 | 0 | 0 |  | 0 | 0 | 0 | 0 | 0 | 0 | 0 | 0 | 0 | 0 | 0 | 0 | 0 | 0 | 0 | 0 | 0 | 0 | 0 | 0 | 0 | 0 | 0 | 0 | 0 | 0 | 0 | 0 | 0 | 0 | 0 | 0 | 0 | 0 | 0 | 0 |  | 0 | 0 | 0 | 0 | 0 | 0 | 0 | 0 | 0 | 0 | 0 | 0 | 0 | 0 | 0 | 0 | 0 | 0 | 0 | 0 | 0 | 0 | 0 | 0 | 0 | 0 | 0 | 0 | 0 | 0 | 0 | 0 | 0 | 0 | 0 | 0 |  | 0 | 0 | 0 | 0 | 0 | 0 | 0 | 0 | 0 | 0 | 0 | 0 | 0 | 0 | 0 | 0 | 0 | 0 | 0 | 0 | 0 | 0 | 0 | 0 | 0 | 0 | 0 | 0 | 0 | 0 | 0 | 0 | 0 | 0 | 0 | 0 |  | 0 | 0 | 0 | 0 | 0 | 0 | 0 | 0 | 0 | 0 | 0 | 0 | 0 | 0 | 0 | 0 | 0 | 0 | 0 | 0 | 0 | 0 | 0 | 0 | 0 | 0 | 0 | 0 | 0 | 0 | 0 | 0 | 0 | 0 | 0 | 0 |  | 1 | 1 | 1 | 1 | 1 | 1 | 1 | 1 | 1 | 0
PG&E NGBA | Bucks Creek | 230 | 0 | 0 | 0 | 0 | 0 | 0 | 0 | 0 | 0 | 0 | 0 | 0 | 0 | 0 | 0 | 0 | 0 | 0 | 0 | 0 |  | 0 | 0 | 0 | 0 | 0 | 0 | 0 | 0 | 0 | 0 | 0 | 0 | 0 | 0 | 0 | 0 | 0 | 0 | 0 | 0 | 0 | 0 | 0 | 0 | 0 | 0 | 0 | 0 | 0 | 0 | 0 | 0 | 0 | 0 | 0 | 0 |  | 0 | 0 | 0 | 0 | 0 | 0 | 0 | 0 | 0 | 0 | 0 | 0 | 0 | 0 | 0 | 0 | 0 | 0 | 0 | 0 | 0 | 0 | 0 | 0 | 0 | 0 | 0 | 0 | 0 | 0 | 0 | 0 | 0 | 0 | 0 | 0 |  | 0 | 0 | 0 | 0 | 0 | 0 | 0 | 0 | 0 | 0 | 0 | 0 | 0 | 0 | 0 | 0 | 0 | 0 | 0 | 0 | 0 | 0 | 0 | 0 | 0 | 0 | 0 | 0 | 0 | 0 | 0 | 0 | 0 | 0 | 0 | 0 |  | 0 | 0 | 0 | 0 | 0 | 0 | 0 | 0 | 0 | 0 | 0 | 0 | 0 | 0 | 0 | 0 | 0 | 0 | 0 | 0 | 0 | 0 | 0 | 0 | 0 | 0 | 0 | 0 | 0 | 0 | 0 | 0 | 0 | 0 | 0 | 0 |  | 1 | 1 | 1 | 1 | 1 | 1 | 1 | 1 | 1 | 0
PG&E KERN | Buena Vista | 230 | 0 | 0 | 0 | 0 | 0 | 0 | 0 | 0 | 0 | 0 | 0 | 0 | 895 | 555 | 1450 | 0 | 100 | 100 | 0 | 1 |  | 0 | 0 | 0 | 0 | 0 | 0 | 0 | 0 | 0 | 0 | 0 | 0 | 0 | 0 | 0 | 0 | 0 | 0 | 0 | 0 | 0 | 0 | 0 | 0 | 0 | 0 | 0 | 0 | 0 | 2 | 2 | 2 | 2 | 0 | 0 | 1 |  | 0 | 0 | 0 | 0 | 0 | 0 | 0 | 0 | 0 | 0 | 0 | 0 | 0 | 0 | 0 | 0 | 0 | 0 | 0 | 0 | 0 | 0 | 0 | 0 | 0 | 0 | 0 | 0 | 0 | 2 | 2 | 2 | 2 | 0 | 0 | 1 |  | 0 | 0 | 0 | 0 | 0 | 0 | 0 | 0 | 0 | 0 | 0 | 0 | 0 | 0 | 0 | 0 | 0 | 0 | 0 | 0 | 0 | 0 | 0 | 0 | 0 | 0 | 0 | 0 | 0 | 2 | 2 | 2 | 2 | 0 | 0 | 1 |  | 0 | 0 | 0 | 0 | 0 | 0 | 0 | 0 | 0 | 0 | 0 | 0 | 0 | 0 | 0 | 0 | 0 | 0 | 0 | 0 | 0 | 0 | 0 | 0 | 0 | 0 | 0 | 0 | 0 | 2 | 2 | 2 | 2 | 0 | 0 | 1 |  | 1 | 1 | 1 | 1 | 1 | 1 | 5- | 5- | 1 | 1
PG&E FRESNO | Bullard | 115 | 0 | 0 | 0 | 0 | 0 | 0 | 0 | 0 | 0 | 0 | 0 | 0 | 0 | 0 | 0 | 0 | 0 | 0 | 0 | 0 |  | 0 | 0 | 0 | 0 | 0 | 0 | 0 | 0 | 0 | 0 | 0 | 0 | 0 | 0 | 0 | 0 | 0 | 0 | 0 | 0 | 0 | 0 | 0 | 0 | 0 | 0 | 0 | 0 | 0 | 0 | 0 | 0 | 0 | 0 | 0 | 0 |  | 0 | 0 | 0 | 0 | 0 | 0 | 0 | 0 | 0 | 0 | 0 | 0 | 11.7 | 0 | 0 | 0 | 0 | 1 | 0 | 0 | 0 | 0 | 0 | 0 | 0 | 0 | 0 | 0 | 0 | 0 | -2 | 0 | 0 | 0 | 0 | 1 |  | 0 | 0 | 0 | 0 | 0 | 0 | 0 | 0 | 0 | 0 | 0 | 0 | 11.7 | 0 | 0 | 0 | 0 | 1 | 0 | 0 | 0 | 0 | 0 | 0 | 0 | 0 | 0 | 0 | 0 | 0 | -2 | 0 | 0 | 0 | 0 | 1 |  | 0 | 0 | 0 | 0 | 0 | 0 | 0 | 0 | 0 | 0 | 0 | 0 | 12.75 | 0 | 0 | 0 | 0 | 1 | 0 | 0 | 0 | 0 | 0 | 0 | 0 | 0 | 0 | 0 | 0 | 0 | -2 | 0 | 0 | 0 | 0 | 1 |  | 1 | 1 | 1 | 1 | 1 | 1 | 4+ | 1 | 1 | 1
PG&E GBA | Burlingame | 115 | 0 | 0 | 50 | 0 | 50 | 0 | 0 | 0 | 0 | 0 | 0 | 0 | 60 | 0 | 60 | 0 | 0 | 0 | 0 | 1 |  | 0 | 0 | 0 | 0 | 0 | 0 | 0 | 0 | 0 | 0 | 0 | 0 | 0 | 0 | 0 | 0 | 0 | 0 | 0 | 0 | 0 | 0 | 2 | 2 | 0 | 0 | 0 | 0 | 0 | 2 | 2 | 0 | 0 | 0 | 0 | 1 |  | 0 | 0 | 0 | 0 | 0 | 0 | 0 | 0 | 0 | 0 | 0 | 0 | 0 | 0 | 0 | 0 | 0 | 0 | 0 | 0 | 0 | 0 | 2 | 2 | 0 | 0 | 0 | 0 | 0 | 2 | 2 | 0 | 0 | 0 | 0 | 1 |  | 0 | 0 | 0 | 0 | 0 | 0 | 0 | 0 | 0 | 0 | 0 | 0 | 0 | 0 | 0 | 0 | 0 | 0 | 0 | 0 | 0 | 0 | 2 | 2 | 0 | 0 | 0 | 0 | 0 | 2 | 2 | 0 | 0 | 0 | 0 | 1 |  | 0 | 0 | 0 | 0 | 0 | 0 | 0 | 0 | 0 | 0 | 0 | 0 | 0 | 0 | 0 | 0 | 0 | 0 | 0 | 0 | 0 | 0 | 2 | 2 | 0 | 0 | 0 | 0 | 0 | 2 | 2 | 0 | 0 | 0 | 0 | 1 |  | 1 | 1 | 5- | 1 | 1 | 1 | 5- | 1 | 1 | 1
PG&E NGBA | Burney Forest | 230 | 40 | 0 | 0 | 0 | 0 | 0 | 0 | 0 | 0 | 0 | 0 | 0 | 0 | 0 | 0 | 0 | 0 | 0 | 0 | 1 |  | 0 | 0 | 0 | 0 | 0 | 0 | 0 | 0 | 0 | 0 | 0 | 0 | 0 | 0 | 0 | 0 | 0 | 0 | 2 | 2 | 0 | 0 | 0 | 0 | 0 | 0 | 0 | 0 | 0 | 0 | 0 | 0 | 0 | 0 | 0 | 1 |  | 0 | 0 | 0 | 0 | 0 | 0 | 0 | 0 | 0 | 0 | 0 | 0 | 0 | 0 | 0 | 0 | 0 | 0 | 2 | 2 | 0 | 0 | 0 | 0 | 0 | 0 | 0 | 0 | 0 | 0 | 0 | 0 | 0 | 0 | 0 | 1 |  | 0 | 0 | 0 | 0 | 0 | 0 | 0 | 0 | 0 | 0 | 0 | 0 | 0 | 0 | 0 | 0 | 0 | 0 | 2 | 2 | 0 | 0 | 0 | 0 | 0 | 0 | 0 | 0 | 0 | 0 | 0 | 0 | 0 | 0 | 0 | 1 |  | 0 | 0 | 0 | 0 | 0 | 0 | 0 | 0 | 0 | 0 | 0 | 0 | 0 | 0 | 0 | 0 | 0 | 0 | 2 | 2 | 0 | 0 | 0 | 0 | 0 | 0 | 0 | 0 | 0 | 0 | 0 | 0 | 0 | 0 | 0 | 1 |  | 5- | 1 | 1 | 1 | 1 | 1 | 1 | 1 | 1 | 1
PG&E NGBA | Butte | 115 | 0 | 0 | 0 | 0 | 0 | 0 | 0 | 0 | 0 | 0 | 0 | 0 | 0 | 0 | 0 | 0 | 0 | 0 | 0 | 0 |  | 0 | 0 | 0 | 0 | 0 | 0 | 0 | 0 | 0 | 0 | 0 | 0 | 0 | 0 | 0 | 0 | 0 | 0 | 0 | 0 | 0 | 0 | 0 | 0 | 0 | 0 | 0 | 0 | 0 | 0 | 0 | 0 | 0 | 0 | 0 | 0 |  | 0 | 0 | 0 | 0 | 0 | 0 | 0 | 0 | 0 | 0 | 0 | 0 | 0.672 | 0 | 0 | 0 | 0 | 1 | 0 | 0 | 0 | 0 | 0 | 0 | 0 | 0 | 0 | 0 | 0 | 0 | 0 | 0 | 0 | 0 | 0 | 0 |  | 0 | 0 | 0 | 0 | 0 | 0 | 0 | 0 | 0 | 0 | 0 | 0 | 0.672 | 0 | 0 | 0 | 0 | 1 | 0 | 0 | 0 | 0 | 0 | 0 | 0 | 0 | 0 | 0 | 0 | 0 | 0 | 0 | 0 | 0 | 0 | 0 |  | 0 | 0 | 0 | 0 | 0 | 0 | 0 | 0 | 0 | 0 | 0 | 0 | 4.572 | 0 | 0 | 0 | 0 | 1 | 0 | 0 | 0 | 0 | 0 | 0 | 0 | 0 | 0 | 0 | 0 | 0 | -2 | 0 | 0 | 0 | 0 | 1 |  | 1 | 1 | 1 | 1 | 1 | 1 | 1+ | 1 | 1 | 1
PG&E KERN | Cabrillo | 115 | 0 | 0 | 0 | 0 | 0 | 0 | 0 | 0 | 0 | 0 | 0 | 0 | 0 | 80 | 80 | 0 | 0 | 0 | 0 | 1 |  | 0 | 0 | 0 | 0 | 0 | 0 | 0 | 0 | 0 | 0 | 0 | 0 | 0 | 0 | 0 | 0 | 0 | 0 | 0 | 0 | 0 | 0 | 0 | 0 | 0 | 0 | 0 | 0 | 0 | 0 | 2 | 0 | 0 | 0 | 0 | 1 |  | 0 | 0 | 0 | 0 | 0 | 0 | 0 | 0 | 0 | 0 | 0 | 0 | 0 | 0 | 0 | 0 | 0 | 0 | 0 | 0 | 0 | 0 | 0 | 0 | 0 | 0 | 0 | 0 | 0 | 0 | 2 | 0 | 0 | 0 | 0 | 1 |  | 0 | 0 | 0 | 0 | 0 | 0 | 0 | 0 | 0 | 0 | 0 | 0 | 0 | 0 | 0 | 0 | 0 | 0 | 0 | 0 | 0 | 0 | 0 | 0 | 0 | 0 | 0 | 0 | 0 | 0 | 2 | 0 | 0 | 0 | 0 | 1 |  | 0 | 0 | 0 | 0 | 0 | 110 | 0 | 0 | 0 | 0 | 0 | 0 | 50 | 0 | 0 | 0 | 0 | 1 | 0 | 0 | 0 | 0 | 0 | -2 | 0 | 0 | 0 | 0 | 0 | 0 | 2 | 0 | 0 | 0 | 0 | 1 |  | 1 | 1 | 1+ | 1 | 1 | 1 | 5- | 1 | 1 | 1
PG&E FRESNO | Cal Flats | 230 | 0 | 0 | 0 | 0 | 0 | 0 | 0 | 0 | 0 | 0 | 0 | 0 | 0 | 0 | 0 | 0 | 0 | 0 | 0 | 0 |  | 0 | 0 | 0 | 0 | 0 | 0 | 0 | 0 | 0 | 0 | 0 | 0 | 0 | 0 | 0 | 0 | 0 | 0 | 0 | 0 | 0 | 0 | 0 | 0 | 0 | 0 | 0 | 0 | 0 | 0 | 0 | 0 | 0 | 0 | 0 | 0 |  | 0 | 0 | 0 | 0 | 0 | 0 | 0 | 0 | 0 | 0 | 0 | 0 | 0 | 0 | 0 | 0 | 0 | 0 | 0 | 0 | 0 | 0 | 0 | 0 | 0 | 0 | 0 | 0 | 0 | 0 | 0 | 0 | 0 | 0 | 0 | 0 |  | 0 | 0 | 0 | 0 | 0 | 0 | 0 | 0 | 0 | 0 | 0 | 0 | 0 | 0 | 0 | 0 | 0 | 0 | 0 | 0 | 0 | 0 | 0 | 0 | 0 | 0 | 0 | 0 | 0 | 0 | 0 | 0 | 0 | 0 | 0 | 0 |  | 0 | 0 | 0 | 0 | 0 | 0 | 0 | 0 | 0 | 0 | 0 | 0 | 0 | 0 | 0 | 0 | 0 | 0 | 0 | 0 | 0 | 0 | 0 | 0 | 0 | 0 | 0 | 0 | 0 | 0 | 0 | 0 | 0 | 0 | 0 | 0 |  | 1 | 1 | 1 | 1 | 1 | 1 | 1 | 1 | 1 | 0
SCE NOL | Calcite | 230 | 0 | 0 | 0 | 0 | 0 | 0 | 0 | 0 | 0 | 0 | 0 | 0 | 106 | 0 | 106 | 0 | 0 | 0 | 0 | 1 |  | 0 | 0 | 0 | 0 | 0 | 0 | 0 | 0 | 0 | 0 | 0 | 200 | 400 | 236 | 250 | 0 | 0 | 1 | 0 | 0 | 0 | 0 | 0 | 0 | 0 | 0 | 0 | 0 | 0 | -2 | -2 | -2 | -2 | 0 | 0 | 1 |  | 0 | 0 | 0 | 0 | 0 | 0 | 0 | 0 | 0 | 0 | 0 | 0 | 200 | 186 | 200 | 0 | 0 | 1 | 0 | 0 | 0 | 0 | 0 | 0 | 0 | 0 | 0 | 0 | 0 | 2 | -2 | -2 | -2 | 0 | 0 | 1 |  | 0 | 0 | 0 | 0 | 0 | 0 | 0 | 0 | 0 | 0 | 0 | 0 | 256 | 241 | 256 | 0 | 0 | 1 | 0 | 0 | 0 | 0 | 0 | 0 | 0 | 0 | 0 | 0 | 0 | 2 | -2 | -2 | -2 | 0 | 0 | 1 |  | 0 | 0 | 0 | 0 | 0 | 0 | 0 | 288 | 0 | 0 | 0 | 0 | 896.0165 | 241 | 544 | 0 | 0 | 1 | 0 | 0 | 0 | 0 | 0 | 0 | 0 | -2 | 0 | 0 | 0 | 2 | -2 | -2 | -2 | 0 | 0 | 1 |  | 1 | 1 | 1 | 1+ | 1 | 1 | 4+ | 4+ | 1 | 1
PG&E KERN | Caliente | 230 | 0 | 0 | 0 | 0 | 0 | 0 | 0 | 0 | 0 | 0 | 0 | 0 | 0 | 0 | 0 | 0 | 0 | 0 | 200 | 1 |  | 0 | 0 | 0 | 0 | 0 | 0 | 0 | 0 | 0 | 0 | 0 | 0 | 0 | 0 | 75 | 0 | 0 | 1 | 0 | 0 | 0 | 0 | 0 | 0 | 0 | 0 | 0 | 0 | 0 | 0 | 0 | 0 | -2 | 2 | 2 | 1 |  | 0 | 0 | 0 | 0 | 0 | 0 | 0 | 0 | 0 | 0 | 0 | 0 | 0 | 0 | 0 | 0 | 0 | 0 | 0 | 0 | 0 | 0 | 0 | 0 | 0 | 0 | 0 | 0 | 0 | 0 | 0 | 0 | 0 | 2 | 2 | 1 |  | 0 | 0 | 0 | 0 | 0 | 0 | 0 | 0 | 0 | 0 | 0 | 0 | 0 | 0 | 75 | 0 | 0 | 1 | 0 | 0 | 0 | 0 | 0 | 0 | 0 | 0 | 0 | 0 | 0 | 0 | 0 | 0 | -2 | 2 | 2 | 1 |  | 0 | 0 | 0 | 0 | 0 | 0 | 0 | 0 | 0 | 0 | 0 | 0 | 0 | 0 | 75 | 0 | 0 | 1 | 0 | 0 | 0 | 0 | 0 | 0 | 0 | 0 | 0 | 0 | 0 | 0 | 0 | 0 | 0 | 2 | 2 | 1 |  | 1 | 1 | 1 | 1 | 1 | 1 | 1 | 2+ | 5- | 1
PG&E FRESNO | California Ave | 115 | 0 | 0 | 0 | 0 | 0 | 0 | 0 | 0 | 0 | 0 | 0 | 0 | 100 | 0 | 100 | 0 | 0 | 0 | 0 | 1 |  | 0 | 0 | 0 | 0 | 0 | 0 | 0 | 0 | 0 | 0 | 0 | 0 | 0 | 0 | 0 | 0 | 0 | 0 | 0 | 0 | 0 | 0 | 0 | 0 | 0 | 0 | 0 | 0 | 0 | 2 | 2 | 0 | 0 | 0 | 0 | 1 |  | 0 | 0 | 0 | 0 | 0 | 0 | 0 | 0 | 0 | 0 | 0 | 0 | 5.021 | 0 | 2.57 | 0 | 0 | 1 | 0 | 0 | 0 | 0 | 0 | 0 | 0 | 0 | 0 | 0 | 0 | 2 | 2 | 0 | 0 | 0 | 0 | 1 |  | 0 | 0 | 0 | 0 | 0 | 0 | 0 | 0 | 0 | 0 | 0 | 0 | 5.021 | 0 | 2.57 | 0 | 0 | 1 | 0 | 0 | 0 | 0 | 0 | 0 | 0 | 0 | 0 | 0 | 0 | 2 | 2 | 0 | 0 | 0 | 0 | 1 |  | 0 | 0 | 0 | 0 | 0 | 0 | 0 | 0 | 0 | 0 | 0 | 0 | 8.211 | 0 | 2.57 | 0 | 0 | 1 | 0 | 0 | 0 | 0 | 0 | 0 | 0 | 0 | 0 | 0 | 0 | 2 | 2 | 0 | 0 | 0 | 0 | 1 |  | 1 | 1 | 1 | 1 | 1 | 1 | 5- | 1 | 1 | 1
PG&E KERN | Callender | 115 | 0 | 0 | 0 | 0 | 0 | 0 | 0 | 0 | 0 | 0 | 0 | 0 | 0 | 0 | 0 | 0 | 0 | 0 | 0 | 0 |  | 0 | 0 | 0 | 0 | 0 | 0 | 0 | 0 | 0 | 0 | 0 | 0 | 0 | 0 | 0 | 0 | 0 | 0 | 0 | 0 | 0 | 0 | 0 | 0 | 0 | 0 | 0 | 0 | 0 | 0 | 0 | 0 | 0 | 0 | 0 | 0 |  | 0 | 0 | 0 | 0 | 0 | 0 | 0 | 0 | 0 | 0 | 0 | 0 | 0 | 0 | 0 | 0 | 0 | 0 | 0 | 0 | 0 | 0 | 0 | 0 | 0 | 0 | 0 | 0 | 0 | 0 | 0 | 0 | 0 | 0 | 0 | 0 |  | 0 | 0 | 0 | 0 | 0 | 0 | 0 | 0 | 0 | 0 | 0 | 0 | 0 | 0 | 0 | 0 | 0 | 0 | 0 | 0 | 0 | 0 | 0 | 0 | 0 | 0 | 0 | 0 | 0 | 0 | 0 | 0 | 0 | 0 | 0 | 0 |  | 0 | 0 | 0 | 0 | 0 | 0 | 0 | 0 | 0 | 0 | 0 | 0 | 0 | 0 | 0 | 0 | 0 | 0 | 0 | 0 | 0 | 0 | 0 | 0 | 0 | 0 | 0 | 0 | 0 | 0 | 0 | 0 | 0 | 0 | 0 | 0 |  | 1 | 1 | 1 | 1 | 1 | 1 | 1 | 1 | 1 | 0
PG&E NGBA | Calpella | 115 | 0 | 0 | 0 | 100 | 100 | 0 | 0 | 0 | 0 | 0 | 0 | 0 | 0 | 0 | 0 | 0 | 0 | 0 | 0 | 1 |  | 0 | 0 | 0 | 0 | 0 | 0 | 0 | 0 | 0 | 0 | 0 | 0 | 0 | 0 | 0 | 0 | 0 | 0 | 0 | 0 | 0 | 0 | 0 | 2 | 0 | 0 | 0 | 0 | 0 | 0 | 0 | 0 | 0 | 0 | 0 | 1 |  | 0 | 0 | 0 | 0 | 0 | 0 | 0 | 0 | 0 | 0 | 0 | 0 | 0 | 0 | 0 | 0 | 0 | 0 | 0 | 0 | 0 | 0 | 0 | 2 | 0 | 0 | 0 | 0 | 0 | 0 | 0 | 0 | 0 | 0 | 0 | 1 |  | 0 | 0 | 0 | 0 | 0 | 0 | 0 | 0 | 0 | 0 | 0 | 0 | 0 | 0 | 0 | 0 | 0 | 0 | 0 | 0 | 0 | 0 | 0 | 2 | 0 | 0 | 0 | 0 | 0 | 0 | 0 | 0 | 0 | 0 | 0 | 1 |  | 0 | 0 | 0 | 0 | 0 | 0 | 0 | 0 | 0 | 0 | 0 | 0 | 0 | 0 | 0 | 0 | 0 | 0 | 0 | 0 | 0 | 0 | 0 | 2 | 0 | 0 | 0 | 0 | 0 | 0 | 0 | 0 | 0 | 0 | 0 | 1 |  | 1 | 1 | 5- | 1 | 1 | 1 | 1 | 1 | 1 | 1
PG&E GBA | Camanche | 230 | 0 | 0 | 0 | 0 | 0 | 0 | 0 | 0 | 0 | 0 | 0 | 0 | 0 | 0 | 0 | 0 | 0 | 0 | 0 | 0 |  | 0 | 0 | 0 | 0 | 0 | 0 | 0 | 0 | 0 | 0 | 0 | 0 | 0 | 0 | 0 | 0 | 0 | 0 | 0 | 0 | 0 | 0 | 0 | 0 | 0 | 0 | 0 | 0 | 0 | 0 | 0 | 0 | 0 | 0 | 0 | 0 |  | 0 | 0 | 0 | 0 | 0 | 0 | 0 | 0 | 0 | 0 | 0 | 0 | 356.592 | 350 | 356.592 | 0 | 0 | 1 | 0 | 0 | 0 | 0 | 0 | 0 | 0 | 0 | 0 | 0 | 0 | 0 | -2 | -2 | -2 | 0 | 0 | 1 |  | 0 | 0 | 0 | 0 | 0 | 0 | 0 | 0 | 0 | 0 | 0 | 0 | 356.592 | 350 | 356.592 | 0 | 0 | 1 | 0 | 0 | 0 | 0 | 0 | 0 | 0 | 0 | 0 | 0 | 0 | 0 | -2 | -2 | -2 | 0 | 0 | 1 |  | 0 | 0 | 0 | 0 | 0 | 0 | 0 | 0 | 0 | 0 | 0 | 0 | 356.592 | 350 | 356.592 | 0 | 0 | 1 | 0 | 0 | 0 | 0 | 0 | 0 | 0 | 0 | 0 | 0 | 0 | 0 | -2 | -2 | -2 | 0 | 0 | 1 |  | 1 | 1 | 1 | 1 | 1 | 1 | 4+ | 4+ | 1 | 1
SDGE | Cameron | 69 | 0 | 0 | 0 | 0 | 0 | 0 | 0 | 0 | 0 | 0 | 0 | 0 | 0 | 0 | 0 | 0 | 0 | 0 | 0 | 0 |  | 0 | 0 | 0 | 0 | 0 | 0 | 0 | 0 | 0 | 0 | 0 | 0 | 0 | 0 | 0 | 0 | 0 | 0 | 0 | 0 | 0 | 0 | 0 | 0 | 0 | 0 | 0 | 0 | 0 | 0 | 0 | 0 | 0 | 0 | 0 | 0 |  | 0 | 0 | 0 | 0 | 0 | 0 | 0 | 0 | 0 | 0 | 0 | 0 | 0 | 0 | 0 | 0 | 0 | 0 | 0 | 0 | 0 | 0 | 0 | 0 | 0 | 0 | 0 | 0 | 0 | 0 | 0 | 0 | 0 | 0 | 0 | 0 |  | 0 | 0 | 0 | 0 | 0 | 0 | 0 | 0 | 0 | 0 | 0 | 0 | 0 | 0 | 0 | 0 | 0 | 0 | 0 | 0 | 0 | 0 | 0 | 0 | 0 | 0 | 0 | 0 | 0 | 0 | 0 | 0 | 0 | 0 | 0 | 0 |  | 0 | 0 | 0 | 0 | 0 | 0 | 0 | 0 | 0 | 0 | 0 | 0 | 0 | 0 | 0 | 0 | 0 | 0 | 0 | 0 | 0 | 0 | 0 | 0 | 0 | 0 | 0 | 0 | 0 | 0 | 0 | 0 | 0 | 0 | 0 | 0 |  | 1 | 1 | 1 | 1 | 1 | 1 | 1 | 1 | 1 | 0
SDGE | Cannon | 69 | 0 | 0 | 0 | 0 | 0 | 0 | 0 | 0 | 0 | 0 | 0 | 0 | 0 | 0 | 0 | 0 | 0 | 0 | 0 | 0 |  | 0 | 0 | 0 | 0 | 0 | 0 | 0 | 0 | 0 | 0 | 0 | 0 | 0 | 0 | 0 | 0 | 0 | 0 | 0 | 0 | 0 | 0 | 0 | 0 | 0 | 0 | 0 | 0 | 0 | 0 | 0 | 0 | 0 | 0 | 0 | 0 |  | 0 | 0 | 0 | 0 | 0 | 0 | 0 | 0 | 0 | 0 | 0 | 0 | 0 | 0 | 0 | 0 | 0 | 0 | 0 | 0 | 0 | 0 | 0 | 0 | 0 | 0 | 0 | 0 | 0 | 0 | 0 | 0 | 0 | 0 | 0 | 0 |  | 0 | 0 | 0 | 0 | 0 | 0 | 0 | 0 | 0 | 0 | 0 | 0 | 0 | 0 | 0 | 0 | 0 | 0 | 0 | 0 | 0 | 0 | 0 | 0 | 0 | 0 | 0 | 0 | 0 | 0 | 0 | 0 | 0 | 0 | 0 | 0 |  | 0 | 0 | 0 | 0 | 0 | 0 | 0 | 0 | 0 | 0 | 0 | 0 | 0 | 0 | 3 | 0 | 0 | 1 | 0 | 0 | 0 | 0 | 0 | 0 | 0 | 0 | 0 | 0 | 0 | 0 | 0 | 0 | 0 | 0 | 0 | 0 |  | 1 | 1 | 1 | 1 | 1 | 1 | 1 | 1 | 1 | 0
PG&E FRESNO | Cantua | 115 | 0 | 0 | 0 | 0 | 0 | 0 | 0 | 0 | 0 | 0 | 0 | 0 | 100 | 0 | 100 | 0 | 50 | 50 | 0 | 1 |  | 0 | 0 | 0 | 0 | 0 | 0 | 0 | 0 | 0 | 0 | 0 | 0 | 0 | 0 | 0 | 0 | 0 | 0 | 0 | 0 | 0 | 0 | 0 | 0 | 0 | 0 | 0 | 0 | 0 | 2 | 2 | 2 | 2 | 0 | 0 | 1 |  | 0 | 0 | 0 | 0 | 0 | 0 | 0 | 0 | 0 | 0 | 0 | 0 | 0 | 0 | 0 | 0 | 0 | 0 | 0 | 0 | 0 | 0 | 0 | 0 | 0 | 0 | 0 | 0 | 0 | 2 | 2 | 2 | 2 | 0 | 0 | 1 |  | 0 | 0 | 0 | 0 | 0 | 0 | 0 | 0 | 0 | 0 | 0 | 0 | 0 | 0 | 0 | 0 | 0 | 0 | 0 | 0 | 0 | 0 | 0 | 0 | 0 | 0 | 0 | 0 | 0 | 2 | 2 | 2 | 2 | 0 | 0 | 1 |  | 0 | 0 | 0 | 0 | 0 | 0 | 0 | 0 | 0 | 0 | 0 | 0 | 0 | 0 | 0 | 0 | 0 | 0 | 0 | 0 | 0 | 0 | 0 | 0 | 0 | 0 | 0 | 0 | 0 | 2 | 2 | 2 | 2 | 0 | 0 | 1 |  | 1 | 1 | 1 | 1 | 1 | 1 | 5- | 5- | 1 | 1
SDGE | Capistrano | 138 | 0 | 0 | 0 | 0 | 0 | 0 | 0 | 0 | 0 | 0 | 0 | 0 | 0 | 0 | 0 | 0 | 0 | 0 | 0 | 0 |  | 0 | 0 | 0 | 0 | 0 | 0 | 0 | 0 | 0 | 0 | 0 | 0 | 0 | 0 | 0 | 0 | 0 | 0 | 0 | 0 | 0 | 0 | 0 | 0 | 0 | 0 | 0 | 0 | 0 | 0 | 0 | 0 | 0 | 0 | 0 | 0 |  | 0 | 0 | 0 | 0 | 0 | 0 | 0 | 0 | 0 | 0 | 0 | 0 | 0 | 250 | 256.875 | 0 | 0 | 1 | 0 | 0 | 0 | 0 | 0 | 0 | 0 | 0 | 0 | 0 | 0 | 0 | 0 | -2 | -2 | 0 | 0 | 1 |  | 0 | 0 | 0 | 0 | 0 | 0 | 0 | 0 | 0 | 0 | 0 | 0 | 0 | 250 | 256.875 | 0 | 0 | 1 | 0 | 0 | 0 | 0 | 0 | 0 | 0 | 0 | 0 | 0 | 0 | 0 | 0 | -2 | -2 | 0 | 0 | 1 |  | 0 | 0 | 0 | 0 | 0 | 0 | 0 | 0 | 0 | 0 | 0 | 0 | 0 | 250 | 256.875 | 0 | 0 | 1 | 0 | 0 | 0 | 0 | 0 | 0 | 0 | 0 | 0 | 0 | 0 | 0 | 0 | -2 | -2 | 0 | 0 | 1 |  | 1 | 1 | 1 | 1 | 1 | 1 | 1 | 4+ | 1 | 1
SDGE | Capistrano | 230 | 0 | 0 | 0 | 0 | 0 | 0 | 0 | 0 | 0 | 0 | 0 | 0 | 0 | 0 | 0 | 0 | 0 | 0 | 0 | 0 |  | 0 | 0 | 0 | 0 | 0 | 0 | 0 | 0 | 0 | 0 | 0 | 0 | 0 | 0 | 0 | 0 | 0 | 0 | 0 | 0 | 0 | 0 | 0 | 0 | 0 | 0 | 0 | 0 | 0 | 0 | 0 | 0 | 0 | 0 | 0 | 0 |  | 0 | 0 | 0 | 0 | 0 | 0 | 0 | 0 | 0 | 0 | 0 | 0 | 0 | 0 | 0 | 0 | 0 | 0 | 0 | 0 | 0 | 0 | 0 | 0 | 0 | 0 | 0 | 0 | 0 | 0 | 0 | 0 | 0 | 0 | 0 | 0 |  | 0 | 0 | 0 | 0 | 0 | 0 | 0 | 0 | 0 | 0 | 0 | 0 | 0 | 0 | 0 | 0 | 0 | 0 | 0 | 0 | 0 | 0 | 0 | 0 | 0 | 0 | 0 | 0 | 0 | 0 | 0 | 0 | 0 | 0 | 0 | 0 |  | 0 | 0 | 0 | 0 | 0 | 0 | 0 | 0 | 0 | 0 | 0 | 0 | 0 | 0 | 0 | 0 | 0 | 0 | 0 | 0 | 0 | 0 | 0 | 0 | 0 | 0 | 0 | 0 | 0 | 0 | 0 | 0 | 0 | 0 | 0 | 0 |  | 1 | 1 | 1 | 1 | 1 | 1 | 1 | 1 | 1 | 0
PG&E NGBA | Carberry | 230 | 0 | 0 | 0 | 0 | 0 | 0 | 0 | 0 | 0 | 0 | 0 | 0 | 0 | 0 | 0 | 0 | 0 | 0 | 0 | 0 |  | 0 | 0 | 0 | 0 | 0 | 0 | 0 | 0 | 0 | 0 | 0 | 0 | 0 | 0 | 0 | 0 | 0 | 0 | 0 | 0 | 0 | 0 | 0 | 0 | 0 | 0 | 0 | 0 | 0 | 0 | 0 | 0 | 0 | 0 | 0 | 0 |  | 0 | 0 | 0 | 0 | 0 | 0 | 0 | 0 | 0 | 0 | 0 | 0 | 0 | 0 | 0 | 0 | 0 | 0 | 0 | 0 | 0 | 0 | 0 | 0 | 0 | 0 | 0 | 0 | 0 | 0 | 0 | 0 | 0 | 0 | 0 | 0 |  | 0 | 0 | 0 | 0 | 0 | 0 | 0 | 0 | 0 | 0 | 0 | 0 | 0 | 0 | 0 | 0 | 0 | 0 | 0 | 0 | 0 | 0 | 0 | 0 | 0 | 0 | 0 | 0 | 0 | 0 | 0 | 0 | 0 | 0 | 0 | 0 |  | 0 | 0 | 0 | 0 | 0 | 0 | 0 | 0 | 0 | 0 | 0 | 0 | 0 | 0 | 0 | 0 | 0 | 0 | 0 | 0 | 0 | 0 | 0 | 0 | 0 | 0 | 0 | 0 | 0 | 0 | 0 | 0 | 0 | 0 | 0 | 0 |  | 1 | 1 | 1 | 1 | 1 | 1 | 1 | 1 | 1 | 0
SCE Eastern | Cardiff | 66 | 0 | 0 | 0 | 0 | 0 | 0 | 0 | 0 | 0 | 0 | 0 | 0 | 0 | 0 | 0 | 0 | 0 | 0 | 0 | 0 |  | 0 | 0 | 0 | 0 | 0 | 0 | 0 | 0 | 0 | 0 | 0 | 0 | 0 | 0 | 0 | 0 | 0 | 0 | 0 | 0 | 0 | 0 | 0 | 0 | 0 | 0 | 0 | 0 | 0 | 0 | 0 | 0 | 0 | 0 | 0 | 0 |  | 0 | 0 | 0 | 0 | 0 | 0 | 0 | 0 | 0 | 0 | 0 | 0 | 0 | 0 | 0 | 0 | 0 | 0 | 0 | 0 | 0 | 0 | 0 | 0 | 0 | 0 | 0 | 0 | 0 | 0 | 0 | 0 | 0 | 0 | 0 | 0 |  | 0 | 0 | 0 | 0 | 0 | 0 | 0 | 0 | 0 | 0 | 0 | 0 | 0 | 0 | 0 | 0 | 0 | 0 | 0 | 0 | 0 | 0 | 0 | 0 | 0 | 0 | 0 | 0 | 0 | 0 | 0 | 0 | 0 | 0 | 0 | 0 |  | 0 | 0 | 0 | 0 | 0 | 0 | 0 | 0 | 0 | 0 | 0 | 0 | 0 | 0 | 0 | 0 | 0 | 0 | 0 | 0 | 0 | 0 | 0 | 0 | 0 | 0 | 0 | 0 | 0 | 0 | 0 | 0 | 0 | 0 | 0 | 0 |  | 1 | 1 | 1 | 1 | 1 | 1 | 1 | 1 | 1 | 0
PG&E NGBA | Caribou | 60 | 0 | 0 | 0 | 0 | 0 | 0 | 0 | 0 | 0 | 0 | 0 | 0 | 0 | 0 | 0 | 0 | 0 | 0 | 0 | 0 |  | 0 | 0 | 0 | 0 | 0 | 0 | 0 | 0 | 0 | 0 | 0 | 0 | 0 | 0 | 0 | 0 | 0 | 0 | 0 | 0 | 0 | 0 | 0 | 0 | 0 | 0 | 0 | 0 | 0 | 0 | 0 | 0 | 0 | 0 | 0 | 0 |  | 0 | 0 | 0 | 0 | 0 | 0 | 0 | 0 | 0 | 0 | 0 | 0 | 0 | 0 | 0 | 0 | 0 | 0 | 0 | 0 | 0 | 0 | 0 | 0 | 0 | 0 | 0 | 0 | 0 | 0 | 0 | 0 | 0 | 0 | 0 | 0 |  | 0 | 0 | 0 | 0 | 0 | 0 | 0 | 0 | 0 | 0 | 0 | 0 | 0 | 0 | 0 | 0 | 0 | 0 | 0 | 0 | 0 | 0 | 0 | 0 | 0 | 0 | 0 | 0 | 0 | 0 | 0 | 0 | 0 | 0 | 0 | 0 |  | 0 | 0 | 0 | 0 | 0 | 0 | 0 | 0 | 0 | 0 | 0 | 0 | 0 | 0 | 0 | 0 | 0 | 0 | 0 | 0 | 0 | 0 | 0 | 0 | 0 | 0 | 0 | 0 | 0 | 0 | 0 | 0 | 0 | 0 | 0 | 0 |  | 1 | 1 | 1 | 1 | 1 | 1 | 1 | 1 | 1 | 0
PG&E NGBA | Caribou | 115 | 0 | 0 | 0 | 95 | 95 | 0 | 0 | 0 | 0 | 0 | 0 | 0 | 0 | 0 | 0 | 0 | 0 | 0 | 0 | 1 |  | 0 | 0 | 0 | 0 | 0 | 0 | 0 | 0 | 0 | 0 | 0 | 0 | 0 | 0 | 0 | 0 | 0 | 0 | 0 | 0 | 0 | 0 | 0 | 2 | 0 | 0 | 0 | 0 | 0 | 0 | 0 | 0 | 0 | 0 | 0 | 1 |  | 0 | 0 | 0 | 0 | 0 | 0 | 0 | 0 | 0 | 0 | 0 | 0 | 0 | 0 | 0 | 0 | 0 | 0 | 0 | 0 | 0 | 0 | 0 | 2 | 0 | 0 | 0 | 0 | 0 | 0 | 0 | 0 | 0 | 0 | 0 | 1 |  | 0 | 0 | 0 | 0 | 0 | 0 | 0 | 0 | 0 | 0 | 0 | 0 | 0 | 0 | 0 | 0 | 0 | 0 | 0 | 0 | 0 | 0 | 0 | 2 | 0 | 0 | 0 | 0 | 0 | 0 | 0 | 0 | 0 | 0 | 0 | 1 |  | 0 | 0 | 0 | 0 | 0 | 0 | 0 | 0 | 0 | 0 | 0 | 0 | 0 | 0 | 0 | 0 | 0 | 0 | 0 | 0 | 0 | 0 | 0 | 2 | 0 | 0 | 0 | 0 | 0 | 0 | 0 | 0 | 0 | 0 | 0 | 1 |  | 1 | 1 | 5- | 1 | 1 | 1 | 1 | 1 | 1 | 1
PG&E NGBA | Caribou | 230 | 0 | 0 | 0 | 0 | 0 | 0 | 0 | 0 | 0 | 0 | 0 | 0 | 0 | 0 | 0 | 0 | 0 | 0 | 0 | 0 |  | 0 | 0 | 0 | 0 | 0 | 0 | 0 | 0 | 0 | 0 | 0 | 0 | 0 | 0 | 0 | 0 | 0 | 0 | 0 | 0 | 0 | 0 | 0 | 0 | 0 | 0 | 0 | 0 | 0 | 0 | 0 | 0 | 0 | 0 | 0 | 0 |  | 0 | 0 | 0 | 0 | 0 | 0 | 0 | 0 | 0 | 0 | 0 | 0 | 0 | 0 | 0 | 0 | 0 | 0 | 0 | 0 | 0 | 0 | 0 | 0 | 0 | 0 | 0 | 0 | 0 | 0 | 0 | 0 | 0 | 0 | 0 | 0 |  | 0 | 0 | 0 | 0 | 0 | 0 | 0 | 0 | 0 | 0 | 0 | 0 | 0 | 0 | 0 | 0 | 0 | 0 | 0 | 0 | 0 | 0 | 0 | 0 | 0 | 0 | 0 | 0 | 0 | 0 | 0 | 0 | 0 | 0 | 0 | 0 |  | 0 | 0 | 0 | 0 | 0 | 0 | 0 | 0 | 0 | 0 | 0 | 0 | 0 | 0 | 0 | 0 | 0 | 0 | 0 | 0 | 0 | 0 | 0 | 0 | 0 | 0 | 0 | 0 | 0 | 0 | 0 | 0 | 0 | 0 | 0 | 0 |  | 1 | 1 | 1 | 1 | 1 | 1 | 1 | 1 | 1 | 0
EOP | Carpenter Canyon (fka Gamebird) | 138 | 0 | 0 | 0 | 0 | 0 | 0 | 0 | 0 | 0 | 0 | 0 | 0 | 0 | 0 | 0 | 0 | 0 | 0 | 0 | 0 |  | 0 | 0 | 0 | 0 | 0 | 0 | 0 | 0 | 0 | 0 | 0 | 0 | 0 | 0 | 0 | 0 | 0 | 0 | 0 | 0 | 0 | 0 | 0 | 0 | 0 | 0 | 0 | 0 | 0 | 0 | 0 | 0 | 0 | 0 | 0 | 0 |  | 0 | 0 | 0 | 0 | 0 | 0 | 0 | 0 | 0 | 0 | 0 | 0 | 0 | 0 | 0 | 0 | 0 | 0 | 0 | 0 | 0 | 0 | 0 | 0 | 0 | 0 | 0 | 0 | 0 | 0 | 0 | 0 | 0 | 0 | 0 | 0 |  | 0 | 0 | 0 | 0 | 0 | 0 | 0 | 0 | 0 | 0 | 0 | 0 | 0 | 0 | 0 | 0 | 0 | 0 | 0 | 0 | 0 | 0 | 0 | 0 | 0 | 0 | 0 | 0 | 0 | 0 | 0 | 0 | 0 | 0 | 0 | 0 |  | 0 | 0 | 0 | 0 | 0 | 0 | 0 | 0 | 0 | 0 | 0 | 0 | 0 | 0 | 0 | 0 | 0 | 0 | 0 | 0 | 0 | 0 | 0 | 0 | 0 | 0 | 0 | 0 | 0 | 0 | 0 | 0 | 0 | 0 | 0 | 0 |  | 1 | 1 | 1 | 1 | 1 | 1 | 1 | 1 | 1 | 0
EOP | Carpenter Canyon (fka Gamebird) | 230 | 0 | 0 | 0 | 0 | 0 | 0 | 0 | 0 | 0 | 0 | 0 | 0 | 550 | 180 | 730 | 0 | 36.5 | 36.5 | 0 | 1 |  | 0 | 0 | 0 | 0 | 0 | 0 | 0 | 0 | 0 | 0 | 0 | 0 | 716.7638 | 200 | 716.7638 | 0 | 0 | 1 | 0 | 0 | 0 | 0 | 0 | 0 | 0 | 0 | 0 | 0 | 0 | 2 | 0 | -2 | -2 | 0 | 0 | 1 |  | 0 | 0 | 0 | 0 | 0 | 0 | 0 | 0 | 0 | 0 | 0 | 0 | 200 | 200 | 244 | 0 | 0 | 1 | 0 | 0 | 0 | 0 | 0 | 0 | 0 | 0 | 0 | 0 | 0 | 2 | 2 | -2 | -2 | 0 | 0 | 1 |  | 0 | 0 | 0 | 0 | 0 | 0 | 0 | 0 | 0 | 0 | 0 | 0 | 716.7638 | 200 | 760.7638 | 0 | 0 | 1 | 0 | 0 | 0 | 0 | 0 | 0 | 0 | 0 | 0 | 0 | 0 | 2 | 0 | -2 | -2 | 0 | 0 | 1 |  | 0 | 0 | 0 | 0 | 0 | 0 | 0 | 0 | 0 | 0 | 0 | 0 | 716.7638 | 200 | 760.7638 | 0 | 0 | 1 | 0 | 0 | 0 | 0 | 0 | 0 | 0 | 0 | 0 | 0 | 0 | 2 | 0 | -2 | -2 | 0 | 0 | 1 |  | 1 | 1 | 1 | 1 | 1 | 1 | 2- | 4+ | 1 | 1
PG&E NGBA | Carquinez | 115 | 0 | 0 | 0 | 0 | 0 | 0 | 0 | 0 | 0 | 0 | 0 | 0 | 0 | 0 | 0 | 0 | 0 | 0 | 0 | 0 |  | 0 | 0 | 0 | 0 | 0 | 0 | 0 | 0 | 0 | 0 | 0 | 0 | 0 | 0 | 0 | 0 | 0 | 0 | 0 | 0 | 0 | 0 | 0 | 0 | 0 | 0 | 0 | 0 | 0 | 0 | 0 | 0 | 0 | 0 | 0 | 0 |  | 0 | 0 | 0 | 0 | 0 | 0 | 0 | 0 | 0 | 0 | 0 | 0 | 0 | 0 | 0 | 0 | 0 | 0 | 0 | 0 | 0 | 0 | 0 | 0 | 0 | 0 | 0 | 0 | 0 | 0 | 0 | 0 | 0 | 0 | 0 | 0 |  | 0 | 0 | 0 | 0 | 0 | 0 | 0 | 0 | 0 | 0 | 0 | 0 | 0 | 0 | 0 | 0 | 0 | 0 | 0 | 0 | 0 | 0 | 0 | 0 | 0 | 0 | 0 | 0 | 0 | 0 | 0 | 0 | 0 | 0 | 0 | 0 |  | 0 | 0 | 0 | 0 | 0 | 0 | 0 | 0 | 0 | 0 | 0 | 0 | 0 | 0 | 0 | 0 | 0 | 0 | 0 | 0 | 0 | 0 | 0 | 0 | 0 | 0 | 0 | 0 | 0 | 0 | 0 | 0 | 0 | 0 | 0 | 0 |  | 1 | 1 | 1 | 1 | 1 | 1 | 1 | 1 | 1 | 0
SDGE | Carrizo Gorge | 138 | 0 | 0 | 0 | 0 | 0 | 0 | 0 | 0 | 0 | 0 | 0 | 0 | 0 | 0 | 0 | 0 | 0 | 0 | 0 | 0 |  | 0 | 0 | 0 | 0 | 0 | 0 | 0 | 0 | 0 | 0 | 0 | 0 | 0 | 20 | 20 | 0 | 0 | 1 | 0 | 0 | 0 | 0 | 0 | 0 | 0 | 0 | 0 | 0 | 0 | 0 | 0 | -2 | -2 | 0 | 0 | 1 |  | 0 | 0 | 0 | 0 | 0 | 0 | 0 | 0 | 0 | 0 | 0 | 0 | 0 | 20 | 20 | 0 | 0 | 1 | 0 | 0 | 0 | 0 | 0 | 0 | 0 | 0 | 0 | 0 | 0 | 0 | 0 | -2 | -2 | 0 | 0 | 1 |  | 0 | 0 | 0 | 0 | 0 | 0 | 0 | 0 | 0 | 0 | 0 | 0 | 0 | 20 | 20 | 0 | 0 | 1 | 0 | 0 | 0 | 0 | 0 | 0 | 0 | 0 | 0 | 0 | 0 | 0 | 0 | -2 | -2 | 0 | 0 | 1 |  | 0 | 0 | 0 | 0 | 0 | 0 | 0 | 0 | 0 | 0 | 0 | 0 | 0 | 20 | 20 | 0 | 0 | 1 | 0 | 0 | 0 | 0 | 0 | 0 | 0 | 0 | 0 | 0 | 0 | 0 | 0 | -2 | -2 | 0 | 0 | 1 |  | 1 | 1 | 1 | 1 | 1 | 1 | 1 | 4+ | 1 | 1
PG&E KERN | Carrizo Plains | 115 | 0 | 0 | 0 | 0 | 0 | 0 | 0 | 0 | 0 | 0 | 0 | 0 | 0 | 0 | 0 | 0 | 0 | 0 | 100 | 1 |  | 0 | 0 | 0 | 0 | 0 | 0 | 0 | 0 | 0 | 0 | 0 | 0 | 0 | 0 | 0 | 0 | 0 | 0 | 0 | 0 | 0 | 0 | 0 | 0 | 0 | 0 | 0 | 0 | 0 | 0 | 0 | 0 | 0 | 2 | 2 | 1 |  | 0 | 0 | 0 | 0 | 0 | 0 | 0 | 0 | 0 | 0 | 0 | 0 | 0 | 0 | 0 | 0 | 0 | 0 | 0 | 0 | 0 | 0 | 0 | 0 | 0 | 0 | 0 | 0 | 0 | 0 | 0 | 0 | 0 | 2 | 2 | 1 |  | 0 | 0 | 0 | 0 | 0 | 0 | 0 | 0 | 0 | 0 | 0 | 0 | 0 | 0 | 0 | 0 | 0 | 0 | 0 | 0 | 0 | 0 | 0 | 0 | 0 | 0 | 0 | 0 | 0 | 0 | 0 | 0 | 0 | 2 | 2 | 1 |  | 0 | 0 | 0 | 0 | 0 | 0 | 0 | 0 | 0 | 0 | 0 | 0 | 0 | 0 | 0 | 0 | 0 | 0 | 0 | 0 | 0 | 0 | 0 | 0 | 0 | 0 | 0 | 0 | 0 | 0 | 0 | 0 | 0 | 2 | 2 | 1 |  | 1 | 1 | 1 | 1 | 1 | 1 | 1 | 1 | 5- | 1
PG&E KERN | Casaloma | 230 | 0 | 0 | 0 | 0 | 0 | 0 | 0 | 0 | 0 | 0 | 0 | 0 | 0 | 0 | 0 | 0 | 0 | 0 | 0 | 0 |  | 0 | 0 | 0 | 0 | 0 | 0 | 0 | 0 | 0 | 0 | 0 | 0 | 0 | 0 | 0 | 0 | 0 | 0 | 0 | 0 | 0 | 0 | 0 | 0 | 0 | 0 | 0 | 0 | 0 | 0 | 0 | 0 | 0 | 0 | 0 | 0 |  | 0 | 0 | 0 | 0 | 0 | 0 | 0 | 0 | 0 | 0 | 0 | 0 | 0 | 0 | 0 | 0 | 0 | 0 | 0 | 0 | 0 | 0 | 0 | 0 | 0 | 0 | 0 | 0 | 0 | 0 | 0 | 0 | 0 | 0 | 0 | 0 |  | 0 | 0 | 0 | 0 | 0 | 0 | 0 | 0 | 0 | 0 | 0 | 0 | 0 | 0 | 0 | 0 | 0 | 0 | 0 | 0 | 0 | 0 | 0 | 0 | 0 | 0 | 0 | 0 | 0 | 0 | 0 | 0 | 0 | 0 | 0 | 0 |  | 0 | 0 | 0 | 0 | 0 | 0 | 0 | 0 | 0 | 0 | 0 | 0 | 0 | 0 | 0 | 0 | 0 | 0 | 0 | 0 | 0 | 0 | 0 | 0 | 0 | 0 | 0 | 0 | 0 | 0 | 0 | 0 | 0 | 0 | 0 | 0 |  | 1 | 1 | 1 | 1 | 1 | 1 | 1 | 1 | 1 | 0
PG&E GBA | Castro Valley | 230 | 0 | 0 | 0 | 0 | 0 | 0 | 0 | 0 | 0 | 0 | 0 | 0 | 0 | 0 | 0 | 0 | 0 | 0 | 0 | 0 |  | 0 | 0 | 0 | 0 | 0 | 0 | 0 | 0 | 0 | 0 | 0 | 0 | 0 | 0 | 0 | 0 | 0 | 0 | 0 | 0 | 0 | 0 | 0 | 0 | 0 | 0 | 0 | 0 | 0 | 0 | 0 | 0 | 0 | 0 | 0 | 0 |  | 0 | 0 | 0 | 0 | 0 | 0 | 0 | 0 | 0 | 0 | 0 | 0 | 0 | 0 | 0 | 0 | 0 | 0 | 0 | 0 | 0 | 0 | 0 | 0 | 0 | 0 | 0 | 0 | 0 | 0 | 0 | 0 | 0 | 0 | 0 | 0 |  | 0 | 0 | 0 | 0 | 0 | 0 | 0 | 0 | 0 | 0 | 0 | 0 | 0 | 0 | 0 | 0 | 0 | 0 | 0 | 0 | 0 | 0 | 0 | 0 | 0 | 0 | 0 | 0 | 0 | 0 | 0 | 0 | 0 | 0 | 0 | 0 |  | 0 | 0 | 0 | 0 | 0 | 0 | 0 | 0 | 0 | 0 | 0 | 0 | 0 | 0 | 0 | 0 | 0 | 0 | 0 | 0 | 0 | 0 | 0 | 0 | 0 | 0 | 0 | 0 | 0 | 0 | 0 | 0 | 0 | 0 | 0 | 0 |  | 1 | 1 | 1 | 1 | 1 | 1 | 1 | 1 | 1 | 0
PG&E GBA | Cayetano | 230 | 0 | 0 | 0 | 0 | 0 | 0 | 0 | 0 | 0 | 0 | 0 | 0 | 0 | 0 | 0 | 0 | 0 | 0 | 0 | 0 |  | 0 | 0 | 0 | 0 | 0 | 0 | 0 | 0 | 0 | 0 | 0 | 0 | 1.4 | 0 | 1.3 | 0 | 0 | 1 | 0 | 0 | 0 | 0 | 0 | 0 | 0 | 0 | 0 | 0 | 0 | 0 | -2 | 0 | -2 | 0 | 0 | 1 |  | 0 | 0 | 0 | 0 | 0 | 0 | 0 | 0 | 0 | 0 | 0 | 0 | 1.4 | 0 | 1.3 | 0 | 0 | 1 | 0 | 0 | 0 | 0 | 0 | 0 | 0 | 0 | 0 | 0 | 0 | 0 | 0 | 0 | 0 | 0 | 0 | 0 |  | 0 | 0 | 0 | 0 | 0 | 0 | 0 | 0 | 0 | 0 | 0 | 0 | 1.4 | 0 | 1.3 | 0 | 0 | 1 | 0 | 0 | 0 | 0 | 0 | 0 | 0 | 0 | 0 | 0 | 0 | 0 | 0 | 0 | 0 | 0 | 0 | 0 |  | 0 | 0 | 0 | 0 | 0 | 0 | 0 | 0 | 0 | 0 | 0 | 0 | 1.4 | 0 | 1.3 | 0 | 0 | 1 | 0 | 0 | 0 | 0 | 0 | 0 | 0 | 0 | 0 | 0 | 0 | 0 | 0 | 0 | 0 | 0 | 0 | 0 |  | 1 | 1 | 1 | 1 | 1 | 1 | 1 | 1 | 1 | 0
SCE Metro | Center | 230 | 0 | 0 | 0 | 0 | 0 | 0 | 0 | 0 | 0 | 0 | 0 | 0 | 0 | 0 | 0 | 0 | 200 | 200 | 0 | 1 |  | 0 | 0 | 0 | 0 | 0 | 0 | 0 | 0 | 0 | 0 | 0 | 0 | 0 | 0 | 0 | 0 | 0 | 0 | 0 | 0 | 0 | 0 | 0 | 0 | 0 | 0 | 0 | 0 | 0 | 0 | 0 | 2 | 2 | 0 | 0 | 1 |  | 0 | 0 | 0 | 0 | 0 | 0 | 0 | 0 | 0 | 0 | 0 | 0 | 0.999 | 0 | 0 | 0 | 0 | 1 | 0 | 0 | 0 | 0 | 0 | 0 | 0 | 0 | 0 | 0 | 0 | 0 | 0 | 2 | 2 | 0 | 0 | 1 |  | 0 | 0 | 0 | 0 | 0 | 0 | 0 | 0 | 0 | 0 | 0 | 0 | 0.999 | 0 | 0 | 0 | 0 | 1 | 0 | 0 | 0 | 0 | 0 | 0 | 0 | 0 | 0 | 0 | 0 | 0 | 0 | 2 | 2 | 0 | 0 | 1 |  | 0 | 0 | 0 | 0 | 0 | 0 | 0 | 0 | 0 | 0 | 0 | 0 | 0.999 | 0 | 320.68 | 0 | 0 | 1 | 0 | 0 | 0 | 0 | 0 | 0 | 0 | 0 | 0 | 0 | 0 | 0 | 0 | 2 | -1 | 0 | 0 | 1 |  | 1 | 1 | 1 | 1 | 1 | 1 | 1 | 3- | 1 | 1
PG&E KERN | Charca | 115 | 0 | 0 | 0 | 0 | 0 | 0 | 0 | 0 | 0 | 0 | 0 | 0 | 0 | 0 | 0 | 0 | 0 | 0 | 0 | 0 |  | 0 | 0 | 0 | 0 | 0 | 0 | 0 | 0 | 0 | 0 | 0 | 0 | 0 | 0 | 0 | 0 | 0 | 0 | 0 | 0 | 0 | 0 | 0 | 0 | 0 | 0 | 0 | 0 | 0 | 0 | 0 | 0 | 0 | 0 | 0 | 0 |  | 0 | 0 | 0 | 0 | 0 | 0 | 0 | 0 | 0 | 0 | 0 | 0 | 9.7 | 0 | 9.7 | 0 | 0 | 1 | 0 | 0 | 0 | 0 | 0 | 0 | 0 | 0 | 0 | 0 | 0 | 0 | -2 | 0 | -2 | 0 | 0 | 1 |  | 0 | 0 | 0 | 0 | 0 | 0 | 0 | 0 | 0 | 0 | 0 | 0 | 9.7 | 0 | 9.7 | 0 | 0 | 1 | 0 | 0 | 0 | 0 | 0 | 0 | 0 | 0 | 0 | 0 | 0 | 0 | -2 | 0 | -2 | 0 | 0 | 1 |  | 0 | 0 | 0 | 0 | 0 | 0 | 0 | 0 | 0 | 0 | 0 | 0 | 9.7 | 0 | 9.7 | 0 | 0 | 1 | 0 | 0 | 0 | 0 | 0 | 0 | 0 | 0 | 0 | 0 | 0 | 0 | -2 | 0 | 0 | 0 | 0 | 1 |  | 1 | 1 | 1 | 1 | 1 | 1 | 4+ | 4+ | 1 | 1
EOP | Charleston | 138 | 0 | 0 | 0 | 0 | 0 | 0 | 0 | 0 | 0 | 0 | 0 | 0 | 0 | 0 | 0 | 0 | 0 | 0 | 0 | 0 |  | 0 | 0 | 0 | 0 | 0 | 0 | 0 | 0 | 0 | 0 | 0 | 0 | 0 | 0 | 0 | 0 | 0 | 0 | 0 | 0 | 0 | 0 | 0 | 0 | 0 | 0 | 0 | 0 | 0 | 0 | 0 | 0 | 0 | 0 | 0 | 0 |  | 0 | 0 | 0 | 0 | 0 | 0 | 0 | 0 | 0 | 0 | 0 | 0 | 0 | 0 | 0 | 0 | 0 | 0 | 0 | 0 | 0 | 0 | 0 | 0 | 0 | 0 | 0 | 0 | 0 | 0 | 0 | 0 | 0 | 0 | 0 | 0 |  | 0 | 0 | 0 | 0 | 0 | 0 | 0 | 0 | 0 | 0 | 0 | 0 | 0 | 0 | 0 | 0 | 0 | 0 | 0 | 0 | 0 | 0 | 0 | 0 | 0 | 0 | 0 | 0 | 0 | 0 | 0 | 0 | 0 | 0 | 0 | 0 |  | 0 | 0 | 0 | 0 | 0 | 0 | 0 | 0 | 0 | 0 | 0 | 0 | 0 | 0 | 0 | 0 | 0 | 0 | 0 | 0 | 0 | 0 | 0 | 0 | 0 | 0 | 0 | 0 | 0 | 0 | 0 | 0 | 0 | 0 | 0 | 0 |  | 1 | 1 | 1 | 1 | 1 | 1 | 1 | 1 | 1 | 0
SCE Metro | Chevmain | 230 | 0 | 0 | 0 | 0 | 0 | 0 | 0 | 0 | 0 | 0 | 0 | 0 | 0 | 0 | 0 | 0 | 500 | 500 | 0 | 1 |  | 0 | 0 | 0 | 0 | 0 | 0 | 0 | 0 | 0 | 0 | 0 | 0 | 0 | 0 | 0 | 0 | 0 | 0 | 0 | 0 | 0 | 0 | 0 | 0 | 0 | 0 | 0 | 0 | 0 | 0 | 0 | 2 | 2 | 0 | 0 | 1 |  | 0 | 0 | 0 | 0 | 0 | 0 | 0 | 0 | 0 | 0 | 0 | 0 | 0 | 0 | 0 | 0 | 0 | 0 | 0 | 0 | 0 | 0 | 0 | 0 | 0 | 0 | 0 | 0 | 0 | 0 | 0 | 2 | 2 | 0 | 0 | 1 |  | 0 | 0 | 0 | 0 | 0 | 0 | 0 | 0 | 0 | 0 | 0 | 0 | 0 | 0 | 0 | 0 | 0 | 0 | 0 | 0 | 0 | 0 | 0 | 0 | 0 | 0 | 0 | 0 | 0 | 0 | 0 | 2 | 2 | 0 | 0 | 1 |  | 0 | 0 | 0 | 0 | 0 | 0 | 0 | 0 | 0 | 0 | 0 | 0 | 0 | 0 | 0 | 0 | 0 | 0 | 0 | 0 | 0 | 0 | 0 | 0 | 0 | 0 | 0 | 0 | 0 | 0 | 0 | 2 | 2 | 0 | 0 | 1 |  | 1 | 1 | 1 | 1 | 1 | 1 | 1 | 5- | 1 | 1
SDGE | Chicarita | 138 | 0 | 0 | 0 | 0 | 0 | 0 | 0 | 0 | 0 | 0 | 0 | 0 | 0 | 0 | 0 | 0 | 0 | 0 | 0 | 0 |  | 0 | 0 | 0 | 0 | 0 | 0 | 0 | 0 | 0 | 0 | 0 | 0 | 0 | 0 | 0 | 0 | 0 | 0 | 0 | 0 | 0 | 0 | 0 | 0 | 0 | 0 | 0 | 0 | 0 | 0 | 0 | 0 | 0 | 0 | 0 | 0 |  | 0 | 0 | 0 | 0 | 0 | 0 | 0 | 0 | 0 | 0 | 0 | 0 | 0 | 0 | 0 | 0 | 0 | 0 | 0 | 0 | 0 | 0 | 0 | 0 | 0 | 0 | 0 | 0 | 0 | 0 | 0 | 0 | 0 | 0 | 0 | 0 |  | 0 | 0 | 0 | 0 | 0 | 0 | 0 | 0 | 0 | 0 | 0 | 0 | 0 | 0 | 101.9 | 0 | 0 | 1 | 0 | 0 | 0 | 0 | 0 | 0 | 0 | 0 | 0 | 0 | 0 | 0 | 0 | 0 | -2 | 0 | 0 | 1 |  | 0 | 0 | 0 | 0 | 0 | 0 | 0 | 0 | 0 | 0 | 0 | 0 | 0 | 0 | 101.9 | 0 | 0 | 1 | 0 | 0 | 0 | 0 | 0 | 0 | 0 | 0 | 0 | 0 | 0 | 0 | 0 | 0 | -1 | 0 | 0 | 1 |  | 1 | 1 | 1 | 1 | 1 | 1 | 1 | 2+ | 1 | 1
SCE Metro | Chino | 230 | 0 | 0 | 0 | 0 | 0 | 0 | 0 | 0 | 0 | 0 | 0 | 0 | 0 | 0 | 0 | 0 | 0 | 0 | 0 | 0 |  | 0 | 0 | 0 | 0 | 0 | 0 | 0 | 0 | 0 | 0 | 0 | 0 | 0 | 0 | 0 | 0 | 0 | 0 | 0 | 0 | 0 | 0 | 0 | 0 | 0 | 0 | 0 | 0 | 0 | 0 | 0 | 0 | 0 | 0 | 0 | 0 |  | 0 | 0 | 0 | 0 | 0 | 0 | 0 | 0 | 0 | 0 | 0 | 0 | 2.264 | 0 | 0 | 0 | 0 | 1 | 0 | 0 | 0 | 0 | 0 | 0 | 0 | 0 | 0 | 0 | 0 | 0 | 0 | 0 | 0 | 0 | 0 | 0 |  | 0 | 0 | 0 | 0 | 0 | 0 | 0 | 0 | 0 | 0 | 0 | 0 | 2.264 | 400 | 178.4 | 0 | 0 | 1 | 0 | 0 | 0 | 0 | 0 | 0 | 0 | 0 | 0 | 0 | 0 | 0 | 0 | -2 | -2 | 0 | 0 | 1 |  | 0 | 0 | 0 | 0 | 0 | 0 | 0 | 719.34 | 0 | 0 | 0.125 | 0 | 3.514 | 400 | 1029.657 | 0 | 0 | 1 | 0 | 0 | 0 | 0 | 0 | 0 | 0 | -2 | 0 | 0 | -2 | 0 | -2 | -2 | -2 | 0 | 0 | 1 |  | 1 | 1 | 1 | 1+ | 1 | 1+ | 1+ | 4+ | 1 | 1
PG&E FRESNO | Chowchilla | 115 | 0 | 0 | 0 | 0 | 0 | 0 | 0 | 0 | 0 | 0 | 0 | 0 | 50 | 0 | 50 | 0 | 50 | 50 | 0 | 1 |  | 0 | 0 | 0 | 0 | 0 | 0 | 0 | 0 | 0 | 0 | 0 | 0 | 0 | 0 | 0 | 0 | 0 | 0 | 0 | 0 | 0 | 0 | 0 | 0 | 0 | 0 | 0 | 0 | 0 | 2 | 2 | 2 | 2 | 0 | 0 | 1 |  | 0 | 0 | 0 | 0 | 0 | 0 | 0 | 0 | 0 | 0 | 0 | 0 | 0 | 0 | 0 | 0 | 0 | 0 | 0 | 0 | 0 | 0 | 0 | 0 | 0 | 0 | 0 | 0 | 0 | 2 | 2 | 2 | 2 | 0 | 0 | 1 |  | 0 | 0 | 0 | 0 | 0 | 0 | 0 | 0 | 0 | 0 | 0 | 0 | 0 | 75 | 79.5871 | 0 | 0 | 1 | 0 | 0 | 0 | 0 | 0 | 0 | 0 | 0 | 0 | 0 | 0 | 2 | 2 | -2 | -2 | 0 | 0 | 1 |  | 0 | 0 | 0 | 0 | 0 | 0 | 0 | 0 | 0 | 0 | 0 | 0 | 4.539 | 75 | 79.5871 | 0 | 0 | 1 | 0 | 0 | 0 | 0 | 0 | 0 | 0 | 0 | 0 | 0 | 0 | 2 | 2 | -2 | -2 | 0 | 0 | 1 |  | 1 | 1 | 1 | 1 | 1 | 1 | 5- | 4+ | 1 | 1
PG&E GBA | Christie | 60 | 0 | 0 | 0 | 0 | 0 | 0 | 0 | 0 | 0 | 0 | 0 | 0 | 0 | 0 | 0 | 0 | 0 | 0 | 0 | 0 |  | 0 | 0 | 0 | 0 | 0 | 0 | 0 | 0 | 0 | 0 | 0 | 0 | 0 | 0 | 0 | 0 | 0 | 0 | 0 | 0 | 0 | 0 | 0 | 0 | 0 | 0 | 0 | 0 | 0 | 0 | 0 | 0 | 0 | 0 | 0 | 0 |  | 0 | 0 | 0 | 0 | 0 | 0 | 0 | 0 | 0 | 0 | 0 | 0 | 0 | 0 | 0 | 0 | 0 | 0 | 0 | 0 | 0 | 0 | 0 | 0 | 0 | 0 | 0 | 0 | 0 | 0 | 0 | 0 | 0 | 0 | 0 | 0 |  | 0 | 0 | 0 | 0 | 0 | 0 | 0 | 0 | 0 | 0 | 0 | 0 | 0 | 0 | 0 | 0 | 0 | 0 | 0 | 0 | 0 | 0 | 0 | 0 | 0 | 0 | 0 | 0 | 0 | 0 | 0 | 0 | 0 | 0 | 0 | 0 |  | 0 | 0 | 0 | 0 | 0 | 0 | 0 | 0 | 0 | 0 | 0 | 0 | 0 | 0 | 0 | 0 | 0 | 0 | 0 | 0 | 0 | 0 | 0 | 0 | 0 | 0 | 0 | 0 | 0 | 0 | 0 | 0 | 0 | 0 | 0 | 0 |  | 1 | 1 | 1 | 1 | 1 | 1 | 1 | 1 | 1 | 0
PG&E GBA | Christie | 115 | 0 | 0 | 0 | 0 | 0 | 0 | 0 | 0 | 0 | 0 | 0 | 0 | 0 | 0 | 0 | 0 | 0 | 0 | 0 | 0 |  | 0 | 0 | 0 | 0 | 0 | 0 | 0 | 0 | 0 | 0 | 0 | 0 | 0 | 0 | 0 | 0 | 0 | 0 | 0 | 0 | 0 | 0 | 0 | 0 | 0 | 0 | 0 | 0 | 0 | 0 | 0 | 0 | 0 | 0 | 0 | 0 |  | 0 | 0 | 0 | 0 | 0 | 0 | 0 | 0 | 0 | 0 | 0 | 0 | 0 | 0 | 0 | 0 | 0 | 0 | 0 | 0 | 0 | 0 | 0 | 0 | 0 | 0 | 0 | 0 | 0 | 0 | 0 | 0 | 0 | 0 | 0 | 0 |  | 0 | 0 | 0 | 0 | 0 | 0 | 0 | 0 | 0 | 0 | 0 | 0 | 0 | 0 | 0 | 0 | 0 | 0 | 0 | 0 | 0 | 0 | 0 | 0 | 0 | 0 | 0 | 0 | 0 | 0 | 0 | 0 | 0 | 0 | 0 | 0 |  | 0 | 0 | 0 | 0 | 0 | 0 | 0 | 0 | 0 | 0 | 0 | 0 | 0 | 0 | 0 | 0 | 0 | 0 | 0 | 0 | 0 | 0 | 0 | 0 | 0 | 0 | 0 | 0 | 0 | 0 | 0 | 0 | 0 | 0 | 0 | 0 |  | 1 | 1 | 1 | 1 | 1 | 1 | 1 | 1 | 1 | 0
SCE Eastern | Cielo Azul | 500 | 0 | 0 | 0 | 0 | 0 | 0 | 0 | 0 | 0 | 0 | 0 | 0 | 150 | 300 | 450 | 0 | 0 | 0 | 0 | 1 |  | 0 | 0 | 0 | 0 | 0 | 0 | 0 | 0 | 0 | 0 | 0 | 0 | 0 | 0 | 0 | 0 | 0 | 0 | 0 | 0 | 0 | 0 | 0 | 0 | 0 | 0 | 0 | 0 | 0 | 2 | 2 | 0 | 0 | 0 | 0 | 1 |  | 0 | 0 | 0 | 0 | 0 | 0 | 0 | 0 | 0 | 0 | 0 | 500 | 1000 | 1092 | 702.884 | 0 | 0 | 1 | 0 | 0 | 0 | 0 | 0 | 0 | 0 | 0 | 0 | 0 | 0 | -2 | -2 | -2 | -2 | 0 | 0 | 1 |  | 0 | 0 | 0 | 0 | 0 | 0 | 0 | 0 | 0 | 0 | 0 | 500 | 5150.8605 | 1092 | 4898.8143 | 0 | 0 | 1 | 0 | 0 | 0 | 0 | 0 | 0 | 0 | 0 | 0 | 0 | 0 | -2 | -2 | -2 | -2 | 0 | 0 | 1 |  | 0 | 0 | 0 | 0 | 0 | 0 | 0 | 1032.1121 | 0 | 0 | 0 | 500 | 6189.7605 | 1092 | 5930.9264 | 0 | 0 | 1 | 0 | 0 | 0 | 0 | 0 | 0 | 0 | -2 | 0 | 0 | 0 | -2 | -2 | -2 | -2 | 0 | 0 | 1 |  | 1 | 1 | 1 | 1+ | 1 | 1 | 4+ | 4+ | 1 | 1
PG&E GBA | Clay | 60 | 0 | 0 | 0 | 0 | 0 | 0 | 0 | 0 | 0 | 0 | 0 | 0 | 0 | 0 | 0 | 0 | 0 | 0 | 0 | 0 |  | 0 | 0 | 0 | 0 | 0 | 0 | 0 | 0 | 0 | 0 | 0 | 0 | 0 | 0 | 0 | 0 | 0 | 0 | 0 | 0 | 0 | 0 | 0 | 0 | 0 | 0 | 0 | 0 | 0 | 0 | 0 | 0 | 0 | 0 | 0 | 0 |  | 0 | 0 | 0 | 0 | 0 | 0 | 0 | 0 | 0 | 0 | 0 | 0 | 0 | 0 | 0 | 0 | 0 | 0 | 0 | 0 | 0 | 0 | 0 | 0 | 0 | 0 | 0 | 0 | 0 | 0 | 0 | 0 | 0 | 0 | 0 | 0 |  | 0 | 0 | 0 | 0 | 0 | 0 | 0 | 0 | 0 | 0 | 0 | 0 | 0 | 0 | 0 | 0 | 0 | 0 | 0 | 0 | 0 | 0 | 0 | 0 | 0 | 0 | 0 | 0 | 0 | 0 | 0 | 0 | 0 | 0 | 0 | 0 |  | 0 | 0 | 0 | 0 | 0 | 0 | 0 | 0 | 0 | 0 | 0 | 0 | 6.21 | 0 | 0 | 0 | 0 | 1 | 0 | 0 | 0 | 0 | 0 | 0 | 0 | 0 | 0 | 0 | 0 | 0 | -2 | 0 | 0 | 0 | 0 | 1 |  | 1 | 1 | 1 | 1 | 1 | 1 | 1+ | 1 | 1 | 1
PG&E GBA | Clayton | 115 | 0 | 0 | 0 | 0 | 0 | 0 | 0 | 0 | 0 | 0 | 0 | 0 | 0 | 0 | 0 | 0 | 0 | 0 | 0 | 0 |  | 0 | 0 | 0 | 0 | 0 | 0 | 0 | 0 | 0 | 0 | 0 | 0 | 0 | 0 | 0 | 0 | 0 | 0 | 0 | 0 | 0 | 0 | 0 | 0 | 0 | 0 | 0 | 0 | 0 | 0 | 0 | 0 | 0 | 0 | 0 | 0 |  | 0 | 0 | 0 | 0 | 0 | 0 | 0 | 0 | 0 | 0 | 0 | 0 | 1 | 0 | 0 | 0 | 0 | 1 | 0 | 0 | 0 | 0 | 0 | 0 | 0 | 0 | 0 | 0 | 0 | 0 | 0 | 0 | 0 | 0 | 0 | 0 |  | 0 | 0 | 0 | 0 | 0 | 0 | 0 | 0 | 0 | 0 | 0 | 0 | 1 | 0 | 0 | 0 | 0 | 1 | 0 | 0 | 0 | 0 | 0 | 0 | 0 | 0 | 0 | 0 | 0 | 0 | 0 | 0 | 0 | 0 | 0 | 0 |  | 0 | 0 | 0 | 0 | 0 | 0 | 0 | 0 | 0 | 0 | 0 | 0 | 1 | 0 | 0 | 0 | 0 | 1 | 0 | 0 | 0 | 0 | 0 | 0 | 0 | 0 | 0 | 0 | 0 | 0 | 0 | 0 | 0 | 0 | 0 | 0 |  | 1 | 1 | 1 | 1 | 1 | 1 | 1 | 1 | 1 | 0
PG&E NGBA | Cloverdale | 115 | 0 | 0 | 0 | 0 | 0 | 0 | 0 | 0 | 0 | 0 | 0 | 0 | 0 | 0 | 0 | 0 | 0 | 0 | 0 | 0 |  | 0 | 0 | 0 | 0 | 0 | 0 | 0 | 0 | 0 | 0 | 0 | 0 | 0 | 0 | 0 | 0 | 0 | 0 | 0 | 0 | 0 | 0 | 0 | 0 | 0 | 0 | 0 | 0 | 0 | 0 | 0 | 0 | 0 | 0 | 0 | 0 |  | 0 | 0 | 0 | 0 | 0 | 0 | 0 | 0 | 0 | 0 | 0 | 0 | 0 | 0 | 0 | 0 | 0 | 0 | 0 | 0 | 0 | 0 | 0 | 0 | 0 | 0 | 0 | 0 | 0 | 0 | 0 | 0 | 0 | 0 | 0 | 0 |  | 28 | 28 | 0 | 0 | 0 | 0 | 0 | 0 | 0 | 0 | 0 | 0 | 0 | 0 | 0 | 0 | 0 | 1 | -2 | -2 | 0 | 0 | 0 | 0 | 0 | 0 | 0 | 0 | 0 | 0 | 0 | 0 | 0 | 0 | 0 | 1 |  | 28 | 28 | 0 | 0 | 0 | 0 | 0 | 0 | 0 | 0 | 0 | 0 | 0 | 0 | 0 | 0 | 0 | 1 | -2 | -2 | 0 | 0 | 0 | 0 | 0 | 0 | 0 | 0 | 0 | 0 | 0 | 0 | 0 | 0 | 0 | 1 |  | 4+ | 1 | 1 | 1 | 1 | 1 | 1 | 1 | 1 | 1
PG&E FRESNO | Clovis | 115 | 0 | 0 | 0 | 0 | 0 | 0 | 0 | 0 | 0 | 0 | 0 | 0 | 0 | 0 | 0 | 0 | 0 | 0 | 0 | 0 |  | 0 | 0 | 0 | 0 | 0 | 0 | 0 | 0 | 0 | 0 | 0 | 0 | 0 | 0 | 0 | 0 | 0 | 0 | 0 | 0 | 0 | 0 | 0 | 0 | 0 | 0 | 0 | 0 | 0 | 0 | 0 | 0 | 0 | 0 | 0 | 0 |  | 0 | 0 | 0 | 0 | 0 | 0 | 0 | 0 | 0 | 0 | 0 | 0 | 0 | 0 | 0 | 0 | 0 | 0 | 0 | 0 | 0 | 0 | 0 | 0 | 0 | 0 | 0 | 0 | 0 | 0 | 0 | 0 | 0 | 0 | 0 | 0 |  | 0 | 0 | 0 | 0 | 0 | 0 | 0 | 0 | 0 | 0 | 0 | 0 | 0 | 0 | 0 | 0 | 0 | 0 | 0 | 0 | 0 | 0 | 0 | 0 | 0 | 0 | 0 | 0 | 0 | 0 | 0 | 0 | 0 | 0 | 0 | 0 |  | 0 | 0 | 0 | 0 | 0 | 0 | 0 | 0 | 0 | 0 | 0 | 0 | 0 | 0 | 0 | 0 | 0 | 0 | 0 | 0 | 0 | 0 | 0 | 0 | 0 | 0 | 0 | 0 | 0 | 0 | 0 | 0 | 0 | 0 | 0 | 0 |  | 1 | 1 | 1 | 1 | 1 | 1 | 1 | 1 | 1 | 0
PG&E GBA | Coburn | 230 | 0 | 0 | 0 | 0 | 0 | 0 | 0 | 0 | 0 | 0 | 0 | 0 | 0 | 0 | 0 | 0 | 2 | 2 | 0 | 1 |  | 0 | 0 | 0 | 0 | 0 | 0 | 0 | 0 | 0 | 0 | 0 | 0 | 0 | 0 | 0 | 0 | 0 | 0 | 0 | 0 | 0 | 0 | 0 | 0 | 0 | 0 | 0 | 0 | 0 | 0 | 0 | 2 | 2 | 0 | 0 | 1 |  | 0 | 0 | 0 | 0 | 0 | 0 | 0 | 0 | 0 | 0 | 0 | 0 | 0 | 0 | 0 | 0 | 0 | 0 | 0 | 0 | 0 | 0 | 0 | 0 | 0 | 0 | 0 | 0 | 0 | 0 | 0 | 2 | 2 | 0 | 0 | 1 |  | 0 | 0 | 0 | 0 | 0 | 0 | 0 | 0 | 0 | 0 | 0 | 0 | 0 | 0 | 124.3 | 0 | 0 | 1 | 0 | 0 | 0 | 0 | 0 | 0 | 0 | 0 | 0 | 0 | 0 | 0 | 0 | 2 | -2 | 0 | 0 | 1 |  | 0 | 0 | 0 | 0 | 0 | 0 | 0 | 0 | 0 | 0 | 0 | 0 | 0 | 0 | 124.3 | 0 | 0 | 1 | 0 | 0 | 0 | 0 | 0 | 0 | 0 | 0 | 0 | 0 | 0 | 0 | 0 | 2 | -1 | 0 | 0 | 1 |  | 1 | 1 | 1 | 1 | 1 | 1 | 1 | 2- | 1 | 1
PG&E GBA | Coburn | 60 | 0 | 0 | 0 | 0 | 0 | 0 | 0 | 0 | 0 | 0 | 0 | 0 | 0 | 0 | 0 | 0 | 0 | 0 | 0 | 0 |  | 0 | 0 | 0 | 0 | 0 | 0 | 0 | 0 | 0 | 0 | 0 | 0 | 0 | 0 | 0 | 0 | 0 | 0 | 0 | 0 | 0 | 0 | 0 | 0 | 0 | 0 | 0 | 0 | 0 | 0 | 0 | 0 | 0 | 0 | 0 | 0 |  | 0 | 0 | 0 | 0 | 0 | 0 | 0 | 0 | 0 | 0 | 0 | 0 | 0 | 0 | 0 | 0 | 0 | 0 | 0 | 0 | 0 | 0 | 0 | 0 | 0 | 0 | 0 | 0 | 0 | 0 | 0 | 0 | 0 | 0 | 0 | 0 |  | 0 | 0 | 0 | 0 | 0 | 0 | 0 | 0 | 0 | 0 | 0 | 0 | 0 | 0 | 0 | 0 | 0 | 0 | 0 | 0 | 0 | 0 | 0 | 0 | 0 | 0 | 0 | 0 | 0 | 0 | 0 | 0 | 0 | 0 | 0 | 0 |  | 0 | 0 | 0 | 0 | 0 | 0 | 0 | 0 | 0 | 0 | 0 | 0 | 0 | 0 | 0 | 0 | 0 | 0 | 0 | 0 | 0 | 0 | 0 | 0 | 0 | 0 | 0 | 0 | 0 | 0 | 0 | 0 | 0 | 0 | 0 | 0 |  | 1 | 1 | 1 | 1 | 1 | 1 | 1 | 1 | 1 | 0
PG&E NGBA | Colgate | 230 | 0 | 0 | 0 | 0 | 0 | 0 | 0 | 0 | 0 | 0 | 0 | 0 | 0 | 0 | 0 | 0 | 0 | 0 | 0 | 0 |  | 0 | 0 | 0 | 0 | 0 | 0 | 0 | 0 | 0 | 0 | 0 | 0 | 0 | 0 | 0 | 0 | 0 | 0 | 0 | 0 | 0 | 0 | 0 | 0 | 0 | 0 | 0 | 0 | 0 | 0 | 0 | 0 | 0 | 0 | 0 | 0 |  | 0 | 0 | 0 | 0 | 0 | 0 | 0 | 0 | 0 | 0 | 0 | 0 | 0 | 0 | 0 | 0 | 0 | 0 | 0 | 0 | 0 | 0 | 0 | 0 | 0 | 0 | 0 | 0 | 0 | 0 | 0 | 0 | 0 | 0 | 0 | 0 |  | 0 | 0 | 0 | 0 | 0 | 0 | 0 | 0 | 0 | 0 | 0 | 0 | 0 | 0 | 0 | 0 | 0 | 0 | 0 | 0 | 0 | 0 | 0 | 0 | 0 | 0 | 0 | 0 | 0 | 0 | 0 | 0 | 0 | 0 | 0 | 0 |  | 0 | 0 | 0 | 0 | 0 | 0 | 0 | 0 | 0 | 0 | 0 | 0 | 0 | 0 | 0 | 0 | 0 | 0 | 0 | 0 | 0 | 0 | 0 | 0 | 0 | 0 | 0 | 0 | 0 | 0 | 0 | 0 | 0 | 0 | 0 | 0 |  | 1 | 1 | 1 | 1 | 1 | 1 | 1 | 1 | 1 | 0
PG&E GBA | Collierville | 230 | 0 | 0 | 0 | 0 | 0 | 0 | 0 | 0 | 0 | 0 | 0 | 0 | 0 | 0 | 0 | 0 | 0 | 0 | 0 | 0 |  | 0 | 0 | 0 | 0 | 0 | 0 | 0 | 0 | 0 | 0 | 0 | 0 | 0 | 0 | 0 | 0 | 0 | 0 | 0 | 0 | 0 | 0 | 0 | 0 | 0 | 0 | 0 | 0 | 0 | 0 | 0 | 0 | 0 | 0 | 0 | 0 |  | 0 | 0 | 0 | 0 | 0 | 0 | 0 | 0 | 0 | 0 | 0 | 0 | 0 | 0 | 0 | 0 | 0 | 0 | 0 | 0 | 0 | 0 | 0 | 0 | 0 | 0 | 0 | 0 | 0 | 0 | 0 | 0 | 0 | 0 | 0 | 0 |  | 0 | 0 | 0 | 0 | 0 | 0 | 0 | 0 | 0 | 0 | 0 | 0 | 0 | 0 | 0 | 0 | 0 | 0 | 0 | 0 | 0 | 0 | 0 | 0 | 0 | 0 | 0 | 0 | 0 | 0 | 0 | 0 | 0 | 0 | 0 | 0 |  | 0 | 0 | 0 | 0 | 0 | 0 | 0 | 0 | 0 | 0 | 0 | 0 | 0 | 0 | 0 | 0 | 0 | 0 | 0 | 0 | 0 | 0 | 0 | 0 | 0 | 0 | 0 | 0 | 0 | 0 | 0 | 0 | 0 | 0 | 0 | 0 |  | 1 | 1 | 1 | 1 | 1 | 1 | 1 | 1 | 1 | 0
PG&E GBA | Collinsville | 230 | 0 | 0 | 0 | 0 | 0 | 0 | 0 | 0 | 0 | 0 | 0 | 0 | 0 | 0 | 0 | 0 | 0 | 0 | 0 | 0 |  | 0 | 0 | 0 | 0 | 0 | 0 | 0 | 0 | 0 | 0 | 0 | 0 | 0 | 0 | 0 | 0 | 0 | 0 | 0 | 0 | 0 | 0 | 0 | 0 | 0 | 0 | 0 | 0 | 0 | 0 | 0 | 0 | 0 | 0 | 0 | 0 |  | 0 | 0 | 0 | 0 | 0 | 0 | 0 | 0 | 0 | 0 | 0 | 0 | 0 | 0 | 0 | 0 | 0 | 0 | 0 | 0 | 0 | 0 | 0 | 0 | 0 | 0 | 0 | 0 | 0 | 0 | 0 | 0 | 0 | 0 | 0 | 0 |  | 0 | 0 | 0 | 0 | 0 | 0 | 0 | 0 | 0 | 0 | 0 | 0 | 0 | 0 | 0 | 0 | 0 | 0 | 0 | 0 | 0 | 0 | 0 | 0 | 0 | 0 | 0 | 0 | 0 | 0 | 0 | 0 | 0 | 0 | 0 | 0 |  | 0 | 0 | 0 | 0 | 0 | 0 | 0 | 0 | 0 | 0 | 0 | 0 | 0 | 0 | 0 | 0 | 0 | 0 | 0 | 0 | 0 | 0 | 0 | 0 | 0 | 0 | 0 | 0 | 0 | 0 | 0 | 0 | 0 | 0 | 0 | 0 |  | 1 | 1 | 1 | 1 | 1 | 1 | 1 | 1 | 1 | 0
PG&E GBA | Collinsville | 500 | 0 | 0 | 0 | 0 | 0 | 0 | 0 | 0 | 0 | 0 | 0 | 0 | 0 | 0 | 0 | 0 | 0 | 0 | 0 | 0 |  | 0 | 0 | 0 | 0 | 0 | 0 | 0 | 0 | 0 | 0 | 0 | 0 | 0 | 0 | 0 | 0 | 0 | 0 | 0 | 0 | 0 | 0 | 0 | 0 | 0 | 0 | 0 | 0 | 0 | 0 | 0 | 0 | 0 | 0 | 0 | 0 |  | 0 | 0 | 0 | 0 | 0 | 0 | 0 | 0 | 0 | 0 | 0 | 0 | 0 | 0 | 0 | 0 | 0 | 0 | 0 | 0 | 0 | 0 | 0 | 0 | 0 | 0 | 0 | 0 | 0 | 0 | 0 | 0 | 0 | 0 | 0 | 0 |  | 0 | 0 | 0 | 0 | 0 | 0 | 0 | 0 | 0 | 0 | 0 | 0 | 0 | 0 | 0 | 0 | 0 | 0 | 0 | 0 | 0 | 0 | 0 | 0 | 0 | 0 | 0 | 0 | 0 | 0 | 0 | 0 | 0 | 0 | 0 | 0 |  | 0 | 0 | 0 | 0 | 0 | 0 | 0 | 0 | 0 | 0 | 0 | 0 | 0 | 0 | 0 | 0 | 0 | 0 | 0 | 0 | 0 | 0 | 0 | 0 | 0 | 0 | 0 | 0 | 0 | 0 | 0 | 0 | 0 | 0 | 0 | 0 |  | 1 | 1 | 1 | 1 | 1 | 1 | 1 | 1 | 1 | 0
SCE Eastern | Colorado River | 230 | 0 | 0 | 0 | 0 | 0 | 0 | 0 | 0 | 0 | 0 | 0 | 0 | 100 | 200 | 300 | 0 | 0 | 0 | 0 | 1 |  | 0 | 0 | 0 | 0 | 0 | 0 | 0 | 0 | 0 | 0 | 0 | 0 | 664.97 | 20 | 1134.762 | 0 | 0 | 1 | 0 | 0 | 0 | 0 | 0 | 0 | 0 | 0 | 0 | 0 | 0 | 2 | -2 | -2 | -2 | 0 | 0 | 1 |  | 0 | 0 | 0 | 0 | 0 | 0 | 0 | 0 | 0 | 0 | 0 | 0 | 952.97 | 300 | 1422.906 | 0 | 0 | 1 | 0 | 0 | 0 | 0 | 0 | 0 | 0 | 0 | 0 | 0 | 0 | 2 | -2 | -2 | -2 | 0 | 0 | 1 |  | 0 | 0 | 0 | 0 | 0 | 0 | 0 | 0 | 0 | 0 | 0 | 0 | 1383.162 | 300 | 2213.394 | 0 | 0 | 1 | 0 | 0 | 0 | 0 | 0 | 0 | 0 | 0 | 0 | 0 | 0 | 2 | -2 | -2 | -2 | 0 | 0 | 1 |  | 0 | 0 | 0 | 0 | 0 | 0 | 0 | 0 | 0 | 0 | 0 | 0 | 1694.862 | 300 | 2213.394 | 0 | 0 | 1 | 0 | 0 | 0 | 0 | 0 | 0 | 0 | 0 | 0 | 0 | 0 | 2 | -2 | -2 | -2 | 0 | 0 | 1 |  | 1 | 1 | 1 | 1 | 1 | 1 | 4+ | 4+ | 1 | 1
SCE Eastern | Colorado River | 500 | 0 | 0 | 0 | 0 | 0 | 0 | 0 | 0 | 0 | 0 | 0 | 0 | 0 | 0 | 0 | 0 | 0 | 0 | 0 | 0 |  | 0 | 0 | 0 | 0 | 0 | 0 | 0 | 0 | 0 | 0 | 0 | 0 | 0 | 0 | 0 | 0 | 0 | 0 | 0 | 0 | 0 | 0 | 0 | 0 | 0 | 0 | 0 | 0 | 0 | 0 | 0 | 0 | 0 | 0 | 0 | 0 |  | 0 | 0 | 0 | 0 | 0 | 0 | 0 | 0 | 0 | 0 | 0 | 0 | 0 | 0 | 0 | 0 | 0 | 0 | 0 | 0 | 0 | 0 | 0 | 0 | 0 | 0 | 0 | 0 | 0 | 0 | 0 | 0 | 0 | 0 | 0 | 0 |  | 0 | 0 | 0 | 0 | 0 | 0 | 0 | 0 | 0 | 0 | 0 | 0 | 0 | 0 | 0 | 0 | 0 | 0 | 0 | 0 | 0 | 0 | 0 | 0 | 0 | 0 | 0 | 0 | 0 | 0 | 0 | 0 | 0 | 0 | 0 | 0 |  | 0 | 0 | 0 | 0 | 0 | 0 | 0 | 0 | 0 | 0 | 0 | 0 | 407.3264 | 0 | 0 | 0 | 0 | 1 | 0 | 0 | 0 | 0 | 0 | 0 | 0 | 0 | 0 | 0 | 0 | 0 | -2 | 0 | 0 | 0 | 0 | 1 |  | 1 | 1 | 1 | 1 | 1 | 1 | 1+ | 1 | 1 | 1
PG&E KERN | Columbus | 115 | 0 | 0 | 0 | 0 | 0 | 0 | 0 | 0 | 0 | 0 | 0 | 0 | 100 | 130 | 230 | 0 | 20 | 20 | 0 | 1 |  | 0 | 0 | 0 | 0 | 0 | 0 | 0 | 0 | 0 | 0 | 0 | 0 | 0 | 0 | 0 | 0 | 0 | 0 | 0 | 0 | 0 | 0 | 0 | 0 | 0 | 0 | 0 | 0 | 0 | 2 | 2 | 2 | 2 | 0 | 0 | 1 |  | 0 | 0 | 0 | 0 | 0 | 0 | 0 | 0 | 0 | 0 | 0 | 0 | 0 | 0 | 0 | 0 | 0 | 0 | 0 | 0 | 0 | 0 | 0 | 0 | 0 | 0 | 0 | 0 | 0 | 2 | 2 | 2 | 2 | 0 | 0 | 1 |  | 0 | 0 | 0 | 0 | 0 | 0 | 0 | 0 | 0 | 0 | 0 | 0 | 0 | 0 | 0 | 0 | 0 | 0 | 0 | 0 | 0 | 0 | 0 | 0 | 0 | 0 | 0 | 0 | 0 | 2 | 2 | 2 | 2 | 0 | 0 | 1 |  | 0 | 0 | 0 | 0 | 0 | 0 | 0 | 0 | 0 | 0 | 0 | 0 | 0.53 | 0 | 0 | 0 | 0 | 1 | 0 | 0 | 0 | 0 | 0 | 0 | 0 | 0 | 0 | 0 | 0 | 2 | 2 | 2 | 2 | 0 | 0 | 1 |  | 1 | 1 | 1 | 1 | 1 | 1 | 5- | 5- | 1 | 1
PG&E GBA | Contra Costa | 115 | 0 | 0 | 0 | 0 | 0 | 0 | 0 | 0 | 0 | 0 | 0 | 0 | 0 | 0 | 0 | 0 | 0 | 0 | 0 | 0 |  | 0 | 0 | 0 | 0 | 0 | 0 | 0 | 0 | 0 | 0 | 0 | 0 | 0 | 0 | 0 | 0 | 0 | 0 | 0 | 0 | 0 | 0 | 0 | 0 | 0 | 0 | 0 | 0 | 0 | 0 | 0 | 0 | 0 | 0 | 0 | 0 |  | 0 | 0 | 0 | 0 | 0 | 0 | 0 | 0 | 0 | 0 | 0 | 0 | 0 | 0 | 0 | 0 | 0 | 0 | 0 | 0 | 0 | 0 | 0 | 0 | 0 | 0 | 0 | 0 | 0 | 0 | 0 | 0 | 0 | 0 | 0 | 0 |  | 0 | 0 | 0 | 0 | 0 | 0 | 0 | 0 | 0 | 0 | 0 | 0 | 0 | 0 | 0 | 0 | 0 | 0 | 0 | 0 | 0 | 0 | 0 | 0 | 0 | 0 | 0 | 0 | 0 | 0 | 0 | 0 | 0 | 0 | 0 | 0 |  | 0 | 0 | 0 | 0 | 0 | 0 | 0 | 0 | 0 | 0 | 0 | 0 | 0 | 0 | 0 | 0 | 0 | 0 | 0 | 0 | 0 | 0 | 0 | 0 | 0 | 0 | 0 | 0 | 0 | 0 | 0 | 0 | 0 | 0 | 0 | 0 |  | 1 | 1 | 1 | 1 | 1 | 1 | 1 | 1 | 1 | 0
PG&E GBA | Contra Costa | 230 | 0 | 0 | 0 | 0 | 0 | 0 | 0 | 0 | 0 | 0 | 0 | 0 | 0 | 0 | 0 | 0 | 0 | 0 | 0 | 0 |  | 0 | 0 | 0 | 0 | 0 | 0 | 0 | 0 | 0 | 0 | 0 | 0 | 0 | 0 | 0 | 0 | 0 | 0 | 0 | 0 | 0 | 0 | 0 | 0 | 0 | 0 | 0 | 0 | 0 | 0 | 0 | 0 | 0 | 0 | 0 | 0 |  | 0 | 0 | 0 | 0 | 0 | 0 | 0 | 0 | 0 | 0 | 0 | 0 | 1.552 | 0 | 1.272 | 0 | 0 | 1 | 0 | 0 | 0 | 0 | 0 | 0 | 0 | 0 | 0 | 0 | 0 | 0 | 0 | 0 | 0 | 0 | 0 | 0 |  | 0 | 0 | 0 | 0 | 0 | 0 | 0 | 0 | 0 | 0 | 0 | 0 | 1.552 | 0 | 565.44 | 0 | 0 | 1 | 0 | 0 | 0 | 0 | 0 | 0 | 0 | 0 | 0 | 0 | 0 | 0 | 0 | 0 | -2 | 0 | 0 | 1 |  | 0 | 0 | 0 | 0 | 0 | 0 | 0 | 0 | 0 | 0 | 0 | 0 | 3.752 | 0 | 565.44 | 0 | 0 | 1 | 0 | 0 | 0 | 0 | 0 | 0 | 0 | 0 | 0 | 0 | 0 | 0 | -2 | 0 | -2 | 0 | 0 | 1 |  | 1 | 1 | 1 | 1 | 1 | 1 | 1+ | 2+ | 1 | 1
PG&E GBA | Contra Costa PP | 230 | 0 | 0 | 0 | 0 | 0 | 0 | 0 | 0 | 0 | 0 | 0 | 0 | 0 | 0 | 0 | 0 | 0 | 0 | 0 | 0 |  | 0 | 0 | 0 | 0 | 0 | 0 | 0 | 0 | 0 | 0 | 0 | 0 | 0 | 0 | 0 | 0 | 0 | 0 | 0 | 0 | 0 | 0 | 0 | 0 | 0 | 0 | 0 | 0 | 0 | 0 | 0 | 0 | 0 | 0 | 0 | 0 |  | 0 | 0 | 0 | 0 | 0 | 0 | 0 | 0 | 0 | 0 | 0 | 0 | 0 | 0 | 0 | 0 | 0 | 0 | 0 | 0 | 0 | 0 | 0 | 0 | 0 | 0 | 0 | 0 | 0 | 0 | 0 | 0 | 0 | 0 | 0 | 0 |  | 0 | 0 | 0 | 0 | 0 | 0 | 0 | 0 | 0 | 0 | 0 | 0 | 0 | 0 | 0 | 0 | 0 | 0 | 0 | 0 | 0 | 0 | 0 | 0 | 0 | 0 | 0 | 0 | 0 | 0 | 0 | 0 | 0 | 0 | 0 | 0 |  | 0 | 0 | 0 | 0 | 0 | 0 | 0 | 0 | 0 | 0 | 0 | 0 | 0 | 0 | 0 | 0 | 0 | 0 | 0 | 0 | 0 | 0 | 0 | 0 | 0 | 0 | 0 | 0 | 0 | 0 | 0 | 0 | 0 | 0 | 0 | 0 |  | 1 | 1 | 1 | 1 | 1 | 1 | 1 | 1 | 1 | 0
SCE NOL | Control | 115 | 116.8 | 0 | 0 | 0 | 0 | 0 | 0 | 0 | 0 | 0 | 0 | 0 | 0 | 0 | 0 | 0 | 0 | 0 | 0 | 1 |  | 0 | 0 | 0 | 0 | 0 | 0 | 0 | 0 | 0 | 0 | 0 | 0 | 0 | 0 | 0 | 0 | 0 | 0 | 2 | 2 | 0 | 0 | 0 | 0 | 0 | 0 | 0 | 0 | 0 | 0 | 0 | 0 | 0 | 0 | 0 | 1 |  | 0 | 0 | 0 | 0 | 0 | 0 | 0 | 0 | 0 | 0 | 0 | 0 | 0 | 0 | 0 | 0 | 0 | 0 | 2 | 2 | 0 | 0 | 0 | 0 | 0 | 0 | 0 | 0 | 0 | 0 | 0 | 0 | 0 | 0 | 0 | 1 |  | 0 | 0 | 0 | 0 | 0 | 0 | 0 | 0 | 0 | 0 | 0 | 0 | 0 | 0 | 0 | 0 | 0 | 0 | 2 | 2 | 0 | 0 | 0 | 0 | 0 | 0 | 0 | 0 | 0 | 0 | 0 | 0 | 0 | 0 | 0 | 1 |  | 0 | 4.5 | 0 | 0 | 0 | 0 | 0 | 0 | 0 | 0 | 0 | 0 | 0 | 0 | 0 | 0 | 0 | 1 | 2 | 2 | 0 | 0 | 0 | 0 | 0 | 0 | 0 | 0 | 0 | 0 | 0 | 0 | 0 | 0 | 0 | 1 |  | 5- | 1 | 1 | 1 | 1 | 1 | 1 | 1 | 1 | 1
SCE NOL | Control | 55 | 0 | 0 | 0 | 0 | 0 | 0 | 0 | 0 | 0 | 0 | 0 | 0 | 0 | 0 | 0 | 0 | 0 | 0 | 0 | 0 |  | 0 | 0 | 0 | 0 | 0 | 0 | 0 | 0 | 0 | 0 | 0 | 0 | 0 | 0 | 0 | 0 | 0 | 0 | 0 | 0 | 0 | 0 | 0 | 0 | 0 | 0 | 0 | 0 | 0 | 0 | 0 | 0 | 0 | 0 | 0 | 0 |  | 0 | 0 | 0 | 0 | 0 | 0 | 0 | 0 | 0 | 0 | 0 | 0 | 0 | 0 | 0 | 0 | 0 | 0 | 0 | 0 | 0 | 0 | 0 | 0 | 0 | 0 | 0 | 0 | 0 | 0 | 0 | 0 | 0 | 0 | 0 | 0 |  | 0 | 0 | 0 | 0 | 0 | 0 | 0 | 0 | 0 | 0 | 0 | 0 | 0 | 0 | 0 | 0 | 0 | 0 | 0 | 0 | 0 | 0 | 0 | 0 | 0 | 0 | 0 | 0 | 0 | 0 | 0 | 0 | 0 | 0 | 0 | 0 |  | 0 | 0 | 0 | 0 | 0 | 0 | 0 | 0 | 0 | 0 | 0 | 0 | 0 | 0 | 0 | 0 | 0 | 0 | 0 | 0 | 0 | 0 | 0 | 0 | 0 | 0 | 0 | 0 | 0 | 0 | 0 | 0 | 0 | 0 | 0 | 0 |  | 1 | 1 | 1 | 1 | 1 | 1 | 1 | 1 | 1 | 0
PG&E GBA | Cooley Landing | 115 | 0 | 0 | 0 | 0 | 0 | 0 | 0 | 0 | 0 | 0 | 0 | 0 | 0 | 50 | 50 | 0 | 0 | 0 | 0 | 1 |  | 0 | 0 | 0 | 0 | 0 | 0 | 0 | 0 | 0 | 0 | 0 | 0 | 0 | 0 | 0 | 0 | 0 | 0 | 0 | 0 | 0 | 0 | 0 | 0 | 0 | 0 | 0 | 0 | 0 | 0 | 2 | 0 | 0 | 0 | 0 | 1 |  | 0 | 0 | 0 | 0 | 0 | 0 | 0 | 0 | 0 | 0 | 0 | 0 | 0 | 0 | 0 | 0 | 0 | 0 | 0 | 0 | 0 | 0 | 0 | 0 | 0 | 0 | 0 | 0 | 0 | 0 | 2 | 0 | 0 | 0 | 0 | 1 |  | 0 | 0 | 0 | 0 | 0 | 0 | 0 | 0 | 0 | 0 | 0 | 0 | 0 | 0 | 0 | 0 | 0 | 0 | 0 | 0 | 0 | 0 | 0 | 0 | 0 | 0 | 0 | 0 | 0 | 0 | 2 | 0 | 0 | 0 | 0 | 1 |  | 0 | 0 | 0 | 0 | 0 | 0 | 0 | 0 | 0 | 0 | 0 | 0 | 0 | 0 | 0 | 0 | 0 | 0 | 0 | 0 | 0 | 0 | 0 | 0 | 0 | 0 | 0 | 0 | 0 | 0 | 2 | 0 | 0 | 0 | 0 | 1 |  | 1 | 1 | 1 | 1 | 1 | 1 | 5- | 1 | 1 | 1
PG&E GBA | Cooley Landing | 60 | 0 | 0 | 0 | 0 | 0 | 0 | 0 | 0 | 0 | 0 | 0 | 0 | 0 | 0 | 0 | 0 | 0 | 0 | 0 | 0 |  | 0 | 0 | 0 | 0 | 0 | 0 | 0 | 0 | 0 | 0 | 0 | 0 | 0 | 0 | 0 | 0 | 0 | 0 | 0 | 0 | 0 | 0 | 0 | 0 | 0 | 0 | 0 | 0 | 0 | 0 | 0 | 0 | 0 | 0 | 0 | 0 |  | 0 | 0 | 0 | 0 | 0 | 0 | 0 | 0 | 0 | 0 | 0 | 0 | 0 | 0 | 0 | 0 | 0 | 0 | 0 | 0 | 0 | 0 | 0 | 0 | 0 | 0 | 0 | 0 | 0 | 0 | 0 | 0 | 0 | 0 | 0 | 0 |  | 0 | 0 | 0 | 0 | 0 | 0 | 0 | 0 | 0 | 0 | 0 | 0 | 0 | 65 | 100.9 | 0 | 0 | 1 | 0 | 0 | 0 | 0 | 0 | 0 | 0 | 0 | 0 | 0 | 0 | 0 | 0 | -2 | -2 | 0 | 0 | 1 |  | 0 | 0 | 0 | 0 | 0 | 0 | 0 | 0 | 0 | 0 | 0 | 0 | 0 | 65 | 100.9 | 0 | 0 | 1 | 0 | 0 | 0 | 0 | 0 | 0 | 0 | 0 | 0 | 0 | 0 | 0 | 0 | -2 | -2 | 0 | 0 | 1 |  | 1 | 1 | 1 | 1 | 1 | 1 | 1 | 4+ | 1 | 1
SCE NOL | Coolwater | 230 | 0 | 0 | 0 | 0 | 0 | 0 | 0 | 0 | 0 | 0 | 0 | 0 | 0 | 0 | 0 | 0 | 0 | 0 | 0 | 0 |  | 0 | 0 | 0 | 0 | 0 | 0 | 0 | 0 | 0 | 0 | 0 | 0 | 0 | 0 | 0 | 0 | 0 | 0 | 0 | 0 | 0 | 0 | 0 | 0 | 0 | 0 | 0 | 0 | 0 | 0 | 0 | 0 | 0 | 0 | 0 | 0 |  | 0 | 0 | 0 | 0 | 0 | 212.18 | 0 | 0 | 0 | 0 | 0 | 0 | 206.59 | 113.5 | 204.16 | 0 | 0 | 1 | 0 | 0 | 0 | 0 | 0 | -2 | 0 | 0 | 0 | 0 | 0 | 0 | -2 | -2 | -2 | 0 | 0 | 1 |  | 0 | 0 | 0 | 0 | 0 | 212.18 | 0 | 0 | 0 | 0 | 0 | 0 | 206.59 | 113.5 | 204.16 | 0 | 0 | 1 | 0 | 0 | 0 | 0 | 0 | -2 | 0 | 0 | 0 | 0 | 0 | 0 | -2 | -2 | -2 | 0 | 0 | 1 |  | 0 | 0 | 0 | 0 | 0 | 212.18 | 0 | 0 | 0 | 0 | 0 | 0 | 206.59 | 113.5 | 204.16 | 0 | 0 | 1 | 0 | 0 | 0 | 0 | 0 | -2 | 0 | 0 | 0 | 0 | 0 | 0 | -2 | -2 | -2 | 0 | 0 | 1 |  | 1 | 1 | 4+ | 1 | 1 | 1 | 4+ | 4+ | 1 | 1
SCE NOL | Coolwater | 115 | 0 | 0 | 0 | 0 | 0 | 0 | 0 | 0 | 0 | 0 | 0 | 0 | 0 | 0 | 0 | 0 | 0 | 0 | 0 | 0 |  | 0 | 0 | 0 | 0 | 0 | 0 | 0 | 0 | 0 | 0 | 0 | 148.96 | 148.96 | 5 | 5 | 0 | 0 | 1 | 0 | 0 | 0 | 0 | 0 | 0 | 0 | 0 | 0 | 0 | 0 | -2 | -2 | -2 | -2 | 0 | 0 | 1 |  | 0 | 0 | 0 | 0 | 0 | 0 | 0 | 0 | 0 | 0 | 4.9 | 0 | 9.89 | 0 | 9.89 | 0 | 0 | 1 | 0 | 0 | 0 | 0 | 0 | 0 | 0 | 0 | 0 | 0 | -2 | 0 | -2 | 0 | -2 | 0 | 0 | 1 |  | 0 | 0 | 0 | 0 | 0 | 0 | 0 | 0 | 0 | 0 | 4.9 | 0 | 9.89 | 0 | 9.89 | 0 | 0 | 1 | 0 | 0 | 0 | 0 | 0 | 0 | 0 | 0 | 0 | 0 | -2 | 0 | -2 | 0 | -2 | 0 | 0 | 1 |  | 0 | 0 | 0 | 0 | 0 | 0 | 0 | 0 | 0 | 0 | 4.9 | 0 | 17.69 | 0 | 9.89 | 0 | 0 | 1 | 0 | 0 | 0 | 0 | 0 | 0 | 0 | 0 | 0 | 0 | -2 | 0 | -2 | 0 | 0 | 0 | 0 | 1 |  | 1 | 1 | 1 | 1 | 1 | 4+ | 4+ | 4+ | 1 | 1
PG&E KERN | Copus | 70 | 0 | 0 | 0 | 0 | 0 | 0 | 0 | 0 | 0 | 0 | 0 | 0 | 0 | 0 | 0 | 0 | 0 | 0 | 0 | 0 |  | 0 | 0 | 0 | 0 | 0 | 0 | 0 | 0 | 0 | 0 | 0 | 0 | 0 | 0 | 0 | 0 | 0 | 0 | 0 | 0 | 0 | 0 | 0 | 0 | 0 | 0 | 0 | 0 | 0 | 0 | 0 | 0 | 0 | 0 | 0 | 0 |  | 0 | 0 | 0 | 0 | 0 | 0 | 0 | 0 | 0 | 0 | 0 | 0 | 7.2964 | 0 | 2.65 | 0 | 0 | 1 | 0 | 0 | 0 | 0 | 0 | 0 | 0 | 0 | 0 | 0 | 0 | 0 | -2 | 0 | 0 | 0 | 0 | 1 |  | 0 | 0 | 0 | 0 | 0 | 0 | 0 | 0 | 0 | 0 | 0 | 0 | 7.2964 | 0 | 2.65 | 0 | 0 | 1 | 0 | 0 | 0 | 0 | 0 | 0 | 0 | 0 | 0 | 0 | 0 | 0 | -2 | 0 | 0 | 0 | 0 | 1 |  | 0 | 0 | 0 | 0 | 0 | 0 | 0 | 0 | 0 | 0 | 0 | 0 | 12.2864 | 0 | 2.65 | 0 | 0 | 1 | 0 | 0 | 0 | 0 | 0 | 0 | 0 | 0 | 0 | 0 | 0 | 0 | -2 | 0 | 0 | 0 | 0 | 1 |  | 1 | 1 | 1 | 1 | 1 | 1 | 4+ | 1 | 1 | 1
PG&E FRESNO | Corcoran | 70 | 0 | 0 | 0 | 0 | 0 | 0 | 0 | 0 | 0 | 0 | 0 | 0 | 0 | 0 | 0 | 0 | 0 | 0 | 0 | 0 |  | 0 | 0 | 0 | 0 | 0 | 0 | 0 | 0 | 0 | 0 | 0 | 0 | 0 | 0 | 0 | 0 | 0 | 0 | 0 | 0 | 0 | 0 | 0 | 0 | 0 | 0 | 0 | 0 | 0 | 0 | 0 | 0 | 0 | 0 | 0 | 0 |  | 0 | 0 | 0 | 0 | 0 | 0 | 0 | 0 | 0 | 0 | 0 | 0 | 0 | 0 | 0 | 0 | 0 | 0 | 0 | 0 | 0 | 0 | 0 | 0 | 0 | 0 | 0 | 0 | 0 | 0 | 0 | 0 | 0 | 0 | 0 | 0 |  | 0 | 0 | 0 | 0 | 0 | 0 | 0 | 0 | 0 | 0 | 0 | 0 | 0 | 0 | 0 | 0 | 0 | 0 | 0 | 0 | 0 | 0 | 0 | 0 | 0 | 0 | 0 | 0 | 0 | 0 | 0 | 0 | 0 | 0 | 0 | 0 |  | 0 | 0 | 0 | 0 | 0 | 0 | 0 | 0 | 0 | 0 | 0 | 0 | 0 | 0 | 0 | 0 | 0 | 0 | 0 | 0 | 0 | 0 | 0 | 0 | 0 | 0 | 0 | 0 | 0 | 0 | 0 | 0 | 0 | 0 | 0 | 0 |  | 1 | 1 | 1 | 1 | 1 | 1 | 1 | 1 | 1 | 0
PG&E FRESNO | Corcoran | 115 | 0 | 0 | 0 | 0 | 0 | 0 | 0 | 0 | 0 | 0 | 0 | 0 | 0 | 0 | 0 | 0 | 0 | 0 | 0 | 0 |  | 0 | 0 | 0 | 0 | 0 | 0 | 0 | 0 | 0 | 0 | 0 | 0 | 0 | 0 | 0 | 0 | 0 | 0 | 0 | 0 | 0 | 0 | 0 | 0 | 0 | 0 | 0 | 0 | 0 | 0 | 0 | 0 | 0 | 0 | 0 | 0 |  | 0 | 0 | 0 | 0 | 0 | 0 | 0 | 0 | 0 | 0 | 0 | 0 | 0 | 0 | 0 | 0 | 0 | 0 | 0 | 0 | 0 | 0 | 0 | 0 | 0 | 0 | 0 | 0 | 0 | 0 | 0 | 0 | 0 | 0 | 0 | 0 |  | 0 | 0 | 0 | 0 | 0 | 0 | 0 | 0 | 0 | 0 | 0 | 0 | 0 | 0 | 0 | 0 | 0 | 0 | 0 | 0 | 0 | 0 | 0 | 0 | 0 | 0 | 0 | 0 | 0 | 0 | 0 | 0 | 0 | 0 | 0 | 0 |  | 0 | 0 | 0 | 0 | 0 | 0 | 0 | 0 | 0 | 0 | 0 | 0 | 0 | 0 | 0 | 0 | 0 | 0 | 0 | 0 | 0 | 0 | 0 | 0 | 0 | 0 | 0 | 0 | 0 | 0 | 0 | 0 | 0 | 0 | 0 | 0 |  | 1 | 1 | 1 | 1 | 1 | 1 | 1 | 1 | 1 | 0
PG&E NGBA | Corona | 115 | 0 | 0 | 0 | 0 | 0 | 0 | 0 | 0 | 0 | 0 | 0 | 0 | 0 | 0 | 0 | 0 | 0 | 0 | 0 | 0 |  | 0 | 0 | 0 | 0 | 0 | 0 | 0 | 0 | 0 | 0 | 0 | 0 | 0 | 0 | 0 | 0 | 0 | 0 | 0 | 0 | 0 | 0 | 0 | 0 | 0 | 0 | 0 | 0 | 0 | 0 | 0 | 0 | 0 | 0 | 0 | 0 |  | 0 | 0 | 0 | 0 | 0 | 0 | 0 | 0 | 0 | 0 | 0 | 0 | 83.54 | 80 | 80 | 0 | 0 | 1 | 0 | 0 | 0 | 0 | 0 | 0 | 0 | 0 | 0 | 0 | 0 | 0 | -2 | -2 | -2 | 0 | 0 | 1 |  | 0 | 0 | 0 | 0 | 0 | 0 | 0 | 0 | 0 | 0 | 0 | 0 | 83.54 | 80 | 80 | 0 | 0 | 1 | 0 | 0 | 0 | 0 | 0 | 0 | 0 | 0 | 0 | 0 | 0 | 0 | -2 | -2 | -2 | 0 | 0 | 1 |  | 0 | 0 | 0 | 0 | 0 | 0 | 0 | 0 | 0 | 0 | 0 | 0 | 83.54 | 80 | 80 | 0 | 0 | 1 | 0 | 0 | 0 | 0 | 0 | 0 | 0 | 0 | 0 | 0 | 0 | 0 | -2 | -2 | -2 | 0 | 0 | 1 |  | 1 | 1 | 1 | 1 | 1 | 1 | 4+ | 4+ | 1 | 1
PG&E NGBA | Cortina | 230 | 115 | 0 | 0 | 101 | 101 | 0 | 0 | 0 | 0 | 0 | 0 | 0 | 0 | 0 | 0 | 0 | 0 | 0 | 0 | 1 |  | 0 | 0 | 0 | 0 | 0 | 0 | 0 | 0 | 0 | 0 | 0 | 0 | 0 | 0 | 0 | 0 | 0 | 0 | 2 | 2 | 0 | 0 | 0 | 2 | 0 | 0 | 0 | 0 | 0 | 0 | 0 | 0 | 0 | 0 | 0 | 1 |  | 0 | 0 | 0 | 0 | 0 | 0 | 0 | 0 | 0 | 0 | 0 | 0 | 0 | 0 | 0 | 0 | 0 | 0 | 2 | 2 | 0 | 0 | 0 | 2 | 0 | 0 | 0 | 0 | 0 | 0 | 0 | 0 | 0 | 0 | 0 | 1 |  | 0 | 0 | 0 | 0 | 0 | 0 | 0 | 0 | 0 | 0 | 0 | 0 | 0 | 0 | 0 | 0 | 0 | 0 | 2 | 2 | 0 | 0 | 0 | 2 | 0 | 0 | 0 | 0 | 0 | 0 | 0 | 0 | 0 | 0 | 0 | 1 |  | 0 | 0 | 0 | 0 | 0 | 0 | 0 | 0 | 0 | 0 | 0 | 0 | 5 | 0 | 0 | 0 | 0 | 1 | 2 | 2 | 0 | 0 | 0 | 2 | 0 | 0 | 0 | 0 | 0 | 0 | -2 | 0 | 0 | 0 | 0 | 1 |  | 5- | 1 | 5- | 1 | 1 | 1 | 1+ | 1 | 1 | 1
PG&E NGBA | Cortina | 115 | 0 | 0 | 0 | 0 | 0 | 0 | 0 | 0 | 0 | 0 | 0 | 0 | 0 | 0 | 0 | 0 | 0 | 0 | 0 | 0 |  | 0 | 0 | 0 | 0 | 0 | 0 | 0 | 0 | 0 | 0 | 0 | 0 | 83.54 | 161 | 230 | 0 | 0 | 1 | 0 | 0 | 0 | 0 | 0 | 0 | 0 | 0 | 0 | 0 | 0 | 0 | -2 | -2 | -2 | 0 | 0 | 1 |  | 0 | 0 | 0 | 0 | 0 | 0 | 0 | 0 | 0 | 0 | 0 | 0 | 0 | 81 | 150 | 0 | 0 | 1 | 0 | 0 | 0 | 0 | 0 | 0 | 0 | 0 | 0 | 0 | 0 | 0 | 0 | -2 | -2 | 0 | 0 | 1 |  | 0 | 0 | 0 | 0 | 0 | 0 | 0 | 0 | 0 | 0 | 0 | 0 | 0 | 81 | 150 | 0 | 0 | 1 | 0 | 0 | 0 | 0 | 0 | 0 | 0 | 0 | 0 | 0 | 0 | 0 | 0 | -2 | -2 | 0 | 0 | 1 |  | 0 | 0 | 0 | 0 | 0 | 0 | 0 | 0 | 0 | 0 | 0 | 0 | 0 | 81 | 150 | 0 | 0 | 1 | 0 | 0 | 0 | 0 | 0 | 0 | 0 | 0 | 0 | 0 | 0 | 0 | 0 | -2 | -2 | 0 | 0 | 1 |  | 1 | 1 | 1 | 1 | 1 | 1 | 1 | 4+ | 1 | 1
PG&E GBA | Cottle | 230 | 0 | 0 | 0 | 0 | 0 | 0 | 0 | 0 | 0 | 0 | 0 | 0 | 0 | 0 | 0 | 0 | 0 | 0 | 0 | 0 |  | 0 | 0 | 0 | 0 | 0 | 0 | 0 | 0 | 0 | 0 | 0 | 0 | 0 | 0 | 0 | 0 | 0 | 0 | 0 | 0 | 0 | 0 | 0 | 0 | 0 | 0 | 0 | 0 | 0 | 0 | 0 | 0 | 0 | 0 | 0 | 0 |  | 0 | 0 | 0 | 0 | 0 | 0 | 0 | 0 | 0 | 0 | 0 | 0 | 0 | 0 | 0 | 0 | 0 | 0 | 0 | 0 | 0 | 0 | 0 | 0 | 0 | 0 | 0 | 0 | 0 | 0 | 0 | 0 | 0 | 0 | 0 | 0 |  | 0 | 0 | 0 | 0 | 0 | 0 | 0 | 0 | 0 | 0 | 0 | 0 | 0 | 54 | 102.672 | 0 | 0 | 1 | 0 | 0 | 0 | 0 | 0 | 0 | 0 | 0 | 0 | 0 | 0 | 0 | 0 | -2 | -2 | 0 | 0 | 1 |  | 0 | 0 | 0 | 0 | 0 | 0 | 0 | 0 | 0 | 0 | 0 | 0 | 0 | 54 | 102.672 | 0 | 0 | 1 | 0 | 0 | 0 | 0 | 0 | 0 | 0 | 0 | 0 | 0 | 0 | 0 | 0 | -2 | -2 | 0 | 0 | 1 |  | 1 | 1 | 1 | 1 | 1 | 1 | 1 | 4+ | 1 | 1
PG&E NGBA | Cottonwood | 115 | 0 | 0 | 0 | 0 | 0 | 0 | 0 | 0 | 0 | 0 | 0 | 0 | 0 | 0 | 0 | 0 | 0 | 0 | 0 | 0 |  | 0 | 0 | 0 | 0 | 0 | 0 | 0 | 0 | 0 | 0 | 0 | 0 | 0 | 0 | 0 | 0 | 0 | 0 | 0 | 0 | 0 | 0 | 0 | 0 | 0 | 0 | 0 | 0 | 0 | 0 | 0 | 0 | 0 | 0 | 0 | 0 |  | 0 | 0 | 0 | 0 | 0 | 0 | 0 | 0 | 0 | 0 | 0 | 0 | 0 | 0 | 0 | 0 | 0 | 0 | 0 | 0 | 0 | 0 | 0 | 0 | 0 | 0 | 0 | 0 | 0 | 0 | 0 | 0 | 0 | 0 | 0 | 0 |  | 0 | 0 | 0 | 0 | 0 | 0 | 0 | 0 | 0 | 0 | 0 | 0 | 0 | 0 | 0 | 0 | 0 | 0 | 0 | 0 | 0 | 0 | 0 | 0 | 0 | 0 | 0 | 0 | 0 | 0 | 0 | 0 | 0 | 0 | 0 | 0 |  | 0 | 0 | 0 | 0 | 0 | 0 | 0 | 0 | 0 | 0 | 0 | 0 | 0 | 0 | 0 | 0 | 0 | 0 | 0 | 0 | 0 | 0 | 0 | 0 | 0 | 0 | 0 | 0 | 0 | 0 | 0 | 0 | 0 | 0 | 0 | 0 |  | 1 | 1 | 1 | 1 | 1 | 1 | 1 | 1 | 1 | 0
PG&E NGBA | Cottonwood | 230 | 105 | 0 | 0 | 0 | 0 | 0 | 0 | 0 | 0 | 0 | 0 | 0 | 0 | 0 | 0 | 0 | 0 | 0 | 0 | 1 |  | 0 | 0 | 0 | 0 | 0 | 0 | 0 | 0 | 0 | 0 | 0 | 0 | 0 | 0 | 0 | 0 | 0 | 0 | 2 | 2 | 0 | 0 | 0 | 0 | 0 | 0 | 0 | 0 | 0 | 0 | 0 | 0 | 0 | 0 | 0 | 1 |  | 0 | 0 | 0 | 0 | 0 | 0 | 0 | 0 | 0 | 0 | 0 | 0 | 0 | 0 | 0 | 0 | 0 | 0 | 2 | 2 | 0 | 0 | 0 | 0 | 0 | 0 | 0 | 0 | 0 | 0 | 0 | 0 | 0 | 0 | 0 | 1 |  | 0 | 0 | 0 | 0 | 0 | 0 | 0 | 0 | 0 | 0 | 0 | 0 | 0 | 0 | 0 | 0 | 0 | 0 | 2 | 2 | 0 | 0 | 0 | 0 | 0 | 0 | 0 | 0 | 0 | 0 | 0 | 0 | 0 | 0 | 0 | 1 |  | 0 | 0 | 0 | 0 | 0 | 0 | 0 | 0 | 0 | 0 | 0 | 0 | 0 | 0 | 0 | 0 | 0 | 0 | 2 | 2 | 0 | 0 | 0 | 0 | 0 | 0 | 0 | 0 | 0 | 0 | 0 | 0 | 0 | 0 | 0 | 1 |  | 5- | 1 | 1 | 1 | 1 | 1 | 1 | 1 | 1 | 1
PG&E NGBA | Cottonwood | 60 | 0 | 0 | 0 | 0 | 0 | 0 | 0 | 0 | 0 | 0 | 0 | 0 | 0 | 0 | 0 | 0 | 0 | 0 | 0 | 0 |  | 0 | 0 | 0 | 0 | 0 | 0 | 0 | 0 | 0 | 0 | 0 | 0 | 0 | 0 | 0 | 0 | 0 | 0 | 0 | 0 | 0 | 0 | 0 | 0 | 0 | 0 | 0 | 0 | 0 | 0 | 0 | 0 | 0 | 0 | 0 | 0 |  | 0 | 0 | 0 | 0 | 0 | 0 | 0 | 0 | 0 | 0 | 0 | 0 | 0 | 0 | 0 | 0 | 0 | 0 | 0 | 0 | 0 | 0 | 0 | 0 | 0 | 0 | 0 | 0 | 0 | 0 | 0 | 0 | 0 | 0 | 0 | 0 |  | 0 | 0 | 0 | 0 | 0 | 0 | 0 | 0 | 0 | 0 | 0 | 0 | 0 | 0 | 0 | 0 | 0 | 0 | 0 | 0 | 0 | 0 | 0 | 0 | 0 | 0 | 0 | 0 | 0 | 0 | 0 | 0 | 0 | 0 | 0 | 0 |  | 0 | 0 | 0 | 0 | 0 | 0 | 0 | 0 | 0 | 0 | 0 | 0 | 0 | 0 | 0 | 0 | 0 | 0 | 0 | 0 | 0 | 0 | 0 | 0 | 0 | 0 | 0 | 0 | 0 | 0 | 0 | 0 | 0 | 0 | 0 | 0 |  | 1 | 1 | 1 | 1 | 1 | 1 | 1 | 1 | 1 | 0
PG&E NGBA | Cove Road | 230 | 0 | 0 | 0 | 0 | 0 | 0 | 0 | 0 | 0 | 0 | 0 | 0 | 0 | 0 | 0 | 0 | 0 | 0 | 0 | 0 |  | 0 | 0 | 0 | 0 | 0 | 0 | 0 | 0 | 0 | 0 | 0 | 0 | 0 | 0 | 0 | 0 | 0 | 0 | 0 | 0 | 0 | 0 | 0 | 0 | 0 | 0 | 0 | 0 | 0 | 0 | 0 | 0 | 0 | 0 | 0 | 0 |  | 0 | 0 | 0 | 0 | 0 | 0 | 0 | 0 | 0 | 0 | 0 | 0 | 0 | 0 | 0 | 0 | 0 | 0 | 0 | 0 | 0 | 0 | 0 | 0 | 0 | 0 | 0 | 0 | 0 | 0 | 0 | 0 | 0 | 0 | 0 | 0 |  | 0 | 0 | 0 | 0 | 0 | 0 | 0 | 0 | 0 | 0 | 0 | 0 | 0 | 0 | 0 | 0 | 0 | 0 | 0 | 0 | 0 | 0 | 0 | 0 | 0 | 0 | 0 | 0 | 0 | 0 | 0 | 0 | 0 | 0 | 0 | 0 |  | 0 | 0 | 0 | 0 | 0 | 0 | 0 | 0 | 0 | 0 | 0 | 0 | 0 | 0 | 0 | 0 | 0 | 0 | 0 | 0 | 0 | 0 | 0 | 0 | 0 | 0 | 0 | 0 | 0 | 0 | 0 | 0 | 0 | 0 | 0 | 0 |  | 1 | 1 | 1 | 1 | 1 | 1 | 1 | 1 | 1 | 0
PG&E GBA | Coyote | 230 | 0 | 0 | 0 | 0 | 0 | 0 | 0 | 0 | 0 | 0 | 0 | 0 | 0 | 0 | 0 | 0 | 0 | 0 | 0 | 0 |  | 0 | 0 | 0 | 0 | 0 | 0 | 0 | 0 | 0 | 0 | 0 | 0 | 0 | 0 | 0 | 0 | 0 | 0 | 0 | 0 | 0 | 0 | 0 | 0 | 0 | 0 | 0 | 0 | 0 | 0 | 0 | 0 | 0 | 0 | 0 | 0 |  | 0 | 0 | 0 | 0 | 0 | 0 | 0 | 0 | 0 | 0 | 0 | 0 | 0 | 0 | 0 | 0 | 0 | 0 | 0 | 0 | 0 | 0 | 0 | 0 | 0 | 0 | 0 | 0 | 0 | 0 | 0 | 0 | 0 | 0 | 0 | 0 |  | 0 | 0 | 0 | 0 | 0 | 0 | 0 | 0 | 0 | 0 | 0 | 0 | 0 | 0 | 0 | 0 | 0 | 0 | 0 | 0 | 0 | 0 | 0 | 0 | 0 | 0 | 0 | 0 | 0 | 0 | 0 | 0 | 0 | 0 | 0 | 0 |  | 0 | 0 | 0 | 0 | 0 | 0 | 0 | 0 | 0 | 0 | 0 | 0 | 0 | 0 | 0 | 0 | 0 | 0 | 0 | 0 | 0 | 0 | 0 | 0 | 0 | 0 | 0 | 0 | 0 | 0 | 0 | 0 | 0 | 0 | 0 | 0 |  | 1 | 1 | 1 | 1 | 1 | 1 | 1 | 1 | 1 | 0
PG&E GBA | Crazy Horse Canyon | 115 | 0 | 0 | 50 | 0 | 50 | 0 | 0 | 0 | 0 | 0 | 0 | 0 | 0 | 0 | 0 | 0 | 0 | 0 | 0 | 1 |  | 0 | 0 | 0 | 0 | 0 | 0 | 0 | 0 | 0 | 0 | 0 | 0 | 0 | 0 | 0 | 0 | 0 | 0 | 0 | 0 | 0 | 0 | 2 | 2 | 0 | 0 | 0 | 0 | 0 | 0 | 0 | 0 | 0 | 0 | 0 | 1 |  | 0 | 0 | 0 | 0 | 0 | 0 | 0 | 0 | 0 | 0 | 0 | 0 | 0 | 0 | 0 | 0 | 0 | 0 | 0 | 0 | 0 | 0 | 2 | 2 | 0 | 0 | 0 | 0 | 0 | 0 | 0 | 0 | 0 | 0 | 0 | 1 |  | 0 | 0 | 0 | 0 | 0 | 0 | 0 | 0 | 0 | 0 | 0 | 0 | 0 | 0 | 0 | 0 | 0 | 0 | 0 | 0 | 0 | 0 | 2 | 2 | 0 | 0 | 0 | 0 | 0 | 0 | 0 | 0 | 0 | 0 | 0 | 1 |  | 0 | 0 | 0 | 0 | 0 | 0 | 0 | 0 | 0 | 0 | 0 | 0 | 0 | 0 | 0 | 0 | 0 | 0 | 0 | 0 | 0 | 0 | 2 | 2 | 0 | 0 | 0 | 0 | 0 | 0 | 0 | 0 | 0 | 0 | 0 | 1 |  | 1 | 1 | 5- | 1 | 1 | 1 | 1 | 1 | 1 | 1
SDGE | Creelman | 69 | 0 | 0 | 0 | 0 | 0 | 0 | 0 | 0 | 0 | 0 | 0 | 0 | 0 | 0 | 0 | 0 | 0 | 0 | 0 | 0 |  | 0 | 0 | 0 | 0 | 0 | 0 | 0 | 0 | 0 | 0 | 0 | 0 | 0 | 0 | 0 | 0 | 0 | 0 | 0 | 0 | 0 | 0 | 0 | 0 | 0 | 0 | 0 | 0 | 0 | 0 | 0 | 0 | 0 | 0 | 0 | 0 |  | 0 | 0 | 0 | 0 | 0 | 0 | 0 | 0 | 0 | 0 | 0 | 0 | 0 | 0 | 0 | 0 | 0 | 0 | 0 | 0 | 0 | 0 | 0 | 0 | 0 | 0 | 0 | 0 | 0 | 0 | 0 | 0 | 0 | 0 | 0 | 0 |  | 0 | 0 | 0 | 0 | 0 | 0 | 0 | 0 | 0 | 0 | 0 | 0 | 0 | 0 | 52 | 0 | 0 | 1 | 0 | 0 | 0 | 0 | 0 | 0 | 0 | 0 | 0 | 0 | 0 | 0 | 0 | 0 | -2 | 0 | 0 | 1 |  | 0 | 0 | 0 | 0 | 0 | 0 | 0 | 0 | 0 | 0 | 0 | 0 | 2 | 0 | 93 | 0 | 0 | 1 | 0 | 0 | 0 | 0 | 0 | 0 | 0 | 0 | 0 | 0 | 0 | 0 | 0 | 0 | 0 | 0 | 0 | 0 |  | 1 | 1 | 1 | 1 | 1 | 1 | 1 | 2+ | 1 | 1
PG&E FRESNO | Crescent | 70 | 0 | 0 | 0 | 0 | 0 | 0 | 0 | 0 | 0 | 0 | 0 | 0 | 0 | 0 | 0 | 0 | 0 | 0 | 0 | 0 |  | 0 | 0 | 0 | 0 | 0 | 0 | 0 | 0 | 0 | 0 | 0 | 0 | 1.1746 | 0 | 1.1746 | 0 | 0 | 1 | 0 | 0 | 0 | 0 | 0 | 0 | 0 | 0 | 0 | 0 | 0 | 0 | -2 | 0 | -2 | 0 | 0 | 1 |  | 0 | 0 | 0 | 0 | 0 | 0 | 0 | 0 | 0 | 0 | 0 | 0 | 36.1746 | 35 | 0 | 0 | 0 | 1 | 0 | 0 | 0 | 0 | 0 | 0 | 0 | 0 | 0 | 0 | 0 | 0 | -2 | -2 | 0 | 0 | 0 | 1 |  | 0 | 0 | 0 | 0 | 0 | 0 | 0 | 0 | 0 | 0 | 0 | 0 | 72.1536 | 70 | 35.951 | 0 | 0 | 1 | 0 | 0 | 0 | 0 | 0 | 0 | 0 | 0 | 0 | 0 | 0 | 0 | -2 | -2 | -2 | 0 | 0 | 1 |  | 0 | 0 | 0 | 0 | 0 | 0 | 0 | 0 | 0 | 0 | 0 | 0 | 72.1536 | 70 | 35.951 | 0 | 0 | 1 | 0 | 0 | 0 | 0 | 0 | 0 | 0 | 0 | 0 | 0 | 0 | 0 | -2 | -2 | -2 | 0 | 0 | 1 |  | 1 | 1 | 1 | 1 | 1 | 1 | 4+ | 4+ | 1 | 1
PG&E FRESNO | Cressey | 115 | 0 | 0 | 0 | 0 | 0 | 0 | 0 | 0 | 0 | 0 | 0 | 0 | 0 | 0 | 0 | 0 | 0 | 0 | 0 | 0 |  | 0 | 0 | 0 | 0 | 0 | 0 | 0 | 0 | 0 | 0 | 0 | 0 | 0 | 0 | 0 | 0 | 0 | 0 | 0 | 0 | 0 | 0 | 0 | 0 | 0 | 0 | 0 | 0 | 0 | 0 | 0 | 0 | 0 | 0 | 0 | 0 |  | 0 | 0 | 0 | 0 | 0 | 0 | 0 | 0 | 0 | 0 | 0 | 0 | 0 | 0 | 0 | 0 | 0 | 0 | 0 | 0 | 0 | 0 | 0 | 0 | 0 | 0 | 0 | 0 | 0 | 0 | 0 | 0 | 0 | 0 | 0 | 0 |  | 0 | 0 | 0 | 0 | 0 | 0 | 0 | 0 | 0 | 0 | 0 | 0 | 0 | 0 | 0 | 0 | 0 | 0 | 0 | 0 | 0 | 0 | 0 | 0 | 0 | 0 | 0 | 0 | 0 | 0 | 0 | 0 | 0 | 0 | 0 | 0 |  | 0 | 0 | 0 | 0 | 0 | 0 | 0 | 0 | 0 | 0 | 0 | 0 | 19.685 | 0 | 0 | 0 | 0 | 1 | 0 | 0 | 0 | 0 | 0 | 0 | 0 | 0 | 0 | 0 | 0 | 0 | -2 | 0 | 0 | 0 | 0 | 1 |  | 1 | 1 | 1 | 1 | 1 | 1 | 1+ | 1 | 1 | 1
PG&E NGBA | Cresta | 230 | 0 | 0 | 0 | 0 | 0 | 0 | 0 | 0 | 0 | 0 | 0 | 0 | 0 | 0 | 0 | 0 | 0 | 0 | 0 | 0 |  | 0 | 0 | 0 | 0 | 0 | 0 | 0 | 0 | 0 | 0 | 0 | 0 | 0 | 0 | 0 | 0 | 0 | 0 | 0 | 0 | 0 | 0 | 0 | 0 | 0 | 0 | 0 | 0 | 0 | 0 | 0 | 0 | 0 | 0 | 0 | 0 |  | 0 | 0 | 0 | 0 | 0 | 0 | 0 | 0 | 0 | 0 | 0 | 0 | 0 | 0 | 0 | 0 | 0 | 0 | 0 | 0 | 0 | 0 | 0 | 0 | 0 | 0 | 0 | 0 | 0 | 0 | 0 | 0 | 0 | 0 | 0 | 0 |  | 0 | 0 | 0 | 0 | 0 | 0 | 0 | 0 | 0 | 0 | 0 | 0 | 0 | 0 | 0 | 0 | 0 | 0 | 0 | 0 | 0 | 0 | 0 | 0 | 0 | 0 | 0 | 0 | 0 | 0 | 0 | 0 | 0 | 0 | 0 | 0 |  | 0 | 0 | 0 | 0 | 0 | 0 | 0 | 0 | 0 | 0 | 0 | 0 | 0 | 0 | 0 | 0 | 0 | 0 | 0 | 0 | 0 | 0 | 0 | 0 | 0 | 0 | 0 | 0 | 0 | 0 | 0 | 0 | 0 | 0 | 0 | 0 |  | 1 | 1 | 1 | 1 | 1 | 1 | 1 | 1 | 1 | 0
SDGE | Crestwood | 69 | 0 | 0 | 0 | 0 | 0 | 0 | 0 | 0 | 0 | 0 | 0 | 0 | 0 | 0 | 0 | 0 | 0 | 0 | 0 | 0 |  | 0 | 0 | 0 | 0 | 0 | 0 | 0 | 0 | 0 | 0 | 0 | 0 | 0 | 0 | 0 | 0 | 0 | 0 | 0 | 0 | 0 | 0 | 0 | 0 | 0 | 0 | 0 | 0 | 0 | 0 | 0 | 0 | 0 | 0 | 0 | 0 |  | 0 | 0 | 0 | 0 | 0 | 0 | 0 | 0 | 0 | 0 | 0 | 0 | 0 | 0 | 0 | 0 | 0 | 0 | 0 | 0 | 0 | 0 | 0 | 0 | 0 | 0 | 0 | 0 | 0 | 0 | 0 | 0 | 0 | 0 | 0 | 0 |  | 0 | 0 | 0 | 0 | 0 | 0 | 0 | 0 | 0 | 0 | 0 | 0 | 0 | 0 | 0 | 0 | 0 | 0 | 0 | 0 | 0 | 0 | 0 | 0 | 0 | 0 | 0 | 0 | 0 | 0 | 0 | 0 | 0 | 0 | 0 | 0 |  | 0 | 0 | 0 | 0 | 0 | 0 | 0 | 0 | 0 | 0 | 0 | 0 | 0 | 0 | 0 | 0 | 0 | 0 | 0 | 0 | 0 | 0 | 0 | 0 | 0 | 0 | 0 | 0 | 0 | 0 | 0 | 0 | 0 | 0 | 0 | 0 |  | 1 | 1 | 1 | 1 | 1 | 1 | 1 | 1 | 1 | 0
PG&E GBA | Crow Creek | 60 | 0 | 0 | 0 | 0 | 0 | 0 | 0 | 0 | 0 | 0 | 0 | 0 | 0 | 0 | 0 | 0 | 0 | 0 | 0 | 0 |  | 0 | 0 | 0 | 0 | 0 | 0 | 0 | 0 | 0 | 0 | 0 | 0 | 0 | 0 | 0 | 0 | 0 | 0 | 0 | 0 | 0 | 0 | 0 | 0 | 0 | 0 | 0 | 0 | 0 | 0 | 0 | 0 | 0 | 0 | 0 | 0 |  | 0 | 0 | 0 | 0 | 0 | 0 | 0 | 0 | 0 | 0 | 0 | 0 | 0 | 0 | 0 | 0 | 0 | 0 | 0 | 0 | 0 | 0 | 0 | 0 | 0 | 0 | 0 | 0 | 0 | 0 | 0 | 0 | 0 | 0 | 0 | 0 |  | 0 | 0 | 0 | 0 | 0 | 0 | 0 | 0 | 0 | 0 | 0 | 0 | 0 | 0 | 0 | 0 | 0 | 0 | 0 | 0 | 0 | 0 | 0 | 0 | 0 | 0 | 0 | 0 | 0 | 0 | 0 | 0 | 0 | 0 | 0 | 0 |  | 0 | 0 | 0 | 0 | 0 | 0 | 0 | 0 | 0 | 0 | 0 | 0 | 0 | 0 | 0 | 0 | 0 | 0 | 0 | 0 | 0 | 0 | 0 | 0 | 0 | 0 | 0 | 0 | 0 | 0 | 0 | 0 | 0 | 0 | 0 | 0 |  | 1 | 1 | 1 | 1 | 1 | 1 | 1 | 1 | 1 | 0
PG&E GBA | Crows Landing | 60 | 0 | 0 | 0 | 0 | 0 | 0 | 0 | 0 | 0 | 0 | 0 | 0 | 0 | 0 | 0 | 0 | 0 | 0 | 0 | 0 |  | 0 | 0 | 0 | 0 | 0 | 0 | 0 | 0 | 0 | 0 | 0 | 0 | 0 | 0 | 0 | 0 | 0 | 0 | 0 | 0 | 0 | 0 | 0 | 0 | 0 | 0 | 0 | 0 | 0 | 0 | 0 | 0 | 0 | 0 | 0 | 0 |  | 0 | 0 | 0 | 0 | 0 | 0 | 0 | 0 | 0 | 0 | 0 | 0 | 0 | 0 | 0 | 0 | 0 | 0 | 0 | 0 | 0 | 0 | 0 | 0 | 0 | 0 | 0 | 0 | 0 | 0 | 0 | 0 | 0 | 0 | 0 | 0 |  | 0 | 0 | 0 | 0 | 0 | 0 | 0 | 0 | 0 | 0 | 0 | 0 | 0 | 0 | 0 | 0 | 0 | 0 | 0 | 0 | 0 | 0 | 0 | 0 | 0 | 0 | 0 | 0 | 0 | 0 | 0 | 0 | 0 | 0 | 0 | 0 |  | 0 | 0 | 0 | 0 | 0 | 0 | 0 | 0 | 0 | 0 | 0 | 0 | 0 | 0 | 0 | 0 | 0 | 0 | 0 | 0 | 0 | 0 | 0 | 0 | 0 | 0 | 0 | 0 | 0 | 0 | 0 | 0 | 0 | 0 | 0 | 0 |  | 1 | 1 | 1 | 1 | 1 | 1 | 1 | 1 | 1 | 0
PG&E GBA | Curtis | 115 | 0 | 0 | 0 | 0 | 0 | 0 | 0 | 0 | 0 | 0 | 0 | 0 | 0 | 0 | 0 | 0 | 0 | 0 | 0 | 0 |  | 0 | 0 | 0 | 0 | 0 | 0 | 0 | 0 | 0 | 0 | 0 | 0 | 0 | 0 | 0 | 0 | 0 | 0 | 0 | 0 | 0 | 0 | 0 | 0 | 0 | 0 | 0 | 0 | 0 | 0 | 0 | 0 | 0 | 0 | 0 | 0 |  | 0 | 0 | 0 | 0 | 0 | 0 | 0 | 0 | 0 | 0 | 0 | 0 | 0 | 0 | 0 | 0 | 0 | 0 | 0 | 0 | 0 | 0 | 0 | 0 | 0 | 0 | 0 | 0 | 0 | 0 | 0 | 0 | 0 | 0 | 0 | 0 |  | 0 | 0 | 0 | 0 | 0 | 0 | 0 | 0 | 0 | 0 | 0 | 0 | 0 | 0 | 0 | 0 | 0 | 0 | 0 | 0 | 0 | 0 | 0 | 0 | 0 | 0 | 0 | 0 | 0 | 0 | 0 | 0 | 0 | 0 | 0 | 0 |  | 0 | 0 | 0 | 0 | 0 | 0 | 0 | 0 | 0 | 0 | 0 | 0 | 0.061 | 0 | 0 | 0 | 0 | 1 | 0 | 0 | 0 | 0 | 0 | 0 | 0 | 0 | 0 | 0 | 0 | 0 | 0 | 0 | 0 | 0 | 0 | 0 |  | 1 | 1 | 1 | 1 | 1 | 1 | 1 | 1 | 1 | 0
PG&E FRESNO | Dairyland | 115 | 0 | 0 | 0 | 0 | 0 | 0 | 0 | 0 | 0 | 0 | 0 | 0 | 120 | 0 | 120 | 0 | 0 | 0 | 0 | 1 |  | 0 | 0 | 0 | 0 | 0 | 0 | 0 | 0 | 0 | 0 | 0 | 0 | 0 | 0 | 0 | 0 | 0 | 0 | 0 | 0 | 0 | 0 | 0 | 0 | 0 | 0 | 0 | 0 | 0 | 2 | 2 | 0 | 0 | 0 | 0 | 1 |  | 0 | 0 | 0 | 0 | 0 | 0 | 0 | 0 | 0 | 0 | 0 | 0 | 0 | 0 | 0 | 0 | 0 | 0 | 0 | 0 | 0 | 0 | 0 | 0 | 0 | 0 | 0 | 0 | 0 | 2 | 2 | 0 | 0 | 0 | 0 | 1 |  | 0 | 0 | 0 | 0 | 0 | 0 | 0 | 0 | 0 | 0 | 0 | 0 | 0 | 0 | 0 | 0 | 0 | 0 | 0 | 0 | 0 | 0 | 0 | 0 | 0 | 0 | 0 | 0 | 0 | 2 | 2 | 0 | 0 | 0 | 0 | 1 |  | 0 | 0 | 0 | 0 | 0 | 0 | 0 | 0 | 0 | 0 | 0 | 0 | 0 | 0 | 0 | 0 | 0 | 0 | 0 | 0 | 0 | 0 | 0 | 0 | 0 | 0 | 0 | 0 | 0 | 2 | 2 | 0 | 0 | 0 | 0 | 1 |  | 1 | 1 | 1 | 1 | 1 | 1 | 5- | 1 | 1 | 1
PG&E NGBA | Davis | 115 | 0 | 0 | 0 | 0 | 0 | 0 | 0 | 0 | 0 | 0 | 0 | 0 | 0 | 0 | 0 | 0 | 0 | 0 | 0 | 0 |  | 0 | 0 | 0 | 0 | 0 | 0 | 0 | 0 | 0 | 0 | 0 | 0 | 84.9957 | 0 | 96.9117 | 0 | 0 | 1 | 0 | 0 | 0 | 0 | 0 | 0 | 0 | 0 | 0 | 0 | 0 | 0 | -2 | 0 | -2 | 0 | 0 | 1 |  | 0 | 0 | 0 | 0 | 0 | 0 | 0 | 0 | 0 | 0 | 0 | 0 | 0.966 | 0 | 0 | 0 | 0 | 1 | 0 | 0 | 0 | 0 | 0 | 0 | 0 | 0 | 0 | 0 | 0 | 0 | 0 | 0 | 0 | 0 | 0 | 0 |  | 0 | 0 | 0 | 0 | 0 | 0 | 0 | 0 | 0 | 0 | 0 | 0 | 85.9617 | 0 | 84.8117 | 0 | 0 | 1 | 0 | 0 | 0 | 0 | 0 | 0 | 0 | 0 | 0 | 0 | 0 | 0 | -2 | 0 | -2 | 0 | 0 | 1 |  | 0 | 0 | 0 | 0 | 0 | 0 | 0 | 0 | 0 | 0 | 0 | 0 | 85.9617 | 0 | 84.8117 | 0 | 0 | 1 | 0 | 0 | 0 | 0 | 0 | 0 | 0 | 0 | 0 | 0 | 0 | 0 | -2 | 0 | 0 | 0 | 0 | 1 |  | 1 | 1 | 1 | 1 | 1 | 1 | 2+ | 2+ | 1 | 1
SCE Metro | Del Amo | 500 | 0 | 0 | 0 | 0 | 0 | 0 | 0 | 0 | 0 | 0 | 0 | 0 | 0 | 0 | 0 | 0 | 500 | 500 | 0 | 1 |  | 0 | 0 | 0 | 0 | 0 | 0 | 0 | 0 | 0 | 0 | 0 | 0 | 0 | 0 | 0 | 0 | 0 | 0 | 0 | 0 | 0 | 0 | 0 | 0 | 0 | 0 | 0 | 0 | 0 | 0 | 0 | 2 | 2 | 0 | 0 | 1 |  | 0 | 0 | 0 | 0 | 0 | 0 | 0 | 0 | 0 | 0 | 0 | 0 | 0 | 0 | 0 | 0 | 0 | 0 | 0 | 0 | 0 | 0 | 0 | 0 | 0 | 0 | 0 | 0 | 0 | 0 | 0 | 2 | 2 | 0 | 0 | 1 |  | 0 | 0 | 0 | 0 | 0 | 0 | 0 | 0 | 0 | 0 | 0 | 0 | 0 | 0 | 0 | 0 | 0 | 0 | 0 | 0 | 0 | 0 | 0 | 0 | 0 | 0 | 0 | 0 | 0 | 0 | 0 | 2 | 2 | 0 | 0 | 1 |  | 0 | 0 | 0 | 0 | 0 | 0 | 0 | 0 | 0 | 0 | 0 | 0 | 0 | 0 | 0 | 0 | 0 | 0 | 0 | 0 | 0 | 0 | 0 | 0 | 0 | 0 | 0 | 0 | 0 | 0 | 0 | 2 | 2 | 0 | 0 | 1 |  | 1 | 1 | 1 | 1 | 1 | 1 | 1 | 5- | 1 | 1
SCE Metro | Del Amo | 230 | 0 | 0 | 0 | 0 | 0 | 0 | 0 | 0 | 0 | 0 | 0 | 0 | 0 | 0 | 0 | 0 | 300 | 300 | 0 | 1 |  | 0 | 0 | 0 | 0 | 0 | 0 | 0 | 0 | 0 | 0 | 0 | 0 | 0 | 0 | 0 | 0 | 0 | 0 | 0 | 0 | 0 | 0 | 0 | 0 | 0 | 0 | 0 | 0 | 0 | 0 | 0 | 2 | 2 | 0 | 0 | 1 |  | 0 | 0 | 0 | 0 | 0 | 0 | 0 | 0 | 0 | 0 | 0 | 0 | 10 | 0 | 10 | 0 | 0 | 1 | 0 | 0 | 0 | 0 | 0 | 0 | 0 | 0 | 0 | 0 | 0 | 0 | -2 | 2 | 2 | 0 | 0 | 1 |  | 0 | 0 | 0 | 0 | 0 | 0 | 0 | 0 | 0 | 0 | 0 | 0 | 10 | 0 | 10 | 0 | 0 | 1 | 0 | 0 | 0 | 0 | 0 | 0 | 0 | 0 | 0 | 0 | 0 | 0 | -2 | 2 | 2 | 0 | 0 | 1 |  | 0 | 0 | 0 | 0 | 0 | 0 | 0 | 0 | 0 | 0 | 0 | 0 | 10 | 0 | 10 | 0 | 0 | 1 | 0 | 0 | 0 | 0 | 0 | 0 | 0 | 0 | 0 | 0 | 0 | 0 | -2 | 2 | 2 | 0 | 0 | 1 |  | 1 | 1 | 1 | 1 | 1 | 1 | 4+ | 5- | 1 | 1
SCE Eastern | Delaney | 500 | 0 | 0 | 0 | 0 | 0 | 0 | 0 | 0 | 0 | 0 | 0 | 0 | 170 | 250 | 420 | 28.5 | 0 | 28.5 | 150 | 1 |  | 0 | 0 | 0 | 0 | 0 | 0 | 0 | 0 | 0 | 0 | 0 | 0 | 0 | 0 | 0 | 0 | 0 | 0 | 0 | 0 | 0 | 0 | 0 | 0 | 0 | 0 | 0 | 0 | 0 | 2 | 2 | 2 | 2 | 2 | 2 | 1 |  | 0 | 0 | 0 | 0 | 0 | 0 | 0 | 0 | 0 | 0 | 0 | 0 | 0 | 0 | 0 | 0 | 0 | 0 | 0 | 0 | 0 | 0 | 0 | 0 | 0 | 0 | 0 | 0 | 0 | 2 | 2 | 2 | 2 | 2 | 2 | 1 |  | 0 | 0 | 0 | 0 | 0 | 0 | 0 | 0 | 0 | 0 | 0 | 0 | 888.886 | 450 | 880.666 | 0 | 0 | 1 | 0 | 0 | 0 | 0 | 0 | 0 | 0 | 0 | 0 | 0 | 0 | 2 | -2 | -2 | -2 | 2 | 2 | 1 |  | 0 | 0 | 0 | 0 | 0 | 0 | 0 | 0 | 0 | 0 | 0 | 0 | 4388.886 | 450 | 2930.666 | 0 | 0 | 1 | 0 | 0 | 0 | 0 | 0 | 0 | 0 | 0 | 0 | 0 | 0 | 2 | -2 | -2 | -2 | 2 | 2 | 1 |  | 1 | 1 | 1 | 1 | 1 | 1 | 2- | 4+ | 5- | 1
PG&E NGBA | Delevan | 230 | 0 | 0 | 0 | 0 | 0 | 0 | 0 | 0 | 0 | 0 | 0 | 0 | 0 | 0 | 0 | 0 | 0 | 0 | 0 | 0 |  | 0 | 0 | 0 | 0 | 0 | 0 | 0 | 0 | 0 | 0 | 0 | 0 | 513.5 | 48 | 510 | 0 | 0 | 1 | 0 | 0 | 0 | 0 | 0 | 0 | 0 | 0 | 0 | 0 | 0 | 0 | -2 | -2 | -2 | 0 | 0 | 1 |  | 0 | 0 | 0 | 0 | 0 | 0 | 0 | 0 | 0 | 0 | 0 | 0 | 513.5 | 48 | 510 | 0 | 0 | 1 | 0 | 0 | 0 | 0 | 0 | 0 | 0 | 0 | 0 | 0 | 0 | 0 | -2 | -2 | -2 | 0 | 0 | 1 |  | 0 | 0 | 0 | 0 | 0 | 0 | 0 | 0 | 0 | 0 | 0 | 0 | 513.5 | 48 | 510 | 0 | 0 | 1 | 0 | 0 | 0 | 0 | 0 | 0 | 0 | 0 | 0 | 0 | 0 | 0 | -2 | -2 | -2 | 0 | 0 | 1 |  | 0 | 0 | 0 | 0 | 0 | 0 | 0 | 155.3 | 0 | 0 | 0 | 0 | 669.9 | 48 | 665.3 | 0 | 0 | 1 | 0 | 0 | 0 | 0 | 0 | 0 | 0 | -2 | 0 | 0 | 0 | 0 | -2 | -2 | -2 | 0 | 0 | 1 |  | 1 | 1 | 1 | 1+ | 1 | 1 | 4+ | 4+ | 1 | 1
PG&E GBA | Delta PP | 230 | 0 | 0 | 0 | 0 | 0 | 0 | 0 | 0 | 0 | 0 | 0 | 0 | 0 | 0 | 0 | 0 | 0 | 0 | 0 | 0 |  | 0 | 0 | 0 | 0 | 0 | 0 | 0 | 0 | 0 | 0 | 0 | 0 | 0 | 0 | 102.25 | 0 | 0 | 1 | 0 | 0 | 0 | 0 | 0 | 0 | 0 | 0 | 0 | 0 | 0 | 0 | 0 | 0 | -2 | 0 | 0 | 1 |  | 0 | 0 | 0 | 0 | 0 | 0 | 0 | 0 | 0 | 0 | 0 | 0 | 0 | 0 | 102.25 | 0 | 0 | 1 | 0 | 0 | 0 | 0 | 0 | 0 | 0 | 0 | 0 | 0 | 0 | 0 | 0 | 0 | -2 | 0 | 0 | 1 |  | 0 | 0 | 0 | 0 | 0 | 0 | 0 | 0 | 0 | 0 | 0 | 0 | 0 | 500 | 606.25 | 0 | 0 | 1 | 0 | 0 | 0 | 0 | 0 | 0 | 0 | 0 | 0 | 0 | 0 | 0 | 0 | -2 | -2 | 0 | 0 | 1 |  | 0 | 0 | 0 | 0 | 0 | 0 | 0 | 0 | 0 | 0 | 0 | 0 | 0 | 500 | 606.25 | 0 | 0 | 1 | 0 | 0 | 0 | 0 | 0 | 0 | 0 | 0 | 0 | 0 | 0 | 0 | 0 | -2 | -2 | 0 | 0 | 1 |  | 1 | 1 | 1 | 1 | 1 | 1 | 1 | 4+ | 1 | 1
EOP | Desert View | 230 | 0 | 0 | 0 | 0 | 0 | 0 | 0 | 0 | 0 | 0 | 0 | 0 | 450 | 0 | 450 | 0 | 0 | 0 | 0 | 1 |  | 0 | 0 | 0 | 0 | 0 | 0 | 0 | 0 | 0 | 0 | 0 | 0 | 0 | 0 | 0 | 0 | 0 | 0 | 0 | 0 | 0 | 0 | 0 | 0 | 0 | 0 | 0 | 0 | 0 | 2 | 2 | 0 | 0 | 0 | 0 | 1 |  | 0 | 0 | 0 | 0 | 0 | 0 | 0 | 0 | 0 | 0 | 0 | 0 | 350 | 350 | 350 | 0 | 0 | 1 | 0 | 0 | 0 | 0 | 0 | 0 | 0 | 0 | 0 | 0 | 0 | 2 | 1 | -2 | -2 | 0 | 0 | 1 |  | 0 | 0 | 0 | 0 | 0 | 0 | 0 | 0 | 0 | 0 | 0 | 0 | 350 | 350 | 350 | 0 | 0 | 1 | 0 | 0 | 0 | 0 | 0 | 0 | 0 | 0 | 0 | 0 | 0 | 2 | 1 | -2 | -2 | 0 | 0 | 1 |  | 0 | 0 | 0 | 0 | 0 | 0 | 0 | 0 | 0 | 0 | 0 | 0 | 350 | 350 | 350 | 0 | 0 | 1 | 0 | 0 | 0 | 0 | 0 | 0 | 0 | 0 | 0 | 0 | 0 | 2 | 1 | -2 | -2 | 0 | 0 | 1 |  | 1 | 1 | 1 | 1 | 1 | 1 | 4- | 4+ | 1 | 1
SCE Eastern | Devers | 230 | 0 | 0 | 263 | 0 | 263 | 0 | 0 | 0 | 0 | 0 | 0 | 0 | 0 | 180 | 180 | 0 | 0 | 0 | 0 | 1 |  | 0 | 0 | 0 | 0 | 0 | 60 | 0 | 0 | 0 | 0 | 0 | 0 | 0 | 45.66 | 90 | 0 | 0 | 1 | 0 | 0 | 0 | 0 | 2 | 2 | 0 | 0 | 0 | 0 | 0 | 0 | 2 | -2 | -2 | 0 | 0 | 1 |  | 0 | 0 | 0 | 0 | 0 | 93.6 | 0 | 0 | 0 | 0 | 0.34 | 0 | 53.11 | 45.66 | 95 | 0 | 0 | 1 | 0 | 0 | 0 | 0 | 2 | 2 | 0 | 0 | 0 | 0 | -2 | 0 | 2 | -2 | -2 | 0 | 0 | 1 |  | 0 | 0 | 0 | 0 | 0 | 300.8 | 0 | 0 | 0 | 0 | 0.34 | 0 | 335.87 | 145.66 | 970.92 | 0 | 0 | 1 | 0 | 0 | 0 | 0 | 2 | -1 | 0 | 0 | 0 | 0 | -2 | 0 | -2 | -2 | -2 | 0 | 0 | 1 |  | 0 | 0 | 0 | 0 | 0 | 401.3 | 0 | 0 | 0 | 0 | 10.8 | 0 | 366.31 | 145.66 | 1013.75 | 0 | 0 | 1 | 0 | 0 | 0 | 0 | 2 | -2 | 0 | 0 | 0 | 0 | -2 | 0 | -2 | -2 | -2 | 0 | 0 | 1 |  | 1 | 1 | 2- | 1 | 1 | 4+ | 2+ | 4+ | 1 | 1
SCE Eastern | Devers | 500 | 0 | 0 | 0 | 0 | 0 | 0 | 0 | 0 | 0 | 0 | 0 | 0 | 0 | 0 | 0 | 0 | 0 | 0 | 0 | 0 |  | 0 | 0 | 0 | 0 | 0 | 0 | 0 | 0 | 0 | 0 | 0 | 0 | 0 | 0 | 0 | 0 | 0 | 0 | 0 | 0 | 0 | 0 | 0 | 0 | 0 | 0 | 0 | 0 | 0 | 0 | 0 | 0 | 0 | 0 | 0 | 0 |  | 0 | 0 | 0 | 0 | 0 | 0 | 0 | 0 | 0 | 0 | 0 | 0 | 0 | 0 | 0 | 0 | 0 | 0 | 0 | 0 | 0 | 0 | 0 | 0 | 0 | 0 | 0 | 0 | 0 | 0 | 0 | 0 | 0 | 0 | 0 | 0 |  | 0 | 0 | 0 | 0 | 0 | 0 | 0 | 0 | 0 | 0 | 0 | 0 | 0 | 0 | 0 | 0 | 0 | 0 | 0 | 0 | 0 | 0 | 0 | 0 | 0 | 0 | 0 | 0 | 0 | 0 | 0 | 0 | 0 | 0 | 0 | 0 |  | 0 | 0 | 0 | 0 | 0 | 406.8 | 0 | 406.098 | 0 | 0 | 0 | 0 | 404.892 | 0 | 406.098 | 0 | 0 | 1 | 0 | 0 | 0 | 0 | 0 | -2 | 0 | -2 | 0 | 0 | 0 | 0 | -2 | 0 | -1 | 0 | 0 | 1 |  | 1 | 1 | 1+ | 1+ | 1 | 1 | 1+ | 1 | 1 | 1
PG&E KERN | Diablo Canyon | 230 | 0 | 0 | 0 | 0 | 0 | 0 | 0 | 0 | 0 | 0 | 0 | 0 | 0 | 0 | 0 | 0 | 0 | 0 | 0 | 0 |  | 0 | 0 | 0 | 0 | 0 | 0 | 0 | 0 | 0 | 0 | 0 | 0 | 0 | 0 | 0 | 0 | 0 | 0 | 0 | 0 | 0 | 0 | 0 | 0 | 0 | 0 | 0 | 0 | 0 | 0 | 0 | 0 | 0 | 0 | 0 | 0 |  | 0 | 0 | 0 | 0 | 0 | 0 | 0 | 0 | 0 | 0 | 0 | 0 | 0 | 0 | 0 | 0 | 0 | 0 | 0 | 0 | 0 | 0 | 0 | 0 | 0 | 0 | 0 | 0 | 0 | 0 | 0 | 0 | 0 | 0 | 0 | 0 |  | 0 | 0 | 0 | 0 | 0 | 0 | 0 | 0 | 0 | 0 | 0 | 0 | 0 | 0 | 0 | 0 | 0 | 0 | 0 | 0 | 0 | 0 | 0 | 0 | 0 | 0 | 0 | 0 | 0 | 0 | 0 | 0 | 0 | 0 | 0 | 0 |  | 0 | 0 | 0 | 0 | 0 | 0 | 0 | 0 | 0 | 0 | 0 | 0 | 0 | 0 | 0 | 0 | 0 | 0 | 0 | 0 | 0 | 0 | 0 | 0 | 0 | 0 | 0 | 0 | 0 | 0 | 0 | 0 | 0 | 0 | 0 | 0 |  | 1 | 1 | 1 | 1 | 1 | 1 | 1 | 1 | 1 | 0
PG&E KERN | Diablo Canyon | 500 | 0 | 0 | 0 | 0 | 0 | 0 | 0 | 0 | 2924 | 0 | 2924 | 0 | 0 | 0 | 0 | 0 | 0 | 0 | 0 | 1 |  | 0 | 0 | 0 | 0 | 0 | 0 | 0 | 0 | 1000 | 1028.94 | 0 | 0 | 0 | 0 | 0 | 0 | 0 | 1 | 0 | 0 | 0 | 0 | 0 | 0 | 0 | 0 | 2 | 2 | 0 | 0 | 0 | 0 | 0 | 0 | 0 | 1 |  | 0 | 0 | 0 | 0 | 1000 | 1028.94 | 0 | 0 | 0 | 0 | 0 | 0 | 0 | 0 | 0 | 0 | 0 | 1 | 0 | 0 | 0 | 0 | -2 | -2 | 0 | 0 | 2 | 2 | 0 | 0 | 0 | 0 | 0 | 0 | 0 | 1 |  | 0 | 0 | 0 | 0 | 2487.892 | 2547.412 | 0 | 0 | 0 | 0 | 0 | 0 | 0 | 756.054 | 756.054 | 0 | 0 | 1 | 0 | 0 | 0 | 0 | -2 | -2 | 0 | 0 | 2 | 2 | 0 | 0 | 0 | -2 | -2 | 0 | 0 | 1 |  | 0 | 0 | 0 | 0 | 2487.892 | 2547.412 | 0 | 0 | 0 | 0 | 0 | 0 | 0 | 756.054 | 756.054 | 0 | 0 | 1 | 0 | 0 | 0 | 0 | -2 | -2 | 0 | 0 | 2 | 2 | 0 | 0 | 0 | -2 | -2 | 0 | 0 | 1 |  | 1 | 1 | 4+ | 1 | 5- | 1 | 1 | 4+ | 1 | 1
PG&E KERN | Divide | 115 | 0 | 0 | 0 | 0 | 0 | 0 | 0 | 0 | 0 | 0 | 0 | 0 | 0 | 100 | 100 | 0 | 0 | 0 | 0 | 1 |  | 0 | 0 | 0 | 0 | 0 | 0 | 0 | 0 | 0 | 0 | 0 | 0 | 0 | 0 | 0 | 0 | 0 | 0 | 0 | 0 | 0 | 0 | 0 | 0 | 0 | 0 | 0 | 0 | 0 | 0 | 2 | 0 | 0 | 0 | 0 | 1 |  | 0 | 0 | 0 | 0 | 0 | 0 | 0 | 0 | 0 | 0 | 0 | 0 | 0.96 | 0 | 0 | 0 | 0 | 1 | 0 | 0 | 0 | 0 | 0 | 0 | 0 | 0 | 0 | 0 | 0 | 0 | 2 | 0 | 0 | 0 | 0 | 1 |  | 0 | 0 | 0 | 0 | 0 | 0 | 0 | 0 | 0 | 0 | 0 | 0 | 0.96 | 0 | 0 | 0 | 0 | 1 | 0 | 0 | 0 | 0 | 0 | 0 | 0 | 0 | 0 | 0 | 0 | 0 | 2 | 0 | 0 | 0 | 0 | 1 |  | 0 | 0 | 0 | 0 | 0 | 0 | 0 | 0 | 0 | 0 | 0 | 0 | 16.637 | 0 | 0 | 0 | 0 | 1 | 0 | 0 | 0 | 0 | 0 | 0 | 0 | 0 | 0 | 0 | 0 | 0 | 2 | 0 | 0 | 0 | 0 | 1 |  | 1 | 1 | 1 | 1 | 1 | 1 | 5- | 1 | 1 | 1
PG&E GBA | Dixon Landing | 115 | 0 | 0 | 0 | 0 | 0 | 0 | 0 | 0 | 0 | 0 | 0 | 0 | 0 | 0 | 0 | 0 | 0 | 0 | 0 | 0 |  | 0 | 0 | 0 | 0 | 0 | 0 | 0 | 0 | 0 | 0 | 0 | 0 | 0 | 0 | 0 | 0 | 0 | 0 | 0 | 0 | 0 | 0 | 0 | 0 | 0 | 0 | 0 | 0 | 0 | 0 | 0 | 0 | 0 | 0 | 0 | 0 |  | 0 | 0 | 0 | 0 | 0 | 0 | 0 | 0 | 0 | 0 | 0 | 0 | 0 | 0 | 0 | 0 | 0 | 0 | 0 | 0 | 0 | 0 | 0 | 0 | 0 | 0 | 0 | 0 | 0 | 0 | 0 | 0 | 0 | 0 | 0 | 0 |  | 0 | 0 | 0 | 0 | 0 | 0 | 0 | 0 | 0 | 0 | 0 | 0 | 0 | 0 | 0 | 0 | 0 | 0 | 0 | 0 | 0 | 0 | 0 | 0 | 0 | 0 | 0 | 0 | 0 | 0 | 0 | 0 | 0 | 0 | 0 | 0 |  | 0 | 0 | 0 | 0 | 0 | 0 | 0 | 0 | 0 | 0 | 0 | 0 | 1.625 | 0 | 0 | 0 | 0 | 1 | 0 | 0 | 0 | 0 | 0 | 0 | 0 | 0 | 0 | 0 | 0 | 0 | 0 | 0 | 0 | 0 | 0 | 0 |  | 1 | 1 | 1 | 1 | 1 | 1 | 1 | 1 | 1 | 0
PG&E FRESNO | Dos Amigos | 230 | 10 | 0 | 0 | 0 | 0 | 0 | 0 | 0 | 0 | 0 | 0 | 0 | 493.2 | 0 | 493.2 | 0 | 860 | 860 | 0 | 1 |  | 0 | 0 | 0 | 0 | 0 | 0 | 0 | 0 | 0 | 0 | 0 | 0 | 0 | 0 | 0 | 0 | 0 | 0 | 2 | 2 | 0 | 0 | 0 | 0 | 0 | 0 | 0 | 0 | 0 | 2 | 2 | 2 | 2 | 0 | 0 | 1 |  | 0 | 0 | 0 | 0 | 0 | 0 | 0 | 0 | 0 | 0 | 0 | 0 | 0 | 0 | 0 | 0 | 0 | 0 | 2 | 2 | 0 | 0 | 0 | 0 | 0 | 0 | 0 | 0 | 0 | 2 | 2 | 2 | 2 | 0 | 0 | 1 |  | 0 | 0 | 0 | 0 | 0 | 0 | 0 | 0 | 0 | 0 | 0 | 0 | 0 | 0 | 0 | 0 | 0 | 0 | 2 | 2 | 0 | 0 | 0 | 0 | 0 | 0 | 0 | 0 | 0 | 2 | 2 | 2 | 2 | 0 | 0 | 1 |  | 0 | 0 | 0 | 0 | 0 | 0 | 0 | 0 | 0 | 0 | 0 | 0 | 0 | 0 | 0 | 0 | 0 | 0 | 2 | 2 | 0 | 0 | 0 | 0 | 0 | 0 | 0 | 0 | 0 | 2 | 2 | 2 | 2 | 0 | 0 | 1 |  | 5- | 1 | 1 | 1 | 1 | 1 | 5- | 5- | 1 | 1
PG&E NGBA | Drum | 115 | 0 | 0 | 0 | 0 | 0 | 0 | 0 | 0 | 0 | 0 | 0 | 0 | 0 | 0 | 0 | 0 | 0 | 0 | 0 | 0 |  | 0 | 0 | 0 | 0 | 0 | 0 | 0 | 0 | 0 | 0 | 0 | 0 | 0 | 0 | 0 | 0 | 0 | 0 | 0 | 0 | 0 | 0 | 0 | 0 | 0 | 0 | 0 | 0 | 0 | 0 | 0 | 0 | 0 | 0 | 0 | 0 |  | 0 | 0 | 0 | 0 | 0 | 0 | 0 | 0 | 0 | 0 | 0 | 0 | 0 | 0 | 0 | 0 | 0 | 0 | 0 | 0 | 0 | 0 | 0 | 0 | 0 | 0 | 0 | 0 | 0 | 0 | 0 | 0 | 0 | 0 | 0 | 0 |  | 0 | 0 | 0 | 0 | 0 | 0 | 0 | 0 | 0 | 0 | 0 | 0 | 0 | 0 | 0 | 0 | 0 | 0 | 0 | 0 | 0 | 0 | 0 | 0 | 0 | 0 | 0 | 0 | 0 | 0 | 0 | 0 | 0 | 0 | 0 | 0 |  | 0 | 0 | 0 | 0 | 0 | 0 | 0 | 0 | 0 | 0 | 0 | 0 | 0 | 0 | 0 | 0 | 0 | 0 | 0 | 0 | 0 | 0 | 0 | 0 | 0 | 0 | 0 | 0 | 0 | 0 | 0 | 0 | 0 | 0 | 0 | 0 |  | 1 | 1 | 1 | 1 | 1 | 1 | 1 | 1 | 1 | 0
PG&E GBA | Dumbarton | 115 | 0 | 0 | 0 | 0 | 0 | 0 | 0 | 0 | 0 | 0 | 0 | 0 | 0 | 0 | 0 | 0 | 0 | 0 | 0 | 0 |  | 0 | 0 | 0 | 0 | 0 | 0 | 0 | 0 | 0 | 0 | 0 | 0 | 0 | 0 | 0 | 0 | 0 | 0 | 0 | 0 | 0 | 0 | 0 | 0 | 0 | 0 | 0 | 0 | 0 | 0 | 0 | 0 | 0 | 0 | 0 | 0 |  | 0 | 0 | 0 | 0 | 0 | 0 | 0 | 0 | 0 | 0 | 0 | 0 | 0 | 0 | 0 | 0 | 0 | 0 | 0 | 0 | 0 | 0 | 0 | 0 | 0 | 0 | 0 | 0 | 0 | 0 | 0 | 0 | 0 | 0 | 0 | 0 |  | 0 | 0 | 0 | 0 | 0 | 0 | 0 | 0 | 0 | 0 | 0 | 0 | 0 | 0 | 0 | 0 | 0 | 0 | 0 | 0 | 0 | 0 | 0 | 0 | 0 | 0 | 0 | 0 | 0 | 0 | 0 | 0 | 0 | 0 | 0 | 0 |  | 0 | 0 | 0 | 0 | 0 | 0 | 0 | 0 | 0 | 0 | 0 | 0 | 0 | 0 | 0 | 0 | 0 | 0 | 0 | 0 | 0 | 0 | 0 | 0 | 0 | 0 | 0 | 0 | 0 | 0 | 0 | 0 | 0 | 0 | 0 | 0 |  | 1 | 1 | 1 | 1 | 1 | 1 | 1 | 1 | 1 | 0
SCE NOL | Dunn Siding | 115 | 0 | 0 | 0 | 0 | 0 | 0 | 0 | 0 | 0 | 0 | 0 | 0 | 0 | 0 | 0 | 0 | 0 | 0 | 0 | 0 |  | 0 | 0 | 0 | 0 | 0 | 0 | 0 | 0 | 0 | 0 | 0 | 0 | 0 | 0 | 0 | 0 | 0 | 0 | 0 | 0 | 0 | 0 | 0 | 0 | 0 | 0 | 0 | 0 | 0 | 0 | 0 | 0 | 0 | 0 | 0 | 0 |  | 0 | 0 | 0 | 0 | 0 | 0 | 0 | 0 | 0 | 0 | 0 | 0 | 0 | 0 | 0 | 0 | 0 | 0 | 0 | 0 | 0 | 0 | 0 | 0 | 0 | 0 | 0 | 0 | 0 | 0 | 0 | 0 | 0 | 0 | 0 | 0 |  | 0 | 0 | 0 | 0 | 0 | 0 | 0 | 0 | 0 | 0 | 0 | 0 | 0 | 0 | 0 | 0 | 0 | 0 | 0 | 0 | 0 | 0 | 0 | 0 | 0 | 0 | 0 | 0 | 0 | 0 | 0 | 0 | 0 | 0 | 0 | 0 |  | 0 | 0 | 0 | 0 | 0 | 0 | 0 | 0 | 0 | 0 | 0 | 0 | 0 | 0 | 0 | 0 | 0 | 0 | 0 | 0 | 0 | 0 | 0 | 0 | 0 | 0 | 0 | 0 | 0 | 0 | 0 | 0 | 0 | 0 | 0 | 0 |  | 1 | 1 | 1 | 1 | 1 | 1 | 1 | 1 | 1 | 0
SCE Eastern | Eagle Mountain | 230 | 0 | 0 | 0 | 0 | 0 | 0 | 0 | 0 | 0 | 0 | 0 | 0 | 0 | 0 | 0 | 0 | 0 | 0 | 0 | 0 |  | 0 | 0 | 0 | 0 | 0 | 0 | 0 | 0 | 0 | 0 | 0 | 0 | 0 | 0 | 0 | 0 | 0 | 0 | 0 | 0 | 0 | 0 | 0 | 0 | 0 | 0 | 0 | 0 | 0 | 0 | 0 | 0 | 0 | 0 | 0 | 0 |  | 0 | 0 | 0 | 0 | 0 | 0 | 0 | 0 | 0 | 0 | 0 | 0 | 0 | 0 | 0 | 0 | 0 | 0 | 0 | 0 | 0 | 0 | 0 | 0 | 0 | 0 | 0 | 0 | 0 | 0 | 0 | 0 | 0 | 0 | 0 | 0 |  | 0 | 0 | 0 | 0 | 0 | 0 | 0 | 0 | 0 | 0 | 0 | 0 | 0 | 0 | 0 | 0 | 0 | 0 | 0 | 0 | 0 | 0 | 0 | 0 | 0 | 0 | 0 | 0 | 0 | 0 | 0 | 0 | 0 | 0 | 0 | 0 |  | 0 | 0 | 0 | 0 | 0 | 0 | 0 | 0 | 0 | 0 | 0 | 0 | 0 | 0 | 0 | 0 | 0 | 0 | 0 | 0 | 0 | 0 | 0 | 0 | 0 | 0 | 0 | 0 | 0 | 0 | 0 | 0 | 0 | 0 | 0 | 0 |  | 1 | 1 | 1 | 1 | 1 | 1 | 1 | 1 | 1 | 0
PG&E NGBA | Eagle Rock (PGE) | 60 | 0 | 0 | 0 | 0 | 0 | 0 | 0 | 0 | 0 | 0 | 0 | 0 | 0 | 0 | 0 | 0 | 0 | 0 | 0 | 0 |  | 0 | 0 | 0 | 0 | 0 | 0 | 0 | 0 | 0 | 0 | 0 | 0 | 0 | 0 | 0 | 0 | 0 | 0 | 0 | 0 | 0 | 0 | 0 | 0 | 0 | 0 | 0 | 0 | 0 | 0 | 0 | 0 | 0 | 0 | 0 | 0 |  | 0 | 0 | 0 | 0 | 0 | 0 | 0 | 0 | 0 | 0 | 0 | 0 | 0 | 0 | 0 | 0 | 0 | 0 | 0 | 0 | 0 | 0 | 0 | 0 | 0 | 0 | 0 | 0 | 0 | 0 | 0 | 0 | 0 | 0 | 0 | 0 |  | 0 | 0 | 0 | 0 | 0 | 0 | 0 | 0 | 0 | 0 | 0 | 0 | 0 | 0 | 0 | 0 | 0 | 0 | 0 | 0 | 0 | 0 | 0 | 0 | 0 | 0 | 0 | 0 | 0 | 0 | 0 | 0 | 0 | 0 | 0 | 0 |  | 0 | 0 | 0 | 0 | 0 | 0 | 0 | 0 | 0 | 0 | 0 | 0 | 0 | 0 | 0 | 0 | 0 | 0 | 0 | 0 | 0 | 0 | 0 | 0 | 0 | 0 | 0 | 0 | 0 | 0 | 0 | 0 | 0 | 0 | 0 | 0 |  | 1 | 1 | 1 | 1 | 1 | 1 | 1 | 1 | 1 | 0
PG&E NGBA | Eagle Rock (PGE) | 115 | 0 | 0 | 0 | 0 | 0 | 0 | 0 | 0 | 0 | 0 | 0 | 0 | 0 | 0 | 0 | 0 | 0 | 0 | 0 | 0 |  | 0 | 0 | 0 | 0 | 0 | 0 | 0 | 0 | 0 | 0 | 0 | 0 | 0 | 0 | 0 | 0 | 0 | 0 | 0 | 0 | 0 | 0 | 0 | 0 | 0 | 0 | 0 | 0 | 0 | 0 | 0 | 0 | 0 | 0 | 0 | 0 |  | 0 | 0 | 0 | 0 | 0 | 0 | 0 | 0 | 0 | 0 | 0 | 0 | 0 | 0 | 0 | 0 | 0 | 0 | 0 | 0 | 0 | 0 | 0 | 0 | 0 | 0 | 0 | 0 | 0 | 0 | 0 | 0 | 0 | 0 | 0 | 0 |  | 0 | 0 | 0 | 0 | 0 | 0 | 0 | 0 | 0 | 0 | 0 | 0 | 0 | 0 | 0 | 0 | 0 | 0 | 0 | 0 | 0 | 0 | 0 | 0 | 0 | 0 | 0 | 0 | 0 | 0 | 0 | 0 | 0 | 0 | 0 | 0 |  | 0 | 0 | 0 | 0 | 0 | 0 | 0 | 0 | 0 | 0 | 0 | 0 | 0 | 0 | 0 | 0 | 0 | 0 | 0 | 0 | 0 | 0 | 0 | 0 | 0 | 0 | 0 | 0 | 0 | 0 | 0 | 0 | 0 | 0 | 0 | 0 |  | 1 | 1 | 1 | 1 | 1 | 1 | 1 | 1 | 1 | 0
SCE Metro | Eagle Rock (SCE) | 230 | 0 | 0 | 0 | 0 | 0 | 0 | 0 | 0 | 0 | 0 | 0 | 0 | 0 | 0 | 0 | 0 | 0 | 0 | 0 | 0 |  | 0 | 0 | 0 | 0 | 0 | 0 | 0 | 0 | 0 | 0 | 0 | 0 | 0 | 0 | 0 | 0 | 0 | 0 | 0 | 0 | 0 | 0 | 0 | 0 | 0 | 0 | 0 | 0 | 0 | 0 | 0 | 0 | 0 | 0 | 0 | 0 |  | 0 | 0 | 0 | 0 | 0 | 0 | 0 | 0 | 0 | 0 | 0 | 0 | 0 | 0 | 0 | 0 | 0 | 0 | 0 | 0 | 0 | 0 | 0 | 0 | 0 | 0 | 0 | 0 | 0 | 0 | 0 | 0 | 0 | 0 | 0 | 0 |  | 0 | 0 | 0 | 0 | 0 | 0 | 0 | 0 | 0 | 0 | 0 | 0 | 0 | 0 | 0 | 0 | 0 | 0 | 0 | 0 | 0 | 0 | 0 | 0 | 0 | 0 | 0 | 0 | 0 | 0 | 0 | 0 | 0 | 0 | 0 | 0 |  | 0 | 0 | 0 | 0 | 0 | 0 | 0 | 0 | 0 | 0 | 0 | 0 | 0 | 0 | 0 | 0 | 0 | 0 | 0 | 0 | 0 | 0 | 0 | 0 | 0 | 0 | 0 | 0 | 0 | 0 | 0 | 0 | 0 | 0 | 0 | 0 |  | 1 | 1 | 1 | 1 | 1 | 1 | 1 | 1 | 1 | 0
PG&E NGBA | East Marysville | 115 | 0 | 0 | 0 | 0 | 0 | 0 | 0 | 0 | 0 | 0 | 0 | 0 | 0 | 0 | 0 | 0 | 0 | 0 | 0 | 0 |  | 0 | 0 | 0 | 0 | 0 | 0 | 0 | 0 | 0 | 0 | 0 | 0 | 0 | 0 | 0 | 0 | 0 | 0 | 0 | 0 | 0 | 0 | 0 | 0 | 0 | 0 | 0 | 0 | 0 | 0 | 0 | 0 | 0 | 0 | 0 | 0 |  | 0 | 0 | 0 | 0 | 0 | 0 | 0 | 0 | 0 | 0 | 0 | 0 | 0 | 0 | 0 | 0 | 0 | 0 | 0 | 0 | 0 | 0 | 0 | 0 | 0 | 0 | 0 | 0 | 0 | 0 | 0 | 0 | 0 | 0 | 0 | 0 |  | 0 | 0 | 0 | 0 | 0 | 0 | 0 | 0 | 0 | 0 | 0 | 0 | 0 | 0 | 0 | 0 | 0 | 0 | 0 | 0 | 0 | 0 | 0 | 0 | 0 | 0 | 0 | 0 | 0 | 0 | 0 | 0 | 0 | 0 | 0 | 0 |  | 0 | 0 | 0 | 0 | 0 | 0 | 0 | 0 | 0 | 0 | 0 | 0 | 10.972 | 0 | 0 | 0 | 0 | 1 | 0 | 0 | 0 | 0 | 0 | 0 | 0 | 0 | 0 | 0 | 0 | 0 | -2 | 0 | 0 | 0 | 0 | 1 |  | 1 | 1 | 1 | 1 | 1 | 1 | 1+ | 1 | 1 | 1
PG&E NGBA | East Nicolaus | 115 | 0 | 0 | 0 | 0 | 0 | 0 | 0 | 0 | 0 | 0 | 0 | 0 | 0 | 140 | 140 | 0 | 0 | 0 | 0 | 1 |  | 0 | 0 | 0 | 0 | 0 | 0 | 0 | 0 | 0 | 0 | 0 | 0 | 0 | 0 | 0 | 0 | 0 | 0 | 0 | 0 | 0 | 0 | 0 | 0 | 0 | 0 | 0 | 0 | 0 | 0 | 2 | 0 | 0 | 0 | 0 | 1 |  | 0 | 0 | 0 | 0 | 0 | 0 | 0 | 0 | 0 | 0 | 0 | 0 | 0 | 0 | 0 | 0 | 0 | 0 | 0 | 0 | 0 | 0 | 0 | 0 | 0 | 0 | 0 | 0 | 0 | 0 | 2 | 0 | 0 | 0 | 0 | 1 |  | 0 | 0 | 0 | 0 | 0 | 0 | 0 | 0 | 0 | 0 | 0 | 0 | 0 | 0 | 0 | 0 | 0 | 0 | 0 | 0 | 0 | 0 | 0 | 0 | 0 | 0 | 0 | 0 | 0 | 0 | 2 | 0 | 0 | 0 | 0 | 1 |  | 0 | 0 | 0 | 0 | 0 | 0 | 0 | 0 | 0 | 0 | 0 | 0 | 0 | 0 | 0 | 0 | 0 | 0 | 0 | 0 | 0 | 0 | 0 | 0 | 0 | 0 | 0 | 0 | 0 | 0 | 2 | 0 | 0 | 0 | 0 | 1 |  | 1 | 1 | 1 | 1 | 1 | 1 | 5- | 1 | 1 | 1
PG&E NGBA | East Nicolaus | 60 | 0 | 0 | 0 | 0 | 0 | 0 | 0 | 0 | 0 | 0 | 0 | 0 | 0 | 0 | 0 | 0 | 0 | 0 | 0 | 0 |  | 0 | 0 | 0 | 0 | 0 | 0 | 0 | 0 | 0 | 0 | 0 | 0 | 0 | 0 | 0 | 0 | 0 | 0 | 0 | 0 | 0 | 0 | 0 | 0 | 0 | 0 | 0 | 0 | 0 | 0 | 0 | 0 | 0 | 0 | 0 | 0 |  | 0 | 0 | 0 | 0 | 0 | 0 | 0 | 0 | 0 | 0 | 0 | 0 | 0 | 0 | 0 | 0 | 0 | 0 | 0 | 0 | 0 | 0 | 0 | 0 | 0 | 0 | 0 | 0 | 0 | 0 | 0 | 0 | 0 | 0 | 0 | 0 |  | 0 | 0 | 0 | 0 | 0 | 0 | 0 | 0 | 0 | 0 | 0 | 0 | 0 | 0 | 0 | 0 | 0 | 0 | 0 | 0 | 0 | 0 | 0 | 0 | 0 | 0 | 0 | 0 | 0 | 0 | 0 | 0 | 0 | 0 | 0 | 0 |  | 0 | 0 | 0 | 0 | 0 | 0 | 0 | 0 | 0 | 0 | 0 | 0 | 0 | 0 | 0 | 0 | 0 | 0 | 0 | 0 | 0 | 0 | 0 | 0 | 0 | 0 | 0 | 0 | 0 | 0 | 0 | 0 | 0 | 0 | 0 | 0 |  | 1 | 1 | 1 | 1 | 1 | 1 | 1 | 1 | 1 | 0
PG&E GBA | Eastshore | 115 | 0 | 0 | 0 | 0 | 0 | 0 | 0 | 0 | 0 | 0 | 0 | 0 | 0 | 0 | 0 | 0 | 90.7 | 90.7 | 0 | 1 |  | 0 | 0 | 0 | 0 | 0 | 0 | 0 | 0 | 0 | 0 | 0 | 0 | 0 | 0 | 0 | 0 | 0 | 0 | 0 | 0 | 0 | 0 | 0 | 0 | 0 | 0 | 0 | 0 | 0 | 0 | 0 | 2 | 2 | 0 | 0 | 1 |  | 0 | 0 | 0 | 0 | 0 | 0 | 0 | 0 | 0 | 0 | 0 | 0 | 0 | 0 | 0 | 0 | 0 | 0 | 0 | 0 | 0 | 0 | 0 | 0 | 0 | 0 | 0 | 0 | 0 | 0 | 0 | 2 | 2 | 0 | 0 | 1 |  | 0 | 0 | 0 | 0 | 0 | 0 | 0 | 0 | 0 | 0 | 0 | 0 | 0 | 0 | 252 | 0 | 0 | 1 | 0 | 0 | 0 | 0 | 0 | 0 | 0 | 0 | 0 | 0 | 0 | 0 | 0 | 2 | -2 | 0 | 0 | 1 |  | 0 | 0 | 0 | 0 | 0 | 0 | 0 | 0 | 0 | 0 | 0 | 0 | 0 | 0 | 252 | 0 | 0 | 1 | 0 | 0 | 0 | 0 | 0 | 0 | 0 | 0 | 0 | 0 | 0 | 0 | 0 | 2 | -1 | 0 | 0 | 1 |  | 1 | 1 | 1 | 1 | 1 | 1 | 1 | 2- | 1 | 1
PG&E GBA | Eastshore | 230 | 0 | 0 | 0 | 0 | 0 | 0 | 0 | 0 | 0 | 0 | 0 | 0 | 0 | 0 | 0 | 0 | 0 | 0 | 0 | 0 |  | 0 | 0 | 0 | 0 | 0 | 0 | 0 | 0 | 0 | 0 | 0 | 0 | 0 | 0 | 0 | 0 | 0 | 0 | 0 | 0 | 0 | 0 | 0 | 0 | 0 | 0 | 0 | 0 | 0 | 0 | 0 | 0 | 0 | 0 | 0 | 0 |  | 0 | 0 | 0 | 0 | 0 | 0 | 0 | 0 | 0 | 0 | 0 | 0 | 0 | 0 | 0 | 0 | 0 | 0 | 0 | 0 | 0 | 0 | 0 | 0 | 0 | 0 | 0 | 0 | 0 | 0 | 0 | 0 | 0 | 0 | 0 | 0 |  | 0 | 0 | 0 | 0 | 0 | 0 | 0 | 0 | 0 | 0 | 0 | 0 | 0 | 0 | 0 | 0 | 0 | 0 | 0 | 0 | 0 | 0 | 0 | 0 | 0 | 0 | 0 | 0 | 0 | 0 | 0 | 0 | 0 | 0 | 0 | 0 |  | 0 | 0 | 0 | 0 | 0 | 0 | 0 | 0 | 0 | 0 | 0 | 0 | 0 | 0 | 0 | 0 | 0 | 0 | 0 | 0 | 0 | 0 | 0 | 0 | 0 | 0 | 0 | 0 | 0 | 0 | 0 | 0 | 0 | 0 | 0 | 0 |  | 1 | 1 | 1 | 1 | 1 | 1 | 1 | 1 | 1 | 0
SDGE | ECO | 138 | 0 | 0 | 0 | 0 | 0 | 0 | 0 | 0 | 0 | 0 | 0 | 0 | 0 | 0 | 0 | 0 | 0 | 0 | 0 | 0 |  | 0 | 0 | 0 | 0 | 0 | 0 | 0 | 0 | 0 | 0 | 0 | 0 | 0 | 0 | 0 | 0 | 0 | 0 | 0 | 0 | 0 | 0 | 0 | 0 | 0 | 0 | 0 | 0 | 0 | 0 | 0 | 0 | 0 | 0 | 0 | 0 |  | 0 | 0 | 0 | 0 | 0 | 0 | 0 | 0 | 0 | 0 | 0 | 0 | 0 | 0 | 0 | 0 | 0 | 0 | 0 | 0 | 0 | 0 | 0 | 0 | 0 | 0 | 0 | 0 | 0 | 0 | 0 | 0 | 0 | 0 | 0 | 0 |  | 0 | 0 | 0 | 0 | 0 | 0 | 0 | 0 | 0 | 0 | 0 | 0 | 0 | 0 | 0 | 0 | 0 | 0 | 0 | 0 | 0 | 0 | 0 | 0 | 0 | 0 | 0 | 0 | 0 | 0 | 0 | 0 | 0 | 0 | 0 | 0 |  | 0 | 0 | 0 | 0 | 0 | 0 | 0 | 0 | 0 | 0 | 0 | 0 | 0 | 0 | 0 | 0 | 0 | 0 | 0 | 0 | 0 | 0 | 0 | 0 | 0 | 0 | 0 | 0 | 0 | 0 | 0 | 0 | 0 | 0 | 0 | 0 |  | 1 | 1 | 1 | 1 | 1 | 1 | 1 | 1 | 1 | 0
SDGE | ECO | 230 | 0 | 0 | 0 | 0 | 0 | 0 | 0 | 0 | 0 | 0 | 0 | 0 | 0 | 0 | 0 | 0 | 0 | 0 | 0 | 0 |  | 0 | 0 | 0 | 0 | 0 | 52.5 | 0 | 0 | 0 | 0 | 0 | 0 | 0 | 0 | 0 | 0 | 0 | 1 | 0 | 0 | 0 | 0 | 0 | -2 | 0 | 0 | 0 | 0 | 0 | 0 | 0 | 0 | 0 | 0 | 0 | 1 |  | 0 | 0 | 0 | 0 | 300 | 352.5 | 0 | 0 | 0 | 0 | 0 | 0 | 0 | 0 | 0 | 0 | 0 | 1 | 0 | 0 | 0 | 0 | -2 | -2 | 0 | 0 | 0 | 0 | 0 | 0 | 0 | 0 | 0 | 0 | 0 | 1 |  | 0 | 0 | 0 | 0 | 300 | 352.5 | 0 | 0 | 0 | 0 | 0 | 0 | 0 | 0 | 0 | 0 | 0 | 1 | 0 | 0 | 0 | 0 | -2 | -2 | 0 | 0 | 0 | 0 | 0 | 0 | 0 | 0 | 0 | 0 | 0 | 1 |  | 0 | 0 | 0 | 0 | 300 | 352.5 | 0 | 0 | 0 | 0 | 0 | 0 | 0 | 0 | 0 | 0 | 0 | 1 | 0 | 0 | 0 | 0 | -2 | -2 | 0 | 0 | 0 | 0 | 0 | 0 | 0 | 0 | 0 | 0 | 0 | 1 |  | 1 | 1 | 4+ | 1 | 1 | 1 | 1 | 1 | 1 | 1
SDGE | ECO | 500 | 0 | 0 | 350 | 0 | 350 | 0 | 0 | 0 | 0 | 0 | 0 | 0 | 0 | 0 | 0 | 0 | 0 | 0 | 0 | 1 |  | 0 | 0 | 0 | 0 | 0 | 1001 | 0 | 0 | 0 | 0 | 0 | 0 | 0 | 0 | 0 | 0 | 0 | 1 | 0 | 0 | 0 | 0 | 2 | -2 | 0 | 0 | 0 | 0 | 0 | 0 | 0 | 0 | 0 | 0 | 0 | 1 |  | 0 | 0 | 0 | 0 | 0 | 0 | 0 | 0 | 0 | 0 | 0 | 0 | 0 | 0 | 0 | 0 | 0 | 0 | 0 | 0 | 0 | 0 | 2 | 2 | 0 | 0 | 0 | 0 | 0 | 0 | 0 | 0 | 0 | 0 | 0 | 1 |  | 0 | 0 | 0 | 0 | 0 | 1001 | 0 | 0 | 0 | 0 | 0 | 0 | 0 | 0 | 0 | 0 | 0 | 1 | 0 | 0 | 0 | 0 | 2 | -2 | 0 | 0 | 0 | 0 | 0 | 0 | 0 | 0 | 0 | 0 | 0 | 1 |  | 0 | 0 | 0 | 0 | 0 | 1001 | 0 | 0 | 0 | 0 | 0 | 0 | 0 | 0 | 0 | 0 | 0 | 1 | 0 | 0 | 0 | 0 | 2 | -2 | 0 | 0 | 0 | 0 | 0 | 0 | 0 | 0 | 0 | 0 | 0 | 1 |  | 1 | 1 | 2- | 1 | 1 | 1 | 1 | 1 | 1 | 1
PG&E GBA | Edenvale | 115 | 0 | 0 | 0 | 0 | 0 | 0 | 0 | 0 | 0 | 0 | 0 | 0 | 0 | 0 | 0 | 0 | 0 | 0 | 0 | 0 |  | 0 | 0 | 0 | 0 | 0 | 0 | 0 | 0 | 0 | 0 | 0 | 0 | 0 | 0 | 0 | 0 | 0 | 0 | 0 | 0 | 0 | 0 | 0 | 0 | 0 | 0 | 0 | 0 | 0 | 0 | 0 | 0 | 0 | 0 | 0 | 0 |  | 0 | 0 | 0 | 0 | 0 | 0 | 0 | 0 | 0 | 0 | 0 | 0 | 2.724 | 0 | 2.724 | 0 | 0 | 1 | 0 | 0 | 0 | 0 | 0 | 0 | 0 | 0 | 0 | 0 | 0 | 0 | 0 | 0 | 0 | 0 | 0 | 0 |  | 0 | 0 | 0 | 0 | 0 | 0 | 0 | 0 | 0 | 0 | 0 | 0 | 2.724 | 0 | 2.724 | 0 | 0 | 1 | 0 | 0 | 0 | 0 | 0 | 0 | 0 | 0 | 0 | 0 | 0 | 0 | 0 | 0 | 0 | 0 | 0 | 0 |  | 0 | 0 | 0 | 0 | 0 | 0 | 0 | 0 | 0 | 0 | 0 | 0 | 2.724 | 0 | 2.724 | 0 | 0 | 1 | 0 | 0 | 0 | 0 | 0 | 0 | 0 | 0 | 0 | 0 | 0 | 0 | 0 | 0 | 0 | 0 | 0 | 0 |  | 1 | 1 | 1 | 1 | 1 | 1 | 1 | 1 | 1 | 0
PG&E GBA | Edes | 115 | 0 | 0 | 0 | 0 | 0 | 0 | 0 | 0 | 0 | 0 | 0 | 0 | 0 | 0 | 0 | 0 | 0 | 0 | 0 | 0 |  | 0 | 0 | 0 | 0 | 0 | 0 | 0 | 0 | 0 | 0 | 0 | 0 | 0 | 0 | 0 | 0 | 0 | 0 | 0 | 0 | 0 | 0 | 0 | 0 | 0 | 0 | 0 | 0 | 0 | 0 | 0 | 0 | 0 | 0 | 0 | 0 |  | 0 | 0 | 0 | 0 | 0 | 0 | 0 | 0 | 0 | 0 | 0 | 0 | 0 | 0 | 0 | 0 | 0 | 0 | 0 | 0 | 0 | 0 | 0 | 0 | 0 | 0 | 0 | 0 | 0 | 0 | 0 | 0 | 0 | 0 | 0 | 0 |  | 0 | 0 | 0 | 0 | 0 | 0 | 0 | 0 | 0 | 0 | 0 | 0 | 0 | 0 | 0 | 0 | 0 | 0 | 0 | 0 | 0 | 0 | 0 | 0 | 0 | 0 | 0 | 0 | 0 | 0 | 0 | 0 | 0 | 0 | 0 | 0 |  | 0 | 0 | 0 | 0 | 0 | 0 | 0 | 0 | 0 | 0 | 0 | 0 | 3.854 | 0 | 0 | 0 | 0 | 1 | 0 | 0 | 0 | 0 | 0 | 0 | 0 | 0 | 0 | 0 | 0 | 0 | -2 | 0 | 0 | 0 | 0 | 1 |  | 1 | 1 | 1 | 1 | 1 | 1 | 1+ | 1 | 1 | 1
PG&E GBA | Eight Mile | 230 | 0 | 0 | 0 | 0 | 0 | 0 | 0 | 0 | 0 | 0 | 0 | 0 | 0 | 0 | 0 | 0 | 0 | 0 | 0 | 0 |  | 0 | 0 | 0 | 0 | 0 | 0 | 0 | 0 | 0 | 0 | 0 | 0 | 0 | 0 | 0 | 0 | 0 | 0 | 0 | 0 | 0 | 0 | 0 | 0 | 0 | 0 | 0 | 0 | 0 | 0 | 0 | 0 | 0 | 0 | 0 | 0 |  | 0 | 0 | 0 | 0 | 0 | 0 | 0 | 0 | 0 | 0 | 0 | 0 | 0 | 0 | 0 | 0 | 0 | 0 | 0 | 0 | 0 | 0 | 0 | 0 | 0 | 0 | 0 | 0 | 0 | 0 | 0 | 0 | 0 | 0 | 0 | 0 |  | 0 | 0 | 0 | 0 | 0 | 0 | 0 | 0 | 0 | 0 | 0 | 0 | 0 | 0 | 0 | 0 | 0 | 0 | 0 | 0 | 0 | 0 | 0 | 0 | 0 | 0 | 0 | 0 | 0 | 0 | 0 | 0 | 0 | 0 | 0 | 0 |  | 0 | 0 | 0 | 0 | 0 | 0 | 0 | 0 | 0 | 0 | 0 | 0 | 2 | 0 | 0 | 0 | 0 | 1 | 0 | 0 | 0 | 0 | 0 | 0 | 0 | 0 | 0 | 0 | 0 | 0 | 0 | 0 | 0 | 0 | 0 | 0 |  | 1 | 1 | 1 | 1 | 1 | 1 | 1 | 1 | 1 | 0
SDGE | El Cajon | 69 | 0 | 0 | 0 | 0 | 0 | 0 | 0 | 0 | 0 | 0 | 0 | 0 | 0 | 0 | 0 | 0 | 0 | 0 | 0 | 0 |  | 0 | 0 | 0 | 0 | 0 | 0 | 0 | 0 | 0 | 0 | 0 | 0 | 0 | 0 | 0.774 | 0 | 0 | 1 | 0 | 0 | 0 | 0 | 0 | 0 | 0 | 0 | 0 | 0 | 0 | 0 | 0 | 0 | -2 | 0 | 0 | 1 |  | 0 | 0 | 0 | 0 | 0 | 0 | 0 | 0 | 0 | 0 | 0 | 0 | 0 | 50 | 50 | 0 | 0 | 1 | 0 | 0 | 0 | 0 | 0 | 0 | 0 | 0 | 0 | 0 | 0 | 0 | 0 | -2 | -2 | 0 | 0 | 1 |  | 0 | 0 | 0 | 0 | 0 | 0 | 0 | 0 | 0 | 0 | 0 | 0 | 0 | 50 | 50 | 0 | 0 | 1 | 0 | 0 | 0 | 0 | 0 | 0 | 0 | 0 | 0 | 0 | 0 | 0 | 0 | -2 | -2 | 0 | 0 | 1 |  | 0 | 0 | 0 | 0 | 0 | 0 | 0 | 0 | 0 | 0 | 0 | 0 | 1.1 | 50 | 50 | 0 | 0 | 1 | 0 | 0 | 0 | 0 | 0 | 0 | 0 | 0 | 0 | 0 | 0 | 0 | 0 | -2 | -2 | 0 | 0 | 1 |  | 1 | 1 | 1 | 1 | 1 | 1 | 1 | 4+ | 1 | 1
SCE Eastern | El Casco | 230 | 0 | 0 | 0 | 0 | 0 | 0 | 0 | 0 | 0 | 0 | 0 | 0 | 0 | 0 | 0 | 0 | 0 | 0 | 0 | 0 |  | 0 | 0 | 0 | 0 | 0 | 0 | 0 | 0 | 0 | 0 | 0 | 0 | 0 | 0 | 0 | 0 | 0 | 0 | 0 | 0 | 0 | 0 | 0 | 0 | 0 | 0 | 0 | 0 | 0 | 0 | 0 | 0 | 0 | 0 | 0 | 0 |  | 0 | 0 | 0 | 0 | 0 | 0 | 0 | 0 | 0 | 0 | 0 | 0 | 0 | 0 | 116.6 | 0 | 0 | 1 | 0 | 0 | 0 | 0 | 0 | 0 | 0 | 0 | 0 | 0 | 0 | 0 | 0 | 0 | -2 | 0 | 0 | 1 |  | 0 | 0 | 0 | 0 | 0 | 0 | 0 | 0 | 0 | 0 | 0 | 0 | 0 | 0 | 116.6 | 0 | 0 | 1 | 0 | 0 | 0 | 0 | 0 | 0 | 0 | 0 | 0 | 0 | 0 | 0 | 0 | 0 | -2 | 0 | 0 | 1 |  | 0 | 0 | 0 | 0 | 0 | 0 | 0 | 0 | 0 | 0 | 0 | 0 | 0 | 0 | 311.6 | 0 | 0 | 1 | 0 | 0 | 0 | 0 | 0 | 0 | 0 | 0 | 0 | 0 | 0 | 0 | 0 | 0 | -1 | 0 | 0 | 1 |  | 1 | 1 | 1 | 1 | 1 | 1 | 1 | 4+ | 1 | 1
PG&E GBA | El Cerrito G | 115 | 0 | 0 | 0 | 0 | 0 | 0 | 0 | 0 | 0 | 0 | 0 | 0 | 0 | 0 | 0 | 0 | 0 | 0 | 0 | 0 |  | 0 | 0 | 0 | 0 | 0 | 0 | 0 | 0 | 0 | 0 | 0 | 0 | 0 | 0 | 0 | 0 | 0 | 0 | 0 | 0 | 0 | 0 | 0 | 0 | 0 | 0 | 0 | 0 | 0 | 0 | 0 | 0 | 0 | 0 | 0 | 0 |  | 0 | 0 | 0 | 0 | 0 | 0 | 0 | 0 | 0 | 0 | 0 | 0 | 6.065 | 0 | 0 | 0 | 0 | 1 | 0 | 0 | 0 | 0 | 0 | 0 | 0 | 0 | 0 | 0 | 0 | 0 | -2 | 0 | 0 | 0 | 0 | 1 |  | 0 | 0 | 0 | 0 | 0 | 0 | 0 | 0 | 0 | 0 | 0 | 0 | 6.065 | 0 | 0 | 0 | 0 | 1 | 0 | 0 | 0 | 0 | 0 | 0 | 0 | 0 | 0 | 0 | 0 | 0 | -2 | 0 | 0 | 0 | 0 | 1 |  | 0 | 0 | 0 | 0 | 0 | 0 | 0 | 0 | 0 | 0 | 0 | 0 | 6.065 | 0 | 0 | 0 | 0 | 1 | 0 | 0 | 0 | 0 | 0 | 0 | 0 | 0 | 0 | 0 | 0 | 0 | -2 | 0 | 0 | 0 | 0 | 1 |  | 1 | 1 | 1 | 1 | 1 | 1 | 4+ | 1 | 1 | 1
PG&E NGBA | El Dorado PH | 115 | 0 | 0 | 0 | 0 | 0 | 0 | 0 | 0 | 0 | 0 | 0 | 0 | 0 | 0 | 0 | 0 | 0 | 0 | 0 | 0 |  | 0 | 0 | 0 | 0 | 0 | 0 | 0 | 0 | 0 | 0 | 0 | 0 | 0 | 0 | 0 | 0 | 0 | 0 | 0 | 0 | 0 | 0 | 0 | 0 | 0 | 0 | 0 | 0 | 0 | 0 | 0 | 0 | 0 | 0 | 0 | 0 |  | 0 | 0 | 0 | 0 | 0 | 0 | 0 | 0 | 0 | 0 | 0 | 0 | 0 | 0 | 5.187 | 0 | 0 | 1 | 0 | 0 | 0 | 0 | 0 | 0 | 0 | 0 | 0 | 0 | 0 | 0 | 0 | 0 | -2 | 0 | 0 | 1 |  | 0 | 0 | 0 | 0 | 0 | 0 | 0 | 0 | 0 | 0 | 0 | 0 | 0 | 0 | 5.187 | 0 | 0 | 1 | 0 | 0 | 0 | 0 | 0 | 0 | 0 | 0 | 0 | 0 | 0 | 0 | 0 | 0 | -2 | 0 | 0 | 1 |  | 0 | 0 | 0 | 0 | 0 | 0 | 0 | 0 | 0 | 0 | 0 | 0 | 0 | 0 | 5.187 | 0 | 0 | 1 | 0 | 0 | 0 | 0 | 0 | 0 | 0 | 0 | 0 | 0 | 0 | 0 | 0 | 0 | 0 | 0 | 0 | 0 |  | 1 | 1 | 1 | 1 | 1 | 1 | 1 | 4+ | 1 | 1
PG&E FRESNO | El Nido (PGE) | 115 | 0 | 0 | 0 | 0 | 0 | 0 | 0 | 0 | 0 | 0 | 0 | 0 | 0 | 0 | 0 | 0 | 0 | 0 | 0 | 0 |  | 0 | 0 | 0 | 0 | 0 | 0 | 0 | 0 | 0 | 0 | 0 | 0 | 0 | 0 | 0 | 0 | 0 | 0 | 0 | 0 | 0 | 0 | 0 | 0 | 0 | 0 | 0 | 0 | 0 | 0 | 0 | 0 | 0 | 0 | 0 | 0 |  | 0 | 0 | 0 | 0 | 0 | 0 | 0 | 0 | 0 | 0 | 0 | 0 | 0 | 200 | 203.699 | 0 | 0 | 1 | 0 | 0 | 0 | 0 | 0 | 0 | 0 | 0 | 0 | 0 | 0 | 0 | 0 | -2 | -2 | 0 | 0 | 1 |  | 0 | 0 | 0 | 0 | 0 | 0 | 0 | 0 | 0 | 0 | 0 | 0 | 0 | 200 | 203.699 | 0 | 0 | 1 | 0 | 0 | 0 | 0 | 0 | 0 | 0 | 0 | 0 | 0 | 0 | 0 | 0 | -2 | -2 | 0 | 0 | 1 |  | 0 | 0 | 0 | 0 | 0 | 0 | 0 | 0 | 0 | 0 | 0 | 0 | 0 | 200 | 203.699 | 0 | 0 | 1 | 0 | 0 | 0 | 0 | 0 | 0 | 0 | 0 | 0 | 0 | 0 | 0 | 0 | -2 | -2 | 0 | 0 | 1 |  | 1 | 1 | 1 | 1 | 1 | 1 | 1 | 4+ | 1 | 1
SCE Metro | El Nido (SCE) | 230 | 0 | 0 | 0 | 0 | 0 | 0 | 0 | 0 | 0 | 0 | 0 | 0 | 0 | 0 | 0 | 0 | 400 | 400 | 0 | 1 |  | 0 | 0 | 0 | 0 | 0 | 0 | 0 | 0 | 0 | 0 | 0 | 0 | 0 | 0 | 0 | 0 | 0 | 0 | 0 | 0 | 0 | 0 | 0 | 0 | 0 | 0 | 0 | 0 | 0 | 0 | 0 | 2 | 2 | 0 | 0 | 1 |  | 0 | 0 | 0 | 0 | 0 | 0 | 0 | 0 | 0 | 0 | 0 | 0 | 0 | 0 | 0 | 0 | 0 | 0 | 0 | 0 | 0 | 0 | 0 | 0 | 0 | 0 | 0 | 0 | 0 | 0 | 0 | 2 | 2 | 0 | 0 | 1 |  | 0 | 0 | 0 | 0 | 0 | 0 | 0 | 0 | 0 | 0 | 0 | 0 | 0 | 0 | 405.6634 | 0 | 0 | 1 | 0 | 0 | 0 | 0 | 0 | 0 | 0 | 0 | 0 | 0 | 0 | 0 | 0 | 2 | 0 | 0 | 0 | 1 |  | 0 | 0 | 0 | 0 | 0 | 0 | 0 | 0 | 0 | 0 | 0 | 0 | 0 | 0 | 405.6634 | 0 | 0 | 1 | 0 | 0 | 0 | 0 | 0 | 0 | 0 | 0 | 0 | 0 | 0 | 0 | 0 | 2 | 0 | 0 | 0 | 1 |  | 1 | 1 | 1 | 1 | 1 | 1 | 1 | 2- | 1 | 1
PG&E GBA | El Patio | 115 | 0 | 0 | 0 | 0 | 0 | 0 | 0 | 0 | 0 | 0 | 0 | 0 | 0 | 0 | 0 | 0 | 0 | 0 | 0 | 0 |  | 0 | 0 | 0 | 0 | 0 | 0 | 0 | 0 | 0 | 0 | 0 | 0 | 0 | 0 | 0 | 0 | 0 | 0 | 0 | 0 | 0 | 0 | 0 | 0 | 0 | 0 | 0 | 0 | 0 | 0 | 0 | 0 | 0 | 0 | 0 | 0 |  | 0 | 0 | 0 | 0 | 0 | 0 | 0 | 0 | 0 | 0 | 0 | 0 | 0 | 0 | 0 | 0 | 0 | 0 | 0 | 0 | 0 | 0 | 0 | 0 | 0 | 0 | 0 | 0 | 0 | 0 | 0 | 0 | 0 | 0 | 0 | 0 |  | 0 | 0 | 0 | 0 | 0 | 0 | 0 | 0 | 0 | 0 | 0 | 0 | 0 | 0 | 0 | 0 | 0 | 0 | 0 | 0 | 0 | 0 | 0 | 0 | 0 | 0 | 0 | 0 | 0 | 0 | 0 | 0 | 0 | 0 | 0 | 0 |  | 0 | 0 | 0 | 0 | 0 | 0 | 0 | 0 | 0 | 0 | 0 | 0 | 0 | 0 | 0 | 0 | 0 | 0 | 0 | 0 | 0 | 0 | 0 | 0 | 0 | 0 | 0 | 0 | 0 | 0 | 0 | 0 | 0 | 0 | 0 | 0 |  | 1 | 1 | 1 | 1 | 1 | 1 | 1 | 1 | 1 | 0
SCE Metro | El Segundo | 230 | 0 | 0 | 0 | 0 | 0 | 0 | 0 | 0 | 0 | 0 | 0 | 0 | 0 | 0 | 0 | 0 | 0 | 0 | 0 | 0 |  | 0 | 0 | 0 | 0 | 0 | 0 | 0 | 0 | 0 | 0 | 0 | 0 | 0 | 0 | 0 | 0 | 0 | 0 | 0 | 0 | 0 | 0 | 0 | 0 | 0 | 0 | 0 | 0 | 0 | 0 | 0 | 0 | 0 | 0 | 0 | 0 |  | 0 | 0 | 0 | 0 | 0 | 0 | 0 | 0 | 0 | 0 | 0 | 0 | 0 | 0 | 0 | 0 | 0 | 0 | 0 | 0 | 0 | 0 | 0 | 0 | 0 | 0 | 0 | 0 | 0 | 0 | 0 | 0 | 0 | 0 | 0 | 0 |  | 0 | 0 | 0 | 0 | 0 | 0 | 0 | 0 | 0 | 0 | 0 | 0 | 0 | 0 | 0 | 0 | 0 | 0 | 0 | 0 | 0 | 0 | 0 | 0 | 0 | 0 | 0 | 0 | 0 | 0 | 0 | 0 | 0 | 0 | 0 | 0 |  | 0 | 0 | 0 | 0 | 0 | 0 | 0 | 0 | 0 | 0 | 0 | 0 | 0 | 0 | 0 | 0 | 0 | 0 | 0 | 0 | 0 | 0 | 0 | 0 | 0 | 0 | 0 | 0 | 0 | 0 | 0 | 0 | 0 | 0 | 0 | 0 |  | 1 | 1 | 1 | 1 | 1 | 1 | 1 | 1 | 1 | 0
EOP | Eldorado | 230 | 139 | 0 | 0 | 0 | 0 | 0 | 0 | 0 | 0 | 0 | 0 | 0 | 0 | 0 | 0 | 0 | 0 | 0 | 0 | 1 |  | 0 | 0 | 0 | 0 | 0 | 0 | 0 | 0 | 0 | 0 | 0 | 0 | 0 | 250 | 256.29 | 0 | 0 | 1 | 2 | 2 | 0 | 0 | 0 | 0 | 0 | 0 | 0 | 0 | 0 | 0 | 0 | -2 | -2 | 0 | 0 | 1 |  | 0 | 0 | 0 | 0 | 0 | 0 | 0 | 0 | 0 | 0 | 0 | 0 | 0 | 250 | 277.29 | 0 | 0 | 1 | 2 | 2 | 0 | 0 | 0 | 0 | 0 | 0 | 0 | 0 | 0 | 0 | 0 | -2 | -2 | 0 | 0 | 1 |  | 0 | 0 | 0 | 0 | 0 | 0 | 0 | 0 | 0 | 0 | 0 | 0 | 0 | 250 | 533.58 | 0 | 0 | 1 | 2 | 2 | 0 | 0 | 0 | 0 | 0 | 0 | 0 | 0 | 0 | 0 | 0 | -2 | -2 | 0 | 0 | 1 |  | 0 | 0 | 0 | 0 | 0 | 0 | 0 | 0 | 0 | 0 | 0 | 0 | 0 | 250 | 533.58 | 0 | 0 | 1 | 2 | 2 | 0 | 0 | 0 | 0 | 0 | 0 | 0 | 0 | 0 | 0 | 0 | -2 | -2 | 0 | 0 | 1 |  | 5- | 1 | 1 | 1 | 1 | 1 | 1 | 4+ | 1 | 1
EOP | Eldorado | 500 | 248 | 0 | 0 | 0 | 0 | 3000 | 0 | 3000 | 0 | 0 | 0 | 0 | 600 | 0 | 600 | 0 | 390 | 390 | 500 | 1 |  | 0 | 0 | 0 | 0 | 0 | 0 | 0 | 0 | 0 | 0 | 0 | 0 | 0 | 0 | 0 | 0 | 0 | 0 | 2 | 2 | 0 | 0 | 0 | 0 | 2 | 2 | 0 | 0 | 0 | 2 | 2 | 2 | 2 | 2 | 2 | 1 |  | 0 | 0 | 0 | 0 | 0 | 0 | 0 | 0 | 0 | 0 | 0 | 0 | 0 | 0 | 0 | 0 | 0 | 0 | 2 | 2 | 0 | 0 | 0 | 0 | 2 | 2 | 0 | 0 | 0 | 2 | 2 | 2 | 2 | 2 | 2 | 1 |  | 0 | 0 | 0 | 0 | 0 | 0 | 0 | 0 | 0 | 0 | 0 | 0 | 0 | 0 | 0 | 0 | 0 | 0 | 2 | 2 | 0 | 0 | 0 | 0 | 2 | 2 | 0 | 0 | 0 | 2 | 2 | 2 | 2 | 2 | 2 | 1 |  | 0 | 0 | 0 | 0 | 0 | 0 | 0 | 0 | 0 | 0 | 0 | 0 | 0 | 0 | 0 | 0 | 0 | 0 | 2 | 2 | 0 | 0 | 0 | 0 | 2 | 2 | 0 | 0 | 0 | 2 | 2 | 2 | 2 | 2 | 2 | 1 |  | 5- | 1 | 1 | 5- | 1 | 1 | 5- | 5- | 5- | 1
SCE Northern | Elizabeth Lake | 66 | 0 | 0 | 0 | 0 | 0 | 0 | 0 | 0 | 0 | 0 | 0 | 0 | 0 | 0 | 0 | 0 | 0 | 0 | 0 | 0 |  | 0 | 0 | 0 | 0 | 0 | 0 | 0 | 0 | 0 | 0 | 0 | 0 | 0 | 0 | 0 | 0 | 0 | 0 | 0 | 0 | 0 | 0 | 0 | 0 | 0 | 0 | 0 | 0 | 0 | 0 | 0 | 0 | 0 | 0 | 0 | 0 |  | 0 | 0 | 0 | 0 | 0 | 0 | 0 | 0 | 0 | 0 | 0 | 0 | 0 | 0 | 0 | 0 | 0 | 0 | 0 | 0 | 0 | 0 | 0 | 0 | 0 | 0 | 0 | 0 | 0 | 0 | 0 | 0 | 0 | 0 | 0 | 0 |  | 0 | 0 | 0 | 0 | 0 | 0 | 0 | 0 | 0 | 0 | 0 | 0 | 0 | 0 | 0 | 0 | 0 | 0 | 0 | 0 | 0 | 0 | 0 | 0 | 0 | 0 | 0 | 0 | 0 | 0 | 0 | 0 | 0 | 0 | 0 | 0 |  | 0 | 0 | 0 | 0 | 0 | 0 | 0 | 0 | 0 | 0 | 0 | 0 | 0 | 0 | 0 | 0 | 0 | 0 | 0 | 0 | 0 | 0 | 0 | 0 | 0 | 0 | 0 | 0 | 0 | 0 | 0 | 0 | 0 | 0 | 0 | 0 |  | 1 | 1 | 1 | 1 | 1 | 1 | 1 | 1 | 1 | 0
PG&E KERN | Elk Hills | 230 | 0 | 0 | 0 | 0 | 0 | 0 | 0 | 0 | 0 | 0 | 0 | 0 | 0 | 0 | 0 | 0 | 0 | 0 | 0 | 0 |  | 0 | 0 | 0 | 0 | 0 | 0 | 0 | 0 | 0 | 0 | 0 | 0 | 0 | 0 | 0 | 0 | 0 | 0 | 0 | 0 | 0 | 0 | 0 | 0 | 0 | 0 | 0 | 0 | 0 | 0 | 0 | 0 | 0 | 0 | 0 | 0 |  | 0 | 0 | 0 | 0 | 0 | 0 | 0 | 0 | 0 | 0 | 0 | 0 | 0 | 0 | 0 | 0 | 0 | 0 | 0 | 0 | 0 | 0 | 0 | 0 | 0 | 0 | 0 | 0 | 0 | 0 | 0 | 0 | 0 | 0 | 0 | 0 |  | 0 | 0 | 0 | 0 | 0 | 0 | 0 | 0 | 0 | 0 | 0 | 0 | 0 | 0 | 0 | 0 | 0 | 0 | 0 | 0 | 0 | 0 | 0 | 0 | 0 | 0 | 0 | 0 | 0 | 0 | 0 | 0 | 0 | 0 | 0 | 0 |  | 0 | 0 | 0 | 0 | 0 | 0 | 0 | 0 | 0 | 0 | 0 | 0 | 0 | 0 | 0 | 0 | 0 | 0 | 0 | 0 | 0 | 0 | 0 | 0 | 0 | 0 | 0 | 0 | 0 | 0 | 0 | 0 | 0 | 0 | 0 | 0 |  | 1 | 1 | 1 | 1 | 1 | 1 | 1 | 1 | 1 | 0
SDGE | Elliot | 69 | 0 | 0 | 0 | 0 | 0 | 0 | 0 | 0 | 0 | 0 | 0 | 0 | 0 | 0 | 0 | 0 | 0 | 0 | 0 | 0 |  | 0 | 0 | 0 | 0 | 0 | 0 | 0 | 0 | 0 | 0 | 0 | 0 | 0 | 0 | 0 | 0 | 0 | 0 | 0 | 0 | 0 | 0 | 0 | 0 | 0 | 0 | 0 | 0 | 0 | 0 | 0 | 0 | 0 | 0 | 0 | 0 |  | 0 | 0 | 0 | 0 | 0 | 0 | 0 | 0 | 0 | 0 | 0 | 0 | 0 | 0 | 0 | 0 | 0 | 0 | 0 | 0 | 0 | 0 | 0 | 0 | 0 | 0 | 0 | 0 | 0 | 0 | 0 | 0 | 0 | 0 | 0 | 0 |  | 0 | 0 | 0 | 0 | 0 | 0 | 0 | 0 | 0 | 0 | 0 | 0 | 0 | 0 | 0 | 0 | 0 | 0 | 0 | 0 | 0 | 0 | 0 | 0 | 0 | 0 | 0 | 0 | 0 | 0 | 0 | 0 | 0 | 0 | 0 | 0 |  | 0 | 0 | 0 | 0 | 0 | 0 | 0 | 0 | 0 | 0 | 0 | 0 | 0 | 0 | 0 | 0 | 0 | 0 | 0 | 0 | 0 | 0 | 0 | 0 | 0 | 0 | 0 | 0 | 0 | 0 | 0 | 0 | 0 | 0 | 0 | 0 |  | 1 | 1 | 1 | 1 | 1 | 1 | 1 | 1 | 1 | 0
SCE Metro | Ellis | 230 | 0 | 0 | 0 | 0 | 0 | 0 | 0 | 0 | 0 | 0 | 0 | 0 | 0 | 0 | 0 | 0 | 0 | 0 | 0 | 0 |  | 0 | 0 | 0 | 0 | 0 | 0 | 0 | 0 | 0 | 0 | 0 | 0 | 0 | 0 | 0 | 0 | 0 | 0 | 0 | 0 | 0 | 0 | 0 | 0 | 0 | 0 | 0 | 0 | 0 | 0 | 0 | 0 | 0 | 0 | 0 | 0 |  | 0 | 0 | 0 | 0 | 0 | 0 | 0 | 0 | 0 | 0 | 0 | 0 | 0 | 0 | 0 | 0 | 0 | 0 | 0 | 0 | 0 | 0 | 0 | 0 | 0 | 0 | 0 | 0 | 0 | 0 | 0 | 0 | 0 | 0 | 0 | 0 |  | 0 | 0 | 0 | 0 | 0 | 0 | 0 | 0 | 0 | 0 | 0 | 0 | 0 | 0 | 0 | 0 | 0 | 0 | 0 | 0 | 0 | 0 | 0 | 0 | 0 | 0 | 0 | 0 | 0 | 0 | 0 | 0 | 0 | 0 | 0 | 0 |  | 0 | 0 | 0 | 0 | 0 | 0 | 0 | 0 | 0 | 0 | 0 | 0 | 0 | 0 | 88.63 | 0 | 0 | 1 | 0 | 0 | 0 | 0 | 0 | 0 | 0 | 0 | 0 | 0 | 0 | 0 | 0 | 0 | 0 | 0 | 0 | 0 |  | 1 | 1 | 1 | 1 | 1 | 1 | 1 | 1 | 1 | 0
SDGE | Encina | 138 | 0 | 0 | 0 | 0 | 0 | 0 | 0 | 0 | 0 | 0 | 0 | 0 | 0 | 0 | 0 | 0 | 0 | 0 | 0 | 0 |  | 0 | 0 | 0 | 0 | 0 | 0 | 0 | 0 | 0 | 0 | 0 | 0 | 0 | 0 | 0 | 0 | 0 | 0 | 0 | 0 | 0 | 0 | 0 | 0 | 0 | 0 | 0 | 0 | 0 | 0 | 0 | 0 | 0 | 0 | 0 | 0 |  | 0 | 0 | 0 | 0 | 0 | 0 | 0 | 0 | 0 | 0 | 0 | 0 | 0 | 0 | 0 | 0 | 0 | 0 | 0 | 0 | 0 | 0 | 0 | 0 | 0 | 0 | 0 | 0 | 0 | 0 | 0 | 0 | 0 | 0 | 0 | 0 |  | 0 | 0 | 0 | 0 | 0 | 0 | 0 | 0 | 0 | 0 | 0 | 0 | 0 | 0 | 304.3999 | 0 | 0 | 1 | 0 | 0 | 0 | 0 | 0 | 0 | 0 | 0 | 0 | 0 | 0 | 0 | 0 | 0 | -2 | 0 | 0 | 1 |  | 0 | 0 | 0 | 0 | 0 | 0 | 0 | 0 | 0 | 0 | 0 | 0 | 0 | 0 | 304.3999 | 0 | 0 | 1 | 0 | 0 | 0 | 0 | 0 | 0 | 0 | 0 | 0 | 0 | 0 | 0 | 0 | 0 | -1 | 0 | 0 | 1 |  | 1 | 1 | 1 | 1 | 1 | 1 | 1 | 2+ | 1 | 1
SDGE | Encina | 230 | 0 | 0 | 0 | 0 | 0 | 0 | 0 | 0 | 0 | 0 | 0 | 0 | 20 | 0 | 20 | 0 | 0 | 0 | 0 | 1 |  | 0 | 0 | 0 | 0 | 0 | 0 | 0 | 0 | 0 | 0 | 0 | 0 | 0 | 0 | 0 | 0 | 0 | 0 | 0 | 0 | 0 | 0 | 0 | 0 | 0 | 0 | 0 | 0 | 0 | 2 | 2 | 0 | 0 | 0 | 0 | 1 |  | 0 | 0 | 0 | 0 | 0 | 0 | 0 | 0 | 0 | 0 | 0 | 0 | 0 | 0 | 0 | 0 | 0 | 0 | 0 | 0 | 0 | 0 | 0 | 0 | 0 | 0 | 0 | 0 | 0 | 2 | 2 | 0 | 0 | 0 | 0 | 1 |  | 0 | 0 | 0 | 0 | 0 | 0 | 0 | 0 | 0 | 0 | 0 | 0 | 0 | 0 | 0 | 0 | 0 | 0 | 0 | 0 | 0 | 0 | 0 | 0 | 0 | 0 | 0 | 0 | 0 | 2 | 2 | 0 | 0 | 0 | 0 | 1 |  | 0 | 0 | 0 | 0 | 0 | 0 | 0 | 0 | 0 | 0 | 0 | 0 | 0 | 0 | 0 | 0 | 0 | 0 | 0 | 0 | 0 | 0 | 0 | 0 | 0 | 0 | 0 | 0 | 0 | 2 | 2 | 0 | 0 | 0 | 0 | 1 |  | 1 | 1 | 1 | 1 | 1 | 1 | 5- | 1 | 1 | 1
SDGE | Escondido | 230 | 0 | 0 | 0 | 0 | 0 | 0 | 0 | 0 | 0 | 0 | 0 | 0 | 0 | 0 | 0 | 0 | 0 | 0 | 0 | 0 |  | 0 | 0 | 0 | 0 | 0 | 0 | 0 | 0 | 0 | 0 | 0 | 0 | 0 | 0 | 0 | 0 | 0 | 0 | 0 | 0 | 0 | 0 | 0 | 0 | 0 | 0 | 0 | 0 | 0 | 0 | 0 | 0 | 0 | 0 | 0 | 0 |  | 0 | 0 | 0 | 0 | 0 | 0 | 0 | 0 | 0 | 0 | 0 | 0 | 0 | 0 | 0 | 0 | 0 | 0 | 0 | 0 | 0 | 0 | 0 | 0 | 0 | 0 | 0 | 0 | 0 | 0 | 0 | 0 | 0 | 0 | 0 | 0 |  | 0 | 0 | 0 | 0 | 0 | 0 | 0 | 0 | 0 | 0 | 0 | 0 | 0 | 320 | 407 | 0 | 0 | 1 | 0 | 0 | 0 | 0 | 0 | 0 | 0 | 0 | 0 | 0 | 0 | 0 | 0 | -2 | -2 | 0 | 0 | 1 |  | 0 | 0 | 0 | 0 | 0 | 0 | 0 | 0 | 0 | 0 | 0 | 0 | 0 | 320 | 407 | 0 | 0 | 1 | 0 | 0 | 0 | 0 | 0 | 0 | 0 | 0 | 0 | 0 | 0 | 0 | 0 | -2 | -2 | 0 | 0 | 1 |  | 1 | 1 | 1 | 1 | 1 | 1 | 1 | 4+ | 1 | 1
SDGE | Escondido | 69 | 0 | 0 | 0 | 0 | 0 | 0 | 0 | 0 | 0 | 0 | 0 | 0 | 0 | 0 | 0 | 0 | 0 | 0 | 0 | 0 |  | 0 | 0 | 0 | 0 | 0 | 0 | 0 | 0 | 0 | 0 | 0 | 0 | 0 | 0 | 0 | 0 | 0 | 0 | 0 | 0 | 0 | 0 | 0 | 0 | 0 | 0 | 0 | 0 | 0 | 0 | 0 | 0 | 0 | 0 | 0 | 0 |  | 0 | 0 | 0 | 0 | 0 | 0 | 0 | 0 | 0 | 0 | 0 | 0 | 0 | 33 | 33 | 0 | 0 | 1 | 0 | 0 | 0 | 0 | 0 | 0 | 0 | 0 | 0 | 0 | 0 | 0 | 0 | -2 | -2 | 0 | 0 | 1 |  | 0 | 0 | 0 | 0 | 0 | 0 | 0 | 0 | 0 | 0 | 0 | 0 | 0 | 33 | 33 | 0 | 0 | 1 | 0 | 0 | 0 | 0 | 0 | 0 | 0 | 0 | 0 | 0 | 0 | 0 | 0 | -2 | -2 | 0 | 0 | 1 |  | 0 | 0 | 0 | 0 | 0 | 0 | 0 | 0 | 0 | 0 | 0 | 0 | 0 | 33 | 33 | 0 | 0 | 1 | 0 | 0 | 0 | 0 | 0 | 0 | 0 | 0 | 0 | 0 | 0 | 0 | 0 | -2 | -2 | 0 | 0 | 1 |  | 1 | 1 | 1 | 1 | 1 | 1 | 1 | 4+ | 1 | 1
PG&E KERN | Estrella | 230 | 0 | 0 | 0 | 0 | 0 | 0 | 0 | 0 | 0 | 0 | 0 | 0 | 0 | 0 | 0 | 0 | 0 | 0 | 0 | 0 |  | 0 | 0 | 0 | 0 | 0 | 0 | 0 | 0 | 0 | 0 | 0 | 0 | 0 | 0 | 0 | 0 | 0 | 0 | 0 | 0 | 0 | 0 | 0 | 0 | 0 | 0 | 0 | 0 | 0 | 0 | 0 | 0 | 0 | 0 | 0 | 0 |  | 0 | 0 | 0 | 0 | 0 | 0 | 0 | 0 | 0 | 0 | 0 | 0 | 0 | 0 | 0 | 0 | 0 | 0 | 0 | 0 | 0 | 0 | 0 | 0 | 0 | 0 | 0 | 0 | 0 | 0 | 0 | 0 | 0 | 0 | 0 | 0 |  | 0 | 0 | 0 | 0 | 0 | 0 | 0 | 0 | 0 | 0 | 0 | 0 | 0 | 0 | 0 | 0 | 0 | 0 | 0 | 0 | 0 | 0 | 0 | 0 | 0 | 0 | 0 | 0 | 0 | 0 | 0 | 0 | 0 | 0 | 0 | 0 |  | 0 | 0 | 0 | 0 | 0 | 0 | 0 | 0 | 0 | 0 | 0 | 0 | 0 | 0 | 0 | 0 | 0 | 0 | 0 | 0 | 0 | 0 | 0 | 0 | 0 | 0 | 0 | 0 | 0 | 0 | 0 | 0 | 0 | 0 | 0 | 0 |  | 1 | 1 | 1 | 1 | 1 | 1 | 1 | 1 | 1 | 0
SCE Eastern | Etiwanda | 230 | 0 | 0 | 0 | 0 | 0 | 0 | 0 | 0 | 0 | 0 | 0 | 0 | 0 | 0 | 0 | 0 | 0 | 0 | 550 | 1 |  | 0 | 0 | 0 | 0 | 0 | 0 | 0 | 0 | 0 | 0 | 0 | 0 | 0 | 0 | 0 | 0 | 0 | 0 | 0 | 0 | 0 | 0 | 0 | 0 | 0 | 0 | 0 | 0 | 0 | 0 | 0 | 0 | 0 | 2 | 2 | 1 |  | 0 | 0 | 0 | 0 | 0 | 0 | 0 | 0 | 0 | 0 | 0 | 0 | 0 | 0 | 133.4 | 0 | 0 | 1 | 0 | 0 | 0 | 0 | 0 | 0 | 0 | 0 | 0 | 0 | 0 | 0 | 0 | 0 | -2 | 2 | 2 | 1 |  | 0 | 0 | 0 | 0 | 0 | 0 | 0 | 0 | 0 | 0 | 0 | 0 | 0 | 400 | 791.0634 | 0 | 0 | 1 | 0 | 0 | 0 | 0 | 0 | 0 | 0 | 0 | 0 | 0 | 0 | 0 | 0 | -2 | -2 | 2 | 2 | 1 |  | 0 | 0 | 0 | 0 | 0 | 0 | 0 | 12.55 | 0 | 0 | 0 | 0 | 0 | 400 | 1086.7534 | 0 | 0 | 1 | 0 | 0 | 0 | 0 | 0 | 0 | 0 | -2 | 0 | 0 | 0 | 0 | 0 | -2 | -2 | 2 | 2 | 1 |  | 1 | 1 | 1 | 1+ | 1 | 1 | 1 | 4+ | 5- | 1
PG&E GBA | Evergreen | 115 | 0 | 0 | 0 | 0 | 0 | 0 | 0 | 0 | 0 | 0 | 0 | 0 | 0 | 0 | 0 | 0 | 0 | 0 | 0 | 0 |  | 0 | 0 | 0 | 0 | 0 | 0 | 0 | 0 | 0 | 0 | 0 | 0 | 0 | 0 | 0 | 0 | 0 | 0 | 0 | 0 | 0 | 0 | 0 | 0 | 0 | 0 | 0 | 0 | 0 | 0 | 0 | 0 | 0 | 0 | 0 | 0 |  | 0 | 0 | 0 | 0 | 0 | 0 | 0 | 0 | 0 | 0 | 0 | 0 | 1.653 | 0 | 0 | 0 | 0 | 1 | 0 | 0 | 0 | 0 | 0 | 0 | 0 | 0 | 0 | 0 | 0 | 0 | 0 | 0 | 0 | 0 | 0 | 0 |  | 0 | 0 | 0 | 0 | 0 | 0 | 0 | 0 | 0 | 0 | 0 | 0 | 1.653 | 0 | 0 | 0 | 0 | 1 | 0 | 0 | 0 | 0 | 0 | 0 | 0 | 0 | 0 | 0 | 0 | 0 | 0 | 0 | 0 | 0 | 0 | 0 |  | 0 | 0 | 0 | 0 | 0 | 0 | 0 | 0 | 0 | 0 | 0 | 0 | 1.653 | 0 | 0 | 0 | 0 | 1 | 0 | 0 | 0 | 0 | 0 | 0 | 0 | 0 | 0 | 0 | 0 | 0 | 0 | 0 | 0 | 0 | 0 | 0 |  | 1 | 1 | 1 | 1 | 1 | 1 | 1 | 1 | 1 | 0
PG&E GBA | Evergreen | 60 | 0 | 0 | 0 | 0 | 0 | 0 | 0 | 0 | 0 | 0 | 0 | 0 | 0 | 0 | 0 | 0 | 0 | 0 | 0 | 0 |  | 0 | 0 | 0 | 0 | 0 | 0 | 0 | 0 | 0 | 0 | 0 | 0 | 0 | 0 | 0 | 0 | 0 | 0 | 0 | 0 | 0 | 0 | 0 | 0 | 0 | 0 | 0 | 0 | 0 | 0 | 0 | 0 | 0 | 0 | 0 | 0 |  | 0 | 0 | 0 | 0 | 0 | 0 | 0 | 0 | 0 | 0 | 0 | 0 | 0 | 0 | 0 | 0 | 0 | 0 | 0 | 0 | 0 | 0 | 0 | 0 | 0 | 0 | 0 | 0 | 0 | 0 | 0 | 0 | 0 | 0 | 0 | 0 |  | 0 | 0 | 0 | 0 | 0 | 0 | 0 | 0 | 0 | 0 | 0 | 0 | 0 | 0 | 0 | 0 | 0 | 0 | 0 | 0 | 0 | 0 | 0 | 0 | 0 | 0 | 0 | 0 | 0 | 0 | 0 | 0 | 0 | 0 | 0 | 0 |  | 0 | 0 | 0 | 0 | 0 | 0 | 0 | 0 | 0 | 0 | 0 | 0 | 0 | 0 | 0 | 0 | 0 | 0 | 0 | 0 | 0 | 0 | 0 | 0 | 0 | 0 | 0 | 0 | 0 | 0 | 0 | 0 | 0 | 0 | 0 | 0 |  | 1 | 1 | 1 | 1 | 1 | 1 | 1 | 1 | 1 | 0
PG&E FRESNO | Excelsior | 115 | 0 | 0 | 0 | 0 | 0 | 0 | 0 | 0 | 0 | 0 | 0 | 0 | 0 | 0 | 0 | 0 | 0 | 0 | 0 | 0 |  | 0 | 0 | 0 | 0 | 0 | 0 | 0 | 0 | 0 | 0 | 0 | 0 | 0 | 0 | 0 | 0 | 0 | 0 | 0 | 0 | 0 | 0 | 0 | 0 | 0 | 0 | 0 | 0 | 0 | 0 | 0 | 0 | 0 | 0 | 0 | 0 |  | 0 | 0 | 0 | 0 | 0 | 0 | 0 | 0 | 0 | 0 | 0 | 0 | 127.57 | 97.5 | 127.37 | 0 | 0 | 1 | 0 | 0 | 0 | 0 | 0 | 0 | 0 | 0 | 0 | 0 | 0 | 0 | -2 | -2 | -2 | 0 | 0 | 1 |  | 0 | 0 | 0 | 0 | 0 | 0 | 0 | 0 | 0 | 0 | 0 | 0 | 127.57 | 97.5 | 127.37 | 0 | 0 | 1 | 0 | 0 | 0 | 0 | 0 | 0 | 0 | 0 | 0 | 0 | 0 | 0 | -2 | -2 | -2 | 0 | 0 | 1 |  | 0 | 0 | 0 | 0 | 0 | 0 | 0 | 0 | 0 | 0 | 0 | 0 | 127.57 | 97.5 | 127.37 | 0 | 0 | 1 | 0 | 0 | 0 | 0 | 0 | 0 | 0 | 0 | 0 | 0 | 0 | 0 | -2 | -2 | -2 | 0 | 0 | 1 |  | 1 | 1 | 1 | 1 | 1 | 1 | 4+ | 4+ | 1 | 1
PG&E FRESNO | Exchequer | 115 | 0 | 0 | 0 | 0 | 0 | 0 | 0 | 0 | 0 | 0 | 0 | 0 | 0 | 0 | 0 | 0 | 0 | 0 | 0 | 0 |  | 0 | 0 | 0 | 0 | 0 | 0 | 0 | 0 | 0 | 0 | 0 | 0 | 0 | 0 | 0 | 0 | 0 | 0 | 0 | 0 | 0 | 0 | 0 | 0 | 0 | 0 | 0 | 0 | 0 | 0 | 0 | 0 | 0 | 0 | 0 | 0 |  | 0 | 0 | 0 | 0 | 0 | 0 | 0 | 0 | 0 | 0 | 0 | 0 | 0 | 0 | 0 | 0 | 0 | 0 | 0 | 0 | 0 | 0 | 0 | 0 | 0 | 0 | 0 | 0 | 0 | 0 | 0 | 0 | 0 | 0 | 0 | 0 |  | 0 | 0 | 0 | 0 | 0 | 0 | 0 | 0 | 0 | 0 | 0 | 0 | 0 | 0 | 0 | 0 | 0 | 0 | 0 | 0 | 0 | 0 | 0 | 0 | 0 | 0 | 0 | 0 | 0 | 0 | 0 | 0 | 0 | 0 | 0 | 0 |  | 0 | 0 | 0 | 0 | 0 | 0 | 0 | 0 | 0 | 0 | 0 | 0 | 0 | 0 | 0 | 0 | 0 | 0 | 0 | 0 | 0 | 0 | 0 | 0 | 0 | 0 | 0 | 0 | 0 | 0 | 0 | 0 | 0 | 0 | 0 | 0 |  | 1 | 1 | 1 | 1 | 1 | 1 | 1 | 1 | 1 | 0
PG&E KERN | Fairway | 115 | 0 | 0 | 0 | 0 | 0 | 0 | 0 | 0 | 0 | 0 | 0 | 0 | 0 | 0 | 0 | 0 | 0 | 0 | 0 | 0 |  | 0 | 0 | 0 | 0 | 0 | 0 | 0 | 0 | 0 | 0 | 0 | 0 | 0 | 0 | 0 | 0 | 0 | 0 | 0 | 0 | 0 | 0 | 0 | 0 | 0 | 0 | 0 | 0 | 0 | 0 | 0 | 0 | 0 | 0 | 0 | 0 |  | 0 | 0 | 0 | 0 | 0 | 0 | 0 | 0 | 0 | 0 | 0 | 0 | 3.4613 | 0 | 13.4613 | 0 | 0 | 1 | 0 | 0 | 0 | 0 | 0 | 0 | 0 | 0 | 0 | 0 | 0 | 0 | -2 | 0 | -2 | 0 | 0 | 1 |  | 0 | 0 | 0 | 0 | 0 | 0 | 0 | 0 | 0 | 0 | 0 | 0 | 3.4613 | 0 | 13.4613 | 0 | 0 | 1 | 0 | 0 | 0 | 0 | 0 | 0 | 0 | 0 | 0 | 0 | 0 | 0 | -2 | 0 | -2 | 0 | 0 | 1 |  | 0 | 0 | 0 | 0 | 0 | 0 | 0 | 0 | 0 | 0 | 0 | 0 | 3.4613 | 0 | 13.4613 | 0 | 0 | 1 | 0 | 0 | 0 | 0 | 0 | 0 | 0 | 0 | 0 | 0 | 0 | 0 | -2 | 0 | 0 | 0 | 0 | 1 |  | 1 | 1 | 1 | 1 | 1 | 1 | 4+ | 4+ | 1 | 1
PG&E KERN | Famoso | 115 | 0 | 0 | 0 | 0 | 0 | 0 | 0 | 0 | 0 | 0 | 0 | 0 | 0 | 0 | 0 | 0 | 0 | 0 | 0 | 0 |  | 0 | 0 | 0 | 0 | 0 | 0 | 0 | 0 | 0 | 0 | 0 | 0 | 0 | 0 | 0 | 0 | 0 | 0 | 0 | 0 | 0 | 0 | 0 | 0 | 0 | 0 | 0 | 0 | 0 | 0 | 0 | 0 | 0 | 0 | 0 | 0 |  | 0 | 0 | 0 | 0 | 0 | 0 | 0 | 0 | 0 | 0 | 0 | 0 | 0 | 0 | 0 | 0 | 0 | 0 | 0 | 0 | 0 | 0 | 0 | 0 | 0 | 0 | 0 | 0 | 0 | 0 | 0 | 0 | 0 | 0 | 0 | 0 |  | 0 | 0 | 0 | 0 | 0 | 0 | 0 | 0 | 0 | 0 | 0 | 0 | 0 | 0 | 0 | 0 | 0 | 0 | 0 | 0 | 0 | 0 | 0 | 0 | 0 | 0 | 0 | 0 | 0 | 0 | 0 | 0 | 0 | 0 | 0 | 0 |  | 0 | 0 | 0 | 0 | 0 | 0 | 0 | 0 | 0 | 0 | 0 | 0 | 0 | 0 | 12.174 | 0 | 0 | 1 | 0 | 0 | 0 | 0 | 0 | 0 | 0 | 0 | 0 | 0 | 0 | 0 | 0 | 0 | 0 | 0 | 0 | 0 |  | 1 | 1 | 1 | 1 | 1 | 1 | 1 | 1 | 1 | 0
PG&E NGBA | Fern Road | 500 | 185 | 0 | 0 | 0 | 0 | 0 | 0 | 0 | 0 | 0 | 0 | 0 | 0 | 0 | 0 | 0 | 0 | 0 | 0 | 1 |  | 0 | 0 | 0 | 0 | 0 | 0 | 0 | 0 | 0 | 0 | 0 | 0 | 0 | 0 | 0 | 0 | 0 | 0 | 2 | 2 | 0 | 0 | 0 | 0 | 0 | 0 | 0 | 0 | 0 | 0 | 0 | 0 | 0 | 0 | 0 | 1 |  | 0 | 0 | 0 | 0 | 0 | 0 | 0 | 0 | 0 | 0 | 0 | 0 | 0 | 0 | 0 | 0 | 0 | 0 | 2 | 2 | 0 | 0 | 0 | 0 | 0 | 0 | 0 | 0 | 0 | 0 | 0 | 0 | 0 | 0 | 0 | 1 |  | 0 | 0 | 0 | 0 | 0 | 0 | 0 | 0 | 0 | 0 | 0 | 0 | 0 | 0 | 0 | 0 | 0 | 0 | 2 | 2 | 0 | 0 | 0 | 0 | 0 | 0 | 0 | 0 | 0 | 0 | 0 | 0 | 0 | 0 | 0 | 1 |  | 0 | 0 | 0 | 0 | 0 | 0 | 0 | 0 | 0 | 0 | 0 | 0 | 0 | 0 | 0 | 0 | 0 | 0 | 2 | 2 | 0 | 0 | 0 | 0 | 0 | 0 | 0 | 0 | 0 | 0 | 0 | 0 | 0 | 0 | 0 | 1 |  | 5- | 1 | 1 | 1 | 1 | 1 | 1 | 1 | 1 | 1
PG&E GBA | Fibreboard (SPI Sonora) | 115 | 0 | 0 | 0 | 0 | 0 | 0 | 0 | 0 | 0 | 0 | 0 | 0 | 0 | 0 | 0 | 0 | 0 | 0 | 0 | 0 |  | 0 | 0 | 0 | 0 | 0 | 0 | 0 | 0 | 0 | 0 | 0 | 0 | 0 | 0 | 0 | 0 | 0 | 0 | 0 | 0 | 0 | 0 | 0 | 0 | 0 | 0 | 0 | 0 | 0 | 0 | 0 | 0 | 0 | 0 | 0 | 0 |  | 0 | 0 | 0 | 0 | 0 | 0 | 0 | 0 | 0 | 0 | 0 | 0 | 0 | 0 | 0 | 0 | 0 | 0 | 0 | 0 | 0 | 0 | 0 | 0 | 0 | 0 | 0 | 0 | 0 | 0 | 0 | 0 | 0 | 0 | 0 | 0 |  | 0 | 0 | 0 | 0 | 0 | 0 | 0 | 0 | 0 | 0 | 0 | 0 | 0 | 0 | 0 | 0 | 0 | 0 | 0 | 0 | 0 | 0 | 0 | 0 | 0 | 0 | 0 | 0 | 0 | 0 | 0 | 0 | 0 | 0 | 0 | 0 |  | 0 | 0 | 0 | 0 | 0 | 0 | 0 | 0 | 0 | 0 | 0 | 0 | 0 | 0 | 0 | 0 | 0 | 0 | 0 | 0 | 0 | 0 | 0 | 0 | 0 | 0 | 0 | 0 | 0 | 0 | 0 | 0 | 0 | 0 | 0 | 0 |  | 1 | 1 | 1 | 1 | 1 | 1 | 1 | 1 | 1 | 0
PG&E FRESNO | Figarden | 230 | 0 | 0 | 0 | 0 | 0 | 0 | 0 | 0 | 0 | 0 | 0 | 0 | 0 | 0 | 0 | 0 | 0 | 0 | 0 | 0 |  | 0 | 0 | 0 | 0 | 0 | 0 | 0 | 0 | 0 | 0 | 0 | 0 | 0 | 0 | 0 | 0 | 0 | 0 | 0 | 0 | 0 | 0 | 0 | 0 | 0 | 0 | 0 | 0 | 0 | 0 | 0 | 0 | 0 | 0 | 0 | 0 |  | 0 | 0 | 0 | 0 | 0 | 0 | 0 | 0 | 0 | 0 | 0 | 0 | 0 | 0 | 0 | 0 | 0 | 0 | 0 | 0 | 0 | 0 | 0 | 0 | 0 | 0 | 0 | 0 | 0 | 0 | 0 | 0 | 0 | 0 | 0 | 0 |  | 0 | 0 | 0 | 0 | 0 | 0 | 0 | 0 | 0 | 0 | 0 | 0 | 0 | 0 | 0 | 0 | 0 | 0 | 0 | 0 | 0 | 0 | 0 | 0 | 0 | 0 | 0 | 0 | 0 | 0 | 0 | 0 | 0 | 0 | 0 | 0 |  | 0 | 0 | 0 | 0 | 0 | 0 | 0 | 0 | 0 | 0 | 0 | 0 | 0.897 | 0 | 0 | 0 | 0 | 1 | 0 | 0 | 0 | 0 | 0 | 0 | 0 | 0 | 0 | 0 | 0 | 0 | 0 | 0 | 0 | 0 | 0 | 0 |  | 1 | 1 | 1 | 1 | 1 | 1 | 1 | 1 | 1 | 0
PG&E FRESNO | Fink | 230 | 70 | 0 | 0 | 0 | 0 | 0 | 0 | 0 | 0 | 0 | 0 | 0 | 0 | 0 | 0 | 0 | 0 | 0 | 0 | 1 |  | 0 | 0 | 0 | 0 | 0 | 0 | 0 | 0 | 0 | 0 | 0 | 0 | 0 | 0 | 0 | 0 | 0 | 0 | 2 | 2 | 0 | 0 | 0 | 0 | 0 | 0 | 0 | 0 | 0 | 0 | 0 | 0 | 0 | 0 | 0 | 1 |  | 0 | 0 | 0 | 0 | 0 | 0 | 0 | 0 | 0 | 0 | 0 | 0 | 0 | 0 | 0 | 0 | 0 | 0 | 2 | 2 | 0 | 0 | 0 | 0 | 0 | 0 | 0 | 0 | 0 | 0 | 0 | 0 | 0 | 0 | 0 | 1 |  | 0 | 0 | 0 | 0 | 0 | 0 | 0 | 0 | 0 | 0 | 0 | 0 | 0 | 0 | 0 | 0 | 0 | 0 | 2 | 2 | 0 | 0 | 0 | 0 | 0 | 0 | 0 | 0 | 0 | 0 | 0 | 0 | 0 | 0 | 0 | 1 |  | 0 | 0 | 0 | 0 | 0 | 0 | 0 | 0 | 0 | 0 | 0 | 0 | 0 | 0 | 0 | 0 | 0 | 0 | 2 | 2 | 0 | 0 | 0 | 0 | 0 | 0 | 0 | 0 | 0 | 0 | 0 | 0 | 0 | 0 | 0 | 1 |  | 5- | 1 | 1 | 1 | 1 | 1 | 1 | 1 | 1 | 1
PG&E NGBA | Fitch Mountain | 60 | 0 | 0 | 0 | 0 | 0 | 0 | 0 | 0 | 0 | 0 | 0 | 0 | 0 | 0 | 0 | 0 | 0 | 0 | 0 | 0 |  | 0 | 0 | 0 | 0 | 0 | 0 | 0 | 0 | 0 | 0 | 0 | 0 | 0 | 0 | 0 | 0 | 0 | 0 | 0 | 0 | 0 | 0 | 0 | 0 | 0 | 0 | 0 | 0 | 0 | 0 | 0 | 0 | 0 | 0 | 0 | 0 |  | 0 | 0 | 0 | 0 | 0 | 0 | 0 | 0 | 0 | 0 | 0 | 0 | 0 | 0 | 0 | 0 | 0 | 0 | 0 | 0 | 0 | 0 | 0 | 0 | 0 | 0 | 0 | 0 | 0 | 0 | 0 | 0 | 0 | 0 | 0 | 0 |  | 0 | 0 | 0 | 0 | 0 | 0 | 0 | 0 | 0 | 0 | 0 | 0 | 0 | 0 | 0 | 0 | 0 | 0 | 0 | 0 | 0 | 0 | 0 | 0 | 0 | 0 | 0 | 0 | 0 | 0 | 0 | 0 | 0 | 0 | 0 | 0 |  | 0 | 0 | 0 | 0 | 0 | 0 | 0 | 0 | 0 | 0 | 0 | 0 | 0 | 0 | 0 | 0 | 0 | 0 | 0 | 0 | 0 | 0 | 0 | 0 | 0 | 0 | 0 | 0 | 0 | 0 | 0 | 0 | 0 | 0 | 0 | 0 |  | 1 | 1 | 1 | 1 | 1 | 1 | 1 | 1 | 1 | 0
PG&E GBA | FMC | 115 | 0 | 0 | 0 | 0 | 0 | 0 | 0 | 0 | 0 | 0 | 0 | 0 | 0 | 0 | 0 | 0 | 0 | 0 | 0 | 0 |  | 0 | 0 | 0 | 0 | 0 | 0 | 0 | 0 | 0 | 0 | 0 | 0 | 0 | 0 | 0 | 0 | 0 | 0 | 0 | 0 | 0 | 0 | 0 | 0 | 0 | 0 | 0 | 0 | 0 | 0 | 0 | 0 | 0 | 0 | 0 | 0 |  | 0 | 0 | 0 | 0 | 0 | 0 | 0 | 0 | 0 | 0 | 0 | 0 | 0 | 0 | 0 | 0 | 0 | 0 | 0 | 0 | 0 | 0 | 0 | 0 | 0 | 0 | 0 | 0 | 0 | 0 | 0 | 0 | 0 | 0 | 0 | 0 |  | 0 | 0 | 0 | 0 | 0 | 0 | 0 | 0 | 0 | 0 | 0 | 0 | 0 | 0 | 0 | 0 | 0 | 0 | 0 | 0 | 0 | 0 | 0 | 0 | 0 | 0 | 0 | 0 | 0 | 0 | 0 | 0 | 0 | 0 | 0 | 0 |  | 0 | 0 | 0 | 0 | 0 | 0 | 0 | 0 | 0 | 0 | 0 | 0 | 0 | 0 | 0 | 0 | 0 | 0 | 0 | 0 | 0 | 0 | 0 | 0 | 0 | 0 | 0 | 0 | 0 | 0 | 0 | 0 | 0 | 0 | 0 | 0 |  | 1 | 1 | 1 | 1 | 1 | 1 | 1 | 1 | 1 | 0
PG&E GBA | Fremont | 115 | 0 | 0 | 0 | 0 | 0 | 0 | 0 | 0 | 0 | 0 | 0 | 0 | 0 | 0 | 0 | 0 | 0 | 0 | 0 | 0 |  | 0 | 0 | 0 | 0 | 0 | 0 | 0 | 0 | 0 | 0 | 0 | 0 | 0 | 0 | 0 | 0 | 0 | 0 | 0 | 0 | 0 | 0 | 0 | 0 | 0 | 0 | 0 | 0 | 0 | 0 | 0 | 0 | 0 | 0 | 0 | 0 |  | 0 | 0 | 0 | 0 | 0 | 0 | 0 | 0 | 0 | 0 | 0 | 0 | 0 | 0 | 0 | 0 | 0 | 0 | 0 | 0 | 0 | 0 | 0 | 0 | 0 | 0 | 0 | 0 | 0 | 0 | 0 | 0 | 0 | 0 | 0 | 0 |  | 0 | 0 | 0 | 0 | 0 | 0 | 0 | 0 | 0 | 0 | 0 | 0 | 0 | 0 | 0 | 0 | 0 | 0 | 0 | 0 | 0 | 0 | 0 | 0 | 0 | 0 | 0 | 0 | 0 | 0 | 0 | 0 | 0 | 0 | 0 | 0 |  | 0 | 0 | 0 | 0 | 0 | 0 | 0 | 0 | 0 | 0 | 0 | 0 | 0 | 0 | 0 | 0 | 0 | 0 | 0 | 0 | 0 | 0 | 0 | 0 | 0 | 0 | 0 | 0 | 0 | 0 | 0 | 0 | 0 | 0 | 0 | 0 |  | 1 | 1 | 1 | 1 | 1 | 1 | 1 | 1 | 1 | 0
PG&E GBA | French Camp | 60 | 0 | 0 | 0 | 0 | 0 | 0 | 0 | 0 | 0 | 0 | 0 | 0 | 0 | 0 | 0 | 0 | 0 | 0 | 0 | 0 |  | 0 | 0 | 0 | 0 | 0 | 0 | 0 | 0 | 0 | 0 | 0 | 0 | 0 | 0 | 0 | 0 | 0 | 0 | 0 | 0 | 0 | 0 | 0 | 0 | 0 | 0 | 0 | 0 | 0 | 0 | 0 | 0 | 0 | 0 | 0 | 0 |  | 0 | 0 | 0 | 0 | 0 | 0 | 0 | 0 | 0 | 0 | 0 | 0 | 3.816 | 0 | 0 | 0 | 0 | 1 | 0 | 0 | 0 | 0 | 0 | 0 | 0 | 0 | 0 | 0 | 0 | 0 | -2 | 0 | 0 | 0 | 0 | 1 |  | 0 | 0 | 0 | 0 | 0 | 0 | 0 | 0 | 0 | 0 | 0 | 0 | 3.816 | 0 | 0 | 0 | 0 | 1 | 0 | 0 | 0 | 0 | 0 | 0 | 0 | 0 | 0 | 0 | 0 | 0 | -2 | 0 | 0 | 0 | 0 | 1 |  | 0 | 0 | 0 | 0 | 0 | 0 | 0 | 0 | 0 | 0 | 0 | 0 | 5.16 | 0 | 0 | 0 | 0 | 1 | 0 | 0 | 0 | 0 | 0 | 0 | 0 | 0 | 0 | 0 | 0 | 0 | -2 | 0 | 0 | 0 | 0 | 1 |  | 1 | 1 | 1 | 1 | 1 | 1 | 4+ | 1 | 1 | 1
PG&E GBA | Frogtown | 115 | 0 | 0 | 0 | 0 | 0 | 0 | 0 | 0 | 0 | 0 | 0 | 0 | 0 | 0 | 0 | 0 | 0 | 0 | 0 | 0 |  | 0 | 0 | 0 | 0 | 0 | 0 | 0 | 0 | 0 | 0 | 0 | 0 | 0 | 0 | 0 | 0 | 0 | 0 | 0 | 0 | 0 | 0 | 0 | 0 | 0 | 0 | 0 | 0 | 0 | 0 | 0 | 0 | 0 | 0 | 0 | 0 |  | 0 | 0 | 0 | 0 | 0 | 0 | 0 | 0 | 0 | 0 | 0 | 0 | 0 | 0 | 0 | 0 | 0 | 0 | 0 | 0 | 0 | 0 | 0 | 0 | 0 | 0 | 0 | 0 | 0 | 0 | 0 | 0 | 0 | 0 | 0 | 0 |  | 0 | 0 | 0 | 0 | 0 | 0 | 0 | 0 | 0 | 0 | 0 | 0 | 0 | 0 | 0 | 0 | 0 | 0 | 0 | 0 | 0 | 0 | 0 | 0 | 0 | 0 | 0 | 0 | 0 | 0 | 0 | 0 | 0 | 0 | 0 | 0 |  | 0 | 0 | 0 | 0 | 0 | 0 | 0 | 0 | 0 | 0 | 0 | 0 | 0 | 0 | 0 | 0 | 0 | 0 | 0 | 0 | 0 | 0 | 0 | 0 | 0 | 0 | 0 | 0 | 0 | 0 | 0 | 0 | 0 | 0 | 0 | 0 |  | 1 | 1 | 1 | 1 | 1 | 1 | 1 | 1 | 1 | 0
PG&E NGBA | Fulton | 115 | 0 | 0 | 0 | 0 | 0 | 0 | 0 | 0 | 0 | 0 | 0 | 0 | 0 | 0 | 0 | 0 | 0 | 0 | 0 | 0 |  | 0 | 0 | 0 | 0 | 0 | 0 | 0 | 0 | 0 | 0 | 0 | 0 | 0 | 0 | 0 | 0 | 0 | 0 | 0 | 0 | 0 | 0 | 0 | 0 | 0 | 0 | 0 | 0 | 0 | 0 | 0 | 0 | 0 | 0 | 0 | 0 |  | 0 | 0 | 0 | 0 | 0 | 0 | 0 | 0 | 0 | 0 | 0 | 0 | 0 | 0 | 0 | 0 | 0 | 0 | 0 | 0 | 0 | 0 | 0 | 0 | 0 | 0 | 0 | 0 | 0 | 0 | 0 | 0 | 0 | 0 | 0 | 0 |  | 0 | 0 | 0 | 0 | 0 | 0 | 0 | 0 | 0 | 0 | 0 | 0 | 0 | 0 | 0 | 0 | 0 | 0 | 0 | 0 | 0 | 0 | 0 | 0 | 0 | 0 | 0 | 0 | 0 | 0 | 0 | 0 | 0 | 0 | 0 | 0 |  | 0 | 0 | 0 | 0 | 0 | 0 | 0 | 0 | 0 | 0 | 0 | 0 | 0 | 0 | 0 | 0 | 0 | 0 | 0 | 0 | 0 | 0 | 0 | 0 | 0 | 0 | 0 | 0 | 0 | 0 | 0 | 0 | 0 | 0 | 0 | 0 |  | 1 | 1 | 1 | 1 | 1 | 1 | 1 | 1 | 1 | 0
PG&E NGBA | Fulton | 230 | 0 | 0 | 0 | 0 | 0 | 0 | 0 | 0 | 0 | 0 | 0 | 0 | 0 | 0 | 0 | 0 | 0 | 0 | 0 | 0 |  | 0 | 0 | 0 | 0 | 0 | 0 | 0 | 0 | 0 | 0 | 0 | 0 | 0 | 0 | 0 | 0 | 0 | 0 | 0 | 0 | 0 | 0 | 0 | 0 | 0 | 0 | 0 | 0 | 0 | 0 | 0 | 0 | 0 | 0 | 0 | 0 |  | 0 | 0 | 0 | 0 | 0 | 0 | 0 | 0 | 0 | 0 | 0 | 0 | 0 | 0 | 0 | 0 | 0 | 0 | 0 | 0 | 0 | 0 | 0 | 0 | 0 | 0 | 0 | 0 | 0 | 0 | 0 | 0 | 0 | 0 | 0 | 0 |  | 0 | 0 | 0 | 0 | 0 | 0 | 0 | 0 | 0 | 0 | 0 | 0 | 0 | 0 | 121.55 | 0 | 0 | 1 | 0 | 0 | 0 | 0 | 0 | 0 | 0 | 0 | 0 | 0 | 0 | 0 | 0 | 0 | -2 | 0 | 0 | 1 |  | 0 | 0 | 0 | 0 | 0 | 0 | 0 | 0 | 0 | 0 | 0 | 0 | 0.6 | 0 | 121.55 | 0 | 0 | 1 | 0 | 0 | 0 | 0 | 0 | 0 | 0 | 0 | 0 | 0 | 0 | 0 | 0 | 0 | -1 | 0 | 0 | 1 |  | 1 | 1 | 1 | 1 | 1 | 1 | 1 | 2+ | 1 | 1
PG&E NGBA | Fulton | 60 | 0 | 0 | 0 | 0 | 0 | 0 | 0 | 0 | 0 | 0 | 0 | 0 | 0 | 0 | 0 | 0 | 0 | 0 | 0 | 0 |  | 0 | 0 | 0 | 0 | 0 | 0 | 0 | 0 | 0 | 0 | 0 | 0 | 0 | 0 | 0 | 0 | 0 | 0 | 0 | 0 | 0 | 0 | 0 | 0 | 0 | 0 | 0 | 0 | 0 | 0 | 0 | 0 | 0 | 0 | 0 | 0 |  | 0 | 0 | 0 | 0 | 0 | 0 | 0 | 0 | 0 | 0 | 0 | 0 | 0 | 0 | 0 | 0 | 0 | 0 | 0 | 0 | 0 | 0 | 0 | 0 | 0 | 0 | 0 | 0 | 0 | 0 | 0 | 0 | 0 | 0 | 0 | 0 |  | 0 | 0 | 0 | 0 | 0 | 0 | 0 | 0 | 0 | 0 | 0 | 0 | 0 | 0 | 0 | 0 | 0 | 0 | 0 | 0 | 0 | 0 | 0 | 0 | 0 | 0 | 0 | 0 | 0 | 0 | 0 | 0 | 0 | 0 | 0 | 0 |  | 0 | 0 | 0 | 0 | 0 | 0 | 0 | 0 | 0 | 0 | 0 | 0 | 0 | 0 | 0 | 0 | 0 | 0 | 0 | 0 | 0 | 0 | 0 | 0 | 0 | 0 | 0 | 0 | 0 | 0 | 0 | 0 | 0 | 0 | 0 | 0 |  | 1 | 1 | 1 | 1 | 1 | 1 | 1 | 1 | 1 | 0
PG&E KERN | Ganso | 115 | 0 | 0 | 0 | 0 | 0 | 0 | 0 | 0 | 0 | 0 | 0 | 0 | 0 | 0 | 0 | 0 | 0 | 0 | 0 | 0 |  | 0 | 0 | 0 | 0 | 0 | 0 | 0 | 0 | 0 | 0 | 0 | 0 | 0 | 0 | 0 | 0 | 0 | 0 | 0 | 0 | 0 | 0 | 0 | 0 | 0 | 0 | 0 | 0 | 0 | 0 | 0 | 0 | 0 | 0 | 0 | 0 |  | 0 | 0 | 0 | 0 | 0 | 0 | 0 | 0 | 0 | 0 | 0 | 0 | 0 | 0 | 0 | 0 | 0 | 0 | 0 | 0 | 0 | 0 | 0 | 0 | 0 | 0 | 0 | 0 | 0 | 0 | 0 | 0 | 0 | 0 | 0 | 0 |  | 0 | 0 | 0 | 0 | 0 | 0 | 0 | 0 | 0 | 0 | 0 | 0 | 0 | 0 | 0 | 0 | 0 | 0 | 0 | 0 | 0 | 0 | 0 | 0 | 0 | 0 | 0 | 0 | 0 | 0 | 0 | 0 | 0 | 0 | 0 | 0 |  | 0 | 0 | 0 | 0 | 0 | 0 | 0 | 0 | 0 | 0 | 0 | 0 | 0 | 0 | 0 | 0 | 0 | 0 | 0 | 0 | 0 | 0 | 0 | 0 | 0 | 0 | 0 | 0 | 0 | 0 | 0 | 0 | 0 | 0 | 0 | 0 |  | 1 | 1 | 1 | 1 | 1 | 1 | 1 | 1 | 1 | 0
PG&E FRESNO | Gates | 230 | 0 | 0 | 0 | 0 | 0 | 0 | 0 | 0 | 0 | 0 | 0 | 0 | 0 | 0 | 0 | 0 | 0 | 0 | 0 | 0 |  | 0 | 0 | 0 | 0 | 0 | 0 | 0 | 0 | 0 | 0 | 0 | 3.24 | 3.24 | 0 | 0 | 0 | 0 | 1 | 0 | 0 | 0 | 0 | 0 | 0 | 0 | 0 | 0 | 0 | 0 | -2 | -2 | 0 | 0 | 0 | 0 | 1 |  | 0 | 0 | 0 | 0 | 0 | 0 | 0 | 0 | 0 | 0 | 0 | 3.24 | 368.59 | 275.376 | 356.83 | 0 | 0 | 1 | 0 | 0 | 0 | 0 | 0 | 0 | 0 | 0 | 0 | 0 | 0 | -2 | -2 | -2 | -2 | 0 | 0 | 1 |  | 0 | 0 | 0 | 0 | 0 | 0 | 0 | 0 | 0 | 0 | 0 | 3.24 | 1408.59 | 275.376 | 876.83 | 0 | 0 | 1 | 0 | 0 | 0 | 0 | 0 | 0 | 0 | 0 | 0 | 0 | 0 | -2 | -2 | -2 | -2 | 0 | 0 | 1 |  | 0 | 0 | 0 | 0 | 0 | 0 | 0 | 0 | 0 | 0 | 0 | 3.24 | 1408.59 | 275.376 | 876.83 | 0 | 0 | 1 | 0 | 0 | 0 | 0 | 0 | 0 | 0 | 0 | 0 | 0 | 0 | -2 | -2 | -2 | -2 | 0 | 0 | 1 |  | 1 | 1 | 1 | 1 | 1 | 1 | 4+ | 4+ | 1 | 1
PG&E FRESNO | Gates | 500 | 0 | 0 | 0 | 0 | 0 | 0 | 0 | 0 | 0 | 0 | 0 | 0 | 0 | 0 | 0 | 0 | 0 | 0 | 0 | 0 |  | 0 | 0 | 0 | 0 | 0 | 0 | 0 | 0 | 0 | 0 | 0 | 0 | 0 | 75.1 | 84.3 | 0 | 0 | 1 | 0 | 0 | 0 | 0 | 0 | 0 | 0 | 0 | 0 | 0 | 0 | 0 | 0 | -2 | -2 | 0 | 0 | 1 |  | 0 | 0 | 0 | 0 | 0 | 0 | 0 | 0 | 0 | 0 | 0 | 0 | 0 | 575.11 | 172.3 | 0 | 0 | 1 | 0 | 0 | 0 | 0 | 0 | 0 | 0 | 0 | 0 | 0 | 0 | 0 | 0 | -2 | -2 | 0 | 0 | 1 |  | 0 | 0 | 0 | 0 | 0 | 0 | 0 | 0 | 0 | 0 | 0 | 0 | 0 | 575.11 | 172.3 | 0 | 0 | 1 | 0 | 0 | 0 | 0 | 0 | 0 | 0 | 0 | 0 | 0 | 0 | 0 | 0 | -2 | -2 | 0 | 0 | 1 |  | 0 | 0 | 0 | 0 | 0 | 0 | 0 | 0 | 0 | 0 | 0 | 0 | 0 | 575.11 | 172.3 | 0 | 0 | 1 | 0 | 0 | 0 | 0 | 0 | 0 | 0 | 0 | 0 | 0 | 0 | 0 | 0 | -2 | -2 | 0 | 0 | 1 |  | 1 | 1 | 1 | 1 | 1 | 1 | 1 | 4+ | 1 | 1
PG&E NGBA | Geysers 12 | 230 | 0 | 0 | 0 | 0 | 0 | 0 | 0 | 0 | 0 | 0 | 0 | 0 | 0 | 0 | 0 | 0 | 0 | 0 | 0 | 0 |  | 0 | 0 | 0 | 0 | 0 | 0 | 0 | 0 | 0 | 0 | 0 | 0 | 0 | 0 | 0 | 0 | 0 | 0 | 0 | 0 | 0 | 0 | 0 | 0 | 0 | 0 | 0 | 0 | 0 | 0 | 0 | 0 | 0 | 0 | 0 | 0 |  | 0 | 0 | 0 | 0 | 0 | 0 | 0 | 0 | 0 | 0 | 0 | 0 | 0 | 0 | 0 | 0 | 0 | 0 | 0 | 0 | 0 | 0 | 0 | 0 | 0 | 0 | 0 | 0 | 0 | 0 | 0 | 0 | 0 | 0 | 0 | 0 |  | 0 | 0 | 0 | 0 | 0 | 0 | 0 | 0 | 0 | 0 | 0 | 0 | 0 | 0 | 0 | 0 | 0 | 0 | 0 | 0 | 0 | 0 | 0 | 0 | 0 | 0 | 0 | 0 | 0 | 0 | 0 | 0 | 0 | 0 | 0 | 0 |  | 0 | 0 | 0 | 0 | 0 | 0 | 0 | 0 | 0 | 0 | 0 | 0 | 0 | 0 | 0 | 0 | 0 | 0 | 0 | 0 | 0 | 0 | 0 | 0 | 0 | 0 | 0 | 0 | 0 | 0 | 0 | 0 | 0 | 0 | 0 | 0 |  | 1 | 1 | 1 | 1 | 1 | 1 | 1 | 1 | 1 | 0
PG&E NGBA | Geysers 17 | 230 | 0 | 0 | 0 | 0 | 0 | 0 | 0 | 0 | 0 | 0 | 0 | 0 | 0 | 0 | 0 | 0 | 0 | 0 | 0 | 0 |  | 0 | 0 | 0 | 0 | 0 | 0 | 0 | 0 | 0 | 0 | 0 | 0 | 0 | 0 | 0 | 0 | 0 | 0 | 0 | 0 | 0 | 0 | 0 | 0 | 0 | 0 | 0 | 0 | 0 | 0 | 0 | 0 | 0 | 0 | 0 | 0 |  | 0 | 9.435 | 0 | 0 | 0 | 0 | 0 | 0 | 0 | 0 | 0 | 0 | 0 | 0 | 47.4465 | 0 | 0 | 1 | 0 | -2 | 0 | 0 | 0 | 0 | 0 | 0 | 0 | 0 | 0 | 0 | 0 | 0 | -2 | 0 | 0 | 1 |  | 0 | 9.435 | 0 | 0 | 0 | 0 | 0 | 0 | 0 | 0 | 0 | 0 | 0 | 0 | 47.4465 | 0 | 0 | 1 | 0 | -2 | 0 | 0 | 0 | 0 | 0 | 0 | 0 | 0 | 0 | 0 | 0 | 0 | -2 | 0 | 0 | 1 |  | 0 | 9.435 | 0 | 0 | 0 | 0 | 0 | 0 | 0 | 0 | 0 | 0 | 0 | 0 | 47.4465 | 0 | 0 | 1 | 0 | -2 | 0 | 0 | 0 | 0 | 0 | 0 | 0 | 0 | 0 | 0 | 0 | 0 | 0 | 0 | 0 | 1 |  | 4+ | 1 | 1 | 1 | 1 | 1 | 1 | 4+ | 1 | 1
PG&E NGBA | Geysers 3 | 115 | 0 | 0 | 0 | 0 | 0 | 0 | 0 | 0 | 0 | 0 | 0 | 0 | 0 | 0 | 0 | 0 | 0 | 0 | 0 | 0 |  | 0 | 0 | 0 | 0 | 0 | 0 | 0 | 0 | 0 | 0 | 0 | 0 | 0 | 0 | 0 | 0 | 0 | 0 | 0 | 0 | 0 | 0 | 0 | 0 | 0 | 0 | 0 | 0 | 0 | 0 | 0 | 0 | 0 | 0 | 0 | 0 |  | 0 | 0 | 0 | 0 | 0 | 0 | 0 | 0 | 0 | 0 | 0 | 0 | 0 | 0 | 0 | 0 | 0 | 0 | 0 | 0 | 0 | 0 | 0 | 0 | 0 | 0 | 0 | 0 | 0 | 0 | 0 | 0 | 0 | 0 | 0 | 0 |  | 0 | 0 | 0 | 0 | 0 | 0 | 0 | 0 | 0 | 0 | 0 | 0 | 0 | 0 | 0 | 0 | 0 | 0 | 0 | 0 | 0 | 0 | 0 | 0 | 0 | 0 | 0 | 0 | 0 | 0 | 0 | 0 | 0 | 0 | 0 | 0 |  | 0 | 0 | 0 | 0 | 0 | 0 | 0 | 0 | 0 | 0 | 0 | 0 | 0 | 0 | 0 | 0 | 0 | 0 | 0 | 0 | 0 | 0 | 0 | 0 | 0 | 0 | 0 | 0 | 0 | 0 | 0 | 0 | 0 | 0 | 0 | 0 |  | 1 | 1 | 1 | 1 | 1 | 1 | 1 | 1 | 1 | 0
PG&E NGBA | Glenn | 230 | 0 | 0 | 0 | 0 | 0 | 0 | 0 | 0 | 0 | 0 | 0 | 0 | 0 | 0 | 0 | 0 | 0 | 0 | 0 | 0 |  | 0 | 0 | 0 | 0 | 0 | 0 | 0 | 0 | 0 | 0 | 0 | 0 | 0 | 0 | 0 | 0 | 0 | 0 | 0 | 0 | 0 | 0 | 0 | 0 | 0 | 0 | 0 | 0 | 0 | 0 | 0 | 0 | 0 | 0 | 0 | 0 |  | 0 | 0 | 0 | 0 | 0 | 0 | 0 | 0 | 0 | 0 | 0 | 0 | 0 | 0 | 0 | 0 | 0 | 0 | 0 | 0 | 0 | 0 | 0 | 0 | 0 | 0 | 0 | 0 | 0 | 0 | 0 | 0 | 0 | 0 | 0 | 0 |  | 0 | 0 | 0 | 0 | 0 | 0 | 0 | 0 | 0 | 0 | 0 | 0 | 142.85 | 0 | 251.9 | 0 | 0 | 1 | 0 | 0 | 0 | 0 | 0 | 0 | 0 | 0 | 0 | 0 | 0 | 0 | -2 | 0 | -2 | 0 | 0 | 1 |  | 0 | 0 | 0 | 0 | 0 | 0 | 0 | 103 | 0 | 0 | 0 | 0 | 341.15 | 0 | 354.9 | 0 | 0 | 1 | 0 | 0 | 0 | 0 | 0 | 0 | 0 | -2 | 0 | 0 | 0 | 0 | -2 | 0 | -1 | 0 | 0 | 1 |  | 1 | 1 | 1 | 1+ | 1 | 1 | 2+ | 2+ | 1 | 1
PG&E NGBA | Glenn | 60 | 0 | 0 | 0 | 0 | 0 | 0 | 0 | 0 | 0 | 0 | 0 | 0 | 0 | 0 | 0 | 0 | 0 | 0 | 0 | 0 |  | 0 | 0 | 0 | 0 | 0 | 0 | 0 | 0 | 0 | 0 | 0 | 0 | 0 | 0 | 0 | 0 | 0 | 0 | 0 | 0 | 0 | 0 | 0 | 0 | 0 | 0 | 0 | 0 | 0 | 0 | 0 | 0 | 0 | 0 | 0 | 0 |  | 0 | 0 | 0 | 0 | 0 | 0 | 0 | 0 | 0 | 0 | 0 | 0 | 0 | 0 | 0 | 0 | 0 | 0 | 0 | 0 | 0 | 0 | 0 | 0 | 0 | 0 | 0 | 0 | 0 | 0 | 0 | 0 | 0 | 0 | 0 | 0 |  | 0 | 0 | 0 | 0 | 0 | 0 | 0 | 0 | 0 | 0 | 0 | 0 | 0 | 0 | 0 | 0 | 0 | 0 | 0 | 0 | 0 | 0 | 0 | 0 | 0 | 0 | 0 | 0 | 0 | 0 | 0 | 0 | 0 | 0 | 0 | 0 |  | 0 | 0 | 0 | 0 | 0 | 0 | 0 | 0 | 0 | 0 | 0 | 0 | 0 | 0 | 0 | 0 | 0 | 0 | 0 | 0 | 0 | 0 | 0 | 0 | 0 | 0 | 0 | 0 | 0 | 0 | 0 | 0 | 0 | 0 | 0 | 0 |  | 1 | 1 | 1 | 1 | 1 | 1 | 1 | 1 | 1 | 0
PG&E NGBA | Gold Hill | 115 | 0 | 0 | 0 | 0 | 0 | 0 | 0 | 0 | 0 | 0 | 0 | 0 | 0 | 150 | 150 | 0 | 0 | 0 | 0 | 1 |  | 0 | 0 | 0 | 0 | 0 | 0 | 0 | 0 | 0 | 0 | 0 | 0 | 0 | 49.9 | 58.75 | 0 | 0 | 1 | 0 | 0 | 0 | 0 | 0 | 0 | 0 | 0 | 0 | 0 | 0 | 0 | 2 | -2 | -2 | 0 | 0 | 1 |  | 0 | 0 | 0 | 0 | 0 | 0 | 0 | 0 | 0 | 0 | 0 | 0 | 0 | 49.9 | 58.75 | 0 | 0 | 1 | 0 | 0 | 0 | 0 | 0 | 0 | 0 | 0 | 0 | 0 | 0 | 0 | 2 | -2 | -2 | 0 | 0 | 1 |  | 0 | 0 | 0 | 0 | 0 | 0 | 0 | 0 | 0 | 0 | 0 | 0 | 0 | 49.9 | 58.75 | 0 | 0 | 1 | 0 | 0 | 0 | 0 | 0 | 0 | 0 | 0 | 0 | 0 | 0 | 0 | 2 | -2 | -2 | 0 | 0 | 1 |  | 0 | 0 | 0 | 0 | 0 | 0 | 0 | 0 | 0 | 0 | 0 | 0 | 0 | 49.9 | 58.75 | 0 | 0 | 1 | 0 | 0 | 0 | 0 | 0 | 0 | 0 | 0 | 0 | 0 | 0 | 0 | 2 | -2 | -2 | 0 | 0 | 1 |  | 1 | 1 | 1 | 1 | 1 | 1 | 5- | 4+ | 1 | 1
PG&E NGBA | Gold Hill | 230 | 40 | 0 | 0 | 0 | 0 | 0 | 0 | 0 | 0 | 0 | 0 | 0 | 0 | 0 | 0 | 0 | 0 | 0 | 0 | 1 |  | 0 | 0 | 0 | 0 | 0 | 0 | 0 | 0 | 0 | 0 | 0 | 0 | 0 | 0 | 0 | 0 | 0 | 0 | 2 | 2 | 0 | 0 | 0 | 0 | 0 | 0 | 0 | 0 | 0 | 0 | 0 | 0 | 0 | 0 | 0 | 1 |  | 0 | 0 | 0 | 0 | 0 | 0 | 0 | 0 | 0 | 0 | 0 | 0 | 0 | 0 | 0 | 0 | 0 | 0 | 2 | 2 | 0 | 0 | 0 | 0 | 0 | 0 | 0 | 0 | 0 | 0 | 0 | 0 | 0 | 0 | 0 | 1 |  | 0 | 0 | 0 | 0 | 0 | 0 | 0 | 0 | 0 | 0 | 0 | 0 | 0 | 0 | 0 | 0 | 0 | 0 | 2 | 2 | 0 | 0 | 0 | 0 | 0 | 0 | 0 | 0 | 0 | 0 | 0 | 0 | 0 | 0 | 0 | 1 |  | 0 | 0 | 0 | 0 | 0 | 0 | 0 | 0 | 0 | 0 | 0 | 0 | 0 | 0 | 0 | 0 | 0 | 0 | 2 | 2 | 0 | 0 | 0 | 0 | 0 | 0 | 0 | 0 | 0 | 0 | 0 | 0 | 0 | 0 | 0 | 1 |  | 5- | 1 | 1 | 1 | 1 | 1 | 1 | 1 | 1 | 1
SCE Northern | Goleta | 230 | 0 | 0 | 0 | 0 | 0 | 0 | 0 | 0 | 0 | 0 | 0 | 0 | 0 | 0 | 0 | 0 | 0 | 0 | 0 | 0 |  | 0 | 0 | 0 | 0 | 0 | 0 | 0 | 0 | 0 | 0 | 0 | 0 | 0 | 0 | 0 | 0 | 0 | 0 | 0 | 0 | 0 | 0 | 0 | 0 | 0 | 0 | 0 | 0 | 0 | 0 | 0 | 0 | 0 | 0 | 0 | 0 |  | 0 | 0 | 0 | 0 | 0 | 0 | 0 | 0 | 0 | 0 | 0 | 0 | 0.44 | 0 | 50 | 0 | 0 | 1 | 0 | 0 | 0 | 0 | 0 | 0 | 0 | 0 | 0 | 0 | 0 | 0 | 0 | 0 | -2 | 0 | 0 | 1 |  | 0 | 0 | 0 | 0 | 0 | 0 | 0 | 0 | 0 | 0 | 0 | 0 | 0.44 | 0 | 50 | 0 | 0 | 1 | 0 | 0 | 0 | 0 | 0 | 0 | 0 | 0 | 0 | 0 | 0 | 0 | 0 | 0 | -2 | 0 | 0 | 1 |  | 0 | 0 | 0 | 0 | 0 | 0 | 0 | 0 | 0 | 0 | 0 | 0 | 0.44 | 0 | 173.085 | 0 | 0 | 1 | 0 | 0 | 0 | 0 | 0 | 0 | 0 | 0 | 0 | 0 | 0 | 0 | 0 | 0 | -1 | 0 | 0 | 1 |  | 1 | 1 | 1 | 1 | 1 | 1 | 1 | 4+ | 1 | 1
SCE Metro | Goodrich | 230 | 0 | 0 | 0 | 0 | 0 | 0 | 0 | 0 | 0 | 0 | 0 | 0 | 0 | 0 | 0 | 0 | 324.85 | 324.85 | 0 | 1 |  | 0 | 0 | 0 | 0 | 0 | 0 | 0 | 0 | 0 | 0 | 0 | 0 | 0 | 0 | 0 | 0 | 0 | 0 | 0 | 0 | 0 | 0 | 0 | 0 | 0 | 0 | 0 | 0 | 0 | 0 | 0 | 2 | 2 | 0 | 0 | 1 |  | 0 | 0 | 0 | 0 | 0 | 0 | 0 | 0 | 0 | 0 | 0 | 0 | 0 | 0 | 0 | 0 | 0 | 0 | 0 | 0 | 0 | 0 | 0 | 0 | 0 | 0 | 0 | 0 | 0 | 0 | 0 | 2 | 2 | 0 | 0 | 1 |  | 0 | 0 | 0 | 0 | 0 | 0 | 0 | 0 | 0 | 0 | 0 | 0 | 0 | 0 | 0 | 0 | 0 | 0 | 0 | 0 | 0 | 0 | 0 | 0 | 0 | 0 | 0 | 0 | 0 | 0 | 0 | 2 | 2 | 0 | 0 | 1 |  | 0 | 0 | 0 | 0 | 0 | 0 | 0 | 0 | 0 | 0 | 0 | 0 | 0 | 0 | 0 | 0 | 0 | 0 | 0 | 0 | 0 | 0 | 0 | 0 | 0 | 0 | 0 | 0 | 0 | 0 | 0 | 2 | 2 | 0 | 0 | 1 |  | 1 | 1 | 1 | 1 | 1 | 1 | 1 | 5- | 1 | 1
PG&E KERN | Goose Lake | 115 | 0 | 0 | 0 | 0 | 0 | 0 | 0 | 0 | 0 | 0 | 0 | 0 | 0 | 0 | 0 | 0 | 0 | 0 | 0 | 0 |  | 0 | 0 | 0 | 0 | 0 | 0 | 0 | 0 | 0 | 0 | 0 | 0 | 0 | 0 | 0 | 0 | 0 | 0 | 0 | 0 | 0 | 0 | 0 | 0 | 0 | 0 | 0 | 0 | 0 | 0 | 0 | 0 | 0 | 0 | 0 | 0 |  | 0 | 0 | 0 | 0 | 0 | 0 | 0 | 0 | 0 | 0 | 0 | 0 | 2.937 | 0 | 0 | 0 | 0 | 1 | 0 | 0 | 0 | 0 | 0 | 0 | 0 | 0 | 0 | 0 | 0 | 0 | 0 | 0 | 0 | 0 | 0 | 0 |  | 0 | 0 | 0 | 0 | 0 | 0 | 0 | 0 | 0 | 0 | 0 | 0 | 2.937 | 0 | 0 | 0 | 0 | 1 | 0 | 0 | 0 | 0 | 0 | 0 | 0 | 0 | 0 | 0 | 0 | 0 | 0 | 0 | 0 | 0 | 0 | 0 |  | 0 | 0 | 0 | 0 | 0 | 0 | 0 | 0 | 0 | 0 | 0 | 0 | 21.612 | 0 | 0 | 0 | 0 | 1 | 0 | 0 | 0 | 0 | 0 | 0 | 0 | 0 | 0 | 0 | 0 | 0 | -2 | 0 | 0 | 0 | 0 | 1 |  | 1 | 1 | 1 | 1 | 1 | 1 | 1+ | 1 | 1 | 1
SCE Metro | Gould | 230 | 0 | 0 | 0 | 0 | 0 | 0 | 0 | 0 | 0 | 0 | 0 | 0 | 0 | 0 | 0 | 0 | 0 | 0 | 100 | 1 |  | 0 | 0 | 0 | 0 | 0 | 0 | 0 | 0 | 0 | 0 | 0 | 0 | 0 | 0 | 0 | 0 | 0 | 0 | 0 | 0 | 0 | 0 | 0 | 0 | 0 | 0 | 0 | 0 | 0 | 0 | 0 | 0 | 0 | 2 | 2 | 1 |  | 0 | 0 | 0 | 0 | 0 | 0 | 0 | 0 | 0 | 0 | 0 | 0 | 0 | 0 | 0 | 0 | 0 | 0 | 0 | 0 | 0 | 0 | 0 | 0 | 0 | 0 | 0 | 0 | 0 | 0 | 0 | 0 | 0 | 2 | 2 | 1 |  | 0 | 0 | 0 | 0 | 0 | 0 | 0 | 0 | 0 | 0 | 0 | 0 | 0 | 0 | 0 | 0 | 0 | 0 | 0 | 0 | 0 | 0 | 0 | 0 | 0 | 0 | 0 | 0 | 0 | 0 | 0 | 0 | 0 | 2 | 2 | 1 |  | 0 | 0 | 0 | 0 | 0 | 0 | 0 | 0 | 0 | 0 | 0 | 0 | 0 | 0 | 0 | 0 | 0 | 0 | 0 | 0 | 0 | 0 | 0 | 0 | 0 | 0 | 0 | 0 | 0 | 0 | 0 | 0 | 0 | 2 | 2 | 1 |  | 1 | 1 | 1 | 1 | 1 | 1 | 1 | 1 | 5- | 1
PG&E NGBA | Grand Island | 115 | 0 | 0 | 0 | 0 | 0 | 0 | 0 | 0 | 0 | 0 | 0 | 0 | 0 | 0 | 0 | 0 | 0 | 0 | 0 | 0 |  | 0 | 0 | 0 | 0 | 0 | 0 | 0 | 0 | 0 | 0 | 0 | 0 | 0 | 0 | 0 | 0 | 0 | 0 | 0 | 0 | 0 | 0 | 0 | 0 | 0 | 0 | 0 | 0 | 0 | 0 | 0 | 0 | 0 | 0 | 0 | 0 |  | 0 | 0 | 0 | 0 | 0 | 0 | 0 | 0 | 0 | 0 | 0 | 0 | 2.7306 | 0 | 0 | 0 | 0 | 1 | 0 | 0 | 0 | 0 | 0 | 0 | 0 | 0 | 0 | 0 | 0 | 0 | 0 | 0 | 0 | 0 | 0 | 0 |  | 0 | 0 | 0 | 0 | 0 | 0 | 0 | 0 | 0 | 0 | 0 | 0 | 2.7306 | 0 | 0 | 0 | 0 | 1 | 0 | 0 | 0 | 0 | 0 | 0 | 0 | 0 | 0 | 0 | 0 | 0 | 0 | 0 | 0 | 0 | 0 | 0 |  | 0 | 0 | 0 | 0 | 0 | 0 | 0 | 0 | 0 | 0 | 0 | 0 | 2.7306 | 0 | 0 | 0 | 0 | 1 | 0 | 0 | 0 | 0 | 0 | 0 | 0 | 0 | 0 | 0 | 0 | 0 | 0 | 0 | 0 | 0 | 0 | 0 |  | 1 | 1 | 1 | 1 | 1 | 1 | 1 | 1 | 1 | 0
SDGE | Granite | 69 | 0 | 0 | 0 | 0 | 0 | 0 | 0 | 0 | 0 | 0 | 0 | 0 | 0 | 0 | 0 | 0 | 0 | 0 | 0 | 0 |  | 0 | 0 | 0 | 0 | 0 | 0 | 0 | 0 | 0 | 0 | 0 | 0 | 0 | 0 | 0 | 0 | 0 | 0 | 0 | 0 | 0 | 0 | 0 | 0 | 0 | 0 | 0 | 0 | 0 | 0 | 0 | 0 | 0 | 0 | 0 | 0 |  | 0 | 0 | 0 | 0 | 0 | 0 | 0 | 0 | 0 | 0 | 0 | 0 | 0 | 0 | 0 | 0 | 0 | 0 | 0 | 0 | 0 | 0 | 0 | 0 | 0 | 0 | 0 | 0 | 0 | 0 | 0 | 0 | 0 | 0 | 0 | 0 |  | 0 | 0 | 0 | 0 | 0 | 0 | 0 | 0 | 0 | 0 | 0 | 0 | 0 | 0 | 0 | 0 | 0 | 0 | 0 | 0 | 0 | 0 | 0 | 0 | 0 | 0 | 0 | 0 | 0 | 0 | 0 | 0 | 0 | 0 | 0 | 0 |  | 0 | 0 | 0 | 0 | 0 | 0 | 0 | 0 | 0 | 0 | 0 | 0 | 0 | 0 | 6 | 0 | 0 | 1 | 0 | 0 | 0 | 0 | 0 | 0 | 0 | 0 | 0 | 0 | 0 | 0 | 0 | 0 | 0 | 0 | 0 | 0 |  | 1 | 1 | 1 | 1 | 1 | 1 | 1 | 1 | 1 | 0
PG&E GBA | Grant | 115 | 0 | 0 | 0 | 0 | 0 | 0 | 0 | 0 | 0 | 0 | 0 | 0 | 0 | 0 | 0 | 0 | 0 | 0 | 0 | 0 |  | 0 | 0 | 0 | 0 | 0 | 0 | 0 | 0 | 0 | 0 | 0 | 0 | 0 | 0 | 0 | 0 | 0 | 0 | 0 | 0 | 0 | 0 | 0 | 0 | 0 | 0 | 0 | 0 | 0 | 0 | 0 | 0 | 0 | 0 | 0 | 0 |  | 0 | 0 | 0 | 0 | 0 | 0 | 0 | 0 | 0 | 0 | 0 | 0 | 0 | 0 | 0 | 0 | 0 | 0 | 0 | 0 | 0 | 0 | 0 | 0 | 0 | 0 | 0 | 0 | 0 | 0 | 0 | 0 | 0 | 0 | 0 | 0 |  | 0 | 0 | 0 | 0 | 0 | 0 | 0 | 0 | 0 | 0 | 0 | 0 | 0 | 0 | 0 | 0 | 0 | 0 | 0 | 0 | 0 | 0 | 0 | 0 | 0 | 0 | 0 | 0 | 0 | 0 | 0 | 0 | 0 | 0 | 0 | 0 |  | 0 | 0 | 0 | 0 | 0 | 0 | 0 | 0 | 0 | 0 | 0 | 0 | 0 | 0 | 0 | 0 | 0 | 0 | 0 | 0 | 0 | 0 | 0 | 0 | 0 | 0 | 0 | 0 | 0 | 0 | 0 | 0 | 0 | 0 | 0 | 0 |  | 1 | 1 | 1 | 1 | 1 | 1 | 1 | 1 | 1 | 0
PG&E GBA | Green Valley | 115 | 0 | 0 | 0 | 0 | 0 | 0 | 0 | 0 | 0 | 0 | 0 | 0 | 0 | 0 | 0 | 0 | 0 | 0 | 0 | 0 |  | 0 | 0 | 0 | 0 | 0 | 0 | 0 | 0 | 0 | 0 | 0 | 0 | 0 | 0 | 0 | 0 | 0 | 0 | 0 | 0 | 0 | 0 | 0 | 0 | 0 | 0 | 0 | 0 | 0 | 0 | 0 | 0 | 0 | 0 | 0 | 0 |  | 0 | 0 | 0 | 0 | 0 | 0 | 0 | 0 | 0 | 0 | 0 | 0 | 0 | 200 | 204.449 | 0 | 0 | 1 | 0 | 0 | 0 | 0 | 0 | 0 | 0 | 0 | 0 | 0 | 0 | 0 | 0 | -2 | -2 | 0 | 0 | 1 |  | 0 | 0 | 0 | 0 | 0 | 0 | 0 | 0 | 0 | 0 | 0 | 0 | 0 | 200 | 204.449 | 0 | 0 | 1 | 0 | 0 | 0 | 0 | 0 | 0 | 0 | 0 | 0 | 0 | 0 | 0 | 0 | -2 | -2 | 0 | 0 | 1 |  | 0 | 0 | 0 | 0 | 0 | 0 | 0 | 0 | 0 | 0 | 0 | 0 | 0 | 200 | 204.449 | 0 | 0 | 1 | 0 | 0 | 0 | 0 | 0 | 0 | 0 | 0 | 0 | 0 | 0 | 0 | 0 | -2 | -2 | 0 | 0 | 1 |  | 1 | 1 | 1 | 1 | 1 | 1 | 1 | 4+ | 1 | 1
PG&E NGBA | Greenleaf 1 | 115 | 0 | 0 | 0 | 0 | 0 | 0 | 0 | 0 | 0 | 0 | 0 | 0 | 0 | 0 | 0 | 0 | 0 | 0 | 0 | 0 |  | 0 | 0 | 0 | 0 | 0 | 0 | 0 | 0 | 0 | 0 | 0 | 0 | 0 | 0 | 0 | 0 | 0 | 0 | 0 | 0 | 0 | 0 | 0 | 0 | 0 | 0 | 0 | 0 | 0 | 0 | 0 | 0 | 0 | 0 | 0 | 0 |  | 0 | 0 | 0 | 0 | 0 | 0 | 0 | 0 | 0 | 0 | 0 | 0 | 0 | 0 | 0 | 0 | 0 | 0 | 0 | 0 | 0 | 0 | 0 | 0 | 0 | 0 | 0 | 0 | 0 | 0 | 0 | 0 | 0 | 0 | 0 | 0 |  | 0 | 0 | 0 | 0 | 0 | 0 | 0 | 0 | 0 | 0 | 0 | 0 | 0 | 11 | 61.8 | 0 | 0 | 1 | 0 | 0 | 0 | 0 | 0 | 0 | 0 | 0 | 0 | 0 | 0 | 0 | 0 | -2 | -2 | 0 | 0 | 1 |  | 0 | 0 | 0 | 0 | 0 | 0 | 0 | 0 | 0 | 0 | 0 | 0 | 0 | 11 | 61.8 | 0 | 0 | 1 | 0 | 0 | 0 | 0 | 0 | 0 | 0 | 0 | 0 | 0 | 0 | 0 | 0 | -2 | -2 | 0 | 0 | 1 |  | 1 | 1 | 1 | 1 | 1 | 1 | 1 | 4+ | 1 | 1
PG&E FRESNO | Gregg | 230 | 0 | 0 | 0 | 0 | 0 | 0 | 0 | 0 | 0 | 0 | 0 | 0 | 0 | 0 | 0 | 0 | 0 | 0 | 0 | 0 |  | 0 | 0 | 0 | 0 | 0 | 0 | 0 | 0 | 0 | 0 | 0 | 0 | 0 | 0 | 0 | 0 | 0 | 0 | 0 | 0 | 0 | 0 | 0 | 0 | 0 | 0 | 0 | 0 | 0 | 0 | 0 | 0 | 0 | 0 | 0 | 0 |  | 0 | 0 | 0 | 0 | 0 | 0 | 0 | 0 | 0 | 0 | 0 | 0 | 0 | 0 | 0 | 0 | 0 | 0 | 0 | 0 | 0 | 0 | 0 | 0 | 0 | 0 | 0 | 0 | 0 | 0 | 0 | 0 | 0 | 0 | 0 | 0 |  | 0 | 0 | 0 | 0 | 0 | 0 | 0 | 0 | 0 | 0 | 0 | 0 | 0 | 0 | 151.7416 | 0 | 0 | 1 | 0 | 0 | 0 | 0 | 0 | 0 | 0 | 0 | 0 | 0 | 0 | 0 | 0 | 0 | -2 | 0 | 0 | 1 |  | 0 | 0 | 0 | 0 | 0 | 0 | 0 | 0 | 0 | 0 | 0 | 0 | 0 | 0 | 151.7416 | 0 | 0 | 1 | 0 | 0 | 0 | 0 | 0 | 0 | 0 | 0 | 0 | 0 | 0 | 0 | 0 | 0 | -1 | 0 | 0 | 1 |  | 1 | 1 | 1 | 1 | 1 | 1 | 1 | 2+ | 1 | 1
PG&E FRESNO | Grimmway-Malaga | 115 | 0 | 0 | 0 | 0 | 0 | 0 | 0 | 0 | 0 | 0 | 0 | 0 | 0 | 0 | 0 | 0 | 0 | 0 | 0 | 0 |  | 0 | 0 | 0 | 0 | 0 | 0 | 0 | 0 | 0 | 0 | 0 | 0 | 0 | 0 | 0 | 0 | 0 | 0 | 0 | 0 | 0 | 0 | 0 | 0 | 0 | 0 | 0 | 0 | 0 | 0 | 0 | 0 | 0 | 0 | 0 | 0 |  | 0 | 0 | 0 | 0 | 0 | 0 | 0 | 0 | 0 | 0 | 0 | 0 | 0 | 0 | 0 | 0 | 0 | 0 | 0 | 0 | 0 | 0 | 0 | 0 | 0 | 0 | 0 | 0 | 0 | 0 | 0 | 0 | 0 | 0 | 0 | 0 |  | 0 | 0 | 0 | 0 | 0 | 0 | 0 | 0 | 0 | 0 | 0 | 0 | 0 | 0 | 0 | 0 | 0 | 0 | 0 | 0 | 0 | 0 | 0 | 0 | 0 | 0 | 0 | 0 | 0 | 0 | 0 | 0 | 0 | 0 | 0 | 0 |  | 0 | 0 | 0 | 0 | 0 | 0 | 0 | 0 | 0 | 0 | 0 | 0 | 0 | 0 | 0 | 0 | 0 | 0 | 0 | 0 | 0 | 0 | 0 | 0 | 0 | 0 | 0 | 0 | 0 | 0 | 0 | 0 | 0 | 0 | 0 | 0 |  | 1 | 1 | 1 | 1 | 1 | 1 | 1 | 1 | 1 | 0
PG&E NGBA | Grizzly | 230 | 0 | 0 | 0 | 0 | 0 | 0 | 0 | 0 | 0 | 0 | 0 | 0 | 0 | 0 | 0 | 0 | 0 | 0 | 0 | 0 |  | 0 | 0 | 0 | 0 | 0 | 0 | 0 | 0 | 0 | 0 | 0 | 0 | 0 | 0 | 0 | 0 | 0 | 0 | 0 | 0 | 0 | 0 | 0 | 0 | 0 | 0 | 0 | 0 | 0 | 0 | 0 | 0 | 0 | 0 | 0 | 0 |  | 0 | 0 | 0 | 0 | 0 | 0 | 0 | 0 | 0 | 0 | 0 | 0 | 0 | 0 | 0 | 0 | 0 | 0 | 0 | 0 | 0 | 0 | 0 | 0 | 0 | 0 | 0 | 0 | 0 | 0 | 0 | 0 | 0 | 0 | 0 | 0 |  | 0 | 0 | 0 | 0 | 0 | 0 | 0 | 0 | 0 | 0 | 0 | 0 | 0 | 0 | 0 | 0 | 0 | 0 | 0 | 0 | 0 | 0 | 0 | 0 | 0 | 0 | 0 | 0 | 0 | 0 | 0 | 0 | 0 | 0 | 0 | 0 |  | 0 | 0 | 0 | 0 | 0 | 0 | 0 | 0 | 0 | 0 | 0 | 0 | 0 | 0 | 0 | 0 | 0 | 0 | 0 | 0 | 0 | 0 | 0 | 0 | 0 | 0 | 0 | 0 | 0 | 0 | 0 | 0 | 0 | 0 | 0 | 0 |  | 1 | 1 | 1 | 1 | 1 | 1 | 1 | 1 | 1 | 0
PG&E FRESNO | Guernsey | 70 | 0 | 0 | 0 | 0 | 0 | 0 | 0 | 0 | 0 | 0 | 0 | 0 | 0 | 0 | 0 | 0 | 0 | 0 | 0 | 0 |  | 0 | 0 | 0 | 0 | 0 | 0 | 0 | 0 | 0 | 0 | 0 | 0 | 0 | 0 | 0 | 0 | 0 | 0 | 0 | 0 | 0 | 0 | 0 | 0 | 0 | 0 | 0 | 0 | 0 | 0 | 0 | 0 | 0 | 0 | 0 | 0 |  | 0 | 0 | 0 | 0 | 0 | 0 | 0 | 0 | 0 | 0 | 0 | 0 | 7.575 | 0 | 2.196 | 0 | 0 | 1 | 0 | 0 | 0 | 0 | 0 | 0 | 0 | 0 | 0 | 0 | 0 | 0 | -2 | 0 | 0 | 0 | 0 | 1 |  | 0 | 0 | 0 | 0 | 0 | 0 | 0 | 0 | 0 | 0 | 0 | 0 | 7.575 | 0 | 2.196 | 0 | 0 | 1 | 0 | 0 | 0 | 0 | 0 | 0 | 0 | 0 | 0 | 0 | 0 | 0 | -2 | 0 | 0 | 0 | 0 | 1 |  | 0 | 0 | 0 | 0 | 0 | 0 | 0 | 0 | 0 | 0 | 0 | 0 | 22.054 | 0 | 2.196 | 0 | 0 | 1 | 0 | 0 | 0 | 0 | 0 | 0 | 0 | 0 | 0 | 0 | 0 | 0 | -2 | 0 | 0 | 0 | 0 | 1 |  | 1 | 1 | 1 | 1 | 1 | 1 | 4+ | 1 | 1 | 1
PG&E FRESNO | GWF Hanford | 115 | 0 | 0 | 0 | 0 | 0 | 0 | 0 | 0 | 0 | 0 | 0 | 0 | 0 | 0 | 0 | 0 | 0 | 0 | 0 | 0 |  | 0 | 0 | 0 | 0 | 0 | 0 | 0 | 0 | 0 | 0 | 0 | 0 | 0 | 0 | 11.7 | 0 | 0 | 1 | 0 | 0 | 0 | 0 | 0 | 0 | 0 | 0 | 0 | 0 | 0 | 0 | 0 | 0 | -2 | 0 | 0 | 1 |  | 0 | 0 | 0 | 0 | 0 | 0 | 0 | 0 | 0 | 0 | 0 | 0 | 0 | 0 | 11.7 | 0 | 0 | 1 | 0 | 0 | 0 | 0 | 0 | 0 | 0 | 0 | 0 | 0 | 0 | 0 | 0 | 0 | -2 | 0 | 0 | 1 |  | 0 | 0 | 0 | 0 | 0 | 0 | 0 | 0 | 0 | 0 | 0 | 0 | 0 | 0 | 11.7 | 0 | 0 | 1 | 0 | 0 | 0 | 0 | 0 | 0 | 0 | 0 | 0 | 0 | 0 | 0 | 0 | 0 | -2 | 0 | 0 | 1 |  | 0 | 0 | 0 | 0 | 0 | 0 | 0 | 0 | 0 | 0 | 0 | 0 | 0 | 0 | 11.7 | 0 | 0 | 1 | 0 | 0 | 0 | 0 | 0 | 0 | 0 | 0 | 0 | 0 | 0 | 0 | 0 | 0 | 0 | 0 | 0 | 0 |  | 1 | 1 | 1 | 1 | 1 | 1 | 1 | 4+ | 1 | 1
PG&E FRESNO | Haas | 230 | 0 | 0 | 0 | 0 | 0 | 0 | 0 | 0 | 0 | 0 | 0 | 0 | 0 | 0 | 0 | 0 | 0 | 0 | 0 | 0 |  | 0 | 0 | 0 | 0 | 0 | 0 | 0 | 0 | 0 | 0 | 0 | 0 | 0 | 0 | 0 | 0 | 0 | 0 | 0 | 0 | 0 | 0 | 0 | 0 | 0 | 0 | 0 | 0 | 0 | 0 | 0 | 0 | 0 | 0 | 0 | 0 |  | 0 | 0 | 0 | 0 | 0 | 0 | 0 | 0 | 0 | 0 | 0 | 0 | 0 | 0 | 0 | 0 | 0 | 0 | 0 | 0 | 0 | 0 | 0 | 0 | 0 | 0 | 0 | 0 | 0 | 0 | 0 | 0 | 0 | 0 | 0 | 0 |  | 0 | 0 | 0 | 0 | 0 | 0 | 0 | 0 | 0 | 0 | 0 | 0 | 0 | 0 | 0 | 0 | 0 | 0 | 0 | 0 | 0 | 0 | 0 | 0 | 0 | 0 | 0 | 0 | 0 | 0 | 0 | 0 | 0 | 0 | 0 | 0 |  | 0 | 0 | 0 | 0 | 0 | 0 | 0 | 0 | 0 | 0 | 0 | 0 | 0 | 0 | 0 | 0 | 0 | 0 | 0 | 0 | 0 | 0 | 0 | 0 | 0 | 0 | 0 | 0 | 0 | 0 | 0 | 0 | 0 | 0 | 0 | 0 |  | 1 | 1 | 1 | 1 | 1 | 1 | 1 | 1 | 1 | 0
PG&E FRESNO | Hammonds | 115 | 0 | 0 | 0 | 0 | 0 | 0 | 0 | 0 | 0 | 0 | 0 | 0 | 100 | 0 | 100 | 0 | 0 | 0 | 0 | 1 |  | 0 | 0 | 0 | 0 | 0 | 0 | 0 | 0 | 0 | 0 | 0 | 0 | 0 | 0 | 0 | 0 | 0 | 0 | 0 | 0 | 0 | 0 | 0 | 0 | 0 | 0 | 0 | 0 | 0 | 2 | 2 | 0 | 0 | 0 | 0 | 1 |  | 0 | 0 | 0 | 0 | 0 | 0 | 0 | 0 | 0 | 0 | 0 | 0 | 0 | 0 | 0 | 0 | 0 | 0 | 0 | 0 | 0 | 0 | 0 | 0 | 0 | 0 | 0 | 0 | 0 | 2 | 2 | 0 | 0 | 0 | 0 | 1 |  | 0 | 0 | 0 | 0 | 0 | 0 | 0 | 0 | 0 | 0 | 0 | 0 | 0 | 0 | 0 | 0 | 0 | 0 | 0 | 0 | 0 | 0 | 0 | 0 | 0 | 0 | 0 | 0 | 0 | 2 | 2 | 0 | 0 | 0 | 0 | 1 |  | 0 | 0 | 0 | 0 | 0 | 0 | 0 | 0 | 0 | 0 | 0 | 0 | 0 | 0 | 0 | 0 | 0 | 0 | 0 | 0 | 0 | 0 | 0 | 0 | 0 | 0 | 0 | 0 | 0 | 2 | 2 | 0 | 0 | 0 | 0 | 1 |  | 1 | 1 | 1 | 1 | 1 | 1 | 5- | 1 | 1 | 1
SCE Metro | HarborGen | 230 | 0 | 0 | 0 | 0 | 0 | 0 | 0 | 0 | 0 | 0 | 0 | 0 | 0 | 0 | 0 | 0 | 0 | 0 | 0 | 0 |  | 0 | 0 | 0 | 0 | 0 | 0 | 0 | 0 | 0 | 0 | 0 | 0 | 0 | 0 | 0 | 0 | 0 | 0 | 0 | 0 | 0 | 0 | 0 | 0 | 0 | 0 | 0 | 0 | 0 | 0 | 0 | 0 | 0 | 0 | 0 | 0 |  | 0 | 0 | 0 | 0 | 0 | 0 | 0 | 0 | 0 | 0 | 0 | 0 | 0 | 0 | 0 | 0 | 0 | 0 | 0 | 0 | 0 | 0 | 0 | 0 | 0 | 0 | 0 | 0 | 0 | 0 | 0 | 0 | 0 | 0 | 0 | 0 |  | 0 | 0 | 0 | 0 | 0 | 0 | 0 | 0 | 0 | 0 | 0 | 0 | 0 | 0 | 0 | 0 | 0 | 0 | 0 | 0 | 0 | 0 | 0 | 0 | 0 | 0 | 0 | 0 | 0 | 0 | 0 | 0 | 0 | 0 | 0 | 0 |  | 0 | 0 | 0 | 0 | 0 | 0 | 0 | 0 | 0 | 0 | 0 | 0 | 0 | 0 | 0 | 0 | 0 | 0 | 0 | 0 | 0 | 0 | 0 | 0 | 0 | 0 | 0 | 0 | 0 | 0 | 0 | 0 | 0 | 0 | 0 | 0 |  | 1 | 1 | 1 | 1 | 1 | 1 | 1 | 1 | 1 | 0
PG&E NGBA | Harris | 60 | 0 | 0 | 0 | 0 | 0 | 0 | 0 | 0 | 0 | 0 | 0 | 0 | 0 | 0 | 0 | 0 | 0 | 0 | 0 | 0 |  | 0 | 0 | 0 | 0 | 0 | 0 | 0 | 0 | 0 | 0 | 0 | 0 | 0 | 0 | 0 | 0 | 0 | 0 | 0 | 0 | 0 | 0 | 0 | 0 | 0 | 0 | 0 | 0 | 0 | 0 | 0 | 0 | 0 | 0 | 0 | 0 |  | 0 | 0 | 0 | 0 | 0 | 0 | 0 | 0 | 0 | 0 | 0 | 0 | 0 | 0 | 0 | 0 | 0 | 0 | 0 | 0 | 0 | 0 | 0 | 0 | 0 | 0 | 0 | 0 | 0 | 0 | 0 | 0 | 0 | 0 | 0 | 0 |  | 0 | 0 | 0 | 0 | 0 | 0 | 0 | 0 | 0 | 0 | 0 | 0 | 0 | 0 | 0 | 0 | 0 | 0 | 0 | 0 | 0 | 0 | 0 | 0 | 0 | 0 | 0 | 0 | 0 | 0 | 0 | 0 | 0 | 0 | 0 | 0 |  | 0 | 0 | 0 | 0 | 0 | 0 | 0 | 0 | 0 | 0 | 0 | 0 | 0 | 0 | 0 | 0 | 0 | 0 | 0 | 0 | 0 | 0 | 0 | 0 | 0 | 0 | 0 | 0 | 0 | 0 | 0 | 0 | 0 | 0 | 0 | 0 |  | 1 | 1 | 1 | 1 | 1 | 1 | 1 | 1 | 1 | 0
EOP | Harry Allen | 500 | 0 | 0 | 0 | 0 | 0 | 1100 | 0 | 1100 | 0 | 0 | 0 | 0 | 0 | 0 | 0 | 0 | 0 | 0 | 0 | 1 |  | 0 | 0 | 0 | 0 | 0 | 0 | 0 | 0 | 0 | 0 | 0 | 0 | 0 | 0 | 0 | 0 | 0 | 0 | 0 | 0 | 0 | 0 | 0 | 0 | 2 | 2 | 0 | 0 | 0 | 0 | 0 | 0 | 0 | 0 | 0 | 1 |  | 0 | 0 | 0 | 0 | 0 | 0 | 0 | 0 | 0 | 0 | 0 | 0 | 0 | 0 | 0 | 0 | 0 | 0 | 0 | 0 | 0 | 0 | 0 | 0 | 2 | 2 | 0 | 0 | 0 | 0 | 0 | 0 | 0 | 0 | 0 | 1 |  | 0 | 0 | 0 | 0 | 0 | 0 | 0 | 0 | 0 | 0 | 0 | 0 | 0 | 0 | 0 | 0 | 0 | 0 | 0 | 0 | 0 | 0 | 0 | 0 | 2 | 2 | 0 | 0 | 0 | 0 | 0 | 0 | 0 | 0 | 0 | 1 |  | 0 | 0 | 0 | 0 | 0 | 0 | 0 | 0 | 0 | 0 | 0 | 0 | 0 | 0 | 0 | 0 | 0 | 0 | 0 | 0 | 0 | 0 | 0 | 0 | 2 | 2 | 0 | 0 | 0 | 0 | 0 | 0 | 0 | 0 | 0 | 1 |  | 1 | 1 | 1 | 5- | 1 | 1 | 1 | 1 | 1 | 1
PG&E NGBA | Hartley | 60 | 0 | 0 | 0 | 0 | 0 | 0 | 0 | 0 | 0 | 0 | 0 | 0 | 0 | 0 | 0 | 0 | 0 | 0 | 0 | 0 |  | 0 | 0 | 0 | 0 | 0 | 0 | 0 | 0 | 0 | 0 | 0 | 0 | 0 | 0 | 0 | 0 | 0 | 0 | 0 | 0 | 0 | 0 | 0 | 0 | 0 | 0 | 0 | 0 | 0 | 0 | 0 | 0 | 0 | 0 | 0 | 0 |  | 0 | 0 | 0 | 0 | 0 | 0 | 0 | 0 | 0 | 0 | 0 | 0 | 0 | 0 | 0 | 0 | 0 | 0 | 0 | 0 | 0 | 0 | 0 | 0 | 0 | 0 | 0 | 0 | 0 | 0 | 0 | 0 | 0 | 0 | 0 | 0 |  | 0 | 0 | 0 | 0 | 0 | 0 | 0 | 0 | 0 | 0 | 0 | 0 | 0 | 0 | 0 | 0 | 0 | 0 | 0 | 0 | 0 | 0 | 0 | 0 | 0 | 0 | 0 | 0 | 0 | 0 | 0 | 0 | 0 | 0 | 0 | 0 |  | 0 | 0 | 0 | 0 | 0 | 0 | 0 | 0 | 0 | 0 | 0 | 0 | 12 | 0 | 0 | 0 | 0 | 1 | 0 | 0 | 0 | 0 | 0 | 0 | 0 | 0 | 0 | 0 | 0 | 0 | -2 | 0 | 0 | 0 | 0 | 1 |  | 1 | 1 | 1 | 1 | 1 | 1 | 1+ | 1 | 1 | 1
SCE NOL | Harvard | 115 | 0 | 0 | 0 | 0 | 0 | 0 | 0 | 0 | 0 | 0 | 0 | 0 | 0 | 0 | 0 | 0 | 0 | 0 | 0 | 0 |  | 0 | 0 | 0 | 0 | 0 | 0 | 0 | 0 | 0 | 0 | 0 | 0 | 0 | 0 | 0 | 0 | 0 | 0 | 0 | 0 | 0 | 0 | 0 | 0 | 0 | 0 | 0 | 0 | 0 | 0 | 0 | 0 | 0 | 0 | 0 | 0 |  | 0 | 0 | 0 | 0 | 0 | 0 | 0 | 0 | 0 | 0 | 0 | 0 | 0 | 0 | 0 | 0 | 0 | 0 | 0 | 0 | 0 | 0 | 0 | 0 | 0 | 0 | 0 | 0 | 0 | 0 | 0 | 0 | 0 | 0 | 0 | 0 |  | 0 | 0 | 0 | 0 | 0 | 0 | 0 | 0 | 0 | 0 | 0 | 0 | 0 | 0 | 0 | 0 | 0 | 0 | 0 | 0 | 0 | 0 | 0 | 0 | 0 | 0 | 0 | 0 | 0 | 0 | 0 | 0 | 0 | 0 | 0 | 0 |  | 0 | 0 | 0 | 0 | 0 | 0 | 0 | 0 | 0 | 0 | 0 | 0 | 0 | 0 | 0 | 0 | 0 | 0 | 0 | 0 | 0 | 0 | 0 | 0 | 0 | 0 | 0 | 0 | 0 | 0 | 0 | 0 | 0 | 0 | 0 | 0 |  | 1 | 1 | 1 | 1 | 1 | 1 | 1 | 1 | 1 | 0
SDGE | Hassayampa | 500 | 0 | 0 | 0 | 0 | 0 | 0 | 0 | 0 | 0 | 0 | 0 | 0 | 5032.5 | 0 | 5032.5 | 0 | 700 | 700 | 0 | 1 |  | 0 | 0 | 0 | 0 | 0 | 0 | 0 | 0 | 0 | 0 | 0 | 0 | 276.9 | 0 | 90.9 | 0 | 0 | 1 | 0 | 0 | 0 | 0 | 0 | 0 | 0 | 0 | 0 | 0 | 0 | 2 | 2 | 2 | 2 | 0 | 0 | 1 |  | 0 | 0 | 0 | 0 | 0 | 0 | 0 | 0 | 0 | 0 | 0 | 0 | 0 | 0 | 0 | 0 | 0 | 0 | 0 | 0 | 0 | 0 | 0 | 0 | 0 | 0 | 0 | 0 | 0 | 2 | 2 | 2 | 2 | 0 | 0 | 1 |  | 0 | 0 | 0 | 0 | 0 | 0 | 0 | 0 | 0 | 0 | 0 | 0 | 350 | 0 | 28.8 | 0 | 0 | 1 | 0 | 0 | 0 | 0 | 0 | 0 | 0 | 0 | 0 | 0 | 0 | 2 | 2 | 2 | 2 | 0 | 0 | 1 |  | 0 | 0 | 0 | 0 | 0 | 0 | 0 | 154.5 | 0 | 0 | 0 | 0 | 1068.88 | 0 | 183.3 | 0 | 0 | 1 | 0 | 0 | 0 | 0 | 0 | 0 | 0 | -2 | 0 | 0 | 0 | 2 | 2 | 2 | 2 | 0 | 0 | 1 |  | 1 | 1 | 1 | 1+ | 1 | 1 | 5- | 5- | 1 | 1
PG&E FRESNO | Helm | 230 | 0 | 0 | 0 | 0 | 0 | 0 | 0 | 0 | 0 | 0 | 0 | 0 | 0 | 0 | 0 | 0 | 0 | 0 | 0 | 0 |  | 0 | 0 | 0 | 0 | 0 | 0 | 0 | 0 | 0 | 0 | 0 | 0 | 0 | 0 | 0 | 0 | 0 | 0 | 0 | 0 | 0 | 0 | 0 | 0 | 0 | 0 | 0 | 0 | 0 | 0 | 0 | 0 | 0 | 0 | 0 | 0 |  | 0 | 0 | 0 | 0 | 0 | 0 | 0 | 0 | 0 | 0 | 0 | 0 | 0 | 0 | 0 | 0 | 0 | 0 | 0 | 0 | 0 | 0 | 0 | 0 | 0 | 0 | 0 | 0 | 0 | 0 | 0 | 0 | 0 | 0 | 0 | 0 |  | 0 | 0 | 0 | 0 | 0 | 0 | 0 | 0 | 0 | 0 | 0 | 0 | 0 | 0 | 0 | 0 | 0 | 0 | 0 | 0 | 0 | 0 | 0 | 0 | 0 | 0 | 0 | 0 | 0 | 0 | 0 | 0 | 0 | 0 | 0 | 0 |  | 0 | 0 | 0 | 0 | 0 | 0 | 0 | 0 | 0 | 0 | 0 | 0 | 0 | 0 | 0 | 0 | 0 | 0 | 0 | 0 | 0 | 0 | 0 | 0 | 0 | 0 | 0 | 0 | 0 | 0 | 0 | 0 | 0 | 0 | 0 | 0 |  | 1 | 1 | 1 | 1 | 1 | 1 | 1 | 1 | 1 | 0
PG&E FRESNO | Helm | 70 | 0 | 0 | 0 | 0 | 0 | 0 | 0 | 0 | 0 | 0 | 0 | 0 | 0 | 0 | 0 | 0 | 0 | 0 | 0 | 0 |  | 0 | 0 | 0 | 0 | 0 | 0 | 0 | 0 | 0 | 0 | 0 | 0 | 0 | 18.5 | 18.5 | 0 | 0 | 1 | 0 | 0 | 0 | 0 | 0 | 0 | 0 | 0 | 0 | 0 | 0 | 0 | 0 | -2 | -2 | 0 | 0 | 1 |  | 0 | 0 | 0 | 0 | 0 | 0 | 0 | 0 | 0 | 0 | 0 | 0 | 0 | 18.5 | 18.5 | 0 | 0 | 1 | 0 | 0 | 0 | 0 | 0 | 0 | 0 | 0 | 0 | 0 | 0 | 0 | 0 | -2 | -2 | 0 | 0 | 1 |  | 0 | 0 | 0 | 0 | 0 | 0 | 0 | 0 | 0 | 0 | 0 | 0 | 0 | 0 | 0 | 0 | 0 | 0 | 0 | 0 | 0 | 0 | 0 | 0 | 0 | 0 | 0 | 0 | 0 | 0 | 0 | 0 | 0 | 0 | 0 | 0 |  | 0 | 0 | 0 | 0 | 0 | 0 | 0 | 0 | 0 | 0 | 0 | 0 | 0 | 18.5 | 18.5 | 0 | 0 | 1 | 0 | 0 | 0 | 0 | 0 | 0 | 0 | 0 | 0 | 0 | 0 | 0 | 0 | -2 | -2 | 0 | 0 | 1 |  | 1 | 1 | 1 | 1 | 1 | 1 | 1 | 4+ | 1 | 1
PG&E FRESNO | Henrietta | 115 | 0 | 0 | 0 | 0 | 0 | 0 | 0 | 0 | 0 | 0 | 0 | 0 | 0 | 0 | 0 | 0 | 0 | 0 | 0 | 0 |  | 0 | 0 | 0 | 0 | 0 | 0 | 0 | 0 | 0 | 0 | 0 | 0 | 0 | 0 | 0 | 0 | 0 | 0 | 0 | 0 | 0 | 0 | 0 | 0 | 0 | 0 | 0 | 0 | 0 | 0 | 0 | 0 | 0 | 0 | 0 | 0 |  | 0 | 0 | 0 | 0 | 0 | 0 | 0 | 0 | 0 | 0 | 0 | 0 | 0 | 0 | 0 | 0 | 0 | 0 | 0 | 0 | 0 | 0 | 0 | 0 | 0 | 0 | 0 | 0 | 0 | 0 | 0 | 0 | 0 | 0 | 0 | 0 |  | 0 | 0 | 0 | 0 | 0 | 0 | 0 | 0 | 0 | 0 | 0 | 0 | 0 | 0 | 0 | 0 | 0 | 0 | 0 | 0 | 0 | 0 | 0 | 0 | 0 | 0 | 0 | 0 | 0 | 0 | 0 | 0 | 0 | 0 | 0 | 0 |  | 0 | 0 | 0 | 0 | 0 | 0 | 0 | 0 | 0 | 0 | 0 | 0 | 0 | 0 | 100 | 0 | 0 | 1 | 0 | 0 | 0 | 0 | 0 | 0 | 0 | 0 | 0 | 0 | 0 | 0 | 0 | 0 | 0 | 0 | 0 | 0 |  | 1 | 1 | 1 | 1 | 1 | 1 | 1 | 1 | 1 | 0
PG&E FRESNO | Henrietta | 230 | 0 | 0 | 0 | 0 | 0 | 0 | 0 | 0 | 0 | 0 | 0 | 0 | 0 | 0 | 0 | 0 | 523 | 523 | 0 | 1 |  | 0 | 0 | 0 | 0 | 0 | 0 | 0 | 0 | 0 | 0 | 0 | 0 | 0 | 0 | 0 | 0 | 0 | 0 | 0 | 0 | 0 | 0 | 0 | 0 | 0 | 0 | 0 | 0 | 0 | 0 | 0 | 2 | 2 | 0 | 0 | 1 |  | 0 | 0 | 0 | 0 | 0 | 0 | 0 | 0 | 0 | 0 | 0 | 0 | 0 | 0 | 0 | 0 | 0 | 0 | 0 | 0 | 0 | 0 | 0 | 0 | 0 | 0 | 0 | 0 | 0 | 0 | 0 | 2 | 2 | 0 | 0 | 1 |  | 0 | 0 | 0 | 0 | 0 | 0 | 0 | 0 | 0 | 0 | 0 | 0 | 0 | 0 | 0 | 0 | 0 | 0 | 0 | 0 | 0 | 0 | 0 | 0 | 0 | 0 | 0 | 0 | 0 | 0 | 0 | 2 | 2 | 0 | 0 | 1 |  | 0 | 0 | 0 | 0 | 0 | 0 | 0 | 154.4 | 0 | 0 | 0 | 0 | 155.3 | 0 | 154.4 | 0 | 0 | 1 | 0 | 0 | 0 | 0 | 0 | 0 | 0 | -2 | 0 | 0 | 0 | 0 | -2 | 2 | 2 | 0 | 0 | 1 |  | 1 | 1 | 1 | 1+ | 1 | 1 | 1+ | 5- | 1 | 1
PG&E FRESNO | Henrietta | 70 | 0 | 0 | 0 | 0 | 0 | 0 | 0 | 0 | 0 | 0 | 0 | 0 | 0 | 0 | 0 | 0 | 0 | 0 | 0 | 0 |  | 0 | 0 | 0 | 0 | 0 | 0 | 0 | 0 | 0 | 0 | 0 | 0 | 0 | 0 | 20 | 0 | 0 | 1 | 0 | 0 | 0 | 0 | 0 | 0 | 0 | 0 | 0 | 0 | 0 | 0 | 0 | 0 | -2 | 0 | 0 | 1 |  | 0 | 0 | 0 | 0 | 0 | 0 | 0 | 0 | 0 | 0 | 0 | 0 | 0 | 0 | 20 | 0 | 0 | 1 | 0 | 0 | 0 | 0 | 0 | 0 | 0 | 0 | 0 | 0 | 0 | 0 | 0 | 0 | -2 | 0 | 0 | 1 |  | 0 | 0 | 0 | 0 | 0 | 0 | 0 | 0 | 0 | 0 | 0 | 0 | 0 | 0 | 20 | 0 | 0 | 1 | 0 | 0 | 0 | 0 | 0 | 0 | 0 | 0 | 0 | 0 | 0 | 0 | 0 | 0 | -2 | 0 | 0 | 1 |  | 0 | 0 | 0 | 0 | 0 | 0 | 0 | 0 | 0 | 0 | 0 | 0 | 0 | 0 | 20 | 0 | 0 | 1 | 0 | 0 | 0 | 0 | 0 | 0 | 0 | 0 | 0 | 0 | 0 | 0 | 0 | 0 | 0 | 0 | 0 | 0 |  | 1 | 1 | 1 | 1 | 1 | 1 | 1 | 4+ | 1 | 1
PG&E FRESNO | Herndon | 115 | 0 | 0 | 0 | 0 | 0 | 0 | 0 | 0 | 0 | 0 | 0 | 0 | 0 | 0 | 0 | 0 | 0 | 0 | 0 | 0 |  | 0 | 0 | 0 | 0 | 0 | 0 | 0 | 0 | 0 | 0 | 0 | 0 | 0 | 0 | 0 | 0 | 0 | 0 | 0 | 0 | 0 | 0 | 0 | 0 | 0 | 0 | 0 | 0 | 0 | 0 | 0 | 0 | 0 | 0 | 0 | 0 |  | 0 | 0 | 0 | 0 | 0 | 0 | 0 | 0 | 0 | 0 | 0 | 0 | 0 | 0 | 0 | 0 | 0 | 0 | 0 | 0 | 0 | 0 | 0 | 0 | 0 | 0 | 0 | 0 | 0 | 0 | 0 | 0 | 0 | 0 | 0 | 0 |  | 0 | 0 | 0 | 0 | 0 | 0 | 0 | 0 | 0 | 0 | 0 | 0 | 0 | 0 | 0 | 0 | 0 | 0 | 0 | 0 | 0 | 0 | 0 | 0 | 0 | 0 | 0 | 0 | 0 | 0 | 0 | 0 | 0 | 0 | 0 | 0 |  | 0 | 0 | 0 | 0 | 0 | 0 | 0 | 0 | 0 | 0 | 0 | 0 | 0 | 0 | 0 | 0 | 0 | 0 | 0 | 0 | 0 | 0 | 0 | 0 | 0 | 0 | 0 | 0 | 0 | 0 | 0 | 0 | 0 | 0 | 0 | 0 |  | 1 | 1 | 1 | 1 | 1 | 1 | 1 | 1 | 1 | 0
PG&E FRESNO | Herndon | 230 | 0 | 0 | 0 | 0 | 0 | 0 | 0 | 0 | 0 | 0 | 0 | 0 | 0 | 0 | 0 | 0 | 0 | 0 | 0 | 0 |  | 0 | 0 | 0 | 0 | 0 | 0 | 0 | 0 | 0 | 0 | 0 | 0 | 0 | 0 | 0 | 0 | 0 | 0 | 0 | 0 | 0 | 0 | 0 | 0 | 0 | 0 | 0 | 0 | 0 | 0 | 0 | 0 | 0 | 0 | 0 | 0 |  | 0 | 0 | 0 | 0 | 0 | 0 | 0 | 0 | 0 | 0 | 0 | 0 | 0 | 0 | 0 | 0 | 0 | 0 | 0 | 0 | 0 | 0 | 0 | 0 | 0 | 0 | 0 | 0 | 0 | 0 | 0 | 0 | 0 | 0 | 0 | 0 |  | 0 | 0 | 0 | 0 | 0 | 0 | 0 | 0 | 0 | 0 | 0 | 0 | 0 | 0 | 0 | 0 | 0 | 0 | 0 | 0 | 0 | 0 | 0 | 0 | 0 | 0 | 0 | 0 | 0 | 0 | 0 | 0 | 0 | 0 | 0 | 0 |  | 0 | 0 | 0 | 0 | 0 | 0 | 0 | 0 | 0 | 0 | 0 | 0 | 0 | 0 | 0 | 0 | 0 | 0 | 0 | 0 | 0 | 0 | 0 | 0 | 0 | 0 | 0 | 0 | 0 | 0 | 0 | 0 | 0 | 0 | 0 | 0 |  | 1 | 1 | 1 | 1 | 1 | 1 | 1 | 1 | 1 | 0
PG&E GBA | Hicks | 230 | 0 | 0 | 0 | 0 | 0 | 0 | 0 | 0 | 0 | 0 | 0 | 0 | 0 | 0 | 0 | 0 | 0 | 0 | 0 | 0 |  | 0 | 0 | 0 | 0 | 0 | 0 | 0 | 0 | 0 | 0 | 0 | 0 | 0 | 0 | 0 | 0 | 0 | 0 | 0 | 0 | 0 | 0 | 0 | 0 | 0 | 0 | 0 | 0 | 0 | 0 | 0 | 0 | 0 | 0 | 0 | 0 |  | 0 | 0 | 0 | 0 | 0 | 0 | 0 | 0 | 0 | 0 | 0 | 0 | 0 | 0 | 0 | 0 | 0 | 0 | 0 | 0 | 0 | 0 | 0 | 0 | 0 | 0 | 0 | 0 | 0 | 0 | 0 | 0 | 0 | 0 | 0 | 0 |  | 0 | 0 | 0 | 0 | 0 | 0 | 0 | 0 | 0 | 0 | 0 | 0 | 0 | 0 | 0 | 0 | 0 | 0 | 0 | 0 | 0 | 0 | 0 | 0 | 0 | 0 | 0 | 0 | 0 | 0 | 0 | 0 | 0 | 0 | 0 | 0 |  | 0 | 0 | 0 | 0 | 0 | 0 | 0 | 0 | 0 | 0 | 0 | 0 | 0 | 0 | 0 | 0 | 0 | 0 | 0 | 0 | 0 | 0 | 0 | 0 | 0 | 0 | 0 | 0 | 0 | 0 | 0 | 0 | 0 | 0 | 0 | 0 |  | 1 | 1 | 1 | 1 | 1 | 1 | 1 | 1 | 1 | 0
PG&E NGBA | Higgins | 115 | 0 | 0 | 0 | 0 | 0 | 0 | 0 | 0 | 0 | 0 | 0 | 0 | 0 | 0 | 0 | 0 | 0 | 0 | 0 | 0 |  | 0 | 0 | 0 | 0 | 0 | 0 | 0 | 0 | 0 | 0 | 0 | 0 | 0 | 0 | 0 | 0 | 0 | 0 | 0 | 0 | 0 | 0 | 0 | 0 | 0 | 0 | 0 | 0 | 0 | 0 | 0 | 0 | 0 | 0 | 0 | 0 |  | 0 | 0 | 0 | 0 | 0 | 0 | 0 | 0 | 0 | 0 | 0 | 0 | 0 | 0 | 0 | 0 | 0 | 0 | 0 | 0 | 0 | 0 | 0 | 0 | 0 | 0 | 0 | 0 | 0 | 0 | 0 | 0 | 0 | 0 | 0 | 0 |  | 0 | 0 | 0 | 0 | 0 | 0 | 0 | 0 | 0 | 0 | 0 | 0 | 0 | 0 | 0 | 0 | 0 | 0 | 0 | 0 | 0 | 0 | 0 | 0 | 0 | 0 | 0 | 0 | 0 | 0 | 0 | 0 | 0 | 0 | 0 | 0 |  | 0 | 0 | 0 | 0 | 0 | 0 | 0 | 0 | 0 | 0 | 0 | 0 | 20 | 0 | 0 | 0 | 0 | 1 | 0 | 0 | 0 | 0 | 0 | 0 | 0 | 0 | 0 | 0 | 0 | 0 | -2 | 0 | 0 | 0 | 0 | 1 |  | 1 | 1 | 1 | 1 | 1 | 1 | 1+ | 1 | 1 | 1
PG&E NGBA | Hilltop | 345 | 100 | 0 | 0 | 0 | 0 | 0 | 0 | 0 | 0 | 0 | 0 | 0 | 0 | 0 | 0 | 0 | 0 | 0 | 0 | 1 |  | 0 | 0 | 0 | 0 | 0 | 0 | 0 | 0 | 0 | 0 | 0 | 0 | 0 | 0 | 0 | 0 | 0 | 0 | 2 | 2 | 0 | 0 | 0 | 0 | 0 | 0 | 0 | 0 | 0 | 0 | 0 | 0 | 0 | 0 | 0 | 1 |  | 0 | 0 | 0 | 0 | 0 | 0 | 0 | 0 | 0 | 0 | 0 | 0 | 0 | 0 | 0 | 0 | 0 | 0 | 2 | 2 | 0 | 0 | 0 | 0 | 0 | 0 | 0 | 0 | 0 | 0 | 0 | 0 | 0 | 0 | 0 | 1 |  | 0 | 0 | 0 | 0 | 0 | 0 | 0 | 0 | 0 | 0 | 0 | 0 | 0 | 0 | 0 | 0 | 0 | 0 | 2 | 2 | 0 | 0 | 0 | 0 | 0 | 0 | 0 | 0 | 0 | 0 | 0 | 0 | 0 | 0 | 0 | 1 |  | 0 | 0 | 0 | 0 | 0 | 0 | 0 | 0 | 0 | 0 | 0 | 0 | 0 | 0 | 0 | 0 | 0 | 0 | 2 | 2 | 0 | 0 | 0 | 0 | 0 | 0 | 0 | 0 | 0 | 0 | 0 | 0 | 0 | 0 | 0 | 1 |  | 5- | 1 | 1 | 1 | 1 | 1 | 1 | 1 | 1 | 1
SCE Metro | Hinson | 230 | 0 | 0 | 0 | 0 | 0 | 0 | 0 | 0 | 0 | 0 | 0 | 0 | 0 | 0 | 0 | 0 | 0 | 0 | 0 | 0 |  | 0 | 0 | 0 | 0 | 0 | 0 | 0 | 0 | 0 | 0 | 0 | 0 | 0 | 0 | 0 | 0 | 0 | 0 | 0 | 0 | 0 | 0 | 0 | 0 | 0 | 0 | 0 | 0 | 0 | 0 | 0 | 0 | 0 | 0 | 0 | 0 |  | 0 | 0 | 0 | 0 | 0 | 0 | 0 | 0 | 0 | 0 | 0 | 0 | 2.96 | 0 | 0 | 0 | 0 | 1 | 0 | 0 | 0 | 0 | 0 | 0 | 0 | 0 | 0 | 0 | 0 | 0 | 0 | 0 | 0 | 0 | 0 | 0 |  | 0 | 0 | 0 | 0 | 0 | 0 | 0 | 0 | 0 | 0 | 0 | 0 | 2.96 | 0 | 605.6634 | 0 | 0 | 1 | 0 | 0 | 0 | 0 | 0 | 0 | 0 | 0 | 0 | 0 | 0 | 0 | 0 | 0 | -2 | 0 | 0 | 1 |  | 0 | 0 | 0 | 0 | 0 | 0 | 0 | 0 | 0 | 0 | 0 | 0 | 2.96 | 0 | 955.7414 | 0 | 0 | 1 | 0 | 0 | 0 | 0 | 0 | 0 | 0 | 0 | 0 | 0 | 0 | 0 | 0 | 0 | -2 | 0 | 0 | 1 |  | 1 | 1 | 1 | 1 | 1 | 1 | 1 | 2+ | 1 | 1
PG&E GBA | Hollister | 115 | 0 | 0 | 0 | 0 | 0 | 0 | 0 | 0 | 0 | 0 | 0 | 0 | 0 | 0 | 0 | 0 | 0 | 0 | 0 | 0 |  | 0 | 0 | 0 | 0 | 0 | 0 | 0 | 0 | 0 | 0 | 0 | 0 | 0 | 0 | 0 | 0 | 0 | 0 | 0 | 0 | 0 | 0 | 0 | 0 | 0 | 0 | 0 | 0 | 0 | 0 | 0 | 0 | 0 | 0 | 0 | 0 |  | 0 | 0 | 0 | 0 | 0 | 0 | 0 | 0 | 0 | 0 | 0 | 0 | 112.491 | 110 | 125.4485 | 0 | 0 | 1 | 0 | 0 | 0 | 0 | 0 | 0 | 0 | 0 | 0 | 0 | 0 | 0 | -2 | -2 | -2 | 0 | 0 | 1 |  | 0 | 0 | 0 | 0 | 0 | 0 | 0 | 0 | 0 | 0 | 0 | 0 | 112.491 | 110 | 125.4485 | 0 | 0 | 1 | 0 | 0 | 0 | 0 | 0 | 0 | 0 | 0 | 0 | 0 | 0 | 0 | -2 | -2 | -2 | 0 | 0 | 1 |  | 0 | 0 | 0 | 0 | 0 | 0 | 0 | 0 | 0 | 0 | 0 | 0 | 112.491 | 110 | 125.4485 | 0 | 0 | 1 | 0 | 0 | 0 | 0 | 0 | 0 | 0 | 0 | 0 | 0 | 0 | 0 | -2 | -2 | -2 | 0 | 0 | 1 |  | 1 | 1 | 1 | 1 | 1 | 1 | 4+ | 4+ | 1 | 1
PG&E NGBA | Homestake | 115 | 0 | 0 | 0 | 0 | 0 | 0 | 0 | 0 | 0 | 0 | 0 | 0 | 0 | 0 | 0 | 0 | 0 | 0 | 0 | 0 |  | 0 | 0 | 0 | 0 | 0 | 0 | 0 | 0 | 0 | 0 | 0 | 0 | 0 | 0 | 0 | 0 | 0 | 0 | 0 | 0 | 0 | 0 | 0 | 0 | 0 | 0 | 0 | 0 | 0 | 0 | 0 | 0 | 0 | 0 | 0 | 0 |  | 0 | 0 | 0 | 0 | 0 | 0 | 0 | 0 | 0 | 0 | 0 | 0 | 0 | 0 | 0 | 0 | 0 | 0 | 0 | 0 | 0 | 0 | 0 | 0 | 0 | 0 | 0 | 0 | 0 | 0 | 0 | 0 | 0 | 0 | 0 | 0 |  | 0 | 0 | 0 | 0 | 0 | 0 | 0 | 0 | 0 | 0 | 0 | 0 | 0 | 0 | 0 | 0 | 0 | 0 | 0 | 0 | 0 | 0 | 0 | 0 | 0 | 0 | 0 | 0 | 0 | 0 | 0 | 0 | 0 | 0 | 0 | 0 |  | 0 | 0 | 0 | 0 | 0 | 0 | 0 | 0 | 0 | 0 | 0 | 0 | 0 | 0 | 0 | 0 | 0 | 0 | 0 | 0 | 0 | 0 | 0 | 0 | 0 | 0 | 0 | 0 | 0 | 0 | 0 | 0 | 0 | 0 | 0 | 0 |  | 1 | 1 | 1 | 1 | 1 | 1 | 1 | 1 | 1 | 0
PG&E NGBA | Honcut | 115 | 0 | 0 | 0 | 0 | 0 | 0 | 0 | 0 | 0 | 0 | 0 | 0 | 0 | 0 | 0 | 0 | 0 | 0 | 0 | 0 |  | 0 | 0 | 0 | 0 | 0 | 0 | 0 | 0 | 0 | 0 | 0 | 0 | 0 | 0 | 0 | 0 | 0 | 0 | 0 | 0 | 0 | 0 | 0 | 0 | 0 | 0 | 0 | 0 | 0 | 0 | 0 | 0 | 0 | 0 | 0 | 0 |  | 0 | 0 | 0 | 0 | 0 | 0 | 0 | 0 | 0 | 0 | 0 | 0 | 0 | 0 | 0 | 0 | 0 | 0 | 0 | 0 | 0 | 0 | 0 | 0 | 0 | 0 | 0 | 0 | 0 | 0 | 0 | 0 | 0 | 0 | 0 | 0 |  | 0 | 0 | 0 | 0 | 0 | 0 | 0 | 0 | 0 | 0 | 0 | 0 | 0 | 0 | 213.55 | 0 | 0 | 1 | 0 | 0 | 0 | 0 | 0 | 0 | 0 | 0 | 0 | 0 | 0 | 0 | 0 | 0 | -2 | 0 | 0 | 1 |  | 0 | 0 | 0 | 0 | 0 | 0 | 0 | 0 | 0 | 0 | 0 | 0 | 0 | 0 | 213.58 | 0 | 0 | 1 | 0 | 0 | 0 | 0 | 0 | 0 | 0 | 0 | 0 | 0 | 0 | 0 | 0 | 0 | -1 | 0 | 0 | 1 |  | 1 | 1 | 1 | 1 | 1 | 1 | 1 | 2+ | 1 | 1
SDGE | Hoodoo Wash | 500 | 0 | 0 | 0 | 0 | 0 | 0 | 0 | 0 | 0 | 0 | 0 | 0 | 0 | 5611.6 | 5611.6 | 0 | 0 | 0 | 0 | 1 |  | 0 | 0 | 0 | 0 | 0 | 0 | 0 | 0 | 0 | 0 | 0 | 0 | 750.54 | 0 | 562.63 | 0 | 0 | 1 | 0 | 0 | 0 | 0 | 0 | 0 | 0 | 0 | 0 | 0 | 0 | 0 | 2 | 0 | -2 | 0 | 0 | 1 |  | 0 | 0 | 0 | 0 | 0 | 0 | 0 | 0 | 0 | 0 | 0 | 237.5 | 508.5 | 0 | 450 | 0 | 0 | 1 | 0 | 0 | 0 | 0 | 0 | 0 | 0 | 0 | 0 | 0 | 0 | -2 | 2 | 0 | -2 | 0 | 0 | 1 |  | 0 | 0 | 0 | 0 | 0 | 0 | 0 | 0 | 0 | 0 | 0 | 237.5 | 1504.534 | 0 | 1416.964 | 0 | 0 | 1 | 0 | 0 | 0 | 0 | 0 | 0 | 0 | 0 | 0 | 0 | 0 | -2 | 2 | 0 | -2 | 0 | 0 | 1 |  | 0 | 0 | 0 | 0 | 0 | 0 | 0 | 0 | 0 | 0 | 0 | 237.5 | 3754.534 | 0 | 1416.964 | 0 | 0 | 1 | 0 | 0 | 0 | 0 | 0 | 0 | 0 | 0 | 0 | 0 | 0 | -2 | 2 | 0 | -2 | 0 | 0 | 1 |  | 1 | 1 | 1 | 1 | 1 | 1 | 5- | 4+ | 1 | 1
PG&E NGBA | Hopland | 115 | 0 | 0 | 0 | 0 | 0 | 0 | 0 | 0 | 0 | 0 | 0 | 0 | 0 | 0 | 0 | 0 | 0 | 0 | 0 | 0 |  | 0 | 0 | 0 | 0 | 0 | 0 | 0 | 0 | 0 | 0 | 0 | 0 | 0 | 0 | 0 | 0 | 0 | 0 | 0 | 0 | 0 | 0 | 0 | 0 | 0 | 0 | 0 | 0 | 0 | 0 | 0 | 0 | 0 | 0 | 0 | 0 |  | 0 | 0 | 0 | 0 | 0 | 0 | 0 | 0 | 0 | 0 | 0 | 0 | 0 | 0 | 0 | 0 | 0 | 0 | 0 | 0 | 0 | 0 | 0 | 0 | 0 | 0 | 0 | 0 | 0 | 0 | 0 | 0 | 0 | 0 | 0 | 0 |  | 0 | 0 | 0 | 0 | 0 | 0 | 0 | 0 | 0 | 0 | 0 | 0 | 0 | 0 | 0 | 0 | 0 | 0 | 0 | 0 | 0 | 0 | 0 | 0 | 0 | 0 | 0 | 0 | 0 | 0 | 0 | 0 | 0 | 0 | 0 | 0 |  | 0 | 0 | 0 | 0 | 0 | 0 | 0 | 0 | 0 | 0 | 0 | 0 | 0 | 0 | 0 | 0 | 0 | 0 | 0 | 0 | 0 | 0 | 0 | 0 | 0 | 0 | 0 | 0 | 0 | 0 | 0 | 0 | 0 | 0 | 0 | 0 |  | 1 | 1 | 1 | 1 | 1 | 1 | 1 | 1 | 1 | 0
PG&E NGBA | Hopland | 60 | 0 | 0 | 0 | 0 | 0 | 0 | 0 | 0 | 0 | 0 | 0 | 0 | 0 | 0 | 0 | 0 | 0 | 0 | 0 | 0 |  | 0 | 0 | 0 | 0 | 0 | 0 | 0 | 0 | 0 | 0 | 0 | 0 | 0 | 0 | 0 | 0 | 0 | 0 | 0 | 0 | 0 | 0 | 0 | 0 | 0 | 0 | 0 | 0 | 0 | 0 | 0 | 0 | 0 | 0 | 0 | 0 |  | 0 | 0 | 0 | 0 | 0 | 0 | 0 | 0 | 0 | 0 | 0 | 0 | 0 | 0 | 0 | 0 | 0 | 0 | 0 | 0 | 0 | 0 | 0 | 0 | 0 | 0 | 0 | 0 | 0 | 0 | 0 | 0 | 0 | 0 | 0 | 0 |  | 0 | 0 | 0 | 0 | 0 | 0 | 0 | 0 | 0 | 0 | 0 | 0 | 0 | 0 | 0 | 0 | 0 | 0 | 0 | 0 | 0 | 0 | 0 | 0 | 0 | 0 | 0 | 0 | 0 | 0 | 0 | 0 | 0 | 0 | 0 | 0 |  | 0 | 0 | 0 | 0 | 0 | 0 | 0 | 0 | 0 | 0 | 0 | 0 | 0 | 0 | 12.665 | 0 | 0 | 1 | 0 | 0 | 0 | 0 | 0 | 0 | 0 | 0 | 0 | 0 | 0 | 0 | 0 | 0 | 0 | 0 | 0 | 0 |  | 1 | 1 | 1 | 1 | 1 | 1 | 1 | 1 | 1 | 0
PG&E NGBA | Humboldt | 115 | 0 | 0 | 0 | 0 | 0 | 0 | 0 | 0 | 0 | 0 | 0 | 0 | 0 | 0 | 0 | 0 | 0 | 0 | 0 | 0 |  | 0 | 0 | 0 | 0 | 0 | 0 | 0 | 0 | 0 | 161.925 | 0 | 0 | 0 | 0 | 0 | 0 | 0 | 1 | 0 | 0 | 0 | 0 | 0 | 0 | 0 | 0 | 0 | -2 | 0 | 0 | 0 | 0 | 0 | 0 | 0 | 1 |  | 0 | 0 | 0 | 0 | 0 | 0 | 0 | 0 | 0 | 0 | 0 | 0 | 0 | 0 | 0 | 0 | 0 | 0 | 0 | 0 | 0 | 0 | 0 | 0 | 0 | 0 | 0 | 0 | 0 | 0 | 0 | 0 | 0 | 0 | 0 | 0 |  | 0 | 0 | 0 | 0 | 0 | 161.925 | 0 | 0 | 0 | 0 | 0 | 0 | 0 | 0 | 0 | 0 | 0 | 1 | 0 | 0 | 0 | 0 | 0 | -2 | 0 | 0 | 0 | 0 | 0 | 0 | 0 | 0 | 0 | 0 | 0 | 1 |  | 0 | 0 | 0 | 0 | 0 | 161.925 | 0 | 0 | 0 | 0 | 0 | 0 | 0 | 0 | 0 | 0 | 0 | 1 | 0 | 0 | 0 | 0 | 0 | -2 | 0 | 0 | 0 | 0 | 0 | 0 | 0 | 0 | 0 | 0 | 0 | 1 |  | 1 | 1 | 2+ | 1 | 1 | 1 | 1 | 1 | 1 | 1
PG&E NGBA | Humboldt | 60 | 0 | 0 | 0 | 0 | 0 | 0 | 0 | 0 | 0 | 0 | 0 | 0 | 0 | 0 | 0 | 0 | 0 | 0 | 0 | 0 |  | 0 | 0 | 0 | 0 | 0 | 0 | 0 | 0 | 0 | 0 | 0 | 0 | 0 | 0 | 0 | 0 | 0 | 0 | 0 | 0 | 0 | 0 | 0 | 0 | 0 | 0 | 0 | 0 | 0 | 0 | 0 | 0 | 0 | 0 | 0 | 0 |  | 0 | 0 | 0 | 0 | 0 | 0 | 0 | 0 | 0 | 0 | 0 | 0 | 0 | 0 | 0 | 0 | 0 | 0 | 0 | 0 | 0 | 0 | 0 | 0 | 0 | 0 | 0 | 0 | 0 | 0 | 0 | 0 | 0 | 0 | 0 | 0 |  | 0 | 0 | 0 | 0 | 0 | 0 | 0 | 0 | 0 | 0 | 0 | 0 | 0 | 0 | 0 | 0 | 0 | 0 | 0 | 0 | 0 | 0 | 0 | 0 | 0 | 0 | 0 | 0 | 0 | 0 | 0 | 0 | 0 | 0 | 0 | 0 |  | 0 | 0 | 0 | 0 | 0 | 0 | 0 | 0 | 0 | 0 | 0 | 0 | 0 | 0 | 0 | 0 | 0 | 0 | 0 | 0 | 0 | 0 | 0 | 0 | 0 | 0 | 0 | 0 | 0 | 0 | 0 | 0 | 0 | 0 | 0 | 0 |  | 1 | 1 | 1 | 1 | 1 | 1 | 1 | 1 | 1 | 0
PG&E NGBA | Humboldt | 500 | 0 | 0 | 0 | 170.7 | 170.7 | 0 | 0 | 0 | 0 | 0 | 0 | 0 | 0 | 0 | 0 | 0 | 0 | 0 | 0 | 1 |  | 0 | 0 | 0 | 0 | 0 | 0 | 0 | 0 | 0 | 0 | 0 | 0 | 0 | 0 | 0 | 0 | 0 | 0 | 0 | 0 | 0 | 0 | 0 | 2 | 0 | 0 | 0 | 0 | 0 | 0 | 0 | 0 | 0 | 0 | 0 | 1 |  | 0 | 0 | 0 | 0 | 0 | 0 | 0 | 0 | 0 | 0 | 0 | 0 | 0 | 0 | 0 | 0 | 0 | 0 | 0 | 0 | 0 | 0 | 0 | 2 | 0 | 0 | 0 | 0 | 0 | 0 | 0 | 0 | 0 | 0 | 0 | 1 |  | 0 | 0 | 0 | 0 | 0 | 0 | 0 | 0 | 0 | 0 | 0 | 0 | 0 | 0 | 0 | 0 | 0 | 0 | 0 | 0 | 0 | 0 | 0 | 2 | 0 | 0 | 0 | 0 | 0 | 0 | 0 | 0 | 0 | 0 | 0 | 1 |  | 0 | 0 | 0 | 0 | 0 | 0 | 0 | 0 | 0 | 0 | 0 | 0 | 0 | 0 | 0 | 0 | 0 | 0 | 0 | 0 | 0 | 0 | 0 | 2 | 0 | 0 | 0 | 0 | 0 | 0 | 0 | 0 | 0 | 0 | 0 | 1 |  | 1 | 1 | 5- | 1 | 1 | 1 | 1 | 1 | 1 | 1
SCE Metro | Huntington Beach | 230 | 0 | 0 | 0 | 0 | 0 | 0 | 0 | 0 | 0 | 0 | 0 | 0 | 0 | 0 | 0 | 0 | 0 | 0 | 0 | 0 |  | 0 | 0 | 0 | 0 | 0 | 0 | 0 | 0 | 0 | 0 | 0 | 0 | 0 | 0 | 0 | 0 | 0 | 0 | 0 | 0 | 0 | 0 | 0 | 0 | 0 | 0 | 0 | 0 | 0 | 0 | 0 | 0 | 0 | 0 | 0 | 0 |  | 0 | 0 | 0 | 0 | 0 | 0 | 0 | 0 | 0 | 0 | 0 | 0 | 0 | 0 | 0 | 0 | 0 | 0 | 0 | 0 | 0 | 0 | 0 | 0 | 0 | 0 | 0 | 0 | 0 | 0 | 0 | 0 | 0 | 0 | 0 | 0 |  | 0 | 0 | 0 | 0 | 0 | 0 | 0 | 0 | 0 | 0 | 0 | 0 | 0 | 0 | 0 | 0 | 0 | 0 | 0 | 0 | 0 | 0 | 0 | 0 | 0 | 0 | 0 | 0 | 0 | 0 | 0 | 0 | 0 | 0 | 0 | 0 |  | 0 | 0 | 0 | 0 | 0 | 0 | 0 | 0 | 0 | 0 | 0 | 0 | 0 | 0 | 0 | 0 | 0 | 0 | 0 | 0 | 0 | 0 | 0 | 0 | 0 | 0 | 0 | 0 | 0 | 0 | 0 | 0 | 0 | 0 | 0 | 0 |  | 1 | 1 | 1 | 1 | 1 | 1 | 1 | 1 | 1 | 0
PG&E NGBA | Ignacio | 115 | 0 | 0 | 0 | 0 | 0 | 0 | 0 | 0 | 0 | 0 | 0 | 0 | 0 | 0 | 0 | 0 | 0 | 0 | 0 | 0 |  | 0 | 0 | 0 | 0 | 0 | 0 | 0 | 0 | 0 | 0 | 0 | 0 | 0 | 0 | 0 | 0 | 0 | 0 | 0 | 0 | 0 | 0 | 0 | 0 | 0 | 0 | 0 | 0 | 0 | 0 | 0 | 0 | 0 | 0 | 0 | 0 |  | 0 | 0 | 0 | 0 | 0 | 0 | 0 | 0 | 0 | 0 | 0 | 0 | 0 | 0 | 0 | 0 | 0 | 0 | 0 | 0 | 0 | 0 | 0 | 0 | 0 | 0 | 0 | 0 | 0 | 0 | 0 | 0 | 0 | 0 | 0 | 0 |  | 0 | 0 | 0 | 0 | 0 | 0 | 0 | 0 | 0 | 0 | 0 | 0 | 0 | 0 | 313.7932 | 0 | 0 | 1 | 0 | 0 | 0 | 0 | 0 | 0 | 0 | 0 | 0 | 0 | 0 | 0 | 0 | 0 | -2 | 0 | 0 | 1 |  | 0 | 0 | 0 | 0 | 0 | 0 | 0 | 0 | 0 | 0 | 0 | 0 | 0 | 0 | 313.7932 | 0 | 0 | 1 | 0 | 0 | 0 | 0 | 0 | 0 | 0 | 0 | 0 | 0 | 0 | 0 | 0 | 0 | -1 | 0 | 0 | 1 |  | 1 | 1 | 1 | 1 | 1 | 1 | 1 | 2+ | 1 | 1
PG&E NGBA | Ignacio | 230 | 115 | 0 | 0 | 0 | 0 | 0 | 0 | 0 | 0 | 0 | 0 | 0 | 0 | 0 | 0 | 0 | 0 | 0 | 0 | 1 |  | 0 | 0 | 0 | 0 | 0 | 0 | 0 | 0 | 0 | 0 | 0 | 0 | 0 | 0 | 0 | 0 | 0 | 0 | 2 | 2 | 0 | 0 | 0 | 0 | 0 | 0 | 0 | 0 | 0 | 0 | 0 | 0 | 0 | 0 | 0 | 1 |  | 0 | 0 | 0 | 0 | 0 | 0 | 0 | 0 | 0 | 0 | 0 | 0 | 0 | 0 | 0 | 0 | 0 | 0 | 2 | 2 | 0 | 0 | 0 | 0 | 0 | 0 | 0 | 0 | 0 | 0 | 0 | 0 | 0 | 0 | 0 | 1 |  | 0 | 0 | 0 | 0 | 0 | 0 | 0 | 0 | 0 | 0 | 0 | 0 | 0 | 0 | 0 | 0 | 0 | 0 | 2 | 2 | 0 | 0 | 0 | 0 | 0 | 0 | 0 | 0 | 0 | 0 | 0 | 0 | 0 | 0 | 0 | 1 |  | 0 | 0 | 0 | 0 | 0 | 0 | 0 | 0 | 0 | 0 | 0 | 0 | 0 | 0 | 0 | 0 | 0 | 0 | 2 | 2 | 0 | 0 | 0 | 0 | 0 | 0 | 0 | 0 | 0 | 0 | 0 | 0 | 0 | 0 | 0 | 1 |  | 5- | 1 | 1 | 1 | 1 | 1 | 1 | 1 | 1 | 1
PG&E NGBA | Ignacio | 60 | 0 | 0 | 0 | 0 | 0 | 0 | 0 | 0 | 0 | 0 | 0 | 0 | 0 | 0 | 0 | 0 | 0 | 0 | 0 | 0 |  | 0 | 0 | 0 | 0 | 0 | 0 | 0 | 0 | 0 | 0 | 0 | 0 | 0 | 0 | 0 | 0 | 0 | 0 | 0 | 0 | 0 | 0 | 0 | 0 | 0 | 0 | 0 | 0 | 0 | 0 | 0 | 0 | 0 | 0 | 0 | 0 |  | 0 | 0 | 0 | 0 | 0 | 0 | 0 | 0 | 0 | 0 | 0 | 0 | 0 | 0 | 0 | 0 | 0 | 0 | 0 | 0 | 0 | 0 | 0 | 0 | 0 | 0 | 0 | 0 | 0 | 0 | 0 | 0 | 0 | 0 | 0 | 0 |  | 0 | 0 | 0 | 0 | 0 | 0 | 0 | 0 | 0 | 0 | 0 | 0 | 0 | 0 | 0 | 0 | 0 | 0 | 0 | 0 | 0 | 0 | 0 | 0 | 0 | 0 | 0 | 0 | 0 | 0 | 0 | 0 | 0 | 0 | 0 | 0 |  | 0 | 0 | 0 | 0 | 0 | 0 | 0 | 0 | 0 | 0 | 0 | 0 | 0 | 0 | 0 | 0 | 0 | 0 | 0 | 0 | 0 | 0 | 0 | 0 | 0 | 0 | 0 | 0 | 0 | 0 | 0 | 0 | 0 | 0 | 0 | 0 |  | 1 | 1 | 1 | 1 | 1 | 1 | 1 | 1 | 1 | 0
SDGE | Imperial Beach | 69 | 0 | 0 | 0 | 0 | 0 | 0 | 0 | 0 | 0 | 0 | 0 | 0 | 0 | 0 | 0 | 0 | 0 | 0 | 0 | 0 |  | 0 | 0 | 0 | 0 | 0 | 0 | 0 | 0 | 0 | 0 | 0 | 0 | 0 | 0 | 0 | 0 | 0 | 0 | 0 | 0 | 0 | 0 | 0 | 0 | 0 | 0 | 0 | 0 | 0 | 0 | 0 | 0 | 0 | 0 | 0 | 0 |  | 0 | 0 | 0 | 0 | 0 | 0 | 0 | 0 | 0 | 0 | 0 | 0 | 0 | 0 | 0 | 0 | 0 | 0 | 0 | 0 | 0 | 0 | 0 | 0 | 0 | 0 | 0 | 0 | 0 | 0 | 0 | 0 | 0 | 0 | 0 | 0 |  | 0 | 0 | 0 | 0 | 0 | 0 | 0 | 0 | 0 | 0 | 0 | 0 | 0 | 0 | 0 | 0 | 0 | 0 | 0 | 0 | 0 | 0 | 0 | 0 | 0 | 0 | 0 | 0 | 0 | 0 | 0 | 0 | 0 | 0 | 0 | 0 |  | 0 | 0 | 0 | 0 | 0 | 0 | 0 | 0 | 0 | 0 | 0 | 0 | 0.55 | 0 | 3 | 0 | 0 | 1 | 0 | 0 | 0 | 0 | 0 | 0 | 0 | 0 | 0 | 0 | 0 | 0 | 0 | 0 | 0 | 0 | 0 | 0 |  | 1 | 1 | 1 | 1 | 1 | 1 | 1 | 1 | 1 | 0
SDGE | Imperial Valley | 230 | 0 | 0 | 0 | 0 | 0 | 0 | 0 | 0 | 0 | 0 | 0 | 0 | 0 | 0 | 0 | 0 | 0 | 0 | 0 | 0 |  | 0 | 0 | 0 | 0 | 0 | 0 | 0 | 0 | 0 | 0 | 0 | 0 | 360 | 0.16 | 286 | 0 | 0 | 1 | 0 | 0 | 0 | 0 | 0 | 0 | 0 | 0 | 0 | 0 | 0 | 0 | -2 | -2 | -2 | 0 | 0 | 1 |  | 0 | 0 | 0 | 0 | 0 | 0 | 0 | 0 | 0 | 0 | 0 | 0 | 360 | 206.32 | 676 | 0 | 0 | 1 | 0 | 0 | 0 | 0 | 0 | 0 | 0 | 0 | 0 | 0 | 0 | 0 | -2 | -2 | -2 | 0 | 0 | 1 |  | 0 | 0 | 0 | 0 | 0 | 0 | 0 | 0 | 0 | 0 | 0 | 0 | 646.13 | 206.32 | 2095.23 | 0 | 0 | 1 | 0 | 0 | 0 | 0 | 0 | 0 | 0 | 0 | 0 | 0 | 0 | 0 | -2 | -2 | -2 | 0 | 0 | 1 |  | 0 | 0 | 0 | 0 | 0 | 0 | 0 | 50.19 | 0 | 0 | 0 | 0 | 746.62 | 206.32 | 2145.42 | 0 | 0 | 1 | 0 | 0 | 0 | 0 | 0 | 0 | 0 | -2 | 0 | 0 | 0 | 0 | -2 | -2 | -2 | 0 | 0 | 1 |  | 1 | 1 | 1 | 1+ | 1 | 1 | 4+ | 4+ | 1 | 1
SDGE | Imperial Valley | 500 | 505 | 0 | 50 | 0 | 50 | 0 | 0 | 0 | 0 | 0 | 0 | 0 | 0 | 0 | 0 | 0 | 0 | 0 | 0 | 1 |  | 0 | 0 | 0 | 0 | 0 | 0 | 0 | 0 | 0 | 0 | 0 | 0 | 0 | 0 | 0 | 0 | 0 | 0 | 2 | 2 | 0 | 0 | 2 | 2 | 0 | 0 | 0 | 0 | 0 | 0 | 0 | 0 | 0 | 0 | 0 | 1 |  | 0 | 0 | 0 | 0 | 0 | 0 | 0 | 0 | 0 | 0 | 0 | 0 | 0 | 0 | 0 | 0 | 0 | 0 | 2 | 2 | 0 | 0 | 2 | 2 | 0 | 0 | 0 | 0 | 0 | 0 | 0 | 0 | 0 | 0 | 0 | 1 |  | 0 | 0 | 0 | 0 | 0 | 0 | 0 | 0 | 0 | 0 | 0 | 0 | 0 | 0 | 0 | 0 | 0 | 0 | 2 | 2 | 0 | 0 | 2 | 2 | 0 | 0 | 0 | 0 | 0 | 0 | 0 | 0 | 0 | 0 | 0 | 1 |  | 0 | 0 | 0 | 0 | 0 | 0 | 0 | 0 | 0 | 0 | 0 | 0 | 0 | 0 | 0 | 0 | 0 | 0 | 2 | 2 | 0 | 0 | 2 | 2 | 0 | 0 | 0 | 0 | 0 | 0 | 0 | 0 | 0 | 0 | 0 | 1 |  | 5- | 1 | 5- | 1 | 1 | 1 | 1 | 1 | 1 | 1
EOP | Innovation | 138 | 0 | 0 | 0 | 0 | 0 | 0 | 0 | 0 | 0 | 0 | 0 | 0 | 0 | 0 | 0 | 0 | 0 | 0 | 0 | 0 |  | 0 | 0 | 0 | 0 | 0 | 0 | 0 | 0 | 0 | 0 | 0 | 0 | 0 | 0 | 0 | 0 | 0 | 0 | 0 | 0 | 0 | 0 | 0 | 0 | 0 | 0 | 0 | 0 | 0 | 0 | 0 | 0 | 0 | 0 | 0 | 0 |  | 0 | 0 | 0 | 0 | 0 | 0 | 0 | 0 | 0 | 0 | 0 | 0 | 0 | 0 | 0 | 0 | 0 | 0 | 0 | 0 | 0 | 0 | 0 | 0 | 0 | 0 | 0 | 0 | 0 | 0 | 0 | 0 | 0 | 0 | 0 | 0 |  | 0 | 0 | 0 | 0 | 0 | 0 | 0 | 0 | 0 | 0 | 0 | 0 | 0 | 0 | 0 | 0 | 0 | 0 | 0 | 0 | 0 | 0 | 0 | 0 | 0 | 0 | 0 | 0 | 0 | 0 | 0 | 0 | 0 | 0 | 0 | 0 |  | 0 | 0 | 0 | 0 | 0 | 0 | 0 | 0 | 0 | 0 | 0 | 0 | 0 | 0 | 0 | 0 | 0 | 0 | 0 | 0 | 0 | 0 | 0 | 0 | 0 | 0 | 0 | 0 | 0 | 0 | 0 | 0 | 0 | 0 | 0 | 0 |  | 1 | 1 | 1 | 1 | 1 | 1 | 1 | 1 | 1 | 0
EOP | Innovation | 230 | 0 | 0 | 0 | 0 | 0 | 0 | 0 | 0 | 0 | 0 | 0 | 0 | 400 | 0 | 400 | 0 | 0 | 0 | 200 | 1 |  | 0 | 0 | 0 | 0 | 0 | 0 | 0 | 0 | 0 | 0 | 0 | 0 | 0 | 0 | 0 | 0 | 0 | 0 | 0 | 0 | 0 | 0 | 0 | 0 | 0 | 0 | 0 | 0 | 0 | 2 | 2 | 0 | 0 | 2 | 2 | 1 |  | 0 | 0 | 0 | 0 | 0 | 0 | 0 | 0 | 0 | 0 | 0 | 0 | 300 | 221.13 | 300 | 0 | 0 | 1 | 0 | 0 | 0 | 0 | 0 | 0 | 0 | 0 | 0 | 0 | 0 | 2 | 2 | -2 | -2 | 2 | 2 | 1 |  | 0 | 0 | 0 | 0 | 0 | 0 | 0 | 0 | 0 | 0 | 0 | 0 | 300 | 221.13 | 300 | 0 | 0 | 1 | 0 | 0 | 0 | 0 | 0 | 0 | 0 | 0 | 0 | 0 | 0 | 2 | 2 | -2 | -2 | 2 | 2 | 1 |  | 0 | 0 | 0 | 0 | 0 | 0 | 0 | 0 | 0 | 0 | 0 | 0 | 300 | 221.13 | 300 | 0 | 0 | 1 | 0 | 0 | 0 | 0 | 0 | 0 | 0 | 0 | 0 | 0 | 0 | 2 | 2 | -2 | -2 | 2 | 2 | 1 |  | 1 | 1 | 1 | 1 | 1 | 1 | 5- | 4+ | 5- | 1
SCE NOL | Inyokern | 115 | 0 | 0 | 0 | 0 | 0 | 0 | 0 | 0 | 0 | 0 | 0 | 0 | 0 | 0 | 0 | 0 | 0 | 0 | 0 | 0 |  | 0 | 0 | 0 | 0 | 0 | 0 | 0 | 0 | 0 | 0 | 0 | 0 | 0 | 0 | 0 | 0 | 0 | 0 | 0 | 0 | 0 | 0 | 0 | 0 | 0 | 0 | 0 | 0 | 0 | 0 | 0 | 0 | 0 | 0 | 0 | 0 |  | 0 | 0 | 0 | 0 | 0 | 0 | 0 | 0 | 0 | 0 | 1.034 | 0 | 24.864 | 0 | 0 | 0 | 0 | 1 | 0 | 0 | 0 | 0 | 0 | 0 | 0 | 0 | 0 | 0 | -2 | 0 | -2 | 0 | 0 | 0 | 0 | 1 |  | 0 | 0 | 0 | 0 | 0 | 0 | 0 | 0 | 0 | 0 | 1.034 | 0 | 24.864 | 0 | 0 | 0 | 0 | 1 | 0 | 0 | 0 | 0 | 0 | 0 | 0 | 0 | 0 | 0 | -2 | 0 | -2 | 0 | 0 | 0 | 0 | 1 |  | 0 | 0 | 0 | 0 | 0 | 0 | 0 | 0 | 0 | 0 | 19.334 | 0 | 239.3588 | 0 | 12.6 | 0 | 0 | 1 | 0 | 0 | 0 | 0 | 0 | 0 | 0 | 0 | 0 | 0 | -2 | 0 | -2 | 0 | 0 | 0 | 0 | 1 |  | 1 | 1 | 1 | 1 | 1 | 4+ | 4+ | 1 | 1 | 1
EOP | IS Tap | 138 | 0 | 0 | 0 | 0 | 0 | 0 | 0 | 0 | 0 | 0 | 0 | 0 | 0 | 0 | 0 | 0 | 50 | 50 | 0 | 1 |  | 0 | 0 | 0 | 0 | 0 | 0 | 0 | 0 | 0 | 0 | 0 | 0 | 0 | 0 | 0 | 0 | 0 | 0 | 0 | 0 | 0 | 0 | 0 | 0 | 0 | 0 | 0 | 0 | 0 | 0 | 0 | 2 | 2 | 0 | 0 | 1 |  | 0 | 0 | 0 | 0 | 0 | 0 | 0 | 0 | 0 | 0 | 0 | 0 | 0 | 0 | 0 | 0 | 0 | 0 | 0 | 0 | 0 | 0 | 0 | 0 | 0 | 0 | 0 | 0 | 0 | 0 | 0 | 2 | 2 | 0 | 0 | 1 |  | 0 | 0 | 0 | 0 | 0 | 0 | 0 | 0 | 0 | 0 | 0 | 0 | 0 | 0 | 0 | 0 | 0 | 0 | 0 | 0 | 0 | 0 | 0 | 0 | 0 | 0 | 0 | 0 | 0 | 0 | 0 | 2 | 2 | 0 | 0 | 1 |  | 0 | 0 | 0 | 0 | 0 | 0 | 0 | 0 | 0 | 0 | 0 | 0 | 0 | 0 | 0 | 0 | 0 | 0 | 0 | 0 | 0 | 0 | 0 | 0 | 0 | 0 | 0 | 0 | 0 | 0 | 0 | 2 | 2 | 0 | 0 | 1 |  | 1 | 1 | 1 | 1 | 1 | 1 | 1 | 5- | 1 | 1
EOP | Ivanpah | 115 | 0 | 0 | 0 | 0 | 0 | 0 | 0 | 0 | 0 | 0 | 0 | 0 | 0 | 0 | 0 | 0 | 0 | 0 | 0 | 0 |  | 0 | 0 | 0 | 0 | 0 | 0 | 0 | 0 | 0 | 0 | 0 | 0 | 0 | 0 | 0 | 0 | 0 | 0 | 0 | 0 | 0 | 0 | 0 | 0 | 0 | 0 | 0 | 0 | 0 | 0 | 0 | 0 | 0 | 0 | 0 | 0 |  | 0 | 0 | 0 | 0 | 0 | 0 | 0 | 0 | 0 | 0 | 0 | 0 | 0 | 0 | 0 | 0 | 0 | 0 | 0 | 0 | 0 | 0 | 0 | 0 | 0 | 0 | 0 | 0 | 0 | 0 | 0 | 0 | 0 | 0 | 0 | 0 |  | 0 | 0 | 0 | 0 | 0 | 0 | 0 | 0 | 0 | 0 | 0 | 0 | 0 | 0 | 0 | 0 | 0 | 0 | 0 | 0 | 0 | 0 | 0 | 0 | 0 | 0 | 0 | 0 | 0 | 0 | 0 | 0 | 0 | 0 | 0 | 0 |  | 0 | 0 | 0 | 0 | 0 | 0 | 0 | 0 | 0 | 0 | 0 | 0 | 0 | 0 | 0 | 0 | 0 | 0 | 0 | 0 | 0 | 0 | 0 | 0 | 0 | 0 | 0 | 0 | 0 | 0 | 0 | 0 | 0 | 0 | 0 | 0 |  | 1 | 1 | 1 | 1 | 1 | 1 | 1 | 1 | 1 | 0
EOP | Ivanpah | 230 | 0 | 0 | 0 | 0 | 0 | 0 | 0 | 0 | 0 | 0 | 0 | 0 | 0 | 0 | 0 | 0 | 0 | 0 | 0 | 0 |  | 0 | 0 | 0 | 0 | 0 | 0 | 0 | 0 | 0 | 0 | 0 | 0 | 0 | 0 | 0 | 0 | 0 | 0 | 0 | 0 | 0 | 0 | 0 | 0 | 0 | 0 | 0 | 0 | 0 | 0 | 0 | 0 | 0 | 0 | 0 | 0 |  | 0 | 0 | 0 | 0 | 0 | 0 | 0 | 0 | 0 | 0 | 0 | 0 | 0 | 0 | 0 | 0 | 0 | 0 | 0 | 0 | 0 | 0 | 0 | 0 | 0 | 0 | 0 | 0 | 0 | 0 | 0 | 0 | 0 | 0 | 0 | 0 |  | 0 | 0 | 0 | 0 | 0 | 0 | 0 | 0 | 0 | 0 | 0 | 0 | 0 | 0 | 0 | 0 | 0 | 0 | 0 | 0 | 0 | 0 | 0 | 0 | 0 | 0 | 0 | 0 | 0 | 0 | 0 | 0 | 0 | 0 | 0 | 0 |  | 0 | 0 | 0 | 0 | 0 | 0 | 0 | 0 | 0 | 0 | 0 | 0 | 0 | 0 | 0 | 0 | 0 | 0 | 0 | 0 | 0 | 0 | 0 | 0 | 0 | 0 | 0 | 0 | 0 | 0 | 0 | 0 | 0 | 0 | 0 | 0 |  | 1 | 1 | 1 | 1 | 1 | 1 | 1 | 1 | 1 | 0
EOP | Jackass (DOE) | 138 | 0 | 0 | 0 | 0 | 0 | 0 | 0 | 0 | 0 | 0 | 0 | 0 | 0 | 0 | 0 | 0 | 0 | 0 | 0 | 0 |  | 0 | 0 | 0 | 0 | 0 | 0 | 0 | 0 | 0 | 0 | 0 | 0 | 0 | 0 | 0 | 0 | 0 | 0 | 0 | 0 | 0 | 0 | 0 | 0 | 0 | 0 | 0 | 0 | 0 | 0 | 0 | 0 | 0 | 0 | 0 | 0 |  | 0 | 0 | 0 | 0 | 0 | 0 | 0 | 0 | 0 | 0 | 0 | 0 | 0 | 0 | 0 | 0 | 0 | 0 | 0 | 0 | 0 | 0 | 0 | 0 | 0 | 0 | 0 | 0 | 0 | 0 | 0 | 0 | 0 | 0 | 0 | 0 |  | 0 | 0 | 0 | 0 | 0 | 0 | 0 | 0 | 0 | 0 | 0 | 0 | 0 | 0 | 0 | 0 | 0 | 0 | 0 | 0 | 0 | 0 | 0 | 0 | 0 | 0 | 0 | 0 | 0 | 0 | 0 | 0 | 0 | 0 | 0 | 0 |  | 0 | 0 | 0 | 0 | 0 | 0 | 0 | 0 | 0 | 0 | 0 | 0 | 0 | 0 | 0 | 0 | 0 | 0 | 0 | 0 | 0 | 0 | 0 | 0 | 0 | 0 | 0 | 0 | 0 | 0 | 0 | 0 | 0 | 0 | 0 | 0 |  | 1 | 1 | 1 | 1 | 1 | 1 | 1 | 1 | 1 | 0
PG&E NGBA | James B Black | 230 | 0 | 0 | 0 | 0 | 0 | 0 | 0 | 0 | 0 | 0 | 0 | 0 | 0 | 0 | 0 | 0 | 0 | 0 | 0 | 0 |  | 0 | 0 | 0 | 0 | 0 | 0 | 0 | 0 | 0 | 0 | 0 | 0 | 0 | 0 | 0 | 0 | 0 | 0 | 0 | 0 | 0 | 0 | 0 | 0 | 0 | 0 | 0 | 0 | 0 | 0 | 0 | 0 | 0 | 0 | 0 | 0 |  | 0 | 0 | 0 | 0 | 0 | 0 | 0 | 0 | 0 | 0 | 0 | 0 | 0 | 0 | 0 | 0 | 0 | 0 | 0 | 0 | 0 | 0 | 0 | 0 | 0 | 0 | 0 | 0 | 0 | 0 | 0 | 0 | 0 | 0 | 0 | 0 |  | 0 | 0 | 0 | 0 | 0 | 0 | 0 | 0 | 0 | 0 | 0 | 0 | 0 | 0 | 0 | 0 | 0 | 0 | 0 | 0 | 0 | 0 | 0 | 0 | 0 | 0 | 0 | 0 | 0 | 0 | 0 | 0 | 0 | 0 | 0 | 0 |  | 0 | 0 | 0 | 0 | 0 | 0 | 0 | 0 | 0 | 0 | 0 | 0 | 0 | 0 | 0 | 0 | 0 | 0 | 0 | 0 | 0 | 0 | 0 | 0 | 0 | 0 | 0 | 0 | 0 | 0 | 0 | 0 | 0 | 0 | 0 | 0 |  | 1 | 1 | 1 | 1 | 1 | 1 | 1 | 1 | 1 | 0
PG&E GBA | Jefferson | 230 | 0 | 0 | 0 | 0 | 0 | 0 | 0 | 0 | 0 | 0 | 0 | 0 | 0 | 0 | 0 | 0 | 0 | 0 | 0 | 0 |  | 0 | 0 | 0 | 0 | 0 | 0 | 0 | 0 | 0 | 0 | 0 | 0 | 0 | 0 | 0 | 0 | 0 | 0 | 0 | 0 | 0 | 0 | 0 | 0 | 0 | 0 | 0 | 0 | 0 | 0 | 0 | 0 | 0 | 0 | 0 | 0 |  | 0 | 0 | 0 | 0 | 0 | 0 | 0 | 0 | 0 | 0 | 0 | 0 | 0 | 0 | 0 | 0 | 0 | 0 | 0 | 0 | 0 | 0 | 0 | 0 | 0 | 0 | 0 | 0 | 0 | 0 | 0 | 0 | 0 | 0 | 0 | 0 |  | 0 | 0 | 0 | 0 | 0 | 0 | 0 | 0 | 0 | 0 | 0 | 0 | 0 | 0 | 0 | 0 | 0 | 0 | 0 | 0 | 0 | 0 | 0 | 0 | 0 | 0 | 0 | 0 | 0 | 0 | 0 | 0 | 0 | 0 | 0 | 0 |  | 0 | 0 | 0 | 0 | 0 | 0 | 0 | 0 | 0 | 0 | 0 | 0 | 0 | 0 | 0 | 0 | 0 | 0 | 0 | 0 | 0 | 0 | 0 | 0 | 0 | 0 | 0 | 0 | 0 | 0 | 0 | 0 | 0 | 0 | 0 | 0 |  | 1 | 1 | 1 | 1 | 1 | 1 | 1 | 1 | 1 | 0
PG&E NGBA | Jessup | 115 | 0 | 0 | 0 | 0 | 0 | 0 | 0 | 0 | 0 | 0 | 0 | 0 | 0 | 0 | 0 | 0 | 0 | 0 | 0 | 0 |  | 0 | 0 | 0 | 0 | 0 | 0 | 0 | 0 | 0 | 0 | 0 | 0 | 0 | 0 | 0 | 0 | 0 | 0 | 0 | 0 | 0 | 0 | 0 | 0 | 0 | 0 | 0 | 0 | 0 | 0 | 0 | 0 | 0 | 0 | 0 | 0 |  | 0 | 0 | 0 | 0 | 0 | 0 | 0 | 0 | 0 | 0 | 0 | 0 | 0 | 0 | 0 | 0 | 0 | 0 | 0 | 0 | 0 | 0 | 0 | 0 | 0 | 0 | 0 | 0 | 0 | 0 | 0 | 0 | 0 | 0 | 0 | 0 |  | 0 | 0 | 0 | 0 | 0 | 0 | 0 | 0 | 0 | 0 | 0 | 0 | 0 | 0 | 0 | 0 | 0 | 0 | 0 | 0 | 0 | 0 | 0 | 0 | 0 | 0 | 0 | 0 | 0 | 0 | 0 | 0 | 0 | 0 | 0 | 0 |  | 0 | 0 | 0 | 0 | 0 | 0 | 0 | 0 | 0 | 0 | 0 | 0 | 0 | 0 | 0 | 0 | 0 | 0 | 0 | 0 | 0 | 0 | 0 | 0 | 0 | 0 | 0 | 0 | 0 | 0 | 0 | 0 | 0 | 0 | 0 | 0 |  | 1 | 1 | 1 | 1 | 1 | 1 | 1 | 1 | 1 | 0
SCE Metro | Johanna | 230 | 0 | 0 | 0 | 0 | 0 | 0 | 0 | 0 | 0 | 0 | 0 | 0 | 0 | 0 | 0 | 0 | 298.15 | 298.15 | 0 | 1 |  | 0 | 0 | 0 | 0 | 0 | 0 | 0 | 0 | 0 | 0 | 0 | 0 | 0 | 0 | 0 | 0 | 0 | 0 | 0 | 0 | 0 | 0 | 0 | 0 | 0 | 0 | 0 | 0 | 0 | 0 | 0 | 2 | 2 | 0 | 0 | 1 |  | 0 | 0 | 0 | 0 | 0 | 0 | 0 | 0 | 0 | 0 | 0 | 0 | 0 | 0 | 53.45 | 0 | 0 | 1 | 0 | 0 | 0 | 0 | 0 | 0 | 0 | 0 | 0 | 0 | 0 | 0 | 0 | 2 | 2 | 0 | 0 | 1 |  | 0 | 0 | 0 | 0 | 0 | 0 | 0 | 0 | 0 | 0 | 0 | 0 | 0 | 100 | 155.71 | 0 | 0 | 1 | 0 | 0 | 0 | 0 | 0 | 0 | 0 | 0 | 0 | 0 | 0 | 0 | 0 | 2 | 2 | 0 | 0 | 1 |  | 0 | 0 | 0 | 0 | 0 | 0 | 0 | 0 | 0 | 0 | 0 | 0 | 0 | 100 | 155.71 | 0 | 0 | 1 | 0 | 0 | 0 | 0 | 0 | 0 | 0 | 0 | 0 | 0 | 0 | 0 | 0 | 2 | 2 | 0 | 0 | 1 |  | 1 | 1 | 1 | 1 | 1 | 1 | 1 | 5- | 1 | 1
SCE Eastern | Julian Hinds | 230 | 0 | 0 | 0 | 0 | 0 | 0 | 0 | 0 | 0 | 0 | 0 | 0 | 0 | 0 | 0 | 0 | 0 | 0 | 0 | 0 |  | 0 | 0 | 0 | 0 | 0 | 0 | 0 | 0 | 0 | 0 | 0 | 0 | 0 | 0 | 0 | 0 | 0 | 0 | 0 | 0 | 0 | 0 | 0 | 0 | 0 | 0 | 0 | 0 | 0 | 0 | 0 | 0 | 0 | 0 | 0 | 0 |  | 0 | 0 | 0 | 0 | 0 | 0 | 0 | 0 | 0 | 0 | 0 | 0 | 0 | 0 | 0 | 0 | 0 | 0 | 0 | 0 | 0 | 0 | 0 | 0 | 0 | 0 | 0 | 0 | 0 | 0 | 0 | 0 | 0 | 0 | 0 | 0 |  | 0 | 0 | 0 | 0 | 0 | 0 | 0 | 0 | 0 | 0 | 0 | 0 | 0 | 0 | 0 | 0 | 0 | 0 | 0 | 0 | 0 | 0 | 0 | 0 | 0 | 0 | 0 | 0 | 0 | 0 | 0 | 0 | 0 | 0 | 0 | 0 |  | 0 | 0 | 0 | 0 | 0 | 0 | 0 | 0 | 0 | 0 | 0 | 0 | 0 | 0 | 0 | 0 | 0 | 0 | 0 | 0 | 0 | 0 | 0 | 0 | 0 | 0 | 0 | 0 | 0 | 0 | 0 | 0 | 0 | 0 | 0 | 0 |  | 1 | 1 | 1 | 1 | 1 | 1 | 1 | 1 | 1 | 0
PG&E GBA | Kasson | 115 | 0 | 0 | 0 | 0 | 0 | 0 | 0 | 0 | 0 | 0 | 0 | 0 | 0 | 0 | 0 | 0 | 0 | 0 | 0 | 0 |  | 0 | 0 | 0 | 0 | 0 | 0 | 0 | 0 | 0 | 0 | 0 | 0 | 0 | 0 | 0 | 0 | 0 | 0 | 0 | 0 | 0 | 0 | 0 | 0 | 0 | 0 | 0 | 0 | 0 | 0 | 0 | 0 | 0 | 0 | 0 | 0 |  | 0 | 0 | 0 | 0 | 0 | 0 | 0 | 0 | 0 | 0 | 0 | 0 | 0 | 0 | 0 | 0 | 0 | 0 | 0 | 0 | 0 | 0 | 0 | 0 | 0 | 0 | 0 | 0 | 0 | 0 | 0 | 0 | 0 | 0 | 0 | 0 |  | 0 | 0 | 0 | 0 | 0 | 0 | 0 | 0 | 0 | 0 | 0 | 0 | 0 | 0 | 0 | 0 | 0 | 0 | 0 | 0 | 0 | 0 | 0 | 0 | 0 | 0 | 0 | 0 | 0 | 0 | 0 | 0 | 0 | 0 | 0 | 0 |  | 0 | 0 | 0 | 0 | 0 | 0 | 0 | 258.2079 | 0 | 0 | 0 | 0 | 0 | 0 | 258.2079 | 0 | 0 | 1 | 0 | 0 | 0 | 0 | 0 | 0 | 0 | -2 | 0 | 0 | 0 | 0 | 0 | 0 | -1 | 0 | 0 | 1 |  | 1 | 1 | 1 | 1+ | 1 | 1 | 1 | 1 | 1 | 1
PG&E GBA | Kasson | 60 | 0 | 0 | 0 | 0 | 0 | 0 | 0 | 0 | 0 | 0 | 0 | 0 | 0 | 0 | 0 | 0 | 0 | 0 | 0 | 0 |  | 0 | 0 | 0 | 0 | 0 | 0 | 0 | 0 | 0 | 0 | 0 | 0 | 0 | 0 | 0 | 0 | 0 | 0 | 0 | 0 | 0 | 0 | 0 | 0 | 0 | 0 | 0 | 0 | 0 | 0 | 0 | 0 | 0 | 0 | 0 | 0 |  | 0 | 0 | 0 | 0 | 0 | 0 | 0 | 0 | 0 | 0 | 0 | 0 | 0 | 0 | 0 | 0 | 0 | 0 | 0 | 0 | 0 | 0 | 0 | 0 | 0 | 0 | 0 | 0 | 0 | 0 | 0 | 0 | 0 | 0 | 0 | 0 |  | 0 | 0 | 0 | 0 | 0 | 0 | 0 | 0 | 0 | 0 | 0 | 0 | 0 | 0 | 0 | 0 | 0 | 0 | 0 | 0 | 0 | 0 | 0 | 0 | 0 | 0 | 0 | 0 | 0 | 0 | 0 | 0 | 0 | 0 | 0 | 0 |  | 0 | 0 | 0 | 0 | 0 | 0 | 0 | 0 | 0 | 0 | 0 | 0 | 0 | 0 | 0 | 0 | 0 | 0 | 0 | 0 | 0 | 0 | 0 | 0 | 0 | 0 | 0 | 0 | 0 | 0 | 0 | 0 | 0 | 0 | 0 | 0 |  | 1 | 1 | 1 | 1 | 1 | 1 | 1 | 1 | 1 | 0
PG&E FRESNO | Kearney | 230 | 0 | 0 | 0 | 0 | 0 | 0 | 0 | 0 | 0 | 0 | 0 | 0 | 0 | 0 | 0 | 0 | 0 | 0 | 0 | 0 |  | 0 | 0 | 0 | 0 | 0 | 0 | 0 | 0 | 0 | 0 | 0 | 0 | 0 | 0 | 0 | 0 | 0 | 0 | 0 | 0 | 0 | 0 | 0 | 0 | 0 | 0 | 0 | 0 | 0 | 0 | 0 | 0 | 0 | 0 | 0 | 0 |  | 0 | 0 | 0 | 0 | 0 | 0 | 0 | 0 | 0 | 0 | 0 | 0 | 0 | 0 | 0 | 0 | 0 | 0 | 0 | 0 | 0 | 0 | 0 | 0 | 0 | 0 | 0 | 0 | 0 | 0 | 0 | 0 | 0 | 0 | 0 | 0 |  | 0 | 0 | 0 | 0 | 0 | 0 | 0 | 0 | 0 | 0 | 0 | 0 | 0 | 0 | 0 | 0 | 0 | 0 | 0 | 0 | 0 | 0 | 0 | 0 | 0 | 0 | 0 | 0 | 0 | 0 | 0 | 0 | 0 | 0 | 0 | 0 |  | 0 | 0 | 0 | 0 | 0 | 0 | 0 | 0 | 0 | 0 | 0 | 0 | 0 | 0 | 0 | 0 | 0 | 0 | 0 | 0 | 0 | 0 | 0 | 0 | 0 | 0 | 0 | 0 | 0 | 0 | 0 | 0 | 0 | 0 | 0 | 0 |  | 1 | 1 | 1 | 1 | 1 | 1 | 1 | 1 | 1 | 0
PG&E FRESNO | Kearney | 70 | 0 | 0 | 0 | 0 | 0 | 0 | 0 | 0 | 0 | 0 | 0 | 0 | 30 | 0 | 30 | 0 | 0 | 0 | 0 | 1 |  | 0 | 0 | 0 | 0 | 0 | 0 | 0 | 0 | 0 | 0 | 0 | 0 | 0 | 0 | 0 | 0 | 0 | 0 | 0 | 0 | 0 | 0 | 0 | 0 | 0 | 0 | 0 | 0 | 0 | 2 | 2 | 0 | 0 | 0 | 0 | 1 |  | 0 | 0 | 0 | 0 | 0 | 0 | 0 | 0 | 0 | 0 | 0 | 0 | 0 | 0 | 0 | 0 | 0 | 0 | 0 | 0 | 0 | 0 | 0 | 0 | 0 | 0 | 0 | 0 | 0 | 2 | 2 | 0 | 0 | 0 | 0 | 1 |  | 0 | 0 | 0 | 0 | 0 | 0 | 0 | 0 | 0 | 0 | 0 | 0 | 0 | 0 | 0 | 0 | 0 | 0 | 0 | 0 | 0 | 0 | 0 | 0 | 0 | 0 | 0 | 0 | 0 | 2 | 2 | 0 | 0 | 0 | 0 | 1 |  | 0 | 0 | 0 | 0 | 0 | 0 | 0 | 0 | 0 | 0 | 0 | 0 | 0 | 0 | 0 | 0 | 0 | 0 | 0 | 0 | 0 | 0 | 0 | 0 | 0 | 0 | 0 | 0 | 0 | 2 | 2 | 0 | 0 | 0 | 0 | 1 |  | 1 | 1 | 1 | 1 | 1 | 1 | 5- | 1 | 1 | 1
PG&E GBA | Kelso | 230 | 0 | 0 | 0 | 0 | 0 | 0 | 0 | 0 | 0 | 0 | 0 | 0 | 0 | 0 | 0 | 0 | 0 | 0 | 0 | 0 |  | 0 | 0 | 0 | 0 | 80.8 | 84.25 | 0 | 0 | 0 | 0 | 0 | 0 | 0 | 0 | 23.7 | 0 | 0 | 1 | 0 | 0 | 0 | 0 | -2 | -2 | 0 | 0 | 0 | 0 | 0 | 0 | 0 | 0 | -2 | 0 | 0 | 1 |  | 0 | 0 | 0 | 0 | 0 | 0 | 0 | 0 | 0 | 0 | 0 | 0 | 0 | 90.7 | 114.4 | 0 | 0 | 1 | 0 | 0 | 0 | 0 | 0 | 0 | 0 | 0 | 0 | 0 | 0 | 0 | 0 | -2 | -2 | 0 | 0 | 1 |  | 0 | 0 | 0 | 0 | 0 | 0 | 0 | 0 | 0 | 0 | 0 | 0 | 0 | 90.7 | 114.4 | 0 | 0 | 1 | 0 | 0 | 0 | 0 | 0 | 0 | 0 | 0 | 0 | 0 | 0 | 0 | 0 | -2 | -2 | 0 | 0 | 1 |  | 0 | 0 | 0 | 0 | 0 | 0 | 0 | 0 | 0 | 0 | 0 | 0 | 0 | 90.7 | 114.4 | 0 | 0 | 1 | 0 | 0 | 0 | 0 | 0 | 0 | 0 | 0 | 0 | 0 | 0 | 0 | 0 | -2 | -2 | 0 | 0 | 1 |  | 1 | 1 | 1 | 1 | 1 | 1 | 1 | 4+ | 1 | 1
PG&E FRESNO | Kerchoff 1 | 115 | 0 | 0 | 0 | 0 | 0 | 0 | 0 | 0 | 0 | 0 | 0 | 0 | 0 | 0 | 0 | 0 | 0 | 0 | 0 | 0 |  | 0 | 0 | 0 | 0 | 0 | 0 | 0 | 0 | 0 | 0 | 0 | 0 | 0 | 0 | 0 | 0 | 0 | 0 | 0 | 0 | 0 | 0 | 0 | 0 | 0 | 0 | 0 | 0 | 0 | 0 | 0 | 0 | 0 | 0 | 0 | 0 |  | 0 | 0 | 0 | 0 | 0 | 0 | 0 | 0 | 0 | 0 | 0 | 0 | 0 | 0 | 0 | 0 | 0 | 0 | 0 | 0 | 0 | 0 | 0 | 0 | 0 | 0 | 0 | 0 | 0 | 0 | 0 | 0 | 0 | 0 | 0 | 0 |  | 0 | 0 | 0 | 0 | 0 | 0 | 0 | 0 | 0 | 0 | 0 | 0 | 0 | 0 | 0 | 0 | 0 | 0 | 0 | 0 | 0 | 0 | 0 | 0 | 0 | 0 | 0 | 0 | 0 | 0 | 0 | 0 | 0 | 0 | 0 | 0 |  | 0 | 0 | 0 | 0 | 0 | 0 | 0 | 0 | 0 | 0 | 0 | 0 | 0 | 0 | 0 | 0 | 0 | 0 | 0 | 0 | 0 | 0 | 0 | 0 | 0 | 0 | 0 | 0 | 0 | 0 | 0 | 0 | 0 | 0 | 0 | 0 |  | 1 | 1 | 1 | 1 | 1 | 1 | 1 | 1 | 1 | 0
PG&E KERN | Kern Oil | 115 | 0 | 0 | 0 | 0 | 0 | 0 | 0 | 0 | 0 | 0 | 0 | 0 | 0 | 115 | 115 | 0 | 0 | 0 | 0 | 1 |  | 0 | 0 | 0 | 0 | 0 | 0 | 0 | 0 | 0 | 0 | 0 | 0 | 0 | 0 | 0 | 0 | 0 | 0 | 0 | 0 | 0 | 0 | 0 | 0 | 0 | 0 | 0 | 0 | 0 | 0 | 2 | 0 | 0 | 0 | 0 | 1 |  | 0 | 0 | 0 | 0 | 0 | 0 | 0 | 0 | 0 | 0 | 0 | 0 | 0 | 0 | 0 | 0 | 0 | 0 | 0 | 0 | 0 | 0 | 0 | 0 | 0 | 0 | 0 | 0 | 0 | 0 | 2 | 0 | 0 | 0 | 0 | 1 |  | 0 | 0 | 0 | 0 | 0 | 0 | 0 | 0 | 0 | 0 | 0 | 0 | 0 | 0 | 0 | 0 | 0 | 0 | 0 | 0 | 0 | 0 | 0 | 0 | 0 | 0 | 0 | 0 | 0 | 0 | 2 | 0 | 0 | 0 | 0 | 1 |  | 0 | 0 | 0 | 0 | 0 | 0 | 0 | 0 | 0 | 0 | 0 | 0 | 0 | 0 | 0 | 0 | 0 | 0 | 0 | 0 | 0 | 0 | 0 | 0 | 0 | 0 | 0 | 0 | 0 | 0 | 2 | 0 | 0 | 0 | 0 | 1 |  | 1 | 1 | 1 | 1 | 1 | 1 | 5- | 1 | 1 | 1
PG&E KERN | Kern PP | 115 | 0 | 0 | 0 | 0 | 0 | 0 | 0 | 0 | 0 | 0 | 0 | 0 | 0 | 120 | 120 | 0 | 0 | 0 | 0 | 1 |  | 0 | 0 | 0 | 0 | 0 | 0 | 0 | 0 | 0 | 0 | 0 | 0 | 0 | 0 | 0 | 0 | 0 | 0 | 0 | 0 | 0 | 0 | 0 | 0 | 0 | 0 | 0 | 0 | 0 | 0 | 2 | 0 | 0 | 0 | 0 | 1 |  | 0 | 0 | 0 | 0 | 0 | 0 | 0 | 0 | 0 | 0 | 0 | 0 | 0 | 0 | 0 | 0 | 0 | 0 | 0 | 0 | 0 | 0 | 0 | 0 | 0 | 0 | 0 | 0 | 0 | 0 | 2 | 0 | 0 | 0 | 0 | 1 |  | 0 | 0 | 0 | 0 | 0 | 0 | 0 | 0 | 0 | 0 | 0 | 0 | 0 | 0 | 0 | 0 | 0 | 0 | 0 | 0 | 0 | 0 | 0 | 0 | 0 | 0 | 0 | 0 | 0 | 0 | 2 | 0 | 0 | 0 | 0 | 1 |  | 0 | 0 | 0 | 0 | 0 | 0 | 0 | 0 | 0 | 0 | 0 | 0 | 0 | 0 | 0 | 0 | 0 | 0 | 0 | 0 | 0 | 0 | 0 | 0 | 0 | 0 | 0 | 0 | 0 | 0 | 2 | 0 | 0 | 0 | 0 | 1 |  | 1 | 1 | 1 | 1 | 1 | 1 | 5- | 1 | 1 | 1
PG&E KERN | Kern PP | 230 | 0 | 0 | 0 | 0 | 0 | 0 | 0 | 0 | 0 | 0 | 0 | 0 | 0 | 90 | 90 | 0 | 0 | 0 | 0 | 1 |  | 0 | 0 | 0 | 0 | 0 | 0 | 0 | 0 | 0 | 0 | 0 | 0 | 0 | 0 | 0 | 0 | 0 | 0 | 0 | 0 | 0 | 0 | 0 | 0 | 0 | 0 | 0 | 0 | 0 | 0 | 2 | 0 | 0 | 0 | 0 | 1 |  | 0 | 0 | 0 | 0 | 0 | 0 | 0 | 0 | 0 | 0 | 0 | 0 | 0 | 0 | 0 | 0 | 0 | 0 | 0 | 0 | 0 | 0 | 0 | 0 | 0 | 0 | 0 | 0 | 0 | 0 | 2 | 0 | 0 | 0 | 0 | 1 |  | 0 | 0 | 0 | 0 | 0 | 0 | 0 | 0 | 0 | 0 | 0 | 0 | 0 | 266 | 316.064 | 0 | 0 | 1 | 0 | 0 | 0 | 0 | 0 | 0 | 0 | 0 | 0 | 0 | 0 | 0 | 2 | -2 | -2 | 0 | 0 | 1 |  | 0 | 0 | 0 | 0 | 0 | 0 | 0 | 0 | 0 | 0 | 0 | 0 | 0 | 266 | 316.064 | 0 | 0 | 1 | 0 | 0 | 0 | 0 | 0 | 0 | 0 | 0 | 0 | 0 | 0 | 0 | 2 | -2 | -2 | 0 | 0 | 1 |  | 1 | 1 | 1 | 1 | 1 | 1 | 5- | 4+ | 1 | 1
PG&E KERN | Kern PP | 70 | 0 | 0 | 0 | 0 | 0 | 0 | 0 | 0 | 0 | 0 | 0 | 0 | 0 | 0 | 0 | 0 | 0 | 0 | 0 | 0 |  | 0 | 0 | 0 | 0 | 0 | 0 | 0 | 0 | 0 | 0 | 0 | 0 | 0 | 0 | 0 | 0 | 0 | 0 | 0 | 0 | 0 | 0 | 0 | 0 | 0 | 0 | 0 | 0 | 0 | 0 | 0 | 0 | 0 | 0 | 0 | 0 |  | 0 | 0 | 0 | 0 | 0 | 0 | 0 | 0 | 0 | 0 | 0 | 0 | 0 | 0 | 0 | 0 | 0 | 0 | 0 | 0 | 0 | 0 | 0 | 0 | 0 | 0 | 0 | 0 | 0 | 0 | 0 | 0 | 0 | 0 | 0 | 0 |  | 0 | 0 | 0 | 0 | 0 | 0 | 0 | 0 | 0 | 0 | 0 | 0 | 0 | 0 | 0 | 0 | 0 | 0 | 0 | 0 | 0 | 0 | 0 | 0 | 0 | 0 | 0 | 0 | 0 | 0 | 0 | 0 | 0 | 0 | 0 | 0 |  | 0 | 0 | 0 | 0 | 0 | 0 | 0 | 0 | 0 | 0 | 0 | 0 | 0 | 0 | 0 | 0 | 0 | 0 | 0 | 0 | 0 | 0 | 0 | 0 | 0 | 0 | 0 | 0 | 0 | 0 | 0 | 0 | 0 | 0 | 0 | 0 |  | 1 | 1 | 1 | 1 | 1 | 1 | 1 | 1 | 1 | 0
PG&E KERN | Kernridge | 115 | 0 | 0 | 0 | 0 | 0 | 0 | 0 | 0 | 0 | 0 | 0 | 0 | 0 | 0 | 0 | 0 | 0 | 0 | 0 | 0 |  | 0 | 0 | 0 | 0 | 0 | 0 | 0 | 0 | 0 | 0 | 0 | 0 | 0 | 0 | 0 | 0 | 0 | 0 | 0 | 0 | 0 | 0 | 0 | 0 | 0 | 0 | 0 | 0 | 0 | 0 | 0 | 0 | 0 | 0 | 0 | 0 |  | 0 | 0 | 0 | 0 | 0 | 0 | 0 | 0 | 0 | 0 | 0 | 0 | 107.64 | 0 | 0 | 0 | 0 | 1 | 0 | 0 | 0 | 0 | 0 | 0 | 0 | 0 | 0 | 0 | 0 | 0 | -2 | 0 | 0 | 0 | 0 | 1 |  | 0 | 0 | 0 | 0 | 0 | 0 | 0 | 0 | 0 | 0 | 0 | 0 | 107.64 | 0 | 0 | 0 | 0 | 1 | 0 | 0 | 0 | 0 | 0 | 0 | 0 | 0 | 0 | 0 | 0 | 0 | -2 | 0 | 0 | 0 | 0 | 1 |  | 0 | 0 | 0 | 0 | 0 | 0 | 0 | 0 | 0 | 0 | 0 | 0 | 107.64 | 0 | 0 | 0 | 0 | 1 | 0 | 0 | 0 | 0 | 0 | 0 | 0 | 0 | 0 | 0 | 0 | 0 | -2 | 0 | 0 | 0 | 0 | 1 |  | 1 | 1 | 1 | 1 | 1 | 1 | 4+ | 1 | 1 | 1
PG&E FRESNO | Kingsburg | 115 | 0 | 0 | 0 | 0 | 0 | 0 | 0 | 0 | 0 | 0 | 0 | 0 | 0 | 0 | 0 | 0 | 0 | 0 | 0 | 0 |  | 0 | 0 | 0 | 0 | 0 | 0 | 0 | 0 | 0 | 0 | 0 | 0 | 0 | 0 | 0 | 0 | 0 | 0 | 0 | 0 | 0 | 0 | 0 | 0 | 0 | 0 | 0 | 0 | 0 | 0 | 0 | 0 | 0 | 0 | 0 | 0 |  | 0 | 0 | 0 | 0 | 0 | 0 | 0 | 0 | 0 | 0 | 0 | 0 | 1.1926 | 0 | 0 | 0 | 0 | 1 | 0 | 0 | 0 | 0 | 0 | 0 | 0 | 0 | 0 | 0 | 0 | 0 | 0 | 0 | 0 | 0 | 0 | 0 |  | 0 | 0 | 0 | 0 | 0 | 0 | 0 | 0 | 0 | 0 | 0 | 0 | 1.1926 | 0 | 0 | 0 | 0 | 1 | 0 | 0 | 0 | 0 | 0 | 0 | 0 | 0 | 0 | 0 | 0 | 0 | 0 | 0 | 0 | 0 | 0 | 0 |  | 0 | 0 | 0 | 0 | 0 | 0 | 0 | 0 | 0 | 0 | 0 | 0 | 4.1506 | 0 | 0 | 0 | 0 | 1 | 0 | 0 | 0 | 0 | 0 | 0 | 0 | 0 | 0 | 0 | 0 | 0 | -2 | 0 | 0 | 0 | 0 | 1 |  | 1 | 1 | 1 | 1 | 1 | 1 | 1+ | 1 | 1 | 1
PG&E GBA | Kirker | 115 | 0 | 0 | 0 | 0 | 0 | 0 | 0 | 0 | 0 | 0 | 0 | 0 | 0 | 0 | 0 | 0 | 0 | 0 | 0 | 0 |  | 0 | 0 | 0 | 0 | 0 | 0 | 0 | 0 | 0 | 0 | 0 | 0 | 0 | 2 | 20 | 0 | 0 | 1 | 0 | 0 | 0 | 0 | 0 | 0 | 0 | 0 | 0 | 0 | 0 | 0 | 0 | -2 | -2 | 0 | 0 | 1 |  | 0 | 0 | 0 | 0 | 0 | 0 | 0 | 0 | 0 | 0 | 0 | 0 | 0 | 0 | 0 | 0 | 0 | 0 | 0 | 0 | 0 | 0 | 0 | 0 | 0 | 0 | 0 | 0 | 0 | 0 | 0 | 0 | 0 | 0 | 0 | 0 |  | 0 | 0 | 0 | 0 | 0 | 0 | 0 | 0 | 0 | 0 | 0 | 0 | 0 | 0 | 0 | 0 | 0 | 0 | 0 | 0 | 0 | 0 | 0 | 0 | 0 | 0 | 0 | 0 | 0 | 0 | 0 | 0 | 0 | 0 | 0 | 0 |  | 0 | 0 | 0 | 0 | 0 | 0 | 0 | 0 | 0 | 0 | 0 | 0 | 0 | 0 | 0.33 | 0 | 0 | 1 | 0 | 0 | 0 | 0 | 0 | 0 | 0 | 0 | 0 | 0 | 0 | 0 | 0 | 0 | 0 | 0 | 0 | 0 |  | 1 | 1 | 1 | 1 | 1 | 1 | 1 | 1 | 1 | 0
PG&E NGBA | Knights Landing | 115 | 0 | 0 | 0 | 0 | 0 | 0 | 0 | 0 | 0 | 0 | 0 | 0 | 0 | 0 | 0 | 0 | 0 | 0 | 0 | 0 |  | 0 | 0 | 0 | 0 | 0 | 0 | 0 | 0 | 0 | 0 | 0 | 0 | 0 | 0 | 0 | 0 | 0 | 0 | 0 | 0 | 0 | 0 | 0 | 0 | 0 | 0 | 0 | 0 | 0 | 0 | 0 | 0 | 0 | 0 | 0 | 0 |  | 0 | 0 | 0 | 0 | 0 | 0 | 0 | 0 | 0 | 0 | 0 | 0 | 0 | 0 | 0 | 0 | 0 | 0 | 0 | 0 | 0 | 0 | 0 | 0 | 0 | 0 | 0 | 0 | 0 | 0 | 0 | 0 | 0 | 0 | 0 | 0 |  | 0 | 0 | 0 | 0 | 0 | 0 | 0 | 0 | 0 | 0 | 0 | 0 | 0 | 0 | 0 | 0 | 0 | 0 | 0 | 0 | 0 | 0 | 0 | 0 | 0 | 0 | 0 | 0 | 0 | 0 | 0 | 0 | 0 | 0 | 0 | 0 |  | 0 | 0 | 0 | 0 | 0 | 0 | 0 | 0 | 0 | 0 | 0 | 0 | 0 | 0 | 0 | 0 | 0 | 0 | 0 | 0 | 0 | 0 | 0 | 0 | 0 | 0 | 0 | 0 | 0 | 0 | 0 | 0 | 0 | 0 | 0 | 0 |  | 1 | 1 | 1 | 1 | 1 | 1 | 1 | 1 | 1 | 0
PG&E NGBA | Konocti | 60 | 0 | 0 | 0 | 0 | 0 | 0 | 0 | 0 | 0 | 0 | 0 | 0 | 0 | 0 | 0 | 0 | 0 | 0 | 0 | 0 |  | 0 | 0 | 0 | 0 | 0 | 0 | 0 | 0 | 0 | 0 | 0 | 0 | 0 | 0 | 0 | 0 | 0 | 0 | 0 | 0 | 0 | 0 | 0 | 0 | 0 | 0 | 0 | 0 | 0 | 0 | 0 | 0 | 0 | 0 | 0 | 0 |  | 0 | 0 | 0 | 0 | 0 | 0 | 0 | 0 | 0 | 0 | 0 | 0 | 0 | 0 | 0 | 0 | 0 | 0 | 0 | 0 | 0 | 0 | 0 | 0 | 0 | 0 | 0 | 0 | 0 | 0 | 0 | 0 | 0 | 0 | 0 | 0 |  | 0 | 0 | 0 | 0 | 0 | 0 | 0 | 0 | 0 | 0 | 0 | 0 | 0 | 0 | 0 | 0 | 0 | 0 | 0 | 0 | 0 | 0 | 0 | 0 | 0 | 0 | 0 | 0 | 0 | 0 | 0 | 0 | 0 | 0 | 0 | 0 |  | 0 | 0 | 0 | 0 | 0 | 0 | 0 | 0 | 0 | 0 | 0 | 0 | 21.278 | 0 | 0 | 0 | 0 | 1 | 0 | 0 | 0 | 0 | 0 | 0 | 0 | 0 | 0 | 0 | 0 | 0 | -2 | 0 | 0 | 0 | 0 | 1 |  | 1 | 1 | 1 | 1 | 1 | 1 | 1+ | 1 | 1 | 1
SCE NOL | Kramer | 115 | 0 | 0 | 0 | 0 | 0 | 0 | 0 | 0 | 0 | 0 | 0 | 0 | 0 | 0 | 0 | 0 | 0 | 0 | 0 | 0 |  | 0 | 0 | 0 | 0 | 0 | 0 | 0 | 0 | 0 | 0 | 0 | 0 | 0 | 0 | 0 | 0 | 0 | 0 | 0 | 0 | 0 | 0 | 0 | 0 | 0 | 0 | 0 | 0 | 0 | 0 | 0 | 0 | 0 | 0 | 0 | 0 |  | 0 | 0 | 0 | 0 | 0 | 0 | 0 | 0 | 0 | 0 | 0.59 | 0 | 24.55 | 0 | 6.134 | 0 | 0 | 1 | 0 | 0 | 0 | 0 | 0 | 0 | 0 | 0 | 0 | 0 | -2 | 0 | -2 | 0 | -2 | 0 | 0 | 1 |  | 0 | 0 | 0 | 0 | 0 | 0 | 0 | 0 | 0 | 0 | 0.59 | 0 | 24.55 | 0 | 6.134 | 0 | 0 | 1 | 0 | 0 | 0 | 0 | 0 | 0 | 0 | 0 | 0 | 0 | -2 | 0 | -2 | 0 | -2 | 0 | 0 | 1 |  | 0 | 0 | 0 | 0 | 0 | 0 | 0 | 0 | 0 | 0 | 1.09 | 0 | 57.54 | 0 | 12.134 | 0 | 0 | 1 | 0 | 0 | 0 | 0 | 0 | 0 | 0 | 0 | 0 | 0 | -2 | 0 | -2 | 0 | 0 | 0 | 0 | 1 |  | 1 | 1 | 1 | 1 | 1 | 4+ | 4+ | 4+ | 1 | 1
SCE NOL | Kramer | 230 | 0 | 0 | 0 | 0 | 0 | 0 | 0 | 0 | 0 | 0 | 0 | 0 | 0 | 0 | 0 | 0 | 0 | 0 | 0 | 0 |  | 0 | 0 | 0 | 0 | 0 | 0 | 0 | 0 | 0 | 0 | 0 | 13.88 | 215.18 | 97.94 | 391.94 | 0 | 0 | 1 | 0 | 0 | 0 | 0 | 0 | 0 | 0 | 0 | 0 | 0 | 0 | -2 | -2 | -2 | -2 | 0 | 0 | 1 |  | 0 | 0 | 0 | 0 | 0 | 0 | 0 | 0 | 0 | 0 | 2.185 | 43.88 | 234.065 | 262.64 | 395.94 | 0 | 0 | 1 | 0 | 0 | 0 | 0 | 0 | 0 | 0 | 0 | 0 | 0 | -2 | -2 | -2 | -2 | -2 | 0 | 0 | 1 |  | 0 | 0 | 0 | 0 | 0 | 0 | 0 | 0 | 0 | 0 | 2.185 | 43.88 | 234.065 | 262.64 | 609.5357 | 0 | 0 | 1 | 0 | 0 | 0 | 0 | 0 | 0 | 0 | 0 | 0 | 0 | -2 | -2 | -2 | -2 | -2 | 0 | 0 | 1 |  | 0 | 0 | 0 | 0 | 0 | 0 | 0 | 0 | 0 | 0 | 2.185 | 43.88 | 241.015 | 262.64 | 611.5357 | 0 | 0 | 1 | 0 | 0 | 0 | 0 | 0 | 0 | 0 | 0 | 0 | 0 | -2 | -2 | -2 | -2 | -2 | 0 | 0 | 1 |  | 1 | 1 | 1 | 1 | 1 | 4+ | 4+ | 4+ | 1 | 1
SCE Metro | La Cienega | 230 | 0 | 0 | 0 | 0 | 0 | 0 | 0 | 0 | 0 | 0 | 0 | 0 | 0 | 0 | 0 | 0 | 0 | 0 | 0 | 0 |  | 0 | 0 | 0 | 0 | 0 | 0 | 0 | 0 | 0 | 0 | 0 | 0 | 0 | 0 | 0 | 0 | 0 | 0 | 0 | 0 | 0 | 0 | 0 | 0 | 0 | 0 | 0 | 0 | 0 | 0 | 0 | 0 | 0 | 0 | 0 | 0 |  | 0 | 0 | 0 | 0 | 0 | 0 | 0 | 0 | 0 | 0 | 0 | 0 | 0 | 0 | 0 | 0 | 0 | 0 | 0 | 0 | 0 | 0 | 0 | 0 | 0 | 0 | 0 | 0 | 0 | 0 | 0 | 0 | 0 | 0 | 0 | 0 |  | 0 | 0 | 0 | 0 | 0 | 0 | 0 | 0 | 0 | 0 | 0 | 0 | 0 | 0 | 405.7509 | 0 | 0 | 1 | 0 | 0 | 0 | 0 | 0 | 0 | 0 | 0 | 0 | 0 | 0 | 0 | 0 | 0 | -2 | 0 | 0 | 1 |  | 0 | 0 | 0 | 0 | 0 | 0 | 0 | 0 | 0 | 0 | 0 | 0 | 0 | 0 | 405.7509 | 0 | 0 | 1 | 0 | 0 | 0 | 0 | 0 | 0 | 0 | 0 | 0 | 0 | 0 | 0 | 0 | 0 | -1 | 0 | 0 | 1 |  | 1 | 1 | 1 | 1 | 1 | 1 | 1 | 2+ | 1 | 1
SCE Metro | La Fresa | 230 | 0 | 0 | 0 | 0 | 0 | 0 | 0 | 0 | 0 | 0 | 0 | 0 | 0 | 0 | 0 | 0 | 0 | 0 | 0 | 0 |  | 0 | 0 | 0 | 0 | 0 | 0 | 0 | 0 | 0 | 0 | 0 | 0 | 0 | 0 | 0 | 0 | 0 | 0 | 0 | 0 | 0 | 0 | 0 | 0 | 0 | 0 | 0 | 0 | 0 | 0 | 0 | 0 | 0 | 0 | 0 | 0 |  | 0 | 0 | 0 | 0 | 0 | 0 | 0 | 0 | 0 | 0 | 0 | 0 | 0.64 | 0 | 0 | 0 | 0 | 1 | 0 | 0 | 0 | 0 | 0 | 0 | 0 | 0 | 0 | 0 | 0 | 0 | 0 | 0 | 0 | 0 | 0 | 0 |  | 0 | 0 | 0 | 0 | 0 | 0 | 0 | 0 | 0 | 0 | 0 | 0 | 0.64 | 0 | 0 | 0 | 0 | 1 | 0 | 0 | 0 | 0 | 0 | 0 | 0 | 0 | 0 | 0 | 0 | 0 | 0 | 0 | 0 | 0 | 0 | 0 |  | 0 | 0 | 0 | 0 | 0 | 0 | 0 | 0 | 0 | 0 | 0 | 0 | 0.64 | 0 | 193.52 | 0 | 0 | 1 | 0 | 0 | 0 | 0 | 0 | 0 | 0 | 0 | 0 | 0 | 0 | 0 | 0 | 0 | -1 | 0 | 0 | 1 |  | 1 | 1 | 1 | 1 | 1 | 1 | 1 | 1 | 1 | 0
SCE Metro | Laguna Bell | 230 | 0 | 0 | 0 | 0 | 0 | 0 | 0 | 0 | 0 | 0 | 0 | 0 | 0 | 0 | 0 | 0 | 300 | 300 | 0 | 1 |  | 0 | 0 | 0 | 0 | 0 | 0 | 0 | 0 | 0 | 0 | 0 | 0 | 0 | 250 | 250 | 0 | 0 | 1 | 0 | 0 | 0 | 0 | 0 | 0 | 0 | 0 | 0 | 0 | 0 | 0 | 0 | 1 | 1 | 0 | 0 | 1 |  | 0 | 0 | 0 | 0 | 0 | 0 | 0 | 0 | 0 | 0 | 0.001 | 0 | 1.999 | 250 | 250 | 0 | 0 | 1 | 0 | 0 | 0 | 0 | 0 | 0 | 0 | 0 | 0 | 0 | -2 | 0 | 0 | 1 | 1 | 0 | 0 | 1 |  | 0 | 0 | 0 | 0 | 0 | 0 | 0 | 0 | 0 | 0 | 0.001 | 0 | 1.999 | 750 | 506.29 | 0 | 0 | 1 | 0 | 0 | 0 | 0 | 0 | 0 | 0 | 0 | 0 | 0 | -2 | 0 | 0 | -2 | -2 | 0 | 0 | 1 |  | 0 | 0 | 0 | 0 | 0 | 0 | 0 | 1029 | 0 | 0 | 0.002 | 0 | 9.239 | 750 | 1535.29 | 0 | 0 | 1 | 0 | 0 | 0 | 0 | 0 | 0 | 0 | -2 | 0 | 0 | -2 | 0 | -2 | -2 | -2 | 0 | 0 | 1 |  | 1 | 1 | 1 | 1+ | 1 | 4+ | 1+ | 4+ | 1 | 1
PG&E KERN | Lakeview | 70 | 0 | 0 | 0 | 0 | 0 | 0 | 0 | 0 | 0 | 0 | 0 | 0 | 0 | 0 | 0 | 0 | 0 | 0 | 0 | 0 |  | 0 | 0 | 0 | 0 | 0 | 0 | 0 | 0 | 0 | 0 | 0 | 0 | 1.161 | 0 | 5.6 | 0 | 0 | 1 | 0 | 0 | 0 | 0 | 0 | 0 | 0 | 0 | 0 | 0 | 0 | 0 | -2 | 0 | -2 | 0 | 0 | 1 |  | 0 | 0 | 0 | 0 | 0 | 0 | 0 | 0 | 0 | 0 | 0 | 0 | 2.324 | 0 | 8.5715 | 0 | 0 | 1 | 0 | 0 | 0 | 0 | 0 | 0 | 0 | 0 | 0 | 0 | 0 | 0 | 0 | 0 | -2 | 0 | 0 | 1 |  | 0 | 0 | 0 | 0 | 0 | 0 | 0 | 0 | 0 | 0 | 0 | 0 | 2.324 | 0 | 8.5715 | 0 | 0 | 1 | 0 | 0 | 0 | 0 | 0 | 0 | 0 | 0 | 0 | 0 | 0 | 0 | 0 | 0 | -2 | 0 | 0 | 1 |  | 0 | 0 | 0 | 0 | 0 | 0 | 0 | 0 | 0 | 0 | 0 | 0 | 2.324 | 0 | 8.5715 | 0 | 0 | 1 | 0 | 0 | 0 | 0 | 0 | 0 | 0 | 0 | 0 | 0 | 0 | 0 | 0 | 0 | 0 | 0 | 0 | 0 |  | 1 | 1 | 1 | 1 | 1 | 1 | 1 | 4+ | 1 | 1
PG&E NGBA | Lakeville | 230 | 0 | 0 | 0 | 0 | 0 | 0 | 0 | 0 | 0 | 0 | 0 | 0 | 0 | 0 | 0 | 0 | 0 | 0 | 0 | 0 |  | 0 | 0 | 0 | 0 | 0 | 0 | 0 | 0 | 0 | 0 | 0 | 0 | 0 | 0 | 0 | 0 | 0 | 0 | 0 | 0 | 0 | 0 | 0 | 0 | 0 | 0 | 0 | 0 | 0 | 0 | 0 | 0 | 0 | 0 | 0 | 0 |  | 0 | 0 | 0 | 0 | 0 | 0 | 0 | 0 | 0 | 0 | 0 | 0 | 0 | 0 | 0 | 0 | 0 | 0 | 0 | 0 | 0 | 0 | 0 | 0 | 0 | 0 | 0 | 0 | 0 | 0 | 0 | 0 | 0 | 0 | 0 | 0 |  | 0 | 0 | 0 | 0 | 0 | 0 | 0 | 0 | 0 | 0 | 0 | 0 | 0 | 0 | 0 | 0 | 0 | 0 | 0 | 0 | 0 | 0 | 0 | 0 | 0 | 0 | 0 | 0 | 0 | 0 | 0 | 0 | 0 | 0 | 0 | 0 |  | 0 | 0 | 0 | 0 | 0 | 0 | 0 | 0 | 0 | 0 | 0 | 0 | 0 | 0 | 0 | 0 | 0 | 0 | 0 | 0 | 0 | 0 | 0 | 0 | 0 | 0 | 0 | 0 | 0 | 0 | 0 | 0 | 0 | 0 | 0 | 0 |  | 1 | 1 | 1 | 1 | 1 | 1 | 1 | 1 | 1 | 0
PG&E NGBA | Lakeville | 60 | 0 | 0 | 0 | 0 | 0 | 0 | 0 | 0 | 0 | 0 | 0 | 0 | 0 | 0 | 0 | 0 | 0 | 0 | 0 | 0 |  | 0 | 0 | 0 | 0 | 0 | 0 | 0 | 0 | 0 | 0 | 0 | 0 | 0 | 0 | 0 | 0 | 0 | 0 | 0 | 0 | 0 | 0 | 0 | 0 | 0 | 0 | 0 | 0 | 0 | 0 | 0 | 0 | 0 | 0 | 0 | 0 |  | 0 | 0 | 0 | 0 | 0 | 0 | 0 | 0 | 0 | 0 | 0 | 0 | 0 | 0 | 0 | 0 | 0 | 0 | 0 | 0 | 0 | 0 | 0 | 0 | 0 | 0 | 0 | 0 | 0 | 0 | 0 | 0 | 0 | 0 | 0 | 0 |  | 0 | 0 | 0 | 0 | 0 | 0 | 0 | 0 | 0 | 0 | 0 | 0 | 0 | 0 | 0 | 0 | 0 | 0 | 0 | 0 | 0 | 0 | 0 | 0 | 0 | 0 | 0 | 0 | 0 | 0 | 0 | 0 | 0 | 0 | 0 | 0 |  | 0 | 0 | 0 | 0 | 0 | 0 | 0 | 0 | 0 | 0 | 0 | 0 | 0 | 0 | 0 | 0 | 0 | 0 | 0 | 0 | 0 | 0 | 0 | 0 | 0 | 0 | 0 | 0 | 0 | 0 | 0 | 0 | 0 | 0 | 0 | 0 |  | 1 | 1 | 1 | 1 | 1 | 1 | 1 | 1 | 1 | 0
PG&E NGBA | Lakeville | 115 | 35.8 | 0 | 0 | 0 | 0 | 0 | 0 | 0 | 0 | 0 | 0 | 0 | 0 | 0 | 0 | 0 | 0 | 0 | 0 | 1 |  | 0 | 0 | 0 | 0 | 0 | 0 | 0 | 0 | 0 | 0 | 0 | 0 | 0 | 0 | 0 | 0 | 0 | 0 | 2 | 2 | 0 | 0 | 0 | 0 | 0 | 0 | 0 | 0 | 0 | 0 | 0 | 0 | 0 | 0 | 0 | 1 |  | 0 | 0 | 0 | 0 | 0 | 0 | 0 | 0 | 0 | 0 | 0 | 0 | 0 | 0 | 0 | 0 | 0 | 0 | 2 | 2 | 0 | 0 | 0 | 0 | 0 | 0 | 0 | 0 | 0 | 0 | 0 | 0 | 0 | 0 | 0 | 1 |  | 0 | 0 | 0 | 0 | 0 | 0 | 0 | 0 | 0 | 0 | 0 | 0 | 0 | 0 | 263.7932 | 0 | 0 | 1 | 2 | 2 | 0 | 0 | 0 | 0 | 0 | 0 | 0 | 0 | 0 | 0 | 0 | 0 | -2 | 0 | 0 | 1 |  | 0 | 0 | 0 | 0 | 0 | 0 | 0 | 0 | 0 | 0 | 0 | 0 | 0 | 0 | 263.7932 | 0 | 0 | 1 | 2 | 2 | 0 | 0 | 0 | 0 | 0 | 0 | 0 | 0 | 0 | 0 | 0 | 0 | -1 | 0 | 0 | 1 |  | 5- | 1 | 1 | 1 | 1 | 1 | 1 | 2+ | 1 | 1
PG&E GBA | Lakewood | 115 | 0 | 0 | 0 | 0 | 0 | 0 | 0 | 0 | 0 | 0 | 0 | 0 | 0 | 0 | 0 | 0 | 0 | 0 | 0 | 0 |  | 0 | 0 | 0 | 0 | 0 | 0 | 0 | 0 | 0 | 0 | 0 | 0 | 0 | 0 | 0 | 0 | 0 | 0 | 0 | 0 | 0 | 0 | 0 | 0 | 0 | 0 | 0 | 0 | 0 | 0 | 0 | 0 | 0 | 0 | 0 | 0 |  | 0 | 0 | 0 | 0 | 0 | 0 | 0 | 0 | 0 | 0 | 0 | 0 | 1.041 | 0 | 0 | 0 | 0 | 1 | 0 | 0 | 0 | 0 | 0 | 0 | 0 | 0 | 0 | 0 | 0 | 0 | 0 | 0 | 0 | 0 | 0 | 0 |  | 0 | 0 | 0 | 0 | 0 | 0 | 0 | 0 | 0 | 0 | 0 | 0 | 1.041 | 0 | 0 | 0 | 0 | 1 | 0 | 0 | 0 | 0 | 0 | 0 | 0 | 0 | 0 | 0 | 0 | 0 | 0 | 0 | 0 | 0 | 0 | 0 |  | 0 | 0 | 0 | 0 | 0 | 0 | 0 | 0 | 0 | 0 | 0 | 0 | 1.041 | 0 | 0 | 0 | 0 | 1 | 0 | 0 | 0 | 0 | 0 | 0 | 0 | 0 | 0 | 0 | 0 | 0 | 0 | 0 | 0 | 0 | 0 | 0 |  | 1 | 1 | 1 | 1 | 1 | 1 | 1 | 1 | 1 | 0
PG&E NGBA | Lambie | 230 | 0 | 0 | 0 | 130 | 130 | 0 | 0 | 0 | 0 | 0 | 0 | 0 | 0 | 0 | 0 | 0 | 0 | 0 | 0 | 1 |  | 0 | 0 | 0 | 0 | 0 | 0 | 0 | 0 | 0 | 0 | 0 | 0 | 0 | 0 | 0 | 0 | 0 | 0 | 0 | 0 | 0 | 0 | 0 | 2 | 0 | 0 | 0 | 0 | 0 | 0 | 0 | 0 | 0 | 0 | 0 | 1 |  | 0 | 0 | 0 | 0 | 0 | 0 | 0 | 0 | 0 | 0 | 0 | 0 | 0 | 0 | 0 | 0 | 0 | 0 | 0 | 0 | 0 | 0 | 0 | 2 | 0 | 0 | 0 | 0 | 0 | 0 | 0 | 0 | 0 | 0 | 0 | 1 |  | 0 | 0 | 0 | 0 | 0 | 0 | 0 | 0 | 0 | 0 | 0 | 0 | 0 | 0 | 817.3487 | 0 | 0 | 1 | 0 | 0 | 0 | 0 | 0 | 2 | 0 | 0 | 0 | 0 | 0 | 0 | 0 | 0 | -2 | 0 | 0 | 1 |  | 0 | 0 | 0 | 0 | 0 | 0 | 0 | 0 | 0 | 0 | 0 | 0 | 0 | 0 | 817.3487 | 0 | 0 | 1 | 0 | 0 | 0 | 0 | 0 | 2 | 0 | 0 | 0 | 0 | 0 | 0 | 0 | 0 | -2 | 0 | 0 | 1 |  | 1 | 1 | 5- | 1 | 1 | 1 | 1 | 2+ | 1 | 1
PG&E GBA | Lammers | 115 | 0 | 0 | 0 | 0 | 0 | 0 | 0 | 0 | 0 | 0 | 0 | 0 | 0 | 0 | 0 | 0 | 0 | 0 | 0 | 0 |  | 0 | 0 | 0 | 0 | 0 | 0 | 0 | 0 | 0 | 0 | 0 | 0 | 0 | 0 | 0 | 0 | 0 | 0 | 0 | 0 | 0 | 0 | 0 | 0 | 0 | 0 | 0 | 0 | 0 | 0 | 0 | 0 | 0 | 0 | 0 | 0 |  | 0 | 0 | 0 | 0 | 0 | 0 | 0 | 0 | 0 | 0 | 0 | 0 | 0 | 0 | 0 | 0 | 0 | 0 | 0 | 0 | 0 | 0 | 0 | 0 | 0 | 0 | 0 | 0 | 0 | 0 | 0 | 0 | 0 | 0 | 0 | 0 |  | 0 | 0 | 0 | 0 | 0 | 0 | 0 | 0 | 0 | 0 | 0 | 0 | 0 | 0 | 151.3 | 0 | 0 | 1 | 0 | 0 | 0 | 0 | 0 | 0 | 0 | 0 | 0 | 0 | 0 | 0 | 0 | 0 | -2 | 0 | 0 | 1 |  | 0 | 0 | 0 | 0 | 0 | 0 | 0 | 102.15 | 0 | 0 | 0 | 0 | 0.612 | 0 | 253.45 | 0 | 0 | 1 | 0 | 0 | 0 | 0 | 0 | 0 | 0 | -2 | 0 | 0 | 0 | 0 | 0 | 0 | -1 | 0 | 0 | 1 |  | 1 | 1 | 1 | 1+ | 1 | 1 | 1 | 2+ | 1 | 1
PG&E KERN | Lamont | 115 | 0 | 0 | 0 | 0 | 0 | 0 | 0 | 0 | 0 | 0 | 0 | 0 | 0 | 0 | 0 | 0 | 0 | 0 | 0 | 0 |  | 0 | 0 | 0 | 0 | 0 | 0 | 0 | 0 | 0 | 0 | 0 | 0 | 11.7 | 0 | 0 | 0 | 0 | 1 | 0 | 0 | 0 | 0 | 0 | 0 | 0 | 0 | 0 | 0 | 0 | 0 | -2 | 0 | 0 | 0 | 0 | 1 |  | 0 | 0 | 0 | 0 | 0 | 0 | 0 | 0 | 0 | 0 | 0 | 0 | 115.155 | 0 | 51.401 | 0 | 0 | 1 | 0 | 0 | 0 | 0 | 0 | 0 | 0 | 0 | 0 | 0 | 0 | 0 | -2 | 0 | -2 | 0 | 0 | 1 |  | 0 | 0 | 0 | 0 | 0 | 0 | 0 | 0 | 0 | 0 | 0 | 0 | 115.155 | 0 | 152.301 | 0 | 0 | 1 | 0 | 0 | 0 | 0 | 0 | 0 | 0 | 0 | 0 | 0 | 0 | 0 | -2 | 0 | -2 | 0 | 0 | 1 |  | 0 | 0 | 0 | 0 | 0 | 0 | 0 | 0 | 0 | 0 | 0 | 0 | 117.155 | 0 | 161.826 | 0 | 0 | 1 | 0 | 0 | 0 | 0 | 0 | 0 | 0 | 0 | 0 | 0 | 0 | 0 | -2 | 0 | -1 | 0 | 0 | 1 |  | 1 | 1 | 1 | 1 | 1 | 1 | 4+ | 4+ | 1 | 1
PG&E FRESNO | Las Aguilas | 230 | 0 | 0 | 0 | 0 | 0 | 0 | 0 | 0 | 0 | 0 | 0 | 0 | 120 | 0 | 120 | 0 | 0 | 0 | 0 | 1 |  | 0 | 0 | 0 | 0 | 0 | 0 | 0 | 0 | 0 | 0 | 0 | 0 | 0 | 0 | 0 | 0 | 0 | 0 | 0 | 0 | 0 | 0 | 0 | 0 | 0 | 0 | 0 | 0 | 0 | 2 | 2 | 0 | 0 | 0 | 0 | 1 |  | 0 | 0 | 0 | 0 | 0 | 0 | 0 | 0 | 0 | 0 | 0 | 0 | 0 | 0 | 0 | 0 | 0 | 0 | 0 | 0 | 0 | 0 | 0 | 0 | 0 | 0 | 0 | 0 | 0 | 2 | 2 | 0 | 0 | 0 | 0 | 1 |  | 0 | 0 | 0 | 0 | 0 | 0 | 0 | 0 | 0 | 0 | 0 | 0 | 0 | 0 | 0 | 0 | 0 | 0 | 0 | 0 | 0 | 0 | 0 | 0 | 0 | 0 | 0 | 0 | 0 | 2 | 2 | 0 | 0 | 0 | 0 | 1 |  | 0 | 0 | 0 | 0 | 0 | 0 | 0 | 0 | 0 | 0 | 0 | 0 | 0 | 0 | 0 | 0 | 0 | 0 | 0 | 0 | 0 | 0 | 0 | 0 | 0 | 0 | 0 | 0 | 0 | 2 | 2 | 0 | 0 | 0 | 0 | 1 |  | 1 | 1 | 1 | 1 | 1 | 1 | 5- | 1 | 1 | 1
EOP | Lathrop | 138 | 0 | 0 | 0 | 0 | 0 | 0 | 0 | 0 | 0 | 0 | 0 | 0 | 0 | 0 | 0 | 0 | 0 | 0 | 0 | 0 |  | 0 | 0 | 0 | 0 | 0 | 0 | 0 | 0 | 0 | 0 | 0 | 0 | 0 | 0 | 0 | 0 | 0 | 0 | 0 | 0 | 0 | 0 | 0 | 0 | 0 | 0 | 0 | 0 | 0 | 0 | 0 | 0 | 0 | 0 | 0 | 0 |  | 0 | 0 | 0 | 0 | 0 | 0 | 0 | 0 | 0 | 0 | 0 | 0 | 0 | 0 | 0 | 0 | 0 | 0 | 0 | 0 | 0 | 0 | 0 | 0 | 0 | 0 | 0 | 0 | 0 | 0 | 0 | 0 | 0 | 0 | 0 | 0 |  | 0 | 0 | 0 | 0 | 0 | 0 | 0 | 0 | 0 | 0 | 0 | 0 | 0 | 0 | 0 | 0 | 0 | 0 | 0 | 0 | 0 | 0 | 0 | 0 | 0 | 0 | 0 | 0 | 0 | 0 | 0 | 0 | 0 | 0 | 0 | 0 |  | 0 | 0 | 0 | 0 | 0 | 0 | 0 | 0 | 0 | 0 | 0 | 0 | 5 | 0 | 0 | 0 | 0 | 1 | 0 | 0 | 0 | 0 | 0 | 0 | 0 | 0 | 0 | 0 | 0 | 0 | -2 | 0 | 0 | 0 | 0 | 1 |  | 1 | 1 | 1 | 1 | 1 | 1 | 1+ | 1 | 1 | 1
EOP | Lathrop | 230 | 0 | 0 | 0 | 0 | 0 | 0 | 0 | 0 | 0 | 0 | 0 | 0 | 300 | 0 | 300 | 0 | 40 | 40 | 0 | 1 |  | 0 | 0 | 0 | 0 | 0 | 0 | 0 | 0 | 0 | 0 | 0 | 0 | 0 | 0 | 0 | 0 | 0 | 0 | 0 | 0 | 0 | 0 | 0 | 0 | 0 | 0 | 0 | 0 | 0 | 2 | 2 | 2 | 2 | 0 | 0 | 1 |  | 0 | 0 | 0 | 0 | 0 | 0 | 0 | 0 | 0 | 0 | 0 | 0 | 516.7638 | 0 | 516.7638 | 0 | 0 | 1 | 0 | 0 | 0 | 0 | 0 | 0 | 0 | 0 | 0 | 0 | 0 | 2 | -2 | 2 | -2 | 0 | 0 | 1 |  | 0 | 0 | 0 | 0 | 0 | 0 | 0 | 0 | 0 | 0 | 0 | 0 | 516.7638 | 0 | 516.7638 | 0 | 0 | 1 | 0 | 0 | 0 | 0 | 0 | 0 | 0 | 0 | 0 | 0 | 0 | 2 | -2 | 2 | -2 | 0 | 0 | 1 |  | 0 | 0 | 0 | 0 | 0 | 0 | 0 | 0 | 0 | 0 | 0 | 0 | 870.5783 | 0 | 516.7638 | 0 | 0 | 1 | 0 | 0 | 0 | 0 | 0 | 0 | 0 | 0 | 0 | 0 | 0 | 2 | -2 | 2 | -1 | 0 | 0 | 1 |  | 1 | 1 | 1 | 1 | 1 | 1 | 4+ | 4+ | 1 | 1
PG&E FRESNO | Le Grand | 115 | 0 | 0 | 0 | 0 | 0 | 0 | 0 | 0 | 0 | 0 | 0 | 0 | 0 | 0 | 0 | 0 | 0 | 0 | 0 | 0 |  | 0 | 0 | 0 | 0 | 0 | 0 | 0 | 0 | 0 | 0 | 0 | 0 | 0 | 0 | 0 | 0 | 0 | 0 | 0 | 0 | 0 | 0 | 0 | 0 | 0 | 0 | 0 | 0 | 0 | 0 | 0 | 0 | 0 | 0 | 0 | 0 |  | 0 | 0 | 0 | 0 | 0 | 0 | 0 | 0 | 0 | 0 | 0 | 0 | 0 | 0 | 0 | 0 | 0 | 0 | 0 | 0 | 0 | 0 | 0 | 0 | 0 | 0 | 0 | 0 | 0 | 0 | 0 | 0 | 0 | 0 | 0 | 0 |  | 0 | 0 | 0 | 0 | 0 | 0 | 0 | 0 | 0 | 0 | 0 | 0 | 131.43 | 0 | 65.47 | 0 | 0 | 1 | 0 | 0 | 0 | 0 | 0 | 0 | 0 | 0 | 0 | 0 | 0 | 0 | -2 | 0 | -2 | 0 | 0 | 1 |  | 0 | 0 | 0 | 0 | 0 | 0 | 0 | 185.643 | 0 | 0 | 0 | 0 | 317.073 | 0 | 251.113 | 0 | 0 | 1 | 0 | 0 | 0 | 0 | 0 | 0 | 0 | -2 | 0 | 0 | 0 | 0 | -2 | 0 | -1 | 0 | 0 | 1 |  | 1 | 1 | 1 | 1+ | 1 | 1 | 2+ | 2+ | 1 | 1
PG&E FRESNO | Lemoore | 70 | 0 | 0 | 0 | 0 | 0 | 0 | 0 | 0 | 0 | 0 | 0 | 0 | 0 | 0 | 0 | 0 | 0 | 0 | 0 | 0 |  | 0 | 0 | 0 | 0 | 0 | 0 | 0 | 0 | 0 | 0 | 0 | 0 | 21.05 | 0 | 21.05 | 0 | 0 | 1 | 0 | 0 | 0 | 0 | 0 | 0 | 0 | 0 | 0 | 0 | 0 | 0 | -2 | 0 | -2 | 0 | 0 | 1 |  | 0 | 0 | 0 | 0 | 0 | 0 | 0 | 0 | 0 | 0 | 0 | 0 | 0 | 0 | 0 | 0 | 0 | 0 | 0 | 0 | 0 | 0 | 0 | 0 | 0 | 0 | 0 | 0 | 0 | 0 | 0 | 0 | 0 | 0 | 0 | 0 |  | 0 | 0 | 0 | 0 | 0 | 0 | 0 | 0 | 0 | 0 | 0 | 0 | 21.05 | 0 | 21.05 | 0 | 0 | 1 | 0 | 0 | 0 | 0 | 0 | 0 | 0 | 0 | 0 | 0 | 0 | 0 | -2 | 0 | -2 | 0 | 0 | 1 |  | 0 | 0 | 0 | 0 | 0 | 0 | 0 | 0 | 0 | 0 | 0 | 0 | 21.05 | 0 | 21.05 | 0 | 0 | 1 | 0 | 0 | 0 | 0 | 0 | 0 | 0 | 0 | 0 | 0 | 0 | 0 | -2 | 0 | 0 | 0 | 0 | 1 |  | 1 | 1 | 1 | 1 | 1 | 1 | 2+ | 2+ | 1 | 1
PG&E KERN | Lerdo | 115 | 0 | 0 | 0 | 0 | 0 | 0 | 0 | 0 | 0 | 0 | 0 | 0 | 0 | 0 | 0 | 0 | 0 | 0 | 0 | 0 |  | 0 | 0 | 0 | 0 | 0 | 0 | 0 | 0 | 0 | 0 | 0 | 0 | 0 | 0 | 0 | 0 | 0 | 0 | 0 | 0 | 0 | 0 | 0 | 0 | 0 | 0 | 0 | 0 | 0 | 0 | 0 | 0 | 0 | 0 | 0 | 0 |  | 0 | 0 | 0 | 0 | 0 | 0 | 0 | 0 | 0 | 0 | 0 | 0 | 0 | 0 | 0 | 0 | 0 | 0 | 0 | 0 | 0 | 0 | 0 | 0 | 0 | 0 | 0 | 0 | 0 | 0 | 0 | 0 | 0 | 0 | 0 | 0 |  | 0 | 0 | 0 | 0 | 0 | 0 | 0 | 0 | 0 | 0 | 0 | 0 | 0 | 0 | 0 | 0 | 0 | 0 | 0 | 0 | 0 | 0 | 0 | 0 | 0 | 0 | 0 | 0 | 0 | 0 | 0 | 0 | 0 | 0 | 0 | 0 |  | 0 | 0 | 0 | 0 | 0 | 0 | 0 | 0 | 0 | 0 | 0 | 0 | 0 | 0 | 0 | 0 | 0 | 0 | 0 | 0 | 0 | 0 | 0 | 0 | 0 | 0 | 0 | 0 | 0 | 0 | 0 | 0 | 0 | 0 | 0 | 0 |  | 1 | 1 | 1 | 1 | 1 | 1 | 1 | 1 | 1 | 0
SCE Metro | Lewis | 230 | 0 | 0 | 0 | 0 | 0 | 0 | 0 | 0 | 0 | 0 | 0 | 0 | 0 | 0 | 0 | 0 | 0 | 0 | 0 | 0 |  | 0 | 0 | 0 | 0 | 0 | 0 | 0 | 0 | 0 | 0 | 0 | 0 | 0 | 0 | 0 | 0 | 0 | 0 | 0 | 0 | 0 | 0 | 0 | 0 | 0 | 0 | 0 | 0 | 0 | 0 | 0 | 0 | 0 | 0 | 0 | 0 |  | 0 | 0 | 0 | 0 | 0 | 0 | 0 | 0 | 0 | 0 | 0 | 0 | 0 | 0 | 0 | 0 | 0 | 0 | 0 | 0 | 0 | 0 | 0 | 0 | 0 | 0 | 0 | 0 | 0 | 0 | 0 | 0 | 0 | 0 | 0 | 0 |  | 0 | 0 | 0 | 0 | 0 | 0 | 0 | 0 | 0 | 0 | 0 | 0 | 0 | 0 | 0 | 0 | 0 | 0 | 0 | 0 | 0 | 0 | 0 | 0 | 0 | 0 | 0 | 0 | 0 | 0 | 0 | 0 | 0 | 0 | 0 | 0 |  | 0 | 0 | 0 | 0 | 0 | 0 | 0 | 0 | 0 | 0 | 0 | 0 | 0 | 0 | 0 | 0 | 0 | 0 | 0 | 0 | 0 | 0 | 0 | 0 | 0 | 0 | 0 | 0 | 0 | 0 | 0 | 0 | 0 | 0 | 0 | 0 |  | 1 | 1 | 1 | 1 | 1 | 1 | 1 | 1 | 1 | 0
SCE Metro | Lighthipe | 230 | 0 | 0 | 0 | 0 | 0 | 0 | 0 | 0 | 0 | 0 | 0 | 0 | 0 | 0 | 0 | 0 | 250 | 250 | 0 | 1 |  | 0 | 0 | 0 | 0 | 0 | 0 | 0 | 0 | 0 | 0 | 0 | 0 | 0 | 0 | 0 | 0 | 0 | 0 | 0 | 0 | 0 | 0 | 0 | 0 | 0 | 0 | 0 | 0 | 0 | 0 | 0 | 2 | 2 | 0 | 0 | 1 |  | 0 | 0 | 0 | 0 | 0 | 0 | 0 | 0 | 0 | 0 | 0.022 | 0 | 7.811 | 0 | 110 | 0 | 0 | 1 | 0 | 0 | 0 | 0 | 0 | 0 | 0 | 0 | 0 | 0 | -2 | 0 | -2 | 2 | 2 | 0 | 0 | 1 |  | 0 | 0 | 0 | 0 | 0 | 0 | 0 | 0 | 0 | 0 | 0.022 | 0 | 7.811 | 0 | 515.5148 | 0 | 0 | 1 | 0 | 0 | 0 | 0 | 0 | 0 | 0 | 0 | 0 | 0 | -2 | 0 | -2 | 2 | -2 | 0 | 0 | 1 |  | 0 | 0 | 0 | 0 | 0 | 0 | 0 | 0 | 0 | 0 | 0.022 | 0 | 8.81 | 0 | 719.2648 | 0 | 0 | 1 | 0 | 0 | 0 | 0 | 0 | 0 | 0 | 0 | 0 | 0 | -2 | 0 | -2 | 2 | -1 | 0 | 0 | 1 |  | 1 | 1 | 1 | 1 | 1 | 4+ | 4+ | 2- | 1 | 1
SDGE | Lilac | 69 | 0 | 0 | 0 | 0 | 0 | 0 | 0 | 0 | 0 | 0 | 0 | 0 | 0 | 0 | 0 | 0 | 0 | 0 | 0 | 0 |  | 0 | 0 | 0 | 0 | 0 | 0 | 0 | 0 | 0 | 0 | 0 | 0 | 0 | 0 | 0 | 0 | 0 | 0 | 0 | 0 | 0 | 0 | 0 | 0 | 0 | 0 | 0 | 0 | 0 | 0 | 0 | 0 | 0 | 0 | 0 | 0 |  | 0 | 0 | 0 | 0 | 0 | 0 | 0 | 0 | 0 | 0 | 0 | 0 | 0 | 0 | 0 | 0 | 0 | 0 | 0 | 0 | 0 | 0 | 0 | 0 | 0 | 0 | 0 | 0 | 0 | 0 | 0 | 0 | 0 | 0 | 0 | 0 |  | 0 | 0 | 0 | 0 | 0 | 0 | 0 | 0 | 0 | 0 | 0 | 0 | 0 | 0 | 0 | 0 | 0 | 0 | 0 | 0 | 0 | 0 | 0 | 0 | 0 | 0 | 0 | 0 | 0 | 0 | 0 | 0 | 0 | 0 | 0 | 0 |  | 0 | 0 | 0 | 0 | 0 | 0 | 0 | 0 | 0 | 0 | 0 | 0 | 0 | 0 | 0 | 0 | 0 | 0 | 0 | 0 | 0 | 0 | 0 | 0 | 0 | 0 | 0 | 0 | 0 | 0 | 0 | 0 | 0 | 0 | 0 | 0 |  | 1 | 1 | 1 | 1 | 1 | 1 | 1 | 1 | 1 | 0
PG&E NGBA | Lincoln | 115 | 0 | 0 | 0 | 0 | 0 | 0 | 0 | 0 | 0 | 0 | 0 | 0 | 0 | 0 | 0 | 0 | 0 | 0 | 0 | 0 |  | 0 | 0 | 0 | 0 | 0 | 0 | 0 | 0 | 0 | 0 | 0 | 0 | 0 | 0 | 0 | 0 | 0 | 0 | 0 | 0 | 0 | 0 | 0 | 0 | 0 | 0 | 0 | 0 | 0 | 0 | 0 | 0 | 0 | 0 | 0 | 0 |  | 0 | 0 | 0 | 0 | 0 | 0 | 0 | 0 | 0 | 0 | 0 | 0 | 0.6 | 0 | 0 | 0 | 0 | 1 | 0 | 0 | 0 | 0 | 0 | 0 | 0 | 0 | 0 | 0 | 0 | 0 | 0 | 0 | 0 | 0 | 0 | 0 |  | 0 | 0 | 0 | 0 | 0 | 0 | 0 | 0 | 0 | 0 | 0 | 0 | 0.6 | 0 | 0 | 0 | 0 | 1 | 0 | 0 | 0 | 0 | 0 | 0 | 0 | 0 | 0 | 0 | 0 | 0 | 0 | 0 | 0 | 0 | 0 | 0 |  | 0 | 0 | 0 | 0 | 0 | 0 | 0 | 0 | 0 | 0 | 0 | 0 | 0.6 | 0 | 0.996 | 0 | 0 | 1 | 0 | 0 | 0 | 0 | 0 | 0 | 0 | 0 | 0 | 0 | 0 | 0 | 0 | 0 | 0 | 0 | 0 | 0 |  | 1 | 1 | 1 | 1 | 1 | 1 | 1 | 1 | 1 | 0
PG&E KERN | Live Oak | 115 | 0 | 0 | 0 | 0 | 0 | 0 | 0 | 0 | 0 | 0 | 0 | 0 | 100 | 110 | 210 | 0 | 0 | 0 | 0 | 1 |  | 0 | 0 | 0 | 0 | 0 | 0 | 0 | 0 | 0 | 0 | 0 | 0 | 0 | 0 | 0 | 0 | 0 | 0 | 0 | 0 | 0 | 0 | 0 | 0 | 0 | 0 | 0 | 0 | 0 | 2 | 2 | 0 | 0 | 0 | 0 | 1 |  | 0 | 0 | 0 | 0 | 0 | 0 | 0 | 0 | 0 | 0 | 0 | 0 | 0 | 0 | 0 | 0 | 0 | 0 | 0 | 0 | 0 | 0 | 0 | 0 | 0 | 0 | 0 | 0 | 0 | 2 | 2 | 0 | 0 | 0 | 0 | 1 |  | 0 | 0 | 0 | 0 | 0 | 0 | 0 | 0 | 0 | 0 | 0 | 0 | 0 | 0 | 0 | 0 | 0 | 0 | 0 | 0 | 0 | 0 | 0 | 0 | 0 | 0 | 0 | 0 | 0 | 2 | 2 | 0 | 0 | 0 | 0 | 1 |  | 0 | 0 | 0 | 0 | 0 | 0 | 0 | 0 | 0 | 0 | 0 | 0 | 0 | 0 | 0 | 0 | 0 | 0 | 0 | 0 | 0 | 0 | 0 | 0 | 0 | 0 | 0 | 0 | 0 | 2 | 2 | 0 | 0 | 0 | 0 | 1 |  | 1 | 1 | 1 | 1 | 1 | 1 | 5- | 1 | 1 | 1
PG&E GBA | Llagas | 115 | 0 | 0 | 0 | 0 | 0 | 0 | 0 | 0 | 0 | 0 | 0 | 0 | 0 | 0 | 0 | 0 | 0 | 0 | 0 | 0 |  | 0 | 0 | 0 | 0 | 0 | 0 | 0 | 0 | 0 | 0 | 0 | 0 | 0 | 120 | 124.3 | 0 | 0 | 1 | 0 | 0 | 0 | 0 | 0 | 0 | 0 | 0 | 0 | 0 | 0 | 0 | 0 | -2 | -2 | 0 | 0 | 1 |  | 0 | 0 | 0 | 0 | 0 | 0 | 0 | 0 | 0 | 0 | 0 | 0 | 0 | 120 | 124.3 | 0 | 0 | 1 | 0 | 0 | 0 | 0 | 0 | 0 | 0 | 0 | 0 | 0 | 0 | 0 | 0 | -2 | -2 | 0 | 0 | 1 |  | 0 | 0 | 0 | 0 | 0 | 0 | 0 | 0 | 0 | 0 | 0 | 0 | 0 | 120 | 124.3 | 0 | 0 | 1 | 0 | 0 | 0 | 0 | 0 | 0 | 0 | 0 | 0 | 0 | 0 | 0 | 0 | -2 | -2 | 0 | 0 | 1 |  | 0 | 0 | 0 | 0 | 0 | 0 | 0 | 50.46 | 0 | 0 | 0 | 0 | 57.7944 | 120 | 174.76 | 0 | 0 | 1 | 0 | 0 | 0 | 0 | 0 | 0 | 0 | -2 | 0 | 0 | 0 | 0 | -2 | -2 | -2 | 0 | 0 | 1 |  | 1 | 1 | 1 | 1+ | 1 | 1 | 1+ | 4+ | 1 | 1
PG&E GBA | Lockeford | 115 | 0 | 0 | 0 | 0 | 0 | 0 | 0 | 0 | 0 | 0 | 0 | 0 | 0 | 0 | 0 | 0 | 0 | 0 | 0 | 0 |  | 0 | 0 | 0 | 0 | 0 | 0 | 0 | 0 | 0 | 0 | 0 | 0 | 0 | 0 | 0 | 0 | 0 | 0 | 0 | 0 | 0 | 0 | 0 | 0 | 0 | 0 | 0 | 0 | 0 | 0 | 0 | 0 | 0 | 0 | 0 | 0 |  | 0 | 0 | 0 | 0 | 0 | 0 | 0 | 0 | 0 | 0 | 0 | 0 | 0 | 0 | 0 | 0 | 0 | 0 | 0 | 0 | 0 | 0 | 0 | 0 | 0 | 0 | 0 | 0 | 0 | 0 | 0 | 0 | 0 | 0 | 0 | 0 |  | 0 | 0 | 0 | 0 | 0 | 0 | 0 | 0 | 0 | 0 | 0 | 0 | 0 | 0 | 0 | 0 | 0 | 0 | 0 | 0 | 0 | 0 | 0 | 0 | 0 | 0 | 0 | 0 | 0 | 0 | 0 | 0 | 0 | 0 | 0 | 0 |  | 0 | 0 | 0 | 0 | 0 | 0 | 0 | 308.4504 | 0 | 0 | 0 | 0 | 5 | 0 | 308.4504 | 0 | 0 | 1 | 0 | 0 | 0 | 0 | 0 | 0 | 0 | -2 | 0 | 0 | 0 | 0 | -2 | 0 | -1 | 0 | 0 | 1 |  | 1 | 1 | 1 | 1+ | 1 | 1 | 1+ | 1 | 1 | 1
PG&E GBA | Lockeford | 230 | 0 | 0 | 0 | 0 | 0 | 0 | 0 | 0 | 0 | 0 | 0 | 0 | 0 | 0 | 0 | 0 | 0 | 0 | 0 | 0 |  | 0 | 0 | 0 | 0 | 0 | 0 | 0 | 0 | 0 | 0 | 0 | 0 | 0 | 0 | 0 | 0 | 0 | 0 | 0 | 0 | 0 | 0 | 0 | 0 | 0 | 0 | 0 | 0 | 0 | 0 | 0 | 0 | 0 | 0 | 0 | 0 |  | 0 | 0 | 0 | 0 | 0 | 0 | 0 | 0 | 0 | 0 | 0 | 0 | 0 | 0 | 0 | 0 | 0 | 0 | 0 | 0 | 0 | 0 | 0 | 0 | 0 | 0 | 0 | 0 | 0 | 0 | 0 | 0 | 0 | 0 | 0 | 0 |  | 0 | 0 | 0 | 0 | 0 | 0 | 0 | 0 | 0 | 0 | 0 | 0 | 0 | 0 | 0 | 0 | 0 | 0 | 0 | 0 | 0 | 0 | 0 | 0 | 0 | 0 | 0 | 0 | 0 | 0 | 0 | 0 | 0 | 0 | 0 | 0 |  | 0 | 0 | 0 | 0 | 0 | 0 | 0 | 0 | 0 | 0 | 0 | 0 | 0 | 0 | 0 | 0 | 0 | 0 | 0 | 0 | 0 | 0 | 0 | 0 | 0 | 0 | 0 | 0 | 0 | 0 | 0 | 0 | 0 | 0 | 0 | 0 |  | 1 | 1 | 1 | 1 | 1 | 1 | 1 | 1 | 1 | 0
PG&E GBA | Lockeford | 60 | 0 | 0 | 0 | 0 | 0 | 0 | 0 | 0 | 0 | 0 | 0 | 0 | 0 | 0 | 0 | 0 | 0 | 0 | 0 | 0 |  | 0 | 0 | 0 | 0 | 0 | 0 | 0 | 0 | 0 | 0 | 0 | 0 | 0 | 0 | 0 | 0 | 0 | 0 | 0 | 0 | 0 | 0 | 0 | 0 | 0 | 0 | 0 | 0 | 0 | 0 | 0 | 0 | 0 | 0 | 0 | 0 |  | 0 | 0 | 0 | 0 | 0 | 0 | 0 | 0 | 0 | 0 | 0 | 0 | 0 | 0 | 0 | 0 | 0 | 0 | 0 | 0 | 0 | 0 | 0 | 0 | 0 | 0 | 0 | 0 | 0 | 0 | 0 | 0 | 0 | 0 | 0 | 0 |  | 0 | 0 | 0 | 0 | 0 | 0 | 0 | 0 | 0 | 0 | 0 | 0 | 0 | 0 | 0 | 0 | 0 | 0 | 0 | 0 | 0 | 0 | 0 | 0 | 0 | 0 | 0 | 0 | 0 | 0 | 0 | 0 | 0 | 0 | 0 | 0 |  | 0 | 0 | 0 | 0 | 0 | 0 | 0 | 0 | 0 | 0 | 0 | 0 | 14.8 | 0 | 0 | 0 | 0 | 1 | 0 | 0 | 0 | 0 | 0 | 0 | 0 | 0 | 0 | 0 | 0 | 0 | -2 | 0 | 0 | 0 | 0 | 1 |  | 1 | 1 | 1 | 1 | 1 | 1 | 1+ | 1 | 1 | 1
PG&E GBA | Lodi | 230 | 0 | 0 | 0 | 0 | 0 | 0 | 0 | 0 | 0 | 0 | 0 | 0 | 0 | 0 | 0 | 0 | 0 | 0 | 0 | 0 |  | 0 | 0 | 0 | 0 | 0 | 0 | 0 | 0 | 0 | 0 | 0 | 0 | 0 | 0 | 0 | 0 | 0 | 0 | 0 | 0 | 0 | 0 | 0 | 0 | 0 | 0 | 0 | 0 | 0 | 0 | 0 | 0 | 0 | 0 | 0 | 0 |  | 0 | 0 | 0 | 0 | 0 | 0 | 0 | 0 | 0 | 0 | 0 | 0 | 0 | 0 | 0 | 0 | 0 | 0 | 0 | 0 | 0 | 0 | 0 | 0 | 0 | 0 | 0 | 0 | 0 | 0 | 0 | 0 | 0 | 0 | 0 | 0 |  | 0 | 0 | 0 | 0 | 0 | 0 | 0 | 0 | 0 | 0 | 0 | 0 | 0 | 0 | 0 | 0 | 0 | 0 | 0 | 0 | 0 | 0 | 0 | 0 | 0 | 0 | 0 | 0 | 0 | 0 | 0 | 0 | 0 | 0 | 0 | 0 |  | 0 | 0 | 0 | 0 | 0 | 0 | 0 | 0 | 0 | 0 | 0 | 0 | 0 | 0 | 0 | 0 | 0 | 0 | 0 | 0 | 0 | 0 | 0 | 0 | 0 | 0 | 0 | 0 | 0 | 0 | 0 | 0 | 0 | 0 | 0 | 0 |  | 1 | 1 | 1 | 1 | 1 | 1 | 1 | 1 | 1 | 0
PG&E NGBA | Logan Creek | 230 | 0 | 0 | 0 | 0 | 0 | 0 | 0 | 0 | 0 | 0 | 0 | 0 | 0 | 0 | 0 | 0 | 0 | 0 | 0 | 0 |  | 0 | 0 | 0 | 0 | 0 | 0 | 0 | 0 | 0 | 0 | 0 | 0 | 0 | 0 | 0 | 0 | 0 | 0 | 0 | 0 | 0 | 0 | 0 | 0 | 0 | 0 | 0 | 0 | 0 | 0 | 0 | 0 | 0 | 0 | 0 | 0 |  | 0 | 0 | 0 | 0 | 0 | 0 | 0 | 0 | 0 | 0 | 0 | 0 | 0 | 0 | 0 | 0 | 0 | 0 | 0 | 0 | 0 | 0 | 0 | 0 | 0 | 0 | 0 | 0 | 0 | 0 | 0 | 0 | 0 | 0 | 0 | 0 |  | 0 | 0 | 0 | 0 | 0 | 0 | 0 | 0 | 0 | 0 | 0 | 0 | 0 | 0 | 0 | 0 | 0 | 0 | 0 | 0 | 0 | 0 | 0 | 0 | 0 | 0 | 0 | 0 | 0 | 0 | 0 | 0 | 0 | 0 | 0 | 0 |  | 0 | 0 | 0 | 0 | 0 | 0 | 0 | 0 | 0 | 0 | 0 | 0 | 9.076 | 0 | 0 | 0 | 0 | 1 | 0 | 0 | 0 | 0 | 0 | 0 | 0 | 0 | 0 | 0 | 0 | 0 | -2 | 0 | 0 | 0 | 0 | 1 |  | 1 | 1 | 1 | 1 | 1 | 1 | 1+ | 1 | 1 | 1
PG&E GBA | Lone Tree | 230 | 0 | 0 | 0 | 0 | 0 | 0 | 0 | 0 | 0 | 0 | 0 | 0 | 0 | 0 | 0 | 0 | 0 | 0 | 0 | 0 |  | 0 | 0 | 0 | 0 | 0 | 0 | 0 | 0 | 0 | 0 | 0 | 0 | 0 | 0 | 0 | 0 | 0 | 0 | 0 | 0 | 0 | 0 | 0 | 0 | 0 | 0 | 0 | 0 | 0 | 0 | 0 | 0 | 0 | 0 | 0 | 0 |  | 0 | 0 | 0 | 0 | 0 | 0 | 0 | 0 | 0 | 0 | 0 | 0 | 0 | 0 | 0 | 0 | 0 | 0 | 0 | 0 | 0 | 0 | 0 | 0 | 0 | 0 | 0 | 0 | 0 | 0 | 0 | 0 | 0 | 0 | 0 | 0 |  | 0 | 0 | 0 | 0 | 0 | 0 | 0 | 0 | 0 | 0 | 0 | 0 | 0 | 0 | 0 | 0 | 0 | 0 | 0 | 0 | 0 | 0 | 0 | 0 | 0 | 0 | 0 | 0 | 0 | 0 | 0 | 0 | 0 | 0 | 0 | 0 |  | 0 | 0 | 0 | 0 | 0 | 0 | 0 | 0 | 0 | 0 | 0 | 0 | 0 | 0 | 0 | 0 | 0 | 0 | 0 | 0 | 0 | 0 | 0 | 0 | 0 | 0 | 0 | 0 | 0 | 0 | 0 | 0 | 0 | 0 | 0 | 0 |  | 1 | 1 | 1 | 1 | 1 | 1 | 1 | 1 | 1 | 0
PG&E FRESNO | Los Banos | 230 | 10 | 0 | 0 | 0 | 0 | 0 | 0 | 0 | 0 | 0 | 0 | 0 | 0 | 0 | 0 | 0 | 540 | 540 | 0 | 1 |  | 0 | 0 | 0 | 0 | 0 | 3.6 | 0 | 0 | 0 | 0 | 0 | 0 | 205 | 74.94 | 254.94 | 0 | 0 | 1 | 2 | 2 | 0 | 0 | 0 | -2 | 0 | 0 | 0 | 0 | 0 | 0 | -2 | 2 | 2 | 0 | 0 | 1 |  | 0 | 0 | 0 | 0 | 0 | 0 | 0 | 0 | 0 | 0 | 0 | 0 | 512 | 374.94 | 561.94 | 0 | 0 | 1 | 2 | 2 | 0 | 0 | 0 | 0 | 0 | 0 | 0 | 0 | 0 | 0 | -2 | 2 | 0 | 0 | 0 | 1 |  | 0 | 0 | 0 | 0 | 0 | 0 | 0 | 0 | 0 | 0 | 0 | 0 | 512 | 474.94 | 661.94 | 0 | 0 | 1 | 2 | 2 | 0 | 0 | 0 | 0 | 0 | 0 | 0 | 0 | 0 | 0 | -2 | 1 | -1 | 0 | 0 | 1 |  | 0 | 0 | 0 | 0 | 0 | 0 | 0 | 0 | 0 | 0 | 0 | 0 | 522 | 474.94 | 661.94 | 0 | 0 | 1 | 2 | 2 | 0 | 0 | 0 | 0 | 0 | 0 | 0 | 0 | 0 | 0 | -2 | 1 | -1 | 0 | 0 | 1 |  | 5- | 1 | 1 | 1 | 1 | 1 | 4+ | 2+ | 1 | 1
PG&E FRESNO | Los Banos | 500 | 0 | 0 | 0 | 0 | 0 | 0 | 0 | 0 | 0 | 0 | 0 | 0 | 110 | 0 | 110 | 0 | 0 | 0 | 0 | 1 |  | 0 | 0 | 0 | 0 | 0 | 0 | 0 | 0 | 0 | 0 | 0 | 0 | 0 | 0 | 0 | 0 | 0 | 0 | 0 | 0 | 0 | 0 | 0 | 0 | 0 | 0 | 0 | 0 | 0 | 2 | 2 | 0 | 0 | 0 | 0 | 1 |  | 0 | 0 | 0 | 0 | 0 | 0 | 0 | 0 | 0 | 0 | 0 | 0 | 1176.1 | 1150 | 1176.1 | 0 | 0 | 1 | 0 | 0 | 0 | 0 | 0 | 0 | 0 | 0 | 0 | 0 | 0 | 2 | -2 | -2 | -2 | 0 | 0 | 1 |  | 0 | 0 | 0 | 0 | 0 | 0 | 0 | 0 | 0 | 0 | 0 | 0 | 1176.1 | 1150 | 1176.1 | 0 | 0 | 1 | 0 | 0 | 0 | 0 | 0 | 0 | 0 | 0 | 0 | 0 | 0 | 2 | -2 | -2 | -2 | 0 | 0 | 1 |  | 0 | 0 | 0 | 0 | 0 | 0 | 0 | 1982.594 | 0 | 0 | 0 | 0 | 1798.06 | 1150 | 3158.694 | 0 | 0 | 1 | 0 | 0 | 0 | 0 | 0 | 0 | 0 | -2 | 0 | 0 | 0 | 2 | -2 | -2 | -2 | 0 | 0 | 1 |  | 1 | 1 | 1 | 1+ | 1 | 1 | 4+ | 4+ | 1 | 1
SDGE | Los Coches | 138 | 0 | 0 | 0 | 0 | 0 | 0 | 0 | 0 | 0 | 0 | 0 | 0 | 0 | 0 | 0 | 0 | 0 | 0 | 0 | 0 |  | 0 | 0 | 0 | 0 | 0 | 0 | 0 | 0 | 0 | 0 | 0 | 0 | 0 | 0 | 0 | 0 | 0 | 0 | 0 | 0 | 0 | 0 | 0 | 0 | 0 | 0 | 0 | 0 | 0 | 0 | 0 | 0 | 0 | 0 | 0 | 0 |  | 0 | 0 | 0 | 0 | 0 | 0 | 0 | 0 | 0 | 0 | 0 | 0 | 0 | 0 | 0 | 0 | 0 | 0 | 0 | 0 | 0 | 0 | 0 | 0 | 0 | 0 | 0 | 0 | 0 | 0 | 0 | 0 | 0 | 0 | 0 | 0 |  | 0 | 0 | 0 | 0 | 0 | 0 | 0 | 0 | 0 | 0 | 0 | 0 | 0 | 0 | 0 | 0 | 0 | 0 | 0 | 0 | 0 | 0 | 0 | 0 | 0 | 0 | 0 | 0 | 0 | 0 | 0 | 0 | 0 | 0 | 0 | 0 |  | 0 | 0 | 0 | 0 | 0 | 2.8 | 0 | 0 | 0 | 0 | 0 | 0 | 0 | 0 | 0 | 0 | 0 | 1 | 0 | 0 | 0 | 0 | 0 | -2 | 0 | 0 | 0 | 0 | 0 | 0 | 0 | 0 | 0 | 0 | 0 | 1 |  | 1 | 1 | 1+ | 1 | 1 | 1 | 1 | 1 | 1 | 1
SDGE | Los Coches | 69 | 0 | 0 | 0 | 0 | 0 | 0 | 0 | 0 | 0 | 0 | 0 | 0 | 0 | 0 | 0 | 0 | 0 | 0 | 0 | 0 |  | 0 | 0 | 0 | 0 | 0 | 0 | 0 | 0 | 0 | 0 | 0 | 0 | 0 | 0 | 0 | 0 | 0 | 0 | 0 | 0 | 0 | 0 | 0 | 0 | 0 | 0 | 0 | 0 | 0 | 0 | 0 | 0 | 0 | 0 | 0 | 0 |  | 0 | 0 | 0 | 0 | 0 | 0 | 0 | 0 | 0 | 0 | 0 | 0 | 0 | 0 | 0 | 0 | 0 | 0 | 0 | 0 | 0 | 0 | 0 | 0 | 0 | 0 | 0 | 0 | 0 | 0 | 0 | 0 | 0 | 0 | 0 | 0 |  | 0 | 0 | 0 | 0 | 0 | 0 | 0 | 0 | 0 | 0 | 0 | 0 | 0 | 0 | 0 | 0 | 0 | 0 | 0 | 0 | 0 | 0 | 0 | 0 | 0 | 0 | 0 | 0 | 0 | 0 | 0 | 0 | 0 | 0 | 0 | 0 |  | 0 | 0 | 0 | 0 | 0 | 0 | 0 | 0 | 0 | 0 | 0 | 0 | 0 | 0 | 0 | 0 | 0 | 0 | 0 | 0 | 0 | 0 | 0 | 0 | 0 | 0 | 0 | 0 | 0 | 0 | 0 | 0 | 0 | 0 | 0 | 0 |  | 1 | 1 | 1 | 1 | 1 | 1 | 1 | 1 | 1 | 0
PG&E GBA | Los Esteros | 115 | 0 | 0 | 0 | 0 | 0 | 0 | 0 | 0 | 0 | 0 | 0 | 0 | 0 | 0 | 0 | 0 | 0 | 0 | 0 | 0 |  | 0 | 0 | 0 | 0 | 0 | 0 | 0 | 0 | 0 | 0 | 0 | 0 | 0 | 3 | 3 | 0 | 0 | 1 | 0 | 0 | 0 | 0 | 0 | 0 | 0 | 0 | 0 | 0 | 0 | 0 | 0 | -2 | -2 | 0 | 0 | 1 |  | 0 | 0 | 0 | 0 | 0 | 0 | 0 | 0 | 0 | 0 | 0 | 0 | 0 | 0 | 0 | 0 | 0 | 0 | 0 | 0 | 0 | 0 | 0 | 0 | 0 | 0 | 0 | 0 | 0 | 0 | 0 | 0 | 0 | 0 | 0 | 0 |  | 0 | 0 | 0 | 0 | 0 | 0 | 0 | 0 | 0 | 0 | 0 | 0 | 0 | 3 | 3 | 0 | 0 | 1 | 0 | 0 | 0 | 0 | 0 | 0 | 0 | 0 | 0 | 0 | 0 | 0 | 0 | 0 | 0 | 0 | 0 | 0 |  | 0 | 0 | 0 | 0 | 0 | 0 | 0 | 307.62 | 0 | 0 | 0 | 0 | 7 | 3 | 310.62 | 0 | 0 | 1 | 0 | 0 | 0 | 0 | 0 | 0 | 0 | -2 | 0 | 0 | 0 | 0 | -2 | 0 | -1 | 0 | 0 | 1 |  | 1 | 1 | 1 | 1+ | 1 | 1 | 1+ | 1 | 1 | 1
PG&E GBA | Los Esteros | 230 | 0 | 0 | 0 | 0 | 0 | 0 | 0 | 0 | 0 | 0 | 0 | 0 | 0 | 0 | 0 | 0 | 0 | 0 | 0 | 0 |  | 0 | 0 | 0 | 0 | 0 | 0 | 0 | 0 | 0 | 0 | 0 | 0 | 0 | 200 | 200 | 0 | 0 | 1 | 0 | 0 | 0 | 0 | 0 | 0 | 0 | 0 | 0 | 0 | 0 | 0 | 0 | -2 | -2 | 0 | 0 | 1 |  | 0 | 0 | 0 | 0 | 0 | 0 | 0 | 0 | 0 | 0 | 0 | 0 | 0 | 200 | 200 | 0 | 0 | 1 | 0 | 0 | 0 | 0 | 0 | 0 | 0 | 0 | 0 | 0 | 0 | 0 | 0 | -2 | -2 | 0 | 0 | 1 |  | 0 | 0 | 0 | 0 | 0 | 0 | 0 | 0 | 0 | 0 | 0 | 0 | 0 | 200 | 200 | 0 | 0 | 1 | 0 | 0 | 0 | 0 | 0 | 0 | 0 | 0 | 0 | 0 | 0 | 0 | 0 | -2 | -2 | 0 | 0 | 1 |  | 0 | 0 | 0 | 0 | 0 | 0 | 0 | 0 | 0 | 0 | 0 | 0 | 0 | 200 | 200 | 0 | 0 | 1 | 0 | 0 | 0 | 0 | 0 | 0 | 0 | 0 | 0 | 0 | 0 | 0 | 0 | -2 | -2 | 0 | 0 | 1 |  | 1 | 1 | 1 | 1 | 1 | 1 | 1 | 4+ | 1 | 1
PG&E GBA | Los Positas | 230 | 0 | 0 | 0 | 0 | 0 | 0 | 0 | 0 | 0 | 0 | 0 | 0 | 0 | 0 | 0 | 0 | 0 | 0 | 0 | 0 |  | 0 | 0 | 0 | 0 | 0 | 0 | 0 | 0 | 0 | 0 | 0 | 0 | 0 | 0 | 0 | 0 | 0 | 0 | 0 | 0 | 0 | 0 | 0 | 0 | 0 | 0 | 0 | 0 | 0 | 0 | 0 | 0 | 0 | 0 | 0 | 0 |  | 0 | 0 | 0 | 0 | 0 | 0 | 0 | 0 | 0 | 0 | 0 | 0 | 0 | 0 | 0 | 0 | 0 | 0 | 0 | 0 | 0 | 0 | 0 | 0 | 0 | 0 | 0 | 0 | 0 | 0 | 0 | 0 | 0 | 0 | 0 | 0 |  | 0 | 0 | 0 | 0 | 0 | 0 | 0 | 0 | 0 | 0 | 0 | 0 | 0 | 0 | 0 | 0 | 0 | 0 | 0 | 0 | 0 | 0 | 0 | 0 | 0 | 0 | 0 | 0 | 0 | 0 | 0 | 0 | 0 | 0 | 0 | 0 |  | 0 | 0 | 0 | 0 | 0 | 0 | 0 | 0 | 0 | 0 | 0 | 0 | 0 | 0 | 0 | 0 | 0 | 0 | 0 | 0 | 0 | 0 | 0 | 0 | 0 | 0 | 0 | 0 | 0 | 0 | 0 | 0 | 0 | 0 | 0 | 0 |  | 1 | 1 | 1 | 1 | 1 | 1 | 1 | 1 | 1 | 0
PG&E GBA | Los Positas | 60 | 0 | 0 | 0 | 0 | 0 | 0 | 0 | 0 | 0 | 0 | 0 | 0 | 0 | 0 | 0 | 0 | 0 | 0 | 0 | 0 |  | 0 | 0 | 0 | 0 | 0 | 0 | 0 | 0 | 0 | 0 | 0 | 0 | 0 | 0 | 0 | 0 | 0 | 0 | 0 | 0 | 0 | 0 | 0 | 0 | 0 | 0 | 0 | 0 | 0 | 0 | 0 | 0 | 0 | 0 | 0 | 0 |  | 0 | 0 | 0 | 0 | 0 | 0 | 0 | 0 | 0 | 0 | 0 | 0 | 0 | 0 | 0 | 0 | 0 | 0 | 0 | 0 | 0 | 0 | 0 | 0 | 0 | 0 | 0 | 0 | 0 | 0 | 0 | 0 | 0 | 0 | 0 | 0 |  | 0 | 0 | 0 | 0 | 0 | 0 | 0 | 0 | 0 | 0 | 0 | 0 | 0 | 0 | 0 | 0 | 0 | 0 | 0 | 0 | 0 | 0 | 0 | 0 | 0 | 0 | 0 | 0 | 0 | 0 | 0 | 0 | 0 | 0 | 0 | 0 |  | 0 | 0 | 0 | 0 | 0 | 0 | 0 | 0 | 0 | 0 | 0 | 0 | 0 | 0 | 0 | 0 | 0 | 0 | 0 | 0 | 0 | 0 | 0 | 0 | 0 | 0 | 0 | 0 | 0 | 0 | 0 | 0 | 0 | 0 | 0 | 0 |  | 1 | 1 | 1 | 1 | 1 | 1 | 1 | 1 | 1 | 0
SDGE | Loveland | 69 | 0 | 0 | 0 | 0 | 0 | 0 | 0 | 0 | 0 | 0 | 0 | 0 | 0 | 0 | 0 | 0 | 0 | 0 | 0 | 0 |  | 0 | 0 | 0 | 0 | 0 | 0 | 0 | 0 | 0 | 0 | 0 | 0 | 0 | 0 | 0 | 0 | 0 | 0 | 0 | 0 | 0 | 0 | 0 | 0 | 0 | 0 | 0 | 0 | 0 | 0 | 0 | 0 | 0 | 0 | 0 | 0 |  | 0 | 0 | 0 | 0 | 0 | 0 | 0 | 0 | 0 | 0 | 0 | 0 | 0 | 0 | 0 | 0 | 0 | 0 | 0 | 0 | 0 | 0 | 0 | 0 | 0 | 0 | 0 | 0 | 0 | 0 | 0 | 0 | 0 | 0 | 0 | 0 |  | 0 | 0 | 0 | 0 | 0 | 0 | 0 | 0 | 0 | 0 | 0 | 0 | 0 | 0 | 0 | 0 | 0 | 0 | 0 | 0 | 0 | 0 | 0 | 0 | 0 | 0 | 0 | 0 | 0 | 0 | 0 | 0 | 0 | 0 | 0 | 0 |  | 0 | 0 | 0 | 0 | 0 | 0 | 0 | 0 | 0 | 0 | 0 | 0 | 0 | 0 | 0 | 0 | 0 | 0 | 0 | 0 | 0 | 0 | 0 | 0 | 0 | 0 | 0 | 0 | 0 | 0 | 0 | 0 | 0 | 0 | 0 | 0 |  | 1 | 1 | 1 | 1 | 1 | 1 | 1 | 1 | 1 | 0
SCE NOL | Lugo | 230 | 0 | 0 | 0 | 0 | 0 | 0 | 0 | 0 | 0 | 0 | 0 | 0 | 0 | 0 | 0 | 150 | 0 | 150 | 286 | 1 |  | 0 | 0 | 0 | 0 | 0 | 0 | 0 | 0 | 0 | 0 | 0 | 0 | 0 | 0 | 0 | 0 | 0 | 0 | 0 | 0 | 0 | 0 | 0 | 0 | 0 | 0 | 0 | 0 | 0 | 0 | 0 | 2 | 2 | 2 | 2 | 1 |  | 0 | 0 | 0 | 0 | 0 | 0 | 0 | 0 | 0 | 0 | 0 | 0 | 0 | 0 | 0 | 0 | 0 | 0 | 0 | 0 | 0 | 0 | 0 | 0 | 0 | 0 | 0 | 0 | 0 | 0 | 0 | 2 | 2 | 2 | 2 | 1 |  | 0 | 0 | 0 | 0 | 0 | 0 | 0 | 0 | 0 | 0 | 0 | 0 | 0 | 0 | 0 | 0 | 0 | 0 | 0 | 0 | 0 | 0 | 0 | 0 | 0 | 0 | 0 | 0 | 0 | 0 | 0 | 2 | 2 | 2 | 2 | 1 |  | 0 | 0 | 0 | 0 | 0 | 480 | 0 | 480 | 0 | 0 | 0 | 0 | 100 | 0 | 0 | 0 | 0 | 1 | 0 | 0 | 0 | 0 | 0 | -2 | 0 | -2 | 0 | 0 | 0 | 0 | -2 | 2 | 2 | 2 | 2 | 1 |  | 1 | 1 | 1+ | 1+ | 1 | 1 | 1+ | 5- | 5- | 1
SCE Metro | Lugo | 500 | 0 | 0 | 0 | 0 | 0 | 0 | 0 | 0 | 0 | 0 | 0 | 0 | 0 | 0 | 0 | 0 | 150 | 150 | 0 | 1 |  | 0 | 0 | 0 | 0 | 0 | 0 | 0 | 0 | 0 | 0 | 0 | 0 | 0 | 0 | 0 | 0 | 0 | 0 | 0 | 0 | 0 | 0 | 0 | 0 | 0 | 0 | 0 | 0 | 0 | 0 | 0 | 2 | 2 | 0 | 0 | 1 |  | 0 | 0 | 0 | 0 | 0 | 0 | 0 | 0 | 0 | 0 | 0 | 0 | 0 | 0 | 0 | 0 | 0 | 0 | 0 | 0 | 0 | 0 | 0 | 0 | 0 | 0 | 0 | 0 | 0 | 0 | 0 | 2 | 2 | 0 | 0 | 1 |  | 0 | 0 | 0 | 0 | 0 | 0 | 0 | 0 | 0 | 0 | 0 | 0 | 0 | 500 | 512.58 | 0 | 0 | 1 | 0 | 0 | 0 | 0 | 0 | 0 | 0 | 0 | 0 | 0 | 0 | 0 | 0 | -2 | -2 | 0 | 0 | 1 |  | 0 | 0 | 0 | 0 | 0 | 0 | 0 | 5344.8787 | 0 | 0 | 0 | 0 | 0 | 500 | 5857.4587 | 0 | 516.8 | 1 | 0 | 0 | 0 | 0 | 0 | 0 | 0 | -2 | 0 | 0 | 0 | 0 | 0 | -2 | -2 | 0 | -2 | 1 |  | 1 | 1 | 1 | 1+ | 1 | 1 | 1 | 4+ | 1+ | 1
PG&E FRESNO | Madera | 70 | 0 | 0 | 0 | 0 | 0 | 0 | 0 | 0 | 0 | 0 | 0 | 0 | 0 | 0 | 0 | 0 | 0 | 0 | 0 | 0 |  | 0 | 0 | 0 | 0 | 0 | 0 | 0 | 0 | 0 | 0 | 0 | 0 | 0 | 0 | 0 | 0 | 0 | 0 | 0 | 0 | 0 | 0 | 0 | 0 | 0 | 0 | 0 | 0 | 0 | 0 | 0 | 0 | 0 | 0 | 0 | 0 |  | 0 | 0 | 0 | 0 | 0 | 0 | 0 | 0 | 0 | 0 | 0 | 0 | 0 | 0 | 0 | 0 | 0 | 0 | 0 | 0 | 0 | 0 | 0 | 0 | 0 | 0 | 0 | 0 | 0 | 0 | 0 | 0 | 0 | 0 | 0 | 0 |  | 0 | 0 | 0 | 0 | 0 | 0 | 0 | 0 | 0 | 0 | 0 | 0 | 0 | 0 | 0 | 0 | 0 | 0 | 0 | 0 | 0 | 0 | 0 | 0 | 0 | 0 | 0 | 0 | 0 | 0 | 0 | 0 | 0 | 0 | 0 | 0 |  | 0 | 0 | 0 | 0 | 0 | 0 | 0 | 0 | 0 | 0 | 0 | 0 | 0 | 0 | 0 | 0 | 0 | 0 | 0 | 0 | 0 | 0 | 0 | 0 | 0 | 0 | 0 | 0 | 0 | 0 | 0 | 0 | 0 | 0 | 0 | 0 |  | 1 | 1 | 1 | 1 | 1 | 1 | 1 | 1 | 1 | 0
PG&E NGBA | Madison | 115 | 0 | 0 | 0 | 95 | 95 | 0 | 0 | 0 | 0 | 0 | 0 | 0 | 0 | 110 | 110 | 0 | 0 | 0 | 0 | 1 |  | 0 | 0 | 0 | 0 | 0 | 0 | 0 | 0 | 0 | 0 | 0 | 0 | 0 | 0 | 0 | 0 | 0 | 0 | 0 | 0 | 0 | 0 | 0 | 2 | 0 | 0 | 0 | 0 | 0 | 0 | 2 | 0 | 0 | 0 | 0 | 1 |  | 0 | 0 | 0 | 0 | 0 | 0 | 0 | 0 | 0 | 0 | 0 | 0 | 0 | 0 | 0 | 0 | 0 | 0 | 0 | 0 | 0 | 0 | 0 | 2 | 0 | 0 | 0 | 0 | 0 | 0 | 2 | 0 | 0 | 0 | 0 | 1 |  | 0 | 0 | 0 | 0 | 0 | 0 | 0 | 0 | 0 | 0 | 0 | 0 | 0 | 0 | 0 | 0 | 0 | 0 | 0 | 0 | 0 | 0 | 0 | 2 | 0 | 0 | 0 | 0 | 0 | 0 | 2 | 0 | 0 | 0 | 0 | 1 |  | 0 | 0 | 0 | 0 | 0 | 0 | 0 | 0 | 0 | 0 | 0 | 0 | 0 | 0 | 0 | 0 | 0 | 0 | 0 | 0 | 0 | 0 | 0 | 2 | 0 | 0 | 0 | 0 | 0 | 0 | 2 | 0 | 0 | 0 | 0 | 1 |  | 1 | 1 | 5- | 1 | 1 | 1 | 5- | 1 | 1 | 1
PG&E KERN | Magunden | 115 | 0 | 0 | 0 | 0 | 0 | 0 | 0 | 0 | 0 | 0 | 0 | 0 | 105 | 115 | 220 | 0 | 0 | 0 | 0 | 1 |  | 0 | 0 | 0 | 0 | 0 | 0 | 0 | 0 | 0 | 0 | 0 | 0 | 0 | 0 | 0 | 0 | 0 | 0 | 0 | 0 | 0 | 0 | 0 | 0 | 0 | 0 | 0 | 0 | 0 | 2 | 2 | 0 | 0 | 0 | 0 | 1 |  | 0 | 0 | 0 | 0 | 0 | 0 | 0 | 0 | 0 | 0 | 0 | 0 | 0 | 0 | 0 | 0 | 0 | 0 | 0 | 0 | 0 | 0 | 0 | 0 | 0 | 0 | 0 | 0 | 0 | 2 | 2 | 0 | 0 | 0 | 0 | 1 |  | 0 | 0 | 0 | 0 | 0 | 0 | 0 | 0 | 0 | 0 | 0 | 0 | 0 | 0 | 0 | 0 | 0 | 0 | 0 | 0 | 0 | 0 | 0 | 0 | 0 | 0 | 0 | 0 | 0 | 2 | 2 | 0 | 0 | 0 | 0 | 1 |  | 0 | 0 | 0 | 0 | 0 | 0 | 0 | 0 | 0 | 0 | 0 | 0 | 0 | 0 | 0 | 0 | 0 | 0 | 0 | 0 | 0 | 0 | 0 | 0 | 0 | 0 | 0 | 0 | 0 | 2 | 2 | 0 | 0 | 0 | 0 | 1 |  | 1 | 1 | 1 | 1 | 1 | 1 | 5- | 1 | 1 | 1
SCE Northern | Magunden | 230 | 0 | 0 | 0 | 0 | 0 | 0 | 0 | 0 | 0 | 0 | 0 | 0 | 0 | 0 | 0 | 0 | 0 | 0 | 0 | 0 |  | 0 | 0 | 0 | 0 | 0 | 0 | 0 | 0 | 0 | 0 | 0 | 0 | 0 | 0 | 0 | 0 | 0 | 0 | 0 | 0 | 0 | 0 | 0 | 0 | 0 | 0 | 0 | 0 | 0 | 0 | 0 | 0 | 0 | 0 | 0 | 0 |  | 0 | 0 | 0 | 0 | 0 | 0 | 0 | 0 | 0 | 0 | 0 | 0 | 0 | 0 | 0 | 0 | 0 | 0 | 0 | 0 | 0 | 0 | 0 | 0 | 0 | 0 | 0 | 0 | 0 | 0 | 0 | 0 | 0 | 0 | 0 | 0 |  | 0 | 0 | 0 | 0 | 0 | 0 | 0 | 0 | 0 | 0 | 0 | 0 | 0 | 0 | 0 | 0 | 0 | 0 | 0 | 0 | 0 | 0 | 0 | 0 | 0 | 0 | 0 | 0 | 0 | 0 | 0 | 0 | 0 | 0 | 0 | 0 |  | 0 | 0 | 0 | 0 | 0 | 0 | 0 | 0 | 0 | 0 | 0 | 0 | 0 | 0 | 0 | 0 | 0 | 0 | 0 | 0 | 0 | 0 | 0 | 0 | 0 | 0 | 0 | 0 | 0 | 0 | 0 | 0 | 0 | 0 | 0 | 0 |  | 1 | 1 | 1 | 1 | 1 | 1 | 1 | 1 | 1 | 0
PG&E FRESNO | Malaga | 115 | 0 | 0 | 0 | 0 | 0 | 0 | 0 | 0 | 0 | 0 | 0 | 0 | 0 | 0 | 0 | 0 | 0 | 0 | 0 | 0 |  | 0 | 0 | 0 | 0 | 0 | 0 | 0 | 0 | 0 | 0 | 0 | 0 | 0 | 0 | 0 | 0 | 0 | 0 | 0 | 0 | 0 | 0 | 0 | 0 | 0 | 0 | 0 | 0 | 0 | 0 | 0 | 0 | 0 | 0 | 0 | 0 |  | 0 | 0 | 0 | 0 | 0 | 0 | 0 | 0 | 0 | 0 | 0 | 0 | 4.494 | 0 | 0 | 0 | 0 | 1 | 0 | 0 | 0 | 0 | 0 | 0 | 0 | 0 | 0 | 0 | 0 | 0 | -2 | 0 | 0 | 0 | 0 | 1 |  | 0 | 0 | 0 | 0 | 0 | 0 | 0 | 0 | 0 | 0 | 0 | 0 | 4.494 | 0 | 0 | 0 | 0 | 1 | 0 | 0 | 0 | 0 | 0 | 0 | 0 | 0 | 0 | 0 | 0 | 0 | -2 | 0 | 0 | 0 | 0 | 1 |  | 0 | 0 | 0 | 0 | 0 | 0 | 0 | 0 | 0 | 0 | 0 | 0 | 4.494 | 0 | 0 | 0 | 0 | 1 | 0 | 0 | 0 | 0 | 0 | 0 | 0 | 0 | 0 | 0 | 0 | 0 | -2 | 0 | 0 | 0 | 0 | 1 |  | 1 | 1 | 1 | 1 | 1 | 1 | 4+ | 1 | 1 | 1
PG&E NGBA | Malin | 500 | 1590 | 0 | 0 | 0 | 0 | 0 | 0 | 0 | 0 | 0 | 0 | 0 | 0 | 0 | 0 | 0 | 0 | 0 | 0 | 1 |  | 0 | 0 | 0 | 0 | 0 | 0 | 0 | 0 | 0 | 0 | 0 | 0 | 0 | 0 | 0 | 0 | 0 | 0 | 2 | 2 | 0 | 0 | 0 | 0 | 0 | 0 | 0 | 0 | 0 | 0 | 0 | 0 | 0 | 0 | 0 | 1 |  | 0 | 0 | 0 | 0 | 0 | 0 | 0 | 0 | 0 | 0 | 0 | 0 | 0 | 0 | 0 | 0 | 0 | 0 | 2 | 2 | 0 | 0 | 0 | 0 | 0 | 0 | 0 | 0 | 0 | 0 | 0 | 0 | 0 | 0 | 0 | 1 |  | 0 | 0 | 0 | 0 | 0 | 0 | 0 | 0 | 0 | 0 | 0 | 0 | 0 | 0 | 0 | 0 | 0 | 0 | 2 | 2 | 0 | 0 | 0 | 0 | 0 | 0 | 0 | 0 | 0 | 0 | 0 | 0 | 0 | 0 | 0 | 1 |  | 0 | 0 | 0 | 0 | 0 | 0 | 0 | 0 | 0 | 0 | 0 | 0 | 0 | 0 | 0 | 0 | 415 | 1 | 2 | 2 | 0 | 0 | 0 | 0 | 0 | 0 | 0 | 0 | 0 | 0 | 0 | 0 | 0 | 0 | -2 | 1 |  | 5- | 1 | 1 | 1 | 1 | 1 | 1 | 1 | 1+ | 1
SCE Northern | Mandalay | 230 | 0 | 0 | 0 | 0 | 0 | 0 | 0 | 0 | 0 | 0 | 0 | 0 | 0 | 0 | 0 | 0 | 0 | 0 | 0 | 0 |  | 0 | 0 | 0 | 0 | 0 | 0 | 0 | 0 | 0 | 0 | 0 | 0 | 0 | 400 | 409 | 0 | 0 | 1 | 0 | 0 | 0 | 0 | 0 | 0 | 0 | 0 | 0 | 0 | 0 | 0 | 0 | -2 | -2 | 0 | 0 | 1 |  | 0 | 0 | 0 | 0 | 0 | 0 | 0 | 0 | 0 | 0 | 0 | 0 | 0 | 0 | 0 | 0 | 0 | 0 | 0 | 0 | 0 | 0 | 0 | 0 | 0 | 0 | 0 | 0 | 0 | 0 | 0 | 0 | 0 | 0 | 0 | 0 |  | 0 | 0 | 0 | 0 | 0 | 0 | 0 | 0 | 0 | 0 | 0 | 0 | 0 | 400 | 409 | 0 | 0 | 1 | 0 | 0 | 0 | 0 | 0 | 0 | 0 | 0 | 0 | 0 | 0 | 0 | 0 | -2 | -2 | 0 | 0 | 1 |  | 0 | 0 | 0 | 0 | 0 | 0 | 0 | 0 | 0 | 0 | 0 | 0 | 0 | 400 | 409 | 0 | 0 | 1 | 0 | 0 | 0 | 0 | 0 | 0 | 0 | 0 | 0 | 0 | 0 | 0 | 0 | -2 | -2 | 0 | 0 | 1 |  | 1 | 1 | 1 | 1 | 1 | 1 | 1 | 4+ | 1 | 1
PG&E FRESNO | Manning | 230 | 0 | 0 | 0 | 0 | 0 | 0 | 0 | 0 | 0 | 0 | 0 | 0 | 100 | 0 | 100 | 0 | 0 | 0 | 0 | 1 |  | 0 | 0 | 0 | 0 | 0 | 0 | 0 | 0 | 0 | 0 | 0 | 0 | 0 | 0 | 0 | 0 | 0 | 0 | 0 | 0 | 0 | 0 | 0 | 0 | 0 | 0 | 0 | 0 | 0 | 2 | 2 | 0 | 0 | 0 | 0 | 1 |  | 0 | 0 | 0 | 0 | 0 | 0 | 0 | 0 | 0 | 0 | 0 | 0 | 0 | 0 | 0 | 0 | 0 | 0 | 0 | 0 | 0 | 0 | 0 | 0 | 0 | 0 | 0 | 0 | 0 | 2 | 2 | 0 | 0 | 0 | 0 | 1 |  | 0 | 0 | 0 | 0 | 0 | 0 | 0 | 0 | 0 | 0 | 0 | 0 | 0 | 0 | 0 | 0 | 0 | 0 | 0 | 0 | 0 | 0 | 0 | 0 | 0 | 0 | 0 | 0 | 0 | 2 | 2 | 0 | 0 | 0 | 0 | 1 |  | 0 | 0 | 0 | 0 | 0 | 0 | 0 | 0 | 0 | 0 | 0 | 0 | 9 | 0 | 0 | 0 | 0 | 1 | 0 | 0 | 0 | 0 | 0 | 0 | 0 | 0 | 0 | 0 | 0 | 2 | 2 | 0 | 0 | 0 | 0 | 1 |  | 1 | 1 | 1 | 1 | 1 | 1 | 5- | 1 | 1 | 1
PG&E FRESNO | Manning | 500 | 0 | 0 | 0 | 0 | 0 | 0 | 0 | 0 | 0 | 0 | 0 | 0 | 0 | 0 | 0 | 0 | 0 | 0 | 0 | 0 |  | 0 | 0 | 0 | 0 | 0 | 0 | 0 | 0 | 0 | 0 | 0 | 0 | 0 | 0 | 0 | 0 | 0 | 0 | 0 | 0 | 0 | 0 | 0 | 0 | 0 | 0 | 0 | 0 | 0 | 0 | 0 | 0 | 0 | 0 | 0 | 0 |  | 0 | 0 | 0 | 0 | 0 | 0 | 0 | 0 | 0 | 0 | 0 | 0 | 0 | 0 | 0 | 0 | 0 | 0 | 0 | 0 | 0 | 0 | 0 | 0 | 0 | 0 | 0 | 0 | 0 | 0 | 0 | 0 | 0 | 0 | 0 | 0 |  | 0 | 0 | 0 | 0 | 0 | 0 | 0 | 0 | 0 | 0 | 0 | 0 | 0 | 0 | 0 | 0 | 0 | 0 | 0 | 0 | 0 | 0 | 0 | 0 | 0 | 0 | 0 | 0 | 0 | 0 | 0 | 0 | 0 | 0 | 0 | 0 |  | 0 | 0 | 0 | 0 | 0 | 0 | 0 | 3880.05 | 0 | 0 | 0 | 0 | 2710.875 | 0 | 3880.05 | 0 | 0 | 1 | 0 | 0 | 0 | 0 | 0 | 0 | 0 | -2 | 0 | 0 | 0 | 0 | -2 | 0 | -2 | 0 | 0 | 1 |  | 1 | 1 | 1 | 1+ | 1 | 1 | 1+ | 1+ | 1 | 1
PG&E GBA | Manteca | 115 | 0 | 0 | 0 | 0 | 0 | 0 | 0 | 0 | 0 | 0 | 0 | 0 | 0 | 0 | 0 | 0 | 0 | 0 | 0 | 0 |  | 0 | 0 | 0 | 0 | 0 | 0 | 0 | 0 | 0 | 0 | 0 | 0 | 0 | 0 | 0 | 0 | 0 | 0 | 0 | 0 | 0 | 0 | 0 | 0 | 0 | 0 | 0 | 0 | 0 | 0 | 0 | 0 | 0 | 0 | 0 | 0 |  | 0 | 0 | 0 | 0 | 0 | 0 | 0 | 0 | 0 | 0 | 0 | 0 | 0 | 0 | 0 | 0 | 0 | 0 | 0 | 0 | 0 | 0 | 0 | 0 | 0 | 0 | 0 | 0 | 0 | 0 | 0 | 0 | 0 | 0 | 0 | 0 |  | 0 | 0 | 0 | 0 | 0 | 0 | 0 | 0 | 0 | 0 | 0 | 0 | 0 | 0 | 0 | 0 | 0 | 0 | 0 | 0 | 0 | 0 | 0 | 0 | 0 | 0 | 0 | 0 | 0 | 0 | 0 | 0 | 0 | 0 | 0 | 0 |  | 0 | 0 | 0 | 0 | 0 | 0 | 0 | 0 | 0 | 0 | 0 | 0 | 0 | 0 | 0 | 0 | 0 | 0 | 0 | 0 | 0 | 0 | 0 | 0 | 0 | 0 | 0 | 0 | 0 | 0 | 0 | 0 | 0 | 0 | 0 | 0 |  | 1 | 1 | 1 | 1 | 1 | 1 | 1 | 1 | 1 | 0
SDGE | Margarita | 138 | 0 | 0 | 0 | 0 | 0 | 0 | 0 | 0 | 0 | 0 | 0 | 0 | 90 | 0 | 90 | 0 | 0 | 0 | 0 | 1 |  | 0 | 0 | 0 | 0 | 0 | 0 | 0 | 0 | 0 | 0 | 0 | 0 | 0 | 0 | 0 | 0 | 0 | 0 | 0 | 0 | 0 | 0 | 0 | 0 | 0 | 0 | 0 | 0 | 0 | 2 | 2 | 0 | 0 | 0 | 0 | 1 |  | 0 | 0 | 0 | 0 | 0 | 0 | 0 | 0 | 0 | 0 | 0 | 0 | 0 | 0 | 0 | 0 | 0 | 0 | 0 | 0 | 0 | 0 | 0 | 0 | 0 | 0 | 0 | 0 | 0 | 2 | 2 | 0 | 0 | 0 | 0 | 1 |  | 0 | 0 | 0 | 0 | 0 | 0 | 0 | 0 | 0 | 0 | 0 | 0 | 0 | 0 | 0 | 0 | 0 | 0 | 0 | 0 | 0 | 0 | 0 | 0 | 0 | 0 | 0 | 0 | 0 | 2 | 2 | 0 | 0 | 0 | 0 | 1 |  | 0 | 0 | 0 | 0 | 0 | 0 | 0 | 123.405 | 0 | 0 | 0 | 0 | 0 | 0 | 123.405 | 0 | 0 | 1 | 0 | 0 | 0 | 0 | 0 | 0 | 0 | -2 | 0 | 0 | 0 | 2 | 2 | 0 | -1 | 0 | 0 | 1 |  | 1 | 1 | 1 | 1+ | 1 | 1 | 5- | 1 | 1 | 1
PG&E GBA | Martin | 230 | 0 | 0 | 0 | 0 | 0 | 0 | 0 | 0 | 0 | 0 | 0 | 0 | 0 | 0 | 0 | 0 | 0 | 0 | 0 | 0 |  | 0 | 0 | 0 | 0 | 0 | 0 | 0 | 0 | 0 | 0 | 0 | 0 | 0 | 0 | 0 | 0 | 0 | 0 | 0 | 0 | 0 | 0 | 0 | 0 | 0 | 0 | 0 | 0 | 0 | 0 | 0 | 0 | 0 | 0 | 0 | 0 |  | 0 | 0 | 0 | 0 | 0 | 0 | 0 | 0 | 0 | 0 | 0 | 0 | 0 | 0 | 0 | 0 | 0 | 0 | 0 | 0 | 0 | 0 | 0 | 0 | 0 | 0 | 0 | 0 | 0 | 0 | 0 | 0 | 0 | 0 | 0 | 0 |  | 0 | 0 | 0 | 0 | 0 | 0 | 0 | 0 | 0 | 0 | 0 | 0 | 0 | 0 | 0 | 0 | 0 | 0 | 0 | 0 | 0 | 0 | 0 | 0 | 0 | 0 | 0 | 0 | 0 | 0 | 0 | 0 | 0 | 0 | 0 | 0 |  | 0 | 0 | 0 | 0 | 0 | 0 | 0 | 0 | 0 | 0 | 0 | 0 | 0 | 0 | 0 | 0 | 0 | 0 | 0 | 0 | 0 | 0 | 0 | 0 | 0 | 0 | 0 | 0 | 0 | 0 | 0 | 0 | 0 | 0 | 0 | 0 |  | 1 | 1 | 1 | 1 | 1 | 1 | 1 | 1 | 1 | 0
PG&E GBA | Martin | 115 | 0 | 0 | 0 | 0 | 0 | 0 | 0 | 0 | 0 | 0 | 0 | 0 | 0 | 0 | 0 | 0 | 0 | 0 | 0 | 0 |  | 0 | 0 | 0 | 0 | 0 | 0 | 0 | 0 | 0 | 0 | 0 | 0 | 0 | 62 | 62 | 0 | 0 | 1 | 0 | 0 | 0 | 0 | 0 | 0 | 0 | 0 | 0 | 0 | 0 | 0 | 0 | -2 | -2 | 0 | 0 | 1 |  | 0 | 0 | 0 | 0 | 0 | 0 | 0 | 0 | 0 | 0 | 0 | 0 | 0 | 62 | 62 | 0 | 0 | 1 | 0 | 0 | 0 | 0 | 0 | 0 | 0 | 0 | 0 | 0 | 0 | 0 | 0 | -2 | -2 | 0 | 0 | 1 |  | 0 | 0 | 0 | 0 | 0 | 0 | 0 | 0 | 0 | 0 | 0 | 0 | 0 | 312 | 312 | 0 | 0 | 1 | 0 | 0 | 0 | 0 | 0 | 0 | 0 | 0 | 0 | 0 | 0 | 0 | 0 | -2 | -2 | 0 | 0 | 1 |  | 0 | 0 | 0 | 0 | 0 | 0 | 0 | 0 | 0 | 0 | 0 | 0 | 0 | 312 | 312 | 0 | 0 | 1 | 0 | 0 | 0 | 0 | 0 | 0 | 0 | 0 | 0 | 0 | 0 | 0 | 0 | -2 | -2 | 0 | 0 | 1 |  | 1 | 1 | 1 | 1 | 1 | 1 | 1 | 4+ | 1 | 1
PG&E GBA | Martinez | 115 | 0 | 0 | 0 | 0 | 0 | 0 | 0 | 0 | 0 | 0 | 0 | 0 | 0 | 0 | 0 | 0 | 0 | 0 | 0 | 0 |  | 0 | 0 | 0 | 0 | 0 | 0 | 0 | 0 | 0 | 0 | 0 | 0 | 0 | 0 | 0 | 0 | 0 | 0 | 0 | 0 | 0 | 0 | 0 | 0 | 0 | 0 | 0 | 0 | 0 | 0 | 0 | 0 | 0 | 0 | 0 | 0 |  | 0 | 0 | 0 | 0 | 0 | 0 | 0 | 0 | 0 | 0 | 0 | 0 | 0 | 0 | 0 | 0 | 0 | 0 | 0 | 0 | 0 | 0 | 0 | 0 | 0 | 0 | 0 | 0 | 0 | 0 | 0 | 0 | 0 | 0 | 0 | 0 |  | 0 | 0 | 0 | 0 | 0 | 0 | 0 | 0 | 0 | 0 | 0 | 0 | 0 | 0 | 0 | 0 | 0 | 0 | 0 | 0 | 0 | 0 | 0 | 0 | 0 | 0 | 0 | 0 | 0 | 0 | 0 | 0 | 0 | 0 | 0 | 0 |  | 0 | 0 | 0 | 0 | 0 | 0 | 0 | 0 | 0 | 0 | 0 | 0 | 0 | 0 | 0 | 0 | 0 | 0 | 0 | 0 | 0 | 0 | 0 | 0 | 0 | 0 | 0 | 0 | 0 | 0 | 0 | 0 | 0 | 0 | 0 | 0 |  | 1 | 1 | 1 | 1 | 1 | 1 | 1 | 1 | 1 | 0
PG&E FRESNO | Mc Mullin | 230 | 0 | 0 | 0 | 0 | 0 | 0 | 0 | 0 | 0 | 0 | 0 | 0 | 0 | 0 | 0 | 0 | 0 | 0 | 0 | 0 |  | 0 | 0 | 0 | 0 | 0 | 0 | 0 | 0 | 0 | 0 | 0 | 0 | 0 | 0 | 0 | 0 | 0 | 0 | 0 | 0 | 0 | 0 | 0 | 0 | 0 | 0 | 0 | 0 | 0 | 0 | 0 | 0 | 0 | 0 | 0 | 0 |  | 0 | 0 | 0 | 0 | 0 | 0 | 0 | 0 | 0 | 0 | 0 | 0 | 0 | 0 | 0 | 0 | 0 | 0 | 0 | 0 | 0 | 0 | 0 | 0 | 0 | 0 | 0 | 0 | 0 | 0 | 0 | 0 | 0 | 0 | 0 | 0 |  | 0 | 0 | 0 | 0 | 0 | 0 | 0 | 0 | 0 | 0 | 0 | 0 | 0 | 0 | 0 | 0 | 0 | 0 | 0 | 0 | 0 | 0 | 0 | 0 | 0 | 0 | 0 | 0 | 0 | 0 | 0 | 0 | 0 | 0 | 0 | 0 |  | 0 | 0 | 0 | 0 | 0 | 0 | 0 | 0 | 0 | 0 | 0 | 0 | 0 | 0 | 0 | 0 | 0 | 0 | 0 | 0 | 0 | 0 | 0 | 0 | 0 | 0 | 0 | 0 | 0 | 0 | 0 | 0 | 0 | 0 | 0 | 0 |  | 1 | 1 | 1 | 1 | 1 | 1 | 1 | 1 | 1 | 0
PG&E FRESNO | McCall | 115 | 0 | 0 | 0 | 0 | 0 | 0 | 0 | 0 | 0 | 0 | 0 | 0 | 0 | 0 | 0 | 0 | 0 | 0 | 0 | 0 |  | 0 | 0 | 0 | 0 | 0 | 0 | 0 | 0 | 0 | 0 | 0 | 0 | 0 | 0 | 0 | 0 | 0 | 0 | 0 | 0 | 0 | 0 | 0 | 0 | 0 | 0 | 0 | 0 | 0 | 0 | 0 | 0 | 0 | 0 | 0 | 0 |  | 0 | 0 | 0 | 0 | 0 | 0 | 0 | 0 | 0 | 0 | 0 | 0 | 5.76 | 0 | 0 | 0 | 0 | 1 | 0 | 0 | 0 | 0 | 0 | 0 | 0 | 0 | 0 | 0 | 0 | 0 | -2 | 0 | 0 | 0 | 0 | 1 |  | 0 | 0 | 0 | 0 | 0 | 0 | 0 | 0 | 0 | 0 | 0 | 0 | 5.76 | 0 | 0 | 0 | 0 | 1 | 0 | 0 | 0 | 0 | 0 | 0 | 0 | 0 | 0 | 0 | 0 | 0 | -2 | 0 | 0 | 0 | 0 | 1 |  | 0 | 0 | 0 | 0 | 0 | 0 | 0 | 0 | 0 | 0 | 0 | 0 | 11.61 | 0 | 0 | 0 | 0 | 1 | 0 | 0 | 0 | 0 | 0 | 0 | 0 | 0 | 0 | 0 | 0 | 0 | -2 | 0 | 0 | 0 | 0 | 1 |  | 1 | 1 | 1 | 1 | 1 | 1 | 4+ | 1 | 1 | 1
PG&E FRESNO | McCall | 230 | 0 | 0 | 0 | 0 | 0 | 0 | 0 | 0 | 0 | 0 | 0 | 0 | 100 | 0 | 100 | 0 | 0 | 0 | 0 | 1 |  | 0 | 0 | 0 | 0 | 0 | 0 | 0 | 0 | 0 | 0 | 0 | 0 | 0 | 0 | 0 | 0 | 0 | 0 | 0 | 0 | 0 | 0 | 0 | 0 | 0 | 0 | 0 | 0 | 0 | 2 | 2 | 0 | 0 | 0 | 0 | 1 |  | 0 | 0 | 0 | 0 | 0 | 0 | 0 | 0 | 0 | 0 | 0 | 0 | 0 | 0 | 0 | 0 | 0 | 0 | 0 | 0 | 0 | 0 | 0 | 0 | 0 | 0 | 0 | 0 | 0 | 2 | 2 | 0 | 0 | 0 | 0 | 1 |  | 0 | 0 | 0 | 0 | 0 | 0 | 0 | 0 | 0 | 0 | 0 | 0 | 0 | 0 | 0 | 0 | 0 | 0 | 0 | 0 | 0 | 0 | 0 | 0 | 0 | 0 | 0 | 0 | 0 | 2 | 2 | 0 | 0 | 0 | 0 | 1 |  | 0 | 0 | 0 | 0 | 0 | 0 | 0 | 0 | 0 | 0 | 0 | 0 | 0 | 0 | 0 | 0 | 0 | 0 | 0 | 0 | 0 | 0 | 0 | 0 | 0 | 0 | 0 | 0 | 0 | 2 | 2 | 0 | 0 | 0 | 0 | 1 |  | 1 | 1 | 1 | 1 | 1 | 1 | 5- | 1 | 1 | 1
PG&E GBA | Meadow Lane | 115 | 0 | 0 | 0 | 0 | 0 | 0 | 0 | 0 | 0 | 0 | 0 | 0 | 0 | 0 | 0 | 0 | 0 | 0 | 0 | 0 |  | 0 | 0 | 0 | 0 | 0 | 0 | 0 | 0 | 0 | 0 | 0 | 0 | 0 | 0 | 0 | 0 | 0 | 0 | 0 | 0 | 0 | 0 | 0 | 0 | 0 | 0 | 0 | 0 | 0 | 0 | 0 | 0 | 0 | 0 | 0 | 0 |  | 0 | 0 | 0 | 0 | 0 | 0 | 0 | 0 | 0 | 0 | 0 | 0 | 1.6979 | 0 | 0.98288 | 0 | 0 | 1 | 0 | 0 | 0 | 0 | 0 | 0 | 0 | 0 | 0 | 0 | 0 | 0 | 0 | 0 | 0 | 0 | 0 | 0 |  | 0 | 0 | 0 | 0 | 0 | 0 | 0 | 0 | 0 | 0 | 0 | 0 | 1.6979 | 0 | 0.98288 | 0 | 0 | 1 | 0 | 0 | 0 | 0 | 0 | 0 | 0 | 0 | 0 | 0 | 0 | 0 | 0 | 0 | 0 | 0 | 0 | 0 |  | 0 | 0 | 0 | 0 | 0 | 0 | 0 | 0 | 0 | 0 | 0 | 0 | 1.6979 | 0 | 0.98288 | 0 | 0 | 1 | 0 | 0 | 0 | 0 | 0 | 0 | 0 | 0 | 0 | 0 | 0 | 0 | 0 | 0 | 0 | 0 | 0 | 0 |  | 1 | 1 | 1 | 1 | 1 | 1 | 1 | 1 | 1 | 0
PG&E GBA | Melones | 115 | 0 | 0 | 0 | 0 | 0 | 0 | 0 | 0 | 0 | 0 | 0 | 0 | 0 | 0 | 0 | 0 | 0 | 0 | 0 | 0 |  | 0 | 0 | 0 | 0 | 0 | 0 | 0 | 0 | 0 | 0 | 0 | 0 | 0 | 0 | 0 | 0 | 0 | 0 | 0 | 0 | 0 | 0 | 0 | 0 | 0 | 0 | 0 | 0 | 0 | 0 | 0 | 0 | 0 | 0 | 0 | 0 |  | 0 | 0 | 0 | 0 | 0 | 0 | 0 | 0 | 0 | 0 | 0 | 0 | 0 | 0 | 0 | 0 | 0 | 0 | 0 | 0 | 0 | 0 | 0 | 0 | 0 | 0 | 0 | 0 | 0 | 0 | 0 | 0 | 0 | 0 | 0 | 0 |  | 0 | 0 | 0 | 0 | 0 | 0 | 0 | 0 | 0 | 0 | 0 | 0 | 0 | 0 | 0 | 0 | 0 | 0 | 0 | 0 | 0 | 0 | 0 | 0 | 0 | 0 | 0 | 0 | 0 | 0 | 0 | 0 | 0 | 0 | 0 | 0 |  | 0 | 0 | 0 | 0 | 0 | 0 | 0 | 0 | 0 | 0 | 0 | 0 | 0 | 0 | 0 | 0 | 0 | 0 | 0 | 0 | 0 | 0 | 0 | 0 | 0 | 0 | 0 | 0 | 0 | 0 | 0 | 0 | 0 | 0 | 0 | 0 |  | 1 | 1 | 1 | 1 | 1 | 1 | 1 | 1 | 1 | 0
PG&E GBA | Melones | 230 | 0 | 0 | 0 | 0 | 0 | 0 | 0 | 0 | 0 | 0 | 0 | 0 | 0 | 0 | 0 | 0 | 0 | 0 | 0 | 0 |  | 0 | 0 | 0 | 0 | 0 | 0 | 0 | 0 | 0 | 0 | 0 | 0 | 0 | 0 | 0 | 0 | 0 | 0 | 0 | 0 | 0 | 0 | 0 | 0 | 0 | 0 | 0 | 0 | 0 | 0 | 0 | 0 | 0 | 0 | 0 | 0 |  | 0 | 0 | 0 | 0 | 0 | 0 | 0 | 0 | 0 | 0 | 0 | 0 | 0 | 0 | 0 | 0 | 0 | 0 | 0 | 0 | 0 | 0 | 0 | 0 | 0 | 0 | 0 | 0 | 0 | 0 | 0 | 0 | 0 | 0 | 0 | 0 |  | 0 | 0 | 0 | 0 | 0 | 0 | 0 | 0 | 0 | 0 | 0 | 0 | 0 | 0 | 0 | 0 | 0 | 0 | 0 | 0 | 0 | 0 | 0 | 0 | 0 | 0 | 0 | 0 | 0 | 0 | 0 | 0 | 0 | 0 | 0 | 0 |  | 0 | 0 | 0 | 0 | 0 | 0 | 0 | 0 | 0 | 0 | 0 | 0 | 0 | 0 | 0 | 0 | 0 | 0 | 0 | 0 | 0 | 0 | 0 | 0 | 0 | 0 | 0 | 0 | 0 | 0 | 0 | 0 | 0 | 0 | 0 | 0 |  | 1 | 1 | 1 | 1 | 1 | 1 | 1 | 1 | 1 | 0
SDGE | Melrose | 69 | 0 | 0 | 0 | 0 | 0 | 0 | 0 | 0 | 0 | 0 | 0 | 0 | 0 | 0 | 0 | 0 | 0 | 0 | 0 | 0 |  | 0 | 0 | 0 | 0 | 0 | 0 | 0 | 0 | 0 | 0 | 0 | 0 | 0 | 0 | 0 | 0 | 0 | 0 | 0 | 0 | 0 | 0 | 0 | 0 | 0 | 0 | 0 | 0 | 0 | 0 | 0 | 0 | 0 | 0 | 0 | 0 |  | 0 | 0 | 0 | 0 | 0 | 0 | 0 | 0 | 0 | 0 | 0 | 0 | 0 | 0 | 0 | 0 | 0 | 0 | 0 | 0 | 0 | 0 | 0 | 0 | 0 | 0 | 0 | 0 | 0 | 0 | 0 | 0 | 0 | 0 | 0 | 0 |  | 0 | 0 | 0 | 0 | 0 | 0 | 0 | 0 | 0 | 0 | 0 | 0 | 0 | 0 | 0 | 0 | 0 | 0 | 0 | 0 | 0 | 0 | 0 | 0 | 0 | 0 | 0 | 0 | 0 | 0 | 0 | 0 | 0 | 0 | 0 | 0 |  | 0 | 0 | 0 | 0 | 0 | 0 | 0 | 0 | 0 | 0 | 0 | 0 | 0 | 0 | 0 | 0 | 0 | 0 | 0 | 0 | 0 | 0 | 0 | 0 | 0 | 0 | 0 | 0 | 0 | 0 | 0 | 0 | 0 | 0 | 0 | 0 |  | 1 | 1 | 1 | 1 | 1 | 1 | 1 | 1 | 1 | 0
PG&E NGBA | Mendocino | 115 | 0 | 0 | 0 | 0 | 0 | 0 | 0 | 0 | 0 | 0 | 0 | 0 | 0 | 0 | 0 | 0 | 0 | 0 | 0 | 0 |  | 0 | 0 | 0 | 0 | 0 | 0 | 0 | 0 | 0 | 0 | 0 | 0 | 0 | 0 | 0 | 0 | 0 | 0 | 0 | 0 | 0 | 0 | 0 | 0 | 0 | 0 | 0 | 0 | 0 | 0 | 0 | 0 | 0 | 0 | 0 | 0 |  | 0 | 0 | 0 | 0 | 0 | 0 | 0 | 0 | 0 | 0 | 0 | 0 | 0 | 0 | 0 | 0 | 0 | 0 | 0 | 0 | 0 | 0 | 0 | 0 | 0 | 0 | 0 | 0 | 0 | 0 | 0 | 0 | 0 | 0 | 0 | 0 |  | 0 | 0 | 0 | 0 | 0 | 0 | 0 | 0 | 0 | 0 | 0 | 0 | 0 | 0 | 0 | 0 | 0 | 0 | 0 | 0 | 0 | 0 | 0 | 0 | 0 | 0 | 0 | 0 | 0 | 0 | 0 | 0 | 0 | 0 | 0 | 0 |  | 0 | 0 | 0 | 0 | 0 | 0 | 0 | 0 | 0 | 0 | 0 | 0 | 0 | 0 | 0 | 0 | 0 | 0 | 0 | 0 | 0 | 0 | 0 | 0 | 0 | 0 | 0 | 0 | 0 | 0 | 0 | 0 | 0 | 0 | 0 | 0 |  | 1 | 1 | 1 | 1 | 1 | 1 | 1 | 1 | 1 | 0
PG&E NGBA | Mendocino | 60 | 0 | 0 | 0 | 0 | 0 | 0 | 0 | 0 | 0 | 0 | 0 | 0 | 0 | 0 | 0 | 0 | 0 | 0 | 0 | 0 |  | 0 | 0 | 0 | 0 | 0 | 0 | 0 | 0 | 0 | 0 | 0 | 0 | 0 | 0 | 0 | 0 | 0 | 0 | 0 | 0 | 0 | 0 | 0 | 0 | 0 | 0 | 0 | 0 | 0 | 0 | 0 | 0 | 0 | 0 | 0 | 0 |  | 0 | 0 | 0 | 0 | 0 | 0 | 0 | 0 | 0 | 0 | 0 | 0 | 0 | 0 | 0 | 0 | 0 | 0 | 0 | 0 | 0 | 0 | 0 | 0 | 0 | 0 | 0 | 0 | 0 | 0 | 0 | 0 | 0 | 0 | 0 | 0 |  | 0 | 0 | 0 | 0 | 0 | 0 | 0 | 0 | 0 | 0 | 0 | 0 | 0 | 0 | 0 | 0 | 0 | 0 | 0 | 0 | 0 | 0 | 0 | 0 | 0 | 0 | 0 | 0 | 0 | 0 | 0 | 0 | 0 | 0 | 0 | 0 |  | 0 | 0 | 0 | 0 | 0 | 0 | 0 | 0 | 0 | 0 | 0 | 0 | 0 | 0 | 0 | 0 | 0 | 0 | 0 | 0 | 0 | 0 | 0 | 0 | 0 | 0 | 0 | 0 | 0 | 0 | 0 | 0 | 0 | 0 | 0 | 0 |  | 1 | 1 | 1 | 1 | 1 | 1 | 1 | 1 | 1 | 0
PG&E FRESNO | Mendota | 115 | 0 | 0 | 0 | 0 | 0 | 0 | 0 | 0 | 0 | 0 | 0 | 0 | 0 | 0 | 0 | 0 | 0 | 0 | 0 | 0 |  | 0 | 0 | 0 | 0 | 0 | 0 | 0 | 0 | 0 | 0 | 0 | 0 | 0 | 0 | 0 | 0 | 0 | 0 | 0 | 0 | 0 | 0 | 0 | 0 | 0 | 0 | 0 | 0 | 0 | 0 | 0 | 0 | 0 | 0 | 0 | 0 |  | 0 | 0 | 0 | 0 | 0 | 0 | 0 | 0 | 0 | 0 | 0 | 0 | 0 | 0 | 0 | 0 | 0 | 0 | 0 | 0 | 0 | 0 | 0 | 0 | 0 | 0 | 0 | 0 | 0 | 0 | 0 | 0 | 0 | 0 | 0 | 0 |  | 0 | 0 | 0 | 0 | 0 | 0 | 0 | 0 | 0 | 0 | 0 | 0 | 0 | 0 | 0 | 0 | 0 | 0 | 0 | 0 | 0 | 0 | 0 | 0 | 0 | 0 | 0 | 0 | 0 | 0 | 0 | 0 | 0 | 0 | 0 | 0 |  | 0 | 0 | 0 | 0 | 0 | 0 | 0 | 0 | 0 | 0 | 0 | 0 | 0 | 0 | 0 | 0 | 0 | 0 | 0 | 0 | 0 | 0 | 0 | 0 | 0 | 0 | 0 | 0 | 0 | 0 | 0 | 0 | 0 | 0 | 0 | 0 |  | 1 | 1 | 1 | 1 | 1 | 1 | 1 | 1 | 1 | 0
PG&E GBA | Menlo | 60 | 0 | 0 | 0 | 0 | 0 | 0 | 0 | 0 | 0 | 0 | 0 | 0 | 0 | 0 | 0 | 0 | 0 | 0 | 0 | 0 |  | 0 | 0 | 0 | 0 | 0 | 0 | 0 | 0 | 0 | 0 | 0 | 0 | 0 | 0 | 0 | 0 | 0 | 0 | 0 | 0 | 0 | 0 | 0 | 0 | 0 | 0 | 0 | 0 | 0 | 0 | 0 | 0 | 0 | 0 | 0 | 0 |  | 0 | 0 | 0 | 0 | 0 | 0 | 0 | 0 | 0 | 0 | 0 | 0 | 0.345 | 0 | 0 | 0 | 0 | 1 | 0 | 0 | 0 | 0 | 0 | 0 | 0 | 0 | 0 | 0 | 0 | 0 | 0 | 0 | 0 | 0 | 0 | 0 |  | 0 | 0 | 0 | 0 | 0 | 0 | 0 | 0 | 0 | 0 | 0 | 0 | 0.345 | 0 | 0 | 0 | 0 | 1 | 0 | 0 | 0 | 0 | 0 | 0 | 0 | 0 | 0 | 0 | 0 | 0 | 0 | 0 | 0 | 0 | 0 | 0 |  | 0 | 0 | 0 | 0 | 0 | 0 | 0 | 0 | 0 | 0 | 0 | 0 | 1.273 | 0 | 0 | 0 | 0 | 1 | 0 | 0 | 0 | 0 | 0 | 0 | 0 | 0 | 0 | 0 | 0 | 0 | 0 | 0 | 0 | 0 | 0 | 0 |  | 1 | 1 | 1 | 1 | 1 | 1 | 1 | 1 | 1 | 0
PG&E FRESNO | Merced | 115 | 0 | 0 | 0 | 0 | 0 | 0 | 0 | 0 | 0 | 0 | 0 | 0 | 0 | 0 | 0 | 0 | 0 | 0 | 0 | 0 |  | 0 | 0 | 0 | 0 | 0 | 0 | 0 | 0 | 0 | 0 | 0 | 0 | 0 | 0 | 0 | 0 | 0 | 0 | 0 | 0 | 0 | 0 | 0 | 0 | 0 | 0 | 0 | 0 | 0 | 0 | 0 | 0 | 0 | 0 | 0 | 0 |  | 0 | 0 | 0 | 0 | 0 | 0 | 0 | 0 | 0 | 0 | 0 | 0 | 4.125 | 0 | 0 | 0 | 0 | 1 | 0 | 0 | 0 | 0 | 0 | 0 | 0 | 0 | 0 | 0 | 0 | 0 | -2 | 0 | 0 | 0 | 0 | 1 |  | 0 | 0 | 0 | 0 | 0 | 0 | 0 | 0 | 0 | 0 | 0 | 0 | 4.125 | 0 | 0 | 0 | 0 | 1 | 0 | 0 | 0 | 0 | 0 | 0 | 0 | 0 | 0 | 0 | 0 | 0 | -2 | 0 | 0 | 0 | 0 | 1 |  | 0 | 0 | 0 | 0 | 0 | 0 | 0 | 0 | 0 | 0 | 0 | 0 | 4.125 | 0 | 0 | 0 | 0 | 1 | 0 | 0 | 0 | 0 | 0 | 0 | 0 | 0 | 0 | 0 | 0 | 0 | -2 | 0 | 0 | 0 | 0 | 1 |  | 1 | 1 | 1 | 1 | 1 | 1 | 4+ | 1 | 1 | 1
EOP | Mercury | 138 | 0 | 0 | 0 | 0 | 0 | 0 | 0 | 0 | 0 | 0 | 0 | 0 | 0 | 0 | 0 | 0 | 0 | 0 | 0 | 0 |  | 0 | 0 | 0 | 0 | 0 | 0 | 0 | 0 | 0 | 0 | 0 | 0 | 0 | 0 | 0 | 0 | 0 | 0 | 0 | 0 | 0 | 0 | 0 | 0 | 0 | 0 | 0 | 0 | 0 | 0 | 0 | 0 | 0 | 0 | 0 | 0 |  | 0 | 0 | 0 | 0 | 0 | 0 | 0 | 0 | 0 | 0 | 0 | 0 | 0 | 0 | 0 | 0 | 0 | 0 | 0 | 0 | 0 | 0 | 0 | 0 | 0 | 0 | 0 | 0 | 0 | 0 | 0 | 0 | 0 | 0 | 0 | 0 |  | 0 | 0 | 0 | 0 | 0 | 0 | 0 | 0 | 0 | 0 | 0 | 0 | 0 | 0 | 0 | 0 | 0 | 0 | 0 | 0 | 0 | 0 | 0 | 0 | 0 | 0 | 0 | 0 | 0 | 0 | 0 | 0 | 0 | 0 | 0 | 0 |  | 0 | 0 | 0 | 0 | 0 | 0 | 0 | 0 | 0 | 0 | 0 | 0 | 0 | 0 | 0 | 0 | 0 | 0 | 0 | 0 | 0 | 0 | 0 | 0 | 0 | 0 | 0 | 0 | 0 | 0 | 0 | 0 | 0 | 0 | 0 | 0 |  | 1 | 1 | 1 | 1 | 1 | 1 | 1 | 1 | 1 | 0
PG&E FRESNO | Mercy Springs | 70 | 0 | 0 | 0 | 0 | 0 | 0 | 0 | 0 | 0 | 0 | 0 | 0 | 0 | 0 | 0 | 0 | 0 | 0 | 0 | 0 |  | 0 | 0 | 0 | 0 | 0 | 0 | 0 | 0 | 0 | 0 | 0 | 0 | 2.4774 | 0 | 2.4774 | 0 | 0 | 1 | 0 | 0 | 0 | 0 | 0 | 0 | 0 | 0 | 0 | 0 | 0 | 0 | -2 | 0 | -2 | 0 | 0 | 1 |  | 0 | 0 | 0 | 0 | 0 | 0 | 0 | 0 | 0 | 0 | 0 | 0 | 2.4774 | 4 | 40 | 0 | 0 | 1 | 0 | 0 | 0 | 0 | 0 | 0 | 0 | 0 | 0 | 0 | 0 | 0 | 0 | -2 | -2 | 0 | 0 | 1 |  | 0 | 0 | 0 | 0 | 0 | 0 | 0 | 0 | 0 | 0 | 0 | 0 | 2.4774 | 4 | 40 | 0 | 0 | 1 | 0 | 0 | 0 | 0 | 0 | 0 | 0 | 0 | 0 | 0 | 0 | 0 | 0 | -2 | -2 | 0 | 0 | 1 |  | 0 | 0 | 0 | 0 | 0 | 0 | 0 | 0 | 0 | 0 | 0 | 0 | 2.4774 | 4 | 40 | 0 | 0 | 1 | 0 | 0 | 0 | 0 | 0 | 0 | 0 | 0 | 0 | 0 | 0 | 0 | 0 | -2 | -2 | 0 | 0 | 1 |  | 1 | 1 | 1 | 1 | 1 | 1 | 1 | 4+ | 1 | 1
PG&E NGBA | Meridian | 60 | 0 | 0 | 0 | 0 | 0 | 0 | 0 | 0 | 0 | 0 | 0 | 0 | 0 | 0 | 0 | 0 | 0 | 0 | 0 | 0 |  | 0 | 0 | 0 | 0 | 0 | 0 | 0 | 0 | 0 | 0 | 0 | 0 | 0 | 0 | 0 | 0 | 0 | 0 | 0 | 0 | 0 | 0 | 0 | 0 | 0 | 0 | 0 | 0 | 0 | 0 | 0 | 0 | 0 | 0 | 0 | 0 |  | 0 | 0 | 0 | 0 | 0 | 0 | 0 | 0 | 0 | 0 | 0 | 0 | 0 | 0 | 0 | 0 | 0 | 0 | 0 | 0 | 0 | 0 | 0 | 0 | 0 | 0 | 0 | 0 | 0 | 0 | 0 | 0 | 0 | 0 | 0 | 0 |  | 0 | 0 | 0 | 0 | 0 | 0 | 0 | 0 | 0 | 0 | 0 | 0 | 0 | 0 | 0 | 0 | 0 | 0 | 0 | 0 | 0 | 0 | 0 | 0 | 0 | 0 | 0 | 0 | 0 | 0 | 0 | 0 | 0 | 0 | 0 | 0 |  | 0 | 0 | 0 | 0 | 0 | 0 | 0 | 0 | 0 | 0 | 0 | 0 | 0 | 0 | 0 | 0 | 0 | 0 | 0 | 0 | 0 | 0 | 0 | 0 | 0 | 0 | 0 | 0 | 0 | 0 | 0 | 0 | 0 | 0 | 0 | 0 |  | 1 | 1 | 1 | 1 | 1 | 1 | 1 | 1 | 1 | 0
PG&E KERN | Mesa (PGE) | 115 | 0 | 0 | 0 | 0 | 0 | 0 | 0 | 0 | 0 | 0 | 0 | 0 | 0 | 0 | 0 | 0 | 0 | 0 | 0 | 0 |  | 0 | 0 | 0 | 0 | 0 | 0 | 0 | 0 | 0 | 0 | 0 | 0 | 0 | 0 | 0 | 0 | 0 | 0 | 0 | 0 | 0 | 0 | 0 | 0 | 0 | 0 | 0 | 0 | 0 | 0 | 0 | 0 | 0 | 0 | 0 | 0 |  | 0 | 0 | 0 | 0 | 0 | 0 | 0 | 0 | 0 | 0 | 0 | 0 | 0 | 0 | 0 | 0 | 0 | 0 | 0 | 0 | 0 | 0 | 0 | 0 | 0 | 0 | 0 | 0 | 0 | 0 | 0 | 0 | 0 | 0 | 0 | 0 |  | 0 | 0 | 0 | 0 | 0 | 0 | 0 | 0 | 0 | 0 | 0 | 0 | 0 | 0 | 0 | 0 | 0 | 0 | 0 | 0 | 0 | 0 | 0 | 0 | 0 | 0 | 0 | 0 | 0 | 0 | 0 | 0 | 0 | 0 | 0 | 0 |  | 0 | 0 | 0 | 0 | 0 | 0 | 0 | 0 | 0 | 0 | 0 | 0 | 0 | 0 | 0 | 0 | 0 | 0 | 0 | 0 | 0 | 0 | 0 | 0 | 0 | 0 | 0 | 0 | 0 | 0 | 0 | 0 | 0 | 0 | 0 | 0 |  | 1 | 1 | 1 | 1 | 1 | 1 | 1 | 1 | 1 | 0
PG&E KERN | Mesa (PGE) | 230 | 0 | 0 | 0 | 0 | 0 | 0 | 0 | 0 | 0 | 0 | 0 | 0 | 0 | 0 | 0 | 0 | 0 | 0 | 150 | 1 |  | 0 | 0 | 0 | 0 | 0 | 0 | 0 | 0 | 0 | 0 | 0 | 0 | 0 | 0 | 0 | 0 | 0 | 0 | 0 | 0 | 0 | 0 | 0 | 0 | 0 | 0 | 0 | 0 | 0 | 0 | 0 | 0 | 0 | 2 | 2 | 1 |  | 0 | 0 | 0 | 0 | 0 | 0 | 0 | 0 | 0 | 0 | 0 | 0 | 0 | 0 | 0 | 0 | 0 | 0 | 0 | 0 | 0 | 0 | 0 | 0 | 0 | 0 | 0 | 0 | 0 | 0 | 0 | 0 | 0 | 2 | 2 | 1 |  | 0 | 0 | 0 | 0 | 0 | 0 | 0 | 0 | 0 | 0 | 0 | 0 | 0 | 0 | 0 | 0 | 0 | 0 | 0 | 0 | 0 | 0 | 0 | 0 | 0 | 0 | 0 | 0 | 0 | 0 | 0 | 0 | 0 | 2 | 2 | 1 |  | 0 | 0 | 0 | 0 | 0 | 0 | 0 | 0 | 0 | 0 | 0 | 0 | 0 | 0 | 0 | 0 | 0 | 0 | 0 | 0 | 0 | 0 | 0 | 0 | 0 | 0 | 0 | 0 | 0 | 0 | 0 | 0 | 0 | 2 | 2 | 1 |  | 1 | 1 | 1 | 1 | 1 | 1 | 1 | 1 | 5- | 1
SCE Metro | Mesa (SCE) | 230 | 0 | 0 | 0 | 0 | 0 | 0 | 0 | 0 | 0 | 0 | 0 | 0 | 0 | 0 | 0 | 0 | 0 | 0 | 0 | 0 |  | 0 | 0 | 0 | 0 | 0 | 0 | 0 | 0 | 0 | 0 | 0 | 0 | 0 | 0 | 0 | 0 | 0 | 0 | 0 | 0 | 0 | 0 | 0 | 0 | 0 | 0 | 0 | 0 | 0 | 0 | 0 | 0 | 0 | 0 | 0 | 0 |  | 0 | 0 | 0 | 0 | 0 | 0 | 0 | 0 | 0 | 0 | 0 | 0 | 0 | 0 | 3.5 | 0 | 0 | 1 | 0 | 0 | 0 | 0 | 0 | 0 | 0 | 0 | 0 | 0 | 0 | 0 | 0 | 0 | -2 | 0 | 0 | 1 |  | 0 | 0 | 0 | 0 | 0 | 0 | 0 | 0 | 0 | 0 | 0 | 0 | 0 | 0 | 3.5 | 0 | 0 | 1 | 0 | 0 | 0 | 0 | 0 | 0 | 0 | 0 | 0 | 0 | 0 | 0 | 0 | 0 | -2 | 0 | 0 | 1 |  | 0 | 0 | 0 | 0 | 0 | 0 | 0 | 0 | 0 | 0 | 0 | 0 | 0.72 | 0 | 7 | 0 | 0 | 1 | 0 | 0 | 0 | 0 | 0 | 0 | 0 | 0 | 0 | 0 | 0 | 0 | 0 | 0 | 0 | 0 | 0 | 0 |  | 1 | 1 | 1 | 1 | 1 | 1 | 1 | 4+ | 1 | 1
SCE Metro | Mesa (SCE) | 500 | 0 | 0 | 0 | 0 | 0 | 0 | 0 | 0 | 0 | 0 | 0 | 0 | 0 | 0 | 0 | 0 | 200 | 200 | 0 | 1 |  | 0 | 0 | 0 | 0 | 0 | 0 | 0 | 0 | 0 | 0 | 0 | 0 | 0 | 0 | 0 | 0 | 0 | 0 | 0 | 0 | 0 | 0 | 0 | 0 | 0 | 0 | 0 | 0 | 0 | 0 | 0 | 2 | 2 | 0 | 0 | 1 |  | 0 | 0 | 0 | 0 | 0 | 0 | 0 | 0 | 0 | 0 | 0 | 0 | 0 | 0 | 0 | 0 | 0 | 0 | 0 | 0 | 0 | 0 | 0 | 0 | 0 | 0 | 0 | 0 | 0 | 0 | 0 | 2 | 2 | 0 | 0 | 1 |  | 0 | 0 | 0 | 0 | 0 | 0 | 0 | 0 | 0 | 0 | 0 | 0 | 0 | 250 | 252 | 0 | 0 | 1 | 0 | 0 | 0 | 0 | 0 | 0 | 0 | 0 | 0 | 0 | 0 | 0 | 0 | -1 | -1 | 0 | 0 | 1 |  | 0 | 0 | 0 | 0 | 0 | 0 | 0 | 0 | 0 | 0 | 0 | 0 | 0 | 250 | 252 | 0 | 0 | 1 | 0 | 0 | 0 | 0 | 0 | 0 | 0 | 0 | 0 | 0 | 0 | 0 | 0 | -1 | -1 | 0 | 0 | 1 |  | 1 | 1 | 1 | 1 | 1 | 1 | 1 | 3+ | 1 | 1
SDGE | Mesa Heights | 69 | 0 | 0 | 0 | 0 | 0 | 0 | 0 | 0 | 0 | 0 | 0 | 0 | 0 | 0 | 0 | 0 | 0 | 0 | 0 | 0 |  | 0 | 0 | 0 | 0 | 0 | 0 | 0 | 0 | 0 | 0 | 0 | 0 | 0 | 0 | 0 | 0 | 0 | 0 | 0 | 0 | 0 | 0 | 0 | 0 | 0 | 0 | 0 | 0 | 0 | 0 | 0 | 0 | 0 | 0 | 0 | 0 |  | 0 | 0 | 0 | 0 | 0 | 0 | 0 | 0 | 0 | 0 | 0 | 0 | 0 | 0 | 0 | 0 | 0 | 0 | 0 | 0 | 0 | 0 | 0 | 0 | 0 | 0 | 0 | 0 | 0 | 0 | 0 | 0 | 0 | 0 | 0 | 0 |  | 0 | 0 | 0 | 0 | 0 | 0 | 0 | 0 | 0 | 0 | 0 | 0 | 0 | 0 | 0 | 0 | 0 | 0 | 0 | 0 | 0 | 0 | 0 | 0 | 0 | 0 | 0 | 0 | 0 | 0 | 0 | 0 | 0 | 0 | 0 | 0 |  | 0 | 0 | 0 | 0 | 0 | 0 | 0 | 0 | 0 | 0 | 0 | 0 | 0 | 0 | 3 | 0 | 0 | 1 | 0 | 0 | 0 | 0 | 0 | 0 | 0 | 0 | 0 | 0 | 0 | 0 | 0 | 0 | 0 | 0 | 0 | 0 |  | 1 | 1 | 1 | 1 | 1 | 1 | 1 | 1 | 1 | 0
PG&E GBA | Metcalf | 115 | 0 | 0 | 0 | 0 | 0 | 0 | 0 | 0 | 0 | 0 | 0 | 0 | 0 | 0 | 0 | 0 | 0 | 0 | 0 | 0 |  | 0 | 0 | 0 | 0 | 0 | 0 | 0 | 0 | 0 | 0 | 0 | 0 | 0 | 0 | 0 | 0 | 0 | 0 | 0 | 0 | 0 | 0 | 0 | 0 | 0 | 0 | 0 | 0 | 0 | 0 | 0 | 0 | 0 | 0 | 0 | 0 |  | 0 | 0 | 0 | 0 | 0 | 0 | 0 | 0 | 0 | 0 | 0 | 0 | 0 | 0 | 0 | 0 | 0 | 0 | 0 | 0 | 0 | 0 | 0 | 0 | 0 | 0 | 0 | 0 | 0 | 0 | 0 | 0 | 0 | 0 | 0 | 0 |  | 0 | 0 | 0 | 0 | 0 | 0 | 0 | 0 | 0 | 0 | 0 | 0 | 0 | 0 | 0 | 0 | 0 | 0 | 0 | 0 | 0 | 0 | 0 | 0 | 0 | 0 | 0 | 0 | 0 | 0 | 0 | 0 | 0 | 0 | 0 | 0 |  | 0 | 0 | 0 | 0 | 0 | 0 | 0 | 0 | 0 | 0 | 0 | 0 | 0 | 0 | 0 | 0 | 0 | 0 | 0 | 0 | 0 | 0 | 0 | 0 | 0 | 0 | 0 | 0 | 0 | 0 | 0 | 0 | 0 | 0 | 0 | 0 |  | 1 | 1 | 1 | 1 | 1 | 1 | 1 | 1 | 1 | 0
PG&E GBA | Metcalf | 230 | 0 | 0 | 0 | 0 | 0 | 0 | 0 | 0 | 0 | 0 | 0 | 0 | 0 | 0 | 0 | 0 | 0 | 0 | 0 | 0 |  | 0 | 0 | 0 | 0 | 0 | 0 | 0 | 0 | 0 | 0 | 0 | 0 | 0 | 350 | 354.88 | 0 | 0 | 1 | 0 | 0 | 0 | 0 | 0 | 0 | 0 | 0 | 0 | 0 | 0 | 0 | 0 | -2 | -2 | 0 | 0 | 1 |  | 0 | 0 | 0 | 0 | 0 | 0 | 0 | 0 | 0 | 0 | 0 | 0 | 0 | 350 | 354.88 | 0 | 0 | 1 | 0 | 0 | 0 | 0 | 0 | 0 | 0 | 0 | 0 | 0 | 0 | 0 | 0 | -2 | -2 | 0 | 0 | 1 |  | 0 | 0 | 0 | 0 | 0 | 0 | 0 | 0 | 0 | 0 | 0 | 0 | 0 | 350 | 354.88 | 0 | 0 | 1 | 0 | 0 | 0 | 0 | 0 | 0 | 0 | 0 | 0 | 0 | 0 | 0 | 0 | -2 | -2 | 0 | 0 | 1 |  | 0 | 0 | 0 | 0 | 0 | 0 | 0 | 61.8 | 0 | 0 | 0 | 0 | 0 | 350 | 416.68 | 0 | 0 | 1 | 0 | 0 | 0 | 0 | 0 | 0 | 0 | -2 | 0 | 0 | 0 | 0 | 0 | -2 | -2 | 0 | 0 | 1 |  | 1 | 1 | 1 | 1+ | 1 | 1 | 1 | 4+ | 1 | 1
PG&E GBA | Metcalf | 500 | 30 | 0 | 0 | 0 | 0 | 0 | 0 | 0 | 0 | 0 | 0 | 0 | 0 | 0 | 0 | 0 | 0 | 0 | 0 | 1 |  | 0 | 0 | 0 | 0 | 0 | 0 | 0 | 0 | 0 | 0 | 0 | 0 | 0 | 0 | 0 | 0 | 0 | 0 | 2 | 2 | 0 | 0 | 0 | 0 | 0 | 0 | 0 | 0 | 0 | 0 | 0 | 0 | 0 | 0 | 0 | 1 |  | 0 | 0 | 0 | 0 | 0 | 0 | 0 | 0 | 0 | 0 | 0 | 0 | 0 | 0 | 0 | 0 | 0 | 0 | 2 | 2 | 0 | 0 | 0 | 0 | 0 | 0 | 0 | 0 | 0 | 0 | 0 | 0 | 0 | 0 | 0 | 1 |  | 0 | 0 | 0 | 0 | 0 | 0 | 0 | 0 | 0 | 0 | 0 | 0 | 0 | 0 | 0 | 0 | 0 | 0 | 2 | 2 | 0 | 0 | 0 | 0 | 0 | 0 | 0 | 0 | 0 | 0 | 0 | 0 | 0 | 0 | 0 | 1 |  | 0 | 0 | 0 | 0 | 0 | 0 | 0 | 0 | 0 | 0 | 0 | 0 | 0 | 0 | 0 | 0 | 0 | 0 | 2 | 2 | 0 | 0 | 0 | 0 | 0 | 0 | 0 | 0 | 0 | 0 | 0 | 0 | 0 | 0 | 0 | 1 |  | 5- | 1 | 1 | 1 | 1 | 1 | 1 | 1 | 1 | 1
PG&E KERN | Midway | 115 | 0 | 0 | 0 | 0 | 0 | 0 | 0 | 0 | 0 | 0 | 0 | 0 | 0 | 0 | 0 | 0 | 0 | 0 | 0 | 0 |  | 0 | 0 | 0 | 0 | 0 | 0 | 0 | 0 | 0 | 0 | 0 | 204 | 411.4 | 102 | 286 | 0 | 0 | 1 | 0 | 0 | 0 | 0 | 0 | 0 | 0 | 0 | 0 | 0 | 0 | -2 | -2 | -2 | -2 | 0 | 0 | 1 |  | 0 | 0 | 0 | 0 | 0 | 0 | 0 | 0 | 0 | 0 | 0 | 196 | 411.4 | 102 | 286 | 0 | 0 | 1 | 0 | 0 | 0 | 0 | 0 | 0 | 0 | 0 | 0 | 0 | 0 | -2 | -2 | -2 | -2 | 0 | 0 | 1 |  | 0 | 0 | 0 | 0 | 0 | 0 | 0 | 0 | 0 | 0 | 0 | 196 | 411.4 | 102 | 286 | 0 | 0 | 1 | 0 | 0 | 0 | 0 | 0 | 0 | 0 | 0 | 0 | 0 | 0 | -2 | -2 | -2 | -2 | 0 | 0 | 1 |  | 0 | 0 | 0 | 0 | 0 | 0 | 0 | 0 | 0 | 0 | 0 | 196 | 1211.4 | 102 | 1106 | 0 | 0 | 1 | 0 | 0 | 0 | 0 | 0 | 0 | 0 | 0 | 0 | 0 | 0 | -2 | -2 | -2 | -2 | 0 | 0 | 1 |  | 1 | 1 | 1 | 1 | 1 | 1 | 4+ | 4+ | 1 | 1
PG&E KERN | Midway | 230 | 0 | 0 | 0 | 0 | 0 | 0 | 0 | 0 | 0 | 0 | 0 | 0 | 0 | 0 | 0 | 0 | 0 | 0 | 0 | 0 |  | 0 | 0 | 0 | 0 | 0 | 0 | 0 | 0 | 0 | 0 | 0 | 0 | 0 | 0 | 0 | 0 | 0 | 0 | 0 | 0 | 0 | 0 | 0 | 0 | 0 | 0 | 0 | 0 | 0 | 0 | 0 | 0 | 0 | 0 | 0 | 0 |  | 0 | 0 | 0 | 0 | 0 | 0 | 0 | 0 | 0 | 0 | 0 | 0 | 0 | 0 | 0 | 0 | 0 | 0 | 0 | 0 | 0 | 0 | 0 | 0 | 0 | 0 | 0 | 0 | 0 | 0 | 0 | 0 | 0 | 0 | 0 | 0 |  | 0 | 0 | 0 | 0 | 0 | 0 | 0 | 0 | 0 | 0 | 0 | 0 | 0 | 0 | 0 | 0 | 0 | 0 | 0 | 0 | 0 | 0 | 0 | 0 | 0 | 0 | 0 | 0 | 0 | 0 | 0 | 0 | 0 | 0 | 0 | 0 |  | 0 | 0 | 0 | 0 | 0 | 0 | 0 | 0 | 0 | 0 | 0 | 0 | 1300 | 0 | 1300 | 0 | 0 | 1 | 0 | 0 | 0 | 0 | 0 | 0 | 0 | 0 | 0 | 0 | 0 | 0 | -2 | 0 | -2 | 0 | 0 | 1 |  | 1 | 1 | 1 | 1 | 1 | 1 | 1+ | 1+ | 1 | 1
PG&E KERN | Midway | 500 | 0 | 0 | 0 | 0 | 0 | 0 | 0 | 0 | 0 | 0 | 0 | 0 | 0 | 0 | 0 | 0 | 0 | 0 | 0 | 0 |  | 0 | 0 | 0 | 0 | 0 | 0 | 0 | 0 | 0 | 0 | 0 | 0 | 818 | 800 | 818 | 0 | 0 | 1 | 0 | 0 | 0 | 0 | 0 | 0 | 0 | 0 | 0 | 0 | 0 | 0 | -2 | -2 | -2 | 0 | 0 | 1 |  | 0 | 0 | 0 | 0 | 0 | 0 | 0 | 0 | 0 | 0 | 0 | 0 | 1176.2 | 1150 | 1176.2 | 0 | 0 | 1 | 0 | 0 | 0 | 0 | 0 | 0 | 0 | 0 | 0 | 0 | 0 | 0 | -2 | -2 | -2 | 0 | 0 | 1 |  | 0 | 0 | 0 | 0 | 0 | 0 | 0 | 0 | 0 | 0 | 0 | 0 | 1176.2 | 1150 | 1176.2 | 0 | 0 | 1 | 0 | 0 | 0 | 0 | 0 | 0 | 0 | 0 | 0 | 0 | 0 | 0 | -2 | -2 | -2 | 0 | 0 | 1 |  | 0 | 0 | 0 | 0 | 0 | 0 | 0 | 0 | 0 | 0 | 0 | 0 | 1176.2 | 1150 | 1176.2 | 0 | 0 | 1 | 0 | 0 | 0 | 0 | 0 | 0 | 0 | 0 | 0 | 0 | 0 | 0 | -2 | -2 | -2 | 0 | 0 | 1 |  | 1 | 1 | 1 | 1 | 1 | 1 | 4+ | 4+ | 1 | 1
SDGE | Miguel | 230 | 0 | 0 | 0 | 0 | 0 | 0 | 0 | 0 | 0 | 0 | 0 | 0 | 0 | 0 | 0 | 0 | 0 | 0 | 0 | 0 |  | 0 | 0 | 0 | 0 | 0 | 0 | 0 | 0 | 0 | 0 | 0 | 0 | 0 | 0 | 0 | 0 | 0 | 0 | 0 | 0 | 0 | 0 | 0 | 0 | 0 | 0 | 0 | 0 | 0 | 0 | 0 | 0 | 0 | 0 | 0 | 0 |  | 0 | 0 | 0 | 0 | 0 | 0 | 0 | 0 | 0 | 0 | 0 | 0 | 0 | 0 | 0 | 0 | 0 | 0 | 0 | 0 | 0 | 0 | 0 | 0 | 0 | 0 | 0 | 0 | 0 | 0 | 0 | 0 | 0 | 0 | 0 | 0 |  | 0 | 0 | 0 | 0 | 0 | 0 | 0 | 0 | 0 | 0 | 0 | 0 | 0 | 0 | 0 | 0 | 0 | 0 | 0 | 0 | 0 | 0 | 0 | 0 | 0 | 0 | 0 | 0 | 0 | 0 | 0 | 0 | 0 | 0 | 0 | 0 |  | 0 | 0 | 0 | 0 | 0 | 0 | 0 | 0 | 0 | 0 | 0 | 0 | 0 | 0 | 0 | 0 | 0 | 0 | 0 | 0 | 0 | 0 | 0 | 0 | 0 | 0 | 0 | 0 | 0 | 0 | 0 | 0 | 0 | 0 | 0 | 0 |  | 1 | 1 | 1 | 1 | 1 | 1 | 1 | 1 | 1 | 0
SDGE | Miguel | 500 | 0 | 0 | 0 | 0 | 0 | 0 | 0 | 0 | 0 | 0 | 0 | 0 | 0 | 0 | 0 | 0 | 0 | 0 | 0 | 0 |  | 0 | 0 | 0 | 0 | 0 | 0 | 0 | 0 | 0 | 0 | 0 | 0 | 0 | 0 | 0 | 0 | 0 | 0 | 0 | 0 | 0 | 0 | 0 | 0 | 0 | 0 | 0 | 0 | 0 | 0 | 0 | 0 | 0 | 0 | 0 | 0 |  | 0 | 0 | 0 | 0 | 0 | 0 | 0 | 0 | 0 | 0 | 0 | 0 | 0 | 0 | 0 | 0 | 0 | 0 | 0 | 0 | 0 | 0 | 0 | 0 | 0 | 0 | 0 | 0 | 0 | 0 | 0 | 0 | 0 | 0 | 0 | 0 |  | 0 | 0 | 0 | 0 | 0 | 0 | 0 | 0 | 0 | 0 | 0 | 0 | 0 | 0 | 0 | 0 | 0 | 0 | 0 | 0 | 0 | 0 | 0 | 0 | 0 | 0 | 0 | 0 | 0 | 0 | 0 | 0 | 0 | 0 | 0 | 0 |  | 0 | 0 | 0 | 0 | 0 | 0 | 0 | 0 | 0 | 0 | 0 | 0 | 0 | 0 | 0 | 0 | 0 | 0 | 0 | 0 | 0 | 0 | 0 | 0 | 0 | 0 | 0 | 0 | 0 | 0 | 0 | 0 | 0 | 0 | 0 | 0 |  | 1 | 1 | 1 | 1 | 1 | 1 | 1 | 1 | 1 | 0
SDGE | Miguel | 69 | 0 | 0 | 0 | 0 | 0 | 0 | 0 | 0 | 0 | 0 | 0 | 0 | 0 | 0 | 0 | 0 | 0 | 0 | 0 | 0 |  | 0 | 0 | 0 | 0 | 0 | 0 | 0 | 0 | 0 | 0 | 0 | 0 | 0 | 0 | 0 | 0 | 0 | 0 | 0 | 0 | 0 | 0 | 0 | 0 | 0 | 0 | 0 | 0 | 0 | 0 | 0 | 0 | 0 | 0 | 0 | 0 |  | 0 | 0 | 0 | 0 | 0 | 0 | 0 | 0 | 0 | 0 | 0 | 0 | 0 | 0 | 0 | 0 | 0 | 0 | 0 | 0 | 0 | 0 | 0 | 0 | 0 | 0 | 0 | 0 | 0 | 0 | 0 | 0 | 0 | 0 | 0 | 0 |  | 0 | 0 | 0 | 0 | 0 | 0 | 0 | 0 | 0 | 0 | 0 | 0 | 0 | 0 | 51.4 | 0 | 0 | 1 | 0 | 0 | 0 | 0 | 0 | 0 | 0 | 0 | 0 | 0 | 0 | 0 | 0 | 0 | -2 | 0 | 0 | 1 |  | 0 | 0 | 0 | 0 | 0 | 0 | 0 | 0 | 0 | 0 | 0 | 0 | 0 | 0 | 51.4 | 0 | 0 | 1 | 0 | 0 | 0 | 0 | 0 | 0 | 0 | 0 | 0 | 0 | 0 | 0 | 0 | 0 | 0 | 0 | 0 | 0 |  | 1 | 1 | 1 | 1 | 1 | 1 | 1 | 2+ | 1 | 1
PG&E GBA | Millbrae | 115 | 0 | 0 | 0 | 0 | 0 | 0 | 0 | 0 | 0 | 0 | 0 | 0 | 0 | 0 | 0 | 0 | 3 | 3 | 0 | 1 |  | 0 | 0 | 0 | 0 | 0 | 0 | 0 | 0 | 0 | 0 | 0 | 0 | 0 | 0 | 0 | 0 | 0 | 0 | 0 | 0 | 0 | 0 | 0 | 0 | 0 | 0 | 0 | 0 | 0 | 0 | 0 | 2 | 2 | 0 | 0 | 1 |  | 0 | 0 | 0 | 0 | 0 | 0 | 0 | 0 | 0 | 0 | 0 | 0 | 6.2558 | 0 | 3.7248 | 0 | 0 | 1 | 0 | 0 | 0 | 0 | 0 | 0 | 0 | 0 | 0 | 0 | 0 | 0 | -2 | 2 | -1 | 0 | 0 | 1 |  | 0 | 0 | 0 | 0 | 0 | 0 | 0 | 0 | 0 | 0 | 0 | 0 | 6.2558 | 0 | 3.7248 | 0 | 0 | 1 | 0 | 0 | 0 | 0 | 0 | 0 | 0 | 0 | 0 | 0 | 0 | 0 | -2 | 2 | -1 | 0 | 0 | 1 |  | 0 | 0 | 0 | 0 | 0 | 0 | 0 | 0 | 0 | 0 | 0 | 0 | 6.2558 | 0 | 3.7248 | 0 | 0 | 1 | 0 | 0 | 0 | 0 | 0 | 0 | 0 | 0 | 0 | 0 | 0 | 0 | -2 | 2 | 0 | 0 | 0 | 1 |  | 1 | 1 | 1 | 1 | 1 | 1 | 4+ | 3+ | 1 | 1
PG&E GBA | Miller | 115 | 0 | 0 | 0 | 0 | 0 | 0 | 0 | 0 | 0 | 0 | 0 | 0 | 0 | 0 | 0 | 0 | 0 | 0 | 0 | 0 |  | 0 | 0 | 0 | 0 | 0 | 0 | 0 | 0 | 0 | 0 | 0 | 0 | 0 | 0 | 0 | 0 | 0 | 0 | 0 | 0 | 0 | 0 | 0 | 0 | 0 | 0 | 0 | 0 | 0 | 0 | 0 | 0 | 0 | 0 | 0 | 0 |  | 0 | 0 | 0 | 0 | 0 | 0 | 0 | 0 | 0 | 0 | 0 | 0 | 0 | 0 | 0 | 0 | 0 | 0 | 0 | 0 | 0 | 0 | 0 | 0 | 0 | 0 | 0 | 0 | 0 | 0 | 0 | 0 | 0 | 0 | 0 | 0 |  | 0 | 0 | 0 | 0 | 0 | 0 | 0 | 0 | 0 | 0 | 0 | 0 | 0 | 0 | 0 | 0 | 0 | 0 | 0 | 0 | 0 | 0 | 0 | 0 | 0 | 0 | 0 | 0 | 0 | 0 | 0 | 0 | 0 | 0 | 0 | 0 |  | 0 | 0 | 0 | 0 | 0 | 0 | 0 | 0 | 0 | 0 | 0 | 0 | 0 | 0 | 0 | 0 | 0 | 0 | 0 | 0 | 0 | 0 | 0 | 0 | 0 | 0 | 0 | 0 | 0 | 0 | 0 | 0 | 0 | 0 | 0 | 0 |  | 1 | 1 | 1 | 1 | 1 | 1 | 1 | 1 | 1 | 0
SCE Metro | Mira Loma | 230 | 0 | 0 | 0 | 0 | 0 | 0 | 0 | 0 | 0 | 0 | 0 | 0 | 0 | 0 | 0 | 0 | 200 | 200 | 0 | 1 |  | 0 | 0 | 0 | 0 | 0 | 0 | 0 | 0 | 0 | 0 | 0 | 0 | 0 | 300 | 312.96 | 0 | 0 | 1 | 0 | 0 | 0 | 0 | 0 | 0 | 0 | 0 | 0 | 0 | 0 | 0 | 0 | -2 | -2 | 0 | 0 | 1 |  | 0 | 0 | 0 | 0 | 0 | 0 | 0 | 0 | 0 | 0 | 0 | 0 | 0 | 300 | 414.16 | 0 | 0 | 1 | 0 | 0 | 0 | 0 | 0 | 0 | 0 | 0 | 0 | 0 | 0 | 0 | 0 | -2 | -2 | 0 | 0 | 1 |  | 0 | 0 | 0 | 0 | 0 | 0 | 0 | 0 | 0 | 0 | 0 | 0 | 0 | 300 | 414.16 | 0 | 0 | 1 | 0 | 0 | 0 | 0 | 0 | 0 | 0 | 0 | 0 | 0 | 0 | 0 | 0 | -2 | -2 | 0 | 0 | 1 |  | 0 | 0 | 0 | 0 | 0 | 0 | 0 | 572.02 | 0 | 0 | 0 | 0 | 100 | 300 | 988.68 | 0 | 0 | 1 | 0 | 0 | 0 | 0 | 0 | 0 | 0 | -2 | 0 | 0 | 0 | 0 | -2 | -2 | -2 | 0 | 0 | 1 |  | 1 | 1 | 1 | 1+ | 1 | 1 | 1+ | 4+ | 1 | 1
SCE Metro | Mira Loma | 500 | 0 | 0 | 0 | 0 | 0 | 0 | 0 | 0 | 0 | 0 | 0 | 0 | 0 | 0 | 0 | 0 | 0 | 0 | 0 | 0 |  | 0 | 0 | 0 | 0 | 0 | 0 | 0 | 0 | 0 | 0 | 0 | 0 | 0 | 0 | 0 | 0 | 0 | 0 | 0 | 0 | 0 | 0 | 0 | 0 | 0 | 0 | 0 | 0 | 0 | 0 | 0 | 0 | 0 | 0 | 0 | 0 |  | 0 | 0 | 0 | 0 | 0 | 0 | 0 | 0 | 0 | 0 | 0 | 0 | 0 | 0 | 0 | 0 | 0 | 0 | 0 | 0 | 0 | 0 | 0 | 0 | 0 | 0 | 0 | 0 | 0 | 0 | 0 | 0 | 0 | 0 | 0 | 0 |  | 0 | 0 | 0 | 0 | 0 | 0 | 0 | 0 | 0 | 0 | 0 | 0 | 1770 | 1770 | 1770 | 0 | 0 | 1 | 0 | 0 | 0 | 0 | 0 | 0 | 0 | 0 | 0 | 0 | 0 | 0 | -2 | -2 | -2 | 0 | 0 | 1 |  | 0 | 0 | 0 | 0 | 0 | 0 | 0 | 0 | 0 | 0 | 0 | 0 | 1770 | 1770 | 1770 | 0 | 0 | 1 | 0 | 0 | 0 | 0 | 0 | 0 | 0 | 0 | 0 | 0 | 0 | 0 | -2 | -2 | -2 | 0 | 0 | 1 |  | 1 | 1 | 1 | 1 | 1 | 1 | 2+ | 4+ | 1 | 1
SCE Eastern | Mirage | 115 | 0 | 0 | 0 | 0 | 0 | 0 | 0 | 0 | 0 | 0 | 0 | 0 | 0 | 0 | 0 | 0 | 0 | 0 | 0 | 0 |  | 0 | 0 | 0 | 0 | 0 | 0 | 0 | 0 | 0 | 0 | 0 | 0 | 0 | 0 | 0 | 0 | 0 | 0 | 0 | 0 | 0 | 0 | 0 | 0 | 0 | 0 | 0 | 0 | 0 | 0 | 0 | 0 | 0 | 0 | 0 | 0 |  | 0 | 0 | 0 | 0 | 0 | 0 | 0 | 0 | 0 | 0 | 0 | 0 | 0 | 0 | 0 | 0 | 0 | 0 | 0 | 0 | 0 | 0 | 0 | 0 | 0 | 0 | 0 | 0 | 0 | 0 | 0 | 0 | 0 | 0 | 0 | 0 |  | 0 | 0 | 0 | 0 | 0 | 0 | 0 | 0 | 0 | 0 | 0 | 0 | 0 | 0 | 0 | 0 | 0 | 0 | 0 | 0 | 0 | 0 | 0 | 0 | 0 | 0 | 0 | 0 | 0 | 0 | 0 | 0 | 0 | 0 | 0 | 0 |  | 0 | 0 | 0 | 0 | 0 | 0 | 0 | 0 | 0 | 0 | 0 | 0 | 0 | 0 | 0 | 0 | 0 | 0 | 0 | 0 | 0 | 0 | 0 | 0 | 0 | 0 | 0 | 0 | 0 | 0 | 0 | 0 | 0 | 0 | 0 | 0 |  | 1 | 1 | 1 | 1 | 1 | 1 | 1 | 1 | 1 | 0
SCE Eastern | Mirage | 230 | 0 | 0 | 0 | 0 | 0 | 0 | 0 | 0 | 0 | 0 | 0 | 0 | 0 | 0 | 0 | 0 | 0 | 0 | 0 | 0 |  | 0 | 0 | 0 | 0 | 0 | 0 | 0 | 0 | 0 | 0 | 0 | 0 | 0 | 0 | 0 | 0 | 0 | 0 | 0 | 0 | 0 | 0 | 0 | 0 | 0 | 0 | 0 | 0 | 0 | 0 | 0 | 0 | 0 | 0 | 0 | 0 |  | 0 | 0 | 0 | 0 | 0 | 0 | 0 | 0 | 0 | 0 | 0 | 0 | 0 | 0 | 0 | 0 | 0 | 0 | 0 | 0 | 0 | 0 | 0 | 0 | 0 | 0 | 0 | 0 | 0 | 0 | 0 | 0 | 0 | 0 | 0 | 0 |  | 0 | 0 | 0 | 0 | 0 | 0 | 0 | 0 | 0 | 0 | 0 | 0 | 0 | 0 | 0 | 0 | 0 | 0 | 0 | 0 | 0 | 0 | 0 | 0 | 0 | 0 | 0 | 0 | 0 | 0 | 0 | 0 | 0 | 0 | 0 | 0 |  | 0 | 0 | 0 | 0 | 0 | 0 | 0 | 0 | 0 | 0 | 0 | 0 | 0 | 0 | 219.949 | 0 | 0 | 1 | 0 | 0 | 0 | 0 | 0 | 0 | 0 | 0 | 0 | 0 | 0 | 0 | 0 | 0 | -1 | 0 | 0 | 1 |  | 1 | 1 | 1 | 1 | 1 | 1 | 1 | 1 | 1 | 0
SDGE | Mission | 138 | 0 | 0 | 0 | 0 | 0 | 0 | 0 | 0 | 0 | 0 | 0 | 0 | 0 | 0 | 0 | 0 | 0 | 0 | 0 | 0 |  | 0 | 0 | 0 | 0 | 0 | 0 | 0 | 0 | 0 | 0 | 0 | 0 | 0 | 0 | 0 | 0 | 0 | 0 | 0 | 0 | 0 | 0 | 0 | 0 | 0 | 0 | 0 | 0 | 0 | 0 | 0 | 0 | 0 | 0 | 0 | 0 |  | 0 | 0 | 0 | 0 | 0 | 0 | 0 | 0 | 0 | 0 | 0 | 0 | 0 | 0 | 0 | 0 | 0 | 0 | 0 | 0 | 0 | 0 | 0 | 0 | 0 | 0 | 0 | 0 | 0 | 0 | 0 | 0 | 0 | 0 | 0 | 0 |  | 0 | 0 | 0 | 0 | 0 | 0 | 0 | 0 | 0 | 0 | 0 | 0 | 0 | 0 | 0 | 0 | 0 | 0 | 0 | 0 | 0 | 0 | 0 | 0 | 0 | 0 | 0 | 0 | 0 | 0 | 0 | 0 | 0 | 0 | 0 | 0 |  | 0 | 0 | 0 | 0 | 0 | 0 | 0 | 0 | 0 | 0 | 0 | 0 | 0 | 0 | 0 | 0 | 0 | 0 | 0 | 0 | 0 | 0 | 0 | 0 | 0 | 0 | 0 | 0 | 0 | 0 | 0 | 0 | 0 | 0 | 0 | 0 |  | 1 | 1 | 1 | 1 | 1 | 1 | 1 | 1 | 1 | 0
SDGE | Mission | 230 | 0 | 0 | 0 | 0 | 0 | 0 | 0 | 0 | 0 | 0 | 0 | 0 | 0 | 0 | 0 | 0 | 0 | 0 | 0 | 0 |  | 0 | 0 | 0 | 0 | 0 | 0 | 0 | 0 | 0 | 0 | 0 | 0 | 0 | 0 | 0 | 0 | 0 | 0 | 0 | 0 | 0 | 0 | 0 | 0 | 0 | 0 | 0 | 0 | 0 | 0 | 0 | 0 | 0 | 0 | 0 | 0 |  | 0 | 0 | 0 | 0 | 0 | 0 | 0 | 0 | 0 | 0 | 0 | 0 | 0 | 0 | 0 | 0 | 0 | 0 | 0 | 0 | 0 | 0 | 0 | 0 | 0 | 0 | 0 | 0 | 0 | 0 | 0 | 0 | 0 | 0 | 0 | 0 |  | 0 | 0 | 0 | 0 | 0 | 0 | 0 | 0 | 0 | 0 | 0 | 0 | 0 | 0 | 0 | 0 | 0 | 0 | 0 | 0 | 0 | 0 | 0 | 0 | 0 | 0 | 0 | 0 | 0 | 0 | 0 | 0 | 0 | 0 | 0 | 0 |  | 0 | 0 | 0 | 0 | 0 | 0 | 0 | 0 | 0 | 0 | 0 | 0 | 0 | 0 | 0 | 0 | 0 | 0 | 0 | 0 | 0 | 0 | 0 | 0 | 0 | 0 | 0 | 0 | 0 | 0 | 0 | 0 | 0 | 0 | 0 | 0 |  | 1 | 1 | 1 | 1 | 1 | 1 | 1 | 1 | 1 | 0
SDGE | Mission | 69 | 0 | 0 | 0 | 0 | 0 | 0 | 0 | 0 | 0 | 0 | 0 | 0 | 0 | 0 | 0 | 0 | 0 | 0 | 0 | 0 |  | 0 | 0 | 0 | 0 | 0 | 0 | 0 | 0 | 0 | 0 | 0 | 0 | 0 | 0 | 0 | 0 | 0 | 0 | 0 | 0 | 0 | 0 | 0 | 0 | 0 | 0 | 0 | 0 | 0 | 0 | 0 | 0 | 0 | 0 | 0 | 0 |  | 0 | 0 | 0 | 0 | 0 | 0 | 0 | 0 | 0 | 0 | 0 | 0 | 0 | 0 | 0 | 0 | 0 | 0 | 0 | 0 | 0 | 0 | 0 | 0 | 0 | 0 | 0 | 0 | 0 | 0 | 0 | 0 | 0 | 0 | 0 | 0 |  | 0 | 0 | 0 | 0 | 0 | 0 | 0 | 0 | 0 | 0 | 0 | 0 | 0 | 0 | 0 | 0 | 0 | 0 | 0 | 0 | 0 | 0 | 0 | 0 | 0 | 0 | 0 | 0 | 0 | 0 | 0 | 0 | 0 | 0 | 0 | 0 |  | 0 | 0 | 0 | 0 | 0 | 0 | 0 | 0 | 0 | 0 | 0 | 0 | 0 | 0 | 0 | 0 | 0 | 0 | 0 | 0 | 0 | 0 | 0 | 0 | 0 | 0 | 0 | 0 | 0 | 0 | 0 | 0 | 0 | 0 | 0 | 0 |  | 1 | 1 | 1 | 1 | 1 | 1 | 1 | 1 | 1 | 0
PG&E GBA | Mi-Wuk | 115 | 0 | 0 | 0 | 0 | 0 | 0 | 0 | 0 | 0 | 0 | 0 | 0 | 0 | 0 | 0 | 0 | 0 | 0 | 0 | 0 |  | 0 | 0 | 0 | 0 | 0 | 0 | 0 | 0 | 0 | 0 | 0 | 0 | 0 | 0 | 0 | 0 | 0 | 0 | 0 | 0 | 0 | 0 | 0 | 0 | 0 | 0 | 0 | 0 | 0 | 0 | 0 | 0 | 0 | 0 | 0 | 0 |  | 0 | 0 | 0 | 0 | 0 | 0 | 0 | 0 | 0 | 0 | 0 | 0 | 0 | 0 | 0 | 0 | 0 | 0 | 0 | 0 | 0 | 0 | 0 | 0 | 0 | 0 | 0 | 0 | 0 | 0 | 0 | 0 | 0 | 0 | 0 | 0 |  | 0 | 0 | 0 | 0 | 0 | 0 | 0 | 0 | 0 | 0 | 0 | 0 | 0 | 0 | 0 | 0 | 0 | 0 | 0 | 0 | 0 | 0 | 0 | 0 | 0 | 0 | 0 | 0 | 0 | 0 | 0 | 0 | 0 | 0 | 0 | 0 |  | 0 | 0 | 0 | 0 | 0 | 0 | 0 | 0 | 0 | 0 | 0 | 0 | 0 | 0 | 0 | 0 | 0 | 0 | 0 | 0 | 0 | 0 | 0 | 0 | 0 | 0 | 0 | 0 | 0 | 0 | 0 | 0 | 0 | 0 | 0 | 0 |  | 1 | 1 | 1 | 1 | 1 | 1 | 1 | 1 | 1 | 0
EOP | Mohave | 500 | 0 | 0 | 0 | 0 | 0 | 0 | 0 | 0 | 0 | 0 | 0 | 0 | 665 | 587 | 1252 | 0 | 158 | 158 | 400 | 1 |  | 0 | 0 | 0 | 0 | 0 | 0 | 0 | 0 | 0 | 0 | 0 | 0 | 820 | 820 | 820 | 0 | 0 | 1 | 0 | 0 | 0 | 0 | 0 | 0 | 0 | 0 | 0 | 0 | 0 | 2 | 2 | -2 | -2 | 2 | 2 | 1 |  | 0 | 0 | 0 | 0 | 0 | 0 | 0 | 0 | 0 | 0 | 0 | 0 | 0 | 0 | 0 | 0 | 0 | 0 | 0 | 0 | 0 | 0 | 0 | 0 | 0 | 0 | 0 | 0 | 0 | 2 | 2 | 2 | 2 | 2 | 2 | 1 |  | 0 | 0 | 0 | 0 | 0 | 0 | 0 | 0 | 0 | 0 | 0 | 0 | 0 | 0 | 0 | 0 | 0 | 0 | 0 | 0 | 0 | 0 | 0 | 0 | 0 | 0 | 0 | 0 | 0 | 2 | 2 | 2 | 2 | 2 | 2 | 1 |  | 0 | 0 | 0 | 0 | 0 | 0 | 0 | 716.4 | 0 | 0 | 0 | 0 | 718.2 | 0 | 716.4 | 0 | 0 | 1 | 0 | 0 | 0 | 0 | 0 | 0 | 0 | -2 | 0 | 0 | 0 | 2 | 2 | 2 | -2 | 2 | 2 | 1 |  | 1 | 1 | 1 | 1+ | 1 | 1 | 5- | 3- | 5- | 1
PG&E NGBA | Monroe | 115 | 0 | 0 | 0 | 0 | 0 | 0 | 0 | 0 | 0 | 0 | 0 | 0 | 0 | 0 | 0 | 0 | 0 | 0 | 0 | 0 |  | 0 | 0 | 0 | 0 | 0 | 0 | 0 | 0 | 0 | 0 | 0 | 0 | 0 | 0 | 0 | 0 | 0 | 0 | 0 | 0 | 0 | 0 | 0 | 0 | 0 | 0 | 0 | 0 | 0 | 0 | 0 | 0 | 0 | 0 | 0 | 0 |  | 0 | 0 | 0 | 0 | 0 | 0 | 0 | 0 | 0 | 0 | 0 | 0 | 0 | 0 | 0 | 0 | 0 | 0 | 0 | 0 | 0 | 0 | 0 | 0 | 0 | 0 | 0 | 0 | 0 | 0 | 0 | 0 | 0 | 0 | 0 | 0 |  | 0 | 0 | 0 | 0 | 0 | 0 | 0 | 0 | 0 | 0 | 0 | 0 | 0 | 0 | 0 | 0 | 0 | 0 | 0 | 0 | 0 | 0 | 0 | 0 | 0 | 0 | 0 | 0 | 0 | 0 | 0 | 0 | 0 | 0 | 0 | 0 |  | 0 | 0 | 0 | 0 | 0 | 0 | 0 | 0 | 0 | 0 | 0 | 0 | 0 | 0 | 0 | 0 | 0 | 0 | 0 | 0 | 0 | 0 | 0 | 0 | 0 | 0 | 0 | 0 | 0 | 0 | 0 | 0 | 0 | 0 | 0 | 0 |  | 1 | 1 | 1 | 1 | 1 | 1 | 1 | 1 | 1 | 0
SDGE | Monserate | 69 | 0 | 0 | 0 | 0 | 0 | 0 | 0 | 0 | 0 | 0 | 0 | 0 | 0 | 0 | 0 | 0 | 0 | 0 | 0 | 0 |  | 0 | 0 | 0 | 0 | 0 | 0 | 0 | 0 | 0 | 0 | 0 | 0 | 0 | 0 | 0 | 0 | 0 | 0 | 0 | 0 | 0 | 0 | 0 | 0 | 0 | 0 | 0 | 0 | 0 | 0 | 0 | 0 | 0 | 0 | 0 | 0 |  | 0 | 0 | 0 | 0 | 0 | 0 | 0 | 0 | 0 | 0 | 0 | 0 | 0 | 0 | 0 | 0 | 0 | 0 | 0 | 0 | 0 | 0 | 0 | 0 | 0 | 0 | 0 | 0 | 0 | 0 | 0 | 0 | 0 | 0 | 0 | 0 |  | 0 | 0 | 0 | 0 | 0 | 0 | 0 | 0 | 0 | 0 | 0 | 0 | 0 | 0 | 0 | 0 | 0 | 0 | 0 | 0 | 0 | 0 | 0 | 0 | 0 | 0 | 0 | 0 | 0 | 0 | 0 | 0 | 0 | 0 | 0 | 0 |  | 0 | 0 | 0 | 0 | 0 | 0 | 0 | 0 | 0 | 0 | 0 | 0 | 0 | 0 | 0 | 0 | 0 | 0 | 0 | 0 | 0 | 0 | 0 | 0 | 0 | 0 | 0 | 0 | 0 | 0 | 0 | 0 | 0 | 0 | 0 | 0 |  | 1 | 1 | 1 | 1 | 1 | 1 | 1 | 1 | 1 | 0
PG&E GBA | Monta Vista | 115 | 0 | 0 | 0 | 0 | 0 | 0 | 0 | 0 | 0 | 0 | 0 | 0 | 0 | 0 | 0 | 0 | 0 | 0 | 0 | 0 |  | 0 | 0 | 0 | 0 | 0 | 0 | 0 | 0 | 0 | 0 | 0 | 0 | 0 | 0 | 0 | 0 | 0 | 0 | 0 | 0 | 0 | 0 | 0 | 0 | 0 | 0 | 0 | 0 | 0 | 0 | 0 | 0 | 0 | 0 | 0 | 0 |  | 0 | 0 | 0 | 0 | 0 | 0 | 0 | 0 | 0 | 0 | 0 | 0 | 0 | 0 | 0 | 0 | 0 | 0 | 0 | 0 | 0 | 0 | 0 | 0 | 0 | 0 | 0 | 0 | 0 | 0 | 0 | 0 | 0 | 0 | 0 | 0 |  | 0 | 0 | 0 | 0 | 0 | 0 | 0 | 0 | 0 | 0 | 0 | 0 | 0 | 0 | 0 | 0 | 0 | 0 | 0 | 0 | 0 | 0 | 0 | 0 | 0 | 0 | 0 | 0 | 0 | 0 | 0 | 0 | 0 | 0 | 0 | 0 |  | 0 | 0 | 0 | 0 | 0 | 0 | 0 | 0 | 0 | 0 | 0 | 0 | 0 | 0 | 0 | 0 | 0 | 0 | 0 | 0 | 0 | 0 | 0 | 0 | 0 | 0 | 0 | 0 | 0 | 0 | 0 | 0 | 0 | 0 | 0 | 0 |  | 1 | 1 | 1 | 1 | 1 | 1 | 1 | 1 | 1 | 0
PG&E GBA | Monta Vista | 230 | 0 | 0 | 0 | 0 | 0 | 0 | 0 | 0 | 0 | 0 | 0 | 0 | 0 | 0 | 0 | 0 | 0 | 0 | 0 | 0 |  | 0 | 0 | 0 | 0 | 0 | 0 | 0 | 0 | 0 | 0 | 0 | 0 | 0 | 0 | 0 | 0 | 0 | 0 | 0 | 0 | 0 | 0 | 0 | 0 | 0 | 0 | 0 | 0 | 0 | 0 | 0 | 0 | 0 | 0 | 0 | 0 |  | 0 | 0 | 0 | 0 | 0 | 0 | 0 | 0 | 0 | 0 | 0 | 0 | 0 | 0 | 0 | 0 | 0 | 0 | 0 | 0 | 0 | 0 | 0 | 0 | 0 | 0 | 0 | 0 | 0 | 0 | 0 | 0 | 0 | 0 | 0 | 0 |  | 0 | 0 | 0 | 0 | 0 | 0 | 0 | 0 | 0 | 0 | 0 | 0 | 0 | 0 | 0 | 0 | 0 | 0 | 0 | 0 | 0 | 0 | 0 | 0 | 0 | 0 | 0 | 0 | 0 | 0 | 0 | 0 | 0 | 0 | 0 | 0 |  | 0 | 0 | 0 | 0 | 0 | 0 | 0 | 0 | 0 | 0 | 0 | 0 | 0 | 0 | 0 | 0 | 0 | 0 | 0 | 0 | 0 | 0 | 0 | 0 | 0 | 0 | 0 | 0 | 0 | 0 | 0 | 0 | 0 | 0 | 0 | 0 |  | 1 | 1 | 1 | 1 | 1 | 1 | 1 | 1 | 1 | 0
PG&E GBA | Monta Vista | 60 | 0 | 0 | 0 | 0 | 0 | 0 | 0 | 0 | 0 | 0 | 0 | 0 | 0 | 0 | 0 | 0 | 0 | 0 | 0 | 0 |  | 0 | 0 | 0 | 0 | 0 | 0 | 0 | 0 | 0 | 0 | 0 | 0 | 0 | 0 | 0 | 0 | 0 | 0 | 0 | 0 | 0 | 0 | 0 | 0 | 0 | 0 | 0 | 0 | 0 | 0 | 0 | 0 | 0 | 0 | 0 | 0 |  | 0 | 0 | 0 | 0 | 0 | 0 | 0 | 0 | 0 | 0 | 0 | 0 | 0 | 0 | 0 | 0 | 0 | 0 | 0 | 0 | 0 | 0 | 0 | 0 | 0 | 0 | 0 | 0 | 0 | 0 | 0 | 0 | 0 | 0 | 0 | 0 |  | 0 | 0 | 0 | 0 | 0 | 0 | 0 | 0 | 0 | 0 | 0 | 0 | 0 | 0 | 0 | 0 | 0 | 0 | 0 | 0 | 0 | 0 | 0 | 0 | 0 | 0 | 0 | 0 | 0 | 0 | 0 | 0 | 0 | 0 | 0 | 0 |  | 0 | 0 | 0 | 0 | 0 | 0 | 0 | 0 | 0 | 0 | 0 | 0 | 0 | 0 | 0 | 0 | 0 | 0 | 0 | 0 | 0 | 0 | 0 | 0 | 0 | 0 | 0 | 0 | 0 | 0 | 0 | 0 | 0 | 0 | 0 | 0 |  | 1 | 1 | 1 | 1 | 1 | 1 | 1 | 1 | 1 | 0
PG&E NGBA | Monticello | 115 | 0 | 0 | 0 | 0 | 0 | 0 | 0 | 0 | 0 | 0 | 0 | 0 | 0 | 0 | 0 | 0 | 0 | 0 | 0 | 0 |  | 0 | 0 | 0 | 0 | 0 | 0 | 0 | 0 | 0 | 0 | 0 | 0 | 0 | 0 | 0 | 0 | 0 | 0 | 0 | 0 | 0 | 0 | 0 | 0 | 0 | 0 | 0 | 0 | 0 | 0 | 0 | 0 | 0 | 0 | 0 | 0 |  | 0 | 0 | 0 | 0 | 0 | 0 | 0 | 0 | 0 | 0 | 0 | 0 | 0 | 0 | 0 | 0 | 0 | 0 | 0 | 0 | 0 | 0 | 0 | 0 | 0 | 0 | 0 | 0 | 0 | 0 | 0 | 0 | 0 | 0 | 0 | 0 |  | 0 | 0 | 0 | 0 | 0 | 0 | 0 | 0 | 0 | 0 | 0 | 0 | 0 | 0 | 0 | 0 | 0 | 0 | 0 | 0 | 0 | 0 | 0 | 0 | 0 | 0 | 0 | 0 | 0 | 0 | 0 | 0 | 0 | 0 | 0 | 0 |  | 0 | 0 | 0 | 0 | 0 | 0 | 0 | 0 | 0 | 0 | 0 | 0 | 0 | 0 | 0 | 0 | 0 | 0 | 0 | 0 | 0 | 0 | 0 | 0 | 0 | 0 | 0 | 0 | 0 | 0 | 0 | 0 | 0 | 0 | 0 | 0 |  | 1 | 1 | 1 | 1 | 1 | 1 | 1 | 1 | 1 | 0
SCE Northern | Moorpark | 230 | 0 | 0 | 0 | 0 | 0 | 0 | 0 | 0 | 0 | 0 | 0 | 0 | 0 | 0 | 0 | 0 | 0 | 0 | 0 | 0 |  | 0 | 0 | 0 | 0 | 0 | 0 | 0 | 0 | 0 | 0 | 0 | 0 | 0 | 500 | 500 | 0 | 0 | 1 | 0 | 0 | 0 | 0 | 0 | 0 | 0 | 0 | 0 | 0 | 0 | 0 | 0 | -2 | -2 | 0 | 0 | 1 |  | 0 | 0 | 0 | 0 | 0 | 0 | 0 | 0 | 0 | 0 | 0 | 0 | 0 | 500 | 748 | 0 | 0 | 1 | 0 | 0 | 0 | 0 | 0 | 0 | 0 | 0 | 0 | 0 | 0 | 0 | 0 | -2 | -2 | 0 | 0 | 1 |  | 0 | 0 | 0 | 0 | 0 | 0 | 0 | 0 | 0 | 0 | 0 | 0 | 0 | 500 | 1837.525 | 0 | 0 | 1 | 0 | 0 | 0 | 0 | 0 | 0 | 0 | 0 | 0 | 0 | 0 | 0 | 0 | -2 | -2 | 0 | 0 | 1 |  | 0 | 0 | 0 | 0 | 0 | 0 | 0 | 0 | 0 | 0 | 0 | 0 | 0 | 500 | 1926.275 | 0 | 0 | 1 | 0 | 0 | 0 | 0 | 0 | 0 | 0 | 0 | 0 | 0 | 0 | 0 | 0 | -2 | -2 | 0 | 0 | 1 |  | 1 | 1 | 1 | 1 | 1 | 1 | 1 | 4+ | 1 | 1
SCE Northern | Moorpark | 66 | 0 | 0 | 0 | 0 | 0 | 0 | 0 | 0 | 0 | 0 | 0 | 0 | 0 | 0 | 0 | 0 | 0 | 0 | 0 | 0 |  | 0 | 0 | 0 | 0 | 0 | 0 | 0 | 0 | 0 | 0 | 0 | 0 | 0 | 0 | 0 | 0 | 0 | 0 | 0 | 0 | 0 | 0 | 0 | 0 | 0 | 0 | 0 | 0 | 0 | 0 | 0 | 0 | 0 | 0 | 0 | 0 |  | 0 | 0 | 0 | 0 | 0 | 0 | 0 | 0 | 0 | 0 | 0 | 0 | 0 | 0 | 0 | 0 | 0 | 0 | 0 | 0 | 0 | 0 | 0 | 0 | 0 | 0 | 0 | 0 | 0 | 0 | 0 | 0 | 0 | 0 | 0 | 0 |  | 0 | 0 | 0 | 0 | 0 | 0 | 0 | 0 | 0 | 0 | 0 | 0 | 0 | 0 | 0 | 0 | 0 | 0 | 0 | 0 | 0 | 0 | 0 | 0 | 0 | 0 | 0 | 0 | 0 | 0 | 0 | 0 | 0 | 0 | 0 | 0 |  | 0 | 0 | 0 | 0 | 0 | 0 | 0 | 0 | 0 | 0 | 0 | 0 | 0 | 0 | 0 | 0 | 0 | 0 | 0 | 0 | 0 | 0 | 0 | 0 | 0 | 0 | 0 | 0 | 0 | 0 | 0 | 0 | 0 | 0 | 0 | 0 |  | 1 | 1 | 1 | 1 | 1 | 1 | 1 | 1 | 1 | 0
PG&E GBA | Moraga | 115 | 0 | 0 | 0 | 0 | 0 | 0 | 0 | 0 | 0 | 0 | 0 | 0 | 0 | 0 | 0 | 0 | 0 | 0 | 0 | 0 |  | 0 | 0 | 0 | 0 | 0 | 0 | 0 | 0 | 0 | 0 | 0 | 0 | 0 | 0 | 0 | 0 | 0 | 0 | 0 | 0 | 0 | 0 | 0 | 0 | 0 | 0 | 0 | 0 | 0 | 0 | 0 | 0 | 0 | 0 | 0 | 0 |  | 0 | 0 | 0 | 0 | 0 | 0 | 0 | 0 | 0 | 0 | 0 | 0 | 0 | 0 | 0 | 0 | 0 | 0 | 0 | 0 | 0 | 0 | 0 | 0 | 0 | 0 | 0 | 0 | 0 | 0 | 0 | 0 | 0 | 0 | 0 | 0 |  | 0 | 0 | 0 | 0 | 0 | 0 | 0 | 0 | 0 | 0 | 0 | 0 | 0 | 0 | 0 | 0 | 0 | 0 | 0 | 0 | 0 | 0 | 0 | 0 | 0 | 0 | 0 | 0 | 0 | 0 | 0 | 0 | 0 | 0 | 0 | 0 |  | 0 | 0 | 0 | 0 | 0 | 0 | 0 | 0 | 0 | 0 | 0 | 0 | 0 | 0 | 0 | 0 | 0 | 0 | 0 | 0 | 0 | 0 | 0 | 0 | 0 | 0 | 0 | 0 | 0 | 0 | 0 | 0 | 0 | 0 | 0 | 0 |  | 1 | 1 | 1 | 1 | 1 | 1 | 1 | 1 | 1 | 0
PG&E GBA | Moraga | 230 | 0 | 0 | 0 | 0 | 0 | 0 | 0 | 0 | 0 | 0 | 0 | 0 | 0 | 0 | 0 | 0 | 0 | 0 | 0 | 0 |  | 0 | 0 | 0 | 0 | 0 | 0 | 0 | 0 | 0 | 0 | 0 | 0 | 0 | 0 | 0 | 0 | 0 | 0 | 0 | 0 | 0 | 0 | 0 | 0 | 0 | 0 | 0 | 0 | 0 | 0 | 0 | 0 | 0 | 0 | 0 | 0 |  | 0 | 0 | 0 | 0 | 0 | 0 | 0 | 0 | 0 | 0 | 0 | 0 | 0 | 0 | 0 | 0 | 0 | 0 | 0 | 0 | 0 | 0 | 0 | 0 | 0 | 0 | 0 | 0 | 0 | 0 | 0 | 0 | 0 | 0 | 0 | 0 |  | 0 | 0 | 0 | 0 | 0 | 0 | 0 | 0 | 0 | 0 | 0 | 0 | 0 | 0 | 0 | 0 | 0 | 0 | 0 | 0 | 0 | 0 | 0 | 0 | 0 | 0 | 0 | 0 | 0 | 0 | 0 | 0 | 0 | 0 | 0 | 0 |  | 0 | 0 | 0 | 0 | 0 | 0 | 0 | 0 | 0 | 0 | 0 | 0 | 0 | 0 | 0 | 0 | 0 | 0 | 0 | 0 | 0 | 0 | 0 | 0 | 0 | 0 | 0 | 0 | 0 | 0 | 0 | 0 | 0 | 0 | 0 | 0 |  | 1 | 1 | 1 | 1 | 1 | 1 | 1 | 1 | 1 | 0
PG&E GBA | Morgan Hill | 115 | 0 | 0 | 0 | 0 | 0 | 0 | 0 | 0 | 0 | 0 | 0 | 0 | 0 | 0 | 0 | 0 | 0 | 0 | 0 | 0 |  | 0 | 0 | 0 | 0 | 0 | 0 | 0 | 0 | 0 | 0 | 0 | 0 | 0 | 0 | 0 | 0 | 0 | 0 | 0 | 0 | 0 | 0 | 0 | 0 | 0 | 0 | 0 | 0 | 0 | 0 | 0 | 0 | 0 | 0 | 0 | 0 |  | 0 | 0 | 0 | 0 | 0 | 0 | 0 | 0 | 0 | 0 | 0 | 0 | 0 | 0 | 20 | 0 | 0 | 1 | 0 | 0 | 0 | 0 | 0 | 0 | 0 | 0 | 0 | 0 | 0 | 0 | 0 | 0 | -2 | 0 | 0 | 1 |  | 0 | 0 | 0 | 0 | 0 | 0 | 0 | 0 | 0 | 0 | 0 | 0 | 0 | 0 | 20 | 0 | 0 | 1 | 0 | 0 | 0 | 0 | 0 | 0 | 0 | 0 | 0 | 0 | 0 | 0 | 0 | 0 | -2 | 0 | 0 | 1 |  | 0 | 0 | 0 | 0 | 0 | 0 | 0 | 0 | 0 | 0 | 0 | 0 | 0 | 0 | 20 | 0 | 0 | 1 | 0 | 0 | 0 | 0 | 0 | 0 | 0 | 0 | 0 | 0 | 0 | 0 | 0 | 0 | 0 | 0 | 0 | 0 |  | 1 | 1 | 1 | 1 | 1 | 1 | 1 | 4+ | 1 | 1
PG&E KERN | Morro Bay | 115 | 0 | 0 | 0 | 0 | 0 | 0 | 0 | 0 | 0 | 0 | 0 | 0 | 0 | 90 | 90 | 0 | 0 | 0 | 0 | 1 |  | 0 | 0 | 0 | 0 | 0 | 0 | 0 | 0 | 0 | 0 | 0 | 0 | 0 | 0 | 0 | 0 | 0 | 0 | 0 | 0 | 0 | 0 | 0 | 0 | 0 | 0 | 0 | 0 | 0 | 0 | 2 | 0 | 0 | 0 | 0 | 1 |  | 0 | 0 | 0 | 0 | 0 | 0 | 0 | 0 | 0 | 0 | 0 | 0 | 0 | 0 | 0 | 0 | 0 | 0 | 0 | 0 | 0 | 0 | 0 | 0 | 0 | 0 | 0 | 0 | 0 | 0 | 2 | 0 | 0 | 0 | 0 | 1 |  | 0 | 0 | 0 | 0 | 0 | 0 | 0 | 0 | 0 | 0 | 0 | 0 | 0 | 0 | 0 | 0 | 0 | 0 | 0 | 0 | 0 | 0 | 0 | 0 | 0 | 0 | 0 | 0 | 0 | 0 | 2 | 0 | 0 | 0 | 0 | 1 |  | 0 | 0 | 0 | 0 | 0 | 0 | 0 | 0 | 0 | 0 | 0 | 0 | 0 | 0 | 0 | 0 | 0 | 0 | 0 | 0 | 0 | 0 | 0 | 0 | 0 | 0 | 0 | 0 | 0 | 0 | 2 | 0 | 0 | 0 | 0 | 1 |  | 1 | 1 | 1 | 1 | 1 | 1 | 5- | 1 | 1 | 1
PG&E KERN | Morro Bay | 230 | 0 | 0 | 0 | 0 | 0 | 0 | 0 | 0 | 0 | 0 | 0 | 0 | 0 | 0 | 0 | 0 | 0 | 0 | 0 | 0 |  | 0 | 0 | 0 | 0 | 0 | 0 | 0 | 0 | 0 | 0 | 0 | 0 | 0 | 0 | 108 | 464.9 | 520 | 1 | 0 | 0 | 0 | 0 | 0 | 0 | 0 | 0 | 0 | 0 | 0 | 0 | 0 | 0 | -2 | -2 | -2 | 1 |  | 0 | 0 | 0 | 0 | 0 | 0 | 0 | 0 | 0 | 0 | 0 | 0 | 0 | 0 | 0 | 0 | 0 | 0 | 0 | 0 | 0 | 0 | 0 | 0 | 0 | 0 | 0 | 0 | 0 | 0 | 0 | 0 | 0 | 0 | 0 | 0 |  | 0 | 0 | 0 | 0 | 0 | 0 | 0 | 0 | 0 | 0 | 0 | 0 | 0 | 0 | 405.4 | 0 | 0 | 1 | 0 | 0 | 0 | 0 | 0 | 0 | 0 | 0 | 0 | 0 | 0 | 0 | 0 | 0 | -2 | 0 | 0 | 1 |  | 0 | 0 | 0 | 0 | 0 | 0 | 0 | 0 | 0 | 0 | 0 | 0 | 0 | 0 | 405.4 | 0 | 0 | 1 | 0 | 0 | 0 | 0 | 0 | 0 | 0 | 0 | 0 | 0 | 0 | 0 | 0 | 0 | -1 | 0 | 0 | 1 |  | 1 | 1 | 1 | 1 | 1 | 1 | 1 | 2+ | 1 | 1
PG&E KERN | Morro Bay | 500 | 0 | 0 | 0 | 0 | 0 | 0 | 0 | 0 | 0 | 0 | 0 | 0 | 60 | 0 | 60 | 0 | 0 | 0 | 0 | 1 |  | 0 | 0 | 0 | 0 | 0 | 0 | 0 | 0 | 0 | 0 | 0 | 0 | 0 | 0 | 0 | 0 | 0 | 0 | 0 | 0 | 0 | 0 | 0 | 0 | 0 | 0 | 0 | 0 | 0 | 2 | 2 | 0 | 0 | 0 | 0 | 1 |  | 0 | 0 | 0 | 0 | 0 | 0 | 0 | 0 | 0 | 0 | 0 | 0 | 0 | 0 | 0 | 0 | 0 | 0 | 0 | 0 | 0 | 0 | 0 | 0 | 0 | 0 | 0 | 0 | 0 | 2 | 2 | 0 | 0 | 0 | 0 | 1 |  | 0 | 0 | 0 | 0 | 0 | 0 | 0 | 0 | 0 | 0 | 0 | 0 | 0 | 0 | 0 | 0 | 0 | 0 | 0 | 0 | 0 | 0 | 0 | 0 | 0 | 0 | 0 | 0 | 0 | 2 | 2 | 0 | 0 | 0 | 0 | 1 |  | 0 | 0 | 0 | 0 | 0 | 0 | 0 | 0 | 0 | 0 | 0 | 0 | 0 | 0 | 0 | 0 | 0 | 0 | 0 | 0 | 0 | 0 | 0 | 0 | 0 | 0 | 0 | 0 | 0 | 2 | 2 | 0 | 0 | 0 | 0 | 1 |  | 1 | 1 | 1 | 1 | 1 | 1 | 5- | 1 | 1 | 1
PG&E GBA | Moss Landing | 115 | 0 | 0 | 0 | 0 | 0 | 0 | 0 | 0 | 0 | 0 | 0 | 0 | 0 | 0 | 0 | 0 | 0 | 0 | 0 | 0 |  | 0 | 0 | 0 | 0 | 0 | 0 | 0 | 0 | 0 | 0 | 0 | 0 | 0 | 0 | 0 | 0 | 0 | 0 | 0 | 0 | 0 | 0 | 0 | 0 | 0 | 0 | 0 | 0 | 0 | 0 | 0 | 0 | 0 | 0 | 0 | 0 |  | 0 | 0 | 0 | 0 | 0 | 0 | 0 | 0 | 0 | 0 | 0 | 0 | 0 | 0 | 0 | 0 | 0 | 0 | 0 | 0 | 0 | 0 | 0 | 0 | 0 | 0 | 0 | 0 | 0 | 0 | 0 | 0 | 0 | 0 | 0 | 0 |  | 0 | 0 | 0 | 0 | 0 | 0 | 0 | 0 | 0 | 0 | 0 | 0 | 0 | 0 | 0 | 0 | 0 | 0 | 0 | 0 | 0 | 0 | 0 | 0 | 0 | 0 | 0 | 0 | 0 | 0 | 0 | 0 | 0 | 0 | 0 | 0 |  | 0 | 0 | 0 | 0 | 0 | 0 | 0 | 0 | 0 | 0 | 0 | 0 | 0 | 0 | 0 | 0 | 0 | 0 | 0 | 0 | 0 | 0 | 0 | 0 | 0 | 0 | 0 | 0 | 0 | 0 | 0 | 0 | 0 | 0 | 0 | 0 |  | 1 | 1 | 1 | 1 | 1 | 1 | 1 | 1 | 1 | 0
PG&E GBA | Moss Landing | 230 | 0 | 0 | 0 | 0 | 0 | 0 | 0 | 0 | 0 | 0 | 0 | 0 | 0 | 0 | 0 | 0 | 0 | 0 | 0 | 0 |  | 0 | 0 | 0 | 0 | 0 | 0 | 0 | 0 | 0 | 0 | 0 | 0 | 0 | 0 | 0 | 0 | 0 | 0 | 0 | 0 | 0 | 0 | 0 | 0 | 0 | 0 | 0 | 0 | 0 | 0 | 0 | 0 | 0 | 0 | 0 | 0 |  | 0 | 0 | 0 | 0 | 0 | 0 | 0 | 0 | 0 | 0 | 0 | 0 | 0 | 0 | 0 | 0 | 0 | 0 | 0 | 0 | 0 | 0 | 0 | 0 | 0 | 0 | 0 | 0 | 0 | 0 | 0 | 0 | 0 | 0 | 0 | 0 |  | 0 | 0 | 0 | 0 | 0 | 0 | 0 | 0 | 0 | 0 | 0 | 0 | 0 | 0 | 0 | 0 | 0 | 0 | 0 | 0 | 0 | 0 | 0 | 0 | 0 | 0 | 0 | 0 | 0 | 0 | 0 | 0 | 0 | 0 | 0 | 0 |  | 0 | 0 | 0 | 0 | 0 | 0 | 0 | 0 | 0 | 0 | 0 | 0 | 0 | 0 | 0 | 0 | 0 | 0 | 0 | 0 | 0 | 0 | 0 | 0 | 0 | 0 | 0 | 0 | 0 | 0 | 0 | 0 | 0 | 0 | 0 | 0 |  | 1 | 1 | 1 | 1 | 1 | 1 | 1 | 1 | 1 | 0
PG&E GBA | Moss Landing | 500 | 0 | 0 | 0 | 0 | 0 | 0 | 0 | 0 | 0 | 0 | 0 | 0 | 0 | 0 | 0 | 0 | 0 | 0 | 0 | 0 |  | 0 | 0 | 0 | 0 | 0 | 0 | 0 | 0 | 0 | 0 | 0 | 0 | 0 | 750 | 782.79 | 0 | 0 | 1 | 0 | 0 | 0 | 0 | 0 | 0 | 0 | 0 | 0 | 0 | 0 | 0 | 0 | -2 | -2 | 0 | 0 | 1 |  | 0 | 0 | 0 | 0 | 0 | 0 | 0 | 0 | 0 | 0 | 0 | 0 | 0 | 750 | 782.79 | 0 | 0 | 1 | 0 | 0 | 0 | 0 | 0 | 0 | 0 | 0 | 0 | 0 | 0 | 0 | 0 | -2 | -2 | 0 | 0 | 1 |  | 0 | 0 | 0 | 0 | 0 | 1525.172 | 0 | 0 | 0 | 0 | 0 | 0 | 0 | 1500 | 1539.603 | 0 | 0 | 1 | 0 | 0 | 0 | 0 | 0 | -2 | 0 | 0 | 0 | 0 | 0 | 0 | 0 | -2 | -2 | 0 | 0 | 1 |  | 0 | 0 | 0 | 0 | 0 | 1525.172 | 0 | 0 | 0 | 0 | 0 | 0 | 0 | 1500 | 1539.603 | 0 | 0 | 1 | 0 | 0 | 0 | 0 | 0 | -2 | 0 | 0 | 0 | 0 | 0 | 0 | 0 | -2 | -2 | 0 | 0 | 1 |  | 1 | 1 | 2+ | 1 | 1 | 1 | 1 | 4+ | 1 | 1
EOP | Mountain Pass | 115 | 0 | 0 | 0 | 0 | 0 | 0 | 0 | 0 | 0 | 0 | 0 | 0 | 0 | 0 | 0 | 0 | 0 | 0 | 0 | 0 |  | 0 | 0 | 0 | 0 | 0 | 0 | 0 | 0 | 0 | 0 | 0 | 0 | 0 | 0 | 0 | 0 | 0 | 0 | 0 | 0 | 0 | 0 | 0 | 0 | 0 | 0 | 0 | 0 | 0 | 0 | 0 | 0 | 0 | 0 | 0 | 0 |  | 0 | 0 | 0 | 0 | 0 | 0 | 0 | 0 | 0 | 0 | 0 | 0 | 0 | 0 | 0 | 0 | 0 | 0 | 0 | 0 | 0 | 0 | 0 | 0 | 0 | 0 | 0 | 0 | 0 | 0 | 0 | 0 | 0 | 0 | 0 | 0 |  | 0 | 0 | 0 | 0 | 0 | 0 | 0 | 0 | 0 | 0 | 0 | 0 | 0 | 0 | 0 | 0 | 0 | 0 | 0 | 0 | 0 | 0 | 0 | 0 | 0 | 0 | 0 | 0 | 0 | 0 | 0 | 0 | 0 | 0 | 0 | 0 |  | 0 | 0 | 0 | 0 | 0 | 0 | 0 | 0 | 0 | 0 | 0 | 0 | 0 | 0 | 0 | 0 | 0 | 0 | 0 | 0 | 0 | 0 | 0 | 0 | 0 | 0 | 0 | 0 | 0 | 0 | 0 | 0 | 0 | 0 | 0 | 0 |  | 1 | 1 | 1 | 1 | 1 | 1 | 1 | 1 | 1 | 0
PG&E GBA | Mountain View | 115 | 0 | 0 | 0 | 0 | 0 | 0 | 0 | 0 | 0 | 0 | 0 | 0 | 0 | 0 | 0 | 0 | 0 | 0 | 0 | 0 |  | 0 | 0 | 0 | 0 | 0 | 0 | 0 | 0 | 0 | 0 | 0 | 0 | 0 | 0 | 0 | 0 | 0 | 0 | 0 | 0 | 0 | 0 | 0 | 0 | 0 | 0 | 0 | 0 | 0 | 0 | 0 | 0 | 0 | 0 | 0 | 0 |  | 0 | 0 | 0 | 0 | 0 | 0 | 0 | 0 | 0 | 0 | 0 | 0 | 0 | 0 | 0 | 0 | 0 | 0 | 0 | 0 | 0 | 0 | 0 | 0 | 0 | 0 | 0 | 0 | 0 | 0 | 0 | 0 | 0 | 0 | 0 | 0 |  | 0 | 0 | 0 | 0 | 0 | 0 | 0 | 0 | 0 | 0 | 0 | 0 | 0 | 0 | 0 | 0 | 0 | 0 | 0 | 0 | 0 | 0 | 0 | 0 | 0 | 0 | 0 | 0 | 0 | 0 | 0 | 0 | 0 | 0 | 0 | 0 |  | 0 | 0 | 0 | 0 | 0 | 0 | 0 | 0 | 0 | 0 | 0 | 0 | 1.02 | 0 | 0 | 0 | 0 | 1 | 0 | 0 | 0 | 0 | 0 | 0 | 0 | 0 | 0 | 0 | 0 | 0 | 0 | 0 | 0 | 0 | 0 | 0 |  | 1 | 1 | 1 | 1 | 1 | 1 | 1 | 1 | 1 | 0
PG&E GBA | Mt Eden | 115 | 0 | 0 | 0 | 0 | 0 | 0 | 0 | 0 | 0 | 0 | 0 | 0 | 0 | 0 | 0 | 0 | 0 | 0 | 0 | 0 |  | 0 | 0 | 0 | 0 | 0 | 0 | 0 | 0 | 0 | 0 | 0 | 0 | 0 | 0 | 0 | 0 | 0 | 0 | 0 | 0 | 0 | 0 | 0 | 0 | 0 | 0 | 0 | 0 | 0 | 0 | 0 | 0 | 0 | 0 | 0 | 0 |  | 0 | 0 | 0 | 0 | 0 | 0 | 0 | 0 | 0 | 0 | 0 | 0 | 5.162 | 0 | 5.162 | 0 | 0 | 1 | 0 | 0 | 0 | 0 | 0 | 0 | 0 | 0 | 0 | 0 | 0 | 0 | -2 | 0 | -2 | 0 | 0 | 1 |  | 0 | 0 | 0 | 0 | 0 | 0 | 0 | 0 | 0 | 0 | 0 | 0 | 5.162 | 0 | 5.162 | 0 | 0 | 1 | 0 | 0 | 0 | 0 | 0 | 0 | 0 | 0 | 0 | 0 | 0 | 0 | -2 | 0 | -2 | 0 | 0 | 1 |  | 0 | 0 | 0 | 0 | 0 | 0 | 0 | 0 | 0 | 0 | 0 | 0 | 6.366 | 0 | 5.162 | 0 | 0 | 1 | 0 | 0 | 0 | 0 | 0 | 0 | 0 | 0 | 0 | 0 | 0 | 0 | -2 | 0 | 0 | 0 | 0 | 1 |  | 1 | 1 | 1 | 1 | 1 | 1 | 4+ | 4+ | 1 | 1
PG&E KERN | Mt Poso | 115 | 0 | 0 | 0 | 0 | 0 | 0 | 0 | 0 | 0 | 0 | 0 | 0 | 0 | 0 | 0 | 0 | 0 | 0 | 0 | 0 |  | 0 | 0 | 0 | 0 | 0 | 0 | 0 | 0 | 0 | 0 | 0 | 0 | 0 | 0 | 0 | 0 | 0 | 0 | 0 | 0 | 0 | 0 | 0 | 0 | 0 | 0 | 0 | 0 | 0 | 0 | 0 | 0 | 0 | 0 | 0 | 0 |  | 0 | 0 | 0 | 0 | 0 | 0 | 0 | 0 | 0 | 0 | 0 | 0 | 0 | 0 | 0 | 0 | 0 | 0 | 0 | 0 | 0 | 0 | 0 | 0 | 0 | 0 | 0 | 0 | 0 | 0 | 0 | 0 | 0 | 0 | 0 | 0 |  | 0 | 0 | 0 | 0 | 0 | 0 | 0 | 0 | 0 | 0 | 0 | 0 | 0 | 0 | 0 | 0 | 0 | 0 | 0 | 0 | 0 | 0 | 0 | 0 | 0 | 0 | 0 | 0 | 0 | 0 | 0 | 0 | 0 | 0 | 0 | 0 |  | 0 | 0 | 0 | 0 | 0 | 0 | 0 | 0 | 0 | 0 | 0 | 0 | 0 | 0 | 0 | 0 | 0 | 0 | 0 | 0 | 0 | 0 | 0 | 0 | 0 | 0 | 0 | 0 | 0 | 0 | 0 | 0 | 0 | 0 | 0 | 0 |  | 1 | 1 | 1 | 1 | 1 | 1 | 1 | 1 | 1 | 0
SDGE | Murray | 69 | 0 | 0 | 0 | 0 | 0 | 0 | 0 | 0 | 0 | 0 | 0 | 0 | 0 | 0 | 0 | 0 | 0 | 0 | 0 | 0 |  | 0 | 0 | 0 | 0 | 0 | 0 | 0 | 0 | 0 | 0 | 0 | 0 | 0 | 0 | 0 | 0 | 0 | 0 | 0 | 0 | 0 | 0 | 0 | 0 | 0 | 0 | 0 | 0 | 0 | 0 | 0 | 0 | 0 | 0 | 0 | 0 |  | 0 | 0 | 0 | 0 | 0 | 0 | 0 | 0 | 0 | 0 | 0 | 0 | 0 | 0 | 0 | 0 | 0 | 0 | 0 | 0 | 0 | 0 | 0 | 0 | 0 | 0 | 0 | 0 | 0 | 0 | 0 | 0 | 0 | 0 | 0 | 0 |  | 0 | 0 | 0 | 0 | 0 | 0 | 0 | 0 | 0 | 0 | 0 | 0 | 0 | 0 | 0 | 0 | 0 | 0 | 0 | 0 | 0 | 0 | 0 | 0 | 0 | 0 | 0 | 0 | 0 | 0 | 0 | 0 | 0 | 0 | 0 | 0 |  | 0 | 0 | 0 | 0 | 0 | 0 | 0 | 0 | 0 | 0 | 0 | 0 | 0 | 0 | 21 | 0 | 0 | 1 | 0 | 0 | 0 | 0 | 0 | 0 | 0 | 0 | 0 | 0 | 0 | 0 | 0 | 0 | 0 | 0 | 0 | 0 |  | 1 | 1 | 1 | 1 | 1 | 1 | 1 | 1 | 1 | 0
PG&E FRESNO | Mustang | 230 | 0 | 0 | 0 | 0 | 0 | 0 | 0 | 0 | 0 | 0 | 0 | 0 | 0 | 0 | 0 | 0 | 0 | 0 | 0 | 0 |  | 0 | 0 | 0 | 0 | 0 | 0 | 0 | 0 | 0 | 0 | 0 | 0 | 0 | 0 | 0 | 0 | 0 | 0 | 0 | 0 | 0 | 0 | 0 | 0 | 0 | 0 | 0 | 0 | 0 | 0 | 0 | 0 | 0 | 0 | 0 | 0 |  | 0 | 0 | 0 | 0 | 0 | 0 | 0 | 0 | 0 | 0 | 0 | 0 | 310.707 | 180 | 300 | 0 | 0 | 1 | 0 | 0 | 0 | 0 | 0 | 0 | 0 | 0 | 0 | 0 | 0 | 0 | -2 | -2 | -2 | 0 | 0 | 1 |  | 0 | 0 | 0 | 0 | 0 | 0 | 0 | 0 | 0 | 0 | 0 | 0 | 310.707 | 180 | 300 | 0 | 0 | 1 | 0 | 0 | 0 | 0 | 0 | 0 | 0 | 0 | 0 | 0 | 0 | 0 | -2 | -2 | -2 | 0 | 0 | 1 |  | 0 | 0 | 0 | 0 | 0 | 0 | 0 | 0 | 0 | 0 | 0 | 0 | 310.707 | 180 | 300 | 0 | 0 | 1 | 0 | 0 | 0 | 0 | 0 | 0 | 0 | 0 | 0 | 0 | 0 | 0 | -2 | -2 | -2 | 0 | 0 | 1 |  | 1 | 1 | 1 | 1 | 1 | 1 | 4+ | 4+ | 1 | 1
SCE Northern | Neenach | 66 | 0 | 0 | 0 | 0 | 0 | 0 | 0 | 0 | 0 | 0 | 0 | 0 | 0 | 0 | 0 | 0 | 0 | 0 | 0 | 0 |  | 0 | 0 | 0 | 0 | 0 | 0 | 0 | 0 | 0 | 0 | 0 | 0 | 0 | 0 | 0 | 0 | 0 | 0 | 0 | 0 | 0 | 0 | 0 | 0 | 0 | 0 | 0 | 0 | 0 | 0 | 0 | 0 | 0 | 0 | 0 | 0 |  | 0 | 0 | 0 | 0 | 0 | 0 | 0 | 0 | 0 | 0 | 0 | 0 | 0 | 66 | 66 | 0 | 0 | 1 | 0 | 0 | 0 | 0 | 0 | 0 | 0 | 0 | 0 | 0 | 0 | 0 | 0 | -2 | -2 | 0 | 0 | 1 |  | 0 | 0 | 0 | 0 | 0 | 0 | 0 | 0 | 0 | 0 | 0 | 0 | 0 | 66 | 66 | 0 | 0 | 1 | 0 | 0 | 0 | 0 | 0 | 0 | 0 | 0 | 0 | 0 | 0 | 0 | 0 | -2 | -2 | 0 | 0 | 1 |  | 0 | 0 | 0 | 0 | 0 | 0 | 0 | 0 | 0 | 0 | 0 | 0 | 0 | 66 | 66 | 0 | 0 | 1 | 0 | 0 | 0 | 0 | 0 | 0 | 0 | 0 | 0 | 0 | 0 | 0 | 0 | -2 | -2 | 0 | 0 | 1 |  | 1 | 1 | 1 | 1 | 1 | 1 | 1 | 4+ | 1 | 1
PG&E KERN | New Sub - Gates - Midway (Proposed) | 230 | 0 | 0 | 0 | 0 | 0 | 0 | 0 | 0 | 0 | 0 | 0 | 0 | 890 | 480 | 1370 | 0 | 0 | 0 | 0 | 1 |  | 0 | 0 | 0 | 0 | 0 | 0 | 0 | 0 | 0 | 0 | 0 | 0 | 60 | 0.5 | 261.5 | 0 | 0 | 1 | 0 | 0 | 0 | 0 | 0 | 0 | 0 | 0 | 0 | 0 | 0 | 2 | 2 | -2 | -2 | 0 | 0 | 1 |  | 0 | 0 | 0 | 0 | 0 | 0 | 0 | 0 | 0 | 0 | 0 | 0 | 60 | 0.5 | 23 | 0 | 0 | 1 | 0 | 0 | 0 | 0 | 0 | 0 | 0 | 0 | 0 | 0 | 0 | 2 | 2 | 0 | -2 | 0 | 0 | 1 |  | 0 | 0 | 0 | 0 | 0 | 0 | 0 | 0 | 0 | 0 | 0 | 0 | 470 | 0.5 | 434.3018 | 0 | 0 | 1 | 0 | 0 | 0 | 0 | 0 | 0 | 0 | 0 | 0 | 0 | 0 | 2 | 2 | 0 | -2 | 0 | 0 | 1 |  | 0 | 0 | 0 | 0 | 0 | 0 | 0 | 0 | 0 | 0 | 0 | 0 | 470 | 0.5 | 434.3018 | 0 | 0 | 1 | 0 | 0 | 0 | 0 | 0 | 0 | 0 | 0 | 0 | 0 | 0 | 2 | 2 | 0 | -1 | 0 | 0 | 1 |  | 1 | 1 | 1 | 1 | 1 | 1 | 5- | 4+ | 1 | 1
PG&E KERN | New Sub - Gates - Templeton (Proposed) | 230 | 0 | 0 | 0 | 0 | 0 | 0 | 0 | 0 | 0 | 0 | 0 | 0 | 0 | 240 | 240 | 0 | 0 | 0 | 0 | 1 |  | 0 | 0 | 0 | 0 | 0 | 0 | 0 | 0 | 0 | 0 | 0 | 0 | 0 | 0 | 0 | 0 | 0 | 0 | 0 | 0 | 0 | 0 | 0 | 0 | 0 | 0 | 0 | 0 | 0 | 0 | 2 | 0 | 0 | 0 | 0 | 1 |  | 0 | 0 | 0 | 0 | 0 | 0 | 0 | 0 | 0 | 0 | 0 | 0 | 303.678 | 285 | 300.951 | 0 | 0 | 1 | 0 | 0 | 0 | 0 | 0 | 0 | 0 | 0 | 0 | 0 | 0 | 0 | -1 | -2 | -2 | 0 | 0 | 1 |  | 0 | 0 | 0 | 0 | 0 | 0 | 0 | 0 | 0 | 0 | 0 | 0 | 303.678 | 285 | 300.951 | 0 | 0 | 1 | 0 | 0 | 0 | 0 | 0 | 0 | 0 | 0 | 0 | 0 | 0 | 0 | -1 | -2 | -2 | 0 | 0 | 1 |  | 0 | 0 | 0 | 0 | 0 | 0 | 0 | 0 | 0 | 0 | 0 | 0 | 303.678 | 285 | 300.951 | 0 | 0 | 1 | 0 | 0 | 0 | 0 | 0 | 0 | 0 | 0 | 0 | 0 | 0 | 0 | -1 | -2 | -2 | 0 | 0 | 1 |  | 1 | 1 | 1 | 1 | 1 | 1 | 3+ | 4+ | 1 | 1
SCE NOL | New Sub - Kramer - Lugo (Proposed) | 230 | 0 | 0 | 0 | 0 | 0 | 0 | 0 | 0 | 0 | 0 | 0 | 0 | 0 | 0 | 0 | 0 | 0 | 0 | 0 | 0 |  | 0 | 0 | 0 | 0 | 0 | 0 | 0 | 0 | 0 | 0 | 0 | 0 | 0 | 0 | 0 | 0 | 0 | 0 | 0 | 0 | 0 | 0 | 0 | 0 | 0 | 0 | 0 | 0 | 0 | 0 | 0 | 0 | 0 | 0 | 0 | 0 |  | 0 | 0 | 0 | 0 | 0 | 0 | 0 | 0 | 0 | 0 | 0 | 0 | 0 | 0 | 0 | 0 | 0 | 0 | 0 | 0 | 0 | 0 | 0 | 0 | 0 | 0 | 0 | 0 | 0 | 0 | 0 | 0 | 0 | 0 | 0 | 0 |  | 0 | 0 | 0 | 0 | 0 | 0 | 0 | 0 | 0 | 0 | 0 | 0 | 0 | 280 | 408.12 | 0 | 0 | 1 | 0 | 0 | 0 | 0 | 0 | 0 | 0 | 0 | 0 | 0 | 0 | 0 | 0 | -2 | -2 | 0 | 0 | 1 |  | 0 | 0 | 0 | 0 | 0 | 0 | 0 | 0 | 0 | 0 | 0 | 0 | 0 | 280 | 408.12 | 0 | 0 | 1 | 0 | 0 | 0 | 0 | 0 | 0 | 0 | 0 | 0 | 0 | 0 | 0 | 0 | -2 | -2 | 0 | 0 | 1 |  | 1 | 1 | 1 | 1 | 1 | 1 | 1 | 4+ | 1 | 1
PG&E FRESNO | New Sub - Los Banos - Midway (Proposed) | 500 | 0 | 0 | 0 | 0 | 0 | 0 | 0 | 0 | 0 | 0 | 0 | 0 | 0 | 0 | 0 | 0 | 0 | 0 | 0 | 0 |  | 0 | 0 | 0 | 0 | 0 | 0 | 0 | 0 | 0 | 0 | 0 | 0 | 0 | 0 | 0 | 0 | 0 | 0 | 0 | 0 | 0 | 0 | 0 | 0 | 0 | 0 | 0 | 0 | 0 | 0 | 0 | 0 | 0 | 0 | 0 | 0 |  | 0 | 0 | 0 | 0 | 0 | 0 | 0 | 0 | 0 | 0 | 0 | 0 | 1182.384 | 1150 | 1182.384 | 0 | 0 | 1 | 0 | 0 | 0 | 0 | 0 | 0 | 0 | 0 | 0 | 0 | 0 | 0 | -2 | -2 | -2 | 0 | 0 | 1 |  | 0 | 0 | 0 | 0 | 0 | 0 | 0 | 0 | 0 | 0 | 0 | 0 | 1182.384 | 1150 | 1182.384 | 0 | 0 | 1 | 0 | 0 | 0 | 0 | 0 | 0 | 0 | 0 | 0 | 0 | 0 | 0 | -2 | -2 | -2 | 0 | 0 | 1 |  | 0 | 0 | 0 | 0 | 0 | 0 | 0 | 0 | 0 | 0 | 0 | 0 | 1182.384 | 1150 | 1182.384 | 0 | 0 | 1 | 0 | 0 | 0 | 0 | 0 | 0 | 0 | 0 | 0 | 0 | 0 | 0 | -2 | -2 | -2 | 0 | 0 | 1 |  | 1 | 1 | 1 | 1 | 1 | 1 | 4+ | 4+ | 1 | 1
SCE NOL | New Sub - Lugo - Pisgah (Proposed) | 230 | 0 | 0 | 0 | 0 | 0 | 0 | 0 | 0 | 0 | 0 | 0 | 0 | 0 | 0 | 0 | 0 | 0 | 0 | 0 | 0 |  | 0 | 0 | 0 | 0 | 0 | 0 | 0 | 0 | 0 | 0 | 0 | 0 | 0 | 0 | 0 | 0 | 0 | 0 | 0 | 0 | 0 | 0 | 0 | 0 | 0 | 0 | 0 | 0 | 0 | 0 | 0 | 0 | 0 | 0 | 0 | 0 |  | 0 | 0 | 0 | 0 | 0 | 0 | 0 | 0 | 0 | 0 | 0 | 0 | 0 | 0 | 0 | 0 | 0 | 0 | 0 | 0 | 0 | 0 | 0 | 0 | 0 | 0 | 0 | 0 | 0 | 0 | 0 | 0 | 0 | 0 | 0 | 0 |  | 0 | 0 | 0 | 0 | 0 | 0 | 0 | 0 | 0 | 0 | 0 | 0 | 0 | 0 | 0 | 0 | 0 | 0 | 0 | 0 | 0 | 0 | 0 | 0 | 0 | 0 | 0 | 0 | 0 | 0 | 0 | 0 | 0 | 0 | 0 | 0 |  | 0 | 0 | 0 | 0 | 0 | 0 | 0 | 0 | 0 | 0 | 0 | 0 | 0 | 0 | 0 | 0 | 0 | 0 | 0 | 0 | 0 | 0 | 0 | 0 | 0 | 0 | 0 | 0 | 0 | 0 | 0 | 0 | 0 | 0 | 0 | 0 |  | 1 | 1 | 1 | 1 | 1 | 1 | 1 | 1 | 1 | 0
PG&E KERN | New Sub - Midway - Wheeler Ridge (Proposed) | 230 | 0 | 0 | 0 | 0 | 0 | 0 | 0 | 0 | 0 | 0 | 0 | 0 | 890 | 475 | 1365 | 0 | 0 | 0 | 0 | 1 |  | 0 | 0 | 0 | 0 | 0 | 0 | 0 | 0 | 0 | 0 | 0 | 0 | 50 | 0 | 0 | 0 | 0 | 1 | 0 | 0 | 0 | 0 | 0 | 0 | 0 | 0 | 0 | 0 | 0 | 2 | 2 | 0 | 0 | 0 | 0 | 1 |  | 0 | 0 | 0 | 0 | 0 | 0 | 0 | 0 | 0 | 0 | 0 | 0 | 102 | 0 | 0 | 0 | 0 | 1 | 0 | 0 | 0 | 0 | 0 | 0 | 0 | 0 | 0 | 0 | 0 | 2 | 2 | 0 | 0 | 0 | 0 | 1 |  | 0 | 0 | 0 | 0 | 0 | 0 | 0 | 0 | 0 | 0 | 0 | 0 | 102 | 0 | 0 | 0 | 0 | 1 | 0 | 0 | 0 | 0 | 0 | 0 | 0 | 0 | 0 | 0 | 0 | 2 | 2 | 0 | 0 | 0 | 0 | 1 |  | 0 | 0 | 0 | 0 | 0 | 0 | 0 | 0 | 0 | 0 | 0 | 0 | 102 | 0 | 0 | 0 | 0 | 1 | 0 | 0 | 0 | 0 | 0 | 0 | 0 | 0 | 0 | 0 | 0 | 2 | 2 | 0 | 0 | 0 | 0 | 1 |  | 1 | 1 | 1 | 1 | 1 | 1 | 5- | 1 | 1 | 1
PG&E NGBA | New Sub - Near existing Leavitt (PSREC) | 345 | 180 | 0 | 0 | 0 | 0 | 0 | 0 | 0 | 0 | 0 | 0 | 0 | 0 | 0 | 0 | 0 | 0 | 0 | 0 | 1 |  | 0 | 0 | 0 | 0 | 0 | 0 | 0 | 0 | 0 | 0 | 0 | 0 | 0 | 0 | 0 | 0 | 0 | 0 | 2 | 2 | 0 | 0 | 0 | 0 | 0 | 0 | 0 | 0 | 0 | 0 | 0 | 0 | 0 | 0 | 0 | 1 |  | 0 | 0 | 0 | 0 | 0 | 0 | 0 | 0 | 0 | 0 | 0 | 0 | 0 | 0 | 0 | 0 | 0 | 0 | 2 | 2 | 0 | 0 | 0 | 0 | 0 | 0 | 0 | 0 | 0 | 0 | 0 | 0 | 0 | 0 | 0 | 1 |  | 0 | 0 | 0 | 0 | 0 | 0 | 0 | 0 | 0 | 0 | 0 | 0 | 0 | 0 | 0 | 0 | 0 | 0 | 2 | 2 | 0 | 0 | 0 | 0 | 0 | 0 | 0 | 0 | 0 | 0 | 0 | 0 | 0 | 0 | 0 | 1 |  | 0 | 0 | 0 | 0 | 0 | 0 | 0 | 0 | 0 | 0 | 0 | 0 | 0 | 0 | 0 | 0 | 0 | 0 | 2 | 2 | 0 | 0 | 0 | 0 | 0 | 0 | 0 | 0 | 0 | 0 | 0 | 0 | 0 | 0 | 0 | 1 |  | 5- | 1 | 1 | 1 | 1 | 1 | 1 | 1 | 1 | 1
PG&E NGBA | New Sub - Near existing Madeline (NVE) | 345 | 0 | 0 | 0 | 0 | 0 | 0 | 0 | 0 | 0 | 0 | 0 | 0 | 0 | 0 | 0 | 0 | 0 | 0 | 0 | 0 |  | 0 | 0 | 0 | 0 | 0 | 0 | 0 | 0 | 0 | 0 | 0 | 0 | 0 | 0 | 0 | 0 | 0 | 0 | 0 | 0 | 0 | 0 | 0 | 0 | 0 | 0 | 0 | 0 | 0 | 0 | 0 | 0 | 0 | 0 | 0 | 0 |  | 0 | 0 | 0 | 0 | 0 | 0 | 0 | 0 | 0 | 0 | 0 | 0 | 0 | 0 | 0 | 0 | 0 | 0 | 0 | 0 | 0 | 0 | 0 | 0 | 0 | 0 | 0 | 0 | 0 | 0 | 0 | 0 | 0 | 0 | 0 | 0 |  | 0 | 0 | 0 | 0 | 0 | 0 | 0 | 0 | 0 | 0 | 0 | 0 | 0 | 0 | 0 | 0 | 0 | 0 | 0 | 0 | 0 | 0 | 0 | 0 | 0 | 0 | 0 | 0 | 0 | 0 | 0 | 0 | 0 | 0 | 0 | 0 |  | 0 | 0 | 0 | 0 | 0 | 0 | 0 | 0 | 0 | 0 | 0 | 0 | 0 | 0 | 0 | 0 | 0 | 0 | 0 | 0 | 0 | 0 | 0 | 0 | 0 | 0 | 0 | 0 | 0 | 0 | 0 | 0 | 0 | 0 | 0 | 0 |  | 1 | 1 | 1 | 1 | 1 | 1 | 1 | 1 | 1 | 0
SDGE | New Sub - North Gila - IV (Proposed) | 500 | 0 | 0 | 0 | 0 | 0 | 0 | 0 | 0 | 0 | 0 | 0 | 0 | 0 | 0 | 0 | 0 | 0 | 0 | 0 | 0 |  | 0 | 0 | 0 | 0 | 0 | 0 | 0 | 0 | 0 | 0 | 0 | 0 | 0 | 0 | 0 | 0 | 0 | 0 | 0 | 0 | 0 | 0 | 0 | 0 | 0 | 0 | 0 | 0 | 0 | 0 | 0 | 0 | 0 | 0 | 0 | 0 |  | 0 | 0 | 0 | 0 | 0 | 0 | 0 | 0 | 0 | 0 | 0 | 0 | 0 | 0 | 0 | 0 | 0 | 0 | 0 | 0 | 0 | 0 | 0 | 0 | 0 | 0 | 0 | 0 | 0 | 0 | 0 | 0 | 0 | 0 | 0 | 0 |  | 0 | 0 | 0 | 0 | 0 | 0 | 0 | 0 | 0 | 0 | 0 | 0 | 1182.38 | 1150 | 1182.38 | 0 | 0 | 1 | 0 | 0 | 0 | 0 | 0 | 0 | 0 | 0 | 0 | 0 | 0 | 0 | -2 | -2 | -2 | 0 | 0 | 1 |  | 0 | 0 | 0 | 0 | 0 | 0 | 0 | 0 | 0 | 0 | 0 | 0 | 1182.38 | 1150 | 1182.38 | 0 | 0 | 1 | 0 | 0 | 0 | 0 | 0 | 0 | 0 | 0 | 0 | 0 | 0 | 0 | -2 | -2 | -2 | 0 | 0 | 1 |  | 1 | 1 | 1 | 1 | 1 | 1 | 2+ | 4+ | 1 | 1
PG&E NGBA | New Sub - Pit 1 - Cottonwood (Proposed) | 230 | 0 | 0 | 0 | 0 | 0 | 0 | 0 | 0 | 0 | 0 | 0 | 0 | 0 | 0 | 0 | 0 | 0 | 0 | 0 | 0 |  | 0 | 0 | 0 | 0 | 200 | 206 | 0 | 0 | 0 | 0 | 0 | 0 | 0 | 0 | 0 | 0 | 0 | 1 | 0 | 0 | 0 | 0 | -2 | -2 | 0 | 0 | 0 | 0 | 0 | 0 | 0 | 0 | 0 | 0 | 0 | 1 |  | 0 | 0 | 0 | 0 | 200 | 206 | 0 | 0 | 0 | 0 | 0 | 0 | 0 | 0 | 0 | 0 | 0 | 1 | 0 | 0 | 0 | 0 | -2 | -2 | 0 | 0 | 0 | 0 | 0 | 0 | 0 | 0 | 0 | 0 | 0 | 1 |  | 0 | 0 | 0 | 0 | 200 | 206 | 0 | 0 | 0 | 0 | 0 | 0 | 0 | 0 | 0 | 0 | 0 | 1 | 0 | 0 | 0 | 0 | -2 | -2 | 0 | 0 | 0 | 0 | 0 | 0 | 0 | 0 | 0 | 0 | 0 | 1 |  | 0 | 0 | 0 | 0 | 200 | 206 | 0 | 0 | 0 | 0 | 0 | 0 | 0 | 0 | 0 | 0 | 0 | 1 | 0 | 0 | 0 | 0 | -2 | -2 | 0 | 0 | 0 | 0 | 0 | 0 | 0 | 0 | 0 | 0 | 0 | 1 |  | 1 | 1 | 4+ | 1 | 1 | 1 | 1 | 1 | 1 | 1
PG&E GBA | New Sub - Rancho Seco - Bellota (Proposed) | 230 | 0 | 0 | 0 | 0 | 0 | 0 | 0 | 0 | 0 | 0 | 0 | 0 | 0 | 0 | 0 | 0 | 0 | 0 | 0 | 0 |  | 0 | 0 | 0 | 0 | 0 | 0 | 0 | 0 | 0 | 0 | 0 | 0 | 0 | 0 | 0 | 0 | 0 | 0 | 0 | 0 | 0 | 0 | 0 | 0 | 0 | 0 | 0 | 0 | 0 | 0 | 0 | 0 | 0 | 0 | 0 | 0 |  | 0 | 0 | 0 | 0 | 0 | 0 | 0 | 0 | 0 | 0 | 0 | 0 | 0 | 0 | 0 | 0 | 0 | 0 | 0 | 0 | 0 | 0 | 0 | 0 | 0 | 0 | 0 | 0 | 0 | 0 | 0 | 0 | 0 | 0 | 0 | 0 |  | 0 | 0 | 0 | 0 | 0 | 0 | 0 | 0 | 0 | 0 | 0 | 0 | 0 | 0 | 0 | 0 | 0 | 0 | 0 | 0 | 0 | 0 | 0 | 0 | 0 | 0 | 0 | 0 | 0 | 0 | 0 | 0 | 0 | 0 | 0 | 0 |  | 0 | 0 | 0 | 0 | 0 | 0 | 0 | 0 | 0 | 0 | 0 | 0 | 0 | 0 | 0 | 0 | 0 | 0 | 0 | 0 | 0 | 0 | 0 | 0 | 0 | 0 | 0 | 0 | 0 | 0 | 0 | 0 | 0 | 0 | 0 | 0 |  | 1 | 1 | 1 | 1 | 1 | 1 | 1 | 1 | 1 | 0
SDGE | New Sub - Suncrest - Ocotillo (Proposed) | 500 | 0 | 0 | 280 | 0 | 280 | 0 | 0 | 0 | 0 | 0 | 0 | 0 | 0 | 0 | 0 | 0 | 0 | 0 | 0 | 1 |  | 0 | 0 | 0 | 0 | 0 | 400 | 0 | 0 | 0 | 0 | 0 | 0 | 0 | 0 | 0 | 0 | 0 | 1 | 0 | 0 | 0 | 0 | 2 | -1 | 0 | 0 | 0 | 0 | 0 | 0 | 0 | 0 | 0 | 0 | 0 | 1 |  | 0 | 0 | 0 | 0 | 0 | 400 | 0 | 0 | 0 | 0 | 0 | 0 | 0 | 0 | 0 | 0 | 0 | 1 | 0 | 0 | 0 | 0 | 2 | -1 | 0 | 0 | 0 | 0 | 0 | 0 | 0 | 0 | 0 | 0 | 0 | 1 |  | 0 | 0 | 0 | 0 | 0 | 505.8 | 0 | 0 | 0 | 0 | 0 | 0 | 0 | 0 | 313.9193 | 0 | 0 | 1 | 0 | 0 | 0 | 0 | 2 | -2 | 0 | 0 | 0 | 0 | 0 | 0 | 0 | 0 | -2 | 0 | 0 | 1 |  | 0 | 0 | 0 | 0 | 0 | 505.8 | 0 | 0 | 0 | 0 | 0 | 0 | 0 | 0 | 313.9193 | 0 | 0 | 1 | 0 | 0 | 0 | 0 | 2 | -2 | 0 | 0 | 0 | 0 | 0 | 0 | 0 | 0 | -1 | 0 | 0 | 1 |  | 1 | 1 | 3+ | 1 | 1 | 1 | 1 | 2+ | 1 | 1
PG&E FRESNO | New Sub - Westley - Quinto (Proposed) | 230 | 80 | 0 | 0 | 0 | 0 | 0 | 0 | 0 | 0 | 0 | 0 | 0 | 0 | 0 | 0 | 0 | 0 | 0 | 0 | 1 |  | 0 | 0 | 0 | 0 | 0 | 0 | 0 | 0 | 0 | 0 | 0 | 0 | 0 | 0 | 0 | 0 | 0 | 0 | 2 | 2 | 0 | 0 | 0 | 0 | 0 | 0 | 0 | 0 | 0 | 0 | 0 | 0 | 0 | 0 | 0 | 1 |  | 0 | 0 | 0 | 0 | 0 | 0 | 0 | 0 | 0 | 0 | 0 | 0 | 158.9783 | 450 | 523.6878 | 0 | 0 | 1 | 2 | 2 | 0 | 0 | 0 | 0 | 0 | 0 | 0 | 0 | 0 | 0 | -2 | -2 | -2 | 0 | 0 | 1 |  | 0 | 0 | 0 | 0 | 0 | 0 | 0 | 0 | 0 | 0 | 0 | 0 | 158.9783 | 450 | 523.6878 | 0 | 0 | 1 | 2 | 2 | 0 | 0 | 0 | 0 | 0 | 0 | 0 | 0 | 0 | 0 | -2 | -2 | -2 | 0 | 0 | 1 |  | 0 | 0 | 0 | 0 | 0 | 0 | 0 | 0 | 0 | 0 | 0 | 0 | 158.9783 | 450 | 523.6878 | 0 | 0 | 1 | 2 | 2 | 0 | 0 | 0 | 0 | 0 | 0 | 0 | 0 | 0 | 0 | -2 | -2 | -2 | 0 | 0 | 1 |  | 5- | 1 | 1 | 1 | 1 | 1 | 4+ | 4+ | 1 | 1
PG&E GBA | Newark | 115 | 0 | 0 | 0 | 0 | 0 | 0 | 0 | 0 | 0 | 0 | 0 | 0 | 0 | 0 | 0 | 0 | 0 | 0 | 0 | 0 |  | 0 | 0 | 0 | 0 | 0 | 0 | 0 | 0 | 0 | 0 | 0 | 0 | 0 | 0 | 0 | 0 | 0 | 0 | 0 | 0 | 0 | 0 | 0 | 0 | 0 | 0 | 0 | 0 | 0 | 0 | 0 | 0 | 0 | 0 | 0 | 0 |  | 0 | 0 | 0 | 0 | 0 | 0 | 0 | 0 | 0 | 0 | 0 | 0 | 0 | 0 | 0 | 0 | 0 | 0 | 0 | 0 | 0 | 0 | 0 | 0 | 0 | 0 | 0 | 0 | 0 | 0 | 0 | 0 | 0 | 0 | 0 | 0 |  | 0 | 0 | 0 | 0 | 0 | 0 | 0 | 0 | 0 | 0 | 0 | 0 | 0 | 0 | 0 | 0 | 0 | 0 | 0 | 0 | 0 | 0 | 0 | 0 | 0 | 0 | 0 | 0 | 0 | 0 | 0 | 0 | 0 | 0 | 0 | 0 |  | 0 | 0 | 0 | 0 | 0 | 0 | 0 | 0 | 0 | 0 | 0 | 0 | 0 | 0 | 0 | 0 | 0 | 0 | 0 | 0 | 0 | 0 | 0 | 0 | 0 | 0 | 0 | 0 | 0 | 0 | 0 | 0 | 0 | 0 | 0 | 0 |  | 1 | 1 | 1 | 1 | 1 | 1 | 1 | 1 | 1 | 0
PG&E GBA | Newark | 230 | 0 | 0 | 0 | 0 | 0 | 0 | 0 | 0 | 0 | 0 | 0 | 0 | 0 | 0 | 0 | 0 | 0 | 0 | 0 | 0 |  | 0 | 0 | 0 | 0 | 0 | 0 | 0 | 0 | 0 | 0 | 0 | 0 | 0 | 0 | 0 | 0 | 0 | 0 | 0 | 0 | 0 | 0 | 0 | 0 | 0 | 0 | 0 | 0 | 0 | 0 | 0 | 0 | 0 | 0 | 0 | 0 |  | 0 | 0 | 0 | 0 | 0 | 0 | 0 | 0 | 0 | 0 | 0 | 0 | 0 | 0 | 0 | 0 | 0 | 0 | 0 | 0 | 0 | 0 | 0 | 0 | 0 | 0 | 0 | 0 | 0 | 0 | 0 | 0 | 0 | 0 | 0 | 0 |  | 0 | 0 | 0 | 0 | 0 | 0 | 0 | 0 | 0 | 0 | 0 | 0 | 0 | 180 | 252 | 0 | 0 | 1 | 0 | 0 | 0 | 0 | 0 | 0 | 0 | 0 | 0 | 0 | 0 | 0 | 0 | -2 | -2 | 0 | 0 | 1 |  | 0 | 0 | 0 | 0 | 0 | 0 | 0 | 0 | 0 | 0 | 0 | 0 | 0.5 | 180 | 252.18 | 0 | 0 | 1 | 0 | 0 | 0 | 0 | 0 | 0 | 0 | 0 | 0 | 0 | 0 | 0 | 0 | -2 | -2 | 0 | 0 | 1 |  | 1 | 1 | 1 | 1 | 1 | 1 | 1 | 4+ | 1 | 1
PG&E GBA | Newark | 60 | 0 | 0 | 0 | 0 | 0 | 0 | 0 | 0 | 0 | 0 | 0 | 0 | 0 | 0 | 0 | 0 | 0 | 0 | 0 | 0 |  | 0 | 0 | 0 | 0 | 0 | 0 | 0 | 0 | 0 | 0 | 0 | 0 | 0 | 0 | 0 | 0 | 0 | 0 | 0 | 0 | 0 | 0 | 0 | 0 | 0 | 0 | 0 | 0 | 0 | 0 | 0 | 0 | 0 | 0 | 0 | 0 |  | 0 | 0 | 0 | 0 | 0 | 0 | 0 | 0 | 0 | 0 | 0 | 0 | 0 | 0 | 0 | 0 | 0 | 0 | 0 | 0 | 0 | 0 | 0 | 0 | 0 | 0 | 0 | 0 | 0 | 0 | 0 | 0 | 0 | 0 | 0 | 0 |  | 0 | 0 | 0 | 0 | 0 | 0 | 0 | 0 | 0 | 0 | 0 | 0 | 0 | 0 | 0 | 0 | 0 | 0 | 0 | 0 | 0 | 0 | 0 | 0 | 0 | 0 | 0 | 0 | 0 | 0 | 0 | 0 | 0 | 0 | 0 | 0 |  | 0 | 0 | 0 | 0 | 0 | 0 | 0 | 0 | 0 | 0 | 0 | 0 | 0 | 0 | 0 | 0 | 0 | 0 | 0 | 0 | 0 | 0 | 0 | 0 | 0 | 0 | 0 | 0 | 0 | 0 | 0 | 0 | 0 | 0 | 0 | 0 |  | 1 | 1 | 1 | 1 | 1 | 1 | 1 | 1 | 1 | 0
PG&E FRESNO | Newhall | 115 | 0 | 0 | 0 | 0 | 0 | 0 | 0 | 0 | 0 | 0 | 0 | 0 | 0 | 0 | 0 | 0 | 0 | 0 | 0 | 0 |  | 0 | 0 | 0 | 0 | 0 | 0 | 0 | 0 | 0 | 0 | 0 | 0 | 0 | 0 | 0 | 0 | 0 | 0 | 0 | 0 | 0 | 0 | 0 | 0 | 0 | 0 | 0 | 0 | 0 | 0 | 0 | 0 | 0 | 0 | 0 | 0 |  | 0 | 0 | 0 | 0 | 0 | 0 | 0 | 0 | 0 | 0 | 0 | 0 | 9.7 | 0 | 9.7 | 0 | 0 | 1 | 0 | 0 | 0 | 0 | 0 | 0 | 0 | 0 | 0 | 0 | 0 | 0 | -2 | 0 | -2 | 0 | 0 | 1 |  | 0 | 0 | 0 | 0 | 0 | 0 | 0 | 0 | 0 | 0 | 0 | 0 | 9.7 | 0 | 9.7 | 0 | 0 | 1 | 0 | 0 | 0 | 0 | 0 | 0 | 0 | 0 | 0 | 0 | 0 | 0 | -2 | 0 | -2 | 0 | 0 | 1 |  | 0 | 0 | 0 | 0 | 0 | 0 | 0 | 0 | 0 | 0 | 0 | 0 | 9.7 | 0 | 9.7 | 0 | 0 | 1 | 0 | 0 | 0 | 0 | 0 | 0 | 0 | 0 | 0 | 0 | 0 | 0 | -2 | 0 | 0 | 0 | 0 | 1 |  | 1 | 1 | 1 | 1 | 1 | 1 | 4+ | 4+ | 1 | 1
PG&E KERN | Norco | 115 | 0 | 0 | 0 | 0 | 0 | 0 | 0 | 0 | 0 | 0 | 0 | 0 | 0 | 0 | 0 | 0 | 0 | 0 | 0 | 0 |  | 0 | 0 | 0 | 0 | 0 | 0 | 0 | 0 | 0 | 0 | 0 | 0 | 0 | 0 | 0 | 0 | 0 | 0 | 0 | 0 | 0 | 0 | 0 | 0 | 0 | 0 | 0 | 0 | 0 | 0 | 0 | 0 | 0 | 0 | 0 | 0 |  | 0 | 0 | 0 | 0 | 0 | 0 | 0 | 0 | 0 | 0 | 0 | 0 | 0 | 0 | 0 | 0 | 0 | 0 | 0 | 0 | 0 | 0 | 0 | 0 | 0 | 0 | 0 | 0 | 0 | 0 | 0 | 0 | 0 | 0 | 0 | 0 |  | 0 | 0 | 0 | 0 | 0 | 0 | 0 | 0 | 0 | 0 | 0 | 0 | 0 | 0 | 0 | 0 | 0 | 0 | 0 | 0 | 0 | 0 | 0 | 0 | 0 | 0 | 0 | 0 | 0 | 0 | 0 | 0 | 0 | 0 | 0 | 0 |  | 0 | 0 | 0 | 0 | 0 | 0 | 0 | 0 | 0 | 0 | 0 | 0 | 0 | 0 | 0 | 0 | 0 | 0 | 0 | 0 | 0 | 0 | 0 | 0 | 0 | 0 | 0 | 0 | 0 | 0 | 0 | 0 | 0 | 0 | 0 | 0 |  | 1 | 1 | 1 | 1 | 1 | 1 | 1 | 1 | 1 | 0
PG&E GBA | Nortech | 115 | 0 | 0 | 0 | 0 | 0 | 0 | 0 | 0 | 0 | 0 | 0 | 0 | 0 | 0 | 0 | 0 | 0 | 0 | 0 | 0 |  | 0 | 0 | 0 | 0 | 0 | 0 | 0 | 0 | 0 | 0 | 0 | 0 | 0 | 0 | 0 | 0 | 0 | 0 | 0 | 0 | 0 | 0 | 0 | 0 | 0 | 0 | 0 | 0 | 0 | 0 | 0 | 0 | 0 | 0 | 0 | 0 |  | 0 | 0 | 0 | 0 | 0 | 0 | 0 | 0 | 0 | 0 | 0 | 0 | 5.353 | 0 | 0 | 0 | 0 | 1 | 0 | 0 | 0 | 0 | 0 | 0 | 0 | 0 | 0 | 0 | 0 | 0 | -2 | 0 | 0 | 0 | 0 | 1 |  | 0 | 0 | 0 | 0 | 0 | 0 | 0 | 0 | 0 | 0 | 0 | 0 | 5.353 | 0 | 0 | 0 | 0 | 1 | 0 | 0 | 0 | 0 | 0 | 0 | 0 | 0 | 0 | 0 | 0 | 0 | -2 | 0 | 0 | 0 | 0 | 1 |  | 0 | 0 | 0 | 0 | 0 | 0 | 0 | 0 | 0 | 0 | 0 | 0 | 7.127 | 0 | 0 | 0 | 0 | 1 | 0 | 0 | 0 | 0 | 0 | 0 | 0 | 0 | 0 | 0 | 0 | 0 | -2 | 0 | 0 | 0 | 0 | 1 |  | 1 | 1 | 1 | 1 | 1 | 1 | 4+ | 1 | 1 | 1
SDGE | North City Metering | 138 | 0 | 0 | 0 | 0 | 0 | 0 | 0 | 0 | 0 | 0 | 0 | 0 | 0 | 0 | 0 | 0 | 0 | 0 | 0 | 0 |  | 0 | 0 | 0 | 0 | 0 | 0 | 0 | 0 | 0 | 0 | 0 | 0 | 0 | 0 | 0 | 0 | 0 | 0 | 0 | 0 | 0 | 0 | 0 | 0 | 0 | 0 | 0 | 0 | 0 | 0 | 0 | 0 | 0 | 0 | 0 | 0 |  | 0 | 0 | 0 | 0 | 0 | 0 | 0 | 0 | 0 | 0 | 0 | 0 | 0 | 0 | 0 | 0 | 0 | 0 | 0 | 0 | 0 | 0 | 0 | 0 | 0 | 0 | 0 | 0 | 0 | 0 | 0 | 0 | 0 | 0 | 0 | 0 |  | 0 | 0 | 0 | 0 | 0 | 0 | 0 | 0 | 0 | 0 | 0 | 0 | 0 | 0 | 0 | 0 | 0 | 0 | 0 | 0 | 0 | 0 | 0 | 0 | 0 | 0 | 0 | 0 | 0 | 0 | 0 | 0 | 0 | 0 | 0 | 0 |  | 0 | 0 | 0 | 0 | 0 | 0 | 0 | 0 | 0 | 0 | 0 | 0 | 0 | 0 | 0 | 0 | 0 | 0 | 0 | 0 | 0 | 0 | 0 | 0 | 0 | 0 | 0 | 0 | 0 | 0 | 0 | 0 | 0 | 0 | 0 | 0 |  | 1 | 1 | 1 | 1 | 1 | 1 | 1 | 1 | 1 | 0
PG&E GBA | North Dublin | 230 | 0 | 0 | 0 | 0 | 0 | 0 | 0 | 0 | 0 | 0 | 0 | 0 | 0 | 0 | 0 | 0 | 0 | 0 | 0 | 0 |  | 0 | 0 | 0 | 0 | 0 | 0 | 0 | 0 | 0 | 0 | 0 | 0 | 0 | 0 | 0 | 0 | 0 | 0 | 0 | 0 | 0 | 0 | 0 | 0 | 0 | 0 | 0 | 0 | 0 | 0 | 0 | 0 | 0 | 0 | 0 | 0 |  | 0 | 0 | 0 | 0 | 0 | 0 | 0 | 0 | 0 | 0 | 0 | 0 | 0 | 0 | 0 | 0 | 0 | 0 | 0 | 0 | 0 | 0 | 0 | 0 | 0 | 0 | 0 | 0 | 0 | 0 | 0 | 0 | 0 | 0 | 0 | 0 |  | 0 | 0 | 0 | 0 | 0 | 0 | 0 | 0 | 0 | 0 | 0 | 0 | 0 | 0 | 0 | 0 | 0 | 0 | 0 | 0 | 0 | 0 | 0 | 0 | 0 | 0 | 0 | 0 | 0 | 0 | 0 | 0 | 0 | 0 | 0 | 0 |  | 0 | 0 | 0 | 0 | 0 | 0 | 0 | 0 | 0 | 0 | 0 | 0 | 0 | 0 | 0 | 0 | 0 | 0 | 0 | 0 | 0 | 0 | 0 | 0 | 0 | 0 | 0 | 0 | 0 | 0 | 0 | 0 | 0 | 0 | 0 | 0 |  | 1 | 1 | 1 | 1 | 1 | 1 | 1 | 1 | 1 | 0
SDGE | North Gila | 500 | 0 | 0 | 0 | 0 | 0 | 0 | 0 | 0 | 0 | 0 | 0 | 0 | 1520 | 1180 | 2700 | 0 | 364.4 | 364.4 | 0 | 1 |  | 0 | 0 | 0 | 0 | 0 | 0 | 0 | 0 | 0 | 0 | 0 | 0 | 0 | 0 | 0 | 0 | 0 | 0 | 0 | 0 | 0 | 0 | 0 | 0 | 0 | 0 | 0 | 0 | 0 | 2 | 2 | 2 | 2 | 0 | 0 | 1 |  | 0 | 0 | 0 | 0 | 0 | 0 | 0 | 0 | 0 | 0 | 0 | 0 | 0 | 0 | 0 | 0 | 0 | 0 | 0 | 0 | 0 | 0 | 0 | 0 | 0 | 0 | 0 | 0 | 0 | 2 | 2 | 2 | 2 | 0 | 0 | 1 |  | 0 | 0 | 0 | 0 | 0 | 0 | 0 | 0 | 0 | 0 | 0 | 0 | 0 | 0 | 0 | 0 | 0 | 0 | 0 | 0 | 0 | 0 | 0 | 0 | 0 | 0 | 0 | 0 | 0 | 2 | 2 | 2 | 2 | 0 | 0 | 1 |  | 0 | 0 | 0 | 0 | 0 | 0 | 0 | 0 | 0 | 0 | 0 | 0 | 1000 | 0 | 0 | 0 | 0 | 1 | 0 | 0 | 0 | 0 | 0 | 0 | 0 | 0 | 0 | 0 | 0 | 2 | 2 | 2 | 2 | 0 | 0 | 1 |  | 1 | 1 | 1 | 1 | 1 | 1 | 5- | 5- | 1 | 1
SCE Metro | North of SONGS | 230 | 0 | 0 | 0 | 0 | 0 | 0 | 0 | 0 | 0 | 0 | 0 | 0 | 0 | 0 | 0 | 0 | 0 | 0 | 0 | 0 |  | 0 | 0 | 0 | 0 | 0 | 0 | 0 | 0 | 0 | 0 | 0 | 0 | 0 | 0 | 0 | 0 | 0 | 0 | 0 | 0 | 0 | 0 | 0 | 0 | 0 | 0 | 0 | 0 | 0 | 0 | 0 | 0 | 0 | 0 | 0 | 0 |  | 0 | 0 | 0 | 0 | 0 | 0 | 0 | 0 | 0 | 0 | 0 | 0 | 0 | 0 | 0 | 0 | 0 | 0 | 0 | 0 | 0 | 0 | 0 | 0 | 0 | 0 | 0 | 0 | 0 | 0 | 0 | 0 | 0 | 0 | 0 | 0 |  | 0 | 0 | 0 | 0 | 0 | 0 | 0 | 0 | 0 | 0 | 0 | 0 | 0 | 0 | 0 | 0 | 0 | 0 | 0 | 0 | 0 | 0 | 0 | 0 | 0 | 0 | 0 | 0 | 0 | 0 | 0 | 0 | 0 | 0 | 0 | 0 |  | 0 | 0 | 0 | 0 | 0 | 0 | 0 | 0 | 0 | 0 | 0 | 0 | 0 | 0 | 0 | 0 | 0 | 0 | 0 | 0 | 0 | 0 | 0 | 0 | 0 | 0 | 0 | 0 | 0 | 0 | 0 | 0 | 0 | 0 | 0 | 0 |  | 1 | 1 | 1 | 1 | 1 | 1 | 1 | 1 | 1 | 0
SCE Metro | North of SONGS | 500 | 0 | 0 | 0 | 0 | 0 | 0 | 0 | 0 | 0 | 0 | 0 | 0 | 0 | 0 | 0 | 0 | 400 | 400 | 0 | 1 |  | 0 | 0 | 0 | 0 | 0 | 0 | 0 | 0 | 0 | 0 | 0 | 0 | 0 | 0 | 0 | 0 | 0 | 0 | 0 | 0 | 0 | 0 | 0 | 0 | 0 | 0 | 0 | 0 | 0 | 0 | 0 | 2 | 2 | 0 | 0 | 1 |  | 0 | 0 | 0 | 0 | 0 | 0 | 0 | 0 | 0 | 0 | 0 | 0 | 0 | 0 | 0 | 0 | 0 | 0 | 0 | 0 | 0 | 0 | 0 | 0 | 0 | 0 | 0 | 0 | 0 | 0 | 0 | 2 | 2 | 0 | 0 | 1 |  | 0 | 0 | 0 | 0 | 0 | 0 | 0 | 0 | 0 | 0 | 0 | 0 | 0 | 0 | 0 | 0 | 0 | 0 | 0 | 0 | 0 | 0 | 0 | 0 | 0 | 0 | 0 | 0 | 0 | 0 | 0 | 2 | 2 | 0 | 0 | 1 |  | 0 | 0 | 0 | 0 | 0 | 0 | 0 | 0 | 0 | 0 | 0 | 0 | 0 | 0 | 0 | 0 | 0 | 0 | 0 | 0 | 0 | 0 | 0 | 0 | 0 | 0 | 0 | 0 | 0 | 0 | 0 | 2 | 2 | 0 | 0 | 1 |  | 1 | 1 | 1 | 1 | 1 | 1 | 1 | 5- | 1 | 1
PG&E NGBA | Notre Dame | 115 | 0 | 0 | 0 | 0 | 0 | 0 | 0 | 0 | 0 | 0 | 0 | 0 | 0 | 0 | 0 | 0 | 0 | 0 | 0 | 0 |  | 0 | 0 | 0 | 0 | 0 | 0 | 0 | 0 | 0 | 0 | 0 | 0 | 0 | 0 | 0 | 0 | 0 | 0 | 0 | 0 | 0 | 0 | 0 | 0 | 0 | 0 | 0 | 0 | 0 | 0 | 0 | 0 | 0 | 0 | 0 | 0 |  | 0 | 0 | 0 | 0 | 0 | 0 | 0 | 0 | 0 | 0 | 0 | 0 | 0 | 0 | 0 | 0 | 0 | 0 | 0 | 0 | 0 | 0 | 0 | 0 | 0 | 0 | 0 | 0 | 0 | 0 | 0 | 0 | 0 | 0 | 0 | 0 |  | 0 | 0 | 0 | 0 | 0 | 0 | 0 | 0 | 0 | 0 | 0 | 0 | 0 | 0 | 0 | 0 | 0 | 0 | 0 | 0 | 0 | 0 | 0 | 0 | 0 | 0 | 0 | 0 | 0 | 0 | 0 | 0 | 0 | 0 | 0 | 0 |  | 0 | 0 | 0 | 0 | 0 | 0 | 0 | 0 | 0 | 0 | 0 | 0 | 10.966 | 0 | 0 | 0 | 0 | 1 | 0 | 0 | 0 | 0 | 0 | 0 | 0 | 0 | 0 | 0 | 0 | 0 | -2 | 0 | 0 | 0 | 0 | 1 |  | 1 | 1 | 1 | 1 | 1 | 1 | 1+ | 1 | 1 | 1
PG&E GBA | Oakland C | 115 | 0 | 0 | 0 | 0 | 0 | 0 | 0 | 0 | 0 | 0 | 0 | 0 | 0 | 40 | 40 | 0 | 0 | 0 | 0 | 1 |  | 0 | 0 | 0 | 0 | 0 | 0 | 0 | 0 | 0 | 0 | 0 | 0 | 0 | 0 | 0 | 0 | 0 | 0 | 0 | 0 | 0 | 0 | 0 | 0 | 0 | 0 | 0 | 0 | 0 | 0 | 2 | 0 | 0 | 0 | 0 | 1 |  | 0 | 0 | 0 | 0 | 0 | 0 | 0 | 0 | 0 | 0 | 0 | 0 | 0 | 0 | 0 | 0 | 0 | 0 | 0 | 0 | 0 | 0 | 0 | 0 | 0 | 0 | 0 | 0 | 0 | 0 | 2 | 0 | 0 | 0 | 0 | 1 |  | 0 | 0 | 0 | 0 | 0 | 0 | 0 | 0 | 0 | 0 | 0 | 0 | 0 | 0 | 75.6 | 0 | 0 | 1 | 0 | 0 | 0 | 0 | 0 | 0 | 0 | 0 | 0 | 0 | 0 | 0 | 2 | 0 | -2 | 0 | 0 | 1 |  | 0 | 0 | 0 | 0 | 0 | 0 | 0 | 0 | 0 | 0 | 0 | 0 | 0 | 0 | 75.6 | 0 | 0 | 1 | 0 | 0 | 0 | 0 | 0 | 0 | 0 | 0 | 0 | 0 | 0 | 0 | 2 | 0 | 0 | 0 | 0 | 1 |  | 1 | 1 | 1 | 1 | 1 | 1 | 5- | 2+ | 1 | 1
PG&E GBA | Oakland J | 115 | 0 | 0 | 0 | 0 | 0 | 0 | 0 | 0 | 0 | 0 | 0 | 0 | 0 | 50 | 50 | 0 | 0 | 0 | 0 | 1 |  | 0 | 0 | 0 | 0 | 0 | 0 | 0 | 0 | 0 | 0 | 0 | 0 | 0 | 0 | 0 | 0 | 0 | 0 | 0 | 0 | 0 | 0 | 0 | 0 | 0 | 0 | 0 | 0 | 0 | 0 | 2 | 0 | 0 | 0 | 0 | 1 |  | 0 | 0 | 0 | 0 | 0 | 0 | 0 | 0 | 0 | 0 | 0 | 0 | 0 | 0 | 0 | 0 | 0 | 0 | 0 | 0 | 0 | 0 | 0 | 0 | 0 | 0 | 0 | 0 | 0 | 0 | 2 | 0 | 0 | 0 | 0 | 1 |  | 0 | 0 | 0 | 0 | 0 | 0 | 0 | 0 | 0 | 0 | 0 | 0 | 0 | 50 | 50 | 0 | 0 | 1 | 0 | 0 | 0 | 0 | 0 | 0 | 0 | 0 | 0 | 0 | 0 | 0 | 2 | -2 | -2 | 0 | 0 | 1 |  | 0 | 0 | 0 | 0 | 0 | 0 | 0 | 0 | 0 | 0 | 0 | 0 | 0 | 50 | 62.48 | 0 | 0 | 1 | 0 | 0 | 0 | 0 | 0 | 0 | 0 | 0 | 0 | 0 | 0 | 0 | 2 | -2 | -2 | 0 | 0 | 1 |  | 1 | 1 | 1 | 1 | 1 | 1 | 5- | 4+ | 1 | 1
PG&E GBA | Oakland L | 115 | 0 | 0 | 0 | 0 | 0 | 0 | 0 | 0 | 0 | 0 | 0 | 0 | 0 | 0 | 0 | 0 | 0 | 0 | 0 | 0 |  | 0 | 0 | 0 | 0 | 0 | 0 | 0 | 0 | 0 | 0 | 0 | 0 | 0 | 0 | 0 | 0 | 0 | 0 | 0 | 0 | 0 | 0 | 0 | 0 | 0 | 0 | 0 | 0 | 0 | 0 | 0 | 0 | 0 | 0 | 0 | 0 |  | 0 | 0 | 0 | 0 | 0 | 0 | 0 | 0 | 0 | 0 | 0 | 0 | 0 | 0 | 0 | 0 | 0 | 0 | 0 | 0 | 0 | 0 | 0 | 0 | 0 | 0 | 0 | 0 | 0 | 0 | 0 | 0 | 0 | 0 | 0 | 0 |  | 0 | 0 | 0 | 0 | 0 | 0 | 0 | 0 | 0 | 0 | 0 | 0 | 0 | 0 | 0 | 0 | 0 | 0 | 0 | 0 | 0 | 0 | 0 | 0 | 0 | 0 | 0 | 0 | 0 | 0 | 0 | 0 | 0 | 0 | 0 | 0 |  | 0 | 0 | 0 | 0 | 0 | 0 | 0 | 0 | 0 | 0 | 0 | 0 | 0 | 0 | 0 | 0 | 0 | 0 | 0 | 0 | 0 | 0 | 0 | 0 | 0 | 0 | 0 | 0 | 0 | 0 | 0 | 0 | 0 | 0 | 0 | 0 |  | 1 | 1 | 1 | 1 | 1 | 1 | 1 | 1 | 1 | 0
PG&E GBA | Oakland X | 115 | 0 | 0 | 0 | 0 | 0 | 0 | 0 | 0 | 0 | 0 | 0 | 0 | 0 | 70 | 70 | 0 | 0 | 0 | 0 | 1 |  | 0 | 0 | 0 | 0 | 0 | 0 | 0 | 0 | 0 | 0 | 0 | 0 | 0 | 0 | 0 | 0 | 0 | 0 | 0 | 0 | 0 | 0 | 0 | 0 | 0 | 0 | 0 | 0 | 0 | 0 | 2 | 0 | 0 | 0 | 0 | 1 |  | 0 | 0 | 0 | 0 | 0 | 0 | 0 | 0 | 0 | 0 | 0 | 0 | 0 | 0 | 0 | 0 | 0 | 0 | 0 | 0 | 0 | 0 | 0 | 0 | 0 | 0 | 0 | 0 | 0 | 0 | 2 | 0 | 0 | 0 | 0 | 1 |  | 0 | 0 | 0 | 0 | 0 | 0 | 0 | 0 | 0 | 0 | 0 | 0 | 0 | 0 | 0 | 0 | 0 | 0 | 0 | 0 | 0 | 0 | 0 | 0 | 0 | 0 | 0 | 0 | 0 | 0 | 2 | 0 | 0 | 0 | 0 | 1 |  | 0 | 0 | 0 | 0 | 0 | 0 | 0 | 0 | 0 | 0 | 0 | 0 | 0 | 0 | 0 | 0 | 0 | 0 | 0 | 0 | 0 | 0 | 0 | 0 | 0 | 0 | 0 | 0 | 0 | 0 | 2 | 0 | 0 | 0 | 0 | 1 |  | 1 | 1 | 1 | 1 | 1 | 1 | 5- | 1 | 1 | 1
SDGE | Ocean Ranch | 69 | 0 | 0 | 0 | 0 | 0 | 0 | 0 | 0 | 0 | 0 | 0 | 0 | 0 | 0 | 0 | 0 | 0 | 0 | 0 | 0 |  | 0 | 0 | 0 | 0 | 0 | 0 | 0 | 0 | 0 | 0 | 0 | 0 | 0 | 0 | 0 | 0 | 0 | 0 | 0 | 0 | 0 | 0 | 0 | 0 | 0 | 0 | 0 | 0 | 0 | 0 | 0 | 0 | 0 | 0 | 0 | 0 |  | 0 | 0 | 0 | 0 | 0 | 0 | 0 | 0 | 0 | 0 | 0 | 0 | 0 | 0 | 0 | 0 | 0 | 0 | 0 | 0 | 0 | 0 | 0 | 0 | 0 | 0 | 0 | 0 | 0 | 0 | 0 | 0 | 0 | 0 | 0 | 0 |  | 0 | 0 | 0 | 0 | 0 | 0 | 0 | 0 | 0 | 0 | 0 | 0 | 0 | 0 | 105 | 0 | 0 | 1 | 0 | 0 | 0 | 0 | 0 | 0 | 0 | 0 | 0 | 0 | 0 | 0 | 0 | 0 | -2 | 0 | 0 | 1 |  | 0 | 0 | 0 | 0 | 0 | 0 | 0 | 0 | 0 | 0 | 0 | 0 | 0 | 0 | 125 | 0 | 0 | 1 | 0 | 0 | 0 | 0 | 0 | 0 | 0 | 0 | 0 | 0 | 0 | 0 | 0 | 0 | -1 | 0 | 0 | 1 |  | 1 | 1 | 1 | 1 | 1 | 1 | 1 | 2+ | 1 | 1
PG&E KERN | Oceano | 115 | 0 | 0 | 0 | 0 | 0 | 0 | 0 | 0 | 0 | 0 | 0 | 0 | 0 | 100 | 100 | 0 | 0 | 0 | 0 | 1 |  | 0 | 0 | 0 | 0 | 0 | 0 | 0 | 0 | 0 | 0 | 0 | 0 | 0 | 0 | 0 | 0 | 0 | 0 | 0 | 0 | 0 | 0 | 0 | 0 | 0 | 0 | 0 | 0 | 0 | 0 | 2 | 0 | 0 | 0 | 0 | 1 |  | 0 | 0 | 0 | 0 | 0 | 0 | 0 | 0 | 0 | 0 | 0 | 0 | 0 | 0 | 0 | 0 | 0 | 0 | 0 | 0 | 0 | 0 | 0 | 0 | 0 | 0 | 0 | 0 | 0 | 0 | 2 | 0 | 0 | 0 | 0 | 1 |  | 0 | 0 | 0 | 0 | 0 | 0 | 0 | 0 | 0 | 0 | 0 | 0 | 0 | 0 | 0 | 0 | 0 | 0 | 0 | 0 | 0 | 0 | 0 | 0 | 0 | 0 | 0 | 0 | 0 | 0 | 2 | 0 | 0 | 0 | 0 | 1 |  | 0 | 0 | 0 | 0 | 0 | 0 | 0 | 0 | 0 | 0 | 0 | 0 | 0 | 0 | 0 | 0 | 0 | 0 | 0 | 0 | 0 | 0 | 0 | 0 | 0 | 0 | 0 | 0 | 0 | 0 | 2 | 0 | 0 | 0 | 0 | 1 |  | 1 | 1 | 1 | 1 | 1 | 1 | 5- | 1 | 1 | 1
SDGE | Ocotillo Express | 500 | 0 | 0 | 130 | 0 | 130 | 0 | 0 | 0 | 0 | 0 | 0 | 0 | 0 | 0 | 0 | 0 | 0 | 0 | 0 | 1 |  | 0 | 0 | 0 | 0 | 0 | 0 | 0 | 0 | 0 | 0 | 0 | 0 | 0 | 0 | 0 | 0 | 0 | 0 | 0 | 0 | 0 | 0 | 2 | 2 | 0 | 0 | 0 | 0 | 0 | 0 | 0 | 0 | 0 | 0 | 0 | 1 |  | 0 | 0 | 0 | 0 | 0 | 0 | 0 | 0 | 0 | 0 | 0 | 0 | 0 | 0 | 0 | 0 | 0 | 0 | 0 | 0 | 0 | 0 | 2 | 2 | 0 | 0 | 0 | 0 | 0 | 0 | 0 | 0 | 0 | 0 | 0 | 1 |  | 0 | 0 | 0 | 0 | 0 | 0 | 0 | 0 | 0 | 0 | 0 | 0 | 0 | 0 | 0 | 0 | 0 | 0 | 0 | 0 | 0 | 0 | 2 | 2 | 0 | 0 | 0 | 0 | 0 | 0 | 0 | 0 | 0 | 0 | 0 | 1 |  | 0 | 0 | 0 | 0 | 0 | 0 | 0 | 0 | 0 | 0 | 0 | 0 | 0 | 0 | 0 | 0 | 0 | 0 | 0 | 0 | 0 | 0 | 2 | 2 | 0 | 0 | 0 | 0 | 0 | 0 | 0 | 0 | 0 | 0 | 0 | 1 |  | 1 | 1 | 5- | 1 | 1 | 1 | 1 | 1 | 1 | 1
PG&E KERN | Old River | 70 | 0 | 0 | 0 | 0 | 0 | 0 | 0 | 0 | 0 | 0 | 0 | 0 | 0 | 0 | 0 | 0 | 0 | 0 | 0 | 0 |  | 0 | 0 | 0 | 0 | 0 | 0 | 0 | 0 | 0 | 0 | 0 | 0 | 0 | 0 | 0 | 0 | 0 | 0 | 0 | 0 | 0 | 0 | 0 | 0 | 0 | 0 | 0 | 0 | 0 | 0 | 0 | 0 | 0 | 0 | 0 | 0 |  | 0 | 0 | 0 | 0 | 0 | 0 | 0 | 0 | 0 | 0 | 0 | 0 | 2.9028 | 0 | 0.05626 | 0 | 0 | 1 | 0 | 0 | 0 | 0 | 0 | 0 | 0 | 0 | 0 | 0 | 0 | 0 | 0 | 0 | 0 | 0 | 0 | 0 |  | 0 | 0 | 0 | 0 | 0 | 0 | 0 | 0 | 0 | 0 | 0 | 0 | 2.9028 | 0 | 0.05626 | 0 | 0 | 1 | 0 | 0 | 0 | 0 | 0 | 0 | 0 | 0 | 0 | 0 | 0 | 0 | 0 | 0 | 0 | 0 | 0 | 0 |  | 0 | 0 | 0 | 0 | 0 | 0 | 0 | 0 | 0 | 0 | 0 | 0 | 2.9028 | 0 | 0.05626 | 0 | 0 | 1 | 0 | 0 | 0 | 0 | 0 | 0 | 0 | 0 | 0 | 0 | 0 | 0 | 0 | 0 | 0 | 0 | 0 | 0 |  | 1 | 1 | 1 | 1 | 1 | 1 | 1 | 1 | 1 | 0
SDGE | Old Town | 230 | 0 | 0 | 0 | 0 | 0 | 0 | 0 | 0 | 0 | 0 | 0 | 0 | 0 | 0 | 0 | 0 | 0 | 0 | 0 | 0 |  | 0 | 0 | 0 | 0 | 0 | 0 | 0 | 0 | 0 | 0 | 0 | 0 | 0 | 0 | 0 | 0 | 0 | 0 | 0 | 0 | 0 | 0 | 0 | 0 | 0 | 0 | 0 | 0 | 0 | 0 | 0 | 0 | 0 | 0 | 0 | 0 |  | 0 | 0 | 0 | 0 | 0 | 0 | 0 | 0 | 0 | 0 | 0 | 0 | 0 | 0 | 0 | 0 | 0 | 0 | 0 | 0 | 0 | 0 | 0 | 0 | 0 | 0 | 0 | 0 | 0 | 0 | 0 | 0 | 0 | 0 | 0 | 0 |  | 0 | 0 | 0 | 0 | 0 | 0 | 0 | 0 | 0 | 0 | 0 | 0 | 0 | 0 | 0 | 0 | 0 | 0 | 0 | 0 | 0 | 0 | 0 | 0 | 0 | 0 | 0 | 0 | 0 | 0 | 0 | 0 | 0 | 0 | 0 | 0 |  | 0 | 0 | 0 | 0 | 0 | 0 | 0 | 0 | 0 | 0 | 0 | 0 | 0 | 0 | 0 | 0 | 0 | 0 | 0 | 0 | 0 | 0 | 0 | 0 | 0 | 0 | 0 | 0 | 0 | 0 | 0 | 0 | 0 | 0 | 0 | 0 |  | 1 | 1 | 1 | 1 | 1 | 1 | 1 | 1 | 1 | 0
SCE Metro | Olinda | 230 | 0 | 0 | 0 | 0 | 0 | 0 | 0 | 0 | 0 | 0 | 0 | 0 | 0 | 0 | 0 | 0 | 0 | 0 | 0 | 0 |  | 0 | 0 | 0 | 0 | 0 | 0 | 0 | 0 | 0 | 0 | 0 | 0 | 0 | 0 | 0 | 0 | 0 | 0 | 0 | 0 | 0 | 0 | 0 | 0 | 0 | 0 | 0 | 0 | 0 | 0 | 0 | 0 | 0 | 0 | 0 | 0 |  | 0 | 0 | 0 | 0 | 0 | 0 | 0 | 0 | 0 | 0 | 0 | 0 | 0 | 0 | 0 | 0 | 0 | 0 | 0 | 0 | 0 | 0 | 0 | 0 | 0 | 0 | 0 | 0 | 0 | 0 | 0 | 0 | 0 | 0 | 0 | 0 |  | 0 | 0 | 0 | 0 | 0 | 0 | 0 | 0 | 0 | 0 | 0 | 0 | 0 | 0 | 0 | 0 | 0 | 0 | 0 | 0 | 0 | 0 | 0 | 0 | 0 | 0 | 0 | 0 | 0 | 0 | 0 | 0 | 0 | 0 | 0 | 0 |  | 0 | 0 | 0 | 0 | 0 | 0 | 0 | 0 | 0 | 0 | 0 | 0 | 0 | 0 | 144.77 | 0 | 0 | 1 | 0 | 0 | 0 | 0 | 0 | 0 | 0 | 0 | 0 | 0 | 0 | 0 | 0 | 0 | -1 | 0 | 0 | 1 |  | 1 | 1 | 1 | 1 | 1 | 1 | 1 | 1 | 1 | 0
PG&E FRESNO | Olive | 115 | 0 | 0 | 0 | 0 | 0 | 0 | 0 | 0 | 0 | 0 | 0 | 0 | 0 | 0 | 0 | 0 | 0 | 0 | 0 | 0 |  | 0 | 0 | 0 | 0 | 0 | 0 | 0 | 0 | 0 | 0 | 0 | 0 | 0 | 0 | 0 | 0 | 0 | 0 | 0 | 0 | 0 | 0 | 0 | 0 | 0 | 0 | 0 | 0 | 0 | 0 | 0 | 0 | 0 | 0 | 0 | 0 |  | 0 | 0 | 0 | 0 | 0 | 0 | 0 | 0 | 0 | 0 | 0 | 0 | 0 | 0 | 0 | 0 | 0 | 0 | 0 | 0 | 0 | 0 | 0 | 0 | 0 | 0 | 0 | 0 | 0 | 0 | 0 | 0 | 0 | 0 | 0 | 0 |  | 0 | 0 | 0 | 0 | 0 | 0 | 0 | 0 | 0 | 0 | 0 | 0 | 0 | 0 | 0 | 0 | 0 | 0 | 0 | 0 | 0 | 0 | 0 | 0 | 0 | 0 | 0 | 0 | 0 | 0 | 0 | 0 | 0 | 0 | 0 | 0 |  | 0 | 0 | 0 | 0 | 0 | 0 | 0 | 0 | 0 | 0 | 0 | 0 | 0 | 0 | 0 | 0 | 0 | 0 | 0 | 0 | 0 | 0 | 0 | 0 | 0 | 0 | 0 | 0 | 0 | 0 | 0 | 0 | 0 | 0 | 0 | 0 |  | 1 | 1 | 1 | 1 | 1 | 1 | 1 | 1 | 1 | 0
PG&E NGBA | Olivehurst | 115 | 0 | 0 | 0 | 0 | 0 | 0 | 0 | 0 | 0 | 0 | 0 | 0 | 0 | 0 | 0 | 0 | 0 | 0 | 0 | 0 |  | 0 | 0 | 0 | 0 | 0 | 0 | 0 | 0 | 0 | 0 | 0 | 0 | 0 | 0 | 0 | 0 | 0 | 0 | 0 | 0 | 0 | 0 | 0 | 0 | 0 | 0 | 0 | 0 | 0 | 0 | 0 | 0 | 0 | 0 | 0 | 0 |  | 0 | 0 | 0 | 0 | 0 | 0 | 0 | 0 | 0 | 0 | 0 | 0 | 0 | 0 | 0 | 0 | 0 | 0 | 0 | 0 | 0 | 0 | 0 | 0 | 0 | 0 | 0 | 0 | 0 | 0 | 0 | 0 | 0 | 0 | 0 | 0 |  | 0 | 0 | 0 | 0 | 0 | 0 | 0 | 0 | 0 | 0 | 0 | 0 | 0 | 0 | 0 | 0 | 0 | 0 | 0 | 0 | 0 | 0 | 0 | 0 | 0 | 0 | 0 | 0 | 0 | 0 | 0 | 0 | 0 | 0 | 0 | 0 |  | 0 | 0 | 0 | 0 | 0 | 0 | 0 | 0 | 0 | 0 | 0 | 0 | 0.996 | 0 | 0 | 0 | 0 | 1 | 0 | 0 | 0 | 0 | 0 | 0 | 0 | 0 | 0 | 0 | 0 | 0 | 0 | 0 | 0 | 0 | 0 | 0 |  | 1 | 1 | 1 | 1 | 1 | 1 | 1 | 1 | 1 | 0
PG&E NGBA | Oregon Trail | 60 | 0 | 0 | 0 | 0 | 0 | 0 | 0 | 0 | 0 | 0 | 0 | 0 | 0 | 0 | 0 | 0 | 0 | 0 | 0 | 0 |  | 0 | 0 | 0 | 0 | 0 | 0 | 0 | 0 | 0 | 0 | 0 | 0 | 0 | 0 | 0 | 0 | 0 | 0 | 0 | 0 | 0 | 0 | 0 | 0 | 0 | 0 | 0 | 0 | 0 | 0 | 0 | 0 | 0 | 0 | 0 | 0 |  | 0 | 0 | 0 | 0 | 0 | 0 | 0 | 0 | 0 | 0 | 0 | 0 | 1.927 | 0 | 1.927 | 0 | 0 | 1 | 0 | 0 | 0 | 0 | 0 | 0 | 0 | 0 | 0 | 0 | 0 | 0 | 0 | 0 | 0 | 0 | 0 | 0 |  | 0 | 0 | 0 | 0 | 0 | 0 | 0 | 0 | 0 | 0 | 0 | 0 | 1.927 | 0 | 1.927 | 0 | 0 | 1 | 0 | 0 | 0 | 0 | 0 | 0 | 0 | 0 | 0 | 0 | 0 | 0 | 0 | 0 | 0 | 0 | 0 | 0 |  | 0 | 0 | 0 | 0 | 0 | 0 | 0 | 0 | 0 | 0 | 0 | 0 | 4.327 | 0 | 1.927 | 0 | 0 | 1 | 0 | 0 | 0 | 0 | 0 | 0 | 0 | 0 | 0 | 0 | 0 | 0 | -2 | 0 | 0 | 0 | 0 | 1 |  | 1 | 1 | 1 | 1 | 1 | 1 | 1+ | 1 | 1 | 1
SCE Northern | Ormond Beach | 230 | 0 | 0 | 0 | 0 | 0 | 0 | 0 | 0 | 0 | 0 | 0 | 0 | 0 | 0 | 0 | 0 | 0 | 0 | 0 | 0 |  | 0 | 0 | 0 | 0 | 0 | 0 | 0 | 0 | 0 | 0 | 0 | 0 | 0 | 0 | 0 | 0 | 0 | 0 | 0 | 0 | 0 | 0 | 0 | 0 | 0 | 0 | 0 | 0 | 0 | 0 | 0 | 0 | 0 | 0 | 0 | 0 |  | 0 | 0 | 0 | 0 | 0 | 0 | 0 | 0 | 0 | 0 | 0 | 0 | 0 | 0 | 0 | 0 | 0 | 0 | 0 | 0 | 0 | 0 | 0 | 0 | 0 | 0 | 0 | 0 | 0 | 0 | 0 | 0 | 0 | 0 | 0 | 0 |  | 0 | 0 | 0 | 0 | 0 | 0 | 0 | 0 | 0 | 0 | 0 | 0 | 0 | 0 | 0 | 0 | 0 | 0 | 0 | 0 | 0 | 0 | 0 | 0 | 0 | 0 | 0 | 0 | 0 | 0 | 0 | 0 | 0 | 0 | 0 | 0 |  | 0 | 0 | 0 | 0 | 0 | 0 | 0 | 0 | 0 | 0 | 0 | 0 | 0 | 0 | 0 | 0 | 0 | 0 | 0 | 0 | 0 | 0 | 0 | 0 | 0 | 0 | 0 | 0 | 0 | 0 | 0 | 0 | 0 | 0 | 0 | 0 |  | 1 | 1 | 1 | 1 | 1 | 1 | 1 | 1 | 1 | 0
PG&E FRESNO | Oro Loma | 115 | 20 | 0 | 0 | 0 | 0 | 0 | 0 | 0 | 0 | 0 | 0 | 0 | 110 | 0 | 110 | 0 | 0 | 0 | 0 | 1 |  | 0 | 0 | 0 | 0 | 0 | 0 | 0 | 0 | 0 | 0 | 0 | 0 | 0 | 0 | 0 | 0 | 0 | 0 | 2 | 2 | 0 | 0 | 0 | 0 | 0 | 0 | 0 | 0 | 0 | 2 | 2 | 0 | 0 | 0 | 0 | 1 |  | 0 | 0 | 0 | 0 | 0 | 0 | 0 | 0 | 0 | 0 | 0 | 0 | 0 | 0 | 0 | 0 | 0 | 0 | 2 | 2 | 0 | 0 | 0 | 0 | 0 | 0 | 0 | 0 | 0 | 2 | 2 | 0 | 0 | 0 | 0 | 1 |  | 0 | 0 | 0 | 0 | 0 | 0 | 0 | 0 | 0 | 0 | 0 | 0 | 0 | 0 | 0 | 0 | 0 | 0 | 2 | 2 | 0 | 0 | 0 | 0 | 0 | 0 | 0 | 0 | 0 | 2 | 2 | 0 | 0 | 0 | 0 | 1 |  | 0 | 0 | 0 | 0 | 0 | 0 | 0 | 102.7 | 0 | 0 | 0 | 0 | 107.7 | 0 | 102.7 | 0 | 0 | 1 | 2 | 2 | 0 | 0 | 0 | 0 | 0 | -2 | 0 | 0 | 0 | 2 | 0 | 0 | -1 | 0 | 0 | 1 |  | 5- | 1 | 1 | 1+ | 1 | 1 | 3- | 1 | 1 | 1
PG&E FRESNO | Oro Loma | 70 | 0 | 0 | 0 | 0 | 0 | 0 | 0 | 0 | 0 | 0 | 0 | 0 | 0 | 0 | 0 | 0 | 0 | 0 | 0 | 0 |  | 0 | 0 | 0 | 0 | 0 | 0 | 0 | 0 | 0 | 0 | 0 | 0 | 0 | 0 | 0 | 0 | 0 | 0 | 0 | 0 | 0 | 0 | 0 | 0 | 0 | 0 | 0 | 0 | 0 | 0 | 0 | 0 | 0 | 0 | 0 | 0 |  | 0 | 0 | 0 | 0 | 0 | 0 | 0 | 0 | 0 | 0 | 0 | 0 | 0 | 0 | 0 | 0 | 0 | 0 | 0 | 0 | 0 | 0 | 0 | 0 | 0 | 0 | 0 | 0 | 0 | 0 | 0 | 0 | 0 | 0 | 0 | 0 |  | 0 | 0 | 0 | 0 | 0 | 0 | 0 | 0 | 0 | 0 | 0 | 0 | 0 | 0 | 0 | 0 | 0 | 0 | 0 | 0 | 0 | 0 | 0 | 0 | 0 | 0 | 0 | 0 | 0 | 0 | 0 | 0 | 0 | 0 | 0 | 0 |  | 0 | 0 | 0 | 0 | 0 | 0 | 0 | 103.226 | 0 | 0 | 0 | 0 | 103.226 | 0 | 103.226 | 0 | 0 | 1 | 0 | 0 | 0 | 0 | 0 | 0 | 0 | -2 | 0 | 0 | 0 | 0 | -2 | 0 | -1 | 0 | 0 | 1 |  | 1 | 1 | 1 | 1+ | 1 | 1 | 1+ | 1 | 1 | 1
PG&E FRESNO | Orosi | 70 | 0 | 0 | 0 | 0 | 0 | 0 | 0 | 0 | 0 | 0 | 0 | 0 | 0 | 0 | 0 | 0 | 0 | 0 | 0 | 0 |  | 0 | 0 | 0 | 0 | 0 | 0 | 0 | 0 | 0 | 0 | 0 | 0 | 0 | 0 | 0 | 0 | 0 | 0 | 0 | 0 | 0 | 0 | 0 | 0 | 0 | 0 | 0 | 0 | 0 | 0 | 0 | 0 | 0 | 0 | 0 | 0 |  | 0 | 0 | 0 | 0 | 0 | 0 | 0 | 0 | 0 | 0 | 0 | 0 | 0 | 0 | 0 | 0 | 0 | 0 | 0 | 0 | 0 | 0 | 0 | 0 | 0 | 0 | 0 | 0 | 0 | 0 | 0 | 0 | 0 | 0 | 0 | 0 |  | 0 | 0 | 0 | 0 | 0 | 0 | 0 | 0 | 0 | 0 | 0 | 0 | 0 | 0 | 0 | 0 | 0 | 0 | 0 | 0 | 0 | 0 | 0 | 0 | 0 | 0 | 0 | 0 | 0 | 0 | 0 | 0 | 0 | 0 | 0 | 0 |  | 0 | 0 | 0 | 0 | 0 | 0 | 0 | 0 | 0 | 0 | 0 | 0 | 20 | 0 | 0 | 0 | 0 | 1 | 0 | 0 | 0 | 0 | 0 | 0 | 0 | 0 | 0 | 0 | 0 | 0 | -2 | 0 | 0 | 0 | 0 | 1 |  | 1 | 1 | 1 | 1 | 1 | 1 | 1+ | 1 | 1 | 1
SDGE | Otay | 69 | 0 | 0 | 0 | 0 | 0 | 0 | 0 | 0 | 0 | 0 | 0 | 0 | 0 | 0 | 0 | 0 | 0 | 0 | 0 | 0 |  | 0 | 0 | 0 | 0 | 0 | 0 | 0 | 0 | 0 | 0 | 0 | 0 | 0 | 0 | 0 | 0 | 0 | 0 | 0 | 0 | 0 | 0 | 0 | 0 | 0 | 0 | 0 | 0 | 0 | 0 | 0 | 0 | 0 | 0 | 0 | 0 |  | 0 | 0 | 0 | 0 | 0 | 0 | 0 | 0 | 0 | 0 | 0 | 0 | 0 | 0 | 0 | 0 | 0 | 0 | 0 | 0 | 0 | 0 | 0 | 0 | 0 | 0 | 0 | 0 | 0 | 0 | 0 | 0 | 0 | 0 | 0 | 0 |  | 0 | 0 | 0 | 0 | 0 | 0 | 0 | 0 | 0 | 0 | 0 | 0 | 0 | 0 | 0 | 0 | 0 | 0 | 0 | 0 | 0 | 0 | 0 | 0 | 0 | 0 | 0 | 0 | 0 | 0 | 0 | 0 | 0 | 0 | 0 | 0 |  | 0 | 0 | 0 | 0 | 0 | 0 | 0 | 0 | 0 | 0 | 0 | 0 | 0 | 0 | 3 | 0 | 0 | 1 | 0 | 0 | 0 | 0 | 0 | 0 | 0 | 0 | 0 | 0 | 0 | 0 | 0 | 0 | 0 | 0 | 0 | 0 |  | 1 | 1 | 1 | 1 | 1 | 1 | 1 | 1 | 1 | 0
SDGE | Otay Mesa | 230 | 0 | 0 | 0 | 0 | 0 | 0 | 0 | 0 | 0 | 0 | 0 | 0 | 0 | 0 | 0 | 0 | 0 | 0 | 0 | 0 |  | 0 | 0 | 0 | 0 | 0 | 0 | 0 | 0 | 0 | 0 | 0 | 0 | 0 | 0 | 0 | 0 | 0 | 0 | 0 | 0 | 0 | 0 | 0 | 0 | 0 | 0 | 0 | 0 | 0 | 0 | 0 | 0 | 0 | 0 | 0 | 0 |  | 0 | 0 | 0 | 0 | 0 | 0 | 0 | 0 | 0 | 0 | 0 | 0 | 0 | 0 | 312.96 | 0 | 0 | 1 | 0 | 0 | 0 | 0 | 0 | 0 | 0 | 0 | 0 | 0 | 0 | 0 | 0 | 0 | -2 | 0 | 0 | 1 |  | 0 | 0 | 0 | 0 | 0 | 0 | 0 | 0 | 0 | 0 | 0 | 0 | 0 | 0 | 882.21 | 0 | 0 | 1 | 0 | 0 | 0 | 0 | 0 | 0 | 0 | 0 | 0 | 0 | 0 | 0 | 0 | 0 | -2 | 0 | 0 | 1 |  | 0 | 0 | 0 | 0 | 0 | 0 | 0 | 0 | 0 | 0 | 0 | 0 | 0 | 0 | 882.21 | 0 | 0 | 1 | 0 | 0 | 0 | 0 | 0 | 0 | 0 | 0 | 0 | 0 | 0 | 0 | 0 | 0 | -2 | 0 | 0 | 1 |  | 1 | 1 | 1 | 1 | 1 | 1 | 1 | 4+ | 1 | 1
PG&E FRESNO | Padre Flats SW STA | 230 | 50 | 0 | 0 | 0 | 0 | 0 | 0 | 0 | 0 | 0 | 0 | 0 | 370 | 0 | 370 | 0 | 0 | 0 | 0 | 1 |  | 0 | 0 | 0 | 0 | 0 | 0 | 0 | 0 | 0 | 0 | 0 | 0 | 0 | 0 | 0 | 0 | 0 | 0 | 2 | 2 | 0 | 0 | 0 | 0 | 0 | 0 | 0 | 0 | 0 | 2 | 2 | 0 | 0 | 0 | 0 | 1 |  | 0 | 0 | 0 | 0 | 0 | 0 | 0 | 0 | 0 | 0 | 0 | 0 | 0 | 0 | 0 | 0 | 0 | 0 | 2 | 2 | 0 | 0 | 0 | 0 | 0 | 0 | 0 | 0 | 0 | 2 | 2 | 0 | 0 | 0 | 0 | 1 |  | 0 | 0 | 0 | 0 | 0 | 0 | 0 | 0 | 0 | 0 | 0 | 0 | 0 | 0 | 0 | 0 | 0 | 0 | 2 | 2 | 0 | 0 | 0 | 0 | 0 | 0 | 0 | 0 | 0 | 2 | 2 | 0 | 0 | 0 | 0 | 1 |  | 0 | 0 | 0 | 0 | 0 | 0 | 0 | 0 | 0 | 0 | 0 | 0 | 0 | 0 | 0 | 0 | 0 | 0 | 2 | 2 | 0 | 0 | 0 | 0 | 0 | 0 | 0 | 0 | 0 | 2 | 2 | 0 | 0 | 0 | 0 | 1 |  | 5- | 1 | 1 | 1 | 1 | 1 | 5- | 1 | 1 | 1
EOP | Pahrump | 138 | 0 | 0 | 0 | 0 | 0 | 0 | 0 | 0 | 0 | 0 | 0 | 0 | 0 | 0 | 0 | 0 | 0 | 0 | 0 | 0 |  | 0 | 0 | 0 | 0 | 0 | 0 | 0 | 0 | 0 | 0 | 0 | 0 | 0 | 0 | 0 | 0 | 0 | 0 | 0 | 0 | 0 | 0 | 0 | 0 | 0 | 0 | 0 | 0 | 0 | 0 | 0 | 0 | 0 | 0 | 0 | 0 |  | 0 | 0 | 0 | 0 | 0 | 0 | 0 | 0 | 0 | 0 | 0 | 0 | 0 | 0 | 0 | 0 | 0 | 0 | 0 | 0 | 0 | 0 | 0 | 0 | 0 | 0 | 0 | 0 | 0 | 0 | 0 | 0 | 0 | 0 | 0 | 0 |  | 0 | 0 | 0 | 0 | 0 | 0 | 0 | 0 | 0 | 0 | 0 | 0 | 0 | 0 | 0 | 0 | 0 | 0 | 0 | 0 | 0 | 0 | 0 | 0 | 0 | 0 | 0 | 0 | 0 | 0 | 0 | 0 | 0 | 0 | 0 | 0 |  | 0 | 0 | 0 | 0 | 0 | 0 | 0 | 0 | 0 | 0 | 0 | 0 | 0 | 0 | 0 | 0 | 0 | 0 | 0 | 0 | 0 | 0 | 0 | 0 | 0 | 0 | 0 | 0 | 0 | 0 | 0 | 0 | 0 | 0 | 0 | 0 |  | 1 | 1 | 1 | 1 | 1 | 1 | 1 | 1 | 1 | 0
EOP | Pahrump | 230 | 0 | 0 | 0 | 0 | 0 | 0 | 0 | 0 | 0 | 0 | 0 | 0 | 0 | 0 | 0 | 0 | 0 | 0 | 0 | 0 |  | 0 | 0 | 0 | 0 | 0 | 0 | 0 | 0 | 0 | 0 | 0 | 0 | 0 | 0 | 0 | 0 | 0 | 0 | 0 | 0 | 0 | 0 | 0 | 0 | 0 | 0 | 0 | 0 | 0 | 0 | 0 | 0 | 0 | 0 | 0 | 0 |  | 0 | 0 | 0 | 0 | 0 | 0 | 0 | 0 | 0 | 0 | 0 | 0 | 0 | 0 | 0 | 0 | 0 | 0 | 0 | 0 | 0 | 0 | 0 | 0 | 0 | 0 | 0 | 0 | 0 | 0 | 0 | 0 | 0 | 0 | 0 | 0 |  | 0 | 0 | 0 | 0 | 0 | 0 | 0 | 0 | 0 | 0 | 0 | 0 | 0 | 0 | 0 | 0 | 0 | 0 | 0 | 0 | 0 | 0 | 0 | 0 | 0 | 0 | 0 | 0 | 0 | 0 | 0 | 0 | 0 | 0 | 0 | 0 |  | 0 | 0 | 0 | 0 | 0 | 0 | 0 | 0 | 0 | 0 | 0 | 0 | 0 | 0 | 0 | 0 | 0 | 0 | 0 | 0 | 0 | 0 | 0 | 0 | 0 | 0 | 0 | 0 | 0 | 0 | 0 | 0 | 0 | 0 | 0 | 0 |  | 1 | 1 | 1 | 1 | 1 | 1 | 1 | 1 | 1 | 0
SDGE | Pala | 69 | 0 | 0 | 0 | 0 | 0 | 0 | 0 | 0 | 0 | 0 | 0 | 0 | 0 | 0 | 0 | 0 | 0 | 0 | 0 | 0 |  | 0 | 0 | 0 | 0 | 0 | 0 | 0 | 0 | 0 | 0 | 0 | 0 | 0 | 0 | 0 | 0 | 0 | 0 | 0 | 0 | 0 | 0 | 0 | 0 | 0 | 0 | 0 | 0 | 0 | 0 | 0 | 0 | 0 | 0 | 0 | 0 |  | 0 | 0 | 0 | 0 | 0 | 0 | 0 | 0 | 0 | 0 | 0 | 0 | 0 | 0 | 0 | 0 | 0 | 0 | 0 | 0 | 0 | 0 | 0 | 0 | 0 | 0 | 0 | 0 | 0 | 0 | 0 | 0 | 0 | 0 | 0 | 0 |  | 0 | 0 | 0 | 0 | 0 | 0 | 0 | 0 | 0 | 0 | 0 | 0 | 0 | 0 | 0 | 0 | 0 | 0 | 0 | 0 | 0 | 0 | 0 | 0 | 0 | 0 | 0 | 0 | 0 | 0 | 0 | 0 | 0 | 0 | 0 | 0 |  | 0 | 0 | 0 | 0 | 0 | 0 | 0 | 0 | 0 | 0 | 0 | 0 | 0 | 0 | 0 | 0 | 0 | 0 | 0 | 0 | 0 | 0 | 0 | 0 | 0 | 0 | 0 | 0 | 0 | 0 | 0 | 0 | 0 | 0 | 0 | 0 |  | 1 | 1 | 1 | 1 | 1 | 1 | 1 | 1 | 1 | 0
PG&E NGBA | Palermo | 115 | 0 | 0 | 0 | 0 | 0 | 0 | 0 | 0 | 0 | 0 | 0 | 0 | 0 | 0 | 0 | 0 | 0 | 0 | 0 | 0 |  | 0 | 0 | 0 | 0 | 0 | 0 | 0 | 0 | 0 | 0 | 0 | 0 | 0 | 0 | 0 | 0 | 0 | 0 | 0 | 0 | 0 | 0 | 0 | 0 | 0 | 0 | 0 | 0 | 0 | 0 | 0 | 0 | 0 | 0 | 0 | 0 |  | 0 | 0 | 0 | 0 | 0 | 0 | 0 | 0 | 0 | 0 | 0 | 0 | 0 | 0 | 0 | 0 | 0 | 0 | 0 | 0 | 0 | 0 | 0 | 0 | 0 | 0 | 0 | 0 | 0 | 0 | 0 | 0 | 0 | 0 | 0 | 0 |  | 0 | 0 | 0 | 0 | 0 | 0 | 0 | 0 | 0 | 0 | 0 | 0 | 0 | 0 | 0 | 0 | 0 | 0 | 0 | 0 | 0 | 0 | 0 | 0 | 0 | 0 | 0 | 0 | 0 | 0 | 0 | 0 | 0 | 0 | 0 | 0 |  | 0 | 0 | 0 | 0 | 0 | 0 | 0 | 0 | 0 | 0 | 0 | 0 | 0 | 0 | 0 | 0 | 0 | 0 | 0 | 0 | 0 | 0 | 0 | 0 | 0 | 0 | 0 | 0 | 0 | 0 | 0 | 0 | 0 | 0 | 0 | 0 |  | 1 | 1 | 1 | 1 | 1 | 1 | 1 | 1 | 1 | 0
PG&E NGBA | Palermo | 230 | 0 | 0 | 0 | 0 | 0 | 0 | 0 | 0 | 0 | 0 | 0 | 0 | 0 | 0 | 0 | 0 | 0 | 0 | 0 | 0 |  | 0 | 0 | 0 | 0 | 0 | 0 | 0 | 0 | 0 | 0 | 0 | 0 | 0 | 0 | 0 | 0 | 0 | 0 | 0 | 0 | 0 | 0 | 0 | 0 | 0 | 0 | 0 | 0 | 0 | 0 | 0 | 0 | 0 | 0 | 0 | 0 |  | 0 | 0 | 0 | 0 | 0 | 0 | 0 | 0 | 0 | 0 | 0 | 0 | 0 | 0 | 0 | 0 | 0 | 0 | 0 | 0 | 0 | 0 | 0 | 0 | 0 | 0 | 0 | 0 | 0 | 0 | 0 | 0 | 0 | 0 | 0 | 0 |  | 0 | 0 | 0 | 0 | 0 | 0 | 0 | 0 | 0 | 0 | 0 | 0 | 0 | 0 | 0 | 0 | 0 | 0 | 0 | 0 | 0 | 0 | 0 | 0 | 0 | 0 | 0 | 0 | 0 | 0 | 0 | 0 | 0 | 0 | 0 | 0 |  | 0 | 0 | 0 | 0 | 0 | 0 | 0 | 0 | 0 | 0 | 0 | 0 | 0 | 0 | 0 | 0 | 0 | 0 | 0 | 0 | 0 | 0 | 0 | 0 | 0 | 0 | 0 | 0 | 0 | 0 | 0 | 0 | 0 | 0 | 0 | 0 |  | 1 | 1 | 1 | 1 | 1 | 1 | 1 | 1 | 1 | 0
SCE Eastern | Palo Verde | 500 | 0 | 0 | 0 | 0 | 0 | 2651 | 0 | 2651 | 0 | 0 | 0 | 0 | 0 | 0 | 0 | 0 | 0 | 0 | 0 | 1 |  | 0 | 0 | 0 | 0 | 0 | 0 | 0 | 0 | 0 | 0 | 0 | 0 | 0 | 0 | 0 | 0 | 0 | 0 | 0 | 0 | 0 | 0 | 0 | 0 | 2 | 2 | 0 | 0 | 0 | 0 | 0 | 0 | 0 | 0 | 0 | 1 |  | 0 | 0 | 0 | 0 | 0 | 0 | 0 | 0 | 0 | 0 | 0 | 0 | 0 | 0 | 0 | 0 | 0 | 0 | 0 | 0 | 0 | 0 | 0 | 0 | 2 | 2 | 0 | 0 | 0 | 0 | 0 | 0 | 0 | 0 | 0 | 1 |  | 0 | 0 | 0 | 0 | 0 | 0 | 0 | 0 | 0 | 0 | 0 | 0 | 0 | 0 | 0 | 0 | 0 | 0 | 0 | 0 | 0 | 0 | 0 | 0 | 2 | 2 | 0 | 0 | 0 | 0 | 0 | 0 | 0 | 0 | 0 | 1 |  | 0 | 0 | 0 | 0 | 0 | 0 | 0 | 0 | 0 | 0 | 0 | 0 | 0 | 0 | 0 | 0 | 0 | 0 | 0 | 0 | 0 | 0 | 0 | 0 | 2 | 2 | 0 | 0 | 0 | 0 | 0 | 0 | 0 | 0 | 0 | 1 |  | 1 | 1 | 1 | 5- | 1 | 1 | 1 | 1 | 1 | 1
SDGE | Palomar Energy | 230 | 0 | 0 | 0 | 0 | 0 | 0 | 0 | 0 | 0 | 0 | 0 | 0 | 0 | 0 | 0 | 0 | 0 | 0 | 0 | 0 |  | 0 | 0 | 0 | 0 | 0 | 0 | 0 | 0 | 0 | 0 | 0 | 0 | 0 | 0 | 0 | 0 | 0 | 0 | 0 | 0 | 0 | 0 | 0 | 0 | 0 | 0 | 0 | 0 | 0 | 0 | 0 | 0 | 0 | 0 | 0 | 0 |  | 0 | 0 | 0 | 0 | 0 | 0 | 0 | 0 | 0 | 0 | 0 | 0 | 0 | 0 | 0 | 0 | 0 | 0 | 0 | 0 | 0 | 0 | 0 | 0 | 0 | 0 | 0 | 0 | 0 | 0 | 0 | 0 | 0 | 0 | 0 | 0 |  | 0 | 0 | 0 | 0 | 0 | 0 | 0 | 0 | 0 | 0 | 0 | 0 | 0 | 0 | 0 | 0 | 0 | 0 | 0 | 0 | 0 | 0 | 0 | 0 | 0 | 0 | 0 | 0 | 0 | 0 | 0 | 0 | 0 | 0 | 0 | 0 |  | 0 | 0 | 0 | 0 | 0 | 0 | 0 | 0 | 0 | 0 | 0 | 0 | 0 | 0 | 0 | 0 | 0 | 0 | 0 | 0 | 0 | 0 | 0 | 0 | 0 | 0 | 0 | 0 | 0 | 0 | 0 | 0 | 0 | 0 | 0 | 0 |  | 1 | 1 | 1 | 1 | 1 | 1 | 1 | 1 | 1 | 0
PG&E KERN | Panama | 70 | 0 | 0 | 0 | 0 | 0 | 0 | 0 | 0 | 0 | 0 | 0 | 0 | 0 | 0 | 0 | 0 | 0 | 0 | 0 | 0 |  | 0 | 0 | 0 | 0 | 0 | 0 | 0 | 0 | 0 | 0 | 0 | 0 | 0 | 0 | 0 | 0 | 0 | 0 | 0 | 0 | 0 | 0 | 0 | 0 | 0 | 0 | 0 | 0 | 0 | 0 | 0 | 0 | 0 | 0 | 0 | 0 |  | 0 | 0 | 0 | 0 | 0 | 0 | 0 | 0 | 0 | 0 | 0 | 0 | 0 | 0 | 0 | 0 | 0 | 0 | 0 | 0 | 0 | 0 | 0 | 0 | 0 | 0 | 0 | 0 | 0 | 0 | 0 | 0 | 0 | 0 | 0 | 0 |  | 0 | 0 | 0 | 0 | 0 | 0 | 0 | 0 | 0 | 0 | 0 | 0 | 0 | 0 | 0 | 0 | 0 | 0 | 0 | 0 | 0 | 0 | 0 | 0 | 0 | 0 | 0 | 0 | 0 | 0 | 0 | 0 | 0 | 0 | 0 | 0 |  | 0 | 0 | 0 | 0 | 0 | 0 | 0 | 0 | 0 | 0 | 0 | 0 | 0 | 0 | 0 | 0 | 0 | 0 | 0 | 0 | 0 | 0 | 0 | 0 | 0 | 0 | 0 | 0 | 0 | 0 | 0 | 0 | 0 | 0 | 0 | 0 |  | 1 | 1 | 1 | 1 | 1 | 1 | 1 | 1 | 1 | 0
PG&E FRESNO | Panoche | 115 | 0 | 0 | 0 | 0 | 0 | 0 | 0 | 0 | 0 | 0 | 0 | 0 | 40 | 0 | 40 | 0 | 0 | 0 | 0 | 1 |  | 0 | 0 | 0 | 0 | 0 | 0 | 0 | 0 | 0 | 0 | 0 | 0 | 0 | 0 | 0 | 0 | 0 | 0 | 0 | 0 | 0 | 0 | 0 | 0 | 0 | 0 | 0 | 0 | 0 | 2 | 2 | 0 | 0 | 0 | 0 | 1 |  | 0 | 0 | 0 | 0 | 0 | 0 | 0 | 0 | 0 | 0 | 0 | 0 | 0 | 119.9 | 119.9 | 0 | 0 | 1 | 0 | 0 | 0 | 0 | 0 | 0 | 0 | 0 | 0 | 0 | 0 | 2 | 2 | -2 | -2 | 0 | 0 | 1 |  | 0 | 0 | 0 | 0 | 0 | 0 | 0 | 0 | 0 | 0 | 0 | 0 | 0 | 119.9 | 124.9 | 0 | 0 | 1 | 0 | 0 | 0 | 0 | 0 | 0 | 0 | 0 | 0 | 0 | 0 | 2 | 2 | -2 | -2 | 0 | 0 | 1 |  | 0 | 0 | 0 | 0 | 0 | 0 | 0 | 0 | 0 | 0 | 0 | 0 | 0 | 119.9 | 124.9 | 0 | 0 | 1 | 0 | 0 | 0 | 0 | 0 | 0 | 0 | 0 | 0 | 0 | 0 | 2 | 2 | -2 | -2 | 0 | 0 | 1 |  | 1 | 1 | 1 | 1 | 1 | 1 | 5- | 4+ | 1 | 1
PG&E FRESNO | Panoche | 230 | 0 | 0 | 0 | 0 | 0 | 0 | 0 | 0 | 0 | 0 | 0 | 0 | 0 | 0 | 0 | 0 | 0 | 0 | 0 | 0 |  | 0 | 0 | 0 | 0 | 0 | 0 | 0 | 0 | 0 | 0 | 0 | 0 | 0 | 0 | 0 | 0 | 0 | 0 | 0 | 0 | 0 | 0 | 0 | 0 | 0 | 0 | 0 | 0 | 0 | 0 | 0 | 0 | 0 | 0 | 0 | 0 |  | 0 | 0 | 0 | 0 | 0 | 0 | 0 | 0 | 0 | 0 | 0 | 0 | 0 | 0 | 0 | 0 | 0 | 0 | 0 | 0 | 0 | 0 | 0 | 0 | 0 | 0 | 0 | 0 | 0 | 0 | 0 | 0 | 0 | 0 | 0 | 0 |  | 0 | 0 | 0 | 0 | 0 | 0 | 0 | 0 | 0 | 0 | 0 | 0 | 0 | 0 | 0 | 0 | 0 | 0 | 0 | 0 | 0 | 0 | 0 | 0 | 0 | 0 | 0 | 0 | 0 | 0 | 0 | 0 | 0 | 0 | 0 | 0 |  | 0 | 0 | 0 | 0 | 0 | 0 | 0 | 0 | 0 | 0 | 0 | 0 | 0 | 0 | 0 | 0 | 0 | 0 | 0 | 0 | 0 | 0 | 0 | 0 | 0 | 0 | 0 | 0 | 0 | 0 | 0 | 0 | 0 | 0 | 0 | 0 |  | 1 | 1 | 1 | 1 | 1 | 1 | 1 | 1 | 1 | 0
SCE Northern | Pardee | 230 | 0 | 0 | 0 | 0 | 0 | 0 | 0 | 0 | 0 | 0 | 0 | 0 | 192 | 0 | 192 | 0 | 0 | 0 | 0 | 1 |  | 0 | 0 | 0 | 0 | 0 | 0 | 0 | 0 | 0 | 0 | 0 | 0 | 0 | 0 | 0 | 0 | 0 | 0 | 0 | 0 | 0 | 0 | 0 | 0 | 0 | 0 | 0 | 0 | 0 | 2 | 2 | 0 | 0 | 0 | 0 | 1 |  | 0 | 0 | 0 | 0 | 0 | 0 | 0 | 0 | 0 | 0 | 0 | 0 | 0 | 0 | 103 | 0 | 0 | 1 | 0 | 0 | 0 | 0 | 0 | 0 | 0 | 0 | 0 | 0 | 0 | 2 | 2 | 0 | -2 | 0 | 0 | 1 |  | 0 | 0 | 0 | 0 | 0 | 0 | 0 | 0 | 0 | 0 | 0 | 0 | 0 | 0 | 103 | 0 | 0 | 1 | 0 | 0 | 0 | 0 | 0 | 0 | 0 | 0 | 0 | 0 | 0 | 2 | 2 | 0 | -2 | 0 | 0 | 1 |  | 0 | 0 | 0 | 0 | 0 | 0 | 0 | 0 | 0 | 0 | 0 | 0 | 0 | 0 | 103 | 0 | 0 | 1 | 0 | 0 | 0 | 0 | 0 | 0 | 0 | 0 | 0 | 0 | 0 | 2 | 2 | 0 | -1 | 0 | 0 | 1 |  | 1 | 1 | 1 | 1 | 1 | 1 | 5- | 4+ | 1 | 1
PG&E NGBA | Parkway | 230 | 0 | 0 | 0 | 0 | 0 | 0 | 0 | 0 | 0 | 0 | 0 | 0 | 0 | 0 | 0 | 0 | 0 | 0 | 0 | 0 |  | 0 | 0 | 0 | 0 | 0 | 0 | 0 | 0 | 0 | 0 | 0 | 0 | 0 | 0 | 0 | 0 | 0 | 0 | 0 | 0 | 0 | 0 | 0 | 0 | 0 | 0 | 0 | 0 | 0 | 0 | 0 | 0 | 0 | 0 | 0 | 0 |  | 0 | 0 | 0 | 0 | 0 | 0 | 0 | 0 | 0 | 0 | 0 | 0 | 0 | 0 | 0 | 0 | 0 | 0 | 0 | 0 | 0 | 0 | 0 | 0 | 0 | 0 | 0 | 0 | 0 | 0 | 0 | 0 | 0 | 0 | 0 | 0 |  | 0 | 0 | 0 | 0 | 0 | 0 | 0 | 0 | 0 | 0 | 0 | 0 | 0 | 0 | 0 | 0 | 0 | 0 | 0 | 0 | 0 | 0 | 0 | 0 | 0 | 0 | 0 | 0 | 0 | 0 | 0 | 0 | 0 | 0 | 0 | 0 |  | 0 | 0 | 0 | 0 | 0 | 0 | 0 | 0 | 0 | 0 | 0 | 0 | 0 | 0 | 0 | 0 | 0 | 0 | 0 | 0 | 0 | 0 | 0 | 0 | 0 | 0 | 0 | 0 | 0 | 0 | 0 | 0 | 0 | 0 | 0 | 0 |  | 1 | 1 | 1 | 1 | 1 | 1 | 1 | 1 | 1 | 0
SCE Northern | Pastoria | 230 | 0 | 0 | 0 | 0 | 0 | 0 | 0 | 0 | 0 | 0 | 0 | 0 | 0 | 0 | 0 | 0 | 0 | 0 | 0 | 0 |  | 0 | 0 | 0 | 0 | 0 | 0 | 0 | 0 | 0 | 0 | 0 | 0 | 1.875 | 0 | 0 | 0 | 0 | 1 | 0 | 0 | 0 | 0 | 0 | 0 | 0 | 0 | 0 | 0 | 0 | 0 | -2 | 0 | 0 | 0 | 0 | 1 |  | 0 | 0 | 0 | 0 | 0 | 0 | 0 | 0 | 0 | 0 | 0 | 0 | 1.875 | 0 | 0 | 0 | 0 | 1 | 0 | 0 | 0 | 0 | 0 | 0 | 0 | 0 | 0 | 0 | 0 | 0 | 0 | 0 | 0 | 0 | 0 | 0 |  | 0 | 0 | 0 | 0 | 0 | 0 | 0 | 0 | 0 | 0 | 0 | 0 | 1.875 | 0 | 0 | 0 | 0 | 1 | 0 | 0 | 0 | 0 | 0 | 0 | 0 | 0 | 0 | 0 | 0 | 0 | 0 | 0 | 0 | 0 | 0 | 0 |  | 0 | 0 | 0 | 0 | 0 | 0 | 0 | 0 | 0 | 0 | 0 | 0 | 1.875 | 0 | 0 | 0 | 0 | 1 | 0 | 0 | 0 | 0 | 0 | 0 | 0 | 0 | 0 | 0 | 0 | 0 | 0 | 0 | 0 | 0 | 0 | 0 |  | 1 | 1 | 1 | 1 | 1 | 1 | 1 | 1 | 1 | 0
SCE Metro | Pauda | 230 | 0 | 0 | 0 | 0 | 0 | 0 | 0 | 0 | 0 | 0 | 0 | 0 | 0 | 0 | 0 | 0 | 200 | 200 | 0 | 1 |  | 0 | 0 | 0 | 0 | 0 | 0 | 0 | 0 | 0 | 0 | 0 | 0 | 0 | 0 | 0 | 0 | 0 | 0 | 0 | 0 | 0 | 0 | 0 | 0 | 0 | 0 | 0 | 0 | 0 | 0 | 0 | 2 | 2 | 0 | 0 | 1 |  | 0 | 0 | 0 | 0 | 0 | 0 | 0 | 0 | 0 | 0 | 0 | 0 | 0 | 0 | 0 | 0 | 0 | 0 | 0 | 0 | 0 | 0 | 0 | 0 | 0 | 0 | 0 | 0 | 0 | 0 | 0 | 2 | 2 | 0 | 0 | 1 |  | 0 | 0 | 0 | 0 | 0 | 0 | 0 | 0 | 0 | 0 | 0 | 0 | 0 | 0 | 0 | 0 | 0 | 0 | 0 | 0 | 0 | 0 | 0 | 0 | 0 | 0 | 0 | 0 | 0 | 0 | 0 | 2 | 2 | 0 | 0 | 1 |  | 0 | 0 | 0 | 0 | 0 | 0 | 0 | 0 | 0 | 0 | 0 | 0 | 0 | 0 | 0 | 0 | 0 | 0 | 0 | 0 | 0 | 0 | 0 | 0 | 0 | 0 | 0 | 0 | 0 | 0 | 0 | 2 | 2 | 0 | 0 | 1 |  | 1 | 1 | 1 | 1 | 1 | 1 | 1 | 5- | 1 | 1
PG&E GBA | Paul Sweet | 115 | 0 | 0 | 0 | 0 | 0 | 0 | 0 | 0 | 0 | 0 | 0 | 0 | 0 | 0 | 0 | 0 | 0 | 0 | 0 | 0 |  | 0 | 0 | 0 | 0 | 0 | 0 | 0 | 0 | 0 | 0 | 0 | 0 | 0 | 0 | 0 | 0 | 0 | 0 | 0 | 0 | 0 | 0 | 0 | 0 | 0 | 0 | 0 | 0 | 0 | 0 | 0 | 0 | 0 | 0 | 0 | 0 |  | 0 | 0 | 0 | 0 | 0 | 0 | 0 | 0 | 0 | 0 | 0 | 0 | 3.9452 | 0 | 3.5543 | 0 | 0 | 1 | 0 | 0 | 0 | 0 | 0 | 0 | 0 | 0 | 0 | 0 | 0 | 0 | -2 | 0 | -2 | 0 | 0 | 1 |  | 0 | 0 | 0 | 0 | 0 | 0 | 0 | 0 | 0 | 0 | 0 | 0 | 3.9452 | 0 | 3.5543 | 0 | 0 | 1 | 0 | 0 | 0 | 0 | 0 | 0 | 0 | 0 | 0 | 0 | 0 | 0 | -2 | 0 | -2 | 0 | 0 | 1 |  | 0 | 0 | 0 | 0 | 0 | 0 | 0 | 0 | 0 | 0 | 0 | 0 | 4.0702 | 0 | 3.5543 | 0 | 0 | 1 | 0 | 0 | 0 | 0 | 0 | 0 | 0 | 0 | 0 | 0 | 0 | 0 | -2 | 0 | 0 | 0 | 0 | 1 |  | 1 | 1 | 1 | 1 | 1 | 1 | 4+ | 4+ | 1 | 1
PG&E NGBA | Peabody | 230 | 0 | 0 | 0 | 0 | 0 | 0 | 0 | 0 | 0 | 0 | 0 | 0 | 0 | 0 | 0 | 0 | 0 | 0 | 0 | 0 |  | 0 | 0 | 0 | 0 | 0 | 0 | 0 | 0 | 0 | 0 | 0 | 0 | 0 | 0 | 0 | 0 | 0 | 0 | 0 | 0 | 0 | 0 | 0 | 0 | 0 | 0 | 0 | 0 | 0 | 0 | 0 | 0 | 0 | 0 | 0 | 0 |  | 0 | 0 | 0 | 0 | 0 | 0 | 0 | 0 | 0 | 0 | 0 | 0 | 0 | 0 | 0 | 0 | 0 | 0 | 0 | 0 | 0 | 0 | 0 | 0 | 0 | 0 | 0 | 0 | 0 | 0 | 0 | 0 | 0 | 0 | 0 | 0 |  | 0 | 0 | 0 | 0 | 0 | 0 | 0 | 0 | 0 | 0 | 0 | 0 | 0 | 0 | 0 | 0 | 0 | 0 | 0 | 0 | 0 | 0 | 0 | 0 | 0 | 0 | 0 | 0 | 0 | 0 | 0 | 0 | 0 | 0 | 0 | 0 |  | 0 | 0 | 0 | 0 | 0 | 0 | 0 | 0 | 0 | 0 | 0 | 0 | 0 | 0 | 0 | 0 | 0 | 0 | 0 | 0 | 0 | 0 | 0 | 0 | 0 | 0 | 0 | 0 | 0 | 0 | 0 | 0 | 0 | 0 | 0 | 0 |  | 1 | 1 | 1 | 1 | 1 | 1 | 1 | 1 | 1 | 0
PG&E NGBA | Pease | 115 | 0 | 0 | 0 | 0 | 0 | 0 | 0 | 0 | 0 | 0 | 0 | 0 | 0 | 0 | 0 | 0 | 0 | 0 | 0 | 0 |  | 0 | 0 | 0 | 0 | 0 | 0 | 0 | 0 | 0 | 0 | 0 | 0 | 0 | 0 | 0 | 0 | 0 | 0 | 0 | 0 | 0 | 0 | 0 | 0 | 0 | 0 | 0 | 0 | 0 | 0 | 0 | 0 | 0 | 0 | 0 | 0 |  | 0 | 0 | 0 | 0 | 0 | 0 | 0 | 0 | 0 | 0 | 0 | 0 | 0 | 0 | 0 | 0 | 0 | 0 | 0 | 0 | 0 | 0 | 0 | 0 | 0 | 0 | 0 | 0 | 0 | 0 | 0 | 0 | 0 | 0 | 0 | 0 |  | 0 | 0 | 0 | 0 | 0 | 0 | 0 | 0 | 0 | 0 | 0 | 0 | 0 | 0 | 0 | 0 | 0 | 0 | 0 | 0 | 0 | 0 | 0 | 0 | 0 | 0 | 0 | 0 | 0 | 0 | 0 | 0 | 0 | 0 | 0 | 0 |  | 0 | 0 | 0 | 0 | 0 | 0 | 0 | 0 | 0 | 0 | 0 | 0 | 0 | 0 | 0 | 0 | 0 | 0 | 0 | 0 | 0 | 0 | 0 | 0 | 0 | 0 | 0 | 0 | 0 | 0 | 0 | 0 | 0 | 0 | 0 | 0 |  | 1 | 1 | 1 | 1 | 1 | 1 | 1 | 1 | 1 | 0
PG&E NGBA | Pease | 60 | 0 | 0 | 0 | 0 | 0 | 0 | 0 | 0 | 0 | 0 | 0 | 0 | 0 | 0 | 0 | 0 | 0 | 0 | 0 | 0 |  | 0 | 0 | 0 | 0 | 0 | 0 | 0 | 0 | 0 | 0 | 0 | 0 | 0 | 0 | 0 | 0 | 0 | 0 | 0 | 0 | 0 | 0 | 0 | 0 | 0 | 0 | 0 | 0 | 0 | 0 | 0 | 0 | 0 | 0 | 0 | 0 |  | 0 | 0 | 0 | 0 | 0 | 0 | 0 | 0 | 0 | 0 | 0 | 0 | 0 | 0 | 0 | 0 | 0 | 0 | 0 | 0 | 0 | 0 | 0 | 0 | 0 | 0 | 0 | 0 | 0 | 0 | 0 | 0 | 0 | 0 | 0 | 0 |  | 0 | 0 | 0 | 0 | 0 | 0 | 0 | 0 | 0 | 0 | 0 | 0 | 0 | 0 | 50.5 | 0 | 0 | 1 | 0 | 0 | 0 | 0 | 0 | 0 | 0 | 0 | 0 | 0 | 0 | 0 | 0 | 0 | -2 | 0 | 0 | 1 |  | 0 | 0 | 0 | 0 | 0 | 0 | 0 | 0 | 0 | 0 | 0 | 0 | 0 | 0 | 50.5 | 0 | 0 | 1 | 0 | 0 | 0 | 0 | 0 | 0 | 0 | 0 | 0 | 0 | 0 | 0 | 0 | 0 | 0 | 0 | 0 | 0 |  | 1 | 1 | 1 | 1 | 1 | 1 | 1 | 2+ | 1 | 1
SDGE | Penasquitos | 138 | 0 | 0 | 0 | 0 | 0 | 0 | 0 | 0 | 0 | 0 | 0 | 0 | 0 | 0 | 0 | 0 | 0 | 0 | 0 | 0 |  | 0 | 0 | 0 | 0 | 0 | 0 | 0 | 0 | 0 | 0 | 0 | 0 | 0 | 0 | 0 | 0 | 0 | 0 | 0 | 0 | 0 | 0 | 0 | 0 | 0 | 0 | 0 | 0 | 0 | 0 | 0 | 0 | 0 | 0 | 0 | 0 |  | 0 | 0 | 0 | 0 | 0 | 0 | 0 | 0 | 0 | 0 | 0 | 0 | 0 | 0 | 0 | 0 | 0 | 0 | 0 | 0 | 0 | 0 | 0 | 0 | 0 | 0 | 0 | 0 | 0 | 0 | 0 | 0 | 0 | 0 | 0 | 0 |  | 0 | 0 | 0 | 0 | 0 | 0 | 0 | 0 | 0 | 0 | 0 | 0 | 0 | 0 | 0 | 0 | 0 | 0 | 0 | 0 | 0 | 0 | 0 | 0 | 0 | 0 | 0 | 0 | 0 | 0 | 0 | 0 | 0 | 0 | 0 | 0 |  | 0 | 0 | 0 | 0 | 0 | 0 | 0 | 0 | 0 | 0 | 0 | 0 | 0 | 0 | 0 | 0 | 0 | 0 | 0 | 0 | 0 | 0 | 0 | 0 | 0 | 0 | 0 | 0 | 0 | 0 | 0 | 0 | 0 | 0 | 0 | 0 |  | 1 | 1 | 1 | 1 | 1 | 1 | 1 | 1 | 1 | 0
SDGE | Penasquitos | 230 | 0 | 0 | 0 | 0 | 0 | 0 | 0 | 0 | 0 | 0 | 0 | 0 | 0 | 0 | 0 | 0 | 0 | 0 | 0 | 0 |  | 0 | 0 | 0 | 0 | 0 | 0 | 0 | 0 | 0 | 0 | 0 | 0 | 0 | 0 | 0 | 0 | 0 | 0 | 0 | 0 | 0 | 0 | 0 | 0 | 0 | 0 | 0 | 0 | 0 | 0 | 0 | 0 | 0 | 0 | 0 | 0 |  | 0 | 0 | 0 | 0 | 0 | 0 | 0 | 0 | 0 | 0 | 0 | 0 | 0 | 0 | 0 | 0 | 0 | 0 | 0 | 0 | 0 | 0 | 0 | 0 | 0 | 0 | 0 | 0 | 0 | 0 | 0 | 0 | 0 | 0 | 0 | 0 |  | 0 | 0 | 0 | 0 | 0 | 0 | 0 | 0 | 0 | 0 | 0 | 0 | 0 | 0 | 0 | 0 | 0 | 0 | 0 | 0 | 0 | 0 | 0 | 0 | 0 | 0 | 0 | 0 | 0 | 0 | 0 | 0 | 0 | 0 | 0 | 0 |  | 0 | 0 | 0 | 0 | 0 | 0 | 0 | 0 | 0 | 0 | 0 | 0 | 0 | 0 | 0 | 0 | 0 | 0 | 0 | 0 | 0 | 0 | 0 | 0 | 0 | 0 | 0 | 0 | 0 | 0 | 0 | 0 | 0 | 0 | 0 | 0 |  | 1 | 1 | 1 | 1 | 1 | 1 | 1 | 1 | 1 | 0
SDGE | Penasquitos | 69 | 0 | 0 | 0 | 0 | 0 | 0 | 0 | 0 | 0 | 0 | 0 | 0 | 0 | 0 | 0 | 0 | 0 | 0 | 0 | 0 |  | 0 | 0 | 0 | 0 | 0 | 0 | 0 | 0 | 0 | 0 | 0 | 0 | 0 | 0 | 0 | 0 | 0 | 0 | 0 | 0 | 0 | 0 | 0 | 0 | 0 | 0 | 0 | 0 | 0 | 0 | 0 | 0 | 0 | 0 | 0 | 0 |  | 0 | 0 | 0 | 0 | 0 | 0 | 0 | 0 | 0 | 0 | 0 | 0 | 0 | 0 | 0 | 0 | 0 | 0 | 0 | 0 | 0 | 0 | 0 | 0 | 0 | 0 | 0 | 0 | 0 | 0 | 0 | 0 | 0 | 0 | 0 | 0 |  | 0 | 0 | 0 | 0 | 0 | 0 | 0 | 0 | 0 | 0 | 0 | 0 | 0 | 0 | 0 | 0 | 0 | 0 | 0 | 0 | 0 | 0 | 0 | 0 | 0 | 0 | 0 | 0 | 0 | 0 | 0 | 0 | 0 | 0 | 0 | 0 |  | 0 | 0 | 0 | 0 | 0 | 0 | 0 | 0 | 0 | 0 | 0 | 0 | 0 | 0 | 0 | 0 | 0 | 0 | 0 | 0 | 0 | 0 | 0 | 0 | 0 | 0 | 0 | 0 | 0 | 0 | 0 | 0 | 0 | 0 | 0 | 0 |  | 1 | 1 | 1 | 1 | 1 | 1 | 1 | 1 | 1 | 0
SDGE | Pendleton | 69 | 0 | 0 | 0 | 0 | 0 | 0 | 0 | 0 | 0 | 0 | 0 | 0 | 0 | 0 | 0 | 0 | 0 | 0 | 0 | 0 |  | 0 | 0 | 0 | 0 | 0 | 0 | 0 | 0 | 0 | 0 | 0 | 0 | 0 | 0 | 0 | 0 | 0 | 0 | 0 | 0 | 0 | 0 | 0 | 0 | 0 | 0 | 0 | 0 | 0 | 0 | 0 | 0 | 0 | 0 | 0 | 0 |  | 0 | 0 | 0 | 0 | 0 | 0 | 0 | 0 | 0 | 0 | 0 | 0 | 0 | 0 | 0 | 0 | 0 | 0 | 0 | 0 | 0 | 0 | 0 | 0 | 0 | 0 | 0 | 0 | 0 | 0 | 0 | 0 | 0 | 0 | 0 | 0 |  | 0 | 0 | 0 | 0 | 0 | 0 | 0 | 0 | 0 | 0 | 0 | 0 | 0 | 0 | 0 | 0 | 0 | 0 | 0 | 0 | 0 | 0 | 0 | 0 | 0 | 0 | 0 | 0 | 0 | 0 | 0 | 0 | 0 | 0 | 0 | 0 |  | 0 | 0 | 0 | 0 | 0 | 0 | 0 | 0 | 0 | 0 | 0 | 0 | 0 | 0 | 49.9 | 0 | 0 | 1 | 0 | 0 | 0 | 0 | 0 | 0 | 0 | 0 | 0 | 0 | 0 | 0 | 0 | 0 | 0 | 0 | 0 | 0 |  | 1 | 1 | 1 | 1 | 1 | 1 | 1 | 1 | 1 | 0
PG&E NGBA | Penngrove | 115 | 0 | 0 | 0 | 0 | 0 | 0 | 0 | 0 | 0 | 0 | 0 | 0 | 0 | 0 | 0 | 0 | 0 | 0 | 0 | 0 |  | 0 | 0 | 0 | 0 | 0 | 0 | 0 | 0 | 0 | 0 | 0 | 0 | 0 | 0 | 0 | 0 | 0 | 0 | 0 | 0 | 0 | 0 | 0 | 0 | 0 | 0 | 0 | 0 | 0 | 0 | 0 | 0 | 0 | 0 | 0 | 0 |  | 0 | 0 | 0 | 0 | 0 | 0 | 0 | 0 | 0 | 0 | 0 | 0 | 6.025 | 0 | 6.025 | 0 | 0 | 1 | 0 | 0 | 0 | 0 | 0 | 0 | 0 | 0 | 0 | 0 | 0 | 0 | -2 | 0 | -2 | 0 | 0 | 1 |  | 0 | 0 | 0 | 0 | 0 | 0 | 0 | 0 | 0 | 0 | 0 | 0 | 6.025 | 0 | 6.025 | 0 | 0 | 1 | 0 | 0 | 0 | 0 | 0 | 0 | 0 | 0 | 0 | 0 | 0 | 0 | -2 | 0 | -2 | 0 | 0 | 1 |  | 0 | 0 | 0 | 0 | 0 | 0 | 0 | 0 | 0 | 0 | 0 | 0 | 6.025 | 0 | 6.025 | 0 | 0 | 1 | 0 | 0 | 0 | 0 | 0 | 0 | 0 | 0 | 0 | 0 | 0 | 0 | -2 | 0 | 0 | 0 | 0 | 1 |  | 1 | 1 | 1 | 1 | 1 | 1 | 4+ | 4+ | 1 | 1
PG&E GBA | Peoria | 115 | 0 | 0 | 0 | 0 | 0 | 0 | 0 | 0 | 0 | 0 | 0 | 0 | 0 | 0 | 0 | 0 | 0 | 0 | 0 | 0 |  | 0 | 0 | 0 | 0 | 0 | 0 | 0 | 0 | 0 | 0 | 0 | 0 | 0 | 0 | 0 | 0 | 0 | 0 | 0 | 0 | 0 | 0 | 0 | 0 | 0 | 0 | 0 | 0 | 0 | 0 | 0 | 0 | 0 | 0 | 0 | 0 |  | 0 | 0 | 0 | 0 | 0 | 0 | 0 | 0 | 0 | 0 | 0 | 0 | 0 | 0 | 0 | 0 | 0 | 0 | 0 | 0 | 0 | 0 | 0 | 0 | 0 | 0 | 0 | 0 | 0 | 0 | 0 | 0 | 0 | 0 | 0 | 0 |  | 0 | 0 | 0 | 0 | 0 | 0 | 0 | 0 | 0 | 0 | 0 | 0 | 0 | 0 | 0 | 0 | 0 | 0 | 0 | 0 | 0 | 0 | 0 | 0 | 0 | 0 | 0 | 0 | 0 | 0 | 0 | 0 | 0 | 0 | 0 | 0 |  | 0 | 0 | 0 | 0 | 0 | 0 | 0 | 0 | 0 | 0 | 0 | 0 | 0 | 0 | 0 | 0 | 0 | 0 | 0 | 0 | 0 | 0 | 0 | 0 | 0 | 0 | 0 | 0 | 0 | 0 | 0 | 0 | 0 | 0 | 0 | 0 |  | 1 | 1 | 1 | 1 | 1 | 1 | 1 | 1 | 1 | 0
PG&E GBA | Piercy | 115 | 0 | 0 | 0 | 0 | 0 | 0 | 0 | 0 | 0 | 0 | 0 | 0 | 0 | 0 | 0 | 0 | 0 | 0 | 0 | 0 |  | 0 | 0 | 0 | 0 | 0 | 0 | 0 | 0 | 0 | 0 | 0 | 0 | 0 | 0 | 0 | 0 | 0 | 0 | 0 | 0 | 0 | 0 | 0 | 0 | 0 | 0 | 0 | 0 | 0 | 0 | 0 | 0 | 0 | 0 | 0 | 0 |  | 0 | 0 | 0 | 0 | 0 | 0 | 0 | 0 | 0 | 0 | 0 | 0 | 0 | 0 | 0 | 0 | 0 | 0 | 0 | 0 | 0 | 0 | 0 | 0 | 0 | 0 | 0 | 0 | 0 | 0 | 0 | 0 | 0 | 0 | 0 | 0 |  | 0 | 0 | 0 | 0 | 0 | 0 | 0 | 0 | 0 | 0 | 0 | 0 | 0 | 0 | 0 | 0 | 0 | 0 | 0 | 0 | 0 | 0 | 0 | 0 | 0 | 0 | 0 | 0 | 0 | 0 | 0 | 0 | 0 | 0 | 0 | 0 |  | 0 | 0 | 0 | 0 | 0 | 0 | 0 | 205 | 0 | 0 | 0 | 0 | 5 | 0 | 205 | 0 | 0 | 1 | 0 | 0 | 0 | 0 | 0 | 0 | 0 | -2 | 0 | 0 | 0 | 0 | -2 | 0 | -1 | 0 | 0 | 1 |  | 1 | 1 | 1 | 1+ | 1 | 1 | 1+ | 1 | 1 | 1
PG&E FRESNO | Pine Flat | 230 | 0 | 0 | 0 | 0 | 0 | 0 | 0 | 0 | 0 | 0 | 0 | 0 | 0 | 0 | 0 | 0 | 0 | 0 | 0 | 0 |  | 0 | 0 | 0 | 0 | 0 | 0 | 0 | 0 | 0 | 0 | 0 | 0 | 0 | 0 | 0 | 0 | 0 | 0 | 0 | 0 | 0 | 0 | 0 | 0 | 0 | 0 | 0 | 0 | 0 | 0 | 0 | 0 | 0 | 0 | 0 | 0 |  | 0 | 0 | 0 | 0 | 0 | 0 | 0 | 0 | 0 | 0 | 0 | 0 | 0 | 0 | 0 | 0 | 0 | 0 | 0 | 0 | 0 | 0 | 0 | 0 | 0 | 0 | 0 | 0 | 0 | 0 | 0 | 0 | 0 | 0 | 0 | 0 |  | 0 | 0 | 0 | 0 | 0 | 0 | 0 | 0 | 0 | 0 | 0 | 0 | 0 | 0 | 0 | 0 | 0 | 0 | 0 | 0 | 0 | 0 | 0 | 0 | 0 | 0 | 0 | 0 | 0 | 0 | 0 | 0 | 0 | 0 | 0 | 0 |  | 0 | 0 | 0 | 0 | 0 | 0 | 0 | 0 | 0 | 0 | 0 | 0 | 0 | 0 | 0 | 0 | 0 | 0 | 0 | 0 | 0 | 0 | 0 | 0 | 0 | 0 | 0 | 0 | 0 | 0 | 0 | 0 | 0 | 0 | 0 | 0 |  | 1 | 1 | 1 | 1 | 1 | 1 | 1 | 1 | 1 | 0
SCE NOL | Pisgah | 230 | 0 | 0 | 0 | 0 | 0 | 0 | 0 | 0 | 0 | 0 | 0 | 0 | 0 | 0 | 0 | 0 | 0 | 0 | 0 | 0 |  | 0 | 0 | 0 | 0 | 0 | 0 | 0 | 0 | 0 | 0 | 0 | 0 | 0 | 0 | 0 | 0 | 0 | 0 | 0 | 0 | 0 | 0 | 0 | 0 | 0 | 0 | 0 | 0 | 0 | 0 | 0 | 0 | 0 | 0 | 0 | 0 |  | 0 | 0 | 0 | 0 | 0 | 0 | 0 | 0 | 0 | 0 | 0 | 0 | 0 | 0 | 0 | 0 | 0 | 0 | 0 | 0 | 0 | 0 | 0 | 0 | 0 | 0 | 0 | 0 | 0 | 0 | 0 | 0 | 0 | 0 | 0 | 0 |  | 0 | 0 | 0 | 0 | 0 | 0 | 0 | 0 | 0 | 0 | 0 | 0 | 312.96 | 240 | 312.96 | 0 | 0 | 1 | 0 | 0 | 0 | 0 | 0 | 0 | 0 | 0 | 0 | 0 | 0 | 0 | -2 | -2 | -2 | 0 | 0 | 1 |  | 0 | 0 | 0 | 0 | 0 | 0 | 0 | 0 | 0 | 0 | 0 | 0 | 630.245 | 240 | 312.96 | 0 | 0 | 1 | 0 | 0 | 0 | 0 | 0 | 0 | 0 | 0 | 0 | 0 | 0 | 0 | -2 | -2 | -2 | 0 | 0 | 1 |  | 1 | 1 | 1 | 1 | 1 | 1 | 2+ | 4+ | 1 | 1
PG&E NGBA | Pit 1 | 230 | 0 | 0 | 0 | 0 | 0 | 0 | 0 | 0 | 0 | 0 | 0 | 0 | 0 | 0 | 0 | 0 | 0 | 0 | 0 | 0 |  | 0 | 0 | 0 | 0 | 0 | 0 | 0 | 0 | 0 | 0 | 0 | 0 | 0 | 0 | 0 | 0 | 0 | 0 | 0 | 0 | 0 | 0 | 0 | 0 | 0 | 0 | 0 | 0 | 0 | 0 | 0 | 0 | 0 | 0 | 0 | 0 |  | 0 | 0 | 0 | 0 | 0 | 0 | 0 | 0 | 0 | 0 | 0 | 0 | 0 | 0 | 0 | 0 | 0 | 0 | 0 | 0 | 0 | 0 | 0 | 0 | 0 | 0 | 0 | 0 | 0 | 0 | 0 | 0 | 0 | 0 | 0 | 0 |  | 0 | 0 | 0 | 0 | 0 | 0 | 0 | 0 | 0 | 0 | 0 | 0 | 0 | 0 | 0 | 0 | 0 | 0 | 0 | 0 | 0 | 0 | 0 | 0 | 0 | 0 | 0 | 0 | 0 | 0 | 0 | 0 | 0 | 0 | 0 | 0 |  | 0 | 0 | 0 | 0 | 0 | 0 | 0 | 0 | 0 | 0 | 0 | 0 | 0 | 0 | 0 | 0 | 0 | 0 | 0 | 0 | 0 | 0 | 0 | 0 | 0 | 0 | 0 | 0 | 0 | 0 | 0 | 0 | 0 | 0 | 0 | 0 |  | 1 | 1 | 1 | 1 | 1 | 1 | 1 | 1 | 1 | 0
PG&E NGBA | Pit 1 | 60 | 0 | 0 | 0 | 0 | 0 | 0 | 0 | 0 | 0 | 0 | 0 | 0 | 0 | 0 | 0 | 0 | 0 | 0 | 0 | 0 |  | 0 | 0 | 0 | 0 | 0 | 0 | 0 | 0 | 0 | 0 | 0 | 0 | 0 | 0 | 0 | 0 | 0 | 0 | 0 | 0 | 0 | 0 | 0 | 0 | 0 | 0 | 0 | 0 | 0 | 0 | 0 | 0 | 0 | 0 | 0 | 0 |  | 0 | 0 | 0 | 0 | 0 | 0 | 0 | 0 | 0 | 0 | 0 | 0 | 0 | 0 | 0 | 0 | 0 | 0 | 0 | 0 | 0 | 0 | 0 | 0 | 0 | 0 | 0 | 0 | 0 | 0 | 0 | 0 | 0 | 0 | 0 | 0 |  | 0 | 0 | 0 | 0 | 0 | 0 | 0 | 0 | 0 | 0 | 0 | 0 | 0 | 0 | 0 | 0 | 0 | 0 | 0 | 0 | 0 | 0 | 0 | 0 | 0 | 0 | 0 | 0 | 0 | 0 | 0 | 0 | 0 | 0 | 0 | 0 |  | 0 | 0 | 0 | 0 | 0 | 0 | 0 | 0 | 0 | 0 | 0 | 0 | 0 | 0 | 0 | 0 | 0 | 0 | 0 | 0 | 0 | 0 | 0 | 0 | 0 | 0 | 0 | 0 | 0 | 0 | 0 | 0 | 0 | 0 | 0 | 0 |  | 1 | 1 | 1 | 1 | 1 | 1 | 1 | 1 | 1 | 0
PG&E NGBA | Pit 3 | 230 | 0 | 0 | 0 | 0 | 0 | 0 | 0 | 0 | 0 | 0 | 0 | 0 | 0 | 0 | 0 | 0 | 0 | 0 | 0 | 0 |  | 0 | 0 | 0 | 0 | 0 | 0 | 0 | 0 | 0 | 0 | 0 | 0 | 0 | 0 | 0 | 0 | 0 | 0 | 0 | 0 | 0 | 0 | 0 | 0 | 0 | 0 | 0 | 0 | 0 | 0 | 0 | 0 | 0 | 0 | 0 | 0 |  | 0 | 0 | 0 | 0 | 0 | 0 | 0 | 0 | 0 | 0 | 0 | 0 | 0 | 0 | 0 | 0 | 0 | 0 | 0 | 0 | 0 | 0 | 0 | 0 | 0 | 0 | 0 | 0 | 0 | 0 | 0 | 0 | 0 | 0 | 0 | 0 |  | 0 | 0 | 0 | 0 | 0 | 0 | 0 | 0 | 0 | 0 | 0 | 0 | 0 | 0 | 0 | 0 | 0 | 0 | 0 | 0 | 0 | 0 | 0 | 0 | 0 | 0 | 0 | 0 | 0 | 0 | 0 | 0 | 0 | 0 | 0 | 0 |  | 0 | 0 | 0 | 0 | 0 | 0 | 0 | 0 | 0 | 0 | 0 | 0 | 0 | 0 | 0 | 0 | 0 | 0 | 0 | 0 | 0 | 0 | 0 | 0 | 0 | 0 | 0 | 0 | 0 | 0 | 0 | 0 | 0 | 0 | 0 | 0 |  | 1 | 1 | 1 | 1 | 1 | 1 | 1 | 1 | 1 | 0
PG&E NGBA | Pit 4 | 230 | 0 | 0 | 0 | 0 | 0 | 0 | 0 | 0 | 0 | 0 | 0 | 0 | 0 | 0 | 0 | 0 | 0 | 0 | 0 | 0 |  | 0 | 0 | 0 | 0 | 0 | 0 | 0 | 0 | 0 | 0 | 0 | 0 | 0 | 0 | 0 | 0 | 0 | 0 | 0 | 0 | 0 | 0 | 0 | 0 | 0 | 0 | 0 | 0 | 0 | 0 | 0 | 0 | 0 | 0 | 0 | 0 |  | 0 | 0 | 0 | 0 | 0 | 0 | 0 | 0 | 0 | 0 | 0 | 0 | 0 | 0 | 0 | 0 | 0 | 0 | 0 | 0 | 0 | 0 | 0 | 0 | 0 | 0 | 0 | 0 | 0 | 0 | 0 | 0 | 0 | 0 | 0 | 0 |  | 0 | 0 | 0 | 0 | 0 | 0 | 0 | 0 | 0 | 0 | 0 | 0 | 0 | 0 | 0 | 0 | 0 | 0 | 0 | 0 | 0 | 0 | 0 | 0 | 0 | 0 | 0 | 0 | 0 | 0 | 0 | 0 | 0 | 0 | 0 | 0 |  | 0 | 0 | 0 | 0 | 0 | 0 | 0 | 0 | 0 | 0 | 0 | 0 | 0 | 0 | 0 | 0 | 0 | 0 | 0 | 0 | 0 | 0 | 0 | 0 | 0 | 0 | 0 | 0 | 0 | 0 | 0 | 0 | 0 | 0 | 0 | 0 |  | 1 | 1 | 1 | 1 | 1 | 1 | 1 | 1 | 1 | 0
PG&E GBA | Pittsburg | 115 | 0 | 0 | 0 | 0 | 0 | 0 | 0 | 0 | 0 | 0 | 0 | 0 | 0 | 0 | 0 | 0 | 0 | 0 | 0 | 0 |  | 0 | 0 | 0 | 0 | 0 | 0 | 0 | 0 | 0 | 0 | 0 | 0 | 0 | 0 | 0 | 0 | 0 | 0 | 0 | 0 | 0 | 0 | 0 | 0 | 0 | 0 | 0 | 0 | 0 | 0 | 0 | 0 | 0 | 0 | 0 | 0 |  | 0 | 0 | 0 | 0 | 0 | 0 | 0 | 0 | 0 | 0 | 0 | 0 | 0 | 0 | 0 | 0 | 0 | 0 | 0 | 0 | 0 | 0 | 0 | 0 | 0 | 0 | 0 | 0 | 0 | 0 | 0 | 0 | 0 | 0 | 0 | 0 |  | 0 | 0 | 0 | 0 | 0 | 0 | 0 | 0 | 0 | 0 | 0 | 0 | 0 | 325 | 353.2 | 0 | 0 | 1 | 0 | 0 | 0 | 0 | 0 | 0 | 0 | 0 | 0 | 0 | 0 | 0 | 0 | -2 | -2 | 0 | 0 | 1 |  | 0 | 0 | 0 | 0 | 0 | 0 | 0 | 0 | 0 | 0 | 0 | 0 | 0 | 325 | 353.2 | 0 | 0 | 1 | 0 | 0 | 0 | 0 | 0 | 0 | 0 | 0 | 0 | 0 | 0 | 0 | 0 | -2 | -2 | 0 | 0 | 1 |  | 1 | 1 | 1 | 1 | 1 | 1 | 1 | 4+ | 1 | 1
PG&E GBA | Pittsburg | 230 | 0 | 0 | 0 | 0 | 0 | 0 | 0 | 0 | 0 | 0 | 0 | 0 | 0 | 0 | 0 | 0 | 0 | 0 | 0 | 0 |  | 0 | 0 | 0 | 0 | 0 | 0 | 0 | 0 | 0 | 0 | 0 | 0 | 0 | 0 | 675 | 0 | 0 | 1 | 0 | 0 | 0 | 0 | 0 | 0 | 0 | 0 | 0 | 0 | 0 | 0 | 0 | 0 | -2 | 0 | 0 | 1 |  | 0 | 0 | 0 | 0 | 0 | 0 | 0 | 0 | 0 | 0 | 0 | 0 | 0 | 0 | 675 | 0 | 0 | 1 | 0 | 0 | 0 | 0 | 0 | 0 | 0 | 0 | 0 | 0 | 0 | 0 | 0 | 0 | -2 | 0 | 0 | 1 |  | 0 | 0 | 0 | 0 | 0 | 0 | 0 | 0 | 0 | 0 | 0 | 0 | 0 | 175 | 1358.4 | 0 | 0 | 1 | 0 | 0 | 0 | 0 | 0 | 0 | 0 | 0 | 0 | 0 | 0 | 0 | 0 | -2 | -2 | 0 | 0 | 1 |  | 0 | 0 | 0 | 0 | 0 | 0 | 0 | 0 | 0 | 0 | 0 | 0 | 0 | 175 | 1358.4 | 0 | 0 | 1 | 0 | 0 | 0 | 0 | 0 | 0 | 0 | 0 | 0 | 0 | 0 | 0 | 0 | -2 | -2 | 0 | 0 | 1 |  | 1 | 1 | 1 | 1 | 1 | 1 | 1 | 4+ | 1 | 1
PG&E NGBA | Pleasant Grove | 115 | 0 | 0 | 0 | 0 | 0 | 0 | 0 | 0 | 0 | 0 | 0 | 0 | 0 | 0 | 0 | 0 | 0 | 0 | 0 | 0 |  | 0 | 0 | 0 | 0 | 0 | 0 | 0 | 0 | 0 | 0 | 0 | 0 | 0 | 0 | 0 | 0 | 0 | 0 | 0 | 0 | 0 | 0 | 0 | 0 | 0 | 0 | 0 | 0 | 0 | 0 | 0 | 0 | 0 | 0 | 0 | 0 |  | 0 | 0 | 0 | 0 | 0 | 0 | 0 | 0 | 0 | 0 | 0 | 0 | 0.12 | 0 | 0 | 0 | 0 | 1 | 0 | 0 | 0 | 0 | 0 | 0 | 0 | 0 | 0 | 0 | 0 | 0 | 0 | 0 | 0 | 0 | 0 | 0 |  | 0 | 0 | 0 | 0 | 0 | 0 | 0 | 0 | 0 | 0 | 0 | 0 | 0.12 | 0 | 0 | 0 | 0 | 1 | 0 | 0 | 0 | 0 | 0 | 0 | 0 | 0 | 0 | 0 | 0 | 0 | 0 | 0 | 0 | 0 | 0 | 0 |  | 0 | 0 | 0 | 0 | 0 | 0 | 0 | 0 | 0 | 0 | 0 | 0 | 0.12 | 0 | 0 | 0 | 0 | 1 | 0 | 0 | 0 | 0 | 0 | 0 | 0 | 0 | 0 | 0 | 0 | 0 | 0 | 0 | 0 | 0 | 0 | 0 |  | 1 | 1 | 1 | 1 | 1 | 1 | 1 | 1 | 1 | 0
PG&E NGBA | POE | 230 | 0 | 0 | 0 | 0 | 0 | 0 | 0 | 0 | 0 | 0 | 0 | 0 | 0 | 0 | 0 | 0 | 0 | 0 | 0 | 0 |  | 0 | 0 | 0 | 0 | 0 | 0 | 0 | 0 | 0 | 0 | 0 | 0 | 0 | 0 | 0 | 0 | 0 | 0 | 0 | 0 | 0 | 0 | 0 | 0 | 0 | 0 | 0 | 0 | 0 | 0 | 0 | 0 | 0 | 0 | 0 | 0 |  | 0 | 0 | 0 | 0 | 0 | 0 | 0 | 0 | 0 | 0 | 0 | 0 | 0 | 0 | 0 | 0 | 0 | 0 | 0 | 0 | 0 | 0 | 0 | 0 | 0 | 0 | 0 | 0 | 0 | 0 | 0 | 0 | 0 | 0 | 0 | 0 |  | 0 | 0 | 0 | 0 | 0 | 0 | 0 | 0 | 0 | 0 | 0 | 0 | 0 | 0 | 0 | 0 | 0 | 0 | 0 | 0 | 0 | 0 | 0 | 0 | 0 | 0 | 0 | 0 | 0 | 0 | 0 | 0 | 0 | 0 | 0 | 0 |  | 0 | 0 | 0 | 0 | 0 | 0 | 0 | 0 | 0 | 0 | 0 | 0 | 0 | 0 | 0 | 0 | 0 | 0 | 0 | 0 | 0 | 0 | 0 | 0 | 0 | 0 | 0 | 0 | 0 | 0 | 0 | 0 | 0 | 0 | 0 | 0 |  | 1 | 1 | 1 | 1 | 1 | 1 | 1 | 1 | 1 | 0
SDGE | Point Loma | 69 | 0 | 0 | 0 | 0 | 0 | 0 | 0 | 0 | 0 | 0 | 0 | 0 | 0 | 0 | 0 | 0 | 0 | 0 | 0 | 0 |  | 0 | 0 | 0 | 0 | 0 | 0 | 0 | 0 | 0 | 0 | 0 | 0 | 0 | 0 | 0 | 0 | 0 | 0 | 0 | 0 | 0 | 0 | 0 | 0 | 0 | 0 | 0 | 0 | 0 | 0 | 0 | 0 | 0 | 0 | 0 | 0 |  | 0 | 0 | 0 | 0 | 0 | 0 | 0 | 0 | 0 | 0 | 0 | 0 | 0 | 0 | 0 | 0 | 0 | 0 | 0 | 0 | 0 | 0 | 0 | 0 | 0 | 0 | 0 | 0 | 0 | 0 | 0 | 0 | 0 | 0 | 0 | 0 |  | 0 | 0 | 0 | 0 | 0 | 0 | 0 | 0 | 0 | 0 | 0 | 0 | 0 | 0 | 0 | 0 | 0 | 0 | 0 | 0 | 0 | 0 | 0 | 0 | 0 | 0 | 0 | 0 | 0 | 0 | 0 | 0 | 0 | 0 | 0 | 0 |  | 0 | 0 | 0 | 0 | 0 | 0 | 0 | 0 | 0 | 0 | 0 | 0 | 0 | 0 | 0 | 0 | 0 | 0 | 0 | 0 | 0 | 0 | 0 | 0 | 0 | 0 | 0 | 0 | 0 | 0 | 0 | 0 | 0 | 0 | 0 | 0 |  | 1 | 1 | 1 | 1 | 1 | 1 | 1 | 1 | 1 | 0
SDGE | Pomerado | 69 | 0 | 0 | 0 | 0 | 0 | 0 | 0 | 0 | 0 | 0 | 0 | 0 | 0 | 0 | 0 | 0 | 0 | 0 | 0 | 0 |  | 0 | 0 | 0 | 0 | 0 | 0 | 0 | 0 | 0 | 0 | 0 | 0 | 0 | 0 | 0 | 0 | 0 | 0 | 0 | 0 | 0 | 0 | 0 | 0 | 0 | 0 | 0 | 0 | 0 | 0 | 0 | 0 | 0 | 0 | 0 | 0 |  | 0 | 0 | 0 | 0 | 0 | 0 | 0 | 0 | 0 | 0 | 0 | 0 | 0 | 0 | 0 | 0 | 0 | 0 | 0 | 0 | 0 | 0 | 0 | 0 | 0 | 0 | 0 | 0 | 0 | 0 | 0 | 0 | 0 | 0 | 0 | 0 |  | 0 | 0 | 0 | 0 | 0 | 0 | 0 | 0 | 0 | 0 | 0 | 0 | 0 | 0 | 0 | 0 | 0 | 0 | 0 | 0 | 0 | 0 | 0 | 0 | 0 | 0 | 0 | 0 | 0 | 0 | 0 | 0 | 0 | 0 | 0 | 0 |  | 0 | 0 | 0 | 0 | 0 | 0 | 0 | 0 | 0 | 0 | 0 | 0 | 0 | 0 | 0 | 0 | 0 | 0 | 0 | 0 | 0 | 0 | 0 | 0 | 0 | 0 | 0 | 0 | 0 | 0 | 0 | 0 | 0 | 0 | 0 | 0 |  | 1 | 1 | 1 | 1 | 1 | 1 | 1 | 1 | 1 | 0
PG&E KERN | Poso Mountain | 115 | 0 | 0 | 0 | 0 | 0 | 0 | 0 | 0 | 0 | 0 | 0 | 0 | 100 | 150 | 250 | 0 | 0 | 0 | 0 | 1 |  | 0 | 0 | 0 | 0 | 0 | 0 | 0 | 0 | 0 | 0 | 0 | 0 | 0 | 0 | 0 | 0 | 0 | 0 | 0 | 0 | 0 | 0 | 0 | 0 | 0 | 0 | 0 | 0 | 0 | 2 | 2 | 0 | 0 | 0 | 0 | 1 |  | 0 | 0 | 0 | 0 | 0 | 0 | 0 | 0 | 0 | 0 | 0 | 0 | 0 | 0 | 0 | 0 | 0 | 0 | 0 | 0 | 0 | 0 | 0 | 0 | 0 | 0 | 0 | 0 | 0 | 2 | 2 | 0 | 0 | 0 | 0 | 1 |  | 0 | 0 | 0 | 0 | 0 | 0 | 0 | 0 | 0 | 0 | 0 | 0 | 0 | 0 | 0 | 0 | 0 | 0 | 0 | 0 | 0 | 0 | 0 | 0 | 0 | 0 | 0 | 0 | 0 | 2 | 2 | 0 | 0 | 0 | 0 | 1 |  | 0 | 0 | 0 | 0 | 0 | 0 | 0 | 0 | 0 | 0 | 0 | 0 | 0 | 0 | 0 | 0 | 0 | 0 | 0 | 0 | 0 | 0 | 0 | 0 | 0 | 0 | 0 | 0 | 0 | 2 | 2 | 0 | 0 | 0 | 0 | 1 |  | 1 | 1 | 1 | 1 | 1 | 1 | 5- | 1 | 1 | 1
EOP | Primm | 230 | 0 | 0 | 0 | 0 | 0 | 0 | 0 | 0 | 0 | 0 | 0 | 0 | 0 | 0 | 0 | 0 | 0 | 0 | 0 | 0 |  | 0 | 0 | 0 | 0 | 0 | 0 | 0 | 0 | 0 | 0 | 0 | 0 | 0 | 0 | 0 | 0 | 0 | 0 | 0 | 0 | 0 | 0 | 0 | 0 | 0 | 0 | 0 | 0 | 0 | 0 | 0 | 0 | 0 | 0 | 0 | 0 |  | 0 | 0 | 0 | 0 | 0 | 0 | 0 | 0 | 0 | 0 | 0 | 0 | 0 | 0 | 0 | 0 | 0 | 0 | 0 | 0 | 0 | 0 | 0 | 0 | 0 | 0 | 0 | 0 | 0 | 0 | 0 | 0 | 0 | 0 | 0 | 0 |  | 0 | 0 | 0 | 0 | 0 | 0 | 0 | 0 | 0 | 0 | 0 | 0 | 0 | 0 | 0 | 0 | 0 | 0 | 0 | 0 | 0 | 0 | 0 | 0 | 0 | 0 | 0 | 0 | 0 | 0 | 0 | 0 | 0 | 0 | 0 | 0 |  | 0 | 0 | 0 | 0 | 0 | 0 | 0 | 0 | 0 | 0 | 0 | 0 | 0 | 0 | 0 | 0 | 0 | 0 | 0 | 0 | 0 | 0 | 0 | 0 | 0 | 0 | 0 | 0 | 0 | 0 | 0 | 0 | 0 | 0 | 0 | 0 |  | 1 | 1 | 1 | 1 | 1 | 1 | 1 | 1 | 1 | 0
PG&E NGBA | Putah Creek | 115 | 0 | 0 | 0 | 0 | 0 | 0 | 0 | 0 | 0 | 0 | 0 | 0 | 0 | 0 | 0 | 0 | 0 | 0 | 0 | 0 |  | 0 | 0 | 0 | 0 | 0 | 0 | 0 | 0 | 0 | 0 | 0 | 0 | 0 | 0 | 0 | 0 | 0 | 0 | 0 | 0 | 0 | 0 | 0 | 0 | 0 | 0 | 0 | 0 | 0 | 0 | 0 | 0 | 0 | 0 | 0 | 0 |  | 0 | 0 | 0 | 0 | 0 | 0 | 0 | 0 | 0 | 0 | 0 | 0 | 0 | 0 | 0 | 0 | 0 | 0 | 0 | 0 | 0 | 0 | 0 | 0 | 0 | 0 | 0 | 0 | 0 | 0 | 0 | 0 | 0 | 0 | 0 | 0 |  | 0 | 0 | 0 | 0 | 0 | 0 | 0 | 0 | 0 | 0 | 0 | 0 | 0 | 0 | 0 | 0 | 0 | 0 | 0 | 0 | 0 | 0 | 0 | 0 | 0 | 0 | 0 | 0 | 0 | 0 | 0 | 0 | 0 | 0 | 0 | 0 |  | 0 | 0 | 0 | 0 | 0 | 0 | 0 | 0 | 0 | 0 | 0 | 0 | 0 | 0 | 0 | 0 | 0 | 0 | 0 | 0 | 0 | 0 | 0 | 0 | 0 | 0 | 0 | 0 | 0 | 0 | 0 | 0 | 0 | 0 | 0 | 0 |  | 1 | 1 | 1 | 1 | 1 | 1 | 1 | 1 | 1 | 0
SDGE | Q1806 | 138 | 0 | 0 | 0 | 0 | 0 | 0 | 0 | 0 | 0 | 0 | 0 | 0 | 0 | 0 | 0 | 0 | 0 | 0 | 0 | 0 |  | 0 | 0 | 0 | 0 | 0 | 0 | 0 | 0 | 0 | 0 | 0 | 0 | 0 | 0 | 0 | 0 | 0 | 0 | 0 | 0 | 0 | 0 | 0 | 0 | 0 | 0 | 0 | 0 | 0 | 0 | 0 | 0 | 0 | 0 | 0 | 0 |  | 0 | 0 | 0 | 0 | 0 | 0 | 0 | 0 | 0 | 0 | 0 | 0 | 0 | 0 | 0 | 0 | 0 | 0 | 0 | 0 | 0 | 0 | 0 | 0 | 0 | 0 | 0 | 0 | 0 | 0 | 0 | 0 | 0 | 0 | 0 | 0 |  | 0 | 0 | 0 | 0 | 0 | 0 | 0 | 0 | 0 | 0 | 0 | 0 | 0 | 0 | 0 | 0 | 0 | 0 | 0 | 0 | 0 | 0 | 0 | 0 | 0 | 0 | 0 | 0 | 0 | 0 | 0 | 0 | 0 | 0 | 0 | 0 |  | 0 | 0 | 0 | 0 | 0 | 0 | 0 | 0 | 0 | 0 | 0 | 0 | 0 | 0 | 0 | 0 | 0 | 0 | 0 | 0 | 0 | 0 | 0 | 0 | 0 | 0 | 0 | 0 | 0 | 0 | 0 | 0 | 0 | 0 | 0 | 0 |  | 1 | 1 | 1 | 1 | 1 | 1 | 1 | 1 | 1 | 0
PG&E FRESNO | Quinto | 230 | 30 | 0 | 0 | 0 | 0 | 0 | 0 | 0 | 0 | 0 | 0 | 0 | 370 | 0 | 370 | 0 | 0 | 0 | 0 | 1 |  | 0 | 0 | 0 | 0 | 0 | 0 | 0 | 0 | 0 | 0 | 0 | 0 | 0 | 0 | 0 | 0 | 0 | 0 | 2 | 2 | 0 | 0 | 0 | 0 | 0 | 0 | 0 | 0 | 0 | 2 | 2 | 0 | 0 | 0 | 0 | 1 |  | 0 | 0 | 0 | 0 | 0 | 0 | 0 | 0 | 0 | 0 | 0 | 0 | 0 | 0 | 0 | 0 | 0 | 0 | 2 | 2 | 0 | 0 | 0 | 0 | 0 | 0 | 0 | 0 | 0 | 2 | 2 | 0 | 0 | 0 | 0 | 1 |  | 0 | 0 | 0 | 0 | 0 | 0 | 0 | 0 | 0 | 0 | 0 | 0 | 0 | 0 | 0 | 0 | 0 | 0 | 2 | 2 | 0 | 0 | 0 | 0 | 0 | 0 | 0 | 0 | 0 | 2 | 2 | 0 | 0 | 0 | 0 | 1 |  | 0 | 0 | 0 | 0 | 0 | 0 | 0 | 0 | 0 | 0 | 0 | 0 | 0 | 0 | 0 | 0 | 0 | 0 | 2 | 2 | 0 | 0 | 0 | 0 | 0 | 0 | 0 | 0 | 0 | 2 | 2 | 0 | 0 | 0 | 0 | 1 |  | 5- | 1 | 1 | 1 | 1 | 1 | 5- | 1 | 1 | 1
PG&E GBA | Race Track | 115 | 0 | 0 | 20 | 0 | 20 | 0 | 0 | 0 | 0 | 0 | 0 | 0 | 0 | 0 | 0 | 0 | 0 | 0 | 0 | 1 |  | 0 | 0 | 0 | 0 | 0 | 0 | 0 | 0 | 0 | 0 | 0 | 0 | 0 | 0 | 0 | 0 | 0 | 0 | 0 | 0 | 0 | 0 | 2 | 2 | 0 | 0 | 0 | 0 | 0 | 0 | 0 | 0 | 0 | 0 | 0 | 1 |  | 0 | 0 | 0 | 0 | 0 | 0 | 0 | 0 | 0 | 0 | 0 | 0 | 0 | 0 | 0 | 0 | 0 | 0 | 0 | 0 | 0 | 0 | 2 | 2 | 0 | 0 | 0 | 0 | 0 | 0 | 0 | 0 | 0 | 0 | 0 | 1 |  | 0 | 0 | 0 | 0 | 0 | 0 | 0 | 0 | 0 | 0 | 0 | 0 | 0 | 0 | 0 | 0 | 0 | 0 | 0 | 0 | 0 | 0 | 2 | 2 | 0 | 0 | 0 | 0 | 0 | 0 | 0 | 0 | 0 | 0 | 0 | 1 |  | 0 | 0 | 0 | 0 | 0 | 0 | 0 | 0 | 0 | 0 | 0 | 0 | 0 | 0 | 0 | 0 | 0 | 0 | 0 | 0 | 0 | 0 | 2 | 2 | 0 | 0 | 0 | 0 | 0 | 0 | 0 | 0 | 0 | 0 | 0 | 1 |  | 1 | 1 | 5- | 1 | 1 | 1 | 1 | 1 | 1 | 1
SDGE | Rancho Mission Viejo | 138 | 0 | 0 | 0 | 0 | 0 | 0 | 0 | 0 | 0 | 0 | 0 | 0 | 0 | 0 | 0 | 0 | 0 | 0 | 0 | 0 |  | 0 | 0 | 0 | 0 | 0 | 0 | 0 | 0 | 0 | 0 | 0 | 0 | 0 | 0 | 0 | 0 | 0 | 0 | 0 | 0 | 0 | 0 | 0 | 0 | 0 | 0 | 0 | 0 | 0 | 0 | 0 | 0 | 0 | 0 | 0 | 0 |  | 0 | 0 | 0 | 0 | 0 | 0 | 0 | 0 | 0 | 0 | 0 | 0 | 0 | 0 | 0 | 0 | 0 | 0 | 0 | 0 | 0 | 0 | 0 | 0 | 0 | 0 | 0 | 0 | 0 | 0 | 0 | 0 | 0 | 0 | 0 | 0 |  | 0 | 0 | 0 | 0 | 0 | 0 | 0 | 0 | 0 | 0 | 0 | 0 | 0 | 0 | 0 | 0 | 0 | 0 | 0 | 0 | 0 | 0 | 0 | 0 | 0 | 0 | 0 | 0 | 0 | 0 | 0 | 0 | 0 | 0 | 0 | 0 |  | 0 | 0 | 0 | 0 | 0 | 0 | 0 | 0 | 0 | 0 | 0 | 0 | 0 | 0 | 0 | 0 | 0 | 0 | 0 | 0 | 0 | 0 | 0 | 0 | 0 | 0 | 0 | 0 | 0 | 0 | 0 | 0 | 0 | 0 | 0 | 0 |  | 1 | 1 | 1 | 1 | 1 | 1 | 1 | 1 | 1 | 0
PG&E GBA | Rancho Seco | 230 | 0 | 0 | 0 | 0 | 0 | 0 | 0 | 0 | 0 | 0 | 0 | 0 | 0 | 0 | 0 | 0 | 0 | 0 | 90 | 1 |  | 0 | 0 | 0 | 0 | 0 | 0 | 0 | 0 | 0 | 0 | 0 | 0 | 0 | 0 | 0 | 0 | 0 | 0 | 0 | 0 | 0 | 0 | 0 | 0 | 0 | 0 | 0 | 0 | 0 | 0 | 0 | 0 | 0 | 2 | 2 | 1 |  | 0 | 0 | 0 | 0 | 0 | 0 | 0 | 0 | 0 | 0 | 0 | 0 | 0 | 0 | 0 | 0 | 0 | 0 | 0 | 0 | 0 | 0 | 0 | 0 | 0 | 0 | 0 | 0 | 0 | 0 | 0 | 0 | 0 | 2 | 2 | 1 |  | 0 | 0 | 0 | 0 | 0 | 0 | 0 | 0 | 0 | 0 | 0 | 0 | 0 | 0 | 0 | 0 | 0 | 0 | 0 | 0 | 0 | 0 | 0 | 0 | 0 | 0 | 0 | 0 | 0 | 0 | 0 | 0 | 0 | 2 | 2 | 1 |  | 0 | 0 | 0 | 0 | 0 | 0 | 0 | 0 | 0 | 0 | 0 | 0 | 0 | 0 | 275 | 0 | 0 | 1 | 0 | 0 | 0 | 0 | 0 | 0 | 0 | 0 | 0 | 0 | 0 | 0 | 0 | 0 | -1 | 2 | 2 | 1 |  | 1 | 1 | 1 | 1 | 1 | 1 | 1 | 1 | 5- | 1
SCE Metro | Rancho Vista | 230 | 0 | 0 | 0 | 0 | 0 | 0 | 0 | 0 | 0 | 0 | 0 | 0 | 0 | 0 | 0 | 0 | 0 | 0 | 0 | 0 |  | 0 | 0 | 0 | 0 | 0 | 0 | 0 | 0 | 0 | 0 | 0 | 0 | 0 | 0 | 0 | 0 | 0 | 0 | 0 | 0 | 0 | 0 | 0 | 0 | 0 | 0 | 0 | 0 | 0 | 0 | 0 | 0 | 0 | 0 | 0 | 0 |  | 0 | 0 | 0 | 0 | 0 | 0 | 0 | 0 | 0 | 0 | 0 | 0 | 0 | 0 | 0 | 0 | 0 | 0 | 0 | 0 | 0 | 0 | 0 | 0 | 0 | 0 | 0 | 0 | 0 | 0 | 0 | 0 | 0 | 0 | 0 | 0 |  | 0 | 0 | 0 | 0 | 0 | 0 | 0 | 0 | 0 | 0 | 0 | 0 | 0 | 0 | 0 | 0 | 0 | 0 | 0 | 0 | 0 | 0 | 0 | 0 | 0 | 0 | 0 | 0 | 0 | 0 | 0 | 0 | 0 | 0 | 0 | 0 |  | 0 | 0 | 0 | 0 | 0 | 0 | 0 | 513.99 | 0 | 0 | 0 | 0 | 0 | 0 | 513.99 | 0 | 0 | 1 | 0 | 0 | 0 | 0 | 0 | 0 | 0 | -2 | 0 | 0 | 0 | 0 | 0 | 0 | -2 | 0 | 0 | 1 |  | 1 | 1 | 1 | 1+ | 1 | 1 | 1 | 1+ | 1 | 1
SCE Metro | Rancho Vista | 500 | 0 | 0 | 0 | 0 | 0 | 0 | 0 | 0 | 0 | 0 | 0 | 0 | 0 | 0 | 0 | 0 | 400 | 400 | 0 | 1 |  | 0 | 0 | 0 | 0 | 0 | 0 | 0 | 0 | 0 | 0 | 0 | 0 | 0 | 0 | 0 | 0 | 0 | 0 | 0 | 0 | 0 | 0 | 0 | 0 | 0 | 0 | 0 | 0 | 0 | 0 | 0 | 2 | 2 | 0 | 0 | 1 |  | 0 | 0 | 0 | 0 | 0 | 0 | 0 | 0 | 0 | 0 | 0 | 0 | 0 | 0 | 0 | 0 | 0 | 0 | 0 | 0 | 0 | 0 | 0 | 0 | 0 | 0 | 0 | 0 | 0 | 0 | 0 | 2 | 2 | 0 | 0 | 1 |  | 0 | 0 | 0 | 0 | 0 | 0 | 0 | 0 | 0 | 0 | 0 | 0 | 0 | 0 | 0 | 0 | 0 | 0 | 0 | 0 | 0 | 0 | 0 | 0 | 0 | 0 | 0 | 0 | 0 | 0 | 0 | 2 | 2 | 0 | 0 | 1 |  | 0 | 0 | 0 | 0 | 0 | 0 | 0 | 0 | 0 | 0 | 0 | 0 | 0 | 0 | 0 | 0 | 0 | 0 | 0 | 0 | 0 | 0 | 0 | 0 | 0 | 0 | 0 | 0 | 0 | 0 | 0 | 2 | 2 | 0 | 0 | 1 |  | 1 | 1 | 1 | 1 | 1 | 1 | 1 | 5- | 1 | 1
SCE NOL | Ransburg | 115 | 0 | 0 | 0 | 0 | 0 | 0 | 0 | 0 | 0 | 0 | 0 | 0 | 0 | 0 | 0 | 0 | 0 | 0 | 0 | 0 |  | 0 | 0 | 0 | 0 | 0 | 0 | 0 | 0 | 0 | 0 | 0 | 0 | 0 | 0 | 0 | 0 | 0 | 0 | 0 | 0 | 0 | 0 | 0 | 0 | 0 | 0 | 0 | 0 | 0 | 0 | 0 | 0 | 0 | 0 | 0 | 0 |  | 0 | 0 | 0 | 0 | 0 | 0 | 0 | 0 | 0 | 0 | 0 | 0 | 0 | 0 | 0 | 0 | 0 | 0 | 0 | 0 | 0 | 0 | 0 | 0 | 0 | 0 | 0 | 0 | 0 | 0 | 0 | 0 | 0 | 0 | 0 | 0 |  | 0 | 0 | 0 | 0 | 0 | 0 | 0 | 0 | 0 | 0 | 0 | 0 | 0 | 0 | 0 | 0 | 0 | 0 | 0 | 0 | 0 | 0 | 0 | 0 | 0 | 0 | 0 | 0 | 0 | 0 | 0 | 0 | 0 | 0 | 0 | 0 |  | 0 | 0 | 0 | 0 | 0 | 0 | 0 | 0 | 0 | 0 | 0 | 0 | 0 | 0 | 0 | 0 | 0 | 0 | 0 | 0 | 0 | 0 | 0 | 0 | 0 | 0 | 0 | 0 | 0 | 0 | 0 | 0 | 0 | 0 | 0 | 0 |  | 1 | 1 | 1 | 1 | 1 | 1 | 1 | 1 | 1 | 0
PG&E GBA | Ravenswood | 115 | 0 | 0 | 0 | 0 | 0 | 0 | 0 | 0 | 0 | 0 | 0 | 0 | 0 | 0 | 0 | 0 | 0 | 0 | 0 | 0 |  | 0 | 0 | 0 | 0 | 0 | 0 | 0 | 0 | 0 | 0 | 0 | 0 | 0 | 0 | 0 | 0 | 0 | 0 | 0 | 0 | 0 | 0 | 0 | 0 | 0 | 0 | 0 | 0 | 0 | 0 | 0 | 0 | 0 | 0 | 0 | 0 |  | 0 | 0 | 0 | 0 | 0 | 0 | 0 | 0 | 0 | 0 | 0 | 0 | 0 | 0 | 0 | 0 | 0 | 0 | 0 | 0 | 0 | 0 | 0 | 0 | 0 | 0 | 0 | 0 | 0 | 0 | 0 | 0 | 0 | 0 | 0 | 0 |  | 0 | 0 | 0 | 0 | 0 | 0 | 0 | 0 | 0 | 0 | 0 | 0 | 0 | 0 | 0 | 0 | 0 | 0 | 0 | 0 | 0 | 0 | 0 | 0 | 0 | 0 | 0 | 0 | 0 | 0 | 0 | 0 | 0 | 0 | 0 | 0 |  | 0 | 0 | 0 | 0 | 0 | 0 | 0 | 0 | 0 | 0 | 0 | 0 | 0 | 0 | 0 | 0 | 0 | 0 | 0 | 0 | 0 | 0 | 0 | 0 | 0 | 0 | 0 | 0 | 0 | 0 | 0 | 0 | 0 | 0 | 0 | 0 |  | 1 | 1 | 1 | 1 | 1 | 1 | 1 | 1 | 1 | 0
PG&E GBA | Ravenswood | 230 | 0 | 0 | 0 | 0 | 0 | 0 | 0 | 0 | 0 | 0 | 0 | 0 | 50 | 100 | 150 | 0 | 0 | 0 | 0 | 1 |  | 0 | 0 | 0 | 0 | 0 | 0 | 0 | 0 | 0 | 0 | 0 | 0 | 0 | 0 | 0 | 0 | 0 | 0 | 0 | 0 | 0 | 0 | 0 | 0 | 0 | 0 | 0 | 0 | 0 | 2 | 2 | 0 | 0 | 0 | 0 | 1 |  | 0 | 0 | 0 | 0 | 0 | 0 | 0 | 0 | 0 | 0 | 0 | 0 | 0 | 0 | 0 | 0 | 0 | 0 | 0 | 0 | 0 | 0 | 0 | 0 | 0 | 0 | 0 | 0 | 0 | 2 | 2 | 0 | 0 | 0 | 0 | 1 |  | 0 | 0 | 0 | 0 | 0 | 0 | 0 | 0 | 0 | 0 | 0 | 0 | 0 | 0 | 0 | 0 | 0 | 0 | 0 | 0 | 0 | 0 | 0 | 0 | 0 | 0 | 0 | 0 | 0 | 2 | 2 | 0 | 0 | 0 | 0 | 1 |  | 0 | 0 | 0 | 0 | 0 | 0 | 0 | 0 | 0 | 0 | 0 | 0 | 0 | 0 | 0 | 0 | 0 | 0 | 0 | 0 | 0 | 0 | 0 | 0 | 0 | 0 | 0 | 0 | 0 | 2 | 2 | 0 | 0 | 0 | 0 | 1 |  | 1 | 1 | 1 | 1 | 1 | 1 | 5- | 1 | 1 | 1
SCE Northern | Rector | 230 | 0 | 0 | 0 | 0 | 0 | 0 | 0 | 0 | 0 | 0 | 0 | 0 | 170 | 0 | 170 | 0 | 0 | 0 | 0 | 1 |  | 0 | 0 | 0 | 0 | 0 | 0 | 0 | 0 | 0 | 0 | 0 | 0 | 0 | 0 | 0 | 0 | 0 | 0 | 0 | 0 | 0 | 0 | 0 | 0 | 0 | 0 | 0 | 0 | 0 | 2 | 2 | 0 | 0 | 0 | 0 | 1 |  | 0 | 0 | 0 | 0 | 0 | 0 | 0 | 0 | 0 | 0 | 0.55 | 0 | 5.55 | 0 | 94.134 | 0 | 0 | 1 | 0 | 0 | 0 | 0 | 0 | 0 | 0 | 0 | 0 | 0 | -2 | 2 | 2 | 0 | -2 | 0 | 0 | 1 |  | 0 | 0 | 0 | 0 | 0 | 0 | 0 | 0 | 0 | 0 | 0.55 | 0 | 220.9624 | 0 | 721.3323 | 0 | 0 | 1 | 0 | 0 | 0 | 0 | 0 | 0 | 0 | 0 | 0 | 0 | -2 | 2 | -1 | 0 | -2 | 0 | 0 | 1 |  | 0 | 0 | 0 | 0 | 0 | 0 | 0 | 0 | 0 | 0 | 1 | 0 | 288.6864 | 0 | 919.5323 | 0 | 0 | 1 | 0 | 0 | 0 | 0 | 0 | 0 | 0 | 0 | 0 | 0 | -2 | 2 | -2 | 0 | -2 | 0 | 0 | 1 |  | 1 | 1 | 1 | 1 | 1 | 4+ | 2- | 4+ | 1 | 1
SCE Eastern | Red Bluff | 230 | 0 | 0 | 0 | 0 | 0 | 0 | 0 | 0 | 0 | 0 | 0 | 0 | 0 | 0 | 0 | 0 | 0 | 0 | 0 | 0 |  | 0 | 0 | 0 | 0 | 0 | 0 | 0 | 0 | 0 | 0 | 0 | 0 | 8 | 420 | 420 | 0 | 0 | 1 | 0 | 0 | 0 | 0 | 0 | 0 | 0 | 0 | 0 | 0 | 0 | 0 | -2 | -2 | -2 | 0 | 0 | 1 |  | 0 | 0 | 0 | 0 | 0 | 0 | 0 | 0 | 0 | 0 | 0 | 0 | 543.4 | 937 | 1105.4 | 0 | 0 | 1 | 0 | 0 | 0 | 0 | 0 | 0 | 0 | 0 | 0 | 0 | 0 | 0 | -2 | -2 | -2 | 0 | 0 | 1 |  | 0 | 0 | 0 | 0 | 0 | 0 | 0 | 0 | 0 | 0 | 0 | 0 | 816.4212 | 1627 | 1883.6538 | 0 | 0 | 1 | 0 | 0 | 0 | 0 | 0 | 0 | 0 | 0 | 0 | 0 | 0 | 0 | -2 | -2 | -2 | 0 | 0 | 1 |  | 0 | 0 | 0 | 0 | 0 | 0 | 0 | 0 | 0 | 0 | 0 | 0 | 1456.8897 | 1627 | 1883.6538 | 0 | 0 | 1 | 0 | 0 | 0 | 0 | 0 | 0 | 0 | 0 | 0 | 0 | 0 | 0 | -2 | -2 | -2 | 0 | 0 | 1 |  | 1 | 1 | 1 | 1 | 1 | 1 | 4+ | 4+ | 1 | 1
SCE Eastern | Red Bluff | 500 | 0 | 0 | 0 | 0 | 0 | 0 | 0 | 0 | 0 | 0 | 0 | 0 | 0 | 0 | 0 | 0 | 0 | 0 | 0 | 0 |  | 0 | 0 | 0 | 0 | 0 | 0 | 0 | 0 | 0 | 0 | 0 | 0 | 418.4 | 400 | 568.4 | 0 | 0 | 1 | 0 | 0 | 0 | 0 | 0 | 0 | 0 | 0 | 0 | 0 | 0 | 0 | -2 | -2 | -2 | 0 | 0 | 1 |  | 0 | 0 | 0 | 0 | 0 | 0 | 0 | 0 | 0 | 0 | 0 | 0 | 175 | 348.5 | 520 | 0 | 0 | 1 | 0 | 0 | 0 | 0 | 0 | 0 | 0 | 0 | 0 | 0 | 0 | 0 | -2 | -2 | -2 | 0 | 0 | 1 |  | 0 | 0 | 0 | 0 | 0 | 0 | 0 | 0 | 0 | 0 | 0 | 0 | 175 | 348.5 | 1954.4 | 0 | 1417 | 1 | 0 | 0 | 0 | 0 | 0 | 0 | 0 | 0 | 0 | 0 | 0 | 0 | -2 | -2 | -2 | 0 | -2 | 1 |  | 0 | 0 | 0 | 0 | 0 | 0 | 0 | 0 | 0 | 0 | 0 | 0 | 367.2176 | 348.5 | 1954.4 | 0 | 1417 | 1 | 0 | 0 | 0 | 0 | 0 | 0 | 0 | 0 | 0 | 0 | 0 | 0 | -2 | -2 | -2 | 0 | -2 | 1 |  | 1 | 1 | 1 | 1 | 1 | 1 | 4+ | 4+ | 2+ | 1
PG&E NGBA | Redbud | 115 | 0 | 0 | 0 | 0 | 0 | 0 | 0 | 0 | 0 | 0 | 0 | 0 | 0 | 0 | 0 | 0 | 0 | 0 | 0 | 0 |  | 0 | 0 | 0 | 0 | 0 | 0 | 0 | 0 | 0 | 0 | 0 | 0 | 0 | 0 | 0 | 0 | 0 | 0 | 0 | 0 | 0 | 0 | 0 | 0 | 0 | 0 | 0 | 0 | 0 | 0 | 0 | 0 | 0 | 0 | 0 | 0 |  | 0 | 0 | 0 | 0 | 0 | 0 | 0 | 0 | 0 | 0 | 0 | 0 | 0 | 0 | 0 | 0 | 0 | 0 | 0 | 0 | 0 | 0 | 0 | 0 | 0 | 0 | 0 | 0 | 0 | 0 | 0 | 0 | 0 | 0 | 0 | 0 |  | 0 | 0 | 0 | 0 | 0 | 0 | 0 | 0 | 0 | 0 | 0 | 0 | 0 | 0 | 0 | 0 | 0 | 0 | 0 | 0 | 0 | 0 | 0 | 0 | 0 | 0 | 0 | 0 | 0 | 0 | 0 | 0 | 0 | 0 | 0 | 0 |  | 0 | 0 | 0 | 0 | 0 | 0 | 0 | 0 | 0 | 0 | 0 | 0 | 0 | 0 | 3.912 | 0 | 0 | 1 | 0 | 0 | 0 | 0 | 0 | 0 | 0 | 0 | 0 | 0 | 0 | 0 | 0 | 0 | 0 | 0 | 0 | 0 |  | 1 | 1 | 1 | 1 | 1 | 1 | 1 | 1 | 1 | 0
SCE Metro | Redondo | 230 | 0 | 0 | 0 | 0 | 0 | 0 | 0 | 0 | 0 | 0 | 0 | 0 | 0 | 0 | 0 | 0 | 0 | 0 | 0 | 0 |  | 0 | 0 | 0 | 0 | 0 | 0 | 0 | 0 | 0 | 0 | 0 | 0 | 0 | 0 | 0 | 0 | 0 | 0 | 0 | 0 | 0 | 0 | 0 | 0 | 0 | 0 | 0 | 0 | 0 | 0 | 0 | 0 | 0 | 0 | 0 | 0 |  | 0 | 0 | 0 | 0 | 0 | 0 | 0 | 0 | 0 | 0 | 0 | 0 | 0 | 0 | 0 | 0 | 0 | 0 | 0 | 0 | 0 | 0 | 0 | 0 | 0 | 0 | 0 | 0 | 0 | 0 | 0 | 0 | 0 | 0 | 0 | 0 |  | 0 | 0 | 0 | 0 | 0 | 0 | 0 | 0 | 0 | 0 | 0 | 0 | 0 | 0 | 0 | 0 | 0 | 0 | 0 | 0 | 0 | 0 | 0 | 0 | 0 | 0 | 0 | 0 | 0 | 0 | 0 | 0 | 0 | 0 | 0 | 0 |  | 0 | 0 | 0 | 0 | 0 | 0 | 0 | 0 | 0 | 0 | 0 | 0 | 0 | 0 | 0 | 0 | 0 | 0 | 0 | 0 | 0 | 0 | 0 | 0 | 0 | 0 | 0 | 0 | 0 | 0 | 0 | 0 | 0 | 0 | 0 | 0 |  | 1 | 1 | 1 | 1 | 1 | 1 | 1 | 1 | 1 | 0
PG&E FRESNO | Reedley | 115 | 0 | 0 | 0 | 0 | 0 | 0 | 0 | 0 | 0 | 0 | 0 | 0 | 0 | 0 | 0 | 0 | 0 | 0 | 0 | 0 |  | 0 | 0 | 0 | 0 | 0 | 0 | 0 | 0 | 0 | 0 | 0 | 0 | 0 | 0 | 0 | 0 | 0 | 0 | 0 | 0 | 0 | 0 | 0 | 0 | 0 | 0 | 0 | 0 | 0 | 0 | 0 | 0 | 0 | 0 | 0 | 0 |  | 0 | 0 | 0 | 0 | 0 | 0 | 0 | 0 | 0 | 0 | 0 | 0 | 2.9903 | 0 | 0 | 0 | 0 | 1 | 0 | 0 | 0 | 0 | 0 | 0 | 0 | 0 | 0 | 0 | 0 | 0 | 0 | 0 | 0 | 0 | 0 | 0 |  | 0 | 0 | 0 | 0 | 0 | 0 | 0 | 0 | 0 | 0 | 0 | 0 | 2.9903 | 0 | 0 | 0 | 0 | 1 | 0 | 0 | 0 | 0 | 0 | 0 | 0 | 0 | 0 | 0 | 0 | 0 | 0 | 0 | 0 | 0 | 0 | 0 |  | 0 | 0 | 0 | 0 | 0 | 0 | 0 | 0 | 0 | 0 | 0 | 0 | 2.9903 | 0 | 9.525 | 0 | 0 | 1 | 0 | 0 | 0 | 0 | 0 | 0 | 0 | 0 | 0 | 0 | 0 | 0 | 0 | 0 | 0 | 0 | 0 | 0 |  | 1 | 1 | 1 | 1 | 1 | 1 | 1 | 1 | 1 | 0
PG&E KERN | Renfro | 115 | 0 | 0 | 0 | 0 | 0 | 0 | 0 | 0 | 0 | 0 | 0 | 0 | 100 | 0 | 100 | 0 | 0 | 0 | 0 | 1 |  | 0 | 0 | 0 | 0 | 0 | 0 | 0 | 0 | 0 | 0 | 0 | 0 | 0 | 0 | 0 | 0 | 0 | 0 | 0 | 0 | 0 | 0 | 0 | 0 | 0 | 0 | 0 | 0 | 0 | 2 | 2 | 0 | 0 | 0 | 0 | 1 |  | 0 | 0 | 0 | 0 | 0 | 0 | 0 | 0 | 0 | 0 | 0 | 0 | 0 | 0 | 0 | 0 | 0 | 0 | 0 | 0 | 0 | 0 | 0 | 0 | 0 | 0 | 0 | 0 | 0 | 2 | 2 | 0 | 0 | 0 | 0 | 1 |  | 0 | 0 | 0 | 0 | 0 | 0 | 0 | 0 | 0 | 0 | 0 | 0 | 0 | 0 | 0 | 0 | 0 | 0 | 0 | 0 | 0 | 0 | 0 | 0 | 0 | 0 | 0 | 0 | 0 | 2 | 2 | 0 | 0 | 0 | 0 | 1 |  | 0 | 0 | 0 | 0 | 0 | 0 | 0 | 0 | 0 | 0 | 0 | 0 | 0 | 0 | 0 | 0 | 0 | 0 | 0 | 0 | 0 | 0 | 0 | 0 | 0 | 0 | 0 | 0 | 0 | 2 | 2 | 0 | 0 | 0 | 0 | 1 |  | 1 | 1 | 1 | 1 | 1 | 1 | 5- | 1 | 1 | 1
PG&E GBA | Richmond R | 115 | 0 | 0 | 0 | 0 | 0 | 0 | 0 | 0 | 0 | 0 | 0 | 0 | 0 | 0 | 0 | 0 | 0 | 0 | 0 | 0 |  | 0 | 0 | 0 | 0 | 0 | 0 | 0 | 0 | 0 | 0 | 0 | 0 | 0 | 0 | 0 | 0 | 0 | 0 | 0 | 0 | 0 | 0 | 0 | 0 | 0 | 0 | 0 | 0 | 0 | 0 | 0 | 0 | 0 | 0 | 0 | 0 |  | 0 | 0 | 0 | 0 | 0 | 0 | 0 | 0 | 0 | 0 | 0 | 0 | 0 | 0 | 0 | 0 | 0 | 0 | 0 | 0 | 0 | 0 | 0 | 0 | 0 | 0 | 0 | 0 | 0 | 0 | 0 | 0 | 0 | 0 | 0 | 0 |  | 0 | 0 | 0 | 0 | 0 | 0 | 0 | 0 | 0 | 0 | 0 | 0 | 0 | 0 | 0 | 0 | 0 | 0 | 0 | 0 | 0 | 0 | 0 | 0 | 0 | 0 | 0 | 0 | 0 | 0 | 0 | 0 | 0 | 0 | 0 | 0 |  | 0 | 0 | 0 | 0 | 0 | 0 | 0 | 0 | 0 | 0 | 0 | 0 | 0 | 0 | 0 | 0 | 0 | 0 | 0 | 0 | 0 | 0 | 0 | 0 | 0 | 0 | 0 | 0 | 0 | 0 | 0 | 0 | 0 | 0 | 0 | 0 |  | 1 | 1 | 1 | 1 | 1 | 1 | 1 | 1 | 1 | 0
PG&E NGBA | Rincon | 115 | 0 | 0 | 0 | 0 | 0 | 0 | 0 | 0 | 0 | 0 | 0 | 0 | 0 | 0 | 0 | 0 | 0 | 0 | 0 | 0 |  | 0 | 0 | 0 | 0 | 0 | 0 | 0 | 0 | 0 | 0 | 0 | 0 | 0 | 0 | 0 | 0 | 0 | 0 | 0 | 0 | 0 | 0 | 0 | 0 | 0 | 0 | 0 | 0 | 0 | 0 | 0 | 0 | 0 | 0 | 0 | 0 |  | 0 | 0 | 0 | 0 | 0 | 0 | 0 | 0 | 0 | 0 | 0 | 0 | 0.13 | 0 | 0 | 0 | 0 | 1 | 0 | 0 | 0 | 0 | 0 | 0 | 0 | 0 | 0 | 0 | 0 | 0 | 0 | 0 | 0 | 0 | 0 | 0 |  | 0 | 0 | 0 | 0 | 0 | 0 | 0 | 0 | 0 | 0 | 0 | 0 | 0.13 | 0 | 0 | 0 | 0 | 1 | 0 | 0 | 0 | 0 | 0 | 0 | 0 | 0 | 0 | 0 | 0 | 0 | 0 | 0 | 0 | 0 | 0 | 0 |  | 0 | 0 | 0 | 0 | 0 | 0 | 0 | 0 | 0 | 0 | 0 | 0 | 0.13 | 0 | 0 | 0 | 0 | 1 | 0 | 0 | 0 | 0 | 0 | 0 | 0 | 0 | 0 | 0 | 0 | 0 | 0 | 0 | 0 | 0 | 0 | 0 |  | 1 | 1 | 1 | 1 | 1 | 1 | 1 | 1 | 1 | 0
PG&E KERN | Rio Bravo | 115 | 0 | 0 | 0 | 0 | 0 | 0 | 0 | 0 | 0 | 0 | 0 | 0 | 100 | 0 | 100 | 0 | 0 | 0 | 0 | 1 |  | 0 | 0 | 0 | 0 | 0 | 0 | 0 | 0 | 0 | 0 | 0 | 0 | 0 | 0 | 0 | 0 | 0 | 0 | 0 | 0 | 0 | 0 | 0 | 0 | 0 | 0 | 0 | 0 | 0 | 2 | 2 | 0 | 0 | 0 | 0 | 1 |  | 0 | 0 | 0 | 0 | 0 | 0 | 0 | 0 | 0 | 0 | 0 | 0 | 0 | 0 | 0 | 0 | 0 | 0 | 0 | 0 | 0 | 0 | 0 | 0 | 0 | 0 | 0 | 0 | 0 | 2 | 2 | 0 | 0 | 0 | 0 | 1 |  | 0 | 0 | 0 | 0 | 0 | 0 | 0 | 0 | 0 | 0 | 0 | 0 | 0 | 0 | 0 | 0 | 0 | 0 | 0 | 0 | 0 | 0 | 0 | 0 | 0 | 0 | 0 | 0 | 0 | 2 | 2 | 0 | 0 | 0 | 0 | 1 |  | 0 | 0 | 0 | 0 | 0 | 0 | 0 | 0 | 0 | 0 | 0 | 0 | 0 | 0 | 0 | 0 | 0 | 0 | 0 | 0 | 0 | 0 | 0 | 0 | 0 | 0 | 0 | 0 | 0 | 2 | 2 | 0 | 0 | 0 | 0 | 1 |  | 1 | 1 | 1 | 1 | 1 | 1 | 5- | 1 | 1 | 1
SCE Metro | Rio Hondo | 230 | 0 | 0 | 0 | 0 | 0 | 0 | 0 | 0 | 0 | 0 | 0 | 0 | 0 | 0 | 0 | 0 | 400 | 400 | 0 | 1 |  | 0 | 0 | 0 | 0 | 0 | 0 | 0 | 0 | 0 | 0 | 0 | 0 | 0 | 0 | 0 | 0 | 0 | 0 | 0 | 0 | 0 | 0 | 0 | 0 | 0 | 0 | 0 | 0 | 0 | 0 | 0 | 2 | 2 | 0 | 0 | 1 |  | 0 | 0 | 0 | 0 | 0 | 0 | 0 | 0 | 0 | 0 | 0 | 0 | 0.999 | 525 | 443.7109 | 0 | 0 | 1 | 0 | 0 | 0 | 0 | 0 | 0 | 0 | 0 | 0 | 0 | 0 | 0 | 0 | -1 | 0 | 0 | 0 | 1 |  | 0 | 0 | 0 | 0 | 0 | 0 | 0 | 0 | 0 | 0 | 0 | 0 | 0.999 | 825 | 746.1109 | 0 | 0 | 1 | 0 | 0 | 0 | 0 | 0 | 0 | 0 | 0 | 0 | 0 | 0 | 0 | 0 | -2 | -2 | 0 | 0 | 1 |  | 0 | 0 | 0 | 0 | 0 | 0 | 0 | 0 | 0 | 0 | 0 | 0 | 0.999 | 825 | 855.0109 | 0 | 0 | 1 | 0 | 0 | 0 | 0 | 0 | 0 | 0 | 0 | 0 | 0 | 0 | 0 | 0 | -2 | -2 | 0 | 0 | 1 |  | 1 | 1 | 1 | 1 | 1 | 1 | 1 | 4+ | 1 | 1
PG&E NGBA | Rio Oso | 115 | 0 | 0 | 0 | 0 | 0 | 0 | 0 | 0 | 0 | 0 | 0 | 0 | 0 | 0 | 0 | 0 | 0 | 0 | 0 | 0 |  | 0 | 0 | 0 | 0 | 0 | 0 | 0 | 0 | 0 | 0 | 0 | 0 | 0 | 0 | 0 | 0 | 0 | 0 | 0 | 0 | 0 | 0 | 0 | 0 | 0 | 0 | 0 | 0 | 0 | 0 | 0 | 0 | 0 | 0 | 0 | 0 |  | 0 | 0 | 0 | 0 | 0 | 0 | 0 | 0 | 0 | 0 | 0 | 0 | 0 | 0 | 0 | 0 | 0 | 0 | 0 | 0 | 0 | 0 | 0 | 0 | 0 | 0 | 0 | 0 | 0 | 0 | 0 | 0 | 0 | 0 | 0 | 0 |  | 0 | 0 | 0 | 0 | 0 | 0 | 0 | 0 | 0 | 0 | 0 | 0 | 0 | 0 | 0 | 0 | 0 | 0 | 0 | 0 | 0 | 0 | 0 | 0 | 0 | 0 | 0 | 0 | 0 | 0 | 0 | 0 | 0 | 0 | 0 | 0 |  | 0 | 0 | 0 | 0 | 0 | 0 | 0 | 0 | 0 | 0 | 0 | 0 | 0 | 0 | 0 | 0 | 0 | 0 | 0 | 0 | 0 | 0 | 0 | 0 | 0 | 0 | 0 | 0 | 0 | 0 | 0 | 0 | 0 | 0 | 0 | 0 |  | 1 | 1 | 1 | 1 | 1 | 1 | 1 | 1 | 1 | 0
PG&E NGBA | Rio Oso | 230 | 0 | 0 | 0 | 0 | 0 | 0 | 0 | 0 | 0 | 0 | 0 | 0 | 0 | 0 | 0 | 0 | 0 | 0 | 0 | 0 |  | 0 | 0 | 0 | 0 | 0 | 0 | 0 | 0 | 0 | 0 | 0 | 0 | 0 | 0 | 0 | 0 | 0 | 0 | 0 | 0 | 0 | 0 | 0 | 0 | 0 | 0 | 0 | 0 | 0 | 0 | 0 | 0 | 0 | 0 | 0 | 0 |  | 0 | 0 | 0 | 0 | 0 | 0 | 0 | 0 | 0 | 0 | 0 | 0 | 0 | 0 | 0 | 0 | 0 | 0 | 0 | 0 | 0 | 0 | 0 | 0 | 0 | 0 | 0 | 0 | 0 | 0 | 0 | 0 | 0 | 0 | 0 | 0 |  | 0 | 0 | 0 | 0 | 0 | 0 | 0 | 0 | 0 | 0 | 0 | 0 | 0 | 0 | 0 | 0 | 0 | 0 | 0 | 0 | 0 | 0 | 0 | 0 | 0 | 0 | 0 | 0 | 0 | 0 | 0 | 0 | 0 | 0 | 0 | 0 |  | 0 | 0 | 0 | 0 | 0 | 0 | 0 | 0 | 0 | 0 | 0 | 0 | 414.4 | 0 | 0 | 0 | 0 | 1 | 0 | 0 | 0 | 0 | 0 | 0 | 0 | 0 | 0 | 0 | 0 | 0 | -2 | 0 | 0 | 0 | 0 | 1 |  | 1 | 1 | 1 | 1 | 1 | 1 | 1+ | 1 | 1 | 1
PG&E GBA | Ripon | 115 | 0 | 0 | 0 | 0 | 0 | 0 | 0 | 0 | 0 | 0 | 0 | 0 | 0 | 0 | 0 | 0 | 0 | 0 | 0 | 0 |  | 0 | 0 | 0 | 0 | 0 | 0 | 0 | 0 | 0 | 0 | 0 | 0 | 0 | 0 | 0 | 0 | 0 | 0 | 0 | 0 | 0 | 0 | 0 | 0 | 0 | 0 | 0 | 0 | 0 | 0 | 0 | 0 | 0 | 0 | 0 | 0 |  | 0 | 0 | 0 | 0 | 0 | 0 | 0 | 0 | 0 | 0 | 0 | 0 | 0 | 39 | 9 | 0 | 0 | 1 | 0 | 0 | 0 | 0 | 0 | 0 | 0 | 0 | 0 | 0 | 0 | 0 | 0 | -2 | -2 | 0 | 0 | 1 |  | 0 | 0 | 0 | 0 | 0 | 0 | 0 | 0 | 0 | 0 | 0 | 0 | 0 | 39 | 9 | 0 | 0 | 1 | 0 | 0 | 0 | 0 | 0 | 0 | 0 | 0 | 0 | 0 | 0 | 0 | 0 | -2 | -2 | 0 | 0 | 1 |  | 0 | 0 | 0 | 0 | 0 | 0 | 0 | 0 | 0 | 0 | 0 | 0 | 0 | 39 | 9 | 0 | 0 | 1 | 0 | 0 | 0 | 0 | 0 | 0 | 0 | 0 | 0 | 0 | 0 | 0 | 0 | -2 | -2 | 0 | 0 | 1 |  | 1 | 1 | 1 | 1 | 1 | 1 | 1 | 4+ | 1 | 1
PG&E GBA | Riverbank | 115 | 0 | 0 | 0 | 0 | 0 | 0 | 0 | 0 | 0 | 0 | 0 | 0 | 0 | 0 | 0 | 0 | 0 | 0 | 0 | 0 |  | 0 | 0 | 0 | 0 | 0 | 0 | 0 | 0 | 0 | 0 | 0 | 0 | 0 | 0 | 0 | 0 | 0 | 0 | 0 | 0 | 0 | 0 | 0 | 0 | 0 | 0 | 0 | 0 | 0 | 0 | 0 | 0 | 0 | 0 | 0 | 0 |  | 0 | 0 | 0 | 0 | 0 | 0 | 0 | 0 | 0 | 0 | 0 | 0 | 0 | 0 | 0 | 0 | 0 | 0 | 0 | 0 | 0 | 0 | 0 | 0 | 0 | 0 | 0 | 0 | 0 | 0 | 0 | 0 | 0 | 0 | 0 | 0 |  | 0 | 0 | 0 | 0 | 0 | 0 | 0 | 0 | 0 | 0 | 0 | 0 | 0 | 0 | 0 | 0 | 0 | 0 | 0 | 0 | 0 | 0 | 0 | 0 | 0 | 0 | 0 | 0 | 0 | 0 | 0 | 0 | 0 | 0 | 0 | 0 |  | 0 | 0 | 0 | 0 | 0 | 0 | 0 | 0 | 0 | 0 | 0 | 0 | 0 | 0 | 0 | 0 | 0 | 0 | 0 | 0 | 0 | 0 | 0 | 0 | 0 | 0 | 0 | 0 | 0 | 0 | 0 | 0 | 0 | 0 | 0 | 0 |  | 1 | 1 | 1 | 1 | 1 | 1 | 1 | 1 | 1 | 0
SCE NOL | Roadway | 115 | 0 | 0 | 0 | 0 | 0 | 0 | 0 | 0 | 0 | 0 | 0 | 0 | 0 | 0 | 0 | 0 | 0 | 0 | 0 | 0 |  | 0 | 0 | 0 | 0 | 0 | 0 | 0 | 0 | 0 | 0 | 0 | 10.88 | 45.92 | 24.9 | 34.94 | 0 | 0 | 1 | 0 | 0 | 0 | 0 | 0 | 0 | 0 | 0 | 0 | 0 | 0 | -2 | -2 | -2 | -2 | 0 | 0 | 1 |  | 0 | 0 | 0 | 0 | 0 | 0 | 0 | 0 | 0 | 0 | 0 | 0 | 75 | 50 | 50 | 0 | 0 | 1 | 0 | 0 | 0 | 0 | 0 | 0 | 0 | 0 | 0 | 0 | 0 | 0 | -2 | -2 | -2 | 0 | 0 | 1 |  | 0 | 0 | 0 | 0 | 0 | 0 | 0 | 0 | 0 | 0 | 0 | 0 | 75 | 50 | 50 | 0 | 0 | 1 | 0 | 0 | 0 | 0 | 0 | 0 | 0 | 0 | 0 | 0 | 0 | 0 | -2 | -2 | -2 | 0 | 0 | 1 |  | 0 | 0 | 0 | 0 | 0 | 0 | 0 | 0 | 0 | 0 | 0 | 0 | 75 | 50 | 50 | 0 | 0 | 1 | 0 | 0 | 0 | 0 | 0 | 0 | 0 | 0 | 0 | 0 | 0 | 0 | -2 | -2 | -2 | 0 | 0 | 1 |  | 1 | 1 | 1 | 1 | 1 | 1 | 4+ | 4+ | 1 | 1
PG&E NGBA | Rock Creek 1 | 230 | 0 | 0 | 0 | 0 | 0 | 0 | 0 | 0 | 0 | 0 | 0 | 0 | 0 | 397.5 | 397.5 | 0 | 0 | 0 | 0 | 1 |  | 0 | 0 | 0 | 0 | 0 | 0 | 0 | 0 | 0 | 0 | 0 | 0 | 0 | 0 | 0 | 0 | 0 | 0 | 0 | 0 | 0 | 0 | 0 | 0 | 0 | 0 | 0 | 0 | 0 | 0 | 2 | 0 | 0 | 0 | 0 | 1 |  | 0 | 0 | 0 | 0 | 0 | 0 | 0 | 0 | 0 | 0 | 0 | 0 | 0 | 0 | 0 | 0 | 0 | 0 | 0 | 0 | 0 | 0 | 0 | 0 | 0 | 0 | 0 | 0 | 0 | 0 | 2 | 0 | 0 | 0 | 0 | 1 |  | 0 | 0 | 0 | 0 | 0 | 0 | 0 | 0 | 0 | 0 | 0 | 0 | 0 | 0 | 0 | 0 | 0 | 0 | 0 | 0 | 0 | 0 | 0 | 0 | 0 | 0 | 0 | 0 | 0 | 0 | 2 | 0 | 0 | 0 | 0 | 1 |  | 0 | 0 | 0 | 0 | 0 | 0 | 0 | 0 | 0 | 0 | 0 | 0 | 0 | 0 | 0 | 0 | 0 | 0 | 0 | 0 | 0 | 0 | 0 | 0 | 0 | 0 | 0 | 0 | 0 | 0 | 2 | 0 | 0 | 0 | 0 | 1 |  | 1 | 1 | 1 | 1 | 1 | 1 | 5- | 1 | 1 | 1
SCE Northern | Rosamond | 66 | 0 | 0 | 0 | 0 | 0 | 0 | 0 | 0 | 0 | 0 | 0 | 0 | 0 | 0 | 0 | 0 | 0 | 0 | 0 | 0 |  | 0 | 0 | 0 | 0 | 0 | 0 | 0 | 0 | 0 | 0 | 0 | 0 | 0 | 0 | 0 | 0 | 0 | 0 | 0 | 0 | 0 | 0 | 0 | 0 | 0 | 0 | 0 | 0 | 0 | 0 | 0 | 0 | 0 | 0 | 0 | 0 |  | 0 | 0 | 0 | 0 | 0 | 0 | 0 | 0 | 0 | 0 | 0 | 0 | 0 | 0 | 0 | 0 | 0 | 0 | 0 | 0 | 0 | 0 | 0 | 0 | 0 | 0 | 0 | 0 | 0 | 0 | 0 | 0 | 0 | 0 | 0 | 0 |  | 0 | 0 | 0 | 0 | 0 | 0 | 0 | 0 | 0 | 0 | 0 | 0 | 0 | 0 | 0 | 0 | 0 | 0 | 0 | 0 | 0 | 0 | 0 | 0 | 0 | 0 | 0 | 0 | 0 | 0 | 0 | 0 | 0 | 0 | 0 | 0 |  | 0 | 0 | 0 | 0 | 0 | 0 | 0 | 0 | 0 | 0 | 0 | 0 | 0 | 0 | 0 | 0 | 0 | 0 | 0 | 0 | 0 | 0 | 0 | 0 | 0 | 0 | 0 | 0 | 0 | 0 | 0 | 0 | 0 | 0 | 0 | 0 |  | 1 | 1 | 1 | 1 | 1 | 1 | 1 | 1 | 1 | 0
PG&E GBA | Rossmoor | 230 | 0 | 0 | 0 | 0 | 0 | 0 | 0 | 0 | 0 | 0 | 0 | 0 | 0 | 0 | 0 | 0 | 0 | 0 | 0 | 0 |  | 0 | 0 | 0 | 0 | 0 | 0 | 0 | 0 | 0 | 0 | 0 | 0 | 0 | 0 | 0 | 0 | 0 | 0 | 0 | 0 | 0 | 0 | 0 | 0 | 0 | 0 | 0 | 0 | 0 | 0 | 0 | 0 | 0 | 0 | 0 | 0 |  | 0 | 0 | 0 | 0 | 0 | 0 | 0 | 0 | 0 | 0 | 0 | 0 | 0 | 0 | 0 | 0 | 0 | 0 | 0 | 0 | 0 | 0 | 0 | 0 | 0 | 0 | 0 | 0 | 0 | 0 | 0 | 0 | 0 | 0 | 0 | 0 |  | 0 | 0 | 0 | 0 | 0 | 0 | 0 | 0 | 0 | 0 | 0 | 0 | 0 | 0 | 0 | 0 | 0 | 0 | 0 | 0 | 0 | 0 | 0 | 0 | 0 | 0 | 0 | 0 | 0 | 0 | 0 | 0 | 0 | 0 | 0 | 0 |  | 0 | 0 | 0 | 0 | 0 | 0 | 0 | 0 | 0 | 0 | 0 | 0 | 0 | 0 | 0 | 0 | 0 | 0 | 0 | 0 | 0 | 0 | 0 | 0 | 0 | 0 | 0 | 0 | 0 | 0 | 0 | 0 | 0 | 0 | 0 | 0 |  | 1 | 1 | 1 | 1 | 1 | 1 | 1 | 1 | 1 | 0
PG&E NGBA | Round Mountain | 230 | 80 | 0 | 0 | 0 | 0 | 0 | 0 | 0 | 0 | 0 | 0 | 0 | 0 | 0 | 0 | 0 | 0 | 0 | 0 | 1 |  | 0 | 0 | 0 | 0 | 0 | 0 | 0 | 0 | 0 | 0 | 0 | 0 | 0 | 0 | 0 | 0 | 0 | 0 | 2 | 2 | 0 | 0 | 0 | 0 | 0 | 0 | 0 | 0 | 0 | 0 | 0 | 0 | 0 | 0 | 0 | 1 |  | 0 | 0 | 0 | 0 | 0 | 0 | 0 | 0 | 0 | 0 | 0 | 0 | 0 | 0 | 0 | 0 | 0 | 0 | 2 | 2 | 0 | 0 | 0 | 0 | 0 | 0 | 0 | 0 | 0 | 0 | 0 | 0 | 0 | 0 | 0 | 1 |  | 0 | 0 | 0 | 0 | 0 | 0 | 0 | 0 | 0 | 0 | 0 | 0 | 0 | 0 | 0 | 0 | 0 | 0 | 2 | 2 | 0 | 0 | 0 | 0 | 0 | 0 | 0 | 0 | 0 | 0 | 0 | 0 | 0 | 0 | 0 | 1 |  | 0 | 0 | 0 | 0 | 0 | 0 | 0 | 0 | 0 | 0 | 0 | 0 | 0 | 0 | 0 | 0 | 0 | 0 | 2 | 2 | 0 | 0 | 0 | 0 | 0 | 0 | 0 | 0 | 0 | 0 | 0 | 0 | 0 | 0 | 0 | 1 |  | 5- | 1 | 1 | 1 | 1 | 1 | 1 | 1 | 1 | 1
PG&E NGBA | Round Mountain | 500 | 0 | 0 | 0 | 0 | 0 | 0 | 0 | 0 | 0 | 0 | 0 | 0 | 0 | 0 | 0 | 0 | 0 | 0 | 0 | 0 |  | 0 | 0 | 0 | 0 | 0 | 0 | 0 | 0 | 0 | 0 | 0 | 0 | 0 | 0 | 0 | 0 | 0 | 0 | 0 | 0 | 0 | 0 | 0 | 0 | 0 | 0 | 0 | 0 | 0 | 0 | 0 | 0 | 0 | 0 | 0 | 0 |  | 0 | 0 | 0 | 0 | 0 | 0 | 0 | 0 | 0 | 0 | 0 | 0 | 0 | 0 | 0 | 0 | 0 | 0 | 0 | 0 | 0 | 0 | 0 | 0 | 0 | 0 | 0 | 0 | 0 | 0 | 0 | 0 | 0 | 0 | 0 | 0 |  | 0 | 0 | 0 | 0 | 0 | 0 | 0 | 0 | 0 | 0 | 0 | 0 | 0 | 0 | 0 | 0 | 0 | 0 | 0 | 0 | 0 | 0 | 0 | 0 | 0 | 0 | 0 | 0 | 0 | 0 | 0 | 0 | 0 | 0 | 0 | 0 |  | 0 | 0 | 0 | 0 | 0 | 0 | 0 | 0 | 0 | 0 | 0 | 0 | 0 | 0 | 0 | 0 | 0 | 0 | 0 | 0 | 0 | 0 | 0 | 0 | 0 | 0 | 0 | 0 | 0 | 0 | 0 | 0 | 0 | 0 | 0 | 0 |  | 1 | 1 | 1 | 1 | 1 | 1 | 1 | 1 | 1 | 0
PG&E GBA | Salado | 115 | 0 | 0 | 0 | 0 | 0 | 0 | 0 | 0 | 0 | 0 | 0 | 0 | 0 | 0 | 0 | 0 | 0 | 0 | 0 | 0 |  | 0 | 0 | 0 | 0 | 0 | 0 | 0 | 0 | 0 | 0 | 0 | 0 | 0 | 0 | 0 | 0 | 0 | 0 | 0 | 0 | 0 | 0 | 0 | 0 | 0 | 0 | 0 | 0 | 0 | 0 | 0 | 0 | 0 | 0 | 0 | 0 |  | 0 | 0 | 0 | 0 | 0 | 0 | 0 | 0 | 0 | 0 | 0 | 0 | 0 | 0 | 0 | 0 | 0 | 0 | 0 | 0 | 0 | 0 | 0 | 0 | 0 | 0 | 0 | 0 | 0 | 0 | 0 | 0 | 0 | 0 | 0 | 0 |  | 0 | 0 | 0 | 0 | 0 | 0 | 0 | 0 | 0 | 0 | 0 | 0 | 0 | 0 | 0 | 0 | 0 | 0 | 0 | 0 | 0 | 0 | 0 | 0 | 0 | 0 | 0 | 0 | 0 | 0 | 0 | 0 | 0 | 0 | 0 | 0 |  | 0 | 0 | 0 | 0 | 0 | 0 | 0 | 64.36 | 0 | 0 | 0 | 0 | 95 | 0 | 64.36 | 0 | 0 | 1 | 0 | 0 | 0 | 0 | 0 | 0 | 0 | -2 | 0 | 0 | 0 | 0 | -2 | 0 | 0 | 0 | 0 | 1 |  | 1 | 1 | 1 | 1+ | 1 | 1 | 1+ | 1 | 1 | 1
PG&E GBA | Salado | 60 | 0 | 0 | 0 | 0 | 0 | 0 | 0 | 0 | 0 | 0 | 0 | 0 | 0 | 0 | 0 | 0 | 0 | 0 | 0 | 0 |  | 0 | 0 | 0 | 0 | 0 | 0 | 0 | 0 | 0 | 0 | 0 | 0 | 0 | 0 | 0 | 0 | 0 | 0 | 0 | 0 | 0 | 0 | 0 | 0 | 0 | 0 | 0 | 0 | 0 | 0 | 0 | 0 | 0 | 0 | 0 | 0 |  | 0 | 0 | 0 | 0 | 0 | 0 | 0 | 0 | 0 | 0 | 0 | 0 | 0 | 0 | 20 | 0 | 0 | 1 | 0 | 0 | 0 | 0 | 0 | 0 | 0 | 0 | 0 | 0 | 0 | 0 | 0 | 0 | -2 | 0 | 0 | 1 |  | 0 | 0 | 0 | 0 | 0 | 0 | 0 | 0 | 0 | 0 | 0 | 0 | 0 | 0 | 20 | 0 | 0 | 1 | 0 | 0 | 0 | 0 | 0 | 0 | 0 | 0 | 0 | 0 | 0 | 0 | 0 | 0 | -2 | 0 | 0 | 1 |  | 0 | 0 | 0 | 0 | 0 | 0 | 0 | 0 | 0 | 0 | 0 | 0 | 0 | 0 | 20 | 0 | 0 | 1 | 0 | 0 | 0 | 0 | 0 | 0 | 0 | 0 | 0 | 0 | 0 | 0 | 0 | 0 | 0 | 0 | 0 | 0 |  | 1 | 1 | 1 | 1 | 1 | 1 | 1 | 4+ | 1 | 1
PG&E GBA | Salinas | 115 | 0 | 0 | 60 | 0 | 60 | 0 | 0 | 0 | 0 | 0 | 0 | 0 | 0 | 0 | 0 | 0 | 0 | 0 | 0 | 1 |  | 0 | 0 | 0 | 0 | 0 | 0 | 0 | 0 | 0 | 0 | 0 | 0 | 0 | 0 | 0 | 0 | 0 | 0 | 0 | 0 | 0 | 0 | 2 | 2 | 0 | 0 | 0 | 0 | 0 | 0 | 0 | 0 | 0 | 0 | 0 | 1 |  | 0 | 0 | 0 | 0 | 0 | 0 | 0 | 0 | 0 | 0 | 0 | 0 | 5.2435 | 0 | 2.0715 | 0 | 0 | 1 | 0 | 0 | 0 | 0 | 2 | 2 | 0 | 0 | 0 | 0 | 0 | 0 | -2 | 0 | 0 | 0 | 0 | 1 |  | 0 | 0 | 0 | 0 | 0 | 0 | 0 | 0 | 0 | 0 | 0 | 0 | 5.2435 | 0 | 2.0715 | 0 | 0 | 1 | 0 | 0 | 0 | 0 | 2 | 2 | 0 | 0 | 0 | 0 | 0 | 0 | -2 | 0 | 0 | 0 | 0 | 1 |  | 0 | 0 | 0 | 0 | 0 | 0 | 0 | 0 | 0 | 0 | 0 | 0 | 5.2435 | 0 | 2.0715 | 0 | 0 | 1 | 0 | 0 | 0 | 0 | 2 | 2 | 0 | 0 | 0 | 0 | 0 | 0 | -2 | 0 | 0 | 0 | 0 | 1 |  | 1 | 1 | 5- | 1 | 1 | 1 | 4+ | 1 | 1 | 1
SDGE | Salt Creek | 69 | 0 | 0 | 0 | 0 | 0 | 0 | 0 | 0 | 0 | 0 | 0 | 0 | 0 | 0 | 0 | 0 | 0 | 0 | 0 | 0 |  | 0 | 0 | 0 | 0 | 0 | 0 | 0 | 0 | 0 | 0 | 0 | 0 | 0 | 0 | 0 | 0 | 0 | 0 | 0 | 0 | 0 | 0 | 0 | 0 | 0 | 0 | 0 | 0 | 0 | 0 | 0 | 0 | 0 | 0 | 0 | 0 |  | 0 | 0 | 0 | 0 | 0 | 0 | 0 | 0 | 0 | 0 | 0 | 0 | 0 | 0 | 0 | 0 | 0 | 0 | 0 | 0 | 0 | 0 | 0 | 0 | 0 | 0 | 0 | 0 | 0 | 0 | 0 | 0 | 0 | 0 | 0 | 0 |  | 0 | 0 | 0 | 0 | 0 | 0 | 0 | 0 | 0 | 0 | 0 | 0 | 0 | 0 | 102.04 | 0 | 0 | 1 | 0 | 0 | 0 | 0 | 0 | 0 | 0 | 0 | 0 | 0 | 0 | 0 | 0 | 0 | -2 | 0 | 0 | 1 |  | 0 | 0 | 0 | 0 | 0 | 0 | 0 | 0 | 0 | 0 | 0 | 0 | 0 | 0 | 102.04 | 0 | 0 | 1 | 0 | 0 | 0 | 0 | 0 | 0 | 0 | 0 | 0 | 0 | 0 | 0 | 0 | 0 | -1 | 0 | 0 | 1 |  | 1 | 1 | 1 | 1 | 1 | 1 | 1 | 2+ | 1 | 1
SCE Eastern | San Bernardino | 230 | 0 | 0 | 0 | 0 | 0 | 0 | 0 | 0 | 0 | 0 | 0 | 0 | 0 | 0 | 0 | 0 | 0 | 0 | 0 | 0 |  | 0 | 0 | 0 | 0 | 0 | 0 | 0 | 0 | 0 | 0 | 0 | 0 | 0 | 0 | 0 | 0 | 0 | 0 | 0 | 0 | 0 | 0 | 0 | 0 | 0 | 0 | 0 | 0 | 0 | 0 | 0 | 0 | 0 | 0 | 0 | 0 |  | 0 | 0 | 0 | 0 | 0 | 0 | 0 | 0 | 0 | 0 | 0.05 | 0 | 1.25 | 0 | 2.667 | 0 | 0 | 1 | 0 | 0 | 0 | 0 | 0 | 0 | 0 | 0 | 0 | 0 | -2 | 0 | 0 | 0 | 0 | 0 | 0 | 1 |  | 0 | 0 | 0 | 0 | 0 | 0 | 0 | 0 | 0 | 0 | 0.05 | 0 | 1.25 | 0 | 205.467 | 0 | 0 | 1 | 0 | 0 | 0 | 0 | 0 | 0 | 0 | 0 | 0 | 0 | -2 | 0 | 0 | 0 | -2 | 0 | 0 | 1 |  | 0 | 0 | 0 | 0 | 0 | 0 | 0 | 0 | 0 | 0 | 0.05 | 0 | 3.5 | 0 | 335.067 | 0 | 0 | 1 | 0 | 0 | 0 | 0 | 0 | 0 | 0 | 0 | 0 | 0 | -2 | 0 | -2 | 0 | -1 | 0 | 0 | 1 |  | 1 | 1 | 1 | 1 | 1 | 4+ | 1+ | 2+ | 1 | 1
PG&E GBA | SAN FRAN A (POTRERO PP) | 115 | 0 | 0 | 0 | 0 | 0 | 0 | 0 | 0 | 0 | 0 | 0 | 0 | 100 | 0 | 100 | 0 | 0 | 0 | 0 | 1 |  | 0 | 0 | 0 | 0 | 0 | 0 | 0 | 0 | 0 | 0 | 0 | 0 | 0 | 0 | 0 | 0 | 0 | 0 | 0 | 0 | 0 | 0 | 0 | 0 | 0 | 0 | 0 | 0 | 0 | 2 | 2 | 0 | 0 | 0 | 0 | 1 |  | 0 | 0 | 0 | 0 | 0 | 0 | 0 | 0 | 0 | 0 | 0 | 0 | 0 | 0 | 0 | 0 | 0 | 0 | 0 | 0 | 0 | 0 | 0 | 0 | 0 | 0 | 0 | 0 | 0 | 2 | 2 | 0 | 0 | 0 | 0 | 1 |  | 0 | 0 | 0 | 0 | 0 | 0 | 0 | 0 | 0 | 0 | 0 | 0 | 0 | 0 | 0 | 0 | 0 | 0 | 0 | 0 | 0 | 0 | 0 | 0 | 0 | 0 | 0 | 0 | 0 | 2 | 2 | 0 | 0 | 0 | 0 | 1 |  | 0 | 0 | 0 | 0 | 0 | 0 | 0 | 0 | 0 | 0 | 0 | 0 | 0 | 0 | 0 | 0 | 0 | 0 | 0 | 0 | 0 | 0 | 0 | 0 | 0 | 0 | 0 | 0 | 0 | 2 | 2 | 0 | 0 | 0 | 0 | 1 |  | 1 | 1 | 1 | 1 | 1 | 1 | 5- | 1 | 1 | 1
PG&E GBA | SAN FRAN A (POTRERO PP) | 230 | 0 | 0 | 0 | 0 | 0 | 0 | 0 | 0 | 0 | 0 | 0 | 0 | 0 | 0 | 0 | 0 | 0 | 0 | 0 | 0 |  | 0 | 0 | 0 | 0 | 0 | 0 | 0 | 0 | 0 | 0 | 0 | 0 | 0 | 0 | 0 | 0 | 0 | 0 | 0 | 0 | 0 | 0 | 0 | 0 | 0 | 0 | 0 | 0 | 0 | 0 | 0 | 0 | 0 | 0 | 0 | 0 |  | 0 | 0 | 0 | 0 | 0 | 0 | 0 | 0 | 0 | 0 | 0 | 0 | 2.95 | 0 | 0.036 | 0 | 0 | 1 | 0 | 0 | 0 | 0 | 0 | 0 | 0 | 0 | 0 | 0 | 0 | 0 | 0 | 0 | 0 | 0 | 0 | 0 |  | 0 | 0 | 0 | 0 | 0 | 0 | 0 | 0 | 0 | 0 | 0 | 0 | 2.95 | 0 | 0.036 | 0 | 0 | 1 | 0 | 0 | 0 | 0 | 0 | 0 | 0 | 0 | 0 | 0 | 0 | 0 | 0 | 0 | 0 | 0 | 0 | 0 |  | 0 | 0 | 0 | 0 | 0 | 0 | 0 | 0 | 0 | 0 | 0 | 0 | 2.95 | 0 | 0.036 | 0 | 0 | 1 | 0 | 0 | 0 | 0 | 0 | 0 | 0 | 0 | 0 | 0 | 0 | 0 | 0 | 0 | 0 | 0 | 0 | 0 |  | 1 | 1 | 1 | 1 | 1 | 1 | 1 | 1 | 1 | 0
PG&E GBA | San Jose A | 115 | 0 | 0 | 0 | 0 | 0 | 0 | 0 | 0 | 0 | 0 | 0 | 0 | 0 | 0 | 0 | 0 | 0 | 0 | 0 | 0 |  | 0 | 0 | 0 | 0 | 0 | 0 | 0 | 0 | 0 | 0 | 0 | 0 | 0 | 0 | 0 | 0 | 0 | 0 | 0 | 0 | 0 | 0 | 0 | 0 | 0 | 0 | 0 | 0 | 0 | 0 | 0 | 0 | 0 | 0 | 0 | 0 |  | 0 | 0 | 0 | 0 | 0 | 0 | 0 | 0 | 0 | 0 | 0 | 0 | 0 | 0 | 0 | 0 | 0 | 0 | 0 | 0 | 0 | 0 | 0 | 0 | 0 | 0 | 0 | 0 | 0 | 0 | 0 | 0 | 0 | 0 | 0 | 0 |  | 0 | 0 | 0 | 0 | 0 | 0 | 0 | 0 | 0 | 0 | 0 | 0 | 0 | 0 | 0 | 0 | 0 | 0 | 0 | 0 | 0 | 0 | 0 | 0 | 0 | 0 | 0 | 0 | 0 | 0 | 0 | 0 | 0 | 0 | 0 | 0 |  | 0 | 0 | 0 | 0 | 0 | 0 | 0 | 0 | 0 | 0 | 0 | 0 | 0 | 0 | 0 | 0 | 0 | 0 | 0 | 0 | 0 | 0 | 0 | 0 | 0 | 0 | 0 | 0 | 0 | 0 | 0 | 0 | 0 | 0 | 0 | 0 |  | 1 | 1 | 1 | 1 | 1 | 1 | 1 | 1 | 1 | 0
PG&E GBA | San Jose B | 115 | 0 | 0 | 0 | 0 | 0 | 0 | 0 | 0 | 0 | 0 | 0 | 0 | 0 | 0 | 0 | 0 | 0 | 0 | 0 | 0 |  | 0 | 0 | 0 | 0 | 0 | 0 | 0 | 0 | 0 | 0 | 0 | 0 | 0 | 0 | 0 | 0 | 0 | 0 | 0 | 0 | 0 | 0 | 0 | 0 | 0 | 0 | 0 | 0 | 0 | 0 | 0 | 0 | 0 | 0 | 0 | 0 |  | 0 | 0 | 0 | 0 | 0 | 0 | 0 | 0 | 0 | 0 | 0 | 0 | 0 | 0 | 0 | 0 | 0 | 0 | 0 | 0 | 0 | 0 | 0 | 0 | 0 | 0 | 0 | 0 | 0 | 0 | 0 | 0 | 0 | 0 | 0 | 0 |  | 0 | 0 | 0 | 0 | 0 | 0 | 0 | 0 | 0 | 0 | 0 | 0 | 0 | 0 | 0 | 0 | 0 | 0 | 0 | 0 | 0 | 0 | 0 | 0 | 0 | 0 | 0 | 0 | 0 | 0 | 0 | 0 | 0 | 0 | 0 | 0 |  | 0 | 0 | 0 | 0 | 0 | 0 | 0 | 0 | 0 | 0 | 0 | 0 | 0 | 0 | 0 | 0 | 0 | 0 | 0 | 0 | 0 | 0 | 0 | 0 | 0 | 0 | 0 | 0 | 0 | 0 | 0 | 0 | 0 | 0 | 0 | 0 |  | 1 | 1 | 1 | 1 | 1 | 1 | 1 | 1 | 1 | 0
PG&E GBA | San Leandro U | 115 | 0 | 0 | 0 | 0 | 0 | 0 | 0 | 0 | 0 | 0 | 0 | 0 | 70 | 0 | 70 | 0 | 0 | 0 | 0 | 1 |  | 0 | 0 | 0 | 0 | 0 | 0 | 0 | 0 | 0 | 0 | 0 | 0 | 0 | 0 | 0 | 0 | 0 | 0 | 0 | 0 | 0 | 0 | 0 | 0 | 0 | 0 | 0 | 0 | 0 | 2 | 2 | 0 | 0 | 0 | 0 | 1 |  | 0 | 0 | 0 | 0 | 0 | 0 | 0 | 0 | 0 | 0 | 0 | 0 | 2 | 0 | 0 | 0 | 0 | 1 | 0 | 0 | 0 | 0 | 0 | 0 | 0 | 0 | 0 | 0 | 0 | 2 | 2 | 0 | 0 | 0 | 0 | 1 |  | 0 | 0 | 0 | 0 | 0 | 0 | 0 | 0 | 0 | 0 | 0 | 0 | 2 | 0 | 0 | 0 | 0 | 1 | 0 | 0 | 0 | 0 | 0 | 0 | 0 | 0 | 0 | 0 | 0 | 2 | 2 | 0 | 0 | 0 | 0 | 1 |  | 0 | 0 | 0 | 0 | 0 | 0 | 0 | 0 | 0 | 0 | 0 | 0 | 2 | 0 | 0 | 0 | 0 | 1 | 0 | 0 | 0 | 0 | 0 | 0 | 0 | 0 | 0 | 0 | 0 | 2 | 2 | 0 | 0 | 0 | 0 | 1 |  | 1 | 1 | 1 | 1 | 1 | 1 | 5- | 1 | 1 | 1
PG&E KERN | San Luis Obispo | 115 | 0 | 0 | 0 | 0 | 0 | 0 | 0 | 0 | 0 | 0 | 0 | 0 | 0 | 0 | 0 | 0 | 0 | 0 | 0 | 0 |  | 0 | 0 | 0 | 0 | 0 | 0 | 0 | 0 | 0 | 0 | 0 | 0 | 0 | 0 | 0 | 0 | 0 | 0 | 0 | 0 | 0 | 0 | 0 | 0 | 0 | 0 | 0 | 0 | 0 | 0 | 0 | 0 | 0 | 0 | 0 | 0 |  | 0 | 0 | 0 | 0 | 0 | 0 | 0 | 0 | 0 | 0 | 0 | 0 | 0 | 0 | 0 | 0 | 0 | 0 | 0 | 0 | 0 | 0 | 0 | 0 | 0 | 0 | 0 | 0 | 0 | 0 | 0 | 0 | 0 | 0 | 0 | 0 |  | 0 | 0 | 0 | 0 | 0 | 0 | 0 | 0 | 0 | 0 | 0 | 0 | 0 | 0 | 0 | 0 | 0 | 0 | 0 | 0 | 0 | 0 | 0 | 0 | 0 | 0 | 0 | 0 | 0 | 0 | 0 | 0 | 0 | 0 | 0 | 0 |  | 0 | 0 | 0 | 0 | 0 | 0 | 0 | 0 | 0 | 0 | 0 | 0 | 0 | 0 | 0 | 0 | 0 | 0 | 0 | 0 | 0 | 0 | 0 | 0 | 0 | 0 | 0 | 0 | 0 | 0 | 0 | 0 | 0 | 0 | 0 | 0 |  | 1 | 1 | 1 | 1 | 1 | 1 | 1 | 1 | 1 | 0
PG&E KERN | San Luis Obispo | 70 | 0 | 0 | 0 | 0 | 0 | 0 | 0 | 0 | 0 | 0 | 0 | 0 | 0 | 0 | 0 | 0 | 0 | 0 | 0 | 0 |  | 0 | 0 | 0 | 0 | 0 | 0 | 0 | 0 | 0 | 0 | 0 | 0 | 0 | 0 | 0 | 0 | 0 | 0 | 0 | 0 | 0 | 0 | 0 | 0 | 0 | 0 | 0 | 0 | 0 | 0 | 0 | 0 | 0 | 0 | 0 | 0 |  | 0 | 0 | 0 | 0 | 0 | 0 | 0 | 0 | 0 | 0 | 0 | 0 | 0 | 0 | 0 | 0 | 0 | 0 | 0 | 0 | 0 | 0 | 0 | 0 | 0 | 0 | 0 | 0 | 0 | 0 | 0 | 0 | 0 | 0 | 0 | 0 |  | 0 | 0 | 0 | 0 | 0 | 0 | 0 | 0 | 0 | 0 | 0 | 0 | 0 | 0 | 0 | 0 | 0 | 0 | 0 | 0 | 0 | 0 | 0 | 0 | 0 | 0 | 0 | 0 | 0 | 0 | 0 | 0 | 0 | 0 | 0 | 0 |  | 0 | 0 | 0 | 0 | 0 | 0 | 0 | 0 | 0 | 0 | 0 | 0 | 0 | 0 | 0 | 0 | 0 | 0 | 0 | 0 | 0 | 0 | 0 | 0 | 0 | 0 | 0 | 0 | 0 | 0 | 0 | 0 | 0 | 0 | 0 | 0 |  | 1 | 1 | 1 | 1 | 1 | 1 | 1 | 1 | 1 | 0
SDGE | San Luis Rey | 230 | 0 | 0 | 0 | 0 | 0 | 0 | 0 | 0 | 0 | 0 | 0 | 0 | 0 | 0 | 0 | 0 | 0 | 0 | 0 | 0 |  | 0 | 0 | 0 | 0 | 0 | 0 | 0 | 0 | 0 | 0 | 0 | 0 | 0 | 0 | 0 | 0 | 0 | 0 | 0 | 0 | 0 | 0 | 0 | 0 | 0 | 0 | 0 | 0 | 0 | 0 | 0 | 0 | 0 | 0 | 0 | 0 |  | 0 | 0 | 0 | 0 | 0 | 0 | 0 | 0 | 0 | 0 | 0 | 0 | 0 | 0 | 0 | 0 | 0 | 0 | 0 | 0 | 0 | 0 | 0 | 0 | 0 | 0 | 0 | 0 | 0 | 0 | 0 | 0 | 0 | 0 | 0 | 0 |  | 0 | 0 | 0 | 0 | 0 | 0 | 0 | 0 | 0 | 0 | 0 | 0 | 0 | 0 | 256 | 0 | 0 | 1 | 0 | 0 | 0 | 0 | 0 | 0 | 0 | 0 | 0 | 0 | 0 | 0 | 0 | 0 | -2 | 0 | 0 | 1 |  | 0 | 0 | 0 | 0 | 0 | 0 | 0 | 0 | 0 | 0 | 0 | 0 | 0 | 0 | 256 | 0 | 0 | 1 | 0 | 0 | 0 | 0 | 0 | 0 | 0 | 0 | 0 | 0 | 0 | 0 | 0 | 0 | -1 | 0 | 0 | 1 |  | 1 | 1 | 1 | 1 | 1 | 1 | 1 | 2+ | 1 | 1
SDGE | San Luis Rey | 69 | 0 | 0 | 0 | 0 | 0 | 0 | 0 | 0 | 0 | 0 | 0 | 0 | 0 | 0 | 0 | 0 | 0 | 0 | 0 | 0 |  | 0 | 0 | 0 | 0 | 0 | 0 | 0 | 0 | 0 | 0 | 0 | 0 | 0 | 0 | 0 | 0 | 0 | 0 | 0 | 0 | 0 | 0 | 0 | 0 | 0 | 0 | 0 | 0 | 0 | 0 | 0 | 0 | 0 | 0 | 0 | 0 |  | 0 | 0 | 0 | 0 | 0 | 0 | 0 | 0 | 0 | 0 | 0 | 0 | 0 | 0 | 0 | 0 | 0 | 0 | 0 | 0 | 0 | 0 | 0 | 0 | 0 | 0 | 0 | 0 | 0 | 0 | 0 | 0 | 0 | 0 | 0 | 0 |  | 0 | 0 | 0 | 0 | 0 | 0 | 0 | 0 | 0 | 0 | 0 | 0 | 0 | 0 | 0 | 0 | 0 | 0 | 0 | 0 | 0 | 0 | 0 | 0 | 0 | 0 | 0 | 0 | 0 | 0 | 0 | 0 | 0 | 0 | 0 | 0 |  | 0 | 0 | 0 | 0 | 0 | 0 | 0 | 0 | 0 | 0 | 0 | 0 | 0 | 0 | 0 | 0 | 0 | 0 | 0 | 0 | 0 | 0 | 0 | 0 | 0 | 0 | 0 | 0 | 0 | 0 | 0 | 0 | 0 | 0 | 0 | 0 |  | 1 | 1 | 1 | 1 | 1 | 1 | 1 | 1 | 1 | 0
SDGE | San Marcos | 69 | 0 | 0 | 0 | 0 | 0 | 0 | 0 | 0 | 0 | 0 | 0 | 0 | 0 | 0 | 0 | 0 | 0 | 0 | 0 | 0 |  | 0 | 0 | 0 | 0 | 0 | 0 | 0 | 0 | 0 | 0 | 0 | 0 | 0 | 0 | 0 | 0 | 0 | 0 | 0 | 0 | 0 | 0 | 0 | 0 | 0 | 0 | 0 | 0 | 0 | 0 | 0 | 0 | 0 | 0 | 0 | 0 |  | 0 | 0 | 0 | 0 | 0 | 0 | 0 | 0 | 0 | 0 | 0 | 0 | 0 | 0 | 0 | 0 | 0 | 0 | 0 | 0 | 0 | 0 | 0 | 0 | 0 | 0 | 0 | 0 | 0 | 0 | 0 | 0 | 0 | 0 | 0 | 0 |  | 0 | 0 | 0 | 0 | 0 | 0 | 0 | 0 | 0 | 0 | 0 | 0 | 0 | 0 | 0 | 0 | 0 | 0 | 0 | 0 | 0 | 0 | 0 | 0 | 0 | 0 | 0 | 0 | 0 | 0 | 0 | 0 | 0 | 0 | 0 | 0 |  | 0 | 0 | 0 | 0 | 0 | 0 | 0 | 0 | 0 | 0 | 0 | 0 | 0 | 0 | 0 | 0 | 0 | 0 | 0 | 0 | 0 | 0 | 0 | 0 | 0 | 0 | 0 | 0 | 0 | 0 | 0 | 0 | 0 | 0 | 0 | 0 |  | 1 | 1 | 1 | 1 | 1 | 1 | 1 | 1 | 1 | 0
SCE Metro | San Onofre | 230 | 0 | 0 | 0 | 0 | 0 | 0 | 0 | 0 | 0 | 0 | 0 | 0 | 0 | 0 | 0 | 0 | 0 | 0 | 0 | 0 |  | 0 | 0 | 0 | 0 | 0 | 0 | 0 | 0 | 0 | 0 | 0 | 0 | 0 | 0 | 0 | 0 | 0 | 0 | 0 | 0 | 0 | 0 | 0 | 0 | 0 | 0 | 0 | 0 | 0 | 0 | 0 | 0 | 0 | 0 | 0 | 0 |  | 0 | 0 | 0 | 0 | 0 | 0 | 0 | 0 | 0 | 0 | 0 | 0 | 0 | 0 | 0 | 0 | 0 | 0 | 0 | 0 | 0 | 0 | 0 | 0 | 0 | 0 | 0 | 0 | 0 | 0 | 0 | 0 | 0 | 0 | 0 | 0 |  | 0 | 0 | 0 | 0 | 0 | 0 | 0 | 0 | 0 | 0 | 0 | 0 | 0 | 0 | 0 | 0 | 0 | 0 | 0 | 0 | 0 | 0 | 0 | 0 | 0 | 0 | 0 | 0 | 0 | 0 | 0 | 0 | 0 | 0 | 0 | 0 |  | 0 | 0 | 0 | 0 | 0 | 0 | 0 | 0 | 0 | 0 | 0 | 0 | 0 | 0 | 0 | 0 | 0 | 0 | 0 | 0 | 0 | 0 | 0 | 0 | 0 | 0 | 0 | 0 | 0 | 0 | 0 | 0 | 0 | 0 | 0 | 0 |  | 1 | 1 | 1 | 1 | 1 | 1 | 1 | 1 | 1 | 0
PG&E GBA | San Pablo | 115 | 0 | 0 | 0 | 0 | 0 | 0 | 0 | 0 | 0 | 0 | 0 | 0 | 0 | 40 | 40 | 0 | 0 | 0 | 0 | 1 |  | 0 | 0 | 0 | 0 | 0 | 0 | 0 | 0 | 0 | 0 | 0 | 0 | 0 | 0 | 0 | 0 | 0 | 0 | 0 | 0 | 0 | 0 | 0 | 0 | 0 | 0 | 0 | 0 | 0 | 0 | 2 | 0 | 0 | 0 | 0 | 1 |  | 0 | 0 | 0 | 0 | 0 | 0 | 0 | 0 | 0 | 0 | 0 | 0 | 0 | 0 | 0 | 0 | 0 | 0 | 0 | 0 | 0 | 0 | 0 | 0 | 0 | 0 | 0 | 0 | 0 | 0 | 2 | 0 | 0 | 0 | 0 | 1 |  | 0 | 0 | 0 | 0 | 0 | 0 | 0 | 0 | 0 | 0 | 0 | 0 | 0 | 0 | 0 | 0 | 0 | 0 | 0 | 0 | 0 | 0 | 0 | 0 | 0 | 0 | 0 | 0 | 0 | 0 | 2 | 0 | 0 | 0 | 0 | 1 |  | 0 | 0 | 0 | 0 | 0 | 0 | 0 | 0 | 0 | 0 | 0 | 0 | 0 | 0 | 0 | 0 | 0 | 0 | 0 | 0 | 0 | 0 | 0 | 0 | 0 | 0 | 0 | 0 | 0 | 0 | 2 | 0 | 0 | 0 | 0 | 1 |  | 1 | 1 | 1 | 1 | 1 | 1 | 5- | 1 | 1 | 1
PG&E GBA | San Ramon | 230 | 0 | 0 | 0 | 0 | 0 | 0 | 0 | 0 | 0 | 0 | 0 | 0 | 0 | 0 | 0 | 0 | 0 | 0 | 0 | 0 |  | 0 | 0 | 0 | 0 | 0 | 0 | 0 | 0 | 0 | 0 | 0 | 0 | 0 | 0 | 0 | 0 | 0 | 0 | 0 | 0 | 0 | 0 | 0 | 0 | 0 | 0 | 0 | 0 | 0 | 0 | 0 | 0 | 0 | 0 | 0 | 0 |  | 0 | 0 | 0 | 0 | 0 | 0 | 0 | 0 | 0 | 0 | 0 | 0 | 0 | 0 | 0 | 0 | 0 | 0 | 0 | 0 | 0 | 0 | 0 | 0 | 0 | 0 | 0 | 0 | 0 | 0 | 0 | 0 | 0 | 0 | 0 | 0 |  | 0 | 0 | 0 | 0 | 0 | 0 | 0 | 0 | 0 | 0 | 0 | 0 | 0 | 0 | 0 | 0 | 0 | 0 | 0 | 0 | 0 | 0 | 0 | 0 | 0 | 0 | 0 | 0 | 0 | 0 | 0 | 0 | 0 | 0 | 0 | 0 |  | 0 | 0 | 0 | 0 | 0 | 0 | 0 | 0 | 0 | 0 | 0 | 0 | 0 | 0 | 0 | 0 | 0 | 0 | 0 | 0 | 0 | 0 | 0 | 0 | 0 | 0 | 0 | 0 | 0 | 0 | 0 | 0 | 0 | 0 | 0 | 0 |  | 1 | 1 | 1 | 1 | 1 | 1 | 1 | 1 | 1 | 0
SDGE | San Ysidro | 69 | 0 | 0 | 0 | 0 | 0 | 0 | 0 | 0 | 0 | 0 | 0 | 0 | 0 | 0 | 0 | 0 | 0 | 0 | 0 | 0 |  | 0 | 0 | 0 | 0 | 0 | 0 | 0 | 0 | 0 | 0 | 0 | 0 | 0 | 0 | 0 | 0 | 0 | 0 | 0 | 0 | 0 | 0 | 0 | 0 | 0 | 0 | 0 | 0 | 0 | 0 | 0 | 0 | 0 | 0 | 0 | 0 |  | 0 | 0 | 0 | 0 | 0 | 0 | 0 | 0 | 0 | 0 | 0 | 0 | 0 | 0 | 0 | 0 | 0 | 0 | 0 | 0 | 0 | 0 | 0 | 0 | 0 | 0 | 0 | 0 | 0 | 0 | 0 | 0 | 0 | 0 | 0 | 0 |  | 0 | 0 | 0 | 0 | 0 | 0 | 0 | 0 | 0 | 0 | 0 | 0 | 0 | 0 | 0 | 0 | 0 | 0 | 0 | 0 | 0 | 0 | 0 | 0 | 0 | 0 | 0 | 0 | 0 | 0 | 0 | 0 | 0 | 0 | 0 | 0 |  | 0 | 0 | 0 | 0 | 0 | 0 | 0 | 0 | 0 | 0 | 0 | 0 | 0 | 0 | 3 | 0 | 0 | 1 | 0 | 0 | 0 | 0 | 0 | 0 | 0 | 0 | 0 | 0 | 0 | 0 | 0 | 0 | 0 | 0 | 0 | 0 |  | 1 | 1 | 1 | 1 | 1 | 1 | 1 | 1 | 1 | 0
SCE NOL | Sandlot | 230 | 0 | 0 | 0 | 0 | 0 | 0 | 0 | 0 | 0 | 0 | 0 | 0 | 0 | 0 | 0 | 0 | 0 | 0 | 0 | 0 |  | 0 | 0 | 0 | 0 | 0 | 0 | 0 | 0 | 0 | 0 | 0 | 0 | 0 | 0 | 0 | 0 | 0 | 0 | 0 | 0 | 0 | 0 | 0 | 0 | 0 | 0 | 0 | 0 | 0 | 0 | 0 | 0 | 0 | 0 | 0 | 0 |  | 0 | 0 | 0 | 0 | 0 | 0 | 0 | 0 | 0 | 0 | 0 | 0 | 0 | 0 | 0 | 0 | 0 | 0 | 0 | 0 | 0 | 0 | 0 | 0 | 0 | 0 | 0 | 0 | 0 | 0 | 0 | 0 | 0 | 0 | 0 | 0 |  | 0 | 0 | 0 | 0 | 0 | 0 | 0 | 0 | 0 | 0 | 0 | 0 | 0 | 0 | 0 | 0 | 0 | 0 | 0 | 0 | 0 | 0 | 0 | 0 | 0 | 0 | 0 | 0 | 0 | 0 | 0 | 0 | 0 | 0 | 0 | 0 |  | 0 | 0 | 0 | 0 | 0 | 0 | 0 | 0 | 0 | 0 | 0 | 0 | 0 | 0 | 0 | 0 | 0 | 0 | 0 | 0 | 0 | 0 | 0 | 0 | 0 | 0 | 0 | 0 | 0 | 0 | 0 | 0 | 0 | 0 | 0 | 0 |  | 1 | 1 | 1 | 1 | 1 | 1 | 1 | 1 | 1 | 0
EOP | Sandy | 138 | 0 | 0 | 0 | 0 | 0 | 0 | 0 | 0 | 0 | 0 | 0 | 0 | 0 | 0 | 0 | 0 | 0 | 0 | 0 | 0 |  | 0 | 0 | 0 | 0 | 0 | 0 | 0 | 0 | 0 | 0 | 0 | 0 | 0 | 0 | 0 | 0 | 0 | 0 | 0 | 0 | 0 | 0 | 0 | 0 | 0 | 0 | 0 | 0 | 0 | 0 | 0 | 0 | 0 | 0 | 0 | 0 |  | 0 | 0 | 0 | 0 | 0 | 0 | 0 | 0 | 0 | 0 | 0 | 0 | 0 | 0 | 0 | 0 | 0 | 0 | 0 | 0 | 0 | 0 | 0 | 0 | 0 | 0 | 0 | 0 | 0 | 0 | 0 | 0 | 0 | 0 | 0 | 0 |  | 0 | 0 | 0 | 0 | 0 | 0 | 0 | 0 | 0 | 0 | 0 | 0 | 0 | 0 | 0 | 0 | 0 | 0 | 0 | 0 | 0 | 0 | 0 | 0 | 0 | 0 | 0 | 0 | 0 | 0 | 0 | 0 | 0 | 0 | 0 | 0 |  | 0 | 0 | 0 | 0 | 0 | 0 | 0 | 0 | 0 | 0 | 0 | 0 | 0 | 0 | 0 | 0 | 0 | 0 | 0 | 0 | 0 | 0 | 0 | 0 | 0 | 0 | 0 | 0 | 0 | 0 | 0 | 0 | 0 | 0 | 0 | 0 |  | 1 | 1 | 1 | 1 | 1 | 1 | 1 | 1 | 1 | 0
PG&E FRESNO | Sanger | 115 | 0 | 0 | 0 | 0 | 0 | 0 | 0 | 0 | 0 | 0 | 0 | 0 | 0 | 0 | 0 | 0 | 0 | 0 | 0 | 0 |  | 0 | 0 | 0 | 0 | 0 | 0 | 0 | 0 | 0 | 0 | 0 | 0 | 0 | 0 | 0 | 0 | 0 | 0 | 0 | 0 | 0 | 0 | 0 | 0 | 0 | 0 | 0 | 0 | 0 | 0 | 0 | 0 | 0 | 0 | 0 | 0 |  | 0 | 0 | 0 | 0 | 0 | 0 | 0 | 0 | 0 | 0 | 0 | 0 | 0 | 200 | 203.699 | 0 | 0 | 1 | 0 | 0 | 0 | 0 | 0 | 0 | 0 | 0 | 0 | 0 | 0 | 0 | 0 | -2 | -2 | 0 | 0 | 1 |  | 0 | 0 | 0 | 0 | 0 | 0 | 0 | 0 | 0 | 0 | 0 | 0 | 0 | 200 | 203.699 | 0 | 0 | 1 | 0 | 0 | 0 | 0 | 0 | 0 | 0 | 0 | 0 | 0 | 0 | 0 | 0 | -2 | -2 | 0 | 0 | 1 |  | 0 | 0 | 0 | 0 | 0 | 0 | 0 | 0 | 0 | 0 | 0 | 0 | 0 | 200 | 203.699 | 0 | 0 | 1 | 0 | 0 | 0 | 0 | 0 | 0 | 0 | 0 | 0 | 0 | 0 | 0 | 0 | -2 | -2 | 0 | 0 | 1 |  | 1 | 1 | 1 | 1 | 1 | 1 | 1 | 4+ | 1 | 1
SCE Northern | Santa Clara | 230 | 0 | 0 | 0 | 0 | 0 | 0 | 0 | 0 | 0 | 0 | 0 | 0 | 0 | 0 | 0 | 0 | 0 | 0 | 0 | 0 |  | 0 | 0 | 0 | 0 | 0 | 0 | 0 | 0 | 0 | 0 | 0 | 0 | 0 | 0 | 0 | 0 | 0 | 0 | 0 | 0 | 0 | 0 | 0 | 0 | 0 | 0 | 0 | 0 | 0 | 0 | 0 | 0 | 0 | 0 | 0 | 0 |  | 0 | 0 | 0 | 0 | 0 | 0 | 0 | 0 | 0 | 0 | 0 | 0 | 0 | 0 | 0 | 0 | 0 | 0 | 0 | 0 | 0 | 0 | 0 | 0 | 0 | 0 | 0 | 0 | 0 | 0 | 0 | 0 | 0 | 0 | 0 | 0 |  | 0 | 0 | 0 | 0 | 0 | 0 | 0 | 0 | 0 | 0 | 0 | 0 | 0 | 0 | 0 | 0 | 0 | 0 | 0 | 0 | 0 | 0 | 0 | 0 | 0 | 0 | 0 | 0 | 0 | 0 | 0 | 0 | 0 | 0 | 0 | 0 |  | 0 | 0 | 0 | 0 | 0 | 0 | 0 | 0 | 0 | 0 | 0 | 0 | 0 | 19.08 | 192 | 0 | 0 | 1 | 0 | 0 | 0 | 0 | 0 | 0 | 0 | 0 | 0 | 0 | 0 | 0 | 0 | -2 | -2 | 0 | 0 | 1 |  | 1 | 1 | 1 | 1 | 1 | 1 | 1 | 1+ | 1 | 1
PG&E NGBA | Santa Rosa A | 115 | 0 | 0 | 0 | 0 | 0 | 0 | 0 | 0 | 0 | 0 | 0 | 0 | 0 | 0 | 0 | 0 | 0 | 0 | 0 | 0 |  | 0 | 0 | 0 | 0 | 0 | 0 | 0 | 0 | 0 | 0 | 0 | 0 | 0 | 0 | 0 | 0 | 0 | 0 | 0 | 0 | 0 | 0 | 0 | 0 | 0 | 0 | 0 | 0 | 0 | 0 | 0 | 0 | 0 | 0 | 0 | 0 |  | 0 | 0 | 0 | 0 | 0 | 0 | 0 | 0 | 0 | 0 | 0 | 0 | 0 | 0 | 1.8786 | 0 | 0 | 1 | 0 | 0 | 0 | 0 | 0 | 0 | 0 | 0 | 0 | 0 | 0 | 0 | 0 | 0 | 0 | 0 | 0 | 0 |  | 0 | 0 | 0 | 0 | 0 | 0 | 0 | 0 | 0 | 0 | 0 | 0 | 0 | 0 | 1.8786 | 0 | 0 | 1 | 0 | 0 | 0 | 0 | 0 | 0 | 0 | 0 | 0 | 0 | 0 | 0 | 0 | 0 | 0 | 0 | 0 | 0 |  | 0 | 0 | 0 | 0 | 0 | 0 | 0 | 0 | 0 | 0 | 0 | 0 | 1.396 | 0 | 1.8786 | 0 | 0 | 1 | 0 | 0 | 0 | 0 | 0 | 0 | 0 | 0 | 0 | 0 | 0 | 0 | 0 | 0 | 0 | 0 | 0 | 0 |  | 1 | 1 | 1 | 1 | 1 | 1 | 1 | 1 | 1 | 0
PG&E GBA | Santa Teresa | 115 | 0 | 0 | 0 | 0 | 0 | 0 | 0 | 0 | 0 | 0 | 0 | 0 | 0 | 0 | 0 | 0 | 0 | 0 | 0 | 0 |  | 0 | 0 | 0 | 0 | 0 | 0 | 0 | 0 | 0 | 0 | 0 | 0 | 0 | 0 | 0 | 0 | 0 | 0 | 0 | 0 | 0 | 0 | 0 | 0 | 0 | 0 | 0 | 0 | 0 | 0 | 0 | 0 | 0 | 0 | 0 | 0 |  | 0 | 0 | 0 | 0 | 0 | 0 | 0 | 0 | 0 | 0 | 0 | 0 | 0 | 100 | 101.888 | 0 | 0 | 1 | 0 | 0 | 0 | 0 | 0 | 0 | 0 | 0 | 0 | 0 | 0 | 0 | 0 | -2 | -2 | 0 | 0 | 1 |  | 0 | 0 | 0 | 0 | 0 | 0 | 0 | 0 | 0 | 0 | 0 | 0 | 0 | 100 | 101.888 | 0 | 0 | 1 | 0 | 0 | 0 | 0 | 0 | 0 | 0 | 0 | 0 | 0 | 0 | 0 | 0 | -2 | -2 | 0 | 0 | 1 |  | 0 | 0 | 0 | 0 | 0 | 0 | 0 | 0 | 0 | 0 | 0 | 0 | 0 | 100 | 101.888 | 0 | 0 | 1 | 0 | 0 | 0 | 0 | 0 | 0 | 0 | 0 | 0 | 0 | 0 | 0 | 0 | -2 | -2 | 0 | 0 | 1 |  | 1 | 1 | 1 | 1 | 1 | 1 | 1 | 4+ | 1 | 1
SDGE | Santee | 138 | 0 | 0 | 0 | 0 | 0 | 0 | 0 | 0 | 0 | 0 | 0 | 0 | 0 | 0 | 0 | 0 | 0 | 0 | 0 | 0 |  | 0 | 0 | 0 | 0 | 0 | 0 | 0 | 0 | 0 | 0 | 0 | 0 | 0 | 0 | 0 | 0 | 0 | 0 | 0 | 0 | 0 | 0 | 0 | 0 | 0 | 0 | 0 | 0 | 0 | 0 | 0 | 0 | 0 | 0 | 0 | 0 |  | 0 | 0 | 0 | 0 | 0 | 0 | 0 | 0 | 0 | 0 | 0 | 0 | 0 | 0 | 0 | 0 | 0 | 0 | 0 | 0 | 0 | 0 | 0 | 0 | 0 | 0 | 0 | 0 | 0 | 0 | 0 | 0 | 0 | 0 | 0 | 0 |  | 0 | 0 | 0 | 0 | 0 | 0 | 0 | 0 | 0 | 0 | 0 | 0 | 0 | 0 | 0 | 0 | 0 | 0 | 0 | 0 | 0 | 0 | 0 | 0 | 0 | 0 | 0 | 0 | 0 | 0 | 0 | 0 | 0 | 0 | 0 | 0 |  | 0 | 0 | 0 | 0 | 0 | 0 | 0 | 0 | 0 | 0 | 0 | 0 | 0 | 10 | 10 | 0 | 0 | 1 | 0 | 0 | 0 | 0 | 0 | 0 | 0 | 0 | 0 | 0 | 0 | 0 | 0 | -2 | -2 | 0 | 0 | 1 |  | 1 | 1 | 1 | 1 | 1 | 1 | 1 | 1+ | 1 | 1
SCE Metro | Santiago | 230 | 0 | 0 | 0 | 0 | 0 | 0 | 0 | 0 | 0 | 0 | 0 | 0 | 0 | 0 | 0 | 0 | 300 | 300 | 0 | 1 |  | 0 | 0 | 0 | 0 | 0 | 0 | 0 | 0 | 0 | 0 | 0 | 0 | 0 | 0 | 0 | 0 | 0 | 0 | 0 | 0 | 0 | 0 | 0 | 0 | 0 | 0 | 0 | 0 | 0 | 0 | 0 | 2 | 2 | 0 | 0 | 1 |  | 0 | 0 | 0 | 0 | 0 | 0 | 0 | 0 | 0 | 0 | 0 | 0 | 0.233 | 0 | 0 | 0 | 0 | 1 | 0 | 0 | 0 | 0 | 0 | 0 | 0 | 0 | 0 | 0 | 0 | 0 | 0 | 2 | 2 | 0 | 0 | 1 |  | 0 | 0 | 0 | 0 | 0 | 0 | 0 | 0 | 0 | 0 | 0 | 0 | 0.233 | 0 | 0 | 0 | 0 | 1 | 0 | 0 | 0 | 0 | 0 | 0 | 0 | 0 | 0 | 0 | 0 | 0 | 0 | 2 | 2 | 0 | 0 | 1 |  | 0 | 0 | 0 | 0 | 0 | 0 | 0 | 0 | 0 | 0 | 0 | 0 | 0.233 | 0 | 0 | 0 | 0 | 1 | 0 | 0 | 0 | 0 | 0 | 0 | 0 | 0 | 0 | 0 | 0 | 0 | 0 | 2 | 2 | 0 | 0 | 1 |  | 1 | 1 | 1 | 1 | 1 | 1 | 1 | 5- | 1 | 1
PG&E GBA | Saratoga | 230 | 0 | 0 | 0 | 0 | 0 | 0 | 0 | 0 | 0 | 0 | 0 | 0 | 0 | 0 | 0 | 0 | 0 | 0 | 0 | 0 |  | 0 | 0 | 0 | 0 | 0 | 0 | 0 | 0 | 0 | 0 | 0 | 0 | 0 | 0 | 0 | 0 | 0 | 0 | 0 | 0 | 0 | 0 | 0 | 0 | 0 | 0 | 0 | 0 | 0 | 0 | 0 | 0 | 0 | 0 | 0 | 0 |  | 0 | 0 | 0 | 0 | 0 | 0 | 0 | 0 | 0 | 0 | 0 | 0 | 0 | 0 | 0 | 0 | 0 | 0 | 0 | 0 | 0 | 0 | 0 | 0 | 0 | 0 | 0 | 0 | 0 | 0 | 0 | 0 | 0 | 0 | 0 | 0 |  | 0 | 0 | 0 | 0 | 0 | 0 | 0 | 0 | 0 | 0 | 0 | 0 | 0 | 0 | 0 | 0 | 0 | 0 | 0 | 0 | 0 | 0 | 0 | 0 | 0 | 0 | 0 | 0 | 0 | 0 | 0 | 0 | 0 | 0 | 0 | 0 |  | 0 | 0 | 0 | 0 | 0 | 0 | 0 | 0 | 0 | 0 | 0 | 0 | 0 | 0 | 0 | 0 | 0 | 0 | 0 | 0 | 0 | 0 | 0 | 0 | 0 | 0 | 0 | 0 | 0 | 0 | 0 | 0 | 0 | 0 | 0 | 0 |  | 1 | 1 | 1 | 1 | 1 | 1 | 1 | 1 | 1 | 0
SCE Northern | Saugus | 230 | 0 | 0 | 0 | 0 | 0 | 0 | 0 | 0 | 0 | 0 | 0 | 0 | 0 | 0 | 0 | 0 | 0 | 0 | 0 | 0 |  | 0 | 0 | 0 | 0 | 0 | 0 | 0 | 0 | 0 | 0 | 0 | 0 | 0 | 0 | 0 | 0 | 0 | 0 | 0 | 0 | 0 | 0 | 0 | 0 | 0 | 0 | 0 | 0 | 0 | 0 | 0 | 0 | 0 | 0 | 0 | 0 |  | 0 | 0 | 0 | 0 | 0 | 0 | 0 | 0 | 0 | 0 | 0 | 0 | 0 | 0 | 0 | 0 | 0 | 0 | 0 | 0 | 0 | 0 | 0 | 0 | 0 | 0 | 0 | 0 | 0 | 0 | 0 | 0 | 0 | 0 | 0 | 0 |  | 0 | 0 | 0 | 0 | 0 | 0 | 0 | 0 | 0 | 0 | 0 | 0 | 0 | 0 | 0 | 0 | 0 | 0 | 0 | 0 | 0 | 0 | 0 | 0 | 0 | 0 | 0 | 0 | 0 | 0 | 0 | 0 | 0 | 0 | 0 | 0 |  | 0 | 0 | 0 | 0 | 0 | 0 | 0 | 0 | 0 | 0 | 0 | 0 | 0 | 0 | 0 | 0 | 0 | 0 | 0 | 0 | 0 | 0 | 0 | 0 | 0 | 0 | 0 | 0 | 0 | 0 | 0 | 0 | 0 | 0 | 0 | 0 |  | 1 | 1 | 1 | 1 | 1 | 1 | 1 | 1 | 1 | 0
PG&E FRESNO | Schindler | 115 | 0 | 0 | 0 | 0 | 0 | 0 | 0 | 0 | 0 | 0 | 0 | 0 | 110 | 0 | 110 | 0 | 0 | 0 | 0 | 1 |  | 0 | 0 | 0 | 0 | 0 | 0 | 0 | 0 | 0 | 0 | 0 | 0 | 0 | 0 | 0 | 0 | 0 | 0 | 0 | 0 | 0 | 0 | 0 | 0 | 0 | 0 | 0 | 0 | 0 | 2 | 2 | 0 | 0 | 0 | 0 | 1 |  | 0 | 0 | 0 | 0 | 0 | 0 | 0 | 0 | 0 | 0 | 0 | 0 | 0 | 6 | 60 | 0 | 0 | 1 | 0 | 0 | 0 | 0 | 0 | 0 | 0 | 0 | 0 | 0 | 0 | 2 | 2 | -2 | -2 | 0 | 0 | 1 |  | 0 | 0 | 0 | 0 | 0 | 0 | 0 | 0 | 0 | 0 | 0 | 0 | 0 | 6 | 60 | 0 | 0 | 1 | 0 | 0 | 0 | 0 | 0 | 0 | 0 | 0 | 0 | 0 | 0 | 2 | 2 | -2 | -2 | 0 | 0 | 1 |  | 0 | 0 | 0 | 0 | 0 | 0 | 0 | 0 | 0 | 0 | 0 | 0 | 0 | 6 | 60 | 0 | 0 | 1 | 0 | 0 | 0 | 0 | 0 | 0 | 0 | 0 | 0 | 0 | 0 | 2 | 2 | -2 | -2 | 0 | 0 | 1 |  | 1 | 1 | 1 | 1 | 1 | 1 | 5- | 4+ | 1 | 1
PG&E FRESNO | Schindler | 70 | 0 | 0 | 0 | 0 | 0 | 0 | 0 | 0 | 0 | 0 | 0 | 0 | 0 | 0 | 0 | 0 | 0 | 0 | 0 | 0 |  | 0 | 0 | 0 | 0 | 0 | 0 | 0 | 0 | 0 | 0 | 0 | 0 | 0 | 0 | 0 | 0 | 0 | 0 | 0 | 0 | 0 | 0 | 0 | 0 | 0 | 0 | 0 | 0 | 0 | 0 | 0 | 0 | 0 | 0 | 0 | 0 |  | 0 | 0 | 0 | 0 | 0 | 0 | 0 | 0 | 0 | 0 | 0 | 0 | 0 | 0 | 0 | 0 | 0 | 0 | 0 | 0 | 0 | 0 | 0 | 0 | 0 | 0 | 0 | 0 | 0 | 0 | 0 | 0 | 0 | 0 | 0 | 0 |  | 0 | 0 | 0 | 0 | 0 | 0 | 0 | 0 | 0 | 0 | 0 | 0 | 0 | 0 | 0 | 0 | 0 | 0 | 0 | 0 | 0 | 0 | 0 | 0 | 0 | 0 | 0 | 0 | 0 | 0 | 0 | 0 | 0 | 0 | 0 | 0 |  | 0 | 0 | 0 | 0 | 0 | 0 | 0 | 0 | 0 | 0 | 0 | 0 | 0 | 0 | 0 | 0 | 0 | 0 | 0 | 0 | 0 | 0 | 0 | 0 | 0 | 0 | 0 | 0 | 0 | 0 | 0 | 0 | 0 | 0 | 0 | 0 |  | 1 | 1 | 1 | 1 | 1 | 1 | 1 | 1 | 1 | 0
PG&E GBA | Schulte | 115 | 0 | 0 | 0 | 0 | 0 | 0 | 0 | 0 | 0 | 0 | 0 | 0 | 40 | 0 | 40 | 0 | 0 | 0 | 0 | 1 |  | 0 | 0 | 0 | 0 | 0 | 0 | 0 | 0 | 0 | 0 | 0 | 0 | 0 | 0 | 0 | 0 | 0 | 0 | 0 | 0 | 0 | 0 | 0 | 0 | 0 | 0 | 0 | 0 | 0 | 2 | 2 | 0 | 0 | 0 | 0 | 1 |  | 0 | 0 | 0 | 0 | 0 | 0 | 0 | 0 | 0 | 0 | 0 | 0 | 0 | 130 | 253.55 | 0 | 0 | 1 | 0 | 0 | 0 | 0 | 0 | 0 | 0 | 0 | 0 | 0 | 0 | 2 | 2 | -2 | -2 | 0 | 0 | 1 |  | 0 | 0 | 0 | 0 | 0 | 0 | 0 | 0 | 0 | 0 | 0 | 0 | 0 | 130 | 716.12 | 0 | 0 | 1 | 0 | 0 | 0 | 0 | 0 | 0 | 0 | 0 | 0 | 0 | 0 | 2 | 2 | -2 | -2 | 0 | 0 | 1 |  | 0 | 0 | 0 | 0 | 0 | 0 | 0 | 0 | 0 | 0 | 0 | 0 | 0 | 130 | 716.12 | 0 | 0 | 1 | 0 | 0 | 0 | 0 | 0 | 0 | 0 | 0 | 0 | 0 | 0 | 2 | 2 | -2 | -2 | 0 | 0 | 1 |  | 1 | 1 | 1 | 1 | 1 | 1 | 5- | 4+ | 1 | 1
SDGE | Scripps | 69 | 0 | 0 | 0 | 0 | 0 | 0 | 0 | 0 | 0 | 0 | 0 | 0 | 0 | 0 | 0 | 0 | 0 | 0 | 0 | 0 |  | 0 | 0 | 0 | 0 | 0 | 0 | 0 | 0 | 0 | 0 | 0 | 0 | 0 | 0 | 0 | 0 | 0 | 0 | 0 | 0 | 0 | 0 | 0 | 0 | 0 | 0 | 0 | 0 | 0 | 0 | 0 | 0 | 0 | 0 | 0 | 0 |  | 0 | 0 | 0 | 0 | 0 | 0 | 0 | 0 | 0 | 0 | 0 | 0 | 0 | 0 | 0 | 0 | 0 | 0 | 0 | 0 | 0 | 0 | 0 | 0 | 0 | 0 | 0 | 0 | 0 | 0 | 0 | 0 | 0 | 0 | 0 | 0 |  | 0 | 0 | 0 | 0 | 0 | 0 | 0 | 0 | 0 | 0 | 0 | 0 | 0 | 0 | 71.3 | 0 | 0 | 1 | 0 | 0 | 0 | 0 | 0 | 0 | 0 | 0 | 0 | 0 | 0 | 0 | 0 | 0 | -2 | 0 | 0 | 1 |  | 0 | 0 | 0 | 0 | 0 | 0 | 0 | 0 | 0 | 0 | 0 | 0 | 0 | 0 | 71.3 | 0 | 0 | 1 | 0 | 0 | 0 | 0 | 0 | 0 | 0 | 0 | 0 | 0 | 0 | 0 | 0 | 0 | 0 | 0 | 0 | 0 |  | 1 | 1 | 1 | 1 | 1 | 1 | 1 | 2+ | 1 | 1
PG&E KERN | Semitropic | 115 | 0 | 0 | 0 | 0 | 0 | 0 | 0 | 0 | 0 | 0 | 0 | 0 | 0 | 95 | 95 | 0 | 0 | 0 | 0 | 1 |  | 0 | 0 | 0 | 0 | 0 | 0 | 0 | 0 | 0 | 0 | 0 | 0 | 0 | 0 | 0 | 0 | 0 | 0 | 0 | 0 | 0 | 0 | 0 | 0 | 0 | 0 | 0 | 0 | 0 | 0 | 2 | 0 | 0 | 0 | 0 | 1 |  | 0 | 0 | 0 | 0 | 0 | 0 | 0 | 0 | 0 | 0 | 0 | 0 | 0 | 0 | 0 | 0 | 0 | 0 | 0 | 0 | 0 | 0 | 0 | 0 | 0 | 0 | 0 | 0 | 0 | 0 | 2 | 0 | 0 | 0 | 0 | 1 |  | 0 | 0 | 0 | 0 | 0 | 0 | 0 | 0 | 0 | 0 | 0 | 0 | 0 | 0 | 0 | 0 | 0 | 0 | 0 | 0 | 0 | 0 | 0 | 0 | 0 | 0 | 0 | 0 | 0 | 0 | 2 | 0 | 0 | 0 | 0 | 1 |  | 0 | 0 | 0 | 0 | 0 | 0 | 0 | 0 | 0 | 0 | 0 | 0 | 0 | 0 | 0 | 0 | 0 | 0 | 0 | 0 | 0 | 0 | 0 | 0 | 0 | 0 | 0 | 0 | 0 | 0 | 2 | 0 | 0 | 0 | 0 | 1 |  | 1 | 1 | 1 | 1 | 1 | 1 | 5- | 1 | 1 | 1
SCE Metro | Serrano | 230 | 0 | 0 | 0 | 0 | 0 | 0 | 0 | 0 | 0 | 0 | 0 | 0 | 0 | 0 | 0 | 0 | 0 | 0 | 0 | 0 |  | 0 | 0 | 0 | 0 | 0 | 0 | 0 | 0 | 0 | 0 | 0 | 0 | 0 | 0 | 0 | 0 | 0 | 0 | 0 | 0 | 0 | 0 | 0 | 0 | 0 | 0 | 0 | 0 | 0 | 0 | 0 | 0 | 0 | 0 | 0 | 0 |  | 0 | 0 | 0 | 0 | 0 | 0 | 0 | 0 | 0 | 0 | 0 | 0 | 0 | 0 | 0 | 0 | 0 | 0 | 0 | 0 | 0 | 0 | 0 | 0 | 0 | 0 | 0 | 0 | 0 | 0 | 0 | 0 | 0 | 0 | 0 | 0 |  | 0 | 0 | 0 | 0 | 0 | 0 | 0 | 0 | 0 | 0 | 0 | 0 | 0 | 0 | 0 | 0 | 0 | 0 | 0 | 0 | 0 | 0 | 0 | 0 | 0 | 0 | 0 | 0 | 0 | 0 | 0 | 0 | 0 | 0 | 0 | 0 |  | 0 | 0 | 0 | 0 | 0 | 0 | 0 | 0 | 0 | 0 | 0 | 0 | 0 | 0 | 0 | 0 | 0 | 0 | 0 | 0 | 0 | 0 | 0 | 0 | 0 | 0 | 0 | 0 | 0 | 0 | 0 | 0 | 0 | 0 | 0 | 0 |  | 1 | 1 | 1 | 1 | 1 | 1 | 1 | 1 | 1 | 0
SCE Metro | Serrano | 500 | 0 | 0 | 0 | 0 | 0 | 0 | 0 | 0 | 0 | 0 | 0 | 0 | 0 | 0 | 0 | 0 | 400 | 400 | 0 | 1 |  | 0 | 0 | 0 | 0 | 0 | 0 | 0 | 0 | 0 | 0 | 0 | 0 | 0 | 0 | 0 | 0 | 0 | 0 | 0 | 0 | 0 | 0 | 0 | 0 | 0 | 0 | 0 | 0 | 0 | 0 | 0 | 2 | 2 | 0 | 0 | 1 |  | 0 | 0 | 0 | 0 | 0 | 0 | 0 | 0 | 0 | 0 | 0 | 0 | 0 | 0 | 0 | 0 | 0 | 0 | 0 | 0 | 0 | 0 | 0 | 0 | 0 | 0 | 0 | 0 | 0 | 0 | 0 | 2 | 2 | 0 | 0 | 1 |  | 0 | 0 | 0 | 0 | 0 | 0 | 0 | 0 | 0 | 0 | 0 | 0 | 0 | 0 | 0 | 0 | 0 | 0 | 0 | 0 | 0 | 0 | 0 | 0 | 0 | 0 | 0 | 0 | 0 | 0 | 0 | 2 | 2 | 0 | 0 | 1 |  | 0 | 0 | 0 | 0 | 0 | 0 | 0 | 0 | 0 | 0 | 0 | 0 | 0 | 0 | 0 | 0 | 0 | 0 | 0 | 0 | 0 | 0 | 0 | 0 | 0 | 0 | 0 | 0 | 0 | 0 | 0 | 2 | 2 | 0 | 0 | 1 |  | 1 | 1 | 1 | 1 | 1 | 1 | 1 | 5- | 1 | 1
SDGE | Shadowridge | 138 | 0 | 0 | 0 | 0 | 0 | 0 | 0 | 0 | 0 | 0 | 0 | 0 | 0 | 0 | 0 | 0 | 0 | 0 | 0 | 0 |  | 0 | 0 | 0 | 0 | 0 | 0 | 0 | 0 | 0 | 0 | 0 | 0 | 0 | 0 | 0 | 0 | 0 | 0 | 0 | 0 | 0 | 0 | 0 | 0 | 0 | 0 | 0 | 0 | 0 | 0 | 0 | 0 | 0 | 0 | 0 | 0 |  | 0 | 0 | 0 | 0 | 0 | 0 | 0 | 0 | 0 | 0 | 0 | 0 | 0 | 0 | 0 | 0 | 0 | 0 | 0 | 0 | 0 | 0 | 0 | 0 | 0 | 0 | 0 | 0 | 0 | 0 | 0 | 0 | 0 | 0 | 0 | 0 |  | 0 | 0 | 0 | 0 | 0 | 0 | 0 | 0 | 0 | 0 | 0 | 0 | 0 | 0 | 0 | 0 | 0 | 0 | 0 | 0 | 0 | 0 | 0 | 0 | 0 | 0 | 0 | 0 | 0 | 0 | 0 | 0 | 0 | 0 | 0 | 0 |  | 0 | 0 | 0 | 0 | 0 | 0 | 0 | 0 | 0 | 0 | 0 | 0 | 0 | 0 | 0 | 0 | 0 | 0 | 0 | 0 | 0 | 0 | 0 | 0 | 0 | 0 | 0 | 0 | 0 | 0 | 0 | 0 | 0 | 0 | 0 | 0 |  | 1 | 1 | 1 | 1 | 1 | 1 | 1 | 1 | 1 | 0
PG&E KERN | Shafter | 115 | 0 | 0 | 0 | 0 | 0 | 0 | 0 | 0 | 0 | 0 | 0 | 0 | 0 | 100 | 100 | 0 | 0 | 0 | 0 | 1 |  | 0 | 0 | 0 | 0 | 0 | 0 | 0 | 0 | 0 | 0 | 0 | 0 | 0 | 0 | 0 | 0 | 0 | 0 | 0 | 0 | 0 | 0 | 0 | 0 | 0 | 0 | 0 | 0 | 0 | 0 | 2 | 0 | 0 | 0 | 0 | 1 |  | 0 | 0 | 0 | 0 | 0 | 0 | 0 | 0 | 0 | 0 | 0 | 0 | 0 | 0 | 0 | 0 | 0 | 0 | 0 | 0 | 0 | 0 | 0 | 0 | 0 | 0 | 0 | 0 | 0 | 0 | 2 | 0 | 0 | 0 | 0 | 1 |  | 0 | 0 | 0 | 0 | 0 | 0 | 0 | 0 | 0 | 0 | 0 | 0 | 102.254 | 0 | 101.7635 | 0 | 0 | 1 | 0 | 0 | 0 | 0 | 0 | 0 | 0 | 0 | 0 | 0 | 0 | 0 | 0 | 0 | -2 | 0 | 0 | 1 |  | 0 | 0 | 0 | 0 | 0 | 0 | 0 | 0 | 0 | 0 | 0 | 0 | 108.388 | 0 | 101.7635 | 0 | 0 | 1 | 0 | 0 | 0 | 0 | 0 | 0 | 0 | 0 | 0 | 0 | 0 | 0 | 0 | 0 | -1 | 0 | 0 | 1 |  | 1 | 1 | 1 | 1 | 1 | 1 | 1 | 2+ | 1 | 1
PG&E NGBA | Silverado | 115 | 0 | 0 | 0 | 0 | 0 | 0 | 0 | 0 | 0 | 0 | 0 | 0 | 0 | 0 | 0 | 0 | 0 | 0 | 0 | 0 |  | 0 | 0 | 0 | 0 | 0 | 0 | 0 | 0 | 0 | 0 | 0 | 0 | 0 | 0 | 0 | 0 | 0 | 0 | 0 | 0 | 0 | 0 | 0 | 0 | 0 | 0 | 0 | 0 | 0 | 0 | 0 | 0 | 0 | 0 | 0 | 0 |  | 0 | 0 | 0 | 0 | 0 | 0 | 0 | 0 | 0 | 0 | 0 | 0 | 0 | 0 | 0 | 0 | 0 | 0 | 0 | 0 | 0 | 0 | 0 | 0 | 0 | 0 | 0 | 0 | 0 | 0 | 0 | 0 | 0 | 0 | 0 | 0 |  | 0 | 0 | 0 | 0 | 0 | 0 | 0 | 0 | 0 | 0 | 0 | 0 | 0 | 0 | 0 | 0 | 0 | 0 | 0 | 0 | 0 | 0 | 0 | 0 | 0 | 0 | 0 | 0 | 0 | 0 | 0 | 0 | 0 | 0 | 0 | 0 |  | 0 | 0 | 0 | 0 | 0 | 0 | 0 | 0 | 0 | 0 | 0 | 0 | 0 | 0 | 0 | 0 | 0 | 0 | 0 | 0 | 0 | 0 | 0 | 0 | 0 | 0 | 0 | 0 | 0 | 0 | 0 | 0 | 0 | 0 | 0 | 0 |  | 1 | 1 | 1 | 1 | 1 | 1 | 1 | 1 | 1 | 0
SDGE | Silvergate | 230 | 0 | 0 | 0 | 0 | 0 | 0 | 0 | 0 | 0 | 0 | 0 | 0 | 60 | 0 | 60 | 0 | 0 | 0 | 0 | 1 |  | 0 | 0 | 0 | 0 | 0 | 0 | 0 | 0 | 0 | 0 | 0 | 0 | 0 | 0 | 0 | 0 | 0 | 0 | 0 | 0 | 0 | 0 | 0 | 0 | 0 | 0 | 0 | 0 | 0 | 2 | 2 | 0 | 0 | 0 | 0 | 1 |  | 0 | 0 | 0 | 0 | 0 | 0 | 0 | 0 | 0 | 0 | 0 | 0 | 0 | 0 | 0 | 0 | 0 | 0 | 0 | 0 | 0 | 0 | 0 | 0 | 0 | 0 | 0 | 0 | 0 | 2 | 2 | 0 | 0 | 0 | 0 | 1 |  | 0 | 0 | 0 | 0 | 0 | 0 | 0 | 0 | 0 | 0 | 0 | 0 | 0 | 0 | 213.5487 | 0 | 0 | 1 | 0 | 0 | 0 | 0 | 0 | 0 | 0 | 0 | 0 | 0 | 0 | 2 | 2 | 0 | -2 | 0 | 0 | 1 |  | 0 | 0 | 0 | 0 | 0 | 0 | 0 | 0 | 0 | 0 | 0 | 0 | 0 | 0 | 213.5487 | 0 | 0 | 1 | 0 | 0 | 0 | 0 | 0 | 0 | 0 | 0 | 0 | 0 | 0 | 2 | 2 | 0 | -1 | 0 | 0 | 1 |  | 1 | 1 | 1 | 1 | 1 | 1 | 5- | 2+ | 1 | 1
SDGE | Silvergate | 69 | 0 | 0 | 0 | 0 | 0 | 0 | 0 | 0 | 0 | 0 | 0 | 0 | 0 | 0 | 0 | 0 | 0 | 0 | 0 | 0 |  | 0 | 0 | 0 | 0 | 0 | 0 | 0 | 0 | 0 | 0 | 0 | 0 | 0 | 0 | 0 | 0 | 0 | 0 | 0 | 0 | 0 | 0 | 0 | 0 | 0 | 0 | 0 | 0 | 0 | 0 | 0 | 0 | 0 | 0 | 0 | 0 |  | 0 | 0 | 0 | 0 | 0 | 0 | 0 | 0 | 0 | 0 | 0 | 0 | 0 | 0 | 0 | 0 | 0 | 0 | 0 | 0 | 0 | 0 | 0 | 0 | 0 | 0 | 0 | 0 | 0 | 0 | 0 | 0 | 0 | 0 | 0 | 0 |  | 0 | 0 | 0 | 0 | 0 | 0 | 0 | 0 | 0 | 0 | 0 | 0 | 0 | 0 | 0 | 0 | 0 | 0 | 0 | 0 | 0 | 0 | 0 | 0 | 0 | 0 | 0 | 0 | 0 | 0 | 0 | 0 | 0 | 0 | 0 | 0 |  | 0 | 0 | 0 | 0 | 0 | 0 | 0 | 0 | 0 | 0 | 0 | 0 | 0 | 0 | 0 | 0 | 0 | 0 | 0 | 0 | 0 | 0 | 0 | 0 | 0 | 0 | 0 | 0 | 0 | 0 | 0 | 0 | 0 | 0 | 0 | 0 |  | 1 | 1 | 1 | 1 | 1 | 1 | 1 | 1 | 1 | 0
PG&E KERN | Sisquoc | 115 | 0 | 0 | 0 | 0 | 0 | 0 | 0 | 0 | 0 | 0 | 0 | 0 | 0 | 100 | 100 | 0 | 0 | 0 | 0 | 1 |  | 0 | 0 | 0 | 0 | 0 | 0 | 0 | 0 | 0 | 0 | 0 | 0 | 0 | 0 | 0 | 0 | 0 | 0 | 0 | 0 | 0 | 0 | 0 | 0 | 0 | 0 | 0 | 0 | 0 | 0 | 2 | 0 | 0 | 0 | 0 | 1 |  | 0 | 0 | 0 | 0 | 0 | 0 | 0 | 0 | 0 | 0 | 0 | 0 | 0 | 0 | 0 | 0 | 0 | 0 | 0 | 0 | 0 | 0 | 0 | 0 | 0 | 0 | 0 | 0 | 0 | 0 | 2 | 0 | 0 | 0 | 0 | 1 |  | 0 | 0 | 0 | 0 | 0 | 0 | 0 | 0 | 0 | 0 | 0 | 0 | 0 | 0 | 0 | 0 | 0 | 0 | 0 | 0 | 0 | 0 | 0 | 0 | 0 | 0 | 0 | 0 | 0 | 0 | 2 | 0 | 0 | 0 | 0 | 1 |  | 0 | 0 | 0 | 0 | 0 | 0 | 0 | 0 | 0 | 0 | 0 | 0 | 0 | 0 | 0 | 0 | 0 | 0 | 0 | 0 | 0 | 0 | 0 | 0 | 0 | 0 | 0 | 0 | 0 | 0 | 2 | 0 | 0 | 0 | 0 | 1 |  | 1 | 1 | 1 | 1 | 1 | 1 | 5- | 1 | 1 | 1
EOP | Sloan Canyon | 230 | 0 | 0 | 321 | 0 | 321 | 0 | 0 | 0 | 0 | 0 | 0 | 0 | 0 | 0 | 0 | 0 | 0 | 0 | 0 | 1 |  | 0 | 0 | 0 | 0 | 0 | 0 | 0 | 0 | 0 | 0 | 0 | 0 | 0 | 0 | 0 | 0 | 0 | 0 | 0 | 0 | 0 | 0 | 2 | 2 | 0 | 0 | 0 | 0 | 0 | 0 | 0 | 0 | 0 | 0 | 0 | 1 |  | 0 | 0 | 0 | 0 | 65.8196 | 310 | 0 | 0 | 0 | 0 | 0 | 0 | 0 | 95 | 95 | 0 | 0 | 1 | 0 | 0 | 0 | 0 | 2 | 0 | 0 | 0 | 0 | 0 | 0 | 0 | 0 | -2 | -2 | 0 | 0 | 1 |  | 0 | 0 | 0 | 0 | 65.8196 | 310 | 0 | 0 | 0 | 0 | 0 | 0 | 0 | 95 | 95 | 0 | 0 | 1 | 0 | 0 | 0 | 0 | 2 | 0 | 0 | 0 | 0 | 0 | 0 | 0 | 0 | -2 | -2 | 0 | 0 | 1 |  | 0 | 0 | 0 | 0 | 65.8196 | 310 | 0 | 0 | 0 | 0 | 0 | 0 | 0 | 95 | 95 | 0 | 0 | 1 | 0 | 0 | 0 | 0 | 2 | 0 | 0 | 0 | 0 | 0 | 0 | 0 | 0 | -2 | -2 | 0 | 0 | 1 |  | 1 | 1 | 1 | 1 | 1 | 1 | 1 | 4+ | 1 | 1
EOP | Sloan Canyon | 500 | 0 | 0 | 0 | 0 | 0 | 0 | 0 | 0 | 0 | 0 | 0 | 0 | 0 | 0 | 0 | 0 | 0 | 0 | 0 | 0 |  | 0 | 0 | 0 | 0 | 0 | 0 | 0 | 0 | 0 | 0 | 0 | 0 | 0 | 0 | 0 | 0 | 0 | 0 | 0 | 0 | 0 | 0 | 0 | 0 | 0 | 0 | 0 | 0 | 0 | 0 | 0 | 0 | 0 | 0 | 0 | 0 |  | 0 | 0 | 0 | 0 | 0 | 0 | 0 | 0 | 0 | 0 | 0 | 0 | 0 | 0 | 0 | 0 | 0 | 0 | 0 | 0 | 0 | 0 | 0 | 0 | 0 | 0 | 0 | 0 | 0 | 0 | 0 | 0 | 0 | 0 | 0 | 0 |  | 0 | 0 | 0 | 0 | 0 | 0 | 0 | 0 | 0 | 0 | 0 | 0 | 0 | 0 | 0 | 0 | 0 | 0 | 0 | 0 | 0 | 0 | 0 | 0 | 0 | 0 | 0 | 0 | 0 | 0 | 0 | 0 | 0 | 0 | 0 | 0 |  | 0 | 0 | 0 | 0 | 0 | 0 | 0 | 0 | 0 | 0 | 0 | 0 | 0 | 0 | 0 | 0 | 0 | 0 | 0 | 0 | 0 | 0 | 0 | 0 | 0 | 0 | 0 | 0 | 0 | 0 | 0 | 0 | 0 | 0 | 0 | 0 |  | 1 | 1 | 1 | 1 | 1 | 1 | 1 | 1 | 1 | 0
PG&E KERN | Smyrna | 115 | 0 | 0 | 0 | 0 | 0 | 0 | 0 | 0 | 0 | 0 | 0 | 0 | 0 | 0 | 0 | 0 | 0 | 0 | 0 | 0 |  | 0 | 0 | 0 | 0 | 0 | 0 | 0 | 0 | 0 | 0 | 0 | 0 | 0 | 0 | 0 | 0 | 0 | 0 | 0 | 0 | 0 | 0 | 0 | 0 | 0 | 0 | 0 | 0 | 0 | 0 | 0 | 0 | 0 | 0 | 0 | 0 |  | 0 | 0 | 0 | 0 | 0 | 0 | 0 | 0 | 0 | 0 | 0 | 0 | 0 | 0 | 0 | 0 | 0 | 0 | 0 | 0 | 0 | 0 | 0 | 0 | 0 | 0 | 0 | 0 | 0 | 0 | 0 | 0 | 0 | 0 | 0 | 0 |  | 0 | 0 | 0 | 0 | 0 | 0 | 0 | 0 | 0 | 0 | 0 | 0 | 0 | 0 | 0 | 0 | 0 | 0 | 0 | 0 | 0 | 0 | 0 | 0 | 0 | 0 | 0 | 0 | 0 | 0 | 0 | 0 | 0 | 0 | 0 | 0 |  | 0 | 0 | 0 | 0 | 0 | 0 | 0 | 0 | 0 | 0 | 0 | 0 | 0 | 0 | 0 | 0 | 0 | 0 | 0 | 0 | 0 | 0 | 0 | 0 | 0 | 0 | 0 | 0 | 0 | 0 | 0 | 0 | 0 | 0 | 0 | 0 |  | 1 | 1 | 1 | 1 | 1 | 1 | 1 | 1 | 1 | 0
PG&E GBA | Sobrante | 115 | 0 | 0 | 0 | 0 | 0 | 0 | 0 | 0 | 0 | 0 | 0 | 0 | 0 | 40 | 40 | 0 | 0 | 0 | 0 | 1 |  | 0 | 0 | 0 | 0 | 0 | 0 | 0 | 0 | 0 | 0 | 0 | 0 | 0 | 0 | 0 | 0 | 0 | 0 | 0 | 0 | 0 | 0 | 0 | 0 | 0 | 0 | 0 | 0 | 0 | 0 | 2 | 0 | 0 | 0 | 0 | 1 |  | 0 | 0 | 0 | 0 | 0 | 0 | 0 | 0 | 0 | 0 | 0 | 0 | 0 | 0 | 0 | 0 | 0 | 0 | 0 | 0 | 0 | 0 | 0 | 0 | 0 | 0 | 0 | 0 | 0 | 0 | 2 | 0 | 0 | 0 | 0 | 1 |  | 0 | 0 | 0 | 0 | 0 | 0 | 0 | 0 | 0 | 0 | 0 | 0 | 0 | 0 | 0 | 0 | 0 | 0 | 0 | 0 | 0 | 0 | 0 | 0 | 0 | 0 | 0 | 0 | 0 | 0 | 2 | 0 | 0 | 0 | 0 | 1 |  | 0 | 0 | 0 | 0 | 0 | 0 | 0 | 0 | 0 | 0 | 0 | 0 | 0 | 0 | 0 | 0 | 0 | 0 | 0 | 0 | 0 | 0 | 0 | 0 | 0 | 0 | 0 | 0 | 0 | 0 | 2 | 0 | 0 | 0 | 0 | 1 |  | 1 | 1 | 1 | 1 | 1 | 1 | 5- | 1 | 1 | 1
PG&E GBA | Sobrante | 230 | 0 | 0 | 0 | 0 | 0 | 0 | 0 | 0 | 0 | 0 | 0 | 0 | 0 | 0 | 0 | 0 | 0 | 0 | 0 | 0 |  | 0 | 0 | 0 | 0 | 0 | 0 | 0 | 0 | 0 | 0 | 0 | 0 | 0 | 0 | 0 | 0 | 0 | 0 | 0 | 0 | 0 | 0 | 0 | 0 | 0 | 0 | 0 | 0 | 0 | 0 | 0 | 0 | 0 | 0 | 0 | 0 |  | 0 | 0 | 0 | 0 | 0 | 0 | 0 | 0 | 0 | 0 | 0 | 0 | 0 | 0 | 0 | 0 | 0 | 0 | 0 | 0 | 0 | 0 | 0 | 0 | 0 | 0 | 0 | 0 | 0 | 0 | 0 | 0 | 0 | 0 | 0 | 0 |  | 0 | 0 | 0 | 0 | 0 | 0 | 0 | 0 | 0 | 0 | 0 | 0 | 0 | 0 | 0 | 0 | 0 | 0 | 0 | 0 | 0 | 0 | 0 | 0 | 0 | 0 | 0 | 0 | 0 | 0 | 0 | 0 | 0 | 0 | 0 | 0 |  | 0 | 0 | 0 | 0 | 0 | 0 | 0 | 0 | 0 | 0 | 0 | 0 | 0 | 0 | 0 | 0 | 0 | 0 | 0 | 0 | 0 | 0 | 0 | 0 | 0 | 0 | 0 | 0 | 0 | 0 | 0 | 0 | 0 | 0 | 0 | 0 |  | 1 | 1 | 1 | 1 | 1 | 1 | 1 | 1 | 1 | 0
PG&E KERN | Solar | 230 | 0 | 0 | 0 | 0 | 0 | 0 | 0 | 0 | 0 | 0 | 0 | 0 | 0 | 0 | 0 | 0 | 0 | 0 | 0 | 0 |  | 0 | 0 | 0 | 0 | 0 | 0 | 0 | 0 | 0 | 0 | 0 | 0 | 0 | 0 | 0 | 0 | 0 | 0 | 0 | 0 | 0 | 0 | 0 | 0 | 0 | 0 | 0 | 0 | 0 | 0 | 0 | 0 | 0 | 0 | 0 | 0 |  | 0 | 0 | 0 | 0 | 0 | 0 | 0 | 0 | 0 | 0 | 0 | 0 | 0 | 0 | 0 | 0 | 0 | 0 | 0 | 0 | 0 | 0 | 0 | 0 | 0 | 0 | 0 | 0 | 0 | 0 | 0 | 0 | 0 | 0 | 0 | 0 |  | 0 | 0 | 0 | 0 | 0 | 0 | 0 | 0 | 0 | 0 | 0 | 0 | 0 | 0 | 0 | 0 | 0 | 0 | 0 | 0 | 0 | 0 | 0 | 0 | 0 | 0 | 0 | 0 | 0 | 0 | 0 | 0 | 0 | 0 | 0 | 0 |  | 0 | 0 | 0 | 0 | 0 | 0 | 0 | 0 | 0 | 0 | 0 | 0 | 0 | 0 | 0 | 0 | 0 | 0 | 0 | 0 | 0 | 0 | 0 | 0 | 0 | 0 | 0 | 0 | 0 | 0 | 0 | 0 | 0 | 0 | 0 | 0 |  | 1 | 1 | 1 | 1 | 1 | 1 | 1 | 1 | 1 | 0
PG&E GBA | Soledad | 115 | 0 | 0 | 50 | 0 | 50 | 0 | 0 | 0 | 0 | 0 | 0 | 0 | 0 | 0 | 0 | 0 | 0 | 0 | 0 | 1 |  | 0 | 0 | 0 | 0 | 0 | 0 | 0 | 0 | 0 | 0 | 0 | 0 | 0 | 0 | 0 | 0 | 0 | 0 | 0 | 0 | 0 | 0 | 2 | 2 | 0 | 0 | 0 | 0 | 0 | 0 | 0 | 0 | 0 | 0 | 0 | 1 |  | 0 | 0 | 0 | 0 | 0 | 0 | 0 | 0 | 0 | 0 | 0 | 0 | 0 | 0 | 0 | 0 | 0 | 0 | 0 | 0 | 0 | 0 | 2 | 2 | 0 | 0 | 0 | 0 | 0 | 0 | 0 | 0 | 0 | 0 | 0 | 1 |  | 0 | 0 | 0 | 0 | 0 | 0 | 0 | 0 | 0 | 0 | 0 | 0 | 0 | 0 | 0 | 0 | 0 | 0 | 0 | 0 | 0 | 0 | 2 | 2 | 0 | 0 | 0 | 0 | 0 | 0 | 0 | 0 | 0 | 0 | 0 | 1 |  | 0 | 0 | 0 | 0 | 0 | 0 | 0 | 0 | 0 | 0 | 0 | 0 | 0.96 | 0 | 0 | 0 | 0 | 1 | 0 | 0 | 0 | 0 | 2 | 2 | 0 | 0 | 0 | 0 | 0 | 0 | 0 | 0 | 0 | 0 | 0 | 1 |  | 1 | 1 | 5- | 1 | 1 | 1 | 1 | 1 | 1 | 1
PG&E GBA | Soledad | 60 | 0 | 0 | 0 | 0 | 0 | 0 | 0 | 0 | 0 | 0 | 0 | 0 | 0 | 0 | 0 | 0 | 0 | 0 | 0 | 0 |  | 0 | 0 | 0 | 0 | 0 | 0 | 0 | 0 | 0 | 0 | 0 | 0 | 0 | 0 | 0 | 0 | 0 | 0 | 0 | 0 | 0 | 0 | 0 | 0 | 0 | 0 | 0 | 0 | 0 | 0 | 0 | 0 | 0 | 0 | 0 | 0 |  | 0 | 0 | 0 | 0 | 0 | 0 | 0 | 0 | 0 | 0 | 0 | 0 | 0 | 0 | 0 | 0 | 0 | 0 | 0 | 0 | 0 | 0 | 0 | 0 | 0 | 0 | 0 | 0 | 0 | 0 | 0 | 0 | 0 | 0 | 0 | 0 |  | 0 | 0 | 0 | 0 | 0 | 0 | 0 | 0 | 0 | 0 | 0 | 0 | 0 | 0 | 0 | 0 | 0 | 0 | 0 | 0 | 0 | 0 | 0 | 0 | 0 | 0 | 0 | 0 | 0 | 0 | 0 | 0 | 0 | 0 | 0 | 0 |  | 0 | 0 | 0 | 0 | 0 | 0 | 0 | 0 | 0 | 0 | 0 | 0 | 0 | 0 | 0 | 0 | 0 | 0 | 0 | 0 | 0 | 0 | 0 | 0 | 0 | 0 | 0 | 0 | 0 | 0 | 0 | 0 | 0 | 0 | 0 | 0 |  | 1 | 1 | 1 | 1 | 1 | 1 | 1 | 1 | 1 | 0
SDGE | Spring Valley | 69 | 0 | 0 | 0 | 0 | 0 | 0 | 0 | 0 | 0 | 0 | 0 | 0 | 0 | 0 | 0 | 0 | 0 | 0 | 0 | 0 |  | 0 | 0 | 0 | 0 | 0 | 0 | 0 | 0 | 0 | 0 | 0 | 0 | 0 | 0 | 0 | 0 | 0 | 0 | 0 | 0 | 0 | 0 | 0 | 0 | 0 | 0 | 0 | 0 | 0 | 0 | 0 | 0 | 0 | 0 | 0 | 0 |  | 0 | 0 | 0 | 0 | 0 | 0 | 0 | 0 | 0 | 0 | 0 | 0 | 0 | 0 | 0 | 0 | 0 | 0 | 0 | 0 | 0 | 0 | 0 | 0 | 0 | 0 | 0 | 0 | 0 | 0 | 0 | 0 | 0 | 0 | 0 | 0 |  | 0 | 0 | 0 | 0 | 0 | 0 | 0 | 0 | 0 | 0 | 0 | 0 | 0 | 0 | 0 | 0 | 0 | 0 | 0 | 0 | 0 | 0 | 0 | 0 | 0 | 0 | 0 | 0 | 0 | 0 | 0 | 0 | 0 | 0 | 0 | 0 |  | 0 | 0 | 0 | 0 | 0 | 0 | 0 | 0 | 0 | 0 | 0 | 0 | 0 | 0 | 36 | 0 | 0 | 1 | 0 | 0 | 0 | 0 | 0 | 0 | 0 | 0 | 0 | 0 | 0 | 0 | 0 | 0 | 0 | 0 | 0 | 0 |  | 1 | 1 | 1 | 1 | 1 | 1 | 1 | 1 | 1 | 0
SCE Northern | Springville | 230 | 0 | 0 | 0 | 0 | 0 | 0 | 0 | 0 | 0 | 0 | 0 | 0 | 0 | 0 | 0 | 0 | 0 | 0 | 0 | 0 |  | 0 | 0 | 0 | 0 | 0 | 0 | 0 | 0 | 0 | 0 | 0 | 0 | 0 | 0 | 0 | 0 | 0 | 0 | 0 | 0 | 0 | 0 | 0 | 0 | 0 | 0 | 0 | 0 | 0 | 0 | 0 | 0 | 0 | 0 | 0 | 0 |  | 0 | 0 | 0 | 0 | 0 | 0 | 0 | 0 | 0 | 0 | 14.186 | 0 | 61.186 | 0 | 51.4 | 0 | 0 | 1 | 0 | 0 | 0 | 0 | 0 | 0 | 0 | 0 | 0 | 0 | -2 | 0 | -2 | 0 | -2 | 0 | 0 | 1 |  | 0 | 0 | 0 | 0 | 0 | 0 | 0 | 0 | 0 | 0 | 14.186 | 0 | 525.606 | 0 | 396.4 | 0 | 0 | 1 | 0 | 0 | 0 | 0 | 0 | 0 | 0 | 0 | 0 | 0 | -2 | 0 | -2 | 0 | -2 | 0 | 0 | 1 |  | 0 | 0 | 0 | 0 | 0 | 0 | 0 | 0 | 0 | 0 | 33.489 | 0 | 595.299 | 0 | 681.484 | 0 | 0 | 1 | 0 | 0 | 0 | 0 | 0 | 0 | 0 | 0 | 0 | 0 | -2 | 0 | -2 | 0 | -2 | 0 | 0 | 1 |  | 1 | 1 | 1 | 1 | 1 | 4+ | 4+ | 4+ | 1 | 1
PG&E GBA | Stagg | 230 | 0 | 0 | 0 | 0 | 0 | 0 | 0 | 0 | 0 | 0 | 0 | 0 | 0 | 0 | 0 | 0 | 0 | 0 | 0 | 0 |  | 0 | 0 | 0 | 0 | 0 | 0 | 0 | 0 | 0 | 0 | 0 | 0 | 0 | 0 | 0 | 0 | 0 | 0 | 0 | 0 | 0 | 0 | 0 | 0 | 0 | 0 | 0 | 0 | 0 | 0 | 0 | 0 | 0 | 0 | 0 | 0 |  | 0 | 0 | 0 | 0 | 0 | 0 | 0 | 0 | 0 | 0 | 0 | 0 | 0 | 0 | 20 | 0 | 0 | 1 | 0 | 0 | 0 | 0 | 0 | 0 | 0 | 0 | 0 | 0 | 0 | 0 | 0 | 0 | -2 | 0 | 0 | 1 |  | 0 | 0 | 0 | 0 | 0 | 0 | 0 | 0 | 0 | 0 | 0 | 0 | 0 | 0 | 20 | 0 | 0 | 1 | 0 | 0 | 0 | 0 | 0 | 0 | 0 | 0 | 0 | 0 | 0 | 0 | 0 | 0 | -2 | 0 | 0 | 1 |  | 0 | 0 | 0 | 0 | 0 | 0 | 0 | 0 | 0 | 0 | 0 | 0 | 0 | 0 | 20 | 0 | 0 | 1 | 0 | 0 | 0 | 0 | 0 | 0 | 0 | 0 | 0 | 0 | 0 | 0 | 0 | 0 | 0 | 0 | 0 | 0 |  | 1 | 1 | 1 | 1 | 1 | 1 | 1 | 4+ | 1 | 1
PG&E GBA | Standard Oil | 115 | 0 | 0 | 0 | 0 | 0 | 0 | 0 | 0 | 0 | 0 | 0 | 0 | 0 | 40 | 40 | 0 | 0 | 0 | 0 | 1 |  | 0 | 0 | 0 | 0 | 0 | 0 | 0 | 0 | 0 | 0 | 0 | 0 | 0 | 0 | 0 | 0 | 0 | 0 | 0 | 0 | 0 | 0 | 0 | 0 | 0 | 0 | 0 | 0 | 0 | 0 | 2 | 0 | 0 | 0 | 0 | 1 |  | 0 | 0 | 0 | 0 | 0 | 0 | 0 | 0 | 0 | 0 | 0 | 0 | 0 | 0 | 0 | 0 | 0 | 0 | 0 | 0 | 0 | 0 | 0 | 0 | 0 | 0 | 0 | 0 | 0 | 0 | 2 | 0 | 0 | 0 | 0 | 1 |  | 0 | 0 | 0 | 0 | 0 | 0 | 0 | 0 | 0 | 0 | 0 | 0 | 0 | 0 | 0 | 0 | 0 | 0 | 0 | 0 | 0 | 0 | 0 | 0 | 0 | 0 | 0 | 0 | 0 | 0 | 2 | 0 | 0 | 0 | 0 | 1 |  | 0 | 0 | 0 | 0 | 0 | 0 | 0 | 0 | 0 | 0 | 0 | 0 | 0 | 0 | 0 | 0 | 0 | 0 | 0 | 0 | 0 | 0 | 0 | 0 | 0 | 0 | 0 | 0 | 0 | 0 | 2 | 0 | 0 | 0 | 0 | 1 |  | 1 | 1 | 1 | 1 | 1 | 1 | 5- | 1 | 1 | 1
PG&E GBA | Stanislaus | 115 | 0 | 0 | 0 | 0 | 0 | 0 | 0 | 0 | 0 | 0 | 0 | 0 | 0 | 0 | 0 | 0 | 0 | 0 | 0 | 0 |  | 0 | 0 | 0 | 0 | 0 | 0 | 0 | 0 | 0 | 0 | 0 | 0 | 0 | 0 | 0 | 0 | 0 | 0 | 0 | 0 | 0 | 0 | 0 | 0 | 0 | 0 | 0 | 0 | 0 | 0 | 0 | 0 | 0 | 0 | 0 | 0 |  | 0 | 0 | 0 | 0 | 0 | 0 | 0 | 0 | 0 | 0 | 0 | 0 | 0 | 0 | 0 | 0 | 0 | 0 | 0 | 0 | 0 | 0 | 0 | 0 | 0 | 0 | 0 | 0 | 0 | 0 | 0 | 0 | 0 | 0 | 0 | 0 |  | 0 | 0 | 0 | 0 | 0 | 0 | 0 | 0 | 0 | 0 | 0 | 0 | 0 | 0 | 0 | 0 | 0 | 0 | 0 | 0 | 0 | 0 | 0 | 0 | 0 | 0 | 0 | 0 | 0 | 0 | 0 | 0 | 0 | 0 | 0 | 0 |  | 0 | 0 | 0 | 0 | 0 | 0 | 0 | 0 | 0 | 0 | 0 | 0 | 0 | 0 | 0 | 0 | 0 | 0 | 0 | 0 | 0 | 0 | 0 | 0 | 0 | 0 | 0 | 0 | 0 | 0 | 0 | 0 | 0 | 0 | 0 | 0 |  | 1 | 1 | 1 | 1 | 1 | 1 | 1 | 1 | 1 | 0
PG&E KERN | Stockdale | 115 | 0 | 0 | 0 | 0 | 0 | 0 | 0 | 0 | 0 | 0 | 0 | 0 | 100 | 0 | 100 | 0 | 0 | 0 | 0 | 1 |  | 0 | 0 | 0 | 0 | 0 | 0 | 0 | 0 | 0 | 0 | 0 | 0 | 0 | 0 | 0 | 0 | 0 | 0 | 0 | 0 | 0 | 0 | 0 | 0 | 0 | 0 | 0 | 0 | 0 | 2 | 2 | 0 | 0 | 0 | 0 | 1 |  | 0 | 0 | 0 | 0 | 0 | 0 | 0 | 0 | 0 | 0 | 0 | 0 | 6.032 | 0 | 6.032 | 0 | 0 | 1 | 0 | 0 | 0 | 0 | 0 | 0 | 0 | 0 | 0 | 0 | 0 | 2 | 2 | 0 | -2 | 0 | 0 | 1 |  | 0 | 0 | 0 | 0 | 0 | 0 | 0 | 0 | 0 | 0 | 0 | 0 | 6.032 | 0 | 6.032 | 0 | 0 | 1 | 0 | 0 | 0 | 0 | 0 | 0 | 0 | 0 | 0 | 0 | 0 | 2 | 2 | 0 | -2 | 0 | 0 | 1 |  | 0 | 0 | 0 | 0 | 0 | 0 | 0 | 0 | 0 | 0 | 0 | 0 | 6.032 | 0 | 6.032 | 0 | 0 | 1 | 0 | 0 | 0 | 0 | 0 | 0 | 0 | 0 | 0 | 0 | 0 | 2 | 2 | 0 | 0 | 0 | 0 | 1 |  | 1 | 1 | 1 | 1 | 1 | 1 | 5- | 4+ | 1 | 1
PG&E KERN | Stockdale | 230 | 0 | 0 | 0 | 0 | 0 | 0 | 0 | 0 | 0 | 0 | 0 | 0 | 0 | 0 | 0 | 0 | 0 | 0 | 0 | 0 |  | 0 | 0 | 0 | 0 | 0 | 0 | 0 | 0 | 0 | 0 | 0 | 0 | 0 | 0 | 0 | 0 | 0 | 0 | 0 | 0 | 0 | 0 | 0 | 0 | 0 | 0 | 0 | 0 | 0 | 0 | 0 | 0 | 0 | 0 | 0 | 0 |  | 0 | 0 | 0 | 0 | 0 | 0 | 0 | 0 | 0 | 0 | 0 | 0 | 0 | 0 | 0 | 0 | 0 | 0 | 0 | 0 | 0 | 0 | 0 | 0 | 0 | 0 | 0 | 0 | 0 | 0 | 0 | 0 | 0 | 0 | 0 | 0 |  | 0 | 0 | 0 | 0 | 0 | 0 | 0 | 0 | 0 | 0 | 0 | 0 | 0 | 0 | 0 | 0 | 0 | 0 | 0 | 0 | 0 | 0 | 0 | 0 | 0 | 0 | 0 | 0 | 0 | 0 | 0 | 0 | 0 | 0 | 0 | 0 |  | 0 | 0 | 0 | 0 | 0 | 0 | 0 | 0 | 0 | 0 | 0 | 0 | 0.3 | 0 | 0 | 0 | 0 | 1 | 0 | 0 | 0 | 0 | 0 | 0 | 0 | 0 | 0 | 0 | 0 | 0 | 0 | 0 | 0 | 0 | 0 | 0 |  | 1 | 1 | 1 | 1 | 1 | 1 | 1 | 1 | 1 | 0
PG&E GBA | Stockton A | 115 | 0 | 0 | 0 | 0 | 0 | 0 | 0 | 0 | 0 | 0 | 0 | 0 | 0 | 0 | 0 | 0 | 0 | 0 | 0 | 0 |  | 0 | 0 | 0 | 0 | 0 | 0 | 0 | 0 | 0 | 0 | 0 | 0 | 0 | 0 | 0 | 0 | 0 | 0 | 0 | 0 | 0 | 0 | 0 | 0 | 0 | 0 | 0 | 0 | 0 | 0 | 0 | 0 | 0 | 0 | 0 | 0 |  | 0 | 0 | 0 | 0 | 0 | 0 | 0 | 0 | 0 | 0 | 0 | 0 | 1.1 | 0 | 0 | 0 | 0 | 1 | 0 | 0 | 0 | 0 | 0 | 0 | 0 | 0 | 0 | 0 | 0 | 0 | 0 | 0 | 0 | 0 | 0 | 0 |  | 0 | 0 | 0 | 0 | 0 | 0 | 0 | 0 | 0 | 0 | 0 | 0 | 1.1 | 0 | 0 | 0 | 0 | 1 | 0 | 0 | 0 | 0 | 0 | 0 | 0 | 0 | 0 | 0 | 0 | 0 | 0 | 0 | 0 | 0 | 0 | 0 |  | 0 | 0 | 0 | 0 | 0 | 0 | 0 | 0 | 0 | 0 | 0 | 0 | 1.1 | 0 | 0 | 0 | 0 | 1 | 0 | 0 | 0 | 0 | 0 | 0 | 0 | 0 | 0 | 0 | 0 | 0 | 0 | 0 | 0 | 0 | 0 | 0 |  | 1 | 1 | 1 | 1 | 1 | 1 | 1 | 1 | 1 | 0
PG&E GBA | Stone | 115 | 0 | 0 | 0 | 0 | 0 | 0 | 0 | 0 | 0 | 0 | 0 | 0 | 0 | 0 | 0 | 0 | 0 | 0 | 0 | 0 |  | 0 | 0 | 0 | 0 | 0 | 0 | 0 | 0 | 0 | 0 | 0 | 0 | 0 | 0 | 0 | 0 | 0 | 0 | 0 | 0 | 0 | 0 | 0 | 0 | 0 | 0 | 0 | 0 | 0 | 0 | 0 | 0 | 0 | 0 | 0 | 0 |  | 0 | 0 | 0 | 0 | 0 | 0 | 0 | 0 | 0 | 0 | 0 | 0 | 1.98 | 0 | 0 | 0 | 0 | 1 | 0 | 0 | 0 | 0 | 0 | 0 | 0 | 0 | 0 | 0 | 0 | 0 | 0 | 0 | 0 | 0 | 0 | 0 |  | 0 | 0 | 0 | 0 | 0 | 0 | 0 | 0 | 0 | 0 | 0 | 0 | 1.98 | 0 | 0 | 0 | 0 | 1 | 0 | 0 | 0 | 0 | 0 | 0 | 0 | 0 | 0 | 0 | 0 | 0 | 0 | 0 | 0 | 0 | 0 | 0 |  | 0 | 0 | 0 | 0 | 0 | 0 | 0 | 0 | 0 | 0 | 0 | 0 | 1.98 | 0 | 0 | 0 | 0 | 1 | 0 | 0 | 0 | 0 | 0 | 0 | 0 | 0 | 0 | 0 | 0 | 0 | 0 | 0 | 0 | 0 | 0 | 0 |  | 1 | 1 | 1 | 1 | 1 | 1 | 1 | 1 | 1 | 0
PG&E FRESNO | Storey | 230 | 0 | 0 | 0 | 0 | 0 | 0 | 0 | 0 | 0 | 0 | 0 | 0 | 0 | 0 | 0 | 0 | 0 | 0 | 0 | 0 |  | 0 | 0 | 0 | 0 | 0 | 0 | 0 | 0 | 0 | 0 | 0 | 0 | 0 | 0 | 0 | 0 | 0 | 0 | 0 | 0 | 0 | 0 | 0 | 0 | 0 | 0 | 0 | 0 | 0 | 0 | 0 | 0 | 0 | 0 | 0 | 0 |  | 0 | 0 | 0 | 0 | 0 | 0 | 0 | 0 | 0 | 0 | 0 | 0 | 0 | 0 | 0 | 0 | 0 | 0 | 0 | 0 | 0 | 0 | 0 | 0 | 0 | 0 | 0 | 0 | 0 | 0 | 0 | 0 | 0 | 0 | 0 | 0 |  | 0 | 0 | 0 | 0 | 0 | 0 | 0 | 0 | 0 | 0 | 0 | 0 | 0 | 0 | 0 | 0 | 0 | 0 | 0 | 0 | 0 | 0 | 0 | 0 | 0 | 0 | 0 | 0 | 0 | 0 | 0 | 0 | 0 | 0 | 0 | 0 |  | 0 | 0 | 0 | 0 | 0 | 0 | 0 | 0 | 0 | 0 | 0 | 0 | 0 | 0 | 0 | 0 | 0 | 0 | 0 | 0 | 0 | 0 | 0 | 0 | 0 | 0 | 0 | 0 | 0 | 0 | 0 | 0 | 0 | 0 | 0 | 0 |  | 1 | 1 | 1 | 1 | 1 | 1 | 1 | 1 | 1 | 0
PG&E NGBA | Summit | 115 | 0 | 0 | 0 | 0 | 0 | 0 | 0 | 0 | 0 | 0 | 0 | 0 | 0 | 0 | 0 | 0 | 0 | 0 | 0 | 0 |  | 0 | 0 | 0 | 0 | 0 | 0 | 0 | 0 | 0 | 0 | 0 | 0 | 0 | 0 | 0 | 0 | 0 | 0 | 0 | 0 | 0 | 0 | 0 | 0 | 0 | 0 | 0 | 0 | 0 | 0 | 0 | 0 | 0 | 0 | 0 | 0 |  | 0 | 0 | 0 | 0 | 0 | 0 | 0 | 0 | 0 | 0 | 0 | 0 | 0 | 0 | 0 | 0 | 0 | 0 | 0 | 0 | 0 | 0 | 0 | 0 | 0 | 0 | 0 | 0 | 0 | 0 | 0 | 0 | 0 | 0 | 0 | 0 |  | 0 | 0 | 0 | 0 | 0 | 0 | 0 | 0 | 0 | 0 | 0 | 0 | 0 | 0 | 0 | 0 | 0 | 0 | 0 | 0 | 0 | 0 | 0 | 0 | 0 | 0 | 0 | 0 | 0 | 0 | 0 | 0 | 0 | 0 | 0 | 0 |  | 0 | 0 | 0 | 0 | 0 | 0 | 0 | 0 | 0 | 0 | 0 | 0 | 0 | 0 | 0 | 0 | 0 | 0 | 0 | 0 | 0 | 0 | 0 | 0 | 0 | 0 | 0 | 0 | 0 | 0 | 0 | 0 | 0 | 0 | 0 | 0 |  | 1 | 1 | 1 | 1 | 1 | 1 | 1 | 1 | 1 | 0
SDGE | Suncrest | 230 | 0 | 0 | 0 | 0 | 0 | 0 | 0 | 0 | 0 | 0 | 0 | 0 | 0 | 0 | 0 | 0 | 0 | 0 | 0 | 0 |  | 0 | 0 | 0 | 0 | 0 | 0 | 0 | 0 | 0 | 0 | 0 | 0 | 0 | 0 | 0 | 0 | 0 | 0 | 0 | 0 | 0 | 0 | 0 | 0 | 0 | 0 | 0 | 0 | 0 | 0 | 0 | 0 | 0 | 0 | 0 | 0 |  | 0 | 0 | 0 | 0 | 0 | 0 | 0 | 0 | 0 | 0 | 0 | 0 | 0 | 0 | 0 | 0 | 0 | 0 | 0 | 0 | 0 | 0 | 0 | 0 | 0 | 0 | 0 | 0 | 0 | 0 | 0 | 0 | 0 | 0 | 0 | 0 |  | 0 | 0 | 0 | 0 | 0 | 0 | 0 | 0 | 0 | 0 | 0 | 0 | 0 | 0 | 312.96 | 0 | 0 | 1 | 0 | 0 | 0 | 0 | 0 | 0 | 0 | 0 | 0 | 0 | 0 | 0 | 0 | 0 | -2 | 0 | 0 | 1 |  | 0 | 0 | 0 | 0 | 0 | 0 | 0 | 0 | 0 | 0 | 0 | 0 | 0 | 0 | 312.96 | 0 | 0 | 1 | 0 | 0 | 0 | 0 | 0 | 0 | 0 | 0 | 0 | 0 | 0 | 0 | 0 | 0 | -1 | 0 | 0 | 1 |  | 1 | 1 | 1 | 1 | 1 | 1 | 1 | 2+ | 1 | 1
SDGE | Suncrest | 500 | 0 | 0 | 0 | 0 | 0 | 0 | 0 | 0 | 0 | 0 | 0 | 0 | 0 | 0 | 0 | 0 | 0 | 0 | 0 | 0 |  | 0 | 0 | 0 | 0 | 0 | 0 | 0 | 0 | 0 | 0 | 0 | 0 | 0 | 0 | 0 | 0 | 0 | 0 | 0 | 0 | 0 | 0 | 0 | 0 | 0 | 0 | 0 | 0 | 0 | 0 | 0 | 0 | 0 | 0 | 0 | 0 |  | 0 | 0 | 0 | 0 | 0 | 0 | 0 | 0 | 0 | 0 | 0 | 0 | 0 | 0 | 0 | 0 | 0 | 0 | 0 | 0 | 0 | 0 | 0 | 0 | 0 | 0 | 0 | 0 | 0 | 0 | 0 | 0 | 0 | 0 | 0 | 0 |  | 0 | 0 | 0 | 0 | 0 | 0 | 0 | 0 | 0 | 0 | 0 | 0 | 0 | 0 | 0 | 0 | 0 | 0 | 0 | 0 | 0 | 0 | 0 | 0 | 0 | 0 | 0 | 0 | 0 | 0 | 0 | 0 | 0 | 0 | 0 | 0 |  | 0 | 0 | 0 | 0 | 0 | 0 | 0 | 0 | 0 | 0 | 0 | 0 | 0 | 0 | 0 | 0 | 0 | 0 | 0 | 0 | 0 | 0 | 0 | 0 | 0 | 0 | 0 | 0 | 0 | 0 | 0 | 0 | 0 | 0 | 0 | 0 |  | 1 | 1 | 1 | 1 | 1 | 1 | 1 | 1 | 1 | 0
PG&E KERN | Sunrise | 230 | 0 | 0 | 0 | 0 | 0 | 0 | 0 | 0 | 0 | 0 | 0 | 0 | 0 | 0 | 0 | 0 | 0 | 0 | 0 | 0 |  | 0 | 0 | 0 | 0 | 0 | 0 | 0 | 0 | 0 | 0 | 0 | 0 | 0 | 0 | 0 | 0 | 0 | 0 | 0 | 0 | 0 | 0 | 0 | 0 | 0 | 0 | 0 | 0 | 0 | 0 | 0 | 0 | 0 | 0 | 0 | 0 |  | 0 | 0 | 0 | 0 | 0 | 0 | 0 | 0 | 0 | 0 | 0 | 0 | 0 | 0 | 0 | 0 | 0 | 0 | 0 | 0 | 0 | 0 | 0 | 0 | 0 | 0 | 0 | 0 | 0 | 0 | 0 | 0 | 0 | 0 | 0 | 0 |  | 0 | 0 | 0 | 0 | 0 | 0 | 0 | 0 | 0 | 0 | 0 | 0 | 0 | 0 | 0 | 0 | 0 | 0 | 0 | 0 | 0 | 0 | 0 | 0 | 0 | 0 | 0 | 0 | 0 | 0 | 0 | 0 | 0 | 0 | 0 | 0 |  | 0 | 0 | 0 | 0 | 0 | 0 | 0 | 0 | 0 | 0 | 0 | 0 | 0 | 0 | 0 | 0 | 0 | 0 | 0 | 0 | 0 | 0 | 0 | 0 | 0 | 0 | 0 | 0 | 0 | 0 | 0 | 0 | 0 | 0 | 0 | 0 |  | 1 | 1 | 1 | 1 | 1 | 1 | 1 | 1 | 1 | 0
PG&E KERN | Sunset | 230 | 0 | 0 | 0 | 0 | 0 | 0 | 0 | 0 | 0 | 0 | 0 | 0 | 0 | 0 | 0 | 0 | 0 | 0 | 0 | 0 |  | 0 | 0 | 0 | 0 | 0 | 0 | 0 | 0 | 0 | 0 | 0 | 0 | 0 | 0 | 0 | 0 | 0 | 0 | 0 | 0 | 0 | 0 | 0 | 0 | 0 | 0 | 0 | 0 | 0 | 0 | 0 | 0 | 0 | 0 | 0 | 0 |  | 0 | 0 | 0 | 0 | 0 | 0 | 0 | 0 | 0 | 0 | 0 | 0 | 0 | 0 | 0 | 0 | 0 | 0 | 0 | 0 | 0 | 0 | 0 | 0 | 0 | 0 | 0 | 0 | 0 | 0 | 0 | 0 | 0 | 0 | 0 | 0 |  | 0 | 0 | 0 | 0 | 0 | 0 | 0 | 0 | 0 | 0 | 0 | 0 | 0 | 0 | 0 | 0 | 0 | 0 | 0 | 0 | 0 | 0 | 0 | 0 | 0 | 0 | 0 | 0 | 0 | 0 | 0 | 0 | 0 | 0 | 0 | 0 |  | 0 | 0 | 0 | 0 | 0 | 0 | 0 | 0 | 0 | 0 | 0 | 0 | 0 | 0 | 0 | 0 | 0 | 0 | 0 | 0 | 0 | 0 | 0 | 0 | 0 | 0 | 0 | 0 | 0 | 0 | 0 | 0 | 0 | 0 | 0 | 0 |  | 1 | 1 | 1 | 1 | 1 | 1 | 1 | 1 | 1 | 0
PG&E GBA | Swift | 115 | 0 | 0 | 0 | 0 | 0 | 0 | 0 | 0 | 0 | 0 | 0 | 0 | 0 | 0 | 0 | 0 | 0 | 0 | 0 | 0 |  | 0 | 0 | 0 | 0 | 0 | 0 | 0 | 0 | 0 | 0 | 0 | 0 | 0 | 0 | 0 | 0 | 0 | 0 | 0 | 0 | 0 | 0 | 0 | 0 | 0 | 0 | 0 | 0 | 0 | 0 | 0 | 0 | 0 | 0 | 0 | 0 |  | 0 | 0 | 0 | 0 | 0 | 0 | 0 | 0 | 0 | 0 | 0 | 0 | 0 | 0 | 0 | 0 | 0 | 0 | 0 | 0 | 0 | 0 | 0 | 0 | 0 | 0 | 0 | 0 | 0 | 0 | 0 | 0 | 0 | 0 | 0 | 0 |  | 0 | 0 | 0 | 0 | 0 | 0 | 0 | 0 | 0 | 0 | 0 | 0 | 0 | 0 | 0 | 0 | 0 | 0 | 0 | 0 | 0 | 0 | 0 | 0 | 0 | 0 | 0 | 0 | 0 | 0 | 0 | 0 | 0 | 0 | 0 | 0 |  | 0 | 0 | 0 | 0 | 0 | 0 | 0 | 0 | 0 | 0 | 0 | 0 | 0 | 0 | 0 | 0 | 0 | 0 | 0 | 0 | 0 | 0 | 0 | 0 | 0 | 0 | 0 | 0 | 0 | 0 | 0 | 0 | 0 | 0 | 0 | 0 |  | 1 | 1 | 1 | 1 | 1 | 1 | 1 | 1 | 1 | 0
SDGE | Sycamore Canyon | 138 | 0 | 0 | 0 | 0 | 0 | 0 | 0 | 0 | 0 | 0 | 0 | 0 | 0 | 0 | 0 | 0 | 0 | 0 | 200 | 1 |  | 0 | 0 | 0 | 0 | 0 | 0 | 0 | 0 | 0 | 0 | 0 | 0 | 0 | 0 | 0 | 0 | 0 | 0 | 0 | 0 | 0 | 0 | 0 | 0 | 0 | 0 | 0 | 0 | 0 | 0 | 0 | 0 | 0 | 2 | 2 | 1 |  | 0 | 0 | 0 | 0 | 0 | 0 | 0 | 0 | 0 | 0 | 0 | 0 | 0 | 0 | 0 | 0 | 0 | 0 | 0 | 0 | 0 | 0 | 0 | 0 | 0 | 0 | 0 | 0 | 0 | 0 | 0 | 0 | 0 | 2 | 2 | 1 |  | 0 | 0 | 0 | 0 | 0 | 0 | 0 | 0 | 0 | 0 | 0 | 0 | 0 | 0 | 0 | 0 | 0 | 0 | 0 | 0 | 0 | 0 | 0 | 0 | 0 | 0 | 0 | 0 | 0 | 0 | 0 | 0 | 0 | 2 | 2 | 1 |  | 0 | 0 | 0 | 0 | 0 | 0 | 0 | 0 | 0 | 0 | 0 | 0 | 0 | 0 | 0 | 0 | 0 | 0 | 0 | 0 | 0 | 0 | 0 | 0 | 0 | 0 | 0 | 0 | 0 | 0 | 0 | 0 | 0 | 2 | 2 | 1 |  | 1 | 1 | 1 | 1 | 1 | 1 | 1 | 1 | 5- | 1
SDGE | Sycamore Canyon | 230 | 0 | 0 | 0 | 0 | 0 | 0 | 0 | 0 | 0 | 0 | 0 | 0 | 0 | 0 | 0 | 0 | 0 | 0 | 300 | 1 |  | 0 | 0 | 0 | 0 | 0 | 0 | 0 | 0 | 0 | 0 | 0 | 0 | 0 | 0 | 0 | 0 | 0 | 0 | 0 | 0 | 0 | 0 | 0 | 0 | 0 | 0 | 0 | 0 | 0 | 0 | 0 | 0 | 0 | 2 | 2 | 1 |  | 0 | 0 | 0 | 0 | 0 | 0 | 0 | 0 | 0 | 0 | 0 | 0 | 0 | 0 | 0 | 0 | 0 | 0 | 0 | 0 | 0 | 0 | 0 | 0 | 0 | 0 | 0 | 0 | 0 | 0 | 0 | 0 | 0 | 2 | 2 | 1 |  | 0 | 0 | 0 | 0 | 0 | 0 | 0 | 0 | 0 | 0 | 0 | 0 | 0 | 0 | 0 | 0 | 0 | 0 | 0 | 0 | 0 | 0 | 0 | 0 | 0 | 0 | 0 | 0 | 0 | 0 | 0 | 0 | 0 | 2 | 2 | 1 |  | 0 | 0 | 0 | 0 | 0 | 0 | 0 | 0 | 0 | 0 | 0 | 0 | 0 | 0 | 0 | 0 | 500 | 1 | 0 | 0 | 0 | 0 | 0 | 0 | 0 | 0 | 0 | 0 | 0 | 0 | 0 | 0 | 0 | 2 | -2 | 1 |  | 1 | 1 | 1 | 1 | 1 | 1 | 1 | 1 | 3- | 1
SDGE | Sycamore Canyon | 69 | 0 | 0 | 0 | 0 | 0 | 0 | 0 | 0 | 0 | 0 | 0 | 0 | 0 | 0 | 0 | 0 | 0 | 0 | 0 | 0 |  | 0 | 0 | 0 | 0 | 0 | 0 | 0 | 0 | 0 | 0 | 0 | 0 | 0 | 0 | 0 | 0 | 0 | 0 | 0 | 0 | 0 | 0 | 0 | 0 | 0 | 0 | 0 | 0 | 0 | 0 | 0 | 0 | 0 | 0 | 0 | 0 |  | 0 | 0 | 0 | 0 | 0 | 0 | 0 | 0 | 0 | 0 | 0 | 0 | 0 | 0 | 0 | 0 | 0 | 0 | 0 | 0 | 0 | 0 | 0 | 0 | 0 | 0 | 0 | 0 | 0 | 0 | 0 | 0 | 0 | 0 | 0 | 0 |  | 0 | 0 | 0 | 0 | 0 | 0 | 0 | 0 | 0 | 0 | 0 | 0 | 0 | 0 | 0 | 0 | 0 | 0 | 0 | 0 | 0 | 0 | 0 | 0 | 0 | 0 | 0 | 0 | 0 | 0 | 0 | 0 | 0 | 0 | 0 | 0 |  | 0 | 0 | 0 | 0 | 0 | 0 | 0 | 0 | 0 | 0 | 0 | 0 | 0 | 0 | 0 | 0 | 0 | 0 | 0 | 0 | 0 | 0 | 0 | 0 | 0 | 0 | 0 | 0 | 0 | 0 | 0 | 0 | 0 | 0 | 0 | 0 |  | 1 | 1 | 1 | 1 | 1 | 1 | 1 | 1 | 1 | 0
SCE Northern | Sylmar | 230 | 0 | 0 | 0 | 0 | 0 | 0 | 0 | 0 | 0 | 0 | 0 | 0 | 0 | 0 | 0 | 0 | 0 | 0 | 0 | 0 |  | 0 | 0 | 0 | 0 | 0 | 0 | 0 | 0 | 0 | 0 | 0 | 0 | 0 | 0 | 0 | 0 | 0 | 0 | 0 | 0 | 0 | 0 | 0 | 0 | 0 | 0 | 0 | 0 | 0 | 0 | 0 | 0 | 0 | 0 | 0 | 0 |  | 0 | 0 | 0 | 0 | 0 | 0 | 0 | 0 | 0 | 0 | 0 | 0 | 0 | 0 | 0 | 0 | 0 | 0 | 0 | 0 | 0 | 0 | 0 | 0 | 0 | 0 | 0 | 0 | 0 | 0 | 0 | 0 | 0 | 0 | 0 | 0 |  | 0 | 0 | 0 | 0 | 0 | 0 | 0 | 0 | 0 | 0 | 0 | 0 | 0 | 0 | 0 | 0 | 0 | 0 | 0 | 0 | 0 | 0 | 0 | 0 | 0 | 0 | 0 | 0 | 0 | 0 | 0 | 0 | 0 | 0 | 0 | 0 |  | 0 | 0 | 0 | 0 | 0 | 0 | 0 | 0 | 0 | 0 | 0 | 0 | 0 | 0 | 0 | 0 | 0 | 0 | 0 | 0 | 0 | 0 | 0 | 0 | 0 | 0 | 0 | 0 | 0 | 0 | 0 | 0 | 0 | 0 | 0 | 0 |  | 1 | 1 | 1 | 1 | 1 | 1 | 1 | 1 | 1 | 0
PG&E NGBA | Table Mountain | 115 | 0 | 0 | 0 | 0 | 0 | 0 | 0 | 0 | 0 | 0 | 0 | 0 | 0 | 0 | 0 | 0 | 0 | 0 | 0 | 0 |  | 0 | 0 | 0 | 0 | 0 | 0 | 0 | 0 | 0 | 0 | 0 | 0 | 0 | 0 | 0 | 0 | 0 | 0 | 0 | 0 | 0 | 0 | 0 | 0 | 0 | 0 | 0 | 0 | 0 | 0 | 0 | 0 | 0 | 0 | 0 | 0 |  | 0 | 0 | 0 | 0 | 0 | 0 | 0 | 0 | 0 | 0 | 0 | 0 | 0 | 0 | 0 | 0 | 0 | 0 | 0 | 0 | 0 | 0 | 0 | 0 | 0 | 0 | 0 | 0 | 0 | 0 | 0 | 0 | 0 | 0 | 0 | 0 |  | 0 | 0 | 0 | 0 | 0 | 0 | 0 | 0 | 0 | 0 | 0 | 0 | 0 | 0 | 0 | 0 | 0 | 0 | 0 | 0 | 0 | 0 | 0 | 0 | 0 | 0 | 0 | 0 | 0 | 0 | 0 | 0 | 0 | 0 | 0 | 0 |  | 0 | 0 | 0 | 0 | 0 | 0 | 0 | 0 | 0 | 0 | 0 | 0 | 0 | 0 | 0 | 0 | 0 | 0 | 0 | 0 | 0 | 0 | 0 | 0 | 0 | 0 | 0 | 0 | 0 | 0 | 0 | 0 | 0 | 0 | 0 | 0 |  | 1 | 1 | 1 | 1 | 1 | 1 | 1 | 1 | 1 | 0
PG&E NGBA | Table Mountain | 230 | 0 | 0 | 0 | 0 | 0 | 0 | 0 | 0 | 0 | 0 | 0 | 0 | 0 | 0 | 0 | 0 | 0 | 0 | 0 | 0 |  | 0 | 0 | 0 | 0 | 0 | 0 | 0 | 0 | 0 | 0 | 0 | 0 | 0 | 0 | 0 | 0 | 0 | 0 | 0 | 0 | 0 | 0 | 0 | 0 | 0 | 0 | 0 | 0 | 0 | 0 | 0 | 0 | 0 | 0 | 0 | 0 |  | 0 | 0 | 0 | 0 | 0 | 0 | 0 | 0 | 0 | 0 | 0 | 0 | 0 | 0 | 0 | 0 | 0 | 0 | 0 | 0 | 0 | 0 | 0 | 0 | 0 | 0 | 0 | 0 | 0 | 0 | 0 | 0 | 0 | 0 | 0 | 0 |  | 0 | 0 | 0 | 0 | 0 | 0 | 0 | 0 | 0 | 0 | 0 | 0 | 0 | 0 | 0 | 0 | 0 | 0 | 0 | 0 | 0 | 0 | 0 | 0 | 0 | 0 | 0 | 0 | 0 | 0 | 0 | 0 | 0 | 0 | 0 | 0 |  | 0 | 0 | 0 | 0 | 0 | 0 | 0 | 0 | 0 | 0 | 0 | 0 | 0 | 0 | 0 | 0 | 0 | 0 | 0 | 0 | 0 | 0 | 0 | 0 | 0 | 0 | 0 | 0 | 0 | 0 | 0 | 0 | 0 | 0 | 0 | 0 |  | 1 | 1 | 1 | 1 | 1 | 1 | 1 | 1 | 1 | 0
PG&E NGBA | Table Mountain | 500 | 178 | 0 | 0 | 0 | 0 | 0 | 0 | 0 | 0 | 0 | 0 | 0 | 0 | 0 | 0 | 0 | 0 | 0 | 0 | 1 |  | 0 | 0 | 0 | 0 | 0 | 0 | 0 | 0 | 0 | 0 | 0 | 0 | 0 | 0 | 0 | 0 | 0 | 0 | 2 | 2 | 0 | 0 | 0 | 0 | 0 | 0 | 0 | 0 | 0 | 0 | 0 | 0 | 0 | 0 | 0 | 1 |  | 0 | 0 | 0 | 0 | 0 | 0 | 0 | 0 | 0 | 0 | 0 | 0 | 0 | 0 | 0 | 0 | 0 | 0 | 2 | 2 | 0 | 0 | 0 | 0 | 0 | 0 | 0 | 0 | 0 | 0 | 0 | 0 | 0 | 0 | 0 | 1 |  | 0 | 0 | 0 | 0 | 0 | 0 | 0 | 0 | 0 | 0 | 0 | 0 | 0 | 0 | 0 | 0 | 0 | 0 | 2 | 2 | 0 | 0 | 0 | 0 | 0 | 0 | 0 | 0 | 0 | 0 | 0 | 0 | 0 | 0 | 0 | 1 |  | 0 | 0 | 0 | 0 | 0 | 0 | 0 | 0 | 0 | 0 | 0 | 0 | 0 | 0 | 0 | 0 | 0 | 0 | 2 | 2 | 0 | 0 | 0 | 0 | 0 | 0 | 0 | 0 | 0 | 0 | 0 | 0 | 0 | 0 | 0 | 1 |  | 5- | 1 | 1 | 1 | 1 | 1 | 1 | 1 | 1 | 1
PG&E NGBA | Table Mountain | 60 | 0 | 0 | 0 | 0 | 0 | 0 | 0 | 0 | 0 | 0 | 0 | 0 | 0 | 0 | 0 | 0 | 0 | 0 | 0 | 0 |  | 0 | 0 | 0 | 0 | 0 | 0 | 0 | 0 | 0 | 0 | 0 | 0 | 0 | 0 | 0 | 0 | 0 | 0 | 0 | 0 | 0 | 0 | 0 | 0 | 0 | 0 | 0 | 0 | 0 | 0 | 0 | 0 | 0 | 0 | 0 | 0 |  | 0 | 0 | 0 | 0 | 0 | 0 | 0 | 0 | 0 | 0 | 0 | 0 | 0 | 0 | 0 | 0 | 0 | 0 | 0 | 0 | 0 | 0 | 0 | 0 | 0 | 0 | 0 | 0 | 0 | 0 | 0 | 0 | 0 | 0 | 0 | 0 |  | 0 | 0 | 0 | 0 | 0 | 0 | 0 | 0 | 0 | 0 | 0 | 0 | 0 | 0 | 0 | 0 | 0 | 0 | 0 | 0 | 0 | 0 | 0 | 0 | 0 | 0 | 0 | 0 | 0 | 0 | 0 | 0 | 0 | 0 | 0 | 0 |  | 0 | 0 | 0 | 0 | 0 | 0 | 0 | 0 | 0 | 0 | 0 | 0 | 0 | 0 | 0 | 0 | 0 | 0 | 0 | 0 | 0 | 0 | 0 | 0 | 0 | 0 | 0 | 0 | 0 | 0 | 0 | 0 | 0 | 0 | 0 | 0 |  | 1 | 1 | 1 | 1 | 1 | 1 | 1 | 1 | 1 | 0
PG&E KERN | Taft | 115 | 0 | 0 | 0 | 0 | 0 | 0 | 0 | 0 | 0 | 0 | 0 | 0 | 0 | 0 | 0 | 0 | 0 | 0 | 0 | 0 |  | 0 | 0 | 0 | 0 | 0 | 0 | 0 | 0 | 0 | 0 | 0 | 0 | 0 | 0 | 0 | 0 | 0 | 0 | 0 | 0 | 0 | 0 | 0 | 0 | 0 | 0 | 0 | 0 | 0 | 0 | 0 | 0 | 0 | 0 | 0 | 0 |  | 0 | 0 | 0 | 0 | 0 | 0 | 0 | 0 | 0 | 0 | 0 | 0 | 6.81 | 0 | 0 | 0 | 0 | 1 | 0 | 0 | 0 | 0 | 0 | 0 | 0 | 0 | 0 | 0 | 0 | 0 | -2 | 0 | 0 | 0 | 0 | 1 |  | 0 | 0 | 0 | 0 | 0 | 0 | 0 | 0 | 0 | 0 | 0 | 0 | 6.81 | 0 | 0 | 0 | 0 | 1 | 0 | 0 | 0 | 0 | 0 | 0 | 0 | 0 | 0 | 0 | 0 | 0 | -2 | 0 | 0 | 0 | 0 | 1 |  | 0 | 0 | 0 | 0 | 0 | 0 | 0 | 0 | 0 | 0 | 0 | 0 | 6.81 | 0 | 0 | 0 | 0 | 1 | 0 | 0 | 0 | 0 | 0 | 0 | 0 | 0 | 0 | 0 | 0 | 0 | -2 | 0 | 0 | 0 | 0 | 1 |  | 1 | 1 | 1 | 1 | 1 | 1 | 4+ | 1 | 1 | 1
SDGE | Talega | 138 | 0 | 0 | 0 | 0 | 0 | 0 | 0 | 0 | 0 | 0 | 0 | 0 | 0 | 0 | 0 | 0 | 0 | 0 | 0 | 0 |  | 0 | 0 | 0 | 0 | 0 | 0 | 0 | 0 | 0 | 0 | 0 | 0 | 0 | 100 | 200 | 0 | 0 | 1 | 0 | 0 | 0 | 0 | 0 | 0 | 0 | 0 | 0 | 0 | 0 | 0 | 0 | -2 | -2 | 0 | 0 | 1 |  | 0 | 0 | 0 | 0 | 0 | 0 | 0 | 0 | 0 | 0 | 0 | 0 | 0 | 100 | 200 | 0 | 0 | 1 | 0 | 0 | 0 | 0 | 0 | 0 | 0 | 0 | 0 | 0 | 0 | 0 | 0 | -2 | -2 | 0 | 0 | 1 |  | 0 | 0 | 0 | 0 | 0 | 0 | 0 | 0 | 0 | 0 | 0 | 0 | 0 | 100 | 200 | 0 | 0 | 1 | 0 | 0 | 0 | 0 | 0 | 0 | 0 | 0 | 0 | 0 | 0 | 0 | 0 | -2 | -2 | 0 | 0 | 1 |  | 0 | 0 | 0 | 0 | 0 | 0 | 0 | 102.91 | 0 | 0 | 0 | 0 | 0 | 100 | 302.91 | 0 | 0 | 1 | 0 | 0 | 0 | 0 | 0 | 0 | 0 | -2 | 0 | 0 | 0 | 0 | 0 | -2 | -2 | 0 | 0 | 1 |  | 1 | 1 | 1 | 1+ | 1 | 1 | 1 | 4+ | 1 | 1
SDGE | Talega | 230 | 0 | 0 | 0 | 0 | 0 | 0 | 0 | 0 | 0 | 0 | 0 | 0 | 0 | 0 | 0 | 0 | 0 | 0 | 0 | 0 |  | 0 | 0 | 0 | 0 | 0 | 0 | 0 | 0 | 0 | 0 | 0 | 0 | 0 | 0 | 0 | 0 | 0 | 0 | 0 | 0 | 0 | 0 | 0 | 0 | 0 | 0 | 0 | 0 | 0 | 0 | 0 | 0 | 0 | 0 | 0 | 0 |  | 0 | 0 | 0 | 0 | 0 | 0 | 0 | 0 | 0 | 0 | 0 | 0 | 0 | 0 | 0 | 0 | 0 | 0 | 0 | 0 | 0 | 0 | 0 | 0 | 0 | 0 | 0 | 0 | 0 | 0 | 0 | 0 | 0 | 0 | 0 | 0 |  | 0 | 0 | 0 | 0 | 0 | 0 | 0 | 0 | 0 | 0 | 0 | 0 | 0 | 0 | 0 | 0 | 0 | 0 | 0 | 0 | 0 | 0 | 0 | 0 | 0 | 0 | 0 | 0 | 0 | 0 | 0 | 0 | 0 | 0 | 0 | 0 |  | 0 | 0 | 0 | 0 | 0 | 0 | 0 | 0 | 0 | 0 | 0 | 0 | 0 | 0 | 0 | 0 | 0 | 0 | 0 | 0 | 0 | 0 | 0 | 0 | 0 | 0 | 0 | 0 | 0 | 0 | 0 | 0 | 0 | 0 | 0 | 0 |  | 1 | 1 | 1 | 1 | 1 | 1 | 1 | 1 | 1 | 0
PG&E GBA | Tassajara | 230 | 0 | 0 | 0 | 0 | 0 | 0 | 0 | 0 | 0 | 0 | 0 | 0 | 0 | 0 | 0 | 0 | 0 | 0 | 0 | 0 |  | 0 | 0 | 0 | 0 | 0 | 0 | 0 | 0 | 0 | 0 | 0 | 0 | 0 | 0 | 0 | 0 | 0 | 0 | 0 | 0 | 0 | 0 | 0 | 0 | 0 | 0 | 0 | 0 | 0 | 0 | 0 | 0 | 0 | 0 | 0 | 0 |  | 0 | 0 | 0 | 0 | 0 | 0 | 0 | 0 | 0 | 0 | 0 | 0 | 0 | 0 | 0 | 0 | 0 | 0 | 0 | 0 | 0 | 0 | 0 | 0 | 0 | 0 | 0 | 0 | 0 | 0 | 0 | 0 | 0 | 0 | 0 | 0 |  | 0 | 0 | 0 | 0 | 0 | 0 | 0 | 0 | 0 | 0 | 0 | 0 | 0 | 0 | 0 | 0 | 0 | 0 | 0 | 0 | 0 | 0 | 0 | 0 | 0 | 0 | 0 | 0 | 0 | 0 | 0 | 0 | 0 | 0 | 0 | 0 |  | 0 | 0 | 0 | 0 | 0 | 0 | 0 | 0 | 0 | 0 | 0 | 0 | 0 | 0 | 0 | 0 | 0 | 0 | 0 | 0 | 0 | 0 | 0 | 0 | 0 | 0 | 0 | 0 | 0 | 0 | 0 | 0 | 0 | 0 | 0 | 0 |  | 1 | 1 | 1 | 1 | 1 | 1 | 1 | 1 | 1 | 0
PG&E KERN | Tejon | 70 | 0 | 0 | 0 | 0 | 0 | 0 | 0 | 0 | 0 | 0 | 0 | 0 | 0 | 0 | 0 | 0 | 0 | 0 | 0 | 0 |  | 0 | 0 | 0 | 0 | 0 | 0 | 0 | 0 | 0 | 0 | 0 | 0 | 0 | 0 | 0 | 0 | 0 | 0 | 0 | 0 | 0 | 0 | 0 | 0 | 0 | 0 | 0 | 0 | 0 | 0 | 0 | 0 | 0 | 0 | 0 | 0 |  | 0 | 0 | 0 | 0 | 0 | 0 | 0 | 0 | 0 | 0 | 0 | 0 | 13.8275 | 0 | 1.1875 | 0 | 0 | 1 | 0 | 0 | 0 | 0 | 0 | 0 | 0 | 0 | 0 | 0 | 0 | 0 | -2 | 0 | 0 | 0 | 0 | 1 |  | 0 | 0 | 0 | 0 | 0 | 0 | 0 | 0 | 0 | 0 | 0 | 0 | 13.8275 | 0 | 1.1875 | 0 | 0 | 1 | 0 | 0 | 0 | 0 | 0 | 0 | 0 | 0 | 0 | 0 | 0 | 0 | -2 | 0 | 0 | 0 | 0 | 1 |  | 0 | 0 | 0 | 0 | 0 | 0 | 0 | 0 | 0 | 0 | 0 | 0 | 15.8275 | 0 | 1.1875 | 0 | 0 | 1 | 0 | 0 | 0 | 0 | 0 | 0 | 0 | 0 | 0 | 0 | 0 | 0 | -2 | 0 | 0 | 0 | 0 | 1 |  | 1 | 1 | 1 | 1 | 1 | 1 | 4+ | 1 | 1 | 1
SDGE | Telegraph Canyon | 138 | 0 | 0 | 0 | 0 | 0 | 0 | 0 | 0 | 0 | 0 | 0 | 0 | 0 | 0 | 0 | 0 | 0 | 0 | 0 | 0 |  | 0 | 0 | 0 | 0 | 0 | 0 | 0 | 0 | 0 | 0 | 0 | 0 | 0 | 0 | 0 | 0 | 0 | 0 | 0 | 0 | 0 | 0 | 0 | 0 | 0 | 0 | 0 | 0 | 0 | 0 | 0 | 0 | 0 | 0 | 0 | 0 |  | 0 | 0 | 0 | 0 | 0 | 0 | 0 | 0 | 0 | 0 | 0 | 0 | 0 | 0 | 0 | 0 | 0 | 0 | 0 | 0 | 0 | 0 | 0 | 0 | 0 | 0 | 0 | 0 | 0 | 0 | 0 | 0 | 0 | 0 | 0 | 0 |  | 0 | 0 | 0 | 0 | 0 | 0 | 0 | 0 | 0 | 0 | 0 | 0 | 0 | 0 | 0 | 0 | 0 | 0 | 0 | 0 | 0 | 0 | 0 | 0 | 0 | 0 | 0 | 0 | 0 | 0 | 0 | 0 | 0 | 0 | 0 | 0 |  | 0 | 0 | 0 | 0 | 0 | 0 | 0 | 0 | 0 | 0 | 0 | 0 | 0 | 0 | 0 | 0 | 0 | 0 | 0 | 0 | 0 | 0 | 0 | 0 | 0 | 0 | 0 | 0 | 0 | 0 | 0 | 0 | 0 | 0 | 0 | 0 |  | 1 | 1 | 1 | 1 | 1 | 1 | 1 | 1 | 1 | 0
PG&E KERN | Temblor | 115 | 0 | 0 | 0 | 0 | 0 | 0 | 0 | 0 | 0 | 0 | 0 | 0 | 0 | 0 | 0 | 0 | 0 | 0 | 0 | 0 |  | 0 | 0 | 0 | 0 | 0 | 0 | 0 | 0 | 0 | 0 | 0 | 0 | 0 | 0 | 0 | 0 | 0 | 0 | 0 | 0 | 0 | 0 | 0 | 0 | 0 | 0 | 0 | 0 | 0 | 0 | 0 | 0 | 0 | 0 | 0 | 0 |  | 0 | 0 | 0 | 0 | 0 | 0 | 0 | 0 | 0 | 0 | 0 | 0 | 0 | 0 | 20 | 0 | 0 | 1 | 0 | 0 | 0 | 0 | 0 | 0 | 0 | 0 | 0 | 0 | 0 | 0 | 0 | 0 | -2 | 0 | 0 | 1 |  | 0 | 0 | 0 | 0 | 0 | 0 | 0 | 0 | 0 | 0 | 0 | 0 | 0 | 0 | 20 | 0 | 0 | 1 | 0 | 0 | 0 | 0 | 0 | 0 | 0 | 0 | 0 | 0 | 0 | 0 | 0 | 0 | -2 | 0 | 0 | 1 |  | 0 | 0 | 0 | 0 | 0 | 0 | 0 | 0 | 0 | 0 | 0 | 0 | 0 | 0 | 20 | 0 | 0 | 1 | 0 | 0 | 0 | 0 | 0 | 0 | 0 | 0 | 0 | 0 | 0 | 0 | 0 | 0 | 0 | 0 | 0 | 0 |  | 1 | 1 | 1 | 1 | 1 | 1 | 1 | 4+ | 1 | 1
PG&E KERN | Templeton | 230 | 0 | 0 | 0 | 0 | 0 | 0 | 0 | 0 | 0 | 0 | 0 | 0 | 0 | 0 | 0 | 0 | 0 | 0 | 0 | 0 |  | 0 | 0 | 0 | 0 | 0 | 0 | 0 | 0 | 0 | 0 | 0 | 0 | 0 | 0 | 0 | 0 | 0 | 0 | 0 | 0 | 0 | 0 | 0 | 0 | 0 | 0 | 0 | 0 | 0 | 0 | 0 | 0 | 0 | 0 | 0 | 0 |  | 0 | 0 | 0 | 0 | 0 | 0 | 0 | 0 | 0 | 0 | 0 | 0 | 0 | 0 | 0 | 0 | 0 | 0 | 0 | 0 | 0 | 0 | 0 | 0 | 0 | 0 | 0 | 0 | 0 | 0 | 0 | 0 | 0 | 0 | 0 | 0 |  | 0 | 0 | 0 | 0 | 0 | 0 | 0 | 0 | 0 | 0 | 0 | 0 | 0 | 0 | 0 | 0 | 0 | 0 | 0 | 0 | 0 | 0 | 0 | 0 | 0 | 0 | 0 | 0 | 0 | 0 | 0 | 0 | 0 | 0 | 0 | 0 |  | 0 | 0 | 0 | 0 | 0 | 0 | 0 | 0 | 0 | 0 | 0 | 0 | 0 | 0 | 0 | 0 | 0 | 0 | 0 | 0 | 0 | 0 | 0 | 0 | 0 | 0 | 0 | 0 | 0 | 0 | 0 | 0 | 0 | 0 | 0 | 0 |  | 1 | 1 | 1 | 1 | 1 | 1 | 1 | 1 | 1 | 0
PG&E KERN | Templeton | 70 | 0 | 0 | 0 | 0 | 0 | 0 | 0 | 0 | 0 | 0 | 0 | 0 | 0 | 0 | 0 | 0 | 0 | 0 | 200 | 1 |  | 0 | 0 | 0 | 0 | 0 | 0 | 0 | 0 | 0 | 0 | 0 | 0 | 0 | 0 | 0 | 0 | 0 | 0 | 0 | 0 | 0 | 0 | 0 | 0 | 0 | 0 | 0 | 0 | 0 | 0 | 0 | 0 | 0 | 2 | 2 | 1 |  | 0 | 0 | 0 | 0 | 0 | 0 | 0 | 0 | 0 | 0 | 0 | 0 | 0 | 0 | 0 | 0 | 0 | 0 | 0 | 0 | 0 | 0 | 0 | 0 | 0 | 0 | 0 | 0 | 0 | 0 | 0 | 0 | 0 | 2 | 2 | 1 |  | 0 | 0 | 0 | 0 | 0 | 0 | 0 | 0 | 0 | 0 | 0 | 0 | 0 | 0 | 0 | 0 | 0 | 0 | 0 | 0 | 0 | 0 | 0 | 0 | 0 | 0 | 0 | 0 | 0 | 0 | 0 | 0 | 0 | 2 | 2 | 1 |  | 0 | 0 | 0 | 0 | 0 | 0 | 0 | 0 | 0 | 0 | 0 | 0 | 0 | 0 | 0 | 0 | 0 | 0 | 0 | 0 | 0 | 0 | 0 | 0 | 0 | 0 | 0 | 0 | 0 | 0 | 0 | 0 | 0 | 2 | 2 | 1 |  | 1 | 1 | 1 | 1 | 1 | 1 | 1 | 1 | 5- | 1
PG&E GBA | Tesla | 115 | 0 | 0 | 0 | 0 | 0 | 0 | 0 | 0 | 0 | 0 | 0 | 0 | 0 | 0 | 0 | 0 | 0 | 0 | 0 | 0 |  | 0 | 0 | 0 | 0 | 0 | 0 | 0 | 0 | 0 | 0 | 0 | 0 | 0 | 0 | 0 | 0 | 0 | 0 | 0 | 0 | 0 | 0 | 0 | 0 | 0 | 0 | 0 | 0 | 0 | 0 | 0 | 0 | 0 | 0 | 0 | 0 |  | 0 | 0 | 0 | 0 | 0 | 0 | 0 | 0 | 0 | 0 | 0 | 0 | 0 | 0 | 0 | 0 | 0 | 0 | 0 | 0 | 0 | 0 | 0 | 0 | 0 | 0 | 0 | 0 | 0 | 0 | 0 | 0 | 0 | 0 | 0 | 0 |  | 0 | 0 | 0 | 0 | 0 | 0 | 0 | 0 | 0 | 0 | 0 | 0 | 0 | 0 | 0 | 0 | 0 | 0 | 0 | 0 | 0 | 0 | 0 | 0 | 0 | 0 | 0 | 0 | 0 | 0 | 0 | 0 | 0 | 0 | 0 | 0 |  | 0 | 0 | 0 | 0 | 0 | 0 | 0 | 0 | 0 | 0 | 0 | 0 | 0 | 0 | 0 | 0 | 0 | 0 | 0 | 0 | 0 | 0 | 0 | 0 | 0 | 0 | 0 | 0 | 0 | 0 | 0 | 0 | 0 | 0 | 0 | 0 |  | 1 | 1 | 1 | 1 | 1 | 1 | 1 | 1 | 1 | 0
PG&E GBA | Tesla | 230 | 0 | 0 | 0 | 0 | 0 | 0 | 0 | 0 | 0 | 0 | 0 | 0 | 0 | 0 | 0 | 0 | 0 | 0 | 0 | 0 |  | 0 | 0 | 0 | 0 | 60 | 62.5 | 0 | 0 | 0 | 0 | 0 | 0 | 0 | 0 | 0 | 0 | 0 | 1 | 0 | 0 | 0 | 0 | -2 | -2 | 0 | 0 | 0 | 0 | 0 | 0 | 0 | 0 | 0 | 0 | 0 | 1 |  | 0 | 0 | 0 | 0 | 80 | 176.5 | 0 | 0 | 0 | 0 | 0 | 0 | 0 | 175 | 240.12 | 0 | 0 | 1 | 0 | 0 | 0 | 0 | -2 | -2 | 0 | 0 | 0 | 0 | 0 | 0 | 0 | -2 | -2 | 0 | 0 | 1 |  | 0 | 0 | 0 | 0 | 80 | 176.5 | 0 | 0 | 0 | 0 | 0 | 0 | 0 | 675 | 744.12 | 0 | 0 | 1 | 0 | 0 | 0 | 0 | -2 | -2 | 0 | 0 | 0 | 0 | 0 | 0 | 0 | -2 | -2 | 0 | 0 | 1 |  | 0 | 0 | 0 | 0 | 80 | 176.5 | 0 | 0 | 0 | 0 | 0 | 0 | 0 | 675 | 744.12 | 0 | 0 | 1 | 0 | 0 | 0 | 0 | -2 | -2 | 0 | 0 | 0 | 0 | 0 | 0 | 0 | -2 | -2 | 0 | 0 | 1 |  | 1 | 1 | 4+ | 1 | 1 | 1 | 1 | 4+ | 1 | 1
PG&E GBA | Tesla | 500 | 0 | 0 | 0 | 0 | 0 | 0 | 0 | 0 | 0 | 0 | 0 | 0 | 0 | 0 | 0 | 0 | 0 | 0 | 0 | 0 |  | 0 | 0 | 0 | 0 | 0 | 408.8 | 0 | 0 | 0 | 0 | 0 | 0 | 410.04 | 400 | 405.9 | 0 | 0 | 1 | 0 | 0 | 0 | 0 | 0 | -2 | 0 | 0 | 0 | 0 | 0 | 0 | -2 | -2 | -2 | 0 | 0 | 1 |  | 0 | 0 | 0 | 0 | 0 | 408.8 | 0 | 0 | 0 | 0 | 0 | 0 | 410.04 | 900 | 921.318 | 0 | 0 | 1 | 0 | 0 | 0 | 0 | 0 | -2 | 0 | 0 | 0 | 0 | 0 | 0 | -2 | -2 | -2 | 0 | 0 | 1 |  | 0 | 0 | 0 | 0 | 0 | 408.8 | 0 | 0 | 0 | 0 | 0 | 0 | 410.04 | 900 | 921.318 | 0 | 0 | 1 | 0 | 0 | 0 | 0 | 0 | -2 | 0 | 0 | 0 | 0 | 0 | 0 | -2 | -2 | -2 | 0 | 0 | 1 |  | 0 | 0 | 0 | 0 | 0 | 408.8 | 0 | 514.368 | 0 | 0 | 0 | 0 | 410.04 | 900 | 1435.686 | 0 | 0 | 1 | 0 | 0 | 0 | 0 | 0 | -2 | 0 | -2 | 0 | 0 | 0 | 0 | -2 | -2 | -2 | 0 | 0 | 1 |  | 1 | 1 | 4+ | 1+ | 1 | 1 | 4+ | 4+ | 1 | 1
PG&E KERN | Tevis | 115 | 0 | 0 | 0 | 0 | 0 | 0 | 0 | 0 | 0 | 0 | 0 | 0 | 100 | 0 | 100 | 0 | 0 | 0 | 0 | 1 |  | 0 | 0 | 0 | 0 | 0 | 0 | 0 | 0 | 0 | 0 | 0 | 0 | 0 | 0 | 0 | 0 | 0 | 0 | 0 | 0 | 0 | 0 | 0 | 0 | 0 | 0 | 0 | 0 | 0 | 2 | 2 | 0 | 0 | 0 | 0 | 1 |  | 0 | 0 | 0 | 0 | 0 | 0 | 0 | 0 | 0 | 0 | 0 | 0 | 0 | 0 | 0 | 0 | 0 | 0 | 0 | 0 | 0 | 0 | 0 | 0 | 0 | 0 | 0 | 0 | 0 | 2 | 2 | 0 | 0 | 0 | 0 | 1 |  | 0 | 0 | 0 | 0 | 0 | 0 | 0 | 0 | 0 | 0 | 0 | 0 | 0 | 0 | 0 | 0 | 0 | 0 | 0 | 0 | 0 | 0 | 0 | 0 | 0 | 0 | 0 | 0 | 0 | 2 | 2 | 0 | 0 | 0 | 0 | 1 |  | 0 | 0 | 0 | 0 | 0 | 0 | 0 | 0 | 0 | 0 | 0 | 0 | 0 | 0 | 0 | 0 | 0 | 0 | 0 | 0 | 0 | 0 | 0 | 0 | 0 | 0 | 0 | 0 | 0 | 2 | 2 | 0 | 0 | 0 | 0 | 1 |  | 1 | 1 | 1 | 1 | 1 | 1 | 5- | 1 | 1 | 1
EOP | Thousandaire | 138 | 0 | 0 | 0 | 0 | 0 | 0 | 0 | 0 | 0 | 0 | 0 | 0 | 0 | 0 | 0 | 0 | 0 | 0 | 0 | 0 |  | 0 | 0 | 0 | 0 | 0 | 0 | 0 | 0 | 0 | 0 | 0 | 0 | 0 | 0 | 0 | 0 | 0 | 0 | 0 | 0 | 0 | 0 | 0 | 0 | 0 | 0 | 0 | 0 | 0 | 0 | 0 | 0 | 0 | 0 | 0 | 0 |  | 0 | 0 | 0 | 0 | 0 | 0 | 0 | 0 | 0 | 0 | 0 | 0 | 0 | 0 | 0 | 0 | 0 | 0 | 0 | 0 | 0 | 0 | 0 | 0 | 0 | 0 | 0 | 0 | 0 | 0 | 0 | 0 | 0 | 0 | 0 | 0 |  | 0 | 0 | 0 | 0 | 0 | 0 | 0 | 0 | 0 | 0 | 0 | 0 | 0 | 0 | 0 | 0 | 0 | 0 | 0 | 0 | 0 | 0 | 0 | 0 | 0 | 0 | 0 | 0 | 0 | 0 | 0 | 0 | 0 | 0 | 0 | 0 |  | 0 | 0 | 0 | 0 | 0 | 0 | 0 | 0 | 0 | 0 | 0 | 0 | 0 | 0 | 0 | 0 | 0 | 0 | 0 | 0 | 0 | 0 | 0 | 0 | 0 | 0 | 0 | 0 | 0 | 0 | 0 | 0 | 0 | 0 | 0 | 0 |  | 1 | 1 | 1 | 1 | 1 | 1 | 1 | 1 | 1 | 0
PG&E KERN | Topaz | 230 | 0 | 0 | 0 | 0 | 0 | 0 | 0 | 0 | 0 | 0 | 0 | 0 | 0 | 0 | 0 | 0 | 0 | 0 | 170 | 1 |  | 0 | 0 | 0 | 0 | 0 | 0 | 0 | 0 | 0 | 0 | 0 | 0 | 0 | 0 | 0 | 0 | 0 | 0 | 0 | 0 | 0 | 0 | 0 | 0 | 0 | 0 | 0 | 0 | 0 | 0 | 0 | 0 | 0 | 2 | 2 | 1 |  | 0 | 0 | 0 | 0 | 0 | 0 | 0 | 0 | 0 | 0 | 0 | 0 | 0 | 0 | 0 | 0 | 0 | 0 | 0 | 0 | 0 | 0 | 0 | 0 | 0 | 0 | 0 | 0 | 0 | 0 | 0 | 0 | 0 | 2 | 2 | 1 |  | 0 | 0 | 0 | 0 | 0 | 0 | 0 | 0 | 0 | 0 | 0 | 0 | 0 | 0 | 0 | 0 | 0 | 0 | 0 | 0 | 0 | 0 | 0 | 0 | 0 | 0 | 0 | 0 | 0 | 0 | 0 | 0 | 0 | 2 | 2 | 1 |  | 0 | 0 | 0 | 0 | 0 | 0 | 0 | 0 | 0 | 0 | 0 | 0 | 0 | 0 | 0 | 0 | 0 | 0 | 0 | 0 | 0 | 0 | 0 | 0 | 0 | 0 | 0 | 0 | 0 | 0 | 0 | 0 | 0 | 2 | 2 | 1 |  | 1 | 1 | 1 | 1 | 1 | 1 | 1 | 1 | 5- | 1
SCE NOL | Tortilla | 115 | 0 | 0 | 0 | 0 | 0 | 0 | 0 | 0 | 0 | 0 | 0 | 0 | 0 | 0 | 0 | 0 | 0 | 0 | 0 | 0 |  | 0 | 0 | 0 | 0 | 0 | 0 | 0 | 0 | 0 | 0 | 0 | 0 | 0 | 0 | 0 | 0 | 0 | 0 | 0 | 0 | 0 | 0 | 0 | 0 | 0 | 0 | 0 | 0 | 0 | 0 | 0 | 0 | 0 | 0 | 0 | 0 |  | 0 | 0 | 0 | 0 | 0 | 0 | 0 | 0 | 0 | 0 | 0 | 0 | 0 | 0 | 0 | 0 | 0 | 0 | 0 | 0 | 0 | 0 | 0 | 0 | 0 | 0 | 0 | 0 | 0 | 0 | 0 | 0 | 0 | 0 | 0 | 0 |  | 0 | 0 | 0 | 0 | 0 | 0 | 0 | 0 | 0 | 0 | 0 | 0 | 0 | 0 | 0 | 0 | 0 | 0 | 0 | 0 | 0 | 0 | 0 | 0 | 0 | 0 | 0 | 0 | 0 | 0 | 0 | 0 | 0 | 0 | 0 | 0 |  | 0 | 0 | 0 | 0 | 0 | 0 | 0 | 0 | 0 | 0 | 17.8 | 0 | 40.8 | 0 | 12.6 | 0 | 0 | 1 | 0 | 0 | 0 | 0 | 0 | 0 | 0 | 0 | 0 | 0 | -2 | 0 | -2 | 0 | 0 | 0 | 0 | 1 |  | 1 | 1 | 1 | 1 | 1 | 1+ | 1+ | 1 | 1 | 1
SDGE | Trabuco | 138 | 0 | 0 | 0 | 0 | 0 | 0 | 0 | 0 | 0 | 0 | 0 | 0 | 0 | 0 | 0 | 0 | 0 | 0 | 0 | 0 |  | 0 | 0 | 0 | 0 | 0 | 0 | 0 | 0 | 0 | 0 | 0 | 0 | 0 | 0 | 0 | 0 | 0 | 0 | 0 | 0 | 0 | 0 | 0 | 0 | 0 | 0 | 0 | 0 | 0 | 0 | 0 | 0 | 0 | 0 | 0 | 0 |  | 0 | 0 | 0 | 0 | 0 | 0 | 0 | 0 | 0 | 0 | 0 | 0 | 0 | 0 | 0 | 0 | 0 | 0 | 0 | 0 | 0 | 0 | 0 | 0 | 0 | 0 | 0 | 0 | 0 | 0 | 0 | 0 | 0 | 0 | 0 | 0 |  | 0 | 0 | 0 | 0 | 0 | 0 | 0 | 0 | 0 | 0 | 0 | 0 | 0 | 0 | 0 | 0 | 0 | 0 | 0 | 0 | 0 | 0 | 0 | 0 | 0 | 0 | 0 | 0 | 0 | 0 | 0 | 0 | 0 | 0 | 0 | 0 |  | 0 | 0 | 0 | 0 | 0 | 0 | 0 | 0 | 0 | 0 | 0 | 0 | 0 | 0 | 0 | 0 | 0 | 0 | 0 | 0 | 0 | 0 | 0 | 0 | 0 | 0 | 0 | 0 | 0 | 0 | 0 | 0 | 0 | 0 | 0 | 0 |  | 1 | 1 | 1 | 1 | 1 | 1 | 1 | 1 | 1 | 0
PG&E GBA | Tracy | 115 | 0 | 0 | 0 | 0 | 0 | 0 | 0 | 0 | 0 | 0 | 0 | 0 | 0 | 0 | 0 | 0 | 0 | 0 | 0 | 0 |  | 0 | 0 | 0 | 0 | 0 | 0 | 0 | 0 | 0 | 0 | 0 | 0 | 0 | 0 | 0 | 0 | 0 | 0 | 0 | 0 | 0 | 0 | 0 | 0 | 0 | 0 | 0 | 0 | 0 | 0 | 0 | 0 | 0 | 0 | 0 | 0 |  | 0 | 0 | 0 | 0 | 0 | 0 | 0 | 0 | 0 | 0 | 0 | 0 | 6.598 | 0 | 1.285 | 0 | 0 | 1 | 0 | 0 | 0 | 0 | 0 | 0 | 0 | 0 | 0 | 0 | 0 | 0 | -2 | 0 | 0 | 0 | 0 | 1 |  | 0 | 0 | 0 | 0 | 0 | 0 | 0 | 0 | 0 | 0 | 0 | 0 | 6.598 | 0 | 1.285 | 0 | 0 | 1 | 0 | 0 | 0 | 0 | 0 | 0 | 0 | 0 | 0 | 0 | 0 | 0 | -2 | 0 | 0 | 0 | 0 | 1 |  | 0 | 0 | 0 | 0 | 0 | 0 | 0 | 0 | 0 | 0 | 0 | 0 | 9.598 | 0 | 2.57 | 0 | 0 | 1 | 0 | 0 | 0 | 0 | 0 | 0 | 0 | 0 | 0 | 0 | 0 | 0 | -2 | 0 | 0 | 0 | 0 | 1 |  | 1 | 1 | 1 | 1 | 1 | 1 | 4+ | 1 | 1 | 1
PG&E FRESNO | Tranquility | 230 | 0 | 0 | 0 | 0 | 0 | 0 | 0 | 0 | 0 | 0 | 0 | 0 | 100 | 0 | 100 | 0 | 0 | 0 | 0 | 1 |  | 0 | 0 | 0 | 0 | 0 | 0 | 0 | 0 | 0 | 0 | 0 | 0 | 316.09 | 50.5 | 50.5 | 0 | 0 | 1 | 0 | 0 | 0 | 0 | 0 | 0 | 0 | 0 | 0 | 0 | 0 | 2 | -2 | -2 | -2 | 0 | 0 | 1 |  | 0 | 0 | 0 | 0 | 0 | 0 | 0 | 0 | 0 | 0 | 0 | 0 | 722.03 | 485.5 | 720.25 | 0 | 0 | 1 | 0 | 0 | 0 | 0 | 0 | 0 | 0 | 0 | 0 | 0 | 0 | 2 | -2 | -2 | -2 | 0 | 0 | 1 |  | 0 | 0 | 0 | 0 | 0 | 0 | 0 | 0 | 0 | 0 | 0 | 0 | 722.03 | 485.5 | 720.25 | 0 | 0 | 1 | 0 | 0 | 0 | 0 | 0 | 0 | 0 | 0 | 0 | 0 | 0 | 2 | -2 | -2 | -2 | 0 | 0 | 1 |  | 0 | 0 | 0 | 0 | 0 | 0 | 0 | 0 | 0 | 0 | 0 | 0 | 722.03 | 485.5 | 720.25 | 0 | 0 | 1 | 0 | 0 | 0 | 0 | 0 | 0 | 0 | 0 | 0 | 0 | 0 | 2 | -2 | -2 | -2 | 0 | 0 | 1 |  | 1 | 1 | 1 | 1 | 1 | 1 | 4+ | 4+ | 1 | 1
PG&E GBA | Trimble | 115 | 0 | 0 | 0 | 0 | 0 | 0 | 0 | 0 | 0 | 0 | 0 | 0 | 0 | 0 | 0 | 0 | 0 | 0 | 0 | 0 |  | 0 | 0 | 0 | 0 | 0 | 0 | 0 | 0 | 0 | 0 | 0 | 0 | 0 | 0 | 0 | 0 | 0 | 0 | 0 | 0 | 0 | 0 | 0 | 0 | 0 | 0 | 0 | 0 | 0 | 0 | 0 | 0 | 0 | 0 | 0 | 0 |  | 0 | 0 | 0 | 0 | 0 | 0 | 0 | 0 | 0 | 0 | 0 | 0 | 2.5255 | 0 | 2.5255 | 0 | 0 | 1 | 0 | 0 | 0 | 0 | 0 | 0 | 0 | 0 | 0 | 0 | 0 | 0 | 0 | 0 | 0 | 0 | 0 | 0 |  | 0 | 0 | 0 | 0 | 0 | 0 | 0 | 0 | 0 | 0 | 0 | 0 | 2.5255 | 0 | 2.5255 | 0 | 0 | 1 | 0 | 0 | 0 | 0 | 0 | 0 | 0 | 0 | 0 | 0 | 0 | 0 | 0 | 0 | 0 | 0 | 0 | 0 |  | 0 | 0 | 0 | 0 | 0 | 0 | 0 | 0 | 0 | 0 | 0 | 0 | 2.5255 | 0 | 2.5255 | 0 | 0 | 1 | 0 | 0 | 0 | 0 | 0 | 0 | 0 | 0 | 0 | 0 | 0 | 0 | 0 | 0 | 0 | 0 | 0 | 0 |  | 1 | 1 | 1 | 1 | 1 | 1 | 1 | 1 | 1 | 0
EOP | Trout Canyon | 230 | 0 | 0 | 0 | 0 | 0 | 0 | 0 | 0 | 0 | 0 | 0 | 0 | 835 | 216 | 1051 | 0 | 60 | 60 | 0 | 1 |  | 0 | 0 | 0 | 0 | 0 | 0 | 0 | 0 | 0 | 0 | 0 | 0 | 0 | 0 | 0 | 0 | 0 | 0 | 0 | 0 | 0 | 0 | 0 | 0 | 0 | 0 | 0 | 0 | 0 | 2 | 2 | 2 | 2 | 0 | 0 | 1 |  | 0 | 0 | 0 | 0 | 0 | 0 | 0 | 0 | 0 | 0 | 0 | 416.6667 | 2172.37 | 1369 | 1914.1267 | 0 | 0 | 1 | 0 | 0 | 0 | 0 | 0 | 0 | 0 | 0 | 0 | 0 | 0 | 2 | -2 | -2 | -2 | 0 | 0 | 1 |  | 0 | 0 | 0 | 0 | 0 | 0 | 0 | 0 | 0 | 0 | 0 | 416.6667 | 2479.37 | 1369 | 2221.1267 | 0 | 0 | 1 | 0 | 0 | 0 | 0 | 0 | 0 | 0 | 0 | 0 | 0 | 0 | 2 | -2 | -2 | -2 | 0 | 0 | 1 |  | 0 | 0 | 0 | 0 | 0 | 0 | 0 | 0 | 0 | 0 | 0 | 416.6667 | 2479.37 | 1369 | 2221.1267 | 0 | 0 | 1 | 0 | 0 | 0 | 0 | 0 | 0 | 0 | 0 | 0 | 0 | 0 | 2 | -2 | -2 | -2 | 0 | 0 | 1 |  | 1 | 1 | 1 | 1 | 1 | 1 | 4+ | 4+ | 1 | 1
EOP | Trout Canyon | 500 | 0 | 0 | 0 | 0 | 0 | 0 | 0 | 0 | 0 | 0 | 0 | 0 | 0 | 0 | 0 | 0 | 0 | 0 | 0 | 0 |  | 0 | 0 | 0 | 0 | 0 | 0 | 0 | 0 | 0 | 0 | 0 | 0 | 0 | 0 | 0 | 0 | 0 | 0 | 0 | 0 | 0 | 0 | 0 | 0 | 0 | 0 | 0 | 0 | 0 | 0 | 0 | 0 | 0 | 0 | 0 | 0 |  | 0 | 0 | 0 | 0 | 0 | 0 | 0 | 0 | 0 | 0 | 0 | 0 | 0 | 0 | 0 | 0 | 0 | 0 | 0 | 0 | 0 | 0 | 0 | 0 | 0 | 0 | 0 | 0 | 0 | 0 | 0 | 0 | 0 | 0 | 0 | 0 |  | 0 | 0 | 0 | 0 | 0 | 0 | 0 | 0 | 0 | 0 | 0 | 0 | 0 | 0 | 0 | 0 | 0 | 0 | 0 | 0 | 0 | 0 | 0 | 0 | 0 | 0 | 0 | 0 | 0 | 0 | 0 | 0 | 0 | 0 | 0 | 0 |  | 0 | 0 | 0 | 0 | 0 | 0 | 0 | 0 | 0 | 0 | 0 | 0 | 0 | 0 | 0 | 0 | 0 | 0 | 0 | 0 | 0 | 0 | 0 | 0 | 0 | 0 | 0 | 0 | 0 | 0 | 0 | 0 | 0 | 0 | 0 | 0 |  | 1 | 1 | 1 | 1 | 1 | 1 | 1 | 1 | 1 | 0
PG&E NGBA | Tulucay | 230 | 115 | 0 | 0 | 0 | 0 | 0 | 0 | 0 | 0 | 0 | 0 | 0 | 0 | 0 | 0 | 0 | 0 | 0 | 0 | 1 |  | 0 | 0 | 0 | 0 | 0 | 0 | 0 | 0 | 0 | 0 | 0 | 0 | 0 | 0 | 0 | 0 | 0 | 0 | 2 | 2 | 0 | 0 | 0 | 0 | 0 | 0 | 0 | 0 | 0 | 0 | 0 | 0 | 0 | 0 | 0 | 1 |  | 0 | 0 | 0 | 0 | 0 | 0 | 0 | 0 | 0 | 0 | 0 | 0 | 0 | 0 | 0 | 0 | 0 | 0 | 2 | 2 | 0 | 0 | 0 | 0 | 0 | 0 | 0 | 0 | 0 | 0 | 0 | 0 | 0 | 0 | 0 | 1 |  | 0 | 0 | 0 | 0 | 0 | 0 | 0 | 0 | 0 | 0 | 0 | 0 | 0 | 0 | 252 | 0 | 0 | 1 | 2 | 2 | 0 | 0 | 0 | 0 | 0 | 0 | 0 | 0 | 0 | 0 | 0 | 0 | -2 | 0 | 0 | 1 |  | 0 | 0 | 0 | 0 | 0 | 0 | 0 | 0 | 0 | 0 | 0 | 0 | 0 | 0 | 252 | 0 | 0 | 1 | 2 | 2 | 0 | 0 | 0 | 0 | 0 | 0 | 0 | 0 | 0 | 0 | 0 | 0 | -1 | 0 | 0 | 1 |  | 5- | 1 | 1 | 1 | 1 | 1 | 1 | 2+ | 1 | 1
PG&E NGBA | Tulucay | 60 | 0 | 0 | 0 | 0 | 0 | 0 | 0 | 0 | 0 | 0 | 0 | 0 | 0 | 0 | 0 | 0 | 0 | 0 | 0 | 0 |  | 0 | 0 | 0 | 0 | 0 | 0 | 0 | 0 | 0 | 0 | 0 | 0 | 0 | 0 | 0 | 0 | 0 | 0 | 0 | 0 | 0 | 0 | 0 | 0 | 0 | 0 | 0 | 0 | 0 | 0 | 0 | 0 | 0 | 0 | 0 | 0 |  | 0 | 0 | 0 | 0 | 0 | 0 | 0 | 0 | 0 | 0 | 0 | 24.5 | 24.5 | 0 | 0 | 0 | 0 | 1 | 0 | 0 | 0 | 0 | 0 | 0 | 0 | 0 | 0 | 0 | 0 | -2 | -2 | 0 | 0 | 0 | 0 | 1 |  | 0 | 0 | 0 | 0 | 0 | 0 | 0 | 0 | 0 | 0 | 0 | 24.5 | 24.5 | 0 | 0 | 0 | 0 | 1 | 0 | 0 | 0 | 0 | 0 | 0 | 0 | 0 | 0 | 0 | 0 | -2 | -2 | 0 | 0 | 0 | 0 | 1 |  | 0 | 0 | 0 | 0 | 0 | 0 | 0 | 0 | 0 | 0 | 0 | 24.5 | 24.5 | 0 | 0 | 0 | 0 | 1 | 0 | 0 | 0 | 0 | 0 | 0 | 0 | 0 | 0 | 0 | 0 | -2 | -2 | 0 | 0 | 0 | 0 | 1 |  | 1 | 1 | 1 | 1 | 1 | 1 | 4+ | 1 | 1 | 1
PG&E KERN | Tupman | 115 | 0 | 0 | 0 | 0 | 0 | 0 | 0 | 0 | 0 | 0 | 0 | 0 | 0 | 0 | 0 | 0 | 0 | 0 | 0 | 0 |  | 0 | 0 | 0 | 0 | 0 | 0 | 0 | 0 | 0 | 0 | 0 | 0 | 0 | 0 | 0 | 0 | 0 | 0 | 0 | 0 | 0 | 0 | 0 | 0 | 0 | 0 | 0 | 0 | 0 | 0 | 0 | 0 | 0 | 0 | 0 | 0 |  | 0 | 0 | 0 | 0 | 0 | 0 | 0 | 0 | 0 | 0 | 0 | 0 | 15.432 | 0 | 0 | 0 | 0 | 1 | 0 | 0 | 0 | 0 | 0 | 0 | 0 | 0 | 0 | 0 | 0 | 0 | -2 | 0 | 0 | 0 | 0 | 1 |  | 0 | 0 | 0 | 0 | 0 | 0 | 0 | 0 | 0 | 0 | 0 | 0 | 15.432 | 0 | 0 | 0 | 0 | 1 | 0 | 0 | 0 | 0 | 0 | 0 | 0 | 0 | 0 | 0 | 0 | 0 | -2 | 0 | 0 | 0 | 0 | 1 |  | 0 | 0 | 0 | 0 | 0 | 0 | 0 | 0 | 0 | 0 | 0 | 0 | 15.432 | 0 | 0 | 0 | 0 | 1 | 0 | 0 | 0 | 0 | 0 | 0 | 0 | 0 | 0 | 0 | 0 | 0 | -2 | 0 | 0 | 0 | 0 | 1 |  | 1 | 1 | 1 | 1 | 1 | 1 | 4+ | 1 | 1 | 1
PG&E NGBA | Ukiah | 115 | 0 | 0 | 0 | 0 | 0 | 0 | 0 | 0 | 0 | 0 | 0 | 0 | 0 | 0 | 0 | 0 | 0 | 0 | 0 | 0 |  | 0 | 0 | 0 | 0 | 0 | 0 | 0 | 0 | 0 | 0 | 0 | 0 | 0 | 0 | 0 | 0 | 0 | 0 | 0 | 0 | 0 | 0 | 0 | 0 | 0 | 0 | 0 | 0 | 0 | 0 | 0 | 0 | 0 | 0 | 0 | 0 |  | 0 | 0 | 0 | 0 | 0 | 0 | 0 | 0 | 0 | 0 | 0 | 0 | 0 | 0 | 0 | 0 | 0 | 0 | 0 | 0 | 0 | 0 | 0 | 0 | 0 | 0 | 0 | 0 | 0 | 0 | 0 | 0 | 0 | 0 | 0 | 0 |  | 0 | 0 | 0 | 0 | 0 | 0 | 0 | 0 | 0 | 0 | 0 | 0 | 0 | 0 | 0 | 0 | 0 | 0 | 0 | 0 | 0 | 0 | 0 | 0 | 0 | 0 | 0 | 0 | 0 | 0 | 0 | 0 | 0 | 0 | 0 | 0 |  | 0 | 0 | 0 | 0 | 0 | 0 | 0 | 0 | 0 | 0 | 0 | 0 | 0 | 0 | 0 | 0 | 0 | 0 | 0 | 0 | 0 | 0 | 0 | 0 | 0 | 0 | 0 | 0 | 0 | 0 | 0 | 0 | 0 | 0 | 0 | 0 |  | 1 | 1 | 1 | 1 | 1 | 1 | 1 | 1 | 1 | 0
PG&E KERN | Union (Estrella) | 70 | 0 | 0 | 0 | 0 | 0 | 0 | 0 | 0 | 0 | 0 | 0 | 0 | 0 | 0 | 0 | 0 | 0 | 0 | 0 | 0 |  | 0 | 0 | 0 | 0 | 0 | 0 | 0 | 0 | 0 | 0 | 0 | 0 | 0 | 0 | 0 | 0 | 0 | 0 | 0 | 0 | 0 | 0 | 0 | 0 | 0 | 0 | 0 | 0 | 0 | 0 | 0 | 0 | 0 | 0 | 0 | 0 |  | 0 | 0 | 0 | 0 | 0 | 0 | 0 | 0 | 0 | 0 | 0 | 0 | 0 | 0 | 0 | 0 | 0 | 0 | 0 | 0 | 0 | 0 | 0 | 0 | 0 | 0 | 0 | 0 | 0 | 0 | 0 | 0 | 0 | 0 | 0 | 0 |  | 0 | 0 | 0 | 0 | 0 | 0 | 0 | 0 | 0 | 0 | 0 | 0 | 0 | 0 | 0 | 0 | 0 | 0 | 0 | 0 | 0 | 0 | 0 | 0 | 0 | 0 | 0 | 0 | 0 | 0 | 0 | 0 | 0 | 0 | 0 | 0 |  | 0 | 0 | 0 | 0 | 0 | 0 | 0 | 0 | 0 | 0 | 0 | 0 | 0 | 0 | 0 | 0 | 0 | 0 | 0 | 0 | 0 | 0 | 0 | 0 | 0 | 0 | 0 | 0 | 0 | 0 | 0 | 0 | 0 | 0 | 0 | 0 |  | 1 | 1 | 1 | 1 | 1 | 1 | 1 | 1 | 1 | 0
PG&E NGBA | Vaca Dixon | 115 | 0 | 0 | 0 | 0 | 0 | 0 | 0 | 0 | 0 | 0 | 0 | 0 | 0 | 0 | 0 | 0 | 0 | 0 | 0 | 0 |  | 0 | 0 | 0 | 0 | 0 | 0 | 0 | 0 | 0 | 0 | 0 | 0 | 0 | 0 | 0 | 0 | 0 | 0 | 0 | 0 | 0 | 0 | 0 | 0 | 0 | 0 | 0 | 0 | 0 | 0 | 0 | 0 | 0 | 0 | 0 | 0 |  | 0 | 0 | 0 | 0 | 0 | 0 | 0 | 0 | 0 | 0 | 0 | 0 | 0 | 0 | 0 | 0 | 0 | 0 | 0 | 0 | 0 | 0 | 0 | 0 | 0 | 0 | 0 | 0 | 0 | 0 | 0 | 0 | 0 | 0 | 0 | 0 |  | 0 | 0 | 0 | 0 | 0 | 0 | 0 | 0 | 0 | 0 | 0 | 0 | 0 | 0 | 102.15 | 0 | 0 | 1 | 0 | 0 | 0 | 0 | 0 | 0 | 0 | 0 | 0 | 0 | 0 | 0 | 0 | 0 | -2 | 0 | 0 | 1 |  | 0 | 0 | 0 | 0 | 0 | 0 | 0 | 0 | 0 | 0 | 0 | 0 | 0 | 0 | 102.15 | 0 | 0 | 1 | 0 | 0 | 0 | 0 | 0 | 0 | 0 | 0 | 0 | 0 | 0 | 0 | 0 | 0 | -1 | 0 | 0 | 1 |  | 1 | 1 | 1 | 1 | 1 | 1 | 1 | 2+ | 1 | 1
PG&E NGBA | Vaca Dixon | 230 | 0 | 0 | 0 | 0 | 0 | 0 | 0 | 0 | 0 | 0 | 0 | 0 | 0 | 160 | 160 | 0 | 0 | 0 | 0 | 1 |  | 0 | 0 | 0 | 0 | 0 | 0 | 0 | 0 | 0 | 0 | 0 | 0 | 0 | 0 | 0 | 0 | 0 | 0 | 0 | 0 | 0 | 0 | 0 | 0 | 0 | 0 | 0 | 0 | 0 | 0 | 2 | 0 | 0 | 0 | 0 | 1 |  | 0 | 0 | 0 | 0 | 0 | 0 | 0 | 0 | 0 | 0 | 0 | 0 | 0 | 0 | 2.75 | 0 | 0 | 1 | 0 | 0 | 0 | 0 | 0 | 0 | 0 | 0 | 0 | 0 | 0 | 0 | 2 | 0 | 0 | 0 | 0 | 1 |  | 0 | 0 | 0 | 0 | 0 | 0 | 0 | 0 | 0 | 0 | 0 | 0 | 0 | 0 | 478.71 | 0 | 0 | 1 | 0 | 0 | 0 | 0 | 0 | 0 | 0 | 0 | 0 | 0 | 0 | 0 | 2 | 0 | -2 | 0 | 0 | 1 |  | 0 | 0 | 0 | 0 | 0 | 0 | 0 | 0 | 0 | 0 | 0 | 0 | 0 | 0 | 478.71 | 0 | 0 | 1 | 0 | 0 | 0 | 0 | 0 | 0 | 0 | 0 | 0 | 0 | 0 | 0 | 2 | 0 | -1 | 0 | 0 | 1 |  | 1 | 1 | 1 | 1 | 1 | 1 | 5- | 2+ | 1 | 1
PG&E NGBA | Vaca Dixon | 500 | 0 | 0 | 0 | 20 | 20 | 0 | 0 | 0 | 0 | 0 | 0 | 0 | 0 | 310 | 310 | 0 | 0 | 0 | 0 | 1 |  | 0 | 0 | 0 | 0 | 0 | 0 | 0 | 0 | 0 | 0 | 0 | 0 | 0 | 0 | 0 | 0 | 0 | 0 | 0 | 0 | 0 | 0 | 0 | 2 | 0 | 0 | 0 | 0 | 0 | 0 | 2 | 0 | 0 | 0 | 0 | 1 |  | 0 | 0 | 0 | 0 | 0 | 0 | 0 | 0 | 0 | 0 | 0 | 0 | 2.914 | 0 | 0 | 0 | 0 | 1 | 0 | 0 | 0 | 0 | 0 | 2 | 0 | 0 | 0 | 0 | 0 | 0 | 2 | 0 | 0 | 0 | 0 | 1 |  | 0 | 0 | 0 | 0 | 0 | 0 | 0 | 0 | 0 | 0 | 0 | 0 | 2.914 | 0 | 710.6 | 0 | 0 | 1 | 0 | 0 | 0 | 0 | 0 | 2 | 0 | 0 | 0 | 0 | 0 | 0 | 2 | 0 | -2 | 0 | 0 | 1 |  | 0 | 0 | 0 | 0 | 0 | 0 | 0 | 0 | 0 | 0 | 0 | 0 | 2.914 | 0 | 710.6 | 0 | 0 | 1 | 0 | 0 | 0 | 0 | 0 | 2 | 0 | 0 | 0 | 0 | 0 | 0 | 2 | 0 | -2 | 0 | 0 | 1 |  | 1 | 1 | 5- | 1 | 1 | 1 | 5- | 2+ | 1 | 1
PG&E NGBA | Vaca Dixon | 60 | 0 | 0 | 0 | 0 | 0 | 0 | 0 | 0 | 0 | 0 | 0 | 0 | 0 | 0 | 0 | 0 | 0 | 0 | 0 | 0 |  | 0 | 0 | 0 | 0 | 0 | 0 | 0 | 0 | 0 | 0 | 0 | 0 | 0 | 0 | 0 | 0 | 0 | 0 | 0 | 0 | 0 | 0 | 0 | 0 | 0 | 0 | 0 | 0 | 0 | 0 | 0 | 0 | 0 | 0 | 0 | 0 |  | 0 | 0 | 0 | 0 | 0 | 0 | 0 | 0 | 0 | 0 | 0 | 0 | 0 | 0 | 0 | 0 | 0 | 0 | 0 | 0 | 0 | 0 | 0 | 0 | 0 | 0 | 0 | 0 | 0 | 0 | 0 | 0 | 0 | 0 | 0 | 0 |  | 0 | 0 | 0 | 0 | 0 | 0 | 0 | 0 | 0 | 0 | 0 | 0 | 0 | 0 | 0 | 0 | 0 | 0 | 0 | 0 | 0 | 0 | 0 | 0 | 0 | 0 | 0 | 0 | 0 | 0 | 0 | 0 | 0 | 0 | 0 | 0 |  | 0 | 0 | 0 | 0 | 0 | 0 | 0 | 0 | 0 | 0 | 0 | 0 | 0 | 0 | 0 | 0 | 0 | 0 | 0 | 0 | 0 | 0 | 0 | 0 | 0 | 0 | 0 | 0 | 0 | 0 | 0 | 0 | 0 | 0 | 0 | 0 |  | 1 | 1 | 1 | 1 | 1 | 1 | 1 | 1 | 1 | 0
SCE Eastern | Valley (SCE) | 500 | 0 | 0 | 0 | 0 | 0 | 0 | 0 | 0 | 0 | 0 | 0 | 0 | 0 | 300 | 300 | 0 | 0 | 0 | 0 | 1 |  | 0 | 0 | 0 | 0 | 0 | 0 | 0 | 0 | 0 | 0 | 0 | 0 | 0 | 60 | 60 | 0 | 0 | 1 | 0 | 0 | 0 | 0 | 0 | 0 | 0 | 0 | 0 | 0 | 0 | 0 | 2 | -2 | -2 | 0 | 0 | 1 |  | 0 | 0 | 0 | 0 | 0 | 0 | 0 | 0 | 0 | 0 | 0 | 0 | 0 | 560 | 567.6 | 0 | 0 | 1 | 0 | 0 | 0 | 0 | 0 | 0 | 0 | 0 | 0 | 0 | 0 | 0 | 2 | -2 | -2 | 0 | 0 | 1 |  | 0 | 0 | 0 | 0 | 0 | 0 | 0 | 0 | 0 | 0 | 0 | 0 | 0 | 560 | 567.6 | 0 | 0 | 1 | 0 | 0 | 0 | 0 | 0 | 0 | 0 | 0 | 0 | 0 | 0 | 0 | 2 | -2 | -2 | 0 | 0 | 1 |  | 0 | 0 | 0 | 0 | 0 | 0 | 0 | 0 | 0 | 0 | 0 | 0 | 0 | 560 | 567.6 | 0 | 0 | 1 | 0 | 0 | 0 | 0 | 0 | 0 | 0 | 0 | 0 | 0 | 0 | 0 | 2 | -2 | -2 | 0 | 0 | 1 |  | 1 | 1 | 1 | 1 | 1 | 1 | 5- | 4+ | 1 | 1
EOP | Valley (VEA) | 138 | 0 | 0 | 0 | 0 | 0 | 0 | 0 | 0 | 0 | 0 | 0 | 0 | 0 | 0 | 0 | 0 | 0 | 0 | 0 | 0 |  | 0 | 0 | 0 | 0 | 0 | 0 | 0 | 0 | 0 | 0 | 0 | 0 | 0 | 40 | 40 | 0 | 0 | 1 | 0 | 0 | 0 | 0 | 0 | 0 | 0 | 0 | 0 | 0 | 0 | 0 | 0 | -2 | -2 | 0 | 0 | 1 |  | 0 | 0 | 0 | 0 | 0 | 0 | 0 | 0 | 0 | 0 | 0 | 0 | 0 | 40 | 40 | 0 | 0 | 1 | 0 | 0 | 0 | 0 | 0 | 0 | 0 | 0 | 0 | 0 | 0 | 0 | 0 | -2 | -2 | 0 | 0 | 1 |  | 0 | 0 | 0 | 0 | 0 | 0 | 0 | 0 | 0 | 0 | 0 | 0 | 0 | 40 | 40 | 0 | 0 | 1 | 0 | 0 | 0 | 0 | 0 | 0 | 0 | 0 | 0 | 0 | 0 | 0 | 0 | -2 | -2 | 0 | 0 | 1 |  | 0 | 0 | 0 | 0 | 0 | 0 | 0 | 0 | 0 | 0 | 0 | 0 | 0 | 40 | 40 | 0 | 0 | 1 | 0 | 0 | 0 | 0 | 0 | 0 | 0 | 0 | 0 | 0 | 0 | 0 | 0 | -2 | -2 | 0 | 0 | 1 |  | 1 | 1 | 1 | 1 | 1 | 1 | 1 | 4+ | 1 | 1
SDGE | Valley Center | 69 | 0 | 0 | 0 | 0 | 0 | 0 | 0 | 0 | 0 | 0 | 0 | 0 | 0 | 0 | 0 | 0 | 0 | 0 | 0 | 0 |  | 0 | 0 | 0 | 0 | 0 | 0 | 0 | 0 | 0 | 0 | 0 | 0 | 0 | 0 | 0 | 0 | 0 | 0 | 0 | 0 | 0 | 0 | 0 | 0 | 0 | 0 | 0 | 0 | 0 | 0 | 0 | 0 | 0 | 0 | 0 | 0 |  | 0 | 0 | 0 | 0 | 0 | 0 | 0 | 0 | 0 | 0 | 0 | 0 | 0 | 0 | 0 | 0 | 0 | 0 | 0 | 0 | 0 | 0 | 0 | 0 | 0 | 0 | 0 | 0 | 0 | 0 | 0 | 0 | 0 | 0 | 0 | 0 |  | 0 | 0 | 0 | 0 | 0 | 0 | 0 | 0 | 0 | 0 | 0 | 0 | 0 | 0 | 0 | 0 | 0 | 0 | 0 | 0 | 0 | 0 | 0 | 0 | 0 | 0 | 0 | 0 | 0 | 0 | 0 | 0 | 0 | 0 | 0 | 0 |  | 0 | 0 | 0 | 0 | 0 | 0 | 0 | 0 | 0 | 0 | 0 | 0 | 9.99 | 0 | 9.99 | 0 | 0 | 1 | 0 | 0 | 0 | 0 | 0 | 0 | 0 | 0 | 0 | 0 | 0 | 0 | -2 | 0 | 0 | 0 | 0 | 1 |  | 1 | 1 | 1 | 1 | 1 | 1 | 1+ | 1 | 1 | 1
PG&E GBA | Valley Home | 115 | 0 | 0 | 0 | 0 | 0 | 0 | 0 | 0 | 0 | 0 | 0 | 0 | 0 | 0 | 0 | 0 | 0 | 0 | 0 | 0 |  | 0 | 0 | 0 | 0 | 0 | 0 | 0 | 0 | 0 | 0 | 0 | 0 | 0 | 0 | 0 | 0 | 0 | 0 | 0 | 0 | 0 | 0 | 0 | 0 | 0 | 0 | 0 | 0 | 0 | 0 | 0 | 0 | 0 | 0 | 0 | 0 |  | 0 | 0 | 0 | 0 | 0 | 0 | 0 | 0 | 0 | 0 | 0 | 0 | 0 | 0 | 0 | 0 | 0 | 0 | 0 | 0 | 0 | 0 | 0 | 0 | 0 | 0 | 0 | 0 | 0 | 0 | 0 | 0 | 0 | 0 | 0 | 0 |  | 0 | 0 | 0 | 0 | 0 | 0 | 0 | 0 | 0 | 0 | 0 | 0 | 0 | 0 | 0 | 0 | 0 | 0 | 0 | 0 | 0 | 0 | 0 | 0 | 0 | 0 | 0 | 0 | 0 | 0 | 0 | 0 | 0 | 0 | 0 | 0 |  | 0 | 0 | 0 | 0 | 0 | 0 | 0 | 0 | 0 | 0 | 0 | 0 | 0 | 0 | 0 | 0 | 0 | 0 | 0 | 0 | 0 | 0 | 0 | 0 | 0 | 0 | 0 | 0 | 0 | 0 | 0 | 0 | 0 | 0 | 0 | 0 |  | 1 | 1 | 1 | 1 | 1 | 1 | 1 | 1 | 1 | 0
PG&E GBA | Valley Springs | 230 | 0 | 0 | 0 | 0 | 0 | 0 | 0 | 0 | 0 | 0 | 0 | 0 | 0 | 0 | 0 | 0 | 0 | 0 | 0 | 0 |  | 0 | 0 | 0 | 0 | 0 | 0 | 0 | 0 | 0 | 0 | 0 | 0 | 0 | 0 | 0 | 0 | 0 | 0 | 0 | 0 | 0 | 0 | 0 | 0 | 0 | 0 | 0 | 0 | 0 | 0 | 0 | 0 | 0 | 0 | 0 | 0 |  | 0 | 0 | 0 | 0 | 0 | 0 | 0 | 0 | 0 | 0 | 0 | 0 | 0 | 0 | 0 | 0 | 0 | 0 | 0 | 0 | 0 | 0 | 0 | 0 | 0 | 0 | 0 | 0 | 0 | 0 | 0 | 0 | 0 | 0 | 0 | 0 |  | 0 | 0 | 0 | 0 | 0 | 0 | 0 | 0 | 0 | 0 | 0 | 0 | 0 | 0 | 0 | 0 | 0 | 0 | 0 | 0 | 0 | 0 | 0 | 0 | 0 | 0 | 0 | 0 | 0 | 0 | 0 | 0 | 0 | 0 | 0 | 0 |  | 0 | 0 | 0 | 0 | 0 | 0 | 0 | 128.4 | 0 | 0 | 0 | 0 | 99 | 0 | 128.4 | 0 | 0 | 1 | 0 | 0 | 0 | 0 | 0 | 0 | 0 | -2 | 0 | 0 | 0 | 0 | -2 | 0 | -1 | 0 | 0 | 1 |  | 1 | 1 | 1 | 1+ | 1 | 1 | 1+ | 1 | 1 | 1
PG&E GBA | Valley Springs | 60 | 0 | 0 | 0 | 0 | 0 | 0 | 0 | 0 | 0 | 0 | 0 | 0 | 0 | 0 | 0 | 0 | 0 | 0 | 0 | 0 |  | 0 | 0 | 0 | 0 | 0 | 0 | 0 | 0 | 0 | 0 | 0 | 0 | 0 | 0 | 0 | 0 | 0 | 0 | 0 | 0 | 0 | 0 | 0 | 0 | 0 | 0 | 0 | 0 | 0 | 0 | 0 | 0 | 0 | 0 | 0 | 0 |  | 0 | 0 | 0 | 0 | 0 | 0 | 0 | 0 | 0 | 0 | 0 | 0 | 0 | 100 | 101 | 0 | 0 | 1 | 0 | 0 | 0 | 0 | 0 | 0 | 0 | 0 | 0 | 0 | 0 | 0 | 0 | -2 | -2 | 0 | 0 | 1 |  | 0 | 0 | 0 | 0 | 0 | 0 | 0 | 0 | 0 | 0 | 0 | 0 | 0 | 100 | 101 | 0 | 0 | 1 | 0 | 0 | 0 | 0 | 0 | 0 | 0 | 0 | 0 | 0 | 0 | 0 | 0 | -2 | -2 | 0 | 0 | 1 |  | 0 | 0 | 0 | 0 | 0 | 0 | 0 | 0 | 0 | 0 | 0 | 0 | 0 | 100 | 101 | 0 | 0 | 1 | 0 | 0 | 0 | 0 | 0 | 0 | 0 | 0 | 0 | 0 | 0 | 0 | 0 | -2 | -2 | 0 | 0 | 1 |  | 1 | 1 | 1 | 1 | 1 | 1 | 1 | 4+ | 1 | 1
EOP | Valley Switch | 138 | 0 | 0 | 0 | 0 | 0 | 0 | 0 | 0 | 0 | 0 | 0 | 0 | 0 | 0 | 0 | 0 | 0 | 0 | 0 | 0 |  | 0 | 0 | 0 | 0 | 0 | 0 | 0 | 0 | 0 | 0 | 0 | 0 | 0 | 0 | 0 | 0 | 0 | 0 | 0 | 0 | 0 | 0 | 0 | 0 | 0 | 0 | 0 | 0 | 0 | 0 | 0 | 0 | 0 | 0 | 0 | 0 |  | 0 | 0 | 0 | 0 | 0 | 0 | 0 | 0 | 0 | 0 | 0 | 0 | 0 | 0 | 0 | 0 | 0 | 0 | 0 | 0 | 0 | 0 | 0 | 0 | 0 | 0 | 0 | 0 | 0 | 0 | 0 | 0 | 0 | 0 | 0 | 0 |  | 0 | 0 | 0 | 0 | 0 | 0 | 0 | 0 | 0 | 0 | 0 | 0 | 0 | 0 | 0 | 0 | 0 | 0 | 0 | 0 | 0 | 0 | 0 | 0 | 0 | 0 | 0 | 0 | 0 | 0 | 0 | 0 | 0 | 0 | 0 | 0 |  | 0 | 0 | 0 | 0 | 0 | 0 | 0 | 0 | 0 | 0 | 0 | 0 | 19 | 0 | 0 | 0 | 0 | 1 | 0 | 0 | 0 | 0 | 0 | 0 | 0 | 0 | 0 | 0 | 0 | 0 | -2 | 0 | 0 | 0 | 0 | 1 |  | 1 | 1 | 1 | 1 | 1 | 1 | 1+ | 1 | 1 | 1
EOP | Valley Switch | 230 | 0 | 0 | 0 | 0 | 0 | 0 | 0 | 0 | 0 | 0 | 0 | 0 | 0 | 0 | 0 | 0 | 0 | 0 | 0 | 0 |  | 0 | 0 | 0 | 0 | 0 | 0 | 0 | 0 | 0 | 0 | 0 | 0 | 0 | 0 | 0 | 0 | 0 | 0 | 0 | 0 | 0 | 0 | 0 | 0 | 0 | 0 | 0 | 0 | 0 | 0 | 0 | 0 | 0 | 0 | 0 | 0 |  | 0 | 0 | 0 | 0 | 0 | 0 | 0 | 0 | 0 | 0 | 0 | 0 | 0 | 0 | 0 | 0 | 0 | 0 | 0 | 0 | 0 | 0 | 0 | 0 | 0 | 0 | 0 | 0 | 0 | 0 | 0 | 0 | 0 | 0 | 0 | 0 |  | 0 | 0 | 0 | 0 | 0 | 0 | 0 | 0 | 0 | 0 | 0 | 0 | 0 | 0 | 0 | 0 | 0 | 0 | 0 | 0 | 0 | 0 | 0 | 0 | 0 | 0 | 0 | 0 | 0 | 0 | 0 | 0 | 0 | 0 | 0 | 0 |  | 0 | 0 | 0 | 0 | 0 | 0 | 0 | 460.14 | 0 | 0 | 0 | 0 | 1483.82 | 0 | 460.14 | 0 | 0 | 1 | 0 | 0 | 0 | 0 | 0 | 0 | 0 | -2 | 0 | 0 | 0 | 0 | -2 | 0 | -1 | 0 | 0 | 1 |  | 1 | 1 | 1 | 1+ | 1 | 1 | 1+ | 1 | 1 | 1
PG&E GBA | Vasco | 230 | 0 | 0 | 0 | 0 | 0 | 0 | 0 | 0 | 0 | 0 | 0 | 0 | 0 | 0 | 0 | 0 | 0 | 0 | 0 | 0 |  | 0 | 0 | 0 | 0 | 0 | 0 | 0 | 0 | 0 | 0 | 0 | 0 | 0 | 0 | 0 | 0 | 0 | 0 | 0 | 0 | 0 | 0 | 0 | 0 | 0 | 0 | 0 | 0 | 0 | 0 | 0 | 0 | 0 | 0 | 0 | 0 |  | 0 | 0 | 0 | 0 | 0 | 0 | 0 | 0 | 0 | 0 | 0 | 0 | 0 | 0 | 0 | 0 | 0 | 0 | 0 | 0 | 0 | 0 | 0 | 0 | 0 | 0 | 0 | 0 | 0 | 0 | 0 | 0 | 0 | 0 | 0 | 0 |  | 0 | 0 | 0 | 0 | 0 | 0 | 0 | 0 | 0 | 0 | 0 | 0 | 0 | 0 | 0 | 0 | 0 | 0 | 0 | 0 | 0 | 0 | 0 | 0 | 0 | 0 | 0 | 0 | 0 | 0 | 0 | 0 | 0 | 0 | 0 | 0 |  | 0 | 0 | 0 | 0 | 0 | 0 | 0 | 0 | 0 | 0 | 0 | 0 | 0 | 0 | 0 | 0 | 0 | 0 | 0 | 0 | 0 | 0 | 0 | 0 | 0 | 0 | 0 | 0 | 0 | 0 | 0 | 0 | 0 | 0 | 0 | 0 |  | 1 | 1 | 1 | 1 | 1 | 1 | 1 | 1 | 1 | 0
PG&E GBA | Vasona | 230 | 0 | 0 | 0 | 0 | 0 | 0 | 0 | 0 | 0 | 0 | 0 | 0 | 0 | 0 | 0 | 0 | 0 | 0 | 0 | 0 |  | 0 | 0 | 0 | 0 | 0 | 0 | 0 | 0 | 0 | 0 | 0 | 0 | 0 | 0 | 0 | 0 | 0 | 0 | 0 | 0 | 0 | 0 | 0 | 0 | 0 | 0 | 0 | 0 | 0 | 0 | 0 | 0 | 0 | 0 | 0 | 0 |  | 0 | 0 | 0 | 0 | 0 | 0 | 0 | 0 | 0 | 0 | 0 | 0 | 0 | 0 | 0 | 0 | 0 | 0 | 0 | 0 | 0 | 0 | 0 | 0 | 0 | 0 | 0 | 0 | 0 | 0 | 0 | 0 | 0 | 0 | 0 | 0 |  | 0 | 0 | 0 | 0 | 0 | 0 | 0 | 0 | 0 | 0 | 0 | 0 | 0 | 0 | 0 | 0 | 0 | 0 | 0 | 0 | 0 | 0 | 0 | 0 | 0 | 0 | 0 | 0 | 0 | 0 | 0 | 0 | 0 | 0 | 0 | 0 |  | 0 | 0 | 0 | 0 | 0 | 0 | 0 | 0 | 0 | 0 | 0 | 0 | 0.345 | 0 | 0 | 0 | 0 | 1 | 0 | 0 | 0 | 0 | 0 | 0 | 0 | 0 | 0 | 0 | 0 | 0 | 0 | 0 | 0 | 0 | 0 | 0 |  | 1 | 1 | 1 | 1 | 1 | 1 | 1 | 1 | 1 | 0
SCE Northern | Vestal | 230 | 0 | 0 | 0 | 0 | 0 | 0 | 0 | 0 | 0 | 0 | 0 | 0 | 92 | 0 | 92 | 0 | 0 | 0 | 0 | 1 |  | 0 | 0 | 0 | 0 | 0 | 0 | 0 | 0 | 0 | 0 | 0 | 0 | 400 | 400 | 400 | 0 | 0 | 1 | 0 | 0 | 0 | 0 | 0 | 0 | 0 | 0 | 0 | 0 | 0 | 2 | -2 | -2 | -2 | 0 | 0 | 1 |  | 0 | 0 | 0 | 0 | 0 | 0 | 0 | 0 | 0 | 0 | 4 | 0 | 54.975 | 0 | 143 | 0 | 0 | 1 | 0 | 0 | 0 | 0 | 0 | 0 | 0 | 0 | 0 | 0 | -2 | 2 | 2 | 0 | -2 | 0 | 0 | 1 |  | 0 | 0 | 0 | 0 | 0 | 0 | 0 | 0 | 0 | 0 | 4 | 0 | 454.975 | 400 | 543 | 0 | 0 | 1 | 0 | 0 | 0 | 0 | 0 | 0 | 0 | 0 | 0 | 0 | -2 | 2 | -2 | -2 | -2 | 0 | 0 | 1 |  | 0 | 0 | 0 | 0 | 0 | 0 | 0 | 0 | 0 | 0 | 6.17 | 0 | 541.891 | 400 | 543 | 0 | 0 | 1 | 0 | 0 | 0 | 0 | 0 | 0 | 0 | 0 | 0 | 0 | -2 | 2 | -2 | -2 | -2 | 0 | 0 | 1 |  | 1 | 1 | 1 | 1 | 1 | 4+ | 2- | 4+ | 1 | 1
SCE Northern | Vestal | 66 | 0 | 0 | 0 | 0 | 0 | 0 | 0 | 0 | 0 | 0 | 0 | 0 | 0 | 0 | 0 | 0 | 0 | 0 | 0 | 0 |  | 0 | 0 | 0 | 0 | 0 | 0 | 0 | 0 | 0 | 0 | 0 | 0 | 0 | 0 | 0 | 0 | 0 | 0 | 0 | 0 | 0 | 0 | 0 | 0 | 0 | 0 | 0 | 0 | 0 | 0 | 0 | 0 | 0 | 0 | 0 | 0 |  | 0 | 0 | 0 | 0 | 0 | 0 | 0 | 0 | 0 | 0 | 0 | 0 | 0 | 0 | 0 | 0 | 0 | 0 | 0 | 0 | 0 | 0 | 0 | 0 | 0 | 0 | 0 | 0 | 0 | 0 | 0 | 0 | 0 | 0 | 0 | 0 |  | 0 | 0 | 0 | 0 | 0 | 0 | 0 | 0 | 0 | 0 | 0 | 0 | 0 | 0 | 0 | 0 | 0 | 0 | 0 | 0 | 0 | 0 | 0 | 0 | 0 | 0 | 0 | 0 | 0 | 0 | 0 | 0 | 0 | 0 | 0 | 0 |  | 0 | 0 | 0 | 0 | 0 | 0 | 0 | 0 | 0 | 0 | 0 | 0 | 0 | 0 | 0 | 0 | 0 | 0 | 0 | 0 | 0 | 0 | 0 | 0 | 0 | 0 | 0 | 0 | 0 | 0 | 0 | 0 | 0 | 0 | 0 | 0 |  | 1 | 1 | 1 | 1 | 1 | 1 | 1 | 1 | 1 | 0
SCE NOL | Victor | 115 | 0 | 0 | 0 | 0 | 0 | 0 | 0 | 0 | 0 | 0 | 0 | 0 | 0 | 0 | 0 | 0 | 0 | 0 | 0 | 0 |  | 0 | 0 | 0 | 0 | 0 | 0 | 0 | 0 | 0 | 0 | 0 | 0 | 0 | 0 | 0 | 0 | 0 | 0 | 0 | 0 | 0 | 0 | 0 | 0 | 0 | 0 | 0 | 0 | 0 | 0 | 0 | 0 | 0 | 0 | 0 | 0 |  | 0 | 0 | 0 | 0 | 0 | 0 | 0 | 0 | 0 | 0 | 0 | 0 | 0 | 0 | 0 | 0 | 0 | 0 | 0 | 0 | 0 | 0 | 0 | 0 | 0 | 0 | 0 | 0 | 0 | 0 | 0 | 0 | 0 | 0 | 0 | 0 |  | 0 | 0 | 0 | 0 | 0 | 0 | 0 | 0 | 0 | 0 | 0 | 0 | 0 | 0 | 0 | 0 | 0 | 0 | 0 | 0 | 0 | 0 | 0 | 0 | 0 | 0 | 0 | 0 | 0 | 0 | 0 | 0 | 0 | 0 | 0 | 0 |  | 0 | 0 | 0 | 0 | 0 | 0 | 0 | 0 | 0 | 0 | 0.066 | 0 | 1.8 | 0 | 0 | 0 | 0 | 1 | 0 | 0 | 0 | 0 | 0 | 0 | 0 | 0 | 0 | 0 | -2 | 0 | 0 | 0 | 0 | 0 | 0 | 1 |  | 1 | 1 | 1 | 1 | 1 | 1+ | 1 | 1 | 1 | 1
SCE NOL | Victor | 230 | 0 | 0 | 0 | 0 | 0 | 0 | 0 | 0 | 0 | 0 | 0 | 0 | 0 | 0 | 0 | 53.5 | 0 | 53.5 | 0 | 1 |  | 0 | 0 | 0 | 0 | 0 | 0 | 0 | 0 | 0 | 0 | 0 | 0 | 0 | 0 | 0 | 0 | 0 | 0 | 0 | 0 | 0 | 0 | 0 | 0 | 0 | 0 | 0 | 0 | 0 | 0 | 0 | 2 | 2 | 0 | 0 | 1 |  | 0 | 0 | 0 | 0 | 0 | 0 | 0 | 0 | 0 | 0 | 1.884 | 0 | 11.634 | 0 | 22.294 | 0 | 0 | 1 | 0 | 0 | 0 | 0 | 0 | 0 | 0 | 0 | 0 | 0 | -2 | 0 | -2 | 2 | 2 | 0 | 0 | 1 |  | 0 | 0 | 0 | 0 | 0 | 0 | 0 | 0 | 0 | 0 | 1.884 | 0 | 11.634 | 400 | 433.054 | 0 | 0 | 1 | 0 | 0 | 0 | 0 | 0 | 0 | 0 | 0 | 0 | 0 | -2 | 0 | -2 | -2 | -2 | 0 | 0 | 1 |  | 0 | 0 | 0 | 0 | 0 | 0 | 0 | 0 | 0 | 0 | 5.53 | 0 | 121.264 | 400 | 641.146 | 0 | 0 | 1 | 0 | 0 | 0 | 0 | 0 | 0 | 0 | 0 | 0 | 0 | -2 | 0 | -2 | -2 | -2 | 0 | 0 | 1 |  | 1 | 1 | 1 | 1 | 1 | 4+ | 4+ | 4+ | 1 | 1
SCE Metro | Viejo | 230 | 0 | 0 | 0 | 0 | 0 | 0 | 0 | 0 | 0 | 0 | 0 | 0 | 0 | 0 | 0 | 0 | 0 | 0 | 0 | 0 |  | 0 | 0 | 0 | 0 | 0 | 0 | 0 | 0 | 0 | 0 | 0 | 0 | 0 | 0 | 0 | 0 | 0 | 0 | 0 | 0 | 0 | 0 | 0 | 0 | 0 | 0 | 0 | 0 | 0 | 0 | 0 | 0 | 0 | 0 | 0 | 0 |  | 0 | 0 | 0 | 0 | 0 | 0 | 0 | 0 | 0 | 0 | 0 | 0 | 0.495 | 0 | 0 | 0 | 0 | 1 | 0 | 0 | 0 | 0 | 0 | 0 | 0 | 0 | 0 | 0 | 0 | 0 | 0 | 0 | 0 | 0 | 0 | 0 |  | 0 | 0 | 0 | 0 | 0 | 0 | 0 | 0 | 0 | 0 | 0 | 0 | 0.495 | 300 | 302.4 | 0 | 0 | 1 | 0 | 0 | 0 | 0 | 0 | 0 | 0 | 0 | 0 | 0 | 0 | 0 | 0 | -2 | -2 | 0 | 0 | 1 |  | 0 | 0 | 0 | 0 | 0 | 0 | 0 | 1029 | 0 | 0 | 0 | 0 | 0.495 | 300 | 1331.4 | 0 | 0 | 1 | 0 | 0 | 0 | 0 | 0 | 0 | 0 | -2 | 0 | 0 | 0 | 0 | 0 | -2 | -2 | 0 | 0 | 1 |  | 1 | 1 | 1 | 1+ | 1 | 1 | 1 | 4+ | 1 | 1
PG&E GBA | Vierra | 115 | 0 | 0 | 0 | 0 | 0 | 0 | 0 | 0 | 0 | 0 | 0 | 0 | 0 | 0 | 0 | 0 | 0 | 0 | 0 | 0 |  | 0 | 0 | 0 | 0 | 0 | 0 | 0 | 0 | 0 | 0 | 0 | 0 | 0 | 1.104 | 10 | 0 | 0 | 1 | 0 | 0 | 0 | 0 | 0 | 0 | 0 | 0 | 0 | 0 | 0 | 0 | 0 | -2 | -2 | 0 | 0 | 1 |  | 0 | 0 | 0 | 0 | 0 | 0 | 0 | 0 | 0 | 0 | 0 | 0 | 0 | 1.104 | 10 | 0 | 0 | 1 | 0 | 0 | 0 | 0 | 0 | 0 | 0 | 0 | 0 | 0 | 0 | 0 | 0 | 0 | -2 | 0 | 0 | 1 |  | 0 | 0 | 0 | 0 | 0 | 0 | 0 | 0 | 0 | 0 | 0 | 0 | 0 | 1.104 | 10 | 0 | 0 | 1 | 0 | 0 | 0 | 0 | 0 | 0 | 0 | 0 | 0 | 0 | 0 | 0 | 0 | 0 | -2 | 0 | 0 | 1 |  | 0 | 0 | 0 | 0 | 0 | 0 | 0 | 0 | 0 | 0 | 0 | 0 | 0 | 1.104 | 10 | 0 | 0 | 1 | 0 | 0 | 0 | 0 | 0 | 0 | 0 | 0 | 0 | 0 | 0 | 0 | 0 | 0 | 0 | 0 | 0 | 0 |  | 1 | 1 | 1 | 1 | 1 | 1 | 1 | 4+ | 1 | 1
SCE Metro | Villa Park | 230 | 0 | 0 | 0 | 0 | 0 | 0 | 0 | 0 | 0 | 0 | 0 | 0 | 0 | 0 | 0 | 0 | 305.5 | 305.5 | 0 | 1 |  | 0 | 0 | 0 | 0 | 0 | 0 | 0 | 0 | 0 | 0 | 0 | 0 | 0 | 0 | 0 | 0 | 0 | 0 | 0 | 0 | 0 | 0 | 0 | 0 | 0 | 0 | 0 | 0 | 0 | 0 | 0 | 2 | 2 | 0 | 0 | 1 |  | 0 | 0 | 0 | 0 | 0 | 0 | 0 | 0 | 0 | 0 | 0 | 0 | 0 | 0 | 0 | 0 | 0 | 0 | 0 | 0 | 0 | 0 | 0 | 0 | 0 | 0 | 0 | 0 | 0 | 0 | 0 | 2 | 2 | 0 | 0 | 1 |  | 0 | 0 | 0 | 0 | 0 | 0 | 0 | 0 | 0 | 0 | 0 | 0 | 0 | 0 | 0 | 0 | 0 | 0 | 0 | 0 | 0 | 0 | 0 | 0 | 0 | 0 | 0 | 0 | 0 | 0 | 0 | 2 | 2 | 0 | 0 | 1 |  | 0 | 0 | 0 | 0 | 0 | 0 | 0 | 0 | 0 | 0 | 0 | 0 | 0 | 0 | 0 | 0 | 0 | 0 | 0 | 0 | 0 | 0 | 0 | 0 | 0 | 0 | 0 | 0 | 0 | 0 | 0 | 2 | 2 | 0 | 0 | 1 |  | 1 | 1 | 1 | 1 | 1 | 1 | 1 | 5- | 1 | 1
SCE Northern | Vincent | 230 | 0 | 0 | 0 | 0 | 0 | 0 | 0 | 0 | 0 | 0 | 0 | 0 | 0 | 0 | 0 | 0 | 0 | 0 | 200 | 1 |  | 0 | 0 | 0 | 0 | 0 | 0 | 0 | 0 | 0 | 0 | 0 | 0 | 1150 | 1150 | 1155 | 0 | 0 | 1 | 0 | 0 | 0 | 0 | 0 | 0 | 0 | 0 | 0 | 0 | 0 | 0 | -2 | -2 | -2 | 2 | 2 | 1 |  | 0 | 0 | 0 | 0 | 0 | 0 | 0 | 0 | 0 | 0 | 0 | 0 | 1150 | 1270 | 1275 | 0 | 0 | 1 | 0 | 0 | 0 | 0 | 0 | 0 | 0 | 0 | 0 | 0 | 0 | 0 | -2 | -2 | -2 | 2 | 2 | 1 |  | 0 | 0 | 0 | 0 | 0 | 0 | 0 | 0 | 0 | 0 | 0 | 0 | 1303.5 | 2020 | 2212.5 | 0 | 0 | 1 | 0 | 0 | 0 | 0 | 0 | 0 | 0 | 0 | 0 | 0 | 0 | 0 | -2 | -2 | -2 | 2 | 2 | 1 |  | 0 | 0 | 0 | 0 | 0 | 0 | 0 | 1270.9885 | 0 | 0 | 0 | 0 | 1313.5 | 2020 | 3483.4885 | 0 | 0 | 1 | 0 | 0 | 0 | 0 | 0 | 0 | 0 | -2 | 0 | 0 | 0 | 0 | -2 | -2 | -2 | 2 | 2 | 1 |  | 1 | 1 | 1 | 1+ | 1 | 1 | 4+ | 4+ | 5- | 1
SCE Northern | Vincent | 500 | 0 | 0 | 0 | 0 | 0 | 0 | 0 | 0 | 0 | 0 | 0 | 0 | 0 | 0 | 0 | 0 | 0 | 0 | 200 | 1 |  | 0 | 0 | 0 | 0 | 0 | 0 | 0 | 0 | 0 | 0 | 0 | 0 | 0 | 0 | 0 | 0 | 0 | 0 | 0 | 0 | 0 | 0 | 0 | 0 | 0 | 0 | 0 | 0 | 0 | 0 | 0 | 0 | 0 | 2 | 2 | 1 |  | 0 | 0 | 0 | 0 | 0 | 0 | 0 | 0 | 0 | 0 | 0 | 0 | 0 | 0 | 0 | 0 | 0 | 0 | 0 | 0 | 0 | 0 | 0 | 0 | 0 | 0 | 0 | 0 | 0 | 0 | 0 | 0 | 0 | 2 | 2 | 1 |  | 0 | 0 | 0 | 0 | 0 | 0 | 0 | 0 | 0 | 0 | 0 | 0 | 0 | 0 | 0 | 0 | 0 | 0 | 0 | 0 | 0 | 0 | 0 | 0 | 0 | 0 | 0 | 0 | 0 | 0 | 0 | 0 | 0 | 2 | 2 | 1 |  | 0 | 0 | 0 | 0 | 0 | 0 | 0 | 1025.63 | 0 | 0 | 0 | 0 | 0 | 0 | 1025.63 | 0 | 0 | 1 | 0 | 0 | 0 | 0 | 0 | 0 | 0 | -2 | 0 | 0 | 0 | 0 | 0 | 0 | -2 | 2 | 2 | 1 |  | 1 | 1 | 1 | 1+ | 1 | 1 | 1 | 1+ | 5- | 1
PG&E GBA | Vineyard | 230 | 0 | 0 | 0 | 0 | 0 | 0 | 0 | 0 | 0 | 0 | 0 | 0 | 0 | 0 | 0 | 0 | 0 | 0 | 0 | 0 |  | 0 | 0 | 0 | 0 | 0 | 0 | 0 | 0 | 0 | 0 | 0 | 0 | 0 | 0 | 0 | 0 | 0 | 0 | 0 | 0 | 0 | 0 | 0 | 0 | 0 | 0 | 0 | 0 | 0 | 0 | 0 | 0 | 0 | 0 | 0 | 0 |  | 0 | 0 | 0 | 0 | 0 | 0 | 0 | 0 | 0 | 0 | 0 | 0 | 0 | 0 | 0 | 0 | 0 | 0 | 0 | 0 | 0 | 0 | 0 | 0 | 0 | 0 | 0 | 0 | 0 | 0 | 0 | 0 | 0 | 0 | 0 | 0 |  | 0 | 0 | 0 | 0 | 0 | 0 | 0 | 0 | 0 | 0 | 0 | 0 | 0 | 0 | 0 | 0 | 0 | 0 | 0 | 0 | 0 | 0 | 0 | 0 | 0 | 0 | 0 | 0 | 0 | 0 | 0 | 0 | 0 | 0 | 0 | 0 |  | 0 | 0 | 0 | 0 | 0 | 0 | 0 | 0 | 0 | 0 | 0 | 0 | 0 | 0 | 0 | 0 | 0 | 0 | 0 | 0 | 0 | 0 | 0 | 0 | 0 | 0 | 0 | 0 | 0 | 0 | 0 | 0 | 0 | 0 | 0 | 0 |  | 1 | 1 | 1 | 1 | 1 | 1 | 1 | 1 | 1 | 0
SDGE | Vineyard | 69 | 0 | 0 | 0 | 0 | 0 | 0 | 0 | 0 | 0 | 0 | 0 | 0 | 0 | 0 | 0 | 0 | 0 | 0 | 0 | 0 |  | 0 | 0 | 0 | 0 | 0 | 0 | 0 | 0 | 0 | 0 | 0 | 0 | 0 | 0 | 0 | 0 | 0 | 0 | 0 | 0 | 0 | 0 | 0 | 0 | 0 | 0 | 0 | 0 | 0 | 0 | 0 | 0 | 0 | 0 | 0 | 0 |  | 0 | 0 | 0 | 0 | 0 | 0 | 0 | 0 | 0 | 0 | 0 | 0 | 0 | 0 | 0 | 0 | 0 | 0 | 0 | 0 | 0 | 0 | 0 | 0 | 0 | 0 | 0 | 0 | 0 | 0 | 0 | 0 | 0 | 0 | 0 | 0 |  | 0 | 0 | 0 | 0 | 0 | 0 | 0 | 0 | 0 | 0 | 0 | 0 | 0 | 0 | 0 | 0 | 0 | 0 | 0 | 0 | 0 | 0 | 0 | 0 | 0 | 0 | 0 | 0 | 0 | 0 | 0 | 0 | 0 | 0 | 0 | 0 |  | 0 | 0 | 0 | 0 | 0 | 0 | 0 | 0 | 0 | 0 | 0 | 0 | 0 | 0 | 0 | 0 | 0 | 0 | 0 | 0 | 0 | 0 | 0 | 0 | 0 | 0 | 0 | 0 | 0 | 0 | 0 | 0 | 0 | 0 | 0 | 0 |  | 1 | 1 | 1 | 1 | 1 | 1 | 1 | 1 | 1 | 0
SCE Eastern | Vista (SCE) | 230 | 0 | 0 | 0 | 0 | 0 | 0 | 0 | 0 | 0 | 0 | 0 | 0 | 0 | 0 | 0 | 0 | 0 | 0 | 0 | 0 |  | 0 | 0 | 0 | 0 | 0 | 0 | 0 | 0 | 0 | 0 | 0 | 0 | 0 | 0 | 0 | 0 | 0 | 0 | 0 | 0 | 0 | 0 | 0 | 0 | 0 | 0 | 0 | 0 | 0 | 0 | 0 | 0 | 0 | 0 | 0 | 0 |  | 0 | 0 | 0 | 0 | 0 | 0 | 0 | 0 | 0 | 0 | 0 | 0 | 0 | 0 | 260.7 | 0 | 0 | 1 | 0 | 0 | 0 | 0 | 0 | 0 | 0 | 0 | 0 | 0 | 0 | 0 | 0 | 0 | -2 | 0 | 0 | 1 |  | 0 | 0 | 0 | 0 | 0 | 0 | 0 | 0 | 0 | 0 | 0 | 0 | 223.33 | 0 | 371.57 | 0 | 0 | 1 | 0 | 0 | 0 | 0 | 0 | 0 | 0 | 0 | 0 | 0 | 0 | 0 | -2 | 0 | -2 | 0 | 0 | 1 |  | 0 | 0 | 0 | 0 | 0 | 0 | 0 | 0 | 0 | 0 | 0 | 0 | 223.33 | 0 | 492.79 | 0 | 0 | 1 | 0 | 0 | 0 | 0 | 0 | 0 | 0 | 0 | 0 | 0 | 0 | 0 | -2 | 0 | -1 | 0 | 0 | 1 |  | 1 | 1 | 1 | 1 | 1 | 1 | 2+ | 4+ | 1 | 1
EOP | Vista (VEA) | 138 | 0 | 0 | 0 | 0 | 0 | 0 | 0 | 0 | 0 | 0 | 0 | 0 | 0 | 0 | 0 | 0 | 0 | 0 | 0 | 0 |  | 0 | 0 | 0 | 0 | 0 | 0 | 0 | 0 | 0 | 0 | 0 | 0 | 0 | 0 | 0 | 0 | 0 | 0 | 0 | 0 | 0 | 0 | 0 | 0 | 0 | 0 | 0 | 0 | 0 | 0 | 0 | 0 | 0 | 0 | 0 | 0 |  | 0 | 0 | 0 | 0 | 0 | 0 | 0 | 0 | 0 | 0 | 0 | 0 | 0 | 0 | 0 | 0 | 0 | 0 | 0 | 0 | 0 | 0 | 0 | 0 | 0 | 0 | 0 | 0 | 0 | 0 | 0 | 0 | 0 | 0 | 0 | 0 |  | 0 | 0 | 0 | 0 | 0 | 0 | 0 | 0 | 0 | 0 | 0 | 0 | 0 | 0 | 0 | 0 | 0 | 0 | 0 | 0 | 0 | 0 | 0 | 0 | 0 | 0 | 0 | 0 | 0 | 0 | 0 | 0 | 0 | 0 | 0 | 0 |  | 0 | 0 | 0 | 0 | 0 | 0 | 0 | 0 | 0 | 0 | 0 | 0 | 0 | 0 | 0 | 0 | 0 | 0 | 0 | 0 | 0 | 0 | 0 | 0 | 0 | 0 | 0 | 0 | 0 | 0 | 0 | 0 | 0 | 0 | 0 | 0 |  | 1 | 1 | 1 | 1 | 1 | 1 | 1 | 1 | 1 | 0
EOP | Vista (VEA) | 230 | 0 | 0 | 0 | 0 | 0 | 0 | 0 | 0 | 0 | 0 | 0 | 0 | 200 | 0 | 200 | 0 | 0 | 0 | 0 | 1 |  | 0 | 0 | 0 | 0 | 0 | 0 | 0 | 0 | 0 | 0 | 0 | 0 | 0 | 0 | 0 | 0 | 0 | 0 | 0 | 0 | 0 | 0 | 0 | 0 | 0 | 0 | 0 | 0 | 0 | 2 | 2 | 0 | 0 | 0 | 0 | 1 |  | 0 | 0 | 0 | 0 | 0 | 0 | 0 | 0 | 0 | 0 | 0 | 0 | 0 | 0 | 0 | 0 | 0 | 0 | 0 | 0 | 0 | 0 | 0 | 0 | 0 | 0 | 0 | 0 | 0 | 2 | 2 | 0 | 0 | 0 | 0 | 1 |  | 0 | 0 | 0 | 0 | 0 | 0 | 0 | 0 | 0 | 0 | 0 | 0 | 0 | 0 | 0 | 0 | 0 | 0 | 0 | 0 | 0 | 0 | 0 | 0 | 0 | 0 | 0 | 0 | 0 | 2 | 2 | 0 | 0 | 0 | 0 | 1 |  | 0 | 0 | 0 | 0 | 0 | 0 | 0 | 0 | 0 | 0 | 0 | 0 | 0 | 0 | 0 | 0 | 0 | 0 | 0 | 0 | 0 | 0 | 0 | 0 | 0 | 0 | 0 | 0 | 0 | 2 | 2 | 0 | 0 | 0 | 0 | 1 |  | 1 | 1 | 1 | 1 | 1 | 1 | 5- | 1 | 1 | 1
PG&E FRESNO | Wahtoke | 115 | 0 | 0 | 0 | 0 | 0 | 0 | 0 | 0 | 0 | 0 | 0 | 0 | 0 | 0 | 0 | 0 | 0 | 0 | 0 | 0 |  | 0 | 0 | 0 | 0 | 0 | 0 | 0 | 0 | 0 | 0 | 0 | 0 | 0 | 0 | 0 | 0 | 0 | 0 | 0 | 0 | 0 | 0 | 0 | 0 | 0 | 0 | 0 | 0 | 0 | 0 | 0 | 0 | 0 | 0 | 0 | 0 |  | 0 | 0 | 0 | 0 | 0 | 0 | 0 | 0 | 0 | 0 | 0 | 0 | 3.7445 | 0 | 2.7445 | 0 | 0 | 1 | 0 | 0 | 0 | 0 | 0 | 0 | 0 | 0 | 0 | 0 | 0 | 0 | -2 | 0 | 0 | 0 | 0 | 1 |  | 0 | 0 | 0 | 0 | 0 | 0 | 0 | 0 | 0 | 0 | 0 | 0 | 3.7445 | 0 | 2.7445 | 0 | 0 | 1 | 0 | 0 | 0 | 0 | 0 | 0 | 0 | 0 | 0 | 0 | 0 | 0 | -2 | 0 | 0 | 0 | 0 | 1 |  | 0 | 0 | 0 | 0 | 0 | 0 | 0 | 0 | 0 | 0 | 0 | 0 | 4.7445 | 0 | 2.7445 | 0 | 0 | 1 | 0 | 0 | 0 | 0 | 0 | 0 | 0 | 0 | 0 | 0 | 0 | 0 | -2 | 0 | 0 | 0 | 0 | 1 |  | 1 | 1 | 1 | 1 | 1 | 1 | 4+ | 1 | 1 | 1
SCE Northern | Wakefield | 66 | 0 | 0 | 0 | 0 | 0 | 0 | 0 | 0 | 0 | 0 | 0 | 0 | 140 | 0 | 140 | 0 | 0 | 0 | 100 | 1 |  | 0 | 0 | 0 | 0 | 0 | 0 | 0 | 0 | 0 | 0 | 0 | 0 | 0 | 0 | 0 | 0 | 0 | 0 | 0 | 0 | 0 | 0 | 0 | 0 | 0 | 0 | 0 | 0 | 0 | 2 | 2 | 0 | 0 | 2 | 2 | 1 |  | 0 | 0 | 0 | 0 | 0 | 0 | 0 | 0 | 0 | 0 | 0 | 0 | 0 | 0 | 0 | 0 | 0 | 0 | 0 | 0 | 0 | 0 | 0 | 0 | 0 | 0 | 0 | 0 | 0 | 2 | 2 | 0 | 0 | 2 | 2 | 1 |  | 0 | 0 | 0 | 0 | 0 | 0 | 0 | 0 | 0 | 0 | 0 | 0 | 0 | 0 | 0 | 0 | 0 | 0 | 0 | 0 | 0 | 0 | 0 | 0 | 0 | 0 | 0 | 0 | 0 | 2 | 2 | 0 | 0 | 2 | 2 | 1 |  | 0 | 0 | 0 | 0 | 0 | 0 | 0 | 0 | 0 | 0 | 0 | 0 | 0 | 0 | 0 | 0 | 0 | 0 | 0 | 0 | 0 | 0 | 0 | 0 | 0 | 0 | 0 | 0 | 0 | 2 | 2 | 0 | 0 | 2 | 2 | 1 |  | 1 | 1 | 1 | 1 | 1 | 1 | 5- | 1 | 5- | 1
SCE Metro | Walnut | 230 | 0 | 0 | 0 | 0 | 0 | 0 | 0 | 0 | 0 | 0 | 0 | 0 | 0 | 0 | 0 | 0 | 0 | 0 | 0 | 0 |  | 0 | 0 | 0 | 0 | 0 | 0 | 0 | 0 | 0 | 0 | 0 | 0 | 0 | 200 | 200 | 0 | 0 | 1 | 0 | 0 | 0 | 0 | 0 | 0 | 0 | 0 | 0 | 0 | 0 | 0 | 0 | -2 | -2 | 0 | 0 | 1 |  | 0 | 0 | 0 | 0 | 0 | 0 | 0 | 0 | 0 | 0 | 0 | 0 | 1 | 200 | 200 | 0 | 0 | 1 | 0 | 0 | 0 | 0 | 0 | 0 | 0 | 0 | 0 | 0 | 0 | 0 | 0 | -2 | -2 | 0 | 0 | 1 |  | 0 | 0 | 0 | 0 | 0 | 0 | 0 | 0 | 0 | 0 | 0 | 0 | 1 | 200 | 200 | 0 | 0 | 1 | 0 | 0 | 0 | 0 | 0 | 0 | 0 | 0 | 0 | 0 | 0 | 0 | 0 | -2 | -2 | 0 | 0 | 1 |  | 0 | 0 | 0 | 0 | 0 | 0 | 0 | 0 | 0 | 0 | 0 | 0 | 1 | 200 | 310 | 0 | 0 | 1 | 0 | 0 | 0 | 0 | 0 | 0 | 0 | 0 | 0 | 0 | 0 | 0 | 0 | -2 | -2 | 0 | 0 | 1 |  | 1 | 1 | 1 | 1 | 1 | 1 | 1 | 4+ | 1 | 1
SCE Northern | Warne | 230 | 0 | 0 | 0 | 0 | 0 | 0 | 0 | 0 | 0 | 0 | 0 | 0 | 0 | 0 | 0 | 0 | 0 | 0 | 0 | 0 |  | 0 | 0 | 0 | 0 | 0 | 0 | 0 | 0 | 0 | 0 | 0 | 0 | 0 | 0 | 0 | 0 | 0 | 0 | 0 | 0 | 0 | 0 | 0 | 0 | 0 | 0 | 0 | 0 | 0 | 0 | 0 | 0 | 0 | 0 | 0 | 0 |  | 0 | 0 | 0 | 0 | 0 | 0 | 0 | 0 | 0 | 0 | 0 | 0 | 0 | 0 | 0 | 0 | 0 | 0 | 0 | 0 | 0 | 0 | 0 | 0 | 0 | 0 | 0 | 0 | 0 | 0 | 0 | 0 | 0 | 0 | 0 | 0 |  | 0 | 0 | 0 | 0 | 0 | 0 | 0 | 0 | 0 | 0 | 0 | 0 | 0 | 0 | 0 | 0 | 0 | 0 | 0 | 0 | 0 | 0 | 0 | 0 | 0 | 0 | 0 | 0 | 0 | 0 | 0 | 0 | 0 | 0 | 0 | 0 |  | 0 | 0 | 0 | 0 | 0 | 0 | 0 | 0 | 0 | 0 | 0 | 0 | 0 | 0 | 0 | 0 | 0 | 0 | 0 | 0 | 0 | 0 | 0 | 0 | 0 | 0 | 0 | 0 | 0 | 0 | 0 | 0 | 0 | 0 | 0 | 0 |  | 1 | 1 | 1 | 1 | 1 | 1 | 1 | 1 | 1 | 0
PG&E GBA | Warnerville | 230 | 0 | 0 | 0 | 0 | 0 | 0 | 0 | 0 | 0 | 0 | 0 | 0 | 0 | 0 | 0 | 0 | 0 | 0 | 0 | 0 |  | 0 | 0 | 0 | 0 | 0 | 0 | 0 | 0 | 0 | 0 | 0 | 0 | 0 | 0 | 0 | 0 | 0 | 0 | 0 | 0 | 0 | 0 | 0 | 0 | 0 | 0 | 0 | 0 | 0 | 0 | 0 | 0 | 0 | 0 | 0 | 0 |  | 0 | 0 | 0 | 0 | 0 | 0 | 0 | 0 | 0 | 0 | 0 | 0 | 0 | 0 | 0 | 0 | 0 | 0 | 0 | 0 | 0 | 0 | 0 | 0 | 0 | 0 | 0 | 0 | 0 | 0 | 0 | 0 | 0 | 0 | 0 | 0 |  | 0 | 0 | 0 | 0 | 0 | 0 | 0 | 0 | 0 | 0 | 0 | 0 | 0 | 0 | 0 | 0 | 0 | 0 | 0 | 0 | 0 | 0 | 0 | 0 | 0 | 0 | 0 | 0 | 0 | 0 | 0 | 0 | 0 | 0 | 0 | 0 |  | 0 | 0 | 0 | 0 | 0 | 0 | 0 | 0 | 0 | 0 | 0 | 0 | 0 | 0 | 0 | 0 | 0 | 0 | 0 | 0 | 0 | 0 | 0 | 0 | 0 | 0 | 0 | 0 | 0 | 0 | 0 | 0 | 0 | 0 | 0 | 0 |  | 1 | 1 | 1 | 1 | 1 | 1 | 1 | 1 | 1 | 0
PG&E FRESNO | Waukena | 115 | 0 | 0 | 0 | 0 | 0 | 0 | 0 | 0 | 0 | 0 | 0 | 0 | 0 | 0 | 0 | 0 | 0 | 0 | 0 | 0 |  | 0 | 0 | 0 | 0 | 0 | 0 | 0 | 0 | 0 | 0 | 0 | 0 | 0 | 0 | 0 | 0 | 0 | 0 | 0 | 0 | 0 | 0 | 0 | 0 | 0 | 0 | 0 | 0 | 0 | 0 | 0 | 0 | 0 | 0 | 0 | 0 |  | 0 | 0 | 0 | 0 | 0 | 0 | 0 | 0 | 0 | 0 | 0 | 0 | 0 | 0 | 0 | 0 | 0 | 0 | 0 | 0 | 0 | 0 | 0 | 0 | 0 | 0 | 0 | 0 | 0 | 0 | 0 | 0 | 0 | 0 | 0 | 0 |  | 0 | 0 | 0 | 0 | 0 | 0 | 0 | 0 | 0 | 0 | 0 | 0 | 0 | 0 | 0 | 0 | 0 | 0 | 0 | 0 | 0 | 0 | 0 | 0 | 0 | 0 | 0 | 0 | 0 | 0 | 0 | 0 | 0 | 0 | 0 | 0 |  | 0 | 0 | 0 | 0 | 0 | 0 | 0 | 0 | 0 | 0 | 0 | 0 | 0 | 0 | 0 | 0 | 0 | 0 | 0 | 0 | 0 | 0 | 0 | 0 | 0 | 0 | 0 | 0 | 0 | 0 | 0 | 0 | 0 | 0 | 0 | 0 |  | 1 | 1 | 1 | 1 | 1 | 1 | 1 | 1 | 1 | 0
PG&E GBA | Weber | 230 | 0 | 0 | 0 | 0 | 0 | 0 | 0 | 0 | 0 | 0 | 0 | 0 | 0 | 0 | 0 | 0 | 0 | 0 | 0 | 0 |  | 0 | 0 | 0 | 0 | 0 | 0 | 0 | 0 | 0 | 0 | 0 | 0 | 0 | 0 | 0 | 0 | 0 | 0 | 0 | 0 | 0 | 0 | 0 | 0 | 0 | 0 | 0 | 0 | 0 | 0 | 0 | 0 | 0 | 0 | 0 | 0 |  | 0 | 0 | 0 | 0 | 0 | 0 | 0 | 0 | 0 | 0 | 0 | 0 | 0 | 0 | 0 | 0 | 0 | 0 | 0 | 0 | 0 | 0 | 0 | 0 | 0 | 0 | 0 | 0 | 0 | 0 | 0 | 0 | 0 | 0 | 0 | 0 |  | 0 | 0 | 0 | 0 | 0 | 0 | 0 | 0 | 0 | 0 | 0 | 0 | 0 | 0 | 0 | 0 | 0 | 0 | 0 | 0 | 0 | 0 | 0 | 0 | 0 | 0 | 0 | 0 | 0 | 0 | 0 | 0 | 0 | 0 | 0 | 0 |  | 0 | 0 | 0 | 0 | 0 | 0 | 0 | 0 | 0 | 0 | 0 | 0 | 22.105 | 0 | 18 | 0 | 0 | 1 | 0 | 0 | 0 | 0 | 0 | 0 | 0 | 0 | 0 | 0 | 0 | 0 | -2 | 0 | 0 | 0 | 0 | 1 |  | 1 | 1 | 1 | 1 | 1 | 1 | 1+ | 1 | 1 | 1
PG&E GBA | Weber | 60 | 0 | 0 | 0 | 0 | 0 | 0 | 0 | 0 | 0 | 0 | 0 | 0 | 0 | 0 | 0 | 0 | 0 | 0 | 0 | 0 |  | 0 | 0 | 0 | 0 | 0 | 0 | 0 | 0 | 0 | 0 | 0 | 0 | 0 | 0 | 0.25 | 0 | 0 | 1 | 0 | 0 | 0 | 0 | 0 | 0 | 0 | 0 | 0 | 0 | 0 | 0 | 0 | 0 | -2 | 0 | 0 | 1 |  | 0 | 0 | 0 | 0 | 0 | 0 | 0 | 0 | 0 | 0 | 0 | 0 | 5.52 | 260 | 268.065 | 0 | 0 | 1 | 0 | 0 | 0 | 0 | 0 | 0 | 0 | 0 | 0 | 0 | 0 | 0 | -2 | -2 | -2 | 0 | 0 | 1 |  | 0 | 0 | 0 | 0 | 0 | 0 | 0 | 0 | 0 | 0 | 0 | 0 | 5.52 | 260 | 268.315 | 0 | 0 | 1 | 0 | 0 | 0 | 0 | 0 | 0 | 0 | 0 | 0 | 0 | 0 | 0 | -2 | -2 | -2 | 0 | 0 | 1 |  | 0 | 0 | 0 | 0 | 0 | 0 | 0 | 0 | 0 | 0 | 0 | 0 | 5.52 | 260 | 268.315 | 0 | 0 | 1 | 0 | 0 | 0 | 0 | 0 | 0 | 0 | 0 | 0 | 0 | 0 | 0 | -2 | -2 | -2 | 0 | 0 | 1 |  | 1 | 1 | 1 | 1 | 1 | 1 | 4+ | 4+ | 1 | 1
PG&E FRESNO | West Fresno | 115 | 0 | 0 | 0 | 0 | 0 | 0 | 0 | 0 | 0 | 0 | 0 | 0 | 0 | 0 | 0 | 0 | 0 | 0 | 0 | 0 |  | 0 | 0 | 0 | 0 | 0 | 0 | 0 | 0 | 0 | 0 | 0 | 0 | 0 | 0 | 0 | 0 | 0 | 0 | 0 | 0 | 0 | 0 | 0 | 0 | 0 | 0 | 0 | 0 | 0 | 0 | 0 | 0 | 0 | 0 | 0 | 0 |  | 0 | 0 | 0 | 0 | 0 | 0 | 0 | 0 | 0 | 0 | 0 | 0 | 0 | 0 | 0 | 0 | 0 | 0 | 0 | 0 | 0 | 0 | 0 | 0 | 0 | 0 | 0 | 0 | 0 | 0 | 0 | 0 | 0 | 0 | 0 | 0 |  | 0 | 0 | 0 | 0 | 0 | 0 | 0 | 0 | 0 | 0 | 0 | 0 | 0 | 0 | 0 | 0 | 0 | 0 | 0 | 0 | 0 | 0 | 0 | 0 | 0 | 0 | 0 | 0 | 0 | 0 | 0 | 0 | 0 | 0 | 0 | 0 |  | 0 | 0 | 0 | 0 | 0 | 0 | 0 | 0 | 0 | 0 | 0 | 0 | 0 | 0 | 0 | 0 | 0 | 0 | 0 | 0 | 0 | 0 | 0 | 0 | 0 | 0 | 0 | 0 | 0 | 0 | 0 | 0 | 0 | 0 | 0 | 0 |  | 1 | 1 | 1 | 1 | 1 | 1 | 1 | 1 | 1 | 0
PG&E FRESNO | Westley | 230 | 0 | 0 | 0 | 0 | 0 | 0 | 0 | 0 | 0 | 0 | 0 | 0 | 0 | 0 | 0 | 0 | 0 | 0 | 0 | 0 |  | 0 | 0 | 0 | 0 | 0 | 0 | 0 | 0 | 0 | 0 | 0 | 0 | 0 | 0 | 0 | 0 | 0 | 0 | 0 | 0 | 0 | 0 | 0 | 0 | 0 | 0 | 0 | 0 | 0 | 0 | 0 | 0 | 0 | 0 | 0 | 0 |  | 0 | 0 | 0 | 0 | 0 | 0 | 0 | 0 | 0 | 0 | 0 | 0 | 0 | 0 | 0 | 0 | 0 | 0 | 0 | 0 | 0 | 0 | 0 | 0 | 0 | 0 | 0 | 0 | 0 | 0 | 0 | 0 | 0 | 0 | 0 | 0 |  | 0 | 0 | 0 | 0 | 0 | 0 | 0 | 0 | 0 | 0 | 0 | 0 | 0 | 0 | 0 | 0 | 0 | 0 | 0 | 0 | 0 | 0 | 0 | 0 | 0 | 0 | 0 | 0 | 0 | 0 | 0 | 0 | 0 | 0 | 0 | 0 |  | 0 | 0 | 0 | 0 | 0 | 0 | 0 | 0 | 0 | 0 | 0 | 0 | 3.8 | 0 | 0 | 0 | 0 | 1 | 0 | 0 | 0 | 0 | 0 | 0 | 0 | 0 | 0 | 0 | 0 | 0 | -2 | 0 | 0 | 0 | 0 | 1 |  | 1 | 1 | 1 | 1 | 1 | 1 | 1+ | 1 | 1 | 1
PG&E KERN | Westpark | 115 | 0 | 0 | 0 | 0 | 0 | 0 | 0 | 0 | 0 | 0 | 0 | 0 | 0 | 0 | 0 | 0 | 0 | 0 | 0 | 0 |  | 0 | 0 | 0 | 0 | 0 | 0 | 0 | 0 | 0 | 0 | 0 | 0 | 0 | 0 | 0 | 0 | 0 | 0 | 0 | 0 | 0 | 0 | 0 | 0 | 0 | 0 | 0 | 0 | 0 | 0 | 0 | 0 | 0 | 0 | 0 | 0 |  | 0 | 0 | 0 | 0 | 0 | 0 | 0 | 0 | 0 | 0 | 0 | 0 | 1.798 | 0 | 0 | 0 | 0 | 1 | 0 | 0 | 0 | 0 | 0 | 0 | 0 | 0 | 0 | 0 | 0 | 0 | 0 | 0 | 0 | 0 | 0 | 0 |  | 0 | 0 | 0 | 0 | 0 | 0 | 0 | 0 | 0 | 0 | 0 | 0 | 1.798 | 0 | 0 | 0 | 0 | 1 | 0 | 0 | 0 | 0 | 0 | 0 | 0 | 0 | 0 | 0 | 0 | 0 | 0 | 0 | 0 | 0 | 0 | 0 |  | 0 | 0 | 0 | 0 | 0 | 0 | 0 | 0 | 0 | 0 | 0 | 0 | 1.798 | 0 | 0 | 0 | 0 | 1 | 0 | 0 | 0 | 0 | 0 | 0 | 0 | 0 | 0 | 0 | 0 | 0 | 0 | 0 | 0 | 0 | 0 | 0 |  | 1 | 1 | 1 | 1 | 1 | 1 | 1 | 1 | 1 | 0
PG&E KERN | Wheeler Ridge | 230 | 0 | 0 | 0 | 0 | 0 | 0 | 0 | 0 | 0 | 0 | 0 | 0 | 0 | 90 | 90 | 0 | 235 | 235 | 0 | 1 |  | 0 | 0 | 0 | 0 | 0 | 0 | 0 | 0 | 0 | 0 | 0 | 0 | 0 | 0 | 0 | 0 | 0 | 0 | 0 | 0 | 0 | 0 | 0 | 0 | 0 | 0 | 0 | 0 | 0 | 0 | 2 | 2 | 2 | 0 | 0 | 1 |  | 0 | 0 | 0 | 0 | 0 | 0 | 0 | 0 | 0 | 0 | 0 | 0 | 0 | 0 | 0 | 0 | 0 | 0 | 0 | 0 | 0 | 0 | 0 | 0 | 0 | 0 | 0 | 0 | 0 | 0 | 2 | 2 | 2 | 0 | 0 | 1 |  | 0 | 0 | 0 | 0 | 0 | 0 | 0 | 0 | 0 | 0 | 0 | 0 | 310.63 | 0 | 310.63 | 0 | 0 | 1 | 0 | 0 | 0 | 0 | 0 | 0 | 0 | 0 | 0 | 0 | 0 | 0 | -2 | 2 | -1 | 0 | 0 | 1 |  | 0 | 0 | 0 | 0 | 0 | 0 | 0 | 0 | 0 | 0 | 0 | 0 | 310.63 | 0 | 310.63 | 0 | 0 | 1 | 0 | 0 | 0 | 0 | 0 | 0 | 0 | 0 | 0 | 0 | 0 | 0 | -2 | 2 | 0 | 0 | 0 | 1 |  | 1 | 1 | 1 | 1 | 1 | 1 | 2+ | 2- | 1 | 1
PG&E KERN | Wheeler Ridge | 115 | 0 | 0 | 0 | 0 | 0 | 0 | 0 | 0 | 0 | 0 | 0 | 0 | 0 | 0 | 0 | 0 | 0 | 0 | 0 | 0 |  | 0 | 0 | 0 | 0 | 0 | 0 | 0 | 0 | 0 | 0 | 0 | 0 | 0 | 0 | 0 | 0 | 0 | 0 | 0 | 0 | 0 | 0 | 0 | 0 | 0 | 0 | 0 | 0 | 0 | 0 | 0 | 0 | 0 | 0 | 0 | 0 |  | 0 | 0 | 0 | 0 | 0 | 0 | 0 | 0 | 0 | 0 | 0 | 0 | 0 | 0 | 0 | 0 | 0 | 0 | 0 | 0 | 0 | 0 | 0 | 0 | 0 | 0 | 0 | 0 | 0 | 0 | 0 | 0 | 0 | 0 | 0 | 0 |  | 0 | 0 | 0 | 0 | 0 | 0 | 0 | 0 | 0 | 0 | 0 | 0 | 0 | 0 | 0 | 0 | 0 | 0 | 0 | 0 | 0 | 0 | 0 | 0 | 0 | 0 | 0 | 0 | 0 | 0 | 0 | 0 | 0 | 0 | 0 | 0 |  | 0 | 0 | 0 | 0 | 0 | 0 | 0 | 0 | 0 | 0 | 0 | 0 | 0 | 0 | 0 | 0 | 0 | 0 | 0 | 0 | 0 | 0 | 0 | 0 | 0 | 0 | 0 | 0 | 0 | 0 | 0 | 0 | 0 | 0 | 0 | 0 |  | 1 | 1 | 1 | 1 | 1 | 1 | 1 | 1 | 1 | 0
PG&E KERN | Wheeler Ridge | 70 | 0 | 0 | 0 | 0 | 0 | 0 | 0 | 0 | 0 | 0 | 0 | 0 | 0 | 0 | 0 | 0 | 0 | 0 | 0 | 0 |  | 0 | 0 | 0 | 0 | 0 | 0 | 0 | 0 | 0 | 0 | 0 | 0 | 0 | 0 | 0 | 0 | 0 | 0 | 0 | 0 | 0 | 0 | 0 | 0 | 0 | 0 | 0 | 0 | 0 | 0 | 0 | 0 | 0 | 0 | 0 | 0 |  | 0 | 0 | 0 | 0 | 0 | 0 | 0 | 0 | 0 | 0 | 0 | 0 | 16.914 | 62 | 9.7 | 0 | 0 | 1 | 0 | 0 | 0 | 0 | 0 | 0 | 0 | 0 | 0 | 0 | 0 | 0 | -2 | -2 | -2 | 0 | 0 | 1 |  | 0 | 0 | 0 | 0 | 0 | 0 | 0 | 0 | 0 | 0 | 0 | 0 | 16.914 | 62 | 9.7 | 0 | 0 | 1 | 0 | 0 | 0 | 0 | 0 | 0 | 0 | 0 | 0 | 0 | 0 | 0 | -2 | -2 | -2 | 0 | 0 | 1 |  | 0 | 0 | 0 | 0 | 0 | 0 | 0 | 0 | 0 | 0 | 0 | 0 | 16.914 | 62 | 16.914 | 0 | 0 | 1 | 0 | 0 | 0 | 0 | 0 | 0 | 0 | 0 | 0 | 0 | 0 | 0 | -2 | -2 | -2 | 0 | 0 | 1 |  | 1 | 1 | 1 | 1 | 1 | 1 | 4+ | 4+ | 1 | 1
SCE Northern | Whirlwind | 230 | 0 | 0 | 0 | 0 | 0 | 0 | 0 | 0 | 0 | 0 | 0 | 0 | 2041 | 0 | 2041 | 0 | 0 | 0 | 300 | 1 |  | 0 | 0 | 0 | 0 | 100 | 100 | 0 | 0 | 0 | 0 | 0 | 0.88 | 88.772 | 139.52 | 141.42 | 0 | 0 | 1 | 0 | 0 | 0 | 0 | -2 | -2 | 0 | 0 | 0 | 0 | 0 | 2 | 2 | -2 | -2 | 2 | 2 | 1 |  | 0 | 0 | 0 | 0 | 100 | 100 | 0 | 0 | 0 | 0 | 0 | 0.88 | 626.41 | 851.62 | 477 | 300 | 312 | 1 | 0 | 0 | 0 | 0 | -2 | -2 | 0 | 0 | 0 | 0 | 0 | 2 | 2 | -2 | -2 | 0 | 0 | 1 |  | 0 | 0 | 0 | 0 | 100 | 100 | 0 | 0 | 0 | 0 | 0 | 0.88 | 626.41 | 851.62 | 477 | 300 | 312 | 1 | 0 | 0 | 0 | 0 | -2 | -2 | 0 | 0 | 0 | 0 | 0 | 2 | 2 | -2 | -2 | 0 | 0 | 1 |  | 0 | 0 | 0 | 0 | 100 | 100 | 0 | 810.8874 | 0 | 0 | 0 | 0.88 | 721.41 | 851.62 | 1287.8874 | 300 | 312 | 1 | 0 | 0 | 0 | 0 | -2 | -2 | 0 | -2 | 0 | 0 | 0 | 2 | 2 | -2 | -2 | 0 | 0 | 1 |  | 1 | 1 | 4+ | 1+ | 1 | 1 | 5- | 4+ | 1 | 1
SCE Northern | Whirlwind | 500 | 0 | 0 | 0 | 0 | 0 | 0 | 0 | 0 | 0 | 0 | 0 | 0 | 1432 | 0 | 1432 | 0 | 0 | 0 | 0 | 1 |  | 0 | 0 | 0 | 0 | 0 | 0 | 0 | 0 | 0 | 0 | 0 | 0 | 0 | 0 | 0 | 0 | 0 | 0 | 0 | 0 | 0 | 0 | 0 | 0 | 0 | 0 | 0 | 0 | 0 | 2 | 2 | 0 | 0 | 0 | 0 | 1 |  | 0 | 0 | 0 | 0 | 0 | 0 | 0 | 0 | 0 | 0 | 0 | 0 | 0 | 0 | 0 | 0 | 0 | 0 | 0 | 0 | 0 | 0 | 0 | 0 | 0 | 0 | 0 | 0 | 0 | 2 | 2 | 0 | 0 | 0 | 0 | 1 |  | 0 | 0 | 0 | 0 | 0 | 0 | 0 | 0 | 0 | 0 | 0 | 0 | 0 | 500 | 513.2 | 0 | 0 | 1 | 0 | 0 | 0 | 0 | 0 | 0 | 0 | 0 | 0 | 0 | 0 | 2 | 2 | -2 | -2 | 0 | 0 | 1 |  | 0 | 0 | 0 | 0 | 0 | 0 | 0 | 0 | 0 | 0 | 0 | 0 | 0 | 500 | 513.2 | 0 | 0 | 1 | 0 | 0 | 0 | 0 | 0 | 0 | 0 | 0 | 0 | 0 | 0 | 2 | 2 | -2 | -2 | 0 | 0 | 1 |  | 1 | 1 | 1 | 1 | 1 | 1 | 5- | 4+ | 1 | 1
PG&E GBA | Whisman | 115 | 0 | 0 | 0 | 0 | 0 | 0 | 0 | 0 | 0 | 0 | 0 | 0 | 80 | 0 | 80 | 0 | 0 | 0 | 80 | 1 |  | 0 | 0 | 0 | 0 | 0 | 0 | 0 | 0 | 0 | 0 | 0 | 0 | 0 | 0 | 0 | 0 | 0 | 0 | 0 | 0 | 0 | 0 | 0 | 0 | 0 | 0 | 0 | 0 | 0 | 2 | 2 | 0 | 0 | 2 | 2 | 1 |  | 0 | 0 | 0 | 0 | 0 | 0 | 0 | 0 | 0 | 0 | 0 | 0 | 1.31 | 0 | 0 | 0 | 0 | 1 | 0 | 0 | 0 | 0 | 0 | 0 | 0 | 0 | 0 | 0 | 0 | 2 | 2 | 0 | 0 | 2 | 2 | 1 |  | 0 | 0 | 0 | 0 | 0 | 0 | 0 | 0 | 0 | 0 | 0 | 0 | 1.31 | 0 | 0 | 0 | 0 | 1 | 0 | 0 | 0 | 0 | 0 | 0 | 0 | 0 | 0 | 0 | 0 | 2 | 2 | 0 | 0 | 2 | 2 | 1 |  | 0 | 0 | 0 | 0 | 0 | 0 | 0 | 0 | 0 | 0 | 0 | 0 | 1.31 | 0 | 0 | 0 | 0 | 1 | 0 | 0 | 0 | 0 | 0 | 0 | 0 | 0 | 0 | 0 | 0 | 2 | 2 | 0 | 0 | 2 | 2 | 1 |  | 1 | 1 | 1 | 1 | 1 | 1 | 5- | 1 | 5- | 1
SCE Eastern | Wildlife | 230 | 0 | 0 | 0 | 0 | 0 | 0 | 0 | 0 | 0 | 0 | 0 | 0 | 0 | 250 | 250 | 0 | 0 | 0 | 150 | 1 |  | 0 | 0 | 0 | 0 | 0 | 0 | 0 | 0 | 0 | 0 | 0 | 0 | 0 | 0 | 0 | 0 | 0 | 0 | 0 | 0 | 0 | 0 | 0 | 0 | 0 | 0 | 0 | 0 | 0 | 0 | 2 | 0 | 0 | 2 | 2 | 1 |  | 0 | 0 | 0 | 0 | 0 | 0 | 0 | 0 | 0 | 0 | 0 | 0 | 0 | 0 | 0 | 0 | 0 | 0 | 0 | 0 | 0 | 0 | 0 | 0 | 0 | 0 | 0 | 0 | 0 | 0 | 2 | 0 | 0 | 2 | 2 | 1 |  | 0 | 0 | 0 | 0 | 0 | 0 | 0 | 0 | 0 | 0 | 0 | 0 | 0 | 0 | 206.091 | 0 | 0 | 1 | 0 | 0 | 0 | 0 | 0 | 0 | 0 | 0 | 0 | 0 | 0 | 0 | 2 | 0 | -2 | 2 | 2 | 1 |  | 0 | 0 | 0 | 0 | 0 | 0 | 0 | 0 | 0 | 0 | 0 | 0 | 0 | 0 | 206.091 | 0 | 0 | 1 | 0 | 0 | 0 | 0 | 0 | 0 | 0 | 0 | 0 | 0 | 0 | 0 | 2 | 0 | -1 | 2 | 2 | 1 |  | 1 | 1 | 1 | 1 | 1 | 1 | 5- | 2+ | 5- | 1
PG&E FRESNO | Wilson | 115 | 0 | 0 | 0 | 0 | 0 | 0 | 0 | 0 | 0 | 0 | 0 | 0 | 0 | 0 | 0 | 0 | 0 | 0 | 0 | 0 |  | 0 | 0 | 0 | 0 | 0 | 0 | 0 | 0 | 0 | 0 | 0 | 0 | 0 | 0 | 0 | 0 | 0 | 0 | 0 | 0 | 0 | 0 | 0 | 0 | 0 | 0 | 0 | 0 | 0 | 0 | 0 | 0 | 0 | 0 | 0 | 0 |  | 0 | 0 | 0 | 0 | 0 | 0 | 0 | 0 | 0 | 0 | 0 | 0 | 0 | 0 | 0 | 0 | 0 | 0 | 0 | 0 | 0 | 0 | 0 | 0 | 0 | 0 | 0 | 0 | 0 | 0 | 0 | 0 | 0 | 0 | 0 | 0 |  | 0 | 0 | 0 | 0 | 0 | 0 | 0 | 0 | 0 | 0 | 0 | 0 | 0 | 0 | 0 | 0 | 0 | 0 | 0 | 0 | 0 | 0 | 0 | 0 | 0 | 0 | 0 | 0 | 0 | 0 | 0 | 0 | 0 | 0 | 0 | 0 |  | 0 | 0 | 0 | 0 | 0 | 0 | 0 | 0 | 0 | 0 | 0 | 0 | 0 | 0 | 0 | 0 | 0 | 0 | 0 | 0 | 0 | 0 | 0 | 0 | 0 | 0 | 0 | 0 | 0 | 0 | 0 | 0 | 0 | 0 | 0 | 0 |  | 1 | 1 | 1 | 1 | 1 | 1 | 1 | 1 | 1 | 0
PG&E FRESNO | Wilson | 230 | 0 | 0 | 0 | 0 | 0 | 0 | 0 | 0 | 0 | 0 | 0 | 0 | 0 | 0 | 0 | 0 | 0 | 0 | 0 | 0 |  | 0 | 0 | 0 | 0 | 0 | 0 | 0 | 0 | 0 | 0 | 0 | 0 | 0 | 0 | 0 | 0 | 0 | 0 | 0 | 0 | 0 | 0 | 0 | 0 | 0 | 0 | 0 | 0 | 0 | 0 | 0 | 0 | 0 | 0 | 0 | 0 |  | 0 | 0 | 0 | 0 | 0 | 0 | 0 | 0 | 0 | 0 | 0 | 0 | 0 | 0 | 0 | 0 | 0 | 0 | 0 | 0 | 0 | 0 | 0 | 0 | 0 | 0 | 0 | 0 | 0 | 0 | 0 | 0 | 0 | 0 | 0 | 0 |  | 0 | 0 | 0 | 0 | 0 | 0 | 0 | 0 | 0 | 0 | 0 | 0 | 0 | 0 | 256.29 | 0 | 0 | 1 | 0 | 0 | 0 | 0 | 0 | 0 | 0 | 0 | 0 | 0 | 0 | 0 | 0 | 0 | -2 | 0 | 0 | 1 |  | 0 | 0 | 0 | 0 | 0 | 0 | 0 | 0 | 0 | 0 | 0 | 0 | 0 | 0 | 256.29 | 0 | 0 | 1 | 0 | 0 | 0 | 0 | 0 | 0 | 0 | 0 | 0 | 0 | 0 | 0 | 0 | 0 | -1 | 0 | 0 | 1 |  | 1 | 1 | 1 | 1 | 1 | 1 | 1 | 2+ | 1 | 1
SCE Northern | Windhub | 230 | 0 | 0 | 0 | 0 | 0 | 0 | 0 | 0 | 0 | 0 | 0 | 0 | 0 | 0 | 0 | 0 | 0 | 0 | 0 | 0 |  | 0 | 0 | 0 | 0 | 0 | 0 | 0 | 0 | 0 | 0 | 0 | 84 | 134 | 39.5 | 89.5 | 0 | 0 | 1 | 0 | 0 | 0 | 0 | 0 | 0 | 0 | 0 | 0 | 0 | 0 | -2 | -2 | -2 | -2 | 0 | 0 | 1 |  | 0 | 0 | 0 | 0 | 0 | 0 | 0 | 0 | 0 | 0 | 0 | 182 | 382 | 405 | 1179.8854 | 0 | 0 | 1 | 0 | 0 | 0 | 0 | 0 | 0 | 0 | 0 | 0 | 0 | 0 | -2 | -2 | -2 | -2 | 0 | 0 | 1 |  | 0 | 0 | 0 | 0 | 0 | 0 | 0 | 0 | 0 | 0 | 0 | 182 | 382 | 405 | 1179.8854 | 0 | 0 | 1 | 0 | 0 | 0 | 0 | 0 | 0 | 0 | 0 | 0 | 0 | 0 | -2 | -2 | -2 | -2 | 0 | 0 | 1 |  | 0 | 0 | 0 | 0 | 0 | 24 | 0 | 0 | 0 | 0 | 6.5 | 182 | 978.855 | 405 | 1187.8854 | 0 | 0 | 1 | 0 | 0 | 0 | 0 | 0 | -2 | 0 | 0 | 0 | 0 | -2 | -2 | -2 | -2 | -2 | 0 | 0 | 1 |  | 1 | 1 | 1+ | 1 | 1 | 1+ | 4+ | 4+ | 1 | 1
SCE Northern | Windhub | 500 | 0 | 0 | 0 | 0 | 0 | 0 | 0 | 0 | 0 | 0 | 0 | 0 | 0 | 0 | 0 | 0 | 0 | 0 | 480 | 1 |  | 0 | 0 | 0 | 0 | 0 | 0 | 0 | 0 | 0 | 0 | 0 | 625.5456 | 625.5456 | 656.55 | 656.55 | 0 | 0 | 1 | 0 | 0 | 0 | 0 | 0 | 0 | 0 | 0 | 0 | 0 | 0 | -2 | -2 | -2 | -2 | 2 | 2 | 1 |  | 0 | 0 | 0 | 0 | 0 | 0 | 0 | 0 | 0 | 0 | 0 | 625.5456 | 625.5456 | 656.55 | 664.55 | 0 | 0 | 1 | 0 | 0 | 0 | 0 | 0 | 0 | 0 | 0 | 0 | 0 | 0 | -2 | -2 | -2 | -2 | 2 | 2 | 1 |  | 0 | 0 | 0 | 0 | 0 | 0 | 0 | 0 | 0 | 0 | 0 | 625.5456 | 997.8456 | 656.55 | 889.55 | 0 | 0 | 1 | 0 | 0 | 0 | 0 | 0 | 0 | 0 | 0 | 0 | 0 | 0 | -2 | -2 | -2 | -2 | 2 | 2 | 1 |  | 0 | 0 | 0 | 0 | 0 | 0 | 0 | 0 | 0 | 0 | 0 | 625.5456 | 1504.8456 | 656.55 | 889.55 | 0 | 0 | 1 | 0 | 0 | 0 | 0 | 0 | 0 | 0 | 0 | 0 | 0 | 0 | -2 | -2 | -2 | -2 | 2 | 2 | 1 |  | 1 | 1 | 1 | 1 | 1 | 1 | 4+ | 4+ | 5- | 1
PG&E GBA | Windmaster | 230 | 0 | 0 | 0 | 0 | 0 | 0 | 0 | 0 | 0 | 0 | 0 | 0 | 0 | 0 | 0 | 0 | 0 | 0 | 0 | 0 |  | 0 | 0 | 0 | 0 | 0 | 0 | 0 | 0 | 0 | 0 | 0 | 0 | 0 | 0 | 0 | 0 | 0 | 0 | 0 | 0 | 0 | 0 | 0 | 0 | 0 | 0 | 0 | 0 | 0 | 0 | 0 | 0 | 0 | 0 | 0 | 0 |  | 0 | 0 | 0 | 0 | 0 | 0 | 0 | 0 | 0 | 0 | 0 | 0 | 0 | 0 | 0 | 0 | 0 | 0 | 0 | 0 | 0 | 0 | 0 | 0 | 0 | 0 | 0 | 0 | 0 | 0 | 0 | 0 | 0 | 0 | 0 | 0 |  | 0 | 0 | 0 | 0 | 0 | 0 | 0 | 0 | 0 | 0 | 0 | 0 | 0 | 0 | 0 | 0 | 0 | 0 | 0 | 0 | 0 | 0 | 0 | 0 | 0 | 0 | 0 | 0 | 0 | 0 | 0 | 0 | 0 | 0 | 0 | 0 |  | 0 | 0 | 0 | 0 | 0 | 0 | 0 | 0 | 0 | 0 | 0 | 0 | 0 | 0 | 0 | 0 | 0 | 0 | 0 | 0 | 0 | 0 | 0 | 0 | 0 | 0 | 0 | 0 | 0 | 0 | 0 | 0 | 0 | 0 | 0 | 0 |  | 1 | 1 | 1 | 1 | 1 | 1 | 1 | 1 | 1 | 0
PG&E NGBA | Windsor | 60 | 0 | 0 | 0 | 0 | 0 | 0 | 0 | 0 | 0 | 0 | 0 | 0 | 0 | 0 | 0 | 0 | 0 | 0 | 0 | 0 |  | 0 | 0 | 0 | 0 | 0 | 0 | 0 | 0 | 0 | 0 | 0 | 0 | 0 | 0 | 0 | 0 | 0 | 0 | 0 | 0 | 0 | 0 | 0 | 0 | 0 | 0 | 0 | 0 | 0 | 0 | 0 | 0 | 0 | 0 | 0 | 0 |  | 0 | 0 | 0 | 0 | 0 | 0 | 0 | 0 | 0 | 0 | 0 | 0 | 2.054 | 0 | 0 | 0 | 0 | 1 | 0 | 0 | 0 | 0 | 0 | 0 | 0 | 0 | 0 | 0 | 0 | 0 | 0 | 0 | 0 | 0 | 0 | 0 |  | 0 | 0 | 0 | 0 | 0 | 0 | 0 | 0 | 0 | 0 | 0 | 0 | 2.054 | 0 | 0 | 0 | 0 | 1 | 0 | 0 | 0 | 0 | 0 | 0 | 0 | 0 | 0 | 0 | 0 | 0 | 0 | 0 | 0 | 0 | 0 | 0 |  | 0 | 0 | 0 | 0 | 0 | 0 | 0 | 0 | 0 | 0 | 0 | 0 | 2.054 | 0 | 0 | 0 | 0 | 1 | 0 | 0 | 0 | 0 | 0 | 0 | 0 | 0 | 0 | 0 | 0 | 0 | 0 | 0 | 0 | 0 | 0 | 0 |  | 1 | 1 | 1 | 1 | 1 | 1 | 1 | 1 | 1 | 0
PG&E NGBA | Woodland | 115 | 0 | 0 | 0 | 0 | 0 | 0 | 0 | 0 | 0 | 0 | 0 | 0 | 0 | 0 | 0 | 0 | 0 | 0 | 0 | 0 |  | 0 | 0 | 0 | 0 | 0 | 0 | 0 | 0 | 0 | 0 | 0 | 0 | 0 | 0 | 0 | 0 | 0 | 0 | 0 | 0 | 0 | 0 | 0 | 0 | 0 | 0 | 0 | 0 | 0 | 0 | 0 | 0 | 0 | 0 | 0 | 0 |  | 0 | 0 | 0 | 0 | 0 | 0 | 0 | 0 | 0 | 0 | 0 | 0 | 10.522 | 0 | 3.05 | 0 | 0 | 1 | 0 | 0 | 0 | 0 | 0 | 0 | 0 | 0 | 0 | 0 | 0 | 0 | -2 | 0 | -2 | 0 | 0 | 1 |  | 0 | 0 | 0 | 0 | 0 | 0 | 0 | 0 | 0 | 0 | 0 | 0 | 10.522 | 0 | 3.05 | 0 | 0 | 1 | 0 | 0 | 0 | 0 | 0 | 0 | 0 | 0 | 0 | 0 | 0 | 0 | -2 | 0 | -2 | 0 | 0 | 1 |  | 0 | 0 | 0 | 0 | 0 | 0 | 0 | 0 | 0 | 0 | 0 | 0 | 10.522 | 0 | 3.05 | 0 | 0 | 1 | 0 | 0 | 0 | 0 | 0 | 0 | 0 | 0 | 0 | 0 | 0 | 0 | -2 | 0 | 0 | 0 | 0 | 1 |  | 1 | 1 | 1 | 1 | 1 | 1 | 4+ | 4+ | 1 | 1
PG&E FRESNO | Woodward | 115 | 0 | 0 | 0 | 0 | 0 | 0 | 0 | 0 | 0 | 0 | 0 | 0 | 0 | 0 | 0 | 0 | 0 | 0 | 0 | 0 |  | 0 | 0 | 0 | 0 | 0 | 0 | 0 | 0 | 0 | 0 | 0 | 0 | 0 | 0 | 0 | 0 | 0 | 0 | 0 | 0 | 0 | 0 | 0 | 0 | 0 | 0 | 0 | 0 | 0 | 0 | 0 | 0 | 0 | 0 | 0 | 0 |  | 0 | 0 | 0 | 0 | 0 | 0 | 0 | 0 | 0 | 0 | 0 | 0 | 2.757 | 0 | 2.185 | 0 | 0 | 1 | 0 | 0 | 0 | 0 | 0 | 0 | 0 | 0 | 0 | 0 | 0 | 0 | 0 | 0 | 0 | 0 | 0 | 0 |  | 0 | 0 | 0 | 0 | 0 | 0 | 0 | 0 | 0 | 0 | 0 | 0 | 2.757 | 0 | 2.185 | 0 | 0 | 1 | 0 | 0 | 0 | 0 | 0 | 0 | 0 | 0 | 0 | 0 | 0 | 0 | 0 | 0 | 0 | 0 | 0 | 0 |  | 0 | 0 | 0 | 0 | 0 | 0 | 0 | 0 | 0 | 0 | 0 | 0 | 2.757 | 0 | 2.185 | 0 | 0 | 1 | 0 | 0 | 0 | 0 | 0 | 0 | 0 | 0 | 0 | 0 | 0 | 0 | 0 | 0 | 0 | 0 | 0 | 0 |  | 1 | 1 | 1 | 1 | 1 | 1 | 1 | 1 | 1 | 0
PG&E NGBA | Wyandotte | 115 | 0 | 0 | 0 | 0 | 0 | 0 | 0 | 0 | 0 | 0 | 0 | 0 | 0 | 0 | 0 | 0 | 0 | 0 | 0 | 0 |  | 0 | 0 | 0 | 0 | 0 | 0 | 0 | 0 | 0 | 0 | 0 | 0 | 0 | 0 | 0 | 0 | 0 | 0 | 0 | 0 | 0 | 0 | 0 | 0 | 0 | 0 | 0 | 0 | 0 | 0 | 0 | 0 | 0 | 0 | 0 | 0 |  | 0 | 0 | 0 | 0 | 0 | 0 | 0 | 0 | 0 | 0 | 0 | 0 | 0 | 0 | 0 | 0 | 0 | 0 | 0 | 0 | 0 | 0 | 0 | 0 | 0 | 0 | 0 | 0 | 0 | 0 | 0 | 0 | 0 | 0 | 0 | 0 |  | 0 | 0 | 0 | 0 | 0 | 0 | 0 | 0 | 0 | 0 | 0 | 0 | 0 | 0 | 0 | 0 | 0 | 0 | 0 | 0 | 0 | 0 | 0 | 0 | 0 | 0 | 0 | 0 | 0 | 0 | 0 | 0 | 0 | 0 | 0 | 0 |  | 0 | 0 | 0 | 0 | 0 | 0 | 0 | 0 | 0 | 0 | 0 | 0 | 21.036 | 0 | 0 | 0 | 0 | 1 | 0 | 0 | 0 | 0 | 0 | 0 | 0 | 0 | 0 | 0 | 0 | 0 | -2 | 0 | 0 | 0 | 0 | 1 |  | 1 | 1 | 1 | 1 | 1 | 1 | 1+ | 1 | 1 | 1

## CI_Analysis_2041
Commercial criteria alignment analysis for the 2041 portfolio. Tab shows mapped generic resources by substation compared to commercial interest resources by the three confidence categories (Executed IA, Phase II complete, or all projects, which includes Cluster 15 application projects). Columns FQ through FY show the mapped resources alignment with the commercial interest criteria by resource type. Tab also shows comparison to projects identified as Available for Near-term Interconnection. | [86 empty] | MW | Percentage | Flag |  |  | MW | Percentage | Flag
[23 empty] | Available for Near-term Interconnection | [36 empty] | Executed Interconnection Agreement | [24 empty] | Less |  | 100 | 10% | 1 | More |  | -100 | -10% | -1 |  |  | Phase II Study Complete | [36 empty] | All Queue Projects (including Cluster 15 applicant projects)
|  |  | Mapped Generic Resources | [20 empty] | MW amount of resources Availale for Near-term Interconenction | [17 empty] | Flags for Near-term Interconnection Amounts | [18 empty] | MW amount of resources with executed interconnection agreements | [17 empty] | Differences for Executed Interconnection Agreement Amounts | [5 empty] | Signifcantly Less |  | 500 | 33% | 2 | Significantly More |  | -500 | -33% | -2 |  |  |  | MW amount of resources with Phase II Study Complete | [17 empty] | Difference for Phase II Study Complete Amounts | [18 empty] | MW amount of resources Queue | [17 empty] | Difference for Queue Amounts | [17 empty] | Criteria Alignment Level by Resource
|  |  | Geothermal | Biomass | Wind | Wind | Wind | OOS Wind | OOS Wind | OOS Wind | Offshore Wind | Offshore Wind | Offshore Wind | Distributed Solar | Solar | Solar | Solar | Battery_4hr | Battery_8hr | Battery | LDES | Has |  | Geothermal | Geothermal | Biomass | Biomass | Wind | Wind | OOS Wind | OOS Wind | Offshore Wind | Offshore Wind | Distributed Solar | Solar | Solar | Battery | Battery | LDES | LDES | Has | Geothermal | Geothermal | Biomass | Biomass | Wind | Wind | OOS Wind | OOS Wind | Offshore Wind | Offshore Wind | Distributed Solar | Solar | Solar | Battery | Battery | LDES | LDES | Has |  | Geothermal | Geothermal | Biomass | Biomass | Wind | Wind | OOS Wind | OOS Wind | Offshore Wind | Offshore Wind | Distributed Solar | Solar | Solar | Battery | Battery | LDES | LDES | Has | Geothermal | Geothermal | Biomass | Biomass | Wind | Wind | OOS Wind | OOS Wind | Offshore Wind | Offshore Wind | Distributed Solar | Solar | Solar | Battery | Battery | LDES | LDES | Has |  | Geothermal | Geothermal | Biomass | Biomass | Wind | Wind | OOS Wind | OOS Wind | Offshore Wind | Offshore Wind | Distributed Solar | Solar | Solar | Battery | Battery | LDES | LDES | Has | Geothermal | Geothermal | Biomass | Biomass | Wind | Wind | OOS Wind | OOS Wind | Offshore Wind | Offshore Wind | Distributed Solar | Solar | Solar | Battery | Battery | LDES | LDES | Has |  | Geothermal | Geothermal | Biomass | Biomass | Wind | Wind | OOS Wind | OOS Wind | Offshore Wind | Offshore Wind | Distributed Solar | Solar | Solar | Battery | Battery | LDES | LDES | Has | Geothermal | Geothermal | Biomass | Biomass | Wind | Wind | OOS Wind | OOS Wind | Offshore Wind | Offshore Wind | Distributed Solar | Solar | Solar | Battery | Battery | LDES | LDES | Has |  | Geothermal | Biomass | Wind | OOS Wind | Offshore Wind | Distributed Solar | Solar | Li_Battery | LDES | Has Non-
CAISO Study Area | Substation | Voltage | FCDS | FCDS | FCDS | EODS | Total | FCDS | EODS | Total | FCDS | EODS | Total | EODS | FCDS | EODS | Total | FCDS | FCDS | Total | FCDS | Res |  | FCDS (TPD) | Total | FCDS (TPD) | Total | FCDS (TPD) | Total | FCDS (TPD) | Total | FCDS (TPD) | Total | Total | FCDS (TPD) | Total | FCDS (TPD) | Total | FCDS (TPD) | Total | Res | FCDS (TPD) | Total | FCDS (TPD) | Total | FCDS (TPD) | Total | FCDS (TPD) | Total | FCDS (TPD) | Total | Total | FCDS (TPD) | Total | FCDS (TPD) | Total | FCDS (TPD) | Total | Flag |  | FCDS (TPD) | Total | FCDS (TPD) | Total | FCDS (TPD) | Total | FCDS (TPD) | Total | FCDS (TPD) | Total | Total | FCDS (TPD) | Total | FCDS (TPD) | Total | FCDS (TPD) | Total | Res | FCDS (TPD) | Total | FCDS (TPD) | Total | FCDS (TPD) | Total | FCDS (TPD) | Total | FCDS (TPD) | Total | Total | FCDS (TPD) | Total | FCDS (TPD) | Total | FCDS (TPD) | Total | Flag |  | FCDS (TPD) | Total | FCDS (TPD) | Total | FCDS (TPD) | Total | FCDS (TPD) | Total | FCDS (TPD) | Total | Total | FCDS (TPD) | Total | FCDS (TPD) | Total | FCDS (TPD) | Total | Res | FCDS (TPD) | Total | FCDS (TPD) | Total | FCDS (TPD) | Total | FCDS (TPD) | Total | FCDS (TPD) | Total | Total | FCDS (TPD) | Total | FCDS (TPD) | Total | FCDS (TPD) | Total | Flag |  | FCDS (TPD) | Total | FCDS (TPD) | Total | FCDS (TPD) | Total | FCDS (TPD) | Total | FCDS (TPD) | Total | Total | FCDS (TPD) | Total | FCDS (TPD) | Total | FCDS (TPD) | Total | Res | FCDS (TPD) | Total | FCDS (TPD) | Total | FCDS (TPD) | Total | FCDS (TPD) | Total | FCDS (TPD) | Total | Total | FCDS (TPD) | Total | FCDS (TPD) | Total | FCDS (TPD) | Total | Flag |  | Alignment Level | Alignment Level | Alignment Level | Alignment Level | Alignment Level | Alignment Level | Alignment Level | Alignment Level | Alignment Level | Alignment
PG&E KERN | 7th Standard | 115 | 0 | 0 | 0 | 0 | 0 | 0 | 0 | 0 | 0 | 0 | 0 | 0 | 110 | 120 | 230 | 0 | 0 | 0 | 0 | 1 |  | 0 | 0 | 0 | 0 | 0 | 0 | 0 | 0 | 0 | 0 | 0 | 0 | 0 | 0 | 0 | 0 | 0 | 0 | 0 | 0 | 0 | 0 | 0 | 0 | 0 | 0 | 0 | 0 | 0 | 2 | 2 | 0 | 0 | 0 | 0 | 1 |  | 0 | 0 | 0 | 0 | 0 | 0 | 0 | 0 | 0 | 0 | 0 | 0 | 2.95 | 0 | 0 | 0 | 0 | 1 | 0 | 0 | 0 | 0 | 0 | 0 | 0 | 0 | 0 | 0 | 0 | 2 | 2 | 0 | 0 | 0 | 0 | 1 |  | 0 | 0 | 0 | 0 | 0 | 0 | 0 | 0 | 0 | 0 | 0 | 0 | 2.95 | 0 | 0 | 0 | 0 | 1 | 0 | 0 | 0 | 0 | 0 | 0 | 0 | 0 | 0 | 0 | 0 | 2 | 2 | 0 | 0 | 0 | 0 | 1 |  | 0 | 0 | 0 | 0 | 0 | 0 | 0 | 0 | 0 | 0 | 0 | 0 | 2.95 | 0 | 0 | 0 | 0 | 1 | 0 | 0 | 0 | 0 | 0 | 0 | 0 | 0 | 0 | 0 | 0 | 2 | 2 | 0 | 0 | 0 | 0 | 1 |  | 1 | 1 | 1 | 1 | 1 | 1 | 5- | 1 | 1 | 1
SCE Metro | Alamitos | 230 | 0 | 0 | 0 | 0 | 0 | 0 | 0 | 0 | 0 | 0 | 0 | 0 | 0 | 0 | 0 | 0 | 188 | 188 | 0 | 1 |  | 0 | 0 | 0 | 0 | 0 | 0 | 0 | 0 | 0 | 0 | 0 | 0 | 0 | 0 | 0 | 0 | 0 | 0 | 0 | 0 | 0 | 0 | 0 | 0 | 0 | 0 | 0 | 0 | 0 | 0 | 0 | 2 | 2 | 0 | 0 | 1 |  | 0 | 0 | 0 | 0 | 0 | 0 | 0 | 0 | 0 | 0 | 0 | 0 | 0 | 0 | 0 | 0 | 0 | 0 | 0 | 0 | 0 | 0 | 0 | 0 | 0 | 0 | 0 | 0 | 0 | 0 | 0 | 2 | 2 | 0 | 0 | 1 |  | 0 | 0 | 0 | 0 | 0 | 0 | 0 | 0 | 0 | 0 | 0 | 0 | 0 | 236 | 241.5 | 0 | 0 | 1 | 0 | 0 | 0 | 0 | 0 | 0 | 0 | 0 | 0 | 0 | 0 | 0 | 0 | -1 | -1 | 0 | 0 | 1 |  | 0 | 0 | 0 | 0 | 0 | 0 | 0 | 0 | 0 | 0 | 0 | 0 | 0 | 236 | 241.5 | 0 | 0 | 1 | 0 | 0 | 0 | 0 | 0 | 0 | 0 | 0 | 0 | 0 | 0 | 0 | 0 | -1 | -1 | 0 | 0 | 1 |  | 1 | 1 | 1 | 1 | 1 | 1 | 1 | 3+ | 1 | 1
SCE Eastern | Alberhill | 115 | 7 | 0 | 0 | 0 | 0 | 0 | 0 | 0 | 0 | 0 | 0 | 0 | 0 | 0 | 0 | 0 | 0 | 0 | 50 | 1 |  | 0 | 0 | 0 | 0 | 0 | 0 | 0 | 0 | 0 | 0 | 0 | 0 | 0 | 0 | 0 | 0 | 0 | 0 | 2 | 2 | 0 | 0 | 0 | 0 | 0 | 0 | 0 | 0 | 0 | 0 | 0 | 0 | 0 | 2 | 2 | 1 |  | 0 | 0 | 0 | 0 | 0 | 0 | 0 | 0 | 0 | 0 | 0 | 0 | 0 | 0 | 0 | 0 | 0 | 0 | 2 | 2 | 0 | 0 | 0 | 0 | 0 | 0 | 0 | 0 | 0 | 0 | 0 | 0 | 0 | 2 | 2 | 1 |  | 0 | 0 | 0 | 0 | 0 | 0 | 0 | 0 | 0 | 0 | 0 | 0 | 0 | 0 | 0 | 0 | 0 | 0 | 2 | 2 | 0 | 0 | 0 | 0 | 0 | 0 | 0 | 0 | 0 | 0 | 0 | 0 | 0 | 2 | 2 | 1 |  | 0 | 0 | 0 | 0 | 0 | 0 | 0 | 0 | 0 | 0 | 0 | 0 | 0 | 0 | 0 | 0 | 0 | 0 | 2 | 2 | 0 | 0 | 0 | 0 | 0 | 0 | 0 | 0 | 0 | 0 | 0 | 0 | 0 | 2 | 2 | 1 |  | 5- | 1 | 1 | 1 | 1 | 1 | 1 | 1 | 5- | 1
SCE Eastern | Alberhill | 500 | 0 | 0 | 0 | 0 | 0 | 0 | 0 | 0 | 0 | 0 | 0 | 0 | 0 | 0 | 0 | 0 | 0 | 0 | 0 | 0 |  | 0 | 0 | 0 | 0 | 0 | 0 | 0 | 0 | 0 | 0 | 0 | 0 | 0 | 0 | 0 | 0 | 0 | 0 | 0 | 0 | 0 | 0 | 0 | 0 | 0 | 0 | 0 | 0 | 0 | 0 | 0 | 0 | 0 | 0 | 0 | 0 |  | 0 | 0 | 0 | 0 | 0 | 0 | 0 | 0 | 0 | 0 | 0 | 0 | 0 | 0 | 0 | 500 | 500 | 1 | 0 | 0 | 0 | 0 | 0 | 0 | 0 | 0 | 0 | 0 | 0 | 0 | 0 | 0 | 0 | -2 | -2 | 1 |  | 0 | 0 | 0 | 0 | 0 | 0 | 0 | 0 | 0 | 0 | 0 | 0 | 0 | 0 | 0 | 500 | 500 | 1 | 0 | 0 | 0 | 0 | 0 | 0 | 0 | 0 | 0 | 0 | 0 | 0 | 0 | 0 | 0 | -2 | -2 | 1 |  | 0 | 0 | 0 | 0 | 0 | 0 | 0 | 0 | 0 | 0 | 0 | 0 | 0 | 0 | 695.626 | 500 | 500 | 1 | 0 | 0 | 0 | 0 | 0 | 0 | 0 | 0 | 0 | 0 | 0 | 0 | 0 | 0 | -2 | -2 | -2 | 1 |  | 1 | 1 | 1 | 1 | 1 | 1 | 1 | 1+ | 4+ | 1
PG&E GBA | Alhambra | 115 | 0 | 0 | 0 | 0 | 0 | 0 | 0 | 0 | 0 | 0 | 0 | 0 | 90 | 0 | 90 | 0 | 0 | 0 | 0 | 1 |  | 0 | 0 | 0 | 0 | 0 | 0 | 0 | 0 | 0 | 0 | 0 | 0 | 0 | 0 | 0 | 0 | 0 | 0 | 0 | 0 | 0 | 0 | 0 | 0 | 0 | 0 | 0 | 0 | 0 | 2 | 2 | 0 | 0 | 0 | 0 | 1 |  | 0 | 0 | 0 | 0 | 0 | 0 | 0 | 0 | 0 | 0 | 0 | 0 | 0 | 0 | 0 | 0 | 0 | 0 | 0 | 0 | 0 | 0 | 0 | 0 | 0 | 0 | 0 | 0 | 0 | 2 | 2 | 0 | 0 | 0 | 0 | 1 |  | 0 | 0 | 0 | 0 | 0 | 0 | 0 | 0 | 0 | 0 | 0 | 0 | 0 | 0 | 0 | 0 | 0 | 0 | 0 | 0 | 0 | 0 | 0 | 0 | 0 | 0 | 0 | 0 | 0 | 2 | 2 | 0 | 0 | 0 | 0 | 1 |  | 0 | 0 | 0 | 0 | 0 | 0 | 0 | 0 | 0 | 0 | 0 | 0 | 0 | 0 | 0 | 0 | 0 | 0 | 0 | 0 | 0 | 0 | 0 | 0 | 0 | 0 | 0 | 0 | 0 | 2 | 2 | 0 | 0 | 0 | 0 | 1 |  | 1 | 1 | 1 | 1 | 1 | 1 | 5- | 1 | 1 | 1
PG&E FRESNO | Alpaugh | 115 | 0 | 0 | 0 | 0 | 0 | 0 | 0 | 0 | 0 | 0 | 0 | 0 | 0 | 0 | 0 | 0 | 0 | 0 | 0 | 0 |  | 0 | 0 | 0 | 0 | 0 | 0 | 0 | 0 | 0 | 0 | 0 | 0 | 0 | 0 | 0 | 0 | 0 | 0 | 0 | 0 | 0 | 0 | 0 | 0 | 0 | 0 | 0 | 0 | 0 | 0 | 0 | 0 | 0 | 0 | 0 | 0 |  | 0 | 0 | 0 | 0 | 0 | 0 | 0 | 0 | 0 | 0 | 0 | 0 | 0 | 0 | 0 | 0 | 0 | 0 | 0 | 0 | 0 | 0 | 0 | 0 | 0 | 0 | 0 | 0 | 0 | 0 | 0 | 0 | 0 | 0 | 0 | 0 |  | 0 | 0 | 0 | 0 | 0 | 0 | 0 | 0 | 0 | 0 | 0 | 0 | 336.103 | 0 | 336.103 | 0 | 0 | 1 | 0 | 0 | 0 | 0 | 0 | 0 | 0 | 0 | 0 | 0 | 0 | 0 | -1 | 0 | -2 | 0 | 0 | 1 |  | 0 | 0 | 0 | 0 | 0 | 0 | 0 | 0 | 0 | 0 | 0 | 0 | 336.103 | 0 | 336.103 | 0 | 0 | 1 | 0 | 0 | 0 | 0 | 0 | 0 | 0 | 0 | 0 | 0 | 0 | 0 | -2 | 0 | -2 | 0 | 0 | 1 |  | 1 | 1 | 1 | 1 | 1 | 1 | 2+ | 2+ | 1 | 1
SDGE | Alpine | 69 | 0 | 0 | 0 | 0 | 0 | 0 | 0 | 0 | 0 | 0 | 0 | 0 | 0 | 0 | 0 | 0 | 0 | 0 | 0 | 0 |  | 0 | 0 | 0 | 0 | 0 | 0 | 0 | 0 | 0 | 0 | 0 | 0 | 0 | 0 | 0 | 0 | 0 | 0 | 0 | 0 | 0 | 0 | 0 | 0 | 0 | 0 | 0 | 0 | 0 | 0 | 0 | 0 | 0 | 0 | 0 | 0 |  | 0 | 0 | 0 | 0 | 0 | 0 | 0 | 0 | 0 | 0 | 0 | 0 | 0 | 0 | 0 | 0 | 0 | 0 | 0 | 0 | 0 | 0 | 0 | 0 | 0 | 0 | 0 | 0 | 0 | 0 | 0 | 0 | 0 | 0 | 0 | 0 |  | 0 | 0 | 0 | 0 | 0 | 0 | 0 | 0 | 0 | 0 | 0 | 0 | 0 | 0 | 100.6499 | 0 | 0 | 1 | 0 | 0 | 0 | 0 | 0 | 0 | 0 | 0 | 0 | 0 | 0 | 0 | 0 | 0 | -2 | 0 | 0 | 1 |  | 0 | 0 | 0 | 0 | 0 | 0 | 0 | 0 | 0 | 0 | 0 | 0 | 0 | 0 | 100.6499 | 0 | 0 | 1 | 0 | 0 | 0 | 0 | 0 | 0 | 0 | 0 | 0 | 0 | 0 | 0 | 0 | 0 | -2 | 0 | 0 | 1 |  | 1 | 1 | 1 | 1 | 1 | 1 | 1 | 2+ | 1 | 1
PG&E GBA | Altamont Midway (Sandhill) | 230 | 0 | 0 | 0 | 0 | 0 | 0 | 0 | 0 | 0 | 0 | 0 | 0 | 0 | 0 | 0 | 0 | 0 | 0 | 0 | 0 |  | 0 | 0 | 0 | 0 | 0 | 5 | 0 | 0 | 0 | 0 | 0 | 0 | 0 | 0 | 0 | 0 | 0 | 1 | 0 | 0 | 0 | 0 | 0 | -2 | 0 | 0 | 0 | 0 | 0 | 0 | 0 | 0 | 0 | 0 | 0 | 1 |  | 0 | 0 | 0 | 0 | 80.8 | 89.25 | 0 | 0 | 0 | 0 | 0 | 0 | 0 | 0 | 0 | 0 | 0 | 1 | 0 | 0 | 0 | 0 | -2 | -2 | 0 | 0 | 0 | 0 | 0 | 0 | 0 | 0 | 0 | 0 | 0 | 1 |  | 0 | 0 | 0 | 0 | 80.8 | 89.25 | 0 | 0 | 0 | 0 | 0 | 0 | 0 | 0 | 0 | 0 | 0 | 1 | 0 | 0 | 0 | 0 | -2 | -2 | 0 | 0 | 0 | 0 | 0 | 0 | 0 | 0 | 0 | 0 | 0 | 1 |  | 0 | 0 | 0 | 0 | 80.8 | 89.25 | 0 | 0 | 0 | 0 | 0 | 0 | 0 | 0 | 0 | 0 | 0 | 1 | 0 | 0 | 0 | 0 | -2 | -2 | 0 | 0 | 0 | 0 | 0 | 0 | 0 | 0 | 0 | 0 | 0 | 1 |  | 1 | 1 | 4+ | 1 | 1 | 1 | 1 | 1 | 1 | 1
SCE Northern | Antelope | 66 | 0 | 0 | 0 | 0 | 0 | 0 | 0 | 0 | 0 | 0 | 0 | 0 | 0 | 0 | 0 | 0 | 0 | 0 | 0 | 0 |  | 0 | 0 | 0 | 0 | 0 | 0 | 0 | 0 | 0 | 0 | 0 | 0 | 0 | 0 | 0 | 0 | 0 | 0 | 0 | 0 | 0 | 0 | 0 | 0 | 0 | 0 | 0 | 0 | 0 | 0 | 0 | 0 | 0 | 0 | 0 | 0 |  | 0 | 0 | 0 | 0 | 0 | 0 | 0 | 0 | 0 | 0 | 0.3 | 0 | 8.8 | 0 | 4.6 | 0 | 0 | 1 | 0 | 0 | 0 | 0 | 0 | 0 | 0 | 0 | 0 | 0 | -2 | 0 | -2 | 0 | -2 | 0 | 0 | 1 |  | 0 | 0 | 0 | 0 | 0 | 0 | 0 | 0 | 0 | 0 | 0.3 | 0 | 8.8 | 0 | 4.6 | 0 | 0 | 1 | 0 | 0 | 0 | 0 | 0 | 0 | 0 | 0 | 0 | 0 | -2 | 0 | -1 | 0 | -2 | 0 | 0 | 1 |  | 0 | 0 | 0 | 0 | 0 | 0 | 0 | 0 | 0 | 0 | 0.31 | 0 | 12.8 | 0 | 97.4 | 0 | 0 | 1 | 0 | 0 | 0 | 0 | 0 | 0 | 0 | 0 | 0 | 0 | -2 | 0 | -2 | 0 | -2 | 0 | 0 | 1 |  | 1 | 1 | 1 | 1 | 1 | 4+ | 4+ | 4+ | 1 | 1
SCE Northern | Antelope | 230 | 0 | 0 | 0 | 0 | 0 | 0 | 0 | 0 | 0 | 0 | 0 | 0 | 930 | 0 | 930 | 0 | 0 | 0 | 0 | 1 |  | 0 | 0 | 0 | 0 | 0 | 0 | 0 | 0 | 0 | 0 | 0 | 0 | 0 | 187.28 | 187.28 | 0 | 0 | 1 | 0 | 0 | 0 | 0 | 0 | 0 | 0 | 0 | 0 | 0 | 0 | 2 | 2 | -2 | -2 | 0 | 0 | 1 |  | 0 | 0 | 0 | 0 | 0 | 0 | 0 | 0 | 0 | 0 | 13.49 | 0 | 112.03 | 437.28 | 503.38 | 0 | 0 | 1 | 0 | 0 | 0 | 0 | 0 | 0 | 0 | 0 | 0 | 0 | -2 | 2 | 2 | -2 | -2 | 0 | 0 | 1 |  | 0 | 0 | 0 | 0 | 0 | 0 | 0 | 0 | 0 | 0 | 13.49 | 0 | 225.862 | 937.28 | 1422.0446 | 0 | 0 | 1 | 0 | 0 | 0 | 0 | 0 | 0 | 0 | 0 | 0 | 0 | -2 | 2 | 2 | -2 | -2 | 0 | 0 | 1 |  | 0 | 0 | 0 | 0 | 0 | 0 | 0 | 202.2668 | 0 | 0 | 16.333 | 0 | 339.485 | 937.28 | 1943.9384 | 0 | 0 | 1 | 0 | 0 | 0 | 0 | 0 | 0 | 0 | -2 | 0 | 0 | -2 | 2 | 2 | -2 | -2 | 0 | 0 | 1 |  | 1 | 1 | 1 | 1+ | 1 | 4+ | 5- | 4+ | 1 | 1
SCE Northern | Antelope | 500 | 0 | 0 | 0 | 0 | 0 | 0 | 0 | 0 | 0 | 0 | 0 | 0 | 0 | 0 | 0 | 0 | 0 | 0 | 0 | 0 |  | 0 | 0 | 0 | 0 | 0 | 0 | 0 | 0 | 0 | 0 | 0 | 0 | 0 | 0 | 0 | 0 | 0 | 0 | 0 | 0 | 0 | 0 | 0 | 0 | 0 | 0 | 0 | 0 | 0 | 0 | 0 | 0 | 0 | 0 | 0 | 0 |  | 0 | 0 | 0 | 0 | 0 | 0 | 0 | 0 | 0 | 0 | 0 | 0 | 0 | 0 | 0 | 0 | 0 | 0 | 0 | 0 | 0 | 0 | 0 | 0 | 0 | 0 | 0 | 0 | 0 | 0 | 0 | 0 | 0 | 0 | 0 | 0 |  | 0 | 0 | 0 | 0 | 0 | 0 | 0 | 0 | 0 | 0 | 0 | 0 | 0 | 0 | 0 | 0 | 0 | 0 | 0 | 0 | 0 | 0 | 0 | 0 | 0 | 0 | 0 | 0 | 0 | 0 | 0 | 0 | 0 | 0 | 0 | 0 |  | 0 | 0 | 0 | 0 | 0 | 0 | 0 | 0 | 0 | 0 | 0 | 0 | 0 | 0 | 0 | 0 | 0 | 0 | 0 | 0 | 0 | 0 | 0 | 0 | 0 | 0 | 0 | 0 | 0 | 0 | 0 | 0 | 0 | 0 | 0 | 0 |  | 1 | 1 | 1 | 1 | 1 | 1 | 1 | 1 | 1 | 0
PG&E NGBA | Arcata | 60 | 0 | 0 | 0 | 0 | 0 | 0 | 0 | 0 | 0 | 0 | 0 | 0 | 0 | 0 | 0 | 0 | 0 | 0 | 0 | 0 |  | 0 | 0 | 0 | 0 | 0 | 0 | 0 | 0 | 0 | 0 | 0 | 0 | 0 | 0 | 0 | 0 | 0 | 0 | 0 | 0 | 0 | 0 | 0 | 0 | 0 | 0 | 0 | 0 | 0 | 0 | 0 | 0 | 0 | 0 | 0 | 0 |  | 0 | 0 | 0 | 0 | 0 | 0 | 0 | 0 | 0 | 0 | 0 | 0 | 0 | 0 | 0 | 0 | 0 | 0 | 0 | 0 | 0 | 0 | 0 | 0 | 0 | 0 | 0 | 0 | 0 | 0 | 0 | 0 | 0 | 0 | 0 | 0 |  | 0 | 0 | 0 | 0 | 0 | 0 | 0 | 0 | 0 | 0 | 0 | 0 | 0 | 0 | 0 | 0 | 0 | 0 | 0 | 0 | 0 | 0 | 0 | 0 | 0 | 0 | 0 | 0 | 0 | 0 | 0 | 0 | 0 | 0 | 0 | 0 |  | 0 | 0 | 0 | 0 | 0 | 0 | 0 | 0 | 0 | 0 | 0 | 0 | 0 | 0 | 0 | 0 | 0 | 0 | 0 | 0 | 0 | 0 | 0 | 0 | 0 | 0 | 0 | 0 | 0 | 0 | 0 | 0 | 0 | 0 | 0 | 0 |  | 1 | 1 | 1 | 1 | 1 | 1 | 1 | 1 | 1 | 0
PG&E KERN | Arco | 230 | 0 | 0 | 0 | 0 | 0 | 0 | 0 | 0 | 0 | 0 | 0 | 0 | 870 | 455 | 1325 | 0 | 0 | 0 | 0 | 1 |  | 0 | 0 | 0 | 0 | 0 | 0 | 0 | 0 | 0 | 0 | 0 | 41.8433 | 671.974 | 292.075 | 606.07 | 0 | 0 | 1 | 0 | 0 | 0 | 0 | 0 | 0 | 0 | 0 | 0 | 0 | 0 | 2 | 2 | -2 | -2 | 0 | 0 | 1 |  | 0 | 0 | 0 | 0 | 0 | 0 | 0 | 0 | 0 | 0 | 0 | 66.6 | 168.38 | 0.2 | 101.98 | 0 | 0 | 1 | 0 | 0 | 0 | 0 | 0 | 0 | 0 | 0 | 0 | 0 | 0 | 2 | 2 | 0 | -2 | 0 | 0 | 1 |  | 0 | 0 | 0 | 0 | 0 | 0 | 0 | 0 | 0 | 0 | 0 | 66.6 | 1092.9039 | 388.075 | 1025.5168 | 0 | 0 | 1 | 0 | 0 | 0 | 0 | 0 | 0 | 0 | 0 | 0 | 0 | 0 | 2 | 1 | -2 | -2 | 0 | 0 | 1 |  | 0 | 0 | 0 | 0 | 0 | 0 | 0 | 0 | 0 | 0 | 0 | 66.6 | 1092.9039 | 388.075 | 1025.5168 | 0 | 0 | 1 | 0 | 0 | 0 | 0 | 0 | 0 | 0 | 0 | 0 | 0 | 0 | 2 | 1 | -2 | -2 | 0 | 0 | 1 |  | 1 | 1 | 1 | 1 | 1 | 1 | 4- | 4+ | 1 | 1
PG&E KERN | Arco | 70 | 0 | 0 | 0 | 0 | 0 | 0 | 0 | 0 | 0 | 0 | 0 | 0 | 0 | 0 | 0 | 0 | 0 | 0 | 0 | 0 |  | 0 | 0 | 0 | 0 | 0 | 0 | 0 | 0 | 0 | 0 | 0 | 0 | 1.3 | 0 | 0 | 0 | 0 | 1 | 0 | 0 | 0 | 0 | 0 | 0 | 0 | 0 | 0 | 0 | 0 | 0 | -2 | 0 | 0 | 0 | 0 | 1 |  | 0 | 0 | 0 | 0 | 0 | 0 | 0 | 0 | 0 | 0 | 0 | 0 | 0 | 0 | 0 | 0 | 0 | 0 | 0 | 0 | 0 | 0 | 0 | 0 | 0 | 0 | 0 | 0 | 0 | 0 | 0 | 0 | 0 | 0 | 0 | 0 |  | 0 | 0 | 0 | 0 | 0 | 0 | 0 | 0 | 0 | 0 | 0 | 0 | 0 | 0 | 30.8 | 0 | 0 | 1 | 0 | 0 | 0 | 0 | 0 | 0 | 0 | 0 | 0 | 0 | 0 | 0 | 0 | 0 | -2 | 0 | 0 | 1 |  | 0 | 0 | 0 | 0 | 0 | 0 | 0 | 0 | 0 | 0 | 0 | 0 | 0 | 0 | 30.8 | 0 | 0 | 1 | 0 | 0 | 0 | 0 | 0 | 0 | 0 | 0 | 0 | 0 | 0 | 0 | 0 | 0 | -2 | 0 | 0 | 1 |  | 1 | 1 | 1 | 1 | 1 | 1 | 1 | 2+ | 1 | 1
SCE Metro | ArcoGen | 230 | 0 | 0 | 0 | 0 | 0 | 0 | 0 | 0 | 0 | 0 | 0 | 0 | 486 | 0 | 486 | 0 | 0 | 0 | 0 | 1 |  | 0 | 0 | 0 | 0 | 0 | 0 | 0 | 0 | 0 | 0 | 0 | 0 | 0 | 0 | 0 | 0 | 0 | 0 | 0 | 0 | 0 | 0 | 0 | 0 | 0 | 0 | 0 | 0 | 0 | 2 | 2 | 0 | 0 | 0 | 0 | 1 |  | 0 | 0 | 0 | 0 | 0 | 0 | 0 | 0 | 0 | 0 | 0 | 0 | 0 | 0 | 0 | 0 | 0 | 0 | 0 | 0 | 0 | 0 | 0 | 0 | 0 | 0 | 0 | 0 | 0 | 2 | 2 | 0 | 0 | 0 | 0 | 1 |  | 0 | 0 | 0 | 0 | 0 | 0 | 0 | 0 | 0 | 0 | 0 | 0 | 0 | 0 | 0 | 0 | 0 | 0 | 0 | 0 | 0 | 0 | 0 | 0 | 0 | 0 | 0 | 0 | 0 | 2 | 2 | 0 | 0 | 0 | 0 | 1 |  | 0 | 0 | 0 | 0 | 0 | 0 | 0 | 0 | 0 | 0 | 0 | 0 | 0 | 0 | 0 | 0 | 0 | 0 | 0 | 0 | 0 | 0 | 0 | 0 | 0 | 0 | 0 | 0 | 0 | 2 | 2 | 0 | 0 | 0 | 0 | 1 |  | 1 | 1 | 1 | 1 | 1 | 1 | 5- | 1 | 1 | 1
SDGE | Artesian | 230 | 0 | 0 | 0 | 0 | 0 | 0 | 0 | 0 | 0 | 0 | 0 | 0 | 0 | 0 | 0 | 0 | 0 | 0 | 0 | 0 |  | 0 | 0 | 0 | 0 | 0 | 0 | 0 | 0 | 0 | 0 | 0 | 0 | 0 | 0 | 0 | 0 | 0 | 0 | 0 | 0 | 0 | 0 | 0 | 0 | 0 | 0 | 0 | 0 | 0 | 0 | 0 | 0 | 0 | 0 | 0 | 0 |  | 0 | 0 | 0 | 0 | 0 | 0 | 0 | 0 | 0 | 0 | 0 | 0 | 0 | 0 | 0 | 0 | 0 | 0 | 0 | 0 | 0 | 0 | 0 | 0 | 0 | 0 | 0 | 0 | 0 | 0 | 0 | 0 | 0 | 0 | 0 | 0 |  | 0 | 0 | 0 | 0 | 0 | 0 | 0 | 0 | 0 | 0 | 0 | 0 | 0 | 0 | 0 | 0 | 0 | 0 | 0 | 0 | 0 | 0 | 0 | 0 | 0 | 0 | 0 | 0 | 0 | 0 | 0 | 0 | 0 | 0 | 0 | 0 |  | 0 | 0 | 0 | 0 | 0 | 0 | 0 | 0 | 0 | 0 | 0 | 0 | 0 | 0 | 0 | 0 | 0 | 0 | 0 | 0 | 0 | 0 | 0 | 0 | 0 | 0 | 0 | 0 | 0 | 0 | 0 | 0 | 0 | 0 | 0 | 0 |  | 1 | 1 | 1 | 1 | 1 | 1 | 1 | 1 | 1 | 0
SDGE | Artesian | 69 | 0 | 0 | 0 | 0 | 0 | 0 | 0 | 0 | 0 | 0 | 0 | 0 | 0 | 0 | 0 | 0 | 0 | 0 | 0 | 0 |  | 0 | 0 | 0 | 0 | 0 | 0 | 0 | 0 | 0 | 0 | 0 | 0 | 0 | 0 | 0 | 0 | 0 | 0 | 0 | 0 | 0 | 0 | 0 | 0 | 0 | 0 | 0 | 0 | 0 | 0 | 0 | 0 | 0 | 0 | 0 | 0 |  | 0 | 0 | 0 | 0 | 0 | 0 | 0 | 0 | 0 | 0 | 0 | 0 | 0 | 0 | 0 | 0 | 0 | 0 | 0 | 0 | 0 | 0 | 0 | 0 | 0 | 0 | 0 | 0 | 0 | 0 | 0 | 0 | 0 | 0 | 0 | 0 |  | 0 | 0 | 0 | 0 | 0 | 0 | 0 | 0 | 0 | 0 | 0 | 0 | 0 | 0 | 0 | 0 | 0 | 0 | 0 | 0 | 0 | 0 | 0 | 0 | 0 | 0 | 0 | 0 | 0 | 0 | 0 | 0 | 0 | 0 | 0 | 0 |  | 0 | 0 | 0 | 0 | 0 | 0 | 0 | 0 | 0 | 0 | 0 | 0 | 0 | 0 | 0 | 0 | 0 | 0 | 0 | 0 | 0 | 0 | 0 | 0 | 0 | 0 | 0 | 0 | 0 | 0 | 0 | 0 | 0 | 0 | 0 | 0 |  | 1 | 1 | 1 | 1 | 1 | 1 | 1 | 1 | 1 | 0
PG&E FRESNO | Ashlan | 230 | 0 | 0 | 0 | 0 | 0 | 0 | 0 | 0 | 0 | 0 | 0 | 0 | 0 | 0 | 0 | 0 | 300 | 300 | 0 | 1 |  | 0 | 0 | 0 | 0 | 0 | 0 | 0 | 0 | 0 | 0 | 0 | 0 | 0 | 0 | 0 | 0 | 0 | 0 | 0 | 0 | 0 | 0 | 0 | 0 | 0 | 0 | 0 | 0 | 0 | 0 | 0 | 2 | 2 | 0 | 0 | 1 |  | 0 | 0 | 0 | 0 | 0 | 0 | 0 | 0 | 0 | 0 | 0 | 0 | 0 | 0 | 0 | 0 | 0 | 0 | 0 | 0 | 0 | 0 | 0 | 0 | 0 | 0 | 0 | 0 | 0 | 0 | 0 | 2 | 2 | 0 | 0 | 1 |  | 0 | 0 | 0 | 0 | 0 | 0 | 0 | 0 | 0 | 0 | 0 | 0 | 0 | 0 | 0 | 0 | 0 | 0 | 0 | 0 | 0 | 0 | 0 | 0 | 0 | 0 | 0 | 0 | 0 | 0 | 0 | 2 | 2 | 0 | 0 | 1 |  | 0 | 0 | 0 | 0 | 0 | 0 | 0 | 0 | 0 | 0 | 0 | 0 | 0 | 0 | 0 | 0 | 0 | 0 | 0 | 0 | 0 | 0 | 0 | 0 | 0 | 0 | 0 | 0 | 0 | 0 | 0 | 2 | 2 | 0 | 0 | 1 |  | 1 | 1 | 1 | 1 | 1 | 1 | 1 | 5- | 1 | 1
PG&E NGBA | Atlantic | 115 | 0 | 0 | 0 | 0 | 0 | 0 | 0 | 0 | 0 | 0 | 0 | 0 | 0 | 0 | 0 | 0 | 0 | 0 | 0 | 0 |  | 0 | 0 | 0 | 0 | 0 | 0 | 0 | 0 | 0 | 0 | 0 | 0 | 0 | 0 | 0 | 0 | 0 | 0 | 0 | 0 | 0 | 0 | 0 | 0 | 0 | 0 | 0 | 0 | 0 | 0 | 0 | 0 | 0 | 0 | 0 | 0 |  | 0 | 0 | 0 | 0 | 0 | 0 | 0 | 0 | 0 | 0 | 0 | 0 | 0 | 0 | 0 | 0 | 0 | 0 | 0 | 0 | 0 | 0 | 0 | 0 | 0 | 0 | 0 | 0 | 0 | 0 | 0 | 0 | 0 | 0 | 0 | 0 |  | 0 | 0 | 0 | 0 | 0 | 0 | 0 | 0 | 0 | 0 | 0 | 0 | 0 | 0 | 0 | 0 | 0 | 0 | 0 | 0 | 0 | 0 | 0 | 0 | 0 | 0 | 0 | 0 | 0 | 0 | 0 | 0 | 0 | 0 | 0 | 0 |  | 0 | 0 | 0 | 0 | 0 | 0 | 0 | 0 | 0 | 0 | 0 | 0 | 0 | 0 | 0 | 0 | 0 | 0 | 0 | 0 | 0 | 0 | 0 | 0 | 0 | 0 | 0 | 0 | 0 | 0 | 0 | 0 | 0 | 0 | 0 | 0 |  | 1 | 1 | 1 | 1 | 1 | 1 | 1 | 1 | 1 | 0
PG&E NGBA | Atlantic | 230 | 0 | 0 | 0 | 0 | 0 | 0 | 0 | 0 | 0 | 0 | 0 | 0 | 0 | 235 | 235 | 0 | 0 | 0 | 0 | 1 |  | 0 | 0 | 0 | 0 | 0 | 0 | 0 | 0 | 0 | 0 | 0 | 0 | 0 | 0 | 0 | 0 | 0 | 0 | 0 | 0 | 0 | 0 | 0 | 0 | 0 | 0 | 0 | 0 | 0 | 0 | 2 | 0 | 0 | 0 | 0 | 1 |  | 0 | 0 | 0 | 0 | 0 | 0 | 0 | 0 | 0 | 0 | 0 | 0 | 0 | 0 | 0 | 0 | 0 | 0 | 0 | 0 | 0 | 0 | 0 | 0 | 0 | 0 | 0 | 0 | 0 | 0 | 2 | 0 | 0 | 0 | 0 | 1 |  | 0 | 0 | 0 | 0 | 0 | 0 | 0 | 0 | 0 | 0 | 0 | 0 | 0 | 0 | 0 | 0 | 0 | 0 | 0 | 0 | 0 | 0 | 0 | 0 | 0 | 0 | 0 | 0 | 0 | 0 | 2 | 0 | 0 | 0 | 0 | 1 |  | 0 | 0 | 0 | 0 | 0 | 0 | 0 | 0 | 0 | 0 | 0 | 0 | 0 | 0 | 0 | 0 | 0 | 0 | 0 | 0 | 0 | 0 | 0 | 0 | 0 | 0 | 0 | 0 | 0 | 0 | 2 | 0 | 0 | 0 | 0 | 1 |  | 1 | 1 | 1 | 1 | 1 | 1 | 5- | 1 | 1 | 1
PG&E NGBA | Atlantic | 60 | 0 | 0 | 0 | 0 | 0 | 0 | 0 | 0 | 0 | 0 | 0 | 0 | 0 | 0 | 0 | 0 | 0 | 0 | 0 | 0 |  | 0 | 0 | 0 | 0 | 0 | 0 | 0 | 0 | 0 | 0 | 0 | 0 | 0 | 0 | 0 | 0 | 0 | 0 | 0 | 0 | 0 | 0 | 0 | 0 | 0 | 0 | 0 | 0 | 0 | 0 | 0 | 0 | 0 | 0 | 0 | 0 |  | 0 | 0 | 0 | 0 | 0 | 0 | 0 | 0 | 0 | 0 | 0 | 0 | 0 | 0 | 0 | 0 | 0 | 0 | 0 | 0 | 0 | 0 | 0 | 0 | 0 | 0 | 0 | 0 | 0 | 0 | 0 | 0 | 0 | 0 | 0 | 0 |  | 0 | 0 | 0 | 0 | 0 | 0 | 0 | 0 | 0 | 0 | 0 | 0 | 0 | 0 | 0 | 0 | 0 | 0 | 0 | 0 | 0 | 0 | 0 | 0 | 0 | 0 | 0 | 0 | 0 | 0 | 0 | 0 | 0 | 0 | 0 | 0 |  | 0 | 0 | 0 | 0 | 0 | 0 | 0 | 0 | 0 | 0 | 0 | 0 | 0 | 0 | 0 | 0 | 0 | 0 | 0 | 0 | 0 | 0 | 0 | 0 | 0 | 0 | 0 | 0 | 0 | 0 | 0 | 0 | 0 | 0 | 0 | 0 |  | 1 | 1 | 1 | 1 | 1 | 1 | 1 | 1 | 1 | 0
PG&E FRESNO | Atwater | 115 | 0 | 0 | 0 | 0 | 0 | 0 | 0 | 0 | 0 | 0 | 0 | 0 | 0 | 0 | 0 | 0 | 0 | 0 | 0 | 0 |  | 0 | 0 | 0 | 0 | 0 | 0 | 0 | 0 | 0 | 0 | 0 | 0 | 0 | 0 | 0 | 0 | 0 | 0 | 0 | 0 | 0 | 0 | 0 | 0 | 0 | 0 | 0 | 0 | 0 | 0 | 0 | 0 | 0 | 0 | 0 | 0 |  | 0 | 0 | 0 | 0 | 0 | 0 | 0 | 0 | 0 | 0 | 0 | 0 | 16.4212 | 0 | 8.1643 | 0 | 0 | 1 | 0 | 0 | 0 | 0 | 0 | 0 | 0 | 0 | 0 | 0 | 0 | 0 | -2 | 0 | -2 | 0 | 0 | 1 |  | 0 | 0 | 0 | 0 | 0 | 0 | 0 | 0 | 0 | 0 | 0 | 0 | 16.4212 | 0 | 8.1643 | 0 | 0 | 1 | 0 | 0 | 0 | 0 | 0 | 0 | 0 | 0 | 0 | 0 | 0 | 0 | -1 | 0 | -2 | 0 | 0 | 1 |  | 0 | 0 | 0 | 0 | 0 | 0 | 0 | 0 | 0 | 0 | 0 | 0 | 18.9212 | 0 | 8.1643 | 0 | 0 | 1 | 0 | 0 | 0 | 0 | 0 | 0 | 0 | 0 | 0 | 0 | 0 | 0 | -2 | 0 | -2 | 0 | 0 | 1 |  | 1 | 1 | 1 | 1 | 1 | 1 | 4+ | 4+ | 1 | 1
PG&E GBA | Avena | 115 | 0 | 0 | 0 | 0 | 0 | 0 | 0 | 0 | 0 | 0 | 0 | 0 | 0 | 0 | 0 | 0 | 0 | 0 | 0 | 0 |  | 0 | 0 | 0 | 0 | 0 | 0 | 0 | 0 | 0 | 0 | 0 | 0 | 0 | 0 | 0 | 0 | 0 | 0 | 0 | 0 | 0 | 0 | 0 | 0 | 0 | 0 | 0 | 0 | 0 | 0 | 0 | 0 | 0 | 0 | 0 | 0 |  | 0 | 0 | 0 | 0 | 0 | 0 | 0 | 0 | 0 | 0 | 0 | 0 | 0 | 0 | 0 | 0 | 0 | 0 | 0 | 0 | 0 | 0 | 0 | 0 | 0 | 0 | 0 | 0 | 0 | 0 | 0 | 0 | 0 | 0 | 0 | 0 |  | 0 | 0 | 0 | 0 | 0 | 0 | 0 | 0 | 0 | 0 | 0 | 0 | 0 | 0 | 0 | 0 | 0 | 0 | 0 | 0 | 0 | 0 | 0 | 0 | 0 | 0 | 0 | 0 | 0 | 0 | 0 | 0 | 0 | 0 | 0 | 0 |  | 0 | 0 | 0 | 0 | 0 | 0 | 0 | 0 | 0 | 0 | 0 | 0 | 3 | 0 | 0 | 0 | 0 | 1 | 0 | 0 | 0 | 0 | 0 | 0 | 0 | 0 | 0 | 0 | 0 | 0 | 0 | 0 | 0 | 0 | 0 | 0 |  | 1 | 1 | 1 | 1 | 1 | 1 | 1 | 1 | 1 | 0
SDGE | Avocado | 69 | 0 | 0 | 0 | 0 | 0 | 0 | 0 | 0 | 0 | 0 | 0 | 0 | 0 | 0 | 0 | 0 | 0 | 0 | 0 | 0 |  | 0 | 0 | 0 | 0 | 0 | 0 | 0 | 0 | 0 | 0 | 0 | 0 | 0 | 0 | 0 | 0 | 0 | 0 | 0 | 0 | 0 | 0 | 0 | 0 | 0 | 0 | 0 | 0 | 0 | 0 | 0 | 0 | 0 | 0 | 0 | 0 |  | 0 | 0 | 0 | 0 | 0 | 0 | 0 | 0 | 0 | 0 | 0 | 0 | 0 | 29.6 | 29.6 | 0 | 0 | 1 | 0 | 0 | 0 | 0 | 0 | 0 | 0 | 0 | 0 | 0 | 0 | 0 | 0 | -2 | -2 | 0 | 0 | 1 |  | 0 | 0 | 0 | 0 | 0 | 0 | 0 | 0 | 0 | 0 | 0 | 0 | 0 | 29.6 | 29.6 | 0 | 0 | 1 | 0 | 0 | 0 | 0 | 0 | 0 | 0 | 0 | 0 | 0 | 0 | 0 | 0 | -2 | -2 | 0 | 0 | 1 |  | 0 | 0 | 0 | 0 | 0 | 0 | 0 | 0 | 0 | 0 | 0 | 0 | 0 | 29.6 | 29.6 | 0 | 0 | 1 | 0 | 0 | 0 | 0 | 0 | 0 | 0 | 0 | 0 | 0 | 0 | 0 | 0 | -2 | -2 | 0 | 0 | 1 |  | 1 | 1 | 1 | 1 | 1 | 1 | 1 | 4+ | 1 | 1
PG&E NGBA | Bahia | 230 | 0 | 0 | 0 | 0 | 0 | 0 | 0 | 0 | 0 | 0 | 0 | 0 | 0 | 0 | 0 | 0 | 0 | 0 | 0 | 0 |  | 0 | 0 | 0 | 0 | 0 | 0 | 0 | 0 | 0 | 0 | 0 | 0 | 0 | 0 | 0 | 0 | 0 | 0 | 0 | 0 | 0 | 0 | 0 | 0 | 0 | 0 | 0 | 0 | 0 | 0 | 0 | 0 | 0 | 0 | 0 | 0 |  | 0 | 0 | 0 | 0 | 0 | 0 | 0 | 0 | 0 | 0 | 0 | 0 | 0 | 0 | 0 | 0 | 0 | 0 | 0 | 0 | 0 | 0 | 0 | 0 | 0 | 0 | 0 | 0 | 0 | 0 | 0 | 0 | 0 | 0 | 0 | 0 |  | 0 | 0 | 0 | 0 | 0 | 0 | 0 | 0 | 0 | 0 | 0 | 0 | 0 | 0 | 0 | 0 | 0 | 0 | 0 | 0 | 0 | 0 | 0 | 0 | 0 | 0 | 0 | 0 | 0 | 0 | 0 | 0 | 0 | 0 | 0 | 0 |  | 0 | 0 | 0 | 0 | 0 | 0 | 0 | 0 | 0 | 0 | 0 | 0 | 0 | 0 | 0 | 0 | 0 | 0 | 0 | 0 | 0 | 0 | 0 | 0 | 0 | 0 | 0 | 0 | 0 | 0 | 0 | 0 | 0 | 0 | 0 | 0 |  | 1 | 1 | 1 | 1 | 1 | 1 | 1 | 1 | 1 | 0
SCE Northern | Bailey | 230 | 0 | 0 | 0 | 0 | 0 | 0 | 0 | 0 | 0 | 0 | 0 | 0 | 0 | 0 | 0 | 0 | 0 | 0 | 0 | 0 |  | 0 | 0 | 0 | 0 | 0 | 0 | 0 | 0 | 0 | 0 | 0 | 0 | 0 | 0 | 0 | 0 | 0 | 0 | 0 | 0 | 0 | 0 | 0 | 0 | 0 | 0 | 0 | 0 | 0 | 0 | 0 | 0 | 0 | 0 | 0 | 0 |  | 0 | 0 | 0 | 0 | 0 | 0.15 | 0 | 0 | 0 | 0 | 0 | 0 | 0 | 0 | 0 | 0 | 0 | 1 | 0 | 0 | 0 | 0 | 0 | -2 | 0 | 0 | 0 | 0 | 0 | 0 | 0 | 0 | 0 | 0 | 0 | 1 |  | 0 | 0 | 0 | 0 | 0 | 0.15 | 0 | 0 | 0 | 0 | 0 | 0 | 0 | 0 | 0 | 0 | 0 | 1 | 0 | 0 | 0 | 0 | 0 | -2 | 0 | 0 | 0 | 0 | 0 | 0 | 0 | 0 | 0 | 0 | 0 | 1 |  | 0 | 0 | 0 | 0 | 0 | 0.15 | 0 | 0 | 0 | 0 | 0 | 0 | 0 | 0 | 0 | 0 | 1000 | 1 | 0 | 0 | 0 | 0 | 0 | -2 | 0 | 0 | 0 | 0 | 0 | 0 | 0 | 0 | 0 | 0 | -2 | 1 |  | 1 | 1 | 4+ | 1 | 1 | 1 | 1 | 1 | 1+ | 1
SCE NOL | Baker | 115 | 0 | 0 | 0 | 0 | 0 | 0 | 0 | 0 | 0 | 0 | 0 | 0 | 0 | 0 | 0 | 0 | 0 | 0 | 0 | 0 |  | 0 | 0 | 0 | 0 | 0 | 0 | 0 | 0 | 0 | 0 | 0 | 0 | 0 | 0 | 0 | 0 | 0 | 0 | 0 | 0 | 0 | 0 | 0 | 0 | 0 | 0 | 0 | 0 | 0 | 0 | 0 | 0 | 0 | 0 | 0 | 0 |  | 0 | 0 | 0 | 0 | 0 | 0 | 0 | 0 | 0 | 0 | 0 | 0 | 0 | 0 | 0 | 0 | 0 | 0 | 0 | 0 | 0 | 0 | 0 | 0 | 0 | 0 | 0 | 0 | 0 | 0 | 0 | 0 | 0 | 0 | 0 | 0 |  | 0 | 0 | 0 | 0 | 0 | 0 | 0 | 0 | 0 | 0 | 0 | 0 | 0 | 0 | 0 | 0 | 0 | 0 | 0 | 0 | 0 | 0 | 0 | 0 | 0 | 0 | 0 | 0 | 0 | 0 | 0 | 0 | 0 | 0 | 0 | 0 |  | 0 | 0 | 0 | 0 | 0 | 0 | 0 | 0 | 0 | 0 | 0 | 0 | 0 | 0 | 0 | 0 | 0 | 0 | 0 | 0 | 0 | 0 | 0 | 0 | 0 | 0 | 0 | 0 | 0 | 0 | 0 | 0 | 0 | 0 | 0 | 0 |  | 1 | 1 | 1 | 1 | 1 | 1 | 1 | 1 | 1 | 0
PG&E KERN | Bakersfield | 230 | 0 | 0 | 0 | 0 | 0 | 0 | 0 | 0 | 0 | 0 | 0 | 0 | 440 | 320 | 760 | 0 | 0 | 0 | 0 | 1 |  | 0 | 0 | 0 | 0 | 0 | 0 | 0 | 0 | 0 | 0 | 0 | 0 | 0 | 0 | 0 | 0 | 0 | 0 | 0 | 0 | 0 | 0 | 0 | 0 | 0 | 0 | 0 | 0 | 0 | 2 | 2 | 0 | 0 | 0 | 0 | 1 |  | 0 | 0 | 0 | 0 | 0 | 0 | 0 | 0 | 0 | 0 | 0 | 0 | 0 | 0 | 0 | 0 | 0 | 0 | 0 | 0 | 0 | 0 | 0 | 0 | 0 | 0 | 0 | 0 | 0 | 2 | 2 | 0 | 0 | 0 | 0 | 1 |  | 0 | 0 | 0 | 0 | 0 | 0 | 0 | 0 | 0 | 0 | 0 | 0 | 0 | 0 | 0 | 0 | 0 | 0 | 0 | 0 | 0 | 0 | 0 | 0 | 0 | 0 | 0 | 0 | 0 | 2 | 2 | 0 | 0 | 0 | 0 | 1 |  | 0 | 0 | 0 | 0 | 0 | 0 | 0 | 0 | 0 | 0 | 0 | 0 | 0 | 0 | 0 | 0 | 0 | 0 | 0 | 0 | 0 | 0 | 0 | 0 | 0 | 0 | 0 | 0 | 0 | 2 | 2 | 0 | 0 | 0 | 0 | 1 |  | 1 | 1 | 1 | 1 | 1 | 1 | 5- | 1 | 1 | 1
PG&E FRESNO | Balch | 230 | 0 | 0 | 0 | 0 | 0 | 0 | 0 | 0 | 0 | 0 | 0 | 0 | 190 | 0 | 190 | 0 | 0 | 0 | 0 | 1 |  | 0 | 0 | 0 | 0 | 0 | 0 | 0 | 0 | 0 | 0 | 0 | 0 | 0 | 0 | 0 | 0 | 0 | 0 | 0 | 0 | 0 | 0 | 0 | 0 | 0 | 0 | 0 | 0 | 0 | 2 | 2 | 0 | 0 | 0 | 0 | 1 |  | 0 | 0 | 0 | 0 | 0 | 0 | 0 | 0 | 0 | 0 | 0 | 0 | 0 | 0 | 0 | 0 | 0 | 0 | 0 | 0 | 0 | 0 | 0 | 0 | 0 | 0 | 0 | 0 | 0 | 2 | 2 | 0 | 0 | 0 | 0 | 1 |  | 0 | 0 | 0 | 0 | 0 | 0 | 0 | 0 | 0 | 0 | 0 | 0 | 0 | 0 | 0 | 0 | 0 | 0 | 0 | 0 | 0 | 0 | 0 | 0 | 0 | 0 | 0 | 0 | 0 | 2 | 2 | 0 | 0 | 0 | 0 | 1 |  | 0 | 0 | 0 | 0 | 0 | 0 | 0 | 0 | 0 | 0 | 0 | 0 | 0 | 0 | 0 | 0 | 0 | 0 | 0 | 0 | 0 | 0 | 0 | 0 | 0 | 0 | 0 | 0 | 0 | 2 | 2 | 0 | 0 | 0 | 0 | 1 |  | 1 | 1 | 1 | 1 | 1 | 1 | 5- | 1 | 1 | 1
SCE Eastern | Bannister | 230 | 0 | 0 | 0 | 60 | 60 | 0 | 0 | 0 | 0 | 0 | 0 | 0 | 0 | 0 | 0 | 0 | 0 | 0 | 0 | 1 |  | 0 | 0 | 0 | 0 | 0 | 0 | 0 | 0 | 0 | 0 | 0 | 0 | 0 | 0 | 0 | 0 | 0 | 0 | 0 | 0 | 0 | 0 | 0 | 2 | 0 | 0 | 0 | 0 | 0 | 0 | 0 | 0 | 0 | 0 | 0 | 1 |  | 0 | 0 | 0 | 0 | 0 | 0 | 0 | 0 | 0 | 0 | 0 | 0 | 0 | 0 | 0 | 0 | 0 | 0 | 0 | 0 | 0 | 0 | 0 | 2 | 0 | 0 | 0 | 0 | 0 | 0 | 0 | 0 | 0 | 0 | 0 | 1 |  | 0 | 0 | 0 | 0 | 0 | 0 | 0 | 0 | 0 | 0 | 0 | 0 | 65 | 0 | 404.8 | 0 | 0 | 1 | 0 | 0 | 0 | 0 | 0 | 2 | 0 | 0 | 0 | 0 | 0 | 0 | -1 | 0 | -2 | 0 | 0 | 1 |  | 0 | 0 | 0 | 0 | 0 | 0 | 0 | 0 | 0 | 0 | 0 | 0 | 65 | 0 | 404.8 | 0 | 0 | 1 | 0 | 0 | 0 | 0 | 0 | 2 | 0 | 0 | 0 | 0 | 0 | 0 | -2 | 0 | -2 | 0 | 0 | 1 |  | 1 | 1 | 5- | 1 | 1 | 1 | 2+ | 2+ | 1 | 1
SCE Metro | Barre | 230 | 0 | 0 | 0 | 0 | 0 | 0 | 0 | 0 | 0 | 0 | 0 | 0 | 0 | 0 | 0 | 0 | 300 | 300 | 0 | 1 |  | 0 | 0 | 0 | 0 | 0 | 0 | 0 | 0 | 0 | 0 | 0 | 0 | 0 | 0 | 0 | 0 | 0 | 0 | 0 | 0 | 0 | 0 | 0 | 0 | 0 | 0 | 0 | 0 | 0 | 0 | 0 | 2 | 2 | 0 | 0 | 1 |  | 0 | 0 | 0 | 0 | 0 | 0 | 0 | 0 | 0 | 0 | 3.2 | 0 | 23.2 | 0 | 43.4 | 0 | 0 | 1 | 0 | 0 | 0 | 0 | 0 | 0 | 0 | 0 | 0 | 0 | -2 | 0 | -2 | 2 | 2 | 0 | 0 | 1 |  | 0 | 0 | 0 | 0 | 0 | 0 | 0 | 0 | 0 | 0 | 3.2 | 0 | 23.2 | 0 | 43.4 | 0 | 0 | 1 | 0 | 0 | 0 | 0 | 0 | 0 | 0 | 0 | 0 | 0 | -2 | 0 | -1 | 2 | 2 | 0 | 0 | 1 |  | 0 | 0 | 0 | 0 | 0 | 0 | 0 | 0 | 0 | 0 | 3.2 | 0 | 23.2 | 0 | 260.45 | 0 | 0 | 1 | 0 | 0 | 0 | 0 | 0 | 0 | 0 | 0 | 0 | 0 | -2 | 0 | -2 | 2 | 1 | 0 | 0 | 1 |  | 1 | 1 | 1 | 1 | 1 | 4+ | 4+ | 4- | 1 | 1
SDGE | Bay Boulevard | 69 | 0 | 0 | 0 | 0 | 0 | 0 | 0 | 0 | 0 | 0 | 0 | 0 | 0 | 0 | 0 | 0 | 0 | 0 | 0 | 0 |  | 0 | 0 | 0 | 0 | 0 | 0 | 0 | 0 | 0 | 0 | 0 | 0 | 0 | 0 | 0 | 0 | 0 | 0 | 0 | 0 | 0 | 0 | 0 | 0 | 0 | 0 | 0 | 0 | 0 | 0 | 0 | 0 | 0 | 0 | 0 | 0 |  | 0 | 0 | 0 | 0 | 0 | 0 | 0 | 0 | 0 | 0 | 0 | 0 | 0 | 0 | 0 | 0 | 0 | 0 | 0 | 0 | 0 | 0 | 0 | 0 | 0 | 0 | 0 | 0 | 0 | 0 | 0 | 0 | 0 | 0 | 0 | 0 |  | 0 | 0 | 0 | 0 | 0 | 0 | 0 | 0 | 0 | 0 | 0 | 0 | 0 | 0 | 0 | 0 | 0 | 0 | 0 | 0 | 0 | 0 | 0 | 0 | 0 | 0 | 0 | 0 | 0 | 0 | 0 | 0 | 0 | 0 | 0 | 0 |  | 0 | 0 | 0 | 0 | 0 | 0 | 0 | 0 | 0 | 0 | 0 | 0 | 0 | 0 | 0 | 0 | 0 | 0 | 0 | 0 | 0 | 0 | 0 | 0 | 0 | 0 | 0 | 0 | 0 | 0 | 0 | 0 | 0 | 0 | 0 | 0 |  | 1 | 1 | 1 | 1 | 1 | 1 | 1 | 1 | 1 | 0
SDGE | Bay Boulevard | 230 | 0 | 0 | 0 | 0 | 0 | 0 | 0 | 0 | 0 | 0 | 0 | 0 | 0 | 0 | 0 | 0 | 0 | 0 | 0 | 0 |  | 0 | 0 | 0 | 0 | 0 | 0 | 0 | 0 | 0 | 0 | 0 | 0 | 0 | 0 | 0 | 0 | 0 | 0 | 0 | 0 | 0 | 0 | 0 | 0 | 0 | 0 | 0 | 0 | 0 | 0 | 0 | 0 | 0 | 0 | 0 | 0 |  | 0 | 0 | 0 | 0 | 0 | 0 | 0 | 0 | 0 | 0 | 0 | 0 | 0 | 0 | 0 | 0 | 0 | 0 | 0 | 0 | 0 | 0 | 0 | 0 | 0 | 0 | 0 | 0 | 0 | 0 | 0 | 0 | 0 | 0 | 0 | 0 |  | 0 | 0 | 0 | 0 | 0 | 0 | 0 | 0 | 0 | 0 | 0 | 0 | 0 | 0 | 0 | 0 | 0 | 0 | 0 | 0 | 0 | 0 | 0 | 0 | 0 | 0 | 0 | 0 | 0 | 0 | 0 | 0 | 0 | 0 | 0 | 0 |  | 0 | 0 | 0 | 0 | 0 | 0 | 0 | 0 | 0 | 0 | 0 | 0 | 0 | 0 | 0 | 0 | 0 | 0 | 0 | 0 | 0 | 0 | 0 | 0 | 0 | 0 | 0 | 0 | 0 | 0 | 0 | 0 | 0 | 0 | 0 | 0 |  | 1 | 1 | 1 | 1 | 1 | 1 | 1 | 1 | 1 | 0
EOP | Beatty | 138 | 0 | 0 | 0 | 0 | 0 | 0 | 0 | 0 | 0 | 0 | 0 | 0 | 0 | 0 | 0 | 0 | 0 | 0 | 0 | 0 |  | 0 | 0 | 0 | 0 | 0 | 0 | 0 | 0 | 0 | 0 | 0 | 0 | 0 | 0 | 0 | 0 | 0 | 0 | 0 | 0 | 0 | 0 | 0 | 0 | 0 | 0 | 0 | 0 | 0 | 0 | 0 | 0 | 0 | 0 | 0 | 0 |  | 0 | 0 | 0 | 0 | 0 | 0 | 0 | 0 | 0 | 0 | 0 | 0 | 0 | 0 | 0 | 0 | 0 | 0 | 0 | 0 | 0 | 0 | 0 | 0 | 0 | 0 | 0 | 0 | 0 | 0 | 0 | 0 | 0 | 0 | 0 | 0 |  | 0 | 0 | 0 | 0 | 0 | 0 | 0 | 0 | 0 | 0 | 0 | 0 | 0 | 0 | 0 | 0 | 0 | 0 | 0 | 0 | 0 | 0 | 0 | 0 | 0 | 0 | 0 | 0 | 0 | 0 | 0 | 0 | 0 | 0 | 0 | 0 |  | 0 | 0 | 0 | 0 | 0 | 0 | 0 | 0 | 0 | 0 | 0 | 0 | 0 | 0 | 0 | 0 | 0 | 0 | 0 | 0 | 0 | 0 | 0 | 0 | 0 | 0 | 0 | 0 | 0 | 0 | 0 | 0 | 0 | 0 | 0 | 0 |  | 1 | 1 | 1 | 1 | 1 | 1 | 1 | 1 | 1 | 0
EOP | Beatty | 230 | 436 | 0 | 0 | 0 | 0 | 0 | 0 | 0 | 0 | 0 | 0 | 0 | 500 | 0 | 500 | 0 | 0 | 0 | 0 | 1 |  | 0 | 0 | 0 | 0 | 0 | 0 | 0 | 0 | 0 | 0 | 0 | 0 | 0 | 0 | 0 | 0 | 0 | 0 | 2 | 2 | 0 | 0 | 0 | 0 | 0 | 0 | 0 | 0 | 0 | 2 | 2 | 0 | 0 | 0 | 0 | 1 |  | 0 | 0 | 0 | 0 | 0 | 0 | 0 | 0 | 0 | 0 | 0 | 0 | 508.56 | 0 | 515.08 | 0 | 0 | 1 | 2 | 2 | 0 | 0 | 0 | 0 | 0 | 0 | 0 | 0 | 0 | 2 | 0 | 0 | -2 | 0 | 0 | 1 |  | 0 | 0 | 0 | 0 | 0 | 0 | 0 | 0 | 0 | 0 | 0 | 0 | 508.56 | 0 | 515.08 | 0 | 0 | 1 | 2 | 2 | 0 | 0 | 0 | 0 | 0 | 0 | 0 | 0 | 0 | 2 | 0 | 0 | -2 | 0 | 0 | 1 |  | 0 | 0 | 0 | 0 | 0 | 0 | 0 | 0 | 0 | 0 | 0 | 0 | 508.56 | 0 | 515.08 | 0 | 0 | 1 | 2 | 2 | 0 | 0 | 0 | 0 | 0 | 0 | 0 | 0 | 0 | 2 | 0 | 0 | -2 | 0 | 0 | 1 |  | 5- | 1 | 1 | 1 | 1 | 1 | 1 | 4+ | 1 | 1
PG&E NGBA | Belden | 230 | 0 | 0 | 0 | 0 | 0 | 0 | 0 | 0 | 0 | 0 | 0 | 0 | 0 | 0 | 0 | 0 | 0 | 0 | 0 | 0 |  | 0 | 0 | 0 | 0 | 0 | 0 | 0 | 0 | 0 | 0 | 0 | 0 | 0 | 0 | 0 | 0 | 0 | 0 | 0 | 0 | 0 | 0 | 0 | 0 | 0 | 0 | 0 | 0 | 0 | 0 | 0 | 0 | 0 | 0 | 0 | 0 |  | 0 | 0 | 0 | 0 | 0 | 0 | 0 | 0 | 0 | 0 | 0 | 0 | 0 | 0 | 0 | 0 | 0 | 0 | 0 | 0 | 0 | 0 | 0 | 0 | 0 | 0 | 0 | 0 | 0 | 0 | 0 | 0 | 0 | 0 | 0 | 0 |  | 0 | 0 | 0 | 0 | 0 | 0 | 0 | 0 | 0 | 0 | 0 | 0 | 0 | 0 | 0 | 0 | 0 | 0 | 0 | 0 | 0 | 0 | 0 | 0 | 0 | 0 | 0 | 0 | 0 | 0 | 0 | 0 | 0 | 0 | 0 | 0 |  | 0 | 0 | 0 | 0 | 0 | 0 | 0 | 0 | 0 | 0 | 0 | 0 | 0 | 0 | 0 | 0 | 0 | 0 | 0 | 0 | 0 | 0 | 0 | 0 | 0 | 0 | 0 | 0 | 0 | 0 | 0 | 0 | 0 | 0 | 0 | 0 |  | 1 | 1 | 1 | 1 | 1 | 1 | 1 | 1 | 1 | 0
PG&E NGBA | Bell | 115 | 0 | 0 | 0 | 0 | 0 | 0 | 0 | 0 | 0 | 0 | 0 | 0 | 0 | 0 | 0 | 0 | 0 | 0 | 0 | 0 |  | 0 | 0 | 0 | 0 | 0 | 0 | 0 | 0 | 0 | 0 | 0 | 0 | 0 | 0 | 0 | 0 | 0 | 0 | 0 | 0 | 0 | 0 | 0 | 0 | 0 | 0 | 0 | 0 | 0 | 0 | 0 | 0 | 0 | 0 | 0 | 0 |  | 0 | 0 | 0 | 0 | 0 | 0 | 0 | 0 | 0 | 0 | 0 | 0 | 0 | 0 | 0 | 0 | 0 | 0 | 0 | 0 | 0 | 0 | 0 | 0 | 0 | 0 | 0 | 0 | 0 | 0 | 0 | 0 | 0 | 0 | 0 | 0 |  | 0 | 0 | 0 | 0 | 0 | 0 | 0 | 0 | 0 | 0 | 0 | 0 | 0 | 0 | 0 | 0 | 0 | 0 | 0 | 0 | 0 | 0 | 0 | 0 | 0 | 0 | 0 | 0 | 0 | 0 | 0 | 0 | 0 | 0 | 0 | 0 |  | 0 | 0 | 0 | 0 | 0 | 0 | 0 | 0 | 0 | 0 | 0 | 0 | 0 | 0 | 0 | 0 | 0 | 0 | 0 | 0 | 0 | 0 | 0 | 0 | 0 | 0 | 0 | 0 | 0 | 0 | 0 | 0 | 0 | 0 | 0 | 0 |  | 1 | 1 | 1 | 1 | 1 | 1 | 1 | 1 | 1 | 0
PG&E NGBA | Bellevue | 115 | 0 | 0 | 0 | 0 | 0 | 0 | 0 | 0 | 0 | 0 | 0 | 0 | 0 | 0 | 0 | 0 | 0 | 0 | 0 | 0 |  | 0 | 0 | 0 | 0 | 0 | 0 | 0 | 0 | 0 | 0 | 0 | 0 | 0 | 0 | 0 | 0 | 0 | 0 | 0 | 0 | 0 | 0 | 0 | 0 | 0 | 0 | 0 | 0 | 0 | 0 | 0 | 0 | 0 | 0 | 0 | 0 |  | 0 | 0 | 0 | 0 | 0 | 0 | 0 | 0 | 0 | 0 | 0 | 0 | 0 | 0 | 0.03026 | 0 | 0 | 1 | 0 | 0 | 0 | 0 | 0 | 0 | 0 | 0 | 0 | 0 | 0 | 0 | 0 | 0 | 0 | 0 | 0 | 0 |  | 0 | 0 | 0 | 0 | 0 | 0 | 0 | 0 | 0 | 0 | 0 | 0 | 0 | 0 | 0.03026 | 0 | 0 | 1 | 0 | 0 | 0 | 0 | 0 | 0 | 0 | 0 | 0 | 0 | 0 | 0 | 0 | 0 | 0 | 0 | 0 | 0 |  | 0 | 0 | 0 | 0 | 0 | 0 | 0 | 0 | 0 | 0 | 0 | 0 | 26.247 | 0 | 0.03026 | 0 | 0 | 1 | 0 | 0 | 0 | 0 | 0 | 0 | 0 | 0 | 0 | 0 | 0 | 0 | -2 | 0 | 0 | 0 | 0 | 1 |  | 1 | 1 | 1 | 1 | 1 | 1 | 1+ | 1 | 1 | 1
PG&E GBA | Bellota | 115 | 0 | 0 | 0 | 0 | 0 | 0 | 0 | 0 | 0 | 0 | 0 | 0 | 0 | 0 | 0 | 0 | 0 | 0 | 0 | 0 |  | 0 | 0 | 0 | 0 | 0 | 0 | 0 | 0 | 0 | 0 | 0 | 0 | 0 | 0 | 0 | 0 | 0 | 0 | 0 | 0 | 0 | 0 | 0 | 0 | 0 | 0 | 0 | 0 | 0 | 0 | 0 | 0 | 0 | 0 | 0 | 0 |  | 0 | 0 | 0 | 0 | 0 | 0 | 0 | 0 | 0 | 0 | 0 | 0 | 0 | 0 | 0 | 0 | 0 | 0 | 0 | 0 | 0 | 0 | 0 | 0 | 0 | 0 | 0 | 0 | 0 | 0 | 0 | 0 | 0 | 0 | 0 | 0 |  | 0 | 0 | 0 | 0 | 0 | 0 | 0 | 0 | 0 | 0 | 0 | 0 | 0 | 0 | 365.12 | 0 | 0 | 1 | 0 | 0 | 0 | 0 | 0 | 0 | 0 | 0 | 0 | 0 | 0 | 0 | 0 | 0 | -2 | 0 | 0 | 1 |  | 0 | 0 | 0 | 0 | 0 | 0 | 0 | 0 | 0 | 0 | 0 | 0 | 0 | 0 | 365.12 | 0 | 0 | 1 | 0 | 0 | 0 | 0 | 0 | 0 | 0 | 0 | 0 | 0 | 0 | 0 | 0 | 0 | -2 | 0 | 0 | 1 |  | 1 | 1 | 1 | 1 | 1 | 1 | 1 | 2+ | 1 | 1
PG&E GBA | Bellota | 230 | 0 | 0 | 0 | 0 | 0 | 0 | 0 | 0 | 0 | 0 | 0 | 0 | 0 | 0 | 0 | 0 | 0 | 0 | 0 | 0 |  | 0 | 0 | 0 | 0 | 0 | 0 | 0 | 0 | 0 | 0 | 0 | 0 | 0 | 0 | 0 | 0 | 0 | 0 | 0 | 0 | 0 | 0 | 0 | 0 | 0 | 0 | 0 | 0 | 0 | 0 | 0 | 0 | 0 | 0 | 0 | 0 |  | 0 | 0 | 0 | 0 | 0 | 0 | 0 | 0 | 0 | 0 | 0 | 0 | 0 | 0 | 0 | 0 | 0 | 0 | 0 | 0 | 0 | 0 | 0 | 0 | 0 | 0 | 0 | 0 | 0 | 0 | 0 | 0 | 0 | 0 | 0 | 0 |  | 0 | 0 | 0 | 0 | 0 | 0 | 0 | 0 | 0 | 0 | 0 | 0 | 0 | 0 | 0 | 0 | 0 | 0 | 0 | 0 | 0 | 0 | 0 | 0 | 0 | 0 | 0 | 0 | 0 | 0 | 0 | 0 | 0 | 0 | 0 | 0 |  | 0 | 0 | 0 | 0 | 0 | 0 | 0 | 514.08 | 0 | 0 | 0 | 0 | 0 | 0 | 514.08 | 0 | 0 | 1 | 0 | 0 | 0 | 0 | 0 | 0 | 0 | -2 | 0 | 0 | 0 | 0 | 0 | 0 | -2 | 0 | 0 | 1 |  | 1 | 1 | 1 | 1+ | 1 | 1 | 1 | 1+ | 1 | 1
SCE Northern | Big Creek | 230 | 0 | 0 | 0 | 0 | 0 | 0 | 0 | 0 | 0 | 0 | 0 | 0 | 192 | 0 | 192 | 0 | 0 | 0 | 100 | 1 |  | 0 | 0 | 0 | 0 | 0 | 0 | 0 | 0 | 0 | 0 | 0 | 0 | 0 | 0 | 0 | 0 | 0 | 0 | 0 | 0 | 0 | 0 | 0 | 0 | 0 | 0 | 0 | 0 | 0 | 2 | 2 | 0 | 0 | 2 | 2 | 1 |  | 0 | 0 | 0 | 0 | 0 | 0 | 0 | 0 | 0 | 0 | 0 | 0 | 0 | 0 | 0 | 0 | 0 | 0 | 0 | 0 | 0 | 0 | 0 | 0 | 0 | 0 | 0 | 0 | 0 | 2 | 2 | 0 | 0 | 2 | 2 | 1 |  | 0 | 0 | 0 | 0 | 0 | 0 | 0 | 0 | 0 | 0 | 0 | 0 | 0 | 0 | 0 | 0 | 0 | 0 | 0 | 0 | 0 | 0 | 0 | 0 | 0 | 0 | 0 | 0 | 0 | 2 | 2 | 0 | 0 | 2 | 2 | 1 |  | 0 | 0 | 0 | 0 | 0 | 0 | 0 | 0 | 0 | 0 | 0 | 0 | 0 | 0 | 0 | 0 | 0 | 0 | 0 | 0 | 0 | 0 | 0 | 0 | 0 | 0 | 0 | 0 | 0 | 2 | 2 | 0 | 0 | 2 | 2 | 1 |  | 1 | 1 | 1 | 1 | 1 | 1 | 5- | 1 | 5- | 1
PG&E FRESNO | Biola | 70 | 0 | 0 | 0 | 0 | 0 | 0 | 0 | 0 | 0 | 0 | 0 | 0 | 0 | 0 | 0 | 0 | 78 | 78 | 0 | 1 |  | 0 | 0 | 0 | 0 | 0 | 0 | 0 | 0 | 0 | 0 | 0 | 0 | 0 | 0 | 0 | 0 | 0 | 0 | 0 | 0 | 0 | 0 | 0 | 0 | 0 | 0 | 0 | 0 | 0 | 0 | 0 | 2 | 2 | 0 | 0 | 1 |  | 0 | 0 | 0 | 0 | 0 | 0 | 0 | 0 | 0 | 0 | 0 | 0 | 0 | 0 | 0 | 0 | 0 | 0 | 0 | 0 | 0 | 0 | 0 | 0 | 0 | 0 | 0 | 0 | 0 | 0 | 0 | 2 | 2 | 0 | 0 | 1 |  | 0 | 0 | 0 | 0 | 0 | 0 | 0 | 0 | 0 | 0 | 0 | 0 | 0 | 0 | 0 | 0 | 0 | 0 | 0 | 0 | 0 | 0 | 0 | 0 | 0 | 0 | 0 | 0 | 0 | 0 | 0 | 2 | 2 | 0 | 0 | 1 |  | 0 | 0 | 0 | 0 | 0 | 0 | 0 | 0 | 0 | 0 | 0 | 0 | 0 | 0 | 0 | 0 | 0 | 0 | 0 | 0 | 0 | 0 | 0 | 0 | 0 | 0 | 0 | 0 | 0 | 0 | 0 | 2 | 2 | 0 | 0 | 1 |  | 1 | 1 | 1 | 1 | 1 | 1 | 1 | 5- | 1 | 1
PG&E GBA | Birds Landing | 230 | 0 | 0 | 0 | 0 | 0 | 0 | 0 | 0 | 0 | 0 | 0 | 0 | 0 | 0 | 0 | 0 | 0 | 0 | 0 | 0 |  | 0 | 0 | 0 | 0 | 0 | 207.2 | 0 | 0 | 0 | 0 | 0 | 0 | 205.02 | 65.02 | 295.94 | 0 | 0 | 1 | 0 | 0 | 0 | 0 | 0 | -2 | 0 | 0 | 0 | 0 | 0 | 0 | -2 | -2 | -2 | 0 | 0 | 1 |  | 0 | 0 | 0 | 0 | 0 | 0 | 0 | 0 | 0 | 0 | 0 | 0 | 0 | 65.02 | 92 | 0 | 0 | 1 | 0 | 0 | 0 | 0 | 0 | 0 | 0 | 0 | 0 | 0 | 0 | 0 | 0 | -2 | -2 | 0 | 0 | 1 |  | 0 | 0 | 0 | 0 | 0 | 0 | 0 | 0 | 0 | 0 | 0 | 0 | 0 | 46.02 | 174.62 | 0 | 0 | 1 | 0 | 0 | 0 | 0 | 0 | 0 | 0 | 0 | 0 | 0 | 0 | 0 | 0 | -2 | -2 | 0 | 0 | 1 |  | 0 | 0 | 0 | 0 | 0 | 0 | 0 | 0 | 0 | 0 | 0 | 0 | 30 | 65.02 | 212.62 | 0 | 0 | 1 | 0 | 0 | 0 | 0 | 0 | 0 | 0 | 0 | 0 | 0 | 0 | 0 | -2 | -2 | -2 | 0 | 0 | 1 |  | 1 | 1 | 1 | 1 | 1 | 1 | 1+ | 4+ | 1 | 1
SCE Northern | Bliss | 66 | 0 | 0 | 0 | 0 | 0 | 0 | 0 | 0 | 0 | 0 | 0 | 0 | 0 | 0 | 0 | 0 | 0 | 0 | 0 | 0 |  | 0 | 0 | 0 | 0 | 0 | 0 | 0 | 0 | 0 | 0 | 0 | 0 | 0 | 0 | 0 | 0 | 0 | 0 | 0 | 0 | 0 | 0 | 0 | 0 | 0 | 0 | 0 | 0 | 0 | 0 | 0 | 0 | 0 | 0 | 0 | 0 |  | 0 | 0 | 0 | 0 | 0 | 0 | 0 | 0 | 0 | 0 | 0 | 0 | 0 | 0 | 0 | 0 | 0 | 0 | 0 | 0 | 0 | 0 | 0 | 0 | 0 | 0 | 0 | 0 | 0 | 0 | 0 | 0 | 0 | 0 | 0 | 0 |  | 0 | 0 | 0 | 0 | 0 | 0 | 0 | 0 | 0 | 0 | 0 | 0 | 0 | 0 | 0 | 0 | 0 | 0 | 0 | 0 | 0 | 0 | 0 | 0 | 0 | 0 | 0 | 0 | 0 | 0 | 0 | 0 | 0 | 0 | 0 | 0 |  | 0 | 0 | 0 | 0 | 0 | 0 | 0 | 0 | 0 | 0 | 0 | 0 | 0 | 0 | 0 | 0 | 0 | 0 | 0 | 0 | 0 | 0 | 0 | 0 | 0 | 0 | 0 | 0 | 0 | 0 | 0 | 0 | 0 | 0 | 0 | 0 |  | 1 | 1 | 1 | 1 | 1 | 1 | 1 | 1 | 1 | 0
SCE Eastern | Blythe | 161 | 0 | 0 | 0 | 0 | 0 | 0 | 0 | 0 | 0 | 0 | 0 | 0 | 0 | 0 | 0 | 0 | 0 | 0 | 0 | 0 |  | 0 | 0 | 0 | 0 | 0 | 0 | 0 | 0 | 0 | 0 | 0 | 0 | 0 | 0 | 0 | 0 | 0 | 0 | 0 | 0 | 0 | 0 | 0 | 0 | 0 | 0 | 0 | 0 | 0 | 0 | 0 | 0 | 0 | 0 | 0 | 0 |  | 0 | 0 | 0 | 0 | 0 | 0 | 0 | 0 | 0 | 0 | 6.684 | 0 | 11.684 | 0 | 6.134 | 0 | 0 | 1 | 0 | 0 | 0 | 0 | 0 | 0 | 0 | 0 | 0 | 0 | -2 | 0 | -2 | 0 | -2 | 0 | 0 | 1 |  | 0 | 0 | 0 | 0 | 0 | 0 | 0 | 0 | 0 | 0 | 6.684 | 0 | 11.684 | 0 | 6.134 | 0 | 0 | 1 | 0 | 0 | 0 | 0 | 0 | 0 | 0 | 0 | 0 | 0 | -2 | 0 | -1 | 0 | -2 | 0 | 0 | 1 |  | 0 | 0 | 0 | 0 | 0 | 0 | 0 | 0 | 0 | 0 | 10.204 | 0 | 26.204 | 0 | 6.134 | 0 | 0 | 1 | 0 | 0 | 0 | 0 | 0 | 0 | 0 | 0 | 0 | 0 | -2 | 0 | -2 | 0 | -2 | 0 | 0 | 1 |  | 1 | 1 | 1 | 1 | 1 | 4+ | 4+ | 4+ | 1 | 1
PG&E NGBA | Bogue | 115 | 0 | 0 | 0 | 0 | 0 | 0 | 0 | 0 | 0 | 0 | 0 | 0 | 0 | 0 | 0 | 0 | 0 | 0 | 0 | 0 |  | 0 | 0 | 0 | 0 | 0 | 0 | 0 | 0 | 0 | 0 | 0 | 0 | 0 | 0 | 0 | 0 | 0 | 0 | 0 | 0 | 0 | 0 | 0 | 0 | 0 | 0 | 0 | 0 | 0 | 0 | 0 | 0 | 0 | 0 | 0 | 0 |  | 0 | 0 | 0 | 0 | 0 | 0 | 0 | 0 | 0 | 0 | 0 | 0 | 0 | 0 | 0 | 0 | 0 | 0 | 0 | 0 | 0 | 0 | 0 | 0 | 0 | 0 | 0 | 0 | 0 | 0 | 0 | 0 | 0 | 0 | 0 | 0 |  | 0 | 0 | 0 | 0 | 0 | 0 | 0 | 0 | 0 | 0 | 0 | 0 | 0 | 0 | 0 | 0 | 0 | 0 | 0 | 0 | 0 | 0 | 0 | 0 | 0 | 0 | 0 | 0 | 0 | 0 | 0 | 0 | 0 | 0 | 0 | 0 |  | 0 | 0 | 0 | 0 | 0 | 0 | 0 | 0 | 0 | 0 | 0 | 0 | 0 | 0 | 0 | 0 | 0 | 0 | 0 | 0 | 0 | 0 | 0 | 0 | 0 | 0 | 0 | 0 | 0 | 0 | 0 | 0 | 0 | 0 | 0 | 0 |  | 1 | 1 | 1 | 1 | 1 | 1 | 1 | 1 | 1 | 0
PG&E FRESNO | Borden | 230 | 0 | 0 | 0 | 0 | 0 | 0 | 0 | 0 | 0 | 0 | 0 | 0 | 0 | 0 | 0 | 0 | 0 | 0 | 0 | 0 |  | 0 | 0 | 0 | 0 | 0 | 0 | 0 | 0 | 0 | 0 | 0 | 0 | 0 | 0 | 0 | 0 | 0 | 0 | 0 | 0 | 0 | 0 | 0 | 0 | 0 | 0 | 0 | 0 | 0 | 0 | 0 | 0 | 0 | 0 | 0 | 0 |  | 0 | 0 | 0 | 0 | 0 | 0 | 0 | 0 | 0 | 0 | 0 | 0 | 0 | 0 | 0 | 0 | 0 | 0 | 0 | 0 | 0 | 0 | 0 | 0 | 0 | 0 | 0 | 0 | 0 | 0 | 0 | 0 | 0 | 0 | 0 | 0 |  | 0 | 0 | 0 | 0 | 0 | 0 | 0 | 0 | 0 | 0 | 0 | 0 | 203.2 | 0 | 406.899 | 0 | 0 | 1 | 0 | 0 | 0 | 0 | 0 | 0 | 0 | 0 | 0 | 0 | 0 | 0 | -1 | 0 | -2 | 0 | 0 | 1 |  | 0 | 0 | 0 | 0 | 0 | 0 | 0 | 0 | 0 | 0 | 0 | 0 | 203.2 | 0 | 406.899 | 0 | 0 | 1 | 0 | 0 | 0 | 0 | 0 | 0 | 0 | 0 | 0 | 0 | 0 | 0 | -2 | 0 | -2 | 0 | 0 | 1 |  | 1 | 1 | 1 | 1 | 1 | 1 | 2+ | 2+ | 1 | 1
PG&E FRESNO | Borden | 70 | 0 | 0 | 0 | 0 | 0 | 0 | 0 | 0 | 0 | 0 | 0 | 0 | 0 | 0 | 0 | 0 | 0 | 0 | 0 | 0 |  | 0 | 0 | 0 | 0 | 0 | 0 | 0 | 0 | 0 | 0 | 0 | 0 | 0 | 0 | 0 | 0 | 0 | 0 | 0 | 0 | 0 | 0 | 0 | 0 | 0 | 0 | 0 | 0 | 0 | 0 | 0 | 0 | 0 | 0 | 0 | 0 |  | 0 | 0 | 0 | 0 | 0 | 0 | 0 | 0 | 0 | 0 | 0 | 0 | 0 | 0 | 0 | 0 | 0 | 0 | 0 | 0 | 0 | 0 | 0 | 0 | 0 | 0 | 0 | 0 | 0 | 0 | 0 | 0 | 0 | 0 | 0 | 0 |  | 0 | 0 | 0 | 0 | 0 | 0 | 0 | 0 | 0 | 0 | 0 | 0 | 0 | 0 | 0 | 0 | 0 | 0 | 0 | 0 | 0 | 0 | 0 | 0 | 0 | 0 | 0 | 0 | 0 | 0 | 0 | 0 | 0 | 0 | 0 | 0 |  | 0 | 0 | 0 | 0 | 0 | 0 | 0 | 0 | 0 | 0 | 0 | 0 | 0 | 0 | 0 | 0 | 0 | 0 | 0 | 0 | 0 | 0 | 0 | 0 | 0 | 0 | 0 | 0 | 0 | 0 | 0 | 0 | 0 | 0 | 0 | 0 |  | 1 | 1 | 1 | 1 | 1 | 1 | 1 | 1 | 1 | 0
SDGE | Boulevard East | 138 | 0 | 0 | 180 | 0 | 180 | 0 | 0 | 0 | 0 | 0 | 0 | 0 | 20 | 10 | 30 | 0 | 0 | 0 | 0 | 1 |  | 0 | 0 | 0 | 0 | 0 | 63.3 | 0 | 0 | 0 | 0 | 0 | 0 | 0 | 0 | 0 | 0 | 0 | 1 | 0 | 0 | 0 | 0 | 2 | 2 | 0 | 0 | 0 | 0 | 0 | 2 | 2 | 0 | 0 | 0 | 0 | 1 |  | 0 | 0 | 0 | 0 | 0 | 63.3 | 0 | 0 | 0 | 0 | 0 | 0 | 0 | 200 | 206.31 | 0 | 0 | 1 | 0 | 0 | 0 | 0 | 2 | 2 | 0 | 0 | 0 | 0 | 0 | 2 | 2 | -2 | -2 | 0 | 0 | 1 |  | 0 | 0 | 0 | 0 | 0 | 63.3 | 0 | 0 | 0 | 0 | 0 | 0 | 0 | 200 | 206.31 | 0 | 0 | 1 | 0 | 0 | 0 | 0 | 2 | 2 | 0 | 0 | 0 | 0 | 0 | 2 | 2 | -2 | -2 | 0 | 0 | 1 |  | 0 | 0 | 0 | 0 | 0 | 63.3 | 0 | 0 | 0 | 0 | 0 | 0 | 2 | 200 | 208.31 | 0 | 0 | 1 | 0 | 0 | 0 | 0 | 2 | 2 | 0 | 0 | 0 | 0 | 0 | 2 | 2 | -2 | -2 | 0 | 0 | 1 |  | 1 | 1 | 5- | 1 | 1 | 1 | 5- | 4+ | 1 | 1
SDGE | Boulevard East | 69 | 0 | 0 | 0 | 0 | 0 | 0 | 0 | 0 | 0 | 0 | 0 | 0 | 0 | 0 | 0 | 0 | 0 | 0 | 0 | 0 |  | 0 | 0 | 0 | 0 | 0 | 0 | 0 | 0 | 0 | 0 | 0 | 0 | 71.88 | 0 | 0 | 0 | 0 | 1 | 0 | 0 | 0 | 0 | 0 | 0 | 0 | 0 | 0 | 0 | 0 | 0 | -2 | 0 | 0 | 0 | 0 | 1 |  | 0 | 0 | 0 | 0 | 0 | 0 | 0 | 0 | 0 | 0 | 0 | 0 | 20 | 17.4 | 17.4 | 0 | 0 | 1 | 0 | 0 | 0 | 0 | 0 | 0 | 0 | 0 | 0 | 0 | 0 | 0 | -2 | -2 | -2 | 0 | 0 | 1 |  | 0 | 0 | 0 | 0 | 0 | 0 | 0 | 0 | 0 | 0 | 0 | 0 | 20 | 17.4 | 17.4 | 0 | 0 | 1 | 0 | 0 | 0 | 0 | 0 | 0 | 0 | 0 | 0 | 0 | 0 | 0 | -1 | -2 | -2 | 0 | 0 | 1 |  | 0 | 0 | 0 | 0 | 0 | 0 | 0 | 0 | 0 | 0 | 0 | 0 | 20 | 17.4 | 17.4 | 0 | 0 | 1 | 0 | 0 | 0 | 0 | 0 | 0 | 0 | 0 | 0 | 0 | 0 | 0 | -2 | -2 | -2 | 0 | 0 | 1 |  | 1 | 1 | 1 | 1 | 1 | 1 | 4+ | 4+ | 1 | 1
PG&E GBA | Brentwood | 230 | 0 | 0 | 0 | 0 | 0 | 0 | 0 | 0 | 0 | 0 | 0 | 0 | 0 | 50 | 50 | 0 | 0 | 0 | 0 | 1 |  | 0 | 0 | 0 | 0 | 0 | 0 | 0 | 0 | 0 | 0 | 0 | 0 | 0 | 0 | 0 | 0 | 0 | 0 | 0 | 0 | 0 | 0 | 0 | 0 | 0 | 0 | 0 | 0 | 0 | 0 | 2 | 0 | 0 | 0 | 0 | 1 |  | 0 | 0 | 0 | 0 | 0 | 0 | 0 | 0 | 0 | 0 | 0 | 0 | 5.5 | 0 | 0 | 0 | 0 | 1 | 0 | 0 | 0 | 0 | 0 | 0 | 0 | 0 | 0 | 0 | 0 | 0 | 2 | 0 | 0 | 0 | 0 | 1 |  | 0 | 0 | 0 | 0 | 0 | 0 | 0 | 0 | 0 | 0 | 0 | 0 | 5.5 | 0 | 0 | 0 | 0 | 1 | 0 | 0 | 0 | 0 | 0 | 0 | 0 | 0 | 0 | 0 | 0 | 0 | 2 | 0 | 0 | 0 | 0 | 1 |  | 0 | 0 | 0 | 0 | 0 | 0 | 0 | 0 | 0 | 0 | 0 | 0 | 5.5 | 0 | 4.99 | 0 | 0 | 1 | 0 | 0 | 0 | 0 | 0 | 0 | 0 | 0 | 0 | 0 | 0 | 0 | 2 | 0 | -2 | 0 | 0 | 1 |  | 1 | 1 | 1 | 1 | 1 | 1 | 5- | 1+ | 1 | 1
PG&E NGBA | Bridgeville | 115 | 0 | 0 | 0 | 0 | 0 | 0 | 0 | 0 | 0 | 0 | 0 | 0 | 0 | 0 | 0 | 0 | 0 | 0 | 0 | 0 |  | 0 | 0 | 0 | 0 | 0 | 0 | 0 | 0 | 0 | 0 | 0 | 0 | 0 | 0 | 0 | 0 | 0 | 0 | 0 | 0 | 0 | 0 | 0 | 0 | 0 | 0 | 0 | 0 | 0 | 0 | 0 | 0 | 0 | 0 | 0 | 0 |  | 0 | 0 | 0 | 0 | 0 | 0 | 0 | 0 | 0 | 0 | 0 | 0 | 0 | 0 | 0 | 0 | 0 | 0 | 0 | 0 | 0 | 0 | 0 | 0 | 0 | 0 | 0 | 0 | 0 | 0 | 0 | 0 | 0 | 0 | 0 | 0 |  | 0 | 0 | 0 | 0 | 0 | 0 | 0 | 0 | 0 | 0 | 0 | 0 | 0 | 0 | 0 | 0 | 0 | 0 | 0 | 0 | 0 | 0 | 0 | 0 | 0 | 0 | 0 | 0 | 0 | 0 | 0 | 0 | 0 | 0 | 0 | 0 |  | 0 | 0 | 0 | 0 | 0 | 0 | 0 | 0 | 0 | 0 | 0 | 0 | 0 | 0 | 0 | 0 | 0 | 0 | 0 | 0 | 0 | 0 | 0 | 0 | 0 | 0 | 0 | 0 | 0 | 0 | 0 | 0 | 0 | 0 | 0 | 0 |  | 1 | 1 | 1 | 1 | 1 | 1 | 1 | 1 | 1 | 0
PG&E NGBA | Brighton | 115 | 0 | 0 | 0 | 0 | 0 | 0 | 0 | 0 | 0 | 0 | 0 | 0 | 0 | 0 | 0 | 0 | 0 | 0 | 0 | 0 |  | 0 | 0 | 0 | 0 | 0 | 0 | 0 | 0 | 0 | 0 | 0 | 0 | 0 | 0 | 0 | 0 | 0 | 0 | 0 | 0 | 0 | 0 | 0 | 0 | 0 | 0 | 0 | 0 | 0 | 0 | 0 | 0 | 0 | 0 | 0 | 0 |  | 0 | 0 | 0 | 0 | 0 | 0 | 0 | 0 | 0 | 0 | 0 | 0 | 0 | 0 | 0 | 0 | 0 | 0 | 0 | 0 | 0 | 0 | 0 | 0 | 0 | 0 | 0 | 0 | 0 | 0 | 0 | 0 | 0 | 0 | 0 | 0 |  | 0 | 0 | 0 | 0 | 0 | 0 | 0 | 0 | 0 | 0 | 0 | 0 | 0 | 0 | 0 | 0 | 0 | 0 | 0 | 0 | 0 | 0 | 0 | 0 | 0 | 0 | 0 | 0 | 0 | 0 | 0 | 0 | 0 | 0 | 0 | 0 |  | 0 | 0 | 0 | 0 | 0 | 0 | 0 | 0 | 0 | 0 | 0 | 0 | 0 | 0 | 0 | 0 | 0 | 0 | 0 | 0 | 0 | 0 | 0 | 0 | 0 | 0 | 0 | 0 | 0 | 0 | 0 | 0 | 0 | 0 | 0 | 0 |  | 1 | 1 | 1 | 1 | 1 | 1 | 1 | 1 | 1 | 0
PG&E NGBA | Brighton | 230 | 0 | 0 | 0 | 0 | 0 | 0 | 0 | 0 | 0 | 0 | 0 | 0 | 0 | 0 | 0 | 0 | 0 | 0 | 0 | 0 |  | 0 | 0 | 0 | 0 | 0 | 0 | 0 | 0 | 0 | 0 | 0 | 0 | 0 | 0 | 0 | 0 | 0 | 0 | 0 | 0 | 0 | 0 | 0 | 0 | 0 | 0 | 0 | 0 | 0 | 0 | 0 | 0 | 0 | 0 | 0 | 0 |  | 0 | 0 | 0 | 0 | 0 | 0 | 0 | 0 | 0 | 0 | 0 | 0 | 0 | 0 | 0 | 0 | 0 | 0 | 0 | 0 | 0 | 0 | 0 | 0 | 0 | 0 | 0 | 0 | 0 | 0 | 0 | 0 | 0 | 0 | 0 | 0 |  | 0 | 0 | 0 | 0 | 0 | 0 | 0 | 0 | 0 | 0 | 0 | 0 | 0 | 0 | 0 | 0 | 0 | 0 | 0 | 0 | 0 | 0 | 0 | 0 | 0 | 0 | 0 | 0 | 0 | 0 | 0 | 0 | 0 | 0 | 0 | 0 |  | 0 | 0 | 0 | 0 | 0 | 0 | 0 | 0 | 0 | 0 | 0 | 0 | 0 | 0 | 0 | 0 | 0 | 0 | 0 | 0 | 0 | 0 | 0 | 0 | 0 | 0 | 0 | 0 | 0 | 0 | 0 | 0 | 0 | 0 | 0 | 0 |  | 1 | 1 | 1 | 1 | 1 | 1 | 1 | 1 | 1 | 0
PG&E NGBA | Brunswick | 115 | 0 | 0 | 0 | 0 | 0 | 0 | 0 | 0 | 0 | 0 | 0 | 0 | 0 | 0 | 0 | 0 | 0 | 0 | 0 | 0 |  | 0 | 0 | 0 | 0 | 0 | 0 | 0 | 0 | 0 | 0 | 0 | 0 | 0 | 0 | 0 | 0 | 0 | 0 | 0 | 0 | 0 | 0 | 0 | 0 | 0 | 0 | 0 | 0 | 0 | 0 | 0 | 0 | 0 | 0 | 0 | 0 |  | 0 | 0 | 0 | 0 | 0 | 0 | 0 | 0 | 0 | 0 | 0 | 0 | 0 | 0 | 0 | 0 | 0 | 0 | 0 | 0 | 0 | 0 | 0 | 0 | 0 | 0 | 0 | 0 | 0 | 0 | 0 | 0 | 0 | 0 | 0 | 0 |  | 0 | 0 | 0 | 0 | 0 | 0 | 0 | 0 | 0 | 0 | 0 | 0 | 0 | 0 | 0 | 0 | 0 | 0 | 0 | 0 | 0 | 0 | 0 | 0 | 0 | 0 | 0 | 0 | 0 | 0 | 0 | 0 | 0 | 0 | 0 | 0 |  | 0 | 0 | 0 | 0 | 0 | 0 | 0 | 0 | 0 | 0 | 0 | 0 | 0 | 0 | 0 | 0 | 0 | 0 | 0 | 0 | 0 | 0 | 0 | 0 | 0 | 0 | 0 | 0 | 0 | 0 | 0 | 0 | 0 | 0 | 0 | 0 |  | 1 | 1 | 1 | 1 | 1 | 1 | 1 | 1 | 1 | 0
PG&E NGBA | Bucks Creek | 230 | 0 | 0 | 0 | 0 | 0 | 0 | 0 | 0 | 0 | 0 | 0 | 0 | 0 | 0 | 0 | 0 | 0 | 0 | 0 | 0 |  | 0 | 0 | 0 | 0 | 0 | 0 | 0 | 0 | 0 | 0 | 0 | 0 | 0 | 0 | 0 | 0 | 0 | 0 | 0 | 0 | 0 | 0 | 0 | 0 | 0 | 0 | 0 | 0 | 0 | 0 | 0 | 0 | 0 | 0 | 0 | 0 |  | 0 | 0 | 0 | 0 | 0 | 0 | 0 | 0 | 0 | 0 | 0 | 0 | 0 | 0 | 0 | 0 | 0 | 0 | 0 | 0 | 0 | 0 | 0 | 0 | 0 | 0 | 0 | 0 | 0 | 0 | 0 | 0 | 0 | 0 | 0 | 0 |  | 0 | 0 | 0 | 0 | 0 | 0 | 0 | 0 | 0 | 0 | 0 | 0 | 0 | 0 | 0 | 0 | 0 | 0 | 0 | 0 | 0 | 0 | 0 | 0 | 0 | 0 | 0 | 0 | 0 | 0 | 0 | 0 | 0 | 0 | 0 | 0 |  | 0 | 0 | 0 | 0 | 0 | 0 | 0 | 0 | 0 | 0 | 0 | 0 | 0 | 0 | 0 | 0 | 0 | 0 | 0 | 0 | 0 | 0 | 0 | 0 | 0 | 0 | 0 | 0 | 0 | 0 | 0 | 0 | 0 | 0 | 0 | 0 |  | 1 | 1 | 1 | 1 | 1 | 1 | 1 | 1 | 1 | 0
PG&E KERN | Buena Vista | 230 | 0 | 0 | 0 | 0 | 0 | 0 | 0 | 0 | 0 | 0 | 0 | 0 | 895 | 555 | 1450 | 0 | 100 | 100 | 0 | 1 |  | 0 | 0 | 0 | 0 | 0 | 0 | 0 | 0 | 0 | 0 | 0 | 0 | 0 | 0 | 0 | 0 | 0 | 0 | 0 | 0 | 0 | 0 | 0 | 0 | 0 | 0 | 0 | 0 | 0 | 2 | 2 | 2 | 2 | 0 | 0 | 1 |  | 0 | 0 | 0 | 0 | 0 | 0 | 0 | 0 | 0 | 0 | 0 | 0 | 0 | 0 | 0 | 0 | 0 | 0 | 0 | 0 | 0 | 0 | 0 | 0 | 0 | 0 | 0 | 0 | 0 | 2 | 2 | 2 | 2 | 0 | 0 | 1 |  | 0 | 0 | 0 | 0 | 0 | 0 | 0 | 0 | 0 | 0 | 0 | 0 | 0 | 0 | 0 | 0 | 0 | 0 | 0 | 0 | 0 | 0 | 0 | 0 | 0 | 0 | 0 | 0 | 0 | 2 | 2 | 2 | 2 | 0 | 0 | 1 |  | 0 | 0 | 0 | 0 | 0 | 0 | 0 | 0 | 0 | 0 | 0 | 0 | 0 | 0 | 0 | 0 | 0 | 0 | 0 | 0 | 0 | 0 | 0 | 0 | 0 | 0 | 0 | 0 | 0 | 2 | 2 | 2 | 2 | 0 | 0 | 1 |  | 1 | 1 | 1 | 1 | 1 | 1 | 5- | 5- | 1 | 1
PG&E FRESNO | Bullard | 115 | 0 | 0 | 0 | 0 | 0 | 0 | 0 | 0 | 0 | 0 | 0 | 0 | 0 | 0 | 0 | 0 | 0 | 0 | 0 | 0 |  | 0 | 0 | 0 | 0 | 0 | 0 | 0 | 0 | 0 | 0 | 0 | 0 | 0 | 0 | 0 | 0 | 0 | 0 | 0 | 0 | 0 | 0 | 0 | 0 | 0 | 0 | 0 | 0 | 0 | 0 | 0 | 0 | 0 | 0 | 0 | 0 |  | 0 | 0 | 0 | 0 | 0 | 0 | 0 | 0 | 0 | 0 | 0 | 0 | 11.7 | 0 | 0 | 0 | 0 | 1 | 0 | 0 | 0 | 0 | 0 | 0 | 0 | 0 | 0 | 0 | 0 | 0 | -2 | 0 | 0 | 0 | 0 | 1 |  | 0 | 0 | 0 | 0 | 0 | 0 | 0 | 0 | 0 | 0 | 0 | 0 | 11.7 | 0 | 0 | 0 | 0 | 1 | 0 | 0 | 0 | 0 | 0 | 0 | 0 | 0 | 0 | 0 | 0 | 0 | -1 | 0 | 0 | 0 | 0 | 1 |  | 0 | 0 | 0 | 0 | 0 | 0 | 0 | 0 | 0 | 0 | 0 | 0 | 12.75 | 0 | 0 | 0 | 0 | 1 | 0 | 0 | 0 | 0 | 0 | 0 | 0 | 0 | 0 | 0 | 0 | 0 | -2 | 0 | 0 | 0 | 0 | 1 |  | 1 | 1 | 1 | 1 | 1 | 1 | 4+ | 1 | 1 | 1
PG&E GBA | Burlingame | 115 | 0 | 0 | 50 | 0 | 50 | 0 | 0 | 0 | 0 | 0 | 0 | 0 | 100 | 0 | 100 | 0 | 0 | 0 | 0 | 1 |  | 0 | 0 | 0 | 0 | 0 | 0 | 0 | 0 | 0 | 0 | 0 | 0 | 0 | 0 | 0 | 0 | 0 | 0 | 0 | 0 | 0 | 0 | 2 | 2 | 0 | 0 | 0 | 0 | 0 | 2 | 2 | 0 | 0 | 0 | 0 | 1 |  | 0 | 0 | 0 | 0 | 0 | 0 | 0 | 0 | 0 | 0 | 0 | 0 | 0 | 0 | 0 | 0 | 0 | 0 | 0 | 0 | 0 | 0 | 2 | 2 | 0 | 0 | 0 | 0 | 0 | 2 | 2 | 0 | 0 | 0 | 0 | 1 |  | 0 | 0 | 0 | 0 | 0 | 0 | 0 | 0 | 0 | 0 | 0 | 0 | 0 | 0 | 0 | 0 | 0 | 0 | 0 | 0 | 0 | 0 | 2 | 2 | 0 | 0 | 0 | 0 | 0 | 2 | 2 | 0 | 0 | 0 | 0 | 1 |  | 0 | 0 | 0 | 0 | 0 | 0 | 0 | 0 | 0 | 0 | 0 | 0 | 0 | 0 | 0 | 0 | 0 | 0 | 0 | 0 | 0 | 0 | 2 | 2 | 0 | 0 | 0 | 0 | 0 | 2 | 2 | 0 | 0 | 0 | 0 | 1 |  | 1 | 1 | 5- | 1 | 1 | 1 | 5- | 1 | 1 | 1
PG&E NGBA | Burney Forest | 230 | 40 | 0 | 0 | 0 | 0 | 0 | 0 | 0 | 0 | 0 | 0 | 0 | 0 | 0 | 0 | 0 | 0 | 0 | 0 | 1 |  | 0 | 0 | 0 | 0 | 0 | 0 | 0 | 0 | 0 | 0 | 0 | 0 | 0 | 0 | 0 | 0 | 0 | 0 | 2 | 2 | 0 | 0 | 0 | 0 | 0 | 0 | 0 | 0 | 0 | 0 | 0 | 0 | 0 | 0 | 0 | 1 |  | 0 | 0 | 0 | 0 | 0 | 0 | 0 | 0 | 0 | 0 | 0 | 0 | 0 | 0 | 0 | 0 | 0 | 0 | 2 | 2 | 0 | 0 | 0 | 0 | 0 | 0 | 0 | 0 | 0 | 0 | 0 | 0 | 0 | 0 | 0 | 1 |  | 0 | 0 | 0 | 0 | 0 | 0 | 0 | 0 | 0 | 0 | 0 | 0 | 0 | 0 | 0 | 0 | 0 | 0 | 2 | 2 | 0 | 0 | 0 | 0 | 0 | 0 | 0 | 0 | 0 | 0 | 0 | 0 | 0 | 0 | 0 | 1 |  | 0 | 0 | 0 | 0 | 0 | 0 | 0 | 0 | 0 | 0 | 0 | 0 | 0 | 0 | 0 | 0 | 0 | 0 | 2 | 2 | 0 | 0 | 0 | 0 | 0 | 0 | 0 | 0 | 0 | 0 | 0 | 0 | 0 | 0 | 0 | 1 |  | 5- | 1 | 1 | 1 | 1 | 1 | 1 | 1 | 1 | 1
PG&E NGBA | Butte | 115 | 0 | 0 | 0 | 0 | 0 | 0 | 0 | 0 | 0 | 0 | 0 | 0 | 0 | 0 | 0 | 0 | 0 | 0 | 0 | 0 |  | 0 | 0 | 0 | 0 | 0 | 0 | 0 | 0 | 0 | 0 | 0 | 0 | 0 | 0 | 0 | 0 | 0 | 0 | 0 | 0 | 0 | 0 | 0 | 0 | 0 | 0 | 0 | 0 | 0 | 0 | 0 | 0 | 0 | 0 | 0 | 0 |  | 0 | 0 | 0 | 0 | 0 | 0 | 0 | 0 | 0 | 0 | 0 | 0 | 0.672 | 0 | 0 | 0 | 0 | 1 | 0 | 0 | 0 | 0 | 0 | 0 | 0 | 0 | 0 | 0 | 0 | 0 | 0 | 0 | 0 | 0 | 0 | 0 |  | 0 | 0 | 0 | 0 | 0 | 0 | 0 | 0 | 0 | 0 | 0 | 0 | 0.672 | 0 | 0 | 0 | 0 | 1 | 0 | 0 | 0 | 0 | 0 | 0 | 0 | 0 | 0 | 0 | 0 | 0 | -2 | 0 | 0 | 0 | 0 | 1 |  | 0 | 0 | 0 | 0 | 0 | 0 | 0 | 0 | 0 | 0 | 0 | 0 | 4.572 | 0 | 0 | 0 | 0 | 1 | 0 | 0 | 0 | 0 | 0 | 0 | 0 | 0 | 0 | 0 | 0 | 0 | -2 | 0 | 0 | 0 | 0 | 1 |  | 1 | 1 | 1 | 1 | 1 | 1 | 2+ | 1 | 1 | 1
PG&E KERN | Cabrillo | 115 | 0 | 0 | 0 | 0 | 0 | 0 | 0 | 0 | 0 | 0 | 0 | 0 | 0 | 80 | 80 | 0 | 0 | 0 | 0 | 1 |  | 0 | 0 | 0 | 0 | 0 | 0 | 0 | 0 | 0 | 0 | 0 | 0 | 0 | 0 | 0 | 0 | 0 | 0 | 0 | 0 | 0 | 0 | 0 | 0 | 0 | 0 | 0 | 0 | 0 | 0 | 2 | 0 | 0 | 0 | 0 | 1 |  | 0 | 0 | 0 | 0 | 0 | 0 | 0 | 0 | 0 | 0 | 0 | 0 | 0 | 0 | 0 | 0 | 0 | 0 | 0 | 0 | 0 | 0 | 0 | 0 | 0 | 0 | 0 | 0 | 0 | 0 | 2 | 0 | 0 | 0 | 0 | 1 |  | 0 | 0 | 0 | 0 | 0 | 0 | 0 | 0 | 0 | 0 | 0 | 0 | 0 | 0 | 0 | 0 | 0 | 0 | 0 | 0 | 0 | 0 | 0 | 0 | 0 | 0 | 0 | 0 | 0 | 0 | 2 | 0 | 0 | 0 | 0 | 1 |  | 0 | 0 | 0 | 0 | 0 | 110 | 0 | 0 | 0 | 0 | 0 | 0 | 50 | 0 | 0 | 0 | 0 | 1 | 0 | 0 | 0 | 0 | 0 | -2 | 0 | 0 | 0 | 0 | 0 | 0 | 2 | 0 | 0 | 0 | 0 | 1 |  | 1 | 1 | 1+ | 1 | 1 | 1 | 5- | 1 | 1 | 1
PG&E FRESNO | Cal Flats | 230 | 0 | 0 | 0 | 0 | 0 | 0 | 0 | 0 | 0 | 0 | 0 | 0 | 0 | 0 | 0 | 0 | 0 | 0 | 0 | 0 |  | 0 | 0 | 0 | 0 | 0 | 0 | 0 | 0 | 0 | 0 | 0 | 0 | 0 | 0 | 0 | 0 | 0 | 0 | 0 | 0 | 0 | 0 | 0 | 0 | 0 | 0 | 0 | 0 | 0 | 0 | 0 | 0 | 0 | 0 | 0 | 0 |  | 0 | 0 | 0 | 0 | 0 | 0 | 0 | 0 | 0 | 0 | 0 | 0 | 0 | 0 | 0 | 0 | 0 | 0 | 0 | 0 | 0 | 0 | 0 | 0 | 0 | 0 | 0 | 0 | 0 | 0 | 0 | 0 | 0 | 0 | 0 | 0 |  | 0 | 0 | 0 | 0 | 0 | 0 | 0 | 0 | 0 | 0 | 0 | 0 | 0 | 0 | 0 | 0 | 0 | 0 | 0 | 0 | 0 | 0 | 0 | 0 | 0 | 0 | 0 | 0 | 0 | 0 | 0 | 0 | 0 | 0 | 0 | 0 |  | 0 | 0 | 0 | 0 | 0 | 0 | 0 | 0 | 0 | 0 | 0 | 0 | 0 | 0 | 0 | 0 | 0 | 0 | 0 | 0 | 0 | 0 | 0 | 0 | 0 | 0 | 0 | 0 | 0 | 0 | 0 | 0 | 0 | 0 | 0 | 0 |  | 1 | 1 | 1 | 1 | 1 | 1 | 1 | 1 | 1 | 0
SCE NOL | Calcite | 230 | 0 | 0 | 0 | 0 | 0 | 0 | 0 | 0 | 0 | 0 | 0 | 0 | 106 | 0 | 106 | 0 | 0 | 0 | 0 | 1 |  | 0 | 0 | 0 | 0 | 0 | 0 | 0 | 0 | 0 | 0 | 0 | 200 | 400 | 236 | 250 | 0 | 0 | 1 | 0 | 0 | 0 | 0 | 0 | 0 | 0 | 0 | 0 | 0 | 0 | -2 | -2 | -2 | -2 | 0 | 0 | 1 |  | 0 | 0 | 0 | 0 | 0 | 0 | 0 | 0 | 0 | 0 | 0 | 0 | 200 | 186 | 200 | 0 | 0 | 1 | 0 | 0 | 0 | 0 | 0 | 0 | 0 | 0 | 0 | 0 | 0 | 2 | -2 | -2 | -2 | 0 | 0 | 1 |  | 0 | 0 | 0 | 0 | 0 | 0 | 0 | 0 | 0 | 0 | 0 | 0 | 256 | 241 | 256 | 0 | 0 | 1 | 0 | 0 | 0 | 0 | 0 | 0 | 0 | 0 | 0 | 0 | 0 | 2 | -1 | -2 | -2 | 0 | 0 | 1 |  | 0 | 0 | 0 | 0 | 0 | 0 | 0 | 288 | 0 | 0 | 0 | 0 | 896.0165 | 241 | 544 | 0 | 0 | 1 | 0 | 0 | 0 | 0 | 0 | 0 | 0 | -2 | 0 | 0 | 0 | 2 | -2 | -2 | -2 | 0 | 0 | 1 |  | 1 | 1 | 1 | 1+ | 1 | 1 | 4+ | 4+ | 1 | 1
PG&E KERN | Caliente | 230 | 0 | 0 | 0 | 0 | 0 | 0 | 0 | 0 | 0 | 0 | 0 | 0 | 0 | 0 | 0 | 0 | 0 | 0 | 200 | 1 |  | 0 | 0 | 0 | 0 | 0 | 0 | 0 | 0 | 0 | 0 | 0 | 0 | 0 | 0 | 75 | 0 | 0 | 1 | 0 | 0 | 0 | 0 | 0 | 0 | 0 | 0 | 0 | 0 | 0 | 0 | 0 | 0 | -2 | 2 | 2 | 1 |  | 0 | 0 | 0 | 0 | 0 | 0 | 0 | 0 | 0 | 0 | 0 | 0 | 0 | 0 | 0 | 0 | 0 | 0 | 0 | 0 | 0 | 0 | 0 | 0 | 0 | 0 | 0 | 0 | 0 | 0 | 0 | 0 | 0 | 2 | 2 | 1 |  | 0 | 0 | 0 | 0 | 0 | 0 | 0 | 0 | 0 | 0 | 0 | 0 | 0 | 0 | 75 | 0 | 0 | 1 | 0 | 0 | 0 | 0 | 0 | 0 | 0 | 0 | 0 | 0 | 0 | 0 | 0 | 0 | -2 | 2 | 2 | 1 |  | 0 | 0 | 0 | 0 | 0 | 0 | 0 | 0 | 0 | 0 | 0 | 0 | 0 | 0 | 75 | 0 | 0 | 1 | 0 | 0 | 0 | 0 | 0 | 0 | 0 | 0 | 0 | 0 | 0 | 0 | 0 | 0 | -2 | 2 | 2 | 1 |  | 1 | 1 | 1 | 1 | 1 | 1 | 1 | 2+ | 5- | 1
PG&E FRESNO | California Ave | 115 | 0 | 0 | 0 | 0 | 0 | 0 | 0 | 0 | 0 | 0 | 0 | 0 | 100 | 0 | 100 | 0 | 0 | 0 | 0 | 1 |  | 0 | 0 | 0 | 0 | 0 | 0 | 0 | 0 | 0 | 0 | 0 | 0 | 0 | 0 | 0 | 0 | 0 | 0 | 0 | 0 | 0 | 0 | 0 | 0 | 0 | 0 | 0 | 0 | 0 | 2 | 2 | 0 | 0 | 0 | 0 | 1 |  | 0 | 0 | 0 | 0 | 0 | 0 | 0 | 0 | 0 | 0 | 0 | 0 | 5.021 | 0 | 2.57 | 0 | 0 | 1 | 0 | 0 | 0 | 0 | 0 | 0 | 0 | 0 | 0 | 0 | 0 | 2 | 2 | 0 | 0 | 0 | 0 | 1 |  | 0 | 0 | 0 | 0 | 0 | 0 | 0 | 0 | 0 | 0 | 0 | 0 | 5.021 | 0 | 2.57 | 0 | 0 | 1 | 0 | 0 | 0 | 0 | 0 | 0 | 0 | 0 | 0 | 0 | 0 | 2 | 2 | 0 | 0 | 0 | 0 | 1 |  | 0 | 0 | 0 | 0 | 0 | 0 | 0 | 0 | 0 | 0 | 0 | 0 | 8.211 | 0 | 2.57 | 0 | 0 | 1 | 0 | 0 | 0 | 0 | 0 | 0 | 0 | 0 | 0 | 0 | 0 | 2 | 2 | 0 | 0 | 0 | 0 | 1 |  | 1 | 1 | 1 | 1 | 1 | 1 | 5- | 1 | 1 | 1
PG&E KERN | Callender | 115 | 0 | 0 | 0 | 0 | 0 | 0 | 0 | 0 | 0 | 0 | 0 | 0 | 0 | 0 | 0 | 0 | 0 | 0 | 0 | 0 |  | 0 | 0 | 0 | 0 | 0 | 0 | 0 | 0 | 0 | 0 | 0 | 0 | 0 | 0 | 0 | 0 | 0 | 0 | 0 | 0 | 0 | 0 | 0 | 0 | 0 | 0 | 0 | 0 | 0 | 0 | 0 | 0 | 0 | 0 | 0 | 0 |  | 0 | 0 | 0 | 0 | 0 | 0 | 0 | 0 | 0 | 0 | 0 | 0 | 0 | 0 | 0 | 0 | 0 | 0 | 0 | 0 | 0 | 0 | 0 | 0 | 0 | 0 | 0 | 0 | 0 | 0 | 0 | 0 | 0 | 0 | 0 | 0 |  | 0 | 0 | 0 | 0 | 0 | 0 | 0 | 0 | 0 | 0 | 0 | 0 | 0 | 0 | 0 | 0 | 0 | 0 | 0 | 0 | 0 | 0 | 0 | 0 | 0 | 0 | 0 | 0 | 0 | 0 | 0 | 0 | 0 | 0 | 0 | 0 |  | 0 | 0 | 0 | 0 | 0 | 0 | 0 | 0 | 0 | 0 | 0 | 0 | 0 | 0 | 0 | 0 | 0 | 0 | 0 | 0 | 0 | 0 | 0 | 0 | 0 | 0 | 0 | 0 | 0 | 0 | 0 | 0 | 0 | 0 | 0 | 0 |  | 1 | 1 | 1 | 1 | 1 | 1 | 1 | 1 | 1 | 0
PG&E NGBA | Calpella | 115 | 0 | 0 | 0 | 100 | 100 | 0 | 0 | 0 | 0 | 0 | 0 | 0 | 0 | 0 | 0 | 0 | 0 | 0 | 0 | 1 |  | 0 | 0 | 0 | 0 | 0 | 0 | 0 | 0 | 0 | 0 | 0 | 0 | 0 | 0 | 0 | 0 | 0 | 0 | 0 | 0 | 0 | 0 | 0 | 2 | 0 | 0 | 0 | 0 | 0 | 0 | 0 | 0 | 0 | 0 | 0 | 1 |  | 0 | 0 | 0 | 0 | 0 | 0 | 0 | 0 | 0 | 0 | 0 | 0 | 0 | 0 | 0 | 0 | 0 | 0 | 0 | 0 | 0 | 0 | 0 | 2 | 0 | 0 | 0 | 0 | 0 | 0 | 0 | 0 | 0 | 0 | 0 | 1 |  | 0 | 0 | 0 | 0 | 0 | 0 | 0 | 0 | 0 | 0 | 0 | 0 | 0 | 0 | 0 | 0 | 0 | 0 | 0 | 0 | 0 | 0 | 0 | 2 | 0 | 0 | 0 | 0 | 0 | 0 | 0 | 0 | 0 | 0 | 0 | 1 |  | 0 | 0 | 0 | 0 | 0 | 0 | 0 | 0 | 0 | 0 | 0 | 0 | 0 | 0 | 0 | 0 | 0 | 0 | 0 | 0 | 0 | 0 | 0 | 2 | 0 | 0 | 0 | 0 | 0 | 0 | 0 | 0 | 0 | 0 | 0 | 1 |  | 1 | 1 | 5- | 1 | 1 | 1 | 1 | 1 | 1 | 1
PG&E GBA | Camanche | 230 | 0 | 0 | 0 | 0 | 0 | 0 | 0 | 0 | 0 | 0 | 0 | 0 | 0 | 0 | 0 | 0 | 0 | 0 | 0 | 0 |  | 0 | 0 | 0 | 0 | 0 | 0 | 0 | 0 | 0 | 0 | 0 | 0 | 0 | 0 | 0 | 0 | 0 | 0 | 0 | 0 | 0 | 0 | 0 | 0 | 0 | 0 | 0 | 0 | 0 | 0 | 0 | 0 | 0 | 0 | 0 | 0 |  | 0 | 0 | 0 | 0 | 0 | 0 | 0 | 0 | 0 | 0 | 0 | 0 | 356.592 | 350 | 356.592 | 0 | 0 | 1 | 0 | 0 | 0 | 0 | 0 | 0 | 0 | 0 | 0 | 0 | 0 | 0 | -2 | -2 | -2 | 0 | 0 | 1 |  | 0 | 0 | 0 | 0 | 0 | 0 | 0 | 0 | 0 | 0 | 0 | 0 | 356.592 | 350 | 356.592 | 0 | 0 | 1 | 0 | 0 | 0 | 0 | 0 | 0 | 0 | 0 | 0 | 0 | 0 | 0 | -1 | -2 | -2 | 0 | 0 | 1 |  | 0 | 0 | 0 | 0 | 0 | 0 | 0 | 0 | 0 | 0 | 0 | 0 | 356.592 | 350 | 356.592 | 0 | 0 | 1 | 0 | 0 | 0 | 0 | 0 | 0 | 0 | 0 | 0 | 0 | 0 | 0 | -2 | -2 | -2 | 0 | 0 | 1 |  | 1 | 1 | 1 | 1 | 1 | 1 | 4+ | 4+ | 1 | 1
SDGE | Cameron | 69 | 0 | 0 | 0 | 0 | 0 | 0 | 0 | 0 | 0 | 0 | 0 | 0 | 0 | 0 | 0 | 0 | 0 | 0 | 0 | 0 |  | 0 | 0 | 0 | 0 | 0 | 0 | 0 | 0 | 0 | 0 | 0 | 0 | 0 | 0 | 0 | 0 | 0 | 0 | 0 | 0 | 0 | 0 | 0 | 0 | 0 | 0 | 0 | 0 | 0 | 0 | 0 | 0 | 0 | 0 | 0 | 0 |  | 0 | 0 | 0 | 0 | 0 | 0 | 0 | 0 | 0 | 0 | 0 | 0 | 0 | 0 | 0 | 0 | 0 | 0 | 0 | 0 | 0 | 0 | 0 | 0 | 0 | 0 | 0 | 0 | 0 | 0 | 0 | 0 | 0 | 0 | 0 | 0 |  | 0 | 0 | 0 | 0 | 0 | 0 | 0 | 0 | 0 | 0 | 0 | 0 | 0 | 0 | 0 | 0 | 0 | 0 | 0 | 0 | 0 | 0 | 0 | 0 | 0 | 0 | 0 | 0 | 0 | 0 | 0 | 0 | 0 | 0 | 0 | 0 |  | 0 | 0 | 0 | 0 | 0 | 0 | 0 | 0 | 0 | 0 | 0 | 0 | 0 | 0 | 0 | 0 | 0 | 0 | 0 | 0 | 0 | 0 | 0 | 0 | 0 | 0 | 0 | 0 | 0 | 0 | 0 | 0 | 0 | 0 | 0 | 0 |  | 1 | 1 | 1 | 1 | 1 | 1 | 1 | 1 | 1 | 0
SDGE | Cannon | 69 | 0 | 0 | 0 | 0 | 0 | 0 | 0 | 0 | 0 | 0 | 0 | 0 | 0 | 0 | 0 | 0 | 0 | 0 | 0 | 0 |  | 0 | 0 | 0 | 0 | 0 | 0 | 0 | 0 | 0 | 0 | 0 | 0 | 0 | 0 | 0 | 0 | 0 | 0 | 0 | 0 | 0 | 0 | 0 | 0 | 0 | 0 | 0 | 0 | 0 | 0 | 0 | 0 | 0 | 0 | 0 | 0 |  | 0 | 0 | 0 | 0 | 0 | 0 | 0 | 0 | 0 | 0 | 0 | 0 | 0 | 0 | 0 | 0 | 0 | 0 | 0 | 0 | 0 | 0 | 0 | 0 | 0 | 0 | 0 | 0 | 0 | 0 | 0 | 0 | 0 | 0 | 0 | 0 |  | 0 | 0 | 0 | 0 | 0 | 0 | 0 | 0 | 0 | 0 | 0 | 0 | 0 | 0 | 0 | 0 | 0 | 0 | 0 | 0 | 0 | 0 | 0 | 0 | 0 | 0 | 0 | 0 | 0 | 0 | 0 | 0 | 0 | 0 | 0 | 0 |  | 0 | 0 | 0 | 0 | 0 | 0 | 0 | 0 | 0 | 0 | 0 | 0 | 0 | 0 | 3 | 0 | 0 | 1 | 0 | 0 | 0 | 0 | 0 | 0 | 0 | 0 | 0 | 0 | 0 | 0 | 0 | 0 | 0 | 0 | 0 | 0 |  | 1 | 1 | 1 | 1 | 1 | 1 | 1 | 1 | 1 | 0
PG&E FRESNO | Cantua | 115 | 0 | 0 | 0 | 0 | 0 | 0 | 0 | 0 | 0 | 0 | 0 | 0 | 200 | 0 | 200 | 0 | 50 | 50 | 0 | 1 |  | 0 | 0 | 0 | 0 | 0 | 0 | 0 | 0 | 0 | 0 | 0 | 0 | 0 | 0 | 0 | 0 | 0 | 0 | 0 | 0 | 0 | 0 | 0 | 0 | 0 | 0 | 0 | 0 | 0 | 2 | 2 | 2 | 2 | 0 | 0 | 1 |  | 0 | 0 | 0 | 0 | 0 | 0 | 0 | 0 | 0 | 0 | 0 | 0 | 0 | 0 | 0 | 0 | 0 | 0 | 0 | 0 | 0 | 0 | 0 | 0 | 0 | 0 | 0 | 0 | 0 | 2 | 2 | 2 | 2 | 0 | 0 | 1 |  | 0 | 0 | 0 | 0 | 0 | 0 | 0 | 0 | 0 | 0 | 0 | 0 | 0 | 0 | 0 | 0 | 0 | 0 | 0 | 0 | 0 | 0 | 0 | 0 | 0 | 0 | 0 | 0 | 0 | 2 | 2 | 2 | 2 | 0 | 0 | 1 |  | 0 | 0 | 0 | 0 | 0 | 0 | 0 | 0 | 0 | 0 | 0 | 0 | 0 | 0 | 0 | 0 | 0 | 0 | 0 | 0 | 0 | 0 | 0 | 0 | 0 | 0 | 0 | 0 | 0 | 2 | 2 | 2 | 2 | 0 | 0 | 1 |  | 1 | 1 | 1 | 1 | 1 | 1 | 5- | 5- | 1 | 1
SDGE | Capistrano | 138 | 0 | 0 | 0 | 0 | 0 | 0 | 0 | 0 | 0 | 0 | 0 | 0 | 0 | 0 | 0 | 0 | 0 | 0 | 0 | 0 |  | 0 | 0 | 0 | 0 | 0 | 0 | 0 | 0 | 0 | 0 | 0 | 0 | 0 | 0 | 0 | 0 | 0 | 0 | 0 | 0 | 0 | 0 | 0 | 0 | 0 | 0 | 0 | 0 | 0 | 0 | 0 | 0 | 0 | 0 | 0 | 0 |  | 0 | 0 | 0 | 0 | 0 | 0 | 0 | 0 | 0 | 0 | 0 | 0 | 0 | 250 | 256.875 | 0 | 0 | 1 | 0 | 0 | 0 | 0 | 0 | 0 | 0 | 0 | 0 | 0 | 0 | 0 | 0 | -2 | -2 | 0 | 0 | 1 |  | 0 | 0 | 0 | 0 | 0 | 0 | 0 | 0 | 0 | 0 | 0 | 0 | 0 | 250 | 256.875 | 0 | 0 | 1 | 0 | 0 | 0 | 0 | 0 | 0 | 0 | 0 | 0 | 0 | 0 | 0 | 0 | -2 | -2 | 0 | 0 | 1 |  | 0 | 0 | 0 | 0 | 0 | 0 | 0 | 0 | 0 | 0 | 0 | 0 | 0 | 250 | 256.875 | 0 | 0 | 1 | 0 | 0 | 0 | 0 | 0 | 0 | 0 | 0 | 0 | 0 | 0 | 0 | 0 | -2 | -2 | 0 | 0 | 1 |  | 1 | 1 | 1 | 1 | 1 | 1 | 1 | 4+ | 1 | 1
SDGE | Capistrano | 230 | 0 | 0 | 0 | 0 | 0 | 0 | 0 | 0 | 0 | 0 | 0 | 0 | 0 | 0 | 0 | 0 | 0 | 0 | 0 | 0 |  | 0 | 0 | 0 | 0 | 0 | 0 | 0 | 0 | 0 | 0 | 0 | 0 | 0 | 0 | 0 | 0 | 0 | 0 | 0 | 0 | 0 | 0 | 0 | 0 | 0 | 0 | 0 | 0 | 0 | 0 | 0 | 0 | 0 | 0 | 0 | 0 |  | 0 | 0 | 0 | 0 | 0 | 0 | 0 | 0 | 0 | 0 | 0 | 0 | 0 | 0 | 0 | 0 | 0 | 0 | 0 | 0 | 0 | 0 | 0 | 0 | 0 | 0 | 0 | 0 | 0 | 0 | 0 | 0 | 0 | 0 | 0 | 0 |  | 0 | 0 | 0 | 0 | 0 | 0 | 0 | 0 | 0 | 0 | 0 | 0 | 0 | 0 | 0 | 0 | 0 | 0 | 0 | 0 | 0 | 0 | 0 | 0 | 0 | 0 | 0 | 0 | 0 | 0 | 0 | 0 | 0 | 0 | 0 | 0 |  | 0 | 0 | 0 | 0 | 0 | 0 | 0 | 0 | 0 | 0 | 0 | 0 | 0 | 0 | 0 | 0 | 0 | 0 | 0 | 0 | 0 | 0 | 0 | 0 | 0 | 0 | 0 | 0 | 0 | 0 | 0 | 0 | 0 | 0 | 0 | 0 |  | 1 | 1 | 1 | 1 | 1 | 1 | 1 | 1 | 1 | 0
PG&E NGBA | Carberry | 230 | 0 | 0 | 0 | 0 | 0 | 0 | 0 | 0 | 0 | 0 | 0 | 0 | 0 | 0 | 0 | 0 | 0 | 0 | 0 | 0 |  | 0 | 0 | 0 | 0 | 0 | 0 | 0 | 0 | 0 | 0 | 0 | 0 | 0 | 0 | 0 | 0 | 0 | 0 | 0 | 0 | 0 | 0 | 0 | 0 | 0 | 0 | 0 | 0 | 0 | 0 | 0 | 0 | 0 | 0 | 0 | 0 |  | 0 | 0 | 0 | 0 | 0 | 0 | 0 | 0 | 0 | 0 | 0 | 0 | 0 | 0 | 0 | 0 | 0 | 0 | 0 | 0 | 0 | 0 | 0 | 0 | 0 | 0 | 0 | 0 | 0 | 0 | 0 | 0 | 0 | 0 | 0 | 0 |  | 0 | 0 | 0 | 0 | 0 | 0 | 0 | 0 | 0 | 0 | 0 | 0 | 0 | 0 | 0 | 0 | 0 | 0 | 0 | 0 | 0 | 0 | 0 | 0 | 0 | 0 | 0 | 0 | 0 | 0 | 0 | 0 | 0 | 0 | 0 | 0 |  | 0 | 0 | 0 | 0 | 0 | 0 | 0 | 0 | 0 | 0 | 0 | 0 | 0 | 0 | 0 | 0 | 0 | 0 | 0 | 0 | 0 | 0 | 0 | 0 | 0 | 0 | 0 | 0 | 0 | 0 | 0 | 0 | 0 | 0 | 0 | 0 |  | 1 | 1 | 1 | 1 | 1 | 1 | 1 | 1 | 1 | 0
SCE Eastern | Cardiff | 66 | 0 | 0 | 0 | 0 | 0 | 0 | 0 | 0 | 0 | 0 | 0 | 0 | 0 | 0 | 0 | 0 | 0 | 0 | 0 | 0 |  | 0 | 0 | 0 | 0 | 0 | 0 | 0 | 0 | 0 | 0 | 0 | 0 | 0 | 0 | 0 | 0 | 0 | 0 | 0 | 0 | 0 | 0 | 0 | 0 | 0 | 0 | 0 | 0 | 0 | 0 | 0 | 0 | 0 | 0 | 0 | 0 |  | 0 | 0 | 0 | 0 | 0 | 0 | 0 | 0 | 0 | 0 | 0 | 0 | 0 | 0 | 0 | 0 | 0 | 0 | 0 | 0 | 0 | 0 | 0 | 0 | 0 | 0 | 0 | 0 | 0 | 0 | 0 | 0 | 0 | 0 | 0 | 0 |  | 0 | 0 | 0 | 0 | 0 | 0 | 0 | 0 | 0 | 0 | 0 | 0 | 0 | 0 | 0 | 0 | 0 | 0 | 0 | 0 | 0 | 0 | 0 | 0 | 0 | 0 | 0 | 0 | 0 | 0 | 0 | 0 | 0 | 0 | 0 | 0 |  | 0 | 0 | 0 | 0 | 0 | 0 | 0 | 0 | 0 | 0 | 0 | 0 | 0 | 0 | 0 | 0 | 0 | 0 | 0 | 0 | 0 | 0 | 0 | 0 | 0 | 0 | 0 | 0 | 0 | 0 | 0 | 0 | 0 | 0 | 0 | 0 |  | 1 | 1 | 1 | 1 | 1 | 1 | 1 | 1 | 1 | 0
PG&E NGBA | Caribou | 60 | 0 | 0 | 0 | 0 | 0 | 0 | 0 | 0 | 0 | 0 | 0 | 0 | 0 | 0 | 0 | 0 | 0 | 0 | 0 | 0 |  | 0 | 0 | 0 | 0 | 0 | 0 | 0 | 0 | 0 | 0 | 0 | 0 | 0 | 0 | 0 | 0 | 0 | 0 | 0 | 0 | 0 | 0 | 0 | 0 | 0 | 0 | 0 | 0 | 0 | 0 | 0 | 0 | 0 | 0 | 0 | 0 |  | 0 | 0 | 0 | 0 | 0 | 0 | 0 | 0 | 0 | 0 | 0 | 0 | 0 | 0 | 0 | 0 | 0 | 0 | 0 | 0 | 0 | 0 | 0 | 0 | 0 | 0 | 0 | 0 | 0 | 0 | 0 | 0 | 0 | 0 | 0 | 0 |  | 0 | 0 | 0 | 0 | 0 | 0 | 0 | 0 | 0 | 0 | 0 | 0 | 0 | 0 | 0 | 0 | 0 | 0 | 0 | 0 | 0 | 0 | 0 | 0 | 0 | 0 | 0 | 0 | 0 | 0 | 0 | 0 | 0 | 0 | 0 | 0 |  | 0 | 0 | 0 | 0 | 0 | 0 | 0 | 0 | 0 | 0 | 0 | 0 | 0 | 0 | 0 | 0 | 0 | 0 | 0 | 0 | 0 | 0 | 0 | 0 | 0 | 0 | 0 | 0 | 0 | 0 | 0 | 0 | 0 | 0 | 0 | 0 |  | 1 | 1 | 1 | 1 | 1 | 1 | 1 | 1 | 1 | 0
PG&E NGBA | Caribou | 115 | 0 | 0 | 0 | 95 | 95 | 0 | 0 | 0 | 0 | 0 | 0 | 0 | 0 | 0 | 0 | 0 | 0 | 0 | 0 | 1 |  | 0 | 0 | 0 | 0 | 0 | 0 | 0 | 0 | 0 | 0 | 0 | 0 | 0 | 0 | 0 | 0 | 0 | 0 | 0 | 0 | 0 | 0 | 0 | 2 | 0 | 0 | 0 | 0 | 0 | 0 | 0 | 0 | 0 | 0 | 0 | 1 |  | 0 | 0 | 0 | 0 | 0 | 0 | 0 | 0 | 0 | 0 | 0 | 0 | 0 | 0 | 0 | 0 | 0 | 0 | 0 | 0 | 0 | 0 | 0 | 2 | 0 | 0 | 0 | 0 | 0 | 0 | 0 | 0 | 0 | 0 | 0 | 1 |  | 0 | 0 | 0 | 0 | 0 | 0 | 0 | 0 | 0 | 0 | 0 | 0 | 0 | 0 | 0 | 0 | 0 | 0 | 0 | 0 | 0 | 0 | 0 | 2 | 0 | 0 | 0 | 0 | 0 | 0 | 0 | 0 | 0 | 0 | 0 | 1 |  | 0 | 0 | 0 | 0 | 0 | 0 | 0 | 0 | 0 | 0 | 0 | 0 | 0 | 0 | 0 | 0 | 0 | 0 | 0 | 0 | 0 | 0 | 0 | 2 | 0 | 0 | 0 | 0 | 0 | 0 | 0 | 0 | 0 | 0 | 0 | 1 |  | 1 | 1 | 5- | 1 | 1 | 1 | 1 | 1 | 1 | 1
PG&E NGBA | Caribou | 230 | 0 | 0 | 0 | 0 | 0 | 0 | 0 | 0 | 0 | 0 | 0 | 0 | 0 | 0 | 0 | 0 | 0 | 0 | 0 | 0 |  | 0 | 0 | 0 | 0 | 0 | 0 | 0 | 0 | 0 | 0 | 0 | 0 | 0 | 0 | 0 | 0 | 0 | 0 | 0 | 0 | 0 | 0 | 0 | 0 | 0 | 0 | 0 | 0 | 0 | 0 | 0 | 0 | 0 | 0 | 0 | 0 |  | 0 | 0 | 0 | 0 | 0 | 0 | 0 | 0 | 0 | 0 | 0 | 0 | 0 | 0 | 0 | 0 | 0 | 0 | 0 | 0 | 0 | 0 | 0 | 0 | 0 | 0 | 0 | 0 | 0 | 0 | 0 | 0 | 0 | 0 | 0 | 0 |  | 0 | 0 | 0 | 0 | 0 | 0 | 0 | 0 | 0 | 0 | 0 | 0 | 0 | 0 | 0 | 0 | 0 | 0 | 0 | 0 | 0 | 0 | 0 | 0 | 0 | 0 | 0 | 0 | 0 | 0 | 0 | 0 | 0 | 0 | 0 | 0 |  | 0 | 0 | 0 | 0 | 0 | 0 | 0 | 0 | 0 | 0 | 0 | 0 | 0 | 0 | 0 | 0 | 0 | 0 | 0 | 0 | 0 | 0 | 0 | 0 | 0 | 0 | 0 | 0 | 0 | 0 | 0 | 0 | 0 | 0 | 0 | 0 |  | 1 | 1 | 1 | 1 | 1 | 1 | 1 | 1 | 1 | 0
EOP | Carpenter Canyon (fka Gamebird) | 138 | 0 | 0 | 0 | 0 | 0 | 0 | 0 | 0 | 0 | 0 | 0 | 0 | 0 | 0 | 0 | 0 | 0 | 0 | 0 | 0 |  | 0 | 0 | 0 | 0 | 0 | 0 | 0 | 0 | 0 | 0 | 0 | 0 | 0 | 0 | 0 | 0 | 0 | 0 | 0 | 0 | 0 | 0 | 0 | 0 | 0 | 0 | 0 | 0 | 0 | 0 | 0 | 0 | 0 | 0 | 0 | 0 |  | 0 | 0 | 0 | 0 | 0 | 0 | 0 | 0 | 0 | 0 | 0 | 0 | 0 | 0 | 0 | 0 | 0 | 0 | 0 | 0 | 0 | 0 | 0 | 0 | 0 | 0 | 0 | 0 | 0 | 0 | 0 | 0 | 0 | 0 | 0 | 0 |  | 0 | 0 | 0 | 0 | 0 | 0 | 0 | 0 | 0 | 0 | 0 | 0 | 0 | 0 | 0 | 0 | 0 | 0 | 0 | 0 | 0 | 0 | 0 | 0 | 0 | 0 | 0 | 0 | 0 | 0 | 0 | 0 | 0 | 0 | 0 | 0 |  | 0 | 0 | 0 | 0 | 0 | 0 | 0 | 0 | 0 | 0 | 0 | 0 | 0 | 0 | 0 | 0 | 0 | 0 | 0 | 0 | 0 | 0 | 0 | 0 | 0 | 0 | 0 | 0 | 0 | 0 | 0 | 0 | 0 | 0 | 0 | 0 |  | 1 | 1 | 1 | 1 | 1 | 1 | 1 | 1 | 1 | 0
EOP | Carpenter Canyon (fka Gamebird) | 230 | 0 | 0 | 0 | 0 | 0 | 0 | 0 | 0 | 0 | 0 | 0 | 0 | 550 | 180 | 730 | 0 | 36.5 | 36.5 | 0 | 1 |  | 0 | 0 | 0 | 0 | 0 | 0 | 0 | 0 | 0 | 0 | 0 | 0 | 716.7638 | 200 | 716.7638 | 0 | 0 | 1 | 0 | 0 | 0 | 0 | 0 | 0 | 0 | 0 | 0 | 0 | 0 | 2 | 0 | -2 | -2 | 0 | 0 | 1 |  | 0 | 0 | 0 | 0 | 0 | 0 | 0 | 0 | 0 | 0 | 0 | 0 | 200 | 200 | 244 | 0 | 0 | 1 | 0 | 0 | 0 | 0 | 0 | 0 | 0 | 0 | 0 | 0 | 0 | 2 | 2 | -2 | -2 | 0 | 0 | 1 |  | 0 | 0 | 0 | 0 | 0 | 0 | 0 | 0 | 0 | 0 | 0 | 0 | 716.7638 | 200 | 760.7638 | 0 | 0 | 1 | 0 | 0 | 0 | 0 | 0 | 0 | 0 | 0 | 0 | 0 | 0 | 2 | 0 | -2 | -2 | 0 | 0 | 1 |  | 0 | 0 | 0 | 0 | 0 | 0 | 0 | 0 | 0 | 0 | 0 | 0 | 716.7638 | 200 | 760.7638 | 0 | 0 | 1 | 0 | 0 | 0 | 0 | 0 | 0 | 0 | 0 | 0 | 0 | 0 | 2 | 0 | -2 | -2 | 0 | 0 | 1 |  | 1 | 1 | 1 | 1 | 1 | 1 | 2- | 4+ | 1 | 1
PG&E NGBA | Carquinez | 115 | 0 | 0 | 0 | 0 | 0 | 0 | 0 | 0 | 0 | 0 | 0 | 0 | 0 | 0 | 0 | 0 | 0 | 0 | 0 | 0 |  | 0 | 0 | 0 | 0 | 0 | 0 | 0 | 0 | 0 | 0 | 0 | 0 | 0 | 0 | 0 | 0 | 0 | 0 | 0 | 0 | 0 | 0 | 0 | 0 | 0 | 0 | 0 | 0 | 0 | 0 | 0 | 0 | 0 | 0 | 0 | 0 |  | 0 | 0 | 0 | 0 | 0 | 0 | 0 | 0 | 0 | 0 | 0 | 0 | 0 | 0 | 0 | 0 | 0 | 0 | 0 | 0 | 0 | 0 | 0 | 0 | 0 | 0 | 0 | 0 | 0 | 0 | 0 | 0 | 0 | 0 | 0 | 0 |  | 0 | 0 | 0 | 0 | 0 | 0 | 0 | 0 | 0 | 0 | 0 | 0 | 0 | 0 | 0 | 0 | 0 | 0 | 0 | 0 | 0 | 0 | 0 | 0 | 0 | 0 | 0 | 0 | 0 | 0 | 0 | 0 | 0 | 0 | 0 | 0 |  | 0 | 0 | 0 | 0 | 0 | 0 | 0 | 0 | 0 | 0 | 0 | 0 | 0 | 0 | 0 | 0 | 0 | 0 | 0 | 0 | 0 | 0 | 0 | 0 | 0 | 0 | 0 | 0 | 0 | 0 | 0 | 0 | 0 | 0 | 0 | 0 |  | 1 | 1 | 1 | 1 | 1 | 1 | 1 | 1 | 1 | 0
SDGE | Carrizo Gorge | 138 | 0 | 0 | 0 | 0 | 0 | 0 | 0 | 0 | 0 | 0 | 0 | 0 | 0 | 0 | 0 | 0 | 0 | 0 | 0 | 0 |  | 0 | 0 | 0 | 0 | 0 | 0 | 0 | 0 | 0 | 0 | 0 | 0 | 0 | 20 | 20 | 0 | 0 | 1 | 0 | 0 | 0 | 0 | 0 | 0 | 0 | 0 | 0 | 0 | 0 | 0 | 0 | -2 | -2 | 0 | 0 | 1 |  | 0 | 0 | 0 | 0 | 0 | 0 | 0 | 0 | 0 | 0 | 0 | 0 | 0 | 20 | 20 | 0 | 0 | 1 | 0 | 0 | 0 | 0 | 0 | 0 | 0 | 0 | 0 | 0 | 0 | 0 | 0 | -2 | -2 | 0 | 0 | 1 |  | 0 | 0 | 0 | 0 | 0 | 0 | 0 | 0 | 0 | 0 | 0 | 0 | 0 | 20 | 20 | 0 | 0 | 1 | 0 | 0 | 0 | 0 | 0 | 0 | 0 | 0 | 0 | 0 | 0 | 0 | 0 | -2 | -2 | 0 | 0 | 1 |  | 0 | 0 | 0 | 0 | 0 | 0 | 0 | 0 | 0 | 0 | 0 | 0 | 0 | 20 | 20 | 0 | 0 | 1 | 0 | 0 | 0 | 0 | 0 | 0 | 0 | 0 | 0 | 0 | 0 | 0 | 0 | -2 | -2 | 0 | 0 | 1 |  | 1 | 1 | 1 | 1 | 1 | 1 | 1 | 4+ | 1 | 1
PG&E KERN | Carrizo Plains | 115 | 0 | 0 | 0 | 0 | 0 | 0 | 0 | 0 | 0 | 0 | 0 | 0 | 0 | 0 | 0 | 0 | 0 | 0 | 100 | 1 |  | 0 | 0 | 0 | 0 | 0 | 0 | 0 | 0 | 0 | 0 | 0 | 0 | 0 | 0 | 0 | 0 | 0 | 0 | 0 | 0 | 0 | 0 | 0 | 0 | 0 | 0 | 0 | 0 | 0 | 0 | 0 | 0 | 0 | 2 | 2 | 1 |  | 0 | 0 | 0 | 0 | 0 | 0 | 0 | 0 | 0 | 0 | 0 | 0 | 0 | 0 | 0 | 0 | 0 | 0 | 0 | 0 | 0 | 0 | 0 | 0 | 0 | 0 | 0 | 0 | 0 | 0 | 0 | 0 | 0 | 2 | 2 | 1 |  | 0 | 0 | 0 | 0 | 0 | 0 | 0 | 0 | 0 | 0 | 0 | 0 | 0 | 0 | 0 | 0 | 0 | 0 | 0 | 0 | 0 | 0 | 0 | 0 | 0 | 0 | 0 | 0 | 0 | 0 | 0 | 0 | 0 | 2 | 2 | 1 |  | 0 | 0 | 0 | 0 | 0 | 0 | 0 | 0 | 0 | 0 | 0 | 0 | 0 | 0 | 0 | 0 | 0 | 0 | 0 | 0 | 0 | 0 | 0 | 0 | 0 | 0 | 0 | 0 | 0 | 0 | 0 | 0 | 0 | 2 | 2 | 1 |  | 1 | 1 | 1 | 1 | 1 | 1 | 1 | 1 | 5- | 1
PG&E KERN | Casaloma | 230 | 0 | 0 | 0 | 0 | 0 | 0 | 0 | 0 | 0 | 0 | 0 | 0 | 0 | 0 | 0 | 0 | 0 | 0 | 0 | 0 |  | 0 | 0 | 0 | 0 | 0 | 0 | 0 | 0 | 0 | 0 | 0 | 0 | 0 | 0 | 0 | 0 | 0 | 0 | 0 | 0 | 0 | 0 | 0 | 0 | 0 | 0 | 0 | 0 | 0 | 0 | 0 | 0 | 0 | 0 | 0 | 0 |  | 0 | 0 | 0 | 0 | 0 | 0 | 0 | 0 | 0 | 0 | 0 | 0 | 0 | 0 | 0 | 0 | 0 | 0 | 0 | 0 | 0 | 0 | 0 | 0 | 0 | 0 | 0 | 0 | 0 | 0 | 0 | 0 | 0 | 0 | 0 | 0 |  | 0 | 0 | 0 | 0 | 0 | 0 | 0 | 0 | 0 | 0 | 0 | 0 | 0 | 0 | 0 | 0 | 0 | 0 | 0 | 0 | 0 | 0 | 0 | 0 | 0 | 0 | 0 | 0 | 0 | 0 | 0 | 0 | 0 | 0 | 0 | 0 |  | 0 | 0 | 0 | 0 | 0 | 0 | 0 | 0 | 0 | 0 | 0 | 0 | 0 | 0 | 0 | 0 | 0 | 0 | 0 | 0 | 0 | 0 | 0 | 0 | 0 | 0 | 0 | 0 | 0 | 0 | 0 | 0 | 0 | 0 | 0 | 0 |  | 1 | 1 | 1 | 1 | 1 | 1 | 1 | 1 | 1 | 0
PG&E GBA | Castro Valley | 230 | 0 | 0 | 0 | 0 | 0 | 0 | 0 | 0 | 0 | 0 | 0 | 0 | 0 | 0 | 0 | 0 | 0 | 0 | 0 | 0 |  | 0 | 0 | 0 | 0 | 0 | 0 | 0 | 0 | 0 | 0 | 0 | 0 | 0 | 0 | 0 | 0 | 0 | 0 | 0 | 0 | 0 | 0 | 0 | 0 | 0 | 0 | 0 | 0 | 0 | 0 | 0 | 0 | 0 | 0 | 0 | 0 |  | 0 | 0 | 0 | 0 | 0 | 0 | 0 | 0 | 0 | 0 | 0 | 0 | 0 | 0 | 0 | 0 | 0 | 0 | 0 | 0 | 0 | 0 | 0 | 0 | 0 | 0 | 0 | 0 | 0 | 0 | 0 | 0 | 0 | 0 | 0 | 0 |  | 0 | 0 | 0 | 0 | 0 | 0 | 0 | 0 | 0 | 0 | 0 | 0 | 0 | 0 | 0 | 0 | 0 | 0 | 0 | 0 | 0 | 0 | 0 | 0 | 0 | 0 | 0 | 0 | 0 | 0 | 0 | 0 | 0 | 0 | 0 | 0 |  | 0 | 0 | 0 | 0 | 0 | 0 | 0 | 0 | 0 | 0 | 0 | 0 | 0 | 0 | 0 | 0 | 0 | 0 | 0 | 0 | 0 | 0 | 0 | 0 | 0 | 0 | 0 | 0 | 0 | 0 | 0 | 0 | 0 | 0 | 0 | 0 |  | 1 | 1 | 1 | 1 | 1 | 1 | 1 | 1 | 1 | 0
PG&E GBA | Cayetano | 230 | 0 | 0 | 0 | 0 | 0 | 0 | 0 | 0 | 0 | 0 | 0 | 0 | 0 | 0 | 0 | 0 | 0 | 0 | 0 | 0 |  | 0 | 0 | 0 | 0 | 0 | 0 | 0 | 0 | 0 | 0 | 0 | 0 | 1.4 | 0 | 1.3 | 0 | 0 | 1 | 0 | 0 | 0 | 0 | 0 | 0 | 0 | 0 | 0 | 0 | 0 | 0 | -2 | 0 | -2 | 0 | 0 | 1 |  | 0 | 0 | 0 | 0 | 0 | 0 | 0 | 0 | 0 | 0 | 0 | 0 | 1.4 | 0 | 1.3 | 0 | 0 | 1 | 0 | 0 | 0 | 0 | 0 | 0 | 0 | 0 | 0 | 0 | 0 | 0 | 0 | 0 | 0 | 0 | 0 | 0 |  | 0 | 0 | 0 | 0 | 0 | 0 | 0 | 0 | 0 | 0 | 0 | 0 | 1.4 | 0 | 1.3 | 0 | 0 | 1 | 0 | 0 | 0 | 0 | 0 | 0 | 0 | 0 | 0 | 0 | 0 | 0 | -2 | 0 | 0 | 0 | 0 | 1 |  | 0 | 0 | 0 | 0 | 0 | 0 | 0 | 0 | 0 | 0 | 0 | 0 | 1.4 | 0 | 1.3 | 0 | 0 | 1 | 0 | 0 | 0 | 0 | 0 | 0 | 0 | 0 | 0 | 0 | 0 | 0 | 0 | 0 | 0 | 0 | 0 | 0 |  | 1 | 1 | 1 | 1 | 1 | 1 | 2+ | 1 | 1 | 1
SCE Metro | Center | 230 | 0 | 0 | 0 | 0 | 0 | 0 | 0 | 0 | 0 | 0 | 0 | 0 | 0 | 0 | 0 | 0 | 200 | 200 | 0 | 1 |  | 0 | 0 | 0 | 0 | 0 | 0 | 0 | 0 | 0 | 0 | 0 | 0 | 0 | 0 | 0 | 0 | 0 | 0 | 0 | 0 | 0 | 0 | 0 | 0 | 0 | 0 | 0 | 0 | 0 | 0 | 0 | 2 | 2 | 0 | 0 | 1 |  | 0 | 0 | 0 | 0 | 0 | 0 | 0 | 0 | 0 | 0 | 0 | 0 | 0.999 | 0 | 0 | 0 | 0 | 1 | 0 | 0 | 0 | 0 | 0 | 0 | 0 | 0 | 0 | 0 | 0 | 0 | 0 | 2 | 2 | 0 | 0 | 1 |  | 0 | 0 | 0 | 0 | 0 | 0 | 0 | 0 | 0 | 0 | 0 | 0 | 0.999 | 0 | 0 | 0 | 0 | 1 | 0 | 0 | 0 | 0 | 0 | 0 | 0 | 0 | 0 | 0 | 0 | 0 | -2 | 2 | 2 | 0 | 0 | 1 |  | 0 | 0 | 0 | 0 | 0 | 0 | 0 | 0 | 0 | 0 | 0 | 0 | 0.999 | 0 | 320.68 | 0 | 0 | 1 | 0 | 0 | 0 | 0 | 0 | 0 | 0 | 0 | 0 | 0 | 0 | 0 | 0 | 2 | -2 | 0 | 0 | 1 |  | 1 | 1 | 1 | 1 | 1 | 1 | 2+ | 3- | 1 | 1
PG&E KERN | Charca | 115 | 0 | 0 | 0 | 0 | 0 | 0 | 0 | 0 | 0 | 0 | 0 | 0 | 0 | 0 | 0 | 0 | 0 | 0 | 0 | 0 |  | 0 | 0 | 0 | 0 | 0 | 0 | 0 | 0 | 0 | 0 | 0 | 0 | 0 | 0 | 0 | 0 | 0 | 0 | 0 | 0 | 0 | 0 | 0 | 0 | 0 | 0 | 0 | 0 | 0 | 0 | 0 | 0 | 0 | 0 | 0 | 0 |  | 0 | 0 | 0 | 0 | 0 | 0 | 0 | 0 | 0 | 0 | 0 | 0 | 9.7 | 0 | 9.7 | 0 | 0 | 1 | 0 | 0 | 0 | 0 | 0 | 0 | 0 | 0 | 0 | 0 | 0 | 0 | -2 | 0 | -2 | 0 | 0 | 1 |  | 0 | 0 | 0 | 0 | 0 | 0 | 0 | 0 | 0 | 0 | 0 | 0 | 9.7 | 0 | 9.7 | 0 | 0 | 1 | 0 | 0 | 0 | 0 | 0 | 0 | 0 | 0 | 0 | 0 | 0 | 0 | -1 | 0 | -2 | 0 | 0 | 1 |  | 0 | 0 | 0 | 0 | 0 | 0 | 0 | 0 | 0 | 0 | 0 | 0 | 9.7 | 0 | 9.7 | 0 | 0 | 1 | 0 | 0 | 0 | 0 | 0 | 0 | 0 | 0 | 0 | 0 | 0 | 0 | -2 | 0 | -2 | 0 | 0 | 1 |  | 1 | 1 | 1 | 1 | 1 | 1 | 4+ | 4+ | 1 | 1
EOP | Charleston | 138 | 0 | 0 | 0 | 0 | 0 | 0 | 0 | 0 | 0 | 0 | 0 | 0 | 0 | 0 | 0 | 0 | 0 | 0 | 0 | 0 |  | 0 | 0 | 0 | 0 | 0 | 0 | 0 | 0 | 0 | 0 | 0 | 0 | 0 | 0 | 0 | 0 | 0 | 0 | 0 | 0 | 0 | 0 | 0 | 0 | 0 | 0 | 0 | 0 | 0 | 0 | 0 | 0 | 0 | 0 | 0 | 0 |  | 0 | 0 | 0 | 0 | 0 | 0 | 0 | 0 | 0 | 0 | 0 | 0 | 0 | 0 | 0 | 0 | 0 | 0 | 0 | 0 | 0 | 0 | 0 | 0 | 0 | 0 | 0 | 0 | 0 | 0 | 0 | 0 | 0 | 0 | 0 | 0 |  | 0 | 0 | 0 | 0 | 0 | 0 | 0 | 0 | 0 | 0 | 0 | 0 | 0 | 0 | 0 | 0 | 0 | 0 | 0 | 0 | 0 | 0 | 0 | 0 | 0 | 0 | 0 | 0 | 0 | 0 | 0 | 0 | 0 | 0 | 0 | 0 |  | 0 | 0 | 0 | 0 | 0 | 0 | 0 | 0 | 0 | 0 | 0 | 0 | 0 | 0 | 0 | 0 | 0 | 0 | 0 | 0 | 0 | 0 | 0 | 0 | 0 | 0 | 0 | 0 | 0 | 0 | 0 | 0 | 0 | 0 | 0 | 0 |  | 1 | 1 | 1 | 1 | 1 | 1 | 1 | 1 | 1 | 0
SCE Metro | Chevmain | 230 | 0 | 0 | 0 | 0 | 0 | 0 | 0 | 0 | 0 | 0 | 0 | 0 | 0 | 0 | 0 | 0 | 500 | 500 | 0 | 1 |  | 0 | 0 | 0 | 0 | 0 | 0 | 0 | 0 | 0 | 0 | 0 | 0 | 0 | 0 | 0 | 0 | 0 | 0 | 0 | 0 | 0 | 0 | 0 | 0 | 0 | 0 | 0 | 0 | 0 | 0 | 0 | 2 | 2 | 0 | 0 | 1 |  | 0 | 0 | 0 | 0 | 0 | 0 | 0 | 0 | 0 | 0 | 0 | 0 | 0 | 0 | 0 | 0 | 0 | 0 | 0 | 0 | 0 | 0 | 0 | 0 | 0 | 0 | 0 | 0 | 0 | 0 | 0 | 2 | 2 | 0 | 0 | 1 |  | 0 | 0 | 0 | 0 | 0 | 0 | 0 | 0 | 0 | 0 | 0 | 0 | 0 | 0 | 0 | 0 | 0 | 0 | 0 | 0 | 0 | 0 | 0 | 0 | 0 | 0 | 0 | 0 | 0 | 0 | 0 | 2 | 2 | 0 | 0 | 1 |  | 0 | 0 | 0 | 0 | 0 | 0 | 0 | 0 | 0 | 0 | 0 | 0 | 0 | 0 | 0 | 0 | 0 | 0 | 0 | 0 | 0 | 0 | 0 | 0 | 0 | 0 | 0 | 0 | 0 | 0 | 0 | 2 | 2 | 0 | 0 | 1 |  | 1 | 1 | 1 | 1 | 1 | 1 | 1 | 5- | 1 | 1
SDGE | Chicarita | 138 | 0 | 0 | 0 | 0 | 0 | 0 | 0 | 0 | 0 | 0 | 0 | 0 | 0 | 0 | 0 | 0 | 0 | 0 | 0 | 0 |  | 0 | 0 | 0 | 0 | 0 | 0 | 0 | 0 | 0 | 0 | 0 | 0 | 0 | 0 | 0 | 0 | 0 | 0 | 0 | 0 | 0 | 0 | 0 | 0 | 0 | 0 | 0 | 0 | 0 | 0 | 0 | 0 | 0 | 0 | 0 | 0 |  | 0 | 0 | 0 | 0 | 0 | 0 | 0 | 0 | 0 | 0 | 0 | 0 | 0 | 0 | 0 | 0 | 0 | 0 | 0 | 0 | 0 | 0 | 0 | 0 | 0 | 0 | 0 | 0 | 0 | 0 | 0 | 0 | 0 | 0 | 0 | 0 |  | 0 | 0 | 0 | 0 | 0 | 0 | 0 | 0 | 0 | 0 | 0 | 0 | 0 | 0 | 101.9 | 0 | 0 | 1 | 0 | 0 | 0 | 0 | 0 | 0 | 0 | 0 | 0 | 0 | 0 | 0 | 0 | 0 | -2 | 0 | 0 | 1 |  | 0 | 0 | 0 | 0 | 0 | 0 | 0 | 0 | 0 | 0 | 0 | 0 | 0 | 0 | 101.9 | 0 | 0 | 1 | 0 | 0 | 0 | 0 | 0 | 0 | 0 | 0 | 0 | 0 | 0 | 0 | 0 | 0 | -2 | 0 | 0 | 1 |  | 1 | 1 | 1 | 1 | 1 | 1 | 1 | 2+ | 1 | 1
SCE Metro | Chino | 230 | 0 | 0 | 0 | 0 | 0 | 0 | 0 | 0 | 0 | 0 | 0 | 0 | 0 | 0 | 0 | 0 | 0 | 0 | 0 | 0 |  | 0 | 0 | 0 | 0 | 0 | 0 | 0 | 0 | 0 | 0 | 0 | 0 | 0 | 0 | 0 | 0 | 0 | 0 | 0 | 0 | 0 | 0 | 0 | 0 | 0 | 0 | 0 | 0 | 0 | 0 | 0 | 0 | 0 | 0 | 0 | 0 |  | 0 | 0 | 0 | 0 | 0 | 0 | 0 | 0 | 0 | 0 | 0 | 0 | 2.264 | 0 | 0 | 0 | 0 | 1 | 0 | 0 | 0 | 0 | 0 | 0 | 0 | 0 | 0 | 0 | 0 | 0 | 0 | 0 | 0 | 0 | 0 | 0 |  | 0 | 0 | 0 | 0 | 0 | 0 | 0 | 0 | 0 | 0 | 0 | 0 | 2.264 | 400 | 178.4 | 0 | 0 | 1 | 0 | 0 | 0 | 0 | 0 | 0 | 0 | 0 | 0 | 0 | 0 | 0 | -2 | -2 | -2 | 0 | 0 | 1 |  | 0 | 0 | 0 | 0 | 0 | 0 | 0 | 719.34 | 0 | 0 | 0.125 | 0 | 3.514 | 400 | 1029.657 | 0 | 0 | 1 | 0 | 0 | 0 | 0 | 0 | 0 | 0 | -2 | 0 | 0 | -2 | 0 | -2 | -2 | -2 | 0 | 0 | 1 |  | 1 | 1 | 1 | 1+ | 1 | 1+ | 2+ | 4+ | 1 | 1
PG&E FRESNO | Chowchilla | 115 | 0 | 0 | 0 | 0 | 0 | 0 | 0 | 0 | 0 | 0 | 0 | 0 | 50 | 0 | 50 | 0 | 50 | 50 | 0 | 1 |  | 0 | 0 | 0 | 0 | 0 | 0 | 0 | 0 | 0 | 0 | 0 | 0 | 0 | 0 | 0 | 0 | 0 | 0 | 0 | 0 | 0 | 0 | 0 | 0 | 0 | 0 | 0 | 0 | 0 | 2 | 2 | 2 | 2 | 0 | 0 | 1 |  | 0 | 0 | 0 | 0 | 0 | 0 | 0 | 0 | 0 | 0 | 0 | 0 | 0 | 0 | 0 | 0 | 0 | 0 | 0 | 0 | 0 | 0 | 0 | 0 | 0 | 0 | 0 | 0 | 0 | 2 | 2 | 2 | 2 | 0 | 0 | 1 |  | 0 | 0 | 0 | 0 | 0 | 0 | 0 | 0 | 0 | 0 | 0 | 0 | 0 | 75 | 79.5871 | 0 | 0 | 1 | 0 | 0 | 0 | 0 | 0 | 0 | 0 | 0 | 0 | 0 | 0 | 2 | 2 | -2 | -2 | 0 | 0 | 1 |  | 0 | 0 | 0 | 0 | 0 | 0 | 0 | 0 | 0 | 0 | 0 | 0 | 4.539 | 75 | 79.5871 | 0 | 0 | 1 | 0 | 0 | 0 | 0 | 0 | 0 | 0 | 0 | 0 | 0 | 0 | 2 | 2 | -2 | -2 | 0 | 0 | 1 |  | 1 | 1 | 1 | 1 | 1 | 1 | 5- | 4+ | 1 | 1
PG&E GBA | Christie | 60 | 0 | 0 | 0 | 0 | 0 | 0 | 0 | 0 | 0 | 0 | 0 | 0 | 0 | 0 | 0 | 0 | 0 | 0 | 0 | 0 |  | 0 | 0 | 0 | 0 | 0 | 0 | 0 | 0 | 0 | 0 | 0 | 0 | 0 | 0 | 0 | 0 | 0 | 0 | 0 | 0 | 0 | 0 | 0 | 0 | 0 | 0 | 0 | 0 | 0 | 0 | 0 | 0 | 0 | 0 | 0 | 0 |  | 0 | 0 | 0 | 0 | 0 | 0 | 0 | 0 | 0 | 0 | 0 | 0 | 0 | 0 | 0 | 0 | 0 | 0 | 0 | 0 | 0 | 0 | 0 | 0 | 0 | 0 | 0 | 0 | 0 | 0 | 0 | 0 | 0 | 0 | 0 | 0 |  | 0 | 0 | 0 | 0 | 0 | 0 | 0 | 0 | 0 | 0 | 0 | 0 | 0 | 0 | 0 | 0 | 0 | 0 | 0 | 0 | 0 | 0 | 0 | 0 | 0 | 0 | 0 | 0 | 0 | 0 | 0 | 0 | 0 | 0 | 0 | 0 |  | 0 | 0 | 0 | 0 | 0 | 0 | 0 | 0 | 0 | 0 | 0 | 0 | 0 | 0 | 0 | 0 | 0 | 0 | 0 | 0 | 0 | 0 | 0 | 0 | 0 | 0 | 0 | 0 | 0 | 0 | 0 | 0 | 0 | 0 | 0 | 0 |  | 1 | 1 | 1 | 1 | 1 | 1 | 1 | 1 | 1 | 0
PG&E GBA | Christie | 115 | 0 | 0 | 0 | 0 | 0 | 0 | 0 | 0 | 0 | 0 | 0 | 0 | 0 | 0 | 0 | 0 | 0 | 0 | 0 | 0 |  | 0 | 0 | 0 | 0 | 0 | 0 | 0 | 0 | 0 | 0 | 0 | 0 | 0 | 0 | 0 | 0 | 0 | 0 | 0 | 0 | 0 | 0 | 0 | 0 | 0 | 0 | 0 | 0 | 0 | 0 | 0 | 0 | 0 | 0 | 0 | 0 |  | 0 | 0 | 0 | 0 | 0 | 0 | 0 | 0 | 0 | 0 | 0 | 0 | 0 | 0 | 0 | 0 | 0 | 0 | 0 | 0 | 0 | 0 | 0 | 0 | 0 | 0 | 0 | 0 | 0 | 0 | 0 | 0 | 0 | 0 | 0 | 0 |  | 0 | 0 | 0 | 0 | 0 | 0 | 0 | 0 | 0 | 0 | 0 | 0 | 0 | 0 | 0 | 0 | 0 | 0 | 0 | 0 | 0 | 0 | 0 | 0 | 0 | 0 | 0 | 0 | 0 | 0 | 0 | 0 | 0 | 0 | 0 | 0 |  | 0 | 0 | 0 | 0 | 0 | 0 | 0 | 0 | 0 | 0 | 0 | 0 | 0 | 0 | 0 | 0 | 0 | 0 | 0 | 0 | 0 | 0 | 0 | 0 | 0 | 0 | 0 | 0 | 0 | 0 | 0 | 0 | 0 | 0 | 0 | 0 |  | 1 | 1 | 1 | 1 | 1 | 1 | 1 | 1 | 1 | 0
SCE Eastern | Cielo Azul | 500 | 0 | 0 | 0 | 0 | 0 | 0 | 0 | 0 | 0 | 0 | 0 | 0 | 150 | 300 | 450 | 0 | 0 | 0 | 0 | 1 |  | 0 | 0 | 0 | 0 | 0 | 0 | 0 | 0 | 0 | 0 | 0 | 0 | 0 | 0 | 0 | 0 | 0 | 0 | 0 | 0 | 0 | 0 | 0 | 0 | 0 | 0 | 0 | 0 | 0 | 2 | 2 | 0 | 0 | 0 | 0 | 1 |  | 0 | 0 | 0 | 0 | 0 | 0 | 0 | 0 | 0 | 0 | 0 | 500 | 1000 | 1092 | 702.884 | 0 | 0 | 1 | 0 | 0 | 0 | 0 | 0 | 0 | 0 | 0 | 0 | 0 | 0 | -2 | -2 | -2 | -2 | 0 | 0 | 1 |  | 0 | 0 | 0 | 0 | 0 | 0 | 0 | 0 | 0 | 0 | 0 | 500 | 5150.8605 | 1092 | 4898.8143 | 0 | 0 | 1 | 0 | 0 | 0 | 0 | 0 | 0 | 0 | 0 | 0 | 0 | 0 | -2 | -2 | -2 | -2 | 0 | 0 | 1 |  | 0 | 0 | 0 | 0 | 0 | 0 | 0 | 1032.1121 | 0 | 0 | 0 | 500 | 6189.7605 | 1092 | 5930.9264 | 0 | 0 | 1 | 0 | 0 | 0 | 0 | 0 | 0 | 0 | -2 | 0 | 0 | 0 | -2 | -2 | -2 | -2 | 0 | 0 | 1 |  | 1 | 1 | 1 | 1+ | 1 | 1 | 4+ | 4+ | 1 | 1
PG&E GBA | Clay | 60 | 0 | 0 | 0 | 0 | 0 | 0 | 0 | 0 | 0 | 0 | 0 | 0 | 0 | 0 | 0 | 0 | 0 | 0 | 0 | 0 |  | 0 | 0 | 0 | 0 | 0 | 0 | 0 | 0 | 0 | 0 | 0 | 0 | 0 | 0 | 0 | 0 | 0 | 0 | 0 | 0 | 0 | 0 | 0 | 0 | 0 | 0 | 0 | 0 | 0 | 0 | 0 | 0 | 0 | 0 | 0 | 0 |  | 0 | 0 | 0 | 0 | 0 | 0 | 0 | 0 | 0 | 0 | 0 | 0 | 0 | 0 | 0 | 0 | 0 | 0 | 0 | 0 | 0 | 0 | 0 | 0 | 0 | 0 | 0 | 0 | 0 | 0 | 0 | 0 | 0 | 0 | 0 | 0 |  | 0 | 0 | 0 | 0 | 0 | 0 | 0 | 0 | 0 | 0 | 0 | 0 | 0 | 0 | 0 | 0 | 0 | 0 | 0 | 0 | 0 | 0 | 0 | 0 | 0 | 0 | 0 | 0 | 0 | 0 | 0 | 0 | 0 | 0 | 0 | 0 |  | 0 | 0 | 0 | 0 | 0 | 0 | 0 | 0 | 0 | 0 | 0 | 0 | 6.21 | 0 | 0 | 0 | 0 | 1 | 0 | 0 | 0 | 0 | 0 | 0 | 0 | 0 | 0 | 0 | 0 | 0 | -2 | 0 | 0 | 0 | 0 | 1 |  | 1 | 1 | 1 | 1 | 1 | 1 | 1+ | 1 | 1 | 1
PG&E GBA | Clayton | 115 | 0 | 0 | 0 | 0 | 0 | 0 | 0 | 0 | 0 | 0 | 0 | 0 | 0 | 0 | 0 | 0 | 0 | 0 | 0 | 0 |  | 0 | 0 | 0 | 0 | 0 | 0 | 0 | 0 | 0 | 0 | 0 | 0 | 0 | 0 | 0 | 0 | 0 | 0 | 0 | 0 | 0 | 0 | 0 | 0 | 0 | 0 | 0 | 0 | 0 | 0 | 0 | 0 | 0 | 0 | 0 | 0 |  | 0 | 0 | 0 | 0 | 0 | 0 | 0 | 0 | 0 | 0 | 0 | 0 | 1 | 0 | 0 | 0 | 0 | 1 | 0 | 0 | 0 | 0 | 0 | 0 | 0 | 0 | 0 | 0 | 0 | 0 | 0 | 0 | 0 | 0 | 0 | 0 |  | 0 | 0 | 0 | 0 | 0 | 0 | 0 | 0 | 0 | 0 | 0 | 0 | 1 | 0 | 0 | 0 | 0 | 1 | 0 | 0 | 0 | 0 | 0 | 0 | 0 | 0 | 0 | 0 | 0 | 0 | -2 | 0 | 0 | 0 | 0 | 1 |  | 0 | 0 | 0 | 0 | 0 | 0 | 0 | 0 | 0 | 0 | 0 | 0 | 1 | 0 | 0 | 0 | 0 | 1 | 0 | 0 | 0 | 0 | 0 | 0 | 0 | 0 | 0 | 0 | 0 | 0 | 0 | 0 | 0 | 0 | 0 | 0 |  | 1 | 1 | 1 | 1 | 1 | 1 | 2+ | 1 | 1 | 1
PG&E NGBA | Cloverdale | 115 | 0 | 0 | 0 | 0 | 0 | 0 | 0 | 0 | 0 | 0 | 0 | 0 | 0 | 0 | 0 | 0 | 0 | 0 | 0 | 0 |  | 0 | 0 | 0 | 0 | 0 | 0 | 0 | 0 | 0 | 0 | 0 | 0 | 0 | 0 | 0 | 0 | 0 | 0 | 0 | 0 | 0 | 0 | 0 | 0 | 0 | 0 | 0 | 0 | 0 | 0 | 0 | 0 | 0 | 0 | 0 | 0 |  | 0 | 0 | 0 | 0 | 0 | 0 | 0 | 0 | 0 | 0 | 0 | 0 | 0 | 0 | 0 | 0 | 0 | 0 | 0 | 0 | 0 | 0 | 0 | 0 | 0 | 0 | 0 | 0 | 0 | 0 | 0 | 0 | 0 | 0 | 0 | 0 |  | 28 | 28 | 0 | 0 | 0 | 0 | 0 | 0 | 0 | 0 | 0 | 0 | 0 | 0 | 0 | 0 | 0 | 1 | -2 | -2 | 0 | 0 | 0 | 0 | 0 | 0 | 0 | 0 | 0 | 0 | 0 | 0 | 0 | 0 | 0 | 1 |  | 28 | 28 | 0 | 0 | 0 | 0 | 0 | 0 | 0 | 0 | 0 | 0 | 0 | 0 | 0 | 0 | 0 | 1 | -2 | -2 | 0 | 0 | 0 | 0 | 0 | 0 | 0 | 0 | 0 | 0 | 0 | 0 | 0 | 0 | 0 | 1 |  | 4+ | 1 | 1 | 1 | 1 | 1 | 1 | 1 | 1 | 1
PG&E FRESNO | Clovis | 115 | 0 | 0 | 0 | 0 | 0 | 0 | 0 | 0 | 0 | 0 | 0 | 0 | 0 | 0 | 0 | 0 | 0 | 0 | 0 | 0 |  | 0 | 0 | 0 | 0 | 0 | 0 | 0 | 0 | 0 | 0 | 0 | 0 | 0 | 0 | 0 | 0 | 0 | 0 | 0 | 0 | 0 | 0 | 0 | 0 | 0 | 0 | 0 | 0 | 0 | 0 | 0 | 0 | 0 | 0 | 0 | 0 |  | 0 | 0 | 0 | 0 | 0 | 0 | 0 | 0 | 0 | 0 | 0 | 0 | 0 | 0 | 0 | 0 | 0 | 0 | 0 | 0 | 0 | 0 | 0 | 0 | 0 | 0 | 0 | 0 | 0 | 0 | 0 | 0 | 0 | 0 | 0 | 0 |  | 0 | 0 | 0 | 0 | 0 | 0 | 0 | 0 | 0 | 0 | 0 | 0 | 0 | 0 | 0 | 0 | 0 | 0 | 0 | 0 | 0 | 0 | 0 | 0 | 0 | 0 | 0 | 0 | 0 | 0 | 0 | 0 | 0 | 0 | 0 | 0 |  | 0 | 0 | 0 | 0 | 0 | 0 | 0 | 0 | 0 | 0 | 0 | 0 | 0 | 0 | 0 | 0 | 0 | 0 | 0 | 0 | 0 | 0 | 0 | 0 | 0 | 0 | 0 | 0 | 0 | 0 | 0 | 0 | 0 | 0 | 0 | 0 |  | 1 | 1 | 1 | 1 | 1 | 1 | 1 | 1 | 1 | 0
PG&E GBA | Coburn | 230 | 0 | 0 | 0 | 0 | 0 | 0 | 0 | 0 | 0 | 0 | 0 | 0 | 0 | 0 | 0 | 0 | 2 | 2 | 0 | 1 |  | 0 | 0 | 0 | 0 | 0 | 0 | 0 | 0 | 0 | 0 | 0 | 0 | 0 | 0 | 0 | 0 | 0 | 0 | 0 | 0 | 0 | 0 | 0 | 0 | 0 | 0 | 0 | 0 | 0 | 0 | 0 | 2 | 2 | 0 | 0 | 1 |  | 0 | 0 | 0 | 0 | 0 | 0 | 0 | 0 | 0 | 0 | 0 | 0 | 0 | 0 | 0 | 0 | 0 | 0 | 0 | 0 | 0 | 0 | 0 | 0 | 0 | 0 | 0 | 0 | 0 | 0 | 0 | 2 | 2 | 0 | 0 | 1 |  | 0 | 0 | 0 | 0 | 0 | 0 | 0 | 0 | 0 | 0 | 0 | 0 | 0 | 0 | 124.3 | 0 | 0 | 1 | 0 | 0 | 0 | 0 | 0 | 0 | 0 | 0 | 0 | 0 | 0 | 0 | 0 | 2 | -2 | 0 | 0 | 1 |  | 0 | 0 | 0 | 0 | 0 | 0 | 0 | 0 | 0 | 0 | 0 | 0 | 0 | 0 | 124.3 | 0 | 0 | 1 | 0 | 0 | 0 | 0 | 0 | 0 | 0 | 0 | 0 | 0 | 0 | 0 | 0 | 2 | -2 | 0 | 0 | 1 |  | 1 | 1 | 1 | 1 | 1 | 1 | 1 | 2- | 1 | 1
PG&E GBA | Coburn | 60 | 0 | 0 | 0 | 0 | 0 | 0 | 0 | 0 | 0 | 0 | 0 | 0 | 0 | 0 | 0 | 0 | 0 | 0 | 0 | 0 |  | 0 | 0 | 0 | 0 | 0 | 0 | 0 | 0 | 0 | 0 | 0 | 0 | 0 | 0 | 0 | 0 | 0 | 0 | 0 | 0 | 0 | 0 | 0 | 0 | 0 | 0 | 0 | 0 | 0 | 0 | 0 | 0 | 0 | 0 | 0 | 0 |  | 0 | 0 | 0 | 0 | 0 | 0 | 0 | 0 | 0 | 0 | 0 | 0 | 0 | 0 | 0 | 0 | 0 | 0 | 0 | 0 | 0 | 0 | 0 | 0 | 0 | 0 | 0 | 0 | 0 | 0 | 0 | 0 | 0 | 0 | 0 | 0 |  | 0 | 0 | 0 | 0 | 0 | 0 | 0 | 0 | 0 | 0 | 0 | 0 | 0 | 0 | 0 | 0 | 0 | 0 | 0 | 0 | 0 | 0 | 0 | 0 | 0 | 0 | 0 | 0 | 0 | 0 | 0 | 0 | 0 | 0 | 0 | 0 |  | 0 | 0 | 0 | 0 | 0 | 0 | 0 | 0 | 0 | 0 | 0 | 0 | 0 | 0 | 0 | 0 | 0 | 0 | 0 | 0 | 0 | 0 | 0 | 0 | 0 | 0 | 0 | 0 | 0 | 0 | 0 | 0 | 0 | 0 | 0 | 0 |  | 1 | 1 | 1 | 1 | 1 | 1 | 1 | 1 | 1 | 0
PG&E NGBA | Colgate | 230 | 0 | 0 | 0 | 0 | 0 | 0 | 0 | 0 | 0 | 0 | 0 | 0 | 0 | 0 | 0 | 0 | 0 | 0 | 0 | 0 |  | 0 | 0 | 0 | 0 | 0 | 0 | 0 | 0 | 0 | 0 | 0 | 0 | 0 | 0 | 0 | 0 | 0 | 0 | 0 | 0 | 0 | 0 | 0 | 0 | 0 | 0 | 0 | 0 | 0 | 0 | 0 | 0 | 0 | 0 | 0 | 0 |  | 0 | 0 | 0 | 0 | 0 | 0 | 0 | 0 | 0 | 0 | 0 | 0 | 0 | 0 | 0 | 0 | 0 | 0 | 0 | 0 | 0 | 0 | 0 | 0 | 0 | 0 | 0 | 0 | 0 | 0 | 0 | 0 | 0 | 0 | 0 | 0 |  | 0 | 0 | 0 | 0 | 0 | 0 | 0 | 0 | 0 | 0 | 0 | 0 | 0 | 0 | 0 | 0 | 0 | 0 | 0 | 0 | 0 | 0 | 0 | 0 | 0 | 0 | 0 | 0 | 0 | 0 | 0 | 0 | 0 | 0 | 0 | 0 |  | 0 | 0 | 0 | 0 | 0 | 0 | 0 | 0 | 0 | 0 | 0 | 0 | 0 | 0 | 0 | 0 | 0 | 0 | 0 | 0 | 0 | 0 | 0 | 0 | 0 | 0 | 0 | 0 | 0 | 0 | 0 | 0 | 0 | 0 | 0 | 0 |  | 1 | 1 | 1 | 1 | 1 | 1 | 1 | 1 | 1 | 0
PG&E GBA | Collierville | 230 | 0 | 0 | 0 | 0 | 0 | 0 | 0 | 0 | 0 | 0 | 0 | 0 | 0 | 0 | 0 | 0 | 0 | 0 | 0 | 0 |  | 0 | 0 | 0 | 0 | 0 | 0 | 0 | 0 | 0 | 0 | 0 | 0 | 0 | 0 | 0 | 0 | 0 | 0 | 0 | 0 | 0 | 0 | 0 | 0 | 0 | 0 | 0 | 0 | 0 | 0 | 0 | 0 | 0 | 0 | 0 | 0 |  | 0 | 0 | 0 | 0 | 0 | 0 | 0 | 0 | 0 | 0 | 0 | 0 | 0 | 0 | 0 | 0 | 0 | 0 | 0 | 0 | 0 | 0 | 0 | 0 | 0 | 0 | 0 | 0 | 0 | 0 | 0 | 0 | 0 | 0 | 0 | 0 |  | 0 | 0 | 0 | 0 | 0 | 0 | 0 | 0 | 0 | 0 | 0 | 0 | 0 | 0 | 0 | 0 | 0 | 0 | 0 | 0 | 0 | 0 | 0 | 0 | 0 | 0 | 0 | 0 | 0 | 0 | 0 | 0 | 0 | 0 | 0 | 0 |  | 0 | 0 | 0 | 0 | 0 | 0 | 0 | 0 | 0 | 0 | 0 | 0 | 0 | 0 | 0 | 0 | 0 | 0 | 0 | 0 | 0 | 0 | 0 | 0 | 0 | 0 | 0 | 0 | 0 | 0 | 0 | 0 | 0 | 0 | 0 | 0 |  | 1 | 1 | 1 | 1 | 1 | 1 | 1 | 1 | 1 | 0
PG&E GBA | Collinsville | 230 | 0 | 0 | 0 | 0 | 0 | 0 | 0 | 0 | 0 | 0 | 0 | 0 | 0 | 0 | 0 | 0 | 0 | 0 | 0 | 0 |  | 0 | 0 | 0 | 0 | 0 | 0 | 0 | 0 | 0 | 0 | 0 | 0 | 0 | 0 | 0 | 0 | 0 | 0 | 0 | 0 | 0 | 0 | 0 | 0 | 0 | 0 | 0 | 0 | 0 | 0 | 0 | 0 | 0 | 0 | 0 | 0 |  | 0 | 0 | 0 | 0 | 0 | 0 | 0 | 0 | 0 | 0 | 0 | 0 | 0 | 0 | 0 | 0 | 0 | 0 | 0 | 0 | 0 | 0 | 0 | 0 | 0 | 0 | 0 | 0 | 0 | 0 | 0 | 0 | 0 | 0 | 0 | 0 |  | 0 | 0 | 0 | 0 | 0 | 0 | 0 | 0 | 0 | 0 | 0 | 0 | 0 | 0 | 0 | 0 | 0 | 0 | 0 | 0 | 0 | 0 | 0 | 0 | 0 | 0 | 0 | 0 | 0 | 0 | 0 | 0 | 0 | 0 | 0 | 0 |  | 0 | 0 | 0 | 0 | 0 | 0 | 0 | 0 | 0 | 0 | 0 | 0 | 0 | 0 | 0 | 0 | 0 | 0 | 0 | 0 | 0 | 0 | 0 | 0 | 0 | 0 | 0 | 0 | 0 | 0 | 0 | 0 | 0 | 0 | 0 | 0 |  | 1 | 1 | 1 | 1 | 1 | 1 | 1 | 1 | 1 | 0
PG&E GBA | Collinsville | 500 | 0 | 0 | 0 | 0 | 0 | 0 | 0 | 0 | 0 | 0 | 0 | 0 | 0 | 0 | 0 | 0 | 0 | 0 | 0 | 0 |  | 0 | 0 | 0 | 0 | 0 | 0 | 0 | 0 | 0 | 0 | 0 | 0 | 0 | 0 | 0 | 0 | 0 | 0 | 0 | 0 | 0 | 0 | 0 | 0 | 0 | 0 | 0 | 0 | 0 | 0 | 0 | 0 | 0 | 0 | 0 | 0 |  | 0 | 0 | 0 | 0 | 0 | 0 | 0 | 0 | 0 | 0 | 0 | 0 | 0 | 0 | 0 | 0 | 0 | 0 | 0 | 0 | 0 | 0 | 0 | 0 | 0 | 0 | 0 | 0 | 0 | 0 | 0 | 0 | 0 | 0 | 0 | 0 |  | 0 | 0 | 0 | 0 | 0 | 0 | 0 | 0 | 0 | 0 | 0 | 0 | 0 | 0 | 0 | 0 | 0 | 0 | 0 | 0 | 0 | 0 | 0 | 0 | 0 | 0 | 0 | 0 | 0 | 0 | 0 | 0 | 0 | 0 | 0 | 0 |  | 0 | 0 | 0 | 0 | 0 | 0 | 0 | 0 | 0 | 0 | 0 | 0 | 0 | 0 | 0 | 0 | 0 | 0 | 0 | 0 | 0 | 0 | 0 | 0 | 0 | 0 | 0 | 0 | 0 | 0 | 0 | 0 | 0 | 0 | 0 | 0 |  | 1 | 1 | 1 | 1 | 1 | 1 | 1 | 1 | 1 | 0
SCE Eastern | Colorado River | 230 | 0 | 0 | 0 | 0 | 0 | 0 | 0 | 0 | 0 | 0 | 0 | 0 | 100 | 200 | 300 | 0 | 0 | 0 | 0 | 1 |  | 0 | 0 | 0 | 0 | 0 | 0 | 0 | 0 | 0 | 0 | 0 | 0 | 664.97 | 20 | 1134.762 | 0 | 0 | 1 | 0 | 0 | 0 | 0 | 0 | 0 | 0 | 0 | 0 | 0 | 0 | 2 | -2 | -2 | -2 | 0 | 0 | 1 |  | 0 | 0 | 0 | 0 | 0 | 0 | 0 | 0 | 0 | 0 | 0 | 0 | 952.97 | 300 | 1422.906 | 0 | 0 | 1 | 0 | 0 | 0 | 0 | 0 | 0 | 0 | 0 | 0 | 0 | 0 | 2 | -2 | -2 | -2 | 0 | 0 | 1 |  | 0 | 0 | 0 | 0 | 0 | 0 | 0 | 0 | 0 | 0 | 0 | 0 | 1383.162 | 300 | 2213.394 | 0 | 0 | 1 | 0 | 0 | 0 | 0 | 0 | 0 | 0 | 0 | 0 | 0 | 0 | 2 | -2 | -2 | -2 | 0 | 0 | 1 |  | 0 | 0 | 0 | 0 | 0 | 0 | 0 | 0 | 0 | 0 | 0 | 0 | 1694.862 | 300 | 2213.394 | 0 | 0 | 1 | 0 | 0 | 0 | 0 | 0 | 0 | 0 | 0 | 0 | 0 | 0 | 2 | -2 | -2 | -2 | 0 | 0 | 1 |  | 1 | 1 | 1 | 1 | 1 | 1 | 4+ | 4+ | 1 | 1
SCE Eastern | Colorado River | 500 | 0 | 0 | 0 | 0 | 0 | 0 | 0 | 0 | 0 | 0 | 0 | 0 | 0 | 0 | 0 | 0 | 0 | 0 | 0 | 0 |  | 0 | 0 | 0 | 0 | 0 | 0 | 0 | 0 | 0 | 0 | 0 | 0 | 0 | 0 | 0 | 0 | 0 | 0 | 0 | 0 | 0 | 0 | 0 | 0 | 0 | 0 | 0 | 0 | 0 | 0 | 0 | 0 | 0 | 0 | 0 | 0 |  | 0 | 0 | 0 | 0 | 0 | 0 | 0 | 0 | 0 | 0 | 0 | 0 | 0 | 0 | 0 | 0 | 0 | 0 | 0 | 0 | 0 | 0 | 0 | 0 | 0 | 0 | 0 | 0 | 0 | 0 | 0 | 0 | 0 | 0 | 0 | 0 |  | 0 | 0 | 0 | 0 | 0 | 0 | 0 | 0 | 0 | 0 | 0 | 0 | 0 | 0 | 0 | 0 | 0 | 0 | 0 | 0 | 0 | 0 | 0 | 0 | 0 | 0 | 0 | 0 | 0 | 0 | 0 | 0 | 0 | 0 | 0 | 0 |  | 0 | 0 | 0 | 0 | 0 | 0 | 0 | 0 | 0 | 0 | 0 | 0 | 407.3264 | 0 | 0 | 0 | 0 | 1 | 0 | 0 | 0 | 0 | 0 | 0 | 0 | 0 | 0 | 0 | 0 | 0 | -2 | 0 | 0 | 0 | 0 | 1 |  | 1 | 1 | 1 | 1 | 1 | 1 | 1+ | 1 | 1 | 1
PG&E KERN | Columbus | 115 | 0 | 0 | 0 | 0 | 0 | 0 | 0 | 0 | 0 | 0 | 0 | 0 | 100 | 130 | 230 | 0 | 20 | 20 | 0 | 1 |  | 0 | 0 | 0 | 0 | 0 | 0 | 0 | 0 | 0 | 0 | 0 | 0 | 0 | 0 | 0 | 0 | 0 | 0 | 0 | 0 | 0 | 0 | 0 | 0 | 0 | 0 | 0 | 0 | 0 | 2 | 2 | 2 | 2 | 0 | 0 | 1 |  | 0 | 0 | 0 | 0 | 0 | 0 | 0 | 0 | 0 | 0 | 0 | 0 | 0 | 0 | 0 | 0 | 0 | 0 | 0 | 0 | 0 | 0 | 0 | 0 | 0 | 0 | 0 | 0 | 0 | 2 | 2 | 2 | 2 | 0 | 0 | 1 |  | 0 | 0 | 0 | 0 | 0 | 0 | 0 | 0 | 0 | 0 | 0 | 0 | 0 | 0 | 0 | 0 | 0 | 0 | 0 | 0 | 0 | 0 | 0 | 0 | 0 | 0 | 0 | 0 | 0 | 2 | 2 | 2 | 2 | 0 | 0 | 1 |  | 0 | 0 | 0 | 0 | 0 | 0 | 0 | 0 | 0 | 0 | 0 | 0 | 0.53 | 0 | 0 | 0 | 0 | 1 | 0 | 0 | 0 | 0 | 0 | 0 | 0 | 0 | 0 | 0 | 0 | 2 | 2 | 2 | 2 | 0 | 0 | 1 |  | 1 | 1 | 1 | 1 | 1 | 1 | 5- | 5- | 1 | 1
PG&E GBA | Contra Costa | 115 | 0 | 0 | 0 | 0 | 0 | 0 | 0 | 0 | 0 | 0 | 0 | 0 | 0 | 0 | 0 | 0 | 0 | 0 | 0 | 0 |  | 0 | 0 | 0 | 0 | 0 | 0 | 0 | 0 | 0 | 0 | 0 | 0 | 0 | 0 | 0 | 0 | 0 | 0 | 0 | 0 | 0 | 0 | 0 | 0 | 0 | 0 | 0 | 0 | 0 | 0 | 0 | 0 | 0 | 0 | 0 | 0 |  | 0 | 0 | 0 | 0 | 0 | 0 | 0 | 0 | 0 | 0 | 0 | 0 | 0 | 0 | 0 | 0 | 0 | 0 | 0 | 0 | 0 | 0 | 0 | 0 | 0 | 0 | 0 | 0 | 0 | 0 | 0 | 0 | 0 | 0 | 0 | 0 |  | 0 | 0 | 0 | 0 | 0 | 0 | 0 | 0 | 0 | 0 | 0 | 0 | 0 | 0 | 0 | 0 | 0 | 0 | 0 | 0 | 0 | 0 | 0 | 0 | 0 | 0 | 0 | 0 | 0 | 0 | 0 | 0 | 0 | 0 | 0 | 0 |  | 0 | 0 | 0 | 0 | 0 | 0 | 0 | 0 | 0 | 0 | 0 | 0 | 0 | 0 | 0 | 0 | 0 | 0 | 0 | 0 | 0 | 0 | 0 | 0 | 0 | 0 | 0 | 0 | 0 | 0 | 0 | 0 | 0 | 0 | 0 | 0 |  | 1 | 1 | 1 | 1 | 1 | 1 | 1 | 1 | 1 | 0
PG&E GBA | Contra Costa | 230 | 0 | 0 | 0 | 0 | 0 | 0 | 0 | 0 | 0 | 0 | 0 | 0 | 0 | 0 | 0 | 0 | 0 | 0 | 0 | 0 |  | 0 | 0 | 0 | 0 | 0 | 0 | 0 | 0 | 0 | 0 | 0 | 0 | 0 | 0 | 0 | 0 | 0 | 0 | 0 | 0 | 0 | 0 | 0 | 0 | 0 | 0 | 0 | 0 | 0 | 0 | 0 | 0 | 0 | 0 | 0 | 0 |  | 0 | 0 | 0 | 0 | 0 | 0 | 0 | 0 | 0 | 0 | 0 | 0 | 1.552 | 0 | 1.272 | 0 | 0 | 1 | 0 | 0 | 0 | 0 | 0 | 0 | 0 | 0 | 0 | 0 | 0 | 0 | 0 | 0 | 0 | 0 | 0 | 0 |  | 0 | 0 | 0 | 0 | 0 | 0 | 0 | 0 | 0 | 0 | 0 | 0 | 1.552 | 0 | 565.44 | 0 | 0 | 1 | 0 | 0 | 0 | 0 | 0 | 0 | 0 | 0 | 0 | 0 | 0 | 0 | -2 | 0 | -2 | 0 | 0 | 1 |  | 0 | 0 | 0 | 0 | 0 | 0 | 0 | 0 | 0 | 0 | 0 | 0 | 3.752 | 0 | 565.44 | 0 | 0 | 1 | 0 | 0 | 0 | 0 | 0 | 0 | 0 | 0 | 0 | 0 | 0 | 0 | -2 | 0 | -2 | 0 | 0 | 1 |  | 1 | 1 | 1 | 1 | 1 | 1 | 2+ | 2+ | 1 | 1
PG&E GBA | Contra Costa PP | 230 | 0 | 0 | 0 | 0 | 0 | 0 | 0 | 0 | 0 | 0 | 0 | 0 | 0 | 0 | 0 | 0 | 0 | 0 | 0 | 0 |  | 0 | 0 | 0 | 0 | 0 | 0 | 0 | 0 | 0 | 0 | 0 | 0 | 0 | 0 | 0 | 0 | 0 | 0 | 0 | 0 | 0 | 0 | 0 | 0 | 0 | 0 | 0 | 0 | 0 | 0 | 0 | 0 | 0 | 0 | 0 | 0 |  | 0 | 0 | 0 | 0 | 0 | 0 | 0 | 0 | 0 | 0 | 0 | 0 | 0 | 0 | 0 | 0 | 0 | 0 | 0 | 0 | 0 | 0 | 0 | 0 | 0 | 0 | 0 | 0 | 0 | 0 | 0 | 0 | 0 | 0 | 0 | 0 |  | 0 | 0 | 0 | 0 | 0 | 0 | 0 | 0 | 0 | 0 | 0 | 0 | 0 | 0 | 0 | 0 | 0 | 0 | 0 | 0 | 0 | 0 | 0 | 0 | 0 | 0 | 0 | 0 | 0 | 0 | 0 | 0 | 0 | 0 | 0 | 0 |  | 0 | 0 | 0 | 0 | 0 | 0 | 0 | 0 | 0 | 0 | 0 | 0 | 0 | 0 | 0 | 0 | 0 | 0 | 0 | 0 | 0 | 0 | 0 | 0 | 0 | 0 | 0 | 0 | 0 | 0 | 0 | 0 | 0 | 0 | 0 | 0 |  | 1 | 1 | 1 | 1 | 1 | 1 | 1 | 1 | 1 | 0
SCE NOL | Control | 115 | 116.8 | 0 | 0 | 0 | 0 | 0 | 0 | 0 | 0 | 0 | 0 | 0 | 0 | 0 | 0 | 0 | 0 | 0 | 0 | 1 |  | 0 | 0 | 0 | 0 | 0 | 0 | 0 | 0 | 0 | 0 | 0 | 0 | 0 | 0 | 0 | 0 | 0 | 0 | 2 | 2 | 0 | 0 | 0 | 0 | 0 | 0 | 0 | 0 | 0 | 0 | 0 | 0 | 0 | 0 | 0 | 1 |  | 0 | 0 | 0 | 0 | 0 | 0 | 0 | 0 | 0 | 0 | 0 | 0 | 0 | 0 | 0 | 0 | 0 | 0 | 2 | 2 | 0 | 0 | 0 | 0 | 0 | 0 | 0 | 0 | 0 | 0 | 0 | 0 | 0 | 0 | 0 | 1 |  | 0 | 0 | 0 | 0 | 0 | 0 | 0 | 0 | 0 | 0 | 0 | 0 | 0 | 0 | 0 | 0 | 0 | 0 | 2 | 2 | 0 | 0 | 0 | 0 | 0 | 0 | 0 | 0 | 0 | 0 | 0 | 0 | 0 | 0 | 0 | 1 |  | 0 | 4.5 | 0 | 0 | 0 | 0 | 0 | 0 | 0 | 0 | 0 | 0 | 0 | 0 | 0 | 0 | 0 | 1 | 2 | 2 | 0 | 0 | 0 | 0 | 0 | 0 | 0 | 0 | 0 | 0 | 0 | 0 | 0 | 0 | 0 | 1 |  | 5- | 1 | 1 | 1 | 1 | 1 | 1 | 1 | 1 | 1
SCE NOL | Control | 55 | 0 | 0 | 0 | 0 | 0 | 0 | 0 | 0 | 0 | 0 | 0 | 0 | 0 | 0 | 0 | 0 | 0 | 0 | 0 | 0 |  | 0 | 0 | 0 | 0 | 0 | 0 | 0 | 0 | 0 | 0 | 0 | 0 | 0 | 0 | 0 | 0 | 0 | 0 | 0 | 0 | 0 | 0 | 0 | 0 | 0 | 0 | 0 | 0 | 0 | 0 | 0 | 0 | 0 | 0 | 0 | 0 |  | 0 | 0 | 0 | 0 | 0 | 0 | 0 | 0 | 0 | 0 | 0 | 0 | 0 | 0 | 0 | 0 | 0 | 0 | 0 | 0 | 0 | 0 | 0 | 0 | 0 | 0 | 0 | 0 | 0 | 0 | 0 | 0 | 0 | 0 | 0 | 0 |  | 0 | 0 | 0 | 0 | 0 | 0 | 0 | 0 | 0 | 0 | 0 | 0 | 0 | 0 | 0 | 0 | 0 | 0 | 0 | 0 | 0 | 0 | 0 | 0 | 0 | 0 | 0 | 0 | 0 | 0 | 0 | 0 | 0 | 0 | 0 | 0 |  | 0 | 0 | 0 | 0 | 0 | 0 | 0 | 0 | 0 | 0 | 0 | 0 | 0 | 0 | 0 | 0 | 0 | 0 | 0 | 0 | 0 | 0 | 0 | 0 | 0 | 0 | 0 | 0 | 0 | 0 | 0 | 0 | 0 | 0 | 0 | 0 |  | 1 | 1 | 1 | 1 | 1 | 1 | 1 | 1 | 1 | 0
PG&E GBA | Cooley Landing | 115 | 0 | 0 | 0 | 0 | 0 | 0 | 0 | 0 | 0 | 0 | 0 | 0 | 0 | 50 | 50 | 0 | 0 | 0 | 0 | 1 |  | 0 | 0 | 0 | 0 | 0 | 0 | 0 | 0 | 0 | 0 | 0 | 0 | 0 | 0 | 0 | 0 | 0 | 0 | 0 | 0 | 0 | 0 | 0 | 0 | 0 | 0 | 0 | 0 | 0 | 0 | 2 | 0 | 0 | 0 | 0 | 1 |  | 0 | 0 | 0 | 0 | 0 | 0 | 0 | 0 | 0 | 0 | 0 | 0 | 0 | 0 | 0 | 0 | 0 | 0 | 0 | 0 | 0 | 0 | 0 | 0 | 0 | 0 | 0 | 0 | 0 | 0 | 2 | 0 | 0 | 0 | 0 | 1 |  | 0 | 0 | 0 | 0 | 0 | 0 | 0 | 0 | 0 | 0 | 0 | 0 | 0 | 0 | 0 | 0 | 0 | 0 | 0 | 0 | 0 | 0 | 0 | 0 | 0 | 0 | 0 | 0 | 0 | 0 | 2 | 0 | 0 | 0 | 0 | 1 |  | 0 | 0 | 0 | 0 | 0 | 0 | 0 | 0 | 0 | 0 | 0 | 0 | 0 | 0 | 0 | 0 | 0 | 0 | 0 | 0 | 0 | 0 | 0 | 0 | 0 | 0 | 0 | 0 | 0 | 0 | 2 | 0 | 0 | 0 | 0 | 1 |  | 1 | 1 | 1 | 1 | 1 | 1 | 5- | 1 | 1 | 1
PG&E GBA | Cooley Landing | 60 | 0 | 0 | 0 | 0 | 0 | 0 | 0 | 0 | 0 | 0 | 0 | 0 | 0 | 0 | 0 | 0 | 0 | 0 | 0 | 0 |  | 0 | 0 | 0 | 0 | 0 | 0 | 0 | 0 | 0 | 0 | 0 | 0 | 0 | 0 | 0 | 0 | 0 | 0 | 0 | 0 | 0 | 0 | 0 | 0 | 0 | 0 | 0 | 0 | 0 | 0 | 0 | 0 | 0 | 0 | 0 | 0 |  | 0 | 0 | 0 | 0 | 0 | 0 | 0 | 0 | 0 | 0 | 0 | 0 | 0 | 0 | 0 | 0 | 0 | 0 | 0 | 0 | 0 | 0 | 0 | 0 | 0 | 0 | 0 | 0 | 0 | 0 | 0 | 0 | 0 | 0 | 0 | 0 |  | 0 | 0 | 0 | 0 | 0 | 0 | 0 | 0 | 0 | 0 | 0 | 0 | 0 | 65 | 100.9 | 0 | 0 | 1 | 0 | 0 | 0 | 0 | 0 | 0 | 0 | 0 | 0 | 0 | 0 | 0 | 0 | -2 | -2 | 0 | 0 | 1 |  | 0 | 0 | 0 | 0 | 0 | 0 | 0 | 0 | 0 | 0 | 0 | 0 | 0 | 65 | 100.9 | 0 | 0 | 1 | 0 | 0 | 0 | 0 | 0 | 0 | 0 | 0 | 0 | 0 | 0 | 0 | 0 | -2 | -2 | 0 | 0 | 1 |  | 1 | 1 | 1 | 1 | 1 | 1 | 1 | 4+ | 1 | 1
SCE NOL | Coolwater | 230 | 0 | 0 | 0 | 0 | 0 | 0 | 0 | 0 | 0 | 0 | 0 | 0 | 0 | 0 | 0 | 0 | 0 | 0 | 0 | 0 |  | 0 | 0 | 0 | 0 | 0 | 0 | 0 | 0 | 0 | 0 | 0 | 0 | 0 | 0 | 0 | 0 | 0 | 0 | 0 | 0 | 0 | 0 | 0 | 0 | 0 | 0 | 0 | 0 | 0 | 0 | 0 | 0 | 0 | 0 | 0 | 0 |  | 0 | 0 | 0 | 0 | 0 | 212.18 | 0 | 0 | 0 | 0 | 0 | 0 | 206.59 | 113.5 | 204.16 | 0 | 0 | 1 | 0 | 0 | 0 | 0 | 0 | -2 | 0 | 0 | 0 | 0 | 0 | 0 | -2 | -2 | -2 | 0 | 0 | 1 |  | 0 | 0 | 0 | 0 | 0 | 212.18 | 0 | 0 | 0 | 0 | 0 | 0 | 206.59 | 113.5 | 204.16 | 0 | 0 | 1 | 0 | 0 | 0 | 0 | 0 | -2 | 0 | 0 | 0 | 0 | 0 | 0 | -1 | -2 | -2 | 0 | 0 | 1 |  | 0 | 0 | 0 | 0 | 0 | 212.18 | 0 | 0 | 0 | 0 | 0 | 0 | 206.59 | 113.5 | 204.16 | 0 | 0 | 1 | 0 | 0 | 0 | 0 | 0 | -2 | 0 | 0 | 0 | 0 | 0 | 0 | -2 | -2 | -2 | 0 | 0 | 1 |  | 1 | 1 | 4+ | 1 | 1 | 1 | 4+ | 4+ | 1 | 1
SCE NOL | Coolwater | 115 | 0 | 0 | 0 | 0 | 0 | 0 | 0 | 0 | 0 | 0 | 0 | 0 | 0 | 0 | 0 | 0 | 0 | 0 | 0 | 0 |  | 0 | 0 | 0 | 0 | 0 | 0 | 0 | 0 | 0 | 0 | 0 | 148.96 | 148.96 | 5 | 5 | 0 | 0 | 1 | 0 | 0 | 0 | 0 | 0 | 0 | 0 | 0 | 0 | 0 | 0 | -2 | -2 | -2 | -2 | 0 | 0 | 1 |  | 0 | 0 | 0 | 0 | 0 | 0 | 0 | 0 | 0 | 0 | 4.9 | 0 | 9.89 | 0 | 9.89 | 0 | 0 | 1 | 0 | 0 | 0 | 0 | 0 | 0 | 0 | 0 | 0 | 0 | -2 | 0 | -2 | 0 | -2 | 0 | 0 | 1 |  | 0 | 0 | 0 | 0 | 0 | 0 | 0 | 0 | 0 | 0 | 4.9 | 0 | 9.89 | 0 | 9.89 | 0 | 0 | 1 | 0 | 0 | 0 | 0 | 0 | 0 | 0 | 0 | 0 | 0 | -2 | 0 | -1 | 0 | -2 | 0 | 0 | 1 |  | 0 | 0 | 0 | 0 | 0 | 0 | 0 | 0 | 0 | 0 | 4.9 | 0 | 17.69 | 0 | 9.89 | 0 | 0 | 1 | 0 | 0 | 0 | 0 | 0 | 0 | 0 | 0 | 0 | 0 | -2 | 0 | -2 | 0 | -2 | 0 | 0 | 1 |  | 1 | 1 | 1 | 1 | 1 | 4+ | 4+ | 4+ | 1 | 1
PG&E KERN | Copus | 70 | 0 | 0 | 0 | 0 | 0 | 0 | 0 | 0 | 0 | 0 | 0 | 0 | 0 | 0 | 0 | 0 | 0 | 0 | 0 | 0 |  | 0 | 0 | 0 | 0 | 0 | 0 | 0 | 0 | 0 | 0 | 0 | 0 | 0 | 0 | 0 | 0 | 0 | 0 | 0 | 0 | 0 | 0 | 0 | 0 | 0 | 0 | 0 | 0 | 0 | 0 | 0 | 0 | 0 | 0 | 0 | 0 |  | 0 | 0 | 0 | 0 | 0 | 0 | 0 | 0 | 0 | 0 | 0 | 0 | 7.2964 | 0 | 2.65 | 0 | 0 | 1 | 0 | 0 | 0 | 0 | 0 | 0 | 0 | 0 | 0 | 0 | 0 | 0 | -2 | 0 | 0 | 0 | 0 | 1 |  | 0 | 0 | 0 | 0 | 0 | 0 | 0 | 0 | 0 | 0 | 0 | 0 | 7.2964 | 0 | 2.65 | 0 | 0 | 1 | 0 | 0 | 0 | 0 | 0 | 0 | 0 | 0 | 0 | 0 | 0 | 0 | -1 | 0 | 0 | 0 | 0 | 1 |  | 0 | 0 | 0 | 0 | 0 | 0 | 0 | 0 | 0 | 0 | 0 | 0 | 12.2864 | 0 | 2.65 | 0 | 0 | 1 | 0 | 0 | 0 | 0 | 0 | 0 | 0 | 0 | 0 | 0 | 0 | 0 | -2 | 0 | 0 | 0 | 0 | 1 |  | 1 | 1 | 1 | 1 | 1 | 1 | 4+ | 1 | 1 | 1
PG&E FRESNO | Corcoran | 70 | 0 | 0 | 0 | 0 | 0 | 0 | 0 | 0 | 0 | 0 | 0 | 0 | 0 | 0 | 0 | 0 | 0 | 0 | 0 | 0 |  | 0 | 0 | 0 | 0 | 0 | 0 | 0 | 0 | 0 | 0 | 0 | 0 | 0 | 0 | 0 | 0 | 0 | 0 | 0 | 0 | 0 | 0 | 0 | 0 | 0 | 0 | 0 | 0 | 0 | 0 | 0 | 0 | 0 | 0 | 0 | 0 |  | 0 | 0 | 0 | 0 | 0 | 0 | 0 | 0 | 0 | 0 | 0 | 0 | 0 | 0 | 0 | 0 | 0 | 0 | 0 | 0 | 0 | 0 | 0 | 0 | 0 | 0 | 0 | 0 | 0 | 0 | 0 | 0 | 0 | 0 | 0 | 0 |  | 0 | 0 | 0 | 0 | 0 | 0 | 0 | 0 | 0 | 0 | 0 | 0 | 0 | 0 | 0 | 0 | 0 | 0 | 0 | 0 | 0 | 0 | 0 | 0 | 0 | 0 | 0 | 0 | 0 | 0 | 0 | 0 | 0 | 0 | 0 | 0 |  | 0 | 0 | 0 | 0 | 0 | 0 | 0 | 0 | 0 | 0 | 0 | 0 | 0 | 0 | 0 | 0 | 0 | 0 | 0 | 0 | 0 | 0 | 0 | 0 | 0 | 0 | 0 | 0 | 0 | 0 | 0 | 0 | 0 | 0 | 0 | 0 |  | 1 | 1 | 1 | 1 | 1 | 1 | 1 | 1 | 1 | 0
PG&E FRESNO | Corcoran | 115 | 0 | 0 | 0 | 0 | 0 | 0 | 0 | 0 | 0 | 0 | 0 | 0 | 0 | 0 | 0 | 0 | 0 | 0 | 0 | 0 |  | 0 | 0 | 0 | 0 | 0 | 0 | 0 | 0 | 0 | 0 | 0 | 0 | 0 | 0 | 0 | 0 | 0 | 0 | 0 | 0 | 0 | 0 | 0 | 0 | 0 | 0 | 0 | 0 | 0 | 0 | 0 | 0 | 0 | 0 | 0 | 0 |  | 0 | 0 | 0 | 0 | 0 | 0 | 0 | 0 | 0 | 0 | 0 | 0 | 0 | 0 | 0 | 0 | 0 | 0 | 0 | 0 | 0 | 0 | 0 | 0 | 0 | 0 | 0 | 0 | 0 | 0 | 0 | 0 | 0 | 0 | 0 | 0 |  | 0 | 0 | 0 | 0 | 0 | 0 | 0 | 0 | 0 | 0 | 0 | 0 | 0 | 0 | 0 | 0 | 0 | 0 | 0 | 0 | 0 | 0 | 0 | 0 | 0 | 0 | 0 | 0 | 0 | 0 | 0 | 0 | 0 | 0 | 0 | 0 |  | 0 | 0 | 0 | 0 | 0 | 0 | 0 | 0 | 0 | 0 | 0 | 0 | 0 | 0 | 0 | 0 | 0 | 0 | 0 | 0 | 0 | 0 | 0 | 0 | 0 | 0 | 0 | 0 | 0 | 0 | 0 | 0 | 0 | 0 | 0 | 0 |  | 1 | 1 | 1 | 1 | 1 | 1 | 1 | 1 | 1 | 0
PG&E NGBA | Corona | 115 | 0 | 0 | 0 | 0 | 0 | 0 | 0 | 0 | 0 | 0 | 0 | 0 | 0 | 0 | 0 | 0 | 0 | 0 | 0 | 0 |  | 0 | 0 | 0 | 0 | 0 | 0 | 0 | 0 | 0 | 0 | 0 | 0 | 0 | 0 | 0 | 0 | 0 | 0 | 0 | 0 | 0 | 0 | 0 | 0 | 0 | 0 | 0 | 0 | 0 | 0 | 0 | 0 | 0 | 0 | 0 | 0 |  | 0 | 0 | 0 | 0 | 0 | 0 | 0 | 0 | 0 | 0 | 0 | 0 | 83.54 | 80 | 80 | 0 | 0 | 1 | 0 | 0 | 0 | 0 | 0 | 0 | 0 | 0 | 0 | 0 | 0 | 0 | -2 | -2 | -2 | 0 | 0 | 1 |  | 0 | 0 | 0 | 0 | 0 | 0 | 0 | 0 | 0 | 0 | 0 | 0 | 83.54 | 80 | 80 | 0 | 0 | 1 | 0 | 0 | 0 | 0 | 0 | 0 | 0 | 0 | 0 | 0 | 0 | 0 | -1 | -2 | -2 | 0 | 0 | 1 |  | 0 | 0 | 0 | 0 | 0 | 0 | 0 | 0 | 0 | 0 | 0 | 0 | 83.54 | 80 | 80 | 0 | 0 | 1 | 0 | 0 | 0 | 0 | 0 | 0 | 0 | 0 | 0 | 0 | 0 | 0 | -2 | -2 | -2 | 0 | 0 | 1 |  | 1 | 1 | 1 | 1 | 1 | 1 | 4+ | 4+ | 1 | 1
PG&E NGBA | Cortina | 230 | 115 | 0 | 0 | 101 | 101 | 0 | 0 | 0 | 0 | 0 | 0 | 0 | 0 | 0 | 0 | 0 | 0 | 0 | 0 | 1 |  | 0 | 0 | 0 | 0 | 0 | 0 | 0 | 0 | 0 | 0 | 0 | 0 | 0 | 0 | 0 | 0 | 0 | 0 | 2 | 2 | 0 | 0 | 0 | 2 | 0 | 0 | 0 | 0 | 0 | 0 | 0 | 0 | 0 | 0 | 0 | 1 |  | 0 | 0 | 0 | 0 | 0 | 0 | 0 | 0 | 0 | 0 | 0 | 0 | 0 | 0 | 0 | 0 | 0 | 0 | 2 | 2 | 0 | 0 | 0 | 2 | 0 | 0 | 0 | 0 | 0 | 0 | 0 | 0 | 0 | 0 | 0 | 1 |  | 0 | 0 | 0 | 0 | 0 | 0 | 0 | 0 | 0 | 0 | 0 | 0 | 0 | 0 | 0 | 0 | 0 | 0 | 2 | 2 | 0 | 0 | 0 | 2 | 0 | 0 | 0 | 0 | 0 | 0 | 0 | 0 | 0 | 0 | 0 | 1 |  | 0 | 0 | 0 | 0 | 0 | 0 | 0 | 0 | 0 | 0 | 0 | 0 | 5 | 0 | 0 | 0 | 0 | 1 | 2 | 2 | 0 | 0 | 0 | 2 | 0 | 0 | 0 | 0 | 0 | 0 | -2 | 0 | 0 | 0 | 0 | 1 |  | 5- | 1 | 5- | 1 | 1 | 1 | 1+ | 1 | 1 | 1
PG&E NGBA | Cortina | 115 | 0 | 0 | 0 | 0 | 0 | 0 | 0 | 0 | 0 | 0 | 0 | 0 | 0 | 0 | 0 | 0 | 0 | 0 | 0 | 0 |  | 0 | 0 | 0 | 0 | 0 | 0 | 0 | 0 | 0 | 0 | 0 | 0 | 83.54 | 161 | 230 | 0 | 0 | 1 | 0 | 0 | 0 | 0 | 0 | 0 | 0 | 0 | 0 | 0 | 0 | 0 | -2 | -2 | -2 | 0 | 0 | 1 |  | 0 | 0 | 0 | 0 | 0 | 0 | 0 | 0 | 0 | 0 | 0 | 0 | 0 | 81 | 150 | 0 | 0 | 1 | 0 | 0 | 0 | 0 | 0 | 0 | 0 | 0 | 0 | 0 | 0 | 0 | 0 | -2 | -2 | 0 | 0 | 1 |  | 0 | 0 | 0 | 0 | 0 | 0 | 0 | 0 | 0 | 0 | 0 | 0 | 0 | 81 | 150 | 0 | 0 | 1 | 0 | 0 | 0 | 0 | 0 | 0 | 0 | 0 | 0 | 0 | 0 | 0 | 0 | -2 | -2 | 0 | 0 | 1 |  | 0 | 0 | 0 | 0 | 0 | 0 | 0 | 0 | 0 | 0 | 0 | 0 | 0 | 81 | 150 | 0 | 0 | 1 | 0 | 0 | 0 | 0 | 0 | 0 | 0 | 0 | 0 | 0 | 0 | 0 | 0 | -2 | -2 | 0 | 0 | 1 |  | 1 | 1 | 1 | 1 | 1 | 1 | 1 | 4+ | 1 | 1
PG&E GBA | Cottle | 230 | 0 | 0 | 0 | 0 | 0 | 0 | 0 | 0 | 0 | 0 | 0 | 0 | 0 | 0 | 0 | 0 | 0 | 0 | 0 | 0 |  | 0 | 0 | 0 | 0 | 0 | 0 | 0 | 0 | 0 | 0 | 0 | 0 | 0 | 0 | 0 | 0 | 0 | 0 | 0 | 0 | 0 | 0 | 0 | 0 | 0 | 0 | 0 | 0 | 0 | 0 | 0 | 0 | 0 | 0 | 0 | 0 |  | 0 | 0 | 0 | 0 | 0 | 0 | 0 | 0 | 0 | 0 | 0 | 0 | 0 | 0 | 0 | 0 | 0 | 0 | 0 | 0 | 0 | 0 | 0 | 0 | 0 | 0 | 0 | 0 | 0 | 0 | 0 | 0 | 0 | 0 | 0 | 0 |  | 0 | 0 | 0 | 0 | 0 | 0 | 0 | 0 | 0 | 0 | 0 | 0 | 0 | 54 | 102.672 | 0 | 0 | 1 | 0 | 0 | 0 | 0 | 0 | 0 | 0 | 0 | 0 | 0 | 0 | 0 | 0 | -2 | -2 | 0 | 0 | 1 |  | 0 | 0 | 0 | 0 | 0 | 0 | 0 | 0 | 0 | 0 | 0 | 0 | 0 | 54 | 102.672 | 0 | 0 | 1 | 0 | 0 | 0 | 0 | 0 | 0 | 0 | 0 | 0 | 0 | 0 | 0 | 0 | -2 | -2 | 0 | 0 | 1 |  | 1 | 1 | 1 | 1 | 1 | 1 | 1 | 4+ | 1 | 1
PG&E NGBA | Cottonwood | 115 | 0 | 0 | 0 | 0 | 0 | 0 | 0 | 0 | 0 | 0 | 0 | 0 | 0 | 0 | 0 | 0 | 0 | 0 | 0 | 0 |  | 0 | 0 | 0 | 0 | 0 | 0 | 0 | 0 | 0 | 0 | 0 | 0 | 0 | 0 | 0 | 0 | 0 | 0 | 0 | 0 | 0 | 0 | 0 | 0 | 0 | 0 | 0 | 0 | 0 | 0 | 0 | 0 | 0 | 0 | 0 | 0 |  | 0 | 0 | 0 | 0 | 0 | 0 | 0 | 0 | 0 | 0 | 0 | 0 | 0 | 0 | 0 | 0 | 0 | 0 | 0 | 0 | 0 | 0 | 0 | 0 | 0 | 0 | 0 | 0 | 0 | 0 | 0 | 0 | 0 | 0 | 0 | 0 |  | 0 | 0 | 0 | 0 | 0 | 0 | 0 | 0 | 0 | 0 | 0 | 0 | 0 | 0 | 0 | 0 | 0 | 0 | 0 | 0 | 0 | 0 | 0 | 0 | 0 | 0 | 0 | 0 | 0 | 0 | 0 | 0 | 0 | 0 | 0 | 0 |  | 0 | 0 | 0 | 0 | 0 | 0 | 0 | 0 | 0 | 0 | 0 | 0 | 0 | 0 | 0 | 0 | 0 | 0 | 0 | 0 | 0 | 0 | 0 | 0 | 0 | 0 | 0 | 0 | 0 | 0 | 0 | 0 | 0 | 0 | 0 | 0 |  | 1 | 1 | 1 | 1 | 1 | 1 | 1 | 1 | 1 | 0
PG&E NGBA | Cottonwood | 230 | 105 | 0 | 100 | 0 | 100 | 0 | 0 | 0 | 0 | 0 | 0 | 0 | 0 | 0 | 0 | 0 | 0 | 0 | 0 | 1 |  | 0 | 0 | 0 | 0 | 0 | 0 | 0 | 0 | 0 | 0 | 0 | 0 | 0 | 0 | 0 | 0 | 0 | 0 | 2 | 2 | 0 | 0 | 2 | 2 | 0 | 0 | 0 | 0 | 0 | 0 | 0 | 0 | 0 | 0 | 0 | 1 |  | 0 | 0 | 0 | 0 | 0 | 0 | 0 | 0 | 0 | 0 | 0 | 0 | 0 | 0 | 0 | 0 | 0 | 0 | 2 | 2 | 0 | 0 | 2 | 2 | 0 | 0 | 0 | 0 | 0 | 0 | 0 | 0 | 0 | 0 | 0 | 1 |  | 0 | 0 | 0 | 0 | 0 | 0 | 0 | 0 | 0 | 0 | 0 | 0 | 0 | 0 | 0 | 0 | 0 | 0 | 2 | 2 | 0 | 0 | 2 | 2 | 0 | 0 | 0 | 0 | 0 | 0 | 0 | 0 | 0 | 0 | 0 | 1 |  | 0 | 0 | 0 | 0 | 0 | 0 | 0 | 0 | 0 | 0 | 0 | 0 | 0 | 0 | 0 | 0 | 0 | 0 | 2 | 2 | 0 | 0 | 2 | 2 | 0 | 0 | 0 | 0 | 0 | 0 | 0 | 0 | 0 | 0 | 0 | 1 |  | 5- | 1 | 5- | 1 | 1 | 1 | 1 | 1 | 1 | 1
PG&E NGBA | Cottonwood | 60 | 0 | 0 | 0 | 0 | 0 | 0 | 0 | 0 | 0 | 0 | 0 | 0 | 0 | 0 | 0 | 0 | 0 | 0 | 0 | 0 |  | 0 | 0 | 0 | 0 | 0 | 0 | 0 | 0 | 0 | 0 | 0 | 0 | 0 | 0 | 0 | 0 | 0 | 0 | 0 | 0 | 0 | 0 | 0 | 0 | 0 | 0 | 0 | 0 | 0 | 0 | 0 | 0 | 0 | 0 | 0 | 0 |  | 0 | 0 | 0 | 0 | 0 | 0 | 0 | 0 | 0 | 0 | 0 | 0 | 0 | 0 | 0 | 0 | 0 | 0 | 0 | 0 | 0 | 0 | 0 | 0 | 0 | 0 | 0 | 0 | 0 | 0 | 0 | 0 | 0 | 0 | 0 | 0 |  | 0 | 0 | 0 | 0 | 0 | 0 | 0 | 0 | 0 | 0 | 0 | 0 | 0 | 0 | 0 | 0 | 0 | 0 | 0 | 0 | 0 | 0 | 0 | 0 | 0 | 0 | 0 | 0 | 0 | 0 | 0 | 0 | 0 | 0 | 0 | 0 |  | 0 | 0 | 0 | 0 | 0 | 0 | 0 | 0 | 0 | 0 | 0 | 0 | 0 | 0 | 0 | 0 | 0 | 0 | 0 | 0 | 0 | 0 | 0 | 0 | 0 | 0 | 0 | 0 | 0 | 0 | 0 | 0 | 0 | 0 | 0 | 0 |  | 1 | 1 | 1 | 1 | 1 | 1 | 1 | 1 | 1 | 0
PG&E NGBA | Cove Road | 230 | 0 | 0 | 140 | 0 | 140 | 0 | 0 | 0 | 0 | 0 | 0 | 0 | 0 | 0 | 0 | 0 | 0 | 0 | 0 | 1 |  | 0 | 0 | 0 | 0 | 0 | 0 | 0 | 0 | 0 | 0 | 0 | 0 | 0 | 0 | 0 | 0 | 0 | 0 | 0 | 0 | 0 | 0 | 2 | 2 | 0 | 0 | 0 | 0 | 0 | 0 | 0 | 0 | 0 | 0 | 0 | 1 |  | 0 | 0 | 0 | 0 | 0 | 0 | 0 | 0 | 0 | 0 | 0 | 0 | 0 | 0 | 0 | 0 | 0 | 0 | 0 | 0 | 0 | 0 | 2 | 2 | 0 | 0 | 0 | 0 | 0 | 0 | 0 | 0 | 0 | 0 | 0 | 1 |  | 0 | 0 | 0 | 0 | 0 | 0 | 0 | 0 | 0 | 0 | 0 | 0 | 0 | 0 | 0 | 0 | 0 | 0 | 0 | 0 | 0 | 0 | 2 | 2 | 0 | 0 | 0 | 0 | 0 | 0 | 0 | 0 | 0 | 0 | 0 | 1 |  | 0 | 0 | 0 | 0 | 0 | 0 | 0 | 0 | 0 | 0 | 0 | 0 | 0 | 0 | 0 | 0 | 0 | 0 | 0 | 0 | 0 | 0 | 2 | 2 | 0 | 0 | 0 | 0 | 0 | 0 | 0 | 0 | 0 | 0 | 0 | 1 |  | 1 | 1 | 5- | 1 | 1 | 1 | 1 | 1 | 1 | 1
PG&E GBA | Coyote | 230 | 0 | 0 | 0 | 0 | 0 | 0 | 0 | 0 | 0 | 0 | 0 | 0 | 0 | 0 | 0 | 0 | 0 | 0 | 0 | 0 |  | 0 | 0 | 0 | 0 | 0 | 0 | 0 | 0 | 0 | 0 | 0 | 0 | 0 | 0 | 0 | 0 | 0 | 0 | 0 | 0 | 0 | 0 | 0 | 0 | 0 | 0 | 0 | 0 | 0 | 0 | 0 | 0 | 0 | 0 | 0 | 0 |  | 0 | 0 | 0 | 0 | 0 | 0 | 0 | 0 | 0 | 0 | 0 | 0 | 0 | 0 | 0 | 0 | 0 | 0 | 0 | 0 | 0 | 0 | 0 | 0 | 0 | 0 | 0 | 0 | 0 | 0 | 0 | 0 | 0 | 0 | 0 | 0 |  | 0 | 0 | 0 | 0 | 0 | 0 | 0 | 0 | 0 | 0 | 0 | 0 | 0 | 0 | 0 | 0 | 0 | 0 | 0 | 0 | 0 | 0 | 0 | 0 | 0 | 0 | 0 | 0 | 0 | 0 | 0 | 0 | 0 | 0 | 0 | 0 |  | 0 | 0 | 0 | 0 | 0 | 0 | 0 | 0 | 0 | 0 | 0 | 0 | 0 | 0 | 0 | 0 | 0 | 0 | 0 | 0 | 0 | 0 | 0 | 0 | 0 | 0 | 0 | 0 | 0 | 0 | 0 | 0 | 0 | 0 | 0 | 0 |  | 1 | 1 | 1 | 1 | 1 | 1 | 1 | 1 | 1 | 0
PG&E GBA | Crazy Horse Canyon | 115 | 0 | 0 | 50 | 0 | 50 | 0 | 0 | 0 | 0 | 0 | 0 | 0 | 0 | 0 | 0 | 0 | 0 | 0 | 0 | 1 |  | 0 | 0 | 0 | 0 | 0 | 0 | 0 | 0 | 0 | 0 | 0 | 0 | 0 | 0 | 0 | 0 | 0 | 0 | 0 | 0 | 0 | 0 | 2 | 2 | 0 | 0 | 0 | 0 | 0 | 0 | 0 | 0 | 0 | 0 | 0 | 1 |  | 0 | 0 | 0 | 0 | 0 | 0 | 0 | 0 | 0 | 0 | 0 | 0 | 0 | 0 | 0 | 0 | 0 | 0 | 0 | 0 | 0 | 0 | 2 | 2 | 0 | 0 | 0 | 0 | 0 | 0 | 0 | 0 | 0 | 0 | 0 | 1 |  | 0 | 0 | 0 | 0 | 0 | 0 | 0 | 0 | 0 | 0 | 0 | 0 | 0 | 0 | 0 | 0 | 0 | 0 | 0 | 0 | 0 | 0 | 2 | 2 | 0 | 0 | 0 | 0 | 0 | 0 | 0 | 0 | 0 | 0 | 0 | 1 |  | 0 | 0 | 0 | 0 | 0 | 0 | 0 | 0 | 0 | 0 | 0 | 0 | 0 | 0 | 0 | 0 | 0 | 0 | 0 | 0 | 0 | 0 | 2 | 2 | 0 | 0 | 0 | 0 | 0 | 0 | 0 | 0 | 0 | 0 | 0 | 1 |  | 1 | 1 | 5- | 1 | 1 | 1 | 1 | 1 | 1 | 1
SDGE | Creelman | 69 | 0 | 0 | 0 | 0 | 0 | 0 | 0 | 0 | 0 | 0 | 0 | 0 | 0 | 0 | 0 | 0 | 0 | 0 | 0 | 0 |  | 0 | 0 | 0 | 0 | 0 | 0 | 0 | 0 | 0 | 0 | 0 | 0 | 0 | 0 | 0 | 0 | 0 | 0 | 0 | 0 | 0 | 0 | 0 | 0 | 0 | 0 | 0 | 0 | 0 | 0 | 0 | 0 | 0 | 0 | 0 | 0 |  | 0 | 0 | 0 | 0 | 0 | 0 | 0 | 0 | 0 | 0 | 0 | 0 | 0 | 0 | 0 | 0 | 0 | 0 | 0 | 0 | 0 | 0 | 0 | 0 | 0 | 0 | 0 | 0 | 0 | 0 | 0 | 0 | 0 | 0 | 0 | 0 |  | 0 | 0 | 0 | 0 | 0 | 0 | 0 | 0 | 0 | 0 | 0 | 0 | 0 | 0 | 52 | 0 | 0 | 1 | 0 | 0 | 0 | 0 | 0 | 0 | 0 | 0 | 0 | 0 | 0 | 0 | 0 | 0 | -2 | 0 | 0 | 1 |  | 0 | 0 | 0 | 0 | 0 | 0 | 0 | 0 | 0 | 0 | 0 | 0 | 2 | 0 | 93 | 0 | 0 | 1 | 0 | 0 | 0 | 0 | 0 | 0 | 0 | 0 | 0 | 0 | 0 | 0 | 0 | 0 | -2 | 0 | 0 | 1 |  | 1 | 1 | 1 | 1 | 1 | 1 | 1 | 2+ | 1 | 1
PG&E FRESNO | Crescent | 70 | 0 | 0 | 0 | 0 | 0 | 0 | 0 | 0 | 0 | 0 | 0 | 0 | 0 | 0 | 0 | 0 | 0 | 0 | 0 | 0 |  | 0 | 0 | 0 | 0 | 0 | 0 | 0 | 0 | 0 | 0 | 0 | 0 | 1.1746 | 0 | 1.1746 | 0 | 0 | 1 | 0 | 0 | 0 | 0 | 0 | 0 | 0 | 0 | 0 | 0 | 0 | 0 | -2 | 0 | -2 | 0 | 0 | 1 |  | 0 | 0 | 0 | 0 | 0 | 0 | 0 | 0 | 0 | 0 | 0 | 0 | 36.1746 | 35 | 0 | 0 | 0 | 1 | 0 | 0 | 0 | 0 | 0 | 0 | 0 | 0 | 0 | 0 | 0 | 0 | -2 | -2 | 0 | 0 | 0 | 1 |  | 0 | 0 | 0 | 0 | 0 | 0 | 0 | 0 | 0 | 0 | 0 | 0 | 72.1536 | 70 | 35.951 | 0 | 0 | 1 | 0 | 0 | 0 | 0 | 0 | 0 | 0 | 0 | 0 | 0 | 0 | 0 | -1 | -2 | -2 | 0 | 0 | 1 |  | 0 | 0 | 0 | 0 | 0 | 0 | 0 | 0 | 0 | 0 | 0 | 0 | 72.1536 | 70 | 35.951 | 0 | 0 | 1 | 0 | 0 | 0 | 0 | 0 | 0 | 0 | 0 | 0 | 0 | 0 | 0 | -2 | -2 | -2 | 0 | 0 | 1 |  | 1 | 1 | 1 | 1 | 1 | 1 | 4+ | 4+ | 1 | 1
PG&E FRESNO | Cressey | 115 | 0 | 0 | 0 | 0 | 0 | 0 | 0 | 0 | 0 | 0 | 0 | 0 | 0 | 0 | 0 | 0 | 0 | 0 | 0 | 0 |  | 0 | 0 | 0 | 0 | 0 | 0 | 0 | 0 | 0 | 0 | 0 | 0 | 0 | 0 | 0 | 0 | 0 | 0 | 0 | 0 | 0 | 0 | 0 | 0 | 0 | 0 | 0 | 0 | 0 | 0 | 0 | 0 | 0 | 0 | 0 | 0 |  | 0 | 0 | 0 | 0 | 0 | 0 | 0 | 0 | 0 | 0 | 0 | 0 | 0 | 0 | 0 | 0 | 0 | 0 | 0 | 0 | 0 | 0 | 0 | 0 | 0 | 0 | 0 | 0 | 0 | 0 | 0 | 0 | 0 | 0 | 0 | 0 |  | 0 | 0 | 0 | 0 | 0 | 0 | 0 | 0 | 0 | 0 | 0 | 0 | 0 | 0 | 0 | 0 | 0 | 0 | 0 | 0 | 0 | 0 | 0 | 0 | 0 | 0 | 0 | 0 | 0 | 0 | 0 | 0 | 0 | 0 | 0 | 0 |  | 0 | 0 | 0 | 0 | 0 | 0 | 0 | 0 | 0 | 0 | 0 | 0 | 19.685 | 0 | 0 | 0 | 0 | 1 | 0 | 0 | 0 | 0 | 0 | 0 | 0 | 0 | 0 | 0 | 0 | 0 | -2 | 0 | 0 | 0 | 0 | 1 |  | 1 | 1 | 1 | 1 | 1 | 1 | 1+ | 1 | 1 | 1
PG&E NGBA | Cresta | 230 | 0 | 0 | 0 | 0 | 0 | 0 | 0 | 0 | 0 | 0 | 0 | 0 | 0 | 0 | 0 | 0 | 0 | 0 | 0 | 0 |  | 0 | 0 | 0 | 0 | 0 | 0 | 0 | 0 | 0 | 0 | 0 | 0 | 0 | 0 | 0 | 0 | 0 | 0 | 0 | 0 | 0 | 0 | 0 | 0 | 0 | 0 | 0 | 0 | 0 | 0 | 0 | 0 | 0 | 0 | 0 | 0 |  | 0 | 0 | 0 | 0 | 0 | 0 | 0 | 0 | 0 | 0 | 0 | 0 | 0 | 0 | 0 | 0 | 0 | 0 | 0 | 0 | 0 | 0 | 0 | 0 | 0 | 0 | 0 | 0 | 0 | 0 | 0 | 0 | 0 | 0 | 0 | 0 |  | 0 | 0 | 0 | 0 | 0 | 0 | 0 | 0 | 0 | 0 | 0 | 0 | 0 | 0 | 0 | 0 | 0 | 0 | 0 | 0 | 0 | 0 | 0 | 0 | 0 | 0 | 0 | 0 | 0 | 0 | 0 | 0 | 0 | 0 | 0 | 0 |  | 0 | 0 | 0 | 0 | 0 | 0 | 0 | 0 | 0 | 0 | 0 | 0 | 0 | 0 | 0 | 0 | 0 | 0 | 0 | 0 | 0 | 0 | 0 | 0 | 0 | 0 | 0 | 0 | 0 | 0 | 0 | 0 | 0 | 0 | 0 | 0 |  | 1 | 1 | 1 | 1 | 1 | 1 | 1 | 1 | 1 | 0
SDGE | Crestwood | 69 | 0 | 0 | 0 | 0 | 0 | 0 | 0 | 0 | 0 | 0 | 0 | 0 | 0 | 0 | 0 | 0 | 0 | 0 | 0 | 0 |  | 0 | 0 | 0 | 0 | 0 | 0 | 0 | 0 | 0 | 0 | 0 | 0 | 0 | 0 | 0 | 0 | 0 | 0 | 0 | 0 | 0 | 0 | 0 | 0 | 0 | 0 | 0 | 0 | 0 | 0 | 0 | 0 | 0 | 0 | 0 | 0 |  | 0 | 0 | 0 | 0 | 0 | 0 | 0 | 0 | 0 | 0 | 0 | 0 | 0 | 0 | 0 | 0 | 0 | 0 | 0 | 0 | 0 | 0 | 0 | 0 | 0 | 0 | 0 | 0 | 0 | 0 | 0 | 0 | 0 | 0 | 0 | 0 |  | 0 | 0 | 0 | 0 | 0 | 0 | 0 | 0 | 0 | 0 | 0 | 0 | 0 | 0 | 0 | 0 | 0 | 0 | 0 | 0 | 0 | 0 | 0 | 0 | 0 | 0 | 0 | 0 | 0 | 0 | 0 | 0 | 0 | 0 | 0 | 0 |  | 0 | 0 | 0 | 0 | 0 | 0 | 0 | 0 | 0 | 0 | 0 | 0 | 0 | 0 | 0 | 0 | 0 | 0 | 0 | 0 | 0 | 0 | 0 | 0 | 0 | 0 | 0 | 0 | 0 | 0 | 0 | 0 | 0 | 0 | 0 | 0 |  | 1 | 1 | 1 | 1 | 1 | 1 | 1 | 1 | 1 | 0
PG&E GBA | Crow Creek | 60 | 0 | 0 | 0 | 0 | 0 | 0 | 0 | 0 | 0 | 0 | 0 | 0 | 0 | 0 | 0 | 0 | 0 | 0 | 0 | 0 |  | 0 | 0 | 0 | 0 | 0 | 0 | 0 | 0 | 0 | 0 | 0 | 0 | 0 | 0 | 0 | 0 | 0 | 0 | 0 | 0 | 0 | 0 | 0 | 0 | 0 | 0 | 0 | 0 | 0 | 0 | 0 | 0 | 0 | 0 | 0 | 0 |  | 0 | 0 | 0 | 0 | 0 | 0 | 0 | 0 | 0 | 0 | 0 | 0 | 0 | 0 | 0 | 0 | 0 | 0 | 0 | 0 | 0 | 0 | 0 | 0 | 0 | 0 | 0 | 0 | 0 | 0 | 0 | 0 | 0 | 0 | 0 | 0 |  | 0 | 0 | 0 | 0 | 0 | 0 | 0 | 0 | 0 | 0 | 0 | 0 | 0 | 0 | 0 | 0 | 0 | 0 | 0 | 0 | 0 | 0 | 0 | 0 | 0 | 0 | 0 | 0 | 0 | 0 | 0 | 0 | 0 | 0 | 0 | 0 |  | 0 | 0 | 0 | 0 | 0 | 0 | 0 | 0 | 0 | 0 | 0 | 0 | 0 | 0 | 0 | 0 | 0 | 0 | 0 | 0 | 0 | 0 | 0 | 0 | 0 | 0 | 0 | 0 | 0 | 0 | 0 | 0 | 0 | 0 | 0 | 0 |  | 1 | 1 | 1 | 1 | 1 | 1 | 1 | 1 | 1 | 0
PG&E GBA | Crows Landing | 60 | 0 | 0 | 0 | 0 | 0 | 0 | 0 | 0 | 0 | 0 | 0 | 0 | 0 | 0 | 0 | 0 | 0 | 0 | 0 | 0 |  | 0 | 0 | 0 | 0 | 0 | 0 | 0 | 0 | 0 | 0 | 0 | 0 | 0 | 0 | 0 | 0 | 0 | 0 | 0 | 0 | 0 | 0 | 0 | 0 | 0 | 0 | 0 | 0 | 0 | 0 | 0 | 0 | 0 | 0 | 0 | 0 |  | 0 | 0 | 0 | 0 | 0 | 0 | 0 | 0 | 0 | 0 | 0 | 0 | 0 | 0 | 0 | 0 | 0 | 0 | 0 | 0 | 0 | 0 | 0 | 0 | 0 | 0 | 0 | 0 | 0 | 0 | 0 | 0 | 0 | 0 | 0 | 0 |  | 0 | 0 | 0 | 0 | 0 | 0 | 0 | 0 | 0 | 0 | 0 | 0 | 0 | 0 | 0 | 0 | 0 | 0 | 0 | 0 | 0 | 0 | 0 | 0 | 0 | 0 | 0 | 0 | 0 | 0 | 0 | 0 | 0 | 0 | 0 | 0 |  | 0 | 0 | 0 | 0 | 0 | 0 | 0 | 0 | 0 | 0 | 0 | 0 | 0 | 0 | 0 | 0 | 0 | 0 | 0 | 0 | 0 | 0 | 0 | 0 | 0 | 0 | 0 | 0 | 0 | 0 | 0 | 0 | 0 | 0 | 0 | 0 |  | 1 | 1 | 1 | 1 | 1 | 1 | 1 | 1 | 1 | 0
PG&E GBA | Curtis | 115 | 0 | 0 | 0 | 0 | 0 | 0 | 0 | 0 | 0 | 0 | 0 | 0 | 0 | 0 | 0 | 0 | 0 | 0 | 0 | 0 |  | 0 | 0 | 0 | 0 | 0 | 0 | 0 | 0 | 0 | 0 | 0 | 0 | 0 | 0 | 0 | 0 | 0 | 0 | 0 | 0 | 0 | 0 | 0 | 0 | 0 | 0 | 0 | 0 | 0 | 0 | 0 | 0 | 0 | 0 | 0 | 0 |  | 0 | 0 | 0 | 0 | 0 | 0 | 0 | 0 | 0 | 0 | 0 | 0 | 0 | 0 | 0 | 0 | 0 | 0 | 0 | 0 | 0 | 0 | 0 | 0 | 0 | 0 | 0 | 0 | 0 | 0 | 0 | 0 | 0 | 0 | 0 | 0 |  | 0 | 0 | 0 | 0 | 0 | 0 | 0 | 0 | 0 | 0 | 0 | 0 | 0 | 0 | 0 | 0 | 0 | 0 | 0 | 0 | 0 | 0 | 0 | 0 | 0 | 0 | 0 | 0 | 0 | 0 | 0 | 0 | 0 | 0 | 0 | 0 |  | 0 | 0 | 0 | 0 | 0 | 0 | 0 | 0 | 0 | 0 | 0 | 0 | 0.061 | 0 | 0 | 0 | 0 | 1 | 0 | 0 | 0 | 0 | 0 | 0 | 0 | 0 | 0 | 0 | 0 | 0 | 0 | 0 | 0 | 0 | 0 | 0 |  | 1 | 1 | 1 | 1 | 1 | 1 | 1 | 1 | 1 | 0
PG&E FRESNO | Dairyland | 115 | 0 | 0 | 0 | 0 | 0 | 0 | 0 | 0 | 0 | 0 | 0 | 0 | 120 | 0 | 120 | 0 | 0 | 0 | 0 | 1 |  | 0 | 0 | 0 | 0 | 0 | 0 | 0 | 0 | 0 | 0 | 0 | 0 | 0 | 0 | 0 | 0 | 0 | 0 | 0 | 0 | 0 | 0 | 0 | 0 | 0 | 0 | 0 | 0 | 0 | 2 | 2 | 0 | 0 | 0 | 0 | 1 |  | 0 | 0 | 0 | 0 | 0 | 0 | 0 | 0 | 0 | 0 | 0 | 0 | 0 | 0 | 0 | 0 | 0 | 0 | 0 | 0 | 0 | 0 | 0 | 0 | 0 | 0 | 0 | 0 | 0 | 2 | 2 | 0 | 0 | 0 | 0 | 1 |  | 0 | 0 | 0 | 0 | 0 | 0 | 0 | 0 | 0 | 0 | 0 | 0 | 0 | 0 | 0 | 0 | 0 | 0 | 0 | 0 | 0 | 0 | 0 | 0 | 0 | 0 | 0 | 0 | 0 | 2 | 2 | 0 | 0 | 0 | 0 | 1 |  | 0 | 0 | 0 | 0 | 0 | 0 | 0 | 0 | 0 | 0 | 0 | 0 | 0 | 0 | 0 | 0 | 0 | 0 | 0 | 0 | 0 | 0 | 0 | 0 | 0 | 0 | 0 | 0 | 0 | 2 | 2 | 0 | 0 | 0 | 0 | 1 |  | 1 | 1 | 1 | 1 | 1 | 1 | 5- | 1 | 1 | 1
PG&E NGBA | Davis | 115 | 0 | 0 | 0 | 0 | 0 | 0 | 0 | 0 | 0 | 0 | 0 | 0 | 0 | 0 | 0 | 0 | 0 | 0 | 0 | 0 |  | 0 | 0 | 0 | 0 | 0 | 0 | 0 | 0 | 0 | 0 | 0 | 0 | 84.9957 | 0 | 96.9117 | 0 | 0 | 1 | 0 | 0 | 0 | 0 | 0 | 0 | 0 | 0 | 0 | 0 | 0 | 0 | -2 | 0 | -2 | 0 | 0 | 1 |  | 0 | 0 | 0 | 0 | 0 | 0 | 0 | 0 | 0 | 0 | 0 | 0 | 0.966 | 0 | 0 | 0 | 0 | 1 | 0 | 0 | 0 | 0 | 0 | 0 | 0 | 0 | 0 | 0 | 0 | 0 | 0 | 0 | 0 | 0 | 0 | 0 |  | 0 | 0 | 0 | 0 | 0 | 0 | 0 | 0 | 0 | 0 | 0 | 0 | 85.9617 | 0 | 84.8117 | 0 | 0 | 1 | 0 | 0 | 0 | 0 | 0 | 0 | 0 | 0 | 0 | 0 | 0 | 0 | -1 | 0 | -2 | 0 | 0 | 1 |  | 0 | 0 | 0 | 0 | 0 | 0 | 0 | 0 | 0 | 0 | 0 | 0 | 85.9617 | 0 | 84.8117 | 0 | 0 | 1 | 0 | 0 | 0 | 0 | 0 | 0 | 0 | 0 | 0 | 0 | 0 | 0 | -2 | 0 | -2 | 0 | 0 | 1 |  | 1 | 1 | 1 | 1 | 1 | 1 | 2+ | 2+ | 1 | 1
SCE Metro | Del Amo | 500 | 0 | 0 | 0 | 0 | 0 | 0 | 0 | 0 | 0 | 0 | 0 | 0 | 0 | 0 | 0 | 0 | 500 | 500 | 0 | 1 |  | 0 | 0 | 0 | 0 | 0 | 0 | 0 | 0 | 0 | 0 | 0 | 0 | 0 | 0 | 0 | 0 | 0 | 0 | 0 | 0 | 0 | 0 | 0 | 0 | 0 | 0 | 0 | 0 | 0 | 0 | 0 | 2 | 2 | 0 | 0 | 1 |  | 0 | 0 | 0 | 0 | 0 | 0 | 0 | 0 | 0 | 0 | 0 | 0 | 0 | 0 | 0 | 0 | 0 | 0 | 0 | 0 | 0 | 0 | 0 | 0 | 0 | 0 | 0 | 0 | 0 | 0 | 0 | 2 | 2 | 0 | 0 | 1 |  | 0 | 0 | 0 | 0 | 0 | 0 | 0 | 0 | 0 | 0 | 0 | 0 | 0 | 0 | 0 | 0 | 0 | 0 | 0 | 0 | 0 | 0 | 0 | 0 | 0 | 0 | 0 | 0 | 0 | 0 | 0 | 2 | 2 | 0 | 0 | 1 |  | 0 | 0 | 0 | 0 | 0 | 0 | 0 | 0 | 0 | 0 | 0 | 0 | 0 | 0 | 0 | 0 | 0 | 0 | 0 | 0 | 0 | 0 | 0 | 0 | 0 | 0 | 0 | 0 | 0 | 0 | 0 | 2 | 2 | 0 | 0 | 1 |  | 1 | 1 | 1 | 1 | 1 | 1 | 1 | 5- | 1 | 1
SCE Metro | Del Amo | 230 | 0 | 0 | 0 | 0 | 0 | 0 | 0 | 0 | 0 | 0 | 0 | 0 | 400 | 0 | 400 | 0 | 300 | 300 | 0 | 1 |  | 0 | 0 | 0 | 0 | 0 | 0 | 0 | 0 | 0 | 0 | 0 | 0 | 0 | 0 | 0 | 0 | 0 | 0 | 0 | 0 | 0 | 0 | 0 | 0 | 0 | 0 | 0 | 0 | 0 | 2 | 2 | 2 | 2 | 0 | 0 | 1 |  | 0 | 0 | 0 | 0 | 0 | 0 | 0 | 0 | 0 | 0 | 0 | 0 | 10 | 0 | 10 | 0 | 0 | 1 | 0 | 0 | 0 | 0 | 0 | 0 | 0 | 0 | 0 | 0 | 0 | 2 | 2 | 2 | 2 | 0 | 0 | 1 |  | 0 | 0 | 0 | 0 | 0 | 0 | 0 | 0 | 0 | 0 | 0 | 0 | 10 | 0 | 10 | 0 | 0 | 1 | 0 | 0 | 0 | 0 | 0 | 0 | 0 | 0 | 0 | 0 | 0 | 2 | 2 | 2 | 2 | 0 | 0 | 1 |  | 0 | 0 | 0 | 0 | 0 | 0 | 0 | 0 | 0 | 0 | 0 | 0 | 10 | 0 | 10 | 0 | 0 | 1 | 0 | 0 | 0 | 0 | 0 | 0 | 0 | 0 | 0 | 0 | 0 | 2 | 2 | 2 | 2 | 0 | 0 | 1 |  | 1 | 1 | 1 | 1 | 1 | 1 | 5- | 5- | 1 | 1
SCE Eastern | Delaney | 500 | 0 | 0 | 0 | 0 | 0 | 0 | 0 | 0 | 0 | 0 | 0 | 0 | 170 | 250 | 420 | 28.5 | 0 | 28.5 | 150 | 1 |  | 0 | 0 | 0 | 0 | 0 | 0 | 0 | 0 | 0 | 0 | 0 | 0 | 0 | 0 | 0 | 0 | 0 | 0 | 0 | 0 | 0 | 0 | 0 | 0 | 0 | 0 | 0 | 0 | 0 | 2 | 2 | 2 | 2 | 2 | 2 | 1 |  | 0 | 0 | 0 | 0 | 0 | 0 | 0 | 0 | 0 | 0 | 0 | 0 | 0 | 0 | 0 | 0 | 0 | 0 | 0 | 0 | 0 | 0 | 0 | 0 | 0 | 0 | 0 | 0 | 0 | 2 | 2 | 2 | 2 | 2 | 2 | 1 |  | 0 | 0 | 0 | 0 | 0 | 0 | 0 | 0 | 0 | 0 | 0 | 0 | 888.886 | 450 | 880.666 | 0 | 0 | 1 | 0 | 0 | 0 | 0 | 0 | 0 | 0 | 0 | 0 | 0 | 0 | 2 | -1 | -2 | -2 | 2 | 2 | 1 |  | 0 | 0 | 0 | 0 | 0 | 0 | 0 | 0 | 0 | 0 | 0 | 0 | 4388.886 | 450 | 2930.666 | 0 | 0 | 1 | 0 | 0 | 0 | 0 | 0 | 0 | 0 | 0 | 0 | 0 | 0 | 2 | -2 | -2 | -2 | 2 | 2 | 1 |  | 1 | 1 | 1 | 1 | 1 | 1 | 2- | 4+ | 5- | 1
PG&E NGBA | Delevan | 230 | 0 | 0 | 0 | 0 | 0 | 0 | 0 | 0 | 0 | 0 | 0 | 0 | 0 | 0 | 0 | 0 | 0 | 0 | 0 | 0 |  | 0 | 0 | 0 | 0 | 0 | 0 | 0 | 0 | 0 | 0 | 0 | 0 | 513.5 | 48 | 510 | 0 | 0 | 1 | 0 | 0 | 0 | 0 | 0 | 0 | 0 | 0 | 0 | 0 | 0 | 0 | -2 | -2 | -2 | 0 | 0 | 1 |  | 0 | 0 | 0 | 0 | 0 | 0 | 0 | 0 | 0 | 0 | 0 | 0 | 513.5 | 48 | 510 | 0 | 0 | 1 | 0 | 0 | 0 | 0 | 0 | 0 | 0 | 0 | 0 | 0 | 0 | 0 | -2 | -2 | -2 | 0 | 0 | 1 |  | 0 | 0 | 0 | 0 | 0 | 0 | 0 | 0 | 0 | 0 | 0 | 0 | 513.5 | 48 | 510 | 0 | 0 | 1 | 0 | 0 | 0 | 0 | 0 | 0 | 0 | 0 | 0 | 0 | 0 | 0 | -2 | -2 | -2 | 0 | 0 | 1 |  | 0 | 0 | 0 | 0 | 0 | 0 | 0 | 155.3 | 0 | 0 | 0 | 0 | 669.9 | 48 | 665.3 | 0 | 0 | 1 | 0 | 0 | 0 | 0 | 0 | 0 | 0 | -2 | 0 | 0 | 0 | 0 | -2 | -2 | -2 | 0 | 0 | 1 |  | 1 | 1 | 1 | 1+ | 1 | 1 | 4+ | 4+ | 1 | 1
PG&E GBA | Delta PP | 230 | 0 | 0 | 0 | 0 | 0 | 0 | 0 | 0 | 0 | 0 | 0 | 0 | 0 | 0 | 0 | 0 | 0 | 0 | 0 | 0 |  | 0 | 0 | 0 | 0 | 0 | 0 | 0 | 0 | 0 | 0 | 0 | 0 | 0 | 0 | 102.25 | 0 | 0 | 1 | 0 | 0 | 0 | 0 | 0 | 0 | 0 | 0 | 0 | 0 | 0 | 0 | 0 | 0 | -2 | 0 | 0 | 1 |  | 0 | 0 | 0 | 0 | 0 | 0 | 0 | 0 | 0 | 0 | 0 | 0 | 0 | 0 | 102.25 | 0 | 0 | 1 | 0 | 0 | 0 | 0 | 0 | 0 | 0 | 0 | 0 | 0 | 0 | 0 | 0 | 0 | -2 | 0 | 0 | 1 |  | 0 | 0 | 0 | 0 | 0 | 0 | 0 | 0 | 0 | 0 | 0 | 0 | 0 | 500 | 606.25 | 0 | 0 | 1 | 0 | 0 | 0 | 0 | 0 | 0 | 0 | 0 | 0 | 0 | 0 | 0 | 0 | -2 | -2 | 0 | 0 | 1 |  | 0 | 0 | 0 | 0 | 0 | 0 | 0 | 0 | 0 | 0 | 0 | 0 | 0 | 500 | 606.25 | 0 | 0 | 1 | 0 | 0 | 0 | 0 | 0 | 0 | 0 | 0 | 0 | 0 | 0 | 0 | 0 | -2 | -2 | 0 | 0 | 1 |  | 1 | 1 | 1 | 1 | 1 | 1 | 1 | 4+ | 1 | 1
EOP | Desert View | 230 | 0 | 0 | 0 | 0 | 0 | 0 | 0 | 0 | 0 | 0 | 0 | 0 | 450 | 0 | 450 | 0 | 0 | 0 | 0 | 1 |  | 0 | 0 | 0 | 0 | 0 | 0 | 0 | 0 | 0 | 0 | 0 | 0 | 0 | 0 | 0 | 0 | 0 | 0 | 0 | 0 | 0 | 0 | 0 | 0 | 0 | 0 | 0 | 0 | 0 | 2 | 2 | 0 | 0 | 0 | 0 | 1 |  | 0 | 0 | 0 | 0 | 0 | 0 | 0 | 0 | 0 | 0 | 0 | 0 | 350 | 350 | 350 | 0 | 0 | 1 | 0 | 0 | 0 | 0 | 0 | 0 | 0 | 0 | 0 | 0 | 0 | 2 | 1 | -2 | -2 | 0 | 0 | 1 |  | 0 | 0 | 0 | 0 | 0 | 0 | 0 | 0 | 0 | 0 | 0 | 0 | 350 | 350 | 350 | 0 | 0 | 1 | 0 | 0 | 0 | 0 | 0 | 0 | 0 | 0 | 0 | 0 | 0 | 2 | 1 | -2 | -2 | 0 | 0 | 1 |  | 0 | 0 | 0 | 0 | 0 | 0 | 0 | 0 | 0 | 0 | 0 | 0 | 350 | 350 | 350 | 0 | 0 | 1 | 0 | 0 | 0 | 0 | 0 | 0 | 0 | 0 | 0 | 0 | 0 | 2 | 1 | -2 | -2 | 0 | 0 | 1 |  | 1 | 1 | 1 | 1 | 1 | 1 | 4- | 4+ | 1 | 1
SCE Eastern | Devers | 230 | 0 | 0 | 263 | 0 | 263 | 0 | 0 | 0 | 0 | 0 | 0 | 0 | 0 | 180 | 180 | 0 | 0 | 0 | 0 | 1 |  | 0 | 0 | 0 | 0 | 0 | 60 | 0 | 0 | 0 | 0 | 0 | 0 | 0 | 45.66 | 90 | 0 | 0 | 1 | 0 | 0 | 0 | 0 | 2 | 2 | 0 | 0 | 0 | 0 | 0 | 0 | 2 | -2 | -2 | 0 | 0 | 1 |  | 0 | 0 | 0 | 0 | 0 | 93.6 | 0 | 0 | 0 | 0 | 0.34 | 0 | 53.11 | 45.66 | 95 | 0 | 0 | 1 | 0 | 0 | 0 | 0 | 2 | 2 | 0 | 0 | 0 | 0 | -2 | 0 | 2 | -2 | -2 | 0 | 0 | 1 |  | 0 | 0 | 0 | 0 | 0 | 300.8 | 0 | 0 | 0 | 0 | 0.34 | 0 | 335.87 | 145.66 | 970.92 | 0 | 0 | 1 | 0 | 0 | 0 | 0 | 2 | -1 | 0 | 0 | 0 | 0 | -2 | 0 | -1 | -2 | -2 | 0 | 0 | 1 |  | 0 | 0 | 0 | 0 | 0 | 401.3 | 0 | 0 | 0 | 0 | 10.8 | 0 | 366.31 | 145.66 | 1013.75 | 0 | 0 | 1 | 0 | 0 | 0 | 0 | 2 | -2 | 0 | 0 | 0 | 0 | -2 | 0 | -2 | -2 | -2 | 0 | 0 | 1 |  | 1 | 1 | 2- | 1 | 1 | 4+ | 2+ | 4+ | 1 | 1
SCE Eastern | Devers | 500 | 0 | 0 | 0 | 0 | 0 | 0 | 0 | 0 | 0 | 0 | 0 | 0 | 600 | 730 | 1330 | 0 | 0 | 0 | 0 | 1 |  | 0 | 0 | 0 | 0 | 0 | 0 | 0 | 0 | 0 | 0 | 0 | 0 | 0 | 0 | 0 | 0 | 0 | 0 | 0 | 0 | 0 | 0 | 0 | 0 | 0 | 0 | 0 | 0 | 0 | 2 | 2 | 0 | 0 | 0 | 0 | 1 |  | 0 | 0 | 0 | 0 | 0 | 0 | 0 | 0 | 0 | 0 | 0 | 0 | 0 | 0 | 0 | 0 | 0 | 0 | 0 | 0 | 0 | 0 | 0 | 0 | 0 | 0 | 0 | 0 | 0 | 2 | 2 | 0 | 0 | 0 | 0 | 1 |  | 0 | 0 | 0 | 0 | 0 | 0 | 0 | 0 | 0 | 0 | 0 | 0 | 0 | 0 | 0 | 0 | 0 | 0 | 0 | 0 | 0 | 0 | 0 | 0 | 0 | 0 | 0 | 0 | 0 | 2 | 2 | 0 | 0 | 0 | 0 | 1 |  | 0 | 0 | 0 | 0 | 0 | 406.8 | 0 | 406.098 | 0 | 0 | 0 | 0 | 404.892 | 0 | 406.098 | 0 | 0 | 1 | 0 | 0 | 0 | 0 | 0 | -2 | 0 | -2 | 0 | 0 | 0 | 2 | 2 | 0 | -2 | 0 | 0 | 1 |  | 1 | 1 | 1+ | 1+ | 1 | 1 | 5- | 1+ | 1 | 1
PG&E KERN | Diablo Canyon | 230 | 0 | 0 | 0 | 0 | 0 | 0 | 0 | 0 | 0 | 0 | 0 | 0 | 0 | 0 | 0 | 0 | 0 | 0 | 0 | 0 |  | 0 | 0 | 0 | 0 | 0 | 0 | 0 | 0 | 0 | 0 | 0 | 0 | 0 | 0 | 0 | 0 | 0 | 0 | 0 | 0 | 0 | 0 | 0 | 0 | 0 | 0 | 0 | 0 | 0 | 0 | 0 | 0 | 0 | 0 | 0 | 0 |  | 0 | 0 | 0 | 0 | 0 | 0 | 0 | 0 | 0 | 0 | 0 | 0 | 0 | 0 | 0 | 0 | 0 | 0 | 0 | 0 | 0 | 0 | 0 | 0 | 0 | 0 | 0 | 0 | 0 | 0 | 0 | 0 | 0 | 0 | 0 | 0 |  | 0 | 0 | 0 | 0 | 0 | 0 | 0 | 0 | 0 | 0 | 0 | 0 | 0 | 0 | 0 | 0 | 0 | 0 | 0 | 0 | 0 | 0 | 0 | 0 | 0 | 0 | 0 | 0 | 0 | 0 | 0 | 0 | 0 | 0 | 0 | 0 |  | 0 | 0 | 0 | 0 | 0 | 0 | 0 | 0 | 0 | 0 | 0 | 0 | 0 | 0 | 0 | 0 | 0 | 0 | 0 | 0 | 0 | 0 | 0 | 0 | 0 | 0 | 0 | 0 | 0 | 0 | 0 | 0 | 0 | 0 | 0 | 0 |  | 1 | 1 | 1 | 1 | 1 | 1 | 1 | 1 | 1 | 0
PG&E KERN | Diablo Canyon | 500 | 0 | 0 | 0 | 0 | 0 | 0 | 0 | 0 | 2924 | 0 | 2924 | 0 | 0 | 0 | 0 | 0 | 0 | 0 | 0 | 1 |  | 0 | 0 | 0 | 0 | 0 | 0 | 0 | 0 | 1000 | 1028.94 | 0 | 0 | 0 | 0 | 0 | 0 | 0 | 1 | 0 | 0 | 0 | 0 | 0 | 0 | 0 | 0 | 2 | 2 | 0 | 0 | 0 | 0 | 0 | 0 | 0 | 1 |  | 0 | 0 | 0 | 0 | 1000 | 1028.94 | 0 | 0 | 0 | 0 | 0 | 0 | 0 | 0 | 0 | 0 | 0 | 1 | 0 | 0 | 0 | 0 | -2 | -2 | 0 | 0 | 2 | 2 | 0 | 0 | 0 | 0 | 0 | 0 | 0 | 1 |  | 0 | 0 | 0 | 0 | 2487.892 | 2547.412 | 0 | 0 | 0 | 0 | 0 | 0 | 0 | 756.054 | 756.054 | 0 | 0 | 1 | 0 | 0 | 0 | 0 | -2 | -2 | 0 | 0 | 2 | 2 | 0 | 0 | 0 | -2 | -2 | 0 | 0 | 1 |  | 0 | 0 | 0 | 0 | 2487.892 | 2547.412 | 0 | 0 | 0 | 0 | 0 | 0 | 0 | 756.054 | 756.054 | 0 | 0 | 1 | 0 | 0 | 0 | 0 | -2 | -2 | 0 | 0 | 2 | 2 | 0 | 0 | 0 | -2 | -2 | 0 | 0 | 1 |  | 1 | 1 | 4+ | 1 | 5- | 1 | 1 | 4+ | 1 | 1
PG&E KERN | Divide | 115 | 0 | 0 | 0 | 0 | 0 | 0 | 0 | 0 | 0 | 0 | 0 | 0 | 0 | 100 | 100 | 0 | 0 | 0 | 0 | 1 |  | 0 | 0 | 0 | 0 | 0 | 0 | 0 | 0 | 0 | 0 | 0 | 0 | 0 | 0 | 0 | 0 | 0 | 0 | 0 | 0 | 0 | 0 | 0 | 0 | 0 | 0 | 0 | 0 | 0 | 0 | 2 | 0 | 0 | 0 | 0 | 1 |  | 0 | 0 | 0 | 0 | 0 | 0 | 0 | 0 | 0 | 0 | 0 | 0 | 0.96 | 0 | 0 | 0 | 0 | 1 | 0 | 0 | 0 | 0 | 0 | 0 | 0 | 0 | 0 | 0 | 0 | 0 | 2 | 0 | 0 | 0 | 0 | 1 |  | 0 | 0 | 0 | 0 | 0 | 0 | 0 | 0 | 0 | 0 | 0 | 0 | 0.96 | 0 | 0 | 0 | 0 | 1 | 0 | 0 | 0 | 0 | 0 | 0 | 0 | 0 | 0 | 0 | 0 | 0 | 2 | 0 | 0 | 0 | 0 | 1 |  | 0 | 0 | 0 | 0 | 0 | 0 | 0 | 0 | 0 | 0 | 0 | 0 | 16.637 | 0 | 0 | 0 | 0 | 1 | 0 | 0 | 0 | 0 | 0 | 0 | 0 | 0 | 0 | 0 | 0 | 0 | 2 | 0 | 0 | 0 | 0 | 1 |  | 1 | 1 | 1 | 1 | 1 | 1 | 5- | 1 | 1 | 1
PG&E GBA | Dixon Landing | 115 | 0 | 0 | 0 | 0 | 0 | 0 | 0 | 0 | 0 | 0 | 0 | 0 | 0 | 0 | 0 | 0 | 0 | 0 | 0 | 0 |  | 0 | 0 | 0 | 0 | 0 | 0 | 0 | 0 | 0 | 0 | 0 | 0 | 0 | 0 | 0 | 0 | 0 | 0 | 0 | 0 | 0 | 0 | 0 | 0 | 0 | 0 | 0 | 0 | 0 | 0 | 0 | 0 | 0 | 0 | 0 | 0 |  | 0 | 0 | 0 | 0 | 0 | 0 | 0 | 0 | 0 | 0 | 0 | 0 | 0 | 0 | 0 | 0 | 0 | 0 | 0 | 0 | 0 | 0 | 0 | 0 | 0 | 0 | 0 | 0 | 0 | 0 | 0 | 0 | 0 | 0 | 0 | 0 |  | 0 | 0 | 0 | 0 | 0 | 0 | 0 | 0 | 0 | 0 | 0 | 0 | 0 | 0 | 0 | 0 | 0 | 0 | 0 | 0 | 0 | 0 | 0 | 0 | 0 | 0 | 0 | 0 | 0 | 0 | 0 | 0 | 0 | 0 | 0 | 0 |  | 0 | 0 | 0 | 0 | 0 | 0 | 0 | 0 | 0 | 0 | 0 | 0 | 1.625 | 0 | 0 | 0 | 0 | 1 | 0 | 0 | 0 | 0 | 0 | 0 | 0 | 0 | 0 | 0 | 0 | 0 | 0 | 0 | 0 | 0 | 0 | 0 |  | 1 | 1 | 1 | 1 | 1 | 1 | 1 | 1 | 1 | 0
PG&E FRESNO | Dos Amigos | 230 | 10 | 0 | 0 | 0 | 0 | 0 | 0 | 0 | 0 | 0 | 0 | 0 | 493.2 | 0 | 493.2 | 0 | 860 | 860 | 0 | 1 |  | 0 | 0 | 0 | 0 | 0 | 0 | 0 | 0 | 0 | 0 | 0 | 0 | 0 | 0 | 0 | 0 | 0 | 0 | 2 | 2 | 0 | 0 | 0 | 0 | 0 | 0 | 0 | 0 | 0 | 2 | 2 | 2 | 2 | 0 | 0 | 1 |  | 0 | 0 | 0 | 0 | 0 | 0 | 0 | 0 | 0 | 0 | 0 | 0 | 0 | 0 | 0 | 0 | 0 | 0 | 2 | 2 | 0 | 0 | 0 | 0 | 0 | 0 | 0 | 0 | 0 | 2 | 2 | 2 | 2 | 0 | 0 | 1 |  | 0 | 0 | 0 | 0 | 0 | 0 | 0 | 0 | 0 | 0 | 0 | 0 | 0 | 0 | 0 | 0 | 0 | 0 | 2 | 2 | 0 | 0 | 0 | 0 | 0 | 0 | 0 | 0 | 0 | 2 | 2 | 2 | 2 | 0 | 0 | 1 |  | 0 | 0 | 0 | 0 | 0 | 0 | 0 | 0 | 0 | 0 | 0 | 0 | 0 | 0 | 0 | 0 | 0 | 0 | 2 | 2 | 0 | 0 | 0 | 0 | 0 | 0 | 0 | 0 | 0 | 2 | 2 | 2 | 2 | 0 | 0 | 1 |  | 5- | 1 | 1 | 1 | 1 | 1 | 5- | 5- | 1 | 1
PG&E NGBA | Drum | 115 | 0 | 0 | 0 | 0 | 0 | 0 | 0 | 0 | 0 | 0 | 0 | 0 | 0 | 0 | 0 | 0 | 0 | 0 | 0 | 0 |  | 0 | 0 | 0 | 0 | 0 | 0 | 0 | 0 | 0 | 0 | 0 | 0 | 0 | 0 | 0 | 0 | 0 | 0 | 0 | 0 | 0 | 0 | 0 | 0 | 0 | 0 | 0 | 0 | 0 | 0 | 0 | 0 | 0 | 0 | 0 | 0 |  | 0 | 0 | 0 | 0 | 0 | 0 | 0 | 0 | 0 | 0 | 0 | 0 | 0 | 0 | 0 | 0 | 0 | 0 | 0 | 0 | 0 | 0 | 0 | 0 | 0 | 0 | 0 | 0 | 0 | 0 | 0 | 0 | 0 | 0 | 0 | 0 |  | 0 | 0 | 0 | 0 | 0 | 0 | 0 | 0 | 0 | 0 | 0 | 0 | 0 | 0 | 0 | 0 | 0 | 0 | 0 | 0 | 0 | 0 | 0 | 0 | 0 | 0 | 0 | 0 | 0 | 0 | 0 | 0 | 0 | 0 | 0 | 0 |  | 0 | 0 | 0 | 0 | 0 | 0 | 0 | 0 | 0 | 0 | 0 | 0 | 0 | 0 | 0 | 0 | 0 | 0 | 0 | 0 | 0 | 0 | 0 | 0 | 0 | 0 | 0 | 0 | 0 | 0 | 0 | 0 | 0 | 0 | 0 | 0 |  | 1 | 1 | 1 | 1 | 1 | 1 | 1 | 1 | 1 | 0
PG&E GBA | Dumbarton | 115 | 0 | 0 | 0 | 0 | 0 | 0 | 0 | 0 | 0 | 0 | 0 | 0 | 0 | 0 | 0 | 0 | 0 | 0 | 0 | 0 |  | 0 | 0 | 0 | 0 | 0 | 0 | 0 | 0 | 0 | 0 | 0 | 0 | 0 | 0 | 0 | 0 | 0 | 0 | 0 | 0 | 0 | 0 | 0 | 0 | 0 | 0 | 0 | 0 | 0 | 0 | 0 | 0 | 0 | 0 | 0 | 0 |  | 0 | 0 | 0 | 0 | 0 | 0 | 0 | 0 | 0 | 0 | 0 | 0 | 0 | 0 | 0 | 0 | 0 | 0 | 0 | 0 | 0 | 0 | 0 | 0 | 0 | 0 | 0 | 0 | 0 | 0 | 0 | 0 | 0 | 0 | 0 | 0 |  | 0 | 0 | 0 | 0 | 0 | 0 | 0 | 0 | 0 | 0 | 0 | 0 | 0 | 0 | 0 | 0 | 0 | 0 | 0 | 0 | 0 | 0 | 0 | 0 | 0 | 0 | 0 | 0 | 0 | 0 | 0 | 0 | 0 | 0 | 0 | 0 |  | 0 | 0 | 0 | 0 | 0 | 0 | 0 | 0 | 0 | 0 | 0 | 0 | 0 | 0 | 0 | 0 | 0 | 0 | 0 | 0 | 0 | 0 | 0 | 0 | 0 | 0 | 0 | 0 | 0 | 0 | 0 | 0 | 0 | 0 | 0 | 0 |  | 1 | 1 | 1 | 1 | 1 | 1 | 1 | 1 | 1 | 0
SCE NOL | Dunn Siding | 115 | 0 | 0 | 0 | 0 | 0 | 0 | 0 | 0 | 0 | 0 | 0 | 0 | 0 | 0 | 0 | 0 | 0 | 0 | 0 | 0 |  | 0 | 0 | 0 | 0 | 0 | 0 | 0 | 0 | 0 | 0 | 0 | 0 | 0 | 0 | 0 | 0 | 0 | 0 | 0 | 0 | 0 | 0 | 0 | 0 | 0 | 0 | 0 | 0 | 0 | 0 | 0 | 0 | 0 | 0 | 0 | 0 |  | 0 | 0 | 0 | 0 | 0 | 0 | 0 | 0 | 0 | 0 | 0 | 0 | 0 | 0 | 0 | 0 | 0 | 0 | 0 | 0 | 0 | 0 | 0 | 0 | 0 | 0 | 0 | 0 | 0 | 0 | 0 | 0 | 0 | 0 | 0 | 0 |  | 0 | 0 | 0 | 0 | 0 | 0 | 0 | 0 | 0 | 0 | 0 | 0 | 0 | 0 | 0 | 0 | 0 | 0 | 0 | 0 | 0 | 0 | 0 | 0 | 0 | 0 | 0 | 0 | 0 | 0 | 0 | 0 | 0 | 0 | 0 | 0 |  | 0 | 0 | 0 | 0 | 0 | 0 | 0 | 0 | 0 | 0 | 0 | 0 | 0 | 0 | 0 | 0 | 0 | 0 | 0 | 0 | 0 | 0 | 0 | 0 | 0 | 0 | 0 | 0 | 0 | 0 | 0 | 0 | 0 | 0 | 0 | 0 |  | 1 | 1 | 1 | 1 | 1 | 1 | 1 | 1 | 1 | 0
SCE Eastern | Eagle Mountain | 230 | 0 | 0 | 0 | 0 | 0 | 0 | 0 | 0 | 0 | 0 | 0 | 0 | 0 | 0 | 0 | 0 | 0 | 0 | 0 | 0 |  | 0 | 0 | 0 | 0 | 0 | 0 | 0 | 0 | 0 | 0 | 0 | 0 | 0 | 0 | 0 | 0 | 0 | 0 | 0 | 0 | 0 | 0 | 0 | 0 | 0 | 0 | 0 | 0 | 0 | 0 | 0 | 0 | 0 | 0 | 0 | 0 |  | 0 | 0 | 0 | 0 | 0 | 0 | 0 | 0 | 0 | 0 | 0 | 0 | 0 | 0 | 0 | 0 | 0 | 0 | 0 | 0 | 0 | 0 | 0 | 0 | 0 | 0 | 0 | 0 | 0 | 0 | 0 | 0 | 0 | 0 | 0 | 0 |  | 0 | 0 | 0 | 0 | 0 | 0 | 0 | 0 | 0 | 0 | 0 | 0 | 0 | 0 | 0 | 0 | 0 | 0 | 0 | 0 | 0 | 0 | 0 | 0 | 0 | 0 | 0 | 0 | 0 | 0 | 0 | 0 | 0 | 0 | 0 | 0 |  | 0 | 0 | 0 | 0 | 0 | 0 | 0 | 0 | 0 | 0 | 0 | 0 | 0 | 0 | 0 | 0 | 0 | 0 | 0 | 0 | 0 | 0 | 0 | 0 | 0 | 0 | 0 | 0 | 0 | 0 | 0 | 0 | 0 | 0 | 0 | 0 |  | 1 | 1 | 1 | 1 | 1 | 1 | 1 | 1 | 1 | 0
PG&E NGBA | Eagle Rock (PGE) | 60 | 0 | 0 | 0 | 0 | 0 | 0 | 0 | 0 | 0 | 0 | 0 | 0 | 0 | 0 | 0 | 0 | 0 | 0 | 0 | 0 |  | 0 | 0 | 0 | 0 | 0 | 0 | 0 | 0 | 0 | 0 | 0 | 0 | 0 | 0 | 0 | 0 | 0 | 0 | 0 | 0 | 0 | 0 | 0 | 0 | 0 | 0 | 0 | 0 | 0 | 0 | 0 | 0 | 0 | 0 | 0 | 0 |  | 0 | 0 | 0 | 0 | 0 | 0 | 0 | 0 | 0 | 0 | 0 | 0 | 0 | 0 | 0 | 0 | 0 | 0 | 0 | 0 | 0 | 0 | 0 | 0 | 0 | 0 | 0 | 0 | 0 | 0 | 0 | 0 | 0 | 0 | 0 | 0 |  | 0 | 0 | 0 | 0 | 0 | 0 | 0 | 0 | 0 | 0 | 0 | 0 | 0 | 0 | 0 | 0 | 0 | 0 | 0 | 0 | 0 | 0 | 0 | 0 | 0 | 0 | 0 | 0 | 0 | 0 | 0 | 0 | 0 | 0 | 0 | 0 |  | 0 | 0 | 0 | 0 | 0 | 0 | 0 | 0 | 0 | 0 | 0 | 0 | 0 | 0 | 0 | 0 | 0 | 0 | 0 | 0 | 0 | 0 | 0 | 0 | 0 | 0 | 0 | 0 | 0 | 0 | 0 | 0 | 0 | 0 | 0 | 0 |  | 1 | 1 | 1 | 1 | 1 | 1 | 1 | 1 | 1 | 0
PG&E NGBA | Eagle Rock (PGE) | 115 | 0 | 0 | 0 | 0 | 0 | 0 | 0 | 0 | 0 | 0 | 0 | 0 | 0 | 0 | 0 | 0 | 0 | 0 | 0 | 0 |  | 0 | 0 | 0 | 0 | 0 | 0 | 0 | 0 | 0 | 0 | 0 | 0 | 0 | 0 | 0 | 0 | 0 | 0 | 0 | 0 | 0 | 0 | 0 | 0 | 0 | 0 | 0 | 0 | 0 | 0 | 0 | 0 | 0 | 0 | 0 | 0 |  | 0 | 0 | 0 | 0 | 0 | 0 | 0 | 0 | 0 | 0 | 0 | 0 | 0 | 0 | 0 | 0 | 0 | 0 | 0 | 0 | 0 | 0 | 0 | 0 | 0 | 0 | 0 | 0 | 0 | 0 | 0 | 0 | 0 | 0 | 0 | 0 |  | 0 | 0 | 0 | 0 | 0 | 0 | 0 | 0 | 0 | 0 | 0 | 0 | 0 | 0 | 0 | 0 | 0 | 0 | 0 | 0 | 0 | 0 | 0 | 0 | 0 | 0 | 0 | 0 | 0 | 0 | 0 | 0 | 0 | 0 | 0 | 0 |  | 0 | 0 | 0 | 0 | 0 | 0 | 0 | 0 | 0 | 0 | 0 | 0 | 0 | 0 | 0 | 0 | 0 | 0 | 0 | 0 | 0 | 0 | 0 | 0 | 0 | 0 | 0 | 0 | 0 | 0 | 0 | 0 | 0 | 0 | 0 | 0 |  | 1 | 1 | 1 | 1 | 1 | 1 | 1 | 1 | 1 | 0
SCE Metro | Eagle Rock (SCE) | 230 | 0 | 0 | 0 | 0 | 0 | 0 | 0 | 0 | 0 | 0 | 0 | 0 | 0 | 0 | 0 | 0 | 0 | 0 | 0 | 0 |  | 0 | 0 | 0 | 0 | 0 | 0 | 0 | 0 | 0 | 0 | 0 | 0 | 0 | 0 | 0 | 0 | 0 | 0 | 0 | 0 | 0 | 0 | 0 | 0 | 0 | 0 | 0 | 0 | 0 | 0 | 0 | 0 | 0 | 0 | 0 | 0 |  | 0 | 0 | 0 | 0 | 0 | 0 | 0 | 0 | 0 | 0 | 0 | 0 | 0 | 0 | 0 | 0 | 0 | 0 | 0 | 0 | 0 | 0 | 0 | 0 | 0 | 0 | 0 | 0 | 0 | 0 | 0 | 0 | 0 | 0 | 0 | 0 |  | 0 | 0 | 0 | 0 | 0 | 0 | 0 | 0 | 0 | 0 | 0 | 0 | 0 | 0 | 0 | 0 | 0 | 0 | 0 | 0 | 0 | 0 | 0 | 0 | 0 | 0 | 0 | 0 | 0 | 0 | 0 | 0 | 0 | 0 | 0 | 0 |  | 0 | 0 | 0 | 0 | 0 | 0 | 0 | 0 | 0 | 0 | 0 | 0 | 0 | 0 | 0 | 0 | 0 | 0 | 0 | 0 | 0 | 0 | 0 | 0 | 0 | 0 | 0 | 0 | 0 | 0 | 0 | 0 | 0 | 0 | 0 | 0 |  | 1 | 1 | 1 | 1 | 1 | 1 | 1 | 1 | 1 | 0
PG&E NGBA | East Marysville | 115 | 0 | 0 | 0 | 0 | 0 | 0 | 0 | 0 | 0 | 0 | 0 | 0 | 0 | 0 | 0 | 0 | 0 | 0 | 0 | 0 |  | 0 | 0 | 0 | 0 | 0 | 0 | 0 | 0 | 0 | 0 | 0 | 0 | 0 | 0 | 0 | 0 | 0 | 0 | 0 | 0 | 0 | 0 | 0 | 0 | 0 | 0 | 0 | 0 | 0 | 0 | 0 | 0 | 0 | 0 | 0 | 0 |  | 0 | 0 | 0 | 0 | 0 | 0 | 0 | 0 | 0 | 0 | 0 | 0 | 0 | 0 | 0 | 0 | 0 | 0 | 0 | 0 | 0 | 0 | 0 | 0 | 0 | 0 | 0 | 0 | 0 | 0 | 0 | 0 | 0 | 0 | 0 | 0 |  | 0 | 0 | 0 | 0 | 0 | 0 | 0 | 0 | 0 | 0 | 0 | 0 | 0 | 0 | 0 | 0 | 0 | 0 | 0 | 0 | 0 | 0 | 0 | 0 | 0 | 0 | 0 | 0 | 0 | 0 | 0 | 0 | 0 | 0 | 0 | 0 |  | 0 | 0 | 0 | 0 | 0 | 0 | 0 | 0 | 0 | 0 | 0 | 0 | 10.972 | 0 | 0 | 0 | 0 | 1 | 0 | 0 | 0 | 0 | 0 | 0 | 0 | 0 | 0 | 0 | 0 | 0 | -2 | 0 | 0 | 0 | 0 | 1 |  | 1 | 1 | 1 | 1 | 1 | 1 | 1+ | 1 | 1 | 1
PG&E NGBA | East Nicolaus | 115 | 0 | 0 | 0 | 0 | 0 | 0 | 0 | 0 | 0 | 0 | 0 | 0 | 0 | 140 | 140 | 0 | 0 | 0 | 0 | 1 |  | 0 | 0 | 0 | 0 | 0 | 0 | 0 | 0 | 0 | 0 | 0 | 0 | 0 | 0 | 0 | 0 | 0 | 0 | 0 | 0 | 0 | 0 | 0 | 0 | 0 | 0 | 0 | 0 | 0 | 0 | 2 | 0 | 0 | 0 | 0 | 1 |  | 0 | 0 | 0 | 0 | 0 | 0 | 0 | 0 | 0 | 0 | 0 | 0 | 0 | 0 | 0 | 0 | 0 | 0 | 0 | 0 | 0 | 0 | 0 | 0 | 0 | 0 | 0 | 0 | 0 | 0 | 2 | 0 | 0 | 0 | 0 | 1 |  | 0 | 0 | 0 | 0 | 0 | 0 | 0 | 0 | 0 | 0 | 0 | 0 | 0 | 0 | 0 | 0 | 0 | 0 | 0 | 0 | 0 | 0 | 0 | 0 | 0 | 0 | 0 | 0 | 0 | 0 | 2 | 0 | 0 | 0 | 0 | 1 |  | 0 | 0 | 0 | 0 | 0 | 0 | 0 | 0 | 0 | 0 | 0 | 0 | 0 | 0 | 0 | 0 | 0 | 0 | 0 | 0 | 0 | 0 | 0 | 0 | 0 | 0 | 0 | 0 | 0 | 0 | 2 | 0 | 0 | 0 | 0 | 1 |  | 1 | 1 | 1 | 1 | 1 | 1 | 5- | 1 | 1 | 1
PG&E NGBA | East Nicolaus | 60 | 0 | 0 | 0 | 0 | 0 | 0 | 0 | 0 | 0 | 0 | 0 | 0 | 0 | 0 | 0 | 0 | 0 | 0 | 0 | 0 |  | 0 | 0 | 0 | 0 | 0 | 0 | 0 | 0 | 0 | 0 | 0 | 0 | 0 | 0 | 0 | 0 | 0 | 0 | 0 | 0 | 0 | 0 | 0 | 0 | 0 | 0 | 0 | 0 | 0 | 0 | 0 | 0 | 0 | 0 | 0 | 0 |  | 0 | 0 | 0 | 0 | 0 | 0 | 0 | 0 | 0 | 0 | 0 | 0 | 0 | 0 | 0 | 0 | 0 | 0 | 0 | 0 | 0 | 0 | 0 | 0 | 0 | 0 | 0 | 0 | 0 | 0 | 0 | 0 | 0 | 0 | 0 | 0 |  | 0 | 0 | 0 | 0 | 0 | 0 | 0 | 0 | 0 | 0 | 0 | 0 | 0 | 0 | 0 | 0 | 0 | 0 | 0 | 0 | 0 | 0 | 0 | 0 | 0 | 0 | 0 | 0 | 0 | 0 | 0 | 0 | 0 | 0 | 0 | 0 |  | 0 | 0 | 0 | 0 | 0 | 0 | 0 | 0 | 0 | 0 | 0 | 0 | 0 | 0 | 0 | 0 | 0 | 0 | 0 | 0 | 0 | 0 | 0 | 0 | 0 | 0 | 0 | 0 | 0 | 0 | 0 | 0 | 0 | 0 | 0 | 0 |  | 1 | 1 | 1 | 1 | 1 | 1 | 1 | 1 | 1 | 0
PG&E GBA | Eastshore | 115 | 0 | 0 | 0 | 0 | 0 | 0 | 0 | 0 | 0 | 0 | 0 | 0 | 130 | 0 | 130 | 0 | 90.7 | 90.7 | 0 | 1 |  | 0 | 0 | 0 | 0 | 0 | 0 | 0 | 0 | 0 | 0 | 0 | 0 | 0 | 0 | 0 | 0 | 0 | 0 | 0 | 0 | 0 | 0 | 0 | 0 | 0 | 0 | 0 | 0 | 0 | 2 | 2 | 2 | 2 | 0 | 0 | 1 |  | 0 | 0 | 0 | 0 | 0 | 0 | 0 | 0 | 0 | 0 | 0 | 0 | 0 | 0 | 0 | 0 | 0 | 0 | 0 | 0 | 0 | 0 | 0 | 0 | 0 | 0 | 0 | 0 | 0 | 2 | 2 | 2 | 2 | 0 | 0 | 1 |  | 0 | 0 | 0 | 0 | 0 | 0 | 0 | 0 | 0 | 0 | 0 | 0 | 0 | 0 | 252 | 0 | 0 | 1 | 0 | 0 | 0 | 0 | 0 | 0 | 0 | 0 | 0 | 0 | 0 | 2 | 2 | 2 | -2 | 0 | 0 | 1 |  | 0 | 0 | 0 | 0 | 0 | 0 | 0 | 0 | 0 | 0 | 0 | 0 | 0 | 0 | 252 | 0 | 0 | 1 | 0 | 0 | 0 | 0 | 0 | 0 | 0 | 0 | 0 | 0 | 0 | 2 | 2 | 2 | -2 | 0 | 0 | 1 |  | 1 | 1 | 1 | 1 | 1 | 1 | 5- | 2- | 1 | 1
PG&E GBA | Eastshore | 230 | 0 | 0 | 0 | 0 | 0 | 0 | 0 | 0 | 0 | 0 | 0 | 0 | 0 | 0 | 0 | 0 | 0 | 0 | 0 | 0 |  | 0 | 0 | 0 | 0 | 0 | 0 | 0 | 0 | 0 | 0 | 0 | 0 | 0 | 0 | 0 | 0 | 0 | 0 | 0 | 0 | 0 | 0 | 0 | 0 | 0 | 0 | 0 | 0 | 0 | 0 | 0 | 0 | 0 | 0 | 0 | 0 |  | 0 | 0 | 0 | 0 | 0 | 0 | 0 | 0 | 0 | 0 | 0 | 0 | 0 | 0 | 0 | 0 | 0 | 0 | 0 | 0 | 0 | 0 | 0 | 0 | 0 | 0 | 0 | 0 | 0 | 0 | 0 | 0 | 0 | 0 | 0 | 0 |  | 0 | 0 | 0 | 0 | 0 | 0 | 0 | 0 | 0 | 0 | 0 | 0 | 0 | 0 | 0 | 0 | 0 | 0 | 0 | 0 | 0 | 0 | 0 | 0 | 0 | 0 | 0 | 0 | 0 | 0 | 0 | 0 | 0 | 0 | 0 | 0 |  | 0 | 0 | 0 | 0 | 0 | 0 | 0 | 0 | 0 | 0 | 0 | 0 | 0 | 0 | 0 | 0 | 0 | 0 | 0 | 0 | 0 | 0 | 0 | 0 | 0 | 0 | 0 | 0 | 0 | 0 | 0 | 0 | 0 | 0 | 0 | 0 |  | 1 | 1 | 1 | 1 | 1 | 1 | 1 | 1 | 1 | 0
SDGE | ECO | 138 | 0 | 0 | 0 | 0 | 0 | 0 | 0 | 0 | 0 | 0 | 0 | 0 | 0 | 0 | 0 | 0 | 0 | 0 | 0 | 0 |  | 0 | 0 | 0 | 0 | 0 | 0 | 0 | 0 | 0 | 0 | 0 | 0 | 0 | 0 | 0 | 0 | 0 | 0 | 0 | 0 | 0 | 0 | 0 | 0 | 0 | 0 | 0 | 0 | 0 | 0 | 0 | 0 | 0 | 0 | 0 | 0 |  | 0 | 0 | 0 | 0 | 0 | 0 | 0 | 0 | 0 | 0 | 0 | 0 | 0 | 0 | 0 | 0 | 0 | 0 | 0 | 0 | 0 | 0 | 0 | 0 | 0 | 0 | 0 | 0 | 0 | 0 | 0 | 0 | 0 | 0 | 0 | 0 |  | 0 | 0 | 0 | 0 | 0 | 0 | 0 | 0 | 0 | 0 | 0 | 0 | 0 | 0 | 0 | 0 | 0 | 0 | 0 | 0 | 0 | 0 | 0 | 0 | 0 | 0 | 0 | 0 | 0 | 0 | 0 | 0 | 0 | 0 | 0 | 0 |  | 0 | 0 | 0 | 0 | 0 | 0 | 0 | 0 | 0 | 0 | 0 | 0 | 0 | 0 | 0 | 0 | 0 | 0 | 0 | 0 | 0 | 0 | 0 | 0 | 0 | 0 | 0 | 0 | 0 | 0 | 0 | 0 | 0 | 0 | 0 | 0 |  | 1 | 1 | 1 | 1 | 1 | 1 | 1 | 1 | 1 | 0
SDGE | ECO | 230 | 0 | 0 | 0 | 0 | 0 | 0 | 0 | 0 | 0 | 0 | 0 | 0 | 0 | 0 | 0 | 0 | 0 | 0 | 0 | 0 |  | 0 | 0 | 0 | 0 | 0 | 52.5 | 0 | 0 | 0 | 0 | 0 | 0 | 0 | 0 | 0 | 0 | 0 | 1 | 0 | 0 | 0 | 0 | 0 | -2 | 0 | 0 | 0 | 0 | 0 | 0 | 0 | 0 | 0 | 0 | 0 | 1 |  | 0 | 0 | 0 | 0 | 300 | 352.5 | 0 | 0 | 0 | 0 | 0 | 0 | 0 | 0 | 0 | 0 | 0 | 1 | 0 | 0 | 0 | 0 | -2 | -2 | 0 | 0 | 0 | 0 | 0 | 0 | 0 | 0 | 0 | 0 | 0 | 1 |  | 0 | 0 | 0 | 0 | 300 | 352.5 | 0 | 0 | 0 | 0 | 0 | 0 | 0 | 0 | 0 | 0 | 0 | 1 | 0 | 0 | 0 | 0 | -2 | -2 | 0 | 0 | 0 | 0 | 0 | 0 | 0 | 0 | 0 | 0 | 0 | 1 |  | 0 | 0 | 0 | 0 | 300 | 352.5 | 0 | 0 | 0 | 0 | 0 | 0 | 0 | 0 | 0 | 0 | 0 | 1 | 0 | 0 | 0 | 0 | -2 | -2 | 0 | 0 | 0 | 0 | 0 | 0 | 0 | 0 | 0 | 0 | 0 | 1 |  | 1 | 1 | 4+ | 1 | 1 | 1 | 1 | 1 | 1 | 1
SDGE | ECO | 500 | 0 | 0 | 1650 | 0 | 1650 | 0 | 0 | 0 | 0 | 0 | 0 | 0 | 0 | 0 | 0 | 0 | 0 | 0 | 0 | 1 |  | 0 | 0 | 0 | 0 | 0 | 1001 | 0 | 0 | 0 | 0 | 0 | 0 | 0 | 0 | 0 | 0 | 0 | 1 | 0 | 0 | 0 | 0 | 2 | 2 | 0 | 0 | 0 | 0 | 0 | 0 | 0 | 0 | 0 | 0 | 0 | 1 |  | 0 | 0 | 0 | 0 | 0 | 0 | 0 | 0 | 0 | 0 | 0 | 0 | 0 | 0 | 0 | 0 | 0 | 0 | 0 | 0 | 0 | 0 | 2 | 2 | 0 | 0 | 0 | 0 | 0 | 0 | 0 | 0 | 0 | 0 | 0 | 1 |  | 0 | 0 | 0 | 0 | 0 | 1001 | 0 | 0 | 0 | 0 | 0 | 0 | 0 | 0 | 0 | 0 | 0 | 1 | 0 | 0 | 0 | 0 | 2 | 2 | 0 | 0 | 0 | 0 | 0 | 0 | 0 | 0 | 0 | 0 | 0 | 1 |  | 0 | 0 | 0 | 0 | 0 | 1001 | 0 | 0 | 0 | 0 | 0 | 0 | 0 | 0 | 0 | 0 | 0 | 1 | 0 | 0 | 0 | 0 | 2 | 2 | 0 | 0 | 0 | 0 | 0 | 0 | 0 | 0 | 0 | 0 | 0 | 1 |  | 1 | 1 | 5- | 1 | 1 | 1 | 1 | 1 | 1 | 1
PG&E GBA | Edenvale | 115 | 0 | 0 | 0 | 0 | 0 | 0 | 0 | 0 | 0 | 0 | 0 | 0 | 0 | 0 | 0 | 0 | 0 | 0 | 0 | 0 |  | 0 | 0 | 0 | 0 | 0 | 0 | 0 | 0 | 0 | 0 | 0 | 0 | 0 | 0 | 0 | 0 | 0 | 0 | 0 | 0 | 0 | 0 | 0 | 0 | 0 | 0 | 0 | 0 | 0 | 0 | 0 | 0 | 0 | 0 | 0 | 0 |  | 0 | 0 | 0 | 0 | 0 | 0 | 0 | 0 | 0 | 0 | 0 | 0 | 2.724 | 0 | 2.724 | 0 | 0 | 1 | 0 | 0 | 0 | 0 | 0 | 0 | 0 | 0 | 0 | 0 | 0 | 0 | 0 | 0 | 0 | 0 | 0 | 0 |  | 0 | 0 | 0 | 0 | 0 | 0 | 0 | 0 | 0 | 0 | 0 | 0 | 2.724 | 0 | 2.724 | 0 | 0 | 1 | 0 | 0 | 0 | 0 | 0 | 0 | 0 | 0 | 0 | 0 | 0 | 0 | -2 | 0 | 0 | 0 | 0 | 1 |  | 0 | 0 | 0 | 0 | 0 | 0 | 0 | 0 | 0 | 0 | 0 | 0 | 2.724 | 0 | 2.724 | 0 | 0 | 1 | 0 | 0 | 0 | 0 | 0 | 0 | 0 | 0 | 0 | 0 | 0 | 0 | 0 | 0 | 0 | 0 | 0 | 0 |  | 1 | 1 | 1 | 1 | 1 | 1 | 2+ | 1 | 1 | 1
PG&E GBA | Edes | 115 | 0 | 0 | 0 | 0 | 0 | 0 | 0 | 0 | 0 | 0 | 0 | 0 | 0 | 0 | 0 | 0 | 0 | 0 | 0 | 0 |  | 0 | 0 | 0 | 0 | 0 | 0 | 0 | 0 | 0 | 0 | 0 | 0 | 0 | 0 | 0 | 0 | 0 | 0 | 0 | 0 | 0 | 0 | 0 | 0 | 0 | 0 | 0 | 0 | 0 | 0 | 0 | 0 | 0 | 0 | 0 | 0 |  | 0 | 0 | 0 | 0 | 0 | 0 | 0 | 0 | 0 | 0 | 0 | 0 | 0 | 0 | 0 | 0 | 0 | 0 | 0 | 0 | 0 | 0 | 0 | 0 | 0 | 0 | 0 | 0 | 0 | 0 | 0 | 0 | 0 | 0 | 0 | 0 |  | 0 | 0 | 0 | 0 | 0 | 0 | 0 | 0 | 0 | 0 | 0 | 0 | 0 | 0 | 0 | 0 | 0 | 0 | 0 | 0 | 0 | 0 | 0 | 0 | 0 | 0 | 0 | 0 | 0 | 0 | 0 | 0 | 0 | 0 | 0 | 0 |  | 0 | 0 | 0 | 0 | 0 | 0 | 0 | 0 | 0 | 0 | 0 | 0 | 3.854 | 0 | 0 | 0 | 0 | 1 | 0 | 0 | 0 | 0 | 0 | 0 | 0 | 0 | 0 | 0 | 0 | 0 | -2 | 0 | 0 | 0 | 0 | 1 |  | 1 | 1 | 1 | 1 | 1 | 1 | 1+ | 1 | 1 | 1
PG&E GBA | Eight Mile | 230 | 0 | 0 | 0 | 0 | 0 | 0 | 0 | 0 | 0 | 0 | 0 | 0 | 0 | 0 | 0 | 0 | 0 | 0 | 0 | 0 |  | 0 | 0 | 0 | 0 | 0 | 0 | 0 | 0 | 0 | 0 | 0 | 0 | 0 | 0 | 0 | 0 | 0 | 0 | 0 | 0 | 0 | 0 | 0 | 0 | 0 | 0 | 0 | 0 | 0 | 0 | 0 | 0 | 0 | 0 | 0 | 0 |  | 0 | 0 | 0 | 0 | 0 | 0 | 0 | 0 | 0 | 0 | 0 | 0 | 0 | 0 | 0 | 0 | 0 | 0 | 0 | 0 | 0 | 0 | 0 | 0 | 0 | 0 | 0 | 0 | 0 | 0 | 0 | 0 | 0 | 0 | 0 | 0 |  | 0 | 0 | 0 | 0 | 0 | 0 | 0 | 0 | 0 | 0 | 0 | 0 | 0 | 0 | 0 | 0 | 0 | 0 | 0 | 0 | 0 | 0 | 0 | 0 | 0 | 0 | 0 | 0 | 0 | 0 | 0 | 0 | 0 | 0 | 0 | 0 |  | 0 | 0 | 0 | 0 | 0 | 0 | 0 | 0 | 0 | 0 | 0 | 0 | 2 | 0 | 0 | 0 | 0 | 1 | 0 | 0 | 0 | 0 | 0 | 0 | 0 | 0 | 0 | 0 | 0 | 0 | 0 | 0 | 0 | 0 | 0 | 0 |  | 1 | 1 | 1 | 1 | 1 | 1 | 1 | 1 | 1 | 0
SDGE | El Cajon | 69 | 0 | 0 | 0 | 0 | 0 | 0 | 0 | 0 | 0 | 0 | 0 | 0 | 0 | 0 | 0 | 0 | 0 | 0 | 0 | 0 |  | 0 | 0 | 0 | 0 | 0 | 0 | 0 | 0 | 0 | 0 | 0 | 0 | 0 | 0 | 0.774 | 0 | 0 | 1 | 0 | 0 | 0 | 0 | 0 | 0 | 0 | 0 | 0 | 0 | 0 | 0 | 0 | 0 | -2 | 0 | 0 | 1 |  | 0 | 0 | 0 | 0 | 0 | 0 | 0 | 0 | 0 | 0 | 0 | 0 | 0 | 50 | 50 | 0 | 0 | 1 | 0 | 0 | 0 | 0 | 0 | 0 | 0 | 0 | 0 | 0 | 0 | 0 | 0 | -2 | -2 | 0 | 0 | 1 |  | 0 | 0 | 0 | 0 | 0 | 0 | 0 | 0 | 0 | 0 | 0 | 0 | 0 | 50 | 50 | 0 | 0 | 1 | 0 | 0 | 0 | 0 | 0 | 0 | 0 | 0 | 0 | 0 | 0 | 0 | 0 | -2 | -2 | 0 | 0 | 1 |  | 0 | 0 | 0 | 0 | 0 | 0 | 0 | 0 | 0 | 0 | 0 | 0 | 1.1 | 50 | 50 | 0 | 0 | 1 | 0 | 0 | 0 | 0 | 0 | 0 | 0 | 0 | 0 | 0 | 0 | 0 | 0 | -2 | -2 | 0 | 0 | 1 |  | 1 | 1 | 1 | 1 | 1 | 1 | 1 | 4+ | 1 | 1
SCE Eastern | El Casco | 230 | 0 | 0 | 0 | 0 | 0 | 0 | 0 | 0 | 0 | 0 | 0 | 0 | 0 | 0 | 0 | 0 | 0 | 0 | 0 | 0 |  | 0 | 0 | 0 | 0 | 0 | 0 | 0 | 0 | 0 | 0 | 0 | 0 | 0 | 0 | 0 | 0 | 0 | 0 | 0 | 0 | 0 | 0 | 0 | 0 | 0 | 0 | 0 | 0 | 0 | 0 | 0 | 0 | 0 | 0 | 0 | 0 |  | 0 | 0 | 0 | 0 | 0 | 0 | 0 | 0 | 0 | 0 | 0 | 0 | 0 | 0 | 116.6 | 0 | 0 | 1 | 0 | 0 | 0 | 0 | 0 | 0 | 0 | 0 | 0 | 0 | 0 | 0 | 0 | 0 | -2 | 0 | 0 | 1 |  | 0 | 0 | 0 | 0 | 0 | 0 | 0 | 0 | 0 | 0 | 0 | 0 | 0 | 0 | 116.6 | 0 | 0 | 1 | 0 | 0 | 0 | 0 | 0 | 0 | 0 | 0 | 0 | 0 | 0 | 0 | 0 | 0 | -2 | 0 | 0 | 1 |  | 0 | 0 | 0 | 0 | 0 | 0 | 0 | 0 | 0 | 0 | 0 | 0 | 0 | 0 | 311.6 | 0 | 0 | 1 | 0 | 0 | 0 | 0 | 0 | 0 | 0 | 0 | 0 | 0 | 0 | 0 | 0 | 0 | -2 | 0 | 0 | 1 |  | 1 | 1 | 1 | 1 | 1 | 1 | 1 | 4+ | 1 | 1
PG&E GBA | El Cerrito G | 115 | 0 | 0 | 0 | 0 | 0 | 0 | 0 | 0 | 0 | 0 | 0 | 0 | 0 | 0 | 0 | 0 | 0 | 0 | 0 | 0 |  | 0 | 0 | 0 | 0 | 0 | 0 | 0 | 0 | 0 | 0 | 0 | 0 | 0 | 0 | 0 | 0 | 0 | 0 | 0 | 0 | 0 | 0 | 0 | 0 | 0 | 0 | 0 | 0 | 0 | 0 | 0 | 0 | 0 | 0 | 0 | 0 |  | 0 | 0 | 0 | 0 | 0 | 0 | 0 | 0 | 0 | 0 | 0 | 0 | 6.065 | 0 | 0 | 0 | 0 | 1 | 0 | 0 | 0 | 0 | 0 | 0 | 0 | 0 | 0 | 0 | 0 | 0 | -2 | 0 | 0 | 0 | 0 | 1 |  | 0 | 0 | 0 | 0 | 0 | 0 | 0 | 0 | 0 | 0 | 0 | 0 | 6.065 | 0 | 0 | 0 | 0 | 1 | 0 | 0 | 0 | 0 | 0 | 0 | 0 | 0 | 0 | 0 | 0 | 0 | -1 | 0 | 0 | 0 | 0 | 1 |  | 0 | 0 | 0 | 0 | 0 | 0 | 0 | 0 | 0 | 0 | 0 | 0 | 6.065 | 0 | 0 | 0 | 0 | 1 | 0 | 0 | 0 | 0 | 0 | 0 | 0 | 0 | 0 | 0 | 0 | 0 | -2 | 0 | 0 | 0 | 0 | 1 |  | 1 | 1 | 1 | 1 | 1 | 1 | 4+ | 1 | 1 | 1
PG&E NGBA | El Dorado PH | 115 | 0 | 0 | 0 | 0 | 0 | 0 | 0 | 0 | 0 | 0 | 0 | 0 | 0 | 0 | 0 | 0 | 0 | 0 | 0 | 0 |  | 0 | 0 | 0 | 0 | 0 | 0 | 0 | 0 | 0 | 0 | 0 | 0 | 0 | 0 | 0 | 0 | 0 | 0 | 0 | 0 | 0 | 0 | 0 | 0 | 0 | 0 | 0 | 0 | 0 | 0 | 0 | 0 | 0 | 0 | 0 | 0 |  | 0 | 0 | 0 | 0 | 0 | 0 | 0 | 0 | 0 | 0 | 0 | 0 | 0 | 0 | 5.187 | 0 | 0 | 1 | 0 | 0 | 0 | 0 | 0 | 0 | 0 | 0 | 0 | 0 | 0 | 0 | 0 | 0 | -2 | 0 | 0 | 1 |  | 0 | 0 | 0 | 0 | 0 | 0 | 0 | 0 | 0 | 0 | 0 | 0 | 0 | 0 | 5.187 | 0 | 0 | 1 | 0 | 0 | 0 | 0 | 0 | 0 | 0 | 0 | 0 | 0 | 0 | 0 | 0 | 0 | -2 | 0 | 0 | 1 |  | 0 | 0 | 0 | 0 | 0 | 0 | 0 | 0 | 0 | 0 | 0 | 0 | 0 | 0 | 5.187 | 0 | 0 | 1 | 0 | 0 | 0 | 0 | 0 | 0 | 0 | 0 | 0 | 0 | 0 | 0 | 0 | 0 | -2 | 0 | 0 | 1 |  | 1 | 1 | 1 | 1 | 1 | 1 | 1 | 4+ | 1 | 1
PG&E FRESNO | El Nido (PGE) | 115 | 0 | 0 | 0 | 0 | 0 | 0 | 0 | 0 | 0 | 0 | 0 | 0 | 0 | 0 | 0 | 0 | 0 | 0 | 0 | 0 |  | 0 | 0 | 0 | 0 | 0 | 0 | 0 | 0 | 0 | 0 | 0 | 0 | 0 | 0 | 0 | 0 | 0 | 0 | 0 | 0 | 0 | 0 | 0 | 0 | 0 | 0 | 0 | 0 | 0 | 0 | 0 | 0 | 0 | 0 | 0 | 0 |  | 0 | 0 | 0 | 0 | 0 | 0 | 0 | 0 | 0 | 0 | 0 | 0 | 0 | 200 | 203.699 | 0 | 0 | 1 | 0 | 0 | 0 | 0 | 0 | 0 | 0 | 0 | 0 | 0 | 0 | 0 | 0 | -2 | -2 | 0 | 0 | 1 |  | 0 | 0 | 0 | 0 | 0 | 0 | 0 | 0 | 0 | 0 | 0 | 0 | 0 | 200 | 203.699 | 0 | 0 | 1 | 0 | 0 | 0 | 0 | 0 | 0 | 0 | 0 | 0 | 0 | 0 | 0 | 0 | -2 | -2 | 0 | 0 | 1 |  | 0 | 0 | 0 | 0 | 0 | 0 | 0 | 0 | 0 | 0 | 0 | 0 | 0 | 200 | 203.699 | 0 | 0 | 1 | 0 | 0 | 0 | 0 | 0 | 0 | 0 | 0 | 0 | 0 | 0 | 0 | 0 | -2 | -2 | 0 | 0 | 1 |  | 1 | 1 | 1 | 1 | 1 | 1 | 1 | 4+ | 1 | 1
SCE Metro | El Nido (SCE) | 230 | 0 | 0 | 0 | 0 | 0 | 0 | 0 | 0 | 0 | 0 | 0 | 0 | 0 | 0 | 0 | 0 | 400 | 400 | 0 | 1 |  | 0 | 0 | 0 | 0 | 0 | 0 | 0 | 0 | 0 | 0 | 0 | 0 | 0 | 0 | 0 | 0 | 0 | 0 | 0 | 0 | 0 | 0 | 0 | 0 | 0 | 0 | 0 | 0 | 0 | 0 | 0 | 2 | 2 | 0 | 0 | 1 |  | 0 | 0 | 0 | 0 | 0 | 0 | 0 | 0 | 0 | 0 | 0 | 0 | 0 | 0 | 0 | 0 | 0 | 0 | 0 | 0 | 0 | 0 | 0 | 0 | 0 | 0 | 0 | 0 | 0 | 0 | 0 | 2 | 2 | 0 | 0 | 1 |  | 0 | 0 | 0 | 0 | 0 | 0 | 0 | 0 | 0 | 0 | 0 | 0 | 0 | 0 | 405.6634 | 0 | 0 | 1 | 0 | 0 | 0 | 0 | 0 | 0 | 0 | 0 | 0 | 0 | 0 | 0 | 0 | 2 | 0 | 0 | 0 | 1 |  | 0 | 0 | 0 | 0 | 0 | 0 | 0 | 0 | 0 | 0 | 0 | 0 | 0 | 0 | 405.6634 | 0 | 0 | 1 | 0 | 0 | 0 | 0 | 0 | 0 | 0 | 0 | 0 | 0 | 0 | 0 | 0 | 2 | 0 | 0 | 0 | 1 |  | 1 | 1 | 1 | 1 | 1 | 1 | 1 | 2- | 1 | 1
PG&E GBA | El Patio | 115 | 0 | 0 | 0 | 0 | 0 | 0 | 0 | 0 | 0 | 0 | 0 | 0 | 0 | 0 | 0 | 0 | 0 | 0 | 0 | 0 |  | 0 | 0 | 0 | 0 | 0 | 0 | 0 | 0 | 0 | 0 | 0 | 0 | 0 | 0 | 0 | 0 | 0 | 0 | 0 | 0 | 0 | 0 | 0 | 0 | 0 | 0 | 0 | 0 | 0 | 0 | 0 | 0 | 0 | 0 | 0 | 0 |  | 0 | 0 | 0 | 0 | 0 | 0 | 0 | 0 | 0 | 0 | 0 | 0 | 0 | 0 | 0 | 0 | 0 | 0 | 0 | 0 | 0 | 0 | 0 | 0 | 0 | 0 | 0 | 0 | 0 | 0 | 0 | 0 | 0 | 0 | 0 | 0 |  | 0 | 0 | 0 | 0 | 0 | 0 | 0 | 0 | 0 | 0 | 0 | 0 | 0 | 0 | 0 | 0 | 0 | 0 | 0 | 0 | 0 | 0 | 0 | 0 | 0 | 0 | 0 | 0 | 0 | 0 | 0 | 0 | 0 | 0 | 0 | 0 |  | 0 | 0 | 0 | 0 | 0 | 0 | 0 | 0 | 0 | 0 | 0 | 0 | 0 | 0 | 0 | 0 | 0 | 0 | 0 | 0 | 0 | 0 | 0 | 0 | 0 | 0 | 0 | 0 | 0 | 0 | 0 | 0 | 0 | 0 | 0 | 0 |  | 1 | 1 | 1 | 1 | 1 | 1 | 1 | 1 | 1 | 0
SCE Metro | El Segundo | 230 | 0 | 0 | 0 | 0 | 0 | 0 | 0 | 0 | 0 | 0 | 0 | 0 | 0 | 0 | 0 | 0 | 0 | 0 | 0 | 0 |  | 0 | 0 | 0 | 0 | 0 | 0 | 0 | 0 | 0 | 0 | 0 | 0 | 0 | 0 | 0 | 0 | 0 | 0 | 0 | 0 | 0 | 0 | 0 | 0 | 0 | 0 | 0 | 0 | 0 | 0 | 0 | 0 | 0 | 0 | 0 | 0 |  | 0 | 0 | 0 | 0 | 0 | 0 | 0 | 0 | 0 | 0 | 0 | 0 | 0 | 0 | 0 | 0 | 0 | 0 | 0 | 0 | 0 | 0 | 0 | 0 | 0 | 0 | 0 | 0 | 0 | 0 | 0 | 0 | 0 | 0 | 0 | 0 |  | 0 | 0 | 0 | 0 | 0 | 0 | 0 | 0 | 0 | 0 | 0 | 0 | 0 | 0 | 0 | 0 | 0 | 0 | 0 | 0 | 0 | 0 | 0 | 0 | 0 | 0 | 0 | 0 | 0 | 0 | 0 | 0 | 0 | 0 | 0 | 0 |  | 0 | 0 | 0 | 0 | 0 | 0 | 0 | 0 | 0 | 0 | 0 | 0 | 0 | 0 | 0 | 0 | 0 | 0 | 0 | 0 | 0 | 0 | 0 | 0 | 0 | 0 | 0 | 0 | 0 | 0 | 0 | 0 | 0 | 0 | 0 | 0 |  | 1 | 1 | 1 | 1 | 1 | 1 | 1 | 1 | 1 | 0
EOP | Eldorado | 230 | 139 | 0 | 0 | 0 | 0 | 0 | 0 | 0 | 0 | 0 | 0 | 0 | 0 | 0 | 0 | 0 | 0 | 0 | 0 | 1 |  | 0 | 0 | 0 | 0 | 0 | 0 | 0 | 0 | 0 | 0 | 0 | 0 | 0 | 250 | 256.29 | 0 | 0 | 1 | 2 | 2 | 0 | 0 | 0 | 0 | 0 | 0 | 0 | 0 | 0 | 0 | 0 | -2 | -2 | 0 | 0 | 1 |  | 0 | 0 | 0 | 0 | 0 | 0 | 0 | 0 | 0 | 0 | 0 | 0 | 0 | 250 | 277.29 | 0 | 0 | 1 | 2 | 2 | 0 | 0 | 0 | 0 | 0 | 0 | 0 | 0 | 0 | 0 | 0 | -2 | -2 | 0 | 0 | 1 |  | 0 | 0 | 0 | 0 | 0 | 0 | 0 | 0 | 0 | 0 | 0 | 0 | 0 | 250 | 533.58 | 0 | 0 | 1 | 2 | 2 | 0 | 0 | 0 | 0 | 0 | 0 | 0 | 0 | 0 | 0 | 0 | -2 | -2 | 0 | 0 | 1 |  | 0 | 0 | 0 | 0 | 0 | 0 | 0 | 0 | 0 | 0 | 0 | 0 | 0 | 250 | 533.58 | 0 | 0 | 1 | 2 | 2 | 0 | 0 | 0 | 0 | 0 | 0 | 0 | 0 | 0 | 0 | 0 | -2 | -2 | 0 | 0 | 1 |  | 5- | 1 | 1 | 1 | 1 | 1 | 1 | 4+ | 1 | 1
EOP | Eldorado | 500 | 248 | 0 | 0 | 0 | 0 | 3000 | 0 | 3000 | 0 | 0 | 0 | 0 | 600 | 0 | 600 | 0 | 390 | 390 | 500 | 1 |  | 0 | 0 | 0 | 0 | 0 | 0 | 0 | 0 | 0 | 0 | 0 | 0 | 0 | 0 | 0 | 0 | 0 | 0 | 2 | 2 | 0 | 0 | 0 | 0 | 2 | 2 | 0 | 0 | 0 | 2 | 2 | 2 | 2 | 2 | 2 | 1 |  | 0 | 0 | 0 | 0 | 0 | 0 | 0 | 0 | 0 | 0 | 0 | 0 | 0 | 0 | 0 | 0 | 0 | 0 | 2 | 2 | 0 | 0 | 0 | 0 | 2 | 2 | 0 | 0 | 0 | 2 | 2 | 2 | 2 | 2 | 2 | 1 |  | 0 | 0 | 0 | 0 | 0 | 0 | 0 | 0 | 0 | 0 | 0 | 0 | 0 | 0 | 0 | 0 | 0 | 0 | 2 | 2 | 0 | 0 | 0 | 0 | 2 | 2 | 0 | 0 | 0 | 2 | 2 | 2 | 2 | 2 | 2 | 1 |  | 0 | 0 | 0 | 0 | 0 | 0 | 0 | 0 | 0 | 0 | 0 | 0 | 0 | 0 | 0 | 0 | 0 | 0 | 2 | 2 | 0 | 0 | 0 | 0 | 2 | 2 | 0 | 0 | 0 | 2 | 2 | 2 | 2 | 2 | 2 | 1 |  | 5- | 1 | 1 | 5- | 1 | 1 | 5- | 5- | 5- | 1
SCE Northern | Elizabeth Lake | 66 | 0 | 0 | 0 | 0 | 0 | 0 | 0 | 0 | 0 | 0 | 0 | 0 | 0 | 0 | 0 | 0 | 0 | 0 | 0 | 0 |  | 0 | 0 | 0 | 0 | 0 | 0 | 0 | 0 | 0 | 0 | 0 | 0 | 0 | 0 | 0 | 0 | 0 | 0 | 0 | 0 | 0 | 0 | 0 | 0 | 0 | 0 | 0 | 0 | 0 | 0 | 0 | 0 | 0 | 0 | 0 | 0 |  | 0 | 0 | 0 | 0 | 0 | 0 | 0 | 0 | 0 | 0 | 0 | 0 | 0 | 0 | 0 | 0 | 0 | 0 | 0 | 0 | 0 | 0 | 0 | 0 | 0 | 0 | 0 | 0 | 0 | 0 | 0 | 0 | 0 | 0 | 0 | 0 |  | 0 | 0 | 0 | 0 | 0 | 0 | 0 | 0 | 0 | 0 | 0 | 0 | 0 | 0 | 0 | 0 | 0 | 0 | 0 | 0 | 0 | 0 | 0 | 0 | 0 | 0 | 0 | 0 | 0 | 0 | 0 | 0 | 0 | 0 | 0 | 0 |  | 0 | 0 | 0 | 0 | 0 | 0 | 0 | 0 | 0 | 0 | 0 | 0 | 0 | 0 | 0 | 0 | 0 | 0 | 0 | 0 | 0 | 0 | 0 | 0 | 0 | 0 | 0 | 0 | 0 | 0 | 0 | 0 | 0 | 0 | 0 | 0 |  | 1 | 1 | 1 | 1 | 1 | 1 | 1 | 1 | 1 | 0
PG&E KERN | Elk Hills | 230 | 0 | 0 | 0 | 0 | 0 | 0 | 0 | 0 | 0 | 0 | 0 | 0 | 0 | 0 | 0 | 0 | 0 | 0 | 0 | 0 |  | 0 | 0 | 0 | 0 | 0 | 0 | 0 | 0 | 0 | 0 | 0 | 0 | 0 | 0 | 0 | 0 | 0 | 0 | 0 | 0 | 0 | 0 | 0 | 0 | 0 | 0 | 0 | 0 | 0 | 0 | 0 | 0 | 0 | 0 | 0 | 0 |  | 0 | 0 | 0 | 0 | 0 | 0 | 0 | 0 | 0 | 0 | 0 | 0 | 0 | 0 | 0 | 0 | 0 | 0 | 0 | 0 | 0 | 0 | 0 | 0 | 0 | 0 | 0 | 0 | 0 | 0 | 0 | 0 | 0 | 0 | 0 | 0 |  | 0 | 0 | 0 | 0 | 0 | 0 | 0 | 0 | 0 | 0 | 0 | 0 | 0 | 0 | 0 | 0 | 0 | 0 | 0 | 0 | 0 | 0 | 0 | 0 | 0 | 0 | 0 | 0 | 0 | 0 | 0 | 0 | 0 | 0 | 0 | 0 |  | 0 | 0 | 0 | 0 | 0 | 0 | 0 | 0 | 0 | 0 | 0 | 0 | 0 | 0 | 0 | 0 | 0 | 0 | 0 | 0 | 0 | 0 | 0 | 0 | 0 | 0 | 0 | 0 | 0 | 0 | 0 | 0 | 0 | 0 | 0 | 0 |  | 1 | 1 | 1 | 1 | 1 | 1 | 1 | 1 | 1 | 0
SDGE | Elliot | 69 | 0 | 0 | 0 | 0 | 0 | 0 | 0 | 0 | 0 | 0 | 0 | 0 | 0 | 0 | 0 | 0 | 0 | 0 | 0 | 0 |  | 0 | 0 | 0 | 0 | 0 | 0 | 0 | 0 | 0 | 0 | 0 | 0 | 0 | 0 | 0 | 0 | 0 | 0 | 0 | 0 | 0 | 0 | 0 | 0 | 0 | 0 | 0 | 0 | 0 | 0 | 0 | 0 | 0 | 0 | 0 | 0 |  | 0 | 0 | 0 | 0 | 0 | 0 | 0 | 0 | 0 | 0 | 0 | 0 | 0 | 0 | 0 | 0 | 0 | 0 | 0 | 0 | 0 | 0 | 0 | 0 | 0 | 0 | 0 | 0 | 0 | 0 | 0 | 0 | 0 | 0 | 0 | 0 |  | 0 | 0 | 0 | 0 | 0 | 0 | 0 | 0 | 0 | 0 | 0 | 0 | 0 | 0 | 0 | 0 | 0 | 0 | 0 | 0 | 0 | 0 | 0 | 0 | 0 | 0 | 0 | 0 | 0 | 0 | 0 | 0 | 0 | 0 | 0 | 0 |  | 0 | 0 | 0 | 0 | 0 | 0 | 0 | 0 | 0 | 0 | 0 | 0 | 0 | 0 | 0 | 0 | 0 | 0 | 0 | 0 | 0 | 0 | 0 | 0 | 0 | 0 | 0 | 0 | 0 | 0 | 0 | 0 | 0 | 0 | 0 | 0 |  | 1 | 1 | 1 | 1 | 1 | 1 | 1 | 1 | 1 | 0
SCE Metro | Ellis | 230 | 0 | 0 | 0 | 0 | 0 | 0 | 0 | 0 | 0 | 0 | 0 | 0 | 0 | 0 | 0 | 0 | 0 | 0 | 0 | 0 |  | 0 | 0 | 0 | 0 | 0 | 0 | 0 | 0 | 0 | 0 | 0 | 0 | 0 | 0 | 0 | 0 | 0 | 0 | 0 | 0 | 0 | 0 | 0 | 0 | 0 | 0 | 0 | 0 | 0 | 0 | 0 | 0 | 0 | 0 | 0 | 0 |  | 0 | 0 | 0 | 0 | 0 | 0 | 0 | 0 | 0 | 0 | 0 | 0 | 0 | 0 | 0 | 0 | 0 | 0 | 0 | 0 | 0 | 0 | 0 | 0 | 0 | 0 | 0 | 0 | 0 | 0 | 0 | 0 | 0 | 0 | 0 | 0 |  | 0 | 0 | 0 | 0 | 0 | 0 | 0 | 0 | 0 | 0 | 0 | 0 | 0 | 0 | 0 | 0 | 0 | 0 | 0 | 0 | 0 | 0 | 0 | 0 | 0 | 0 | 0 | 0 | 0 | 0 | 0 | 0 | 0 | 0 | 0 | 0 |  | 0 | 0 | 0 | 0 | 0 | 0 | 0 | 0 | 0 | 0 | 0 | 0 | 0 | 0 | 88.63 | 0 | 0 | 1 | 0 | 0 | 0 | 0 | 0 | 0 | 0 | 0 | 0 | 0 | 0 | 0 | 0 | 0 | -2 | 0 | 0 | 1 |  | 1 | 1 | 1 | 1 | 1 | 1 | 1 | 1+ | 1 | 1
SDGE | Encina | 138 | 0 | 0 | 0 | 0 | 0 | 0 | 0 | 0 | 0 | 0 | 0 | 0 | 0 | 0 | 0 | 0 | 0 | 0 | 0 | 0 |  | 0 | 0 | 0 | 0 | 0 | 0 | 0 | 0 | 0 | 0 | 0 | 0 | 0 | 0 | 0 | 0 | 0 | 0 | 0 | 0 | 0 | 0 | 0 | 0 | 0 | 0 | 0 | 0 | 0 | 0 | 0 | 0 | 0 | 0 | 0 | 0 |  | 0 | 0 | 0 | 0 | 0 | 0 | 0 | 0 | 0 | 0 | 0 | 0 | 0 | 0 | 0 | 0 | 0 | 0 | 0 | 0 | 0 | 0 | 0 | 0 | 0 | 0 | 0 | 0 | 0 | 0 | 0 | 0 | 0 | 0 | 0 | 0 |  | 0 | 0 | 0 | 0 | 0 | 0 | 0 | 0 | 0 | 0 | 0 | 0 | 0 | 0 | 304.3999 | 0 | 0 | 1 | 0 | 0 | 0 | 0 | 0 | 0 | 0 | 0 | 0 | 0 | 0 | 0 | 0 | 0 | -2 | 0 | 0 | 1 |  | 0 | 0 | 0 | 0 | 0 | 0 | 0 | 0 | 0 | 0 | 0 | 0 | 0 | 0 | 304.3999 | 0 | 0 | 1 | 0 | 0 | 0 | 0 | 0 | 0 | 0 | 0 | 0 | 0 | 0 | 0 | 0 | 0 | -2 | 0 | 0 | 1 |  | 1 | 1 | 1 | 1 | 1 | 1 | 1 | 2+ | 1 | 1
SDGE | Encina | 230 | 0 | 0 | 0 | 0 | 0 | 0 | 0 | 0 | 0 | 0 | 0 | 0 | 20 | 0 | 20 | 0 | 0 | 0 | 0 | 1 |  | 0 | 0 | 0 | 0 | 0 | 0 | 0 | 0 | 0 | 0 | 0 | 0 | 0 | 0 | 0 | 0 | 0 | 0 | 0 | 0 | 0 | 0 | 0 | 0 | 0 | 0 | 0 | 0 | 0 | 2 | 2 | 0 | 0 | 0 | 0 | 1 |  | 0 | 0 | 0 | 0 | 0 | 0 | 0 | 0 | 0 | 0 | 0 | 0 | 0 | 0 | 0 | 0 | 0 | 0 | 0 | 0 | 0 | 0 | 0 | 0 | 0 | 0 | 0 | 0 | 0 | 2 | 2 | 0 | 0 | 0 | 0 | 1 |  | 0 | 0 | 0 | 0 | 0 | 0 | 0 | 0 | 0 | 0 | 0 | 0 | 0 | 0 | 0 | 0 | 0 | 0 | 0 | 0 | 0 | 0 | 0 | 0 | 0 | 0 | 0 | 0 | 0 | 2 | 2 | 0 | 0 | 0 | 0 | 1 |  | 0 | 0 | 0 | 0 | 0 | 0 | 0 | 0 | 0 | 0 | 0 | 0 | 0 | 0 | 0 | 0 | 0 | 0 | 0 | 0 | 0 | 0 | 0 | 0 | 0 | 0 | 0 | 0 | 0 | 2 | 2 | 0 | 0 | 0 | 0 | 1 |  | 1 | 1 | 1 | 1 | 1 | 1 | 5- | 1 | 1 | 1
SDGE | Escondido | 230 | 0 | 0 | 0 | 0 | 0 | 0 | 0 | 0 | 0 | 0 | 0 | 0 | 0 | 0 | 0 | 0 | 0 | 0 | 0 | 0 |  | 0 | 0 | 0 | 0 | 0 | 0 | 0 | 0 | 0 | 0 | 0 | 0 | 0 | 0 | 0 | 0 | 0 | 0 | 0 | 0 | 0 | 0 | 0 | 0 | 0 | 0 | 0 | 0 | 0 | 0 | 0 | 0 | 0 | 0 | 0 | 0 |  | 0 | 0 | 0 | 0 | 0 | 0 | 0 | 0 | 0 | 0 | 0 | 0 | 0 | 0 | 0 | 0 | 0 | 0 | 0 | 0 | 0 | 0 | 0 | 0 | 0 | 0 | 0 | 0 | 0 | 0 | 0 | 0 | 0 | 0 | 0 | 0 |  | 0 | 0 | 0 | 0 | 0 | 0 | 0 | 0 | 0 | 0 | 0 | 0 | 0 | 320 | 407 | 0 | 0 | 1 | 0 | 0 | 0 | 0 | 0 | 0 | 0 | 0 | 0 | 0 | 0 | 0 | 0 | -2 | -2 | 0 | 0 | 1 |  | 0 | 0 | 0 | 0 | 0 | 0 | 0 | 0 | 0 | 0 | 0 | 0 | 0 | 320 | 407 | 0 | 0 | 1 | 0 | 0 | 0 | 0 | 0 | 0 | 0 | 0 | 0 | 0 | 0 | 0 | 0 | -2 | -2 | 0 | 0 | 1 |  | 1 | 1 | 1 | 1 | 1 | 1 | 1 | 4+ | 1 | 1
SDGE | Escondido | 69 | 0 | 0 | 0 | 0 | 0 | 0 | 0 | 0 | 0 | 0 | 0 | 0 | 0 | 0 | 0 | 0 | 0 | 0 | 0 | 0 |  | 0 | 0 | 0 | 0 | 0 | 0 | 0 | 0 | 0 | 0 | 0 | 0 | 0 | 0 | 0 | 0 | 0 | 0 | 0 | 0 | 0 | 0 | 0 | 0 | 0 | 0 | 0 | 0 | 0 | 0 | 0 | 0 | 0 | 0 | 0 | 0 |  | 0 | 0 | 0 | 0 | 0 | 0 | 0 | 0 | 0 | 0 | 0 | 0 | 0 | 33 | 33 | 0 | 0 | 1 | 0 | 0 | 0 | 0 | 0 | 0 | 0 | 0 | 0 | 0 | 0 | 0 | 0 | -2 | -2 | 0 | 0 | 1 |  | 0 | 0 | 0 | 0 | 0 | 0 | 0 | 0 | 0 | 0 | 0 | 0 | 0 | 33 | 33 | 0 | 0 | 1 | 0 | 0 | 0 | 0 | 0 | 0 | 0 | 0 | 0 | 0 | 0 | 0 | 0 | -2 | -2 | 0 | 0 | 1 |  | 0 | 0 | 0 | 0 | 0 | 0 | 0 | 0 | 0 | 0 | 0 | 0 | 0 | 33 | 33 | 0 | 0 | 1 | 0 | 0 | 0 | 0 | 0 | 0 | 0 | 0 | 0 | 0 | 0 | 0 | 0 | -2 | -2 | 0 | 0 | 1 |  | 1 | 1 | 1 | 1 | 1 | 1 | 1 | 4+ | 1 | 1
PG&E KERN | Estrella | 230 | 0 | 0 | 0 | 0 | 0 | 0 | 0 | 0 | 0 | 0 | 0 | 0 | 0 | 0 | 0 | 0 | 0 | 0 | 0 | 0 |  | 0 | 0 | 0 | 0 | 0 | 0 | 0 | 0 | 0 | 0 | 0 | 0 | 0 | 0 | 0 | 0 | 0 | 0 | 0 | 0 | 0 | 0 | 0 | 0 | 0 | 0 | 0 | 0 | 0 | 0 | 0 | 0 | 0 | 0 | 0 | 0 |  | 0 | 0 | 0 | 0 | 0 | 0 | 0 | 0 | 0 | 0 | 0 | 0 | 0 | 0 | 0 | 0 | 0 | 0 | 0 | 0 | 0 | 0 | 0 | 0 | 0 | 0 | 0 | 0 | 0 | 0 | 0 | 0 | 0 | 0 | 0 | 0 |  | 0 | 0 | 0 | 0 | 0 | 0 | 0 | 0 | 0 | 0 | 0 | 0 | 0 | 0 | 0 | 0 | 0 | 0 | 0 | 0 | 0 | 0 | 0 | 0 | 0 | 0 | 0 | 0 | 0 | 0 | 0 | 0 | 0 | 0 | 0 | 0 |  | 0 | 0 | 0 | 0 | 0 | 0 | 0 | 0 | 0 | 0 | 0 | 0 | 0 | 0 | 0 | 0 | 0 | 0 | 0 | 0 | 0 | 0 | 0 | 0 | 0 | 0 | 0 | 0 | 0 | 0 | 0 | 0 | 0 | 0 | 0 | 0 |  | 1 | 1 | 1 | 1 | 1 | 1 | 1 | 1 | 1 | 0
SCE Eastern | Etiwanda | 230 | 0 | 0 | 0 | 0 | 0 | 0 | 0 | 0 | 0 | 0 | 0 | 0 | 0 | 0 | 0 | 0 | 0 | 0 | 550 | 1 |  | 0 | 0 | 0 | 0 | 0 | 0 | 0 | 0 | 0 | 0 | 0 | 0 | 0 | 0 | 0 | 0 | 0 | 0 | 0 | 0 | 0 | 0 | 0 | 0 | 0 | 0 | 0 | 0 | 0 | 0 | 0 | 0 | 0 | 2 | 2 | 1 |  | 0 | 0 | 0 | 0 | 0 | 0 | 0 | 0 | 0 | 0 | 0 | 0 | 0 | 0 | 133.4 | 0 | 0 | 1 | 0 | 0 | 0 | 0 | 0 | 0 | 0 | 0 | 0 | 0 | 0 | 0 | 0 | 0 | -2 | 2 | 2 | 1 |  | 0 | 0 | 0 | 0 | 0 | 0 | 0 | 0 | 0 | 0 | 0 | 0 | 0 | 400 | 791.0634 | 0 | 0 | 1 | 0 | 0 | 0 | 0 | 0 | 0 | 0 | 0 | 0 | 0 | 0 | 0 | 0 | -2 | -2 | 2 | 2 | 1 |  | 0 | 0 | 0 | 0 | 0 | 0 | 0 | 12.55 | 0 | 0 | 0 | 0 | 0 | 400 | 1086.7534 | 0 | 0 | 1 | 0 | 0 | 0 | 0 | 0 | 0 | 0 | -2 | 0 | 0 | 0 | 0 | 0 | -2 | -2 | 2 | 2 | 1 |  | 1 | 1 | 1 | 1+ | 1 | 1 | 1 | 4+ | 5- | 1
PG&E GBA | Evergreen | 115 | 0 | 0 | 0 | 0 | 0 | 0 | 0 | 0 | 0 | 0 | 0 | 0 | 0 | 0 | 0 | 0 | 0 | 0 | 0 | 0 |  | 0 | 0 | 0 | 0 | 0 | 0 | 0 | 0 | 0 | 0 | 0 | 0 | 0 | 0 | 0 | 0 | 0 | 0 | 0 | 0 | 0 | 0 | 0 | 0 | 0 | 0 | 0 | 0 | 0 | 0 | 0 | 0 | 0 | 0 | 0 | 0 |  | 0 | 0 | 0 | 0 | 0 | 0 | 0 | 0 | 0 | 0 | 0 | 0 | 1.653 | 0 | 0 | 0 | 0 | 1 | 0 | 0 | 0 | 0 | 0 | 0 | 0 | 0 | 0 | 0 | 0 | 0 | 0 | 0 | 0 | 0 | 0 | 0 |  | 0 | 0 | 0 | 0 | 0 | 0 | 0 | 0 | 0 | 0 | 0 | 0 | 1.653 | 0 | 0 | 0 | 0 | 1 | 0 | 0 | 0 | 0 | 0 | 0 | 0 | 0 | 0 | 0 | 0 | 0 | -2 | 0 | 0 | 0 | 0 | 1 |  | 0 | 0 | 0 | 0 | 0 | 0 | 0 | 0 | 0 | 0 | 0 | 0 | 1.653 | 0 | 0 | 0 | 0 | 1 | 0 | 0 | 0 | 0 | 0 | 0 | 0 | 0 | 0 | 0 | 0 | 0 | 0 | 0 | 0 | 0 | 0 | 0 |  | 1 | 1 | 1 | 1 | 1 | 1 | 2+ | 1 | 1 | 1
PG&E GBA | Evergreen | 60 | 0 | 0 | 0 | 0 | 0 | 0 | 0 | 0 | 0 | 0 | 0 | 0 | 0 | 0 | 0 | 0 | 0 | 0 | 0 | 0 |  | 0 | 0 | 0 | 0 | 0 | 0 | 0 | 0 | 0 | 0 | 0 | 0 | 0 | 0 | 0 | 0 | 0 | 0 | 0 | 0 | 0 | 0 | 0 | 0 | 0 | 0 | 0 | 0 | 0 | 0 | 0 | 0 | 0 | 0 | 0 | 0 |  | 0 | 0 | 0 | 0 | 0 | 0 | 0 | 0 | 0 | 0 | 0 | 0 | 0 | 0 | 0 | 0 | 0 | 0 | 0 | 0 | 0 | 0 | 0 | 0 | 0 | 0 | 0 | 0 | 0 | 0 | 0 | 0 | 0 | 0 | 0 | 0 |  | 0 | 0 | 0 | 0 | 0 | 0 | 0 | 0 | 0 | 0 | 0 | 0 | 0 | 0 | 0 | 0 | 0 | 0 | 0 | 0 | 0 | 0 | 0 | 0 | 0 | 0 | 0 | 0 | 0 | 0 | 0 | 0 | 0 | 0 | 0 | 0 |  | 0 | 0 | 0 | 0 | 0 | 0 | 0 | 0 | 0 | 0 | 0 | 0 | 0 | 0 | 0 | 0 | 0 | 0 | 0 | 0 | 0 | 0 | 0 | 0 | 0 | 0 | 0 | 0 | 0 | 0 | 0 | 0 | 0 | 0 | 0 | 0 |  | 1 | 1 | 1 | 1 | 1 | 1 | 1 | 1 | 1 | 0
PG&E FRESNO | Excelsior | 115 | 0 | 0 | 0 | 0 | 0 | 0 | 0 | 0 | 0 | 0 | 0 | 0 | 0 | 0 | 0 | 0 | 0 | 0 | 0 | 0 |  | 0 | 0 | 0 | 0 | 0 | 0 | 0 | 0 | 0 | 0 | 0 | 0 | 0 | 0 | 0 | 0 | 0 | 0 | 0 | 0 | 0 | 0 | 0 | 0 | 0 | 0 | 0 | 0 | 0 | 0 | 0 | 0 | 0 | 0 | 0 | 0 |  | 0 | 0 | 0 | 0 | 0 | 0 | 0 | 0 | 0 | 0 | 0 | 0 | 127.57 | 97.5 | 127.37 | 0 | 0 | 1 | 0 | 0 | 0 | 0 | 0 | 0 | 0 | 0 | 0 | 0 | 0 | 0 | -2 | -2 | -2 | 0 | 0 | 1 |  | 0 | 0 | 0 | 0 | 0 | 0 | 0 | 0 | 0 | 0 | 0 | 0 | 127.57 | 97.5 | 127.37 | 0 | 0 | 1 | 0 | 0 | 0 | 0 | 0 | 0 | 0 | 0 | 0 | 0 | 0 | 0 | -1 | -2 | -2 | 0 | 0 | 1 |  | 0 | 0 | 0 | 0 | 0 | 0 | 0 | 0 | 0 | 0 | 0 | 0 | 127.57 | 97.5 | 127.37 | 0 | 0 | 1 | 0 | 0 | 0 | 0 | 0 | 0 | 0 | 0 | 0 | 0 | 0 | 0 | -2 | -2 | -2 | 0 | 0 | 1 |  | 1 | 1 | 1 | 1 | 1 | 1 | 4+ | 4+ | 1 | 1
PG&E FRESNO | Exchequer | 115 | 0 | 0 | 0 | 0 | 0 | 0 | 0 | 0 | 0 | 0 | 0 | 0 | 0 | 0 | 0 | 0 | 0 | 0 | 0 | 0 |  | 0 | 0 | 0 | 0 | 0 | 0 | 0 | 0 | 0 | 0 | 0 | 0 | 0 | 0 | 0 | 0 | 0 | 0 | 0 | 0 | 0 | 0 | 0 | 0 | 0 | 0 | 0 | 0 | 0 | 0 | 0 | 0 | 0 | 0 | 0 | 0 |  | 0 | 0 | 0 | 0 | 0 | 0 | 0 | 0 | 0 | 0 | 0 | 0 | 0 | 0 | 0 | 0 | 0 | 0 | 0 | 0 | 0 | 0 | 0 | 0 | 0 | 0 | 0 | 0 | 0 | 0 | 0 | 0 | 0 | 0 | 0 | 0 |  | 0 | 0 | 0 | 0 | 0 | 0 | 0 | 0 | 0 | 0 | 0 | 0 | 0 | 0 | 0 | 0 | 0 | 0 | 0 | 0 | 0 | 0 | 0 | 0 | 0 | 0 | 0 | 0 | 0 | 0 | 0 | 0 | 0 | 0 | 0 | 0 |  | 0 | 0 | 0 | 0 | 0 | 0 | 0 | 0 | 0 | 0 | 0 | 0 | 0 | 0 | 0 | 0 | 0 | 0 | 0 | 0 | 0 | 0 | 0 | 0 | 0 | 0 | 0 | 0 | 0 | 0 | 0 | 0 | 0 | 0 | 0 | 0 |  | 1 | 1 | 1 | 1 | 1 | 1 | 1 | 1 | 1 | 0
PG&E KERN | Fairway | 115 | 0 | 0 | 0 | 0 | 0 | 0 | 0 | 0 | 0 | 0 | 0 | 0 | 0 | 0 | 0 | 0 | 0 | 0 | 0 | 0 |  | 0 | 0 | 0 | 0 | 0 | 0 | 0 | 0 | 0 | 0 | 0 | 0 | 0 | 0 | 0 | 0 | 0 | 0 | 0 | 0 | 0 | 0 | 0 | 0 | 0 | 0 | 0 | 0 | 0 | 0 | 0 | 0 | 0 | 0 | 0 | 0 |  | 0 | 0 | 0 | 0 | 0 | 0 | 0 | 0 | 0 | 0 | 0 | 0 | 3.4613 | 0 | 13.4613 | 0 | 0 | 1 | 0 | 0 | 0 | 0 | 0 | 0 | 0 | 0 | 0 | 0 | 0 | 0 | -2 | 0 | -2 | 0 | 0 | 1 |  | 0 | 0 | 0 | 0 | 0 | 0 | 0 | 0 | 0 | 0 | 0 | 0 | 3.4613 | 0 | 13.4613 | 0 | 0 | 1 | 0 | 0 | 0 | 0 | 0 | 0 | 0 | 0 | 0 | 0 | 0 | 0 | -1 | 0 | -2 | 0 | 0 | 1 |  | 0 | 0 | 0 | 0 | 0 | 0 | 0 | 0 | 0 | 0 | 0 | 0 | 3.4613 | 0 | 13.4613 | 0 | 0 | 1 | 0 | 0 | 0 | 0 | 0 | 0 | 0 | 0 | 0 | 0 | 0 | 0 | -2 | 0 | -2 | 0 | 0 | 1 |  | 1 | 1 | 1 | 1 | 1 | 1 | 4+ | 4+ | 1 | 1
PG&E KERN | Famoso | 115 | 0 | 0 | 0 | 0 | 0 | 0 | 0 | 0 | 0 | 0 | 0 | 0 | 0 | 0 | 0 | 0 | 0 | 0 | 0 | 0 |  | 0 | 0 | 0 | 0 | 0 | 0 | 0 | 0 | 0 | 0 | 0 | 0 | 0 | 0 | 0 | 0 | 0 | 0 | 0 | 0 | 0 | 0 | 0 | 0 | 0 | 0 | 0 | 0 | 0 | 0 | 0 | 0 | 0 | 0 | 0 | 0 |  | 0 | 0 | 0 | 0 | 0 | 0 | 0 | 0 | 0 | 0 | 0 | 0 | 0 | 0 | 0 | 0 | 0 | 0 | 0 | 0 | 0 | 0 | 0 | 0 | 0 | 0 | 0 | 0 | 0 | 0 | 0 | 0 | 0 | 0 | 0 | 0 |  | 0 | 0 | 0 | 0 | 0 | 0 | 0 | 0 | 0 | 0 | 0 | 0 | 0 | 0 | 0 | 0 | 0 | 0 | 0 | 0 | 0 | 0 | 0 | 0 | 0 | 0 | 0 | 0 | 0 | 0 | 0 | 0 | 0 | 0 | 0 | 0 |  | 0 | 0 | 0 | 0 | 0 | 0 | 0 | 0 | 0 | 0 | 0 | 0 | 0 | 0 | 12.174 | 0 | 0 | 1 | 0 | 0 | 0 | 0 | 0 | 0 | 0 | 0 | 0 | 0 | 0 | 0 | 0 | 0 | -2 | 0 | 0 | 1 |  | 1 | 1 | 1 | 1 | 1 | 1 | 1 | 1+ | 1 | 1
PG&E NGBA | Fern Road | 500 | 185 | 0 | 0 | 0 | 0 | 0 | 0 | 0 | 0 | 0 | 0 | 0 | 0 | 0 | 0 | 0 | 0 | 0 | 0 | 1 |  | 0 | 0 | 0 | 0 | 0 | 0 | 0 | 0 | 0 | 0 | 0 | 0 | 0 | 0 | 0 | 0 | 0 | 0 | 2 | 2 | 0 | 0 | 0 | 0 | 0 | 0 | 0 | 0 | 0 | 0 | 0 | 0 | 0 | 0 | 0 | 1 |  | 0 | 0 | 0 | 0 | 0 | 0 | 0 | 0 | 0 | 0 | 0 | 0 | 0 | 0 | 0 | 0 | 0 | 0 | 2 | 2 | 0 | 0 | 0 | 0 | 0 | 0 | 0 | 0 | 0 | 0 | 0 | 0 | 0 | 0 | 0 | 1 |  | 0 | 0 | 0 | 0 | 0 | 0 | 0 | 0 | 0 | 0 | 0 | 0 | 0 | 0 | 0 | 0 | 0 | 0 | 2 | 2 | 0 | 0 | 0 | 0 | 0 | 0 | 0 | 0 | 0 | 0 | 0 | 0 | 0 | 0 | 0 | 1 |  | 0 | 0 | 0 | 0 | 0 | 0 | 0 | 0 | 0 | 0 | 0 | 0 | 0 | 0 | 0 | 0 | 0 | 0 | 2 | 2 | 0 | 0 | 0 | 0 | 0 | 0 | 0 | 0 | 0 | 0 | 0 | 0 | 0 | 0 | 0 | 1 |  | 5- | 1 | 1 | 1 | 1 | 1 | 1 | 1 | 1 | 1
PG&E GBA | Fibreboard (SPI Sonora) | 115 | 0 | 0 | 0 | 0 | 0 | 0 | 0 | 0 | 0 | 0 | 0 | 0 | 0 | 0 | 0 | 0 | 0 | 0 | 0 | 0 |  | 0 | 0 | 0 | 0 | 0 | 0 | 0 | 0 | 0 | 0 | 0 | 0 | 0 | 0 | 0 | 0 | 0 | 0 | 0 | 0 | 0 | 0 | 0 | 0 | 0 | 0 | 0 | 0 | 0 | 0 | 0 | 0 | 0 | 0 | 0 | 0 |  | 0 | 0 | 0 | 0 | 0 | 0 | 0 | 0 | 0 | 0 | 0 | 0 | 0 | 0 | 0 | 0 | 0 | 0 | 0 | 0 | 0 | 0 | 0 | 0 | 0 | 0 | 0 | 0 | 0 | 0 | 0 | 0 | 0 | 0 | 0 | 0 |  | 0 | 0 | 0 | 0 | 0 | 0 | 0 | 0 | 0 | 0 | 0 | 0 | 0 | 0 | 0 | 0 | 0 | 0 | 0 | 0 | 0 | 0 | 0 | 0 | 0 | 0 | 0 | 0 | 0 | 0 | 0 | 0 | 0 | 0 | 0 | 0 |  | 0 | 0 | 0 | 0 | 0 | 0 | 0 | 0 | 0 | 0 | 0 | 0 | 0 | 0 | 0 | 0 | 0 | 0 | 0 | 0 | 0 | 0 | 0 | 0 | 0 | 0 | 0 | 0 | 0 | 0 | 0 | 0 | 0 | 0 | 0 | 0 |  | 1 | 1 | 1 | 1 | 1 | 1 | 1 | 1 | 1 | 0
PG&E FRESNO | Figarden | 230 | 0 | 0 | 0 | 0 | 0 | 0 | 0 | 0 | 0 | 0 | 0 | 0 | 0 | 0 | 0 | 0 | 0 | 0 | 0 | 0 |  | 0 | 0 | 0 | 0 | 0 | 0 | 0 | 0 | 0 | 0 | 0 | 0 | 0 | 0 | 0 | 0 | 0 | 0 | 0 | 0 | 0 | 0 | 0 | 0 | 0 | 0 | 0 | 0 | 0 | 0 | 0 | 0 | 0 | 0 | 0 | 0 |  | 0 | 0 | 0 | 0 | 0 | 0 | 0 | 0 | 0 | 0 | 0 | 0 | 0 | 0 | 0 | 0 | 0 | 0 | 0 | 0 | 0 | 0 | 0 | 0 | 0 | 0 | 0 | 0 | 0 | 0 | 0 | 0 | 0 | 0 | 0 | 0 |  | 0 | 0 | 0 | 0 | 0 | 0 | 0 | 0 | 0 | 0 | 0 | 0 | 0 | 0 | 0 | 0 | 0 | 0 | 0 | 0 | 0 | 0 | 0 | 0 | 0 | 0 | 0 | 0 | 0 | 0 | 0 | 0 | 0 | 0 | 0 | 0 |  | 0 | 0 | 0 | 0 | 0 | 0 | 0 | 0 | 0 | 0 | 0 | 0 | 0.897 | 0 | 0 | 0 | 0 | 1 | 0 | 0 | 0 | 0 | 0 | 0 | 0 | 0 | 0 | 0 | 0 | 0 | 0 | 0 | 0 | 0 | 0 | 0 |  | 1 | 1 | 1 | 1 | 1 | 1 | 1 | 1 | 1 | 0
PG&E FRESNO | Fink | 230 | 70 | 0 | 0 | 0 | 0 | 0 | 0 | 0 | 0 | 0 | 0 | 0 | 200 | 0 | 200 | 0 | 0 | 0 | 0 | 1 |  | 0 | 0 | 0 | 0 | 0 | 0 | 0 | 0 | 0 | 0 | 0 | 0 | 0 | 0 | 0 | 0 | 0 | 0 | 2 | 2 | 0 | 0 | 0 | 0 | 0 | 0 | 0 | 0 | 0 | 2 | 2 | 0 | 0 | 0 | 0 | 1 |  | 0 | 0 | 0 | 0 | 0 | 0 | 0 | 0 | 0 | 0 | 0 | 0 | 0 | 0 | 0 | 0 | 0 | 0 | 2 | 2 | 0 | 0 | 0 | 0 | 0 | 0 | 0 | 0 | 0 | 2 | 2 | 0 | 0 | 0 | 0 | 1 |  | 0 | 0 | 0 | 0 | 0 | 0 | 0 | 0 | 0 | 0 | 0 | 0 | 0 | 0 | 0 | 0 | 0 | 0 | 2 | 2 | 0 | 0 | 0 | 0 | 0 | 0 | 0 | 0 | 0 | 2 | 2 | 0 | 0 | 0 | 0 | 1 |  | 0 | 0 | 0 | 0 | 0 | 0 | 0 | 0 | 0 | 0 | 0 | 0 | 0 | 0 | 0 | 0 | 0 | 0 | 2 | 2 | 0 | 0 | 0 | 0 | 0 | 0 | 0 | 0 | 0 | 2 | 2 | 0 | 0 | 0 | 0 | 1 |  | 5- | 1 | 1 | 1 | 1 | 1 | 5- | 1 | 1 | 1
PG&E NGBA | Fitch Mountain | 60 | 0 | 0 | 0 | 0 | 0 | 0 | 0 | 0 | 0 | 0 | 0 | 0 | 0 | 0 | 0 | 0 | 0 | 0 | 0 | 0 |  | 0 | 0 | 0 | 0 | 0 | 0 | 0 | 0 | 0 | 0 | 0 | 0 | 0 | 0 | 0 | 0 | 0 | 0 | 0 | 0 | 0 | 0 | 0 | 0 | 0 | 0 | 0 | 0 | 0 | 0 | 0 | 0 | 0 | 0 | 0 | 0 |  | 0 | 0 | 0 | 0 | 0 | 0 | 0 | 0 | 0 | 0 | 0 | 0 | 0 | 0 | 0 | 0 | 0 | 0 | 0 | 0 | 0 | 0 | 0 | 0 | 0 | 0 | 0 | 0 | 0 | 0 | 0 | 0 | 0 | 0 | 0 | 0 |  | 0 | 0 | 0 | 0 | 0 | 0 | 0 | 0 | 0 | 0 | 0 | 0 | 0 | 0 | 0 | 0 | 0 | 0 | 0 | 0 | 0 | 0 | 0 | 0 | 0 | 0 | 0 | 0 | 0 | 0 | 0 | 0 | 0 | 0 | 0 | 0 |  | 0 | 0 | 0 | 0 | 0 | 0 | 0 | 0 | 0 | 0 | 0 | 0 | 0 | 0 | 0 | 0 | 0 | 0 | 0 | 0 | 0 | 0 | 0 | 0 | 0 | 0 | 0 | 0 | 0 | 0 | 0 | 0 | 0 | 0 | 0 | 0 |  | 1 | 1 | 1 | 1 | 1 | 1 | 1 | 1 | 1 | 0
PG&E GBA | FMC | 115 | 0 | 0 | 0 | 0 | 0 | 0 | 0 | 0 | 0 | 0 | 0 | 0 | 0 | 0 | 0 | 0 | 0 | 0 | 0 | 0 |  | 0 | 0 | 0 | 0 | 0 | 0 | 0 | 0 | 0 | 0 | 0 | 0 | 0 | 0 | 0 | 0 | 0 | 0 | 0 | 0 | 0 | 0 | 0 | 0 | 0 | 0 | 0 | 0 | 0 | 0 | 0 | 0 | 0 | 0 | 0 | 0 |  | 0 | 0 | 0 | 0 | 0 | 0 | 0 | 0 | 0 | 0 | 0 | 0 | 0 | 0 | 0 | 0 | 0 | 0 | 0 | 0 | 0 | 0 | 0 | 0 | 0 | 0 | 0 | 0 | 0 | 0 | 0 | 0 | 0 | 0 | 0 | 0 |  | 0 | 0 | 0 | 0 | 0 | 0 | 0 | 0 | 0 | 0 | 0 | 0 | 0 | 0 | 0 | 0 | 0 | 0 | 0 | 0 | 0 | 0 | 0 | 0 | 0 | 0 | 0 | 0 | 0 | 0 | 0 | 0 | 0 | 0 | 0 | 0 |  | 0 | 0 | 0 | 0 | 0 | 0 | 0 | 0 | 0 | 0 | 0 | 0 | 0 | 0 | 0 | 0 | 0 | 0 | 0 | 0 | 0 | 0 | 0 | 0 | 0 | 0 | 0 | 0 | 0 | 0 | 0 | 0 | 0 | 0 | 0 | 0 |  | 1 | 1 | 1 | 1 | 1 | 1 | 1 | 1 | 1 | 0
PG&E GBA | Fremont | 115 | 0 | 0 | 0 | 0 | 0 | 0 | 0 | 0 | 0 | 0 | 0 | 0 | 0 | 0 | 0 | 0 | 0 | 0 | 0 | 0 |  | 0 | 0 | 0 | 0 | 0 | 0 | 0 | 0 | 0 | 0 | 0 | 0 | 0 | 0 | 0 | 0 | 0 | 0 | 0 | 0 | 0 | 0 | 0 | 0 | 0 | 0 | 0 | 0 | 0 | 0 | 0 | 0 | 0 | 0 | 0 | 0 |  | 0 | 0 | 0 | 0 | 0 | 0 | 0 | 0 | 0 | 0 | 0 | 0 | 0 | 0 | 0 | 0 | 0 | 0 | 0 | 0 | 0 | 0 | 0 | 0 | 0 | 0 | 0 | 0 | 0 | 0 | 0 | 0 | 0 | 0 | 0 | 0 |  | 0 | 0 | 0 | 0 | 0 | 0 | 0 | 0 | 0 | 0 | 0 | 0 | 0 | 0 | 0 | 0 | 0 | 0 | 0 | 0 | 0 | 0 | 0 | 0 | 0 | 0 | 0 | 0 | 0 | 0 | 0 | 0 | 0 | 0 | 0 | 0 |  | 0 | 0 | 0 | 0 | 0 | 0 | 0 | 0 | 0 | 0 | 0 | 0 | 0 | 0 | 0 | 0 | 0 | 0 | 0 | 0 | 0 | 0 | 0 | 0 | 0 | 0 | 0 | 0 | 0 | 0 | 0 | 0 | 0 | 0 | 0 | 0 |  | 1 | 1 | 1 | 1 | 1 | 1 | 1 | 1 | 1 | 0
PG&E GBA | French Camp | 60 | 0 | 0 | 0 | 0 | 0 | 0 | 0 | 0 | 0 | 0 | 0 | 0 | 0 | 0 | 0 | 0 | 0 | 0 | 0 | 0 |  | 0 | 0 | 0 | 0 | 0 | 0 | 0 | 0 | 0 | 0 | 0 | 0 | 0 | 0 | 0 | 0 | 0 | 0 | 0 | 0 | 0 | 0 | 0 | 0 | 0 | 0 | 0 | 0 | 0 | 0 | 0 | 0 | 0 | 0 | 0 | 0 |  | 0 | 0 | 0 | 0 | 0 | 0 | 0 | 0 | 0 | 0 | 0 | 0 | 3.816 | 0 | 0 | 0 | 0 | 1 | 0 | 0 | 0 | 0 | 0 | 0 | 0 | 0 | 0 | 0 | 0 | 0 | -2 | 0 | 0 | 0 | 0 | 1 |  | 0 | 0 | 0 | 0 | 0 | 0 | 0 | 0 | 0 | 0 | 0 | 0 | 3.816 | 0 | 0 | 0 | 0 | 1 | 0 | 0 | 0 | 0 | 0 | 0 | 0 | 0 | 0 | 0 | 0 | 0 | -1 | 0 | 0 | 0 | 0 | 1 |  | 0 | 0 | 0 | 0 | 0 | 0 | 0 | 0 | 0 | 0 | 0 | 0 | 5.16 | 0 | 0 | 0 | 0 | 1 | 0 | 0 | 0 | 0 | 0 | 0 | 0 | 0 | 0 | 0 | 0 | 0 | -2 | 0 | 0 | 0 | 0 | 1 |  | 1 | 1 | 1 | 1 | 1 | 1 | 4+ | 1 | 1 | 1
PG&E GBA | Frogtown | 115 | 0 | 0 | 0 | 0 | 0 | 0 | 0 | 0 | 0 | 0 | 0 | 0 | 0 | 0 | 0 | 0 | 0 | 0 | 0 | 0 |  | 0 | 0 | 0 | 0 | 0 | 0 | 0 | 0 | 0 | 0 | 0 | 0 | 0 | 0 | 0 | 0 | 0 | 0 | 0 | 0 | 0 | 0 | 0 | 0 | 0 | 0 | 0 | 0 | 0 | 0 | 0 | 0 | 0 | 0 | 0 | 0 |  | 0 | 0 | 0 | 0 | 0 | 0 | 0 | 0 | 0 | 0 | 0 | 0 | 0 | 0 | 0 | 0 | 0 | 0 | 0 | 0 | 0 | 0 | 0 | 0 | 0 | 0 | 0 | 0 | 0 | 0 | 0 | 0 | 0 | 0 | 0 | 0 |  | 0 | 0 | 0 | 0 | 0 | 0 | 0 | 0 | 0 | 0 | 0 | 0 | 0 | 0 | 0 | 0 | 0 | 0 | 0 | 0 | 0 | 0 | 0 | 0 | 0 | 0 | 0 | 0 | 0 | 0 | 0 | 0 | 0 | 0 | 0 | 0 |  | 0 | 0 | 0 | 0 | 0 | 0 | 0 | 0 | 0 | 0 | 0 | 0 | 0 | 0 | 0 | 0 | 0 | 0 | 0 | 0 | 0 | 0 | 0 | 0 | 0 | 0 | 0 | 0 | 0 | 0 | 0 | 0 | 0 | 0 | 0 | 0 |  | 1 | 1 | 1 | 1 | 1 | 1 | 1 | 1 | 1 | 0
PG&E NGBA | Fulton | 115 | 0 | 0 | 0 | 0 | 0 | 0 | 0 | 0 | 0 | 0 | 0 | 0 | 0 | 0 | 0 | 0 | 0 | 0 | 0 | 0 |  | 0 | 0 | 0 | 0 | 0 | 0 | 0 | 0 | 0 | 0 | 0 | 0 | 0 | 0 | 0 | 0 | 0 | 0 | 0 | 0 | 0 | 0 | 0 | 0 | 0 | 0 | 0 | 0 | 0 | 0 | 0 | 0 | 0 | 0 | 0 | 0 |  | 0 | 0 | 0 | 0 | 0 | 0 | 0 | 0 | 0 | 0 | 0 | 0 | 0 | 0 | 0 | 0 | 0 | 0 | 0 | 0 | 0 | 0 | 0 | 0 | 0 | 0 | 0 | 0 | 0 | 0 | 0 | 0 | 0 | 0 | 0 | 0 |  | 0 | 0 | 0 | 0 | 0 | 0 | 0 | 0 | 0 | 0 | 0 | 0 | 0 | 0 | 0 | 0 | 0 | 0 | 0 | 0 | 0 | 0 | 0 | 0 | 0 | 0 | 0 | 0 | 0 | 0 | 0 | 0 | 0 | 0 | 0 | 0 |  | 0 | 0 | 0 | 0 | 0 | 0 | 0 | 0 | 0 | 0 | 0 | 0 | 0 | 0 | 0 | 0 | 0 | 0 | 0 | 0 | 0 | 0 | 0 | 0 | 0 | 0 | 0 | 0 | 0 | 0 | 0 | 0 | 0 | 0 | 0 | 0 |  | 1 | 1 | 1 | 1 | 1 | 1 | 1 | 1 | 1 | 0
PG&E NGBA | Fulton | 230 | 0 | 0 | 0 | 0 | 0 | 0 | 0 | 0 | 0 | 0 | 0 | 0 | 0 | 0 | 0 | 0 | 0 | 0 | 0 | 0 |  | 0 | 0 | 0 | 0 | 0 | 0 | 0 | 0 | 0 | 0 | 0 | 0 | 0 | 0 | 0 | 0 | 0 | 0 | 0 | 0 | 0 | 0 | 0 | 0 | 0 | 0 | 0 | 0 | 0 | 0 | 0 | 0 | 0 | 0 | 0 | 0 |  | 0 | 0 | 0 | 0 | 0 | 0 | 0 | 0 | 0 | 0 | 0 | 0 | 0 | 0 | 0 | 0 | 0 | 0 | 0 | 0 | 0 | 0 | 0 | 0 | 0 | 0 | 0 | 0 | 0 | 0 | 0 | 0 | 0 | 0 | 0 | 0 |  | 0 | 0 | 0 | 0 | 0 | 0 | 0 | 0 | 0 | 0 | 0 | 0 | 0 | 0 | 121.55 | 0 | 0 | 1 | 0 | 0 | 0 | 0 | 0 | 0 | 0 | 0 | 0 | 0 | 0 | 0 | 0 | 0 | -2 | 0 | 0 | 1 |  | 0 | 0 | 0 | 0 | 0 | 0 | 0 | 0 | 0 | 0 | 0 | 0 | 0.6 | 0 | 121.55 | 0 | 0 | 1 | 0 | 0 | 0 | 0 | 0 | 0 | 0 | 0 | 0 | 0 | 0 | 0 | 0 | 0 | -2 | 0 | 0 | 1 |  | 1 | 1 | 1 | 1 | 1 | 1 | 1 | 2+ | 1 | 1
PG&E NGBA | Fulton | 60 | 0 | 0 | 0 | 0 | 0 | 0 | 0 | 0 | 0 | 0 | 0 | 0 | 0 | 0 | 0 | 0 | 0 | 0 | 0 | 0 |  | 0 | 0 | 0 | 0 | 0 | 0 | 0 | 0 | 0 | 0 | 0 | 0 | 0 | 0 | 0 | 0 | 0 | 0 | 0 | 0 | 0 | 0 | 0 | 0 | 0 | 0 | 0 | 0 | 0 | 0 | 0 | 0 | 0 | 0 | 0 | 0 |  | 0 | 0 | 0 | 0 | 0 | 0 | 0 | 0 | 0 | 0 | 0 | 0 | 0 | 0 | 0 | 0 | 0 | 0 | 0 | 0 | 0 | 0 | 0 | 0 | 0 | 0 | 0 | 0 | 0 | 0 | 0 | 0 | 0 | 0 | 0 | 0 |  | 0 | 0 | 0 | 0 | 0 | 0 | 0 | 0 | 0 | 0 | 0 | 0 | 0 | 0 | 0 | 0 | 0 | 0 | 0 | 0 | 0 | 0 | 0 | 0 | 0 | 0 | 0 | 0 | 0 | 0 | 0 | 0 | 0 | 0 | 0 | 0 |  | 0 | 0 | 0 | 0 | 0 | 0 | 0 | 0 | 0 | 0 | 0 | 0 | 0 | 0 | 0 | 0 | 0 | 0 | 0 | 0 | 0 | 0 | 0 | 0 | 0 | 0 | 0 | 0 | 0 | 0 | 0 | 0 | 0 | 0 | 0 | 0 |  | 1 | 1 | 1 | 1 | 1 | 1 | 1 | 1 | 1 | 0
PG&E KERN | Ganso | 115 | 0 | 0 | 0 | 0 | 0 | 0 | 0 | 0 | 0 | 0 | 0 | 0 | 0 | 0 | 0 | 0 | 0 | 0 | 0 | 0 |  | 0 | 0 | 0 | 0 | 0 | 0 | 0 | 0 | 0 | 0 | 0 | 0 | 0 | 0 | 0 | 0 | 0 | 0 | 0 | 0 | 0 | 0 | 0 | 0 | 0 | 0 | 0 | 0 | 0 | 0 | 0 | 0 | 0 | 0 | 0 | 0 |  | 0 | 0 | 0 | 0 | 0 | 0 | 0 | 0 | 0 | 0 | 0 | 0 | 0 | 0 | 0 | 0 | 0 | 0 | 0 | 0 | 0 | 0 | 0 | 0 | 0 | 0 | 0 | 0 | 0 | 0 | 0 | 0 | 0 | 0 | 0 | 0 |  | 0 | 0 | 0 | 0 | 0 | 0 | 0 | 0 | 0 | 0 | 0 | 0 | 0 | 0 | 0 | 0 | 0 | 0 | 0 | 0 | 0 | 0 | 0 | 0 | 0 | 0 | 0 | 0 | 0 | 0 | 0 | 0 | 0 | 0 | 0 | 0 |  | 0 | 0 | 0 | 0 | 0 | 0 | 0 | 0 | 0 | 0 | 0 | 0 | 0 | 0 | 0 | 0 | 0 | 0 | 0 | 0 | 0 | 0 | 0 | 0 | 0 | 0 | 0 | 0 | 0 | 0 | 0 | 0 | 0 | 0 | 0 | 0 |  | 1 | 1 | 1 | 1 | 1 | 1 | 1 | 1 | 1 | 0
PG&E FRESNO | Gates | 230 | 0 | 0 | 0 | 0 | 0 | 0 | 0 | 0 | 0 | 0 | 0 | 0 | 0 | 0 | 0 | 0 | 0 | 0 | 0 | 0 |  | 0 | 0 | 0 | 0 | 0 | 0 | 0 | 0 | 0 | 0 | 0 | 3.24 | 3.24 | 0 | 0 | 0 | 0 | 1 | 0 | 0 | 0 | 0 | 0 | 0 | 0 | 0 | 0 | 0 | 0 | -2 | -2 | 0 | 0 | 0 | 0 | 1 |  | 0 | 0 | 0 | 0 | 0 | 0 | 0 | 0 | 0 | 0 | 0 | 3.24 | 368.59 | 275.376 | 356.83 | 0 | 0 | 1 | 0 | 0 | 0 | 0 | 0 | 0 | 0 | 0 | 0 | 0 | 0 | -2 | -2 | -2 | -2 | 0 | 0 | 1 |  | 0 | 0 | 0 | 0 | 0 | 0 | 0 | 0 | 0 | 0 | 0 | 3.24 | 1408.59 | 275.376 | 876.83 | 0 | 0 | 1 | 0 | 0 | 0 | 0 | 0 | 0 | 0 | 0 | 0 | 0 | 0 | -2 | -2 | -2 | -2 | 0 | 0 | 1 |  | 0 | 0 | 0 | 0 | 0 | 0 | 0 | 0 | 0 | 0 | 0 | 3.24 | 1408.59 | 275.376 | 876.83 | 0 | 0 | 1 | 0 | 0 | 0 | 0 | 0 | 0 | 0 | 0 | 0 | 0 | 0 | -2 | -2 | -2 | -2 | 0 | 0 | 1 |  | 1 | 1 | 1 | 1 | 1 | 1 | 4+ | 4+ | 1 | 1
PG&E FRESNO | Gates | 500 | 0 | 0 | 0 | 0 | 0 | 0 | 0 | 0 | 0 | 0 | 0 | 0 | 0 | 0 | 0 | 0 | 0 | 0 | 0 | 0 |  | 0 | 0 | 0 | 0 | 0 | 0 | 0 | 0 | 0 | 0 | 0 | 0 | 0 | 75.1 | 84.3 | 0 | 0 | 1 | 0 | 0 | 0 | 0 | 0 | 0 | 0 | 0 | 0 | 0 | 0 | 0 | 0 | -2 | -2 | 0 | 0 | 1 |  | 0 | 0 | 0 | 0 | 0 | 0 | 0 | 0 | 0 | 0 | 0 | 0 | 0 | 575.11 | 172.3 | 0 | 0 | 1 | 0 | 0 | 0 | 0 | 0 | 0 | 0 | 0 | 0 | 0 | 0 | 0 | 0 | -2 | -2 | 0 | 0 | 1 |  | 0 | 0 | 0 | 0 | 0 | 0 | 0 | 0 | 0 | 0 | 0 | 0 | 0 | 575.11 | 172.3 | 0 | 0 | 1 | 0 | 0 | 0 | 0 | 0 | 0 | 0 | 0 | 0 | 0 | 0 | 0 | 0 | -2 | -2 | 0 | 0 | 1 |  | 0 | 0 | 0 | 0 | 0 | 0 | 0 | 0 | 0 | 0 | 0 | 0 | 0 | 575.11 | 172.3 | 0 | 0 | 1 | 0 | 0 | 0 | 0 | 0 | 0 | 0 | 0 | 0 | 0 | 0 | 0 | 0 | -2 | -2 | 0 | 0 | 1 |  | 1 | 1 | 1 | 1 | 1 | 1 | 1 | 4+ | 1 | 1
PG&E NGBA | Geysers 12 | 230 | 0 | 0 | 0 | 0 | 0 | 0 | 0 | 0 | 0 | 0 | 0 | 0 | 0 | 0 | 0 | 0 | 0 | 0 | 0 | 0 |  | 0 | 0 | 0 | 0 | 0 | 0 | 0 | 0 | 0 | 0 | 0 | 0 | 0 | 0 | 0 | 0 | 0 | 0 | 0 | 0 | 0 | 0 | 0 | 0 | 0 | 0 | 0 | 0 | 0 | 0 | 0 | 0 | 0 | 0 | 0 | 0 |  | 0 | 0 | 0 | 0 | 0 | 0 | 0 | 0 | 0 | 0 | 0 | 0 | 0 | 0 | 0 | 0 | 0 | 0 | 0 | 0 | 0 | 0 | 0 | 0 | 0 | 0 | 0 | 0 | 0 | 0 | 0 | 0 | 0 | 0 | 0 | 0 |  | 0 | 0 | 0 | 0 | 0 | 0 | 0 | 0 | 0 | 0 | 0 | 0 | 0 | 0 | 0 | 0 | 0 | 0 | 0 | 0 | 0 | 0 | 0 | 0 | 0 | 0 | 0 | 0 | 0 | 0 | 0 | 0 | 0 | 0 | 0 | 0 |  | 0 | 0 | 0 | 0 | 0 | 0 | 0 | 0 | 0 | 0 | 0 | 0 | 0 | 0 | 0 | 0 | 0 | 0 | 0 | 0 | 0 | 0 | 0 | 0 | 0 | 0 | 0 | 0 | 0 | 0 | 0 | 0 | 0 | 0 | 0 | 0 |  | 1 | 1 | 1 | 1 | 1 | 1 | 1 | 1 | 1 | 0
PG&E NGBA | Geysers 17 | 230 | 0 | 0 | 0 | 0 | 0 | 0 | 0 | 0 | 0 | 0 | 0 | 0 | 0 | 0 | 0 | 0 | 0 | 0 | 0 | 0 |  | 0 | 0 | 0 | 0 | 0 | 0 | 0 | 0 | 0 | 0 | 0 | 0 | 0 | 0 | 0 | 0 | 0 | 0 | 0 | 0 | 0 | 0 | 0 | 0 | 0 | 0 | 0 | 0 | 0 | 0 | 0 | 0 | 0 | 0 | 0 | 0 |  | 0 | 9.435 | 0 | 0 | 0 | 0 | 0 | 0 | 0 | 0 | 0 | 0 | 0 | 0 | 47.4465 | 0 | 0 | 1 | 0 | -2 | 0 | 0 | 0 | 0 | 0 | 0 | 0 | 0 | 0 | 0 | 0 | 0 | -2 | 0 | 0 | 1 |  | 0 | 9.435 | 0 | 0 | 0 | 0 | 0 | 0 | 0 | 0 | 0 | 0 | 0 | 0 | 47.4465 | 0 | 0 | 1 | 0 | -2 | 0 | 0 | 0 | 0 | 0 | 0 | 0 | 0 | 0 | 0 | 0 | 0 | -2 | 0 | 0 | 1 |  | 0 | 9.435 | 0 | 0 | 0 | 0 | 0 | 0 | 0 | 0 | 0 | 0 | 0 | 0 | 47.4465 | 0 | 0 | 1 | 0 | -2 | 0 | 0 | 0 | 0 | 0 | 0 | 0 | 0 | 0 | 0 | 0 | 0 | -2 | 0 | 0 | 1 |  | 4+ | 1 | 1 | 1 | 1 | 1 | 1 | 4+ | 1 | 1
PG&E NGBA | Geysers 3 | 115 | 0 | 0 | 0 | 0 | 0 | 0 | 0 | 0 | 0 | 0 | 0 | 0 | 0 | 0 | 0 | 0 | 0 | 0 | 0 | 0 |  | 0 | 0 | 0 | 0 | 0 | 0 | 0 | 0 | 0 | 0 | 0 | 0 | 0 | 0 | 0 | 0 | 0 | 0 | 0 | 0 | 0 | 0 | 0 | 0 | 0 | 0 | 0 | 0 | 0 | 0 | 0 | 0 | 0 | 0 | 0 | 0 |  | 0 | 0 | 0 | 0 | 0 | 0 | 0 | 0 | 0 | 0 | 0 | 0 | 0 | 0 | 0 | 0 | 0 | 0 | 0 | 0 | 0 | 0 | 0 | 0 | 0 | 0 | 0 | 0 | 0 | 0 | 0 | 0 | 0 | 0 | 0 | 0 |  | 0 | 0 | 0 | 0 | 0 | 0 | 0 | 0 | 0 | 0 | 0 | 0 | 0 | 0 | 0 | 0 | 0 | 0 | 0 | 0 | 0 | 0 | 0 | 0 | 0 | 0 | 0 | 0 | 0 | 0 | 0 | 0 | 0 | 0 | 0 | 0 |  | 0 | 0 | 0 | 0 | 0 | 0 | 0 | 0 | 0 | 0 | 0 | 0 | 0 | 0 | 0 | 0 | 0 | 0 | 0 | 0 | 0 | 0 | 0 | 0 | 0 | 0 | 0 | 0 | 0 | 0 | 0 | 0 | 0 | 0 | 0 | 0 |  | 1 | 1 | 1 | 1 | 1 | 1 | 1 | 1 | 1 | 0
PG&E NGBA | Glenn | 230 | 0 | 0 | 120 | 0 | 120 | 0 | 0 | 0 | 0 | 0 | 0 | 0 | 0 | 0 | 0 | 0 | 0 | 0 | 0 | 1 |  | 0 | 0 | 0 | 0 | 0 | 0 | 0 | 0 | 0 | 0 | 0 | 0 | 0 | 0 | 0 | 0 | 0 | 0 | 0 | 0 | 0 | 0 | 2 | 2 | 0 | 0 | 0 | 0 | 0 | 0 | 0 | 0 | 0 | 0 | 0 | 1 |  | 0 | 0 | 0 | 0 | 0 | 0 | 0 | 0 | 0 | 0 | 0 | 0 | 0 | 0 | 0 | 0 | 0 | 0 | 0 | 0 | 0 | 0 | 2 | 2 | 0 | 0 | 0 | 0 | 0 | 0 | 0 | 0 | 0 | 0 | 0 | 1 |  | 0 | 0 | 0 | 0 | 0 | 0 | 0 | 0 | 0 | 0 | 0 | 0 | 142.85 | 0 | 251.9 | 0 | 0 | 1 | 0 | 0 | 0 | 0 | 2 | 2 | 0 | 0 | 0 | 0 | 0 | 0 | -1 | 0 | -2 | 0 | 0 | 1 |  | 0 | 0 | 0 | 0 | 0 | 0 | 0 | 103 | 0 | 0 | 0 | 0 | 341.15 | 0 | 354.9 | 0 | 0 | 1 | 0 | 0 | 0 | 0 | 2 | 2 | 0 | -2 | 0 | 0 | 0 | 0 | -2 | 0 | -2 | 0 | 0 | 1 |  | 1 | 1 | 5- | 1+ | 1 | 1 | 2+ | 2+ | 1 | 1
PG&E NGBA | Glenn | 60 | 0 | 0 | 0 | 0 | 0 | 0 | 0 | 0 | 0 | 0 | 0 | 0 | 0 | 0 | 0 | 0 | 0 | 0 | 0 | 0 |  | 0 | 0 | 0 | 0 | 0 | 0 | 0 | 0 | 0 | 0 | 0 | 0 | 0 | 0 | 0 | 0 | 0 | 0 | 0 | 0 | 0 | 0 | 0 | 0 | 0 | 0 | 0 | 0 | 0 | 0 | 0 | 0 | 0 | 0 | 0 | 0 |  | 0 | 0 | 0 | 0 | 0 | 0 | 0 | 0 | 0 | 0 | 0 | 0 | 0 | 0 | 0 | 0 | 0 | 0 | 0 | 0 | 0 | 0 | 0 | 0 | 0 | 0 | 0 | 0 | 0 | 0 | 0 | 0 | 0 | 0 | 0 | 0 |  | 0 | 0 | 0 | 0 | 0 | 0 | 0 | 0 | 0 | 0 | 0 | 0 | 0 | 0 | 0 | 0 | 0 | 0 | 0 | 0 | 0 | 0 | 0 | 0 | 0 | 0 | 0 | 0 | 0 | 0 | 0 | 0 | 0 | 0 | 0 | 0 |  | 0 | 0 | 0 | 0 | 0 | 0 | 0 | 0 | 0 | 0 | 0 | 0 | 0 | 0 | 0 | 0 | 0 | 0 | 0 | 0 | 0 | 0 | 0 | 0 | 0 | 0 | 0 | 0 | 0 | 0 | 0 | 0 | 0 | 0 | 0 | 0 |  | 1 | 1 | 1 | 1 | 1 | 1 | 1 | 1 | 1 | 0
PG&E NGBA | Gold Hill | 115 | 0 | 0 | 0 | 0 | 0 | 0 | 0 | 0 | 0 | 0 | 0 | 0 | 0 | 150 | 150 | 0 | 0 | 0 | 0 | 1 |  | 0 | 0 | 0 | 0 | 0 | 0 | 0 | 0 | 0 | 0 | 0 | 0 | 0 | 49.9 | 58.75 | 0 | 0 | 1 | 0 | 0 | 0 | 0 | 0 | 0 | 0 | 0 | 0 | 0 | 0 | 0 | 2 | -2 | -2 | 0 | 0 | 1 |  | 0 | 0 | 0 | 0 | 0 | 0 | 0 | 0 | 0 | 0 | 0 | 0 | 0 | 49.9 | 58.75 | 0 | 0 | 1 | 0 | 0 | 0 | 0 | 0 | 0 | 0 | 0 | 0 | 0 | 0 | 0 | 2 | -2 | -2 | 0 | 0 | 1 |  | 0 | 0 | 0 | 0 | 0 | 0 | 0 | 0 | 0 | 0 | 0 | 0 | 0 | 49.9 | 58.75 | 0 | 0 | 1 | 0 | 0 | 0 | 0 | 0 | 0 | 0 | 0 | 0 | 0 | 0 | 0 | 2 | -2 | -2 | 0 | 0 | 1 |  | 0 | 0 | 0 | 0 | 0 | 0 | 0 | 0 | 0 | 0 | 0 | 0 | 0 | 49.9 | 58.75 | 0 | 0 | 1 | 0 | 0 | 0 | 0 | 0 | 0 | 0 | 0 | 0 | 0 | 0 | 0 | 2 | -2 | -2 | 0 | 0 | 1 |  | 1 | 1 | 1 | 1 | 1 | 1 | 5- | 4+ | 1 | 1
PG&E NGBA | Gold Hill | 230 | 40 | 0 | 0 | 0 | 0 | 0 | 0 | 0 | 0 | 0 | 0 | 0 | 0 | 0 | 0 | 0 | 0 | 0 | 0 | 1 |  | 0 | 0 | 0 | 0 | 0 | 0 | 0 | 0 | 0 | 0 | 0 | 0 | 0 | 0 | 0 | 0 | 0 | 0 | 2 | 2 | 0 | 0 | 0 | 0 | 0 | 0 | 0 | 0 | 0 | 0 | 0 | 0 | 0 | 0 | 0 | 1 |  | 0 | 0 | 0 | 0 | 0 | 0 | 0 | 0 | 0 | 0 | 0 | 0 | 0 | 0 | 0 | 0 | 0 | 0 | 2 | 2 | 0 | 0 | 0 | 0 | 0 | 0 | 0 | 0 | 0 | 0 | 0 | 0 | 0 | 0 | 0 | 1 |  | 0 | 0 | 0 | 0 | 0 | 0 | 0 | 0 | 0 | 0 | 0 | 0 | 0 | 0 | 0 | 0 | 0 | 0 | 2 | 2 | 0 | 0 | 0 | 0 | 0 | 0 | 0 | 0 | 0 | 0 | 0 | 0 | 0 | 0 | 0 | 1 |  | 0 | 0 | 0 | 0 | 0 | 0 | 0 | 0 | 0 | 0 | 0 | 0 | 0 | 0 | 0 | 0 | 0 | 0 | 2 | 2 | 0 | 0 | 0 | 0 | 0 | 0 | 0 | 0 | 0 | 0 | 0 | 0 | 0 | 0 | 0 | 1 |  | 5- | 1 | 1 | 1 | 1 | 1 | 1 | 1 | 1 | 1
SCE Northern | Goleta | 230 | 0 | 0 | 0 | 0 | 0 | 0 | 0 | 0 | 0 | 0 | 0 | 0 | 0 | 0 | 0 | 0 | 0 | 0 | 0 | 0 |  | 0 | 0 | 0 | 0 | 0 | 0 | 0 | 0 | 0 | 0 | 0 | 0 | 0 | 0 | 0 | 0 | 0 | 0 | 0 | 0 | 0 | 0 | 0 | 0 | 0 | 0 | 0 | 0 | 0 | 0 | 0 | 0 | 0 | 0 | 0 | 0 |  | 0 | 0 | 0 | 0 | 0 | 0 | 0 | 0 | 0 | 0 | 0 | 0 | 0.44 | 0 | 50 | 0 | 0 | 1 | 0 | 0 | 0 | 0 | 0 | 0 | 0 | 0 | 0 | 0 | 0 | 0 | 0 | 0 | -2 | 0 | 0 | 1 |  | 0 | 0 | 0 | 0 | 0 | 0 | 0 | 0 | 0 | 0 | 0 | 0 | 0.44 | 0 | 50 | 0 | 0 | 1 | 0 | 0 | 0 | 0 | 0 | 0 | 0 | 0 | 0 | 0 | 0 | 0 | -2 | 0 | -2 | 0 | 0 | 1 |  | 0 | 0 | 0 | 0 | 0 | 0 | 0 | 0 | 0 | 0 | 0 | 0 | 0.44 | 0 | 173.085 | 0 | 0 | 1 | 0 | 0 | 0 | 0 | 0 | 0 | 0 | 0 | 0 | 0 | 0 | 0 | 0 | 0 | -2 | 0 | 0 | 1 |  | 1 | 1 | 1 | 1 | 1 | 1 | 2+ | 4+ | 1 | 1
SCE Metro | Goodrich | 230 | 0 | 0 | 0 | 0 | 0 | 0 | 0 | 0 | 0 | 0 | 0 | 0 | 0 | 0 | 0 | 0 | 324.85 | 324.85 | 0 | 1 |  | 0 | 0 | 0 | 0 | 0 | 0 | 0 | 0 | 0 | 0 | 0 | 0 | 0 | 0 | 0 | 0 | 0 | 0 | 0 | 0 | 0 | 0 | 0 | 0 | 0 | 0 | 0 | 0 | 0 | 0 | 0 | 2 | 2 | 0 | 0 | 1 |  | 0 | 0 | 0 | 0 | 0 | 0 | 0 | 0 | 0 | 0 | 0 | 0 | 0 | 0 | 0 | 0 | 0 | 0 | 0 | 0 | 0 | 0 | 0 | 0 | 0 | 0 | 0 | 0 | 0 | 0 | 0 | 2 | 2 | 0 | 0 | 1 |  | 0 | 0 | 0 | 0 | 0 | 0 | 0 | 0 | 0 | 0 | 0 | 0 | 0 | 0 | 0 | 0 | 0 | 0 | 0 | 0 | 0 | 0 | 0 | 0 | 0 | 0 | 0 | 0 | 0 | 0 | 0 | 2 | 2 | 0 | 0 | 1 |  | 0 | 0 | 0 | 0 | 0 | 0 | 0 | 0 | 0 | 0 | 0 | 0 | 0 | 0 | 0 | 0 | 0 | 0 | 0 | 0 | 0 | 0 | 0 | 0 | 0 | 0 | 0 | 0 | 0 | 0 | 0 | 2 | 2 | 0 | 0 | 1 |  | 1 | 1 | 1 | 1 | 1 | 1 | 1 | 5- | 1 | 1
PG&E KERN | Goose Lake | 115 | 0 | 0 | 0 | 0 | 0 | 0 | 0 | 0 | 0 | 0 | 0 | 0 | 0 | 0 | 0 | 0 | 0 | 0 | 0 | 0 |  | 0 | 0 | 0 | 0 | 0 | 0 | 0 | 0 | 0 | 0 | 0 | 0 | 0 | 0 | 0 | 0 | 0 | 0 | 0 | 0 | 0 | 0 | 0 | 0 | 0 | 0 | 0 | 0 | 0 | 0 | 0 | 0 | 0 | 0 | 0 | 0 |  | 0 | 0 | 0 | 0 | 0 | 0 | 0 | 0 | 0 | 0 | 0 | 0 | 2.937 | 0 | 0 | 0 | 0 | 1 | 0 | 0 | 0 | 0 | 0 | 0 | 0 | 0 | 0 | 0 | 0 | 0 | 0 | 0 | 0 | 0 | 0 | 0 |  | 0 | 0 | 0 | 0 | 0 | 0 | 0 | 0 | 0 | 0 | 0 | 0 | 2.937 | 0 | 0 | 0 | 0 | 1 | 0 | 0 | 0 | 0 | 0 | 0 | 0 | 0 | 0 | 0 | 0 | 0 | -2 | 0 | 0 | 0 | 0 | 1 |  | 0 | 0 | 0 | 0 | 0 | 0 | 0 | 0 | 0 | 0 | 0 | 0 | 21.612 | 0 | 0 | 0 | 0 | 1 | 0 | 0 | 0 | 0 | 0 | 0 | 0 | 0 | 0 | 0 | 0 | 0 | -2 | 0 | 0 | 0 | 0 | 1 |  | 1 | 1 | 1 | 1 | 1 | 1 | 2+ | 1 | 1 | 1
SCE Metro | Gould | 230 | 0 | 0 | 0 | 0 | 0 | 0 | 0 | 0 | 0 | 0 | 0 | 0 | 0 | 0 | 0 | 0 | 0 | 0 | 100 | 1 |  | 0 | 0 | 0 | 0 | 0 | 0 | 0 | 0 | 0 | 0 | 0 | 0 | 0 | 0 | 0 | 0 | 0 | 0 | 0 | 0 | 0 | 0 | 0 | 0 | 0 | 0 | 0 | 0 | 0 | 0 | 0 | 0 | 0 | 2 | 2 | 1 |  | 0 | 0 | 0 | 0 | 0 | 0 | 0 | 0 | 0 | 0 | 0 | 0 | 0 | 0 | 0 | 0 | 0 | 0 | 0 | 0 | 0 | 0 | 0 | 0 | 0 | 0 | 0 | 0 | 0 | 0 | 0 | 0 | 0 | 2 | 2 | 1 |  | 0 | 0 | 0 | 0 | 0 | 0 | 0 | 0 | 0 | 0 | 0 | 0 | 0 | 0 | 0 | 0 | 0 | 0 | 0 | 0 | 0 | 0 | 0 | 0 | 0 | 0 | 0 | 0 | 0 | 0 | 0 | 0 | 0 | 2 | 2 | 1 |  | 0 | 0 | 0 | 0 | 0 | 0 | 0 | 0 | 0 | 0 | 0 | 0 | 0 | 0 | 0 | 0 | 0 | 0 | 0 | 0 | 0 | 0 | 0 | 0 | 0 | 0 | 0 | 0 | 0 | 0 | 0 | 0 | 0 | 2 | 2 | 1 |  | 1 | 1 | 1 | 1 | 1 | 1 | 1 | 1 | 5- | 1
PG&E NGBA | Grand Island | 115 | 0 | 0 | 0 | 0 | 0 | 0 | 0 | 0 | 0 | 0 | 0 | 0 | 0 | 0 | 0 | 0 | 0 | 0 | 0 | 0 |  | 0 | 0 | 0 | 0 | 0 | 0 | 0 | 0 | 0 | 0 | 0 | 0 | 0 | 0 | 0 | 0 | 0 | 0 | 0 | 0 | 0 | 0 | 0 | 0 | 0 | 0 | 0 | 0 | 0 | 0 | 0 | 0 | 0 | 0 | 0 | 0 |  | 0 | 0 | 0 | 0 | 0 | 0 | 0 | 0 | 0 | 0 | 0 | 0 | 2.7306 | 0 | 0 | 0 | 0 | 1 | 0 | 0 | 0 | 0 | 0 | 0 | 0 | 0 | 0 | 0 | 0 | 0 | 0 | 0 | 0 | 0 | 0 | 0 |  | 0 | 0 | 0 | 0 | 0 | 0 | 0 | 0 | 0 | 0 | 0 | 0 | 2.7306 | 0 | 0 | 0 | 0 | 1 | 0 | 0 | 0 | 0 | 0 | 0 | 0 | 0 | 0 | 0 | 0 | 0 | -2 | 0 | 0 | 0 | 0 | 1 |  | 0 | 0 | 0 | 0 | 0 | 0 | 0 | 0 | 0 | 0 | 0 | 0 | 2.7306 | 0 | 0 | 0 | 0 | 1 | 0 | 0 | 0 | 0 | 0 | 0 | 0 | 0 | 0 | 0 | 0 | 0 | 0 | 0 | 0 | 0 | 0 | 0 |  | 1 | 1 | 1 | 1 | 1 | 1 | 2+ | 1 | 1 | 1
SDGE | Granite | 69 | 0 | 0 | 0 | 0 | 0 | 0 | 0 | 0 | 0 | 0 | 0 | 0 | 0 | 0 | 0 | 0 | 0 | 0 | 0 | 0 |  | 0 | 0 | 0 | 0 | 0 | 0 | 0 | 0 | 0 | 0 | 0 | 0 | 0 | 0 | 0 | 0 | 0 | 0 | 0 | 0 | 0 | 0 | 0 | 0 | 0 | 0 | 0 | 0 | 0 | 0 | 0 | 0 | 0 | 0 | 0 | 0 |  | 0 | 0 | 0 | 0 | 0 | 0 | 0 | 0 | 0 | 0 | 0 | 0 | 0 | 0 | 0 | 0 | 0 | 0 | 0 | 0 | 0 | 0 | 0 | 0 | 0 | 0 | 0 | 0 | 0 | 0 | 0 | 0 | 0 | 0 | 0 | 0 |  | 0 | 0 | 0 | 0 | 0 | 0 | 0 | 0 | 0 | 0 | 0 | 0 | 0 | 0 | 0 | 0 | 0 | 0 | 0 | 0 | 0 | 0 | 0 | 0 | 0 | 0 | 0 | 0 | 0 | 0 | 0 | 0 | 0 | 0 | 0 | 0 |  | 0 | 0 | 0 | 0 | 0 | 0 | 0 | 0 | 0 | 0 | 0 | 0 | 0 | 0 | 6 | 0 | 0 | 1 | 0 | 0 | 0 | 0 | 0 | 0 | 0 | 0 | 0 | 0 | 0 | 0 | 0 | 0 | -2 | 0 | 0 | 1 |  | 1 | 1 | 1 | 1 | 1 | 1 | 1 | 1+ | 1 | 1
PG&E GBA | Grant | 115 | 0 | 0 | 0 | 0 | 0 | 0 | 0 | 0 | 0 | 0 | 0 | 0 | 0 | 0 | 0 | 0 | 0 | 0 | 0 | 0 |  | 0 | 0 | 0 | 0 | 0 | 0 | 0 | 0 | 0 | 0 | 0 | 0 | 0 | 0 | 0 | 0 | 0 | 0 | 0 | 0 | 0 | 0 | 0 | 0 | 0 | 0 | 0 | 0 | 0 | 0 | 0 | 0 | 0 | 0 | 0 | 0 |  | 0 | 0 | 0 | 0 | 0 | 0 | 0 | 0 | 0 | 0 | 0 | 0 | 0 | 0 | 0 | 0 | 0 | 0 | 0 | 0 | 0 | 0 | 0 | 0 | 0 | 0 | 0 | 0 | 0 | 0 | 0 | 0 | 0 | 0 | 0 | 0 |  | 0 | 0 | 0 | 0 | 0 | 0 | 0 | 0 | 0 | 0 | 0 | 0 | 0 | 0 | 0 | 0 | 0 | 0 | 0 | 0 | 0 | 0 | 0 | 0 | 0 | 0 | 0 | 0 | 0 | 0 | 0 | 0 | 0 | 0 | 0 | 0 |  | 0 | 0 | 0 | 0 | 0 | 0 | 0 | 0 | 0 | 0 | 0 | 0 | 0 | 0 | 0 | 0 | 0 | 0 | 0 | 0 | 0 | 0 | 0 | 0 | 0 | 0 | 0 | 0 | 0 | 0 | 0 | 0 | 0 | 0 | 0 | 0 |  | 1 | 1 | 1 | 1 | 1 | 1 | 1 | 1 | 1 | 0
PG&E GBA | Green Valley | 115 | 0 | 0 | 0 | 0 | 0 | 0 | 0 | 0 | 0 | 0 | 0 | 0 | 0 | 0 | 0 | 0 | 0 | 0 | 0 | 0 |  | 0 | 0 | 0 | 0 | 0 | 0 | 0 | 0 | 0 | 0 | 0 | 0 | 0 | 0 | 0 | 0 | 0 | 0 | 0 | 0 | 0 | 0 | 0 | 0 | 0 | 0 | 0 | 0 | 0 | 0 | 0 | 0 | 0 | 0 | 0 | 0 |  | 0 | 0 | 0 | 0 | 0 | 0 | 0 | 0 | 0 | 0 | 0 | 0 | 0 | 200 | 204.449 | 0 | 0 | 1 | 0 | 0 | 0 | 0 | 0 | 0 | 0 | 0 | 0 | 0 | 0 | 0 | 0 | -2 | -2 | 0 | 0 | 1 |  | 0 | 0 | 0 | 0 | 0 | 0 | 0 | 0 | 0 | 0 | 0 | 0 | 0 | 200 | 204.449 | 0 | 0 | 1 | 0 | 0 | 0 | 0 | 0 | 0 | 0 | 0 | 0 | 0 | 0 | 0 | 0 | -2 | -2 | 0 | 0 | 1 |  | 0 | 0 | 0 | 0 | 0 | 0 | 0 | 0 | 0 | 0 | 0 | 0 | 0 | 200 | 204.449 | 0 | 0 | 1 | 0 | 0 | 0 | 0 | 0 | 0 | 0 | 0 | 0 | 0 | 0 | 0 | 0 | -2 | -2 | 0 | 0 | 1 |  | 1 | 1 | 1 | 1 | 1 | 1 | 1 | 4+ | 1 | 1
PG&E NGBA | Greenleaf 1 | 115 | 0 | 0 | 0 | 0 | 0 | 0 | 0 | 0 | 0 | 0 | 0 | 0 | 0 | 0 | 0 | 0 | 0 | 0 | 0 | 0 |  | 0 | 0 | 0 | 0 | 0 | 0 | 0 | 0 | 0 | 0 | 0 | 0 | 0 | 0 | 0 | 0 | 0 | 0 | 0 | 0 | 0 | 0 | 0 | 0 | 0 | 0 | 0 | 0 | 0 | 0 | 0 | 0 | 0 | 0 | 0 | 0 |  | 0 | 0 | 0 | 0 | 0 | 0 | 0 | 0 | 0 | 0 | 0 | 0 | 0 | 0 | 0 | 0 | 0 | 0 | 0 | 0 | 0 | 0 | 0 | 0 | 0 | 0 | 0 | 0 | 0 | 0 | 0 | 0 | 0 | 0 | 0 | 0 |  | 0 | 0 | 0 | 0 | 0 | 0 | 0 | 0 | 0 | 0 | 0 | 0 | 0 | 11 | 61.8 | 0 | 0 | 1 | 0 | 0 | 0 | 0 | 0 | 0 | 0 | 0 | 0 | 0 | 0 | 0 | 0 | -2 | -2 | 0 | 0 | 1 |  | 0 | 0 | 0 | 0 | 0 | 0 | 0 | 0 | 0 | 0 | 0 | 0 | 0 | 11 | 61.8 | 0 | 0 | 1 | 0 | 0 | 0 | 0 | 0 | 0 | 0 | 0 | 0 | 0 | 0 | 0 | 0 | -2 | -2 | 0 | 0 | 1 |  | 1 | 1 | 1 | 1 | 1 | 1 | 1 | 4+ | 1 | 1
PG&E FRESNO | Gregg | 230 | 0 | 0 | 0 | 0 | 0 | 0 | 0 | 0 | 0 | 0 | 0 | 0 | 100 | 0 | 100 | 0 | 0 | 0 | 0 | 1 |  | 0 | 0 | 0 | 0 | 0 | 0 | 0 | 0 | 0 | 0 | 0 | 0 | 0 | 0 | 0 | 0 | 0 | 0 | 0 | 0 | 0 | 0 | 0 | 0 | 0 | 0 | 0 | 0 | 0 | 2 | 2 | 0 | 0 | 0 | 0 | 1 |  | 0 | 0 | 0 | 0 | 0 | 0 | 0 | 0 | 0 | 0 | 0 | 0 | 0 | 0 | 0 | 0 | 0 | 0 | 0 | 0 | 0 | 0 | 0 | 0 | 0 | 0 | 0 | 0 | 0 | 2 | 2 | 0 | 0 | 0 | 0 | 1 |  | 0 | 0 | 0 | 0 | 0 | 0 | 0 | 0 | 0 | 0 | 0 | 0 | 0 | 0 | 151.7416 | 0 | 0 | 1 | 0 | 0 | 0 | 0 | 0 | 0 | 0 | 0 | 0 | 0 | 0 | 2 | 2 | 0 | -2 | 0 | 0 | 1 |  | 0 | 0 | 0 | 0 | 0 | 0 | 0 | 0 | 0 | 0 | 0 | 0 | 0 | 0 | 151.7416 | 0 | 0 | 1 | 0 | 0 | 0 | 0 | 0 | 0 | 0 | 0 | 0 | 0 | 0 | 2 | 2 | 0 | -2 | 0 | 0 | 1 |  | 1 | 1 | 1 | 1 | 1 | 1 | 5- | 2+ | 1 | 1
PG&E FRESNO | Grimmway-Malaga | 115 | 0 | 0 | 0 | 0 | 0 | 0 | 0 | 0 | 0 | 0 | 0 | 0 | 75 | 0 | 75 | 0 | 0 | 0 | 0 | 1 |  | 0 | 0 | 0 | 0 | 0 | 0 | 0 | 0 | 0 | 0 | 0 | 0 | 0 | 0 | 0 | 0 | 0 | 0 | 0 | 0 | 0 | 0 | 0 | 0 | 0 | 0 | 0 | 0 | 0 | 2 | 2 | 0 | 0 | 0 | 0 | 1 |  | 0 | 0 | 0 | 0 | 0 | 0 | 0 | 0 | 0 | 0 | 0 | 0 | 0 | 0 | 0 | 0 | 0 | 0 | 0 | 0 | 0 | 0 | 0 | 0 | 0 | 0 | 0 | 0 | 0 | 2 | 2 | 0 | 0 | 0 | 0 | 1 |  | 0 | 0 | 0 | 0 | 0 | 0 | 0 | 0 | 0 | 0 | 0 | 0 | 0 | 0 | 0 | 0 | 0 | 0 | 0 | 0 | 0 | 0 | 0 | 0 | 0 | 0 | 0 | 0 | 0 | 2 | 2 | 0 | 0 | 0 | 0 | 1 |  | 0 | 0 | 0 | 0 | 0 | 0 | 0 | 0 | 0 | 0 | 0 | 0 | 0 | 0 | 0 | 0 | 0 | 0 | 0 | 0 | 0 | 0 | 0 | 0 | 0 | 0 | 0 | 0 | 0 | 2 | 2 | 0 | 0 | 0 | 0 | 1 |  | 1 | 1 | 1 | 1 | 1 | 1 | 5- | 1 | 1 | 1
PG&E NGBA | Grizzly | 230 | 0 | 0 | 0 | 0 | 0 | 0 | 0 | 0 | 0 | 0 | 0 | 0 | 0 | 0 | 0 | 0 | 0 | 0 | 0 | 0 |  | 0 | 0 | 0 | 0 | 0 | 0 | 0 | 0 | 0 | 0 | 0 | 0 | 0 | 0 | 0 | 0 | 0 | 0 | 0 | 0 | 0 | 0 | 0 | 0 | 0 | 0 | 0 | 0 | 0 | 0 | 0 | 0 | 0 | 0 | 0 | 0 |  | 0 | 0 | 0 | 0 | 0 | 0 | 0 | 0 | 0 | 0 | 0 | 0 | 0 | 0 | 0 | 0 | 0 | 0 | 0 | 0 | 0 | 0 | 0 | 0 | 0 | 0 | 0 | 0 | 0 | 0 | 0 | 0 | 0 | 0 | 0 | 0 |  | 0 | 0 | 0 | 0 | 0 | 0 | 0 | 0 | 0 | 0 | 0 | 0 | 0 | 0 | 0 | 0 | 0 | 0 | 0 | 0 | 0 | 0 | 0 | 0 | 0 | 0 | 0 | 0 | 0 | 0 | 0 | 0 | 0 | 0 | 0 | 0 |  | 0 | 0 | 0 | 0 | 0 | 0 | 0 | 0 | 0 | 0 | 0 | 0 | 0 | 0 | 0 | 0 | 0 | 0 | 0 | 0 | 0 | 0 | 0 | 0 | 0 | 0 | 0 | 0 | 0 | 0 | 0 | 0 | 0 | 0 | 0 | 0 |  | 1 | 1 | 1 | 1 | 1 | 1 | 1 | 1 | 1 | 0
PG&E FRESNO | Guernsey | 70 | 0 | 0 | 0 | 0 | 0 | 0 | 0 | 0 | 0 | 0 | 0 | 0 | 0 | 0 | 0 | 0 | 0 | 0 | 0 | 0 |  | 0 | 0 | 0 | 0 | 0 | 0 | 0 | 0 | 0 | 0 | 0 | 0 | 0 | 0 | 0 | 0 | 0 | 0 | 0 | 0 | 0 | 0 | 0 | 0 | 0 | 0 | 0 | 0 | 0 | 0 | 0 | 0 | 0 | 0 | 0 | 0 |  | 0 | 0 | 0 | 0 | 0 | 0 | 0 | 0 | 0 | 0 | 0 | 0 | 7.575 | 0 | 2.196 | 0 | 0 | 1 | 0 | 0 | 0 | 0 | 0 | 0 | 0 | 0 | 0 | 0 | 0 | 0 | -2 | 0 | 0 | 0 | 0 | 1 |  | 0 | 0 | 0 | 0 | 0 | 0 | 0 | 0 | 0 | 0 | 0 | 0 | 7.575 | 0 | 2.196 | 0 | 0 | 1 | 0 | 0 | 0 | 0 | 0 | 0 | 0 | 0 | 0 | 0 | 0 | 0 | -1 | 0 | 0 | 0 | 0 | 1 |  | 0 | 0 | 0 | 0 | 0 | 0 | 0 | 0 | 0 | 0 | 0 | 0 | 22.054 | 0 | 2.196 | 0 | 0 | 1 | 0 | 0 | 0 | 0 | 0 | 0 | 0 | 0 | 0 | 0 | 0 | 0 | -2 | 0 | 0 | 0 | 0 | 1 |  | 1 | 1 | 1 | 1 | 1 | 1 | 4+ | 1 | 1 | 1
PG&E FRESNO | GWF Hanford | 115 | 0 | 0 | 0 | 0 | 0 | 0 | 0 | 0 | 0 | 0 | 0 | 0 | 0 | 0 | 0 | 0 | 0 | 0 | 0 | 0 |  | 0 | 0 | 0 | 0 | 0 | 0 | 0 | 0 | 0 | 0 | 0 | 0 | 0 | 0 | 11.7 | 0 | 0 | 1 | 0 | 0 | 0 | 0 | 0 | 0 | 0 | 0 | 0 | 0 | 0 | 0 | 0 | 0 | -2 | 0 | 0 | 1 |  | 0 | 0 | 0 | 0 | 0 | 0 | 0 | 0 | 0 | 0 | 0 | 0 | 0 | 0 | 11.7 | 0 | 0 | 1 | 0 | 0 | 0 | 0 | 0 | 0 | 0 | 0 | 0 | 0 | 0 | 0 | 0 | 0 | -2 | 0 | 0 | 1 |  | 0 | 0 | 0 | 0 | 0 | 0 | 0 | 0 | 0 | 0 | 0 | 0 | 0 | 0 | 11.7 | 0 | 0 | 1 | 0 | 0 | 0 | 0 | 0 | 0 | 0 | 0 | 0 | 0 | 0 | 0 | 0 | 0 | -2 | 0 | 0 | 1 |  | 0 | 0 | 0 | 0 | 0 | 0 | 0 | 0 | 0 | 0 | 0 | 0 | 0 | 0 | 11.7 | 0 | 0 | 1 | 0 | 0 | 0 | 0 | 0 | 0 | 0 | 0 | 0 | 0 | 0 | 0 | 0 | 0 | -2 | 0 | 0 | 1 |  | 1 | 1 | 1 | 1 | 1 | 1 | 1 | 4+ | 1 | 1
PG&E FRESNO | Haas | 230 | 0 | 0 | 0 | 0 | 0 | 0 | 0 | 0 | 0 | 0 | 0 | 0 | 150 | 0 | 150 | 0 | 0 | 0 | 0 | 1 |  | 0 | 0 | 0 | 0 | 0 | 0 | 0 | 0 | 0 | 0 | 0 | 0 | 0 | 0 | 0 | 0 | 0 | 0 | 0 | 0 | 0 | 0 | 0 | 0 | 0 | 0 | 0 | 0 | 0 | 2 | 2 | 0 | 0 | 0 | 0 | 1 |  | 0 | 0 | 0 | 0 | 0 | 0 | 0 | 0 | 0 | 0 | 0 | 0 | 0 | 0 | 0 | 0 | 0 | 0 | 0 | 0 | 0 | 0 | 0 | 0 | 0 | 0 | 0 | 0 | 0 | 2 | 2 | 0 | 0 | 0 | 0 | 1 |  | 0 | 0 | 0 | 0 | 0 | 0 | 0 | 0 | 0 | 0 | 0 | 0 | 0 | 0 | 0 | 0 | 0 | 0 | 0 | 0 | 0 | 0 | 0 | 0 | 0 | 0 | 0 | 0 | 0 | 2 | 2 | 0 | 0 | 0 | 0 | 1 |  | 0 | 0 | 0 | 0 | 0 | 0 | 0 | 0 | 0 | 0 | 0 | 0 | 0 | 0 | 0 | 0 | 0 | 0 | 0 | 0 | 0 | 0 | 0 | 0 | 0 | 0 | 0 | 0 | 0 | 2 | 2 | 0 | 0 | 0 | 0 | 1 |  | 1 | 1 | 1 | 1 | 1 | 1 | 5- | 1 | 1 | 1
PG&E FRESNO | Hammonds | 115 | 0 | 0 | 0 | 0 | 0 | 0 | 0 | 0 | 0 | 0 | 0 | 0 | 100 | 0 | 100 | 0 | 0 | 0 | 0 | 1 |  | 0 | 0 | 0 | 0 | 0 | 0 | 0 | 0 | 0 | 0 | 0 | 0 | 0 | 0 | 0 | 0 | 0 | 0 | 0 | 0 | 0 | 0 | 0 | 0 | 0 | 0 | 0 | 0 | 0 | 2 | 2 | 0 | 0 | 0 | 0 | 1 |  | 0 | 0 | 0 | 0 | 0 | 0 | 0 | 0 | 0 | 0 | 0 | 0 | 0 | 0 | 0 | 0 | 0 | 0 | 0 | 0 | 0 | 0 | 0 | 0 | 0 | 0 | 0 | 0 | 0 | 2 | 2 | 0 | 0 | 0 | 0 | 1 |  | 0 | 0 | 0 | 0 | 0 | 0 | 0 | 0 | 0 | 0 | 0 | 0 | 0 | 0 | 0 | 0 | 0 | 0 | 0 | 0 | 0 | 0 | 0 | 0 | 0 | 0 | 0 | 0 | 0 | 2 | 2 | 0 | 0 | 0 | 0 | 1 |  | 0 | 0 | 0 | 0 | 0 | 0 | 0 | 0 | 0 | 0 | 0 | 0 | 0 | 0 | 0 | 0 | 0 | 0 | 0 | 0 | 0 | 0 | 0 | 0 | 0 | 0 | 0 | 0 | 0 | 2 | 2 | 0 | 0 | 0 | 0 | 1 |  | 1 | 1 | 1 | 1 | 1 | 1 | 5- | 1 | 1 | 1
SCE Metro | HarborGen | 230 | 0 | 0 | 0 | 0 | 0 | 0 | 0 | 0 | 0 | 0 | 0 | 0 | 0 | 0 | 0 | 0 | 0 | 0 | 0 | 0 |  | 0 | 0 | 0 | 0 | 0 | 0 | 0 | 0 | 0 | 0 | 0 | 0 | 0 | 0 | 0 | 0 | 0 | 0 | 0 | 0 | 0 | 0 | 0 | 0 | 0 | 0 | 0 | 0 | 0 | 0 | 0 | 0 | 0 | 0 | 0 | 0 |  | 0 | 0 | 0 | 0 | 0 | 0 | 0 | 0 | 0 | 0 | 0 | 0 | 0 | 0 | 0 | 0 | 0 | 0 | 0 | 0 | 0 | 0 | 0 | 0 | 0 | 0 | 0 | 0 | 0 | 0 | 0 | 0 | 0 | 0 | 0 | 0 |  | 0 | 0 | 0 | 0 | 0 | 0 | 0 | 0 | 0 | 0 | 0 | 0 | 0 | 0 | 0 | 0 | 0 | 0 | 0 | 0 | 0 | 0 | 0 | 0 | 0 | 0 | 0 | 0 | 0 | 0 | 0 | 0 | 0 | 0 | 0 | 0 |  | 0 | 0 | 0 | 0 | 0 | 0 | 0 | 0 | 0 | 0 | 0 | 0 | 0 | 0 | 0 | 0 | 0 | 0 | 0 | 0 | 0 | 0 | 0 | 0 | 0 | 0 | 0 | 0 | 0 | 0 | 0 | 0 | 0 | 0 | 0 | 0 |  | 1 | 1 | 1 | 1 | 1 | 1 | 1 | 1 | 1 | 0
PG&E NGBA | Harris | 60 | 0 | 0 | 0 | 0 | 0 | 0 | 0 | 0 | 0 | 0 | 0 | 0 | 0 | 0 | 0 | 0 | 0 | 0 | 0 | 0 |  | 0 | 0 | 0 | 0 | 0 | 0 | 0 | 0 | 0 | 0 | 0 | 0 | 0 | 0 | 0 | 0 | 0 | 0 | 0 | 0 | 0 | 0 | 0 | 0 | 0 | 0 | 0 | 0 | 0 | 0 | 0 | 0 | 0 | 0 | 0 | 0 |  | 0 | 0 | 0 | 0 | 0 | 0 | 0 | 0 | 0 | 0 | 0 | 0 | 0 | 0 | 0 | 0 | 0 | 0 | 0 | 0 | 0 | 0 | 0 | 0 | 0 | 0 | 0 | 0 | 0 | 0 | 0 | 0 | 0 | 0 | 0 | 0 |  | 0 | 0 | 0 | 0 | 0 | 0 | 0 | 0 | 0 | 0 | 0 | 0 | 0 | 0 | 0 | 0 | 0 | 0 | 0 | 0 | 0 | 0 | 0 | 0 | 0 | 0 | 0 | 0 | 0 | 0 | 0 | 0 | 0 | 0 | 0 | 0 |  | 0 | 0 | 0 | 0 | 0 | 0 | 0 | 0 | 0 | 0 | 0 | 0 | 0 | 0 | 0 | 0 | 0 | 0 | 0 | 0 | 0 | 0 | 0 | 0 | 0 | 0 | 0 | 0 | 0 | 0 | 0 | 0 | 0 | 0 | 0 | 0 |  | 1 | 1 | 1 | 1 | 1 | 1 | 1 | 1 | 1 | 0
EOP | Harry Allen | 500 | 0 | 0 | 0 | 0 | 0 | 1100 | 0 | 1100 | 0 | 0 | 0 | 0 | 0 | 0 | 0 | 0 | 0 | 0 | 0 | 1 |  | 0 | 0 | 0 | 0 | 0 | 0 | 0 | 0 | 0 | 0 | 0 | 0 | 0 | 0 | 0 | 0 | 0 | 0 | 0 | 0 | 0 | 0 | 0 | 0 | 2 | 2 | 0 | 0 | 0 | 0 | 0 | 0 | 0 | 0 | 0 | 1 |  | 0 | 0 | 0 | 0 | 0 | 0 | 0 | 0 | 0 | 0 | 0 | 0 | 0 | 0 | 0 | 0 | 0 | 0 | 0 | 0 | 0 | 0 | 0 | 0 | 2 | 2 | 0 | 0 | 0 | 0 | 0 | 0 | 0 | 0 | 0 | 1 |  | 0 | 0 | 0 | 0 | 0 | 0 | 0 | 0 | 0 | 0 | 0 | 0 | 0 | 0 | 0 | 0 | 0 | 0 | 0 | 0 | 0 | 0 | 0 | 0 | 2 | 2 | 0 | 0 | 0 | 0 | 0 | 0 | 0 | 0 | 0 | 1 |  | 0 | 0 | 0 | 0 | 0 | 0 | 0 | 0 | 0 | 0 | 0 | 0 | 0 | 0 | 0 | 0 | 0 | 0 | 0 | 0 | 0 | 0 | 0 | 0 | 2 | 2 | 0 | 0 | 0 | 0 | 0 | 0 | 0 | 0 | 0 | 1 |  | 1 | 1 | 1 | 5- | 1 | 1 | 1 | 1 | 1 | 1
PG&E NGBA | Hartley | 60 | 0 | 0 | 0 | 0 | 0 | 0 | 0 | 0 | 0 | 0 | 0 | 0 | 0 | 0 | 0 | 0 | 0 | 0 | 0 | 0 |  | 0 | 0 | 0 | 0 | 0 | 0 | 0 | 0 | 0 | 0 | 0 | 0 | 0 | 0 | 0 | 0 | 0 | 0 | 0 | 0 | 0 | 0 | 0 | 0 | 0 | 0 | 0 | 0 | 0 | 0 | 0 | 0 | 0 | 0 | 0 | 0 |  | 0 | 0 | 0 | 0 | 0 | 0 | 0 | 0 | 0 | 0 | 0 | 0 | 0 | 0 | 0 | 0 | 0 | 0 | 0 | 0 | 0 | 0 | 0 | 0 | 0 | 0 | 0 | 0 | 0 | 0 | 0 | 0 | 0 | 0 | 0 | 0 |  | 0 | 0 | 0 | 0 | 0 | 0 | 0 | 0 | 0 | 0 | 0 | 0 | 0 | 0 | 0 | 0 | 0 | 0 | 0 | 0 | 0 | 0 | 0 | 0 | 0 | 0 | 0 | 0 | 0 | 0 | 0 | 0 | 0 | 0 | 0 | 0 |  | 0 | 0 | 0 | 0 | 0 | 0 | 0 | 0 | 0 | 0 | 0 | 0 | 12 | 0 | 0 | 0 | 0 | 1 | 0 | 0 | 0 | 0 | 0 | 0 | 0 | 0 | 0 | 0 | 0 | 0 | -2 | 0 | 0 | 0 | 0 | 1 |  | 1 | 1 | 1 | 1 | 1 | 1 | 1+ | 1 | 1 | 1
SCE NOL | Harvard | 115 | 0 | 0 | 0 | 0 | 0 | 0 | 0 | 0 | 0 | 0 | 0 | 0 | 0 | 0 | 0 | 0 | 0 | 0 | 0 | 0 |  | 0 | 0 | 0 | 0 | 0 | 0 | 0 | 0 | 0 | 0 | 0 | 0 | 0 | 0 | 0 | 0 | 0 | 0 | 0 | 0 | 0 | 0 | 0 | 0 | 0 | 0 | 0 | 0 | 0 | 0 | 0 | 0 | 0 | 0 | 0 | 0 |  | 0 | 0 | 0 | 0 | 0 | 0 | 0 | 0 | 0 | 0 | 0 | 0 | 0 | 0 | 0 | 0 | 0 | 0 | 0 | 0 | 0 | 0 | 0 | 0 | 0 | 0 | 0 | 0 | 0 | 0 | 0 | 0 | 0 | 0 | 0 | 0 |  | 0 | 0 | 0 | 0 | 0 | 0 | 0 | 0 | 0 | 0 | 0 | 0 | 0 | 0 | 0 | 0 | 0 | 0 | 0 | 0 | 0 | 0 | 0 | 0 | 0 | 0 | 0 | 0 | 0 | 0 | 0 | 0 | 0 | 0 | 0 | 0 |  | 0 | 0 | 0 | 0 | 0 | 0 | 0 | 0 | 0 | 0 | 0 | 0 | 0 | 0 | 0 | 0 | 0 | 0 | 0 | 0 | 0 | 0 | 0 | 0 | 0 | 0 | 0 | 0 | 0 | 0 | 0 | 0 | 0 | 0 | 0 | 0 |  | 1 | 1 | 1 | 1 | 1 | 1 | 1 | 1 | 1 | 0
SDGE | Hassayampa | 500 | 0 | 0 | 0 | 0 | 0 | 0 | 0 | 0 | 0 | 0 | 0 | 0 | 5032.5 | 0 | 5032.5 | 0 | 700 | 700 | 0 | 1 |  | 0 | 0 | 0 | 0 | 0 | 0 | 0 | 0 | 0 | 0 | 0 | 0 | 276.9 | 0 | 90.9 | 0 | 0 | 1 | 0 | 0 | 0 | 0 | 0 | 0 | 0 | 0 | 0 | 0 | 0 | 2 | 2 | 2 | 2 | 0 | 0 | 1 |  | 0 | 0 | 0 | 0 | 0 | 0 | 0 | 0 | 0 | 0 | 0 | 0 | 0 | 0 | 0 | 0 | 0 | 0 | 0 | 0 | 0 | 0 | 0 | 0 | 0 | 0 | 0 | 0 | 0 | 2 | 2 | 2 | 2 | 0 | 0 | 1 |  | 0 | 0 | 0 | 0 | 0 | 0 | 0 | 0 | 0 | 0 | 0 | 0 | 350 | 0 | 28.8 | 0 | 0 | 1 | 0 | 0 | 0 | 0 | 0 | 0 | 0 | 0 | 0 | 0 | 0 | 2 | 2 | 2 | 2 | 0 | 0 | 1 |  | 0 | 0 | 0 | 0 | 0 | 0 | 0 | 154.5 | 0 | 0 | 0 | 0 | 1068.88 | 0 | 183.3 | 0 | 0 | 1 | 0 | 0 | 0 | 0 | 0 | 0 | 0 | -2 | 0 | 0 | 0 | 2 | 2 | 2 | 2 | 0 | 0 | 1 |  | 1 | 1 | 1 | 1+ | 1 | 1 | 5- | 5- | 1 | 1
PG&E FRESNO | Helm | 230 | 0 | 0 | 0 | 0 | 0 | 0 | 0 | 0 | 0 | 0 | 0 | 0 | 150 | 0 | 150 | 0 | 0 | 0 | 0 | 1 |  | 0 | 0 | 0 | 0 | 0 | 0 | 0 | 0 | 0 | 0 | 0 | 0 | 0 | 0 | 0 | 0 | 0 | 0 | 0 | 0 | 0 | 0 | 0 | 0 | 0 | 0 | 0 | 0 | 0 | 2 | 2 | 0 | 0 | 0 | 0 | 1 |  | 0 | 0 | 0 | 0 | 0 | 0 | 0 | 0 | 0 | 0 | 0 | 0 | 0 | 0 | 0 | 0 | 0 | 0 | 0 | 0 | 0 | 0 | 0 | 0 | 0 | 0 | 0 | 0 | 0 | 2 | 2 | 0 | 0 | 0 | 0 | 1 |  | 0 | 0 | 0 | 0 | 0 | 0 | 0 | 0 | 0 | 0 | 0 | 0 | 0 | 0 | 0 | 0 | 0 | 0 | 0 | 0 | 0 | 0 | 0 | 0 | 0 | 0 | 0 | 0 | 0 | 2 | 2 | 0 | 0 | 0 | 0 | 1 |  | 0 | 0 | 0 | 0 | 0 | 0 | 0 | 0 | 0 | 0 | 0 | 0 | 0 | 0 | 0 | 0 | 0 | 0 | 0 | 0 | 0 | 0 | 0 | 0 | 0 | 0 | 0 | 0 | 0 | 2 | 2 | 0 | 0 | 0 | 0 | 1 |  | 1 | 1 | 1 | 1 | 1 | 1 | 5- | 1 | 1 | 1
PG&E FRESNO | Helm | 70 | 0 | 0 | 0 | 0 | 0 | 0 | 0 | 0 | 0 | 0 | 0 | 0 | 0 | 0 | 0 | 0 | 0 | 0 | 0 | 0 |  | 0 | 0 | 0 | 0 | 0 | 0 | 0 | 0 | 0 | 0 | 0 | 0 | 0 | 18.5 | 18.5 | 0 | 0 | 1 | 0 | 0 | 0 | 0 | 0 | 0 | 0 | 0 | 0 | 0 | 0 | 0 | 0 | -2 | -2 | 0 | 0 | 1 |  | 0 | 0 | 0 | 0 | 0 | 0 | 0 | 0 | 0 | 0 | 0 | 0 | 0 | 18.5 | 18.5 | 0 | 0 | 1 | 0 | 0 | 0 | 0 | 0 | 0 | 0 | 0 | 0 | 0 | 0 | 0 | 0 | -2 | -2 | 0 | 0 | 1 |  | 0 | 0 | 0 | 0 | 0 | 0 | 0 | 0 | 0 | 0 | 0 | 0 | 0 | 0 | 0 | 0 | 0 | 0 | 0 | 0 | 0 | 0 | 0 | 0 | 0 | 0 | 0 | 0 | 0 | 0 | 0 | 0 | 0 | 0 | 0 | 0 |  | 0 | 0 | 0 | 0 | 0 | 0 | 0 | 0 | 0 | 0 | 0 | 0 | 0 | 18.5 | 18.5 | 0 | 0 | 1 | 0 | 0 | 0 | 0 | 0 | 0 | 0 | 0 | 0 | 0 | 0 | 0 | 0 | -2 | -2 | 0 | 0 | 1 |  | 1 | 1 | 1 | 1 | 1 | 1 | 1 | 4+ | 1 | 1
PG&E FRESNO | Henrietta | 115 | 0 | 0 | 0 | 0 | 0 | 0 | 0 | 0 | 0 | 0 | 0 | 0 | 80 | 0 | 80 | 0 | 0 | 0 | 0 | 1 |  | 0 | 0 | 0 | 0 | 0 | 0 | 0 | 0 | 0 | 0 | 0 | 0 | 0 | 0 | 0 | 0 | 0 | 0 | 0 | 0 | 0 | 0 | 0 | 0 | 0 | 0 | 0 | 0 | 0 | 2 | 2 | 0 | 0 | 0 | 0 | 1 |  | 0 | 0 | 0 | 0 | 0 | 0 | 0 | 0 | 0 | 0 | 0 | 0 | 0 | 0 | 0 | 0 | 0 | 0 | 0 | 0 | 0 | 0 | 0 | 0 | 0 | 0 | 0 | 0 | 0 | 2 | 2 | 0 | 0 | 0 | 0 | 1 |  | 0 | 0 | 0 | 0 | 0 | 0 | 0 | 0 | 0 | 0 | 0 | 0 | 0 | 0 | 0 | 0 | 0 | 0 | 0 | 0 | 0 | 0 | 0 | 0 | 0 | 0 | 0 | 0 | 0 | 2 | 2 | 0 | 0 | 0 | 0 | 1 |  | 0 | 0 | 0 | 0 | 0 | 0 | 0 | 0 | 0 | 0 | 0 | 0 | 0 | 0 | 100 | 0 | 0 | 1 | 0 | 0 | 0 | 0 | 0 | 0 | 0 | 0 | 0 | 0 | 0 | 2 | 2 | 0 | -2 | 0 | 0 | 1 |  | 1 | 1 | 1 | 1 | 1 | 1 | 5- | 1+ | 1 | 1
PG&E FRESNO | Henrietta | 230 | 0 | 0 | 0 | 0 | 0 | 0 | 0 | 0 | 0 | 0 | 0 | 0 | 460 | 0 | 460 | 0 | 523 | 523 | 0 | 1 |  | 0 | 0 | 0 | 0 | 0 | 0 | 0 | 0 | 0 | 0 | 0 | 0 | 0 | 0 | 0 | 0 | 0 | 0 | 0 | 0 | 0 | 0 | 0 | 0 | 0 | 0 | 0 | 0 | 0 | 2 | 2 | 2 | 2 | 0 | 0 | 1 |  | 0 | 0 | 0 | 0 | 0 | 0 | 0 | 0 | 0 | 0 | 0 | 0 | 0 | 0 | 0 | 0 | 0 | 0 | 0 | 0 | 0 | 0 | 0 | 0 | 0 | 0 | 0 | 0 | 0 | 2 | 2 | 2 | 2 | 0 | 0 | 1 |  | 0 | 0 | 0 | 0 | 0 | 0 | 0 | 0 | 0 | 0 | 0 | 0 | 0 | 0 | 0 | 0 | 0 | 0 | 0 | 0 | 0 | 0 | 0 | 0 | 0 | 0 | 0 | 0 | 0 | 2 | 2 | 2 | 2 | 0 | 0 | 1 |  | 0 | 0 | 0 | 0 | 0 | 0 | 0 | 154.4 | 0 | 0 | 0 | 0 | 155.3 | 0 | 154.4 | 0 | 0 | 1 | 0 | 0 | 0 | 0 | 0 | 0 | 0 | -2 | 0 | 0 | 0 | 2 | 2 | 2 | 2 | 0 | 0 | 1 |  | 1 | 1 | 1 | 1+ | 1 | 1 | 5- | 5- | 1 | 1
PG&E FRESNO | Henrietta | 70 | 0 | 0 | 0 | 0 | 0 | 0 | 0 | 0 | 0 | 0 | 0 | 0 | 0 | 0 | 0 | 0 | 0 | 0 | 0 | 0 |  | 0 | 0 | 0 | 0 | 0 | 0 | 0 | 0 | 0 | 0 | 0 | 0 | 0 | 0 | 20 | 0 | 0 | 1 | 0 | 0 | 0 | 0 | 0 | 0 | 0 | 0 | 0 | 0 | 0 | 0 | 0 | 0 | -2 | 0 | 0 | 1 |  | 0 | 0 | 0 | 0 | 0 | 0 | 0 | 0 | 0 | 0 | 0 | 0 | 0 | 0 | 20 | 0 | 0 | 1 | 0 | 0 | 0 | 0 | 0 | 0 | 0 | 0 | 0 | 0 | 0 | 0 | 0 | 0 | -2 | 0 | 0 | 1 |  | 0 | 0 | 0 | 0 | 0 | 0 | 0 | 0 | 0 | 0 | 0 | 0 | 0 | 0 | 20 | 0 | 0 | 1 | 0 | 0 | 0 | 0 | 0 | 0 | 0 | 0 | 0 | 0 | 0 | 0 | 0 | 0 | -2 | 0 | 0 | 1 |  | 0 | 0 | 0 | 0 | 0 | 0 | 0 | 0 | 0 | 0 | 0 | 0 | 0 | 0 | 20 | 0 | 0 | 1 | 0 | 0 | 0 | 0 | 0 | 0 | 0 | 0 | 0 | 0 | 0 | 0 | 0 | 0 | -2 | 0 | 0 | 1 |  | 1 | 1 | 1 | 1 | 1 | 1 | 1 | 4+ | 1 | 1
PG&E FRESNO | Herndon | 115 | 0 | 0 | 0 | 0 | 0 | 0 | 0 | 0 | 0 | 0 | 0 | 0 | 0 | 0 | 0 | 0 | 0 | 0 | 0 | 0 |  | 0 | 0 | 0 | 0 | 0 | 0 | 0 | 0 | 0 | 0 | 0 | 0 | 0 | 0 | 0 | 0 | 0 | 0 | 0 | 0 | 0 | 0 | 0 | 0 | 0 | 0 | 0 | 0 | 0 | 0 | 0 | 0 | 0 | 0 | 0 | 0 |  | 0 | 0 | 0 | 0 | 0 | 0 | 0 | 0 | 0 | 0 | 0 | 0 | 0 | 0 | 0 | 0 | 0 | 0 | 0 | 0 | 0 | 0 | 0 | 0 | 0 | 0 | 0 | 0 | 0 | 0 | 0 | 0 | 0 | 0 | 0 | 0 |  | 0 | 0 | 0 | 0 | 0 | 0 | 0 | 0 | 0 | 0 | 0 | 0 | 0 | 0 | 0 | 0 | 0 | 0 | 0 | 0 | 0 | 0 | 0 | 0 | 0 | 0 | 0 | 0 | 0 | 0 | 0 | 0 | 0 | 0 | 0 | 0 |  | 0 | 0 | 0 | 0 | 0 | 0 | 0 | 0 | 0 | 0 | 0 | 0 | 0 | 0 | 0 | 0 | 0 | 0 | 0 | 0 | 0 | 0 | 0 | 0 | 0 | 0 | 0 | 0 | 0 | 0 | 0 | 0 | 0 | 0 | 0 | 0 |  | 1 | 1 | 1 | 1 | 1 | 1 | 1 | 1 | 1 | 0
PG&E FRESNO | Herndon | 230 | 0 | 0 | 0 | 0 | 0 | 0 | 0 | 0 | 0 | 0 | 0 | 0 | 0 | 0 | 0 | 0 | 0 | 0 | 0 | 0 |  | 0 | 0 | 0 | 0 | 0 | 0 | 0 | 0 | 0 | 0 | 0 | 0 | 0 | 0 | 0 | 0 | 0 | 0 | 0 | 0 | 0 | 0 | 0 | 0 | 0 | 0 | 0 | 0 | 0 | 0 | 0 | 0 | 0 | 0 | 0 | 0 |  | 0 | 0 | 0 | 0 | 0 | 0 | 0 | 0 | 0 | 0 | 0 | 0 | 0 | 0 | 0 | 0 | 0 | 0 | 0 | 0 | 0 | 0 | 0 | 0 | 0 | 0 | 0 | 0 | 0 | 0 | 0 | 0 | 0 | 0 | 0 | 0 |  | 0 | 0 | 0 | 0 | 0 | 0 | 0 | 0 | 0 | 0 | 0 | 0 | 0 | 0 | 0 | 0 | 0 | 0 | 0 | 0 | 0 | 0 | 0 | 0 | 0 | 0 | 0 | 0 | 0 | 0 | 0 | 0 | 0 | 0 | 0 | 0 |  | 0 | 0 | 0 | 0 | 0 | 0 | 0 | 0 | 0 | 0 | 0 | 0 | 0 | 0 | 0 | 0 | 0 | 0 | 0 | 0 | 0 | 0 | 0 | 0 | 0 | 0 | 0 | 0 | 0 | 0 | 0 | 0 | 0 | 0 | 0 | 0 |  | 1 | 1 | 1 | 1 | 1 | 1 | 1 | 1 | 1 | 0
PG&E GBA | Hicks | 230 | 0 | 0 | 0 | 0 | 0 | 0 | 0 | 0 | 0 | 0 | 0 | 0 | 0 | 0 | 0 | 0 | 0 | 0 | 0 | 0 |  | 0 | 0 | 0 | 0 | 0 | 0 | 0 | 0 | 0 | 0 | 0 | 0 | 0 | 0 | 0 | 0 | 0 | 0 | 0 | 0 | 0 | 0 | 0 | 0 | 0 | 0 | 0 | 0 | 0 | 0 | 0 | 0 | 0 | 0 | 0 | 0 |  | 0 | 0 | 0 | 0 | 0 | 0 | 0 | 0 | 0 | 0 | 0 | 0 | 0 | 0 | 0 | 0 | 0 | 0 | 0 | 0 | 0 | 0 | 0 | 0 | 0 | 0 | 0 | 0 | 0 | 0 | 0 | 0 | 0 | 0 | 0 | 0 |  | 0 | 0 | 0 | 0 | 0 | 0 | 0 | 0 | 0 | 0 | 0 | 0 | 0 | 0 | 0 | 0 | 0 | 0 | 0 | 0 | 0 | 0 | 0 | 0 | 0 | 0 | 0 | 0 | 0 | 0 | 0 | 0 | 0 | 0 | 0 | 0 |  | 0 | 0 | 0 | 0 | 0 | 0 | 0 | 0 | 0 | 0 | 0 | 0 | 0 | 0 | 0 | 0 | 0 | 0 | 0 | 0 | 0 | 0 | 0 | 0 | 0 | 0 | 0 | 0 | 0 | 0 | 0 | 0 | 0 | 0 | 0 | 0 |  | 1 | 1 | 1 | 1 | 1 | 1 | 1 | 1 | 1 | 0
PG&E NGBA | Higgins | 115 | 0 | 0 | 0 | 0 | 0 | 0 | 0 | 0 | 0 | 0 | 0 | 0 | 0 | 0 | 0 | 0 | 0 | 0 | 0 | 0 |  | 0 | 0 | 0 | 0 | 0 | 0 | 0 | 0 | 0 | 0 | 0 | 0 | 0 | 0 | 0 | 0 | 0 | 0 | 0 | 0 | 0 | 0 | 0 | 0 | 0 | 0 | 0 | 0 | 0 | 0 | 0 | 0 | 0 | 0 | 0 | 0 |  | 0 | 0 | 0 | 0 | 0 | 0 | 0 | 0 | 0 | 0 | 0 | 0 | 0 | 0 | 0 | 0 | 0 | 0 | 0 | 0 | 0 | 0 | 0 | 0 | 0 | 0 | 0 | 0 | 0 | 0 | 0 | 0 | 0 | 0 | 0 | 0 |  | 0 | 0 | 0 | 0 | 0 | 0 | 0 | 0 | 0 | 0 | 0 | 0 | 0 | 0 | 0 | 0 | 0 | 0 | 0 | 0 | 0 | 0 | 0 | 0 | 0 | 0 | 0 | 0 | 0 | 0 | 0 | 0 | 0 | 0 | 0 | 0 |  | 0 | 0 | 0 | 0 | 0 | 0 | 0 | 0 | 0 | 0 | 0 | 0 | 20 | 0 | 0 | 0 | 0 | 1 | 0 | 0 | 0 | 0 | 0 | 0 | 0 | 0 | 0 | 0 | 0 | 0 | -2 | 0 | 0 | 0 | 0 | 1 |  | 1 | 1 | 1 | 1 | 1 | 1 | 1+ | 1 | 1 | 1
PG&E NGBA | Hilltop | 345 | 100 | 0 | 0 | 0 | 0 | 0 | 0 | 0 | 0 | 0 | 0 | 0 | 0 | 0 | 0 | 0 | 0 | 0 | 0 | 1 |  | 0 | 0 | 0 | 0 | 0 | 0 | 0 | 0 | 0 | 0 | 0 | 0 | 0 | 0 | 0 | 0 | 0 | 0 | 2 | 2 | 0 | 0 | 0 | 0 | 0 | 0 | 0 | 0 | 0 | 0 | 0 | 0 | 0 | 0 | 0 | 1 |  | 0 | 0 | 0 | 0 | 0 | 0 | 0 | 0 | 0 | 0 | 0 | 0 | 0 | 0 | 0 | 0 | 0 | 0 | 2 | 2 | 0 | 0 | 0 | 0 | 0 | 0 | 0 | 0 | 0 | 0 | 0 | 0 | 0 | 0 | 0 | 1 |  | 0 | 0 | 0 | 0 | 0 | 0 | 0 | 0 | 0 | 0 | 0 | 0 | 0 | 0 | 0 | 0 | 0 | 0 | 2 | 2 | 0 | 0 | 0 | 0 | 0 | 0 | 0 | 0 | 0 | 0 | 0 | 0 | 0 | 0 | 0 | 1 |  | 0 | 0 | 0 | 0 | 0 | 0 | 0 | 0 | 0 | 0 | 0 | 0 | 0 | 0 | 0 | 0 | 0 | 0 | 2 | 2 | 0 | 0 | 0 | 0 | 0 | 0 | 0 | 0 | 0 | 0 | 0 | 0 | 0 | 0 | 0 | 1 |  | 5- | 1 | 1 | 1 | 1 | 1 | 1 | 1 | 1 | 1
SCE Metro | Hinson | 230 | 0 | 0 | 0 | 0 | 0 | 0 | 0 | 0 | 0 | 0 | 0 | 0 | 0 | 0 | 0 | 0 | 0 | 0 | 0 | 0 |  | 0 | 0 | 0 | 0 | 0 | 0 | 0 | 0 | 0 | 0 | 0 | 0 | 0 | 0 | 0 | 0 | 0 | 0 | 0 | 0 | 0 | 0 | 0 | 0 | 0 | 0 | 0 | 0 | 0 | 0 | 0 | 0 | 0 | 0 | 0 | 0 |  | 0 | 0 | 0 | 0 | 0 | 0 | 0 | 0 | 0 | 0 | 0 | 0 | 2.96 | 0 | 0 | 0 | 0 | 1 | 0 | 0 | 0 | 0 | 0 | 0 | 0 | 0 | 0 | 0 | 0 | 0 | 0 | 0 | 0 | 0 | 0 | 0 |  | 0 | 0 | 0 | 0 | 0 | 0 | 0 | 0 | 0 | 0 | 0 | 0 | 2.96 | 0 | 605.6634 | 0 | 0 | 1 | 0 | 0 | 0 | 0 | 0 | 0 | 0 | 0 | 0 | 0 | 0 | 0 | -2 | 0 | -2 | 0 | 0 | 1 |  | 0 | 0 | 0 | 0 | 0 | 0 | 0 | 0 | 0 | 0 | 0 | 0 | 2.96 | 0 | 955.7414 | 0 | 0 | 1 | 0 | 0 | 0 | 0 | 0 | 0 | 0 | 0 | 0 | 0 | 0 | 0 | 0 | 0 | -2 | 0 | 0 | 1 |  | 1 | 1 | 1 | 1 | 1 | 1 | 2+ | 2+ | 1 | 1
PG&E GBA | Hollister | 115 | 0 | 0 | 0 | 0 | 0 | 0 | 0 | 0 | 0 | 0 | 0 | 0 | 0 | 0 | 0 | 0 | 0 | 0 | 0 | 0 |  | 0 | 0 | 0 | 0 | 0 | 0 | 0 | 0 | 0 | 0 | 0 | 0 | 0 | 0 | 0 | 0 | 0 | 0 | 0 | 0 | 0 | 0 | 0 | 0 | 0 | 0 | 0 | 0 | 0 | 0 | 0 | 0 | 0 | 0 | 0 | 0 |  | 0 | 0 | 0 | 0 | 0 | 0 | 0 | 0 | 0 | 0 | 0 | 0 | 112.491 | 110 | 125.4485 | 0 | 0 | 1 | 0 | 0 | 0 | 0 | 0 | 0 | 0 | 0 | 0 | 0 | 0 | 0 | -2 | -2 | -2 | 0 | 0 | 1 |  | 0 | 0 | 0 | 0 | 0 | 0 | 0 | 0 | 0 | 0 | 0 | 0 | 112.491 | 110 | 125.4485 | 0 | 0 | 1 | 0 | 0 | 0 | 0 | 0 | 0 | 0 | 0 | 0 | 0 | 0 | 0 | -1 | -2 | -2 | 0 | 0 | 1 |  | 0 | 0 | 0 | 0 | 0 | 0 | 0 | 0 | 0 | 0 | 0 | 0 | 112.491 | 110 | 125.4485 | 0 | 0 | 1 | 0 | 0 | 0 | 0 | 0 | 0 | 0 | 0 | 0 | 0 | 0 | 0 | -2 | -2 | -2 | 0 | 0 | 1 |  | 1 | 1 | 1 | 1 | 1 | 1 | 4+ | 4+ | 1 | 1
PG&E NGBA | Homestake | 115 | 0 | 0 | 0 | 0 | 0 | 0 | 0 | 0 | 0 | 0 | 0 | 0 | 0 | 0 | 0 | 0 | 0 | 0 | 0 | 0 |  | 0 | 0 | 0 | 0 | 0 | 0 | 0 | 0 | 0 | 0 | 0 | 0 | 0 | 0 | 0 | 0 | 0 | 0 | 0 | 0 | 0 | 0 | 0 | 0 | 0 | 0 | 0 | 0 | 0 | 0 | 0 | 0 | 0 | 0 | 0 | 0 |  | 0 | 0 | 0 | 0 | 0 | 0 | 0 | 0 | 0 | 0 | 0 | 0 | 0 | 0 | 0 | 0 | 0 | 0 | 0 | 0 | 0 | 0 | 0 | 0 | 0 | 0 | 0 | 0 | 0 | 0 | 0 | 0 | 0 | 0 | 0 | 0 |  | 0 | 0 | 0 | 0 | 0 | 0 | 0 | 0 | 0 | 0 | 0 | 0 | 0 | 0 | 0 | 0 | 0 | 0 | 0 | 0 | 0 | 0 | 0 | 0 | 0 | 0 | 0 | 0 | 0 | 0 | 0 | 0 | 0 | 0 | 0 | 0 |  | 0 | 0 | 0 | 0 | 0 | 0 | 0 | 0 | 0 | 0 | 0 | 0 | 0 | 0 | 0 | 0 | 0 | 0 | 0 | 0 | 0 | 0 | 0 | 0 | 0 | 0 | 0 | 0 | 0 | 0 | 0 | 0 | 0 | 0 | 0 | 0 |  | 1 | 1 | 1 | 1 | 1 | 1 | 1 | 1 | 1 | 0
PG&E NGBA | Honcut | 115 | 0 | 0 | 0 | 0 | 0 | 0 | 0 | 0 | 0 | 0 | 0 | 0 | 0 | 0 | 0 | 0 | 0 | 0 | 0 | 0 |  | 0 | 0 | 0 | 0 | 0 | 0 | 0 | 0 | 0 | 0 | 0 | 0 | 0 | 0 | 0 | 0 | 0 | 0 | 0 | 0 | 0 | 0 | 0 | 0 | 0 | 0 | 0 | 0 | 0 | 0 | 0 | 0 | 0 | 0 | 0 | 0 |  | 0 | 0 | 0 | 0 | 0 | 0 | 0 | 0 | 0 | 0 | 0 | 0 | 0 | 0 | 0 | 0 | 0 | 0 | 0 | 0 | 0 | 0 | 0 | 0 | 0 | 0 | 0 | 0 | 0 | 0 | 0 | 0 | 0 | 0 | 0 | 0 |  | 0 | 0 | 0 | 0 | 0 | 0 | 0 | 0 | 0 | 0 | 0 | 0 | 0 | 0 | 213.55 | 0 | 0 | 1 | 0 | 0 | 0 | 0 | 0 | 0 | 0 | 0 | 0 | 0 | 0 | 0 | 0 | 0 | -2 | 0 | 0 | 1 |  | 0 | 0 | 0 | 0 | 0 | 0 | 0 | 0 | 0 | 0 | 0 | 0 | 0 | 0 | 213.58 | 0 | 0 | 1 | 0 | 0 | 0 | 0 | 0 | 0 | 0 | 0 | 0 | 0 | 0 | 0 | 0 | 0 | -2 | 0 | 0 | 1 |  | 1 | 1 | 1 | 1 | 1 | 1 | 1 | 2+ | 1 | 1
SDGE | Hoodoo Wash | 500 | 0 | 0 | 0 | 0 | 0 | 0 | 0 | 0 | 0 | 0 | 0 | 0 | 0 | 5611.6 | 5611.6 | 0 | 0 | 0 | 0 | 1 |  | 0 | 0 | 0 | 0 | 0 | 0 | 0 | 0 | 0 | 0 | 0 | 0 | 750.54 | 0 | 562.63 | 0 | 0 | 1 | 0 | 0 | 0 | 0 | 0 | 0 | 0 | 0 | 0 | 0 | 0 | 0 | 2 | 0 | -2 | 0 | 0 | 1 |  | 0 | 0 | 0 | 0 | 0 | 0 | 0 | 0 | 0 | 0 | 0 | 237.5 | 508.5 | 0 | 450 | 0 | 0 | 1 | 0 | 0 | 0 | 0 | 0 | 0 | 0 | 0 | 0 | 0 | 0 | -2 | 2 | 0 | -2 | 0 | 0 | 1 |  | 0 | 0 | 0 | 0 | 0 | 0 | 0 | 0 | 0 | 0 | 0 | 237.5 | 1504.534 | 0 | 1416.964 | 0 | 0 | 1 | 0 | 0 | 0 | 0 | 0 | 0 | 0 | 0 | 0 | 0 | 0 | -2 | 2 | 0 | -2 | 0 | 0 | 1 |  | 0 | 0 | 0 | 0 | 0 | 0 | 0 | 0 | 0 | 0 | 0 | 237.5 | 3754.534 | 0 | 1416.964 | 0 | 0 | 1 | 0 | 0 | 0 | 0 | 0 | 0 | 0 | 0 | 0 | 0 | 0 | -2 | 2 | 0 | -2 | 0 | 0 | 1 |  | 1 | 1 | 1 | 1 | 1 | 1 | 5- | 4+ | 1 | 1
PG&E NGBA | Hopland | 115 | 0 | 0 | 0 | 0 | 0 | 0 | 0 | 0 | 0 | 0 | 0 | 0 | 0 | 0 | 0 | 0 | 0 | 0 | 0 | 0 |  | 0 | 0 | 0 | 0 | 0 | 0 | 0 | 0 | 0 | 0 | 0 | 0 | 0 | 0 | 0 | 0 | 0 | 0 | 0 | 0 | 0 | 0 | 0 | 0 | 0 | 0 | 0 | 0 | 0 | 0 | 0 | 0 | 0 | 0 | 0 | 0 |  | 0 | 0 | 0 | 0 | 0 | 0 | 0 | 0 | 0 | 0 | 0 | 0 | 0 | 0 | 0 | 0 | 0 | 0 | 0 | 0 | 0 | 0 | 0 | 0 | 0 | 0 | 0 | 0 | 0 | 0 | 0 | 0 | 0 | 0 | 0 | 0 |  | 0 | 0 | 0 | 0 | 0 | 0 | 0 | 0 | 0 | 0 | 0 | 0 | 0 | 0 | 0 | 0 | 0 | 0 | 0 | 0 | 0 | 0 | 0 | 0 | 0 | 0 | 0 | 0 | 0 | 0 | 0 | 0 | 0 | 0 | 0 | 0 |  | 0 | 0 | 0 | 0 | 0 | 0 | 0 | 0 | 0 | 0 | 0 | 0 | 0 | 0 | 0 | 0 | 0 | 0 | 0 | 0 | 0 | 0 | 0 | 0 | 0 | 0 | 0 | 0 | 0 | 0 | 0 | 0 | 0 | 0 | 0 | 0 |  | 1 | 1 | 1 | 1 | 1 | 1 | 1 | 1 | 1 | 0
PG&E NGBA | Hopland | 60 | 0 | 0 | 0 | 0 | 0 | 0 | 0 | 0 | 0 | 0 | 0 | 0 | 0 | 0 | 0 | 0 | 0 | 0 | 0 | 0 |  | 0 | 0 | 0 | 0 | 0 | 0 | 0 | 0 | 0 | 0 | 0 | 0 | 0 | 0 | 0 | 0 | 0 | 0 | 0 | 0 | 0 | 0 | 0 | 0 | 0 | 0 | 0 | 0 | 0 | 0 | 0 | 0 | 0 | 0 | 0 | 0 |  | 0 | 0 | 0 | 0 | 0 | 0 | 0 | 0 | 0 | 0 | 0 | 0 | 0 | 0 | 0 | 0 | 0 | 0 | 0 | 0 | 0 | 0 | 0 | 0 | 0 | 0 | 0 | 0 | 0 | 0 | 0 | 0 | 0 | 0 | 0 | 0 |  | 0 | 0 | 0 | 0 | 0 | 0 | 0 | 0 | 0 | 0 | 0 | 0 | 0 | 0 | 0 | 0 | 0 | 0 | 0 | 0 | 0 | 0 | 0 | 0 | 0 | 0 | 0 | 0 | 0 | 0 | 0 | 0 | 0 | 0 | 0 | 0 |  | 0 | 0 | 0 | 0 | 0 | 0 | 0 | 0 | 0 | 0 | 0 | 0 | 0 | 0 | 12.665 | 0 | 0 | 1 | 0 | 0 | 0 | 0 | 0 | 0 | 0 | 0 | 0 | 0 | 0 | 0 | 0 | 0 | -2 | 0 | 0 | 1 |  | 1 | 1 | 1 | 1 | 1 | 1 | 1 | 1+ | 1 | 1
PG&E NGBA | Humboldt | 115 | 0 | 0 | 0 | 0 | 0 | 0 | 0 | 0 | 0 | 0 | 0 | 0 | 0 | 0 | 0 | 0 | 0 | 0 | 0 | 0 |  | 0 | 0 | 0 | 0 | 0 | 0 | 0 | 0 | 0 | 161.925 | 0 | 0 | 0 | 0 | 0 | 0 | 0 | 1 | 0 | 0 | 0 | 0 | 0 | 0 | 0 | 0 | 0 | -2 | 0 | 0 | 0 | 0 | 0 | 0 | 0 | 1 |  | 0 | 0 | 0 | 0 | 0 | 0 | 0 | 0 | 0 | 0 | 0 | 0 | 0 | 0 | 0 | 0 | 0 | 0 | 0 | 0 | 0 | 0 | 0 | 0 | 0 | 0 | 0 | 0 | 0 | 0 | 0 | 0 | 0 | 0 | 0 | 0 |  | 0 | 0 | 0 | 0 | 0 | 161.925 | 0 | 0 | 0 | 0 | 0 | 0 | 0 | 0 | 0 | 0 | 0 | 1 | 0 | 0 | 0 | 0 | 0 | -2 | 0 | 0 | 0 | 0 | 0 | 0 | 0 | 0 | 0 | 0 | 0 | 1 |  | 0 | 0 | 0 | 0 | 0 | 161.925 | 0 | 0 | 0 | 0 | 0 | 0 | 0 | 0 | 0 | 0 | 0 | 1 | 0 | 0 | 0 | 0 | 0 | -2 | 0 | 0 | 0 | 0 | 0 | 0 | 0 | 0 | 0 | 0 | 0 | 1 |  | 1 | 1 | 2+ | 1 | 1 | 1 | 1 | 1 | 1 | 1
PG&E NGBA | Humboldt | 60 | 0 | 0 | 0 | 0 | 0 | 0 | 0 | 0 | 0 | 0 | 0 | 0 | 0 | 0 | 0 | 0 | 0 | 0 | 0 | 0 |  | 0 | 0 | 0 | 0 | 0 | 0 | 0 | 0 | 0 | 0 | 0 | 0 | 0 | 0 | 0 | 0 | 0 | 0 | 0 | 0 | 0 | 0 | 0 | 0 | 0 | 0 | 0 | 0 | 0 | 0 | 0 | 0 | 0 | 0 | 0 | 0 |  | 0 | 0 | 0 | 0 | 0 | 0 | 0 | 0 | 0 | 0 | 0 | 0 | 0 | 0 | 0 | 0 | 0 | 0 | 0 | 0 | 0 | 0 | 0 | 0 | 0 | 0 | 0 | 0 | 0 | 0 | 0 | 0 | 0 | 0 | 0 | 0 |  | 0 | 0 | 0 | 0 | 0 | 0 | 0 | 0 | 0 | 0 | 0 | 0 | 0 | 0 | 0 | 0 | 0 | 0 | 0 | 0 | 0 | 0 | 0 | 0 | 0 | 0 | 0 | 0 | 0 | 0 | 0 | 0 | 0 | 0 | 0 | 0 |  | 0 | 0 | 0 | 0 | 0 | 0 | 0 | 0 | 0 | 0 | 0 | 0 | 0 | 0 | 0 | 0 | 0 | 0 | 0 | 0 | 0 | 0 | 0 | 0 | 0 | 0 | 0 | 0 | 0 | 0 | 0 | 0 | 0 | 0 | 0 | 0 |  | 1 | 1 | 1 | 1 | 1 | 1 | 1 | 1 | 1 | 0
PG&E NGBA | Humboldt | 500 | 0 | 0 | 0 | 170.7 | 170.7 | 0 | 0 | 0 | 1607 | 0 | 1607 | 0 | 0 | 0 | 0 | 0 | 0 | 0 | 0 | 1 |  | 0 | 0 | 0 | 0 | 0 | 0 | 0 | 0 | 0 | 0 | 0 | 0 | 0 | 0 | 0 | 0 | 0 | 0 | 0 | 0 | 0 | 0 | 0 | 2 | 0 | 0 | 2 | 2 | 0 | 0 | 0 | 0 | 0 | 0 | 0 | 1 |  | 0 | 0 | 0 | 0 | 0 | 0 | 0 | 0 | 0 | 0 | 0 | 0 | 0 | 0 | 0 | 0 | 0 | 0 | 0 | 0 | 0 | 0 | 0 | 2 | 0 | 0 | 2 | 2 | 0 | 0 | 0 | 0 | 0 | 0 | 0 | 1 |  | 0 | 0 | 0 | 0 | 0 | 0 | 0 | 0 | 0 | 0 | 0 | 0 | 0 | 0 | 0 | 0 | 0 | 0 | 0 | 0 | 0 | 0 | 0 | 2 | 0 | 0 | 2 | 2 | 0 | 0 | 0 | 0 | 0 | 0 | 0 | 1 |  | 0 | 0 | 0 | 0 | 0 | 0 | 0 | 0 | 0 | 0 | 0 | 0 | 0 | 0 | 0 | 0 | 0 | 0 | 0 | 0 | 0 | 0 | 0 | 2 | 0 | 0 | 2 | 2 | 0 | 0 | 0 | 0 | 0 | 0 | 0 | 1 |  | 1 | 1 | 5- | 1 | 5- | 1 | 1 | 1 | 1 | 1
SCE Metro | Huntington Beach | 230 | 0 | 0 | 0 | 0 | 0 | 0 | 0 | 0 | 0 | 0 | 0 | 0 | 0 | 0 | 0 | 0 | 0 | 0 | 0 | 0 |  | 0 | 0 | 0 | 0 | 0 | 0 | 0 | 0 | 0 | 0 | 0 | 0 | 0 | 0 | 0 | 0 | 0 | 0 | 0 | 0 | 0 | 0 | 0 | 0 | 0 | 0 | 0 | 0 | 0 | 0 | 0 | 0 | 0 | 0 | 0 | 0 |  | 0 | 0 | 0 | 0 | 0 | 0 | 0 | 0 | 0 | 0 | 0 | 0 | 0 | 0 | 0 | 0 | 0 | 0 | 0 | 0 | 0 | 0 | 0 | 0 | 0 | 0 | 0 | 0 | 0 | 0 | 0 | 0 | 0 | 0 | 0 | 0 |  | 0 | 0 | 0 | 0 | 0 | 0 | 0 | 0 | 0 | 0 | 0 | 0 | 0 | 0 | 0 | 0 | 0 | 0 | 0 | 0 | 0 | 0 | 0 | 0 | 0 | 0 | 0 | 0 | 0 | 0 | 0 | 0 | 0 | 0 | 0 | 0 |  | 0 | 0 | 0 | 0 | 0 | 0 | 0 | 0 | 0 | 0 | 0 | 0 | 0 | 0 | 0 | 0 | 0 | 0 | 0 | 0 | 0 | 0 | 0 | 0 | 0 | 0 | 0 | 0 | 0 | 0 | 0 | 0 | 0 | 0 | 0 | 0 |  | 1 | 1 | 1 | 1 | 1 | 1 | 1 | 1 | 1 | 0
PG&E NGBA | Ignacio | 115 | 0 | 0 | 0 | 0 | 0 | 0 | 0 | 0 | 0 | 0 | 0 | 0 | 0 | 0 | 0 | 0 | 0 | 0 | 0 | 0 |  | 0 | 0 | 0 | 0 | 0 | 0 | 0 | 0 | 0 | 0 | 0 | 0 | 0 | 0 | 0 | 0 | 0 | 0 | 0 | 0 | 0 | 0 | 0 | 0 | 0 | 0 | 0 | 0 | 0 | 0 | 0 | 0 | 0 | 0 | 0 | 0 |  | 0 | 0 | 0 | 0 | 0 | 0 | 0 | 0 | 0 | 0 | 0 | 0 | 0 | 0 | 0 | 0 | 0 | 0 | 0 | 0 | 0 | 0 | 0 | 0 | 0 | 0 | 0 | 0 | 0 | 0 | 0 | 0 | 0 | 0 | 0 | 0 |  | 0 | 0 | 0 | 0 | 0 | 0 | 0 | 0 | 0 | 0 | 0 | 0 | 0 | 0 | 313.7932 | 0 | 0 | 1 | 0 | 0 | 0 | 0 | 0 | 0 | 0 | 0 | 0 | 0 | 0 | 0 | 0 | 0 | -2 | 0 | 0 | 1 |  | 0 | 0 | 0 | 0 | 0 | 0 | 0 | 0 | 0 | 0 | 0 | 0 | 0 | 0 | 313.7932 | 0 | 0 | 1 | 0 | 0 | 0 | 0 | 0 | 0 | 0 | 0 | 0 | 0 | 0 | 0 | 0 | 0 | -2 | 0 | 0 | 1 |  | 1 | 1 | 1 | 1 | 1 | 1 | 1 | 2+ | 1 | 1
PG&E NGBA | Ignacio | 230 | 115 | 0 | 0 | 0 | 0 | 0 | 0 | 0 | 0 | 0 | 0 | 0 | 0 | 0 | 0 | 0 | 0 | 0 | 0 | 1 |  | 0 | 0 | 0 | 0 | 0 | 0 | 0 | 0 | 0 | 0 | 0 | 0 | 0 | 0 | 0 | 0 | 0 | 0 | 2 | 2 | 0 | 0 | 0 | 0 | 0 | 0 | 0 | 0 | 0 | 0 | 0 | 0 | 0 | 0 | 0 | 1 |  | 0 | 0 | 0 | 0 | 0 | 0 | 0 | 0 | 0 | 0 | 0 | 0 | 0 | 0 | 0 | 0 | 0 | 0 | 2 | 2 | 0 | 0 | 0 | 0 | 0 | 0 | 0 | 0 | 0 | 0 | 0 | 0 | 0 | 0 | 0 | 1 |  | 0 | 0 | 0 | 0 | 0 | 0 | 0 | 0 | 0 | 0 | 0 | 0 | 0 | 0 | 0 | 0 | 0 | 0 | 2 | 2 | 0 | 0 | 0 | 0 | 0 | 0 | 0 | 0 | 0 | 0 | 0 | 0 | 0 | 0 | 0 | 1 |  | 0 | 0 | 0 | 0 | 0 | 0 | 0 | 0 | 0 | 0 | 0 | 0 | 0 | 0 | 0 | 0 | 0 | 0 | 2 | 2 | 0 | 0 | 0 | 0 | 0 | 0 | 0 | 0 | 0 | 0 | 0 | 0 | 0 | 0 | 0 | 1 |  | 5- | 1 | 1 | 1 | 1 | 1 | 1 | 1 | 1 | 1
PG&E NGBA | Ignacio | 60 | 0 | 0 | 0 | 0 | 0 | 0 | 0 | 0 | 0 | 0 | 0 | 0 | 0 | 0 | 0 | 0 | 0 | 0 | 0 | 0 |  | 0 | 0 | 0 | 0 | 0 | 0 | 0 | 0 | 0 | 0 | 0 | 0 | 0 | 0 | 0 | 0 | 0 | 0 | 0 | 0 | 0 | 0 | 0 | 0 | 0 | 0 | 0 | 0 | 0 | 0 | 0 | 0 | 0 | 0 | 0 | 0 |  | 0 | 0 | 0 | 0 | 0 | 0 | 0 | 0 | 0 | 0 | 0 | 0 | 0 | 0 | 0 | 0 | 0 | 0 | 0 | 0 | 0 | 0 | 0 | 0 | 0 | 0 | 0 | 0 | 0 | 0 | 0 | 0 | 0 | 0 | 0 | 0 |  | 0 | 0 | 0 | 0 | 0 | 0 | 0 | 0 | 0 | 0 | 0 | 0 | 0 | 0 | 0 | 0 | 0 | 0 | 0 | 0 | 0 | 0 | 0 | 0 | 0 | 0 | 0 | 0 | 0 | 0 | 0 | 0 | 0 | 0 | 0 | 0 |  | 0 | 0 | 0 | 0 | 0 | 0 | 0 | 0 | 0 | 0 | 0 | 0 | 0 | 0 | 0 | 0 | 0 | 0 | 0 | 0 | 0 | 0 | 0 | 0 | 0 | 0 | 0 | 0 | 0 | 0 | 0 | 0 | 0 | 0 | 0 | 0 |  | 1 | 1 | 1 | 1 | 1 | 1 | 1 | 1 | 1 | 0
SDGE | Imperial Beach | 69 | 0 | 0 | 0 | 0 | 0 | 0 | 0 | 0 | 0 | 0 | 0 | 0 | 0 | 0 | 0 | 0 | 0 | 0 | 0 | 0 |  | 0 | 0 | 0 | 0 | 0 | 0 | 0 | 0 | 0 | 0 | 0 | 0 | 0 | 0 | 0 | 0 | 0 | 0 | 0 | 0 | 0 | 0 | 0 | 0 | 0 | 0 | 0 | 0 | 0 | 0 | 0 | 0 | 0 | 0 | 0 | 0 |  | 0 | 0 | 0 | 0 | 0 | 0 | 0 | 0 | 0 | 0 | 0 | 0 | 0 | 0 | 0 | 0 | 0 | 0 | 0 | 0 | 0 | 0 | 0 | 0 | 0 | 0 | 0 | 0 | 0 | 0 | 0 | 0 | 0 | 0 | 0 | 0 |  | 0 | 0 | 0 | 0 | 0 | 0 | 0 | 0 | 0 | 0 | 0 | 0 | 0 | 0 | 0 | 0 | 0 | 0 | 0 | 0 | 0 | 0 | 0 | 0 | 0 | 0 | 0 | 0 | 0 | 0 | 0 | 0 | 0 | 0 | 0 | 0 |  | 0 | 0 | 0 | 0 | 0 | 0 | 0 | 0 | 0 | 0 | 0 | 0 | 0.55 | 0 | 3 | 0 | 0 | 1 | 0 | 0 | 0 | 0 | 0 | 0 | 0 | 0 | 0 | 0 | 0 | 0 | 0 | 0 | 0 | 0 | 0 | 0 |  | 1 | 1 | 1 | 1 | 1 | 1 | 1 | 1 | 1 | 0
SDGE | Imperial Valley | 230 | 0 | 0 | 0 | 0 | 0 | 0 | 0 | 0 | 0 | 0 | 0 | 0 | 0 | 0 | 0 | 0 | 0 | 0 | 0 | 0 |  | 0 | 0 | 0 | 0 | 0 | 0 | 0 | 0 | 0 | 0 | 0 | 0 | 360 | 0.16 | 286 | 0 | 0 | 1 | 0 | 0 | 0 | 0 | 0 | 0 | 0 | 0 | 0 | 0 | 0 | 0 | -2 | -2 | -2 | 0 | 0 | 1 |  | 0 | 0 | 0 | 0 | 0 | 0 | 0 | 0 | 0 | 0 | 0 | 0 | 360 | 206.32 | 676 | 0 | 0 | 1 | 0 | 0 | 0 | 0 | 0 | 0 | 0 | 0 | 0 | 0 | 0 | 0 | -2 | -2 | -2 | 0 | 0 | 1 |  | 0 | 0 | 0 | 0 | 0 | 0 | 0 | 0 | 0 | 0 | 0 | 0 | 646.13 | 206.32 | 2095.23 | 0 | 0 | 1 | 0 | 0 | 0 | 0 | 0 | 0 | 0 | 0 | 0 | 0 | 0 | 0 | -2 | -2 | -2 | 0 | 0 | 1 |  | 0 | 0 | 0 | 0 | 0 | 0 | 0 | 50.19 | 0 | 0 | 0 | 0 | 746.62 | 206.32 | 2145.42 | 0 | 0 | 1 | 0 | 0 | 0 | 0 | 0 | 0 | 0 | -2 | 0 | 0 | 0 | 0 | -2 | -2 | -2 | 0 | 0 | 1 |  | 1 | 1 | 1 | 1+ | 1 | 1 | 4+ | 4+ | 1 | 1
SDGE | Imperial Valley | 500 | 505 | 0 | 50 | 0 | 50 | 0 | 0 | 0 | 0 | 0 | 0 | 0 | 0 | 0 | 0 | 0 | 0 | 0 | 0 | 1 |  | 0 | 0 | 0 | 0 | 0 | 0 | 0 | 0 | 0 | 0 | 0 | 0 | 0 | 0 | 0 | 0 | 0 | 0 | 2 | 2 | 0 | 0 | 2 | 2 | 0 | 0 | 0 | 0 | 0 | 0 | 0 | 0 | 0 | 0 | 0 | 1 |  | 0 | 0 | 0 | 0 | 0 | 0 | 0 | 0 | 0 | 0 | 0 | 0 | 0 | 0 | 0 | 0 | 0 | 0 | 2 | 2 | 0 | 0 | 2 | 2 | 0 | 0 | 0 | 0 | 0 | 0 | 0 | 0 | 0 | 0 | 0 | 1 |  | 0 | 0 | 0 | 0 | 0 | 0 | 0 | 0 | 0 | 0 | 0 | 0 | 0 | 0 | 0 | 0 | 0 | 0 | 2 | 2 | 0 | 0 | 2 | 2 | 0 | 0 | 0 | 0 | 0 | 0 | 0 | 0 | 0 | 0 | 0 | 1 |  | 0 | 0 | 0 | 0 | 0 | 0 | 0 | 0 | 0 | 0 | 0 | 0 | 0 | 0 | 0 | 0 | 0 | 0 | 2 | 2 | 0 | 0 | 2 | 2 | 0 | 0 | 0 | 0 | 0 | 0 | 0 | 0 | 0 | 0 | 0 | 1 |  | 5- | 1 | 5- | 1 | 1 | 1 | 1 | 1 | 1 | 1
EOP | Innovation | 138 | 0 | 0 | 0 | 0 | 0 | 0 | 0 | 0 | 0 | 0 | 0 | 0 | 0 | 0 | 0 | 0 | 0 | 0 | 0 | 0 |  | 0 | 0 | 0 | 0 | 0 | 0 | 0 | 0 | 0 | 0 | 0 | 0 | 0 | 0 | 0 | 0 | 0 | 0 | 0 | 0 | 0 | 0 | 0 | 0 | 0 | 0 | 0 | 0 | 0 | 0 | 0 | 0 | 0 | 0 | 0 | 0 |  | 0 | 0 | 0 | 0 | 0 | 0 | 0 | 0 | 0 | 0 | 0 | 0 | 0 | 0 | 0 | 0 | 0 | 0 | 0 | 0 | 0 | 0 | 0 | 0 | 0 | 0 | 0 | 0 | 0 | 0 | 0 | 0 | 0 | 0 | 0 | 0 |  | 0 | 0 | 0 | 0 | 0 | 0 | 0 | 0 | 0 | 0 | 0 | 0 | 0 | 0 | 0 | 0 | 0 | 0 | 0 | 0 | 0 | 0 | 0 | 0 | 0 | 0 | 0 | 0 | 0 | 0 | 0 | 0 | 0 | 0 | 0 | 0 |  | 0 | 0 | 0 | 0 | 0 | 0 | 0 | 0 | 0 | 0 | 0 | 0 | 0 | 0 | 0 | 0 | 0 | 0 | 0 | 0 | 0 | 0 | 0 | 0 | 0 | 0 | 0 | 0 | 0 | 0 | 0 | 0 | 0 | 0 | 0 | 0 |  | 1 | 1 | 1 | 1 | 1 | 1 | 1 | 1 | 1 | 0
EOP | Innovation | 230 | 0 | 0 | 0 | 0 | 0 | 0 | 0 | 0 | 0 | 0 | 0 | 0 | 400 | 0 | 400 | 0 | 0 | 0 | 200 | 1 |  | 0 | 0 | 0 | 0 | 0 | 0 | 0 | 0 | 0 | 0 | 0 | 0 | 0 | 0 | 0 | 0 | 0 | 0 | 0 | 0 | 0 | 0 | 0 | 0 | 0 | 0 | 0 | 0 | 0 | 2 | 2 | 0 | 0 | 2 | 2 | 1 |  | 0 | 0 | 0 | 0 | 0 | 0 | 0 | 0 | 0 | 0 | 0 | 0 | 300 | 221.13 | 300 | 0 | 0 | 1 | 0 | 0 | 0 | 0 | 0 | 0 | 0 | 0 | 0 | 0 | 0 | 2 | 2 | -2 | -2 | 2 | 2 | 1 |  | 0 | 0 | 0 | 0 | 0 | 0 | 0 | 0 | 0 | 0 | 0 | 0 | 300 | 221.13 | 300 | 0 | 0 | 1 | 0 | 0 | 0 | 0 | 0 | 0 | 0 | 0 | 0 | 0 | 0 | 2 | 2 | -2 | -2 | 2 | 2 | 1 |  | 0 | 0 | 0 | 0 | 0 | 0 | 0 | 0 | 0 | 0 | 0 | 0 | 300 | 221.13 | 300 | 0 | 0 | 1 | 0 | 0 | 0 | 0 | 0 | 0 | 0 | 0 | 0 | 0 | 0 | 2 | 2 | -2 | -2 | 2 | 2 | 1 |  | 1 | 1 | 1 | 1 | 1 | 1 | 5- | 4+ | 5- | 1
SCE NOL | Inyokern | 115 | 0 | 0 | 0 | 0 | 0 | 0 | 0 | 0 | 0 | 0 | 0 | 0 | 0 | 0 | 0 | 0 | 0 | 0 | 0 | 0 |  | 0 | 0 | 0 | 0 | 0 | 0 | 0 | 0 | 0 | 0 | 0 | 0 | 0 | 0 | 0 | 0 | 0 | 0 | 0 | 0 | 0 | 0 | 0 | 0 | 0 | 0 | 0 | 0 | 0 | 0 | 0 | 0 | 0 | 0 | 0 | 0 |  | 0 | 0 | 0 | 0 | 0 | 0 | 0 | 0 | 0 | 0 | 1.034 | 0 | 24.864 | 0 | 0 | 0 | 0 | 1 | 0 | 0 | 0 | 0 | 0 | 0 | 0 | 0 | 0 | 0 | -2 | 0 | -2 | 0 | 0 | 0 | 0 | 1 |  | 0 | 0 | 0 | 0 | 0 | 0 | 0 | 0 | 0 | 0 | 1.034 | 0 | 24.864 | 0 | 0 | 0 | 0 | 1 | 0 | 0 | 0 | 0 | 0 | 0 | 0 | 0 | 0 | 0 | -2 | 0 | -1 | 0 | 0 | 0 | 0 | 1 |  | 0 | 0 | 0 | 0 | 0 | 0 | 0 | 0 | 0 | 0 | 19.334 | 0 | 239.3588 | 0 | 12.6 | 0 | 0 | 1 | 0 | 0 | 0 | 0 | 0 | 0 | 0 | 0 | 0 | 0 | -2 | 0 | -2 | 0 | -2 | 0 | 0 | 1 |  | 1 | 1 | 1 | 1 | 1 | 4+ | 4+ | 1+ | 1 | 1
EOP | IS Tap | 138 | 0 | 0 | 0 | 0 | 0 | 0 | 0 | 0 | 0 | 0 | 0 | 0 | 0 | 0 | 0 | 0 | 50 | 50 | 0 | 1 |  | 0 | 0 | 0 | 0 | 0 | 0 | 0 | 0 | 0 | 0 | 0 | 0 | 0 | 0 | 0 | 0 | 0 | 0 | 0 | 0 | 0 | 0 | 0 | 0 | 0 | 0 | 0 | 0 | 0 | 0 | 0 | 2 | 2 | 0 | 0 | 1 |  | 0 | 0 | 0 | 0 | 0 | 0 | 0 | 0 | 0 | 0 | 0 | 0 | 0 | 0 | 0 | 0 | 0 | 0 | 0 | 0 | 0 | 0 | 0 | 0 | 0 | 0 | 0 | 0 | 0 | 0 | 0 | 2 | 2 | 0 | 0 | 1 |  | 0 | 0 | 0 | 0 | 0 | 0 | 0 | 0 | 0 | 0 | 0 | 0 | 0 | 0 | 0 | 0 | 0 | 0 | 0 | 0 | 0 | 0 | 0 | 0 | 0 | 0 | 0 | 0 | 0 | 0 | 0 | 2 | 2 | 0 | 0 | 1 |  | 0 | 0 | 0 | 0 | 0 | 0 | 0 | 0 | 0 | 0 | 0 | 0 | 0 | 0 | 0 | 0 | 0 | 0 | 0 | 0 | 0 | 0 | 0 | 0 | 0 | 0 | 0 | 0 | 0 | 0 | 0 | 2 | 2 | 0 | 0 | 1 |  | 1 | 1 | 1 | 1 | 1 | 1 | 1 | 5- | 1 | 1
EOP | Ivanpah | 115 | 0 | 0 | 0 | 0 | 0 | 0 | 0 | 0 | 0 | 0 | 0 | 0 | 0 | 0 | 0 | 0 | 0 | 0 | 0 | 0 |  | 0 | 0 | 0 | 0 | 0 | 0 | 0 | 0 | 0 | 0 | 0 | 0 | 0 | 0 | 0 | 0 | 0 | 0 | 0 | 0 | 0 | 0 | 0 | 0 | 0 | 0 | 0 | 0 | 0 | 0 | 0 | 0 | 0 | 0 | 0 | 0 |  | 0 | 0 | 0 | 0 | 0 | 0 | 0 | 0 | 0 | 0 | 0 | 0 | 0 | 0 | 0 | 0 | 0 | 0 | 0 | 0 | 0 | 0 | 0 | 0 | 0 | 0 | 0 | 0 | 0 | 0 | 0 | 0 | 0 | 0 | 0 | 0 |  | 0 | 0 | 0 | 0 | 0 | 0 | 0 | 0 | 0 | 0 | 0 | 0 | 0 | 0 | 0 | 0 | 0 | 0 | 0 | 0 | 0 | 0 | 0 | 0 | 0 | 0 | 0 | 0 | 0 | 0 | 0 | 0 | 0 | 0 | 0 | 0 |  | 0 | 0 | 0 | 0 | 0 | 0 | 0 | 0 | 0 | 0 | 0 | 0 | 0 | 0 | 0 | 0 | 0 | 0 | 0 | 0 | 0 | 0 | 0 | 0 | 0 | 0 | 0 | 0 | 0 | 0 | 0 | 0 | 0 | 0 | 0 | 0 |  | 1 | 1 | 1 | 1 | 1 | 1 | 1 | 1 | 1 | 0
EOP | Ivanpah | 230 | 0 | 0 | 0 | 0 | 0 | 0 | 0 | 0 | 0 | 0 | 0 | 0 | 0 | 0 | 0 | 0 | 0 | 0 | 0 | 0 |  | 0 | 0 | 0 | 0 | 0 | 0 | 0 | 0 | 0 | 0 | 0 | 0 | 0 | 0 | 0 | 0 | 0 | 0 | 0 | 0 | 0 | 0 | 0 | 0 | 0 | 0 | 0 | 0 | 0 | 0 | 0 | 0 | 0 | 0 | 0 | 0 |  | 0 | 0 | 0 | 0 | 0 | 0 | 0 | 0 | 0 | 0 | 0 | 0 | 0 | 0 | 0 | 0 | 0 | 0 | 0 | 0 | 0 | 0 | 0 | 0 | 0 | 0 | 0 | 0 | 0 | 0 | 0 | 0 | 0 | 0 | 0 | 0 |  | 0 | 0 | 0 | 0 | 0 | 0 | 0 | 0 | 0 | 0 | 0 | 0 | 0 | 0 | 0 | 0 | 0 | 0 | 0 | 0 | 0 | 0 | 0 | 0 | 0 | 0 | 0 | 0 | 0 | 0 | 0 | 0 | 0 | 0 | 0 | 0 |  | 0 | 0 | 0 | 0 | 0 | 0 | 0 | 0 | 0 | 0 | 0 | 0 | 0 | 0 | 0 | 0 | 0 | 0 | 0 | 0 | 0 | 0 | 0 | 0 | 0 | 0 | 0 | 0 | 0 | 0 | 0 | 0 | 0 | 0 | 0 | 0 |  | 1 | 1 | 1 | 1 | 1 | 1 | 1 | 1 | 1 | 0
EOP | Jackass (DOE) | 138 | 0 | 0 | 0 | 0 | 0 | 0 | 0 | 0 | 0 | 0 | 0 | 0 | 0 | 0 | 0 | 0 | 0 | 0 | 0 | 0 |  | 0 | 0 | 0 | 0 | 0 | 0 | 0 | 0 | 0 | 0 | 0 | 0 | 0 | 0 | 0 | 0 | 0 | 0 | 0 | 0 | 0 | 0 | 0 | 0 | 0 | 0 | 0 | 0 | 0 | 0 | 0 | 0 | 0 | 0 | 0 | 0 |  | 0 | 0 | 0 | 0 | 0 | 0 | 0 | 0 | 0 | 0 | 0 | 0 | 0 | 0 | 0 | 0 | 0 | 0 | 0 | 0 | 0 | 0 | 0 | 0 | 0 | 0 | 0 | 0 | 0 | 0 | 0 | 0 | 0 | 0 | 0 | 0 |  | 0 | 0 | 0 | 0 | 0 | 0 | 0 | 0 | 0 | 0 | 0 | 0 | 0 | 0 | 0 | 0 | 0 | 0 | 0 | 0 | 0 | 0 | 0 | 0 | 0 | 0 | 0 | 0 | 0 | 0 | 0 | 0 | 0 | 0 | 0 | 0 |  | 0 | 0 | 0 | 0 | 0 | 0 | 0 | 0 | 0 | 0 | 0 | 0 | 0 | 0 | 0 | 0 | 0 | 0 | 0 | 0 | 0 | 0 | 0 | 0 | 0 | 0 | 0 | 0 | 0 | 0 | 0 | 0 | 0 | 0 | 0 | 0 |  | 1 | 1 | 1 | 1 | 1 | 1 | 1 | 1 | 1 | 0
PG&E NGBA | James B Black | 230 | 0 | 0 | 150 | 0 | 150 | 0 | 0 | 0 | 0 | 0 | 0 | 0 | 0 | 0 | 0 | 0 | 0 | 0 | 0 | 1 |  | 0 | 0 | 0 | 0 | 0 | 0 | 0 | 0 | 0 | 0 | 0 | 0 | 0 | 0 | 0 | 0 | 0 | 0 | 0 | 0 | 0 | 0 | 2 | 2 | 0 | 0 | 0 | 0 | 0 | 0 | 0 | 0 | 0 | 0 | 0 | 1 |  | 0 | 0 | 0 | 0 | 0 | 0 | 0 | 0 | 0 | 0 | 0 | 0 | 0 | 0 | 0 | 0 | 0 | 0 | 0 | 0 | 0 | 0 | 2 | 2 | 0 | 0 | 0 | 0 | 0 | 0 | 0 | 0 | 0 | 0 | 0 | 1 |  | 0 | 0 | 0 | 0 | 0 | 0 | 0 | 0 | 0 | 0 | 0 | 0 | 0 | 0 | 0 | 0 | 0 | 0 | 0 | 0 | 0 | 0 | 2 | 2 | 0 | 0 | 0 | 0 | 0 | 0 | 0 | 0 | 0 | 0 | 0 | 1 |  | 0 | 0 | 0 | 0 | 0 | 0 | 0 | 0 | 0 | 0 | 0 | 0 | 0 | 0 | 0 | 0 | 0 | 0 | 0 | 0 | 0 | 0 | 2 | 2 | 0 | 0 | 0 | 0 | 0 | 0 | 0 | 0 | 0 | 0 | 0 | 1 |  | 1 | 1 | 5- | 1 | 1 | 1 | 1 | 1 | 1 | 1
PG&E GBA | Jefferson | 230 | 0 | 0 | 0 | 0 | 0 | 0 | 0 | 0 | 0 | 0 | 0 | 0 | 0 | 0 | 0 | 0 | 0 | 0 | 0 | 0 |  | 0 | 0 | 0 | 0 | 0 | 0 | 0 | 0 | 0 | 0 | 0 | 0 | 0 | 0 | 0 | 0 | 0 | 0 | 0 | 0 | 0 | 0 | 0 | 0 | 0 | 0 | 0 | 0 | 0 | 0 | 0 | 0 | 0 | 0 | 0 | 0 |  | 0 | 0 | 0 | 0 | 0 | 0 | 0 | 0 | 0 | 0 | 0 | 0 | 0 | 0 | 0 | 0 | 0 | 0 | 0 | 0 | 0 | 0 | 0 | 0 | 0 | 0 | 0 | 0 | 0 | 0 | 0 | 0 | 0 | 0 | 0 | 0 |  | 0 | 0 | 0 | 0 | 0 | 0 | 0 | 0 | 0 | 0 | 0 | 0 | 0 | 0 | 0 | 0 | 0 | 0 | 0 | 0 | 0 | 0 | 0 | 0 | 0 | 0 | 0 | 0 | 0 | 0 | 0 | 0 | 0 | 0 | 0 | 0 |  | 0 | 0 | 0 | 0 | 0 | 0 | 0 | 0 | 0 | 0 | 0 | 0 | 0 | 0 | 0 | 0 | 0 | 0 | 0 | 0 | 0 | 0 | 0 | 0 | 0 | 0 | 0 | 0 | 0 | 0 | 0 | 0 | 0 | 0 | 0 | 0 |  | 1 | 1 | 1 | 1 | 1 | 1 | 1 | 1 | 1 | 0
PG&E NGBA | Jessup | 115 | 0 | 0 | 110 | 0 | 110 | 0 | 0 | 0 | 0 | 0 | 0 | 0 | 0 | 0 | 0 | 0 | 0 | 0 | 0 | 1 |  | 0 | 0 | 0 | 0 | 0 | 0 | 0 | 0 | 0 | 0 | 0 | 0 | 0 | 0 | 0 | 0 | 0 | 0 | 0 | 0 | 0 | 0 | 2 | 2 | 0 | 0 | 0 | 0 | 0 | 0 | 0 | 0 | 0 | 0 | 0 | 1 |  | 0 | 0 | 0 | 0 | 0 | 0 | 0 | 0 | 0 | 0 | 0 | 0 | 0 | 0 | 0 | 0 | 0 | 0 | 0 | 0 | 0 | 0 | 2 | 2 | 0 | 0 | 0 | 0 | 0 | 0 | 0 | 0 | 0 | 0 | 0 | 1 |  | 0 | 0 | 0 | 0 | 0 | 0 | 0 | 0 | 0 | 0 | 0 | 0 | 0 | 0 | 0 | 0 | 0 | 0 | 0 | 0 | 0 | 0 | 2 | 2 | 0 | 0 | 0 | 0 | 0 | 0 | 0 | 0 | 0 | 0 | 0 | 1 |  | 0 | 0 | 0 | 0 | 0 | 0 | 0 | 0 | 0 | 0 | 0 | 0 | 0 | 0 | 0 | 0 | 0 | 0 | 0 | 0 | 0 | 0 | 2 | 2 | 0 | 0 | 0 | 0 | 0 | 0 | 0 | 0 | 0 | 0 | 0 | 1 |  | 1 | 1 | 5- | 1 | 1 | 1 | 1 | 1 | 1 | 1
SCE Metro | Johanna | 230 | 0 | 0 | 0 | 0 | 0 | 0 | 0 | 0 | 0 | 0 | 0 | 0 | 0 | 0 | 0 | 0 | 298.15 | 298.15 | 0 | 1 |  | 0 | 0 | 0 | 0 | 0 | 0 | 0 | 0 | 0 | 0 | 0 | 0 | 0 | 0 | 0 | 0 | 0 | 0 | 0 | 0 | 0 | 0 | 0 | 0 | 0 | 0 | 0 | 0 | 0 | 0 | 0 | 2 | 2 | 0 | 0 | 1 |  | 0 | 0 | 0 | 0 | 0 | 0 | 0 | 0 | 0 | 0 | 0 | 0 | 0 | 0 | 53.45 | 0 | 0 | 1 | 0 | 0 | 0 | 0 | 0 | 0 | 0 | 0 | 0 | 0 | 0 | 0 | 0 | 2 | 2 | 0 | 0 | 1 |  | 0 | 0 | 0 | 0 | 0 | 0 | 0 | 0 | 0 | 0 | 0 | 0 | 0 | 100 | 155.71 | 0 | 0 | 1 | 0 | 0 | 0 | 0 | 0 | 0 | 0 | 0 | 0 | 0 | 0 | 0 | 0 | 2 | 2 | 0 | 0 | 1 |  | 0 | 0 | 0 | 0 | 0 | 0 | 0 | 0 | 0 | 0 | 0 | 0 | 0 | 100 | 155.71 | 0 | 0 | 1 | 0 | 0 | 0 | 0 | 0 | 0 | 0 | 0 | 0 | 0 | 0 | 0 | 0 | 2 | 2 | 0 | 0 | 1 |  | 1 | 1 | 1 | 1 | 1 | 1 | 1 | 5- | 1 | 1
SCE Eastern | Julian Hinds | 230 | 0 | 0 | 0 | 0 | 0 | 0 | 0 | 0 | 0 | 0 | 0 | 0 | 0 | 0 | 0 | 0 | 0 | 0 | 0 | 0 |  | 0 | 0 | 0 | 0 | 0 | 0 | 0 | 0 | 0 | 0 | 0 | 0 | 0 | 0 | 0 | 0 | 0 | 0 | 0 | 0 | 0 | 0 | 0 | 0 | 0 | 0 | 0 | 0 | 0 | 0 | 0 | 0 | 0 | 0 | 0 | 0 |  | 0 | 0 | 0 | 0 | 0 | 0 | 0 | 0 | 0 | 0 | 0 | 0 | 0 | 0 | 0 | 0 | 0 | 0 | 0 | 0 | 0 | 0 | 0 | 0 | 0 | 0 | 0 | 0 | 0 | 0 | 0 | 0 | 0 | 0 | 0 | 0 |  | 0 | 0 | 0 | 0 | 0 | 0 | 0 | 0 | 0 | 0 | 0 | 0 | 0 | 0 | 0 | 0 | 0 | 0 | 0 | 0 | 0 | 0 | 0 | 0 | 0 | 0 | 0 | 0 | 0 | 0 | 0 | 0 | 0 | 0 | 0 | 0 |  | 0 | 0 | 0 | 0 | 0 | 0 | 0 | 0 | 0 | 0 | 0 | 0 | 0 | 0 | 0 | 0 | 0 | 0 | 0 | 0 | 0 | 0 | 0 | 0 | 0 | 0 | 0 | 0 | 0 | 0 | 0 | 0 | 0 | 0 | 0 | 0 |  | 1 | 1 | 1 | 1 | 1 | 1 | 1 | 1 | 1 | 0
PG&E GBA | Kasson | 115 | 0 | 0 | 0 | 0 | 0 | 0 | 0 | 0 | 0 | 0 | 0 | 0 | 0 | 0 | 0 | 0 | 0 | 0 | 0 | 0 |  | 0 | 0 | 0 | 0 | 0 | 0 | 0 | 0 | 0 | 0 | 0 | 0 | 0 | 0 | 0 | 0 | 0 | 0 | 0 | 0 | 0 | 0 | 0 | 0 | 0 | 0 | 0 | 0 | 0 | 0 | 0 | 0 | 0 | 0 | 0 | 0 |  | 0 | 0 | 0 | 0 | 0 | 0 | 0 | 0 | 0 | 0 | 0 | 0 | 0 | 0 | 0 | 0 | 0 | 0 | 0 | 0 | 0 | 0 | 0 | 0 | 0 | 0 | 0 | 0 | 0 | 0 | 0 | 0 | 0 | 0 | 0 | 0 |  | 0 | 0 | 0 | 0 | 0 | 0 | 0 | 0 | 0 | 0 | 0 | 0 | 0 | 0 | 0 | 0 | 0 | 0 | 0 | 0 | 0 | 0 | 0 | 0 | 0 | 0 | 0 | 0 | 0 | 0 | 0 | 0 | 0 | 0 | 0 | 0 |  | 0 | 0 | 0 | 0 | 0 | 0 | 0 | 258.2079 | 0 | 0 | 0 | 0 | 0 | 0 | 258.2079 | 0 | 0 | 1 | 0 | 0 | 0 | 0 | 0 | 0 | 0 | -2 | 0 | 0 | 0 | 0 | 0 | 0 | -2 | 0 | 0 | 1 |  | 1 | 1 | 1 | 1+ | 1 | 1 | 1 | 1+ | 1 | 1
PG&E GBA | Kasson | 60 | 0 | 0 | 0 | 0 | 0 | 0 | 0 | 0 | 0 | 0 | 0 | 0 | 0 | 0 | 0 | 0 | 0 | 0 | 0 | 0 |  | 0 | 0 | 0 | 0 | 0 | 0 | 0 | 0 | 0 | 0 | 0 | 0 | 0 | 0 | 0 | 0 | 0 | 0 | 0 | 0 | 0 | 0 | 0 | 0 | 0 | 0 | 0 | 0 | 0 | 0 | 0 | 0 | 0 | 0 | 0 | 0 |  | 0 | 0 | 0 | 0 | 0 | 0 | 0 | 0 | 0 | 0 | 0 | 0 | 0 | 0 | 0 | 0 | 0 | 0 | 0 | 0 | 0 | 0 | 0 | 0 | 0 | 0 | 0 | 0 | 0 | 0 | 0 | 0 | 0 | 0 | 0 | 0 |  | 0 | 0 | 0 | 0 | 0 | 0 | 0 | 0 | 0 | 0 | 0 | 0 | 0 | 0 | 0 | 0 | 0 | 0 | 0 | 0 | 0 | 0 | 0 | 0 | 0 | 0 | 0 | 0 | 0 | 0 | 0 | 0 | 0 | 0 | 0 | 0 |  | 0 | 0 | 0 | 0 | 0 | 0 | 0 | 0 | 0 | 0 | 0 | 0 | 0 | 0 | 0 | 0 | 0 | 0 | 0 | 0 | 0 | 0 | 0 | 0 | 0 | 0 | 0 | 0 | 0 | 0 | 0 | 0 | 0 | 0 | 0 | 0 |  | 1 | 1 | 1 | 1 | 1 | 1 | 1 | 1 | 1 | 0
PG&E FRESNO | Kearney | 230 | 0 | 0 | 0 | 0 | 0 | 0 | 0 | 0 | 0 | 0 | 0 | 0 | 0 | 0 | 0 | 0 | 0 | 0 | 0 | 0 |  | 0 | 0 | 0 | 0 | 0 | 0 | 0 | 0 | 0 | 0 | 0 | 0 | 0 | 0 | 0 | 0 | 0 | 0 | 0 | 0 | 0 | 0 | 0 | 0 | 0 | 0 | 0 | 0 | 0 | 0 | 0 | 0 | 0 | 0 | 0 | 0 |  | 0 | 0 | 0 | 0 | 0 | 0 | 0 | 0 | 0 | 0 | 0 | 0 | 0 | 0 | 0 | 0 | 0 | 0 | 0 | 0 | 0 | 0 | 0 | 0 | 0 | 0 | 0 | 0 | 0 | 0 | 0 | 0 | 0 | 0 | 0 | 0 |  | 0 | 0 | 0 | 0 | 0 | 0 | 0 | 0 | 0 | 0 | 0 | 0 | 0 | 0 | 0 | 0 | 0 | 0 | 0 | 0 | 0 | 0 | 0 | 0 | 0 | 0 | 0 | 0 | 0 | 0 | 0 | 0 | 0 | 0 | 0 | 0 |  | 0 | 0 | 0 | 0 | 0 | 0 | 0 | 0 | 0 | 0 | 0 | 0 | 0 | 0 | 0 | 0 | 0 | 0 | 0 | 0 | 0 | 0 | 0 | 0 | 0 | 0 | 0 | 0 | 0 | 0 | 0 | 0 | 0 | 0 | 0 | 0 |  | 1 | 1 | 1 | 1 | 1 | 1 | 1 | 1 | 1 | 0
PG&E FRESNO | Kearney | 70 | 0 | 0 | 0 | 0 | 0 | 0 | 0 | 0 | 0 | 0 | 0 | 0 | 30 | 0 | 30 | 0 | 0 | 0 | 0 | 1 |  | 0 | 0 | 0 | 0 | 0 | 0 | 0 | 0 | 0 | 0 | 0 | 0 | 0 | 0 | 0 | 0 | 0 | 0 | 0 | 0 | 0 | 0 | 0 | 0 | 0 | 0 | 0 | 0 | 0 | 2 | 2 | 0 | 0 | 0 | 0 | 1 |  | 0 | 0 | 0 | 0 | 0 | 0 | 0 | 0 | 0 | 0 | 0 | 0 | 0 | 0 | 0 | 0 | 0 | 0 | 0 | 0 | 0 | 0 | 0 | 0 | 0 | 0 | 0 | 0 | 0 | 2 | 2 | 0 | 0 | 0 | 0 | 1 |  | 0 | 0 | 0 | 0 | 0 | 0 | 0 | 0 | 0 | 0 | 0 | 0 | 0 | 0 | 0 | 0 | 0 | 0 | 0 | 0 | 0 | 0 | 0 | 0 | 0 | 0 | 0 | 0 | 0 | 2 | 2 | 0 | 0 | 0 | 0 | 1 |  | 0 | 0 | 0 | 0 | 0 | 0 | 0 | 0 | 0 | 0 | 0 | 0 | 0 | 0 | 0 | 0 | 0 | 0 | 0 | 0 | 0 | 0 | 0 | 0 | 0 | 0 | 0 | 0 | 0 | 2 | 2 | 0 | 0 | 0 | 0 | 1 |  | 1 | 1 | 1 | 1 | 1 | 1 | 5- | 1 | 1 | 1
PG&E GBA | Kelso | 230 | 0 | 0 | 0 | 0 | 0 | 0 | 0 | 0 | 0 | 0 | 0 | 0 | 0 | 0 | 0 | 0 | 0 | 0 | 0 | 0 |  | 0 | 0 | 0 | 0 | 80.8 | 84.25 | 0 | 0 | 0 | 0 | 0 | 0 | 0 | 0 | 23.7 | 0 | 0 | 1 | 0 | 0 | 0 | 0 | -2 | -2 | 0 | 0 | 0 | 0 | 0 | 0 | 0 | 0 | -2 | 0 | 0 | 1 |  | 0 | 0 | 0 | 0 | 0 | 0 | 0 | 0 | 0 | 0 | 0 | 0 | 0 | 90.7 | 114.4 | 0 | 0 | 1 | 0 | 0 | 0 | 0 | 0 | 0 | 0 | 0 | 0 | 0 | 0 | 0 | 0 | -2 | -2 | 0 | 0 | 1 |  | 0 | 0 | 0 | 0 | 0 | 0 | 0 | 0 | 0 | 0 | 0 | 0 | 0 | 90.7 | 114.4 | 0 | 0 | 1 | 0 | 0 | 0 | 0 | 0 | 0 | 0 | 0 | 0 | 0 | 0 | 0 | 0 | -2 | -2 | 0 | 0 | 1 |  | 0 | 0 | 0 | 0 | 0 | 0 | 0 | 0 | 0 | 0 | 0 | 0 | 0 | 90.7 | 114.4 | 0 | 0 | 1 | 0 | 0 | 0 | 0 | 0 | 0 | 0 | 0 | 0 | 0 | 0 | 0 | 0 | -2 | -2 | 0 | 0 | 1 |  | 1 | 1 | 1 | 1 | 1 | 1 | 1 | 4+ | 1 | 1
PG&E FRESNO | Kerchoff 1 | 115 | 0 | 0 | 0 | 0 | 0 | 0 | 0 | 0 | 0 | 0 | 0 | 0 | 0 | 0 | 0 | 0 | 0 | 0 | 0 | 0 |  | 0 | 0 | 0 | 0 | 0 | 0 | 0 | 0 | 0 | 0 | 0 | 0 | 0 | 0 | 0 | 0 | 0 | 0 | 0 | 0 | 0 | 0 | 0 | 0 | 0 | 0 | 0 | 0 | 0 | 0 | 0 | 0 | 0 | 0 | 0 | 0 |  | 0 | 0 | 0 | 0 | 0 | 0 | 0 | 0 | 0 | 0 | 0 | 0 | 0 | 0 | 0 | 0 | 0 | 0 | 0 | 0 | 0 | 0 | 0 | 0 | 0 | 0 | 0 | 0 | 0 | 0 | 0 | 0 | 0 | 0 | 0 | 0 |  | 0 | 0 | 0 | 0 | 0 | 0 | 0 | 0 | 0 | 0 | 0 | 0 | 0 | 0 | 0 | 0 | 0 | 0 | 0 | 0 | 0 | 0 | 0 | 0 | 0 | 0 | 0 | 0 | 0 | 0 | 0 | 0 | 0 | 0 | 0 | 0 |  | 0 | 0 | 0 | 0 | 0 | 0 | 0 | 0 | 0 | 0 | 0 | 0 | 0 | 0 | 0 | 0 | 0 | 0 | 0 | 0 | 0 | 0 | 0 | 0 | 0 | 0 | 0 | 0 | 0 | 0 | 0 | 0 | 0 | 0 | 0 | 0 |  | 1 | 1 | 1 | 1 | 1 | 1 | 1 | 1 | 1 | 0
PG&E KERN | Kern Oil | 115 | 0 | 0 | 0 | 0 | 0 | 0 | 0 | 0 | 0 | 0 | 0 | 0 | 0 | 115 | 115 | 0 | 0 | 0 | 0 | 1 |  | 0 | 0 | 0 | 0 | 0 | 0 | 0 | 0 | 0 | 0 | 0 | 0 | 0 | 0 | 0 | 0 | 0 | 0 | 0 | 0 | 0 | 0 | 0 | 0 | 0 | 0 | 0 | 0 | 0 | 0 | 2 | 0 | 0 | 0 | 0 | 1 |  | 0 | 0 | 0 | 0 | 0 | 0 | 0 | 0 | 0 | 0 | 0 | 0 | 0 | 0 | 0 | 0 | 0 | 0 | 0 | 0 | 0 | 0 | 0 | 0 | 0 | 0 | 0 | 0 | 0 | 0 | 2 | 0 | 0 | 0 | 0 | 1 |  | 0 | 0 | 0 | 0 | 0 | 0 | 0 | 0 | 0 | 0 | 0 | 0 | 0 | 0 | 0 | 0 | 0 | 0 | 0 | 0 | 0 | 0 | 0 | 0 | 0 | 0 | 0 | 0 | 0 | 0 | 2 | 0 | 0 | 0 | 0 | 1 |  | 0 | 0 | 0 | 0 | 0 | 0 | 0 | 0 | 0 | 0 | 0 | 0 | 0 | 0 | 0 | 0 | 0 | 0 | 0 | 0 | 0 | 0 | 0 | 0 | 0 | 0 | 0 | 0 | 0 | 0 | 2 | 0 | 0 | 0 | 0 | 1 |  | 1 | 1 | 1 | 1 | 1 | 1 | 5- | 1 | 1 | 1
PG&E KERN | Kern PP | 115 | 0 | 0 | 0 | 0 | 0 | 0 | 0 | 0 | 0 | 0 | 0 | 0 | 0 | 120 | 120 | 0 | 0 | 0 | 0 | 1 |  | 0 | 0 | 0 | 0 | 0 | 0 | 0 | 0 | 0 | 0 | 0 | 0 | 0 | 0 | 0 | 0 | 0 | 0 | 0 | 0 | 0 | 0 | 0 | 0 | 0 | 0 | 0 | 0 | 0 | 0 | 2 | 0 | 0 | 0 | 0 | 1 |  | 0 | 0 | 0 | 0 | 0 | 0 | 0 | 0 | 0 | 0 | 0 | 0 | 0 | 0 | 0 | 0 | 0 | 0 | 0 | 0 | 0 | 0 | 0 | 0 | 0 | 0 | 0 | 0 | 0 | 0 | 2 | 0 | 0 | 0 | 0 | 1 |  | 0 | 0 | 0 | 0 | 0 | 0 | 0 | 0 | 0 | 0 | 0 | 0 | 0 | 0 | 0 | 0 | 0 | 0 | 0 | 0 | 0 | 0 | 0 | 0 | 0 | 0 | 0 | 0 | 0 | 0 | 2 | 0 | 0 | 0 | 0 | 1 |  | 0 | 0 | 0 | 0 | 0 | 0 | 0 | 0 | 0 | 0 | 0 | 0 | 0 | 0 | 0 | 0 | 0 | 0 | 0 | 0 | 0 | 0 | 0 | 0 | 0 | 0 | 0 | 0 | 0 | 0 | 2 | 0 | 0 | 0 | 0 | 1 |  | 1 | 1 | 1 | 1 | 1 | 1 | 5- | 1 | 1 | 1
PG&E KERN | Kern PP | 230 | 0 | 0 | 0 | 0 | 0 | 0 | 0 | 0 | 0 | 0 | 0 | 0 | 0 | 90 | 90 | 0 | 0 | 0 | 0 | 1 |  | 0 | 0 | 0 | 0 | 0 | 0 | 0 | 0 | 0 | 0 | 0 | 0 | 0 | 0 | 0 | 0 | 0 | 0 | 0 | 0 | 0 | 0 | 0 | 0 | 0 | 0 | 0 | 0 | 0 | 0 | 2 | 0 | 0 | 0 | 0 | 1 |  | 0 | 0 | 0 | 0 | 0 | 0 | 0 | 0 | 0 | 0 | 0 | 0 | 0 | 0 | 0 | 0 | 0 | 0 | 0 | 0 | 0 | 0 | 0 | 0 | 0 | 0 | 0 | 0 | 0 | 0 | 2 | 0 | 0 | 0 | 0 | 1 |  | 0 | 0 | 0 | 0 | 0 | 0 | 0 | 0 | 0 | 0 | 0 | 0 | 0 | 266 | 316.064 | 0 | 0 | 1 | 0 | 0 | 0 | 0 | 0 | 0 | 0 | 0 | 0 | 0 | 0 | 0 | 2 | -2 | -2 | 0 | 0 | 1 |  | 0 | 0 | 0 | 0 | 0 | 0 | 0 | 0 | 0 | 0 | 0 | 0 | 0 | 266 | 316.064 | 0 | 0 | 1 | 0 | 0 | 0 | 0 | 0 | 0 | 0 | 0 | 0 | 0 | 0 | 0 | 2 | -2 | -2 | 0 | 0 | 1 |  | 1 | 1 | 1 | 1 | 1 | 1 | 5- | 4+ | 1 | 1
PG&E KERN | Kern PP | 70 | 0 | 0 | 0 | 0 | 0 | 0 | 0 | 0 | 0 | 0 | 0 | 0 | 0 | 0 | 0 | 0 | 0 | 0 | 0 | 0 |  | 0 | 0 | 0 | 0 | 0 | 0 | 0 | 0 | 0 | 0 | 0 | 0 | 0 | 0 | 0 | 0 | 0 | 0 | 0 | 0 | 0 | 0 | 0 | 0 | 0 | 0 | 0 | 0 | 0 | 0 | 0 | 0 | 0 | 0 | 0 | 0 |  | 0 | 0 | 0 | 0 | 0 | 0 | 0 | 0 | 0 | 0 | 0 | 0 | 0 | 0 | 0 | 0 | 0 | 0 | 0 | 0 | 0 | 0 | 0 | 0 | 0 | 0 | 0 | 0 | 0 | 0 | 0 | 0 | 0 | 0 | 0 | 0 |  | 0 | 0 | 0 | 0 | 0 | 0 | 0 | 0 | 0 | 0 | 0 | 0 | 0 | 0 | 0 | 0 | 0 | 0 | 0 | 0 | 0 | 0 | 0 | 0 | 0 | 0 | 0 | 0 | 0 | 0 | 0 | 0 | 0 | 0 | 0 | 0 |  | 0 | 0 | 0 | 0 | 0 | 0 | 0 | 0 | 0 | 0 | 0 | 0 | 0 | 0 | 0 | 0 | 0 | 0 | 0 | 0 | 0 | 0 | 0 | 0 | 0 | 0 | 0 | 0 | 0 | 0 | 0 | 0 | 0 | 0 | 0 | 0 |  | 1 | 1 | 1 | 1 | 1 | 1 | 1 | 1 | 1 | 0
PG&E KERN | Kernridge | 115 | 0 | 0 | 0 | 0 | 0 | 0 | 0 | 0 | 0 | 0 | 0 | 0 | 0 | 0 | 0 | 0 | 0 | 0 | 0 | 0 |  | 0 | 0 | 0 | 0 | 0 | 0 | 0 | 0 | 0 | 0 | 0 | 0 | 0 | 0 | 0 | 0 | 0 | 0 | 0 | 0 | 0 | 0 | 0 | 0 | 0 | 0 | 0 | 0 | 0 | 0 | 0 | 0 | 0 | 0 | 0 | 0 |  | 0 | 0 | 0 | 0 | 0 | 0 | 0 | 0 | 0 | 0 | 0 | 0 | 107.64 | 0 | 0 | 0 | 0 | 1 | 0 | 0 | 0 | 0 | 0 | 0 | 0 | 0 | 0 | 0 | 0 | 0 | -2 | 0 | 0 | 0 | 0 | 1 |  | 0 | 0 | 0 | 0 | 0 | 0 | 0 | 0 | 0 | 0 | 0 | 0 | 107.64 | 0 | 0 | 0 | 0 | 1 | 0 | 0 | 0 | 0 | 0 | 0 | 0 | 0 | 0 | 0 | 0 | 0 | -1 | 0 | 0 | 0 | 0 | 1 |  | 0 | 0 | 0 | 0 | 0 | 0 | 0 | 0 | 0 | 0 | 0 | 0 | 107.64 | 0 | 0 | 0 | 0 | 1 | 0 | 0 | 0 | 0 | 0 | 0 | 0 | 0 | 0 | 0 | 0 | 0 | -2 | 0 | 0 | 0 | 0 | 1 |  | 1 | 1 | 1 | 1 | 1 | 1 | 4+ | 1 | 1 | 1
PG&E FRESNO | Kingsburg | 115 | 0 | 0 | 0 | 0 | 0 | 0 | 0 | 0 | 0 | 0 | 0 | 0 | 0 | 0 | 0 | 0 | 0 | 0 | 0 | 0 |  | 0 | 0 | 0 | 0 | 0 | 0 | 0 | 0 | 0 | 0 | 0 | 0 | 0 | 0 | 0 | 0 | 0 | 0 | 0 | 0 | 0 | 0 | 0 | 0 | 0 | 0 | 0 | 0 | 0 | 0 | 0 | 0 | 0 | 0 | 0 | 0 |  | 0 | 0 | 0 | 0 | 0 | 0 | 0 | 0 | 0 | 0 | 0 | 0 | 1.1926 | 0 | 0 | 0 | 0 | 1 | 0 | 0 | 0 | 0 | 0 | 0 | 0 | 0 | 0 | 0 | 0 | 0 | 0 | 0 | 0 | 0 | 0 | 0 |  | 0 | 0 | 0 | 0 | 0 | 0 | 0 | 0 | 0 | 0 | 0 | 0 | 1.1926 | 0 | 0 | 0 | 0 | 1 | 0 | 0 | 0 | 0 | 0 | 0 | 0 | 0 | 0 | 0 | 0 | 0 | -2 | 0 | 0 | 0 | 0 | 1 |  | 0 | 0 | 0 | 0 | 0 | 0 | 0 | 0 | 0 | 0 | 0 | 0 | 4.1506 | 0 | 0 | 0 | 0 | 1 | 0 | 0 | 0 | 0 | 0 | 0 | 0 | 0 | 0 | 0 | 0 | 0 | -2 | 0 | 0 | 0 | 0 | 1 |  | 1 | 1 | 1 | 1 | 1 | 1 | 2+ | 1 | 1 | 1
PG&E GBA | Kirker | 115 | 0 | 0 | 0 | 0 | 0 | 0 | 0 | 0 | 0 | 0 | 0 | 0 | 0 | 0 | 0 | 0 | 0 | 0 | 0 | 0 |  | 0 | 0 | 0 | 0 | 0 | 0 | 0 | 0 | 0 | 0 | 0 | 0 | 0 | 2 | 20 | 0 | 0 | 1 | 0 | 0 | 0 | 0 | 0 | 0 | 0 | 0 | 0 | 0 | 0 | 0 | 0 | -2 | -2 | 0 | 0 | 1 |  | 0 | 0 | 0 | 0 | 0 | 0 | 0 | 0 | 0 | 0 | 0 | 0 | 0 | 0 | 0 | 0 | 0 | 0 | 0 | 0 | 0 | 0 | 0 | 0 | 0 | 0 | 0 | 0 | 0 | 0 | 0 | 0 | 0 | 0 | 0 | 0 |  | 0 | 0 | 0 | 0 | 0 | 0 | 0 | 0 | 0 | 0 | 0 | 0 | 0 | 0 | 0 | 0 | 0 | 0 | 0 | 0 | 0 | 0 | 0 | 0 | 0 | 0 | 0 | 0 | 0 | 0 | 0 | 0 | 0 | 0 | 0 | 0 |  | 0 | 0 | 0 | 0 | 0 | 0 | 0 | 0 | 0 | 0 | 0 | 0 | 0 | 0 | 0.33 | 0 | 0 | 1 | 0 | 0 | 0 | 0 | 0 | 0 | 0 | 0 | 0 | 0 | 0 | 0 | 0 | 0 | 0 | 0 | 0 | 0 |  | 1 | 1 | 1 | 1 | 1 | 1 | 1 | 1 | 1 | 0
PG&E NGBA | Knights Landing | 115 | 0 | 0 | 0 | 0 | 0 | 0 | 0 | 0 | 0 | 0 | 0 | 0 | 0 | 0 | 0 | 0 | 0 | 0 | 0 | 0 |  | 0 | 0 | 0 | 0 | 0 | 0 | 0 | 0 | 0 | 0 | 0 | 0 | 0 | 0 | 0 | 0 | 0 | 0 | 0 | 0 | 0 | 0 | 0 | 0 | 0 | 0 | 0 | 0 | 0 | 0 | 0 | 0 | 0 | 0 | 0 | 0 |  | 0 | 0 | 0 | 0 | 0 | 0 | 0 | 0 | 0 | 0 | 0 | 0 | 0 | 0 | 0 | 0 | 0 | 0 | 0 | 0 | 0 | 0 | 0 | 0 | 0 | 0 | 0 | 0 | 0 | 0 | 0 | 0 | 0 | 0 | 0 | 0 |  | 0 | 0 | 0 | 0 | 0 | 0 | 0 | 0 | 0 | 0 | 0 | 0 | 0 | 0 | 0 | 0 | 0 | 0 | 0 | 0 | 0 | 0 | 0 | 0 | 0 | 0 | 0 | 0 | 0 | 0 | 0 | 0 | 0 | 0 | 0 | 0 |  | 0 | 0 | 0 | 0 | 0 | 0 | 0 | 0 | 0 | 0 | 0 | 0 | 0 | 0 | 0 | 0 | 0 | 0 | 0 | 0 | 0 | 0 | 0 | 0 | 0 | 0 | 0 | 0 | 0 | 0 | 0 | 0 | 0 | 0 | 0 | 0 |  | 1 | 1 | 1 | 1 | 1 | 1 | 1 | 1 | 1 | 0
PG&E NGBA | Konocti | 60 | 0 | 0 | 0 | 0 | 0 | 0 | 0 | 0 | 0 | 0 | 0 | 0 | 0 | 0 | 0 | 0 | 0 | 0 | 0 | 0 |  | 0 | 0 | 0 | 0 | 0 | 0 | 0 | 0 | 0 | 0 | 0 | 0 | 0 | 0 | 0 | 0 | 0 | 0 | 0 | 0 | 0 | 0 | 0 | 0 | 0 | 0 | 0 | 0 | 0 | 0 | 0 | 0 | 0 | 0 | 0 | 0 |  | 0 | 0 | 0 | 0 | 0 | 0 | 0 | 0 | 0 | 0 | 0 | 0 | 0 | 0 | 0 | 0 | 0 | 0 | 0 | 0 | 0 | 0 | 0 | 0 | 0 | 0 | 0 | 0 | 0 | 0 | 0 | 0 | 0 | 0 | 0 | 0 |  | 0 | 0 | 0 | 0 | 0 | 0 | 0 | 0 | 0 | 0 | 0 | 0 | 0 | 0 | 0 | 0 | 0 | 0 | 0 | 0 | 0 | 0 | 0 | 0 | 0 | 0 | 0 | 0 | 0 | 0 | 0 | 0 | 0 | 0 | 0 | 0 |  | 0 | 0 | 0 | 0 | 0 | 0 | 0 | 0 | 0 | 0 | 0 | 0 | 21.278 | 0 | 0 | 0 | 0 | 1 | 0 | 0 | 0 | 0 | 0 | 0 | 0 | 0 | 0 | 0 | 0 | 0 | -2 | 0 | 0 | 0 | 0 | 1 |  | 1 | 1 | 1 | 1 | 1 | 1 | 1+ | 1 | 1 | 1
SCE NOL | Kramer | 115 | 0 | 0 | 0 | 0 | 0 | 0 | 0 | 0 | 0 | 0 | 0 | 0 | 0 | 0 | 0 | 0 | 0 | 0 | 0 | 0 |  | 0 | 0 | 0 | 0 | 0 | 0 | 0 | 0 | 0 | 0 | 0 | 0 | 0 | 0 | 0 | 0 | 0 | 0 | 0 | 0 | 0 | 0 | 0 | 0 | 0 | 0 | 0 | 0 | 0 | 0 | 0 | 0 | 0 | 0 | 0 | 0 |  | 0 | 0 | 0 | 0 | 0 | 0 | 0 | 0 | 0 | 0 | 0.59 | 0 | 24.55 | 0 | 6.134 | 0 | 0 | 1 | 0 | 0 | 0 | 0 | 0 | 0 | 0 | 0 | 0 | 0 | -2 | 0 | -2 | 0 | -2 | 0 | 0 | 1 |  | 0 | 0 | 0 | 0 | 0 | 0 | 0 | 0 | 0 | 0 | 0.59 | 0 | 24.55 | 0 | 6.134 | 0 | 0 | 1 | 0 | 0 | 0 | 0 | 0 | 0 | 0 | 0 | 0 | 0 | -2 | 0 | -1 | 0 | -2 | 0 | 0 | 1 |  | 0 | 0 | 0 | 0 | 0 | 0 | 0 | 0 | 0 | 0 | 1.09 | 0 | 57.54 | 0 | 12.134 | 0 | 0 | 1 | 0 | 0 | 0 | 0 | 0 | 0 | 0 | 0 | 0 | 0 | -2 | 0 | -2 | 0 | -2 | 0 | 0 | 1 |  | 1 | 1 | 1 | 1 | 1 | 4+ | 4+ | 4+ | 1 | 1
SCE NOL | Kramer | 230 | 0 | 0 | 0 | 0 | 0 | 0 | 0 | 0 | 0 | 0 | 0 | 0 | 0 | 0 | 0 | 0 | 0 | 0 | 0 | 0 |  | 0 | 0 | 0 | 0 | 0 | 0 | 0 | 0 | 0 | 0 | 0 | 13.88 | 215.18 | 97.94 | 391.94 | 0 | 0 | 1 | 0 | 0 | 0 | 0 | 0 | 0 | 0 | 0 | 0 | 0 | 0 | -2 | -2 | -2 | -2 | 0 | 0 | 1 |  | 0 | 0 | 0 | 0 | 0 | 0 | 0 | 0 | 0 | 0 | 2.185 | 43.88 | 234.065 | 262.64 | 395.94 | 0 | 0 | 1 | 0 | 0 | 0 | 0 | 0 | 0 | 0 | 0 | 0 | 0 | -2 | -2 | -2 | -2 | -2 | 0 | 0 | 1 |  | 0 | 0 | 0 | 0 | 0 | 0 | 0 | 0 | 0 | 0 | 2.185 | 43.88 | 234.065 | 262.64 | 609.5357 | 0 | 0 | 1 | 0 | 0 | 0 | 0 | 0 | 0 | 0 | 0 | 0 | 0 | -2 | -2 | -1 | -2 | -2 | 0 | 0 | 1 |  | 0 | 0 | 0 | 0 | 0 | 0 | 0 | 0 | 0 | 0 | 2.185 | 43.88 | 241.015 | 262.64 | 611.5357 | 0 | 0 | 1 | 0 | 0 | 0 | 0 | 0 | 0 | 0 | 0 | 0 | 0 | -2 | -2 | -2 | -2 | -2 | 0 | 0 | 1 |  | 1 | 1 | 1 | 1 | 1 | 4+ | 4+ | 4+ | 1 | 1
SCE Metro | La Cienega | 230 | 0 | 0 | 0 | 0 | 0 | 0 | 0 | 0 | 0 | 0 | 0 | 0 | 0 | 0 | 0 | 0 | 0 | 0 | 0 | 0 |  | 0 | 0 | 0 | 0 | 0 | 0 | 0 | 0 | 0 | 0 | 0 | 0 | 0 | 0 | 0 | 0 | 0 | 0 | 0 | 0 | 0 | 0 | 0 | 0 | 0 | 0 | 0 | 0 | 0 | 0 | 0 | 0 | 0 | 0 | 0 | 0 |  | 0 | 0 | 0 | 0 | 0 | 0 | 0 | 0 | 0 | 0 | 0 | 0 | 0 | 0 | 0 | 0 | 0 | 0 | 0 | 0 | 0 | 0 | 0 | 0 | 0 | 0 | 0 | 0 | 0 | 0 | 0 | 0 | 0 | 0 | 0 | 0 |  | 0 | 0 | 0 | 0 | 0 | 0 | 0 | 0 | 0 | 0 | 0 | 0 | 0 | 0 | 405.7509 | 0 | 0 | 1 | 0 | 0 | 0 | 0 | 0 | 0 | 0 | 0 | 0 | 0 | 0 | 0 | 0 | 0 | -2 | 0 | 0 | 1 |  | 0 | 0 | 0 | 0 | 0 | 0 | 0 | 0 | 0 | 0 | 0 | 0 | 0 | 0 | 405.7509 | 0 | 0 | 1 | 0 | 0 | 0 | 0 | 0 | 0 | 0 | 0 | 0 | 0 | 0 | 0 | 0 | 0 | -2 | 0 | 0 | 1 |  | 1 | 1 | 1 | 1 | 1 | 1 | 1 | 2+ | 1 | 1
SCE Metro | La Fresa | 230 | 0 | 0 | 0 | 0 | 0 | 0 | 0 | 0 | 0 | 0 | 0 | 0 | 0 | 0 | 0 | 0 | 0 | 0 | 0 | 0 |  | 0 | 0 | 0 | 0 | 0 | 0 | 0 | 0 | 0 | 0 | 0 | 0 | 0 | 0 | 0 | 0 | 0 | 0 | 0 | 0 | 0 | 0 | 0 | 0 | 0 | 0 | 0 | 0 | 0 | 0 | 0 | 0 | 0 | 0 | 0 | 0 |  | 0 | 0 | 0 | 0 | 0 | 0 | 0 | 0 | 0 | 0 | 0 | 0 | 0.64 | 0 | 0 | 0 | 0 | 1 | 0 | 0 | 0 | 0 | 0 | 0 | 0 | 0 | 0 | 0 | 0 | 0 | 0 | 0 | 0 | 0 | 0 | 0 |  | 0 | 0 | 0 | 0 | 0 | 0 | 0 | 0 | 0 | 0 | 0 | 0 | 0.64 | 0 | 0 | 0 | 0 | 1 | 0 | 0 | 0 | 0 | 0 | 0 | 0 | 0 | 0 | 0 | 0 | 0 | -2 | 0 | 0 | 0 | 0 | 1 |  | 0 | 0 | 0 | 0 | 0 | 0 | 0 | 0 | 0 | 0 | 0 | 0 | 0.64 | 0 | 193.52 | 0 | 0 | 1 | 0 | 0 | 0 | 0 | 0 | 0 | 0 | 0 | 0 | 0 | 0 | 0 | 0 | 0 | -2 | 0 | 0 | 1 |  | 1 | 1 | 1 | 1 | 1 | 1 | 2+ | 1+ | 1 | 1
SCE Metro | Laguna Bell | 230 | 0 | 0 | 0 | 0 | 0 | 0 | 0 | 0 | 0 | 0 | 0 | 0 | 0 | 0 | 0 | 0 | 300 | 300 | 0 | 1 |  | 0 | 0 | 0 | 0 | 0 | 0 | 0 | 0 | 0 | 0 | 0 | 0 | 0 | 250 | 250 | 0 | 0 | 1 | 0 | 0 | 0 | 0 | 0 | 0 | 0 | 0 | 0 | 0 | 0 | 0 | 0 | 1 | 1 | 0 | 0 | 1 |  | 0 | 0 | 0 | 0 | 0 | 0 | 0 | 0 | 0 | 0 | 0.001 | 0 | 1.999 | 250 | 250 | 0 | 0 | 1 | 0 | 0 | 0 | 0 | 0 | 0 | 0 | 0 | 0 | 0 | -2 | 0 | 0 | 1 | 1 | 0 | 0 | 1 |  | 0 | 0 | 0 | 0 | 0 | 0 | 0 | 0 | 0 | 0 | 0.001 | 0 | 1.999 | 750 | 506.29 | 0 | 0 | 1 | 0 | 0 | 0 | 0 | 0 | 0 | 0 | 0 | 0 | 0 | -2 | 0 | -2 | -2 | -2 | 0 | 0 | 1 |  | 0 | 0 | 0 | 0 | 0 | 0 | 0 | 1029 | 0 | 0 | 0.002 | 0 | 9.239 | 750 | 1535.29 | 0 | 0 | 1 | 0 | 0 | 0 | 0 | 0 | 0 | 0 | -2 | 0 | 0 | -2 | 0 | -2 | -2 | -2 | 0 | 0 | 1 |  | 1 | 1 | 1 | 1+ | 1 | 4+ | 2+ | 4+ | 1 | 1
PG&E KERN | Lakeview | 70 | 0 | 0 | 0 | 0 | 0 | 0 | 0 | 0 | 0 | 0 | 0 | 0 | 0 | 0 | 0 | 0 | 0 | 0 | 0 | 0 |  | 0 | 0 | 0 | 0 | 0 | 0 | 0 | 0 | 0 | 0 | 0 | 0 | 1.161 | 0 | 5.6 | 0 | 0 | 1 | 0 | 0 | 0 | 0 | 0 | 0 | 0 | 0 | 0 | 0 | 0 | 0 | -2 | 0 | -2 | 0 | 0 | 1 |  | 0 | 0 | 0 | 0 | 0 | 0 | 0 | 0 | 0 | 0 | 0 | 0 | 2.324 | 0 | 8.5715 | 0 | 0 | 1 | 0 | 0 | 0 | 0 | 0 | 0 | 0 | 0 | 0 | 0 | 0 | 0 | 0 | 0 | -2 | 0 | 0 | 1 |  | 0 | 0 | 0 | 0 | 0 | 0 | 0 | 0 | 0 | 0 | 0 | 0 | 2.324 | 0 | 8.5715 | 0 | 0 | 1 | 0 | 0 | 0 | 0 | 0 | 0 | 0 | 0 | 0 | 0 | 0 | 0 | -2 | 0 | -2 | 0 | 0 | 1 |  | 0 | 0 | 0 | 0 | 0 | 0 | 0 | 0 | 0 | 0 | 0 | 0 | 2.324 | 0 | 8.5715 | 0 | 0 | 1 | 0 | 0 | 0 | 0 | 0 | 0 | 0 | 0 | 0 | 0 | 0 | 0 | 0 | 0 | -2 | 0 | 0 | 1 |  | 1 | 1 | 1 | 1 | 1 | 1 | 2+ | 4+ | 1 | 1
PG&E NGBA | Lakeville | 230 | 0 | 0 | 0 | 0 | 0 | 0 | 0 | 0 | 0 | 0 | 0 | 0 | 0 | 0 | 0 | 0 | 0 | 0 | 0 | 0 |  | 0 | 0 | 0 | 0 | 0 | 0 | 0 | 0 | 0 | 0 | 0 | 0 | 0 | 0 | 0 | 0 | 0 | 0 | 0 | 0 | 0 | 0 | 0 | 0 | 0 | 0 | 0 | 0 | 0 | 0 | 0 | 0 | 0 | 0 | 0 | 0 |  | 0 | 0 | 0 | 0 | 0 | 0 | 0 | 0 | 0 | 0 | 0 | 0 | 0 | 0 | 0 | 0 | 0 | 0 | 0 | 0 | 0 | 0 | 0 | 0 | 0 | 0 | 0 | 0 | 0 | 0 | 0 | 0 | 0 | 0 | 0 | 0 |  | 0 | 0 | 0 | 0 | 0 | 0 | 0 | 0 | 0 | 0 | 0 | 0 | 0 | 0 | 0 | 0 | 0 | 0 | 0 | 0 | 0 | 0 | 0 | 0 | 0 | 0 | 0 | 0 | 0 | 0 | 0 | 0 | 0 | 0 | 0 | 0 |  | 0 | 0 | 0 | 0 | 0 | 0 | 0 | 0 | 0 | 0 | 0 | 0 | 0 | 0 | 0 | 0 | 0 | 0 | 0 | 0 | 0 | 0 | 0 | 0 | 0 | 0 | 0 | 0 | 0 | 0 | 0 | 0 | 0 | 0 | 0 | 0 |  | 1 | 1 | 1 | 1 | 1 | 1 | 1 | 1 | 1 | 0
PG&E NGBA | Lakeville | 60 | 0 | 0 | 0 | 0 | 0 | 0 | 0 | 0 | 0 | 0 | 0 | 0 | 0 | 0 | 0 | 0 | 0 | 0 | 0 | 0 |  | 0 | 0 | 0 | 0 | 0 | 0 | 0 | 0 | 0 | 0 | 0 | 0 | 0 | 0 | 0 | 0 | 0 | 0 | 0 | 0 | 0 | 0 | 0 | 0 | 0 | 0 | 0 | 0 | 0 | 0 | 0 | 0 | 0 | 0 | 0 | 0 |  | 0 | 0 | 0 | 0 | 0 | 0 | 0 | 0 | 0 | 0 | 0 | 0 | 0 | 0 | 0 | 0 | 0 | 0 | 0 | 0 | 0 | 0 | 0 | 0 | 0 | 0 | 0 | 0 | 0 | 0 | 0 | 0 | 0 | 0 | 0 | 0 |  | 0 | 0 | 0 | 0 | 0 | 0 | 0 | 0 | 0 | 0 | 0 | 0 | 0 | 0 | 0 | 0 | 0 | 0 | 0 | 0 | 0 | 0 | 0 | 0 | 0 | 0 | 0 | 0 | 0 | 0 | 0 | 0 | 0 | 0 | 0 | 0 |  | 0 | 0 | 0 | 0 | 0 | 0 | 0 | 0 | 0 | 0 | 0 | 0 | 0 | 0 | 0 | 0 | 0 | 0 | 0 | 0 | 0 | 0 | 0 | 0 | 0 | 0 | 0 | 0 | 0 | 0 | 0 | 0 | 0 | 0 | 0 | 0 |  | 1 | 1 | 1 | 1 | 1 | 1 | 1 | 1 | 1 | 0
PG&E NGBA | Lakeville | 115 | 35.8 | 0 | 0 | 0 | 0 | 0 | 0 | 0 | 0 | 0 | 0 | 0 | 0 | 0 | 0 | 0 | 0 | 0 | 0 | 1 |  | 0 | 0 | 0 | 0 | 0 | 0 | 0 | 0 | 0 | 0 | 0 | 0 | 0 | 0 | 0 | 0 | 0 | 0 | 2 | 2 | 0 | 0 | 0 | 0 | 0 | 0 | 0 | 0 | 0 | 0 | 0 | 0 | 0 | 0 | 0 | 1 |  | 0 | 0 | 0 | 0 | 0 | 0 | 0 | 0 | 0 | 0 | 0 | 0 | 0 | 0 | 0 | 0 | 0 | 0 | 2 | 2 | 0 | 0 | 0 | 0 | 0 | 0 | 0 | 0 | 0 | 0 | 0 | 0 | 0 | 0 | 0 | 1 |  | 0 | 0 | 0 | 0 | 0 | 0 | 0 | 0 | 0 | 0 | 0 | 0 | 0 | 0 | 263.7932 | 0 | 0 | 1 | 2 | 2 | 0 | 0 | 0 | 0 | 0 | 0 | 0 | 0 | 0 | 0 | 0 | 0 | -2 | 0 | 0 | 1 |  | 0 | 0 | 0 | 0 | 0 | 0 | 0 | 0 | 0 | 0 | 0 | 0 | 0 | 0 | 263.7932 | 0 | 0 | 1 | 2 | 2 | 0 | 0 | 0 | 0 | 0 | 0 | 0 | 0 | 0 | 0 | 0 | 0 | -2 | 0 | 0 | 1 |  | 5- | 1 | 1 | 1 | 1 | 1 | 1 | 2+ | 1 | 1
PG&E GBA | Lakewood | 115 | 0 | 0 | 0 | 0 | 0 | 0 | 0 | 0 | 0 | 0 | 0 | 0 | 0 | 0 | 0 | 0 | 0 | 0 | 0 | 0 |  | 0 | 0 | 0 | 0 | 0 | 0 | 0 | 0 | 0 | 0 | 0 | 0 | 0 | 0 | 0 | 0 | 0 | 0 | 0 | 0 | 0 | 0 | 0 | 0 | 0 | 0 | 0 | 0 | 0 | 0 | 0 | 0 | 0 | 0 | 0 | 0 |  | 0 | 0 | 0 | 0 | 0 | 0 | 0 | 0 | 0 | 0 | 0 | 0 | 1.041 | 0 | 0 | 0 | 0 | 1 | 0 | 0 | 0 | 0 | 0 | 0 | 0 | 0 | 0 | 0 | 0 | 0 | 0 | 0 | 0 | 0 | 0 | 0 |  | 0 | 0 | 0 | 0 | 0 | 0 | 0 | 0 | 0 | 0 | 0 | 0 | 1.041 | 0 | 0 | 0 | 0 | 1 | 0 | 0 | 0 | 0 | 0 | 0 | 0 | 0 | 0 | 0 | 0 | 0 | -2 | 0 | 0 | 0 | 0 | 1 |  | 0 | 0 | 0 | 0 | 0 | 0 | 0 | 0 | 0 | 0 | 0 | 0 | 1.041 | 0 | 0 | 0 | 0 | 1 | 0 | 0 | 0 | 0 | 0 | 0 | 0 | 0 | 0 | 0 | 0 | 0 | 0 | 0 | 0 | 0 | 0 | 0 |  | 1 | 1 | 1 | 1 | 1 | 1 | 2+ | 1 | 1 | 1
PG&E NGBA | Lambie | 230 | 0 | 0 | 0 | 130 | 130 | 0 | 0 | 0 | 0 | 0 | 0 | 0 | 0 | 0 | 0 | 0 | 0 | 0 | 0 | 1 |  | 0 | 0 | 0 | 0 | 0 | 0 | 0 | 0 | 0 | 0 | 0 | 0 | 0 | 0 | 0 | 0 | 0 | 0 | 0 | 0 | 0 | 0 | 0 | 2 | 0 | 0 | 0 | 0 | 0 | 0 | 0 | 0 | 0 | 0 | 0 | 1 |  | 0 | 0 | 0 | 0 | 0 | 0 | 0 | 0 | 0 | 0 | 0 | 0 | 0 | 0 | 0 | 0 | 0 | 0 | 0 | 0 | 0 | 0 | 0 | 2 | 0 | 0 | 0 | 0 | 0 | 0 | 0 | 0 | 0 | 0 | 0 | 1 |  | 0 | 0 | 0 | 0 | 0 | 0 | 0 | 0 | 0 | 0 | 0 | 0 | 0 | 0 | 817.3487 | 0 | 0 | 1 | 0 | 0 | 0 | 0 | 0 | 2 | 0 | 0 | 0 | 0 | 0 | 0 | 0 | 0 | -2 | 0 | 0 | 1 |  | 0 | 0 | 0 | 0 | 0 | 0 | 0 | 0 | 0 | 0 | 0 | 0 | 0 | 0 | 817.3487 | 0 | 0 | 1 | 0 | 0 | 0 | 0 | 0 | 2 | 0 | 0 | 0 | 0 | 0 | 0 | 0 | 0 | -2 | 0 | 0 | 1 |  | 1 | 1 | 5- | 1 | 1 | 1 | 1 | 2+ | 1 | 1
PG&E GBA | Lammers | 115 | 0 | 0 | 0 | 0 | 0 | 0 | 0 | 0 | 0 | 0 | 0 | 0 | 0 | 0 | 0 | 0 | 0 | 0 | 0 | 0 |  | 0 | 0 | 0 | 0 | 0 | 0 | 0 | 0 | 0 | 0 | 0 | 0 | 0 | 0 | 0 | 0 | 0 | 0 | 0 | 0 | 0 | 0 | 0 | 0 | 0 | 0 | 0 | 0 | 0 | 0 | 0 | 0 | 0 | 0 | 0 | 0 |  | 0 | 0 | 0 | 0 | 0 | 0 | 0 | 0 | 0 | 0 | 0 | 0 | 0 | 0 | 0 | 0 | 0 | 0 | 0 | 0 | 0 | 0 | 0 | 0 | 0 | 0 | 0 | 0 | 0 | 0 | 0 | 0 | 0 | 0 | 0 | 0 |  | 0 | 0 | 0 | 0 | 0 | 0 | 0 | 0 | 0 | 0 | 0 | 0 | 0 | 0 | 151.3 | 0 | 0 | 1 | 0 | 0 | 0 | 0 | 0 | 0 | 0 | 0 | 0 | 0 | 0 | 0 | 0 | 0 | -2 | 0 | 0 | 1 |  | 0 | 0 | 0 | 0 | 0 | 0 | 0 | 102.15 | 0 | 0 | 0 | 0 | 0.612 | 0 | 253.45 | 0 | 0 | 1 | 0 | 0 | 0 | 0 | 0 | 0 | 0 | -2 | 0 | 0 | 0 | 0 | 0 | 0 | -2 | 0 | 0 | 1 |  | 1 | 1 | 1 | 1+ | 1 | 1 | 1 | 2+ | 1 | 1
PG&E KERN | Lamont | 115 | 0 | 0 | 0 | 0 | 0 | 0 | 0 | 0 | 0 | 0 | 0 | 0 | 0 | 0 | 0 | 0 | 0 | 0 | 0 | 0 |  | 0 | 0 | 0 | 0 | 0 | 0 | 0 | 0 | 0 | 0 | 0 | 0 | 11.7 | 0 | 0 | 0 | 0 | 1 | 0 | 0 | 0 | 0 | 0 | 0 | 0 | 0 | 0 | 0 | 0 | 0 | -2 | 0 | 0 | 0 | 0 | 1 |  | 0 | 0 | 0 | 0 | 0 | 0 | 0 | 0 | 0 | 0 | 0 | 0 | 115.155 | 0 | 51.401 | 0 | 0 | 1 | 0 | 0 | 0 | 0 | 0 | 0 | 0 | 0 | 0 | 0 | 0 | 0 | -2 | 0 | -2 | 0 | 0 | 1 |  | 0 | 0 | 0 | 0 | 0 | 0 | 0 | 0 | 0 | 0 | 0 | 0 | 115.155 | 0 | 152.301 | 0 | 0 | 1 | 0 | 0 | 0 | 0 | 0 | 0 | 0 | 0 | 0 | 0 | 0 | 0 | -1 | 0 | -2 | 0 | 0 | 1 |  | 0 | 0 | 0 | 0 | 0 | 0 | 0 | 0 | 0 | 0 | 0 | 0 | 117.155 | 0 | 161.826 | 0 | 0 | 1 | 0 | 0 | 0 | 0 | 0 | 0 | 0 | 0 | 0 | 0 | 0 | 0 | -2 | 0 | -2 | 0 | 0 | 1 |  | 1 | 1 | 1 | 1 | 1 | 1 | 4+ | 4+ | 1 | 1
PG&E FRESNO | Las Aguilas | 230 | 0 | 0 | 0 | 0 | 0 | 0 | 0 | 0 | 0 | 0 | 0 | 0 | 140 | 0 | 140 | 0 | 0 | 0 | 0 | 1 |  | 0 | 0 | 0 | 0 | 0 | 0 | 0 | 0 | 0 | 0 | 0 | 0 | 0 | 0 | 0 | 0 | 0 | 0 | 0 | 0 | 0 | 0 | 0 | 0 | 0 | 0 | 0 | 0 | 0 | 2 | 2 | 0 | 0 | 0 | 0 | 1 |  | 0 | 0 | 0 | 0 | 0 | 0 | 0 | 0 | 0 | 0 | 0 | 0 | 0 | 0 | 0 | 0 | 0 | 0 | 0 | 0 | 0 | 0 | 0 | 0 | 0 | 0 | 0 | 0 | 0 | 2 | 2 | 0 | 0 | 0 | 0 | 1 |  | 0 | 0 | 0 | 0 | 0 | 0 | 0 | 0 | 0 | 0 | 0 | 0 | 0 | 0 | 0 | 0 | 0 | 0 | 0 | 0 | 0 | 0 | 0 | 0 | 0 | 0 | 0 | 0 | 0 | 2 | 2 | 0 | 0 | 0 | 0 | 1 |  | 0 | 0 | 0 | 0 | 0 | 0 | 0 | 0 | 0 | 0 | 0 | 0 | 0 | 0 | 0 | 0 | 0 | 0 | 0 | 0 | 0 | 0 | 0 | 0 | 0 | 0 | 0 | 0 | 0 | 2 | 2 | 0 | 0 | 0 | 0 | 1 |  | 1 | 1 | 1 | 1 | 1 | 1 | 5- | 1 | 1 | 1
EOP | Lathrop | 138 | 0 | 0 | 0 | 0 | 0 | 0 | 0 | 0 | 0 | 0 | 0 | 0 | 0 | 0 | 0 | 0 | 0 | 0 | 0 | 0 |  | 0 | 0 | 0 | 0 | 0 | 0 | 0 | 0 | 0 | 0 | 0 | 0 | 0 | 0 | 0 | 0 | 0 | 0 | 0 | 0 | 0 | 0 | 0 | 0 | 0 | 0 | 0 | 0 | 0 | 0 | 0 | 0 | 0 | 0 | 0 | 0 |  | 0 | 0 | 0 | 0 | 0 | 0 | 0 | 0 | 0 | 0 | 0 | 0 | 0 | 0 | 0 | 0 | 0 | 0 | 0 | 0 | 0 | 0 | 0 | 0 | 0 | 0 | 0 | 0 | 0 | 0 | 0 | 0 | 0 | 0 | 0 | 0 |  | 0 | 0 | 0 | 0 | 0 | 0 | 0 | 0 | 0 | 0 | 0 | 0 | 0 | 0 | 0 | 0 | 0 | 0 | 0 | 0 | 0 | 0 | 0 | 0 | 0 | 0 | 0 | 0 | 0 | 0 | 0 | 0 | 0 | 0 | 0 | 0 |  | 0 | 0 | 0 | 0 | 0 | 0 | 0 | 0 | 0 | 0 | 0 | 0 | 5 | 0 | 0 | 0 | 0 | 1 | 0 | 0 | 0 | 0 | 0 | 0 | 0 | 0 | 0 | 0 | 0 | 0 | -2 | 0 | 0 | 0 | 0 | 1 |  | 1 | 1 | 1 | 1 | 1 | 1 | 1+ | 1 | 1 | 1
EOP | Lathrop | 230 | 0 | 0 | 0 | 0 | 0 | 0 | 0 | 0 | 0 | 0 | 0 | 0 | 300 | 0 | 300 | 0 | 40 | 40 | 0 | 1 |  | 0 | 0 | 0 | 0 | 0 | 0 | 0 | 0 | 0 | 0 | 0 | 0 | 0 | 0 | 0 | 0 | 0 | 0 | 0 | 0 | 0 | 0 | 0 | 0 | 0 | 0 | 0 | 0 | 0 | 2 | 2 | 2 | 2 | 0 | 0 | 1 |  | 0 | 0 | 0 | 0 | 0 | 0 | 0 | 0 | 0 | 0 | 0 | 0 | 516.7638 | 0 | 516.7638 | 0 | 0 | 1 | 0 | 0 | 0 | 0 | 0 | 0 | 0 | 0 | 0 | 0 | 0 | 2 | -2 | 2 | -2 | 0 | 0 | 1 |  | 0 | 0 | 0 | 0 | 0 | 0 | 0 | 0 | 0 | 0 | 0 | 0 | 516.7638 | 0 | 516.7638 | 0 | 0 | 1 | 0 | 0 | 0 | 0 | 0 | 0 | 0 | 0 | 0 | 0 | 0 | 2 | -1 | 2 | -2 | 0 | 0 | 1 |  | 0 | 0 | 0 | 0 | 0 | 0 | 0 | 0 | 0 | 0 | 0 | 0 | 870.5783 | 0 | 516.7638 | 0 | 0 | 1 | 0 | 0 | 0 | 0 | 0 | 0 | 0 | 0 | 0 | 0 | 0 | 2 | -2 | 2 | -2 | 0 | 0 | 1 |  | 1 | 1 | 1 | 1 | 1 | 1 | 4+ | 4+ | 1 | 1
PG&E FRESNO | Le Grand | 115 | 0 | 0 | 0 | 0 | 0 | 0 | 0 | 0 | 0 | 0 | 0 | 0 | 0 | 0 | 0 | 0 | 0 | 0 | 0 | 0 |  | 0 | 0 | 0 | 0 | 0 | 0 | 0 | 0 | 0 | 0 | 0 | 0 | 0 | 0 | 0 | 0 | 0 | 0 | 0 | 0 | 0 | 0 | 0 | 0 | 0 | 0 | 0 | 0 | 0 | 0 | 0 | 0 | 0 | 0 | 0 | 0 |  | 0 | 0 | 0 | 0 | 0 | 0 | 0 | 0 | 0 | 0 | 0 | 0 | 0 | 0 | 0 | 0 | 0 | 0 | 0 | 0 | 0 | 0 | 0 | 0 | 0 | 0 | 0 | 0 | 0 | 0 | 0 | 0 | 0 | 0 | 0 | 0 |  | 0 | 0 | 0 | 0 | 0 | 0 | 0 | 0 | 0 | 0 | 0 | 0 | 131.43 | 0 | 65.47 | 0 | 0 | 1 | 0 | 0 | 0 | 0 | 0 | 0 | 0 | 0 | 0 | 0 | 0 | 0 | -1 | 0 | -2 | 0 | 0 | 1 |  | 0 | 0 | 0 | 0 | 0 | 0 | 0 | 185.643 | 0 | 0 | 0 | 0 | 317.073 | 0 | 251.113 | 0 | 0 | 1 | 0 | 0 | 0 | 0 | 0 | 0 | 0 | -2 | 0 | 0 | 0 | 0 | -2 | 0 | -2 | 0 | 0 | 1 |  | 1 | 1 | 1 | 1+ | 1 | 1 | 2+ | 2+ | 1 | 1
PG&E FRESNO | Lemoore | 70 | 0 | 0 | 0 | 0 | 0 | 0 | 0 | 0 | 0 | 0 | 0 | 0 | 0 | 0 | 0 | 0 | 0 | 0 | 0 | 0 |  | 0 | 0 | 0 | 0 | 0 | 0 | 0 | 0 | 0 | 0 | 0 | 0 | 21.05 | 0 | 21.05 | 0 | 0 | 1 | 0 | 0 | 0 | 0 | 0 | 0 | 0 | 0 | 0 | 0 | 0 | 0 | -2 | 0 | -2 | 0 | 0 | 1 |  | 0 | 0 | 0 | 0 | 0 | 0 | 0 | 0 | 0 | 0 | 0 | 0 | 0 | 0 | 0 | 0 | 0 | 0 | 0 | 0 | 0 | 0 | 0 | 0 | 0 | 0 | 0 | 0 | 0 | 0 | 0 | 0 | 0 | 0 | 0 | 0 |  | 0 | 0 | 0 | 0 | 0 | 0 | 0 | 0 | 0 | 0 | 0 | 0 | 21.05 | 0 | 21.05 | 0 | 0 | 1 | 0 | 0 | 0 | 0 | 0 | 0 | 0 | 0 | 0 | 0 | 0 | 0 | -1 | 0 | -2 | 0 | 0 | 1 |  | 0 | 0 | 0 | 0 | 0 | 0 | 0 | 0 | 0 | 0 | 0 | 0 | 21.05 | 0 | 21.05 | 0 | 0 | 1 | 0 | 0 | 0 | 0 | 0 | 0 | 0 | 0 | 0 | 0 | 0 | 0 | -2 | 0 | -2 | 0 | 0 | 1 |  | 1 | 1 | 1 | 1 | 1 | 1 | 2+ | 2+ | 1 | 1
PG&E KERN | Lerdo | 115 | 0 | 0 | 0 | 0 | 0 | 0 | 0 | 0 | 0 | 0 | 0 | 0 | 0 | 0 | 0 | 0 | 0 | 0 | 0 | 0 |  | 0 | 0 | 0 | 0 | 0 | 0 | 0 | 0 | 0 | 0 | 0 | 0 | 0 | 0 | 0 | 0 | 0 | 0 | 0 | 0 | 0 | 0 | 0 | 0 | 0 | 0 | 0 | 0 | 0 | 0 | 0 | 0 | 0 | 0 | 0 | 0 |  | 0 | 0 | 0 | 0 | 0 | 0 | 0 | 0 | 0 | 0 | 0 | 0 | 0 | 0 | 0 | 0 | 0 | 0 | 0 | 0 | 0 | 0 | 0 | 0 | 0 | 0 | 0 | 0 | 0 | 0 | 0 | 0 | 0 | 0 | 0 | 0 |  | 0 | 0 | 0 | 0 | 0 | 0 | 0 | 0 | 0 | 0 | 0 | 0 | 0 | 0 | 0 | 0 | 0 | 0 | 0 | 0 | 0 | 0 | 0 | 0 | 0 | 0 | 0 | 0 | 0 | 0 | 0 | 0 | 0 | 0 | 0 | 0 |  | 0 | 0 | 0 | 0 | 0 | 0 | 0 | 0 | 0 | 0 | 0 | 0 | 0 | 0 | 0 | 0 | 0 | 0 | 0 | 0 | 0 | 0 | 0 | 0 | 0 | 0 | 0 | 0 | 0 | 0 | 0 | 0 | 0 | 0 | 0 | 0 |  | 1 | 1 | 1 | 1 | 1 | 1 | 1 | 1 | 1 | 0
SCE Metro | Lewis | 230 | 0 | 0 | 0 | 0 | 0 | 0 | 0 | 0 | 0 | 0 | 0 | 0 | 0 | 0 | 0 | 0 | 0 | 0 | 0 | 0 |  | 0 | 0 | 0 | 0 | 0 | 0 | 0 | 0 | 0 | 0 | 0 | 0 | 0 | 0 | 0 | 0 | 0 | 0 | 0 | 0 | 0 | 0 | 0 | 0 | 0 | 0 | 0 | 0 | 0 | 0 | 0 | 0 | 0 | 0 | 0 | 0 |  | 0 | 0 | 0 | 0 | 0 | 0 | 0 | 0 | 0 | 0 | 0 | 0 | 0 | 0 | 0 | 0 | 0 | 0 | 0 | 0 | 0 | 0 | 0 | 0 | 0 | 0 | 0 | 0 | 0 | 0 | 0 | 0 | 0 | 0 | 0 | 0 |  | 0 | 0 | 0 | 0 | 0 | 0 | 0 | 0 | 0 | 0 | 0 | 0 | 0 | 0 | 0 | 0 | 0 | 0 | 0 | 0 | 0 | 0 | 0 | 0 | 0 | 0 | 0 | 0 | 0 | 0 | 0 | 0 | 0 | 0 | 0 | 0 |  | 0 | 0 | 0 | 0 | 0 | 0 | 0 | 0 | 0 | 0 | 0 | 0 | 0 | 0 | 0 | 0 | 0 | 0 | 0 | 0 | 0 | 0 | 0 | 0 | 0 | 0 | 0 | 0 | 0 | 0 | 0 | 0 | 0 | 0 | 0 | 0 |  | 1 | 1 | 1 | 1 | 1 | 1 | 1 | 1 | 1 | 0
SCE Metro | Lighthipe | 230 | 0 | 0 | 0 | 0 | 0 | 0 | 0 | 0 | 0 | 0 | 0 | 0 | 0 | 0 | 0 | 0 | 250 | 250 | 0 | 1 |  | 0 | 0 | 0 | 0 | 0 | 0 | 0 | 0 | 0 | 0 | 0 | 0 | 0 | 0 | 0 | 0 | 0 | 0 | 0 | 0 | 0 | 0 | 0 | 0 | 0 | 0 | 0 | 0 | 0 | 0 | 0 | 2 | 2 | 0 | 0 | 1 |  | 0 | 0 | 0 | 0 | 0 | 0 | 0 | 0 | 0 | 0 | 0.022 | 0 | 7.811 | 0 | 110 | 0 | 0 | 1 | 0 | 0 | 0 | 0 | 0 | 0 | 0 | 0 | 0 | 0 | -2 | 0 | -2 | 2 | 2 | 0 | 0 | 1 |  | 0 | 0 | 0 | 0 | 0 | 0 | 0 | 0 | 0 | 0 | 0.022 | 0 | 7.811 | 0 | 515.5148 | 0 | 0 | 1 | 0 | 0 | 0 | 0 | 0 | 0 | 0 | 0 | 0 | 0 | -2 | 0 | -1 | 2 | -2 | 0 | 0 | 1 |  | 0 | 0 | 0 | 0 | 0 | 0 | 0 | 0 | 0 | 0 | 0.022 | 0 | 8.81 | 0 | 719.2648 | 0 | 0 | 1 | 0 | 0 | 0 | 0 | 0 | 0 | 0 | 0 | 0 | 0 | -2 | 0 | -2 | 2 | -2 | 0 | 0 | 1 |  | 1 | 1 | 1 | 1 | 1 | 4+ | 4+ | 2- | 1 | 1
SDGE | Lilac | 69 | 0 | 0 | 0 | 0 | 0 | 0 | 0 | 0 | 0 | 0 | 0 | 0 | 0 | 0 | 0 | 0 | 0 | 0 | 0 | 0 |  | 0 | 0 | 0 | 0 | 0 | 0 | 0 | 0 | 0 | 0 | 0 | 0 | 0 | 0 | 0 | 0 | 0 | 0 | 0 | 0 | 0 | 0 | 0 | 0 | 0 | 0 | 0 | 0 | 0 | 0 | 0 | 0 | 0 | 0 | 0 | 0 |  | 0 | 0 | 0 | 0 | 0 | 0 | 0 | 0 | 0 | 0 | 0 | 0 | 0 | 0 | 0 | 0 | 0 | 0 | 0 | 0 | 0 | 0 | 0 | 0 | 0 | 0 | 0 | 0 | 0 | 0 | 0 | 0 | 0 | 0 | 0 | 0 |  | 0 | 0 | 0 | 0 | 0 | 0 | 0 | 0 | 0 | 0 | 0 | 0 | 0 | 0 | 0 | 0 | 0 | 0 | 0 | 0 | 0 | 0 | 0 | 0 | 0 | 0 | 0 | 0 | 0 | 0 | 0 | 0 | 0 | 0 | 0 | 0 |  | 0 | 0 | 0 | 0 | 0 | 0 | 0 | 0 | 0 | 0 | 0 | 0 | 0 | 0 | 0 | 0 | 0 | 0 | 0 | 0 | 0 | 0 | 0 | 0 | 0 | 0 | 0 | 0 | 0 | 0 | 0 | 0 | 0 | 0 | 0 | 0 |  | 1 | 1 | 1 | 1 | 1 | 1 | 1 | 1 | 1 | 0
PG&E NGBA | Lincoln | 115 | 0 | 0 | 0 | 0 | 0 | 0 | 0 | 0 | 0 | 0 | 0 | 0 | 0 | 0 | 0 | 0 | 0 | 0 | 0 | 0 |  | 0 | 0 | 0 | 0 | 0 | 0 | 0 | 0 | 0 | 0 | 0 | 0 | 0 | 0 | 0 | 0 | 0 | 0 | 0 | 0 | 0 | 0 | 0 | 0 | 0 | 0 | 0 | 0 | 0 | 0 | 0 | 0 | 0 | 0 | 0 | 0 |  | 0 | 0 | 0 | 0 | 0 | 0 | 0 | 0 | 0 | 0 | 0 | 0 | 0.6 | 0 | 0 | 0 | 0 | 1 | 0 | 0 | 0 | 0 | 0 | 0 | 0 | 0 | 0 | 0 | 0 | 0 | 0 | 0 | 0 | 0 | 0 | 0 |  | 0 | 0 | 0 | 0 | 0 | 0 | 0 | 0 | 0 | 0 | 0 | 0 | 0.6 | 0 | 0 | 0 | 0 | 1 | 0 | 0 | 0 | 0 | 0 | 0 | 0 | 0 | 0 | 0 | 0 | 0 | -2 | 0 | 0 | 0 | 0 | 1 |  | 0 | 0 | 0 | 0 | 0 | 0 | 0 | 0 | 0 | 0 | 0 | 0 | 0.6 | 0 | 0.996 | 0 | 0 | 1 | 0 | 0 | 0 | 0 | 0 | 0 | 0 | 0 | 0 | 0 | 0 | 0 | 0 | 0 | 0 | 0 | 0 | 0 |  | 1 | 1 | 1 | 1 | 1 | 1 | 2+ | 1 | 1 | 1
PG&E KERN | Live Oak | 115 | 0 | 0 | 0 | 0 | 0 | 0 | 0 | 0 | 0 | 0 | 0 | 0 | 100 | 110 | 210 | 0 | 0 | 0 | 0 | 1 |  | 0 | 0 | 0 | 0 | 0 | 0 | 0 | 0 | 0 | 0 | 0 | 0 | 0 | 0 | 0 | 0 | 0 | 0 | 0 | 0 | 0 | 0 | 0 | 0 | 0 | 0 | 0 | 0 | 0 | 2 | 2 | 0 | 0 | 0 | 0 | 1 |  | 0 | 0 | 0 | 0 | 0 | 0 | 0 | 0 | 0 | 0 | 0 | 0 | 0 | 0 | 0 | 0 | 0 | 0 | 0 | 0 | 0 | 0 | 0 | 0 | 0 | 0 | 0 | 0 | 0 | 2 | 2 | 0 | 0 | 0 | 0 | 1 |  | 0 | 0 | 0 | 0 | 0 | 0 | 0 | 0 | 0 | 0 | 0 | 0 | 0 | 0 | 0 | 0 | 0 | 0 | 0 | 0 | 0 | 0 | 0 | 0 | 0 | 0 | 0 | 0 | 0 | 2 | 2 | 0 | 0 | 0 | 0 | 1 |  | 0 | 0 | 0 | 0 | 0 | 0 | 0 | 0 | 0 | 0 | 0 | 0 | 0 | 0 | 0 | 0 | 0 | 0 | 0 | 0 | 0 | 0 | 0 | 0 | 0 | 0 | 0 | 0 | 0 | 2 | 2 | 0 | 0 | 0 | 0 | 1 |  | 1 | 1 | 1 | 1 | 1 | 1 | 5- | 1 | 1 | 1
PG&E GBA | Llagas | 115 | 0 | 0 | 0 | 0 | 0 | 0 | 0 | 0 | 0 | 0 | 0 | 0 | 0 | 0 | 0 | 0 | 0 | 0 | 0 | 0 |  | 0 | 0 | 0 | 0 | 0 | 0 | 0 | 0 | 0 | 0 | 0 | 0 | 0 | 120 | 124.3 | 0 | 0 | 1 | 0 | 0 | 0 | 0 | 0 | 0 | 0 | 0 | 0 | 0 | 0 | 0 | 0 | -2 | -2 | 0 | 0 | 1 |  | 0 | 0 | 0 | 0 | 0 | 0 | 0 | 0 | 0 | 0 | 0 | 0 | 0 | 120 | 124.3 | 0 | 0 | 1 | 0 | 0 | 0 | 0 | 0 | 0 | 0 | 0 | 0 | 0 | 0 | 0 | 0 | -2 | -2 | 0 | 0 | 1 |  | 0 | 0 | 0 | 0 | 0 | 0 | 0 | 0 | 0 | 0 | 0 | 0 | 0 | 120 | 124.3 | 0 | 0 | 1 | 0 | 0 | 0 | 0 | 0 | 0 | 0 | 0 | 0 | 0 | 0 | 0 | 0 | -2 | -2 | 0 | 0 | 1 |  | 0 | 0 | 0 | 0 | 0 | 0 | 0 | 50.46 | 0 | 0 | 0 | 0 | 57.7944 | 120 | 174.76 | 0 | 0 | 1 | 0 | 0 | 0 | 0 | 0 | 0 | 0 | -2 | 0 | 0 | 0 | 0 | -2 | -2 | -2 | 0 | 0 | 1 |  | 1 | 1 | 1 | 1+ | 1 | 1 | 1+ | 4+ | 1 | 1
PG&E GBA | Lockeford | 115 | 0 | 0 | 0 | 0 | 0 | 0 | 0 | 0 | 0 | 0 | 0 | 0 | 0 | 0 | 0 | 0 | 0 | 0 | 0 | 0 |  | 0 | 0 | 0 | 0 | 0 | 0 | 0 | 0 | 0 | 0 | 0 | 0 | 0 | 0 | 0 | 0 | 0 | 0 | 0 | 0 | 0 | 0 | 0 | 0 | 0 | 0 | 0 | 0 | 0 | 0 | 0 | 0 | 0 | 0 | 0 | 0 |  | 0 | 0 | 0 | 0 | 0 | 0 | 0 | 0 | 0 | 0 | 0 | 0 | 0 | 0 | 0 | 0 | 0 | 0 | 0 | 0 | 0 | 0 | 0 | 0 | 0 | 0 | 0 | 0 | 0 | 0 | 0 | 0 | 0 | 0 | 0 | 0 |  | 0 | 0 | 0 | 0 | 0 | 0 | 0 | 0 | 0 | 0 | 0 | 0 | 0 | 0 | 0 | 0 | 0 | 0 | 0 | 0 | 0 | 0 | 0 | 0 | 0 | 0 | 0 | 0 | 0 | 0 | 0 | 0 | 0 | 0 | 0 | 0 |  | 0 | 0 | 0 | 0 | 0 | 0 | 0 | 308.4504 | 0 | 0 | 0 | 0 | 5 | 0 | 308.4504 | 0 | 0 | 1 | 0 | 0 | 0 | 0 | 0 | 0 | 0 | -2 | 0 | 0 | 0 | 0 | -2 | 0 | -2 | 0 | 0 | 1 |  | 1 | 1 | 1 | 1+ | 1 | 1 | 1+ | 1+ | 1 | 1
PG&E GBA | Lockeford | 230 | 0 | 0 | 0 | 0 | 0 | 0 | 0 | 0 | 0 | 0 | 0 | 0 | 0 | 0 | 0 | 0 | 0 | 0 | 0 | 0 |  | 0 | 0 | 0 | 0 | 0 | 0 | 0 | 0 | 0 | 0 | 0 | 0 | 0 | 0 | 0 | 0 | 0 | 0 | 0 | 0 | 0 | 0 | 0 | 0 | 0 | 0 | 0 | 0 | 0 | 0 | 0 | 0 | 0 | 0 | 0 | 0 |  | 0 | 0 | 0 | 0 | 0 | 0 | 0 | 0 | 0 | 0 | 0 | 0 | 0 | 0 | 0 | 0 | 0 | 0 | 0 | 0 | 0 | 0 | 0 | 0 | 0 | 0 | 0 | 0 | 0 | 0 | 0 | 0 | 0 | 0 | 0 | 0 |  | 0 | 0 | 0 | 0 | 0 | 0 | 0 | 0 | 0 | 0 | 0 | 0 | 0 | 0 | 0 | 0 | 0 | 0 | 0 | 0 | 0 | 0 | 0 | 0 | 0 | 0 | 0 | 0 | 0 | 0 | 0 | 0 | 0 | 0 | 0 | 0 |  | 0 | 0 | 0 | 0 | 0 | 0 | 0 | 0 | 0 | 0 | 0 | 0 | 0 | 0 | 0 | 0 | 0 | 0 | 0 | 0 | 0 | 0 | 0 | 0 | 0 | 0 | 0 | 0 | 0 | 0 | 0 | 0 | 0 | 0 | 0 | 0 |  | 1 | 1 | 1 | 1 | 1 | 1 | 1 | 1 | 1 | 0
PG&E GBA | Lockeford | 60 | 0 | 0 | 0 | 0 | 0 | 0 | 0 | 0 | 0 | 0 | 0 | 0 | 0 | 0 | 0 | 0 | 0 | 0 | 0 | 0 |  | 0 | 0 | 0 | 0 | 0 | 0 | 0 | 0 | 0 | 0 | 0 | 0 | 0 | 0 | 0 | 0 | 0 | 0 | 0 | 0 | 0 | 0 | 0 | 0 | 0 | 0 | 0 | 0 | 0 | 0 | 0 | 0 | 0 | 0 | 0 | 0 |  | 0 | 0 | 0 | 0 | 0 | 0 | 0 | 0 | 0 | 0 | 0 | 0 | 0 | 0 | 0 | 0 | 0 | 0 | 0 | 0 | 0 | 0 | 0 | 0 | 0 | 0 | 0 | 0 | 0 | 0 | 0 | 0 | 0 | 0 | 0 | 0 |  | 0 | 0 | 0 | 0 | 0 | 0 | 0 | 0 | 0 | 0 | 0 | 0 | 0 | 0 | 0 | 0 | 0 | 0 | 0 | 0 | 0 | 0 | 0 | 0 | 0 | 0 | 0 | 0 | 0 | 0 | 0 | 0 | 0 | 0 | 0 | 0 |  | 0 | 0 | 0 | 0 | 0 | 0 | 0 | 0 | 0 | 0 | 0 | 0 | 14.8 | 0 | 0 | 0 | 0 | 1 | 0 | 0 | 0 | 0 | 0 | 0 | 0 | 0 | 0 | 0 | 0 | 0 | -2 | 0 | 0 | 0 | 0 | 1 |  | 1 | 1 | 1 | 1 | 1 | 1 | 1+ | 1 | 1 | 1
PG&E GBA | Lodi | 230 | 0 | 0 | 0 | 0 | 0 | 0 | 0 | 0 | 0 | 0 | 0 | 0 | 0 | 0 | 0 | 0 | 0 | 0 | 0 | 0 |  | 0 | 0 | 0 | 0 | 0 | 0 | 0 | 0 | 0 | 0 | 0 | 0 | 0 | 0 | 0 | 0 | 0 | 0 | 0 | 0 | 0 | 0 | 0 | 0 | 0 | 0 | 0 | 0 | 0 | 0 | 0 | 0 | 0 | 0 | 0 | 0 |  | 0 | 0 | 0 | 0 | 0 | 0 | 0 | 0 | 0 | 0 | 0 | 0 | 0 | 0 | 0 | 0 | 0 | 0 | 0 | 0 | 0 | 0 | 0 | 0 | 0 | 0 | 0 | 0 | 0 | 0 | 0 | 0 | 0 | 0 | 0 | 0 |  | 0 | 0 | 0 | 0 | 0 | 0 | 0 | 0 | 0 | 0 | 0 | 0 | 0 | 0 | 0 | 0 | 0 | 0 | 0 | 0 | 0 | 0 | 0 | 0 | 0 | 0 | 0 | 0 | 0 | 0 | 0 | 0 | 0 | 0 | 0 | 0 |  | 0 | 0 | 0 | 0 | 0 | 0 | 0 | 0 | 0 | 0 | 0 | 0 | 0 | 0 | 0 | 0 | 0 | 0 | 0 | 0 | 0 | 0 | 0 | 0 | 0 | 0 | 0 | 0 | 0 | 0 | 0 | 0 | 0 | 0 | 0 | 0 |  | 1 | 1 | 1 | 1 | 1 | 1 | 1 | 1 | 1 | 0
PG&E NGBA | Logan Creek | 230 | 0 | 0 | 0 | 0 | 0 | 0 | 0 | 0 | 0 | 0 | 0 | 0 | 0 | 0 | 0 | 0 | 0 | 0 | 0 | 0 |  | 0 | 0 | 0 | 0 | 0 | 0 | 0 | 0 | 0 | 0 | 0 | 0 | 0 | 0 | 0 | 0 | 0 | 0 | 0 | 0 | 0 | 0 | 0 | 0 | 0 | 0 | 0 | 0 | 0 | 0 | 0 | 0 | 0 | 0 | 0 | 0 |  | 0 | 0 | 0 | 0 | 0 | 0 | 0 | 0 | 0 | 0 | 0 | 0 | 0 | 0 | 0 | 0 | 0 | 0 | 0 | 0 | 0 | 0 | 0 | 0 | 0 | 0 | 0 | 0 | 0 | 0 | 0 | 0 | 0 | 0 | 0 | 0 |  | 0 | 0 | 0 | 0 | 0 | 0 | 0 | 0 | 0 | 0 | 0 | 0 | 0 | 0 | 0 | 0 | 0 | 0 | 0 | 0 | 0 | 0 | 0 | 0 | 0 | 0 | 0 | 0 | 0 | 0 | 0 | 0 | 0 | 0 | 0 | 0 |  | 0 | 0 | 0 | 0 | 0 | 0 | 0 | 0 | 0 | 0 | 0 | 0 | 9.076 | 0 | 0 | 0 | 0 | 1 | 0 | 0 | 0 | 0 | 0 | 0 | 0 | 0 | 0 | 0 | 0 | 0 | -2 | 0 | 0 | 0 | 0 | 1 |  | 1 | 1 | 1 | 1 | 1 | 1 | 1+ | 1 | 1 | 1
PG&E GBA | Lone Tree | 230 | 0 | 0 | 0 | 0 | 0 | 0 | 0 | 0 | 0 | 0 | 0 | 0 | 0 | 0 | 0 | 0 | 0 | 0 | 0 | 0 |  | 0 | 0 | 0 | 0 | 0 | 0 | 0 | 0 | 0 | 0 | 0 | 0 | 0 | 0 | 0 | 0 | 0 | 0 | 0 | 0 | 0 | 0 | 0 | 0 | 0 | 0 | 0 | 0 | 0 | 0 | 0 | 0 | 0 | 0 | 0 | 0 |  | 0 | 0 | 0 | 0 | 0 | 0 | 0 | 0 | 0 | 0 | 0 | 0 | 0 | 0 | 0 | 0 | 0 | 0 | 0 | 0 | 0 | 0 | 0 | 0 | 0 | 0 | 0 | 0 | 0 | 0 | 0 | 0 | 0 | 0 | 0 | 0 |  | 0 | 0 | 0 | 0 | 0 | 0 | 0 | 0 | 0 | 0 | 0 | 0 | 0 | 0 | 0 | 0 | 0 | 0 | 0 | 0 | 0 | 0 | 0 | 0 | 0 | 0 | 0 | 0 | 0 | 0 | 0 | 0 | 0 | 0 | 0 | 0 |  | 0 | 0 | 0 | 0 | 0 | 0 | 0 | 0 | 0 | 0 | 0 | 0 | 0 | 0 | 0 | 0 | 0 | 0 | 0 | 0 | 0 | 0 | 0 | 0 | 0 | 0 | 0 | 0 | 0 | 0 | 0 | 0 | 0 | 0 | 0 | 0 |  | 1 | 1 | 1 | 1 | 1 | 1 | 1 | 1 | 1 | 0
PG&E FRESNO | Los Banos | 230 | 10 | 0 | 0 | 0 | 0 | 0 | 0 | 0 | 0 | 0 | 0 | 0 | 0 | 0 | 0 | 0 | 540 | 540 | 0 | 1 |  | 0 | 0 | 0 | 0 | 0 | 3.6 | 0 | 0 | 0 | 0 | 0 | 0 | 205 | 74.94 | 254.94 | 0 | 0 | 1 | 2 | 2 | 0 | 0 | 0 | -2 | 0 | 0 | 0 | 0 | 0 | 0 | -2 | 2 | 2 | 0 | 0 | 1 |  | 0 | 0 | 0 | 0 | 0 | 0 | 0 | 0 | 0 | 0 | 0 | 0 | 512 | 374.94 | 561.94 | 0 | 0 | 1 | 2 | 2 | 0 | 0 | 0 | 0 | 0 | 0 | 0 | 0 | 0 | 0 | -2 | 2 | 0 | 0 | 0 | 1 |  | 0 | 0 | 0 | 0 | 0 | 0 | 0 | 0 | 0 | 0 | 0 | 0 | 512 | 474.94 | 661.94 | 0 | 0 | 1 | 2 | 2 | 0 | 0 | 0 | 0 | 0 | 0 | 0 | 0 | 0 | 0 | -2 | 1 | -1 | 0 | 0 | 1 |  | 0 | 0 | 0 | 0 | 0 | 0 | 0 | 0 | 0 | 0 | 0 | 0 | 522 | 474.94 | 661.94 | 0 | 0 | 1 | 2 | 2 | 0 | 0 | 0 | 0 | 0 | 0 | 0 | 0 | 0 | 0 | -2 | 1 | -1 | 0 | 0 | 1 |  | 5- | 1 | 1 | 1 | 1 | 1 | 4+ | 2+ | 1 | 1
PG&E FRESNO | Los Banos | 500 | 0 | 0 | 0 | 0 | 0 | 0 | 0 | 0 | 0 | 0 | 0 | 0 | 110 | 0 | 110 | 0 | 0 | 0 | 0 | 1 |  | 0 | 0 | 0 | 0 | 0 | 0 | 0 | 0 | 0 | 0 | 0 | 0 | 0 | 0 | 0 | 0 | 0 | 0 | 0 | 0 | 0 | 0 | 0 | 0 | 0 | 0 | 0 | 0 | 0 | 2 | 2 | 0 | 0 | 0 | 0 | 1 |  | 0 | 0 | 0 | 0 | 0 | 0 | 0 | 0 | 0 | 0 | 0 | 0 | 1176.1 | 1150 | 1176.1 | 0 | 0 | 1 | 0 | 0 | 0 | 0 | 0 | 0 | 0 | 0 | 0 | 0 | 0 | 2 | -2 | -2 | -2 | 0 | 0 | 1 |  | 0 | 0 | 0 | 0 | 0 | 0 | 0 | 0 | 0 | 0 | 0 | 0 | 1176.1 | 1150 | 1176.1 | 0 | 0 | 1 | 0 | 0 | 0 | 0 | 0 | 0 | 0 | 0 | 0 | 0 | 0 | 2 | -2 | -2 | -2 | 0 | 0 | 1 |  | 0 | 0 | 0 | 0 | 0 | 0 | 0 | 1982.594 | 0 | 0 | 0 | 0 | 1798.06 | 1150 | 3158.694 | 0 | 0 | 1 | 0 | 0 | 0 | 0 | 0 | 0 | 0 | -2 | 0 | 0 | 0 | 2 | -2 | -2 | -2 | 0 | 0 | 1 |  | 1 | 1 | 1 | 1+ | 1 | 1 | 4+ | 4+ | 1 | 1
SDGE | Los Coches | 138 | 0 | 0 | 0 | 0 | 0 | 0 | 0 | 0 | 0 | 0 | 0 | 0 | 0 | 0 | 0 | 0 | 0 | 0 | 0 | 0 |  | 0 | 0 | 0 | 0 | 0 | 0 | 0 | 0 | 0 | 0 | 0 | 0 | 0 | 0 | 0 | 0 | 0 | 0 | 0 | 0 | 0 | 0 | 0 | 0 | 0 | 0 | 0 | 0 | 0 | 0 | 0 | 0 | 0 | 0 | 0 | 0 |  | 0 | 0 | 0 | 0 | 0 | 0 | 0 | 0 | 0 | 0 | 0 | 0 | 0 | 0 | 0 | 0 | 0 | 0 | 0 | 0 | 0 | 0 | 0 | 0 | 0 | 0 | 0 | 0 | 0 | 0 | 0 | 0 | 0 | 0 | 0 | 0 |  | 0 | 0 | 0 | 0 | 0 | 0 | 0 | 0 | 0 | 0 | 0 | 0 | 0 | 0 | 0 | 0 | 0 | 0 | 0 | 0 | 0 | 0 | 0 | 0 | 0 | 0 | 0 | 0 | 0 | 0 | 0 | 0 | 0 | 0 | 0 | 0 |  | 0 | 0 | 0 | 0 | 0 | 2.8 | 0 | 0 | 0 | 0 | 0 | 0 | 0 | 0 | 0 | 0 | 0 | 1 | 0 | 0 | 0 | 0 | 0 | -2 | 0 | 0 | 0 | 0 | 0 | 0 | 0 | 0 | 0 | 0 | 0 | 1 |  | 1 | 1 | 1+ | 1 | 1 | 1 | 1 | 1 | 1 | 1
SDGE | Los Coches | 69 | 0 | 0 | 0 | 0 | 0 | 0 | 0 | 0 | 0 | 0 | 0 | 0 | 0 | 0 | 0 | 0 | 0 | 0 | 0 | 0 |  | 0 | 0 | 0 | 0 | 0 | 0 | 0 | 0 | 0 | 0 | 0 | 0 | 0 | 0 | 0 | 0 | 0 | 0 | 0 | 0 | 0 | 0 | 0 | 0 | 0 | 0 | 0 | 0 | 0 | 0 | 0 | 0 | 0 | 0 | 0 | 0 |  | 0 | 0 | 0 | 0 | 0 | 0 | 0 | 0 | 0 | 0 | 0 | 0 | 0 | 0 | 0 | 0 | 0 | 0 | 0 | 0 | 0 | 0 | 0 | 0 | 0 | 0 | 0 | 0 | 0 | 0 | 0 | 0 | 0 | 0 | 0 | 0 |  | 0 | 0 | 0 | 0 | 0 | 0 | 0 | 0 | 0 | 0 | 0 | 0 | 0 | 0 | 0 | 0 | 0 | 0 | 0 | 0 | 0 | 0 | 0 | 0 | 0 | 0 | 0 | 0 | 0 | 0 | 0 | 0 | 0 | 0 | 0 | 0 |  | 0 | 0 | 0 | 0 | 0 | 0 | 0 | 0 | 0 | 0 | 0 | 0 | 0 | 0 | 0 | 0 | 0 | 0 | 0 | 0 | 0 | 0 | 0 | 0 | 0 | 0 | 0 | 0 | 0 | 0 | 0 | 0 | 0 | 0 | 0 | 0 |  | 1 | 1 | 1 | 1 | 1 | 1 | 1 | 1 | 1 | 0
PG&E GBA | Los Esteros | 115 | 0 | 0 | 0 | 0 | 0 | 0 | 0 | 0 | 0 | 0 | 0 | 0 | 0 | 0 | 0 | 0 | 0 | 0 | 0 | 0 |  | 0 | 0 | 0 | 0 | 0 | 0 | 0 | 0 | 0 | 0 | 0 | 0 | 0 | 3 | 3 | 0 | 0 | 1 | 0 | 0 | 0 | 0 | 0 | 0 | 0 | 0 | 0 | 0 | 0 | 0 | 0 | -2 | -2 | 0 | 0 | 1 |  | 0 | 0 | 0 | 0 | 0 | 0 | 0 | 0 | 0 | 0 | 0 | 0 | 0 | 0 | 0 | 0 | 0 | 0 | 0 | 0 | 0 | 0 | 0 | 0 | 0 | 0 | 0 | 0 | 0 | 0 | 0 | 0 | 0 | 0 | 0 | 0 |  | 0 | 0 | 0 | 0 | 0 | 0 | 0 | 0 | 0 | 0 | 0 | 0 | 0 | 3 | 3 | 0 | 0 | 1 | 0 | 0 | 0 | 0 | 0 | 0 | 0 | 0 | 0 | 0 | 0 | 0 | 0 | 0 | 0 | 0 | 0 | 0 |  | 0 | 0 | 0 | 0 | 0 | 0 | 0 | 307.62 | 0 | 0 | 0 | 0 | 7 | 3 | 310.62 | 0 | 0 | 1 | 0 | 0 | 0 | 0 | 0 | 0 | 0 | -2 | 0 | 0 | 0 | 0 | -2 | 0 | -2 | 0 | 0 | 1 |  | 1 | 1 | 1 | 1+ | 1 | 1 | 1+ | 1+ | 1 | 1
PG&E GBA | Los Esteros | 230 | 0 | 0 | 0 | 0 | 0 | 0 | 0 | 0 | 0 | 0 | 0 | 0 | 0 | 0 | 0 | 0 | 0 | 0 | 0 | 0 |  | 0 | 0 | 0 | 0 | 0 | 0 | 0 | 0 | 0 | 0 | 0 | 0 | 0 | 200 | 200 | 0 | 0 | 1 | 0 | 0 | 0 | 0 | 0 | 0 | 0 | 0 | 0 | 0 | 0 | 0 | 0 | -2 | -2 | 0 | 0 | 1 |  | 0 | 0 | 0 | 0 | 0 | 0 | 0 | 0 | 0 | 0 | 0 | 0 | 0 | 200 | 200 | 0 | 0 | 1 | 0 | 0 | 0 | 0 | 0 | 0 | 0 | 0 | 0 | 0 | 0 | 0 | 0 | -2 | -2 | 0 | 0 | 1 |  | 0 | 0 | 0 | 0 | 0 | 0 | 0 | 0 | 0 | 0 | 0 | 0 | 0 | 200 | 200 | 0 | 0 | 1 | 0 | 0 | 0 | 0 | 0 | 0 | 0 | 0 | 0 | 0 | 0 | 0 | 0 | -2 | -2 | 0 | 0 | 1 |  | 0 | 0 | 0 | 0 | 0 | 0 | 0 | 0 | 0 | 0 | 0 | 0 | 0 | 200 | 200 | 0 | 0 | 1 | 0 | 0 | 0 | 0 | 0 | 0 | 0 | 0 | 0 | 0 | 0 | 0 | 0 | -2 | -2 | 0 | 0 | 1 |  | 1 | 1 | 1 | 1 | 1 | 1 | 1 | 4+ | 1 | 1
PG&E GBA | Los Positas | 230 | 0 | 0 | 0 | 0 | 0 | 0 | 0 | 0 | 0 | 0 | 0 | 0 | 0 | 0 | 0 | 0 | 0 | 0 | 0 | 0 |  | 0 | 0 | 0 | 0 | 0 | 0 | 0 | 0 | 0 | 0 | 0 | 0 | 0 | 0 | 0 | 0 | 0 | 0 | 0 | 0 | 0 | 0 | 0 | 0 | 0 | 0 | 0 | 0 | 0 | 0 | 0 | 0 | 0 | 0 | 0 | 0 |  | 0 | 0 | 0 | 0 | 0 | 0 | 0 | 0 | 0 | 0 | 0 | 0 | 0 | 0 | 0 | 0 | 0 | 0 | 0 | 0 | 0 | 0 | 0 | 0 | 0 | 0 | 0 | 0 | 0 | 0 | 0 | 0 | 0 | 0 | 0 | 0 |  | 0 | 0 | 0 | 0 | 0 | 0 | 0 | 0 | 0 | 0 | 0 | 0 | 0 | 0 | 0 | 0 | 0 | 0 | 0 | 0 | 0 | 0 | 0 | 0 | 0 | 0 | 0 | 0 | 0 | 0 | 0 | 0 | 0 | 0 | 0 | 0 |  | 0 | 0 | 0 | 0 | 0 | 0 | 0 | 0 | 0 | 0 | 0 | 0 | 0 | 0 | 0 | 0 | 0 | 0 | 0 | 0 | 0 | 0 | 0 | 0 | 0 | 0 | 0 | 0 | 0 | 0 | 0 | 0 | 0 | 0 | 0 | 0 |  | 1 | 1 | 1 | 1 | 1 | 1 | 1 | 1 | 1 | 0
PG&E GBA | Los Positas | 60 | 0 | 0 | 0 | 0 | 0 | 0 | 0 | 0 | 0 | 0 | 0 | 0 | 0 | 0 | 0 | 0 | 0 | 0 | 0 | 0 |  | 0 | 0 | 0 | 0 | 0 | 0 | 0 | 0 | 0 | 0 | 0 | 0 | 0 | 0 | 0 | 0 | 0 | 0 | 0 | 0 | 0 | 0 | 0 | 0 | 0 | 0 | 0 | 0 | 0 | 0 | 0 | 0 | 0 | 0 | 0 | 0 |  | 0 | 0 | 0 | 0 | 0 | 0 | 0 | 0 | 0 | 0 | 0 | 0 | 0 | 0 | 0 | 0 | 0 | 0 | 0 | 0 | 0 | 0 | 0 | 0 | 0 | 0 | 0 | 0 | 0 | 0 | 0 | 0 | 0 | 0 | 0 | 0 |  | 0 | 0 | 0 | 0 | 0 | 0 | 0 | 0 | 0 | 0 | 0 | 0 | 0 | 0 | 0 | 0 | 0 | 0 | 0 | 0 | 0 | 0 | 0 | 0 | 0 | 0 | 0 | 0 | 0 | 0 | 0 | 0 | 0 | 0 | 0 | 0 |  | 0 | 0 | 0 | 0 | 0 | 0 | 0 | 0 | 0 | 0 | 0 | 0 | 0 | 0 | 0 | 0 | 0 | 0 | 0 | 0 | 0 | 0 | 0 | 0 | 0 | 0 | 0 | 0 | 0 | 0 | 0 | 0 | 0 | 0 | 0 | 0 |  | 1 | 1 | 1 | 1 | 1 | 1 | 1 | 1 | 1 | 0
SDGE | Loveland | 69 | 0 | 0 | 0 | 0 | 0 | 0 | 0 | 0 | 0 | 0 | 0 | 0 | 0 | 0 | 0 | 0 | 0 | 0 | 0 | 0 |  | 0 | 0 | 0 | 0 | 0 | 0 | 0 | 0 | 0 | 0 | 0 | 0 | 0 | 0 | 0 | 0 | 0 | 0 | 0 | 0 | 0 | 0 | 0 | 0 | 0 | 0 | 0 | 0 | 0 | 0 | 0 | 0 | 0 | 0 | 0 | 0 |  | 0 | 0 | 0 | 0 | 0 | 0 | 0 | 0 | 0 | 0 | 0 | 0 | 0 | 0 | 0 | 0 | 0 | 0 | 0 | 0 | 0 | 0 | 0 | 0 | 0 | 0 | 0 | 0 | 0 | 0 | 0 | 0 | 0 | 0 | 0 | 0 |  | 0 | 0 | 0 | 0 | 0 | 0 | 0 | 0 | 0 | 0 | 0 | 0 | 0 | 0 | 0 | 0 | 0 | 0 | 0 | 0 | 0 | 0 | 0 | 0 | 0 | 0 | 0 | 0 | 0 | 0 | 0 | 0 | 0 | 0 | 0 | 0 |  | 0 | 0 | 0 | 0 | 0 | 0 | 0 | 0 | 0 | 0 | 0 | 0 | 0 | 0 | 0 | 0 | 0 | 0 | 0 | 0 | 0 | 0 | 0 | 0 | 0 | 0 | 0 | 0 | 0 | 0 | 0 | 0 | 0 | 0 | 0 | 0 |  | 1 | 1 | 1 | 1 | 1 | 1 | 1 | 1 | 1 | 0
SCE NOL | Lugo | 230 | 0 | 0 | 0 | 0 | 0 | 0 | 0 | 0 | 0 | 0 | 0 | 0 | 0 | 0 | 0 | 150 | 0 | 150 | 286 | 1 |  | 0 | 0 | 0 | 0 | 0 | 0 | 0 | 0 | 0 | 0 | 0 | 0 | 0 | 0 | 0 | 0 | 0 | 0 | 0 | 0 | 0 | 0 | 0 | 0 | 0 | 0 | 0 | 0 | 0 | 0 | 0 | 2 | 2 | 2 | 2 | 1 |  | 0 | 0 | 0 | 0 | 0 | 0 | 0 | 0 | 0 | 0 | 0 | 0 | 0 | 0 | 0 | 0 | 0 | 0 | 0 | 0 | 0 | 0 | 0 | 0 | 0 | 0 | 0 | 0 | 0 | 0 | 0 | 2 | 2 | 2 | 2 | 1 |  | 0 | 0 | 0 | 0 | 0 | 0 | 0 | 0 | 0 | 0 | 0 | 0 | 0 | 0 | 0 | 0 | 0 | 0 | 0 | 0 | 0 | 0 | 0 | 0 | 0 | 0 | 0 | 0 | 0 | 0 | 0 | 2 | 2 | 2 | 2 | 1 |  | 0 | 0 | 0 | 0 | 0 | 480 | 0 | 480 | 0 | 0 | 0 | 0 | 100 | 0 | 0 | 0 | 0 | 1 | 0 | 0 | 0 | 0 | 0 | -2 | 0 | -2 | 0 | 0 | 0 | 0 | -2 | 2 | 2 | 2 | 2 | 1 |  | 1 | 1 | 1+ | 1+ | 1 | 1 | 1+ | 5- | 5- | 1
SCE Metro | Lugo | 500 | 0 | 0 | 0 | 0 | 0 | 3000 | 0 | 3000 | 0 | 0 | 0 | 0 | 0 | 0 | 0 | 0 | 150 | 150 | 0 | 1 |  | 0 | 0 | 0 | 0 | 0 | 0 | 0 | 0 | 0 | 0 | 0 | 0 | 0 | 0 | 0 | 0 | 0 | 0 | 0 | 0 | 0 | 0 | 0 | 0 | 2 | 2 | 0 | 0 | 0 | 0 | 0 | 2 | 2 | 0 | 0 | 1 |  | 0 | 0 | 0 | 0 | 0 | 0 | 0 | 0 | 0 | 0 | 0 | 0 | 0 | 0 | 0 | 0 | 0 | 0 | 0 | 0 | 0 | 0 | 0 | 0 | 2 | 2 | 0 | 0 | 0 | 0 | 0 | 2 | 2 | 0 | 0 | 1 |  | 0 | 0 | 0 | 0 | 0 | 0 | 0 | 0 | 0 | 0 | 0 | 0 | 0 | 500 | 512.58 | 0 | 0 | 1 | 0 | 0 | 0 | 0 | 0 | 0 | 2 | 2 | 0 | 0 | 0 | 0 | 0 | -2 | -2 | 0 | 0 | 1 |  | 0 | 0 | 0 | 0 | 0 | 0 | 0 | 5344.8787 | 0 | 0 | 0 | 0 | 0 | 500 | 5857.4587 | 0 | 516.8 | 1 | 0 | 0 | 0 | 0 | 0 | 0 | 2 | -2 | 0 | 0 | 0 | 0 | 0 | -2 | -2 | 0 | -2 | 1 |  | 1 | 1 | 1 | 3- | 1 | 1 | 1 | 4+ | 1+ | 1
PG&E FRESNO | Madera | 70 | 0 | 0 | 0 | 0 | 0 | 0 | 0 | 0 | 0 | 0 | 0 | 0 | 0 | 0 | 0 | 0 | 0 | 0 | 0 | 0 |  | 0 | 0 | 0 | 0 | 0 | 0 | 0 | 0 | 0 | 0 | 0 | 0 | 0 | 0 | 0 | 0 | 0 | 0 | 0 | 0 | 0 | 0 | 0 | 0 | 0 | 0 | 0 | 0 | 0 | 0 | 0 | 0 | 0 | 0 | 0 | 0 |  | 0 | 0 | 0 | 0 | 0 | 0 | 0 | 0 | 0 | 0 | 0 | 0 | 0 | 0 | 0 | 0 | 0 | 0 | 0 | 0 | 0 | 0 | 0 | 0 | 0 | 0 | 0 | 0 | 0 | 0 | 0 | 0 | 0 | 0 | 0 | 0 |  | 0 | 0 | 0 | 0 | 0 | 0 | 0 | 0 | 0 | 0 | 0 | 0 | 0 | 0 | 0 | 0 | 0 | 0 | 0 | 0 | 0 | 0 | 0 | 0 | 0 | 0 | 0 | 0 | 0 | 0 | 0 | 0 | 0 | 0 | 0 | 0 |  | 0 | 0 | 0 | 0 | 0 | 0 | 0 | 0 | 0 | 0 | 0 | 0 | 0 | 0 | 0 | 0 | 0 | 0 | 0 | 0 | 0 | 0 | 0 | 0 | 0 | 0 | 0 | 0 | 0 | 0 | 0 | 0 | 0 | 0 | 0 | 0 |  | 1 | 1 | 1 | 1 | 1 | 1 | 1 | 1 | 1 | 0
PG&E NGBA | Madison | 115 | 0 | 0 | 0 | 95 | 95 | 0 | 0 | 0 | 0 | 0 | 0 | 0 | 0 | 110 | 110 | 0 | 0 | 0 | 0 | 1 |  | 0 | 0 | 0 | 0 | 0 | 0 | 0 | 0 | 0 | 0 | 0 | 0 | 0 | 0 | 0 | 0 | 0 | 0 | 0 | 0 | 0 | 0 | 0 | 2 | 0 | 0 | 0 | 0 | 0 | 0 | 2 | 0 | 0 | 0 | 0 | 1 |  | 0 | 0 | 0 | 0 | 0 | 0 | 0 | 0 | 0 | 0 | 0 | 0 | 0 | 0 | 0 | 0 | 0 | 0 | 0 | 0 | 0 | 0 | 0 | 2 | 0 | 0 | 0 | 0 | 0 | 0 | 2 | 0 | 0 | 0 | 0 | 1 |  | 0 | 0 | 0 | 0 | 0 | 0 | 0 | 0 | 0 | 0 | 0 | 0 | 0 | 0 | 0 | 0 | 0 | 0 | 0 | 0 | 0 | 0 | 0 | 2 | 0 | 0 | 0 | 0 | 0 | 0 | 2 | 0 | 0 | 0 | 0 | 1 |  | 0 | 0 | 0 | 0 | 0 | 0 | 0 | 0 | 0 | 0 | 0 | 0 | 0 | 0 | 0 | 0 | 0 | 0 | 0 | 0 | 0 | 0 | 0 | 2 | 0 | 0 | 0 | 0 | 0 | 0 | 2 | 0 | 0 | 0 | 0 | 1 |  | 1 | 1 | 5- | 1 | 1 | 1 | 5- | 1 | 1 | 1
PG&E KERN | Magunden | 115 | 0 | 0 | 0 | 0 | 0 | 0 | 0 | 0 | 0 | 0 | 0 | 0 | 105 | 115 | 220 | 0 | 0 | 0 | 0 | 1 |  | 0 | 0 | 0 | 0 | 0 | 0 | 0 | 0 | 0 | 0 | 0 | 0 | 0 | 0 | 0 | 0 | 0 | 0 | 0 | 0 | 0 | 0 | 0 | 0 | 0 | 0 | 0 | 0 | 0 | 2 | 2 | 0 | 0 | 0 | 0 | 1 |  | 0 | 0 | 0 | 0 | 0 | 0 | 0 | 0 | 0 | 0 | 0 | 0 | 0 | 0 | 0 | 0 | 0 | 0 | 0 | 0 | 0 | 0 | 0 | 0 | 0 | 0 | 0 | 0 | 0 | 2 | 2 | 0 | 0 | 0 | 0 | 1 |  | 0 | 0 | 0 | 0 | 0 | 0 | 0 | 0 | 0 | 0 | 0 | 0 | 0 | 0 | 0 | 0 | 0 | 0 | 0 | 0 | 0 | 0 | 0 | 0 | 0 | 0 | 0 | 0 | 0 | 2 | 2 | 0 | 0 | 0 | 0 | 1 |  | 0 | 0 | 0 | 0 | 0 | 0 | 0 | 0 | 0 | 0 | 0 | 0 | 0 | 0 | 0 | 0 | 0 | 0 | 0 | 0 | 0 | 0 | 0 | 0 | 0 | 0 | 0 | 0 | 0 | 2 | 2 | 0 | 0 | 0 | 0 | 1 |  | 1 | 1 | 1 | 1 | 1 | 1 | 5- | 1 | 1 | 1
SCE Northern | Magunden | 230 | 0 | 0 | 0 | 0 | 0 | 0 | 0 | 0 | 0 | 0 | 0 | 0 | 0 | 0 | 0 | 0 | 0 | 0 | 0 | 0 |  | 0 | 0 | 0 | 0 | 0 | 0 | 0 | 0 | 0 | 0 | 0 | 0 | 0 | 0 | 0 | 0 | 0 | 0 | 0 | 0 | 0 | 0 | 0 | 0 | 0 | 0 | 0 | 0 | 0 | 0 | 0 | 0 | 0 | 0 | 0 | 0 |  | 0 | 0 | 0 | 0 | 0 | 0 | 0 | 0 | 0 | 0 | 0 | 0 | 0 | 0 | 0 | 0 | 0 | 0 | 0 | 0 | 0 | 0 | 0 | 0 | 0 | 0 | 0 | 0 | 0 | 0 | 0 | 0 | 0 | 0 | 0 | 0 |  | 0 | 0 | 0 | 0 | 0 | 0 | 0 | 0 | 0 | 0 | 0 | 0 | 0 | 0 | 0 | 0 | 0 | 0 | 0 | 0 | 0 | 0 | 0 | 0 | 0 | 0 | 0 | 0 | 0 | 0 | 0 | 0 | 0 | 0 | 0 | 0 |  | 0 | 0 | 0 | 0 | 0 | 0 | 0 | 0 | 0 | 0 | 0 | 0 | 0 | 0 | 0 | 0 | 0 | 0 | 0 | 0 | 0 | 0 | 0 | 0 | 0 | 0 | 0 | 0 | 0 | 0 | 0 | 0 | 0 | 0 | 0 | 0 |  | 1 | 1 | 1 | 1 | 1 | 1 | 1 | 1 | 1 | 0
PG&E FRESNO | Malaga | 115 | 0 | 0 | 0 | 0 | 0 | 0 | 0 | 0 | 0 | 0 | 0 | 0 | 0 | 0 | 0 | 0 | 0 | 0 | 0 | 0 |  | 0 | 0 | 0 | 0 | 0 | 0 | 0 | 0 | 0 | 0 | 0 | 0 | 0 | 0 | 0 | 0 | 0 | 0 | 0 | 0 | 0 | 0 | 0 | 0 | 0 | 0 | 0 | 0 | 0 | 0 | 0 | 0 | 0 | 0 | 0 | 0 |  | 0 | 0 | 0 | 0 | 0 | 0 | 0 | 0 | 0 | 0 | 0 | 0 | 4.494 | 0 | 0 | 0 | 0 | 1 | 0 | 0 | 0 | 0 | 0 | 0 | 0 | 0 | 0 | 0 | 0 | 0 | -2 | 0 | 0 | 0 | 0 | 1 |  | 0 | 0 | 0 | 0 | 0 | 0 | 0 | 0 | 0 | 0 | 0 | 0 | 4.494 | 0 | 0 | 0 | 0 | 1 | 0 | 0 | 0 | 0 | 0 | 0 | 0 | 0 | 0 | 0 | 0 | 0 | -1 | 0 | 0 | 0 | 0 | 1 |  | 0 | 0 | 0 | 0 | 0 | 0 | 0 | 0 | 0 | 0 | 0 | 0 | 4.494 | 0 | 0 | 0 | 0 | 1 | 0 | 0 | 0 | 0 | 0 | 0 | 0 | 0 | 0 | 0 | 0 | 0 | -2 | 0 | 0 | 0 | 0 | 1 |  | 1 | 1 | 1 | 1 | 1 | 1 | 4+ | 1 | 1 | 1
PG&E NGBA | Malin | 500 | 1590 | 0 | 0 | 0 | 0 | 0 | 0 | 0 | 0 | 0 | 0 | 0 | 0 | 0 | 0 | 0 | 0 | 0 | 0 | 1 |  | 0 | 0 | 0 | 0 | 0 | 0 | 0 | 0 | 0 | 0 | 0 | 0 | 0 | 0 | 0 | 0 | 0 | 0 | 2 | 2 | 0 | 0 | 0 | 0 | 0 | 0 | 0 | 0 | 0 | 0 | 0 | 0 | 0 | 0 | 0 | 1 |  | 0 | 0 | 0 | 0 | 0 | 0 | 0 | 0 | 0 | 0 | 0 | 0 | 0 | 0 | 0 | 0 | 0 | 0 | 2 | 2 | 0 | 0 | 0 | 0 | 0 | 0 | 0 | 0 | 0 | 0 | 0 | 0 | 0 | 0 | 0 | 1 |  | 0 | 0 | 0 | 0 | 0 | 0 | 0 | 0 | 0 | 0 | 0 | 0 | 0 | 0 | 0 | 0 | 0 | 0 | 2 | 2 | 0 | 0 | 0 | 0 | 0 | 0 | 0 | 0 | 0 | 0 | 0 | 0 | 0 | 0 | 0 | 1 |  | 0 | 0 | 0 | 0 | 0 | 0 | 0 | 0 | 0 | 0 | 0 | 0 | 0 | 0 | 0 | 0 | 415 | 1 | 2 | 2 | 0 | 0 | 0 | 0 | 0 | 0 | 0 | 0 | 0 | 0 | 0 | 0 | 0 | 0 | -2 | 1 |  | 5- | 1 | 1 | 1 | 1 | 1 | 1 | 1 | 1+ | 1
SCE Northern | Mandalay | 230 | 0 | 0 | 0 | 0 | 0 | 0 | 0 | 0 | 0 | 0 | 0 | 0 | 0 | 0 | 0 | 0 | 0 | 0 | 0 | 0 |  | 0 | 0 | 0 | 0 | 0 | 0 | 0 | 0 | 0 | 0 | 0 | 0 | 0 | 400 | 409 | 0 | 0 | 1 | 0 | 0 | 0 | 0 | 0 | 0 | 0 | 0 | 0 | 0 | 0 | 0 | 0 | -2 | -2 | 0 | 0 | 1 |  | 0 | 0 | 0 | 0 | 0 | 0 | 0 | 0 | 0 | 0 | 0 | 0 | 0 | 0 | 0 | 0 | 0 | 0 | 0 | 0 | 0 | 0 | 0 | 0 | 0 | 0 | 0 | 0 | 0 | 0 | 0 | 0 | 0 | 0 | 0 | 0 |  | 0 | 0 | 0 | 0 | 0 | 0 | 0 | 0 | 0 | 0 | 0 | 0 | 0 | 400 | 409 | 0 | 0 | 1 | 0 | 0 | 0 | 0 | 0 | 0 | 0 | 0 | 0 | 0 | 0 | 0 | 0 | -2 | -2 | 0 | 0 | 1 |  | 0 | 0 | 0 | 0 | 0 | 0 | 0 | 0 | 0 | 0 | 0 | 0 | 0 | 400 | 409 | 0 | 0 | 1 | 0 | 0 | 0 | 0 | 0 | 0 | 0 | 0 | 0 | 0 | 0 | 0 | 0 | -2 | -2 | 0 | 0 | 1 |  | 1 | 1 | 1 | 1 | 1 | 1 | 1 | 4+ | 1 | 1
PG&E FRESNO | Manning | 230 | 0 | 0 | 0 | 0 | 0 | 0 | 0 | 0 | 0 | 0 | 0 | 0 | 100 | 0 | 100 | 0 | 0 | 0 | 0 | 1 |  | 0 | 0 | 0 | 0 | 0 | 0 | 0 | 0 | 0 | 0 | 0 | 0 | 0 | 0 | 0 | 0 | 0 | 0 | 0 | 0 | 0 | 0 | 0 | 0 | 0 | 0 | 0 | 0 | 0 | 2 | 2 | 0 | 0 | 0 | 0 | 1 |  | 0 | 0 | 0 | 0 | 0 | 0 | 0 | 0 | 0 | 0 | 0 | 0 | 0 | 0 | 0 | 0 | 0 | 0 | 0 | 0 | 0 | 0 | 0 | 0 | 0 | 0 | 0 | 0 | 0 | 2 | 2 | 0 | 0 | 0 | 0 | 1 |  | 0 | 0 | 0 | 0 | 0 | 0 | 0 | 0 | 0 | 0 | 0 | 0 | 0 | 0 | 0 | 0 | 0 | 0 | 0 | 0 | 0 | 0 | 0 | 0 | 0 | 0 | 0 | 0 | 0 | 2 | 2 | 0 | 0 | 0 | 0 | 1 |  | 0 | 0 | 0 | 0 | 0 | 0 | 0 | 0 | 0 | 0 | 0 | 0 | 9 | 0 | 0 | 0 | 0 | 1 | 0 | 0 | 0 | 0 | 0 | 0 | 0 | 0 | 0 | 0 | 0 | 2 | 2 | 0 | 0 | 0 | 0 | 1 |  | 1 | 1 | 1 | 1 | 1 | 1 | 5- | 1 | 1 | 1
PG&E FRESNO | Manning | 500 | 0 | 0 | 0 | 0 | 0 | 0 | 0 | 0 | 0 | 0 | 0 | 0 | 0 | 0 | 0 | 0 | 0 | 0 | 0 | 0 |  | 0 | 0 | 0 | 0 | 0 | 0 | 0 | 0 | 0 | 0 | 0 | 0 | 0 | 0 | 0 | 0 | 0 | 0 | 0 | 0 | 0 | 0 | 0 | 0 | 0 | 0 | 0 | 0 | 0 | 0 | 0 | 0 | 0 | 0 | 0 | 0 |  | 0 | 0 | 0 | 0 | 0 | 0 | 0 | 0 | 0 | 0 | 0 | 0 | 0 | 0 | 0 | 0 | 0 | 0 | 0 | 0 | 0 | 0 | 0 | 0 | 0 | 0 | 0 | 0 | 0 | 0 | 0 | 0 | 0 | 0 | 0 | 0 |  | 0 | 0 | 0 | 0 | 0 | 0 | 0 | 0 | 0 | 0 | 0 | 0 | 0 | 0 | 0 | 0 | 0 | 0 | 0 | 0 | 0 | 0 | 0 | 0 | 0 | 0 | 0 | 0 | 0 | 0 | 0 | 0 | 0 | 0 | 0 | 0 |  | 0 | 0 | 0 | 0 | 0 | 0 | 0 | 3880.05 | 0 | 0 | 0 | 0 | 2710.875 | 0 | 3880.05 | 0 | 0 | 1 | 0 | 0 | 0 | 0 | 0 | 0 | 0 | -2 | 0 | 0 | 0 | 0 | -2 | 0 | -2 | 0 | 0 | 1 |  | 1 | 1 | 1 | 1+ | 1 | 1 | 1+ | 1+ | 1 | 1
PG&E GBA | Manteca | 115 | 0 | 0 | 0 | 0 | 0 | 0 | 0 | 0 | 0 | 0 | 0 | 0 | 0 | 0 | 0 | 0 | 0 | 0 | 0 | 0 |  | 0 | 0 | 0 | 0 | 0 | 0 | 0 | 0 | 0 | 0 | 0 | 0 | 0 | 0 | 0 | 0 | 0 | 0 | 0 | 0 | 0 | 0 | 0 | 0 | 0 | 0 | 0 | 0 | 0 | 0 | 0 | 0 | 0 | 0 | 0 | 0 |  | 0 | 0 | 0 | 0 | 0 | 0 | 0 | 0 | 0 | 0 | 0 | 0 | 0 | 0 | 0 | 0 | 0 | 0 | 0 | 0 | 0 | 0 | 0 | 0 | 0 | 0 | 0 | 0 | 0 | 0 | 0 | 0 | 0 | 0 | 0 | 0 |  | 0 | 0 | 0 | 0 | 0 | 0 | 0 | 0 | 0 | 0 | 0 | 0 | 0 | 0 | 0 | 0 | 0 | 0 | 0 | 0 | 0 | 0 | 0 | 0 | 0 | 0 | 0 | 0 | 0 | 0 | 0 | 0 | 0 | 0 | 0 | 0 |  | 0 | 0 | 0 | 0 | 0 | 0 | 0 | 0 | 0 | 0 | 0 | 0 | 0 | 0 | 0 | 0 | 0 | 0 | 0 | 0 | 0 | 0 | 0 | 0 | 0 | 0 | 0 | 0 | 0 | 0 | 0 | 0 | 0 | 0 | 0 | 0 |  | 1 | 1 | 1 | 1 | 1 | 1 | 1 | 1 | 1 | 0
SDGE | Margarita | 138 | 0 | 0 | 0 | 0 | 0 | 0 | 0 | 0 | 0 | 0 | 0 | 0 | 90 | 0 | 90 | 0 | 0 | 0 | 0 | 1 |  | 0 | 0 | 0 | 0 | 0 | 0 | 0 | 0 | 0 | 0 | 0 | 0 | 0 | 0 | 0 | 0 | 0 | 0 | 0 | 0 | 0 | 0 | 0 | 0 | 0 | 0 | 0 | 0 | 0 | 2 | 2 | 0 | 0 | 0 | 0 | 1 |  | 0 | 0 | 0 | 0 | 0 | 0 | 0 | 0 | 0 | 0 | 0 | 0 | 0 | 0 | 0 | 0 | 0 | 0 | 0 | 0 | 0 | 0 | 0 | 0 | 0 | 0 | 0 | 0 | 0 | 2 | 2 | 0 | 0 | 0 | 0 | 1 |  | 0 | 0 | 0 | 0 | 0 | 0 | 0 | 0 | 0 | 0 | 0 | 0 | 0 | 0 | 0 | 0 | 0 | 0 | 0 | 0 | 0 | 0 | 0 | 0 | 0 | 0 | 0 | 0 | 0 | 2 | 2 | 0 | 0 | 0 | 0 | 1 |  | 0 | 0 | 0 | 0 | 0 | 0 | 0 | 123.405 | 0 | 0 | 0 | 0 | 0 | 0 | 123.405 | 0 | 0 | 1 | 0 | 0 | 0 | 0 | 0 | 0 | 0 | -2 | 0 | 0 | 0 | 2 | 2 | 0 | -2 | 0 | 0 | 1 |  | 1 | 1 | 1 | 1+ | 1 | 1 | 5- | 1+ | 1 | 1
PG&E GBA | Martin | 230 | 0 | 0 | 0 | 0 | 0 | 0 | 0 | 0 | 0 | 0 | 0 | 0 | 0 | 0 | 0 | 0 | 0 | 0 | 0 | 0 |  | 0 | 0 | 0 | 0 | 0 | 0 | 0 | 0 | 0 | 0 | 0 | 0 | 0 | 0 | 0 | 0 | 0 | 0 | 0 | 0 | 0 | 0 | 0 | 0 | 0 | 0 | 0 | 0 | 0 | 0 | 0 | 0 | 0 | 0 | 0 | 0 |  | 0 | 0 | 0 | 0 | 0 | 0 | 0 | 0 | 0 | 0 | 0 | 0 | 0 | 0 | 0 | 0 | 0 | 0 | 0 | 0 | 0 | 0 | 0 | 0 | 0 | 0 | 0 | 0 | 0 | 0 | 0 | 0 | 0 | 0 | 0 | 0 |  | 0 | 0 | 0 | 0 | 0 | 0 | 0 | 0 | 0 | 0 | 0 | 0 | 0 | 0 | 0 | 0 | 0 | 0 | 0 | 0 | 0 | 0 | 0 | 0 | 0 | 0 | 0 | 0 | 0 | 0 | 0 | 0 | 0 | 0 | 0 | 0 |  | 0 | 0 | 0 | 0 | 0 | 0 | 0 | 0 | 0 | 0 | 0 | 0 | 0 | 0 | 0 | 0 | 0 | 0 | 0 | 0 | 0 | 0 | 0 | 0 | 0 | 0 | 0 | 0 | 0 | 0 | 0 | 0 | 0 | 0 | 0 | 0 |  | 1 | 1 | 1 | 1 | 1 | 1 | 1 | 1 | 1 | 0
PG&E GBA | Martin | 115 | 0 | 0 | 0 | 0 | 0 | 0 | 0 | 0 | 0 | 0 | 0 | 0 | 0 | 0 | 0 | 0 | 0 | 0 | 0 | 0 |  | 0 | 0 | 0 | 0 | 0 | 0 | 0 | 0 | 0 | 0 | 0 | 0 | 0 | 62 | 62 | 0 | 0 | 1 | 0 | 0 | 0 | 0 | 0 | 0 | 0 | 0 | 0 | 0 | 0 | 0 | 0 | -2 | -2 | 0 | 0 | 1 |  | 0 | 0 | 0 | 0 | 0 | 0 | 0 | 0 | 0 | 0 | 0 | 0 | 0 | 62 | 62 | 0 | 0 | 1 | 0 | 0 | 0 | 0 | 0 | 0 | 0 | 0 | 0 | 0 | 0 | 0 | 0 | -2 | -2 | 0 | 0 | 1 |  | 0 | 0 | 0 | 0 | 0 | 0 | 0 | 0 | 0 | 0 | 0 | 0 | 0 | 312 | 312 | 0 | 0 | 1 | 0 | 0 | 0 | 0 | 0 | 0 | 0 | 0 | 0 | 0 | 0 | 0 | 0 | -2 | -2 | 0 | 0 | 1 |  | 0 | 0 | 0 | 0 | 0 | 0 | 0 | 0 | 0 | 0 | 0 | 0 | 0 | 312 | 312 | 0 | 0 | 1 | 0 | 0 | 0 | 0 | 0 | 0 | 0 | 0 | 0 | 0 | 0 | 0 | 0 | -2 | -2 | 0 | 0 | 1 |  | 1 | 1 | 1 | 1 | 1 | 1 | 1 | 4+ | 1 | 1
PG&E GBA | Martinez | 115 | 0 | 0 | 0 | 0 | 0 | 0 | 0 | 0 | 0 | 0 | 0 | 0 | 0 | 0 | 0 | 0 | 0 | 0 | 0 | 0 |  | 0 | 0 | 0 | 0 | 0 | 0 | 0 | 0 | 0 | 0 | 0 | 0 | 0 | 0 | 0 | 0 | 0 | 0 | 0 | 0 | 0 | 0 | 0 | 0 | 0 | 0 | 0 | 0 | 0 | 0 | 0 | 0 | 0 | 0 | 0 | 0 |  | 0 | 0 | 0 | 0 | 0 | 0 | 0 | 0 | 0 | 0 | 0 | 0 | 0 | 0 | 0 | 0 | 0 | 0 | 0 | 0 | 0 | 0 | 0 | 0 | 0 | 0 | 0 | 0 | 0 | 0 | 0 | 0 | 0 | 0 | 0 | 0 |  | 0 | 0 | 0 | 0 | 0 | 0 | 0 | 0 | 0 | 0 | 0 | 0 | 0 | 0 | 0 | 0 | 0 | 0 | 0 | 0 | 0 | 0 | 0 | 0 | 0 | 0 | 0 | 0 | 0 | 0 | 0 | 0 | 0 | 0 | 0 | 0 |  | 0 | 0 | 0 | 0 | 0 | 0 | 0 | 0 | 0 | 0 | 0 | 0 | 0 | 0 | 0 | 0 | 0 | 0 | 0 | 0 | 0 | 0 | 0 | 0 | 0 | 0 | 0 | 0 | 0 | 0 | 0 | 0 | 0 | 0 | 0 | 0 |  | 1 | 1 | 1 | 1 | 1 | 1 | 1 | 1 | 1 | 0
PG&E FRESNO | Mc Mullin | 230 | 0 | 0 | 0 | 0 | 0 | 0 | 0 | 0 | 0 | 0 | 0 | 0 | 100 | 0 | 100 | 0 | 0 | 0 | 0 | 1 |  | 0 | 0 | 0 | 0 | 0 | 0 | 0 | 0 | 0 | 0 | 0 | 0 | 0 | 0 | 0 | 0 | 0 | 0 | 0 | 0 | 0 | 0 | 0 | 0 | 0 | 0 | 0 | 0 | 0 | 2 | 2 | 0 | 0 | 0 | 0 | 1 |  | 0 | 0 | 0 | 0 | 0 | 0 | 0 | 0 | 0 | 0 | 0 | 0 | 0 | 0 | 0 | 0 | 0 | 0 | 0 | 0 | 0 | 0 | 0 | 0 | 0 | 0 | 0 | 0 | 0 | 2 | 2 | 0 | 0 | 0 | 0 | 1 |  | 0 | 0 | 0 | 0 | 0 | 0 | 0 | 0 | 0 | 0 | 0 | 0 | 0 | 0 | 0 | 0 | 0 | 0 | 0 | 0 | 0 | 0 | 0 | 0 | 0 | 0 | 0 | 0 | 0 | 2 | 2 | 0 | 0 | 0 | 0 | 1 |  | 0 | 0 | 0 | 0 | 0 | 0 | 0 | 0 | 0 | 0 | 0 | 0 | 0 | 0 | 0 | 0 | 0 | 0 | 0 | 0 | 0 | 0 | 0 | 0 | 0 | 0 | 0 | 0 | 0 | 2 | 2 | 0 | 0 | 0 | 0 | 1 |  | 1 | 1 | 1 | 1 | 1 | 1 | 5- | 1 | 1 | 1
PG&E FRESNO | McCall | 115 | 0 | 0 | 0 | 0 | 0 | 0 | 0 | 0 | 0 | 0 | 0 | 0 | 0 | 0 | 0 | 0 | 0 | 0 | 0 | 0 |  | 0 | 0 | 0 | 0 | 0 | 0 | 0 | 0 | 0 | 0 | 0 | 0 | 0 | 0 | 0 | 0 | 0 | 0 | 0 | 0 | 0 | 0 | 0 | 0 | 0 | 0 | 0 | 0 | 0 | 0 | 0 | 0 | 0 | 0 | 0 | 0 |  | 0 | 0 | 0 | 0 | 0 | 0 | 0 | 0 | 0 | 0 | 0 | 0 | 5.76 | 0 | 0 | 0 | 0 | 1 | 0 | 0 | 0 | 0 | 0 | 0 | 0 | 0 | 0 | 0 | 0 | 0 | -2 | 0 | 0 | 0 | 0 | 1 |  | 0 | 0 | 0 | 0 | 0 | 0 | 0 | 0 | 0 | 0 | 0 | 0 | 5.76 | 0 | 0 | 0 | 0 | 1 | 0 | 0 | 0 | 0 | 0 | 0 | 0 | 0 | 0 | 0 | 0 | 0 | -1 | 0 | 0 | 0 | 0 | 1 |  | 0 | 0 | 0 | 0 | 0 | 0 | 0 | 0 | 0 | 0 | 0 | 0 | 11.61 | 0 | 0 | 0 | 0 | 1 | 0 | 0 | 0 | 0 | 0 | 0 | 0 | 0 | 0 | 0 | 0 | 0 | -2 | 0 | 0 | 0 | 0 | 1 |  | 1 | 1 | 1 | 1 | 1 | 1 | 4+ | 1 | 1 | 1
PG&E FRESNO | McCall | 230 | 0 | 0 | 0 | 0 | 0 | 0 | 0 | 0 | 0 | 0 | 0 | 0 | 313 | 0 | 313 | 0 | 0 | 0 | 0 | 1 |  | 0 | 0 | 0 | 0 | 0 | 0 | 0 | 0 | 0 | 0 | 0 | 0 | 0 | 0 | 0 | 0 | 0 | 0 | 0 | 0 | 0 | 0 | 0 | 0 | 0 | 0 | 0 | 0 | 0 | 2 | 2 | 0 | 0 | 0 | 0 | 1 |  | 0 | 0 | 0 | 0 | 0 | 0 | 0 | 0 | 0 | 0 | 0 | 0 | 0 | 0 | 0 | 0 | 0 | 0 | 0 | 0 | 0 | 0 | 0 | 0 | 0 | 0 | 0 | 0 | 0 | 2 | 2 | 0 | 0 | 0 | 0 | 1 |  | 0 | 0 | 0 | 0 | 0 | 0 | 0 | 0 | 0 | 0 | 0 | 0 | 0 | 0 | 0 | 0 | 0 | 0 | 0 | 0 | 0 | 0 | 0 | 0 | 0 | 0 | 0 | 0 | 0 | 2 | 2 | 0 | 0 | 0 | 0 | 1 |  | 0 | 0 | 0 | 0 | 0 | 0 | 0 | 0 | 0 | 0 | 0 | 0 | 0 | 0 | 0 | 0 | 0 | 0 | 0 | 0 | 0 | 0 | 0 | 0 | 0 | 0 | 0 | 0 | 0 | 2 | 2 | 0 | 0 | 0 | 0 | 1 |  | 1 | 1 | 1 | 1 | 1 | 1 | 5- | 1 | 1 | 1
PG&E GBA | Meadow Lane | 115 | 0 | 0 | 0 | 0 | 0 | 0 | 0 | 0 | 0 | 0 | 0 | 0 | 0 | 0 | 0 | 0 | 0 | 0 | 0 | 0 |  | 0 | 0 | 0 | 0 | 0 | 0 | 0 | 0 | 0 | 0 | 0 | 0 | 0 | 0 | 0 | 0 | 0 | 0 | 0 | 0 | 0 | 0 | 0 | 0 | 0 | 0 | 0 | 0 | 0 | 0 | 0 | 0 | 0 | 0 | 0 | 0 |  | 0 | 0 | 0 | 0 | 0 | 0 | 0 | 0 | 0 | 0 | 0 | 0 | 1.6979 | 0 | 0.98288 | 0 | 0 | 1 | 0 | 0 | 0 | 0 | 0 | 0 | 0 | 0 | 0 | 0 | 0 | 0 | 0 | 0 | 0 | 0 | 0 | 0 |  | 0 | 0 | 0 | 0 | 0 | 0 | 0 | 0 | 0 | 0 | 0 | 0 | 1.6979 | 0 | 0.98288 | 0 | 0 | 1 | 0 | 0 | 0 | 0 | 0 | 0 | 0 | 0 | 0 | 0 | 0 | 0 | -2 | 0 | 0 | 0 | 0 | 1 |  | 0 | 0 | 0 | 0 | 0 | 0 | 0 | 0 | 0 | 0 | 0 | 0 | 1.6979 | 0 | 0.98288 | 0 | 0 | 1 | 0 | 0 | 0 | 0 | 0 | 0 | 0 | 0 | 0 | 0 | 0 | 0 | 0 | 0 | 0 | 0 | 0 | 0 |  | 1 | 1 | 1 | 1 | 1 | 1 | 2+ | 1 | 1 | 1
PG&E GBA | Melones | 115 | 0 | 0 | 0 | 0 | 0 | 0 | 0 | 0 | 0 | 0 | 0 | 0 | 0 | 0 | 0 | 0 | 0 | 0 | 0 | 0 |  | 0 | 0 | 0 | 0 | 0 | 0 | 0 | 0 | 0 | 0 | 0 | 0 | 0 | 0 | 0 | 0 | 0 | 0 | 0 | 0 | 0 | 0 | 0 | 0 | 0 | 0 | 0 | 0 | 0 | 0 | 0 | 0 | 0 | 0 | 0 | 0 |  | 0 | 0 | 0 | 0 | 0 | 0 | 0 | 0 | 0 | 0 | 0 | 0 | 0 | 0 | 0 | 0 | 0 | 0 | 0 | 0 | 0 | 0 | 0 | 0 | 0 | 0 | 0 | 0 | 0 | 0 | 0 | 0 | 0 | 0 | 0 | 0 |  | 0 | 0 | 0 | 0 | 0 | 0 | 0 | 0 | 0 | 0 | 0 | 0 | 0 | 0 | 0 | 0 | 0 | 0 | 0 | 0 | 0 | 0 | 0 | 0 | 0 | 0 | 0 | 0 | 0 | 0 | 0 | 0 | 0 | 0 | 0 | 0 |  | 0 | 0 | 0 | 0 | 0 | 0 | 0 | 0 | 0 | 0 | 0 | 0 | 0 | 0 | 0 | 0 | 0 | 0 | 0 | 0 | 0 | 0 | 0 | 0 | 0 | 0 | 0 | 0 | 0 | 0 | 0 | 0 | 0 | 0 | 0 | 0 |  | 1 | 1 | 1 | 1 | 1 | 1 | 1 | 1 | 1 | 0
PG&E GBA | Melones | 230 | 0 | 0 | 0 | 0 | 0 | 0 | 0 | 0 | 0 | 0 | 0 | 0 | 0 | 0 | 0 | 0 | 0 | 0 | 0 | 0 |  | 0 | 0 | 0 | 0 | 0 | 0 | 0 | 0 | 0 | 0 | 0 | 0 | 0 | 0 | 0 | 0 | 0 | 0 | 0 | 0 | 0 | 0 | 0 | 0 | 0 | 0 | 0 | 0 | 0 | 0 | 0 | 0 | 0 | 0 | 0 | 0 |  | 0 | 0 | 0 | 0 | 0 | 0 | 0 | 0 | 0 | 0 | 0 | 0 | 0 | 0 | 0 | 0 | 0 | 0 | 0 | 0 | 0 | 0 | 0 | 0 | 0 | 0 | 0 | 0 | 0 | 0 | 0 | 0 | 0 | 0 | 0 | 0 |  | 0 | 0 | 0 | 0 | 0 | 0 | 0 | 0 | 0 | 0 | 0 | 0 | 0 | 0 | 0 | 0 | 0 | 0 | 0 | 0 | 0 | 0 | 0 | 0 | 0 | 0 | 0 | 0 | 0 | 0 | 0 | 0 | 0 | 0 | 0 | 0 |  | 0 | 0 | 0 | 0 | 0 | 0 | 0 | 0 | 0 | 0 | 0 | 0 | 0 | 0 | 0 | 0 | 0 | 0 | 0 | 0 | 0 | 0 | 0 | 0 | 0 | 0 | 0 | 0 | 0 | 0 | 0 | 0 | 0 | 0 | 0 | 0 |  | 1 | 1 | 1 | 1 | 1 | 1 | 1 | 1 | 1 | 0
SDGE | Melrose | 69 | 0 | 0 | 0 | 0 | 0 | 0 | 0 | 0 | 0 | 0 | 0 | 0 | 0 | 0 | 0 | 0 | 0 | 0 | 0 | 0 |  | 0 | 0 | 0 | 0 | 0 | 0 | 0 | 0 | 0 | 0 | 0 | 0 | 0 | 0 | 0 | 0 | 0 | 0 | 0 | 0 | 0 | 0 | 0 | 0 | 0 | 0 | 0 | 0 | 0 | 0 | 0 | 0 | 0 | 0 | 0 | 0 |  | 0 | 0 | 0 | 0 | 0 | 0 | 0 | 0 | 0 | 0 | 0 | 0 | 0 | 0 | 0 | 0 | 0 | 0 | 0 | 0 | 0 | 0 | 0 | 0 | 0 | 0 | 0 | 0 | 0 | 0 | 0 | 0 | 0 | 0 | 0 | 0 |  | 0 | 0 | 0 | 0 | 0 | 0 | 0 | 0 | 0 | 0 | 0 | 0 | 0 | 0 | 0 | 0 | 0 | 0 | 0 | 0 | 0 | 0 | 0 | 0 | 0 | 0 | 0 | 0 | 0 | 0 | 0 | 0 | 0 | 0 | 0 | 0 |  | 0 | 0 | 0 | 0 | 0 | 0 | 0 | 0 | 0 | 0 | 0 | 0 | 0 | 0 | 0 | 0 | 0 | 0 | 0 | 0 | 0 | 0 | 0 | 0 | 0 | 0 | 0 | 0 | 0 | 0 | 0 | 0 | 0 | 0 | 0 | 0 |  | 1 | 1 | 1 | 1 | 1 | 1 | 1 | 1 | 1 | 0
PG&E NGBA | Mendocino | 115 | 0 | 0 | 0 | 0 | 0 | 0 | 0 | 0 | 0 | 0 | 0 | 0 | 0 | 0 | 0 | 0 | 0 | 0 | 0 | 0 |  | 0 | 0 | 0 | 0 | 0 | 0 | 0 | 0 | 0 | 0 | 0 | 0 | 0 | 0 | 0 | 0 | 0 | 0 | 0 | 0 | 0 | 0 | 0 | 0 | 0 | 0 | 0 | 0 | 0 | 0 | 0 | 0 | 0 | 0 | 0 | 0 |  | 0 | 0 | 0 | 0 | 0 | 0 | 0 | 0 | 0 | 0 | 0 | 0 | 0 | 0 | 0 | 0 | 0 | 0 | 0 | 0 | 0 | 0 | 0 | 0 | 0 | 0 | 0 | 0 | 0 | 0 | 0 | 0 | 0 | 0 | 0 | 0 |  | 0 | 0 | 0 | 0 | 0 | 0 | 0 | 0 | 0 | 0 | 0 | 0 | 0 | 0 | 0 | 0 | 0 | 0 | 0 | 0 | 0 | 0 | 0 | 0 | 0 | 0 | 0 | 0 | 0 | 0 | 0 | 0 | 0 | 0 | 0 | 0 |  | 0 | 0 | 0 | 0 | 0 | 0 | 0 | 0 | 0 | 0 | 0 | 0 | 0 | 0 | 0 | 0 | 0 | 0 | 0 | 0 | 0 | 0 | 0 | 0 | 0 | 0 | 0 | 0 | 0 | 0 | 0 | 0 | 0 | 0 | 0 | 0 |  | 1 | 1 | 1 | 1 | 1 | 1 | 1 | 1 | 1 | 0
PG&E NGBA | Mendocino | 60 | 0 | 0 | 0 | 0 | 0 | 0 | 0 | 0 | 0 | 0 | 0 | 0 | 0 | 0 | 0 | 0 | 0 | 0 | 0 | 0 |  | 0 | 0 | 0 | 0 | 0 | 0 | 0 | 0 | 0 | 0 | 0 | 0 | 0 | 0 | 0 | 0 | 0 | 0 | 0 | 0 | 0 | 0 | 0 | 0 | 0 | 0 | 0 | 0 | 0 | 0 | 0 | 0 | 0 | 0 | 0 | 0 |  | 0 | 0 | 0 | 0 | 0 | 0 | 0 | 0 | 0 | 0 | 0 | 0 | 0 | 0 | 0 | 0 | 0 | 0 | 0 | 0 | 0 | 0 | 0 | 0 | 0 | 0 | 0 | 0 | 0 | 0 | 0 | 0 | 0 | 0 | 0 | 0 |  | 0 | 0 | 0 | 0 | 0 | 0 | 0 | 0 | 0 | 0 | 0 | 0 | 0 | 0 | 0 | 0 | 0 | 0 | 0 | 0 | 0 | 0 | 0 | 0 | 0 | 0 | 0 | 0 | 0 | 0 | 0 | 0 | 0 | 0 | 0 | 0 |  | 0 | 0 | 0 | 0 | 0 | 0 | 0 | 0 | 0 | 0 | 0 | 0 | 0 | 0 | 0 | 0 | 0 | 0 | 0 | 0 | 0 | 0 | 0 | 0 | 0 | 0 | 0 | 0 | 0 | 0 | 0 | 0 | 0 | 0 | 0 | 0 |  | 1 | 1 | 1 | 1 | 1 | 1 | 1 | 1 | 1 | 0
PG&E FRESNO | Mendota | 115 | 0 | 0 | 0 | 0 | 0 | 0 | 0 | 0 | 0 | 0 | 0 | 0 | 0 | 0 | 0 | 0 | 0 | 0 | 0 | 0 |  | 0 | 0 | 0 | 0 | 0 | 0 | 0 | 0 | 0 | 0 | 0 | 0 | 0 | 0 | 0 | 0 | 0 | 0 | 0 | 0 | 0 | 0 | 0 | 0 | 0 | 0 | 0 | 0 | 0 | 0 | 0 | 0 | 0 | 0 | 0 | 0 |  | 0 | 0 | 0 | 0 | 0 | 0 | 0 | 0 | 0 | 0 | 0 | 0 | 0 | 0 | 0 | 0 | 0 | 0 | 0 | 0 | 0 | 0 | 0 | 0 | 0 | 0 | 0 | 0 | 0 | 0 | 0 | 0 | 0 | 0 | 0 | 0 |  | 0 | 0 | 0 | 0 | 0 | 0 | 0 | 0 | 0 | 0 | 0 | 0 | 0 | 0 | 0 | 0 | 0 | 0 | 0 | 0 | 0 | 0 | 0 | 0 | 0 | 0 | 0 | 0 | 0 | 0 | 0 | 0 | 0 | 0 | 0 | 0 |  | 0 | 0 | 0 | 0 | 0 | 0 | 0 | 0 | 0 | 0 | 0 | 0 | 0 | 0 | 0 | 0 | 0 | 0 | 0 | 0 | 0 | 0 | 0 | 0 | 0 | 0 | 0 | 0 | 0 | 0 | 0 | 0 | 0 | 0 | 0 | 0 |  | 1 | 1 | 1 | 1 | 1 | 1 | 1 | 1 | 1 | 0
PG&E GBA | Menlo | 60 | 0 | 0 | 0 | 0 | 0 | 0 | 0 | 0 | 0 | 0 | 0 | 0 | 0 | 0 | 0 | 0 | 0 | 0 | 0 | 0 |  | 0 | 0 | 0 | 0 | 0 | 0 | 0 | 0 | 0 | 0 | 0 | 0 | 0 | 0 | 0 | 0 | 0 | 0 | 0 | 0 | 0 | 0 | 0 | 0 | 0 | 0 | 0 | 0 | 0 | 0 | 0 | 0 | 0 | 0 | 0 | 0 |  | 0 | 0 | 0 | 0 | 0 | 0 | 0 | 0 | 0 | 0 | 0 | 0 | 0.345 | 0 | 0 | 0 | 0 | 1 | 0 | 0 | 0 | 0 | 0 | 0 | 0 | 0 | 0 | 0 | 0 | 0 | 0 | 0 | 0 | 0 | 0 | 0 |  | 0 | 0 | 0 | 0 | 0 | 0 | 0 | 0 | 0 | 0 | 0 | 0 | 0.345 | 0 | 0 | 0 | 0 | 1 | 0 | 0 | 0 | 0 | 0 | 0 | 0 | 0 | 0 | 0 | 0 | 0 | -2 | 0 | 0 | 0 | 0 | 1 |  | 0 | 0 | 0 | 0 | 0 | 0 | 0 | 0 | 0 | 0 | 0 | 0 | 1.273 | 0 | 0 | 0 | 0 | 1 | 0 | 0 | 0 | 0 | 0 | 0 | 0 | 0 | 0 | 0 | 0 | 0 | 0 | 0 | 0 | 0 | 0 | 0 |  | 1 | 1 | 1 | 1 | 1 | 1 | 2+ | 1 | 1 | 1
PG&E FRESNO | Merced | 115 | 0 | 0 | 0 | 0 | 0 | 0 | 0 | 0 | 0 | 0 | 0 | 0 | 0 | 0 | 0 | 0 | 0 | 0 | 0 | 0 |  | 0 | 0 | 0 | 0 | 0 | 0 | 0 | 0 | 0 | 0 | 0 | 0 | 0 | 0 | 0 | 0 | 0 | 0 | 0 | 0 | 0 | 0 | 0 | 0 | 0 | 0 | 0 | 0 | 0 | 0 | 0 | 0 | 0 | 0 | 0 | 0 |  | 0 | 0 | 0 | 0 | 0 | 0 | 0 | 0 | 0 | 0 | 0 | 0 | 4.125 | 0 | 0 | 0 | 0 | 1 | 0 | 0 | 0 | 0 | 0 | 0 | 0 | 0 | 0 | 0 | 0 | 0 | -2 | 0 | 0 | 0 | 0 | 1 |  | 0 | 0 | 0 | 0 | 0 | 0 | 0 | 0 | 0 | 0 | 0 | 0 | 4.125 | 0 | 0 | 0 | 0 | 1 | 0 | 0 | 0 | 0 | 0 | 0 | 0 | 0 | 0 | 0 | 0 | 0 | -1 | 0 | 0 | 0 | 0 | 1 |  | 0 | 0 | 0 | 0 | 0 | 0 | 0 | 0 | 0 | 0 | 0 | 0 | 4.125 | 0 | 0 | 0 | 0 | 1 | 0 | 0 | 0 | 0 | 0 | 0 | 0 | 0 | 0 | 0 | 0 | 0 | -2 | 0 | 0 | 0 | 0 | 1 |  | 1 | 1 | 1 | 1 | 1 | 1 | 4+ | 1 | 1 | 1
EOP | Mercury | 138 | 0 | 0 | 0 | 0 | 0 | 0 | 0 | 0 | 0 | 0 | 0 | 0 | 0 | 0 | 0 | 0 | 0 | 0 | 0 | 0 |  | 0 | 0 | 0 | 0 | 0 | 0 | 0 | 0 | 0 | 0 | 0 | 0 | 0 | 0 | 0 | 0 | 0 | 0 | 0 | 0 | 0 | 0 | 0 | 0 | 0 | 0 | 0 | 0 | 0 | 0 | 0 | 0 | 0 | 0 | 0 | 0 |  | 0 | 0 | 0 | 0 | 0 | 0 | 0 | 0 | 0 | 0 | 0 | 0 | 0 | 0 | 0 | 0 | 0 | 0 | 0 | 0 | 0 | 0 | 0 | 0 | 0 | 0 | 0 | 0 | 0 | 0 | 0 | 0 | 0 | 0 | 0 | 0 |  | 0 | 0 | 0 | 0 | 0 | 0 | 0 | 0 | 0 | 0 | 0 | 0 | 0 | 0 | 0 | 0 | 0 | 0 | 0 | 0 | 0 | 0 | 0 | 0 | 0 | 0 | 0 | 0 | 0 | 0 | 0 | 0 | 0 | 0 | 0 | 0 |  | 0 | 0 | 0 | 0 | 0 | 0 | 0 | 0 | 0 | 0 | 0 | 0 | 0 | 0 | 0 | 0 | 0 | 0 | 0 | 0 | 0 | 0 | 0 | 0 | 0 | 0 | 0 | 0 | 0 | 0 | 0 | 0 | 0 | 0 | 0 | 0 |  | 1 | 1 | 1 | 1 | 1 | 1 | 1 | 1 | 1 | 0
PG&E FRESNO | Mercy Springs | 70 | 0 | 0 | 0 | 0 | 0 | 0 | 0 | 0 | 0 | 0 | 0 | 0 | 0 | 0 | 0 | 0 | 0 | 0 | 0 | 0 |  | 0 | 0 | 0 | 0 | 0 | 0 | 0 | 0 | 0 | 0 | 0 | 0 | 2.4774 | 0 | 2.4774 | 0 | 0 | 1 | 0 | 0 | 0 | 0 | 0 | 0 | 0 | 0 | 0 | 0 | 0 | 0 | -2 | 0 | -2 | 0 | 0 | 1 |  | 0 | 0 | 0 | 0 | 0 | 0 | 0 | 0 | 0 | 0 | 0 | 0 | 2.4774 | 4 | 40 | 0 | 0 | 1 | 0 | 0 | 0 | 0 | 0 | 0 | 0 | 0 | 0 | 0 | 0 | 0 | 0 | -2 | -2 | 0 | 0 | 1 |  | 0 | 0 | 0 | 0 | 0 | 0 | 0 | 0 | 0 | 0 | 0 | 0 | 2.4774 | 4 | 40 | 0 | 0 | 1 | 0 | 0 | 0 | 0 | 0 | 0 | 0 | 0 | 0 | 0 | 0 | 0 | -2 | -2 | -2 | 0 | 0 | 1 |  | 0 | 0 | 0 | 0 | 0 | 0 | 0 | 0 | 0 | 0 | 0 | 0 | 2.4774 | 4 | 40 | 0 | 0 | 1 | 0 | 0 | 0 | 0 | 0 | 0 | 0 | 0 | 0 | 0 | 0 | 0 | 0 | -2 | -2 | 0 | 0 | 1 |  | 1 | 1 | 1 | 1 | 1 | 1 | 2+ | 4+ | 1 | 1
PG&E NGBA | Meridian | 60 | 0 | 0 | 0 | 0 | 0 | 0 | 0 | 0 | 0 | 0 | 0 | 0 | 0 | 0 | 0 | 0 | 0 | 0 | 0 | 0 |  | 0 | 0 | 0 | 0 | 0 | 0 | 0 | 0 | 0 | 0 | 0 | 0 | 0 | 0 | 0 | 0 | 0 | 0 | 0 | 0 | 0 | 0 | 0 | 0 | 0 | 0 | 0 | 0 | 0 | 0 | 0 | 0 | 0 | 0 | 0 | 0 |  | 0 | 0 | 0 | 0 | 0 | 0 | 0 | 0 | 0 | 0 | 0 | 0 | 0 | 0 | 0 | 0 | 0 | 0 | 0 | 0 | 0 | 0 | 0 | 0 | 0 | 0 | 0 | 0 | 0 | 0 | 0 | 0 | 0 | 0 | 0 | 0 |  | 0 | 0 | 0 | 0 | 0 | 0 | 0 | 0 | 0 | 0 | 0 | 0 | 0 | 0 | 0 | 0 | 0 | 0 | 0 | 0 | 0 | 0 | 0 | 0 | 0 | 0 | 0 | 0 | 0 | 0 | 0 | 0 | 0 | 0 | 0 | 0 |  | 0 | 0 | 0 | 0 | 0 | 0 | 0 | 0 | 0 | 0 | 0 | 0 | 0 | 0 | 0 | 0 | 0 | 0 | 0 | 0 | 0 | 0 | 0 | 0 | 0 | 0 | 0 | 0 | 0 | 0 | 0 | 0 | 0 | 0 | 0 | 0 |  | 1 | 1 | 1 | 1 | 1 | 1 | 1 | 1 | 1 | 0
PG&E KERN | Mesa (PGE) | 115 | 0 | 0 | 0 | 0 | 0 | 0 | 0 | 0 | 0 | 0 | 0 | 0 | 0 | 0 | 0 | 0 | 0 | 0 | 0 | 0 |  | 0 | 0 | 0 | 0 | 0 | 0 | 0 | 0 | 0 | 0 | 0 | 0 | 0 | 0 | 0 | 0 | 0 | 0 | 0 | 0 | 0 | 0 | 0 | 0 | 0 | 0 | 0 | 0 | 0 | 0 | 0 | 0 | 0 | 0 | 0 | 0 |  | 0 | 0 | 0 | 0 | 0 | 0 | 0 | 0 | 0 | 0 | 0 | 0 | 0 | 0 | 0 | 0 | 0 | 0 | 0 | 0 | 0 | 0 | 0 | 0 | 0 | 0 | 0 | 0 | 0 | 0 | 0 | 0 | 0 | 0 | 0 | 0 |  | 0 | 0 | 0 | 0 | 0 | 0 | 0 | 0 | 0 | 0 | 0 | 0 | 0 | 0 | 0 | 0 | 0 | 0 | 0 | 0 | 0 | 0 | 0 | 0 | 0 | 0 | 0 | 0 | 0 | 0 | 0 | 0 | 0 | 0 | 0 | 0 |  | 0 | 0 | 0 | 0 | 0 | 0 | 0 | 0 | 0 | 0 | 0 | 0 | 0 | 0 | 0 | 0 | 0 | 0 | 0 | 0 | 0 | 0 | 0 | 0 | 0 | 0 | 0 | 0 | 0 | 0 | 0 | 0 | 0 | 0 | 0 | 0 |  | 1 | 1 | 1 | 1 | 1 | 1 | 1 | 1 | 1 | 0
PG&E KERN | Mesa (PGE) | 230 | 0 | 0 | 0 | 0 | 0 | 0 | 0 | 0 | 0 | 0 | 0 | 0 | 0 | 0 | 0 | 0 | 0 | 0 | 150 | 1 |  | 0 | 0 | 0 | 0 | 0 | 0 | 0 | 0 | 0 | 0 | 0 | 0 | 0 | 0 | 0 | 0 | 0 | 0 | 0 | 0 | 0 | 0 | 0 | 0 | 0 | 0 | 0 | 0 | 0 | 0 | 0 | 0 | 0 | 2 | 2 | 1 |  | 0 | 0 | 0 | 0 | 0 | 0 | 0 | 0 | 0 | 0 | 0 | 0 | 0 | 0 | 0 | 0 | 0 | 0 | 0 | 0 | 0 | 0 | 0 | 0 | 0 | 0 | 0 | 0 | 0 | 0 | 0 | 0 | 0 | 2 | 2 | 1 |  | 0 | 0 | 0 | 0 | 0 | 0 | 0 | 0 | 0 | 0 | 0 | 0 | 0 | 0 | 0 | 0 | 0 | 0 | 0 | 0 | 0 | 0 | 0 | 0 | 0 | 0 | 0 | 0 | 0 | 0 | 0 | 0 | 0 | 2 | 2 | 1 |  | 0 | 0 | 0 | 0 | 0 | 0 | 0 | 0 | 0 | 0 | 0 | 0 | 0 | 0 | 0 | 0 | 0 | 0 | 0 | 0 | 0 | 0 | 0 | 0 | 0 | 0 | 0 | 0 | 0 | 0 | 0 | 0 | 0 | 2 | 2 | 1 |  | 1 | 1 | 1 | 1 | 1 | 1 | 1 | 1 | 5- | 1
SCE Metro | Mesa (SCE) | 230 | 0 | 0 | 0 | 0 | 0 | 0 | 0 | 0 | 0 | 0 | 0 | 0 | 0 | 0 | 0 | 0 | 0 | 0 | 0 | 0 |  | 0 | 0 | 0 | 0 | 0 | 0 | 0 | 0 | 0 | 0 | 0 | 0 | 0 | 0 | 0 | 0 | 0 | 0 | 0 | 0 | 0 | 0 | 0 | 0 | 0 | 0 | 0 | 0 | 0 | 0 | 0 | 0 | 0 | 0 | 0 | 0 |  | 0 | 0 | 0 | 0 | 0 | 0 | 0 | 0 | 0 | 0 | 0 | 0 | 0 | 0 | 3.5 | 0 | 0 | 1 | 0 | 0 | 0 | 0 | 0 | 0 | 0 | 0 | 0 | 0 | 0 | 0 | 0 | 0 | -2 | 0 | 0 | 1 |  | 0 | 0 | 0 | 0 | 0 | 0 | 0 | 0 | 0 | 0 | 0 | 0 | 0 | 0 | 3.5 | 0 | 0 | 1 | 0 | 0 | 0 | 0 | 0 | 0 | 0 | 0 | 0 | 0 | 0 | 0 | 0 | 0 | -2 | 0 | 0 | 1 |  | 0 | 0 | 0 | 0 | 0 | 0 | 0 | 0 | 0 | 0 | 0 | 0 | 0.72 | 0 | 7 | 0 | 0 | 1 | 0 | 0 | 0 | 0 | 0 | 0 | 0 | 0 | 0 | 0 | 0 | 0 | 0 | 0 | -2 | 0 | 0 | 1 |  | 1 | 1 | 1 | 1 | 1 | 1 | 1 | 4+ | 1 | 1
SCE Metro | Mesa (SCE) | 500 | 0 | 0 | 0 | 0 | 0 | 0 | 0 | 0 | 0 | 0 | 0 | 0 | 0 | 0 | 0 | 0 | 200 | 200 | 0 | 1 |  | 0 | 0 | 0 | 0 | 0 | 0 | 0 | 0 | 0 | 0 | 0 | 0 | 0 | 0 | 0 | 0 | 0 | 0 | 0 | 0 | 0 | 0 | 0 | 0 | 0 | 0 | 0 | 0 | 0 | 0 | 0 | 2 | 2 | 0 | 0 | 1 |  | 0 | 0 | 0 | 0 | 0 | 0 | 0 | 0 | 0 | 0 | 0 | 0 | 0 | 0 | 0 | 0 | 0 | 0 | 0 | 0 | 0 | 0 | 0 | 0 | 0 | 0 | 0 | 0 | 0 | 0 | 0 | 2 | 2 | 0 | 0 | 1 |  | 0 | 0 | 0 | 0 | 0 | 0 | 0 | 0 | 0 | 0 | 0 | 0 | 0 | 250 | 252 | 0 | 0 | 1 | 0 | 0 | 0 | 0 | 0 | 0 | 0 | 0 | 0 | 0 | 0 | 0 | 0 | -1 | -1 | 0 | 0 | 1 |  | 0 | 0 | 0 | 0 | 0 | 0 | 0 | 0 | 0 | 0 | 0 | 0 | 0 | 250 | 252 | 0 | 0 | 1 | 0 | 0 | 0 | 0 | 0 | 0 | 0 | 0 | 0 | 0 | 0 | 0 | 0 | -1 | -1 | 0 | 0 | 1 |  | 1 | 1 | 1 | 1 | 1 | 1 | 1 | 3+ | 1 | 1
SDGE | Mesa Heights | 69 | 0 | 0 | 0 | 0 | 0 | 0 | 0 | 0 | 0 | 0 | 0 | 0 | 0 | 0 | 0 | 0 | 0 | 0 | 0 | 0 |  | 0 | 0 | 0 | 0 | 0 | 0 | 0 | 0 | 0 | 0 | 0 | 0 | 0 | 0 | 0 | 0 | 0 | 0 | 0 | 0 | 0 | 0 | 0 | 0 | 0 | 0 | 0 | 0 | 0 | 0 | 0 | 0 | 0 | 0 | 0 | 0 |  | 0 | 0 | 0 | 0 | 0 | 0 | 0 | 0 | 0 | 0 | 0 | 0 | 0 | 0 | 0 | 0 | 0 | 0 | 0 | 0 | 0 | 0 | 0 | 0 | 0 | 0 | 0 | 0 | 0 | 0 | 0 | 0 | 0 | 0 | 0 | 0 |  | 0 | 0 | 0 | 0 | 0 | 0 | 0 | 0 | 0 | 0 | 0 | 0 | 0 | 0 | 0 | 0 | 0 | 0 | 0 | 0 | 0 | 0 | 0 | 0 | 0 | 0 | 0 | 0 | 0 | 0 | 0 | 0 | 0 | 0 | 0 | 0 |  | 0 | 0 | 0 | 0 | 0 | 0 | 0 | 0 | 0 | 0 | 0 | 0 | 0 | 0 | 3 | 0 | 0 | 1 | 0 | 0 | 0 | 0 | 0 | 0 | 0 | 0 | 0 | 0 | 0 | 0 | 0 | 0 | 0 | 0 | 0 | 0 |  | 1 | 1 | 1 | 1 | 1 | 1 | 1 | 1 | 1 | 0
PG&E GBA | Metcalf | 115 | 0 | 0 | 0 | 0 | 0 | 0 | 0 | 0 | 0 | 0 | 0 | 0 | 0 | 0 | 0 | 0 | 0 | 0 | 0 | 0 |  | 0 | 0 | 0 | 0 | 0 | 0 | 0 | 0 | 0 | 0 | 0 | 0 | 0 | 0 | 0 | 0 | 0 | 0 | 0 | 0 | 0 | 0 | 0 | 0 | 0 | 0 | 0 | 0 | 0 | 0 | 0 | 0 | 0 | 0 | 0 | 0 |  | 0 | 0 | 0 | 0 | 0 | 0 | 0 | 0 | 0 | 0 | 0 | 0 | 0 | 0 | 0 | 0 | 0 | 0 | 0 | 0 | 0 | 0 | 0 | 0 | 0 | 0 | 0 | 0 | 0 | 0 | 0 | 0 | 0 | 0 | 0 | 0 |  | 0 | 0 | 0 | 0 | 0 | 0 | 0 | 0 | 0 | 0 | 0 | 0 | 0 | 0 | 0 | 0 | 0 | 0 | 0 | 0 | 0 | 0 | 0 | 0 | 0 | 0 | 0 | 0 | 0 | 0 | 0 | 0 | 0 | 0 | 0 | 0 |  | 0 | 0 | 0 | 0 | 0 | 0 | 0 | 0 | 0 | 0 | 0 | 0 | 0 | 0 | 0 | 0 | 0 | 0 | 0 | 0 | 0 | 0 | 0 | 0 | 0 | 0 | 0 | 0 | 0 | 0 | 0 | 0 | 0 | 0 | 0 | 0 |  | 1 | 1 | 1 | 1 | 1 | 1 | 1 | 1 | 1 | 0
PG&E GBA | Metcalf | 230 | 0 | 0 | 0 | 0 | 0 | 0 | 0 | 0 | 0 | 0 | 0 | 0 | 0 | 0 | 0 | 0 | 0 | 0 | 0 | 0 |  | 0 | 0 | 0 | 0 | 0 | 0 | 0 | 0 | 0 | 0 | 0 | 0 | 0 | 350 | 354.88 | 0 | 0 | 1 | 0 | 0 | 0 | 0 | 0 | 0 | 0 | 0 | 0 | 0 | 0 | 0 | 0 | -2 | -2 | 0 | 0 | 1 |  | 0 | 0 | 0 | 0 | 0 | 0 | 0 | 0 | 0 | 0 | 0 | 0 | 0 | 350 | 354.88 | 0 | 0 | 1 | 0 | 0 | 0 | 0 | 0 | 0 | 0 | 0 | 0 | 0 | 0 | 0 | 0 | -2 | -2 | 0 | 0 | 1 |  | 0 | 0 | 0 | 0 | 0 | 0 | 0 | 0 | 0 | 0 | 0 | 0 | 0 | 350 | 354.88 | 0 | 0 | 1 | 0 | 0 | 0 | 0 | 0 | 0 | 0 | 0 | 0 | 0 | 0 | 0 | 0 | -2 | -2 | 0 | 0 | 1 |  | 0 | 0 | 0 | 0 | 0 | 0 | 0 | 61.8 | 0 | 0 | 0 | 0 | 0 | 350 | 416.68 | 0 | 0 | 1 | 0 | 0 | 0 | 0 | 0 | 0 | 0 | -2 | 0 | 0 | 0 | 0 | 0 | -2 | -2 | 0 | 0 | 1 |  | 1 | 1 | 1 | 1+ | 1 | 1 | 1 | 4+ | 1 | 1
PG&E GBA | Metcalf | 500 | 30 | 0 | 0 | 0 | 0 | 0 | 0 | 0 | 0 | 0 | 0 | 0 | 0 | 0 | 0 | 0 | 0 | 0 | 0 | 1 |  | 0 | 0 | 0 | 0 | 0 | 0 | 0 | 0 | 0 | 0 | 0 | 0 | 0 | 0 | 0 | 0 | 0 | 0 | 2 | 2 | 0 | 0 | 0 | 0 | 0 | 0 | 0 | 0 | 0 | 0 | 0 | 0 | 0 | 0 | 0 | 1 |  | 0 | 0 | 0 | 0 | 0 | 0 | 0 | 0 | 0 | 0 | 0 | 0 | 0 | 0 | 0 | 0 | 0 | 0 | 2 | 2 | 0 | 0 | 0 | 0 | 0 | 0 | 0 | 0 | 0 | 0 | 0 | 0 | 0 | 0 | 0 | 1 |  | 0 | 0 | 0 | 0 | 0 | 0 | 0 | 0 | 0 | 0 | 0 | 0 | 0 | 0 | 0 | 0 | 0 | 0 | 2 | 2 | 0 | 0 | 0 | 0 | 0 | 0 | 0 | 0 | 0 | 0 | 0 | 0 | 0 | 0 | 0 | 1 |  | 0 | 0 | 0 | 0 | 0 | 0 | 0 | 0 | 0 | 0 | 0 | 0 | 0 | 0 | 0 | 0 | 0 | 0 | 2 | 2 | 0 | 0 | 0 | 0 | 0 | 0 | 0 | 0 | 0 | 0 | 0 | 0 | 0 | 0 | 0 | 1 |  | 5- | 1 | 1 | 1 | 1 | 1 | 1 | 1 | 1 | 1
PG&E KERN | Midway | 115 | 0 | 0 | 0 | 0 | 0 | 0 | 0 | 0 | 0 | 0 | 0 | 0 | 0 | 0 | 0 | 0 | 0 | 0 | 0 | 0 |  | 0 | 0 | 0 | 0 | 0 | 0 | 0 | 0 | 0 | 0 | 0 | 204 | 411.4 | 102 | 286 | 0 | 0 | 1 | 0 | 0 | 0 | 0 | 0 | 0 | 0 | 0 | 0 | 0 | 0 | -2 | -2 | -2 | -2 | 0 | 0 | 1 |  | 0 | 0 | 0 | 0 | 0 | 0 | 0 | 0 | 0 | 0 | 0 | 196 | 411.4 | 102 | 286 | 0 | 0 | 1 | 0 | 0 | 0 | 0 | 0 | 0 | 0 | 0 | 0 | 0 | 0 | -2 | -2 | -2 | -2 | 0 | 0 | 1 |  | 0 | 0 | 0 | 0 | 0 | 0 | 0 | 0 | 0 | 0 | 0 | 196 | 411.4 | 102 | 286 | 0 | 0 | 1 | 0 | 0 | 0 | 0 | 0 | 0 | 0 | 0 | 0 | 0 | 0 | -2 | -1 | -2 | -2 | 0 | 0 | 1 |  | 0 | 0 | 0 | 0 | 0 | 0 | 0 | 0 | 0 | 0 | 0 | 196 | 1211.4 | 102 | 1106 | 0 | 0 | 1 | 0 | 0 | 0 | 0 | 0 | 0 | 0 | 0 | 0 | 0 | 0 | -2 | -2 | -2 | -2 | 0 | 0 | 1 |  | 1 | 1 | 1 | 1 | 1 | 1 | 4+ | 4+ | 1 | 1
PG&E KERN | Midway | 230 | 0 | 0 | 0 | 0 | 0 | 0 | 0 | 0 | 0 | 0 | 0 | 0 | 0 | 0 | 0 | 0 | 0 | 0 | 0 | 0 |  | 0 | 0 | 0 | 0 | 0 | 0 | 0 | 0 | 0 | 0 | 0 | 0 | 0 | 0 | 0 | 0 | 0 | 0 | 0 | 0 | 0 | 0 | 0 | 0 | 0 | 0 | 0 | 0 | 0 | 0 | 0 | 0 | 0 | 0 | 0 | 0 |  | 0 | 0 | 0 | 0 | 0 | 0 | 0 | 0 | 0 | 0 | 0 | 0 | 0 | 0 | 0 | 0 | 0 | 0 | 0 | 0 | 0 | 0 | 0 | 0 | 0 | 0 | 0 | 0 | 0 | 0 | 0 | 0 | 0 | 0 | 0 | 0 |  | 0 | 0 | 0 | 0 | 0 | 0 | 0 | 0 | 0 | 0 | 0 | 0 | 0 | 0 | 0 | 0 | 0 | 0 | 0 | 0 | 0 | 0 | 0 | 0 | 0 | 0 | 0 | 0 | 0 | 0 | 0 | 0 | 0 | 0 | 0 | 0 |  | 0 | 0 | 0 | 0 | 0 | 0 | 0 | 0 | 0 | 0 | 0 | 0 | 1300 | 0 | 1300 | 0 | 0 | 1 | 0 | 0 | 0 | 0 | 0 | 0 | 0 | 0 | 0 | 0 | 0 | 0 | -2 | 0 | -2 | 0 | 0 | 1 |  | 1 | 1 | 1 | 1 | 1 | 1 | 1+ | 1+ | 1 | 1
PG&E KERN | Midway | 500 | 0 | 0 | 0 | 0 | 0 | 0 | 0 | 0 | 0 | 0 | 0 | 0 | 0 | 0 | 0 | 0 | 0 | 0 | 0 | 0 |  | 0 | 0 | 0 | 0 | 0 | 0 | 0 | 0 | 0 | 0 | 0 | 0 | 818 | 800 | 818 | 0 | 0 | 1 | 0 | 0 | 0 | 0 | 0 | 0 | 0 | 0 | 0 | 0 | 0 | 0 | -2 | -2 | -2 | 0 | 0 | 1 |  | 0 | 0 | 0 | 0 | 0 | 0 | 0 | 0 | 0 | 0 | 0 | 0 | 1176.2 | 1150 | 1176.2 | 0 | 0 | 1 | 0 | 0 | 0 | 0 | 0 | 0 | 0 | 0 | 0 | 0 | 0 | 0 | -2 | -2 | -2 | 0 | 0 | 1 |  | 0 | 0 | 0 | 0 | 0 | 0 | 0 | 0 | 0 | 0 | 0 | 0 | 1176.2 | 1150 | 1176.2 | 0 | 0 | 1 | 0 | 0 | 0 | 0 | 0 | 0 | 0 | 0 | 0 | 0 | 0 | 0 | -2 | -2 | -2 | 0 | 0 | 1 |  | 0 | 0 | 0 | 0 | 0 | 0 | 0 | 0 | 0 | 0 | 0 | 0 | 1176.2 | 1150 | 1176.2 | 0 | 0 | 1 | 0 | 0 | 0 | 0 | 0 | 0 | 0 | 0 | 0 | 0 | 0 | 0 | -2 | -2 | -2 | 0 | 0 | 1 |  | 1 | 1 | 1 | 1 | 1 | 1 | 4+ | 4+ | 1 | 1
SDGE | Miguel | 230 | 0 | 0 | 0 | 0 | 0 | 0 | 0 | 0 | 0 | 0 | 0 | 0 | 0 | 0 | 0 | 0 | 0 | 0 | 0 | 0 |  | 0 | 0 | 0 | 0 | 0 | 0 | 0 | 0 | 0 | 0 | 0 | 0 | 0 | 0 | 0 | 0 | 0 | 0 | 0 | 0 | 0 | 0 | 0 | 0 | 0 | 0 | 0 | 0 | 0 | 0 | 0 | 0 | 0 | 0 | 0 | 0 |  | 0 | 0 | 0 | 0 | 0 | 0 | 0 | 0 | 0 | 0 | 0 | 0 | 0 | 0 | 0 | 0 | 0 | 0 | 0 | 0 | 0 | 0 | 0 | 0 | 0 | 0 | 0 | 0 | 0 | 0 | 0 | 0 | 0 | 0 | 0 | 0 |  | 0 | 0 | 0 | 0 | 0 | 0 | 0 | 0 | 0 | 0 | 0 | 0 | 0 | 0 | 0 | 0 | 0 | 0 | 0 | 0 | 0 | 0 | 0 | 0 | 0 | 0 | 0 | 0 | 0 | 0 | 0 | 0 | 0 | 0 | 0 | 0 |  | 0 | 0 | 0 | 0 | 0 | 0 | 0 | 0 | 0 | 0 | 0 | 0 | 0 | 0 | 0 | 0 | 0 | 0 | 0 | 0 | 0 | 0 | 0 | 0 | 0 | 0 | 0 | 0 | 0 | 0 | 0 | 0 | 0 | 0 | 0 | 0 |  | 1 | 1 | 1 | 1 | 1 | 1 | 1 | 1 | 1 | 0
SDGE | Miguel | 500 | 0 | 0 | 0 | 0 | 0 | 0 | 0 | 0 | 0 | 0 | 0 | 0 | 0 | 0 | 0 | 0 | 0 | 0 | 0 | 0 |  | 0 | 0 | 0 | 0 | 0 | 0 | 0 | 0 | 0 | 0 | 0 | 0 | 0 | 0 | 0 | 0 | 0 | 0 | 0 | 0 | 0 | 0 | 0 | 0 | 0 | 0 | 0 | 0 | 0 | 0 | 0 | 0 | 0 | 0 | 0 | 0 |  | 0 | 0 | 0 | 0 | 0 | 0 | 0 | 0 | 0 | 0 | 0 | 0 | 0 | 0 | 0 | 0 | 0 | 0 | 0 | 0 | 0 | 0 | 0 | 0 | 0 | 0 | 0 | 0 | 0 | 0 | 0 | 0 | 0 | 0 | 0 | 0 |  | 0 | 0 | 0 | 0 | 0 | 0 | 0 | 0 | 0 | 0 | 0 | 0 | 0 | 0 | 0 | 0 | 0 | 0 | 0 | 0 | 0 | 0 | 0 | 0 | 0 | 0 | 0 | 0 | 0 | 0 | 0 | 0 | 0 | 0 | 0 | 0 |  | 0 | 0 | 0 | 0 | 0 | 0 | 0 | 0 | 0 | 0 | 0 | 0 | 0 | 0 | 0 | 0 | 0 | 0 | 0 | 0 | 0 | 0 | 0 | 0 | 0 | 0 | 0 | 0 | 0 | 0 | 0 | 0 | 0 | 0 | 0 | 0 |  | 1 | 1 | 1 | 1 | 1 | 1 | 1 | 1 | 1 | 0
SDGE | Miguel | 69 | 0 | 0 | 0 | 0 | 0 | 0 | 0 | 0 | 0 | 0 | 0 | 0 | 0 | 0 | 0 | 0 | 0 | 0 | 0 | 0 |  | 0 | 0 | 0 | 0 | 0 | 0 | 0 | 0 | 0 | 0 | 0 | 0 | 0 | 0 | 0 | 0 | 0 | 0 | 0 | 0 | 0 | 0 | 0 | 0 | 0 | 0 | 0 | 0 | 0 | 0 | 0 | 0 | 0 | 0 | 0 | 0 |  | 0 | 0 | 0 | 0 | 0 | 0 | 0 | 0 | 0 | 0 | 0 | 0 | 0 | 0 | 0 | 0 | 0 | 0 | 0 | 0 | 0 | 0 | 0 | 0 | 0 | 0 | 0 | 0 | 0 | 0 | 0 | 0 | 0 | 0 | 0 | 0 |  | 0 | 0 | 0 | 0 | 0 | 0 | 0 | 0 | 0 | 0 | 0 | 0 | 0 | 0 | 51.4 | 0 | 0 | 1 | 0 | 0 | 0 | 0 | 0 | 0 | 0 | 0 | 0 | 0 | 0 | 0 | 0 | 0 | -2 | 0 | 0 | 1 |  | 0 | 0 | 0 | 0 | 0 | 0 | 0 | 0 | 0 | 0 | 0 | 0 | 0 | 0 | 51.4 | 0 | 0 | 1 | 0 | 0 | 0 | 0 | 0 | 0 | 0 | 0 | 0 | 0 | 0 | 0 | 0 | 0 | -2 | 0 | 0 | 1 |  | 1 | 1 | 1 | 1 | 1 | 1 | 1 | 2+ | 1 | 1
PG&E GBA | Millbrae | 115 | 0 | 0 | 0 | 0 | 0 | 0 | 0 | 0 | 0 | 0 | 0 | 0 | 0 | 0 | 0 | 0 | 3 | 3 | 0 | 1 |  | 0 | 0 | 0 | 0 | 0 | 0 | 0 | 0 | 0 | 0 | 0 | 0 | 0 | 0 | 0 | 0 | 0 | 0 | 0 | 0 | 0 | 0 | 0 | 0 | 0 | 0 | 0 | 0 | 0 | 0 | 0 | 2 | 2 | 0 | 0 | 1 |  | 0 | 0 | 0 | 0 | 0 | 0 | 0 | 0 | 0 | 0 | 0 | 0 | 6.2558 | 0 | 3.7248 | 0 | 0 | 1 | 0 | 0 | 0 | 0 | 0 | 0 | 0 | 0 | 0 | 0 | 0 | 0 | -2 | 2 | -1 | 0 | 0 | 1 |  | 0 | 0 | 0 | 0 | 0 | 0 | 0 | 0 | 0 | 0 | 0 | 0 | 6.2558 | 0 | 3.7248 | 0 | 0 | 1 | 0 | 0 | 0 | 0 | 0 | 0 | 0 | 0 | 0 | 0 | 0 | 0 | -1 | 2 | -1 | 0 | 0 | 1 |  | 0 | 0 | 0 | 0 | 0 | 0 | 0 | 0 | 0 | 0 | 0 | 0 | 6.2558 | 0 | 3.7248 | 0 | 0 | 1 | 0 | 0 | 0 | 0 | 0 | 0 | 0 | 0 | 0 | 0 | 0 | 0 | -2 | 2 | -1 | 0 | 0 | 1 |  | 1 | 1 | 1 | 1 | 1 | 1 | 4+ | 3+ | 1 | 1
PG&E GBA | Miller | 115 | 0 | 0 | 0 | 0 | 0 | 0 | 0 | 0 | 0 | 0 | 0 | 0 | 0 | 0 | 0 | 0 | 0 | 0 | 0 | 0 |  | 0 | 0 | 0 | 0 | 0 | 0 | 0 | 0 | 0 | 0 | 0 | 0 | 0 | 0 | 0 | 0 | 0 | 0 | 0 | 0 | 0 | 0 | 0 | 0 | 0 | 0 | 0 | 0 | 0 | 0 | 0 | 0 | 0 | 0 | 0 | 0 |  | 0 | 0 | 0 | 0 | 0 | 0 | 0 | 0 | 0 | 0 | 0 | 0 | 0 | 0 | 0 | 0 | 0 | 0 | 0 | 0 | 0 | 0 | 0 | 0 | 0 | 0 | 0 | 0 | 0 | 0 | 0 | 0 | 0 | 0 | 0 | 0 |  | 0 | 0 | 0 | 0 | 0 | 0 | 0 | 0 | 0 | 0 | 0 | 0 | 0 | 0 | 0 | 0 | 0 | 0 | 0 | 0 | 0 | 0 | 0 | 0 | 0 | 0 | 0 | 0 | 0 | 0 | 0 | 0 | 0 | 0 | 0 | 0 |  | 0 | 0 | 0 | 0 | 0 | 0 | 0 | 0 | 0 | 0 | 0 | 0 | 0 | 0 | 0 | 0 | 0 | 0 | 0 | 0 | 0 | 0 | 0 | 0 | 0 | 0 | 0 | 0 | 0 | 0 | 0 | 0 | 0 | 0 | 0 | 0 |  | 1 | 1 | 1 | 1 | 1 | 1 | 1 | 1 | 1 | 0
SCE Metro | Mira Loma | 230 | 0 | 0 | 0 | 0 | 0 | 0 | 0 | 0 | 0 | 0 | 0 | 0 | 0 | 0 | 0 | 0 | 200 | 200 | 0 | 1 |  | 0 | 0 | 0 | 0 | 0 | 0 | 0 | 0 | 0 | 0 | 0 | 0 | 0 | 300 | 312.96 | 0 | 0 | 1 | 0 | 0 | 0 | 0 | 0 | 0 | 0 | 0 | 0 | 0 | 0 | 0 | 0 | -2 | -2 | 0 | 0 | 1 |  | 0 | 0 | 0 | 0 | 0 | 0 | 0 | 0 | 0 | 0 | 0 | 0 | 0 | 300 | 414.16 | 0 | 0 | 1 | 0 | 0 | 0 | 0 | 0 | 0 | 0 | 0 | 0 | 0 | 0 | 0 | 0 | -2 | -2 | 0 | 0 | 1 |  | 0 | 0 | 0 | 0 | 0 | 0 | 0 | 0 | 0 | 0 | 0 | 0 | 0 | 300 | 414.16 | 0 | 0 | 1 | 0 | 0 | 0 | 0 | 0 | 0 | 0 | 0 | 0 | 0 | 0 | 0 | 0 | -2 | -2 | 0 | 0 | 1 |  | 0 | 0 | 0 | 0 | 0 | 0 | 0 | 572.02 | 0 | 0 | 0 | 0 | 100 | 300 | 988.68 | 0 | 0 | 1 | 0 | 0 | 0 | 0 | 0 | 0 | 0 | -2 | 0 | 0 | 0 | 0 | -2 | -2 | -2 | 0 | 0 | 1 |  | 1 | 1 | 1 | 1+ | 1 | 1 | 1+ | 4+ | 1 | 1
SCE Metro | Mira Loma | 500 | 0 | 0 | 0 | 0 | 0 | 0 | 0 | 0 | 0 | 0 | 0 | 0 | 0 | 0 | 0 | 0 | 0 | 0 | 0 | 0 |  | 0 | 0 | 0 | 0 | 0 | 0 | 0 | 0 | 0 | 0 | 0 | 0 | 0 | 0 | 0 | 0 | 0 | 0 | 0 | 0 | 0 | 0 | 0 | 0 | 0 | 0 | 0 | 0 | 0 | 0 | 0 | 0 | 0 | 0 | 0 | 0 |  | 0 | 0 | 0 | 0 | 0 | 0 | 0 | 0 | 0 | 0 | 0 | 0 | 0 | 0 | 0 | 0 | 0 | 0 | 0 | 0 | 0 | 0 | 0 | 0 | 0 | 0 | 0 | 0 | 0 | 0 | 0 | 0 | 0 | 0 | 0 | 0 |  | 0 | 0 | 0 | 0 | 0 | 0 | 0 | 0 | 0 | 0 | 0 | 0 | 1770 | 1770 | 1770 | 0 | 0 | 1 | 0 | 0 | 0 | 0 | 0 | 0 | 0 | 0 | 0 | 0 | 0 | 0 | -2 | -2 | -2 | 0 | 0 | 1 |  | 0 | 0 | 0 | 0 | 0 | 0 | 0 | 0 | 0 | 0 | 0 | 0 | 1770 | 1770 | 1770 | 0 | 0 | 1 | 0 | 0 | 0 | 0 | 0 | 0 | 0 | 0 | 0 | 0 | 0 | 0 | -2 | -2 | -2 | 0 | 0 | 1 |  | 1 | 1 | 1 | 1 | 1 | 1 | 2+ | 4+ | 1 | 1
SCE Eastern | Mirage | 115 | 0 | 0 | 0 | 0 | 0 | 0 | 0 | 0 | 0 | 0 | 0 | 0 | 0 | 0 | 0 | 0 | 0 | 0 | 0 | 0 |  | 0 | 0 | 0 | 0 | 0 | 0 | 0 | 0 | 0 | 0 | 0 | 0 | 0 | 0 | 0 | 0 | 0 | 0 | 0 | 0 | 0 | 0 | 0 | 0 | 0 | 0 | 0 | 0 | 0 | 0 | 0 | 0 | 0 | 0 | 0 | 0 |  | 0 | 0 | 0 | 0 | 0 | 0 | 0 | 0 | 0 | 0 | 0 | 0 | 0 | 0 | 0 | 0 | 0 | 0 | 0 | 0 | 0 | 0 | 0 | 0 | 0 | 0 | 0 | 0 | 0 | 0 | 0 | 0 | 0 | 0 | 0 | 0 |  | 0 | 0 | 0 | 0 | 0 | 0 | 0 | 0 | 0 | 0 | 0 | 0 | 0 | 0 | 0 | 0 | 0 | 0 | 0 | 0 | 0 | 0 | 0 | 0 | 0 | 0 | 0 | 0 | 0 | 0 | 0 | 0 | 0 | 0 | 0 | 0 |  | 0 | 0 | 0 | 0 | 0 | 0 | 0 | 0 | 0 | 0 | 0 | 0 | 0 | 0 | 0 | 0 | 0 | 0 | 0 | 0 | 0 | 0 | 0 | 0 | 0 | 0 | 0 | 0 | 0 | 0 | 0 | 0 | 0 | 0 | 0 | 0 |  | 1 | 1 | 1 | 1 | 1 | 1 | 1 | 1 | 1 | 0
SCE Eastern | Mirage | 230 | 0 | 0 | 0 | 0 | 0 | 0 | 0 | 0 | 0 | 0 | 0 | 0 | 0 | 0 | 0 | 0 | 0 | 0 | 0 | 0 |  | 0 | 0 | 0 | 0 | 0 | 0 | 0 | 0 | 0 | 0 | 0 | 0 | 0 | 0 | 0 | 0 | 0 | 0 | 0 | 0 | 0 | 0 | 0 | 0 | 0 | 0 | 0 | 0 | 0 | 0 | 0 | 0 | 0 | 0 | 0 | 0 |  | 0 | 0 | 0 | 0 | 0 | 0 | 0 | 0 | 0 | 0 | 0 | 0 | 0 | 0 | 0 | 0 | 0 | 0 | 0 | 0 | 0 | 0 | 0 | 0 | 0 | 0 | 0 | 0 | 0 | 0 | 0 | 0 | 0 | 0 | 0 | 0 |  | 0 | 0 | 0 | 0 | 0 | 0 | 0 | 0 | 0 | 0 | 0 | 0 | 0 | 0 | 0 | 0 | 0 | 0 | 0 | 0 | 0 | 0 | 0 | 0 | 0 | 0 | 0 | 0 | 0 | 0 | 0 | 0 | 0 | 0 | 0 | 0 |  | 0 | 0 | 0 | 0 | 0 | 0 | 0 | 0 | 0 | 0 | 0 | 0 | 0 | 0 | 219.949 | 0 | 0 | 1 | 0 | 0 | 0 | 0 | 0 | 0 | 0 | 0 | 0 | 0 | 0 | 0 | 0 | 0 | -2 | 0 | 0 | 1 |  | 1 | 1 | 1 | 1 | 1 | 1 | 1 | 1+ | 1 | 1
SDGE | Mission | 138 | 0 | 0 | 0 | 0 | 0 | 0 | 0 | 0 | 0 | 0 | 0 | 0 | 0 | 0 | 0 | 0 | 0 | 0 | 0 | 0 |  | 0 | 0 | 0 | 0 | 0 | 0 | 0 | 0 | 0 | 0 | 0 | 0 | 0 | 0 | 0 | 0 | 0 | 0 | 0 | 0 | 0 | 0 | 0 | 0 | 0 | 0 | 0 | 0 | 0 | 0 | 0 | 0 | 0 | 0 | 0 | 0 |  | 0 | 0 | 0 | 0 | 0 | 0 | 0 | 0 | 0 | 0 | 0 | 0 | 0 | 0 | 0 | 0 | 0 | 0 | 0 | 0 | 0 | 0 | 0 | 0 | 0 | 0 | 0 | 0 | 0 | 0 | 0 | 0 | 0 | 0 | 0 | 0 |  | 0 | 0 | 0 | 0 | 0 | 0 | 0 | 0 | 0 | 0 | 0 | 0 | 0 | 0 | 0 | 0 | 0 | 0 | 0 | 0 | 0 | 0 | 0 | 0 | 0 | 0 | 0 | 0 | 0 | 0 | 0 | 0 | 0 | 0 | 0 | 0 |  | 0 | 0 | 0 | 0 | 0 | 0 | 0 | 0 | 0 | 0 | 0 | 0 | 0 | 0 | 0 | 0 | 0 | 0 | 0 | 0 | 0 | 0 | 0 | 0 | 0 | 0 | 0 | 0 | 0 | 0 | 0 | 0 | 0 | 0 | 0 | 0 |  | 1 | 1 | 1 | 1 | 1 | 1 | 1 | 1 | 1 | 0
SDGE | Mission | 230 | 0 | 0 | 0 | 0 | 0 | 0 | 0 | 0 | 0 | 0 | 0 | 0 | 0 | 0 | 0 | 0 | 0 | 0 | 0 | 0 |  | 0 | 0 | 0 | 0 | 0 | 0 | 0 | 0 | 0 | 0 | 0 | 0 | 0 | 0 | 0 | 0 | 0 | 0 | 0 | 0 | 0 | 0 | 0 | 0 | 0 | 0 | 0 | 0 | 0 | 0 | 0 | 0 | 0 | 0 | 0 | 0 |  | 0 | 0 | 0 | 0 | 0 | 0 | 0 | 0 | 0 | 0 | 0 | 0 | 0 | 0 | 0 | 0 | 0 | 0 | 0 | 0 | 0 | 0 | 0 | 0 | 0 | 0 | 0 | 0 | 0 | 0 | 0 | 0 | 0 | 0 | 0 | 0 |  | 0 | 0 | 0 | 0 | 0 | 0 | 0 | 0 | 0 | 0 | 0 | 0 | 0 | 0 | 0 | 0 | 0 | 0 | 0 | 0 | 0 | 0 | 0 | 0 | 0 | 0 | 0 | 0 | 0 | 0 | 0 | 0 | 0 | 0 | 0 | 0 |  | 0 | 0 | 0 | 0 | 0 | 0 | 0 | 0 | 0 | 0 | 0 | 0 | 0 | 0 | 0 | 0 | 0 | 0 | 0 | 0 | 0 | 0 | 0 | 0 | 0 | 0 | 0 | 0 | 0 | 0 | 0 | 0 | 0 | 0 | 0 | 0 |  | 1 | 1 | 1 | 1 | 1 | 1 | 1 | 1 | 1 | 0
SDGE | Mission | 69 | 0 | 0 | 0 | 0 | 0 | 0 | 0 | 0 | 0 | 0 | 0 | 0 | 0 | 0 | 0 | 0 | 0 | 0 | 0 | 0 |  | 0 | 0 | 0 | 0 | 0 | 0 | 0 | 0 | 0 | 0 | 0 | 0 | 0 | 0 | 0 | 0 | 0 | 0 | 0 | 0 | 0 | 0 | 0 | 0 | 0 | 0 | 0 | 0 | 0 | 0 | 0 | 0 | 0 | 0 | 0 | 0 |  | 0 | 0 | 0 | 0 | 0 | 0 | 0 | 0 | 0 | 0 | 0 | 0 | 0 | 0 | 0 | 0 | 0 | 0 | 0 | 0 | 0 | 0 | 0 | 0 | 0 | 0 | 0 | 0 | 0 | 0 | 0 | 0 | 0 | 0 | 0 | 0 |  | 0 | 0 | 0 | 0 | 0 | 0 | 0 | 0 | 0 | 0 | 0 | 0 | 0 | 0 | 0 | 0 | 0 | 0 | 0 | 0 | 0 | 0 | 0 | 0 | 0 | 0 | 0 | 0 | 0 | 0 | 0 | 0 | 0 | 0 | 0 | 0 |  | 0 | 0 | 0 | 0 | 0 | 0 | 0 | 0 | 0 | 0 | 0 | 0 | 0 | 0 | 0 | 0 | 0 | 0 | 0 | 0 | 0 | 0 | 0 | 0 | 0 | 0 | 0 | 0 | 0 | 0 | 0 | 0 | 0 | 0 | 0 | 0 |  | 1 | 1 | 1 | 1 | 1 | 1 | 1 | 1 | 1 | 0
PG&E GBA | Mi-Wuk | 115 | 0 | 0 | 0 | 0 | 0 | 0 | 0 | 0 | 0 | 0 | 0 | 0 | 0 | 0 | 0 | 0 | 0 | 0 | 0 | 0 |  | 0 | 0 | 0 | 0 | 0 | 0 | 0 | 0 | 0 | 0 | 0 | 0 | 0 | 0 | 0 | 0 | 0 | 0 | 0 | 0 | 0 | 0 | 0 | 0 | 0 | 0 | 0 | 0 | 0 | 0 | 0 | 0 | 0 | 0 | 0 | 0 |  | 0 | 0 | 0 | 0 | 0 | 0 | 0 | 0 | 0 | 0 | 0 | 0 | 0 | 0 | 0 | 0 | 0 | 0 | 0 | 0 | 0 | 0 | 0 | 0 | 0 | 0 | 0 | 0 | 0 | 0 | 0 | 0 | 0 | 0 | 0 | 0 |  | 0 | 0 | 0 | 0 | 0 | 0 | 0 | 0 | 0 | 0 | 0 | 0 | 0 | 0 | 0 | 0 | 0 | 0 | 0 | 0 | 0 | 0 | 0 | 0 | 0 | 0 | 0 | 0 | 0 | 0 | 0 | 0 | 0 | 0 | 0 | 0 |  | 0 | 0 | 0 | 0 | 0 | 0 | 0 | 0 | 0 | 0 | 0 | 0 | 0 | 0 | 0 | 0 | 0 | 0 | 0 | 0 | 0 | 0 | 0 | 0 | 0 | 0 | 0 | 0 | 0 | 0 | 0 | 0 | 0 | 0 | 0 | 0 |  | 1 | 1 | 1 | 1 | 1 | 1 | 1 | 1 | 1 | 0
EOP | Mohave | 500 | 0 | 0 | 0 | 0 | 0 | 0 | 0 | 0 | 0 | 0 | 0 | 0 | 1165 | 587 | 1752 | 0 | 158 | 158 | 400 | 1 |  | 0 | 0 | 0 | 0 | 0 | 0 | 0 | 0 | 0 | 0 | 0 | 0 | 820 | 820 | 820 | 0 | 0 | 1 | 0 | 0 | 0 | 0 | 0 | 0 | 0 | 0 | 0 | 0 | 0 | 2 | 2 | -2 | -2 | 2 | 2 | 1 |  | 0 | 0 | 0 | 0 | 0 | 0 | 0 | 0 | 0 | 0 | 0 | 0 | 0 | 0 | 0 | 0 | 0 | 0 | 0 | 0 | 0 | 0 | 0 | 0 | 0 | 0 | 0 | 0 | 0 | 2 | 2 | 2 | 2 | 2 | 2 | 1 |  | 0 | 0 | 0 | 0 | 0 | 0 | 0 | 0 | 0 | 0 | 0 | 0 | 0 | 0 | 0 | 0 | 0 | 0 | 0 | 0 | 0 | 0 | 0 | 0 | 0 | 0 | 0 | 0 | 0 | 2 | 2 | 2 | 2 | 2 | 2 | 1 |  | 0 | 0 | 0 | 0 | 0 | 0 | 0 | 716.4 | 0 | 0 | 0 | 0 | 718.2 | 0 | 716.4 | 0 | 0 | 1 | 0 | 0 | 0 | 0 | 0 | 0 | 0 | -2 | 0 | 0 | 0 | 2 | 2 | 2 | -2 | 2 | 2 | 1 |  | 1 | 1 | 1 | 1+ | 1 | 1 | 5- | 3- | 5- | 1
PG&E NGBA | Monroe | 115 | 0 | 0 | 0 | 0 | 0 | 0 | 0 | 0 | 0 | 0 | 0 | 0 | 0 | 0 | 0 | 0 | 0 | 0 | 0 | 0 |  | 0 | 0 | 0 | 0 | 0 | 0 | 0 | 0 | 0 | 0 | 0 | 0 | 0 | 0 | 0 | 0 | 0 | 0 | 0 | 0 | 0 | 0 | 0 | 0 | 0 | 0 | 0 | 0 | 0 | 0 | 0 | 0 | 0 | 0 | 0 | 0 |  | 0 | 0 | 0 | 0 | 0 | 0 | 0 | 0 | 0 | 0 | 0 | 0 | 0 | 0 | 0 | 0 | 0 | 0 | 0 | 0 | 0 | 0 | 0 | 0 | 0 | 0 | 0 | 0 | 0 | 0 | 0 | 0 | 0 | 0 | 0 | 0 |  | 0 | 0 | 0 | 0 | 0 | 0 | 0 | 0 | 0 | 0 | 0 | 0 | 0 | 0 | 0 | 0 | 0 | 0 | 0 | 0 | 0 | 0 | 0 | 0 | 0 | 0 | 0 | 0 | 0 | 0 | 0 | 0 | 0 | 0 | 0 | 0 |  | 0 | 0 | 0 | 0 | 0 | 0 | 0 | 0 | 0 | 0 | 0 | 0 | 0 | 0 | 0 | 0 | 0 | 0 | 0 | 0 | 0 | 0 | 0 | 0 | 0 | 0 | 0 | 0 | 0 | 0 | 0 | 0 | 0 | 0 | 0 | 0 |  | 1 | 1 | 1 | 1 | 1 | 1 | 1 | 1 | 1 | 0
SDGE | Monserate | 69 | 0 | 0 | 0 | 0 | 0 | 0 | 0 | 0 | 0 | 0 | 0 | 0 | 0 | 0 | 0 | 0 | 0 | 0 | 0 | 0 |  | 0 | 0 | 0 | 0 | 0 | 0 | 0 | 0 | 0 | 0 | 0 | 0 | 0 | 0 | 0 | 0 | 0 | 0 | 0 | 0 | 0 | 0 | 0 | 0 | 0 | 0 | 0 | 0 | 0 | 0 | 0 | 0 | 0 | 0 | 0 | 0 |  | 0 | 0 | 0 | 0 | 0 | 0 | 0 | 0 | 0 | 0 | 0 | 0 | 0 | 0 | 0 | 0 | 0 | 0 | 0 | 0 | 0 | 0 | 0 | 0 | 0 | 0 | 0 | 0 | 0 | 0 | 0 | 0 | 0 | 0 | 0 | 0 |  | 0 | 0 | 0 | 0 | 0 | 0 | 0 | 0 | 0 | 0 | 0 | 0 | 0 | 0 | 0 | 0 | 0 | 0 | 0 | 0 | 0 | 0 | 0 | 0 | 0 | 0 | 0 | 0 | 0 | 0 | 0 | 0 | 0 | 0 | 0 | 0 |  | 0 | 0 | 0 | 0 | 0 | 0 | 0 | 0 | 0 | 0 | 0 | 0 | 0 | 0 | 0 | 0 | 0 | 0 | 0 | 0 | 0 | 0 | 0 | 0 | 0 | 0 | 0 | 0 | 0 | 0 | 0 | 0 | 0 | 0 | 0 | 0 |  | 1 | 1 | 1 | 1 | 1 | 1 | 1 | 1 | 1 | 0
PG&E GBA | Monta Vista | 115 | 0 | 0 | 0 | 0 | 0 | 0 | 0 | 0 | 0 | 0 | 0 | 0 | 0 | 0 | 0 | 0 | 0 | 0 | 0 | 0 |  | 0 | 0 | 0 | 0 | 0 | 0 | 0 | 0 | 0 | 0 | 0 | 0 | 0 | 0 | 0 | 0 | 0 | 0 | 0 | 0 | 0 | 0 | 0 | 0 | 0 | 0 | 0 | 0 | 0 | 0 | 0 | 0 | 0 | 0 | 0 | 0 |  | 0 | 0 | 0 | 0 | 0 | 0 | 0 | 0 | 0 | 0 | 0 | 0 | 0 | 0 | 0 | 0 | 0 | 0 | 0 | 0 | 0 | 0 | 0 | 0 | 0 | 0 | 0 | 0 | 0 | 0 | 0 | 0 | 0 | 0 | 0 | 0 |  | 0 | 0 | 0 | 0 | 0 | 0 | 0 | 0 | 0 | 0 | 0 | 0 | 0 | 0 | 0 | 0 | 0 | 0 | 0 | 0 | 0 | 0 | 0 | 0 | 0 | 0 | 0 | 0 | 0 | 0 | 0 | 0 | 0 | 0 | 0 | 0 |  | 0 | 0 | 0 | 0 | 0 | 0 | 0 | 0 | 0 | 0 | 0 | 0 | 0 | 0 | 0 | 0 | 0 | 0 | 0 | 0 | 0 | 0 | 0 | 0 | 0 | 0 | 0 | 0 | 0 | 0 | 0 | 0 | 0 | 0 | 0 | 0 |  | 1 | 1 | 1 | 1 | 1 | 1 | 1 | 1 | 1 | 0
PG&E GBA | Monta Vista | 230 | 0 | 0 | 0 | 0 | 0 | 0 | 0 | 0 | 0 | 0 | 0 | 0 | 0 | 0 | 0 | 0 | 0 | 0 | 0 | 0 |  | 0 | 0 | 0 | 0 | 0 | 0 | 0 | 0 | 0 | 0 | 0 | 0 | 0 | 0 | 0 | 0 | 0 | 0 | 0 | 0 | 0 | 0 | 0 | 0 | 0 | 0 | 0 | 0 | 0 | 0 | 0 | 0 | 0 | 0 | 0 | 0 |  | 0 | 0 | 0 | 0 | 0 | 0 | 0 | 0 | 0 | 0 | 0 | 0 | 0 | 0 | 0 | 0 | 0 | 0 | 0 | 0 | 0 | 0 | 0 | 0 | 0 | 0 | 0 | 0 | 0 | 0 | 0 | 0 | 0 | 0 | 0 | 0 |  | 0 | 0 | 0 | 0 | 0 | 0 | 0 | 0 | 0 | 0 | 0 | 0 | 0 | 0 | 0 | 0 | 0 | 0 | 0 | 0 | 0 | 0 | 0 | 0 | 0 | 0 | 0 | 0 | 0 | 0 | 0 | 0 | 0 | 0 | 0 | 0 |  | 0 | 0 | 0 | 0 | 0 | 0 | 0 | 0 | 0 | 0 | 0 | 0 | 0 | 0 | 0 | 0 | 0 | 0 | 0 | 0 | 0 | 0 | 0 | 0 | 0 | 0 | 0 | 0 | 0 | 0 | 0 | 0 | 0 | 0 | 0 | 0 |  | 1 | 1 | 1 | 1 | 1 | 1 | 1 | 1 | 1 | 0
PG&E GBA | Monta Vista | 60 | 0 | 0 | 0 | 0 | 0 | 0 | 0 | 0 | 0 | 0 | 0 | 0 | 0 | 0 | 0 | 0 | 0 | 0 | 0 | 0 |  | 0 | 0 | 0 | 0 | 0 | 0 | 0 | 0 | 0 | 0 | 0 | 0 | 0 | 0 | 0 | 0 | 0 | 0 | 0 | 0 | 0 | 0 | 0 | 0 | 0 | 0 | 0 | 0 | 0 | 0 | 0 | 0 | 0 | 0 | 0 | 0 |  | 0 | 0 | 0 | 0 | 0 | 0 | 0 | 0 | 0 | 0 | 0 | 0 | 0 | 0 | 0 | 0 | 0 | 0 | 0 | 0 | 0 | 0 | 0 | 0 | 0 | 0 | 0 | 0 | 0 | 0 | 0 | 0 | 0 | 0 | 0 | 0 |  | 0 | 0 | 0 | 0 | 0 | 0 | 0 | 0 | 0 | 0 | 0 | 0 | 0 | 0 | 0 | 0 | 0 | 0 | 0 | 0 | 0 | 0 | 0 | 0 | 0 | 0 | 0 | 0 | 0 | 0 | 0 | 0 | 0 | 0 | 0 | 0 |  | 0 | 0 | 0 | 0 | 0 | 0 | 0 | 0 | 0 | 0 | 0 | 0 | 0 | 0 | 0 | 0 | 0 | 0 | 0 | 0 | 0 | 0 | 0 | 0 | 0 | 0 | 0 | 0 | 0 | 0 | 0 | 0 | 0 | 0 | 0 | 0 |  | 1 | 1 | 1 | 1 | 1 | 1 | 1 | 1 | 1 | 0
PG&E NGBA | Monticello | 115 | 0 | 0 | 0 | 0 | 0 | 0 | 0 | 0 | 0 | 0 | 0 | 0 | 0 | 0 | 0 | 0 | 0 | 0 | 0 | 0 |  | 0 | 0 | 0 | 0 | 0 | 0 | 0 | 0 | 0 | 0 | 0 | 0 | 0 | 0 | 0 | 0 | 0 | 0 | 0 | 0 | 0 | 0 | 0 | 0 | 0 | 0 | 0 | 0 | 0 | 0 | 0 | 0 | 0 | 0 | 0 | 0 |  | 0 | 0 | 0 | 0 | 0 | 0 | 0 | 0 | 0 | 0 | 0 | 0 | 0 | 0 | 0 | 0 | 0 | 0 | 0 | 0 | 0 | 0 | 0 | 0 | 0 | 0 | 0 | 0 | 0 | 0 | 0 | 0 | 0 | 0 | 0 | 0 |  | 0 | 0 | 0 | 0 | 0 | 0 | 0 | 0 | 0 | 0 | 0 | 0 | 0 | 0 | 0 | 0 | 0 | 0 | 0 | 0 | 0 | 0 | 0 | 0 | 0 | 0 | 0 | 0 | 0 | 0 | 0 | 0 | 0 | 0 | 0 | 0 |  | 0 | 0 | 0 | 0 | 0 | 0 | 0 | 0 | 0 | 0 | 0 | 0 | 0 | 0 | 0 | 0 | 0 | 0 | 0 | 0 | 0 | 0 | 0 | 0 | 0 | 0 | 0 | 0 | 0 | 0 | 0 | 0 | 0 | 0 | 0 | 0 |  | 1 | 1 | 1 | 1 | 1 | 1 | 1 | 1 | 1 | 0
SCE Northern | Moorpark | 230 | 0 | 0 | 0 | 0 | 0 | 0 | 0 | 0 | 0 | 0 | 0 | 0 | 0 | 0 | 0 | 0 | 0 | 0 | 0 | 0 |  | 0 | 0 | 0 | 0 | 0 | 0 | 0 | 0 | 0 | 0 | 0 | 0 | 0 | 500 | 500 | 0 | 0 | 1 | 0 | 0 | 0 | 0 | 0 | 0 | 0 | 0 | 0 | 0 | 0 | 0 | 0 | -2 | -2 | 0 | 0 | 1 |  | 0 | 0 | 0 | 0 | 0 | 0 | 0 | 0 | 0 | 0 | 0 | 0 | 0 | 500 | 748 | 0 | 0 | 1 | 0 | 0 | 0 | 0 | 0 | 0 | 0 | 0 | 0 | 0 | 0 | 0 | 0 | -2 | -2 | 0 | 0 | 1 |  | 0 | 0 | 0 | 0 | 0 | 0 | 0 | 0 | 0 | 0 | 0 | 0 | 0 | 500 | 1837.525 | 0 | 0 | 1 | 0 | 0 | 0 | 0 | 0 | 0 | 0 | 0 | 0 | 0 | 0 | 0 | 0 | -2 | -2 | 0 | 0 | 1 |  | 0 | 0 | 0 | 0 | 0 | 0 | 0 | 0 | 0 | 0 | 0 | 0 | 0 | 500 | 1926.275 | 0 | 0 | 1 | 0 | 0 | 0 | 0 | 0 | 0 | 0 | 0 | 0 | 0 | 0 | 0 | 0 | -2 | -2 | 0 | 0 | 1 |  | 1 | 1 | 1 | 1 | 1 | 1 | 1 | 4+ | 1 | 1
SCE Northern | Moorpark | 66 | 0 | 0 | 0 | 0 | 0 | 0 | 0 | 0 | 0 | 0 | 0 | 0 | 0 | 0 | 0 | 0 | 0 | 0 | 0 | 0 |  | 0 | 0 | 0 | 0 | 0 | 0 | 0 | 0 | 0 | 0 | 0 | 0 | 0 | 0 | 0 | 0 | 0 | 0 | 0 | 0 | 0 | 0 | 0 | 0 | 0 | 0 | 0 | 0 | 0 | 0 | 0 | 0 | 0 | 0 | 0 | 0 |  | 0 | 0 | 0 | 0 | 0 | 0 | 0 | 0 | 0 | 0 | 0 | 0 | 0 | 0 | 0 | 0 | 0 | 0 | 0 | 0 | 0 | 0 | 0 | 0 | 0 | 0 | 0 | 0 | 0 | 0 | 0 | 0 | 0 | 0 | 0 | 0 |  | 0 | 0 | 0 | 0 | 0 | 0 | 0 | 0 | 0 | 0 | 0 | 0 | 0 | 0 | 0 | 0 | 0 | 0 | 0 | 0 | 0 | 0 | 0 | 0 | 0 | 0 | 0 | 0 | 0 | 0 | 0 | 0 | 0 | 0 | 0 | 0 |  | 0 | 0 | 0 | 0 | 0 | 0 | 0 | 0 | 0 | 0 | 0 | 0 | 0 | 0 | 0 | 0 | 0 | 0 | 0 | 0 | 0 | 0 | 0 | 0 | 0 | 0 | 0 | 0 | 0 | 0 | 0 | 0 | 0 | 0 | 0 | 0 |  | 1 | 1 | 1 | 1 | 1 | 1 | 1 | 1 | 1 | 0
PG&E GBA | Moraga | 115 | 0 | 0 | 0 | 0 | 0 | 0 | 0 | 0 | 0 | 0 | 0 | 0 | 0 | 0 | 0 | 0 | 0 | 0 | 0 | 0 |  | 0 | 0 | 0 | 0 | 0 | 0 | 0 | 0 | 0 | 0 | 0 | 0 | 0 | 0 | 0 | 0 | 0 | 0 | 0 | 0 | 0 | 0 | 0 | 0 | 0 | 0 | 0 | 0 | 0 | 0 | 0 | 0 | 0 | 0 | 0 | 0 |  | 0 | 0 | 0 | 0 | 0 | 0 | 0 | 0 | 0 | 0 | 0 | 0 | 0 | 0 | 0 | 0 | 0 | 0 | 0 | 0 | 0 | 0 | 0 | 0 | 0 | 0 | 0 | 0 | 0 | 0 | 0 | 0 | 0 | 0 | 0 | 0 |  | 0 | 0 | 0 | 0 | 0 | 0 | 0 | 0 | 0 | 0 | 0 | 0 | 0 | 0 | 0 | 0 | 0 | 0 | 0 | 0 | 0 | 0 | 0 | 0 | 0 | 0 | 0 | 0 | 0 | 0 | 0 | 0 | 0 | 0 | 0 | 0 |  | 0 | 0 | 0 | 0 | 0 | 0 | 0 | 0 | 0 | 0 | 0 | 0 | 0 | 0 | 0 | 0 | 0 | 0 | 0 | 0 | 0 | 0 | 0 | 0 | 0 | 0 | 0 | 0 | 0 | 0 | 0 | 0 | 0 | 0 | 0 | 0 |  | 1 | 1 | 1 | 1 | 1 | 1 | 1 | 1 | 1 | 0
PG&E GBA | Moraga | 230 | 0 | 0 | 0 | 0 | 0 | 0 | 0 | 0 | 0 | 0 | 0 | 0 | 0 | 0 | 0 | 0 | 0 | 0 | 0 | 0 |  | 0 | 0 | 0 | 0 | 0 | 0 | 0 | 0 | 0 | 0 | 0 | 0 | 0 | 0 | 0 | 0 | 0 | 0 | 0 | 0 | 0 | 0 | 0 | 0 | 0 | 0 | 0 | 0 | 0 | 0 | 0 | 0 | 0 | 0 | 0 | 0 |  | 0 | 0 | 0 | 0 | 0 | 0 | 0 | 0 | 0 | 0 | 0 | 0 | 0 | 0 | 0 | 0 | 0 | 0 | 0 | 0 | 0 | 0 | 0 | 0 | 0 | 0 | 0 | 0 | 0 | 0 | 0 | 0 | 0 | 0 | 0 | 0 |  | 0 | 0 | 0 | 0 | 0 | 0 | 0 | 0 | 0 | 0 | 0 | 0 | 0 | 0 | 0 | 0 | 0 | 0 | 0 | 0 | 0 | 0 | 0 | 0 | 0 | 0 | 0 | 0 | 0 | 0 | 0 | 0 | 0 | 0 | 0 | 0 |  | 0 | 0 | 0 | 0 | 0 | 0 | 0 | 0 | 0 | 0 | 0 | 0 | 0 | 0 | 0 | 0 | 0 | 0 | 0 | 0 | 0 | 0 | 0 | 0 | 0 | 0 | 0 | 0 | 0 | 0 | 0 | 0 | 0 | 0 | 0 | 0 |  | 1 | 1 | 1 | 1 | 1 | 1 | 1 | 1 | 1 | 0
PG&E GBA | Morgan Hill | 115 | 0 | 0 | 0 | 0 | 0 | 0 | 0 | 0 | 0 | 0 | 0 | 0 | 0 | 0 | 0 | 0 | 0 | 0 | 0 | 0 |  | 0 | 0 | 0 | 0 | 0 | 0 | 0 | 0 | 0 | 0 | 0 | 0 | 0 | 0 | 0 | 0 | 0 | 0 | 0 | 0 | 0 | 0 | 0 | 0 | 0 | 0 | 0 | 0 | 0 | 0 | 0 | 0 | 0 | 0 | 0 | 0 |  | 0 | 0 | 0 | 0 | 0 | 0 | 0 | 0 | 0 | 0 | 0 | 0 | 0 | 0 | 20 | 0 | 0 | 1 | 0 | 0 | 0 | 0 | 0 | 0 | 0 | 0 | 0 | 0 | 0 | 0 | 0 | 0 | -2 | 0 | 0 | 1 |  | 0 | 0 | 0 | 0 | 0 | 0 | 0 | 0 | 0 | 0 | 0 | 0 | 0 | 0 | 20 | 0 | 0 | 1 | 0 | 0 | 0 | 0 | 0 | 0 | 0 | 0 | 0 | 0 | 0 | 0 | 0 | 0 | -2 | 0 | 0 | 1 |  | 0 | 0 | 0 | 0 | 0 | 0 | 0 | 0 | 0 | 0 | 0 | 0 | 0 | 0 | 20 | 0 | 0 | 1 | 0 | 0 | 0 | 0 | 0 | 0 | 0 | 0 | 0 | 0 | 0 | 0 | 0 | 0 | -2 | 0 | 0 | 1 |  | 1 | 1 | 1 | 1 | 1 | 1 | 1 | 4+ | 1 | 1
PG&E KERN | Morro Bay | 115 | 0 | 0 | 0 | 0 | 0 | 0 | 0 | 0 | 0 | 0 | 0 | 0 | 0 | 90 | 90 | 0 | 0 | 0 | 0 | 1 |  | 0 | 0 | 0 | 0 | 0 | 0 | 0 | 0 | 0 | 0 | 0 | 0 | 0 | 0 | 0 | 0 | 0 | 0 | 0 | 0 | 0 | 0 | 0 | 0 | 0 | 0 | 0 | 0 | 0 | 0 | 2 | 0 | 0 | 0 | 0 | 1 |  | 0 | 0 | 0 | 0 | 0 | 0 | 0 | 0 | 0 | 0 | 0 | 0 | 0 | 0 | 0 | 0 | 0 | 0 | 0 | 0 | 0 | 0 | 0 | 0 | 0 | 0 | 0 | 0 | 0 | 0 | 2 | 0 | 0 | 0 | 0 | 1 |  | 0 | 0 | 0 | 0 | 0 | 0 | 0 | 0 | 0 | 0 | 0 | 0 | 0 | 0 | 0 | 0 | 0 | 0 | 0 | 0 | 0 | 0 | 0 | 0 | 0 | 0 | 0 | 0 | 0 | 0 | 2 | 0 | 0 | 0 | 0 | 1 |  | 0 | 0 | 0 | 0 | 0 | 0 | 0 | 0 | 0 | 0 | 0 | 0 | 0 | 0 | 0 | 0 | 0 | 0 | 0 | 0 | 0 | 0 | 0 | 0 | 0 | 0 | 0 | 0 | 0 | 0 | 2 | 0 | 0 | 0 | 0 | 1 |  | 1 | 1 | 1 | 1 | 1 | 1 | 5- | 1 | 1 | 1
PG&E KERN | Morro Bay | 230 | 0 | 0 | 0 | 0 | 0 | 0 | 0 | 0 | 0 | 0 | 0 | 0 | 0 | 0 | 0 | 0 | 0 | 0 | 0 | 0 |  | 0 | 0 | 0 | 0 | 0 | 0 | 0 | 0 | 0 | 0 | 0 | 0 | 0 | 0 | 108 | 464.9 | 520 | 1 | 0 | 0 | 0 | 0 | 0 | 0 | 0 | 0 | 0 | 0 | 0 | 0 | 0 | 0 | -2 | -2 | -2 | 1 |  | 0 | 0 | 0 | 0 | 0 | 0 | 0 | 0 | 0 | 0 | 0 | 0 | 0 | 0 | 0 | 0 | 0 | 0 | 0 | 0 | 0 | 0 | 0 | 0 | 0 | 0 | 0 | 0 | 0 | 0 | 0 | 0 | 0 | 0 | 0 | 0 |  | 0 | 0 | 0 | 0 | 0 | 0 | 0 | 0 | 0 | 0 | 0 | 0 | 0 | 0 | 405.4 | 0 | 0 | 1 | 0 | 0 | 0 | 0 | 0 | 0 | 0 | 0 | 0 | 0 | 0 | 0 | 0 | 0 | -2 | 0 | 0 | 1 |  | 0 | 0 | 0 | 0 | 0 | 0 | 0 | 0 | 0 | 0 | 0 | 0 | 0 | 0 | 405.4 | 0 | 0 | 1 | 0 | 0 | 0 | 0 | 0 | 0 | 0 | 0 | 0 | 0 | 0 | 0 | 0 | 0 | -2 | 0 | 0 | 1 |  | 1 | 1 | 1 | 1 | 1 | 1 | 1 | 2+ | 1 | 1
PG&E KERN | Morro Bay | 500 | 0 | 0 | 0 | 0 | 0 | 0 | 0 | 0 | 0 | 0 | 0 | 0 | 60 | 0 | 60 | 0 | 0 | 0 | 0 | 1 |  | 0 | 0 | 0 | 0 | 0 | 0 | 0 | 0 | 0 | 0 | 0 | 0 | 0 | 0 | 0 | 0 | 0 | 0 | 0 | 0 | 0 | 0 | 0 | 0 | 0 | 0 | 0 | 0 | 0 | 2 | 2 | 0 | 0 | 0 | 0 | 1 |  | 0 | 0 | 0 | 0 | 0 | 0 | 0 | 0 | 0 | 0 | 0 | 0 | 0 | 0 | 0 | 0 | 0 | 0 | 0 | 0 | 0 | 0 | 0 | 0 | 0 | 0 | 0 | 0 | 0 | 2 | 2 | 0 | 0 | 0 | 0 | 1 |  | 0 | 0 | 0 | 0 | 0 | 0 | 0 | 0 | 0 | 0 | 0 | 0 | 0 | 0 | 0 | 0 | 0 | 0 | 0 | 0 | 0 | 0 | 0 | 0 | 0 | 0 | 0 | 0 | 0 | 2 | 2 | 0 | 0 | 0 | 0 | 1 |  | 0 | 0 | 0 | 0 | 0 | 0 | 0 | 0 | 0 | 0 | 0 | 0 | 0 | 0 | 0 | 0 | 0 | 0 | 0 | 0 | 0 | 0 | 0 | 0 | 0 | 0 | 0 | 0 | 0 | 2 | 2 | 0 | 0 | 0 | 0 | 1 |  | 1 | 1 | 1 | 1 | 1 | 1 | 5- | 1 | 1 | 1
PG&E GBA | Moss Landing | 115 | 0 | 0 | 0 | 0 | 0 | 0 | 0 | 0 | 0 | 0 | 0 | 0 | 0 | 0 | 0 | 0 | 0 | 0 | 0 | 0 |  | 0 | 0 | 0 | 0 | 0 | 0 | 0 | 0 | 0 | 0 | 0 | 0 | 0 | 0 | 0 | 0 | 0 | 0 | 0 | 0 | 0 | 0 | 0 | 0 | 0 | 0 | 0 | 0 | 0 | 0 | 0 | 0 | 0 | 0 | 0 | 0 |  | 0 | 0 | 0 | 0 | 0 | 0 | 0 | 0 | 0 | 0 | 0 | 0 | 0 | 0 | 0 | 0 | 0 | 0 | 0 | 0 | 0 | 0 | 0 | 0 | 0 | 0 | 0 | 0 | 0 | 0 | 0 | 0 | 0 | 0 | 0 | 0 |  | 0 | 0 | 0 | 0 | 0 | 0 | 0 | 0 | 0 | 0 | 0 | 0 | 0 | 0 | 0 | 0 | 0 | 0 | 0 | 0 | 0 | 0 | 0 | 0 | 0 | 0 | 0 | 0 | 0 | 0 | 0 | 0 | 0 | 0 | 0 | 0 |  | 0 | 0 | 0 | 0 | 0 | 0 | 0 | 0 | 0 | 0 | 0 | 0 | 0 | 0 | 0 | 0 | 0 | 0 | 0 | 0 | 0 | 0 | 0 | 0 | 0 | 0 | 0 | 0 | 0 | 0 | 0 | 0 | 0 | 0 | 0 | 0 |  | 1 | 1 | 1 | 1 | 1 | 1 | 1 | 1 | 1 | 0
PG&E GBA | Moss Landing | 230 | 0 | 0 | 0 | 0 | 0 | 0 | 0 | 0 | 0 | 0 | 0 | 0 | 0 | 0 | 0 | 0 | 0 | 0 | 0 | 0 |  | 0 | 0 | 0 | 0 | 0 | 0 | 0 | 0 | 0 | 0 | 0 | 0 | 0 | 0 | 0 | 0 | 0 | 0 | 0 | 0 | 0 | 0 | 0 | 0 | 0 | 0 | 0 | 0 | 0 | 0 | 0 | 0 | 0 | 0 | 0 | 0 |  | 0 | 0 | 0 | 0 | 0 | 0 | 0 | 0 | 0 | 0 | 0 | 0 | 0 | 0 | 0 | 0 | 0 | 0 | 0 | 0 | 0 | 0 | 0 | 0 | 0 | 0 | 0 | 0 | 0 | 0 | 0 | 0 | 0 | 0 | 0 | 0 |  | 0 | 0 | 0 | 0 | 0 | 0 | 0 | 0 | 0 | 0 | 0 | 0 | 0 | 0 | 0 | 0 | 0 | 0 | 0 | 0 | 0 | 0 | 0 | 0 | 0 | 0 | 0 | 0 | 0 | 0 | 0 | 0 | 0 | 0 | 0 | 0 |  | 0 | 0 | 0 | 0 | 0 | 0 | 0 | 0 | 0 | 0 | 0 | 0 | 0 | 0 | 0 | 0 | 0 | 0 | 0 | 0 | 0 | 0 | 0 | 0 | 0 | 0 | 0 | 0 | 0 | 0 | 0 | 0 | 0 | 0 | 0 | 0 |  | 1 | 1 | 1 | 1 | 1 | 1 | 1 | 1 | 1 | 0
PG&E GBA | Moss Landing | 500 | 0 | 0 | 0 | 0 | 0 | 0 | 0 | 0 | 0 | 0 | 0 | 0 | 0 | 0 | 0 | 0 | 0 | 0 | 0 | 0 |  | 0 | 0 | 0 | 0 | 0 | 0 | 0 | 0 | 0 | 0 | 0 | 0 | 0 | 750 | 782.79 | 0 | 0 | 1 | 0 | 0 | 0 | 0 | 0 | 0 | 0 | 0 | 0 | 0 | 0 | 0 | 0 | -2 | -2 | 0 | 0 | 1 |  | 0 | 0 | 0 | 0 | 0 | 0 | 0 | 0 | 0 | 0 | 0 | 0 | 0 | 750 | 782.79 | 0 | 0 | 1 | 0 | 0 | 0 | 0 | 0 | 0 | 0 | 0 | 0 | 0 | 0 | 0 | 0 | -2 | -2 | 0 | 0 | 1 |  | 0 | 0 | 0 | 0 | 0 | 1525.172 | 0 | 0 | 0 | 0 | 0 | 0 | 0 | 1500 | 1539.603 | 0 | 0 | 1 | 0 | 0 | 0 | 0 | 0 | -2 | 0 | 0 | 0 | 0 | 0 | 0 | 0 | -2 | -2 | 0 | 0 | 1 |  | 0 | 0 | 0 | 0 | 0 | 1525.172 | 0 | 0 | 0 | 0 | 0 | 0 | 0 | 1500 | 1539.603 | 0 | 0 | 1 | 0 | 0 | 0 | 0 | 0 | -2 | 0 | 0 | 0 | 0 | 0 | 0 | 0 | -2 | -2 | 0 | 0 | 1 |  | 1 | 1 | 2+ | 1 | 1 | 1 | 1 | 4+ | 1 | 1
EOP | Mountain Pass | 115 | 0 | 0 | 0 | 0 | 0 | 0 | 0 | 0 | 0 | 0 | 0 | 0 | 0 | 0 | 0 | 0 | 0 | 0 | 0 | 0 |  | 0 | 0 | 0 | 0 | 0 | 0 | 0 | 0 | 0 | 0 | 0 | 0 | 0 | 0 | 0 | 0 | 0 | 0 | 0 | 0 | 0 | 0 | 0 | 0 | 0 | 0 | 0 | 0 | 0 | 0 | 0 | 0 | 0 | 0 | 0 | 0 |  | 0 | 0 | 0 | 0 | 0 | 0 | 0 | 0 | 0 | 0 | 0 | 0 | 0 | 0 | 0 | 0 | 0 | 0 | 0 | 0 | 0 | 0 | 0 | 0 | 0 | 0 | 0 | 0 | 0 | 0 | 0 | 0 | 0 | 0 | 0 | 0 |  | 0 | 0 | 0 | 0 | 0 | 0 | 0 | 0 | 0 | 0 | 0 | 0 | 0 | 0 | 0 | 0 | 0 | 0 | 0 | 0 | 0 | 0 | 0 | 0 | 0 | 0 | 0 | 0 | 0 | 0 | 0 | 0 | 0 | 0 | 0 | 0 |  | 0 | 0 | 0 | 0 | 0 | 0 | 0 | 0 | 0 | 0 | 0 | 0 | 0 | 0 | 0 | 0 | 0 | 0 | 0 | 0 | 0 | 0 | 0 | 0 | 0 | 0 | 0 | 0 | 0 | 0 | 0 | 0 | 0 | 0 | 0 | 0 |  | 1 | 1 | 1 | 1 | 1 | 1 | 1 | 1 | 1 | 0
PG&E GBA | Mountain View | 115 | 0 | 0 | 0 | 0 | 0 | 0 | 0 | 0 | 0 | 0 | 0 | 0 | 0 | 0 | 0 | 0 | 0 | 0 | 0 | 0 |  | 0 | 0 | 0 | 0 | 0 | 0 | 0 | 0 | 0 | 0 | 0 | 0 | 0 | 0 | 0 | 0 | 0 | 0 | 0 | 0 | 0 | 0 | 0 | 0 | 0 | 0 | 0 | 0 | 0 | 0 | 0 | 0 | 0 | 0 | 0 | 0 |  | 0 | 0 | 0 | 0 | 0 | 0 | 0 | 0 | 0 | 0 | 0 | 0 | 0 | 0 | 0 | 0 | 0 | 0 | 0 | 0 | 0 | 0 | 0 | 0 | 0 | 0 | 0 | 0 | 0 | 0 | 0 | 0 | 0 | 0 | 0 | 0 |  | 0 | 0 | 0 | 0 | 0 | 0 | 0 | 0 | 0 | 0 | 0 | 0 | 0 | 0 | 0 | 0 | 0 | 0 | 0 | 0 | 0 | 0 | 0 | 0 | 0 | 0 | 0 | 0 | 0 | 0 | 0 | 0 | 0 | 0 | 0 | 0 |  | 0 | 0 | 0 | 0 | 0 | 0 | 0 | 0 | 0 | 0 | 0 | 0 | 1.02 | 0 | 0 | 0 | 0 | 1 | 0 | 0 | 0 | 0 | 0 | 0 | 0 | 0 | 0 | 0 | 0 | 0 | 0 | 0 | 0 | 0 | 0 | 0 |  | 1 | 1 | 1 | 1 | 1 | 1 | 1 | 1 | 1 | 0
PG&E GBA | Mt Eden | 115 | 0 | 0 | 0 | 0 | 0 | 0 | 0 | 0 | 0 | 0 | 0 | 0 | 0 | 0 | 0 | 0 | 0 | 0 | 0 | 0 |  | 0 | 0 | 0 | 0 | 0 | 0 | 0 | 0 | 0 | 0 | 0 | 0 | 0 | 0 | 0 | 0 | 0 | 0 | 0 | 0 | 0 | 0 | 0 | 0 | 0 | 0 | 0 | 0 | 0 | 0 | 0 | 0 | 0 | 0 | 0 | 0 |  | 0 | 0 | 0 | 0 | 0 | 0 | 0 | 0 | 0 | 0 | 0 | 0 | 5.162 | 0 | 5.162 | 0 | 0 | 1 | 0 | 0 | 0 | 0 | 0 | 0 | 0 | 0 | 0 | 0 | 0 | 0 | -2 | 0 | -2 | 0 | 0 | 1 |  | 0 | 0 | 0 | 0 | 0 | 0 | 0 | 0 | 0 | 0 | 0 | 0 | 5.162 | 0 | 5.162 | 0 | 0 | 1 | 0 | 0 | 0 | 0 | 0 | 0 | 0 | 0 | 0 | 0 | 0 | 0 | -1 | 0 | -2 | 0 | 0 | 1 |  | 0 | 0 | 0 | 0 | 0 | 0 | 0 | 0 | 0 | 0 | 0 | 0 | 6.366 | 0 | 5.162 | 0 | 0 | 1 | 0 | 0 | 0 | 0 | 0 | 0 | 0 | 0 | 0 | 0 | 0 | 0 | -2 | 0 | -2 | 0 | 0 | 1 |  | 1 | 1 | 1 | 1 | 1 | 1 | 4+ | 4+ | 1 | 1
PG&E KERN | Mt Poso | 115 | 0 | 0 | 0 | 0 | 0 | 0 | 0 | 0 | 0 | 0 | 0 | 0 | 0 | 0 | 0 | 0 | 0 | 0 | 0 | 0 |  | 0 | 0 | 0 | 0 | 0 | 0 | 0 | 0 | 0 | 0 | 0 | 0 | 0 | 0 | 0 | 0 | 0 | 0 | 0 | 0 | 0 | 0 | 0 | 0 | 0 | 0 | 0 | 0 | 0 | 0 | 0 | 0 | 0 | 0 | 0 | 0 |  | 0 | 0 | 0 | 0 | 0 | 0 | 0 | 0 | 0 | 0 | 0 | 0 | 0 | 0 | 0 | 0 | 0 | 0 | 0 | 0 | 0 | 0 | 0 | 0 | 0 | 0 | 0 | 0 | 0 | 0 | 0 | 0 | 0 | 0 | 0 | 0 |  | 0 | 0 | 0 | 0 | 0 | 0 | 0 | 0 | 0 | 0 | 0 | 0 | 0 | 0 | 0 | 0 | 0 | 0 | 0 | 0 | 0 | 0 | 0 | 0 | 0 | 0 | 0 | 0 | 0 | 0 | 0 | 0 | 0 | 0 | 0 | 0 |  | 0 | 0 | 0 | 0 | 0 | 0 | 0 | 0 | 0 | 0 | 0 | 0 | 0 | 0 | 0 | 0 | 0 | 0 | 0 | 0 | 0 | 0 | 0 | 0 | 0 | 0 | 0 | 0 | 0 | 0 | 0 | 0 | 0 | 0 | 0 | 0 |  | 1 | 1 | 1 | 1 | 1 | 1 | 1 | 1 | 1 | 0
SDGE | Murray | 69 | 0 | 0 | 0 | 0 | 0 | 0 | 0 | 0 | 0 | 0 | 0 | 0 | 0 | 0 | 0 | 0 | 0 | 0 | 0 | 0 |  | 0 | 0 | 0 | 0 | 0 | 0 | 0 | 0 | 0 | 0 | 0 | 0 | 0 | 0 | 0 | 0 | 0 | 0 | 0 | 0 | 0 | 0 | 0 | 0 | 0 | 0 | 0 | 0 | 0 | 0 | 0 | 0 | 0 | 0 | 0 | 0 |  | 0 | 0 | 0 | 0 | 0 | 0 | 0 | 0 | 0 | 0 | 0 | 0 | 0 | 0 | 0 | 0 | 0 | 0 | 0 | 0 | 0 | 0 | 0 | 0 | 0 | 0 | 0 | 0 | 0 | 0 | 0 | 0 | 0 | 0 | 0 | 0 |  | 0 | 0 | 0 | 0 | 0 | 0 | 0 | 0 | 0 | 0 | 0 | 0 | 0 | 0 | 0 | 0 | 0 | 0 | 0 | 0 | 0 | 0 | 0 | 0 | 0 | 0 | 0 | 0 | 0 | 0 | 0 | 0 | 0 | 0 | 0 | 0 |  | 0 | 0 | 0 | 0 | 0 | 0 | 0 | 0 | 0 | 0 | 0 | 0 | 0 | 0 | 21 | 0 | 0 | 1 | 0 | 0 | 0 | 0 | 0 | 0 | 0 | 0 | 0 | 0 | 0 | 0 | 0 | 0 | -2 | 0 | 0 | 1 |  | 1 | 1 | 1 | 1 | 1 | 1 | 1 | 1+ | 1 | 1
PG&E FRESNO | Mustang | 230 | 0 | 0 | 0 | 0 | 0 | 0 | 0 | 0 | 0 | 0 | 0 | 0 | 0 | 0 | 0 | 0 | 0 | 0 | 0 | 0 |  | 0 | 0 | 0 | 0 | 0 | 0 | 0 | 0 | 0 | 0 | 0 | 0 | 0 | 0 | 0 | 0 | 0 | 0 | 0 | 0 | 0 | 0 | 0 | 0 | 0 | 0 | 0 | 0 | 0 | 0 | 0 | 0 | 0 | 0 | 0 | 0 |  | 0 | 0 | 0 | 0 | 0 | 0 | 0 | 0 | 0 | 0 | 0 | 0 | 310.707 | 180 | 300 | 0 | 0 | 1 | 0 | 0 | 0 | 0 | 0 | 0 | 0 | 0 | 0 | 0 | 0 | 0 | -2 | -2 | -2 | 0 | 0 | 1 |  | 0 | 0 | 0 | 0 | 0 | 0 | 0 | 0 | 0 | 0 | 0 | 0 | 310.707 | 180 | 300 | 0 | 0 | 1 | 0 | 0 | 0 | 0 | 0 | 0 | 0 | 0 | 0 | 0 | 0 | 0 | -1 | -2 | -2 | 0 | 0 | 1 |  | 0 | 0 | 0 | 0 | 0 | 0 | 0 | 0 | 0 | 0 | 0 | 0 | 310.707 | 180 | 300 | 0 | 0 | 1 | 0 | 0 | 0 | 0 | 0 | 0 | 0 | 0 | 0 | 0 | 0 | 0 | -2 | -2 | -2 | 0 | 0 | 1 |  | 1 | 1 | 1 | 1 | 1 | 1 | 4+ | 4+ | 1 | 1
SCE Northern | Neenach | 66 | 0 | 0 | 0 | 0 | 0 | 0 | 0 | 0 | 0 | 0 | 0 | 0 | 0 | 0 | 0 | 0 | 0 | 0 | 0 | 0 |  | 0 | 0 | 0 | 0 | 0 | 0 | 0 | 0 | 0 | 0 | 0 | 0 | 0 | 0 | 0 | 0 | 0 | 0 | 0 | 0 | 0 | 0 | 0 | 0 | 0 | 0 | 0 | 0 | 0 | 0 | 0 | 0 | 0 | 0 | 0 | 0 |  | 0 | 0 | 0 | 0 | 0 | 0 | 0 | 0 | 0 | 0 | 0 | 0 | 0 | 66 | 66 | 0 | 0 | 1 | 0 | 0 | 0 | 0 | 0 | 0 | 0 | 0 | 0 | 0 | 0 | 0 | 0 | -2 | -2 | 0 | 0 | 1 |  | 0 | 0 | 0 | 0 | 0 | 0 | 0 | 0 | 0 | 0 | 0 | 0 | 0 | 66 | 66 | 0 | 0 | 1 | 0 | 0 | 0 | 0 | 0 | 0 | 0 | 0 | 0 | 0 | 0 | 0 | 0 | -2 | -2 | 0 | 0 | 1 |  | 0 | 0 | 0 | 0 | 0 | 0 | 0 | 0 | 0 | 0 | 0 | 0 | 0 | 66 | 66 | 0 | 0 | 1 | 0 | 0 | 0 | 0 | 0 | 0 | 0 | 0 | 0 | 0 | 0 | 0 | 0 | -2 | -2 | 0 | 0 | 1 |  | 1 | 1 | 1 | 1 | 1 | 1 | 1 | 4+ | 1 | 1
PG&E KERN | New Sub - Gates - Midway (Proposed) | 230 | 0 | 0 | 0 | 0 | 0 | 0 | 0 | 0 | 0 | 0 | 0 | 0 | 890 | 480 | 1370 | 0 | 0 | 0 | 0 | 1 |  | 0 | 0 | 0 | 0 | 0 | 0 | 0 | 0 | 0 | 0 | 0 | 0 | 60 | 0.5 | 261.5 | 0 | 0 | 1 | 0 | 0 | 0 | 0 | 0 | 0 | 0 | 0 | 0 | 0 | 0 | 2 | 2 | -2 | -2 | 0 | 0 | 1 |  | 0 | 0 | 0 | 0 | 0 | 0 | 0 | 0 | 0 | 0 | 0 | 0 | 60 | 0.5 | 23 | 0 | 0 | 1 | 0 | 0 | 0 | 0 | 0 | 0 | 0 | 0 | 0 | 0 | 0 | 2 | 2 | 0 | -2 | 0 | 0 | 1 |  | 0 | 0 | 0 | 0 | 0 | 0 | 0 | 0 | 0 | 0 | 0 | 0 | 470 | 0.5 | 434.3018 | 0 | 0 | 1 | 0 | 0 | 0 | 0 | 0 | 0 | 0 | 0 | 0 | 0 | 0 | 2 | 2 | 0 | -2 | 0 | 0 | 1 |  | 0 | 0 | 0 | 0 | 0 | 0 | 0 | 0 | 0 | 0 | 0 | 0 | 470 | 0.5 | 434.3018 | 0 | 0 | 1 | 0 | 0 | 0 | 0 | 0 | 0 | 0 | 0 | 0 | 0 | 0 | 2 | 2 | 0 | -2 | 0 | 0 | 1 |  | 1 | 1 | 1 | 1 | 1 | 1 | 5- | 4+ | 1 | 1
PG&E KERN | New Sub - Gates - Templeton (Proposed) | 230 | 0 | 0 | 0 | 0 | 0 | 0 | 0 | 0 | 0 | 0 | 0 | 0 | 0 | 240 | 240 | 0 | 0 | 0 | 0 | 1 |  | 0 | 0 | 0 | 0 | 0 | 0 | 0 | 0 | 0 | 0 | 0 | 0 | 0 | 0 | 0 | 0 | 0 | 0 | 0 | 0 | 0 | 0 | 0 | 0 | 0 | 0 | 0 | 0 | 0 | 0 | 2 | 0 | 0 | 0 | 0 | 1 |  | 0 | 0 | 0 | 0 | 0 | 0 | 0 | 0 | 0 | 0 | 0 | 0 | 303.678 | 285 | 300.951 | 0 | 0 | 1 | 0 | 0 | 0 | 0 | 0 | 0 | 0 | 0 | 0 | 0 | 0 | 0 | -1 | -2 | -2 | 0 | 0 | 1 |  | 0 | 0 | 0 | 0 | 0 | 0 | 0 | 0 | 0 | 0 | 0 | 0 | 303.678 | 285 | 300.951 | 0 | 0 | 1 | 0 | 0 | 0 | 0 | 0 | 0 | 0 | 0 | 0 | 0 | 0 | 0 | -1 | -2 | -2 | 0 | 0 | 1 |  | 0 | 0 | 0 | 0 | 0 | 0 | 0 | 0 | 0 | 0 | 0 | 0 | 303.678 | 285 | 300.951 | 0 | 0 | 1 | 0 | 0 | 0 | 0 | 0 | 0 | 0 | 0 | 0 | 0 | 0 | 0 | -1 | -2 | -2 | 0 | 0 | 1 |  | 1 | 1 | 1 | 1 | 1 | 1 | 3+ | 4+ | 1 | 1
SCE NOL | New Sub - Kramer - Lugo (Proposed) | 230 | 0 | 0 | 0 | 0 | 0 | 0 | 0 | 0 | 0 | 0 | 0 | 0 | 0 | 0 | 0 | 0 | 0 | 0 | 0 | 0 |  | 0 | 0 | 0 | 0 | 0 | 0 | 0 | 0 | 0 | 0 | 0 | 0 | 0 | 0 | 0 | 0 | 0 | 0 | 0 | 0 | 0 | 0 | 0 | 0 | 0 | 0 | 0 | 0 | 0 | 0 | 0 | 0 | 0 | 0 | 0 | 0 |  | 0 | 0 | 0 | 0 | 0 | 0 | 0 | 0 | 0 | 0 | 0 | 0 | 0 | 0 | 0 | 0 | 0 | 0 | 0 | 0 | 0 | 0 | 0 | 0 | 0 | 0 | 0 | 0 | 0 | 0 | 0 | 0 | 0 | 0 | 0 | 0 |  | 0 | 0 | 0 | 0 | 0 | 0 | 0 | 0 | 0 | 0 | 0 | 0 | 0 | 280 | 408.12 | 0 | 0 | 1 | 0 | 0 | 0 | 0 | 0 | 0 | 0 | 0 | 0 | 0 | 0 | 0 | 0 | -2 | -2 | 0 | 0 | 1 |  | 0 | 0 | 0 | 0 | 0 | 0 | 0 | 0 | 0 | 0 | 0 | 0 | 0 | 280 | 408.12 | 0 | 0 | 1 | 0 | 0 | 0 | 0 | 0 | 0 | 0 | 0 | 0 | 0 | 0 | 0 | 0 | -2 | -2 | 0 | 0 | 1 |  | 1 | 1 | 1 | 1 | 1 | 1 | 1 | 4+ | 1 | 1
PG&E FRESNO | New Sub - Los Banos - Midway (Proposed) | 500 | 0 | 0 | 0 | 0 | 0 | 0 | 0 | 0 | 0 | 0 | 0 | 0 | 0 | 0 | 0 | 0 | 0 | 0 | 0 | 0 |  | 0 | 0 | 0 | 0 | 0 | 0 | 0 | 0 | 0 | 0 | 0 | 0 | 0 | 0 | 0 | 0 | 0 | 0 | 0 | 0 | 0 | 0 | 0 | 0 | 0 | 0 | 0 | 0 | 0 | 0 | 0 | 0 | 0 | 0 | 0 | 0 |  | 0 | 0 | 0 | 0 | 0 | 0 | 0 | 0 | 0 | 0 | 0 | 0 | 1182.384 | 1150 | 1182.384 | 0 | 0 | 1 | 0 | 0 | 0 | 0 | 0 | 0 | 0 | 0 | 0 | 0 | 0 | 0 | -2 | -2 | -2 | 0 | 0 | 1 |  | 0 | 0 | 0 | 0 | 0 | 0 | 0 | 0 | 0 | 0 | 0 | 0 | 1182.384 | 1150 | 1182.384 | 0 | 0 | 1 | 0 | 0 | 0 | 0 | 0 | 0 | 0 | 0 | 0 | 0 | 0 | 0 | -2 | -2 | -2 | 0 | 0 | 1 |  | 0 | 0 | 0 | 0 | 0 | 0 | 0 | 0 | 0 | 0 | 0 | 0 | 1182.384 | 1150 | 1182.384 | 0 | 0 | 1 | 0 | 0 | 0 | 0 | 0 | 0 | 0 | 0 | 0 | 0 | 0 | 0 | -2 | -2 | -2 | 0 | 0 | 1 |  | 1 | 1 | 1 | 1 | 1 | 1 | 4+ | 4+ | 1 | 1
SCE NOL | New Sub - Lugo - Pisgah (Proposed) | 230 | 0 | 0 | 0 | 0 | 0 | 0 | 0 | 0 | 0 | 0 | 0 | 0 | 0 | 0 | 0 | 0 | 0 | 0 | 0 | 0 |  | 0 | 0 | 0 | 0 | 0 | 0 | 0 | 0 | 0 | 0 | 0 | 0 | 0 | 0 | 0 | 0 | 0 | 0 | 0 | 0 | 0 | 0 | 0 | 0 | 0 | 0 | 0 | 0 | 0 | 0 | 0 | 0 | 0 | 0 | 0 | 0 |  | 0 | 0 | 0 | 0 | 0 | 0 | 0 | 0 | 0 | 0 | 0 | 0 | 0 | 0 | 0 | 0 | 0 | 0 | 0 | 0 | 0 | 0 | 0 | 0 | 0 | 0 | 0 | 0 | 0 | 0 | 0 | 0 | 0 | 0 | 0 | 0 |  | 0 | 0 | 0 | 0 | 0 | 0 | 0 | 0 | 0 | 0 | 0 | 0 | 0 | 0 | 0 | 0 | 0 | 0 | 0 | 0 | 0 | 0 | 0 | 0 | 0 | 0 | 0 | 0 | 0 | 0 | 0 | 0 | 0 | 0 | 0 | 0 |  | 0 | 0 | 0 | 0 | 0 | 0 | 0 | 0 | 0 | 0 | 0 | 0 | 0 | 0 | 0 | 0 | 0 | 0 | 0 | 0 | 0 | 0 | 0 | 0 | 0 | 0 | 0 | 0 | 0 | 0 | 0 | 0 | 0 | 0 | 0 | 0 |  | 1 | 1 | 1 | 1 | 1 | 1 | 1 | 1 | 1 | 0
PG&E KERN | New Sub - Midway - Wheeler Ridge (Proposed) | 230 | 0 | 0 | 0 | 0 | 0 | 0 | 0 | 0 | 0 | 0 | 0 | 0 | 890 | 475 | 1365 | 0 | 0 | 0 | 0 | 1 |  | 0 | 0 | 0 | 0 | 0 | 0 | 0 | 0 | 0 | 0 | 0 | 0 | 50 | 0 | 0 | 0 | 0 | 1 | 0 | 0 | 0 | 0 | 0 | 0 | 0 | 0 | 0 | 0 | 0 | 2 | 2 | 0 | 0 | 0 | 0 | 1 |  | 0 | 0 | 0 | 0 | 0 | 0 | 0 | 0 | 0 | 0 | 0 | 0 | 102 | 0 | 0 | 0 | 0 | 1 | 0 | 0 | 0 | 0 | 0 | 0 | 0 | 0 | 0 | 0 | 0 | 2 | 2 | 0 | 0 | 0 | 0 | 1 |  | 0 | 0 | 0 | 0 | 0 | 0 | 0 | 0 | 0 | 0 | 0 | 0 | 102 | 0 | 0 | 0 | 0 | 1 | 0 | 0 | 0 | 0 | 0 | 0 | 0 | 0 | 0 | 0 | 0 | 2 | 2 | 0 | 0 | 0 | 0 | 1 |  | 0 | 0 | 0 | 0 | 0 | 0 | 0 | 0 | 0 | 0 | 0 | 0 | 102 | 0 | 0 | 0 | 0 | 1 | 0 | 0 | 0 | 0 | 0 | 0 | 0 | 0 | 0 | 0 | 0 | 2 | 2 | 0 | 0 | 0 | 0 | 1 |  | 1 | 1 | 1 | 1 | 1 | 1 | 5- | 1 | 1 | 1
PG&E NGBA | New Sub - Near existing Leavitt (PSREC) | 345 | 180 | 0 | 110 | 0 | 110 | 0 | 0 | 0 | 0 | 0 | 0 | 0 | 0 | 0 | 0 | 0 | 0 | 0 | 0 | 1 |  | 0 | 0 | 0 | 0 | 0 | 0 | 0 | 0 | 0 | 0 | 0 | 0 | 0 | 0 | 0 | 0 | 0 | 0 | 2 | 2 | 0 | 0 | 2 | 2 | 0 | 0 | 0 | 0 | 0 | 0 | 0 | 0 | 0 | 0 | 0 | 1 |  | 0 | 0 | 0 | 0 | 0 | 0 | 0 | 0 | 0 | 0 | 0 | 0 | 0 | 0 | 0 | 0 | 0 | 0 | 2 | 2 | 0 | 0 | 2 | 2 | 0 | 0 | 0 | 0 | 0 | 0 | 0 | 0 | 0 | 0 | 0 | 1 |  | 0 | 0 | 0 | 0 | 0 | 0 | 0 | 0 | 0 | 0 | 0 | 0 | 0 | 0 | 0 | 0 | 0 | 0 | 2 | 2 | 0 | 0 | 2 | 2 | 0 | 0 | 0 | 0 | 0 | 0 | 0 | 0 | 0 | 0 | 0 | 1 |  | 0 | 0 | 0 | 0 | 0 | 0 | 0 | 0 | 0 | 0 | 0 | 0 | 0 | 0 | 0 | 0 | 0 | 0 | 2 | 2 | 0 | 0 | 2 | 2 | 0 | 0 | 0 | 0 | 0 | 0 | 0 | 0 | 0 | 0 | 0 | 1 |  | 5- | 1 | 5- | 1 | 1 | 1 | 1 | 1 | 1 | 1
PG&E NGBA | New Sub - Near existing Madeline (NVE) | 345 | 0 | 0 | 0 | 0 | 0 | 0 | 0 | 0 | 0 | 0 | 0 | 0 | 0 | 0 | 0 | 0 | 0 | 0 | 0 | 0 |  | 0 | 0 | 0 | 0 | 0 | 0 | 0 | 0 | 0 | 0 | 0 | 0 | 0 | 0 | 0 | 0 | 0 | 0 | 0 | 0 | 0 | 0 | 0 | 0 | 0 | 0 | 0 | 0 | 0 | 0 | 0 | 0 | 0 | 0 | 0 | 0 |  | 0 | 0 | 0 | 0 | 0 | 0 | 0 | 0 | 0 | 0 | 0 | 0 | 0 | 0 | 0 | 0 | 0 | 0 | 0 | 0 | 0 | 0 | 0 | 0 | 0 | 0 | 0 | 0 | 0 | 0 | 0 | 0 | 0 | 0 | 0 | 0 |  | 0 | 0 | 0 | 0 | 0 | 0 | 0 | 0 | 0 | 0 | 0 | 0 | 0 | 0 | 0 | 0 | 0 | 0 | 0 | 0 | 0 | 0 | 0 | 0 | 0 | 0 | 0 | 0 | 0 | 0 | 0 | 0 | 0 | 0 | 0 | 0 |  | 0 | 0 | 0 | 0 | 0 | 0 | 0 | 0 | 0 | 0 | 0 | 0 | 0 | 0 | 0 | 0 | 0 | 0 | 0 | 0 | 0 | 0 | 0 | 0 | 0 | 0 | 0 | 0 | 0 | 0 | 0 | 0 | 0 | 0 | 0 | 0 |  | 1 | 1 | 1 | 1 | 1 | 1 | 1 | 1 | 1 | 0
SDGE | New Sub - North Gila - IV (Proposed) | 500 | 0 | 0 | 0 | 0 | 0 | 0 | 0 | 0 | 0 | 0 | 0 | 0 | 0 | 0 | 0 | 0 | 0 | 0 | 0 | 0 |  | 0 | 0 | 0 | 0 | 0 | 0 | 0 | 0 | 0 | 0 | 0 | 0 | 0 | 0 | 0 | 0 | 0 | 0 | 0 | 0 | 0 | 0 | 0 | 0 | 0 | 0 | 0 | 0 | 0 | 0 | 0 | 0 | 0 | 0 | 0 | 0 |  | 0 | 0 | 0 | 0 | 0 | 0 | 0 | 0 | 0 | 0 | 0 | 0 | 0 | 0 | 0 | 0 | 0 | 0 | 0 | 0 | 0 | 0 | 0 | 0 | 0 | 0 | 0 | 0 | 0 | 0 | 0 | 0 | 0 | 0 | 0 | 0 |  | 0 | 0 | 0 | 0 | 0 | 0 | 0 | 0 | 0 | 0 | 0 | 0 | 1182.38 | 1150 | 1182.38 | 0 | 0 | 1 | 0 | 0 | 0 | 0 | 0 | 0 | 0 | 0 | 0 | 0 | 0 | 0 | -2 | -2 | -2 | 0 | 0 | 1 |  | 0 | 0 | 0 | 0 | 0 | 0 | 0 | 0 | 0 | 0 | 0 | 0 | 1182.38 | 1150 | 1182.38 | 0 | 0 | 1 | 0 | 0 | 0 | 0 | 0 | 0 | 0 | 0 | 0 | 0 | 0 | 0 | -2 | -2 | -2 | 0 | 0 | 1 |  | 1 | 1 | 1 | 1 | 1 | 1 | 2+ | 4+ | 1 | 1
PG&E NGBA | New Sub - Pit 1 - Cottonwood (Proposed) | 230 | 0 | 0 | 0 | 0 | 0 | 0 | 0 | 0 | 0 | 0 | 0 | 0 | 0 | 0 | 0 | 0 | 0 | 0 | 0 | 0 |  | 0 | 0 | 0 | 0 | 200 | 206 | 0 | 0 | 0 | 0 | 0 | 0 | 0 | 0 | 0 | 0 | 0 | 1 | 0 | 0 | 0 | 0 | -2 | -2 | 0 | 0 | 0 | 0 | 0 | 0 | 0 | 0 | 0 | 0 | 0 | 1 |  | 0 | 0 | 0 | 0 | 200 | 206 | 0 | 0 | 0 | 0 | 0 | 0 | 0 | 0 | 0 | 0 | 0 | 1 | 0 | 0 | 0 | 0 | -2 | -2 | 0 | 0 | 0 | 0 | 0 | 0 | 0 | 0 | 0 | 0 | 0 | 1 |  | 0 | 0 | 0 | 0 | 200 | 206 | 0 | 0 | 0 | 0 | 0 | 0 | 0 | 0 | 0 | 0 | 0 | 1 | 0 | 0 | 0 | 0 | -2 | -2 | 0 | 0 | 0 | 0 | 0 | 0 | 0 | 0 | 0 | 0 | 0 | 1 |  | 0 | 0 | 0 | 0 | 200 | 206 | 0 | 0 | 0 | 0 | 0 | 0 | 0 | 0 | 0 | 0 | 0 | 1 | 0 | 0 | 0 | 0 | -2 | -2 | 0 | 0 | 0 | 0 | 0 | 0 | 0 | 0 | 0 | 0 | 0 | 1 |  | 1 | 1 | 4+ | 1 | 1 | 1 | 1 | 1 | 1 | 1
PG&E GBA | New Sub - Rancho Seco - Bellota (Proposed) | 230 | 0 | 0 | 0 | 0 | 0 | 0 | 0 | 0 | 0 | 0 | 0 | 0 | 0 | 0 | 0 | 0 | 0 | 0 | 0 | 0 |  | 0 | 0 | 0 | 0 | 0 | 0 | 0 | 0 | 0 | 0 | 0 | 0 | 0 | 0 | 0 | 0 | 0 | 0 | 0 | 0 | 0 | 0 | 0 | 0 | 0 | 0 | 0 | 0 | 0 | 0 | 0 | 0 | 0 | 0 | 0 | 0 |  | 0 | 0 | 0 | 0 | 0 | 0 | 0 | 0 | 0 | 0 | 0 | 0 | 0 | 0 | 0 | 0 | 0 | 0 | 0 | 0 | 0 | 0 | 0 | 0 | 0 | 0 | 0 | 0 | 0 | 0 | 0 | 0 | 0 | 0 | 0 | 0 |  | 0 | 0 | 0 | 0 | 0 | 0 | 0 | 0 | 0 | 0 | 0 | 0 | 0 | 0 | 0 | 0 | 0 | 0 | 0 | 0 | 0 | 0 | 0 | 0 | 0 | 0 | 0 | 0 | 0 | 0 | 0 | 0 | 0 | 0 | 0 | 0 |  | 0 | 0 | 0 | 0 | 0 | 0 | 0 | 0 | 0 | 0 | 0 | 0 | 0 | 0 | 0 | 0 | 0 | 0 | 0 | 0 | 0 | 0 | 0 | 0 | 0 | 0 | 0 | 0 | 0 | 0 | 0 | 0 | 0 | 0 | 0 | 0 |  | 1 | 1 | 1 | 1 | 1 | 1 | 1 | 1 | 1 | 0
SDGE | New Sub - Suncrest - Ocotillo (Proposed) | 500 | 0 | 0 | 280 | 0 | 280 | 0 | 0 | 0 | 0 | 0 | 0 | 0 | 0 | 0 | 0 | 0 | 0 | 0 | 0 | 1 |  | 0 | 0 | 0 | 0 | 0 | 400 | 0 | 0 | 0 | 0 | 0 | 0 | 0 | 0 | 0 | 0 | 0 | 1 | 0 | 0 | 0 | 0 | 2 | -1 | 0 | 0 | 0 | 0 | 0 | 0 | 0 | 0 | 0 | 0 | 0 | 1 |  | 0 | 0 | 0 | 0 | 0 | 400 | 0 | 0 | 0 | 0 | 0 | 0 | 0 | 0 | 0 | 0 | 0 | 1 | 0 | 0 | 0 | 0 | 2 | -1 | 0 | 0 | 0 | 0 | 0 | 0 | 0 | 0 | 0 | 0 | 0 | 1 |  | 0 | 0 | 0 | 0 | 0 | 505.8 | 0 | 0 | 0 | 0 | 0 | 0 | 0 | 0 | 313.9193 | 0 | 0 | 1 | 0 | 0 | 0 | 0 | 2 | -2 | 0 | 0 | 0 | 0 | 0 | 0 | 0 | 0 | -2 | 0 | 0 | 1 |  | 0 | 0 | 0 | 0 | 0 | 505.8 | 0 | 0 | 0 | 0 | 0 | 0 | 0 | 0 | 313.9193 | 0 | 0 | 1 | 0 | 0 | 0 | 0 | 2 | -2 | 0 | 0 | 0 | 0 | 0 | 0 | 0 | 0 | -2 | 0 | 0 | 1 |  | 1 | 1 | 3+ | 1 | 1 | 1 | 1 | 2+ | 1 | 1
PG&E FRESNO | New Sub - Westley - Quinto (Proposed) | 230 | 80 | 0 | 0 | 0 | 0 | 0 | 0 | 0 | 0 | 0 | 0 | 0 | 175 | 0 | 175 | 0 | 0 | 0 | 0 | 1 |  | 0 | 0 | 0 | 0 | 0 | 0 | 0 | 0 | 0 | 0 | 0 | 0 | 0 | 0 | 0 | 0 | 0 | 0 | 2 | 2 | 0 | 0 | 0 | 0 | 0 | 0 | 0 | 0 | 0 | 2 | 2 | 0 | 0 | 0 | 0 | 1 |  | 0 | 0 | 0 | 0 | 0 | 0 | 0 | 0 | 0 | 0 | 0 | 0 | 158.9783 | 450 | 523.6878 | 0 | 0 | 1 | 2 | 2 | 0 | 0 | 0 | 0 | 0 | 0 | 0 | 0 | 0 | 2 | 1 | -2 | -2 | 0 | 0 | 1 |  | 0 | 0 | 0 | 0 | 0 | 0 | 0 | 0 | 0 | 0 | 0 | 0 | 158.9783 | 450 | 523.6878 | 0 | 0 | 1 | 2 | 2 | 0 | 0 | 0 | 0 | 0 | 0 | 0 | 0 | 0 | 2 | 1 | -2 | -2 | 0 | 0 | 1 |  | 0 | 0 | 0 | 0 | 0 | 0 | 0 | 0 | 0 | 0 | 0 | 0 | 158.9783 | 450 | 523.6878 | 0 | 0 | 1 | 2 | 2 | 0 | 0 | 0 | 0 | 0 | 0 | 0 | 0 | 0 | 2 | 1 | -2 | -2 | 0 | 0 | 1 |  | 5- | 1 | 1 | 1 | 1 | 1 | 4- | 4+ | 1 | 1
PG&E GBA | Newark | 115 | 0 | 0 | 0 | 0 | 0 | 0 | 0 | 0 | 0 | 0 | 0 | 0 | 0 | 0 | 0 | 0 | 0 | 0 | 0 | 0 |  | 0 | 0 | 0 | 0 | 0 | 0 | 0 | 0 | 0 | 0 | 0 | 0 | 0 | 0 | 0 | 0 | 0 | 0 | 0 | 0 | 0 | 0 | 0 | 0 | 0 | 0 | 0 | 0 | 0 | 0 | 0 | 0 | 0 | 0 | 0 | 0 |  | 0 | 0 | 0 | 0 | 0 | 0 | 0 | 0 | 0 | 0 | 0 | 0 | 0 | 0 | 0 | 0 | 0 | 0 | 0 | 0 | 0 | 0 | 0 | 0 | 0 | 0 | 0 | 0 | 0 | 0 | 0 | 0 | 0 | 0 | 0 | 0 |  | 0 | 0 | 0 | 0 | 0 | 0 | 0 | 0 | 0 | 0 | 0 | 0 | 0 | 0 | 0 | 0 | 0 | 0 | 0 | 0 | 0 | 0 | 0 | 0 | 0 | 0 | 0 | 0 | 0 | 0 | 0 | 0 | 0 | 0 | 0 | 0 |  | 0 | 0 | 0 | 0 | 0 | 0 | 0 | 0 | 0 | 0 | 0 | 0 | 0 | 0 | 0 | 0 | 0 | 0 | 0 | 0 | 0 | 0 | 0 | 0 | 0 | 0 | 0 | 0 | 0 | 0 | 0 | 0 | 0 | 0 | 0 | 0 |  | 1 | 1 | 1 | 1 | 1 | 1 | 1 | 1 | 1 | 0
PG&E GBA | Newark | 230 | 0 | 0 | 0 | 0 | 0 | 0 | 0 | 0 | 0 | 0 | 0 | 0 | 0 | 0 | 0 | 0 | 0 | 0 | 0 | 0 |  | 0 | 0 | 0 | 0 | 0 | 0 | 0 | 0 | 0 | 0 | 0 | 0 | 0 | 0 | 0 | 0 | 0 | 0 | 0 | 0 | 0 | 0 | 0 | 0 | 0 | 0 | 0 | 0 | 0 | 0 | 0 | 0 | 0 | 0 | 0 | 0 |  | 0 | 0 | 0 | 0 | 0 | 0 | 0 | 0 | 0 | 0 | 0 | 0 | 0 | 0 | 0 | 0 | 0 | 0 | 0 | 0 | 0 | 0 | 0 | 0 | 0 | 0 | 0 | 0 | 0 | 0 | 0 | 0 | 0 | 0 | 0 | 0 |  | 0 | 0 | 0 | 0 | 0 | 0 | 0 | 0 | 0 | 0 | 0 | 0 | 0 | 180 | 252 | 0 | 0 | 1 | 0 | 0 | 0 | 0 | 0 | 0 | 0 | 0 | 0 | 0 | 0 | 0 | 0 | -2 | -2 | 0 | 0 | 1 |  | 0 | 0 | 0 | 0 | 0 | 0 | 0 | 0 | 0 | 0 | 0 | 0 | 0.5 | 180 | 252.18 | 0 | 0 | 1 | 0 | 0 | 0 | 0 | 0 | 0 | 0 | 0 | 0 | 0 | 0 | 0 | 0 | -2 | -2 | 0 | 0 | 1 |  | 1 | 1 | 1 | 1 | 1 | 1 | 1 | 4+ | 1 | 1
PG&E GBA | Newark | 60 | 0 | 0 | 0 | 0 | 0 | 0 | 0 | 0 | 0 | 0 | 0 | 0 | 0 | 0 | 0 | 0 | 0 | 0 | 0 | 0 |  | 0 | 0 | 0 | 0 | 0 | 0 | 0 | 0 | 0 | 0 | 0 | 0 | 0 | 0 | 0 | 0 | 0 | 0 | 0 | 0 | 0 | 0 | 0 | 0 | 0 | 0 | 0 | 0 | 0 | 0 | 0 | 0 | 0 | 0 | 0 | 0 |  | 0 | 0 | 0 | 0 | 0 | 0 | 0 | 0 | 0 | 0 | 0 | 0 | 0 | 0 | 0 | 0 | 0 | 0 | 0 | 0 | 0 | 0 | 0 | 0 | 0 | 0 | 0 | 0 | 0 | 0 | 0 | 0 | 0 | 0 | 0 | 0 |  | 0 | 0 | 0 | 0 | 0 | 0 | 0 | 0 | 0 | 0 | 0 | 0 | 0 | 0 | 0 | 0 | 0 | 0 | 0 | 0 | 0 | 0 | 0 | 0 | 0 | 0 | 0 | 0 | 0 | 0 | 0 | 0 | 0 | 0 | 0 | 0 |  | 0 | 0 | 0 | 0 | 0 | 0 | 0 | 0 | 0 | 0 | 0 | 0 | 0 | 0 | 0 | 0 | 0 | 0 | 0 | 0 | 0 | 0 | 0 | 0 | 0 | 0 | 0 | 0 | 0 | 0 | 0 | 0 | 0 | 0 | 0 | 0 |  | 1 | 1 | 1 | 1 | 1 | 1 | 1 | 1 | 1 | 0
PG&E FRESNO | Newhall | 115 | 0 | 0 | 0 | 0 | 0 | 0 | 0 | 0 | 0 | 0 | 0 | 0 | 0 | 0 | 0 | 0 | 0 | 0 | 0 | 0 |  | 0 | 0 | 0 | 0 | 0 | 0 | 0 | 0 | 0 | 0 | 0 | 0 | 0 | 0 | 0 | 0 | 0 | 0 | 0 | 0 | 0 | 0 | 0 | 0 | 0 | 0 | 0 | 0 | 0 | 0 | 0 | 0 | 0 | 0 | 0 | 0 |  | 0 | 0 | 0 | 0 | 0 | 0 | 0 | 0 | 0 | 0 | 0 | 0 | 9.7 | 0 | 9.7 | 0 | 0 | 1 | 0 | 0 | 0 | 0 | 0 | 0 | 0 | 0 | 0 | 0 | 0 | 0 | -2 | 0 | -2 | 0 | 0 | 1 |  | 0 | 0 | 0 | 0 | 0 | 0 | 0 | 0 | 0 | 0 | 0 | 0 | 9.7 | 0 | 9.7 | 0 | 0 | 1 | 0 | 0 | 0 | 0 | 0 | 0 | 0 | 0 | 0 | 0 | 0 | 0 | -1 | 0 | -2 | 0 | 0 | 1 |  | 0 | 0 | 0 | 0 | 0 | 0 | 0 | 0 | 0 | 0 | 0 | 0 | 9.7 | 0 | 9.7 | 0 | 0 | 1 | 0 | 0 | 0 | 0 | 0 | 0 | 0 | 0 | 0 | 0 | 0 | 0 | -2 | 0 | -2 | 0 | 0 | 1 |  | 1 | 1 | 1 | 1 | 1 | 1 | 4+ | 4+ | 1 | 1
PG&E KERN | Norco | 115 | 0 | 0 | 0 | 0 | 0 | 0 | 0 | 0 | 0 | 0 | 0 | 0 | 0 | 0 | 0 | 0 | 0 | 0 | 0 | 0 |  | 0 | 0 | 0 | 0 | 0 | 0 | 0 | 0 | 0 | 0 | 0 | 0 | 0 | 0 | 0 | 0 | 0 | 0 | 0 | 0 | 0 | 0 | 0 | 0 | 0 | 0 | 0 | 0 | 0 | 0 | 0 | 0 | 0 | 0 | 0 | 0 |  | 0 | 0 | 0 | 0 | 0 | 0 | 0 | 0 | 0 | 0 | 0 | 0 | 0 | 0 | 0 | 0 | 0 | 0 | 0 | 0 | 0 | 0 | 0 | 0 | 0 | 0 | 0 | 0 | 0 | 0 | 0 | 0 | 0 | 0 | 0 | 0 |  | 0 | 0 | 0 | 0 | 0 | 0 | 0 | 0 | 0 | 0 | 0 | 0 | 0 | 0 | 0 | 0 | 0 | 0 | 0 | 0 | 0 | 0 | 0 | 0 | 0 | 0 | 0 | 0 | 0 | 0 | 0 | 0 | 0 | 0 | 0 | 0 |  | 0 | 0 | 0 | 0 | 0 | 0 | 0 | 0 | 0 | 0 | 0 | 0 | 0 | 0 | 0 | 0 | 0 | 0 | 0 | 0 | 0 | 0 | 0 | 0 | 0 | 0 | 0 | 0 | 0 | 0 | 0 | 0 | 0 | 0 | 0 | 0 |  | 1 | 1 | 1 | 1 | 1 | 1 | 1 | 1 | 1 | 0
PG&E GBA | Nortech | 115 | 0 | 0 | 0 | 0 | 0 | 0 | 0 | 0 | 0 | 0 | 0 | 0 | 0 | 0 | 0 | 0 | 0 | 0 | 0 | 0 |  | 0 | 0 | 0 | 0 | 0 | 0 | 0 | 0 | 0 | 0 | 0 | 0 | 0 | 0 | 0 | 0 | 0 | 0 | 0 | 0 | 0 | 0 | 0 | 0 | 0 | 0 | 0 | 0 | 0 | 0 | 0 | 0 | 0 | 0 | 0 | 0 |  | 0 | 0 | 0 | 0 | 0 | 0 | 0 | 0 | 0 | 0 | 0 | 0 | 5.353 | 0 | 0 | 0 | 0 | 1 | 0 | 0 | 0 | 0 | 0 | 0 | 0 | 0 | 0 | 0 | 0 | 0 | -2 | 0 | 0 | 0 | 0 | 1 |  | 0 | 0 | 0 | 0 | 0 | 0 | 0 | 0 | 0 | 0 | 0 | 0 | 5.353 | 0 | 0 | 0 | 0 | 1 | 0 | 0 | 0 | 0 | 0 | 0 | 0 | 0 | 0 | 0 | 0 | 0 | -1 | 0 | 0 | 0 | 0 | 1 |  | 0 | 0 | 0 | 0 | 0 | 0 | 0 | 0 | 0 | 0 | 0 | 0 | 7.127 | 0 | 0 | 0 | 0 | 1 | 0 | 0 | 0 | 0 | 0 | 0 | 0 | 0 | 0 | 0 | 0 | 0 | -2 | 0 | 0 | 0 | 0 | 1 |  | 1 | 1 | 1 | 1 | 1 | 1 | 4+ | 1 | 1 | 1
SDGE | North City Metering | 138 | 0 | 0 | 0 | 0 | 0 | 0 | 0 | 0 | 0 | 0 | 0 | 0 | 0 | 0 | 0 | 0 | 0 | 0 | 0 | 0 |  | 0 | 0 | 0 | 0 | 0 | 0 | 0 | 0 | 0 | 0 | 0 | 0 | 0 | 0 | 0 | 0 | 0 | 0 | 0 | 0 | 0 | 0 | 0 | 0 | 0 | 0 | 0 | 0 | 0 | 0 | 0 | 0 | 0 | 0 | 0 | 0 |  | 0 | 0 | 0 | 0 | 0 | 0 | 0 | 0 | 0 | 0 | 0 | 0 | 0 | 0 | 0 | 0 | 0 | 0 | 0 | 0 | 0 | 0 | 0 | 0 | 0 | 0 | 0 | 0 | 0 | 0 | 0 | 0 | 0 | 0 | 0 | 0 |  | 0 | 0 | 0 | 0 | 0 | 0 | 0 | 0 | 0 | 0 | 0 | 0 | 0 | 0 | 0 | 0 | 0 | 0 | 0 | 0 | 0 | 0 | 0 | 0 | 0 | 0 | 0 | 0 | 0 | 0 | 0 | 0 | 0 | 0 | 0 | 0 |  | 0 | 0 | 0 | 0 | 0 | 0 | 0 | 0 | 0 | 0 | 0 | 0 | 0 | 0 | 0 | 0 | 0 | 0 | 0 | 0 | 0 | 0 | 0 | 0 | 0 | 0 | 0 | 0 | 0 | 0 | 0 | 0 | 0 | 0 | 0 | 0 |  | 1 | 1 | 1 | 1 | 1 | 1 | 1 | 1 | 1 | 0
PG&E GBA | North Dublin | 230 | 0 | 0 | 0 | 0 | 0 | 0 | 0 | 0 | 0 | 0 | 0 | 0 | 0 | 0 | 0 | 0 | 0 | 0 | 0 | 0 |  | 0 | 0 | 0 | 0 | 0 | 0 | 0 | 0 | 0 | 0 | 0 | 0 | 0 | 0 | 0 | 0 | 0 | 0 | 0 | 0 | 0 | 0 | 0 | 0 | 0 | 0 | 0 | 0 | 0 | 0 | 0 | 0 | 0 | 0 | 0 | 0 |  | 0 | 0 | 0 | 0 | 0 | 0 | 0 | 0 | 0 | 0 | 0 | 0 | 0 | 0 | 0 | 0 | 0 | 0 | 0 | 0 | 0 | 0 | 0 | 0 | 0 | 0 | 0 | 0 | 0 | 0 | 0 | 0 | 0 | 0 | 0 | 0 |  | 0 | 0 | 0 | 0 | 0 | 0 | 0 | 0 | 0 | 0 | 0 | 0 | 0 | 0 | 0 | 0 | 0 | 0 | 0 | 0 | 0 | 0 | 0 | 0 | 0 | 0 | 0 | 0 | 0 | 0 | 0 | 0 | 0 | 0 | 0 | 0 |  | 0 | 0 | 0 | 0 | 0 | 0 | 0 | 0 | 0 | 0 | 0 | 0 | 0 | 0 | 0 | 0 | 0 | 0 | 0 | 0 | 0 | 0 | 0 | 0 | 0 | 0 | 0 | 0 | 0 | 0 | 0 | 0 | 0 | 0 | 0 | 0 |  | 1 | 1 | 1 | 1 | 1 | 1 | 1 | 1 | 1 | 0
SDGE | North Gila | 500 | 0 | 0 | 0 | 0 | 0 | 0 | 0 | 0 | 0 | 0 | 0 | 0 | 1520 | 1410 | 2930 | 0 | 118.7 | 118.7 | 0 | 1 |  | 0 | 0 | 0 | 0 | 0 | 0 | 0 | 0 | 0 | 0 | 0 | 0 | 0 | 0 | 0 | 0 | 0 | 0 | 0 | 0 | 0 | 0 | 0 | 0 | 0 | 0 | 0 | 0 | 0 | 2 | 2 | 2 | 2 | 0 | 0 | 1 |  | 0 | 0 | 0 | 0 | 0 | 0 | 0 | 0 | 0 | 0 | 0 | 0 | 0 | 0 | 0 | 0 | 0 | 0 | 0 | 0 | 0 | 0 | 0 | 0 | 0 | 0 | 0 | 0 | 0 | 2 | 2 | 2 | 2 | 0 | 0 | 1 |  | 0 | 0 | 0 | 0 | 0 | 0 | 0 | 0 | 0 | 0 | 0 | 0 | 0 | 0 | 0 | 0 | 0 | 0 | 0 | 0 | 0 | 0 | 0 | 0 | 0 | 0 | 0 | 0 | 0 | 2 | 2 | 2 | 2 | 0 | 0 | 1 |  | 0 | 0 | 0 | 0 | 0 | 0 | 0 | 0 | 0 | 0 | 0 | 0 | 1000 | 0 | 0 | 0 | 0 | 1 | 0 | 0 | 0 | 0 | 0 | 0 | 0 | 0 | 0 | 0 | 0 | 2 | 2 | 2 | 2 | 0 | 0 | 1 |  | 1 | 1 | 1 | 1 | 1 | 1 | 5- | 5- | 1 | 1
SCE Metro | North of SONGS | 230 | 0 | 0 | 0 | 0 | 0 | 0 | 0 | 0 | 0 | 0 | 0 | 0 | 0 | 0 | 0 | 0 | 0 | 0 | 0 | 0 |  | 0 | 0 | 0 | 0 | 0 | 0 | 0 | 0 | 0 | 0 | 0 | 0 | 0 | 0 | 0 | 0 | 0 | 0 | 0 | 0 | 0 | 0 | 0 | 0 | 0 | 0 | 0 | 0 | 0 | 0 | 0 | 0 | 0 | 0 | 0 | 0 |  | 0 | 0 | 0 | 0 | 0 | 0 | 0 | 0 | 0 | 0 | 0 | 0 | 0 | 0 | 0 | 0 | 0 | 0 | 0 | 0 | 0 | 0 | 0 | 0 | 0 | 0 | 0 | 0 | 0 | 0 | 0 | 0 | 0 | 0 | 0 | 0 |  | 0 | 0 | 0 | 0 | 0 | 0 | 0 | 0 | 0 | 0 | 0 | 0 | 0 | 0 | 0 | 0 | 0 | 0 | 0 | 0 | 0 | 0 | 0 | 0 | 0 | 0 | 0 | 0 | 0 | 0 | 0 | 0 | 0 | 0 | 0 | 0 |  | 0 | 0 | 0 | 0 | 0 | 0 | 0 | 0 | 0 | 0 | 0 | 0 | 0 | 0 | 0 | 0 | 0 | 0 | 0 | 0 | 0 | 0 | 0 | 0 | 0 | 0 | 0 | 0 | 0 | 0 | 0 | 0 | 0 | 0 | 0 | 0 |  | 1 | 1 | 1 | 1 | 1 | 1 | 1 | 1 | 1 | 0
SCE Metro | North of SONGS | 500 | 0 | 0 | 0 | 0 | 0 | 0 | 0 | 0 | 0 | 0 | 0 | 0 | 0 | 0 | 0 | 0 | 400 | 400 | 0 | 1 |  | 0 | 0 | 0 | 0 | 0 | 0 | 0 | 0 | 0 | 0 | 0 | 0 | 0 | 0 | 0 | 0 | 0 | 0 | 0 | 0 | 0 | 0 | 0 | 0 | 0 | 0 | 0 | 0 | 0 | 0 | 0 | 2 | 2 | 0 | 0 | 1 |  | 0 | 0 | 0 | 0 | 0 | 0 | 0 | 0 | 0 | 0 | 0 | 0 | 0 | 0 | 0 | 0 | 0 | 0 | 0 | 0 | 0 | 0 | 0 | 0 | 0 | 0 | 0 | 0 | 0 | 0 | 0 | 2 | 2 | 0 | 0 | 1 |  | 0 | 0 | 0 | 0 | 0 | 0 | 0 | 0 | 0 | 0 | 0 | 0 | 0 | 0 | 0 | 0 | 0 | 0 | 0 | 0 | 0 | 0 | 0 | 0 | 0 | 0 | 0 | 0 | 0 | 0 | 0 | 2 | 2 | 0 | 0 | 1 |  | 0 | 0 | 0 | 0 | 0 | 0 | 0 | 0 | 0 | 0 | 0 | 0 | 0 | 0 | 0 | 0 | 0 | 0 | 0 | 0 | 0 | 0 | 0 | 0 | 0 | 0 | 0 | 0 | 0 | 0 | 0 | 2 | 2 | 0 | 0 | 1 |  | 1 | 1 | 1 | 1 | 1 | 1 | 1 | 5- | 1 | 1
PG&E NGBA | Notre Dame | 115 | 0 | 0 | 0 | 0 | 0 | 0 | 0 | 0 | 0 | 0 | 0 | 0 | 0 | 0 | 0 | 0 | 0 | 0 | 0 | 0 |  | 0 | 0 | 0 | 0 | 0 | 0 | 0 | 0 | 0 | 0 | 0 | 0 | 0 | 0 | 0 | 0 | 0 | 0 | 0 | 0 | 0 | 0 | 0 | 0 | 0 | 0 | 0 | 0 | 0 | 0 | 0 | 0 | 0 | 0 | 0 | 0 |  | 0 | 0 | 0 | 0 | 0 | 0 | 0 | 0 | 0 | 0 | 0 | 0 | 0 | 0 | 0 | 0 | 0 | 0 | 0 | 0 | 0 | 0 | 0 | 0 | 0 | 0 | 0 | 0 | 0 | 0 | 0 | 0 | 0 | 0 | 0 | 0 |  | 0 | 0 | 0 | 0 | 0 | 0 | 0 | 0 | 0 | 0 | 0 | 0 | 0 | 0 | 0 | 0 | 0 | 0 | 0 | 0 | 0 | 0 | 0 | 0 | 0 | 0 | 0 | 0 | 0 | 0 | 0 | 0 | 0 | 0 | 0 | 0 |  | 0 | 0 | 0 | 0 | 0 | 0 | 0 | 0 | 0 | 0 | 0 | 0 | 10.966 | 0 | 0 | 0 | 0 | 1 | 0 | 0 | 0 | 0 | 0 | 0 | 0 | 0 | 0 | 0 | 0 | 0 | -2 | 0 | 0 | 0 | 0 | 1 |  | 1 | 1 | 1 | 1 | 1 | 1 | 1+ | 1 | 1 | 1
PG&E GBA | Oakland C | 115 | 0 | 0 | 0 | 0 | 0 | 0 | 0 | 0 | 0 | 0 | 0 | 0 | 0 | 40 | 40 | 0 | 0 | 0 | 0 | 1 |  | 0 | 0 | 0 | 0 | 0 | 0 | 0 | 0 | 0 | 0 | 0 | 0 | 0 | 0 | 0 | 0 | 0 | 0 | 0 | 0 | 0 | 0 | 0 | 0 | 0 | 0 | 0 | 0 | 0 | 0 | 2 | 0 | 0 | 0 | 0 | 1 |  | 0 | 0 | 0 | 0 | 0 | 0 | 0 | 0 | 0 | 0 | 0 | 0 | 0 | 0 | 0 | 0 | 0 | 0 | 0 | 0 | 0 | 0 | 0 | 0 | 0 | 0 | 0 | 0 | 0 | 0 | 2 | 0 | 0 | 0 | 0 | 1 |  | 0 | 0 | 0 | 0 | 0 | 0 | 0 | 0 | 0 | 0 | 0 | 0 | 0 | 0 | 75.6 | 0 | 0 | 1 | 0 | 0 | 0 | 0 | 0 | 0 | 0 | 0 | 0 | 0 | 0 | 0 | 2 | 0 | -2 | 0 | 0 | 1 |  | 0 | 0 | 0 | 0 | 0 | 0 | 0 | 0 | 0 | 0 | 0 | 0 | 0 | 0 | 75.6 | 0 | 0 | 1 | 0 | 0 | 0 | 0 | 0 | 0 | 0 | 0 | 0 | 0 | 0 | 0 | 2 | 0 | -2 | 0 | 0 | 1 |  | 1 | 1 | 1 | 1 | 1 | 1 | 5- | 2+ | 1 | 1
PG&E GBA | Oakland J | 115 | 0 | 0 | 0 | 0 | 0 | 0 | 0 | 0 | 0 | 0 | 0 | 0 | 0 | 50 | 50 | 0 | 0 | 0 | 0 | 1 |  | 0 | 0 | 0 | 0 | 0 | 0 | 0 | 0 | 0 | 0 | 0 | 0 | 0 | 0 | 0 | 0 | 0 | 0 | 0 | 0 | 0 | 0 | 0 | 0 | 0 | 0 | 0 | 0 | 0 | 0 | 2 | 0 | 0 | 0 | 0 | 1 |  | 0 | 0 | 0 | 0 | 0 | 0 | 0 | 0 | 0 | 0 | 0 | 0 | 0 | 0 | 0 | 0 | 0 | 0 | 0 | 0 | 0 | 0 | 0 | 0 | 0 | 0 | 0 | 0 | 0 | 0 | 2 | 0 | 0 | 0 | 0 | 1 |  | 0 | 0 | 0 | 0 | 0 | 0 | 0 | 0 | 0 | 0 | 0 | 0 | 0 | 50 | 50 | 0 | 0 | 1 | 0 | 0 | 0 | 0 | 0 | 0 | 0 | 0 | 0 | 0 | 0 | 0 | 2 | -2 | -2 | 0 | 0 | 1 |  | 0 | 0 | 0 | 0 | 0 | 0 | 0 | 0 | 0 | 0 | 0 | 0 | 0 | 50 | 62.48 | 0 | 0 | 1 | 0 | 0 | 0 | 0 | 0 | 0 | 0 | 0 | 0 | 0 | 0 | 0 | 2 | -2 | -2 | 0 | 0 | 1 |  | 1 | 1 | 1 | 1 | 1 | 1 | 5- | 4+ | 1 | 1
PG&E GBA | Oakland L | 115 | 0 | 0 | 0 | 0 | 0 | 0 | 0 | 0 | 0 | 0 | 0 | 0 | 0 | 0 | 0 | 0 | 0 | 0 | 0 | 0 |  | 0 | 0 | 0 | 0 | 0 | 0 | 0 | 0 | 0 | 0 | 0 | 0 | 0 | 0 | 0 | 0 | 0 | 0 | 0 | 0 | 0 | 0 | 0 | 0 | 0 | 0 | 0 | 0 | 0 | 0 | 0 | 0 | 0 | 0 | 0 | 0 |  | 0 | 0 | 0 | 0 | 0 | 0 | 0 | 0 | 0 | 0 | 0 | 0 | 0 | 0 | 0 | 0 | 0 | 0 | 0 | 0 | 0 | 0 | 0 | 0 | 0 | 0 | 0 | 0 | 0 | 0 | 0 | 0 | 0 | 0 | 0 | 0 |  | 0 | 0 | 0 | 0 | 0 | 0 | 0 | 0 | 0 | 0 | 0 | 0 | 0 | 0 | 0 | 0 | 0 | 0 | 0 | 0 | 0 | 0 | 0 | 0 | 0 | 0 | 0 | 0 | 0 | 0 | 0 | 0 | 0 | 0 | 0 | 0 |  | 0 | 0 | 0 | 0 | 0 | 0 | 0 | 0 | 0 | 0 | 0 | 0 | 0 | 0 | 0 | 0 | 0 | 0 | 0 | 0 | 0 | 0 | 0 | 0 | 0 | 0 | 0 | 0 | 0 | 0 | 0 | 0 | 0 | 0 | 0 | 0 |  | 1 | 1 | 1 | 1 | 1 | 1 | 1 | 1 | 1 | 0
PG&E GBA | Oakland X | 115 | 0 | 0 | 0 | 0 | 0 | 0 | 0 | 0 | 0 | 0 | 0 | 0 | 0 | 70 | 70 | 0 | 0 | 0 | 0 | 1 |  | 0 | 0 | 0 | 0 | 0 | 0 | 0 | 0 | 0 | 0 | 0 | 0 | 0 | 0 | 0 | 0 | 0 | 0 | 0 | 0 | 0 | 0 | 0 | 0 | 0 | 0 | 0 | 0 | 0 | 0 | 2 | 0 | 0 | 0 | 0 | 1 |  | 0 | 0 | 0 | 0 | 0 | 0 | 0 | 0 | 0 | 0 | 0 | 0 | 0 | 0 | 0 | 0 | 0 | 0 | 0 | 0 | 0 | 0 | 0 | 0 | 0 | 0 | 0 | 0 | 0 | 0 | 2 | 0 | 0 | 0 | 0 | 1 |  | 0 | 0 | 0 | 0 | 0 | 0 | 0 | 0 | 0 | 0 | 0 | 0 | 0 | 0 | 0 | 0 | 0 | 0 | 0 | 0 | 0 | 0 | 0 | 0 | 0 | 0 | 0 | 0 | 0 | 0 | 2 | 0 | 0 | 0 | 0 | 1 |  | 0 | 0 | 0 | 0 | 0 | 0 | 0 | 0 | 0 | 0 | 0 | 0 | 0 | 0 | 0 | 0 | 0 | 0 | 0 | 0 | 0 | 0 | 0 | 0 | 0 | 0 | 0 | 0 | 0 | 0 | 2 | 0 | 0 | 0 | 0 | 1 |  | 1 | 1 | 1 | 1 | 1 | 1 | 5- | 1 | 1 | 1
SDGE | Ocean Ranch | 69 | 0 | 0 | 0 | 0 | 0 | 0 | 0 | 0 | 0 | 0 | 0 | 0 | 0 | 0 | 0 | 0 | 0 | 0 | 0 | 0 |  | 0 | 0 | 0 | 0 | 0 | 0 | 0 | 0 | 0 | 0 | 0 | 0 | 0 | 0 | 0 | 0 | 0 | 0 | 0 | 0 | 0 | 0 | 0 | 0 | 0 | 0 | 0 | 0 | 0 | 0 | 0 | 0 | 0 | 0 | 0 | 0 |  | 0 | 0 | 0 | 0 | 0 | 0 | 0 | 0 | 0 | 0 | 0 | 0 | 0 | 0 | 0 | 0 | 0 | 0 | 0 | 0 | 0 | 0 | 0 | 0 | 0 | 0 | 0 | 0 | 0 | 0 | 0 | 0 | 0 | 0 | 0 | 0 |  | 0 | 0 | 0 | 0 | 0 | 0 | 0 | 0 | 0 | 0 | 0 | 0 | 0 | 0 | 105 | 0 | 0 | 1 | 0 | 0 | 0 | 0 | 0 | 0 | 0 | 0 | 0 | 0 | 0 | 0 | 0 | 0 | -2 | 0 | 0 | 1 |  | 0 | 0 | 0 | 0 | 0 | 0 | 0 | 0 | 0 | 0 | 0 | 0 | 0 | 0 | 125 | 0 | 0 | 1 | 0 | 0 | 0 | 0 | 0 | 0 | 0 | 0 | 0 | 0 | 0 | 0 | 0 | 0 | -2 | 0 | 0 | 1 |  | 1 | 1 | 1 | 1 | 1 | 1 | 1 | 2+ | 1 | 1
PG&E KERN | Oceano | 115 | 0 | 0 | 0 | 0 | 0 | 0 | 0 | 0 | 0 | 0 | 0 | 0 | 0 | 100 | 100 | 0 | 0 | 0 | 0 | 1 |  | 0 | 0 | 0 | 0 | 0 | 0 | 0 | 0 | 0 | 0 | 0 | 0 | 0 | 0 | 0 | 0 | 0 | 0 | 0 | 0 | 0 | 0 | 0 | 0 | 0 | 0 | 0 | 0 | 0 | 0 | 2 | 0 | 0 | 0 | 0 | 1 |  | 0 | 0 | 0 | 0 | 0 | 0 | 0 | 0 | 0 | 0 | 0 | 0 | 0 | 0 | 0 | 0 | 0 | 0 | 0 | 0 | 0 | 0 | 0 | 0 | 0 | 0 | 0 | 0 | 0 | 0 | 2 | 0 | 0 | 0 | 0 | 1 |  | 0 | 0 | 0 | 0 | 0 | 0 | 0 | 0 | 0 | 0 | 0 | 0 | 0 | 0 | 0 | 0 | 0 | 0 | 0 | 0 | 0 | 0 | 0 | 0 | 0 | 0 | 0 | 0 | 0 | 0 | 2 | 0 | 0 | 0 | 0 | 1 |  | 0 | 0 | 0 | 0 | 0 | 0 | 0 | 0 | 0 | 0 | 0 | 0 | 0 | 0 | 0 | 0 | 0 | 0 | 0 | 0 | 0 | 0 | 0 | 0 | 0 | 0 | 0 | 0 | 0 | 0 | 2 | 0 | 0 | 0 | 0 | 1 |  | 1 | 1 | 1 | 1 | 1 | 1 | 5- | 1 | 1 | 1
SDGE | Ocotillo Express | 500 | 0 | 0 | 130 | 0 | 130 | 0 | 0 | 0 | 0 | 0 | 0 | 0 | 0 | 0 | 0 | 0 | 0 | 0 | 0 | 1 |  | 0 | 0 | 0 | 0 | 0 | 0 | 0 | 0 | 0 | 0 | 0 | 0 | 0 | 0 | 0 | 0 | 0 | 0 | 0 | 0 | 0 | 0 | 2 | 2 | 0 | 0 | 0 | 0 | 0 | 0 | 0 | 0 | 0 | 0 | 0 | 1 |  | 0 | 0 | 0 | 0 | 0 | 0 | 0 | 0 | 0 | 0 | 0 | 0 | 0 | 0 | 0 | 0 | 0 | 0 | 0 | 0 | 0 | 0 | 2 | 2 | 0 | 0 | 0 | 0 | 0 | 0 | 0 | 0 | 0 | 0 | 0 | 1 |  | 0 | 0 | 0 | 0 | 0 | 0 | 0 | 0 | 0 | 0 | 0 | 0 | 0 | 0 | 0 | 0 | 0 | 0 | 0 | 0 | 0 | 0 | 2 | 2 | 0 | 0 | 0 | 0 | 0 | 0 | 0 | 0 | 0 | 0 | 0 | 1 |  | 0 | 0 | 0 | 0 | 0 | 0 | 0 | 0 | 0 | 0 | 0 | 0 | 0 | 0 | 0 | 0 | 0 | 0 | 0 | 0 | 0 | 0 | 2 | 2 | 0 | 0 | 0 | 0 | 0 | 0 | 0 | 0 | 0 | 0 | 0 | 1 |  | 1 | 1 | 5- | 1 | 1 | 1 | 1 | 1 | 1 | 1
PG&E KERN | Old River | 70 | 0 | 0 | 0 | 0 | 0 | 0 | 0 | 0 | 0 | 0 | 0 | 0 | 0 | 0 | 0 | 0 | 0 | 0 | 0 | 0 |  | 0 | 0 | 0 | 0 | 0 | 0 | 0 | 0 | 0 | 0 | 0 | 0 | 0 | 0 | 0 | 0 | 0 | 0 | 0 | 0 | 0 | 0 | 0 | 0 | 0 | 0 | 0 | 0 | 0 | 0 | 0 | 0 | 0 | 0 | 0 | 0 |  | 0 | 0 | 0 | 0 | 0 | 0 | 0 | 0 | 0 | 0 | 0 | 0 | 2.9028 | 0 | 0.05626 | 0 | 0 | 1 | 0 | 0 | 0 | 0 | 0 | 0 | 0 | 0 | 0 | 0 | 0 | 0 | 0 | 0 | 0 | 0 | 0 | 0 |  | 0 | 0 | 0 | 0 | 0 | 0 | 0 | 0 | 0 | 0 | 0 | 0 | 2.9028 | 0 | 0.05626 | 0 | 0 | 1 | 0 | 0 | 0 | 0 | 0 | 0 | 0 | 0 | 0 | 0 | 0 | 0 | -2 | 0 | 0 | 0 | 0 | 1 |  | 0 | 0 | 0 | 0 | 0 | 0 | 0 | 0 | 0 | 0 | 0 | 0 | 2.9028 | 0 | 0.05626 | 0 | 0 | 1 | 0 | 0 | 0 | 0 | 0 | 0 | 0 | 0 | 0 | 0 | 0 | 0 | 0 | 0 | 0 | 0 | 0 | 0 |  | 1 | 1 | 1 | 1 | 1 | 1 | 2+ | 1 | 1 | 1
SDGE | Old Town | 230 | 0 | 0 | 0 | 0 | 0 | 0 | 0 | 0 | 0 | 0 | 0 | 0 | 0 | 0 | 0 | 0 | 0 | 0 | 0 | 0 |  | 0 | 0 | 0 | 0 | 0 | 0 | 0 | 0 | 0 | 0 | 0 | 0 | 0 | 0 | 0 | 0 | 0 | 0 | 0 | 0 | 0 | 0 | 0 | 0 | 0 | 0 | 0 | 0 | 0 | 0 | 0 | 0 | 0 | 0 | 0 | 0 |  | 0 | 0 | 0 | 0 | 0 | 0 | 0 | 0 | 0 | 0 | 0 | 0 | 0 | 0 | 0 | 0 | 0 | 0 | 0 | 0 | 0 | 0 | 0 | 0 | 0 | 0 | 0 | 0 | 0 | 0 | 0 | 0 | 0 | 0 | 0 | 0 |  | 0 | 0 | 0 | 0 | 0 | 0 | 0 | 0 | 0 | 0 | 0 | 0 | 0 | 0 | 0 | 0 | 0 | 0 | 0 | 0 | 0 | 0 | 0 | 0 | 0 | 0 | 0 | 0 | 0 | 0 | 0 | 0 | 0 | 0 | 0 | 0 |  | 0 | 0 | 0 | 0 | 0 | 0 | 0 | 0 | 0 | 0 | 0 | 0 | 0 | 0 | 0 | 0 | 0 | 0 | 0 | 0 | 0 | 0 | 0 | 0 | 0 | 0 | 0 | 0 | 0 | 0 | 0 | 0 | 0 | 0 | 0 | 0 |  | 1 | 1 | 1 | 1 | 1 | 1 | 1 | 1 | 1 | 0
SCE Metro | Olinda | 230 | 0 | 0 | 0 | 0 | 0 | 0 | 0 | 0 | 0 | 0 | 0 | 0 | 0 | 0 | 0 | 0 | 0 | 0 | 0 | 0 |  | 0 | 0 | 0 | 0 | 0 | 0 | 0 | 0 | 0 | 0 | 0 | 0 | 0 | 0 | 0 | 0 | 0 | 0 | 0 | 0 | 0 | 0 | 0 | 0 | 0 | 0 | 0 | 0 | 0 | 0 | 0 | 0 | 0 | 0 | 0 | 0 |  | 0 | 0 | 0 | 0 | 0 | 0 | 0 | 0 | 0 | 0 | 0 | 0 | 0 | 0 | 0 | 0 | 0 | 0 | 0 | 0 | 0 | 0 | 0 | 0 | 0 | 0 | 0 | 0 | 0 | 0 | 0 | 0 | 0 | 0 | 0 | 0 |  | 0 | 0 | 0 | 0 | 0 | 0 | 0 | 0 | 0 | 0 | 0 | 0 | 0 | 0 | 0 | 0 | 0 | 0 | 0 | 0 | 0 | 0 | 0 | 0 | 0 | 0 | 0 | 0 | 0 | 0 | 0 | 0 | 0 | 0 | 0 | 0 |  | 0 | 0 | 0 | 0 | 0 | 0 | 0 | 0 | 0 | 0 | 0 | 0 | 0 | 0 | 144.77 | 0 | 0 | 1 | 0 | 0 | 0 | 0 | 0 | 0 | 0 | 0 | 0 | 0 | 0 | 0 | 0 | 0 | -2 | 0 | 0 | 1 |  | 1 | 1 | 1 | 1 | 1 | 1 | 1 | 1+ | 1 | 1
PG&E FRESNO | Olive | 115 | 0 | 0 | 0 | 0 | 0 | 0 | 0 | 0 | 0 | 0 | 0 | 0 | 0 | 0 | 0 | 0 | 0 | 0 | 0 | 0 |  | 0 | 0 | 0 | 0 | 0 | 0 | 0 | 0 | 0 | 0 | 0 | 0 | 0 | 0 | 0 | 0 | 0 | 0 | 0 | 0 | 0 | 0 | 0 | 0 | 0 | 0 | 0 | 0 | 0 | 0 | 0 | 0 | 0 | 0 | 0 | 0 |  | 0 | 0 | 0 | 0 | 0 | 0 | 0 | 0 | 0 | 0 | 0 | 0 | 0 | 0 | 0 | 0 | 0 | 0 | 0 | 0 | 0 | 0 | 0 | 0 | 0 | 0 | 0 | 0 | 0 | 0 | 0 | 0 | 0 | 0 | 0 | 0 |  | 0 | 0 | 0 | 0 | 0 | 0 | 0 | 0 | 0 | 0 | 0 | 0 | 0 | 0 | 0 | 0 | 0 | 0 | 0 | 0 | 0 | 0 | 0 | 0 | 0 | 0 | 0 | 0 | 0 | 0 | 0 | 0 | 0 | 0 | 0 | 0 |  | 0 | 0 | 0 | 0 | 0 | 0 | 0 | 0 | 0 | 0 | 0 | 0 | 0 | 0 | 0 | 0 | 0 | 0 | 0 | 0 | 0 | 0 | 0 | 0 | 0 | 0 | 0 | 0 | 0 | 0 | 0 | 0 | 0 | 0 | 0 | 0 |  | 1 | 1 | 1 | 1 | 1 | 1 | 1 | 1 | 1 | 0
PG&E NGBA | Olivehurst | 115 | 0 | 0 | 0 | 0 | 0 | 0 | 0 | 0 | 0 | 0 | 0 | 0 | 0 | 0 | 0 | 0 | 0 | 0 | 0 | 0 |  | 0 | 0 | 0 | 0 | 0 | 0 | 0 | 0 | 0 | 0 | 0 | 0 | 0 | 0 | 0 | 0 | 0 | 0 | 0 | 0 | 0 | 0 | 0 | 0 | 0 | 0 | 0 | 0 | 0 | 0 | 0 | 0 | 0 | 0 | 0 | 0 |  | 0 | 0 | 0 | 0 | 0 | 0 | 0 | 0 | 0 | 0 | 0 | 0 | 0 | 0 | 0 | 0 | 0 | 0 | 0 | 0 | 0 | 0 | 0 | 0 | 0 | 0 | 0 | 0 | 0 | 0 | 0 | 0 | 0 | 0 | 0 | 0 |  | 0 | 0 | 0 | 0 | 0 | 0 | 0 | 0 | 0 | 0 | 0 | 0 | 0 | 0 | 0 | 0 | 0 | 0 | 0 | 0 | 0 | 0 | 0 | 0 | 0 | 0 | 0 | 0 | 0 | 0 | 0 | 0 | 0 | 0 | 0 | 0 |  | 0 | 0 | 0 | 0 | 0 | 0 | 0 | 0 | 0 | 0 | 0 | 0 | 0.996 | 0 | 0 | 0 | 0 | 1 | 0 | 0 | 0 | 0 | 0 | 0 | 0 | 0 | 0 | 0 | 0 | 0 | 0 | 0 | 0 | 0 | 0 | 0 |  | 1 | 1 | 1 | 1 | 1 | 1 | 1 | 1 | 1 | 0
PG&E NGBA | Oregon Trail | 60 | 0 | 0 | 0 | 0 | 0 | 0 | 0 | 0 | 0 | 0 | 0 | 0 | 0 | 0 | 0 | 0 | 0 | 0 | 0 | 0 |  | 0 | 0 | 0 | 0 | 0 | 0 | 0 | 0 | 0 | 0 | 0 | 0 | 0 | 0 | 0 | 0 | 0 | 0 | 0 | 0 | 0 | 0 | 0 | 0 | 0 | 0 | 0 | 0 | 0 | 0 | 0 | 0 | 0 | 0 | 0 | 0 |  | 0 | 0 | 0 | 0 | 0 | 0 | 0 | 0 | 0 | 0 | 0 | 0 | 1.927 | 0 | 1.927 | 0 | 0 | 1 | 0 | 0 | 0 | 0 | 0 | 0 | 0 | 0 | 0 | 0 | 0 | 0 | 0 | 0 | 0 | 0 | 0 | 0 |  | 0 | 0 | 0 | 0 | 0 | 0 | 0 | 0 | 0 | 0 | 0 | 0 | 1.927 | 0 | 1.927 | 0 | 0 | 1 | 0 | 0 | 0 | 0 | 0 | 0 | 0 | 0 | 0 | 0 | 0 | 0 | -2 | 0 | 0 | 0 | 0 | 1 |  | 0 | 0 | 0 | 0 | 0 | 0 | 0 | 0 | 0 | 0 | 0 | 0 | 4.327 | 0 | 1.927 | 0 | 0 | 1 | 0 | 0 | 0 | 0 | 0 | 0 | 0 | 0 | 0 | 0 | 0 | 0 | -2 | 0 | 0 | 0 | 0 | 1 |  | 1 | 1 | 1 | 1 | 1 | 1 | 2+ | 1 | 1 | 1
SCE Northern | Ormond Beach | 230 | 0 | 0 | 0 | 0 | 0 | 0 | 0 | 0 | 0 | 0 | 0 | 0 | 0 | 0 | 0 | 0 | 0 | 0 | 0 | 0 |  | 0 | 0 | 0 | 0 | 0 | 0 | 0 | 0 | 0 | 0 | 0 | 0 | 0 | 0 | 0 | 0 | 0 | 0 | 0 | 0 | 0 | 0 | 0 | 0 | 0 | 0 | 0 | 0 | 0 | 0 | 0 | 0 | 0 | 0 | 0 | 0 |  | 0 | 0 | 0 | 0 | 0 | 0 | 0 | 0 | 0 | 0 | 0 | 0 | 0 | 0 | 0 | 0 | 0 | 0 | 0 | 0 | 0 | 0 | 0 | 0 | 0 | 0 | 0 | 0 | 0 | 0 | 0 | 0 | 0 | 0 | 0 | 0 |  | 0 | 0 | 0 | 0 | 0 | 0 | 0 | 0 | 0 | 0 | 0 | 0 | 0 | 0 | 0 | 0 | 0 | 0 | 0 | 0 | 0 | 0 | 0 | 0 | 0 | 0 | 0 | 0 | 0 | 0 | 0 | 0 | 0 | 0 | 0 | 0 |  | 0 | 0 | 0 | 0 | 0 | 0 | 0 | 0 | 0 | 0 | 0 | 0 | 0 | 0 | 0 | 0 | 0 | 0 | 0 | 0 | 0 | 0 | 0 | 0 | 0 | 0 | 0 | 0 | 0 | 0 | 0 | 0 | 0 | 0 | 0 | 0 |  | 1 | 1 | 1 | 1 | 1 | 1 | 1 | 1 | 1 | 0
PG&E FRESNO | Oro Loma | 115 | 20 | 0 | 0 | 0 | 0 | 0 | 0 | 0 | 0 | 0 | 0 | 0 | 110 | 0 | 110 | 0 | 0 | 0 | 0 | 1 |  | 0 | 0 | 0 | 0 | 0 | 0 | 0 | 0 | 0 | 0 | 0 | 0 | 0 | 0 | 0 | 0 | 0 | 0 | 2 | 2 | 0 | 0 | 0 | 0 | 0 | 0 | 0 | 0 | 0 | 2 | 2 | 0 | 0 | 0 | 0 | 1 |  | 0 | 0 | 0 | 0 | 0 | 0 | 0 | 0 | 0 | 0 | 0 | 0 | 0 | 0 | 0 | 0 | 0 | 0 | 2 | 2 | 0 | 0 | 0 | 0 | 0 | 0 | 0 | 0 | 0 | 2 | 2 | 0 | 0 | 0 | 0 | 1 |  | 0 | 0 | 0 | 0 | 0 | 0 | 0 | 0 | 0 | 0 | 0 | 0 | 0 | 0 | 0 | 0 | 0 | 0 | 2 | 2 | 0 | 0 | 0 | 0 | 0 | 0 | 0 | 0 | 0 | 2 | 2 | 0 | 0 | 0 | 0 | 1 |  | 0 | 0 | 0 | 0 | 0 | 0 | 0 | 102.7 | 0 | 0 | 0 | 0 | 107.7 | 0 | 102.7 | 0 | 0 | 1 | 2 | 2 | 0 | 0 | 0 | 0 | 0 | -2 | 0 | 0 | 0 | 2 | 0 | 0 | -2 | 0 | 0 | 1 |  | 5- | 1 | 1 | 1+ | 1 | 1 | 3- | 1+ | 1 | 1
PG&E FRESNO | Oro Loma | 70 | 0 | 0 | 0 | 0 | 0 | 0 | 0 | 0 | 0 | 0 | 0 | 0 | 0 | 0 | 0 | 0 | 0 | 0 | 0 | 0 |  | 0 | 0 | 0 | 0 | 0 | 0 | 0 | 0 | 0 | 0 | 0 | 0 | 0 | 0 | 0 | 0 | 0 | 0 | 0 | 0 | 0 | 0 | 0 | 0 | 0 | 0 | 0 | 0 | 0 | 0 | 0 | 0 | 0 | 0 | 0 | 0 |  | 0 | 0 | 0 | 0 | 0 | 0 | 0 | 0 | 0 | 0 | 0 | 0 | 0 | 0 | 0 | 0 | 0 | 0 | 0 | 0 | 0 | 0 | 0 | 0 | 0 | 0 | 0 | 0 | 0 | 0 | 0 | 0 | 0 | 0 | 0 | 0 |  | 0 | 0 | 0 | 0 | 0 | 0 | 0 | 0 | 0 | 0 | 0 | 0 | 0 | 0 | 0 | 0 | 0 | 0 | 0 | 0 | 0 | 0 | 0 | 0 | 0 | 0 | 0 | 0 | 0 | 0 | 0 | 0 | 0 | 0 | 0 | 0 |  | 0 | 0 | 0 | 0 | 0 | 0 | 0 | 103.226 | 0 | 0 | 0 | 0 | 103.226 | 0 | 103.226 | 0 | 0 | 1 | 0 | 0 | 0 | 0 | 0 | 0 | 0 | -2 | 0 | 0 | 0 | 0 | -2 | 0 | -2 | 0 | 0 | 1 |  | 1 | 1 | 1 | 1+ | 1 | 1 | 1+ | 1+ | 1 | 1
PG&E FRESNO | Orosi | 70 | 0 | 0 | 0 | 0 | 0 | 0 | 0 | 0 | 0 | 0 | 0 | 0 | 0 | 0 | 0 | 0 | 0 | 0 | 0 | 0 |  | 0 | 0 | 0 | 0 | 0 | 0 | 0 | 0 | 0 | 0 | 0 | 0 | 0 | 0 | 0 | 0 | 0 | 0 | 0 | 0 | 0 | 0 | 0 | 0 | 0 | 0 | 0 | 0 | 0 | 0 | 0 | 0 | 0 | 0 | 0 | 0 |  | 0 | 0 | 0 | 0 | 0 | 0 | 0 | 0 | 0 | 0 | 0 | 0 | 0 | 0 | 0 | 0 | 0 | 0 | 0 | 0 | 0 | 0 | 0 | 0 | 0 | 0 | 0 | 0 | 0 | 0 | 0 | 0 | 0 | 0 | 0 | 0 |  | 0 | 0 | 0 | 0 | 0 | 0 | 0 | 0 | 0 | 0 | 0 | 0 | 0 | 0 | 0 | 0 | 0 | 0 | 0 | 0 | 0 | 0 | 0 | 0 | 0 | 0 | 0 | 0 | 0 | 0 | 0 | 0 | 0 | 0 | 0 | 0 |  | 0 | 0 | 0 | 0 | 0 | 0 | 0 | 0 | 0 | 0 | 0 | 0 | 20 | 0 | 0 | 0 | 0 | 1 | 0 | 0 | 0 | 0 | 0 | 0 | 0 | 0 | 0 | 0 | 0 | 0 | -2 | 0 | 0 | 0 | 0 | 1 |  | 1 | 1 | 1 | 1 | 1 | 1 | 1+ | 1 | 1 | 1
SDGE | Otay | 69 | 0 | 0 | 0 | 0 | 0 | 0 | 0 | 0 | 0 | 0 | 0 | 0 | 0 | 0 | 0 | 0 | 0 | 0 | 0 | 0 |  | 0 | 0 | 0 | 0 | 0 | 0 | 0 | 0 | 0 | 0 | 0 | 0 | 0 | 0 | 0 | 0 | 0 | 0 | 0 | 0 | 0 | 0 | 0 | 0 | 0 | 0 | 0 | 0 | 0 | 0 | 0 | 0 | 0 | 0 | 0 | 0 |  | 0 | 0 | 0 | 0 | 0 | 0 | 0 | 0 | 0 | 0 | 0 | 0 | 0 | 0 | 0 | 0 | 0 | 0 | 0 | 0 | 0 | 0 | 0 | 0 | 0 | 0 | 0 | 0 | 0 | 0 | 0 | 0 | 0 | 0 | 0 | 0 |  | 0 | 0 | 0 | 0 | 0 | 0 | 0 | 0 | 0 | 0 | 0 | 0 | 0 | 0 | 0 | 0 | 0 | 0 | 0 | 0 | 0 | 0 | 0 | 0 | 0 | 0 | 0 | 0 | 0 | 0 | 0 | 0 | 0 | 0 | 0 | 0 |  | 0 | 0 | 0 | 0 | 0 | 0 | 0 | 0 | 0 | 0 | 0 | 0 | 0 | 0 | 3 | 0 | 0 | 1 | 0 | 0 | 0 | 0 | 0 | 0 | 0 | 0 | 0 | 0 | 0 | 0 | 0 | 0 | 0 | 0 | 0 | 0 |  | 1 | 1 | 1 | 1 | 1 | 1 | 1 | 1 | 1 | 0
SDGE | Otay Mesa | 230 | 0 | 0 | 0 | 0 | 0 | 0 | 0 | 0 | 0 | 0 | 0 | 0 | 0 | 0 | 0 | 0 | 0 | 0 | 0 | 0 |  | 0 | 0 | 0 | 0 | 0 | 0 | 0 | 0 | 0 | 0 | 0 | 0 | 0 | 0 | 0 | 0 | 0 | 0 | 0 | 0 | 0 | 0 | 0 | 0 | 0 | 0 | 0 | 0 | 0 | 0 | 0 | 0 | 0 | 0 | 0 | 0 |  | 0 | 0 | 0 | 0 | 0 | 0 | 0 | 0 | 0 | 0 | 0 | 0 | 0 | 0 | 312.96 | 0 | 0 | 1 | 0 | 0 | 0 | 0 | 0 | 0 | 0 | 0 | 0 | 0 | 0 | 0 | 0 | 0 | -2 | 0 | 0 | 1 |  | 0 | 0 | 0 | 0 | 0 | 0 | 0 | 0 | 0 | 0 | 0 | 0 | 0 | 0 | 882.21 | 0 | 0 | 1 | 0 | 0 | 0 | 0 | 0 | 0 | 0 | 0 | 0 | 0 | 0 | 0 | 0 | 0 | -2 | 0 | 0 | 1 |  | 0 | 0 | 0 | 0 | 0 | 0 | 0 | 0 | 0 | 0 | 0 | 0 | 0 | 0 | 882.21 | 0 | 0 | 1 | 0 | 0 | 0 | 0 | 0 | 0 | 0 | 0 | 0 | 0 | 0 | 0 | 0 | 0 | -2 | 0 | 0 | 1 |  | 1 | 1 | 1 | 1 | 1 | 1 | 1 | 4+ | 1 | 1
PG&E FRESNO | Padre Flats SW STA | 230 | 50 | 0 | 0 | 0 | 0 | 0 | 0 | 0 | 0 | 0 | 0 | 0 | 370 | 0 | 370 | 0 | 0 | 0 | 0 | 1 |  | 0 | 0 | 0 | 0 | 0 | 0 | 0 | 0 | 0 | 0 | 0 | 0 | 0 | 0 | 0 | 0 | 0 | 0 | 2 | 2 | 0 | 0 | 0 | 0 | 0 | 0 | 0 | 0 | 0 | 2 | 2 | 0 | 0 | 0 | 0 | 1 |  | 0 | 0 | 0 | 0 | 0 | 0 | 0 | 0 | 0 | 0 | 0 | 0 | 0 | 0 | 0 | 0 | 0 | 0 | 2 | 2 | 0 | 0 | 0 | 0 | 0 | 0 | 0 | 0 | 0 | 2 | 2 | 0 | 0 | 0 | 0 | 1 |  | 0 | 0 | 0 | 0 | 0 | 0 | 0 | 0 | 0 | 0 | 0 | 0 | 0 | 0 | 0 | 0 | 0 | 0 | 2 | 2 | 0 | 0 | 0 | 0 | 0 | 0 | 0 | 0 | 0 | 2 | 2 | 0 | 0 | 0 | 0 | 1 |  | 0 | 0 | 0 | 0 | 0 | 0 | 0 | 0 | 0 | 0 | 0 | 0 | 0 | 0 | 0 | 0 | 0 | 0 | 2 | 2 | 0 | 0 | 0 | 0 | 0 | 0 | 0 | 0 | 0 | 2 | 2 | 0 | 0 | 0 | 0 | 1 |  | 5- | 1 | 1 | 1 | 1 | 1 | 5- | 1 | 1 | 1
EOP | Pahrump | 138 | 0 | 0 | 0 | 0 | 0 | 0 | 0 | 0 | 0 | 0 | 0 | 0 | 0 | 0 | 0 | 0 | 0 | 0 | 0 | 0 |  | 0 | 0 | 0 | 0 | 0 | 0 | 0 | 0 | 0 | 0 | 0 | 0 | 0 | 0 | 0 | 0 | 0 | 0 | 0 | 0 | 0 | 0 | 0 | 0 | 0 | 0 | 0 | 0 | 0 | 0 | 0 | 0 | 0 | 0 | 0 | 0 |  | 0 | 0 | 0 | 0 | 0 | 0 | 0 | 0 | 0 | 0 | 0 | 0 | 0 | 0 | 0 | 0 | 0 | 0 | 0 | 0 | 0 | 0 | 0 | 0 | 0 | 0 | 0 | 0 | 0 | 0 | 0 | 0 | 0 | 0 | 0 | 0 |  | 0 | 0 | 0 | 0 | 0 | 0 | 0 | 0 | 0 | 0 | 0 | 0 | 0 | 0 | 0 | 0 | 0 | 0 | 0 | 0 | 0 | 0 | 0 | 0 | 0 | 0 | 0 | 0 | 0 | 0 | 0 | 0 | 0 | 0 | 0 | 0 |  | 0 | 0 | 0 | 0 | 0 | 0 | 0 | 0 | 0 | 0 | 0 | 0 | 0 | 0 | 0 | 0 | 0 | 0 | 0 | 0 | 0 | 0 | 0 | 0 | 0 | 0 | 0 | 0 | 0 | 0 | 0 | 0 | 0 | 0 | 0 | 0 |  | 1 | 1 | 1 | 1 | 1 | 1 | 1 | 1 | 1 | 0
EOP | Pahrump | 230 | 0 | 0 | 0 | 0 | 0 | 0 | 0 | 0 | 0 | 0 | 0 | 0 | 0 | 0 | 0 | 0 | 0 | 0 | 0 | 0 |  | 0 | 0 | 0 | 0 | 0 | 0 | 0 | 0 | 0 | 0 | 0 | 0 | 0 | 0 | 0 | 0 | 0 | 0 | 0 | 0 | 0 | 0 | 0 | 0 | 0 | 0 | 0 | 0 | 0 | 0 | 0 | 0 | 0 | 0 | 0 | 0 |  | 0 | 0 | 0 | 0 | 0 | 0 | 0 | 0 | 0 | 0 | 0 | 0 | 0 | 0 | 0 | 0 | 0 | 0 | 0 | 0 | 0 | 0 | 0 | 0 | 0 | 0 | 0 | 0 | 0 | 0 | 0 | 0 | 0 | 0 | 0 | 0 |  | 0 | 0 | 0 | 0 | 0 | 0 | 0 | 0 | 0 | 0 | 0 | 0 | 0 | 0 | 0 | 0 | 0 | 0 | 0 | 0 | 0 | 0 | 0 | 0 | 0 | 0 | 0 | 0 | 0 | 0 | 0 | 0 | 0 | 0 | 0 | 0 |  | 0 | 0 | 0 | 0 | 0 | 0 | 0 | 0 | 0 | 0 | 0 | 0 | 0 | 0 | 0 | 0 | 0 | 0 | 0 | 0 | 0 | 0 | 0 | 0 | 0 | 0 | 0 | 0 | 0 | 0 | 0 | 0 | 0 | 0 | 0 | 0 |  | 1 | 1 | 1 | 1 | 1 | 1 | 1 | 1 | 1 | 0
SDGE | Pala | 69 | 0 | 0 | 0 | 0 | 0 | 0 | 0 | 0 | 0 | 0 | 0 | 0 | 0 | 0 | 0 | 0 | 0 | 0 | 0 | 0 |  | 0 | 0 | 0 | 0 | 0 | 0 | 0 | 0 | 0 | 0 | 0 | 0 | 0 | 0 | 0 | 0 | 0 | 0 | 0 | 0 | 0 | 0 | 0 | 0 | 0 | 0 | 0 | 0 | 0 | 0 | 0 | 0 | 0 | 0 | 0 | 0 |  | 0 | 0 | 0 | 0 | 0 | 0 | 0 | 0 | 0 | 0 | 0 | 0 | 0 | 0 | 0 | 0 | 0 | 0 | 0 | 0 | 0 | 0 | 0 | 0 | 0 | 0 | 0 | 0 | 0 | 0 | 0 | 0 | 0 | 0 | 0 | 0 |  | 0 | 0 | 0 | 0 | 0 | 0 | 0 | 0 | 0 | 0 | 0 | 0 | 0 | 0 | 0 | 0 | 0 | 0 | 0 | 0 | 0 | 0 | 0 | 0 | 0 | 0 | 0 | 0 | 0 | 0 | 0 | 0 | 0 | 0 | 0 | 0 |  | 0 | 0 | 0 | 0 | 0 | 0 | 0 | 0 | 0 | 0 | 0 | 0 | 0 | 0 | 0 | 0 | 0 | 0 | 0 | 0 | 0 | 0 | 0 | 0 | 0 | 0 | 0 | 0 | 0 | 0 | 0 | 0 | 0 | 0 | 0 | 0 |  | 1 | 1 | 1 | 1 | 1 | 1 | 1 | 1 | 1 | 0
PG&E NGBA | Palermo | 115 | 0 | 0 | 0 | 0 | 0 | 0 | 0 | 0 | 0 | 0 | 0 | 0 | 0 | 0 | 0 | 0 | 0 | 0 | 0 | 0 |  | 0 | 0 | 0 | 0 | 0 | 0 | 0 | 0 | 0 | 0 | 0 | 0 | 0 | 0 | 0 | 0 | 0 | 0 | 0 | 0 | 0 | 0 | 0 | 0 | 0 | 0 | 0 | 0 | 0 | 0 | 0 | 0 | 0 | 0 | 0 | 0 |  | 0 | 0 | 0 | 0 | 0 | 0 | 0 | 0 | 0 | 0 | 0 | 0 | 0 | 0 | 0 | 0 | 0 | 0 | 0 | 0 | 0 | 0 | 0 | 0 | 0 | 0 | 0 | 0 | 0 | 0 | 0 | 0 | 0 | 0 | 0 | 0 |  | 0 | 0 | 0 | 0 | 0 | 0 | 0 | 0 | 0 | 0 | 0 | 0 | 0 | 0 | 0 | 0 | 0 | 0 | 0 | 0 | 0 | 0 | 0 | 0 | 0 | 0 | 0 | 0 | 0 | 0 | 0 | 0 | 0 | 0 | 0 | 0 |  | 0 | 0 | 0 | 0 | 0 | 0 | 0 | 0 | 0 | 0 | 0 | 0 | 0 | 0 | 0 | 0 | 0 | 0 | 0 | 0 | 0 | 0 | 0 | 0 | 0 | 0 | 0 | 0 | 0 | 0 | 0 | 0 | 0 | 0 | 0 | 0 |  | 1 | 1 | 1 | 1 | 1 | 1 | 1 | 1 | 1 | 0
PG&E NGBA | Palermo | 230 | 0 | 0 | 0 | 0 | 0 | 0 | 0 | 0 | 0 | 0 | 0 | 0 | 0 | 0 | 0 | 0 | 0 | 0 | 0 | 0 |  | 0 | 0 | 0 | 0 | 0 | 0 | 0 | 0 | 0 | 0 | 0 | 0 | 0 | 0 | 0 | 0 | 0 | 0 | 0 | 0 | 0 | 0 | 0 | 0 | 0 | 0 | 0 | 0 | 0 | 0 | 0 | 0 | 0 | 0 | 0 | 0 |  | 0 | 0 | 0 | 0 | 0 | 0 | 0 | 0 | 0 | 0 | 0 | 0 | 0 | 0 | 0 | 0 | 0 | 0 | 0 | 0 | 0 | 0 | 0 | 0 | 0 | 0 | 0 | 0 | 0 | 0 | 0 | 0 | 0 | 0 | 0 | 0 |  | 0 | 0 | 0 | 0 | 0 | 0 | 0 | 0 | 0 | 0 | 0 | 0 | 0 | 0 | 0 | 0 | 0 | 0 | 0 | 0 | 0 | 0 | 0 | 0 | 0 | 0 | 0 | 0 | 0 | 0 | 0 | 0 | 0 | 0 | 0 | 0 |  | 0 | 0 | 0 | 0 | 0 | 0 | 0 | 0 | 0 | 0 | 0 | 0 | 0 | 0 | 0 | 0 | 0 | 0 | 0 | 0 | 0 | 0 | 0 | 0 | 0 | 0 | 0 | 0 | 0 | 0 | 0 | 0 | 0 | 0 | 0 | 0 |  | 1 | 1 | 1 | 1 | 1 | 1 | 1 | 1 | 1 | 0
SCE Eastern | Palo Verde | 500 | 0 | 0 | 3000 | 0 | 3000 | 2651 | 0 | 2651 | 0 | 0 | 0 | 0 | 0 | 0 | 0 | 0 | 0 | 0 | 0 | 1 |  | 0 | 0 | 0 | 0 | 0 | 0 | 0 | 0 | 0 | 0 | 0 | 0 | 0 | 0 | 0 | 0 | 0 | 0 | 0 | 0 | 0 | 0 | 2 | 2 | 2 | 2 | 0 | 0 | 0 | 0 | 0 | 0 | 0 | 0 | 0 | 1 |  | 0 | 0 | 0 | 0 | 0 | 0 | 0 | 0 | 0 | 0 | 0 | 0 | 0 | 0 | 0 | 0 | 0 | 0 | 0 | 0 | 0 | 0 | 2 | 2 | 2 | 2 | 0 | 0 | 0 | 0 | 0 | 0 | 0 | 0 | 0 | 1 |  | 0 | 0 | 0 | 0 | 0 | 0 | 0 | 0 | 0 | 0 | 0 | 0 | 0 | 0 | 0 | 0 | 0 | 0 | 0 | 0 | 0 | 0 | 2 | 2 | 2 | 2 | 0 | 0 | 0 | 0 | 0 | 0 | 0 | 0 | 0 | 1 |  | 0 | 0 | 0 | 0 | 0 | 0 | 0 | 0 | 0 | 0 | 0 | 0 | 0 | 0 | 0 | 0 | 0 | 0 | 0 | 0 | 0 | 0 | 2 | 2 | 2 | 2 | 0 | 0 | 0 | 0 | 0 | 0 | 0 | 0 | 0 | 1 |  | 1 | 1 | 5- | 5- | 1 | 1 | 1 | 1 | 1 | 1
SDGE | Palomar Energy | 230 | 0 | 0 | 0 | 0 | 0 | 0 | 0 | 0 | 0 | 0 | 0 | 0 | 0 | 0 | 0 | 0 | 0 | 0 | 0 | 0 |  | 0 | 0 | 0 | 0 | 0 | 0 | 0 | 0 | 0 | 0 | 0 | 0 | 0 | 0 | 0 | 0 | 0 | 0 | 0 | 0 | 0 | 0 | 0 | 0 | 0 | 0 | 0 | 0 | 0 | 0 | 0 | 0 | 0 | 0 | 0 | 0 |  | 0 | 0 | 0 | 0 | 0 | 0 | 0 | 0 | 0 | 0 | 0 | 0 | 0 | 0 | 0 | 0 | 0 | 0 | 0 | 0 | 0 | 0 | 0 | 0 | 0 | 0 | 0 | 0 | 0 | 0 | 0 | 0 | 0 | 0 | 0 | 0 |  | 0 | 0 | 0 | 0 | 0 | 0 | 0 | 0 | 0 | 0 | 0 | 0 | 0 | 0 | 0 | 0 | 0 | 0 | 0 | 0 | 0 | 0 | 0 | 0 | 0 | 0 | 0 | 0 | 0 | 0 | 0 | 0 | 0 | 0 | 0 | 0 |  | 0 | 0 | 0 | 0 | 0 | 0 | 0 | 0 | 0 | 0 | 0 | 0 | 0 | 0 | 0 | 0 | 0 | 0 | 0 | 0 | 0 | 0 | 0 | 0 | 0 | 0 | 0 | 0 | 0 | 0 | 0 | 0 | 0 | 0 | 0 | 0 |  | 1 | 1 | 1 | 1 | 1 | 1 | 1 | 1 | 1 | 0
PG&E KERN | Panama | 70 | 0 | 0 | 0 | 0 | 0 | 0 | 0 | 0 | 0 | 0 | 0 | 0 | 0 | 0 | 0 | 0 | 0 | 0 | 0 | 0 |  | 0 | 0 | 0 | 0 | 0 | 0 | 0 | 0 | 0 | 0 | 0 | 0 | 0 | 0 | 0 | 0 | 0 | 0 | 0 | 0 | 0 | 0 | 0 | 0 | 0 | 0 | 0 | 0 | 0 | 0 | 0 | 0 | 0 | 0 | 0 | 0 |  | 0 | 0 | 0 | 0 | 0 | 0 | 0 | 0 | 0 | 0 | 0 | 0 | 0 | 0 | 0 | 0 | 0 | 0 | 0 | 0 | 0 | 0 | 0 | 0 | 0 | 0 | 0 | 0 | 0 | 0 | 0 | 0 | 0 | 0 | 0 | 0 |  | 0 | 0 | 0 | 0 | 0 | 0 | 0 | 0 | 0 | 0 | 0 | 0 | 0 | 0 | 0 | 0 | 0 | 0 | 0 | 0 | 0 | 0 | 0 | 0 | 0 | 0 | 0 | 0 | 0 | 0 | 0 | 0 | 0 | 0 | 0 | 0 |  | 0 | 0 | 0 | 0 | 0 | 0 | 0 | 0 | 0 | 0 | 0 | 0 | 0 | 0 | 0 | 0 | 0 | 0 | 0 | 0 | 0 | 0 | 0 | 0 | 0 | 0 | 0 | 0 | 0 | 0 | 0 | 0 | 0 | 0 | 0 | 0 |  | 1 | 1 | 1 | 1 | 1 | 1 | 1 | 1 | 1 | 0
PG&E FRESNO | Panoche | 115 | 0 | 0 | 0 | 0 | 0 | 0 | 0 | 0 | 0 | 0 | 0 | 0 | 130 | 0 | 130 | 0 | 0 | 0 | 0 | 1 |  | 0 | 0 | 0 | 0 | 0 | 0 | 0 | 0 | 0 | 0 | 0 | 0 | 0 | 0 | 0 | 0 | 0 | 0 | 0 | 0 | 0 | 0 | 0 | 0 | 0 | 0 | 0 | 0 | 0 | 2 | 2 | 0 | 0 | 0 | 0 | 1 |  | 0 | 0 | 0 | 0 | 0 | 0 | 0 | 0 | 0 | 0 | 0 | 0 | 0 | 119.9 | 119.9 | 0 | 0 | 1 | 0 | 0 | 0 | 0 | 0 | 0 | 0 | 0 | 0 | 0 | 0 | 2 | 2 | -2 | -2 | 0 | 0 | 1 |  | 0 | 0 | 0 | 0 | 0 | 0 | 0 | 0 | 0 | 0 | 0 | 0 | 0 | 119.9 | 124.9 | 0 | 0 | 1 | 0 | 0 | 0 | 0 | 0 | 0 | 0 | 0 | 0 | 0 | 0 | 2 | 2 | -2 | -2 | 0 | 0 | 1 |  | 0 | 0 | 0 | 0 | 0 | 0 | 0 | 0 | 0 | 0 | 0 | 0 | 0 | 119.9 | 124.9 | 0 | 0 | 1 | 0 | 0 | 0 | 0 | 0 | 0 | 0 | 0 | 0 | 0 | 0 | 2 | 2 | -2 | -2 | 0 | 0 | 1 |  | 1 | 1 | 1 | 1 | 1 | 1 | 5- | 4+ | 1 | 1
PG&E FRESNO | Panoche | 230 | 0 | 0 | 0 | 0 | 0 | 0 | 0 | 0 | 0 | 0 | 0 | 0 | 0 | 0 | 0 | 0 | 0 | 0 | 0 | 0 |  | 0 | 0 | 0 | 0 | 0 | 0 | 0 | 0 | 0 | 0 | 0 | 0 | 0 | 0 | 0 | 0 | 0 | 0 | 0 | 0 | 0 | 0 | 0 | 0 | 0 | 0 | 0 | 0 | 0 | 0 | 0 | 0 | 0 | 0 | 0 | 0 |  | 0 | 0 | 0 | 0 | 0 | 0 | 0 | 0 | 0 | 0 | 0 | 0 | 0 | 0 | 0 | 0 | 0 | 0 | 0 | 0 | 0 | 0 | 0 | 0 | 0 | 0 | 0 | 0 | 0 | 0 | 0 | 0 | 0 | 0 | 0 | 0 |  | 0 | 0 | 0 | 0 | 0 | 0 | 0 | 0 | 0 | 0 | 0 | 0 | 0 | 0 | 0 | 0 | 0 | 0 | 0 | 0 | 0 | 0 | 0 | 0 | 0 | 0 | 0 | 0 | 0 | 0 | 0 | 0 | 0 | 0 | 0 | 0 |  | 0 | 0 | 0 | 0 | 0 | 0 | 0 | 0 | 0 | 0 | 0 | 0 | 0 | 0 | 0 | 0 | 0 | 0 | 0 | 0 | 0 | 0 | 0 | 0 | 0 | 0 | 0 | 0 | 0 | 0 | 0 | 0 | 0 | 0 | 0 | 0 |  | 1 | 1 | 1 | 1 | 1 | 1 | 1 | 1 | 1 | 0
SCE Northern | Pardee | 230 | 0 | 0 | 0 | 0 | 0 | 0 | 0 | 0 | 0 | 0 | 0 | 0 | 192 | 0 | 192 | 0 | 0 | 0 | 0 | 1 |  | 0 | 0 | 0 | 0 | 0 | 0 | 0 | 0 | 0 | 0 | 0 | 0 | 0 | 0 | 0 | 0 | 0 | 0 | 0 | 0 | 0 | 0 | 0 | 0 | 0 | 0 | 0 | 0 | 0 | 2 | 2 | 0 | 0 | 0 | 0 | 1 |  | 0 | 0 | 0 | 0 | 0 | 0 | 0 | 0 | 0 | 0 | 0 | 0 | 0 | 0 | 103 | 0 | 0 | 1 | 0 | 0 | 0 | 0 | 0 | 0 | 0 | 0 | 0 | 0 | 0 | 2 | 2 | 0 | -2 | 0 | 0 | 1 |  | 0 | 0 | 0 | 0 | 0 | 0 | 0 | 0 | 0 | 0 | 0 | 0 | 0 | 0 | 103 | 0 | 0 | 1 | 0 | 0 | 0 | 0 | 0 | 0 | 0 | 0 | 0 | 0 | 0 | 2 | 2 | 0 | -2 | 0 | 0 | 1 |  | 0 | 0 | 0 | 0 | 0 | 0 | 0 | 0 | 0 | 0 | 0 | 0 | 0 | 0 | 103 | 0 | 0 | 1 | 0 | 0 | 0 | 0 | 0 | 0 | 0 | 0 | 0 | 0 | 0 | 2 | 2 | 0 | -2 | 0 | 0 | 1 |  | 1 | 1 | 1 | 1 | 1 | 1 | 5- | 4+ | 1 | 1
PG&E NGBA | Parkway | 230 | 0 | 0 | 0 | 0 | 0 | 0 | 0 | 0 | 0 | 0 | 0 | 0 | 0 | 0 | 0 | 0 | 0 | 0 | 0 | 0 |  | 0 | 0 | 0 | 0 | 0 | 0 | 0 | 0 | 0 | 0 | 0 | 0 | 0 | 0 | 0 | 0 | 0 | 0 | 0 | 0 | 0 | 0 | 0 | 0 | 0 | 0 | 0 | 0 | 0 | 0 | 0 | 0 | 0 | 0 | 0 | 0 |  | 0 | 0 | 0 | 0 | 0 | 0 | 0 | 0 | 0 | 0 | 0 | 0 | 0 | 0 | 0 | 0 | 0 | 0 | 0 | 0 | 0 | 0 | 0 | 0 | 0 | 0 | 0 | 0 | 0 | 0 | 0 | 0 | 0 | 0 | 0 | 0 |  | 0 | 0 | 0 | 0 | 0 | 0 | 0 | 0 | 0 | 0 | 0 | 0 | 0 | 0 | 0 | 0 | 0 | 0 | 0 | 0 | 0 | 0 | 0 | 0 | 0 | 0 | 0 | 0 | 0 | 0 | 0 | 0 | 0 | 0 | 0 | 0 |  | 0 | 0 | 0 | 0 | 0 | 0 | 0 | 0 | 0 | 0 | 0 | 0 | 0 | 0 | 0 | 0 | 0 | 0 | 0 | 0 | 0 | 0 | 0 | 0 | 0 | 0 | 0 | 0 | 0 | 0 | 0 | 0 | 0 | 0 | 0 | 0 |  | 1 | 1 | 1 | 1 | 1 | 1 | 1 | 1 | 1 | 0
SCE Northern | Pastoria | 230 | 0 | 0 | 0 | 0 | 0 | 0 | 0 | 0 | 0 | 0 | 0 | 0 | 0 | 0 | 0 | 0 | 0 | 0 | 0 | 0 |  | 0 | 0 | 0 | 0 | 0 | 0 | 0 | 0 | 0 | 0 | 0 | 0 | 1.875 | 0 | 0 | 0 | 0 | 1 | 0 | 0 | 0 | 0 | 0 | 0 | 0 | 0 | 0 | 0 | 0 | 0 | -2 | 0 | 0 | 0 | 0 | 1 |  | 0 | 0 | 0 | 0 | 0 | 0 | 0 | 0 | 0 | 0 | 0 | 0 | 1.875 | 0 | 0 | 0 | 0 | 1 | 0 | 0 | 0 | 0 | 0 | 0 | 0 | 0 | 0 | 0 | 0 | 0 | 0 | 0 | 0 | 0 | 0 | 0 |  | 0 | 0 | 0 | 0 | 0 | 0 | 0 | 0 | 0 | 0 | 0 | 0 | 1.875 | 0 | 0 | 0 | 0 | 1 | 0 | 0 | 0 | 0 | 0 | 0 | 0 | 0 | 0 | 0 | 0 | 0 | -2 | 0 | 0 | 0 | 0 | 1 |  | 0 | 0 | 0 | 0 | 0 | 0 | 0 | 0 | 0 | 0 | 0 | 0 | 1.875 | 0 | 0 | 0 | 0 | 1 | 0 | 0 | 0 | 0 | 0 | 0 | 0 | 0 | 0 | 0 | 0 | 0 | 0 | 0 | 0 | 0 | 0 | 0 |  | 1 | 1 | 1 | 1 | 1 | 1 | 2+ | 1 | 1 | 1
SCE Metro | Pauda | 230 | 0 | 0 | 0 | 0 | 0 | 0 | 0 | 0 | 0 | 0 | 0 | 0 | 0 | 0 | 0 | 0 | 200 | 200 | 0 | 1 |  | 0 | 0 | 0 | 0 | 0 | 0 | 0 | 0 | 0 | 0 | 0 | 0 | 0 | 0 | 0 | 0 | 0 | 0 | 0 | 0 | 0 | 0 | 0 | 0 | 0 | 0 | 0 | 0 | 0 | 0 | 0 | 2 | 2 | 0 | 0 | 1 |  | 0 | 0 | 0 | 0 | 0 | 0 | 0 | 0 | 0 | 0 | 0 | 0 | 0 | 0 | 0 | 0 | 0 | 0 | 0 | 0 | 0 | 0 | 0 | 0 | 0 | 0 | 0 | 0 | 0 | 0 | 0 | 2 | 2 | 0 | 0 | 1 |  | 0 | 0 | 0 | 0 | 0 | 0 | 0 | 0 | 0 | 0 | 0 | 0 | 0 | 0 | 0 | 0 | 0 | 0 | 0 | 0 | 0 | 0 | 0 | 0 | 0 | 0 | 0 | 0 | 0 | 0 | 0 | 2 | 2 | 0 | 0 | 1 |  | 0 | 0 | 0 | 0 | 0 | 0 | 0 | 0 | 0 | 0 | 0 | 0 | 0 | 0 | 0 | 0 | 0 | 0 | 0 | 0 | 0 | 0 | 0 | 0 | 0 | 0 | 0 | 0 | 0 | 0 | 0 | 2 | 2 | 0 | 0 | 1 |  | 1 | 1 | 1 | 1 | 1 | 1 | 1 | 5- | 1 | 1
PG&E GBA | Paul Sweet | 115 | 0 | 0 | 0 | 0 | 0 | 0 | 0 | 0 | 0 | 0 | 0 | 0 | 0 | 0 | 0 | 0 | 0 | 0 | 0 | 0 |  | 0 | 0 | 0 | 0 | 0 | 0 | 0 | 0 | 0 | 0 | 0 | 0 | 0 | 0 | 0 | 0 | 0 | 0 | 0 | 0 | 0 | 0 | 0 | 0 | 0 | 0 | 0 | 0 | 0 | 0 | 0 | 0 | 0 | 0 | 0 | 0 |  | 0 | 0 | 0 | 0 | 0 | 0 | 0 | 0 | 0 | 0 | 0 | 0 | 3.9452 | 0 | 3.5543 | 0 | 0 | 1 | 0 | 0 | 0 | 0 | 0 | 0 | 0 | 0 | 0 | 0 | 0 | 0 | -2 | 0 | -2 | 0 | 0 | 1 |  | 0 | 0 | 0 | 0 | 0 | 0 | 0 | 0 | 0 | 0 | 0 | 0 | 3.9452 | 0 | 3.5543 | 0 | 0 | 1 | 0 | 0 | 0 | 0 | 0 | 0 | 0 | 0 | 0 | 0 | 0 | 0 | -1 | 0 | -2 | 0 | 0 | 1 |  | 0 | 0 | 0 | 0 | 0 | 0 | 0 | 0 | 0 | 0 | 0 | 0 | 4.0702 | 0 | 3.5543 | 0 | 0 | 1 | 0 | 0 | 0 | 0 | 0 | 0 | 0 | 0 | 0 | 0 | 0 | 0 | -2 | 0 | -2 | 0 | 0 | 1 |  | 1 | 1 | 1 | 1 | 1 | 1 | 4+ | 4+ | 1 | 1
PG&E NGBA | Peabody | 230 | 0 | 0 | 0 | 0 | 0 | 0 | 0 | 0 | 0 | 0 | 0 | 0 | 0 | 0 | 0 | 0 | 0 | 0 | 0 | 0 |  | 0 | 0 | 0 | 0 | 0 | 0 | 0 | 0 | 0 | 0 | 0 | 0 | 0 | 0 | 0 | 0 | 0 | 0 | 0 | 0 | 0 | 0 | 0 | 0 | 0 | 0 | 0 | 0 | 0 | 0 | 0 | 0 | 0 | 0 | 0 | 0 |  | 0 | 0 | 0 | 0 | 0 | 0 | 0 | 0 | 0 | 0 | 0 | 0 | 0 | 0 | 0 | 0 | 0 | 0 | 0 | 0 | 0 | 0 | 0 | 0 | 0 | 0 | 0 | 0 | 0 | 0 | 0 | 0 | 0 | 0 | 0 | 0 |  | 0 | 0 | 0 | 0 | 0 | 0 | 0 | 0 | 0 | 0 | 0 | 0 | 0 | 0 | 0 | 0 | 0 | 0 | 0 | 0 | 0 | 0 | 0 | 0 | 0 | 0 | 0 | 0 | 0 | 0 | 0 | 0 | 0 | 0 | 0 | 0 |  | 0 | 0 | 0 | 0 | 0 | 0 | 0 | 0 | 0 | 0 | 0 | 0 | 0 | 0 | 0 | 0 | 0 | 0 | 0 | 0 | 0 | 0 | 0 | 0 | 0 | 0 | 0 | 0 | 0 | 0 | 0 | 0 | 0 | 0 | 0 | 0 |  | 1 | 1 | 1 | 1 | 1 | 1 | 1 | 1 | 1 | 0
PG&E NGBA | Pease | 115 | 0 | 0 | 0 | 0 | 0 | 0 | 0 | 0 | 0 | 0 | 0 | 0 | 0 | 0 | 0 | 0 | 0 | 0 | 0 | 0 |  | 0 | 0 | 0 | 0 | 0 | 0 | 0 | 0 | 0 | 0 | 0 | 0 | 0 | 0 | 0 | 0 | 0 | 0 | 0 | 0 | 0 | 0 | 0 | 0 | 0 | 0 | 0 | 0 | 0 | 0 | 0 | 0 | 0 | 0 | 0 | 0 |  | 0 | 0 | 0 | 0 | 0 | 0 | 0 | 0 | 0 | 0 | 0 | 0 | 0 | 0 | 0 | 0 | 0 | 0 | 0 | 0 | 0 | 0 | 0 | 0 | 0 | 0 | 0 | 0 | 0 | 0 | 0 | 0 | 0 | 0 | 0 | 0 |  | 0 | 0 | 0 | 0 | 0 | 0 | 0 | 0 | 0 | 0 | 0 | 0 | 0 | 0 | 0 | 0 | 0 | 0 | 0 | 0 | 0 | 0 | 0 | 0 | 0 | 0 | 0 | 0 | 0 | 0 | 0 | 0 | 0 | 0 | 0 | 0 |  | 0 | 0 | 0 | 0 | 0 | 0 | 0 | 0 | 0 | 0 | 0 | 0 | 0 | 0 | 0 | 0 | 0 | 0 | 0 | 0 | 0 | 0 | 0 | 0 | 0 | 0 | 0 | 0 | 0 | 0 | 0 | 0 | 0 | 0 | 0 | 0 |  | 1 | 1 | 1 | 1 | 1 | 1 | 1 | 1 | 1 | 0
PG&E NGBA | Pease | 60 | 0 | 0 | 0 | 0 | 0 | 0 | 0 | 0 | 0 | 0 | 0 | 0 | 0 | 0 | 0 | 0 | 0 | 0 | 0 | 0 |  | 0 | 0 | 0 | 0 | 0 | 0 | 0 | 0 | 0 | 0 | 0 | 0 | 0 | 0 | 0 | 0 | 0 | 0 | 0 | 0 | 0 | 0 | 0 | 0 | 0 | 0 | 0 | 0 | 0 | 0 | 0 | 0 | 0 | 0 | 0 | 0 |  | 0 | 0 | 0 | 0 | 0 | 0 | 0 | 0 | 0 | 0 | 0 | 0 | 0 | 0 | 0 | 0 | 0 | 0 | 0 | 0 | 0 | 0 | 0 | 0 | 0 | 0 | 0 | 0 | 0 | 0 | 0 | 0 | 0 | 0 | 0 | 0 |  | 0 | 0 | 0 | 0 | 0 | 0 | 0 | 0 | 0 | 0 | 0 | 0 | 0 | 0 | 50.5 | 0 | 0 | 1 | 0 | 0 | 0 | 0 | 0 | 0 | 0 | 0 | 0 | 0 | 0 | 0 | 0 | 0 | -2 | 0 | 0 | 1 |  | 0 | 0 | 0 | 0 | 0 | 0 | 0 | 0 | 0 | 0 | 0 | 0 | 0 | 0 | 50.5 | 0 | 0 | 1 | 0 | 0 | 0 | 0 | 0 | 0 | 0 | 0 | 0 | 0 | 0 | 0 | 0 | 0 | -2 | 0 | 0 | 1 |  | 1 | 1 | 1 | 1 | 1 | 1 | 1 | 2+ | 1 | 1
SDGE | Penasquitos | 138 | 0 | 0 | 0 | 0 | 0 | 0 | 0 | 0 | 0 | 0 | 0 | 0 | 0 | 0 | 0 | 0 | 0 | 0 | 0 | 0 |  | 0 | 0 | 0 | 0 | 0 | 0 | 0 | 0 | 0 | 0 | 0 | 0 | 0 | 0 | 0 | 0 | 0 | 0 | 0 | 0 | 0 | 0 | 0 | 0 | 0 | 0 | 0 | 0 | 0 | 0 | 0 | 0 | 0 | 0 | 0 | 0 |  | 0 | 0 | 0 | 0 | 0 | 0 | 0 | 0 | 0 | 0 | 0 | 0 | 0 | 0 | 0 | 0 | 0 | 0 | 0 | 0 | 0 | 0 | 0 | 0 | 0 | 0 | 0 | 0 | 0 | 0 | 0 | 0 | 0 | 0 | 0 | 0 |  | 0 | 0 | 0 | 0 | 0 | 0 | 0 | 0 | 0 | 0 | 0 | 0 | 0 | 0 | 0 | 0 | 0 | 0 | 0 | 0 | 0 | 0 | 0 | 0 | 0 | 0 | 0 | 0 | 0 | 0 | 0 | 0 | 0 | 0 | 0 | 0 |  | 0 | 0 | 0 | 0 | 0 | 0 | 0 | 0 | 0 | 0 | 0 | 0 | 0 | 0 | 0 | 0 | 0 | 0 | 0 | 0 | 0 | 0 | 0 | 0 | 0 | 0 | 0 | 0 | 0 | 0 | 0 | 0 | 0 | 0 | 0 | 0 |  | 1 | 1 | 1 | 1 | 1 | 1 | 1 | 1 | 1 | 0
SDGE | Penasquitos | 230 | 0 | 0 | 0 | 0 | 0 | 0 | 0 | 0 | 0 | 0 | 0 | 0 | 0 | 0 | 0 | 0 | 0 | 0 | 0 | 0 |  | 0 | 0 | 0 | 0 | 0 | 0 | 0 | 0 | 0 | 0 | 0 | 0 | 0 | 0 | 0 | 0 | 0 | 0 | 0 | 0 | 0 | 0 | 0 | 0 | 0 | 0 | 0 | 0 | 0 | 0 | 0 | 0 | 0 | 0 | 0 | 0 |  | 0 | 0 | 0 | 0 | 0 | 0 | 0 | 0 | 0 | 0 | 0 | 0 | 0 | 0 | 0 | 0 | 0 | 0 | 0 | 0 | 0 | 0 | 0 | 0 | 0 | 0 | 0 | 0 | 0 | 0 | 0 | 0 | 0 | 0 | 0 | 0 |  | 0 | 0 | 0 | 0 | 0 | 0 | 0 | 0 | 0 | 0 | 0 | 0 | 0 | 0 | 0 | 0 | 0 | 0 | 0 | 0 | 0 | 0 | 0 | 0 | 0 | 0 | 0 | 0 | 0 | 0 | 0 | 0 | 0 | 0 | 0 | 0 |  | 0 | 0 | 0 | 0 | 0 | 0 | 0 | 0 | 0 | 0 | 0 | 0 | 0 | 0 | 0 | 0 | 0 | 0 | 0 | 0 | 0 | 0 | 0 | 0 | 0 | 0 | 0 | 0 | 0 | 0 | 0 | 0 | 0 | 0 | 0 | 0 |  | 1 | 1 | 1 | 1 | 1 | 1 | 1 | 1 | 1 | 0
SDGE | Penasquitos | 69 | 0 | 0 | 0 | 0 | 0 | 0 | 0 | 0 | 0 | 0 | 0 | 0 | 0 | 0 | 0 | 0 | 0 | 0 | 0 | 0 |  | 0 | 0 | 0 | 0 | 0 | 0 | 0 | 0 | 0 | 0 | 0 | 0 | 0 | 0 | 0 | 0 | 0 | 0 | 0 | 0 | 0 | 0 | 0 | 0 | 0 | 0 | 0 | 0 | 0 | 0 | 0 | 0 | 0 | 0 | 0 | 0 |  | 0 | 0 | 0 | 0 | 0 | 0 | 0 | 0 | 0 | 0 | 0 | 0 | 0 | 0 | 0 | 0 | 0 | 0 | 0 | 0 | 0 | 0 | 0 | 0 | 0 | 0 | 0 | 0 | 0 | 0 | 0 | 0 | 0 | 0 | 0 | 0 |  | 0 | 0 | 0 | 0 | 0 | 0 | 0 | 0 | 0 | 0 | 0 | 0 | 0 | 0 | 0 | 0 | 0 | 0 | 0 | 0 | 0 | 0 | 0 | 0 | 0 | 0 | 0 | 0 | 0 | 0 | 0 | 0 | 0 | 0 | 0 | 0 |  | 0 | 0 | 0 | 0 | 0 | 0 | 0 | 0 | 0 | 0 | 0 | 0 | 0 | 0 | 0 | 0 | 0 | 0 | 0 | 0 | 0 | 0 | 0 | 0 | 0 | 0 | 0 | 0 | 0 | 0 | 0 | 0 | 0 | 0 | 0 | 0 |  | 1 | 1 | 1 | 1 | 1 | 1 | 1 | 1 | 1 | 0
SDGE | Pendleton | 69 | 0 | 0 | 0 | 0 | 0 | 0 | 0 | 0 | 0 | 0 | 0 | 0 | 0 | 0 | 0 | 0 | 0 | 0 | 0 | 0 |  | 0 | 0 | 0 | 0 | 0 | 0 | 0 | 0 | 0 | 0 | 0 | 0 | 0 | 0 | 0 | 0 | 0 | 0 | 0 | 0 | 0 | 0 | 0 | 0 | 0 | 0 | 0 | 0 | 0 | 0 | 0 | 0 | 0 | 0 | 0 | 0 |  | 0 | 0 | 0 | 0 | 0 | 0 | 0 | 0 | 0 | 0 | 0 | 0 | 0 | 0 | 0 | 0 | 0 | 0 | 0 | 0 | 0 | 0 | 0 | 0 | 0 | 0 | 0 | 0 | 0 | 0 | 0 | 0 | 0 | 0 | 0 | 0 |  | 0 | 0 | 0 | 0 | 0 | 0 | 0 | 0 | 0 | 0 | 0 | 0 | 0 | 0 | 0 | 0 | 0 | 0 | 0 | 0 | 0 | 0 | 0 | 0 | 0 | 0 | 0 | 0 | 0 | 0 | 0 | 0 | 0 | 0 | 0 | 0 |  | 0 | 0 | 0 | 0 | 0 | 0 | 0 | 0 | 0 | 0 | 0 | 0 | 0 | 0 | 49.9 | 0 | 0 | 1 | 0 | 0 | 0 | 0 | 0 | 0 | 0 | 0 | 0 | 0 | 0 | 0 | 0 | 0 | -2 | 0 | 0 | 1 |  | 1 | 1 | 1 | 1 | 1 | 1 | 1 | 1+ | 1 | 1
PG&E NGBA | Penngrove | 115 | 0 | 0 | 0 | 0 | 0 | 0 | 0 | 0 | 0 | 0 | 0 | 0 | 0 | 0 | 0 | 0 | 0 | 0 | 0 | 0 |  | 0 | 0 | 0 | 0 | 0 | 0 | 0 | 0 | 0 | 0 | 0 | 0 | 0 | 0 | 0 | 0 | 0 | 0 | 0 | 0 | 0 | 0 | 0 | 0 | 0 | 0 | 0 | 0 | 0 | 0 | 0 | 0 | 0 | 0 | 0 | 0 |  | 0 | 0 | 0 | 0 | 0 | 0 | 0 | 0 | 0 | 0 | 0 | 0 | 6.025 | 0 | 6.025 | 0 | 0 | 1 | 0 | 0 | 0 | 0 | 0 | 0 | 0 | 0 | 0 | 0 | 0 | 0 | -2 | 0 | -2 | 0 | 0 | 1 |  | 0 | 0 | 0 | 0 | 0 | 0 | 0 | 0 | 0 | 0 | 0 | 0 | 6.025 | 0 | 6.025 | 0 | 0 | 1 | 0 | 0 | 0 | 0 | 0 | 0 | 0 | 0 | 0 | 0 | 0 | 0 | -1 | 0 | -2 | 0 | 0 | 1 |  | 0 | 0 | 0 | 0 | 0 | 0 | 0 | 0 | 0 | 0 | 0 | 0 | 6.025 | 0 | 6.025 | 0 | 0 | 1 | 0 | 0 | 0 | 0 | 0 | 0 | 0 | 0 | 0 | 0 | 0 | 0 | -2 | 0 | -2 | 0 | 0 | 1 |  | 1 | 1 | 1 | 1 | 1 | 1 | 4+ | 4+ | 1 | 1
PG&E GBA | Peoria | 115 | 0 | 0 | 0 | 0 | 0 | 0 | 0 | 0 | 0 | 0 | 0 | 0 | 0 | 0 | 0 | 0 | 0 | 0 | 0 | 0 |  | 0 | 0 | 0 | 0 | 0 | 0 | 0 | 0 | 0 | 0 | 0 | 0 | 0 | 0 | 0 | 0 | 0 | 0 | 0 | 0 | 0 | 0 | 0 | 0 | 0 | 0 | 0 | 0 | 0 | 0 | 0 | 0 | 0 | 0 | 0 | 0 |  | 0 | 0 | 0 | 0 | 0 | 0 | 0 | 0 | 0 | 0 | 0 | 0 | 0 | 0 | 0 | 0 | 0 | 0 | 0 | 0 | 0 | 0 | 0 | 0 | 0 | 0 | 0 | 0 | 0 | 0 | 0 | 0 | 0 | 0 | 0 | 0 |  | 0 | 0 | 0 | 0 | 0 | 0 | 0 | 0 | 0 | 0 | 0 | 0 | 0 | 0 | 0 | 0 | 0 | 0 | 0 | 0 | 0 | 0 | 0 | 0 | 0 | 0 | 0 | 0 | 0 | 0 | 0 | 0 | 0 | 0 | 0 | 0 |  | 0 | 0 | 0 | 0 | 0 | 0 | 0 | 0 | 0 | 0 | 0 | 0 | 0 | 0 | 0 | 0 | 0 | 0 | 0 | 0 | 0 | 0 | 0 | 0 | 0 | 0 | 0 | 0 | 0 | 0 | 0 | 0 | 0 | 0 | 0 | 0 |  | 1 | 1 | 1 | 1 | 1 | 1 | 1 | 1 | 1 | 0
PG&E GBA | Piercy | 115 | 0 | 0 | 0 | 0 | 0 | 0 | 0 | 0 | 0 | 0 | 0 | 0 | 0 | 0 | 0 | 0 | 0 | 0 | 0 | 0 |  | 0 | 0 | 0 | 0 | 0 | 0 | 0 | 0 | 0 | 0 | 0 | 0 | 0 | 0 | 0 | 0 | 0 | 0 | 0 | 0 | 0 | 0 | 0 | 0 | 0 | 0 | 0 | 0 | 0 | 0 | 0 | 0 | 0 | 0 | 0 | 0 |  | 0 | 0 | 0 | 0 | 0 | 0 | 0 | 0 | 0 | 0 | 0 | 0 | 0 | 0 | 0 | 0 | 0 | 0 | 0 | 0 | 0 | 0 | 0 | 0 | 0 | 0 | 0 | 0 | 0 | 0 | 0 | 0 | 0 | 0 | 0 | 0 |  | 0 | 0 | 0 | 0 | 0 | 0 | 0 | 0 | 0 | 0 | 0 | 0 | 0 | 0 | 0 | 0 | 0 | 0 | 0 | 0 | 0 | 0 | 0 | 0 | 0 | 0 | 0 | 0 | 0 | 0 | 0 | 0 | 0 | 0 | 0 | 0 |  | 0 | 0 | 0 | 0 | 0 | 0 | 0 | 205 | 0 | 0 | 0 | 0 | 5 | 0 | 205 | 0 | 0 | 1 | 0 | 0 | 0 | 0 | 0 | 0 | 0 | -2 | 0 | 0 | 0 | 0 | -2 | 0 | -2 | 0 | 0 | 1 |  | 1 | 1 | 1 | 1+ | 1 | 1 | 1+ | 1+ | 1 | 1
PG&E FRESNO | Pine Flat | 230 | 0 | 0 | 0 | 0 | 0 | 0 | 0 | 0 | 0 | 0 | 0 | 0 | 225 | 0 | 225 | 0 | 0 | 0 | 0 | 1 |  | 0 | 0 | 0 | 0 | 0 | 0 | 0 | 0 | 0 | 0 | 0 | 0 | 0 | 0 | 0 | 0 | 0 | 0 | 0 | 0 | 0 | 0 | 0 | 0 | 0 | 0 | 0 | 0 | 0 | 2 | 2 | 0 | 0 | 0 | 0 | 1 |  | 0 | 0 | 0 | 0 | 0 | 0 | 0 | 0 | 0 | 0 | 0 | 0 | 0 | 0 | 0 | 0 | 0 | 0 | 0 | 0 | 0 | 0 | 0 | 0 | 0 | 0 | 0 | 0 | 0 | 2 | 2 | 0 | 0 | 0 | 0 | 1 |  | 0 | 0 | 0 | 0 | 0 | 0 | 0 | 0 | 0 | 0 | 0 | 0 | 0 | 0 | 0 | 0 | 0 | 0 | 0 | 0 | 0 | 0 | 0 | 0 | 0 | 0 | 0 | 0 | 0 | 2 | 2 | 0 | 0 | 0 | 0 | 1 |  | 0 | 0 | 0 | 0 | 0 | 0 | 0 | 0 | 0 | 0 | 0 | 0 | 0 | 0 | 0 | 0 | 0 | 0 | 0 | 0 | 0 | 0 | 0 | 0 | 0 | 0 | 0 | 0 | 0 | 2 | 2 | 0 | 0 | 0 | 0 | 1 |  | 1 | 1 | 1 | 1 | 1 | 1 | 5- | 1 | 1 | 1
SCE NOL | Pisgah | 230 | 0 | 0 | 0 | 0 | 0 | 0 | 0 | 0 | 0 | 0 | 0 | 0 | 0 | 0 | 0 | 0 | 0 | 0 | 0 | 0 |  | 0 | 0 | 0 | 0 | 0 | 0 | 0 | 0 | 0 | 0 | 0 | 0 | 0 | 0 | 0 | 0 | 0 | 0 | 0 | 0 | 0 | 0 | 0 | 0 | 0 | 0 | 0 | 0 | 0 | 0 | 0 | 0 | 0 | 0 | 0 | 0 |  | 0 | 0 | 0 | 0 | 0 | 0 | 0 | 0 | 0 | 0 | 0 | 0 | 0 | 0 | 0 | 0 | 0 | 0 | 0 | 0 | 0 | 0 | 0 | 0 | 0 | 0 | 0 | 0 | 0 | 0 | 0 | 0 | 0 | 0 | 0 | 0 |  | 0 | 0 | 0 | 0 | 0 | 0 | 0 | 0 | 0 | 0 | 0 | 0 | 312.96 | 240 | 312.96 | 0 | 0 | 1 | 0 | 0 | 0 | 0 | 0 | 0 | 0 | 0 | 0 | 0 | 0 | 0 | -1 | -2 | -2 | 0 | 0 | 1 |  | 0 | 0 | 0 | 0 | 0 | 0 | 0 | 0 | 0 | 0 | 0 | 0 | 630.245 | 240 | 312.96 | 0 | 0 | 1 | 0 | 0 | 0 | 0 | 0 | 0 | 0 | 0 | 0 | 0 | 0 | 0 | -2 | -2 | -2 | 0 | 0 | 1 |  | 1 | 1 | 1 | 1 | 1 | 1 | 2+ | 4+ | 1 | 1
PG&E NGBA | Pit 1 | 230 | 0 | 0 | 0 | 0 | 0 | 0 | 0 | 0 | 0 | 0 | 0 | 0 | 0 | 0 | 0 | 0 | 0 | 0 | 0 | 0 |  | 0 | 0 | 0 | 0 | 0 | 0 | 0 | 0 | 0 | 0 | 0 | 0 | 0 | 0 | 0 | 0 | 0 | 0 | 0 | 0 | 0 | 0 | 0 | 0 | 0 | 0 | 0 | 0 | 0 | 0 | 0 | 0 | 0 | 0 | 0 | 0 |  | 0 | 0 | 0 | 0 | 0 | 0 | 0 | 0 | 0 | 0 | 0 | 0 | 0 | 0 | 0 | 0 | 0 | 0 | 0 | 0 | 0 | 0 | 0 | 0 | 0 | 0 | 0 | 0 | 0 | 0 | 0 | 0 | 0 | 0 | 0 | 0 |  | 0 | 0 | 0 | 0 | 0 | 0 | 0 | 0 | 0 | 0 | 0 | 0 | 0 | 0 | 0 | 0 | 0 | 0 | 0 | 0 | 0 | 0 | 0 | 0 | 0 | 0 | 0 | 0 | 0 | 0 | 0 | 0 | 0 | 0 | 0 | 0 |  | 0 | 0 | 0 | 0 | 0 | 0 | 0 | 0 | 0 | 0 | 0 | 0 | 0 | 0 | 0 | 0 | 0 | 0 | 0 | 0 | 0 | 0 | 0 | 0 | 0 | 0 | 0 | 0 | 0 | 0 | 0 | 0 | 0 | 0 | 0 | 0 |  | 1 | 1 | 1 | 1 | 1 | 1 | 1 | 1 | 1 | 0
PG&E NGBA | Pit 1 | 60 | 0 | 0 | 0 | 0 | 0 | 0 | 0 | 0 | 0 | 0 | 0 | 0 | 0 | 0 | 0 | 0 | 0 | 0 | 0 | 0 |  | 0 | 0 | 0 | 0 | 0 | 0 | 0 | 0 | 0 | 0 | 0 | 0 | 0 | 0 | 0 | 0 | 0 | 0 | 0 | 0 | 0 | 0 | 0 | 0 | 0 | 0 | 0 | 0 | 0 | 0 | 0 | 0 | 0 | 0 | 0 | 0 |  | 0 | 0 | 0 | 0 | 0 | 0 | 0 | 0 | 0 | 0 | 0 | 0 | 0 | 0 | 0 | 0 | 0 | 0 | 0 | 0 | 0 | 0 | 0 | 0 | 0 | 0 | 0 | 0 | 0 | 0 | 0 | 0 | 0 | 0 | 0 | 0 |  | 0 | 0 | 0 | 0 | 0 | 0 | 0 | 0 | 0 | 0 | 0 | 0 | 0 | 0 | 0 | 0 | 0 | 0 | 0 | 0 | 0 | 0 | 0 | 0 | 0 | 0 | 0 | 0 | 0 | 0 | 0 | 0 | 0 | 0 | 0 | 0 |  | 0 | 0 | 0 | 0 | 0 | 0 | 0 | 0 | 0 | 0 | 0 | 0 | 0 | 0 | 0 | 0 | 0 | 0 | 0 | 0 | 0 | 0 | 0 | 0 | 0 | 0 | 0 | 0 | 0 | 0 | 0 | 0 | 0 | 0 | 0 | 0 |  | 1 | 1 | 1 | 1 | 1 | 1 | 1 | 1 | 1 | 0
PG&E NGBA | Pit 3 | 230 | 0 | 0 | 0 | 0 | 0 | 0 | 0 | 0 | 0 | 0 | 0 | 0 | 0 | 0 | 0 | 0 | 0 | 0 | 0 | 0 |  | 0 | 0 | 0 | 0 | 0 | 0 | 0 | 0 | 0 | 0 | 0 | 0 | 0 | 0 | 0 | 0 | 0 | 0 | 0 | 0 | 0 | 0 | 0 | 0 | 0 | 0 | 0 | 0 | 0 | 0 | 0 | 0 | 0 | 0 | 0 | 0 |  | 0 | 0 | 0 | 0 | 0 | 0 | 0 | 0 | 0 | 0 | 0 | 0 | 0 | 0 | 0 | 0 | 0 | 0 | 0 | 0 | 0 | 0 | 0 | 0 | 0 | 0 | 0 | 0 | 0 | 0 | 0 | 0 | 0 | 0 | 0 | 0 |  | 0 | 0 | 0 | 0 | 0 | 0 | 0 | 0 | 0 | 0 | 0 | 0 | 0 | 0 | 0 | 0 | 0 | 0 | 0 | 0 | 0 | 0 | 0 | 0 | 0 | 0 | 0 | 0 | 0 | 0 | 0 | 0 | 0 | 0 | 0 | 0 |  | 0 | 0 | 0 | 0 | 0 | 0 | 0 | 0 | 0 | 0 | 0 | 0 | 0 | 0 | 0 | 0 | 0 | 0 | 0 | 0 | 0 | 0 | 0 | 0 | 0 | 0 | 0 | 0 | 0 | 0 | 0 | 0 | 0 | 0 | 0 | 0 |  | 1 | 1 | 1 | 1 | 1 | 1 | 1 | 1 | 1 | 0
PG&E NGBA | Pit 4 | 230 | 0 | 0 | 0 | 0 | 0 | 0 | 0 | 0 | 0 | 0 | 0 | 0 | 0 | 0 | 0 | 0 | 0 | 0 | 0 | 0 |  | 0 | 0 | 0 | 0 | 0 | 0 | 0 | 0 | 0 | 0 | 0 | 0 | 0 | 0 | 0 | 0 | 0 | 0 | 0 | 0 | 0 | 0 | 0 | 0 | 0 | 0 | 0 | 0 | 0 | 0 | 0 | 0 | 0 | 0 | 0 | 0 |  | 0 | 0 | 0 | 0 | 0 | 0 | 0 | 0 | 0 | 0 | 0 | 0 | 0 | 0 | 0 | 0 | 0 | 0 | 0 | 0 | 0 | 0 | 0 | 0 | 0 | 0 | 0 | 0 | 0 | 0 | 0 | 0 | 0 | 0 | 0 | 0 |  | 0 | 0 | 0 | 0 | 0 | 0 | 0 | 0 | 0 | 0 | 0 | 0 | 0 | 0 | 0 | 0 | 0 | 0 | 0 | 0 | 0 | 0 | 0 | 0 | 0 | 0 | 0 | 0 | 0 | 0 | 0 | 0 | 0 | 0 | 0 | 0 |  | 0 | 0 | 0 | 0 | 0 | 0 | 0 | 0 | 0 | 0 | 0 | 0 | 0 | 0 | 0 | 0 | 0 | 0 | 0 | 0 | 0 | 0 | 0 | 0 | 0 | 0 | 0 | 0 | 0 | 0 | 0 | 0 | 0 | 0 | 0 | 0 |  | 1 | 1 | 1 | 1 | 1 | 1 | 1 | 1 | 1 | 0
PG&E GBA | Pittsburg | 115 | 0 | 0 | 0 | 0 | 0 | 0 | 0 | 0 | 0 | 0 | 0 | 0 | 0 | 0 | 0 | 0 | 0 | 0 | 0 | 0 |  | 0 | 0 | 0 | 0 | 0 | 0 | 0 | 0 | 0 | 0 | 0 | 0 | 0 | 0 | 0 | 0 | 0 | 0 | 0 | 0 | 0 | 0 | 0 | 0 | 0 | 0 | 0 | 0 | 0 | 0 | 0 | 0 | 0 | 0 | 0 | 0 |  | 0 | 0 | 0 | 0 | 0 | 0 | 0 | 0 | 0 | 0 | 0 | 0 | 0 | 0 | 0 | 0 | 0 | 0 | 0 | 0 | 0 | 0 | 0 | 0 | 0 | 0 | 0 | 0 | 0 | 0 | 0 | 0 | 0 | 0 | 0 | 0 |  | 0 | 0 | 0 | 0 | 0 | 0 | 0 | 0 | 0 | 0 | 0 | 0 | 0 | 325 | 353.2 | 0 | 0 | 1 | 0 | 0 | 0 | 0 | 0 | 0 | 0 | 0 | 0 | 0 | 0 | 0 | 0 | -2 | -2 | 0 | 0 | 1 |  | 0 | 0 | 0 | 0 | 0 | 0 | 0 | 0 | 0 | 0 | 0 | 0 | 0 | 325 | 353.2 | 0 | 0 | 1 | 0 | 0 | 0 | 0 | 0 | 0 | 0 | 0 | 0 | 0 | 0 | 0 | 0 | -2 | -2 | 0 | 0 | 1 |  | 1 | 1 | 1 | 1 | 1 | 1 | 1 | 4+ | 1 | 1
PG&E GBA | Pittsburg | 230 | 0 | 0 | 0 | 0 | 0 | 0 | 0 | 0 | 0 | 0 | 0 | 0 | 0 | 0 | 0 | 0 | 0 | 0 | 0 | 0 |  | 0 | 0 | 0 | 0 | 0 | 0 | 0 | 0 | 0 | 0 | 0 | 0 | 0 | 0 | 675 | 0 | 0 | 1 | 0 | 0 | 0 | 0 | 0 | 0 | 0 | 0 | 0 | 0 | 0 | 0 | 0 | 0 | -2 | 0 | 0 | 1 |  | 0 | 0 | 0 | 0 | 0 | 0 | 0 | 0 | 0 | 0 | 0 | 0 | 0 | 0 | 675 | 0 | 0 | 1 | 0 | 0 | 0 | 0 | 0 | 0 | 0 | 0 | 0 | 0 | 0 | 0 | 0 | 0 | -2 | 0 | 0 | 1 |  | 0 | 0 | 0 | 0 | 0 | 0 | 0 | 0 | 0 | 0 | 0 | 0 | 0 | 175 | 1358.4 | 0 | 0 | 1 | 0 | 0 | 0 | 0 | 0 | 0 | 0 | 0 | 0 | 0 | 0 | 0 | 0 | -2 | -2 | 0 | 0 | 1 |  | 0 | 0 | 0 | 0 | 0 | 0 | 0 | 0 | 0 | 0 | 0 | 0 | 0 | 175 | 1358.4 | 0 | 0 | 1 | 0 | 0 | 0 | 0 | 0 | 0 | 0 | 0 | 0 | 0 | 0 | 0 | 0 | -2 | -2 | 0 | 0 | 1 |  | 1 | 1 | 1 | 1 | 1 | 1 | 1 | 4+ | 1 | 1
PG&E NGBA | Pleasant Grove | 115 | 0 | 0 | 0 | 0 | 0 | 0 | 0 | 0 | 0 | 0 | 0 | 0 | 0 | 0 | 0 | 0 | 0 | 0 | 0 | 0 |  | 0 | 0 | 0 | 0 | 0 | 0 | 0 | 0 | 0 | 0 | 0 | 0 | 0 | 0 | 0 | 0 | 0 | 0 | 0 | 0 | 0 | 0 | 0 | 0 | 0 | 0 | 0 | 0 | 0 | 0 | 0 | 0 | 0 | 0 | 0 | 0 |  | 0 | 0 | 0 | 0 | 0 | 0 | 0 | 0 | 0 | 0 | 0 | 0 | 0.12 | 0 | 0 | 0 | 0 | 1 | 0 | 0 | 0 | 0 | 0 | 0 | 0 | 0 | 0 | 0 | 0 | 0 | 0 | 0 | 0 | 0 | 0 | 0 |  | 0 | 0 | 0 | 0 | 0 | 0 | 0 | 0 | 0 | 0 | 0 | 0 | 0.12 | 0 | 0 | 0 | 0 | 1 | 0 | 0 | 0 | 0 | 0 | 0 | 0 | 0 | 0 | 0 | 0 | 0 | -2 | 0 | 0 | 0 | 0 | 1 |  | 0 | 0 | 0 | 0 | 0 | 0 | 0 | 0 | 0 | 0 | 0 | 0 | 0.12 | 0 | 0 | 0 | 0 | 1 | 0 | 0 | 0 | 0 | 0 | 0 | 0 | 0 | 0 | 0 | 0 | 0 | 0 | 0 | 0 | 0 | 0 | 0 |  | 1 | 1 | 1 | 1 | 1 | 1 | 2+ | 1 | 1 | 1
PG&E NGBA | POE | 230 | 0 | 0 | 0 | 0 | 0 | 0 | 0 | 0 | 0 | 0 | 0 | 0 | 0 | 0 | 0 | 0 | 0 | 0 | 0 | 0 |  | 0 | 0 | 0 | 0 | 0 | 0 | 0 | 0 | 0 | 0 | 0 | 0 | 0 | 0 | 0 | 0 | 0 | 0 | 0 | 0 | 0 | 0 | 0 | 0 | 0 | 0 | 0 | 0 | 0 | 0 | 0 | 0 | 0 | 0 | 0 | 0 |  | 0 | 0 | 0 | 0 | 0 | 0 | 0 | 0 | 0 | 0 | 0 | 0 | 0 | 0 | 0 | 0 | 0 | 0 | 0 | 0 | 0 | 0 | 0 | 0 | 0 | 0 | 0 | 0 | 0 | 0 | 0 | 0 | 0 | 0 | 0 | 0 |  | 0 | 0 | 0 | 0 | 0 | 0 | 0 | 0 | 0 | 0 | 0 | 0 | 0 | 0 | 0 | 0 | 0 | 0 | 0 | 0 | 0 | 0 | 0 | 0 | 0 | 0 | 0 | 0 | 0 | 0 | 0 | 0 | 0 | 0 | 0 | 0 |  | 0 | 0 | 0 | 0 | 0 | 0 | 0 | 0 | 0 | 0 | 0 | 0 | 0 | 0 | 0 | 0 | 0 | 0 | 0 | 0 | 0 | 0 | 0 | 0 | 0 | 0 | 0 | 0 | 0 | 0 | 0 | 0 | 0 | 0 | 0 | 0 |  | 1 | 1 | 1 | 1 | 1 | 1 | 1 | 1 | 1 | 0
SDGE | Point Loma | 69 | 0 | 0 | 0 | 0 | 0 | 0 | 0 | 0 | 0 | 0 | 0 | 0 | 0 | 0 | 0 | 0 | 0 | 0 | 0 | 0 |  | 0 | 0 | 0 | 0 | 0 | 0 | 0 | 0 | 0 | 0 | 0 | 0 | 0 | 0 | 0 | 0 | 0 | 0 | 0 | 0 | 0 | 0 | 0 | 0 | 0 | 0 | 0 | 0 | 0 | 0 | 0 | 0 | 0 | 0 | 0 | 0 |  | 0 | 0 | 0 | 0 | 0 | 0 | 0 | 0 | 0 | 0 | 0 | 0 | 0 | 0 | 0 | 0 | 0 | 0 | 0 | 0 | 0 | 0 | 0 | 0 | 0 | 0 | 0 | 0 | 0 | 0 | 0 | 0 | 0 | 0 | 0 | 0 |  | 0 | 0 | 0 | 0 | 0 | 0 | 0 | 0 | 0 | 0 | 0 | 0 | 0 | 0 | 0 | 0 | 0 | 0 | 0 | 0 | 0 | 0 | 0 | 0 | 0 | 0 | 0 | 0 | 0 | 0 | 0 | 0 | 0 | 0 | 0 | 0 |  | 0 | 0 | 0 | 0 | 0 | 0 | 0 | 0 | 0 | 0 | 0 | 0 | 0 | 0 | 0 | 0 | 0 | 0 | 0 | 0 | 0 | 0 | 0 | 0 | 0 | 0 | 0 | 0 | 0 | 0 | 0 | 0 | 0 | 0 | 0 | 0 |  | 1 | 1 | 1 | 1 | 1 | 1 | 1 | 1 | 1 | 0
SDGE | Pomerado | 69 | 0 | 0 | 0 | 0 | 0 | 0 | 0 | 0 | 0 | 0 | 0 | 0 | 0 | 0 | 0 | 0 | 0 | 0 | 0 | 0 |  | 0 | 0 | 0 | 0 | 0 | 0 | 0 | 0 | 0 | 0 | 0 | 0 | 0 | 0 | 0 | 0 | 0 | 0 | 0 | 0 | 0 | 0 | 0 | 0 | 0 | 0 | 0 | 0 | 0 | 0 | 0 | 0 | 0 | 0 | 0 | 0 |  | 0 | 0 | 0 | 0 | 0 | 0 | 0 | 0 | 0 | 0 | 0 | 0 | 0 | 0 | 0 | 0 | 0 | 0 | 0 | 0 | 0 | 0 | 0 | 0 | 0 | 0 | 0 | 0 | 0 | 0 | 0 | 0 | 0 | 0 | 0 | 0 |  | 0 | 0 | 0 | 0 | 0 | 0 | 0 | 0 | 0 | 0 | 0 | 0 | 0 | 0 | 0 | 0 | 0 | 0 | 0 | 0 | 0 | 0 | 0 | 0 | 0 | 0 | 0 | 0 | 0 | 0 | 0 | 0 | 0 | 0 | 0 | 0 |  | 0 | 0 | 0 | 0 | 0 | 0 | 0 | 0 | 0 | 0 | 0 | 0 | 0 | 0 | 0 | 0 | 0 | 0 | 0 | 0 | 0 | 0 | 0 | 0 | 0 | 0 | 0 | 0 | 0 | 0 | 0 | 0 | 0 | 0 | 0 | 0 |  | 1 | 1 | 1 | 1 | 1 | 1 | 1 | 1 | 1 | 0
PG&E KERN | Poso Mountain | 115 | 0 | 0 | 0 | 0 | 0 | 0 | 0 | 0 | 0 | 0 | 0 | 0 | 100 | 150 | 250 | 0 | 0 | 0 | 0 | 1 |  | 0 | 0 | 0 | 0 | 0 | 0 | 0 | 0 | 0 | 0 | 0 | 0 | 0 | 0 | 0 | 0 | 0 | 0 | 0 | 0 | 0 | 0 | 0 | 0 | 0 | 0 | 0 | 0 | 0 | 2 | 2 | 0 | 0 | 0 | 0 | 1 |  | 0 | 0 | 0 | 0 | 0 | 0 | 0 | 0 | 0 | 0 | 0 | 0 | 0 | 0 | 0 | 0 | 0 | 0 | 0 | 0 | 0 | 0 | 0 | 0 | 0 | 0 | 0 | 0 | 0 | 2 | 2 | 0 | 0 | 0 | 0 | 1 |  | 0 | 0 | 0 | 0 | 0 | 0 | 0 | 0 | 0 | 0 | 0 | 0 | 0 | 0 | 0 | 0 | 0 | 0 | 0 | 0 | 0 | 0 | 0 | 0 | 0 | 0 | 0 | 0 | 0 | 2 | 2 | 0 | 0 | 0 | 0 | 1 |  | 0 | 0 | 0 | 0 | 0 | 0 | 0 | 0 | 0 | 0 | 0 | 0 | 0 | 0 | 0 | 0 | 0 | 0 | 0 | 0 | 0 | 0 | 0 | 0 | 0 | 0 | 0 | 0 | 0 | 2 | 2 | 0 | 0 | 0 | 0 | 1 |  | 1 | 1 | 1 | 1 | 1 | 1 | 5- | 1 | 1 | 1
EOP | Primm | 230 | 0 | 0 | 0 | 0 | 0 | 0 | 0 | 0 | 0 | 0 | 0 | 0 | 0 | 0 | 0 | 0 | 0 | 0 | 0 | 0 |  | 0 | 0 | 0 | 0 | 0 | 0 | 0 | 0 | 0 | 0 | 0 | 0 | 0 | 0 | 0 | 0 | 0 | 0 | 0 | 0 | 0 | 0 | 0 | 0 | 0 | 0 | 0 | 0 | 0 | 0 | 0 | 0 | 0 | 0 | 0 | 0 |  | 0 | 0 | 0 | 0 | 0 | 0 | 0 | 0 | 0 | 0 | 0 | 0 | 0 | 0 | 0 | 0 | 0 | 0 | 0 | 0 | 0 | 0 | 0 | 0 | 0 | 0 | 0 | 0 | 0 | 0 | 0 | 0 | 0 | 0 | 0 | 0 |  | 0 | 0 | 0 | 0 | 0 | 0 | 0 | 0 | 0 | 0 | 0 | 0 | 0 | 0 | 0 | 0 | 0 | 0 | 0 | 0 | 0 | 0 | 0 | 0 | 0 | 0 | 0 | 0 | 0 | 0 | 0 | 0 | 0 | 0 | 0 | 0 |  | 0 | 0 | 0 | 0 | 0 | 0 | 0 | 0 | 0 | 0 | 0 | 0 | 0 | 0 | 0 | 0 | 0 | 0 | 0 | 0 | 0 | 0 | 0 | 0 | 0 | 0 | 0 | 0 | 0 | 0 | 0 | 0 | 0 | 0 | 0 | 0 |  | 1 | 1 | 1 | 1 | 1 | 1 | 1 | 1 | 1 | 0
PG&E NGBA | Putah Creek | 115 | 0 | 0 | 0 | 0 | 0 | 0 | 0 | 0 | 0 | 0 | 0 | 0 | 0 | 0 | 0 | 0 | 0 | 0 | 0 | 0 |  | 0 | 0 | 0 | 0 | 0 | 0 | 0 | 0 | 0 | 0 | 0 | 0 | 0 | 0 | 0 | 0 | 0 | 0 | 0 | 0 | 0 | 0 | 0 | 0 | 0 | 0 | 0 | 0 | 0 | 0 | 0 | 0 | 0 | 0 | 0 | 0 |  | 0 | 0 | 0 | 0 | 0 | 0 | 0 | 0 | 0 | 0 | 0 | 0 | 0 | 0 | 0 | 0 | 0 | 0 | 0 | 0 | 0 | 0 | 0 | 0 | 0 | 0 | 0 | 0 | 0 | 0 | 0 | 0 | 0 | 0 | 0 | 0 |  | 0 | 0 | 0 | 0 | 0 | 0 | 0 | 0 | 0 | 0 | 0 | 0 | 0 | 0 | 0 | 0 | 0 | 0 | 0 | 0 | 0 | 0 | 0 | 0 | 0 | 0 | 0 | 0 | 0 | 0 | 0 | 0 | 0 | 0 | 0 | 0 |  | 0 | 0 | 0 | 0 | 0 | 0 | 0 | 0 | 0 | 0 | 0 | 0 | 0 | 0 | 0 | 0 | 0 | 0 | 0 | 0 | 0 | 0 | 0 | 0 | 0 | 0 | 0 | 0 | 0 | 0 | 0 | 0 | 0 | 0 | 0 | 0 |  | 1 | 1 | 1 | 1 | 1 | 1 | 1 | 1 | 1 | 0
SDGE | Q1806 | 138 | 0 | 0 | 0 | 0 | 0 | 0 | 0 | 0 | 0 | 0 | 0 | 0 | 0 | 0 | 0 | 0 | 0 | 0 | 0 | 0 |  | 0 | 0 | 0 | 0 | 0 | 0 | 0 | 0 | 0 | 0 | 0 | 0 | 0 | 0 | 0 | 0 | 0 | 0 | 0 | 0 | 0 | 0 | 0 | 0 | 0 | 0 | 0 | 0 | 0 | 0 | 0 | 0 | 0 | 0 | 0 | 0 |  | 0 | 0 | 0 | 0 | 0 | 0 | 0 | 0 | 0 | 0 | 0 | 0 | 0 | 0 | 0 | 0 | 0 | 0 | 0 | 0 | 0 | 0 | 0 | 0 | 0 | 0 | 0 | 0 | 0 | 0 | 0 | 0 | 0 | 0 | 0 | 0 |  | 0 | 0 | 0 | 0 | 0 | 0 | 0 | 0 | 0 | 0 | 0 | 0 | 0 | 0 | 0 | 0 | 0 | 0 | 0 | 0 | 0 | 0 | 0 | 0 | 0 | 0 | 0 | 0 | 0 | 0 | 0 | 0 | 0 | 0 | 0 | 0 |  | 0 | 0 | 0 | 0 | 0 | 0 | 0 | 0 | 0 | 0 | 0 | 0 | 0 | 0 | 0 | 0 | 0 | 0 | 0 | 0 | 0 | 0 | 0 | 0 | 0 | 0 | 0 | 0 | 0 | 0 | 0 | 0 | 0 | 0 | 0 | 0 |  | 1 | 1 | 1 | 1 | 1 | 1 | 1 | 1 | 1 | 0
PG&E FRESNO | Quinto | 230 | 30 | 0 | 0 | 0 | 0 | 0 | 0 | 0 | 0 | 0 | 0 | 0 | 370 | 0 | 370 | 0 | 0 | 0 | 0 | 1 |  | 0 | 0 | 0 | 0 | 0 | 0 | 0 | 0 | 0 | 0 | 0 | 0 | 0 | 0 | 0 | 0 | 0 | 0 | 2 | 2 | 0 | 0 | 0 | 0 | 0 | 0 | 0 | 0 | 0 | 2 | 2 | 0 | 0 | 0 | 0 | 1 |  | 0 | 0 | 0 | 0 | 0 | 0 | 0 | 0 | 0 | 0 | 0 | 0 | 0 | 0 | 0 | 0 | 0 | 0 | 2 | 2 | 0 | 0 | 0 | 0 | 0 | 0 | 0 | 0 | 0 | 2 | 2 | 0 | 0 | 0 | 0 | 1 |  | 0 | 0 | 0 | 0 | 0 | 0 | 0 | 0 | 0 | 0 | 0 | 0 | 0 | 0 | 0 | 0 | 0 | 0 | 2 | 2 | 0 | 0 | 0 | 0 | 0 | 0 | 0 | 0 | 0 | 2 | 2 | 0 | 0 | 0 | 0 | 1 |  | 0 | 0 | 0 | 0 | 0 | 0 | 0 | 0 | 0 | 0 | 0 | 0 | 0 | 0 | 0 | 0 | 0 | 0 | 2 | 2 | 0 | 0 | 0 | 0 | 0 | 0 | 0 | 0 | 0 | 2 | 2 | 0 | 0 | 0 | 0 | 1 |  | 5- | 1 | 1 | 1 | 1 | 1 | 5- | 1 | 1 | 1
PG&E GBA | Race Track | 115 | 0 | 0 | 20 | 0 | 20 | 0 | 0 | 0 | 0 | 0 | 0 | 0 | 0 | 0 | 0 | 0 | 0 | 0 | 0 | 1 |  | 0 | 0 | 0 | 0 | 0 | 0 | 0 | 0 | 0 | 0 | 0 | 0 | 0 | 0 | 0 | 0 | 0 | 0 | 0 | 0 | 0 | 0 | 2 | 2 | 0 | 0 | 0 | 0 | 0 | 0 | 0 | 0 | 0 | 0 | 0 | 1 |  | 0 | 0 | 0 | 0 | 0 | 0 | 0 | 0 | 0 | 0 | 0 | 0 | 0 | 0 | 0 | 0 | 0 | 0 | 0 | 0 | 0 | 0 | 2 | 2 | 0 | 0 | 0 | 0 | 0 | 0 | 0 | 0 | 0 | 0 | 0 | 1 |  | 0 | 0 | 0 | 0 | 0 | 0 | 0 | 0 | 0 | 0 | 0 | 0 | 0 | 0 | 0 | 0 | 0 | 0 | 0 | 0 | 0 | 0 | 2 | 2 | 0 | 0 | 0 | 0 | 0 | 0 | 0 | 0 | 0 | 0 | 0 | 1 |  | 0 | 0 | 0 | 0 | 0 | 0 | 0 | 0 | 0 | 0 | 0 | 0 | 0 | 0 | 0 | 0 | 0 | 0 | 0 | 0 | 0 | 0 | 2 | 2 | 0 | 0 | 0 | 0 | 0 | 0 | 0 | 0 | 0 | 0 | 0 | 1 |  | 1 | 1 | 5- | 1 | 1 | 1 | 1 | 1 | 1 | 1
SDGE | Rancho Mission Viejo | 138 | 0 | 0 | 0 | 0 | 0 | 0 | 0 | 0 | 0 | 0 | 0 | 0 | 0 | 0 | 0 | 0 | 0 | 0 | 0 | 0 |  | 0 | 0 | 0 | 0 | 0 | 0 | 0 | 0 | 0 | 0 | 0 | 0 | 0 | 0 | 0 | 0 | 0 | 0 | 0 | 0 | 0 | 0 | 0 | 0 | 0 | 0 | 0 | 0 | 0 | 0 | 0 | 0 | 0 | 0 | 0 | 0 |  | 0 | 0 | 0 | 0 | 0 | 0 | 0 | 0 | 0 | 0 | 0 | 0 | 0 | 0 | 0 | 0 | 0 | 0 | 0 | 0 | 0 | 0 | 0 | 0 | 0 | 0 | 0 | 0 | 0 | 0 | 0 | 0 | 0 | 0 | 0 | 0 |  | 0 | 0 | 0 | 0 | 0 | 0 | 0 | 0 | 0 | 0 | 0 | 0 | 0 | 0 | 0 | 0 | 0 | 0 | 0 | 0 | 0 | 0 | 0 | 0 | 0 | 0 | 0 | 0 | 0 | 0 | 0 | 0 | 0 | 0 | 0 | 0 |  | 0 | 0 | 0 | 0 | 0 | 0 | 0 | 0 | 0 | 0 | 0 | 0 | 0 | 0 | 0 | 0 | 0 | 0 | 0 | 0 | 0 | 0 | 0 | 0 | 0 | 0 | 0 | 0 | 0 | 0 | 0 | 0 | 0 | 0 | 0 | 0 |  | 1 | 1 | 1 | 1 | 1 | 1 | 1 | 1 | 1 | 0
PG&E GBA | Rancho Seco | 230 | 0 | 0 | 0 | 0 | 0 | 0 | 0 | 0 | 0 | 0 | 0 | 0 | 0 | 0 | 0 | 0 | 0 | 0 | 90 | 1 |  | 0 | 0 | 0 | 0 | 0 | 0 | 0 | 0 | 0 | 0 | 0 | 0 | 0 | 0 | 0 | 0 | 0 | 0 | 0 | 0 | 0 | 0 | 0 | 0 | 0 | 0 | 0 | 0 | 0 | 0 | 0 | 0 | 0 | 2 | 2 | 1 |  | 0 | 0 | 0 | 0 | 0 | 0 | 0 | 0 | 0 | 0 | 0 | 0 | 0 | 0 | 0 | 0 | 0 | 0 | 0 | 0 | 0 | 0 | 0 | 0 | 0 | 0 | 0 | 0 | 0 | 0 | 0 | 0 | 0 | 2 | 2 | 1 |  | 0 | 0 | 0 | 0 | 0 | 0 | 0 | 0 | 0 | 0 | 0 | 0 | 0 | 0 | 0 | 0 | 0 | 0 | 0 | 0 | 0 | 0 | 0 | 0 | 0 | 0 | 0 | 0 | 0 | 0 | 0 | 0 | 0 | 2 | 2 | 1 |  | 0 | 0 | 0 | 0 | 0 | 0 | 0 | 0 | 0 | 0 | 0 | 0 | 0 | 0 | 275 | 0 | 0 | 1 | 0 | 0 | 0 | 0 | 0 | 0 | 0 | 0 | 0 | 0 | 0 | 0 | 0 | 0 | -2 | 2 | 2 | 1 |  | 1 | 1 | 1 | 1 | 1 | 1 | 1 | 1+ | 5- | 1
SCE Metro | Rancho Vista | 230 | 0 | 0 | 0 | 0 | 0 | 0 | 0 | 0 | 0 | 0 | 0 | 0 | 0 | 0 | 0 | 0 | 0 | 0 | 0 | 0 |  | 0 | 0 | 0 | 0 | 0 | 0 | 0 | 0 | 0 | 0 | 0 | 0 | 0 | 0 | 0 | 0 | 0 | 0 | 0 | 0 | 0 | 0 | 0 | 0 | 0 | 0 | 0 | 0 | 0 | 0 | 0 | 0 | 0 | 0 | 0 | 0 |  | 0 | 0 | 0 | 0 | 0 | 0 | 0 | 0 | 0 | 0 | 0 | 0 | 0 | 0 | 0 | 0 | 0 | 0 | 0 | 0 | 0 | 0 | 0 | 0 | 0 | 0 | 0 | 0 | 0 | 0 | 0 | 0 | 0 | 0 | 0 | 0 |  | 0 | 0 | 0 | 0 | 0 | 0 | 0 | 0 | 0 | 0 | 0 | 0 | 0 | 0 | 0 | 0 | 0 | 0 | 0 | 0 | 0 | 0 | 0 | 0 | 0 | 0 | 0 | 0 | 0 | 0 | 0 | 0 | 0 | 0 | 0 | 0 |  | 0 | 0 | 0 | 0 | 0 | 0 | 0 | 513.99 | 0 | 0 | 0 | 0 | 0 | 0 | 513.99 | 0 | 0 | 1 | 0 | 0 | 0 | 0 | 0 | 0 | 0 | -2 | 0 | 0 | 0 | 0 | 0 | 0 | -2 | 0 | 0 | 1 |  | 1 | 1 | 1 | 1+ | 1 | 1 | 1 | 1+ | 1 | 1
SCE Metro | Rancho Vista | 500 | 0 | 0 | 0 | 0 | 0 | 0 | 0 | 0 | 0 | 0 | 0 | 0 | 0 | 0 | 0 | 0 | 400 | 400 | 0 | 1 |  | 0 | 0 | 0 | 0 | 0 | 0 | 0 | 0 | 0 | 0 | 0 | 0 | 0 | 0 | 0 | 0 | 0 | 0 | 0 | 0 | 0 | 0 | 0 | 0 | 0 | 0 | 0 | 0 | 0 | 0 | 0 | 2 | 2 | 0 | 0 | 1 |  | 0 | 0 | 0 | 0 | 0 | 0 | 0 | 0 | 0 | 0 | 0 | 0 | 0 | 0 | 0 | 0 | 0 | 0 | 0 | 0 | 0 | 0 | 0 | 0 | 0 | 0 | 0 | 0 | 0 | 0 | 0 | 2 | 2 | 0 | 0 | 1 |  | 0 | 0 | 0 | 0 | 0 | 0 | 0 | 0 | 0 | 0 | 0 | 0 | 0 | 0 | 0 | 0 | 0 | 0 | 0 | 0 | 0 | 0 | 0 | 0 | 0 | 0 | 0 | 0 | 0 | 0 | 0 | 2 | 2 | 0 | 0 | 1 |  | 0 | 0 | 0 | 0 | 0 | 0 | 0 | 0 | 0 | 0 | 0 | 0 | 0 | 0 | 0 | 0 | 0 | 0 | 0 | 0 | 0 | 0 | 0 | 0 | 0 | 0 | 0 | 0 | 0 | 0 | 0 | 2 | 2 | 0 | 0 | 1 |  | 1 | 1 | 1 | 1 | 1 | 1 | 1 | 5- | 1 | 1
SCE NOL | Ransburg | 115 | 0 | 0 | 0 | 0 | 0 | 0 | 0 | 0 | 0 | 0 | 0 | 0 | 0 | 0 | 0 | 0 | 0 | 0 | 0 | 0 |  | 0 | 0 | 0 | 0 | 0 | 0 | 0 | 0 | 0 | 0 | 0 | 0 | 0 | 0 | 0 | 0 | 0 | 0 | 0 | 0 | 0 | 0 | 0 | 0 | 0 | 0 | 0 | 0 | 0 | 0 | 0 | 0 | 0 | 0 | 0 | 0 |  | 0 | 0 | 0 | 0 | 0 | 0 | 0 | 0 | 0 | 0 | 0 | 0 | 0 | 0 | 0 | 0 | 0 | 0 | 0 | 0 | 0 | 0 | 0 | 0 | 0 | 0 | 0 | 0 | 0 | 0 | 0 | 0 | 0 | 0 | 0 | 0 |  | 0 | 0 | 0 | 0 | 0 | 0 | 0 | 0 | 0 | 0 | 0 | 0 | 0 | 0 | 0 | 0 | 0 | 0 | 0 | 0 | 0 | 0 | 0 | 0 | 0 | 0 | 0 | 0 | 0 | 0 | 0 | 0 | 0 | 0 | 0 | 0 |  | 0 | 0 | 0 | 0 | 0 | 0 | 0 | 0 | 0 | 0 | 0 | 0 | 0 | 0 | 0 | 0 | 0 | 0 | 0 | 0 | 0 | 0 | 0 | 0 | 0 | 0 | 0 | 0 | 0 | 0 | 0 | 0 | 0 | 0 | 0 | 0 |  | 1 | 1 | 1 | 1 | 1 | 1 | 1 | 1 | 1 | 0
PG&E GBA | Ravenswood | 115 | 0 | 0 | 0 | 0 | 0 | 0 | 0 | 0 | 0 | 0 | 0 | 0 | 0 | 0 | 0 | 0 | 0 | 0 | 0 | 0 |  | 0 | 0 | 0 | 0 | 0 | 0 | 0 | 0 | 0 | 0 | 0 | 0 | 0 | 0 | 0 | 0 | 0 | 0 | 0 | 0 | 0 | 0 | 0 | 0 | 0 | 0 | 0 | 0 | 0 | 0 | 0 | 0 | 0 | 0 | 0 | 0 |  | 0 | 0 | 0 | 0 | 0 | 0 | 0 | 0 | 0 | 0 | 0 | 0 | 0 | 0 | 0 | 0 | 0 | 0 | 0 | 0 | 0 | 0 | 0 | 0 | 0 | 0 | 0 | 0 | 0 | 0 | 0 | 0 | 0 | 0 | 0 | 0 |  | 0 | 0 | 0 | 0 | 0 | 0 | 0 | 0 | 0 | 0 | 0 | 0 | 0 | 0 | 0 | 0 | 0 | 0 | 0 | 0 | 0 | 0 | 0 | 0 | 0 | 0 | 0 | 0 | 0 | 0 | 0 | 0 | 0 | 0 | 0 | 0 |  | 0 | 0 | 0 | 0 | 0 | 0 | 0 | 0 | 0 | 0 | 0 | 0 | 0 | 0 | 0 | 0 | 0 | 0 | 0 | 0 | 0 | 0 | 0 | 0 | 0 | 0 | 0 | 0 | 0 | 0 | 0 | 0 | 0 | 0 | 0 | 0 |  | 1 | 1 | 1 | 1 | 1 | 1 | 1 | 1 | 1 | 0
PG&E GBA | Ravenswood | 230 | 0 | 0 | 0 | 0 | 0 | 0 | 0 | 0 | 0 | 0 | 0 | 0 | 50 | 100 | 150 | 0 | 0 | 0 | 0 | 1 |  | 0 | 0 | 0 | 0 | 0 | 0 | 0 | 0 | 0 | 0 | 0 | 0 | 0 | 0 | 0 | 0 | 0 | 0 | 0 | 0 | 0 | 0 | 0 | 0 | 0 | 0 | 0 | 0 | 0 | 2 | 2 | 0 | 0 | 0 | 0 | 1 |  | 0 | 0 | 0 | 0 | 0 | 0 | 0 | 0 | 0 | 0 | 0 | 0 | 0 | 0 | 0 | 0 | 0 | 0 | 0 | 0 | 0 | 0 | 0 | 0 | 0 | 0 | 0 | 0 | 0 | 2 | 2 | 0 | 0 | 0 | 0 | 1 |  | 0 | 0 | 0 | 0 | 0 | 0 | 0 | 0 | 0 | 0 | 0 | 0 | 0 | 0 | 0 | 0 | 0 | 0 | 0 | 0 | 0 | 0 | 0 | 0 | 0 | 0 | 0 | 0 | 0 | 2 | 2 | 0 | 0 | 0 | 0 | 1 |  | 0 | 0 | 0 | 0 | 0 | 0 | 0 | 0 | 0 | 0 | 0 | 0 | 0 | 0 | 0 | 0 | 0 | 0 | 0 | 0 | 0 | 0 | 0 | 0 | 0 | 0 | 0 | 0 | 0 | 2 | 2 | 0 | 0 | 0 | 0 | 1 |  | 1 | 1 | 1 | 1 | 1 | 1 | 5- | 1 | 1 | 1
SCE Northern | Rector | 230 | 0 | 0 | 0 | 0 | 0 | 0 | 0 | 0 | 0 | 0 | 0 | 0 | 170 | 0 | 170 | 0 | 0 | 0 | 0 | 1 |  | 0 | 0 | 0 | 0 | 0 | 0 | 0 | 0 | 0 | 0 | 0 | 0 | 0 | 0 | 0 | 0 | 0 | 0 | 0 | 0 | 0 | 0 | 0 | 0 | 0 | 0 | 0 | 0 | 0 | 2 | 2 | 0 | 0 | 0 | 0 | 1 |  | 0 | 0 | 0 | 0 | 0 | 0 | 0 | 0 | 0 | 0 | 0.55 | 0 | 5.55 | 0 | 94.134 | 0 | 0 | 1 | 0 | 0 | 0 | 0 | 0 | 0 | 0 | 0 | 0 | 0 | -2 | 2 | 2 | 0 | -2 | 0 | 0 | 1 |  | 0 | 0 | 0 | 0 | 0 | 0 | 0 | 0 | 0 | 0 | 0.55 | 0 | 220.9624 | 0 | 721.3323 | 0 | 0 | 1 | 0 | 0 | 0 | 0 | 0 | 0 | 0 | 0 | 0 | 0 | -2 | 2 | -1 | 0 | -2 | 0 | 0 | 1 |  | 0 | 0 | 0 | 0 | 0 | 0 | 0 | 0 | 0 | 0 | 1 | 0 | 288.6864 | 0 | 919.5323 | 0 | 0 | 1 | 0 | 0 | 0 | 0 | 0 | 0 | 0 | 0 | 0 | 0 | -2 | 2 | -2 | 0 | -2 | 0 | 0 | 1 |  | 1 | 1 | 1 | 1 | 1 | 4+ | 2- | 4+ | 1 | 1
SCE Eastern | Red Bluff | 230 | 0 | 0 | 0 | 0 | 0 | 0 | 0 | 0 | 0 | 0 | 0 | 0 | 0 | 0 | 0 | 0 | 0 | 0 | 0 | 0 |  | 0 | 0 | 0 | 0 | 0 | 0 | 0 | 0 | 0 | 0 | 0 | 0 | 8 | 420 | 420 | 0 | 0 | 1 | 0 | 0 | 0 | 0 | 0 | 0 | 0 | 0 | 0 | 0 | 0 | 0 | -2 | -2 | -2 | 0 | 0 | 1 |  | 0 | 0 | 0 | 0 | 0 | 0 | 0 | 0 | 0 | 0 | 0 | 0 | 543.4 | 937 | 1105.4 | 0 | 0 | 1 | 0 | 0 | 0 | 0 | 0 | 0 | 0 | 0 | 0 | 0 | 0 | 0 | -2 | -2 | -2 | 0 | 0 | 1 |  | 0 | 0 | 0 | 0 | 0 | 0 | 0 | 0 | 0 | 0 | 0 | 0 | 816.4212 | 1627 | 1883.6538 | 0 | 0 | 1 | 0 | 0 | 0 | 0 | 0 | 0 | 0 | 0 | 0 | 0 | 0 | 0 | -2 | -2 | -2 | 0 | 0 | 1 |  | 0 | 0 | 0 | 0 | 0 | 0 | 0 | 0 | 0 | 0 | 0 | 0 | 1456.8897 | 1627 | 1883.6538 | 0 | 0 | 1 | 0 | 0 | 0 | 0 | 0 | 0 | 0 | 0 | 0 | 0 | 0 | 0 | -2 | -2 | -2 | 0 | 0 | 1 |  | 1 | 1 | 1 | 1 | 1 | 1 | 4+ | 4+ | 1 | 1
SCE Eastern | Red Bluff | 500 | 0 | 0 | 0 | 0 | 0 | 0 | 0 | 0 | 0 | 0 | 0 | 0 | 0 | 0 | 0 | 0 | 0 | 0 | 0 | 0 |  | 0 | 0 | 0 | 0 | 0 | 0 | 0 | 0 | 0 | 0 | 0 | 0 | 418.4 | 400 | 568.4 | 0 | 0 | 1 | 0 | 0 | 0 | 0 | 0 | 0 | 0 | 0 | 0 | 0 | 0 | 0 | -2 | -2 | -2 | 0 | 0 | 1 |  | 0 | 0 | 0 | 0 | 0 | 0 | 0 | 0 | 0 | 0 | 0 | 0 | 175 | 348.5 | 520 | 0 | 0 | 1 | 0 | 0 | 0 | 0 | 0 | 0 | 0 | 0 | 0 | 0 | 0 | 0 | -2 | -2 | -2 | 0 | 0 | 1 |  | 0 | 0 | 0 | 0 | 0 | 0 | 0 | 0 | 0 | 0 | 0 | 0 | 175 | 348.5 | 1954.4 | 0 | 1417 | 1 | 0 | 0 | 0 | 0 | 0 | 0 | 0 | 0 | 0 | 0 | 0 | 0 | -1 | -2 | -2 | 0 | -2 | 1 |  | 0 | 0 | 0 | 0 | 0 | 0 | 0 | 0 | 0 | 0 | 0 | 0 | 367.2176 | 348.5 | 1954.4 | 0 | 1417 | 1 | 0 | 0 | 0 | 0 | 0 | 0 | 0 | 0 | 0 | 0 | 0 | 0 | -2 | -2 | -2 | 0 | -2 | 1 |  | 1 | 1 | 1 | 1 | 1 | 1 | 4+ | 4+ | 2+ | 1
PG&E NGBA | Redbud | 115 | 0 | 0 | 0 | 0 | 0 | 0 | 0 | 0 | 0 | 0 | 0 | 0 | 0 | 0 | 0 | 0 | 0 | 0 | 0 | 0 |  | 0 | 0 | 0 | 0 | 0 | 0 | 0 | 0 | 0 | 0 | 0 | 0 | 0 | 0 | 0 | 0 | 0 | 0 | 0 | 0 | 0 | 0 | 0 | 0 | 0 | 0 | 0 | 0 | 0 | 0 | 0 | 0 | 0 | 0 | 0 | 0 |  | 0 | 0 | 0 | 0 | 0 | 0 | 0 | 0 | 0 | 0 | 0 | 0 | 0 | 0 | 0 | 0 | 0 | 0 | 0 | 0 | 0 | 0 | 0 | 0 | 0 | 0 | 0 | 0 | 0 | 0 | 0 | 0 | 0 | 0 | 0 | 0 |  | 0 | 0 | 0 | 0 | 0 | 0 | 0 | 0 | 0 | 0 | 0 | 0 | 0 | 0 | 0 | 0 | 0 | 0 | 0 | 0 | 0 | 0 | 0 | 0 | 0 | 0 | 0 | 0 | 0 | 0 | 0 | 0 | 0 | 0 | 0 | 0 |  | 0 | 0 | 0 | 0 | 0 | 0 | 0 | 0 | 0 | 0 | 0 | 0 | 0 | 0 | 3.912 | 0 | 0 | 1 | 0 | 0 | 0 | 0 | 0 | 0 | 0 | 0 | 0 | 0 | 0 | 0 | 0 | 0 | -2 | 0 | 0 | 1 |  | 1 | 1 | 1 | 1 | 1 | 1 | 1 | 1+ | 1 | 1
SCE Metro | Redondo | 230 | 0 | 0 | 0 | 0 | 0 | 0 | 0 | 0 | 0 | 0 | 0 | 0 | 0 | 0 | 0 | 0 | 0 | 0 | 0 | 0 |  | 0 | 0 | 0 | 0 | 0 | 0 | 0 | 0 | 0 | 0 | 0 | 0 | 0 | 0 | 0 | 0 | 0 | 0 | 0 | 0 | 0 | 0 | 0 | 0 | 0 | 0 | 0 | 0 | 0 | 0 | 0 | 0 | 0 | 0 | 0 | 0 |  | 0 | 0 | 0 | 0 | 0 | 0 | 0 | 0 | 0 | 0 | 0 | 0 | 0 | 0 | 0 | 0 | 0 | 0 | 0 | 0 | 0 | 0 | 0 | 0 | 0 | 0 | 0 | 0 | 0 | 0 | 0 | 0 | 0 | 0 | 0 | 0 |  | 0 | 0 | 0 | 0 | 0 | 0 | 0 | 0 | 0 | 0 | 0 | 0 | 0 | 0 | 0 | 0 | 0 | 0 | 0 | 0 | 0 | 0 | 0 | 0 | 0 | 0 | 0 | 0 | 0 | 0 | 0 | 0 | 0 | 0 | 0 | 0 |  | 0 | 0 | 0 | 0 | 0 | 0 | 0 | 0 | 0 | 0 | 0 | 0 | 0 | 0 | 0 | 0 | 0 | 0 | 0 | 0 | 0 | 0 | 0 | 0 | 0 | 0 | 0 | 0 | 0 | 0 | 0 | 0 | 0 | 0 | 0 | 0 |  | 1 | 1 | 1 | 1 | 1 | 1 | 1 | 1 | 1 | 0
PG&E FRESNO | Reedley | 115 | 0 | 0 | 0 | 0 | 0 | 0 | 0 | 0 | 0 | 0 | 0 | 0 | 0 | 0 | 0 | 0 | 0 | 0 | 0 | 0 |  | 0 | 0 | 0 | 0 | 0 | 0 | 0 | 0 | 0 | 0 | 0 | 0 | 0 | 0 | 0 | 0 | 0 | 0 | 0 | 0 | 0 | 0 | 0 | 0 | 0 | 0 | 0 | 0 | 0 | 0 | 0 | 0 | 0 | 0 | 0 | 0 |  | 0 | 0 | 0 | 0 | 0 | 0 | 0 | 0 | 0 | 0 | 0 | 0 | 2.9903 | 0 | 0 | 0 | 0 | 1 | 0 | 0 | 0 | 0 | 0 | 0 | 0 | 0 | 0 | 0 | 0 | 0 | 0 | 0 | 0 | 0 | 0 | 0 |  | 0 | 0 | 0 | 0 | 0 | 0 | 0 | 0 | 0 | 0 | 0 | 0 | 2.9903 | 0 | 0 | 0 | 0 | 1 | 0 | 0 | 0 | 0 | 0 | 0 | 0 | 0 | 0 | 0 | 0 | 0 | -2 | 0 | 0 | 0 | 0 | 1 |  | 0 | 0 | 0 | 0 | 0 | 0 | 0 | 0 | 0 | 0 | 0 | 0 | 2.9903 | 0 | 9.525 | 0 | 0 | 1 | 0 | 0 | 0 | 0 | 0 | 0 | 0 | 0 | 0 | 0 | 0 | 0 | 0 | 0 | -2 | 0 | 0 | 1 |  | 1 | 1 | 1 | 1 | 1 | 1 | 2+ | 1+ | 1 | 1
PG&E KERN | Renfro | 115 | 0 | 0 | 0 | 0 | 0 | 0 | 0 | 0 | 0 | 0 | 0 | 0 | 100 | 0 | 100 | 0 | 0 | 0 | 0 | 1 |  | 0 | 0 | 0 | 0 | 0 | 0 | 0 | 0 | 0 | 0 | 0 | 0 | 0 | 0 | 0 | 0 | 0 | 0 | 0 | 0 | 0 | 0 | 0 | 0 | 0 | 0 | 0 | 0 | 0 | 2 | 2 | 0 | 0 | 0 | 0 | 1 |  | 0 | 0 | 0 | 0 | 0 | 0 | 0 | 0 | 0 | 0 | 0 | 0 | 0 | 0 | 0 | 0 | 0 | 0 | 0 | 0 | 0 | 0 | 0 | 0 | 0 | 0 | 0 | 0 | 0 | 2 | 2 | 0 | 0 | 0 | 0 | 1 |  | 0 | 0 | 0 | 0 | 0 | 0 | 0 | 0 | 0 | 0 | 0 | 0 | 0 | 0 | 0 | 0 | 0 | 0 | 0 | 0 | 0 | 0 | 0 | 0 | 0 | 0 | 0 | 0 | 0 | 2 | 2 | 0 | 0 | 0 | 0 | 1 |  | 0 | 0 | 0 | 0 | 0 | 0 | 0 | 0 | 0 | 0 | 0 | 0 | 0 | 0 | 0 | 0 | 0 | 0 | 0 | 0 | 0 | 0 | 0 | 0 | 0 | 0 | 0 | 0 | 0 | 2 | 2 | 0 | 0 | 0 | 0 | 1 |  | 1 | 1 | 1 | 1 | 1 | 1 | 5- | 1 | 1 | 1
PG&E GBA | Richmond R | 115 | 0 | 0 | 0 | 0 | 0 | 0 | 0 | 0 | 0 | 0 | 0 | 0 | 0 | 0 | 0 | 0 | 0 | 0 | 0 | 0 |  | 0 | 0 | 0 | 0 | 0 | 0 | 0 | 0 | 0 | 0 | 0 | 0 | 0 | 0 | 0 | 0 | 0 | 0 | 0 | 0 | 0 | 0 | 0 | 0 | 0 | 0 | 0 | 0 | 0 | 0 | 0 | 0 | 0 | 0 | 0 | 0 |  | 0 | 0 | 0 | 0 | 0 | 0 | 0 | 0 | 0 | 0 | 0 | 0 | 0 | 0 | 0 | 0 | 0 | 0 | 0 | 0 | 0 | 0 | 0 | 0 | 0 | 0 | 0 | 0 | 0 | 0 | 0 | 0 | 0 | 0 | 0 | 0 |  | 0 | 0 | 0 | 0 | 0 | 0 | 0 | 0 | 0 | 0 | 0 | 0 | 0 | 0 | 0 | 0 | 0 | 0 | 0 | 0 | 0 | 0 | 0 | 0 | 0 | 0 | 0 | 0 | 0 | 0 | 0 | 0 | 0 | 0 | 0 | 0 |  | 0 | 0 | 0 | 0 | 0 | 0 | 0 | 0 | 0 | 0 | 0 | 0 | 0 | 0 | 0 | 0 | 0 | 0 | 0 | 0 | 0 | 0 | 0 | 0 | 0 | 0 | 0 | 0 | 0 | 0 | 0 | 0 | 0 | 0 | 0 | 0 |  | 1 | 1 | 1 | 1 | 1 | 1 | 1 | 1 | 1 | 0
PG&E NGBA | Rincon | 115 | 0 | 0 | 0 | 0 | 0 | 0 | 0 | 0 | 0 | 0 | 0 | 0 | 0 | 0 | 0 | 0 | 0 | 0 | 0 | 0 |  | 0 | 0 | 0 | 0 | 0 | 0 | 0 | 0 | 0 | 0 | 0 | 0 | 0 | 0 | 0 | 0 | 0 | 0 | 0 | 0 | 0 | 0 | 0 | 0 | 0 | 0 | 0 | 0 | 0 | 0 | 0 | 0 | 0 | 0 | 0 | 0 |  | 0 | 0 | 0 | 0 | 0 | 0 | 0 | 0 | 0 | 0 | 0 | 0 | 0.13 | 0 | 0 | 0 | 0 | 1 | 0 | 0 | 0 | 0 | 0 | 0 | 0 | 0 | 0 | 0 | 0 | 0 | 0 | 0 | 0 | 0 | 0 | 0 |  | 0 | 0 | 0 | 0 | 0 | 0 | 0 | 0 | 0 | 0 | 0 | 0 | 0.13 | 0 | 0 | 0 | 0 | 1 | 0 | 0 | 0 | 0 | 0 | 0 | 0 | 0 | 0 | 0 | 0 | 0 | -2 | 0 | 0 | 0 | 0 | 1 |  | 0 | 0 | 0 | 0 | 0 | 0 | 0 | 0 | 0 | 0 | 0 | 0 | 0.13 | 0 | 0 | 0 | 0 | 1 | 0 | 0 | 0 | 0 | 0 | 0 | 0 | 0 | 0 | 0 | 0 | 0 | 0 | 0 | 0 | 0 | 0 | 0 |  | 1 | 1 | 1 | 1 | 1 | 1 | 2+ | 1 | 1 | 1
PG&E KERN | Rio Bravo | 115 | 0 | 0 | 0 | 0 | 0 | 0 | 0 | 0 | 0 | 0 | 0 | 0 | 100 | 0 | 100 | 0 | 0 | 0 | 0 | 1 |  | 0 | 0 | 0 | 0 | 0 | 0 | 0 | 0 | 0 | 0 | 0 | 0 | 0 | 0 | 0 | 0 | 0 | 0 | 0 | 0 | 0 | 0 | 0 | 0 | 0 | 0 | 0 | 0 | 0 | 2 | 2 | 0 | 0 | 0 | 0 | 1 |  | 0 | 0 | 0 | 0 | 0 | 0 | 0 | 0 | 0 | 0 | 0 | 0 | 0 | 0 | 0 | 0 | 0 | 0 | 0 | 0 | 0 | 0 | 0 | 0 | 0 | 0 | 0 | 0 | 0 | 2 | 2 | 0 | 0 | 0 | 0 | 1 |  | 0 | 0 | 0 | 0 | 0 | 0 | 0 | 0 | 0 | 0 | 0 | 0 | 0 | 0 | 0 | 0 | 0 | 0 | 0 | 0 | 0 | 0 | 0 | 0 | 0 | 0 | 0 | 0 | 0 | 2 | 2 | 0 | 0 | 0 | 0 | 1 |  | 0 | 0 | 0 | 0 | 0 | 0 | 0 | 0 | 0 | 0 | 0 | 0 | 0 | 0 | 0 | 0 | 0 | 0 | 0 | 0 | 0 | 0 | 0 | 0 | 0 | 0 | 0 | 0 | 0 | 2 | 2 | 0 | 0 | 0 | 0 | 1 |  | 1 | 1 | 1 | 1 | 1 | 1 | 5- | 1 | 1 | 1
SCE Metro | Rio Hondo | 230 | 0 | 0 | 0 | 0 | 0 | 0 | 0 | 0 | 0 | 0 | 0 | 0 | 0 | 0 | 0 | 0 | 400 | 400 | 0 | 1 |  | 0 | 0 | 0 | 0 | 0 | 0 | 0 | 0 | 0 | 0 | 0 | 0 | 0 | 0 | 0 | 0 | 0 | 0 | 0 | 0 | 0 | 0 | 0 | 0 | 0 | 0 | 0 | 0 | 0 | 0 | 0 | 2 | 2 | 0 | 0 | 1 |  | 0 | 0 | 0 | 0 | 0 | 0 | 0 | 0 | 0 | 0 | 0 | 0 | 0.999 | 525 | 443.7109 | 0 | 0 | 1 | 0 | 0 | 0 | 0 | 0 | 0 | 0 | 0 | 0 | 0 | 0 | 0 | 0 | -1 | 0 | 0 | 0 | 1 |  | 0 | 0 | 0 | 0 | 0 | 0 | 0 | 0 | 0 | 0 | 0 | 0 | 0.999 | 825 | 746.1109 | 0 | 0 | 1 | 0 | 0 | 0 | 0 | 0 | 0 | 0 | 0 | 0 | 0 | 0 | 0 | -2 | -2 | -2 | 0 | 0 | 1 |  | 0 | 0 | 0 | 0 | 0 | 0 | 0 | 0 | 0 | 0 | 0 | 0 | 0.999 | 825 | 855.0109 | 0 | 0 | 1 | 0 | 0 | 0 | 0 | 0 | 0 | 0 | 0 | 0 | 0 | 0 | 0 | 0 | -2 | -2 | 0 | 0 | 1 |  | 1 | 1 | 1 | 1 | 1 | 1 | 2+ | 4+ | 1 | 1
PG&E NGBA | Rio Oso | 115 | 0 | 0 | 0 | 0 | 0 | 0 | 0 | 0 | 0 | 0 | 0 | 0 | 0 | 0 | 0 | 0 | 0 | 0 | 0 | 0 |  | 0 | 0 | 0 | 0 | 0 | 0 | 0 | 0 | 0 | 0 | 0 | 0 | 0 | 0 | 0 | 0 | 0 | 0 | 0 | 0 | 0 | 0 | 0 | 0 | 0 | 0 | 0 | 0 | 0 | 0 | 0 | 0 | 0 | 0 | 0 | 0 |  | 0 | 0 | 0 | 0 | 0 | 0 | 0 | 0 | 0 | 0 | 0 | 0 | 0 | 0 | 0 | 0 | 0 | 0 | 0 | 0 | 0 | 0 | 0 | 0 | 0 | 0 | 0 | 0 | 0 | 0 | 0 | 0 | 0 | 0 | 0 | 0 |  | 0 | 0 | 0 | 0 | 0 | 0 | 0 | 0 | 0 | 0 | 0 | 0 | 0 | 0 | 0 | 0 | 0 | 0 | 0 | 0 | 0 | 0 | 0 | 0 | 0 | 0 | 0 | 0 | 0 | 0 | 0 | 0 | 0 | 0 | 0 | 0 |  | 0 | 0 | 0 | 0 | 0 | 0 | 0 | 0 | 0 | 0 | 0 | 0 | 0 | 0 | 0 | 0 | 0 | 0 | 0 | 0 | 0 | 0 | 0 | 0 | 0 | 0 | 0 | 0 | 0 | 0 | 0 | 0 | 0 | 0 | 0 | 0 |  | 1 | 1 | 1 | 1 | 1 | 1 | 1 | 1 | 1 | 0
PG&E NGBA | Rio Oso | 230 | 0 | 0 | 0 | 0 | 0 | 0 | 0 | 0 | 0 | 0 | 0 | 0 | 0 | 0 | 0 | 0 | 0 | 0 | 0 | 0 |  | 0 | 0 | 0 | 0 | 0 | 0 | 0 | 0 | 0 | 0 | 0 | 0 | 0 | 0 | 0 | 0 | 0 | 0 | 0 | 0 | 0 | 0 | 0 | 0 | 0 | 0 | 0 | 0 | 0 | 0 | 0 | 0 | 0 | 0 | 0 | 0 |  | 0 | 0 | 0 | 0 | 0 | 0 | 0 | 0 | 0 | 0 | 0 | 0 | 0 | 0 | 0 | 0 | 0 | 0 | 0 | 0 | 0 | 0 | 0 | 0 | 0 | 0 | 0 | 0 | 0 | 0 | 0 | 0 | 0 | 0 | 0 | 0 |  | 0 | 0 | 0 | 0 | 0 | 0 | 0 | 0 | 0 | 0 | 0 | 0 | 0 | 0 | 0 | 0 | 0 | 0 | 0 | 0 | 0 | 0 | 0 | 0 | 0 | 0 | 0 | 0 | 0 | 0 | 0 | 0 | 0 | 0 | 0 | 0 |  | 0 | 0 | 0 | 0 | 0 | 0 | 0 | 0 | 0 | 0 | 0 | 0 | 414.4 | 0 | 0 | 0 | 0 | 1 | 0 | 0 | 0 | 0 | 0 | 0 | 0 | 0 | 0 | 0 | 0 | 0 | -2 | 0 | 0 | 0 | 0 | 1 |  | 1 | 1 | 1 | 1 | 1 | 1 | 1+ | 1 | 1 | 1
PG&E GBA | Ripon | 115 | 0 | 0 | 0 | 0 | 0 | 0 | 0 | 0 | 0 | 0 | 0 | 0 | 0 | 0 | 0 | 0 | 0 | 0 | 0 | 0 |  | 0 | 0 | 0 | 0 | 0 | 0 | 0 | 0 | 0 | 0 | 0 | 0 | 0 | 0 | 0 | 0 | 0 | 0 | 0 | 0 | 0 | 0 | 0 | 0 | 0 | 0 | 0 | 0 | 0 | 0 | 0 | 0 | 0 | 0 | 0 | 0 |  | 0 | 0 | 0 | 0 | 0 | 0 | 0 | 0 | 0 | 0 | 0 | 0 | 0 | 39 | 9 | 0 | 0 | 1 | 0 | 0 | 0 | 0 | 0 | 0 | 0 | 0 | 0 | 0 | 0 | 0 | 0 | -2 | -2 | 0 | 0 | 1 |  | 0 | 0 | 0 | 0 | 0 | 0 | 0 | 0 | 0 | 0 | 0 | 0 | 0 | 39 | 9 | 0 | 0 | 1 | 0 | 0 | 0 | 0 | 0 | 0 | 0 | 0 | 0 | 0 | 0 | 0 | 0 | -2 | -2 | 0 | 0 | 1 |  | 0 | 0 | 0 | 0 | 0 | 0 | 0 | 0 | 0 | 0 | 0 | 0 | 0 | 39 | 9 | 0 | 0 | 1 | 0 | 0 | 0 | 0 | 0 | 0 | 0 | 0 | 0 | 0 | 0 | 0 | 0 | -2 | -2 | 0 | 0 | 1 |  | 1 | 1 | 1 | 1 | 1 | 1 | 1 | 4+ | 1 | 1
PG&E GBA | Riverbank | 115 | 0 | 0 | 0 | 0 | 0 | 0 | 0 | 0 | 0 | 0 | 0 | 0 | 0 | 0 | 0 | 0 | 0 | 0 | 0 | 0 |  | 0 | 0 | 0 | 0 | 0 | 0 | 0 | 0 | 0 | 0 | 0 | 0 | 0 | 0 | 0 | 0 | 0 | 0 | 0 | 0 | 0 | 0 | 0 | 0 | 0 | 0 | 0 | 0 | 0 | 0 | 0 | 0 | 0 | 0 | 0 | 0 |  | 0 | 0 | 0 | 0 | 0 | 0 | 0 | 0 | 0 | 0 | 0 | 0 | 0 | 0 | 0 | 0 | 0 | 0 | 0 | 0 | 0 | 0 | 0 | 0 | 0 | 0 | 0 | 0 | 0 | 0 | 0 | 0 | 0 | 0 | 0 | 0 |  | 0 | 0 | 0 | 0 | 0 | 0 | 0 | 0 | 0 | 0 | 0 | 0 | 0 | 0 | 0 | 0 | 0 | 0 | 0 | 0 | 0 | 0 | 0 | 0 | 0 | 0 | 0 | 0 | 0 | 0 | 0 | 0 | 0 | 0 | 0 | 0 |  | 0 | 0 | 0 | 0 | 0 | 0 | 0 | 0 | 0 | 0 | 0 | 0 | 0 | 0 | 0 | 0 | 0 | 0 | 0 | 0 | 0 | 0 | 0 | 0 | 0 | 0 | 0 | 0 | 0 | 0 | 0 | 0 | 0 | 0 | 0 | 0 |  | 1 | 1 | 1 | 1 | 1 | 1 | 1 | 1 | 1 | 0
SCE NOL | Roadway | 115 | 0 | 0 | 0 | 0 | 0 | 0 | 0 | 0 | 0 | 0 | 0 | 0 | 0 | 0 | 0 | 0 | 0 | 0 | 0 | 0 |  | 0 | 0 | 0 | 0 | 0 | 0 | 0 | 0 | 0 | 0 | 0 | 10.88 | 45.92 | 24.9 | 34.94 | 0 | 0 | 1 | 0 | 0 | 0 | 0 | 0 | 0 | 0 | 0 | 0 | 0 | 0 | -2 | -2 | -2 | -2 | 0 | 0 | 1 |  | 0 | 0 | 0 | 0 | 0 | 0 | 0 | 0 | 0 | 0 | 0 | 0 | 75 | 50 | 50 | 0 | 0 | 1 | 0 | 0 | 0 | 0 | 0 | 0 | 0 | 0 | 0 | 0 | 0 | 0 | -2 | -2 | -2 | 0 | 0 | 1 |  | 0 | 0 | 0 | 0 | 0 | 0 | 0 | 0 | 0 | 0 | 0 | 0 | 75 | 50 | 50 | 0 | 0 | 1 | 0 | 0 | 0 | 0 | 0 | 0 | 0 | 0 | 0 | 0 | 0 | 0 | -1 | -2 | -2 | 0 | 0 | 1 |  | 0 | 0 | 0 | 0 | 0 | 0 | 0 | 0 | 0 | 0 | 0 | 0 | 75 | 50 | 50 | 0 | 0 | 1 | 0 | 0 | 0 | 0 | 0 | 0 | 0 | 0 | 0 | 0 | 0 | 0 | -2 | -2 | -2 | 0 | 0 | 1 |  | 1 | 1 | 1 | 1 | 1 | 1 | 4+ | 4+ | 1 | 1
PG&E NGBA | Rock Creek 1 | 230 | 0 | 0 | 0 | 0 | 0 | 0 | 0 | 0 | 0 | 0 | 0 | 0 | 0 | 397.5 | 397.5 | 0 | 0 | 0 | 0 | 1 |  | 0 | 0 | 0 | 0 | 0 | 0 | 0 | 0 | 0 | 0 | 0 | 0 | 0 | 0 | 0 | 0 | 0 | 0 | 0 | 0 | 0 | 0 | 0 | 0 | 0 | 0 | 0 | 0 | 0 | 0 | 2 | 0 | 0 | 0 | 0 | 1 |  | 0 | 0 | 0 | 0 | 0 | 0 | 0 | 0 | 0 | 0 | 0 | 0 | 0 | 0 | 0 | 0 | 0 | 0 | 0 | 0 | 0 | 0 | 0 | 0 | 0 | 0 | 0 | 0 | 0 | 0 | 2 | 0 | 0 | 0 | 0 | 1 |  | 0 | 0 | 0 | 0 | 0 | 0 | 0 | 0 | 0 | 0 | 0 | 0 | 0 | 0 | 0 | 0 | 0 | 0 | 0 | 0 | 0 | 0 | 0 | 0 | 0 | 0 | 0 | 0 | 0 | 0 | 2 | 0 | 0 | 0 | 0 | 1 |  | 0 | 0 | 0 | 0 | 0 | 0 | 0 | 0 | 0 | 0 | 0 | 0 | 0 | 0 | 0 | 0 | 0 | 0 | 0 | 0 | 0 | 0 | 0 | 0 | 0 | 0 | 0 | 0 | 0 | 0 | 2 | 0 | 0 | 0 | 0 | 1 |  | 1 | 1 | 1 | 1 | 1 | 1 | 5- | 1 | 1 | 1
SCE Northern | Rosamond | 66 | 0 | 0 | 0 | 0 | 0 | 0 | 0 | 0 | 0 | 0 | 0 | 0 | 0 | 0 | 0 | 0 | 0 | 0 | 0 | 0 |  | 0 | 0 | 0 | 0 | 0 | 0 | 0 | 0 | 0 | 0 | 0 | 0 | 0 | 0 | 0 | 0 | 0 | 0 | 0 | 0 | 0 | 0 | 0 | 0 | 0 | 0 | 0 | 0 | 0 | 0 | 0 | 0 | 0 | 0 | 0 | 0 |  | 0 | 0 | 0 | 0 | 0 | 0 | 0 | 0 | 0 | 0 | 0 | 0 | 0 | 0 | 0 | 0 | 0 | 0 | 0 | 0 | 0 | 0 | 0 | 0 | 0 | 0 | 0 | 0 | 0 | 0 | 0 | 0 | 0 | 0 | 0 | 0 |  | 0 | 0 | 0 | 0 | 0 | 0 | 0 | 0 | 0 | 0 | 0 | 0 | 0 | 0 | 0 | 0 | 0 | 0 | 0 | 0 | 0 | 0 | 0 | 0 | 0 | 0 | 0 | 0 | 0 | 0 | 0 | 0 | 0 | 0 | 0 | 0 |  | 0 | 0 | 0 | 0 | 0 | 0 | 0 | 0 | 0 | 0 | 0 | 0 | 0 | 0 | 0 | 0 | 0 | 0 | 0 | 0 | 0 | 0 | 0 | 0 | 0 | 0 | 0 | 0 | 0 | 0 | 0 | 0 | 0 | 0 | 0 | 0 |  | 1 | 1 | 1 | 1 | 1 | 1 | 1 | 1 | 1 | 0
PG&E GBA | Rossmoor | 230 | 0 | 0 | 0 | 0 | 0 | 0 | 0 | 0 | 0 | 0 | 0 | 0 | 0 | 0 | 0 | 0 | 0 | 0 | 0 | 0 |  | 0 | 0 | 0 | 0 | 0 | 0 | 0 | 0 | 0 | 0 | 0 | 0 | 0 | 0 | 0 | 0 | 0 | 0 | 0 | 0 | 0 | 0 | 0 | 0 | 0 | 0 | 0 | 0 | 0 | 0 | 0 | 0 | 0 | 0 | 0 | 0 |  | 0 | 0 | 0 | 0 | 0 | 0 | 0 | 0 | 0 | 0 | 0 | 0 | 0 | 0 | 0 | 0 | 0 | 0 | 0 | 0 | 0 | 0 | 0 | 0 | 0 | 0 | 0 | 0 | 0 | 0 | 0 | 0 | 0 | 0 | 0 | 0 |  | 0 | 0 | 0 | 0 | 0 | 0 | 0 | 0 | 0 | 0 | 0 | 0 | 0 | 0 | 0 | 0 | 0 | 0 | 0 | 0 | 0 | 0 | 0 | 0 | 0 | 0 | 0 | 0 | 0 | 0 | 0 | 0 | 0 | 0 | 0 | 0 |  | 0 | 0 | 0 | 0 | 0 | 0 | 0 | 0 | 0 | 0 | 0 | 0 | 0 | 0 | 0 | 0 | 0 | 0 | 0 | 0 | 0 | 0 | 0 | 0 | 0 | 0 | 0 | 0 | 0 | 0 | 0 | 0 | 0 | 0 | 0 | 0 |  | 1 | 1 | 1 | 1 | 1 | 1 | 1 | 1 | 1 | 0
PG&E NGBA | Round Mountain | 230 | 80 | 0 | 150 | 0 | 150 | 0 | 0 | 0 | 0 | 0 | 0 | 0 | 0 | 0 | 0 | 0 | 0 | 0 | 0 | 1 |  | 0 | 0 | 0 | 0 | 0 | 0 | 0 | 0 | 0 | 0 | 0 | 0 | 0 | 0 | 0 | 0 | 0 | 0 | 2 | 2 | 0 | 0 | 2 | 2 | 0 | 0 | 0 | 0 | 0 | 0 | 0 | 0 | 0 | 0 | 0 | 1 |  | 0 | 0 | 0 | 0 | 0 | 0 | 0 | 0 | 0 | 0 | 0 | 0 | 0 | 0 | 0 | 0 | 0 | 0 | 2 | 2 | 0 | 0 | 2 | 2 | 0 | 0 | 0 | 0 | 0 | 0 | 0 | 0 | 0 | 0 | 0 | 1 |  | 0 | 0 | 0 | 0 | 0 | 0 | 0 | 0 | 0 | 0 | 0 | 0 | 0 | 0 | 0 | 0 | 0 | 0 | 2 | 2 | 0 | 0 | 2 | 2 | 0 | 0 | 0 | 0 | 0 | 0 | 0 | 0 | 0 | 0 | 0 | 1 |  | 0 | 0 | 0 | 0 | 0 | 0 | 0 | 0 | 0 | 0 | 0 | 0 | 0 | 0 | 0 | 0 | 0 | 0 | 2 | 2 | 0 | 0 | 2 | 2 | 0 | 0 | 0 | 0 | 0 | 0 | 0 | 0 | 0 | 0 | 0 | 1 |  | 5- | 1 | 5- | 1 | 1 | 1 | 1 | 1 | 1 | 1
PG&E NGBA | Round Mountain | 500 | 0 | 0 | 0 | 0 | 0 | 0 | 0 | 0 | 0 | 0 | 0 | 0 | 0 | 0 | 0 | 0 | 0 | 0 | 0 | 0 |  | 0 | 0 | 0 | 0 | 0 | 0 | 0 | 0 | 0 | 0 | 0 | 0 | 0 | 0 | 0 | 0 | 0 | 0 | 0 | 0 | 0 | 0 | 0 | 0 | 0 | 0 | 0 | 0 | 0 | 0 | 0 | 0 | 0 | 0 | 0 | 0 |  | 0 | 0 | 0 | 0 | 0 | 0 | 0 | 0 | 0 | 0 | 0 | 0 | 0 | 0 | 0 | 0 | 0 | 0 | 0 | 0 | 0 | 0 | 0 | 0 | 0 | 0 | 0 | 0 | 0 | 0 | 0 | 0 | 0 | 0 | 0 | 0 |  | 0 | 0 | 0 | 0 | 0 | 0 | 0 | 0 | 0 | 0 | 0 | 0 | 0 | 0 | 0 | 0 | 0 | 0 | 0 | 0 | 0 | 0 | 0 | 0 | 0 | 0 | 0 | 0 | 0 | 0 | 0 | 0 | 0 | 0 | 0 | 0 |  | 0 | 0 | 0 | 0 | 0 | 0 | 0 | 0 | 0 | 0 | 0 | 0 | 0 | 0 | 0 | 0 | 0 | 0 | 0 | 0 | 0 | 0 | 0 | 0 | 0 | 0 | 0 | 0 | 0 | 0 | 0 | 0 | 0 | 0 | 0 | 0 |  | 1 | 1 | 1 | 1 | 1 | 1 | 1 | 1 | 1 | 0
PG&E GBA | Salado | 115 | 0 | 0 | 0 | 0 | 0 | 0 | 0 | 0 | 0 | 0 | 0 | 0 | 0 | 0 | 0 | 0 | 0 | 0 | 0 | 0 |  | 0 | 0 | 0 | 0 | 0 | 0 | 0 | 0 | 0 | 0 | 0 | 0 | 0 | 0 | 0 | 0 | 0 | 0 | 0 | 0 | 0 | 0 | 0 | 0 | 0 | 0 | 0 | 0 | 0 | 0 | 0 | 0 | 0 | 0 | 0 | 0 |  | 0 | 0 | 0 | 0 | 0 | 0 | 0 | 0 | 0 | 0 | 0 | 0 | 0 | 0 | 0 | 0 | 0 | 0 | 0 | 0 | 0 | 0 | 0 | 0 | 0 | 0 | 0 | 0 | 0 | 0 | 0 | 0 | 0 | 0 | 0 | 0 |  | 0 | 0 | 0 | 0 | 0 | 0 | 0 | 0 | 0 | 0 | 0 | 0 | 0 | 0 | 0 | 0 | 0 | 0 | 0 | 0 | 0 | 0 | 0 | 0 | 0 | 0 | 0 | 0 | 0 | 0 | 0 | 0 | 0 | 0 | 0 | 0 |  | 0 | 0 | 0 | 0 | 0 | 0 | 0 | 64.36 | 0 | 0 | 0 | 0 | 95 | 0 | 64.36 | 0 | 0 | 1 | 0 | 0 | 0 | 0 | 0 | 0 | 0 | -2 | 0 | 0 | 0 | 0 | -2 | 0 | -2 | 0 | 0 | 1 |  | 1 | 1 | 1 | 1+ | 1 | 1 | 1+ | 1+ | 1 | 1
PG&E GBA | Salado | 60 | 0 | 0 | 0 | 0 | 0 | 0 | 0 | 0 | 0 | 0 | 0 | 0 | 0 | 0 | 0 | 0 | 0 | 0 | 0 | 0 |  | 0 | 0 | 0 | 0 | 0 | 0 | 0 | 0 | 0 | 0 | 0 | 0 | 0 | 0 | 0 | 0 | 0 | 0 | 0 | 0 | 0 | 0 | 0 | 0 | 0 | 0 | 0 | 0 | 0 | 0 | 0 | 0 | 0 | 0 | 0 | 0 |  | 0 | 0 | 0 | 0 | 0 | 0 | 0 | 0 | 0 | 0 | 0 | 0 | 0 | 0 | 20 | 0 | 0 | 1 | 0 | 0 | 0 | 0 | 0 | 0 | 0 | 0 | 0 | 0 | 0 | 0 | 0 | 0 | -2 | 0 | 0 | 1 |  | 0 | 0 | 0 | 0 | 0 | 0 | 0 | 0 | 0 | 0 | 0 | 0 | 0 | 0 | 20 | 0 | 0 | 1 | 0 | 0 | 0 | 0 | 0 | 0 | 0 | 0 | 0 | 0 | 0 | 0 | 0 | 0 | -2 | 0 | 0 | 1 |  | 0 | 0 | 0 | 0 | 0 | 0 | 0 | 0 | 0 | 0 | 0 | 0 | 0 | 0 | 20 | 0 | 0 | 1 | 0 | 0 | 0 | 0 | 0 | 0 | 0 | 0 | 0 | 0 | 0 | 0 | 0 | 0 | -2 | 0 | 0 | 1 |  | 1 | 1 | 1 | 1 | 1 | 1 | 1 | 4+ | 1 | 1
PG&E GBA | Salinas | 115 | 0 | 0 | 60 | 0 | 60 | 0 | 0 | 0 | 0 | 0 | 0 | 0 | 0 | 0 | 0 | 0 | 0 | 0 | 0 | 1 |  | 0 | 0 | 0 | 0 | 0 | 0 | 0 | 0 | 0 | 0 | 0 | 0 | 0 | 0 | 0 | 0 | 0 | 0 | 0 | 0 | 0 | 0 | 2 | 2 | 0 | 0 | 0 | 0 | 0 | 0 | 0 | 0 | 0 | 0 | 0 | 1 |  | 0 | 0 | 0 | 0 | 0 | 0 | 0 | 0 | 0 | 0 | 0 | 0 | 5.2435 | 0 | 2.0715 | 0 | 0 | 1 | 0 | 0 | 0 | 0 | 2 | 2 | 0 | 0 | 0 | 0 | 0 | 0 | -2 | 0 | 0 | 0 | 0 | 1 |  | 0 | 0 | 0 | 0 | 0 | 0 | 0 | 0 | 0 | 0 | 0 | 0 | 5.2435 | 0 | 2.0715 | 0 | 0 | 1 | 0 | 0 | 0 | 0 | 2 | 2 | 0 | 0 | 0 | 0 | 0 | 0 | -1 | 0 | 0 | 0 | 0 | 1 |  | 0 | 0 | 0 | 0 | 0 | 0 | 0 | 0 | 0 | 0 | 0 | 0 | 5.2435 | 0 | 2.0715 | 0 | 0 | 1 | 0 | 0 | 0 | 0 | 2 | 2 | 0 | 0 | 0 | 0 | 0 | 0 | -2 | 0 | 0 | 0 | 0 | 1 |  | 1 | 1 | 5- | 1 | 1 | 1 | 4+ | 1 | 1 | 1
SDGE | Salt Creek | 69 | 0 | 0 | 0 | 0 | 0 | 0 | 0 | 0 | 0 | 0 | 0 | 0 | 0 | 0 | 0 | 0 | 0 | 0 | 0 | 0 |  | 0 | 0 | 0 | 0 | 0 | 0 | 0 | 0 | 0 | 0 | 0 | 0 | 0 | 0 | 0 | 0 | 0 | 0 | 0 | 0 | 0 | 0 | 0 | 0 | 0 | 0 | 0 | 0 | 0 | 0 | 0 | 0 | 0 | 0 | 0 | 0 |  | 0 | 0 | 0 | 0 | 0 | 0 | 0 | 0 | 0 | 0 | 0 | 0 | 0 | 0 | 0 | 0 | 0 | 0 | 0 | 0 | 0 | 0 | 0 | 0 | 0 | 0 | 0 | 0 | 0 | 0 | 0 | 0 | 0 | 0 | 0 | 0 |  | 0 | 0 | 0 | 0 | 0 | 0 | 0 | 0 | 0 | 0 | 0 | 0 | 0 | 0 | 102.04 | 0 | 0 | 1 | 0 | 0 | 0 | 0 | 0 | 0 | 0 | 0 | 0 | 0 | 0 | 0 | 0 | 0 | -2 | 0 | 0 | 1 |  | 0 | 0 | 0 | 0 | 0 | 0 | 0 | 0 | 0 | 0 | 0 | 0 | 0 | 0 | 102.04 | 0 | 0 | 1 | 0 | 0 | 0 | 0 | 0 | 0 | 0 | 0 | 0 | 0 | 0 | 0 | 0 | 0 | -2 | 0 | 0 | 1 |  | 1 | 1 | 1 | 1 | 1 | 1 | 1 | 2+ | 1 | 1
SCE Eastern | San Bernardino | 230 | 0 | 0 | 0 | 0 | 0 | 0 | 0 | 0 | 0 | 0 | 0 | 0 | 0 | 0 | 0 | 0 | 0 | 0 | 0 | 0 |  | 0 | 0 | 0 | 0 | 0 | 0 | 0 | 0 | 0 | 0 | 0 | 0 | 0 | 0 | 0 | 0 | 0 | 0 | 0 | 0 | 0 | 0 | 0 | 0 | 0 | 0 | 0 | 0 | 0 | 0 | 0 | 0 | 0 | 0 | 0 | 0 |  | 0 | 0 | 0 | 0 | 0 | 0 | 0 | 0 | 0 | 0 | 0.05 | 0 | 1.25 | 0 | 2.667 | 0 | 0 | 1 | 0 | 0 | 0 | 0 | 0 | 0 | 0 | 0 | 0 | 0 | -2 | 0 | 0 | 0 | 0 | 0 | 0 | 1 |  | 0 | 0 | 0 | 0 | 0 | 0 | 0 | 0 | 0 | 0 | 0.05 | 0 | 1.25 | 0 | 205.467 | 0 | 0 | 1 | 0 | 0 | 0 | 0 | 0 | 0 | 0 | 0 | 0 | 0 | -2 | 0 | -2 | 0 | -2 | 0 | 0 | 1 |  | 0 | 0 | 0 | 0 | 0 | 0 | 0 | 0 | 0 | 0 | 0.05 | 0 | 3.5 | 0 | 335.067 | 0 | 0 | 1 | 0 | 0 | 0 | 0 | 0 | 0 | 0 | 0 | 0 | 0 | -2 | 0 | -2 | 0 | -2 | 0 | 0 | 1 |  | 1 | 1 | 1 | 1 | 1 | 4+ | 2+ | 2+ | 1 | 1
PG&E GBA | SAN FRAN A (POTRERO PP) | 115 | 0 | 0 | 0 | 0 | 0 | 0 | 0 | 0 | 0 | 0 | 0 | 0 | 100 | 0 | 100 | 0 | 0 | 0 | 0 | 1 |  | 0 | 0 | 0 | 0 | 0 | 0 | 0 | 0 | 0 | 0 | 0 | 0 | 0 | 0 | 0 | 0 | 0 | 0 | 0 | 0 | 0 | 0 | 0 | 0 | 0 | 0 | 0 | 0 | 0 | 2 | 2 | 0 | 0 | 0 | 0 | 1 |  | 0 | 0 | 0 | 0 | 0 | 0 | 0 | 0 | 0 | 0 | 0 | 0 | 0 | 0 | 0 | 0 | 0 | 0 | 0 | 0 | 0 | 0 | 0 | 0 | 0 | 0 | 0 | 0 | 0 | 2 | 2 | 0 | 0 | 0 | 0 | 1 |  | 0 | 0 | 0 | 0 | 0 | 0 | 0 | 0 | 0 | 0 | 0 | 0 | 0 | 0 | 0 | 0 | 0 | 0 | 0 | 0 | 0 | 0 | 0 | 0 | 0 | 0 | 0 | 0 | 0 | 2 | 2 | 0 | 0 | 0 | 0 | 1 |  | 0 | 0 | 0 | 0 | 0 | 0 | 0 | 0 | 0 | 0 | 0 | 0 | 0 | 0 | 0 | 0 | 0 | 0 | 0 | 0 | 0 | 0 | 0 | 0 | 0 | 0 | 0 | 0 | 0 | 2 | 2 | 0 | 0 | 0 | 0 | 1 |  | 1 | 1 | 1 | 1 | 1 | 1 | 5- | 1 | 1 | 1
PG&E GBA | SAN FRAN A (POTRERO PP) | 230 | 0 | 0 | 0 | 0 | 0 | 0 | 0 | 0 | 0 | 0 | 0 | 0 | 60 | 0 | 60 | 0 | 0 | 0 | 0 | 1 |  | 0 | 0 | 0 | 0 | 0 | 0 | 0 | 0 | 0 | 0 | 0 | 0 | 0 | 0 | 0 | 0 | 0 | 0 | 0 | 0 | 0 | 0 | 0 | 0 | 0 | 0 | 0 | 0 | 0 | 2 | 2 | 0 | 0 | 0 | 0 | 1 |  | 0 | 0 | 0 | 0 | 0 | 0 | 0 | 0 | 0 | 0 | 0 | 0 | 2.95 | 0 | 0.036 | 0 | 0 | 1 | 0 | 0 | 0 | 0 | 0 | 0 | 0 | 0 | 0 | 0 | 0 | 2 | 2 | 0 | 0 | 0 | 0 | 1 |  | 0 | 0 | 0 | 0 | 0 | 0 | 0 | 0 | 0 | 0 | 0 | 0 | 2.95 | 0 | 0.036 | 0 | 0 | 1 | 0 | 0 | 0 | 0 | 0 | 0 | 0 | 0 | 0 | 0 | 0 | 2 | 2 | 0 | 0 | 0 | 0 | 1 |  | 0 | 0 | 0 | 0 | 0 | 0 | 0 | 0 | 0 | 0 | 0 | 0 | 2.95 | 0 | 0.036 | 0 | 0 | 1 | 0 | 0 | 0 | 0 | 0 | 0 | 0 | 0 | 0 | 0 | 0 | 2 | 2 | 0 | 0 | 0 | 0 | 1 |  | 1 | 1 | 1 | 1 | 1 | 1 | 5- | 1 | 1 | 1
PG&E GBA | San Jose A | 115 | 0 | 0 | 0 | 0 | 0 | 0 | 0 | 0 | 0 | 0 | 0 | 0 | 0 | 0 | 0 | 0 | 0 | 0 | 0 | 0 |  | 0 | 0 | 0 | 0 | 0 | 0 | 0 | 0 | 0 | 0 | 0 | 0 | 0 | 0 | 0 | 0 | 0 | 0 | 0 | 0 | 0 | 0 | 0 | 0 | 0 | 0 | 0 | 0 | 0 | 0 | 0 | 0 | 0 | 0 | 0 | 0 |  | 0 | 0 | 0 | 0 | 0 | 0 | 0 | 0 | 0 | 0 | 0 | 0 | 0 | 0 | 0 | 0 | 0 | 0 | 0 | 0 | 0 | 0 | 0 | 0 | 0 | 0 | 0 | 0 | 0 | 0 | 0 | 0 | 0 | 0 | 0 | 0 |  | 0 | 0 | 0 | 0 | 0 | 0 | 0 | 0 | 0 | 0 | 0 | 0 | 0 | 0 | 0 | 0 | 0 | 0 | 0 | 0 | 0 | 0 | 0 | 0 | 0 | 0 | 0 | 0 | 0 | 0 | 0 | 0 | 0 | 0 | 0 | 0 |  | 0 | 0 | 0 | 0 | 0 | 0 | 0 | 0 | 0 | 0 | 0 | 0 | 0 | 0 | 0 | 0 | 0 | 0 | 0 | 0 | 0 | 0 | 0 | 0 | 0 | 0 | 0 | 0 | 0 | 0 | 0 | 0 | 0 | 0 | 0 | 0 |  | 1 | 1 | 1 | 1 | 1 | 1 | 1 | 1 | 1 | 0
PG&E GBA | San Jose B | 115 | 0 | 0 | 0 | 0 | 0 | 0 | 0 | 0 | 0 | 0 | 0 | 0 | 0 | 0 | 0 | 0 | 0 | 0 | 0 | 0 |  | 0 | 0 | 0 | 0 | 0 | 0 | 0 | 0 | 0 | 0 | 0 | 0 | 0 | 0 | 0 | 0 | 0 | 0 | 0 | 0 | 0 | 0 | 0 | 0 | 0 | 0 | 0 | 0 | 0 | 0 | 0 | 0 | 0 | 0 | 0 | 0 |  | 0 | 0 | 0 | 0 | 0 | 0 | 0 | 0 | 0 | 0 | 0 | 0 | 0 | 0 | 0 | 0 | 0 | 0 | 0 | 0 | 0 | 0 | 0 | 0 | 0 | 0 | 0 | 0 | 0 | 0 | 0 | 0 | 0 | 0 | 0 | 0 |  | 0 | 0 | 0 | 0 | 0 | 0 | 0 | 0 | 0 | 0 | 0 | 0 | 0 | 0 | 0 | 0 | 0 | 0 | 0 | 0 | 0 | 0 | 0 | 0 | 0 | 0 | 0 | 0 | 0 | 0 | 0 | 0 | 0 | 0 | 0 | 0 |  | 0 | 0 | 0 | 0 | 0 | 0 | 0 | 0 | 0 | 0 | 0 | 0 | 0 | 0 | 0 | 0 | 0 | 0 | 0 | 0 | 0 | 0 | 0 | 0 | 0 | 0 | 0 | 0 | 0 | 0 | 0 | 0 | 0 | 0 | 0 | 0 |  | 1 | 1 | 1 | 1 | 1 | 1 | 1 | 1 | 1 | 0
PG&E GBA | San Leandro U | 115 | 0 | 0 | 0 | 0 | 0 | 0 | 0 | 0 | 0 | 0 | 0 | 0 | 70 | 0 | 70 | 0 | 0 | 0 | 0 | 1 |  | 0 | 0 | 0 | 0 | 0 | 0 | 0 | 0 | 0 | 0 | 0 | 0 | 0 | 0 | 0 | 0 | 0 | 0 | 0 | 0 | 0 | 0 | 0 | 0 | 0 | 0 | 0 | 0 | 0 | 2 | 2 | 0 | 0 | 0 | 0 | 1 |  | 0 | 0 | 0 | 0 | 0 | 0 | 0 | 0 | 0 | 0 | 0 | 0 | 2 | 0 | 0 | 0 | 0 | 1 | 0 | 0 | 0 | 0 | 0 | 0 | 0 | 0 | 0 | 0 | 0 | 2 | 2 | 0 | 0 | 0 | 0 | 1 |  | 0 | 0 | 0 | 0 | 0 | 0 | 0 | 0 | 0 | 0 | 0 | 0 | 2 | 0 | 0 | 0 | 0 | 1 | 0 | 0 | 0 | 0 | 0 | 0 | 0 | 0 | 0 | 0 | 0 | 2 | 2 | 0 | 0 | 0 | 0 | 1 |  | 0 | 0 | 0 | 0 | 0 | 0 | 0 | 0 | 0 | 0 | 0 | 0 | 2 | 0 | 0 | 0 | 0 | 1 | 0 | 0 | 0 | 0 | 0 | 0 | 0 | 0 | 0 | 0 | 0 | 2 | 2 | 0 | 0 | 0 | 0 | 1 |  | 1 | 1 | 1 | 1 | 1 | 1 | 5- | 1 | 1 | 1
PG&E KERN | San Luis Obispo | 115 | 0 | 0 | 0 | 0 | 0 | 0 | 0 | 0 | 0 | 0 | 0 | 0 | 0 | 0 | 0 | 0 | 0 | 0 | 0 | 0 |  | 0 | 0 | 0 | 0 | 0 | 0 | 0 | 0 | 0 | 0 | 0 | 0 | 0 | 0 | 0 | 0 | 0 | 0 | 0 | 0 | 0 | 0 | 0 | 0 | 0 | 0 | 0 | 0 | 0 | 0 | 0 | 0 | 0 | 0 | 0 | 0 |  | 0 | 0 | 0 | 0 | 0 | 0 | 0 | 0 | 0 | 0 | 0 | 0 | 0 | 0 | 0 | 0 | 0 | 0 | 0 | 0 | 0 | 0 | 0 | 0 | 0 | 0 | 0 | 0 | 0 | 0 | 0 | 0 | 0 | 0 | 0 | 0 |  | 0 | 0 | 0 | 0 | 0 | 0 | 0 | 0 | 0 | 0 | 0 | 0 | 0 | 0 | 0 | 0 | 0 | 0 | 0 | 0 | 0 | 0 | 0 | 0 | 0 | 0 | 0 | 0 | 0 | 0 | 0 | 0 | 0 | 0 | 0 | 0 |  | 0 | 0 | 0 | 0 | 0 | 0 | 0 | 0 | 0 | 0 | 0 | 0 | 0 | 0 | 0 | 0 | 0 | 0 | 0 | 0 | 0 | 0 | 0 | 0 | 0 | 0 | 0 | 0 | 0 | 0 | 0 | 0 | 0 | 0 | 0 | 0 |  | 1 | 1 | 1 | 1 | 1 | 1 | 1 | 1 | 1 | 0
PG&E KERN | San Luis Obispo | 70 | 0 | 0 | 0 | 0 | 0 | 0 | 0 | 0 | 0 | 0 | 0 | 0 | 0 | 0 | 0 | 0 | 0 | 0 | 0 | 0 |  | 0 | 0 | 0 | 0 | 0 | 0 | 0 | 0 | 0 | 0 | 0 | 0 | 0 | 0 | 0 | 0 | 0 | 0 | 0 | 0 | 0 | 0 | 0 | 0 | 0 | 0 | 0 | 0 | 0 | 0 | 0 | 0 | 0 | 0 | 0 | 0 |  | 0 | 0 | 0 | 0 | 0 | 0 | 0 | 0 | 0 | 0 | 0 | 0 | 0 | 0 | 0 | 0 | 0 | 0 | 0 | 0 | 0 | 0 | 0 | 0 | 0 | 0 | 0 | 0 | 0 | 0 | 0 | 0 | 0 | 0 | 0 | 0 |  | 0 | 0 | 0 | 0 | 0 | 0 | 0 | 0 | 0 | 0 | 0 | 0 | 0 | 0 | 0 | 0 | 0 | 0 | 0 | 0 | 0 | 0 | 0 | 0 | 0 | 0 | 0 | 0 | 0 | 0 | 0 | 0 | 0 | 0 | 0 | 0 |  | 0 | 0 | 0 | 0 | 0 | 0 | 0 | 0 | 0 | 0 | 0 | 0 | 0 | 0 | 0 | 0 | 0 | 0 | 0 | 0 | 0 | 0 | 0 | 0 | 0 | 0 | 0 | 0 | 0 | 0 | 0 | 0 | 0 | 0 | 0 | 0 |  | 1 | 1 | 1 | 1 | 1 | 1 | 1 | 1 | 1 | 0
SDGE | San Luis Rey | 230 | 0 | 0 | 0 | 0 | 0 | 0 | 0 | 0 | 0 | 0 | 0 | 0 | 0 | 0 | 0 | 0 | 0 | 0 | 0 | 0 |  | 0 | 0 | 0 | 0 | 0 | 0 | 0 | 0 | 0 | 0 | 0 | 0 | 0 | 0 | 0 | 0 | 0 | 0 | 0 | 0 | 0 | 0 | 0 | 0 | 0 | 0 | 0 | 0 | 0 | 0 | 0 | 0 | 0 | 0 | 0 | 0 |  | 0 | 0 | 0 | 0 | 0 | 0 | 0 | 0 | 0 | 0 | 0 | 0 | 0 | 0 | 0 | 0 | 0 | 0 | 0 | 0 | 0 | 0 | 0 | 0 | 0 | 0 | 0 | 0 | 0 | 0 | 0 | 0 | 0 | 0 | 0 | 0 |  | 0 | 0 | 0 | 0 | 0 | 0 | 0 | 0 | 0 | 0 | 0 | 0 | 0 | 0 | 256 | 0 | 0 | 1 | 0 | 0 | 0 | 0 | 0 | 0 | 0 | 0 | 0 | 0 | 0 | 0 | 0 | 0 | -2 | 0 | 0 | 1 |  | 0 | 0 | 0 | 0 | 0 | 0 | 0 | 0 | 0 | 0 | 0 | 0 | 0 | 0 | 256 | 0 | 0 | 1 | 0 | 0 | 0 | 0 | 0 | 0 | 0 | 0 | 0 | 0 | 0 | 0 | 0 | 0 | -2 | 0 | 0 | 1 |  | 1 | 1 | 1 | 1 | 1 | 1 | 1 | 2+ | 1 | 1
SDGE | San Luis Rey | 69 | 0 | 0 | 0 | 0 | 0 | 0 | 0 | 0 | 0 | 0 | 0 | 0 | 0 | 0 | 0 | 0 | 0 | 0 | 0 | 0 |  | 0 | 0 | 0 | 0 | 0 | 0 | 0 | 0 | 0 | 0 | 0 | 0 | 0 | 0 | 0 | 0 | 0 | 0 | 0 | 0 | 0 | 0 | 0 | 0 | 0 | 0 | 0 | 0 | 0 | 0 | 0 | 0 | 0 | 0 | 0 | 0 |  | 0 | 0 | 0 | 0 | 0 | 0 | 0 | 0 | 0 | 0 | 0 | 0 | 0 | 0 | 0 | 0 | 0 | 0 | 0 | 0 | 0 | 0 | 0 | 0 | 0 | 0 | 0 | 0 | 0 | 0 | 0 | 0 | 0 | 0 | 0 | 0 |  | 0 | 0 | 0 | 0 | 0 | 0 | 0 | 0 | 0 | 0 | 0 | 0 | 0 | 0 | 0 | 0 | 0 | 0 | 0 | 0 | 0 | 0 | 0 | 0 | 0 | 0 | 0 | 0 | 0 | 0 | 0 | 0 | 0 | 0 | 0 | 0 |  | 0 | 0 | 0 | 0 | 0 | 0 | 0 | 0 | 0 | 0 | 0 | 0 | 0 | 0 | 0 | 0 | 0 | 0 | 0 | 0 | 0 | 0 | 0 | 0 | 0 | 0 | 0 | 0 | 0 | 0 | 0 | 0 | 0 | 0 | 0 | 0 |  | 1 | 1 | 1 | 1 | 1 | 1 | 1 | 1 | 1 | 0
SDGE | San Marcos | 69 | 0 | 0 | 0 | 0 | 0 | 0 | 0 | 0 | 0 | 0 | 0 | 0 | 0 | 0 | 0 | 0 | 0 | 0 | 0 | 0 |  | 0 | 0 | 0 | 0 | 0 | 0 | 0 | 0 | 0 | 0 | 0 | 0 | 0 | 0 | 0 | 0 | 0 | 0 | 0 | 0 | 0 | 0 | 0 | 0 | 0 | 0 | 0 | 0 | 0 | 0 | 0 | 0 | 0 | 0 | 0 | 0 |  | 0 | 0 | 0 | 0 | 0 | 0 | 0 | 0 | 0 | 0 | 0 | 0 | 0 | 0 | 0 | 0 | 0 | 0 | 0 | 0 | 0 | 0 | 0 | 0 | 0 | 0 | 0 | 0 | 0 | 0 | 0 | 0 | 0 | 0 | 0 | 0 |  | 0 | 0 | 0 | 0 | 0 | 0 | 0 | 0 | 0 | 0 | 0 | 0 | 0 | 0 | 0 | 0 | 0 | 0 | 0 | 0 | 0 | 0 | 0 | 0 | 0 | 0 | 0 | 0 | 0 | 0 | 0 | 0 | 0 | 0 | 0 | 0 |  | 0 | 0 | 0 | 0 | 0 | 0 | 0 | 0 | 0 | 0 | 0 | 0 | 0 | 0 | 0 | 0 | 0 | 0 | 0 | 0 | 0 | 0 | 0 | 0 | 0 | 0 | 0 | 0 | 0 | 0 | 0 | 0 | 0 | 0 | 0 | 0 |  | 1 | 1 | 1 | 1 | 1 | 1 | 1 | 1 | 1 | 0
SCE Metro | San Onofre | 230 | 0 | 0 | 0 | 0 | 0 | 0 | 0 | 0 | 0 | 0 | 0 | 0 | 0 | 0 | 0 | 0 | 0 | 0 | 0 | 0 |  | 0 | 0 | 0 | 0 | 0 | 0 | 0 | 0 | 0 | 0 | 0 | 0 | 0 | 0 | 0 | 0 | 0 | 0 | 0 | 0 | 0 | 0 | 0 | 0 | 0 | 0 | 0 | 0 | 0 | 0 | 0 | 0 | 0 | 0 | 0 | 0 |  | 0 | 0 | 0 | 0 | 0 | 0 | 0 | 0 | 0 | 0 | 0 | 0 | 0 | 0 | 0 | 0 | 0 | 0 | 0 | 0 | 0 | 0 | 0 | 0 | 0 | 0 | 0 | 0 | 0 | 0 | 0 | 0 | 0 | 0 | 0 | 0 |  | 0 | 0 | 0 | 0 | 0 | 0 | 0 | 0 | 0 | 0 | 0 | 0 | 0 | 0 | 0 | 0 | 0 | 0 | 0 | 0 | 0 | 0 | 0 | 0 | 0 | 0 | 0 | 0 | 0 | 0 | 0 | 0 | 0 | 0 | 0 | 0 |  | 0 | 0 | 0 | 0 | 0 | 0 | 0 | 0 | 0 | 0 | 0 | 0 | 0 | 0 | 0 | 0 | 0 | 0 | 0 | 0 | 0 | 0 | 0 | 0 | 0 | 0 | 0 | 0 | 0 | 0 | 0 | 0 | 0 | 0 | 0 | 0 |  | 1 | 1 | 1 | 1 | 1 | 1 | 1 | 1 | 1 | 0
PG&E GBA | San Pablo | 115 | 0 | 0 | 0 | 0 | 0 | 0 | 0 | 0 | 0 | 0 | 0 | 0 | 0 | 40 | 40 | 0 | 0 | 0 | 0 | 1 |  | 0 | 0 | 0 | 0 | 0 | 0 | 0 | 0 | 0 | 0 | 0 | 0 | 0 | 0 | 0 | 0 | 0 | 0 | 0 | 0 | 0 | 0 | 0 | 0 | 0 | 0 | 0 | 0 | 0 | 0 | 2 | 0 | 0 | 0 | 0 | 1 |  | 0 | 0 | 0 | 0 | 0 | 0 | 0 | 0 | 0 | 0 | 0 | 0 | 0 | 0 | 0 | 0 | 0 | 0 | 0 | 0 | 0 | 0 | 0 | 0 | 0 | 0 | 0 | 0 | 0 | 0 | 2 | 0 | 0 | 0 | 0 | 1 |  | 0 | 0 | 0 | 0 | 0 | 0 | 0 | 0 | 0 | 0 | 0 | 0 | 0 | 0 | 0 | 0 | 0 | 0 | 0 | 0 | 0 | 0 | 0 | 0 | 0 | 0 | 0 | 0 | 0 | 0 | 2 | 0 | 0 | 0 | 0 | 1 |  | 0 | 0 | 0 | 0 | 0 | 0 | 0 | 0 | 0 | 0 | 0 | 0 | 0 | 0 | 0 | 0 | 0 | 0 | 0 | 0 | 0 | 0 | 0 | 0 | 0 | 0 | 0 | 0 | 0 | 0 | 2 | 0 | 0 | 0 | 0 | 1 |  | 1 | 1 | 1 | 1 | 1 | 1 | 5- | 1 | 1 | 1
PG&E GBA | San Ramon | 230 | 0 | 0 | 0 | 0 | 0 | 0 | 0 | 0 | 0 | 0 | 0 | 0 | 0 | 0 | 0 | 0 | 0 | 0 | 0 | 0 |  | 0 | 0 | 0 | 0 | 0 | 0 | 0 | 0 | 0 | 0 | 0 | 0 | 0 | 0 | 0 | 0 | 0 | 0 | 0 | 0 | 0 | 0 | 0 | 0 | 0 | 0 | 0 | 0 | 0 | 0 | 0 | 0 | 0 | 0 | 0 | 0 |  | 0 | 0 | 0 | 0 | 0 | 0 | 0 | 0 | 0 | 0 | 0 | 0 | 0 | 0 | 0 | 0 | 0 | 0 | 0 | 0 | 0 | 0 | 0 | 0 | 0 | 0 | 0 | 0 | 0 | 0 | 0 | 0 | 0 | 0 | 0 | 0 |  | 0 | 0 | 0 | 0 | 0 | 0 | 0 | 0 | 0 | 0 | 0 | 0 | 0 | 0 | 0 | 0 | 0 | 0 | 0 | 0 | 0 | 0 | 0 | 0 | 0 | 0 | 0 | 0 | 0 | 0 | 0 | 0 | 0 | 0 | 0 | 0 |  | 0 | 0 | 0 | 0 | 0 | 0 | 0 | 0 | 0 | 0 | 0 | 0 | 0 | 0 | 0 | 0 | 0 | 0 | 0 | 0 | 0 | 0 | 0 | 0 | 0 | 0 | 0 | 0 | 0 | 0 | 0 | 0 | 0 | 0 | 0 | 0 |  | 1 | 1 | 1 | 1 | 1 | 1 | 1 | 1 | 1 | 0
SDGE | San Ysidro | 69 | 0 | 0 | 0 | 0 | 0 | 0 | 0 | 0 | 0 | 0 | 0 | 0 | 0 | 0 | 0 | 0 | 0 | 0 | 0 | 0 |  | 0 | 0 | 0 | 0 | 0 | 0 | 0 | 0 | 0 | 0 | 0 | 0 | 0 | 0 | 0 | 0 | 0 | 0 | 0 | 0 | 0 | 0 | 0 | 0 | 0 | 0 | 0 | 0 | 0 | 0 | 0 | 0 | 0 | 0 | 0 | 0 |  | 0 | 0 | 0 | 0 | 0 | 0 | 0 | 0 | 0 | 0 | 0 | 0 | 0 | 0 | 0 | 0 | 0 | 0 | 0 | 0 | 0 | 0 | 0 | 0 | 0 | 0 | 0 | 0 | 0 | 0 | 0 | 0 | 0 | 0 | 0 | 0 |  | 0 | 0 | 0 | 0 | 0 | 0 | 0 | 0 | 0 | 0 | 0 | 0 | 0 | 0 | 0 | 0 | 0 | 0 | 0 | 0 | 0 | 0 | 0 | 0 | 0 | 0 | 0 | 0 | 0 | 0 | 0 | 0 | 0 | 0 | 0 | 0 |  | 0 | 0 | 0 | 0 | 0 | 0 | 0 | 0 | 0 | 0 | 0 | 0 | 0 | 0 | 3 | 0 | 0 | 1 | 0 | 0 | 0 | 0 | 0 | 0 | 0 | 0 | 0 | 0 | 0 | 0 | 0 | 0 | 0 | 0 | 0 | 0 |  | 1 | 1 | 1 | 1 | 1 | 1 | 1 | 1 | 1 | 0
SCE NOL | Sandlot | 230 | 0 | 0 | 0 | 0 | 0 | 0 | 0 | 0 | 0 | 0 | 0 | 0 | 0 | 0 | 0 | 0 | 0 | 0 | 0 | 0 |  | 0 | 0 | 0 | 0 | 0 | 0 | 0 | 0 | 0 | 0 | 0 | 0 | 0 | 0 | 0 | 0 | 0 | 0 | 0 | 0 | 0 | 0 | 0 | 0 | 0 | 0 | 0 | 0 | 0 | 0 | 0 | 0 | 0 | 0 | 0 | 0 |  | 0 | 0 | 0 | 0 | 0 | 0 | 0 | 0 | 0 | 0 | 0 | 0 | 0 | 0 | 0 | 0 | 0 | 0 | 0 | 0 | 0 | 0 | 0 | 0 | 0 | 0 | 0 | 0 | 0 | 0 | 0 | 0 | 0 | 0 | 0 | 0 |  | 0 | 0 | 0 | 0 | 0 | 0 | 0 | 0 | 0 | 0 | 0 | 0 | 0 | 0 | 0 | 0 | 0 | 0 | 0 | 0 | 0 | 0 | 0 | 0 | 0 | 0 | 0 | 0 | 0 | 0 | 0 | 0 | 0 | 0 | 0 | 0 |  | 0 | 0 | 0 | 0 | 0 | 0 | 0 | 0 | 0 | 0 | 0 | 0 | 0 | 0 | 0 | 0 | 0 | 0 | 0 | 0 | 0 | 0 | 0 | 0 | 0 | 0 | 0 | 0 | 0 | 0 | 0 | 0 | 0 | 0 | 0 | 0 |  | 1 | 1 | 1 | 1 | 1 | 1 | 1 | 1 | 1 | 0
EOP | Sandy | 138 | 0 | 0 | 0 | 0 | 0 | 0 | 0 | 0 | 0 | 0 | 0 | 0 | 0 | 0 | 0 | 0 | 0 | 0 | 0 | 0 |  | 0 | 0 | 0 | 0 | 0 | 0 | 0 | 0 | 0 | 0 | 0 | 0 | 0 | 0 | 0 | 0 | 0 | 0 | 0 | 0 | 0 | 0 | 0 | 0 | 0 | 0 | 0 | 0 | 0 | 0 | 0 | 0 | 0 | 0 | 0 | 0 |  | 0 | 0 | 0 | 0 | 0 | 0 | 0 | 0 | 0 | 0 | 0 | 0 | 0 | 0 | 0 | 0 | 0 | 0 | 0 | 0 | 0 | 0 | 0 | 0 | 0 | 0 | 0 | 0 | 0 | 0 | 0 | 0 | 0 | 0 | 0 | 0 |  | 0 | 0 | 0 | 0 | 0 | 0 | 0 | 0 | 0 | 0 | 0 | 0 | 0 | 0 | 0 | 0 | 0 | 0 | 0 | 0 | 0 | 0 | 0 | 0 | 0 | 0 | 0 | 0 | 0 | 0 | 0 | 0 | 0 | 0 | 0 | 0 |  | 0 | 0 | 0 | 0 | 0 | 0 | 0 | 0 | 0 | 0 | 0 | 0 | 0 | 0 | 0 | 0 | 0 | 0 | 0 | 0 | 0 | 0 | 0 | 0 | 0 | 0 | 0 | 0 | 0 | 0 | 0 | 0 | 0 | 0 | 0 | 0 |  | 1 | 1 | 1 | 1 | 1 | 1 | 1 | 1 | 1 | 0
PG&E FRESNO | Sanger | 115 | 0 | 0 | 0 | 0 | 0 | 0 | 0 | 0 | 0 | 0 | 0 | 0 | 0 | 0 | 0 | 0 | 0 | 0 | 0 | 0 |  | 0 | 0 | 0 | 0 | 0 | 0 | 0 | 0 | 0 | 0 | 0 | 0 | 0 | 0 | 0 | 0 | 0 | 0 | 0 | 0 | 0 | 0 | 0 | 0 | 0 | 0 | 0 | 0 | 0 | 0 | 0 | 0 | 0 | 0 | 0 | 0 |  | 0 | 0 | 0 | 0 | 0 | 0 | 0 | 0 | 0 | 0 | 0 | 0 | 0 | 200 | 203.699 | 0 | 0 | 1 | 0 | 0 | 0 | 0 | 0 | 0 | 0 | 0 | 0 | 0 | 0 | 0 | 0 | -2 | -2 | 0 | 0 | 1 |  | 0 | 0 | 0 | 0 | 0 | 0 | 0 | 0 | 0 | 0 | 0 | 0 | 0 | 200 | 203.699 | 0 | 0 | 1 | 0 | 0 | 0 | 0 | 0 | 0 | 0 | 0 | 0 | 0 | 0 | 0 | 0 | -2 | -2 | 0 | 0 | 1 |  | 0 | 0 | 0 | 0 | 0 | 0 | 0 | 0 | 0 | 0 | 0 | 0 | 0 | 200 | 203.699 | 0 | 0 | 1 | 0 | 0 | 0 | 0 | 0 | 0 | 0 | 0 | 0 | 0 | 0 | 0 | 0 | -2 | -2 | 0 | 0 | 1 |  | 1 | 1 | 1 | 1 | 1 | 1 | 1 | 4+ | 1 | 1
SCE Northern | Santa Clara | 230 | 0 | 0 | 0 | 0 | 0 | 0 | 0 | 0 | 0 | 0 | 0 | 0 | 0 | 0 | 0 | 0 | 0 | 0 | 0 | 0 |  | 0 | 0 | 0 | 0 | 0 | 0 | 0 | 0 | 0 | 0 | 0 | 0 | 0 | 0 | 0 | 0 | 0 | 0 | 0 | 0 | 0 | 0 | 0 | 0 | 0 | 0 | 0 | 0 | 0 | 0 | 0 | 0 | 0 | 0 | 0 | 0 |  | 0 | 0 | 0 | 0 | 0 | 0 | 0 | 0 | 0 | 0 | 0 | 0 | 0 | 0 | 0 | 0 | 0 | 0 | 0 | 0 | 0 | 0 | 0 | 0 | 0 | 0 | 0 | 0 | 0 | 0 | 0 | 0 | 0 | 0 | 0 | 0 |  | 0 | 0 | 0 | 0 | 0 | 0 | 0 | 0 | 0 | 0 | 0 | 0 | 0 | 0 | 0 | 0 | 0 | 0 | 0 | 0 | 0 | 0 | 0 | 0 | 0 | 0 | 0 | 0 | 0 | 0 | 0 | 0 | 0 | 0 | 0 | 0 |  | 0 | 0 | 0 | 0 | 0 | 0 | 0 | 0 | 0 | 0 | 0 | 0 | 0 | 19.08 | 192 | 0 | 0 | 1 | 0 | 0 | 0 | 0 | 0 | 0 | 0 | 0 | 0 | 0 | 0 | 0 | 0 | -2 | -2 | 0 | 0 | 1 |  | 1 | 1 | 1 | 1 | 1 | 1 | 1 | 1+ | 1 | 1
PG&E NGBA | Santa Rosa A | 115 | 0 | 0 | 0 | 0 | 0 | 0 | 0 | 0 | 0 | 0 | 0 | 0 | 0 | 0 | 0 | 0 | 0 | 0 | 0 | 0 |  | 0 | 0 | 0 | 0 | 0 | 0 | 0 | 0 | 0 | 0 | 0 | 0 | 0 | 0 | 0 | 0 | 0 | 0 | 0 | 0 | 0 | 0 | 0 | 0 | 0 | 0 | 0 | 0 | 0 | 0 | 0 | 0 | 0 | 0 | 0 | 0 |  | 0 | 0 | 0 | 0 | 0 | 0 | 0 | 0 | 0 | 0 | 0 | 0 | 0 | 0 | 1.8786 | 0 | 0 | 1 | 0 | 0 | 0 | 0 | 0 | 0 | 0 | 0 | 0 | 0 | 0 | 0 | 0 | 0 | 0 | 0 | 0 | 0 |  | 0 | 0 | 0 | 0 | 0 | 0 | 0 | 0 | 0 | 0 | 0 | 0 | 0 | 0 | 1.8786 | 0 | 0 | 1 | 0 | 0 | 0 | 0 | 0 | 0 | 0 | 0 | 0 | 0 | 0 | 0 | 0 | 0 | 0 | 0 | 0 | 0 |  | 0 | 0 | 0 | 0 | 0 | 0 | 0 | 0 | 0 | 0 | 0 | 0 | 1.396 | 0 | 1.8786 | 0 | 0 | 1 | 0 | 0 | 0 | 0 | 0 | 0 | 0 | 0 | 0 | 0 | 0 | 0 | 0 | 0 | 0 | 0 | 0 | 0 |  | 1 | 1 | 1 | 1 | 1 | 1 | 1 | 1 | 1 | 0
PG&E GBA | Santa Teresa | 115 | 0 | 0 | 0 | 0 | 0 | 0 | 0 | 0 | 0 | 0 | 0 | 0 | 0 | 0 | 0 | 0 | 0 | 0 | 0 | 0 |  | 0 | 0 | 0 | 0 | 0 | 0 | 0 | 0 | 0 | 0 | 0 | 0 | 0 | 0 | 0 | 0 | 0 | 0 | 0 | 0 | 0 | 0 | 0 | 0 | 0 | 0 | 0 | 0 | 0 | 0 | 0 | 0 | 0 | 0 | 0 | 0 |  | 0 | 0 | 0 | 0 | 0 | 0 | 0 | 0 | 0 | 0 | 0 | 0 | 0 | 100 | 101.888 | 0 | 0 | 1 | 0 | 0 | 0 | 0 | 0 | 0 | 0 | 0 | 0 | 0 | 0 | 0 | 0 | -2 | -2 | 0 | 0 | 1 |  | 0 | 0 | 0 | 0 | 0 | 0 | 0 | 0 | 0 | 0 | 0 | 0 | 0 | 100 | 101.888 | 0 | 0 | 1 | 0 | 0 | 0 | 0 | 0 | 0 | 0 | 0 | 0 | 0 | 0 | 0 | 0 | -2 | -2 | 0 | 0 | 1 |  | 0 | 0 | 0 | 0 | 0 | 0 | 0 | 0 | 0 | 0 | 0 | 0 | 0 | 100 | 101.888 | 0 | 0 | 1 | 0 | 0 | 0 | 0 | 0 | 0 | 0 | 0 | 0 | 0 | 0 | 0 | 0 | -2 | -2 | 0 | 0 | 1 |  | 1 | 1 | 1 | 1 | 1 | 1 | 1 | 4+ | 1 | 1
SDGE | Santee | 138 | 0 | 0 | 0 | 0 | 0 | 0 | 0 | 0 | 0 | 0 | 0 | 0 | 0 | 0 | 0 | 0 | 0 | 0 | 0 | 0 |  | 0 | 0 | 0 | 0 | 0 | 0 | 0 | 0 | 0 | 0 | 0 | 0 | 0 | 0 | 0 | 0 | 0 | 0 | 0 | 0 | 0 | 0 | 0 | 0 | 0 | 0 | 0 | 0 | 0 | 0 | 0 | 0 | 0 | 0 | 0 | 0 |  | 0 | 0 | 0 | 0 | 0 | 0 | 0 | 0 | 0 | 0 | 0 | 0 | 0 | 0 | 0 | 0 | 0 | 0 | 0 | 0 | 0 | 0 | 0 | 0 | 0 | 0 | 0 | 0 | 0 | 0 | 0 | 0 | 0 | 0 | 0 | 0 |  | 0 | 0 | 0 | 0 | 0 | 0 | 0 | 0 | 0 | 0 | 0 | 0 | 0 | 0 | 0 | 0 | 0 | 0 | 0 | 0 | 0 | 0 | 0 | 0 | 0 | 0 | 0 | 0 | 0 | 0 | 0 | 0 | 0 | 0 | 0 | 0 |  | 0 | 0 | 0 | 0 | 0 | 0 | 0 | 0 | 0 | 0 | 0 | 0 | 0 | 10 | 10 | 0 | 0 | 1 | 0 | 0 | 0 | 0 | 0 | 0 | 0 | 0 | 0 | 0 | 0 | 0 | 0 | -2 | -2 | 0 | 0 | 1 |  | 1 | 1 | 1 | 1 | 1 | 1 | 1 | 1+ | 1 | 1
SCE Metro | Santiago | 230 | 0 | 0 | 0 | 0 | 0 | 0 | 0 | 0 | 0 | 0 | 0 | 0 | 0 | 0 | 0 | 0 | 300 | 300 | 0 | 1 |  | 0 | 0 | 0 | 0 | 0 | 0 | 0 | 0 | 0 | 0 | 0 | 0 | 0 | 0 | 0 | 0 | 0 | 0 | 0 | 0 | 0 | 0 | 0 | 0 | 0 | 0 | 0 | 0 | 0 | 0 | 0 | 2 | 2 | 0 | 0 | 1 |  | 0 | 0 | 0 | 0 | 0 | 0 | 0 | 0 | 0 | 0 | 0 | 0 | 0.233 | 0 | 0 | 0 | 0 | 1 | 0 | 0 | 0 | 0 | 0 | 0 | 0 | 0 | 0 | 0 | 0 | 0 | 0 | 2 | 2 | 0 | 0 | 1 |  | 0 | 0 | 0 | 0 | 0 | 0 | 0 | 0 | 0 | 0 | 0 | 0 | 0.233 | 0 | 0 | 0 | 0 | 1 | 0 | 0 | 0 | 0 | 0 | 0 | 0 | 0 | 0 | 0 | 0 | 0 | -2 | 2 | 2 | 0 | 0 | 1 |  | 0 | 0 | 0 | 0 | 0 | 0 | 0 | 0 | 0 | 0 | 0 | 0 | 0.233 | 0 | 0 | 0 | 0 | 1 | 0 | 0 | 0 | 0 | 0 | 0 | 0 | 0 | 0 | 0 | 0 | 0 | 0 | 2 | 2 | 0 | 0 | 1 |  | 1 | 1 | 1 | 1 | 1 | 1 | 2+ | 5- | 1 | 1
PG&E GBA | Saratoga | 230 | 0 | 0 | 0 | 0 | 0 | 0 | 0 | 0 | 0 | 0 | 0 | 0 | 0 | 0 | 0 | 0 | 0 | 0 | 0 | 0 |  | 0 | 0 | 0 | 0 | 0 | 0 | 0 | 0 | 0 | 0 | 0 | 0 | 0 | 0 | 0 | 0 | 0 | 0 | 0 | 0 | 0 | 0 | 0 | 0 | 0 | 0 | 0 | 0 | 0 | 0 | 0 | 0 | 0 | 0 | 0 | 0 |  | 0 | 0 | 0 | 0 | 0 | 0 | 0 | 0 | 0 | 0 | 0 | 0 | 0 | 0 | 0 | 0 | 0 | 0 | 0 | 0 | 0 | 0 | 0 | 0 | 0 | 0 | 0 | 0 | 0 | 0 | 0 | 0 | 0 | 0 | 0 | 0 |  | 0 | 0 | 0 | 0 | 0 | 0 | 0 | 0 | 0 | 0 | 0 | 0 | 0 | 0 | 0 | 0 | 0 | 0 | 0 | 0 | 0 | 0 | 0 | 0 | 0 | 0 | 0 | 0 | 0 | 0 | 0 | 0 | 0 | 0 | 0 | 0 |  | 0 | 0 | 0 | 0 | 0 | 0 | 0 | 0 | 0 | 0 | 0 | 0 | 0 | 0 | 0 | 0 | 0 | 0 | 0 | 0 | 0 | 0 | 0 | 0 | 0 | 0 | 0 | 0 | 0 | 0 | 0 | 0 | 0 | 0 | 0 | 0 |  | 1 | 1 | 1 | 1 | 1 | 1 | 1 | 1 | 1 | 0
SCE Northern | Saugus | 230 | 0 | 0 | 0 | 0 | 0 | 0 | 0 | 0 | 0 | 0 | 0 | 0 | 0 | 0 | 0 | 0 | 0 | 0 | 0 | 0 |  | 0 | 0 | 0 | 0 | 0 | 0 | 0 | 0 | 0 | 0 | 0 | 0 | 0 | 0 | 0 | 0 | 0 | 0 | 0 | 0 | 0 | 0 | 0 | 0 | 0 | 0 | 0 | 0 | 0 | 0 | 0 | 0 | 0 | 0 | 0 | 0 |  | 0 | 0 | 0 | 0 | 0 | 0 | 0 | 0 | 0 | 0 | 0 | 0 | 0 | 0 | 0 | 0 | 0 | 0 | 0 | 0 | 0 | 0 | 0 | 0 | 0 | 0 | 0 | 0 | 0 | 0 | 0 | 0 | 0 | 0 | 0 | 0 |  | 0 | 0 | 0 | 0 | 0 | 0 | 0 | 0 | 0 | 0 | 0 | 0 | 0 | 0 | 0 | 0 | 0 | 0 | 0 | 0 | 0 | 0 | 0 | 0 | 0 | 0 | 0 | 0 | 0 | 0 | 0 | 0 | 0 | 0 | 0 | 0 |  | 0 | 0 | 0 | 0 | 0 | 0 | 0 | 0 | 0 | 0 | 0 | 0 | 0 | 0 | 0 | 0 | 0 | 0 | 0 | 0 | 0 | 0 | 0 | 0 | 0 | 0 | 0 | 0 | 0 | 0 | 0 | 0 | 0 | 0 | 0 | 0 |  | 1 | 1 | 1 | 1 | 1 | 1 | 1 | 1 | 1 | 0
PG&E FRESNO | Schindler | 115 | 0 | 0 | 0 | 0 | 0 | 0 | 0 | 0 | 0 | 0 | 0 | 0 | 110 | 0 | 110 | 0 | 0 | 0 | 0 | 1 |  | 0 | 0 | 0 | 0 | 0 | 0 | 0 | 0 | 0 | 0 | 0 | 0 | 0 | 0 | 0 | 0 | 0 | 0 | 0 | 0 | 0 | 0 | 0 | 0 | 0 | 0 | 0 | 0 | 0 | 2 | 2 | 0 | 0 | 0 | 0 | 1 |  | 0 | 0 | 0 | 0 | 0 | 0 | 0 | 0 | 0 | 0 | 0 | 0 | 0 | 6 | 60 | 0 | 0 | 1 | 0 | 0 | 0 | 0 | 0 | 0 | 0 | 0 | 0 | 0 | 0 | 2 | 2 | -2 | -2 | 0 | 0 | 1 |  | 0 | 0 | 0 | 0 | 0 | 0 | 0 | 0 | 0 | 0 | 0 | 0 | 0 | 6 | 60 | 0 | 0 | 1 | 0 | 0 | 0 | 0 | 0 | 0 | 0 | 0 | 0 | 0 | 0 | 2 | 2 | -2 | -2 | 0 | 0 | 1 |  | 0 | 0 | 0 | 0 | 0 | 0 | 0 | 0 | 0 | 0 | 0 | 0 | 0 | 6 | 60 | 0 | 0 | 1 | 0 | 0 | 0 | 0 | 0 | 0 | 0 | 0 | 0 | 0 | 0 | 2 | 2 | -2 | -2 | 0 | 0 | 1 |  | 1 | 1 | 1 | 1 | 1 | 1 | 5- | 4+ | 1 | 1
PG&E FRESNO | Schindler | 70 | 0 | 0 | 0 | 0 | 0 | 0 | 0 | 0 | 0 | 0 | 0 | 0 | 0 | 0 | 0 | 0 | 0 | 0 | 0 | 0 |  | 0 | 0 | 0 | 0 | 0 | 0 | 0 | 0 | 0 | 0 | 0 | 0 | 0 | 0 | 0 | 0 | 0 | 0 | 0 | 0 | 0 | 0 | 0 | 0 | 0 | 0 | 0 | 0 | 0 | 0 | 0 | 0 | 0 | 0 | 0 | 0 |  | 0 | 0 | 0 | 0 | 0 | 0 | 0 | 0 | 0 | 0 | 0 | 0 | 0 | 0 | 0 | 0 | 0 | 0 | 0 | 0 | 0 | 0 | 0 | 0 | 0 | 0 | 0 | 0 | 0 | 0 | 0 | 0 | 0 | 0 | 0 | 0 |  | 0 | 0 | 0 | 0 | 0 | 0 | 0 | 0 | 0 | 0 | 0 | 0 | 0 | 0 | 0 | 0 | 0 | 0 | 0 | 0 | 0 | 0 | 0 | 0 | 0 | 0 | 0 | 0 | 0 | 0 | 0 | 0 | 0 | 0 | 0 | 0 |  | 0 | 0 | 0 | 0 | 0 | 0 | 0 | 0 | 0 | 0 | 0 | 0 | 0 | 0 | 0 | 0 | 0 | 0 | 0 | 0 | 0 | 0 | 0 | 0 | 0 | 0 | 0 | 0 | 0 | 0 | 0 | 0 | 0 | 0 | 0 | 0 |  | 1 | 1 | 1 | 1 | 1 | 1 | 1 | 1 | 1 | 0
PG&E GBA | Schulte | 115 | 0 | 0 | 0 | 0 | 0 | 0 | 0 | 0 | 0 | 0 | 0 | 0 | 40 | 0 | 40 | 0 | 0 | 0 | 0 | 1 |  | 0 | 0 | 0 | 0 | 0 | 0 | 0 | 0 | 0 | 0 | 0 | 0 | 0 | 0 | 0 | 0 | 0 | 0 | 0 | 0 | 0 | 0 | 0 | 0 | 0 | 0 | 0 | 0 | 0 | 2 | 2 | 0 | 0 | 0 | 0 | 1 |  | 0 | 0 | 0 | 0 | 0 | 0 | 0 | 0 | 0 | 0 | 0 | 0 | 0 | 130 | 253.55 | 0 | 0 | 1 | 0 | 0 | 0 | 0 | 0 | 0 | 0 | 0 | 0 | 0 | 0 | 2 | 2 | -2 | -2 | 0 | 0 | 1 |  | 0 | 0 | 0 | 0 | 0 | 0 | 0 | 0 | 0 | 0 | 0 | 0 | 0 | 130 | 716.12 | 0 | 0 | 1 | 0 | 0 | 0 | 0 | 0 | 0 | 0 | 0 | 0 | 0 | 0 | 2 | 2 | -2 | -2 | 0 | 0 | 1 |  | 0 | 0 | 0 | 0 | 0 | 0 | 0 | 0 | 0 | 0 | 0 | 0 | 0 | 130 | 716.12 | 0 | 0 | 1 | 0 | 0 | 0 | 0 | 0 | 0 | 0 | 0 | 0 | 0 | 0 | 2 | 2 | -2 | -2 | 0 | 0 | 1 |  | 1 | 1 | 1 | 1 | 1 | 1 | 5- | 4+ | 1 | 1
SDGE | Scripps | 69 | 0 | 0 | 0 | 0 | 0 | 0 | 0 | 0 | 0 | 0 | 0 | 0 | 0 | 0 | 0 | 0 | 0 | 0 | 0 | 0 |  | 0 | 0 | 0 | 0 | 0 | 0 | 0 | 0 | 0 | 0 | 0 | 0 | 0 | 0 | 0 | 0 | 0 | 0 | 0 | 0 | 0 | 0 | 0 | 0 | 0 | 0 | 0 | 0 | 0 | 0 | 0 | 0 | 0 | 0 | 0 | 0 |  | 0 | 0 | 0 | 0 | 0 | 0 | 0 | 0 | 0 | 0 | 0 | 0 | 0 | 0 | 0 | 0 | 0 | 0 | 0 | 0 | 0 | 0 | 0 | 0 | 0 | 0 | 0 | 0 | 0 | 0 | 0 | 0 | 0 | 0 | 0 | 0 |  | 0 | 0 | 0 | 0 | 0 | 0 | 0 | 0 | 0 | 0 | 0 | 0 | 0 | 0 | 71.3 | 0 | 0 | 1 | 0 | 0 | 0 | 0 | 0 | 0 | 0 | 0 | 0 | 0 | 0 | 0 | 0 | 0 | -2 | 0 | 0 | 1 |  | 0 | 0 | 0 | 0 | 0 | 0 | 0 | 0 | 0 | 0 | 0 | 0 | 0 | 0 | 71.3 | 0 | 0 | 1 | 0 | 0 | 0 | 0 | 0 | 0 | 0 | 0 | 0 | 0 | 0 | 0 | 0 | 0 | -2 | 0 | 0 | 1 |  | 1 | 1 | 1 | 1 | 1 | 1 | 1 | 2+ | 1 | 1
PG&E KERN | Semitropic | 115 | 0 | 0 | 0 | 0 | 0 | 0 | 0 | 0 | 0 | 0 | 0 | 0 | 0 | 95 | 95 | 0 | 0 | 0 | 0 | 1 |  | 0 | 0 | 0 | 0 | 0 | 0 | 0 | 0 | 0 | 0 | 0 | 0 | 0 | 0 | 0 | 0 | 0 | 0 | 0 | 0 | 0 | 0 | 0 | 0 | 0 | 0 | 0 | 0 | 0 | 0 | 2 | 0 | 0 | 0 | 0 | 1 |  | 0 | 0 | 0 | 0 | 0 | 0 | 0 | 0 | 0 | 0 | 0 | 0 | 0 | 0 | 0 | 0 | 0 | 0 | 0 | 0 | 0 | 0 | 0 | 0 | 0 | 0 | 0 | 0 | 0 | 0 | 2 | 0 | 0 | 0 | 0 | 1 |  | 0 | 0 | 0 | 0 | 0 | 0 | 0 | 0 | 0 | 0 | 0 | 0 | 0 | 0 | 0 | 0 | 0 | 0 | 0 | 0 | 0 | 0 | 0 | 0 | 0 | 0 | 0 | 0 | 0 | 0 | 2 | 0 | 0 | 0 | 0 | 1 |  | 0 | 0 | 0 | 0 | 0 | 0 | 0 | 0 | 0 | 0 | 0 | 0 | 0 | 0 | 0 | 0 | 0 | 0 | 0 | 0 | 0 | 0 | 0 | 0 | 0 | 0 | 0 | 0 | 0 | 0 | 2 | 0 | 0 | 0 | 0 | 1 |  | 1 | 1 | 1 | 1 | 1 | 1 | 5- | 1 | 1 | 1
SCE Metro | Serrano | 230 | 0 | 0 | 0 | 0 | 0 | 0 | 0 | 0 | 0 | 0 | 0 | 0 | 0 | 0 | 0 | 0 | 0 | 0 | 0 | 0 |  | 0 | 0 | 0 | 0 | 0 | 0 | 0 | 0 | 0 | 0 | 0 | 0 | 0 | 0 | 0 | 0 | 0 | 0 | 0 | 0 | 0 | 0 | 0 | 0 | 0 | 0 | 0 | 0 | 0 | 0 | 0 | 0 | 0 | 0 | 0 | 0 |  | 0 | 0 | 0 | 0 | 0 | 0 | 0 | 0 | 0 | 0 | 0 | 0 | 0 | 0 | 0 | 0 | 0 | 0 | 0 | 0 | 0 | 0 | 0 | 0 | 0 | 0 | 0 | 0 | 0 | 0 | 0 | 0 | 0 | 0 | 0 | 0 |  | 0 | 0 | 0 | 0 | 0 | 0 | 0 | 0 | 0 | 0 | 0 | 0 | 0 | 0 | 0 | 0 | 0 | 0 | 0 | 0 | 0 | 0 | 0 | 0 | 0 | 0 | 0 | 0 | 0 | 0 | 0 | 0 | 0 | 0 | 0 | 0 |  | 0 | 0 | 0 | 0 | 0 | 0 | 0 | 0 | 0 | 0 | 0 | 0 | 0 | 0 | 0 | 0 | 0 | 0 | 0 | 0 | 0 | 0 | 0 | 0 | 0 | 0 | 0 | 0 | 0 | 0 | 0 | 0 | 0 | 0 | 0 | 0 |  | 1 | 1 | 1 | 1 | 1 | 1 | 1 | 1 | 1 | 0
SCE Metro | Serrano | 500 | 0 | 0 | 0 | 0 | 0 | 0 | 0 | 0 | 0 | 0 | 0 | 0 | 0 | 0 | 0 | 0 | 400 | 400 | 0 | 1 |  | 0 | 0 | 0 | 0 | 0 | 0 | 0 | 0 | 0 | 0 | 0 | 0 | 0 | 0 | 0 | 0 | 0 | 0 | 0 | 0 | 0 | 0 | 0 | 0 | 0 | 0 | 0 | 0 | 0 | 0 | 0 | 2 | 2 | 0 | 0 | 1 |  | 0 | 0 | 0 | 0 | 0 | 0 | 0 | 0 | 0 | 0 | 0 | 0 | 0 | 0 | 0 | 0 | 0 | 0 | 0 | 0 | 0 | 0 | 0 | 0 | 0 | 0 | 0 | 0 | 0 | 0 | 0 | 2 | 2 | 0 | 0 | 1 |  | 0 | 0 | 0 | 0 | 0 | 0 | 0 | 0 | 0 | 0 | 0 | 0 | 0 | 0 | 0 | 0 | 0 | 0 | 0 | 0 | 0 | 0 | 0 | 0 | 0 | 0 | 0 | 0 | 0 | 0 | 0 | 2 | 2 | 0 | 0 | 1 |  | 0 | 0 | 0 | 0 | 0 | 0 | 0 | 0 | 0 | 0 | 0 | 0 | 0 | 0 | 0 | 0 | 0 | 0 | 0 | 0 | 0 | 0 | 0 | 0 | 0 | 0 | 0 | 0 | 0 | 0 | 0 | 2 | 2 | 0 | 0 | 1 |  | 1 | 1 | 1 | 1 | 1 | 1 | 1 | 5- | 1 | 1
SDGE | Shadowridge | 138 | 0 | 0 | 0 | 0 | 0 | 0 | 0 | 0 | 0 | 0 | 0 | 0 | 0 | 0 | 0 | 0 | 0 | 0 | 0 | 0 |  | 0 | 0 | 0 | 0 | 0 | 0 | 0 | 0 | 0 | 0 | 0 | 0 | 0 | 0 | 0 | 0 | 0 | 0 | 0 | 0 | 0 | 0 | 0 | 0 | 0 | 0 | 0 | 0 | 0 | 0 | 0 | 0 | 0 | 0 | 0 | 0 |  | 0 | 0 | 0 | 0 | 0 | 0 | 0 | 0 | 0 | 0 | 0 | 0 | 0 | 0 | 0 | 0 | 0 | 0 | 0 | 0 | 0 | 0 | 0 | 0 | 0 | 0 | 0 | 0 | 0 | 0 | 0 | 0 | 0 | 0 | 0 | 0 |  | 0 | 0 | 0 | 0 | 0 | 0 | 0 | 0 | 0 | 0 | 0 | 0 | 0 | 0 | 0 | 0 | 0 | 0 | 0 | 0 | 0 | 0 | 0 | 0 | 0 | 0 | 0 | 0 | 0 | 0 | 0 | 0 | 0 | 0 | 0 | 0 |  | 0 | 0 | 0 | 0 | 0 | 0 | 0 | 0 | 0 | 0 | 0 | 0 | 0 | 0 | 0 | 0 | 0 | 0 | 0 | 0 | 0 | 0 | 0 | 0 | 0 | 0 | 0 | 0 | 0 | 0 | 0 | 0 | 0 | 0 | 0 | 0 |  | 1 | 1 | 1 | 1 | 1 | 1 | 1 | 1 | 1 | 0
PG&E KERN | Shafter | 115 | 0 | 0 | 0 | 0 | 0 | 0 | 0 | 0 | 0 | 0 | 0 | 0 | 0 | 100 | 100 | 0 | 0 | 0 | 0 | 1 |  | 0 | 0 | 0 | 0 | 0 | 0 | 0 | 0 | 0 | 0 | 0 | 0 | 0 | 0 | 0 | 0 | 0 | 0 | 0 | 0 | 0 | 0 | 0 | 0 | 0 | 0 | 0 | 0 | 0 | 0 | 2 | 0 | 0 | 0 | 0 | 1 |  | 0 | 0 | 0 | 0 | 0 | 0 | 0 | 0 | 0 | 0 | 0 | 0 | 0 | 0 | 0 | 0 | 0 | 0 | 0 | 0 | 0 | 0 | 0 | 0 | 0 | 0 | 0 | 0 | 0 | 0 | 2 | 0 | 0 | 0 | 0 | 1 |  | 0 | 0 | 0 | 0 | 0 | 0 | 0 | 0 | 0 | 0 | 0 | 0 | 102.254 | 0 | 101.7635 | 0 | 0 | 1 | 0 | 0 | 0 | 0 | 0 | 0 | 0 | 0 | 0 | 0 | 0 | 0 | 0 | 0 | -2 | 0 | 0 | 1 |  | 0 | 0 | 0 | 0 | 0 | 0 | 0 | 0 | 0 | 0 | 0 | 0 | 108.388 | 0 | 101.7635 | 0 | 0 | 1 | 0 | 0 | 0 | 0 | 0 | 0 | 0 | 0 | 0 | 0 | 0 | 0 | 0 | 0 | -2 | 0 | 0 | 1 |  | 1 | 1 | 1 | 1 | 1 | 1 | 1 | 2+ | 1 | 1
PG&E NGBA | Silverado | 115 | 0 | 0 | 0 | 0 | 0 | 0 | 0 | 0 | 0 | 0 | 0 | 0 | 0 | 0 | 0 | 0 | 0 | 0 | 0 | 0 |  | 0 | 0 | 0 | 0 | 0 | 0 | 0 | 0 | 0 | 0 | 0 | 0 | 0 | 0 | 0 | 0 | 0 | 0 | 0 | 0 | 0 | 0 | 0 | 0 | 0 | 0 | 0 | 0 | 0 | 0 | 0 | 0 | 0 | 0 | 0 | 0 |  | 0 | 0 | 0 | 0 | 0 | 0 | 0 | 0 | 0 | 0 | 0 | 0 | 0 | 0 | 0 | 0 | 0 | 0 | 0 | 0 | 0 | 0 | 0 | 0 | 0 | 0 | 0 | 0 | 0 | 0 | 0 | 0 | 0 | 0 | 0 | 0 |  | 0 | 0 | 0 | 0 | 0 | 0 | 0 | 0 | 0 | 0 | 0 | 0 | 0 | 0 | 0 | 0 | 0 | 0 | 0 | 0 | 0 | 0 | 0 | 0 | 0 | 0 | 0 | 0 | 0 | 0 | 0 | 0 | 0 | 0 | 0 | 0 |  | 0 | 0 | 0 | 0 | 0 | 0 | 0 | 0 | 0 | 0 | 0 | 0 | 0 | 0 | 0 | 0 | 0 | 0 | 0 | 0 | 0 | 0 | 0 | 0 | 0 | 0 | 0 | 0 | 0 | 0 | 0 | 0 | 0 | 0 | 0 | 0 |  | 1 | 1 | 1 | 1 | 1 | 1 | 1 | 1 | 1 | 0
SDGE | Silvergate | 230 | 0 | 0 | 0 | 0 | 0 | 0 | 0 | 0 | 0 | 0 | 0 | 0 | 60 | 0 | 60 | 0 | 0 | 0 | 0 | 1 |  | 0 | 0 | 0 | 0 | 0 | 0 | 0 | 0 | 0 | 0 | 0 | 0 | 0 | 0 | 0 | 0 | 0 | 0 | 0 | 0 | 0 | 0 | 0 | 0 | 0 | 0 | 0 | 0 | 0 | 2 | 2 | 0 | 0 | 0 | 0 | 1 |  | 0 | 0 | 0 | 0 | 0 | 0 | 0 | 0 | 0 | 0 | 0 | 0 | 0 | 0 | 0 | 0 | 0 | 0 | 0 | 0 | 0 | 0 | 0 | 0 | 0 | 0 | 0 | 0 | 0 | 2 | 2 | 0 | 0 | 0 | 0 | 1 |  | 0 | 0 | 0 | 0 | 0 | 0 | 0 | 0 | 0 | 0 | 0 | 0 | 0 | 0 | 213.5487 | 0 | 0 | 1 | 0 | 0 | 0 | 0 | 0 | 0 | 0 | 0 | 0 | 0 | 0 | 2 | 2 | 0 | -2 | 0 | 0 | 1 |  | 0 | 0 | 0 | 0 | 0 | 0 | 0 | 0 | 0 | 0 | 0 | 0 | 0 | 0 | 213.5487 | 0 | 0 | 1 | 0 | 0 | 0 | 0 | 0 | 0 | 0 | 0 | 0 | 0 | 0 | 2 | 2 | 0 | -2 | 0 | 0 | 1 |  | 1 | 1 | 1 | 1 | 1 | 1 | 5- | 2+ | 1 | 1
SDGE | Silvergate | 69 | 0 | 0 | 0 | 0 | 0 | 0 | 0 | 0 | 0 | 0 | 0 | 0 | 0 | 0 | 0 | 0 | 0 | 0 | 0 | 0 |  | 0 | 0 | 0 | 0 | 0 | 0 | 0 | 0 | 0 | 0 | 0 | 0 | 0 | 0 | 0 | 0 | 0 | 0 | 0 | 0 | 0 | 0 | 0 | 0 | 0 | 0 | 0 | 0 | 0 | 0 | 0 | 0 | 0 | 0 | 0 | 0 |  | 0 | 0 | 0 | 0 | 0 | 0 | 0 | 0 | 0 | 0 | 0 | 0 | 0 | 0 | 0 | 0 | 0 | 0 | 0 | 0 | 0 | 0 | 0 | 0 | 0 | 0 | 0 | 0 | 0 | 0 | 0 | 0 | 0 | 0 | 0 | 0 |  | 0 | 0 | 0 | 0 | 0 | 0 | 0 | 0 | 0 | 0 | 0 | 0 | 0 | 0 | 0 | 0 | 0 | 0 | 0 | 0 | 0 | 0 | 0 | 0 | 0 | 0 | 0 | 0 | 0 | 0 | 0 | 0 | 0 | 0 | 0 | 0 |  | 0 | 0 | 0 | 0 | 0 | 0 | 0 | 0 | 0 | 0 | 0 | 0 | 0 | 0 | 0 | 0 | 0 | 0 | 0 | 0 | 0 | 0 | 0 | 0 | 0 | 0 | 0 | 0 | 0 | 0 | 0 | 0 | 0 | 0 | 0 | 0 |  | 1 | 1 | 1 | 1 | 1 | 1 | 1 | 1 | 1 | 0
PG&E KERN | Sisquoc | 115 | 0 | 0 | 0 | 0 | 0 | 0 | 0 | 0 | 0 | 0 | 0 | 0 | 0 | 100 | 100 | 0 | 0 | 0 | 0 | 1 |  | 0 | 0 | 0 | 0 | 0 | 0 | 0 | 0 | 0 | 0 | 0 | 0 | 0 | 0 | 0 | 0 | 0 | 0 | 0 | 0 | 0 | 0 | 0 | 0 | 0 | 0 | 0 | 0 | 0 | 0 | 2 | 0 | 0 | 0 | 0 | 1 |  | 0 | 0 | 0 | 0 | 0 | 0 | 0 | 0 | 0 | 0 | 0 | 0 | 0 | 0 | 0 | 0 | 0 | 0 | 0 | 0 | 0 | 0 | 0 | 0 | 0 | 0 | 0 | 0 | 0 | 0 | 2 | 0 | 0 | 0 | 0 | 1 |  | 0 | 0 | 0 | 0 | 0 | 0 | 0 | 0 | 0 | 0 | 0 | 0 | 0 | 0 | 0 | 0 | 0 | 0 | 0 | 0 | 0 | 0 | 0 | 0 | 0 | 0 | 0 | 0 | 0 | 0 | 2 | 0 | 0 | 0 | 0 | 1 |  | 0 | 0 | 0 | 0 | 0 | 0 | 0 | 0 | 0 | 0 | 0 | 0 | 0 | 0 | 0 | 0 | 0 | 0 | 0 | 0 | 0 | 0 | 0 | 0 | 0 | 0 | 0 | 0 | 0 | 0 | 2 | 0 | 0 | 0 | 0 | 1 |  | 1 | 1 | 1 | 1 | 1 | 1 | 5- | 1 | 1 | 1
EOP | Sloan Canyon | 230 | 0 | 0 | 321 | 0 | 321 | 0 | 0 | 0 | 0 | 0 | 0 | 0 | 0 | 0 | 0 | 0 | 0 | 0 | 0 | 1 |  | 0 | 0 | 0 | 0 | 0 | 0 | 0 | 0 | 0 | 0 | 0 | 0 | 0 | 0 | 0 | 0 | 0 | 0 | 0 | 0 | 0 | 0 | 2 | 2 | 0 | 0 | 0 | 0 | 0 | 0 | 0 | 0 | 0 | 0 | 0 | 1 |  | 0 | 0 | 0 | 0 | 65.8196 | 310 | 0 | 0 | 0 | 0 | 0 | 0 | 0 | 95 | 95 | 0 | 0 | 1 | 0 | 0 | 0 | 0 | 2 | 0 | 0 | 0 | 0 | 0 | 0 | 0 | 0 | -2 | -2 | 0 | 0 | 1 |  | 0 | 0 | 0 | 0 | 65.8196 | 310 | 0 | 0 | 0 | 0 | 0 | 0 | 0 | 95 | 95 | 0 | 0 | 1 | 0 | 0 | 0 | 0 | 2 | 0 | 0 | 0 | 0 | 0 | 0 | 0 | 0 | -2 | -2 | 0 | 0 | 1 |  | 0 | 0 | 0 | 0 | 65.8196 | 310 | 0 | 0 | 0 | 0 | 0 | 0 | 0 | 95 | 95 | 0 | 0 | 1 | 0 | 0 | 0 | 0 | 2 | 0 | 0 | 0 | 0 | 0 | 0 | 0 | 0 | -2 | -2 | 0 | 0 | 1 |  | 1 | 1 | 1 | 1 | 1 | 1 | 1 | 4+ | 1 | 1
EOP | Sloan Canyon | 500 | 0 | 0 | 0 | 0 | 0 | 0 | 0 | 0 | 0 | 0 | 0 | 0 | 0 | 0 | 0 | 0 | 0 | 0 | 0 | 0 |  | 0 | 0 | 0 | 0 | 0 | 0 | 0 | 0 | 0 | 0 | 0 | 0 | 0 | 0 | 0 | 0 | 0 | 0 | 0 | 0 | 0 | 0 | 0 | 0 | 0 | 0 | 0 | 0 | 0 | 0 | 0 | 0 | 0 | 0 | 0 | 0 |  | 0 | 0 | 0 | 0 | 0 | 0 | 0 | 0 | 0 | 0 | 0 | 0 | 0 | 0 | 0 | 0 | 0 | 0 | 0 | 0 | 0 | 0 | 0 | 0 | 0 | 0 | 0 | 0 | 0 | 0 | 0 | 0 | 0 | 0 | 0 | 0 |  | 0 | 0 | 0 | 0 | 0 | 0 | 0 | 0 | 0 | 0 | 0 | 0 | 0 | 0 | 0 | 0 | 0 | 0 | 0 | 0 | 0 | 0 | 0 | 0 | 0 | 0 | 0 | 0 | 0 | 0 | 0 | 0 | 0 | 0 | 0 | 0 |  | 0 | 0 | 0 | 0 | 0 | 0 | 0 | 0 | 0 | 0 | 0 | 0 | 0 | 0 | 0 | 0 | 0 | 0 | 0 | 0 | 0 | 0 | 0 | 0 | 0 | 0 | 0 | 0 | 0 | 0 | 0 | 0 | 0 | 0 | 0 | 0 |  | 1 | 1 | 1 | 1 | 1 | 1 | 1 | 1 | 1 | 0
PG&E KERN | Smyrna | 115 | 0 | 0 | 0 | 0 | 0 | 0 | 0 | 0 | 0 | 0 | 0 | 0 | 0 | 0 | 0 | 0 | 0 | 0 | 0 | 0 |  | 0 | 0 | 0 | 0 | 0 | 0 | 0 | 0 | 0 | 0 | 0 | 0 | 0 | 0 | 0 | 0 | 0 | 0 | 0 | 0 | 0 | 0 | 0 | 0 | 0 | 0 | 0 | 0 | 0 | 0 | 0 | 0 | 0 | 0 | 0 | 0 |  | 0 | 0 | 0 | 0 | 0 | 0 | 0 | 0 | 0 | 0 | 0 | 0 | 0 | 0 | 0 | 0 | 0 | 0 | 0 | 0 | 0 | 0 | 0 | 0 | 0 | 0 | 0 | 0 | 0 | 0 | 0 | 0 | 0 | 0 | 0 | 0 |  | 0 | 0 | 0 | 0 | 0 | 0 | 0 | 0 | 0 | 0 | 0 | 0 | 0 | 0 | 0 | 0 | 0 | 0 | 0 | 0 | 0 | 0 | 0 | 0 | 0 | 0 | 0 | 0 | 0 | 0 | 0 | 0 | 0 | 0 | 0 | 0 |  | 0 | 0 | 0 | 0 | 0 | 0 | 0 | 0 | 0 | 0 | 0 | 0 | 0 | 0 | 0 | 0 | 0 | 0 | 0 | 0 | 0 | 0 | 0 | 0 | 0 | 0 | 0 | 0 | 0 | 0 | 0 | 0 | 0 | 0 | 0 | 0 |  | 1 | 1 | 1 | 1 | 1 | 1 | 1 | 1 | 1 | 0
PG&E GBA | Sobrante | 115 | 0 | 0 | 0 | 0 | 0 | 0 | 0 | 0 | 0 | 0 | 0 | 0 | 0 | 40 | 40 | 0 | 0 | 0 | 0 | 1 |  | 0 | 0 | 0 | 0 | 0 | 0 | 0 | 0 | 0 | 0 | 0 | 0 | 0 | 0 | 0 | 0 | 0 | 0 | 0 | 0 | 0 | 0 | 0 | 0 | 0 | 0 | 0 | 0 | 0 | 0 | 2 | 0 | 0 | 0 | 0 | 1 |  | 0 | 0 | 0 | 0 | 0 | 0 | 0 | 0 | 0 | 0 | 0 | 0 | 0 | 0 | 0 | 0 | 0 | 0 | 0 | 0 | 0 | 0 | 0 | 0 | 0 | 0 | 0 | 0 | 0 | 0 | 2 | 0 | 0 | 0 | 0 | 1 |  | 0 | 0 | 0 | 0 | 0 | 0 | 0 | 0 | 0 | 0 | 0 | 0 | 0 | 0 | 0 | 0 | 0 | 0 | 0 | 0 | 0 | 0 | 0 | 0 | 0 | 0 | 0 | 0 | 0 | 0 | 2 | 0 | 0 | 0 | 0 | 1 |  | 0 | 0 | 0 | 0 | 0 | 0 | 0 | 0 | 0 | 0 | 0 | 0 | 0 | 0 | 0 | 0 | 0 | 0 | 0 | 0 | 0 | 0 | 0 | 0 | 0 | 0 | 0 | 0 | 0 | 0 | 2 | 0 | 0 | 0 | 0 | 1 |  | 1 | 1 | 1 | 1 | 1 | 1 | 5- | 1 | 1 | 1
PG&E GBA | Sobrante | 230 | 0 | 0 | 0 | 0 | 0 | 0 | 0 | 0 | 0 | 0 | 0 | 0 | 0 | 0 | 0 | 0 | 0 | 0 | 0 | 0 |  | 0 | 0 | 0 | 0 | 0 | 0 | 0 | 0 | 0 | 0 | 0 | 0 | 0 | 0 | 0 | 0 | 0 | 0 | 0 | 0 | 0 | 0 | 0 | 0 | 0 | 0 | 0 | 0 | 0 | 0 | 0 | 0 | 0 | 0 | 0 | 0 |  | 0 | 0 | 0 | 0 | 0 | 0 | 0 | 0 | 0 | 0 | 0 | 0 | 0 | 0 | 0 | 0 | 0 | 0 | 0 | 0 | 0 | 0 | 0 | 0 | 0 | 0 | 0 | 0 | 0 | 0 | 0 | 0 | 0 | 0 | 0 | 0 |  | 0 | 0 | 0 | 0 | 0 | 0 | 0 | 0 | 0 | 0 | 0 | 0 | 0 | 0 | 0 | 0 | 0 | 0 | 0 | 0 | 0 | 0 | 0 | 0 | 0 | 0 | 0 | 0 | 0 | 0 | 0 | 0 | 0 | 0 | 0 | 0 |  | 0 | 0 | 0 | 0 | 0 | 0 | 0 | 0 | 0 | 0 | 0 | 0 | 0 | 0 | 0 | 0 | 0 | 0 | 0 | 0 | 0 | 0 | 0 | 0 | 0 | 0 | 0 | 0 | 0 | 0 | 0 | 0 | 0 | 0 | 0 | 0 |  | 1 | 1 | 1 | 1 | 1 | 1 | 1 | 1 | 1 | 0
PG&E KERN | Solar | 230 | 0 | 0 | 0 | 0 | 0 | 0 | 0 | 0 | 0 | 0 | 0 | 0 | 0 | 0 | 0 | 0 | 0 | 0 | 0 | 0 |  | 0 | 0 | 0 | 0 | 0 | 0 | 0 | 0 | 0 | 0 | 0 | 0 | 0 | 0 | 0 | 0 | 0 | 0 | 0 | 0 | 0 | 0 | 0 | 0 | 0 | 0 | 0 | 0 | 0 | 0 | 0 | 0 | 0 | 0 | 0 | 0 |  | 0 | 0 | 0 | 0 | 0 | 0 | 0 | 0 | 0 | 0 | 0 | 0 | 0 | 0 | 0 | 0 | 0 | 0 | 0 | 0 | 0 | 0 | 0 | 0 | 0 | 0 | 0 | 0 | 0 | 0 | 0 | 0 | 0 | 0 | 0 | 0 |  | 0 | 0 | 0 | 0 | 0 | 0 | 0 | 0 | 0 | 0 | 0 | 0 | 0 | 0 | 0 | 0 | 0 | 0 | 0 | 0 | 0 | 0 | 0 | 0 | 0 | 0 | 0 | 0 | 0 | 0 | 0 | 0 | 0 | 0 | 0 | 0 |  | 0 | 0 | 0 | 0 | 0 | 0 | 0 | 0 | 0 | 0 | 0 | 0 | 0 | 0 | 0 | 0 | 0 | 0 | 0 | 0 | 0 | 0 | 0 | 0 | 0 | 0 | 0 | 0 | 0 | 0 | 0 | 0 | 0 | 0 | 0 | 0 |  | 1 | 1 | 1 | 1 | 1 | 1 | 1 | 1 | 1 | 0
PG&E GBA | Soledad | 115 | 0 | 0 | 50 | 0 | 50 | 0 | 0 | 0 | 0 | 0 | 0 | 0 | 0 | 0 | 0 | 0 | 0 | 0 | 0 | 1 |  | 0 | 0 | 0 | 0 | 0 | 0 | 0 | 0 | 0 | 0 | 0 | 0 | 0 | 0 | 0 | 0 | 0 | 0 | 0 | 0 | 0 | 0 | 2 | 2 | 0 | 0 | 0 | 0 | 0 | 0 | 0 | 0 | 0 | 0 | 0 | 1 |  | 0 | 0 | 0 | 0 | 0 | 0 | 0 | 0 | 0 | 0 | 0 | 0 | 0 | 0 | 0 | 0 | 0 | 0 | 0 | 0 | 0 | 0 | 2 | 2 | 0 | 0 | 0 | 0 | 0 | 0 | 0 | 0 | 0 | 0 | 0 | 1 |  | 0 | 0 | 0 | 0 | 0 | 0 | 0 | 0 | 0 | 0 | 0 | 0 | 0 | 0 | 0 | 0 | 0 | 0 | 0 | 0 | 0 | 0 | 2 | 2 | 0 | 0 | 0 | 0 | 0 | 0 | 0 | 0 | 0 | 0 | 0 | 1 |  | 0 | 0 | 0 | 0 | 0 | 0 | 0 | 0 | 0 | 0 | 0 | 0 | 0.96 | 0 | 0 | 0 | 0 | 1 | 0 | 0 | 0 | 0 | 2 | 2 | 0 | 0 | 0 | 0 | 0 | 0 | 0 | 0 | 0 | 0 | 0 | 1 |  | 1 | 1 | 5- | 1 | 1 | 1 | 1 | 1 | 1 | 1
PG&E GBA | Soledad | 60 | 0 | 0 | 0 | 0 | 0 | 0 | 0 | 0 | 0 | 0 | 0 | 0 | 0 | 0 | 0 | 0 | 0 | 0 | 0 | 0 |  | 0 | 0 | 0 | 0 | 0 | 0 | 0 | 0 | 0 | 0 | 0 | 0 | 0 | 0 | 0 | 0 | 0 | 0 | 0 | 0 | 0 | 0 | 0 | 0 | 0 | 0 | 0 | 0 | 0 | 0 | 0 | 0 | 0 | 0 | 0 | 0 |  | 0 | 0 | 0 | 0 | 0 | 0 | 0 | 0 | 0 | 0 | 0 | 0 | 0 | 0 | 0 | 0 | 0 | 0 | 0 | 0 | 0 | 0 | 0 | 0 | 0 | 0 | 0 | 0 | 0 | 0 | 0 | 0 | 0 | 0 | 0 | 0 |  | 0 | 0 | 0 | 0 | 0 | 0 | 0 | 0 | 0 | 0 | 0 | 0 | 0 | 0 | 0 | 0 | 0 | 0 | 0 | 0 | 0 | 0 | 0 | 0 | 0 | 0 | 0 | 0 | 0 | 0 | 0 | 0 | 0 | 0 | 0 | 0 |  | 0 | 0 | 0 | 0 | 0 | 0 | 0 | 0 | 0 | 0 | 0 | 0 | 0 | 0 | 0 | 0 | 0 | 0 | 0 | 0 | 0 | 0 | 0 | 0 | 0 | 0 | 0 | 0 | 0 | 0 | 0 | 0 | 0 | 0 | 0 | 0 |  | 1 | 1 | 1 | 1 | 1 | 1 | 1 | 1 | 1 | 0
SDGE | Spring Valley | 69 | 0 | 0 | 0 | 0 | 0 | 0 | 0 | 0 | 0 | 0 | 0 | 0 | 0 | 0 | 0 | 0 | 0 | 0 | 0 | 0 |  | 0 | 0 | 0 | 0 | 0 | 0 | 0 | 0 | 0 | 0 | 0 | 0 | 0 | 0 | 0 | 0 | 0 | 0 | 0 | 0 | 0 | 0 | 0 | 0 | 0 | 0 | 0 | 0 | 0 | 0 | 0 | 0 | 0 | 0 | 0 | 0 |  | 0 | 0 | 0 | 0 | 0 | 0 | 0 | 0 | 0 | 0 | 0 | 0 | 0 | 0 | 0 | 0 | 0 | 0 | 0 | 0 | 0 | 0 | 0 | 0 | 0 | 0 | 0 | 0 | 0 | 0 | 0 | 0 | 0 | 0 | 0 | 0 |  | 0 | 0 | 0 | 0 | 0 | 0 | 0 | 0 | 0 | 0 | 0 | 0 | 0 | 0 | 0 | 0 | 0 | 0 | 0 | 0 | 0 | 0 | 0 | 0 | 0 | 0 | 0 | 0 | 0 | 0 | 0 | 0 | 0 | 0 | 0 | 0 |  | 0 | 0 | 0 | 0 | 0 | 0 | 0 | 0 | 0 | 0 | 0 | 0 | 0 | 0 | 36 | 0 | 0 | 1 | 0 | 0 | 0 | 0 | 0 | 0 | 0 | 0 | 0 | 0 | 0 | 0 | 0 | 0 | -2 | 0 | 0 | 1 |  | 1 | 1 | 1 | 1 | 1 | 1 | 1 | 1+ | 1 | 1
SCE Northern | Springville | 230 | 0 | 0 | 0 | 0 | 0 | 0 | 0 | 0 | 0 | 0 | 0 | 0 | 0 | 0 | 0 | 0 | 0 | 0 | 0 | 0 |  | 0 | 0 | 0 | 0 | 0 | 0 | 0 | 0 | 0 | 0 | 0 | 0 | 0 | 0 | 0 | 0 | 0 | 0 | 0 | 0 | 0 | 0 | 0 | 0 | 0 | 0 | 0 | 0 | 0 | 0 | 0 | 0 | 0 | 0 | 0 | 0 |  | 0 | 0 | 0 | 0 | 0 | 0 | 0 | 0 | 0 | 0 | 14.186 | 0 | 61.186 | 0 | 51.4 | 0 | 0 | 1 | 0 | 0 | 0 | 0 | 0 | 0 | 0 | 0 | 0 | 0 | -2 | 0 | -2 | 0 | -2 | 0 | 0 | 1 |  | 0 | 0 | 0 | 0 | 0 | 0 | 0 | 0 | 0 | 0 | 14.186 | 0 | 525.606 | 0 | 396.4 | 0 | 0 | 1 | 0 | 0 | 0 | 0 | 0 | 0 | 0 | 0 | 0 | 0 | -2 | 0 | -2 | 0 | -2 | 0 | 0 | 1 |  | 0 | 0 | 0 | 0 | 0 | 0 | 0 | 0 | 0 | 0 | 33.489 | 0 | 595.299 | 0 | 681.484 | 0 | 0 | 1 | 0 | 0 | 0 | 0 | 0 | 0 | 0 | 0 | 0 | 0 | -2 | 0 | -2 | 0 | -2 | 0 | 0 | 1 |  | 1 | 1 | 1 | 1 | 1 | 4+ | 4+ | 4+ | 1 | 1
PG&E GBA | Stagg | 230 | 0 | 0 | 0 | 0 | 0 | 0 | 0 | 0 | 0 | 0 | 0 | 0 | 0 | 0 | 0 | 0 | 0 | 0 | 0 | 0 |  | 0 | 0 | 0 | 0 | 0 | 0 | 0 | 0 | 0 | 0 | 0 | 0 | 0 | 0 | 0 | 0 | 0 | 0 | 0 | 0 | 0 | 0 | 0 | 0 | 0 | 0 | 0 | 0 | 0 | 0 | 0 | 0 | 0 | 0 | 0 | 0 |  | 0 | 0 | 0 | 0 | 0 | 0 | 0 | 0 | 0 | 0 | 0 | 0 | 0 | 0 | 20 | 0 | 0 | 1 | 0 | 0 | 0 | 0 | 0 | 0 | 0 | 0 | 0 | 0 | 0 | 0 | 0 | 0 | -2 | 0 | 0 | 1 |  | 0 | 0 | 0 | 0 | 0 | 0 | 0 | 0 | 0 | 0 | 0 | 0 | 0 | 0 | 20 | 0 | 0 | 1 | 0 | 0 | 0 | 0 | 0 | 0 | 0 | 0 | 0 | 0 | 0 | 0 | 0 | 0 | -2 | 0 | 0 | 1 |  | 0 | 0 | 0 | 0 | 0 | 0 | 0 | 0 | 0 | 0 | 0 | 0 | 0 | 0 | 20 | 0 | 0 | 1 | 0 | 0 | 0 | 0 | 0 | 0 | 0 | 0 | 0 | 0 | 0 | 0 | 0 | 0 | -2 | 0 | 0 | 1 |  | 1 | 1 | 1 | 1 | 1 | 1 | 1 | 4+ | 1 | 1
PG&E GBA | Standard Oil | 115 | 0 | 0 | 0 | 0 | 0 | 0 | 0 | 0 | 0 | 0 | 0 | 0 | 0 | 40 | 40 | 0 | 0 | 0 | 0 | 1 |  | 0 | 0 | 0 | 0 | 0 | 0 | 0 | 0 | 0 | 0 | 0 | 0 | 0 | 0 | 0 | 0 | 0 | 0 | 0 | 0 | 0 | 0 | 0 | 0 | 0 | 0 | 0 | 0 | 0 | 0 | 2 | 0 | 0 | 0 | 0 | 1 |  | 0 | 0 | 0 | 0 | 0 | 0 | 0 | 0 | 0 | 0 | 0 | 0 | 0 | 0 | 0 | 0 | 0 | 0 | 0 | 0 | 0 | 0 | 0 | 0 | 0 | 0 | 0 | 0 | 0 | 0 | 2 | 0 | 0 | 0 | 0 | 1 |  | 0 | 0 | 0 | 0 | 0 | 0 | 0 | 0 | 0 | 0 | 0 | 0 | 0 | 0 | 0 | 0 | 0 | 0 | 0 | 0 | 0 | 0 | 0 | 0 | 0 | 0 | 0 | 0 | 0 | 0 | 2 | 0 | 0 | 0 | 0 | 1 |  | 0 | 0 | 0 | 0 | 0 | 0 | 0 | 0 | 0 | 0 | 0 | 0 | 0 | 0 | 0 | 0 | 0 | 0 | 0 | 0 | 0 | 0 | 0 | 0 | 0 | 0 | 0 | 0 | 0 | 0 | 2 | 0 | 0 | 0 | 0 | 1 |  | 1 | 1 | 1 | 1 | 1 | 1 | 5- | 1 | 1 | 1
PG&E GBA | Stanislaus | 115 | 0 | 0 | 0 | 0 | 0 | 0 | 0 | 0 | 0 | 0 | 0 | 0 | 0 | 0 | 0 | 0 | 0 | 0 | 0 | 0 |  | 0 | 0 | 0 | 0 | 0 | 0 | 0 | 0 | 0 | 0 | 0 | 0 | 0 | 0 | 0 | 0 | 0 | 0 | 0 | 0 | 0 | 0 | 0 | 0 | 0 | 0 | 0 | 0 | 0 | 0 | 0 | 0 | 0 | 0 | 0 | 0 |  | 0 | 0 | 0 | 0 | 0 | 0 | 0 | 0 | 0 | 0 | 0 | 0 | 0 | 0 | 0 | 0 | 0 | 0 | 0 | 0 | 0 | 0 | 0 | 0 | 0 | 0 | 0 | 0 | 0 | 0 | 0 | 0 | 0 | 0 | 0 | 0 |  | 0 | 0 | 0 | 0 | 0 | 0 | 0 | 0 | 0 | 0 | 0 | 0 | 0 | 0 | 0 | 0 | 0 | 0 | 0 | 0 | 0 | 0 | 0 | 0 | 0 | 0 | 0 | 0 | 0 | 0 | 0 | 0 | 0 | 0 | 0 | 0 |  | 0 | 0 | 0 | 0 | 0 | 0 | 0 | 0 | 0 | 0 | 0 | 0 | 0 | 0 | 0 | 0 | 0 | 0 | 0 | 0 | 0 | 0 | 0 | 0 | 0 | 0 | 0 | 0 | 0 | 0 | 0 | 0 | 0 | 0 | 0 | 0 |  | 1 | 1 | 1 | 1 | 1 | 1 | 1 | 1 | 1 | 0
PG&E KERN | Stockdale | 115 | 0 | 0 | 0 | 0 | 0 | 0 | 0 | 0 | 0 | 0 | 0 | 0 | 100 | 0 | 100 | 0 | 0 | 0 | 0 | 1 |  | 0 | 0 | 0 | 0 | 0 | 0 | 0 | 0 | 0 | 0 | 0 | 0 | 0 | 0 | 0 | 0 | 0 | 0 | 0 | 0 | 0 | 0 | 0 | 0 | 0 | 0 | 0 | 0 | 0 | 2 | 2 | 0 | 0 | 0 | 0 | 1 |  | 0 | 0 | 0 | 0 | 0 | 0 | 0 | 0 | 0 | 0 | 0 | 0 | 6.032 | 0 | 6.032 | 0 | 0 | 1 | 0 | 0 | 0 | 0 | 0 | 0 | 0 | 0 | 0 | 0 | 0 | 2 | 2 | 0 | -2 | 0 | 0 | 1 |  | 0 | 0 | 0 | 0 | 0 | 0 | 0 | 0 | 0 | 0 | 0 | 0 | 6.032 | 0 | 6.032 | 0 | 0 | 1 | 0 | 0 | 0 | 0 | 0 | 0 | 0 | 0 | 0 | 0 | 0 | 2 | 2 | 0 | -2 | 0 | 0 | 1 |  | 0 | 0 | 0 | 0 | 0 | 0 | 0 | 0 | 0 | 0 | 0 | 0 | 6.032 | 0 | 6.032 | 0 | 0 | 1 | 0 | 0 | 0 | 0 | 0 | 0 | 0 | 0 | 0 | 0 | 0 | 2 | 2 | 0 | -2 | 0 | 0 | 1 |  | 1 | 1 | 1 | 1 | 1 | 1 | 5- | 4+ | 1 | 1
PG&E KERN | Stockdale | 230 | 0 | 0 | 0 | 0 | 0 | 0 | 0 | 0 | 0 | 0 | 0 | 0 | 0 | 0 | 0 | 0 | 0 | 0 | 0 | 0 |  | 0 | 0 | 0 | 0 | 0 | 0 | 0 | 0 | 0 | 0 | 0 | 0 | 0 | 0 | 0 | 0 | 0 | 0 | 0 | 0 | 0 | 0 | 0 | 0 | 0 | 0 | 0 | 0 | 0 | 0 | 0 | 0 | 0 | 0 | 0 | 0 |  | 0 | 0 | 0 | 0 | 0 | 0 | 0 | 0 | 0 | 0 | 0 | 0 | 0 | 0 | 0 | 0 | 0 | 0 | 0 | 0 | 0 | 0 | 0 | 0 | 0 | 0 | 0 | 0 | 0 | 0 | 0 | 0 | 0 | 0 | 0 | 0 |  | 0 | 0 | 0 | 0 | 0 | 0 | 0 | 0 | 0 | 0 | 0 | 0 | 0 | 0 | 0 | 0 | 0 | 0 | 0 | 0 | 0 | 0 | 0 | 0 | 0 | 0 | 0 | 0 | 0 | 0 | 0 | 0 | 0 | 0 | 0 | 0 |  | 0 | 0 | 0 | 0 | 0 | 0 | 0 | 0 | 0 | 0 | 0 | 0 | 0.3 | 0 | 0 | 0 | 0 | 1 | 0 | 0 | 0 | 0 | 0 | 0 | 0 | 0 | 0 | 0 | 0 | 0 | 0 | 0 | 0 | 0 | 0 | 0 |  | 1 | 1 | 1 | 1 | 1 | 1 | 1 | 1 | 1 | 0
PG&E GBA | Stockton A | 115 | 0 | 0 | 0 | 0 | 0 | 0 | 0 | 0 | 0 | 0 | 0 | 0 | 0 | 0 | 0 | 0 | 0 | 0 | 0 | 0 |  | 0 | 0 | 0 | 0 | 0 | 0 | 0 | 0 | 0 | 0 | 0 | 0 | 0 | 0 | 0 | 0 | 0 | 0 | 0 | 0 | 0 | 0 | 0 | 0 | 0 | 0 | 0 | 0 | 0 | 0 | 0 | 0 | 0 | 0 | 0 | 0 |  | 0 | 0 | 0 | 0 | 0 | 0 | 0 | 0 | 0 | 0 | 0 | 0 | 1.1 | 0 | 0 | 0 | 0 | 1 | 0 | 0 | 0 | 0 | 0 | 0 | 0 | 0 | 0 | 0 | 0 | 0 | 0 | 0 | 0 | 0 | 0 | 0 |  | 0 | 0 | 0 | 0 | 0 | 0 | 0 | 0 | 0 | 0 | 0 | 0 | 1.1 | 0 | 0 | 0 | 0 | 1 | 0 | 0 | 0 | 0 | 0 | 0 | 0 | 0 | 0 | 0 | 0 | 0 | -2 | 0 | 0 | 0 | 0 | 1 |  | 0 | 0 | 0 | 0 | 0 | 0 | 0 | 0 | 0 | 0 | 0 | 0 | 1.1 | 0 | 0 | 0 | 0 | 1 | 0 | 0 | 0 | 0 | 0 | 0 | 0 | 0 | 0 | 0 | 0 | 0 | 0 | 0 | 0 | 0 | 0 | 0 |  | 1 | 1 | 1 | 1 | 1 | 1 | 2+ | 1 | 1 | 1
PG&E GBA | Stone | 115 | 0 | 0 | 0 | 0 | 0 | 0 | 0 | 0 | 0 | 0 | 0 | 0 | 0 | 0 | 0 | 0 | 0 | 0 | 0 | 0 |  | 0 | 0 | 0 | 0 | 0 | 0 | 0 | 0 | 0 | 0 | 0 | 0 | 0 | 0 | 0 | 0 | 0 | 0 | 0 | 0 | 0 | 0 | 0 | 0 | 0 | 0 | 0 | 0 | 0 | 0 | 0 | 0 | 0 | 0 | 0 | 0 |  | 0 | 0 | 0 | 0 | 0 | 0 | 0 | 0 | 0 | 0 | 0 | 0 | 1.98 | 0 | 0 | 0 | 0 | 1 | 0 | 0 | 0 | 0 | 0 | 0 | 0 | 0 | 0 | 0 | 0 | 0 | 0 | 0 | 0 | 0 | 0 | 0 |  | 0 | 0 | 0 | 0 | 0 | 0 | 0 | 0 | 0 | 0 | 0 | 0 | 1.98 | 0 | 0 | 0 | 0 | 1 | 0 | 0 | 0 | 0 | 0 | 0 | 0 | 0 | 0 | 0 | 0 | 0 | -2 | 0 | 0 | 0 | 0 | 1 |  | 0 | 0 | 0 | 0 | 0 | 0 | 0 | 0 | 0 | 0 | 0 | 0 | 1.98 | 0 | 0 | 0 | 0 | 1 | 0 | 0 | 0 | 0 | 0 | 0 | 0 | 0 | 0 | 0 | 0 | 0 | 0 | 0 | 0 | 0 | 0 | 0 |  | 1 | 1 | 1 | 1 | 1 | 1 | 2+ | 1 | 1 | 1
PG&E FRESNO | Storey | 230 | 0 | 0 | 0 | 0 | 0 | 0 | 0 | 0 | 0 | 0 | 0 | 0 | 0 | 0 | 0 | 0 | 0 | 0 | 0 | 0 |  | 0 | 0 | 0 | 0 | 0 | 0 | 0 | 0 | 0 | 0 | 0 | 0 | 0 | 0 | 0 | 0 | 0 | 0 | 0 | 0 | 0 | 0 | 0 | 0 | 0 | 0 | 0 | 0 | 0 | 0 | 0 | 0 | 0 | 0 | 0 | 0 |  | 0 | 0 | 0 | 0 | 0 | 0 | 0 | 0 | 0 | 0 | 0 | 0 | 0 | 0 | 0 | 0 | 0 | 0 | 0 | 0 | 0 | 0 | 0 | 0 | 0 | 0 | 0 | 0 | 0 | 0 | 0 | 0 | 0 | 0 | 0 | 0 |  | 0 | 0 | 0 | 0 | 0 | 0 | 0 | 0 | 0 | 0 | 0 | 0 | 0 | 0 | 0 | 0 | 0 | 0 | 0 | 0 | 0 | 0 | 0 | 0 | 0 | 0 | 0 | 0 | 0 | 0 | 0 | 0 | 0 | 0 | 0 | 0 |  | 0 | 0 | 0 | 0 | 0 | 0 | 0 | 0 | 0 | 0 | 0 | 0 | 0 | 0 | 0 | 0 | 0 | 0 | 0 | 0 | 0 | 0 | 0 | 0 | 0 | 0 | 0 | 0 | 0 | 0 | 0 | 0 | 0 | 0 | 0 | 0 |  | 1 | 1 | 1 | 1 | 1 | 1 | 1 | 1 | 1 | 0
PG&E NGBA | Summit | 115 | 0 | 0 | 0 | 0 | 0 | 0 | 0 | 0 | 0 | 0 | 0 | 0 | 0 | 0 | 0 | 0 | 0 | 0 | 0 | 0 |  | 0 | 0 | 0 | 0 | 0 | 0 | 0 | 0 | 0 | 0 | 0 | 0 | 0 | 0 | 0 | 0 | 0 | 0 | 0 | 0 | 0 | 0 | 0 | 0 | 0 | 0 | 0 | 0 | 0 | 0 | 0 | 0 | 0 | 0 | 0 | 0 |  | 0 | 0 | 0 | 0 | 0 | 0 | 0 | 0 | 0 | 0 | 0 | 0 | 0 | 0 | 0 | 0 | 0 | 0 | 0 | 0 | 0 | 0 | 0 | 0 | 0 | 0 | 0 | 0 | 0 | 0 | 0 | 0 | 0 | 0 | 0 | 0 |  | 0 | 0 | 0 | 0 | 0 | 0 | 0 | 0 | 0 | 0 | 0 | 0 | 0 | 0 | 0 | 0 | 0 | 0 | 0 | 0 | 0 | 0 | 0 | 0 | 0 | 0 | 0 | 0 | 0 | 0 | 0 | 0 | 0 | 0 | 0 | 0 |  | 0 | 0 | 0 | 0 | 0 | 0 | 0 | 0 | 0 | 0 | 0 | 0 | 0 | 0 | 0 | 0 | 0 | 0 | 0 | 0 | 0 | 0 | 0 | 0 | 0 | 0 | 0 | 0 | 0 | 0 | 0 | 0 | 0 | 0 | 0 | 0 |  | 1 | 1 | 1 | 1 | 1 | 1 | 1 | 1 | 1 | 0
SDGE | Suncrest | 230 | 0 | 0 | 0 | 0 | 0 | 0 | 0 | 0 | 0 | 0 | 0 | 0 | 0 | 0 | 0 | 0 | 0 | 0 | 0 | 0 |  | 0 | 0 | 0 | 0 | 0 | 0 | 0 | 0 | 0 | 0 | 0 | 0 | 0 | 0 | 0 | 0 | 0 | 0 | 0 | 0 | 0 | 0 | 0 | 0 | 0 | 0 | 0 | 0 | 0 | 0 | 0 | 0 | 0 | 0 | 0 | 0 |  | 0 | 0 | 0 | 0 | 0 | 0 | 0 | 0 | 0 | 0 | 0 | 0 | 0 | 0 | 0 | 0 | 0 | 0 | 0 | 0 | 0 | 0 | 0 | 0 | 0 | 0 | 0 | 0 | 0 | 0 | 0 | 0 | 0 | 0 | 0 | 0 |  | 0 | 0 | 0 | 0 | 0 | 0 | 0 | 0 | 0 | 0 | 0 | 0 | 0 | 0 | 312.96 | 0 | 0 | 1 | 0 | 0 | 0 | 0 | 0 | 0 | 0 | 0 | 0 | 0 | 0 | 0 | 0 | 0 | -2 | 0 | 0 | 1 |  | 0 | 0 | 0 | 0 | 0 | 0 | 0 | 0 | 0 | 0 | 0 | 0 | 0 | 0 | 312.96 | 0 | 0 | 1 | 0 | 0 | 0 | 0 | 0 | 0 | 0 | 0 | 0 | 0 | 0 | 0 | 0 | 0 | -2 | 0 | 0 | 1 |  | 1 | 1 | 1 | 1 | 1 | 1 | 1 | 2+ | 1 | 1
SDGE | Suncrest | 500 | 0 | 0 | 0 | 0 | 0 | 0 | 0 | 0 | 0 | 0 | 0 | 0 | 0 | 0 | 0 | 0 | 0 | 0 | 0 | 0 |  | 0 | 0 | 0 | 0 | 0 | 0 | 0 | 0 | 0 | 0 | 0 | 0 | 0 | 0 | 0 | 0 | 0 | 0 | 0 | 0 | 0 | 0 | 0 | 0 | 0 | 0 | 0 | 0 | 0 | 0 | 0 | 0 | 0 | 0 | 0 | 0 |  | 0 | 0 | 0 | 0 | 0 | 0 | 0 | 0 | 0 | 0 | 0 | 0 | 0 | 0 | 0 | 0 | 0 | 0 | 0 | 0 | 0 | 0 | 0 | 0 | 0 | 0 | 0 | 0 | 0 | 0 | 0 | 0 | 0 | 0 | 0 | 0 |  | 0 | 0 | 0 | 0 | 0 | 0 | 0 | 0 | 0 | 0 | 0 | 0 | 0 | 0 | 0 | 0 | 0 | 0 | 0 | 0 | 0 | 0 | 0 | 0 | 0 | 0 | 0 | 0 | 0 | 0 | 0 | 0 | 0 | 0 | 0 | 0 |  | 0 | 0 | 0 | 0 | 0 | 0 | 0 | 0 | 0 | 0 | 0 | 0 | 0 | 0 | 0 | 0 | 0 | 0 | 0 | 0 | 0 | 0 | 0 | 0 | 0 | 0 | 0 | 0 | 0 | 0 | 0 | 0 | 0 | 0 | 0 | 0 |  | 1 | 1 | 1 | 1 | 1 | 1 | 1 | 1 | 1 | 0
PG&E KERN | Sunrise | 230 | 0 | 0 | 0 | 0 | 0 | 0 | 0 | 0 | 0 | 0 | 0 | 0 | 0 | 0 | 0 | 0 | 0 | 0 | 0 | 0 |  | 0 | 0 | 0 | 0 | 0 | 0 | 0 | 0 | 0 | 0 | 0 | 0 | 0 | 0 | 0 | 0 | 0 | 0 | 0 | 0 | 0 | 0 | 0 | 0 | 0 | 0 | 0 | 0 | 0 | 0 | 0 | 0 | 0 | 0 | 0 | 0 |  | 0 | 0 | 0 | 0 | 0 | 0 | 0 | 0 | 0 | 0 | 0 | 0 | 0 | 0 | 0 | 0 | 0 | 0 | 0 | 0 | 0 | 0 | 0 | 0 | 0 | 0 | 0 | 0 | 0 | 0 | 0 | 0 | 0 | 0 | 0 | 0 |  | 0 | 0 | 0 | 0 | 0 | 0 | 0 | 0 | 0 | 0 | 0 | 0 | 0 | 0 | 0 | 0 | 0 | 0 | 0 | 0 | 0 | 0 | 0 | 0 | 0 | 0 | 0 | 0 | 0 | 0 | 0 | 0 | 0 | 0 | 0 | 0 |  | 0 | 0 | 0 | 0 | 0 | 0 | 0 | 0 | 0 | 0 | 0 | 0 | 0 | 0 | 0 | 0 | 0 | 0 | 0 | 0 | 0 | 0 | 0 | 0 | 0 | 0 | 0 | 0 | 0 | 0 | 0 | 0 | 0 | 0 | 0 | 0 |  | 1 | 1 | 1 | 1 | 1 | 1 | 1 | 1 | 1 | 0
PG&E KERN | Sunset | 230 | 0 | 0 | 0 | 0 | 0 | 0 | 0 | 0 | 0 | 0 | 0 | 0 | 0 | 0 | 0 | 0 | 0 | 0 | 0 | 0 |  | 0 | 0 | 0 | 0 | 0 | 0 | 0 | 0 | 0 | 0 | 0 | 0 | 0 | 0 | 0 | 0 | 0 | 0 | 0 | 0 | 0 | 0 | 0 | 0 | 0 | 0 | 0 | 0 | 0 | 0 | 0 | 0 | 0 | 0 | 0 | 0 |  | 0 | 0 | 0 | 0 | 0 | 0 | 0 | 0 | 0 | 0 | 0 | 0 | 0 | 0 | 0 | 0 | 0 | 0 | 0 | 0 | 0 | 0 | 0 | 0 | 0 | 0 | 0 | 0 | 0 | 0 | 0 | 0 | 0 | 0 | 0 | 0 |  | 0 | 0 | 0 | 0 | 0 | 0 | 0 | 0 | 0 | 0 | 0 | 0 | 0 | 0 | 0 | 0 | 0 | 0 | 0 | 0 | 0 | 0 | 0 | 0 | 0 | 0 | 0 | 0 | 0 | 0 | 0 | 0 | 0 | 0 | 0 | 0 |  | 0 | 0 | 0 | 0 | 0 | 0 | 0 | 0 | 0 | 0 | 0 | 0 | 0 | 0 | 0 | 0 | 0 | 0 | 0 | 0 | 0 | 0 | 0 | 0 | 0 | 0 | 0 | 0 | 0 | 0 | 0 | 0 | 0 | 0 | 0 | 0 |  | 1 | 1 | 1 | 1 | 1 | 1 | 1 | 1 | 1 | 0
PG&E GBA | Swift | 115 | 0 | 0 | 0 | 0 | 0 | 0 | 0 | 0 | 0 | 0 | 0 | 0 | 0 | 0 | 0 | 0 | 0 | 0 | 0 | 0 |  | 0 | 0 | 0 | 0 | 0 | 0 | 0 | 0 | 0 | 0 | 0 | 0 | 0 | 0 | 0 | 0 | 0 | 0 | 0 | 0 | 0 | 0 | 0 | 0 | 0 | 0 | 0 | 0 | 0 | 0 | 0 | 0 | 0 | 0 | 0 | 0 |  | 0 | 0 | 0 | 0 | 0 | 0 | 0 | 0 | 0 | 0 | 0 | 0 | 0 | 0 | 0 | 0 | 0 | 0 | 0 | 0 | 0 | 0 | 0 | 0 | 0 | 0 | 0 | 0 | 0 | 0 | 0 | 0 | 0 | 0 | 0 | 0 |  | 0 | 0 | 0 | 0 | 0 | 0 | 0 | 0 | 0 | 0 | 0 | 0 | 0 | 0 | 0 | 0 | 0 | 0 | 0 | 0 | 0 | 0 | 0 | 0 | 0 | 0 | 0 | 0 | 0 | 0 | 0 | 0 | 0 | 0 | 0 | 0 |  | 0 | 0 | 0 | 0 | 0 | 0 | 0 | 0 | 0 | 0 | 0 | 0 | 0 | 0 | 0 | 0 | 0 | 0 | 0 | 0 | 0 | 0 | 0 | 0 | 0 | 0 | 0 | 0 | 0 | 0 | 0 | 0 | 0 | 0 | 0 | 0 |  | 1 | 1 | 1 | 1 | 1 | 1 | 1 | 1 | 1 | 0
SDGE | Sycamore Canyon | 138 | 0 | 0 | 0 | 0 | 0 | 0 | 0 | 0 | 0 | 0 | 0 | 0 | 0 | 0 | 0 | 0 | 0 | 0 | 200 | 1 |  | 0 | 0 | 0 | 0 | 0 | 0 | 0 | 0 | 0 | 0 | 0 | 0 | 0 | 0 | 0 | 0 | 0 | 0 | 0 | 0 | 0 | 0 | 0 | 0 | 0 | 0 | 0 | 0 | 0 | 0 | 0 | 0 | 0 | 2 | 2 | 1 |  | 0 | 0 | 0 | 0 | 0 | 0 | 0 | 0 | 0 | 0 | 0 | 0 | 0 | 0 | 0 | 0 | 0 | 0 | 0 | 0 | 0 | 0 | 0 | 0 | 0 | 0 | 0 | 0 | 0 | 0 | 0 | 0 | 0 | 2 | 2 | 1 |  | 0 | 0 | 0 | 0 | 0 | 0 | 0 | 0 | 0 | 0 | 0 | 0 | 0 | 0 | 0 | 0 | 0 | 0 | 0 | 0 | 0 | 0 | 0 | 0 | 0 | 0 | 0 | 0 | 0 | 0 | 0 | 0 | 0 | 2 | 2 | 1 |  | 0 | 0 | 0 | 0 | 0 | 0 | 0 | 0 | 0 | 0 | 0 | 0 | 0 | 0 | 0 | 0 | 0 | 0 | 0 | 0 | 0 | 0 | 0 | 0 | 0 | 0 | 0 | 0 | 0 | 0 | 0 | 0 | 0 | 2 | 2 | 1 |  | 1 | 1 | 1 | 1 | 1 | 1 | 1 | 1 | 5- | 1
SDGE | Sycamore Canyon | 230 | 0 | 0 | 0 | 0 | 0 | 0 | 0 | 0 | 0 | 0 | 0 | 0 | 0 | 0 | 0 | 0 | 0 | 0 | 300 | 1 |  | 0 | 0 | 0 | 0 | 0 | 0 | 0 | 0 | 0 | 0 | 0 | 0 | 0 | 0 | 0 | 0 | 0 | 0 | 0 | 0 | 0 | 0 | 0 | 0 | 0 | 0 | 0 | 0 | 0 | 0 | 0 | 0 | 0 | 2 | 2 | 1 |  | 0 | 0 | 0 | 0 | 0 | 0 | 0 | 0 | 0 | 0 | 0 | 0 | 0 | 0 | 0 | 0 | 0 | 0 | 0 | 0 | 0 | 0 | 0 | 0 | 0 | 0 | 0 | 0 | 0 | 0 | 0 | 0 | 0 | 2 | 2 | 1 |  | 0 | 0 | 0 | 0 | 0 | 0 | 0 | 0 | 0 | 0 | 0 | 0 | 0 | 0 | 0 | 0 | 0 | 0 | 0 | 0 | 0 | 0 | 0 | 0 | 0 | 0 | 0 | 0 | 0 | 0 | 0 | 0 | 0 | 2 | 2 | 1 |  | 0 | 0 | 0 | 0 | 0 | 0 | 0 | 0 | 0 | 0 | 0 | 0 | 0 | 0 | 0 | 0 | 500 | 1 | 0 | 0 | 0 | 0 | 0 | 0 | 0 | 0 | 0 | 0 | 0 | 0 | 0 | 0 | 0 | 2 | -2 | 1 |  | 1 | 1 | 1 | 1 | 1 | 1 | 1 | 1 | 3- | 1
SDGE | Sycamore Canyon | 69 | 0 | 0 | 0 | 0 | 0 | 0 | 0 | 0 | 0 | 0 | 0 | 0 | 0 | 0 | 0 | 0 | 0 | 0 | 0 | 0 |  | 0 | 0 | 0 | 0 | 0 | 0 | 0 | 0 | 0 | 0 | 0 | 0 | 0 | 0 | 0 | 0 | 0 | 0 | 0 | 0 | 0 | 0 | 0 | 0 | 0 | 0 | 0 | 0 | 0 | 0 | 0 | 0 | 0 | 0 | 0 | 0 |  | 0 | 0 | 0 | 0 | 0 | 0 | 0 | 0 | 0 | 0 | 0 | 0 | 0 | 0 | 0 | 0 | 0 | 0 | 0 | 0 | 0 | 0 | 0 | 0 | 0 | 0 | 0 | 0 | 0 | 0 | 0 | 0 | 0 | 0 | 0 | 0 |  | 0 | 0 | 0 | 0 | 0 | 0 | 0 | 0 | 0 | 0 | 0 | 0 | 0 | 0 | 0 | 0 | 0 | 0 | 0 | 0 | 0 | 0 | 0 | 0 | 0 | 0 | 0 | 0 | 0 | 0 | 0 | 0 | 0 | 0 | 0 | 0 |  | 0 | 0 | 0 | 0 | 0 | 0 | 0 | 0 | 0 | 0 | 0 | 0 | 0 | 0 | 0 | 0 | 0 | 0 | 0 | 0 | 0 | 0 | 0 | 0 | 0 | 0 | 0 | 0 | 0 | 0 | 0 | 0 | 0 | 0 | 0 | 0 |  | 1 | 1 | 1 | 1 | 1 | 1 | 1 | 1 | 1 | 0
SCE Northern | Sylmar | 230 | 0 | 0 | 0 | 0 | 0 | 0 | 0 | 0 | 0 | 0 | 0 | 0 | 0 | 0 | 0 | 0 | 0 | 0 | 0 | 0 |  | 0 | 0 | 0 | 0 | 0 | 0 | 0 | 0 | 0 | 0 | 0 | 0 | 0 | 0 | 0 | 0 | 0 | 0 | 0 | 0 | 0 | 0 | 0 | 0 | 0 | 0 | 0 | 0 | 0 | 0 | 0 | 0 | 0 | 0 | 0 | 0 |  | 0 | 0 | 0 | 0 | 0 | 0 | 0 | 0 | 0 | 0 | 0 | 0 | 0 | 0 | 0 | 0 | 0 | 0 | 0 | 0 | 0 | 0 | 0 | 0 | 0 | 0 | 0 | 0 | 0 | 0 | 0 | 0 | 0 | 0 | 0 | 0 |  | 0 | 0 | 0 | 0 | 0 | 0 | 0 | 0 | 0 | 0 | 0 | 0 | 0 | 0 | 0 | 0 | 0 | 0 | 0 | 0 | 0 | 0 | 0 | 0 | 0 | 0 | 0 | 0 | 0 | 0 | 0 | 0 | 0 | 0 | 0 | 0 |  | 0 | 0 | 0 | 0 | 0 | 0 | 0 | 0 | 0 | 0 | 0 | 0 | 0 | 0 | 0 | 0 | 0 | 0 | 0 | 0 | 0 | 0 | 0 | 0 | 0 | 0 | 0 | 0 | 0 | 0 | 0 | 0 | 0 | 0 | 0 | 0 |  | 1 | 1 | 1 | 1 | 1 | 1 | 1 | 1 | 1 | 0
PG&E NGBA | Table Mountain | 115 | 0 | 0 | 0 | 0 | 0 | 0 | 0 | 0 | 0 | 0 | 0 | 0 | 0 | 0 | 0 | 0 | 0 | 0 | 0 | 0 |  | 0 | 0 | 0 | 0 | 0 | 0 | 0 | 0 | 0 | 0 | 0 | 0 | 0 | 0 | 0 | 0 | 0 | 0 | 0 | 0 | 0 | 0 | 0 | 0 | 0 | 0 | 0 | 0 | 0 | 0 | 0 | 0 | 0 | 0 | 0 | 0 |  | 0 | 0 | 0 | 0 | 0 | 0 | 0 | 0 | 0 | 0 | 0 | 0 | 0 | 0 | 0 | 0 | 0 | 0 | 0 | 0 | 0 | 0 | 0 | 0 | 0 | 0 | 0 | 0 | 0 | 0 | 0 | 0 | 0 | 0 | 0 | 0 |  | 0 | 0 | 0 | 0 | 0 | 0 | 0 | 0 | 0 | 0 | 0 | 0 | 0 | 0 | 0 | 0 | 0 | 0 | 0 | 0 | 0 | 0 | 0 | 0 | 0 | 0 | 0 | 0 | 0 | 0 | 0 | 0 | 0 | 0 | 0 | 0 |  | 0 | 0 | 0 | 0 | 0 | 0 | 0 | 0 | 0 | 0 | 0 | 0 | 0 | 0 | 0 | 0 | 0 | 0 | 0 | 0 | 0 | 0 | 0 | 0 | 0 | 0 | 0 | 0 | 0 | 0 | 0 | 0 | 0 | 0 | 0 | 0 |  | 1 | 1 | 1 | 1 | 1 | 1 | 1 | 1 | 1 | 0
PG&E NGBA | Table Mountain | 230 | 0 | 0 | 0 | 0 | 0 | 0 | 0 | 0 | 0 | 0 | 0 | 0 | 0 | 0 | 0 | 0 | 0 | 0 | 0 | 0 |  | 0 | 0 | 0 | 0 | 0 | 0 | 0 | 0 | 0 | 0 | 0 | 0 | 0 | 0 | 0 | 0 | 0 | 0 | 0 | 0 | 0 | 0 | 0 | 0 | 0 | 0 | 0 | 0 | 0 | 0 | 0 | 0 | 0 | 0 | 0 | 0 |  | 0 | 0 | 0 | 0 | 0 | 0 | 0 | 0 | 0 | 0 | 0 | 0 | 0 | 0 | 0 | 0 | 0 | 0 | 0 | 0 | 0 | 0 | 0 | 0 | 0 | 0 | 0 | 0 | 0 | 0 | 0 | 0 | 0 | 0 | 0 | 0 |  | 0 | 0 | 0 | 0 | 0 | 0 | 0 | 0 | 0 | 0 | 0 | 0 | 0 | 0 | 0 | 0 | 0 | 0 | 0 | 0 | 0 | 0 | 0 | 0 | 0 | 0 | 0 | 0 | 0 | 0 | 0 | 0 | 0 | 0 | 0 | 0 |  | 0 | 0 | 0 | 0 | 0 | 0 | 0 | 0 | 0 | 0 | 0 | 0 | 0 | 0 | 0 | 0 | 0 | 0 | 0 | 0 | 0 | 0 | 0 | 0 | 0 | 0 | 0 | 0 | 0 | 0 | 0 | 0 | 0 | 0 | 0 | 0 |  | 1 | 1 | 1 | 1 | 1 | 1 | 1 | 1 | 1 | 0
PG&E NGBA | Table Mountain | 500 | 178 | 0 | 0 | 0 | 0 | 0 | 0 | 0 | 0 | 0 | 0 | 0 | 0 | 0 | 0 | 0 | 0 | 0 | 0 | 1 |  | 0 | 0 | 0 | 0 | 0 | 0 | 0 | 0 | 0 | 0 | 0 | 0 | 0 | 0 | 0 | 0 | 0 | 0 | 2 | 2 | 0 | 0 | 0 | 0 | 0 | 0 | 0 | 0 | 0 | 0 | 0 | 0 | 0 | 0 | 0 | 1 |  | 0 | 0 | 0 | 0 | 0 | 0 | 0 | 0 | 0 | 0 | 0 | 0 | 0 | 0 | 0 | 0 | 0 | 0 | 2 | 2 | 0 | 0 | 0 | 0 | 0 | 0 | 0 | 0 | 0 | 0 | 0 | 0 | 0 | 0 | 0 | 1 |  | 0 | 0 | 0 | 0 | 0 | 0 | 0 | 0 | 0 | 0 | 0 | 0 | 0 | 0 | 0 | 0 | 0 | 0 | 2 | 2 | 0 | 0 | 0 | 0 | 0 | 0 | 0 | 0 | 0 | 0 | 0 | 0 | 0 | 0 | 0 | 1 |  | 0 | 0 | 0 | 0 | 0 | 0 | 0 | 0 | 0 | 0 | 0 | 0 | 0 | 0 | 0 | 0 | 0 | 0 | 2 | 2 | 0 | 0 | 0 | 0 | 0 | 0 | 0 | 0 | 0 | 0 | 0 | 0 | 0 | 0 | 0 | 1 |  | 5- | 1 | 1 | 1 | 1 | 1 | 1 | 1 | 1 | 1
PG&E NGBA | Table Mountain | 60 | 0 | 0 | 0 | 0 | 0 | 0 | 0 | 0 | 0 | 0 | 0 | 0 | 0 | 0 | 0 | 0 | 0 | 0 | 0 | 0 |  | 0 | 0 | 0 | 0 | 0 | 0 | 0 | 0 | 0 | 0 | 0 | 0 | 0 | 0 | 0 | 0 | 0 | 0 | 0 | 0 | 0 | 0 | 0 | 0 | 0 | 0 | 0 | 0 | 0 | 0 | 0 | 0 | 0 | 0 | 0 | 0 |  | 0 | 0 | 0 | 0 | 0 | 0 | 0 | 0 | 0 | 0 | 0 | 0 | 0 | 0 | 0 | 0 | 0 | 0 | 0 | 0 | 0 | 0 | 0 | 0 | 0 | 0 | 0 | 0 | 0 | 0 | 0 | 0 | 0 | 0 | 0 | 0 |  | 0 | 0 | 0 | 0 | 0 | 0 | 0 | 0 | 0 | 0 | 0 | 0 | 0 | 0 | 0 | 0 | 0 | 0 | 0 | 0 | 0 | 0 | 0 | 0 | 0 | 0 | 0 | 0 | 0 | 0 | 0 | 0 | 0 | 0 | 0 | 0 |  | 0 | 0 | 0 | 0 | 0 | 0 | 0 | 0 | 0 | 0 | 0 | 0 | 0 | 0 | 0 | 0 | 0 | 0 | 0 | 0 | 0 | 0 | 0 | 0 | 0 | 0 | 0 | 0 | 0 | 0 | 0 | 0 | 0 | 0 | 0 | 0 |  | 1 | 1 | 1 | 1 | 1 | 1 | 1 | 1 | 1 | 0
PG&E KERN | Taft | 115 | 0 | 0 | 0 | 0 | 0 | 0 | 0 | 0 | 0 | 0 | 0 | 0 | 0 | 0 | 0 | 0 | 0 | 0 | 0 | 0 |  | 0 | 0 | 0 | 0 | 0 | 0 | 0 | 0 | 0 | 0 | 0 | 0 | 0 | 0 | 0 | 0 | 0 | 0 | 0 | 0 | 0 | 0 | 0 | 0 | 0 | 0 | 0 | 0 | 0 | 0 | 0 | 0 | 0 | 0 | 0 | 0 |  | 0 | 0 | 0 | 0 | 0 | 0 | 0 | 0 | 0 | 0 | 0 | 0 | 6.81 | 0 | 0 | 0 | 0 | 1 | 0 | 0 | 0 | 0 | 0 | 0 | 0 | 0 | 0 | 0 | 0 | 0 | -2 | 0 | 0 | 0 | 0 | 1 |  | 0 | 0 | 0 | 0 | 0 | 0 | 0 | 0 | 0 | 0 | 0 | 0 | 6.81 | 0 | 0 | 0 | 0 | 1 | 0 | 0 | 0 | 0 | 0 | 0 | 0 | 0 | 0 | 0 | 0 | 0 | -1 | 0 | 0 | 0 | 0 | 1 |  | 0 | 0 | 0 | 0 | 0 | 0 | 0 | 0 | 0 | 0 | 0 | 0 | 6.81 | 0 | 0 | 0 | 0 | 1 | 0 | 0 | 0 | 0 | 0 | 0 | 0 | 0 | 0 | 0 | 0 | 0 | -2 | 0 | 0 | 0 | 0 | 1 |  | 1 | 1 | 1 | 1 | 1 | 1 | 4+ | 1 | 1 | 1
SDGE | Talega | 138 | 0 | 0 | 0 | 0 | 0 | 0 | 0 | 0 | 0 | 0 | 0 | 0 | 0 | 0 | 0 | 0 | 0 | 0 | 0 | 0 |  | 0 | 0 | 0 | 0 | 0 | 0 | 0 | 0 | 0 | 0 | 0 | 0 | 0 | 100 | 200 | 0 | 0 | 1 | 0 | 0 | 0 | 0 | 0 | 0 | 0 | 0 | 0 | 0 | 0 | 0 | 0 | -2 | -2 | 0 | 0 | 1 |  | 0 | 0 | 0 | 0 | 0 | 0 | 0 | 0 | 0 | 0 | 0 | 0 | 0 | 100 | 200 | 0 | 0 | 1 | 0 | 0 | 0 | 0 | 0 | 0 | 0 | 0 | 0 | 0 | 0 | 0 | 0 | -2 | -2 | 0 | 0 | 1 |  | 0 | 0 | 0 | 0 | 0 | 0 | 0 | 0 | 0 | 0 | 0 | 0 | 0 | 100 | 200 | 0 | 0 | 1 | 0 | 0 | 0 | 0 | 0 | 0 | 0 | 0 | 0 | 0 | 0 | 0 | 0 | -2 | -2 | 0 | 0 | 1 |  | 0 | 0 | 0 | 0 | 0 | 0 | 0 | 102.91 | 0 | 0 | 0 | 0 | 0 | 100 | 302.91 | 0 | 0 | 1 | 0 | 0 | 0 | 0 | 0 | 0 | 0 | -2 | 0 | 0 | 0 | 0 | 0 | -2 | -2 | 0 | 0 | 1 |  | 1 | 1 | 1 | 1+ | 1 | 1 | 1 | 4+ | 1 | 1
SDGE | Talega | 230 | 0 | 0 | 0 | 0 | 0 | 0 | 0 | 0 | 0 | 0 | 0 | 0 | 0 | 0 | 0 | 0 | 0 | 0 | 0 | 0 |  | 0 | 0 | 0 | 0 | 0 | 0 | 0 | 0 | 0 | 0 | 0 | 0 | 0 | 0 | 0 | 0 | 0 | 0 | 0 | 0 | 0 | 0 | 0 | 0 | 0 | 0 | 0 | 0 | 0 | 0 | 0 | 0 | 0 | 0 | 0 | 0 |  | 0 | 0 | 0 | 0 | 0 | 0 | 0 | 0 | 0 | 0 | 0 | 0 | 0 | 0 | 0 | 0 | 0 | 0 | 0 | 0 | 0 | 0 | 0 | 0 | 0 | 0 | 0 | 0 | 0 | 0 | 0 | 0 | 0 | 0 | 0 | 0 |  | 0 | 0 | 0 | 0 | 0 | 0 | 0 | 0 | 0 | 0 | 0 | 0 | 0 | 0 | 0 | 0 | 0 | 0 | 0 | 0 | 0 | 0 | 0 | 0 | 0 | 0 | 0 | 0 | 0 | 0 | 0 | 0 | 0 | 0 | 0 | 0 |  | 0 | 0 | 0 | 0 | 0 | 0 | 0 | 0 | 0 | 0 | 0 | 0 | 0 | 0 | 0 | 0 | 0 | 0 | 0 | 0 | 0 | 0 | 0 | 0 | 0 | 0 | 0 | 0 | 0 | 0 | 0 | 0 | 0 | 0 | 0 | 0 |  | 1 | 1 | 1 | 1 | 1 | 1 | 1 | 1 | 1 | 0
PG&E GBA | Tassajara | 230 | 0 | 0 | 0 | 0 | 0 | 0 | 0 | 0 | 0 | 0 | 0 | 0 | 0 | 0 | 0 | 0 | 0 | 0 | 0 | 0 |  | 0 | 0 | 0 | 0 | 0 | 0 | 0 | 0 | 0 | 0 | 0 | 0 | 0 | 0 | 0 | 0 | 0 | 0 | 0 | 0 | 0 | 0 | 0 | 0 | 0 | 0 | 0 | 0 | 0 | 0 | 0 | 0 | 0 | 0 | 0 | 0 |  | 0 | 0 | 0 | 0 | 0 | 0 | 0 | 0 | 0 | 0 | 0 | 0 | 0 | 0 | 0 | 0 | 0 | 0 | 0 | 0 | 0 | 0 | 0 | 0 | 0 | 0 | 0 | 0 | 0 | 0 | 0 | 0 | 0 | 0 | 0 | 0 |  | 0 | 0 | 0 | 0 | 0 | 0 | 0 | 0 | 0 | 0 | 0 | 0 | 0 | 0 | 0 | 0 | 0 | 0 | 0 | 0 | 0 | 0 | 0 | 0 | 0 | 0 | 0 | 0 | 0 | 0 | 0 | 0 | 0 | 0 | 0 | 0 |  | 0 | 0 | 0 | 0 | 0 | 0 | 0 | 0 | 0 | 0 | 0 | 0 | 0 | 0 | 0 | 0 | 0 | 0 | 0 | 0 | 0 | 0 | 0 | 0 | 0 | 0 | 0 | 0 | 0 | 0 | 0 | 0 | 0 | 0 | 0 | 0 |  | 1 | 1 | 1 | 1 | 1 | 1 | 1 | 1 | 1 | 0
PG&E KERN | Tejon | 70 | 0 | 0 | 0 | 0 | 0 | 0 | 0 | 0 | 0 | 0 | 0 | 0 | 0 | 0 | 0 | 0 | 0 | 0 | 0 | 0 |  | 0 | 0 | 0 | 0 | 0 | 0 | 0 | 0 | 0 | 0 | 0 | 0 | 0 | 0 | 0 | 0 | 0 | 0 | 0 | 0 | 0 | 0 | 0 | 0 | 0 | 0 | 0 | 0 | 0 | 0 | 0 | 0 | 0 | 0 | 0 | 0 |  | 0 | 0 | 0 | 0 | 0 | 0 | 0 | 0 | 0 | 0 | 0 | 0 | 13.8275 | 0 | 1.1875 | 0 | 0 | 1 | 0 | 0 | 0 | 0 | 0 | 0 | 0 | 0 | 0 | 0 | 0 | 0 | -2 | 0 | 0 | 0 | 0 | 1 |  | 0 | 0 | 0 | 0 | 0 | 0 | 0 | 0 | 0 | 0 | 0 | 0 | 13.8275 | 0 | 1.1875 | 0 | 0 | 1 | 0 | 0 | 0 | 0 | 0 | 0 | 0 | 0 | 0 | 0 | 0 | 0 | -1 | 0 | 0 | 0 | 0 | 1 |  | 0 | 0 | 0 | 0 | 0 | 0 | 0 | 0 | 0 | 0 | 0 | 0 | 15.8275 | 0 | 1.1875 | 0 | 0 | 1 | 0 | 0 | 0 | 0 | 0 | 0 | 0 | 0 | 0 | 0 | 0 | 0 | -2 | 0 | 0 | 0 | 0 | 1 |  | 1 | 1 | 1 | 1 | 1 | 1 | 4+ | 1 | 1 | 1
SDGE | Telegraph Canyon | 138 | 0 | 0 | 0 | 0 | 0 | 0 | 0 | 0 | 0 | 0 | 0 | 0 | 0 | 0 | 0 | 0 | 0 | 0 | 0 | 0 |  | 0 | 0 | 0 | 0 | 0 | 0 | 0 | 0 | 0 | 0 | 0 | 0 | 0 | 0 | 0 | 0 | 0 | 0 | 0 | 0 | 0 | 0 | 0 | 0 | 0 | 0 | 0 | 0 | 0 | 0 | 0 | 0 | 0 | 0 | 0 | 0 |  | 0 | 0 | 0 | 0 | 0 | 0 | 0 | 0 | 0 | 0 | 0 | 0 | 0 | 0 | 0 | 0 | 0 | 0 | 0 | 0 | 0 | 0 | 0 | 0 | 0 | 0 | 0 | 0 | 0 | 0 | 0 | 0 | 0 | 0 | 0 | 0 |  | 0 | 0 | 0 | 0 | 0 | 0 | 0 | 0 | 0 | 0 | 0 | 0 | 0 | 0 | 0 | 0 | 0 | 0 | 0 | 0 | 0 | 0 | 0 | 0 | 0 | 0 | 0 | 0 | 0 | 0 | 0 | 0 | 0 | 0 | 0 | 0 |  | 0 | 0 | 0 | 0 | 0 | 0 | 0 | 0 | 0 | 0 | 0 | 0 | 0 | 0 | 0 | 0 | 0 | 0 | 0 | 0 | 0 | 0 | 0 | 0 | 0 | 0 | 0 | 0 | 0 | 0 | 0 | 0 | 0 | 0 | 0 | 0 |  | 1 | 1 | 1 | 1 | 1 | 1 | 1 | 1 | 1 | 0
PG&E KERN | Temblor | 115 | 0 | 0 | 0 | 0 | 0 | 0 | 0 | 0 | 0 | 0 | 0 | 0 | 0 | 0 | 0 | 0 | 0 | 0 | 0 | 0 |  | 0 | 0 | 0 | 0 | 0 | 0 | 0 | 0 | 0 | 0 | 0 | 0 | 0 | 0 | 0 | 0 | 0 | 0 | 0 | 0 | 0 | 0 | 0 | 0 | 0 | 0 | 0 | 0 | 0 | 0 | 0 | 0 | 0 | 0 | 0 | 0 |  | 0 | 0 | 0 | 0 | 0 | 0 | 0 | 0 | 0 | 0 | 0 | 0 | 0 | 0 | 20 | 0 | 0 | 1 | 0 | 0 | 0 | 0 | 0 | 0 | 0 | 0 | 0 | 0 | 0 | 0 | 0 | 0 | -2 | 0 | 0 | 1 |  | 0 | 0 | 0 | 0 | 0 | 0 | 0 | 0 | 0 | 0 | 0 | 0 | 0 | 0 | 20 | 0 | 0 | 1 | 0 | 0 | 0 | 0 | 0 | 0 | 0 | 0 | 0 | 0 | 0 | 0 | 0 | 0 | -2 | 0 | 0 | 1 |  | 0 | 0 | 0 | 0 | 0 | 0 | 0 | 0 | 0 | 0 | 0 | 0 | 0 | 0 | 20 | 0 | 0 | 1 | 0 | 0 | 0 | 0 | 0 | 0 | 0 | 0 | 0 | 0 | 0 | 0 | 0 | 0 | -2 | 0 | 0 | 1 |  | 1 | 1 | 1 | 1 | 1 | 1 | 1 | 4+ | 1 | 1
PG&E KERN | Templeton | 230 | 0 | 0 | 0 | 0 | 0 | 0 | 0 | 0 | 0 | 0 | 0 | 0 | 0 | 0 | 0 | 0 | 0 | 0 | 0 | 0 |  | 0 | 0 | 0 | 0 | 0 | 0 | 0 | 0 | 0 | 0 | 0 | 0 | 0 | 0 | 0 | 0 | 0 | 0 | 0 | 0 | 0 | 0 | 0 | 0 | 0 | 0 | 0 | 0 | 0 | 0 | 0 | 0 | 0 | 0 | 0 | 0 |  | 0 | 0 | 0 | 0 | 0 | 0 | 0 | 0 | 0 | 0 | 0 | 0 | 0 | 0 | 0 | 0 | 0 | 0 | 0 | 0 | 0 | 0 | 0 | 0 | 0 | 0 | 0 | 0 | 0 | 0 | 0 | 0 | 0 | 0 | 0 | 0 |  | 0 | 0 | 0 | 0 | 0 | 0 | 0 | 0 | 0 | 0 | 0 | 0 | 0 | 0 | 0 | 0 | 0 | 0 | 0 | 0 | 0 | 0 | 0 | 0 | 0 | 0 | 0 | 0 | 0 | 0 | 0 | 0 | 0 | 0 | 0 | 0 |  | 0 | 0 | 0 | 0 | 0 | 0 | 0 | 0 | 0 | 0 | 0 | 0 | 0 | 0 | 0 | 0 | 0 | 0 | 0 | 0 | 0 | 0 | 0 | 0 | 0 | 0 | 0 | 0 | 0 | 0 | 0 | 0 | 0 | 0 | 0 | 0 |  | 1 | 1 | 1 | 1 | 1 | 1 | 1 | 1 | 1 | 0
PG&E KERN | Templeton | 70 | 0 | 0 | 0 | 0 | 0 | 0 | 0 | 0 | 0 | 0 | 0 | 0 | 0 | 0 | 0 | 0 | 0 | 0 | 200 | 1 |  | 0 | 0 | 0 | 0 | 0 | 0 | 0 | 0 | 0 | 0 | 0 | 0 | 0 | 0 | 0 | 0 | 0 | 0 | 0 | 0 | 0 | 0 | 0 | 0 | 0 | 0 | 0 | 0 | 0 | 0 | 0 | 0 | 0 | 2 | 2 | 1 |  | 0 | 0 | 0 | 0 | 0 | 0 | 0 | 0 | 0 | 0 | 0 | 0 | 0 | 0 | 0 | 0 | 0 | 0 | 0 | 0 | 0 | 0 | 0 | 0 | 0 | 0 | 0 | 0 | 0 | 0 | 0 | 0 | 0 | 2 | 2 | 1 |  | 0 | 0 | 0 | 0 | 0 | 0 | 0 | 0 | 0 | 0 | 0 | 0 | 0 | 0 | 0 | 0 | 0 | 0 | 0 | 0 | 0 | 0 | 0 | 0 | 0 | 0 | 0 | 0 | 0 | 0 | 0 | 0 | 0 | 2 | 2 | 1 |  | 0 | 0 | 0 | 0 | 0 | 0 | 0 | 0 | 0 | 0 | 0 | 0 | 0 | 0 | 0 | 0 | 0 | 0 | 0 | 0 | 0 | 0 | 0 | 0 | 0 | 0 | 0 | 0 | 0 | 0 | 0 | 0 | 0 | 2 | 2 | 1 |  | 1 | 1 | 1 | 1 | 1 | 1 | 1 | 1 | 5- | 1
PG&E GBA | Tesla | 115 | 0 | 0 | 0 | 0 | 0 | 0 | 0 | 0 | 0 | 0 | 0 | 0 | 0 | 0 | 0 | 0 | 0 | 0 | 0 | 0 |  | 0 | 0 | 0 | 0 | 0 | 0 | 0 | 0 | 0 | 0 | 0 | 0 | 0 | 0 | 0 | 0 | 0 | 0 | 0 | 0 | 0 | 0 | 0 | 0 | 0 | 0 | 0 | 0 | 0 | 0 | 0 | 0 | 0 | 0 | 0 | 0 |  | 0 | 0 | 0 | 0 | 0 | 0 | 0 | 0 | 0 | 0 | 0 | 0 | 0 | 0 | 0 | 0 | 0 | 0 | 0 | 0 | 0 | 0 | 0 | 0 | 0 | 0 | 0 | 0 | 0 | 0 | 0 | 0 | 0 | 0 | 0 | 0 |  | 0 | 0 | 0 | 0 | 0 | 0 | 0 | 0 | 0 | 0 | 0 | 0 | 0 | 0 | 0 | 0 | 0 | 0 | 0 | 0 | 0 | 0 | 0 | 0 | 0 | 0 | 0 | 0 | 0 | 0 | 0 | 0 | 0 | 0 | 0 | 0 |  | 0 | 0 | 0 | 0 | 0 | 0 | 0 | 0 | 0 | 0 | 0 | 0 | 0 | 0 | 0 | 0 | 0 | 0 | 0 | 0 | 0 | 0 | 0 | 0 | 0 | 0 | 0 | 0 | 0 | 0 | 0 | 0 | 0 | 0 | 0 | 0 |  | 1 | 1 | 1 | 1 | 1 | 1 | 1 | 1 | 1 | 0
PG&E GBA | Tesla | 230 | 0 | 0 | 0 | 0 | 0 | 0 | 0 | 0 | 0 | 0 | 0 | 0 | 0 | 0 | 0 | 0 | 0 | 0 | 0 | 0 |  | 0 | 0 | 0 | 0 | 60 | 62.5 | 0 | 0 | 0 | 0 | 0 | 0 | 0 | 0 | 0 | 0 | 0 | 1 | 0 | 0 | 0 | 0 | -2 | -2 | 0 | 0 | 0 | 0 | 0 | 0 | 0 | 0 | 0 | 0 | 0 | 1 |  | 0 | 0 | 0 | 0 | 80 | 176.5 | 0 | 0 | 0 | 0 | 0 | 0 | 0 | 175 | 240.12 | 0 | 0 | 1 | 0 | 0 | 0 | 0 | -2 | -2 | 0 | 0 | 0 | 0 | 0 | 0 | 0 | -2 | -2 | 0 | 0 | 1 |  | 0 | 0 | 0 | 0 | 80 | 176.5 | 0 | 0 | 0 | 0 | 0 | 0 | 0 | 675 | 744.12 | 0 | 0 | 1 | 0 | 0 | 0 | 0 | -2 | -2 | 0 | 0 | 0 | 0 | 0 | 0 | 0 | -2 | -2 | 0 | 0 | 1 |  | 0 | 0 | 0 | 0 | 80 | 176.5 | 0 | 0 | 0 | 0 | 0 | 0 | 0 | 675 | 744.12 | 0 | 0 | 1 | 0 | 0 | 0 | 0 | -2 | -2 | 0 | 0 | 0 | 0 | 0 | 0 | 0 | -2 | -2 | 0 | 0 | 1 |  | 1 | 1 | 4+ | 1 | 1 | 1 | 1 | 4+ | 1 | 1
PG&E GBA | Tesla | 500 | 0 | 0 | 0 | 0 | 0 | 4000 | 0 | 4000 | 0 | 0 | 0 | 0 | 0 | 0 | 0 | 0 | 0 | 0 | 0 | 1 |  | 0 | 0 | 0 | 0 | 0 | 408.8 | 0 | 0 | 0 | 0 | 0 | 0 | 410.04 | 400 | 405.9 | 0 | 0 | 1 | 0 | 0 | 0 | 0 | 0 | -2 | 2 | 2 | 0 | 0 | 0 | 0 | -2 | -2 | -2 | 0 | 0 | 1 |  | 0 | 0 | 0 | 0 | 0 | 408.8 | 0 | 0 | 0 | 0 | 0 | 0 | 410.04 | 900 | 921.318 | 0 | 0 | 1 | 0 | 0 | 0 | 0 | 0 | -2 | 2 | 2 | 0 | 0 | 0 | 0 | -2 | -2 | -2 | 0 | 0 | 1 |  | 0 | 0 | 0 | 0 | 0 | 408.8 | 0 | 0 | 0 | 0 | 0 | 0 | 410.04 | 900 | 921.318 | 0 | 0 | 1 | 0 | 0 | 0 | 0 | 0 | -2 | 2 | 2 | 0 | 0 | 0 | 0 | -1 | -2 | -2 | 0 | 0 | 1 |  | 0 | 0 | 0 | 0 | 0 | 408.8 | 0 | 514.368 | 0 | 0 | 0 | 0 | 410.04 | 900 | 1435.686 | 0 | 0 | 1 | 0 | 0 | 0 | 0 | 0 | -2 | 2 | 2 | 0 | 0 | 0 | 0 | -2 | -2 | -2 | 0 | 0 | 1 |  | 1 | 1 | 4+ | 5- | 1 | 1 | 4+ | 4+ | 1 | 1
PG&E KERN | Tevis | 115 | 0 | 0 | 0 | 0 | 0 | 0 | 0 | 0 | 0 | 0 | 0 | 0 | 100 | 0 | 100 | 0 | 0 | 0 | 0 | 1 |  | 0 | 0 | 0 | 0 | 0 | 0 | 0 | 0 | 0 | 0 | 0 | 0 | 0 | 0 | 0 | 0 | 0 | 0 | 0 | 0 | 0 | 0 | 0 | 0 | 0 | 0 | 0 | 0 | 0 | 2 | 2 | 0 | 0 | 0 | 0 | 1 |  | 0 | 0 | 0 | 0 | 0 | 0 | 0 | 0 | 0 | 0 | 0 | 0 | 0 | 0 | 0 | 0 | 0 | 0 | 0 | 0 | 0 | 0 | 0 | 0 | 0 | 0 | 0 | 0 | 0 | 2 | 2 | 0 | 0 | 0 | 0 | 1 |  | 0 | 0 | 0 | 0 | 0 | 0 | 0 | 0 | 0 | 0 | 0 | 0 | 0 | 0 | 0 | 0 | 0 | 0 | 0 | 0 | 0 | 0 | 0 | 0 | 0 | 0 | 0 | 0 | 0 | 2 | 2 | 0 | 0 | 0 | 0 | 1 |  | 0 | 0 | 0 | 0 | 0 | 0 | 0 | 0 | 0 | 0 | 0 | 0 | 0 | 0 | 0 | 0 | 0 | 0 | 0 | 0 | 0 | 0 | 0 | 0 | 0 | 0 | 0 | 0 | 0 | 2 | 2 | 0 | 0 | 0 | 0 | 1 |  | 1 | 1 | 1 | 1 | 1 | 1 | 5- | 1 | 1 | 1
EOP | Thousandaire | 138 | 0 | 0 | 0 | 0 | 0 | 0 | 0 | 0 | 0 | 0 | 0 | 0 | 0 | 0 | 0 | 0 | 0 | 0 | 0 | 0 |  | 0 | 0 | 0 | 0 | 0 | 0 | 0 | 0 | 0 | 0 | 0 | 0 | 0 | 0 | 0 | 0 | 0 | 0 | 0 | 0 | 0 | 0 | 0 | 0 | 0 | 0 | 0 | 0 | 0 | 0 | 0 | 0 | 0 | 0 | 0 | 0 |  | 0 | 0 | 0 | 0 | 0 | 0 | 0 | 0 | 0 | 0 | 0 | 0 | 0 | 0 | 0 | 0 | 0 | 0 | 0 | 0 | 0 | 0 | 0 | 0 | 0 | 0 | 0 | 0 | 0 | 0 | 0 | 0 | 0 | 0 | 0 | 0 |  | 0 | 0 | 0 | 0 | 0 | 0 | 0 | 0 | 0 | 0 | 0 | 0 | 0 | 0 | 0 | 0 | 0 | 0 | 0 | 0 | 0 | 0 | 0 | 0 | 0 | 0 | 0 | 0 | 0 | 0 | 0 | 0 | 0 | 0 | 0 | 0 |  | 0 | 0 | 0 | 0 | 0 | 0 | 0 | 0 | 0 | 0 | 0 | 0 | 0 | 0 | 0 | 0 | 0 | 0 | 0 | 0 | 0 | 0 | 0 | 0 | 0 | 0 | 0 | 0 | 0 | 0 | 0 | 0 | 0 | 0 | 0 | 0 |  | 1 | 1 | 1 | 1 | 1 | 1 | 1 | 1 | 1 | 0
PG&E KERN | Topaz | 230 | 0 | 0 | 0 | 0 | 0 | 0 | 0 | 0 | 0 | 0 | 0 | 0 | 0 | 0 | 0 | 0 | 0 | 0 | 170 | 1 |  | 0 | 0 | 0 | 0 | 0 | 0 | 0 | 0 | 0 | 0 | 0 | 0 | 0 | 0 | 0 | 0 | 0 | 0 | 0 | 0 | 0 | 0 | 0 | 0 | 0 | 0 | 0 | 0 | 0 | 0 | 0 | 0 | 0 | 2 | 2 | 1 |  | 0 | 0 | 0 | 0 | 0 | 0 | 0 | 0 | 0 | 0 | 0 | 0 | 0 | 0 | 0 | 0 | 0 | 0 | 0 | 0 | 0 | 0 | 0 | 0 | 0 | 0 | 0 | 0 | 0 | 0 | 0 | 0 | 0 | 2 | 2 | 1 |  | 0 | 0 | 0 | 0 | 0 | 0 | 0 | 0 | 0 | 0 | 0 | 0 | 0 | 0 | 0 | 0 | 0 | 0 | 0 | 0 | 0 | 0 | 0 | 0 | 0 | 0 | 0 | 0 | 0 | 0 | 0 | 0 | 0 | 2 | 2 | 1 |  | 0 | 0 | 0 | 0 | 0 | 0 | 0 | 0 | 0 | 0 | 0 | 0 | 0 | 0 | 0 | 0 | 0 | 0 | 0 | 0 | 0 | 0 | 0 | 0 | 0 | 0 | 0 | 0 | 0 | 0 | 0 | 0 | 0 | 2 | 2 | 1 |  | 1 | 1 | 1 | 1 | 1 | 1 | 1 | 1 | 5- | 1
SCE NOL | Tortilla | 115 | 0 | 0 | 0 | 0 | 0 | 0 | 0 | 0 | 0 | 0 | 0 | 0 | 0 | 0 | 0 | 0 | 0 | 0 | 0 | 0 |  | 0 | 0 | 0 | 0 | 0 | 0 | 0 | 0 | 0 | 0 | 0 | 0 | 0 | 0 | 0 | 0 | 0 | 0 | 0 | 0 | 0 | 0 | 0 | 0 | 0 | 0 | 0 | 0 | 0 | 0 | 0 | 0 | 0 | 0 | 0 | 0 |  | 0 | 0 | 0 | 0 | 0 | 0 | 0 | 0 | 0 | 0 | 0 | 0 | 0 | 0 | 0 | 0 | 0 | 0 | 0 | 0 | 0 | 0 | 0 | 0 | 0 | 0 | 0 | 0 | 0 | 0 | 0 | 0 | 0 | 0 | 0 | 0 |  | 0 | 0 | 0 | 0 | 0 | 0 | 0 | 0 | 0 | 0 | 0 | 0 | 0 | 0 | 0 | 0 | 0 | 0 | 0 | 0 | 0 | 0 | 0 | 0 | 0 | 0 | 0 | 0 | 0 | 0 | 0 | 0 | 0 | 0 | 0 | 0 |  | 0 | 0 | 0 | 0 | 0 | 0 | 0 | 0 | 0 | 0 | 17.8 | 0 | 40.8 | 0 | 12.6 | 0 | 0 | 1 | 0 | 0 | 0 | 0 | 0 | 0 | 0 | 0 | 0 | 0 | -2 | 0 | -2 | 0 | -2 | 0 | 0 | 1 |  | 1 | 1 | 1 | 1 | 1 | 1+ | 1+ | 1+ | 1 | 1
SDGE | Trabuco | 138 | 0 | 0 | 0 | 0 | 0 | 0 | 0 | 0 | 0 | 0 | 0 | 0 | 0 | 0 | 0 | 0 | 0 | 0 | 0 | 0 |  | 0 | 0 | 0 | 0 | 0 | 0 | 0 | 0 | 0 | 0 | 0 | 0 | 0 | 0 | 0 | 0 | 0 | 0 | 0 | 0 | 0 | 0 | 0 | 0 | 0 | 0 | 0 | 0 | 0 | 0 | 0 | 0 | 0 | 0 | 0 | 0 |  | 0 | 0 | 0 | 0 | 0 | 0 | 0 | 0 | 0 | 0 | 0 | 0 | 0 | 0 | 0 | 0 | 0 | 0 | 0 | 0 | 0 | 0 | 0 | 0 | 0 | 0 | 0 | 0 | 0 | 0 | 0 | 0 | 0 | 0 | 0 | 0 |  | 0 | 0 | 0 | 0 | 0 | 0 | 0 | 0 | 0 | 0 | 0 | 0 | 0 | 0 | 0 | 0 | 0 | 0 | 0 | 0 | 0 | 0 | 0 | 0 | 0 | 0 | 0 | 0 | 0 | 0 | 0 | 0 | 0 | 0 | 0 | 0 |  | 0 | 0 | 0 | 0 | 0 | 0 | 0 | 0 | 0 | 0 | 0 | 0 | 0 | 0 | 0 | 0 | 0 | 0 | 0 | 0 | 0 | 0 | 0 | 0 | 0 | 0 | 0 | 0 | 0 | 0 | 0 | 0 | 0 | 0 | 0 | 0 |  | 1 | 1 | 1 | 1 | 1 | 1 | 1 | 1 | 1 | 0
PG&E GBA | Tracy | 115 | 0 | 0 | 0 | 0 | 0 | 0 | 0 | 0 | 0 | 0 | 0 | 0 | 0 | 0 | 0 | 0 | 0 | 0 | 0 | 0 |  | 0 | 0 | 0 | 0 | 0 | 0 | 0 | 0 | 0 | 0 | 0 | 0 | 0 | 0 | 0 | 0 | 0 | 0 | 0 | 0 | 0 | 0 | 0 | 0 | 0 | 0 | 0 | 0 | 0 | 0 | 0 | 0 | 0 | 0 | 0 | 0 |  | 0 | 0 | 0 | 0 | 0 | 0 | 0 | 0 | 0 | 0 | 0 | 0 | 6.598 | 0 | 1.285 | 0 | 0 | 1 | 0 | 0 | 0 | 0 | 0 | 0 | 0 | 0 | 0 | 0 | 0 | 0 | -2 | 0 | 0 | 0 | 0 | 1 |  | 0 | 0 | 0 | 0 | 0 | 0 | 0 | 0 | 0 | 0 | 0 | 0 | 6.598 | 0 | 1.285 | 0 | 0 | 1 | 0 | 0 | 0 | 0 | 0 | 0 | 0 | 0 | 0 | 0 | 0 | 0 | -1 | 0 | 0 | 0 | 0 | 1 |  | 0 | 0 | 0 | 0 | 0 | 0 | 0 | 0 | 0 | 0 | 0 | 0 | 9.598 | 0 | 2.57 | 0 | 0 | 1 | 0 | 0 | 0 | 0 | 0 | 0 | 0 | 0 | 0 | 0 | 0 | 0 | -2 | 0 | 0 | 0 | 0 | 1 |  | 1 | 1 | 1 | 1 | 1 | 1 | 4+ | 1 | 1 | 1
PG&E FRESNO | Tranquility | 230 | 0 | 0 | 0 | 0 | 0 | 0 | 0 | 0 | 0 | 0 | 0 | 0 | 210 | 0 | 210 | 0 | 0 | 0 | 0 | 1 |  | 0 | 0 | 0 | 0 | 0 | 0 | 0 | 0 | 0 | 0 | 0 | 0 | 316.09 | 50.5 | 50.5 | 0 | 0 | 1 | 0 | 0 | 0 | 0 | 0 | 0 | 0 | 0 | 0 | 0 | 0 | 2 | -2 | -2 | -2 | 0 | 0 | 1 |  | 0 | 0 | 0 | 0 | 0 | 0 | 0 | 0 | 0 | 0 | 0 | 0 | 722.03 | 485.5 | 720.25 | 0 | 0 | 1 | 0 | 0 | 0 | 0 | 0 | 0 | 0 | 0 | 0 | 0 | 0 | 2 | -2 | -2 | -2 | 0 | 0 | 1 |  | 0 | 0 | 0 | 0 | 0 | 0 | 0 | 0 | 0 | 0 | 0 | 0 | 722.03 | 485.5 | 720.25 | 0 | 0 | 1 | 0 | 0 | 0 | 0 | 0 | 0 | 0 | 0 | 0 | 0 | 0 | 2 | -2 | -2 | -2 | 0 | 0 | 1 |  | 0 | 0 | 0 | 0 | 0 | 0 | 0 | 0 | 0 | 0 | 0 | 0 | 722.03 | 485.5 | 720.25 | 0 | 0 | 1 | 0 | 0 | 0 | 0 | 0 | 0 | 0 | 0 | 0 | 0 | 0 | 2 | -2 | -2 | -2 | 0 | 0 | 1 |  | 1 | 1 | 1 | 1 | 1 | 1 | 4+ | 4+ | 1 | 1
PG&E GBA | Trimble | 115 | 0 | 0 | 0 | 0 | 0 | 0 | 0 | 0 | 0 | 0 | 0 | 0 | 0 | 0 | 0 | 0 | 0 | 0 | 0 | 0 |  | 0 | 0 | 0 | 0 | 0 | 0 | 0 | 0 | 0 | 0 | 0 | 0 | 0 | 0 | 0 | 0 | 0 | 0 | 0 | 0 | 0 | 0 | 0 | 0 | 0 | 0 | 0 | 0 | 0 | 0 | 0 | 0 | 0 | 0 | 0 | 0 |  | 0 | 0 | 0 | 0 | 0 | 0 | 0 | 0 | 0 | 0 | 0 | 0 | 2.5255 | 0 | 2.5255 | 0 | 0 | 1 | 0 | 0 | 0 | 0 | 0 | 0 | 0 | 0 | 0 | 0 | 0 | 0 | 0 | 0 | 0 | 0 | 0 | 0 |  | 0 | 0 | 0 | 0 | 0 | 0 | 0 | 0 | 0 | 0 | 0 | 0 | 2.5255 | 0 | 2.5255 | 0 | 0 | 1 | 0 | 0 | 0 | 0 | 0 | 0 | 0 | 0 | 0 | 0 | 0 | 0 | -2 | 0 | 0 | 0 | 0 | 1 |  | 0 | 0 | 0 | 0 | 0 | 0 | 0 | 0 | 0 | 0 | 0 | 0 | 2.5255 | 0 | 2.5255 | 0 | 0 | 1 | 0 | 0 | 0 | 0 | 0 | 0 | 0 | 0 | 0 | 0 | 0 | 0 | 0 | 0 | 0 | 0 | 0 | 0 |  | 1 | 1 | 1 | 1 | 1 | 1 | 2+ | 1 | 1 | 1
EOP | Trout Canyon | 230 | 0 | 0 | 0 | 0 | 0 | 0 | 0 | 0 | 0 | 0 | 0 | 0 | 835 | 216 | 1051 | 0 | 60 | 60 | 0 | 1 |  | 0 | 0 | 0 | 0 | 0 | 0 | 0 | 0 | 0 | 0 | 0 | 0 | 0 | 0 | 0 | 0 | 0 | 0 | 0 | 0 | 0 | 0 | 0 | 0 | 0 | 0 | 0 | 0 | 0 | 2 | 2 | 2 | 2 | 0 | 0 | 1 |  | 0 | 0 | 0 | 0 | 0 | 0 | 0 | 0 | 0 | 0 | 0 | 416.6667 | 2172.37 | 1369 | 1914.1267 | 0 | 0 | 1 | 0 | 0 | 0 | 0 | 0 | 0 | 0 | 0 | 0 | 0 | 0 | 2 | -2 | -2 | -2 | 0 | 0 | 1 |  | 0 | 0 | 0 | 0 | 0 | 0 | 0 | 0 | 0 | 0 | 0 | 416.6667 | 2479.37 | 1369 | 2221.1267 | 0 | 0 | 1 | 0 | 0 | 0 | 0 | 0 | 0 | 0 | 0 | 0 | 0 | 0 | 2 | -2 | -2 | -2 | 0 | 0 | 1 |  | 0 | 0 | 0 | 0 | 0 | 0 | 0 | 0 | 0 | 0 | 0 | 416.6667 | 2479.37 | 1369 | 2221.1267 | 0 | 0 | 1 | 0 | 0 | 0 | 0 | 0 | 0 | 0 | 0 | 0 | 0 | 0 | 2 | -2 | -2 | -2 | 0 | 0 | 1 |  | 1 | 1 | 1 | 1 | 1 | 1 | 4+ | 4+ | 1 | 1
EOP | Trout Canyon | 500 | 0 | 0 | 0 | 0 | 0 | 0 | 0 | 0 | 0 | 0 | 0 | 0 | 0 | 0 | 0 | 0 | 0 | 0 | 0 | 0 |  | 0 | 0 | 0 | 0 | 0 | 0 | 0 | 0 | 0 | 0 | 0 | 0 | 0 | 0 | 0 | 0 | 0 | 0 | 0 | 0 | 0 | 0 | 0 | 0 | 0 | 0 | 0 | 0 | 0 | 0 | 0 | 0 | 0 | 0 | 0 | 0 |  | 0 | 0 | 0 | 0 | 0 | 0 | 0 | 0 | 0 | 0 | 0 | 0 | 0 | 0 | 0 | 0 | 0 | 0 | 0 | 0 | 0 | 0 | 0 | 0 | 0 | 0 | 0 | 0 | 0 | 0 | 0 | 0 | 0 | 0 | 0 | 0 |  | 0 | 0 | 0 | 0 | 0 | 0 | 0 | 0 | 0 | 0 | 0 | 0 | 0 | 0 | 0 | 0 | 0 | 0 | 0 | 0 | 0 | 0 | 0 | 0 | 0 | 0 | 0 | 0 | 0 | 0 | 0 | 0 | 0 | 0 | 0 | 0 |  | 0 | 0 | 0 | 0 | 0 | 0 | 0 | 0 | 0 | 0 | 0 | 0 | 0 | 0 | 0 | 0 | 0 | 0 | 0 | 0 | 0 | 0 | 0 | 0 | 0 | 0 | 0 | 0 | 0 | 0 | 0 | 0 | 0 | 0 | 0 | 0 |  | 1 | 1 | 1 | 1 | 1 | 1 | 1 | 1 | 1 | 0
PG&E NGBA | Tulucay | 230 | 115 | 0 | 0 | 0 | 0 | 0 | 0 | 0 | 0 | 0 | 0 | 0 | 0 | 0 | 0 | 0 | 0 | 0 | 0 | 1 |  | 0 | 0 | 0 | 0 | 0 | 0 | 0 | 0 | 0 | 0 | 0 | 0 | 0 | 0 | 0 | 0 | 0 | 0 | 2 | 2 | 0 | 0 | 0 | 0 | 0 | 0 | 0 | 0 | 0 | 0 | 0 | 0 | 0 | 0 | 0 | 1 |  | 0 | 0 | 0 | 0 | 0 | 0 | 0 | 0 | 0 | 0 | 0 | 0 | 0 | 0 | 0 | 0 | 0 | 0 | 2 | 2 | 0 | 0 | 0 | 0 | 0 | 0 | 0 | 0 | 0 | 0 | 0 | 0 | 0 | 0 | 0 | 1 |  | 0 | 0 | 0 | 0 | 0 | 0 | 0 | 0 | 0 | 0 | 0 | 0 | 0 | 0 | 252 | 0 | 0 | 1 | 2 | 2 | 0 | 0 | 0 | 0 | 0 | 0 | 0 | 0 | 0 | 0 | 0 | 0 | -2 | 0 | 0 | 1 |  | 0 | 0 | 0 | 0 | 0 | 0 | 0 | 0 | 0 | 0 | 0 | 0 | 0 | 0 | 252 | 0 | 0 | 1 | 2 | 2 | 0 | 0 | 0 | 0 | 0 | 0 | 0 | 0 | 0 | 0 | 0 | 0 | -2 | 0 | 0 | 1 |  | 5- | 1 | 1 | 1 | 1 | 1 | 1 | 2+ | 1 | 1
PG&E NGBA | Tulucay | 60 | 0 | 0 | 0 | 0 | 0 | 0 | 0 | 0 | 0 | 0 | 0 | 0 | 0 | 0 | 0 | 0 | 0 | 0 | 0 | 0 |  | 0 | 0 | 0 | 0 | 0 | 0 | 0 | 0 | 0 | 0 | 0 | 0 | 0 | 0 | 0 | 0 | 0 | 0 | 0 | 0 | 0 | 0 | 0 | 0 | 0 | 0 | 0 | 0 | 0 | 0 | 0 | 0 | 0 | 0 | 0 | 0 |  | 0 | 0 | 0 | 0 | 0 | 0 | 0 | 0 | 0 | 0 | 0 | 24.5 | 24.5 | 0 | 0 | 0 | 0 | 1 | 0 | 0 | 0 | 0 | 0 | 0 | 0 | 0 | 0 | 0 | 0 | -2 | -2 | 0 | 0 | 0 | 0 | 1 |  | 0 | 0 | 0 | 0 | 0 | 0 | 0 | 0 | 0 | 0 | 0 | 24.5 | 24.5 | 0 | 0 | 0 | 0 | 1 | 0 | 0 | 0 | 0 | 0 | 0 | 0 | 0 | 0 | 0 | 0 | -2 | -1 | 0 | 0 | 0 | 0 | 1 |  | 0 | 0 | 0 | 0 | 0 | 0 | 0 | 0 | 0 | 0 | 0 | 24.5 | 24.5 | 0 | 0 | 0 | 0 | 1 | 0 | 0 | 0 | 0 | 0 | 0 | 0 | 0 | 0 | 0 | 0 | -2 | -2 | 0 | 0 | 0 | 0 | 1 |  | 1 | 1 | 1 | 1 | 1 | 1 | 4+ | 1 | 1 | 1
PG&E KERN | Tupman | 115 | 0 | 0 | 0 | 0 | 0 | 0 | 0 | 0 | 0 | 0 | 0 | 0 | 0 | 0 | 0 | 0 | 0 | 0 | 0 | 0 |  | 0 | 0 | 0 | 0 | 0 | 0 | 0 | 0 | 0 | 0 | 0 | 0 | 0 | 0 | 0 | 0 | 0 | 0 | 0 | 0 | 0 | 0 | 0 | 0 | 0 | 0 | 0 | 0 | 0 | 0 | 0 | 0 | 0 | 0 | 0 | 0 |  | 0 | 0 | 0 | 0 | 0 | 0 | 0 | 0 | 0 | 0 | 0 | 0 | 15.432 | 0 | 0 | 0 | 0 | 1 | 0 | 0 | 0 | 0 | 0 | 0 | 0 | 0 | 0 | 0 | 0 | 0 | -2 | 0 | 0 | 0 | 0 | 1 |  | 0 | 0 | 0 | 0 | 0 | 0 | 0 | 0 | 0 | 0 | 0 | 0 | 15.432 | 0 | 0 | 0 | 0 | 1 | 0 | 0 | 0 | 0 | 0 | 0 | 0 | 0 | 0 | 0 | 0 | 0 | -1 | 0 | 0 | 0 | 0 | 1 |  | 0 | 0 | 0 | 0 | 0 | 0 | 0 | 0 | 0 | 0 | 0 | 0 | 15.432 | 0 | 0 | 0 | 0 | 1 | 0 | 0 | 0 | 0 | 0 | 0 | 0 | 0 | 0 | 0 | 0 | 0 | -2 | 0 | 0 | 0 | 0 | 1 |  | 1 | 1 | 1 | 1 | 1 | 1 | 4+ | 1 | 1 | 1
PG&E NGBA | Ukiah | 115 | 0 | 0 | 0 | 0 | 0 | 0 | 0 | 0 | 0 | 0 | 0 | 0 | 0 | 0 | 0 | 0 | 0 | 0 | 0 | 0 |  | 0 | 0 | 0 | 0 | 0 | 0 | 0 | 0 | 0 | 0 | 0 | 0 | 0 | 0 | 0 | 0 | 0 | 0 | 0 | 0 | 0 | 0 | 0 | 0 | 0 | 0 | 0 | 0 | 0 | 0 | 0 | 0 | 0 | 0 | 0 | 0 |  | 0 | 0 | 0 | 0 | 0 | 0 | 0 | 0 | 0 | 0 | 0 | 0 | 0 | 0 | 0 | 0 | 0 | 0 | 0 | 0 | 0 | 0 | 0 | 0 | 0 | 0 | 0 | 0 | 0 | 0 | 0 | 0 | 0 | 0 | 0 | 0 |  | 0 | 0 | 0 | 0 | 0 | 0 | 0 | 0 | 0 | 0 | 0 | 0 | 0 | 0 | 0 | 0 | 0 | 0 | 0 | 0 | 0 | 0 | 0 | 0 | 0 | 0 | 0 | 0 | 0 | 0 | 0 | 0 | 0 | 0 | 0 | 0 |  | 0 | 0 | 0 | 0 | 0 | 0 | 0 | 0 | 0 | 0 | 0 | 0 | 0 | 0 | 0 | 0 | 0 | 0 | 0 | 0 | 0 | 0 | 0 | 0 | 0 | 0 | 0 | 0 | 0 | 0 | 0 | 0 | 0 | 0 | 0 | 0 |  | 1 | 1 | 1 | 1 | 1 | 1 | 1 | 1 | 1 | 0
PG&E KERN | Union (Estrella) | 70 | 0 | 0 | 0 | 0 | 0 | 0 | 0 | 0 | 0 | 0 | 0 | 0 | 0 | 0 | 0 | 0 | 0 | 0 | 0 | 0 |  | 0 | 0 | 0 | 0 | 0 | 0 | 0 | 0 | 0 | 0 | 0 | 0 | 0 | 0 | 0 | 0 | 0 | 0 | 0 | 0 | 0 | 0 | 0 | 0 | 0 | 0 | 0 | 0 | 0 | 0 | 0 | 0 | 0 | 0 | 0 | 0 |  | 0 | 0 | 0 | 0 | 0 | 0 | 0 | 0 | 0 | 0 | 0 | 0 | 0 | 0 | 0 | 0 | 0 | 0 | 0 | 0 | 0 | 0 | 0 | 0 | 0 | 0 | 0 | 0 | 0 | 0 | 0 | 0 | 0 | 0 | 0 | 0 |  | 0 | 0 | 0 | 0 | 0 | 0 | 0 | 0 | 0 | 0 | 0 | 0 | 0 | 0 | 0 | 0 | 0 | 0 | 0 | 0 | 0 | 0 | 0 | 0 | 0 | 0 | 0 | 0 | 0 | 0 | 0 | 0 | 0 | 0 | 0 | 0 |  | 0 | 0 | 0 | 0 | 0 | 0 | 0 | 0 | 0 | 0 | 0 | 0 | 0 | 0 | 0 | 0 | 0 | 0 | 0 | 0 | 0 | 0 | 0 | 0 | 0 | 0 | 0 | 0 | 0 | 0 | 0 | 0 | 0 | 0 | 0 | 0 |  | 1 | 1 | 1 | 1 | 1 | 1 | 1 | 1 | 1 | 0
PG&E NGBA | Vaca Dixon | 115 | 0 | 0 | 0 | 0 | 0 | 0 | 0 | 0 | 0 | 0 | 0 | 0 | 0 | 0 | 0 | 0 | 0 | 0 | 0 | 0 |  | 0 | 0 | 0 | 0 | 0 | 0 | 0 | 0 | 0 | 0 | 0 | 0 | 0 | 0 | 0 | 0 | 0 | 0 | 0 | 0 | 0 | 0 | 0 | 0 | 0 | 0 | 0 | 0 | 0 | 0 | 0 | 0 | 0 | 0 | 0 | 0 |  | 0 | 0 | 0 | 0 | 0 | 0 | 0 | 0 | 0 | 0 | 0 | 0 | 0 | 0 | 0 | 0 | 0 | 0 | 0 | 0 | 0 | 0 | 0 | 0 | 0 | 0 | 0 | 0 | 0 | 0 | 0 | 0 | 0 | 0 | 0 | 0 |  | 0 | 0 | 0 | 0 | 0 | 0 | 0 | 0 | 0 | 0 | 0 | 0 | 0 | 0 | 102.15 | 0 | 0 | 1 | 0 | 0 | 0 | 0 | 0 | 0 | 0 | 0 | 0 | 0 | 0 | 0 | 0 | 0 | -2 | 0 | 0 | 1 |  | 0 | 0 | 0 | 0 | 0 | 0 | 0 | 0 | 0 | 0 | 0 | 0 | 0 | 0 | 102.15 | 0 | 0 | 1 | 0 | 0 | 0 | 0 | 0 | 0 | 0 | 0 | 0 | 0 | 0 | 0 | 0 | 0 | -2 | 0 | 0 | 1 |  | 1 | 1 | 1 | 1 | 1 | 1 | 1 | 2+ | 1 | 1
PG&E NGBA | Vaca Dixon | 230 | 0 | 0 | 0 | 0 | 0 | 0 | 0 | 0 | 0 | 0 | 0 | 0 | 0 | 160 | 160 | 0 | 0 | 0 | 0 | 1 |  | 0 | 0 | 0 | 0 | 0 | 0 | 0 | 0 | 0 | 0 | 0 | 0 | 0 | 0 | 0 | 0 | 0 | 0 | 0 | 0 | 0 | 0 | 0 | 0 | 0 | 0 | 0 | 0 | 0 | 0 | 2 | 0 | 0 | 0 | 0 | 1 |  | 0 | 0 | 0 | 0 | 0 | 0 | 0 | 0 | 0 | 0 | 0 | 0 | 0 | 0 | 2.75 | 0 | 0 | 1 | 0 | 0 | 0 | 0 | 0 | 0 | 0 | 0 | 0 | 0 | 0 | 0 | 2 | 0 | 0 | 0 | 0 | 1 |  | 0 | 0 | 0 | 0 | 0 | 0 | 0 | 0 | 0 | 0 | 0 | 0 | 0 | 0 | 478.71 | 0 | 0 | 1 | 0 | 0 | 0 | 0 | 0 | 0 | 0 | 0 | 0 | 0 | 0 | 0 | 2 | 0 | -2 | 0 | 0 | 1 |  | 0 | 0 | 0 | 0 | 0 | 0 | 0 | 0 | 0 | 0 | 0 | 0 | 0 | 0 | 478.71 | 0 | 0 | 1 | 0 | 0 | 0 | 0 | 0 | 0 | 0 | 0 | 0 | 0 | 0 | 0 | 2 | 0 | -2 | 0 | 0 | 1 |  | 1 | 1 | 1 | 1 | 1 | 1 | 5- | 2+ | 1 | 1
PG&E NGBA | Vaca Dixon | 500 | 0 | 0 | 0 | 20 | 20 | 0 | 0 | 0 | 0 | 0 | 0 | 0 | 0 | 310 | 310 | 0 | 0 | 0 | 0 | 1 |  | 0 | 0 | 0 | 0 | 0 | 0 | 0 | 0 | 0 | 0 | 0 | 0 | 0 | 0 | 0 | 0 | 0 | 0 | 0 | 0 | 0 | 0 | 0 | 2 | 0 | 0 | 0 | 0 | 0 | 0 | 2 | 0 | 0 | 0 | 0 | 1 |  | 0 | 0 | 0 | 0 | 0 | 0 | 0 | 0 | 0 | 0 | 0 | 0 | 2.914 | 0 | 0 | 0 | 0 | 1 | 0 | 0 | 0 | 0 | 0 | 2 | 0 | 0 | 0 | 0 | 0 | 0 | 2 | 0 | 0 | 0 | 0 | 1 |  | 0 | 0 | 0 | 0 | 0 | 0 | 0 | 0 | 0 | 0 | 0 | 0 | 2.914 | 0 | 710.6 | 0 | 0 | 1 | 0 | 0 | 0 | 0 | 0 | 2 | 0 | 0 | 0 | 0 | 0 | 0 | 2 | 0 | -2 | 0 | 0 | 1 |  | 0 | 0 | 0 | 0 | 0 | 0 | 0 | 0 | 0 | 0 | 0 | 0 | 2.914 | 0 | 710.6 | 0 | 0 | 1 | 0 | 0 | 0 | 0 | 0 | 2 | 0 | 0 | 0 | 0 | 0 | 0 | 2 | 0 | -2 | 0 | 0 | 1 |  | 1 | 1 | 5- | 1 | 1 | 1 | 5- | 2+ | 1 | 1
PG&E NGBA | Vaca Dixon | 60 | 0 | 0 | 0 | 0 | 0 | 0 | 0 | 0 | 0 | 0 | 0 | 0 | 0 | 0 | 0 | 0 | 0 | 0 | 0 | 0 |  | 0 | 0 | 0 | 0 | 0 | 0 | 0 | 0 | 0 | 0 | 0 | 0 | 0 | 0 | 0 | 0 | 0 | 0 | 0 | 0 | 0 | 0 | 0 | 0 | 0 | 0 | 0 | 0 | 0 | 0 | 0 | 0 | 0 | 0 | 0 | 0 |  | 0 | 0 | 0 | 0 | 0 | 0 | 0 | 0 | 0 | 0 | 0 | 0 | 0 | 0 | 0 | 0 | 0 | 0 | 0 | 0 | 0 | 0 | 0 | 0 | 0 | 0 | 0 | 0 | 0 | 0 | 0 | 0 | 0 | 0 | 0 | 0 |  | 0 | 0 | 0 | 0 | 0 | 0 | 0 | 0 | 0 | 0 | 0 | 0 | 0 | 0 | 0 | 0 | 0 | 0 | 0 | 0 | 0 | 0 | 0 | 0 | 0 | 0 | 0 | 0 | 0 | 0 | 0 | 0 | 0 | 0 | 0 | 0 |  | 0 | 0 | 0 | 0 | 0 | 0 | 0 | 0 | 0 | 0 | 0 | 0 | 0 | 0 | 0 | 0 | 0 | 0 | 0 | 0 | 0 | 0 | 0 | 0 | 0 | 0 | 0 | 0 | 0 | 0 | 0 | 0 | 0 | 0 | 0 | 0 |  | 1 | 1 | 1 | 1 | 1 | 1 | 1 | 1 | 1 | 0
SCE Eastern | Valley (SCE) | 500 | 0 | 0 | 0 | 0 | 0 | 0 | 0 | 0 | 0 | 0 | 0 | 0 | 0 | 300 | 300 | 0 | 0 | 0 | 0 | 1 |  | 0 | 0 | 0 | 0 | 0 | 0 | 0 | 0 | 0 | 0 | 0 | 0 | 0 | 60 | 60 | 0 | 0 | 1 | 0 | 0 | 0 | 0 | 0 | 0 | 0 | 0 | 0 | 0 | 0 | 0 | 2 | -2 | -2 | 0 | 0 | 1 |  | 0 | 0 | 0 | 0 | 0 | 0 | 0 | 0 | 0 | 0 | 0 | 0 | 0 | 560 | 567.6 | 0 | 0 | 1 | 0 | 0 | 0 | 0 | 0 | 0 | 0 | 0 | 0 | 0 | 0 | 0 | 2 | -2 | -2 | 0 | 0 | 1 |  | 0 | 0 | 0 | 0 | 0 | 0 | 0 | 0 | 0 | 0 | 0 | 0 | 0 | 560 | 567.6 | 0 | 0 | 1 | 0 | 0 | 0 | 0 | 0 | 0 | 0 | 0 | 0 | 0 | 0 | 0 | 2 | -2 | -2 | 0 | 0 | 1 |  | 0 | 0 | 0 | 0 | 0 | 0 | 0 | 0 | 0 | 0 | 0 | 0 | 0 | 560 | 567.6 | 0 | 0 | 1 | 0 | 0 | 0 | 0 | 0 | 0 | 0 | 0 | 0 | 0 | 0 | 0 | 2 | -2 | -2 | 0 | 0 | 1 |  | 1 | 1 | 1 | 1 | 1 | 1 | 5- | 4+ | 1 | 1
EOP | Valley (VEA) | 138 | 0 | 0 | 0 | 0 | 0 | 0 | 0 | 0 | 0 | 0 | 0 | 0 | 0 | 0 | 0 | 0 | 0 | 0 | 0 | 0 |  | 0 | 0 | 0 | 0 | 0 | 0 | 0 | 0 | 0 | 0 | 0 | 0 | 0 | 40 | 40 | 0 | 0 | 1 | 0 | 0 | 0 | 0 | 0 | 0 | 0 | 0 | 0 | 0 | 0 | 0 | 0 | -2 | -2 | 0 | 0 | 1 |  | 0 | 0 | 0 | 0 | 0 | 0 | 0 | 0 | 0 | 0 | 0 | 0 | 0 | 40 | 40 | 0 | 0 | 1 | 0 | 0 | 0 | 0 | 0 | 0 | 0 | 0 | 0 | 0 | 0 | 0 | 0 | -2 | -2 | 0 | 0 | 1 |  | 0 | 0 | 0 | 0 | 0 | 0 | 0 | 0 | 0 | 0 | 0 | 0 | 0 | 40 | 40 | 0 | 0 | 1 | 0 | 0 | 0 | 0 | 0 | 0 | 0 | 0 | 0 | 0 | 0 | 0 | 0 | -2 | -2 | 0 | 0 | 1 |  | 0 | 0 | 0 | 0 | 0 | 0 | 0 | 0 | 0 | 0 | 0 | 0 | 0 | 40 | 40 | 0 | 0 | 1 | 0 | 0 | 0 | 0 | 0 | 0 | 0 | 0 | 0 | 0 | 0 | 0 | 0 | -2 | -2 | 0 | 0 | 1 |  | 1 | 1 | 1 | 1 | 1 | 1 | 1 | 4+ | 1 | 1
SDGE | Valley Center | 69 | 0 | 0 | 0 | 0 | 0 | 0 | 0 | 0 | 0 | 0 | 0 | 0 | 0 | 0 | 0 | 0 | 0 | 0 | 0 | 0 |  | 0 | 0 | 0 | 0 | 0 | 0 | 0 | 0 | 0 | 0 | 0 | 0 | 0 | 0 | 0 | 0 | 0 | 0 | 0 | 0 | 0 | 0 | 0 | 0 | 0 | 0 | 0 | 0 | 0 | 0 | 0 | 0 | 0 | 0 | 0 | 0 |  | 0 | 0 | 0 | 0 | 0 | 0 | 0 | 0 | 0 | 0 | 0 | 0 | 0 | 0 | 0 | 0 | 0 | 0 | 0 | 0 | 0 | 0 | 0 | 0 | 0 | 0 | 0 | 0 | 0 | 0 | 0 | 0 | 0 | 0 | 0 | 0 |  | 0 | 0 | 0 | 0 | 0 | 0 | 0 | 0 | 0 | 0 | 0 | 0 | 0 | 0 | 0 | 0 | 0 | 0 | 0 | 0 | 0 | 0 | 0 | 0 | 0 | 0 | 0 | 0 | 0 | 0 | 0 | 0 | 0 | 0 | 0 | 0 |  | 0 | 0 | 0 | 0 | 0 | 0 | 0 | 0 | 0 | 0 | 0 | 0 | 9.99 | 0 | 9.99 | 0 | 0 | 1 | 0 | 0 | 0 | 0 | 0 | 0 | 0 | 0 | 0 | 0 | 0 | 0 | -2 | 0 | -2 | 0 | 0 | 1 |  | 1 | 1 | 1 | 1 | 1 | 1 | 1+ | 1+ | 1 | 1
PG&E GBA | Valley Home | 115 | 0 | 0 | 0 | 0 | 0 | 0 | 0 | 0 | 0 | 0 | 0 | 0 | 0 | 0 | 0 | 0 | 0 | 0 | 0 | 0 |  | 0 | 0 | 0 | 0 | 0 | 0 | 0 | 0 | 0 | 0 | 0 | 0 | 0 | 0 | 0 | 0 | 0 | 0 | 0 | 0 | 0 | 0 | 0 | 0 | 0 | 0 | 0 | 0 | 0 | 0 | 0 | 0 | 0 | 0 | 0 | 0 |  | 0 | 0 | 0 | 0 | 0 | 0 | 0 | 0 | 0 | 0 | 0 | 0 | 0 | 0 | 0 | 0 | 0 | 0 | 0 | 0 | 0 | 0 | 0 | 0 | 0 | 0 | 0 | 0 | 0 | 0 | 0 | 0 | 0 | 0 | 0 | 0 |  | 0 | 0 | 0 | 0 | 0 | 0 | 0 | 0 | 0 | 0 | 0 | 0 | 0 | 0 | 0 | 0 | 0 | 0 | 0 | 0 | 0 | 0 | 0 | 0 | 0 | 0 | 0 | 0 | 0 | 0 | 0 | 0 | 0 | 0 | 0 | 0 |  | 0 | 0 | 0 | 0 | 0 | 0 | 0 | 0 | 0 | 0 | 0 | 0 | 0 | 0 | 0 | 0 | 0 | 0 | 0 | 0 | 0 | 0 | 0 | 0 | 0 | 0 | 0 | 0 | 0 | 0 | 0 | 0 | 0 | 0 | 0 | 0 |  | 1 | 1 | 1 | 1 | 1 | 1 | 1 | 1 | 1 | 0
PG&E GBA | Valley Springs | 230 | 0 | 0 | 0 | 0 | 0 | 0 | 0 | 0 | 0 | 0 | 0 | 0 | 0 | 0 | 0 | 0 | 0 | 0 | 0 | 0 |  | 0 | 0 | 0 | 0 | 0 | 0 | 0 | 0 | 0 | 0 | 0 | 0 | 0 | 0 | 0 | 0 | 0 | 0 | 0 | 0 | 0 | 0 | 0 | 0 | 0 | 0 | 0 | 0 | 0 | 0 | 0 | 0 | 0 | 0 | 0 | 0 |  | 0 | 0 | 0 | 0 | 0 | 0 | 0 | 0 | 0 | 0 | 0 | 0 | 0 | 0 | 0 | 0 | 0 | 0 | 0 | 0 | 0 | 0 | 0 | 0 | 0 | 0 | 0 | 0 | 0 | 0 | 0 | 0 | 0 | 0 | 0 | 0 |  | 0 | 0 | 0 | 0 | 0 | 0 | 0 | 0 | 0 | 0 | 0 | 0 | 0 | 0 | 0 | 0 | 0 | 0 | 0 | 0 | 0 | 0 | 0 | 0 | 0 | 0 | 0 | 0 | 0 | 0 | 0 | 0 | 0 | 0 | 0 | 0 |  | 0 | 0 | 0 | 0 | 0 | 0 | 0 | 128.4 | 0 | 0 | 0 | 0 | 99 | 0 | 128.4 | 0 | 0 | 1 | 0 | 0 | 0 | 0 | 0 | 0 | 0 | -2 | 0 | 0 | 0 | 0 | -2 | 0 | -2 | 0 | 0 | 1 |  | 1 | 1 | 1 | 1+ | 1 | 1 | 1+ | 1+ | 1 | 1
PG&E GBA | Valley Springs | 60 | 0 | 0 | 0 | 0 | 0 | 0 | 0 | 0 | 0 | 0 | 0 | 0 | 0 | 0 | 0 | 0 | 0 | 0 | 0 | 0 |  | 0 | 0 | 0 | 0 | 0 | 0 | 0 | 0 | 0 | 0 | 0 | 0 | 0 | 0 | 0 | 0 | 0 | 0 | 0 | 0 | 0 | 0 | 0 | 0 | 0 | 0 | 0 | 0 | 0 | 0 | 0 | 0 | 0 | 0 | 0 | 0 |  | 0 | 0 | 0 | 0 | 0 | 0 | 0 | 0 | 0 | 0 | 0 | 0 | 0 | 100 | 101 | 0 | 0 | 1 | 0 | 0 | 0 | 0 | 0 | 0 | 0 | 0 | 0 | 0 | 0 | 0 | 0 | -2 | -2 | 0 | 0 | 1 |  | 0 | 0 | 0 | 0 | 0 | 0 | 0 | 0 | 0 | 0 | 0 | 0 | 0 | 100 | 101 | 0 | 0 | 1 | 0 | 0 | 0 | 0 | 0 | 0 | 0 | 0 | 0 | 0 | 0 | 0 | 0 | -2 | -2 | 0 | 0 | 1 |  | 0 | 0 | 0 | 0 | 0 | 0 | 0 | 0 | 0 | 0 | 0 | 0 | 0 | 100 | 101 | 0 | 0 | 1 | 0 | 0 | 0 | 0 | 0 | 0 | 0 | 0 | 0 | 0 | 0 | 0 | 0 | -2 | -2 | 0 | 0 | 1 |  | 1 | 1 | 1 | 1 | 1 | 1 | 1 | 4+ | 1 | 1
EOP | Valley Switch | 138 | 0 | 0 | 0 | 0 | 0 | 0 | 0 | 0 | 0 | 0 | 0 | 0 | 0 | 0 | 0 | 0 | 0 | 0 | 0 | 0 |  | 0 | 0 | 0 | 0 | 0 | 0 | 0 | 0 | 0 | 0 | 0 | 0 | 0 | 0 | 0 | 0 | 0 | 0 | 0 | 0 | 0 | 0 | 0 | 0 | 0 | 0 | 0 | 0 | 0 | 0 | 0 | 0 | 0 | 0 | 0 | 0 |  | 0 | 0 | 0 | 0 | 0 | 0 | 0 | 0 | 0 | 0 | 0 | 0 | 0 | 0 | 0 | 0 | 0 | 0 | 0 | 0 | 0 | 0 | 0 | 0 | 0 | 0 | 0 | 0 | 0 | 0 | 0 | 0 | 0 | 0 | 0 | 0 |  | 0 | 0 | 0 | 0 | 0 | 0 | 0 | 0 | 0 | 0 | 0 | 0 | 0 | 0 | 0 | 0 | 0 | 0 | 0 | 0 | 0 | 0 | 0 | 0 | 0 | 0 | 0 | 0 | 0 | 0 | 0 | 0 | 0 | 0 | 0 | 0 |  | 0 | 0 | 0 | 0 | 0 | 0 | 0 | 0 | 0 | 0 | 0 | 0 | 19 | 0 | 0 | 0 | 0 | 1 | 0 | 0 | 0 | 0 | 0 | 0 | 0 | 0 | 0 | 0 | 0 | 0 | -2 | 0 | 0 | 0 | 0 | 1 |  | 1 | 1 | 1 | 1 | 1 | 1 | 1+ | 1 | 1 | 1
EOP | Valley Switch | 230 | 0 | 0 | 0 | 0 | 0 | 0 | 0 | 0 | 0 | 0 | 0 | 0 | 0 | 0 | 0 | 0 | 0 | 0 | 0 | 0 |  | 0 | 0 | 0 | 0 | 0 | 0 | 0 | 0 | 0 | 0 | 0 | 0 | 0 | 0 | 0 | 0 | 0 | 0 | 0 | 0 | 0 | 0 | 0 | 0 | 0 | 0 | 0 | 0 | 0 | 0 | 0 | 0 | 0 | 0 | 0 | 0 |  | 0 | 0 | 0 | 0 | 0 | 0 | 0 | 0 | 0 | 0 | 0 | 0 | 0 | 0 | 0 | 0 | 0 | 0 | 0 | 0 | 0 | 0 | 0 | 0 | 0 | 0 | 0 | 0 | 0 | 0 | 0 | 0 | 0 | 0 | 0 | 0 |  | 0 | 0 | 0 | 0 | 0 | 0 | 0 | 0 | 0 | 0 | 0 | 0 | 0 | 0 | 0 | 0 | 0 | 0 | 0 | 0 | 0 | 0 | 0 | 0 | 0 | 0 | 0 | 0 | 0 | 0 | 0 | 0 | 0 | 0 | 0 | 0 |  | 0 | 0 | 0 | 0 | 0 | 0 | 0 | 460.14 | 0 | 0 | 0 | 0 | 1483.82 | 0 | 460.14 | 0 | 0 | 1 | 0 | 0 | 0 | 0 | 0 | 0 | 0 | -2 | 0 | 0 | 0 | 0 | -2 | 0 | -2 | 0 | 0 | 1 |  | 1 | 1 | 1 | 1+ | 1 | 1 | 1+ | 1+ | 1 | 1
PG&E GBA | Vasco | 230 | 0 | 0 | 0 | 0 | 0 | 0 | 0 | 0 | 0 | 0 | 0 | 0 | 0 | 0 | 0 | 0 | 0 | 0 | 0 | 0 |  | 0 | 0 | 0 | 0 | 0 | 0 | 0 | 0 | 0 | 0 | 0 | 0 | 0 | 0 | 0 | 0 | 0 | 0 | 0 | 0 | 0 | 0 | 0 | 0 | 0 | 0 | 0 | 0 | 0 | 0 | 0 | 0 | 0 | 0 | 0 | 0 |  | 0 | 0 | 0 | 0 | 0 | 0 | 0 | 0 | 0 | 0 | 0 | 0 | 0 | 0 | 0 | 0 | 0 | 0 | 0 | 0 | 0 | 0 | 0 | 0 | 0 | 0 | 0 | 0 | 0 | 0 | 0 | 0 | 0 | 0 | 0 | 0 |  | 0 | 0 | 0 | 0 | 0 | 0 | 0 | 0 | 0 | 0 | 0 | 0 | 0 | 0 | 0 | 0 | 0 | 0 | 0 | 0 | 0 | 0 | 0 | 0 | 0 | 0 | 0 | 0 | 0 | 0 | 0 | 0 | 0 | 0 | 0 | 0 |  | 0 | 0 | 0 | 0 | 0 | 0 | 0 | 0 | 0 | 0 | 0 | 0 | 0 | 0 | 0 | 0 | 0 | 0 | 0 | 0 | 0 | 0 | 0 | 0 | 0 | 0 | 0 | 0 | 0 | 0 | 0 | 0 | 0 | 0 | 0 | 0 |  | 1 | 1 | 1 | 1 | 1 | 1 | 1 | 1 | 1 | 0
PG&E GBA | Vasona | 230 | 0 | 0 | 0 | 0 | 0 | 0 | 0 | 0 | 0 | 0 | 0 | 0 | 0 | 0 | 0 | 0 | 0 | 0 | 0 | 0 |  | 0 | 0 | 0 | 0 | 0 | 0 | 0 | 0 | 0 | 0 | 0 | 0 | 0 | 0 | 0 | 0 | 0 | 0 | 0 | 0 | 0 | 0 | 0 | 0 | 0 | 0 | 0 | 0 | 0 | 0 | 0 | 0 | 0 | 0 | 0 | 0 |  | 0 | 0 | 0 | 0 | 0 | 0 | 0 | 0 | 0 | 0 | 0 | 0 | 0 | 0 | 0 | 0 | 0 | 0 | 0 | 0 | 0 | 0 | 0 | 0 | 0 | 0 | 0 | 0 | 0 | 0 | 0 | 0 | 0 | 0 | 0 | 0 |  | 0 | 0 | 0 | 0 | 0 | 0 | 0 | 0 | 0 | 0 | 0 | 0 | 0 | 0 | 0 | 0 | 0 | 0 | 0 | 0 | 0 | 0 | 0 | 0 | 0 | 0 | 0 | 0 | 0 | 0 | 0 | 0 | 0 | 0 | 0 | 0 |  | 0 | 0 | 0 | 0 | 0 | 0 | 0 | 0 | 0 | 0 | 0 | 0 | 0.345 | 0 | 0 | 0 | 0 | 1 | 0 | 0 | 0 | 0 | 0 | 0 | 0 | 0 | 0 | 0 | 0 | 0 | 0 | 0 | 0 | 0 | 0 | 0 |  | 1 | 1 | 1 | 1 | 1 | 1 | 1 | 1 | 1 | 0
SCE Northern | Vestal | 230 | 0 | 0 | 0 | 0 | 0 | 0 | 0 | 0 | 0 | 0 | 0 | 0 | 92 | 0 | 92 | 0 | 0 | 0 | 0 | 1 |  | 0 | 0 | 0 | 0 | 0 | 0 | 0 | 0 | 0 | 0 | 0 | 0 | 400 | 400 | 400 | 0 | 0 | 1 | 0 | 0 | 0 | 0 | 0 | 0 | 0 | 0 | 0 | 0 | 0 | 2 | -2 | -2 | -2 | 0 | 0 | 1 |  | 0 | 0 | 0 | 0 | 0 | 0 | 0 | 0 | 0 | 0 | 4 | 0 | 54.975 | 0 | 143 | 0 | 0 | 1 | 0 | 0 | 0 | 0 | 0 | 0 | 0 | 0 | 0 | 0 | -2 | 2 | 2 | 0 | -2 | 0 | 0 | 1 |  | 0 | 0 | 0 | 0 | 0 | 0 | 0 | 0 | 0 | 0 | 4 | 0 | 454.975 | 400 | 543 | 0 | 0 | 1 | 0 | 0 | 0 | 0 | 0 | 0 | 0 | 0 | 0 | 0 | -2 | 2 | -1 | -2 | -2 | 0 | 0 | 1 |  | 0 | 0 | 0 | 0 | 0 | 0 | 0 | 0 | 0 | 0 | 6.17 | 0 | 541.891 | 400 | 543 | 0 | 0 | 1 | 0 | 0 | 0 | 0 | 0 | 0 | 0 | 0 | 0 | 0 | -2 | 2 | -2 | -2 | -2 | 0 | 0 | 1 |  | 1 | 1 | 1 | 1 | 1 | 4+ | 2- | 4+ | 1 | 1
SCE Northern | Vestal | 66 | 0 | 0 | 0 | 0 | 0 | 0 | 0 | 0 | 0 | 0 | 0 | 0 | 0 | 0 | 0 | 0 | 0 | 0 | 0 | 0 |  | 0 | 0 | 0 | 0 | 0 | 0 | 0 | 0 | 0 | 0 | 0 | 0 | 0 | 0 | 0 | 0 | 0 | 0 | 0 | 0 | 0 | 0 | 0 | 0 | 0 | 0 | 0 | 0 | 0 | 0 | 0 | 0 | 0 | 0 | 0 | 0 |  | 0 | 0 | 0 | 0 | 0 | 0 | 0 | 0 | 0 | 0 | 0 | 0 | 0 | 0 | 0 | 0 | 0 | 0 | 0 | 0 | 0 | 0 | 0 | 0 | 0 | 0 | 0 | 0 | 0 | 0 | 0 | 0 | 0 | 0 | 0 | 0 |  | 0 | 0 | 0 | 0 | 0 | 0 | 0 | 0 | 0 | 0 | 0 | 0 | 0 | 0 | 0 | 0 | 0 | 0 | 0 | 0 | 0 | 0 | 0 | 0 | 0 | 0 | 0 | 0 | 0 | 0 | 0 | 0 | 0 | 0 | 0 | 0 |  | 0 | 0 | 0 | 0 | 0 | 0 | 0 | 0 | 0 | 0 | 0 | 0 | 0 | 0 | 0 | 0 | 0 | 0 | 0 | 0 | 0 | 0 | 0 | 0 | 0 | 0 | 0 | 0 | 0 | 0 | 0 | 0 | 0 | 0 | 0 | 0 |  | 1 | 1 | 1 | 1 | 1 | 1 | 1 | 1 | 1 | 0
SCE NOL | Victor | 115 | 0 | 0 | 0 | 0 | 0 | 0 | 0 | 0 | 0 | 0 | 0 | 0 | 0 | 0 | 0 | 0 | 0 | 0 | 0 | 0 |  | 0 | 0 | 0 | 0 | 0 | 0 | 0 | 0 | 0 | 0 | 0 | 0 | 0 | 0 | 0 | 0 | 0 | 0 | 0 | 0 | 0 | 0 | 0 | 0 | 0 | 0 | 0 | 0 | 0 | 0 | 0 | 0 | 0 | 0 | 0 | 0 |  | 0 | 0 | 0 | 0 | 0 | 0 | 0 | 0 | 0 | 0 | 0 | 0 | 0 | 0 | 0 | 0 | 0 | 0 | 0 | 0 | 0 | 0 | 0 | 0 | 0 | 0 | 0 | 0 | 0 | 0 | 0 | 0 | 0 | 0 | 0 | 0 |  | 0 | 0 | 0 | 0 | 0 | 0 | 0 | 0 | 0 | 0 | 0 | 0 | 0 | 0 | 0 | 0 | 0 | 0 | 0 | 0 | 0 | 0 | 0 | 0 | 0 | 0 | 0 | 0 | 0 | 0 | 0 | 0 | 0 | 0 | 0 | 0 |  | 0 | 0 | 0 | 0 | 0 | 0 | 0 | 0 | 0 | 0 | 0.066 | 0 | 1.8 | 0 | 0 | 0 | 0 | 1 | 0 | 0 | 0 | 0 | 0 | 0 | 0 | 0 | 0 | 0 | -2 | 0 | 0 | 0 | 0 | 0 | 0 | 1 |  | 1 | 1 | 1 | 1 | 1 | 1+ | 1 | 1 | 1 | 1
SCE NOL | Victor | 230 | 0 | 0 | 0 | 0 | 0 | 0 | 0 | 0 | 0 | 0 | 0 | 0 | 0 | 0 | 0 | 53.5 | 0 | 53.5 | 0 | 1 |  | 0 | 0 | 0 | 0 | 0 | 0 | 0 | 0 | 0 | 0 | 0 | 0 | 0 | 0 | 0 | 0 | 0 | 0 | 0 | 0 | 0 | 0 | 0 | 0 | 0 | 0 | 0 | 0 | 0 | 0 | 0 | 2 | 2 | 0 | 0 | 1 |  | 0 | 0 | 0 | 0 | 0 | 0 | 0 | 0 | 0 | 0 | 1.884 | 0 | 11.634 | 0 | 22.294 | 0 | 0 | 1 | 0 | 0 | 0 | 0 | 0 | 0 | 0 | 0 | 0 | 0 | -2 | 0 | -2 | 2 | 2 | 0 | 0 | 1 |  | 0 | 0 | 0 | 0 | 0 | 0 | 0 | 0 | 0 | 0 | 1.884 | 0 | 11.634 | 400 | 433.054 | 0 | 0 | 1 | 0 | 0 | 0 | 0 | 0 | 0 | 0 | 0 | 0 | 0 | -2 | 0 | -1 | -2 | -2 | 0 | 0 | 1 |  | 0 | 0 | 0 | 0 | 0 | 0 | 0 | 0 | 0 | 0 | 5.53 | 0 | 121.264 | 400 | 641.146 | 0 | 0 | 1 | 0 | 0 | 0 | 0 | 0 | 0 | 0 | 0 | 0 | 0 | -2 | 0 | -2 | -2 | -2 | 0 | 0 | 1 |  | 1 | 1 | 1 | 1 | 1 | 4+ | 4+ | 4+ | 1 | 1
SCE Metro | Viejo | 230 | 0 | 0 | 0 | 0 | 0 | 0 | 0 | 0 | 0 | 0 | 0 | 0 | 0 | 0 | 0 | 0 | 0 | 0 | 0 | 0 |  | 0 | 0 | 0 | 0 | 0 | 0 | 0 | 0 | 0 | 0 | 0 | 0 | 0 | 0 | 0 | 0 | 0 | 0 | 0 | 0 | 0 | 0 | 0 | 0 | 0 | 0 | 0 | 0 | 0 | 0 | 0 | 0 | 0 | 0 | 0 | 0 |  | 0 | 0 | 0 | 0 | 0 | 0 | 0 | 0 | 0 | 0 | 0 | 0 | 0.495 | 0 | 0 | 0 | 0 | 1 | 0 | 0 | 0 | 0 | 0 | 0 | 0 | 0 | 0 | 0 | 0 | 0 | 0 | 0 | 0 | 0 | 0 | 0 |  | 0 | 0 | 0 | 0 | 0 | 0 | 0 | 0 | 0 | 0 | 0 | 0 | 0.495 | 300 | 302.4 | 0 | 0 | 1 | 0 | 0 | 0 | 0 | 0 | 0 | 0 | 0 | 0 | 0 | 0 | 0 | -2 | -2 | -2 | 0 | 0 | 1 |  | 0 | 0 | 0 | 0 | 0 | 0 | 0 | 1029 | 0 | 0 | 0 | 0 | 0.495 | 300 | 1331.4 | 0 | 0 | 1 | 0 | 0 | 0 | 0 | 0 | 0 | 0 | -2 | 0 | 0 | 0 | 0 | 0 | -2 | -2 | 0 | 0 | 1 |  | 1 | 1 | 1 | 1+ | 1 | 1 | 2+ | 4+ | 1 | 1
PG&E GBA | Vierra | 115 | 0 | 0 | 0 | 0 | 0 | 0 | 0 | 0 | 0 | 0 | 0 | 0 | 0 | 0 | 0 | 0 | 0 | 0 | 0 | 0 |  | 0 | 0 | 0 | 0 | 0 | 0 | 0 | 0 | 0 | 0 | 0 | 0 | 0 | 1.104 | 10 | 0 | 0 | 1 | 0 | 0 | 0 | 0 | 0 | 0 | 0 | 0 | 0 | 0 | 0 | 0 | 0 | -2 | -2 | 0 | 0 | 1 |  | 0 | 0 | 0 | 0 | 0 | 0 | 0 | 0 | 0 | 0 | 0 | 0 | 0 | 1.104 | 10 | 0 | 0 | 1 | 0 | 0 | 0 | 0 | 0 | 0 | 0 | 0 | 0 | 0 | 0 | 0 | 0 | 0 | -2 | 0 | 0 | 1 |  | 0 | 0 | 0 | 0 | 0 | 0 | 0 | 0 | 0 | 0 | 0 | 0 | 0 | 1.104 | 10 | 0 | 0 | 1 | 0 | 0 | 0 | 0 | 0 | 0 | 0 | 0 | 0 | 0 | 0 | 0 | 0 | 0 | -2 | 0 | 0 | 1 |  | 0 | 0 | 0 | 0 | 0 | 0 | 0 | 0 | 0 | 0 | 0 | 0 | 0 | 1.104 | 10 | 0 | 0 | 1 | 0 | 0 | 0 | 0 | 0 | 0 | 0 | 0 | 0 | 0 | 0 | 0 | 0 | 0 | -2 | 0 | 0 | 1 |  | 1 | 1 | 1 | 1 | 1 | 1 | 1 | 4+ | 1 | 1
SCE Metro | Villa Park | 230 | 0 | 0 | 0 | 0 | 0 | 0 | 0 | 0 | 0 | 0 | 0 | 0 | 0 | 0 | 0 | 0 | 305.5 | 305.5 | 0 | 1 |  | 0 | 0 | 0 | 0 | 0 | 0 | 0 | 0 | 0 | 0 | 0 | 0 | 0 | 0 | 0 | 0 | 0 | 0 | 0 | 0 | 0 | 0 | 0 | 0 | 0 | 0 | 0 | 0 | 0 | 0 | 0 | 2 | 2 | 0 | 0 | 1 |  | 0 | 0 | 0 | 0 | 0 | 0 | 0 | 0 | 0 | 0 | 0 | 0 | 0 | 0 | 0 | 0 | 0 | 0 | 0 | 0 | 0 | 0 | 0 | 0 | 0 | 0 | 0 | 0 | 0 | 0 | 0 | 2 | 2 | 0 | 0 | 1 |  | 0 | 0 | 0 | 0 | 0 | 0 | 0 | 0 | 0 | 0 | 0 | 0 | 0 | 0 | 0 | 0 | 0 | 0 | 0 | 0 | 0 | 0 | 0 | 0 | 0 | 0 | 0 | 0 | 0 | 0 | 0 | 2 | 2 | 0 | 0 | 1 |  | 0 | 0 | 0 | 0 | 0 | 0 | 0 | 0 | 0 | 0 | 0 | 0 | 0 | 0 | 0 | 0 | 0 | 0 | 0 | 0 | 0 | 0 | 0 | 0 | 0 | 0 | 0 | 0 | 0 | 0 | 0 | 2 | 2 | 0 | 0 | 1 |  | 1 | 1 | 1 | 1 | 1 | 1 | 1 | 5- | 1 | 1
SCE Northern | Vincent | 230 | 0 | 0 | 0 | 0 | 0 | 0 | 0 | 0 | 0 | 0 | 0 | 0 | 0 | 0 | 0 | 0 | 0 | 0 | 200 | 1 |  | 0 | 0 | 0 | 0 | 0 | 0 | 0 | 0 | 0 | 0 | 0 | 0 | 1150 | 1150 | 1155 | 0 | 0 | 1 | 0 | 0 | 0 | 0 | 0 | 0 | 0 | 0 | 0 | 0 | 0 | 0 | -2 | -2 | -2 | 2 | 2 | 1 |  | 0 | 0 | 0 | 0 | 0 | 0 | 0 | 0 | 0 | 0 | 0 | 0 | 1150 | 1270 | 1275 | 0 | 0 | 1 | 0 | 0 | 0 | 0 | 0 | 0 | 0 | 0 | 0 | 0 | 0 | 0 | -2 | -2 | -2 | 2 | 2 | 1 |  | 0 | 0 | 0 | 0 | 0 | 0 | 0 | 0 | 0 | 0 | 0 | 0 | 1303.5 | 2020 | 2212.5 | 0 | 0 | 1 | 0 | 0 | 0 | 0 | 0 | 0 | 0 | 0 | 0 | 0 | 0 | 0 | -2 | -2 | -2 | 2 | 2 | 1 |  | 0 | 0 | 0 | 0 | 0 | 0 | 0 | 1270.9885 | 0 | 0 | 0 | 0 | 1313.5 | 2020 | 3483.4885 | 0 | 0 | 1 | 0 | 0 | 0 | 0 | 0 | 0 | 0 | -2 | 0 | 0 | 0 | 0 | -2 | -2 | -2 | 2 | 2 | 1 |  | 1 | 1 | 1 | 1+ | 1 | 1 | 4+ | 4+ | 5- | 1
SCE Northern | Vincent | 500 | 0 | 0 | 0 | 0 | 0 | 0 | 0 | 0 | 0 | 0 | 0 | 0 | 0 | 0 | 0 | 0 | 0 | 0 | 200 | 1 |  | 0 | 0 | 0 | 0 | 0 | 0 | 0 | 0 | 0 | 0 | 0 | 0 | 0 | 0 | 0 | 0 | 0 | 0 | 0 | 0 | 0 | 0 | 0 | 0 | 0 | 0 | 0 | 0 | 0 | 0 | 0 | 0 | 0 | 2 | 2 | 1 |  | 0 | 0 | 0 | 0 | 0 | 0 | 0 | 0 | 0 | 0 | 0 | 0 | 0 | 0 | 0 | 0 | 0 | 0 | 0 | 0 | 0 | 0 | 0 | 0 | 0 | 0 | 0 | 0 | 0 | 0 | 0 | 0 | 0 | 2 | 2 | 1 |  | 0 | 0 | 0 | 0 | 0 | 0 | 0 | 0 | 0 | 0 | 0 | 0 | 0 | 0 | 0 | 0 | 0 | 0 | 0 | 0 | 0 | 0 | 0 | 0 | 0 | 0 | 0 | 0 | 0 | 0 | 0 | 0 | 0 | 2 | 2 | 1 |  | 0 | 0 | 0 | 0 | 0 | 0 | 0 | 1025.63 | 0 | 0 | 0 | 0 | 0 | 0 | 1025.63 | 0 | 0 | 1 | 0 | 0 | 0 | 0 | 0 | 0 | 0 | -2 | 0 | 0 | 0 | 0 | 0 | 0 | -2 | 2 | 2 | 1 |  | 1 | 1 | 1 | 1+ | 1 | 1 | 1 | 1+ | 5- | 1
PG&E GBA | Vineyard | 230 | 0 | 0 | 0 | 0 | 0 | 0 | 0 | 0 | 0 | 0 | 0 | 0 | 0 | 0 | 0 | 0 | 0 | 0 | 0 | 0 |  | 0 | 0 | 0 | 0 | 0 | 0 | 0 | 0 | 0 | 0 | 0 | 0 | 0 | 0 | 0 | 0 | 0 | 0 | 0 | 0 | 0 | 0 | 0 | 0 | 0 | 0 | 0 | 0 | 0 | 0 | 0 | 0 | 0 | 0 | 0 | 0 |  | 0 | 0 | 0 | 0 | 0 | 0 | 0 | 0 | 0 | 0 | 0 | 0 | 0 | 0 | 0 | 0 | 0 | 0 | 0 | 0 | 0 | 0 | 0 | 0 | 0 | 0 | 0 | 0 | 0 | 0 | 0 | 0 | 0 | 0 | 0 | 0 |  | 0 | 0 | 0 | 0 | 0 | 0 | 0 | 0 | 0 | 0 | 0 | 0 | 0 | 0 | 0 | 0 | 0 | 0 | 0 | 0 | 0 | 0 | 0 | 0 | 0 | 0 | 0 | 0 | 0 | 0 | 0 | 0 | 0 | 0 | 0 | 0 |  | 0 | 0 | 0 | 0 | 0 | 0 | 0 | 0 | 0 | 0 | 0 | 0 | 0 | 0 | 0 | 0 | 0 | 0 | 0 | 0 | 0 | 0 | 0 | 0 | 0 | 0 | 0 | 0 | 0 | 0 | 0 | 0 | 0 | 0 | 0 | 0 |  | 1 | 1 | 1 | 1 | 1 | 1 | 1 | 1 | 1 | 0
SDGE | Vineyard | 69 | 0 | 0 | 0 | 0 | 0 | 0 | 0 | 0 | 0 | 0 | 0 | 0 | 0 | 0 | 0 | 0 | 0 | 0 | 0 | 0 |  | 0 | 0 | 0 | 0 | 0 | 0 | 0 | 0 | 0 | 0 | 0 | 0 | 0 | 0 | 0 | 0 | 0 | 0 | 0 | 0 | 0 | 0 | 0 | 0 | 0 | 0 | 0 | 0 | 0 | 0 | 0 | 0 | 0 | 0 | 0 | 0 |  | 0 | 0 | 0 | 0 | 0 | 0 | 0 | 0 | 0 | 0 | 0 | 0 | 0 | 0 | 0 | 0 | 0 | 0 | 0 | 0 | 0 | 0 | 0 | 0 | 0 | 0 | 0 | 0 | 0 | 0 | 0 | 0 | 0 | 0 | 0 | 0 |  | 0 | 0 | 0 | 0 | 0 | 0 | 0 | 0 | 0 | 0 | 0 | 0 | 0 | 0 | 0 | 0 | 0 | 0 | 0 | 0 | 0 | 0 | 0 | 0 | 0 | 0 | 0 | 0 | 0 | 0 | 0 | 0 | 0 | 0 | 0 | 0 |  | 0 | 0 | 0 | 0 | 0 | 0 | 0 | 0 | 0 | 0 | 0 | 0 | 0 | 0 | 0 | 0 | 0 | 0 | 0 | 0 | 0 | 0 | 0 | 0 | 0 | 0 | 0 | 0 | 0 | 0 | 0 | 0 | 0 | 0 | 0 | 0 |  | 1 | 1 | 1 | 1 | 1 | 1 | 1 | 1 | 1 | 0
SCE Eastern | Vista (SCE) | 230 | 0 | 0 | 0 | 0 | 0 | 0 | 0 | 0 | 0 | 0 | 0 | 0 | 0 | 0 | 0 | 0 | 0 | 0 | 0 | 0 |  | 0 | 0 | 0 | 0 | 0 | 0 | 0 | 0 | 0 | 0 | 0 | 0 | 0 | 0 | 0 | 0 | 0 | 0 | 0 | 0 | 0 | 0 | 0 | 0 | 0 | 0 | 0 | 0 | 0 | 0 | 0 | 0 | 0 | 0 | 0 | 0 |  | 0 | 0 | 0 | 0 | 0 | 0 | 0 | 0 | 0 | 0 | 0 | 0 | 0 | 0 | 260.7 | 0 | 0 | 1 | 0 | 0 | 0 | 0 | 0 | 0 | 0 | 0 | 0 | 0 | 0 | 0 | 0 | 0 | -2 | 0 | 0 | 1 |  | 0 | 0 | 0 | 0 | 0 | 0 | 0 | 0 | 0 | 0 | 0 | 0 | 223.33 | 0 | 371.57 | 0 | 0 | 1 | 0 | 0 | 0 | 0 | 0 | 0 | 0 | 0 | 0 | 0 | 0 | 0 | -1 | 0 | -2 | 0 | 0 | 1 |  | 0 | 0 | 0 | 0 | 0 | 0 | 0 | 0 | 0 | 0 | 0 | 0 | 223.33 | 0 | 492.79 | 0 | 0 | 1 | 0 | 0 | 0 | 0 | 0 | 0 | 0 | 0 | 0 | 0 | 0 | 0 | -2 | 0 | -2 | 0 | 0 | 1 |  | 1 | 1 | 1 | 1 | 1 | 1 | 2+ | 4+ | 1 | 1
EOP | Vista (VEA) | 138 | 0 | 0 | 0 | 0 | 0 | 0 | 0 | 0 | 0 | 0 | 0 | 0 | 0 | 0 | 0 | 0 | 0 | 0 | 0 | 0 |  | 0 | 0 | 0 | 0 | 0 | 0 | 0 | 0 | 0 | 0 | 0 | 0 | 0 | 0 | 0 | 0 | 0 | 0 | 0 | 0 | 0 | 0 | 0 | 0 | 0 | 0 | 0 | 0 | 0 | 0 | 0 | 0 | 0 | 0 | 0 | 0 |  | 0 | 0 | 0 | 0 | 0 | 0 | 0 | 0 | 0 | 0 | 0 | 0 | 0 | 0 | 0 | 0 | 0 | 0 | 0 | 0 | 0 | 0 | 0 | 0 | 0 | 0 | 0 | 0 | 0 | 0 | 0 | 0 | 0 | 0 | 0 | 0 |  | 0 | 0 | 0 | 0 | 0 | 0 | 0 | 0 | 0 | 0 | 0 | 0 | 0 | 0 | 0 | 0 | 0 | 0 | 0 | 0 | 0 | 0 | 0 | 0 | 0 | 0 | 0 | 0 | 0 | 0 | 0 | 0 | 0 | 0 | 0 | 0 |  | 0 | 0 | 0 | 0 | 0 | 0 | 0 | 0 | 0 | 0 | 0 | 0 | 0 | 0 | 0 | 0 | 0 | 0 | 0 | 0 | 0 | 0 | 0 | 0 | 0 | 0 | 0 | 0 | 0 | 0 | 0 | 0 | 0 | 0 | 0 | 0 |  | 1 | 1 | 1 | 1 | 1 | 1 | 1 | 1 | 1 | 0
EOP | Vista (VEA) | 230 | 0 | 0 | 0 | 0 | 0 | 0 | 0 | 0 | 0 | 0 | 0 | 0 | 200 | 0 | 200 | 0 | 0 | 0 | 0 | 1 |  | 0 | 0 | 0 | 0 | 0 | 0 | 0 | 0 | 0 | 0 | 0 | 0 | 0 | 0 | 0 | 0 | 0 | 0 | 0 | 0 | 0 | 0 | 0 | 0 | 0 | 0 | 0 | 0 | 0 | 2 | 2 | 0 | 0 | 0 | 0 | 1 |  | 0 | 0 | 0 | 0 | 0 | 0 | 0 | 0 | 0 | 0 | 0 | 0 | 0 | 0 | 0 | 0 | 0 | 0 | 0 | 0 | 0 | 0 | 0 | 0 | 0 | 0 | 0 | 0 | 0 | 2 | 2 | 0 | 0 | 0 | 0 | 1 |  | 0 | 0 | 0 | 0 | 0 | 0 | 0 | 0 | 0 | 0 | 0 | 0 | 0 | 0 | 0 | 0 | 0 | 0 | 0 | 0 | 0 | 0 | 0 | 0 | 0 | 0 | 0 | 0 | 0 | 2 | 2 | 0 | 0 | 0 | 0 | 1 |  | 0 | 0 | 0 | 0 | 0 | 0 | 0 | 0 | 0 | 0 | 0 | 0 | 0 | 0 | 0 | 0 | 0 | 0 | 0 | 0 | 0 | 0 | 0 | 0 | 0 | 0 | 0 | 0 | 0 | 2 | 2 | 0 | 0 | 0 | 0 | 1 |  | 1 | 1 | 1 | 1 | 1 | 1 | 5- | 1 | 1 | 1
PG&E FRESNO | Wahtoke | 115 | 0 | 0 | 0 | 0 | 0 | 0 | 0 | 0 | 0 | 0 | 0 | 0 | 0 | 0 | 0 | 0 | 0 | 0 | 0 | 0 |  | 0 | 0 | 0 | 0 | 0 | 0 | 0 | 0 | 0 | 0 | 0 | 0 | 0 | 0 | 0 | 0 | 0 | 0 | 0 | 0 | 0 | 0 | 0 | 0 | 0 | 0 | 0 | 0 | 0 | 0 | 0 | 0 | 0 | 0 | 0 | 0 |  | 0 | 0 | 0 | 0 | 0 | 0 | 0 | 0 | 0 | 0 | 0 | 0 | 3.7445 | 0 | 2.7445 | 0 | 0 | 1 | 0 | 0 | 0 | 0 | 0 | 0 | 0 | 0 | 0 | 0 | 0 | 0 | -2 | 0 | 0 | 0 | 0 | 1 |  | 0 | 0 | 0 | 0 | 0 | 0 | 0 | 0 | 0 | 0 | 0 | 0 | 3.7445 | 0 | 2.7445 | 0 | 0 | 1 | 0 | 0 | 0 | 0 | 0 | 0 | 0 | 0 | 0 | 0 | 0 | 0 | -1 | 0 | 0 | 0 | 0 | 1 |  | 0 | 0 | 0 | 0 | 0 | 0 | 0 | 0 | 0 | 0 | 0 | 0 | 4.7445 | 0 | 2.7445 | 0 | 0 | 1 | 0 | 0 | 0 | 0 | 0 | 0 | 0 | 0 | 0 | 0 | 0 | 0 | -2 | 0 | 0 | 0 | 0 | 1 |  | 1 | 1 | 1 | 1 | 1 | 1 | 4+ | 1 | 1 | 1
SCE Northern | Wakefield | 66 | 0 | 0 | 0 | 0 | 0 | 0 | 0 | 0 | 0 | 0 | 0 | 0 | 140 | 0 | 140 | 0 | 0 | 0 | 100 | 1 |  | 0 | 0 | 0 | 0 | 0 | 0 | 0 | 0 | 0 | 0 | 0 | 0 | 0 | 0 | 0 | 0 | 0 | 0 | 0 | 0 | 0 | 0 | 0 | 0 | 0 | 0 | 0 | 0 | 0 | 2 | 2 | 0 | 0 | 2 | 2 | 1 |  | 0 | 0 | 0 | 0 | 0 | 0 | 0 | 0 | 0 | 0 | 0 | 0 | 0 | 0 | 0 | 0 | 0 | 0 | 0 | 0 | 0 | 0 | 0 | 0 | 0 | 0 | 0 | 0 | 0 | 2 | 2 | 0 | 0 | 2 | 2 | 1 |  | 0 | 0 | 0 | 0 | 0 | 0 | 0 | 0 | 0 | 0 | 0 | 0 | 0 | 0 | 0 | 0 | 0 | 0 | 0 | 0 | 0 | 0 | 0 | 0 | 0 | 0 | 0 | 0 | 0 | 2 | 2 | 0 | 0 | 2 | 2 | 1 |  | 0 | 0 | 0 | 0 | 0 | 0 | 0 | 0 | 0 | 0 | 0 | 0 | 0 | 0 | 0 | 0 | 0 | 0 | 0 | 0 | 0 | 0 | 0 | 0 | 0 | 0 | 0 | 0 | 0 | 2 | 2 | 0 | 0 | 2 | 2 | 1 |  | 1 | 1 | 1 | 1 | 1 | 1 | 5- | 1 | 5- | 1
SCE Metro | Walnut | 230 | 0 | 0 | 0 | 0 | 0 | 0 | 0 | 0 | 0 | 0 | 0 | 0 | 0 | 0 | 0 | 0 | 0 | 0 | 0 | 0 |  | 0 | 0 | 0 | 0 | 0 | 0 | 0 | 0 | 0 | 0 | 0 | 0 | 0 | 200 | 200 | 0 | 0 | 1 | 0 | 0 | 0 | 0 | 0 | 0 | 0 | 0 | 0 | 0 | 0 | 0 | 0 | -2 | -2 | 0 | 0 | 1 |  | 0 | 0 | 0 | 0 | 0 | 0 | 0 | 0 | 0 | 0 | 0 | 0 | 1 | 200 | 200 | 0 | 0 | 1 | 0 | 0 | 0 | 0 | 0 | 0 | 0 | 0 | 0 | 0 | 0 | 0 | 0 | -2 | -2 | 0 | 0 | 1 |  | 0 | 0 | 0 | 0 | 0 | 0 | 0 | 0 | 0 | 0 | 0 | 0 | 1 | 200 | 200 | 0 | 0 | 1 | 0 | 0 | 0 | 0 | 0 | 0 | 0 | 0 | 0 | 0 | 0 | 0 | -2 | -2 | -2 | 0 | 0 | 1 |  | 0 | 0 | 0 | 0 | 0 | 0 | 0 | 0 | 0 | 0 | 0 | 0 | 1 | 200 | 310 | 0 | 0 | 1 | 0 | 0 | 0 | 0 | 0 | 0 | 0 | 0 | 0 | 0 | 0 | 0 | 0 | -2 | -2 | 0 | 0 | 1 |  | 1 | 1 | 1 | 1 | 1 | 1 | 2+ | 4+ | 1 | 1
SCE Northern | Warne | 230 | 0 | 0 | 0 | 0 | 0 | 0 | 0 | 0 | 0 | 0 | 0 | 0 | 0 | 0 | 0 | 0 | 0 | 0 | 0 | 0 |  | 0 | 0 | 0 | 0 | 0 | 0 | 0 | 0 | 0 | 0 | 0 | 0 | 0 | 0 | 0 | 0 | 0 | 0 | 0 | 0 | 0 | 0 | 0 | 0 | 0 | 0 | 0 | 0 | 0 | 0 | 0 | 0 | 0 | 0 | 0 | 0 |  | 0 | 0 | 0 | 0 | 0 | 0 | 0 | 0 | 0 | 0 | 0 | 0 | 0 | 0 | 0 | 0 | 0 | 0 | 0 | 0 | 0 | 0 | 0 | 0 | 0 | 0 | 0 | 0 | 0 | 0 | 0 | 0 | 0 | 0 | 0 | 0 |  | 0 | 0 | 0 | 0 | 0 | 0 | 0 | 0 | 0 | 0 | 0 | 0 | 0 | 0 | 0 | 0 | 0 | 0 | 0 | 0 | 0 | 0 | 0 | 0 | 0 | 0 | 0 | 0 | 0 | 0 | 0 | 0 | 0 | 0 | 0 | 0 |  | 0 | 0 | 0 | 0 | 0 | 0 | 0 | 0 | 0 | 0 | 0 | 0 | 0 | 0 | 0 | 0 | 0 | 0 | 0 | 0 | 0 | 0 | 0 | 0 | 0 | 0 | 0 | 0 | 0 | 0 | 0 | 0 | 0 | 0 | 0 | 0 |  | 1 | 1 | 1 | 1 | 1 | 1 | 1 | 1 | 1 | 0
PG&E GBA | Warnerville | 230 | 0 | 0 | 0 | 0 | 0 | 0 | 0 | 0 | 0 | 0 | 0 | 0 | 0 | 0 | 0 | 0 | 0 | 0 | 0 | 0 |  | 0 | 0 | 0 | 0 | 0 | 0 | 0 | 0 | 0 | 0 | 0 | 0 | 0 | 0 | 0 | 0 | 0 | 0 | 0 | 0 | 0 | 0 | 0 | 0 | 0 | 0 | 0 | 0 | 0 | 0 | 0 | 0 | 0 | 0 | 0 | 0 |  | 0 | 0 | 0 | 0 | 0 | 0 | 0 | 0 | 0 | 0 | 0 | 0 | 0 | 0 | 0 | 0 | 0 | 0 | 0 | 0 | 0 | 0 | 0 | 0 | 0 | 0 | 0 | 0 | 0 | 0 | 0 | 0 | 0 | 0 | 0 | 0 |  | 0 | 0 | 0 | 0 | 0 | 0 | 0 | 0 | 0 | 0 | 0 | 0 | 0 | 0 | 0 | 0 | 0 | 0 | 0 | 0 | 0 | 0 | 0 | 0 | 0 | 0 | 0 | 0 | 0 | 0 | 0 | 0 | 0 | 0 | 0 | 0 |  | 0 | 0 | 0 | 0 | 0 | 0 | 0 | 0 | 0 | 0 | 0 | 0 | 0 | 0 | 0 | 0 | 0 | 0 | 0 | 0 | 0 | 0 | 0 | 0 | 0 | 0 | 0 | 0 | 0 | 0 | 0 | 0 | 0 | 0 | 0 | 0 |  | 1 | 1 | 1 | 1 | 1 | 1 | 1 | 1 | 1 | 0
PG&E FRESNO | Waukena | 115 | 0 | 0 | 0 | 0 | 0 | 0 | 0 | 0 | 0 | 0 | 0 | 0 | 0 | 0 | 0 | 0 | 0 | 0 | 0 | 0 |  | 0 | 0 | 0 | 0 | 0 | 0 | 0 | 0 | 0 | 0 | 0 | 0 | 0 | 0 | 0 | 0 | 0 | 0 | 0 | 0 | 0 | 0 | 0 | 0 | 0 | 0 | 0 | 0 | 0 | 0 | 0 | 0 | 0 | 0 | 0 | 0 |  | 0 | 0 | 0 | 0 | 0 | 0 | 0 | 0 | 0 | 0 | 0 | 0 | 0 | 0 | 0 | 0 | 0 | 0 | 0 | 0 | 0 | 0 | 0 | 0 | 0 | 0 | 0 | 0 | 0 | 0 | 0 | 0 | 0 | 0 | 0 | 0 |  | 0 | 0 | 0 | 0 | 0 | 0 | 0 | 0 | 0 | 0 | 0 | 0 | 0 | 0 | 0 | 0 | 0 | 0 | 0 | 0 | 0 | 0 | 0 | 0 | 0 | 0 | 0 | 0 | 0 | 0 | 0 | 0 | 0 | 0 | 0 | 0 |  | 0 | 0 | 0 | 0 | 0 | 0 | 0 | 0 | 0 | 0 | 0 | 0 | 0 | 0 | 0 | 0 | 0 | 0 | 0 | 0 | 0 | 0 | 0 | 0 | 0 | 0 | 0 | 0 | 0 | 0 | 0 | 0 | 0 | 0 | 0 | 0 |  | 1 | 1 | 1 | 1 | 1 | 1 | 1 | 1 | 1 | 0
PG&E GBA | Weber | 230 | 0 | 0 | 0 | 0 | 0 | 0 | 0 | 0 | 0 | 0 | 0 | 0 | 0 | 0 | 0 | 0 | 0 | 0 | 0 | 0 |  | 0 | 0 | 0 | 0 | 0 | 0 | 0 | 0 | 0 | 0 | 0 | 0 | 0 | 0 | 0 | 0 | 0 | 0 | 0 | 0 | 0 | 0 | 0 | 0 | 0 | 0 | 0 | 0 | 0 | 0 | 0 | 0 | 0 | 0 | 0 | 0 |  | 0 | 0 | 0 | 0 | 0 | 0 | 0 | 0 | 0 | 0 | 0 | 0 | 0 | 0 | 0 | 0 | 0 | 0 | 0 | 0 | 0 | 0 | 0 | 0 | 0 | 0 | 0 | 0 | 0 | 0 | 0 | 0 | 0 | 0 | 0 | 0 |  | 0 | 0 | 0 | 0 | 0 | 0 | 0 | 0 | 0 | 0 | 0 | 0 | 0 | 0 | 0 | 0 | 0 | 0 | 0 | 0 | 0 | 0 | 0 | 0 | 0 | 0 | 0 | 0 | 0 | 0 | 0 | 0 | 0 | 0 | 0 | 0 |  | 0 | 0 | 0 | 0 | 0 | 0 | 0 | 0 | 0 | 0 | 0 | 0 | 22.105 | 0 | 18 | 0 | 0 | 1 | 0 | 0 | 0 | 0 | 0 | 0 | 0 | 0 | 0 | 0 | 0 | 0 | -2 | 0 | -2 | 0 | 0 | 1 |  | 1 | 1 | 1 | 1 | 1 | 1 | 1+ | 1+ | 1 | 1
PG&E GBA | Weber | 60 | 0 | 0 | 0 | 0 | 0 | 0 | 0 | 0 | 0 | 0 | 0 | 0 | 0 | 0 | 0 | 0 | 0 | 0 | 0 | 0 |  | 0 | 0 | 0 | 0 | 0 | 0 | 0 | 0 | 0 | 0 | 0 | 0 | 0 | 0 | 0.25 | 0 | 0 | 1 | 0 | 0 | 0 | 0 | 0 | 0 | 0 | 0 | 0 | 0 | 0 | 0 | 0 | 0 | -2 | 0 | 0 | 1 |  | 0 | 0 | 0 | 0 | 0 | 0 | 0 | 0 | 0 | 0 | 0 | 0 | 5.52 | 260 | 268.065 | 0 | 0 | 1 | 0 | 0 | 0 | 0 | 0 | 0 | 0 | 0 | 0 | 0 | 0 | 0 | -2 | -2 | -2 | 0 | 0 | 1 |  | 0 | 0 | 0 | 0 | 0 | 0 | 0 | 0 | 0 | 0 | 0 | 0 | 5.52 | 260 | 268.315 | 0 | 0 | 1 | 0 | 0 | 0 | 0 | 0 | 0 | 0 | 0 | 0 | 0 | 0 | 0 | -1 | -2 | -2 | 0 | 0 | 1 |  | 0 | 0 | 0 | 0 | 0 | 0 | 0 | 0 | 0 | 0 | 0 | 0 | 5.52 | 260 | 268.315 | 0 | 0 | 1 | 0 | 0 | 0 | 0 | 0 | 0 | 0 | 0 | 0 | 0 | 0 | 0 | -2 | -2 | -2 | 0 | 0 | 1 |  | 1 | 1 | 1 | 1 | 1 | 1 | 4+ | 4+ | 1 | 1
PG&E FRESNO | West Fresno | 115 | 0 | 0 | 0 | 0 | 0 | 0 | 0 | 0 | 0 | 0 | 0 | 0 | 67 | 0 | 67 | 0 | 0 | 0 | 0 | 1 |  | 0 | 0 | 0 | 0 | 0 | 0 | 0 | 0 | 0 | 0 | 0 | 0 | 0 | 0 | 0 | 0 | 0 | 0 | 0 | 0 | 0 | 0 | 0 | 0 | 0 | 0 | 0 | 0 | 0 | 2 | 2 | 0 | 0 | 0 | 0 | 1 |  | 0 | 0 | 0 | 0 | 0 | 0 | 0 | 0 | 0 | 0 | 0 | 0 | 0 | 0 | 0 | 0 | 0 | 0 | 0 | 0 | 0 | 0 | 0 | 0 | 0 | 0 | 0 | 0 | 0 | 2 | 2 | 0 | 0 | 0 | 0 | 1 |  | 0 | 0 | 0 | 0 | 0 | 0 | 0 | 0 | 0 | 0 | 0 | 0 | 0 | 0 | 0 | 0 | 0 | 0 | 0 | 0 | 0 | 0 | 0 | 0 | 0 | 0 | 0 | 0 | 0 | 2 | 2 | 0 | 0 | 0 | 0 | 1 |  | 0 | 0 | 0 | 0 | 0 | 0 | 0 | 0 | 0 | 0 | 0 | 0 | 0 | 0 | 0 | 0 | 0 | 0 | 0 | 0 | 0 | 0 | 0 | 0 | 0 | 0 | 0 | 0 | 0 | 2 | 2 | 0 | 0 | 0 | 0 | 1 |  | 1 | 1 | 1 | 1 | 1 | 1 | 5- | 1 | 1 | 1
PG&E FRESNO | Westley | 230 | 0 | 0 | 0 | 0 | 0 | 0 | 0 | 0 | 0 | 0 | 0 | 0 | 155 | 0 | 155 | 0 | 0 | 0 | 0 | 1 |  | 0 | 0 | 0 | 0 | 0 | 0 | 0 | 0 | 0 | 0 | 0 | 0 | 0 | 0 | 0 | 0 | 0 | 0 | 0 | 0 | 0 | 0 | 0 | 0 | 0 | 0 | 0 | 0 | 0 | 2 | 2 | 0 | 0 | 0 | 0 | 1 |  | 0 | 0 | 0 | 0 | 0 | 0 | 0 | 0 | 0 | 0 | 0 | 0 | 0 | 0 | 0 | 0 | 0 | 0 | 0 | 0 | 0 | 0 | 0 | 0 | 0 | 0 | 0 | 0 | 0 | 2 | 2 | 0 | 0 | 0 | 0 | 1 |  | 0 | 0 | 0 | 0 | 0 | 0 | 0 | 0 | 0 | 0 | 0 | 0 | 0 | 0 | 0 | 0 | 0 | 0 | 0 | 0 | 0 | 0 | 0 | 0 | 0 | 0 | 0 | 0 | 0 | 2 | 2 | 0 | 0 | 0 | 0 | 1 |  | 0 | 0 | 0 | 0 | 0 | 0 | 0 | 0 | 0 | 0 | 0 | 0 | 3.8 | 0 | 0 | 0 | 0 | 1 | 0 | 0 | 0 | 0 | 0 | 0 | 0 | 0 | 0 | 0 | 0 | 2 | 2 | 0 | 0 | 0 | 0 | 1 |  | 1 | 1 | 1 | 1 | 1 | 1 | 5- | 1 | 1 | 1
PG&E KERN | Westpark | 115 | 0 | 0 | 0 | 0 | 0 | 0 | 0 | 0 | 0 | 0 | 0 | 0 | 0 | 0 | 0 | 0 | 0 | 0 | 0 | 0 |  | 0 | 0 | 0 | 0 | 0 | 0 | 0 | 0 | 0 | 0 | 0 | 0 | 0 | 0 | 0 | 0 | 0 | 0 | 0 | 0 | 0 | 0 | 0 | 0 | 0 | 0 | 0 | 0 | 0 | 0 | 0 | 0 | 0 | 0 | 0 | 0 |  | 0 | 0 | 0 | 0 | 0 | 0 | 0 | 0 | 0 | 0 | 0 | 0 | 1.798 | 0 | 0 | 0 | 0 | 1 | 0 | 0 | 0 | 0 | 0 | 0 | 0 | 0 | 0 | 0 | 0 | 0 | 0 | 0 | 0 | 0 | 0 | 0 |  | 0 | 0 | 0 | 0 | 0 | 0 | 0 | 0 | 0 | 0 | 0 | 0 | 1.798 | 0 | 0 | 0 | 0 | 1 | 0 | 0 | 0 | 0 | 0 | 0 | 0 | 0 | 0 | 0 | 0 | 0 | -2 | 0 | 0 | 0 | 0 | 1 |  | 0 | 0 | 0 | 0 | 0 | 0 | 0 | 0 | 0 | 0 | 0 | 0 | 1.798 | 0 | 0 | 0 | 0 | 1 | 0 | 0 | 0 | 0 | 0 | 0 | 0 | 0 | 0 | 0 | 0 | 0 | 0 | 0 | 0 | 0 | 0 | 0 |  | 1 | 1 | 1 | 1 | 1 | 1 | 2+ | 1 | 1 | 1
PG&E KERN | Wheeler Ridge | 230 | 0 | 0 | 0 | 0 | 0 | 0 | 0 | 0 | 0 | 0 | 0 | 0 | 0 | 90 | 90 | 0 | 235 | 235 | 0 | 1 |  | 0 | 0 | 0 | 0 | 0 | 0 | 0 | 0 | 0 | 0 | 0 | 0 | 0 | 0 | 0 | 0 | 0 | 0 | 0 | 0 | 0 | 0 | 0 | 0 | 0 | 0 | 0 | 0 | 0 | 0 | 2 | 2 | 2 | 0 | 0 | 1 |  | 0 | 0 | 0 | 0 | 0 | 0 | 0 | 0 | 0 | 0 | 0 | 0 | 0 | 0 | 0 | 0 | 0 | 0 | 0 | 0 | 0 | 0 | 0 | 0 | 0 | 0 | 0 | 0 | 0 | 0 | 2 | 2 | 2 | 0 | 0 | 1 |  | 0 | 0 | 0 | 0 | 0 | 0 | 0 | 0 | 0 | 0 | 0 | 0 | 310.63 | 0 | 310.63 | 0 | 0 | 1 | 0 | 0 | 0 | 0 | 0 | 0 | 0 | 0 | 0 | 0 | 0 | 0 | -1 | 2 | -1 | 0 | 0 | 1 |  | 0 | 0 | 0 | 0 | 0 | 0 | 0 | 0 | 0 | 0 | 0 | 0 | 310.63 | 0 | 310.63 | 0 | 0 | 1 | 0 | 0 | 0 | 0 | 0 | 0 | 0 | 0 | 0 | 0 | 0 | 0 | -2 | 2 | -1 | 0 | 0 | 1 |  | 1 | 1 | 1 | 1 | 1 | 1 | 2+ | 2- | 1 | 1
PG&E KERN | Wheeler Ridge | 115 | 0 | 0 | 0 | 0 | 0 | 0 | 0 | 0 | 0 | 0 | 0 | 0 | 0 | 0 | 0 | 0 | 0 | 0 | 0 | 0 |  | 0 | 0 | 0 | 0 | 0 | 0 | 0 | 0 | 0 | 0 | 0 | 0 | 0 | 0 | 0 | 0 | 0 | 0 | 0 | 0 | 0 | 0 | 0 | 0 | 0 | 0 | 0 | 0 | 0 | 0 | 0 | 0 | 0 | 0 | 0 | 0 |  | 0 | 0 | 0 | 0 | 0 | 0 | 0 | 0 | 0 | 0 | 0 | 0 | 0 | 0 | 0 | 0 | 0 | 0 | 0 | 0 | 0 | 0 | 0 | 0 | 0 | 0 | 0 | 0 | 0 | 0 | 0 | 0 | 0 | 0 | 0 | 0 |  | 0 | 0 | 0 | 0 | 0 | 0 | 0 | 0 | 0 | 0 | 0 | 0 | 0 | 0 | 0 | 0 | 0 | 0 | 0 | 0 | 0 | 0 | 0 | 0 | 0 | 0 | 0 | 0 | 0 | 0 | 0 | 0 | 0 | 0 | 0 | 0 |  | 0 | 0 | 0 | 0 | 0 | 0 | 0 | 0 | 0 | 0 | 0 | 0 | 0 | 0 | 0 | 0 | 0 | 0 | 0 | 0 | 0 | 0 | 0 | 0 | 0 | 0 | 0 | 0 | 0 | 0 | 0 | 0 | 0 | 0 | 0 | 0 |  | 1 | 1 | 1 | 1 | 1 | 1 | 1 | 1 | 1 | 0
PG&E KERN | Wheeler Ridge | 70 | 0 | 0 | 0 | 0 | 0 | 0 | 0 | 0 | 0 | 0 | 0 | 0 | 0 | 0 | 0 | 0 | 0 | 0 | 0 | 0 |  | 0 | 0 | 0 | 0 | 0 | 0 | 0 | 0 | 0 | 0 | 0 | 0 | 0 | 0 | 0 | 0 | 0 | 0 | 0 | 0 | 0 | 0 | 0 | 0 | 0 | 0 | 0 | 0 | 0 | 0 | 0 | 0 | 0 | 0 | 0 | 0 |  | 0 | 0 | 0 | 0 | 0 | 0 | 0 | 0 | 0 | 0 | 0 | 0 | 16.914 | 62 | 9.7 | 0 | 0 | 1 | 0 | 0 | 0 | 0 | 0 | 0 | 0 | 0 | 0 | 0 | 0 | 0 | -2 | -2 | -2 | 0 | 0 | 1 |  | 0 | 0 | 0 | 0 | 0 | 0 | 0 | 0 | 0 | 0 | 0 | 0 | 16.914 | 62 | 9.7 | 0 | 0 | 1 | 0 | 0 | 0 | 0 | 0 | 0 | 0 | 0 | 0 | 0 | 0 | 0 | -1 | -2 | -2 | 0 | 0 | 1 |  | 0 | 0 | 0 | 0 | 0 | 0 | 0 | 0 | 0 | 0 | 0 | 0 | 16.914 | 62 | 16.914 | 0 | 0 | 1 | 0 | 0 | 0 | 0 | 0 | 0 | 0 | 0 | 0 | 0 | 0 | 0 | -2 | -2 | -2 | 0 | 0 | 1 |  | 1 | 1 | 1 | 1 | 1 | 1 | 4+ | 4+ | 1 | 1
SCE Northern | Whirlwind | 230 | 0 | 0 | 0 | 0 | 0 | 0 | 0 | 0 | 0 | 0 | 0 | 0 | 2041 | 0 | 2041 | 0 | 0 | 0 | 300 | 1 |  | 0 | 0 | 0 | 0 | 100 | 100 | 0 | 0 | 0 | 0 | 0 | 0.88 | 88.772 | 139.52 | 141.42 | 0 | 0 | 1 | 0 | 0 | 0 | 0 | -2 | -2 | 0 | 0 | 0 | 0 | 0 | 2 | 2 | -2 | -2 | 2 | 2 | 1 |  | 0 | 0 | 0 | 0 | 100 | 100 | 0 | 0 | 0 | 0 | 0 | 0.88 | 626.41 | 851.62 | 477 | 300 | 312 | 1 | 0 | 0 | 0 | 0 | -2 | -2 | 0 | 0 | 0 | 0 | 0 | 2 | 2 | -2 | -2 | 0 | 0 | 1 |  | 0 | 0 | 0 | 0 | 100 | 100 | 0 | 0 | 0 | 0 | 0 | 0.88 | 626.41 | 851.62 | 477 | 300 | 312 | 1 | 0 | 0 | 0 | 0 | -2 | -2 | 0 | 0 | 0 | 0 | 0 | 2 | 2 | -2 | -2 | 0 | 0 | 1 |  | 0 | 0 | 0 | 0 | 100 | 100 | 0 | 810.8874 | 0 | 0 | 0 | 0.88 | 721.41 | 851.62 | 1287.8874 | 300 | 312 | 1 | 0 | 0 | 0 | 0 | -2 | -2 | 0 | -2 | 0 | 0 | 0 | 2 | 2 | -2 | -2 | 0 | 0 | 1 |  | 1 | 1 | 4+ | 1+ | 1 | 1 | 5- | 4+ | 1 | 1
SCE Northern | Whirlwind | 500 | 0 | 0 | 0 | 0 | 0 | 0 | 0 | 0 | 0 | 0 | 0 | 0 | 1432 | 0 | 1432 | 0 | 0 | 0 | 0 | 1 |  | 0 | 0 | 0 | 0 | 0 | 0 | 0 | 0 | 0 | 0 | 0 | 0 | 0 | 0 | 0 | 0 | 0 | 0 | 0 | 0 | 0 | 0 | 0 | 0 | 0 | 0 | 0 | 0 | 0 | 2 | 2 | 0 | 0 | 0 | 0 | 1 |  | 0 | 0 | 0 | 0 | 0 | 0 | 0 | 0 | 0 | 0 | 0 | 0 | 0 | 0 | 0 | 0 | 0 | 0 | 0 | 0 | 0 | 0 | 0 | 0 | 0 | 0 | 0 | 0 | 0 | 2 | 2 | 0 | 0 | 0 | 0 | 1 |  | 0 | 0 | 0 | 0 | 0 | 0 | 0 | 0 | 0 | 0 | 0 | 0 | 0 | 500 | 513.2 | 0 | 0 | 1 | 0 | 0 | 0 | 0 | 0 | 0 | 0 | 0 | 0 | 0 | 0 | 2 | 2 | -2 | -2 | 0 | 0 | 1 |  | 0 | 0 | 0 | 0 | 0 | 0 | 0 | 0 | 0 | 0 | 0 | 0 | 0 | 500 | 513.2 | 0 | 0 | 1 | 0 | 0 | 0 | 0 | 0 | 0 | 0 | 0 | 0 | 0 | 0 | 2 | 2 | -2 | -2 | 0 | 0 | 1 |  | 1 | 1 | 1 | 1 | 1 | 1 | 5- | 4+ | 1 | 1
PG&E GBA | Whisman | 115 | 0 | 0 | 0 | 0 | 0 | 0 | 0 | 0 | 0 | 0 | 0 | 0 | 80 | 0 | 80 | 0 | 0 | 0 | 80 | 1 |  | 0 | 0 | 0 | 0 | 0 | 0 | 0 | 0 | 0 | 0 | 0 | 0 | 0 | 0 | 0 | 0 | 0 | 0 | 0 | 0 | 0 | 0 | 0 | 0 | 0 | 0 | 0 | 0 | 0 | 2 | 2 | 0 | 0 | 2 | 2 | 1 |  | 0 | 0 | 0 | 0 | 0 | 0 | 0 | 0 | 0 | 0 | 0 | 0 | 1.31 | 0 | 0 | 0 | 0 | 1 | 0 | 0 | 0 | 0 | 0 | 0 | 0 | 0 | 0 | 0 | 0 | 2 | 2 | 0 | 0 | 2 | 2 | 1 |  | 0 | 0 | 0 | 0 | 0 | 0 | 0 | 0 | 0 | 0 | 0 | 0 | 1.31 | 0 | 0 | 0 | 0 | 1 | 0 | 0 | 0 | 0 | 0 | 0 | 0 | 0 | 0 | 0 | 0 | 2 | 2 | 0 | 0 | 2 | 2 | 1 |  | 0 | 0 | 0 | 0 | 0 | 0 | 0 | 0 | 0 | 0 | 0 | 0 | 1.31 | 0 | 0 | 0 | 0 | 1 | 0 | 0 | 0 | 0 | 0 | 0 | 0 | 0 | 0 | 0 | 0 | 2 | 2 | 0 | 0 | 2 | 2 | 1 |  | 1 | 1 | 1 | 1 | 1 | 1 | 5- | 1 | 5- | 1
SCE Eastern | Wildlife | 230 | 0 | 0 | 0 | 0 | 0 | 0 | 0 | 0 | 0 | 0 | 0 | 0 | 0 | 250 | 250 | 0 | 0 | 0 | 150 | 1 |  | 0 | 0 | 0 | 0 | 0 | 0 | 0 | 0 | 0 | 0 | 0 | 0 | 0 | 0 | 0 | 0 | 0 | 0 | 0 | 0 | 0 | 0 | 0 | 0 | 0 | 0 | 0 | 0 | 0 | 0 | 2 | 0 | 0 | 2 | 2 | 1 |  | 0 | 0 | 0 | 0 | 0 | 0 | 0 | 0 | 0 | 0 | 0 | 0 | 0 | 0 | 0 | 0 | 0 | 0 | 0 | 0 | 0 | 0 | 0 | 0 | 0 | 0 | 0 | 0 | 0 | 0 | 2 | 0 | 0 | 2 | 2 | 1 |  | 0 | 0 | 0 | 0 | 0 | 0 | 0 | 0 | 0 | 0 | 0 | 0 | 0 | 0 | 206.091 | 0 | 0 | 1 | 0 | 0 | 0 | 0 | 0 | 0 | 0 | 0 | 0 | 0 | 0 | 0 | 2 | 0 | -2 | 2 | 2 | 1 |  | 0 | 0 | 0 | 0 | 0 | 0 | 0 | 0 | 0 | 0 | 0 | 0 | 0 | 0 | 206.091 | 0 | 0 | 1 | 0 | 0 | 0 | 0 | 0 | 0 | 0 | 0 | 0 | 0 | 0 | 0 | 2 | 0 | -2 | 2 | 2 | 1 |  | 1 | 1 | 1 | 1 | 1 | 1 | 5- | 2+ | 5- | 1
PG&E FRESNO | Wilson | 115 | 0 | 0 | 0 | 0 | 0 | 0 | 0 | 0 | 0 | 0 | 0 | 0 | 0 | 0 | 0 | 0 | 0 | 0 | 0 | 0 |  | 0 | 0 | 0 | 0 | 0 | 0 | 0 | 0 | 0 | 0 | 0 | 0 | 0 | 0 | 0 | 0 | 0 | 0 | 0 | 0 | 0 | 0 | 0 | 0 | 0 | 0 | 0 | 0 | 0 | 0 | 0 | 0 | 0 | 0 | 0 | 0 |  | 0 | 0 | 0 | 0 | 0 | 0 | 0 | 0 | 0 | 0 | 0 | 0 | 0 | 0 | 0 | 0 | 0 | 0 | 0 | 0 | 0 | 0 | 0 | 0 | 0 | 0 | 0 | 0 | 0 | 0 | 0 | 0 | 0 | 0 | 0 | 0 |  | 0 | 0 | 0 | 0 | 0 | 0 | 0 | 0 | 0 | 0 | 0 | 0 | 0 | 0 | 0 | 0 | 0 | 0 | 0 | 0 | 0 | 0 | 0 | 0 | 0 | 0 | 0 | 0 | 0 | 0 | 0 | 0 | 0 | 0 | 0 | 0 |  | 0 | 0 | 0 | 0 | 0 | 0 | 0 | 0 | 0 | 0 | 0 | 0 | 0 | 0 | 0 | 0 | 0 | 0 | 0 | 0 | 0 | 0 | 0 | 0 | 0 | 0 | 0 | 0 | 0 | 0 | 0 | 0 | 0 | 0 | 0 | 0 |  | 1 | 1 | 1 | 1 | 1 | 1 | 1 | 1 | 1 | 0
PG&E FRESNO | Wilson | 230 | 0 | 0 | 0 | 0 | 0 | 0 | 0 | 0 | 0 | 0 | 0 | 0 | 0 | 0 | 0 | 0 | 0 | 0 | 0 | 0 |  | 0 | 0 | 0 | 0 | 0 | 0 | 0 | 0 | 0 | 0 | 0 | 0 | 0 | 0 | 0 | 0 | 0 | 0 | 0 | 0 | 0 | 0 | 0 | 0 | 0 | 0 | 0 | 0 | 0 | 0 | 0 | 0 | 0 | 0 | 0 | 0 |  | 0 | 0 | 0 | 0 | 0 | 0 | 0 | 0 | 0 | 0 | 0 | 0 | 0 | 0 | 0 | 0 | 0 | 0 | 0 | 0 | 0 | 0 | 0 | 0 | 0 | 0 | 0 | 0 | 0 | 0 | 0 | 0 | 0 | 0 | 0 | 0 |  | 0 | 0 | 0 | 0 | 0 | 0 | 0 | 0 | 0 | 0 | 0 | 0 | 0 | 0 | 256.29 | 0 | 0 | 1 | 0 | 0 | 0 | 0 | 0 | 0 | 0 | 0 | 0 | 0 | 0 | 0 | 0 | 0 | -2 | 0 | 0 | 1 |  | 0 | 0 | 0 | 0 | 0 | 0 | 0 | 0 | 0 | 0 | 0 | 0 | 0 | 0 | 256.29 | 0 | 0 | 1 | 0 | 0 | 0 | 0 | 0 | 0 | 0 | 0 | 0 | 0 | 0 | 0 | 0 | 0 | -2 | 0 | 0 | 1 |  | 1 | 1 | 1 | 1 | 1 | 1 | 1 | 2+ | 1 | 1
SCE Northern | Windhub | 230 | 0 | 0 | 0 | 0 | 0 | 0 | 0 | 0 | 0 | 0 | 0 | 0 | 0 | 0 | 0 | 0 | 0 | 0 | 0 | 0 |  | 0 | 0 | 0 | 0 | 0 | 0 | 0 | 0 | 0 | 0 | 0 | 84 | 134 | 39.5 | 89.5 | 0 | 0 | 1 | 0 | 0 | 0 | 0 | 0 | 0 | 0 | 0 | 0 | 0 | 0 | -2 | -2 | -2 | -2 | 0 | 0 | 1 |  | 0 | 0 | 0 | 0 | 0 | 0 | 0 | 0 | 0 | 0 | 0 | 182 | 382 | 405 | 1179.8854 | 0 | 0 | 1 | 0 | 0 | 0 | 0 | 0 | 0 | 0 | 0 | 0 | 0 | 0 | -2 | -2 | -2 | -2 | 0 | 0 | 1 |  | 0 | 0 | 0 | 0 | 0 | 0 | 0 | 0 | 0 | 0 | 0 | 182 | 382 | 405 | 1179.8854 | 0 | 0 | 1 | 0 | 0 | 0 | 0 | 0 | 0 | 0 | 0 | 0 | 0 | 0 | -2 | -1 | -2 | -2 | 0 | 0 | 1 |  | 0 | 0 | 0 | 0 | 0 | 24 | 0 | 0 | 0 | 0 | 6.5 | 182 | 978.855 | 405 | 1187.8854 | 0 | 0 | 1 | 0 | 0 | 0 | 0 | 0 | -2 | 0 | 0 | 0 | 0 | -2 | -2 | -2 | -2 | -2 | 0 | 0 | 1 |  | 1 | 1 | 1+ | 1 | 1 | 1+ | 4+ | 4+ | 1 | 1
SCE Northern | Windhub | 500 | 0 | 0 | 0 | 0 | 0 | 0 | 0 | 0 | 0 | 0 | 0 | 0 | 0 | 0 | 0 | 0 | 0 | 0 | 480 | 1 |  | 0 | 0 | 0 | 0 | 0 | 0 | 0 | 0 | 0 | 0 | 0 | 625.5456 | 625.5456 | 656.55 | 656.55 | 0 | 0 | 1 | 0 | 0 | 0 | 0 | 0 | 0 | 0 | 0 | 0 | 0 | 0 | -2 | -2 | -2 | -2 | 2 | 2 | 1 |  | 0 | 0 | 0 | 0 | 0 | 0 | 0 | 0 | 0 | 0 | 0 | 625.5456 | 625.5456 | 656.55 | 664.55 | 0 | 0 | 1 | 0 | 0 | 0 | 0 | 0 | 0 | 0 | 0 | 0 | 0 | 0 | -2 | -2 | -2 | -2 | 2 | 2 | 1 |  | 0 | 0 | 0 | 0 | 0 | 0 | 0 | 0 | 0 | 0 | 0 | 625.5456 | 997.8456 | 656.55 | 889.55 | 0 | 0 | 1 | 0 | 0 | 0 | 0 | 0 | 0 | 0 | 0 | 0 | 0 | 0 | -2 | -2 | -2 | -2 | 2 | 2 | 1 |  | 0 | 0 | 0 | 0 | 0 | 0 | 0 | 0 | 0 | 0 | 0 | 625.5456 | 1504.8456 | 656.55 | 889.55 | 0 | 0 | 1 | 0 | 0 | 0 | 0 | 0 | 0 | 0 | 0 | 0 | 0 | 0 | -2 | -2 | -2 | -2 | 2 | 2 | 1 |  | 1 | 1 | 1 | 1 | 1 | 1 | 4+ | 4+ | 5- | 1
PG&E GBA | Windmaster | 230 | 0 | 0 | 0 | 0 | 0 | 0 | 0 | 0 | 0 | 0 | 0 | 0 | 0 | 0 | 0 | 0 | 0 | 0 | 0 | 0 |  | 0 | 0 | 0 | 0 | 0 | 0 | 0 | 0 | 0 | 0 | 0 | 0 | 0 | 0 | 0 | 0 | 0 | 0 | 0 | 0 | 0 | 0 | 0 | 0 | 0 | 0 | 0 | 0 | 0 | 0 | 0 | 0 | 0 | 0 | 0 | 0 |  | 0 | 0 | 0 | 0 | 0 | 0 | 0 | 0 | 0 | 0 | 0 | 0 | 0 | 0 | 0 | 0 | 0 | 0 | 0 | 0 | 0 | 0 | 0 | 0 | 0 | 0 | 0 | 0 | 0 | 0 | 0 | 0 | 0 | 0 | 0 | 0 |  | 0 | 0 | 0 | 0 | 0 | 0 | 0 | 0 | 0 | 0 | 0 | 0 | 0 | 0 | 0 | 0 | 0 | 0 | 0 | 0 | 0 | 0 | 0 | 0 | 0 | 0 | 0 | 0 | 0 | 0 | 0 | 0 | 0 | 0 | 0 | 0 |  | 0 | 0 | 0 | 0 | 0 | 0 | 0 | 0 | 0 | 0 | 0 | 0 | 0 | 0 | 0 | 0 | 0 | 0 | 0 | 0 | 0 | 0 | 0 | 0 | 0 | 0 | 0 | 0 | 0 | 0 | 0 | 0 | 0 | 0 | 0 | 0 |  | 1 | 1 | 1 | 1 | 1 | 1 | 1 | 1 | 1 | 0
PG&E NGBA | Windsor | 60 | 0 | 0 | 0 | 0 | 0 | 0 | 0 | 0 | 0 | 0 | 0 | 0 | 0 | 0 | 0 | 0 | 0 | 0 | 0 | 0 |  | 0 | 0 | 0 | 0 | 0 | 0 | 0 | 0 | 0 | 0 | 0 | 0 | 0 | 0 | 0 | 0 | 0 | 0 | 0 | 0 | 0 | 0 | 0 | 0 | 0 | 0 | 0 | 0 | 0 | 0 | 0 | 0 | 0 | 0 | 0 | 0 |  | 0 | 0 | 0 | 0 | 0 | 0 | 0 | 0 | 0 | 0 | 0 | 0 | 2.054 | 0 | 0 | 0 | 0 | 1 | 0 | 0 | 0 | 0 | 0 | 0 | 0 | 0 | 0 | 0 | 0 | 0 | 0 | 0 | 0 | 0 | 0 | 0 |  | 0 | 0 | 0 | 0 | 0 | 0 | 0 | 0 | 0 | 0 | 0 | 0 | 2.054 | 0 | 0 | 0 | 0 | 1 | 0 | 0 | 0 | 0 | 0 | 0 | 0 | 0 | 0 | 0 | 0 | 0 | -2 | 0 | 0 | 0 | 0 | 1 |  | 0 | 0 | 0 | 0 | 0 | 0 | 0 | 0 | 0 | 0 | 0 | 0 | 2.054 | 0 | 0 | 0 | 0 | 1 | 0 | 0 | 0 | 0 | 0 | 0 | 0 | 0 | 0 | 0 | 0 | 0 | 0 | 0 | 0 | 0 | 0 | 0 |  | 1 | 1 | 1 | 1 | 1 | 1 | 2+ | 1 | 1 | 1
PG&E NGBA | Woodland | 115 | 0 | 0 | 0 | 0 | 0 | 0 | 0 | 0 | 0 | 0 | 0 | 0 | 0 | 0 | 0 | 0 | 0 | 0 | 0 | 0 |  | 0 | 0 | 0 | 0 | 0 | 0 | 0 | 0 | 0 | 0 | 0 | 0 | 0 | 0 | 0 | 0 | 0 | 0 | 0 | 0 | 0 | 0 | 0 | 0 | 0 | 0 | 0 | 0 | 0 | 0 | 0 | 0 | 0 | 0 | 0 | 0 |  | 0 | 0 | 0 | 0 | 0 | 0 | 0 | 0 | 0 | 0 | 0 | 0 | 10.522 | 0 | 3.05 | 0 | 0 | 1 | 0 | 0 | 0 | 0 | 0 | 0 | 0 | 0 | 0 | 0 | 0 | 0 | -2 | 0 | -2 | 0 | 0 | 1 |  | 0 | 0 | 0 | 0 | 0 | 0 | 0 | 0 | 0 | 0 | 0 | 0 | 10.522 | 0 | 3.05 | 0 | 0 | 1 | 0 | 0 | 0 | 0 | 0 | 0 | 0 | 0 | 0 | 0 | 0 | 0 | -1 | 0 | -2 | 0 | 0 | 1 |  | 0 | 0 | 0 | 0 | 0 | 0 | 0 | 0 | 0 | 0 | 0 | 0 | 10.522 | 0 | 3.05 | 0 | 0 | 1 | 0 | 0 | 0 | 0 | 0 | 0 | 0 | 0 | 0 | 0 | 0 | 0 | -2 | 0 | -2 | 0 | 0 | 1 |  | 1 | 1 | 1 | 1 | 1 | 1 | 4+ | 4+ | 1 | 1
PG&E FRESNO | Woodward | 115 | 0 | 0 | 0 | 0 | 0 | 0 | 0 | 0 | 0 | 0 | 0 | 0 | 0 | 0 | 0 | 0 | 0 | 0 | 0 | 0 |  | 0 | 0 | 0 | 0 | 0 | 0 | 0 | 0 | 0 | 0 | 0 | 0 | 0 | 0 | 0 | 0 | 0 | 0 | 0 | 0 | 0 | 0 | 0 | 0 | 0 | 0 | 0 | 0 | 0 | 0 | 0 | 0 | 0 | 0 | 0 | 0 |  | 0 | 0 | 0 | 0 | 0 | 0 | 0 | 0 | 0 | 0 | 0 | 0 | 2.757 | 0 | 2.185 | 0 | 0 | 1 | 0 | 0 | 0 | 0 | 0 | 0 | 0 | 0 | 0 | 0 | 0 | 0 | 0 | 0 | 0 | 0 | 0 | 0 |  | 0 | 0 | 0 | 0 | 0 | 0 | 0 | 0 | 0 | 0 | 0 | 0 | 2.757 | 0 | 2.185 | 0 | 0 | 1 | 0 | 0 | 0 | 0 | 0 | 0 | 0 | 0 | 0 | 0 | 0 | 0 | -2 | 0 | 0 | 0 | 0 | 1 |  | 0 | 0 | 0 | 0 | 0 | 0 | 0 | 0 | 0 | 0 | 0 | 0 | 2.757 | 0 | 2.185 | 0 | 0 | 1 | 0 | 0 | 0 | 0 | 0 | 0 | 0 | 0 | 0 | 0 | 0 | 0 | 0 | 0 | 0 | 0 | 0 | 0 |  | 1 | 1 | 1 | 1 | 1 | 1 | 2+ | 1 | 1 | 1
PG&E NGBA | Wyandotte | 115 | 0 | 0 | 0 | 0 | 0 | 0 | 0 | 0 | 0 | 0 | 0 | 0 | 0 | 0 | 0 | 0 | 0 | 0 | 0 | 0 |  | 0 | 0 | 0 | 0 | 0 | 0 | 0 | 0 | 0 | 0 | 0 | 0 | 0 | 0 | 0 | 0 | 0 | 0 | 0 | 0 | 0 | 0 | 0 | 0 | 0 | 0 | 0 | 0 | 0 | 0 | 0 | 0 | 0 | 0 | 0 | 0 |  | 0 | 0 | 0 | 0 | 0 | 0 | 0 | 0 | 0 | 0 | 0 | 0 | 0 | 0 | 0 | 0 | 0 | 0 | 0 | 0 | 0 | 0 | 0 | 0 | 0 | 0 | 0 | 0 | 0 | 0 | 0 | 0 | 0 | 0 | 0 | 0 |  | 0 | 0 | 0 | 0 | 0 | 0 | 0 | 0 | 0 | 0 | 0 | 0 | 0 | 0 | 0 | 0 | 0 | 0 | 0 | 0 | 0 | 0 | 0 | 0 | 0 | 0 | 0 | 0 | 0 | 0 | 0 | 0 | 0 | 0 | 0 | 0 |  | 0 | 0 | 0 | 0 | 0 | 0 | 0 | 0 | 0 | 0 | 0 | 0 | 21.036 | 0 | 0 | 0 | 0 | 1 | 0 | 0 | 0 | 0 | 0 | 0 | 0 | 0 | 0 | 0 | 0 | 0 | -2 | 0 | 0 | 0 | 0 | 1 |  | 1 | 1 | 1 | 1 | 1 | 1 | 1+ | 1 | 1 | 1

## CAISO_Queue_bySub
Summary of commercial interest from the 11/24/2024 CAISO interconnection queue. Resources are shown by substation and resource type and broken down by commercial interest confidence categories of Executed IA, Completed Phase II, all projects in current queue, and Cluster 15 application projects. Also have specific breakdowns of projects with CODs before 2030 and projects identified in as available for near-term interconnection in the 12/05/2023 CAISO briefing. Resource amounts have identified baseline, online, and in-development projects subtracted from the amounts.
[52 empty] | COD by |  | 2030 | [41 empty] | COD by | 2030
|  |  | Available for Near-term Interconnection based on the CAISO briefing report | [11 empty] | Executed IA | [11 empty] | Completed Phase 2 | [11 empty] | All Projects | [11 empty] | COD by 2030 Columns | Executed IA | [11 empty] | Completed Phase 2 | [11 empty] | All Projects | [11 empty] | Cluster 15 Projects | [7 empty] | Cluster 15 Projects
|  |  | Battery | Battery | LDES | LDES | Solar | Solar | Geothermal | Geothermal | Wind | Wind | Offshore Wind | Offshore Wind | Battery | Battery | LDES | LDES | Solar | Solar | Geothermal | Geothermal | Wind | Wind | Offshore Wind | Offshore Wind | Battery | Battery | LDES | LDES | Solar | Solar | Geothermal | Geothermal | Wind | Wind | Offshore Wind | Offshore Wind | Battery | Battery | LDES | LDES | Solar | Solar | Geothermal | Geothermal | Wind | Wind | Offshore Wind | Offshore Wind |  | Battery | Battery | LDES | LDES | Solar | Solar | Geothermal | Geothermal | Wind | Wind | Offshore Wind | Offshore Wind | Battery | Battery | LDES | LDES | Solar | Solar | Geothermal | Geothermal | Wind | Wind | Offshore Wind | Offshore Wind | Battery | Battery | LDES | LDES | Solar | Solar | Geothermal | Geothermal | Wind | Wind | Offshore Wind | Offshore Wind | Battery | LDES | Solar | Geothermal | Biomass | Wind | Offshore Wind | OOS Wind | Battery | LDES | Solar | Geothermal | Biomass | Wind | Offshore Wind | OOS Wind
CAISO Study Area | Substation | Voltage | Total | FCDS (TPD) | Total | FCDS (TPD) | Total | FCDS (TPD) | Total | FCDS (TPD) | Total | FCDS (TPD) | Total | FCDS (TPD) | Total | FCDS (TPD) | Total | FCDS (TPD) | Total | FCDS (TPD) | Total | FCDS (TPD) | Total | FCDS (TPD) | Total | FCDS (TPD) | Total | FCDS (TPD) | Total | FCDS (TPD) | Total | FCDS (TPD) | Total | FCDS (TPD) | Total | FCDS (TPD) | Total | FCDS (TPD) | Total | FCDS (TPD) | Total | FCDS (TPD) | Total | FCDS (TPD) | Total | FCDS (TPD) | Total | FCDS (TPD) | Total | FCDS (TPD) |  | Total | FCDS (TPD) | Total | FCDS (TPD) | Total | FCDS (TPD) | Total | FCDS (TPD) | Total | FCDS (TPD) | Total | FCDS (TPD) | Total | FCDS (TPD) | Total | FCDS (TPD) | Total | FCDS (TPD) | Total | FCDS (TPD) | Total | FCDS (TPD) | Total | FCDS (TPD) | Total | FCDS (TPD) | Total | FCDS (TPD) | Total | FCDS (TPD) | Total | FCDS (TPD) | Total | FCDS (TPD) | Total | FCDS (TPD) | Total | Total | Total | Total | Total | Total | Total | Total | Total | Total | Total | Total | Total | Total | Total | Total
PG&E KERN | 7th Standard | 115 | 0 | 0 | 0 | 0 | 0 | 0 | 0 | 0 | 0 | 0 | 0 | 0 | 0 | 0 | 0 | 0 | 0 | 0 | 0 | 0 | 0 | 0 | 0 | 0 | 0 | 0 | 0 | 0 | 0 | 0 | 0 | 0 | 0 | 0 | 0 | 0 | 0 | 0 | 0 | 0 | 0 | 0 | 0 | 0 | 0 | 0 | 0 | 0 |  | 0 | 0 | 0 | 0 | 0 | 0 | 0 | 0 | 0 | 0 | 0 | 0 | 0 | 0 | 0 | 0 | 0 | 0 | 0 | 0 | 0 | 0 | 0 | 0 | 0 | 0 | 0 | 0 | 0 | 0 | 0 | 0 | 0 | 0 | 0 | 0 | 0 | 0 | 0 | 0 | 0 | 0 | 0 | 0 | 0 | 0 | 0 | 0 | 0 | 0 | 0 | 0
SCE Metro | Alamitos | 230 | 0 | 0 | 0 | 0 | 0 | 0 | 0 | 0 | 0 | 0 | 0 | 0 | 0 | 0 | 0 | 0 | 0 | 0 | 0 | 0 | 0 | 0 | 0 | 0 | 241.5 | 236 | 0 | 0 | 0 | 0 | 0 | 0 | 0 | 0 | 0 | 0 | 241.5 | 236 | 0 | 0 | 0 | 0 | 0 | 0 | 0 | 0 | 0 | 0 |  | 0 | 0 | 0 | 0 | 0 | 0 | 0 | 0 | 0 | 0 | 0 | 0 | 0 | 0 | 0 | 0 | 0 | 0 | 0 | 0 | 0 | 0 | 0 | 0 | 0 | 0 | 0 | 0 | 0 | 0 | 0 | 0 | 0 | 0 | 0 | 0 | 0 | 0 | 0 | 0 | 0 | 0 | 0 | 0 | 0 | 0 | 0 | 0 | 0 | 0 | 0 | 0
SCE Eastern | Alberhill | 115 | 0 | 0 | 0 | 0 | 0 | 0 | 0 | 0 | 0 | 0 | 0 | 0 | 0 | 0 | 0 | 0 | 0 | 0 | 0 | 0 | 0 | 0 | 0 | 0 | 0 | 0 | 0 | 0 | 0 | 0 | 0 | 0 | 0 | 0 | 0 | 0 | 0 | 0 | 0 | 0 | 0 | 0 | 0 | 0 | 0 | 0 | 0 | 0 |  | 0 | 0 | 0 | 0 | 0 | 0 | 0 | 0 | 0 | 0 | 0 | 0 | 0 | 0 | 0 | 0 | 0 | 0 | 0 | 0 | 0 | 0 | 0 | 0 | 0 | 0 | 0 | 0 | 0 | 0 | 0 | 0 | 0 | 0 | 0 | 0 | 0 | 0 | 0 | 0 | 0 | 0 | 0 | 0 | 0 | 0 | 0 | 0 | 0 | 0 | 0 | 0
SCE Eastern | Alberhill | 500 | 0 | 0 | 0 | 0 | 0 | 0 | 0 | 0 | 0 | 0 | 0 | 0 | 0 | 0 | 500 | 500 | 0 | 0 | 0 | 0 | 0 | 0 | 0 | 0 | 0 | 0 | 500 | 500 | 0 | 0 | 0 | 0 | 0 | 0 | 0 | 0 | 0 | 0 | 500 | 500 | 0 | 0 | 0 | 0 | 0 | 0 | 0 | 0 |  | 0 | 0 | 500 | 500 | 0 | 0 | 0 | 0 | 0 | 0 | 0 | 0 | 0 | 0 | 500 | 500 | 0 | 0 | 0 | 0 | 0 | 0 | 0 | 0 | 0 | 0 | 500 | 500 | 0 | 0 | 0 | 0 | 0 | 0 | 0 | 0 | 0 | 0 | 0 | 0 | 0 | 0 | 0 | 0 | 0 | 0 | 0 | 0 | 0 | 0 | 0 | 0
PG&E GBA | Alhambra | 115 | 0 | 0 | 0 | 0 | 0 | 0 | 0 | 0 | 0 | 0 | 0 | 0 | 0 | 0 | 0 | 0 | 0 | 0 | 0 | 0 | 0 | 0 | 0 | 0 | 0 | 0 | 0 | 0 | 0 | 0 | 0 | 0 | 0 | 0 | 0 | 0 | 0 | 0 | 0 | 0 | 0 | 0 | 0 | 0 | 0 | 0 | 0 | 0 |  | 0 | 0 | 0 | 0 | 0 | 0 | 0 | 0 | 0 | 0 | 0 | 0 | 0 | 0 | 0 | 0 | 0 | 0 | 0 | 0 | 0 | 0 | 0 | 0 | 0 | 0 | 0 | 0 | 0 | 0 | 0 | 0 | 0 | 0 | 0 | 0 | 0 | 0 | 0 | 0 | 0 | 0 | 0 | 0 | 0 | 0 | 0 | 0 | 0 | 0 | 0 | 0
PG&E FRESNO | Alpaugh | 115 | 0 | 0 | 0 | 0 | 0 | 0 | 0 | 0 | 0 | 0 | 0 | 0 | 0 | 0 | 0 | 0 | 0 | 0 | 0 | 0 | 0 | 0 | 0 | 0 | 336.103 | 0 | 0 | 0 | 336.103 | 0 | 0 | 0 | 0 | 0 | 0 | 0 | 336.103 | 0 | 0 | 0 | 336.103 | 0 | 0 | 0 | 0 | 0 | 0 | 0 |  | 0 | 0 | 0 | 0 | 0 | 0 | 0 | 0 | 0 | 0 | 0 | 0 | 172.835 | 0 | 0 | 0 | 172.835 | 0 | 0 | 0 | 0 | 0 | 0 | 0 | 172.835 | 0 | 0 | 0 | 172.835 | 0 | 0 | 0 | 0 | 0 | 0 | 0 | 0 | 0 | 0 | 0 | 0 | 0 | 0 | 0 | 0 | 0 | 0 | 0 | 0 | 0 | 0 | 0
SDGE | Alpine | 69 | 0 | 0 | 0 | 0 | 0 | 0 | 0 | 0 | 0 | 0 | 0 | 0 | 0 | 0 | 0 | 0 | 0 | 0 | 0 | 0 | 0 | 0 | 0 | 0 | 100.6499 | 0 | 0 | 0 | 0 | 0 | 0 | 0 | 0 | 0 | 0 | 0 | 100.6499 | 0 | 0 | 0 | 0 | 0 | 0 | 0 | 0 | 0 | 0 | 0 |  | 0 | 0 | 0 | 0 | 0 | 0 | 0 | 0 | 0 | 0 | 0 | 0 | 0 | 0 | 0 | 0 | 0 | 0 | 0 | 0 | 0 | 0 | 0 | 0 | 0 | 0 | 0 | 0 | 0 | 0 | 0 | 0 | 0 | 0 | 0 | 0 | 0 | 0 | 0 | 0 | 0 | 0 | 0 | 0 | 0 | 0 | 0 | 0 | 0 | 0 | 0 | 0
PG&E GBA | Altamont Midway (Sandhill) | 230 | 0 | 0 | 0 | 0 | 0 | 0 | 0 | 0 | 5 | 0 | 0 | 0 | 0 | 0 | 0 | 0 | 0 | 0 | 0 | 0 | 89.25 | 80.8 | 0 | 0 | 0 | 0 | 0 | 0 | 0 | 0 | 0 | 0 | 89.25 | 80.8 | 0 | 0 | 0 | 0 | 0 | 0 | 0 | 0 | 0 | 0 | 89.25 | 80.8 | 0 | 0 |  | 0 | 0 | 0 | 0 | 0 | 0 | 0 | 0 | 5 | 0 | 0 | 0 | 0 | 0 | 0 | 0 | 0 | 0 | 0 | 0 | 89.25 | 80.8 | 0 | 0 | 0 | 0 | 0 | 0 | 0 | 0 | 0 | 0 | 89.25 | 80.8 | 0 | 0 | 0 | 0 | 0 | 0 | 0 | 0 | 0 | 0 | 0 | 0 | 0 | 0 | 0 | 0 | 0 | 0
SCE Northern | Antelope | 66 | 0 | 0 | 0 | 0 | 0 | 0 | 0 | 0 | 0 | 0 | 0 | 0 | 0 | 0 | 0 | 0 | 0 | 0 | 0 | 0 | 0 | 0 | 0 | 0 | 0 | 0 | 0 | 0 | 0 | 0 | 0 | 0 | 0 | 0 | 0 | 0 | 0 | 0 | 0 | 0 | 0 | 0 | 0 | 0 | 0 | 0 | 0 | 0 |  | 0 | 0 | 0 | 0 | 0 | 0 | 0 | 0 | 0 | 0 | 0 | 0 | 0 | 0 | 0 | 0 | 0 | 0 | 0 | 0 | 0 | 0 | 0 | 0 | 0 | 0 | 0 | 0 | 0 | 0 | 0 | 0 | 0 | 0 | 0 | 0 | 0 | 0 | 0 | 0 | 0 | 0 | 0 | 0 | 0 | 0 | 0 | 0 | 0 | 0 | 0 | 0
SCE Northern | Antelope | 230 | 187.28 | 187.28 | 0 | 0 | 0 | 0 | 0 | 0 | 0 | 0 | 0 | 0 | 448.28 | 437.28 | 0 | 0 | 0 | 0 | 0 | 0 | 0 | 0 | 0 | 0 | 1366.9446 | 937.28 | 0 | 0 | 113.832 | 0 | 0 | 0 | 0 | 0 | 0 | 0 | 1366.9446 | 937.28 | 0 | 0 | 113.832 | 0 | 0 | 0 | 0 | 0 | 0 | 0 |  | 187.28 | 187.28 | 0 | 0 | 0 | 0 | 0 | 0 | 0 | 0 | 0 | 0 | 187.28 | 187.28 | 0 | 0 | 0 | 0 | 0 | 0 | 0 | 0 | 0 | 0 | 187.28 | 187.28 | 0 | 0 | 0 | 0 | 0 | 0 | 0 | 0 | 0 | 0 | 202.2668 | 0 | 0 | 0 | 0 | 0 | 0 | 202.2668 | 202.2668 | 0 | 0 | 0 | 0 | 0 | 0 | 0
SCE Northern | Antelope | 500 | 0 | 0 | 0 | 0 | 0 | 0 | 0 | 0 | 0 | 0 | 0 | 0 | 0 | 0 | 0 | 0 | 0 | 0 | 0 | 0 | 0 | 0 | 0 | 0 | 0 | 0 | 0 | 0 | 0 | 0 | 0 | 0 | 0 | 0 | 0 | 0 | 0 | 0 | 0 | 0 | 0 | 0 | 0 | 0 | 0 | 0 | 0 | 0 |  | 0 | 0 | 0 | 0 | 0 | 0 | 0 | 0 | 0 | 0 | 0 | 0 | 0 | 0 | 0 | 0 | 0 | 0 | 0 | 0 | 0 | 0 | 0 | 0 | 0 | 0 | 0 | 0 | 0 | 0 | 0 | 0 | 0 | 0 | 0 | 0 | 0 | 0 | 0 | 0 | 0 | 0 | 0 | 0 | 0 | 0 | 0 | 0 | 0 | 0 | 0 | 0
PG&E NGBA | Arcata | 60 | 0 | 0 | 0 | 0 | 0 | 0 | 0 | 0 | 0 | 0 | 0 | 0 | 0 | 0 | 0 | 0 | 0 | 0 | 0 | 0 | 0 | 0 | 0 | 0 | 0 | 0 | 0 | 0 | 0 | 0 | 0 | 0 | 0 | 0 | 0 | 0 | 0 | 0 | 0 | 0 | 0 | 0 | 0 | 0 | 0 | 0 | 0 | 0 |  | 0 | 0 | 0 | 0 | 0 | 0 | 0 | 0 | 0 | 0 | 0 | 0 | 0 | 0 | 0 | 0 | 0 | 0 | 0 | 0 | 0 | 0 | 0 | 0 | 0 | 0 | 0 | 0 | 0 | 0 | 0 | 0 | 0 | 0 | 0 | 0 | 0 | 0 | 0 | 0 | 0 | 0 | 0 | 0 | 0 | 0 | 0 | 0 | 0 | 0 | 0 | 0
PG&E KERN | Arco | 230 | 606.07 | 292.075 | 0 | 0 | 671.974 | 41.8433 | 0 | 0 | 0 | 0 | 0 | 0 | 101.98 | 0.2 | 0 | 0 | 168.38 | 66.6 | 0 | 0 | 0 | 0 | 0 | 0 | 1025.5168 | 388.075 | 0 | 0 | 1092.9039 | 66.6 | 0 | 0 | 0 | 0 | 0 | 0 | 1025.5168 | 388.075 | 0 | 0 | 1092.9039 | 66.6 | 0 | 0 | 0 | 0 | 0 | 0 |  | 254.27 | 0.2 | 0 | 0 | 320.174 | 41.8433 | 0 | 0 | 0 | 0 | 0 | 0 | 866.116 | 388.075 | 0 | 0 | 932.516 | 66.6 | 0 | 0 | 0 | 0 | 0 | 0 | 866.116 | 388.075 | 0 | 0 | 932.516 | 66.6 | 0 | 0 | 0 | 0 | 0 | 0 | 0 | 0 | 0 | 0 | 0 | 0 | 0 | 0 | 0 | 0 | 0 | 0 | 0 | 0 | 0 | 0
PG&E KERN | Arco | 70 | 0 | 0 | 0 | 0 | 1.3 | 0 | 0 | 0 | 0 | 0 | 0 | 0 | 0 | 0 | 0 | 0 | 0 | 0 | 0 | 0 | 0 | 0 | 0 | 0 | 30.8 | 0 | 0 | 0 | 0 | 0 | 0 | 0 | 0 | 0 | 0 | 0 | 30.8 | 0 | 0 | 0 | 0 | 0 | 0 | 0 | 0 | 0 | 0 | 0 |  | 0 | 0 | 0 | 0 | 1.3 | 0 | 0 | 0 | 0 | 0 | 0 | 0 | 30.8 | 0 | 0 | 0 | 0 | 0 | 0 | 0 | 0 | 0 | 0 | 0 | 30.8 | 0 | 0 | 0 | 0 | 0 | 0 | 0 | 0 | 0 | 0 | 0 | 0 | 0 | 0 | 0 | 0 | 0 | 0 | 0 | 0 | 0 | 0 | 0 | 0 | 0 | 0 | 0
SCE Metro | ArcoGen | 230 | 0 | 0 | 0 | 0 | 0 | 0 | 0 | 0 | 0 | 0 | 0 | 0 | 0 | 0 | 0 | 0 | 0 | 0 | 0 | 0 | 0 | 0 | 0 | 0 | 0 | 0 | 0 | 0 | 0 | 0 | 0 | 0 | 0 | 0 | 0 | 0 | 0 | 0 | 0 | 0 | 0 | 0 | 0 | 0 | 0 | 0 | 0 | 0 |  | 0 | 0 | 0 | 0 | 0 | 0 | 0 | 0 | 0 | 0 | 0 | 0 | 0 | 0 | 0 | 0 | 0 | 0 | 0 | 0 | 0 | 0 | 0 | 0 | 0 | 0 | 0 | 0 | 0 | 0 | 0 | 0 | 0 | 0 | 0 | 0 | 0 | 0 | 0 | 0 | 0 | 0 | 0 | 0 | 0 | 0 | 0 | 0 | 0 | 0 | 0 | 0
SDGE | Artesian | 230 | 0 | 0 | 0 | 0 | 0 | 0 | 0 | 0 | 0 | 0 | 0 | 0 | 0 | 0 | 0 | 0 | 0 | 0 | 0 | 0 | 0 | 0 | 0 | 0 | 0 | 0 | 0 | 0 | 0 | 0 | 0 | 0 | 0 | 0 | 0 | 0 | 0 | 0 | 0 | 0 | 0 | 0 | 0 | 0 | 0 | 0 | 0 | 0 |  | 0 | 0 | 0 | 0 | 0 | 0 | 0 | 0 | 0 | 0 | 0 | 0 | 0 | 0 | 0 | 0 | 0 | 0 | 0 | 0 | 0 | 0 | 0 | 0 | 0 | 0 | 0 | 0 | 0 | 0 | 0 | 0 | 0 | 0 | 0 | 0 | 0 | 0 | 0 | 0 | 0 | 0 | 0 | 0 | 0 | 0 | 0 | 0 | 0 | 0 | 0 | 0
SDGE | Artesian | 69 | 0 | 0 | 0 | 0 | 0 | 0 | 0 | 0 | 0 | 0 | 0 | 0 | 0 | 0 | 0 | 0 | 0 | 0 | 0 | 0 | 0 | 0 | 0 | 0 | 0 | 0 | 0 | 0 | 0 | 0 | 0 | 0 | 0 | 0 | 0 | 0 | 0 | 0 | 0 | 0 | 0 | 0 | 0 | 0 | 0 | 0 | 0 | 0 |  | 0 | 0 | 0 | 0 | 0 | 0 | 0 | 0 | 0 | 0 | 0 | 0 | 0 | 0 | 0 | 0 | 0 | 0 | 0 | 0 | 0 | 0 | 0 | 0 | 0 | 0 | 0 | 0 | 0 | 0 | 0 | 0 | 0 | 0 | 0 | 0 | 0 | 0 | 0 | 0 | 0 | 0 | 0 | 0 | 0 | 0 | 0 | 0 | 0 | 0 | 0 | 0
PG&E FRESNO | Ashlan | 230 | 0 | 0 | 0 | 0 | 0 | 0 | 0 | 0 | 0 | 0 | 0 | 0 | 0 | 0 | 0 | 0 | 0 | 0 | 0 | 0 | 0 | 0 | 0 | 0 | 0 | 0 | 0 | 0 | 0 | 0 | 0 | 0 | 0 | 0 | 0 | 0 | 0 | 0 | 0 | 0 | 0 | 0 | 0 | 0 | 0 | 0 | 0 | 0 |  | 0 | 0 | 0 | 0 | 0 | 0 | 0 | 0 | 0 | 0 | 0 | 0 | 0 | 0 | 0 | 0 | 0 | 0 | 0 | 0 | 0 | 0 | 0 | 0 | 0 | 0 | 0 | 0 | 0 | 0 | 0 | 0 | 0 | 0 | 0 | 0 | 0 | 0 | 0 | 0 | 0 | 0 | 0 | 0 | 0 | 0 | 0 | 0 | 0 | 0 | 0 | 0
PG&E NGBA | Atlantic | 115 | 0 | 0 | 0 | 0 | 0 | 0 | 0 | 0 | 0 | 0 | 0 | 0 | 0 | 0 | 0 | 0 | 0 | 0 | 0 | 0 | 0 | 0 | 0 | 0 | 0 | 0 | 0 | 0 | 0 | 0 | 0 | 0 | 0 | 0 | 0 | 0 | 0 | 0 | 0 | 0 | 0 | 0 | 0 | 0 | 0 | 0 | 0 | 0 |  | 0 | 0 | 0 | 0 | 0 | 0 | 0 | 0 | 0 | 0 | 0 | 0 | 0 | 0 | 0 | 0 | 0 | 0 | 0 | 0 | 0 | 0 | 0 | 0 | 0 | 0 | 0 | 0 | 0 | 0 | 0 | 0 | 0 | 0 | 0 | 0 | 0 | 0 | 0 | 0 | 0 | 0 | 0 | 0 | 0 | 0 | 0 | 0 | 0 | 0 | 0 | 0
PG&E NGBA | Atlantic | 230 | 0 | 0 | 0 | 0 | 0 | 0 | 0 | 0 | 0 | 0 | 0 | 0 | 0 | 0 | 0 | 0 | 0 | 0 | 0 | 0 | 0 | 0 | 0 | 0 | 0 | 0 | 0 | 0 | 0 | 0 | 0 | 0 | 0 | 0 | 0 | 0 | 0 | 0 | 0 | 0 | 0 | 0 | 0 | 0 | 0 | 0 | 0 | 0 |  | 0 | 0 | 0 | 0 | 0 | 0 | 0 | 0 | 0 | 0 | 0 | 0 | 0 | 0 | 0 | 0 | 0 | 0 | 0 | 0 | 0 | 0 | 0 | 0 | 0 | 0 | 0 | 0 | 0 | 0 | 0 | 0 | 0 | 0 | 0 | 0 | 0 | 0 | 0 | 0 | 0 | 0 | 0 | 0 | 0 | 0 | 0 | 0 | 0 | 0 | 0 | 0
PG&E NGBA | Atlantic | 60 | 0 | 0 | 0 | 0 | 0 | 0 | 0 | 0 | 0 | 0 | 0 | 0 | 0 | 0 | 0 | 0 | 0 | 0 | 0 | 0 | 0 | 0 | 0 | 0 | 0 | 0 | 0 | 0 | 0 | 0 | 0 | 0 | 0 | 0 | 0 | 0 | 0 | 0 | 0 | 0 | 0 | 0 | 0 | 0 | 0 | 0 | 0 | 0 |  | 0 | 0 | 0 | 0 | 0 | 0 | 0 | 0 | 0 | 0 | 0 | 0 | 0 | 0 | 0 | 0 | 0 | 0 | 0 | 0 | 0 | 0 | 0 | 0 | 0 | 0 | 0 | 0 | 0 | 0 | 0 | 0 | 0 | 0 | 0 | 0 | 0 | 0 | 0 | 0 | 0 | 0 | 0 | 0 | 0 | 0 | 0 | 0 | 0 | 0 | 0 | 0
PG&E FRESNO | Atwater | 115 | 0 | 0 | 0 | 0 | 0 | 0 | 0 | 0 | 0 | 0 | 0 | 0 | 0 | 0 | 0 | 0 | 0 | 0 | 0 | 0 | 0 | 0 | 0 | 0 | 0 | 0 | 0 | 0 | 0 | 0 | 0 | 0 | 0 | 0 | 0 | 0 | 0 | 0 | 0 | 0 | 0 | 0 | 0 | 0 | 0 | 0 | 0 | 0 |  | 0 | 0 | 0 | 0 | 0 | 0 | 0 | 0 | 0 | 0 | 0 | 0 | 0 | 0 | 0 | 0 | 0 | 0 | 0 | 0 | 0 | 0 | 0 | 0 | 0 | 0 | 0 | 0 | 0 | 0 | 0 | 0 | 0 | 0 | 0 | 0 | 0 | 0 | 0 | 0 | 0 | 0 | 0 | 0 | 0 | 0 | 0 | 0 | 0 | 0 | 0 | 0
PG&E GBA | Avena | 115 | 0 | 0 | 0 | 0 | 0 | 0 | 0 | 0 | 0 | 0 | 0 | 0 | 0 | 0 | 0 | 0 | 0 | 0 | 0 | 0 | 0 | 0 | 0 | 0 | 0 | 0 | 0 | 0 | 0 | 0 | 0 | 0 | 0 | 0 | 0 | 0 | 0 | 0 | 0 | 0 | 0 | 0 | 0 | 0 | 0 | 0 | 0 | 0 |  | 0 | 0 | 0 | 0 | 0 | 0 | 0 | 0 | 0 | 0 | 0 | 0 | 0 | 0 | 0 | 0 | 0 | 0 | 0 | 0 | 0 | 0 | 0 | 0 | 0 | 0 | 0 | 0 | 0 | 0 | 0 | 0 | 0 | 0 | 0 | 0 | 0 | 0 | 0 | 0 | 0 | 0 | 0 | 0 | 0 | 0 | 0 | 0 | 0 | 0 | 0 | 0
SDGE | Avocado | 69 | 0 | 0 | 0 | 0 | 0 | 0 | 0 | 0 | 0 | 0 | 0 | 0 | 29.6 | 29.6 | 0 | 0 | 0 | 0 | 0 | 0 | 0 | 0 | 0 | 0 | 29.6 | 29.6 | 0 | 0 | 0 | 0 | 0 | 0 | 0 | 0 | 0 | 0 | 29.6 | 29.6 | 0 | 0 | 0 | 0 | 0 | 0 | 0 | 0 | 0 | 0 |  | 0 | 0 | 0 | 0 | 0 | 0 | 0 | 0 | 0 | 0 | 0 | 0 | 29.6 | 29.6 | 0 | 0 | 0 | 0 | 0 | 0 | 0 | 0 | 0 | 0 | 29.6 | 29.6 | 0 | 0 | 0 | 0 | 0 | 0 | 0 | 0 | 0 | 0 | 0 | 0 | 0 | 0 | 0 | 0 | 0 | 0 | 0 | 0 | 0 | 0 | 0 | 0 | 0 | 0
PG&E NGBA | Bahia | 230 | 0 | 0 | 0 | 0 | 0 | 0 | 0 | 0 | 0 | 0 | 0 | 0 | 0 | 0 | 0 | 0 | 0 | 0 | 0 | 0 | 0 | 0 | 0 | 0 | 0 | 0 | 0 | 0 | 0 | 0 | 0 | 0 | 0 | 0 | 0 | 0 | 0 | 0 | 0 | 0 | 0 | 0 | 0 | 0 | 0 | 0 | 0 | 0 |  | 0 | 0 | 0 | 0 | 0 | 0 | 0 | 0 | 0 | 0 | 0 | 0 | 0 | 0 | 0 | 0 | 0 | 0 | 0 | 0 | 0 | 0 | 0 | 0 | 0 | 0 | 0 | 0 | 0 | 0 | 0 | 0 | 0 | 0 | 0 | 0 | 0 | 0 | 0 | 0 | 0 | 0 | 0 | 0 | 0 | 0 | 0 | 0 | 0 | 0 | 0 | 0
SCE Northern | Bailey | 230 | 0 | 0 | 0 | 0 | 0 | 0 | 0 | 0 | 0 | 0 | 0 | 0 | 0 | 0 | 0 | 0 | 0 | 0 | 0 | 0 | 0 | 0 | 0 | 0 | 0 | 0 | 0 | 0 | 0 | 0 | 0 | 0 | 0 | 0 | 0 | 0 | 0 | 0 | 0 | 0 | 0 | 0 | 0 | 0 | 0 | 0 | 0 | 0 |  | 0 | 0 | 0 | 0 | 0 | 0 | 0 | 0 | 0 | 0 | 0 | 0 | 0 | 0 | 0 | 0 | 0 | 0 | 0 | 0 | 0 | 0 | 0 | 0 | 0 | 0 | 0 | 0 | 0 | 0 | 0 | 0 | 0 | 0 | 0 | 0 | 0 | 0 | 0 | 0 | 0 | 0 | 0 | 0 | 0 | 0 | 0 | 0 | 0 | 0 | 0 | 0
SCE NOL | Baker | 115 | 0 | 0 | 0 | 0 | 0 | 0 | 0 | 0 | 0 | 0 | 0 | 0 | 0 | 0 | 0 | 0 | 0 | 0 | 0 | 0 | 0 | 0 | 0 | 0 | 0 | 0 | 0 | 0 | 0 | 0 | 0 | 0 | 0 | 0 | 0 | 0 | 0 | 0 | 0 | 0 | 0 | 0 | 0 | 0 | 0 | 0 | 0 | 0 |  | 0 | 0 | 0 | 0 | 0 | 0 | 0 | 0 | 0 | 0 | 0 | 0 | 0 | 0 | 0 | 0 | 0 | 0 | 0 | 0 | 0 | 0 | 0 | 0 | 0 | 0 | 0 | 0 | 0 | 0 | 0 | 0 | 0 | 0 | 0 | 0 | 0 | 0 | 0 | 0 | 0 | 0 | 0 | 0 | 0 | 0 | 0 | 0 | 0 | 0 | 0 | 0
PG&E KERN | Bakersfield | 230 | 0 | 0 | 0 | 0 | 0 | 0 | 0 | 0 | 0 | 0 | 0 | 0 | 0 | 0 | 0 | 0 | 0 | 0 | 0 | 0 | 0 | 0 | 0 | 0 | 0 | 0 | 0 | 0 | 0 | 0 | 0 | 0 | 0 | 0 | 0 | 0 | 0 | 0 | 0 | 0 | 0 | 0 | 0 | 0 | 0 | 0 | 0 | 0 |  | 0 | 0 | 0 | 0 | 0 | 0 | 0 | 0 | 0 | 0 | 0 | 0 | 0 | 0 | 0 | 0 | 0 | 0 | 0 | 0 | 0 | 0 | 0 | 0 | 0 | 0 | 0 | 0 | 0 | 0 | 0 | 0 | 0 | 0 | 0 | 0 | 0 | 0 | 0 | 0 | 0 | 0 | 0 | 0 | 0 | 0 | 0 | 0 | 0 | 0 | 0 | 0
PG&E FRESNO | Balch | 230 | 0 | 0 | 0 | 0 | 0 | 0 | 0 | 0 | 0 | 0 | 0 | 0 | 0 | 0 | 0 | 0 | 0 | 0 | 0 | 0 | 0 | 0 | 0 | 0 | 0 | 0 | 0 | 0 | 0 | 0 | 0 | 0 | 0 | 0 | 0 | 0 | 0 | 0 | 0 | 0 | 0 | 0 | 0 | 0 | 0 | 0 | 0 | 0 |  | 0 | 0 | 0 | 0 | 0 | 0 | 0 | 0 | 0 | 0 | 0 | 0 | 0 | 0 | 0 | 0 | 0 | 0 | 0 | 0 | 0 | 0 | 0 | 0 | 0 | 0 | 0 | 0 | 0 | 0 | 0 | 0 | 0 | 0 | 0 | 0 | 0 | 0 | 0 | 0 | 0 | 0 | 0 | 0 | 0 | 0 | 0 | 0 | 0 | 0 | 0 | 0
SCE Eastern | Bannister | 230 | 0 | 0 | 0 | 0 | 0 | 0 | 0 | 0 | 0 | 0 | 0 | 0 | 0 | 0 | 0 | 0 | 0 | 0 | 0 | 0 | 0 | 0 | 0 | 0 | 404.8 | 0 | 0 | 0 | 65 | 0 | 0 | 0 | 0 | 0 | 0 | 0 | 404.8 | 0 | 0 | 0 | 65 | 0 | 0 | 0 | 0 | 0 | 0 | 0 |  | 0 | 0 | 0 | 0 | 0 | 0 | 0 | 0 | 0 | 0 | 0 | 0 | 0 | 0 | 0 | 0 | 0 | 0 | 0 | 0 | 0 | 0 | 0 | 0 | 0 | 0 | 0 | 0 | 0 | 0 | 0 | 0 | 0 | 0 | 0 | 0 | 0 | 0 | 0 | 0 | 0 | 0 | 0 | 0 | 0 | 0 | 0 | 0 | 0 | 0 | 0 | 0
SCE Metro | Barre | 230 | 0 | 0 | 0 | 0 | 0 | 0 | 0 | 0 | 0 | 0 | 0 | 0 | 0 | 0 | 0 | 0 | 0 | 0 | 0 | 0 | 0 | 0 | 0 | 0 | 0 | 0 | 0 | 0 | 0 | 0 | 0 | 0 | 0 | 0 | 0 | 0 | 0 | 0 | 0 | 0 | 0 | 0 | 0 | 0 | 0 | 0 | 0 | 0 |  | 0 | 0 | 0 | 0 | 0 | 0 | 0 | 0 | 0 | 0 | 0 | 0 | 0 | 0 | 0 | 0 | 0 | 0 | 0 | 0 | 0 | 0 | 0 | 0 | 0 | 0 | 0 | 0 | 0 | 0 | 0 | 0 | 0 | 0 | 0 | 0 | 0 | 0 | 0 | 0 | 0 | 0 | 0 | 0 | 0 | 0 | 0 | 0 | 0 | 0 | 0 | 0
SDGE | Bay Boulevard | 69 | 0 | 0 | 0 | 0 | 0 | 0 | 0 | 0 | 0 | 0 | 0 | 0 | 0 | 0 | 0 | 0 | 0 | 0 | 0 | 0 | 0 | 0 | 0 | 0 | 0 | 0 | 0 | 0 | 0 | 0 | 0 | 0 | 0 | 0 | 0 | 0 | 0 | 0 | 0 | 0 | 0 | 0 | 0 | 0 | 0 | 0 | 0 | 0 |  | 0 | 0 | 0 | 0 | 0 | 0 | 0 | 0 | 0 | 0 | 0 | 0 | 0 | 0 | 0 | 0 | 0 | 0 | 0 | 0 | 0 | 0 | 0 | 0 | 0 | 0 | 0 | 0 | 0 | 0 | 0 | 0 | 0 | 0 | 0 | 0 | 0 | 0 | 0 | 0 | 0 | 0 | 0 | 0 | 0 | 0 | 0 | 0 | 0 | 0 | 0 | 0
SDGE | Bay Boulevard | 230 | 0 | 0 | 0 | 0 | 0 | 0 | 0 | 0 | 0 | 0 | 0 | 0 | 0 | 0 | 0 | 0 | 0 | 0 | 0 | 0 | 0 | 0 | 0 | 0 | 0 | 0 | 0 | 0 | 0 | 0 | 0 | 0 | 0 | 0 | 0 | 0 | 0 | 0 | 0 | 0 | 0 | 0 | 0 | 0 | 0 | 0 | 0 | 0 |  | 0 | 0 | 0 | 0 | 0 | 0 | 0 | 0 | 0 | 0 | 0 | 0 | 0 | 0 | 0 | 0 | 0 | 0 | 0 | 0 | 0 | 0 | 0 | 0 | 0 | 0 | 0 | 0 | 0 | 0 | 0 | 0 | 0 | 0 | 0 | 0 | 0 | 0 | 0 | 0 | 0 | 0 | 0 | 0 | 0 | 0 | 0 | 0 | 0 | 0 | 0 | 0
EOP | Beatty | 138 | 0 | 0 | 0 | 0 | 0 | 0 | 0 | 0 | 0 | 0 | 0 | 0 | 0 | 0 | 0 | 0 | 0 | 0 | 0 | 0 | 0 | 0 | 0 | 0 | 0 | 0 | 0 | 0 | 0 | 0 | 0 | 0 | 0 | 0 | 0 | 0 | 0 | 0 | 0 | 0 | 0 | 0 | 0 | 0 | 0 | 0 | 0 | 0 |  | 0 | 0 | 0 | 0 | 0 | 0 | 0 | 0 | 0 | 0 | 0 | 0 | 0 | 0 | 0 | 0 | 0 | 0 | 0 | 0 | 0 | 0 | 0 | 0 | 0 | 0 | 0 | 0 | 0 | 0 | 0 | 0 | 0 | 0 | 0 | 0 | 0 | 0 | 0 | 0 | 0 | 0 | 0 | 0 | 0 | 0 | 0 | 0 | 0 | 0 | 0 | 0
EOP | Beatty | 230 | 0 | 0 | 0 | 0 | 0 | 0 | 0 | 0 | 0 | 0 | 0 | 0 | 515.08 | 0 | 0 | 0 | 508.56 | 0 | 0 | 0 | 0 | 0 | 0 | 0 | 515.08 | 0 | 0 | 0 | 508.56 | 0 | 0 | 0 | 0 | 0 | 0 | 0 | 515.08 | 0 | 0 | 0 | 508.56 | 0 | 0 | 0 | 0 | 0 | 0 | 0 |  | 0 | 0 | 0 | 0 | 0 | 0 | 0 | 0 | 0 | 0 | 0 | 0 | 515.08 | 0 | 0 | 0 | 508.56 | 0 | 0 | 0 | 0 | 0 | 0 | 0 | 515.08 | 0 | 0 | 0 | 508.56 | 0 | 0 | 0 | 0 | 0 | 0 | 0 | 0 | 0 | 0 | 0 | 0 | 0 | 0 | 0 | 0 | 0 | 0 | 0 | 0 | 0 | 0 | 0
PG&E NGBA | Belden | 230 | 0 | 0 | 0 | 0 | 0 | 0 | 0 | 0 | 0 | 0 | 0 | 0 | 0 | 0 | 0 | 0 | 0 | 0 | 0 | 0 | 0 | 0 | 0 | 0 | 0 | 0 | 0 | 0 | 0 | 0 | 0 | 0 | 0 | 0 | 0 | 0 | 0 | 0 | 0 | 0 | 0 | 0 | 0 | 0 | 0 | 0 | 0 | 0 |  | 0 | 0 | 0 | 0 | 0 | 0 | 0 | 0 | 0 | 0 | 0 | 0 | 0 | 0 | 0 | 0 | 0 | 0 | 0 | 0 | 0 | 0 | 0 | 0 | 0 | 0 | 0 | 0 | 0 | 0 | 0 | 0 | 0 | 0 | 0 | 0 | 0 | 0 | 0 | 0 | 0 | 0 | 0 | 0 | 0 | 0 | 0 | 0 | 0 | 0 | 0 | 0
PG&E NGBA | Bell | 115 | 0 | 0 | 0 | 0 | 0 | 0 | 0 | 0 | 0 | 0 | 0 | 0 | 0 | 0 | 0 | 0 | 0 | 0 | 0 | 0 | 0 | 0 | 0 | 0 | 0 | 0 | 0 | 0 | 0 | 0 | 0 | 0 | 0 | 0 | 0 | 0 | 0 | 0 | 0 | 0 | 0 | 0 | 0 | 0 | 0 | 0 | 0 | 0 |  | 0 | 0 | 0 | 0 | 0 | 0 | 0 | 0 | 0 | 0 | 0 | 0 | 0 | 0 | 0 | 0 | 0 | 0 | 0 | 0 | 0 | 0 | 0 | 0 | 0 | 0 | 0 | 0 | 0 | 0 | 0 | 0 | 0 | 0 | 0 | 0 | 0 | 0 | 0 | 0 | 0 | 0 | 0 | 0 | 0 | 0 | 0 | 0 | 0 | 0 | 0 | 0
PG&E NGBA | Bellevue | 115 | 0 | 0 | 0 | 0 | 0 | 0 | 0 | 0 | 0 | 0 | 0 | 0 | 0 | 0 | 0 | 0 | 0 | 0 | 0 | 0 | 0 | 0 | 0 | 0 | 0 | 0 | 0 | 0 | 0 | 0 | 0 | 0 | 0 | 0 | 0 | 0 | 0 | 0 | 0 | 0 | 0 | 0 | 0 | 0 | 0 | 0 | 0 | 0 |  | 0 | 0 | 0 | 0 | 0 | 0 | 0 | 0 | 0 | 0 | 0 | 0 | 0 | 0 | 0 | 0 | 0 | 0 | 0 | 0 | 0 | 0 | 0 | 0 | 0 | 0 | 0 | 0 | 0 | 0 | 0 | 0 | 0 | 0 | 0 | 0 | 0 | 0 | 0 | 0 | 0 | 0 | 0 | 0 | 0 | 0 | 0 | 0 | 0 | 0 | 0 | 0
PG&E GBA | Bellota | 115 | 0 | 0 | 0 | 0 | 0 | 0 | 0 | 0 | 0 | 0 | 0 | 0 | 0 | 0 | 0 | 0 | 0 | 0 | 0 | 0 | 0 | 0 | 0 | 0 | 365.12 | 0 | 0 | 0 | 0 | 0 | 0 | 0 | 0 | 0 | 0 | 0 | 365.12 | 0 | 0 | 0 | 0 | 0 | 0 | 0 | 0 | 0 | 0 | 0 |  | 0 | 0 | 0 | 0 | 0 | 0 | 0 | 0 | 0 | 0 | 0 | 0 | 0 | 0 | 0 | 0 | 0 | 0 | 0 | 0 | 0 | 0 | 0 | 0 | 0 | 0 | 0 | 0 | 0 | 0 | 0 | 0 | 0 | 0 | 0 | 0 | 0 | 0 | 0 | 0 | 0 | 0 | 0 | 0 | 0 | 0 | 0 | 0 | 0 | 0 | 0 | 0
PG&E GBA | Bellota | 230 | 0 | 0 | 0 | 0 | 0 | 0 | 0 | 0 | 0 | 0 | 0 | 0 | 0 | 0 | 0 | 0 | 0 | 0 | 0 | 0 | 0 | 0 | 0 | 0 | 0 | 0 | 0 | 0 | 0 | 0 | 0 | 0 | 0 | 0 | 0 | 0 | 0 | 0 | 0 | 0 | 0 | 0 | 0 | 0 | 0 | 0 | 0 | 0 |  | 0 | 0 | 0 | 0 | 0 | 0 | 0 | 0 | 0 | 0 | 0 | 0 | 0 | 0 | 0 | 0 | 0 | 0 | 0 | 0 | 0 | 0 | 0 | 0 | 0 | 0 | 0 | 0 | 0 | 0 | 0 | 0 | 0 | 0 | 0 | 0 | 514.08 | 0 | 0 | 0 | 0 | 0 | 0 | 514.08 | 514.08 | 0 | 0 | 0 | 0 | 0 | 0 | 0
SCE Northern | Big Creek | 230 | 0 | 0 | 0 | 0 | 0 | 0 | 0 | 0 | 0 | 0 | 0 | 0 | 0 | 0 | 0 | 0 | 0 | 0 | 0 | 0 | 0 | 0 | 0 | 0 | 0 | 0 | 0 | 0 | 0 | 0 | 0 | 0 | 0 | 0 | 0 | 0 | 0 | 0 | 0 | 0 | 0 | 0 | 0 | 0 | 0 | 0 | 0 | 0 |  | 0 | 0 | 0 | 0 | 0 | 0 | 0 | 0 | 0 | 0 | 0 | 0 | 0 | 0 | 0 | 0 | 0 | 0 | 0 | 0 | 0 | 0 | 0 | 0 | 0 | 0 | 0 | 0 | 0 | 0 | 0 | 0 | 0 | 0 | 0 | 0 | 0 | 0 | 0 | 0 | 0 | 0 | 0 | 0 | 0 | 0 | 0 | 0 | 0 | 0 | 0 | 0
PG&E FRESNO | Biola | 70 | 0 | 0 | 0 | 0 | 0 | 0 | 0 | 0 | 0 | 0 | 0 | 0 | 0 | 0 | 0 | 0 | 0 | 0 | 0 | 0 | 0 | 0 | 0 | 0 | 0 | 0 | 0 | 0 | 0 | 0 | 0 | 0 | 0 | 0 | 0 | 0 | 0 | 0 | 0 | 0 | 0 | 0 | 0 | 0 | 0 | 0 | 0 | 0 |  | 0 | 0 | 0 | 0 | 0 | 0 | 0 | 0 | 0 | 0 | 0 | 0 | 0 | 0 | 0 | 0 | 0 | 0 | 0 | 0 | 0 | 0 | 0 | 0 | 0 | 0 | 0 | 0 | 0 | 0 | 0 | 0 | 0 | 0 | 0 | 0 | 0 | 0 | 0 | 0 | 0 | 0 | 0 | 0 | 0 | 0 | 0 | 0 | 0 | 0 | 0 | 0
PG&E GBA | Birds Landing | 230 | 295.94 | 65.02 | 0 | 0 | 205.02 | 0 | 0 | 0 | 207.2 | 0 | 0 | 0 | 92 | 65.02 | 0 | 0 | 0 | 0 | 0 | 0 | 0 | 0 | 0 | 0 | 174.62 | 46.02 | 0 | 0 | 0 | 0 | 0 | 0 | 0 | 0 | 0 | 0 | 212.62 | 65.02 | 0 | 0 | 0 | 0 | 0 | 0 | 0 | 0 | 0 | 0 |  | 295.94 | 65.02 | 0 | 0 | 205.02 | 0 | 0 | 0 | 207.2 | 0 | 0 | 0 | 54 | 46.02 | 0 | 0 | 0 | 0 | 0 | 0 | 0 | 0 | 0 | 0 | 92 | 65.02 | 0 | 0 | 0 | 0 | 0 | 0 | 0 | 0 | 0 | 0 | 0 | 0 | 0 | 0 | 0 | 0 | 0 | 0 | 0 | 0 | 0 | 0 | 0 | 0 | 0 | 0
SCE Northern | Bliss | 66 | 0 | 0 | 0 | 0 | 0 | 0 | 0 | 0 | 0 | 0 | 0 | 0 | 0 | 0 | 0 | 0 | 0 | 0 | 0 | 0 | 0 | 0 | 0 | 0 | 0 | 0 | 0 | 0 | 0 | 0 | 0 | 0 | 0 | 0 | 0 | 0 | 0 | 0 | 0 | 0 | 0 | 0 | 0 | 0 | 0 | 0 | 0 | 0 |  | 0 | 0 | 0 | 0 | 0 | 0 | 0 | 0 | 0 | 0 | 0 | 0 | 0 | 0 | 0 | 0 | 0 | 0 | 0 | 0 | 0 | 0 | 0 | 0 | 0 | 0 | 0 | 0 | 0 | 0 | 0 | 0 | 0 | 0 | 0 | 0 | 0 | 0 | 0 | 0 | 0 | 0 | 0 | 0 | 0 | 0 | 0 | 0 | 0 | 0 | 0 | 0
SCE Eastern | Blythe | 161 | 0 | 0 | 0 | 0 | 0 | 0 | 0 | 0 | 0 | 0 | 0 | 0 | 0 | 0 | 0 | 0 | 0 | 0 | 0 | 0 | 0 | 0 | 0 | 0 | 0 | 0 | 0 | 0 | 0 | 0 | 0 | 0 | 0 | 0 | 0 | 0 | 0 | 0 | 0 | 0 | 0 | 0 | 0 | 0 | 0 | 0 | 0 | 0 |  | 0 | 0 | 0 | 0 | 0 | 0 | 0 | 0 | 0 | 0 | 0 | 0 | 0 | 0 | 0 | 0 | 0 | 0 | 0 | 0 | 0 | 0 | 0 | 0 | 0 | 0 | 0 | 0 | 0 | 0 | 0 | 0 | 0 | 0 | 0 | 0 | 0 | 0 | 0 | 0 | 0 | 0 | 0 | 0 | 0 | 0 | 0 | 0 | 0 | 0 | 0 | 0
PG&E NGBA | Bogue | 115 | 0 | 0 | 0 | 0 | 0 | 0 | 0 | 0 | 0 | 0 | 0 | 0 | 0 | 0 | 0 | 0 | 0 | 0 | 0 | 0 | 0 | 0 | 0 | 0 | 0 | 0 | 0 | 0 | 0 | 0 | 0 | 0 | 0 | 0 | 0 | 0 | 0 | 0 | 0 | 0 | 0 | 0 | 0 | 0 | 0 | 0 | 0 | 0 |  | 0 | 0 | 0 | 0 | 0 | 0 | 0 | 0 | 0 | 0 | 0 | 0 | 0 | 0 | 0 | 0 | 0 | 0 | 0 | 0 | 0 | 0 | 0 | 0 | 0 | 0 | 0 | 0 | 0 | 0 | 0 | 0 | 0 | 0 | 0 | 0 | 0 | 0 | 0 | 0 | 0 | 0 | 0 | 0 | 0 | 0 | 0 | 0 | 0 | 0 | 0 | 0
PG&E FRESNO | Borden | 230 | 0 | 0 | 0 | 0 | 0 | 0 | 0 | 0 | 0 | 0 | 0 | 0 | 0 | 0 | 0 | 0 | 0 | 0 | 0 | 0 | 0 | 0 | 0 | 0 | 406.899 | 0 | 0 | 0 | 203.2 | 0 | 0 | 0 | 0 | 0 | 0 | 0 | 406.899 | 0 | 0 | 0 | 203.2 | 0 | 0 | 0 | 0 | 0 | 0 | 0 |  | 0 | 0 | 0 | 0 | 0 | 0 | 0 | 0 | 0 | 0 | 0 | 0 | 0 | 0 | 0 | 0 | 0 | 0 | 0 | 0 | 0 | 0 | 0 | 0 | 0 | 0 | 0 | 0 | 0 | 0 | 0 | 0 | 0 | 0 | 0 | 0 | 0 | 0 | 0 | 0 | 0 | 0 | 0 | 0 | 0 | 0 | 0 | 0 | 0 | 0 | 0 | 0
PG&E FRESNO | Borden | 70 | 0 | 0 | 0 | 0 | 0 | 0 | 0 | 0 | 0 | 0 | 0 | 0 | 0 | 0 | 0 | 0 | 0 | 0 | 0 | 0 | 0 | 0 | 0 | 0 | 0 | 0 | 0 | 0 | 0 | 0 | 0 | 0 | 0 | 0 | 0 | 0 | 0 | 0 | 0 | 0 | 0 | 0 | 0 | 0 | 0 | 0 | 0 | 0 |  | 0 | 0 | 0 | 0 | 0 | 0 | 0 | 0 | 0 | 0 | 0 | 0 | 0 | 0 | 0 | 0 | 0 | 0 | 0 | 0 | 0 | 0 | 0 | 0 | 0 | 0 | 0 | 0 | 0 | 0 | 0 | 0 | 0 | 0 | 0 | 0 | 0 | 0 | 0 | 0 | 0 | 0 | 0 | 0 | 0 | 0 | 0 | 0 | 0 | 0 | 0 | 0
SDGE | Boulevard East | 138 | 0 | 0 | 0 | 0 | 0 | 0 | 0 | 0 | 63.3 | 0 | 0 | 0 | 206.31 | 200 | 0 | 0 | 0 | 0 | 0 | 0 | 63.3 | 0 | 0 | 0 | 206.31 | 200 | 0 | 0 | 0 | 0 | 0 | 0 | 63.3 | 0 | 0 | 0 | 206.31 | 200 | 0 | 0 | 0 | 0 | 0 | 0 | 63.3 | 0 | 0 | 0 |  | 0 | 0 | 0 | 0 | 0 | 0 | 0 | 0 | 63.3 | 0 | 0 | 0 | 206.31 | 200 | 0 | 0 | 0 | 0 | 0 | 0 | 63.3 | 0 | 0 | 0 | 206.31 | 200 | 0 | 0 | 0 | 0 | 0 | 0 | 63.3 | 0 | 0 | 0 | 0 | 0 | 0 | 0 | 0 | 0 | 0 | 0 | 0 | 0 | 0 | 0 | 0 | 0 | 0 | 0
SDGE | Boulevard East | 69 | 0 | 0 | 0 | 0 | 71.88 | 0 | 0 | 0 | 0 | 0 | 0 | 0 | 17.4 | 17.4 | 0 | 0 | 20 | 0 | 0 | 0 | 0 | 0 | 0 | 0 | 17.4 | 17.4 | 0 | 0 | 20 | 0 | 0 | 0 | 0 | 0 | 0 | 0 | 17.4 | 17.4 | 0 | 0 | 20 | 0 | 0 | 0 | 0 | 0 | 0 | 0 |  | 0 | 0 | 0 | 0 | 74.48 | 0 | 0 | 0 | 0 | 0 | 0 | 0 | 17.4 | 17.4 | 0 | 0 | 20 | 0 | 0 | 0 | 0 | 0 | 0 | 0 | 17.4 | 17.4 | 0 | 0 | 20 | 0 | 0 | 0 | 0 | 0 | 0 | 0 | 0 | 0 | 0 | 0 | 0 | 0 | 0 | 0 | 0 | 0 | 0 | 0 | 0 | 0 | 0 | 0
PG&E GBA | Brentwood | 230 | 0 | 0 | 0 | 0 | 0 | 0 | 0 | 0 | 0 | 0 | 0 | 0 | 0 | 0 | 0 | 0 | 0 | 0 | 0 | 0 | 0 | 0 | 0 | 0 | 0 | 0 | 0 | 0 | 0 | 0 | 0 | 0 | 0 | 0 | 0 | 0 | 0 | 0 | 0 | 0 | 0 | 0 | 0 | 0 | 0 | 0 | 0 | 0 |  | 0 | 0 | 0 | 0 | 0 | 0 | 0 | 0 | 0 | 0 | 0 | 0 | 0 | 0 | 0 | 0 | 0 | 0 | 0 | 0 | 0 | 0 | 0 | 0 | 0 | 0 | 0 | 0 | 0 | 0 | 0 | 0 | 0 | 0 | 0 | 0 | 0 | 0 | 0 | 0 | 0 | 0 | 0 | 0 | 0 | 0 | 0 | 0 | 0 | 0 | 0 | 0
PG&E NGBA | Bridgeville | 115 | 0 | 0 | 0 | 0 | 0 | 0 | 0 | 0 | 0 | 0 | 0 | 0 | 0 | 0 | 0 | 0 | 0 | 0 | 0 | 0 | 0 | 0 | 0 | 0 | 0 | 0 | 0 | 0 | 0 | 0 | 0 | 0 | 0 | 0 | 0 | 0 | 0 | 0 | 0 | 0 | 0 | 0 | 0 | 0 | 0 | 0 | 0 | 0 |  | 0 | 0 | 0 | 0 | 0 | 0 | 0 | 0 | 0 | 0 | 0 | 0 | 0 | 0 | 0 | 0 | 0 | 0 | 0 | 0 | 0 | 0 | 0 | 0 | 0 | 0 | 0 | 0 | 0 | 0 | 0 | 0 | 0 | 0 | 0 | 0 | 0 | 0 | 0 | 0 | 0 | 0 | 0 | 0 | 0 | 0 | 0 | 0 | 0 | 0 | 0 | 0
PG&E NGBA | Brighton | 115 | 0 | 0 | 0 | 0 | 0 | 0 | 0 | 0 | 0 | 0 | 0 | 0 | 0 | 0 | 0 | 0 | 0 | 0 | 0 | 0 | 0 | 0 | 0 | 0 | 0 | 0 | 0 | 0 | 0 | 0 | 0 | 0 | 0 | 0 | 0 | 0 | 0 | 0 | 0 | 0 | 0 | 0 | 0 | 0 | 0 | 0 | 0 | 0 |  | 0 | 0 | 0 | 0 | 0 | 0 | 0 | 0 | 0 | 0 | 0 | 0 | 0 | 0 | 0 | 0 | 0 | 0 | 0 | 0 | 0 | 0 | 0 | 0 | 0 | 0 | 0 | 0 | 0 | 0 | 0 | 0 | 0 | 0 | 0 | 0 | 0 | 0 | 0 | 0 | 0 | 0 | 0 | 0 | 0 | 0 | 0 | 0 | 0 | 0 | 0 | 0
PG&E NGBA | Brighton | 230 | 0 | 0 | 0 | 0 | 0 | 0 | 0 | 0 | 0 | 0 | 0 | 0 | 0 | 0 | 0 | 0 | 0 | 0 | 0 | 0 | 0 | 0 | 0 | 0 | 0 | 0 | 0 | 0 | 0 | 0 | 0 | 0 | 0 | 0 | 0 | 0 | 0 | 0 | 0 | 0 | 0 | 0 | 0 | 0 | 0 | 0 | 0 | 0 |  | 0 | 0 | 0 | 0 | 0 | 0 | 0 | 0 | 0 | 0 | 0 | 0 | 0 | 0 | 0 | 0 | 0 | 0 | 0 | 0 | 0 | 0 | 0 | 0 | 0 | 0 | 0 | 0 | 0 | 0 | 0 | 0 | 0 | 0 | 0 | 0 | 0 | 0 | 0 | 0 | 0 | 0 | 0 | 0 | 0 | 0 | 0 | 0 | 0 | 0 | 0 | 0
PG&E NGBA | Brunswick | 115 | 0 | 0 | 0 | 0 | 0 | 0 | 0 | 0 | 0 | 0 | 0 | 0 | 0 | 0 | 0 | 0 | 0 | 0 | 0 | 0 | 0 | 0 | 0 | 0 | 0 | 0 | 0 | 0 | 0 | 0 | 0 | 0 | 0 | 0 | 0 | 0 | 0 | 0 | 0 | 0 | 0 | 0 | 0 | 0 | 0 | 0 | 0 | 0 |  | 0 | 0 | 0 | 0 | 0 | 0 | 0 | 0 | 0 | 0 | 0 | 0 | 0 | 0 | 0 | 0 | 0 | 0 | 0 | 0 | 0 | 0 | 0 | 0 | 0 | 0 | 0 | 0 | 0 | 0 | 0 | 0 | 0 | 0 | 0 | 0 | 0 | 0 | 0 | 0 | 0 | 0 | 0 | 0 | 0 | 0 | 0 | 0 | 0 | 0 | 0 | 0
PG&E NGBA | Bucks Creek | 230 | 0 | 0 | 0 | 0 | 0 | 0 | 0 | 0 | 0 | 0 | 0 | 0 | 0 | 0 | 0 | 0 | 0 | 0 | 0 | 0 | 0 | 0 | 0 | 0 | 0 | 0 | 0 | 0 | 0 | 0 | 0 | 0 | 0 | 0 | 0 | 0 | 0 | 0 | 0 | 0 | 0 | 0 | 0 | 0 | 0 | 0 | 0 | 0 |  | 0 | 0 | 0 | 0 | 0 | 0 | 0 | 0 | 0 | 0 | 0 | 0 | 0 | 0 | 0 | 0 | 0 | 0 | 0 | 0 | 0 | 0 | 0 | 0 | 0 | 0 | 0 | 0 | 0 | 0 | 0 | 0 | 0 | 0 | 0 | 0 | 0 | 0 | 0 | 0 | 0 | 0 | 0 | 0 | 0 | 0 | 0 | 0 | 0 | 0 | 0 | 0
PG&E KERN | Buena Vista | 230 | 0 | 0 | 0 | 0 | 0 | 0 | 0 | 0 | 0 | 0 | 0 | 0 | 0 | 0 | 0 | 0 | 0 | 0 | 0 | 0 | 0 | 0 | 0 | 0 | 0 | 0 | 0 | 0 | 0 | 0 | 0 | 0 | 0 | 0 | 0 | 0 | 0 | 0 | 0 | 0 | 0 | 0 | 0 | 0 | 0 | 0 | 0 | 0 |  | 0 | 0 | 0 | 0 | 0 | 0 | 0 | 0 | 0 | 0 | 0 | 0 | 0 | 0 | 0 | 0 | 0 | 0 | 0 | 0 | 0 | 0 | 0 | 0 | 0 | 0 | 0 | 0 | 0 | 0 | 0 | 0 | 0 | 0 | 0 | 0 | 0 | 0 | 0 | 0 | 0 | 0 | 0 | 0 | 0 | 0 | 0 | 0 | 0 | 0 | 0 | 0
PG&E FRESNO | Bullard | 115 | 0 | 0 | 0 | 0 | 0 | 0 | 0 | 0 | 0 | 0 | 0 | 0 | 0 | 0 | 0 | 0 | 0 | 0 | 0 | 0 | 0 | 0 | 0 | 0 | 0 | 0 | 0 | 0 | 0 | 0 | 0 | 0 | 0 | 0 | 0 | 0 | 0 | 0 | 0 | 0 | 0 | 0 | 0 | 0 | 0 | 0 | 0 | 0 |  | 0 | 0 | 0 | 0 | 0 | 0 | 0 | 0 | 0 | 0 | 0 | 0 | 0 | 0 | 0 | 0 | 0 | 0 | 0 | 0 | 0 | 0 | 0 | 0 | 0 | 0 | 0 | 0 | 0 | 0 | 0 | 0 | 0 | 0 | 0 | 0 | 0 | 0 | 0 | 0 | 0 | 0 | 0 | 0 | 0 | 0 | 0 | 0 | 0 | 0 | 0 | 0
PG&E GBA | Burlingame | 115 | 0 | 0 | 0 | 0 | 0 | 0 | 0 | 0 | 0 | 0 | 0 | 0 | 0 | 0 | 0 | 0 | 0 | 0 | 0 | 0 | 0 | 0 | 0 | 0 | 0 | 0 | 0 | 0 | 0 | 0 | 0 | 0 | 0 | 0 | 0 | 0 | 0 | 0 | 0 | 0 | 0 | 0 | 0 | 0 | 0 | 0 | 0 | 0 |  | 0 | 0 | 0 | 0 | 0 | 0 | 0 | 0 | 0 | 0 | 0 | 0 | 0 | 0 | 0 | 0 | 0 | 0 | 0 | 0 | 0 | 0 | 0 | 0 | 0 | 0 | 0 | 0 | 0 | 0 | 0 | 0 | 0 | 0 | 0 | 0 | 0 | 0 | 0 | 0 | 0 | 0 | 0 | 0 | 0 | 0 | 0 | 0 | 0 | 0 | 0 | 0
PG&E NGBA | Burney Forest | 230 | 0 | 0 | 0 | 0 | 0 | 0 | 0 | 0 | 0 | 0 | 0 | 0 | 0 | 0 | 0 | 0 | 0 | 0 | 0 | 0 | 0 | 0 | 0 | 0 | 0 | 0 | 0 | 0 | 0 | 0 | 0 | 0 | 0 | 0 | 0 | 0 | 0 | 0 | 0 | 0 | 0 | 0 | 0 | 0 | 0 | 0 | 0 | 0 |  | 0 | 0 | 0 | 0 | 0 | 0 | 0 | 0 | 0 | 0 | 0 | 0 | 0 | 0 | 0 | 0 | 0 | 0 | 0 | 0 | 0 | 0 | 0 | 0 | 0 | 0 | 0 | 0 | 0 | 0 | 0 | 0 | 0 | 0 | 0 | 0 | 0 | 0 | 0 | 0 | 0 | 0 | 0 | 0 | 0 | 0 | 0 | 0 | 0 | 0 | 0 | 0
PG&E NGBA | Butte | 115 | 0 | 0 | 0 | 0 | 0 | 0 | 0 | 0 | 0 | 0 | 0 | 0 | 0 | 0 | 0 | 0 | 0 | 0 | 0 | 0 | 0 | 0 | 0 | 0 | 0 | 0 | 0 | 0 | 0 | 0 | 0 | 0 | 0 | 0 | 0 | 0 | 0 | 0 | 0 | 0 | 0 | 0 | 0 | 0 | 0 | 0 | 0 | 0 |  | 0 | 0 | 0 | 0 | 0 | 0 | 0 | 0 | 0 | 0 | 0 | 0 | 0 | 0 | 0 | 0 | 0 | 0 | 0 | 0 | 0 | 0 | 0 | 0 | 0 | 0 | 0 | 0 | 0 | 0 | 0 | 0 | 0 | 0 | 0 | 0 | 0 | 0 | 0 | 0 | 0 | 0 | 0 | 0 | 0 | 0 | 0 | 0 | 0 | 0 | 0 | 0
PG&E KERN | Cabrillo | 115 | 0 | 0 | 0 | 0 | 0 | 0 | 0 | 0 | 0 | 0 | 0 | 0 | 0 | 0 | 0 | 0 | 0 | 0 | 0 | 0 | 0 | 0 | 0 | 0 | 0 | 0 | 0 | 0 | 0 | 0 | 0 | 0 | 0 | 0 | 0 | 0 | 0 | 0 | 0 | 0 | 0 | 0 | 0 | 0 | 0 | 0 | 0 | 0 |  | 0 | 0 | 0 | 0 | 0 | 0 | 0 | 0 | 0 | 0 | 0 | 0 | 0 | 0 | 0 | 0 | 0 | 0 | 0 | 0 | 0 | 0 | 0 | 0 | 0 | 0 | 0 | 0 | 0 | 0 | 0 | 0 | 0 | 0 | 0 | 0 | 0 | 0 | 0 | 0 | 0 | 0 | 0 | 0 | 0 | 0 | 0 | 0 | 0 | 0 | 0 | 0
PG&E FRESNO | Cal Flats | 230 | 0 | 0 | 0 | 0 | 0 | 0 | 0 | 0 | 0 | 0 | 0 | 0 | 0 | 0 | 0 | 0 | 0 | 0 | 0 | 0 | 0 | 0 | 0 | 0 | 0 | 0 | 0 | 0 | 0 | 0 | 0 | 0 | 0 | 0 | 0 | 0 | 0 | 0 | 0 | 0 | 0 | 0 | 0 | 0 | 0 | 0 | 0 | 0 |  | 0 | 0 | 0 | 0 | 0 | 0 | 0 | 0 | 0 | 0 | 0 | 0 | 0 | 0 | 0 | 0 | 0 | 0 | 0 | 0 | 0 | 0 | 0 | 0 | 0 | 0 | 0 | 0 | 0 | 0 | 0 | 0 | 0 | 0 | 0 | 0 | 0 | 0 | 0 | 0 | 0 | 0 | 0 | 0 | 0 | 0 | 0 | 0 | 0 | 0 | 0 | 0
SCE NOL | Calcite | 230 | 250 | 236 | 0 | 0 | 400 | 200 | 0 | 0 | 0 | 0 | 0 | 0 | 200 | 186 | 0 | 0 | 200 | 0 | 0 | 0 | 0 | 0 | 0 | 0 | 256 | 241 | 0 | 0 | 256 | 0 | 0 | 0 | 0 | 0 | 0 | 0 | 256 | 241 | 0 | 0 | 256 | 0 | 0 | 0 | 0 | 0 | 0 | 0 |  | 250 | 236 | 0 | 0 | 400 | 200 | 0 | 0 | 0 | 0 | 0 | 0 | 256 | 241 | 0 | 0 | 256 | 0 | 0 | 0 | 0 | 0 | 0 | 0 | 256 | 241 | 0 | 0 | 256 | 0 | 0 | 0 | 0 | 0 | 0 | 0 | 288 | 0 | 640.0165 | 0 | 0 | 0 | 0 | 288 | 0 | 0 | 352.0165 | 0 | 0 | 0 | 0 | 0
PG&E KERN | Caliente | 230 | 75 | 0 | 0 | 0 | 0 | 0 | 0 | 0 | 0 | 0 | 0 | 0 | 0 | 0 | 0 | 0 | 0 | 0 | 0 | 0 | 0 | 0 | 0 | 0 | 75 | 0 | 0 | 0 | 0 | 0 | 0 | 0 | 0 | 0 | 0 | 0 | 75 | 0 | 0 | 0 | 0 | 0 | 0 | 0 | 0 | 0 | 0 | 0 |  | 0 | 0 | 0 | 0 | 0 | 0 | 0 | 0 | 0 | 0 | 0 | 0 | 0 | 0 | 0 | 0 | 0 | 0 | 0 | 0 | 0 | 0 | 0 | 0 | 0 | 0 | 0 | 0 | 0 | 0 | 0 | 0 | 0 | 0 | 0 | 0 | 0 | 0 | 0 | 0 | 0 | 0 | 0 | 0 | 0 | 0 | 0 | 0 | 0 | 0 | 0 | 0
PG&E FRESNO | California Ave | 115 | 0 | 0 | 0 | 0 | 0 | 0 | 0 | 0 | 0 | 0 | 0 | 0 | 0 | 0 | 0 | 0 | 0 | 0 | 0 | 0 | 0 | 0 | 0 | 0 | 0 | 0 | 0 | 0 | 0 | 0 | 0 | 0 | 0 | 0 | 0 | 0 | 0 | 0 | 0 | 0 | 0 | 0 | 0 | 0 | 0 | 0 | 0 | 0 |  | 0 | 0 | 0 | 0 | 0 | 0 | 0 | 0 | 0 | 0 | 0 | 0 | 0 | 0 | 0 | 0 | 0 | 0 | 0 | 0 | 0 | 0 | 0 | 0 | 0 | 0 | 0 | 0 | 0 | 0 | 0 | 0 | 0 | 0 | 0 | 0 | 0 | 0 | 0 | 0 | 0 | 0 | 0 | 0 | 0 | 0 | 0 | 0 | 0 | 0 | 0 | 0
PG&E KERN | Callender | 115 | 0 | 0 | 0 | 0 | 0 | 0 | 0 | 0 | 0 | 0 | 0 | 0 | 0 | 0 | 0 | 0 | 0 | 0 | 0 | 0 | 0 | 0 | 0 | 0 | 0 | 0 | 0 | 0 | 0 | 0 | 0 | 0 | 0 | 0 | 0 | 0 | 0 | 0 | 0 | 0 | 0 | 0 | 0 | 0 | 0 | 0 | 0 | 0 |  | 0 | 0 | 0 | 0 | 0 | 0 | 0 | 0 | 0 | 0 | 0 | 0 | 0 | 0 | 0 | 0 | 0 | 0 | 0 | 0 | 0 | 0 | 0 | 0 | 0 | 0 | 0 | 0 | 0 | 0 | 0 | 0 | 0 | 0 | 0 | 0 | 0 | 0 | 0 | 0 | 0 | 0 | 0 | 0 | 0 | 0 | 0 | 0 | 0 | 0 | 0 | 0
PG&E NGBA | Calpella | 115 | 0 | 0 | 0 | 0 | 0 | 0 | 0 | 0 | 0 | 0 | 0 | 0 | 0 | 0 | 0 | 0 | 0 | 0 | 0 | 0 | 0 | 0 | 0 | 0 | 0 | 0 | 0 | 0 | 0 | 0 | 0 | 0 | 0 | 0 | 0 | 0 | 0 | 0 | 0 | 0 | 0 | 0 | 0 | 0 | 0 | 0 | 0 | 0 |  | 0 | 0 | 0 | 0 | 0 | 0 | 0 | 0 | 0 | 0 | 0 | 0 | 0 | 0 | 0 | 0 | 0 | 0 | 0 | 0 | 0 | 0 | 0 | 0 | 0 | 0 | 0 | 0 | 0 | 0 | 0 | 0 | 0 | 0 | 0 | 0 | 0 | 0 | 0 | 0 | 0 | 0 | 0 | 0 | 0 | 0 | 0 | 0 | 0 | 0 | 0 | 0
PG&E GBA | Camanche | 230 | 0 | 0 | 0 | 0 | 0 | 0 | 0 | 0 | 0 | 0 | 0 | 0 | 356.592 | 350 | 0 | 0 | 356.592 | 0 | 0 | 0 | 0 | 0 | 0 | 0 | 356.592 | 350 | 0 | 0 | 356.592 | 0 | 0 | 0 | 0 | 0 | 0 | 0 | 356.592 | 350 | 0 | 0 | 356.592 | 0 | 0 | 0 | 0 | 0 | 0 | 0 |  | 0 | 0 | 0 | 0 | 0 | 0 | 0 | 0 | 0 | 0 | 0 | 0 | 0 | 0 | 0 | 0 | 0 | 0 | 0 | 0 | 0 | 0 | 0 | 0 | 0 | 0 | 0 | 0 | 0 | 0 | 0 | 0 | 0 | 0 | 0 | 0 | 0 | 0 | 0 | 0 | 0 | 0 | 0 | 0 | 0 | 0 | 0 | 0 | 0 | 0 | 0 | 0
SDGE | Cameron | 69 | 0 | 0 | 0 | 0 | 0 | 0 | 0 | 0 | 0 | 0 | 0 | 0 | 0 | 0 | 0 | 0 | 0 | 0 | 0 | 0 | 0 | 0 | 0 | 0 | 0 | 0 | 0 | 0 | 0 | 0 | 0 | 0 | 0 | 0 | 0 | 0 | 0 | 0 | 0 | 0 | 0 | 0 | 0 | 0 | 0 | 0 | 0 | 0 |  | 0 | 0 | 0 | 0 | 0 | 0 | 0 | 0 | 0 | 0 | 0 | 0 | 0 | 0 | 0 | 0 | 0 | 0 | 0 | 0 | 0 | 0 | 0 | 0 | 0 | 0 | 0 | 0 | 0 | 0 | 0 | 0 | 0 | 0 | 0 | 0 | 0 | 0 | 0 | 0 | 0 | 0 | 0 | 0 | 0 | 0 | 0 | 0 | 0 | 0 | 0 | 0
SDGE | Cannon | 69 | 0 | 0 | 0 | 0 | 0 | 0 | 0 | 0 | 0 | 0 | 0 | 0 | 0 | 0 | 0 | 0 | 0 | 0 | 0 | 0 | 0 | 0 | 0 | 0 | 0 | 0 | 0 | 0 | 0 | 0 | 0 | 0 | 0 | 0 | 0 | 0 | 0 | 0 | 0 | 0 | 0 | 0 | 0 | 0 | 0 | 0 | 0 | 0 |  | 0 | 0 | 0 | 0 | 0 | 0 | 0 | 0 | 0 | 0 | 0 | 0 | 0 | 0 | 0 | 0 | 0 | 0 | 0 | 0 | 0 | 0 | 0 | 0 | 0 | 0 | 0 | 0 | 0 | 0 | 0 | 0 | 0 | 0 | 0 | 0 | 0 | 0 | 0 | 0 | 0 | 0 | 0 | 0 | 0 | 0 | 0 | 0 | 0 | 0 | 0 | 0
PG&E FRESNO | Cantua | 115 | 0 | 0 | 0 | 0 | 0 | 0 | 0 | 0 | 0 | 0 | 0 | 0 | 0 | 0 | 0 | 0 | 0 | 0 | 0 | 0 | 0 | 0 | 0 | 0 | 0 | 0 | 0 | 0 | 0 | 0 | 0 | 0 | 0 | 0 | 0 | 0 | 0 | 0 | 0 | 0 | 0 | 0 | 0 | 0 | 0 | 0 | 0 | 0 |  | 0 | 0 | 0 | 0 | 0 | 0 | 0 | 0 | 0 | 0 | 0 | 0 | 0 | 0 | 0 | 0 | 0 | 0 | 0 | 0 | 0 | 0 | 0 | 0 | 0 | 0 | 0 | 0 | 0 | 0 | 0 | 0 | 0 | 0 | 0 | 0 | 0 | 0 | 0 | 0 | 0 | 0 | 0 | 0 | 0 | 0 | 0 | 0 | 0 | 0 | 0 | 0
SDGE | Capistrano | 138 | 0 | 0 | 0 | 0 | 0 | 0 | 0 | 0 | 0 | 0 | 0 | 0 | 256.875 | 250 | 0 | 0 | 0 | 0 | 0 | 0 | 0 | 0 | 0 | 0 | 256.875 | 250 | 0 | 0 | 0 | 0 | 0 | 0 | 0 | 0 | 0 | 0 | 256.875 | 250 | 0 | 0 | 0 | 0 | 0 | 0 | 0 | 0 | 0 | 0 |  | 256.875 | 250 | 0 | 0 | 0 | 0 | 0 | 0 | 0 | 0 | 0 | 0 | 256.875 | 250 | 0 | 0 | 0 | 0 | 0 | 0 | 0 | 0 | 0 | 0 | 256.875 | 250 | 0 | 0 | 0 | 0 | 0 | 0 | 0 | 0 | 0 | 0 | 0 | 0 | 0 | 0 | 0 | 0 | 0 | 0 | 0 | 0 | 0 | 0 | 0 | 0 | 0 | 0
SDGE | Capistrano | 230 | 0 | 0 | 0 | 0 | 0 | 0 | 0 | 0 | 0 | 0 | 0 | 0 | 0 | 0 | 0 | 0 | 0 | 0 | 0 | 0 | 0 | 0 | 0 | 0 | 0 | 0 | 0 | 0 | 0 | 0 | 0 | 0 | 0 | 0 | 0 | 0 | 0 | 0 | 0 | 0 | 0 | 0 | 0 | 0 | 0 | 0 | 0 | 0 |  | 0 | 0 | 0 | 0 | 0 | 0 | 0 | 0 | 0 | 0 | 0 | 0 | 0 | 0 | 0 | 0 | 0 | 0 | 0 | 0 | 0 | 0 | 0 | 0 | 0 | 0 | 0 | 0 | 0 | 0 | 0 | 0 | 0 | 0 | 0 | 0 | 0 | 0 | 0 | 0 | 0 | 0 | 0 | 0 | 0 | 0 | 0 | 0 | 0 | 0 | 0 | 0
PG&E NGBA | Carberry | 230 | 0 | 0 | 0 | 0 | 0 | 0 | 0 | 0 | 0 | 0 | 0 | 0 | 0 | 0 | 0 | 0 | 0 | 0 | 0 | 0 | 0 | 0 | 0 | 0 | 0 | 0 | 0 | 0 | 0 | 0 | 0 | 0 | 0 | 0 | 0 | 0 | 0 | 0 | 0 | 0 | 0 | 0 | 0 | 0 | 0 | 0 | 0 | 0 |  | 0 | 0 | 0 | 0 | 0 | 0 | 0 | 0 | 0 | 0 | 0 | 0 | 0 | 0 | 0 | 0 | 0 | 0 | 0 | 0 | 0 | 0 | 0 | 0 | 0 | 0 | 0 | 0 | 0 | 0 | 0 | 0 | 0 | 0 | 0 | 0 | 0 | 0 | 0 | 0 | 0 | 0 | 0 | 0 | 0 | 0 | 0 | 0 | 0 | 0 | 0 | 0
SCE Eastern | Cardiff | 66 | 0 | 0 | 0 | 0 | 0 | 0 | 0 | 0 | 0 | 0 | 0 | 0 | 0 | 0 | 0 | 0 | 0 | 0 | 0 | 0 | 0 | 0 | 0 | 0 | 0 | 0 | 0 | 0 | 0 | 0 | 0 | 0 | 0 | 0 | 0 | 0 | 0 | 0 | 0 | 0 | 0 | 0 | 0 | 0 | 0 | 0 | 0 | 0 |  | 0 | 0 | 0 | 0 | 0 | 0 | 0 | 0 | 0 | 0 | 0 | 0 | 0 | 0 | 0 | 0 | 0 | 0 | 0 | 0 | 0 | 0 | 0 | 0 | 0 | 0 | 0 | 0 | 0 | 0 | 0 | 0 | 0 | 0 | 0 | 0 | 0 | 0 | 0 | 0 | 0 | 0 | 0 | 0 | 0 | 0 | 0 | 0 | 0 | 0 | 0 | 0
PG&E NGBA | Caribou | 60 | 0 | 0 | 0 | 0 | 0 | 0 | 0 | 0 | 0 | 0 | 0 | 0 | 0 | 0 | 0 | 0 | 0 | 0 | 0 | 0 | 0 | 0 | 0 | 0 | 0 | 0 | 0 | 0 | 0 | 0 | 0 | 0 | 0 | 0 | 0 | 0 | 0 | 0 | 0 | 0 | 0 | 0 | 0 | 0 | 0 | 0 | 0 | 0 |  | 0 | 0 | 0 | 0 | 0 | 0 | 0 | 0 | 0 | 0 | 0 | 0 | 0 | 0 | 0 | 0 | 0 | 0 | 0 | 0 | 0 | 0 | 0 | 0 | 0 | 0 | 0 | 0 | 0 | 0 | 0 | 0 | 0 | 0 | 0 | 0 | 0 | 0 | 0 | 0 | 0 | 0 | 0 | 0 | 0 | 0 | 0 | 0 | 0 | 0 | 0 | 0
PG&E NGBA | Caribou | 115 | 0 | 0 | 0 | 0 | 0 | 0 | 0 | 0 | 0 | 0 | 0 | 0 | 0 | 0 | 0 | 0 | 0 | 0 | 0 | 0 | 0 | 0 | 0 | 0 | 0 | 0 | 0 | 0 | 0 | 0 | 0 | 0 | 0 | 0 | 0 | 0 | 0 | 0 | 0 | 0 | 0 | 0 | 0 | 0 | 0 | 0 | 0 | 0 |  | 0 | 0 | 0 | 0 | 0 | 0 | 0 | 0 | 0 | 0 | 0 | 0 | 0 | 0 | 0 | 0 | 0 | 0 | 0 | 0 | 0 | 0 | 0 | 0 | 0 | 0 | 0 | 0 | 0 | 0 | 0 | 0 | 0 | 0 | 0 | 0 | 0 | 0 | 0 | 0 | 0 | 0 | 0 | 0 | 0 | 0 | 0 | 0 | 0 | 0 | 0 | 0
PG&E NGBA | Caribou | 230 | 0 | 0 | 0 | 0 | 0 | 0 | 0 | 0 | 0 | 0 | 0 | 0 | 0 | 0 | 0 | 0 | 0 | 0 | 0 | 0 | 0 | 0 | 0 | 0 | 0 | 0 | 0 | 0 | 0 | 0 | 0 | 0 | 0 | 0 | 0 | 0 | 0 | 0 | 0 | 0 | 0 | 0 | 0 | 0 | 0 | 0 | 0 | 0 |  | 0 | 0 | 0 | 0 | 0 | 0 | 0 | 0 | 0 | 0 | 0 | 0 | 0 | 0 | 0 | 0 | 0 | 0 | 0 | 0 | 0 | 0 | 0 | 0 | 0 | 0 | 0 | 0 | 0 | 0 | 0 | 0 | 0 | 0 | 0 | 0 | 0 | 0 | 0 | 0 | 0 | 0 | 0 | 0 | 0 | 0 | 0 | 0 | 0 | 0 | 0 | 0
EOP | Carpenter Canyon (fka Gamebird) | 138 | 0 | 0 | 0 | 0 | 0 | 0 | 0 | 0 | 0 | 0 | 0 | 0 | 0 | 0 | 0 | 0 | 0 | 0 | 0 | 0 | 0 | 0 | 0 | 0 | 0 | 0 | 0 | 0 | 0 | 0 | 0 | 0 | 0 | 0 | 0 | 0 | 0 | 0 | 0 | 0 | 0 | 0 | 0 | 0 | 0 | 0 | 0 | 0 |  | 0 | 0 | 0 | 0 | 0 | 0 | 0 | 0 | 0 | 0 | 0 | 0 | 0 | 0 | 0 | 0 | 0 | 0 | 0 | 0 | 0 | 0 | 0 | 0 | 0 | 0 | 0 | 0 | 0 | 0 | 0 | 0 | 0 | 0 | 0 | 0 | 0 | 0 | 0 | 0 | 0 | 0 | 0 | 0 | 0 | 0 | 0 | 0 | 0 | 0 | 0 | 0
EOP | Carpenter Canyon (fka Gamebird) | 230 | 716.7638 | 200 | 0 | 0 | 716.7638 | 0 | 0 | 0 | 0 | 0 | 0 | 0 | 244 | 200 | 0 | 0 | 200 | 0 | 0 | 0 | 0 | 0 | 0 | 0 | 760.7638 | 200 | 0 | 0 | 716.7638 | 0 | 0 | 0 | 0 | 0 | 0 | 0 | 760.7638 | 200 | 0 | 0 | 716.7638 | 0 | 0 | 0 | 0 | 0 | 0 | 0 |  | 200 | 200 | 0 | 0 | 200 | 0 | 0 | 0 | 0 | 0 | 0 | 0 | 760.7638 | 200 | 0 | 0 | 716.7638 | 0 | 0 | 0 | 0 | 0 | 0 | 0 | 760.7638 | 200 | 0 | 0 | 716.7638 | 0 | 0 | 0 | 0 | 0 | 0 | 0 | 0 | 0 | 0 | 0 | 0 | 0 | 0 | 0 | 0 | 0 | 0 | 0 | 0 | 0 | 0 | 0
PG&E NGBA | Carquinez | 115 | 0 | 0 | 0 | 0 | 0 | 0 | 0 | 0 | 0 | 0 | 0 | 0 | 0 | 0 | 0 | 0 | 0 | 0 | 0 | 0 | 0 | 0 | 0 | 0 | 0 | 0 | 0 | 0 | 0 | 0 | 0 | 0 | 0 | 0 | 0 | 0 | 0 | 0 | 0 | 0 | 0 | 0 | 0 | 0 | 0 | 0 | 0 | 0 |  | 0 | 0 | 0 | 0 | 0 | 0 | 0 | 0 | 0 | 0 | 0 | 0 | 0 | 0 | 0 | 0 | 0 | 0 | 0 | 0 | 0 | 0 | 0 | 0 | 0 | 0 | 0 | 0 | 0 | 0 | 0 | 0 | 0 | 0 | 0 | 0 | 0 | 0 | 0 | 0 | 0 | 0 | 0 | 0 | 0 | 0 | 0 | 0 | 0 | 0 | 0 | 0
SDGE | Carrizo Gorge | 138 | 20 | 20 | 0 | 0 | 0 | 0 | 0 | 0 | 0 | 0 | 0 | 0 | 20 | 20 | 0 | 0 | 0 | 0 | 0 | 0 | 0 | 0 | 0 | 0 | 20 | 20 | 0 | 0 | 0 | 0 | 0 | 0 | 0 | 0 | 0 | 0 | 20 | 20 | 0 | 0 | 0 | 0 | 0 | 0 | 0 | 0 | 0 | 0 |  | 20 | 20 | 0 | 0 | 0 | 0 | 0 | 0 | 0 | 0 | 0 | 0 | 20 | 20 | 0 | 0 | 0 | 0 | 0 | 0 | 0 | 0 | 0 | 0 | 20 | 20 | 0 | 0 | 0 | 0 | 0 | 0 | 0 | 0 | 0 | 0 | 0 | 0 | 0 | 0 | 0 | 0 | 0 | 0 | 0 | 0 | 0 | 0 | 0 | 0 | 0 | 0
PG&E KERN | Carrizo Plains | 115 | 0 | 0 | 0 | 0 | 0 | 0 | 0 | 0 | 0 | 0 | 0 | 0 | 0 | 0 | 0 | 0 | 0 | 0 | 0 | 0 | 0 | 0 | 0 | 0 | 0 | 0 | 0 | 0 | 0 | 0 | 0 | 0 | 0 | 0 | 0 | 0 | 0 | 0 | 0 | 0 | 0 | 0 | 0 | 0 | 0 | 0 | 0 | 0 |  | 0 | 0 | 0 | 0 | 0 | 0 | 0 | 0 | 0 | 0 | 0 | 0 | 0 | 0 | 0 | 0 | 0 | 0 | 0 | 0 | 0 | 0 | 0 | 0 | 0 | 0 | 0 | 0 | 0 | 0 | 0 | 0 | 0 | 0 | 0 | 0 | 0 | 0 | 0 | 0 | 0 | 0 | 0 | 0 | 0 | 0 | 0 | 0 | 0 | 0 | 0 | 0
PG&E KERN | Casaloma | 230 | 0 | 0 | 0 | 0 | 0 | 0 | 0 | 0 | 0 | 0 | 0 | 0 | 0 | 0 | 0 | 0 | 0 | 0 | 0 | 0 | 0 | 0 | 0 | 0 | 0 | 0 | 0 | 0 | 0 | 0 | 0 | 0 | 0 | 0 | 0 | 0 | 0 | 0 | 0 | 0 | 0 | 0 | 0 | 0 | 0 | 0 | 0 | 0 |  | 0 | 0 | 0 | 0 | 0 | 0 | 0 | 0 | 0 | 0 | 0 | 0 | 0 | 0 | 0 | 0 | 0 | 0 | 0 | 0 | 0 | 0 | 0 | 0 | 0 | 0 | 0 | 0 | 0 | 0 | 0 | 0 | 0 | 0 | 0 | 0 | 0 | 0 | 0 | 0 | 0 | 0 | 0 | 0 | 0 | 0 | 0 | 0 | 0 | 0 | 0 | 0
PG&E GBA | Castro Valley | 230 | 0 | 0 | 0 | 0 | 0 | 0 | 0 | 0 | 0 | 0 | 0 | 0 | 0 | 0 | 0 | 0 | 0 | 0 | 0 | 0 | 0 | 0 | 0 | 0 | 0 | 0 | 0 | 0 | 0 | 0 | 0 | 0 | 0 | 0 | 0 | 0 | 0 | 0 | 0 | 0 | 0 | 0 | 0 | 0 | 0 | 0 | 0 | 0 |  | 0 | 0 | 0 | 0 | 0 | 0 | 0 | 0 | 0 | 0 | 0 | 0 | 0 | 0 | 0 | 0 | 0 | 0 | 0 | 0 | 0 | 0 | 0 | 0 | 0 | 0 | 0 | 0 | 0 | 0 | 0 | 0 | 0 | 0 | 0 | 0 | 0 | 0 | 0 | 0 | 0 | 0 | 0 | 0 | 0 | 0 | 0 | 0 | 0 | 0 | 0 | 0
PG&E GBA | Cayetano | 230 | 1.3 | 0 | 0 | 0 | 1.4 | 0 | 0 | 0 | 0 | 0 | 0 | 0 | 1.3 | 0 | 0 | 0 | 1.4 | 0 | 0 | 0 | 0 | 0 | 0 | 0 | 1.3 | 0 | 0 | 0 | 1.4 | 0 | 0 | 0 | 0 | 0 | 0 | 0 | 1.3 | 0 | 0 | 0 | 1.4 | 0 | 0 | 0 | 0 | 0 | 0 | 0 |  | 1.3 | 0 | 0 | 0 | 1.4 | 0 | 0 | 0 | 0 | 0 | 0 | 0 | 1.3 | 0 | 0 | 0 | 1.4 | 0 | 0 | 0 | 0 | 0 | 0 | 0 | 1.3 | 0 | 0 | 0 | 1.4 | 0 | 0 | 0 | 0 | 0 | 0 | 0 | 0 | 0 | 0 | 0 | 0 | 0 | 0 | 0 | 0 | 0 | 0 | 0 | 0 | 0 | 0 | 0
SCE Metro | Center | 230 | 0 | 0 | 0 | 0 | 0 | 0 | 0 | 0 | 0 | 0 | 0 | 0 | 0 | 0 | 0 | 0 | 0 | 0 | 0 | 0 | 0 | 0 | 0 | 0 | 0 | 0 | 0 | 0 | 0 | 0 | 0 | 0 | 0 | 0 | 0 | 0 | 0 | 0 | 0 | 0 | 0 | 0 | 0 | 0 | 0 | 0 | 0 | 0 |  | 0 | 0 | 0 | 0 | 0 | 0 | 0 | 0 | 0 | 0 | 0 | 0 | 0 | 0 | 0 | 0 | 0 | 0 | 0 | 0 | 0 | 0 | 0 | 0 | 0 | 0 | 0 | 0 | 0 | 0 | 0 | 0 | 0 | 0 | 0 | 0 | 0 | 0 | 0 | 0 | 0 | 0 | 0 | 0 | 0 | 0 | 0 | 0 | 0 | 0 | 0 | 0
PG&E KERN | Charca | 115 | 0 | 0 | 0 | 0 | 0 | 0 | 0 | 0 | 0 | 0 | 0 | 0 | 0 | 0 | 0 | 0 | 0 | 0 | 0 | 0 | 0 | 0 | 0 | 0 | 0 | 0 | 0 | 0 | 0 | 0 | 0 | 0 | 0 | 0 | 0 | 0 | 0 | 0 | 0 | 0 | 0 | 0 | 0 | 0 | 0 | 0 | 0 | 0 |  | 0 | 0 | 0 | 0 | 0 | 0 | 0 | 0 | 0 | 0 | 0 | 0 | 0 | 0 | 0 | 0 | 0 | 0 | 0 | 0 | 0 | 0 | 0 | 0 | 0 | 0 | 0 | 0 | 0 | 0 | 0 | 0 | 0 | 0 | 0 | 0 | 0 | 0 | 0 | 0 | 0 | 0 | 0 | 0 | 0 | 0 | 0 | 0 | 0 | 0 | 0 | 0
EOP | Charleston | 138 | 0 | 0 | 0 | 0 | 0 | 0 | 0 | 0 | 0 | 0 | 0 | 0 | 0 | 0 | 0 | 0 | 0 | 0 | 0 | 0 | 0 | 0 | 0 | 0 | 0 | 0 | 0 | 0 | 0 | 0 | 0 | 0 | 0 | 0 | 0 | 0 | 0 | 0 | 0 | 0 | 0 | 0 | 0 | 0 | 0 | 0 | 0 | 0 |  | 0 | 0 | 0 | 0 | 0 | 0 | 0 | 0 | 0 | 0 | 0 | 0 | 0 | 0 | 0 | 0 | 0 | 0 | 0 | 0 | 0 | 0 | 0 | 0 | 0 | 0 | 0 | 0 | 0 | 0 | 0 | 0 | 0 | 0 | 0 | 0 | 0 | 0 | 0 | 0 | 0 | 0 | 0 | 0 | 0 | 0 | 0 | 0 | 0 | 0 | 0 | 0
SCE Metro | Chevmain | 230 | 0 | 0 | 0 | 0 | 0 | 0 | 0 | 0 | 0 | 0 | 0 | 0 | 0 | 0 | 0 | 0 | 0 | 0 | 0 | 0 | 0 | 0 | 0 | 0 | 0 | 0 | 0 | 0 | 0 | 0 | 0 | 0 | 0 | 0 | 0 | 0 | 0 | 0 | 0 | 0 | 0 | 0 | 0 | 0 | 0 | 0 | 0 | 0 |  | 0 | 0 | 0 | 0 | 0 | 0 | 0 | 0 | 0 | 0 | 0 | 0 | 0 | 0 | 0 | 0 | 0 | 0 | 0 | 0 | 0 | 0 | 0 | 0 | 0 | 0 | 0 | 0 | 0 | 0 | 0 | 0 | 0 | 0 | 0 | 0 | 0 | 0 | 0 | 0 | 0 | 0 | 0 | 0 | 0 | 0 | 0 | 0 | 0 | 0 | 0 | 0
SDGE | Chicarita | 138 | 0 | 0 | 0 | 0 | 0 | 0 | 0 | 0 | 0 | 0 | 0 | 0 | 0 | 0 | 0 | 0 | 0 | 0 | 0 | 0 | 0 | 0 | 0 | 0 | 101.9 | 0 | 0 | 0 | 0 | 0 | 0 | 0 | 0 | 0 | 0 | 0 | 101.9 | 0 | 0 | 0 | 0 | 0 | 0 | 0 | 0 | 0 | 0 | 0 |  | 0 | 0 | 0 | 0 | 0 | 0 | 0 | 0 | 0 | 0 | 0 | 0 | 101.9 | 0 | 0 | 0 | 0 | 0 | 0 | 0 | 0 | 0 | 0 | 0 | 101.9 | 0 | 0 | 0 | 0 | 0 | 0 | 0 | 0 | 0 | 0 | 0 | 0 | 0 | 0 | 0 | 0 | 0 | 0 | 0 | 0 | 0 | 0 | 0 | 0 | 0 | 0 | 0
SCE Metro | Chino | 230 | 0 | 0 | 0 | 0 | 0 | 0 | 0 | 0 | 0 | 0 | 0 | 0 | 0 | 0 | 0 | 0 | 0 | 0 | 0 | 0 | 0 | 0 | 0 | 0 | 178.4 | 400 | 0 | 0 | 0 | 0 | 0 | 0 | 0 | 0 | 0 | 0 | 178.4 | 400 | 0 | 0 | 0 | 0 | 0 | 0 | 0 | 0 | 0 | 0 |  | 0 | 0 | 0 | 0 | 0 | 0 | 0 | 0 | 0 | 0 | 0 | 0 | 0 | 0 | 0 | 0 | 0 | 0 | 0 | 0 | 0 | 0 | 0 | 0 | 0 | 0 | 0 | 0 | 0 | 0 | 0 | 0 | 0 | 0 | 0 | 0 | 719.34 | 0 | 0 | 0 | 0 | 0 | 0 | 719.34 | 719.34 | 0 | 0 | 0 | 0 | 0 | 0 | 0
PG&E FRESNO | Chowchilla | 115 | 0 | 0 | 0 | 0 | 0 | 0 | 0 | 0 | 0 | 0 | 0 | 0 | 0 | 0 | 0 | 0 | 0 | 0 | 0 | 0 | 0 | 0 | 0 | 0 | 79.5871 | 75 | 0 | 0 | 0 | 0 | 0 | 0 | 0 | 0 | 0 | 0 | 79.5871 | 75 | 0 | 0 | 0 | 0 | 0 | 0 | 0 | 0 | 0 | 0 |  | 0 | 0 | 0 | 0 | 0 | 0 | 0 | 0 | 0 | 0 | 0 | 0 | 79.5871 | 75 | 0 | 0 | 0 | 0 | 0 | 0 | 0 | 0 | 0 | 0 | 79.5871 | 75 | 0 | 0 | 0 | 0 | 0 | 0 | 0 | 0 | 0 | 0 | 0 | 0 | 0 | 0 | 0 | 0 | 0 | 0 | 0 | 0 | 0 | 0 | 0 | 0 | 0 | 0
PG&E GBA | Christie | 60 | 0 | 0 | 0 | 0 | 0 | 0 | 0 | 0 | 0 | 0 | 0 | 0 | 0 | 0 | 0 | 0 | 0 | 0 | 0 | 0 | 0 | 0 | 0 | 0 | 0 | 0 | 0 | 0 | 0 | 0 | 0 | 0 | 0 | 0 | 0 | 0 | 0 | 0 | 0 | 0 | 0 | 0 | 0 | 0 | 0 | 0 | 0 | 0 |  | 0 | 0 | 0 | 0 | 0 | 0 | 0 | 0 | 0 | 0 | 0 | 0 | 0 | 0 | 0 | 0 | 0 | 0 | 0 | 0 | 0 | 0 | 0 | 0 | 0 | 0 | 0 | 0 | 0 | 0 | 0 | 0 | 0 | 0 | 0 | 0 | 0 | 0 | 0 | 0 | 0 | 0 | 0 | 0 | 0 | 0 | 0 | 0 | 0 | 0 | 0 | 0
PG&E GBA | Christie | 115 | 0 | 0 | 0 | 0 | 0 | 0 | 0 | 0 | 0 | 0 | 0 | 0 | 0 | 0 | 0 | 0 | 0 | 0 | 0 | 0 | 0 | 0 | 0 | 0 | 0 | 0 | 0 | 0 | 0 | 0 | 0 | 0 | 0 | 0 | 0 | 0 | 0 | 0 | 0 | 0 | 0 | 0 | 0 | 0 | 0 | 0 | 0 | 0 |  | 0 | 0 | 0 | 0 | 0 | 0 | 0 | 0 | 0 | 0 | 0 | 0 | 0 | 0 | 0 | 0 | 0 | 0 | 0 | 0 | 0 | 0 | 0 | 0 | 0 | 0 | 0 | 0 | 0 | 0 | 0 | 0 | 0 | 0 | 0 | 0 | 0 | 0 | 0 | 0 | 0 | 0 | 0 | 0 | 0 | 0 | 0 | 0 | 0 | 0 | 0 | 0
SCE Eastern | Cielo Azul | 500 | 0 | 0 | 0 | 0 | 0 | 0 | 0 | 0 | 0 | 0 | 0 | 0 | 702.884 | 1092 | 0 | 0 | 1000 | 500 | 0 | 0 | 0 | 0 | 0 | 0 | 4898.8143 | 1092 | 0 | 0 | 5150.8605 | 500 | 0 | 0 | 0 | 0 | 0 | 0 | 4898.8143 | 1092 | 0 | 0 | 5150.8605 | 500 | 0 | 0 | 0 | 0 | 0 | 0 |  | 637.6 | 637.6 | 0 | 0 | 1675 | 0 | 0 | 0 | 0 | 0 | 0 | 0 | 3887.9343 | 1092 | 0 | 0 | 4140.9605 | 500 | 0 | 0 | 0 | 0 | 0 | 0 | 3887.9343 | 1092 | 0 | 0 | 4140.9605 | 500 | 0 | 0 | 0 | 0 | 0 | 0 | 1032.1121 | 0 | 1038.9 | 0 | 0 | 0 | 0 | 1032.1121 | 1032.1121 | 0 | 1038.9 | 0 | 0 | 0 | 0 | 0
PG&E GBA | Clay | 60 | 0 | 0 | 0 | 0 | 0 | 0 | 0 | 0 | 0 | 0 | 0 | 0 | 0 | 0 | 0 | 0 | 0 | 0 | 0 | 0 | 0 | 0 | 0 | 0 | 0 | 0 | 0 | 0 | 0 | 0 | 0 | 0 | 0 | 0 | 0 | 0 | 0 | 0 | 0 | 0 | 0 | 0 | 0 | 0 | 0 | 0 | 0 | 0 |  | 0 | 0 | 0 | 0 | 0 | 0 | 0 | 0 | 0 | 0 | 0 | 0 | 0 | 0 | 0 | 0 | 0 | 0 | 0 | 0 | 0 | 0 | 0 | 0 | 0 | 0 | 0 | 0 | 0 | 0 | 0 | 0 | 0 | 0 | 0 | 0 | 0 | 0 | 0 | 0 | 0 | 0 | 0 | 0 | 0 | 0 | 0 | 0 | 0 | 0 | 0 | 0
PG&E GBA | Clayton | 115 | 0 | 0 | 0 | 0 | 0 | 0 | 0 | 0 | 0 | 0 | 0 | 0 | 0 | 0 | 0 | 0 | 0 | 0 | 0 | 0 | 0 | 0 | 0 | 0 | 0 | 0 | 0 | 0 | 0 | 0 | 0 | 0 | 0 | 0 | 0 | 0 | 0 | 0 | 0 | 0 | 0 | 0 | 0 | 0 | 0 | 0 | 0 | 0 |  | 0 | 0 | 0 | 0 | 0 | 0 | 0 | 0 | 0 | 0 | 0 | 0 | 0 | 0 | 0 | 0 | 0 | 0 | 0 | 0 | 0 | 0 | 0 | 0 | 0 | 0 | 0 | 0 | 0 | 0 | 0 | 0 | 0 | 0 | 0 | 0 | 0 | 0 | 0 | 0 | 0 | 0 | 0 | 0 | 0 | 0 | 0 | 0 | 0 | 0 | 0 | 0
PG&E NGBA | Cloverdale | 115 | 0 | 0 | 0 | 0 | 0 | 0 | 0 | 0 | 0 | 0 | 0 | 0 | 0 | 0 | 0 | 0 | 0 | 0 | 0 | 0 | 0 | 0 | 0 | 0 | 0 | 0 | 0 | 0 | 0 | 0 | 28 | 28 | 0 | 0 | 0 | 0 | 0 | 0 | 0 | 0 | 0 | 0 | 28 | 28 | 0 | 0 | 0 | 0 |  | 0 | 0 | 0 | 0 | 0 | 0 | 0 | 0 | 0 | 0 | 0 | 0 | 0 | 0 | 0 | 0 | 0 | 0 | 0 | 0 | 0 | 0 | 0 | 0 | 0 | 0 | 0 | 0 | 0 | 0 | 0 | 0 | 0 | 0 | 0 | 0 | 0 | 0 | 0 | 0 | 0 | 0 | 0 | 0 | 0 | 0 | 0 | 0 | 0 | 0 | 0 | 0
PG&E FRESNO | Clovis | 115 | 0 | 0 | 0 | 0 | 0 | 0 | 0 | 0 | 0 | 0 | 0 | 0 | 0 | 0 | 0 | 0 | 0 | 0 | 0 | 0 | 0 | 0 | 0 | 0 | 0 | 0 | 0 | 0 | 0 | 0 | 0 | 0 | 0 | 0 | 0 | 0 | 0 | 0 | 0 | 0 | 0 | 0 | 0 | 0 | 0 | 0 | 0 | 0 |  | 0 | 0 | 0 | 0 | 0 | 0 | 0 | 0 | 0 | 0 | 0 | 0 | 0 | 0 | 0 | 0 | 0 | 0 | 0 | 0 | 0 | 0 | 0 | 0 | 0 | 0 | 0 | 0 | 0 | 0 | 0 | 0 | 0 | 0 | 0 | 0 | 0 | 0 | 0 | 0 | 0 | 0 | 0 | 0 | 0 | 0 | 0 | 0 | 0 | 0 | 0 | 0
PG&E GBA | Coburn | 230 | 0 | 0 | 0 | 0 | 0 | 0 | 0 | 0 | 0 | 0 | 0 | 0 | 0 | 0 | 0 | 0 | 0 | 0 | 0 | 0 | 0 | 0 | 0 | 0 | 124.3 | 0 | 0 | 0 | 0 | 0 | 0 | 0 | 0 | 0 | 0 | 0 | 124.3 | 0 | 0 | 0 | 0 | 0 | 0 | 0 | 0 | 0 | 0 | 0 |  | 0 | 0 | 0 | 0 | 0 | 0 | 0 | 0 | 0 | 0 | 0 | 0 | 124.3 | 0 | 0 | 0 | 0 | 0 | 0 | 0 | 0 | 0 | 0 | 0 | 124.3 | 0 | 0 | 0 | 0 | 0 | 0 | 0 | 0 | 0 | 0 | 0 | 0 | 0 | 0 | 0 | 0 | 0 | 0 | 0 | 0 | 0 | 0 | 0 | 0 | 0 | 0 | 0
PG&E GBA | Coburn | 60 | 0 | 0 | 0 | 0 | 0 | 0 | 0 | 0 | 0 | 0 | 0 | 0 | 0 | 0 | 0 | 0 | 0 | 0 | 0 | 0 | 0 | 0 | 0 | 0 | 0 | 0 | 0 | 0 | 0 | 0 | 0 | 0 | 0 | 0 | 0 | 0 | 0 | 0 | 0 | 0 | 0 | 0 | 0 | 0 | 0 | 0 | 0 | 0 |  | 0 | 0 | 0 | 0 | 0 | 0 | 0 | 0 | 0 | 0 | 0 | 0 | 0 | 0 | 0 | 0 | 0 | 0 | 0 | 0 | 0 | 0 | 0 | 0 | 0 | 0 | 0 | 0 | 0 | 0 | 0 | 0 | 0 | 0 | 0 | 0 | 0 | 0 | 0 | 0 | 0 | 0 | 0 | 0 | 0 | 0 | 0 | 0 | 0 | 0 | 0 | 0
PG&E NGBA | Colgate | 230 | 0 | 0 | 0 | 0 | 0 | 0 | 0 | 0 | 0 | 0 | 0 | 0 | 0 | 0 | 0 | 0 | 0 | 0 | 0 | 0 | 0 | 0 | 0 | 0 | 0 | 0 | 0 | 0 | 0 | 0 | 0 | 0 | 0 | 0 | 0 | 0 | 0 | 0 | 0 | 0 | 0 | 0 | 0 | 0 | 0 | 0 | 0 | 0 |  | 0 | 0 | 0 | 0 | 0 | 0 | 0 | 0 | 0 | 0 | 0 | 0 | 0 | 0 | 0 | 0 | 0 | 0 | 0 | 0 | 0 | 0 | 0 | 0 | 0 | 0 | 0 | 0 | 0 | 0 | 0 | 0 | 0 | 0 | 0 | 0 | 0 | 0 | 0 | 0 | 0 | 0 | 0 | 0 | 0 | 0 | 0 | 0 | 0 | 0 | 0 | 0
PG&E GBA | Collierville | 230 | 0 | 0 | 0 | 0 | 0 | 0 | 0 | 0 | 0 | 0 | 0 | 0 | 0 | 0 | 0 | 0 | 0 | 0 | 0 | 0 | 0 | 0 | 0 | 0 | 0 | 0 | 0 | 0 | 0 | 0 | 0 | 0 | 0 | 0 | 0 | 0 | 0 | 0 | 0 | 0 | 0 | 0 | 0 | 0 | 0 | 0 | 0 | 0 |  | 0 | 0 | 0 | 0 | 0 | 0 | 0 | 0 | 0 | 0 | 0 | 0 | 0 | 0 | 0 | 0 | 0 | 0 | 0 | 0 | 0 | 0 | 0 | 0 | 0 | 0 | 0 | 0 | 0 | 0 | 0 | 0 | 0 | 0 | 0 | 0 | 0 | 0 | 0 | 0 | 0 | 0 | 0 | 0 | 0 | 0 | 0 | 0 | 0 | 0 | 0 | 0
PG&E GBA | Collinsville | 230 | 0 | 0 | 0 | 0 | 0 | 0 | 0 | 0 | 0 | 0 | 0 | 0 | 0 | 0 | 0 | 0 | 0 | 0 | 0 | 0 | 0 | 0 | 0 | 0 | 0 | 0 | 0 | 0 | 0 | 0 | 0 | 0 | 0 | 0 | 0 | 0 | 0 | 0 | 0 | 0 | 0 | 0 | 0 | 0 | 0 | 0 | 0 | 0 |  | 0 | 0 | 0 | 0 | 0 | 0 | 0 | 0 | 0 | 0 | 0 | 0 | 0 | 0 | 0 | 0 | 0 | 0 | 0 | 0 | 0 | 0 | 0 | 0 | 0 | 0 | 0 | 0 | 0 | 0 | 0 | 0 | 0 | 0 | 0 | 0 | 0 | 0 | 0 | 0 | 0 | 0 | 0 | 0 | 0 | 0 | 0 | 0 | 0 | 0 | 0 | 0
PG&E GBA | Collinsville | 500 | 0 | 0 | 0 | 0 | 0 | 0 | 0 | 0 | 0 | 0 | 0 | 0 | 0 | 0 | 0 | 0 | 0 | 0 | 0 | 0 | 0 | 0 | 0 | 0 | 0 | 0 | 0 | 0 | 0 | 0 | 0 | 0 | 0 | 0 | 0 | 0 | 0 | 0 | 0 | 0 | 0 | 0 | 0 | 0 | 0 | 0 | 0 | 0 |  | 0 | 0 | 0 | 0 | 0 | 0 | 0 | 0 | 0 | 0 | 0 | 0 | 0 | 0 | 0 | 0 | 0 | 0 | 0 | 0 | 0 | 0 | 0 | 0 | 0 | 0 | 0 | 0 | 0 | 0 | 0 | 0 | 0 | 0 | 0 | 0 | 0 | 0 | 0 | 0 | 0 | 0 | 0 | 0 | 0 | 0 | 0 | 0 | 0 | 0 | 0 | 0
SCE Eastern | Colorado River | 230 | 1134.762 | 20 | 0 | 0 | 664.97 | 0 | 0 | 0 | 0 | 0 | 0 | 0 | 1422.906 | 300 | 0 | 0 | 952.97 | 0 | 0 | 0 | 0 | 0 | 0 | 0 | 2213.394 | 300 | 0 | 0 | 1383.162 | 0 | 0 | 0 | 0 | 0 | 0 | 0 | 2213.394 | 300 | 0 | 0 | 1383.162 | 0 | 0 | 0 | 0 | 0 | 0 | 0 |  | 734.762 | 20 | 0 | 0 | 264.97 | 0 | 0 | 0 | 0 | 0 | 0 | 0 | 1453.098 | 300 | 0 | 0 | 983.162 | 0 | 0 | 0 | 0 | 0 | 0 | 0 | 1453.098 | 300 | 0 | 0 | 983.162 | 0 | 0 | 0 | 0 | 0 | 0 | 0 | 0 | 0 | 306.7 | 0 | 0 | 0 | 0 | 0 | 0 | 0 | 306.7 | 0 | 0 | 0 | 0 | 0
SCE Eastern | Colorado River | 500 | 0 | 0 | 0 | 0 | 0 | 0 | 0 | 0 | 0 | 0 | 0 | 0 | 0 | 0 | 0 | 0 | 0 | 0 | 0 | 0 | 0 | 0 | 0 | 0 | 0 | 0 | 0 | 0 | 0 | 0 | 0 | 0 | 0 | 0 | 0 | 0 | 0 | 0 | 0 | 0 | 0 | 0 | 0 | 0 | 0 | 0 | 0 | 0 |  | 0 | 0 | 0 | 0 | 0 | 0 | 0 | 0 | 0 | 0 | 0 | 0 | 0 | 0 | 0 | 0 | 0 | 0 | 0 | 0 | 0 | 0 | 0 | 0 | 0 | 0 | 0 | 0 | 0 | 0 | 0 | 0 | 0 | 0 | 0 | 0 | 0 | 0 | 407.3264 | 0 | 0 | 0 | 0 | 0 | 0 | 0 | 407.3264 | 0 | 0 | 0 | 0 | 0
PG&E KERN | Columbus | 115 | 0 | 0 | 0 | 0 | 0 | 0 | 0 | 0 | 0 | 0 | 0 | 0 | 0 | 0 | 0 | 0 | 0 | 0 | 0 | 0 | 0 | 0 | 0 | 0 | 0 | 0 | 0 | 0 | 0 | 0 | 0 | 0 | 0 | 0 | 0 | 0 | 0 | 0 | 0 | 0 | 0 | 0 | 0 | 0 | 0 | 0 | 0 | 0 |  | 0 | 0 | 0 | 0 | 0 | 0 | 0 | 0 | 0 | 0 | 0 | 0 | 0 | 0 | 0 | 0 | 0 | 0 | 0 | 0 | 0 | 0 | 0 | 0 | 0 | 0 | 0 | 0 | 0 | 0 | 0 | 0 | 0 | 0 | 0 | 0 | 0 | 0 | 0 | 0 | 0 | 0 | 0 | 0 | 0 | 0 | 0 | 0 | 0 | 0 | 0 | 0
PG&E GBA | Contra Costa | 115 | 0 | 0 | 0 | 0 | 0 | 0 | 0 | 0 | 0 | 0 | 0 | 0 | 0 | 0 | 0 | 0 | 0 | 0 | 0 | 0 | 0 | 0 | 0 | 0 | 0 | 0 | 0 | 0 | 0 | 0 | 0 | 0 | 0 | 0 | 0 | 0 | 0 | 0 | 0 | 0 | 0 | 0 | 0 | 0 | 0 | 0 | 0 | 0 |  | 0 | 0 | 0 | 0 | 0 | 0 | 0 | 0 | 0 | 0 | 0 | 0 | 0 | 0 | 0 | 0 | 0 | 0 | 0 | 0 | 0 | 0 | 0 | 0 | 0 | 0 | 0 | 0 | 0 | 0 | 0 | 0 | 0 | 0 | 0 | 0 | 0 | 0 | 0 | 0 | 0 | 0 | 0 | 0 | 0 | 0 | 0 | 0 | 0 | 0 | 0 | 0
PG&E GBA | Contra Costa | 230 | 0 | 0 | 0 | 0 | 0 | 0 | 0 | 0 | 0 | 0 | 0 | 0 | 0 | 0 | 0 | 0 | 0 | 0 | 0 | 0 | 0 | 0 | 0 | 0 | 564.168 | 0 | 0 | 0 | 0 | 0 | 0 | 0 | 0 | 0 | 0 | 0 | 564.168 | 0 | 0 | 0 | 0 | 0 | 0 | 0 | 0 | 0 | 0 | 0 |  | 0 | 0 | 0 | 0 | 0 | 0 | 0 | 0 | 0 | 0 | 0 | 0 | 0 | 0 | 0 | 0 | 0 | 0 | 0 | 0 | 0 | 0 | 0 | 0 | 0 | 0 | 0 | 0 | 0 | 0 | 0 | 0 | 0 | 0 | 0 | 0 | 0 | 0 | 0 | 0 | 0 | 0 | 0 | 0 | 0 | 0 | 0 | 0 | 0 | 0 | 0 | 0
PG&E GBA | Contra Costa PP | 230 | 0 | 0 | 0 | 0 | 0 | 0 | 0 | 0 | 0 | 0 | 0 | 0 | 0 | 0 | 0 | 0 | 0 | 0 | 0 | 0 | 0 | 0 | 0 | 0 | 0 | 0 | 0 | 0 | 0 | 0 | 0 | 0 | 0 | 0 | 0 | 0 | 0 | 0 | 0 | 0 | 0 | 0 | 0 | 0 | 0 | 0 | 0 | 0 |  | 0 | 0 | 0 | 0 | 0 | 0 | 0 | 0 | 0 | 0 | 0 | 0 | 0 | 0 | 0 | 0 | 0 | 0 | 0 | 0 | 0 | 0 | 0 | 0 | 0 | 0 | 0 | 0 | 0 | 0 | 0 | 0 | 0 | 0 | 0 | 0 | 0 | 0 | 0 | 0 | 0 | 0 | 0 | 0 | 0 | 0 | 0 | 0 | 0 | 0 | 0 | 0
SCE NOL | Control | 115 | 0 | 0 | 0 | 0 | 0 | 0 | 0 | 0 | 0 | 0 | 0 | 0 | 0 | 0 | 0 | 0 | 0 | 0 | 0 | 0 | 0 | 0 | 0 | 0 | 0 | 0 | 0 | 0 | 0 | 0 | 0 | 0 | 0 | 0 | 0 | 0 | 0 | 0 | 0 | 0 | 0 | 0 | 0 | 0 | 0 | 0 | 0 | 0 |  | 0 | 0 | 0 | 0 | 0 | 0 | 0 | 0 | 0 | 0 | 0 | 0 | 0 | 0 | 0 | 0 | 0 | 0 | 0 | 0 | 0 | 0 | 0 | 0 | 0 | 0 | 0 | 0 | 0 | 0 | 0 | 0 | 0 | 0 | 0 | 0 | 0 | 0 | 0 | 0 | 0 | 0 | 0 | 0 | 0 | 0 | 0 | 0 | 0 | 0 | 0 | 0
SCE NOL | Control | 55 | 0 | 0 | 0 | 0 | 0 | 0 | 0 | 0 | 0 | 0 | 0 | 0 | 0 | 0 | 0 | 0 | 0 | 0 | 0 | 0 | 0 | 0 | 0 | 0 | 0 | 0 | 0 | 0 | 0 | 0 | 0 | 0 | 0 | 0 | 0 | 0 | 0 | 0 | 0 | 0 | 0 | 0 | 0 | 0 | 0 | 0 | 0 | 0 |  | 0 | 0 | 0 | 0 | 0 | 0 | 0 | 0 | 0 | 0 | 0 | 0 | 0 | 0 | 0 | 0 | 0 | 0 | 0 | 0 | 0 | 0 | 0 | 0 | 0 | 0 | 0 | 0 | 0 | 0 | 0 | 0 | 0 | 0 | 0 | 0 | 0 | 0 | 0 | 0 | 0 | 0 | 0 | 0 | 0 | 0 | 0 | 0 | 0 | 0 | 0 | 0
PG&E GBA | Cooley Landing | 115 | 0 | 0 | 0 | 0 | 0 | 0 | 0 | 0 | 0 | 0 | 0 | 0 | 0 | 0 | 0 | 0 | 0 | 0 | 0 | 0 | 0 | 0 | 0 | 0 | 0 | 0 | 0 | 0 | 0 | 0 | 0 | 0 | 0 | 0 | 0 | 0 | 0 | 0 | 0 | 0 | 0 | 0 | 0 | 0 | 0 | 0 | 0 | 0 |  | 0 | 0 | 0 | 0 | 0 | 0 | 0 | 0 | 0 | 0 | 0 | 0 | 0 | 0 | 0 | 0 | 0 | 0 | 0 | 0 | 0 | 0 | 0 | 0 | 0 | 0 | 0 | 0 | 0 | 0 | 0 | 0 | 0 | 0 | 0 | 0 | 0 | 0 | 0 | 0 | 0 | 0 | 0 | 0 | 0 | 0 | 0 | 0 | 0 | 0 | 0 | 0
PG&E GBA | Cooley Landing | 60 | 0 | 0 | 0 | 0 | 0 | 0 | 0 | 0 | 0 | 0 | 0 | 0 | 0 | 0 | 0 | 0 | 0 | 0 | 0 | 0 | 0 | 0 | 0 | 0 | 100.9 | 65 | 0 | 0 | 0 | 0 | 0 | 0 | 0 | 0 | 0 | 0 | 100.9 | 65 | 0 | 0 | 0 | 0 | 0 | 0 | 0 | 0 | 0 | 0 |  | 0 | 0 | 0 | 0 | 0 | 0 | 0 | 0 | 0 | 0 | 0 | 0 | 0 | 0 | 0 | 0 | 0 | 0 | 0 | 0 | 0 | 0 | 0 | 0 | 0 | 0 | 0 | 0 | 0 | 0 | 0 | 0 | 0 | 0 | 0 | 0 | 0 | 0 | 0 | 0 | 0 | 0 | 0 | 0 | 0 | 0 | 0 | 0 | 0 | 0 | 0 | 0
SCE NOL | Coolwater | 230 | 0 | 0 | 0 | 0 | 0 | 0 | 0 | 0 | 0 | 0 | 0 | 0 | 204.16 | 113.5 | 0 | 0 | 206.59 | 0 | 0 | 0 | 212.18 | 0 | 0 | 0 | 204.16 | 113.5 | 0 | 0 | 206.59 | 0 | 0 | 0 | 212.18 | 0 | 0 | 0 | 204.16 | 113.5 | 0 | 0 | 206.59 | 0 | 0 | 0 | 212.18 | 0 | 0 | 0 |  | 0 | 0 | 0 | 0 | 0 | 0 | 0 | 0 | 0 | 0 | 0 | 0 | 204.16 | 113.5 | 0 | 0 | 206.59 | 0 | 0 | 0 | 212.18 | 0 | 0 | 0 | 204.16 | 113.5 | 0 | 0 | 206.59 | 0 | 0 | 0 | 212.18 | 0 | 0 | 0 | 0 | 0 | 0 | 0 | 0 | 0 | 0 | 0 | 0 | 0 | 0 | 0 | 0 | 0 | 0 | 0
SCE NOL | Coolwater | 115 | 5 | 5 | 0 | 0 | 148.96 | 148.96 | 0 | 0 | 0 | 0 | 0 | 0 | 0 | 0 | 0 | 0 | 0 | 0 | 0 | 0 | 0 | 0 | 0 | 0 | 0 | 0 | 0 | 0 | 0 | 0 | 0 | 0 | 0 | 0 | 0 | 0 | 0 | 0 | 0 | 0 | 0 | 0 | 0 | 0 | 0 | 0 | 0 | 0 |  | 209.16 | 5 | 0 | 0 | 355.55 | 148.96 | 0 | 0 | 212.18 | 0 | 0 | 0 | 0 | 0 | 0 | 0 | 0 | 0 | 0 | 0 | 0 | 0 | 0 | 0 | 0 | 0 | 0 | 0 | 0 | 0 | 0 | 0 | 0 | 0 | 0 | 0 | 0 | 0 | 0 | 0 | 0 | 0 | 0 | 0 | 0 | 0 | 0 | 0 | 0 | 0 | 0 | 0
PG&E KERN | Copus | 70 | 0 | 0 | 0 | 0 | 0 | 0 | 0 | 0 | 0 | 0 | 0 | 0 | 0 | 0 | 0 | 0 | 0 | 0 | 0 | 0 | 0 | 0 | 0 | 0 | 0 | 0 | 0 | 0 | 0 | 0 | 0 | 0 | 0 | 0 | 0 | 0 | 0 | 0 | 0 | 0 | 0 | 0 | 0 | 0 | 0 | 0 | 0 | 0 |  | 0 | 0 | 0 | 0 | 0 | 0 | 0 | 0 | 0 | 0 | 0 | 0 | 0 | 0 | 0 | 0 | 0 | 0 | 0 | 0 | 0 | 0 | 0 | 0 | 0 | 0 | 0 | 0 | 0 | 0 | 0 | 0 | 0 | 0 | 0 | 0 | 0 | 0 | 0 | 0 | 0 | 0 | 0 | 0 | 0 | 0 | 0 | 0 | 0 | 0 | 0 | 0
PG&E FRESNO | Corcoran | 70 | 0 | 0 | 0 | 0 | 0 | 0 | 0 | 0 | 0 | 0 | 0 | 0 | 0 | 0 | 0 | 0 | 0 | 0 | 0 | 0 | 0 | 0 | 0 | 0 | 0 | 0 | 0 | 0 | 0 | 0 | 0 | 0 | 0 | 0 | 0 | 0 | 0 | 0 | 0 | 0 | 0 | 0 | 0 | 0 | 0 | 0 | 0 | 0 |  | 0 | 0 | 0 | 0 | 0 | 0 | 0 | 0 | 0 | 0 | 0 | 0 | 0 | 0 | 0 | 0 | 0 | 0 | 0 | 0 | 0 | 0 | 0 | 0 | 0 | 0 | 0 | 0 | 0 | 0 | 0 | 0 | 0 | 0 | 0 | 0 | 0 | 0 | 0 | 0 | 0 | 0 | 0 | 0 | 0 | 0 | 0 | 0 | 0 | 0 | 0 | 0
PG&E FRESNO | Corcoran | 115 | 0 | 0 | 0 | 0 | 0 | 0 | 0 | 0 | 0 | 0 | 0 | 0 | 0 | 0 | 0 | 0 | 0 | 0 | 0 | 0 | 0 | 0 | 0 | 0 | 0 | 0 | 0 | 0 | 0 | 0 | 0 | 0 | 0 | 0 | 0 | 0 | 0 | 0 | 0 | 0 | 0 | 0 | 0 | 0 | 0 | 0 | 0 | 0 |  | 0 | 0 | 0 | 0 | 0 | 0 | 0 | 0 | 0 | 0 | 0 | 0 | 0 | 0 | 0 | 0 | 0 | 0 | 0 | 0 | 0 | 0 | 0 | 0 | 0 | 0 | 0 | 0 | 0 | 0 | 0 | 0 | 0 | 0 | 0 | 0 | 0 | 0 | 0 | 0 | 0 | 0 | 0 | 0 | 0 | 0 | 0 | 0 | 0 | 0 | 0 | 0
PG&E NGBA | Corona | 115 | 0 | 0 | 0 | 0 | 0 | 0 | 0 | 0 | 0 | 0 | 0 | 0 | 80 | 80 | 0 | 0 | 83.54 | 0 | 0 | 0 | 0 | 0 | 0 | 0 | 80 | 80 | 0 | 0 | 83.54 | 0 | 0 | 0 | 0 | 0 | 0 | 0 | 80 | 80 | 0 | 0 | 83.54 | 0 | 0 | 0 | 0 | 0 | 0 | 0 |  | 0 | 0 | 0 | 0 | 0 | 0 | 0 | 0 | 0 | 0 | 0 | 0 | 80 | 80 | 0 | 0 | 83.54 | 0 | 0 | 0 | 0 | 0 | 0 | 0 | 80 | 80 | 0 | 0 | 83.54 | 0 | 0 | 0 | 0 | 0 | 0 | 0 | 0 | 0 | 0 | 0 | 0 | 0 | 0 | 0 | 0 | 0 | 0 | 0 | 0 | 0 | 0 | 0
PG&E NGBA | Cortina | 230 | 0 | 0 | 0 | 0 | 0 | 0 | 0 | 0 | 0 | 0 | 0 | 0 | 0 | 0 | 0 | 0 | 0 | 0 | 0 | 0 | 0 | 0 | 0 | 0 | 0 | 0 | 0 | 0 | 0 | 0 | 0 | 0 | 0 | 0 | 0 | 0 | 0 | 0 | 0 | 0 | 0 | 0 | 0 | 0 | 0 | 0 | 0 | 0 |  | 0 | 0 | 0 | 0 | 0 | 0 | 0 | 0 | 0 | 0 | 0 | 0 | 0 | 0 | 0 | 0 | 0 | 0 | 0 | 0 | 0 | 0 | 0 | 0 | 0 | 0 | 0 | 0 | 0 | 0 | 0 | 0 | 0 | 0 | 0 | 0 | 0 | 0 | 0 | 0 | 0 | 0 | 0 | 0 | 0 | 0 | 0 | 0 | 0 | 0 | 0 | 0
PG&E NGBA | Cortina | 115 | 230 | 161 | 0 | 0 | 83.54 | 0 | 0 | 0 | 0 | 0 | 0 | 0 | 150 | 81 | 0 | 0 | 0 | 0 | 0 | 0 | 0 | 0 | 0 | 0 | 150 | 81 | 0 | 0 | 0 | 0 | 0 | 0 | 0 | 0 | 0 | 0 | 150 | 81 | 0 | 0 | 0 | 0 | 0 | 0 | 0 | 0 | 0 | 0 |  | 230 | 161 | 0 | 0 | 83.54 | 0 | 0 | 0 | 0 | 0 | 0 | 0 | 150 | 81 | 0 | 0 | 0 | 0 | 0 | 0 | 0 | 0 | 0 | 0 | 150 | 81 | 0 | 0 | 0 | 0 | 0 | 0 | 0 | 0 | 0 | 0 | 0 | 0 | 0 | 0 | 0 | 0 | 0 | 0 | 0 | 0 | 0 | 0 | 0 | 0 | 0 | 0
PG&E GBA | Cottle | 230 | 0 | 0 | 0 | 0 | 0 | 0 | 0 | 0 | 0 | 0 | 0 | 0 | 0 | 0 | 0 | 0 | 0 | 0 | 0 | 0 | 0 | 0 | 0 | 0 | 102.672 | 54 | 0 | 0 | 0 | 0 | 0 | 0 | 0 | 0 | 0 | 0 | 102.672 | 54 | 0 | 0 | 0 | 0 | 0 | 0 | 0 | 0 | 0 | 0 |  | 0 | 0 | 0 | 0 | 0 | 0 | 0 | 0 | 0 | 0 | 0 | 0 | 102.672 | 54 | 0 | 0 | 0 | 0 | 0 | 0 | 0 | 0 | 0 | 0 | 102.672 | 54 | 0 | 0 | 0 | 0 | 0 | 0 | 0 | 0 | 0 | 0 | 0 | 0 | 0 | 0 | 0 | 0 | 0 | 0 | 0 | 0 | 0 | 0 | 0 | 0 | 0 | 0
PG&E NGBA | Cottonwood | 115 | 0 | 0 | 0 | 0 | 0 | 0 | 0 | 0 | 0 | 0 | 0 | 0 | 0 | 0 | 0 | 0 | 0 | 0 | 0 | 0 | 0 | 0 | 0 | 0 | 0 | 0 | 0 | 0 | 0 | 0 | 0 | 0 | 0 | 0 | 0 | 0 | 0 | 0 | 0 | 0 | 0 | 0 | 0 | 0 | 0 | 0 | 0 | 0 |  | 0 | 0 | 0 | 0 | 0 | 0 | 0 | 0 | 0 | 0 | 0 | 0 | 0 | 0 | 0 | 0 | 0 | 0 | 0 | 0 | 0 | 0 | 0 | 0 | 0 | 0 | 0 | 0 | 0 | 0 | 0 | 0 | 0 | 0 | 0 | 0 | 0 | 0 | 0 | 0 | 0 | 0 | 0 | 0 | 0 | 0 | 0 | 0 | 0 | 0 | 0 | 0
PG&E NGBA | Cottonwood | 230 | 0 | 0 | 0 | 0 | 0 | 0 | 0 | 0 | 0 | 0 | 0 | 0 | 0 | 0 | 0 | 0 | 0 | 0 | 0 | 0 | 0 | 0 | 0 | 0 | 0 | 0 | 0 | 0 | 0 | 0 | 0 | 0 | 0 | 0 | 0 | 0 | 0 | 0 | 0 | 0 | 0 | 0 | 0 | 0 | 0 | 0 | 0 | 0 |  | 0 | 0 | 0 | 0 | 0 | 0 | 0 | 0 | 0 | 0 | 0 | 0 | 0 | 0 | 0 | 0 | 0 | 0 | 0 | 0 | 0 | 0 | 0 | 0 | 0 | 0 | 0 | 0 | 0 | 0 | 0 | 0 | 0 | 0 | 0 | 0 | 0 | 0 | 0 | 0 | 0 | 0 | 0 | 0 | 0 | 0 | 0 | 0 | 0 | 0 | 0 | 0
PG&E NGBA | Cottonwood | 60 | 0 | 0 | 0 | 0 | 0 | 0 | 0 | 0 | 0 | 0 | 0 | 0 | 0 | 0 | 0 | 0 | 0 | 0 | 0 | 0 | 0 | 0 | 0 | 0 | 0 | 0 | 0 | 0 | 0 | 0 | 0 | 0 | 0 | 0 | 0 | 0 | 0 | 0 | 0 | 0 | 0 | 0 | 0 | 0 | 0 | 0 | 0 | 0 |  | 0 | 0 | 0 | 0 | 0 | 0 | 0 | 0 | 0 | 0 | 0 | 0 | 0 | 0 | 0 | 0 | 0 | 0 | 0 | 0 | 0 | 0 | 0 | 0 | 0 | 0 | 0 | 0 | 0 | 0 | 0 | 0 | 0 | 0 | 0 | 0 | 0 | 0 | 0 | 0 | 0 | 0 | 0 | 0 | 0 | 0 | 0 | 0 | 0 | 0 | 0 | 0
PG&E NGBA | Cove Road | 230 | 0 | 0 | 0 | 0 | 0 | 0 | 0 | 0 | 0 | 0 | 0 | 0 | 0 | 0 | 0 | 0 | 0 | 0 | 0 | 0 | 0 | 0 | 0 | 0 | 0 | 0 | 0 | 0 | 0 | 0 | 0 | 0 | 0 | 0 | 0 | 0 | 0 | 0 | 0 | 0 | 0 | 0 | 0 | 0 | 0 | 0 | 0 | 0 |  | 0 | 0 | 0 | 0 | 0 | 0 | 0 | 0 | 0 | 0 | 0 | 0 | 0 | 0 | 0 | 0 | 0 | 0 | 0 | 0 | 0 | 0 | 0 | 0 | 0 | 0 | 0 | 0 | 0 | 0 | 0 | 0 | 0 | 0 | 0 | 0 | 0 | 0 | 0 | 0 | 0 | 0 | 0 | 0 | 0 | 0 | 0 | 0 | 0 | 0 | 0 | 0
PG&E GBA | Coyote | 230 | 0 | 0 | 0 | 0 | 0 | 0 | 0 | 0 | 0 | 0 | 0 | 0 | 0 | 0 | 0 | 0 | 0 | 0 | 0 | 0 | 0 | 0 | 0 | 0 | 0 | 0 | 0 | 0 | 0 | 0 | 0 | 0 | 0 | 0 | 0 | 0 | 0 | 0 | 0 | 0 | 0 | 0 | 0 | 0 | 0 | 0 | 0 | 0 |  | 0 | 0 | 0 | 0 | 0 | 0 | 0 | 0 | 0 | 0 | 0 | 0 | 0 | 0 | 0 | 0 | 0 | 0 | 0 | 0 | 0 | 0 | 0 | 0 | 0 | 0 | 0 | 0 | 0 | 0 | 0 | 0 | 0 | 0 | 0 | 0 | 0 | 0 | 0 | 0 | 0 | 0 | 0 | 0 | 0 | 0 | 0 | 0 | 0 | 0 | 0 | 0
PG&E GBA | Crazy Horse Canyon | 115 | 0 | 0 | 0 | 0 | 0 | 0 | 0 | 0 | 0 | 0 | 0 | 0 | 0 | 0 | 0 | 0 | 0 | 0 | 0 | 0 | 0 | 0 | 0 | 0 | 0 | 0 | 0 | 0 | 0 | 0 | 0 | 0 | 0 | 0 | 0 | 0 | 0 | 0 | 0 | 0 | 0 | 0 | 0 | 0 | 0 | 0 | 0 | 0 |  | 0 | 0 | 0 | 0 | 0 | 0 | 0 | 0 | 0 | 0 | 0 | 0 | 0 | 0 | 0 | 0 | 0 | 0 | 0 | 0 | 0 | 0 | 0 | 0 | 0 | 0 | 0 | 0 | 0 | 0 | 0 | 0 | 0 | 0 | 0 | 0 | 0 | 0 | 0 | 0 | 0 | 0 | 0 | 0 | 0 | 0 | 0 | 0 | 0 | 0 | 0 | 0
SDGE | Creelman | 69 | 0 | 0 | 0 | 0 | 0 | 0 | 0 | 0 | 0 | 0 | 0 | 0 | 0 | 0 | 0 | 0 | 0 | 0 | 0 | 0 | 0 | 0 | 0 | 0 | 52 | 0 | 0 | 0 | 0 | 0 | 0 | 0 | 0 | 0 | 0 | 0 | 52 | 0 | 0 | 0 | 0 | 0 | 0 | 0 | 0 | 0 | 0 | 0 |  | 0 | 0 | 0 | 0 | 0 | 0 | 0 | 0 | 0 | 0 | 0 | 0 | 52 | 0 | 0 | 0 | 0 | 0 | 0 | 0 | 0 | 0 | 0 | 0 | 52 | 0 | 0 | 0 | 0 | 0 | 0 | 0 | 0 | 0 | 0 | 0 | 0 | 0 | 0 | 0 | 0 | 0 | 0 | 0 | 0 | 0 | 0 | 0 | 0 | 0 | 0 | 0
PG&E FRESNO | Crescent | 70 | 1.1746 | 0 | 0 | 0 | 1.1746 | 0 | 0 | 0 | 0 | 0 | 0 | 0 | 0 | 35 | 0 | 0 | 36.1746 | 0 | 0 | 0 | 0 | 0 | 0 | 0 | 35.951 | 70 | 0 | 0 | 72.1536 | 0 | 0 | 0 | 0 | 0 | 0 | 0 | 35.951 | 70 | 0 | 0 | 72.1536 | 0 | 0 | 0 | 0 | 0 | 0 | 0 |  | 0 | 0 | 0 | 0 | 0 | 0 | 0 | 0 | 0 | 0 | 0 | 0 | 35.951 | 70 | 0 | 0 | 72.1536 | 0 | 0 | 0 | 0 | 0 | 0 | 0 | 35.951 | 70 | 0 | 0 | 72.1536 | 0 | 0 | 0 | 0 | 0 | 0 | 0 | 0 | 0 | 0 | 0 | 0 | 0 | 0 | 0 | 0 | 0 | 0 | 0 | 0 | 0 | 0 | 0
PG&E FRESNO | Cressey | 115 | 0 | 0 | 0 | 0 | 0 | 0 | 0 | 0 | 0 | 0 | 0 | 0 | 0 | 0 | 0 | 0 | 0 | 0 | 0 | 0 | 0 | 0 | 0 | 0 | 0 | 0 | 0 | 0 | 0 | 0 | 0 | 0 | 0 | 0 | 0 | 0 | 0 | 0 | 0 | 0 | 0 | 0 | 0 | 0 | 0 | 0 | 0 | 0 |  | 0 | 0 | 0 | 0 | 0 | 0 | 0 | 0 | 0 | 0 | 0 | 0 | 0 | 0 | 0 | 0 | 0 | 0 | 0 | 0 | 0 | 0 | 0 | 0 | 0 | 0 | 0 | 0 | 0 | 0 | 0 | 0 | 0 | 0 | 0 | 0 | 0 | 0 | 0 | 0 | 0 | 0 | 0 | 0 | 0 | 0 | 0 | 0 | 0 | 0 | 0 | 0
PG&E NGBA | Cresta | 230 | 0 | 0 | 0 | 0 | 0 | 0 | 0 | 0 | 0 | 0 | 0 | 0 | 0 | 0 | 0 | 0 | 0 | 0 | 0 | 0 | 0 | 0 | 0 | 0 | 0 | 0 | 0 | 0 | 0 | 0 | 0 | 0 | 0 | 0 | 0 | 0 | 0 | 0 | 0 | 0 | 0 | 0 | 0 | 0 | 0 | 0 | 0 | 0 |  | 0 | 0 | 0 | 0 | 0 | 0 | 0 | 0 | 0 | 0 | 0 | 0 | 0 | 0 | 0 | 0 | 0 | 0 | 0 | 0 | 0 | 0 | 0 | 0 | 0 | 0 | 0 | 0 | 0 | 0 | 0 | 0 | 0 | 0 | 0 | 0 | 0 | 0 | 0 | 0 | 0 | 0 | 0 | 0 | 0 | 0 | 0 | 0 | 0 | 0 | 0 | 0
SDGE | Crestwood | 69 | 0 | 0 | 0 | 0 | 0 | 0 | 0 | 0 | 0 | 0 | 0 | 0 | 0 | 0 | 0 | 0 | 0 | 0 | 0 | 0 | 0 | 0 | 0 | 0 | 0 | 0 | 0 | 0 | 0 | 0 | 0 | 0 | 0 | 0 | 0 | 0 | 0 | 0 | 0 | 0 | 0 | 0 | 0 | 0 | 0 | 0 | 0 | 0 |  | 0 | 0 | 0 | 0 | 0 | 0 | 0 | 0 | 0 | 0 | 0 | 0 | 0 | 0 | 0 | 0 | 0 | 0 | 0 | 0 | 0 | 0 | 0 | 0 | 0 | 0 | 0 | 0 | 0 | 0 | 0 | 0 | 0 | 0 | 0 | 0 | 0 | 0 | 0 | 0 | 0 | 0 | 0 | 0 | 0 | 0 | 0 | 0 | 0 | 0 | 0 | 0
PG&E GBA | Crow Creek | 60 | 0 | 0 | 0 | 0 | 0 | 0 | 0 | 0 | 0 | 0 | 0 | 0 | 0 | 0 | 0 | 0 | 0 | 0 | 0 | 0 | 0 | 0 | 0 | 0 | 0 | 0 | 0 | 0 | 0 | 0 | 0 | 0 | 0 | 0 | 0 | 0 | 0 | 0 | 0 | 0 | 0 | 0 | 0 | 0 | 0 | 0 | 0 | 0 |  | 0 | 0 | 0 | 0 | 0 | 0 | 0 | 0 | 0 | 0 | 0 | 0 | 0 | 0 | 0 | 0 | 0 | 0 | 0 | 0 | 0 | 0 | 0 | 0 | 0 | 0 | 0 | 0 | 0 | 0 | 0 | 0 | 0 | 0 | 0 | 0 | 0 | 0 | 0 | 0 | 0 | 0 | 0 | 0 | 0 | 0 | 0 | 0 | 0 | 0 | 0 | 0
PG&E GBA | Crows Landing | 60 | 0 | 0 | 0 | 0 | 0 | 0 | 0 | 0 | 0 | 0 | 0 | 0 | 0 | 0 | 0 | 0 | 0 | 0 | 0 | 0 | 0 | 0 | 0 | 0 | 0 | 0 | 0 | 0 | 0 | 0 | 0 | 0 | 0 | 0 | 0 | 0 | 0 | 0 | 0 | 0 | 0 | 0 | 0 | 0 | 0 | 0 | 0 | 0 |  | 0 | 0 | 0 | 0 | 0 | 0 | 0 | 0 | 0 | 0 | 0 | 0 | 0 | 0 | 0 | 0 | 0 | 0 | 0 | 0 | 0 | 0 | 0 | 0 | 0 | 0 | 0 | 0 | 0 | 0 | 0 | 0 | 0 | 0 | 0 | 0 | 0 | 0 | 0 | 0 | 0 | 0 | 0 | 0 | 0 | 0 | 0 | 0 | 0 | 0 | 0 | 0
PG&E GBA | Curtis | 115 | 0 | 0 | 0 | 0 | 0 | 0 | 0 | 0 | 0 | 0 | 0 | 0 | 0 | 0 | 0 | 0 | 0 | 0 | 0 | 0 | 0 | 0 | 0 | 0 | 0 | 0 | 0 | 0 | 0 | 0 | 0 | 0 | 0 | 0 | 0 | 0 | 0 | 0 | 0 | 0 | 0 | 0 | 0 | 0 | 0 | 0 | 0 | 0 |  | 0 | 0 | 0 | 0 | 0 | 0 | 0 | 0 | 0 | 0 | 0 | 0 | 0 | 0 | 0 | 0 | 0 | 0 | 0 | 0 | 0 | 0 | 0 | 0 | 0 | 0 | 0 | 0 | 0 | 0 | 0 | 0 | 0 | 0 | 0 | 0 | 0 | 0 | 0 | 0 | 0 | 0 | 0 | 0 | 0 | 0 | 0 | 0 | 0 | 0 | 0 | 0
PG&E FRESNO | Dairyland | 115 | 0 | 0 | 0 | 0 | 0 | 0 | 0 | 0 | 0 | 0 | 0 | 0 | 0 | 0 | 0 | 0 | 0 | 0 | 0 | 0 | 0 | 0 | 0 | 0 | 0 | 0 | 0 | 0 | 0 | 0 | 0 | 0 | 0 | 0 | 0 | 0 | 0 | 0 | 0 | 0 | 0 | 0 | 0 | 0 | 0 | 0 | 0 | 0 |  | 0 | 0 | 0 | 0 | 0 | 0 | 0 | 0 | 0 | 0 | 0 | 0 | 0 | 0 | 0 | 0 | 0 | 0 | 0 | 0 | 0 | 0 | 0 | 0 | 0 | 0 | 0 | 0 | 0 | 0 | 0 | 0 | 0 | 0 | 0 | 0 | 0 | 0 | 0 | 0 | 0 | 0 | 0 | 0 | 0 | 0 | 0 | 0 | 0 | 0 | 0 | 0
PG&E NGBA | Davis | 115 | 96.9117 | 0 | 0 | 0 | 84.9957 | 0 | 0 | 0 | 0 | 0 | 0 | 0 | 0 | 0 | 0 | 0 | 0 | 0 | 0 | 0 | 0 | 0 | 0 | 0 | 84.8117 | 0 | 0 | 0 | 84.9957 | 0 | 0 | 0 | 0 | 0 | 0 | 0 | 84.8117 | 0 | 0 | 0 | 84.9957 | 0 | 0 | 0 | 0 | 0 | 0 | 0 |  | 12.1 | 0 | 0 | 0 | 0 | 0 | 0 | 0 | 0 | 0 | 0 | 0 | 84.8117 | 0 | 0 | 0 | 84.9957 | 0 | 0 | 0 | 0 | 0 | 0 | 0 | 84.8117 | 0 | 0 | 0 | 84.9957 | 0 | 0 | 0 | 0 | 0 | 0 | 0 | 0 | 0 | 0 | 0 | 0 | 0 | 0 | 0 | 0 | 0 | 0 | 0 | 0 | 0 | 0 | 0
SCE Metro | Del Amo | 500 | 0 | 0 | 0 | 0 | 0 | 0 | 0 | 0 | 0 | 0 | 0 | 0 | 0 | 0 | 0 | 0 | 0 | 0 | 0 | 0 | 0 | 0 | 0 | 0 | 0 | 0 | 0 | 0 | 0 | 0 | 0 | 0 | 0 | 0 | 0 | 0 | 0 | 0 | 0 | 0 | 0 | 0 | 0 | 0 | 0 | 0 | 0 | 0 |  | 0 | 0 | 0 | 0 | 0 | 0 | 0 | 0 | 0 | 0 | 0 | 0 | 0 | 0 | 0 | 0 | 0 | 0 | 0 | 0 | 0 | 0 | 0 | 0 | 0 | 0 | 0 | 0 | 0 | 0 | 0 | 0 | 0 | 0 | 0 | 0 | 0 | 0 | 0 | 0 | 0 | 0 | 0 | 0 | 0 | 0 | 0 | 0 | 0 | 0 | 0 | 0
SCE Metro | Del Amo | 230 | 0 | 0 | 0 | 0 | 0 | 0 | 0 | 0 | 0 | 0 | 0 | 0 | 0 | 0 | 0 | 0 | 0 | 0 | 0 | 0 | 0 | 0 | 0 | 0 | 0 | 0 | 0 | 0 | 0 | 0 | 0 | 0 | 0 | 0 | 0 | 0 | 0 | 0 | 0 | 0 | 0 | 0 | 0 | 0 | 0 | 0 | 0 | 0 |  | 0 | 0 | 0 | 0 | 0 | 0 | 0 | 0 | 0 | 0 | 0 | 0 | 0 | 0 | 0 | 0 | 0 | 0 | 0 | 0 | 0 | 0 | 0 | 0 | 0 | 0 | 0 | 0 | 0 | 0 | 0 | 0 | 0 | 0 | 0 | 0 | 0 | 0 | 0 | 0 | 0 | 0 | 0 | 0 | 0 | 0 | 0 | 0 | 0 | 0 | 0 | 0
SCE Eastern | Delaney | 500 | 0 | 0 | 0 | 0 | 0 | 0 | 0 | 0 | 0 | 0 | 0 | 0 | 0 | 0 | 0 | 0 | 0 | 0 | 0 | 0 | 0 | 0 | 0 | 0 | 880.666 | 450 | 0 | 0 | 888.886 | 0 | 0 | 0 | 0 | 0 | 0 | 0 | 880.666 | 450 | 0 | 0 | 888.886 | 0 | 0 | 0 | 0 | 0 | 0 | 0 |  | 0 | 0 | 0 | 0 | 0 | 0 | 0 | 0 | 0 | 0 | 0 | 0 | 880.666 | 450 | 0 | 0 | 888.886 | 0 | 0 | 0 | 0 | 0 | 0 | 0 | 880.666 | 450 | 0 | 0 | 888.886 | 0 | 0 | 0 | 0 | 0 | 0 | 0 | 0 | 0 | 0 | 0 | 0 | 0 | 0 | 0 | 0 | 0 | 0 | 0 | 0 | 0 | 0 | 0
PG&E NGBA | Delevan | 230 | 510 | 48 | 0 | 0 | 513.5 | 0 | 0 | 0 | 0 | 0 | 0 | 0 | 510 | 48 | 0 | 0 | 513.5 | 0 | 0 | 0 | 0 | 0 | 0 | 0 | 510 | 48 | 0 | 0 | 513.5 | 0 | 0 | 0 | 0 | 0 | 0 | 0 | 510 | 48 | 0 | 0 | 513.5 | 0 | 0 | 0 | 0 | 0 | 0 | 0 |  | 510 | 48 | 0 | 0 | 513.5 | 0 | 0 | 0 | 0 | 0 | 0 | 0 | 510 | 48 | 0 | 0 | 513.5 | 0 | 0 | 0 | 0 | 0 | 0 | 0 | 510 | 48 | 0 | 0 | 513.5 | 0 | 0 | 0 | 0 | 0 | 0 | 0 | 155.3 | 0 | 156.4 | 0 | 0 | 0 | 0 | 155.3 | 155.3 | 0 | 156.4 | 0 | 0 | 0 | 0 | 0
PG&E GBA | Delta PP | 230 | 102.25 | 0 | 0 | 0 | 0 | 0 | 0 | 0 | 0 | 0 | 0 | 0 | 102.25 | 0 | 0 | 0 | 0 | 0 | 0 | 0 | 0 | 0 | 0 | 0 | 606.25 | 500 | 0 | 0 | 0 | 0 | 0 | 0 | 0 | 0 | 0 | 0 | 606.25 | 500 | 0 | 0 | 0 | 0 | 0 | 0 | 0 | 0 | 0 | 0 |  | 102.25 | 0 | 0 | 0 | 0 | 0 | 0 | 0 | 0 | 0 | 0 | 0 | 102.25 | 0 | 0 | 0 | 0 | 0 | 0 | 0 | 0 | 0 | 0 | 0 | 102.25 | 0 | 0 | 0 | 0 | 0 | 0 | 0 | 0 | 0 | 0 | 0 | 0 | 0 | 0 | 0 | 0 | 0 | 0 | 0 | 0 | 0 | 0 | 0 | 0 | 0 | 0 | 0
EOP | Desert View | 230 | 0 | 0 | 0 | 0 | 0 | 0 | 0 | 0 | 0 | 0 | 0 | 0 | 350 | 350 | 0 | 0 | 350 | 0 | 0 | 0 | 0 | 0 | 0 | 0 | 350 | 350 | 0 | 0 | 350 | 0 | 0 | 0 | 0 | 0 | 0 | 0 | 350 | 350 | 0 | 0 | 350 | 0 | 0 | 0 | 0 | 0 | 0 | 0 |  | 0 | 0 | 0 | 0 | 0 | 0 | 0 | 0 | 0 | 0 | 0 | 0 | 350 | 350 | 0 | 0 | 350 | 0 | 0 | 0 | 0 | 0 | 0 | 0 | 350 | 350 | 0 | 0 | 350 | 0 | 0 | 0 | 0 | 0 | 0 | 0 | 0 | 0 | 0 | 0 | 0 | 0 | 0 | 0 | 0 | 0 | 0 | 0 | 0 | 0 | 0 | 0
SCE Eastern | Devers | 230 | 90 | 45.66 | 0 | 0 | 0 | 0 | 0 | 0 | 60 | 0 | 0 | 0 | 90 | 45.66 | 0 | 0 | 0 | 0 | 0 | 0 | 60 | 0 | 0 | 0 | 965.92 | 145.66 | 0 | 0 | 282.76 | 0 | 0 | 0 | 267.2 | 0 | 0 | 0 | 965.92 | 145.66 | 0 | 0 | 282.76 | 0 | 0 | 0 | 267.2 | 0 | 0 | 0 |  | 90 | 45.66 | 0 | 0 | 0 | 0 | 0 | 0 | 60 | 0 | 0 | 0 | 294.16 | 45.66 | 0 | 0 | 282.76 | 0 | 0 | 0 | 267.2 | 0 | 0 | 0 | 294.16 | 45.66 | 0 | 0 | 282.76 | 0 | 0 | 0 | 267.2 | 0 | 0 | 0 | 0 | 0 | 0 | 0 | 0 | 0 | 0 | 0 | 0 | 0 | 0 | 0 | 0 | 0 | 0 | 0
SCE Eastern | Devers | 500 | 0 | 0 | 0 | 0 | 0 | 0 | 0 | 0 | 0 | 0 | 0 | 0 | 0 | 0 | 0 | 0 | 0 | 0 | 0 | 0 | 0 | 0 | 0 | 0 | 0 | 0 | 0 | 0 | 0 | 0 | 0 | 0 | 0 | 0 | 0 | 0 | 0 | 0 | 0 | 0 | 0 | 0 | 0 | 0 | 0 | 0 | 0 | 0 |  | 0 | 0 | 0 | 0 | 0 | 0 | 0 | 0 | 0 | 0 | 0 | 0 | 0 | 0 | 0 | 0 | 0 | 0 | 0 | 0 | 0 | 0 | 0 | 0 | 0 | 0 | 0 | 0 | 0 | 0 | 0 | 0 | 0 | 0 | 0 | 0 | 406.098 | 0 | 404.892 | 0 | 0 | 406.8 | 0 | 406.098 | 406.098 | 0 | 404.892 | 0 | 0 | 406.8 | 0 | 0
PG&E KERN | Diablo Canyon | 230 | 0 | 0 | 0 | 0 | 0 | 0 | 0 | 0 | 0 | 0 | 0 | 0 | 0 | 0 | 0 | 0 | 0 | 0 | 0 | 0 | 0 | 0 | 0 | 0 | 0 | 0 | 0 | 0 | 0 | 0 | 0 | 0 | 0 | 0 | 0 | 0 | 0 | 0 | 0 | 0 | 0 | 0 | 0 | 0 | 0 | 0 | 0 | 0 |  | 0 | 0 | 0 | 0 | 0 | 0 | 0 | 0 | 0 | 0 | 0 | 0 | 0 | 0 | 0 | 0 | 0 | 0 | 0 | 0 | 0 | 0 | 0 | 0 | 0 | 0 | 0 | 0 | 0 | 0 | 0 | 0 | 0 | 0 | 0 | 0 | 0 | 0 | 0 | 0 | 0 | 0 | 0 | 0 | 0 | 0 | 0 | 0 | 0 | 0 | 0 | 0
PG&E KERN | Diablo Canyon | 500 | 0 | 0 | 0 | 0 | 0 | 0 | 0 | 0 | 0 | 0 | 1028.94 | 1000 | 0 | 0 | 0 | 0 | 0 | 0 | 0 | 0 | 1028.94 | 1000 | 0 | 0 | 756.054 | 756.054 | 0 | 0 | 0 | 0 | 0 | 0 | 2547.412 | 2487.892 | 0 | 0 | 756.054 | 756.054 | 0 | 0 | 0 | 0 | 0 | 0 | 2547.412 | 2487.892 | 0 | 0 |  | 0 | 0 | 0 | 0 | 0 | 0 | 0 | 0 | 0 | 0 | 1028.94 | 1000 | 0 | 0 | 0 | 0 | 0 | 0 | 0 | 0 | 1028.94 | 1000 | 0 | 0 | 0 | 0 | 0 | 0 | 0 | 0 | 0 | 0 | 1028.94 | 1000 | 0 | 0 | 0 | 0 | 0 | 0 | 0 | 0 | 0 | 0 | 0 | 0 | 0 | 0 | 0 | 0 | 0 | 0
PG&E KERN | Divide | 115 | 0 | 0 | 0 | 0 | 0 | 0 | 0 | 0 | 0 | 0 | 0 | 0 | 0 | 0 | 0 | 0 | 0 | 0 | 0 | 0 | 0 | 0 | 0 | 0 | 0 | 0 | 0 | 0 | 0 | 0 | 0 | 0 | 0 | 0 | 0 | 0 | 0 | 0 | 0 | 0 | 0 | 0 | 0 | 0 | 0 | 0 | 0 | 0 |  | 0 | 0 | 0 | 0 | 0 | 0 | 0 | 0 | 0 | 0 | 0 | 0 | 0 | 0 | 0 | 0 | 0 | 0 | 0 | 0 | 0 | 0 | 0 | 0 | 0 | 0 | 0 | 0 | 0 | 0 | 0 | 0 | 0 | 0 | 0 | 0 | 0 | 0 | 0 | 0 | 0 | 0 | 0 | 0 | 0 | 0 | 0 | 0 | 0 | 0 | 0 | 0
PG&E GBA | Dixon Landing | 115 | 0 | 0 | 0 | 0 | 0 | 0 | 0 | 0 | 0 | 0 | 0 | 0 | 0 | 0 | 0 | 0 | 0 | 0 | 0 | 0 | 0 | 0 | 0 | 0 | 0 | 0 | 0 | 0 | 0 | 0 | 0 | 0 | 0 | 0 | 0 | 0 | 0 | 0 | 0 | 0 | 0 | 0 | 0 | 0 | 0 | 0 | 0 | 0 |  | 0 | 0 | 0 | 0 | 0 | 0 | 0 | 0 | 0 | 0 | 0 | 0 | 0 | 0 | 0 | 0 | 0 | 0 | 0 | 0 | 0 | 0 | 0 | 0 | 0 | 0 | 0 | 0 | 0 | 0 | 0 | 0 | 0 | 0 | 0 | 0 | 0 | 0 | 0 | 0 | 0 | 0 | 0 | 0 | 0 | 0 | 0 | 0 | 0 | 0 | 0 | 0
PG&E FRESNO | Dos Amigos | 230 | 0 | 0 | 0 | 0 | 0 | 0 | 0 | 0 | 0 | 0 | 0 | 0 | 0 | 0 | 0 | 0 | 0 | 0 | 0 | 0 | 0 | 0 | 0 | 0 | 0 | 0 | 0 | 0 | 0 | 0 | 0 | 0 | 0 | 0 | 0 | 0 | 0 | 0 | 0 | 0 | 0 | 0 | 0 | 0 | 0 | 0 | 0 | 0 |  | 0 | 0 | 0 | 0 | 0 | 0 | 0 | 0 | 0 | 0 | 0 | 0 | 0 | 0 | 0 | 0 | 0 | 0 | 0 | 0 | 0 | 0 | 0 | 0 | 0 | 0 | 0 | 0 | 0 | 0 | 0 | 0 | 0 | 0 | 0 | 0 | 0 | 0 | 0 | 0 | 0 | 0 | 0 | 0 | 0 | 0 | 0 | 0 | 0 | 0 | 0 | 0
PG&E NGBA | Drum | 115 | 0 | 0 | 0 | 0 | 0 | 0 | 0 | 0 | 0 | 0 | 0 | 0 | 0 | 0 | 0 | 0 | 0 | 0 | 0 | 0 | 0 | 0 | 0 | 0 | 0 | 0 | 0 | 0 | 0 | 0 | 0 | 0 | 0 | 0 | 0 | 0 | 0 | 0 | 0 | 0 | 0 | 0 | 0 | 0 | 0 | 0 | 0 | 0 |  | 0 | 0 | 0 | 0 | 0 | 0 | 0 | 0 | 0 | 0 | 0 | 0 | 0 | 0 | 0 | 0 | 0 | 0 | 0 | 0 | 0 | 0 | 0 | 0 | 0 | 0 | 0 | 0 | 0 | 0 | 0 | 0 | 0 | 0 | 0 | 0 | 0 | 0 | 0 | 0 | 0 | 0 | 0 | 0 | 0 | 0 | 0 | 0 | 0 | 0 | 0 | 0
PG&E GBA | Dumbarton | 115 | 0 | 0 | 0 | 0 | 0 | 0 | 0 | 0 | 0 | 0 | 0 | 0 | 0 | 0 | 0 | 0 | 0 | 0 | 0 | 0 | 0 | 0 | 0 | 0 | 0 | 0 | 0 | 0 | 0 | 0 | 0 | 0 | 0 | 0 | 0 | 0 | 0 | 0 | 0 | 0 | 0 | 0 | 0 | 0 | 0 | 0 | 0 | 0 |  | 0 | 0 | 0 | 0 | 0 | 0 | 0 | 0 | 0 | 0 | 0 | 0 | 0 | 0 | 0 | 0 | 0 | 0 | 0 | 0 | 0 | 0 | 0 | 0 | 0 | 0 | 0 | 0 | 0 | 0 | 0 | 0 | 0 | 0 | 0 | 0 | 0 | 0 | 0 | 0 | 0 | 0 | 0 | 0 | 0 | 0 | 0 | 0 | 0 | 0 | 0 | 0
SCE NOL | Dunn Siding | 115 | 0 | 0 | 0 | 0 | 0 | 0 | 0 | 0 | 0 | 0 | 0 | 0 | 0 | 0 | 0 | 0 | 0 | 0 | 0 | 0 | 0 | 0 | 0 | 0 | 0 | 0 | 0 | 0 | 0 | 0 | 0 | 0 | 0 | 0 | 0 | 0 | 0 | 0 | 0 | 0 | 0 | 0 | 0 | 0 | 0 | 0 | 0 | 0 |  | 0 | 0 | 0 | 0 | 0 | 0 | 0 | 0 | 0 | 0 | 0 | 0 | 0 | 0 | 0 | 0 | 0 | 0 | 0 | 0 | 0 | 0 | 0 | 0 | 0 | 0 | 0 | 0 | 0 | 0 | 0 | 0 | 0 | 0 | 0 | 0 | 0 | 0 | 0 | 0 | 0 | 0 | 0 | 0 | 0 | 0 | 0 | 0 | 0 | 0 | 0 | 0
SCE Eastern | Eagle Mountain | 230 | 0 | 0 | 0 | 0 | 0 | 0 | 0 | 0 | 0 | 0 | 0 | 0 | 0 | 0 | 0 | 0 | 0 | 0 | 0 | 0 | 0 | 0 | 0 | 0 | 0 | 0 | 0 | 0 | 0 | 0 | 0 | 0 | 0 | 0 | 0 | 0 | 0 | 0 | 0 | 0 | 0 | 0 | 0 | 0 | 0 | 0 | 0 | 0 |  | 0 | 0 | 0 | 0 | 0 | 0 | 0 | 0 | 0 | 0 | 0 | 0 | 0 | 0 | 0 | 0 | 0 | 0 | 0 | 0 | 0 | 0 | 0 | 0 | 0 | 0 | 0 | 0 | 0 | 0 | 0 | 0 | 0 | 0 | 0 | 0 | 0 | 0 | 0 | 0 | 0 | 0 | 0 | 0 | 0 | 0 | 0 | 0 | 0 | 0 | 0 | 0
PG&E NGBA | Eagle Rock (PGE) | 60 | 0 | 0 | 0 | 0 | 0 | 0 | 0 | 0 | 0 | 0 | 0 | 0 | 0 | 0 | 0 | 0 | 0 | 0 | 0 | 0 | 0 | 0 | 0 | 0 | 0 | 0 | 0 | 0 | 0 | 0 | 0 | 0 | 0 | 0 | 0 | 0 | 0 | 0 | 0 | 0 | 0 | 0 | 0 | 0 | 0 | 0 | 0 | 0 |  | 0 | 0 | 0 | 0 | 0 | 0 | 0 | 0 | 0 | 0 | 0 | 0 | 0 | 0 | 0 | 0 | 0 | 0 | 0 | 0 | 0 | 0 | 0 | 0 | 0 | 0 | 0 | 0 | 0 | 0 | 0 | 0 | 0 | 0 | 0 | 0 | 0 | 0 | 0 | 0 | 0 | 0 | 0 | 0 | 0 | 0 | 0 | 0 | 0 | 0 | 0 | 0
PG&E NGBA | Eagle Rock (PGE) | 115 | 0 | 0 | 0 | 0 | 0 | 0 | 0 | 0 | 0 | 0 | 0 | 0 | 0 | 0 | 0 | 0 | 0 | 0 | 0 | 0 | 0 | 0 | 0 | 0 | 0 | 0 | 0 | 0 | 0 | 0 | 0 | 0 | 0 | 0 | 0 | 0 | 0 | 0 | 0 | 0 | 0 | 0 | 0 | 0 | 0 | 0 | 0 | 0 |  | 0 | 0 | 0 | 0 | 0 | 0 | 0 | 0 | 0 | 0 | 0 | 0 | 0 | 0 | 0 | 0 | 0 | 0 | 0 | 0 | 0 | 0 | 0 | 0 | 0 | 0 | 0 | 0 | 0 | 0 | 0 | 0 | 0 | 0 | 0 | 0 | 0 | 0 | 0 | 0 | 0 | 0 | 0 | 0 | 0 | 0 | 0 | 0 | 0 | 0 | 0 | 0
SCE Metro | Eagle Rock (SCE) | 230 | 0 | 0 | 0 | 0 | 0 | 0 | 0 | 0 | 0 | 0 | 0 | 0 | 0 | 0 | 0 | 0 | 0 | 0 | 0 | 0 | 0 | 0 | 0 | 0 | 0 | 0 | 0 | 0 | 0 | 0 | 0 | 0 | 0 | 0 | 0 | 0 | 0 | 0 | 0 | 0 | 0 | 0 | 0 | 0 | 0 | 0 | 0 | 0 |  | 0 | 0 | 0 | 0 | 0 | 0 | 0 | 0 | 0 | 0 | 0 | 0 | 0 | 0 | 0 | 0 | 0 | 0 | 0 | 0 | 0 | 0 | 0 | 0 | 0 | 0 | 0 | 0 | 0 | 0 | 0 | 0 | 0 | 0 | 0 | 0 | 0 | 0 | 0 | 0 | 0 | 0 | 0 | 0 | 0 | 0 | 0 | 0 | 0 | 0 | 0 | 0
PG&E NGBA | East Marysville | 115 | 0 | 0 | 0 | 0 | 0 | 0 | 0 | 0 | 0 | 0 | 0 | 0 | 0 | 0 | 0 | 0 | 0 | 0 | 0 | 0 | 0 | 0 | 0 | 0 | 0 | 0 | 0 | 0 | 0 | 0 | 0 | 0 | 0 | 0 | 0 | 0 | 0 | 0 | 0 | 0 | 0 | 0 | 0 | 0 | 0 | 0 | 0 | 0 |  | 0 | 0 | 0 | 0 | 0 | 0 | 0 | 0 | 0 | 0 | 0 | 0 | 0 | 0 | 0 | 0 | 0 | 0 | 0 | 0 | 0 | 0 | 0 | 0 | 0 | 0 | 0 | 0 | 0 | 0 | 0 | 0 | 0 | 0 | 0 | 0 | 0 | 0 | 0 | 0 | 0 | 0 | 0 | 0 | 0 | 0 | 0 | 0 | 0 | 0 | 0 | 0
PG&E NGBA | East Nicolaus | 115 | 0 | 0 | 0 | 0 | 0 | 0 | 0 | 0 | 0 | 0 | 0 | 0 | 0 | 0 | 0 | 0 | 0 | 0 | 0 | 0 | 0 | 0 | 0 | 0 | 0 | 0 | 0 | 0 | 0 | 0 | 0 | 0 | 0 | 0 | 0 | 0 | 0 | 0 | 0 | 0 | 0 | 0 | 0 | 0 | 0 | 0 | 0 | 0 |  | 0 | 0 | 0 | 0 | 0 | 0 | 0 | 0 | 0 | 0 | 0 | 0 | 0 | 0 | 0 | 0 | 0 | 0 | 0 | 0 | 0 | 0 | 0 | 0 | 0 | 0 | 0 | 0 | 0 | 0 | 0 | 0 | 0 | 0 | 0 | 0 | 0 | 0 | 0 | 0 | 0 | 0 | 0 | 0 | 0 | 0 | 0 | 0 | 0 | 0 | 0 | 0
PG&E NGBA | East Nicolaus | 60 | 0 | 0 | 0 | 0 | 0 | 0 | 0 | 0 | 0 | 0 | 0 | 0 | 0 | 0 | 0 | 0 | 0 | 0 | 0 | 0 | 0 | 0 | 0 | 0 | 0 | 0 | 0 | 0 | 0 | 0 | 0 | 0 | 0 | 0 | 0 | 0 | 0 | 0 | 0 | 0 | 0 | 0 | 0 | 0 | 0 | 0 | 0 | 0 |  | 0 | 0 | 0 | 0 | 0 | 0 | 0 | 0 | 0 | 0 | 0 | 0 | 0 | 0 | 0 | 0 | 0 | 0 | 0 | 0 | 0 | 0 | 0 | 0 | 0 | 0 | 0 | 0 | 0 | 0 | 0 | 0 | 0 | 0 | 0 | 0 | 0 | 0 | 0 | 0 | 0 | 0 | 0 | 0 | 0 | 0 | 0 | 0 | 0 | 0 | 0 | 0
PG&E GBA | Eastshore | 115 | 0 | 0 | 0 | 0 | 0 | 0 | 0 | 0 | 0 | 0 | 0 | 0 | 0 | 0 | 0 | 0 | 0 | 0 | 0 | 0 | 0 | 0 | 0 | 0 | 252 | 0 | 0 | 0 | 0 | 0 | 0 | 0 | 0 | 0 | 0 | 0 | 252 | 0 | 0 | 0 | 0 | 0 | 0 | 0 | 0 | 0 | 0 | 0 |  | 0 | 0 | 0 | 0 | 0 | 0 | 0 | 0 | 0 | 0 | 0 | 0 | 0 | 0 | 0 | 0 | 0 | 0 | 0 | 0 | 0 | 0 | 0 | 0 | 0 | 0 | 0 | 0 | 0 | 0 | 0 | 0 | 0 | 0 | 0 | 0 | 0 | 0 | 0 | 0 | 0 | 0 | 0 | 0 | 0 | 0 | 0 | 0 | 0 | 0 | 0 | 0
PG&E GBA | Eastshore | 230 | 0 | 0 | 0 | 0 | 0 | 0 | 0 | 0 | 0 | 0 | 0 | 0 | 0 | 0 | 0 | 0 | 0 | 0 | 0 | 0 | 0 | 0 | 0 | 0 | 0 | 0 | 0 | 0 | 0 | 0 | 0 | 0 | 0 | 0 | 0 | 0 | 0 | 0 | 0 | 0 | 0 | 0 | 0 | 0 | 0 | 0 | 0 | 0 |  | 0 | 0 | 0 | 0 | 0 | 0 | 0 | 0 | 0 | 0 | 0 | 0 | 0 | 0 | 0 | 0 | 0 | 0 | 0 | 0 | 0 | 0 | 0 | 0 | 0 | 0 | 0 | 0 | 0 | 0 | 0 | 0 | 0 | 0 | 0 | 0 | 0 | 0 | 0 | 0 | 0 | 0 | 0 | 0 | 0 | 0 | 0 | 0 | 0 | 0 | 0 | 0
SDGE | ECO | 138 | 0 | 0 | 0 | 0 | 0 | 0 | 0 | 0 | 0 | 0 | 0 | 0 | 0 | 0 | 0 | 0 | 0 | 0 | 0 | 0 | 0 | 0 | 0 | 0 | 0 | 0 | 0 | 0 | 0 | 0 | 0 | 0 | 0 | 0 | 0 | 0 | 0 | 0 | 0 | 0 | 0 | 0 | 0 | 0 | 0 | 0 | 0 | 0 |  | 0 | 0 | 0 | 0 | 0 | 0 | 0 | 0 | 0 | 0 | 0 | 0 | 0 | 0 | 0 | 0 | 0 | 0 | 0 | 0 | 0 | 0 | 0 | 0 | 0 | 0 | 0 | 0 | 0 | 0 | 0 | 0 | 0 | 0 | 0 | 0 | 0 | 0 | 0 | 0 | 0 | 0 | 0 | 0 | 0 | 0 | 0 | 0 | 0 | 0 | 0 | 0
SDGE | ECO | 230 | 0 | 0 | 0 | 0 | 0 | 0 | 0 | 0 | 52.5 | 0 | 0 | 0 | 0 | 0 | 0 | 0 | 0 | 0 | 0 | 0 | 352.5 | 300 | 0 | 0 | 0 | 0 | 0 | 0 | 0 | 0 | 0 | 0 | 352.5 | 300 | 0 | 0 | 0 | 0 | 0 | 0 | 0 | 0 | 0 | 0 | 352.5 | 300 | 0 | 0 |  | 0 | 0 | 0 | 0 | 0 | 0 | 0 | 0 | 52.5 | 0 | 0 | 0 | 0 | 0 | 0 | 0 | 0 | 0 | 0 | 0 | 352.5 | 300 | 0 | 0 | 0 | 0 | 0 | 0 | 0 | 0 | 0 | 0 | 352.5 | 300 | 0 | 0 | 0 | 0 | 0 | 0 | 0 | 0 | 0 | 0 | 0 | 0 | 0 | 0 | 0 | 0 | 0 | 0
SDGE | ECO | 500 | 0 | 0 | 0 | 0 | 0 | 0 | 0 | 0 | 1001 | 0 | 0 | 0 | 0 | 0 | 0 | 0 | 0 | 0 | 0 | 0 | 0 | 0 | 0 | 0 | 0 | 0 | 0 | 0 | 0 | 0 | 0 | 0 | 1001 | 0 | 0 | 0 | 0 | 0 | 0 | 0 | 0 | 0 | 0 | 0 | 1001 | 0 | 0 | 0 |  | 0 | 0 | 0 | 0 | 0 | 0 | 0 | 0 | 0 | 0 | 0 | 0 | 0 | 0 | 0 | 0 | 0 | 0 | 0 | 0 | 0 | 0 | 0 | 0 | 0 | 0 | 0 | 0 | 0 | 0 | 0 | 0 | 0 | 0 | 0 | 0 | 0 | 0 | 0 | 0 | 0 | 0 | 0 | 0 | 0 | 0 | 0 | 0 | 0 | 0 | 0 | 0
PG&E GBA | Edenvale | 115 | 0 | 0 | 0 | 0 | 0 | 0 | 0 | 0 | 0 | 0 | 0 | 0 | 0 | 0 | 0 | 0 | 0 | 0 | 0 | 0 | 0 | 0 | 0 | 0 | 0 | 0 | 0 | 0 | 0 | 0 | 0 | 0 | 0 | 0 | 0 | 0 | 0 | 0 | 0 | 0 | 0 | 0 | 0 | 0 | 0 | 0 | 0 | 0 |  | 0 | 0 | 0 | 0 | 0 | 0 | 0 | 0 | 0 | 0 | 0 | 0 | 0 | 0 | 0 | 0 | 0 | 0 | 0 | 0 | 0 | 0 | 0 | 0 | 0 | 0 | 0 | 0 | 0 | 0 | 0 | 0 | 0 | 0 | 0 | 0 | 0 | 0 | 0 | 0 | 0 | 0 | 0 | 0 | 0 | 0 | 0 | 0 | 0 | 0 | 0 | 0
PG&E GBA | Edes | 115 | 0 | 0 | 0 | 0 | 0 | 0 | 0 | 0 | 0 | 0 | 0 | 0 | 0 | 0 | 0 | 0 | 0 | 0 | 0 | 0 | 0 | 0 | 0 | 0 | 0 | 0 | 0 | 0 | 0 | 0 | 0 | 0 | 0 | 0 | 0 | 0 | 0 | 0 | 0 | 0 | 0 | 0 | 0 | 0 | 0 | 0 | 0 | 0 |  | 0 | 0 | 0 | 0 | 0 | 0 | 0 | 0 | 0 | 0 | 0 | 0 | 0 | 0 | 0 | 0 | 0 | 0 | 0 | 0 | 0 | 0 | 0 | 0 | 0 | 0 | 0 | 0 | 0 | 0 | 0 | 0 | 0 | 0 | 0 | 0 | 0 | 0 | 0 | 0 | 0 | 0 | 0 | 0 | 0 | 0 | 0 | 0 | 0 | 0 | 0 | 0
PG&E GBA | Eight Mile | 230 | 0 | 0 | 0 | 0 | 0 | 0 | 0 | 0 | 0 | 0 | 0 | 0 | 0 | 0 | 0 | 0 | 0 | 0 | 0 | 0 | 0 | 0 | 0 | 0 | 0 | 0 | 0 | 0 | 0 | 0 | 0 | 0 | 0 | 0 | 0 | 0 | 0 | 0 | 0 | 0 | 0 | 0 | 0 | 0 | 0 | 0 | 0 | 0 |  | 0 | 0 | 0 | 0 | 0 | 0 | 0 | 0 | 0 | 0 | 0 | 0 | 0 | 0 | 0 | 0 | 0 | 0 | 0 | 0 | 0 | 0 | 0 | 0 | 0 | 0 | 0 | 0 | 0 | 0 | 0 | 0 | 0 | 0 | 0 | 0 | 0 | 0 | 0 | 0 | 0 | 0 | 0 | 0 | 0 | 0 | 0 | 0 | 0 | 0 | 0 | 0
SDGE | El Cajon | 69 | 0.774 | 0 | 0 | 0 | 0 | 0 | 0 | 0 | 0 | 0 | 0 | 0 | 50 | 50 | 0 | 0 | 0 | 0 | 0 | 0 | 0 | 0 | 0 | 0 | 50 | 50 | 0 | 0 | 0 | 0 | 0 | 0 | 0 | 0 | 0 | 0 | 50 | 50 | 0 | 0 | 0 | 0 | 0 | 0 | 0 | 0 | 0 | 0 |  | 50.774 | 50 | 0 | 0 | 0 | 0 | 0 | 0 | 0 | 0 | 0 | 0 | 50 | 50 | 0 | 0 | 0 | 0 | 0 | 0 | 0 | 0 | 0 | 0 | 50 | 50 | 0 | 0 | 0 | 0 | 0 | 0 | 0 | 0 | 0 | 0 | 0 | 0 | 0 | 0 | 0 | 0 | 0 | 0 | 0 | 0 | 0 | 0 | 0 | 0 | 0 | 0
SCE Eastern | El Casco | 230 | 0 | 0 | 0 | 0 | 0 | 0 | 0 | 0 | 0 | 0 | 0 | 0 | 0 | 0 | 0 | 0 | 0 | 0 | 0 | 0 | 0 | 0 | 0 | 0 | 0 | 0 | 0 | 0 | 0 | 0 | 0 | 0 | 0 | 0 | 0 | 0 | 0 | 0 | 0 | 0 | 0 | 0 | 0 | 0 | 0 | 0 | 0 | 0 |  | 0 | 0 | 0 | 0 | 0 | 0 | 0 | 0 | 0 | 0 | 0 | 0 | 0 | 0 | 0 | 0 | 0 | 0 | 0 | 0 | 0 | 0 | 0 | 0 | 0 | 0 | 0 | 0 | 0 | 0 | 0 | 0 | 0 | 0 | 0 | 0 | 0 | 0 | 0 | 0 | 0 | 0 | 0 | 0 | 0 | 0 | 0 | 0 | 0 | 0 | 0 | 0
PG&E GBA | El Cerrito G | 115 | 0 | 0 | 0 | 0 | 0 | 0 | 0 | 0 | 0 | 0 | 0 | 0 | 0 | 0 | 0 | 0 | 0 | 0 | 0 | 0 | 0 | 0 | 0 | 0 | 0 | 0 | 0 | 0 | 0 | 0 | 0 | 0 | 0 | 0 | 0 | 0 | 0 | 0 | 0 | 0 | 0 | 0 | 0 | 0 | 0 | 0 | 0 | 0 |  | 0 | 0 | 0 | 0 | 0 | 0 | 0 | 0 | 0 | 0 | 0 | 0 | 0 | 0 | 0 | 0 | 0 | 0 | 0 | 0 | 0 | 0 | 0 | 0 | 0 | 0 | 0 | 0 | 0 | 0 | 0 | 0 | 0 | 0 | 0 | 0 | 0 | 0 | 0 | 0 | 0 | 0 | 0 | 0 | 0 | 0 | 0 | 0 | 0 | 0 | 0 | 0
PG&E NGBA | El Dorado PH | 115 | 0 | 0 | 0 | 0 | 0 | 0 | 0 | 0 | 0 | 0 | 0 | 0 | 0 | 0 | 0 | 0 | 0 | 0 | 0 | 0 | 0 | 0 | 0 | 0 | 0 | 0 | 0 | 0 | 0 | 0 | 0 | 0 | 0 | 0 | 0 | 0 | 0 | 0 | 0 | 0 | 0 | 0 | 0 | 0 | 0 | 0 | 0 | 0 |  | 0 | 0 | 0 | 0 | 0 | 0 | 0 | 0 | 0 | 0 | 0 | 0 | 0 | 0 | 0 | 0 | 0 | 0 | 0 | 0 | 0 | 0 | 0 | 0 | 0 | 0 | 0 | 0 | 0 | 0 | 0 | 0 | 0 | 0 | 0 | 0 | 0 | 0 | 0 | 0 | 0 | 0 | 0 | 0 | 0 | 0 | 0 | 0 | 0 | 0 | 0 | 0
PG&E FRESNO | El Nido (PGE) | 115 | 0 | 0 | 0 | 0 | 0 | 0 | 0 | 0 | 0 | 0 | 0 | 0 | 203.699 | 200 | 0 | 0 | 0 | 0 | 0 | 0 | 0 | 0 | 0 | 0 | 203.699 | 200 | 0 | 0 | 0 | 0 | 0 | 0 | 0 | 0 | 0 | 0 | 203.699 | 200 | 0 | 0 | 0 | 0 | 0 | 0 | 0 | 0 | 0 | 0 |  | 0 | 0 | 0 | 0 | 0 | 0 | 0 | 0 | 0 | 0 | 0 | 0 | 203.699 | 200 | 0 | 0 | 0 | 0 | 0 | 0 | 0 | 0 | 0 | 0 | 203.699 | 200 | 0 | 0 | 0 | 0 | 0 | 0 | 0 | 0 | 0 | 0 | 0 | 0 | 0 | 0 | 0 | 0 | 0 | 0 | 0 | 0 | 0 | 0 | 0 | 0 | 0 | 0
SCE Metro | El Nido (SCE) | 230 | 0 | 0 | 0 | 0 | 0 | 0 | 0 | 0 | 0 | 0 | 0 | 0 | 0 | 0 | 0 | 0 | 0 | 0 | 0 | 0 | 0 | 0 | 0 | 0 | 405.6634 | 0 | 0 | 0 | 0 | 0 | 0 | 0 | 0 | 0 | 0 | 0 | 405.6634 | 0 | 0 | 0 | 0 | 0 | 0 | 0 | 0 | 0 | 0 | 0 |  | 0 | 0 | 0 | 0 | 0 | 0 | 0 | 0 | 0 | 0 | 0 | 0 | 0 | 0 | 0 | 0 | 0 | 0 | 0 | 0 | 0 | 0 | 0 | 0 | 0 | 0 | 0 | 0 | 0 | 0 | 0 | 0 | 0 | 0 | 0 | 0 | 0 | 0 | 0 | 0 | 0 | 0 | 0 | 0 | 0 | 0 | 0 | 0 | 0 | 0 | 0 | 0
PG&E GBA | El Patio | 115 | 0 | 0 | 0 | 0 | 0 | 0 | 0 | 0 | 0 | 0 | 0 | 0 | 0 | 0 | 0 | 0 | 0 | 0 | 0 | 0 | 0 | 0 | 0 | 0 | 0 | 0 | 0 | 0 | 0 | 0 | 0 | 0 | 0 | 0 | 0 | 0 | 0 | 0 | 0 | 0 | 0 | 0 | 0 | 0 | 0 | 0 | 0 | 0 |  | 0 | 0 | 0 | 0 | 0 | 0 | 0 | 0 | 0 | 0 | 0 | 0 | 0 | 0 | 0 | 0 | 0 | 0 | 0 | 0 | 0 | 0 | 0 | 0 | 0 | 0 | 0 | 0 | 0 | 0 | 0 | 0 | 0 | 0 | 0 | 0 | 0 | 0 | 0 | 0 | 0 | 0 | 0 | 0 | 0 | 0 | 0 | 0 | 0 | 0 | 0 | 0
SCE Metro | El Segundo | 230 | 0 | 0 | 0 | 0 | 0 | 0 | 0 | 0 | 0 | 0 | 0 | 0 | 0 | 0 | 0 | 0 | 0 | 0 | 0 | 0 | 0 | 0 | 0 | 0 | 0 | 0 | 0 | 0 | 0 | 0 | 0 | 0 | 0 | 0 | 0 | 0 | 0 | 0 | 0 | 0 | 0 | 0 | 0 | 0 | 0 | 0 | 0 | 0 |  | 0 | 0 | 0 | 0 | 0 | 0 | 0 | 0 | 0 | 0 | 0 | 0 | 0 | 0 | 0 | 0 | 0 | 0 | 0 | 0 | 0 | 0 | 0 | 0 | 0 | 0 | 0 | 0 | 0 | 0 | 0 | 0 | 0 | 0 | 0 | 0 | 0 | 0 | 0 | 0 | 0 | 0 | 0 | 0 | 0 | 0 | 0 | 0 | 0 | 0 | 0 | 0
EOP | Eldorado | 230 | 256.29 | 250 | 0 | 0 | 0 | 0 | 0 | 0 | 0 | 0 | 0 | 0 | 277.29 | 250 | 0 | 0 | 0 | 0 | 0 | 0 | 0 | 0 | 0 | 0 | 533.58 | 250 | 0 | 0 | 0 | 0 | 0 | 0 | 0 | 0 | 0 | 0 | 533.58 | 250 | 0 | 0 | 0 | 0 | 0 | 0 | 0 | 0 | 0 | 0 |  | 277.29 | 250 | 0 | 0 | 0 | 0 | 0 | 0 | 0 | 0 | 0 | 0 | 533.58 | 250 | 0 | 0 | 0 | 0 | 0 | 0 | 0 | 0 | 0 | 0 | 533.58 | 250 | 0 | 0 | 0 | 0 | 0 | 0 | 0 | 0 | 0 | 0 | 0 | 0 | 0 | 0 | 0 | 0 | 0 | 0 | 0 | 0 | 0 | 0 | 0 | 0 | 0 | 0
EOP | Eldorado | 500 | 0 | 0 | 0 | 0 | 0 | 0 | 0 | 0 | 0 | 0 | 0 | 0 | 0 | 0 | 0 | 0 | 0 | 0 | 0 | 0 | 0 | 0 | 0 | 0 | 0 | 0 | 0 | 0 | 0 | 0 | 0 | 0 | 0 | 0 | 0 | 0 | 0 | 0 | 0 | 0 | 0 | 0 | 0 | 0 | 0 | 0 | 0 | 0 |  | 0 | 0 | 0 | 0 | 0 | 0 | 0 | 0 | 0 | 0 | 0 | 0 | 0 | 0 | 0 | 0 | 0 | 0 | 0 | 0 | 0 | 0 | 0 | 0 | 0 | 0 | 0 | 0 | 0 | 0 | 0 | 0 | 0 | 0 | 0 | 0 | 0 | 0 | 0 | 0 | 0 | 0 | 0 | 0 | 0 | 0 | 0 | 0 | 0 | 0 | 0 | 3210
SCE Northern | Elizabeth Lake | 66 | 0 | 0 | 0 | 0 | 0 | 0 | 0 | 0 | 0 | 0 | 0 | 0 | 0 | 0 | 0 | 0 | 0 | 0 | 0 | 0 | 0 | 0 | 0 | 0 | 0 | 0 | 0 | 0 | 0 | 0 | 0 | 0 | 0 | 0 | 0 | 0 | 0 | 0 | 0 | 0 | 0 | 0 | 0 | 0 | 0 | 0 | 0 | 0 |  | 0 | 0 | 0 | 0 | 0 | 0 | 0 | 0 | 0 | 0 | 0 | 0 | 0 | 0 | 0 | 0 | 0 | 0 | 0 | 0 | 0 | 0 | 0 | 0 | 0 | 0 | 0 | 0 | 0 | 0 | 0 | 0 | 0 | 0 | 0 | 0 | 0 | 0 | 0 | 0 | 0 | 0 | 0 | 0 | 0 | 0 | 0 | 0 | 0 | 0 | 0 | 0
PG&E KERN | Elk Hills | 230 | 0 | 0 | 0 | 0 | 0 | 0 | 0 | 0 | 0 | 0 | 0 | 0 | 0 | 0 | 0 | 0 | 0 | 0 | 0 | 0 | 0 | 0 | 0 | 0 | 0 | 0 | 0 | 0 | 0 | 0 | 0 | 0 | 0 | 0 | 0 | 0 | 0 | 0 | 0 | 0 | 0 | 0 | 0 | 0 | 0 | 0 | 0 | 0 |  | 0 | 0 | 0 | 0 | 0 | 0 | 0 | 0 | 0 | 0 | 0 | 0 | 0 | 0 | 0 | 0 | 0 | 0 | 0 | 0 | 0 | 0 | 0 | 0 | 0 | 0 | 0 | 0 | 0 | 0 | 0 | 0 | 0 | 0 | 0 | 0 | 0 | 0 | 0 | 0 | 0 | 0 | 0 | 0 | 0 | 0 | 0 | 0 | 0 | 0 | 0 | 0
SDGE | Elliot | 69 | 0 | 0 | 0 | 0 | 0 | 0 | 0 | 0 | 0 | 0 | 0 | 0 | 0 | 0 | 0 | 0 | 0 | 0 | 0 | 0 | 0 | 0 | 0 | 0 | 0 | 0 | 0 | 0 | 0 | 0 | 0 | 0 | 0 | 0 | 0 | 0 | 0 | 0 | 0 | 0 | 0 | 0 | 0 | 0 | 0 | 0 | 0 | 0 |  | 0 | 0 | 0 | 0 | 0 | 0 | 0 | 0 | 0 | 0 | 0 | 0 | 0 | 0 | 0 | 0 | 0 | 0 | 0 | 0 | 0 | 0 | 0 | 0 | 0 | 0 | 0 | 0 | 0 | 0 | 0 | 0 | 0 | 0 | 0 | 0 | 0 | 0 | 0 | 0 | 0 | 0 | 0 | 0 | 0 | 0 | 0 | 0 | 0 | 0 | 0 | 0
SCE Metro | Ellis | 230 | 0 | 0 | 0 | 0 | 0 | 0 | 0 | 0 | 0 | 0 | 0 | 0 | 0 | 0 | 0 | 0 | 0 | 0 | 0 | 0 | 0 | 0 | 0 | 0 | 0 | 0 | 0 | 0 | 0 | 0 | 0 | 0 | 0 | 0 | 0 | 0 | 0 | 0 | 0 | 0 | 0 | 0 | 0 | 0 | 0 | 0 | 0 | 0 |  | 0 | 0 | 0 | 0 | 0 | 0 | 0 | 0 | 0 | 0 | 0 | 0 | 0 | 0 | 0 | 0 | 0 | 0 | 0 | 0 | 0 | 0 | 0 | 0 | 0 | 0 | 0 | 0 | 0 | 0 | 0 | 0 | 0 | 0 | 0 | 0 | 0 | 0 | 0 | 0 | 0 | 0 | 0 | 0 | 0 | 0 | 0 | 0 | 0 | 0 | 0 | 0
SDGE | Encina | 138 | 0 | 0 | 0 | 0 | 0 | 0 | 0 | 0 | 0 | 0 | 0 | 0 | 0 | 0 | 0 | 0 | 0 | 0 | 0 | 0 | 0 | 0 | 0 | 0 | 304.3999 | 0 | 0 | 0 | 0 | 0 | 0 | 0 | 0 | 0 | 0 | 0 | 304.3999 | 0 | 0 | 0 | 0 | 0 | 0 | 0 | 0 | 0 | 0 | 0 |  | 0 | 0 | 0 | 0 | 0 | 0 | 0 | 0 | 0 | 0 | 0 | 0 | 304.3999 | 0 | 0 | 0 | 0 | 0 | 0 | 0 | 0 | 0 | 0 | 0 | 304.3999 | 0 | 0 | 0 | 0 | 0 | 0 | 0 | 0 | 0 | 0 | 0 | 0 | 0 | 0 | 0 | 0 | 0 | 0 | 0 | 0 | 0 | 0 | 0 | 0 | 0 | 0 | 0
SDGE | Encina | 230 | 0 | 0 | 0 | 0 | 0 | 0 | 0 | 0 | 0 | 0 | 0 | 0 | 0 | 0 | 0 | 0 | 0 | 0 | 0 | 0 | 0 | 0 | 0 | 0 | 0 | 0 | 0 | 0 | 0 | 0 | 0 | 0 | 0 | 0 | 0 | 0 | 0 | 0 | 0 | 0 | 0 | 0 | 0 | 0 | 0 | 0 | 0 | 0 |  | 0 | 0 | 0 | 0 | 0 | 0 | 0 | 0 | 0 | 0 | 0 | 0 | 0 | 0 | 0 | 0 | 0 | 0 | 0 | 0 | 0 | 0 | 0 | 0 | 0 | 0 | 0 | 0 | 0 | 0 | 0 | 0 | 0 | 0 | 0 | 0 | 0 | 0 | 0 | 0 | 0 | 0 | 0 | 0 | 0 | 0 | 0 | 0 | 0 | 0 | 0 | 0
SDGE | Escondido | 230 | 0 | 0 | 0 | 0 | 0 | 0 | 0 | 0 | 0 | 0 | 0 | 0 | 0 | 0 | 0 | 0 | 0 | 0 | 0 | 0 | 0 | 0 | 0 | 0 | 407 | 320 | 0 | 0 | 0 | 0 | 0 | 0 | 0 | 0 | 0 | 0 | 407 | 320 | 0 | 0 | 0 | 0 | 0 | 0 | 0 | 0 | 0 | 0 |  | 0 | 0 | 0 | 0 | 0 | 0 | 0 | 0 | 0 | 0 | 0 | 0 | 0 | 0 | 0 | 0 | 0 | 0 | 0 | 0 | 0 | 0 | 0 | 0 | 0 | 0 | 0 | 0 | 0 | 0 | 0 | 0 | 0 | 0 | 0 | 0 | 0 | 0 | 0 | 0 | 0 | 0 | 0 | 0 | 0 | 0 | 0 | 0 | 0 | 0 | 0 | 0
SDGE | Escondido | 69 | 0 | 0 | 0 | 0 | 0 | 0 | 0 | 0 | 0 | 0 | 0 | 0 | 33 | 33 | 0 | 0 | 0 | 0 | 0 | 0 | 0 | 0 | 0 | 0 | 33 | 33 | 0 | 0 | 0 | 0 | 0 | 0 | 0 | 0 | 0 | 0 | 33 | 33 | 0 | 0 | 0 | 0 | 0 | 0 | 0 | 0 | 0 | 0 |  | 33 | 33 | 0 | 0 | 0 | 0 | 0 | 0 | 0 | 0 | 0 | 0 | 33 | 33 | 0 | 0 | 0 | 0 | 0 | 0 | 0 | 0 | 0 | 0 | 33 | 33 | 0 | 0 | 0 | 0 | 0 | 0 | 0 | 0 | 0 | 0 | 0 | 0 | 0 | 0 | 0 | 0 | 0 | 0 | 0 | 0 | 0 | 0 | 0 | 0 | 0 | 0
PG&E KERN | Estrella | 230 | 0 | 0 | 0 | 0 | 0 | 0 | 0 | 0 | 0 | 0 | 0 | 0 | 0 | 0 | 0 | 0 | 0 | 0 | 0 | 0 | 0 | 0 | 0 | 0 | 0 | 0 | 0 | 0 | 0 | 0 | 0 | 0 | 0 | 0 | 0 | 0 | 0 | 0 | 0 | 0 | 0 | 0 | 0 | 0 | 0 | 0 | 0 | 0 |  | 0 | 0 | 0 | 0 | 0 | 0 | 0 | 0 | 0 | 0 | 0 | 0 | 0 | 0 | 0 | 0 | 0 | 0 | 0 | 0 | 0 | 0 | 0 | 0 | 0 | 0 | 0 | 0 | 0 | 0 | 0 | 0 | 0 | 0 | 0 | 0 | 0 | 0 | 0 | 0 | 0 | 0 | 0 | 0 | 0 | 0 | 0 | 0 | 0 | 0 | 0 | 0
SCE Eastern | Etiwanda | 230 | 0 | 0 | 0 | 0 | 0 | 0 | 0 | 0 | 0 | 0 | 0 | 0 | 0 | 0 | 0 | 0 | 0 | 0 | 0 | 0 | 0 | 0 | 0 | 0 | 657.6634 | 400 | 0 | 0 | 0 | 0 | 0 | 0 | 0 | 0 | 0 | 0 | 657.6634 | 400 | 0 | 0 | 0 | 0 | 0 | 0 | 0 | 0 | 0 | 0 |  | 0 | 0 | 0 | 0 | 0 | 0 | 0 | 0 | 0 | 0 | 0 | 0 | 0 | 0 | 0 | 0 | 0 | 0 | 0 | 0 | 0 | 0 | 0 | 0 | 0 | 0 | 0 | 0 | 0 | 0 | 0 | 0 | 0 | 0 | 0 | 0 | 12.55 | 0 | 0 | 0 | 0 | 0 | 0 | 12.55 | 12.55 | 0 | 0 | 0 | 0 | 0 | 0 | 0
PG&E GBA | Evergreen | 115 | 0 | 0 | 0 | 0 | 0 | 0 | 0 | 0 | 0 | 0 | 0 | 0 | 0 | 0 | 0 | 0 | 0 | 0 | 0 | 0 | 0 | 0 | 0 | 0 | 0 | 0 | 0 | 0 | 0 | 0 | 0 | 0 | 0 | 0 | 0 | 0 | 0 | 0 | 0 | 0 | 0 | 0 | 0 | 0 | 0 | 0 | 0 | 0 |  | 0 | 0 | 0 | 0 | 0 | 0 | 0 | 0 | 0 | 0 | 0 | 0 | 0 | 0 | 0 | 0 | 0 | 0 | 0 | 0 | 0 | 0 | 0 | 0 | 0 | 0 | 0 | 0 | 0 | 0 | 0 | 0 | 0 | 0 | 0 | 0 | 0 | 0 | 0 | 0 | 0 | 0 | 0 | 0 | 0 | 0 | 0 | 0 | 0 | 0 | 0 | 0
PG&E GBA | Evergreen | 60 | 0 | 0 | 0 | 0 | 0 | 0 | 0 | 0 | 0 | 0 | 0 | 0 | 0 | 0 | 0 | 0 | 0 | 0 | 0 | 0 | 0 | 0 | 0 | 0 | 0 | 0 | 0 | 0 | 0 | 0 | 0 | 0 | 0 | 0 | 0 | 0 | 0 | 0 | 0 | 0 | 0 | 0 | 0 | 0 | 0 | 0 | 0 | 0 |  | 0 | 0 | 0 | 0 | 0 | 0 | 0 | 0 | 0 | 0 | 0 | 0 | 0 | 0 | 0 | 0 | 0 | 0 | 0 | 0 | 0 | 0 | 0 | 0 | 0 | 0 | 0 | 0 | 0 | 0 | 0 | 0 | 0 | 0 | 0 | 0 | 0 | 0 | 0 | 0 | 0 | 0 | 0 | 0 | 0 | 0 | 0 | 0 | 0 | 0 | 0 | 0
PG&E FRESNO | Excelsior | 115 | 0 | 0 | 0 | 0 | 0 | 0 | 0 | 0 | 0 | 0 | 0 | 0 | 127.37 | 97.5 | 0 | 0 | 127.57 | 0 | 0 | 0 | 0 | 0 | 0 | 0 | 127.37 | 97.5 | 0 | 0 | 127.57 | 0 | 0 | 0 | 0 | 0 | 0 | 0 | 127.37 | 97.5 | 0 | 0 | 127.57 | 0 | 0 | 0 | 0 | 0 | 0 | 0 |  | 0 | 0 | 0 | 0 | 0 | 0 | 0 | 0 | 0 | 0 | 0 | 0 | 127.37 | 97.5 | 0 | 0 | 127.57 | 0 | 0 | 0 | 0 | 0 | 0 | 0 | 127.37 | 97.5 | 0 | 0 | 127.57 | 0 | 0 | 0 | 0 | 0 | 0 | 0 | 0 | 0 | 0 | 0 | 0 | 0 | 0 | 0 | 0 | 0 | 0 | 0 | 0 | 0 | 0 | 0
PG&E FRESNO | Exchequer | 115 | 0 | 0 | 0 | 0 | 0 | 0 | 0 | 0 | 0 | 0 | 0 | 0 | 0 | 0 | 0 | 0 | 0 | 0 | 0 | 0 | 0 | 0 | 0 | 0 | 0 | 0 | 0 | 0 | 0 | 0 | 0 | 0 | 0 | 0 | 0 | 0 | 0 | 0 | 0 | 0 | 0 | 0 | 0 | 0 | 0 | 0 | 0 | 0 |  | 0 | 0 | 0 | 0 | 0 | 0 | 0 | 0 | 0 | 0 | 0 | 0 | 0 | 0 | 0 | 0 | 0 | 0 | 0 | 0 | 0 | 0 | 0 | 0 | 0 | 0 | 0 | 0 | 0 | 0 | 0 | 0 | 0 | 0 | 0 | 0 | 0 | 0 | 0 | 0 | 0 | 0 | 0 | 0 | 0 | 0 | 0 | 0 | 0 | 0 | 0 | 0
PG&E KERN | Fairway | 115 | 0 | 0 | 0 | 0 | 0 | 0 | 0 | 0 | 0 | 0 | 0 | 0 | 0 | 0 | 0 | 0 | 0 | 0 | 0 | 0 | 0 | 0 | 0 | 0 | 0 | 0 | 0 | 0 | 0 | 0 | 0 | 0 | 0 | 0 | 0 | 0 | 0 | 0 | 0 | 0 | 0 | 0 | 0 | 0 | 0 | 0 | 0 | 0 |  | 0 | 0 | 0 | 0 | 0 | 0 | 0 | 0 | 0 | 0 | 0 | 0 | 0 | 0 | 0 | 0 | 0 | 0 | 0 | 0 | 0 | 0 | 0 | 0 | 0 | 0 | 0 | 0 | 0 | 0 | 0 | 0 | 0 | 0 | 0 | 0 | 0 | 0 | 0 | 0 | 0 | 0 | 0 | 0 | 0 | 0 | 0 | 0 | 0 | 0 | 0 | 0
PG&E KERN | Famoso | 115 | 0 | 0 | 0 | 0 | 0 | 0 | 0 | 0 | 0 | 0 | 0 | 0 | 0 | 0 | 0 | 0 | 0 | 0 | 0 | 0 | 0 | 0 | 0 | 0 | 0 | 0 | 0 | 0 | 0 | 0 | 0 | 0 | 0 | 0 | 0 | 0 | 0 | 0 | 0 | 0 | 0 | 0 | 0 | 0 | 0 | 0 | 0 | 0 |  | 0 | 0 | 0 | 0 | 0 | 0 | 0 | 0 | 0 | 0 | 0 | 0 | 0 | 0 | 0 | 0 | 0 | 0 | 0 | 0 | 0 | 0 | 0 | 0 | 0 | 0 | 0 | 0 | 0 | 0 | 0 | 0 | 0 | 0 | 0 | 0 | 0 | 0 | 0 | 0 | 0 | 0 | 0 | 0 | 0 | 0 | 0 | 0 | 0 | 0 | 0 | 0
PG&E NGBA | Fern Road | 500 | 0 | 0 | 0 | 0 | 0 | 0 | 0 | 0 | 0 | 0 | 0 | 0 | 0 | 0 | 0 | 0 | 0 | 0 | 0 | 0 | 0 | 0 | 0 | 0 | 0 | 0 | 0 | 0 | 0 | 0 | 0 | 0 | 0 | 0 | 0 | 0 | 0 | 0 | 0 | 0 | 0 | 0 | 0 | 0 | 0 | 0 | 0 | 0 |  | 0 | 0 | 0 | 0 | 0 | 0 | 0 | 0 | 0 | 0 | 0 | 0 | 0 | 0 | 0 | 0 | 0 | 0 | 0 | 0 | 0 | 0 | 0 | 0 | 0 | 0 | 0 | 0 | 0 | 0 | 0 | 0 | 0 | 0 | 0 | 0 | 0 | 0 | 0 | 0 | 0 | 0 | 0 | 0 | 0 | 0 | 0 | 0 | 0 | 0 | 0 | 0
PG&E GBA | Fibreboard (SPI Sonora) | 115 | 0 | 0 | 0 | 0 | 0 | 0 | 0 | 0 | 0 | 0 | 0 | 0 | 0 | 0 | 0 | 0 | 0 | 0 | 0 | 0 | 0 | 0 | 0 | 0 | 0 | 0 | 0 | 0 | 0 | 0 | 0 | 0 | 0 | 0 | 0 | 0 | 0 | 0 | 0 | 0 | 0 | 0 | 0 | 0 | 0 | 0 | 0 | 0 |  | 0 | 0 | 0 | 0 | 0 | 0 | 0 | 0 | 0 | 0 | 0 | 0 | 0 | 0 | 0 | 0 | 0 | 0 | 0 | 0 | 0 | 0 | 0 | 0 | 0 | 0 | 0 | 0 | 0 | 0 | 0 | 0 | 0 | 0 | 0 | 0 | 0 | 0 | 0 | 0 | 0 | 0 | 0 | 0 | 0 | 0 | 0 | 0 | 0 | 0 | 0 | 0
PG&E FRESNO | Figarden | 230 | 0 | 0 | 0 | 0 | 0 | 0 | 0 | 0 | 0 | 0 | 0 | 0 | 0 | 0 | 0 | 0 | 0 | 0 | 0 | 0 | 0 | 0 | 0 | 0 | 0 | 0 | 0 | 0 | 0 | 0 | 0 | 0 | 0 | 0 | 0 | 0 | 0 | 0 | 0 | 0 | 0 | 0 | 0 | 0 | 0 | 0 | 0 | 0 |  | 0 | 0 | 0 | 0 | 0 | 0 | 0 | 0 | 0 | 0 | 0 | 0 | 0 | 0 | 0 | 0 | 0 | 0 | 0 | 0 | 0 | 0 | 0 | 0 | 0 | 0 | 0 | 0 | 0 | 0 | 0 | 0 | 0 | 0 | 0 | 0 | 0 | 0 | 0 | 0 | 0 | 0 | 0 | 0 | 0 | 0 | 0 | 0 | 0 | 0 | 0 | 0
PG&E FRESNO | Fink | 230 | 0 | 0 | 0 | 0 | 0 | 0 | 0 | 0 | 0 | 0 | 0 | 0 | 0 | 0 | 0 | 0 | 0 | 0 | 0 | 0 | 0 | 0 | 0 | 0 | 0 | 0 | 0 | 0 | 0 | 0 | 0 | 0 | 0 | 0 | 0 | 0 | 0 | 0 | 0 | 0 | 0 | 0 | 0 | 0 | 0 | 0 | 0 | 0 |  | 0 | 0 | 0 | 0 | 0 | 0 | 0 | 0 | 0 | 0 | 0 | 0 | 0 | 0 | 0 | 0 | 0 | 0 | 0 | 0 | 0 | 0 | 0 | 0 | 0 | 0 | 0 | 0 | 0 | 0 | 0 | 0 | 0 | 0 | 0 | 0 | 0 | 0 | 0 | 0 | 0 | 0 | 0 | 0 | 0 | 0 | 0 | 0 | 0 | 0 | 0 | 0
PG&E NGBA | Fitch Mountain | 60 | 0 | 0 | 0 | 0 | 0 | 0 | 0 | 0 | 0 | 0 | 0 | 0 | 0 | 0 | 0 | 0 | 0 | 0 | 0 | 0 | 0 | 0 | 0 | 0 | 0 | 0 | 0 | 0 | 0 | 0 | 0 | 0 | 0 | 0 | 0 | 0 | 0 | 0 | 0 | 0 | 0 | 0 | 0 | 0 | 0 | 0 | 0 | 0 |  | 0 | 0 | 0 | 0 | 0 | 0 | 0 | 0 | 0 | 0 | 0 | 0 | 0 | 0 | 0 | 0 | 0 | 0 | 0 | 0 | 0 | 0 | 0 | 0 | 0 | 0 | 0 | 0 | 0 | 0 | 0 | 0 | 0 | 0 | 0 | 0 | 0 | 0 | 0 | 0 | 0 | 0 | 0 | 0 | 0 | 0 | 0 | 0 | 0 | 0 | 0 | 0
PG&E GBA | FMC | 115 | 0 | 0 | 0 | 0 | 0 | 0 | 0 | 0 | 0 | 0 | 0 | 0 | 0 | 0 | 0 | 0 | 0 | 0 | 0 | 0 | 0 | 0 | 0 | 0 | 0 | 0 | 0 | 0 | 0 | 0 | 0 | 0 | 0 | 0 | 0 | 0 | 0 | 0 | 0 | 0 | 0 | 0 | 0 | 0 | 0 | 0 | 0 | 0 |  | 0 | 0 | 0 | 0 | 0 | 0 | 0 | 0 | 0 | 0 | 0 | 0 | 0 | 0 | 0 | 0 | 0 | 0 | 0 | 0 | 0 | 0 | 0 | 0 | 0 | 0 | 0 | 0 | 0 | 0 | 0 | 0 | 0 | 0 | 0 | 0 | 0 | 0 | 0 | 0 | 0 | 0 | 0 | 0 | 0 | 0 | 0 | 0 | 0 | 0 | 0 | 0
PG&E GBA | Fremont | 115 | 0 | 0 | 0 | 0 | 0 | 0 | 0 | 0 | 0 | 0 | 0 | 0 | 0 | 0 | 0 | 0 | 0 | 0 | 0 | 0 | 0 | 0 | 0 | 0 | 0 | 0 | 0 | 0 | 0 | 0 | 0 | 0 | 0 | 0 | 0 | 0 | 0 | 0 | 0 | 0 | 0 | 0 | 0 | 0 | 0 | 0 | 0 | 0 |  | 0 | 0 | 0 | 0 | 0 | 0 | 0 | 0 | 0 | 0 | 0 | 0 | 0 | 0 | 0 | 0 | 0 | 0 | 0 | 0 | 0 | 0 | 0 | 0 | 0 | 0 | 0 | 0 | 0 | 0 | 0 | 0 | 0 | 0 | 0 | 0 | 0 | 0 | 0 | 0 | 0 | 0 | 0 | 0 | 0 | 0 | 0 | 0 | 0 | 0 | 0 | 0
PG&E GBA | French Camp | 60 | 0 | 0 | 0 | 0 | 0 | 0 | 0 | 0 | 0 | 0 | 0 | 0 | 0 | 0 | 0 | 0 | 0 | 0 | 0 | 0 | 0 | 0 | 0 | 0 | 0 | 0 | 0 | 0 | 0 | 0 | 0 | 0 | 0 | 0 | 0 | 0 | 0 | 0 | 0 | 0 | 0 | 0 | 0 | 0 | 0 | 0 | 0 | 0 |  | 0 | 0 | 0 | 0 | 0 | 0 | 0 | 0 | 0 | 0 | 0 | 0 | 0 | 0 | 0 | 0 | 0 | 0 | 0 | 0 | 0 | 0 | 0 | 0 | 0 | 0 | 0 | 0 | 0 | 0 | 0 | 0 | 0 | 0 | 0 | 0 | 0 | 0 | 0 | 0 | 0 | 0 | 0 | 0 | 0 | 0 | 0 | 0 | 0 | 0 | 0 | 0
PG&E GBA | Frogtown | 115 | 0 | 0 | 0 | 0 | 0 | 0 | 0 | 0 | 0 | 0 | 0 | 0 | 0 | 0 | 0 | 0 | 0 | 0 | 0 | 0 | 0 | 0 | 0 | 0 | 0 | 0 | 0 | 0 | 0 | 0 | 0 | 0 | 0 | 0 | 0 | 0 | 0 | 0 | 0 | 0 | 0 | 0 | 0 | 0 | 0 | 0 | 0 | 0 |  | 0 | 0 | 0 | 0 | 0 | 0 | 0 | 0 | 0 | 0 | 0 | 0 | 0 | 0 | 0 | 0 | 0 | 0 | 0 | 0 | 0 | 0 | 0 | 0 | 0 | 0 | 0 | 0 | 0 | 0 | 0 | 0 | 0 | 0 | 0 | 0 | 0 | 0 | 0 | 0 | 0 | 0 | 0 | 0 | 0 | 0 | 0 | 0 | 0 | 0 | 0 | 0
PG&E NGBA | Fulton | 115 | 0 | 0 | 0 | 0 | 0 | 0 | 0 | 0 | 0 | 0 | 0 | 0 | 0 | 0 | 0 | 0 | 0 | 0 | 0 | 0 | 0 | 0 | 0 | 0 | 0 | 0 | 0 | 0 | 0 | 0 | 0 | 0 | 0 | 0 | 0 | 0 | 0 | 0 | 0 | 0 | 0 | 0 | 0 | 0 | 0 | 0 | 0 | 0 |  | 0 | 0 | 0 | 0 | 0 | 0 | 0 | 0 | 0 | 0 | 0 | 0 | 0 | 0 | 0 | 0 | 0 | 0 | 0 | 0 | 0 | 0 | 0 | 0 | 0 | 0 | 0 | 0 | 0 | 0 | 0 | 0 | 0 | 0 | 0 | 0 | 0 | 0 | 0 | 0 | 0 | 0 | 0 | 0 | 0 | 0 | 0 | 0 | 0 | 0 | 0 | 0
PG&E NGBA | Fulton | 230 | 0 | 0 | 0 | 0 | 0 | 0 | 0 | 0 | 0 | 0 | 0 | 0 | 0 | 0 | 0 | 0 | 0 | 0 | 0 | 0 | 0 | 0 | 0 | 0 | 121.55 | 0 | 0 | 0 | 0 | 0 | 0 | 0 | 0 | 0 | 0 | 0 | 121.55 | 0 | 0 | 0 | 0 | 0 | 0 | 0 | 0 | 0 | 0 | 0 |  | 0 | 0 | 0 | 0 | 0 | 0 | 0 | 0 | 0 | 0 | 0 | 0 | 121.55 | 0 | 0 | 0 | 0 | 0 | 0 | 0 | 0 | 0 | 0 | 0 | 121.55 | 0 | 0 | 0 | 0 | 0 | 0 | 0 | 0 | 0 | 0 | 0 | 0 | 0 | 0 | 0 | 0 | 0 | 0 | 0 | 0 | 0 | 0 | 0 | 0 | 0 | 0 | 0
PG&E NGBA | Fulton | 60 | 0 | 0 | 0 | 0 | 0 | 0 | 0 | 0 | 0 | 0 | 0 | 0 | 0 | 0 | 0 | 0 | 0 | 0 | 0 | 0 | 0 | 0 | 0 | 0 | 0 | 0 | 0 | 0 | 0 | 0 | 0 | 0 | 0 | 0 | 0 | 0 | 0 | 0 | 0 | 0 | 0 | 0 | 0 | 0 | 0 | 0 | 0 | 0 |  | 0 | 0 | 0 | 0 | 0 | 0 | 0 | 0 | 0 | 0 | 0 | 0 | 0 | 0 | 0 | 0 | 0 | 0 | 0 | 0 | 0 | 0 | 0 | 0 | 0 | 0 | 0 | 0 | 0 | 0 | 0 | 0 | 0 | 0 | 0 | 0 | 0 | 0 | 0 | 0 | 0 | 0 | 0 | 0 | 0 | 0 | 0 | 0 | 0 | 0 | 0 | 0
PG&E KERN | Ganso | 115 | 0 | 0 | 0 | 0 | 0 | 0 | 0 | 0 | 0 | 0 | 0 | 0 | 0 | 0 | 0 | 0 | 0 | 0 | 0 | 0 | 0 | 0 | 0 | 0 | 0 | 0 | 0 | 0 | 0 | 0 | 0 | 0 | 0 | 0 | 0 | 0 | 0 | 0 | 0 | 0 | 0 | 0 | 0 | 0 | 0 | 0 | 0 | 0 |  | 0 | 0 | 0 | 0 | 0 | 0 | 0 | 0 | 0 | 0 | 0 | 0 | 0 | 0 | 0 | 0 | 0 | 0 | 0 | 0 | 0 | 0 | 0 | 0 | 0 | 0 | 0 | 0 | 0 | 0 | 0 | 0 | 0 | 0 | 0 | 0 | 0 | 0 | 0 | 0 | 0 | 0 | 0 | 0 | 0 | 0 | 0 | 0 | 0 | 0 | 0 | 0
PG&E FRESNO | Gates | 230 | 0 | 0 | 0 | 0 | 3.24 | 3.24 | 0 | 0 | 0 | 0 | 0 | 0 | 356.83 | 275.376 | 0 | 0 | 363.34 | 3.24 | 0 | 0 | 0 | 0 | 0 | 0 | 876.83 | 275.376 | 0 | 0 | 1403.34 | 3.24 | 0 | 0 | 0 | 0 | 0 | 0 | 876.83 | 275.376 | 0 | 0 | 1403.34 | 3.24 | 0 | 0 | 0 | 0 | 0 | 0 |  | 225 | 225 | 0 | 0 | 261.24 | 145.9067 | 0 | 0 | 0 | 0 | 0 | 0 | 356.83 | 275.376 | 0 | 0 | 363.34 | 3.24 | 0 | 0 | 0 | 0 | 0 | 0 | 356.83 | 275.376 | 0 | 0 | 363.34 | 3.24 | 0 | 0 | 0 | 0 | 0 | 0 | 0 | 0 | 0 | 0 | 0 | 0 | 0 | 0 | 0 | 0 | 0 | 0 | 0 | 0 | 0 | 0
PG&E FRESNO | Gates | 500 | 84.3 | 75.1 | 0 | 0 | 0 | 0 | 0 | 0 | 0 | 0 | 0 | 0 | 172.3 | 575.11 | 0 | 0 | 0 | 0 | 0 | 0 | 0 | 0 | 0 | 0 | 172.3 | 575.11 | 0 | 0 | 0 | 0 | 0 | 0 | 0 | 0 | 0 | 0 | 172.3 | 575.11 | 0 | 0 | 0 | 0 | 0 | 0 | 0 | 0 | 0 | 0 |  | 84.3 | 75.1 | 0 | 0 | 0 | 0 | 0 | 0 | 0 | 0 | 0 | 0 | 172.3 | 575.11 | 0 | 0 | 0 | 0 | 0 | 0 | 0 | 0 | 0 | 0 | 172.3 | 575.11 | 0 | 0 | 0 | 0 | 0 | 0 | 0 | 0 | 0 | 0 | 0 | 0 | 0 | 0 | 0 | 0 | 0 | 0 | 0 | 0 | 0 | 0 | 0 | 0 | 0 | 0
PG&E NGBA | Geysers 12 | 230 | 0 | 0 | 0 | 0 | 0 | 0 | 0 | 0 | 0 | 0 | 0 | 0 | 0 | 0 | 0 | 0 | 0 | 0 | 0 | 0 | 0 | 0 | 0 | 0 | 0 | 0 | 0 | 0 | 0 | 0 | 0 | 0 | 0 | 0 | 0 | 0 | 0 | 0 | 0 | 0 | 0 | 0 | 0 | 0 | 0 | 0 | 0 | 0 |  | 0 | 0 | 0 | 0 | 0 | 0 | 0 | 0 | 0 | 0 | 0 | 0 | 0 | 0 | 0 | 0 | 0 | 0 | 0 | 0 | 0 | 0 | 0 | 0 | 0 | 0 | 0 | 0 | 0 | 0 | 0 | 0 | 0 | 0 | 0 | 0 | 0 | 0 | 0 | 0 | 0 | 0 | 0 | 0 | 0 | 0 | 0 | 0 | 0 | 0 | 0 | 0
PG&E NGBA | Geysers 17 | 230 | 0 | 0 | 0 | 0 | 0 | 0 | 0 | 0 | 0 | 0 | 0 | 0 | 47.4465 | 0 | 0 | 0 | 0 | 0 | 9.435 | 0 | 0 | 0 | 0 | 0 | 47.4465 | 0 | 0 | 0 | 0 | 0 | 9.435 | 0 | 0 | 0 | 0 | 0 | 47.4465 | 0 | 0 | 0 | 0 | 0 | 9.435 | 0 | 0 | 0 | 0 | 0 |  | 47.4465 | 0 | 0 | 0 | 0 | 0 | 9.435 | 0 | 0 | 0 | 0 | 0 | 47.4465 | 0 | 0 | 0 | 0 | 0 | 9.435 | 0 | 0 | 0 | 0 | 0 | 47.4465 | 0 | 0 | 0 | 0 | 0 | 9.435 | 0 | 0 | 0 | 0 | 0 | 0 | 0 | 0 | 0 | 0 | 0 | 0 | 0 | 0 | 0 | 0 | 0 | 0 | 0 | 0 | 0
PG&E NGBA | Geysers 3 | 115 | 0 | 0 | 0 | 0 | 0 | 0 | 0 | 0 | 0 | 0 | 0 | 0 | 0 | 0 | 0 | 0 | 0 | 0 | 0 | 0 | 0 | 0 | 0 | 0 | 0 | 0 | 0 | 0 | 0 | 0 | 0 | 0 | 0 | 0 | 0 | 0 | 0 | 0 | 0 | 0 | 0 | 0 | 0 | 0 | 0 | 0 | 0 | 0 |  | 0 | 0 | 0 | 0 | 0 | 0 | 0 | 0 | 0 | 0 | 0 | 0 | 0 | 0 | 0 | 0 | 0 | 0 | 0 | 0 | 0 | 0 | 0 | 0 | 0 | 0 | 0 | 0 | 0 | 0 | 0 | 0 | 0 | 0 | 0 | 0 | 0 | 0 | 0 | 0 | 0 | 0 | 0 | 0 | 0 | 0 | 0 | 0 | 0 | 0 | 0 | 0
PG&E NGBA | Glenn | 230 | 0 | 0 | 0 | 0 | 0 | 0 | 0 | 0 | 0 | 0 | 0 | 0 | 0 | 0 | 0 | 0 | 0 | 0 | 0 | 0 | 0 | 0 | 0 | 0 | 251.9 | 0 | 0 | 0 | 142.85 | 0 | 0 | 0 | 0 | 0 | 0 | 0 | 251.9 | 0 | 0 | 0 | 142.85 | 0 | 0 | 0 | 0 | 0 | 0 | 0 |  | 0 | 0 | 0 | 0 | 0 | 0 | 0 | 0 | 0 | 0 | 0 | 0 | 0 | 0 | 0 | 0 | 0 | 0 | 0 | 0 | 0 | 0 | 0 | 0 | 0 | 0 | 0 | 0 | 0 | 0 | 0 | 0 | 0 | 0 | 0 | 0 | 103 | 0 | 103.3 | 0 | 0 | 0 | 0 | 103 | 103 | 0 | 103.3 | 0 | 0 | 0 | 0 | 0
PG&E NGBA | Glenn | 60 | 0 | 0 | 0 | 0 | 0 | 0 | 0 | 0 | 0 | 0 | 0 | 0 | 0 | 0 | 0 | 0 | 0 | 0 | 0 | 0 | 0 | 0 | 0 | 0 | 0 | 0 | 0 | 0 | 0 | 0 | 0 | 0 | 0 | 0 | 0 | 0 | 0 | 0 | 0 | 0 | 0 | 0 | 0 | 0 | 0 | 0 | 0 | 0 |  | 0 | 0 | 0 | 0 | 0 | 0 | 0 | 0 | 0 | 0 | 0 | 0 | 0 | 0 | 0 | 0 | 0 | 0 | 0 | 0 | 0 | 0 | 0 | 0 | 0 | 0 | 0 | 0 | 0 | 0 | 0 | 0 | 0 | 0 | 0 | 0 | 0 | 0 | 0 | 0 | 0 | 0 | 0 | 0 | 0 | 0 | 0 | 0 | 0 | 0 | 0 | 0
PG&E NGBA | Gold Hill | 115 | 58.75 | 49.9 | 0 | 0 | 0 | 0 | 0 | 0 | 0 | 0 | 0 | 0 | 58.75 | 49.9 | 0 | 0 | 0 | 0 | 0 | 0 | 0 | 0 | 0 | 0 | 58.75 | 49.9 | 0 | 0 | 0 | 0 | 0 | 0 | 0 | 0 | 0 | 0 | 58.75 | 49.9 | 0 | 0 | 0 | 0 | 0 | 0 | 0 | 0 | 0 | 0 |  | 58.75 | 49.9 | 0 | 0 | 0 | 0 | 0 | 0 | 0 | 0 | 0 | 0 | 58.75 | 49.9 | 0 | 0 | 0 | 0 | 0 | 0 | 0 | 0 | 0 | 0 | 58.75 | 49.9 | 0 | 0 | 0 | 0 | 0 | 0 | 0 | 0 | 0 | 0 | 0 | 0 | 0 | 0 | 0 | 0 | 0 | 0 | 0 | 0 | 0 | 0 | 0 | 0 | 0 | 0
PG&E NGBA | Gold Hill | 230 | 0 | 0 | 0 | 0 | 0 | 0 | 0 | 0 | 0 | 0 | 0 | 0 | 0 | 0 | 0 | 0 | 0 | 0 | 0 | 0 | 0 | 0 | 0 | 0 | 0 | 0 | 0 | 0 | 0 | 0 | 0 | 0 | 0 | 0 | 0 | 0 | 0 | 0 | 0 | 0 | 0 | 0 | 0 | 0 | 0 | 0 | 0 | 0 |  | 0 | 0 | 0 | 0 | 0 | 0 | 0 | 0 | 0 | 0 | 0 | 0 | 0 | 0 | 0 | 0 | 0 | 0 | 0 | 0 | 0 | 0 | 0 | 0 | 0 | 0 | 0 | 0 | 0 | 0 | 0 | 0 | 0 | 0 | 0 | 0 | 0 | 0 | 0 | 0 | 0 | 0 | 0 | 0 | 0 | 0 | 0 | 0 | 0 | 0 | 0 | 0
SCE Northern | Goleta | 230 | 0 | 0 | 0 | 0 | 0 | 0 | 0 | 0 | 0 | 0 | 0 | 0 | 0 | 0 | 0 | 0 | 0 | 0 | 0 | 0 | 0 | 0 | 0 | 0 | 0 | 0 | 0 | 0 | 0 | 0 | 0 | 0 | 0 | 0 | 0 | 0 | 0 | 0 | 0 | 0 | 0 | 0 | 0 | 0 | 0 | 0 | 0 | 0 |  | 0 | 0 | 0 | 0 | 0 | 0 | 0 | 0 | 0 | 0 | 0 | 0 | 0 | 0 | 0 | 0 | 0 | 0 | 0 | 0 | 0 | 0 | 0 | 0 | 0 | 0 | 0 | 0 | 0 | 0 | 0 | 0 | 0 | 0 | 0 | 0 | 0 | 0 | 0 | 0 | 0 | 0 | 0 | 0 | 0 | 0 | 0 | 0 | 0 | 0 | 0 | 0
SCE Metro | Goodrich | 230 | 0 | 0 | 0 | 0 | 0 | 0 | 0 | 0 | 0 | 0 | 0 | 0 | 0 | 0 | 0 | 0 | 0 | 0 | 0 | 0 | 0 | 0 | 0 | 0 | 0 | 0 | 0 | 0 | 0 | 0 | 0 | 0 | 0 | 0 | 0 | 0 | 0 | 0 | 0 | 0 | 0 | 0 | 0 | 0 | 0 | 0 | 0 | 0 |  | 0 | 0 | 0 | 0 | 0 | 0 | 0 | 0 | 0 | 0 | 0 | 0 | 0 | 0 | 0 | 0 | 0 | 0 | 0 | 0 | 0 | 0 | 0 | 0 | 0 | 0 | 0 | 0 | 0 | 0 | 0 | 0 | 0 | 0 | 0 | 0 | 0 | 0 | 0 | 0 | 0 | 0 | 0 | 0 | 0 | 0 | 0 | 0 | 0 | 0 | 0 | 0
PG&E KERN | Goose Lake | 115 | 0 | 0 | 0 | 0 | 0 | 0 | 0 | 0 | 0 | 0 | 0 | 0 | 0 | 0 | 0 | 0 | 0 | 0 | 0 | 0 | 0 | 0 | 0 | 0 | 0 | 0 | 0 | 0 | 0 | 0 | 0 | 0 | 0 | 0 | 0 | 0 | 0 | 0 | 0 | 0 | 0 | 0 | 0 | 0 | 0 | 0 | 0 | 0 |  | 0 | 0 | 0 | 0 | 0 | 0 | 0 | 0 | 0 | 0 | 0 | 0 | 0 | 0 | 0 | 0 | 0 | 0 | 0 | 0 | 0 | 0 | 0 | 0 | 0 | 0 | 0 | 0 | 0 | 0 | 0 | 0 | 0 | 0 | 0 | 0 | 0 | 0 | 0 | 0 | 0 | 0 | 0 | 0 | 0 | 0 | 0 | 0 | 0 | 0 | 0 | 0
SCE Metro | Gould | 230 | 0 | 0 | 0 | 0 | 0 | 0 | 0 | 0 | 0 | 0 | 0 | 0 | 0 | 0 | 0 | 0 | 0 | 0 | 0 | 0 | 0 | 0 | 0 | 0 | 0 | 0 | 0 | 0 | 0 | 0 | 0 | 0 | 0 | 0 | 0 | 0 | 0 | 0 | 0 | 0 | 0 | 0 | 0 | 0 | 0 | 0 | 0 | 0 |  | 0 | 0 | 0 | 0 | 0 | 0 | 0 | 0 | 0 | 0 | 0 | 0 | 0 | 0 | 0 | 0 | 0 | 0 | 0 | 0 | 0 | 0 | 0 | 0 | 0 | 0 | 0 | 0 | 0 | 0 | 0 | 0 | 0 | 0 | 0 | 0 | 0 | 0 | 0 | 0 | 0 | 0 | 0 | 0 | 0 | 0 | 0 | 0 | 0 | 0 | 0 | 0
PG&E NGBA | Grand Island | 115 | 0 | 0 | 0 | 0 | 0 | 0 | 0 | 0 | 0 | 0 | 0 | 0 | 0 | 0 | 0 | 0 | 0 | 0 | 0 | 0 | 0 | 0 | 0 | 0 | 0 | 0 | 0 | 0 | 0 | 0 | 0 | 0 | 0 | 0 | 0 | 0 | 0 | 0 | 0 | 0 | 0 | 0 | 0 | 0 | 0 | 0 | 0 | 0 |  | 0 | 0 | 0 | 0 | 0 | 0 | 0 | 0 | 0 | 0 | 0 | 0 | 0 | 0 | 0 | 0 | 0 | 0 | 0 | 0 | 0 | 0 | 0 | 0 | 0 | 0 | 0 | 0 | 0 | 0 | 0 | 0 | 0 | 0 | 0 | 0 | 0 | 0 | 0 | 0 | 0 | 0 | 0 | 0 | 0 | 0 | 0 | 0 | 0 | 0 | 0 | 0
SDGE | Granite | 69 | 0 | 0 | 0 | 0 | 0 | 0 | 0 | 0 | 0 | 0 | 0 | 0 | 0 | 0 | 0 | 0 | 0 | 0 | 0 | 0 | 0 | 0 | 0 | 0 | 0 | 0 | 0 | 0 | 0 | 0 | 0 | 0 | 0 | 0 | 0 | 0 | 0 | 0 | 0 | 0 | 0 | 0 | 0 | 0 | 0 | 0 | 0 | 0 |  | 0 | 0 | 0 | 0 | 0 | 0 | 0 | 0 | 0 | 0 | 0 | 0 | 0 | 0 | 0 | 0 | 0 | 0 | 0 | 0 | 0 | 0 | 0 | 0 | 0 | 0 | 0 | 0 | 0 | 0 | 0 | 0 | 0 | 0 | 0 | 0 | 0 | 0 | 0 | 0 | 0 | 0 | 0 | 0 | 0 | 0 | 0 | 0 | 0 | 0 | 0 | 0
PG&E GBA | Grant | 115 | 0 | 0 | 0 | 0 | 0 | 0 | 0 | 0 | 0 | 0 | 0 | 0 | 0 | 0 | 0 | 0 | 0 | 0 | 0 | 0 | 0 | 0 | 0 | 0 | 0 | 0 | 0 | 0 | 0 | 0 | 0 | 0 | 0 | 0 | 0 | 0 | 0 | 0 | 0 | 0 | 0 | 0 | 0 | 0 | 0 | 0 | 0 | 0 |  | 0 | 0 | 0 | 0 | 0 | 0 | 0 | 0 | 0 | 0 | 0 | 0 | 0 | 0 | 0 | 0 | 0 | 0 | 0 | 0 | 0 | 0 | 0 | 0 | 0 | 0 | 0 | 0 | 0 | 0 | 0 | 0 | 0 | 0 | 0 | 0 | 0 | 0 | 0 | 0 | 0 | 0 | 0 | 0 | 0 | 0 | 0 | 0 | 0 | 0 | 0 | 0
PG&E GBA | Green Valley | 115 | 0 | 0 | 0 | 0 | 0 | 0 | 0 | 0 | 0 | 0 | 0 | 0 | 203.699 | 200 | 0 | 0 | 0 | 0 | 0 | 0 | 0 | 0 | 0 | 0 | 203.699 | 200 | 0 | 0 | 0 | 0 | 0 | 0 | 0 | 0 | 0 | 0 | 203.699 | 200 | 0 | 0 | 0 | 0 | 0 | 0 | 0 | 0 | 0 | 0 |  | 0 | 0 | 0 | 0 | 0 | 0 | 0 | 0 | 0 | 0 | 0 | 0 | 203.699 | 200 | 0 | 0 | 0 | 0 | 0 | 0 | 0 | 0 | 0 | 0 | 203.699 | 200 | 0 | 0 | 0 | 0 | 0 | 0 | 0 | 0 | 0 | 0 | 0 | 0 | 0 | 0 | 0 | 0 | 0 | 0 | 0 | 0 | 0 | 0 | 0 | 0 | 0 | 0
PG&E NGBA | Greenleaf 1 | 115 | 0 | 0 | 0 | 0 | 0 | 0 | 0 | 0 | 0 | 0 | 0 | 0 | 0 | 0 | 0 | 0 | 0 | 0 | 0 | 0 | 0 | 0 | 0 | 0 | 61.8 | 11 | 0 | 0 | 0 | 0 | 0 | 0 | 0 | 0 | 0 | 0 | 61.8 | 11 | 0 | 0 | 0 | 0 | 0 | 0 | 0 | 0 | 0 | 0 |  | 0 | 0 | 0 | 0 | 0 | 0 | 0 | 0 | 0 | 0 | 0 | 0 | 61.8 | 11 | 0 | 0 | 0 | 0 | 0 | 0 | 0 | 0 | 0 | 0 | 61.8 | 11 | 0 | 0 | 0 | 0 | 0 | 0 | 0 | 0 | 0 | 0 | 0 | 0 | 0 | 0 | 0 | 0 | 0 | 0 | 0 | 0 | 0 | 0 | 0 | 0 | 0 | 0
PG&E FRESNO | Gregg | 230 | 0 | 0 | 0 | 0 | 0 | 0 | 0 | 0 | 0 | 0 | 0 | 0 | 0 | 0 | 0 | 0 | 0 | 0 | 0 | 0 | 0 | 0 | 0 | 0 | 151.7416 | 0 | 0 | 0 | 0 | 0 | 0 | 0 | 0 | 0 | 0 | 0 | 151.7416 | 0 | 0 | 0 | 0 | 0 | 0 | 0 | 0 | 0 | 0 | 0 |  | 0 | 0 | 0 | 0 | 0 | 0 | 0 | 0 | 0 | 0 | 0 | 0 | 0 | 0 | 0 | 0 | 0 | 0 | 0 | 0 | 0 | 0 | 0 | 0 | 0 | 0 | 0 | 0 | 0 | 0 | 0 | 0 | 0 | 0 | 0 | 0 | 0 | 0 | 0 | 0 | 0 | 0 | 0 | 0 | 0 | 0 | 0 | 0 | 0 | 0 | 0 | 0
PG&E FRESNO | Grimmway-Malaga | 115 | 0 | 0 | 0 | 0 | 0 | 0 | 0 | 0 | 0 | 0 | 0 | 0 | 0 | 0 | 0 | 0 | 0 | 0 | 0 | 0 | 0 | 0 | 0 | 0 | 0 | 0 | 0 | 0 | 0 | 0 | 0 | 0 | 0 | 0 | 0 | 0 | 0 | 0 | 0 | 0 | 0 | 0 | 0 | 0 | 0 | 0 | 0 | 0 |  | 0 | 0 | 0 | 0 | 0 | 0 | 0 | 0 | 0 | 0 | 0 | 0 | 0 | 0 | 0 | 0 | 0 | 0 | 0 | 0 | 0 | 0 | 0 | 0 | 0 | 0 | 0 | 0 | 0 | 0 | 0 | 0 | 0 | 0 | 0 | 0 | 0 | 0 | 0 | 0 | 0 | 0 | 0 | 0 | 0 | 0 | 0 | 0 | 0 | 0 | 0 | 0
PG&E NGBA | Grizzly | 230 | 0 | 0 | 0 | 0 | 0 | 0 | 0 | 0 | 0 | 0 | 0 | 0 | 0 | 0 | 0 | 0 | 0 | 0 | 0 | 0 | 0 | 0 | 0 | 0 | 0 | 0 | 0 | 0 | 0 | 0 | 0 | 0 | 0 | 0 | 0 | 0 | 0 | 0 | 0 | 0 | 0 | 0 | 0 | 0 | 0 | 0 | 0 | 0 |  | 0 | 0 | 0 | 0 | 0 | 0 | 0 | 0 | 0 | 0 | 0 | 0 | 0 | 0 | 0 | 0 | 0 | 0 | 0 | 0 | 0 | 0 | 0 | 0 | 0 | 0 | 0 | 0 | 0 | 0 | 0 | 0 | 0 | 0 | 0 | 0 | 0 | 0 | 0 | 0 | 0 | 0 | 0 | 0 | 0 | 0 | 0 | 0 | 0 | 0 | 0 | 0
PG&E FRESNO | Guernsey | 70 | 0 | 0 | 0 | 0 | 0 | 0 | 0 | 0 | 0 | 0 | 0 | 0 | 0 | 0 | 0 | 0 | 0 | 0 | 0 | 0 | 0 | 0 | 0 | 0 | 0 | 0 | 0 | 0 | 0 | 0 | 0 | 0 | 0 | 0 | 0 | 0 | 0 | 0 | 0 | 0 | 0 | 0 | 0 | 0 | 0 | 0 | 0 | 0 |  | 0 | 0 | 0 | 0 | 0 | 0 | 0 | 0 | 0 | 0 | 0 | 0 | 0 | 0 | 0 | 0 | 0 | 0 | 0 | 0 | 0 | 0 | 0 | 0 | 0 | 0 | 0 | 0 | 0 | 0 | 0 | 0 | 0 | 0 | 0 | 0 | 0 | 0 | 0 | 0 | 0 | 0 | 0 | 0 | 0 | 0 | 0 | 0 | 0 | 0 | 0 | 0
PG&E FRESNO | GWF Hanford | 115 | 11.7 | 0 | 0 | 0 | 0 | 0 | 0 | 0 | 0 | 0 | 0 | 0 | 11.7 | 0 | 0 | 0 | 0 | 0 | 0 | 0 | 0 | 0 | 0 | 0 | 11.7 | 0 | 0 | 0 | 0 | 0 | 0 | 0 | 0 | 0 | 0 | 0 | 11.7 | 0 | 0 | 0 | 0 | 0 | 0 | 0 | 0 | 0 | 0 | 0 |  | 11.7 | 0 | 0 | 0 | 0 | 0 | 0 | 0 | 0 | 0 | 0 | 0 | 11.7 | 0 | 0 | 0 | 0 | 0 | 0 | 0 | 0 | 0 | 0 | 0 | 11.7 | 0 | 0 | 0 | 0 | 0 | 0 | 0 | 0 | 0 | 0 | 0 | 0 | 0 | 0 | 0 | 0 | 0 | 0 | 0 | 0 | 0 | 0 | 0 | 0 | 0 | 0 | 0
PG&E FRESNO | Haas | 230 | 0 | 0 | 0 | 0 | 0 | 0 | 0 | 0 | 0 | 0 | 0 | 0 | 0 | 0 | 0 | 0 | 0 | 0 | 0 | 0 | 0 | 0 | 0 | 0 | 0 | 0 | 0 | 0 | 0 | 0 | 0 | 0 | 0 | 0 | 0 | 0 | 0 | 0 | 0 | 0 | 0 | 0 | 0 | 0 | 0 | 0 | 0 | 0 |  | 0 | 0 | 0 | 0 | 0 | 0 | 0 | 0 | 0 | 0 | 0 | 0 | 0 | 0 | 0 | 0 | 0 | 0 | 0 | 0 | 0 | 0 | 0 | 0 | 0 | 0 | 0 | 0 | 0 | 0 | 0 | 0 | 0 | 0 | 0 | 0 | 0 | 0 | 0 | 0 | 0 | 0 | 0 | 0 | 0 | 0 | 0 | 0 | 0 | 0 | 0 | 0
PG&E FRESNO | Hammonds | 115 | 0 | 0 | 0 | 0 | 0 | 0 | 0 | 0 | 0 | 0 | 0 | 0 | 0 | 0 | 0 | 0 | 0 | 0 | 0 | 0 | 0 | 0 | 0 | 0 | 0 | 0 | 0 | 0 | 0 | 0 | 0 | 0 | 0 | 0 | 0 | 0 | 0 | 0 | 0 | 0 | 0 | 0 | 0 | 0 | 0 | 0 | 0 | 0 |  | 0 | 0 | 0 | 0 | 0 | 0 | 0 | 0 | 0 | 0 | 0 | 0 | 0 | 0 | 0 | 0 | 0 | 0 | 0 | 0 | 0 | 0 | 0 | 0 | 0 | 0 | 0 | 0 | 0 | 0 | 0 | 0 | 0 | 0 | 0 | 0 | 0 | 0 | 0 | 0 | 0 | 0 | 0 | 0 | 0 | 0 | 0 | 0 | 0 | 0 | 0 | 0
SCE Metro | HarborGen | 230 | 0 | 0 | 0 | 0 | 0 | 0 | 0 | 0 | 0 | 0 | 0 | 0 | 0 | 0 | 0 | 0 | 0 | 0 | 0 | 0 | 0 | 0 | 0 | 0 | 0 | 0 | 0 | 0 | 0 | 0 | 0 | 0 | 0 | 0 | 0 | 0 | 0 | 0 | 0 | 0 | 0 | 0 | 0 | 0 | 0 | 0 | 0 | 0 |  | 0 | 0 | 0 | 0 | 0 | 0 | 0 | 0 | 0 | 0 | 0 | 0 | 0 | 0 | 0 | 0 | 0 | 0 | 0 | 0 | 0 | 0 | 0 | 0 | 0 | 0 | 0 | 0 | 0 | 0 | 0 | 0 | 0 | 0 | 0 | 0 | 0 | 0 | 0 | 0 | 0 | 0 | 0 | 0 | 0 | 0 | 0 | 0 | 0 | 0 | 0 | 0
PG&E NGBA | Harris | 60 | 0 | 0 | 0 | 0 | 0 | 0 | 0 | 0 | 0 | 0 | 0 | 0 | 0 | 0 | 0 | 0 | 0 | 0 | 0 | 0 | 0 | 0 | 0 | 0 | 0 | 0 | 0 | 0 | 0 | 0 | 0 | 0 | 0 | 0 | 0 | 0 | 0 | 0 | 0 | 0 | 0 | 0 | 0 | 0 | 0 | 0 | 0 | 0 |  | 0 | 0 | 0 | 0 | 0 | 0 | 0 | 0 | 0 | 0 | 0 | 0 | 0 | 0 | 0 | 0 | 0 | 0 | 0 | 0 | 0 | 0 | 0 | 0 | 0 | 0 | 0 | 0 | 0 | 0 | 0 | 0 | 0 | 0 | 0 | 0 | 0 | 0 | 0 | 0 | 0 | 0 | 0 | 0 | 0 | 0 | 0 | 0 | 0 | 0 | 0 | 0
EOP | Harry Allen | 500 | 0 | 0 | 0 | 0 | 0 | 0 | 0 | 0 | 0 | 0 | 0 | 0 | 0 | 0 | 0 | 0 | 0 | 0 | 0 | 0 | 0 | 0 | 0 | 0 | 0 | 0 | 0 | 0 | 0 | 0 | 0 | 0 | 0 | 0 | 0 | 0 | 0 | 0 | 0 | 0 | 0 | 0 | 0 | 0 | 0 | 0 | 0 | 0 |  | 0 | 0 | 0 | 0 | 0 | 0 | 0 | 0 | 0 | 0 | 0 | 0 | 0 | 0 | 0 | 0 | 0 | 0 | 0 | 0 | 0 | 0 | 0 | 0 | 0 | 0 | 0 | 0 | 0 | 0 | 0 | 0 | 0 | 0 | 0 | 0 | 0 | 0 | 0 | 0 | 0 | 0 | 0 | 0 | 0 | 0 | 0 | 0 | 0 | 0 | 0 | 2117.5
PG&E NGBA | Hartley | 60 | 0 | 0 | 0 | 0 | 0 | 0 | 0 | 0 | 0 | 0 | 0 | 0 | 0 | 0 | 0 | 0 | 0 | 0 | 0 | 0 | 0 | 0 | 0 | 0 | 0 | 0 | 0 | 0 | 0 | 0 | 0 | 0 | 0 | 0 | 0 | 0 | 0 | 0 | 0 | 0 | 0 | 0 | 0 | 0 | 0 | 0 | 0 | 0 |  | 0 | 0 | 0 | 0 | 0 | 0 | 0 | 0 | 0 | 0 | 0 | 0 | 0 | 0 | 0 | 0 | 0 | 0 | 0 | 0 | 0 | 0 | 0 | 0 | 0 | 0 | 0 | 0 | 0 | 0 | 0 | 0 | 0 | 0 | 0 | 0 | 0 | 0 | 0 | 0 | 0 | 0 | 0 | 0 | 0 | 0 | 0 | 0 | 0 | 0 | 0 | 0
SCE NOL | Harvard | 115 | 0 | 0 | 0 | 0 | 0 | 0 | 0 | 0 | 0 | 0 | 0 | 0 | 0 | 0 | 0 | 0 | 0 | 0 | 0 | 0 | 0 | 0 | 0 | 0 | 0 | 0 | 0 | 0 | 0 | 0 | 0 | 0 | 0 | 0 | 0 | 0 | 0 | 0 | 0 | 0 | 0 | 0 | 0 | 0 | 0 | 0 | 0 | 0 |  | 0 | 0 | 0 | 0 | 0 | 0 | 0 | 0 | 0 | 0 | 0 | 0 | 0 | 0 | 0 | 0 | 0 | 0 | 0 | 0 | 0 | 0 | 0 | 0 | 0 | 0 | 0 | 0 | 0 | 0 | 0 | 0 | 0 | 0 | 0 | 0 | 0 | 0 | 0 | 0 | 0 | 0 | 0 | 0 | 0 | 0 | 0 | 0 | 0 | 0 | 0 | 0
SDGE | Hassayampa | 500 | 90.9 | 0 | 0 | 0 | 276.9 | 0 | 0 | 0 | 0 | 0 | 0 | 0 | 0 | 0 | 0 | 0 | 0 | 0 | 0 | 0 | 0 | 0 | 0 | 0 | 28.8 | 0 | 0 | 0 | 350 | 0 | 0 | 0 | 0 | 0 | 0 | 0 | 28.8 | 0 | 0 | 0 | 350 | 0 | 0 | 0 | 0 | 0 | 0 | 0 |  | 10 | 10 | 0 | 0 | 247.5 | 247.5 | 0 | 0 | 0 | 0 | 0 | 0 | 28.8 | 0 | 0 | 0 | 350 | 0 | 0 | 0 | 0 | 0 | 0 | 0 | 28.8 | 0 | 0 | 0 | 350 | 0 | 0 | 0 | 0 | 0 | 0 | 0 | 154.5 | 0 | 713.88 | 0 | 0 | 0 | 0 | 154.5 | 154.5 | 0 | 713.88 | 0 | 0 | 0 | 0 | 0
PG&E FRESNO | Helm | 230 | 0 | 0 | 0 | 0 | 0 | 0 | 0 | 0 | 0 | 0 | 0 | 0 | 0 | 0 | 0 | 0 | 0 | 0 | 0 | 0 | 0 | 0 | 0 | 0 | 0 | 0 | 0 | 0 | 0 | 0 | 0 | 0 | 0 | 0 | 0 | 0 | 0 | 0 | 0 | 0 | 0 | 0 | 0 | 0 | 0 | 0 | 0 | 0 |  | 0 | 0 | 0 | 0 | 0 | 0 | 0 | 0 | 0 | 0 | 0 | 0 | 0 | 0 | 0 | 0 | 0 | 0 | 0 | 0 | 0 | 0 | 0 | 0 | 0 | 0 | 0 | 0 | 0 | 0 | 0 | 0 | 0 | 0 | 0 | 0 | 0 | 0 | 0 | 0 | 0 | 0 | 0 | 0 | 0 | 0 | 0 | 0 | 0 | 0 | 0 | 0
PG&E FRESNO | Helm | 70 | 18.5 | 18.5 | 0 | 0 | 0 | 0 | 0 | 0 | 0 | 0 | 0 | 0 | 18.5 | 18.5 | 0 | 0 | 0 | 0 | 0 | 0 | 0 | 0 | 0 | 0 | 0 | 0 | 0 | 0 | 0 | 0 | 0 | 0 | 0 | 0 | 0 | 0 | 18.5 | 18.5 | 0 | 0 | 0 | 0 | 0 | 0 | 0 | 0 | 0 | 0 |  | 18.5 | 18.5 | 0 | 0 | 0 | 0 | 0 | 0 | 0 | 0 | 0 | 0 | 0 | 0 | 0 | 0 | 0 | 0 | 0 | 0 | 0 | 0 | 0 | 0 | 18.5 | 18.5 | 0 | 0 | 0 | 0 | 0 | 0 | 0 | 0 | 0 | 0 | 0 | 0 | 0 | 0 | 0 | 0 | 0 | 0 | 0 | 0 | 0 | 0 | 0 | 0 | 0 | 0
PG&E FRESNO | Henrietta | 115 | 0 | 0 | 0 | 0 | 0 | 0 | 0 | 0 | 0 | 0 | 0 | 0 | 0 | 0 | 0 | 0 | 0 | 0 | 0 | 0 | 0 | 0 | 0 | 0 | 0 | 0 | 0 | 0 | 0 | 0 | 0 | 0 | 0 | 0 | 0 | 0 | 0 | 0 | 0 | 0 | 0 | 0 | 0 | 0 | 0 | 0 | 0 | 0 |  | 0 | 0 | 0 | 0 | 0 | 0 | 0 | 0 | 0 | 0 | 0 | 0 | 0 | 0 | 0 | 0 | 0 | 0 | 0 | 0 | 0 | 0 | 0 | 0 | 0 | 0 | 0 | 0 | 0 | 0 | 0 | 0 | 0 | 0 | 0 | 0 | 0 | 0 | 0 | 0 | 0 | 0 | 0 | 0 | 0 | 0 | 0 | 0 | 0 | 0 | 0 | 0
PG&E FRESNO | Henrietta | 230 | 0 | 0 | 0 | 0 | 0 | 0 | 0 | 0 | 0 | 0 | 0 | 0 | 0 | 0 | 0 | 0 | 0 | 0 | 0 | 0 | 0 | 0 | 0 | 0 | 0 | 0 | 0 | 0 | 0 | 0 | 0 | 0 | 0 | 0 | 0 | 0 | 0 | 0 | 0 | 0 | 0 | 0 | 0 | 0 | 0 | 0 | 0 | 0 |  | 0 | 0 | 0 | 0 | 0 | 0 | 0 | 0 | 0 | 0 | 0 | 0 | 0 | 0 | 0 | 0 | 0 | 0 | 0 | 0 | 0 | 0 | 0 | 0 | 0 | 0 | 0 | 0 | 0 | 0 | 0 | 0 | 0 | 0 | 0 | 0 | 154.4 | 0 | 155.3 | 0 | 0 | 0 | 0 | 154.4 | 154.4 | 0 | 155.3 | 0 | 0 | 0 | 0 | 0
PG&E FRESNO | Henrietta | 70 | 20 | 0 | 0 | 0 | 0 | 0 | 0 | 0 | 0 | 0 | 0 | 0 | 20 | 0 | 0 | 0 | 0 | 0 | 0 | 0 | 0 | 0 | 0 | 0 | 20 | 0 | 0 | 0 | 0 | 0 | 0 | 0 | 0 | 0 | 0 | 0 | 20 | 0 | 0 | 0 | 0 | 0 | 0 | 0 | 0 | 0 | 0 | 0 |  | 20 | 0 | 0 | 0 | 0 | 0 | 0 | 0 | 0 | 0 | 0 | 0 | 20 | 0 | 0 | 0 | 0 | 0 | 0 | 0 | 0 | 0 | 0 | 0 | 20 | 0 | 0 | 0 | 0 | 0 | 0 | 0 | 0 | 0 | 0 | 0 | 0 | 0 | 0 | 0 | 0 | 0 | 0 | 0 | 0 | 0 | 0 | 0 | 0 | 0 | 0 | 0
PG&E FRESNO | Herndon | 115 | 0 | 0 | 0 | 0 | 0 | 0 | 0 | 0 | 0 | 0 | 0 | 0 | 0 | 0 | 0 | 0 | 0 | 0 | 0 | 0 | 0 | 0 | 0 | 0 | 0 | 0 | 0 | 0 | 0 | 0 | 0 | 0 | 0 | 0 | 0 | 0 | 0 | 0 | 0 | 0 | 0 | 0 | 0 | 0 | 0 | 0 | 0 | 0 |  | 0 | 0 | 0 | 0 | 0 | 0 | 0 | 0 | 0 | 0 | 0 | 0 | 0 | 0 | 0 | 0 | 0 | 0 | 0 | 0 | 0 | 0 | 0 | 0 | 0 | 0 | 0 | 0 | 0 | 0 | 0 | 0 | 0 | 0 | 0 | 0 | 0 | 0 | 0 | 0 | 0 | 0 | 0 | 0 | 0 | 0 | 0 | 0 | 0 | 0 | 0 | 0
PG&E FRESNO | Herndon | 230 | 0 | 0 | 0 | 0 | 0 | 0 | 0 | 0 | 0 | 0 | 0 | 0 | 0 | 0 | 0 | 0 | 0 | 0 | 0 | 0 | 0 | 0 | 0 | 0 | 0 | 0 | 0 | 0 | 0 | 0 | 0 | 0 | 0 | 0 | 0 | 0 | 0 | 0 | 0 | 0 | 0 | 0 | 0 | 0 | 0 | 0 | 0 | 0 |  | 0 | 0 | 0 | 0 | 0 | 0 | 0 | 0 | 0 | 0 | 0 | 0 | 0 | 0 | 0 | 0 | 0 | 0 | 0 | 0 | 0 | 0 | 0 | 0 | 0 | 0 | 0 | 0 | 0 | 0 | 0 | 0 | 0 | 0 | 0 | 0 | 0 | 0 | 0 | 0 | 0 | 0 | 0 | 0 | 0 | 0 | 0 | 0 | 0 | 0 | 0 | 0
PG&E GBA | Hicks | 230 | 0 | 0 | 0 | 0 | 0 | 0 | 0 | 0 | 0 | 0 | 0 | 0 | 0 | 0 | 0 | 0 | 0 | 0 | 0 | 0 | 0 | 0 | 0 | 0 | 0 | 0 | 0 | 0 | 0 | 0 | 0 | 0 | 0 | 0 | 0 | 0 | 0 | 0 | 0 | 0 | 0 | 0 | 0 | 0 | 0 | 0 | 0 | 0 |  | 0 | 0 | 0 | 0 | 0 | 0 | 0 | 0 | 0 | 0 | 0 | 0 | 0 | 0 | 0 | 0 | 0 | 0 | 0 | 0 | 0 | 0 | 0 | 0 | 0 | 0 | 0 | 0 | 0 | 0 | 0 | 0 | 0 | 0 | 0 | 0 | 0 | 0 | 0 | 0 | 0 | 0 | 0 | 0 | 0 | 0 | 0 | 0 | 0 | 0 | 0 | 0
PG&E NGBA | Higgins | 115 | 0 | 0 | 0 | 0 | 0 | 0 | 0 | 0 | 0 | 0 | 0 | 0 | 0 | 0 | 0 | 0 | 0 | 0 | 0 | 0 | 0 | 0 | 0 | 0 | 0 | 0 | 0 | 0 | 0 | 0 | 0 | 0 | 0 | 0 | 0 | 0 | 0 | 0 | 0 | 0 | 0 | 0 | 0 | 0 | 0 | 0 | 0 | 0 |  | 0 | 0 | 0 | 0 | 0 | 0 | 0 | 0 | 0 | 0 | 0 | 0 | 0 | 0 | 0 | 0 | 0 | 0 | 0 | 0 | 0 | 0 | 0 | 0 | 0 | 0 | 0 | 0 | 0 | 0 | 0 | 0 | 0 | 0 | 0 | 0 | 0 | 0 | 0 | 0 | 0 | 0 | 0 | 0 | 0 | 0 | 0 | 0 | 0 | 0 | 0 | 0
PG&E NGBA | Hilltop | 345 | 0 | 0 | 0 | 0 | 0 | 0 | 0 | 0 | 0 | 0 | 0 | 0 | 0 | 0 | 0 | 0 | 0 | 0 | 0 | 0 | 0 | 0 | 0 | 0 | 0 | 0 | 0 | 0 | 0 | 0 | 0 | 0 | 0 | 0 | 0 | 0 | 0 | 0 | 0 | 0 | 0 | 0 | 0 | 0 | 0 | 0 | 0 | 0 |  | 0 | 0 | 0 | 0 | 0 | 0 | 0 | 0 | 0 | 0 | 0 | 0 | 0 | 0 | 0 | 0 | 0 | 0 | 0 | 0 | 0 | 0 | 0 | 0 | 0 | 0 | 0 | 0 | 0 | 0 | 0 | 0 | 0 | 0 | 0 | 0 | 0 | 0 | 0 | 0 | 0 | 0 | 0 | 0 | 0 | 0 | 0 | 0 | 0 | 0 | 0 | 0
SCE Metro | Hinson | 230 | 0 | 0 | 0 | 0 | 0 | 0 | 0 | 0 | 0 | 0 | 0 | 0 | 0 | 0 | 0 | 0 | 0 | 0 | 0 | 0 | 0 | 0 | 0 | 0 | 605.6634 | 0 | 0 | 0 | 0 | 0 | 0 | 0 | 0 | 0 | 0 | 0 | 605.6634 | 0 | 0 | 0 | 0 | 0 | 0 | 0 | 0 | 0 | 0 | 0 |  | 0 | 0 | 0 | 0 | 0 | 0 | 0 | 0 | 0 | 0 | 0 | 0 | 0 | 0 | 0 | 0 | 0 | 0 | 0 | 0 | 0 | 0 | 0 | 0 | 0 | 0 | 0 | 0 | 0 | 0 | 0 | 0 | 0 | 0 | 0 | 0 | 0 | 0 | 0 | 0 | 0 | 0 | 0 | 0 | 0 | 0 | 0 | 0 | 0 | 0 | 0 | 0
PG&E GBA | Hollister | 115 | 0 | 0 | 0 | 0 | 0 | 0 | 0 | 0 | 0 | 0 | 0 | 0 | 112.386 | 110 | 0 | 0 | 112.491 | 0 | 0 | 0 | 0 | 0 | 0 | 0 | 112.386 | 110 | 0 | 0 | 112.491 | 0 | 0 | 0 | 0 | 0 | 0 | 0 | 112.386 | 110 | 0 | 0 | 112.491 | 0 | 0 | 0 | 0 | 0 | 0 | 0 |  | 0 | 0 | 0 | 0 | 0 | 0 | 0 | 0 | 0 | 0 | 0 | 0 | 0 | 0 | 0 | 0 | 0 | 0 | 0 | 0 | 0 | 0 | 0 | 0 | 0 | 0 | 0 | 0 | 0 | 0 | 0 | 0 | 0 | 0 | 0 | 0 | 0 | 0 | 0 | 0 | 0 | 0 | 0 | 0 | 0 | 0 | 0 | 0 | 0 | 0 | 0 | 0
PG&E NGBA | Homestake | 115 | 0 | 0 | 0 | 0 | 0 | 0 | 0 | 0 | 0 | 0 | 0 | 0 | 0 | 0 | 0 | 0 | 0 | 0 | 0 | 0 | 0 | 0 | 0 | 0 | 0 | 0 | 0 | 0 | 0 | 0 | 0 | 0 | 0 | 0 | 0 | 0 | 0 | 0 | 0 | 0 | 0 | 0 | 0 | 0 | 0 | 0 | 0 | 0 |  | 0 | 0 | 0 | 0 | 0 | 0 | 0 | 0 | 0 | 0 | 0 | 0 | 0 | 0 | 0 | 0 | 0 | 0 | 0 | 0 | 0 | 0 | 0 | 0 | 0 | 0 | 0 | 0 | 0 | 0 | 0 | 0 | 0 | 0 | 0 | 0 | 0 | 0 | 0 | 0 | 0 | 0 | 0 | 0 | 0 | 0 | 0 | 0 | 0 | 0 | 0 | 0
PG&E NGBA | Honcut | 115 | 0 | 0 | 0 | 0 | 0 | 0 | 0 | 0 | 0 | 0 | 0 | 0 | 0 | 0 | 0 | 0 | 0 | 0 | 0 | 0 | 0 | 0 | 0 | 0 | 213.55 | 0 | 0 | 0 | 0 | 0 | 0 | 0 | 0 | 0 | 0 | 0 | 213.55 | 0 | 0 | 0 | 0 | 0 | 0 | 0 | 0 | 0 | 0 | 0 |  | 0 | 0 | 0 | 0 | 0 | 0 | 0 | 0 | 0 | 0 | 0 | 0 | 0 | 0 | 0 | 0 | 0 | 0 | 0 | 0 | 0 | 0 | 0 | 0 | 0 | 0 | 0 | 0 | 0 | 0 | 0 | 0 | 0 | 0 | 0 | 0 | 0 | 0 | 0 | 0 | 0 | 0 | 0 | 0 | 0 | 0 | 0 | 0 | 0 | 0 | 0 | 0
SDGE | Hoodoo Wash | 500 | 562.63 | 0 | 0 | 0 | 750.54 | 0 | 0 | 0 | 0 | 0 | 0 | 0 | 450 | 0 | 0 | 0 | 508.5 | 237.5 | 0 | 0 | 0 | 0 | 0 | 0 | 1416.964 | 0 | 0 | 0 | 1504.534 | 237.5 | 0 | 0 | 0 | 0 | 0 | 0 | 1416.964 | 0 | 0 | 0 | 1504.534 | 237.5 | 0 | 0 | 0 | 0 | 0 | 0 |  | 450 | 0 | 0 | 0 | 508.5 | 237.5 | 0 | 0 | 0 | 0 | 0 | 0 | 1416.964 | 0 | 0 | 0 | 1504.534 | 237.5 | 0 | 0 | 0 | 0 | 0 | 0 | 1416.964 | 0 | 0 | 0 | 1504.534 | 237.5 | 0 | 0 | 0 | 0 | 0 | 0 | 0 | 0 | 500 | 0 | 0 | 0 | 0 | 0 | 0 | 0 | 500 | 0 | 0 | 0 | 0 | 0
PG&E NGBA | Hopland | 115 | 0 | 0 | 0 | 0 | 0 | 0 | 0 | 0 | 0 | 0 | 0 | 0 | 0 | 0 | 0 | 0 | 0 | 0 | 0 | 0 | 0 | 0 | 0 | 0 | 0 | 0 | 0 | 0 | 0 | 0 | 0 | 0 | 0 | 0 | 0 | 0 | 0 | 0 | 0 | 0 | 0 | 0 | 0 | 0 | 0 | 0 | 0 | 0 |  | 0 | 0 | 0 | 0 | 0 | 0 | 0 | 0 | 0 | 0 | 0 | 0 | 0 | 0 | 0 | 0 | 0 | 0 | 0 | 0 | 0 | 0 | 0 | 0 | 0 | 0 | 0 | 0 | 0 | 0 | 0 | 0 | 0 | 0 | 0 | 0 | 0 | 0 | 0 | 0 | 0 | 0 | 0 | 0 | 0 | 0 | 0 | 0 | 0 | 0 | 0 | 0
PG&E NGBA | Hopland | 60 | 0 | 0 | 0 | 0 | 0 | 0 | 0 | 0 | 0 | 0 | 0 | 0 | 0 | 0 | 0 | 0 | 0 | 0 | 0 | 0 | 0 | 0 | 0 | 0 | 0 | 0 | 0 | 0 | 0 | 0 | 0 | 0 | 0 | 0 | 0 | 0 | 0 | 0 | 0 | 0 | 0 | 0 | 0 | 0 | 0 | 0 | 0 | 0 |  | 0 | 0 | 0 | 0 | 0 | 0 | 0 | 0 | 0 | 0 | 0 | 0 | 0 | 0 | 0 | 0 | 0 | 0 | 0 | 0 | 0 | 0 | 0 | 0 | 0 | 0 | 0 | 0 | 0 | 0 | 0 | 0 | 0 | 0 | 0 | 0 | 0 | 0 | 0 | 0 | 0 | 0 | 0 | 0 | 0 | 0 | 0 | 0 | 0 | 0 | 0 | 0
PG&E NGBA | Humboldt | 115 | 0 | 0 | 0 | 0 | 0 | 0 | 0 | 0 | 0 | 0 | 161.925 | 0 | 0 | 0 | 0 | 0 | 0 | 0 | 0 | 0 | 0 | 0 | 0 | 0 | 0 | 0 | 0 | 0 | 0 | 0 | 0 | 0 | 161.925 | 0 | 0 | 0 | 0 | 0 | 0 | 0 | 0 | 0 | 0 | 0 | 161.925 | 0 | 0 | 0 |  | 0 | 0 | 0 | 0 | 0 | 0 | 0 | 0 | 0 | 0 | 0 | 0 | 0 | 0 | 0 | 0 | 0 | 0 | 0 | 0 | 0 | 0 | 0 | 0 | 0 | 0 | 0 | 0 | 0 | 0 | 0 | 0 | 0 | 0 | 0 | 0 | 0 | 0 | 0 | 0 | 0 | 0 | 0 | 0 | 0 | 0 | 0 | 0 | 0 | 0 | 0 | 0
PG&E NGBA | Humboldt | 60 | 0 | 0 | 0 | 0 | 0 | 0 | 0 | 0 | 0 | 0 | 0 | 0 | 0 | 0 | 0 | 0 | 0 | 0 | 0 | 0 | 0 | 0 | 0 | 0 | 0 | 0 | 0 | 0 | 0 | 0 | 0 | 0 | 0 | 0 | 0 | 0 | 0 | 0 | 0 | 0 | 0 | 0 | 0 | 0 | 0 | 0 | 0 | 0 |  | 0 | 0 | 0 | 0 | 0 | 0 | 0 | 0 | 0 | 0 | 0 | 0 | 0 | 0 | 0 | 0 | 0 | 0 | 0 | 0 | 0 | 0 | 0 | 0 | 0 | 0 | 0 | 0 | 0 | 0 | 0 | 0 | 0 | 0 | 0 | 0 | 0 | 0 | 0 | 0 | 0 | 0 | 0 | 0 | 0 | 0 | 0 | 0 | 0 | 0 | 0 | 0
PG&E NGBA | Humboldt | 500 | 0 | 0 | 0 | 0 | 0 | 0 | 0 | 0 | 0 | 0 | 0 | 0 | 0 | 0 | 0 | 0 | 0 | 0 | 0 | 0 | 0 | 0 | 0 | 0 | 0 | 0 | 0 | 0 | 0 | 0 | 0 | 0 | 0 | 0 | 0 | 0 | 0 | 0 | 0 | 0 | 0 | 0 | 0 | 0 | 0 | 0 | 0 | 0 |  | 0 | 0 | 0 | 0 | 0 | 0 | 0 | 0 | 0 | 0 | 0 | 0 | 0 | 0 | 0 | 0 | 0 | 0 | 0 | 0 | 0 | 0 | 0 | 0 | 0 | 0 | 0 | 0 | 0 | 0 | 0 | 0 | 0 | 0 | 0 | 0 | 0 | 0 | 0 | 0 | 0 | 0 | 0 | 0 | 0 | 0 | 0 | 0 | 0 | 0 | 0 | 0
SCE Metro | Huntington Beach | 230 | 0 | 0 | 0 | 0 | 0 | 0 | 0 | 0 | 0 | 0 | 0 | 0 | 0 | 0 | 0 | 0 | 0 | 0 | 0 | 0 | 0 | 0 | 0 | 0 | 0 | 0 | 0 | 0 | 0 | 0 | 0 | 0 | 0 | 0 | 0 | 0 | 0 | 0 | 0 | 0 | 0 | 0 | 0 | 0 | 0 | 0 | 0 | 0 |  | 0 | 0 | 0 | 0 | 0 | 0 | 0 | 0 | 0 | 0 | 0 | 0 | 0 | 0 | 0 | 0 | 0 | 0 | 0 | 0 | 0 | 0 | 0 | 0 | 0 | 0 | 0 | 0 | 0 | 0 | 0 | 0 | 0 | 0 | 0 | 0 | 0 | 0 | 0 | 0 | 0 | 0 | 0 | 0 | 0 | 0 | 0 | 0 | 0 | 0 | 0 | 0
PG&E NGBA | Ignacio | 115 | 0 | 0 | 0 | 0 | 0 | 0 | 0 | 0 | 0 | 0 | 0 | 0 | 0 | 0 | 0 | 0 | 0 | 0 | 0 | 0 | 0 | 0 | 0 | 0 | 313.7932 | 0 | 0 | 0 | 0 | 0 | 0 | 0 | 0 | 0 | 0 | 0 | 313.7932 | 0 | 0 | 0 | 0 | 0 | 0 | 0 | 0 | 0 | 0 | 0 |  | 0 | 0 | 0 | 0 | 0 | 0 | 0 | 0 | 0 | 0 | 0 | 0 | 313.7932 | 0 | 0 | 0 | 0 | 0 | 0 | 0 | 0 | 0 | 0 | 0 | 313.7932 | 0 | 0 | 0 | 0 | 0 | 0 | 0 | 0 | 0 | 0 | 0 | 0 | 0 | 0 | 0 | 0 | 0 | 0 | 0 | 0 | 0 | 0 | 0 | 0 | 0 | 0 | 0
PG&E NGBA | Ignacio | 230 | 0 | 0 | 0 | 0 | 0 | 0 | 0 | 0 | 0 | 0 | 0 | 0 | 0 | 0 | 0 | 0 | 0 | 0 | 0 | 0 | 0 | 0 | 0 | 0 | 0 | 0 | 0 | 0 | 0 | 0 | 0 | 0 | 0 | 0 | 0 | 0 | 0 | 0 | 0 | 0 | 0 | 0 | 0 | 0 | 0 | 0 | 0 | 0 |  | 0 | 0 | 0 | 0 | 0 | 0 | 0 | 0 | 0 | 0 | 0 | 0 | 0 | 0 | 0 | 0 | 0 | 0 | 0 | 0 | 0 | 0 | 0 | 0 | 0 | 0 | 0 | 0 | 0 | 0 | 0 | 0 | 0 | 0 | 0 | 0 | 0 | 0 | 0 | 0 | 0 | 0 | 0 | 0 | 0 | 0 | 0 | 0 | 0 | 0 | 0 | 0
PG&E NGBA | Ignacio | 60 | 0 | 0 | 0 | 0 | 0 | 0 | 0 | 0 | 0 | 0 | 0 | 0 | 0 | 0 | 0 | 0 | 0 | 0 | 0 | 0 | 0 | 0 | 0 | 0 | 0 | 0 | 0 | 0 | 0 | 0 | 0 | 0 | 0 | 0 | 0 | 0 | 0 | 0 | 0 | 0 | 0 | 0 | 0 | 0 | 0 | 0 | 0 | 0 |  | 0 | 0 | 0 | 0 | 0 | 0 | 0 | 0 | 0 | 0 | 0 | 0 | 0 | 0 | 0 | 0 | 0 | 0 | 0 | 0 | 0 | 0 | 0 | 0 | 0 | 0 | 0 | 0 | 0 | 0 | 0 | 0 | 0 | 0 | 0 | 0 | 0 | 0 | 0 | 0 | 0 | 0 | 0 | 0 | 0 | 0 | 0 | 0 | 0 | 0 | 0 | 0
SDGE | Imperial Beach | 69 | 0 | 0 | 0 | 0 | 0 | 0 | 0 | 0 | 0 | 0 | 0 | 0 | 0 | 0 | 0 | 0 | 0 | 0 | 0 | 0 | 0 | 0 | 0 | 0 | 0 | 0 | 0 | 0 | 0 | 0 | 0 | 0 | 0 | 0 | 0 | 0 | 0 | 0 | 0 | 0 | 0 | 0 | 0 | 0 | 0 | 0 | 0 | 0 |  | 0 | 0 | 0 | 0 | 0 | 0 | 0 | 0 | 0 | 0 | 0 | 0 | 0 | 0 | 0 | 0 | 0 | 0 | 0 | 0 | 0 | 0 | 0 | 0 | 0 | 0 | 0 | 0 | 0 | 0 | 0 | 0 | 0 | 0 | 0 | 0 | 0 | 0 | 0 | 0 | 0 | 0 | 0 | 0 | 0 | 0 | 0 | 0 | 0 | 0 | 0 | 0
SDGE | Imperial Valley | 230 | 286 | 0.16 | 0 | 0 | 360 | 0 | 0 | 0 | 0 | 0 | 0 | 0 | 676 | 206.32 | 0 | 0 | 360 | 0 | 0 | 0 | 0 | 0 | 0 | 0 | 2095.23 | 206.32 | 0 | 0 | 646.13 | 0 | 0 | 0 | 0 | 0 | 0 | 0 | 2095.23 | 206.32 | 0 | 0 | 646.13 | 0 | 0 | 0 | 0 | 0 | 0 | 0 |  | 676 | 206.32 | 0 | 0 | 360 | 0 | 0 | 0 | 0 | 0 | 0 | 0 | 962.13 | 206.32 | 0 | 0 | 646.13 | 0 | 0 | 0 | 0 | 0 | 0 | 0 | 962.13 | 206.32 | 0 | 0 | 646.13 | 0 | 0 | 0 | 0 | 0 | 0 | 0 | 50.19 | 0 | 100.49 | 0 | 0 | 0 | 0 | 50.19 | 50.19 | 0 | 100.49 | 0 | 0 | 0 | 0 | 0
SDGE | Imperial Valley | 500 | 0 | 0 | 0 | 0 | 0 | 0 | 0 | 0 | 0 | 0 | 0 | 0 | 0 | 0 | 0 | 0 | 0 | 0 | 0 | 0 | 0 | 0 | 0 | 0 | 0 | 0 | 0 | 0 | 0 | 0 | 0 | 0 | 0 | 0 | 0 | 0 | 0 | 0 | 0 | 0 | 0 | 0 | 0 | 0 | 0 | 0 | 0 | 0 |  | 0 | 0 | 0 | 0 | 0 | 0 | 0 | 0 | 0 | 0 | 0 | 0 | 0 | 0 | 0 | 0 | 0 | 0 | 0 | 0 | 0 | 0 | 0 | 0 | 0 | 0 | 0 | 0 | 0 | 0 | 0 | 0 | 0 | 0 | 0 | 0 | 0 | 0 | 0 | 0 | 0 | 0 | 0 | 0 | 0 | 0 | 0 | 0 | 0 | 0 | 0 | 0
EOP | Innovation | 138 | 0 | 0 | 0 | 0 | 0 | 0 | 0 | 0 | 0 | 0 | 0 | 0 | 0 | 0 | 0 | 0 | 0 | 0 | 0 | 0 | 0 | 0 | 0 | 0 | 0 | 0 | 0 | 0 | 0 | 0 | 0 | 0 | 0 | 0 | 0 | 0 | 0 | 0 | 0 | 0 | 0 | 0 | 0 | 0 | 0 | 0 | 0 | 0 |  | 0 | 0 | 0 | 0 | 0 | 0 | 0 | 0 | 0 | 0 | 0 | 0 | 0 | 0 | 0 | 0 | 0 | 0 | 0 | 0 | 0 | 0 | 0 | 0 | 0 | 0 | 0 | 0 | 0 | 0 | 0 | 0 | 0 | 0 | 0 | 0 | 0 | 0 | 0 | 0 | 0 | 0 | 0 | 0 | 0 | 0 | 0 | 0 | 0 | 0 | 0 | 0
EOP | Innovation | 230 | 0 | 0 | 0 | 0 | 0 | 0 | 0 | 0 | 0 | 0 | 0 | 0 | 300 | 221.13 | 0 | 0 | 300 | 0 | 0 | 0 | 0 | 0 | 0 | 0 | 300 | 221.13 | 0 | 0 | 300 | 0 | 0 | 0 | 0 | 0 | 0 | 0 | 300 | 221.13 | 0 | 0 | 300 | 0 | 0 | 0 | 0 | 0 | 0 | 0 |  | 150 | 150 | 0 | 0 | 300 | 300 | 0 | 0 | 0 | 0 | 0 | 0 | 300 | 221.13 | 0 | 0 | 300 | 0 | 0 | 0 | 0 | 0 | 0 | 0 | 300 | 221.13 | 0 | 0 | 300 | 0 | 0 | 0 | 0 | 0 | 0 | 0 | 0 | 0 | 0 | 0 | 0 | 0 | 0 | 0 | 0 | 0 | 0 | 0 | 0 | 0 | 0 | 0
SCE NOL | Inyokern | 115 | 0 | 0 | 0 | 0 | 0 | 0 | 0 | 0 | 0 | 0 | 0 | 0 | 0 | 0 | 0 | 0 | 0 | 0 | 0 | 0 | 0 | 0 | 0 | 0 | 0 | 0 | 0 | 0 | 0 | 0 | 0 | 0 | 0 | 0 | 0 | 0 | 0 | 0 | 0 | 0 | 0 | 0 | 0 | 0 | 0 | 0 | 0 | 0 |  | 0 | 0 | 0 | 0 | 0 | 0 | 0 | 0 | 0 | 0 | 0 | 0 | 0 | 0 | 0 | 0 | 0 | 0 | 0 | 0 | 0 | 0 | 0 | 0 | 0 | 0 | 0 | 0 | 0 | 0 | 0 | 0 | 0 | 0 | 0 | 0 | 0 | 0 | 151.2948 | 0 | 0 | 0 | 0 | 0 | 0 | 0 | 151.2948 | 0 | 0 | 0 | 0 | 0
EOP | IS Tap | 138 | 0 | 0 | 0 | 0 | 0 | 0 | 0 | 0 | 0 | 0 | 0 | 0 | 0 | 0 | 0 | 0 | 0 | 0 | 0 | 0 | 0 | 0 | 0 | 0 | 0 | 0 | 0 | 0 | 0 | 0 | 0 | 0 | 0 | 0 | 0 | 0 | 0 | 0 | 0 | 0 | 0 | 0 | 0 | 0 | 0 | 0 | 0 | 0 |  | 0 | 0 | 0 | 0 | 0 | 0 | 0 | 0 | 0 | 0 | 0 | 0 | 0 | 0 | 0 | 0 | 0 | 0 | 0 | 0 | 0 | 0 | 0 | 0 | 0 | 0 | 0 | 0 | 0 | 0 | 0 | 0 | 0 | 0 | 0 | 0 | 0 | 0 | 0 | 0 | 0 | 0 | 0 | 0 | 0 | 0 | 0 | 0 | 0 | 0 | 0 | 0
EOP | Ivanpah | 115 | 0 | 0 | 0 | 0 | 0 | 0 | 0 | 0 | 0 | 0 | 0 | 0 | 0 | 0 | 0 | 0 | 0 | 0 | 0 | 0 | 0 | 0 | 0 | 0 | 0 | 0 | 0 | 0 | 0 | 0 | 0 | 0 | 0 | 0 | 0 | 0 | 0 | 0 | 0 | 0 | 0 | 0 | 0 | 0 | 0 | 0 | 0 | 0 |  | 0 | 0 | 0 | 0 | 0 | 0 | 0 | 0 | 0 | 0 | 0 | 0 | 0 | 0 | 0 | 0 | 0 | 0 | 0 | 0 | 0 | 0 | 0 | 0 | 0 | 0 | 0 | 0 | 0 | 0 | 0 | 0 | 0 | 0 | 0 | 0 | 0 | 0 | 0 | 0 | 0 | 0 | 0 | 0 | 0 | 0 | 0 | 0 | 0 | 0 | 0 | 0
EOP | Ivanpah | 230 | 0 | 0 | 0 | 0 | 0 | 0 | 0 | 0 | 0 | 0 | 0 | 0 | 0 | 0 | 0 | 0 | 0 | 0 | 0 | 0 | 0 | 0 | 0 | 0 | 0 | 0 | 0 | 0 | 0 | 0 | 0 | 0 | 0 | 0 | 0 | 0 | 0 | 0 | 0 | 0 | 0 | 0 | 0 | 0 | 0 | 0 | 0 | 0 |  | 0 | 0 | 0 | 0 | 0 | 0 | 0 | 0 | 0 | 0 | 0 | 0 | 0 | 0 | 0 | 0 | 0 | 0 | 0 | 0 | 0 | 0 | 0 | 0 | 0 | 0 | 0 | 0 | 0 | 0 | 0 | 0 | 0 | 0 | 0 | 0 | 0 | 0 | 0 | 0 | 0 | 0 | 0 | 0 | 0 | 0 | 0 | 0 | 0 | 0 | 0 | 0
EOP | Jackass (DOE) | 138 | 0 | 0 | 0 | 0 | 0 | 0 | 0 | 0 | 0 | 0 | 0 | 0 | 0 | 0 | 0 | 0 | 0 | 0 | 0 | 0 | 0 | 0 | 0 | 0 | 0 | 0 | 0 | 0 | 0 | 0 | 0 | 0 | 0 | 0 | 0 | 0 | 0 | 0 | 0 | 0 | 0 | 0 | 0 | 0 | 0 | 0 | 0 | 0 |  | 0 | 0 | 0 | 0 | 0 | 0 | 0 | 0 | 0 | 0 | 0 | 0 | 0 | 0 | 0 | 0 | 0 | 0 | 0 | 0 | 0 | 0 | 0 | 0 | 0 | 0 | 0 | 0 | 0 | 0 | 0 | 0 | 0 | 0 | 0 | 0 | 0 | 0 | 0 | 0 | 0 | 0 | 0 | 0 | 0 | 0 | 0 | 0 | 0 | 0 | 0 | 0
PG&E NGBA | James B Black | 230 | 0 | 0 | 0 | 0 | 0 | 0 | 0 | 0 | 0 | 0 | 0 | 0 | 0 | 0 | 0 | 0 | 0 | 0 | 0 | 0 | 0 | 0 | 0 | 0 | 0 | 0 | 0 | 0 | 0 | 0 | 0 | 0 | 0 | 0 | 0 | 0 | 0 | 0 | 0 | 0 | 0 | 0 | 0 | 0 | 0 | 0 | 0 | 0 |  | 0 | 0 | 0 | 0 | 0 | 0 | 0 | 0 | 0 | 0 | 0 | 0 | 0 | 0 | 0 | 0 | 0 | 0 | 0 | 0 | 0 | 0 | 0 | 0 | 0 | 0 | 0 | 0 | 0 | 0 | 0 | 0 | 0 | 0 | 0 | 0 | 0 | 0 | 0 | 0 | 0 | 0 | 0 | 0 | 0 | 0 | 0 | 0 | 0 | 0 | 0 | 0
PG&E GBA | Jefferson | 230 | 0 | 0 | 0 | 0 | 0 | 0 | 0 | 0 | 0 | 0 | 0 | 0 | 0 | 0 | 0 | 0 | 0 | 0 | 0 | 0 | 0 | 0 | 0 | 0 | 0 | 0 | 0 | 0 | 0 | 0 | 0 | 0 | 0 | 0 | 0 | 0 | 0 | 0 | 0 | 0 | 0 | 0 | 0 | 0 | 0 | 0 | 0 | 0 |  | 0 | 0 | 0 | 0 | 0 | 0 | 0 | 0 | 0 | 0 | 0 | 0 | 0 | 0 | 0 | 0 | 0 | 0 | 0 | 0 | 0 | 0 | 0 | 0 | 0 | 0 | 0 | 0 | 0 | 0 | 0 | 0 | 0 | 0 | 0 | 0 | 0 | 0 | 0 | 0 | 0 | 0 | 0 | 0 | 0 | 0 | 0 | 0 | 0 | 0 | 0 | 0
PG&E NGBA | Jessup | 115 | 0 | 0 | 0 | 0 | 0 | 0 | 0 | 0 | 0 | 0 | 0 | 0 | 0 | 0 | 0 | 0 | 0 | 0 | 0 | 0 | 0 | 0 | 0 | 0 | 0 | 0 | 0 | 0 | 0 | 0 | 0 | 0 | 0 | 0 | 0 | 0 | 0 | 0 | 0 | 0 | 0 | 0 | 0 | 0 | 0 | 0 | 0 | 0 |  | 0 | 0 | 0 | 0 | 0 | 0 | 0 | 0 | 0 | 0 | 0 | 0 | 0 | 0 | 0 | 0 | 0 | 0 | 0 | 0 | 0 | 0 | 0 | 0 | 0 | 0 | 0 | 0 | 0 | 0 | 0 | 0 | 0 | 0 | 0 | 0 | 0 | 0 | 0 | 0 | 0 | 0 | 0 | 0 | 0 | 0 | 0 | 0 | 0 | 0 | 0 | 0
SCE Metro | Johanna | 230 | 0 | 0 | 0 | 0 | 0 | 0 | 0 | 0 | 0 | 0 | 0 | 0 | 0 | 0 | 0 | 0 | 0 | 0 | 0 | 0 | 0 | 0 | 0 | 0 | 102.26 | 100 | 0 | 0 | 0 | 0 | 0 | 0 | 0 | 0 | 0 | 0 | 102.26 | 100 | 0 | 0 | 0 | 0 | 0 | 0 | 0 | 0 | 0 | 0 |  | 0 | 0 | 0 | 0 | 0 | 0 | 0 | 0 | 0 | 0 | 0 | 0 | 0 | 0 | 0 | 0 | 0 | 0 | 0 | 0 | 0 | 0 | 0 | 0 | 0 | 0 | 0 | 0 | 0 | 0 | 0 | 0 | 0 | 0 | 0 | 0 | 0 | 0 | 0 | 0 | 0 | 0 | 0 | 0 | 0 | 0 | 0 | 0 | 0 | 0 | 0 | 0
SCE Eastern | Julian Hinds | 230 | 0 | 0 | 0 | 0 | 0 | 0 | 0 | 0 | 0 | 0 | 0 | 0 | 0 | 0 | 0 | 0 | 0 | 0 | 0 | 0 | 0 | 0 | 0 | 0 | 0 | 0 | 0 | 0 | 0 | 0 | 0 | 0 | 0 | 0 | 0 | 0 | 0 | 0 | 0 | 0 | 0 | 0 | 0 | 0 | 0 | 0 | 0 | 0 |  | 0 | 0 | 0 | 0 | 0 | 0 | 0 | 0 | 0 | 0 | 0 | 0 | 0 | 0 | 0 | 0 | 0 | 0 | 0 | 0 | 0 | 0 | 0 | 0 | 0 | 0 | 0 | 0 | 0 | 0 | 0 | 0 | 0 | 0 | 0 | 0 | 0 | 0 | 0 | 0 | 0 | 0 | 0 | 0 | 0 | 0 | 0 | 0 | 0 | 0 | 0 | 0
PG&E GBA | Kasson | 115 | 0 | 0 | 0 | 0 | 0 | 0 | 0 | 0 | 0 | 0 | 0 | 0 | 0 | 0 | 0 | 0 | 0 | 0 | 0 | 0 | 0 | 0 | 0 | 0 | 0 | 0 | 0 | 0 | 0 | 0 | 0 | 0 | 0 | 0 | 0 | 0 | 0 | 0 | 0 | 0 | 0 | 0 | 0 | 0 | 0 | 0 | 0 | 0 |  | 0 | 0 | 0 | 0 | 0 | 0 | 0 | 0 | 0 | 0 | 0 | 0 | 0 | 0 | 0 | 0 | 0 | 0 | 0 | 0 | 0 | 0 | 0 | 0 | 0 | 0 | 0 | 0 | 0 | 0 | 0 | 0 | 0 | 0 | 0 | 0 | 258.2079 | 0 | 0 | 0 | 0 | 0 | 0 | 258.2079 | 258.2079 | 0 | 0 | 0 | 0 | 0 | 0 | 0
PG&E GBA | Kasson | 60 | 0 | 0 | 0 | 0 | 0 | 0 | 0 | 0 | 0 | 0 | 0 | 0 | 0 | 0 | 0 | 0 | 0 | 0 | 0 | 0 | 0 | 0 | 0 | 0 | 0 | 0 | 0 | 0 | 0 | 0 | 0 | 0 | 0 | 0 | 0 | 0 | 0 | 0 | 0 | 0 | 0 | 0 | 0 | 0 | 0 | 0 | 0 | 0 |  | 0 | 0 | 0 | 0 | 0 | 0 | 0 | 0 | 0 | 0 | 0 | 0 | 0 | 0 | 0 | 0 | 0 | 0 | 0 | 0 | 0 | 0 | 0 | 0 | 0 | 0 | 0 | 0 | 0 | 0 | 0 | 0 | 0 | 0 | 0 | 0 | 0 | 0 | 0 | 0 | 0 | 0 | 0 | 0 | 0 | 0 | 0 | 0 | 0 | 0 | 0 | 0
PG&E FRESNO | Kearney | 230 | 0 | 0 | 0 | 0 | 0 | 0 | 0 | 0 | 0 | 0 | 0 | 0 | 0 | 0 | 0 | 0 | 0 | 0 | 0 | 0 | 0 | 0 | 0 | 0 | 0 | 0 | 0 | 0 | 0 | 0 | 0 | 0 | 0 | 0 | 0 | 0 | 0 | 0 | 0 | 0 | 0 | 0 | 0 | 0 | 0 | 0 | 0 | 0 |  | 0 | 0 | 0 | 0 | 0 | 0 | 0 | 0 | 0 | 0 | 0 | 0 | 0 | 0 | 0 | 0 | 0 | 0 | 0 | 0 | 0 | 0 | 0 | 0 | 0 | 0 | 0 | 0 | 0 | 0 | 0 | 0 | 0 | 0 | 0 | 0 | 0 | 0 | 0 | 0 | 0 | 0 | 0 | 0 | 0 | 0 | 0 | 0 | 0 | 0 | 0 | 0
PG&E FRESNO | Kearney | 70 | 0 | 0 | 0 | 0 | 0 | 0 | 0 | 0 | 0 | 0 | 0 | 0 | 0 | 0 | 0 | 0 | 0 | 0 | 0 | 0 | 0 | 0 | 0 | 0 | 0 | 0 | 0 | 0 | 0 | 0 | 0 | 0 | 0 | 0 | 0 | 0 | 0 | 0 | 0 | 0 | 0 | 0 | 0 | 0 | 0 | 0 | 0 | 0 |  | 0 | 0 | 0 | 0 | 0 | 0 | 0 | 0 | 0 | 0 | 0 | 0 | 0 | 0 | 0 | 0 | 0 | 0 | 0 | 0 | 0 | 0 | 0 | 0 | 0 | 0 | 0 | 0 | 0 | 0 | 0 | 0 | 0 | 0 | 0 | 0 | 0 | 0 | 0 | 0 | 0 | 0 | 0 | 0 | 0 | 0 | 0 | 0 | 0 | 0 | 0 | 0
PG&E GBA | Kelso | 230 | 23.7 | 0 | 0 | 0 | 0 | 0 | 0 | 0 | 84.25 | 80.8 | 0 | 0 | 114.4 | 90.7 | 0 | 0 | 0 | 0 | 0 | 0 | 0 | 0 | 0 | 0 | 114.4 | 90.7 | 0 | 0 | 0 | 0 | 0 | 0 | 0 | 0 | 0 | 0 | 114.4 | 90.7 | 0 | 0 | 0 | 0 | 0 | 0 | 0 | 0 | 0 | 0 |  | 23.7 | 0 | 0 | 0 | 0 | 0 | 0 | 0 | 84.25 | 80.8 | 0 | 0 | 114.4 | 90.7 | 0 | 0 | 0 | 0 | 0 | 0 | 0 | 0 | 0 | 0 | 114.4 | 90.7 | 0 | 0 | 0 | 0 | 0 | 0 | 0 | 0 | 0 | 0 | 0 | 0 | 0 | 0 | 0 | 0 | 0 | 0 | 0 | 0 | 0 | 0 | 0 | 0 | 0 | 0
PG&E FRESNO | Kerchoff 1 | 115 | 0 | 0 | 0 | 0 | 0 | 0 | 0 | 0 | 0 | 0 | 0 | 0 | 0 | 0 | 0 | 0 | 0 | 0 | 0 | 0 | 0 | 0 | 0 | 0 | 0 | 0 | 0 | 0 | 0 | 0 | 0 | 0 | 0 | 0 | 0 | 0 | 0 | 0 | 0 | 0 | 0 | 0 | 0 | 0 | 0 | 0 | 0 | 0 |  | 0 | 0 | 0 | 0 | 0 | 0 | 0 | 0 | 0 | 0 | 0 | 0 | 0 | 0 | 0 | 0 | 0 | 0 | 0 | 0 | 0 | 0 | 0 | 0 | 0 | 0 | 0 | 0 | 0 | 0 | 0 | 0 | 0 | 0 | 0 | 0 | 0 | 0 | 0 | 0 | 0 | 0 | 0 | 0 | 0 | 0 | 0 | 0 | 0 | 0 | 0 | 0
PG&E KERN | Kern Oil | 115 | 0 | 0 | 0 | 0 | 0 | 0 | 0 | 0 | 0 | 0 | 0 | 0 | 0 | 0 | 0 | 0 | 0 | 0 | 0 | 0 | 0 | 0 | 0 | 0 | 0 | 0 | 0 | 0 | 0 | 0 | 0 | 0 | 0 | 0 | 0 | 0 | 0 | 0 | 0 | 0 | 0 | 0 | 0 | 0 | 0 | 0 | 0 | 0 |  | 0 | 0 | 0 | 0 | 0 | 0 | 0 | 0 | 0 | 0 | 0 | 0 | 0 | 0 | 0 | 0 | 0 | 0 | 0 | 0 | 0 | 0 | 0 | 0 | 0 | 0 | 0 | 0 | 0 | 0 | 0 | 0 | 0 | 0 | 0 | 0 | 0 | 0 | 0 | 0 | 0 | 0 | 0 | 0 | 0 | 0 | 0 | 0 | 0 | 0 | 0 | 0
PG&E KERN | Kern PP | 115 | 0 | 0 | 0 | 0 | 0 | 0 | 0 | 0 | 0 | 0 | 0 | 0 | 0 | 0 | 0 | 0 | 0 | 0 | 0 | 0 | 0 | 0 | 0 | 0 | 0 | 0 | 0 | 0 | 0 | 0 | 0 | 0 | 0 | 0 | 0 | 0 | 0 | 0 | 0 | 0 | 0 | 0 | 0 | 0 | 0 | 0 | 0 | 0 |  | 0 | 0 | 0 | 0 | 0 | 0 | 0 | 0 | 0 | 0 | 0 | 0 | 0 | 0 | 0 | 0 | 0 | 0 | 0 | 0 | 0 | 0 | 0 | 0 | 0 | 0 | 0 | 0 | 0 | 0 | 0 | 0 | 0 | 0 | 0 | 0 | 0 | 0 | 0 | 0 | 0 | 0 | 0 | 0 | 0 | 0 | 0 | 0 | 0 | 0 | 0 | 0
PG&E KERN | Kern PP | 230 | 0 | 0 | 0 | 0 | 0 | 0 | 0 | 0 | 0 | 0 | 0 | 0 | 0 | 0 | 0 | 0 | 0 | 0 | 0 | 0 | 0 | 0 | 0 | 0 | 316.064 | 266 | 0 | 0 | 0 | 0 | 0 | 0 | 0 | 0 | 0 | 0 | 316.064 | 266 | 0 | 0 | 0 | 0 | 0 | 0 | 0 | 0 | 0 | 0 |  | 0 | 0 | 0 | 0 | 0 | 0 | 0 | 0 | 0 | 0 | 0 | 0 | 114.264 | 110 | 0 | 0 | 0 | 0 | 0 | 0 | 0 | 0 | 0 | 0 | 114.264 | 110 | 0 | 0 | 0 | 0 | 0 | 0 | 0 | 0 | 0 | 0 | 0 | 0 | 0 | 0 | 0 | 0 | 0 | 0 | 0 | 0 | 0 | 0 | 0 | 0 | 0 | 0
PG&E KERN | Kern PP | 70 | 0 | 0 | 0 | 0 | 0 | 0 | 0 | 0 | 0 | 0 | 0 | 0 | 0 | 0 | 0 | 0 | 0 | 0 | 0 | 0 | 0 | 0 | 0 | 0 | 0 | 0 | 0 | 0 | 0 | 0 | 0 | 0 | 0 | 0 | 0 | 0 | 0 | 0 | 0 | 0 | 0 | 0 | 0 | 0 | 0 | 0 | 0 | 0 |  | 0 | 0 | 0 | 0 | 0 | 0 | 0 | 0 | 0 | 0 | 0 | 0 | 0 | 0 | 0 | 0 | 0 | 0 | 0 | 0 | 0 | 0 | 0 | 0 | 0 | 0 | 0 | 0 | 0 | 0 | 0 | 0 | 0 | 0 | 0 | 0 | 0 | 0 | 0 | 0 | 0 | 0 | 0 | 0 | 0 | 0 | 0 | 0 | 0 | 0 | 0 | 0
PG&E KERN | Kernridge | 115 | 0 | 0 | 0 | 0 | 0 | 0 | 0 | 0 | 0 | 0 | 0 | 0 | 0 | 0 | 0 | 0 | 0 | 0 | 0 | 0 | 0 | 0 | 0 | 0 | 0 | 0 | 0 | 0 | 0 | 0 | 0 | 0 | 0 | 0 | 0 | 0 | 0 | 0 | 0 | 0 | 0 | 0 | 0 | 0 | 0 | 0 | 0 | 0 |  | 0 | 0 | 0 | 0 | 0 | 0 | 0 | 0 | 0 | 0 | 0 | 0 | 0 | 0 | 0 | 0 | 0 | 0 | 0 | 0 | 0 | 0 | 0 | 0 | 0 | 0 | 0 | 0 | 0 | 0 | 0 | 0 | 0 | 0 | 0 | 0 | 0 | 0 | 0 | 0 | 0 | 0 | 0 | 0 | 0 | 0 | 0 | 0 | 0 | 0 | 0 | 0
PG&E FRESNO | Kingsburg | 115 | 0 | 0 | 0 | 0 | 0 | 0 | 0 | 0 | 0 | 0 | 0 | 0 | 0 | 0 | 0 | 0 | 0 | 0 | 0 | 0 | 0 | 0 | 0 | 0 | 0 | 0 | 0 | 0 | 0 | 0 | 0 | 0 | 0 | 0 | 0 | 0 | 0 | 0 | 0 | 0 | 0 | 0 | 0 | 0 | 0 | 0 | 0 | 0 |  | 0 | 0 | 0 | 0 | 0 | 0 | 0 | 0 | 0 | 0 | 0 | 0 | 0 | 0 | 0 | 0 | 0 | 0 | 0 | 0 | 0 | 0 | 0 | 0 | 0 | 0 | 0 | 0 | 0 | 0 | 0 | 0 | 0 | 0 | 0 | 0 | 0 | 0 | 0 | 0 | 0 | 0 | 0 | 0 | 0 | 0 | 0 | 0 | 0 | 0 | 0 | 0
PG&E GBA | Kirker | 115 | 20 | 2 | 0 | 0 | 0 | 0 | 0 | 0 | 0 | 0 | 0 | 0 | 0 | 0 | 0 | 0 | 0 | 0 | 0 | 0 | 0 | 0 | 0 | 0 | 0 | 0 | 0 | 0 | 0 | 0 | 0 | 0 | 0 | 0 | 0 | 0 | 0 | 0 | 0 | 0 | 0 | 0 | 0 | 0 | 0 | 0 | 0 | 0 |  | 20 | 2 | 0 | 0 | 0 | 0 | 0 | 0 | 0 | 0 | 0 | 0 | 0 | 0 | 0 | 0 | 0 | 0 | 0 | 0 | 0 | 0 | 0 | 0 | 0 | 0 | 0 | 0 | 0 | 0 | 0 | 0 | 0 | 0 | 0 | 0 | 0 | 0 | 0 | 0 | 0 | 0 | 0 | 0 | 0 | 0 | 0 | 0 | 0 | 0 | 0 | 0
PG&E NGBA | Knights Landing | 115 | 0 | 0 | 0 | 0 | 0 | 0 | 0 | 0 | 0 | 0 | 0 | 0 | 0 | 0 | 0 | 0 | 0 | 0 | 0 | 0 | 0 | 0 | 0 | 0 | 0 | 0 | 0 | 0 | 0 | 0 | 0 | 0 | 0 | 0 | 0 | 0 | 0 | 0 | 0 | 0 | 0 | 0 | 0 | 0 | 0 | 0 | 0 | 0 |  | 0 | 0 | 0 | 0 | 0 | 0 | 0 | 0 | 0 | 0 | 0 | 0 | 0 | 0 | 0 | 0 | 0 | 0 | 0 | 0 | 0 | 0 | 0 | 0 | 0 | 0 | 0 | 0 | 0 | 0 | 0 | 0 | 0 | 0 | 0 | 0 | 0 | 0 | 0 | 0 | 0 | 0 | 0 | 0 | 0 | 0 | 0 | 0 | 0 | 0 | 0 | 0
PG&E NGBA | Konocti | 60 | 0 | 0 | 0 | 0 | 0 | 0 | 0 | 0 | 0 | 0 | 0 | 0 | 0 | 0 | 0 | 0 | 0 | 0 | 0 | 0 | 0 | 0 | 0 | 0 | 0 | 0 | 0 | 0 | 0 | 0 | 0 | 0 | 0 | 0 | 0 | 0 | 0 | 0 | 0 | 0 | 0 | 0 | 0 | 0 | 0 | 0 | 0 | 0 |  | 0 | 0 | 0 | 0 | 0 | 0 | 0 | 0 | 0 | 0 | 0 | 0 | 0 | 0 | 0 | 0 | 0 | 0 | 0 | 0 | 0 | 0 | 0 | 0 | 0 | 0 | 0 | 0 | 0 | 0 | 0 | 0 | 0 | 0 | 0 | 0 | 0 | 0 | 0 | 0 | 0 | 0 | 0 | 0 | 0 | 0 | 0 | 0 | 0 | 0 | 0 | 0
SCE NOL | Kramer | 115 | 0 | 0 | 0 | 0 | 0 | 0 | 0 | 0 | 0 | 0 | 0 | 0 | 0 | 0 | 0 | 0 | 0 | 0 | 0 | 0 | 0 | 0 | 0 | 0 | 0 | 0 | 0 | 0 | 0 | 0 | 0 | 0 | 0 | 0 | 0 | 0 | 0 | 0 | 0 | 0 | 0 | 0 | 0 | 0 | 0 | 0 | 0 | 0 |  | 0 | 0 | 0 | 0 | 0 | 0 | 0 | 0 | 0 | 0 | 0 | 0 | 0 | 0 | 0 | 0 | 0 | 0 | 0 | 0 | 0 | 0 | 0 | 0 | 0 | 0 | 0 | 0 | 0 | 0 | 0 | 0 | 0 | 0 | 0 | 0 | 0 | 0 | 0 | 0 | 0 | 0 | 0 | 0 | 0 | 0 | 0 | 0 | 0 | 0 | 0 | 0
SCE NOL | Kramer | 230 | 391.94 | 97.94 | 0 | 0 | 215.18 | 13.88 | 0 | 0 | 0 | 0 | 0 | 0 | 391.94 | 262.64 | 0 | 0 | 223.88 | 43.88 | 0 | 0 | 0 | 0 | 0 | 0 | 605.5357 | 262.64 | 0 | 0 | 223.88 | 43.88 | 0 | 0 | 0 | 0 | 0 | 0 | 605.5357 | 262.64 | 0 | 0 | 223.88 | 43.88 | 0 | 0 | 0 | 0 | 0 | 0 |  | 556.64 | 262.64 | 0 | 0 | 215.18 | 13.88 | 0 | 0 | 0 | 0 | 0 | 0 | 391.94 | 262.64 | 0 | 0 | 223.88 | 43.88 | 0 | 0 | 0 | 0 | 0 | 0 | 391.94 | 262.64 | 0 | 0 | 223.88 | 43.88 | 0 | 0 | 0 | 0 | 0 | 0 | 0 | 0 | 0 | 0 | 0 | 0 | 0 | 0 | 0 | 0 | 0 | 0 | 0 | 0 | 0 | 0
SCE Metro | La Cienega | 230 | 0 | 0 | 0 | 0 | 0 | 0 | 0 | 0 | 0 | 0 | 0 | 0 | 0 | 0 | 0 | 0 | 0 | 0 | 0 | 0 | 0 | 0 | 0 | 0 | 405.7509 | 0 | 0 | 0 | 0 | 0 | 0 | 0 | 0 | 0 | 0 | 0 | 405.7509 | 0 | 0 | 0 | 0 | 0 | 0 | 0 | 0 | 0 | 0 | 0 |  | 0 | 0 | 0 | 0 | 0 | 0 | 0 | 0 | 0 | 0 | 0 | 0 | 0 | 0 | 0 | 0 | 0 | 0 | 0 | 0 | 0 | 0 | 0 | 0 | 0 | 0 | 0 | 0 | 0 | 0 | 0 | 0 | 0 | 0 | 0 | 0 | 0 | 0 | 0 | 0 | 0 | 0 | 0 | 0 | 0 | 0 | 0 | 0 | 0 | 0 | 0 | 0
SCE Metro | La Fresa | 230 | 0 | 0 | 0 | 0 | 0 | 0 | 0 | 0 | 0 | 0 | 0 | 0 | 0 | 0 | 0 | 0 | 0 | 0 | 0 | 0 | 0 | 0 | 0 | 0 | 0 | 0 | 0 | 0 | 0 | 0 | 0 | 0 | 0 | 0 | 0 | 0 | 0 | 0 | 0 | 0 | 0 | 0 | 0 | 0 | 0 | 0 | 0 | 0 |  | 0 | 0 | 0 | 0 | 0 | 0 | 0 | 0 | 0 | 0 | 0 | 0 | 0 | 0 | 0 | 0 | 0 | 0 | 0 | 0 | 0 | 0 | 0 | 0 | 0 | 0 | 0 | 0 | 0 | 0 | 0 | 0 | 0 | 0 | 0 | 0 | 0 | 0 | 0 | 0 | 0 | 0 | 0 | 0 | 0 | 0 | 0 | 0 | 0 | 0 | 0 | 0
SCE Metro | Laguna Bell | 230 | 250 | 250 | 0 | 0 | 0 | 0 | 0 | 0 | 0 | 0 | 0 | 0 | 250 | 250 | 0 | 0 | 0 | 0 | 0 | 0 | 0 | 0 | 0 | 0 | 506.29 | 750 | 0 | 0 | 0 | 0 | 0 | 0 | 0 | 0 | 0 | 0 | 506.29 | 750 | 0 | 0 | 0 | 0 | 0 | 0 | 0 | 0 | 0 | 0 |  | 0 | 0 | 0 | 0 | 0 | 0 | 0 | 0 | 0 | 0 | 0 | 0 | 250 | 500 | 0 | 0 | 0 | 0 | 0 | 0 | 0 | 0 | 0 | 0 | 250 | 500 | 0 | 0 | 0 | 0 | 0 | 0 | 0 | 0 | 0 | 0 | 1029 | 0 | 0 | 0 | 0 | 0 | 0 | 1029 | 1029 | 0 | 0 | 0 | 0 | 0 | 0 | 0
PG&E KERN | Lakeview | 70 | 5.6 | 0 | 0 | 0 | 1.161 | 0 | 0 | 0 | 0 | 0 | 0 | 0 | 5.6 | 0 | 0 | 0 | 0 | 0 | 0 | 0 | 0 | 0 | 0 | 0 | 5.6 | 0 | 0 | 0 | 0 | 0 | 0 | 0 | 0 | 0 | 0 | 0 | 5.6 | 0 | 0 | 0 | 0 | 0 | 0 | 0 | 0 | 0 | 0 | 0 |  | 5.6 | 0 | 0 | 0 | 1.161 | 0 | 0 | 0 | 0 | 0 | 0 | 0 | 5.6 | 0 | 0 | 0 | 0 | 0 | 0 | 0 | 0 | 0 | 0 | 0 | 5.6 | 0 | 0 | 0 | 0 | 0 | 0 | 0 | 0 | 0 | 0 | 0 | 0 | 0 | 0 | 0 | 0 | 0 | 0 | 0 | 0 | 0 | 0 | 0 | 0 | 0 | 0 | 0
PG&E NGBA | Lakeville | 230 | 0 | 0 | 0 | 0 | 0 | 0 | 0 | 0 | 0 | 0 | 0 | 0 | 0 | 0 | 0 | 0 | 0 | 0 | 0 | 0 | 0 | 0 | 0 | 0 | 0 | 0 | 0 | 0 | 0 | 0 | 0 | 0 | 0 | 0 | 0 | 0 | 0 | 0 | 0 | 0 | 0 | 0 | 0 | 0 | 0 | 0 | 0 | 0 |  | 0 | 0 | 0 | 0 | 0 | 0 | 0 | 0 | 0 | 0 | 0 | 0 | 0 | 0 | 0 | 0 | 0 | 0 | 0 | 0 | 0 | 0 | 0 | 0 | 0 | 0 | 0 | 0 | 0 | 0 | 0 | 0 | 0 | 0 | 0 | 0 | 0 | 0 | 0 | 0 | 0 | 0 | 0 | 0 | 0 | 0 | 0 | 0 | 0 | 0 | 0 | 0
PG&E NGBA | Lakeville | 60 | 0 | 0 | 0 | 0 | 0 | 0 | 0 | 0 | 0 | 0 | 0 | 0 | 0 | 0 | 0 | 0 | 0 | 0 | 0 | 0 | 0 | 0 | 0 | 0 | 0 | 0 | 0 | 0 | 0 | 0 | 0 | 0 | 0 | 0 | 0 | 0 | 0 | 0 | 0 | 0 | 0 | 0 | 0 | 0 | 0 | 0 | 0 | 0 |  | 0 | 0 | 0 | 0 | 0 | 0 | 0 | 0 | 0 | 0 | 0 | 0 | 0 | 0 | 0 | 0 | 0 | 0 | 0 | 0 | 0 | 0 | 0 | 0 | 0 | 0 | 0 | 0 | 0 | 0 | 0 | 0 | 0 | 0 | 0 | 0 | 0 | 0 | 0 | 0 | 0 | 0 | 0 | 0 | 0 | 0 | 0 | 0 | 0 | 0 | 0 | 0
PG&E NGBA | Lakeville | 115 | 0 | 0 | 0 | 0 | 0 | 0 | 0 | 0 | 0 | 0 | 0 | 0 | 0 | 0 | 0 | 0 | 0 | 0 | 0 | 0 | 0 | 0 | 0 | 0 | 263.7932 | 0 | 0 | 0 | 0 | 0 | 0 | 0 | 0 | 0 | 0 | 0 | 263.7932 | 0 | 0 | 0 | 0 | 0 | 0 | 0 | 0 | 0 | 0 | 0 |  | 0 | 0 | 0 | 0 | 0 | 0 | 0 | 0 | 0 | 0 | 0 | 0 | 263.7932 | 0 | 0 | 0 | 0 | 0 | 0 | 0 | 0 | 0 | 0 | 0 | 263.7932 | 0 | 0 | 0 | 0 | 0 | 0 | 0 | 0 | 0 | 0 | 0 | 0 | 0 | 0 | 0 | 0 | 0 | 0 | 0 | 0 | 0 | 0 | 0 | 0 | 0 | 0 | 0
PG&E GBA | Lakewood | 115 | 0 | 0 | 0 | 0 | 0 | 0 | 0 | 0 | 0 | 0 | 0 | 0 | 0 | 0 | 0 | 0 | 0 | 0 | 0 | 0 | 0 | 0 | 0 | 0 | 0 | 0 | 0 | 0 | 0 | 0 | 0 | 0 | 0 | 0 | 0 | 0 | 0 | 0 | 0 | 0 | 0 | 0 | 0 | 0 | 0 | 0 | 0 | 0 |  | 0 | 0 | 0 | 0 | 0 | 0 | 0 | 0 | 0 | 0 | 0 | 0 | 0 | 0 | 0 | 0 | 0 | 0 | 0 | 0 | 0 | 0 | 0 | 0 | 0 | 0 | 0 | 0 | 0 | 0 | 0 | 0 | 0 | 0 | 0 | 0 | 0 | 0 | 0 | 0 | 0 | 0 | 0 | 0 | 0 | 0 | 0 | 0 | 0 | 0 | 0 | 0
PG&E NGBA | Lambie | 230 | 0 | 0 | 0 | 0 | 0 | 0 | 0 | 0 | 0 | 0 | 0 | 0 | 0 | 0 | 0 | 0 | 0 | 0 | 0 | 0 | 0 | 0 | 0 | 0 | 817.3487 | 0 | 0 | 0 | 0 | 0 | 0 | 0 | 0 | 0 | 0 | 0 | 817.3487 | 0 | 0 | 0 | 0 | 0 | 0 | 0 | 0 | 0 | 0 | 0 |  | 0 | 0 | 0 | 0 | 0 | 0 | 0 | 0 | 0 | 0 | 0 | 0 | 0 | 0 | 0 | 0 | 0 | 0 | 0 | 0 | 0 | 0 | 0 | 0 | 0 | 0 | 0 | 0 | 0 | 0 | 0 | 0 | 0 | 0 | 0 | 0 | 0 | 0 | 0 | 0 | 0 | 0 | 0 | 0 | 0 | 0 | 0 | 0 | 0 | 0 | 0 | 0
PG&E GBA | Lammers | 115 | 0 | 0 | 0 | 0 | 0 | 0 | 0 | 0 | 0 | 0 | 0 | 0 | 0 | 0 | 0 | 0 | 0 | 0 | 0 | 0 | 0 | 0 | 0 | 0 | 151.3 | 0 | 0 | 0 | 0 | 0 | 0 | 0 | 0 | 0 | 0 | 0 | 151.3 | 0 | 0 | 0 | 0 | 0 | 0 | 0 | 0 | 0 | 0 | 0 |  | 0 | 0 | 0 | 0 | 0 | 0 | 0 | 0 | 0 | 0 | 0 | 0 | 0 | 0 | 0 | 0 | 0 | 0 | 0 | 0 | 0 | 0 | 0 | 0 | 0 | 0 | 0 | 0 | 0 | 0 | 0 | 0 | 0 | 0 | 0 | 0 | 102.15 | 0 | 0 | 0 | 0 | 0 | 0 | 102.15 | 0 | 0 | 0 | 0 | 0 | 0 | 0 | 0
PG&E KERN | Lamont | 115 | 0 | 0 | 0 | 0 | 11.7 | 0 | 0 | 0 | 0 | 0 | 0 | 0 | 51.401 | 0 | 0 | 0 | 115.155 | 0 | 0 | 0 | 0 | 0 | 0 | 0 | 152.301 | 0 | 0 | 0 | 115.155 | 0 | 0 | 0 | 0 | 0 | 0 | 0 | 152.301 | 0 | 0 | 0 | 115.155 | 0 | 0 | 0 | 0 | 0 | 0 | 0 |  | 0 | 0 | 0 | 0 | 11.7 | 0 | 0 | 0 | 0 | 0 | 0 | 0 | 0 | 0 | 0 | 0 | 11.7 | 0 | 0 | 0 | 0 | 0 | 0 | 0 | 0 | 0 | 0 | 0 | 11.7 | 0 | 0 | 0 | 0 | 0 | 0 | 0 | 0 | 0 | 0 | 0 | 0 | 0 | 0 | 0 | 0 | 0 | 0 | 0 | 0 | 0 | 0 | 0
PG&E FRESNO | Las Aguilas | 230 | 0 | 0 | 0 | 0 | 0 | 0 | 0 | 0 | 0 | 0 | 0 | 0 | 0 | 0 | 0 | 0 | 0 | 0 | 0 | 0 | 0 | 0 | 0 | 0 | 0 | 0 | 0 | 0 | 0 | 0 | 0 | 0 | 0 | 0 | 0 | 0 | 0 | 0 | 0 | 0 | 0 | 0 | 0 | 0 | 0 | 0 | 0 | 0 |  | 0 | 0 | 0 | 0 | 0 | 0 | 0 | 0 | 0 | 0 | 0 | 0 | 0 | 0 | 0 | 0 | 0 | 0 | 0 | 0 | 0 | 0 | 0 | 0 | 0 | 0 | 0 | 0 | 0 | 0 | 0 | 0 | 0 | 0 | 0 | 0 | 0 | 0 | 0 | 0 | 0 | 0 | 0 | 0 | 0 | 0 | 0 | 0 | 0 | 0 | 0 | 0
EOP | Lathrop | 138 | 0 | 0 | 0 | 0 | 0 | 0 | 0 | 0 | 0 | 0 | 0 | 0 | 0 | 0 | 0 | 0 | 0 | 0 | 0 | 0 | 0 | 0 | 0 | 0 | 0 | 0 | 0 | 0 | 0 | 0 | 0 | 0 | 0 | 0 | 0 | 0 | 0 | 0 | 0 | 0 | 0 | 0 | 0 | 0 | 0 | 0 | 0 | 0 |  | 0 | 0 | 0 | 0 | 0 | 0 | 0 | 0 | 0 | 0 | 0 | 0 | 0 | 0 | 0 | 0 | 0 | 0 | 0 | 0 | 0 | 0 | 0 | 0 | 0 | 0 | 0 | 0 | 0 | 0 | 0 | 0 | 0 | 0 | 0 | 0 | 0 | 0 | 0 | 0 | 0 | 0 | 0 | 0 | 0 | 0 | 0 | 0 | 0 | 0 | 0 | 0
EOP | Lathrop | 230 | 0 | 0 | 0 | 0 | 0 | 0 | 0 | 0 | 0 | 0 | 0 | 0 | 516.7638 | 0 | 0 | 0 | 516.7638 | 0 | 0 | 0 | 0 | 0 | 0 | 0 | 516.7638 | 0 | 0 | 0 | 516.7638 | 0 | 0 | 0 | 0 | 0 | 0 | 0 | 516.7638 | 0 | 0 | 0 | 516.7638 | 0 | 0 | 0 | 0 | 0 | 0 | 0 |  | 0 | 0 | 0 | 0 | 0 | 0 | 0 | 0 | 0 | 0 | 0 | 0 | 516.7638 | 0 | 0 | 0 | 516.7638 | 0 | 0 | 0 | 0 | 0 | 0 | 0 | 516.7638 | 0 | 0 | 0 | 516.7638 | 0 | 0 | 0 | 0 | 0 | 0 | 0 | 0 | 0 | 353.8145 | 0 | 0 | 0 | 0 | 0 | 0 | 0 | 353.8145 | 0 | 0 | 0 | 0 | 0
PG&E FRESNO | Le Grand | 115 | 0 | 0 | 0 | 0 | 0 | 0 | 0 | 0 | 0 | 0 | 0 | 0 | 0 | 0 | 0 | 0 | 0 | 0 | 0 | 0 | 0 | 0 | 0 | 0 | 65.47 | 0 | 0 | 0 | 131.43 | 0 | 0 | 0 | 0 | 0 | 0 | 0 | 65.47 | 0 | 0 | 0 | 131.43 | 0 | 0 | 0 | 0 | 0 | 0 | 0 |  | 0 | 0 | 0 | 0 | 0 | 0 | 0 | 0 | 0 | 0 | 0 | 0 | 0 | 0 | 0 | 0 | 0 | 0 | 0 | 0 | 0 | 0 | 0 | 0 | 0 | 0 | 0 | 0 | 0 | 0 | 0 | 0 | 0 | 0 | 0 | 0 | 185.643 | 0 | 185.643 | 0 | 0 | 0 | 0 | 185.643 | 0 | 0 | 0 | 0 | 0 | 0 | 0 | 0
PG&E FRESNO | Lemoore | 70 | 21.05 | 0 | 0 | 0 | 21.05 | 0 | 0 | 0 | 0 | 0 | 0 | 0 | 0 | 0 | 0 | 0 | 0 | 0 | 0 | 0 | 0 | 0 | 0 | 0 | 21.05 | 0 | 0 | 0 | 21.05 | 0 | 0 | 0 | 0 | 0 | 0 | 0 | 21.05 | 0 | 0 | 0 | 21.05 | 0 | 0 | 0 | 0 | 0 | 0 | 0 |  | 0 | 0 | 0 | 0 | 0 | 0 | 0 | 0 | 0 | 0 | 0 | 0 | 21.05 | 0 | 0 | 0 | 21.05 | 0 | 0 | 0 | 0 | 0 | 0 | 0 | 21.05 | 0 | 0 | 0 | 21.05 | 0 | 0 | 0 | 0 | 0 | 0 | 0 | 0 | 0 | 0 | 0 | 0 | 0 | 0 | 0 | 0 | 0 | 0 | 0 | 0 | 0 | 0 | 0
PG&E KERN | Lerdo | 115 | 0 | 0 | 0 | 0 | 0 | 0 | 0 | 0 | 0 | 0 | 0 | 0 | 0 | 0 | 0 | 0 | 0 | 0 | 0 | 0 | 0 | 0 | 0 | 0 | 0 | 0 | 0 | 0 | 0 | 0 | 0 | 0 | 0 | 0 | 0 | 0 | 0 | 0 | 0 | 0 | 0 | 0 | 0 | 0 | 0 | 0 | 0 | 0 |  | 0 | 0 | 0 | 0 | 0 | 0 | 0 | 0 | 0 | 0 | 0 | 0 | 0 | 0 | 0 | 0 | 0 | 0 | 0 | 0 | 0 | 0 | 0 | 0 | 0 | 0 | 0 | 0 | 0 | 0 | 0 | 0 | 0 | 0 | 0 | 0 | 0 | 0 | 0 | 0 | 0 | 0 | 0 | 0 | 0 | 0 | 0 | 0 | 0 | 0 | 0 | 0
SCE Metro | Lewis | 230 | 0 | 0 | 0 | 0 | 0 | 0 | 0 | 0 | 0 | 0 | 0 | 0 | 0 | 0 | 0 | 0 | 0 | 0 | 0 | 0 | 0 | 0 | 0 | 0 | 0 | 0 | 0 | 0 | 0 | 0 | 0 | 0 | 0 | 0 | 0 | 0 | 0 | 0 | 0 | 0 | 0 | 0 | 0 | 0 | 0 | 0 | 0 | 0 |  | 0 | 0 | 0 | 0 | 0 | 0 | 0 | 0 | 0 | 0 | 0 | 0 | 0 | 0 | 0 | 0 | 0 | 0 | 0 | 0 | 0 | 0 | 0 | 0 | 0 | 0 | 0 | 0 | 0 | 0 | 0 | 0 | 0 | 0 | 0 | 0 | 0 | 0 | 0 | 0 | 0 | 0 | 0 | 0 | 0 | 0 | 0 | 0 | 0 | 0 | 0 | 0
SCE Metro | Lighthipe | 230 | 0 | 0 | 0 | 0 | 0 | 0 | 0 | 0 | 0 | 0 | 0 | 0 | 0 | 0 | 0 | 0 | 0 | 0 | 0 | 0 | 0 | 0 | 0 | 0 | 405.5148 | 0 | 0 | 0 | 0 | 0 | 0 | 0 | 0 | 0 | 0 | 0 | 405.5148 | 0 | 0 | 0 | 0 | 0 | 0 | 0 | 0 | 0 | 0 | 0 |  | 0 | 0 | 0 | 0 | 0 | 0 | 0 | 0 | 0 | 0 | 0 | 0 | 0 | 0 | 0 | 0 | 0 | 0 | 0 | 0 | 0 | 0 | 0 | 0 | 0 | 0 | 0 | 0 | 0 | 0 | 0 | 0 | 0 | 0 | 0 | 0 | 0 | 0 | 0 | 0 | 0 | 0 | 0 | 0 | 0 | 0 | 0 | 0 | 0 | 0 | 0 | 0
SDGE | Lilac | 69 | 0 | 0 | 0 | 0 | 0 | 0 | 0 | 0 | 0 | 0 | 0 | 0 | 0 | 0 | 0 | 0 | 0 | 0 | 0 | 0 | 0 | 0 | 0 | 0 | 0 | 0 | 0 | 0 | 0 | 0 | 0 | 0 | 0 | 0 | 0 | 0 | 0 | 0 | 0 | 0 | 0 | 0 | 0 | 0 | 0 | 0 | 0 | 0 |  | 0 | 0 | 0 | 0 | 0 | 0 | 0 | 0 | 0 | 0 | 0 | 0 | 0 | 0 | 0 | 0 | 0 | 0 | 0 | 0 | 0 | 0 | 0 | 0 | 0 | 0 | 0 | 0 | 0 | 0 | 0 | 0 | 0 | 0 | 0 | 0 | 0 | 0 | 0 | 0 | 0 | 0 | 0 | 0 | 0 | 0 | 0 | 0 | 0 | 0 | 0 | 0
PG&E NGBA | Lincoln | 115 | 0 | 0 | 0 | 0 | 0 | 0 | 0 | 0 | 0 | 0 | 0 | 0 | 0 | 0 | 0 | 0 | 0 | 0 | 0 | 0 | 0 | 0 | 0 | 0 | 0 | 0 | 0 | 0 | 0 | 0 | 0 | 0 | 0 | 0 | 0 | 0 | 0 | 0 | 0 | 0 | 0 | 0 | 0 | 0 | 0 | 0 | 0 | 0 |  | 0 | 0 | 0 | 0 | 0 | 0 | 0 | 0 | 0 | 0 | 0 | 0 | 0 | 0 | 0 | 0 | 0 | 0 | 0 | 0 | 0 | 0 | 0 | 0 | 0 | 0 | 0 | 0 | 0 | 0 | 0 | 0 | 0 | 0 | 0 | 0 | 0 | 0 | 0 | 0 | 0 | 0 | 0 | 0 | 0 | 0 | 0 | 0 | 0 | 0 | 0 | 0
PG&E KERN | Live Oak | 115 | 0 | 0 | 0 | 0 | 0 | 0 | 0 | 0 | 0 | 0 | 0 | 0 | 0 | 0 | 0 | 0 | 0 | 0 | 0 | 0 | 0 | 0 | 0 | 0 | 0 | 0 | 0 | 0 | 0 | 0 | 0 | 0 | 0 | 0 | 0 | 0 | 0 | 0 | 0 | 0 | 0 | 0 | 0 | 0 | 0 | 0 | 0 | 0 |  | 0 | 0 | 0 | 0 | 0 | 0 | 0 | 0 | 0 | 0 | 0 | 0 | 0 | 0 | 0 | 0 | 0 | 0 | 0 | 0 | 0 | 0 | 0 | 0 | 0 | 0 | 0 | 0 | 0 | 0 | 0 | 0 | 0 | 0 | 0 | 0 | 0 | 0 | 0 | 0 | 0 | 0 | 0 | 0 | 0 | 0 | 0 | 0 | 0 | 0 | 0 | 0
PG&E GBA | Llagas | 115 | 124.3 | 120 | 0 | 0 | 0 | 0 | 0 | 0 | 0 | 0 | 0 | 0 | 124.3 | 120 | 0 | 0 | 0 | 0 | 0 | 0 | 0 | 0 | 0 | 0 | 124.3 | 120 | 0 | 0 | 0 | 0 | 0 | 0 | 0 | 0 | 0 | 0 | 124.3 | 120 | 0 | 0 | 0 | 0 | 0 | 0 | 0 | 0 | 0 | 0 |  | 124.3 | 120 | 0 | 0 | 0 | 0 | 0 | 0 | 0 | 0 | 0 | 0 | 124.3 | 120 | 0 | 0 | 0 | 0 | 0 | 0 | 0 | 0 | 0 | 0 | 124.3 | 120 | 0 | 0 | 0 | 0 | 0 | 0 | 0 | 0 | 0 | 0 | 50.46 | 0 | 50.46 | 0 | 0 | 0 | 0 | 50.46 | 50.46 | 0 | 50.46 | 0 | 0 | 0 | 0 | 0
PG&E GBA | Lockeford | 115 | 0 | 0 | 0 | 0 | 0 | 0 | 0 | 0 | 0 | 0 | 0 | 0 | 0 | 0 | 0 | 0 | 0 | 0 | 0 | 0 | 0 | 0 | 0 | 0 | 0 | 0 | 0 | 0 | 0 | 0 | 0 | 0 | 0 | 0 | 0 | 0 | 0 | 0 | 0 | 0 | 0 | 0 | 0 | 0 | 0 | 0 | 0 | 0 |  | 0 | 0 | 0 | 0 | 0 | 0 | 0 | 0 | 0 | 0 | 0 | 0 | 0 | 0 | 0 | 0 | 0 | 0 | 0 | 0 | 0 | 0 | 0 | 0 | 0 | 0 | 0 | 0 | 0 | 0 | 0 | 0 | 0 | 0 | 0 | 0 | 308.4504 | 0 | 0 | 0 | 0 | 0 | 0 | 308.4504 | 308.4504 | 0 | 0 | 0 | 0 | 0 | 0 | 0
PG&E GBA | Lockeford | 230 | 0 | 0 | 0 | 0 | 0 | 0 | 0 | 0 | 0 | 0 | 0 | 0 | 0 | 0 | 0 | 0 | 0 | 0 | 0 | 0 | 0 | 0 | 0 | 0 | 0 | 0 | 0 | 0 | 0 | 0 | 0 | 0 | 0 | 0 | 0 | 0 | 0 | 0 | 0 | 0 | 0 | 0 | 0 | 0 | 0 | 0 | 0 | 0 |  | 0 | 0 | 0 | 0 | 0 | 0 | 0 | 0 | 0 | 0 | 0 | 0 | 0 | 0 | 0 | 0 | 0 | 0 | 0 | 0 | 0 | 0 | 0 | 0 | 0 | 0 | 0 | 0 | 0 | 0 | 0 | 0 | 0 | 0 | 0 | 0 | 0 | 0 | 0 | 0 | 0 | 0 | 0 | 0 | 0 | 0 | 0 | 0 | 0 | 0 | 0 | 0
PG&E GBA | Lockeford | 60 | 0 | 0 | 0 | 0 | 0 | 0 | 0 | 0 | 0 | 0 | 0 | 0 | 0 | 0 | 0 | 0 | 0 | 0 | 0 | 0 | 0 | 0 | 0 | 0 | 0 | 0 | 0 | 0 | 0 | 0 | 0 | 0 | 0 | 0 | 0 | 0 | 0 | 0 | 0 | 0 | 0 | 0 | 0 | 0 | 0 | 0 | 0 | 0 |  | 0 | 0 | 0 | 0 | 0 | 0 | 0 | 0 | 0 | 0 | 0 | 0 | 0 | 0 | 0 | 0 | 0 | 0 | 0 | 0 | 0 | 0 | 0 | 0 | 0 | 0 | 0 | 0 | 0 | 0 | 0 | 0 | 0 | 0 | 0 | 0 | 0 | 0 | 0 | 0 | 0 | 0 | 0 | 0 | 0 | 0 | 0 | 0 | 0 | 0 | 0 | 0
PG&E GBA | Lodi | 230 | 0 | 0 | 0 | 0 | 0 | 0 | 0 | 0 | 0 | 0 | 0 | 0 | 0 | 0 | 0 | 0 | 0 | 0 | 0 | 0 | 0 | 0 | 0 | 0 | 0 | 0 | 0 | 0 | 0 | 0 | 0 | 0 | 0 | 0 | 0 | 0 | 0 | 0 | 0 | 0 | 0 | 0 | 0 | 0 | 0 | 0 | 0 | 0 |  | 0 | 0 | 0 | 0 | 0 | 0 | 0 | 0 | 0 | 0 | 0 | 0 | 0 | 0 | 0 | 0 | 0 | 0 | 0 | 0 | 0 | 0 | 0 | 0 | 0 | 0 | 0 | 0 | 0 | 0 | 0 | 0 | 0 | 0 | 0 | 0 | 0 | 0 | 0 | 0 | 0 | 0 | 0 | 0 | 0 | 0 | 0 | 0 | 0 | 0 | 0 | 0
PG&E NGBA | Logan Creek | 230 | 0 | 0 | 0 | 0 | 0 | 0 | 0 | 0 | 0 | 0 | 0 | 0 | 0 | 0 | 0 | 0 | 0 | 0 | 0 | 0 | 0 | 0 | 0 | 0 | 0 | 0 | 0 | 0 | 0 | 0 | 0 | 0 | 0 | 0 | 0 | 0 | 0 | 0 | 0 | 0 | 0 | 0 | 0 | 0 | 0 | 0 | 0 | 0 |  | 0 | 0 | 0 | 0 | 0 | 0 | 0 | 0 | 0 | 0 | 0 | 0 | 0 | 0 | 0 | 0 | 0 | 0 | 0 | 0 | 0 | 0 | 0 | 0 | 0 | 0 | 0 | 0 | 0 | 0 | 0 | 0 | 0 | 0 | 0 | 0 | 0 | 0 | 0 | 0 | 0 | 0 | 0 | 0 | 0 | 0 | 0 | 0 | 0 | 0 | 0 | 0
PG&E GBA | Lone Tree | 230 | 0 | 0 | 0 | 0 | 0 | 0 | 0 | 0 | 0 | 0 | 0 | 0 | 0 | 0 | 0 | 0 | 0 | 0 | 0 | 0 | 0 | 0 | 0 | 0 | 0 | 0 | 0 | 0 | 0 | 0 | 0 | 0 | 0 | 0 | 0 | 0 | 0 | 0 | 0 | 0 | 0 | 0 | 0 | 0 | 0 | 0 | 0 | 0 |  | 0 | 0 | 0 | 0 | 0 | 0 | 0 | 0 | 0 | 0 | 0 | 0 | 0 | 0 | 0 | 0 | 0 | 0 | 0 | 0 | 0 | 0 | 0 | 0 | 0 | 0 | 0 | 0 | 0 | 0 | 0 | 0 | 0 | 0 | 0 | 0 | 0 | 0 | 0 | 0 | 0 | 0 | 0 | 0 | 0 | 0 | 0 | 0 | 0 | 0 | 0 | 0
PG&E FRESNO | Los Banos | 230 | 254.94 | 74.94 | 0 | 0 | 205 | 0 | 0 | 0 | 3.6 | 0 | 0 | 0 | 561.94 | 374.94 | 0 | 0 | 512 | 0 | 0 | 0 | 0 | 0 | 0 | 0 | 661.94 | 474.94 | 0 | 0 | 512 | 0 | 0 | 0 | 0 | 0 | 0 | 0 | 661.94 | 474.94 | 0 | 0 | 512 | 0 | 0 | 0 | 0 | 0 | 0 | 0 |  | 254.94 | 74.94 | 0 | 0 | 205 | 0 | 0 | 0 | 3.6 | 0 | 0 | 0 | 354.94 | 174.94 | 0 | 0 | 205 | 0 | 0 | 0 | 0 | 0 | 0 | 0 | 354.94 | 174.94 | 0 | 0 | 205 | 0 | 0 | 0 | 0 | 0 | 0 | 0 | 0 | 0 | 0 | 0 | 0 | 0 | 0 | 0 | 0 | 0 | 0 | 0 | 0 | 0 | 0 | 0
PG&E FRESNO | Los Banos | 500 | 0 | 0 | 0 | 0 | 0 | 0 | 0 | 0 | 0 | 0 | 0 | 0 | 1176.1 | 1150 | 0 | 0 | 1176.1 | 0 | 0 | 0 | 0 | 0 | 0 | 0 | 1176.1 | 1150 | 0 | 0 | 1176.1 | 0 | 0 | 0 | 0 | 0 | 0 | 0 | 1176.1 | 1150 | 0 | 0 | 1176.1 | 0 | 0 | 0 | 0 | 0 | 0 | 0 |  | 0 | 0 | 0 | 0 | 0 | 0 | 0 | 0 | 0 | 0 | 0 | 0 | 0 | 0 | 0 | 0 | 0 | 0 | 0 | 0 | 0 | 0 | 0 | 0 | 0 | 0 | 0 | 0 | 0 | 0 | 0 | 0 | 0 | 0 | 0 | 0 | 1982.594 | 0 | 621.96 | 0 | 0 | 0 | 0 | 1982.594 | 1112.594 | 0 | 621.96 | 0 | 0 | 0 | 0 | 0
SDGE | Los Coches | 138 | 0 | 0 | 0 | 0 | 0 | 0 | 0 | 0 | 0 | 0 | 0 | 0 | 0 | 0 | 0 | 0 | 0 | 0 | 0 | 0 | 0 | 0 | 0 | 0 | 0 | 0 | 0 | 0 | 0 | 0 | 0 | 0 | 0 | 0 | 0 | 0 | 0 | 0 | 0 | 0 | 0 | 0 | 0 | 0 | 0 | 0 | 0 | 0 |  | 0 | 0 | 0 | 0 | 0 | 0 | 0 | 0 | 0 | 0 | 0 | 0 | 0 | 0 | 0 | 0 | 0 | 0 | 0 | 0 | 0 | 0 | 0 | 0 | 0 | 0 | 0 | 0 | 0 | 0 | 0 | 0 | 0 | 0 | 0 | 0 | 0 | 0 | 0 | 0 | 0 | 0 | 0 | 0 | 0 | 0 | 0 | 0 | 0 | 0 | 0 | 0
SDGE | Los Coches | 69 | 0 | 0 | 0 | 0 | 0 | 0 | 0 | 0 | 0 | 0 | 0 | 0 | 0 | 0 | 0 | 0 | 0 | 0 | 0 | 0 | 0 | 0 | 0 | 0 | 0 | 0 | 0 | 0 | 0 | 0 | 0 | 0 | 0 | 0 | 0 | 0 | 0 | 0 | 0 | 0 | 0 | 0 | 0 | 0 | 0 | 0 | 0 | 0 |  | 0 | 0 | 0 | 0 | 0 | 0 | 0 | 0 | 0 | 0 | 0 | 0 | 0 | 0 | 0 | 0 | 0 | 0 | 0 | 0 | 0 | 0 | 0 | 0 | 0 | 0 | 0 | 0 | 0 | 0 | 0 | 0 | 0 | 0 | 0 | 0 | 0 | 0 | 0 | 0 | 0 | 0 | 0 | 0 | 0 | 0 | 0 | 0 | 0 | 0 | 0 | 0
PG&E GBA | Los Esteros | 115 | 3 | 3 | 0 | 0 | 0 | 0 | 0 | 0 | 0 | 0 | 0 | 0 | 0 | 0 | 0 | 0 | 0 | 0 | 0 | 0 | 0 | 0 | 0 | 0 | 3 | 3 | 0 | 0 | 0 | 0 | 0 | 0 | 0 | 0 | 0 | 0 | 3 | 3 | 0 | 0 | 0 | 0 | 0 | 0 | 0 | 0 | 0 | 0 |  | 0 | 0 | 0 | 0 | 0 | 0 | 0 | 0 | 0 | 0 | 0 | 0 | 3 | 3 | 0 | 0 | 0 | 0 | 0 | 0 | 0 | 0 | 0 | 0 | 3 | 3 | 0 | 0 | 0 | 0 | 0 | 0 | 0 | 0 | 0 | 0 | 307.62 | 0 | 0 | 0 | 0 | 0 | 0 | 307.62 | 307.62 | 0 | 0 | 0 | 0 | 0 | 0 | 0
PG&E GBA | Los Esteros | 230 | 200 | 200 | 0 | 0 | 0 | 0 | 0 | 0 | 0 | 0 | 0 | 0 | 200 | 200 | 0 | 0 | 0 | 0 | 0 | 0 | 0 | 0 | 0 | 0 | 200 | 200 | 0 | 0 | 0 | 0 | 0 | 0 | 0 | 0 | 0 | 0 | 200 | 200 | 0 | 0 | 0 | 0 | 0 | 0 | 0 | 0 | 0 | 0 |  | 200 | 200 | 0 | 0 | 0 | 0 | 0 | 0 | 0 | 0 | 0 | 0 | 200 | 200 | 0 | 0 | 0 | 0 | 0 | 0 | 0 | 0 | 0 | 0 | 200 | 200 | 0 | 0 | 0 | 0 | 0 | 0 | 0 | 0 | 0 | 0 | 0 | 0 | 0 | 0 | 0 | 0 | 0 | 0 | 0 | 0 | 0 | 0 | 0 | 0 | 0 | 0
PG&E GBA | Los Positas | 230 | 0 | 0 | 0 | 0 | 0 | 0 | 0 | 0 | 0 | 0 | 0 | 0 | 0 | 0 | 0 | 0 | 0 | 0 | 0 | 0 | 0 | 0 | 0 | 0 | 0 | 0 | 0 | 0 | 0 | 0 | 0 | 0 | 0 | 0 | 0 | 0 | 0 | 0 | 0 | 0 | 0 | 0 | 0 | 0 | 0 | 0 | 0 | 0 |  | 0 | 0 | 0 | 0 | 0 | 0 | 0 | 0 | 0 | 0 | 0 | 0 | 0 | 0 | 0 | 0 | 0 | 0 | 0 | 0 | 0 | 0 | 0 | 0 | 0 | 0 | 0 | 0 | 0 | 0 | 0 | 0 | 0 | 0 | 0 | 0 | 0 | 0 | 0 | 0 | 0 | 0 | 0 | 0 | 0 | 0 | 0 | 0 | 0 | 0 | 0 | 0
PG&E GBA | Los Positas | 60 | 0 | 0 | 0 | 0 | 0 | 0 | 0 | 0 | 0 | 0 | 0 | 0 | 0 | 0 | 0 | 0 | 0 | 0 | 0 | 0 | 0 | 0 | 0 | 0 | 0 | 0 | 0 | 0 | 0 | 0 | 0 | 0 | 0 | 0 | 0 | 0 | 0 | 0 | 0 | 0 | 0 | 0 | 0 | 0 | 0 | 0 | 0 | 0 |  | 0 | 0 | 0 | 0 | 0 | 0 | 0 | 0 | 0 | 0 | 0 | 0 | 0 | 0 | 0 | 0 | 0 | 0 | 0 | 0 | 0 | 0 | 0 | 0 | 0 | 0 | 0 | 0 | 0 | 0 | 0 | 0 | 0 | 0 | 0 | 0 | 0 | 0 | 0 | 0 | 0 | 0 | 0 | 0 | 0 | 0 | 0 | 0 | 0 | 0 | 0 | 0
SDGE | Loveland | 69 | 0 | 0 | 0 | 0 | 0 | 0 | 0 | 0 | 0 | 0 | 0 | 0 | 0 | 0 | 0 | 0 | 0 | 0 | 0 | 0 | 0 | 0 | 0 | 0 | 0 | 0 | 0 | 0 | 0 | 0 | 0 | 0 | 0 | 0 | 0 | 0 | 0 | 0 | 0 | 0 | 0 | 0 | 0 | 0 | 0 | 0 | 0 | 0 |  | 0 | 0 | 0 | 0 | 0 | 0 | 0 | 0 | 0 | 0 | 0 | 0 | 0 | 0 | 0 | 0 | 0 | 0 | 0 | 0 | 0 | 0 | 0 | 0 | 0 | 0 | 0 | 0 | 0 | 0 | 0 | 0 | 0 | 0 | 0 | 0 | 0 | 0 | 0 | 0 | 0 | 0 | 0 | 0 | 0 | 0 | 0 | 0 | 0 | 0 | 0 | 0
SCE NOL | Lugo | 230 | 0 | 0 | 0 | 0 | 0 | 0 | 0 | 0 | 0 | 0 | 0 | 0 | 0 | 0 | 0 | 0 | 0 | 0 | 0 | 0 | 0 | 0 | 0 | 0 | 0 | 0 | 0 | 0 | 0 | 0 | 0 | 0 | 0 | 0 | 0 | 0 | 0 | 0 | 0 | 0 | 0 | 0 | 0 | 0 | 0 | 0 | 0 | 0 |  | 0 | 0 | 0 | 0 | 0 | 0 | 0 | 0 | 0 | 0 | 0 | 0 | 0 | 0 | 0 | 0 | 0 | 0 | 0 | 0 | 0 | 0 | 0 | 0 | 0 | 0 | 0 | 0 | 0 | 0 | 0 | 0 | 0 | 0 | 0 | 0 | 0 | 0 | 0 | 0 | 0 | 0 | 0 | 0 | 0 | 0 | 0 | 0 | 0 | 0 | 0 | 0
SCE Metro | Lugo | 500 | 0 | 0 | 0 | 0 | 0 | 0 | 0 | 0 | 0 | 0 | 0 | 0 | 0 | 0 | 0 | 0 | 0 | 0 | 0 | 0 | 0 | 0 | 0 | 0 | 512.58 | 500 | 0 | 0 | 0 | 0 | 0 | 0 | 0 | 0 | 0 | 0 | 512.58 | 500 | 0 | 0 | 0 | 0 | 0 | 0 | 0 | 0 | 0 | 0 |  | 0 | 0 | 0 | 0 | 0 | 0 | 0 | 0 | 0 | 0 | 0 | 0 | 0 | 0 | 0 | 0 | 0 | 0 | 0 | 0 | 0 | 0 | 0 | 0 | 0 | 0 | 0 | 0 | 0 | 0 | 0 | 0 | 0 | 0 | 0 | 0 | 5344.8787 | 516.8 | 0 | 0 | 0 | 0 | 0 | 5344.8787 | 4006.6172 | 0 | 0 | 0 | 0 | 0 | 0 | 0
PG&E FRESNO | Madera | 70 | 0 | 0 | 0 | 0 | 0 | 0 | 0 | 0 | 0 | 0 | 0 | 0 | 0 | 0 | 0 | 0 | 0 | 0 | 0 | 0 | 0 | 0 | 0 | 0 | 0 | 0 | 0 | 0 | 0 | 0 | 0 | 0 | 0 | 0 | 0 | 0 | 0 | 0 | 0 | 0 | 0 | 0 | 0 | 0 | 0 | 0 | 0 | 0 |  | 0 | 0 | 0 | 0 | 0 | 0 | 0 | 0 | 0 | 0 | 0 | 0 | 0 | 0 | 0 | 0 | 0 | 0 | 0 | 0 | 0 | 0 | 0 | 0 | 0 | 0 | 0 | 0 | 0 | 0 | 0 | 0 | 0 | 0 | 0 | 0 | 0 | 0 | 0 | 0 | 0 | 0 | 0 | 0 | 0 | 0 | 0 | 0 | 0 | 0 | 0 | 0
PG&E NGBA | Madison | 115 | 0 | 0 | 0 | 0 | 0 | 0 | 0 | 0 | 0 | 0 | 0 | 0 | 0 | 0 | 0 | 0 | 0 | 0 | 0 | 0 | 0 | 0 | 0 | 0 | 0 | 0 | 0 | 0 | 0 | 0 | 0 | 0 | 0 | 0 | 0 | 0 | 0 | 0 | 0 | 0 | 0 | 0 | 0 | 0 | 0 | 0 | 0 | 0 |  | 0 | 0 | 0 | 0 | 0 | 0 | 0 | 0 | 0 | 0 | 0 | 0 | 0 | 0 | 0 | 0 | 0 | 0 | 0 | 0 | 0 | 0 | 0 | 0 | 0 | 0 | 0 | 0 | 0 | 0 | 0 | 0 | 0 | 0 | 0 | 0 | 0 | 0 | 0 | 0 | 0 | 0 | 0 | 0 | 0 | 0 | 0 | 0 | 0 | 0 | 0 | 0
PG&E KERN | Magunden | 115 | 0 | 0 | 0 | 0 | 0 | 0 | 0 | 0 | 0 | 0 | 0 | 0 | 0 | 0 | 0 | 0 | 0 | 0 | 0 | 0 | 0 | 0 | 0 | 0 | 0 | 0 | 0 | 0 | 0 | 0 | 0 | 0 | 0 | 0 | 0 | 0 | 0 | 0 | 0 | 0 | 0 | 0 | 0 | 0 | 0 | 0 | 0 | 0 |  | 0 | 0 | 0 | 0 | 0 | 0 | 0 | 0 | 0 | 0 | 0 | 0 | 0 | 0 | 0 | 0 | 0 | 0 | 0 | 0 | 0 | 0 | 0 | 0 | 0 | 0 | 0 | 0 | 0 | 0 | 0 | 0 | 0 | 0 | 0 | 0 | 0 | 0 | 0 | 0 | 0 | 0 | 0 | 0 | 0 | 0 | 0 | 0 | 0 | 0 | 0 | 0
SCE Northern | Magunden | 230 | 0 | 0 | 0 | 0 | 0 | 0 | 0 | 0 | 0 | 0 | 0 | 0 | 0 | 0 | 0 | 0 | 0 | 0 | 0 | 0 | 0 | 0 | 0 | 0 | 0 | 0 | 0 | 0 | 0 | 0 | 0 | 0 | 0 | 0 | 0 | 0 | 0 | 0 | 0 | 0 | 0 | 0 | 0 | 0 | 0 | 0 | 0 | 0 |  | 0 | 0 | 0 | 0 | 0 | 0 | 0 | 0 | 0 | 0 | 0 | 0 | 0 | 0 | 0 | 0 | 0 | 0 | 0 | 0 | 0 | 0 | 0 | 0 | 0 | 0 | 0 | 0 | 0 | 0 | 0 | 0 | 0 | 0 | 0 | 0 | 0 | 0 | 0 | 0 | 0 | 0 | 0 | 0 | 0 | 0 | 0 | 0 | 0 | 0 | 0 | 0
PG&E FRESNO | Malaga | 115 | 0 | 0 | 0 | 0 | 0 | 0 | 0 | 0 | 0 | 0 | 0 | 0 | 0 | 0 | 0 | 0 | 0 | 0 | 0 | 0 | 0 | 0 | 0 | 0 | 0 | 0 | 0 | 0 | 0 | 0 | 0 | 0 | 0 | 0 | 0 | 0 | 0 | 0 | 0 | 0 | 0 | 0 | 0 | 0 | 0 | 0 | 0 | 0 |  | 0 | 0 | 0 | 0 | 0 | 0 | 0 | 0 | 0 | 0 | 0 | 0 | 0 | 0 | 0 | 0 | 0 | 0 | 0 | 0 | 0 | 0 | 0 | 0 | 0 | 0 | 0 | 0 | 0 | 0 | 0 | 0 | 0 | 0 | 0 | 0 | 0 | 0 | 0 | 0 | 0 | 0 | 0 | 0 | 0 | 0 | 0 | 0 | 0 | 0 | 0 | 0
PG&E NGBA | Malin | 500 | 0 | 0 | 0 | 0 | 0 | 0 | 0 | 0 | 0 | 0 | 0 | 0 | 0 | 0 | 0 | 0 | 0 | 0 | 0 | 0 | 0 | 0 | 0 | 0 | 0 | 0 | 0 | 0 | 0 | 0 | 0 | 0 | 0 | 0 | 0 | 0 | 0 | 0 | 0 | 0 | 0 | 0 | 0 | 0 | 0 | 0 | 0 | 0 |  | 0 | 0 | 0 | 0 | 0 | 0 | 0 | 0 | 0 | 0 | 0 | 0 | 0 | 0 | 0 | 0 | 0 | 0 | 0 | 0 | 0 | 0 | 0 | 0 | 0 | 0 | 0 | 0 | 0 | 0 | 0 | 0 | 0 | 0 | 0 | 0 | 0 | 0 | 0 | 0 | 0 | 0 | 0 | 0 | 0 | 0 | 0 | 0 | 0 | 0 | 0 | 0
SCE Northern | Mandalay | 230 | 409 | 400 | 0 | 0 | 0 | 0 | 0 | 0 | 0 | 0 | 0 | 0 | 0 | 0 | 0 | 0 | 0 | 0 | 0 | 0 | 0 | 0 | 0 | 0 | 409 | 400 | 0 | 0 | 0 | 0 | 0 | 0 | 0 | 0 | 0 | 0 | 409 | 400 | 0 | 0 | 0 | 0 | 0 | 0 | 0 | 0 | 0 | 0 |  | 0 | 0 | 0 | 0 | 0 | 0 | 0 | 0 | 0 | 0 | 0 | 0 | 0 | 0 | 0 | 0 | 0 | 0 | 0 | 0 | 0 | 0 | 0 | 0 | 0 | 0 | 0 | 0 | 0 | 0 | 0 | 0 | 0 | 0 | 0 | 0 | 0 | 0 | 0 | 0 | 0 | 0 | 0 | 0 | 0 | 0 | 0 | 0 | 0 | 0 | 0 | 0
PG&E FRESNO | Manning | 230 | 0 | 0 | 0 | 0 | 0 | 0 | 0 | 0 | 0 | 0 | 0 | 0 | 0 | 0 | 0 | 0 | 0 | 0 | 0 | 0 | 0 | 0 | 0 | 0 | 0 | 0 | 0 | 0 | 0 | 0 | 0 | 0 | 0 | 0 | 0 | 0 | 0 | 0 | 0 | 0 | 0 | 0 | 0 | 0 | 0 | 0 | 0 | 0 |  | 0 | 0 | 0 | 0 | 0 | 0 | 0 | 0 | 0 | 0 | 0 | 0 | 0 | 0 | 0 | 0 | 0 | 0 | 0 | 0 | 0 | 0 | 0 | 0 | 0 | 0 | 0 | 0 | 0 | 0 | 0 | 0 | 0 | 0 | 0 | 0 | 0 | 0 | 0 | 0 | 0 | 0 | 0 | 0 | 0 | 0 | 0 | 0 | 0 | 0 | 0 | 0
PG&E FRESNO | Manning | 500 | 0 | 0 | 0 | 0 | 0 | 0 | 0 | 0 | 0 | 0 | 0 | 0 | 0 | 0 | 0 | 0 | 0 | 0 | 0 | 0 | 0 | 0 | 0 | 0 | 0 | 0 | 0 | 0 | 0 | 0 | 0 | 0 | 0 | 0 | 0 | 0 | 0 | 0 | 0 | 0 | 0 | 0 | 0 | 0 | 0 | 0 | 0 | 0 |  | 0 | 0 | 0 | 0 | 0 | 0 | 0 | 0 | 0 | 0 | 0 | 0 | 0 | 0 | 0 | 0 | 0 | 0 | 0 | 0 | 0 | 0 | 0 | 0 | 0 | 0 | 0 | 0 | 0 | 0 | 0 | 0 | 0 | 0 | 0 | 0 | 3880.05 | 0 | 2710.875 | 0 | 0 | 0 | 0 | 3880.05 | 1755.62 | 0 | 372.165 | 0 | 0 | 0 | 0 | 0
PG&E GBA | Manteca | 115 | 0 | 0 | 0 | 0 | 0 | 0 | 0 | 0 | 0 | 0 | 0 | 0 | 0 | 0 | 0 | 0 | 0 | 0 | 0 | 0 | 0 | 0 | 0 | 0 | 0 | 0 | 0 | 0 | 0 | 0 | 0 | 0 | 0 | 0 | 0 | 0 | 0 | 0 | 0 | 0 | 0 | 0 | 0 | 0 | 0 | 0 | 0 | 0 |  | 0 | 0 | 0 | 0 | 0 | 0 | 0 | 0 | 0 | 0 | 0 | 0 | 0 | 0 | 0 | 0 | 0 | 0 | 0 | 0 | 0 | 0 | 0 | 0 | 0 | 0 | 0 | 0 | 0 | 0 | 0 | 0 | 0 | 0 | 0 | 0 | 0 | 0 | 0 | 0 | 0 | 0 | 0 | 0 | 0 | 0 | 0 | 0 | 0 | 0 | 0 | 0
SDGE | Margarita | 138 | 0 | 0 | 0 | 0 | 0 | 0 | 0 | 0 | 0 | 0 | 0 | 0 | 0 | 0 | 0 | 0 | 0 | 0 | 0 | 0 | 0 | 0 | 0 | 0 | 0 | 0 | 0 | 0 | 0 | 0 | 0 | 0 | 0 | 0 | 0 | 0 | 0 | 0 | 0 | 0 | 0 | 0 | 0 | 0 | 0 | 0 | 0 | 0 |  | 0 | 0 | 0 | 0 | 0 | 0 | 0 | 0 | 0 | 0 | 0 | 0 | 0 | 0 | 0 | 0 | 0 | 0 | 0 | 0 | 0 | 0 | 0 | 0 | 0 | 0 | 0 | 0 | 0 | 0 | 0 | 0 | 0 | 0 | 0 | 0 | 123.405 | 0 | 0 | 0 | 0 | 0 | 0 | 123.405 | 123.405 | 0 | 0 | 0 | 0 | 0 | 0 | 0
PG&E GBA | Martin | 230 | 0 | 0 | 0 | 0 | 0 | 0 | 0 | 0 | 0 | 0 | 0 | 0 | 0 | 0 | 0 | 0 | 0 | 0 | 0 | 0 | 0 | 0 | 0 | 0 | 0 | 0 | 0 | 0 | 0 | 0 | 0 | 0 | 0 | 0 | 0 | 0 | 0 | 0 | 0 | 0 | 0 | 0 | 0 | 0 | 0 | 0 | 0 | 0 |  | 0 | 0 | 0 | 0 | 0 | 0 | 0 | 0 | 0 | 0 | 0 | 0 | 0 | 0 | 0 | 0 | 0 | 0 | 0 | 0 | 0 | 0 | 0 | 0 | 0 | 0 | 0 | 0 | 0 | 0 | 0 | 0 | 0 | 0 | 0 | 0 | 0 | 0 | 0 | 0 | 0 | 0 | 0 | 0 | 0 | 0 | 0 | 0 | 0 | 0 | 0 | 0
PG&E GBA | Martin | 115 | 62 | 62 | 0 | 0 | 0 | 0 | 0 | 0 | 0 | 0 | 0 | 0 | 62 | 62 | 0 | 0 | 0 | 0 | 0 | 0 | 0 | 0 | 0 | 0 | 312 | 312 | 0 | 0 | 0 | 0 | 0 | 0 | 0 | 0 | 0 | 0 | 312 | 312 | 0 | 0 | 0 | 0 | 0 | 0 | 0 | 0 | 0 | 0 |  | 62 | 62 | 0 | 0 | 0 | 0 | 0 | 0 | 0 | 0 | 0 | 0 | 62 | 62 | 0 | 0 | 0 | 0 | 0 | 0 | 0 | 0 | 0 | 0 | 62 | 62 | 0 | 0 | 0 | 0 | 0 | 0 | 0 | 0 | 0 | 0 | 0 | 0 | 0 | 0 | 0 | 0 | 0 | 0 | 0 | 0 | 0 | 0 | 0 | 0 | 0 | 0
PG&E GBA | Martinez | 115 | 0 | 0 | 0 | 0 | 0 | 0 | 0 | 0 | 0 | 0 | 0 | 0 | 0 | 0 | 0 | 0 | 0 | 0 | 0 | 0 | 0 | 0 | 0 | 0 | 0 | 0 | 0 | 0 | 0 | 0 | 0 | 0 | 0 | 0 | 0 | 0 | 0 | 0 | 0 | 0 | 0 | 0 | 0 | 0 | 0 | 0 | 0 | 0 |  | 0 | 0 | 0 | 0 | 0 | 0 | 0 | 0 | 0 | 0 | 0 | 0 | 0 | 0 | 0 | 0 | 0 | 0 | 0 | 0 | 0 | 0 | 0 | 0 | 0 | 0 | 0 | 0 | 0 | 0 | 0 | 0 | 0 | 0 | 0 | 0 | 0 | 0 | 0 | 0 | 0 | 0 | 0 | 0 | 0 | 0 | 0 | 0 | 0 | 0 | 0 | 0
PG&E FRESNO | Mc Mullin | 230 | 0 | 0 | 0 | 0 | 0 | 0 | 0 | 0 | 0 | 0 | 0 | 0 | 0 | 0 | 0 | 0 | 0 | 0 | 0 | 0 | 0 | 0 | 0 | 0 | 0 | 0 | 0 | 0 | 0 | 0 | 0 | 0 | 0 | 0 | 0 | 0 | 0 | 0 | 0 | 0 | 0 | 0 | 0 | 0 | 0 | 0 | 0 | 0 |  | 0 | 0 | 0 | 0 | 0 | 0 | 0 | 0 | 0 | 0 | 0 | 0 | 0 | 0 | 0 | 0 | 0 | 0 | 0 | 0 | 0 | 0 | 0 | 0 | 0 | 0 | 0 | 0 | 0 | 0 | 0 | 0 | 0 | 0 | 0 | 0 | 0 | 0 | 0 | 0 | 0 | 0 | 0 | 0 | 0 | 0 | 0 | 0 | 0 | 0 | 0 | 0
PG&E FRESNO | McCall | 115 | 0 | 0 | 0 | 0 | 0 | 0 | 0 | 0 | 0 | 0 | 0 | 0 | 0 | 0 | 0 | 0 | 0 | 0 | 0 | 0 | 0 | 0 | 0 | 0 | 0 | 0 | 0 | 0 | 0 | 0 | 0 | 0 | 0 | 0 | 0 | 0 | 0 | 0 | 0 | 0 | 0 | 0 | 0 | 0 | 0 | 0 | 0 | 0 |  | 0 | 0 | 0 | 0 | 0 | 0 | 0 | 0 | 0 | 0 | 0 | 0 | 0 | 0 | 0 | 0 | 0 | 0 | 0 | 0 | 0 | 0 | 0 | 0 | 0 | 0 | 0 | 0 | 0 | 0 | 0 | 0 | 0 | 0 | 0 | 0 | 0 | 0 | 0 | 0 | 0 | 0 | 0 | 0 | 0 | 0 | 0 | 0 | 0 | 0 | 0 | 0
PG&E FRESNO | McCall | 230 | 0 | 0 | 0 | 0 | 0 | 0 | 0 | 0 | 0 | 0 | 0 | 0 | 0 | 0 | 0 | 0 | 0 | 0 | 0 | 0 | 0 | 0 | 0 | 0 | 0 | 0 | 0 | 0 | 0 | 0 | 0 | 0 | 0 | 0 | 0 | 0 | 0 | 0 | 0 | 0 | 0 | 0 | 0 | 0 | 0 | 0 | 0 | 0 |  | 0 | 0 | 0 | 0 | 0 | 0 | 0 | 0 | 0 | 0 | 0 | 0 | 0 | 0 | 0 | 0 | 0 | 0 | 0 | 0 | 0 | 0 | 0 | 0 | 0 | 0 | 0 | 0 | 0 | 0 | 0 | 0 | 0 | 0 | 0 | 0 | 0 | 0 | 0 | 0 | 0 | 0 | 0 | 0 | 0 | 0 | 0 | 0 | 0 | 0 | 0 | 0
PG&E GBA | Meadow Lane | 115 | 0 | 0 | 0 | 0 | 0 | 0 | 0 | 0 | 0 | 0 | 0 | 0 | 0 | 0 | 0 | 0 | 0 | 0 | 0 | 0 | 0 | 0 | 0 | 0 | 0 | 0 | 0 | 0 | 0 | 0 | 0 | 0 | 0 | 0 | 0 | 0 | 0 | 0 | 0 | 0 | 0 | 0 | 0 | 0 | 0 | 0 | 0 | 0 |  | 0 | 0 | 0 | 0 | 0 | 0 | 0 | 0 | 0 | 0 | 0 | 0 | 0 | 0 | 0 | 0 | 0 | 0 | 0 | 0 | 0 | 0 | 0 | 0 | 0 | 0 | 0 | 0 | 0 | 0 | 0 | 0 | 0 | 0 | 0 | 0 | 0 | 0 | 0 | 0 | 0 | 0 | 0 | 0 | 0 | 0 | 0 | 0 | 0 | 0 | 0 | 0
PG&E GBA | Melones | 115 | 0 | 0 | 0 | 0 | 0 | 0 | 0 | 0 | 0 | 0 | 0 | 0 | 0 | 0 | 0 | 0 | 0 | 0 | 0 | 0 | 0 | 0 | 0 | 0 | 0 | 0 | 0 | 0 | 0 | 0 | 0 | 0 | 0 | 0 | 0 | 0 | 0 | 0 | 0 | 0 | 0 | 0 | 0 | 0 | 0 | 0 | 0 | 0 |  | 0 | 0 | 0 | 0 | 0 | 0 | 0 | 0 | 0 | 0 | 0 | 0 | 0 | 0 | 0 | 0 | 0 | 0 | 0 | 0 | 0 | 0 | 0 | 0 | 0 | 0 | 0 | 0 | 0 | 0 | 0 | 0 | 0 | 0 | 0 | 0 | 0 | 0 | 0 | 0 | 0 | 0 | 0 | 0 | 0 | 0 | 0 | 0 | 0 | 0 | 0 | 0
PG&E GBA | Melones | 230 | 0 | 0 | 0 | 0 | 0 | 0 | 0 | 0 | 0 | 0 | 0 | 0 | 0 | 0 | 0 | 0 | 0 | 0 | 0 | 0 | 0 | 0 | 0 | 0 | 0 | 0 | 0 | 0 | 0 | 0 | 0 | 0 | 0 | 0 | 0 | 0 | 0 | 0 | 0 | 0 | 0 | 0 | 0 | 0 | 0 | 0 | 0 | 0 |  | 0 | 0 | 0 | 0 | 0 | 0 | 0 | 0 | 0 | 0 | 0 | 0 | 0 | 0 | 0 | 0 | 0 | 0 | 0 | 0 | 0 | 0 | 0 | 0 | 0 | 0 | 0 | 0 | 0 | 0 | 0 | 0 | 0 | 0 | 0 | 0 | 0 | 0 | 0 | 0 | 0 | 0 | 0 | 0 | 0 | 0 | 0 | 0 | 0 | 0 | 0 | 0
SDGE | Melrose | 69 | 0 | 0 | 0 | 0 | 0 | 0 | 0 | 0 | 0 | 0 | 0 | 0 | 0 | 0 | 0 | 0 | 0 | 0 | 0 | 0 | 0 | 0 | 0 | 0 | 0 | 0 | 0 | 0 | 0 | 0 | 0 | 0 | 0 | 0 | 0 | 0 | 0 | 0 | 0 | 0 | 0 | 0 | 0 | 0 | 0 | 0 | 0 | 0 |  | 0 | 0 | 0 | 0 | 0 | 0 | 0 | 0 | 0 | 0 | 0 | 0 | 0 | 0 | 0 | 0 | 0 | 0 | 0 | 0 | 0 | 0 | 0 | 0 | 0 | 0 | 0 | 0 | 0 | 0 | 0 | 0 | 0 | 0 | 0 | 0 | 0 | 0 | 0 | 0 | 0 | 0 | 0 | 0 | 0 | 0 | 0 | 0 | 0 | 0 | 0 | 0
PG&E NGBA | Mendocino | 115 | 0 | 0 | 0 | 0 | 0 | 0 | 0 | 0 | 0 | 0 | 0 | 0 | 0 | 0 | 0 | 0 | 0 | 0 | 0 | 0 | 0 | 0 | 0 | 0 | 0 | 0 | 0 | 0 | 0 | 0 | 0 | 0 | 0 | 0 | 0 | 0 | 0 | 0 | 0 | 0 | 0 | 0 | 0 | 0 | 0 | 0 | 0 | 0 |  | 0 | 0 | 0 | 0 | 0 | 0 | 0 | 0 | 0 | 0 | 0 | 0 | 0 | 0 | 0 | 0 | 0 | 0 | 0 | 0 | 0 | 0 | 0 | 0 | 0 | 0 | 0 | 0 | 0 | 0 | 0 | 0 | 0 | 0 | 0 | 0 | 0 | 0 | 0 | 0 | 0 | 0 | 0 | 0 | 0 | 0 | 0 | 0 | 0 | 0 | 0 | 0
PG&E NGBA | Mendocino | 60 | 0 | 0 | 0 | 0 | 0 | 0 | 0 | 0 | 0 | 0 | 0 | 0 | 0 | 0 | 0 | 0 | 0 | 0 | 0 | 0 | 0 | 0 | 0 | 0 | 0 | 0 | 0 | 0 | 0 | 0 | 0 | 0 | 0 | 0 | 0 | 0 | 0 | 0 | 0 | 0 | 0 | 0 | 0 | 0 | 0 | 0 | 0 | 0 |  | 0 | 0 | 0 | 0 | 0 | 0 | 0 | 0 | 0 | 0 | 0 | 0 | 0 | 0 | 0 | 0 | 0 | 0 | 0 | 0 | 0 | 0 | 0 | 0 | 0 | 0 | 0 | 0 | 0 | 0 | 0 | 0 | 0 | 0 | 0 | 0 | 0 | 0 | 0 | 0 | 0 | 0 | 0 | 0 | 0 | 0 | 0 | 0 | 0 | 0 | 0 | 0
PG&E FRESNO | Mendota | 115 | 0 | 0 | 0 | 0 | 0 | 0 | 0 | 0 | 0 | 0 | 0 | 0 | 0 | 0 | 0 | 0 | 0 | 0 | 0 | 0 | 0 | 0 | 0 | 0 | 0 | 0 | 0 | 0 | 0 | 0 | 0 | 0 | 0 | 0 | 0 | 0 | 0 | 0 | 0 | 0 | 0 | 0 | 0 | 0 | 0 | 0 | 0 | 0 |  | 0 | 0 | 0 | 0 | 0 | 0 | 0 | 0 | 0 | 0 | 0 | 0 | 0 | 0 | 0 | 0 | 0 | 0 | 0 | 0 | 0 | 0 | 0 | 0 | 0 | 0 | 0 | 0 | 0 | 0 | 0 | 0 | 0 | 0 | 0 | 0 | 0 | 0 | 0 | 0 | 0 | 0 | 0 | 0 | 0 | 0 | 0 | 0 | 0 | 0 | 0 | 0
PG&E GBA | Menlo | 60 | 0 | 0 | 0 | 0 | 0 | 0 | 0 | 0 | 0 | 0 | 0 | 0 | 0 | 0 | 0 | 0 | 0 | 0 | 0 | 0 | 0 | 0 | 0 | 0 | 0 | 0 | 0 | 0 | 0 | 0 | 0 | 0 | 0 | 0 | 0 | 0 | 0 | 0 | 0 | 0 | 0 | 0 | 0 | 0 | 0 | 0 | 0 | 0 |  | 0 | 0 | 0 | 0 | 0 | 0 | 0 | 0 | 0 | 0 | 0 | 0 | 0 | 0 | 0 | 0 | 0 | 0 | 0 | 0 | 0 | 0 | 0 | 0 | 0 | 0 | 0 | 0 | 0 | 0 | 0 | 0 | 0 | 0 | 0 | 0 | 0 | 0 | 0 | 0 | 0 | 0 | 0 | 0 | 0 | 0 | 0 | 0 | 0 | 0 | 0 | 0
PG&E FRESNO | Merced | 115 | 0 | 0 | 0 | 0 | 0 | 0 | 0 | 0 | 0 | 0 | 0 | 0 | 0 | 0 | 0 | 0 | 0 | 0 | 0 | 0 | 0 | 0 | 0 | 0 | 0 | 0 | 0 | 0 | 0 | 0 | 0 | 0 | 0 | 0 | 0 | 0 | 0 | 0 | 0 | 0 | 0 | 0 | 0 | 0 | 0 | 0 | 0 | 0 |  | 0 | 0 | 0 | 0 | 0 | 0 | 0 | 0 | 0 | 0 | 0 | 0 | 0 | 0 | 0 | 0 | 0 | 0 | 0 | 0 | 0 | 0 | 0 | 0 | 0 | 0 | 0 | 0 | 0 | 0 | 0 | 0 | 0 | 0 | 0 | 0 | 0 | 0 | 0 | 0 | 0 | 0 | 0 | 0 | 0 | 0 | 0 | 0 | 0 | 0 | 0 | 0
EOP | Mercury | 138 | 0 | 0 | 0 | 0 | 0 | 0 | 0 | 0 | 0 | 0 | 0 | 0 | 0 | 0 | 0 | 0 | 0 | 0 | 0 | 0 | 0 | 0 | 0 | 0 | 0 | 0 | 0 | 0 | 0 | 0 | 0 | 0 | 0 | 0 | 0 | 0 | 0 | 0 | 0 | 0 | 0 | 0 | 0 | 0 | 0 | 0 | 0 | 0 |  | 0 | 0 | 0 | 0 | 0 | 0 | 0 | 0 | 0 | 0 | 0 | 0 | 0 | 0 | 0 | 0 | 0 | 0 | 0 | 0 | 0 | 0 | 0 | 0 | 0 | 0 | 0 | 0 | 0 | 0 | 0 | 0 | 0 | 0 | 0 | 0 | 0 | 0 | 0 | 0 | 0 | 0 | 0 | 0 | 0 | 0 | 0 | 0 | 0 | 0 | 0 | 0
PG&E FRESNO | Mercy Springs | 70 | 2.4774 | 0 | 0 | 0 | 2.4774 | 0 | 0 | 0 | 0 | 0 | 0 | 0 | 40 | 4 | 0 | 0 | 2.4774 | 0 | 0 | 0 | 0 | 0 | 0 | 0 | 40 | 4 | 0 | 0 | 2.4774 | 0 | 0 | 0 | 0 | 0 | 0 | 0 | 40 | 4 | 0 | 0 | 2.4774 | 0 | 0 | 0 | 0 | 0 | 0 | 0 |  | 2.4774 | 0 | 0 | 0 | 2.4774 | 0 | 0 | 0 | 0 | 0 | 0 | 0 | 40 | 4 | 0 | 0 | 2.4774 | 0 | 0 | 0 | 0 | 0 | 0 | 0 | 40 | 4 | 0 | 0 | 2.4774 | 0 | 0 | 0 | 0 | 0 | 0 | 0 | 0 | 0 | 0 | 0 | 0 | 0 | 0 | 0 | 0 | 0 | 0 | 0 | 0 | 0 | 0 | 0
PG&E NGBA | Meridian | 60 | 0 | 0 | 0 | 0 | 0 | 0 | 0 | 0 | 0 | 0 | 0 | 0 | 0 | 0 | 0 | 0 | 0 | 0 | 0 | 0 | 0 | 0 | 0 | 0 | 0 | 0 | 0 | 0 | 0 | 0 | 0 | 0 | 0 | 0 | 0 | 0 | 0 | 0 | 0 | 0 | 0 | 0 | 0 | 0 | 0 | 0 | 0 | 0 |  | 0 | 0 | 0 | 0 | 0 | 0 | 0 | 0 | 0 | 0 | 0 | 0 | 0 | 0 | 0 | 0 | 0 | 0 | 0 | 0 | 0 | 0 | 0 | 0 | 0 | 0 | 0 | 0 | 0 | 0 | 0 | 0 | 0 | 0 | 0 | 0 | 0 | 0 | 0 | 0 | 0 | 0 | 0 | 0 | 0 | 0 | 0 | 0 | 0 | 0 | 0 | 0
PG&E KERN | Mesa (PGE) | 115 | 0 | 0 | 0 | 0 | 0 | 0 | 0 | 0 | 0 | 0 | 0 | 0 | 0 | 0 | 0 | 0 | 0 | 0 | 0 | 0 | 0 | 0 | 0 | 0 | 0 | 0 | 0 | 0 | 0 | 0 | 0 | 0 | 0 | 0 | 0 | 0 | 0 | 0 | 0 | 0 | 0 | 0 | 0 | 0 | 0 | 0 | 0 | 0 |  | 0 | 0 | 0 | 0 | 0 | 0 | 0 | 0 | 0 | 0 | 0 | 0 | 0 | 0 | 0 | 0 | 0 | 0 | 0 | 0 | 0 | 0 | 0 | 0 | 0 | 0 | 0 | 0 | 0 | 0 | 0 | 0 | 0 | 0 | 0 | 0 | 0 | 0 | 0 | 0 | 0 | 0 | 0 | 0 | 0 | 0 | 0 | 0 | 0 | 0 | 0 | 0
PG&E KERN | Mesa (PGE) | 230 | 0 | 0 | 0 | 0 | 0 | 0 | 0 | 0 | 0 | 0 | 0 | 0 | 0 | 0 | 0 | 0 | 0 | 0 | 0 | 0 | 0 | 0 | 0 | 0 | 0 | 0 | 0 | 0 | 0 | 0 | 0 | 0 | 0 | 0 | 0 | 0 | 0 | 0 | 0 | 0 | 0 | 0 | 0 | 0 | 0 | 0 | 0 | 0 |  | 0 | 0 | 0 | 0 | 0 | 0 | 0 | 0 | 0 | 0 | 0 | 0 | 0 | 0 | 0 | 0 | 0 | 0 | 0 | 0 | 0 | 0 | 0 | 0 | 0 | 0 | 0 | 0 | 0 | 0 | 0 | 0 | 0 | 0 | 0 | 0 | 0 | 0 | 0 | 0 | 0 | 0 | 0 | 0 | 0 | 0 | 0 | 0 | 0 | 0 | 0 | 0
SCE Metro | Mesa (SCE) | 230 | 0 | 0 | 0 | 0 | 0 | 0 | 0 | 0 | 0 | 0 | 0 | 0 | 0 | 0 | 0 | 0 | 0 | 0 | 0 | 0 | 0 | 0 | 0 | 0 | 0 | 0 | 0 | 0 | 0 | 0 | 0 | 0 | 0 | 0 | 0 | 0 | 0 | 0 | 0 | 0 | 0 | 0 | 0 | 0 | 0 | 0 | 0 | 0 |  | 6.5 | 0 | 0 | 0 | 0 | 0 | 0 | 0 | 0 | 0 | 0 | 0 | 0 | 0 | 0 | 0 | 0 | 0 | 0 | 0 | 0 | 0 | 0 | 0 | 0 | 0 | 0 | 0 | 0 | 0 | 0 | 0 | 0 | 0 | 0 | 0 | 0 | 0 | 0 | 0 | 0 | 0 | 0 | 0 | 0 | 0 | 0 | 0 | 0 | 0 | 0 | 0
SCE Metro | Mesa (SCE) | 500 | 0 | 0 | 0 | 0 | 0 | 0 | 0 | 0 | 0 | 0 | 0 | 0 | 0 | 0 | 0 | 0 | 0 | 0 | 0 | 0 | 0 | 0 | 0 | 0 | 252 | 250 | 0 | 0 | 0 | 0 | 0 | 0 | 0 | 0 | 0 | 0 | 252 | 250 | 0 | 0 | 0 | 0 | 0 | 0 | 0 | 0 | 0 | 0 |  | 0 | 0 | 0 | 0 | 0 | 0 | 0 | 0 | 0 | 0 | 0 | 0 | 0 | 0 | 0 | 0 | 0 | 0 | 0 | 0 | 0 | 0 | 0 | 0 | 0 | 0 | 0 | 0 | 0 | 0 | 0 | 0 | 0 | 0 | 0 | 0 | 0 | 0 | 0 | 0 | 0 | 0 | 0 | 0 | 0 | 0 | 0 | 0 | 0 | 0 | 0 | 0
SDGE | Mesa Heights | 69 | 0 | 0 | 0 | 0 | 0 | 0 | 0 | 0 | 0 | 0 | 0 | 0 | 0 | 0 | 0 | 0 | 0 | 0 | 0 | 0 | 0 | 0 | 0 | 0 | 0 | 0 | 0 | 0 | 0 | 0 | 0 | 0 | 0 | 0 | 0 | 0 | 0 | 0 | 0 | 0 | 0 | 0 | 0 | 0 | 0 | 0 | 0 | 0 |  | 0 | 0 | 0 | 0 | 0 | 0 | 0 | 0 | 0 | 0 | 0 | 0 | 0 | 0 | 0 | 0 | 0 | 0 | 0 | 0 | 0 | 0 | 0 | 0 | 0 | 0 | 0 | 0 | 0 | 0 | 0 | 0 | 0 | 0 | 0 | 0 | 0 | 0 | 0 | 0 | 0 | 0 | 0 | 0 | 0 | 0 | 0 | 0 | 0 | 0 | 0 | 0
PG&E GBA | Metcalf | 115 | 0 | 0 | 0 | 0 | 0 | 0 | 0 | 0 | 0 | 0 | 0 | 0 | 0 | 0 | 0 | 0 | 0 | 0 | 0 | 0 | 0 | 0 | 0 | 0 | 0 | 0 | 0 | 0 | 0 | 0 | 0 | 0 | 0 | 0 | 0 | 0 | 0 | 0 | 0 | 0 | 0 | 0 | 0 | 0 | 0 | 0 | 0 | 0 |  | 0 | 0 | 0 | 0 | 0 | 0 | 0 | 0 | 0 | 0 | 0 | 0 | 0 | 0 | 0 | 0 | 0 | 0 | 0 | 0 | 0 | 0 | 0 | 0 | 0 | 0 | 0 | 0 | 0 | 0 | 0 | 0 | 0 | 0 | 0 | 0 | 0 | 0 | 0 | 0 | 0 | 0 | 0 | 0 | 0 | 0 | 0 | 0 | 0 | 0 | 0 | 0
PG&E GBA | Metcalf | 230 | 354.88 | 350 | 0 | 0 | 0 | 0 | 0 | 0 | 0 | 0 | 0 | 0 | 354.88 | 350 | 0 | 0 | 0 | 0 | 0 | 0 | 0 | 0 | 0 | 0 | 354.88 | 350 | 0 | 0 | 0 | 0 | 0 | 0 | 0 | 0 | 0 | 0 | 354.88 | 350 | 0 | 0 | 0 | 0 | 0 | 0 | 0 | 0 | 0 | 0 |  | 0 | 0 | 0 | 0 | 0 | 0 | 0 | 0 | 0 | 0 | 0 | 0 | 354.88 | 350 | 0 | 0 | 0 | 0 | 0 | 0 | 0 | 0 | 0 | 0 | 354.88 | 350 | 0 | 0 | 0 | 0 | 0 | 0 | 0 | 0 | 0 | 0 | 61.8 | 0 | 0 | 0 | 0 | 0 | 0 | 61.8 | 61.8 | 0 | 0 | 0 | 0 | 0 | 0 | 0
PG&E GBA | Metcalf | 500 | 0 | 0 | 0 | 0 | 0 | 0 | 0 | 0 | 0 | 0 | 0 | 0 | 0 | 0 | 0 | 0 | 0 | 0 | 0 | 0 | 0 | 0 | 0 | 0 | 0 | 0 | 0 | 0 | 0 | 0 | 0 | 0 | 0 | 0 | 0 | 0 | 0 | 0 | 0 | 0 | 0 | 0 | 0 | 0 | 0 | 0 | 0 | 0 |  | 0 | 0 | 0 | 0 | 0 | 0 | 0 | 0 | 0 | 0 | 0 | 0 | 0 | 0 | 0 | 0 | 0 | 0 | 0 | 0 | 0 | 0 | 0 | 0 | 0 | 0 | 0 | 0 | 0 | 0 | 0 | 0 | 0 | 0 | 0 | 0 | 0 | 0 | 0 | 0 | 0 | 0 | 0 | 0 | 0 | 0 | 0 | 0 | 0 | 0 | 0 | 0
PG&E KERN | Midway | 115 | 286 | 102 | 0 | 0 | 411.4 | 204 | 0 | 0 | 0 | 0 | 0 | 0 | 286 | 102 | 0 | 0 | 411.4 | 196 | 0 | 0 | 0 | 0 | 0 | 0 | 286 | 102 | 0 | 0 | 411.4 | 196 | 0 | 0 | 0 | 0 | 0 | 0 | 286 | 102 | 0 | 0 | 411.4 | 196 | 0 | 0 | 0 | 0 | 0 | 0 |  | 286 | 102 | 0 | 0 | 411.4 | 204 | 0 | 0 | 0 | 0 | 0 | 0 | 286 | 102 | 0 | 0 | 411.4 | 196 | 0 | 0 | 0 | 0 | 0 | 0 | 286 | 102 | 0 | 0 | 411.4 | 196 | 0 | 0 | 0 | 0 | 0 | 0 | 0 | 0 | 0 | 0 | 0 | 0 | 0 | 0 | 0 | 0 | 0 | 0 | 0 | 0 | 0 | 0
PG&E KERN | Midway | 230 | 0 | 0 | 0 | 0 | 0 | 0 | 0 | 0 | 0 | 0 | 0 | 0 | 0 | 0 | 0 | 0 | 0 | 0 | 0 | 0 | 0 | 0 | 0 | 0 | 0 | 0 | 0 | 0 | 0 | 0 | 0 | 0 | 0 | 0 | 0 | 0 | 0 | 0 | 0 | 0 | 0 | 0 | 0 | 0 | 0 | 0 | 0 | 0 |  | 0 | 0 | 0 | 0 | 0 | 0 | 0 | 0 | 0 | 0 | 0 | 0 | 0 | 0 | 0 | 0 | 0 | 0 | 0 | 0 | 0 | 0 | 0 | 0 | 0 | 0 | 0 | 0 | 0 | 0 | 0 | 0 | 0 | 0 | 0 | 0 | 0 | 0 | 0 | 0 | 0 | 0 | 0 | 0 | 0 | 0 | 0 | 0 | 0 | 0 | 0 | 0
PG&E KERN | Midway | 500 | 818 | 800 | 0 | 0 | 818 | 0 | 0 | 0 | 0 | 0 | 0 | 0 | 1176.2 | 1150 | 0 | 0 | 1176.2 | 0 | 0 | 0 | 0 | 0 | 0 | 0 | 1176.2 | 1150 | 0 | 0 | 1176.2 | 0 | 0 | 0 | 0 | 0 | 0 | 0 | 1176.2 | 1150 | 0 | 0 | 1176.2 | 0 | 0 | 0 | 0 | 0 | 0 | 0 |  | 818 | 800 | 0 | 0 | 818 | 0 | 0 | 0 | 0 | 0 | 0 | 0 | 818 | 800 | 0 | 0 | 818 | 0 | 0 | 0 | 0 | 0 | 0 | 0 | 818 | 800 | 0 | 0 | 818 | 0 | 0 | 0 | 0 | 0 | 0 | 0 | 0 | 0 | 0 | 0 | 0 | 0 | 0 | 0 | 0 | 0 | 0 | 0 | 0 | 0 | 0 | 0
SDGE | Miguel | 230 | 0 | 0 | 0 | 0 | 0 | 0 | 0 | 0 | 0 | 0 | 0 | 0 | 0 | 0 | 0 | 0 | 0 | 0 | 0 | 0 | 0 | 0 | 0 | 0 | 0 | 0 | 0 | 0 | 0 | 0 | 0 | 0 | 0 | 0 | 0 | 0 | 0 | 0 | 0 | 0 | 0 | 0 | 0 | 0 | 0 | 0 | 0 | 0 |  | 0 | 0 | 0 | 0 | 0 | 0 | 0 | 0 | 0 | 0 | 0 | 0 | 0 | 0 | 0 | 0 | 0 | 0 | 0 | 0 | 0 | 0 | 0 | 0 | 0 | 0 | 0 | 0 | 0 | 0 | 0 | 0 | 0 | 0 | 0 | 0 | 0 | 0 | 0 | 0 | 0 | 0 | 0 | 0 | 0 | 0 | 0 | 0 | 0 | 0 | 0 | 0
SDGE | Miguel | 500 | 0 | 0 | 0 | 0 | 0 | 0 | 0 | 0 | 0 | 0 | 0 | 0 | 0 | 0 | 0 | 0 | 0 | 0 | 0 | 0 | 0 | 0 | 0 | 0 | 0 | 0 | 0 | 0 | 0 | 0 | 0 | 0 | 0 | 0 | 0 | 0 | 0 | 0 | 0 | 0 | 0 | 0 | 0 | 0 | 0 | 0 | 0 | 0 |  | 0 | 0 | 0 | 0 | 0 | 0 | 0 | 0 | 0 | 0 | 0 | 0 | 0 | 0 | 0 | 0 | 0 | 0 | 0 | 0 | 0 | 0 | 0 | 0 | 0 | 0 | 0 | 0 | 0 | 0 | 0 | 0 | 0 | 0 | 0 | 0 | 0 | 0 | 0 | 0 | 0 | 0 | 0 | 0 | 0 | 0 | 0 | 0 | 0 | 0 | 0 | 0
SDGE | Miguel | 69 | 0 | 0 | 0 | 0 | 0 | 0 | 0 | 0 | 0 | 0 | 0 | 0 | 0 | 0 | 0 | 0 | 0 | 0 | 0 | 0 | 0 | 0 | 0 | 0 | 51.4 | 0 | 0 | 0 | 0 | 0 | 0 | 0 | 0 | 0 | 0 | 0 | 51.4 | 0 | 0 | 0 | 0 | 0 | 0 | 0 | 0 | 0 | 0 | 0 |  | 0 | 0 | 0 | 0 | 0 | 0 | 0 | 0 | 0 | 0 | 0 | 0 | 51.4 | 0 | 0 | 0 | 0 | 0 | 0 | 0 | 0 | 0 | 0 | 0 | 51.4 | 0 | 0 | 0 | 0 | 0 | 0 | 0 | 0 | 0 | 0 | 0 | 0 | 0 | 0 | 0 | 0 | 0 | 0 | 0 | 0 | 0 | 0 | 0 | 0 | 0 | 0 | 0
PG&E GBA | Millbrae | 115 | 0 | 0 | 0 | 0 | 0 | 0 | 0 | 0 | 0 | 0 | 0 | 0 | 0 | 0 | 0 | 0 | 0 | 0 | 0 | 0 | 0 | 0 | 0 | 0 | 0 | 0 | 0 | 0 | 0 | 0 | 0 | 0 | 0 | 0 | 0 | 0 | 0 | 0 | 0 | 0 | 0 | 0 | 0 | 0 | 0 | 0 | 0 | 0 |  | 0 | 0 | 0 | 0 | 0 | 0 | 0 | 0 | 0 | 0 | 0 | 0 | 0 | 0 | 0 | 0 | 0 | 0 | 0 | 0 | 0 | 0 | 0 | 0 | 0 | 0 | 0 | 0 | 0 | 0 | 0 | 0 | 0 | 0 | 0 | 0 | 0 | 0 | 0 | 0 | 0 | 0 | 0 | 0 | 0 | 0 | 0 | 0 | 0 | 0 | 0 | 0
PG&E GBA | Miller | 115 | 0 | 0 | 0 | 0 | 0 | 0 | 0 | 0 | 0 | 0 | 0 | 0 | 0 | 0 | 0 | 0 | 0 | 0 | 0 | 0 | 0 | 0 | 0 | 0 | 0 | 0 | 0 | 0 | 0 | 0 | 0 | 0 | 0 | 0 | 0 | 0 | 0 | 0 | 0 | 0 | 0 | 0 | 0 | 0 | 0 | 0 | 0 | 0 |  | 0 | 0 | 0 | 0 | 0 | 0 | 0 | 0 | 0 | 0 | 0 | 0 | 0 | 0 | 0 | 0 | 0 | 0 | 0 | 0 | 0 | 0 | 0 | 0 | 0 | 0 | 0 | 0 | 0 | 0 | 0 | 0 | 0 | 0 | 0 | 0 | 0 | 0 | 0 | 0 | 0 | 0 | 0 | 0 | 0 | 0 | 0 | 0 | 0 | 0 | 0 | 0
SCE Metro | Mira Loma | 230 | 312.96 | 300 | 0 | 0 | 0 | 0 | 0 | 0 | 0 | 0 | 0 | 0 | 312.96 | 300 | 0 | 0 | 0 | 0 | 0 | 0 | 0 | 0 | 0 | 0 | 312.96 | 300 | 0 | 0 | 0 | 0 | 0 | 0 | 0 | 0 | 0 | 0 | 312.96 | 300 | 0 | 0 | 0 | 0 | 0 | 0 | 0 | 0 | 0 | 0 |  | 312.96 | 300 | 0 | 0 | 0 | 0 | 0 | 0 | 0 | 0 | 0 | 0 | 312.96 | 300 | 0 | 0 | 0 | 0 | 0 | 0 | 0 | 0 | 0 | 0 | 312.96 | 300 | 0 | 0 | 0 | 0 | 0 | 0 | 0 | 0 | 0 | 0 | 572.02 | 0 | 0 | 0 | 0 | 0 | 0 | 572.02 | 0 | 0 | 0 | 0 | 0 | 0 | 0 | 0
SCE Metro | Mira Loma | 500 | 0 | 0 | 0 | 0 | 0 | 0 | 0 | 0 | 0 | 0 | 0 | 0 | 0 | 0 | 0 | 0 | 0 | 0 | 0 | 0 | 0 | 0 | 0 | 0 | 1770 | 1770 | 0 | 0 | 1770 | 0 | 0 | 0 | 0 | 0 | 0 | 0 | 1770 | 1770 | 0 | 0 | 1770 | 0 | 0 | 0 | 0 | 0 | 0 | 0 |  | 0 | 0 | 0 | 0 | 0 | 0 | 0 | 0 | 0 | 0 | 0 | 0 | 1520 | 1520 | 0 | 0 | 1520 | 0 | 0 | 0 | 0 | 0 | 0 | 0 | 1520 | 1520 | 0 | 0 | 1520 | 0 | 0 | 0 | 0 | 0 | 0 | 0 | 0 | 0 | 0 | 0 | 0 | 0 | 0 | 0 | 0 | 0 | 0 | 0 | 0 | 0 | 0 | 0
SCE Eastern | Mirage | 115 | 0 | 0 | 0 | 0 | 0 | 0 | 0 | 0 | 0 | 0 | 0 | 0 | 0 | 0 | 0 | 0 | 0 | 0 | 0 | 0 | 0 | 0 | 0 | 0 | 0 | 0 | 0 | 0 | 0 | 0 | 0 | 0 | 0 | 0 | 0 | 0 | 0 | 0 | 0 | 0 | 0 | 0 | 0 | 0 | 0 | 0 | 0 | 0 |  | 0 | 0 | 0 | 0 | 0 | 0 | 0 | 0 | 0 | 0 | 0 | 0 | 0 | 0 | 0 | 0 | 0 | 0 | 0 | 0 | 0 | 0 | 0 | 0 | 0 | 0 | 0 | 0 | 0 | 0 | 0 | 0 | 0 | 0 | 0 | 0 | 0 | 0 | 0 | 0 | 0 | 0 | 0 | 0 | 0 | 0 | 0 | 0 | 0 | 0 | 0 | 0
SCE Eastern | Mirage | 230 | 0 | 0 | 0 | 0 | 0 | 0 | 0 | 0 | 0 | 0 | 0 | 0 | 0 | 0 | 0 | 0 | 0 | 0 | 0 | 0 | 0 | 0 | 0 | 0 | 0 | 0 | 0 | 0 | 0 | 0 | 0 | 0 | 0 | 0 | 0 | 0 | 0 | 0 | 0 | 0 | 0 | 0 | 0 | 0 | 0 | 0 | 0 | 0 |  | 0 | 0 | 0 | 0 | 0 | 0 | 0 | 0 | 0 | 0 | 0 | 0 | 0 | 0 | 0 | 0 | 0 | 0 | 0 | 0 | 0 | 0 | 0 | 0 | 0 | 0 | 0 | 0 | 0 | 0 | 0 | 0 | 0 | 0 | 0 | 0 | 0 | 0 | 0 | 0 | 0 | 0 | 0 | 0 | 0 | 0 | 0 | 0 | 0 | 0 | 0 | 0
SDGE | Mission | 138 | 0 | 0 | 0 | 0 | 0 | 0 | 0 | 0 | 0 | 0 | 0 | 0 | 0 | 0 | 0 | 0 | 0 | 0 | 0 | 0 | 0 | 0 | 0 | 0 | 0 | 0 | 0 | 0 | 0 | 0 | 0 | 0 | 0 | 0 | 0 | 0 | 0 | 0 | 0 | 0 | 0 | 0 | 0 | 0 | 0 | 0 | 0 | 0 |  | 0 | 0 | 0 | 0 | 0 | 0 | 0 | 0 | 0 | 0 | 0 | 0 | 0 | 0 | 0 | 0 | 0 | 0 | 0 | 0 | 0 | 0 | 0 | 0 | 0 | 0 | 0 | 0 | 0 | 0 | 0 | 0 | 0 | 0 | 0 | 0 | 0 | 0 | 0 | 0 | 0 | 0 | 0 | 0 | 0 | 0 | 0 | 0 | 0 | 0 | 0 | 0
SDGE | Mission | 230 | 0 | 0 | 0 | 0 | 0 | 0 | 0 | 0 | 0 | 0 | 0 | 0 | 0 | 0 | 0 | 0 | 0 | 0 | 0 | 0 | 0 | 0 | 0 | 0 | 0 | 0 | 0 | 0 | 0 | 0 | 0 | 0 | 0 | 0 | 0 | 0 | 0 | 0 | 0 | 0 | 0 | 0 | 0 | 0 | 0 | 0 | 0 | 0 |  | 0 | 0 | 0 | 0 | 0 | 0 | 0 | 0 | 0 | 0 | 0 | 0 | 0 | 0 | 0 | 0 | 0 | 0 | 0 | 0 | 0 | 0 | 0 | 0 | 0 | 0 | 0 | 0 | 0 | 0 | 0 | 0 | 0 | 0 | 0 | 0 | 0 | 0 | 0 | 0 | 0 | 0 | 0 | 0 | 0 | 0 | 0 | 0 | 0 | 0 | 0 | 0
SDGE | Mission | 69 | 0 | 0 | 0 | 0 | 0 | 0 | 0 | 0 | 0 | 0 | 0 | 0 | 0 | 0 | 0 | 0 | 0 | 0 | 0 | 0 | 0 | 0 | 0 | 0 | 0 | 0 | 0 | 0 | 0 | 0 | 0 | 0 | 0 | 0 | 0 | 0 | 0 | 0 | 0 | 0 | 0 | 0 | 0 | 0 | 0 | 0 | 0 | 0 |  | 0 | 0 | 0 | 0 | 0 | 0 | 0 | 0 | 0 | 0 | 0 | 0 | 0 | 0 | 0 | 0 | 0 | 0 | 0 | 0 | 0 | 0 | 0 | 0 | 0 | 0 | 0 | 0 | 0 | 0 | 0 | 0 | 0 | 0 | 0 | 0 | 0 | 0 | 0 | 0 | 0 | 0 | 0 | 0 | 0 | 0 | 0 | 0 | 0 | 0 | 0 | 0
PG&E GBA | Mi-Wuk | 115 | 0 | 0 | 0 | 0 | 0 | 0 | 0 | 0 | 0 | 0 | 0 | 0 | 0 | 0 | 0 | 0 | 0 | 0 | 0 | 0 | 0 | 0 | 0 | 0 | 0 | 0 | 0 | 0 | 0 | 0 | 0 | 0 | 0 | 0 | 0 | 0 | 0 | 0 | 0 | 0 | 0 | 0 | 0 | 0 | 0 | 0 | 0 | 0 |  | 0 | 0 | 0 | 0 | 0 | 0 | 0 | 0 | 0 | 0 | 0 | 0 | 0 | 0 | 0 | 0 | 0 | 0 | 0 | 0 | 0 | 0 | 0 | 0 | 0 | 0 | 0 | 0 | 0 | 0 | 0 | 0 | 0 | 0 | 0 | 0 | 0 | 0 | 0 | 0 | 0 | 0 | 0 | 0 | 0 | 0 | 0 | 0 | 0 | 0 | 0 | 0
EOP | Mohave | 500 | 820 | 820 | 0 | 0 | 820 | 0 | 0 | 0 | 0 | 0 | 0 | 0 | 0 | 0 | 0 | 0 | 0 | 0 | 0 | 0 | 0 | 0 | 0 | 0 | 0 | 0 | 0 | 0 | 0 | 0 | 0 | 0 | 0 | 0 | 0 | 0 | 0 | 0 | 0 | 0 | 0 | 0 | 0 | 0 | 0 | 0 | 0 | 0 |  | 0 | 0 | 0 | 0 | 0 | 0 | 0 | 0 | 0 | 0 | 0 | 0 | 0 | 0 | 0 | 0 | 0 | 0 | 0 | 0 | 0 | 0 | 0 | 0 | 0 | 0 | 0 | 0 | 0 | 0 | 0 | 0 | 0 | 0 | 0 | 0 | 716.4 | 0 | 718.2 | 0 | 0 | 0 | 0 | 716.4 | 0 | 0 | 0 | 0 | 0 | 0 | 0 | 0
PG&E NGBA | Monroe | 115 | 0 | 0 | 0 | 0 | 0 | 0 | 0 | 0 | 0 | 0 | 0 | 0 | 0 | 0 | 0 | 0 | 0 | 0 | 0 | 0 | 0 | 0 | 0 | 0 | 0 | 0 | 0 | 0 | 0 | 0 | 0 | 0 | 0 | 0 | 0 | 0 | 0 | 0 | 0 | 0 | 0 | 0 | 0 | 0 | 0 | 0 | 0 | 0 |  | 0 | 0 | 0 | 0 | 0 | 0 | 0 | 0 | 0 | 0 | 0 | 0 | 0 | 0 | 0 | 0 | 0 | 0 | 0 | 0 | 0 | 0 | 0 | 0 | 0 | 0 | 0 | 0 | 0 | 0 | 0 | 0 | 0 | 0 | 0 | 0 | 0 | 0 | 0 | 0 | 0 | 0 | 0 | 0 | 0 | 0 | 0 | 0 | 0 | 0 | 0 | 0
SDGE | Monserate | 69 | 0 | 0 | 0 | 0 | 0 | 0 | 0 | 0 | 0 | 0 | 0 | 0 | 0 | 0 | 0 | 0 | 0 | 0 | 0 | 0 | 0 | 0 | 0 | 0 | 0 | 0 | 0 | 0 | 0 | 0 | 0 | 0 | 0 | 0 | 0 | 0 | 0 | 0 | 0 | 0 | 0 | 0 | 0 | 0 | 0 | 0 | 0 | 0 |  | 0 | 0 | 0 | 0 | 0 | 0 | 0 | 0 | 0 | 0 | 0 | 0 | 0 | 0 | 0 | 0 | 0 | 0 | 0 | 0 | 0 | 0 | 0 | 0 | 0 | 0 | 0 | 0 | 0 | 0 | 0 | 0 | 0 | 0 | 0 | 0 | 0 | 0 | 0 | 0 | 0 | 0 | 0 | 0 | 0 | 0 | 0 | 0 | 0 | 0 | 0 | 0
PG&E GBA | Monta Vista | 115 | 0 | 0 | 0 | 0 | 0 | 0 | 0 | 0 | 0 | 0 | 0 | 0 | 0 | 0 | 0 | 0 | 0 | 0 | 0 | 0 | 0 | 0 | 0 | 0 | 0 | 0 | 0 | 0 | 0 | 0 | 0 | 0 | 0 | 0 | 0 | 0 | 0 | 0 | 0 | 0 | 0 | 0 | 0 | 0 | 0 | 0 | 0 | 0 |  | 0 | 0 | 0 | 0 | 0 | 0 | 0 | 0 | 0 | 0 | 0 | 0 | 0 | 0 | 0 | 0 | 0 | 0 | 0 | 0 | 0 | 0 | 0 | 0 | 0 | 0 | 0 | 0 | 0 | 0 | 0 | 0 | 0 | 0 | 0 | 0 | 0 | 0 | 0 | 0 | 0 | 0 | 0 | 0 | 0 | 0 | 0 | 0 | 0 | 0 | 0 | 0
PG&E GBA | Monta Vista | 230 | 0 | 0 | 0 | 0 | 0 | 0 | 0 | 0 | 0 | 0 | 0 | 0 | 0 | 0 | 0 | 0 | 0 | 0 | 0 | 0 | 0 | 0 | 0 | 0 | 0 | 0 | 0 | 0 | 0 | 0 | 0 | 0 | 0 | 0 | 0 | 0 | 0 | 0 | 0 | 0 | 0 | 0 | 0 | 0 | 0 | 0 | 0 | 0 |  | 0 | 0 | 0 | 0 | 0 | 0 | 0 | 0 | 0 | 0 | 0 | 0 | 0 | 0 | 0 | 0 | 0 | 0 | 0 | 0 | 0 | 0 | 0 | 0 | 0 | 0 | 0 | 0 | 0 | 0 | 0 | 0 | 0 | 0 | 0 | 0 | 0 | 0 | 0 | 0 | 0 | 0 | 0 | 0 | 0 | 0 | 0 | 0 | 0 | 0 | 0 | 0
PG&E GBA | Monta Vista | 60 | 0 | 0 | 0 | 0 | 0 | 0 | 0 | 0 | 0 | 0 | 0 | 0 | 0 | 0 | 0 | 0 | 0 | 0 | 0 | 0 | 0 | 0 | 0 | 0 | 0 | 0 | 0 | 0 | 0 | 0 | 0 | 0 | 0 | 0 | 0 | 0 | 0 | 0 | 0 | 0 | 0 | 0 | 0 | 0 | 0 | 0 | 0 | 0 |  | 0 | 0 | 0 | 0 | 0 | 0 | 0 | 0 | 0 | 0 | 0 | 0 | 0 | 0 | 0 | 0 | 0 | 0 | 0 | 0 | 0 | 0 | 0 | 0 | 0 | 0 | 0 | 0 | 0 | 0 | 0 | 0 | 0 | 0 | 0 | 0 | 0 | 0 | 0 | 0 | 0 | 0 | 0 | 0 | 0 | 0 | 0 | 0 | 0 | 0 | 0 | 0
PG&E NGBA | Monticello | 115 | 0 | 0 | 0 | 0 | 0 | 0 | 0 | 0 | 0 | 0 | 0 | 0 | 0 | 0 | 0 | 0 | 0 | 0 | 0 | 0 | 0 | 0 | 0 | 0 | 0 | 0 | 0 | 0 | 0 | 0 | 0 | 0 | 0 | 0 | 0 | 0 | 0 | 0 | 0 | 0 | 0 | 0 | 0 | 0 | 0 | 0 | 0 | 0 |  | 0 | 0 | 0 | 0 | 0 | 0 | 0 | 0 | 0 | 0 | 0 | 0 | 0 | 0 | 0 | 0 | 0 | 0 | 0 | 0 | 0 | 0 | 0 | 0 | 0 | 0 | 0 | 0 | 0 | 0 | 0 | 0 | 0 | 0 | 0 | 0 | 0 | 0 | 0 | 0 | 0 | 0 | 0 | 0 | 0 | 0 | 0 | 0 | 0 | 0 | 0 | 0
SCE Northern | Moorpark | 230 | 500 | 500 | 0 | 0 | 0 | 0 | 0 | 0 | 0 | 0 | 0 | 0 | 500 | 500 | 0 | 0 | 0 | 0 | 0 | 0 | 0 | 0 | 0 | 0 | 1589.525 | 500 | 0 | 0 | 0 | 0 | 0 | 0 | 0 | 0 | 0 | 0 | 1589.525 | 500 | 0 | 0 | 0 | 0 | 0 | 0 | 0 | 0 | 0 | 0 |  | 500 | 500 | 0 | 0 | 0 | 0 | 0 | 0 | 0 | 0 | 0 | 0 | 500 | 500 | 0 | 0 | 0 | 0 | 0 | 0 | 0 | 0 | 0 | 0 | 500 | 500 | 0 | 0 | 0 | 0 | 0 | 0 | 0 | 0 | 0 | 0 | 0 | 0 | 0 | 0 | 0 | 0 | 0 | 0 | 0 | 0 | 0 | 0 | 0 | 0 | 0 | 0
SCE Northern | Moorpark | 66 | 0 | 0 | 0 | 0 | 0 | 0 | 0 | 0 | 0 | 0 | 0 | 0 | 0 | 0 | 0 | 0 | 0 | 0 | 0 | 0 | 0 | 0 | 0 | 0 | 0 | 0 | 0 | 0 | 0 | 0 | 0 | 0 | 0 | 0 | 0 | 0 | 0 | 0 | 0 | 0 | 0 | 0 | 0 | 0 | 0 | 0 | 0 | 0 |  | 0 | 0 | 0 | 0 | 0 | 0 | 0 | 0 | 0 | 0 | 0 | 0 | 0 | 0 | 0 | 0 | 0 | 0 | 0 | 0 | 0 | 0 | 0 | 0 | 0 | 0 | 0 | 0 | 0 | 0 | 0 | 0 | 0 | 0 | 0 | 0 | 0 | 0 | 0 | 0 | 0 | 0 | 0 | 0 | 0 | 0 | 0 | 0 | 0 | 0 | 0 | 0
PG&E GBA | Moraga | 115 | 0 | 0 | 0 | 0 | 0 | 0 | 0 | 0 | 0 | 0 | 0 | 0 | 0 | 0 | 0 | 0 | 0 | 0 | 0 | 0 | 0 | 0 | 0 | 0 | 0 | 0 | 0 | 0 | 0 | 0 | 0 | 0 | 0 | 0 | 0 | 0 | 0 | 0 | 0 | 0 | 0 | 0 | 0 | 0 | 0 | 0 | 0 | 0 |  | 0 | 0 | 0 | 0 | 0 | 0 | 0 | 0 | 0 | 0 | 0 | 0 | 0 | 0 | 0 | 0 | 0 | 0 | 0 | 0 | 0 | 0 | 0 | 0 | 0 | 0 | 0 | 0 | 0 | 0 | 0 | 0 | 0 | 0 | 0 | 0 | 0 | 0 | 0 | 0 | 0 | 0 | 0 | 0 | 0 | 0 | 0 | 0 | 0 | 0 | 0 | 0
PG&E GBA | Moraga | 230 | 0 | 0 | 0 | 0 | 0 | 0 | 0 | 0 | 0 | 0 | 0 | 0 | 0 | 0 | 0 | 0 | 0 | 0 | 0 | 0 | 0 | 0 | 0 | 0 | 0 | 0 | 0 | 0 | 0 | 0 | 0 | 0 | 0 | 0 | 0 | 0 | 0 | 0 | 0 | 0 | 0 | 0 | 0 | 0 | 0 | 0 | 0 | 0 |  | 0 | 0 | 0 | 0 | 0 | 0 | 0 | 0 | 0 | 0 | 0 | 0 | 0 | 0 | 0 | 0 | 0 | 0 | 0 | 0 | 0 | 0 | 0 | 0 | 0 | 0 | 0 | 0 | 0 | 0 | 0 | 0 | 0 | 0 | 0 | 0 | 0 | 0 | 0 | 0 | 0 | 0 | 0 | 0 | 0 | 0 | 0 | 0 | 0 | 0 | 0 | 0
PG&E GBA | Morgan Hill | 115 | 0 | 0 | 0 | 0 | 0 | 0 | 0 | 0 | 0 | 0 | 0 | 0 | 0 | 0 | 0 | 0 | 0 | 0 | 0 | 0 | 0 | 0 | 0 | 0 | 0 | 0 | 0 | 0 | 0 | 0 | 0 | 0 | 0 | 0 | 0 | 0 | 0 | 0 | 0 | 0 | 0 | 0 | 0 | 0 | 0 | 0 | 0 | 0 |  | 0 | 0 | 0 | 0 | 0 | 0 | 0 | 0 | 0 | 0 | 0 | 0 | 0 | 0 | 0 | 0 | 0 | 0 | 0 | 0 | 0 | 0 | 0 | 0 | 0 | 0 | 0 | 0 | 0 | 0 | 0 | 0 | 0 | 0 | 0 | 0 | 0 | 0 | 0 | 0 | 0 | 0 | 0 | 0 | 0 | 0 | 0 | 0 | 0 | 0 | 0 | 0
PG&E KERN | Morro Bay | 115 | 0 | 0 | 0 | 0 | 0 | 0 | 0 | 0 | 0 | 0 | 0 | 0 | 0 | 0 | 0 | 0 | 0 | 0 | 0 | 0 | 0 | 0 | 0 | 0 | 0 | 0 | 0 | 0 | 0 | 0 | 0 | 0 | 0 | 0 | 0 | 0 | 0 | 0 | 0 | 0 | 0 | 0 | 0 | 0 | 0 | 0 | 0 | 0 |  | 0 | 0 | 0 | 0 | 0 | 0 | 0 | 0 | 0 | 0 | 0 | 0 | 0 | 0 | 0 | 0 | 0 | 0 | 0 | 0 | 0 | 0 | 0 | 0 | 0 | 0 | 0 | 0 | 0 | 0 | 0 | 0 | 0 | 0 | 0 | 0 | 0 | 0 | 0 | 0 | 0 | 0 | 0 | 0 | 0 | 0 | 0 | 0 | 0 | 0 | 0 | 0
PG&E KERN | Morro Bay | 230 | 108 | 0 | 520 | 464.9 | 0 | 0 | 0 | 0 | 0 | 0 | 0 | 0 | 0 | 0 | 0 | 0 | 0 | 0 | 0 | 0 | 0 | 0 | 0 | 0 | 405.4 | 0 | 0 | 0 | 0 | 0 | 0 | 0 | 0 | 0 | 0 | 0 | 405.4 | 0 | 0 | 0 | 0 | 0 | 0 | 0 | 0 | 0 | 0 | 0 |  | 0 | 0 | 0 | 0 | 0 | 0 | 0 | 0 | 0 | 0 | 0 | 0 | 0 | 0 | 0 | 0 | 0 | 0 | 0 | 0 | 0 | 0 | 0 | 0 | 0 | 0 | 0 | 0 | 0 | 0 | 0 | 0 | 0 | 0 | 0 | 0 | 0 | 0 | 0 | 0 | 0 | 0 | 0 | 0 | 0 | 0 | 0 | 0 | 0 | 0 | 0 | 0
PG&E KERN | Morro Bay | 500 | 0 | 0 | 0 | 0 | 0 | 0 | 0 | 0 | 0 | 0 | 0 | 0 | 0 | 0 | 0 | 0 | 0 | 0 | 0 | 0 | 0 | 0 | 0 | 0 | 0 | 0 | 0 | 0 | 0 | 0 | 0 | 0 | 0 | 0 | 0 | 0 | 0 | 0 | 0 | 0 | 0 | 0 | 0 | 0 | 0 | 0 | 0 | 0 |  | 0 | 0 | 0 | 0 | 0 | 0 | 0 | 0 | 0 | 0 | 0 | 0 | 0 | 0 | 0 | 0 | 0 | 0 | 0 | 0 | 0 | 0 | 0 | 0 | 0 | 0 | 0 | 0 | 0 | 0 | 0 | 0 | 0 | 0 | 0 | 0 | 0 | 0 | 0 | 0 | 0 | 0 | 0 | 0 | 0 | 0 | 0 | 0 | 0 | 0 | 0 | 0
PG&E GBA | Moss Landing | 115 | 0 | 0 | 0 | 0 | 0 | 0 | 0 | 0 | 0 | 0 | 0 | 0 | 0 | 0 | 0 | 0 | 0 | 0 | 0 | 0 | 0 | 0 | 0 | 0 | 0 | 0 | 0 | 0 | 0 | 0 | 0 | 0 | 0 | 0 | 0 | 0 | 0 | 0 | 0 | 0 | 0 | 0 | 0 | 0 | 0 | 0 | 0 | 0 |  | 0 | 0 | 0 | 0 | 0 | 0 | 0 | 0 | 0 | 0 | 0 | 0 | 0 | 0 | 0 | 0 | 0 | 0 | 0 | 0 | 0 | 0 | 0 | 0 | 0 | 0 | 0 | 0 | 0 | 0 | 0 | 0 | 0 | 0 | 0 | 0 | 0 | 0 | 0 | 0 | 0 | 0 | 0 | 0 | 0 | 0 | 0 | 0 | 0 | 0 | 0 | 0
PG&E GBA | Moss Landing | 230 | 0 | 0 | 0 | 0 | 0 | 0 | 0 | 0 | 0 | 0 | 0 | 0 | 0 | 0 | 0 | 0 | 0 | 0 | 0 | 0 | 0 | 0 | 0 | 0 | 0 | 0 | 0 | 0 | 0 | 0 | 0 | 0 | 0 | 0 | 0 | 0 | 0 | 0 | 0 | 0 | 0 | 0 | 0 | 0 | 0 | 0 | 0 | 0 |  | 0 | 0 | 0 | 0 | 0 | 0 | 0 | 0 | 0 | 0 | 0 | 0 | 0 | 0 | 0 | 0 | 0 | 0 | 0 | 0 | 0 | 0 | 0 | 0 | 0 | 0 | 0 | 0 | 0 | 0 | 0 | 0 | 0 | 0 | 0 | 0 | 0 | 0 | 0 | 0 | 0 | 0 | 0 | 0 | 0 | 0 | 0 | 0 | 0 | 0 | 0 | 0
PG&E GBA | Moss Landing | 500 | 782.79 | 750 | 0 | 0 | 0 | 0 | 0 | 0 | 0 | 0 | 0 | 0 | 782.79 | 750 | 0 | 0 | 0 | 0 | 0 | 0 | 0 | 0 | 0 | 0 | 1539.603 | 1500 | 0 | 0 | 0 | 0 | 0 | 0 | 1525.172 | 0 | 0 | 0 | 1539.603 | 1500 | 0 | 0 | 0 | 0 | 0 | 0 | 1525.172 | 0 | 0 | 0 |  | 782.79 | 750 | 0 | 0 | 0 | 0 | 0 | 0 | 0 | 0 | 0 | 0 | 782.79 | 750 | 0 | 0 | 0 | 0 | 0 | 0 | 0 | 0 | 0 | 0 | 782.79 | 750 | 0 | 0 | 0 | 0 | 0 | 0 | 0 | 0 | 0 | 0 | 0 | 0 | 0 | 0 | 0 | 0 | 0 | 0 | 0 | 0 | 0 | 0 | 0 | 0 | 0 | 0
EOP | Mountain Pass | 115 | 0 | 0 | 0 | 0 | 0 | 0 | 0 | 0 | 0 | 0 | 0 | 0 | 0 | 0 | 0 | 0 | 0 | 0 | 0 | 0 | 0 | 0 | 0 | 0 | 0 | 0 | 0 | 0 | 0 | 0 | 0 | 0 | 0 | 0 | 0 | 0 | 0 | 0 | 0 | 0 | 0 | 0 | 0 | 0 | 0 | 0 | 0 | 0 |  | 0 | 0 | 0 | 0 | 0 | 0 | 0 | 0 | 0 | 0 | 0 | 0 | 0 | 0 | 0 | 0 | 0 | 0 | 0 | 0 | 0 | 0 | 0 | 0 | 0 | 0 | 0 | 0 | 0 | 0 | 0 | 0 | 0 | 0 | 0 | 0 | 0 | 0 | 0 | 0 | 0 | 0 | 0 | 0 | 0 | 0 | 0 | 0 | 0 | 0 | 0 | 0
PG&E GBA | Mountain View | 115 | 0 | 0 | 0 | 0 | 0 | 0 | 0 | 0 | 0 | 0 | 0 | 0 | 0 | 0 | 0 | 0 | 0 | 0 | 0 | 0 | 0 | 0 | 0 | 0 | 0 | 0 | 0 | 0 | 0 | 0 | 0 | 0 | 0 | 0 | 0 | 0 | 0 | 0 | 0 | 0 | 0 | 0 | 0 | 0 | 0 | 0 | 0 | 0 |  | 0 | 0 | 0 | 0 | 0 | 0 | 0 | 0 | 0 | 0 | 0 | 0 | 0 | 0 | 0 | 0 | 0 | 0 | 0 | 0 | 0 | 0 | 0 | 0 | 0 | 0 | 0 | 0 | 0 | 0 | 0 | 0 | 0 | 0 | 0 | 0 | 0 | 0 | 0 | 0 | 0 | 0 | 0 | 0 | 0 | 0 | 0 | 0 | 0 | 0 | 0 | 0
PG&E GBA | Mt Eden | 115 | 0 | 0 | 0 | 0 | 0 | 0 | 0 | 0 | 0 | 0 | 0 | 0 | 0 | 0 | 0 | 0 | 0 | 0 | 0 | 0 | 0 | 0 | 0 | 0 | 0 | 0 | 0 | 0 | 0 | 0 | 0 | 0 | 0 | 0 | 0 | 0 | 0 | 0 | 0 | 0 | 0 | 0 | 0 | 0 | 0 | 0 | 0 | 0 |  | 0 | 0 | 0 | 0 | 0 | 0 | 0 | 0 | 0 | 0 | 0 | 0 | 0 | 0 | 0 | 0 | 0 | 0 | 0 | 0 | 0 | 0 | 0 | 0 | 0 | 0 | 0 | 0 | 0 | 0 | 0 | 0 | 0 | 0 | 0 | 0 | 0 | 0 | 0 | 0 | 0 | 0 | 0 | 0 | 0 | 0 | 0 | 0 | 0 | 0 | 0 | 0
PG&E KERN | Mt Poso | 115 | 0 | 0 | 0 | 0 | 0 | 0 | 0 | 0 | 0 | 0 | 0 | 0 | 0 | 0 | 0 | 0 | 0 | 0 | 0 | 0 | 0 | 0 | 0 | 0 | 0 | 0 | 0 | 0 | 0 | 0 | 0 | 0 | 0 | 0 | 0 | 0 | 0 | 0 | 0 | 0 | 0 | 0 | 0 | 0 | 0 | 0 | 0 | 0 |  | 0 | 0 | 0 | 0 | 0 | 0 | 0 | 0 | 0 | 0 | 0 | 0 | 0 | 0 | 0 | 0 | 0 | 0 | 0 | 0 | 0 | 0 | 0 | 0 | 0 | 0 | 0 | 0 | 0 | 0 | 0 | 0 | 0 | 0 | 0 | 0 | 0 | 0 | 0 | 0 | 0 | 0 | 0 | 0 | 0 | 0 | 0 | 0 | 0 | 0 | 0 | 0
SDGE | Murray | 69 | 0 | 0 | 0 | 0 | 0 | 0 | 0 | 0 | 0 | 0 | 0 | 0 | 0 | 0 | 0 | 0 | 0 | 0 | 0 | 0 | 0 | 0 | 0 | 0 | 0 | 0 | 0 | 0 | 0 | 0 | 0 | 0 | 0 | 0 | 0 | 0 | 0 | 0 | 0 | 0 | 0 | 0 | 0 | 0 | 0 | 0 | 0 | 0 |  | 0 | 0 | 0 | 0 | 0 | 0 | 0 | 0 | 0 | 0 | 0 | 0 | 0 | 0 | 0 | 0 | 0 | 0 | 0 | 0 | 0 | 0 | 0 | 0 | 0 | 0 | 0 | 0 | 0 | 0 | 0 | 0 | 0 | 0 | 0 | 0 | 0 | 0 | 0 | 0 | 0 | 0 | 0 | 0 | 0 | 0 | 0 | 0 | 0 | 0 | 0 | 0
PG&E FRESNO | Mustang | 230 | 0 | 0 | 0 | 0 | 0 | 0 | 0 | 0 | 0 | 0 | 0 | 0 | 300 | 180 | 0 | 0 | 310.707 | 0 | 0 | 0 | 0 | 0 | 0 | 0 | 300 | 180 | 0 | 0 | 310.707 | 0 | 0 | 0 | 0 | 0 | 0 | 0 | 300 | 180 | 0 | 0 | 310.707 | 0 | 0 | 0 | 0 | 0 | 0 | 0 |  | 300 | 180 | 0 | 0 | 310.707 | 0 | 0 | 0 | 0 | 0 | 0 | 0 | 300 | 180 | 0 | 0 | 310.707 | 0 | 0 | 0 | 0 | 0 | 0 | 0 | 300 | 180 | 0 | 0 | 310.707 | 0 | 0 | 0 | 0 | 0 | 0 | 0 | 0 | 0 | 0 | 0 | 0 | 0 | 0 | 0 | 0 | 0 | 0 | 0 | 0 | 0 | 0 | 0
SCE Northern | Neenach | 66 | 0 | 0 | 0 | 0 | 0 | 0 | 0 | 0 | 0 | 0 | 0 | 0 | 66 | 66 | 0 | 0 | 0 | 0 | 0 | 0 | 0 | 0 | 0 | 0 | 66 | 66 | 0 | 0 | 0 | 0 | 0 | 0 | 0 | 0 | 0 | 0 | 66 | 66 | 0 | 0 | 0 | 0 | 0 | 0 | 0 | 0 | 0 | 0 |  | 66 | 23.3772 | 0 | 0 | 0 | 0 | 0 | 0 | 0 | 0 | 0 | 0 | 66 | 66 | 0 | 0 | 0 | 0 | 0 | 0 | 0 | 0 | 0 | 0 | 66 | 66 | 0 | 0 | 0 | 0 | 0 | 0 | 0 | 0 | 0 | 0 | 0 | 0 | 0 | 0 | 0 | 0 | 0 | 0 | 0 | 0 | 0 | 0 | 0 | 0 | 0 | 0
PG&E KERN | New Sub - Gates - Midway (Proposed) | 230 | 261.5 | 0.5 | 0 | 0 | 60 | 0 | 0 | 0 | 0 | 0 | 0 | 0 | 23 | 0.5 | 0 | 0 | 60 | 0 | 0 | 0 | 0 | 0 | 0 | 0 | 434.3018 | 0.5 | 0 | 0 | 470 | 0 | 0 | 0 | 0 | 0 | 0 | 0 | 434.3018 | 0.5 | 0 | 0 | 470 | 0 | 0 | 0 | 0 | 0 | 0 | 0 |  | 261.5 | 0.5 | 0 | 0 | 60 | 0 | 0 | 0 | 0 | 0 | 0 | 0 | 23 | 0.5 | 0 | 0 | 60 | 0 | 0 | 0 | 0 | 0 | 0 | 0 | 23 | 0.5 | 0 | 0 | 60 | 0 | 0 | 0 | 0 | 0 | 0 | 0 | 0 | 0 | 0 | 0 | 0 | 0 | 0 | 0 | 0 | 0 | 0 | 0 | 0 | 0 | 0 | 0
PG&E KERN | New Sub - Gates - Templeton (Proposed) | 230 | 0 | 0 | 0 | 0 | 0 | 0 | 0 | 0 | 0 | 0 | 0 | 0 | 300.951 | 285 | 0 | 0 | 303.678 | 0 | 0 | 0 | 0 | 0 | 0 | 0 | 300.951 | 285 | 0 | 0 | 303.678 | 0 | 0 | 0 | 0 | 0 | 0 | 0 | 300.951 | 285 | 0 | 0 | 303.678 | 0 | 0 | 0 | 0 | 0 | 0 | 0 |  | 0 | 0 | 0 | 0 | 0 | 0 | 0 | 0 | 0 | 0 | 0 | 0 | 0 | 0 | 0 | 0 | 0 | 0 | 0 | 0 | 0 | 0 | 0 | 0 | 0 | 0 | 0 | 0 | 0 | 0 | 0 | 0 | 0 | 0 | 0 | 0 | 0 | 0 | 0 | 0 | 0 | 0 | 0 | 0 | 0 | 0 | 0 | 0 | 0 | 0 | 0 | 0
SCE NOL | New Sub - Kramer - Lugo (Proposed) | 230 | 0 | 0 | 0 | 0 | 0 | 0 | 0 | 0 | 0 | 0 | 0 | 0 | 0 | 0 | 0 | 0 | 0 | 0 | 0 | 0 | 0 | 0 | 0 | 0 | 408.12 | 280 | 0 | 0 | 0 | 0 | 0 | 0 | 0 | 0 | 0 | 0 | 408.12 | 280 | 0 | 0 | 0 | 0 | 0 | 0 | 0 | 0 | 0 | 0 |  | 0 | 0 | 0 | 0 | 0 | 0 | 0 | 0 | 0 | 0 | 0 | 0 | 0 | 0 | 0 | 0 | 0 | 0 | 0 | 0 | 0 | 0 | 0 | 0 | 0 | 0 | 0 | 0 | 0 | 0 | 0 | 0 | 0 | 0 | 0 | 0 | 0 | 0 | 0 | 0 | 0 | 0 | 0 | 0 | 0 | 0 | 0 | 0 | 0 | 0 | 0 | 0
PG&E FRESNO | New Sub - Los Banos - Midway (Proposed) | 500 | 0 | 0 | 0 | 0 | 0 | 0 | 0 | 0 | 0 | 0 | 0 | 0 | 1182.384 | 1150 | 0 | 0 | 1182.384 | 0 | 0 | 0 | 0 | 0 | 0 | 0 | 1182.384 | 1150 | 0 | 0 | 1182.384 | 0 | 0 | 0 | 0 | 0 | 0 | 0 | 1182.384 | 1150 | 0 | 0 | 1182.384 | 0 | 0 | 0 | 0 | 0 | 0 | 0 |  | 0 | 0 | 0 | 0 | 0 | 0 | 0 | 0 | 0 | 0 | 0 | 0 | 0 | 0 | 0 | 0 | 0 | 0 | 0 | 0 | 0 | 0 | 0 | 0 | 0 | 0 | 0 | 0 | 0 | 0 | 0 | 0 | 0 | 0 | 0 | 0 | 0 | 0 | 0 | 0 | 0 | 0 | 0 | 0 | 0 | 0 | 0 | 0 | 0 | 0 | 0 | 0
SCE NOL | New Sub - Lugo - Pisgah (Proposed) | 230 | 0 | 0 | 0 | 0 | 0 | 0 | 0 | 0 | 0 | 0 | 0 | 0 | 0 | 0 | 0 | 0 | 0 | 0 | 0 | 0 | 0 | 0 | 0 | 0 | 0 | 0 | 0 | 0 | 0 | 0 | 0 | 0 | 0 | 0 | 0 | 0 | 0 | 0 | 0 | 0 | 0 | 0 | 0 | 0 | 0 | 0 | 0 | 0 |  | 0 | 0 | 0 | 0 | 0 | 0 | 0 | 0 | 0 | 0 | 0 | 0 | 0 | 0 | 0 | 0 | 0 | 0 | 0 | 0 | 0 | 0 | 0 | 0 | 0 | 0 | 0 | 0 | 0 | 0 | 0 | 0 | 0 | 0 | 0 | 0 | 0 | 0 | 0 | 0 | 0 | 0 | 0 | 0 | 0 | 0 | 0 | 0 | 0 | 0 | 0 | 0
PG&E KERN | New Sub - Midway - Wheeler Ridge (Proposed) | 230 | 0 | 0 | 0 | 0 | 50 | 0 | 0 | 0 | 0 | 0 | 0 | 0 | 0 | 0 | 0 | 0 | 102 | 0 | 0 | 0 | 0 | 0 | 0 | 0 | 0 | 0 | 0 | 0 | 102 | 0 | 0 | 0 | 0 | 0 | 0 | 0 | 0 | 0 | 0 | 0 | 102 | 0 | 0 | 0 | 0 | 0 | 0 | 0 |  | 0 | 0 | 0 | 0 | 152 | 0 | 0 | 0 | 0 | 0 | 0 | 0 | 0 | 0 | 0 | 0 | 102 | 0 | 0 | 0 | 0 | 0 | 0 | 0 | 0 | 0 | 0 | 0 | 102 | 0 | 0 | 0 | 0 | 0 | 0 | 0 | 0 | 0 | 0 | 0 | 0 | 0 | 0 | 0 | 0 | 0 | 0 | 0 | 0 | 0 | 0 | 0
PG&E NGBA | New Sub - Near existing Leavitt (PSREC) | 345 | 0 | 0 | 0 | 0 | 0 | 0 | 0 | 0 | 0 | 0 | 0 | 0 | 0 | 0 | 0 | 0 | 0 | 0 | 0 | 0 | 0 | 0 | 0 | 0 | 0 | 0 | 0 | 0 | 0 | 0 | 0 | 0 | 0 | 0 | 0 | 0 | 0 | 0 | 0 | 0 | 0 | 0 | 0 | 0 | 0 | 0 | 0 | 0 |  | 0 | 0 | 0 | 0 | 0 | 0 | 0 | 0 | 0 | 0 | 0 | 0 | 0 | 0 | 0 | 0 | 0 | 0 | 0 | 0 | 0 | 0 | 0 | 0 | 0 | 0 | 0 | 0 | 0 | 0 | 0 | 0 | 0 | 0 | 0 | 0 | 0 | 0 | 0 | 0 | 0 | 0 | 0 | 0 | 0 | 0 | 0 | 0 | 0 | 0 | 0 | 0
PG&E NGBA | New Sub - Near existing Madeline (NVE) | 345 | 0 | 0 | 0 | 0 | 0 | 0 | 0 | 0 | 0 | 0 | 0 | 0 | 0 | 0 | 0 | 0 | 0 | 0 | 0 | 0 | 0 | 0 | 0 | 0 | 0 | 0 | 0 | 0 | 0 | 0 | 0 | 0 | 0 | 0 | 0 | 0 | 0 | 0 | 0 | 0 | 0 | 0 | 0 | 0 | 0 | 0 | 0 | 0 |  | 0 | 0 | 0 | 0 | 0 | 0 | 0 | 0 | 0 | 0 | 0 | 0 | 0 | 0 | 0 | 0 | 0 | 0 | 0 | 0 | 0 | 0 | 0 | 0 | 0 | 0 | 0 | 0 | 0 | 0 | 0 | 0 | 0 | 0 | 0 | 0 | 0 | 0 | 0 | 0 | 0 | 0 | 0 | 0 | 0 | 0 | 0 | 0 | 0 | 0 | 0 | 0
SDGE | New Sub - North Gila - IV (Proposed) | 500 | 0 | 0 | 0 | 0 | 0 | 0 | 0 | 0 | 0 | 0 | 0 | 0 | 0 | 0 | 0 | 0 | 0 | 0 | 0 | 0 | 0 | 0 | 0 | 0 | 1182.38 | 1150 | 0 | 0 | 1182.38 | 0 | 0 | 0 | 0 | 0 | 0 | 0 | 1182.38 | 1150 | 0 | 0 | 1182.38 | 0 | 0 | 0 | 0 | 0 | 0 | 0 |  | 0 | 0 | 0 | 0 | 0 | 0 | 0 | 0 | 0 | 0 | 0 | 0 | 0 | 0 | 0 | 0 | 0 | 0 | 0 | 0 | 0 | 0 | 0 | 0 | 0 | 0 | 0 | 0 | 0 | 0 | 0 | 0 | 0 | 0 | 0 | 0 | 0 | 0 | 0 | 0 | 0 | 0 | 0 | 0 | 0 | 0 | 0 | 0 | 0 | 0 | 0 | 0
PG&E NGBA | New Sub - Pit 1 - Cottonwood (Proposed) | 230 | 0 | 0 | 0 | 0 | 0 | 0 | 0 | 0 | 206 | 200 | 0 | 0 | 0 | 0 | 0 | 0 | 0 | 0 | 0 | 0 | 206 | 200 | 0 | 0 | 0 | 0 | 0 | 0 | 0 | 0 | 0 | 0 | 206 | 200 | 0 | 0 | 0 | 0 | 0 | 0 | 0 | 0 | 0 | 0 | 206 | 200 | 0 | 0 |  | 0 | 0 | 0 | 0 | 0 | 0 | 0 | 0 | 206 | 200 | 0 | 0 | 0 | 0 | 0 | 0 | 0 | 0 | 0 | 0 | 206 | 200 | 0 | 0 | 0 | 0 | 0 | 0 | 0 | 0 | 0 | 0 | 206 | 200 | 0 | 0 | 0 | 0 | 0 | 0 | 0 | 0 | 0 | 0 | 0 | 0 | 0 | 0 | 0 | 0 | 0 | 0
PG&E GBA | New Sub - Rancho Seco - Bellota (Proposed) | 230 | 0 | 0 | 0 | 0 | 0 | 0 | 0 | 0 | 0 | 0 | 0 | 0 | 0 | 0 | 0 | 0 | 0 | 0 | 0 | 0 | 0 | 0 | 0 | 0 | 0 | 0 | 0 | 0 | 0 | 0 | 0 | 0 | 0 | 0 | 0 | 0 | 0 | 0 | 0 | 0 | 0 | 0 | 0 | 0 | 0 | 0 | 0 | 0 |  | 0 | 0 | 0 | 0 | 0 | 0 | 0 | 0 | 0 | 0 | 0 | 0 | 0 | 0 | 0 | 0 | 0 | 0 | 0 | 0 | 0 | 0 | 0 | 0 | 0 | 0 | 0 | 0 | 0 | 0 | 0 | 0 | 0 | 0 | 0 | 0 | 0 | 0 | 0 | 0 | 0 | 0 | 0 | 0 | 0 | 0 | 0 | 0 | 0 | 0 | 0 | 0
SDGE | New Sub - Suncrest - Ocotillo (Proposed) | 500 | 0 | 0 | 0 | 0 | 0 | 0 | 0 | 0 | 400 | 0 | 0 | 0 | 0 | 0 | 0 | 0 | 0 | 0 | 0 | 0 | 400 | 0 | 0 | 0 | 313.9193 | 0 | 0 | 0 | 0 | 0 | 0 | 0 | 505.8 | 0 | 0 | 0 | 313.9193 | 0 | 0 | 0 | 0 | 0 | 0 | 0 | 505.8 | 0 | 0 | 0 |  | 0 | 0 | 0 | 0 | 0 | 0 | 0 | 0 | 0 | 0 | 0 | 0 | 0 | 0 | 0 | 0 | 0 | 0 | 0 | 0 | 0 | 0 | 0 | 0 | 0 | 0 | 0 | 0 | 0 | 0 | 0 | 0 | 0 | 0 | 0 | 0 | 0 | 0 | 0 | 0 | 0 | 0 | 0 | 0 | 0 | 0 | 0 | 0 | 0 | 0 | 0 | 0
PG&E FRESNO | New Sub - Westley - Quinto (Proposed) | 230 | 0 | 0 | 0 | 0 | 0 | 0 | 0 | 0 | 0 | 0 | 0 | 0 | 523.6878 | 450 | 0 | 0 | 158.9783 | 0 | 0 | 0 | 0 | 0 | 0 | 0 | 523.6878 | 450 | 0 | 0 | 158.9783 | 0 | 0 | 0 | 0 | 0 | 0 | 0 | 523.6878 | 450 | 0 | 0 | 158.9783 | 0 | 0 | 0 | 0 | 0 | 0 | 0 |  | 0 | 0 | 0 | 0 | 0 | 0 | 0 | 0 | 0 | 0 | 0 | 0 | 158.5678 | 150 | 0 | 0 | 158.9783 | 0 | 0 | 0 | 0 | 0 | 0 | 0 | 158.5678 | 150 | 0 | 0 | 158.9783 | 0 | 0 | 0 | 0 | 0 | 0 | 0 | 0 | 0 | 0 | 0 | 0 | 0 | 0 | 0 | 0 | 0 | 0 | 0 | 0 | 0 | 0 | 0
PG&E GBA | Newark | 115 | 0 | 0 | 0 | 0 | 0 | 0 | 0 | 0 | 0 | 0 | 0 | 0 | 0 | 0 | 0 | 0 | 0 | 0 | 0 | 0 | 0 | 0 | 0 | 0 | 0 | 0 | 0 | 0 | 0 | 0 | 0 | 0 | 0 | 0 | 0 | 0 | 0 | 0 | 0 | 0 | 0 | 0 | 0 | 0 | 0 | 0 | 0 | 0 |  | 0 | 0 | 0 | 0 | 0 | 0 | 0 | 0 | 0 | 0 | 0 | 0 | 0 | 0 | 0 | 0 | 0 | 0 | 0 | 0 | 0 | 0 | 0 | 0 | 0 | 0 | 0 | 0 | 0 | 0 | 0 | 0 | 0 | 0 | 0 | 0 | 0 | 0 | 0 | 0 | 0 | 0 | 0 | 0 | 0 | 0 | 0 | 0 | 0 | 0 | 0 | 0
PG&E GBA | Newark | 230 | 0 | 0 | 0 | 0 | 0 | 0 | 0 | 0 | 0 | 0 | 0 | 0 | 0 | 0 | 0 | 0 | 0 | 0 | 0 | 0 | 0 | 0 | 0 | 0 | 252 | 180 | 0 | 0 | 0 | 0 | 0 | 0 | 0 | 0 | 0 | 0 | 252 | 180 | 0 | 0 | 0 | 0 | 0 | 0 | 0 | 0 | 0 | 0 |  | 0 | 0 | 0 | 0 | 0 | 0 | 0 | 0 | 0 | 0 | 0 | 0 | 0 | 0 | 0 | 0 | 0 | 0 | 0 | 0 | 0 | 0 | 0 | 0 | 0 | 0 | 0 | 0 | 0 | 0 | 0 | 0 | 0 | 0 | 0 | 0 | 0 | 0 | 0 | 0 | 0 | 0 | 0 | 0 | 0 | 0 | 0 | 0 | 0 | 0 | 0 | 0
PG&E GBA | Newark | 60 | 0 | 0 | 0 | 0 | 0 | 0 | 0 | 0 | 0 | 0 | 0 | 0 | 0 | 0 | 0 | 0 | 0 | 0 | 0 | 0 | 0 | 0 | 0 | 0 | 0 | 0 | 0 | 0 | 0 | 0 | 0 | 0 | 0 | 0 | 0 | 0 | 0 | 0 | 0 | 0 | 0 | 0 | 0 | 0 | 0 | 0 | 0 | 0 |  | 0 | 0 | 0 | 0 | 0 | 0 | 0 | 0 | 0 | 0 | 0 | 0 | 0 | 0 | 0 | 0 | 0 | 0 | 0 | 0 | 0 | 0 | 0 | 0 | 0 | 0 | 0 | 0 | 0 | 0 | 0 | 0 | 0 | 0 | 0 | 0 | 0 | 0 | 0 | 0 | 0 | 0 | 0 | 0 | 0 | 0 | 0 | 0 | 0 | 0 | 0 | 0
PG&E FRESNO | Newhall | 115 | 0 | 0 | 0 | 0 | 0 | 0 | 0 | 0 | 0 | 0 | 0 | 0 | 0 | 0 | 0 | 0 | 0 | 0 | 0 | 0 | 0 | 0 | 0 | 0 | 0 | 0 | 0 | 0 | 0 | 0 | 0 | 0 | 0 | 0 | 0 | 0 | 0 | 0 | 0 | 0 | 0 | 0 | 0 | 0 | 0 | 0 | 0 | 0 |  | 0 | 0 | 0 | 0 | 0 | 0 | 0 | 0 | 0 | 0 | 0 | 0 | 0 | 0 | 0 | 0 | 0 | 0 | 0 | 0 | 0 | 0 | 0 | 0 | 0 | 0 | 0 | 0 | 0 | 0 | 0 | 0 | 0 | 0 | 0 | 0 | 0 | 0 | 0 | 0 | 0 | 0 | 0 | 0 | 0 | 0 | 0 | 0 | 0 | 0 | 0 | 0
PG&E KERN | Norco | 115 | 0 | 0 | 0 | 0 | 0 | 0 | 0 | 0 | 0 | 0 | 0 | 0 | 0 | 0 | 0 | 0 | 0 | 0 | 0 | 0 | 0 | 0 | 0 | 0 | 0 | 0 | 0 | 0 | 0 | 0 | 0 | 0 | 0 | 0 | 0 | 0 | 0 | 0 | 0 | 0 | 0 | 0 | 0 | 0 | 0 | 0 | 0 | 0 |  | 0 | 0 | 0 | 0 | 0 | 0 | 0 | 0 | 0 | 0 | 0 | 0 | 0 | 0 | 0 | 0 | 0 | 0 | 0 | 0 | 0 | 0 | 0 | 0 | 0 | 0 | 0 | 0 | 0 | 0 | 0 | 0 | 0 | 0 | 0 | 0 | 0 | 0 | 0 | 0 | 0 | 0 | 0 | 0 | 0 | 0 | 0 | 0 | 0 | 0 | 0 | 0
PG&E GBA | Nortech | 115 | 0 | 0 | 0 | 0 | 0 | 0 | 0 | 0 | 0 | 0 | 0 | 0 | 0 | 0 | 0 | 0 | 0 | 0 | 0 | 0 | 0 | 0 | 0 | 0 | 0 | 0 | 0 | 0 | 0 | 0 | 0 | 0 | 0 | 0 | 0 | 0 | 0 | 0 | 0 | 0 | 0 | 0 | 0 | 0 | 0 | 0 | 0 | 0 |  | 0 | 0 | 0 | 0 | 0 | 0 | 0 | 0 | 0 | 0 | 0 | 0 | 0 | 0 | 0 | 0 | 0 | 0 | 0 | 0 | 0 | 0 | 0 | 0 | 0 | 0 | 0 | 0 | 0 | 0 | 0 | 0 | 0 | 0 | 0 | 0 | 0 | 0 | 0 | 0 | 0 | 0 | 0 | 0 | 0 | 0 | 0 | 0 | 0 | 0 | 0 | 0
SDGE | North City Metering | 138 | 0 | 0 | 0 | 0 | 0 | 0 | 0 | 0 | 0 | 0 | 0 | 0 | 0 | 0 | 0 | 0 | 0 | 0 | 0 | 0 | 0 | 0 | 0 | 0 | 0 | 0 | 0 | 0 | 0 | 0 | 0 | 0 | 0 | 0 | 0 | 0 | 0 | 0 | 0 | 0 | 0 | 0 | 0 | 0 | 0 | 0 | 0 | 0 |  | 0 | 0 | 0 | 0 | 0 | 0 | 0 | 0 | 0 | 0 | 0 | 0 | 0 | 0 | 0 | 0 | 0 | 0 | 0 | 0 | 0 | 0 | 0 | 0 | 0 | 0 | 0 | 0 | 0 | 0 | 0 | 0 | 0 | 0 | 0 | 0 | 0 | 0 | 0 | 0 | 0 | 0 | 0 | 0 | 0 | 0 | 0 | 0 | 0 | 0 | 0 | 0
PG&E GBA | North Dublin | 230 | 0 | 0 | 0 | 0 | 0 | 0 | 0 | 0 | 0 | 0 | 0 | 0 | 0 | 0 | 0 | 0 | 0 | 0 | 0 | 0 | 0 | 0 | 0 | 0 | 0 | 0 | 0 | 0 | 0 | 0 | 0 | 0 | 0 | 0 | 0 | 0 | 0 | 0 | 0 | 0 | 0 | 0 | 0 | 0 | 0 | 0 | 0 | 0 |  | 0 | 0 | 0 | 0 | 0 | 0 | 0 | 0 | 0 | 0 | 0 | 0 | 0 | 0 | 0 | 0 | 0 | 0 | 0 | 0 | 0 | 0 | 0 | 0 | 0 | 0 | 0 | 0 | 0 | 0 | 0 | 0 | 0 | 0 | 0 | 0 | 0 | 0 | 0 | 0 | 0 | 0 | 0 | 0 | 0 | 0 | 0 | 0 | 0 | 0 | 0 | 0
SDGE | North Gila | 500 | 0 | 0 | 0 | 0 | 0 | 0 | 0 | 0 | 0 | 0 | 0 | 0 | 0 | 0 | 0 | 0 | 0 | 0 | 0 | 0 | 0 | 0 | 0 | 0 | 0 | 0 | 0 | 0 | 0 | 0 | 0 | 0 | 0 | 0 | 0 | 0 | 0 | 0 | 0 | 0 | 0 | 0 | 0 | 0 | 0 | 0 | 0 | 0 |  | 0 | 0 | 0 | 0 | 0 | 0 | 0 | 0 | 0 | 0 | 0 | 0 | 0 | 0 | 0 | 0 | 0 | 0 | 0 | 0 | 0 | 0 | 0 | 0 | 0 | 0 | 0 | 0 | 0 | 0 | 0 | 0 | 0 | 0 | 0 | 0 | 0 | 0 | 0 | 0 | 0 | 0 | 0 | 0 | 0 | 0 | 0 | 0 | 0 | 0 | 0 | 0
SCE Metro | North of SONGS | 230 | 0 | 0 | 0 | 0 | 0 | 0 | 0 | 0 | 0 | 0 | 0 | 0 | 0 | 0 | 0 | 0 | 0 | 0 | 0 | 0 | 0 | 0 | 0 | 0 | 0 | 0 | 0 | 0 | 0 | 0 | 0 | 0 | 0 | 0 | 0 | 0 | 0 | 0 | 0 | 0 | 0 | 0 | 0 | 0 | 0 | 0 | 0 | 0 |  | 0 | 0 | 0 | 0 | 0 | 0 | 0 | 0 | 0 | 0 | 0 | 0 | 0 | 0 | 0 | 0 | 0 | 0 | 0 | 0 | 0 | 0 | 0 | 0 | 0 | 0 | 0 | 0 | 0 | 0 | 0 | 0 | 0 | 0 | 0 | 0 | 0 | 0 | 0 | 0 | 0 | 0 | 0 | 0 | 0 | 0 | 0 | 0 | 0 | 0 | 0 | 0
SCE Metro | North of SONGS | 500 | 0 | 0 | 0 | 0 | 0 | 0 | 0 | 0 | 0 | 0 | 0 | 0 | 0 | 0 | 0 | 0 | 0 | 0 | 0 | 0 | 0 | 0 | 0 | 0 | 0 | 0 | 0 | 0 | 0 | 0 | 0 | 0 | 0 | 0 | 0 | 0 | 0 | 0 | 0 | 0 | 0 | 0 | 0 | 0 | 0 | 0 | 0 | 0 |  | 0 | 0 | 0 | 0 | 0 | 0 | 0 | 0 | 0 | 0 | 0 | 0 | 0 | 0 | 0 | 0 | 0 | 0 | 0 | 0 | 0 | 0 | 0 | 0 | 0 | 0 | 0 | 0 | 0 | 0 | 0 | 0 | 0 | 0 | 0 | 0 | 0 | 0 | 0 | 0 | 0 | 0 | 0 | 0 | 0 | 0 | 0 | 0 | 0 | 0 | 0 | 0
PG&E NGBA | Notre Dame | 115 | 0 | 0 | 0 | 0 | 0 | 0 | 0 | 0 | 0 | 0 | 0 | 0 | 0 | 0 | 0 | 0 | 0 | 0 | 0 | 0 | 0 | 0 | 0 | 0 | 0 | 0 | 0 | 0 | 0 | 0 | 0 | 0 | 0 | 0 | 0 | 0 | 0 | 0 | 0 | 0 | 0 | 0 | 0 | 0 | 0 | 0 | 0 | 0 |  | 0 | 0 | 0 | 0 | 0 | 0 | 0 | 0 | 0 | 0 | 0 | 0 | 0 | 0 | 0 | 0 | 0 | 0 | 0 | 0 | 0 | 0 | 0 | 0 | 0 | 0 | 0 | 0 | 0 | 0 | 0 | 0 | 0 | 0 | 0 | 0 | 0 | 0 | 0 | 0 | 0 | 0 | 0 | 0 | 0 | 0 | 0 | 0 | 0 | 0 | 0 | 0
PG&E GBA | Oakland C | 115 | 0 | 0 | 0 | 0 | 0 | 0 | 0 | 0 | 0 | 0 | 0 | 0 | 0 | 0 | 0 | 0 | 0 | 0 | 0 | 0 | 0 | 0 | 0 | 0 | 75.6 | 0 | 0 | 0 | 0 | 0 | 0 | 0 | 0 | 0 | 0 | 0 | 75.6 | 0 | 0 | 0 | 0 | 0 | 0 | 0 | 0 | 0 | 0 | 0 |  | 0 | 0 | 0 | 0 | 0 | 0 | 0 | 0 | 0 | 0 | 0 | 0 | 75.6 | 0 | 0 | 0 | 0 | 0 | 0 | 0 | 0 | 0 | 0 | 0 | 75.6 | 0 | 0 | 0 | 0 | 0 | 0 | 0 | 0 | 0 | 0 | 0 | 0 | 0 | 0 | 0 | 0 | 0 | 0 | 0 | 0 | 0 | 0 | 0 | 0 | 0 | 0 | 0
PG&E GBA | Oakland J | 115 | 0 | 0 | 0 | 0 | 0 | 0 | 0 | 0 | 0 | 0 | 0 | 0 | 0 | 0 | 0 | 0 | 0 | 0 | 0 | 0 | 0 | 0 | 0 | 0 | 50 | 50 | 0 | 0 | 0 | 0 | 0 | 0 | 0 | 0 | 0 | 0 | 50 | 50 | 0 | 0 | 0 | 0 | 0 | 0 | 0 | 0 | 0 | 0 |  | 0 | 0 | 0 | 0 | 0 | 0 | 0 | 0 | 0 | 0 | 0 | 0 | 50 | 50 | 0 | 0 | 0 | 0 | 0 | 0 | 0 | 0 | 0 | 0 | 50 | 50 | 0 | 0 | 0 | 0 | 0 | 0 | 0 | 0 | 0 | 0 | 0 | 0 | 0 | 0 | 0 | 0 | 0 | 0 | 0 | 0 | 0 | 0 | 0 | 0 | 0 | 0
PG&E GBA | Oakland L | 115 | 0 | 0 | 0 | 0 | 0 | 0 | 0 | 0 | 0 | 0 | 0 | 0 | 0 | 0 | 0 | 0 | 0 | 0 | 0 | 0 | 0 | 0 | 0 | 0 | 0 | 0 | 0 | 0 | 0 | 0 | 0 | 0 | 0 | 0 | 0 | 0 | 0 | 0 | 0 | 0 | 0 | 0 | 0 | 0 | 0 | 0 | 0 | 0 |  | 0 | 0 | 0 | 0 | 0 | 0 | 0 | 0 | 0 | 0 | 0 | 0 | 0 | 0 | 0 | 0 | 0 | 0 | 0 | 0 | 0 | 0 | 0 | 0 | 0 | 0 | 0 | 0 | 0 | 0 | 0 | 0 | 0 | 0 | 0 | 0 | 0 | 0 | 0 | 0 | 0 | 0 | 0 | 0 | 0 | 0 | 0 | 0 | 0 | 0 | 0 | 0
PG&E GBA | Oakland X | 115 | 0 | 0 | 0 | 0 | 0 | 0 | 0 | 0 | 0 | 0 | 0 | 0 | 0 | 0 | 0 | 0 | 0 | 0 | 0 | 0 | 0 | 0 | 0 | 0 | 0 | 0 | 0 | 0 | 0 | 0 | 0 | 0 | 0 | 0 | 0 | 0 | 0 | 0 | 0 | 0 | 0 | 0 | 0 | 0 | 0 | 0 | 0 | 0 |  | 0 | 0 | 0 | 0 | 0 | 0 | 0 | 0 | 0 | 0 | 0 | 0 | 0 | 0 | 0 | 0 | 0 | 0 | 0 | 0 | 0 | 0 | 0 | 0 | 0 | 0 | 0 | 0 | 0 | 0 | 0 | 0 | 0 | 0 | 0 | 0 | 0 | 0 | 0 | 0 | 0 | 0 | 0 | 0 | 0 | 0 | 0 | 0 | 0 | 0 | 0 | 0
SDGE | Ocean Ranch | 69 | 0 | 0 | 0 | 0 | 0 | 0 | 0 | 0 | 0 | 0 | 0 | 0 | 0 | 0 | 0 | 0 | 0 | 0 | 0 | 0 | 0 | 0 | 0 | 0 | 105 | 0 | 0 | 0 | 0 | 0 | 0 | 0 | 0 | 0 | 0 | 0 | 105 | 0 | 0 | 0 | 0 | 0 | 0 | 0 | 0 | 0 | 0 | 0 |  | 0 | 0 | 0 | 0 | 0 | 0 | 0 | 0 | 0 | 0 | 0 | 0 | 105 | 0 | 0 | 0 | 0 | 0 | 0 | 0 | 0 | 0 | 0 | 0 | 105 | 0 | 0 | 0 | 0 | 0 | 0 | 0 | 0 | 0 | 0 | 0 | 0 | 0 | 0 | 0 | 0 | 0 | 0 | 0 | 0 | 0 | 0 | 0 | 0 | 0 | 0 | 0
PG&E KERN | Oceano | 115 | 0 | 0 | 0 | 0 | 0 | 0 | 0 | 0 | 0 | 0 | 0 | 0 | 0 | 0 | 0 | 0 | 0 | 0 | 0 | 0 | 0 | 0 | 0 | 0 | 0 | 0 | 0 | 0 | 0 | 0 | 0 | 0 | 0 | 0 | 0 | 0 | 0 | 0 | 0 | 0 | 0 | 0 | 0 | 0 | 0 | 0 | 0 | 0 |  | 0 | 0 | 0 | 0 | 0 | 0 | 0 | 0 | 0 | 0 | 0 | 0 | 0 | 0 | 0 | 0 | 0 | 0 | 0 | 0 | 0 | 0 | 0 | 0 | 0 | 0 | 0 | 0 | 0 | 0 | 0 | 0 | 0 | 0 | 0 | 0 | 0 | 0 | 0 | 0 | 0 | 0 | 0 | 0 | 0 | 0 | 0 | 0 | 0 | 0 | 0 | 0
SDGE | Ocotillo Express | 500 | 0 | 0 | 0 | 0 | 0 | 0 | 0 | 0 | 0 | 0 | 0 | 0 | 0 | 0 | 0 | 0 | 0 | 0 | 0 | 0 | 0 | 0 | 0 | 0 | 0 | 0 | 0 | 0 | 0 | 0 | 0 | 0 | 0 | 0 | 0 | 0 | 0 | 0 | 0 | 0 | 0 | 0 | 0 | 0 | 0 | 0 | 0 | 0 |  | 0 | 0 | 0 | 0 | 0 | 0 | 0 | 0 | 0 | 0 | 0 | 0 | 0 | 0 | 0 | 0 | 0 | 0 | 0 | 0 | 0 | 0 | 0 | 0 | 0 | 0 | 0 | 0 | 0 | 0 | 0 | 0 | 0 | 0 | 0 | 0 | 0 | 0 | 0 | 0 | 0 | 0 | 0 | 0 | 0 | 0 | 0 | 0 | 0 | 0 | 0 | 0
PG&E KERN | Old River | 70 | 0 | 0 | 0 | 0 | 0 | 0 | 0 | 0 | 0 | 0 | 0 | 0 | 0 | 0 | 0 | 0 | 0 | 0 | 0 | 0 | 0 | 0 | 0 | 0 | 0 | 0 | 0 | 0 | 0 | 0 | 0 | 0 | 0 | 0 | 0 | 0 | 0 | 0 | 0 | 0 | 0 | 0 | 0 | 0 | 0 | 0 | 0 | 0 |  | 0 | 0 | 0 | 0 | 0 | 0 | 0 | 0 | 0 | 0 | 0 | 0 | 0 | 0 | 0 | 0 | 0 | 0 | 0 | 0 | 0 | 0 | 0 | 0 | 0 | 0 | 0 | 0 | 0 | 0 | 0 | 0 | 0 | 0 | 0 | 0 | 0 | 0 | 0 | 0 | 0 | 0 | 0 | 0 | 0 | 0 | 0 | 0 | 0 | 0 | 0 | 0
SDGE | Old Town | 230 | 0 | 0 | 0 | 0 | 0 | 0 | 0 | 0 | 0 | 0 | 0 | 0 | 0 | 0 | 0 | 0 | 0 | 0 | 0 | 0 | 0 | 0 | 0 | 0 | 0 | 0 | 0 | 0 | 0 | 0 | 0 | 0 | 0 | 0 | 0 | 0 | 0 | 0 | 0 | 0 | 0 | 0 | 0 | 0 | 0 | 0 | 0 | 0 |  | 0 | 0 | 0 | 0 | 0 | 0 | 0 | 0 | 0 | 0 | 0 | 0 | 0 | 0 | 0 | 0 | 0 | 0 | 0 | 0 | 0 | 0 | 0 | 0 | 0 | 0 | 0 | 0 | 0 | 0 | 0 | 0 | 0 | 0 | 0 | 0 | 0 | 0 | 0 | 0 | 0 | 0 | 0 | 0 | 0 | 0 | 0 | 0 | 0 | 0 | 0 | 0
SCE Metro | Olinda | 230 | 0 | 0 | 0 | 0 | 0 | 0 | 0 | 0 | 0 | 0 | 0 | 0 | 0 | 0 | 0 | 0 | 0 | 0 | 0 | 0 | 0 | 0 | 0 | 0 | 0 | 0 | 0 | 0 | 0 | 0 | 0 | 0 | 0 | 0 | 0 | 0 | 0 | 0 | 0 | 0 | 0 | 0 | 0 | 0 | 0 | 0 | 0 | 0 |  | 0 | 0 | 0 | 0 | 0 | 0 | 0 | 0 | 0 | 0 | 0 | 0 | 0 | 0 | 0 | 0 | 0 | 0 | 0 | 0 | 0 | 0 | 0 | 0 | 0 | 0 | 0 | 0 | 0 | 0 | 0 | 0 | 0 | 0 | 0 | 0 | 0 | 0 | 0 | 0 | 0 | 0 | 0 | 0 | 0 | 0 | 0 | 0 | 0 | 0 | 0 | 0
PG&E FRESNO | Olive | 115 | 0 | 0 | 0 | 0 | 0 | 0 | 0 | 0 | 0 | 0 | 0 | 0 | 0 | 0 | 0 | 0 | 0 | 0 | 0 | 0 | 0 | 0 | 0 | 0 | 0 | 0 | 0 | 0 | 0 | 0 | 0 | 0 | 0 | 0 | 0 | 0 | 0 | 0 | 0 | 0 | 0 | 0 | 0 | 0 | 0 | 0 | 0 | 0 |  | 0 | 0 | 0 | 0 | 0 | 0 | 0 | 0 | 0 | 0 | 0 | 0 | 0 | 0 | 0 | 0 | 0 | 0 | 0 | 0 | 0 | 0 | 0 | 0 | 0 | 0 | 0 | 0 | 0 | 0 | 0 | 0 | 0 | 0 | 0 | 0 | 0 | 0 | 0 | 0 | 0 | 0 | 0 | 0 | 0 | 0 | 0 | 0 | 0 | 0 | 0 | 0
PG&E NGBA | Olivehurst | 115 | 0 | 0 | 0 | 0 | 0 | 0 | 0 | 0 | 0 | 0 | 0 | 0 | 0 | 0 | 0 | 0 | 0 | 0 | 0 | 0 | 0 | 0 | 0 | 0 | 0 | 0 | 0 | 0 | 0 | 0 | 0 | 0 | 0 | 0 | 0 | 0 | 0 | 0 | 0 | 0 | 0 | 0 | 0 | 0 | 0 | 0 | 0 | 0 |  | 0 | 0 | 0 | 0 | 0 | 0 | 0 | 0 | 0 | 0 | 0 | 0 | 0 | 0 | 0 | 0 | 0 | 0 | 0 | 0 | 0 | 0 | 0 | 0 | 0 | 0 | 0 | 0 | 0 | 0 | 0 | 0 | 0 | 0 | 0 | 0 | 0 | 0 | 0 | 0 | 0 | 0 | 0 | 0 | 0 | 0 | 0 | 0 | 0 | 0 | 0 | 0
PG&E NGBA | Oregon Trail | 60 | 0 | 0 | 0 | 0 | 0 | 0 | 0 | 0 | 0 | 0 | 0 | 0 | 0 | 0 | 0 | 0 | 0 | 0 | 0 | 0 | 0 | 0 | 0 | 0 | 0 | 0 | 0 | 0 | 0 | 0 | 0 | 0 | 0 | 0 | 0 | 0 | 0 | 0 | 0 | 0 | 0 | 0 | 0 | 0 | 0 | 0 | 0 | 0 |  | 0 | 0 | 0 | 0 | 0 | 0 | 0 | 0 | 0 | 0 | 0 | 0 | 0 | 0 | 0 | 0 | 0 | 0 | 0 | 0 | 0 | 0 | 0 | 0 | 0 | 0 | 0 | 0 | 0 | 0 | 0 | 0 | 0 | 0 | 0 | 0 | 0 | 0 | 0 | 0 | 0 | 0 | 0 | 0 | 0 | 0 | 0 | 0 | 0 | 0 | 0 | 0
SCE Northern | Ormond Beach | 230 | 0 | 0 | 0 | 0 | 0 | 0 | 0 | 0 | 0 | 0 | 0 | 0 | 0 | 0 | 0 | 0 | 0 | 0 | 0 | 0 | 0 | 0 | 0 | 0 | 0 | 0 | 0 | 0 | 0 | 0 | 0 | 0 | 0 | 0 | 0 | 0 | 0 | 0 | 0 | 0 | 0 | 0 | 0 | 0 | 0 | 0 | 0 | 0 |  | 0 | 0 | 0 | 0 | 0 | 0 | 0 | 0 | 0 | 0 | 0 | 0 | 0 | 0 | 0 | 0 | 0 | 0 | 0 | 0 | 0 | 0 | 0 | 0 | 0 | 0 | 0 | 0 | 0 | 0 | 0 | 0 | 0 | 0 | 0 | 0 | 0 | 0 | 0 | 0 | 0 | 0 | 0 | 0 | 0 | 0 | 0 | 0 | 0 | 0 | 0 | 0
PG&E FRESNO | Oro Loma | 115 | 0 | 0 | 0 | 0 | 0 | 0 | 0 | 0 | 0 | 0 | 0 | 0 | 0 | 0 | 0 | 0 | 0 | 0 | 0 | 0 | 0 | 0 | 0 | 0 | 0 | 0 | 0 | 0 | 0 | 0 | 0 | 0 | 0 | 0 | 0 | 0 | 0 | 0 | 0 | 0 | 0 | 0 | 0 | 0 | 0 | 0 | 0 | 0 |  | 0 | 0 | 0 | 0 | 0 | 0 | 0 | 0 | 0 | 0 | 0 | 0 | 0 | 0 | 0 | 0 | 0 | 0 | 0 | 0 | 0 | 0 | 0 | 0 | 0 | 0 | 0 | 0 | 0 | 0 | 0 | 0 | 0 | 0 | 0 | 0 | 102.7 | 0 | 102.7 | 0 | 0 | 0 | 0 | 102.7 | 102.7 | 0 | 102.7 | 0 | 0 | 0 | 0 | 0
PG&E FRESNO | Oro Loma | 70 | 0 | 0 | 0 | 0 | 0 | 0 | 0 | 0 | 0 | 0 | 0 | 0 | 0 | 0 | 0 | 0 | 0 | 0 | 0 | 0 | 0 | 0 | 0 | 0 | 0 | 0 | 0 | 0 | 0 | 0 | 0 | 0 | 0 | 0 | 0 | 0 | 0 | 0 | 0 | 0 | 0 | 0 | 0 | 0 | 0 | 0 | 0 | 0 |  | 0 | 0 | 0 | 0 | 0 | 0 | 0 | 0 | 0 | 0 | 0 | 0 | 0 | 0 | 0 | 0 | 0 | 0 | 0 | 0 | 0 | 0 | 0 | 0 | 0 | 0 | 0 | 0 | 0 | 0 | 0 | 0 | 0 | 0 | 0 | 0 | 103.226 | 0 | 103.226 | 0 | 0 | 0 | 0 | 103.226 | 0 | 0 | 0 | 0 | 0 | 0 | 0 | 0
PG&E FRESNO | Orosi | 70 | 0 | 0 | 0 | 0 | 0 | 0 | 0 | 0 | 0 | 0 | 0 | 0 | 0 | 0 | 0 | 0 | 0 | 0 | 0 | 0 | 0 | 0 | 0 | 0 | 0 | 0 | 0 | 0 | 0 | 0 | 0 | 0 | 0 | 0 | 0 | 0 | 0 | 0 | 0 | 0 | 0 | 0 | 0 | 0 | 0 | 0 | 0 | 0 |  | 0 | 0 | 0 | 0 | 0 | 0 | 0 | 0 | 0 | 0 | 0 | 0 | 0 | 0 | 0 | 0 | 0 | 0 | 0 | 0 | 0 | 0 | 0 | 0 | 0 | 0 | 0 | 0 | 0 | 0 | 0 | 0 | 0 | 0 | 0 | 0 | 0 | 0 | 0 | 0 | 0 | 0 | 0 | 0 | 0 | 0 | 0 | 0 | 0 | 0 | 0 | 0
SDGE | Otay | 69 | 0 | 0 | 0 | 0 | 0 | 0 | 0 | 0 | 0 | 0 | 0 | 0 | 0 | 0 | 0 | 0 | 0 | 0 | 0 | 0 | 0 | 0 | 0 | 0 | 0 | 0 | 0 | 0 | 0 | 0 | 0 | 0 | 0 | 0 | 0 | 0 | 0 | 0 | 0 | 0 | 0 | 0 | 0 | 0 | 0 | 0 | 0 | 0 |  | 0 | 0 | 0 | 0 | 0 | 0 | 0 | 0 | 0 | 0 | 0 | 0 | 0 | 0 | 0 | 0 | 0 | 0 | 0 | 0 | 0 | 0 | 0 | 0 | 0 | 0 | 0 | 0 | 0 | 0 | 0 | 0 | 0 | 0 | 0 | 0 | 0 | 0 | 0 | 0 | 0 | 0 | 0 | 0 | 0 | 0 | 0 | 0 | 0 | 0 | 0 | 0
SDGE | Otay Mesa | 230 | 0 | 0 | 0 | 0 | 0 | 0 | 0 | 0 | 0 | 0 | 0 | 0 | 312.96 | 0 | 0 | 0 | 0 | 0 | 0 | 0 | 0 | 0 | 0 | 0 | 882.21 | 0 | 0 | 0 | 0 | 0 | 0 | 0 | 0 | 0 | 0 | 0 | 882.21 | 0 | 0 | 0 | 0 | 0 | 0 | 0 | 0 | 0 | 0 | 0 |  | 312.96 | 0 | 0 | 0 | 0 | 0 | 0 | 0 | 0 | 0 | 0 | 0 | 312.96 | 0 | 0 | 0 | 0 | 0 | 0 | 0 | 0 | 0 | 0 | 0 | 312.96 | 0 | 0 | 0 | 0 | 0 | 0 | 0 | 0 | 0 | 0 | 0 | 0 | 0 | 0 | 0 | 0 | 0 | 0 | 0 | 0 | 0 | 0 | 0 | 0 | 0 | 0 | 0
PG&E FRESNO | Padre Flats SW STA | 230 | 0 | 0 | 0 | 0 | 0 | 0 | 0 | 0 | 0 | 0 | 0 | 0 | 0 | 0 | 0 | 0 | 0 | 0 | 0 | 0 | 0 | 0 | 0 | 0 | 0 | 0 | 0 | 0 | 0 | 0 | 0 | 0 | 0 | 0 | 0 | 0 | 0 | 0 | 0 | 0 | 0 | 0 | 0 | 0 | 0 | 0 | 0 | 0 |  | 0 | 0 | 0 | 0 | 0 | 0 | 0 | 0 | 0 | 0 | 0 | 0 | 0 | 0 | 0 | 0 | 0 | 0 | 0 | 0 | 0 | 0 | 0 | 0 | 0 | 0 | 0 | 0 | 0 | 0 | 0 | 0 | 0 | 0 | 0 | 0 | 0 | 0 | 0 | 0 | 0 | 0 | 0 | 0 | 0 | 0 | 0 | 0 | 0 | 0 | 0 | 0
EOP | Pahrump | 138 | 0 | 0 | 0 | 0 | 0 | 0 | 0 | 0 | 0 | 0 | 0 | 0 | 0 | 0 | 0 | 0 | 0 | 0 | 0 | 0 | 0 | 0 | 0 | 0 | 0 | 0 | 0 | 0 | 0 | 0 | 0 | 0 | 0 | 0 | 0 | 0 | 0 | 0 | 0 | 0 | 0 | 0 | 0 | 0 | 0 | 0 | 0 | 0 |  | 0 | 0 | 0 | 0 | 0 | 0 | 0 | 0 | 0 | 0 | 0 | 0 | 0 | 0 | 0 | 0 | 0 | 0 | 0 | 0 | 0 | 0 | 0 | 0 | 0 | 0 | 0 | 0 | 0 | 0 | 0 | 0 | 0 | 0 | 0 | 0 | 0 | 0 | 0 | 0 | 0 | 0 | 0 | 0 | 0 | 0 | 0 | 0 | 0 | 0 | 0 | 0
EOP | Pahrump | 230 | 0 | 0 | 0 | 0 | 0 | 0 | 0 | 0 | 0 | 0 | 0 | 0 | 0 | 0 | 0 | 0 | 0 | 0 | 0 | 0 | 0 | 0 | 0 | 0 | 0 | 0 | 0 | 0 | 0 | 0 | 0 | 0 | 0 | 0 | 0 | 0 | 0 | 0 | 0 | 0 | 0 | 0 | 0 | 0 | 0 | 0 | 0 | 0 |  | 0 | 0 | 0 | 0 | 0 | 0 | 0 | 0 | 0 | 0 | 0 | 0 | 0 | 0 | 0 | 0 | 0 | 0 | 0 | 0 | 0 | 0 | 0 | 0 | 0 | 0 | 0 | 0 | 0 | 0 | 0 | 0 | 0 | 0 | 0 | 0 | 0 | 0 | 0 | 0 | 0 | 0 | 0 | 0 | 0 | 0 | 0 | 0 | 0 | 0 | 0 | 0
SDGE | Pala | 69 | 0 | 0 | 0 | 0 | 0 | 0 | 0 | 0 | 0 | 0 | 0 | 0 | 0 | 0 | 0 | 0 | 0 | 0 | 0 | 0 | 0 | 0 | 0 | 0 | 0 | 0 | 0 | 0 | 0 | 0 | 0 | 0 | 0 | 0 | 0 | 0 | 0 | 0 | 0 | 0 | 0 | 0 | 0 | 0 | 0 | 0 | 0 | 0 |  | 0 | 0 | 0 | 0 | 0 | 0 | 0 | 0 | 0 | 0 | 0 | 0 | 0 | 0 | 0 | 0 | 0 | 0 | 0 | 0 | 0 | 0 | 0 | 0 | 0 | 0 | 0 | 0 | 0 | 0 | 0 | 0 | 0 | 0 | 0 | 0 | 0 | 0 | 0 | 0 | 0 | 0 | 0 | 0 | 0 | 0 | 0 | 0 | 0 | 0 | 0 | 0
PG&E NGBA | Palermo | 115 | 0 | 0 | 0 | 0 | 0 | 0 | 0 | 0 | 0 | 0 | 0 | 0 | 0 | 0 | 0 | 0 | 0 | 0 | 0 | 0 | 0 | 0 | 0 | 0 | 0 | 0 | 0 | 0 | 0 | 0 | 0 | 0 | 0 | 0 | 0 | 0 | 0 | 0 | 0 | 0 | 0 | 0 | 0 | 0 | 0 | 0 | 0 | 0 |  | 0 | 0 | 0 | 0 | 0 | 0 | 0 | 0 | 0 | 0 | 0 | 0 | 0 | 0 | 0 | 0 | 0 | 0 | 0 | 0 | 0 | 0 | 0 | 0 | 0 | 0 | 0 | 0 | 0 | 0 | 0 | 0 | 0 | 0 | 0 | 0 | 0 | 0 | 0 | 0 | 0 | 0 | 0 | 0 | 0 | 0 | 0 | 0 | 0 | 0 | 0 | 0
PG&E NGBA | Palermo | 230 | 0 | 0 | 0 | 0 | 0 | 0 | 0 | 0 | 0 | 0 | 0 | 0 | 0 | 0 | 0 | 0 | 0 | 0 | 0 | 0 | 0 | 0 | 0 | 0 | 0 | 0 | 0 | 0 | 0 | 0 | 0 | 0 | 0 | 0 | 0 | 0 | 0 | 0 | 0 | 0 | 0 | 0 | 0 | 0 | 0 | 0 | 0 | 0 |  | 0 | 0 | 0 | 0 | 0 | 0 | 0 | 0 | 0 | 0 | 0 | 0 | 0 | 0 | 0 | 0 | 0 | 0 | 0 | 0 | 0 | 0 | 0 | 0 | 0 | 0 | 0 | 0 | 0 | 0 | 0 | 0 | 0 | 0 | 0 | 0 | 0 | 0 | 0 | 0 | 0 | 0 | 0 | 0 | 0 | 0 | 0 | 0 | 0 | 0 | 0 | 0
SCE Eastern | Palo Verde | 500 | 0 | 0 | 0 | 0 | 0 | 0 | 0 | 0 | 0 | 0 | 0 | 0 | 0 | 0 | 0 | 0 | 0 | 0 | 0 | 0 | 0 | 0 | 0 | 0 | 0 | 0 | 0 | 0 | 0 | 0 | 0 | 0 | 0 | 0 | 0 | 0 | 0 | 0 | 0 | 0 | 0 | 0 | 0 | 0 | 0 | 0 | 0 | 0 |  | 0 | 0 | 0 | 0 | 0 | 0 | 0 | 0 | 0 | 0 | 0 | 0 | 0 | 0 | 0 | 0 | 0 | 0 | 0 | 0 | 0 | 0 | 0 | 0 | 0 | 0 | 0 | 0 | 0 | 0 | 0 | 0 | 0 | 0 | 0 | 0 | 0 | 0 | 0 | 0 | 0 | 0 | 0 | 0 | 0 | 0 | 0 | 0 | 0 | 0 | 0 | 0
SDGE | Palomar Energy | 230 | 0 | 0 | 0 | 0 | 0 | 0 | 0 | 0 | 0 | 0 | 0 | 0 | 0 | 0 | 0 | 0 | 0 | 0 | 0 | 0 | 0 | 0 | 0 | 0 | 0 | 0 | 0 | 0 | 0 | 0 | 0 | 0 | 0 | 0 | 0 | 0 | 0 | 0 | 0 | 0 | 0 | 0 | 0 | 0 | 0 | 0 | 0 | 0 |  | 0 | 0 | 0 | 0 | 0 | 0 | 0 | 0 | 0 | 0 | 0 | 0 | 0 | 0 | 0 | 0 | 0 | 0 | 0 | 0 | 0 | 0 | 0 | 0 | 0 | 0 | 0 | 0 | 0 | 0 | 0 | 0 | 0 | 0 | 0 | 0 | 0 | 0 | 0 | 0 | 0 | 0 | 0 | 0 | 0 | 0 | 0 | 0 | 0 | 0 | 0 | 0
PG&E KERN | Panama | 70 | 0 | 0 | 0 | 0 | 0 | 0 | 0 | 0 | 0 | 0 | 0 | 0 | 0 | 0 | 0 | 0 | 0 | 0 | 0 | 0 | 0 | 0 | 0 | 0 | 0 | 0 | 0 | 0 | 0 | 0 | 0 | 0 | 0 | 0 | 0 | 0 | 0 | 0 | 0 | 0 | 0 | 0 | 0 | 0 | 0 | 0 | 0 | 0 |  | 0 | 0 | 0 | 0 | 0 | 0 | 0 | 0 | 0 | 0 | 0 | 0 | 0 | 0 | 0 | 0 | 0 | 0 | 0 | 0 | 0 | 0 | 0 | 0 | 0 | 0 | 0 | 0 | 0 | 0 | 0 | 0 | 0 | 0 | 0 | 0 | 0 | 0 | 0 | 0 | 0 | 0 | 0 | 0 | 0 | 0 | 0 | 0 | 0 | 0 | 0 | 0
PG&E FRESNO | Panoche | 115 | 0 | 0 | 0 | 0 | 0 | 0 | 0 | 0 | 0 | 0 | 0 | 0 | 119.9 | 119.9 | 0 | 0 | 0 | 0 | 0 | 0 | 0 | 0 | 0 | 0 | 124.9 | 119.9 | 0 | 0 | 0 | 0 | 0 | 0 | 0 | 0 | 0 | 0 | 124.9 | 119.9 | 0 | 0 | 0 | 0 | 0 | 0 | 0 | 0 | 0 | 0 |  | 119.9 | 119.9 | 0 | 0 | 0 | 0 | 0 | 0 | 0 | 0 | 0 | 0 | 124.9 | 119.9 | 0 | 0 | 0 | 0 | 0 | 0 | 0 | 0 | 0 | 0 | 124.9 | 119.9 | 0 | 0 | 0 | 0 | 0 | 0 | 0 | 0 | 0 | 0 | 0 | 0 | 0 | 0 | 0 | 0 | 0 | 0 | 0 | 0 | 0 | 0 | 0 | 0 | 0 | 0
PG&E FRESNO | Panoche | 230 | 0 | 0 | 0 | 0 | 0 | 0 | 0 | 0 | 0 | 0 | 0 | 0 | 0 | 0 | 0 | 0 | 0 | 0 | 0 | 0 | 0 | 0 | 0 | 0 | 0 | 0 | 0 | 0 | 0 | 0 | 0 | 0 | 0 | 0 | 0 | 0 | 0 | 0 | 0 | 0 | 0 | 0 | 0 | 0 | 0 | 0 | 0 | 0 |  | 0 | 0 | 0 | 0 | 0 | 0 | 0 | 0 | 0 | 0 | 0 | 0 | 0 | 0 | 0 | 0 | 0 | 0 | 0 | 0 | 0 | 0 | 0 | 0 | 0 | 0 | 0 | 0 | 0 | 0 | 0 | 0 | 0 | 0 | 0 | 0 | 0 | 0 | 0 | 0 | 0 | 0 | 0 | 0 | 0 | 0 | 0 | 0 | 0 | 0 | 0 | 0
SCE Northern | Pardee | 230 | 0 | 0 | 0 | 0 | 0 | 0 | 0 | 0 | 0 | 0 | 0 | 0 | 0 | 0 | 0 | 0 | 0 | 0 | 0 | 0 | 0 | 0 | 0 | 0 | 0 | 0 | 0 | 0 | 0 | 0 | 0 | 0 | 0 | 0 | 0 | 0 | 0 | 0 | 0 | 0 | 0 | 0 | 0 | 0 | 0 | 0 | 0 | 0 |  | 0 | 0 | 0 | 0 | 0 | 0 | 0 | 0 | 0 | 0 | 0 | 0 | 0 | 0 | 0 | 0 | 0 | 0 | 0 | 0 | 0 | 0 | 0 | 0 | 0 | 0 | 0 | 0 | 0 | 0 | 0 | 0 | 0 | 0 | 0 | 0 | 0 | 0 | 0 | 0 | 0 | 0 | 0 | 0 | 0 | 0 | 0 | 0 | 0 | 0 | 0 | 0
PG&E NGBA | Parkway | 230 | 0 | 0 | 0 | 0 | 0 | 0 | 0 | 0 | 0 | 0 | 0 | 0 | 0 | 0 | 0 | 0 | 0 | 0 | 0 | 0 | 0 | 0 | 0 | 0 | 0 | 0 | 0 | 0 | 0 | 0 | 0 | 0 | 0 | 0 | 0 | 0 | 0 | 0 | 0 | 0 | 0 | 0 | 0 | 0 | 0 | 0 | 0 | 0 |  | 0 | 0 | 0 | 0 | 0 | 0 | 0 | 0 | 0 | 0 | 0 | 0 | 0 | 0 | 0 | 0 | 0 | 0 | 0 | 0 | 0 | 0 | 0 | 0 | 0 | 0 | 0 | 0 | 0 | 0 | 0 | 0 | 0 | 0 | 0 | 0 | 0 | 0 | 0 | 0 | 0 | 0 | 0 | 0 | 0 | 0 | 0 | 0 | 0 | 0 | 0 | 0
SCE Northern | Pastoria | 230 | 0 | 0 | 0 | 0 | 1.875 | 0 | 0 | 0 | 0 | 0 | 0 | 0 | 0 | 0 | 0 | 0 | 1.875 | 0 | 0 | 0 | 0 | 0 | 0 | 0 | 0 | 0 | 0 | 0 | 1.875 | 0 | 0 | 0 | 0 | 0 | 0 | 0 | 0 | 0 | 0 | 0 | 1.875 | 0 | 0 | 0 | 0 | 0 | 0 | 0 |  | 0 | 0 | 0 | 0 | 1.875 | 0 | 0 | 0 | 0 | 0 | 0 | 0 | 0 | 0 | 0 | 0 | 1.875 | 0 | 0 | 0 | 0 | 0 | 0 | 0 | 0 | 0 | 0 | 0 | 1.875 | 0 | 0 | 0 | 0 | 0 | 0 | 0 | 0 | 0 | 0 | 0 | 0 | 0 | 0 | 0 | 0 | 0 | 0 | 0 | 0 | 0 | 0 | 0
SCE Metro | Pauda | 230 | 0 | 0 | 0 | 0 | 0 | 0 | 0 | 0 | 0 | 0 | 0 | 0 | 0 | 0 | 0 | 0 | 0 | 0 | 0 | 0 | 0 | 0 | 0 | 0 | 0 | 0 | 0 | 0 | 0 | 0 | 0 | 0 | 0 | 0 | 0 | 0 | 0 | 0 | 0 | 0 | 0 | 0 | 0 | 0 | 0 | 0 | 0 | 0 |  | 0 | 0 | 0 | 0 | 0 | 0 | 0 | 0 | 0 | 0 | 0 | 0 | 0 | 0 | 0 | 0 | 0 | 0 | 0 | 0 | 0 | 0 | 0 | 0 | 0 | 0 | 0 | 0 | 0 | 0 | 0 | 0 | 0 | 0 | 0 | 0 | 0 | 0 | 0 | 0 | 0 | 0 | 0 | 0 | 0 | 0 | 0 | 0 | 0 | 0 | 0 | 0
PG&E GBA | Paul Sweet | 115 | 0 | 0 | 0 | 0 | 0 | 0 | 0 | 0 | 0 | 0 | 0 | 0 | 0 | 0 | 0 | 0 | 0 | 0 | 0 | 0 | 0 | 0 | 0 | 0 | 0 | 0 | 0 | 0 | 0 | 0 | 0 | 0 | 0 | 0 | 0 | 0 | 0 | 0 | 0 | 0 | 0 | 0 | 0 | 0 | 0 | 0 | 0 | 0 |  | 0 | 0 | 0 | 0 | 0 | 0 | 0 | 0 | 0 | 0 | 0 | 0 | 0 | 0 | 0 | 0 | 0 | 0 | 0 | 0 | 0 | 0 | 0 | 0 | 0 | 0 | 0 | 0 | 0 | 0 | 0 | 0 | 0 | 0 | 0 | 0 | 0 | 0 | 0 | 0 | 0 | 0 | 0 | 0 | 0 | 0 | 0 | 0 | 0 | 0 | 0 | 0
PG&E NGBA | Peabody | 230 | 0 | 0 | 0 | 0 | 0 | 0 | 0 | 0 | 0 | 0 | 0 | 0 | 0 | 0 | 0 | 0 | 0 | 0 | 0 | 0 | 0 | 0 | 0 | 0 | 0 | 0 | 0 | 0 | 0 | 0 | 0 | 0 | 0 | 0 | 0 | 0 | 0 | 0 | 0 | 0 | 0 | 0 | 0 | 0 | 0 | 0 | 0 | 0 |  | 0 | 0 | 0 | 0 | 0 | 0 | 0 | 0 | 0 | 0 | 0 | 0 | 0 | 0 | 0 | 0 | 0 | 0 | 0 | 0 | 0 | 0 | 0 | 0 | 0 | 0 | 0 | 0 | 0 | 0 | 0 | 0 | 0 | 0 | 0 | 0 | 0 | 0 | 0 | 0 | 0 | 0 | 0 | 0 | 0 | 0 | 0 | 0 | 0 | 0 | 0 | 0
PG&E NGBA | Pease | 115 | 0 | 0 | 0 | 0 | 0 | 0 | 0 | 0 | 0 | 0 | 0 | 0 | 0 | 0 | 0 | 0 | 0 | 0 | 0 | 0 | 0 | 0 | 0 | 0 | 0 | 0 | 0 | 0 | 0 | 0 | 0 | 0 | 0 | 0 | 0 | 0 | 0 | 0 | 0 | 0 | 0 | 0 | 0 | 0 | 0 | 0 | 0 | 0 |  | 0 | 0 | 0 | 0 | 0 | 0 | 0 | 0 | 0 | 0 | 0 | 0 | 0 | 0 | 0 | 0 | 0 | 0 | 0 | 0 | 0 | 0 | 0 | 0 | 0 | 0 | 0 | 0 | 0 | 0 | 0 | 0 | 0 | 0 | 0 | 0 | 0 | 0 | 0 | 0 | 0 | 0 | 0 | 0 | 0 | 0 | 0 | 0 | 0 | 0 | 0 | 0
PG&E NGBA | Pease | 60 | 0 | 0 | 0 | 0 | 0 | 0 | 0 | 0 | 0 | 0 | 0 | 0 | 0 | 0 | 0 | 0 | 0 | 0 | 0 | 0 | 0 | 0 | 0 | 0 | 50.5 | 0 | 0 | 0 | 0 | 0 | 0 | 0 | 0 | 0 | 0 | 0 | 50.5 | 0 | 0 | 0 | 0 | 0 | 0 | 0 | 0 | 0 | 0 | 0 |  | 0 | 0 | 0 | 0 | 0 | 0 | 0 | 0 | 0 | 0 | 0 | 0 | 50.5 | 0 | 0 | 0 | 0 | 0 | 0 | 0 | 0 | 0 | 0 | 0 | 50.5 | 0 | 0 | 0 | 0 | 0 | 0 | 0 | 0 | 0 | 0 | 0 | 0 | 0 | 0 | 0 | 0 | 0 | 0 | 0 | 0 | 0 | 0 | 0 | 0 | 0 | 0 | 0
SDGE | Penasquitos | 138 | 0 | 0 | 0 | 0 | 0 | 0 | 0 | 0 | 0 | 0 | 0 | 0 | 0 | 0 | 0 | 0 | 0 | 0 | 0 | 0 | 0 | 0 | 0 | 0 | 0 | 0 | 0 | 0 | 0 | 0 | 0 | 0 | 0 | 0 | 0 | 0 | 0 | 0 | 0 | 0 | 0 | 0 | 0 | 0 | 0 | 0 | 0 | 0 |  | 0 | 0 | 0 | 0 | 0 | 0 | 0 | 0 | 0 | 0 | 0 | 0 | 0 | 0 | 0 | 0 | 0 | 0 | 0 | 0 | 0 | 0 | 0 | 0 | 0 | 0 | 0 | 0 | 0 | 0 | 0 | 0 | 0 | 0 | 0 | 0 | 0 | 0 | 0 | 0 | 0 | 0 | 0 | 0 | 0 | 0 | 0 | 0 | 0 | 0 | 0 | 0
SDGE | Penasquitos | 230 | 0 | 0 | 0 | 0 | 0 | 0 | 0 | 0 | 0 | 0 | 0 | 0 | 0 | 0 | 0 | 0 | 0 | 0 | 0 | 0 | 0 | 0 | 0 | 0 | 0 | 0 | 0 | 0 | 0 | 0 | 0 | 0 | 0 | 0 | 0 | 0 | 0 | 0 | 0 | 0 | 0 | 0 | 0 | 0 | 0 | 0 | 0 | 0 |  | 0 | 0 | 0 | 0 | 0 | 0 | 0 | 0 | 0 | 0 | 0 | 0 | 0 | 0 | 0 | 0 | 0 | 0 | 0 | 0 | 0 | 0 | 0 | 0 | 0 | 0 | 0 | 0 | 0 | 0 | 0 | 0 | 0 | 0 | 0 | 0 | 0 | 0 | 0 | 0 | 0 | 0 | 0 | 0 | 0 | 0 | 0 | 0 | 0 | 0 | 0 | 0
SDGE | Penasquitos | 69 | 0 | 0 | 0 | 0 | 0 | 0 | 0 | 0 | 0 | 0 | 0 | 0 | 0 | 0 | 0 | 0 | 0 | 0 | 0 | 0 | 0 | 0 | 0 | 0 | 0 | 0 | 0 | 0 | 0 | 0 | 0 | 0 | 0 | 0 | 0 | 0 | 0 | 0 | 0 | 0 | 0 | 0 | 0 | 0 | 0 | 0 | 0 | 0 |  | 0 | 0 | 0 | 0 | 0 | 0 | 0 | 0 | 0 | 0 | 0 | 0 | 0 | 0 | 0 | 0 | 0 | 0 | 0 | 0 | 0 | 0 | 0 | 0 | 0 | 0 | 0 | 0 | 0 | 0 | 0 | 0 | 0 | 0 | 0 | 0 | 0 | 0 | 0 | 0 | 0 | 0 | 0 | 0 | 0 | 0 | 0 | 0 | 0 | 0 | 0 | 0
SDGE | Pendleton | 69 | 0 | 0 | 0 | 0 | 0 | 0 | 0 | 0 | 0 | 0 | 0 | 0 | 0 | 0 | 0 | 0 | 0 | 0 | 0 | 0 | 0 | 0 | 0 | 0 | 0 | 0 | 0 | 0 | 0 | 0 | 0 | 0 | 0 | 0 | 0 | 0 | 0 | 0 | 0 | 0 | 0 | 0 | 0 | 0 | 0 | 0 | 0 | 0 |  | 0 | 0 | 0 | 0 | 0 | 0 | 0 | 0 | 0 | 0 | 0 | 0 | 0 | 0 | 0 | 0 | 0 | 0 | 0 | 0 | 0 | 0 | 0 | 0 | 0 | 0 | 0 | 0 | 0 | 0 | 0 | 0 | 0 | 0 | 0 | 0 | 0 | 0 | 0 | 0 | 0 | 0 | 0 | 0 | 0 | 0 | 0 | 0 | 0 | 0 | 0 | 0
PG&E NGBA | Penngrove | 115 | 0 | 0 | 0 | 0 | 0 | 0 | 0 | 0 | 0 | 0 | 0 | 0 | 0 | 0 | 0 | 0 | 0 | 0 | 0 | 0 | 0 | 0 | 0 | 0 | 0 | 0 | 0 | 0 | 0 | 0 | 0 | 0 | 0 | 0 | 0 | 0 | 0 | 0 | 0 | 0 | 0 | 0 | 0 | 0 | 0 | 0 | 0 | 0 |  | 0 | 0 | 0 | 0 | 0 | 0 | 0 | 0 | 0 | 0 | 0 | 0 | 0 | 0 | 0 | 0 | 0 | 0 | 0 | 0 | 0 | 0 | 0 | 0 | 0 | 0 | 0 | 0 | 0 | 0 | 0 | 0 | 0 | 0 | 0 | 0 | 0 | 0 | 0 | 0 | 0 | 0 | 0 | 0 | 0 | 0 | 0 | 0 | 0 | 0 | 0 | 0
PG&E GBA | Peoria | 115 | 0 | 0 | 0 | 0 | 0 | 0 | 0 | 0 | 0 | 0 | 0 | 0 | 0 | 0 | 0 | 0 | 0 | 0 | 0 | 0 | 0 | 0 | 0 | 0 | 0 | 0 | 0 | 0 | 0 | 0 | 0 | 0 | 0 | 0 | 0 | 0 | 0 | 0 | 0 | 0 | 0 | 0 | 0 | 0 | 0 | 0 | 0 | 0 |  | 0 | 0 | 0 | 0 | 0 | 0 | 0 | 0 | 0 | 0 | 0 | 0 | 0 | 0 | 0 | 0 | 0 | 0 | 0 | 0 | 0 | 0 | 0 | 0 | 0 | 0 | 0 | 0 | 0 | 0 | 0 | 0 | 0 | 0 | 0 | 0 | 0 | 0 | 0 | 0 | 0 | 0 | 0 | 0 | 0 | 0 | 0 | 0 | 0 | 0 | 0 | 0
PG&E GBA | Piercy | 115 | 0 | 0 | 0 | 0 | 0 | 0 | 0 | 0 | 0 | 0 | 0 | 0 | 0 | 0 | 0 | 0 | 0 | 0 | 0 | 0 | 0 | 0 | 0 | 0 | 0 | 0 | 0 | 0 | 0 | 0 | 0 | 0 | 0 | 0 | 0 | 0 | 0 | 0 | 0 | 0 | 0 | 0 | 0 | 0 | 0 | 0 | 0 | 0 |  | 0 | 0 | 0 | 0 | 0 | 0 | 0 | 0 | 0 | 0 | 0 | 0 | 0 | 0 | 0 | 0 | 0 | 0 | 0 | 0 | 0 | 0 | 0 | 0 | 0 | 0 | 0 | 0 | 0 | 0 | 0 | 0 | 0 | 0 | 0 | 0 | 205 | 0 | 0 | 0 | 0 | 0 | 0 | 205 | 205 | 0 | 0 | 0 | 0 | 0 | 0 | 0
PG&E FRESNO | Pine Flat | 230 | 0 | 0 | 0 | 0 | 0 | 0 | 0 | 0 | 0 | 0 | 0 | 0 | 0 | 0 | 0 | 0 | 0 | 0 | 0 | 0 | 0 | 0 | 0 | 0 | 0 | 0 | 0 | 0 | 0 | 0 | 0 | 0 | 0 | 0 | 0 | 0 | 0 | 0 | 0 | 0 | 0 | 0 | 0 | 0 | 0 | 0 | 0 | 0 |  | 0 | 0 | 0 | 0 | 0 | 0 | 0 | 0 | 0 | 0 | 0 | 0 | 0 | 0 | 0 | 0 | 0 | 0 | 0 | 0 | 0 | 0 | 0 | 0 | 0 | 0 | 0 | 0 | 0 | 0 | 0 | 0 | 0 | 0 | 0 | 0 | 0 | 0 | 0 | 0 | 0 | 0 | 0 | 0 | 0 | 0 | 0 | 0 | 0 | 0 | 0 | 0
SCE NOL | Pisgah | 230 | 0 | 0 | 0 | 0 | 0 | 0 | 0 | 0 | 0 | 0 | 0 | 0 | 0 | 0 | 0 | 0 | 0 | 0 | 0 | 0 | 0 | 0 | 0 | 0 | 312.96 | 240 | 0 | 0 | 312.96 | 0 | 0 | 0 | 0 | 0 | 0 | 0 | 312.96 | 240 | 0 | 0 | 312.96 | 0 | 0 | 0 | 0 | 0 | 0 | 0 |  | 0 | 0 | 0 | 0 | 0 | 0 | 0 | 0 | 0 | 0 | 0 | 0 | 0 | 0 | 0 | 0 | 0 | 0 | 0 | 0 | 0 | 0 | 0 | 0 | 0 | 0 | 0 | 0 | 0 | 0 | 0 | 0 | 0 | 0 | 0 | 0 | 0 | 0 | 312.285 | 0 | 0 | 0 | 0 | 0 | 0 | 0 | 156.525 | 0 | 0 | 0 | 0 | 0
PG&E NGBA | Pit 1 | 230 | 0 | 0 | 0 | 0 | 0 | 0 | 0 | 0 | 0 | 0 | 0 | 0 | 0 | 0 | 0 | 0 | 0 | 0 | 0 | 0 | 0 | 0 | 0 | 0 | 0 | 0 | 0 | 0 | 0 | 0 | 0 | 0 | 0 | 0 | 0 | 0 | 0 | 0 | 0 | 0 | 0 | 0 | 0 | 0 | 0 | 0 | 0 | 0 |  | 0 | 0 | 0 | 0 | 0 | 0 | 0 | 0 | 0 | 0 | 0 | 0 | 0 | 0 | 0 | 0 | 0 | 0 | 0 | 0 | 0 | 0 | 0 | 0 | 0 | 0 | 0 | 0 | 0 | 0 | 0 | 0 | 0 | 0 | 0 | 0 | 0 | 0 | 0 | 0 | 0 | 0 | 0 | 0 | 0 | 0 | 0 | 0 | 0 | 0 | 0 | 0
PG&E NGBA | Pit 1 | 60 | 0 | 0 | 0 | 0 | 0 | 0 | 0 | 0 | 0 | 0 | 0 | 0 | 0 | 0 | 0 | 0 | 0 | 0 | 0 | 0 | 0 | 0 | 0 | 0 | 0 | 0 | 0 | 0 | 0 | 0 | 0 | 0 | 0 | 0 | 0 | 0 | 0 | 0 | 0 | 0 | 0 | 0 | 0 | 0 | 0 | 0 | 0 | 0 |  | 0 | 0 | 0 | 0 | 0 | 0 | 0 | 0 | 0 | 0 | 0 | 0 | 0 | 0 | 0 | 0 | 0 | 0 | 0 | 0 | 0 | 0 | 0 | 0 | 0 | 0 | 0 | 0 | 0 | 0 | 0 | 0 | 0 | 0 | 0 | 0 | 0 | 0 | 0 | 0 | 0 | 0 | 0 | 0 | 0 | 0 | 0 | 0 | 0 | 0 | 0 | 0
PG&E NGBA | Pit 3 | 230 | 0 | 0 | 0 | 0 | 0 | 0 | 0 | 0 | 0 | 0 | 0 | 0 | 0 | 0 | 0 | 0 | 0 | 0 | 0 | 0 | 0 | 0 | 0 | 0 | 0 | 0 | 0 | 0 | 0 | 0 | 0 | 0 | 0 | 0 | 0 | 0 | 0 | 0 | 0 | 0 | 0 | 0 | 0 | 0 | 0 | 0 | 0 | 0 |  | 0 | 0 | 0 | 0 | 0 | 0 | 0 | 0 | 0 | 0 | 0 | 0 | 0 | 0 | 0 | 0 | 0 | 0 | 0 | 0 | 0 | 0 | 0 | 0 | 0 | 0 | 0 | 0 | 0 | 0 | 0 | 0 | 0 | 0 | 0 | 0 | 0 | 0 | 0 | 0 | 0 | 0 | 0 | 0 | 0 | 0 | 0 | 0 | 0 | 0 | 0 | 0
PG&E NGBA | Pit 4 | 230 | 0 | 0 | 0 | 0 | 0 | 0 | 0 | 0 | 0 | 0 | 0 | 0 | 0 | 0 | 0 | 0 | 0 | 0 | 0 | 0 | 0 | 0 | 0 | 0 | 0 | 0 | 0 | 0 | 0 | 0 | 0 | 0 | 0 | 0 | 0 | 0 | 0 | 0 | 0 | 0 | 0 | 0 | 0 | 0 | 0 | 0 | 0 | 0 |  | 0 | 0 | 0 | 0 | 0 | 0 | 0 | 0 | 0 | 0 | 0 | 0 | 0 | 0 | 0 | 0 | 0 | 0 | 0 | 0 | 0 | 0 | 0 | 0 | 0 | 0 | 0 | 0 | 0 | 0 | 0 | 0 | 0 | 0 | 0 | 0 | 0 | 0 | 0 | 0 | 0 | 0 | 0 | 0 | 0 | 0 | 0 | 0 | 0 | 0 | 0 | 0
PG&E GBA | Pittsburg | 115 | 0 | 0 | 0 | 0 | 0 | 0 | 0 | 0 | 0 | 0 | 0 | 0 | 0 | 0 | 0 | 0 | 0 | 0 | 0 | 0 | 0 | 0 | 0 | 0 | 353.2 | 325 | 0 | 0 | 0 | 0 | 0 | 0 | 0 | 0 | 0 | 0 | 353.2 | 325 | 0 | 0 | 0 | 0 | 0 | 0 | 0 | 0 | 0 | 0 |  | 0 | 0 | 0 | 0 | 0 | 0 | 0 | 0 | 0 | 0 | 0 | 0 | 0 | 0 | 0 | 0 | 0 | 0 | 0 | 0 | 0 | 0 | 0 | 0 | 0 | 0 | 0 | 0 | 0 | 0 | 0 | 0 | 0 | 0 | 0 | 0 | 0 | 0 | 0 | 0 | 0 | 0 | 0 | 0 | 0 | 0 | 0 | 0 | 0 | 0 | 0 | 0
PG&E GBA | Pittsburg | 230 | 675 | 0 | 0 | 0 | 0 | 0 | 0 | 0 | 0 | 0 | 0 | 0 | 675 | 0 | 0 | 0 | 0 | 0 | 0 | 0 | 0 | 0 | 0 | 0 | 1358.4 | 175 | 0 | 0 | 0 | 0 | 0 | 0 | 0 | 0 | 0 | 0 | 1358.4 | 175 | 0 | 0 | 0 | 0 | 0 | 0 | 0 | 0 | 0 | 0 |  | 675 | 0 | 0 | 0 | 0 | 0 | 0 | 0 | 0 | 0 | 0 | 0 | 675 | 0 | 0 | 0 | 0 | 0 | 0 | 0 | 0 | 0 | 0 | 0 | 675 | 0 | 0 | 0 | 0 | 0 | 0 | 0 | 0 | 0 | 0 | 0 | 0 | 0 | 0 | 0 | 0 | 0 | 0 | 0 | 0 | 0 | 0 | 0 | 0 | 0 | 0 | 0
PG&E NGBA | Pleasant Grove | 115 | 0 | 0 | 0 | 0 | 0 | 0 | 0 | 0 | 0 | 0 | 0 | 0 | 0 | 0 | 0 | 0 | 0 | 0 | 0 | 0 | 0 | 0 | 0 | 0 | 0 | 0 | 0 | 0 | 0 | 0 | 0 | 0 | 0 | 0 | 0 | 0 | 0 | 0 | 0 | 0 | 0 | 0 | 0 | 0 | 0 | 0 | 0 | 0 |  | 0 | 0 | 0 | 0 | 0 | 0 | 0 | 0 | 0 | 0 | 0 | 0 | 0 | 0 | 0 | 0 | 0 | 0 | 0 | 0 | 0 | 0 | 0 | 0 | 0 | 0 | 0 | 0 | 0 | 0 | 0 | 0 | 0 | 0 | 0 | 0 | 0 | 0 | 0 | 0 | 0 | 0 | 0 | 0 | 0 | 0 | 0 | 0 | 0 | 0 | 0 | 0
PG&E NGBA | POE | 230 | 0 | 0 | 0 | 0 | 0 | 0 | 0 | 0 | 0 | 0 | 0 | 0 | 0 | 0 | 0 | 0 | 0 | 0 | 0 | 0 | 0 | 0 | 0 | 0 | 0 | 0 | 0 | 0 | 0 | 0 | 0 | 0 | 0 | 0 | 0 | 0 | 0 | 0 | 0 | 0 | 0 | 0 | 0 | 0 | 0 | 0 | 0 | 0 |  | 0 | 0 | 0 | 0 | 0 | 0 | 0 | 0 | 0 | 0 | 0 | 0 | 0 | 0 | 0 | 0 | 0 | 0 | 0 | 0 | 0 | 0 | 0 | 0 | 0 | 0 | 0 | 0 | 0 | 0 | 0 | 0 | 0 | 0 | 0 | 0 | 0 | 0 | 0 | 0 | 0 | 0 | 0 | 0 | 0 | 0 | 0 | 0 | 0 | 0 | 0 | 0
SDGE | Point Loma | 69 | 0 | 0 | 0 | 0 | 0 | 0 | 0 | 0 | 0 | 0 | 0 | 0 | 0 | 0 | 0 | 0 | 0 | 0 | 0 | 0 | 0 | 0 | 0 | 0 | 0 | 0 | 0 | 0 | 0 | 0 | 0 | 0 | 0 | 0 | 0 | 0 | 0 | 0 | 0 | 0 | 0 | 0 | 0 | 0 | 0 | 0 | 0 | 0 |  | 0 | 0 | 0 | 0 | 0 | 0 | 0 | 0 | 0 | 0 | 0 | 0 | 0 | 0 | 0 | 0 | 0 | 0 | 0 | 0 | 0 | 0 | 0 | 0 | 0 | 0 | 0 | 0 | 0 | 0 | 0 | 0 | 0 | 0 | 0 | 0 | 0 | 0 | 0 | 0 | 0 | 0 | 0 | 0 | 0 | 0 | 0 | 0 | 0 | 0 | 0 | 0
SDGE | Pomerado | 69 | 0 | 0 | 0 | 0 | 0 | 0 | 0 | 0 | 0 | 0 | 0 | 0 | 0 | 0 | 0 | 0 | 0 | 0 | 0 | 0 | 0 | 0 | 0 | 0 | 0 | 0 | 0 | 0 | 0 | 0 | 0 | 0 | 0 | 0 | 0 | 0 | 0 | 0 | 0 | 0 | 0 | 0 | 0 | 0 | 0 | 0 | 0 | 0 |  | 0 | 0 | 0 | 0 | 0 | 0 | 0 | 0 | 0 | 0 | 0 | 0 | 0 | 0 | 0 | 0 | 0 | 0 | 0 | 0 | 0 | 0 | 0 | 0 | 0 | 0 | 0 | 0 | 0 | 0 | 0 | 0 | 0 | 0 | 0 | 0 | 0 | 0 | 0 | 0 | 0 | 0 | 0 | 0 | 0 | 0 | 0 | 0 | 0 | 0 | 0 | 0
PG&E KERN | Poso Mountain | 115 | 0 | 0 | 0 | 0 | 0 | 0 | 0 | 0 | 0 | 0 | 0 | 0 | 0 | 0 | 0 | 0 | 0 | 0 | 0 | 0 | 0 | 0 | 0 | 0 | 0 | 0 | 0 | 0 | 0 | 0 | 0 | 0 | 0 | 0 | 0 | 0 | 0 | 0 | 0 | 0 | 0 | 0 | 0 | 0 | 0 | 0 | 0 | 0 |  | 0 | 0 | 0 | 0 | 0 | 0 | 0 | 0 | 0 | 0 | 0 | 0 | 0 | 0 | 0 | 0 | 0 | 0 | 0 | 0 | 0 | 0 | 0 | 0 | 0 | 0 | 0 | 0 | 0 | 0 | 0 | 0 | 0 | 0 | 0 | 0 | 0 | 0 | 0 | 0 | 0 | 0 | 0 | 0 | 0 | 0 | 0 | 0 | 0 | 0 | 0 | 0
EOP | Primm | 230 | 0 | 0 | 0 | 0 | 0 | 0 | 0 | 0 | 0 | 0 | 0 | 0 | 0 | 0 | 0 | 0 | 0 | 0 | 0 | 0 | 0 | 0 | 0 | 0 | 0 | 0 | 0 | 0 | 0 | 0 | 0 | 0 | 0 | 0 | 0 | 0 | 0 | 0 | 0 | 0 | 0 | 0 | 0 | 0 | 0 | 0 | 0 | 0 |  | 0 | 0 | 0 | 0 | 0 | 0 | 0 | 0 | 0 | 0 | 0 | 0 | 0 | 0 | 0 | 0 | 0 | 0 | 0 | 0 | 0 | 0 | 0 | 0 | 0 | 0 | 0 | 0 | 0 | 0 | 0 | 0 | 0 | 0 | 0 | 0 | 0 | 0 | 0 | 0 | 0 | 0 | 0 | 0 | 0 | 0 | 0 | 0 | 0 | 0 | 0 | 0
PG&E NGBA | Putah Creek | 115 | 0 | 0 | 0 | 0 | 0 | 0 | 0 | 0 | 0 | 0 | 0 | 0 | 0 | 0 | 0 | 0 | 0 | 0 | 0 | 0 | 0 | 0 | 0 | 0 | 0 | 0 | 0 | 0 | 0 | 0 | 0 | 0 | 0 | 0 | 0 | 0 | 0 | 0 | 0 | 0 | 0 | 0 | 0 | 0 | 0 | 0 | 0 | 0 |  | 0 | 0 | 0 | 0 | 0 | 0 | 0 | 0 | 0 | 0 | 0 | 0 | 0 | 0 | 0 | 0 | 0 | 0 | 0 | 0 | 0 | 0 | 0 | 0 | 0 | 0 | 0 | 0 | 0 | 0 | 0 | 0 | 0 | 0 | 0 | 0 | 0 | 0 | 0 | 0 | 0 | 0 | 0 | 0 | 0 | 0 | 0 | 0 | 0 | 0 | 0 | 0
SDGE | Q1806 | 138 | 0 | 0 | 0 | 0 | 0 | 0 | 0 | 0 | 0 | 0 | 0 | 0 | 0 | 0 | 0 | 0 | 0 | 0 | 0 | 0 | 0 | 0 | 0 | 0 | 0 | 0 | 0 | 0 | 0 | 0 | 0 | 0 | 0 | 0 | 0 | 0 | 0 | 0 | 0 | 0 | 0 | 0 | 0 | 0 | 0 | 0 | 0 | 0 |  | 0 | 0 | 0 | 0 | 0 | 0 | 0 | 0 | 0 | 0 | 0 | 0 | 0 | 0 | 0 | 0 | 0 | 0 | 0 | 0 | 0 | 0 | 0 | 0 | 0 | 0 | 0 | 0 | 0 | 0 | 0 | 0 | 0 | 0 | 0 | 0 | 0 | 0 | 0 | 0 | 0 | 0 | 0 | 0 | 0 | 0 | 0 | 0 | 0 | 0 | 0 | 0
PG&E FRESNO | Quinto | 230 | 0 | 0 | 0 | 0 | 0 | 0 | 0 | 0 | 0 | 0 | 0 | 0 | 0 | 0 | 0 | 0 | 0 | 0 | 0 | 0 | 0 | 0 | 0 | 0 | 0 | 0 | 0 | 0 | 0 | 0 | 0 | 0 | 0 | 0 | 0 | 0 | 0 | 0 | 0 | 0 | 0 | 0 | 0 | 0 | 0 | 0 | 0 | 0 |  | 0 | 0 | 0 | 0 | 0 | 0 | 0 | 0 | 0 | 0 | 0 | 0 | 0 | 0 | 0 | 0 | 0 | 0 | 0 | 0 | 0 | 0 | 0 | 0 | 0 | 0 | 0 | 0 | 0 | 0 | 0 | 0 | 0 | 0 | 0 | 0 | 0 | 0 | 0 | 0 | 0 | 0 | 0 | 0 | 0 | 0 | 0 | 0 | 0 | 0 | 0 | 0
PG&E GBA | Race Track | 115 | 0 | 0 | 0 | 0 | 0 | 0 | 0 | 0 | 0 | 0 | 0 | 0 | 0 | 0 | 0 | 0 | 0 | 0 | 0 | 0 | 0 | 0 | 0 | 0 | 0 | 0 | 0 | 0 | 0 | 0 | 0 | 0 | 0 | 0 | 0 | 0 | 0 | 0 | 0 | 0 | 0 | 0 | 0 | 0 | 0 | 0 | 0 | 0 |  | 0 | 0 | 0 | 0 | 0 | 0 | 0 | 0 | 0 | 0 | 0 | 0 | 0 | 0 | 0 | 0 | 0 | 0 | 0 | 0 | 0 | 0 | 0 | 0 | 0 | 0 | 0 | 0 | 0 | 0 | 0 | 0 | 0 | 0 | 0 | 0 | 0 | 0 | 0 | 0 | 0 | 0 | 0 | 0 | 0 | 0 | 0 | 0 | 0 | 0 | 0 | 0
SDGE | Rancho Mission Viejo | 138 | 0 | 0 | 0 | 0 | 0 | 0 | 0 | 0 | 0 | 0 | 0 | 0 | 0 | 0 | 0 | 0 | 0 | 0 | 0 | 0 | 0 | 0 | 0 | 0 | 0 | 0 | 0 | 0 | 0 | 0 | 0 | 0 | 0 | 0 | 0 | 0 | 0 | 0 | 0 | 0 | 0 | 0 | 0 | 0 | 0 | 0 | 0 | 0 |  | 0 | 0 | 0 | 0 | 0 | 0 | 0 | 0 | 0 | 0 | 0 | 0 | 0 | 0 | 0 | 0 | 0 | 0 | 0 | 0 | 0 | 0 | 0 | 0 | 0 | 0 | 0 | 0 | 0 | 0 | 0 | 0 | 0 | 0 | 0 | 0 | 0 | 0 | 0 | 0 | 0 | 0 | 0 | 0 | 0 | 0 | 0 | 0 | 0 | 0 | 0 | 0
PG&E GBA | Rancho Seco | 230 | 0 | 0 | 0 | 0 | 0 | 0 | 0 | 0 | 0 | 0 | 0 | 0 | 0 | 0 | 0 | 0 | 0 | 0 | 0 | 0 | 0 | 0 | 0 | 0 | 0 | 0 | 0 | 0 | 0 | 0 | 0 | 0 | 0 | 0 | 0 | 0 | 0 | 0 | 0 | 0 | 0 | 0 | 0 | 0 | 0 | 0 | 0 | 0 |  | 0 | 0 | 0 | 0 | 0 | 0 | 0 | 0 | 0 | 0 | 0 | 0 | 0 | 0 | 0 | 0 | 0 | 0 | 0 | 0 | 0 | 0 | 0 | 0 | 0 | 0 | 0 | 0 | 0 | 0 | 0 | 0 | 0 | 0 | 0 | 0 | 0 | 0 | 0 | 0 | 0 | 0 | 0 | 0 | 0 | 0 | 0 | 0 | 0 | 0 | 0 | 0
SCE Metro | Rancho Vista | 230 | 0 | 0 | 0 | 0 | 0 | 0 | 0 | 0 | 0 | 0 | 0 | 0 | 0 | 0 | 0 | 0 | 0 | 0 | 0 | 0 | 0 | 0 | 0 | 0 | 0 | 0 | 0 | 0 | 0 | 0 | 0 | 0 | 0 | 0 | 0 | 0 | 0 | 0 | 0 | 0 | 0 | 0 | 0 | 0 | 0 | 0 | 0 | 0 |  | 0 | 0 | 0 | 0 | 0 | 0 | 0 | 0 | 0 | 0 | 0 | 0 | 0 | 0 | 0 | 0 | 0 | 0 | 0 | 0 | 0 | 0 | 0 | 0 | 0 | 0 | 0 | 0 | 0 | 0 | 0 | 0 | 0 | 0 | 0 | 0 | 513.99 | 0 | 0 | 0 | 0 | 0 | 0 | 513.99 | 0 | 0 | 0 | 0 | 0 | 0 | 0 | 0
SCE Metro | Rancho Vista | 500 | 0 | 0 | 0 | 0 | 0 | 0 | 0 | 0 | 0 | 0 | 0 | 0 | 0 | 0 | 0 | 0 | 0 | 0 | 0 | 0 | 0 | 0 | 0 | 0 | 0 | 0 | 0 | 0 | 0 | 0 | 0 | 0 | 0 | 0 | 0 | 0 | 0 | 0 | 0 | 0 | 0 | 0 | 0 | 0 | 0 | 0 | 0 | 0 |  | 0 | 0 | 0 | 0 | 0 | 0 | 0 | 0 | 0 | 0 | 0 | 0 | 0 | 0 | 0 | 0 | 0 | 0 | 0 | 0 | 0 | 0 | 0 | 0 | 0 | 0 | 0 | 0 | 0 | 0 | 0 | 0 | 0 | 0 | 0 | 0 | 0 | 0 | 0 | 0 | 0 | 0 | 0 | 0 | 0 | 0 | 0 | 0 | 0 | 0 | 0 | 0
SCE NOL | Ransburg | 115 | 0 | 0 | 0 | 0 | 0 | 0 | 0 | 0 | 0 | 0 | 0 | 0 | 0 | 0 | 0 | 0 | 0 | 0 | 0 | 0 | 0 | 0 | 0 | 0 | 0 | 0 | 0 | 0 | 0 | 0 | 0 | 0 | 0 | 0 | 0 | 0 | 0 | 0 | 0 | 0 | 0 | 0 | 0 | 0 | 0 | 0 | 0 | 0 |  | 0 | 0 | 0 | 0 | 0 | 0 | 0 | 0 | 0 | 0 | 0 | 0 | 0 | 0 | 0 | 0 | 0 | 0 | 0 | 0 | 0 | 0 | 0 | 0 | 0 | 0 | 0 | 0 | 0 | 0 | 0 | 0 | 0 | 0 | 0 | 0 | 0 | 0 | 0 | 0 | 0 | 0 | 0 | 0 | 0 | 0 | 0 | 0 | 0 | 0 | 0 | 0
PG&E GBA | Ravenswood | 115 | 0 | 0 | 0 | 0 | 0 | 0 | 0 | 0 | 0 | 0 | 0 | 0 | 0 | 0 | 0 | 0 | 0 | 0 | 0 | 0 | 0 | 0 | 0 | 0 | 0 | 0 | 0 | 0 | 0 | 0 | 0 | 0 | 0 | 0 | 0 | 0 | 0 | 0 | 0 | 0 | 0 | 0 | 0 | 0 | 0 | 0 | 0 | 0 |  | 0 | 0 | 0 | 0 | 0 | 0 | 0 | 0 | 0 | 0 | 0 | 0 | 0 | 0 | 0 | 0 | 0 | 0 | 0 | 0 | 0 | 0 | 0 | 0 | 0 | 0 | 0 | 0 | 0 | 0 | 0 | 0 | 0 | 0 | 0 | 0 | 0 | 0 | 0 | 0 | 0 | 0 | 0 | 0 | 0 | 0 | 0 | 0 | 0 | 0 | 0 | 0
PG&E GBA | Ravenswood | 230 | 0 | 0 | 0 | 0 | 0 | 0 | 0 | 0 | 0 | 0 | 0 | 0 | 0 | 0 | 0 | 0 | 0 | 0 | 0 | 0 | 0 | 0 | 0 | 0 | 0 | 0 | 0 | 0 | 0 | 0 | 0 | 0 | 0 | 0 | 0 | 0 | 0 | 0 | 0 | 0 | 0 | 0 | 0 | 0 | 0 | 0 | 0 | 0 |  | 0 | 0 | 0 | 0 | 0 | 0 | 0 | 0 | 0 | 0 | 0 | 0 | 0 | 0 | 0 | 0 | 0 | 0 | 0 | 0 | 0 | 0 | 0 | 0 | 0 | 0 | 0 | 0 | 0 | 0 | 0 | 0 | 0 | 0 | 0 | 0 | 0 | 0 | 0 | 0 | 0 | 0 | 0 | 0 | 0 | 0 | 0 | 0 | 0 | 0 | 0 | 0
SCE Northern | Rector | 230 | 0 | 0 | 0 | 0 | 0 | 0 | 0 | 0 | 0 | 0 | 0 | 0 | 0 | 0 | 0 | 0 | 0 | 0 | 0 | 0 | 0 | 0 | 0 | 0 | 627.1983 | 0 | 0 | 0 | 215.4124 | 0 | 0 | 0 | 0 | 0 | 0 | 0 | 627.1983 | 0 | 0 | 0 | 215.4124 | 0 | 0 | 0 | 0 | 0 | 0 | 0 |  | 0 | 0 | 0 | 0 | 0 | 0 | 0 | 0 | 0 | 0 | 0 | 0 | 475.0983 | 0 | 0 | 0 | 215.4124 | 0 | 0 | 0 | 0 | 0 | 0 | 0 | 475.0983 | 0 | 0 | 0 | 215.4124 | 0 | 0 | 0 | 0 | 0 | 0 | 0 | 0 | 0 | 0 | 0 | 0 | 0 | 0 | 0 | 0 | 0 | 0 | 0 | 0 | 0 | 0 | 0
SCE Eastern | Red Bluff | 230 | 420 | 420 | 0 | 0 | 8 | 0 | 0 | 0 | 0 | 0 | 0 | 0 | 1105.4 | 937 | 0 | 0 | 543.4 | 0 | 0 | 0 | 0 | 0 | 0 | 0 | 1883.6538 | 1627 | 0 | 0 | 816.4212 | 0 | 0 | 0 | 0 | 0 | 0 | 0 | 1883.6538 | 1627 | 0 | 0 | 816.4212 | 0 | 0 | 0 | 0 | 0 | 0 | 0 |  | 537 | 537 | 0 | 0 | 134.2907 | 0 | 0 | 0 | 0 | 0 | 0 | 0 | 988.4 | 820 | 0 | 0 | 426.4 | 0 | 0 | 0 | 0 | 0 | 0 | 0 | 988.4 | 820 | 0 | 0 | 426.4 | 0 | 0 | 0 | 0 | 0 | 0 | 0 | 0 | 0 | 545.4685 | 0 | 0 | 0 | 0 | 0 | 0 | 0 | 545.4685 | 0 | 0 | 0 | 0 | 0
SCE Eastern | Red Bluff | 500 | 568.4 | 400 | 0 | 0 | 418.4 | 0 | 0 | 0 | 0 | 0 | 0 | 0 | 520 | 348.5 | 0 | 0 | 175 | 0 | 0 | 0 | 0 | 0 | 0 | 0 | 1954.4 | 348.5 | 1417 | 0 | 175 | 0 | 0 | 0 | 0 | 0 | 0 | 0 | 1954.4 | 348.5 | 1417 | 0 | 175 | 0 | 0 | 0 | 0 | 0 | 0 | 0 |  | 568.4 | 400 | 0 | 0 | 418.4 | 0 | 0 | 0 | 0 | 0 | 0 | 0 | 520 | 348.5 | 0 | 0 | 175 | 0 | 0 | 0 | 0 | 0 | 0 | 0 | 520 | 348.5 | 0 | 0 | 175 | 0 | 0 | 0 | 0 | 0 | 0 | 0 | 0 | 0 | 192.2176 | 0 | 0 | 0 | 0 | 0 | 0 | 0 | 192.2176 | 0 | 0 | 0 | 0 | 0
PG&E NGBA | Redbud | 115 | 0 | 0 | 0 | 0 | 0 | 0 | 0 | 0 | 0 | 0 | 0 | 0 | 0 | 0 | 0 | 0 | 0 | 0 | 0 | 0 | 0 | 0 | 0 | 0 | 0 | 0 | 0 | 0 | 0 | 0 | 0 | 0 | 0 | 0 | 0 | 0 | 0 | 0 | 0 | 0 | 0 | 0 | 0 | 0 | 0 | 0 | 0 | 0 |  | 0 | 0 | 0 | 0 | 0 | 0 | 0 | 0 | 0 | 0 | 0 | 0 | 0 | 0 | 0 | 0 | 0 | 0 | 0 | 0 | 0 | 0 | 0 | 0 | 0 | 0 | 0 | 0 | 0 | 0 | 0 | 0 | 0 | 0 | 0 | 0 | 0 | 0 | 0 | 0 | 0 | 0 | 0 | 0 | 0 | 0 | 0 | 0 | 0 | 0 | 0 | 0
SCE Metro | Redondo | 230 | 0 | 0 | 0 | 0 | 0 | 0 | 0 | 0 | 0 | 0 | 0 | 0 | 0 | 0 | 0 | 0 | 0 | 0 | 0 | 0 | 0 | 0 | 0 | 0 | 0 | 0 | 0 | 0 | 0 | 0 | 0 | 0 | 0 | 0 | 0 | 0 | 0 | 0 | 0 | 0 | 0 | 0 | 0 | 0 | 0 | 0 | 0 | 0 |  | 0 | 0 | 0 | 0 | 0 | 0 | 0 | 0 | 0 | 0 | 0 | 0 | 0 | 0 | 0 | 0 | 0 | 0 | 0 | 0 | 0 | 0 | 0 | 0 | 0 | 0 | 0 | 0 | 0 | 0 | 0 | 0 | 0 | 0 | 0 | 0 | 0 | 0 | 0 | 0 | 0 | 0 | 0 | 0 | 0 | 0 | 0 | 0 | 0 | 0 | 0 | 0
PG&E FRESNO | Reedley | 115 | 0 | 0 | 0 | 0 | 0 | 0 | 0 | 0 | 0 | 0 | 0 | 0 | 0 | 0 | 0 | 0 | 0 | 0 | 0 | 0 | 0 | 0 | 0 | 0 | 0 | 0 | 0 | 0 | 0 | 0 | 0 | 0 | 0 | 0 | 0 | 0 | 0 | 0 | 0 | 0 | 0 | 0 | 0 | 0 | 0 | 0 | 0 | 0 |  | 0 | 0 | 0 | 0 | 0 | 0 | 0 | 0 | 0 | 0 | 0 | 0 | 0 | 0 | 0 | 0 | 0 | 0 | 0 | 0 | 0 | 0 | 0 | 0 | 0 | 0 | 0 | 0 | 0 | 0 | 0 | 0 | 0 | 0 | 0 | 0 | 0 | 0 | 0 | 0 | 0 | 0 | 0 | 0 | 0 | 0 | 0 | 0 | 0 | 0 | 0 | 0
PG&E KERN | Renfro | 115 | 0 | 0 | 0 | 0 | 0 | 0 | 0 | 0 | 0 | 0 | 0 | 0 | 0 | 0 | 0 | 0 | 0 | 0 | 0 | 0 | 0 | 0 | 0 | 0 | 0 | 0 | 0 | 0 | 0 | 0 | 0 | 0 | 0 | 0 | 0 | 0 | 0 | 0 | 0 | 0 | 0 | 0 | 0 | 0 | 0 | 0 | 0 | 0 |  | 0 | 0 | 0 | 0 | 0 | 0 | 0 | 0 | 0 | 0 | 0 | 0 | 0 | 0 | 0 | 0 | 0 | 0 | 0 | 0 | 0 | 0 | 0 | 0 | 0 | 0 | 0 | 0 | 0 | 0 | 0 | 0 | 0 | 0 | 0 | 0 | 0 | 0 | 0 | 0 | 0 | 0 | 0 | 0 | 0 | 0 | 0 | 0 | 0 | 0 | 0 | 0
PG&E GBA | Richmond R | 115 | 0 | 0 | 0 | 0 | 0 | 0 | 0 | 0 | 0 | 0 | 0 | 0 | 0 | 0 | 0 | 0 | 0 | 0 | 0 | 0 | 0 | 0 | 0 | 0 | 0 | 0 | 0 | 0 | 0 | 0 | 0 | 0 | 0 | 0 | 0 | 0 | 0 | 0 | 0 | 0 | 0 | 0 | 0 | 0 | 0 | 0 | 0 | 0 |  | 0 | 0 | 0 | 0 | 0 | 0 | 0 | 0 | 0 | 0 | 0 | 0 | 0 | 0 | 0 | 0 | 0 | 0 | 0 | 0 | 0 | 0 | 0 | 0 | 0 | 0 | 0 | 0 | 0 | 0 | 0 | 0 | 0 | 0 | 0 | 0 | 0 | 0 | 0 | 0 | 0 | 0 | 0 | 0 | 0 | 0 | 0 | 0 | 0 | 0 | 0 | 0
PG&E NGBA | Rincon | 115 | 0 | 0 | 0 | 0 | 0 | 0 | 0 | 0 | 0 | 0 | 0 | 0 | 0 | 0 | 0 | 0 | 0 | 0 | 0 | 0 | 0 | 0 | 0 | 0 | 0 | 0 | 0 | 0 | 0 | 0 | 0 | 0 | 0 | 0 | 0 | 0 | 0 | 0 | 0 | 0 | 0 | 0 | 0 | 0 | 0 | 0 | 0 | 0 |  | 0 | 0 | 0 | 0 | 0 | 0 | 0 | 0 | 0 | 0 | 0 | 0 | 0 | 0 | 0 | 0 | 0 | 0 | 0 | 0 | 0 | 0 | 0 | 0 | 0 | 0 | 0 | 0 | 0 | 0 | 0 | 0 | 0 | 0 | 0 | 0 | 0 | 0 | 0 | 0 | 0 | 0 | 0 | 0 | 0 | 0 | 0 | 0 | 0 | 0 | 0 | 0
PG&E KERN | Rio Bravo | 115 | 0 | 0 | 0 | 0 | 0 | 0 | 0 | 0 | 0 | 0 | 0 | 0 | 0 | 0 | 0 | 0 | 0 | 0 | 0 | 0 | 0 | 0 | 0 | 0 | 0 | 0 | 0 | 0 | 0 | 0 | 0 | 0 | 0 | 0 | 0 | 0 | 0 | 0 | 0 | 0 | 0 | 0 | 0 | 0 | 0 | 0 | 0 | 0 |  | 0 | 0 | 0 | 0 | 0 | 0 | 0 | 0 | 0 | 0 | 0 | 0 | 0 | 0 | 0 | 0 | 0 | 0 | 0 | 0 | 0 | 0 | 0 | 0 | 0 | 0 | 0 | 0 | 0 | 0 | 0 | 0 | 0 | 0 | 0 | 0 | 0 | 0 | 0 | 0 | 0 | 0 | 0 | 0 | 0 | 0 | 0 | 0 | 0 | 0 | 0 | 0
SCE Metro | Rio Hondo | 230 | 0 | 0 | 0 | 0 | 0 | 0 | 0 | 0 | 0 | 0 | 0 | 0 | 443.7109 | 525 | 0 | 0 | 0 | 0 | 0 | 0 | 0 | 0 | 0 | 0 | 746.1109 | 825 | 0 | 0 | 0 | 0 | 0 | 0 | 0 | 0 | 0 | 0 | 746.1109 | 825 | 0 | 0 | 0 | 0 | 0 | 0 | 0 | 0 | 0 | 0 |  | 0 | 0 | 0 | 0 | 0 | 0 | 0 | 0 | 0 | 0 | 0 | 0 | 0 | 0 | 0 | 0 | 0 | 0 | 0 | 0 | 0 | 0 | 0 | 0 | 0 | 0 | 0 | 0 | 0 | 0 | 0 | 0 | 0 | 0 | 0 | 0 | 0 | 0 | 0 | 0 | 0 | 0 | 0 | 0 | 0 | 0 | 0 | 0 | 0 | 0 | 0 | 0
PG&E NGBA | Rio Oso | 115 | 0 | 0 | 0 | 0 | 0 | 0 | 0 | 0 | 0 | 0 | 0 | 0 | 0 | 0 | 0 | 0 | 0 | 0 | 0 | 0 | 0 | 0 | 0 | 0 | 0 | 0 | 0 | 0 | 0 | 0 | 0 | 0 | 0 | 0 | 0 | 0 | 0 | 0 | 0 | 0 | 0 | 0 | 0 | 0 | 0 | 0 | 0 | 0 |  | 0 | 0 | 0 | 0 | 0 | 0 | 0 | 0 | 0 | 0 | 0 | 0 | 0 | 0 | 0 | 0 | 0 | 0 | 0 | 0 | 0 | 0 | 0 | 0 | 0 | 0 | 0 | 0 | 0 | 0 | 0 | 0 | 0 | 0 | 0 | 0 | 0 | 0 | 0 | 0 | 0 | 0 | 0 | 0 | 0 | 0 | 0 | 0 | 0 | 0 | 0 | 0
PG&E NGBA | Rio Oso | 230 | 0 | 0 | 0 | 0 | 0 | 0 | 0 | 0 | 0 | 0 | 0 | 0 | 0 | 0 | 0 | 0 | 0 | 0 | 0 | 0 | 0 | 0 | 0 | 0 | 0 | 0 | 0 | 0 | 0 | 0 | 0 | 0 | 0 | 0 | 0 | 0 | 0 | 0 | 0 | 0 | 0 | 0 | 0 | 0 | 0 | 0 | 0 | 0 |  | 0 | 0 | 0 | 0 | 0 | 0 | 0 | 0 | 0 | 0 | 0 | 0 | 0 | 0 | 0 | 0 | 0 | 0 | 0 | 0 | 0 | 0 | 0 | 0 | 0 | 0 | 0 | 0 | 0 | 0 | 0 | 0 | 0 | 0 | 0 | 0 | 0 | 0 | 414.4 | 0 | 0 | 0 | 0 | 0 | 0 | 0 | 414.4 | 0 | 0 | 0 | 0 | 0
PG&E GBA | Ripon | 115 | 0 | 0 | 0 | 0 | 0 | 0 | 0 | 0 | 0 | 0 | 0 | 0 | 9 | 39 | 0 | 0 | 0 | 0 | 0 | 0 | 0 | 0 | 0 | 0 | 9 | 39 | 0 | 0 | 0 | 0 | 0 | 0 | 0 | 0 | 0 | 0 | 9 | 39 | 0 | 0 | 0 | 0 | 0 | 0 | 0 | 0 | 0 | 0 |  | 0 | 0 | 0 | 0 | 0 | 0 | 0 | 0 | 0 | 0 | 0 | 0 | 9 | 39 | 0 | 0 | 0 | 0 | 0 | 0 | 0 | 0 | 0 | 0 | 9 | 39 | 0 | 0 | 0 | 0 | 0 | 0 | 0 | 0 | 0 | 0 | 0 | 0 | 0 | 0 | 0 | 0 | 0 | 0 | 0 | 0 | 0 | 0 | 0 | 0 | 0 | 0
PG&E GBA | Riverbank | 115 | 0 | 0 | 0 | 0 | 0 | 0 | 0 | 0 | 0 | 0 | 0 | 0 | 0 | 0 | 0 | 0 | 0 | 0 | 0 | 0 | 0 | 0 | 0 | 0 | 0 | 0 | 0 | 0 | 0 | 0 | 0 | 0 | 0 | 0 | 0 | 0 | 0 | 0 | 0 | 0 | 0 | 0 | 0 | 0 | 0 | 0 | 0 | 0 |  | 0 | 0 | 0 | 0 | 0 | 0 | 0 | 0 | 0 | 0 | 0 | 0 | 0 | 0 | 0 | 0 | 0 | 0 | 0 | 0 | 0 | 0 | 0 | 0 | 0 | 0 | 0 | 0 | 0 | 0 | 0 | 0 | 0 | 0 | 0 | 0 | 0 | 0 | 0 | 0 | 0 | 0 | 0 | 0 | 0 | 0 | 0 | 0 | 0 | 0 | 0 | 0
SCE NOL | Roadway | 115 | 34.94 | 24.9 | 0 | 0 | 45.92 | 10.88 | 0 | 0 | 0 | 0 | 0 | 0 | 50 | 50 | 0 | 0 | 75 | 0 | 0 | 0 | 0 | 0 | 0 | 0 | 50 | 50 | 0 | 0 | 75 | 0 | 0 | 0 | 0 | 0 | 0 | 0 | 50 | 50 | 0 | 0 | 75 | 0 | 0 | 0 | 0 | 0 | 0 | 0 |  | 34.94 | 24.9 | 0 | 0 | 45.92 | 10.88 | 0 | 0 | 0 | 0 | 0 | 0 | 50 | 50 | 0 | 0 | 75 | 0 | 0 | 0 | 0 | 0 | 0 | 0 | 50 | 50 | 0 | 0 | 75 | 0 | 0 | 0 | 0 | 0 | 0 | 0 | 0 | 0 | 0 | 0 | 0 | 0 | 0 | 0 | 0 | 0 | 0 | 0 | 0 | 0 | 0 | 0
PG&E NGBA | Rock Creek 1 | 230 | 0 | 0 | 0 | 0 | 0 | 0 | 0 | 0 | 0 | 0 | 0 | 0 | 0 | 0 | 0 | 0 | 0 | 0 | 0 | 0 | 0 | 0 | 0 | 0 | 0 | 0 | 0 | 0 | 0 | 0 | 0 | 0 | 0 | 0 | 0 | 0 | 0 | 0 | 0 | 0 | 0 | 0 | 0 | 0 | 0 | 0 | 0 | 0 |  | 0 | 0 | 0 | 0 | 0 | 0 | 0 | 0 | 0 | 0 | 0 | 0 | 0 | 0 | 0 | 0 | 0 | 0 | 0 | 0 | 0 | 0 | 0 | 0 | 0 | 0 | 0 | 0 | 0 | 0 | 0 | 0 | 0 | 0 | 0 | 0 | 0 | 0 | 0 | 0 | 0 | 0 | 0 | 0 | 0 | 0 | 0 | 0 | 0 | 0 | 0 | 0
SCE Northern | Rosamond | 66 | 0 | 0 | 0 | 0 | 0 | 0 | 0 | 0 | 0 | 0 | 0 | 0 | 0 | 0 | 0 | 0 | 0 | 0 | 0 | 0 | 0 | 0 | 0 | 0 | 0 | 0 | 0 | 0 | 0 | 0 | 0 | 0 | 0 | 0 | 0 | 0 | 0 | 0 | 0 | 0 | 0 | 0 | 0 | 0 | 0 | 0 | 0 | 0 |  | 0 | 0 | 0 | 0 | 0 | 0 | 0 | 0 | 0 | 0 | 0 | 0 | 0 | 0 | 0 | 0 | 0 | 0 | 0 | 0 | 0 | 0 | 0 | 0 | 0 | 0 | 0 | 0 | 0 | 0 | 0 | 0 | 0 | 0 | 0 | 0 | 0 | 0 | 0 | 0 | 0 | 0 | 0 | 0 | 0 | 0 | 0 | 0 | 0 | 0 | 0 | 0
PG&E GBA | Rossmoor | 230 | 0 | 0 | 0 | 0 | 0 | 0 | 0 | 0 | 0 | 0 | 0 | 0 | 0 | 0 | 0 | 0 | 0 | 0 | 0 | 0 | 0 | 0 | 0 | 0 | 0 | 0 | 0 | 0 | 0 | 0 | 0 | 0 | 0 | 0 | 0 | 0 | 0 | 0 | 0 | 0 | 0 | 0 | 0 | 0 | 0 | 0 | 0 | 0 |  | 0 | 0 | 0 | 0 | 0 | 0 | 0 | 0 | 0 | 0 | 0 | 0 | 0 | 0 | 0 | 0 | 0 | 0 | 0 | 0 | 0 | 0 | 0 | 0 | 0 | 0 | 0 | 0 | 0 | 0 | 0 | 0 | 0 | 0 | 0 | 0 | 0 | 0 | 0 | 0 | 0 | 0 | 0 | 0 | 0 | 0 | 0 | 0 | 0 | 0 | 0 | 0
PG&E NGBA | Round Mountain | 230 | 0 | 0 | 0 | 0 | 0 | 0 | 0 | 0 | 0 | 0 | 0 | 0 | 0 | 0 | 0 | 0 | 0 | 0 | 0 | 0 | 0 | 0 | 0 | 0 | 0 | 0 | 0 | 0 | 0 | 0 | 0 | 0 | 0 | 0 | 0 | 0 | 0 | 0 | 0 | 0 | 0 | 0 | 0 | 0 | 0 | 0 | 0 | 0 |  | 0 | 0 | 0 | 0 | 0 | 0 | 0 | 0 | 0 | 0 | 0 | 0 | 0 | 0 | 0 | 0 | 0 | 0 | 0 | 0 | 0 | 0 | 0 | 0 | 0 | 0 | 0 | 0 | 0 | 0 | 0 | 0 | 0 | 0 | 0 | 0 | 0 | 0 | 0 | 0 | 0 | 0 | 0 | 0 | 0 | 0 | 0 | 0 | 0 | 0 | 0 | 0
PG&E NGBA | Round Mountain | 500 | 0 | 0 | 0 | 0 | 0 | 0 | 0 | 0 | 0 | 0 | 0 | 0 | 0 | 0 | 0 | 0 | 0 | 0 | 0 | 0 | 0 | 0 | 0 | 0 | 0 | 0 | 0 | 0 | 0 | 0 | 0 | 0 | 0 | 0 | 0 | 0 | 0 | 0 | 0 | 0 | 0 | 0 | 0 | 0 | 0 | 0 | 0 | 0 |  | 0 | 0 | 0 | 0 | 0 | 0 | 0 | 0 | 0 | 0 | 0 | 0 | 0 | 0 | 0 | 0 | 0 | 0 | 0 | 0 | 0 | 0 | 0 | 0 | 0 | 0 | 0 | 0 | 0 | 0 | 0 | 0 | 0 | 0 | 0 | 0 | 0 | 0 | 0 | 0 | 0 | 0 | 0 | 0 | 0 | 0 | 0 | 0 | 0 | 0 | 0 | 0
PG&E GBA | Salado | 115 | 0 | 0 | 0 | 0 | 0 | 0 | 0 | 0 | 0 | 0 | 0 | 0 | 0 | 0 | 0 | 0 | 0 | 0 | 0 | 0 | 0 | 0 | 0 | 0 | 0 | 0 | 0 | 0 | 0 | 0 | 0 | 0 | 0 | 0 | 0 | 0 | 0 | 0 | 0 | 0 | 0 | 0 | 0 | 0 | 0 | 0 | 0 | 0 |  | 0 | 0 | 0 | 0 | 0 | 0 | 0 | 0 | 0 | 0 | 0 | 0 | 0 | 0 | 0 | 0 | 0 | 0 | 0 | 0 | 0 | 0 | 0 | 0 | 0 | 0 | 0 | 0 | 0 | 0 | 0 | 0 | 0 | 0 | 0 | 0 | 64.36 | 0 | 0 | 0 | 0 | 0 | 0 | 64.36 | 64.36 | 0 | 0 | 0 | 0 | 0 | 0 | 0
PG&E GBA | Salado | 60 | 0 | 0 | 0 | 0 | 0 | 0 | 0 | 0 | 0 | 0 | 0 | 0 | 20 | 0 | 0 | 0 | 0 | 0 | 0 | 0 | 0 | 0 | 0 | 0 | 20 | 0 | 0 | 0 | 0 | 0 | 0 | 0 | 0 | 0 | 0 | 0 | 20 | 0 | 0 | 0 | 0 | 0 | 0 | 0 | 0 | 0 | 0 | 0 |  | 20 | 0 | 0 | 0 | 0 | 0 | 0 | 0 | 0 | 0 | 0 | 0 | 20 | 0 | 0 | 0 | 0 | 0 | 0 | 0 | 0 | 0 | 0 | 0 | 20 | 0 | 0 | 0 | 0 | 0 | 0 | 0 | 0 | 0 | 0 | 0 | 0 | 0 | 0 | 0 | 0 | 0 | 0 | 0 | 0 | 0 | 0 | 0 | 0 | 0 | 0 | 0
PG&E GBA | Salinas | 115 | 0 | 0 | 0 | 0 | 0 | 0 | 0 | 0 | 0 | 0 | 0 | 0 | 0 | 0 | 0 | 0 | 0 | 0 | 0 | 0 | 0 | 0 | 0 | 0 | 0 | 0 | 0 | 0 | 0 | 0 | 0 | 0 | 0 | 0 | 0 | 0 | 0 | 0 | 0 | 0 | 0 | 0 | 0 | 0 | 0 | 0 | 0 | 0 |  | 0 | 0 | 0 | 0 | 0 | 0 | 0 | 0 | 0 | 0 | 0 | 0 | 0 | 0 | 0 | 0 | 0 | 0 | 0 | 0 | 0 | 0 | 0 | 0 | 0 | 0 | 0 | 0 | 0 | 0 | 0 | 0 | 0 | 0 | 0 | 0 | 0 | 0 | 0 | 0 | 0 | 0 | 0 | 0 | 0 | 0 | 0 | 0 | 0 | 0 | 0 | 0
SDGE | Salt Creek | 69 | 0 | 0 | 0 | 0 | 0 | 0 | 0 | 0 | 0 | 0 | 0 | 0 | 0 | 0 | 0 | 0 | 0 | 0 | 0 | 0 | 0 | 0 | 0 | 0 | 102.04 | 0 | 0 | 0 | 0 | 0 | 0 | 0 | 0 | 0 | 0 | 0 | 102.04 | 0 | 0 | 0 | 0 | 0 | 0 | 0 | 0 | 0 | 0 | 0 |  | 0 | 0 | 0 | 0 | 0 | 0 | 0 | 0 | 0 | 0 | 0 | 0 | 102.04 | 0 | 0 | 0 | 0 | 0 | 0 | 0 | 0 | 0 | 0 | 0 | 102.04 | 0 | 0 | 0 | 0 | 0 | 0 | 0 | 0 | 0 | 0 | 0 | 0 | 0 | 0 | 0 | 0 | 0 | 0 | 0 | 0 | 0 | 0 | 0 | 0 | 0 | 0 | 0
SCE Eastern | San Bernardino | 230 | 0 | 0 | 0 | 0 | 0 | 0 | 0 | 0 | 0 | 0 | 0 | 0 | 0 | 0 | 0 | 0 | 0 | 0 | 0 | 0 | 0 | 0 | 0 | 0 | 202.8 | 0 | 0 | 0 | 0 | 0 | 0 | 0 | 0 | 0 | 0 | 0 | 202.8 | 0 | 0 | 0 | 0 | 0 | 0 | 0 | 0 | 0 | 0 | 0 |  | 0 | 0 | 0 | 0 | 0 | 0 | 0 | 0 | 0 | 0 | 0 | 0 | 0 | 0 | 0 | 0 | 0 | 0 | 0 | 0 | 0 | 0 | 0 | 0 | 0 | 0 | 0 | 0 | 0 | 0 | 0 | 0 | 0 | 0 | 0 | 0 | 0 | 0 | 0 | 0 | 0 | 0 | 0 | 0 | 0 | 0 | 0 | 0 | 0 | 0 | 0 | 0
PG&E GBA | SAN FRAN A (POTRERO PP) | 115 | 0 | 0 | 0 | 0 | 0 | 0 | 0 | 0 | 0 | 0 | 0 | 0 | 0 | 0 | 0 | 0 | 0 | 0 | 0 | 0 | 0 | 0 | 0 | 0 | 0 | 0 | 0 | 0 | 0 | 0 | 0 | 0 | 0 | 0 | 0 | 0 | 0 | 0 | 0 | 0 | 0 | 0 | 0 | 0 | 0 | 0 | 0 | 0 |  | 0 | 0 | 0 | 0 | 0 | 0 | 0 | 0 | 0 | 0 | 0 | 0 | 0 | 0 | 0 | 0 | 0 | 0 | 0 | 0 | 0 | 0 | 0 | 0 | 0 | 0 | 0 | 0 | 0 | 0 | 0 | 0 | 0 | 0 | 0 | 0 | 0 | 0 | 0 | 0 | 0 | 0 | 0 | 0 | 0 | 0 | 0 | 0 | 0 | 0 | 0 | 0
PG&E GBA | SAN FRAN A (POTRERO PP) | 230 | 0 | 0 | 0 | 0 | 0 | 0 | 0 | 0 | 0 | 0 | 0 | 0 | 0 | 0 | 0 | 0 | 0 | 0 | 0 | 0 | 0 | 0 | 0 | 0 | 0 | 0 | 0 | 0 | 0 | 0 | 0 | 0 | 0 | 0 | 0 | 0 | 0 | 0 | 0 | 0 | 0 | 0 | 0 | 0 | 0 | 0 | 0 | 0 |  | 0 | 0 | 0 | 0 | 0 | 0 | 0 | 0 | 0 | 0 | 0 | 0 | 0 | 0 | 0 | 0 | 0 | 0 | 0 | 0 | 0 | 0 | 0 | 0 | 0 | 0 | 0 | 0 | 0 | 0 | 0 | 0 | 0 | 0 | 0 | 0 | 0 | 0 | 0 | 0 | 0 | 0 | 0 | 0 | 0 | 0 | 0 | 0 | 0 | 0 | 0 | 0
PG&E GBA | San Jose A | 115 | 0 | 0 | 0 | 0 | 0 | 0 | 0 | 0 | 0 | 0 | 0 | 0 | 0 | 0 | 0 | 0 | 0 | 0 | 0 | 0 | 0 | 0 | 0 | 0 | 0 | 0 | 0 | 0 | 0 | 0 | 0 | 0 | 0 | 0 | 0 | 0 | 0 | 0 | 0 | 0 | 0 | 0 | 0 | 0 | 0 | 0 | 0 | 0 |  | 0 | 0 | 0 | 0 | 0 | 0 | 0 | 0 | 0 | 0 | 0 | 0 | 0 | 0 | 0 | 0 | 0 | 0 | 0 | 0 | 0 | 0 | 0 | 0 | 0 | 0 | 0 | 0 | 0 | 0 | 0 | 0 | 0 | 0 | 0 | 0 | 0 | 0 | 0 | 0 | 0 | 0 | 0 | 0 | 0 | 0 | 0 | 0 | 0 | 0 | 0 | 0
PG&E GBA | San Jose B | 115 | 0 | 0 | 0 | 0 | 0 | 0 | 0 | 0 | 0 | 0 | 0 | 0 | 0 | 0 | 0 | 0 | 0 | 0 | 0 | 0 | 0 | 0 | 0 | 0 | 0 | 0 | 0 | 0 | 0 | 0 | 0 | 0 | 0 | 0 | 0 | 0 | 0 | 0 | 0 | 0 | 0 | 0 | 0 | 0 | 0 | 0 | 0 | 0 |  | 0 | 0 | 0 | 0 | 0 | 0 | 0 | 0 | 0 | 0 | 0 | 0 | 0 | 0 | 0 | 0 | 0 | 0 | 0 | 0 | 0 | 0 | 0 | 0 | 0 | 0 | 0 | 0 | 0 | 0 | 0 | 0 | 0 | 0 | 0 | 0 | 0 | 0 | 0 | 0 | 0 | 0 | 0 | 0 | 0 | 0 | 0 | 0 | 0 | 0 | 0 | 0
PG&E GBA | San Leandro U | 115 | 0 | 0 | 0 | 0 | 0 | 0 | 0 | 0 | 0 | 0 | 0 | 0 | 0 | 0 | 0 | 0 | 0 | 0 | 0 | 0 | 0 | 0 | 0 | 0 | 0 | 0 | 0 | 0 | 0 | 0 | 0 | 0 | 0 | 0 | 0 | 0 | 0 | 0 | 0 | 0 | 0 | 0 | 0 | 0 | 0 | 0 | 0 | 0 |  | 0 | 0 | 0 | 0 | 0 | 0 | 0 | 0 | 0 | 0 | 0 | 0 | 0 | 0 | 0 | 0 | 0 | 0 | 0 | 0 | 0 | 0 | 0 | 0 | 0 | 0 | 0 | 0 | 0 | 0 | 0 | 0 | 0 | 0 | 0 | 0 | 0 | 0 | 0 | 0 | 0 | 0 | 0 | 0 | 0 | 0 | 0 | 0 | 0 | 0 | 0 | 0
PG&E KERN | San Luis Obispo | 115 | 0 | 0 | 0 | 0 | 0 | 0 | 0 | 0 | 0 | 0 | 0 | 0 | 0 | 0 | 0 | 0 | 0 | 0 | 0 | 0 | 0 | 0 | 0 | 0 | 0 | 0 | 0 | 0 | 0 | 0 | 0 | 0 | 0 | 0 | 0 | 0 | 0 | 0 | 0 | 0 | 0 | 0 | 0 | 0 | 0 | 0 | 0 | 0 |  | 0 | 0 | 0 | 0 | 0 | 0 | 0 | 0 | 0 | 0 | 0 | 0 | 0 | 0 | 0 | 0 | 0 | 0 | 0 | 0 | 0 | 0 | 0 | 0 | 0 | 0 | 0 | 0 | 0 | 0 | 0 | 0 | 0 | 0 | 0 | 0 | 0 | 0 | 0 | 0 | 0 | 0 | 0 | 0 | 0 | 0 | 0 | 0 | 0 | 0 | 0 | 0
PG&E KERN | San Luis Obispo | 70 | 0 | 0 | 0 | 0 | 0 | 0 | 0 | 0 | 0 | 0 | 0 | 0 | 0 | 0 | 0 | 0 | 0 | 0 | 0 | 0 | 0 | 0 | 0 | 0 | 0 | 0 | 0 | 0 | 0 | 0 | 0 | 0 | 0 | 0 | 0 | 0 | 0 | 0 | 0 | 0 | 0 | 0 | 0 | 0 | 0 | 0 | 0 | 0 |  | 0 | 0 | 0 | 0 | 0 | 0 | 0 | 0 | 0 | 0 | 0 | 0 | 0 | 0 | 0 | 0 | 0 | 0 | 0 | 0 | 0 | 0 | 0 | 0 | 0 | 0 | 0 | 0 | 0 | 0 | 0 | 0 | 0 | 0 | 0 | 0 | 0 | 0 | 0 | 0 | 0 | 0 | 0 | 0 | 0 | 0 | 0 | 0 | 0 | 0 | 0 | 0
SDGE | San Luis Rey | 230 | 0 | 0 | 0 | 0 | 0 | 0 | 0 | 0 | 0 | 0 | 0 | 0 | 0 | 0 | 0 | 0 | 0 | 0 | 0 | 0 | 0 | 0 | 0 | 0 | 256 | 0 | 0 | 0 | 0 | 0 | 0 | 0 | 0 | 0 | 0 | 0 | 256 | 0 | 0 | 0 | 0 | 0 | 0 | 0 | 0 | 0 | 0 | 0 |  | 0 | 0 | 0 | 0 | 0 | 0 | 0 | 0 | 0 | 0 | 0 | 0 | 256 | 0 | 0 | 0 | 0 | 0 | 0 | 0 | 0 | 0 | 0 | 0 | 256 | 0 | 0 | 0 | 0 | 0 | 0 | 0 | 0 | 0 | 0 | 0 | 0 | 0 | 0 | 0 | 0 | 0 | 0 | 0 | 0 | 0 | 0 | 0 | 0 | 0 | 0 | 0
SDGE | San Luis Rey | 69 | 0 | 0 | 0 | 0 | 0 | 0 | 0 | 0 | 0 | 0 | 0 | 0 | 0 | 0 | 0 | 0 | 0 | 0 | 0 | 0 | 0 | 0 | 0 | 0 | 0 | 0 | 0 | 0 | 0 | 0 | 0 | 0 | 0 | 0 | 0 | 0 | 0 | 0 | 0 | 0 | 0 | 0 | 0 | 0 | 0 | 0 | 0 | 0 |  | 0 | 0 | 0 | 0 | 0 | 0 | 0 | 0 | 0 | 0 | 0 | 0 | 0 | 0 | 0 | 0 | 0 | 0 | 0 | 0 | 0 | 0 | 0 | 0 | 0 | 0 | 0 | 0 | 0 | 0 | 0 | 0 | 0 | 0 | 0 | 0 | 0 | 0 | 0 | 0 | 0 | 0 | 0 | 0 | 0 | 0 | 0 | 0 | 0 | 0 | 0 | 0
SDGE | San Marcos | 69 | 0 | 0 | 0 | 0 | 0 | 0 | 0 | 0 | 0 | 0 | 0 | 0 | 0 | 0 | 0 | 0 | 0 | 0 | 0 | 0 | 0 | 0 | 0 | 0 | 0 | 0 | 0 | 0 | 0 | 0 | 0 | 0 | 0 | 0 | 0 | 0 | 0 | 0 | 0 | 0 | 0 | 0 | 0 | 0 | 0 | 0 | 0 | 0 |  | 0 | 0 | 0 | 0 | 0 | 0 | 0 | 0 | 0 | 0 | 0 | 0 | 0 | 0 | 0 | 0 | 0 | 0 | 0 | 0 | 0 | 0 | 0 | 0 | 0 | 0 | 0 | 0 | 0 | 0 | 0 | 0 | 0 | 0 | 0 | 0 | 0 | 0 | 0 | 0 | 0 | 0 | 0 | 0 | 0 | 0 | 0 | 0 | 0 | 0 | 0 | 0
SCE Metro | San Onofre | 230 | 0 | 0 | 0 | 0 | 0 | 0 | 0 | 0 | 0 | 0 | 0 | 0 | 0 | 0 | 0 | 0 | 0 | 0 | 0 | 0 | 0 | 0 | 0 | 0 | 0 | 0 | 0 | 0 | 0 | 0 | 0 | 0 | 0 | 0 | 0 | 0 | 0 | 0 | 0 | 0 | 0 | 0 | 0 | 0 | 0 | 0 | 0 | 0 |  | 0 | 0 | 0 | 0 | 0 | 0 | 0 | 0 | 0 | 0 | 0 | 0 | 0 | 0 | 0 | 0 | 0 | 0 | 0 | 0 | 0 | 0 | 0 | 0 | 0 | 0 | 0 | 0 | 0 | 0 | 0 | 0 | 0 | 0 | 0 | 0 | 0 | 0 | 0 | 0 | 0 | 0 | 0 | 0 | 0 | 0 | 0 | 0 | 0 | 0 | 0 | 0
PG&E GBA | San Pablo | 115 | 0 | 0 | 0 | 0 | 0 | 0 | 0 | 0 | 0 | 0 | 0 | 0 | 0 | 0 | 0 | 0 | 0 | 0 | 0 | 0 | 0 | 0 | 0 | 0 | 0 | 0 | 0 | 0 | 0 | 0 | 0 | 0 | 0 | 0 | 0 | 0 | 0 | 0 | 0 | 0 | 0 | 0 | 0 | 0 | 0 | 0 | 0 | 0 |  | 0 | 0 | 0 | 0 | 0 | 0 | 0 | 0 | 0 | 0 | 0 | 0 | 0 | 0 | 0 | 0 | 0 | 0 | 0 | 0 | 0 | 0 | 0 | 0 | 0 | 0 | 0 | 0 | 0 | 0 | 0 | 0 | 0 | 0 | 0 | 0 | 0 | 0 | 0 | 0 | 0 | 0 | 0 | 0 | 0 | 0 | 0 | 0 | 0 | 0 | 0 | 0
PG&E GBA | San Ramon | 230 | 0 | 0 | 0 | 0 | 0 | 0 | 0 | 0 | 0 | 0 | 0 | 0 | 0 | 0 | 0 | 0 | 0 | 0 | 0 | 0 | 0 | 0 | 0 | 0 | 0 | 0 | 0 | 0 | 0 | 0 | 0 | 0 | 0 | 0 | 0 | 0 | 0 | 0 | 0 | 0 | 0 | 0 | 0 | 0 | 0 | 0 | 0 | 0 |  | 0 | 0 | 0 | 0 | 0 | 0 | 0 | 0 | 0 | 0 | 0 | 0 | 0 | 0 | 0 | 0 | 0 | 0 | 0 | 0 | 0 | 0 | 0 | 0 | 0 | 0 | 0 | 0 | 0 | 0 | 0 | 0 | 0 | 0 | 0 | 0 | 0 | 0 | 0 | 0 | 0 | 0 | 0 | 0 | 0 | 0 | 0 | 0 | 0 | 0 | 0 | 0
SDGE | San Ysidro | 69 | 0 | 0 | 0 | 0 | 0 | 0 | 0 | 0 | 0 | 0 | 0 | 0 | 0 | 0 | 0 | 0 | 0 | 0 | 0 | 0 | 0 | 0 | 0 | 0 | 0 | 0 | 0 | 0 | 0 | 0 | 0 | 0 | 0 | 0 | 0 | 0 | 0 | 0 | 0 | 0 | 0 | 0 | 0 | 0 | 0 | 0 | 0 | 0 |  | 0 | 0 | 0 | 0 | 0 | 0 | 0 | 0 | 0 | 0 | 0 | 0 | 0 | 0 | 0 | 0 | 0 | 0 | 0 | 0 | 0 | 0 | 0 | 0 | 0 | 0 | 0 | 0 | 0 | 0 | 0 | 0 | 0 | 0 | 0 | 0 | 0 | 0 | 0 | 0 | 0 | 0 | 0 | 0 | 0 | 0 | 0 | 0 | 0 | 0 | 0 | 0
SCE NOL | Sandlot | 230 | 0 | 0 | 0 | 0 | 0 | 0 | 0 | 0 | 0 | 0 | 0 | 0 | 0 | 0 | 0 | 0 | 0 | 0 | 0 | 0 | 0 | 0 | 0 | 0 | 0 | 0 | 0 | 0 | 0 | 0 | 0 | 0 | 0 | 0 | 0 | 0 | 0 | 0 | 0 | 0 | 0 | 0 | 0 | 0 | 0 | 0 | 0 | 0 |  | 0 | 0 | 0 | 0 | 0 | 0 | 0 | 0 | 0 | 0 | 0 | 0 | 0 | 0 | 0 | 0 | 0 | 0 | 0 | 0 | 0 | 0 | 0 | 0 | 0 | 0 | 0 | 0 | 0 | 0 | 0 | 0 | 0 | 0 | 0 | 0 | 0 | 0 | 0 | 0 | 0 | 0 | 0 | 0 | 0 | 0 | 0 | 0 | 0 | 0 | 0 | 0
EOP | Sandy | 138 | 0 | 0 | 0 | 0 | 0 | 0 | 0 | 0 | 0 | 0 | 0 | 0 | 0 | 0 | 0 | 0 | 0 | 0 | 0 | 0 | 0 | 0 | 0 | 0 | 0 | 0 | 0 | 0 | 0 | 0 | 0 | 0 | 0 | 0 | 0 | 0 | 0 | 0 | 0 | 0 | 0 | 0 | 0 | 0 | 0 | 0 | 0 | 0 |  | 0 | 0 | 0 | 0 | 0 | 0 | 0 | 0 | 0 | 0 | 0 | 0 | 0 | 0 | 0 | 0 | 0 | 0 | 0 | 0 | 0 | 0 | 0 | 0 | 0 | 0 | 0 | 0 | 0 | 0 | 0 | 0 | 0 | 0 | 0 | 0 | 0 | 0 | 0 | 0 | 0 | 0 | 0 | 0 | 0 | 0 | 0 | 0 | 0 | 0 | 0 | 0
PG&E FRESNO | Sanger | 115 | 0 | 0 | 0 | 0 | 0 | 0 | 0 | 0 | 0 | 0 | 0 | 0 | 203.699 | 200 | 0 | 0 | 0 | 0 | 0 | 0 | 0 | 0 | 0 | 0 | 203.699 | 200 | 0 | 0 | 0 | 0 | 0 | 0 | 0 | 0 | 0 | 0 | 203.699 | 200 | 0 | 0 | 0 | 0 | 0 | 0 | 0 | 0 | 0 | 0 |  | 203.699 | 200 | 0 | 0 | 0 | 0 | 0 | 0 | 0 | 0 | 0 | 0 | 203.699 | 200 | 0 | 0 | 0 | 0 | 0 | 0 | 0 | 0 | 0 | 0 | 203.699 | 200 | 0 | 0 | 0 | 0 | 0 | 0 | 0 | 0 | 0 | 0 | 0 | 0 | 0 | 0 | 0 | 0 | 0 | 0 | 0 | 0 | 0 | 0 | 0 | 0 | 0 | 0
SCE Northern | Santa Clara | 230 | 0 | 0 | 0 | 0 | 0 | 0 | 0 | 0 | 0 | 0 | 0 | 0 | 0 | 0 | 0 | 0 | 0 | 0 | 0 | 0 | 0 | 0 | 0 | 0 | 0 | 0 | 0 | 0 | 0 | 0 | 0 | 0 | 0 | 0 | 0 | 0 | 0 | 0 | 0 | 0 | 0 | 0 | 0 | 0 | 0 | 0 | 0 | 0 |  | 0 | 0 | 0 | 0 | 0 | 0 | 0 | 0 | 0 | 0 | 0 | 0 | 0 | 0 | 0 | 0 | 0 | 0 | 0 | 0 | 0 | 0 | 0 | 0 | 0 | 0 | 0 | 0 | 0 | 0 | 0 | 0 | 0 | 0 | 0 | 0 | 0 | 0 | 0 | 0 | 0 | 0 | 0 | 0 | 0 | 0 | 0 | 0 | 0 | 0 | 0 | 0
PG&E NGBA | Santa Rosa A | 115 | 0 | 0 | 0 | 0 | 0 | 0 | 0 | 0 | 0 | 0 | 0 | 0 | 0 | 0 | 0 | 0 | 0 | 0 | 0 | 0 | 0 | 0 | 0 | 0 | 0 | 0 | 0 | 0 | 0 | 0 | 0 | 0 | 0 | 0 | 0 | 0 | 0 | 0 | 0 | 0 | 0 | 0 | 0 | 0 | 0 | 0 | 0 | 0 |  | 0 | 0 | 0 | 0 | 0 | 0 | 0 | 0 | 0 | 0 | 0 | 0 | 0 | 0 | 0 | 0 | 0 | 0 | 0 | 0 | 0 | 0 | 0 | 0 | 0 | 0 | 0 | 0 | 0 | 0 | 0 | 0 | 0 | 0 | 0 | 0 | 0 | 0 | 0 | 0 | 0 | 0 | 0 | 0 | 0 | 0 | 0 | 0 | 0 | 0 | 0 | 0
PG&E GBA | Santa Teresa | 115 | 0 | 0 | 0 | 0 | 0 | 0 | 0 | 0 | 0 | 0 | 0 | 0 | 101.888 | 100 | 0 | 0 | 0 | 0 | 0 | 0 | 0 | 0 | 0 | 0 | 101.888 | 100 | 0 | 0 | 0 | 0 | 0 | 0 | 0 | 0 | 0 | 0 | 101.888 | 100 | 0 | 0 | 0 | 0 | 0 | 0 | 0 | 0 | 0 | 0 |  | 0 | 0 | 0 | 0 | 0 | 0 | 0 | 0 | 0 | 0 | 0 | 0 | 101.888 | 100 | 0 | 0 | 0 | 0 | 0 | 0 | 0 | 0 | 0 | 0 | 101.888 | 100 | 0 | 0 | 0 | 0 | 0 | 0 | 0 | 0 | 0 | 0 | 0 | 0 | 0 | 0 | 0 | 0 | 0 | 0 | 0 | 0 | 0 | 0 | 0 | 0 | 0 | 0
SDGE | Santee | 138 | 0 | 0 | 0 | 0 | 0 | 0 | 0 | 0 | 0 | 0 | 0 | 0 | 0 | 0 | 0 | 0 | 0 | 0 | 0 | 0 | 0 | 0 | 0 | 0 | 0 | 0 | 0 | 0 | 0 | 0 | 0 | 0 | 0 | 0 | 0 | 0 | 0 | 0 | 0 | 0 | 0 | 0 | 0 | 0 | 0 | 0 | 0 | 0 |  | 0 | 0 | 0 | 0 | 0 | 0 | 0 | 0 | 0 | 0 | 0 | 0 | 0 | 0 | 0 | 0 | 0 | 0 | 0 | 0 | 0 | 0 | 0 | 0 | 0 | 0 | 0 | 0 | 0 | 0 | 0 | 0 | 0 | 0 | 0 | 0 | 0 | 0 | 0 | 0 | 0 | 0 | 0 | 0 | 0 | 0 | 0 | 0 | 0 | 0 | 0 | 0
SCE Metro | Santiago | 230 | 0 | 0 | 0 | 0 | 0 | 0 | 0 | 0 | 0 | 0 | 0 | 0 | 0 | 0 | 0 | 0 | 0 | 0 | 0 | 0 | 0 | 0 | 0 | 0 | 0 | 0 | 0 | 0 | 0 | 0 | 0 | 0 | 0 | 0 | 0 | 0 | 0 | 0 | 0 | 0 | 0 | 0 | 0 | 0 | 0 | 0 | 0 | 0 |  | 0 | 0 | 0 | 0 | 0 | 0 | 0 | 0 | 0 | 0 | 0 | 0 | 0 | 0 | 0 | 0 | 0 | 0 | 0 | 0 | 0 | 0 | 0 | 0 | 0 | 0 | 0 | 0 | 0 | 0 | 0 | 0 | 0 | 0 | 0 | 0 | 0 | 0 | 0 | 0 | 0 | 0 | 0 | 0 | 0 | 0 | 0 | 0 | 0 | 0 | 0 | 0
PG&E GBA | Saratoga | 230 | 0 | 0 | 0 | 0 | 0 | 0 | 0 | 0 | 0 | 0 | 0 | 0 | 0 | 0 | 0 | 0 | 0 | 0 | 0 | 0 | 0 | 0 | 0 | 0 | 0 | 0 | 0 | 0 | 0 | 0 | 0 | 0 | 0 | 0 | 0 | 0 | 0 | 0 | 0 | 0 | 0 | 0 | 0 | 0 | 0 | 0 | 0 | 0 |  | 0 | 0 | 0 | 0 | 0 | 0 | 0 | 0 | 0 | 0 | 0 | 0 | 0 | 0 | 0 | 0 | 0 | 0 | 0 | 0 | 0 | 0 | 0 | 0 | 0 | 0 | 0 | 0 | 0 | 0 | 0 | 0 | 0 | 0 | 0 | 0 | 0 | 0 | 0 | 0 | 0 | 0 | 0 | 0 | 0 | 0 | 0 | 0 | 0 | 0 | 0 | 0
SCE Northern | Saugus | 230 | 0 | 0 | 0 | 0 | 0 | 0 | 0 | 0 | 0 | 0 | 0 | 0 | 0 | 0 | 0 | 0 | 0 | 0 | 0 | 0 | 0 | 0 | 0 | 0 | 0 | 0 | 0 | 0 | 0 | 0 | 0 | 0 | 0 | 0 | 0 | 0 | 0 | 0 | 0 | 0 | 0 | 0 | 0 | 0 | 0 | 0 | 0 | 0 |  | 0 | 0 | 0 | 0 | 0 | 0 | 0 | 0 | 0 | 0 | 0 | 0 | 0 | 0 | 0 | 0 | 0 | 0 | 0 | 0 | 0 | 0 | 0 | 0 | 0 | 0 | 0 | 0 | 0 | 0 | 0 | 0 | 0 | 0 | 0 | 0 | 0 | 0 | 0 | 0 | 0 | 0 | 0 | 0 | 0 | 0 | 0 | 0 | 0 | 0 | 0 | 0
PG&E FRESNO | Schindler | 115 | 0 | 0 | 0 | 0 | 0 | 0 | 0 | 0 | 0 | 0 | 0 | 0 | 60 | 6 | 0 | 0 | 0 | 0 | 0 | 0 | 0 | 0 | 0 | 0 | 60 | 6 | 0 | 0 | 0 | 0 | 0 | 0 | 0 | 0 | 0 | 0 | 60 | 6 | 0 | 0 | 0 | 0 | 0 | 0 | 0 | 0 | 0 | 0 |  | 60 | 6 | 0 | 0 | 0 | 0 | 0 | 0 | 0 | 0 | 0 | 0 | 60 | 6 | 0 | 0 | 0 | 0 | 0 | 0 | 0 | 0 | 0 | 0 | 60 | 6 | 0 | 0 | 0 | 0 | 0 | 0 | 0 | 0 | 0 | 0 | 0 | 0 | 0 | 0 | 0 | 0 | 0 | 0 | 0 | 0 | 0 | 0 | 0 | 0 | 0 | 0
PG&E FRESNO | Schindler | 70 | 0 | 0 | 0 | 0 | 0 | 0 | 0 | 0 | 0 | 0 | 0 | 0 | 0 | 0 | 0 | 0 | 0 | 0 | 0 | 0 | 0 | 0 | 0 | 0 | 0 | 0 | 0 | 0 | 0 | 0 | 0 | 0 | 0 | 0 | 0 | 0 | 0 | 0 | 0 | 0 | 0 | 0 | 0 | 0 | 0 | 0 | 0 | 0 |  | 0 | 0 | 0 | 0 | 0 | 0 | 0 | 0 | 0 | 0 | 0 | 0 | 0 | 0 | 0 | 0 | 0 | 0 | 0 | 0 | 0 | 0 | 0 | 0 | 0 | 0 | 0 | 0 | 0 | 0 | 0 | 0 | 0 | 0 | 0 | 0 | 0 | 0 | 0 | 0 | 0 | 0 | 0 | 0 | 0 | 0 | 0 | 0 | 0 | 0 | 0 | 0
PG&E GBA | Schulte | 115 | 0 | 0 | 0 | 0 | 0 | 0 | 0 | 0 | 0 | 0 | 0 | 0 | 253.55 | 130 | 0 | 0 | 0 | 0 | 0 | 0 | 0 | 0 | 0 | 0 | 716.12 | 130 | 0 | 0 | 0 | 0 | 0 | 0 | 0 | 0 | 0 | 0 | 716.12 | 130 | 0 | 0 | 0 | 0 | 0 | 0 | 0 | 0 | 0 | 0 |  | 40 | 40 | 0 | 0 | 0 | 0 | 0 | 0 | 0 | 0 | 0 | 0 | 40 | 40 | 0 | 0 | 0 | 0 | 0 | 0 | 0 | 0 | 0 | 0 | 40 | 40 | 0 | 0 | 0 | 0 | 0 | 0 | 0 | 0 | 0 | 0 | 0 | 0 | 0 | 0 | 0 | 0 | 0 | 0 | 0 | 0 | 0 | 0 | 0 | 0 | 0 | 0
SDGE | Scripps | 69 | 0 | 0 | 0 | 0 | 0 | 0 | 0 | 0 | 0 | 0 | 0 | 0 | 0 | 0 | 0 | 0 | 0 | 0 | 0 | 0 | 0 | 0 | 0 | 0 | 71.3 | 0 | 0 | 0 | 0 | 0 | 0 | 0 | 0 | 0 | 0 | 0 | 71.3 | 0 | 0 | 0 | 0 | 0 | 0 | 0 | 0 | 0 | 0 | 0 |  | 0 | 0 | 0 | 0 | 0 | 0 | 0 | 0 | 0 | 0 | 0 | 0 | 71.3 | 0 | 0 | 0 | 0 | 0 | 0 | 0 | 0 | 0 | 0 | 0 | 71.3 | 0 | 0 | 0 | 0 | 0 | 0 | 0 | 0 | 0 | 0 | 0 | 0 | 0 | 0 | 0 | 0 | 0 | 0 | 0 | 0 | 0 | 0 | 0 | 0 | 0 | 0 | 0
PG&E KERN | Semitropic | 115 | 0 | 0 | 0 | 0 | 0 | 0 | 0 | 0 | 0 | 0 | 0 | 0 | 0 | 0 | 0 | 0 | 0 | 0 | 0 | 0 | 0 | 0 | 0 | 0 | 0 | 0 | 0 | 0 | 0 | 0 | 0 | 0 | 0 | 0 | 0 | 0 | 0 | 0 | 0 | 0 | 0 | 0 | 0 | 0 | 0 | 0 | 0 | 0 |  | 0 | 0 | 0 | 0 | 0 | 0 | 0 | 0 | 0 | 0 | 0 | 0 | 0 | 0 | 0 | 0 | 0 | 0 | 0 | 0 | 0 | 0 | 0 | 0 | 0 | 0 | 0 | 0 | 0 | 0 | 0 | 0 | 0 | 0 | 0 | 0 | 0 | 0 | 0 | 0 | 0 | 0 | 0 | 0 | 0 | 0 | 0 | 0 | 0 | 0 | 0 | 0
SCE Metro | Serrano | 230 | 0 | 0 | 0 | 0 | 0 | 0 | 0 | 0 | 0 | 0 | 0 | 0 | 0 | 0 | 0 | 0 | 0 | 0 | 0 | 0 | 0 | 0 | 0 | 0 | 0 | 0 | 0 | 0 | 0 | 0 | 0 | 0 | 0 | 0 | 0 | 0 | 0 | 0 | 0 | 0 | 0 | 0 | 0 | 0 | 0 | 0 | 0 | 0 |  | 0 | 0 | 0 | 0 | 0 | 0 | 0 | 0 | 0 | 0 | 0 | 0 | 0 | 0 | 0 | 0 | 0 | 0 | 0 | 0 | 0 | 0 | 0 | 0 | 0 | 0 | 0 | 0 | 0 | 0 | 0 | 0 | 0 | 0 | 0 | 0 | 0 | 0 | 0 | 0 | 0 | 0 | 0 | 0 | 0 | 0 | 0 | 0 | 0 | 0 | 0 | 0
SCE Metro | Serrano | 500 | 0 | 0 | 0 | 0 | 0 | 0 | 0 | 0 | 0 | 0 | 0 | 0 | 0 | 0 | 0 | 0 | 0 | 0 | 0 | 0 | 0 | 0 | 0 | 0 | 0 | 0 | 0 | 0 | 0 | 0 | 0 | 0 | 0 | 0 | 0 | 0 | 0 | 0 | 0 | 0 | 0 | 0 | 0 | 0 | 0 | 0 | 0 | 0 |  | 0 | 0 | 0 | 0 | 0 | 0 | 0 | 0 | 0 | 0 | 0 | 0 | 0 | 0 | 0 | 0 | 0 | 0 | 0 | 0 | 0 | 0 | 0 | 0 | 0 | 0 | 0 | 0 | 0 | 0 | 0 | 0 | 0 | 0 | 0 | 0 | 0 | 0 | 0 | 0 | 0 | 0 | 0 | 0 | 0 | 0 | 0 | 0 | 0 | 0 | 0 | 0
SDGE | Shadowridge | 138 | 0 | 0 | 0 | 0 | 0 | 0 | 0 | 0 | 0 | 0 | 0 | 0 | 0 | 0 | 0 | 0 | 0 | 0 | 0 | 0 | 0 | 0 | 0 | 0 | 0 | 0 | 0 | 0 | 0 | 0 | 0 | 0 | 0 | 0 | 0 | 0 | 0 | 0 | 0 | 0 | 0 | 0 | 0 | 0 | 0 | 0 | 0 | 0 |  | 0 | 0 | 0 | 0 | 0 | 0 | 0 | 0 | 0 | 0 | 0 | 0 | 0 | 0 | 0 | 0 | 0 | 0 | 0 | 0 | 0 | 0 | 0 | 0 | 0 | 0 | 0 | 0 | 0 | 0 | 0 | 0 | 0 | 0 | 0 | 0 | 0 | 0 | 0 | 0 | 0 | 0 | 0 | 0 | 0 | 0 | 0 | 0 | 0 | 0 | 0 | 0
PG&E KERN | Shafter | 115 | 0 | 0 | 0 | 0 | 0 | 0 | 0 | 0 | 0 | 0 | 0 | 0 | 0 | 0 | 0 | 0 | 0 | 0 | 0 | 0 | 0 | 0 | 0 | 0 | 101.7635 | 0 | 0 | 0 | 102.254 | 0 | 0 | 0 | 0 | 0 | 0 | 0 | 101.7635 | 0 | 0 | 0 | 102.254 | 0 | 0 | 0 | 0 | 0 | 0 | 0 |  | 0 | 0 | 0 | 0 | 0 | 0 | 0 | 0 | 0 | 0 | 0 | 0 | 101.7635 | 0 | 0 | 0 | 102.254 | 0 | 0 | 0 | 0 | 0 | 0 | 0 | 101.7635 | 0 | 0 | 0 | 102.254 | 0 | 0 | 0 | 0 | 0 | 0 | 0 | 0 | 0 | 0 | 0 | 0 | 0 | 0 | 0 | 0 | 0 | 0 | 0 | 0 | 0 | 0 | 0
PG&E NGBA | Silverado | 115 | 0 | 0 | 0 | 0 | 0 | 0 | 0 | 0 | 0 | 0 | 0 | 0 | 0 | 0 | 0 | 0 | 0 | 0 | 0 | 0 | 0 | 0 | 0 | 0 | 0 | 0 | 0 | 0 | 0 | 0 | 0 | 0 | 0 | 0 | 0 | 0 | 0 | 0 | 0 | 0 | 0 | 0 | 0 | 0 | 0 | 0 | 0 | 0 |  | 0 | 0 | 0 | 0 | 0 | 0 | 0 | 0 | 0 | 0 | 0 | 0 | 0 | 0 | 0 | 0 | 0 | 0 | 0 | 0 | 0 | 0 | 0 | 0 | 0 | 0 | 0 | 0 | 0 | 0 | 0 | 0 | 0 | 0 | 0 | 0 | 0 | 0 | 0 | 0 | 0 | 0 | 0 | 0 | 0 | 0 | 0 | 0 | 0 | 0 | 0 | 0
SDGE | Silvergate | 230 | 0 | 0 | 0 | 0 | 0 | 0 | 0 | 0 | 0 | 0 | 0 | 0 | 0 | 0 | 0 | 0 | 0 | 0 | 0 | 0 | 0 | 0 | 0 | 0 | 213.5487 | 0 | 0 | 0 | 0 | 0 | 0 | 0 | 0 | 0 | 0 | 0 | 213.5487 | 0 | 0 | 0 | 0 | 0 | 0 | 0 | 0 | 0 | 0 | 0 |  | 0 | 0 | 0 | 0 | 0 | 0 | 0 | 0 | 0 | 0 | 0 | 0 | 0 | 0 | 0 | 0 | 0 | 0 | 0 | 0 | 0 | 0 | 0 | 0 | 0 | 0 | 0 | 0 | 0 | 0 | 0 | 0 | 0 | 0 | 0 | 0 | 0 | 0 | 0 | 0 | 0 | 0 | 0 | 0 | 0 | 0 | 0 | 0 | 0 | 0 | 0 | 0
SDGE | Silvergate | 69 | 0 | 0 | 0 | 0 | 0 | 0 | 0 | 0 | 0 | 0 | 0 | 0 | 0 | 0 | 0 | 0 | 0 | 0 | 0 | 0 | 0 | 0 | 0 | 0 | 0 | 0 | 0 | 0 | 0 | 0 | 0 | 0 | 0 | 0 | 0 | 0 | 0 | 0 | 0 | 0 | 0 | 0 | 0 | 0 | 0 | 0 | 0 | 0 |  | 0 | 0 | 0 | 0 | 0 | 0 | 0 | 0 | 0 | 0 | 0 | 0 | 0 | 0 | 0 | 0 | 0 | 0 | 0 | 0 | 0 | 0 | 0 | 0 | 0 | 0 | 0 | 0 | 0 | 0 | 0 | 0 | 0 | 0 | 0 | 0 | 0 | 0 | 0 | 0 | 0 | 0 | 0 | 0 | 0 | 0 | 0 | 0 | 0 | 0 | 0 | 0
PG&E KERN | Sisquoc | 115 | 0 | 0 | 0 | 0 | 0 | 0 | 0 | 0 | 0 | 0 | 0 | 0 | 0 | 0 | 0 | 0 | 0 | 0 | 0 | 0 | 0 | 0 | 0 | 0 | 0 | 0 | 0 | 0 | 0 | 0 | 0 | 0 | 0 | 0 | 0 | 0 | 0 | 0 | 0 | 0 | 0 | 0 | 0 | 0 | 0 | 0 | 0 | 0 |  | 0 | 0 | 0 | 0 | 0 | 0 | 0 | 0 | 0 | 0 | 0 | 0 | 0 | 0 | 0 | 0 | 0 | 0 | 0 | 0 | 0 | 0 | 0 | 0 | 0 | 0 | 0 | 0 | 0 | 0 | 0 | 0 | 0 | 0 | 0 | 0 | 0 | 0 | 0 | 0 | 0 | 0 | 0 | 0 | 0 | 0 | 0 | 0 | 0 | 0 | 0 | 0
EOP | Sloan Canyon | 230 | 0 | 0 | 0 | 0 | 0 | 0 | 0 | 0 | 0 | 0 | 0 | 0 | 95 | 95 | 0 | 0 | 0 | 0 | 0 | 0 | 310 | 65.8196 | 0 | 0 | 95 | 95 | 0 | 0 | 0 | 0 | 0 | 0 | 310 | 65.8196 | 0 | 0 | 95 | 95 | 0 | 0 | 0 | 0 | 0 | 0 | 310 | 65.8196 | 0 | 0 |  | 95 | 95 | 0 | 0 | 0 | 0 | 0 | 0 | 310 | 65.8196 | 0 | 0 | 95 | 95 | 0 | 0 | 0 | 0 | 0 | 0 | 310 | 65.8196 | 0 | 0 | 95 | 95 | 0 | 0 | 0 | 0 | 0 | 0 | 310 | 65.8196 | 0 | 0 | 0 | 0 | 0 | 0 | 0 | 0 | 0 | 0 | 0 | 0 | 0 | 0 | 0 | 0 | 0 | 0
EOP | Sloan Canyon | 500 | 0 | 0 | 0 | 0 | 0 | 0 | 0 | 0 | 0 | 0 | 0 | 0 | 0 | 0 | 0 | 0 | 0 | 0 | 0 | 0 | 0 | 0 | 0 | 0 | 0 | 0 | 0 | 0 | 0 | 0 | 0 | 0 | 0 | 0 | 0 | 0 | 0 | 0 | 0 | 0 | 0 | 0 | 0 | 0 | 0 | 0 | 0 | 0 |  | 0 | 0 | 0 | 0 | 0 | 0 | 0 | 0 | 0 | 0 | 0 | 0 | 0 | 0 | 0 | 0 | 0 | 0 | 0 | 0 | 0 | 0 | 0 | 0 | 0 | 0 | 0 | 0 | 0 | 0 | 0 | 0 | 0 | 0 | 0 | 0 | 0 | 0 | 0 | 0 | 0 | 0 | 0 | 0 | 0 | 0 | 0 | 0 | 0 | 0 | 0 | 0
PG&E KERN | Smyrna | 115 | 0 | 0 | 0 | 0 | 0 | 0 | 0 | 0 | 0 | 0 | 0 | 0 | 0 | 0 | 0 | 0 | 0 | 0 | 0 | 0 | 0 | 0 | 0 | 0 | 0 | 0 | 0 | 0 | 0 | 0 | 0 | 0 | 0 | 0 | 0 | 0 | 0 | 0 | 0 | 0 | 0 | 0 | 0 | 0 | 0 | 0 | 0 | 0 |  | 0 | 0 | 0 | 0 | 0 | 0 | 0 | 0 | 0 | 0 | 0 | 0 | 0 | 0 | 0 | 0 | 0 | 0 | 0 | 0 | 0 | 0 | 0 | 0 | 0 | 0 | 0 | 0 | 0 | 0 | 0 | 0 | 0 | 0 | 0 | 0 | 0 | 0 | 0 | 0 | 0 | 0 | 0 | 0 | 0 | 0 | 0 | 0 | 0 | 0 | 0 | 0
PG&E GBA | Sobrante | 115 | 0 | 0 | 0 | 0 | 0 | 0 | 0 | 0 | 0 | 0 | 0 | 0 | 0 | 0 | 0 | 0 | 0 | 0 | 0 | 0 | 0 | 0 | 0 | 0 | 0 | 0 | 0 | 0 | 0 | 0 | 0 | 0 | 0 | 0 | 0 | 0 | 0 | 0 | 0 | 0 | 0 | 0 | 0 | 0 | 0 | 0 | 0 | 0 |  | 0 | 0 | 0 | 0 | 0 | 0 | 0 | 0 | 0 | 0 | 0 | 0 | 0 | 0 | 0 | 0 | 0 | 0 | 0 | 0 | 0 | 0 | 0 | 0 | 0 | 0 | 0 | 0 | 0 | 0 | 0 | 0 | 0 | 0 | 0 | 0 | 0 | 0 | 0 | 0 | 0 | 0 | 0 | 0 | 0 | 0 | 0 | 0 | 0 | 0 | 0 | 0
PG&E GBA | Sobrante | 230 | 0 | 0 | 0 | 0 | 0 | 0 | 0 | 0 | 0 | 0 | 0 | 0 | 0 | 0 | 0 | 0 | 0 | 0 | 0 | 0 | 0 | 0 | 0 | 0 | 0 | 0 | 0 | 0 | 0 | 0 | 0 | 0 | 0 | 0 | 0 | 0 | 0 | 0 | 0 | 0 | 0 | 0 | 0 | 0 | 0 | 0 | 0 | 0 |  | 0 | 0 | 0 | 0 | 0 | 0 | 0 | 0 | 0 | 0 | 0 | 0 | 0 | 0 | 0 | 0 | 0 | 0 | 0 | 0 | 0 | 0 | 0 | 0 | 0 | 0 | 0 | 0 | 0 | 0 | 0 | 0 | 0 | 0 | 0 | 0 | 0 | 0 | 0 | 0 | 0 | 0 | 0 | 0 | 0 | 0 | 0 | 0 | 0 | 0 | 0 | 0
PG&E KERN | Solar | 230 | 0 | 0 | 0 | 0 | 0 | 0 | 0 | 0 | 0 | 0 | 0 | 0 | 0 | 0 | 0 | 0 | 0 | 0 | 0 | 0 | 0 | 0 | 0 | 0 | 0 | 0 | 0 | 0 | 0 | 0 | 0 | 0 | 0 | 0 | 0 | 0 | 0 | 0 | 0 | 0 | 0 | 0 | 0 | 0 | 0 | 0 | 0 | 0 |  | 0 | 0 | 0 | 0 | 0 | 0 | 0 | 0 | 0 | 0 | 0 | 0 | 0 | 0 | 0 | 0 | 0 | 0 | 0 | 0 | 0 | 0 | 0 | 0 | 0 | 0 | 0 | 0 | 0 | 0 | 0 | 0 | 0 | 0 | 0 | 0 | 0 | 0 | 0 | 0 | 0 | 0 | 0 | 0 | 0 | 0 | 0 | 0 | 0 | 0 | 0 | 0
PG&E GBA | Soledad | 115 | 0 | 0 | 0 | 0 | 0 | 0 | 0 | 0 | 0 | 0 | 0 | 0 | 0 | 0 | 0 | 0 | 0 | 0 | 0 | 0 | 0 | 0 | 0 | 0 | 0 | 0 | 0 | 0 | 0 | 0 | 0 | 0 | 0 | 0 | 0 | 0 | 0 | 0 | 0 | 0 | 0 | 0 | 0 | 0 | 0 | 0 | 0 | 0 |  | 0 | 0 | 0 | 0 | 0 | 0 | 0 | 0 | 0 | 0 | 0 | 0 | 0 | 0 | 0 | 0 | 0 | 0 | 0 | 0 | 0 | 0 | 0 | 0 | 0 | 0 | 0 | 0 | 0 | 0 | 0 | 0 | 0 | 0 | 0 | 0 | 0 | 0 | 0 | 0 | 0 | 0 | 0 | 0 | 0 | 0 | 0 | 0 | 0 | 0 | 0 | 0
PG&E GBA | Soledad | 60 | 0 | 0 | 0 | 0 | 0 | 0 | 0 | 0 | 0 | 0 | 0 | 0 | 0 | 0 | 0 | 0 | 0 | 0 | 0 | 0 | 0 | 0 | 0 | 0 | 0 | 0 | 0 | 0 | 0 | 0 | 0 | 0 | 0 | 0 | 0 | 0 | 0 | 0 | 0 | 0 | 0 | 0 | 0 | 0 | 0 | 0 | 0 | 0 |  | 0 | 0 | 0 | 0 | 0 | 0 | 0 | 0 | 0 | 0 | 0 | 0 | 0 | 0 | 0 | 0 | 0 | 0 | 0 | 0 | 0 | 0 | 0 | 0 | 0 | 0 | 0 | 0 | 0 | 0 | 0 | 0 | 0 | 0 | 0 | 0 | 0 | 0 | 0 | 0 | 0 | 0 | 0 | 0 | 0 | 0 | 0 | 0 | 0 | 0 | 0 | 0
SDGE | Spring Valley | 69 | 0 | 0 | 0 | 0 | 0 | 0 | 0 | 0 | 0 | 0 | 0 | 0 | 0 | 0 | 0 | 0 | 0 | 0 | 0 | 0 | 0 | 0 | 0 | 0 | 0 | 0 | 0 | 0 | 0 | 0 | 0 | 0 | 0 | 0 | 0 | 0 | 0 | 0 | 0 | 0 | 0 | 0 | 0 | 0 | 0 | 0 | 0 | 0 |  | 0 | 0 | 0 | 0 | 0 | 0 | 0 | 0 | 0 | 0 | 0 | 0 | 0 | 0 | 0 | 0 | 0 | 0 | 0 | 0 | 0 | 0 | 0 | 0 | 0 | 0 | 0 | 0 | 0 | 0 | 0 | 0 | 0 | 0 | 0 | 0 | 0 | 0 | 0 | 0 | 0 | 0 | 0 | 0 | 0 | 0 | 0 | 0 | 0 | 0 | 0 | 0
SCE Northern | Springville | 230 | 0 | 0 | 0 | 0 | 0 | 0 | 0 | 0 | 0 | 0 | 0 | 0 | 0 | 0 | 0 | 0 | 0 | 0 | 0 | 0 | 0 | 0 | 0 | 0 | 345 | 0 | 0 | 0 | 464.42 | 0 | 0 | 0 | 0 | 0 | 0 | 0 | 345 | 0 | 0 | 0 | 464.42 | 0 | 0 | 0 | 0 | 0 | 0 | 0 |  | 0 | 0 | 0 | 0 | 0 | 0 | 0 | 0 | 0 | 0 | 0 | 0 | 0 | 0 | 0 | 0 | 0 | 0 | 0 | 0 | 0 | 0 | 0 | 0 | 0 | 0 | 0 | 0 | 0 | 0 | 0 | 0 | 0 | 0 | 0 | 0 | 0 | 0 | 0 | 0 | 0 | 0 | 0 | 0 | 0 | 0 | 0 | 0 | 0 | 0 | 0 | 0
PG&E GBA | Stagg | 230 | 0 | 0 | 0 | 0 | 0 | 0 | 0 | 0 | 0 | 0 | 0 | 0 | 0 | 0 | 0 | 0 | 0 | 0 | 0 | 0 | 0 | 0 | 0 | 0 | 0 | 0 | 0 | 0 | 0 | 0 | 0 | 0 | 0 | 0 | 0 | 0 | 0 | 0 | 0 | 0 | 0 | 0 | 0 | 0 | 0 | 0 | 0 | 0 |  | 0 | 0 | 0 | 0 | 0 | 0 | 0 | 0 | 0 | 0 | 0 | 0 | 0 | 0 | 0 | 0 | 0 | 0 | 0 | 0 | 0 | 0 | 0 | 0 | 0 | 0 | 0 | 0 | 0 | 0 | 0 | 0 | 0 | 0 | 0 | 0 | 0 | 0 | 0 | 0 | 0 | 0 | 0 | 0 | 0 | 0 | 0 | 0 | 0 | 0 | 0 | 0
PG&E GBA | Standard Oil | 115 | 0 | 0 | 0 | 0 | 0 | 0 | 0 | 0 | 0 | 0 | 0 | 0 | 0 | 0 | 0 | 0 | 0 | 0 | 0 | 0 | 0 | 0 | 0 | 0 | 0 | 0 | 0 | 0 | 0 | 0 | 0 | 0 | 0 | 0 | 0 | 0 | 0 | 0 | 0 | 0 | 0 | 0 | 0 | 0 | 0 | 0 | 0 | 0 |  | 0 | 0 | 0 | 0 | 0 | 0 | 0 | 0 | 0 | 0 | 0 | 0 | 0 | 0 | 0 | 0 | 0 | 0 | 0 | 0 | 0 | 0 | 0 | 0 | 0 | 0 | 0 | 0 | 0 | 0 | 0 | 0 | 0 | 0 | 0 | 0 | 0 | 0 | 0 | 0 | 0 | 0 | 0 | 0 | 0 | 0 | 0 | 0 | 0 | 0 | 0 | 0
PG&E GBA | Stanislaus | 115 | 0 | 0 | 0 | 0 | 0 | 0 | 0 | 0 | 0 | 0 | 0 | 0 | 0 | 0 | 0 | 0 | 0 | 0 | 0 | 0 | 0 | 0 | 0 | 0 | 0 | 0 | 0 | 0 | 0 | 0 | 0 | 0 | 0 | 0 | 0 | 0 | 0 | 0 | 0 | 0 | 0 | 0 | 0 | 0 | 0 | 0 | 0 | 0 |  | 0 | 0 | 0 | 0 | 0 | 0 | 0 | 0 | 0 | 0 | 0 | 0 | 0 | 0 | 0 | 0 | 0 | 0 | 0 | 0 | 0 | 0 | 0 | 0 | 0 | 0 | 0 | 0 | 0 | 0 | 0 | 0 | 0 | 0 | 0 | 0 | 0 | 0 | 0 | 0 | 0 | 0 | 0 | 0 | 0 | 0 | 0 | 0 | 0 | 0 | 0 | 0
PG&E KERN | Stockdale | 115 | 0 | 0 | 0 | 0 | 0 | 0 | 0 | 0 | 0 | 0 | 0 | 0 | 0 | 0 | 0 | 0 | 0 | 0 | 0 | 0 | 0 | 0 | 0 | 0 | 0 | 0 | 0 | 0 | 0 | 0 | 0 | 0 | 0 | 0 | 0 | 0 | 0 | 0 | 0 | 0 | 0 | 0 | 0 | 0 | 0 | 0 | 0 | 0 |  | 0 | 0 | 0 | 0 | 0 | 0 | 0 | 0 | 0 | 0 | 0 | 0 | 0 | 0 | 0 | 0 | 0 | 0 | 0 | 0 | 0 | 0 | 0 | 0 | 0 | 0 | 0 | 0 | 0 | 0 | 0 | 0 | 0 | 0 | 0 | 0 | 0 | 0 | 0 | 0 | 0 | 0 | 0 | 0 | 0 | 0 | 0 | 0 | 0 | 0 | 0 | 0
PG&E KERN | Stockdale | 230 | 0 | 0 | 0 | 0 | 0 | 0 | 0 | 0 | 0 | 0 | 0 | 0 | 0 | 0 | 0 | 0 | 0 | 0 | 0 | 0 | 0 | 0 | 0 | 0 | 0 | 0 | 0 | 0 | 0 | 0 | 0 | 0 | 0 | 0 | 0 | 0 | 0 | 0 | 0 | 0 | 0 | 0 | 0 | 0 | 0 | 0 | 0 | 0 |  | 0 | 0 | 0 | 0 | 0 | 0 | 0 | 0 | 0 | 0 | 0 | 0 | 0 | 0 | 0 | 0 | 0 | 0 | 0 | 0 | 0 | 0 | 0 | 0 | 0 | 0 | 0 | 0 | 0 | 0 | 0 | 0 | 0 | 0 | 0 | 0 | 0 | 0 | 0 | 0 | 0 | 0 | 0 | 0 | 0 | 0 | 0 | 0 | 0 | 0 | 0 | 0
PG&E GBA | Stockton A | 115 | 0 | 0 | 0 | 0 | 0 | 0 | 0 | 0 | 0 | 0 | 0 | 0 | 0 | 0 | 0 | 0 | 0 | 0 | 0 | 0 | 0 | 0 | 0 | 0 | 0 | 0 | 0 | 0 | 0 | 0 | 0 | 0 | 0 | 0 | 0 | 0 | 0 | 0 | 0 | 0 | 0 | 0 | 0 | 0 | 0 | 0 | 0 | 0 |  | 0 | 0 | 0 | 0 | 0 | 0 | 0 | 0 | 0 | 0 | 0 | 0 | 0 | 0 | 0 | 0 | 0 | 0 | 0 | 0 | 0 | 0 | 0 | 0 | 0 | 0 | 0 | 0 | 0 | 0 | 0 | 0 | 0 | 0 | 0 | 0 | 0 | 0 | 0 | 0 | 0 | 0 | 0 | 0 | 0 | 0 | 0 | 0 | 0 | 0 | 0 | 0
PG&E GBA | Stone | 115 | 0 | 0 | 0 | 0 | 0 | 0 | 0 | 0 | 0 | 0 | 0 | 0 | 0 | 0 | 0 | 0 | 0 | 0 | 0 | 0 | 0 | 0 | 0 | 0 | 0 | 0 | 0 | 0 | 0 | 0 | 0 | 0 | 0 | 0 | 0 | 0 | 0 | 0 | 0 | 0 | 0 | 0 | 0 | 0 | 0 | 0 | 0 | 0 |  | 0 | 0 | 0 | 0 | 0 | 0 | 0 | 0 | 0 | 0 | 0 | 0 | 0 | 0 | 0 | 0 | 0 | 0 | 0 | 0 | 0 | 0 | 0 | 0 | 0 | 0 | 0 | 0 | 0 | 0 | 0 | 0 | 0 | 0 | 0 | 0 | 0 | 0 | 0 | 0 | 0 | 0 | 0 | 0 | 0 | 0 | 0 | 0 | 0 | 0 | 0 | 0
PG&E FRESNO | Storey | 230 | 0 | 0 | 0 | 0 | 0 | 0 | 0 | 0 | 0 | 0 | 0 | 0 | 0 | 0 | 0 | 0 | 0 | 0 | 0 | 0 | 0 | 0 | 0 | 0 | 0 | 0 | 0 | 0 | 0 | 0 | 0 | 0 | 0 | 0 | 0 | 0 | 0 | 0 | 0 | 0 | 0 | 0 | 0 | 0 | 0 | 0 | 0 | 0 |  | 0 | 0 | 0 | 0 | 0 | 0 | 0 | 0 | 0 | 0 | 0 | 0 | 0 | 0 | 0 | 0 | 0 | 0 | 0 | 0 | 0 | 0 | 0 | 0 | 0 | 0 | 0 | 0 | 0 | 0 | 0 | 0 | 0 | 0 | 0 | 0 | 0 | 0 | 0 | 0 | 0 | 0 | 0 | 0 | 0 | 0 | 0 | 0 | 0 | 0 | 0 | 0
PG&E NGBA | Summit | 115 | 0 | 0 | 0 | 0 | 0 | 0 | 0 | 0 | 0 | 0 | 0 | 0 | 0 | 0 | 0 | 0 | 0 | 0 | 0 | 0 | 0 | 0 | 0 | 0 | 0 | 0 | 0 | 0 | 0 | 0 | 0 | 0 | 0 | 0 | 0 | 0 | 0 | 0 | 0 | 0 | 0 | 0 | 0 | 0 | 0 | 0 | 0 | 0 |  | 0 | 0 | 0 | 0 | 0 | 0 | 0 | 0 | 0 | 0 | 0 | 0 | 0 | 0 | 0 | 0 | 0 | 0 | 0 | 0 | 0 | 0 | 0 | 0 | 0 | 0 | 0 | 0 | 0 | 0 | 0 | 0 | 0 | 0 | 0 | 0 | 0 | 0 | 0 | 0 | 0 | 0 | 0 | 0 | 0 | 0 | 0 | 0 | 0 | 0 | 0 | 0
SDGE | Suncrest | 230 | 0 | 0 | 0 | 0 | 0 | 0 | 0 | 0 | 0 | 0 | 0 | 0 | 0 | 0 | 0 | 0 | 0 | 0 | 0 | 0 | 0 | 0 | 0 | 0 | 312.96 | 0 | 0 | 0 | 0 | 0 | 0 | 0 | 0 | 0 | 0 | 0 | 312.96 | 0 | 0 | 0 | 0 | 0 | 0 | 0 | 0 | 0 | 0 | 0 |  | 0 | 0 | 0 | 0 | 0 | 0 | 0 | 0 | 0 | 0 | 0 | 0 | 0 | 0 | 0 | 0 | 0 | 0 | 0 | 0 | 0 | 0 | 0 | 0 | 0 | 0 | 0 | 0 | 0 | 0 | 0 | 0 | 0 | 0 | 0 | 0 | 0 | 0 | 0 | 0 | 0 | 0 | 0 | 0 | 0 | 0 | 0 | 0 | 0 | 0 | 0 | 0
SDGE | Suncrest | 500 | 0 | 0 | 0 | 0 | 0 | 0 | 0 | 0 | 0 | 0 | 0 | 0 | 0 | 0 | 0 | 0 | 0 | 0 | 0 | 0 | 0 | 0 | 0 | 0 | 0 | 0 | 0 | 0 | 0 | 0 | 0 | 0 | 0 | 0 | 0 | 0 | 0 | 0 | 0 | 0 | 0 | 0 | 0 | 0 | 0 | 0 | 0 | 0 |  | 0 | 0 | 0 | 0 | 0 | 0 | 0 | 0 | 0 | 0 | 0 | 0 | 0 | 0 | 0 | 0 | 0 | 0 | 0 | 0 | 0 | 0 | 0 | 0 | 0 | 0 | 0 | 0 | 0 | 0 | 0 | 0 | 0 | 0 | 0 | 0 | 0 | 0 | 0 | 0 | 0 | 0 | 0 | 0 | 0 | 0 | 0 | 0 | 0 | 0 | 0 | 0
PG&E KERN | Sunrise | 230 | 0 | 0 | 0 | 0 | 0 | 0 | 0 | 0 | 0 | 0 | 0 | 0 | 0 | 0 | 0 | 0 | 0 | 0 | 0 | 0 | 0 | 0 | 0 | 0 | 0 | 0 | 0 | 0 | 0 | 0 | 0 | 0 | 0 | 0 | 0 | 0 | 0 | 0 | 0 | 0 | 0 | 0 | 0 | 0 | 0 | 0 | 0 | 0 |  | 0 | 0 | 0 | 0 | 0 | 0 | 0 | 0 | 0 | 0 | 0 | 0 | 0 | 0 | 0 | 0 | 0 | 0 | 0 | 0 | 0 | 0 | 0 | 0 | 0 | 0 | 0 | 0 | 0 | 0 | 0 | 0 | 0 | 0 | 0 | 0 | 0 | 0 | 0 | 0 | 0 | 0 | 0 | 0 | 0 | 0 | 0 | 0 | 0 | 0 | 0 | 0
PG&E KERN | Sunset | 230 | 0 | 0 | 0 | 0 | 0 | 0 | 0 | 0 | 0 | 0 | 0 | 0 | 0 | 0 | 0 | 0 | 0 | 0 | 0 | 0 | 0 | 0 | 0 | 0 | 0 | 0 | 0 | 0 | 0 | 0 | 0 | 0 | 0 | 0 | 0 | 0 | 0 | 0 | 0 | 0 | 0 | 0 | 0 | 0 | 0 | 0 | 0 | 0 |  | 0 | 0 | 0 | 0 | 0 | 0 | 0 | 0 | 0 | 0 | 0 | 0 | 0 | 0 | 0 | 0 | 0 | 0 | 0 | 0 | 0 | 0 | 0 | 0 | 0 | 0 | 0 | 0 | 0 | 0 | 0 | 0 | 0 | 0 | 0 | 0 | 0 | 0 | 0 | 0 | 0 | 0 | 0 | 0 | 0 | 0 | 0 | 0 | 0 | 0 | 0 | 0
PG&E GBA | Swift | 115 | 0 | 0 | 0 | 0 | 0 | 0 | 0 | 0 | 0 | 0 | 0 | 0 | 0 | 0 | 0 | 0 | 0 | 0 | 0 | 0 | 0 | 0 | 0 | 0 | 0 | 0 | 0 | 0 | 0 | 0 | 0 | 0 | 0 | 0 | 0 | 0 | 0 | 0 | 0 | 0 | 0 | 0 | 0 | 0 | 0 | 0 | 0 | 0 |  | 0 | 0 | 0 | 0 | 0 | 0 | 0 | 0 | 0 | 0 | 0 | 0 | 0 | 0 | 0 | 0 | 0 | 0 | 0 | 0 | 0 | 0 | 0 | 0 | 0 | 0 | 0 | 0 | 0 | 0 | 0 | 0 | 0 | 0 | 0 | 0 | 0 | 0 | 0 | 0 | 0 | 0 | 0 | 0 | 0 | 0 | 0 | 0 | 0 | 0 | 0 | 0
SDGE | Sycamore Canyon | 138 | 0 | 0 | 0 | 0 | 0 | 0 | 0 | 0 | 0 | 0 | 0 | 0 | 0 | 0 | 0 | 0 | 0 | 0 | 0 | 0 | 0 | 0 | 0 | 0 | 0 | 0 | 0 | 0 | 0 | 0 | 0 | 0 | 0 | 0 | 0 | 0 | 0 | 0 | 0 | 0 | 0 | 0 | 0 | 0 | 0 | 0 | 0 | 0 |  | 0 | 0 | 0 | 0 | 0 | 0 | 0 | 0 | 0 | 0 | 0 | 0 | 0 | 0 | 0 | 0 | 0 | 0 | 0 | 0 | 0 | 0 | 0 | 0 | 0 | 0 | 0 | 0 | 0 | 0 | 0 | 0 | 0 | 0 | 0 | 0 | 0 | 0 | 0 | 0 | 0 | 0 | 0 | 0 | 0 | 0 | 0 | 0 | 0 | 0 | 0 | 0
SDGE | Sycamore Canyon | 230 | 0 | 0 | 0 | 0 | 0 | 0 | 0 | 0 | 0 | 0 | 0 | 0 | 0 | 0 | 0 | 0 | 0 | 0 | 0 | 0 | 0 | 0 | 0 | 0 | 0 | 0 | 0 | 0 | 0 | 0 | 0 | 0 | 0 | 0 | 0 | 0 | 0 | 0 | 0 | 0 | 0 | 0 | 0 | 0 | 0 | 0 | 0 | 0 |  | 0 | 0 | 0 | 0 | 0 | 0 | 0 | 0 | 0 | 0 | 0 | 0 | 0 | 0 | 0 | 0 | 0 | 0 | 0 | 0 | 0 | 0 | 0 | 0 | 0 | 0 | 0 | 0 | 0 | 0 | 0 | 0 | 0 | 0 | 0 | 0 | 0 | 0 | 0 | 0 | 0 | 0 | 0 | 0 | 0 | 0 | 0 | 0 | 0 | 0 | 0 | 0
SDGE | Sycamore Canyon | 69 | 0 | 0 | 0 | 0 | 0 | 0 | 0 | 0 | 0 | 0 | 0 | 0 | 0 | 0 | 0 | 0 | 0 | 0 | 0 | 0 | 0 | 0 | 0 | 0 | 0 | 0 | 0 | 0 | 0 | 0 | 0 | 0 | 0 | 0 | 0 | 0 | 0 | 0 | 0 | 0 | 0 | 0 | 0 | 0 | 0 | 0 | 0 | 0 |  | 0 | 0 | 0 | 0 | 0 | 0 | 0 | 0 | 0 | 0 | 0 | 0 | 0 | 0 | 0 | 0 | 0 | 0 | 0 | 0 | 0 | 0 | 0 | 0 | 0 | 0 | 0 | 0 | 0 | 0 | 0 | 0 | 0 | 0 | 0 | 0 | 0 | 0 | 0 | 0 | 0 | 0 | 0 | 0 | 0 | 0 | 0 | 0 | 0 | 0 | 0 | 0
SCE Northern | Sylmar | 230 | 0 | 0 | 0 | 0 | 0 | 0 | 0 | 0 | 0 | 0 | 0 | 0 | 0 | 0 | 0 | 0 | 0 | 0 | 0 | 0 | 0 | 0 | 0 | 0 | 0 | 0 | 0 | 0 | 0 | 0 | 0 | 0 | 0 | 0 | 0 | 0 | 0 | 0 | 0 | 0 | 0 | 0 | 0 | 0 | 0 | 0 | 0 | 0 |  | 0 | 0 | 0 | 0 | 0 | 0 | 0 | 0 | 0 | 0 | 0 | 0 | 0 | 0 | 0 | 0 | 0 | 0 | 0 | 0 | 0 | 0 | 0 | 0 | 0 | 0 | 0 | 0 | 0 | 0 | 0 | 0 | 0 | 0 | 0 | 0 | 0 | 0 | 0 | 0 | 0 | 0 | 0 | 0 | 0 | 0 | 0 | 0 | 0 | 0 | 0 | 0
PG&E NGBA | Table Mountain | 115 | 0 | 0 | 0 | 0 | 0 | 0 | 0 | 0 | 0 | 0 | 0 | 0 | 0 | 0 | 0 | 0 | 0 | 0 | 0 | 0 | 0 | 0 | 0 | 0 | 0 | 0 | 0 | 0 | 0 | 0 | 0 | 0 | 0 | 0 | 0 | 0 | 0 | 0 | 0 | 0 | 0 | 0 | 0 | 0 | 0 | 0 | 0 | 0 |  | 0 | 0 | 0 | 0 | 0 | 0 | 0 | 0 | 0 | 0 | 0 | 0 | 0 | 0 | 0 | 0 | 0 | 0 | 0 | 0 | 0 | 0 | 0 | 0 | 0 | 0 | 0 | 0 | 0 | 0 | 0 | 0 | 0 | 0 | 0 | 0 | 0 | 0 | 0 | 0 | 0 | 0 | 0 | 0 | 0 | 0 | 0 | 0 | 0 | 0 | 0 | 0
PG&E NGBA | Table Mountain | 230 | 0 | 0 | 0 | 0 | 0 | 0 | 0 | 0 | 0 | 0 | 0 | 0 | 0 | 0 | 0 | 0 | 0 | 0 | 0 | 0 | 0 | 0 | 0 | 0 | 0 | 0 | 0 | 0 | 0 | 0 | 0 | 0 | 0 | 0 | 0 | 0 | 0 | 0 | 0 | 0 | 0 | 0 | 0 | 0 | 0 | 0 | 0 | 0 |  | 0 | 0 | 0 | 0 | 0 | 0 | 0 | 0 | 0 | 0 | 0 | 0 | 0 | 0 | 0 | 0 | 0 | 0 | 0 | 0 | 0 | 0 | 0 | 0 | 0 | 0 | 0 | 0 | 0 | 0 | 0 | 0 | 0 | 0 | 0 | 0 | 0 | 0 | 0 | 0 | 0 | 0 | 0 | 0 | 0 | 0 | 0 | 0 | 0 | 0 | 0 | 0
PG&E NGBA | Table Mountain | 500 | 0 | 0 | 0 | 0 | 0 | 0 | 0 | 0 | 0 | 0 | 0 | 0 | 0 | 0 | 0 | 0 | 0 | 0 | 0 | 0 | 0 | 0 | 0 | 0 | 0 | 0 | 0 | 0 | 0 | 0 | 0 | 0 | 0 | 0 | 0 | 0 | 0 | 0 | 0 | 0 | 0 | 0 | 0 | 0 | 0 | 0 | 0 | 0 |  | 0 | 0 | 0 | 0 | 0 | 0 | 0 | 0 | 0 | 0 | 0 | 0 | 0 | 0 | 0 | 0 | 0 | 0 | 0 | 0 | 0 | 0 | 0 | 0 | 0 | 0 | 0 | 0 | 0 | 0 | 0 | 0 | 0 | 0 | 0 | 0 | 0 | 0 | 0 | 0 | 0 | 0 | 0 | 0 | 0 | 0 | 0 | 0 | 0 | 0 | 0 | 0
PG&E NGBA | Table Mountain | 60 | 0 | 0 | 0 | 0 | 0 | 0 | 0 | 0 | 0 | 0 | 0 | 0 | 0 | 0 | 0 | 0 | 0 | 0 | 0 | 0 | 0 | 0 | 0 | 0 | 0 | 0 | 0 | 0 | 0 | 0 | 0 | 0 | 0 | 0 | 0 | 0 | 0 | 0 | 0 | 0 | 0 | 0 | 0 | 0 | 0 | 0 | 0 | 0 |  | 0 | 0 | 0 | 0 | 0 | 0 | 0 | 0 | 0 | 0 | 0 | 0 | 0 | 0 | 0 | 0 | 0 | 0 | 0 | 0 | 0 | 0 | 0 | 0 | 0 | 0 | 0 | 0 | 0 | 0 | 0 | 0 | 0 | 0 | 0 | 0 | 0 | 0 | 0 | 0 | 0 | 0 | 0 | 0 | 0 | 0 | 0 | 0 | 0 | 0 | 0 | 0
PG&E KERN | Taft | 115 | 0 | 0 | 0 | 0 | 0 | 0 | 0 | 0 | 0 | 0 | 0 | 0 | 0 | 0 | 0 | 0 | 0 | 0 | 0 | 0 | 0 | 0 | 0 | 0 | 0 | 0 | 0 | 0 | 0 | 0 | 0 | 0 | 0 | 0 | 0 | 0 | 0 | 0 | 0 | 0 | 0 | 0 | 0 | 0 | 0 | 0 | 0 | 0 |  | 0 | 0 | 0 | 0 | 0 | 0 | 0 | 0 | 0 | 0 | 0 | 0 | 0 | 0 | 0 | 0 | 0 | 0 | 0 | 0 | 0 | 0 | 0 | 0 | 0 | 0 | 0 | 0 | 0 | 0 | 0 | 0 | 0 | 0 | 0 | 0 | 0 | 0 | 0 | 0 | 0 | 0 | 0 | 0 | 0 | 0 | 0 | 0 | 0 | 0 | 0 | 0
SDGE | Talega | 138 | 200 | 100 | 0 | 0 | 0 | 0 | 0 | 0 | 0 | 0 | 0 | 0 | 200 | 100 | 0 | 0 | 0 | 0 | 0 | 0 | 0 | 0 | 0 | 0 | 200 | 100 | 0 | 0 | 0 | 0 | 0 | 0 | 0 | 0 | 0 | 0 | 200 | 100 | 0 | 0 | 0 | 0 | 0 | 0 | 0 | 0 | 0 | 0 |  | 200 | 100 | 0 | 0 | 0 | 0 | 0 | 0 | 0 | 0 | 0 | 0 | 200 | 100 | 0 | 0 | 0 | 0 | 0 | 0 | 0 | 0 | 0 | 0 | 200 | 100 | 0 | 0 | 0 | 0 | 0 | 0 | 0 | 0 | 0 | 0 | 102.91 | 0 | 0 | 0 | 0 | 0 | 0 | 102.91 | 102.91 | 0 | 0 | 0 | 0 | 0 | 0 | 0
SDGE | Talega | 230 | 0 | 0 | 0 | 0 | 0 | 0 | 0 | 0 | 0 | 0 | 0 | 0 | 0 | 0 | 0 | 0 | 0 | 0 | 0 | 0 | 0 | 0 | 0 | 0 | 0 | 0 | 0 | 0 | 0 | 0 | 0 | 0 | 0 | 0 | 0 | 0 | 0 | 0 | 0 | 0 | 0 | 0 | 0 | 0 | 0 | 0 | 0 | 0 |  | 0 | 0 | 0 | 0 | 0 | 0 | 0 | 0 | 0 | 0 | 0 | 0 | 0 | 0 | 0 | 0 | 0 | 0 | 0 | 0 | 0 | 0 | 0 | 0 | 0 | 0 | 0 | 0 | 0 | 0 | 0 | 0 | 0 | 0 | 0 | 0 | 0 | 0 | 0 | 0 | 0 | 0 | 0 | 0 | 0 | 0 | 0 | 0 | 0 | 0 | 0 | 0
PG&E GBA | Tassajara | 230 | 0 | 0 | 0 | 0 | 0 | 0 | 0 | 0 | 0 | 0 | 0 | 0 | 0 | 0 | 0 | 0 | 0 | 0 | 0 | 0 | 0 | 0 | 0 | 0 | 0 | 0 | 0 | 0 | 0 | 0 | 0 | 0 | 0 | 0 | 0 | 0 | 0 | 0 | 0 | 0 | 0 | 0 | 0 | 0 | 0 | 0 | 0 | 0 |  | 0 | 0 | 0 | 0 | 0 | 0 | 0 | 0 | 0 | 0 | 0 | 0 | 0 | 0 | 0 | 0 | 0 | 0 | 0 | 0 | 0 | 0 | 0 | 0 | 0 | 0 | 0 | 0 | 0 | 0 | 0 | 0 | 0 | 0 | 0 | 0 | 0 | 0 | 0 | 0 | 0 | 0 | 0 | 0 | 0 | 0 | 0 | 0 | 0 | 0 | 0 | 0
PG&E KERN | Tejon | 70 | 0 | 0 | 0 | 0 | 0 | 0 | 0 | 0 | 0 | 0 | 0 | 0 | 0 | 0 | 0 | 0 | 0 | 0 | 0 | 0 | 0 | 0 | 0 | 0 | 0 | 0 | 0 | 0 | 0 | 0 | 0 | 0 | 0 | 0 | 0 | 0 | 0 | 0 | 0 | 0 | 0 | 0 | 0 | 0 | 0 | 0 | 0 | 0 |  | 0 | 0 | 0 | 0 | 0 | 0 | 0 | 0 | 0 | 0 | 0 | 0 | 0 | 0 | 0 | 0 | 0 | 0 | 0 | 0 | 0 | 0 | 0 | 0 | 0 | 0 | 0 | 0 | 0 | 0 | 0 | 0 | 0 | 0 | 0 | 0 | 0 | 0 | 0 | 0 | 0 | 0 | 0 | 0 | 0 | 0 | 0 | 0 | 0 | 0 | 0 | 0
SDGE | Telegraph Canyon | 138 | 0 | 0 | 0 | 0 | 0 | 0 | 0 | 0 | 0 | 0 | 0 | 0 | 0 | 0 | 0 | 0 | 0 | 0 | 0 | 0 | 0 | 0 | 0 | 0 | 0 | 0 | 0 | 0 | 0 | 0 | 0 | 0 | 0 | 0 | 0 | 0 | 0 | 0 | 0 | 0 | 0 | 0 | 0 | 0 | 0 | 0 | 0 | 0 |  | 0 | 0 | 0 | 0 | 0 | 0 | 0 | 0 | 0 | 0 | 0 | 0 | 0 | 0 | 0 | 0 | 0 | 0 | 0 | 0 | 0 | 0 | 0 | 0 | 0 | 0 | 0 | 0 | 0 | 0 | 0 | 0 | 0 | 0 | 0 | 0 | 0 | 0 | 0 | 0 | 0 | 0 | 0 | 0 | 0 | 0 | 0 | 0 | 0 | 0 | 0 | 0
PG&E KERN | Temblor | 115 | 0 | 0 | 0 | 0 | 0 | 0 | 0 | 0 | 0 | 0 | 0 | 0 | 20 | 0 | 0 | 0 | 0 | 0 | 0 | 0 | 0 | 0 | 0 | 0 | 20 | 0 | 0 | 0 | 0 | 0 | 0 | 0 | 0 | 0 | 0 | 0 | 20 | 0 | 0 | 0 | 0 | 0 | 0 | 0 | 0 | 0 | 0 | 0 |  | 60 | 4 | 0 | 0 | 0 | 0 | 0 | 0 | 0 | 0 | 0 | 0 | 20 | 0 | 0 | 0 | 0 | 0 | 0 | 0 | 0 | 0 | 0 | 0 | 20 | 0 | 0 | 0 | 0 | 0 | 0 | 0 | 0 | 0 | 0 | 0 | 0 | 0 | 0 | 0 | 0 | 0 | 0 | 0 | 0 | 0 | 0 | 0 | 0 | 0 | 0 | 0
PG&E KERN | Templeton | 230 | 0 | 0 | 0 | 0 | 0 | 0 | 0 | 0 | 0 | 0 | 0 | 0 | 0 | 0 | 0 | 0 | 0 | 0 | 0 | 0 | 0 | 0 | 0 | 0 | 0 | 0 | 0 | 0 | 0 | 0 | 0 | 0 | 0 | 0 | 0 | 0 | 0 | 0 | 0 | 0 | 0 | 0 | 0 | 0 | 0 | 0 | 0 | 0 |  | 0 | 0 | 0 | 0 | 0 | 0 | 0 | 0 | 0 | 0 | 0 | 0 | 0 | 0 | 0 | 0 | 0 | 0 | 0 | 0 | 0 | 0 | 0 | 0 | 0 | 0 | 0 | 0 | 0 | 0 | 0 | 0 | 0 | 0 | 0 | 0 | 0 | 0 | 0 | 0 | 0 | 0 | 0 | 0 | 0 | 0 | 0 | 0 | 0 | 0 | 0 | 0
PG&E KERN | Templeton | 70 | 0 | 0 | 0 | 0 | 0 | 0 | 0 | 0 | 0 | 0 | 0 | 0 | 0 | 0 | 0 | 0 | 0 | 0 | 0 | 0 | 0 | 0 | 0 | 0 | 0 | 0 | 0 | 0 | 0 | 0 | 0 | 0 | 0 | 0 | 0 | 0 | 0 | 0 | 0 | 0 | 0 | 0 | 0 | 0 | 0 | 0 | 0 | 0 |  | 0 | 0 | 0 | 0 | 0 | 0 | 0 | 0 | 0 | 0 | 0 | 0 | 0 | 0 | 0 | 0 | 0 | 0 | 0 | 0 | 0 | 0 | 0 | 0 | 0 | 0 | 0 | 0 | 0 | 0 | 0 | 0 | 0 | 0 | 0 | 0 | 0 | 0 | 0 | 0 | 0 | 0 | 0 | 0 | 0 | 0 | 0 | 0 | 0 | 0 | 0 | 0
PG&E GBA | Tesla | 115 | 0 | 0 | 0 | 0 | 0 | 0 | 0 | 0 | 0 | 0 | 0 | 0 | 0 | 0 | 0 | 0 | 0 | 0 | 0 | 0 | 0 | 0 | 0 | 0 | 0 | 0 | 0 | 0 | 0 | 0 | 0 | 0 | 0 | 0 | 0 | 0 | 0 | 0 | 0 | 0 | 0 | 0 | 0 | 0 | 0 | 0 | 0 | 0 |  | 0 | 0 | 0 | 0 | 0 | 0 | 0 | 0 | 0 | 0 | 0 | 0 | 0 | 0 | 0 | 0 | 0 | 0 | 0 | 0 | 0 | 0 | 0 | 0 | 0 | 0 | 0 | 0 | 0 | 0 | 0 | 0 | 0 | 0 | 0 | 0 | 0 | 0 | 0 | 0 | 0 | 0 | 0 | 0 | 0 | 0 | 0 | 0 | 0 | 0 | 0 | 0
PG&E GBA | Tesla | 230 | 0 | 0 | 0 | 0 | 0 | 0 | 0 | 0 | 62.5 | 60 | 0 | 0 | 240.12 | 175 | 0 | 0 | 0 | 0 | 0 | 0 | 176.5 | 80 | 0 | 0 | 744.12 | 675 | 0 | 0 | 0 | 0 | 0 | 0 | 176.5 | 80 | 0 | 0 | 744.12 | 675 | 0 | 0 | 0 | 0 | 0 | 0 | 176.5 | 80 | 0 | 0 |  | 18 | 0 | 0 | 0 | 0 | 0 | 0 | 0 | 176.5 | 80 | 0 | 0 | 0 | 0 | 0 | 0 | 0 | 0 | 0 | 0 | 176.5 | 80 | 0 | 0 | 0 | 0 | 0 | 0 | 0 | 0 | 0 | 0 | 176.5 | 80 | 0 | 0 | 0 | 0 | 0 | 0 | 0 | 0 | 0 | 0 | 0 | 0 | 0 | 0 | 0 | 0 | 0 | 0
PG&E GBA | Tesla | 500 | 405.9 | 400 | 0 | 0 | 410.04 | 0 | 0 | 0 | 408.8 | 0 | 0 | 0 | 921.318 | 900 | 0 | 0 | 410.04 | 0 | 0 | 0 | 408.8 | 0 | 0 | 0 | 921.318 | 900 | 0 | 0 | 410.04 | 0 | 0 | 0 | 408.8 | 0 | 0 | 0 | 921.318 | 900 | 0 | 0 | 410.04 | 0 | 0 | 0 | 408.8 | 0 | 0 | 0 |  | 405.9 | 400 | 0 | 0 | 410.04 | 0 | 0 | 0 | 408.8 | 0 | 0 | 0 | 405.9 | 400 | 0 | 0 | 410.04 | 0 | 0 | 0 | 408.8 | 0 | 0 | 0 | 405.9 | 400 | 0 | 0 | 410.04 | 0 | 0 | 0 | 408.8 | 0 | 0 | 0 | 514.368 | 0 | 0 | 0 | 0 | 0 | 0 | 514.368 | 0 | 0 | 0 | 0 | 0 | 0 | 0 | 0
PG&E KERN | Tevis | 115 | 0 | 0 | 0 | 0 | 0 | 0 | 0 | 0 | 0 | 0 | 0 | 0 | 0 | 0 | 0 | 0 | 0 | 0 | 0 | 0 | 0 | 0 | 0 | 0 | 0 | 0 | 0 | 0 | 0 | 0 | 0 | 0 | 0 | 0 | 0 | 0 | 0 | 0 | 0 | 0 | 0 | 0 | 0 | 0 | 0 | 0 | 0 | 0 |  | 0 | 0 | 0 | 0 | 0 | 0 | 0 | 0 | 0 | 0 | 0 | 0 | 0 | 0 | 0 | 0 | 0 | 0 | 0 | 0 | 0 | 0 | 0 | 0 | 0 | 0 | 0 | 0 | 0 | 0 | 0 | 0 | 0 | 0 | 0 | 0 | 0 | 0 | 0 | 0 | 0 | 0 | 0 | 0 | 0 | 0 | 0 | 0 | 0 | 0 | 0 | 0
EOP | Thousandaire | 138 | 0 | 0 | 0 | 0 | 0 | 0 | 0 | 0 | 0 | 0 | 0 | 0 | 0 | 0 | 0 | 0 | 0 | 0 | 0 | 0 | 0 | 0 | 0 | 0 | 0 | 0 | 0 | 0 | 0 | 0 | 0 | 0 | 0 | 0 | 0 | 0 | 0 | 0 | 0 | 0 | 0 | 0 | 0 | 0 | 0 | 0 | 0 | 0 |  | 0 | 0 | 0 | 0 | 0 | 0 | 0 | 0 | 0 | 0 | 0 | 0 | 0 | 0 | 0 | 0 | 0 | 0 | 0 | 0 | 0 | 0 | 0 | 0 | 0 | 0 | 0 | 0 | 0 | 0 | 0 | 0 | 0 | 0 | 0 | 0 | 0 | 0 | 0 | 0 | 0 | 0 | 0 | 0 | 0 | 0 | 0 | 0 | 0 | 0 | 0 | 0
PG&E KERN | Topaz | 230 | 0 | 0 | 0 | 0 | 0 | 0 | 0 | 0 | 0 | 0 | 0 | 0 | 0 | 0 | 0 | 0 | 0 | 0 | 0 | 0 | 0 | 0 | 0 | 0 | 0 | 0 | 0 | 0 | 0 | 0 | 0 | 0 | 0 | 0 | 0 | 0 | 0 | 0 | 0 | 0 | 0 | 0 | 0 | 0 | 0 | 0 | 0 | 0 |  | 0 | 0 | 0 | 0 | 0 | 0 | 0 | 0 | 0 | 0 | 0 | 0 | 0 | 0 | 0 | 0 | 0 | 0 | 0 | 0 | 0 | 0 | 0 | 0 | 0 | 0 | 0 | 0 | 0 | 0 | 0 | 0 | 0 | 0 | 0 | 0 | 0 | 0 | 0 | 0 | 0 | 0 | 0 | 0 | 0 | 0 | 0 | 0 | 0 | 0 | 0 | 0
SCE NOL | Tortilla | 115 | 0 | 0 | 0 | 0 | 0 | 0 | 0 | 0 | 0 | 0 | 0 | 0 | 0 | 0 | 0 | 0 | 0 | 0 | 0 | 0 | 0 | 0 | 0 | 0 | 0 | 0 | 0 | 0 | 0 | 0 | 0 | 0 | 0 | 0 | 0 | 0 | 0 | 0 | 0 | 0 | 0 | 0 | 0 | 0 | 0 | 0 | 0 | 0 |  | 0 | 0 | 0 | 0 | 0 | 0 | 0 | 0 | 0 | 0 | 0 | 0 | 0 | 0 | 0 | 0 | 0 | 0 | 0 | 0 | 0 | 0 | 0 | 0 | 0 | 0 | 0 | 0 | 0 | 0 | 0 | 0 | 0 | 0 | 0 | 0 | 0 | 0 | 0 | 0 | 0 | 0 | 0 | 0 | 0 | 0 | 0 | 0 | 0 | 0 | 0 | 0
SDGE | Trabuco | 138 | 0 | 0 | 0 | 0 | 0 | 0 | 0 | 0 | 0 | 0 | 0 | 0 | 0 | 0 | 0 | 0 | 0 | 0 | 0 | 0 | 0 | 0 | 0 | 0 | 0 | 0 | 0 | 0 | 0 | 0 | 0 | 0 | 0 | 0 | 0 | 0 | 0 | 0 | 0 | 0 | 0 | 0 | 0 | 0 | 0 | 0 | 0 | 0 |  | 0 | 0 | 0 | 0 | 0 | 0 | 0 | 0 | 0 | 0 | 0 | 0 | 0 | 0 | 0 | 0 | 0 | 0 | 0 | 0 | 0 | 0 | 0 | 0 | 0 | 0 | 0 | 0 | 0 | 0 | 0 | 0 | 0 | 0 | 0 | 0 | 0 | 0 | 0 | 0 | 0 | 0 | 0 | 0 | 0 | 0 | 0 | 0 | 0 | 0 | 0 | 0
PG&E GBA | Tracy | 115 | 0 | 0 | 0 | 0 | 0 | 0 | 0 | 0 | 0 | 0 | 0 | 0 | 0 | 0 | 0 | 0 | 0 | 0 | 0 | 0 | 0 | 0 | 0 | 0 | 0 | 0 | 0 | 0 | 0 | 0 | 0 | 0 | 0 | 0 | 0 | 0 | 0 | 0 | 0 | 0 | 0 | 0 | 0 | 0 | 0 | 0 | 0 | 0 |  | 0 | 0 | 0 | 0 | 0 | 0 | 0 | 0 | 0 | 0 | 0 | 0 | 0 | 0 | 0 | 0 | 0 | 0 | 0 | 0 | 0 | 0 | 0 | 0 | 0 | 0 | 0 | 0 | 0 | 0 | 0 | 0 | 0 | 0 | 0 | 0 | 0 | 0 | 0 | 0 | 0 | 0 | 0 | 0 | 0 | 0 | 0 | 0 | 0 | 0 | 0 | 0
PG&E FRESNO | Tranquility | 230 | 50.5 | 50.5 | 0 | 0 | 316.09 | 0 | 0 | 0 | 0 | 0 | 0 | 0 | 720.25 | 485.5 | 0 | 0 | 722.03 | 0 | 0 | 0 | 0 | 0 | 0 | 0 | 720.25 | 485.5 | 0 | 0 | 722.03 | 0 | 0 | 0 | 0 | 0 | 0 | 0 | 720.25 | 485.5 | 0 | 0 | 722.03 | 0 | 0 | 0 | 0 | 0 | 0 | 0 |  | 254.159 | 250.5 | 0 | 0 | 519.939 | 0 | 0 | 0 | 0 | 0 | 0 | 0 | 720.25 | 485.5 | 0 | 0 | 722.03 | 0 | 0 | 0 | 0 | 0 | 0 | 0 | 720.25 | 485.5 | 0 | 0 | 722.03 | 0 | 0 | 0 | 0 | 0 | 0 | 0 | 0 | 0 | 0 | 0 | 0 | 0 | 0 | 0 | 0 | 0 | 0 | 0 | 0 | 0 | 0 | 0
PG&E GBA | Trimble | 115 | 0 | 0 | 0 | 0 | 0 | 0 | 0 | 0 | 0 | 0 | 0 | 0 | 0 | 0 | 0 | 0 | 0 | 0 | 0 | 0 | 0 | 0 | 0 | 0 | 0 | 0 | 0 | 0 | 0 | 0 | 0 | 0 | 0 | 0 | 0 | 0 | 0 | 0 | 0 | 0 | 0 | 0 | 0 | 0 | 0 | 0 | 0 | 0 |  | 0 | 0 | 0 | 0 | 0 | 0 | 0 | 0 | 0 | 0 | 0 | 0 | 0 | 0 | 0 | 0 | 0 | 0 | 0 | 0 | 0 | 0 | 0 | 0 | 0 | 0 | 0 | 0 | 0 | 0 | 0 | 0 | 0 | 0 | 0 | 0 | 0 | 0 | 0 | 0 | 0 | 0 | 0 | 0 | 0 | 0 | 0 | 0 | 0 | 0 | 0 | 0
EOP | Trout Canyon | 230 | 0 | 0 | 0 | 0 | 0 | 0 | 0 | 0 | 0 | 0 | 0 | 0 | 1914.1267 | 1369 | 0 | 0 | 2172.37 | 416.6667 | 0 | 0 | 0 | 0 | 0 | 0 | 2221.1267 | 1369 | 0 | 0 | 2479.37 | 416.6667 | 0 | 0 | 0 | 0 | 0 | 0 | 2221.1267 | 1369 | 0 | 0 | 2479.37 | 416.6667 | 0 | 0 | 0 | 0 | 0 | 0 |  | 636.02 | 619 | 0 | 0 | 869.954 | 441 | 0 | 0 | 0 | 0 | 0 | 0 | 2221.1267 | 1369 | 0 | 0 | 2479.37 | 416.6667 | 0 | 0 | 0 | 0 | 0 | 0 | 2221.1267 | 1369 | 0 | 0 | 2479.37 | 416.6667 | 0 | 0 | 0 | 0 | 0 | 0 | 0 | 0 | 0 | 0 | 0 | 0 | 0 | 0 | 0 | 0 | 0 | 0 | 0 | 0 | 0 | 0
EOP | Trout Canyon | 500 | 0 | 0 | 0 | 0 | 0 | 0 | 0 | 0 | 0 | 0 | 0 | 0 | 0 | 0 | 0 | 0 | 0 | 0 | 0 | 0 | 0 | 0 | 0 | 0 | 0 | 0 | 0 | 0 | 0 | 0 | 0 | 0 | 0 | 0 | 0 | 0 | 0 | 0 | 0 | 0 | 0 | 0 | 0 | 0 | 0 | 0 | 0 | 0 |  | 0 | 0 | 0 | 0 | 0 | 0 | 0 | 0 | 0 | 0 | 0 | 0 | 0 | 0 | 0 | 0 | 0 | 0 | 0 | 0 | 0 | 0 | 0 | 0 | 0 | 0 | 0 | 0 | 0 | 0 | 0 | 0 | 0 | 0 | 0 | 0 | 0 | 0 | 0 | 0 | 0 | 0 | 0 | 0 | 0 | 0 | 0 | 0 | 0 | 0 | 0 | 0
PG&E NGBA | Tulucay | 230 | 0 | 0 | 0 | 0 | 0 | 0 | 0 | 0 | 0 | 0 | 0 | 0 | 0 | 0 | 0 | 0 | 0 | 0 | 0 | 0 | 0 | 0 | 0 | 0 | 252 | 0 | 0 | 0 | 0 | 0 | 0 | 0 | 0 | 0 | 0 | 0 | 252 | 0 | 0 | 0 | 0 | 0 | 0 | 0 | 0 | 0 | 0 | 0 |  | 0 | 0 | 0 | 0 | 0 | 0 | 0 | 0 | 0 | 0 | 0 | 0 | 0 | 0 | 0 | 0 | 0 | 0 | 0 | 0 | 0 | 0 | 0 | 0 | 0 | 0 | 0 | 0 | 0 | 0 | 0 | 0 | 0 | 0 | 0 | 0 | 0 | 0 | 0 | 0 | 0 | 0 | 0 | 0 | 0 | 0 | 0 | 0 | 0 | 0 | 0 | 0
PG&E NGBA | Tulucay | 60 | 0 | 0 | 0 | 0 | 0 | 0 | 0 | 0 | 0 | 0 | 0 | 0 | 0 | 0 | 0 | 0 | 24.5 | 24.5 | 0 | 0 | 0 | 0 | 0 | 0 | 0 | 0 | 0 | 0 | 24.5 | 24.5 | 0 | 0 | 0 | 0 | 0 | 0 | 0 | 0 | 0 | 0 | 24.5 | 24.5 | 0 | 0 | 0 | 0 | 0 | 0 |  | 0 | 0 | 0 | 0 | 24.5 | 24.5 | 0 | 0 | 0 | 0 | 0 | 0 | 0 | 0 | 0 | 0 | 24.5 | 24.5 | 0 | 0 | 0 | 0 | 0 | 0 | 0 | 0 | 0 | 0 | 24.5 | 24.5 | 0 | 0 | 0 | 0 | 0 | 0 | 0 | 0 | 0 | 0 | 0 | 0 | 0 | 0 | 0 | 0 | 0 | 0 | 0 | 0 | 0 | 0
PG&E KERN | Tupman | 115 | 0 | 0 | 0 | 0 | 0 | 0 | 0 | 0 | 0 | 0 | 0 | 0 | 0 | 0 | 0 | 0 | 0 | 0 | 0 | 0 | 0 | 0 | 0 | 0 | 0 | 0 | 0 | 0 | 0 | 0 | 0 | 0 | 0 | 0 | 0 | 0 | 0 | 0 | 0 | 0 | 0 | 0 | 0 | 0 | 0 | 0 | 0 | 0 |  | 0 | 0 | 0 | 0 | 0 | 0 | 0 | 0 | 0 | 0 | 0 | 0 | 0 | 0 | 0 | 0 | 0 | 0 | 0 | 0 | 0 | 0 | 0 | 0 | 0 | 0 | 0 | 0 | 0 | 0 | 0 | 0 | 0 | 0 | 0 | 0 | 0 | 0 | 0 | 0 | 0 | 0 | 0 | 0 | 0 | 0 | 0 | 0 | 0 | 0 | 0 | 0
PG&E NGBA | Ukiah | 115 | 0 | 0 | 0 | 0 | 0 | 0 | 0 | 0 | 0 | 0 | 0 | 0 | 0 | 0 | 0 | 0 | 0 | 0 | 0 | 0 | 0 | 0 | 0 | 0 | 0 | 0 | 0 | 0 | 0 | 0 | 0 | 0 | 0 | 0 | 0 | 0 | 0 | 0 | 0 | 0 | 0 | 0 | 0 | 0 | 0 | 0 | 0 | 0 |  | 0 | 0 | 0 | 0 | 0 | 0 | 0 | 0 | 0 | 0 | 0 | 0 | 0 | 0 | 0 | 0 | 0 | 0 | 0 | 0 | 0 | 0 | 0 | 0 | 0 | 0 | 0 | 0 | 0 | 0 | 0 | 0 | 0 | 0 | 0 | 0 | 0 | 0 | 0 | 0 | 0 | 0 | 0 | 0 | 0 | 0 | 0 | 0 | 0 | 0 | 0 | 0
PG&E KERN | Union (Estrella) | 70 | 0 | 0 | 0 | 0 | 0 | 0 | 0 | 0 | 0 | 0 | 0 | 0 | 0 | 0 | 0 | 0 | 0 | 0 | 0 | 0 | 0 | 0 | 0 | 0 | 0 | 0 | 0 | 0 | 0 | 0 | 0 | 0 | 0 | 0 | 0 | 0 | 0 | 0 | 0 | 0 | 0 | 0 | 0 | 0 | 0 | 0 | 0 | 0 |  | 0 | 0 | 0 | 0 | 0 | 0 | 0 | 0 | 0 | 0 | 0 | 0 | 0 | 0 | 0 | 0 | 0 | 0 | 0 | 0 | 0 | 0 | 0 | 0 | 0 | 0 | 0 | 0 | 0 | 0 | 0 | 0 | 0 | 0 | 0 | 0 | 0 | 0 | 0 | 0 | 0 | 0 | 0 | 0 | 0 | 0 | 0 | 0 | 0 | 0 | 0 | 0
PG&E NGBA | Vaca Dixon | 115 | 0 | 0 | 0 | 0 | 0 | 0 | 0 | 0 | 0 | 0 | 0 | 0 | 0 | 0 | 0 | 0 | 0 | 0 | 0 | 0 | 0 | 0 | 0 | 0 | 102.15 | 0 | 0 | 0 | 0 | 0 | 0 | 0 | 0 | 0 | 0 | 0 | 102.15 | 0 | 0 | 0 | 0 | 0 | 0 | 0 | 0 | 0 | 0 | 0 |  | 0 | 0 | 0 | 0 | 0 | 0 | 0 | 0 | 0 | 0 | 0 | 0 | 102.15 | 0 | 0 | 0 | 0 | 0 | 0 | 0 | 0 | 0 | 0 | 0 | 102.15 | 0 | 0 | 0 | 0 | 0 | 0 | 0 | 0 | 0 | 0 | 0 | 0 | 0 | 0 | 0 | 0 | 0 | 0 | 0 | 0 | 0 | 0 | 0 | 0 | 0 | 0 | 0
PG&E NGBA | Vaca Dixon | 230 | 0 | 0 | 0 | 0 | 0 | 0 | 0 | 0 | 0 | 0 | 0 | 0 | 2.75 | 0 | 0 | 0 | 0 | 0 | 0 | 0 | 0 | 0 | 0 | 0 | 478.71 | 0 | 0 | 0 | 0 | 0 | 0 | 0 | 0 | 0 | 0 | 0 | 478.71 | 0 | 0 | 0 | 0 | 0 | 0 | 0 | 0 | 0 | 0 | 0 |  | 13.5 | 0 | 0 | 0 | 0 | 0 | 0 | 0 | 0 | 0 | 0 | 0 | 2.75 | 0 | 0 | 0 | 0 | 0 | 0 | 0 | 0 | 0 | 0 | 0 | 2.75 | 0 | 0 | 0 | 0 | 0 | 0 | 0 | 0 | 0 | 0 | 0 | 0 | 0 | 0 | 0 | 0 | 0 | 0 | 0 | 0 | 0 | 0 | 0 | 0 | 0 | 0 | 0
PG&E NGBA | Vaca Dixon | 500 | 0 | 0 | 0 | 0 | 0 | 0 | 0 | 0 | 0 | 0 | 0 | 0 | 0 | 0 | 0 | 0 | 0 | 0 | 0 | 0 | 0 | 0 | 0 | 0 | 710.6 | 0 | 0 | 0 | 0 | 0 | 0 | 0 | 0 | 0 | 0 | 0 | 710.6 | 0 | 0 | 0 | 0 | 0 | 0 | 0 | 0 | 0 | 0 | 0 |  | 0 | 0 | 0 | 0 | 0 | 0 | 0 | 0 | 0 | 0 | 0 | 0 | 0 | 0 | 0 | 0 | 0 | 0 | 0 | 0 | 0 | 0 | 0 | 0 | 0 | 0 | 0 | 0 | 0 | 0 | 0 | 0 | 0 | 0 | 0 | 0 | 0 | 0 | 0 | 0 | 0 | 0 | 0 | 0 | 0 | 0 | 0 | 0 | 0 | 0 | 0 | 0
PG&E NGBA | Vaca Dixon | 60 | 0 | 0 | 0 | 0 | 0 | 0 | 0 | 0 | 0 | 0 | 0 | 0 | 0 | 0 | 0 | 0 | 0 | 0 | 0 | 0 | 0 | 0 | 0 | 0 | 0 | 0 | 0 | 0 | 0 | 0 | 0 | 0 | 0 | 0 | 0 | 0 | 0 | 0 | 0 | 0 | 0 | 0 | 0 | 0 | 0 | 0 | 0 | 0 |  | 0 | 0 | 0 | 0 | 0 | 0 | 0 | 0 | 0 | 0 | 0 | 0 | 0 | 0 | 0 | 0 | 0 | 0 | 0 | 0 | 0 | 0 | 0 | 0 | 0 | 0 | 0 | 0 | 0 | 0 | 0 | 0 | 0 | 0 | 0 | 0 | 0 | 0 | 0 | 0 | 0 | 0 | 0 | 0 | 0 | 0 | 0 | 0 | 0 | 0 | 0 | 0
SCE Eastern | Valley (SCE) | 500 | 60 | 60 | 0 | 0 | 0 | 0 | 0 | 0 | 0 | 0 | 0 | 0 | 567.6 | 560 | 0 | 0 | 0 | 0 | 0 | 0 | 0 | 0 | 0 | 0 | 567.6 | 560 | 0 | 0 | 0 | 0 | 0 | 0 | 0 | 0 | 0 | 0 | 567.6 | 560 | 0 | 0 | 0 | 0 | 0 | 0 | 0 | 0 | 0 | 0 |  | 567.6 | 560 | 0 | 0 | 0 | 0 | 0 | 0 | 0 | 0 | 0 | 0 | 567.6 | 560 | 0 | 0 | 0 | 0 | 0 | 0 | 0 | 0 | 0 | 0 | 567.6 | 560 | 0 | 0 | 0 | 0 | 0 | 0 | 0 | 0 | 0 | 0 | 0 | 0 | 0 | 0 | 0 | 0 | 0 | 0 | 0 | 0 | 0 | 0 | 0 | 0 | 0 | 0
EOP | Valley (VEA) | 138 | 40 | 40 | 0 | 0 | 0 | 0 | 0 | 0 | 0 | 0 | 0 | 0 | 40 | 40 | 0 | 0 | 0 | 0 | 0 | 0 | 0 | 0 | 0 | 0 | 40 | 40 | 0 | 0 | 0 | 0 | 0 | 0 | 0 | 0 | 0 | 0 | 40 | 40 | 0 | 0 | 0 | 0 | 0 | 0 | 0 | 0 | 0 | 0 |  | 40 | 40 | 0 | 0 | 0 | 0 | 0 | 0 | 0 | 0 | 0 | 0 | 40 | 40 | 0 | 0 | 0 | 0 | 0 | 0 | 0 | 0 | 0 | 0 | 40 | 40 | 0 | 0 | 0 | 0 | 0 | 0 | 0 | 0 | 0 | 0 | 0 | 0 | 0 | 0 | 0 | 0 | 0 | 0 | 0 | 0 | 0 | 0 | 0 | 0 | 0 | 0
SDGE | Valley Center | 69 | 0 | 0 | 0 | 0 | 0 | 0 | 0 | 0 | 0 | 0 | 0 | 0 | 0 | 0 | 0 | 0 | 0 | 0 | 0 | 0 | 0 | 0 | 0 | 0 | 0 | 0 | 0 | 0 | 0 | 0 | 0 | 0 | 0 | 0 | 0 | 0 | 0 | 0 | 0 | 0 | 0 | 0 | 0 | 0 | 0 | 0 | 0 | 0 |  | 0 | 0 | 0 | 0 | 0 | 0 | 0 | 0 | 0 | 0 | 0 | 0 | 0 | 0 | 0 | 0 | 0 | 0 | 0 | 0 | 0 | 0 | 0 | 0 | 0 | 0 | 0 | 0 | 0 | 0 | 0 | 0 | 0 | 0 | 0 | 0 | 0 | 0 | 0 | 0 | 0 | 0 | 0 | 0 | 0 | 0 | 0 | 0 | 0 | 0 | 0 | 0
PG&E GBA | Valley Home | 115 | 0 | 0 | 0 | 0 | 0 | 0 | 0 | 0 | 0 | 0 | 0 | 0 | 0 | 0 | 0 | 0 | 0 | 0 | 0 | 0 | 0 | 0 | 0 | 0 | 0 | 0 | 0 | 0 | 0 | 0 | 0 | 0 | 0 | 0 | 0 | 0 | 0 | 0 | 0 | 0 | 0 | 0 | 0 | 0 | 0 | 0 | 0 | 0 |  | 0 | 0 | 0 | 0 | 0 | 0 | 0 | 0 | 0 | 0 | 0 | 0 | 0 | 0 | 0 | 0 | 0 | 0 | 0 | 0 | 0 | 0 | 0 | 0 | 0 | 0 | 0 | 0 | 0 | 0 | 0 | 0 | 0 | 0 | 0 | 0 | 0 | 0 | 0 | 0 | 0 | 0 | 0 | 0 | 0 | 0 | 0 | 0 | 0 | 0 | 0 | 0
PG&E GBA | Valley Springs | 230 | 0 | 0 | 0 | 0 | 0 | 0 | 0 | 0 | 0 | 0 | 0 | 0 | 0 | 0 | 0 | 0 | 0 | 0 | 0 | 0 | 0 | 0 | 0 | 0 | 0 | 0 | 0 | 0 | 0 | 0 | 0 | 0 | 0 | 0 | 0 | 0 | 0 | 0 | 0 | 0 | 0 | 0 | 0 | 0 | 0 | 0 | 0 | 0 |  | 0 | 0 | 0 | 0 | 0 | 0 | 0 | 0 | 0 | 0 | 0 | 0 | 0 | 0 | 0 | 0 | 0 | 0 | 0 | 0 | 0 | 0 | 0 | 0 | 0 | 0 | 0 | 0 | 0 | 0 | 0 | 0 | 0 | 0 | 0 | 0 | 128.4 | 0 | 0 | 0 | 0 | 0 | 0 | 128.4 | 128.4 | 0 | 0 | 0 | 0 | 0 | 0 | 0
PG&E GBA | Valley Springs | 60 | 0 | 0 | 0 | 0 | 0 | 0 | 0 | 0 | 0 | 0 | 0 | 0 | 101 | 100 | 0 | 0 | 0 | 0 | 0 | 0 | 0 | 0 | 0 | 0 | 101 | 100 | 0 | 0 | 0 | 0 | 0 | 0 | 0 | 0 | 0 | 0 | 101 | 100 | 0 | 0 | 0 | 0 | 0 | 0 | 0 | 0 | 0 | 0 |  | 0 | 0 | 0 | 0 | 0 | 0 | 0 | 0 | 0 | 0 | 0 | 0 | 101 | 100 | 0 | 0 | 0 | 0 | 0 | 0 | 0 | 0 | 0 | 0 | 101 | 100 | 0 | 0 | 0 | 0 | 0 | 0 | 0 | 0 | 0 | 0 | 0 | 0 | 0 | 0 | 0 | 0 | 0 | 0 | 0 | 0 | 0 | 0 | 0 | 0 | 0 | 0
EOP | Valley Switch | 138 | 0 | 0 | 0 | 0 | 0 | 0 | 0 | 0 | 0 | 0 | 0 | 0 | 0 | 0 | 0 | 0 | 0 | 0 | 0 | 0 | 0 | 0 | 0 | 0 | 0 | 0 | 0 | 0 | 0 | 0 | 0 | 0 | 0 | 0 | 0 | 0 | 0 | 0 | 0 | 0 | 0 | 0 | 0 | 0 | 0 | 0 | 0 | 0 |  | 0 | 0 | 0 | 0 | 0 | 0 | 0 | 0 | 0 | 0 | 0 | 0 | 0 | 0 | 0 | 0 | 0 | 0 | 0 | 0 | 0 | 0 | 0 | 0 | 0 | 0 | 0 | 0 | 0 | 0 | 0 | 0 | 0 | 0 | 0 | 0 | 0 | 0 | 0 | 0 | 0 | 0 | 0 | 0 | 0 | 0 | 0 | 0 | 0 | 0 | 0 | 0
EOP | Valley Switch | 230 | 0 | 0 | 0 | 0 | 0 | 0 | 0 | 0 | 0 | 0 | 0 | 0 | 0 | 0 | 0 | 0 | 0 | 0 | 0 | 0 | 0 | 0 | 0 | 0 | 0 | 0 | 0 | 0 | 0 | 0 | 0 | 0 | 0 | 0 | 0 | 0 | 0 | 0 | 0 | 0 | 0 | 0 | 0 | 0 | 0 | 0 | 0 | 0 |  | 0 | 0 | 0 | 0 | 0 | 0 | 0 | 0 | 0 | 0 | 0 | 0 | 0 | 0 | 0 | 0 | 0 | 0 | 0 | 0 | 0 | 0 | 0 | 0 | 0 | 0 | 0 | 0 | 0 | 0 | 0 | 0 | 0 | 0 | 0 | 0 | 460.14 | 0 | 1483.82 | 0 | 0 | 0 | 0 | 460.14 | 460.14 | 0 | 460.95 | 0 | 0 | 0 | 0 | 0
PG&E GBA | Vasco | 230 | 0 | 0 | 0 | 0 | 0 | 0 | 0 | 0 | 0 | 0 | 0 | 0 | 0 | 0 | 0 | 0 | 0 | 0 | 0 | 0 | 0 | 0 | 0 | 0 | 0 | 0 | 0 | 0 | 0 | 0 | 0 | 0 | 0 | 0 | 0 | 0 | 0 | 0 | 0 | 0 | 0 | 0 | 0 | 0 | 0 | 0 | 0 | 0 |  | 0 | 0 | 0 | 0 | 0 | 0 | 0 | 0 | 0 | 0 | 0 | 0 | 0 | 0 | 0 | 0 | 0 | 0 | 0 | 0 | 0 | 0 | 0 | 0 | 0 | 0 | 0 | 0 | 0 | 0 | 0 | 0 | 0 | 0 | 0 | 0 | 0 | 0 | 0 | 0 | 0 | 0 | 0 | 0 | 0 | 0 | 0 | 0 | 0 | 0 | 0 | 0
PG&E GBA | Vasona | 230 | 0 | 0 | 0 | 0 | 0 | 0 | 0 | 0 | 0 | 0 | 0 | 0 | 0 | 0 | 0 | 0 | 0 | 0 | 0 | 0 | 0 | 0 | 0 | 0 | 0 | 0 | 0 | 0 | 0 | 0 | 0 | 0 | 0 | 0 | 0 | 0 | 0 | 0 | 0 | 0 | 0 | 0 | 0 | 0 | 0 | 0 | 0 | 0 |  | 0 | 0 | 0 | 0 | 0 | 0 | 0 | 0 | 0 | 0 | 0 | 0 | 0 | 0 | 0 | 0 | 0 | 0 | 0 | 0 | 0 | 0 | 0 | 0 | 0 | 0 | 0 | 0 | 0 | 0 | 0 | 0 | 0 | 0 | 0 | 0 | 0 | 0 | 0 | 0 | 0 | 0 | 0 | 0 | 0 | 0 | 0 | 0 | 0 | 0 | 0 | 0
SCE Northern | Vestal | 230 | 400 | 400 | 0 | 0 | 400 | 0 | 0 | 0 | 0 | 0 | 0 | 0 | 0 | 0 | 0 | 0 | 0 | 0 | 0 | 0 | 0 | 0 | 0 | 0 | 400 | 400 | 0 | 0 | 400 | 0 | 0 | 0 | 0 | 0 | 0 | 0 | 400 | 400 | 0 | 0 | 400 | 0 | 0 | 0 | 0 | 0 | 0 | 0 |  | 0 | 0 | 0 | 0 | 0 | 0 | 0 | 0 | 0 | 0 | 0 | 0 | 200 | 200 | 0 | 0 | 200 | 0 | 0 | 0 | 0 | 0 | 0 | 0 | 200 | 200 | 0 | 0 | 200 | 0 | 0 | 0 | 0 | 0 | 0 | 0 | 0 | 0 | 0 | 0 | 0 | 0 | 0 | 0 | 0 | 0 | 0 | 0 | 0 | 0 | 0 | 0
SCE Northern | Vestal | 66 | 0 | 0 | 0 | 0 | 0 | 0 | 0 | 0 | 0 | 0 | 0 | 0 | 0 | 0 | 0 | 0 | 0 | 0 | 0 | 0 | 0 | 0 | 0 | 0 | 0 | 0 | 0 | 0 | 0 | 0 | 0 | 0 | 0 | 0 | 0 | 0 | 0 | 0 | 0 | 0 | 0 | 0 | 0 | 0 | 0 | 0 | 0 | 0 |  | 0 | 0 | 0 | 0 | 0 | 0 | 0 | 0 | 0 | 0 | 0 | 0 | 0 | 0 | 0 | 0 | 0 | 0 | 0 | 0 | 0 | 0 | 0 | 0 | 0 | 0 | 0 | 0 | 0 | 0 | 0 | 0 | 0 | 0 | 0 | 0 | 0 | 0 | 0 | 0 | 0 | 0 | 0 | 0 | 0 | 0 | 0 | 0 | 0 | 0 | 0 | 0
SCE NOL | Victor | 115 | 0 | 0 | 0 | 0 | 0 | 0 | 0 | 0 | 0 | 0 | 0 | 0 | 0 | 0 | 0 | 0 | 0 | 0 | 0 | 0 | 0 | 0 | 0 | 0 | 0 | 0 | 0 | 0 | 0 | 0 | 0 | 0 | 0 | 0 | 0 | 0 | 0 | 0 | 0 | 0 | 0 | 0 | 0 | 0 | 0 | 0 | 0 | 0 |  | 0 | 0 | 0 | 0 | 0 | 0 | 0 | 0 | 0 | 0 | 0 | 0 | 0 | 0 | 0 | 0 | 0 | 0 | 0 | 0 | 0 | 0 | 0 | 0 | 0 | 0 | 0 | 0 | 0 | 0 | 0 | 0 | 0 | 0 | 0 | 0 | 0 | 0 | 0 | 0 | 0 | 0 | 0 | 0 | 0 | 0 | 0 | 0 | 0 | 0 | 0 | 0
SCE NOL | Victor | 230 | 0 | 0 | 0 | 0 | 0 | 0 | 0 | 0 | 0 | 0 | 0 | 0 | 0 | 0 | 0 | 0 | 0 | 0 | 0 | 0 | 0 | 0 | 0 | 0 | 410.76 | 400 | 0 | 0 | 0 | 0 | 0 | 0 | 0 | 0 | 0 | 0 | 410.76 | 400 | 0 | 0 | 0 | 0 | 0 | 0 | 0 | 0 | 0 | 0 |  | 0 | 0 | 0 | 0 | 0 | 0 | 0 | 0 | 0 | 0 | 0 | 0 | 0 | 0 | 0 | 0 | 0 | 0 | 0 | 0 | 0 | 0 | 0 | 0 | 0 | 0 | 0 | 0 | 0 | 0 | 0 | 0 | 0 | 0 | 0 | 0 | 0 | 0 | 0 | 0 | 0 | 0 | 0 | 0 | 0 | 0 | 0 | 0 | 0 | 0 | 0 | 0
SCE Metro | Viejo | 230 | 0 | 0 | 0 | 0 | 0 | 0 | 0 | 0 | 0 | 0 | 0 | 0 | 0 | 0 | 0 | 0 | 0 | 0 | 0 | 0 | 0 | 0 | 0 | 0 | 302.4 | 300 | 0 | 0 | 0 | 0 | 0 | 0 | 0 | 0 | 0 | 0 | 302.4 | 300 | 0 | 0 | 0 | 0 | 0 | 0 | 0 | 0 | 0 | 0 |  | 0 | 0 | 0 | 0 | 0 | 0 | 0 | 0 | 0 | 0 | 0 | 0 | 0 | 0 | 0 | 0 | 0 | 0 | 0 | 0 | 0 | 0 | 0 | 0 | 0 | 0 | 0 | 0 | 0 | 0 | 0 | 0 | 0 | 0 | 0 | 0 | 1029 | 0 | 0 | 0 | 0 | 0 | 0 | 1029 | 1029 | 0 | 0 | 0 | 0 | 0 | 0 | 0
PG&E GBA | Vierra | 115 | 10 | 1.104 | 0 | 0 | 0 | 0 | 0 | 0 | 0 | 0 | 0 | 0 | 10 | 1.104 | 0 | 0 | 0 | 0 | 0 | 0 | 0 | 0 | 0 | 0 | 10 | 1.104 | 0 | 0 | 0 | 0 | 0 | 0 | 0 | 0 | 0 | 0 | 10 | 1.104 | 0 | 0 | 0 | 0 | 0 | 0 | 0 | 0 | 0 | 0 |  | 10 | 1.104 | 0 | 0 | 0 | 0 | 0 | 0 | 0 | 0 | 0 | 0 | 10 | 1.104 | 0 | 0 | 0 | 0 | 0 | 0 | 0 | 0 | 0 | 0 | 10 | 1.104 | 0 | 0 | 0 | 0 | 0 | 0 | 0 | 0 | 0 | 0 | 0 | 0 | 0 | 0 | 0 | 0 | 0 | 0 | 0 | 0 | 0 | 0 | 0 | 0 | 0 | 0
SCE Metro | Villa Park | 230 | 0 | 0 | 0 | 0 | 0 | 0 | 0 | 0 | 0 | 0 | 0 | 0 | 0 | 0 | 0 | 0 | 0 | 0 | 0 | 0 | 0 | 0 | 0 | 0 | 0 | 0 | 0 | 0 | 0 | 0 | 0 | 0 | 0 | 0 | 0 | 0 | 0 | 0 | 0 | 0 | 0 | 0 | 0 | 0 | 0 | 0 | 0 | 0 |  | 0 | 0 | 0 | 0 | 0 | 0 | 0 | 0 | 0 | 0 | 0 | 0 | 0 | 0 | 0 | 0 | 0 | 0 | 0 | 0 | 0 | 0 | 0 | 0 | 0 | 0 | 0 | 0 | 0 | 0 | 0 | 0 | 0 | 0 | 0 | 0 | 0 | 0 | 0 | 0 | 0 | 0 | 0 | 0 | 0 | 0 | 0 | 0 | 0 | 0 | 0 | 0
SCE Northern | Vincent | 230 | 1155 | 1150 | 0 | 0 | 1150 | 0 | 0 | 0 | 0 | 0 | 0 | 0 | 1275 | 1270 | 0 | 0 | 1150 | 0 | 0 | 0 | 0 | 0 | 0 | 0 | 2212.5 | 2020 | 0 | 0 | 1303.5 | 0 | 0 | 0 | 0 | 0 | 0 | 0 | 2212.5 | 2020 | 0 | 0 | 1303.5 | 0 | 0 | 0 | 0 | 0 | 0 | 0 |  | 1275 | 1270 | 0 | 0 | 1150 | 0 | 0 | 0 | 0 | 0 | 0 | 0 | 1275 | 1270 | 0 | 0 | 1150 | 0 | 0 | 0 | 0 | 0 | 0 | 0 | 1275 | 1270 | 0 | 0 | 1150 | 0 | 0 | 0 | 0 | 0 | 0 | 0 | 1270.9885 | 0 | 0 | 0 | 0 | 0 | 0 | 1270.9885 | 1270.9885 | 0 | 0 | 0 | 0 | 0 | 0 | 0
SCE Northern | Vincent | 500 | 0 | 0 | 0 | 0 | 0 | 0 | 0 | 0 | 0 | 0 | 0 | 0 | 0 | 0 | 0 | 0 | 0 | 0 | 0 | 0 | 0 | 0 | 0 | 0 | 0 | 0 | 0 | 0 | 0 | 0 | 0 | 0 | 0 | 0 | 0 | 0 | 0 | 0 | 0 | 0 | 0 | 0 | 0 | 0 | 0 | 0 | 0 | 0 |  | 0 | 0 | 0 | 0 | 0 | 0 | 0 | 0 | 0 | 0 | 0 | 0 | 0 | 0 | 0 | 0 | 0 | 0 | 0 | 0 | 0 | 0 | 0 | 0 | 0 | 0 | 0 | 0 | 0 | 0 | 0 | 0 | 0 | 0 | 0 | 0 | 1025.63 | 0 | 0 | 0 | 0 | 0 | 0 | 1025.63 | 1025.63 | 0 | 0 | 0 | 0 | 0 | 0 | 0
PG&E GBA | Vineyard | 230 | 0 | 0 | 0 | 0 | 0 | 0 | 0 | 0 | 0 | 0 | 0 | 0 | 0 | 0 | 0 | 0 | 0 | 0 | 0 | 0 | 0 | 0 | 0 | 0 | 0 | 0 | 0 | 0 | 0 | 0 | 0 | 0 | 0 | 0 | 0 | 0 | 0 | 0 | 0 | 0 | 0 | 0 | 0 | 0 | 0 | 0 | 0 | 0 |  | 0 | 0 | 0 | 0 | 0 | 0 | 0 | 0 | 0 | 0 | 0 | 0 | 0 | 0 | 0 | 0 | 0 | 0 | 0 | 0 | 0 | 0 | 0 | 0 | 0 | 0 | 0 | 0 | 0 | 0 | 0 | 0 | 0 | 0 | 0 | 0 | 0 | 0 | 0 | 0 | 0 | 0 | 0 | 0 | 0 | 0 | 0 | 0 | 0 | 0 | 0 | 0
SDGE | Vineyard | 69 | 0 | 0 | 0 | 0 | 0 | 0 | 0 | 0 | 0 | 0 | 0 | 0 | 0 | 0 | 0 | 0 | 0 | 0 | 0 | 0 | 0 | 0 | 0 | 0 | 0 | 0 | 0 | 0 | 0 | 0 | 0 | 0 | 0 | 0 | 0 | 0 | 0 | 0 | 0 | 0 | 0 | 0 | 0 | 0 | 0 | 0 | 0 | 0 |  | 0 | 0 | 0 | 0 | 0 | 0 | 0 | 0 | 0 | 0 | 0 | 0 | 0 | 0 | 0 | 0 | 0 | 0 | 0 | 0 | 0 | 0 | 0 | 0 | 0 | 0 | 0 | 0 | 0 | 0 | 0 | 0 | 0 | 0 | 0 | 0 | 0 | 0 | 0 | 0 | 0 | 0 | 0 | 0 | 0 | 0 | 0 | 0 | 0 | 0 | 0 | 0
SCE Eastern | Vista (SCE) | 230 | 0 | 0 | 0 | 0 | 0 | 0 | 0 | 0 | 0 | 0 | 0 | 0 | 0 | 0 | 0 | 0 | 0 | 0 | 0 | 0 | 0 | 0 | 0 | 0 | 110.87 | 0 | 0 | 0 | 223.33 | 0 | 0 | 0 | 0 | 0 | 0 | 0 | 110.87 | 0 | 0 | 0 | 223.33 | 0 | 0 | 0 | 0 | 0 | 0 | 0 |  | 0 | 0 | 0 | 0 | 0 | 0 | 0 | 0 | 0 | 0 | 0 | 0 | 110.87 | 0 | 0 | 0 | 223.33 | 0 | 0 | 0 | 0 | 0 | 0 | 0 | 110.87 | 0 | 0 | 0 | 223.33 | 0 | 0 | 0 | 0 | 0 | 0 | 0 | 0 | 0 | 0 | 0 | 0 | 0 | 0 | 0 | 0 | 0 | 0 | 0 | 0 | 0 | 0 | 0
EOP | Vista (VEA) | 138 | 0 | 0 | 0 | 0 | 0 | 0 | 0 | 0 | 0 | 0 | 0 | 0 | 0 | 0 | 0 | 0 | 0 | 0 | 0 | 0 | 0 | 0 | 0 | 0 | 0 | 0 | 0 | 0 | 0 | 0 | 0 | 0 | 0 | 0 | 0 | 0 | 0 | 0 | 0 | 0 | 0 | 0 | 0 | 0 | 0 | 0 | 0 | 0 |  | 0 | 0 | 0 | 0 | 0 | 0 | 0 | 0 | 0 | 0 | 0 | 0 | 0 | 0 | 0 | 0 | 0 | 0 | 0 | 0 | 0 | 0 | 0 | 0 | 0 | 0 | 0 | 0 | 0 | 0 | 0 | 0 | 0 | 0 | 0 | 0 | 0 | 0 | 0 | 0 | 0 | 0 | 0 | 0 | 0 | 0 | 0 | 0 | 0 | 0 | 0 | 0
EOP | Vista (VEA) | 230 | 0 | 0 | 0 | 0 | 0 | 0 | 0 | 0 | 0 | 0 | 0 | 0 | 0 | 0 | 0 | 0 | 0 | 0 | 0 | 0 | 0 | 0 | 0 | 0 | 0 | 0 | 0 | 0 | 0 | 0 | 0 | 0 | 0 | 0 | 0 | 0 | 0 | 0 | 0 | 0 | 0 | 0 | 0 | 0 | 0 | 0 | 0 | 0 |  | 0 | 0 | 0 | 0 | 0 | 0 | 0 | 0 | 0 | 0 | 0 | 0 | 0 | 0 | 0 | 0 | 0 | 0 | 0 | 0 | 0 | 0 | 0 | 0 | 0 | 0 | 0 | 0 | 0 | 0 | 0 | 0 | 0 | 0 | 0 | 0 | 0 | 0 | 0 | 0 | 0 | 0 | 0 | 0 | 0 | 0 | 0 | 0 | 0 | 0 | 0 | 0
PG&E FRESNO | Wahtoke | 115 | 0 | 0 | 0 | 0 | 0 | 0 | 0 | 0 | 0 | 0 | 0 | 0 | 0 | 0 | 0 | 0 | 0 | 0 | 0 | 0 | 0 | 0 | 0 | 0 | 0 | 0 | 0 | 0 | 0 | 0 | 0 | 0 | 0 | 0 | 0 | 0 | 0 | 0 | 0 | 0 | 0 | 0 | 0 | 0 | 0 | 0 | 0 | 0 |  | 0 | 0 | 0 | 0 | 0 | 0 | 0 | 0 | 0 | 0 | 0 | 0 | 0 | 0 | 0 | 0 | 0 | 0 | 0 | 0 | 0 | 0 | 0 | 0 | 0 | 0 | 0 | 0 | 0 | 0 | 0 | 0 | 0 | 0 | 0 | 0 | 0 | 0 | 0 | 0 | 0 | 0 | 0 | 0 | 0 | 0 | 0 | 0 | 0 | 0 | 0 | 0
SCE Northern | Wakefield | 66 | 0 | 0 | 0 | 0 | 0 | 0 | 0 | 0 | 0 | 0 | 0 | 0 | 0 | 0 | 0 | 0 | 0 | 0 | 0 | 0 | 0 | 0 | 0 | 0 | 0 | 0 | 0 | 0 | 0 | 0 | 0 | 0 | 0 | 0 | 0 | 0 | 0 | 0 | 0 | 0 | 0 | 0 | 0 | 0 | 0 | 0 | 0 | 0 |  | 0 | 0 | 0 | 0 | 0 | 0 | 0 | 0 | 0 | 0 | 0 | 0 | 0 | 0 | 0 | 0 | 0 | 0 | 0 | 0 | 0 | 0 | 0 | 0 | 0 | 0 | 0 | 0 | 0 | 0 | 0 | 0 | 0 | 0 | 0 | 0 | 0 | 0 | 0 | 0 | 0 | 0 | 0 | 0 | 0 | 0 | 0 | 0 | 0 | 0 | 0 | 0
SCE Metro | Walnut | 230 | 200 | 200 | 0 | 0 | 0 | 0 | 0 | 0 | 0 | 0 | 0 | 0 | 200 | 200 | 0 | 0 | 0 | 0 | 0 | 0 | 0 | 0 | 0 | 0 | 200 | 200 | 0 | 0 | 0 | 0 | 0 | 0 | 0 | 0 | 0 | 0 | 200 | 200 | 0 | 0 | 0 | 0 | 0 | 0 | 0 | 0 | 0 | 0 |  | 200 | 200 | 0 | 0 | 0 | 0 | 0 | 0 | 0 | 0 | 0 | 0 | 200 | 200 | 0 | 0 | 0 | 0 | 0 | 0 | 0 | 0 | 0 | 0 | 200 | 200 | 0 | 0 | 0 | 0 | 0 | 0 | 0 | 0 | 0 | 0 | 0 | 0 | 0 | 0 | 0 | 0 | 0 | 0 | 0 | 0 | 0 | 0 | 0 | 0 | 0 | 0
SCE Northern | Warne | 230 | 0 | 0 | 0 | 0 | 0 | 0 | 0 | 0 | 0 | 0 | 0 | 0 | 0 | 0 | 0 | 0 | 0 | 0 | 0 | 0 | 0 | 0 | 0 | 0 | 0 | 0 | 0 | 0 | 0 | 0 | 0 | 0 | 0 | 0 | 0 | 0 | 0 | 0 | 0 | 0 | 0 | 0 | 0 | 0 | 0 | 0 | 0 | 0 |  | 0 | 0 | 0 | 0 | 0 | 0 | 0 | 0 | 0 | 0 | 0 | 0 | 0 | 0 | 0 | 0 | 0 | 0 | 0 | 0 | 0 | 0 | 0 | 0 | 0 | 0 | 0 | 0 | 0 | 0 | 0 | 0 | 0 | 0 | 0 | 0 | 0 | 0 | 0 | 0 | 0 | 0 | 0 | 0 | 0 | 0 | 0 | 0 | 0 | 0 | 0 | 0
PG&E GBA | Warnerville | 230 | 0 | 0 | 0 | 0 | 0 | 0 | 0 | 0 | 0 | 0 | 0 | 0 | 0 | 0 | 0 | 0 | 0 | 0 | 0 | 0 | 0 | 0 | 0 | 0 | 0 | 0 | 0 | 0 | 0 | 0 | 0 | 0 | 0 | 0 | 0 | 0 | 0 | 0 | 0 | 0 | 0 | 0 | 0 | 0 | 0 | 0 | 0 | 0 |  | 0 | 0 | 0 | 0 | 0 | 0 | 0 | 0 | 0 | 0 | 0 | 0 | 0 | 0 | 0 | 0 | 0 | 0 | 0 | 0 | 0 | 0 | 0 | 0 | 0 | 0 | 0 | 0 | 0 | 0 | 0 | 0 | 0 | 0 | 0 | 0 | 0 | 0 | 0 | 0 | 0 | 0 | 0 | 0 | 0 | 0 | 0 | 0 | 0 | 0 | 0 | 0
PG&E FRESNO | Waukena | 115 | 0 | 0 | 0 | 0 | 0 | 0 | 0 | 0 | 0 | 0 | 0 | 0 | 0 | 0 | 0 | 0 | 0 | 0 | 0 | 0 | 0 | 0 | 0 | 0 | 0 | 0 | 0 | 0 | 0 | 0 | 0 | 0 | 0 | 0 | 0 | 0 | 0 | 0 | 0 | 0 | 0 | 0 | 0 | 0 | 0 | 0 | 0 | 0 |  | 0 | 0 | 0 | 0 | 0 | 0 | 0 | 0 | 0 | 0 | 0 | 0 | 0 | 0 | 0 | 0 | 0 | 0 | 0 | 0 | 0 | 0 | 0 | 0 | 0 | 0 | 0 | 0 | 0 | 0 | 0 | 0 | 0 | 0 | 0 | 0 | 0 | 0 | 0 | 0 | 0 | 0 | 0 | 0 | 0 | 0 | 0 | 0 | 0 | 0 | 0 | 0
PG&E GBA | Weber | 230 | 0 | 0 | 0 | 0 | 0 | 0 | 0 | 0 | 0 | 0 | 0 | 0 | 0 | 0 | 0 | 0 | 0 | 0 | 0 | 0 | 0 | 0 | 0 | 0 | 0 | 0 | 0 | 0 | 0 | 0 | 0 | 0 | 0 | 0 | 0 | 0 | 0 | 0 | 0 | 0 | 0 | 0 | 0 | 0 | 0 | 0 | 0 | 0 |  | 0 | 0 | 0 | 0 | 0 | 0 | 0 | 0 | 0 | 0 | 0 | 0 | 0 | 0 | 0 | 0 | 0 | 0 | 0 | 0 | 0 | 0 | 0 | 0 | 0 | 0 | 0 | 0 | 0 | 0 | 0 | 0 | 0 | 0 | 0 | 0 | 0 | 0 | 0 | 0 | 0 | 0 | 0 | 0 | 0 | 0 | 0 | 0 | 0 | 0 | 0 | 0
PG&E GBA | Weber | 60 | 0.25 | 0 | 0 | 0 | 0 | 0 | 0 | 0 | 0 | 0 | 0 | 0 | 268.065 | 260 | 0 | 0 | 0 | 0 | 0 | 0 | 0 | 0 | 0 | 0 | 268.315 | 260 | 0 | 0 | 0 | 0 | 0 | 0 | 0 | 0 | 0 | 0 | 268.315 | 260 | 0 | 0 | 0 | 0 | 0 | 0 | 0 | 0 | 0 | 0 |  | 0 | 0 | 0 | 0 | 0 | 0 | 0 | 0 | 0 | 0 | 0 | 0 | 0.25 | 0 | 0 | 0 | 0 | 0 | 0 | 0 | 0 | 0 | 0 | 0 | 0.25 | 0 | 0 | 0 | 0 | 0 | 0 | 0 | 0 | 0 | 0 | 0 | 0 | 0 | 0 | 0 | 0 | 0 | 0 | 0 | 0 | 0 | 0 | 0 | 0 | 0 | 0 | 0
PG&E FRESNO | West Fresno | 115 | 0 | 0 | 0 | 0 | 0 | 0 | 0 | 0 | 0 | 0 | 0 | 0 | 0 | 0 | 0 | 0 | 0 | 0 | 0 | 0 | 0 | 0 | 0 | 0 | 0 | 0 | 0 | 0 | 0 | 0 | 0 | 0 | 0 | 0 | 0 | 0 | 0 | 0 | 0 | 0 | 0 | 0 | 0 | 0 | 0 | 0 | 0 | 0 |  | 0 | 0 | 0 | 0 | 0 | 0 | 0 | 0 | 0 | 0 | 0 | 0 | 0 | 0 | 0 | 0 | 0 | 0 | 0 | 0 | 0 | 0 | 0 | 0 | 0 | 0 | 0 | 0 | 0 | 0 | 0 | 0 | 0 | 0 | 0 | 0 | 0 | 0 | 0 | 0 | 0 | 0 | 0 | 0 | 0 | 0 | 0 | 0 | 0 | 0 | 0 | 0
PG&E FRESNO | Westley | 230 | 0 | 0 | 0 | 0 | 0 | 0 | 0 | 0 | 0 | 0 | 0 | 0 | 0 | 0 | 0 | 0 | 0 | 0 | 0 | 0 | 0 | 0 | 0 | 0 | 0 | 0 | 0 | 0 | 0 | 0 | 0 | 0 | 0 | 0 | 0 | 0 | 0 | 0 | 0 | 0 | 0 | 0 | 0 | 0 | 0 | 0 | 0 | 0 |  | 0 | 0 | 0 | 0 | 0 | 0 | 0 | 0 | 0 | 0 | 0 | 0 | 0 | 0 | 0 | 0 | 0 | 0 | 0 | 0 | 0 | 0 | 0 | 0 | 0 | 0 | 0 | 0 | 0 | 0 | 0 | 0 | 0 | 0 | 0 | 0 | 0 | 0 | 0 | 0 | 0 | 0 | 0 | 0 | 0 | 0 | 0 | 0 | 0 | 0 | 0 | 0
PG&E KERN | Westpark | 115 | 0 | 0 | 0 | 0 | 0 | 0 | 0 | 0 | 0 | 0 | 0 | 0 | 0 | 0 | 0 | 0 | 0 | 0 | 0 | 0 | 0 | 0 | 0 | 0 | 0 | 0 | 0 | 0 | 0 | 0 | 0 | 0 | 0 | 0 | 0 | 0 | 0 | 0 | 0 | 0 | 0 | 0 | 0 | 0 | 0 | 0 | 0 | 0 |  | 0 | 0 | 0 | 0 | 0 | 0 | 0 | 0 | 0 | 0 | 0 | 0 | 0 | 0 | 0 | 0 | 0 | 0 | 0 | 0 | 0 | 0 | 0 | 0 | 0 | 0 | 0 | 0 | 0 | 0 | 0 | 0 | 0 | 0 | 0 | 0 | 0 | 0 | 0 | 0 | 0 | 0 | 0 | 0 | 0 | 0 | 0 | 0 | 0 | 0 | 0 | 0
PG&E KERN | Wheeler Ridge | 230 | 0 | 0 | 0 | 0 | 0 | 0 | 0 | 0 | 0 | 0 | 0 | 0 | 0 | 0 | 0 | 0 | 0 | 0 | 0 | 0 | 0 | 0 | 0 | 0 | 310.63 | 0 | 0 | 0 | 310.63 | 0 | 0 | 0 | 0 | 0 | 0 | 0 | 310.63 | 0 | 0 | 0 | 310.63 | 0 | 0 | 0 | 0 | 0 | 0 | 0 |  | 0 | 0 | 0 | 0 | 0 | 0 | 0 | 0 | 0 | 0 | 0 | 0 | 0 | 0 | 0 | 0 | 0 | 0 | 0 | 0 | 0 | 0 | 0 | 0 | 0 | 0 | 0 | 0 | 0 | 0 | 0 | 0 | 0 | 0 | 0 | 0 | 0 | 0 | 0 | 0 | 0 | 0 | 0 | 0 | 0 | 0 | 0 | 0 | 0 | 0 | 0 | 0
PG&E KERN | Wheeler Ridge | 115 | 0 | 0 | 0 | 0 | 0 | 0 | 0 | 0 | 0 | 0 | 0 | 0 | 0 | 0 | 0 | 0 | 0 | 0 | 0 | 0 | 0 | 0 | 0 | 0 | 0 | 0 | 0 | 0 | 0 | 0 | 0 | 0 | 0 | 0 | 0 | 0 | 0 | 0 | 0 | 0 | 0 | 0 | 0 | 0 | 0 | 0 | 0 | 0 |  | 0 | 0 | 0 | 0 | 0 | 0 | 0 | 0 | 0 | 0 | 0 | 0 | 0 | 0 | 0 | 0 | 0 | 0 | 0 | 0 | 0 | 0 | 0 | 0 | 0 | 0 | 0 | 0 | 0 | 0 | 0 | 0 | 0 | 0 | 0 | 0 | 0 | 0 | 0 | 0 | 0 | 0 | 0 | 0 | 0 | 0 | 0 | 0 | 0 | 0 | 0 | 0
PG&E KERN | Wheeler Ridge | 70 | 0 | 0 | 0 | 0 | 0 | 0 | 0 | 0 | 0 | 0 | 0 | 0 | 0 | 62 | 0 | 0 | 0 | 0 | 0 | 0 | 0 | 0 | 0 | 0 | 0 | 62 | 0 | 0 | 0 | 0 | 0 | 0 | 0 | 0 | 0 | 0 | 0 | 62 | 0 | 0 | 0 | 0 | 0 | 0 | 0 | 0 | 0 | 0 |  | 0 | 0 | 0 | 0 | 0 | 0 | 0 | 0 | 0 | 0 | 0 | 0 | 0 | 62 | 0 | 0 | 0 | 0 | 0 | 0 | 0 | 0 | 0 | 0 | 0 | 62 | 0 | 0 | 0 | 0 | 0 | 0 | 0 | 0 | 0 | 0 | 0 | 0 | 0 | 0 | 0 | 0 | 0 | 0 | 0 | 0 | 0 | 0 | 0 | 0 | 0 | 0
SCE Northern | Whirlwind | 230 | 141.42 | 139.52 | 0 | 0 | 88.772 | 0.88 | 0 | 0 | 100 | 100 | 0 | 0 | 477 | 851.62 | 312 | 300 | 626.41 | 0.88 | 0 | 0 | 100 | 100 | 0 | 0 | 477 | 851.62 | 312 | 300 | 626.41 | 0.88 | 0 | 0 | 100 | 100 | 0 | 0 | 477 | 851.62 | 312 | 300 | 626.41 | 0.88 | 0 | 0 | 100 | 100 | 0 | 0 |  | 249.42 | 247.52 | 312 | 300 | 88.772 | 0.88 | 0 | 0 | 100 | 100 | 0 | 0 | 477 | 851.62 | 312 | 300 | 626.41 | 0.88 | 0 | 0 | 100 | 100 | 0 | 0 | 477 | 851.62 | 312 | 300 | 626.41 | 0.88 | 0 | 0 | 100 | 100 | 0 | 0 | 810.8874 | 0 | 0 | 0 | 0 | 0 | 0 | 810.8874 | 810.8874 | 0 | 0 | 0 | 0 | 0 | 0 | 0
SCE Northern | Whirlwind | 500 | 0 | 0 | 0 | 0 | 0 | 0 | 0 | 0 | 0 | 0 | 0 | 0 | 0 | 0 | 0 | 0 | 0 | 0 | 0 | 0 | 0 | 0 | 0 | 0 | 513.2 | 500 | 0 | 0 | 0 | 0 | 0 | 0 | 0 | 0 | 0 | 0 | 513.2 | 500 | 0 | 0 | 0 | 0 | 0 | 0 | 0 | 0 | 0 | 0 |  | 0 | 0 | 0 | 0 | 0 | 0 | 0 | 0 | 0 | 0 | 0 | 0 | 0 | 0 | 0 | 0 | 0 | 0 | 0 | 0 | 0 | 0 | 0 | 0 | 0 | 0 | 0 | 0 | 0 | 0 | 0 | 0 | 0 | 0 | 0 | 0 | 0 | 0 | 0 | 0 | 0 | 0 | 0 | 0 | 0 | 0 | 0 | 0 | 0 | 0 | 0 | 0
PG&E GBA | Whisman | 115 | 0 | 0 | 0 | 0 | 0 | 0 | 0 | 0 | 0 | 0 | 0 | 0 | 0 | 0 | 0 | 0 | 0 | 0 | 0 | 0 | 0 | 0 | 0 | 0 | 0 | 0 | 0 | 0 | 0 | 0 | 0 | 0 | 0 | 0 | 0 | 0 | 0 | 0 | 0 | 0 | 0 | 0 | 0 | 0 | 0 | 0 | 0 | 0 |  | 0 | 0 | 0 | 0 | 0 | 0 | 0 | 0 | 0 | 0 | 0 | 0 | 0 | 0 | 0 | 0 | 0 | 0 | 0 | 0 | 0 | 0 | 0 | 0 | 0 | 0 | 0 | 0 | 0 | 0 | 0 | 0 | 0 | 0 | 0 | 0 | 0 | 0 | 0 | 0 | 0 | 0 | 0 | 0 | 0 | 0 | 0 | 0 | 0 | 0 | 0 | 0
SCE Eastern | Wildlife | 230 | 0 | 0 | 0 | 0 | 0 | 0 | 0 | 0 | 0 | 0 | 0 | 0 | 0 | 0 | 0 | 0 | 0 | 0 | 0 | 0 | 0 | 0 | 0 | 0 | 206.091 | 0 | 0 | 0 | 0 | 0 | 0 | 0 | 0 | 0 | 0 | 0 | 206.091 | 0 | 0 | 0 | 0 | 0 | 0 | 0 | 0 | 0 | 0 | 0 |  | 0 | 0 | 0 | 0 | 0 | 0 | 0 | 0 | 0 | 0 | 0 | 0 | 0 | 0 | 0 | 0 | 0 | 0 | 0 | 0 | 0 | 0 | 0 | 0 | 0 | 0 | 0 | 0 | 0 | 0 | 0 | 0 | 0 | 0 | 0 | 0 | 0 | 0 | 0 | 0 | 0 | 0 | 0 | 0 | 0 | 0 | 0 | 0 | 0 | 0 | 0 | 0
PG&E FRESNO | Wilson | 115 | 0 | 0 | 0 | 0 | 0 | 0 | 0 | 0 | 0 | 0 | 0 | 0 | 0 | 0 | 0 | 0 | 0 | 0 | 0 | 0 | 0 | 0 | 0 | 0 | 0 | 0 | 0 | 0 | 0 | 0 | 0 | 0 | 0 | 0 | 0 | 0 | 0 | 0 | 0 | 0 | 0 | 0 | 0 | 0 | 0 | 0 | 0 | 0 |  | 0 | 0 | 0 | 0 | 0 | 0 | 0 | 0 | 0 | 0 | 0 | 0 | 0 | 0 | 0 | 0 | 0 | 0 | 0 | 0 | 0 | 0 | 0 | 0 | 0 | 0 | 0 | 0 | 0 | 0 | 0 | 0 | 0 | 0 | 0 | 0 | 0 | 0 | 0 | 0 | 0 | 0 | 0 | 0 | 0 | 0 | 0 | 0 | 0 | 0 | 0 | 0
PG&E FRESNO | Wilson | 230 | 0 | 0 | 0 | 0 | 0 | 0 | 0 | 0 | 0 | 0 | 0 | 0 | 0 | 0 | 0 | 0 | 0 | 0 | 0 | 0 | 0 | 0 | 0 | 0 | 256.29 | 0 | 0 | 0 | 0 | 0 | 0 | 0 | 0 | 0 | 0 | 0 | 256.29 | 0 | 0 | 0 | 0 | 0 | 0 | 0 | 0 | 0 | 0 | 0 |  | 0 | 0 | 0 | 0 | 0 | 0 | 0 | 0 | 0 | 0 | 0 | 0 | 256.29 | 0 | 0 | 0 | 0 | 0 | 0 | 0 | 0 | 0 | 0 | 0 | 256.29 | 0 | 0 | 0 | 0 | 0 | 0 | 0 | 0 | 0 | 0 | 0 | 0 | 0 | 0 | 0 | 0 | 0 | 0 | 0 | 0 | 0 | 0 | 0 | 0 | 0 | 0 | 0
SCE Northern | Windhub | 230 | 89.5 | 39.5 | 0 | 0 | 134 | 84 | 0 | 0 | 0 | 0 | 0 | 0 | 1179.8854 | 405 | 0 | 0 | 382 | 182 | 0 | 0 | 0 | 0 | 0 | 0 | 1179.8854 | 405 | 0 | 0 | 382 | 182 | 0 | 0 | 0 | 0 | 0 | 0 | 1179.8854 | 405 | 0 | 0 | 382 | 182 | 0 | 0 | 0 | 0 | 0 | 0 |  | 914.3854 | 39.5 | 0 | 0 | 234 | 84 | 0 | 0 | 0 | 0 | 0 | 0 | 1179.8854 | 405 | 0 | 0 | 382 | 182 | 0 | 0 | 0 | 0 | 0 | 0 | 1179.8854 | 405 | 0 | 0 | 382 | 182 | 0 | 0 | 0 | 0 | 0 | 0 | 0 | 0 | 562.355 | 0 | 0 | 0 | 0 | 0 | 0 | 0 | 562.355 | 0 | 0 | 0 | 0 | 0
SCE Northern | Windhub | 500 | 656.55 | 656.55 | 0 | 0 | 625.5456 | 625.5456 | 0 | 0 | 0 | 0 | 0 | 0 | 656.55 | 656.55 | 0 | 0 | 625.5456 | 625.5456 | 0 | 0 | 0 | 0 | 0 | 0 | 881.55 | 656.55 | 0 | 0 | 997.8456 | 625.5456 | 0 | 0 | 0 | 0 | 0 | 0 | 881.55 | 656.55 | 0 | 0 | 997.8456 | 625.5456 | 0 | 0 | 0 | 0 | 0 | 0 |  | 656.55 | 656.55 | 0 | 0 | 625.5456 | 625.5456 | 0 | 0 | 0 | 0 | 0 | 0 | 656.55 | 656.55 | 0 | 0 | 625.5456 | 625.5456 | 0 | 0 | 0 | 0 | 0 | 0 | 656.55 | 656.55 | 0 | 0 | 625.5456 | 625.5456 | 0 | 0 | 0 | 0 | 0 | 0 | 0 | 0 | 507 | 0 | 0 | 0 | 0 | 0 | 0 | 0 | 507 | 0 | 0 | 0 | 0 | 0
PG&E GBA | Windmaster | 230 | 0 | 0 | 0 | 0 | 0 | 0 | 0 | 0 | 0 | 0 | 0 | 0 | 0 | 0 | 0 | 0 | 0 | 0 | 0 | 0 | 0 | 0 | 0 | 0 | 0 | 0 | 0 | 0 | 0 | 0 | 0 | 0 | 0 | 0 | 0 | 0 | 0 | 0 | 0 | 0 | 0 | 0 | 0 | 0 | 0 | 0 | 0 | 0 |  | 0 | 0 | 0 | 0 | 0 | 0 | 0 | 0 | 0 | 0 | 0 | 0 | 0 | 0 | 0 | 0 | 0 | 0 | 0 | 0 | 0 | 0 | 0 | 0 | 0 | 0 | 0 | 0 | 0 | 0 | 0 | 0 | 0 | 0 | 0 | 0 | 0 | 0 | 0 | 0 | 0 | 0 | 0 | 0 | 0 | 0 | 0 | 0 | 0 | 0 | 0 | 0
PG&E NGBA | Windsor | 60 | 0 | 0 | 0 | 0 | 0 | 0 | 0 | 0 | 0 | 0 | 0 | 0 | 0 | 0 | 0 | 0 | 0 | 0 | 0 | 0 | 0 | 0 | 0 | 0 | 0 | 0 | 0 | 0 | 0 | 0 | 0 | 0 | 0 | 0 | 0 | 0 | 0 | 0 | 0 | 0 | 0 | 0 | 0 | 0 | 0 | 0 | 0 | 0 |  | 0 | 0 | 0 | 0 | 0 | 0 | 0 | 0 | 0 | 0 | 0 | 0 | 0 | 0 | 0 | 0 | 0 | 0 | 0 | 0 | 0 | 0 | 0 | 0 | 0 | 0 | 0 | 0 | 0 | 0 | 0 | 0 | 0 | 0 | 0 | 0 | 0 | 0 | 0 | 0 | 0 | 0 | 0 | 0 | 0 | 0 | 0 | 0 | 0 | 0 | 0 | 0
PG&E NGBA | Woodland | 115 | 0 | 0 | 0 | 0 | 0 | 0 | 0 | 0 | 0 | 0 | 0 | 0 | 0 | 0 | 0 | 0 | 0 | 0 | 0 | 0 | 0 | 0 | 0 | 0 | 0 | 0 | 0 | 0 | 0 | 0 | 0 | 0 | 0 | 0 | 0 | 0 | 0 | 0 | 0 | 0 | 0 | 0 | 0 | 0 | 0 | 0 | 0 | 0 |  | 0 | 0 | 0 | 0 | 0 | 0 | 0 | 0 | 0 | 0 | 0 | 0 | 0 | 0 | 0 | 0 | 0 | 0 | 0 | 0 | 0 | 0 | 0 | 0 | 0 | 0 | 0 | 0 | 0 | 0 | 0 | 0 | 0 | 0 | 0 | 0 | 0 | 0 | 0 | 0 | 0 | 0 | 0 | 0 | 0 | 0 | 0 | 0 | 0 | 0 | 0 | 0
PG&E FRESNO | Woodward | 115 | 0 | 0 | 0 | 0 | 0 | 0 | 0 | 0 | 0 | 0 | 0 | 0 | 0 | 0 | 0 | 0 | 0 | 0 | 0 | 0 | 0 | 0 | 0 | 0 | 0 | 0 | 0 | 0 | 0 | 0 | 0 | 0 | 0 | 0 | 0 | 0 | 0 | 0 | 0 | 0 | 0 | 0 | 0 | 0 | 0 | 0 | 0 | 0 |  | 0 | 0 | 0 | 0 | 0 | 0 | 0 | 0 | 0 | 0 | 0 | 0 | 0 | 0 | 0 | 0 | 0 | 0 | 0 | 0 | 0 | 0 | 0 | 0 | 0 | 0 | 0 | 0 | 0 | 0 | 0 | 0 | 0 | 0 | 0 | 0 | 0 | 0 | 0 | 0 | 0 | 0 | 0 | 0 | 0 | 0 | 0 | 0 | 0 | 0 | 0 | 0
PG&E NGBA | Wyandotte | 115 | 0 | 0 | 0 | 0 | 0 | 0 | 0 | 0 | 0 | 0 | 0 | 0 | 0 | 0 | 0 | 0 | 0 | 0 | 0 | 0 | 0 | 0 | 0 | 0 | 0 | 0 | 0 | 0 | 0 | 0 | 0 | 0 | 0 | 0 | 0 | 0 | 0 | 0 | 0 | 0 | 0 | 0 | 0 | 0 | 0 | 0 | 0 | 0 |  | 0 | 0 | 0 | 0 | 0 | 0 | 0 | 0 | 0 | 0 | 0 | 0 | 0 | 0 | 0 | 0 | 0 | 0 | 0 | 0 | 0 | 0 | 0 | 0 | 0 | 0 | 0 | 0 | 0 | 0 | 0 | 0 | 0 | 0 | 0 | 0 | 0 | 0 | 0 | 0 | 0 | 0 | 0 | 0 | 0 | 0 | 0 | 0 | 0 | 0 | 0 | 0

## PTOsQueue_And_OutofISO_bySub
Summary of commercial interest projects from the SCE, SDG&E and PG&E Wholesale distribution tariff queues by substation and resource type and broken down by commercial interest confidence categories of Executed IA and all projects. Resource amounts have identified baseline, online, and in-development projects subtracted from the amounts. Resources from out-of-CAISO queues are also summarized in this tab.
|  |  | SCE WDAT +SDGE |  | Accessed: | 2024-08-29 | [13 empty] | PG&E WD Queue |  |  | Accessed: | 2024-08-29 | [12 empty] | Out-of-CAISO select projects |  |  | Taken from "Out-of-CAISO_QueueInfo" tab | [6 empty] | Combined
|  |  |  | Executed IA | [7 empty] | All Projects | [8 empty] | Executed IA | [7 empty] | All Projects | [7 empty] | Additional Projects Identified through permitting/Leases (LDES-PSH) | [6 empty] | See "LandEnv_PSH" tab |  |  | Executed IA | [7 empty] | All Projects
|  |  |  | Distributed Solar | Solar | Wind | Offshore Wind | Geothermal | Biomass | Battery | Battery | Distributed Solar | Solar | Wind | Offshore Wind | Geothermal | Biomass | Battery | Battery |  | Distributed Solar | Solar | Wind | Offshore Wind | Geothermal | Biomass | Battery | Battery | Distributed Solar | Solar | Wind | Offshore Wind | Geothermal | Biomass | Battery | Battery | Distributed Solar | Solar | Wind | Offshore Wind | OOS Wind | Geothermal | Biomass | LDES | Battery | Battery | Distributed Solar | Solar | Wind | Offshore Wind | Geothermal | Biomass | Battery | Battery | Distributed Solar | Solar | Wind | Offshore Wind | OOS Wind | Geothermal | Biomass | LDES | Battery | Battery
CAISO Study Area | Substation | Voltage |  | Total | Total | Total | Total | Total | Total | FCDS (TPD) | Total | Total | Total | Total | Total | Total | Total | FCDS (TPD) | Total |  | Total | Total | Total | Total | Total | Total | FCDS (TPD) | Total | Total | Total | Total | Total | Total | Total | FCDS (TPD) | Total | Total | Total | Total | Total | Total | Total | Total | Total | FCDS (TPD) | Total | Total | Total | Total | Total | Total | Total | FCDS (TPD) | Total | Total | Total | Total | Total | Total | Total | Total | Total | FCDS (TPD) | Total
PG&E KERN | 7th Standard | 115 |  | 0 | 0 | 0 | 0 | 0 | 0 | 0 | 0 | 0 | 0 | 0 | 0 | 0 | 0 | 0 | 0 |  | 0 | 2.95 | 0 | 0 | 0 | 0 | 0 | 0 | 0 | 2.95 | 0 | 0 | 0 | 0 | 0 | 0 |  | 0 | 0 | 0 | 0 | 0 | 0 |  |  | 0 | 0 | 2.95 | 0 | 0 | 0 | 0 | 0 | 0 | 0 | 2.95 | 0 | 0 | 0 | 0 | 0 | 0 | 0 | 0
SCE Metro | Alamitos | 230 |  | 0 | 0 | 0 | 0 | 0 | 0 | 0 | 0 | 0 | 0 | 0 | 0 | 0 | 0 | 0 | 0 |  | 0 | 0 | 0 | 0 | 0 | 0 | 0 | 0 | 0 | 0 | 0 | 0 | 0 | 0 | 0 | 0 |  | 0 | 0 | 0 | 0 | 0 | 0 |  |  | 0 | 0 | 0 | 0 | 0 | 0 | 0 | 0 | 0 | 0 | 0 | 0 | 0 | 0 | 0 | 0 | 0 | 0 | 0
SCE Eastern | Alberhill | 115 |  | 0 | 0 | 0 | 0 | 0 | 0 | 0 | 0 | 0 | 0 | 0 | 0 | 0 | 0 | 0 | 0 |  | 0 | 0 | 0 | 0 | 0 | 0 | 0 | 0 | 0 | 0 | 0 | 0 | 0 | 0 | 0 | 0 |  | 0 | 0 | 0 | 0 | 0 | 0 |  |  | 0 | 0 | 0 | 0 | 0 | 0 | 0 | 0 | 0 | 0 | 0 | 0 | 0 | 0 | 0 | 0 | 0 | 0 | 0
SCE Eastern | Alberhill | 500 |  | 0 | 0 | 0 | 0 | 0 | 0 | 0 | 0 | 0 | 0 | 0 | 0 | 0 | 0 | 0 | 695.626 |  | 0 | 0 | 0 | 0 | 0 | 0 | 0 | 0 | 0 | 0 | 0 | 0 | 0 | 0 | 0 | 0 |  | 0 | 0 | 0 | 0 | 0 | 0 |  |  | 0 | 0 | 0 | 0 | 0 | 0 | 0 | 0 | 0 | 0 | 0 | 0 | 0 | 0 | 0 | 0 | 0 | 0 | 695.626
PG&E GBA | Alhambra | 115 |  | 0 | 0 | 0 | 0 | 0 | 0 | 0 | 0 | 0 | 0 | 0 | 0 | 0 | 0 | 0 | 0 |  | 0 | 0 | 0 | 0 | 0 | 0 | 0 | 0 | 0 | 0 | 0 | 0 | 0 | 0 | 0 | 0 |  | 0 | 0 | 0 | 0 | 0 | 0 |  |  | 0 | 0 | 0 | 0 | 0 | 0 | 0 | 0 | 0 | 0 | 0 | 0 | 0 | 0 | 0 | 0 | 0 | 0 | 0
PG&E FRESNO | Alpaugh | 115 |  | 0 | 0 | 0 | 0 | 0 | 0 | 0 | 0 | 0 | 0 | 0 | 0 | 0 | 0 | 0 | 0 |  | 0 | 0 | 0 | 0 | 0 | 0 | 0 | 0 | 0 | 0 | 0 | 0 | 0 | 0 | 0 | 0 |  | 0 | 0 | 0 | 0 | 0 | 0 |  |  | 0 | 0 | 0 | 0 | 0 | 0 | 0 | 0 | 0 | 0 | 0 | 0 | 0 | 0 | 0 | 0 | 0 | 0 | 0
SDGE | Alpine | 69 |  | 0 | 0 | 0 | 0 | 0 | 0 | 0 | 0 | 0 | 0 | 0 | 0 | 0 | 0 | 0 | 0 |  | 0 | 0 | 0 | 0 | 0 | 0 | 0 | 0 | 0 | 0 | 0 | 0 | 0 | 0 | 0 | 0 |  | 0 | 0 | 0 | 0 | 0 | 0 |  |  | 0 | 0 | 0 | 0 | 0 | 0 | 0 | 0 | 0 | 0 | 0 | 0 | 0 | 0 | 0 | 0 | 0 | 0 | 0
PG&E GBA | Altamont Midway (Sandhill) | 230 |  | 0 | 0 | 0 | 0 | 0 | 0 | 0 | 0 | 0 | 0 | 0 | 0 | 0 | 0 | 0 | 0 |  | 0 | 0 | 0 | 0 | 0 | 0 | 0 | 0 | 0 | 0 | 0 | 0 | 0 | 0 | 0 | 0 |  | 0 | 0 | 0 | 0 | 0 | 0 |  |  | 0 | 0 | 0 | 0 | 0 | 0 | 0 | 0 | 0 | 0 | 0 | 0 | 0 | 0 | 0 | 0 | 0 | 0 | 0
SCE Northern | Antelope | 66 |  | 0.3 | 3.3 | 0 | 0 | 0 | 0 | 0 | 4.6 | 0.31 | 7.3 | 0 | 0 | 0 | 0 | 0 | 97.4 |  | 0 | 5.5 | 0 | 0 | 0 | 0 | 0 | 0 | 0 | 5.5 | 0 | 0 | 0 | 0 | 0 | 0 |  | 0 | 0 | 0 | 0 | 0 | 0 |  |  | 0 | 0.3 | 8.8 | 0 | 0 | 0 | 0 | 0 | 4.6 | 0.31 | 12.8 | 0 | 0 | 0 | 0 | 0 | 0 | 0 | 97.4
SCE Northern | Antelope | 230 |  | 13.49 | 112.03 | 0 | 0 | 0 | 0 | 0 | 55.1 | 16.333 | 225.653 | 0 | 0 | 0 | 0 | 0 | 374.727 |  | 0 | 0 | 0 | 0 | 0 | 0 | 0 | 0 | 0 | 0 | 0 | 0 | 0 | 0 | 0 | 0 |  | 0 | 0 | 0 | 0 | 0 | 0 |  |  | 0 | 13.49 | 112.03 | 0 | 0 | 0 | 0 | 0 | 55.1 | 16.333 | 225.653 | 0 | 0 | 0 | 0 | 0 | 0 | 0 | 374.727
SCE Northern | Antelope | 500 |  | 0 | 0 | 0 | 0 | 0 | 0 | 0 | 0 | 0 | 0 | 0 | 0 | 0 | 0 | 0 | 0 |  | 0 | 0 | 0 | 0 | 0 | 0 | 0 | 0 | 0 | 0 | 0 | 0 | 0 | 0 | 0 | 0 |  | 0 | 0 | 0 | 0 | 0 | 0 |  |  | 0 | 0 | 0 | 0 | 0 | 0 | 0 | 0 | 0 | 0 | 0 | 0 | 0 | 0 | 0 | 0 | 0 | 0 | 0
PG&E NGBA | Arcata | 60 |  | 0 | 0 | 0 | 0 | 0 | 0 | 0 | 0 | 0 | 0 | 0 | 0 | 0 | 0 | 0 | 0 |  | 0 | 0 | 0 | 0 | 0 | 0 | 0 | 0 | 0 | 0 | 0 | 0 | 0 | 0 | 0 | 0 |  | 0 | 0 | 0 | 0 | 0 | 0 |  |  | 0 | 0 | 0 | 0 | 0 | 0 | 0 | 0 | 0 | 0 | 0 | 0 | 0 | 0 | 0 | 0 | 0 | 0 | 0
PG&E KERN | Arco | 230 |  | 0 | 0 | 0 | 0 | 0 | 0 | 0 | 0 | 0 | 0 | 0 | 0 | 0 | 0 | 0 | 0 |  | 0 | 0 | 0 | 0 | 0 | 0 | 0 | 0 | 0 | 0 | 0 | 0 | 0 | 0 | 0 | 0 |  | 0 | 0 | 0 | 0 | 0 | 0 |  |  | 0 | 0 | 0 | 0 | 0 | 0 | 0 | 0 | 0 | 0 | 0 | 0 | 0 | 0 | 0 | 0 | 0 | 0 | 0
PG&E KERN | Arco | 70 |  | 0 | 0 | 0 | 0 | 0 | 0 | 0 | 0 | 0 | 0 | 0 | 0 | 0 | 0 | 0 | 0 |  | 0 | 0 | 0 | 0 | 0 | 0 | 0 | 0 | 0 | 0 | 0 | 0 | 0 | 0 | 0 | 0 |  | 0 | 0 | 0 | 0 | 0 | 0 |  |  | 0 | 0 | 0 | 0 | 0 | 0 | 0 | 0 | 0 | 0 | 0 | 0 | 0 | 0 | 0 | 0 | 0 | 0 | 0
SCE Metro | ArcoGen | 230 |  | 0 | 0 | 0 | 0 | 0 | 0 | 0 | 0 | 0 | 0 | 0 | 0 | 0 | 0 | 0 | 0 |  | 0 | 0 | 0 | 0 | 0 | 0 | 0 | 0 | 0 | 0 | 0 | 0 | 0 | 0 | 0 | 0 |  | 0 | 0 | 0 | 0 | 0 | 0 |  |  | 0 | 0 | 0 | 0 | 0 | 0 | 0 | 0 | 0 | 0 | 0 | 0 | 0 | 0 | 0 | 0 | 0 | 0 | 0
SDGE | Artesian | 230 |  | 0 | 0 | 0 | 0 | 0 | 0 | 0 | 0 | 0 | 0 | 0 | 0 | 0 | 0 | 0 | 0 |  | 0 | 0 | 0 | 0 | 0 | 0 | 0 | 0 | 0 | 0 | 0 | 0 | 0 | 0 | 0 | 0 |  | 0 | 0 | 0 | 0 | 0 | 0 |  |  | 0 | 0 | 0 | 0 | 0 | 0 | 0 | 0 | 0 | 0 | 0 | 0 | 0 | 0 | 0 | 0 | 0 | 0 | 0
SDGE | Artesian | 69 |  | 0 | 0 | 0 | 0 | 0 | 0 | 0 | 0 | 0 | 0 | 0 | 0 | 0 | 0 | 0 | 0 |  | 0 | 0 | 0 | 0 | 0 | 0 | 0 | 0 | 0 | 0 | 0 | 0 | 0 | 0 | 0 | 0 |  | 0 | 0 | 0 | 0 | 0 | 0 |  |  | 0 | 0 | 0 | 0 | 0 | 0 | 0 | 0 | 0 | 0 | 0 | 0 | 0 | 0 | 0 | 0 | 0 | 0 | 0
PG&E FRESNO | Ashlan | 230 |  | 0 | 0 | 0 | 0 | 0 | 0 | 0 | 0 | 0 | 0 | 0 | 0 | 0 | 0 | 0 | 0 |  | 0 | 0 | 0 | 0 | 0 | 0 | 0 | 0 | 0 | 0 | 0 | 0 | 0 | 0 | 0 | 0 |  | 0 | 0 | 0 | 0 | 0 | 0 |  |  | 0 | 0 | 0 | 0 | 0 | 0 | 0 | 0 | 0 | 0 | 0 | 0 | 0 | 0 | 0 | 0 | 0 | 0 | 0
PG&E NGBA | Atlantic | 115 |  | 0 | 0 | 0 | 0 | 0 | 0 | 0 | 0 | 0 | 0 | 0 | 0 | 0 | 0 | 0 | 0 |  | 0 | 0 | 0 | 0 | 0 | 0 | 0 | 0 | 0 | 0 | 0 | 0 | 0 | 0 | 0 | 0 |  | 0 | 0 | 0 | 0 | 0 | 0 |  |  | 0 | 0 | 0 | 0 | 0 | 0 | 0 | 0 | 0 | 0 | 0 | 0 | 0 | 0 | 0 | 0 | 0 | 0 | 0
PG&E NGBA | Atlantic | 230 |  | 0 | 0 | 0 | 0 | 0 | 0 | 0 | 0 | 0 | 0 | 0 | 0 | 0 | 0 | 0 | 0 |  | 0 | 0 | 0 | 0 | 0 | 0 | 0 | 0 | 0 | 0 | 0 | 0 | 0 | 0 | 0 | 0 |  | 0 | 0 | 0 | 0 | 0 | 0 |  |  | 0 | 0 | 0 | 0 | 0 | 0 | 0 | 0 | 0 | 0 | 0 | 0 | 0 | 0 | 0 | 0 | 0 | 0 | 0
PG&E NGBA | Atlantic | 60 |  | 0 | 0 | 0 | 0 | 0 | 0 | 0 | 0 | 0 | 0 | 0 | 0 | 0 | 0 | 0 | 0 |  | 0 | 0 | 0 | 0 | 0 | 0 | 0 | 0 | 0 | 0 | 0 | 0 | 0 | 0 | 0 | 0 |  | 0 | 0 | 0 | 0 | 0 | 0 |  |  | 0 | 0 | 0 | 0 | 0 | 0 | 0 | 0 | 0 | 0 | 0 | 0 | 0 | 0 | 0 | 0 | 0 | 0 | 0
PG&E FRESNO | Atwater | 115 |  | 0 | 0 | 0 | 0 | 0 | 0 | 0 | 0 | 0 | 0 | 0 | 0 | 0 | 0 | 0 | 0 |  | 0 | 16.4212 | 0 | 0 | 0 | 0 | 0 | 8.1643 | 0 | 18.9212 | 0 | 0 | 0 | 0 | 0 | 8.1643 |  | 0 | 0 | 0 | 0 | 0 | 0 |  |  | 0 | 0 | 16.4212 | 0 | 0 | 0 | 0 | 0 | 8.1643 | 0 | 18.9212 | 0 | 0 | 0 | 0 | 0 | 0 | 0 | 8.1643
PG&E GBA | Avena | 115 |  | 0 | 0 | 0 | 0 | 0 | 0 | 0 | 0 | 0 | 0 | 0 | 0 | 0 | 0 | 0 | 0 |  | 0 | 0 | 0 | 0 | 0 | 0 | 0 | 0 | 0 | 3 | 0 | 0 | 0 | 0 | 0 | 0 |  | 0 | 0 | 0 | 0 | 0 | 0 |  |  | 0 | 0 | 0 | 0 | 0 | 0 | 0 | 0 | 0 | 0 | 3 | 0 | 0 | 0 | 0 | 0 | 0 | 0 | 0
SDGE | Avocado | 69 |  | 0 | 0 | 0 | 0 | 0 | 0 | 0 | 0 | 0 | 0 | 0 | 0 | 0 | 0 | 0 | 0 |  | 0 | 0 | 0 | 0 | 0 | 0 | 0 | 0 | 0 | 0 | 0 | 0 | 0 | 0 | 0 | 0 |  | 0 | 0 | 0 | 0 | 0 | 0 |  |  | 0 | 0 | 0 | 0 | 0 | 0 | 0 | 0 | 0 | 0 | 0 | 0 | 0 | 0 | 0 | 0 | 0 | 0 | 0
PG&E NGBA | Bahia | 230 |  | 0 | 0 | 0 | 0 | 0 | 0 | 0 | 0 | 0 | 0 | 0 | 0 | 0 | 0 | 0 | 0 |  | 0 | 0 | 0 | 0 | 0 | 0 | 0 | 0 | 0 | 0 | 0 | 0 | 0 | 0 | 0 | 0 |  | 0 | 0 | 0 | 0 | 0 | 0 |  |  | 0 | 0 | 0 | 0 | 0 | 0 | 0 | 0 | 0 | 0 | 0 | 0 | 0 | 0 | 0 | 0 | 0 | 0 | 0
SCE Northern | Bailey | 230 |  | 0 | 0 | 0.15 | 0 | 0 | 0 | 0 | 0 | 0 | 0 | 0.15 | 0 | 0 | 0 | 0 | 0 |  | 0 | 0 | 0 | 0 | 0 | 0 | 0 | 0 | 0 | 0 | 0 | 0 | 0 | 0 | 0 | 0 |  | 0 | 0 | 0 | 0 | 0 | 0 | 1000 |  | 0 | 0 | 0 | 0.15 | 0 | 0 | 0 | 0 | 0 | 0 | 0 | 0.15 | 0 | 0 | 0 | 0 | 1000 | 0 | 0
SCE NOL | Baker | 115 |  | 0 | 0 | 0 | 0 | 0 | 0 | 0 | 0 | 0 | 0 | 0 | 0 | 0 | 0 | 0 | 0 |  | 0 | 0 | 0 | 0 | 0 | 0 | 0 | 0 | 0 | 0 | 0 | 0 | 0 | 0 | 0 | 0 |  | 0 | 0 | 0 | 0 | 0 | 0 |  |  | 0 | 0 | 0 | 0 | 0 | 0 | 0 | 0 | 0 | 0 | 0 | 0 | 0 | 0 | 0 | 0 | 0 | 0 | 0
PG&E KERN | Bakersfield | 230 |  | 0 | 0 | 0 | 0 | 0 | 0 | 0 | 0 | 0 | 0 | 0 | 0 | 0 | 0 | 0 | 0 |  | 0 | 0 | 0 | 0 | 0 | 0 | 0 | 0 | 0 | 0 | 0 | 0 | 0 | 0 | 0 | 0 |  | 0 | 0 | 0 | 0 | 0 | 0 |  |  | 0 | 0 | 0 | 0 | 0 | 0 | 0 | 0 | 0 | 0 | 0 | 0 | 0 | 0 | 0 | 0 | 0 | 0 | 0
PG&E FRESNO | Balch | 230 |  | 0 | 0 | 0 | 0 | 0 | 0 | 0 | 0 | 0 | 0 | 0 | 0 | 0 | 0 | 0 | 0 |  | 0 | 0 | 0 | 0 | 0 | 0 | 0 | 0 | 0 | 0 | 0 | 0 | 0 | 0 | 0 | 0 |  | 0 | 0 | 0 | 0 | 0 | 0 |  |  | 0 | 0 | 0 | 0 | 0 | 0 | 0 | 0 | 0 | 0 | 0 | 0 | 0 | 0 | 0 | 0 | 0 | 0 | 0
SCE Eastern | Bannister | 230 |  | 0 | 0 | 0 | 0 | 0 | 0 | 0 | 0 | 0 | 0 | 0 | 0 | 0 | 0 | 0 | 0 |  | 0 | 0 | 0 | 0 | 0 | 0 | 0 | 0 | 0 | 0 | 0 | 0 | 0 | 0 | 0 | 0 |  | 0 | 0 | 0 | 0 | 0 | 0 |  |  | 0 | 0 | 0 | 0 | 0 | 0 | 0 | 0 | 0 | 0 | 0 | 0 | 0 | 0 | 0 | 0 | 0 | 0 | 0
SCE Metro | Barre | 230 |  | 3.2 | 23.2 | 0 | 0 | 0 | 0 | 0 | 43.4 | 3.2 | 23.2 | 0 | 0 | 0 | 0 | 0 | 260.45 |  | 0 | 0 | 0 | 0 | 0 | 0 | 0 | 0 | 0 | 0 | 0 | 0 | 0 | 0 | 0 | 0 |  | 0 | 0 | 0 | 0 | 0 | 0 |  |  | 0 | 3.2 | 23.2 | 0 | 0 | 0 | 0 | 0 | 43.4 | 3.2 | 23.2 | 0 | 0 | 0 | 0 | 0 | 0 | 0 | 260.45
SDGE | Bay Boulevard | 69 |  | 0 | 0 | 0 | 0 | 0 | 0 | 0 | 0 | 0 | 0 | 0 | 0 | 0 | 0 | 0 | 0 |  | 0 | 0 | 0 | 0 | 0 | 0 | 0 | 0 | 0 | 0 | 0 | 0 | 0 | 0 | 0 | 0 |  | 0 | 0 | 0 | 0 | 0 | 0 |  |  | 0 | 0 | 0 | 0 | 0 | 0 | 0 | 0 | 0 | 0 | 0 | 0 | 0 | 0 | 0 | 0 | 0 | 0 | 0
SDGE | Bay Boulevard | 230 |  | 0 | 0 | 0 | 0 | 0 | 0 | 0 | 0 | 0 | 0 | 0 | 0 | 0 | 0 | 0 | 0 |  | 0 | 0 | 0 | 0 | 0 | 0 | 0 | 0 | 0 | 0 | 0 | 0 | 0 | 0 | 0 | 0 |  | 0 | 0 | 0 | 0 | 0 | 0 |  |  | 0 | 0 | 0 | 0 | 0 | 0 | 0 | 0 | 0 | 0 | 0 | 0 | 0 | 0 | 0 | 0 | 0 | 0 | 0
SCE EOP | Beatty | 138 |  | 0 | 0 | 0 | 0 | 0 | 0 | 0 | 0 | 0 | 0 | 0 | 0 | 0 | 0 | 0 | 0 |  | 0 | 0 | 0 | 0 | 0 | 0 | 0 | 0 | 0 | 0 | 0 | 0 | 0 | 0 | 0 | 0 |  | 0 | 0 | 0 | 0 | 0 | 0 |  |  | 0 | 0 | 0 | 0 | 0 | 0 | 0 | 0 | 0 | 0 | 0 | 0 | 0 | 0 | 0 | 0 | 0 | 0 | 0
SCE EOP | Beatty | 230 |  | 0 | 0 | 0 | 0 | 0 | 0 | 0 | 0 | 0 | 0 | 0 | 0 | 0 | 0 | 0 | 0 |  | 0 | 0 | 0 | 0 | 0 | 0 | 0 | 0 | 0 | 0 | 0 | 0 | 0 | 0 | 0 | 0 |  | 0 | 0 | 0 | 0 | 0 | 0 |  |  | 0 | 0 | 0 | 0 | 0 | 0 | 0 | 0 | 0 | 0 | 0 | 0 | 0 | 0 | 0 | 0 | 0 | 0 | 0
PG&E NGBA | Belden | 230 |  | 0 | 0 | 0 | 0 | 0 | 0 | 0 | 0 | 0 | 0 | 0 | 0 | 0 | 0 | 0 | 0 |  | 0 | 0 | 0 | 0 | 0 | 0 | 0 | 0 | 0 | 0 | 0 | 0 | 0 | 0 | 0 | 0 |  | 0 | 0 | 0 | 0 | 0 | 0 |  |  | 0 | 0 | 0 | 0 | 0 | 0 | 0 | 0 | 0 | 0 | 0 | 0 | 0 |  | 0 | 0 |  | 0 | 0
PG&E NGBA | Bell | 115 |  | 0 | 0 | 0 | 0 | 0 | 0 | 0 | 0 | 0 | 0 | 0 | 0 | 0 | 0 | 0 | 0 |  | 0 | 0 | 0 | 0 | 0 | 0 | 0 | 0 | 0 | 0 | 0 | 0 | 0 | 0 | 0 | 0 |  | 0 | 0 | 0 | 0 | 0 | 0 |  |  | 0 | 0 | 0 | 0 | 0 | 0 | 0 | 0 | 0 | 0 | 0 | 0 | 0 |  | 0 | 0 |  | 0 | 0
PG&E NGBA | Bellevue | 115 |  | 0 | 0 | 0 | 0 | 0 | 0 | 0 | 0 | 0 | 0 | 0 | 0 | 0 | 0 | 0 | 0 |  | 0 | 0 | 0 | 0 | 0 | 0 | 0 | 0.03026 | 0 | 26.247 | 0 | 0 | 0 | 0 | 0 | 0.03026 |  | 0 | 0 | 0 | 0 | 0 | 0 |  |  | 0 | 0 | 0 | 0 | 0 | 0 | 0 | 0 | 0.03026 | 0 | 26.247 | 0 | 0 |  | 0 | 0 |  | 0 | 0.03026
PG&E GBA | Bellota | 115 |  | 0 | 0 | 0 | 0 | 0 | 0 | 0 | 0 | 0 | 0 | 0 | 0 | 0 | 0 | 0 | 0 |  | 0 | 0 | 0 | 0 | 0 | 0 | 0 | 0 | 0 | 0 | 0 | 0 | 0 | 0 | 0 | 0 |  | 0 | 0 | 0 | 0 | 0 | 0 |  |  | 0 | 0 | 0 | 0 | 0 | 0 | 0 | 0 | 0 | 0 | 0 | 0 | 0 |  | 0 | 0 |  | 0 | 0
PG&E GBA | Bellota | 230 |  | 0 | 0 | 0 | 0 | 0 | 0 | 0 | 0 | 0 | 0 | 0 | 0 | 0 | 0 | 0 | 0 |  | 0 | 0 | 0 | 0 | 0 | 0 | 0 | 0 | 0 | 0 | 0 | 0 | 0 | 0 | 0 | 0 |  | 0 | 0 | 0 | 0 | 0 | 0 |  |  | 0 | 0 | 0 | 0 | 0 | 0 | 0 | 0 | 0 | 0 | 0 | 0 | 0 |  | 0 | 0 |  | 0 | 0
SCE Northern | Big Creek | 230 |  | 0 | 0 | 0 | 0 | 0 | 0 | 0 | 0 | 0 | 0 | 0 | 0 | 0 | 0 | 0 | 0 |  | 0 | 0 | 0 | 0 | 0 | 0 | 0 | 0 | 0 | 0 | 0 | 0 | 0 | 0 | 0 | 0 |  | 0 | 0 | 0 | 0 | 0 | 0 |  |  | 0 | 0 | 0 | 0 | 0 | 0 | 0 | 0 | 0 | 0 | 0 | 0 | 0 |  | 0 | 0 |  | 0 | 0
PG&E FRESNO | Biola | 70 |  | 0 | 0 | 0 | 0 | 0 | 0 | 0 | 0 | 0 | 0 | 0 | 0 | 0 | 0 | 0 | 0 |  | 0 | 0 | 0 | 0 | 0 | 0 | 0 | 0 | 0 | 0 | 0 | 0 | 0 | 0 | 0 | 0 |  | 0 | 0 | 0 | 0 | 0 | 0 |  |  | 0 | 0 | 0 | 0 | 0 | 0 | 0 | 0 | 0 | 0 | 0 | 0 | 0 |  | 0 | 0 |  | 0 | 0
PG&E GBA | Birds Landing | 230 |  | 0 | 0 | 0 | 0 | 0 | 0 | 0 | 0 | 0 | 0 | 0 | 0 | 0 | 0 | 0 | 0 |  | 0 | 0 | 0 | 0 | 0 | 0 | 0 | 0 | 0 | 0 | 0 | 0 | 0 | 0 | 0 | 0 |  | 30 | 0 | 0 | 0 | 0 | 0 |  |  | 0 | 0 | 0 | 0 | 0 | 0 | 0 | 0 | 0 | 0 | 30 | 0 | 0 |  | 0 | 0 |  | 0 | 0
SCE Northern | Bliss | 66 |  | 0 | 0 | 0 | 0 | 0 | 0 | 0 | 0 | 0 | 0 | 0 | 0 | 0 | 0 | 0 | 0 |  | 0 | 0 | 0 | 0 | 0 | 0 | 0 | 0 | 0 | 0 | 0 | 0 | 0 | 0 | 0 | 0 |  | 0 | 0 | 0 | 0 | 0 | 0 |  |  | 0 | 0 | 0 | 0 | 0 | 0 | 0 | 0 | 0 | 0 | 0 | 0 | 0 |  | 0 | 0 |  | 0 | 0
SCE Eastern | Blythe | 161 |  | 6.684 | 11.684 | 0 | 0 | 0 | 0 | 0 | 6.134 | 10.204 | 26.204 | 0 | 0 | 0 | 0 | 0 | 6.134 |  | 0 | 0 | 0 | 0 | 0 | 0 | 0 | 0 | 0 | 0 | 0 | 0 | 0 | 0 | 0 | 0 |  | 0 | 0 | 0 | 0 | 0 | 0 |  |  | 0 | 6.684 | 11.684 | 0 | 0 | 0 | 0 | 0 | 6.134 | 10.204 | 26.204 | 0 | 0 |  | 0 | 0 |  | 0 | 6.134
PG&E NGBA | Bogue | 115 |  | 0 | 0 | 0 | 0 | 0 | 0 | 0 | 0 | 0 | 0 | 0 | 0 | 0 | 0 | 0 | 0 |  | 0 | 0 | 0 | 0 | 0 | 0 | 0 | 0 | 0 | 0 | 0 | 0 | 0 | 0 | 0 | 0 |  | 0 | 0 | 0 | 0 | 0 | 0 |  |  | 0 | 0 | 0 | 0 | 0 | 0 | 0 | 0 | 0 | 0 | 0 | 0 | 0 |  | 0 | 0 |  | 0 | 0
PG&E FRESNO | Borden | 230 |  | 0 | 0 | 0 | 0 | 0 | 0 | 0 | 0 | 0 | 0 | 0 | 0 | 0 | 0 | 0 | 0 |  | 0 | 0 | 0 | 0 | 0 | 0 | 0 | 0 | 0 | 0 | 0 | 0 | 0 | 0 | 0 | 0 |  | 0 | 0 | 0 | 0 | 0 | 0 |  |  | 0 | 0 | 0 | 0 | 0 | 0 | 0 | 0 | 0 | 0 | 0 | 0 | 0 |  | 0 | 0 |  | 0 | 0
PG&E FRESNO | Borden | 70 |  | 0 | 0 | 0 | 0 | 0 | 0 | 0 | 0 | 0 | 0 | 0 | 0 | 0 | 0 | 0 | 0 |  | 0 | 0 | 0 | 0 | 0 | 0 | 0 | 0 | 0 | 0 | 0 | 0 | 0 | 0 | 0 | 0 |  | 0 | 0 | 0 | 0 | 0 | 0 |  |  | 0 | 0 | 0 | 0 | 0 | 0 | 0 | 0 | 0 | 0 | 0 | 0 | 0 |  | 0 | 0 |  | 0 | 0
SDGE | Boulevard East | 138 |  | 0 | 0 | 0 | 0 | 0 | 0 | 0 | 0 | 0 | 2 | 0 | 0 | 0 | 0 | 0 | 2 |  | 0 | 0 | 0 | 0 | 0 | 0 | 0 | 0 | 0 | 0 | 0 | 0 | 0 | 0 | 0 | 0 |  | 0 | 0 | 0 | 0 | 0 | 0 |  |  | 0 | 0 | 0 | 0 | 0 | 0 | 0 | 0 | 0 | 0 | 2 | 0 | 0 |  | 0 | 0 |  | 0 | 2
SDGE | Boulevard East | 69 |  | 0 | 0 | 0 | 0 | 0 | 0 | 0 | 0 | 0 | 0 | 0 | 0 | 0 | 0 | 0 | 0 |  | 0 | 0 | 0 | 0 | 0 | 0 | 0 | 0 | 0 | 0 | 0 | 0 | 0 | 0 | 0 | 0 |  | 0 | 0 | 0 | 0 | 0 | 0 |  |  | 0 | 0 | 0 | 0 | 0 | 0 | 0 | 0 | 0 | 0 | 0 | 0 | 0 |  | 0 | 0 |  | 0 | 0
PG&E GBA | Brentwood | 230 |  | 0 | 0 | 0 | 0 | 0 | 0 | 0 | 0 | 0 | 0 | 0 | 0 | 0 | 0 | 0 | 0 |  | 0 | 5.5 | 0 | 0 | 0 | 0 | 0 | 0 | 0 | 5.5 | 0 | 0 | 0 | 0 | 0 | 4.99 |  | 0 | 0 | 0 | 0 | 0 | 0 |  |  | 0 | 0 | 5.5 | 0 | 0 | 0 | 0 | 0 | 0 | 0 | 5.5 | 0 | 0 |  | 0 | 0 |  | 0 | 4.99
PG&E NGBA | Bridgeville | 115 |  | 0 | 0 | 0 | 0 | 0 | 0 | 0 | 0 | 0 | 0 | 0 | 0 | 0 | 0 | 0 | 0 |  | 0 | 0 | 0 | 0 | 0 | 0 | 0 | 0 | 0 | 0 | 0 | 0 | 0 | 0 | 0 | 0 |  | 0 | 0 | 0 | 0 | 0 | 0 |  |  | 0 | 0 | 0 | 0 | 0 | 0 | 0 | 0 | 0 | 0 | 0 | 0 | 0 |  | 0 | 0 |  | 0 | 0
PG&E NGBA | Brighton | 115 |  | 0 | 0 | 0 | 0 | 0 | 0 | 0 | 0 | 0 | 0 | 0 | 0 | 0 | 0 | 0 | 0 |  | 0 | 0 | 0 | 0 | 0 | 0 | 0 | 0 | 0 | 0 | 0 | 0 | 0 | 0 | 0 | 0 |  | 0 | 0 | 0 | 0 | 0 | 0 |  |  | 0 | 0 | 0 | 0 | 0 | 0 | 0 | 0 | 0 | 0 | 0 | 0 | 0 |  | 0 | 0 |  | 0 | 0
PG&E NGBA | Brighton | 230 |  | 0 | 0 | 0 | 0 | 0 | 0 | 0 | 0 | 0 | 0 | 0 | 0 | 0 | 0 | 0 | 0 |  | 0 | 0 | 0 | 0 | 0 | 0 | 0 | 0 | 0 | 0 | 0 | 0 | 0 | 0 | 0 | 0 |  | 0 | 0 | 0 | 0 | 0 | 0 |  |  | 0 | 0 | 0 | 0 | 0 | 0 | 0 | 0 | 0 | 0 | 0 | 0 | 0 |  | 0 | 0 |  | 0 | 0
PG&E NGBA | Brunswick | 115 |  | 0 | 0 | 0 | 0 | 0 | 0 | 0 | 0 | 0 | 0 | 0 | 0 | 0 | 0 | 0 | 0 |  | 0 | 0 | 0 | 0 | 0 | 0 | 0 | 0 | 0 | 0 | 0 | 0 | 0 | 0 | 0 | 0 |  | 0 | 0 | 0 | 0 | 0 | 0 |  |  | 0 | 0 | 0 | 0 | 0 | 0 | 0 | 0 | 0 | 0 | 0 | 0 | 0 |  | 0 | 0 |  | 0 | 0
PG&E NGBA | Bucks Creek | 230 |  | 0 | 0 | 0 | 0 | 0 | 0 | 0 | 0 | 0 | 0 | 0 | 0 | 0 | 0 | 0 | 0 |  | 0 | 0 | 0 | 0 | 0 | 0 | 0 | 0 | 0 | 0 | 0 | 0 | 0 | 0 | 0 | 0 |  | 0 | 0 | 0 | 0 | 0 | 0 |  |  | 0 | 0 | 0 | 0 | 0 | 0 | 0 | 0 | 0 | 0 | 0 | 0 | 0 |  | 0 | 0 |  | 0 | 0
PG&E KERN | Buena Vista | 230 |  | 0 | 0 | 0 | 0 | 0 | 0 | 0 | 0 | 0 | 0 | 0 | 0 | 0 | 0 | 0 | 0 |  | 0 | 0 | 0 | 0 | 0 | 0 | 0 | 0 | 0 | 0 | 0 | 0 | 0 | 0 | 0 | 0 |  | 0 | 0 | 0 | 0 | 0 | 0 |  |  | 0 | 0 | 0 | 0 | 0 | 0 | 0 | 0 | 0 | 0 | 0 | 0 | 0 |  | 0 | 0 |  | 0 | 0
PG&E FRESNO | Bullard | 115 |  | 0 | 0 | 0 | 0 | 0 | 0 | 0 | 0 | 0 | 0 | 0 | 0 | 0 | 0 | 0 | 0 |  | 0 | 11.7 | 0 | 0 | 0 | 0 | 0 | 0 | 0 | 12.75 | 0 | 0 | 0 | 0 | 0 | 0 |  | 0 | 0 | 0 | 0 | 0 | 0 |  |  | 0 | 0 | 11.7 | 0 | 0 | 0 | 0 | 0 | 0 | 0 | 12.75 | 0 | 0 |  | 0 | 0 |  | 0 | 0
PG&E GBA | Burlingame | 115 |  | 0 | 0 | 0 | 0 | 0 | 0 | 0 | 0 | 0 | 0 | 0 | 0 | 0 | 0 | 0 | 0 |  | 0 | 0 | 0 | 0 | 0 | 0 | 0 | 0 | 0 | 0 | 0 | 0 | 0 | 0 | 0 | 0 |  | 0 | 0 | 0 | 0 | 0 | 0 |  |  | 0 | 0 | 0 | 0 | 0 | 0 | 0 | 0 | 0 | 0 | 0 | 0 | 0 |  | 0 | 0 |  | 0 | 0
PG&E NGBA | Burney Forest | 230 |  | 0 | 0 | 0 | 0 | 0 | 0 | 0 | 0 | 0 | 0 | 0 | 0 | 0 | 0 | 0 | 0 |  | 0 | 0 | 0 | 0 | 0 | 0 | 0 | 0 | 0 | 0 | 0 | 0 | 0 | 0 | 0 | 0 |  | 0 | 0 | 0 | 0 | 0 | 0 |  |  | 0 | 0 | 0 | 0 | 0 | 0 | 0 | 0 | 0 | 0 | 0 | 0 | 0 |  | 0 | 0 |  | 0 | 0
PG&E NGBA | Butte | 115 |  | 0 | 0 | 0 | 0 | 0 | 0 | 0 | 0 | 0 | 0 | 0 | 0 | 0 | 0 | 0 | 0 |  | 0 | 0.672 | 0 | 0 | 0 | 0 | 0 | 0 | 0 | 4.572 | 0 | 0 | 0 | 0 | 0 | 0 |  | 0 | 0 | 0 | 0 | 0 | 0 |  |  | 0 | 0 | 0.672 | 0 | 0 | 0 | 0 | 0 | 0 | 0 | 4.572 | 0 | 0 |  | 0 | 0 |  | 0 | 0
PG&E KERN | Cabrillo | 115 |  | 0 | 0 | 0 | 0 | 0 | 0 | 0 | 0 | 0 | 0 | 0 | 0 | 0 | 0 | 0 | 0 |  | 0 | 0 | 0 | 0 | 0 | 0 | 0 | 0 | 0 | 50 | 110 | 0 | 0 | 0 | 0 | 0 |  | 0 | 0 | 0 | 0 | 0 | 0 |  |  | 0 | 0 | 0 | 0 | 0 | 0 | 0 | 0 | 0 | 0 | 50 | 110 | 0 |  | 0 | 0 |  | 0 | 0
PG&E FRESNO | Cal Flats | 230 |  | 0 | 0 | 0 | 0 | 0 | 0 | 0 | 0 | 0 | 0 | 0 | 0 | 0 | 0 | 0 | 0 |  | 0 | 0 | 0 | 0 | 0 | 0 | 0 | 0 | 0 | 0 | 0 | 0 | 0 | 0 | 0 | 0 |  | 0 | 0 | 0 | 0 | 0 | 0 |  |  | 0 | 0 | 0 | 0 | 0 | 0 | 0 | 0 | 0 | 0 | 0 | 0 | 0 |  | 0 | 0 |  | 0 | 0
SCE NOL | Calcite | 230 |  | 0 | 0 | 0 | 0 | 0 | 0 | 0 | 0 | 0 | 0 | 0 | 0 | 0 | 0 | 0 | 0 |  | 0 | 0 | 0 | 0 | 0 | 0 | 0 | 0 | 0 | 0 | 0 | 0 | 0 | 0 | 0 | 0 |  | 0 | 0 | 0 | 0 | 0 | 0 |  |  | 0 | 0 | 0 | 0 | 0 | 0 | 0 | 0 | 0 | 0 | 0 | 0 | 0 |  | 0 | 0 |  | 0 | 0
PG&E KERN | Caliente | 230 |  | 0 | 0 | 0 | 0 | 0 | 0 | 0 | 0 | 0 | 0 | 0 | 0 | 0 | 0 | 0 | 0 |  | 0 | 0 | 0 | 0 | 0 | 0 | 0 | 0 | 0 | 0 | 0 | 0 | 0 | 0 | 0 | 0 |  | 0 | 0 | 0 | 0 | 0 | 0 |  |  | 0 | 0 | 0 | 0 | 0 | 0 | 0 | 0 | 0 | 0 | 0 | 0 | 0 |  | 0 | 0 |  | 0 | 0
PG&E FRESNO | California Ave | 115 |  | 0 | 0 | 0 | 0 | 0 | 0 | 0 | 0 | 0 | 0 | 0 | 0 | 0 | 0 | 0 | 0 |  | 0 | 5.021 | 0 | 0 | 0 | 0 | 0 | 2.57 | 0 | 8.211 | 0 | 0 | 0 | 0 | 0 | 2.57 |  | 0 | 0 | 0 | 0 | 0 | 0 |  |  | 0 | 0 | 5.021 | 0 | 0 | 0 | 0 | 0 | 2.57 | 0 | 8.211 | 0 | 0 |  | 0 | 0 |  | 0 | 2.57
PG&E KERN | Callender | 115 |  | 0 | 0 | 0 | 0 | 0 | 0 | 0 | 0 | 0 | 0 | 0 | 0 | 0 | 0 | 0 | 0 |  | 0 | 0 | 0 | 0 | 0 | 0 | 0 | 0 | 0 | 0 | 0 | 0 | 0 | 0 | 0 | 0 |  | 0 | 0 | 0 | 0 | 0 | 0 |  |  | 0 | 0 | 0 | 0 | 0 | 0 | 0 | 0 | 0 | 0 | 0 | 0 | 0 |  | 0 | 0 |  | 0 | 0
PG&E NGBA | Calpella | 115 |  | 0 | 0 | 0 | 0 | 0 | 0 | 0 | 0 | 0 | 0 | 0 | 0 | 0 | 0 | 0 | 0 |  | 0 | 0 | 0 | 0 | 0 | 0 | 0 | 0 | 0 | 0 | 0 | 0 | 0 | 0 | 0 | 0 |  | 0 | 0 | 0 | 0 | 0 | 0 |  |  | 0 | 0 | 0 | 0 | 0 | 0 | 0 | 0 | 0 | 0 | 0 | 0 | 0 |  | 0 | 0 |  | 0 | 0
PG&E GBA | Camanche | 230 |  | 0 | 0 | 0 | 0 | 0 | 0 | 0 | 0 | 0 | 0 | 0 | 0 | 0 | 0 | 0 | 0 |  | 0 | 0 | 0 | 0 | 0 | 0 | 0 | 0 | 0 | 0 | 0 | 0 | 0 | 0 | 0 | 0 |  | 0 | 0 | 0 | 0 | 0 | 0 |  |  | 0 | 0 | 0 | 0 | 0 | 0 | 0 | 0 | 0 | 0 | 0 | 0 | 0 |  | 0 | 0 |  | 0 | 0
SDGE | Cameron | 69 |  | 0 | 0 | 0 | 0 | 0 | 0 | 0 | 0 | 0 | 0 | 0 | 0 | 0 | 0 | 0 | 0 |  | 0 | 0 | 0 | 0 | 0 | 0 | 0 | 0 | 0 | 0 | 0 | 0 | 0 | 0 | 0 | 0 |  | 0 | 0 | 0 | 0 | 0 | 0 |  |  | 0 | 0 | 0 | 0 | 0 | 0 | 0 | 0 | 0 | 0 | 0 | 0 | 0 |  | 0 | 0 |  | 0 | 0
SDGE | Cannon | 69 |  | 0 | 0 | 0 | 0 | 0 | 0 | 0 | 0 | 0 | 0 | 0 | 0 | 0 | 0 | 0 | 3 |  | 0 | 0 | 0 | 0 | 0 | 0 | 0 | 0 | 0 | 0 | 0 | 0 | 0 | 0 | 0 | 0 |  | 0 | 0 | 0 | 0 | 0 | 0 |  |  | 0 | 0 | 0 | 0 | 0 | 0 | 0 | 0 | 0 | 0 | 0 | 0 | 0 |  | 0 | 0 |  | 0 | 3
PG&E FRESNO | Cantua | 115 |  | 0 | 0 | 0 | 0 | 0 | 0 | 0 | 0 | 0 | 0 | 0 | 0 | 0 | 0 | 0 | 0 |  | 0 | 0 | 0 | 0 | 0 | 0 | 0 | 0 | 0 | 0 | 0 | 0 | 0 | 0 | 0 | 0 |  | 0 | 0 | 0 | 0 | 0 | 0 |  |  | 0 | 0 | 0 | 0 | 0 | 0 | 0 | 0 | 0 | 0 | 0 | 0 | 0 |  | 0 | 0 |  | 0 | 0
SDGE | Capistrano | 138 |  | 0 | 0 | 0 | 0 | 0 | 0 | 0 | 0 | 0 | 0 | 0 | 0 | 0 | 0 | 0 | 0 |  | 0 | 0 | 0 | 0 | 0 | 0 | 0 | 0 | 0 | 0 | 0 | 0 | 0 | 0 | 0 | 0 |  | 0 | 0 | 0 | 0 | 0 | 0 |  |  | 0 | 0 | 0 | 0 | 0 | 0 | 0 | 0 | 0 | 0 | 0 | 0 | 0 |  | 0 | 0 |  | 0 | 0
SDGE | Capistrano | 230 |  | 0 | 0 | 0 | 0 | 0 | 0 | 0 | 0 | 0 | 0 | 0 | 0 | 0 | 0 | 0 | 0 |  | 0 | 0 | 0 | 0 | 0 | 0 | 0 | 0 | 0 | 0 | 0 | 0 | 0 | 0 | 0 | 0 |  | 0 | 0 | 0 | 0 | 0 | 0 |  |  | 0 | 0 | 0 | 0 | 0 | 0 | 0 | 0 | 0 | 0 | 0 | 0 | 0 |  | 0 | 0 |  | 0 | 0
PG&E NGBA | Carberry | 230 |  | 0 | 0 | 0 | 0 | 0 | 0 | 0 | 0 | 0 | 0 | 0 | 0 | 0 | 0 | 0 | 0 |  | 0 | 0 | 0 | 0 | 0 | 0 | 0 | 0 | 0 | 0 | 0 | 0 | 0 | 0 | 0 | 0 |  | 0 | 0 | 0 | 0 | 0 | 0 |  |  | 0 | 0 | 0 | 0 | 0 | 0 | 0 | 0 | 0 | 0 | 0 | 0 | 0 |  | 0 | 0 |  | 0 | 0
SCE Eastern | Cardiff | 66 |  | 0 | 0 | 0 | 0 | 0 | 0 | 0 | 0 | 0 | 0 | 0 | 0 | 0 | 0 | 0 | 0 |  | 0 | 0 | 0 | 0 | 0 | 0 | 0 | 0 | 0 | 0 | 0 | 0 | 0 | 0 | 0 | 0 |  | 0 | 0 | 0 | 0 | 0 | 0 |  |  | 0 | 0 | 0 | 0 | 0 | 0 | 0 | 0 | 0 | 0 | 0 | 0 | 0 |  | 0 | 0 |  | 0 | 0
PG&E NGBA | Caribou | 60 |  | 0 | 0 | 0 | 0 | 0 | 0 | 0 | 0 | 0 | 0 | 0 | 0 | 0 | 0 | 0 | 0 |  | 0 | 0 | 0 | 0 | 0 | 0 | 0 | 0 | 0 | 0 | 0 | 0 | 0 | 0 | 0 | 0 |  | 0 | 0 | 0 | 0 | 0 | 0 |  |  | 0 | 0 | 0 | 0 | 0 | 0 | 0 | 0 | 0 | 0 | 0 | 0 | 0 |  | 0 | 0 |  | 0 | 0
PG&E NGBA | Caribou | 115 |  | 0 | 0 | 0 | 0 | 0 | 0 | 0 | 0 | 0 | 0 | 0 | 0 | 0 | 0 | 0 | 0 |  | 0 | 0 | 0 | 0 | 0 | 0 | 0 | 0 | 0 | 0 | 0 | 0 | 0 | 0 | 0 | 0 |  | 0 | 0 | 0 | 0 | 0 | 0 |  |  | 0 | 0 | 0 | 0 | 0 | 0 | 0 | 0 | 0 | 0 | 0 | 0 | 0 |  | 0 | 0 |  | 0 | 0
PG&E NGBA | Caribou | 230 |  | 0 | 0 | 0 | 0 | 0 | 0 | 0 | 0 | 0 | 0 | 0 | 0 | 0 | 0 | 0 | 0 |  | 0 | 0 | 0 | 0 | 0 | 0 | 0 | 0 | 0 | 0 | 0 | 0 | 0 | 0 | 0 | 0 |  | 0 | 0 | 0 | 0 | 0 | 0 |  |  | 0 | 0 | 0 | 0 | 0 | 0 | 0 | 0 | 0 | 0 | 0 | 0 | 0 |  | 0 | 0 |  | 0 | 0
SCE EOP | Carpenter Canyon (fka Gamebird) | 138 |  | 0 | 0 | 0 | 0 | 0 | 0 | 0 | 0 | 0 | 0 | 0 | 0 | 0 | 0 | 0 | 0 |  | 0 | 0 | 0 | 0 | 0 | 0 | 0 | 0 | 0 | 0 | 0 | 0 | 0 | 0 | 0 | 0 |  | 0 | 0 | 0 | 0 | 0 | 0 |  |  | 0 | 0 | 0 | 0 | 0 | 0 | 0 | 0 | 0 | 0 | 0 | 0 | 0 |  | 0 | 0 |  | 0 | 0
SCE EOP | Carpenter Canyon (fka Gamebird) | 230 |  | 0 | 0 | 0 | 0 | 0 | 0 | 0 | 0 | 0 | 0 | 0 | 0 | 0 | 0 | 0 | 0 |  | 0 | 0 | 0 | 0 | 0 | 0 | 0 | 0 | 0 | 0 | 0 | 0 | 0 | 0 | 0 | 0 |  | 0 | 0 | 0 | 0 | 0 | 0 |  |  | 0 | 0 | 0 | 0 | 0 | 0 | 0 | 0 | 0 | 0 | 0 | 0 | 0 |  | 0 | 0 |  | 0 | 0
PG&E NGBA | Carquinez | 115 |  | 0 | 0 | 0 | 0 | 0 | 0 | 0 | 0 | 0 | 0 | 0 | 0 | 0 | 0 | 0 | 0 |  | 0 | 0 | 0 | 0 | 0 | 0 | 0 | 0 | 0 | 0 | 0 | 0 | 0 | 0 | 0 | 0 |  | 0 | 0 | 0 | 0 | 0 | 0 |  |  | 0 | 0 | 0 | 0 | 0 | 0 | 0 | 0 | 0 | 0 | 0 | 0 | 0 |  | 0 | 0 |  | 0 | 0
SDGE | Carrizo Gorge | 138 |  | 0 | 0 | 0 | 0 | 0 | 0 | 0 | 0 | 0 | 0 | 0 | 0 | 0 | 0 | 0 | 0 |  | 0 | 0 | 0 | 0 | 0 | 0 | 0 | 0 | 0 | 0 | 0 | 0 | 0 | 0 | 0 | 0 |  | 0 | 0 | 0 | 0 | 0 | 0 |  |  | 0 | 0 | 0 | 0 | 0 | 0 | 0 | 0 | 0 | 0 | 0 | 0 | 0 |  | 0 | 0 |  | 0 | 0
PG&E KERN | Carrizo Plains | 115 |  | 0 | 0 | 0 | 0 | 0 | 0 | 0 | 0 | 0 | 0 | 0 | 0 | 0 | 0 | 0 | 0 |  | 0 | 0 | 0 | 0 | 0 | 0 | 0 | 0 | 0 | 0 | 0 | 0 | 0 | 0 | 0 | 0 |  | 0 | 0 | 0 | 0 | 0 | 0 |  |  | 0 | 0 | 0 | 0 | 0 | 0 | 0 | 0 | 0 | 0 | 0 | 0 | 0 |  | 0 | 0 |  | 0 | 0
PG&E KERN | Casaloma | 230 |  | 0 | 0 | 0 | 0 | 0 | 0 | 0 | 0 | 0 | 0 | 0 | 0 | 0 | 0 | 0 | 0 |  | 0 | 0 | 0 | 0 | 0 | 0 | 0 | 0 | 0 | 0 | 0 | 0 | 0 | 0 | 0 | 0 |  | 0 | 0 | 0 | 0 | 0 | 0 |  |  | 0 | 0 | 0 | 0 | 0 | 0 | 0 | 0 | 0 | 0 | 0 | 0 | 0 |  | 0 | 0 |  | 0 | 0
PG&E GBA | Castro Valley | 230 |  | 0 | 0 | 0 | 0 | 0 | 0 | 0 | 0 | 0 | 0 | 0 | 0 | 0 | 0 | 0 | 0 |  | 0 | 0 | 0 | 0 | 0 | 0 | 0 | 0 | 0 | 0 | 0 | 0 | 0 | 0 | 0 | 0 |  | 0 | 0 | 0 | 0 | 0 | 0 |  |  | 0 | 0 | 0 | 0 | 0 | 0 | 0 | 0 | 0 | 0 | 0 | 0 | 0 |  | 0 | 0 |  | 0 | 0
PG&E GBA | Cayetano | 230 |  | 0 | 0 | 0 | 0 | 0 | 0 | 0 | 0 | 0 | 0 | 0 | 0 | 0 | 0 | 0 | 0 |  | 0 | 0 | 0 | 0 | 0 | 0 | 0 | 0 | 0 | 0 | 0 | 0 | 0 | 0 | 0 | 0 |  | 0 | 0 | 0 | 0 | 0 | 0 |  |  | 0 | 0 | 0 | 0 | 0 | 0 | 0 | 0 | 0 | 0 | 0 | 0 | 0 |  | 0 | 0 |  | 0 | 0
SCE Metro | Center | 230 |  | 0 | 0.999 | 0 | 0 | 0 | 0 | 0 | 0 | 0 | 0.999 | 0 | 0 | 0 | 0 | 0 | 320.68 |  | 0 | 0 | 0 | 0 | 0 | 0 | 0 | 0 | 0 | 0 | 0 | 0 | 0 | 0 | 0 | 0 |  | 0 | 0 | 0 | 0 | 0 | 0 |  |  | 0 | 0 | 0.999 | 0 | 0 | 0 | 0 | 0 | 0 | 0 | 0.999 | 0 | 0 |  | 0 | 0 |  | 0 | 320.68
PG&E KERN | Charca | 115 |  | 0 | 0 | 0 | 0 | 0 | 0 | 0 | 0 | 0 | 0 | 0 | 0 | 0 | 0 | 0 | 0 |  | 0 | 9.7 | 0 | 0 | 0 | 0 | 0 | 9.7 | 0 | 9.7 | 0 | 0 | 0 | 0 | 0 | 9.7 |  | 0 | 0 | 0 | 0 | 0 | 0 |  |  | 0 | 0 | 9.7 | 0 | 0 | 0 | 0 | 0 | 9.7 | 0 | 9.7 | 0 | 0 |  | 0 | 0 |  | 0 | 9.7
SCE EOP | Charleston | 138 |  | 0 | 0 | 0 | 0 | 0 | 0 | 0 | 0 | 0 | 0 | 0 | 0 | 0 | 0 | 0 | 0 |  | 0 | 0 | 0 | 0 | 0 | 0 | 0 | 0 | 0 | 0 | 0 | 0 | 0 | 0 | 0 | 0 |  | 0 | 0 | 0 | 0 | 0 | 0 |  |  | 0 | 0 | 0 | 0 | 0 | 0 | 0 | 0 | 0 | 0 | 0 | 0 | 0 |  | 0 | 0 |  | 0 | 0
SCE Metro | Chevmain | 230 |  | 0 | 0 | 0 | 0 | 0 | 0 | 0 | 0 | 0 | 0 | 0 | 0 | 0 | 0 | 0 | 0 |  | 0 | 0 | 0 | 0 | 0 | 0 | 0 | 0 | 0 | 0 | 0 | 0 | 0 | 0 | 0 | 0 |  | 0 | 0 | 0 | 0 | 0 | 0 |  |  | 0 | 0 | 0 | 0 | 0 | 0 | 0 | 0 | 0 | 0 | 0 | 0 | 0 |  | 0 | 0 |  | 0 | 0
SDGE | Chicarita | 138 |  | 0 | 0 | 0 | 0 | 0 | 0 | 0 | 0 | 0 | 0 | 0 | 0 | 0 | 0 | 0 | 0 |  | 0 | 0 | 0 | 0 | 0 | 0 | 0 | 0 | 0 | 0 | 0 | 0 | 0 | 0 | 0 | 0 |  | 0 | 0 | 0 | 0 | 0 | 0 |  |  | 0 | 0 | 0 | 0 | 0 | 0 | 0 | 0 | 0 | 0 | 0 | 0 | 0 |  | 0 | 0 |  | 0 | 0
SCE Metro | Chino | 230 |  | 0 | 2.264 | 0 | 0 | 0 | 0 | 0 | 0 | 0.125 | 3.514 | 0 | 0 | 0 | 0 | 0 | 131.917 |  | 0 | 0 | 0 | 0 | 0 | 0 | 0 | 0 | 0 | 0 | 0 | 0 | 0 | 0 | 0 | 0 |  | 0 | 0 | 0 | 0 | 0 | 0 |  |  | 0 | 0 | 2.264 | 0 | 0 | 0 | 0 | 0 | 0 | 0.125 | 3.514 | 0 | 0 |  | 0 | 0 |  | 0 | 131.917
PG&E FRESNO | Chowchilla | 115 |  | 0 | 0 | 0 | 0 | 0 | 0 | 0 | 0 | 0 | 0 | 0 | 0 | 0 | 0 | 0 | 0 |  | 0 | 0 | 0 | 0 | 0 | 0 | 0 | 0 | 0 | 4.539 | 0 | 0 | 0 | 0 | 0 | 0 |  | 0 | 0 | 0 | 0 | 0 | 0 |  |  | 0 | 0 | 0 | 0 | 0 | 0 | 0 | 0 | 0 | 0 | 4.539 | 0 | 0 |  | 0 | 0 |  | 0 | 0
PG&E GBA | Christie | 60 |  | 0 | 0 | 0 | 0 | 0 | 0 | 0 | 0 | 0 | 0 | 0 | 0 | 0 | 0 | 0 | 0 |  | 0 | 0 | 0 | 0 | 0 | 0 | 0 | 0 | 0 | 0 | 0 | 0 | 0 | 0 | 0 | 0 |  | 0 | 0 | 0 | 0 | 0 | 0 |  |  | 0 | 0 | 0 | 0 | 0 | 0 | 0 | 0 | 0 | 0 | 0 | 0 | 0 |  | 0 | 0 |  | 0 | 0
PG&E GBA | Christie | 115 |  | 0 | 0 | 0 | 0 | 0 | 0 | 0 | 0 | 0 | 0 | 0 | 0 | 0 | 0 | 0 | 0 |  | 0 | 0 | 0 | 0 | 0 | 0 | 0 | 0 | 0 | 0 | 0 | 0 | 0 | 0 | 0 | 0 |  | 0 | 0 | 0 | 0 | 0 | 0 |  |  | 0 | 0 | 0 | 0 | 0 | 0 | 0 | 0 | 0 | 0 | 0 | 0 | 0 |  | 0 | 0 |  | 0 | 0
SCE Eastern | Cielo Azul | 500 |  | 0 | 0 | 0 | 0 | 0 | 0 | 0 | 0 | 0 | 0 | 0 | 0 | 0 | 0 | 0 | 0 |  | 0 | 0 | 0 | 0 | 0 | 0 | 0 | 0 | 0 | 0 | 0 | 0 | 0 | 0 | 0 | 0 |  | 0 | 0 | 0 | 0 | 0 | 0 |  |  | 0 | 0 | 0 | 0 | 0 | 0 | 0 | 0 | 0 | 0 | 0 | 0 | 0 |  | 0 | 0 |  | 0 | 0
PG&E GBA | Clay | 60 |  | 0 | 0 | 0 | 0 | 0 | 0 | 0 | 0 | 0 | 0 | 0 | 0 | 0 | 0 | 0 | 0 |  | 0 | 0 | 0 | 0 | 0 | 0 | 0 | 0 | 0 | 6.21 | 0 | 0 | 0 | 0 | 0 | 0 |  | 0 | 0 | 0 | 0 | 0 | 0 |  |  | 0 | 0 | 0 | 0 | 0 | 0 | 0 | 0 | 0 | 0 | 6.21 | 0 | 0 |  | 0 | 0 |  | 0 | 0
PG&E GBA | Clayton | 115 |  | 0 | 0 | 0 | 0 | 0 | 0 | 0 | 0 | 0 | 0 | 0 | 0 | 0 | 0 | 0 | 0 |  | 0 | 1 | 0 | 0 | 0 | 0 | 0 | 0 | 0 | 1 | 0 | 0 | 0 | 0 | 0 | 0 |  | 0 | 0 | 0 | 0 | 0 | 0 |  |  | 0 | 0 | 1 | 0 | 0 | 0 | 0 | 0 | 0 | 0 | 1 | 0 | 0 |  | 0 | 0 |  | 0 | 0
PG&E NGBA | Cloverdale | 115 |  | 0 | 0 | 0 | 0 | 0 | 0 | 0 | 0 | 0 | 0 | 0 | 0 | 0 | 0 | 0 | 0 |  | 0 | 0 | 0 | 0 | 0 | 0 | 0 | 0 | 0 | 0 | 0 | 0 | 0 | 0 | 0 | 0 |  | 0 | 0 | 0 | 0 | 0 | 0 |  |  | 0 | 0 | 0 | 0 | 0 | 0 | 0 | 0 | 0 | 0 | 0 | 0 | 0 |  | 0 | 0 |  | 0 | 0
PG&E FRESNO | Clovis | 115 |  | 0 | 0 | 0 | 0 | 0 | 0 | 0 | 0 | 0 | 0 | 0 | 0 | 0 | 0 | 0 | 0 |  | 0 | 0 | 0 | 0 | 0 | 0 | 0 | 0 | 0 | 0 | 0 | 0 | 0 | 0 | 0 | 0 |  | 0 | 0 | 0 | 0 | 0 | 0 |  |  | 0 | 0 | 0 | 0 | 0 | 0 | 0 | 0 | 0 | 0 | 0 | 0 | 0 |  | 0 | 0 |  | 0 | 0
PG&E GBA | Coburn | 230 |  | 0 | 0 | 0 | 0 | 0 | 0 | 0 | 0 | 0 | 0 | 0 | 0 | 0 | 0 | 0 | 0 |  | 0 | 0 | 0 | 0 | 0 | 0 | 0 | 0 | 0 | 0 | 0 | 0 | 0 | 0 | 0 | 0 |  | 0 | 0 | 0 | 0 | 0 | 0 |  |  | 0 | 0 | 0 | 0 | 0 | 0 | 0 | 0 | 0 | 0 | 0 | 0 | 0 |  | 0 | 0 |  | 0 | 0
PG&E GBA | Coburn | 60 |  | 0 | 0 | 0 | 0 | 0 | 0 | 0 | 0 | 0 | 0 | 0 | 0 | 0 | 0 | 0 | 0 |  | 0 | 0 | 0 | 0 | 0 | 0 | 0 | 0 | 0 | 0 | 0 | 0 | 0 | 0 | 0 | 0 |  | 0 | 0 | 0 | 0 | 0 | 0 |  |  | 0 | 0 | 0 | 0 | 0 | 0 | 0 | 0 | 0 | 0 | 0 | 0 | 0 |  | 0 | 0 |  | 0 | 0
PG&E NGBA | Colgate | 230 |  | 0 | 0 | 0 | 0 | 0 | 0 | 0 | 0 | 0 | 0 | 0 | 0 | 0 | 0 | 0 | 0 |  | 0 | 0 | 0 | 0 | 0 | 0 | 0 | 0 | 0 | 0 | 0 | 0 | 0 | 0 | 0 | 0 |  | 0 | 0 | 0 | 0 | 0 | 0 |  |  | 0 | 0 | 0 | 0 | 0 | 0 | 0 | 0 | 0 | 0 | 0 | 0 | 0 |  | 0 | 0 |  | 0 | 0
PG&E GBA | Collierville | 230 |  | 0 | 0 | 0 | 0 | 0 | 0 | 0 | 0 | 0 | 0 | 0 | 0 | 0 | 0 | 0 | 0 |  | 0 | 0 | 0 | 0 | 0 | 0 | 0 | 0 | 0 | 0 | 0 | 0 | 0 | 0 | 0 | 0 |  | 0 | 0 | 0 | 0 | 0 | 0 |  |  | 0 | 0 | 0 | 0 | 0 | 0 | 0 | 0 | 0 | 0 | 0 | 0 | 0 |  | 0 | 0 |  | 0 | 0
PG&E GBA | Collinsville | 230 |  | 0 | 0 | 0 | 0 | 0 | 0 | 0 | 0 | 0 | 0 | 0 | 0 | 0 | 0 | 0 | 0 |  | 0 | 0 | 0 | 0 | 0 | 0 | 0 | 0 | 0 | 0 | 0 | 0 | 0 | 0 | 0 | 0 |  | 0 | 0 | 0 | 0 | 0 | 0 |  |  | 0 | 0 | 0 | 0 | 0 | 0 | 0 | 0 | 0 | 0 | 0 | 0 | 0 |  | 0 | 0 |  | 0 | 0
PG&E GBA | Collinsville | 500 |  | 0 | 0 | 0 | 0 | 0 | 0 | 0 | 0 | 0 | 0 | 0 | 0 | 0 | 0 | 0 | 0 |  | 0 | 0 | 0 | 0 | 0 | 0 | 0 | 0 | 0 | 0 | 0 | 0 | 0 | 0 | 0 | 0 |  | 0 | 0 | 0 | 0 | 0 | 0 |  |  | 0 | 0 | 0 | 0 | 0 | 0 | 0 | 0 | 0 | 0 | 0 | 0 | 0 |  | 0 | 0 |  | 0 | 0
SCE Eastern | Colorado River | 230 |  | 0 | 0 | 0 | 0 | 0 | 0 | 0 | 0 | 0 | 0 | 0 | 0 | 0 | 0 | 0 | 0 |  | 0 | 0 | 0 | 0 | 0 | 0 | 0 | 0 | 0 | 0 | 0 | 0 | 0 | 0 | 0 | 0 |  | 5 | 0 | 0 | 0 | 0 | 0 |  |  | 0 | 0 | 0 | 0 | 0 | 0 | 0 | 0 | 0 | 0 | 5 | 0 | 0 |  | 0 | 0 |  | 0 | 0
SCE Eastern | Colorado River | 500 |  | 0 | 0 | 0 | 0 | 0 | 0 | 0 | 0 | 0 | 0 | 0 | 0 | 0 | 0 | 0 | 0 |  | 0 | 0 | 0 | 0 | 0 | 0 | 0 | 0 | 0 | 0 | 0 | 0 | 0 | 0 | 0 | 0 |  | 0 | 0 | 0 | 0 | 0 | 0 |  |  | 0 | 0 | 0 | 0 | 0 | 0 | 0 | 0 | 0 | 0 | 0 | 0 | 0 |  | 0 | 0 |  | 0 | 0
PG&E KERN | Columbus | 115 |  | 0 | 0 | 0 | 0 | 0 | 0 | 0 | 0 | 0 | 0 | 0 | 0 | 0 | 0 | 0 | 0 |  | 0 | 0 | 0 | 0 | 0 | 0 | 0 | 0 | 0 | 0.53 | 0 | 0 | 0 | 0 | 0 | 0 |  | 0 | 0 | 0 | 0 | 0 | 0 |  |  | 0 | 0 | 0 | 0 | 0 | 0 | 0 | 0 | 0 | 0 | 0.53 | 0 | 0 |  | 0 | 0 |  | 0 | 0
PG&E GBA | Contra Costa | 115 |  | 0 | 0 | 0 | 0 | 0 | 0 | 0 | 0 | 0 | 0 | 0 | 0 | 0 | 0 | 0 | 0 |  | 0 | 0 | 0 | 0 | 0 | 0 | 0 | 0 | 0 | 0 | 0 | 0 | 0 | 0 | 0 | 0 |  | 0 | 0 | 0 | 0 | 0 | 0 |  |  | 0 | 0 | 0 | 0 | 0 | 0 | 0 | 0 | 0 | 0 | 0 | 0 | 0 |  | 0 | 0 |  | 0 | 0
PG&E GBA | Contra Costa | 230 |  | 0 | 0 | 0 | 0 | 0 | 0 | 0 | 0 | 0 | 0 | 0 | 0 | 0 | 0 | 0 | 0 |  | 0 | 1.552 | 0 | 0 | 0 | 0 | 0 | 1.272 | 0 | 3.752 | 0 | 0 | 0 | 0 | 0 | 1.272 |  | 0 | 0 | 0 | 0 | 0 | 0 |  |  | 0 | 0 | 1.552 | 0 | 0 | 0 | 0 | 0 | 1.272 | 0 | 3.752 | 0 | 0 |  | 0 | 0 |  | 0 | 1.272
PG&E GBA | Contra Costa PP | 230 |  | 0 | 0 | 0 | 0 | 0 | 0 | 0 | 0 | 0 | 0 | 0 | 0 | 0 | 0 | 0 | 0 |  | 0 | 0 | 0 | 0 | 0 | 0 | 0 | 0 | 0 | 0 | 0 | 0 | 0 | 0 | 0 | 0 |  | 0 | 0 | 0 | 0 | 0 | 0 |  |  | 0 | 0 | 0 | 0 | 0 | 0 | 0 | 0 | 0 | 0 | 0 | 0 | 0 |  | 0 | 0 |  | 0 | 0
SCE NOL | Control | 115 |  | 0 | 0 | 0 | 0 | 0 | 0 | 0 | 0 | 0 | 0 | 0 | 0 | 4.5 | 0 | 0 | 0 |  | 0 | 0 | 0 | 0 | 0 | 0 | 0 | 0 | 0 | 0 | 0 | 0 | 0 | 0 | 0 | 0 |  | 0 | 0 | 0 | 0 | 0 | 0 |  |  | 0 | 0 | 0 | 0 | 0 | 0 | 0 | 0 | 0 | 0 | 0 | 0 | 0 |  | 4.5 | 0 |  | 0 | 0
SCE NOL | Control | 55 |  | 0 | 0 | 0 | 0 | 0 | 0 | 0 | 0 | 0 | 0 | 0 | 0 | 0 | 0 | 0 | 0 |  | 0 | 0 | 0 | 0 | 0 | 0 | 0 | 0 | 0 | 0 | 0 | 0 | 0 | 0 | 0 | 0 |  | 0 | 0 | 0 | 0 | 0 | 0 |  |  | 0 | 0 | 0 | 0 | 0 | 0 | 0 | 0 | 0 | 0 | 0 | 0 | 0 |  | 0 | 0 |  | 0 | 0
PG&E GBA | Cooley Landing | 115 |  | 0 | 0 | 0 | 0 | 0 | 0 | 0 | 0 | 0 | 0 | 0 | 0 | 0 | 0 | 0 | 0 |  | 0 | 0 | 0 | 0 | 0 | 0 | 0 | 0 | 0 | 0 | 0 | 0 | 0 | 0 | 0 | 0 |  | 0 | 0 | 0 | 0 | 0 | 0 |  |  | 0 | 0 | 0 | 0 | 0 | 0 | 0 | 0 | 0 | 0 | 0 | 0 | 0 |  | 0 | 0 |  | 0 | 0
PG&E GBA | Cooley Landing | 60 |  | 0 | 0 | 0 | 0 | 0 | 0 | 0 | 0 | 0 | 0 | 0 | 0 | 0 | 0 | 0 | 0 |  | 0 | 0 | 0 | 0 | 0 | 0 | 0 | 0 | 0 | 0 | 0 | 0 | 0 | 0 | 0 | 0 |  | 0 | 0 | 0 | 0 | 0 | 0 |  |  | 0 | 0 | 0 | 0 | 0 | 0 | 0 | 0 | 0 | 0 | 0 | 0 | 0 |  | 0 | 0 |  | 0 | 0
SCE NOL | Coolwater | 230 |  | 0 | 0 | 0 | 0 | 0 | 0 | 0 | 0 | 0 | 0 | 0 | 0 | 0 | 0 | 0 | 0 |  | 0 | 0 | 0 | 0 | 0 | 0 | 0 | 0 | 0 | 0 | 0 | 0 | 0 | 0 | 0 | 0 |  | 0 | 0 | 0 | 0 | 0 | 0 |  |  | 0 | 0 | 0 | 0 | 0 | 0 | 0 | 0 | 0 | 0 | 0 | 0 | 0 |  | 0 | 0 |  | 0 | 0
SCE NOL | Coolwater | 115 |  | 4.9 | 9.89 | 0 | 0 | 0 | 0 | 0 | 9.89 | 4.9 | 17.69 | 0 | 0 | 0 | 0 | 0 | 9.89 |  | 0 | 0 | 0 | 0 | 0 | 0 | 0 | 0 | 0 | 0 | 0 | 0 | 0 | 0 | 0 | 0 |  | 0 | 0 | 0 | 0 | 0 | 0 |  |  | 0 | 4.9 | 9.89 | 0 | 0 | 0 | 0 | 0 | 9.89 | 4.9 | 17.69 | 0 | 0 |  | 0 | 0 |  | 0 | 9.89
PG&E KERN | Copus | 70 |  | 0 | 0 | 0 | 0 | 0 | 0 | 0 | 0 | 0 | 0 | 0 | 0 | 0 | 0 | 0 | 0 |  | 0 | 7.2964 | 0 | 0 | 0 | 0 | 0 | 2.65 | 0 | 12.2864 | 0 | 0 | 0 | 0 | 0 | 2.65 |  | 0 | 0 | 0 | 0 | 0 | 0 |  |  | 0 | 0 | 7.2964 | 0 | 0 | 0 | 0 | 0 | 2.65 | 0 | 12.2864 | 0 | 0 |  | 0 | 0 |  | 0 | 2.65
PG&E FRESNO | Corcoran | 70 |  | 0 | 0 | 0 | 0 | 0 | 0 | 0 | 0 | 0 | 0 | 0 | 0 | 0 | 0 | 0 | 0 |  | 0 | 0 | 0 | 0 | 0 | 0 | 0 | 0 | 0 | 0 | 0 | 0 | 0 | 0 | 0 | 0 |  | 0 | 0 | 0 | 0 | 0 | 0 |  |  | 0 | 0 | 0 | 0 | 0 | 0 | 0 | 0 | 0 | 0 | 0 | 0 | 0 |  | 0 | 0 |  | 0 | 0
PG&E FRESNO | Corcoran | 115 |  | 0 | 0 | 0 | 0 | 0 | 0 | 0 | 0 | 0 | 0 | 0 | 0 | 0 | 0 | 0 | 0 |  | 0 | 0 | 0 | 0 | 0 | 0 | 0 | 0 | 0 | 0 | 0 | 0 | 0 | 0 | 0 | 0 |  | 0 | 0 | 0 | 0 | 0 | 0 |  |  | 0 | 0 | 0 | 0 | 0 | 0 | 0 | 0 | 0 | 0 | 0 | 0 | 0 |  | 0 | 0 |  | 0 | 0
PG&E NGBA | Corona | 115 |  | 0 | 0 | 0 | 0 | 0 | 0 | 0 | 0 | 0 | 0 | 0 | 0 | 0 | 0 | 0 | 0 |  | 0 | 0 | 0 | 0 | 0 | 0 | 0 | 0 | 0 | 0 | 0 | 0 | 0 | 0 | 0 | 0 |  | 0 | 0 | 0 | 0 | 0 | 0 |  |  | 0 | 0 | 0 | 0 | 0 | 0 | 0 | 0 | 0 | 0 | 0 | 0 | 0 |  | 0 | 0 |  | 0 | 0
PG&E NGBA | Cortina | 230 |  | 0 | 0 | 0 | 0 | 0 | 0 | 0 | 0 | 0 | 0 | 0 | 0 | 0 | 0 | 0 | 0 |  | 0 | 0 | 0 | 0 | 0 | 0 | 0 | 0 | 0 | 5 | 0 | 0 | 0 | 0 | 0 | 0 |  | 0 | 0 | 0 | 0 | 0 | 0 |  |  | 0 | 0 | 0 | 0 | 0 | 0 | 0 | 0 | 0 | 0 | 5 | 0 | 0 |  | 0 | 0 |  | 0 | 0
PG&E NGBA | Cortina | 115 |  | 0 | 0 | 0 | 0 | 0 | 0 | 0 | 0 | 0 | 0 | 0 | 0 | 0 | 0 | 0 | 0 |  | 0 | 0 | 0 | 0 | 0 | 0 | 0 | 0 | 0 | 0 | 0 | 0 | 0 | 0 | 0 | 0 |  | 0 | 0 | 0 | 0 | 0 | 0 |  |  | 0 | 0 | 0 | 0 | 0 | 0 | 0 | 0 | 0 | 0 | 0 | 0 | 0 |  | 0 | 0 |  | 0 | 0
PG&E GBA | Cottle | 230 |  | 0 | 0 | 0 | 0 | 0 | 0 | 0 | 0 | 0 | 0 | 0 | 0 | 0 | 0 | 0 | 0 |  | 0 | 0 | 0 | 0 | 0 | 0 | 0 | 0 | 0 | 0 | 0 | 0 | 0 | 0 | 0 | 0 |  | 0 | 0 | 0 | 0 | 0 | 0 |  |  | 0 | 0 | 0 | 0 | 0 | 0 | 0 | 0 | 0 | 0 | 0 | 0 | 0 |  | 0 | 0 |  | 0 | 0
PG&E NGBA | Cottonwood | 115 |  | 0 | 0 | 0 | 0 | 0 | 0 | 0 | 0 | 0 | 0 | 0 | 0 | 0 | 0 | 0 | 0 |  | 0 | 0 | 0 | 0 | 0 | 0 | 0 | 0 | 0 | 0 | 0 | 0 | 0 | 0 | 0 | 0 |  | 0 | 0 | 0 | 0 | 0 | 0 |  |  | 0 | 0 | 0 | 0 | 0 | 0 | 0 | 0 | 0 | 0 | 0 | 0 | 0 |  | 0 | 0 |  | 0 | 0
PG&E NGBA | Cottonwood | 230 |  | 0 | 0 | 0 | 0 | 0 | 0 | 0 | 0 | 0 | 0 | 0 | 0 | 0 | 0 | 0 | 0 |  | 0 | 0 | 0 | 0 | 0 | 0 | 0 | 0 | 0 | 0 | 0 | 0 | 0 | 0 | 0 | 0 |  | 0 | 0 | 0 | 0 | 0 | 0 |  |  | 0 | 0 | 0 | 0 | 0 | 0 | 0 | 0 | 0 | 0 | 0 | 0 | 0 |  | 0 | 0 |  | 0 | 0
PG&E NGBA | Cottonwood | 60 |  | 0 | 0 | 0 | 0 | 0 | 0 | 0 | 0 | 0 | 0 | 0 | 0 | 0 | 0 | 0 | 0 |  | 0 | 0 | 0 | 0 | 0 | 0 | 0 | 0 | 0 | 0 | 0 | 0 | 0 | 0 | 0 | 0 |  | 0 | 0 | 0 | 0 | 0 | 0 |  |  | 0 | 0 | 0 | 0 | 0 | 0 | 0 | 0 | 0 | 0 | 0 | 0 | 0 |  | 0 | 0 |  | 0 | 0
PG&E NGBA | Cove Road | 230 |  | 0 | 0 | 0 | 0 | 0 | 0 | 0 | 0 | 0 | 0 | 0 | 0 | 0 | 0 | 0 | 0 |  | 0 | 0 | 0 | 0 | 0 | 0 | 0 | 0 | 0 | 0 | 0 | 0 | 0 | 0 | 0 | 0 |  | 0 | 0 | 0 | 0 | 0 | 0 |  |  | 0 | 0 | 0 | 0 | 0 | 0 | 0 | 0 | 0 | 0 | 0 | 0 | 0 |  | 0 | 0 |  | 0 | 0
PG&E GBA | Coyote | 230 |  | 0 | 0 | 0 | 0 | 0 | 0 | 0 | 0 | 0 | 0 | 0 | 0 | 0 | 0 | 0 | 0 |  | 0 | 0 | 0 | 0 | 0 | 0 | 0 | 0 | 0 | 0 | 0 | 0 | 0 | 0 | 0 | 0 |  | 0 | 0 | 0 | 0 | 0 | 0 |  |  | 0 | 0 | 0 | 0 | 0 | 0 | 0 | 0 | 0 | 0 | 0 | 0 | 0 |  | 0 | 0 |  | 0 | 0
PG&E GBA | Crazy Horse Canyon | 115 |  | 0 | 0 | 0 | 0 | 0 | 0 | 0 | 0 | 0 | 0 | 0 | 0 | 0 | 0 | 0 | 0 |  | 0 | 0 | 0 | 0 | 0 | 0 | 0 | 0 | 0 | 0 | 0 | 0 | 0 | 0 | 0 | 0 |  | 0 | 0 | 0 | 0 | 0 | 0 |  |  | 0 | 0 | 0 | 0 | 0 | 0 | 0 | 0 | 0 | 0 | 0 | 0 | 0 |  | 0 | 0 |  | 0 | 0
SDGE | Creelman | 69 |  | 0 | 0 | 0 | 0 | 0 | 0 | 0 | 0 | 0 | 2 | 0 | 0 | 0 | 0 | 0 | 41 |  | 0 | 0 | 0 | 0 | 0 | 0 | 0 | 0 | 0 | 0 | 0 | 0 | 0 | 0 | 0 | 0 |  | 0 | 0 | 0 | 0 | 0 | 0 |  |  | 0 | 0 | 0 | 0 | 0 | 0 | 0 | 0 | 0 | 0 | 2 | 0 | 0 |  | 0 | 0 |  | 0 | 41
PG&E FRESNO | Crescent | 70 |  | 0 | 0 | 0 | 0 | 0 | 0 | 0 | 0 | 0 | 0 | 0 | 0 | 0 | 0 | 0 | 0 |  | 0 | 0 | 0 | 0 | 0 | 0 | 0 | 0 | 0 | 0 | 0 | 0 | 0 | 0 | 0 | 0 |  | 0 | 0 | 0 | 0 | 0 | 0 |  |  | 0 | 0 | 0 | 0 | 0 | 0 | 0 | 0 | 0 | 0 | 0 | 0 | 0 |  | 0 | 0 |  | 0 | 0
PG&E FRESNO | Cressey | 115 |  | 0 | 0 | 0 | 0 | 0 | 0 | 0 | 0 | 0 | 0 | 0 | 0 | 0 | 0 | 0 | 0 |  | 0 | 0 | 0 | 0 | 0 | 0 | 0 | 0 | 0 | 19.685 | 0 | 0 | 0 | 0 | 0 | 0 |  | 0 | 0 | 0 | 0 | 0 | 0 |  |  | 0 | 0 | 0 | 0 | 0 | 0 | 0 | 0 | 0 | 0 | 19.685 | 0 | 0 |  | 0 | 0 |  | 0 | 0
PG&E NGBA | Cresta | 230 |  | 0 | 0 | 0 | 0 | 0 | 0 | 0 | 0 | 0 | 0 | 0 | 0 | 0 | 0 | 0 | 0 |  | 0 | 0 | 0 | 0 | 0 | 0 | 0 | 0 | 0 | 0 | 0 | 0 | 0 | 0 | 0 | 0 |  | 0 | 0 | 0 | 0 | 0 | 0 |  |  | 0 | 0 | 0 | 0 | 0 | 0 | 0 | 0 | 0 | 0 | 0 | 0 | 0 |  | 0 | 0 |  | 0 | 0
SDGE | Crestwood | 69 |  | 0 | 0 | 0 | 0 | 0 | 0 | 0 | 0 | 0 | 0 | 0 | 0 | 0 | 0 | 0 | 0 |  | 0 | 0 | 0 | 0 | 0 | 0 | 0 | 0 | 0 | 0 | 0 | 0 | 0 | 0 | 0 | 0 |  | 0 | 0 | 0 | 0 | 0 | 0 |  |  | 0 | 0 | 0 | 0 | 0 | 0 | 0 | 0 | 0 | 0 | 0 | 0 | 0 |  | 0 | 0 |  | 0 | 0
PG&E GBA | Crow Creek | 60 |  | 0 | 0 | 0 | 0 | 0 | 0 | 0 | 0 | 0 | 0 | 0 | 0 | 0 | 0 | 0 | 0 |  | 0 | 0 | 0 | 0 | 0 | 0 | 0 | 0 | 0 | 0 | 0 | 0 | 0 | 0 | 0 | 0 |  | 0 | 0 | 0 | 0 | 0 | 0 |  |  | 0 | 0 | 0 | 0 | 0 | 0 | 0 | 0 | 0 | 0 | 0 | 0 | 0 |  | 0 | 0 |  | 0 | 0
PG&E GBA | Crows Landing | 60 |  | 0 | 0 | 0 | 0 | 0 | 0 | 0 | 0 | 0 | 0 | 0 | 0 | 0 | 0 | 0 | 0 |  | 0 | 0 | 0 | 0 | 0 | 0 | 0 | 0 | 0 | 0 | 0 | 0 | 0 | 0 | 0 | 0 |  | 0 | 0 | 0 | 0 | 0 | 0 |  |  | 0 | 0 | 0 | 0 | 0 | 0 | 0 | 0 | 0 | 0 | 0 | 0 | 0 |  | 0 | 0 |  | 0 | 0
PG&E GBA | Curtis | 115 |  | 0 | 0 | 0 | 0 | 0 | 0 | 0 | 0 | 0 | 0 | 0 | 0 | 0 | 0 | 0 | 0 |  | 0 | 0 | 0 | 0 | 0 | 0 | 0 | 0 | 0 | 0.061 | 0 | 0 | 0 | 0 | 0 | 0 |  | 0 | 0 | 0 | 0 | 0 | 0 |  |  | 0 | 0 | 0 | 0 | 0 | 0 | 0 | 0 | 0 | 0 | 0.061 | 0 | 0 |  | 0 | 0 |  | 0 | 0
PG&E FRESNO | Dairyland | 115 |  | 0 | 0 | 0 | 0 | 0 | 0 | 0 | 0 | 0 | 0 | 0 | 0 | 0 | 0 | 0 | 0 |  | 0 | 0 | 0 | 0 | 0 | 0 | 0 | 0 | 0 | 0 | 0 | 0 | 0 | 0 | 0 | 0 |  | 0 | 0 | 0 | 0 | 0 | 0 |  |  | 0 | 0 | 0 | 0 | 0 | 0 | 0 | 0 | 0 | 0 | 0 | 0 | 0 |  | 0 | 0 |  | 0 | 0
PG&E NGBA | Davis | 115 |  | 0 | 0 | 0 | 0 | 0 | 0 | 0 | 0 | 0 | 0 | 0 | 0 | 0 | 0 | 0 | 0 |  | 0 | 0.966 | 0 | 0 | 0 | 0 | 0 | 0 | 0 | 0.966 | 0 | 0 | 0 | 0 | 0 | 0 |  | 0 | 0 | 0 | 0 | 0 | 0 |  |  | 0 | 0 | 0.966 | 0 | 0 | 0 | 0 | 0 | 0 | 0 | 0.966 | 0 | 0 |  | 0 | 0 |  | 0 | 0
SCE Metro | Del Amo | 500 |  | 0 | 0 | 0 | 0 | 0 | 0 | 0 | 0 | 0 | 0 | 0 | 0 | 0 | 0 | 0 | 0 |  | 0 | 0 | 0 | 0 | 0 | 0 | 0 | 0 | 0 | 0 | 0 | 0 | 0 | 0 | 0 | 0 |  | 0 | 0 | 0 | 0 | 0 | 0 |  |  | 0 | 0 | 0 | 0 | 0 | 0 | 0 | 0 | 0 | 0 | 0 | 0 | 0 |  | 0 | 0 |  | 0 | 0
SCE Metro | Del Amo | 230 |  | 0 | 10 | 0 | 0 | 0 | 0 | 0 | 10 | 0 | 10 | 0 | 0 | 0 | 0 | 0 | 10 |  | 0 | 0 | 0 | 0 | 0 | 0 | 0 | 0 | 0 | 0 | 0 | 0 | 0 | 0 | 0 | 0 |  | 0 | 0 | 0 | 0 | 0 | 0 |  |  | 0 | 0 | 10 | 0 | 0 | 0 | 0 | 0 | 10 | 0 | 10 | 0 | 0 |  | 0 | 0 |  | 0 | 10
SCE Eastern | Delaney | 500 |  | 0 | 0 | 0 | 0 | 0 | 0 | 0 | 0 | 0 | 0 | 0 | 0 | 0 | 0 | 0 | 0 |  | 0 | 0 | 0 | 0 | 0 | 0 | 0 | 0 | 0 | 0 | 0 | 0 | 0 | 0 | 0 | 0 |  | 3500 | 0 | 0 | 0 | 0 | 0 |  |  | 2050 | 0 | 0 | 0 | 0 | 0 | 0 | 0 | 0 | 0 | 3500 | 0 | 0 |  | 0 | 0 |  | 0 | 2050
PG&E NGBA | Delevan | 230 |  | 0 | 0 | 0 | 0 | 0 | 0 | 0 | 0 | 0 | 0 | 0 | 0 | 0 | 0 | 0 | 0 |  | 0 | 0 | 0 | 0 | 0 | 0 | 0 | 0 | 0 | 0 | 0 | 0 | 0 | 0 | 0 | 0 |  | 0 | 0 | 0 | 0 | 0 | 0 |  |  | 0 | 0 | 0 | 0 | 0 | 0 | 0 | 0 | 0 | 0 | 0 | 0 | 0 |  | 0 | 0 |  | 0 | 0
PG&E GBA | Delta PP | 230 |  | 0 | 0 | 0 | 0 | 0 | 0 | 0 | 0 | 0 | 0 | 0 | 0 | 0 | 0 | 0 | 0 |  | 0 | 0 | 0 | 0 | 0 | 0 | 0 | 0 | 0 | 0 | 0 | 0 | 0 | 0 | 0 | 0 |  | 0 | 0 | 0 | 0 | 0 | 0 |  |  | 0 | 0 | 0 | 0 | 0 | 0 | 0 | 0 | 0 | 0 | 0 | 0 | 0 |  | 0 | 0 |  | 0 | 0
SCE EOP | Desert View | 230 |  | 0 | 0 | 0 | 0 | 0 | 0 | 0 | 0 | 0 | 0 | 0 | 0 | 0 | 0 | 0 | 0 |  | 0 | 0 | 0 | 0 | 0 | 0 | 0 | 0 | 0 | 0 | 0 | 0 | 0 | 0 | 0 | 0 |  | 0 | 0 | 0 | 0 | 0 | 0 |  |  | 0 | 0 | 0 | 0 | 0 | 0 | 0 | 0 | 0 | 0 | 0 | 0 | 0 |  | 0 | 0 |  | 0 | 0
SCE Eastern | Devers | 230 |  | 0.34 | 53.11 | 33.6 | 0 | 0 | 0 | 0 | 5 | 10.8 | 78.55 | 134.1 | 0 | 0 | 0 | 0 | 47.83 |  | 0 | 0 | 0 | 0 | 0 | 0 | 0 | 0 | 0 | 0 | 0 | 0 | 0 | 0 | 0 | 0 |  | 5 | 0 | 0 | 0 | 0 | 0 |  |  | 0 | 0.34 | 53.11 | 33.6 | 0 | 0 | 0 | 0 | 5 | 10.8 | 83.55 | 134.1 | 0 |  | 0 | 0 |  | 0 | 47.83
SCE Eastern | Devers | 500 |  | 0 | 0 | 0 | 0 | 0 | 0 | 0 | 0 | 0 | 0 | 0 | 0 | 0 | 0 | 0 | 0 |  | 0 | 0 | 0 | 0 | 0 | 0 | 0 | 0 | 0 | 0 | 0 | 0 | 0 | 0 | 0 | 0 |  | 0 | 0 | 0 | 0 | 0 | 0 |  |  | 0 | 0 | 0 | 0 | 0 | 0 | 0 | 0 | 0 | 0 | 0 | 0 | 0 |  | 0 | 0 |  | 0 | 0
PG&E KERN | Diablo Canyon | 230 |  | 0 | 0 | 0 | 0 | 0 | 0 | 0 | 0 | 0 | 0 | 0 | 0 | 0 | 0 | 0 | 0 |  | 0 | 0 | 0 | 0 | 0 | 0 | 0 | 0 | 0 | 0 | 0 | 0 | 0 | 0 | 0 | 0 |  | 0 | 0 | 0 | 0 | 0 | 0 |  |  | 0 | 0 | 0 | 0 | 0 | 0 | 0 | 0 | 0 | 0 | 0 | 0 | 0 |  | 0 | 0 |  | 0 | 0
PG&E KERN | Diablo Canyon | 500 |  | 0 | 0 | 0 | 0 | 0 | 0 | 0 | 0 | 0 | 0 | 0 | 0 | 0 | 0 | 0 | 0 |  | 0 | 0 | 0 | 0 | 0 | 0 | 0 | 0 | 0 | 0 | 0 | 0 | 0 | 0 | 0 | 0 |  | 0 | 0 | 0 | 0 | 0 | 0 |  |  | 0 | 0 | 0 | 0 | 0 | 0 | 0 | 0 | 0 | 0 | 0 | 0 | 0 |  | 0 | 0 |  | 0 | 0
PG&E KERN | Divide | 115 |  | 0 | 0 | 0 | 0 | 0 | 0 | 0 | 0 | 0 | 0 | 0 | 0 | 0 | 0 | 0 | 0 |  | 0 | 0.96 | 0 | 0 | 0 | 0 | 0 | 0 | 0 | 16.637 | 0 | 0 | 0 | 0 | 0 | 0 |  | 0 | 0 | 0 | 0 | 0 | 0 |  |  | 0 | 0 | 0.96 | 0 | 0 | 0 | 0 | 0 | 0 | 0 | 16.637 | 0 | 0 |  | 0 | 0 |  | 0 | 0
PG&E GBA | Dixon Landing | 115 |  | 0 | 0 | 0 | 0 | 0 | 0 | 0 | 0 | 0 | 0 | 0 | 0 | 0 | 0 | 0 | 0 |  | 0 | 0 | 0 | 0 | 0 | 0 | 0 | 0 | 0 | 1.625 | 0 | 0 | 0 | 0 | 0 | 0 |  | 0 | 0 | 0 | 0 | 0 | 0 |  |  | 0 | 0 | 0 | 0 | 0 | 0 | 0 | 0 | 0 | 0 | 1.625 | 0 | 0 |  | 0 | 0 |  | 0 | 0
PG&E FRESNO | Dos Amigos | 230 |  | 0 | 0 | 0 | 0 | 0 | 0 | 0 | 0 | 0 | 0 | 0 | 0 | 0 | 0 | 0 | 0 |  | 0 | 0 | 0 | 0 | 0 | 0 | 0 | 0 | 0 | 0 | 0 | 0 | 0 | 0 | 0 | 0 |  | 0 | 0 | 0 | 0 | 0 | 0 |  |  | 0 | 0 | 0 | 0 | 0 | 0 | 0 | 0 | 0 | 0 | 0 | 0 | 0 |  | 0 | 0 |  | 0 | 0
PG&E NGBA | Drum | 115 |  | 0 | 0 | 0 | 0 | 0 | 0 | 0 | 0 | 0 | 0 | 0 | 0 | 0 | 0 | 0 | 0 |  | 0 | 0 | 0 | 0 | 0 | 0 | 0 | 0 | 0 | 0 | 0 | 0 | 0 | 0 | 0 | 0 |  | 0 | 0 | 0 | 0 | 0 | 0 |  |  | 0 | 0 | 0 | 0 | 0 | 0 | 0 | 0 | 0 | 0 | 0 | 0 | 0 |  | 0 | 0 |  | 0 | 0
PG&E GBA | Dumbarton | 115 |  | 0 | 0 | 0 | 0 | 0 | 0 | 0 | 0 | 0 | 0 | 0 | 0 | 0 | 0 | 0 | 0 |  | 0 | 0 | 0 | 0 | 0 | 0 | 0 | 0 | 0 | 0 | 0 | 0 | 0 | 0 | 0 | 0 |  | 0 | 0 | 0 | 0 | 0 | 0 |  |  | 0 | 0 | 0 | 0 | 0 | 0 | 0 | 0 | 0 | 0 | 0 | 0 | 0 |  | 0 | 0 |  | 0 | 0
SCE NOL | Dunn Siding | 115 |  | 0 | 0 | 0 | 0 | 0 | 0 | 0 | 0 | 0 | 0 | 0 | 0 | 0 | 0 | 0 | 0 |  | 0 | 0 | 0 | 0 | 0 | 0 | 0 | 0 | 0 | 0 | 0 | 0 | 0 | 0 | 0 | 0 |  | 0 | 0 | 0 | 0 | 0 | 0 |  |  | 0 | 0 | 0 | 0 | 0 | 0 | 0 | 0 | 0 | 0 | 0 | 0 | 0 |  | 0 | 0 |  | 0 | 0
SCE Eastern | Eagle Mountain | 230 |  | 0 | 0 | 0 | 0 | 0 | 0 | 0 | 0 | 0 | 0 | 0 | 0 | 0 | 0 | 0 | 0 |  | 0 | 0 | 0 | 0 | 0 | 0 | 0 | 0 | 0 | 0 | 0 | 0 | 0 | 0 | 0 | 0 |  | 0 | 0 | 0 | 0 | 0 | 0 |  |  | 0 | 0 | 0 | 0 | 0 | 0 | 0 | 0 | 0 | 0 | 0 | 0 | 0 |  | 0 | 0 |  | 0 | 0
PG&E NGBA | Eagle Rock (PGE) | 60 |  | 0 | 0 | 0 | 0 | 0 | 0 | 0 | 0 | 0 | 0 | 0 | 0 | 0 | 0 | 0 | 0 |  | 0 | 0 | 0 | 0 | 0 | 0 | 0 | 0 | 0 | 0 | 0 | 0 | 0 | 0 | 0 | 0 |  | 0 | 0 | 0 | 0 | 0 | 0 |  |  | 0 | 0 | 0 | 0 | 0 | 0 | 0 | 0 | 0 | 0 | 0 | 0 | 0 |  | 0 | 0 |  | 0 | 0
PG&E NGBA | Eagle Rock (PGE) | 115 |  | 0 | 0 | 0 | 0 | 0 | 0 | 0 | 0 | 0 | 0 | 0 | 0 | 0 | 0 | 0 | 0 |  | 0 | 0 | 0 | 0 | 0 | 0 | 0 | 0 | 0 | 0 | 0 | 0 | 0 | 0 | 0 | 0 |  | 0 | 0 | 0 | 0 | 0 | 0 |  |  | 0 | 0 | 0 | 0 | 0 | 0 | 0 | 0 | 0 | 0 | 0 | 0 | 0 |  | 0 | 0 |  | 0 | 0
SCE Metro | Eagle Rock (SCE) | 230 |  | 0 | 0 | 0 | 0 | 0 | 0 | 0 | 0 | 0 | 0 | 0 | 0 | 0 | 0 | 0 | 0 |  | 0 | 0 | 0 | 0 | 0 | 0 | 0 | 0 | 0 | 0 | 0 | 0 | 0 | 0 | 0 | 0 |  | 0 | 0 | 0 | 0 | 0 | 0 |  |  | 0 | 0 | 0 | 0 | 0 | 0 | 0 | 0 | 0 | 0 | 0 | 0 | 0 |  | 0 | 0 |  | 0 | 0
PG&E NGBA | East Marysville | 115 |  | 0 | 0 | 0 | 0 | 0 | 0 | 0 | 0 | 0 | 0 | 0 | 0 | 0 | 0 | 0 | 0 |  | 0 | 0 | 0 | 0 | 0 | 0 | 0 | 0 | 0 | 10.972 | 0 | 0 | 0 | 0 | 0 | 0 |  | 0 | 0 | 0 | 0 | 0 | 0 |  |  | 0 | 0 | 0 | 0 | 0 | 0 | 0 | 0 | 0 | 0 | 10.972 | 0 | 0 |  | 0 | 0 |  | 0 | 0
PG&E NGBA | East Nicolaus | 115 |  | 0 | 0 | 0 | 0 | 0 | 0 | 0 | 0 | 0 | 0 | 0 | 0 | 0 | 0 | 0 | 0 |  | 0 | 0 | 0 | 0 | 0 | 0 | 0 | 0 | 0 | 0 | 0 | 0 | 0 | 0 | 0 | 0 |  | 0 | 0 | 0 | 0 | 0 | 0 |  |  | 0 | 0 | 0 | 0 | 0 | 0 | 0 | 0 | 0 | 0 | 0 | 0 | 0 |  | 0 | 0 |  | 0 | 0
PG&E NGBA | East Nicolaus | 60 |  | 0 | 0 | 0 | 0 | 0 | 0 | 0 | 0 | 0 | 0 | 0 | 0 | 0 | 0 | 0 | 0 |  | 0 | 0 | 0 | 0 | 0 | 0 | 0 | 0 | 0 | 0 | 0 | 0 | 0 | 0 | 0 | 0 |  | 0 | 0 | 0 | 0 | 0 | 0 |  |  | 0 | 0 | 0 | 0 | 0 | 0 | 0 | 0 | 0 | 0 | 0 | 0 | 0 |  | 0 | 0 |  | 0 | 0
PG&E GBA | Eastshore | 115 |  | 0 | 0 | 0 | 0 | 0 | 0 | 0 | 0 | 0 | 0 | 0 | 0 | 0 | 0 | 0 | 0 |  | 0 | 0 | 0 | 0 | 0 | 0 | 0 | 0 | 0 | 0 | 0 | 0 | 0 | 0 | 0 | 0 |  | 0 | 0 | 0 | 0 | 0 | 0 |  |  | 0 | 0 | 0 | 0 | 0 | 0 | 0 | 0 | 0 | 0 | 0 | 0 | 0 |  | 0 | 0 |  | 0 | 0
PG&E GBA | Eastshore | 230 |  | 0 | 0 | 0 | 0 | 0 | 0 | 0 | 0 | 0 | 0 | 0 | 0 | 0 | 0 | 0 | 0 |  | 0 | 0 | 0 | 0 | 0 | 0 | 0 | 0 | 0 | 0 | 0 | 0 | 0 | 0 | 0 | 0 |  | 0 | 0 | 0 | 0 | 0 | 0 |  |  | 0 | 0 | 0 | 0 | 0 | 0 | 0 | 0 | 0 | 0 | 0 | 0 | 0 |  | 0 | 0 |  | 0 | 0
SDGE | ECO | 138 |  | 0 | 0 | 0 | 0 | 0 | 0 | 0 | 0 | 0 | 0 | 0 | 0 | 0 | 0 | 0 | 0 |  | 0 | 0 | 0 | 0 | 0 | 0 | 0 | 0 | 0 | 0 | 0 | 0 | 0 | 0 | 0 | 0 |  | 0 | 0 | 0 | 0 | 0 | 0 |  |  | 0 | 0 | 0 | 0 | 0 | 0 | 0 | 0 | 0 | 0 | 0 | 0 | 0 |  | 0 | 0 |  | 0 | 0
SDGE | ECO | 230 |  | 0 | 0 | 0 | 0 | 0 | 0 | 0 | 0 | 0 | 0 | 0 | 0 | 0 | 0 | 0 | 0 |  | 0 | 0 | 0 | 0 | 0 | 0 | 0 | 0 | 0 | 0 | 0 | 0 | 0 | 0 | 0 | 0 |  | 0 | 0 | 0 | 0 | 0 | 0 |  |  | 0 | 0 | 0 | 0 | 0 | 0 | 0 | 0 | 0 | 0 | 0 | 0 | 0 |  | 0 | 0 |  | 0 | 0
SDGE | ECO | 500 |  | 0 | 0 | 0 | 0 | 0 | 0 | 0 | 0 | 0 | 0 | 0 | 0 | 0 | 0 | 0 | 0 |  | 0 | 0 | 0 | 0 | 0 | 0 | 0 | 0 | 0 | 0 | 0 | 0 | 0 | 0 | 0 | 0 |  | 0 | 0 | 0 | 0 | 0 | 0 |  |  | 0 | 0 | 0 | 0 | 0 | 0 | 0 | 0 | 0 | 0 | 0 | 0 | 0 |  | 0 | 0 |  | 0 | 0
PG&E GBA | Edenvale | 115 |  | 0 | 0 | 0 | 0 | 0 | 0 | 0 | 0 | 0 | 0 | 0 | 0 | 0 | 0 | 0 | 0 |  | 0 | 2.724 | 0 | 0 | 0 | 0 | 0 | 2.724 | 0 | 2.724 | 0 | 0 | 0 | 0 | 0 | 2.724 |  | 0 | 0 | 0 | 0 | 0 | 0 |  |  | 0 | 0 | 2.724 | 0 | 0 | 0 | 0 | 0 | 2.724 | 0 | 2.724 | 0 | 0 |  | 0 | 0 |  | 0 | 2.724
PG&E GBA | Edes | 115 |  | 0 | 0 | 0 | 0 | 0 | 0 | 0 | 0 | 0 | 0 | 0 | 0 | 0 | 0 | 0 | 0 |  | 0 | 0 | 0 | 0 | 0 | 0 | 0 | 0 | 0 | 3.854 | 0 | 0 | 0 | 0 | 0 | 0 |  | 0 | 0 | 0 | 0 | 0 | 0 |  |  | 0 | 0 | 0 | 0 | 0 | 0 | 0 | 0 | 0 | 0 | 3.854 | 0 | 0 |  | 0 | 0 |  | 0 | 0
PG&E GBA | Eight Mile | 230 |  | 0 | 0 | 0 | 0 | 0 | 0 | 0 | 0 | 0 | 0 | 0 | 0 | 0 | 0 | 0 | 0 |  | 0 | 0 | 0 | 0 | 0 | 0 | 0 | 0 | 0 | 2 | 0 | 0 | 0 | 0 | 0 | 0 |  | 0 | 0 | 0 | 0 | 0 | 0 |  |  | 0 | 0 | 0 | 0 | 0 | 0 | 0 | 0 | 0 | 0 | 2 | 0 | 0 |  | 0 | 0 |  | 0 | 0
SDGE | El Cajon | 69 |  | 0 | 0 | 0 | 0 | 0 | 0 | 0 | 0 | 0 | 1.1 | 0 | 0 | 0 | 0 | 0 | 0 |  | 0 | 0 | 0 | 0 | 0 | 0 | 0 | 0 | 0 | 0 | 0 | 0 | 0 | 0 | 0 | 0 |  | 0 | 0 | 0 | 0 | 0 | 0 |  |  | 0 | 0 | 0 | 0 | 0 | 0 | 0 | 0 | 0 | 0 | 1.1 | 0 | 0 |  | 0 | 0 |  | 0 | 0
SCE Eastern | El Casco | 230 |  | 0 | 0 | 0 | 0 | 0 | 0 | 0 | 116.6 | 0 | 0 | 0 | 0 | 0 | 0 | 0 | 311.6 |  | 0 | 0 | 0 | 0 | 0 | 0 | 0 | 0 | 0 | 0 | 0 | 0 | 0 | 0 | 0 | 0 |  | 0 | 0 | 0 | 0 | 0 | 0 |  |  | 0 | 0 | 0 | 0 | 0 | 0 | 0 | 0 | 116.6 | 0 | 0 | 0 | 0 |  | 0 | 0 |  | 0 | 311.6
PG&E GBA | El Cerrito G | 115 |  | 0 | 0 | 0 | 0 | 0 | 0 | 0 | 0 | 0 | 0 | 0 | 0 | 0 | 0 | 0 | 0 |  | 0 | 6.065 | 0 | 0 | 0 | 0 | 0 | 0 | 0 | 6.065 | 0 | 0 | 0 | 0 | 0 | 0 |  | 0 | 0 | 0 | 0 | 0 | 0 |  |  | 0 | 0 | 6.065 | 0 | 0 | 0 | 0 | 0 | 0 | 0 | 6.065 | 0 | 0 |  | 0 | 0 |  | 0 | 0
PG&E NGBA | El Dorado PH | 115 |  | 0 | 0 | 0 | 0 | 0 | 0 | 0 | 0 | 0 | 0 | 0 | 0 | 0 | 0 | 0 | 0 |  | 0 | 0 | 0 | 0 | 0 | 0 | 0 | 5.187 | 0 | 0 | 0 | 0 | 0 | 0 | 0 | 5.187 |  | 0 | 0 | 0 | 0 | 0 | 0 |  |  | 0 | 0 | 0 | 0 | 0 | 0 | 0 | 0 | 5.187 | 0 | 0 | 0 | 0 |  | 0 | 0 |  | 0 | 5.187
PG&E FRESNO | El Nido (PGE) | 115 |  | 0 | 0 | 0 | 0 | 0 | 0 | 0 | 0 | 0 | 0 | 0 | 0 | 0 | 0 | 0 | 0 |  | 0 | 0 | 0 | 0 | 0 | 0 | 0 | 0 | 0 | 0 | 0 | 0 | 0 | 0 | 0 | 0 |  | 0 | 0 | 0 | 0 | 0 | 0 |  |  | 0 | 0 | 0 | 0 | 0 | 0 | 0 | 0 | 0 | 0 | 0 | 0 | 0 |  | 0 | 0 |  | 0 | 0
SCE Metro | El Nido (SCE) | 230 |  | 0 | 0 | 0 | 0 | 0 | 0 | 0 | 0 | 0 | 0 | 0 | 0 | 0 | 0 | 0 | 0 |  | 0 | 0 | 0 | 0 | 0 | 0 | 0 | 0 | 0 | 0 | 0 | 0 | 0 | 0 | 0 | 0 |  | 0 | 0 | 0 | 0 | 0 | 0 |  |  | 0 | 0 | 0 | 0 | 0 | 0 | 0 | 0 | 0 | 0 | 0 | 0 | 0 |  | 0 | 0 |  | 0 | 0
PG&E GBA | El Patio | 115 |  | 0 | 0 | 0 | 0 | 0 | 0 | 0 | 0 | 0 | 0 | 0 | 0 | 0 | 0 | 0 | 0 |  | 0 | 0 | 0 | 0 | 0 | 0 | 0 | 0 | 0 | 0 | 0 | 0 | 0 | 0 | 0 | 0 |  | 0 | 0 | 0 | 0 | 0 | 0 |  |  | 0 | 0 | 0 | 0 | 0 | 0 | 0 | 0 | 0 | 0 | 0 | 0 | 0 |  | 0 | 0 |  | 0 | 0
SCE Metro | El Segundo | 230 |  | 0 | 0 | 0 | 0 | 0 | 0 | 0 | 0 | 0 | 0 | 0 | 0 | 0 | 0 | 0 | 0 |  | 0 | 0 | 0 | 0 | 0 | 0 | 0 | 0 | 0 | 0 | 0 | 0 | 0 | 0 | 0 | 0 |  | 0 | 0 | 0 | 0 | 0 | 0 |  |  | 0 | 0 | 0 | 0 | 0 | 0 | 0 | 0 | 0 | 0 | 0 | 0 | 0 |  | 0 | 0 |  | 0 | 0
SCE EOP | Eldorado | 230 |  | 0 | 0 | 0 | 0 | 0 | 0 | 0 | 0 | 0 | 0 | 0 | 0 | 0 | 0 | 0 | 0 |  | 0 | 0 | 0 | 0 | 0 | 0 | 0 | 0 | 0 | 0 | 0 | 0 | 0 | 0 | 0 | 0 |  | 0 | 0 | 0 | 0 | 0 | 0 |  |  | 0 | 0 | 0 | 0 | 0 | 0 | 0 | 0 | 0 | 0 | 0 | 0 | 0 | 0 | 0 | 0 | 0 | 0 | 0
SCE EOP | Eldorado | 500 |  | 0 | 0 | 0 | 0 | 0 | 0 | 0 | 0 | 0 | 0 | 0 | 0 | 0 | 0 | 0 | 0 |  | 0 | 0 | 0 | 0 | 0 | 0 | 0 | 0 | 0 | 0 | 0 | 0 | 0 | 0 | 0 | 0 |  | 0 | 0 | 0 | 0 | 0 | 0 |  |  | 0 | 0 | 0 | 0 | 0 | 0 | 0 | 0 | 0 | 0 | 0 | 0 | 0 | 0 | 0 | 0 | 0 | 0 | 0
SCE Northern | Elizabeth Lake | 66 |  | 0 | 0 | 0 | 0 | 0 | 0 | 0 | 0 | 0 | 0 | 0 | 0 | 0 | 0 | 0 | 0 |  | 0 | 0 | 0 | 0 | 0 | 0 | 0 | 0 | 0 | 0 | 0 | 0 | 0 | 0 | 0 | 0 |  | 0 | 0 | 0 | 0 | 0 | 0 |  |  | 0 | 0 | 0 | 0 | 0 | 0 | 0 | 0 | 0 | 0 | 0 | 0 | 0 |  | 0 | 0 |  | 0 | 0
PG&E KERN | Elk Hills | 230 |  | 0 | 0 | 0 | 0 | 0 | 0 | 0 | 0 | 0 | 0 | 0 | 0 | 0 | 0 | 0 | 0 |  | 0 | 0 | 0 | 0 | 0 | 0 | 0 | 0 | 0 | 0 | 0 | 0 | 0 | 0 | 0 | 0 |  | 0 | 0 | 0 | 0 | 0 | 0 |  |  | 0 | 0 | 0 | 0 | 0 | 0 | 0 | 0 | 0 | 0 | 0 | 0 | 0 |  | 0 | 0 |  | 0 | 0
SDGE | Elliot | 69 |  | 0 | 0 | 0 | 0 | 0 | 0 | 0 | 0 | 0 | 0 | 0 | 0 | 0 | 0 | 0 | 0 |  | 0 | 0 | 0 | 0 | 0 | 0 | 0 | 0 | 0 | 0 | 0 | 0 | 0 | 0 | 0 | 0 |  | 0 | 0 | 0 | 0 | 0 | 0 |  |  | 0 | 0 | 0 | 0 | 0 | 0 | 0 | 0 | 0 | 0 | 0 | 0 | 0 |  | 0 | 0 |  | 0 | 0
SCE Metro | Ellis | 230 |  | 0 | 0 | 0 | 0 | 0 | 0 | 0 | 0 | 0 | 0 | 0 | 0 | 0 | 0 | 0 | 88.63 |  | 0 | 0 | 0 | 0 | 0 | 0 | 0 | 0 | 0 | 0 | 0 | 0 | 0 | 0 | 0 | 0 |  | 0 | 0 | 0 | 0 | 0 | 0 |  |  | 0 | 0 | 0 | 0 | 0 | 0 | 0 | 0 | 0 | 0 | 0 | 0 | 0 |  | 0 | 0 |  | 0 | 88.63
SDGE | Encina | 138 |  | 0 | 0 | 0 | 0 | 0 | 0 | 0 | 0 | 0 | 0 | 0 | 0 | 0 | 0 | 0 | 0 |  | 0 | 0 | 0 | 0 | 0 | 0 | 0 | 0 | 0 | 0 | 0 | 0 | 0 | 0 | 0 | 0 |  | 0 | 0 | 0 | 0 | 0 | 0 |  |  | 0 | 0 | 0 | 0 | 0 | 0 | 0 | 0 | 0 | 0 | 0 | 0 | 0 |  | 0 | 0 |  | 0 | 0
SDGE | Encina | 230 |  | 0 | 0 | 0 | 0 | 0 | 0 | 0 | 0 | 0 | 0 | 0 | 0 | 0 | 0 | 0 | 0 |  | 0 | 0 | 0 | 0 | 0 | 0 | 0 | 0 | 0 | 0 | 0 | 0 | 0 | 0 | 0 | 0 |  | 0 | 0 | 0 | 0 | 0 | 0 |  |  | 0 | 0 | 0 | 0 | 0 | 0 | 0 | 0 | 0 | 0 | 0 | 0 | 0 |  | 0 | 0 |  | 0 | 0
SDGE | Escondido | 230 |  | 0 | 0 | 0 | 0 | 0 | 0 | 0 | 0 | 0 | 0 | 0 | 0 | 0 | 0 | 0 | 0 |  | 0 | 0 | 0 | 0 | 0 | 0 | 0 | 0 | 0 | 0 | 0 | 0 | 0 | 0 | 0 | 0 |  | 0 | 0 | 0 | 0 | 0 | 0 |  |  | 0 | 0 | 0 | 0 | 0 | 0 | 0 | 0 | 0 | 0 | 0 | 0 | 0 |  | 0 | 0 |  | 0 | 0
SDGE | Escondido | 69 |  | 0 | 0 | 0 | 0 | 0 | 0 | 0 | 0 | 0 | 0 | 0 | 0 | 0 | 0 | 0 | 0 |  | 0 | 0 | 0 | 0 | 0 | 0 | 0 | 0 | 0 | 0 | 0 | 0 | 0 | 0 | 0 | 0 |  | 0 | 0 | 0 | 0 | 0 | 0 |  |  | 0 | 0 | 0 | 0 | 0 | 0 | 0 | 0 | 0 | 0 | 0 | 0 | 0 |  | 0 | 0 |  | 0 | 0
PG&E KERN | Estrella | 230 |  | 0 | 0 | 0 | 0 | 0 | 0 | 0 | 0 | 0 | 0 | 0 | 0 | 0 | 0 | 0 | 0 |  | 0 | 0 | 0 | 0 | 0 | 0 | 0 | 0 | 0 | 0 | 0 | 0 | 0 | 0 | 0 | 0 |  | 0 | 0 | 0 | 0 | 0 | 0 |  |  | 0 | 0 | 0 | 0 | 0 | 0 | 0 | 0 | 0 | 0 | 0 | 0 | 0 |  | 0 | 0 |  | 0 | 0
SCE Eastern | Etiwanda | 230 |  | 0 | 0 | 0 | 0 | 0 | 0 | 0 | 133.4 | 0 | 0 | 0 | 0 | 0 | 0 | 0 | 416.54 |  | 0 | 0 | 0 | 0 | 0 | 0 | 0 | 0 | 0 | 0 | 0 | 0 | 0 | 0 | 0 | 0 |  | 0 | 0 | 0 | 0 | 0 | 0 |  |  | 0 | 0 | 0 | 0 | 0 | 0 | 0 | 0 | 133.4 | 0 | 0 | 0 | 0 |  | 0 | 0 |  | 0 | 416.54
PG&E GBA | Evergreen | 115 |  | 0 | 0 | 0 | 0 | 0 | 0 | 0 | 0 | 0 | 0 | 0 | 0 | 0 | 0 | 0 | 0 |  | 0 | 1.653 | 0 | 0 | 0 | 0 | 0 | 0 | 0 | 1.653 | 0 | 0 | 0 | 0 | 0 | 0 |  | 0 | 0 | 0 | 0 | 0 | 0 |  |  | 0 | 0 | 1.653 | 0 | 0 | 0 | 0 | 0 | 0 | 0 | 1.653 | 0 | 0 |  | 0 | 0 |  | 0 | 0
PG&E GBA | Evergreen | 60 |  | 0 | 0 | 0 | 0 | 0 | 0 | 0 | 0 | 0 | 0 | 0 | 0 | 0 | 0 | 0 | 0 |  | 0 | 0 | 0 | 0 | 0 | 0 | 0 | 0 | 0 | 0 | 0 | 0 | 0 | 0 | 0 | 0 |  | 0 | 0 | 0 | 0 | 0 | 0 |  |  | 0 | 0 | 0 | 0 | 0 | 0 | 0 | 0 | 0 | 0 | 0 | 0 | 0 |  | 0 | 0 |  | 0 | 0
PG&E FRESNO | Excelsior | 115 |  | 0 | 0 | 0 | 0 | 0 | 0 | 0 | 0 | 0 | 0 | 0 | 0 | 0 | 0 | 0 | 0 |  | 0 | 0 | 0 | 0 | 0 | 0 | 0 | 0 | 0 | 0 | 0 | 0 | 0 | 0 | 0 | 0 |  | 0 | 0 | 0 | 0 | 0 | 0 |  |  | 0 | 0 | 0 | 0 | 0 | 0 | 0 | 0 | 0 | 0 | 0 | 0 | 0 |  | 0 | 0 |  | 0 | 0
PG&E FRESNO | Exchequer | 115 |  | 0 | 0 | 0 | 0 | 0 | 0 | 0 | 0 | 0 | 0 | 0 | 0 | 0 | 0 | 0 | 0 |  | 0 | 0 | 0 | 0 | 0 | 0 | 0 | 0 | 0 | 0 | 0 | 0 | 0 | 0 | 0 | 0 |  | 0 | 0 | 0 | 0 | 0 | 0 |  |  | 0 | 0 | 0 | 0 | 0 | 0 | 0 | 0 | 0 | 0 | 0 | 0 | 0 |  | 0 | 0 |  | 0 | 0
PG&E KERN | Fairway | 115 |  | 0 | 0 | 0 | 0 | 0 | 0 | 0 | 0 | 0 | 0 | 0 | 0 | 0 | 0 | 0 | 0 |  | 0 | 3.4613 | 0 | 0 | 0 | 0 | 0 | 13.4613 | 0 | 3.4613 | 0 | 0 | 0 | 0 | 0 | 13.4613 |  | 0 | 0 | 0 | 0 | 0 | 0 |  |  | 0 | 0 | 3.4613 | 0 | 0 | 0 | 0 | 0 | 13.4613 | 0 | 3.4613 | 0 | 0 |  | 0 | 0 |  | 0 | 13.4613
PG&E KERN | Famoso | 115 |  | 0 | 0 | 0 | 0 | 0 | 0 | 0 | 0 | 0 | 0 | 0 | 0 | 0 | 0 | 0 | 0 |  | 0 | 0 | 0 | 0 | 0 | 0 | 0 | 0 | 0 | 0 | 0 | 0 | 0 | 0 | 0 | 12.174 |  | 0 | 0 | 0 | 0 | 0 | 0 |  |  | 0 | 0 | 0 | 0 | 0 | 0 | 0 | 0 | 0 | 0 | 0 | 0 | 0 |  | 0 | 0 |  | 0 | 12.174
PG&E NGBA | Fern Road | 500 |  | 0 | 0 | 0 | 0 | 0 | 0 | 0 | 0 | 0 | 0 | 0 | 0 | 0 | 0 | 0 | 0 |  | 0 | 0 | 0 | 0 | 0 | 0 | 0 | 0 | 0 | 0 | 0 | 0 | 0 | 0 | 0 | 0 |  | 0 | 0 | 0 | 0 | 0 | 0 |  |  | 0 | 0 | 0 | 0 | 0 | 0 | 0 | 0 | 0 | 0 | 0 | 0 | 0 |  | 0 | 0 |  | 0 | 0
PG&E GBA | Fibreboard (SPI Sonora) | 115 |  | 0 | 0 | 0 | 0 | 0 | 0 | 0 | 0 | 0 | 0 | 0 | 0 | 0 | 0 | 0 | 0 |  | 0 | 0 | 0 | 0 | 0 | 0 | 0 | 0 | 0 | 0 | 0 | 0 | 0 | 0 | 0 | 0 |  | 0 | 0 | 0 | 0 | 0 | 0 |  |  | 0 | 0 | 0 | 0 | 0 | 0 | 0 | 0 | 0 | 0 | 0 | 0 | 0 |  | 0 | 0 |  | 0 | 0
PG&E FRESNO | Figarden | 230 |  | 0 | 0 | 0 | 0 | 0 | 0 | 0 | 0 | 0 | 0 | 0 | 0 | 0 | 0 | 0 | 0 |  | 0 | 0 | 0 | 0 | 0 | 0 | 0 | 0 | 0 | 0.897 | 0 | 0 | 0 | 0 | 0 | 0 |  | 0 | 0 | 0 | 0 | 0 | 0 |  |  | 0 | 0 | 0 | 0 | 0 | 0 | 0 | 0 | 0 | 0 | 0.897 | 0 | 0 |  | 0 | 0 |  | 0 | 0
PG&E FRESNO | Fink | 230 |  | 0 | 0 | 0 | 0 | 0 | 0 | 0 | 0 | 0 | 0 | 0 | 0 | 0 | 0 | 0 | 0 |  | 0 | 0 | 0 | 0 | 0 | 0 | 0 | 0 | 0 | 0 | 0 | 0 | 0 | 0 | 0 | 0 |  | 0 | 0 | 0 | 0 | 0 | 0 |  |  | 0 | 0 | 0 | 0 | 0 | 0 | 0 | 0 | 0 | 0 | 0 | 0 | 0 |  | 0 | 0 |  | 0 | 0
PG&E NGBA | Fitch Mountain | 60 |  | 0 | 0 | 0 | 0 | 0 | 0 | 0 | 0 | 0 | 0 | 0 | 0 | 0 | 0 | 0 | 0 |  | 0 | 0 | 0 | 0 | 0 | 0 | 0 | 0 | 0 | 0 | 0 | 0 | 0 | 0 | 0 | 0 |  | 0 | 0 | 0 | 0 | 0 | 0 |  |  | 0 | 0 | 0 | 0 | 0 | 0 | 0 | 0 | 0 | 0 | 0 | 0 | 0 |  | 0 | 0 |  | 0 | 0
PG&E GBA | FMC | 115 |  | 0 | 0 | 0 | 0 | 0 | 0 | 0 | 0 | 0 | 0 | 0 | 0 | 0 | 0 | 0 | 0 |  | 0 | 0 | 0 | 0 | 0 | 0 | 0 | 0 | 0 | 0 | 0 | 0 | 0 | 0 | 0 | 0 |  | 0 | 0 | 0 | 0 | 0 | 0 |  |  | 0 | 0 | 0 | 0 | 0 | 0 | 0 | 0 | 0 | 0 | 0 | 0 | 0 |  | 0 | 0 |  | 0 | 0
PG&E GBA | Fremont | 115 |  | 0 | 0 | 0 | 0 | 0 | 0 | 0 | 0 | 0 | 0 | 0 | 0 | 0 | 0 | 0 | 0 |  | 0 | 0 | 0 | 0 | 0 | 0 | 0 | 0 | 0 | 0 | 0 | 0 | 0 | 0 | 0 | 0 |  | 0 | 0 | 0 | 0 | 0 | 0 |  |  | 0 | 0 | 0 | 0 | 0 | 0 | 0 | 0 | 0 | 0 | 0 | 0 | 0 |  | 0 | 0 |  | 0 | 0
PG&E GBA | French Camp | 60 |  | 0 | 0 | 0 | 0 | 0 | 0 | 0 | 0 | 0 | 0 | 0 | 0 | 0 | 0 | 0 | 0 |  | 0 | 3.816 | 0 | 0 | 0 | 0 | 0 | 0 | 0 | 5.16 | 0 | 0 | 0 | 0 | 0 | 0 |  | 0 | 0 | 0 | 0 | 0 | 0 |  |  | 0 | 0 | 3.816 | 0 | 0 | 0 | 0 | 0 | 0 | 0 | 5.16 | 0 | 0 |  | 0 | 0 |  | 0 | 0
PG&E GBA | Frogtown | 115 |  | 0 | 0 | 0 | 0 | 0 | 0 | 0 | 0 | 0 | 0 | 0 | 0 | 0 | 0 | 0 | 0 |  | 0 | 0 | 0 | 0 | 0 | 0 | 0 | 0 | 0 | 0 | 0 | 0 | 0 | 0 | 0 | 0 |  | 0 | 0 | 0 | 0 | 0 | 0 |  |  | 0 | 0 | 0 | 0 | 0 | 0 | 0 | 0 | 0 | 0 | 0 | 0 | 0 |  | 0 | 0 |  | 0 | 0
PG&E NGBA | Fulton | 115 |  | 0 | 0 | 0 | 0 | 0 | 0 | 0 | 0 | 0 | 0 | 0 | 0 | 0 | 0 | 0 | 0 |  | 0 | 0 | 0 | 0 | 0 | 0 | 0 | 0 | 0 | 0 | 0 | 0 | 0 | 0 | 0 | 0 |  | 0 | 0 | 0 | 0 | 0 | 0 |  |  | 0 | 0 | 0 | 0 | 0 | 0 | 0 | 0 | 0 | 0 | 0 | 0 | 0 |  | 0 | 0 |  | 0 | 0
PG&E NGBA | Fulton | 230 |  | 0 | 0 | 0 | 0 | 0 | 0 | 0 | 0 | 0 | 0 | 0 | 0 | 0 | 0 | 0 | 0 |  | 0 | 0 | 0 | 0 | 0 | 0 | 0 | 0 | 0 | 0.6 | 0 | 0 | 0 | 0 | 0 | 0 |  | 0 | 0 | 0 | 0 | 0 | 0 |  |  | 0 | 0 | 0 | 0 | 0 | 0 | 0 | 0 | 0 | 0 | 0.6 | 0 | 0 |  | 0 | 0 |  | 0 | 0
PG&E NGBA | Fulton | 60 |  | 0 | 0 | 0 | 0 | 0 | 0 | 0 | 0 | 0 | 0 | 0 | 0 | 0 | 0 | 0 | 0 |  | 0 | 0 | 0 | 0 | 0 | 0 | 0 | 0 | 0 | 0 | 0 | 0 | 0 | 0 | 0 | 0 |  | 0 | 0 | 0 | 0 | 0 | 0 |  |  | 0 | 0 | 0 | 0 | 0 | 0 | 0 | 0 | 0 | 0 | 0 | 0 | 0 |  | 0 | 0 |  | 0 | 0
PG&E KERN | Ganso | 115 |  | 0 | 0 | 0 | 0 | 0 | 0 | 0 | 0 | 0 | 0 | 0 | 0 | 0 | 0 | 0 | 0 |  | 0 | 0 | 0 | 0 | 0 | 0 | 0 | 0 | 0 | 0 | 0 | 0 | 0 | 0 | 0 | 0 |  | 0 | 0 | 0 | 0 | 0 | 0 |  |  | 0 | 0 | 0 | 0 | 0 | 0 | 0 | 0 | 0 | 0 | 0 | 0 | 0 |  | 0 | 0 |  | 0 | 0
PG&E FRESNO | Gates | 230 |  | 0 | 0 | 0 | 0 | 0 | 0 | 0 | 0 | 0 | 0 | 0 | 0 | 0 | 0 | 0 | 0 |  | 0 | 5.25 | 0 | 0 | 0 | 0 | 0 | 0 | 0 | 5.25 | 0 | 0 | 0 | 0 | 0 | 0 |  | 0 | 0 | 0 | 0 | 0 | 0 |  |  | 0 | 0 | 5.25 | 0 | 0 | 0 | 0 | 0 | 0 | 0 | 5.25 | 0 | 0 |  | 0 | 0 |  | 0 | 0
PG&E FRESNO | Gates | 500 |  | 0 | 0 | 0 | 0 | 0 | 0 | 0 | 0 | 0 | 0 | 0 | 0 | 0 | 0 | 0 | 0 |  | 0 | 0 | 0 | 0 | 0 | 0 | 0 | 0 | 0 | 0 | 0 | 0 | 0 | 0 | 0 | 0 |  | 0 | 0 | 0 | 0 | 0 | 0 |  |  | 0 | 0 | 0 | 0 | 0 | 0 | 0 | 0 | 0 | 0 | 0 | 0 | 0 |  | 0 | 0 |  | 0 | 0
PG&E NGBA | Geysers 12 | 230 |  | 0 | 0 | 0 | 0 | 0 | 0 | 0 | 0 | 0 | 0 | 0 | 0 | 0 | 0 | 0 | 0 |  | 0 | 0 | 0 | 0 | 0 | 0 | 0 | 0 | 0 | 0 | 0 | 0 | 0 | 0 | 0 | 0 |  | 0 | 0 | 0 | 0 | 0 | 0 |  |  | 0 | 0 | 0 | 0 | 0 | 0 | 0 | 0 | 0 | 0 | 0 | 0 | 0 |  | 0 | 0 |  | 0 | 0
PG&E NGBA | Geysers 17 | 230 |  | 0 | 0 | 0 | 0 | 0 | 0 | 0 | 0 | 0 | 0 | 0 | 0 | 0 | 0 | 0 | 0 |  | 0 | 0 | 0 | 0 | 0 | 0 | 0 | 0 | 0 | 0 | 0 | 0 | 0 | 0 | 0 | 0 |  | 0 | 0 | 0 | 0 | 0 | 0 |  |  | 0 | 0 | 0 | 0 | 0 | 0 | 0 | 0 | 0 | 0 | 0 | 0 | 0 |  | 0 | 0 |  | 0 | 0
PG&E NGBA | Geysers 3 | 115 |  | 0 | 0 | 0 | 0 | 0 | 0 | 0 | 0 | 0 | 0 | 0 | 0 | 0 | 0 | 0 | 0 |  | 0 | 0 | 0 | 0 | 0 | 0 | 0 | 0 | 0 | 0 | 0 | 0 | 0 | 0 | 0 | 0 |  | 0 | 0 | 0 | 0 | 0 | 0 |  |  | 0 | 0 | 0 | 0 | 0 | 0 | 0 | 0 | 0 | 0 | 0 | 0 | 0 |  | 0 | 0 |  | 0 | 0
PG&E NGBA | Glenn | 230 |  | 0 | 0 | 0 | 0 | 0 | 0 | 0 | 0 | 0 | 0 | 0 | 0 | 0 | 0 | 0 | 0 |  | 0 | 0 | 0 | 0 | 0 | 0 | 0 | 0 | 0 | 0 | 0 | 0 | 0 | 0 | 0 | 0 |  | 95 | 0 | 0 | 0 | 0 | 0 |  |  | 0 | 0 | 0 | 0 | 0 | 0 | 0 | 0 | 0 | 0 | 95 | 0 | 0 |  | 0 | 0 |  | 0 | 0
PG&E NGBA | Glenn | 60 |  | 0 | 0 | 0 | 0 | 0 | 0 | 0 | 0 | 0 | 0 | 0 | 0 | 0 | 0 | 0 | 0 |  | 0 | 0 | 0 | 0 | 0 | 0 | 0 | 0 | 0 | 0 | 0 | 0 | 0 | 0 | 0 | 0 |  | 0 | 0 | 0 | 0 | 0 | 0 |  |  | 0 | 0 | 0 | 0 | 0 | 0 | 0 | 0 | 0 | 0 | 0 | 0 | 0 |  | 0 | 0 |  | 0 | 0
PG&E NGBA | Gold Hill | 115 |  | 0 | 0 | 0 | 0 | 0 | 0 | 0 | 0 | 0 | 0 | 0 | 0 | 0 | 0 | 0 | 0 |  | 0 | 0 | 0 | 0 | 0 | 0 | 0 | 0 | 0 | 0 | 0 | 0 | 0 | 0 | 0 | 0 |  | 0 | 0 | 0 | 0 | 0 | 0 |  |  | 0 | 0 | 0 | 0 | 0 | 0 | 0 | 0 | 0 | 0 | 0 | 0 | 0 |  | 0 | 0 |  | 0 | 0
PG&E NGBA | Gold Hill | 230 |  | 0 | 0 | 0 | 0 | 0 | 0 | 0 | 0 | 0 | 0 | 0 | 0 | 0 | 0 | 0 | 0 |  | 0 | 0 | 0 | 0 | 0 | 0 | 0 | 0 | 0 | 0 | 0 | 0 | 0 | 0 | 0 | 0 |  | 0 | 0 | 0 | 0 | 0 | 0 |  |  | 0 | 0 | 0 | 0 | 0 | 0 | 0 | 0 | 0 | 0 | 0 | 0 | 0 |  | 0 | 0 |  | 0 | 0
SCE Northern | Goleta | 230 |  | 0 | 0.44 | 0 | 0 | 0 | 0 | 0 | 50 | 0 | 0.44 | 0 | 0 | 0 | 0 | 0 | 173.085 |  | 0 | 0 | 0 | 0 | 0 | 0 | 0 | 0 | 0 | 0 | 0 | 0 | 0 | 0 | 0 | 0 |  | 0 | 0 | 0 | 0 | 0 | 0 |  |  | 0 | 0 | 0.44 | 0 | 0 | 0 | 0 | 0 | 50 | 0 | 0.44 | 0 | 0 |  | 0 | 0 |  | 0 | 173.085
SCE Metro | Goodrich | 230 |  | 0 | 0 | 0 | 0 | 0 | 0 | 0 | 0 | 0 | 0 | 0 | 0 | 0 | 0 | 0 | 0 |  | 0 | 0 | 0 | 0 | 0 | 0 | 0 | 0 | 0 | 0 | 0 | 0 | 0 | 0 | 0 | 0 |  | 0 | 0 | 0 | 0 | 0 | 0 |  |  | 0 | 0 | 0 | 0 | 0 | 0 | 0 | 0 | 0 | 0 | 0 | 0 | 0 |  | 0 | 0 |  | 0 | 0
PG&E KERN | Goose Lake | 115 |  | 0 | 0 | 0 | 0 | 0 | 0 | 0 | 0 | 0 | 0 | 0 | 0 | 0 | 0 | 0 | 0 |  | 0 | 2.937 | 0 | 0 | 0 | 0 | 0 | 0 | 0 | 21.612 | 0 | 0 | 0 | 0 | 0 | 0 |  | 0 | 0 | 0 | 0 | 0 | 0 |  |  | 0 | 0 | 2.937 | 0 | 0 | 0 | 0 | 0 | 0 | 0 | 21.612 | 0 | 0 |  | 0 | 0 |  | 0 | 0
SCE Metro | Gould | 230 |  | 0 | 0 | 0 | 0 | 0 | 0 | 0 | 0 | 0 | 0 | 0 | 0 | 0 | 0 | 0 | 0 |  | 0 | 0 | 0 | 0 | 0 | 0 | 0 | 0 | 0 | 0 | 0 | 0 | 0 | 0 | 0 | 0 |  | 0 | 0 | 0 | 0 | 0 | 0 |  |  | 0 | 0 | 0 | 0 | 0 | 0 | 0 | 0 | 0 | 0 | 0 | 0 | 0 |  | 0 | 0 |  | 0 | 0
PG&E NGBA | Grand Island | 115 |  | 0 | 0 | 0 | 0 | 0 | 0 | 0 | 0 | 0 | 0 | 0 | 0 | 0 | 0 | 0 | 0 |  | 0 | 2.7306 | 0 | 0 | 0 | 0 | 0 | 0 | 0 | 2.7306 | 0 | 0 | 0 | 0 | 0 | 0 |  | 0 | 0 | 0 | 0 | 0 | 0 |  |  | 0 | 0 | 2.7306 | 0 | 0 | 0 | 0 | 0 | 0 | 0 | 2.7306 | 0 | 0 |  | 0 | 0 |  | 0 | 0
SDGE | Granite | 69 |  | 0 | 0 | 0 | 0 | 0 | 0 | 0 | 0 | 0 | 0 | 0 | 0 | 0 | 0 | 0 | 6 |  | 0 | 0 | 0 | 0 | 0 | 0 | 0 | 0 | 0 | 0 | 0 | 0 | 0 | 0 | 0 | 0 |  | 0 | 0 | 0 | 0 | 0 | 0 |  |  | 0 | 0 | 0 | 0 | 0 | 0 | 0 | 0 | 0 | 0 | 0 | 0 | 0 |  | 0 | 0 |  | 0 | 6
PG&E GBA | Grant | 115 |  | 0 | 0 | 0 | 0 | 0 | 0 | 0 | 0 | 0 | 0 | 0 | 0 | 0 | 0 | 0 | 0 |  | 0 | 0 | 0 | 0 | 0 | 0 | 0 | 0 | 0 | 0 | 0 | 0 | 0 | 0 | 0 | 0 |  | 0 | 0 | 0 | 0 | 0 | 0 |  |  | 0 | 0 | 0 | 0 | 0 | 0 | 0 | 0 | 0 | 0 | 0 | 0 | 0 |  | 0 | 0 |  | 0 | 0
PG&E GBA | Green Valley | 115 |  | 0 | 0 | 0 | 0 | 0 | 0 | 0 | 0 | 0 | 0 | 0 | 0 | 0 | 0 | 0 | 0 |  | 0 | 0 | 0 | 0 | 0 | 0 | 0 | 0.75 | 0 | 0 | 0 | 0 | 0 | 0 | 0 | 0.75 |  | 0 | 0 | 0 | 0 | 0 | 0 |  |  | 0 | 0 | 0 | 0 | 0 | 0 | 0 | 0 | 0.75 | 0 | 0 | 0 | 0 |  | 0 | 0 |  | 0 | 0.75
PG&E NGBA | Greenleaf 1 | 115 |  | 0 | 0 | 0 | 0 | 0 | 0 | 0 | 0 | 0 | 0 | 0 | 0 | 0 | 0 | 0 | 0 |  | 0 | 0 | 0 | 0 | 0 | 0 | 0 | 0 | 0 | 0 | 0 | 0 | 0 | 0 | 0 | 0 |  | 0 | 0 | 0 | 0 | 0 | 0 |  |  | 0 | 0 | 0 | 0 | 0 | 0 | 0 | 0 | 0 | 0 | 0 | 0 | 0 |  | 0 | 0 |  | 0 | 0
PG&E FRESNO | Gregg | 230 |  | 0 | 0 | 0 | 0 | 0 | 0 | 0 | 0 | 0 | 0 | 0 | 0 | 0 | 0 | 0 | 0 |  | 0 | 0 | 0 | 0 | 0 | 0 | 0 | 0 | 0 | 0 | 0 | 0 | 0 | 0 | 0 | 0 |  | 0 | 0 | 0 | 0 | 0 | 0 |  |  | 0 | 0 | 0 | 0 | 0 | 0 | 0 | 0 | 0 | 0 | 0 | 0 | 0 |  | 0 | 0 |  | 0 | 0
PG&E FRESNO | Grimmway-Malaga | 115 |  | 0 | 0 | 0 | 0 | 0 | 0 | 0 | 0 | 0 | 0 | 0 | 0 | 0 | 0 | 0 | 0 |  | 0 | 0 | 0 | 0 | 0 | 0 | 0 | 0 | 0 | 0 | 0 | 0 | 0 | 0 | 0 | 0 |  | 0 | 0 | 0 | 0 | 0 | 0 |  |  | 0 | 0 | 0 | 0 | 0 | 0 | 0 | 0 | 0 | 0 | 0 | 0 | 0 |  | 0 | 0 |  | 0 | 0
PG&E NGBA | Grizzly | 230 |  | 0 | 0 | 0 | 0 | 0 | 0 | 0 | 0 | 0 | 0 | 0 | 0 | 0 | 0 | 0 | 0 |  | 0 | 0 | 0 | 0 | 0 | 0 | 0 | 0 | 0 | 0 | 0 | 0 | 0 | 0 | 0 | 0 |  | 0 | 0 | 0 | 0 | 0 | 0 |  |  | 0 | 0 | 0 | 0 | 0 | 0 | 0 | 0 | 0 | 0 | 0 | 0 | 0 |  | 0 | 0 |  | 0 | 0
PG&E FRESNO | Guernsey | 70 |  | 0 | 0 | 0 | 0 | 0 | 0 | 0 | 0 | 0 | 0 | 0 | 0 | 0 | 0 | 0 | 0 |  | 0 | 7.575 | 0 | 0 | 0 | 0 | 0 | 2.196 | 0 | 22.054 | 0 | 0 | 0 | 0 | 0 | 2.196 |  | 0 | 0 | 0 | 0 | 0 | 0 |  |  | 0 | 0 | 7.575 | 0 | 0 | 0 | 0 | 0 | 2.196 | 0 | 22.054 | 0 | 0 |  | 0 | 0 |  | 0 | 2.196
PG&E FRESNO | GWF Hanford | 115 |  | 0 | 0 | 0 | 0 | 0 | 0 | 0 | 0 | 0 | 0 | 0 | 0 | 0 | 0 | 0 | 0 |  | 0 | 0 | 0 | 0 | 0 | 0 | 0 | 0 | 0 | 0 | 0 | 0 | 0 | 0 | 0 | 0 |  | 0 | 0 | 0 | 0 | 0 | 0 |  |  | 0 | 0 | 0 | 0 | 0 | 0 | 0 | 0 | 0 | 0 | 0 | 0 | 0 |  | 0 | 0 |  | 0 | 0
PG&E FRESNO | Haas | 230 |  | 0 | 0 | 0 | 0 | 0 | 0 | 0 | 0 | 0 | 0 | 0 | 0 | 0 | 0 | 0 | 0 |  | 0 | 0 | 0 | 0 | 0 | 0 | 0 | 0 | 0 | 0 | 0 | 0 | 0 | 0 | 0 | 0 |  | 0 | 0 | 0 | 0 | 0 | 0 |  |  | 0 | 0 | 0 | 0 | 0 | 0 | 0 | 0 | 0 | 0 | 0 | 0 | 0 |  | 0 | 0 |  | 0 | 0
PG&E FRESNO | Hammonds | 115 |  | 0 | 0 | 0 | 0 | 0 | 0 | 0 | 0 | 0 | 0 | 0 | 0 | 0 | 0 | 0 | 0 |  | 0 | 0 | 0 | 0 | 0 | 0 | 0 | 0 | 0 | 0 | 0 | 0 | 0 | 0 | 0 | 0 |  | 0 | 0 | 0 | 0 | 0 | 0 |  |  | 0 | 0 | 0 | 0 | 0 | 0 | 0 | 0 | 0 | 0 | 0 | 0 | 0 |  | 0 | 0 |  | 0 | 0
SCE Metro | HarborGen | 230 |  | 0 | 0 | 0 | 0 | 0 | 0 | 0 | 0 | 0 | 0 | 0 | 0 | 0 | 0 | 0 | 0 |  | 0 | 0 | 0 | 0 | 0 | 0 | 0 | 0 | 0 | 0 | 0 | 0 | 0 | 0 | 0 | 0 |  | 0 | 0 | 0 | 0 | 0 | 0 |  |  | 0 | 0 | 0 | 0 | 0 | 0 | 0 | 0 | 0 | 0 | 0 | 0 | 0 |  | 0 | 0 |  | 0 | 0
PG&E NGBA | Harris | 60 |  | 0 | 0 | 0 | 0 | 0 | 0 | 0 | 0 | 0 | 0 | 0 | 0 | 0 | 0 | 0 | 0 |  | 0 | 0 | 0 | 0 | 0 | 0 | 0 | 0 | 0 | 0 | 0 | 0 | 0 | 0 | 0 | 0 |  | 0 | 0 | 0 | 0 | 0 | 0 |  |  | 0 | 0 | 0 | 0 | 0 | 0 | 0 | 0 | 0 | 0 | 0 | 0 | 0 |  | 0 | 0 |  | 0 | 0
SCE EOP | Harry Allen | 500 |  | 0 | 0 | 0 | 0 | 0 | 0 | 0 | 0 | 0 | 0 | 0 | 0 | 0 | 0 | 0 | 0 |  | 0 | 0 | 0 | 0 | 0 | 0 | 0 | 0 | 0 | 0 | 0 | 0 | 0 | 0 | 0 | 0 |  | 0 | 0 | 0 | 0 | 0 | 0 |  |  | 0 | 0 | 0 | 0 | 0 | 0 | 0 | 0 | 0 | 0 | 0 | 0 | 0 | 0 | 0 | 0 | 0 | 0 | 0
PG&E NGBA | Hartley | 60 |  | 0 | 0 | 0 | 0 | 0 | 0 | 0 | 0 | 0 | 0 | 0 | 0 | 0 | 0 | 0 | 0 |  | 0 | 0 | 0 | 0 | 0 | 0 | 0 | 0 | 0 | 12 | 0 | 0 | 0 | 0 | 0 | 0 |  | 0 | 0 | 0 | 0 | 0 | 0 |  |  | 0 | 0 | 0 | 0 | 0 | 0 | 0 | 0 | 0 | 0 | 12 | 0 | 0 |  | 0 | 0 |  | 0 | 0
SCE NOL | Harvard | 115 |  | 0 | 0 | 0 | 0 | 0 | 0 | 0 | 0 | 0 | 0 | 0 | 0 | 0 | 0 | 0 | 0 |  | 0 | 0 | 0 | 0 | 0 | 0 | 0 | 0 | 0 | 0 | 0 | 0 | 0 | 0 | 0 | 0 |  | 0 | 0 | 0 | 0 | 0 | 0 |  |  | 0 | 0 | 0 | 0 | 0 | 0 | 0 | 0 | 0 | 0 | 0 | 0 | 0 |  | 0 | 0 |  | 0 | 0
SDGE | Hassayampa | 500 |  | 0 | 0 | 0 | 0 | 0 | 0 | 0 | 0 | 0 | 0 | 0 | 0 | 0 | 0 | 0 | 0 |  | 0 | 0 | 0 | 0 | 0 | 0 | 0 | 0 | 0 | 0 | 0 | 0 | 0 | 0 | 0 | 0 |  | 5 | 0 | 0 | 0 | 0 | 0 |  |  | 0 | 0 | 0 | 0 | 0 | 0 | 0 | 0 | 0 | 0 | 5 | 0 | 0 |  | 0 | 0 |  | 0 | 0
PG&E FRESNO | Helm | 230 |  | 0 | 0 | 0 | 0 | 0 | 0 | 0 | 0 | 0 | 0 | 0 | 0 | 0 | 0 | 0 | 0 |  | 0 | 0 | 0 | 0 | 0 | 0 | 0 | 0 | 0 | 0 | 0 | 0 | 0 | 0 | 0 | 0 |  | 0 | 0 | 0 | 0 | 0 | 0 |  |  | 0 | 0 | 0 | 0 | 0 | 0 | 0 | 0 | 0 | 0 | 0 | 0 | 0 |  | 0 | 0 |  | 0 | 0
PG&E FRESNO | Helm | 70 |  | 0 | 0 | 0 | 0 | 0 | 0 | 0 | 0 | 0 | 0 | 0 | 0 | 0 | 0 | 0 | 0 |  | 0 | 0 | 0 | 0 | 0 | 0 | 0 | 0 | 0 | 0 | 0 | 0 | 0 | 0 | 0 | 0 |  | 0 | 0 | 0 | 0 | 0 | 0 |  |  | 0 | 0 | 0 | 0 | 0 | 0 | 0 | 0 | 0 | 0 | 0 | 0 | 0 |  | 0 | 0 |  | 0 | 0
PG&E FRESNO | Henrietta | 115 |  | 0 | 0 | 0 | 0 | 0 | 0 | 0 | 0 | 0 | 0 | 0 | 0 | 0 | 0 | 0 | 0 |  | 0 | 0 | 0 | 0 | 0 | 0 | 0 | 0 | 0 | 0 | 0 | 0 | 0 | 0 | 0 | 0 |  | 0 | 0 | 0 | 0 | 0 | 0 |  |  | 100 | 0 | 0 | 0 | 0 | 0 | 0 | 0 | 0 | 0 | 0 | 0 | 0 |  | 0 | 0 |  | 0 | 100
PG&E FRESNO | Henrietta | 230 |  | 0 | 0 | 0 | 0 | 0 | 0 | 0 | 0 | 0 | 0 | 0 | 0 | 0 | 0 | 0 | 0 |  | 0 | 0 | 0 | 0 | 0 | 0 | 0 | 0 | 0 | 0 | 0 | 0 | 0 | 0 | 0 | 0 |  | 0 | 0 | 0 | 0 | 0 | 0 |  |  | 0 | 0 | 0 | 0 | 0 | 0 | 0 | 0 | 0 | 0 | 0 | 0 | 0 |  | 0 | 0 |  | 0 | 0
PG&E FRESNO | Henrietta | 70 |  | 0 | 0 | 0 | 0 | 0 | 0 | 0 | 0 | 0 | 0 | 0 | 0 | 0 | 0 | 0 | 0 |  | 0 | 0 | 0 | 0 | 0 | 0 | 0 | 0 | 0 | 0 | 0 | 0 | 0 | 0 | 0 | 0 |  | 0 | 0 | 0 | 0 | 0 | 0 |  |  | 0 | 0 | 0 | 0 | 0 | 0 | 0 | 0 | 0 | 0 | 0 | 0 | 0 |  | 0 | 0 |  | 0 | 0
PG&E FRESNO | Herndon | 115 |  | 0 | 0 | 0 | 0 | 0 | 0 | 0 | 0 | 0 | 0 | 0 | 0 | 0 | 0 | 0 | 0 |  | 0 | 0 | 0 | 0 | 0 | 0 | 0 | 0 | 0 | 0 | 0 | 0 | 0 | 0 | 0 | 0 |  | 0 | 0 | 0 | 0 | 0 | 0 |  |  | 0 | 0 | 0 | 0 | 0 | 0 | 0 | 0 | 0 | 0 | 0 | 0 | 0 |  | 0 | 0 |  | 0 | 0
PG&E FRESNO | Herndon | 230 |  | 0 | 0 | 0 | 0 | 0 | 0 | 0 | 0 | 0 | 0 | 0 | 0 | 0 | 0 | 0 | 0 |  | 0 | 0 | 0 | 0 | 0 | 0 | 0 | 0 | 0 | 0 | 0 | 0 | 0 | 0 | 0 | 0 |  | 0 | 0 | 0 | 0 | 0 | 0 |  |  | 0 | 0 | 0 | 0 | 0 | 0 | 0 | 0 | 0 | 0 | 0 | 0 | 0 |  | 0 | 0 |  | 0 | 0
PG&E GBA | Hicks | 230 |  | 0 | 0 | 0 | 0 | 0 | 0 | 0 | 0 | 0 | 0 | 0 | 0 | 0 | 0 | 0 | 0 |  | 0 | 0 | 0 | 0 | 0 | 0 | 0 | 0 | 0 | 0 | 0 | 0 | 0 | 0 | 0 | 0 |  | 0 | 0 | 0 | 0 | 0 | 0 |  |  | 0 | 0 | 0 | 0 | 0 | 0 | 0 | 0 | 0 | 0 | 0 | 0 | 0 |  | 0 | 0 |  | 0 | 0
PG&E NGBA | Higgins | 115 |  | 0 | 0 | 0 | 0 | 0 | 0 | 0 | 0 | 0 | 0 | 0 | 0 | 0 | 0 | 0 | 0 |  | 0 | 0 | 0 | 0 | 0 | 0 | 0 | 0 | 0 | 20 | 0 | 0 | 0 | 0 | 0 | 0 |  | 0 | 0 | 0 | 0 | 0 | 0 |  |  | 0 | 0 | 0 | 0 | 0 | 0 | 0 | 0 | 0 | 0 | 20 | 0 | 0 |  | 0 | 0 |  | 0 | 0
PG&E NGBA | Hilltop | 345 |  | 0 | 0 | 0 | 0 | 0 | 0 | 0 | 0 | 0 | 0 | 0 | 0 | 0 | 0 | 0 | 0 |  | 0 | 0 | 0 | 0 | 0 | 0 | 0 | 0 | 0 | 0 | 0 | 0 | 0 | 0 | 0 | 0 |  | 0 | 0 | 0 | 0 | 0 | 0 |  |  | 0 | 0 | 0 | 0 | 0 | 0 | 0 | 0 | 0 | 0 | 0 | 0 | 0 |  | 0 | 0 |  | 0 | 0
SCE Metro | Hinson | 230 |  | 0 | 2.96 | 0 | 0 | 0 | 0 | 0 | 0 | 0 | 2.96 | 0 | 0 | 0 | 0 | 0 | 350.078 |  | 0 | 0 | 0 | 0 | 0 | 0 | 0 | 0 | 0 | 0 | 0 | 0 | 0 | 0 | 0 | 0 |  | 0 | 0 | 0 | 0 | 0 | 0 |  |  | 0 | 0 | 2.96 | 0 | 0 | 0 | 0 | 0 | 0 | 0 | 2.96 | 0 | 0 |  | 0 | 0 |  | 0 | 350.078
PG&E GBA | Hollister | 115 |  | 0 | 0 | 0 | 0 | 0 | 0 | 0 | 0 | 0 | 0 | 0 | 0 | 0 | 0 | 0 | 0 |  | 0 | 0 | 0 | 0 | 0 | 0 | 0 | 13.0625 | 0 | 0 | 0 | 0 | 0 | 0 | 0 | 13.0625 |  | 0 | 0 | 0 | 0 | 0 | 0 |  |  | 0 | 0 | 0 | 0 | 0 | 0 | 0 | 0 | 13.0625 | 0 | 0 | 0 | 0 |  | 0 | 0 |  | 0 | 13.0625
PG&E NGBA | Homestake | 115 |  | 0 | 0 | 0 | 0 | 0 | 0 | 0 | 0 | 0 | 0 | 0 | 0 | 0 | 0 | 0 | 0 |  | 0 | 0 | 0 | 0 | 0 | 0 | 0 | 0 | 0 | 0 | 0 | 0 | 0 | 0 | 0 | 0 |  | 0 | 0 | 0 | 0 | 0 | 0 |  |  | 0 | 0 | 0 | 0 | 0 | 0 | 0 | 0 | 0 | 0 | 0 | 0 | 0 |  | 0 | 0 |  | 0 | 0
PG&E NGBA | Honcut | 115 |  | 0 | 0 | 0 | 0 | 0 | 0 | 0 | 0 | 0 | 0 | 0 | 0 | 0 | 0 | 0 | 0 |  | 0 | 0 | 0 | 0 | 0 | 0 | 0 | 0 | 0 | 0 | 0 | 0 | 0 | 0 | 0 | 0.03 |  | 0 | 0 | 0 | 0 | 0 | 0 |  |  | 0 | 0 | 0 | 0 | 0 | 0 | 0 | 0 | 0 | 0 | 0 | 0 | 0 |  | 0 | 0 |  | 0 | 0.03
SDGE | Hoodoo Wash | 500 |  | 0 | 0 | 0 | 0 | 0 | 0 | 0 | 0 | 0 | 0 | 0 | 0 | 0 | 0 | 0 | 0 |  | 0 | 0 | 0 | 0 | 0 | 0 | 0 | 0 | 0 | 0 | 0 | 0 | 0 | 0 | 0 | 0 |  | 1750 | 0 | 0 | 0 | 0 | 0 |  |  | 0 | 0 | 0 | 0 | 0 | 0 | 0 | 0 | 0 | 0 | 1750 | 0 | 0 |  | 0 | 0 |  | 0 | 0
PG&E NGBA | Hopland | 115 |  | 0 | 0 | 0 | 0 | 0 | 0 | 0 | 0 | 0 | 0 | 0 | 0 | 0 | 0 | 0 | 0 |  | 0 | 0 | 0 | 0 | 0 | 0 | 0 | 0 | 0 | 0 | 0 | 0 | 0 | 0 | 0 | 0 |  | 0 | 0 | 0 | 0 | 0 | 0 |  |  | 0 | 0 | 0 | 0 | 0 | 0 | 0 | 0 | 0 | 0 | 0 | 0 | 0 |  | 0 | 0 |  | 0 | 0
PG&E NGBA | Hopland | 60 |  | 0 | 0 | 0 | 0 | 0 | 0 | 0 | 0 | 0 | 0 | 0 | 0 | 0 | 0 | 0 | 0 |  | 0 | 0 | 0 | 0 | 0 | 0 | 0 | 0 | 0 | 0 | 0 | 0 | 0 | 0 | 0 | 12.665 |  | 0 | 0 | 0 | 0 | 0 | 0 |  |  | 0 | 0 | 0 | 0 | 0 | 0 | 0 | 0 | 0 | 0 | 0 | 0 | 0 |  | 0 | 0 |  | 0 | 12.665
PG&E NGBA | Humboldt | 115 |  | 0 | 0 | 0 | 0 | 0 | 0 | 0 | 0 | 0 | 0 | 0 | 0 | 0 | 0 | 0 | 0 |  | 0 | 0 | 0 | 0 | 0 | 0 | 0 | 0 | 0 | 0 | 0 | 0 | 0 | 0 | 0 | 0 |  | 0 | 0 | 0 | 0 | 0 | 0 |  |  | 0 | 0 | 0 | 0 | 0 | 0 | 0 | 0 | 0 | 0 | 0 | 0 | 0 |  | 0 | 0 |  | 0 | 0
PG&E NGBA | Humboldt | 60 |  | 0 | 0 | 0 | 0 | 0 | 0 | 0 | 0 | 0 | 0 | 0 | 0 | 0 | 0 | 0 | 0 |  | 0 | 0 | 0 | 0 | 0 | 0 | 0 | 0 | 0 | 0 | 0 | 0 | 0 | 0 | 0 | 0 |  | 0 | 0 | 0 | 0 | 0 | 0 |  |  | 0 | 0 | 0 | 0 | 0 | 0 | 0 | 0 | 0 | 0 | 0 | 0 | 0 |  | 0 | 0 |  | 0 | 0
PG&E NGBA | Humboldt | 500 |  | 0 | 0 | 0 | 0 | 0 | 0 | 0 | 0 | 0 | 0 | 0 | 0 | 0 | 0 | 0 | 0 |  | 0 | 0 | 0 | 0 | 0 | 0 | 0 | 0 | 0 | 0 | 0 | 0 | 0 | 0 | 0 | 0 |  | 0 | 0 | 0 | 0 | 0 | 0 |  |  | 0 | 0 | 0 | 0 | 0 | 0 | 0 | 0 | 0 | 0 | 0 | 0 | 0 |  | 0 | 0 |  | 0 | 0
SCE Metro | Huntington Beach | 230 |  | 0 | 0 | 0 | 0 | 0 | 0 | 0 | 0 | 0 | 0 | 0 | 0 | 0 | 0 | 0 | 0 |  | 0 | 0 | 0 | 0 | 0 | 0 | 0 | 0 | 0 | 0 | 0 | 0 | 0 | 0 | 0 | 0 |  | 0 | 0 | 0 | 0 | 0 | 0 |  |  | 0 | 0 | 0 | 0 | 0 | 0 | 0 | 0 | 0 | 0 | 0 | 0 | 0 |  | 0 | 0 |  | 0 | 0
PG&E NGBA | Ignacio | 115 |  | 0 | 0 | 0 | 0 | 0 | 0 | 0 | 0 | 0 | 0 | 0 | 0 | 0 | 0 | 0 | 0 |  | 0 | 0 | 0 | 0 | 0 | 0 | 0 | 0 | 0 | 0 | 0 | 0 | 0 | 0 | 0 | 0 |  | 0 | 0 | 0 | 0 | 0 | 0 |  |  | 0 | 0 | 0 | 0 | 0 | 0 | 0 | 0 | 0 | 0 | 0 | 0 | 0 |  | 0 | 0 |  | 0 | 0
PG&E NGBA | Ignacio | 230 |  | 0 | 0 | 0 | 0 | 0 | 0 | 0 | 0 | 0 | 0 | 0 | 0 | 0 | 0 | 0 | 0 |  | 0 | 0 | 0 | 0 | 0 | 0 | 0 | 0 | 0 | 0 | 0 | 0 | 0 | 0 | 0 | 0 |  | 0 | 0 | 0 | 0 | 0 | 0 |  |  | 0 | 0 | 0 | 0 | 0 | 0 | 0 | 0 | 0 | 0 | 0 | 0 | 0 |  | 0 | 0 |  | 0 | 0
PG&E NGBA | Ignacio | 60 |  | 0 | 0 | 0 | 0 | 0 | 0 | 0 | 0 | 0 | 0 | 0 | 0 | 0 | 0 | 0 | 0 |  | 0 | 0 | 0 | 0 | 0 | 0 | 0 | 0 | 0 | 0 | 0 | 0 | 0 | 0 | 0 | 0 |  | 0 | 0 | 0 | 0 | 0 | 0 |  |  | 0 | 0 | 0 | 0 | 0 | 0 | 0 | 0 | 0 | 0 | 0 | 0 | 0 |  | 0 | 0 |  | 0 | 0
SDGE | Imperial Beach | 69 |  | 0 | 0 | 0 | 0 | 0 | 0 | 0 | 0 | 0 | 0.55 | 0 | 0 | 0 | 0 | 0 | 3 |  | 0 | 0 | 0 | 0 | 0 | 0 | 0 | 0 | 0 | 0 | 0 | 0 | 0 | 0 | 0 | 0 |  | 0 | 0 | 0 | 0 | 0 | 0 |  |  | 0 | 0 | 0 | 0 | 0 | 0 | 0 | 0 | 0 | 0 | 0.55 | 0 | 0 |  | 0 | 0 |  | 0 | 3
SDGE | Imperial Valley | 230 |  | 0 | 0 | 0 | 0 | 0 | 0 | 0 | 0 | 0 | 0 | 0 | 0 | 0 | 0 | 0 | 0 |  | 0 | 0 | 0 | 0 | 0 | 0 | 0 | 0 | 0 | 0 | 0 | 0 | 0 | 0 | 0 | 0 |  | 0 | 0 | 0 | 0 | 0 | 0 |  |  | 0 | 0 | 0 | 0 | 0 | 0 | 0 | 0 | 0 | 0 | 0 | 0 | 0 | 0 | 0 | 0 | 0 | 0 | 0
SDGE | Imperial Valley | 500 |  | 0 | 0 | 0 | 0 | 0 | 0 | 0 | 0 | 0 | 0 | 0 | 0 | 0 | 0 | 0 | 0 |  | 0 | 0 | 0 | 0 | 0 | 0 | 0 | 0 | 0 | 0 | 0 | 0 | 0 | 0 | 0 | 0 |  | 0 | 0 | 0 | 0 | 0 | 0 |  |  | 0 | 0 | 0 | 0 | 0 | 0 | 0 | 0 | 0 | 0 | 0 | 0 | 0 | 0 | 0 | 0 | 0 | 0 | 0
SCE EOP | Innovation | 138 |  | 0 | 0 | 0 | 0 | 0 | 0 | 0 | 0 | 0 | 0 | 0 | 0 | 0 | 0 | 0 | 0 |  | 0 | 0 | 0 | 0 | 0 | 0 | 0 | 0 | 0 | 0 | 0 | 0 | 0 | 0 | 0 | 0 |  | 0 | 0 | 0 | 0 | 0 | 0 |  |  | 0 | 0 | 0 | 0 | 0 | 0 | 0 | 0 | 0 | 0 | 0 | 0 | 0 |  | 0 | 0 |  | 0 | 0
SCE EOP | Innovation | 230 |  | 0 | 0 | 0 | 0 | 0 | 0 | 0 | 0 | 0 | 0 | 0 | 0 | 0 | 0 | 0 | 0 |  | 0 | 0 | 0 | 0 | 0 | 0 | 0 | 0 | 0 | 0 | 0 | 0 | 0 | 0 | 0 | 0 |  | 0 | 0 | 0 | 0 | 0 | 0 |  |  | 0 | 0 | 0 | 0 | 0 | 0 | 0 | 0 | 0 | 0 | 0 | 0 | 0 |  | 0 | 0 |  | 0 | 0
SCE NOL | Inyokern | 115 |  | 1.034 | 24.864 | 0 | 0 | 0 | 0 | 0 | 0 | 19.334 | 88.064 | 0 | 0 | 0 | 0 | 0 | 12.6 |  | 0 | 0 | 0 | 0 | 0 | 0 | 0 | 0 | 0 | 0 | 0 | 0 | 0 | 0 | 0 | 0 |  | 0 | 0 | 0 | 0 | 0 | 0 |  |  | 0 | 1.034 | 24.864 | 0 | 0 | 0 | 0 | 0 | 0 | 19.334 | 88.064 | 0 | 0 |  | 0 | 0 |  | 0 | 12.6
SCE EOP | IS Tap | 138 |  | 0 | 0 | 0 | 0 | 0 | 0 | 0 | 0 | 0 | 0 | 0 | 0 | 0 | 0 | 0 | 0 |  | 0 | 0 | 0 | 0 | 0 | 0 | 0 | 0 | 0 | 0 | 0 | 0 | 0 | 0 | 0 | 0 |  | 0 | 0 | 0 | 0 | 0 | 0 |  |  | 0 | 0 | 0 | 0 | 0 | 0 | 0 | 0 | 0 | 0 | 0 | 0 | 0 |  | 0 | 0 |  | 0 | 0
SCE EOP | Ivanpah | 115 |  | 0 | 0 | 0 | 0 | 0 | 0 | 0 | 0 | 0 | 0 | 0 | 0 | 0 | 0 | 0 | 0 |  | 0 | 0 | 0 | 0 | 0 | 0 | 0 | 0 | 0 | 0 | 0 | 0 | 0 | 0 | 0 | 0 |  | 0 | 0 | 0 | 0 | 0 | 0 |  |  | 0 | 0 | 0 | 0 | 0 | 0 | 0 | 0 | 0 | 0 | 0 | 0 | 0 |  | 0 | 0 |  | 0 | 0
SCE EOP | Ivanpah | 230 |  | 0 | 0 | 0 | 0 | 0 | 0 | 0 | 0 | 0 | 0 | 0 | 0 | 0 | 0 | 0 | 0 |  | 0 | 0 | 0 | 0 | 0 | 0 | 0 | 0 | 0 | 0 | 0 | 0 | 0 | 0 | 0 | 0 |  | 0 | 0 | 0 | 0 | 0 | 0 |  |  | 0 | 0 | 0 | 0 | 0 | 0 | 0 | 0 | 0 | 0 | 0 | 0 | 0 |  | 0 | 0 |  | 0 | 0
SCE EOP | Jackass (DOE) | 138 |  | 0 | 0 | 0 | 0 | 0 | 0 | 0 | 0 | 0 | 0 | 0 | 0 | 0 | 0 | 0 | 0 |  | 0 | 0 | 0 | 0 | 0 | 0 | 0 | 0 | 0 | 0 | 0 | 0 | 0 | 0 | 0 | 0 |  | 0 | 0 | 0 | 0 | 0 | 0 |  |  | 0 | 0 | 0 | 0 | 0 | 0 | 0 | 0 | 0 | 0 | 0 | 0 | 0 |  | 0 | 0 |  | 0 | 0
PG&E NGBA | James B Black | 230 |  | 0 | 0 | 0 | 0 | 0 | 0 | 0 | 0 | 0 | 0 | 0 | 0 | 0 | 0 | 0 | 0 |  | 0 | 0 | 0 | 0 | 0 | 0 | 0 | 0 | 0 | 0 | 0 | 0 | 0 | 0 | 0 | 0 |  | 0 | 0 | 0 | 0 | 0 | 0 |  |  | 0 | 0 | 0 | 0 | 0 | 0 | 0 | 0 | 0 | 0 | 0 | 0 | 0 |  | 0 | 0 |  | 0 | 0
PG&E GBA | Jefferson | 230 |  | 0 | 0 | 0 | 0 | 0 | 0 | 0 | 0 | 0 | 0 | 0 | 0 | 0 | 0 | 0 | 0 |  | 0 | 0 | 0 | 0 | 0 | 0 | 0 | 0 | 0 | 0 | 0 | 0 | 0 | 0 | 0 | 0 |  | 0 | 0 | 0 | 0 | 0 | 0 |  |  | 0 | 0 | 0 | 0 | 0 | 0 | 0 | 0 | 0 | 0 | 0 | 0 | 0 |  | 0 | 0 |  | 0 | 0
PG&E NGBA | Jessup | 115 |  | 0 | 0 | 0 | 0 | 0 | 0 | 0 | 0 | 0 | 0 | 0 | 0 | 0 | 0 | 0 | 0 |  | 0 | 0 | 0 | 0 | 0 | 0 | 0 | 0 | 0 | 0 | 0 | 0 | 0 | 0 | 0 | 0 |  | 0 | 0 | 0 | 0 | 0 | 0 |  |  | 0 | 0 | 0 | 0 | 0 | 0 | 0 | 0 | 0 | 0 | 0 | 0 | 0 |  | 0 | 0 |  | 0 | 0
SCE Metro | Johanna | 230 |  | 0 | 0 | 0 | 0 | 0 | 0 | 0 | 53.45 | 0 | 0 | 0 | 0 | 0 | 0 | 0 | 53.45 |  | 0 | 0 | 0 | 0 | 0 | 0 | 0 | 0 | 0 | 0 | 0 | 0 | 0 | 0 | 0 | 0 |  | 0 | 0 | 0 | 0 | 0 | 0 |  |  | 0 | 0 | 0 | 0 | 0 | 0 | 0 | 0 | 53.45 | 0 | 0 | 0 | 0 |  | 0 | 0 |  | 0 | 53.45
SCE Eastern | Julian Hinds | 230 |  | 0 | 0 | 0 | 0 | 0 | 0 | 0 | 0 | 0 | 0 | 0 | 0 | 0 | 0 | 0 | 0 |  | 0 | 0 | 0 | 0 | 0 | 0 | 0 | 0 | 0 | 0 | 0 | 0 | 0 | 0 | 0 | 0 |  | 0 | 0 | 0 | 0 | 0 | 0 |  |  | 0 | 0 | 0 | 0 | 0 | 0 | 0 | 0 | 0 | 0 | 0 | 0 | 0 |  | 0 | 0 |  | 0 | 0
PG&E GBA | Kasson | 115 |  | 0 | 0 | 0 | 0 | 0 | 0 | 0 | 0 | 0 | 0 | 0 | 0 | 0 | 0 | 0 | 0 |  | 0 | 0 | 0 | 0 | 0 | 0 | 0 | 0 | 0 | 0 | 0 | 0 | 0 | 0 | 0 | 0 |  | 0 | 0 | 0 | 0 | 0 | 0 |  |  | 0 | 0 | 0 | 0 | 0 | 0 | 0 | 0 | 0 | 0 | 0 | 0 | 0 |  | 0 | 0 |  | 0 | 0
PG&E GBA | Kasson | 60 |  | 0 | 0 | 0 | 0 | 0 | 0 | 0 | 0 | 0 | 0 | 0 | 0 | 0 | 0 | 0 | 0 |  | 0 | 0 | 0 | 0 | 0 | 0 | 0 | 0 | 0 | 0 | 0 | 0 | 0 | 0 | 0 | 0 |  | 0 | 0 | 0 | 0 | 0 | 0 |  |  | 0 | 0 | 0 | 0 | 0 | 0 | 0 | 0 | 0 | 0 | 0 | 0 | 0 |  | 0 | 0 |  | 0 | 0
PG&E FRESNO | Kearney | 230 |  | 0 | 0 | 0 | 0 | 0 | 0 | 0 | 0 | 0 | 0 | 0 | 0 | 0 | 0 | 0 | 0 |  | 0 | 0 | 0 | 0 | 0 | 0 | 0 | 0 | 0 | 0 | 0 | 0 | 0 | 0 | 0 | 0 |  | 0 | 0 | 0 | 0 | 0 | 0 |  |  | 0 | 0 | 0 | 0 | 0 | 0 | 0 | 0 | 0 | 0 | 0 | 0 | 0 |  | 0 | 0 |  | 0 | 0
PG&E FRESNO | Kearney | 70 |  | 0 | 0 | 0 | 0 | 0 | 0 | 0 | 0 | 0 | 0 | 0 | 0 | 0 | 0 | 0 | 0 |  | 0 | 0 | 0 | 0 | 0 | 0 | 0 | 0 | 0 | 0 | 0 | 0 | 0 | 0 | 0 | 0 |  | 0 | 0 | 0 | 0 | 0 | 0 |  |  | 0 | 0 | 0 | 0 | 0 | 0 | 0 | 0 | 0 | 0 | 0 | 0 | 0 |  | 0 | 0 |  | 0 | 0
PG&E GBA | Kelso | 230 |  | 0 | 0 | 0 | 0 | 0 | 0 | 0 | 0 | 0 | 0 | 0 | 0 | 0 | 0 | 0 | 0 |  | 0 | 0 | 0 | 0 | 0 | 0 | 0 | 0 | 0 | 0 | 0 | 0 | 0 | 0 | 0 | 0 |  | 0 | 0 | 0 | 0 | 0 | 0 |  |  | 0 | 0 | 0 | 0 | 0 | 0 | 0 | 0 | 0 | 0 | 0 | 0 | 0 |  | 0 | 0 |  | 0 | 0
PG&E FRESNO | Kerchoff 1 | 115 |  | 0 | 0 | 0 | 0 | 0 | 0 | 0 | 0 | 0 | 0 | 0 | 0 | 0 | 0 | 0 | 0 |  | 0 | 0 | 0 | 0 | 0 | 0 | 0 | 0 | 0 | 0 | 0 | 0 | 0 | 0 | 0 | 0 |  | 0 | 0 | 0 | 0 | 0 | 0 |  |  | 0 | 0 | 0 | 0 | 0 | 0 | 0 | 0 | 0 | 0 | 0 | 0 | 0 |  | 0 | 0 |  | 0 | 0
PG&E KERN | Kern Oil | 115 |  | 0 | 0 | 0 | 0 | 0 | 0 | 0 | 0 | 0 | 0 | 0 | 0 | 0 | 0 | 0 | 0 |  | 0 | 0 | 0 | 0 | 0 | 0 | 0 | 0 | 0 | 0 | 0 | 0 | 0 | 0 | 0 | 0 |  | 0 | 0 | 0 | 0 | 0 | 0 |  |  | 0 | 0 | 0 | 0 | 0 | 0 | 0 | 0 | 0 | 0 | 0 | 0 | 0 |  | 0 | 0 |  | 0 | 0
PG&E KERN | Kern PP | 115 |  | 0 | 0 | 0 | 0 | 0 | 0 | 0 | 0 | 0 | 0 | 0 | 0 | 0 | 0 | 0 | 0 |  | 0 | 0 | 0 | 0 | 0 | 0 | 0 | 0 | 0 | 0 | 0 | 0 | 0 | 0 | 0 | 0 |  | 0 | 0 | 0 | 0 | 0 | 0 |  |  | 0 | 0 | 0 | 0 | 0 | 0 | 0 | 0 | 0 | 0 | 0 | 0 | 0 |  | 0 | 0 |  | 0 | 0
PG&E KERN | Kern PP | 230 |  | 0 | 0 | 0 | 0 | 0 | 0 | 0 | 0 | 0 | 0 | 0 | 0 | 0 | 0 | 0 | 0 |  | 0 | 0 | 0 | 0 | 0 | 0 | 0 | 0 | 0 | 0 | 0 | 0 | 0 | 0 | 0 | 0 |  | 0 | 0 | 0 | 0 | 0 | 0 |  |  | 0 | 0 | 0 | 0 | 0 | 0 | 0 | 0 | 0 | 0 | 0 | 0 | 0 |  | 0 | 0 |  | 0 | 0
PG&E KERN | Kern PP | 70 |  | 0 | 0 | 0 | 0 | 0 | 0 | 0 | 0 | 0 | 0 | 0 | 0 | 0 | 0 | 0 | 0 |  | 0 | 0 | 0 | 0 | 0 | 0 | 0 | 0 | 0 | 0 | 0 | 0 | 0 | 0 | 0 | 0 |  | 0 | 0 | 0 | 0 | 0 | 0 |  |  | 0 | 0 | 0 | 0 | 0 | 0 | 0 | 0 | 0 | 0 | 0 | 0 | 0 |  | 0 | 0 |  | 0 | 0
PG&E KERN | Kernridge | 115 |  | 0 | 0 | 0 | 0 | 0 | 0 | 0 | 0 | 0 | 0 | 0 | 0 | 0 | 0 | 0 | 0 |  | 0 | 107.64 | 0 | 0 | 0 | 0 | 0 | 0 | 0 | 107.64 | 0 | 0 | 0 | 0 | 0 | 0 |  | 0 | 0 | 0 | 0 | 0 | 0 |  |  | 0 | 0 | 107.64 | 0 | 0 | 0 | 0 | 0 | 0 | 0 | 107.64 | 0 | 0 |  | 0 | 0 |  | 0 | 0
PG&E FRESNO | Kingsburg | 115 |  | 0 | 0 | 0 | 0 | 0 | 0 | 0 | 0 | 0 | 0 | 0 | 0 | 0 | 0 | 0 | 0 |  | 0 | 1.1926 | 0 | 0 | 0 | 0 | 0 | 0 | 0 | 4.1506 | 0 | 0 | 0 | 0 | 0 | 0 |  | 0 | 0 | 0 | 0 | 0 | 0 |  |  | 0 | 0 | 1.1926 | 0 | 0 | 0 | 0 | 0 | 0 | 0 | 4.1506 | 0 | 0 |  | 0 | 0 |  | 0 | 0
PG&E GBA | Kirker | 115 |  | 0 | 0 | 0 | 0 | 0 | 0 | 0 | 0 | 0 | 0 | 0 | 0 | 0 | 0 | 0 | 0 |  | 0 | 0 | 0 | 0 | 0 | 0 | 0 | 0 | 0 | 0 | 0 | 0 | 0 | 0 | 0 | 0.33 |  | 0 | 0 | 0 | 0 | 0 | 0 |  |  | 0 | 0 | 0 | 0 | 0 | 0 | 0 | 0 | 0 | 0 | 0 | 0 | 0 |  | 0 | 0 |  | 0 | 0.33
PG&E NGBA | Knights Landing | 115 |  | 0 | 0 | 0 | 0 | 0 | 0 | 0 | 0 | 0 | 0 | 0 | 0 | 0 | 0 | 0 | 0 |  | 0 | 0 | 0 | 0 | 0 | 0 | 0 | 0 | 0 | 0 | 0 | 0 | 0 | 0 | 0 | 0 |  | 0 | 0 | 0 | 0 | 0 | 0 |  |  | 0 | 0 | 0 | 0 | 0 | 0 | 0 | 0 | 0 | 0 | 0 | 0 | 0 |  | 0 | 0 |  | 0 | 0
PG&E NGBA | Konocti | 60 |  | 0 | 0 | 0 | 0 | 0 | 0 | 0 | 0 | 0 | 0 | 0 | 0 | 0 | 0 | 0 | 0 |  | 0 | 0 | 0 | 0 | 0 | 0 | 0 | 0 | 0 | 21.278 | 0 | 0 | 0 | 0 | 0 | 0 |  | 0 | 0 | 0 | 0 | 0 | 0 |  |  | 0 | 0 | 0 | 0 | 0 | 0 | 0 | 0 | 0 | 0 | 21.278 | 0 | 0 |  | 0 | 0 |  | 0 | 0
SCE NOL | Kramer | 115 |  | 0.59 | 24.55 | 0 | 0 | 0 | 0 | 0 | 6.134 | 1.09 | 57.54 | 0 | 0 | 0 | 0 | 0 | 12.134 |  | 0 | 0 | 0 | 0 | 0 | 0 | 0 | 0 | 0 | 0 | 0 | 0 | 0 | 0 | 0 | 0 |  | 0 | 0 | 0 | 0 | 0 | 0 |  |  | 0 | 0.59 | 24.55 | 0 | 0 | 0 | 0 | 0 | 6.134 | 1.09 | 57.54 | 0 | 0 |  | 0 | 0 |  | 0 | 12.134
SCE NOL | Kramer | 230 |  | 2.185 | 10.185 | 0 | 0 | 0 | 0 | 0 | 4 | 2.185 | 17.135 | 0 | 0 | 0 | 0 | 0 | 6 |  | 0 | 0 | 0 | 0 | 0 | 0 | 0 | 0 | 0 | 0 | 0 | 0 | 0 | 0 | 0 | 0 |  | 0 | 0 | 0 | 0 | 0 | 0 |  |  | 0 | 2.185 | 10.185 | 0 | 0 | 0 | 0 | 0 | 4 | 2.185 | 17.135 | 0 | 0 |  | 0 | 0 |  | 0 | 6
SCE Metro | La Cienega | 230 |  | 0 | 0 | 0 | 0 | 0 | 0 | 0 | 0 | 0 | 0 | 0 | 0 | 0 | 0 | 0 | 0 |  | 0 | 0 | 0 | 0 | 0 | 0 | 0 | 0 | 0 | 0 | 0 | 0 | 0 | 0 | 0 | 0 |  | 0 | 0 | 0 | 0 | 0 | 0 |  |  | 0 | 0 | 0 | 0 | 0 | 0 | 0 | 0 | 0 | 0 | 0 | 0 | 0 |  | 0 | 0 |  | 0 | 0
SCE Metro | La Fresa | 230 |  | 0 | 0.64 | 0 | 0 | 0 | 0 | 0 | 0 | 0 | 0.64 | 0 | 0 | 0 | 0 | 0 | 193.52 |  | 0 | 0 | 0 | 0 | 0 | 0 | 0 | 0 | 0 | 0 | 0 | 0 | 0 | 0 | 0 | 0 |  | 0 | 0 | 0 | 0 | 0 | 0 |  |  | 0 | 0 | 0.64 | 0 | 0 | 0 | 0 | 0 | 0 | 0 | 0.64 | 0 | 0 |  | 0 | 0 |  | 0 | 193.52
SCE Metro | Laguna Bell | 230 |  | 0.001 | 1.999 | 0 | 0 | 0 | 0 | 0 | 0 | 0.002 | 4.239 | 0 | 0 | 0 | 0 | 0 | 0 |  | 0 | 0 | 0 | 0 | 0 | 0 | 0 | 0 | 0 | 0 | 0 | 0 | 0 | 0 | 0 | 0 |  | 5 | 0 | 0 | 0 | 0 | 0 |  |  | 0 | 0.001 | 1.999 | 0 | 0 | 0 | 0 | 0 | 0 | 0.002 | 9.239 | 0 | 0 |  | 0 | 0 |  | 0 | 0
PG&E KERN | Lakeview | 70 |  | 0 | 0 | 0 | 0 | 0 | 0 | 0 | 0 | 0 | 0 | 0 | 0 | 0 | 0 | 0 | 0 |  | 0 | 2.324 | 0 | 0 | 0 | 0 | 0 | 2.9715 | 0 | 2.324 | 0 | 0 | 0 | 0 | 0 | 2.9715 |  | 0 | 0 | 0 | 0 | 0 | 0 |  |  | 0 | 0 | 2.324 | 0 | 0 | 0 | 0 | 0 | 2.9715 | 0 | 2.324 | 0 | 0 |  | 0 | 0 |  | 0 | 2.9715
PG&E NGBA | Lakeville | 230 |  | 0 | 0 | 0 | 0 | 0 | 0 | 0 | 0 | 0 | 0 | 0 | 0 | 0 | 0 | 0 | 0 |  | 0 | 0 | 0 | 0 | 0 | 0 | 0 | 0 | 0 | 0 | 0 | 0 | 0 | 0 | 0 | 0 |  | 0 | 0 | 0 | 0 | 0 | 0 |  |  | 0 | 0 | 0 | 0 | 0 | 0 | 0 | 0 | 0 | 0 | 0 | 0 | 0 |  | 0 | 0 |  | 0 | 0
PG&E NGBA | Lakeville | 60 |  | 0 | 0 | 0 | 0 | 0 | 0 | 0 | 0 | 0 | 0 | 0 | 0 | 0 | 0 | 0 | 0 |  | 0 | 0 | 0 | 0 | 0 | 0 | 0 | 0 | 0 | 0 | 0 | 0 | 0 | 0 | 0 | 0 |  | 0 | 0 | 0 | 0 | 0 | 0 |  |  | 0 | 0 | 0 | 0 | 0 | 0 | 0 | 0 | 0 | 0 | 0 | 0 | 0 |  | 0 | 0 |  | 0 | 0
PG&E NGBA | Lakeville | 115 |  | 0 | 0 | 0 | 0 | 0 | 0 | 0 | 0 | 0 | 0 | 0 | 0 | 0 | 0 | 0 | 0 |  | 0 | 0 | 0 | 0 | 0 | 0 | 0 | 0 | 0 | 0 | 0 | 0 | 0 | 0 | 0 | 0 |  | 0 | 0 | 0 | 0 | 0 | 0 |  |  | 0 | 0 | 0 | 0 | 0 | 0 | 0 | 0 | 0 | 0 | 0 | 0 | 0 |  | 0 | 0 |  | 0 | 0
PG&E GBA | Lakewood | 115 |  | 0 | 0 | 0 | 0 | 0 | 0 | 0 | 0 | 0 | 0 | 0 | 0 | 0 | 0 | 0 | 0 |  | 0 | 1.041 | 0 | 0 | 0 | 0 | 0 | 0 | 0 | 1.041 | 0 | 0 | 0 | 0 | 0 | 0 |  | 0 | 0 | 0 | 0 | 0 | 0 |  |  | 0 | 0 | 1.041 | 0 | 0 | 0 | 0 | 0 | 0 | 0 | 1.041 | 0 | 0 |  | 0 | 0 |  | 0 | 0
PG&E NGBA | Lambie | 230 |  | 0 | 0 | 0 | 0 | 0 | 0 | 0 | 0 | 0 | 0 | 0 | 0 | 0 | 0 | 0 | 0 |  | 0 | 0 | 0 | 0 | 0 | 0 | 0 | 0 | 0 | 0 | 0 | 0 | 0 | 0 | 0 | 0 |  | 0 | 0 | 0 | 0 | 0 | 0 |  |  | 0 | 0 | 0 | 0 | 0 | 0 | 0 | 0 | 0 | 0 | 0 | 0 | 0 |  | 0 | 0 |  | 0 | 0
PG&E GBA | Lammers | 115 |  | 0 | 0 | 0 | 0 | 0 | 0 | 0 | 0 | 0 | 0 | 0 | 0 | 0 | 0 | 0 | 0 |  | 0 | 0 | 0 | 0 | 0 | 0 | 0 | 0 | 0 | 0.612 | 0 | 0 | 0 | 0 | 0 | 0 |  | 0 | 0 | 0 | 0 | 0 | 0 |  |  | 0 | 0 | 0 | 0 | 0 | 0 | 0 | 0 | 0 | 0 | 0.612 | 0 | 0 |  | 0 | 0 |  | 0 | 0
PG&E KERN | Lamont | 115 |  | 0 | 0 | 0 | 0 | 0 | 0 | 0 | 0 | 0 | 0 | 0 | 0 | 0 | 0 | 0 | 0 |  | 0 | 0 | 0 | 0 | 0 | 0 | 0 | 0 | 0 | 2 | 0 | 0 | 0 | 0 | 0 | 9.525 |  | 0 | 0 | 0 | 0 | 0 | 0 |  |  | 0 | 0 | 0 | 0 | 0 | 0 | 0 | 0 | 0 | 0 | 2 | 0 | 0 |  | 0 | 0 |  | 0 | 9.525
PG&E FRESNO | Las Aguilas | 230 |  | 0 | 0 | 0 | 0 | 0 | 0 | 0 | 0 | 0 | 0 | 0 | 0 | 0 | 0 | 0 | 0 |  | 0 | 0 | 0 | 0 | 0 | 0 | 0 | 0 | 0 | 0 | 0 | 0 | 0 | 0 | 0 | 0 |  | 0 | 0 | 0 | 0 | 0 | 0 |  |  | 0 | 0 | 0 | 0 | 0 | 0 | 0 | 0 | 0 | 0 | 0 | 0 | 0 |  | 0 | 0 |  | 0 | 0
SCE EOP | Lathrop | 138 |  | 0 | 0 | 0 | 0 | 0 | 0 | 0 | 0 | 0 | 0 | 0 | 0 | 0 | 0 | 0 | 0 |  | 0 | 0 | 0 | 0 | 0 | 0 | 0 | 0 | 0 | 0 | 0 | 0 | 0 | 0 | 0 | 0 |  | 5 | 0 | 0 | 0 | 0 | 0 |  |  | 0 | 0 | 0 | 0 | 0 | 0 | 0 | 0 | 0 | 0 | 5 | 0 | 0 | 0 | 0 | 0 | 0 | 0 | 0
SCE EOP | Lathrop | 230 |  | 0 | 0 | 0 | 0 | 0 | 0 | 0 | 0 | 0 | 0 | 0 | 0 | 0 | 0 | 0 | 0 |  | 0 | 0 | 0 | 0 | 0 | 0 | 0 | 0 | 0 | 0 | 0 | 0 | 0 | 0 | 0 | 0 |  | 0 | 0 | 0 | 0 | 0 | 0 |  |  | 0 | 0 | 0 | 0 | 0 | 0 | 0 | 0 | 0 | 0 | 0 | 0 | 0 | 0 | 0 | 0 | 0 | 0 | 0
PG&E FRESNO | Le Grand | 115 |  | 0 | 0 | 0 | 0 | 0 | 0 | 0 | 0 | 0 | 0 | 0 | 0 | 0 | 0 | 0 | 0 |  | 0 | 0 | 0 | 0 | 0 | 0 | 0 | 0 | 0 | 0 | 0 | 0 | 0 | 0 | 0 | 0 |  | 0 | 0 | 0 | 0 | 0 | 0 |  |  | 0 | 0 | 0 | 0 | 0 | 0 | 0 | 0 | 0 | 0 | 0 | 0 | 0 |  | 0 | 0 |  | 0 | 0
PG&E FRESNO | Lemoore | 70 |  | 0 | 0 | 0 | 0 | 0 | 0 | 0 | 0 | 0 | 0 | 0 | 0 | 0 | 0 | 0 | 0 |  | 0 | 0 | 0 | 0 | 0 | 0 | 0 | 0 | 0 | 0 | 0 | 0 | 0 | 0 | 0 | 0 |  | 0 | 0 | 0 | 0 | 0 | 0 |  |  | 0 | 0 | 0 | 0 | 0 | 0 | 0 | 0 | 0 | 0 | 0 | 0 | 0 |  | 0 | 0 |  | 0 | 0
PG&E KERN | Lerdo | 115 |  | 0 | 0 | 0 | 0 | 0 | 0 | 0 | 0 | 0 | 0 | 0 | 0 | 0 | 0 | 0 | 0 |  | 0 | 0 | 0 | 0 | 0 | 0 | 0 | 0 | 0 | 0 | 0 | 0 | 0 | 0 | 0 | 0 |  | 0 | 0 | 0 | 0 | 0 | 0 |  |  | 0 | 0 | 0 | 0 | 0 | 0 | 0 | 0 | 0 | 0 | 0 | 0 | 0 |  | 0 | 0 |  | 0 | 0
SCE Metro | Lewis | 230 |  | 0 | 0 | 0 | 0 | 0 | 0 | 0 | 0 | 0 | 0 | 0 | 0 | 0 | 0 | 0 | 0 |  | 0 | 0 | 0 | 0 | 0 | 0 | 0 | 0 | 0 | 0 | 0 | 0 | 0 | 0 | 0 | 0 |  | 0 | 0 | 0 | 0 | 0 | 0 |  |  | 0 | 0 | 0 | 0 | 0 | 0 | 0 | 0 | 0 | 0 | 0 | 0 | 0 |  | 0 | 0 |  | 0 | 0
SCE Metro | Lighthipe | 230 |  | 0.022 | 7.811 | 0 | 0 | 0 | 0 | 0 | 110 | 0.022 | 8.81 | 0 | 0 | 0 | 0 | 0 | 313.75 |  | 0 | 0 | 0 | 0 | 0 | 0 | 0 | 0 | 0 | 0 | 0 | 0 | 0 | 0 | 0 | 0 |  | 0 | 0 | 0 | 0 | 0 | 0 |  |  | 0 | 0.022 | 7.811 | 0 | 0 | 0 | 0 | 0 | 110 | 0.022 | 8.81 | 0 | 0 |  | 0 | 0 |  | 0 | 313.75
SDGE | Lilac | 69 |  | 0 | 0 | 0 | 0 | 0 | 0 | 0 | 0 | 0 | 0 | 0 | 0 | 0 | 0 | 0 | 0 |  | 0 | 0 | 0 | 0 | 0 | 0 | 0 | 0 | 0 | 0 | 0 | 0 | 0 | 0 | 0 | 0 |  | 0 | 0 | 0 | 0 | 0 | 0 |  |  | 0 | 0 | 0 | 0 | 0 | 0 | 0 | 0 | 0 | 0 | 0 | 0 | 0 |  | 0 | 0 |  | 0 | 0
PG&E NGBA | Lincoln | 115 |  | 0 | 0 | 0 | 0 | 0 | 0 | 0 | 0 | 0 | 0 | 0 | 0 | 0 | 0 | 0 | 0 |  | 0 | 0.6 | 0 | 0 | 0 | 0 | 0 | 0 | 0 | 0.6 | 0 | 0 | 0 | 0 | 0 | 0.996 |  | 0 | 0 | 0 | 0 | 0 | 0 |  |  | 0 | 0 | 0.6 | 0 | 0 | 0 | 0 | 0 | 0 | 0 | 0.6 | 0 | 0 |  | 0 | 0 |  | 0 | 0.996
PG&E KERN | Live Oak | 115 |  | 0 | 0 | 0 | 0 | 0 | 0 | 0 | 0 | 0 | 0 | 0 | 0 | 0 | 0 | 0 | 0 |  | 0 | 0 | 0 | 0 | 0 | 0 | 0 | 0 | 0 | 0 | 0 | 0 | 0 | 0 | 0 | 0 |  | 0 | 0 | 0 | 0 | 0 | 0 |  |  | 0 | 0 | 0 | 0 | 0 | 0 | 0 | 0 | 0 | 0 | 0 | 0 | 0 |  | 0 | 0 |  | 0 | 0
PG&E GBA | Llagas | 115 |  | 0 | 0 | 0 | 0 | 0 | 0 | 0 | 0 | 0 | 0 | 0 | 0 | 0 | 0 | 0 | 0 |  | 0 | 0 | 0 | 0 | 0 | 0 | 0 | 0 | 0 | 2.3344 | 0 | 0 | 0 | 0 | 0 | 0 |  | 5 | 0 | 0 | 0 | 0 | 0 |  |  | 0 | 0 | 0 | 0 | 0 | 0 | 0 | 0 | 0 | 0 | 7.3344 | 0 | 0 |  | 0 | 0 |  | 0 | 0
PG&E GBA | Lockeford | 115 |  | 0 | 0 | 0 | 0 | 0 | 0 | 0 | 0 | 0 | 0 | 0 | 0 | 0 | 0 | 0 | 0 |  | 0 | 0 | 0 | 0 | 0 | 0 | 0 | 0 | 0 | 0 | 0 | 0 | 0 | 0 | 0 | 0 |  | 5 | 0 | 0 | 0 | 0 | 0 |  |  | 0 | 0 | 0 | 0 | 0 | 0 | 0 | 0 | 0 | 0 | 5 | 0 | 0 |  | 0 | 0 |  | 0 | 0
PG&E GBA | Lockeford | 230 |  | 0 | 0 | 0 | 0 | 0 | 0 | 0 | 0 | 0 | 0 | 0 | 0 | 0 | 0 | 0 | 0 |  | 0 | 0 | 0 | 0 | 0 | 0 | 0 | 0 | 0 | 0 | 0 | 0 | 0 | 0 | 0 | 0 |  | 0 | 0 | 0 | 0 | 0 | 0 |  |  | 0 | 0 | 0 | 0 | 0 | 0 | 0 | 0 | 0 | 0 | 0 | 0 | 0 |  | 0 | 0 |  | 0 | 0
PG&E GBA | Lockeford | 60 |  | 0 | 0 | 0 | 0 | 0 | 0 | 0 | 0 | 0 | 0 | 0 | 0 | 0 | 0 | 0 | 0 |  | 0 | 0 | 0 | 0 | 0 | 0 | 0 | 0 | 0 | 14.8 | 0 | 0 | 0 | 0 | 0 | 0 |  | 0 | 0 | 0 | 0 | 0 | 0 |  |  | 0 | 0 | 0 | 0 | 0 | 0 | 0 | 0 | 0 | 0 | 14.8 | 0 | 0 |  | 0 | 0 |  | 0 | 0
PG&E GBA | Lodi | 230 |  | 0 | 0 | 0 | 0 | 0 | 0 | 0 | 0 | 0 | 0 | 0 | 0 | 0 | 0 | 0 | 0 |  | 0 | 0 | 0 | 0 | 0 | 0 | 0 | 0 | 0 | 0 | 0 | 0 | 0 | 0 | 0 | 0 |  | 0 | 0 | 0 | 0 | 0 | 0 |  |  | 0 | 0 | 0 | 0 | 0 | 0 | 0 | 0 | 0 | 0 | 0 | 0 | 0 |  | 0 | 0 |  | 0 | 0
PG&E NGBA | Logan Creek | 230 |  | 0 | 0 | 0 | 0 | 0 | 0 | 0 | 0 | 0 | 0 | 0 | 0 | 0 | 0 | 0 | 0 |  | 0 | 0 | 0 | 0 | 0 | 0 | 0 | 0 | 0 | 9.076 | 0 | 0 | 0 | 0 | 0 | 0 |  | 0 | 0 | 0 | 0 | 0 | 0 |  |  | 0 | 0 | 0 | 0 | 0 | 0 | 0 | 0 | 0 | 0 | 9.076 | 0 | 0 |  | 0 | 0 |  | 0 | 0
PG&E GBA | Lone Tree | 230 |  | 0 | 0 | 0 | 0 | 0 | 0 | 0 | 0 | 0 | 0 | 0 | 0 | 0 | 0 | 0 | 0 |  | 0 | 0 | 0 | 0 | 0 | 0 | 0 | 0 | 0 | 0 | 0 | 0 | 0 | 0 | 0 | 0 |  | 0 | 0 | 0 | 0 | 0 | 0 |  |  | 0 | 0 | 0 | 0 | 0 | 0 | 0 | 0 | 0 | 0 | 0 | 0 | 0 |  | 0 | 0 |  | 0 | 0
PG&E FRESNO | Los Banos | 230 |  | 0 | 0 | 0 | 0 | 0 | 0 | 0 | 0 | 0 | 0 | 0 | 0 | 0 | 0 | 0 | 0 |  | 0 | 0 | 0 | 0 | 0 | 0 | 0 | 0 | 0 | 0 | 0 | 0 | 0 | 0 | 0 | 0 |  | 10 | 0 | 0 | 0 | 0 | 0 |  |  | 0 | 0 | 0 | 0 | 0 | 0 | 0 | 0 | 0 | 0 | 10 | 0 | 0 |  | 0 | 0 |  | 0 | 0
PG&E FRESNO | Los Banos | 500 |  | 0 | 0 | 0 | 0 | 0 | 0 | 0 | 0 | 0 | 0 | 0 | 0 | 0 | 0 | 0 | 0 |  | 0 | 0 | 0 | 0 | 0 | 0 | 0 | 0 | 0 | 0 | 0 | 0 | 0 | 0 | 0 | 0 |  | 0 | 0 | 0 | 0 | 0 | 0 |  |  | 0 | 0 | 0 | 0 | 0 | 0 | 0 | 0 | 0 | 0 | 0 | 0 | 0 |  | 0 | 0 |  | 0 | 0
SDGE | Los Coches | 138 |  | 0 | 0 | 0 | 0 | 0 | 0 | 0 | 0 | 0 | 0 | 0 | 0 | 0 | 0 | 0 | 0 |  | 0 | 0 | 0 | 0 | 0 | 0 | 0 | 0 | 0 | 0 | 2.8 | 0 | 0 | 0 | 0 | 0 |  | 0 | 0 | 0 | 0 | 0 | 0 |  |  | 0 | 0 | 0 | 0 | 0 | 0 | 0 | 0 | 0 | 0 | 0 | 2.8 | 0 |  | 0 | 0 |  | 0 | 0
SDGE | Los Coches | 69 |  | 0 | 0 | 0 | 0 | 0 | 0 | 0 | 0 | 0 | 0 | 0 | 0 | 0 | 0 | 0 | 0 |  | 0 | 0 | 0 | 0 | 0 | 0 | 0 | 0 | 0 | 0 | 0 | 0 | 0 | 0 | 0 | 0 |  | 0 | 0 | 0 | 0 | 0 | 0 |  |  | 0 | 0 | 0 | 0 | 0 | 0 | 0 | 0 | 0 | 0 | 0 | 0 | 0 |  | 0 | 0 |  | 0 | 0
PG&E GBA | Los Esteros | 115 |  | 0 | 0 | 0 | 0 | 0 | 0 | 0 | 0 | 0 | 0 | 0 | 0 | 0 | 0 | 0 | 0 |  | 0 | 0 | 0 | 0 | 0 | 0 | 0 | 0 | 0 | 0 | 0 | 0 | 0 | 0 | 0 | 0 |  | 7 | 0 | 0 | 0 | 0 | 0 |  |  | 0 | 0 | 0 | 0 | 0 | 0 | 0 | 0 | 0 | 0 | 7 | 0 | 0 |  | 0 | 0 |  | 0 | 0
PG&E GBA | Los Esteros | 230 |  | 0 | 0 | 0 | 0 | 0 | 0 | 0 | 0 | 0 | 0 | 0 | 0 | 0 | 0 | 0 | 0 |  | 0 | 0 | 0 | 0 | 0 | 0 | 0 | 0 | 0 | 0 | 0 | 0 | 0 | 0 | 0 | 0 |  | 0 | 0 | 0 | 0 | 0 | 0 |  |  | 0 | 0 | 0 | 0 | 0 | 0 | 0 | 0 | 0 | 0 | 0 | 0 | 0 |  | 0 | 0 |  | 0 | 0
PG&E GBA | Los Positas | 230 |  | 0 | 0 | 0 | 0 | 0 | 0 | 0 | 0 | 0 | 0 | 0 | 0 | 0 | 0 | 0 | 0 |  | 0 | 0 | 0 | 0 | 0 | 0 | 0 | 0 | 0 | 0 | 0 | 0 | 0 | 0 | 0 | 0 |  | 0 | 0 | 0 | 0 | 0 | 0 |  |  | 0 | 0 | 0 | 0 | 0 | 0 | 0 | 0 | 0 | 0 | 0 | 0 | 0 |  | 0 | 0 |  | 0 | 0
PG&E GBA | Los Positas | 60 |  | 0 | 0 | 0 | 0 | 0 | 0 | 0 | 0 | 0 | 0 | 0 | 0 | 0 | 0 | 0 | 0 |  | 0 | 0 | 0 | 0 | 0 | 0 | 0 | 0 | 0 | 0 | 0 | 0 | 0 | 0 | 0 | 0 |  | 0 | 0 | 0 | 0 | 0 | 0 |  |  | 0 | 0 | 0 | 0 | 0 | 0 | 0 | 0 | 0 | 0 | 0 | 0 | 0 |  | 0 | 0 |  | 0 | 0
SDGE | Loveland | 69 |  | 0 | 0 | 0 | 0 | 0 | 0 | 0 | 0 | 0 | 0 | 0 | 0 | 0 | 0 | 0 | 0 |  | 0 | 0 | 0 | 0 | 0 | 0 | 0 | 0 | 0 | 0 | 0 | 0 | 0 | 0 | 0 | 0 |  | 0 | 0 | 0 | 0 | 0 | 0 |  |  | 0 | 0 | 0 | 0 | 0 | 0 | 0 | 0 | 0 | 0 | 0 | 0 | 0 |  | 0 | 0 |  | 0 | 0
SCE NOL | Lugo | 230 |  | 0 | 0 | 0 | 0 | 0 | 0 | 0 | 0 | 0 | 0 | 0 | 0 | 0 | 0 | 0 | 0 |  | 0 | 0 | 0 | 0 | 0 | 0 | 0 | 0 | 0 | 0 | 0 | 0 | 0 | 0 | 0 | 0 |  | 100 | 480 | 0 | 480 | 0 | 0 |  |  | 0 | 0 | 0 | 0 | 0 | 0 | 0 | 0 | 0 | 0 | 100 | 480 | 0 | 480 | 0 | 0 | 0 | 0 | 0
SCE Metro | Lugo | 500 |  | 0 | 0 | 0 | 0 | 0 | 0 | 0 | 0 | 0 | 0 | 0 | 0 | 0 | 0 | 0 | 0 |  | 0 | 0 | 0 | 0 | 0 | 0 | 0 | 0 | 0 | 0 | 0 | 0 | 0 | 0 | 0 | 0 |  | 0 | 0 | 0 | 0 | 0 | 0 |  |  | 0 | 0 | 0 | 0 | 0 | 0 | 0 | 0 | 0 | 0 | 0 | 0 | 0 | 0 | 0 | 0 | 0 | 0 | 0
PG&E FRESNO | Madera | 70 |  | 0 | 0 | 0 | 0 | 0 | 0 | 0 | 0 | 0 | 0 | 0 | 0 | 0 | 0 | 0 | 0 |  | 0 | 0 | 0 | 0 | 0 | 0 | 0 | 0 | 0 | 0 | 0 | 0 | 0 | 0 | 0 | 0 |  | 0 | 0 | 0 | 0 | 0 | 0 |  |  | 0 | 0 | 0 | 0 | 0 | 0 | 0 | 0 | 0 | 0 | 0 | 0 | 0 |  | 0 | 0 |  | 0 | 0
PG&E NGBA | Madison | 115 |  | 0 | 0 | 0 | 0 | 0 | 0 | 0 | 0 | 0 | 0 | 0 | 0 | 0 | 0 | 0 | 0 |  | 0 | 0 | 0 | 0 | 0 | 0 | 0 | 0 | 0 | 0 | 0 | 0 | 0 | 0 | 0 | 0 |  | 0 | 0 | 0 | 0 | 0 | 0 |  |  | 0 | 0 | 0 | 0 | 0 | 0 | 0 | 0 | 0 | 0 | 0 | 0 | 0 |  | 0 | 0 |  | 0 | 0
PG&E KERN | Magunden | 115 |  | 0 | 0 | 0 | 0 | 0 | 0 | 0 | 0 | 0 | 0 | 0 | 0 | 0 | 0 | 0 | 0 |  | 0 | 0 | 0 | 0 | 0 | 0 | 0 | 0 | 0 | 0 | 0 | 0 | 0 | 0 | 0 | 0 |  | 0 | 0 | 0 | 0 | 0 | 0 |  |  | 0 | 0 | 0 | 0 | 0 | 0 | 0 | 0 | 0 | 0 | 0 | 0 | 0 |  | 0 | 0 |  | 0 | 0
SCE Northern | Magunden | 230 |  | 0 | 0 | 0 | 0 | 0 | 0 | 0 | 0 | 0 | 0 | 0 | 0 | 0 | 0 | 0 | 0 |  | 0 | 0 | 0 | 0 | 0 | 0 | 0 | 0 | 0 | 0 | 0 | 0 | 0 | 0 | 0 | 0 |  | 0 | 0 | 0 | 0 | 0 | 0 |  |  | 0 | 0 | 0 | 0 | 0 | 0 | 0 | 0 | 0 | 0 | 0 | 0 | 0 |  | 0 | 0 |  | 0 | 0
PG&E FRESNO | Malaga | 115 |  | 0 | 0 | 0 | 0 | 0 | 0 | 0 | 0 | 0 | 0 | 0 | 0 | 0 | 0 | 0 | 0 |  | 0 | 4.494 | 0 | 0 | 0 | 0 | 0 | 0 | 0 | 4.494 | 0 | 0 | 0 | 0 | 0 | 0 |  | 0 | 0 | 0 | 0 | 0 | 0 |  |  | 0 | 0 | 4.494 | 0 | 0 | 0 | 0 | 0 | 0 | 0 | 4.494 | 0 | 0 |  | 0 | 0 |  | 0 | 0
PG&E NGBA | Malin | 500 |  | 0 | 0 | 0 | 0 | 0 | 0 | 0 | 0 | 0 | 0 | 0 | 0 | 0 | 0 | 0 | 0 |  | 0 | 0 | 0 | 0 | 0 | 0 | 0 | 0 | 0 | 0 | 0 | 0 | 0 | 0 | 0 | 0 |  | 0 | 0 | 0 | 0 | 0 | 0 | 415 |  | 0 | 0 | 0 | 0 | 0 | 0 | 0 | 0 | 0 | 0 | 0 | 0 | 0 | 0 | 0 | 0 | 415 | 0 | 0
SCE Northern | Mandalay | 230 |  | 0 | 0 | 0 | 0 | 0 | 0 | 0 | 0 | 0 | 0 | 0 | 0 | 0 | 0 | 0 | 0 |  | 0 | 0 | 0 | 0 | 0 | 0 | 0 | 0 | 0 | 0 | 0 | 0 | 0 | 0 | 0 | 0 |  | 0 | 0 | 0 | 0 | 0 | 0 |  |  | 0 | 0 | 0 | 0 | 0 | 0 | 0 | 0 | 0 | 0 | 0 | 0 | 0 |  | 0 | 0 |  | 0 | 0
PG&E FRESNO | Manning | 230 |  | 0 | 0 | 0 | 0 | 0 | 0 | 0 | 0 | 0 | 0 | 0 | 0 | 0 | 0 | 0 | 0 |  | 0 | 0 | 0 | 0 | 0 | 0 | 0 | 0 | 0 | 0 | 0 | 0 | 0 | 0 | 0 | 0 |  | 9 | 0 | 0 | 0 | 0 | 0 |  |  | 0 | 0 | 0 | 0 | 0 | 0 | 0 | 0 | 0 | 0 | 9 | 0 | 0 |  | 0 | 0 |  | 0 | 0
PG&E FRESNO | Manning | 500 |  | 0 | 0 | 0 | 0 | 0 | 0 | 0 | 0 | 0 | 0 | 0 | 0 | 0 | 0 | 0 | 0 |  | 0 | 0 | 0 | 0 | 0 | 0 | 0 | 0 | 0 | 0 | 0 | 0 | 0 | 0 | 0 | 0 |  | 0 | 0 | 0 | 0 | 0 | 0 |  |  | 0 | 0 | 0 | 0 | 0 | 0 | 0 | 0 | 0 | 0 | 0 | 0 | 0 |  | 0 | 0 |  | 0 | 0
PG&E GBA | Manteca | 115 |  | 0 | 0 | 0 | 0 | 0 | 0 | 0 | 0 | 0 | 0 | 0 | 0 | 0 | 0 | 0 | 0 |  | 0 | 0 | 0 | 0 | 0 | 0 | 0 | 0 | 0 | 0 | 0 | 0 | 0 | 0 | 0 | 0 |  | 0 | 0 | 0 | 0 | 0 | 0 |  |  | 0 | 0 | 0 | 0 | 0 | 0 | 0 | 0 | 0 | 0 | 0 | 0 | 0 |  | 0 | 0 |  | 0 | 0
SDGE | Margarita | 138 |  | 0 | 0 | 0 | 0 | 0 | 0 | 0 | 0 | 0 | 0 | 0 | 0 | 0 | 0 | 0 | 0 |  | 0 | 0 | 0 | 0 | 0 | 0 | 0 | 0 | 0 | 0 | 0 | 0 | 0 | 0 | 0 | 0 |  | 0 | 0 | 0 | 0 | 0 | 0 |  |  | 0 | 0 | 0 | 0 | 0 | 0 | 0 | 0 | 0 | 0 | 0 | 0 | 0 |  | 0 | 0 |  | 0 | 0
PG&E GBA | Martin | 230 |  | 0 | 0 | 0 | 0 | 0 | 0 | 0 | 0 | 0 | 0 | 0 | 0 | 0 | 0 | 0 | 0 |  | 0 | 0 | 0 | 0 | 0 | 0 | 0 | 0 | 0 | 0 | 0 | 0 | 0 | 0 | 0 | 0 |  | 0 | 0 | 0 | 0 | 0 | 0 |  |  | 0 | 0 | 0 | 0 | 0 | 0 | 0 | 0 | 0 | 0 | 0 | 0 | 0 |  | 0 | 0 |  | 0 | 0
PG&E GBA | Martin | 115 |  | 0 | 0 | 0 | 0 | 0 | 0 | 0 | 0 | 0 | 0 | 0 | 0 | 0 | 0 | 0 | 0 |  | 0 | 0 | 0 | 0 | 0 | 0 | 0 | 0 | 0 | 0 | 0 | 0 | 0 | 0 | 0 | 0 |  | 0 | 0 | 0 | 0 | 0 | 0 |  |  | 0 | 0 | 0 | 0 | 0 | 0 | 0 | 0 | 0 | 0 | 0 | 0 | 0 |  | 0 | 0 |  | 0 | 0
PG&E GBA | Martinez | 115 |  | 0 | 0 | 0 | 0 | 0 | 0 | 0 | 0 | 0 | 0 | 0 | 0 | 0 | 0 | 0 | 0 |  | 0 | 0 | 0 | 0 | 0 | 0 | 0 | 0 | 0 | 0 | 0 | 0 | 0 | 0 | 0 | 0 |  | 0 | 0 | 0 | 0 | 0 | 0 |  |  | 0 | 0 | 0 | 0 | 0 | 0 | 0 | 0 | 0 | 0 | 0 | 0 | 0 |  | 0 | 0 |  | 0 | 0
PG&E FRESNO | Mc Mullin | 230 |  | 0 | 0 | 0 | 0 | 0 | 0 | 0 | 0 | 0 | 0 | 0 | 0 | 0 | 0 | 0 | 0 |  | 0 | 0 | 0 | 0 | 0 | 0 | 0 | 0 | 0 | 0 | 0 | 0 | 0 | 0 | 0 | 0 |  | 0 | 0 | 0 | 0 | 0 | 0 |  |  | 0 | 0 | 0 | 0 | 0 | 0 | 0 | 0 | 0 | 0 | 0 | 0 | 0 |  | 0 | 0 |  | 0 | 0
PG&E FRESNO | McCall | 115 |  | 0 | 0 | 0 | 0 | 0 | 0 | 0 | 0 | 0 | 0 | 0 | 0 | 0 | 0 | 0 | 0 |  | 0 | 5.76 | 0 | 0 | 0 | 0 | 0 | 0 | 0 | 11.61 | 0 | 0 | 0 | 0 | 0 | 0 |  | 0 | 0 | 0 | 0 | 0 | 0 |  |  | 0 | 0 | 5.76 | 0 | 0 | 0 | 0 | 0 | 0 | 0 | 11.61 | 0 | 0 |  | 0 | 0 |  | 0 | 0
PG&E FRESNO | McCall | 230 |  | 0 | 0 | 0 | 0 | 0 | 0 | 0 | 0 | 0 | 0 | 0 | 0 | 0 | 0 | 0 | 0 |  | 0 | 0 | 0 | 0 | 0 | 0 | 0 | 0 | 0 | 0 | 0 | 0 | 0 | 0 | 0 | 0 |  | 0 | 0 | 0 | 0 | 0 | 0 |  |  | 0 | 0 | 0 | 0 | 0 | 0 | 0 | 0 | 0 | 0 | 0 | 0 | 0 |  | 0 | 0 |  | 0 | 0
PG&E GBA | Meadow Lane | 115 |  | 0 | 0 | 0 | 0 | 0 | 0 | 0 | 0 | 0 | 0 | 0 | 0 | 0 | 0 | 0 | 0 |  | 0 | 1.6979 | 0 | 0 | 0 | 0 | 0 | 0.98288 | 0 | 1.6979 | 0 | 0 | 0 | 0 | 0 | 0.98288 |  | 0 | 0 | 0 | 0 | 0 | 0 |  |  | 0 | 0 | 1.6979 | 0 | 0 | 0 | 0 | 0 | 0.98288 | 0 | 1.6979 | 0 | 0 |  | 0 | 0 |  | 0 | 0.98288
PG&E GBA | Melones | 115 |  | 0 | 0 | 0 | 0 | 0 | 0 | 0 | 0 | 0 | 0 | 0 | 0 | 0 | 0 | 0 | 0 |  | 0 | 0 | 0 | 0 | 0 | 0 | 0 | 0 | 0 | 0 | 0 | 0 | 0 | 0 | 0 | 0 |  | 0 | 0 | 0 | 0 | 0 | 0 |  |  | 0 | 0 | 0 | 0 | 0 | 0 | 0 | 0 | 0 | 0 | 0 | 0 | 0 |  | 0 | 0 |  | 0 | 0
PG&E GBA | Melones | 230 |  | 0 | 0 | 0 | 0 | 0 | 0 | 0 | 0 | 0 | 0 | 0 | 0 | 0 | 0 | 0 | 0 |  | 0 | 0 | 0 | 0 | 0 | 0 | 0 | 0 | 0 | 0 | 0 | 0 | 0 | 0 | 0 | 0 |  | 0 | 0 | 0 | 0 | 0 | 0 |  |  | 0 | 0 | 0 | 0 | 0 | 0 | 0 | 0 | 0 | 0 | 0 | 0 | 0 |  | 0 | 0 |  | 0 | 0
SDGE | Melrose | 69 |  | 0 | 0 | 0 | 0 | 0 | 0 | 0 | 0 | 0 | 0 | 0 | 0 | 0 | 0 | 0 | 0 |  | 0 | 0 | 0 | 0 | 0 | 0 | 0 | 0 | 0 | 0 | 0 | 0 | 0 | 0 | 0 | 0 |  | 0 | 0 | 0 | 0 | 0 | 0 |  |  | 0 | 0 | 0 | 0 | 0 | 0 | 0 | 0 | 0 | 0 | 0 | 0 | 0 |  | 0 | 0 |  | 0 | 0
PG&E NGBA | Mendocino | 115 |  | 0 | 0 | 0 | 0 | 0 | 0 | 0 | 0 | 0 | 0 | 0 | 0 | 0 | 0 | 0 | 0 |  | 0 | 0 | 0 | 0 | 0 | 0 | 0 | 0 | 0 | 0 | 0 | 0 | 0 | 0 | 0 | 0 |  | 0 | 0 | 0 | 0 | 0 | 0 |  |  | 0 | 0 | 0 | 0 | 0 | 0 | 0 | 0 | 0 | 0 | 0 | 0 | 0 |  | 0 | 0 |  | 0 | 0
PG&E NGBA | Mendocino | 60 |  | 0 | 0 | 0 | 0 | 0 | 0 | 0 | 0 | 0 | 0 | 0 | 0 | 0 | 0 | 0 | 0 |  | 0 | 0 | 0 | 0 | 0 | 0 | 0 | 0 | 0 | 0 | 0 | 0 | 0 | 0 | 0 | 0 |  | 0 | 0 | 0 | 0 | 0 | 0 |  |  | 0 | 0 | 0 | 0 | 0 | 0 | 0 | 0 | 0 | 0 | 0 | 0 | 0 |  | 0 | 0 |  | 0 | 0
PG&E FRESNO | Mendota | 115 |  | 0 | 0 | 0 | 0 | 0 | 0 | 0 | 0 | 0 | 0 | 0 | 0 | 0 | 0 | 0 | 0 |  | 0 | 0 | 0 | 0 | 0 | 0 | 0 | 0 | 0 | 0 | 0 | 0 | 0 | 0 | 0 | 0 |  | 0 | 0 | 0 | 0 | 0 | 0 |  |  | 0 | 0 | 0 | 0 | 0 | 0 | 0 | 0 | 0 | 0 | 0 | 0 | 0 |  | 0 | 0 |  | 0 | 0
PG&E GBA | Menlo | 60 |  | 0 | 0 | 0 | 0 | 0 | 0 | 0 | 0 | 0 | 0 | 0 | 0 | 0 | 0 | 0 | 0 |  | 0 | 0.345 | 0 | 0 | 0 | 0 | 0 | 0 | 0 | 1.273 | 0 | 0 | 0 | 0 | 0 | 0 |  | 0 | 0 | 0 | 0 | 0 | 0 |  |  | 0 | 0 | 0.345 | 0 | 0 | 0 | 0 | 0 | 0 | 0 | 1.273 | 0 | 0 |  | 0 | 0 |  | 0 | 0
PG&E FRESNO | Merced | 115 |  | 0 | 0 | 0 | 0 | 0 | 0 | 0 | 0 | 0 | 0 | 0 | 0 | 0 | 0 | 0 | 0 |  | 0 | 4.125 | 0 | 0 | 0 | 0 | 0 | 0 | 0 | 4.125 | 0 | 0 | 0 | 0 | 0 | 0 |  | 0 | 0 | 0 | 0 | 0 | 0 |  |  | 0 | 0 | 4.125 | 0 | 0 | 0 | 0 | 0 | 0 | 0 | 4.125 | 0 | 0 |  | 0 | 0 |  | 0 | 0
SCE EOP | Mercury | 138 |  | 0 | 0 | 0 | 0 | 0 | 0 | 0 | 0 | 0 | 0 | 0 | 0 | 0 | 0 | 0 | 0 |  | 0 | 0 | 0 | 0 | 0 | 0 | 0 | 0 | 0 | 0 | 0 | 0 | 0 | 0 | 0 | 0 |  | 0 | 0 | 0 | 0 | 0 | 0 |  |  | 0 | 0 | 0 | 0 | 0 | 0 | 0 | 0 | 0 | 0 | 0 | 0 | 0 |  | 0 | 0 |  | 0 | 0
PG&E FRESNO | Mercy Springs | 70 |  | 0 | 0 | 0 | 0 | 0 | 0 | 0 | 0 | 0 | 0 | 0 | 0 | 0 | 0 | 0 | 0 |  | 0 | 0 | 0 | 0 | 0 | 0 | 0 | 0 | 0 | 0 | 0 | 0 | 0 | 0 | 0 | 0 |  | 0 | 0 | 0 | 0 | 0 | 0 |  |  | 0 | 0 | 0 | 0 | 0 | 0 | 0 | 0 | 0 | 0 | 0 | 0 | 0 |  | 0 | 0 |  | 0 | 0
PG&E NGBA | Meridian | 60 |  | 0 | 0 | 0 | 0 | 0 | 0 | 0 | 0 | 0 | 0 | 0 | 0 | 0 | 0 | 0 | 0 |  | 0 | 0 | 0 | 0 | 0 | 0 | 0 | 0 | 0 | 0 | 0 | 0 | 0 | 0 | 0 | 0 |  | 0 | 0 | 0 | 0 | 0 | 0 |  |  | 0 | 0 | 0 | 0 | 0 | 0 | 0 | 0 | 0 | 0 | 0 | 0 | 0 |  | 0 | 0 |  | 0 | 0
PG&E KERN | Mesa (PGE) | 115 |  | 0 | 0 | 0 | 0 | 0 | 0 | 0 | 0 | 0 | 0 | 0 | 0 | 0 | 0 | 0 | 0 |  | 0 | 0 | 0 | 0 | 0 | 0 | 0 | 0 | 0 | 0 | 0 | 0 | 0 | 0 | 0 | 0 |  | 0 | 0 | 0 | 0 | 0 | 0 |  |  | 0 | 0 | 0 | 0 | 0 | 0 | 0 | 0 | 0 | 0 | 0 | 0 | 0 |  | 0 | 0 |  | 0 | 0
PG&E KERN | Mesa (PGE) | 230 |  | 0 | 0 | 0 | 0 | 0 | 0 | 0 | 0 | 0 | 0 | 0 | 0 | 0 | 0 | 0 | 0 |  | 0 | 0 | 0 | 0 | 0 | 0 | 0 | 0 | 0 | 0 | 0 | 0 | 0 | 0 | 0 | 0 |  | 0 | 0 | 0 | 0 | 0 | 0 | 600 |  | 0 | 0 | 0 | 0 | 0 | 0 | 0 | 0 | 0 | 0 | 0 | 0 | 0 |  | 0 | 0 |  | 0 | 0
SCE Metro | Mesa (SCE) | 230 |  | 0 | 0 | 0 | 0 | 0 | 0 | 0 | 3.5 | 0 | 0.72 | 0 | 0 | 0 | 0 | 0 | 7 |  | 0 | 0 | 0 | 0 | 0 | 0 | 0 | 0 | 0 | 0 | 0 | 0 | 0 | 0 | 0 | 0 |  | 0 | 0 | 0 | 0 | 0 | 0 |  |  | 0 | 0 | 0 | 0 | 0 | 0 | 0 | 0 | 3.5 | 0 | 0.72 | 0 | 0 |  | 0 | 0 |  | 0 | 7
SCE Metro | Mesa (SCE) | 500 |  | 0 | 0 | 0 | 0 | 0 | 0 | 0 | 0 | 0 | 0 | 0 | 0 | 0 | 0 | 0 | 0 |  | 0 | 0 | 0 | 0 | 0 | 0 | 0 | 0 | 0 | 0 | 0 | 0 | 0 | 0 | 0 | 0 |  | 0 | 0 | 0 | 0 | 0 | 0 |  |  | 0 | 0 | 0 | 0 | 0 | 0 | 0 | 0 | 0 | 0 | 0 | 0 | 0 |  | 0 | 0 |  | 0 | 0
SDGE | Mesa Heights | 69 |  | 0 | 0 | 0 | 0 | 0 | 0 | 0 | 0 | 0 | 0 | 0 | 0 | 0 | 0 | 0 | 3 |  | 0 | 0 | 0 | 0 | 0 | 0 | 0 | 0 | 0 | 0 | 0 | 0 | 0 | 0 | 0 | 0 |  | 0 | 0 | 0 | 0 | 0 | 0 |  |  | 0 | 0 | 0 | 0 | 0 | 0 | 0 | 0 | 0 | 0 | 0 | 0 | 0 |  | 0 | 0 |  | 0 | 3
PG&E GBA | Metcalf | 115 |  | 0 | 0 | 0 | 0 | 0 | 0 | 0 | 0 | 0 | 0 | 0 | 0 | 0 | 0 | 0 | 0 |  | 0 | 0 | 0 | 0 | 0 | 0 | 0 | 0 | 0 | 0 | 0 | 0 | 0 | 0 | 0 | 0 |  | 0 | 0 | 0 | 0 | 0 | 0 |  |  | 0 | 0 | 0 | 0 | 0 | 0 | 0 | 0 | 0 | 0 | 0 | 0 | 0 |  | 0 | 0 |  | 0 | 0
PG&E GBA | Metcalf | 230 |  | 0 | 0 | 0 | 0 | 0 | 0 | 0 | 0 | 0 | 0 | 0 | 0 | 0 | 0 | 0 | 0 |  | 0 | 0 | 0 | 0 | 0 | 0 | 0 | 0 | 0 | 0 | 0 | 0 | 0 | 0 | 0 | 0 |  | 0 | 0 | 0 | 0 | 0 | 0 |  |  | 0 | 0 | 0 | 0 | 0 | 0 | 0 | 0 | 0 | 0 | 0 | 0 | 0 |  | 0 | 0 |  | 0 | 0
PG&E GBA | Metcalf | 500 |  | 0 | 0 | 0 | 0 | 0 | 0 | 0 | 0 | 0 | 0 | 0 | 0 | 0 | 0 | 0 | 0 |  | 0 | 0 | 0 | 0 | 0 | 0 | 0 | 0 | 0 | 0 | 0 | 0 | 0 | 0 | 0 | 0 |  | 0 | 0 | 0 | 0 | 0 | 0 |  |  | 0 | 0 | 0 | 0 | 0 | 0 | 0 | 0 | 0 | 0 | 0 | 0 | 0 |  | 0 | 0 |  | 0 | 0
PG&E KERN | Midway | 115 |  | 0 | 0 | 0 | 0 | 0 | 0 | 0 | 0 | 0 | 0 | 0 | 0 | 0 | 0 | 0 | 0 |  | 0 | 0 | 0 | 0 | 0 | 0 | 0 | 0 | 0 | 0 | 0 | 0 | 0 | 0 | 0 | 20 |  | 800 | 0 | 0 | 0 | 0 | 0 |  |  | 800 | 0 | 0 | 0 | 0 | 0 | 0 | 0 | 0 | 0 | 800 | 0 | 0 |  | 0 | 0 |  | 0 | 820
PG&E KERN | Midway | 230 |  | 0 | 0 | 0 | 0 | 0 | 0 | 0 | 0 | 0 | 0 | 0 | 0 | 0 | 0 | 0 | 0 |  | 0 | 0 | 0 | 0 | 0 | 0 | 0 | 0 | 0 | 0 | 0 | 0 | 0 | 0 | 0 | 0 |  | 1300 | 0 | 0 | 0 | 0 | 0 |  |  | 1300 | 0 | 0 | 0 | 0 | 0 | 0 | 0 | 0 | 0 | 1300 | 0 | 0 |  | 0 | 0 |  | 0 | 1300
PG&E KERN | Midway | 500 |  | 0 | 0 | 0 | 0 | 0 | 0 | 0 | 0 | 0 | 0 | 0 | 0 | 0 | 0 | 0 | 0 |  | 0 | 0 | 0 | 0 | 0 | 0 | 0 | 0 | 0 | 0 | 0 | 0 | 0 | 0 | 0 | 0 |  | 0 | 0 | 0 | 0 | 0 | 0 |  |  | 0 | 0 | 0 | 0 | 0 | 0 | 0 | 0 | 0 | 0 | 0 | 0 | 0 |  | 0 | 0 |  | 0 | 0
SDGE | Miguel | 230 |  | 0 | 0 | 0 | 0 | 0 | 0 | 0 | 0 | 0 | 0 | 0 | 0 | 0 | 0 | 0 | 0 |  | 0 | 0 | 0 | 0 | 0 | 0 | 0 | 0 | 0 | 0 | 0 | 0 | 0 | 0 | 0 | 0 |  | 0 | 0 | 0 | 0 | 0 | 0 |  |  | 0 | 0 | 0 | 0 | 0 | 0 | 0 | 0 | 0 | 0 | 0 | 0 | 0 |  | 0 | 0 |  | 0 | 0
SDGE | Miguel | 500 |  | 0 | 0 | 0 | 0 | 0 | 0 | 0 | 0 | 0 | 0 | 0 | 0 | 0 | 0 | 0 | 0 |  | 0 | 0 | 0 | 0 | 0 | 0 | 0 | 0 | 0 | 0 | 0 | 0 | 0 | 0 | 0 | 0 |  | 0 | 0 | 0 | 0 | 0 | 0 |  |  | 0 | 0 | 0 | 0 | 0 | 0 | 0 | 0 | 0 | 0 | 0 | 0 | 0 |  | 0 | 0 |  | 0 | 0
SDGE | Miguel | 69 |  | 0 | 0 | 0 | 0 | 0 | 0 | 0 | 0 | 0 | 0 | 0 | 0 | 0 | 0 | 0 | 0 |  | 0 | 0 | 0 | 0 | 0 | 0 | 0 | 0 | 0 | 0 | 0 | 0 | 0 | 0 | 0 | 0 |  | 0 | 0 | 0 | 0 | 0 | 0 |  |  | 0 | 0 | 0 | 0 | 0 | 0 | 0 | 0 | 0 | 0 | 0 | 0 | 0 |  | 0 | 0 |  | 0 | 0
PG&E GBA | Millbrae | 115 |  | 0 | 0 | 0 | 0 | 0 | 0 | 0 | 0 | 0 | 0 | 0 | 0 | 0 | 0 | 0 | 0 |  | 0 | 6.2558 | 0 | 0 | 0 | 0 | 0 | 3.7248 | 0 | 6.2558 | 0 | 0 | 0 | 0 | 0 | 3.7248 |  | 0 | 0 | 0 | 0 | 0 | 0 |  |  | 0 | 0 | 6.2558 | 0 | 0 | 0 | 0 | 0 | 3.7248 | 0 | 6.2558 | 0 | 0 |  | 0 | 0 |  | 0 | 3.7248
PG&E GBA | Miller | 115 |  | 0 | 0 | 0 | 0 | 0 | 0 | 0 | 0 | 0 | 0 | 0 | 0 | 0 | 0 | 0 | 0 |  | 0 | 0 | 0 | 0 | 0 | 0 | 0 | 0 | 0 | 0 | 0 | 0 | 0 | 0 | 0 | 0 |  | 0 | 0 | 0 | 0 | 0 | 0 |  |  | 0 | 0 | 0 | 0 | 0 | 0 | 0 | 0 | 0 | 0 | 0 | 0 | 0 |  | 0 | 0 |  | 0 | 0
SCE Metro | Mira Loma | 230 |  | 0 | 0 | 0 | 0 | 0 | 0 | 0 | 101.2 | 0 | 0 | 0 | 0 | 0 | 0 | 0 | 103.7 |  | 0 | 0 | 0 | 0 | 0 | 0 | 0 | 0 | 0 | 0 | 0 | 0 | 0 | 0 | 0 | 0 |  | 100 | 0 | 0 | 0 | 0 | 0 |  |  | 0 | 0 | 0 | 0 | 0 | 0 | 0 | 0 | 101.2 | 0 | 100 | 0 | 0 |  | 0 | 0 |  | 0 | 103.7
SCE Metro | Mira Loma | 500 |  | 0 | 0 | 0 | 0 | 0 | 0 | 0 | 0 | 0 | 0 | 0 | 0 | 0 | 0 | 0 | 0 |  | 0 | 0 | 0 | 0 | 0 | 0 | 0 | 0 | 0 | 0 | 0 | 0 | 0 | 0 | 0 | 0 |  | 0 | 0 | 0 | 0 | 0 | 0 |  |  | 0 | 0 | 0 | 0 | 0 | 0 | 0 | 0 | 0 | 0 | 0 | 0 | 0 |  | 0 | 0 |  | 0 | 0
SCE Eastern | Mirage | 115 |  | 0 | 0 | 0 | 0 | 0 | 0 | 0 | 0 | 0 | 0 | 0 | 0 | 0 | 0 | 0 | 0 |  | 0 | 0 | 0 | 0 | 0 | 0 | 0 | 0 | 0 | 0 | 0 | 0 | 0 | 0 | 0 | 0 |  | 0 | 0 | 0 | 0 | 0 | 0 |  |  | 0 | 0 | 0 | 0 | 0 | 0 | 0 | 0 | 0 | 0 | 0 | 0 | 0 | 0 | 0 | 0 | 0 | 0 | 0
SCE Eastern | Mirage | 230 |  | 0 | 0 | 0 | 0 | 0 | 0 | 0 | 0 | 0 | 0 | 0 | 0 | 0 | 0 | 0 | 219.949 |  | 0 | 0 | 0 | 0 | 0 | 0 | 0 | 0 | 0 | 0 | 0 | 0 | 0 | 0 | 0 | 0 |  | 0 | 0 | 0 | 0 | 0 | 0 |  |  | 0 | 0 | 0 | 0 | 0 | 0 | 0 | 0 | 0 | 0 | 0 | 0 | 0 | 0 | 0 | 0 | 0 | 0 | 219.949
SDGE | Mission | 138 |  | 0 | 0 | 0 | 0 | 0 | 0 | 0 | 0 | 0 | 0 | 0 | 0 | 0 | 0 | 0 | 0 |  | 0 | 0 | 0 | 0 | 0 | 0 | 0 | 0 | 0 | 0 | 0 | 0 | 0 | 0 | 0 | 0 |  | 0 | 0 | 0 | 0 | 0 | 0 |  |  | 0 | 0 | 0 | 0 | 0 | 0 | 0 | 0 | 0 | 0 | 0 | 0 | 0 |  | 0 | 0 |  | 0 | 0
SDGE | Mission | 230 |  | 0 | 0 | 0 | 0 | 0 | 0 | 0 | 0 | 0 | 0 | 0 | 0 | 0 | 0 | 0 | 0 |  | 0 | 0 | 0 | 0 | 0 | 0 | 0 | 0 | 0 | 0 | 0 | 0 | 0 | 0 | 0 | 0 |  | 0 | 0 | 0 | 0 | 0 | 0 |  |  | 0 | 0 | 0 | 0 | 0 | 0 | 0 | 0 | 0 | 0 | 0 | 0 | 0 |  | 0 | 0 |  | 0 | 0
SDGE | Mission | 69 |  | 0 | 0 | 0 | 0 | 0 | 0 | 0 | 0 | 0 | 0 | 0 | 0 | 0 | 0 | 0 | 0 |  | 0 | 0 | 0 | 0 | 0 | 0 | 0 | 0 | 0 | 0 | 0 | 0 | 0 | 0 | 0 | 0 |  | 0 | 0 | 0 | 0 | 0 | 0 |  |  | 0 | 0 | 0 | 0 | 0 | 0 | 0 | 0 | 0 | 0 | 0 | 0 | 0 |  | 0 | 0 |  | 0 | 0
PG&E GBA | Mi-Wuk | 115 |  | 0 | 0 | 0 | 0 | 0 | 0 | 0 | 0 | 0 | 0 | 0 | 0 | 0 | 0 | 0 | 0 |  | 0 | 0 | 0 | 0 | 0 | 0 | 0 | 0 | 0 | 0 | 0 | 0 | 0 | 0 | 0 | 0 |  | 0 | 0 | 0 | 0 | 0 | 0 |  |  | 0 | 0 | 0 | 0 | 0 | 0 | 0 | 0 | 0 | 0 | 0 | 0 | 0 |  | 0 | 0 |  | 0 | 0
SCE EOP | Mohave | 500 |  | 0 | 0 | 0 | 0 | 0 | 0 | 0 | 0 | 0 | 0 | 0 | 0 | 0 | 0 | 0 | 0 |  | 0 | 0 | 0 | 0 | 0 | 0 | 0 | 0 | 0 | 0 | 0 | 0 | 0 | 0 | 0 | 0 |  | 0 | 0 | 0 | 0 | 0 | 0 |  |  | 0 | 0 | 0 | 0 | 0 | 0 | 0 | 0 | 0 | 0 | 0 | 0 | 0 |  | 0 | 0 |  | 0 | 0
PG&E NGBA | Monroe | 115 |  | 0 | 0 | 0 | 0 | 0 | 0 | 0 | 0 | 0 | 0 | 0 | 0 | 0 | 0 | 0 | 0 |  | 0 | 0 | 0 | 0 | 0 | 0 | 0 | 0 | 0 | 0 | 0 | 0 | 0 | 0 | 0 | 0 |  | 0 | 0 | 0 | 0 | 0 | 0 |  |  | 0 | 0 | 0 | 0 | 0 | 0 | 0 | 0 | 0 | 0 | 0 | 0 | 0 |  | 0 | 0 |  | 0 | 0
SDGE | Monserate | 69 |  | 0 | 0 | 0 | 0 | 0 | 0 | 0 | 0 | 0 | 0 | 0 | 0 | 0 | 0 | 0 | 0 |  | 0 | 0 | 0 | 0 | 0 | 0 | 0 | 0 | 0 | 0 | 0 | 0 | 0 | 0 | 0 | 0 |  | 0 | 0 | 0 | 0 | 0 | 0 |  |  | 0 | 0 | 0 | 0 | 0 | 0 | 0 | 0 | 0 | 0 | 0 | 0 | 0 |  | 0 | 0 |  | 0 | 0
PG&E GBA | Monta Vista | 115 |  | 0 | 0 | 0 | 0 | 0 | 0 | 0 | 0 | 0 | 0 | 0 | 0 | 0 | 0 | 0 | 0 |  | 0 | 0 | 0 | 0 | 0 | 0 | 0 | 0 | 0 | 0 | 0 | 0 | 0 | 0 | 0 | 0 |  | 0 | 0 | 0 | 0 | 0 | 0 |  |  | 0 | 0 | 0 | 0 | 0 | 0 | 0 | 0 | 0 | 0 | 0 | 0 | 0 |  | 0 | 0 |  | 0 | 0
PG&E GBA | Monta Vista | 230 |  | 0 | 0 | 0 | 0 | 0 | 0 | 0 | 0 | 0 | 0 | 0 | 0 | 0 | 0 | 0 | 0 |  | 0 | 0 | 0 | 0 | 0 | 0 | 0 | 0 | 0 | 0 | 0 | 0 | 0 | 0 | 0 | 0 |  | 0 | 0 | 0 | 0 | 0 | 0 |  |  | 0 | 0 | 0 | 0 | 0 | 0 | 0 | 0 | 0 | 0 | 0 | 0 | 0 |  | 0 | 0 |  | 0 | 0
PG&E GBA | Monta Vista | 60 |  | 0 | 0 | 0 | 0 | 0 | 0 | 0 | 0 | 0 | 0 | 0 | 0 | 0 | 0 | 0 | 0 |  | 0 | 0 | 0 | 0 | 0 | 0 | 0 | 0 | 0 | 0 | 0 | 0 | 0 | 0 | 0 | 0 |  | 0 | 0 | 0 | 0 | 0 | 0 |  |  | 0 | 0 | 0 | 0 | 0 | 0 | 0 | 0 | 0 | 0 | 0 | 0 | 0 |  | 0 | 0 |  | 0 | 0
PG&E NGBA | Monticello | 115 |  | 0 | 0 | 0 | 0 | 0 | 0 | 0 | 0 | 0 | 0 | 0 | 0 | 0 | 0 | 0 | 0 |  | 0 | 0 | 0 | 0 | 0 | 0 | 0 | 0 | 0 | 0 | 0 | 0 | 0 | 0 | 0 | 0 |  | 0 | 0 | 0 | 0 | 0 | 0 |  |  | 0 | 0 | 0 | 0 | 0 | 0 | 0 | 0 | 0 | 0 | 0 | 0 | 0 |  | 0 | 0 |  | 0 | 0
SCE Northern | Moorpark | 230 |  | 0 | 0 | 0 | 0 | 0 | 0 | 0 | 248 | 0 | 0 | 0 | 0 | 0 | 0 | 0 | 336.75 |  | 0 | 0 | 0 | 0 | 0 | 0 | 0 | 0 | 0 | 0 | 0 | 0 | 0 | 0 | 0 | 0 |  | 0 | 0 | 0 | 0 | 0 | 0 |  |  | 0 | 0 | 0 | 0 | 0 | 0 | 0 | 0 | 248 | 0 | 0 | 0 | 0 |  | 0 | 0 |  | 0 | 336.75
SCE Northern | Moorpark | 66 |  | 0 | 0 | 0 | 0 | 0 | 0 | 0 | 0 | 0 | 0 | 0 | 0 | 0 | 0 | 0 | 0 |  | 0 | 0 | 0 | 0 | 0 | 0 | 0 | 0 | 0 | 0 | 0 | 0 | 0 | 0 | 0 | 0 |  | 0 | 0 | 0 | 0 | 0 | 0 |  |  | 0 | 0 | 0 | 0 | 0 | 0 | 0 | 0 | 0 | 0 | 0 | 0 | 0 |  | 0 | 0 |  | 0 | 0
PG&E GBA | Moraga | 115 |  | 0 | 0 | 0 | 0 | 0 | 0 | 0 | 0 | 0 | 0 | 0 | 0 | 0 | 0 | 0 | 0 |  | 0 | 0 | 0 | 0 | 0 | 0 | 0 | 0 | 0 | 0 | 0 | 0 | 0 | 0 | 0 | 0 |  | 0 | 0 | 0 | 0 | 0 | 0 |  |  | 0 | 0 | 0 | 0 | 0 | 0 | 0 | 0 | 0 | 0 | 0 | 0 | 0 |  | 0 | 0 |  | 0 | 0
PG&E GBA | Moraga | 230 |  | 0 | 0 | 0 | 0 | 0 | 0 | 0 | 0 | 0 | 0 | 0 | 0 | 0 | 0 | 0 | 0 |  | 0 | 0 | 0 | 0 | 0 | 0 | 0 | 0 | 0 | 0 | 0 | 0 | 0 | 0 | 0 | 0 |  | 0 | 0 | 0 | 0 | 0 | 0 |  |  | 0 | 0 | 0 | 0 | 0 | 0 | 0 | 0 | 0 | 0 | 0 | 0 | 0 |  | 0 | 0 |  | 0 | 0
PG&E GBA | Morgan Hill | 115 |  | 0 | 0 | 0 | 0 | 0 | 0 | 0 | 0 | 0 | 0 | 0 | 0 | 0 | 0 | 0 | 0 |  | 0 | 0 | 0 | 0 | 0 | 0 | 0 | 20 | 0 | 0 | 0 | 0 | 0 | 0 | 0 | 20 |  | 0 | 0 | 0 | 0 | 0 | 0 |  |  | 0 | 0 | 0 | 0 | 0 | 0 | 0 | 0 | 20 | 0 | 0 | 0 | 0 |  | 0 | 0 |  | 0 | 20
PG&E KERN | Morro Bay | 115 |  | 0 | 0 | 0 | 0 | 0 | 0 | 0 | 0 | 0 | 0 | 0 | 0 | 0 | 0 | 0 | 0 |  | 0 | 0 | 0 | 0 | 0 | 0 | 0 | 0 | 0 | 0 | 0 | 0 | 0 | 0 | 0 | 0 |  | 0 | 0 | 0 | 0 | 0 | 0 |  |  | 0 | 0 | 0 | 0 | 0 | 0 | 0 | 0 | 0 | 0 | 0 | 0 | 0 |  | 0 | 0 |  | 0 | 0
PG&E KERN | Morro Bay | 230 |  | 0 | 0 | 0 | 0 | 0 | 0 | 0 | 0 | 0 | 0 | 0 | 0 | 0 | 0 | 0 | 0 |  | 0 | 0 | 0 | 0 | 0 | 0 | 0 | 0 | 0 | 0 | 0 | 0 | 0 | 0 | 0 | 0 |  | 0 | 0 | 0 | 0 | 0 | 0 |  |  | 0 | 0 | 0 | 0 | 0 | 0 | 0 | 0 | 0 | 0 | 0 | 0 | 0 |  | 0 | 0 |  | 0 | 0
PG&E KERN | Morro Bay | 500 |  | 0 | 0 | 0 | 0 | 0 | 0 | 0 | 0 | 0 | 0 | 0 | 0 | 0 | 0 | 0 | 0 |  | 0 | 0 | 0 | 0 | 0 | 0 | 0 | 0 | 0 | 0 | 0 | 0 | 0 | 0 | 0 | 0 |  | 0 | 0 | 0 | 0 | 0 | 0 |  |  | 0 | 0 | 0 | 0 | 0 | 0 | 0 | 0 | 0 | 0 | 0 | 0 | 0 |  | 0 | 0 |  | 0 | 0
PG&E GBA | Moss Landing | 115 |  | 0 | 0 | 0 | 0 | 0 | 0 | 0 | 0 | 0 | 0 | 0 | 0 | 0 | 0 | 0 | 0 |  | 0 | 0 | 0 | 0 | 0 | 0 | 0 | 0 | 0 | 0 | 0 | 0 | 0 | 0 | 0 | 0 |  | 0 | 0 | 0 | 0 | 0 | 0 |  |  | 0 | 0 | 0 | 0 | 0 | 0 | 0 | 0 | 0 | 0 | 0 | 0 | 0 |  | 0 | 0 |  | 0 | 0
PG&E GBA | Moss Landing | 230 |  | 0 | 0 | 0 | 0 | 0 | 0 | 0 | 0 | 0 | 0 | 0 | 0 | 0 | 0 | 0 | 0 |  | 0 | 0 | 0 | 0 | 0 | 0 | 0 | 0 | 0 | 0 | 0 | 0 | 0 | 0 | 0 | 0 |  | 0 | 0 | 0 | 0 | 0 | 0 |  |  | 0 | 0 | 0 | 0 | 0 | 0 | 0 | 0 | 0 | 0 | 0 | 0 | 0 |  | 0 | 0 |  | 0 | 0
PG&E GBA | Moss Landing | 500 |  | 0 | 0 | 0 | 0 | 0 | 0 | 0 | 0 | 0 | 0 | 0 | 0 | 0 | 0 | 0 | 0 |  | 0 | 0 | 0 | 0 | 0 | 0 | 0 | 0 | 0 | 0 | 0 | 0 | 0 | 0 | 0 | 0 |  | 0 | 0 | 0 | 0 | 0 | 0 |  |  | 0 | 0 | 0 | 0 | 0 | 0 | 0 | 0 | 0 | 0 | 0 | 0 | 0 |  | 0 | 0 |  | 0 | 0
SCE EOP | Mountain Pass | 115 |  | 0 | 0 | 0 | 0 | 0 | 0 | 0 | 0 | 0 | 0 | 0 | 0 | 0 | 0 | 0 | 0 |  | 0 | 0 | 0 | 0 | 0 | 0 | 0 | 0 | 0 | 0 | 0 | 0 | 0 | 0 | 0 | 0 |  | 0 | 0 | 0 | 0 | 0 | 0 |  |  | 0 | 0 | 0 | 0 | 0 | 0 | 0 | 0 | 0 | 0 | 0 | 0 | 0 |  | 0 | 0 |  | 0 | 0
PG&E GBA | Mountain View | 115 |  | 0 | 0 | 0 | 0 | 0 | 0 | 0 | 0 | 0 | 0 | 0 | 0 | 0 | 0 | 0 | 0 |  | 0 | 0 | 0 | 0 | 0 | 0 | 0 | 0 | 0 | 1.02 | 0 | 0 | 0 | 0 | 0 | 0 |  | 0 | 0 | 0 | 0 | 0 | 0 |  |  | 0 | 0 | 0 | 0 | 0 | 0 | 0 | 0 | 0 | 0 | 1.02 | 0 | 0 |  | 0 | 0 |  | 0 | 0
PG&E GBA | Mt Eden | 115 |  | 0 | 0 | 0 | 0 | 0 | 0 | 0 | 0 | 0 | 0 | 0 | 0 | 0 | 0 | 0 | 0 |  | 0 | 5.162 | 0 | 0 | 0 | 0 | 0 | 5.162 | 0 | 6.366 | 0 | 0 | 0 | 0 | 0 | 5.162 |  | 0 | 0 | 0 | 0 | 0 | 0 |  |  | 0 | 0 | 5.162 | 0 | 0 | 0 | 0 | 0 | 5.162 | 0 | 6.366 | 0 | 0 |  | 0 | 0 |  | 0 | 5.162
PG&E KERN | Mt Poso | 115 |  | 0 | 0 | 0 | 0 | 0 | 0 | 0 | 0 | 0 | 0 | 0 | 0 | 0 | 0 | 0 | 0 |  | 0 | 0 | 0 | 0 | 0 | 0 | 0 | 0 | 0 | 0 | 0 | 0 | 0 | 0 | 0 | 0 |  | 0 | 0 | 0 | 0 | 0 | 0 |  |  | 0 | 0 | 0 | 0 | 0 | 0 | 0 | 0 | 0 | 0 | 0 | 0 | 0 |  | 0 | 0 |  | 0 | 0
SDGE | Murray | 69 |  | 0 | 0 | 0 | 0 | 0 | 0 | 0 | 0 | 0 | 0 | 0 | 0 | 0 | 0 | 0 | 21 |  | 0 | 0 | 0 | 0 | 0 | 0 | 0 | 0 | 0 | 0 | 0 | 0 | 0 | 0 | 0 | 0 |  | 0 | 0 | 0 | 0 | 0 | 0 |  |  | 0 | 0 | 0 | 0 | 0 | 0 | 0 | 0 | 0 | 0 | 0 | 0 | 0 |  | 0 | 0 |  | 0 | 21
PG&E FRESNO | Mustang | 230 |  | 0 | 0 | 0 | 0 | 0 | 0 | 0 | 0 | 0 | 0 | 0 | 0 | 0 | 0 | 0 | 0 |  | 0 | 0 | 0 | 0 | 0 | 0 | 0 | 0 | 0 | 0 | 0 | 0 | 0 | 0 | 0 | 0 |  | 0 | 0 | 0 | 0 | 0 | 0 |  |  | 0 | 0 | 0 | 0 | 0 | 0 | 0 | 0 | 0 | 0 | 0 | 0 | 0 |  | 0 | 0 |  | 0 | 0
SCE Northern | Neenach | 66 |  | 0 | 0 | 0 | 0 | 0 | 0 | 0 | 0 | 0 | 0 | 0 | 0 | 0 | 0 | 0 | 0 |  | 0 | 0 | 0 | 0 | 0 | 0 | 0 | 0 | 0 | 0 | 0 | 0 | 0 | 0 | 0 | 0 |  | 0 | 0 | 0 | 0 | 0 | 0 |  |  | 0 | 0 | 0 | 0 | 0 | 0 | 0 | 0 | 0 | 0 | 0 | 0 | 0 |  | 0 | 0 |  | 0 | 0
PG&E KERN | New Sub - Gates - Midway (Proposed) | 230 |  | 0 | 0 | 0 | 0 | 0 | 0 | 0 | 0 | 0 | 0 | 0 | 0 | 0 | 0 | 0 | 0 |  | 0 | 0 | 0 | 0 | 0 | 0 | 0 | 0 | 0 | 0 | 0 | 0 | 0 | 0 | 0 | 0 |  | 0 | 0 | 0 | 0 | 0 | 0 |  |  | 0 | 0 | 0 | 0 | 0 | 0 | 0 | 0 | 0 | 0 | 0 | 0 | 0 |  | 0 | 0 |  | 0 | 0
PG&E KERN | New Sub - Gates - Templeton (Proposed) | 230 |  | 0 | 0 | 0 | 0 | 0 | 0 | 0 | 0 | 0 | 0 | 0 | 0 | 0 | 0 | 0 | 0 |  | 0 | 0 | 0 | 0 | 0 | 0 | 0 | 0 | 0 | 0 | 0 | 0 | 0 | 0 | 0 | 0 |  | 0 | 0 | 0 | 0 | 0 | 0 |  |  | 0 | 0 | 0 | 0 | 0 | 0 | 0 | 0 | 0 | 0 | 0 | 0 | 0 |  | 0 | 0 |  | 0 | 0
SCE NOL | New Sub - Kramer - Lugo (Proposed) | 230 |  | 0 | 0 | 0 | 0 | 0 | 0 | 0 | 0 | 0 | 0 | 0 | 0 | 0 | 0 | 0 | 0 |  | 0 | 0 | 0 | 0 | 0 | 0 | 0 | 0 | 0 | 0 | 0 | 0 | 0 | 0 | 0 | 0 |  | 0 | 0 | 0 | 0 | 0 | 0 |  |  | 0 | 0 | 0 | 0 | 0 | 0 | 0 | 0 | 0 | 0 | 0 | 0 | 0 |  | 0 | 0 |  | 0 | 0
PG&E FRESNO | New Sub - Los Banos - Midway (Proposed) | 500 |  | 0 | 0 | 0 | 0 | 0 | 0 | 0 | 0 | 0 | 0 | 0 | 0 | 0 | 0 | 0 | 0 |  | 0 | 0 | 0 | 0 | 0 | 0 | 0 | 0 | 0 | 0 | 0 | 0 | 0 | 0 | 0 | 0 |  | 0 | 0 | 0 | 0 | 0 | 0 |  |  | 0 | 0 | 0 | 0 | 0 | 0 | 0 | 0 | 0 | 0 | 0 | 0 | 0 |  | 0 | 0 |  | 0 | 0
SCE NOL | New Sub - Lugo - Pisgah (Proposed) | 230 |  | 0 | 0 | 0 | 0 | 0 | 0 | 0 | 0 | 0 | 0 | 0 | 0 | 0 | 0 | 0 | 0 |  | 0 | 0 | 0 | 0 | 0 | 0 | 0 | 0 | 0 | 0 | 0 | 0 | 0 | 0 | 0 | 0 |  | 0 | 0 | 0 | 0 | 0 | 0 |  |  | 0 | 0 | 0 | 0 | 0 | 0 | 0 | 0 | 0 | 0 | 0 | 0 | 0 |  | 0 | 0 |  | 0 | 0
PG&E KERN | New Sub - Midway - Wheeler Ridge (Proposed) | 230 |  | 0 | 0 | 0 | 0 | 0 | 0 | 0 | 0 | 0 | 0 | 0 | 0 | 0 | 0 | 0 | 0 |  | 0 | 0 | 0 | 0 | 0 | 0 | 0 | 0 | 0 | 0 | 0 | 0 | 0 | 0 | 0 | 0 |  | 0 | 0 | 0 | 0 | 0 | 0 |  |  | 0 | 0 | 0 | 0 | 0 | 0 | 0 | 0 | 0 | 0 | 0 | 0 | 0 |  | 0 | 0 |  | 0 | 0
PG&E NGBA | New Sub - Near existing Leavitt (PSREC) | 345 |  | 0 | 0 | 0 | 0 | 0 | 0 | 0 | 0 | 0 | 0 | 0 | 0 | 0 | 0 | 0 | 0 |  | 0 | 0 | 0 | 0 | 0 | 0 | 0 | 0 | 0 | 0 | 0 | 0 | 0 | 0 | 0 | 0 |  | 0 | 0 | 0 | 0 | 0 | 0 |  |  | 0 | 0 | 0 | 0 | 0 | 0 | 0 | 0 | 0 | 0 | 0 | 0 | 0 | 0 | 0 | 0 | 0 | 0 | 0
PG&E NGBA | New Sub - Near existing Madeline (NVE) | 345 |  | 0 | 0 | 0 | 0 | 0 | 0 | 0 | 0 | 0 | 0 | 0 | 0 | 0 | 0 | 0 | 0 |  | 0 | 0 | 0 | 0 | 0 | 0 | 0 | 0 | 0 | 0 | 0 | 0 | 0 | 0 | 0 | 0 |  | 0 | 0 | 0 | 0 | 0 | 0 |  |  | 0 | 0 | 0 | 0 | 0 | 0 | 0 | 0 | 0 | 0 | 0 | 0 | 0 | 0 | 0 | 0 | 0 | 0 | 0
SDGE | New Sub - North Gila - IV (Proposed) | 500 |  | 0 | 0 | 0 | 0 | 0 | 0 | 0 | 0 | 0 | 0 | 0 | 0 | 0 | 0 | 0 | 0 |  | 0 | 0 | 0 | 0 | 0 | 0 | 0 | 0 | 0 | 0 | 0 | 0 | 0 | 0 | 0 | 0 |  | 0 | 0 | 0 | 0 | 0 | 0 |  |  | 0 | 0 | 0 | 0 | 0 | 0 | 0 | 0 | 0 | 0 | 0 | 0 | 0 |  | 0 | 0 |  | 0 | 0
PG&E NGBA | New Sub - Pit 1 - Cottonwood (Proposed) | 230 |  | 0 | 0 | 0 | 0 | 0 | 0 | 0 | 0 | 0 | 0 | 0 | 0 | 0 | 0 | 0 | 0 |  | 0 | 0 | 0 | 0 | 0 | 0 | 0 | 0 | 0 | 0 | 0 | 0 | 0 | 0 | 0 | 0 |  | 0 | 0 | 0 | 0 | 0 | 0 |  |  | 0 | 0 | 0 | 0 | 0 | 0 | 0 | 0 | 0 | 0 | 0 | 0 | 0 |  | 0 | 0 |  | 0 | 0
PG&E GBA | New Sub - Rancho Seco - Bellota (Proposed) | 230 |  | 0 | 0 | 0 | 0 | 0 | 0 | 0 | 0 | 0 | 0 | 0 | 0 | 0 | 0 | 0 | 0 |  | 0 | 0 | 0 | 0 | 0 | 0 | 0 | 0 | 0 | 0 | 0 | 0 | 0 | 0 | 0 | 0 |  | 0 | 0 | 0 | 0 | 0 | 0 |  |  | 0 | 0 | 0 | 0 | 0 | 0 | 0 | 0 | 0 | 0 | 0 | 0 | 0 |  | 0 | 0 |  | 0 | 0
SDGE | New Sub - Suncrest - Ocotillo (Proposed) | 500 |  | 0 | 0 | 0 | 0 | 0 | 0 | 0 | 0 | 0 | 0 | 0 | 0 | 0 | 0 | 0 | 0 |  | 0 | 0 | 0 | 0 | 0 | 0 | 0 | 0 | 0 | 0 | 0 | 0 | 0 | 0 | 0 | 0 |  | 0 | 0 | 0 | 0 | 0 | 0 |  |  | 0 | 0 | 0 | 0 | 0 | 0 | 0 | 0 | 0 | 0 | 0 | 0 | 0 |  | 0 | 0 |  | 0 | 0
PG&E FRESNO | New Sub - Westley - Quinto (Proposed) | 230 |  | 0 | 0 | 0 | 0 | 0 | 0 | 0 | 0 | 0 | 0 | 0 | 0 | 0 | 0 | 0 | 0 |  | 0 | 0 | 0 | 0 | 0 | 0 | 0 | 0 | 0 | 0 | 0 | 0 | 0 | 0 | 0 | 0 |  | 0 | 0 | 0 | 0 | 0 | 0 |  |  | 0 | 0 | 0 | 0 | 0 | 0 | 0 | 0 | 0 | 0 | 0 | 0 | 0 |  | 0 | 0 |  | 0 | 0
PG&E GBA | Newark | 115 |  | 0 | 0 | 0 | 0 | 0 | 0 | 0 | 0 | 0 | 0 | 0 | 0 | 0 | 0 | 0 | 0 |  | 0 | 0 | 0 | 0 | 0 | 0 | 0 | 0 | 0 | 0 | 0 | 0 | 0 | 0 | 0 | 0 |  | 0 | 0 | 0 | 0 | 0 | 0 |  |  | 0 | 0 | 0 | 0 | 0 | 0 | 0 | 0 | 0 | 0 | 0 | 0 | 0 |  | 0 | 0 |  | 0 | 0
PG&E GBA | Newark | 230 |  | 0 | 0 | 0 | 0 | 0 | 0 | 0 | 0 | 0 | 0 | 0 | 0 | 0 | 0 | 0 | 0 |  | 0 | 0 | 0 | 0 | 0 | 0 | 0 | 0 | 0 | 0.5 | 0 | 0 | 0 | 0 | 0 | 0.18 |  | 0 | 0 | 0 | 0 | 0 | 0 |  |  | 0 | 0 | 0 | 0 | 0 | 0 | 0 | 0 | 0 | 0 | 0.5 | 0 | 0 |  | 0 | 0 |  | 0 | 0.18
PG&E GBA | Newark | 60 |  | 0 | 0 | 0 | 0 | 0 | 0 | 0 | 0 | 0 | 0 | 0 | 0 | 0 | 0 | 0 | 0 |  | 0 | 0 | 0 | 0 | 0 | 0 | 0 | 0 | 0 | 0 | 0 | 0 | 0 | 0 | 0 | 0 |  | 0 | 0 | 0 | 0 | 0 | 0 |  |  | 0 | 0 | 0 | 0 | 0 | 0 | 0 | 0 | 0 | 0 | 0 | 0 | 0 |  | 0 | 0 |  | 0 | 0
PG&E FRESNO | Newhall | 115 |  | 0 | 0 | 0 | 0 | 0 | 0 | 0 | 0 | 0 | 0 | 0 | 0 | 0 | 0 | 0 | 0 |  | 0 | 9.7 | 0 | 0 | 0 | 0 | 0 | 9.7 | 0 | 9.7 | 0 | 0 | 0 | 0 | 0 | 9.7 |  | 0 | 0 | 0 | 0 | 0 | 0 |  |  | 0 | 0 | 9.7 | 0 | 0 | 0 | 0 | 0 | 9.7 | 0 | 9.7 | 0 | 0 |  | 0 | 0 |  | 0 | 9.7
PG&E KERN | Norco | 115 |  | 0 | 0 | 0 | 0 | 0 | 0 | 0 | 0 | 0 | 0 | 0 | 0 | 0 | 0 | 0 | 0 |  | 0 | 0 | 0 | 0 | 0 | 0 | 0 | 0 | 0 | 0 | 0 | 0 | 0 | 0 | 0 | 0 |  | 0 | 0 | 0 | 0 | 0 | 0 |  |  | 0 | 0 | 0 | 0 | 0 | 0 | 0 | 0 | 0 | 0 | 0 | 0 | 0 |  | 0 | 0 |  | 0 | 0
PG&E GBA | Nortech | 115 |  | 0 | 0 | 0 | 0 | 0 | 0 | 0 | 0 | 0 | 0 | 0 | 0 | 0 | 0 | 0 | 0 |  | 0 | 5.353 | 0 | 0 | 0 | 0 | 0 | 0 | 0 | 7.127 | 0 | 0 | 0 | 0 | 0 | 0 |  | 0 | 0 | 0 | 0 | 0 | 0 |  |  | 0 | 0 | 5.353 | 0 | 0 | 0 | 0 | 0 | 0 | 0 | 7.127 | 0 | 0 |  | 0 | 0 |  | 0 | 0
SDGE | North City Metering | 138 |  | 0 | 0 | 0 | 0 | 0 | 0 | 0 | 0 | 0 | 0 | 0 | 0 | 0 | 0 | 0 | 0 |  | 0 | 0 | 0 | 0 | 0 | 0 | 0 | 0 | 0 | 0 | 0 | 0 | 0 | 0 | 0 | 0 |  | 0 | 0 | 0 | 0 | 0 | 0 |  |  | 0 | 0 | 0 | 0 | 0 | 0 | 0 | 0 | 0 | 0 | 0 | 0 | 0 |  | 0 | 0 |  | 0 | 0
PG&E GBA | North Dublin | 230 |  | 0 | 0 | 0 | 0 | 0 | 0 | 0 | 0 | 0 | 0 | 0 | 0 | 0 | 0 | 0 | 0 |  | 0 | 0 | 0 | 0 | 0 | 0 | 0 | 0 | 0 | 0 | 0 | 0 | 0 | 0 | 0 | 0 |  | 0 | 0 | 0 | 0 | 0 | 0 |  |  | 0 | 0 | 0 | 0 | 0 | 0 | 0 | 0 | 0 | 0 | 0 | 0 | 0 |  | 0 | 0 |  | 0 | 0
SDGE | North Gila | 500 |  | 0 | 0 | 0 | 0 | 0 | 0 | 0 | 0 | 0 | 0 | 0 | 0 | 0 | 0 | 0 | 0 |  | 0 | 0 | 0 | 0 | 0 | 0 | 0 | 0 | 0 | 0 | 0 | 0 | 0 | 0 | 0 | 0 |  | 1000 | 0 | 0 | 0 | 0 | 0 |  |  | 0 | 0 | 0 | 0 | 0 | 0 | 0 | 0 | 0 | 0 | 1000 | 0 | 0 |  | 0 | 0 |  | 0 | 0
SCE Metro | North of SONGS | 230 |  | 0 | 0 | 0 | 0 | 0 | 0 | 0 | 0 | 0 | 0 | 0 | 0 | 0 | 0 | 0 | 0 |  | 0 | 0 | 0 | 0 | 0 | 0 | 0 | 0 | 0 | 0 | 0 | 0 | 0 | 0 | 0 | 0 |  | 0 | 0 | 0 | 0 | 0 | 0 |  |  | 0 | 0 | 0 | 0 | 0 | 0 | 0 | 0 | 0 | 0 | 0 | 0 | 0 |  | 0 | 0 |  | 0 | 0
SCE Metro | North of SONGS | 500 |  | 0 | 0 | 0 | 0 | 0 | 0 | 0 | 0 | 0 | 0 | 0 | 0 | 0 | 0 | 0 | 0 |  | 0 | 0 | 0 | 0 | 0 | 0 | 0 | 0 | 0 | 0 | 0 | 0 | 0 | 0 | 0 | 0 |  | 0 | 0 | 0 | 0 | 0 | 0 |  |  | 0 | 0 | 0 | 0 | 0 | 0 | 0 | 0 | 0 | 0 | 0 | 0 | 0 |  | 0 | 0 |  | 0 | 0
PG&E NGBA | Notre Dame | 115 |  | 0 | 0 | 0 | 0 | 0 | 0 | 0 | 0 | 0 | 0 | 0 | 0 | 0 | 0 | 0 | 0 |  | 0 | 0 | 0 | 0 | 0 | 0 | 0 | 0 | 0 | 10.966 | 0 | 0 | 0 | 0 | 0 | 0 |  | 0 | 0 | 0 | 0 | 0 | 0 |  |  | 0 | 0 | 0 | 0 | 0 | 0 | 0 | 0 | 0 | 0 | 10.966 | 0 | 0 |  | 0 | 0 |  | 0 | 0
PG&E GBA | Oakland C | 115 |  | 0 | 0 | 0 | 0 | 0 | 0 | 0 | 0 | 0 | 0 | 0 | 0 | 0 | 0 | 0 | 0 |  | 0 | 0 | 0 | 0 | 0 | 0 | 0 | 0 | 0 | 0 | 0 | 0 | 0 | 0 | 0 | 0 |  | 0 | 0 | 0 | 0 | 0 | 0 |  |  | 0 | 0 | 0 | 0 | 0 | 0 | 0 | 0 | 0 | 0 | 0 | 0 | 0 |  | 0 | 0 |  | 0 | 0
PG&E GBA | Oakland J | 115 |  | 0 | 0 | 0 | 0 | 0 | 0 | 0 | 0 | 0 | 0 | 0 | 0 | 0 | 0 | 0 | 0 |  | 0 | 0 | 0 | 0 | 0 | 0 | 0 | 0 | 0 | 0 | 0 | 0 | 0 | 0 | 0 | 12.48 |  | 0 | 0 | 0 | 0 | 0 | 0 |  |  | 0 | 0 | 0 | 0 | 0 | 0 | 0 | 0 | 0 | 0 | 0 | 0 | 0 |  | 0 | 0 |  | 0 | 12.48
PG&E GBA | Oakland L | 115 |  | 0 | 0 | 0 | 0 | 0 | 0 | 0 | 0 | 0 | 0 | 0 | 0 | 0 | 0 | 0 | 0 |  | 0 | 0 | 0 | 0 | 0 | 0 | 0 | 0 | 0 | 0 | 0 | 0 | 0 | 0 | 0 | 0 |  | 0 | 0 | 0 | 0 | 0 | 0 |  |  | 0 | 0 | 0 | 0 | 0 | 0 | 0 | 0 | 0 | 0 | 0 | 0 | 0 |  | 0 | 0 |  | 0 | 0
PG&E GBA | Oakland X | 115 |  | 0 | 0 | 0 | 0 | 0 | 0 | 0 | 0 | 0 | 0 | 0 | 0 | 0 | 0 | 0 | 0 |  | 0 | 0 | 0 | 0 | 0 | 0 | 0 | 0 | 0 | 0 | 0 | 0 | 0 | 0 | 0 | 0 |  | 0 | 0 | 0 | 0 | 0 | 0 |  |  | 0 | 0 | 0 | 0 | 0 | 0 | 0 | 0 | 0 | 0 | 0 | 0 | 0 |  | 0 | 0 |  | 0 | 0
SDGE | Ocean Ranch | 69 |  | 0 | 0 | 0 | 0 | 0 | 0 | 0 | 0 | 0 | 0 | 0 | 0 | 0 | 0 | 0 | 20 |  | 0 | 0 | 0 | 0 | 0 | 0 | 0 | 0 | 0 | 0 | 0 | 0 | 0 | 0 | 0 | 0 |  | 0 | 0 | 0 | 0 | 0 | 0 |  |  | 0 | 0 | 0 | 0 | 0 | 0 | 0 | 0 | 0 | 0 | 0 | 0 | 0 |  | 0 | 0 |  | 0 | 20
PG&E KERN | Oceano | 115 |  | 0 | 0 | 0 | 0 | 0 | 0 | 0 | 0 | 0 | 0 | 0 | 0 | 0 | 0 | 0 | 0 |  | 0 | 0 | 0 | 0 | 0 | 0 | 0 | 0 | 0 | 0 | 0 | 0 | 0 | 0 | 0 | 0 |  | 0 | 0 | 0 | 0 | 0 | 0 |  |  | 0 | 0 | 0 | 0 | 0 | 0 | 0 | 0 | 0 | 0 | 0 | 0 | 0 |  | 0 | 0 |  | 0 | 0
SDGE | Ocotillo Express | 500 |  | 0 | 0 | 0 | 0 | 0 | 0 | 0 | 0 | 0 | 0 | 0 | 0 | 0 | 0 | 0 | 0 |  | 0 | 0 | 0 | 0 | 0 | 0 | 0 | 0 | 0 | 0 | 0 | 0 | 0 | 0 | 0 | 0 |  | 0 | 0 | 0 | 0 | 0 | 0 |  |  | 0 | 0 | 0 | 0 | 0 | 0 | 0 | 0 | 0 | 0 | 0 | 0 | 0 |  | 0 | 0 |  | 0 | 0
PG&E KERN | Old River | 70 |  | 0 | 0 | 0 | 0 | 0 | 0 | 0 | 0 | 0 | 0 | 0 | 0 | 0 | 0 | 0 | 0 |  | 0 | 2.9028 | 0 | 0 | 0 | 0 | 0 | 0.05626 | 0 | 2.9028 | 0 | 0 | 0 | 0 | 0 | 0.05626 |  | 0 | 0 | 0 | 0 | 0 | 0 |  |  | 0 | 0 | 2.9028 | 0 | 0 | 0 | 0 | 0 | 0.05626 | 0 | 2.9028 | 0 | 0 |  | 0 | 0 |  | 0 | 0.05626
SDGE | Old Town | 230 |  | 0 | 0 | 0 | 0 | 0 | 0 | 0 | 0 | 0 | 0 | 0 | 0 | 0 | 0 | 0 | 0 |  | 0 | 0 | 0 | 0 | 0 | 0 | 0 | 0 | 0 | 0 | 0 | 0 | 0 | 0 | 0 | 0 |  | 0 | 0 | 0 | 0 | 0 | 0 |  |  | 0 | 0 | 0 | 0 | 0 | 0 | 0 | 0 | 0 | 0 | 0 | 0 | 0 |  | 0 | 0 |  | 0 | 0
SCE Metro | Olinda | 230 |  | 0 | 0 | 0 | 0 | 0 | 0 | 0 | 0 | 0 | 0 | 0 | 0 | 0 | 0 | 0 | 144.77 |  | 0 | 0 | 0 | 0 | 0 | 0 | 0 | 0 | 0 | 0 | 0 | 0 | 0 | 0 | 0 | 0 |  | 0 | 0 | 0 | 0 | 0 | 0 |  |  | 0 | 0 | 0 | 0 | 0 | 0 | 0 | 0 | 0 | 0 | 0 | 0 | 0 |  | 0 | 0 |  | 0 | 144.77
PG&E FRESNO | Olive | 115 |  | 0 | 0 | 0 | 0 | 0 | 0 | 0 | 0 | 0 | 0 | 0 | 0 | 0 | 0 | 0 | 0 |  | 0 | 0 | 0 | 0 | 0 | 0 | 0 | 0 | 0 | 0 | 0 | 0 | 0 | 0 | 0 | 0 |  | 0 | 0 | 0 | 0 | 0 | 0 |  |  | 0 | 0 | 0 | 0 | 0 | 0 | 0 | 0 | 0 | 0 | 0 | 0 | 0 |  | 0 | 0 |  | 0 | 0
PG&E NGBA | Olivehurst | 115 |  | 0 | 0 | 0 | 0 | 0 | 0 | 0 | 0 | 0 | 0 | 0 | 0 | 0 | 0 | 0 | 0 |  | 0 | 0 | 0 | 0 | 0 | 0 | 0 | 0 | 0 | 0.996 | 0 | 0 | 0 | 0 | 0 | 0 |  | 0 | 0 | 0 | 0 | 0 | 0 |  |  | 0 | 0 | 0 | 0 | 0 | 0 | 0 | 0 | 0 | 0 | 0.996 | 0 | 0 |  | 0 | 0 |  | 0 | 0
PG&E NGBA | Oregon Trail | 60 |  | 0 | 0 | 0 | 0 | 0 | 0 | 0 | 0 | 0 | 0 | 0 | 0 | 0 | 0 | 0 | 0 |  | 0 | 1.927 | 0 | 0 | 0 | 0 | 0 | 1.927 | 0 | 4.327 | 0 | 0 | 0 | 0 | 0 | 1.927 |  | 0 | 0 | 0 | 0 | 0 | 0 |  |  | 0 | 0 | 1.927 | 0 | 0 | 0 | 0 | 0 | 1.927 | 0 | 4.327 | 0 | 0 |  | 0 | 0 |  | 0 | 1.927
SCE Northern | Ormond Beach | 230 |  | 0 | 0 | 0 | 0 | 0 | 0 | 0 | 0 | 0 | 0 | 0 | 0 | 0 | 0 | 0 | 0 |  | 0 | 0 | 0 | 0 | 0 | 0 | 0 | 0 | 0 | 0 | 0 | 0 | 0 | 0 | 0 | 0 |  | 0 | 0 | 0 | 0 | 0 | 0 |  |  | 0 | 0 | 0 | 0 | 0 | 0 | 0 | 0 | 0 | 0 | 0 | 0 | 0 |  | 0 | 0 |  | 0 | 0
PG&E FRESNO | Oro Loma | 115 |  | 0 | 0 | 0 | 0 | 0 | 0 | 0 | 0 | 0 | 0 | 0 | 0 | 0 | 0 | 0 | 0 |  | 0 | 0 | 0 | 0 | 0 | 0 | 0 | 0 | 0 | 0 | 0 | 0 | 0 | 0 | 0 | 0 |  | 5 | 0 | 0 | 0 | 0 | 0 |  |  | 0 | 0 | 0 | 0 | 0 | 0 | 0 | 0 | 0 | 0 | 5 | 0 | 0 |  | 0 | 0 |  | 0 | 0
PG&E FRESNO | Oro Loma | 70 |  | 0 | 0 | 0 | 0 | 0 | 0 | 0 | 0 | 0 | 0 | 0 | 0 | 0 | 0 | 0 | 0 |  | 0 | 0 | 0 | 0 | 0 | 0 | 0 | 0 | 0 | 0 | 0 | 0 | 0 | 0 | 0 | 0 |  | 0 | 0 | 0 | 0 | 0 | 0 |  |  | 0 | 0 | 0 | 0 | 0 | 0 | 0 | 0 | 0 | 0 | 0 | 0 | 0 |  | 0 | 0 |  | 0 | 0
PG&E FRESNO | Orosi | 70 |  | 0 | 0 | 0 | 0 | 0 | 0 | 0 | 0 | 0 | 0 | 0 | 0 | 0 | 0 | 0 | 0 |  | 0 | 0 | 0 | 0 | 0 | 0 | 0 | 0 | 0 | 20 | 0 | 0 | 0 | 0 | 0 | 0 |  | 0 | 0 | 0 | 0 | 0 | 0 |  |  | 0 | 0 | 0 | 0 | 0 | 0 | 0 | 0 | 0 | 0 | 20 | 0 | 0 |  | 0 | 0 |  | 0 | 0
SDGE | Otay | 69 |  | 0 | 0 | 0 | 0 | 0 | 0 | 0 | 0 | 0 | 0 | 0 | 0 | 0 | 0 | 0 | 3 |  | 0 | 0 | 0 | 0 | 0 | 0 | 0 | 0 | 0 | 0 | 0 | 0 | 0 | 0 | 0 | 0 |  | 0 | 0 | 0 | 0 | 0 | 0 |  |  | 0 | 0 | 0 | 0 | 0 | 0 | 0 | 0 | 0 | 0 | 0 | 0 | 0 |  | 0 | 0 |  | 0 | 3
SDGE | Otay Mesa | 230 |  | 0 | 0 | 0 | 0 | 0 | 0 | 0 | 0 | 0 | 0 | 0 | 0 | 0 | 0 | 0 | 0 |  | 0 | 0 | 0 | 0 | 0 | 0 | 0 | 0 | 0 | 0 | 0 | 0 | 0 | 0 | 0 | 0 |  | 0 | 0 | 0 | 0 | 0 | 0 |  |  | 0 | 0 | 0 | 0 | 0 | 0 | 0 | 0 | 0 | 0 | 0 | 0 | 0 |  | 0 | 0 |  | 0 | 0
PG&E FRESNO | Padre Flats SW STA | 230 |  | 0 | 0 | 0 | 0 | 0 | 0 | 0 | 0 | 0 | 0 | 0 | 0 | 0 | 0 | 0 | 0 |  | 0 | 0 | 0 | 0 | 0 | 0 | 0 | 0 | 0 | 0 | 0 | 0 | 0 | 0 | 0 | 0 |  | 0 | 0 | 0 | 0 | 0 | 0 |  |  | 0 | 0 | 0 | 0 | 0 | 0 | 0 | 0 | 0 | 0 | 0 | 0 | 0 |  | 0 | 0 |  | 0 | 0
SCE EOP | Pahrump | 138 |  | 0 | 0 | 0 | 0 | 0 | 0 | 0 | 0 | 0 | 0 | 0 | 0 | 0 | 0 | 0 | 0 |  | 0 | 0 | 0 | 0 | 0 | 0 | 0 | 0 | 0 | 0 | 0 | 0 | 0 | 0 | 0 | 0 |  | 0 | 0 | 0 | 0 | 0 | 0 |  |  | 0 | 0 | 0 | 0 | 0 | 0 | 0 | 0 | 0 | 0 | 0 | 0 | 0 |  | 0 | 0 |  | 0 | 0
SCE EOP | Pahrump | 230 |  | 0 | 0 | 0 | 0 | 0 | 0 | 0 | 0 | 0 | 0 | 0 | 0 | 0 | 0 | 0 | 0 |  | 0 | 0 | 0 | 0 | 0 | 0 | 0 | 0 | 0 | 0 | 0 | 0 | 0 | 0 | 0 | 0 |  | 0 | 0 | 0 | 0 | 0 | 0 |  |  | 0 | 0 | 0 | 0 | 0 | 0 | 0 | 0 | 0 | 0 | 0 | 0 | 0 |  | 0 | 0 |  | 0 | 0
SDGE | Pala | 69 |  | 0 | 0 | 0 | 0 | 0 | 0 | 0 | 0 | 0 | 0 | 0 | 0 | 0 | 0 | 0 | 0 |  | 0 | 0 | 0 | 0 | 0 | 0 | 0 | 0 | 0 | 0 | 0 | 0 | 0 | 0 | 0 | 0 |  | 0 | 0 | 0 | 0 | 0 | 0 |  |  | 0 | 0 | 0 | 0 | 0 | 0 | 0 | 0 | 0 | 0 | 0 | 0 | 0 |  | 0 | 0 |  | 0 | 0
PG&E NGBA | Palermo | 115 |  | 0 | 0 | 0 | 0 | 0 | 0 | 0 | 0 | 0 | 0 | 0 | 0 | 0 | 0 | 0 | 0 |  | 0 | 0 | 0 | 0 | 0 | 0 | 0 | 0 | 0 | 0 | 0 | 0 | 0 | 0 | 0 | 0 |  | 0 | 0 | 0 | 0 | 0 | 0 |  |  | 0 | 0 | 0 | 0 | 0 | 0 | 0 | 0 | 0 | 0 | 0 | 0 | 0 |  | 0 | 0 |  | 0 | 0
PG&E NGBA | Palermo | 230 |  | 0 | 0 | 0 | 0 | 0 | 0 | 0 | 0 | 0 | 0 | 0 | 0 | 0 | 0 | 0 | 0 |  | 0 | 0 | 0 | 0 | 0 | 0 | 0 | 0 | 0 | 0 | 0 | 0 | 0 | 0 | 0 | 0 |  | 0 | 0 | 0 | 0 | 0 | 0 |  |  | 0 | 0 | 0 | 0 | 0 | 0 | 0 | 0 | 0 | 0 | 0 | 0 | 0 |  | 0 | 0 |  | 0 | 0
SCE Eastern | Palo Verde | 500 |  | 0 | 0 | 0 | 0 | 0 | 0 | 0 | 0 | 0 | 0 | 0 | 0 | 0 | 0 | 0 | 0 |  | 0 | 0 | 0 | 0 | 0 | 0 | 0 | 0 | 0 | 0 | 0 | 0 | 0 | 0 | 0 | 0 |  | 0 | 0 | 0 | 0 | 0 | 0 |  |  | 0 | 0 | 0 | 0 | 0 | 0 | 0 | 0 | 0 | 0 | 0 | 0 | 0 |  | 0 | 0 |  | 0 | 0
SDGE | Palomar Energy | 230 |  | 0 | 0 | 0 | 0 | 0 | 0 | 0 | 0 | 0 | 0 | 0 | 0 | 0 | 0 | 0 | 0 |  | 0 | 0 | 0 | 0 | 0 | 0 | 0 | 0 | 0 | 0 | 0 | 0 | 0 | 0 | 0 | 0 |  | 0 | 0 | 0 | 0 | 0 | 0 |  |  | 0 | 0 | 0 | 0 | 0 | 0 | 0 | 0 | 0 | 0 | 0 | 0 | 0 |  | 0 | 0 |  | 0 | 0
PG&E KERN | Panama | 70 |  | 0 | 0 | 0 | 0 | 0 | 0 | 0 | 0 | 0 | 0 | 0 | 0 | 0 | 0 | 0 | 0 |  | 0 | 0 | 0 | 0 | 0 | 0 | 0 | 0 | 0 | 0 | 0 | 0 | 0 | 0 | 0 | 0 |  | 0 | 0 | 0 | 0 | 0 | 0 |  |  | 0 | 0 | 0 | 0 | 0 | 0 | 0 | 0 | 0 | 0 | 0 | 0 | 0 |  | 0 | 0 |  | 0 | 0
PG&E FRESNO | Panoche | 115 |  | 0 | 0 | 0 | 0 | 0 | 0 | 0 | 0 | 0 | 0 | 0 | 0 | 0 | 0 | 0 | 0 |  | 0 | 0 | 0 | 0 | 0 | 0 | 0 | 0 | 0 | 0 | 0 | 0 | 0 | 0 | 0 | 0 |  | 0 | 0 | 0 | 0 | 0 | 0 |  |  | 0 | 0 | 0 | 0 | 0 | 0 | 0 | 0 | 0 | 0 | 0 | 0 | 0 |  | 0 | 0 |  | 0 | 0
PG&E FRESNO | Panoche | 230 |  | 0 | 0 | 0 | 0 | 0 | 0 | 0 | 0 | 0 | 0 | 0 | 0 | 0 | 0 | 0 | 0 |  | 0 | 0 | 0 | 0 | 0 | 0 | 0 | 0 | 0 | 0 | 0 | 0 | 0 | 0 | 0 | 0 |  | 0 | 0 | 0 | 0 | 0 | 0 |  |  | 0 | 0 | 0 | 0 | 0 | 0 | 0 | 0 | 0 | 0 | 0 | 0 | 0 |  | 0 | 0 |  | 0 | 0
SCE Northern | Pardee | 230 |  | 0 | 0 | 0 | 0 | 0 | 0 | 0 | 103 | 0 | 0 | 0 | 0 | 0 | 0 | 0 | 103 |  | 0 | 0 | 0 | 0 | 0 | 0 | 0 | 0 | 0 | 0 | 0 | 0 | 0 | 0 | 0 | 0 |  | 0 | 0 | 0 | 0 | 0 | 0 |  |  | 0 | 0 | 0 | 0 | 0 | 0 | 0 | 0 | 103 | 0 | 0 | 0 | 0 |  | 0 | 0 |  | 0 | 103
PG&E NGBA | Parkway | 230 |  | 0 | 0 | 0 | 0 | 0 | 0 | 0 | 0 | 0 | 0 | 0 | 0 | 0 | 0 | 0 | 0 |  | 0 | 0 | 0 | 0 | 0 | 0 | 0 | 0 | 0 | 0 | 0 | 0 | 0 | 0 | 0 | 0 |  | 0 | 0 | 0 | 0 | 0 | 0 |  |  | 0 | 0 | 0 | 0 | 0 | 0 | 0 | 0 | 0 | 0 | 0 | 0 | 0 |  | 0 | 0 |  | 0 | 0
SCE Northern | Pastoria | 230 |  | 0 | 0 | 0 | 0 | 0 | 0 | 0 | 0 | 0 | 0 | 0 | 0 | 0 | 0 | 0 | 0 |  | 0 | 0 | 0 | 0 | 0 | 0 | 0 | 0 | 0 | 0 | 0 | 0 | 0 | 0 | 0 | 0 |  | 0 | 0 | 0 | 0 | 0 | 0 |  |  | 0 | 0 | 0 | 0 | 0 | 0 | 0 | 0 | 0 | 0 | 0 | 0 | 0 |  | 0 | 0 |  | 0 | 0
SCE Metro | Pauda | 230 |  | 0 | 0 | 0 | 0 | 0 | 0 | 0 | 0 | 0 | 0 | 0 | 0 | 0 | 0 | 0 | 0 |  | 0 | 0 | 0 | 0 | 0 | 0 | 0 | 0 | 0 | 0 | 0 | 0 | 0 | 0 | 0 | 0 |  | 0 | 0 | 0 | 0 | 0 | 0 |  |  | 0 | 0 | 0 | 0 | 0 | 0 | 0 | 0 | 0 | 0 | 0 | 0 | 0 |  | 0 | 0 |  | 0 | 0
PG&E GBA | Paul Sweet | 115 |  | 0 | 0 | 0 | 0 | 0 | 0 | 0 | 0 | 0 | 0 | 0 | 0 | 0 | 0 | 0 | 0 |  | 0 | 3.9452 | 0 | 0 | 0 | 0 | 0 | 3.5543 | 0 | 4.0702 | 0 | 0 | 0 | 0 | 0 | 3.5543 |  | 0 | 0 | 0 | 0 | 0 | 0 |  |  | 0 | 0 | 3.9452 | 0 | 0 | 0 | 0 | 0 | 3.5543 | 0 | 4.0702 | 0 | 0 |  | 0 | 0 |  | 0 | 3.5543
PG&E NGBA | Peabody | 230 |  | 0 | 0 | 0 | 0 | 0 | 0 | 0 | 0 | 0 | 0 | 0 | 0 | 0 | 0 | 0 | 0 |  | 0 | 0 | 0 | 0 | 0 | 0 | 0 | 0 | 0 | 0 | 0 | 0 | 0 | 0 | 0 | 0 |  | 0 | 0 | 0 | 0 | 0 | 0 |  |  | 0 | 0 | 0 | 0 | 0 | 0 | 0 | 0 | 0 | 0 | 0 | 0 | 0 |  | 0 | 0 |  | 0 | 0
PG&E NGBA | Pease | 115 |  | 0 | 0 | 0 | 0 | 0 | 0 | 0 | 0 | 0 | 0 | 0 | 0 | 0 | 0 | 0 | 0 |  | 0 | 0 | 0 | 0 | 0 | 0 | 0 | 0 | 0 | 0 | 0 | 0 | 0 | 0 | 0 | 0 |  | 0 | 0 | 0 | 0 | 0 | 0 |  |  | 0 | 0 | 0 | 0 | 0 | 0 | 0 | 0 | 0 | 0 | 0 | 0 | 0 |  | 0 | 0 |  | 0 | 0
PG&E NGBA | Pease | 60 |  | 0 | 0 | 0 | 0 | 0 | 0 | 0 | 0 | 0 | 0 | 0 | 0 | 0 | 0 | 0 | 0 |  | 0 | 0 | 0 | 0 | 0 | 0 | 0 | 0 | 0 | 0 | 0 | 0 | 0 | 0 | 0 | 0 |  | 0 | 0 | 0 | 0 | 0 | 0 |  |  | 0 | 0 | 0 | 0 | 0 | 0 | 0 | 0 | 0 | 0 | 0 | 0 | 0 |  | 0 | 0 |  | 0 | 0
SDGE | Penasquitos | 138 |  | 0 | 0 | 0 | 0 | 0 | 0 | 0 | 0 | 0 | 0 | 0 | 0 | 0 | 0 | 0 | 0 |  | 0 | 0 | 0 | 0 | 0 | 0 | 0 | 0 | 0 | 0 | 0 | 0 | 0 | 0 | 0 | 0 |  | 0 | 0 | 0 | 0 | 0 | 0 |  |  | 0 | 0 | 0 | 0 | 0 | 0 | 0 | 0 | 0 | 0 | 0 | 0 | 0 |  | 0 | 0 |  | 0 | 0
SDGE | Penasquitos | 230 |  | 0 | 0 | 0 | 0 | 0 | 0 | 0 | 0 | 0 | 0 | 0 | 0 | 0 | 0 | 0 | 0 |  | 0 | 0 | 0 | 0 | 0 | 0 | 0 | 0 | 0 | 0 | 0 | 0 | 0 | 0 | 0 | 0 |  | 0 | 0 | 0 | 0 | 0 | 0 |  |  | 0 | 0 | 0 | 0 | 0 | 0 | 0 | 0 | 0 | 0 | 0 | 0 | 0 |  | 0 | 0 |  | 0 | 0
SDGE | Penasquitos | 69 |  | 0 | 0 | 0 | 0 | 0 | 0 | 0 | 0 | 0 | 0 | 0 | 0 | 0 | 0 | 0 | 0 |  | 0 | 0 | 0 | 0 | 0 | 0 | 0 | 0 | 0 | 0 | 0 | 0 | 0 | 0 | 0 | 0 |  | 0 | 0 | 0 | 0 | 0 | 0 |  |  | 0 | 0 | 0 | 0 | 0 | 0 | 0 | 0 | 0 | 0 | 0 | 0 | 0 |  | 0 | 0 |  | 0 | 0
SDGE | Pendleton | 69 |  | 0 | 0 | 0 | 0 | 0 | 0 | 0 | 0 | 0 | 0 | 0 | 0 | 0 | 0 | 0 | 49.9 |  | 0 | 0 | 0 | 0 | 0 | 0 | 0 | 0 | 0 | 0 | 0 | 0 | 0 | 0 | 0 | 0 |  | 0 | 0 | 0 | 0 | 0 | 0 |  |  | 0 | 0 | 0 | 0 | 0 | 0 | 0 | 0 | 0 | 0 | 0 | 0 | 0 |  | 0 | 0 |  | 0 | 49.9
PG&E NGBA | Penngrove | 115 |  | 0 | 0 | 0 | 0 | 0 | 0 | 0 | 0 | 0 | 0 | 0 | 0 | 0 | 0 | 0 | 0 |  | 0 | 6.025 | 0 | 0 | 0 | 0 | 0 | 6.025 | 0 | 6.025 | 0 | 0 | 0 | 0 | 0 | 6.025 |  | 0 | 0 | 0 | 0 | 0 | 0 |  |  | 0 | 0 | 6.025 | 0 | 0 | 0 | 0 | 0 | 6.025 | 0 | 6.025 | 0 | 0 |  | 0 | 0 |  | 0 | 6.025
PG&E GBA | Peoria | 115 |  | 0 | 0 | 0 | 0 | 0 | 0 | 0 | 0 | 0 | 0 | 0 | 0 | 0 | 0 | 0 | 0 |  | 0 | 0 | 0 | 0 | 0 | 0 | 0 | 0 | 0 | 0 | 0 | 0 | 0 | 0 | 0 | 0 |  | 0 | 0 | 0 | 0 | 0 | 0 |  |  | 0 | 0 | 0 | 0 | 0 | 0 | 0 | 0 | 0 | 0 | 0 | 0 | 0 |  | 0 | 0 |  | 0 | 0
PG&E GBA | Piercy | 115 |  | 0 | 0 | 0 | 0 | 0 | 0 | 0 | 0 | 0 | 0 | 0 | 0 | 0 | 0 | 0 | 0 |  | 0 | 0 | 0 | 0 | 0 | 0 | 0 | 0 | 0 | 0 | 0 | 0 | 0 | 0 | 0 | 0 |  | 5 | 0 | 0 | 0 | 0 | 0 |  |  | 0 | 0 | 0 | 0 | 0 | 0 | 0 | 0 | 0 | 0 | 5 | 0 | 0 |  | 0 | 0 |  | 0 | 0
PG&E FRESNO | Pine Flat | 230 |  | 0 | 0 | 0 | 0 | 0 | 0 | 0 | 0 | 0 | 0 | 0 | 0 | 0 | 0 | 0 | 0 |  | 0 | 0 | 0 | 0 | 0 | 0 | 0 | 0 | 0 | 0 | 0 | 0 | 0 | 0 | 0 | 0 |  | 0 | 0 | 0 | 0 | 0 | 0 |  |  | 0 | 0 | 0 | 0 | 0 | 0 | 0 | 0 | 0 | 0 | 0 | 0 | 0 |  | 0 | 0 |  | 0 | 0
SCE NOL | Pisgah | 230 |  | 0 | 0 | 0 | 0 | 0 | 0 | 0 | 0 | 0 | 0 | 0 | 0 | 0 | 0 | 0 | 0 |  | 0 | 0 | 0 | 0 | 0 | 0 | 0 | 0 | 0 | 0 | 0 | 0 | 0 | 0 | 0 | 0 |  | 5 | 0 | 0 | 0 | 0 | 0 |  |  | 0 | 0 | 0 | 0 | 0 | 0 | 0 | 0 | 0 | 0 | 5 | 0 | 0 |  | 0 | 0 |  | 0 | 0
PG&E NGBA | Pit 1 | 230 |  | 0 | 0 | 0 | 0 | 0 | 0 | 0 | 0 | 0 | 0 | 0 | 0 | 0 | 0 | 0 | 0 |  | 0 | 0 | 0 | 0 | 0 | 0 | 0 | 0 | 0 | 0 | 0 | 0 | 0 | 0 | 0 | 0 |  | 0 | 0 | 0 | 0 | 0 | 0 |  |  | 0 | 0 | 0 | 0 | 0 | 0 | 0 | 0 | 0 | 0 | 0 | 0 | 0 |  | 0 | 0 |  | 0 | 0
PG&E NGBA | Pit 1 | 60 |  | 0 | 0 | 0 | 0 | 0 | 0 | 0 | 0 | 0 | 0 | 0 | 0 | 0 | 0 | 0 | 0 |  | 0 | 0 | 0 | 0 | 0 | 0 | 0 | 0 | 0 | 0 | 0 | 0 | 0 | 0 | 0 | 0 |  | 0 | 0 | 0 | 0 | 0 | 0 |  |  | 0 | 0 | 0 | 0 | 0 | 0 | 0 | 0 | 0 | 0 | 0 | 0 | 0 |  | 0 | 0 |  | 0 | 0
PG&E NGBA | Pit 3 | 230 |  | 0 | 0 | 0 | 0 | 0 | 0 | 0 | 0 | 0 | 0 | 0 | 0 | 0 | 0 | 0 | 0 |  | 0 | 0 | 0 | 0 | 0 | 0 | 0 | 0 | 0 | 0 | 0 | 0 | 0 | 0 | 0 | 0 |  | 0 | 0 | 0 | 0 | 0 | 0 |  |  | 0 | 0 | 0 | 0 | 0 | 0 | 0 | 0 | 0 | 0 | 0 | 0 | 0 |  | 0 | 0 |  | 0 | 0
PG&E NGBA | Pit 4 | 230 |  | 0 | 0 | 0 | 0 | 0 | 0 | 0 | 0 | 0 | 0 | 0 | 0 | 0 | 0 | 0 | 0 |  | 0 | 0 | 0 | 0 | 0 | 0 | 0 | 0 | 0 | 0 | 0 | 0 | 0 | 0 | 0 | 0 |  | 0 | 0 | 0 | 0 | 0 | 0 |  |  | 0 | 0 | 0 | 0 | 0 | 0 | 0 | 0 | 0 | 0 | 0 | 0 | 0 |  | 0 | 0 |  | 0 | 0
PG&E GBA | Pittsburg | 115 |  | 0 | 0 | 0 | 0 | 0 | 0 | 0 | 0 | 0 | 0 | 0 | 0 | 0 | 0 | 0 | 0 |  | 0 | 0 | 0 | 0 | 0 | 0 | 0 | 0 | 0 | 0 | 0 | 0 | 0 | 0 | 0 | 0 |  | 0 | 0 | 0 | 0 | 0 | 0 |  |  | 0 | 0 | 0 | 0 | 0 | 0 | 0 | 0 | 0 | 0 | 0 | 0 | 0 |  | 0 | 0 |  | 0 | 0
PG&E GBA | Pittsburg | 230 |  | 0 | 0 | 0 | 0 | 0 | 0 | 0 | 0 | 0 | 0 | 0 | 0 | 0 | 0 | 0 | 0 |  | 0 | 0 | 0 | 0 | 0 | 0 | 0 | 0 | 0 | 0 | 0 | 0 | 0 | 0 | 0 | 0 |  | 0 | 0 | 0 | 0 | 0 | 0 |  |  | 0 | 0 | 0 | 0 | 0 | 0 | 0 | 0 | 0 | 0 | 0 | 0 | 0 |  | 0 | 0 |  | 0 | 0
PG&E NGBA | Pleasant Grove | 115 |  | 0 | 0 | 0 | 0 | 0 | 0 | 0 | 0 | 0 | 0 | 0 | 0 | 0 | 0 | 0 | 0 |  | 0 | 0.12 | 0 | 0 | 0 | 0 | 0 | 0 | 0 | 0.12 | 0 | 0 | 0 | 0 | 0 | 0 |  | 0 | 0 | 0 | 0 | 0 | 0 |  |  | 0 | 0 | 0.12 | 0 | 0 | 0 | 0 | 0 | 0 | 0 | 0.12 | 0 | 0 |  | 0 | 0 |  | 0 | 0
PG&E NGBA | POE | 230 |  | 0 | 0 | 0 | 0 | 0 | 0 | 0 | 0 | 0 | 0 | 0 | 0 | 0 | 0 | 0 | 0 |  | 0 | 0 | 0 | 0 | 0 | 0 | 0 | 0 | 0 | 0 | 0 | 0 | 0 | 0 | 0 | 0 |  | 0 | 0 | 0 | 0 | 0 | 0 |  |  | 0 | 0 | 0 | 0 | 0 | 0 | 0 | 0 | 0 | 0 | 0 | 0 | 0 |  | 0 | 0 |  | 0 | 0
SDGE | Point Loma | 69 |  | 0 | 0 | 0 | 0 | 0 | 0 | 0 | 0 | 0 | 0 | 0 | 0 | 0 | 0 | 0 | 0 |  | 0 | 0 | 0 | 0 | 0 | 0 | 0 | 0 | 0 | 0 | 0 | 0 | 0 | 0 | 0 | 0 |  | 0 | 0 | 0 | 0 | 0 | 0 |  |  | 0 | 0 | 0 | 0 | 0 | 0 | 0 | 0 | 0 | 0 | 0 | 0 | 0 |  | 0 | 0 |  | 0 | 0
SDGE | Pomerado | 69 |  | 0 | 0 | 0 | 0 | 0 | 0 | 0 | 0 | 0 | 0 | 0 | 0 | 0 | 0 | 0 | 0 |  | 0 | 0 | 0 | 0 | 0 | 0 | 0 | 0 | 0 | 0 | 0 | 0 | 0 | 0 | 0 | 0 |  | 0 | 0 | 0 | 0 | 0 | 0 |  |  | 0 | 0 | 0 | 0 | 0 | 0 | 0 | 0 | 0 | 0 | 0 | 0 | 0 |  | 0 | 0 |  | 0 | 0
PG&E KERN | Poso Mountain | 115 |  | 0 | 0 | 0 | 0 | 0 | 0 | 0 | 0 | 0 | 0 | 0 | 0 | 0 | 0 | 0 | 0 |  | 0 | 0 | 0 | 0 | 0 | 0 | 0 | 0 | 0 | 0 | 0 | 0 | 0 | 0 | 0 | 0 |  | 0 | 0 | 0 | 0 | 0 | 0 |  |  | 0 | 0 | 0 | 0 | 0 | 0 | 0 | 0 | 0 | 0 | 0 | 0 | 0 |  | 0 | 0 |  | 0 | 0
SCE EOP | Primm | 230 |  | 0 | 0 | 0 | 0 | 0 | 0 | 0 | 0 | 0 | 0 | 0 | 0 | 0 | 0 | 0 | 0 |  | 0 | 0 | 0 | 0 | 0 | 0 | 0 | 0 | 0 | 0 | 0 | 0 | 0 | 0 | 0 | 0 |  | 0 | 0 | 0 | 0 | 0 | 0 |  |  | 0 | 0 | 0 | 0 | 0 | 0 | 0 | 0 | 0 | 0 | 0 | 0 | 0 |  | 0 | 0 |  | 0 | 0
PG&E NGBA | Putah Creek | 115 |  | 0 | 0 | 0 | 0 | 0 | 0 | 0 | 0 | 0 | 0 | 0 | 0 | 0 | 0 | 0 | 0 |  | 0 | 0 | 0 | 0 | 0 | 0 | 0 | 0 | 0 | 0 | 0 | 0 | 0 | 0 | 0 | 0 |  | 0 | 0 | 0 | 0 | 0 | 0 |  |  | 0 | 0 | 0 | 0 | 0 | 0 | 0 | 0 | 0 | 0 | 0 | 0 | 0 |  | 0 | 0 |  | 0 | 0
SDGE | Q1806 | 138 |  | 0 | 0 | 0 | 0 | 0 | 0 | 0 | 0 | 0 | 0 | 0 | 0 | 0 | 0 | 0 | 0 |  | 0 | 0 | 0 | 0 | 0 | 0 | 0 | 0 | 0 | 0 | 0 | 0 | 0 | 0 | 0 | 0 |  | 0 | 0 | 0 | 0 | 0 | 0 |  |  | 0 | 0 | 0 | 0 | 0 | 0 | 0 | 0 | 0 | 0 | 0 | 0 | 0 |  | 0 | 0 |  | 0 | 0
PG&E FRESNO | Quinto | 230 |  | 0 | 0 | 0 | 0 | 0 | 0 | 0 | 0 | 0 | 0 | 0 | 0 | 0 | 0 | 0 | 0 |  | 0 | 0 | 0 | 0 | 0 | 0 | 0 | 0 | 0 | 0 | 0 | 0 | 0 | 0 | 0 | 0 |  | 0 | 0 | 0 | 0 | 0 | 0 |  |  | 0 | 0 | 0 | 0 | 0 | 0 | 0 | 0 | 0 | 0 | 0 | 0 | 0 |  | 0 | 0 |  | 0 | 0
PG&E GBA | Race Track | 115 |  | 0 | 0 | 0 | 0 | 0 | 0 | 0 | 0 | 0 | 0 | 0 | 0 | 0 | 0 | 0 | 0 |  | 0 | 0 | 0 | 0 | 0 | 0 | 0 | 0 | 0 | 0 | 0 | 0 | 0 | 0 | 0 | 0 |  | 0 | 0 | 0 | 0 | 0 | 0 |  |  | 0 | 0 | 0 | 0 | 0 | 0 | 0 | 0 | 0 | 0 | 0 | 0 | 0 |  | 0 | 0 |  | 0 | 0
SDGE | Rancho Mission Viejo | 138 |  | 0 | 0 | 0 | 0 | 0 | 0 | 0 | 0 | 0 | 0 | 0 | 0 | 0 | 0 | 0 | 0 |  | 0 | 0 | 0 | 0 | 0 | 0 | 0 | 0 | 0 | 0 | 0 | 0 | 0 | 0 | 0 | 0 |  | 0 | 0 | 0 | 0 | 0 | 0 |  |  | 0 | 0 | 0 | 0 | 0 | 0 | 0 | 0 | 0 | 0 | 0 | 0 | 0 |  | 0 | 0 |  | 0 | 0
PG&E GBA | Rancho Seco | 230 |  | 0 | 0 | 0 | 0 | 0 | 0 | 0 | 0 | 0 | 0 | 0 | 0 | 0 | 0 | 0 | 0 |  | 0 | 0 | 0 | 0 | 0 | 0 | 0 | 0 | 0 | 0 | 0 | 0 | 0 | 0 | 0 | 0 |  | 0 | 0 | 0 | 0 | 0 | 0 |  |  | 275 | 0 | 0 | 0 | 0 | 0 | 0 | 0 | 0 | 0 | 0 | 0 | 0 |  | 0 | 0 |  | 0 | 275
SCE Metro | Rancho Vista | 230 |  | 0 | 0 | 0 | 0 | 0 | 0 | 0 | 0 | 0 | 0 | 0 | 0 | 0 | 0 | 0 | 0 |  | 0 | 0 | 0 | 0 | 0 | 0 | 0 | 0 | 0 | 0 | 0 | 0 | 0 | 0 | 0 | 0 |  | 0 | 0 | 0 | 0 | 0 | 0 |  |  | 0 | 0 | 0 | 0 | 0 | 0 | 0 | 0 | 0 | 0 | 0 | 0 | 0 |  | 0 | 0 |  | 0 | 0
SCE Metro | Rancho Vista | 500 |  | 0 | 0 | 0 | 0 | 0 | 0 | 0 | 0 | 0 | 0 | 0 | 0 | 0 | 0 | 0 | 0 |  | 0 | 0 | 0 | 0 | 0 | 0 | 0 | 0 | 0 | 0 | 0 | 0 | 0 | 0 | 0 | 0 |  | 0 | 0 | 0 | 0 | 0 | 0 |  |  | 0 | 0 | 0 | 0 | 0 | 0 | 0 | 0 | 0 | 0 | 0 | 0 | 0 |  | 0 | 0 |  | 0 | 0
SCE NOL | Ransburg | 115 |  | 0 | 0 | 0 | 0 | 0 | 0 | 0 | 0 | 0 | 0 | 0 | 0 | 0 | 0 | 0 | 0 |  | 0 | 0 | 0 | 0 | 0 | 0 | 0 | 0 | 0 | 0 | 0 | 0 | 0 | 0 | 0 | 0 |  | 0 | 0 | 0 | 0 | 0 | 0 |  |  | 0 | 0 | 0 | 0 | 0 | 0 | 0 | 0 | 0 | 0 | 0 | 0 | 0 |  | 0 | 0 |  | 0 | 0
PG&E GBA | Ravenswood | 115 |  | 0 | 0 | 0 | 0 | 0 | 0 | 0 | 0 | 0 | 0 | 0 | 0 | 0 | 0 | 0 | 0 |  | 0 | 0 | 0 | 0 | 0 | 0 | 0 | 0 | 0 | 0 | 0 | 0 | 0 | 0 | 0 | 0 |  | 0 | 0 | 0 | 0 | 0 | 0 |  |  | 0 | 0 | 0 | 0 | 0 | 0 | 0 | 0 | 0 | 0 | 0 | 0 | 0 |  | 0 | 0 |  | 0 | 0
PG&E GBA | Ravenswood | 230 |  | 0 | 0 | 0 | 0 | 0 | 0 | 0 | 0 | 0 | 0 | 0 | 0 | 0 | 0 | 0 | 0 |  | 0 | 0 | 0 | 0 | 0 | 0 | 0 | 0 | 0 | 0 | 0 | 0 | 0 | 0 | 0 | 0 |  | 0 | 0 | 0 | 0 | 0 | 0 |  |  | 0 | 0 | 0 | 0 | 0 | 0 | 0 | 0 | 0 | 0 | 0 | 0 | 0 |  | 0 | 0 |  | 0 | 0
SCE Northern | Rector | 230 |  | 0.55 | 5.55 | 0 | 0 | 0 | 0 | 0 | 94.134 | 1 | 73.274 | 0 | 0 | 0 | 0 | 0 | 292.334 |  | 0 | 0 | 0 | 0 | 0 | 0 | 0 | 0 | 0 | 0 | 0 | 0 | 0 | 0 | 0 | 0 |  | 0 | 0 | 0 | 0 | 0 | 0 |  |  | 0 | 0.55 | 5.55 | 0 | 0 | 0 | 0 | 0 | 94.134 | 1 | 73.274 | 0 | 0 |  | 0 | 0 |  | 0 | 292.334
SCE Eastern | Red Bluff | 230 |  | 0 | 0 | 0 | 0 | 0 | 0 | 0 | 0 | 0 | 0 | 0 | 0 | 0 | 0 | 0 | 0 |  | 0 | 0 | 0 | 0 | 0 | 0 | 0 | 0 | 0 | 0 | 0 | 0 | 0 | 0 | 0 | 0 |  | 95 | 0 | 0 | 0 | 0 | 0 |  |  | 0 | 0 | 0 | 0 | 0 | 0 | 0 | 0 | 0 | 0 | 95 | 0 | 0 |  | 0 | 0 |  | 0 | 0
SCE Eastern | Red Bluff | 500 |  | 0 | 0 | 0 | 0 | 0 | 0 | 0 | 0 | 0 | 0 | 0 | 0 | 0 | 0 | 0 | 0 |  | 0 | 0 | 0 | 0 | 0 | 0 | 0 | 0 | 0 | 0 | 0 | 0 | 0 | 0 | 0 | 0 |  | 0 | 0 | 0 | 0 | 0 | 0 |  |  | 0 | 0 | 0 | 0 | 0 | 0 | 0 | 0 | 0 | 0 | 0 | 0 | 0 |  | 0 | 0 |  | 0 | 0
PG&E NGBA | Redbud | 115 |  | 0 | 0 | 0 | 0 | 0 | 0 | 0 | 0 | 0 | 0 | 0 | 0 | 0 | 0 | 0 | 0 |  | 0 | 0 | 0 | 0 | 0 | 0 | 0 | 0 | 0 | 0 | 0 | 0 | 0 | 0 | 0 | 3.912 |  | 0 | 0 | 0 | 0 | 0 | 0 |  |  | 0 | 0 | 0 | 0 | 0 | 0 | 0 | 0 | 0 | 0 | 0 | 0 | 0 |  | 0 | 0 |  | 0 | 3.912
SCE Metro | Redondo | 230 |  | 0 | 0 | 0 | 0 | 0 | 0 | 0 | 0 | 0 | 0 | 0 | 0 | 0 | 0 | 0 | 0 |  | 0 | 0 | 0 | 0 | 0 | 0 | 0 | 0 | 0 | 0 | 0 | 0 | 0 | 0 | 0 | 0 |  | 0 | 0 | 0 | 0 | 0 | 0 |  |  | 0 | 0 | 0 | 0 | 0 | 0 | 0 | 0 | 0 | 0 | 0 | 0 | 0 |  | 0 | 0 |  | 0 | 0
PG&E FRESNO | Reedley | 115 |  | 0 | 0 | 0 | 0 | 0 | 0 | 0 | 0 | 0 | 0 | 0 | 0 | 0 | 0 | 0 | 0 |  | 0 | 2.9903 | 0 | 0 | 0 | 0 | 0 | 0 | 0 | 2.9903 | 0 | 0 | 0 | 0 | 0 | 9.525 |  | 0 | 0 | 0 | 0 | 0 | 0 |  |  | 0 | 0 | 2.9903 | 0 | 0 | 0 | 0 | 0 | 0 | 0 | 2.9903 | 0 | 0 |  | 0 | 0 |  | 0 | 9.525
PG&E KERN | Renfro | 115 |  | 0 | 0 | 0 | 0 | 0 | 0 | 0 | 0 | 0 | 0 | 0 | 0 | 0 | 0 | 0 | 0 |  | 0 | 0 | 0 | 0 | 0 | 0 | 0 | 0 | 0 | 0 | 0 | 0 | 0 | 0 | 0 | 0 |  | 0 | 0 | 0 | 0 | 0 | 0 |  |  | 0 | 0 | 0 | 0 | 0 | 0 | 0 | 0 | 0 | 0 | 0 | 0 | 0 |  | 0 | 0 |  | 0 | 0
PG&E GBA | Richmond R | 115 |  | 0 | 0 | 0 | 0 | 0 | 0 | 0 | 0 | 0 | 0 | 0 | 0 | 0 | 0 | 0 | 0 |  | 0 | 0 | 0 | 0 | 0 | 0 | 0 | 0 | 0 | 0 | 0 | 0 | 0 | 0 | 0 | 0 |  | 0 | 0 | 0 | 0 | 0 | 0 |  |  | 0 | 0 | 0 | 0 | 0 | 0 | 0 | 0 | 0 | 0 | 0 | 0 | 0 |  | 0 | 0 |  | 0 | 0
PG&E NGBA | Rincon | 115 |  | 0 | 0 | 0 | 0 | 0 | 0 | 0 | 0 | 0 | 0 | 0 | 0 | 0 | 0 | 0 | 0 |  | 0 | 0.13 | 0 | 0 | 0 | 0 | 0 | 0 | 0 | 0.13 | 0 | 0 | 0 | 0 | 0 | 0 |  | 0 | 0 | 0 | 0 | 0 | 0 |  |  | 0 | 0 | 0.13 | 0 | 0 | 0 | 0 | 0 | 0 | 0 | 0.13 | 0 | 0 |  | 0 | 0 |  | 0 | 0
PG&E KERN | Rio Bravo | 115 |  | 0 | 0 | 0 | 0 | 0 | 0 | 0 | 0 | 0 | 0 | 0 | 0 | 0 | 0 | 0 | 0 |  | 0 | 0 | 0 | 0 | 0 | 0 | 0 | 0 | 0 | 0 | 0 | 0 | 0 | 0 | 0 | 0 |  | 0 | 0 | 0 | 0 | 0 | 0 |  |  | 0 | 0 | 0 | 0 | 0 | 0 | 0 | 0 | 0 | 0 | 0 | 0 | 0 |  | 0 | 0 |  | 0 | 0
SCE Metro | Rio Hondo | 230 |  | 0 | 0.999 | 0 | 0 | 0 | 0 | 0 | 0 | 0 | 0.999 | 0 | 0 | 0 | 0 | 0 | 108.9 |  | 0 | 0 | 0 | 0 | 0 | 0 | 0 | 0 | 0 | 0 | 0 | 0 | 0 | 0 | 0 | 0 |  | 0 | 0 | 0 | 0 | 0 | 0 |  |  | 0 | 0 | 0.999 | 0 | 0 | 0 | 0 | 0 | 0 | 0 | 0.999 | 0 | 0 |  | 0 | 0 |  | 0 | 108.9
PG&E NGBA | Rio Oso | 115 |  | 0 | 0 | 0 | 0 | 0 | 0 | 0 | 0 | 0 | 0 | 0 | 0 | 0 | 0 | 0 | 0 |  | 0 | 0 | 0 | 0 | 0 | 0 | 0 | 0 | 0 | 0 | 0 | 0 | 0 | 0 | 0 | 0 |  | 0 | 0 | 0 | 0 | 0 | 0 |  |  | 0 | 0 | 0 | 0 | 0 | 0 | 0 | 0 | 0 | 0 | 0 | 0 | 0 |  | 0 | 0 |  | 0 | 0
PG&E NGBA | Rio Oso | 230 |  | 0 | 0 | 0 | 0 | 0 | 0 | 0 | 0 | 0 | 0 | 0 | 0 | 0 | 0 | 0 | 0 |  | 0 | 0 | 0 | 0 | 0 | 0 | 0 | 0 | 0 | 0 | 0 | 0 | 0 | 0 | 0 | 0 |  | 0 | 0 | 0 | 0 | 0 | 0 |  |  | 0 | 0 | 0 | 0 | 0 | 0 | 0 | 0 | 0 | 0 | 0 | 0 | 0 |  | 0 | 0 |  | 0 | 0
PG&E GBA | Ripon | 115 |  | 0 | 0 | 0 | 0 | 0 | 0 | 0 | 0 | 0 | 0 | 0 | 0 | 0 | 0 | 0 | 0 |  | 0 | 0 | 0 | 0 | 0 | 0 | 0 | 0 | 0 | 0 | 0 | 0 | 0 | 0 | 0 | 0 |  | 0 | 0 | 0 | 0 | 0 | 0 |  |  | 0 | 0 | 0 | 0 | 0 | 0 | 0 | 0 | 0 | 0 | 0 | 0 | 0 |  | 0 | 0 |  | 0 | 0
PG&E GBA | Riverbank | 115 |  | 0 | 0 | 0 | 0 | 0 | 0 | 0 | 0 | 0 | 0 | 0 | 0 | 0 | 0 | 0 | 0 |  | 0 | 0 | 0 | 0 | 0 | 0 | 0 | 0 | 0 | 0 | 0 | 0 | 0 | 0 | 0 | 0 |  | 0 | 0 | 0 | 0 | 0 | 0 |  |  | 0 | 0 | 0 | 0 | 0 | 0 | 0 | 0 | 0 | 0 | 0 | 0 | 0 |  | 0 | 0 |  | 0 | 0
SCE NOL | Roadway | 115 |  | 0 | 0 | 0 | 0 | 0 | 0 | 0 | 0 | 0 | 0 | 0 | 0 | 0 | 0 | 0 | 0 |  | 0 | 0 | 0 | 0 | 0 | 0 | 0 | 0 | 0 | 0 | 0 | 0 | 0 | 0 | 0 | 0 |  | 0 | 0 | 0 | 0 | 0 | 0 |  |  | 0 | 0 | 0 | 0 | 0 | 0 | 0 | 0 | 0 | 0 | 0 | 0 | 0 |  | 0 | 0 |  | 0 | 0
PG&E NGBA | Rock Creek 1 | 230 |  | 0 | 0 | 0 | 0 | 0 | 0 | 0 | 0 | 0 | 0 | 0 | 0 | 0 | 0 | 0 | 0 |  | 0 | 0 | 0 | 0 | 0 | 0 | 0 | 0 | 0 | 0 | 0 | 0 | 0 | 0 | 0 | 0 |  | 0 | 0 | 0 | 0 | 0 | 0 |  |  | 0 | 0 | 0 | 0 | 0 | 0 | 0 | 0 | 0 | 0 | 0 | 0 | 0 |  | 0 | 0 |  | 0 | 0
SCE Northern | Rosamond | 66 |  | 0 | 0 | 0 | 0 | 0 | 0 | 0 | 0 | 0 | 0 | 0 | 0 | 0 | 0 | 0 | 0 |  | 0 | 0 | 0 | 0 | 0 | 0 | 0 | 0 | 0 | 0 | 0 | 0 | 0 | 0 | 0 | 0 |  | 0 | 0 | 0 | 0 | 0 | 0 |  |  | 0 | 0 | 0 | 0 | 0 | 0 | 0 | 0 | 0 | 0 | 0 | 0 | 0 |  | 0 | 0 |  | 0 | 0
PG&E GBA | Rossmoor | 230 |  | 0 | 0 | 0 | 0 | 0 | 0 | 0 | 0 | 0 | 0 | 0 | 0 | 0 | 0 | 0 | 0 |  | 0 | 0 | 0 | 0 | 0 | 0 | 0 | 0 | 0 | 0 | 0 | 0 | 0 | 0 | 0 | 0 |  | 0 | 0 | 0 | 0 | 0 | 0 |  |  | 0 | 0 | 0 | 0 | 0 | 0 | 0 | 0 | 0 | 0 | 0 | 0 | 0 |  | 0 | 0 |  | 0 | 0
PG&E NGBA | Round Mountain | 230 |  | 0 | 0 | 0 | 0 | 0 | 0 | 0 | 0 | 0 | 0 | 0 | 0 | 0 | 0 | 0 | 0 |  | 0 | 0 | 0 | 0 | 0 | 0 | 0 | 0 | 0 | 0 | 0 | 0 | 0 | 0 | 0 | 0 |  | 0 | 0 | 0 | 0 | 0 | 0 |  |  | 0 | 0 | 0 | 0 | 0 | 0 | 0 | 0 | 0 | 0 | 0 | 0 | 0 |  | 0 | 0 |  | 0 | 0
PG&E NGBA | Round Mountain | 500 |  | 0 | 0 | 0 | 0 | 0 | 0 | 0 | 0 | 0 | 0 | 0 | 0 | 0 | 0 | 0 | 0 |  | 0 | 0 | 0 | 0 | 0 | 0 | 0 | 0 | 0 | 0 | 0 | 0 | 0 | 0 | 0 | 0 |  | 0 | 0 | 0 | 0 | 0 | 0 |  |  | 0 | 0 | 0 | 0 | 0 | 0 | 0 | 0 | 0 | 0 | 0 | 0 | 0 |  | 0 | 0 |  | 0 | 0
PG&E GBA | Salado | 115 |  | 0 | 0 | 0 | 0 | 0 | 0 | 0 | 0 | 0 | 0 | 0 | 0 | 0 | 0 | 0 | 0 |  | 0 | 0 | 0 | 0 | 0 | 0 | 0 | 0 | 0 | 0 | 0 | 0 | 0 | 0 | 0 | 0 |  | 95 | 0 | 0 | 0 | 0 | 0 |  |  | 0 | 0 | 0 | 0 | 0 | 0 | 0 | 0 | 0 | 0 | 95 | 0 | 0 |  | 0 | 0 |  | 0 | 0
PG&E GBA | Salado | 60 |  | 0 | 0 | 0 | 0 | 0 | 0 | 0 | 0 | 0 | 0 | 0 | 0 | 0 | 0 | 0 | 0 |  | 0 | 0 | 0 | 0 | 0 | 0 | 0 | 0 | 0 | 0 | 0 | 0 | 0 | 0 | 0 | 0 |  | 0 | 0 | 0 | 0 | 0 | 0 |  |  | 0 | 0 | 0 | 0 | 0 | 0 | 0 | 0 | 0 | 0 | 0 | 0 | 0 |  | 0 | 0 |  | 0 | 0
PG&E GBA | Salinas | 115 |  | 0 | 0 | 0 | 0 | 0 | 0 | 0 | 0 | 0 | 0 | 0 | 0 | 0 | 0 | 0 | 0 |  | 0 | 5.2435 | 0 | 0 | 0 | 0 | 0 | 2.0715 | 0 | 5.2435 | 0 | 0 | 0 | 0 | 0 | 2.0715 |  | 0 | 0 | 0 | 0 | 0 | 0 |  |  | 0 | 0 | 5.2435 | 0 | 0 | 0 | 0 | 0 | 2.0715 | 0 | 5.2435 | 0 | 0 |  | 0 | 0 |  | 0 | 2.0715
SDGE | Salt Creek | 69 |  | 0 | 0 | 0 | 0 | 0 | 0 | 0 | 0 | 0 | 0 | 0 | 0 | 0 | 0 | 0 | 0 |  | 0 | 0 | 0 | 0 | 0 | 0 | 0 | 0 | 0 | 0 | 0 | 0 | 0 | 0 | 0 | 0 |  | 0 | 0 | 0 | 0 | 0 | 0 |  |  | 0 | 0 | 0 | 0 | 0 | 0 | 0 | 0 | 0 | 0 | 0 | 0 | 0 |  | 0 | 0 |  | 0 | 0
SCE Eastern | San Bernardino | 230 |  | 0.05 | 1.25 | 0 | 0 | 0 | 0 | 0 | 2.667 | 0.05 | 3.5 | 0 | 0 | 0 | 0 | 0 | 132.267 |  | 0 | 0 | 0 | 0 | 0 | 0 | 0 | 0 | 0 | 0 | 0 | 0 | 0 | 0 | 0 | 0 |  | 0 | 0 | 0 | 0 | 0 | 0 |  |  | 0 | 0.05 | 1.25 | 0 | 0 | 0 | 0 | 0 | 2.667 | 0.05 | 3.5 | 0 | 0 |  | 0 | 0 |  | 0 | 132.267
PG&E GBA | SAN FRAN A (POTRERO PP) | 115 |  | 0 | 0 | 0 | 0 | 0 | 0 | 0 | 0 | 0 | 0 | 0 | 0 | 0 | 0 | 0 | 0 |  | 0 | 0 | 0 | 0 | 0 | 0 | 0 | 0 | 0 | 0 | 0 | 0 | 0 | 0 | 0 | 0 |  | 0 | 0 | 0 | 0 | 0 | 0 |  |  | 0 | 0 | 0 | 0 | 0 | 0 | 0 | 0 | 0 | 0 | 0 | 0 | 0 |  | 0 | 0 |  | 0 | 0
PG&E GBA | SAN FRAN A (POTRERO PP) | 230 |  | 0 | 0 | 0 | 0 | 0 | 0 | 0 | 0 | 0 | 0 | 0 | 0 | 0 | 0 | 0 | 0 |  | 0 | 2.95 | 0 | 0 | 0 | 0 | 0 | 0.036 | 0 | 2.95 | 0 | 0 | 0 | 0 | 0 | 0.036 |  | 0 | 0 | 0 | 0 | 0 | 0 |  |  | 0 | 0 | 2.95 | 0 | 0 | 0 | 0 | 0 | 0.036 | 0 | 2.95 | 0 | 0 |  | 0 | 0 |  | 0 | 0.036
PG&E GBA | San Jose A | 115 |  | 0 | 0 | 0 | 0 | 0 | 0 | 0 | 0 | 0 | 0 | 0 | 0 | 0 | 0 | 0 | 0 |  | 0 | 0 | 0 | 0 | 0 | 0 | 0 | 0 | 0 | 0 | 0 | 0 | 0 | 0 | 0 | 0 |  | 0 | 0 | 0 | 0 | 0 | 0 |  |  | 0 | 0 | 0 | 0 | 0 | 0 | 0 | 0 | 0 | 0 | 0 | 0 | 0 |  | 0 | 0 |  | 0 | 0
PG&E GBA | San Jose B | 115 |  | 0 | 0 | 0 | 0 | 0 | 0 | 0 | 0 | 0 | 0 | 0 | 0 | 0 | 0 | 0 | 0 |  | 0 | 0 | 0 | 0 | 0 | 0 | 0 | 0 | 0 | 0 | 0 | 0 | 0 | 0 | 0 | 0 |  | 0 | 0 | 0 | 0 | 0 | 0 |  |  | 0 | 0 | 0 | 0 | 0 | 0 | 0 | 0 | 0 | 0 | 0 | 0 | 0 |  | 0 | 0 |  | 0 | 0
PG&E GBA | San Leandro U | 115 |  | 0 | 0 | 0 | 0 | 0 | 0 | 0 | 0 | 0 | 0 | 0 | 0 | 0 | 0 | 0 | 0 |  | 0 | 2 | 0 | 0 | 0 | 0 | 0 | 0 | 0 | 2 | 0 | 0 | 0 | 0 | 0 | 0 |  | 0 | 0 | 0 | 0 | 0 | 0 |  |  | 0 | 0 | 2 | 0 | 0 | 0 | 0 | 0 | 0 | 0 | 2 | 0 | 0 |  | 0 | 0 |  | 0 | 0
PG&E KERN | San Luis Obispo | 115 |  | 0 | 0 | 0 | 0 | 0 | 0 | 0 | 0 | 0 | 0 | 0 | 0 | 0 | 0 | 0 | 0 |  | 0 | 0 | 0 | 0 | 0 | 0 | 0 | 0 | 0 | 0 | 0 | 0 | 0 | 0 | 0 | 0 |  | 0 | 0 | 0 | 0 | 0 | 0 |  |  | 0 | 0 | 0 | 0 | 0 | 0 | 0 | 0 | 0 | 0 | 0 | 0 | 0 |  | 0 | 0 |  | 0 | 0
PG&E KERN | San Luis Obispo | 70 |  | 0 | 0 | 0 | 0 | 0 | 0 | 0 | 0 | 0 | 0 | 0 | 0 | 0 | 0 | 0 | 0 |  | 0 | 0 | 0 | 0 | 0 | 0 | 0 | 0 | 0 | 0 | 0 | 0 | 0 | 0 | 0 | 0 |  | 0 | 0 | 0 | 0 | 0 | 0 |  |  | 0 | 0 | 0 | 0 | 0 | 0 | 0 | 0 | 0 | 0 | 0 | 0 | 0 |  | 0 | 0 |  | 0 | 0
SDGE | San Luis Rey | 230 |  | 0 | 0 | 0 | 0 | 0 | 0 | 0 | 0 | 0 | 0 | 0 | 0 | 0 | 0 | 0 | 0 |  | 0 | 0 | 0 | 0 | 0 | 0 | 0 | 0 | 0 | 0 | 0 | 0 | 0 | 0 | 0 | 0 |  | 0 | 0 | 0 | 0 | 0 | 0 |  |  | 0 | 0 | 0 | 0 | 0 | 0 | 0 | 0 | 0 | 0 | 0 | 0 | 0 |  | 0 | 0 |  | 0 | 0
SDGE | San Luis Rey | 69 |  | 0 | 0 | 0 | 0 | 0 | 0 | 0 | 0 | 0 | 0 | 0 | 0 | 0 | 0 | 0 | 0 |  | 0 | 0 | 0 | 0 | 0 | 0 | 0 | 0 | 0 | 0 | 0 | 0 | 0 | 0 | 0 | 0 |  | 0 | 0 | 0 | 0 | 0 | 0 |  |  | 0 | 0 | 0 | 0 | 0 | 0 | 0 | 0 | 0 | 0 | 0 | 0 | 0 |  | 0 | 0 |  | 0 | 0
SDGE | San Marcos | 69 |  | 0 | 0 | 0 | 0 | 0 | 0 | 0 | 0 | 0 | 0 | 0 | 0 | 0 | 0 | 0 | 0 |  | 0 | 0 | 0 | 0 | 0 | 0 | 0 | 0 | 0 | 0 | 0 | 0 | 0 | 0 | 0 | 0 |  | 0 | 0 | 0 | 0 | 0 | 0 |  |  | 0 | 0 | 0 | 0 | 0 | 0 | 0 | 0 | 0 | 0 | 0 | 0 | 0 |  | 0 | 0 |  | 0 | 0
SCE Metro | San Onofre | 230 |  | 0 | 0 | 0 | 0 | 0 | 0 | 0 | 0 | 0 | 0 | 0 | 0 | 0 | 0 | 0 | 0 |  | 0 | 0 | 0 | 0 | 0 | 0 | 0 | 0 | 0 | 0 | 0 | 0 | 0 | 0 | 0 | 0 |  | 0 | 0 | 0 | 0 | 0 | 0 |  |  | 0 | 0 | 0 | 0 | 0 | 0 | 0 | 0 | 0 | 0 | 0 | 0 | 0 |  | 0 | 0 |  | 0 | 0
PG&E GBA | San Pablo | 115 |  | 0 | 0 | 0 | 0 | 0 | 0 | 0 | 0 | 0 | 0 | 0 | 0 | 0 | 0 | 0 | 0 |  | 0 | 0 | 0 | 0 | 0 | 0 | 0 | 0 | 0 | 0 | 0 | 0 | 0 | 0 | 0 | 0 |  | 0 | 0 | 0 | 0 | 0 | 0 |  |  | 0 | 0 | 0 | 0 | 0 | 0 | 0 | 0 | 0 | 0 | 0 | 0 | 0 |  | 0 | 0 |  | 0 | 0
PG&E GBA | San Ramon | 230 |  | 0 | 0 | 0 | 0 | 0 | 0 | 0 | 0 | 0 | 0 | 0 | 0 | 0 | 0 | 0 | 0 |  | 0 | 0 | 0 | 0 | 0 | 0 | 0 | 0 | 0 | 0 | 0 | 0 | 0 | 0 | 0 | 0 |  | 0 | 0 | 0 | 0 | 0 | 0 |  |  | 0 | 0 | 0 | 0 | 0 | 0 | 0 | 0 | 0 | 0 | 0 | 0 | 0 |  | 0 | 0 |  | 0 | 0
SDGE | San Ysidro | 69 |  | 0 | 0 | 0 | 0 | 0 | 0 | 0 | 0 | 0 | 0 | 0 | 0 | 0 | 0 | 0 | 3 |  | 0 | 0 | 0 | 0 | 0 | 0 | 0 | 0 | 0 | 0 | 0 | 0 | 0 | 0 | 0 | 0 |  | 0 | 0 | 0 | 0 | 0 | 0 |  |  | 0 | 0 | 0 | 0 | 0 | 0 | 0 | 0 | 0 | 0 | 0 | 0 | 0 |  | 0 | 0 |  | 0 | 3
SCE NOL | Sandlot | 230 |  | 0 | 0 | 0 | 0 | 0 | 0 | 0 | 0 | 0 | 0 | 0 | 0 | 0 | 0 | 0 | 0 |  | 0 | 0 | 0 | 0 | 0 | 0 | 0 | 0 | 0 | 0 | 0 | 0 | 0 | 0 | 0 | 0 |  | 0 | 0 | 0 | 0 | 0 | 0 |  |  | 0 | 0 | 0 | 0 | 0 | 0 | 0 | 0 | 0 | 0 | 0 | 0 | 0 |  | 0 | 0 |  | 0 | 0
SCE EOP | Sandy | 138 |  | 0 | 0 | 0 | 0 | 0 | 0 | 0 | 0 | 0 | 0 | 0 | 0 | 0 | 0 | 0 | 0 |  | 0 | 0 | 0 | 0 | 0 | 0 | 0 | 0 | 0 | 0 | 0 | 0 | 0 | 0 | 0 | 0 |  | 0 | 0 | 0 | 0 | 0 | 0 |  |  | 0 | 0 | 0 | 0 | 0 | 0 | 0 | 0 | 0 | 0 | 0 | 0 | 0 |  | 0 | 0 |  | 0 | 0
PG&E FRESNO | Sanger | 115 |  | 0 | 0 | 0 | 0 | 0 | 0 | 0 | 0 | 0 | 0 | 0 | 0 | 0 | 0 | 0 | 0 |  | 0 | 0 | 0 | 0 | 0 | 0 | 0 | 0 | 0 | 0 | 0 | 0 | 0 | 0 | 0 | 0 |  | 0 | 0 | 0 | 0 | 0 | 0 |  |  | 0 | 0 | 0 | 0 | 0 | 0 | 0 | 0 | 0 | 0 | 0 | 0 | 0 |  | 0 | 0 |  | 0 | 0
SCE Northern | Santa Clara | 230 |  | 0 | 0 | 0 | 0 | 0 | 0 | 0 | 0 | 0 | 0 | 0 | 0 | 0 | 0 | 19.08 | 192 |  | 0 | 0 | 0 | 0 | 0 | 0 | 0 | 0 | 0 | 0 | 0 | 0 | 0 | 0 | 0 | 0 |  | 0 | 0 | 0 | 0 | 0 | 0 |  |  | 0 | 0 | 0 | 0 | 0 | 0 | 0 | 0 | 0 | 0 | 0 | 0 | 0 |  | 0 | 0 |  | 19.08 | 192
PG&E NGBA | Santa Rosa A | 115 |  | 0 | 0 | 0 | 0 | 0 | 0 | 0 | 0 | 0 | 0 | 0 | 0 | 0 | 0 | 0 | 0 |  | 0 | 0 | 0 | 0 | 0 | 0 | 0 | 1.8786 | 0 | 1.396 | 0 | 0 | 0 | 0 | 0 | 1.8786 |  | 0 | 0 | 0 | 0 | 0 | 0 |  |  | 0 | 0 | 0 | 0 | 0 | 0 | 0 | 0 | 1.8786 | 0 | 1.396 | 0 | 0 |  | 0 | 0 |  | 0 | 1.8786
PG&E GBA | Santa Teresa | 115 |  | 0 | 0 | 0 | 0 | 0 | 0 | 0 | 0 | 0 | 0 | 0 | 0 | 0 | 0 | 0 | 0 |  | 0 | 0 | 0 | 0 | 0 | 0 | 0 | 0 | 0 | 0 | 0 | 0 | 0 | 0 | 0 | 0 |  | 0 | 0 | 0 | 0 | 0 | 0 |  |  | 0 | 0 | 0 | 0 | 0 | 0 | 0 | 0 | 0 | 0 | 0 | 0 | 0 |  | 0 | 0 |  | 0 | 0
SDGE | Santee | 138 |  | 0 | 0 | 0 | 0 | 0 | 0 | 0 | 0 | 0 | 0 | 0 | 0 | 0 | 0 | 10 | 10 |  | 0 | 0 | 0 | 0 | 0 | 0 | 0 | 0 | 0 | 0 | 0 | 0 | 0 | 0 | 0 | 0 |  | 0 | 0 | 0 | 0 | 0 | 0 |  |  | 0 | 0 | 0 | 0 | 0 | 0 | 0 | 0 | 0 | 0 | 0 | 0 | 0 |  | 0 | 0 |  | 10 | 10
SCE Metro | Santiago | 230 |  | 0 | 0.233 | 0 | 0 | 0 | 0 | 0 | 0 | 0 | 0.233 | 0 | 0 | 0 | 0 | 0 | 0 |  | 0 | 0 | 0 | 0 | 0 | 0 | 0 | 0 | 0 | 0 | 0 | 0 | 0 | 0 | 0 | 0 |  | 0 | 0 | 0 | 0 | 0 | 0 |  |  | 0 | 0 | 0.233 | 0 | 0 | 0 | 0 | 0 | 0 | 0 | 0.233 | 0 | 0 |  | 0 | 0 |  | 0 | 0
PG&E GBA | Saratoga | 230 |  | 0 | 0 | 0 | 0 | 0 | 0 | 0 | 0 | 0 | 0 | 0 | 0 | 0 | 0 | 0 | 0 |  | 0 | 0 | 0 | 0 | 0 | 0 | 0 | 0 | 0 | 0 | 0 | 0 | 0 | 0 | 0 | 0 |  | 0 | 0 | 0 | 0 | 0 | 0 |  |  | 0 | 0 | 0 | 0 | 0 | 0 | 0 | 0 | 0 | 0 | 0 | 0 | 0 |  | 0 | 0 |  | 0 | 0
SCE Northern | Saugus | 230 |  | 0 | 0 | 0 | 0 | 0 | 0 | 0 | 0 | 0 | 0 | 0 | 0 | 0 | 0 | 0 | 0 |  | 0 | 0 | 0 | 0 | 0 | 0 | 0 | 0 | 0 | 0 | 0 | 0 | 0 | 0 | 0 | 0 |  | 0 | 0 | 0 | 0 | 0 | 0 |  |  | 0 | 0 | 0 | 0 | 0 | 0 | 0 | 0 | 0 | 0 | 0 | 0 | 0 |  | 0 | 0 |  | 0 | 0
PG&E FRESNO | Schindler | 115 |  | 0 | 0 | 0 | 0 | 0 | 0 | 0 | 0 | 0 | 0 | 0 | 0 | 0 | 0 | 0 | 0 |  | 0 | 0 | 0 | 0 | 0 | 0 | 0 | 0 | 0 | 0 | 0 | 0 | 0 | 0 | 0 | 0 |  | 0 | 0 | 0 | 0 | 0 | 0 |  |  | 0 | 0 | 0 | 0 | 0 | 0 | 0 | 0 | 0 | 0 | 0 | 0 | 0 |  | 0 | 0 |  | 0 | 0
PG&E FRESNO | Schindler | 70 |  | 0 | 0 | 0 | 0 | 0 | 0 | 0 | 0 | 0 | 0 | 0 | 0 | 0 | 0 | 0 | 0 |  | 0 | 0 | 0 | 0 | 0 | 0 | 0 | 0 | 0 | 0 | 0 | 0 | 0 | 0 | 0 | 0 |  | 0 | 0 | 0 | 0 | 0 | 0 |  |  | 0 | 0 | 0 | 0 | 0 | 0 | 0 | 0 | 0 | 0 | 0 | 0 | 0 |  | 0 | 0 |  | 0 | 0
PG&E GBA | Schulte | 115 |  | 0 | 0 | 0 | 0 | 0 | 0 | 0 | 0 | 0 | 0 | 0 | 0 | 0 | 0 | 0 | 0 |  | 0 | 0 | 0 | 0 | 0 | 0 | 0 | 0 | 0 | 0 | 0 | 0 | 0 | 0 | 0 | 0 |  | 0 | 0 | 0 | 0 | 0 | 0 |  |  | 0 | 0 | 0 | 0 | 0 | 0 | 0 | 0 | 0 | 0 | 0 | 0 | 0 |  | 0 | 0 |  | 0 | 0
SDGE | Scripps | 69 |  | 0 | 0 | 0 | 0 | 0 | 0 | 0 | 0 | 0 | 0 | 0 | 0 | 0 | 0 | 0 | 0 |  | 0 | 0 | 0 | 0 | 0 | 0 | 0 | 0 | 0 | 0 | 0 | 0 | 0 | 0 | 0 | 0 |  | 0 | 0 | 0 | 0 | 0 | 0 |  |  | 0 | 0 | 0 | 0 | 0 | 0 | 0 | 0 | 0 | 0 | 0 | 0 | 0 |  | 0 | 0 |  | 0 | 0
PG&E KERN | Semitropic | 115 |  | 0 | 0 | 0 | 0 | 0 | 0 | 0 | 0 | 0 | 0 | 0 | 0 | 0 | 0 | 0 | 0 |  | 0 | 0 | 0 | 0 | 0 | 0 | 0 | 0 | 0 | 0 | 0 | 0 | 0 | 0 | 0 | 0 |  | 0 | 0 | 0 | 0 | 0 | 0 |  |  | 0 | 0 | 0 | 0 | 0 | 0 | 0 | 0 | 0 | 0 | 0 | 0 | 0 |  | 0 | 0 |  | 0 | 0
SCE Metro | Serrano | 230 |  | 0 | 0 | 0 | 0 | 0 | 0 | 0 | 0 | 0 | 0 | 0 | 0 | 0 | 0 | 0 | 0 |  | 0 | 0 | 0 | 0 | 0 | 0 | 0 | 0 | 0 | 0 | 0 | 0 | 0 | 0 | 0 | 0 |  | 0 | 0 | 0 | 0 | 0 | 0 |  |  | 0 | 0 | 0 | 0 | 0 | 0 | 0 | 0 | 0 | 0 | 0 | 0 | 0 |  | 0 | 0 |  | 0 | 0
SCE Metro | Serrano | 500 |  | 0 | 0 | 0 | 0 | 0 | 0 | 0 | 0 | 0 | 0 | 0 | 0 | 0 | 0 | 0 | 0 |  | 0 | 0 | 0 | 0 | 0 | 0 | 0 | 0 | 0 | 0 | 0 | 0 | 0 | 0 | 0 | 0 |  | 0 | 0 | 0 | 0 | 0 | 0 |  |  | 0 | 0 | 0 | 0 | 0 | 0 | 0 | 0 | 0 | 0 | 0 | 0 | 0 |  | 0 | 0 |  | 0 | 0
SDGE | Shadowridge | 138 |  | 0 | 0 | 0 | 0 | 0 | 0 | 0 | 0 | 0 | 0 | 0 | 0 | 0 | 0 | 0 | 0 |  | 0 | 0 | 0 | 0 | 0 | 0 | 0 | 0 | 0 | 0 | 0 | 0 | 0 | 0 | 0 | 0 |  | 0 | 0 | 0 | 0 | 0 | 0 |  |  | 0 | 0 | 0 | 0 | 0 | 0 | 0 | 0 | 0 | 0 | 0 | 0 | 0 |  | 0 | 0 |  | 0 | 0
PG&E KERN | Shafter | 115 |  | 0 | 0 | 0 | 0 | 0 | 0 | 0 | 0 | 0 | 0 | 0 | 0 | 0 | 0 | 0 | 0 |  | 0 | 0 | 0 | 0 | 0 | 0 | 0 | 0 | 0 | 6.134 | 0 | 0 | 0 | 0 | 0 | 0 |  | 0 | 0 | 0 | 0 | 0 | 0 |  |  | 0 | 0 | 0 | 0 | 0 | 0 | 0 | 0 | 0 | 0 | 6.134 | 0 | 0 |  | 0 | 0 |  | 0 | 0
PG&E NGBA | Silverado | 115 |  | 0 | 0 | 0 | 0 | 0 | 0 | 0 | 0 | 0 | 0 | 0 | 0 | 0 | 0 | 0 | 0 |  | 0 | 0 | 0 | 0 | 0 | 0 | 0 | 0 | 0 | 0 | 0 | 0 | 0 | 0 | 0 | 0 |  | 0 | 0 | 0 | 0 | 0 | 0 |  |  | 0 | 0 | 0 | 0 | 0 | 0 | 0 | 0 | 0 | 0 | 0 | 0 | 0 |  | 0 | 0 |  | 0 | 0
SDGE | Silvergate | 230 |  | 0 | 0 | 0 | 0 | 0 | 0 | 0 | 0 | 0 | 0 | 0 | 0 | 0 | 0 | 0 | 0 |  | 0 | 0 | 0 | 0 | 0 | 0 | 0 | 0 | 0 | 0 | 0 | 0 | 0 | 0 | 0 | 0 |  | 0 | 0 | 0 | 0 | 0 | 0 |  |  | 0 | 0 | 0 | 0 | 0 | 0 | 0 | 0 | 0 | 0 | 0 | 0 | 0 |  | 0 | 0 |  | 0 | 0
SDGE | Silvergate | 69 |  | 0 | 0 | 0 | 0 | 0 | 0 | 0 | 0 | 0 | 0 | 0 | 0 | 0 | 0 | 0 | 0 |  | 0 | 0 | 0 | 0 | 0 | 0 | 0 | 0 | 0 | 0 | 0 | 0 | 0 | 0 | 0 | 0 |  | 0 | 0 | 0 | 0 | 0 | 0 |  |  | 0 | 0 | 0 | 0 | 0 | 0 | 0 | 0 | 0 | 0 | 0 | 0 | 0 |  | 0 | 0 |  | 0 | 0
PG&E KERN | Sisquoc | 115 |  | 0 | 0 | 0 | 0 | 0 | 0 | 0 | 0 | 0 | 0 | 0 | 0 | 0 | 0 | 0 | 0 |  | 0 | 0 | 0 | 0 | 0 | 0 | 0 | 0 | 0 | 0 | 0 | 0 | 0 | 0 | 0 | 0 |  | 0 | 0 | 0 | 0 | 0 | 0 |  |  | 0 | 0 | 0 | 0 | 0 | 0 | 0 | 0 | 0 | 0 | 0 | 0 | 0 |  | 0 | 0 |  | 0 | 0
SCE EOP | Sloan Canyon | 230 |  | 0 | 0 | 0 | 0 | 0 | 0 | 0 | 0 | 0 | 0 | 0 | 0 | 0 | 0 | 0 | 0 |  | 0 | 0 | 0 | 0 | 0 | 0 | 0 | 0 | 0 | 0 | 0 | 0 | 0 | 0 | 0 | 0 |  | 0 | 0 | 0 | 0 | 0 | 0 |  |  | 0 | 0 | 0 | 0 | 0 | 0 | 0 | 0 | 0 | 0 | 0 | 0 | 0 |  | 0 | 0 |  | 0 | 0
SCE EOP | Sloan Canyon | 500 |  | 0 | 0 | 0 | 0 | 0 | 0 | 0 | 0 | 0 | 0 | 0 | 0 | 0 | 0 | 0 | 0 |  | 0 | 0 | 0 | 0 | 0 | 0 | 0 | 0 | 0 | 0 | 0 | 0 | 0 | 0 | 0 | 0 |  | 0 | 0 | 0 | 0 | 0 | 0 |  |  | 0 | 0 | 0 | 0 | 0 | 0 | 0 | 0 | 0 | 0 | 0 | 0 | 0 |  | 0 | 0 |  | 0 | 0
PG&E KERN | Smyrna | 115 |  | 0 | 0 | 0 | 0 | 0 | 0 | 0 | 0 | 0 | 0 | 0 | 0 | 0 | 0 | 0 | 0 |  | 0 | 0 | 0 | 0 | 0 | 0 | 0 | 0 | 0 | 0 | 0 | 0 | 0 | 0 | 0 | 0 |  | 0 | 0 | 0 | 0 | 0 | 0 |  |  | 0 | 0 | 0 | 0 | 0 | 0 | 0 | 0 | 0 | 0 | 0 | 0 | 0 |  | 0 | 0 |  | 0 | 0
PG&E GBA | Sobrante | 115 |  | 0 | 0 | 0 | 0 | 0 | 0 | 0 | 0 | 0 | 0 | 0 | 0 | 0 | 0 | 0 | 0 |  | 0 | 0 | 0 | 0 | 0 | 0 | 0 | 0 | 0 | 0 | 0 | 0 | 0 | 0 | 0 | 0 |  | 0 | 0 | 0 | 0 | 0 | 0 |  |  | 0 | 0 | 0 | 0 | 0 | 0 | 0 | 0 | 0 | 0 | 0 | 0 | 0 |  | 0 | 0 |  | 0 | 0
PG&E GBA | Sobrante | 230 |  | 0 | 0 | 0 | 0 | 0 | 0 | 0 | 0 | 0 | 0 | 0 | 0 | 0 | 0 | 0 | 0 |  | 0 | 0 | 0 | 0 | 0 | 0 | 0 | 0 | 0 | 0 | 0 | 0 | 0 | 0 | 0 | 0 |  | 0 | 0 | 0 | 0 | 0 | 0 |  |  | 0 | 0 | 0 | 0 | 0 | 0 | 0 | 0 | 0 | 0 | 0 | 0 | 0 |  | 0 | 0 |  | 0 | 0
PG&E KERN | Solar | 230 |  | 0 | 0 | 0 | 0 | 0 | 0 | 0 | 0 | 0 | 0 | 0 | 0 | 0 | 0 | 0 | 0 |  | 0 | 0 | 0 | 0 | 0 | 0 | 0 | 0 | 0 | 0 | 0 | 0 | 0 | 0 | 0 | 0 |  | 0 | 0 | 0 | 0 | 0 | 0 |  |  | 0 | 0 | 0 | 0 | 0 | 0 | 0 | 0 | 0 | 0 | 0 | 0 | 0 |  | 0 | 0 |  | 0 | 0
PG&E GBA | Soledad | 115 |  | 0 | 0 | 0 | 0 | 0 | 0 | 0 | 0 | 0 | 0 | 0 | 0 | 0 | 0 | 0 | 0 |  | 0 | 0 | 0 | 0 | 0 | 0 | 0 | 0 | 0 | 0.96 | 0 | 0 | 0 | 0 | 0 | 0 |  | 0 | 0 | 0 | 0 | 0 | 0 |  |  | 0 | 0 | 0 | 0 | 0 | 0 | 0 | 0 | 0 | 0 | 0.96 | 0 | 0 |  | 0 | 0 |  | 0 | 0
PG&E GBA | Soledad | 60 |  | 0 | 0 | 0 | 0 | 0 | 0 | 0 | 0 | 0 | 0 | 0 | 0 | 0 | 0 | 0 | 0 |  | 0 | 0 | 0 | 0 | 0 | 0 | 0 | 0 | 0 | 0 | 0 | 0 | 0 | 0 | 0 | 0 |  | 0 | 0 | 0 | 0 | 0 | 0 |  |  | 0 | 0 | 0 | 0 | 0 | 0 | 0 | 0 | 0 | 0 | 0 | 0 | 0 |  | 0 | 0 |  | 0 | 0
SDGE | Spring Valley | 69 |  | 0 | 0 | 0 | 0 | 0 | 0 | 0 | 0 | 0 | 0 | 0 | 0 | 0 | 0 | 0 | 36 |  | 0 | 0 | 0 | 0 | 0 | 0 | 0 | 0 | 0 | 0 | 0 | 0 | 0 | 0 | 0 | 0 |  | 0 | 0 | 0 | 0 | 0 | 0 |  |  | 0 | 0 | 0 | 0 | 0 | 0 | 0 | 0 | 0 | 0 | 0 | 0 | 0 |  | 0 | 0 |  | 0 | 36
SCE Northern | Springville | 230 |  | 14.186 | 61.186 | 0 | 0 | 0 | 0 | 0 | 51.4 | 33.489 | 130.879 | 0 | 0 | 0 | 0 | 0 | 336.484 |  | 0 | 0 | 0 | 0 | 0 | 0 | 0 | 0 | 0 | 0 | 0 | 0 | 0 | 0 | 0 | 0 |  | 0 | 0 | 0 | 0 | 0 | 0 |  |  | 0 | 14.186 | 61.186 | 0 | 0 | 0 | 0 | 0 | 51.4 | 33.489 | 130.879 | 0 | 0 |  | 0 | 0 |  | 0 | 336.484
PG&E GBA | Stagg | 230 |  | 0 | 0 | 0 | 0 | 0 | 0 | 0 | 0 | 0 | 0 | 0 | 0 | 0 | 0 | 0 | 0 |  | 0 | 0 | 0 | 0 | 0 | 0 | 0 | 20 | 0 | 0 | 0 | 0 | 0 | 0 | 0 | 20 |  | 0 | 0 | 0 | 0 | 0 | 0 |  |  | 0 | 0 | 0 | 0 | 0 | 0 | 0 | 0 | 20 | 0 | 0 | 0 | 0 |  | 0 | 0 |  | 0 | 20
PG&E GBA | Standard Oil | 115 |  | 0 | 0 | 0 | 0 | 0 | 0 | 0 | 0 | 0 | 0 | 0 | 0 | 0 | 0 | 0 | 0 |  | 0 | 0 | 0 | 0 | 0 | 0 | 0 | 0 | 0 | 0 | 0 | 0 | 0 | 0 | 0 | 0 |  | 0 | 0 | 0 | 0 | 0 | 0 |  |  | 0 | 0 | 0 | 0 | 0 | 0 | 0 | 0 | 0 | 0 | 0 | 0 | 0 |  | 0 | 0 |  | 0 | 0
PG&E GBA | Stanislaus | 115 |  | 0 | 0 | 0 | 0 | 0 | 0 | 0 | 0 | 0 | 0 | 0 | 0 | 0 | 0 | 0 | 0 |  | 0 | 0 | 0 | 0 | 0 | 0 | 0 | 0 | 0 | 0 | 0 | 0 | 0 | 0 | 0 | 0 |  | 0 | 0 | 0 | 0 | 0 | 0 |  |  | 0 | 0 | 0 | 0 | 0 | 0 | 0 | 0 | 0 | 0 | 0 | 0 | 0 |  | 0 | 0 |  | 0 | 0
PG&E KERN | Stockdale | 115 |  | 0 | 0 | 0 | 0 | 0 | 0 | 0 | 0 | 0 | 0 | 0 | 0 | 0 | 0 | 0 | 0 |  | 0 | 6.032 | 0 | 0 | 0 | 0 | 0 | 6.032 | 0 | 6.032 | 0 | 0 | 0 | 0 | 0 | 6.032 |  | 0 | 0 | 0 | 0 | 0 | 0 |  |  | 0 | 0 | 6.032 | 0 | 0 | 0 | 0 | 0 | 6.032 | 0 | 6.032 | 0 | 0 |  | 0 | 0 |  | 0 | 6.032
PG&E KERN | Stockdale | 230 |  | 0 | 0 | 0 | 0 | 0 | 0 | 0 | 0 | 0 | 0 | 0 | 0 | 0 | 0 | 0 | 0 |  | 0 | 0 | 0 | 0 | 0 | 0 | 0 | 0 | 0 | 0.3 | 0 | 0 | 0 | 0 | 0 | 0 |  | 0 | 0 | 0 | 0 | 0 | 0 |  |  | 0 | 0 | 0 | 0 | 0 | 0 | 0 | 0 | 0 | 0 | 0.3 | 0 | 0 |  | 0 | 0 |  | 0 | 0
PG&E GBA | Stockton A | 115 |  | 0 | 0 | 0 | 0 | 0 | 0 | 0 | 0 | 0 | 0 | 0 | 0 | 0 | 0 | 0 | 0 |  | 0 | 1.1 | 0 | 0 | 0 | 0 | 0 | 0 | 0 | 1.1 | 0 | 0 | 0 | 0 | 0 | 0 |  | 0 | 0 | 0 | 0 | 0 | 0 |  |  | 0 | 0 | 1.1 | 0 | 0 | 0 | 0 | 0 | 0 | 0 | 1.1 | 0 | 0 |  | 0 | 0 |  | 0 | 0
PG&E GBA | Stone | 115 |  | 0 | 0 | 0 | 0 | 0 | 0 | 0 | 0 | 0 | 0 | 0 | 0 | 0 | 0 | 0 | 0 |  | 0 | 1.98 | 0 | 0 | 0 | 0 | 0 | 0 | 0 | 1.98 | 0 | 0 | 0 | 0 | 0 | 0 |  | 0 | 0 | 0 | 0 | 0 | 0 |  |  | 0 | 0 | 1.98 | 0 | 0 | 0 | 0 | 0 | 0 | 0 | 1.98 | 0 | 0 |  | 0 | 0 |  | 0 | 0
PG&E FRESNO | Storey | 230 |  | 0 | 0 | 0 | 0 | 0 | 0 | 0 | 0 | 0 | 0 | 0 | 0 | 0 | 0 | 0 | 0 |  | 0 | 0 | 0 | 0 | 0 | 0 | 0 | 0 | 0 | 0 | 0 | 0 | 0 | 0 | 0 | 0 |  | 0 | 0 | 0 | 0 | 0 | 0 |  |  | 0 | 0 | 0 | 0 | 0 | 0 | 0 | 0 | 0 | 0 | 0 | 0 | 0 |  | 0 | 0 |  | 0 | 0
PG&E NGBA | Summit | 115 |  | 0 | 0 | 0 | 0 | 0 | 0 | 0 | 0 | 0 | 0 | 0 | 0 | 0 | 0 | 0 | 0 |  | 0 | 0 | 0 | 0 | 0 | 0 | 0 | 0 | 0 | 0 | 0 | 0 | 0 | 0 | 0 | 0 |  | 0 | 0 | 0 | 0 | 0 | 0 |  |  | 0 | 0 | 0 | 0 | 0 | 0 | 0 | 0 | 0 | 0 | 0 | 0 | 0 |  | 0 | 0 |  | 0 | 0
SDGE | Suncrest | 230 |  | 0 | 0 | 0 | 0 | 0 | 0 | 0 | 0 | 0 | 0 | 0 | 0 | 0 | 0 | 0 | 0 |  | 0 | 0 | 0 | 0 | 0 | 0 | 0 | 0 | 0 | 0 | 0 | 0 | 0 | 0 | 0 | 0 |  | 0 | 0 | 0 | 0 | 0 | 0 |  |  | 0 | 0 | 0 | 0 | 0 | 0 | 0 | 0 | 0 | 0 | 0 | 0 | 0 |  | 0 | 0 |  | 0 | 0
SDGE | Suncrest | 500 |  | 0 | 0 | 0 | 0 | 0 | 0 | 0 | 0 | 0 | 0 | 0 | 0 | 0 | 0 | 0 | 0 |  | 0 | 0 | 0 | 0 | 0 | 0 | 0 | 0 | 0 | 0 | 0 | 0 | 0 | 0 | 0 | 0 |  | 0 | 0 | 0 | 0 | 0 | 0 |  |  | 0 | 0 | 0 | 0 | 0 | 0 | 0 | 0 | 0 | 0 | 0 | 0 | 0 |  | 0 | 0 |  | 0 | 0
PG&E KERN | Sunrise | 230 |  | 0 | 0 | 0 | 0 | 0 | 0 | 0 | 0 | 0 | 0 | 0 | 0 | 0 | 0 | 0 | 0 |  | 0 | 0 | 0 | 0 | 0 | 0 | 0 | 0 | 0 | 0 | 0 | 0 | 0 | 0 | 0 | 0 |  | 0 | 0 | 0 | 0 | 0 | 0 |  |  | 0 | 0 | 0 | 0 | 0 | 0 | 0 | 0 | 0 | 0 | 0 | 0 | 0 |  | 0 | 0 |  | 0 | 0
PG&E KERN | Sunset | 230 |  | 0 | 0 | 0 | 0 | 0 | 0 | 0 | 0 | 0 | 0 | 0 | 0 | 0 | 0 | 0 | 0 |  | 0 | 0 | 0 | 0 | 0 | 0 | 0 | 0 | 0 | 0 | 0 | 0 | 0 | 0 | 0 | 0 |  | 0 | 0 | 0 | 0 | 0 | 0 |  |  | 0 | 0 | 0 | 0 | 0 | 0 | 0 | 0 | 0 | 0 | 0 | 0 | 0 |  | 0 | 0 |  | 0 | 0
PG&E GBA | Swift | 115 |  | 0 | 0 | 0 | 0 | 0 | 0 | 0 | 0 | 0 | 0 | 0 | 0 | 0 | 0 | 0 | 0 |  | 0 | 0 | 0 | 0 | 0 | 0 | 0 | 0 | 0 | 0 | 0 | 0 | 0 | 0 | 0 | 0 |  | 0 | 0 | 0 | 0 | 0 | 0 |  |  | 0 | 0 | 0 | 0 | 0 | 0 | 0 | 0 | 0 | 0 | 0 | 0 | 0 |  | 0 | 0 |  | 0 | 0
SDGE | Sycamore Canyon | 138 |  | 0 | 0 | 0 | 0 | 0 | 0 | 0 | 0 | 0 | 0 | 0 | 0 | 0 | 0 | 0 | 0 |  | 0 | 0 | 0 | 0 | 0 | 0 | 0 | 0 | 0 | 0 | 0 | 0 | 0 | 0 | 0 | 0 |  | 0 | 0 | 0 | 0 | 0 | 0 |  |  | 0 | 0 | 0 | 0 | 0 | 0 | 0 | 0 | 0 | 0 | 0 | 0 | 0 |  | 0 | 0 |  | 0 | 0
SDGE | Sycamore Canyon | 230 |  | 0 | 0 | 0 | 0 | 0 | 0 | 0 | 0 | 0 | 0 | 0 | 0 | 0 | 0 | 0 | 0 |  | 0 | 0 | 0 | 0 | 0 | 0 | 0 | 0 | 0 | 0 | 0 | 0 | 0 | 0 | 0 | 0 |  | 0 | 0 | 0 | 0 | 0 | 0 | 500 |  | 0 | 0 | 0 | 0 | 0 | 0 | 0 | 0 | 0 | 0 | 0 | 0 | 0 |  | 0 | 0 | 500 | 0 | 0
SDGE | Sycamore Canyon | 69 |  | 0 | 0 | 0 | 0 | 0 | 0 | 0 | 0 | 0 | 0 | 0 | 0 | 0 | 0 | 0 | 0 |  | 0 | 0 | 0 | 0 | 0 | 0 | 0 | 0 | 0 | 0 | 0 | 0 | 0 | 0 | 0 | 0 |  | 0 | 0 | 0 | 0 | 0 | 0 |  |  | 0 | 0 | 0 | 0 | 0 | 0 | 0 | 0 | 0 | 0 | 0 | 0 | 0 |  | 0 | 0 |  | 0 | 0
SCE Northern | Sylmar | 230 |  | 0 | 0 | 0 | 0 | 0 | 0 | 0 | 0 | 0 | 0 | 0 | 0 | 0 | 0 | 0 | 0 |  | 0 | 0 | 0 | 0 | 0 | 0 | 0 | 0 | 0 | 0 | 0 | 0 | 0 | 0 | 0 | 0 |  | 0 | 0 | 0 | 0 | 0 | 0 |  |  | 0 | 0 | 0 | 0 | 0 | 0 | 0 | 0 | 0 | 0 | 0 | 0 | 0 |  | 0 | 0 |  | 0 | 0
PG&E NGBA | Table Mountain | 115 |  | 0 | 0 | 0 | 0 | 0 | 0 | 0 | 0 | 0 | 0 | 0 | 0 | 0 | 0 | 0 | 0 |  | 0 | 0 | 0 | 0 | 0 | 0 | 0 | 0 | 0 | 0 | 0 | 0 | 0 | 0 | 0 | 0 |  | 0 | 0 | 0 | 0 | 0 | 0 |  |  | 0 | 0 | 0 | 0 | 0 | 0 | 0 | 0 | 0 | 0 | 0 | 0 | 0 |  | 0 | 0 |  | 0 | 0
PG&E NGBA | Table Mountain | 230 |  | 0 | 0 | 0 | 0 | 0 | 0 | 0 | 0 | 0 | 0 | 0 | 0 | 0 | 0 | 0 | 0 |  | 0 | 0 | 0 | 0 | 0 | 0 | 0 | 0 | 0 | 0 | 0 | 0 | 0 | 0 | 0 | 0 |  | 0 | 0 | 0 | 0 | 0 | 0 |  |  | 0 | 0 | 0 | 0 | 0 | 0 | 0 | 0 | 0 | 0 | 0 | 0 | 0 |  | 0 | 0 |  | 0 | 0
PG&E NGBA | Table Mountain | 500 |  | 0 | 0 | 0 | 0 | 0 | 0 | 0 | 0 | 0 | 0 | 0 | 0 | 0 | 0 | 0 | 0 |  | 0 | 0 | 0 | 0 | 0 | 0 | 0 | 0 | 0 | 0 | 0 | 0 | 0 | 0 | 0 | 0 |  | 0 | 0 | 0 | 0 | 0 | 0 |  |  | 0 | 0 | 0 | 0 | 0 | 0 | 0 | 0 | 0 | 0 | 0 | 0 | 0 |  | 0 | 0 |  | 0 | 0
PG&E NGBA | Table Mountain | 60 |  | 0 | 0 | 0 | 0 | 0 | 0 | 0 | 0 | 0 | 0 | 0 | 0 | 0 | 0 | 0 | 0 |  | 0 | 0 | 0 | 0 | 0 | 0 | 0 | 0 | 0 | 0 | 0 | 0 | 0 | 0 | 0 | 0 |  | 0 | 0 | 0 | 0 | 0 | 0 |  |  | 0 | 0 | 0 | 0 | 0 | 0 | 0 | 0 | 0 | 0 | 0 | 0 | 0 |  | 0 | 0 |  | 0 | 0
PG&E KERN | Taft | 115 |  | 0 | 0 | 0 | 0 | 0 | 0 | 0 | 0 | 0 | 0 | 0 | 0 | 0 | 0 | 0 | 0 |  | 0 | 6.81 | 0 | 0 | 0 | 0 | 0 | 0 | 0 | 6.81 | 0 | 0 | 0 | 0 | 0 | 0 |  | 0 | 0 | 0 | 0 | 0 | 0 |  |  | 0 | 0 | 6.81 | 0 | 0 | 0 | 0 | 0 | 0 | 0 | 6.81 | 0 | 0 |  | 0 | 0 |  | 0 | 0
SDGE | Talega | 138 |  | 0 | 0 | 0 | 0 | 0 | 0 | 0 | 0 | 0 | 0 | 0 | 0 | 0 | 0 | 0 | 0 |  | 0 | 0 | 0 | 0 | 0 | 0 | 0 | 0 | 0 | 0 | 0 | 0 | 0 | 0 | 0 | 0 |  | 0 | 0 | 0 | 0 | 0 | 0 |  |  | 0 | 0 | 0 | 0 | 0 | 0 | 0 | 0 | 0 | 0 | 0 | 0 | 0 |  | 0 | 0 |  | 0 | 0
SDGE | Talega | 230 |  | 0 | 0 | 0 | 0 | 0 | 0 | 0 | 0 | 0 | 0 | 0 | 0 | 0 | 0 | 0 | 0 |  | 0 | 0 | 0 | 0 | 0 | 0 | 0 | 0 | 0 | 0 | 0 | 0 | 0 | 0 | 0 | 0 |  | 0 | 0 | 0 | 0 | 0 | 0 |  |  | 0 | 0 | 0 | 0 | 0 | 0 | 0 | 0 | 0 | 0 | 0 | 0 | 0 |  | 0 | 0 |  | 0 | 0
PG&E GBA | Tassajara | 230 |  | 0 | 0 | 0 | 0 | 0 | 0 | 0 | 0 | 0 | 0 | 0 | 0 | 0 | 0 | 0 | 0 |  | 0 | 0 | 0 | 0 | 0 | 0 | 0 | 0 | 0 | 0 | 0 | 0 | 0 | 0 | 0 | 0 |  | 0 | 0 | 0 | 0 | 0 | 0 |  |  | 0 | 0 | 0 | 0 | 0 | 0 | 0 | 0 | 0 | 0 | 0 | 0 | 0 |  | 0 | 0 |  | 0 | 0
PG&E KERN | Tejon | 70 |  | 0 | 0 | 0 | 0 | 0 | 0 | 0 | 0 | 0 | 0 | 0 | 0 | 0 | 0 | 0 | 0 |  | 0 | 13.8275 | 0 | 0 | 0 | 0 | 0 | 1.1875 | 0 | 15.8275 | 0 | 0 | 0 | 0 | 0 | 1.1875 |  | 0 | 0 | 0 | 0 | 0 | 0 |  |  | 0 | 0 | 13.8275 | 0 | 0 | 0 | 0 | 0 | 1.1875 | 0 | 15.8275 | 0 | 0 |  | 0 | 0 |  | 0 | 1.1875
SDGE | Telegraph Canyon | 138 |  | 0 | 0 | 0 | 0 | 0 | 0 | 0 | 0 | 0 | 0 | 0 | 0 | 0 | 0 | 0 | 0 |  | 0 | 0 | 0 | 0 | 0 | 0 | 0 | 0 | 0 | 0 | 0 | 0 | 0 | 0 | 0 | 0 |  | 0 | 0 | 0 | 0 | 0 | 0 |  |  | 0 | 0 | 0 | 0 | 0 | 0 | 0 | 0 | 0 | 0 | 0 | 0 | 0 |  | 0 | 0 |  | 0 | 0
PG&E KERN | Temblor | 115 |  | 0 | 0 | 0 | 0 | 0 | 0 | 0 | 0 | 0 | 0 | 0 | 0 | 0 | 0 | 0 | 0 |  | 0 | 0 | 0 | 0 | 0 | 0 | 0 | 0 | 0 | 0 | 0 | 0 | 0 | 0 | 0 | 0 |  | 0 | 0 | 0 | 0 | 0 | 0 |  |  | 0 | 0 | 0 | 0 | 0 | 0 | 0 | 0 | 0 | 0 | 0 | 0 | 0 |  | 0 | 0 |  | 0 | 0
PG&E KERN | Templeton | 230 |  | 0 | 0 | 0 | 0 | 0 | 0 | 0 | 0 | 0 | 0 | 0 | 0 | 0 | 0 | 0 | 0 |  | 0 | 0 | 0 | 0 | 0 | 0 | 0 | 0 | 0 | 0 | 0 | 0 | 0 | 0 | 0 | 0 |  | 0 | 0 | 0 | 0 | 0 | 0 | 1500 |  | 0 | 0 | 0 | 0 | 0 | 0 | 0 | 0 | 0 | 0 | 0 | 0 | 0 |  | 0 | 0 |  | 0 | 0
PG&E KERN | Templeton | 70 |  | 0 | 0 | 0 | 0 | 0 | 0 | 0 | 0 | 0 | 0 | 0 | 0 | 0 | 0 | 0 | 0 |  | 0 | 0 | 0 | 0 | 0 | 0 | 0 | 0 | 0 | 0 | 0 | 0 | 0 | 0 | 0 | 0 |  | 0 | 0 | 0 | 0 | 0 | 0 |  |  | 0 | 0 | 0 | 0 | 0 | 0 | 0 | 0 | 0 | 0 | 0 | 0 | 0 |  | 0 | 0 |  | 0 | 0
PG&E GBA | Tesla | 115 |  | 0 | 0 | 0 | 0 | 0 | 0 | 0 | 0 | 0 | 0 | 0 | 0 | 0 | 0 | 0 | 0 |  | 0 | 0 | 0 | 0 | 0 | 0 | 0 | 0 | 0 | 0 | 0 | 0 | 0 | 0 | 0 | 0 |  | 0 | 0 | 0 | 0 | 0 | 0 |  |  | 0 | 0 | 0 | 0 | 0 | 0 | 0 | 0 | 0 | 0 | 0 | 0 | 0 |  | 0 | 0 |  | 0 | 0
PG&E GBA | Tesla | 230 |  | 0 | 0 | 0 | 0 | 0 | 0 | 0 | 0 | 0 | 0 | 0 | 0 | 0 | 0 | 0 | 0 |  | 0 | 0 | 0 | 0 | 0 | 0 | 0 | 0 | 0 | 0 | 0 | 0 | 0 | 0 | 0 | 0 |  | 0 | 0 | 0 | 0 | 0 | 0 | 280 |  | 0 | 0 | 0 | 0 | 0 | 0 | 0 | 0 | 0 | 0 | 0 | 0 | 0 |  | 0 | 0 |  | 0 | 0
PG&E GBA | Tesla | 500 |  | 0 | 0 | 0 | 0 | 0 | 0 | 0 | 0 | 0 | 0 | 0 | 0 | 0 | 0 | 0 | 0 |  | 0 | 0 | 0 | 0 | 0 | 0 | 0 | 0 | 0 | 0 | 0 | 0 | 0 | 0 | 0 | 0 |  | 0 | 0 | 0 | 0 | 0 | 0 |  |  | 0 | 0 | 0 | 0 | 0 | 0 | 0 | 0 | 0 | 0 | 0 | 0 | 0 |  | 0 | 0 |  | 0 | 0
PG&E KERN | Tevis | 115 |  | 0 | 0 | 0 | 0 | 0 | 0 | 0 | 0 | 0 | 0 | 0 | 0 | 0 | 0 | 0 | 0 |  | 0 | 0 | 0 | 0 | 0 | 0 | 0 | 0 | 0 | 0 | 0 | 0 | 0 | 0 | 0 | 0 |  | 0 | 0 | 0 | 0 | 0 | 0 |  |  | 0 | 0 | 0 | 0 | 0 | 0 | 0 | 0 | 0 | 0 | 0 | 0 | 0 |  | 0 | 0 |  | 0 | 0
SCE EOP | Thousandaire | 138 |  | 0 | 0 | 0 | 0 | 0 | 0 | 0 | 0 | 0 | 0 | 0 | 0 | 0 | 0 | 0 | 0 |  | 0 | 0 | 0 | 0 | 0 | 0 | 0 | 0 | 0 | 0 | 0 | 0 | 0 | 0 | 0 | 0 |  | 0 | 0 | 0 | 0 | 0 | 0 |  |  | 0 | 0 | 0 | 0 | 0 | 0 | 0 | 0 | 0 | 0 | 0 | 0 | 0 |  | 0 | 0 |  | 0 | 0
PG&E KERN | Topaz | 230 |  | 0 | 0 | 0 | 0 | 0 | 0 | 0 | 0 | 0 | 0 | 0 | 0 | 0 | 0 | 0 | 0 |  | 0 | 0 | 0 | 0 | 0 | 0 | 0 | 0 | 0 | 0 | 0 | 0 | 0 | 0 | 0 | 0 |  | 0 | 0 | 0 | 0 | 0 | 0 |  |  | 0 | 0 | 0 | 0 | 0 | 0 | 0 | 0 | 0 | 0 | 0 | 0 | 0 |  | 0 | 0 |  | 0 | 0
SCE NOL | Tortilla | 115 |  | 0 | 0 | 0 | 0 | 0 | 0 | 0 | 0 | 17.8 | 40.8 | 0 | 0 | 0 | 0 | 0 | 12.6 |  | 0 | 0 | 0 | 0 | 0 | 0 | 0 | 0 | 0 | 0 | 0 | 0 | 0 | 0 | 0 | 0 |  | 0 | 0 | 0 | 0 | 0 | 0 |  |  | 0 | 0 | 0 | 0 | 0 | 0 | 0 | 0 | 0 | 17.8 | 40.8 | 0 | 0 |  | 0 | 0 |  | 0 | 12.6
SDGE | Trabuco | 138 |  | 0 | 0 | 0 | 0 | 0 | 0 | 0 | 0 | 0 | 0 | 0 | 0 | 0 | 0 | 0 | 0 |  | 0 | 0 | 0 | 0 | 0 | 0 | 0 | 0 | 0 | 0 | 0 | 0 | 0 | 0 | 0 | 0 |  | 0 | 0 | 0 | 0 | 0 | 0 |  |  | 0 | 0 | 0 | 0 | 0 | 0 | 0 | 0 | 0 | 0 | 0 | 0 | 0 |  | 0 | 0 |  | 0 | 0
PG&E GBA | Tracy | 115 |  | 0 | 0 | 0 | 0 | 0 | 0 | 0 | 0 | 0 | 0 | 0 | 0 | 0 | 0 | 0 | 0 |  | 0 | 6.598 | 0 | 0 | 0 | 0 | 0 | 1.285 | 0 | 9.598 | 0 | 0 | 0 | 0 | 0 | 2.57 |  | 0 | 0 | 0 | 0 | 0 | 0 |  |  | 0 | 0 | 6.598 | 0 | 0 | 0 | 0 | 0 | 1.285 | 0 | 9.598 | 0 | 0 |  | 0 | 0 |  | 0 | 2.57
PG&E FRESNO | Tranquility | 230 |  | 0 | 0 | 0 | 0 | 0 | 0 | 0 | 0 | 0 | 0 | 0 | 0 | 0 | 0 | 0 | 0 |  | 0 | 0 | 0 | 0 | 0 | 0 | 0 | 0 | 0 | 0 | 0 | 0 | 0 | 0 | 0 | 0 |  | 0 | 0 | 0 | 0 | 0 | 0 |  |  | 0 | 0 | 0 | 0 | 0 | 0 | 0 | 0 | 0 | 0 | 0 | 0 | 0 |  | 0 | 0 |  | 0 | 0
PG&E GBA | Trimble | 115 |  | 0 | 0 | 0 | 0 | 0 | 0 | 0 | 0 | 0 | 0 | 0 | 0 | 0 | 0 | 0 | 0 |  | 0 | 2.5255 | 0 | 0 | 0 | 0 | 0 | 2.5255 | 0 | 2.5255 | 0 | 0 | 0 | 0 | 0 | 2.5255 |  | 0 | 0 | 0 | 0 | 0 | 0 |  |  | 0 | 0 | 2.5255 | 0 | 0 | 0 | 0 | 0 | 2.5255 | 0 | 2.5255 | 0 | 0 |  | 0 | 0 |  | 0 | 2.5255
SCE EOP | Trout Canyon | 230 |  | 0 | 0 | 0 | 0 | 0 | 0 | 0 | 0 | 0 | 0 | 0 | 0 | 0 | 0 | 0 | 0 |  | 0 | 0 | 0 | 0 | 0 | 0 | 0 | 0 | 0 | 0 | 0 | 0 | 0 | 0 | 0 | 0 |  | 0 | 0 | 0 | 0 | 0 | 0 |  |  | 0 | 0 | 0 | 0 | 0 | 0 | 0 | 0 | 0 | 0 | 0 | 0 | 0 |  | 0 | 0 |  | 0 | 0
SCE EOP | Trout Canyon | 500 |  | 0 | 0 | 0 | 0 | 0 | 0 | 0 | 0 | 0 | 0 | 0 | 0 | 0 | 0 | 0 | 0 |  | 0 | 0 | 0 | 0 | 0 | 0 | 0 | 0 | 0 | 0 | 0 | 0 | 0 | 0 | 0 | 0 |  | 0 | 0 | 0 | 0 | 0 | 0 |  |  | 0 | 0 | 0 | 0 | 0 | 0 | 0 | 0 | 0 | 0 | 0 | 0 | 0 |  | 0 | 0 |  | 0 | 0
PG&E NGBA | Tulucay | 230 |  | 0 | 0 | 0 | 0 | 0 | 0 | 0 | 0 | 0 | 0 | 0 | 0 | 0 | 0 | 0 | 0 |  | 0 | 0 | 0 | 0 | 0 | 0 | 0 | 0 | 0 | 0 | 0 | 0 | 0 | 0 | 0 | 0 |  | 0 | 0 | 0 | 0 | 0 | 0 |  |  | 0 | 0 | 0 | 0 | 0 | 0 | 0 | 0 | 0 | 0 | 0 | 0 | 0 |  | 0 | 0 |  | 0 | 0
PG&E NGBA | Tulucay | 60 |  | 0 | 0 | 0 | 0 | 0 | 0 | 0 | 0 | 0 | 0 | 0 | 0 | 0 | 0 | 0 | 0 |  | 0 | 0 | 0 | 0 | 0 | 0 | 0 | 0 | 0 | 0 | 0 | 0 | 0 | 0 | 0 | 0 |  | 0 | 0 | 0 | 0 | 0 | 0 |  |  | 0 | 0 | 0 | 0 | 0 | 0 | 0 | 0 | 0 | 0 | 0 | 0 | 0 |  | 0 | 0 |  | 0 | 0
PG&E KERN | Tupman | 115 |  | 0 | 0 | 0 | 0 | 0 | 0 | 0 | 0 | 0 | 0 | 0 | 0 | 0 | 0 | 0 | 0 |  | 0 | 15.432 | 0 | 0 | 0 | 0 | 0 | 0 | 0 | 15.432 | 0 | 0 | 0 | 0 | 0 | 0 |  | 0 | 0 | 0 | 0 | 0 | 0 |  |  | 0 | 0 | 15.432 | 0 | 0 | 0 | 0 | 0 | 0 | 0 | 15.432 | 0 | 0 |  | 0 | 0 |  | 0 | 0
PG&E NGBA | Ukiah | 115 |  | 0 | 0 | 0 | 0 | 0 | 0 | 0 | 0 | 0 | 0 | 0 | 0 | 0 | 0 | 0 | 0 |  | 0 | 0 | 0 | 0 | 0 | 0 | 0 | 0 | 0 | 0 | 0 | 0 | 0 | 0 | 0 | 0 |  | 0 | 0 | 0 | 0 | 0 | 0 |  |  | 0 | 0 | 0 | 0 | 0 | 0 | 0 | 0 | 0 | 0 | 0 | 0 | 0 |  | 0 | 0 |  | 0 | 0
PG&E KERN | Union (Estrella) | 70 |  | 0 | 0 | 0 | 0 | 0 | 0 | 0 | 0 | 0 | 0 | 0 | 0 | 0 | 0 | 0 | 0 |  | 0 | 0 | 0 | 0 | 0 | 0 | 0 | 0 | 0 | 0 | 0 | 0 | 0 | 0 | 0 | 0 |  | 0 | 0 | 0 | 0 | 0 | 0 |  |  | 0 | 0 | 0 | 0 | 0 | 0 | 0 | 0 | 0 | 0 | 0 | 0 | 0 |  | 0 | 0 |  | 0 | 0
PG&E NGBA | Vaca Dixon | 115 |  | 0 | 0 | 0 | 0 | 0 | 0 | 0 | 0 | 0 | 0 | 0 | 0 | 0 | 0 | 0 | 0 |  | 0 | 0 | 0 | 0 | 0 | 0 | 0 | 0 | 0 | 0 | 0 | 0 | 0 | 0 | 0 | 0 |  | 0 | 0 | 0 | 0 | 0 | 0 |  |  | 0 | 0 | 0 | 0 | 0 | 0 | 0 | 0 | 0 | 0 | 0 | 0 | 0 |  | 0 | 0 |  | 0 | 0
PG&E NGBA | Vaca Dixon | 230 |  | 0 | 0 | 0 | 0 | 0 | 0 | 0 | 0 | 0 | 0 | 0 | 0 | 0 | 0 | 0 | 0 |  | 0 | 0 | 0 | 0 | 0 | 0 | 0 | 0 | 0 | 0 | 0 | 0 | 0 | 0 | 0 | 0 |  | 0 | 0 | 0 | 0 | 0 | 0 |  |  | 0 | 0 | 0 | 0 | 0 | 0 | 0 | 0 | 0 | 0 | 0 | 0 | 0 |  | 0 | 0 |  | 0 | 0
PG&E NGBA | Vaca Dixon | 500 |  | 0 | 0 | 0 | 0 | 0 | 0 | 0 | 0 | 0 | 0 | 0 | 0 | 0 | 0 | 0 | 0 |  | 0 | 2.914 | 0 | 0 | 0 | 0 | 0 | 0 | 0 | 2.914 | 0 | 0 | 0 | 0 | 0 | 0 |  | 0 | 0 | 0 | 0 | 0 | 0 |  |  | 0 | 0 | 2.914 | 0 | 0 | 0 | 0 | 0 | 0 | 0 | 2.914 | 0 | 0 |  | 0 | 0 |  | 0 | 0
PG&E NGBA | Vaca Dixon | 60 |  | 0 | 0 | 0 | 0 | 0 | 0 | 0 | 0 | 0 | 0 | 0 | 0 | 0 | 0 | 0 | 0 |  | 0 | 0 | 0 | 0 | 0 | 0 | 0 | 0 | 0 | 0 | 0 | 0 | 0 | 0 | 0 | 0 |  | 0 | 0 | 0 | 0 | 0 | 0 |  |  | 0 | 0 | 0 | 0 | 0 | 0 | 0 | 0 | 0 | 0 | 0 | 0 | 0 |  | 0 | 0 |  | 0 | 0
SCE Eastern | Valley (SCE) | 500 |  | 0 | 0 | 0 | 0 | 0 | 0 | 0 | 0 | 0 | 0 | 0 | 0 | 0 | 0 | 0 | 0 |  | 0 | 0 | 0 | 0 | 0 | 0 | 0 | 0 | 0 | 0 | 0 | 0 | 0 | 0 | 0 | 0 |  | 0 | 0 | 0 | 0 | 0 | 0 |  |  | 0 | 0 | 0 | 0 | 0 | 0 | 0 | 0 | 0 | 0 | 0 | 0 | 0 |  | 0 | 0 |  | 0 | 0
SCE EOP | Valley (VEA) | 138 |  | 0 | 0 | 0 | 0 | 0 | 0 | 0 | 0 | 0 | 0 | 0 | 0 | 0 | 0 | 0 | 0 |  | 0 | 0 | 0 | 0 | 0 | 0 | 0 | 0 | 0 | 0 | 0 | 0 | 0 | 0 | 0 | 0 |  | 0 | 0 | 0 | 0 | 0 | 0 |  |  | 0 | 0 | 0 | 0 | 0 | 0 | 0 | 0 | 0 | 0 | 0 | 0 | 0 |  | 0 | 0 |  | 0 | 0
SDGE | Valley Center | 69 |  | 0 | 0 | 0 | 0 | 0 | 0 | 0 | 0 | 0 | 9.99 | 0 | 0 | 0 | 0 | 0 | 9.99 |  | 0 | 0 | 0 | 0 | 0 | 0 | 0 | 0 | 0 | 0 | 0 | 0 | 0 | 0 | 0 | 0 |  | 0 | 0 | 0 | 0 | 0 | 0 |  |  | 0 | 0 | 0 | 0 | 0 | 0 | 0 | 0 | 0 | 0 | 9.99 | 0 | 0 |  | 0 | 0 |  | 0 | 9.99
PG&E GBA | Valley Home | 115 |  | 0 | 0 | 0 | 0 | 0 | 0 | 0 | 0 | 0 | 0 | 0 | 0 | 0 | 0 | 0 | 0 |  | 0 | 0 | 0 | 0 | 0 | 0 | 0 | 0 | 0 | 0 | 0 | 0 | 0 | 0 | 0 | 0 |  | 0 | 0 | 0 | 0 | 0 | 0 |  |  | 0 | 0 | 0 | 0 | 0 | 0 | 0 | 0 | 0 | 0 | 0 | 0 | 0 |  | 0 | 0 |  | 0 | 0
PG&E GBA | Valley Springs | 230 |  | 0 | 0 | 0 | 0 | 0 | 0 | 0 | 0 | 0 | 0 | 0 | 0 | 0 | 0 | 0 | 0 |  | 0 | 0 | 0 | 0 | 0 | 0 | 0 | 0 | 0 | 0 | 0 | 0 | 0 | 0 | 0 | 0 |  | 99 | 0 | 0 | 0 | 0 | 0 |  |  | 0 | 0 | 0 | 0 | 0 | 0 | 0 | 0 | 0 | 0 | 99 | 0 | 0 |  | 0 | 0 |  | 0 | 0
PG&E GBA | Valley Springs | 60 |  | 0 | 0 | 0 | 0 | 0 | 0 | 0 | 0 | 0 | 0 | 0 | 0 | 0 | 0 | 0 | 0 |  | 0 | 0 | 0 | 0 | 0 | 0 | 0 | 0 | 0 | 0 | 0 | 0 | 0 | 0 | 0 | 0 |  | 0 | 0 | 0 | 0 | 0 | 0 |  |  | 0 | 0 | 0 | 0 | 0 | 0 | 0 | 0 | 0 | 0 | 0 | 0 | 0 |  | 0 | 0 |  | 0 | 0
SCE EOP | Valley Switch | 138 |  | 0 | 0 | 0 | 0 | 0 | 0 | 0 | 0 | 0 | 0 | 0 | 0 | 0 | 0 | 0 | 0 |  | 0 | 0 | 0 | 0 | 0 | 0 | 0 | 0 | 0 | 0 | 0 | 0 | 0 | 0 | 0 | 0 |  | 19 | 0 | 0 | 0 | 0 | 0 |  |  | 0 | 0 | 0 | 0 | 0 | 0 | 0 | 0 | 0 | 0 | 19 | 0 | 0 |  | 0 | 0 |  | 0 | 0
SCE EOP | Valley Switch | 230 |  | 0 | 0 | 0 | 0 | 0 | 0 | 0 | 0 | 0 | 0 | 0 | 0 | 0 | 0 | 0 | 0 |  | 0 | 0 | 0 | 0 | 0 | 0 | 0 | 0 | 0 | 0 | 0 | 0 | 0 | 0 | 0 | 0 |  | 0 | 0 | 0 | 0 | 0 | 0 |  |  | 0 | 0 | 0 | 0 | 0 | 0 | 0 | 0 | 0 | 0 | 0 | 0 | 0 |  | 0 | 0 |  | 0 | 0
PG&E GBA | Vasco | 230 |  | 0 | 0 | 0 | 0 | 0 | 0 | 0 | 0 | 0 | 0 | 0 | 0 | 0 | 0 | 0 | 0 |  | 0 | 0 | 0 | 0 | 0 | 0 | 0 | 0 | 0 | 0 | 0 | 0 | 0 | 0 | 0 | 0 |  | 0 | 0 | 0 | 0 | 0 | 0 |  |  | 0 | 0 | 0 | 0 | 0 | 0 | 0 | 0 | 0 | 0 | 0 | 0 | 0 |  | 0 | 0 |  | 0 | 0
PG&E GBA | Vasona | 230 |  | 0 | 0 | 0 | 0 | 0 | 0 | 0 | 0 | 0 | 0 | 0 | 0 | 0 | 0 | 0 | 0 |  | 0 | 0 | 0 | 0 | 0 | 0 | 0 | 0 | 0 | 0.345 | 0 | 0 | 0 | 0 | 0 | 0 |  | 0 | 0 | 0 | 0 | 0 | 0 |  |  | 0 | 0 | 0 | 0 | 0 | 0 | 0 | 0 | 0 | 0 | 0.345 | 0 | 0 |  | 0 | 0 |  | 0 | 0
SCE Northern | Vestal | 230 |  | 4 | 54.975 | 0 | 0 | 0 | 0 | 0 | 143 | 6.17 | 141.891 | 0 | 0 | 0 | 0 | 0 | 143 |  | 0 | 0 | 0 | 0 | 0 | 0 | 0 | 0 | 0 | 0 | 0 | 0 | 0 | 0 | 0 | 0 |  | 0 | 0 | 0 | 0 | 0 | 0 |  |  | 0 | 4 | 54.975 | 0 | 0 | 0 | 0 | 0 | 143 | 6.17 | 141.891 | 0 | 0 |  | 0 | 0 |  | 0 | 143
SCE Northern | Vestal | 66 |  | 0 | 0 | 0 | 0 | 0 | 0 | 0 | 0 | 0 | 0 | 0 | 0 | 0 | 0 | 0 | 0 |  | 0 | 0 | 0 | 0 | 0 | 0 | 0 | 0 | 0 | 0 | 0 | 0 | 0 | 0 | 0 | 0 |  | 0 | 0 | 0 | 0 | 0 | 0 |  |  | 0 | 0 | 0 | 0 | 0 | 0 | 0 | 0 | 0 | 0 | 0 | 0 | 0 |  | 0 | 0 |  | 0 | 0
SCE NOL | Victor | 115 |  | 0 | 0 | 0 | 0 | 0 | 0 | 0 | 0 | 0.066 | 1.8 | 0 | 0 | 0 | 0 | 0 | 0 |  | 0 | 0 | 0 | 0 | 0 | 0 | 0 | 0 | 0 | 0 | 0 | 0 | 0 | 0 | 0 | 0 |  | 0 | 0 | 0 | 0 | 0 | 0 |  |  | 0 | 0 | 0 | 0 | 0 | 0 | 0 | 0 | 0 | 0.066 | 1.8 | 0 | 0 |  | 0 | 0 |  | 0 | 0
SCE NOL | Victor | 230 |  | 1.884 | 11.634 | 0 | 0 | 0 | 0 | 0 | 22.294 | 5.53 | 121.264 | 0 | 0 | 0 | 0 | 0 | 230.386 |  | 0 | 0 | 0 | 0 | 0 | 0 | 0 | 0 | 0 | 0 | 0 | 0 | 0 | 0 | 0 | 0 |  | 0 | 0 | 0 | 0 | 0 | 0 |  |  | 0 | 1.884 | 11.634 | 0 | 0 | 0 | 0 | 0 | 22.294 | 5.53 | 121.264 | 0 | 0 |  | 0 | 0 |  | 0 | 230.386
SCE Metro | Viejo | 230 |  | 0 | 0 | 0 | 0 | 0 | 0 | 0 | 0 | 0 | 0 | 0 | 0 | 0 | 0 | 0 | 0 |  | 0 | 0.495 | 0 | 0 | 0 | 0 | 0 | 0 | 0 | 0.495 | 0 | 0 | 0 | 0 | 0 | 0 |  | 0 | 0 | 0 | 0 | 0 | 0 |  |  | 0 | 0 | 0.495 | 0 | 0 | 0 | 0 | 0 | 0 | 0 | 0.495 | 0 | 0 |  | 0 | 0 |  | 0 | 0
PG&E GBA | Vierra | 115 |  | 0 | 0 | 0 | 0 | 0 | 0 | 0 | 0 | 0 | 0 | 0 | 0 | 0 | 0 | 0 | 0 |  | 0 | 0 | 0 | 0 | 0 | 0 | 0 | 0 | 0 | 0 | 0 | 0 | 0 | 0 | 0 | 0 |  | 0 | 0 | 0 | 0 | 0 | 0 |  |  | 0 | 0 | 0 | 0 | 0 | 0 | 0 | 0 | 0 | 0 | 0 | 0 | 0 |  | 0 | 0 |  | 0 | 0
SCE Metro | Villa Park | 230 |  | 0 | 0 | 0 | 0 | 0 | 0 | 0 | 0 | 0 | 0 | 0 | 0 | 0 | 0 | 0 | 0 |  | 0 | 0 | 0 | 0 | 0 | 0 | 0 | 0 | 0 | 0 | 0 | 0 | 0 | 0 | 0 | 0 |  | 0 | 0 | 0 | 0 | 0 | 0 |  |  | 0 | 0 | 0 | 0 | 0 | 0 | 0 | 0 | 0 | 0 | 0 | 0 | 0 |  | 0 | 0 |  | 0 | 0
SCE Northern | Vincent | 230 |  | 0 | 0 | 0 | 0 | 0 | 0 | 0 | 0 | 0 | 0 | 0 | 0 | 0 | 0 | 0 | 0 |  | 0 | 0 | 0 | 0 | 0 | 0 | 0 | 0 | 0 | 0 | 0 | 0 | 0 | 0 | 0 | 0 |  | 10 | 0 | 0 | 0 | 0 | 0 |  |  | 0 | 0 | 0 | 0 | 0 | 0 | 0 | 0 | 0 | 0 | 10 | 0 | 0 |  | 0 | 0 |  | 0 | 0
SCE Northern | Vincent | 500 |  | 0 | 0 | 0 | 0 | 0 | 0 | 0 | 0 | 0 | 0 | 0 | 0 | 0 | 0 | 0 | 0 |  | 0 | 0 | 0 | 0 | 0 | 0 | 0 | 0 | 0 | 0 | 0 | 0 | 0 | 0 | 0 | 0 |  | 0 | 0 | 0 | 0 | 0 | 0 |  |  | 0 | 0 | 0 | 0 | 0 | 0 | 0 | 0 | 0 | 0 | 0 | 0 | 0 |  | 0 | 0 |  | 0 | 0
PG&E GBA | Vineyard | 230 |  | 0 | 0 | 0 | 0 | 0 | 0 | 0 | 0 | 0 | 0 | 0 | 0 | 0 | 0 | 0 | 0 |  | 0 | 0 | 0 | 0 | 0 | 0 | 0 | 0 | 0 | 0 | 0 | 0 | 0 | 0 | 0 | 0 |  | 0 | 0 | 0 | 0 | 0 | 0 |  |  | 0 | 0 | 0 | 0 | 0 | 0 | 0 | 0 | 0 | 0 | 0 | 0 | 0 |  | 0 | 0 |  | 0 | 0
SDGE | Vineyard | 69 |  | 0 | 0 | 0 | 0 | 0 | 0 | 0 | 0 | 0 | 0 | 0 | 0 | 0 | 0 | 0 | 0 |  | 0 | 0 | 0 | 0 | 0 | 0 | 0 | 0 | 0 | 0 | 0 | 0 | 0 | 0 | 0 | 0 |  | 0 | 0 | 0 | 0 | 0 | 0 |  |  | 0 | 0 | 0 | 0 | 0 | 0 | 0 | 0 | 0 | 0 | 0 | 0 | 0 |  | 0 | 0 |  | 0 | 0
SCE Eastern | Vista (SCE) | 230 |  | 0 | 0 | 0 | 0 | 0 | 0 | 0 | 260.7 | 0 | 0 | 0 | 0 | 0 | 0 | 0 | 381.92 |  | 0 | 0 | 0 | 0 | 0 | 0 | 0 | 0 | 0 | 0 | 0 | 0 | 0 | 0 | 0 | 0 |  | 0 | 0 | 0 | 0 | 0 | 0 |  |  | 0 | 0 | 0 | 0 | 0 | 0 | 0 | 0 | 260.7 | 0 | 0 | 0 | 0 |  | 0 | 0 |  | 0 | 381.92
SCE EOP | Vista (VEA) | 138 |  | 0 | 0 | 0 | 0 | 0 | 0 | 0 | 0 | 0 | 0 | 0 | 0 | 0 | 0 | 0 | 0 |  | 0 | 0 | 0 | 0 | 0 | 0 | 0 | 0 | 0 | 0 | 0 | 0 | 0 | 0 | 0 | 0 |  | 0 | 0 | 0 | 0 | 0 | 0 |  |  | 0 | 0 | 0 | 0 | 0 | 0 | 0 | 0 | 0 | 0 | 0 | 0 | 0 |  | 0 | 0 |  | 0 | 0
SCE EOP | Vista (VEA) | 230 |  | 0 | 0 | 0 | 0 | 0 | 0 | 0 | 0 | 0 | 0 | 0 | 0 | 0 | 0 | 0 | 0 |  | 0 | 0 | 0 | 0 | 0 | 0 | 0 | 0 | 0 | 0 | 0 | 0 | 0 | 0 | 0 | 0 |  | 0 | 0 | 0 | 0 | 0 | 0 |  |  | 0 | 0 | 0 | 0 | 0 | 0 | 0 | 0 | 0 | 0 | 0 | 0 | 0 |  | 0 | 0 |  | 0 | 0
PG&E FRESNO | Wahtoke | 115 |  | 0 | 0 | 0 | 0 | 0 | 0 | 0 | 0 | 0 | 0 | 0 | 0 | 0 | 0 | 0 | 0 |  | 0 | 3.7445 | 0 | 0 | 0 | 0 | 0 | 2.7445 | 0 | 4.7445 | 0 | 0 | 0 | 0 | 0 | 2.7445 |  | 0 | 0 | 0 | 0 | 0 | 0 |  |  | 0 | 0 | 3.7445 | 0 | 0 | 0 | 0 | 0 | 2.7445 | 0 | 4.7445 | 0 | 0 |  | 0 | 0 |  | 0 | 2.7445
SCE Northern | Wakefield | 66 |  | 0 | 0 | 0 | 0 | 0 | 0 | 0 | 0 | 0 | 0 | 0 | 0 | 0 | 0 | 0 | 0 |  | 0 | 0 | 0 | 0 | 0 | 0 | 0 | 0 | 0 | 0 | 0 | 0 | 0 | 0 | 0 | 0 |  | 0 | 0 | 0 | 0 | 0 | 0 |  |  | 0 | 0 | 0 | 0 | 0 | 0 | 0 | 0 | 0 | 0 | 0 | 0 | 0 |  | 0 | 0 |  | 0 | 0
SCE Metro | Walnut | 230 |  | 0 | 1 | 0 | 0 | 0 | 0 | 0 | 0 | 0 | 1 | 0 | 0 | 0 | 0 | 0 | 110 |  | 0 | 0 | 0 | 0 | 0 | 0 | 0 | 0 | 0 | 0 | 0 | 0 | 0 | 0 | 0 | 0 |  | 0 | 0 | 0 | 0 | 0 | 0 |  |  | 0 | 0 | 1 | 0 | 0 | 0 | 0 | 0 | 0 | 0 | 1 | 0 | 0 |  | 0 | 0 |  | 0 | 110
SCE Northern | Warne | 230 |  | 0 | 0 | 0 | 0 | 0 | 0 | 0 | 0 | 0 | 0 | 0 | 0 | 0 | 0 | 0 | 0 |  | 0 | 0 | 0 | 0 | 0 | 0 | 0 | 0 | 0 | 0 | 0 | 0 | 0 | 0 | 0 | 0 |  | 0 | 0 | 0 | 0 | 0 | 0 |  |  | 0 | 0 | 0 | 0 | 0 | 0 | 0 | 0 | 0 | 0 | 0 | 0 | 0 |  | 0 | 0 |  | 0 | 0
PG&E GBA | Warnerville | 230 |  | 0 | 0 | 0 | 0 | 0 | 0 | 0 | 0 | 0 | 0 | 0 | 0 | 0 | 0 | 0 | 0 |  | 0 | 0 | 0 | 0 | 0 | 0 | 0 | 0 | 0 | 0 | 0 | 0 | 0 | 0 | 0 | 0 |  | 0 | 0 | 0 | 0 | 0 | 0 |  |  | 0 | 0 | 0 | 0 | 0 | 0 | 0 | 0 | 0 | 0 | 0 | 0 | 0 |  | 0 | 0 |  | 0 | 0
PG&E FRESNO | Waukena | 115 |  | 0 | 0 | 0 | 0 | 0 | 0 | 0 | 0 | 0 | 0 | 0 | 0 | 0 | 0 | 0 | 0 |  | 0 | 0 | 0 | 0 | 0 | 0 | 0 | 0 | 0 | 0 | 0 | 0 | 0 | 0 | 0 | 0 |  | 0 | 0 | 0 | 0 | 0 | 0 |  |  | 0 | 0 | 0 | 0 | 0 | 0 | 0 | 0 | 0 | 0 | 0 | 0 | 0 |  | 0 | 0 |  | 0 | 0
PG&E GBA | Weber | 230 |  | 0 | 0 | 0 | 0 | 0 | 0 | 0 | 0 | 0 | 0 | 0 | 0 | 0 | 0 | 0 | 0 |  | 0 | 0 | 0 | 0 | 0 | 0 | 0 | 0 | 0 | 22.105 | 0 | 0 | 0 | 0 | 0 | 18 |  | 0 | 0 | 0 | 0 | 0 | 0 |  |  | 0 | 0 | 0 | 0 | 0 | 0 | 0 | 0 | 0 | 0 | 22.105 | 0 | 0 |  | 0 | 0 |  | 0 | 18
PG&E GBA | Weber | 60 |  | 0 | 0 | 0 | 0 | 0 | 0 | 0 | 0 | 0 | 0 | 0 | 0 | 0 | 0 | 0 | 0 |  | 0 | 5.52 | 0 | 0 | 0 | 0 | 0 | 0 | 0 | 5.52 | 0 | 0 | 0 | 0 | 0 | 0 |  | 0 | 0 | 0 | 0 | 0 | 0 |  |  | 0 | 0 | 5.52 | 0 | 0 | 0 | 0 | 0 | 0 | 0 | 5.52 | 0 | 0 |  | 0 | 0 |  | 0 | 0
PG&E FRESNO | West Fresno | 115 |  | 0 | 0 | 0 | 0 | 0 | 0 | 0 | 0 | 0 | 0 | 0 | 0 | 0 | 0 | 0 | 0 |  | 0 | 0 | 0 | 0 | 0 | 0 | 0 | 0 | 0 | 0 | 0 | 0 | 0 | 0 | 0 | 0 |  | 0 | 0 | 0 | 0 | 0 | 0 |  |  | 0 | 0 | 0 | 0 | 0 | 0 | 0 | 0 | 0 | 0 | 0 | 0 | 0 |  | 0 | 0 |  | 0 | 0
PG&E FRESNO | Westley | 230 |  | 0 | 0 | 0 | 0 | 0 | 0 | 0 | 0 | 0 | 0 | 0 | 0 | 0 | 0 | 0 | 0 |  | 0 | 0 | 0 | 0 | 0 | 0 | 0 | 0 | 0 | 3.8 | 0 | 0 | 0 | 0 | 0 | 0 |  | 0 | 0 | 0 | 0 | 0 | 0 |  |  | 0 | 0 | 0 | 0 | 0 | 0 | 0 | 0 | 0 | 0 | 3.8 | 0 | 0 |  | 0 | 0 |  | 0 | 0
PG&E KERN | Westpark | 115 |  | 0 | 0 | 0 | 0 | 0 | 0 | 0 | 0 | 0 | 0 | 0 | 0 | 0 | 0 | 0 | 0 |  | 0 | 1.798 | 0 | 0 | 0 | 0 | 0 | 0 | 0 | 1.798 | 0 | 0 | 0 | 0 | 0 | 0 |  | 0 | 0 | 0 | 0 | 0 | 0 |  |  | 0 | 0 | 1.798 | 0 | 0 | 0 | 0 | 0 | 0 | 0 | 1.798 | 0 | 0 |  | 0 | 0 |  | 0 | 0
PG&E KERN | Wheeler Ridge | 230 |  | 0 | 0 | 0 | 0 | 0 | 0 | 0 | 0 | 0 | 0 | 0 | 0 | 0 | 0 | 0 | 0 |  | 0 | 0 | 0 | 0 | 0 | 0 | 0 | 0 | 0 | 0 | 0 | 0 | 0 | 0 | 0 | 0 |  | 0 | 0 | 0 | 0 | 0 | 0 |  |  | 0 | 0 | 0 | 0 | 0 | 0 | 0 | 0 | 0 | 0 | 0 | 0 | 0 |  | 0 | 0 |  | 0 | 0
PG&E KERN | Wheeler Ridge | 115 |  | 0 | 0 | 0 | 0 | 0 | 0 | 0 | 0 | 0 | 0 | 0 | 0 | 0 | 0 | 0 | 0 |  | 0 | 0 | 0 | 0 | 0 | 0 | 0 | 0 | 0 | 0 | 0 | 0 | 0 | 0 | 0 | 0 |  | 0 | 0 | 0 | 0 | 0 | 0 |  |  | 0 | 0 | 0 | 0 | 0 | 0 | 0 | 0 | 0 | 0 | 0 | 0 | 0 |  | 0 | 0 |  | 0 | 0
PG&E KERN | Wheeler Ridge | 70 |  | 0 | 0 | 0 | 0 | 0 | 0 | 0 | 0 | 0 | 0 | 0 | 0 | 0 | 0 | 0 | 0 |  | 0 | 16.914 | 0 | 0 | 0 | 0 | 0 | 9.7 | 0 | 16.914 | 0 | 0 | 0 | 0 | 0 | 16.914 |  | 0 | 0 | 0 | 0 | 0 | 0 |  |  | 0 | 0 | 16.914 | 0 | 0 | 0 | 0 | 0 | 9.7 | 0 | 16.914 | 0 | 0 |  | 0 | 0 |  | 0 | 16.914
SCE Northern | Whirlwind | 230 |  | 0 | 0 | 0 | 0 | 0 | 0 | 0 | 0 | 0 | 0 | 0 | 0 | 0 | 0 | 0 | 0 |  | 0 | 0 | 0 | 0 | 0 | 0 | 0 | 0 | 0 | 0 | 0 | 0 | 0 | 0 | 0 | 0 |  | 95 | 0 | 0 | 0 | 0 | 0 |  |  | 0 | 0 | 0 | 0 | 0 | 0 | 0 | 0 | 0 | 0 | 95 | 0 | 0 |  | 0 | 0 |  | 0 | 0
SCE Northern | Whirlwind | 500 |  | 0 | 0 | 0 | 0 | 0 | 0 | 0 | 0 | 0 | 0 | 0 | 0 | 0 | 0 | 0 | 0 |  | 0 | 0 | 0 | 0 | 0 | 0 | 0 | 0 | 0 | 0 | 0 | 0 | 0 | 0 | 0 | 0 |  | 0 | 0 | 0 | 0 | 0 | 0 |  |  | 0 | 0 | 0 | 0 | 0 | 0 | 0 | 0 | 0 | 0 | 0 | 0 | 0 |  | 0 | 0 |  | 0 | 0
PG&E GBA | Whisman | 115 |  | 0 | 0 | 0 | 0 | 0 | 0 | 0 | 0 | 0 | 0 | 0 | 0 | 0 | 0 | 0 | 0 |  | 0 | 1.31 | 0 | 0 | 0 | 0 | 0 | 0 | 0 | 1.31 | 0 | 0 | 0 | 0 | 0 | 0 |  | 0 | 0 | 0 | 0 | 0 | 0 |  |  | 0 | 0 | 1.31 | 0 | 0 | 0 | 0 | 0 | 0 | 0 | 1.31 | 0 | 0 |  | 0 | 0 |  | 0 | 0
SCE Eastern | Wildlife | 230 |  | 0 | 0 | 0 | 0 | 0 | 0 | 0 | 0 | 0 | 0 | 0 | 0 | 0 | 0 | 0 | 0 |  | 0 | 0 | 0 | 0 | 0 | 0 | 0 | 0 | 0 | 0 | 0 | 0 | 0 | 0 | 0 | 0 |  | 0 | 0 | 0 | 0 | 0 | 0 |  |  | 0 | 0 | 0 | 0 | 0 | 0 | 0 | 0 | 0 | 0 | 0 | 0 | 0 |  | 0 | 0 |  | 0 | 0
PG&E FRESNO | Wilson | 115 |  | 0 | 0 | 0 | 0 | 0 | 0 | 0 | 0 | 0 | 0 | 0 | 0 | 0 | 0 | 0 | 0 |  | 0 | 0 | 0 | 0 | 0 | 0 | 0 | 0 | 0 | 0 | 0 | 0 | 0 | 0 | 0 | 0 |  | 0 | 0 | 0 | 0 | 0 | 0 |  |  | 0 | 0 | 0 | 0 | 0 | 0 | 0 | 0 | 0 | 0 | 0 | 0 | 0 |  | 0 | 0 |  | 0 | 0
PG&E FRESNO | Wilson | 230 |  | 0 | 0 | 0 | 0 | 0 | 0 | 0 | 0 | 0 | 0 | 0 | 0 | 0 | 0 | 0 | 0 |  | 0 | 0 | 0 | 0 | 0 | 0 | 0 | 0 | 0 | 0 | 0 | 0 | 0 | 0 | 0 | 0 |  | 0 | 0 | 0 | 0 | 0 | 0 |  |  | 0 | 0 | 0 | 0 | 0 | 0 | 0 | 0 | 0 | 0 | 0 | 0 | 0 |  | 0 | 0 |  | 0 | 0
SCE Northern | Windhub | 230 |  | 0 | 0 | 0 | 0 | 0 | 0 | 0 | 0 | 6.5 | 34.5 | 24 | 0 | 0 | 0 | 0 | 8 |  | 0 | 0 | 0 | 0 | 0 | 0 | 0 | 0 | 0 | 0 | 0 | 0 | 0 | 0 | 0 | 0 |  | 0 | 0 | 0 | 0 | 0 | 0 |  |  | 0 | 0 | 0 | 0 | 0 | 0 | 0 | 0 | 0 | 6.5 | 34.5 | 24 | 0 |  | 0 | 0 |  | 0 | 8
SCE Northern | Windhub | 500 |  | 0 | 0 | 0 | 0 | 0 | 0 | 0 | 8 | 0 | 0 | 0 | 0 | 0 | 0 | 0 | 8 |  | 0 | 0 | 0 | 0 | 0 | 0 | 0 | 0 | 0 | 0 | 0 | 0 | 0 | 0 | 0 | 0 |  | 0 | 0 | 0 | 0 | 0 | 0 |  |  | 0 | 0 | 0 | 0 | 0 | 0 | 0 | 0 | 8 | 0 | 0 | 0 | 0 |  | 0 | 0 |  | 0 | 8
PG&E GBA | Windmaster | 230 |  | 0 | 0 | 0 | 0 | 0 | 0 | 0 | 0 | 0 | 0 | 0 | 0 | 0 | 0 | 0 | 0 |  | 0 | 0 | 0 | 0 | 0 | 0 | 0 | 0 | 0 | 0 | 0 | 0 | 0 | 0 | 0 | 0 |  | 0 | 0 | 0 | 0 | 0 | 0 |  |  | 0 | 0 | 0 | 0 | 0 | 0 | 0 | 0 | 0 | 0 | 0 | 0 | 0 |  | 0 | 0 |  | 0 | 0
PG&E NGBA | Windsor | 60 |  | 0 | 0 | 0 | 0 | 0 | 0 | 0 | 0 | 0 | 0 | 0 | 0 | 0 | 0 | 0 | 0 |  | 0 | 2.054 | 0 | 0 | 0 | 0 | 0 | 0 | 0 | 2.054 | 0 | 0 | 0 | 0 | 0 | 0 |  | 0 | 0 | 0 | 0 | 0 | 0 |  |  | 0 | 0 | 2.054 | 0 | 0 | 0 | 0 | 0 | 0 | 0 | 2.054 | 0 | 0 |  | 0 | 0 |  | 0 | 0
PG&E NGBA | Woodland | 115 |  | 0 | 0 | 0 | 0 | 0 | 0 | 0 | 0 | 0 | 0 | 0 | 0 | 0 | 0 | 0 | 0 |  | 0 | 10.522 | 0 | 0 | 0 | 0 | 0 | 3.05 | 0 | 10.522 | 0 | 0 | 0 | 0 | 0 | 3.05 |  | 0 | 0 | 0 | 0 | 0 | 0 |  |  | 0 | 0 | 10.522 | 0 | 0 | 0 | 0 | 0 | 3.05 | 0 | 10.522 | 0 | 0 |  | 0 | 0 |  | 0 | 3.05
PG&E FRESNO | Woodward | 115 |  | 0 | 0 | 0 | 0 | 0 | 0 | 0 | 0 | 0 | 0 | 0 | 0 | 0 | 0 | 0 | 0 |  | 0 | 2.757 | 0 | 0 | 0 | 0 | 0 | 2.185 | 0 | 2.757 | 0 | 0 | 0 | 0 | 0 | 2.185 |  | 0 | 0 | 0 | 0 | 0 | 0 |  |  | 0 | 0 | 2.757 | 0 | 0 | 0 | 0 | 0 | 2.185 | 0 | 2.757 | 0 | 0 |  | 0 | 0 |  | 0 | 2.185
PG&E NGBA | Wyandotte | 115 |  | 0 | 0 | 0 | 0 | 0 | 0 | 0 | 0 | 0 | 0 | 0 | 0 | 0 | 0 | 0 | 0 |  | 0 | 0 | 0 | 0 | 0 | 0 | 0 | 0 | 0 | 21.036 | 0 | 0 | 0 | 0 | 0 | 0 |  | 0 | 0 | 0 | 0 | 0 | 0 |  |  | 0 | 0 | 0 | 0 | 0 | 0 | 0 | 0 | 0 | 0 | 21.036 | 0 | 0 |  | 0 | 0 |  | 0 | 0

## In_Dev_Resources
Summary of identified in-development, contracted, and online resources not in the IRP baseline that need to be accounted for in the busbar mapping as identified in the BaselineReconcilation_26-27TPP_PD.xlsx workbook. Following initial mapping efforts, CPUC staff updated the in-development resources to find additional candidates. The difference between the initial and updated amounts is shown starting in Column T.
|  |  | In-Development, Contracted, or Online and not in IRP baseline 2024-12-01 update | [14 empty] | In-Development, Contracted, or Online and not in IRP baseline Nov. Ruling Release | [13 empty] | Change to In-Dev Res
|  |  | Geothermal | Biomass | Wind | Wind | OOS Wind | OOS Wind | Offshore Wind | Offshore Wind | Distributed Solar | Solar | Solar | Battery_4hr | Battery_8hr | LDES |  | Geothermal | Biomass | Wind | Wind | OOS Wind | OOS Wind | Offshore Wind | Offshore Wind | Distributed Solar | Solar | Solar | Battery_4hr | Battery_8hr | LDES | Geothermal | Biomass | Wind | Wind | OOS Wind | OOS Wind | Offshore Wind | Offshore Wind | Distributed Solar | Solar | Solar | Battery_4hr | Battery_8hr | LDES | Has
CAISO Study Area | Substation | Voltage | FCDS | FCDS | FCDS | EODS | FCDS | EODS | FCDS | EODS | EODS | FCDS | EODS | FCDS | FCDS | FCDS | Notes | FCDS | FCDS | FCDS | EODS | FCDS | EODS | FCDS | EODS | FCDS | FCDS | EODS | FCDS | FCDS | FCDS | FCDS | FCDS | FCDS | EODS | FCDS | EODS | FCDS | EODS | EODS | FCDS | EODS | FCDS | FCDS | FCDS | Change
PG&E KERN | 7th Standard | 115 | 0 | 0 | 0 | 0 | 0 |  |  |  | 0 | 0 | 0 | 0 | 0 | 0 |  | 0 | 0 | 0 | 0 | 0 |  |  |  | 0 | 0 | 0 | 0 | 0 | 0 | 0 | 0 | 0 | 0 | 0 | 0 | 0 | 0 | 0 | 0 | 0 | 0 | 0 | 0 | 0
SCE Metro | Alamitos | 230 | 0 | 0 | 0 | 0 | 0 |  |  |  | 0 | 0 | 0 | 82 | 0 | 0 |  | 0 | 0 | 0 | 0 | 0 |  |  |  | 0 | 0 | 0 | 82 | 0 | 0 | 0 | 0 | 0 | 0 | 0 | 0 | 0 | 0 | 0 | 0 | 0 | 0 | 0 | 0 | 0
SCE Eastern | Alberhill | 115 | 0 | 0 | 0 | 0 | 0 |  |  |  | 0 | 0 | 0 | 0 | 0 | 0 |  | 0 | 0 | 0 | 0 | 0 |  |  |  | 0 | 0 | 0 | 0 | 0 | 0 | 0 | 0 | 0 | 0 | 0 | 0 | 0 | 0 | 0 | 0 | 0 | 0 | 0 | 0 | 0
SCE Eastern | Alberhill | 500 | 0 | 0 | 0 | 0 | 0 |  |  |  | 0 | 0 | 0 | 0 | 0 | 0 |  | 0 | 0 | 0 | 0 | 0 |  |  |  | 0 | 0 | 0 | 0 | 0 | 0 | 0 | 0 | 0 | 0 | 0 | 0 | 0 | 0 | 0 | 0 | 0 | 0 | 0 | 0 | 0
PG&E GBA | Alhambra | 115 | 0 | 0 | 0 | 0 | 0 |  |  |  | 0 | 0 | 0 | 0 | 0 | 0 |  | 0 | 0 | 0 | 0 | 0 |  |  |  | 0 | 0 | 0 | 0 | 0 | 0 | 0 | 0 | 0 | 0 | 0 | 0 | 0 | 0 | 0 | 0 | 0 | 0 | 0 | 0 | 0
PG&E FRESNO | Alpaugh | 115 | 0 | 0 | 0 | 0 | 0 |  |  |  | 0 | 0 | 0 | 0 | 0 | 0 |  | 0 | 0 | 0 | 0 | 0 |  |  |  | 0 | 0 | 0 | 0 | 0 | 0 | 0 | 0 | 0 | 0 | 0 | 0 | 0 | 0 | 0 | 0 | 0 | 0 | 0 | 0 | 0
SDGE | Alpine | 69 | 0 | 0 | 0 | 0 | 0 |  |  |  | 0 | 0 | 0 | 6 | 0 | 0 |  | 0 | 0 | 0 | 0 | 0 |  |  |  | 0 | 0 | 0 | 6 | 0 | 0 | 0 | 0 | 0 | 0 | 0 | 0 | 0 | 0 | 0 | 0 | 0 | 0 | 0 | 0 | 0
PG&E GBA | Altamont Midway (Sandhill) | 230 | 0 | 0 | 0 | 0 | 0 |  |  |  | 0 | 0 | 0 | 0 | 0 | 0 |  | 0 | 0 | 0 | 0 | 0 |  |  |  | 0 | 0 | 0 | 0 | 0 | 0 | 0 | 0 | 0 | 0 | 0 | 0 | 0 | 0 | 0 | 0 | 0 | 0 | 0 | 0 | 0
SCE Northern | Antelope | 66 | 0 | 0 | 0 | 0 | 0 |  |  |  | 6 | 0 | 0 | 0 | 0 | 0 |  | 0 | 0 | 0 | 0 | 0 |  |  |  | 6 | 0 | 0 | 0 | 0 | 0 | 0 | 0 | 0 | 0 | 0 | 0 | 0 | 0 | 0 | 0 | 0 | 0 | 0 | 0 | 0
SCE Northern | Antelope | 230 | 0 | 0 | 0 | 0 | 0 |  |  |  | 0 | 0 | 0 | 0 | 0 | 0 |  | 0 | 0 | 0 | 0 | 0 |  |  |  | 0 | 0 | 0 | 0 | 0 | 0 | 0 | 0 | 0 | 0 | 0 | 0 | 0 | 0 | 0 | 0 | 0 | 0 | 0 | 0 | 0
SCE Northern | Antelope | 500 | 0 | 0 | 0 | 0 | 0 |  |  |  | 0 | 0 | 0 | 0 | 0 | 0 |  | 0 | 0 | 0 | 0 | 0 |  |  |  | 0 | 0 | 0 | 0 | 0 | 0 | 0 | 0 | 0 | 0 | 0 | 0 | 0 | 0 | 0 | 0 | 0 | 0 | 0 | 0 | 0
PG&E NGBA | Arcata | 60 | 0 | 0 | 0 | 0 | 0 |  |  |  | 4 | 0 | 0 | 2.5 | 0 | 0 |  | 0 | 0 | 0 | 0 | 0 |  |  |  | 4 | 0 | 0 | 2.5 | 0 | 0 | 0 | 0 | 0 | 0 | 0 | 0 | 0 | 0 | 0 | 0 | 0 | 0 | 0 | 0 | 0
PG&E KERN | Arco | 230 | 0 | 0 | 0 | 0 | 0 |  |  |  | 4.79 | 0 | 0 | 0 | 0 | 0 |  | 0 | 0 | 0 | 0 | 0 |  |  |  | 4.79 | 0 | 0 | 0 | 0 | 0 | 0 | 0 | 0 | 0 | 0 | 0 | 0 | 0 | 0 | 0 | 0 | 0 | 0 | 0 | 0
PG&E KERN | Arco | 70 | 0 | 0 | 0 | 0 | 0 |  |  |  | 0 | 60 | 0 | 2 | 0 | 0 |  | 0 | 0 | 0 | 0 | 0 |  |  |  | 0 | 60 | 0 | 2 | 0 | 0 | 0 | 0 | 0 | 0 | 0 | 0 | 0 | 0 | 0 | 0 | 0 | 0 | 0 | 0 | 0
SCE Metro | ArcoGen | 230 | 0 | 0 | 0 | 0 | 0 |  |  |  | 0 | 0 | 0 | 0 | 0 | 0 |  | 0 | 0 | 0 | 0 | 0 |  |  |  | 0 | 0 | 0 | 0 | 0 | 0 | 0 | 0 | 0 | 0 | 0 | 0 | 0 | 0 | 0 | 0 | 0 | 0 | 0 | 0 | 0
SDGE | Artesian | 230 | 0 | 0 | 0 | 0 | 0 |  |  |  | 0 | 0 | 0 | 0 | 0 | 0 |  | 0 | 0 | 0 | 0 | 0 |  |  |  | 0 | 0 | 0 | 0 | 0 | 0 | 0 | 0 | 0 | 0 | 0 | 0 | 0 | 0 | 0 | 0 | 0 | 0 | 0 | 0 | 0
SDGE | Artesian | 69 | 0 | 0 | 0 | 0 | 0 |  |  |  | 0 | 0 | 0 | 0 | 0 | 0 |  | 0 | 0 | 0 | 0 | 0 |  |  |  | 0 | 0 | 0 | 0 | 0 | 0 | 0 | 0 | 0 | 0 | 0 | 0 | 0 | 0 | 0 | 0 | 0 | 0 | 0 | 0 | 0
PG&E FRESNO | Ashlan | 230 | 0 | 0 | 0 | 0 | 0 |  |  |  | 0 | 0 | 0 | 0 | 0 | 0 |  | 0 | 0 | 0 | 0 | 0 |  |  |  | 0 | 0 | 0 | 0 | 0 | 0 | 0 | 0 | 0 | 0 | 0 | 0 | 0 | 0 | 0 | 0 | 0 | 0 | 0 | 0 | 0
PG&E NGBA | Atlantic | 115 | 0 | 0 | 0 | 0 | 0 |  |  |  | 0 | 0 | 0 | 0 | 0 | 0 |  | 0 | 0 | 0 | 0 | 0 |  |  |  | 0 | 0 | 0 | 0 | 0 | 0 | 0 | 0 | 0 | 0 | 0 | 0 | 0 | 0 | 0 | 0 | 0 | 0 | 0 | 0 | 0
PG&E NGBA | Atlantic | 230 | 0 | 0 | 0 | 0 | 0 |  |  |  | 0 | 0 | 0 | 0 | 0 | 0 |  | 0 | 0 | 0 | 0 | 0 |  |  |  | 0 | 0 | 0 | 0 | 0 | 0 | 0 | 0 | 0 | 0 | 0 | 0 | 0 | 0 | 0 | 0 | 0 | 0 | 0 | 0 | 0
PG&E NGBA | Atlantic | 60 | 0 | 0 | 0 | 0 | 0 |  |  |  | 0 | 0 | 0 | 0 | 0 | 0 |  | 0 | 0 | 0 | 0 | 0 |  |  |  | 0 | 0 | 0 | 0 | 0 | 0 | 0 | 0 | 0 | 0 | 0 | 0 | 0 | 0 | 0 | 0 | 0 | 0 | 0 | 0 | 0
PG&E FRESNO | Atwater | 115 | 0 | 0 | 0 | 0 | 0 |  |  |  | 2 | 0 | 0 | 0 | 0 | 0 |  | 0 | 0 | 0 | 0 | 0 |  |  |  | 2 | 0 | 0 | 0 | 0 | 0 | 0 | 0 | 0 | 0 | 0 | 0 | 0 | 0 | 0 | 0 | 0 | 0 | 0 | 0 | 0
PG&E GBA | Avena | 115 | 0 | 0 | 0 | 0 | 0 |  |  |  | 0 | 0 | 0 | 0 | 0 | 0 |  | 0 | 0 | 0 | 0 | 0 |  |  |  | 0 | 0 | 0 | 0 | 0 | 0 | 0 | 0 | 0 | 0 | 0 | 0 | 0 | 0 | 0 | 0 | 0 | 0 | 0 | 0 | 0
SDGE | Avocado | 69 | 0 | 0 | 0 | 0 | 0 |  |  |  | 0 | 0 | 0 | 0 | 0 | 0 |  | 0 | 0 | 0 | 0 | 0 |  |  |  | 0 | 0 | 0 | 0 | 0 | 0 | 0 | 0 | 0 | 0 | 0 | 0 | 0 | 0 | 0 | 0 | 0 | 0 | 0 | 0 | 0
PG&E NGBA | Bahia | 230 | 0 | 0 | 0 | 0 | 0 |  |  |  | 0 | 0 | 0 | 0 | 0 | 0 |  | 0 | 0 | 0 | 0 | 0 |  |  |  | 0 | 0 | 0 | 0 | 0 | 0 | 0 | 0 | 0 | 0 | 0 | 0 | 0 | 0 | 0 | 0 | 0 | 0 | 0 | 0 | 0
SCE Northern | Bailey | 230 | 0 | 0 | 0 | 0 | 0 |  |  |  | 0 | 0 | 0 | 0 | 0 | 0 |  | 0 | 0 | 0 | 0 | 0 |  |  |  | 0 | 0 | 0 | 0 | 0 | 0 | 0 | 0 | 0 | 0 | 0 | 0 | 0 | 0 | 0 | 0 | 0 | 0 | 0 | 0 | 0
SCE NOL | Baker | 115 | 0 | 0 | 0 | 0 | 0 |  |  |  | 0 | 0 | 0 | 0 | 0 | 0 |  | 0 | 0 | 0 | 0 | 0 |  |  |  | 0 | 0 | 0 | 0 | 0 | 0 | 0 | 0 | 0 | 0 | 0 | 0 | 0 | 0 | 0 | 0 | 0 | 0 | 0 | 0 | 0
PG&E KERN | Bakersfield | 230 | 0 | 0 | 0 | 0 | 0 |  |  |  | 0 | 0 | 0 | 0 | 0 | 0 |  | 0 | 0 | 0 | 0 | 0 |  |  |  | 0 | 0 | 0 | 0 | 0 | 0 | 0 | 0 | 0 | 0 | 0 | 0 | 0 | 0 | 0 | 0 | 0 | 0 | 0 | 0 | 0
PG&E FRESNO | Balch | 230 | 0 | 0 | 0 | 0 | 0 |  |  |  | 0 | 0 | 0 | 0 | 0 | 0 |  | 0 | 0 | 0 | 0 | 0 |  |  |  | 0 | 0 | 0 | 0 | 0 | 0 | 0 | 0 | 0 | 0 | 0 | 0 | 0 | 0 | 0 | 0 | 0 | 0 | 0 | 0 | 0
SCE Eastern | Bannister | 230 | 0 | 0 | 0 | 0 | 0 |  |  |  | 0 | 0 | 0 | 0 | 0 | 0 |  | 0 | 0 | 0 | 0 | 0 |  |  |  | 0 | 0 | 0 | 0 | 0 | 0 | 0 | 0 | 0 | 0 | 0 | 0 | 0 | 0 | 0 | 0 | 0 | 0 | 0 | 0 | 0
SCE Metro | Barre | 230 | 0 | 0 | 0 | 0 | 0 |  |  |  | 0 | 0 | 0 | 0 | 0 | 0 |  | 0 | 0 | 0 | 0 | 0 |  |  |  | 0 | 0 | 0 | 0 | 0 | 0 | 0 | 0 | 0 | 0 | 0 | 0 | 0 | 0 | 0 | 0 | 0 | 0 | 0 | 0 | 0
SDGE | Bay Boulevard | 69 | 0 | 0 | 0 | 0 | 0 |  |  |  | 0 | 0 | 0 | 0 | 0 | 0 |  | 0 | 0 | 0 | 0 | 0 |  |  |  | 0 | 0 | 0 | 0 | 0 | 0 | 0 | 0 | 0 | 0 | 0 | 0 | 0 | 0 | 0 | 0 | 0 | 0 | 0 | 0 | 0
SDGE | Bay Boulevard | 230 | 0 | 0 | 0 | 0 | 0 |  |  |  | 0 | 0 | 0 | 0 | 0 | 0 |  | 0 | 0 | 0 | 0 | 0 |  |  |  | 0 | 0 | 0 | 0 | 0 | 0 | 0 | 0 | 0 | 0 | 0 | 0 | 0 | 0 | 0 | 0 | 0 | 0 | 0 | 0 | 0
SCE EOP | Beatty | 138 | 0 | 0 | 0 | 0 | 0 |  |  |  | 0 | 0 | 0 | 0 | 0 | 0 |  | 0 | 0 | 0 | 0 | 0 |  |  |  | 0 | 0 | 0 | 0 | 0 | 0 | 0 | 0 | 0 | 0 | 0 | 0 | 0 | 0 | 0 | 0 | 0 | 0 | 0 | 0 | 0
SCE EOP | Beatty | 230 | 0 | 0 | 0 | 0 | 0 |  |  |  | 0 | 0 | 0 | 0 | 0 | 0 |  | 0 | 0 | 0 | 0 | 0 |  |  |  | 0 | 0 | 0 | 0 | 0 | 0 | 0 | 0 | 0 | 0 | 0 | 0 | 0 | 0 | 0 | 0 | 0 | 0 | 0 | 0 | 0
PG&E NGBA | Belden | 230 | 0 | 0 | 0 | 0 | 0 |  |  |  | 0 | 0 | 0 | 0 | 0 | 0 |  | 0 | 0 | 0 | 0 | 0 |  |  |  | 0 | 0 | 0 | 0 | 0 | 0 | 0 | 0 | 0 | 0 | 0 | 0 | 0 | 0 | 0 | 0 | 0 | 0 | 0 | 0 | 0
PG&E NGBA | Bell | 115 | 0 | 0 | 0 | 0 | 0 |  |  |  | 0 | 0 | 0 | 0 | 0 | 0 |  | 0 | 0 | 0 | 0 | 0 |  |  |  | 0 | 0 | 0 | 0 | 0 | 0 | 0 | 0 | 0 | 0 | 0 | 0 | 0 | 0 | 0 | 0 | 0 | 0 | 0 | 0 | 0
PG&E NGBA | Bellevue | 115 | 0 | 0 | 0 | 0 | 0 |  |  |  | 0 | 0 | 0 | 0 | 0 | 0 |  | 0 | 0 | 0 | 0 | 0 |  |  |  | 0 | 0 | 0 | 0 | 0 | 0 | 0 | 0 | 0 | 0 | 0 | 0 | 0 | 0 | 0 | 0 | 0 | 0 | 0 | 0 | 0
PG&E GBA | Bellota | 115 | 0 | 0 | 0 | 0 | 0 |  |  |  | 0 | 0 | 0 | 0 | 0 | 0 |  | 0 | 0 | 0 | 0 | 0 |  |  |  | 0 | 0 | 0 | 0 | 0 | 0 | 0 | 0 | 0 | 0 | 0 | 0 | 0 | 0 | 0 | 0 | 0 | 0 | 0 | 0 | 0
PG&E GBA | Bellota | 230 | 0 | 0 | 0 | 0 | 0 |  |  |  | 0 | 0 | 0 | 0 | 0 | 0 |  | 0 | 0 | 0 | 0 | 0 |  |  |  | 0 | 0 | 0 | 0 | 0 | 0 | 0 | 0 | 0 | 0 | 0 | 0 | 0 | 0 | 0 | 0 | 0 | 0 | 0 | 0 | 0
SCE Northern | Big Creek | 230 | 0 | 0 | 0 | 0 | 0 |  |  |  | 0 | 0 | 0 | 0 | 0 | 0 |  | 0 | 0 | 0 | 0 | 0 |  |  |  | 0 | 0 | 0 | 0 | 0 | 0 | 0 | 0 | 0 | 0 | 0 | 0 | 0 | 0 | 0 | 0 | 0 | 0 | 0 | 0 | 0
PG&E FRESNO | Biola | 70 | 0 | 0 | 0 | 0 | 0 |  |  |  | 0 | 0 | 0 | 0 | 0 | 0 |  | 0 | 0 | 0 | 0 | 0 |  |  |  | 0 | 0 | 0 | 0 | 0 | 0 | 0 | 0 | 0 | 0 | 0 | 0 | 0 | 0 | 0 | 0 | 0 | 0 | 0 | 0 | 0
PG&E GBA | Birds Landing | 230 | 0 | 0 | 0 | 0 | 0 |  |  |  | 0 | 0 | 0 | 0 | 0 | 0 |  | 0 | 0 | 0 | 0 | 0 |  |  |  | 0 | 0 | 0 | 0 | 0 | 0 | 0 | 0 | 0 | 0 | 0 | 0 | 0 | 0 | 0 | 0 | 0 | 0 | 0 | 0 | 0
SCE Northern | Bliss | 66 | 0 | 0 | 0 | 0 | 0 |  |  |  | 0 | 0 | 0 | 0 | 0 | 0 |  | 0 | 0 | 0 | 0 | 0 |  |  |  | 0 | 0 | 0 | 0 | 0 | 0 | 0 | 0 | 0 | 0 | 0 | 0 | 0 | 0 | 0 | 0 | 0 | 0 | 0 | 0 | 0
SCE Eastern | Blythe | 161 | 0 | 0 | 0 | 0 | 0 |  |  |  | 0 | 0 | 160 | 160 | 0 | 0 |  | 0 | 0 | 0 | 0 | 0 |  |  |  | 0 | 0 | 160 | 160 | 0 | 0 | 0 | 0 | 0 | 0 | 0 | 0 | 0 | 0 | 0 | 0 | 0 | 0 | 0 | 0 | 0
PG&E NGBA | Bogue | 115 | 0 | 0 | 0 | 0 | 0 |  |  |  | 0 | 0 | 0 | 0 | 0 | 0 |  | 0 | 0 | 0 | 0 | 0 |  |  |  | 0 | 0 | 0 | 0 | 0 | 0 | 0 | 0 | 0 | 0 | 0 | 0 | 0 | 0 | 0 | 0 | 0 | 0 | 0 | 0 | 0
PG&E FRESNO | Borden | 230 | 0 | 0 | 0 | 0 | 0 |  |  |  | 0 | 0 | 0 | 0 | 0 | 0 |  | 0 | 0 | 0 | 0 | 0 |  |  |  | 0 | 0 | 0 | 0 | 0 | 0 | 0 | 0 | 0 | 0 | 0 | 0 | 0 | 0 | 0 | 0 | 0 | 0 | 0 | 0 | 0
PG&E FRESNO | Borden | 70 | 0 | 0 | 0 | 0 | 0 |  |  |  | 0 | 0 | 0 | 0 | 0 | 0 |  | 0 | 0 | 0 | 0 | 0 |  |  |  | 0 | 0 | 0 | 0 | 0 | 0 | 0 | 0 | 0 | 0 | 0 | 0 | 0 | 0 | 0 | 0 | 0 | 0 | 0 | 0 | 0
SDGE | Boulevard East | 138 | 0 | 0 | 0 | 0 | 0 |  |  |  | 0 | 0 | 0 | 0 | 0 | 0 |  | 0 | 0 | 0 | 0 | 0 |  |  |  | 0 | 0 | 0 | 0 | 0 | 0 | 0 | 0 | 0 | 0 | 0 | 0 | 0 | 0 | 0 | 0 | 0 | 0 | 0 | 0 | 0
SDGE | Boulevard East | 69 | 0 | 0 | 0 | 0 | 0 |  |  |  | 0 | 0 | 17.4 | 17.4 | 0 | 0 |  | 0 | 0 | 0 | 0 | 0 |  |  |  | 0 | 0 | 17.4 | 17.4 | 0 | 0 | 0 | 0 | 0 | 0 | 0 | 0 | 0 | 0 | 0 | 0 | 0 | 0 | 0 | 0 | 0
PG&E GBA | Brentwood | 230 | 0 | 0 | 0 | 0 | 0 |  |  |  | 2 | 0 | 0 | 0 | 0 | 0 |  | 0 | 0 | 0 | 0 | 0 |  |  |  | 2 | 0 | 0 | 0 | 0 | 0 | 0 | 0 | 0 | 0 | 0 | 0 | 0 | 0 | 0 | 0 | 0 | 0 | 0 | 0 | 0
PG&E NGBA | Bridgeville | 115 | 0 | 0 | 0 | 0 | 0 |  |  |  | 0 | 0 | 0 | 0 | 0 | 0 |  | 0 | 0 | 0 | 0 | 0 |  |  |  | 0 | 0 | 0 | 0 | 0 | 0 | 0 | 0 | 0 | 0 | 0 | 0 | 0 | 0 | 0 | 0 | 0 | 0 | 0 | 0 | 0
PG&E NGBA | Brighton | 115 | 0 | 0 | 0 | 0 | 0 |  |  |  | 0 | 0 | 0 | 0 | 0 | 0 |  | 0 | 0 | 0 | 0 | 0 |  |  |  | 0 | 0 | 0 | 0 | 0 | 0 | 0 | 0 | 0 | 0 | 0 | 0 | 0 | 0 | 0 | 0 | 0 | 0 | 0 | 0 | 0
PG&E NGBA | Brighton | 230 | 0 | 0 | 0 | 0 | 0 |  |  |  | 0 | 0 | 0 | 0 | 0 | 0 |  | 0 | 0 | 0 | 0 | 0 |  |  |  | 0 | 0 | 0 | 0 | 0 | 0 | 0 | 0 | 0 | 0 | 0 | 0 | 0 | 0 | 0 | 0 | 0 | 0 | 0 | 0 | 0
PG&E NGBA | Brunswick | 115 | 0 | 0 | 0 | 0 | 0 |  |  |  | 0 | 0 | 0 | 0 | 0 | 0 |  | 0 | 0 | 0 | 0 | 0 |  |  |  | 0 | 0 | 0 | 0 | 0 | 0 | 0 | 0 | 0 | 0 | 0 | 0 | 0 | 0 | 0 | 0 | 0 | 0 | 0 | 0 | 0
PG&E NGBA | Bucks Creek | 230 | 0 | 0 | 0 | 0 | 0 |  |  |  | 0 | 0 | 0 | 0 | 0 | 0 |  | 0 | 0 | 0 | 0 | 0 |  |  |  | 0 | 0 | 0 | 0 | 0 | 0 | 0 | 0 | 0 | 0 | 0 | 0 | 0 | 0 | 0 | 0 | 0 | 0 | 0 | 0 | 0
PG&E KERN | Buena Vista | 230 | 0 | 0 | 0 | 0 | 0 |  |  |  | 0 | 0 | 0 | 0 | 0 | 0 |  | 0 | 0 | 0 | 0 | 0 |  |  |  | 0 | 0 | 0 | 0 | 0 | 0 | 0 | 0 | 0 | 0 | 0 | 0 | 0 | 0 | 0 | 0 | 0 | 0 | 0 | 0 | 0
PG&E FRESNO | Bullard | 115 | 0 | 0 | 0 | 0 | 0 |  |  |  | 0 | 0 | 0 | 0 | 0 | 0 |  | 0 | 0 | 0 | 0 | 0 |  |  |  | 0 | 0 | 0 | 0 | 0 | 0 | 0 | 0 | 0 | 0 | 0 | 0 | 0 | 0 | 0 | 0 | 0 | 0 | 0 | 0 | 0
PG&E GBA | Burlingame | 115 | 0 | 0 | 0 | 0 | 0 |  |  |  | 0 | 0 | 0 | 0 | 0 | 0 |  | 0 | 0 | 0 | 0 | 0 |  |  |  | 0 | 0 | 0 | 0 | 0 | 0 | 0 | 0 | 0 | 0 | 0 | 0 | 0 | 0 | 0 | 0 | 0 | 0 | 0 | 0 | 0
PG&E NGBA | Burney Forest | 230 | 0 | 0 | 0 | 0 | 0 |  |  |  | 0 | 0 | 0 | 0 | 0 | 0 |  | 0 | 2.88 | 0 | 0 | 0 |  |  |  | 0 | 0 | 0 | 0 | 0 | 0 | 0 | -2.88 | 0 | 0 | 0 | 0 | 0 | 0 | 0 | 0 | 0 | 0 | 0 | 0 | 1
PG&E NGBA | Butte | 115 | 0 | 0 | 0 | 0 | 0 |  |  |  | 0 | 0 | 0 | 0 | 0 | 0 |  | 0 | 0 | 0 | 0 | 0 |  |  |  | 0 | 0 | 0 | 0 | 0 | 0 | 0 | 0 | 0 | 0 | 0 | 0 | 0 | 0 | 0 | 0 | 0 | 0 | 0 | 0 | 0
PG&E KERN | Cabrillo | 115 | 0 | 0 | 0 | 0 | 0 |  |  |  | 0 | 0 | 0 | 0 | 0 | 0 |  | 0 | 0 | 0 | 0 | 0 |  |  |  | 0 | 0 | 0 | 0 | 0 | 0 | 0 | 0 | 0 | 0 | 0 | 0 | 0 | 0 | 0 | 0 | 0 | 0 | 0 | 0 | 0
PG&E FRESNO | Cal Flats | 230 | 0 | 0 | 0 | 0 | 0 |  |  |  | 0 | 0 | 0 | 0 | 0 | 0 |  | 0 | 0 | 0 | 0 | 0 |  |  |  | 0 | 0 | 0 | 0 | 0 | 0 | 0 | 0 | 0 | 0 | 0 | 0 | 0 | 0 | 0 | 0 | 0 | 0 | 0 | 0 | 0
SCE NOL | Calcite | 230 | 0 | 0 | 0 | 0 | 0 |  |  |  | 0 | 0 | 0 | 0 | 0 | 0 |  | 0 | 0 | 0 | 0 | 0 |  |  |  | 0 | 0 | 0 | 0 | 0 | 0 | 0 | 0 | 0 | 0 | 0 | 0 | 0 | 0 | 0 | 0 | 0 | 0 | 0 | 0 | 0
PG&E KERN | Caliente | 230 | 0 | 0 | 0 | 0 | 0 |  |  |  | 0 | 0 | 0 | 0 | 0 | 0 |  | 0 | 0 | 0 | 0 | 0 |  |  |  | 0 | 0 | 0 | 0 | 0 | 0 | 0 | 0 | 0 | 0 | 0 | 0 | 0 | 0 | 0 | 0 | 0 | 0 | 0 | 0 | 0
PG&E FRESNO | California Ave | 115 | 0 | 0 | 0 | 0 | 0 |  |  |  | 0 | 0 | 0 | 0 | 0 | 0 |  | 0 | 0 | 0 | 0 | 0 |  |  |  | 0 | 0 | 0 | 0 | 0 | 0 | 0 | 0 | 0 | 0 | 0 | 0 | 0 | 0 | 0 | 0 | 0 | 0 | 0 | 0 | 0
PG&E KERN | Callender | 115 | 0 | 0 | 0 | 0 | 0 |  |  |  | 0 | 0 | 0 | 0 | 0 | 0 |  | 0 | 0 | 0 | 0 | 0 |  |  |  | 0 | 0 | 0 | 0 | 0 | 0 | 0 | 0 | 0 | 0 | 0 | 0 | 0 | 0 | 0 | 0 | 0 | 0 | 0 | 0 | 0
PG&E NGBA | Calpella | 115 | 0 | 0 | 0 | 0 | 0 |  |  |  | 4 | 0 | 0 | 0 | 0 | 0 |  | 0 | 0 | 0 | 0 | 0 |  |  |  | 4 | 0 | 0 | 0 | 0 | 0 | 0 | 0 | 0 | 0 | 0 | 0 | 0 | 0 | 0 | 0 | 0 | 0 | 0 | 0 | 0
PG&E GBA | Camanche | 230 | 0 | 0 | 0 | 0 | 0 |  |  |  | 0 | 0 | 0 | 0 | 0 | 0 |  | 0 | 0 | 0 | 0 | 0 |  |  |  | 0 | 0 | 0 | 0 | 0 | 0 | 0 | 0 | 0 | 0 | 0 | 0 | 0 | 0 | 0 | 0 | 0 | 0 | 0 | 0 | 0
SDGE | Cameron | 69 | 0 | 0 | 0 | 0 | 0 |  |  |  | 0 | 0 | 0 | 0 | 0 | 0 |  | 0 | 0 | 0 | 0 | 0 |  |  |  | 0 | 0 | 0 | 0 | 0 | 0 | 0 | 0 | 0 | 0 | 0 | 0 | 0 | 0 | 0 | 0 | 0 | 0 | 0 | 0 | 0
SDGE | Cannon | 69 | 0 | 0 | 0 | 0 | 0 |  |  |  | 0 | 0 | 0 | 0 | 0 | 0 |  | 0 | 0 | 0 | 0 | 0 |  |  |  | 0 | 0 | 0 | 0 | 0 | 0 | 0 | 0 | 0 | 0 | 0 | 0 | 0 | 0 | 0 | 0 | 0 | 0 | 0 | 0 | 0
PG&E FRESNO | Cantua | 115 | 0 | 0 | 0 | 0 | 0 |  |  |  | 0 | 0 | 0 | 0 | 0 | 0 |  | 0 | 0 | 0 | 0 | 0 |  |  |  | 0 | 0 | 0 | 0 | 0 | 0 | 0 | 0 | 0 | 0 | 0 | 0 | 0 | 0 | 0 | 0 | 0 | 0 | 0 | 0 | 0
SDGE | Capistrano | 138 | 0 | 0 | 0 | 0 | 0 |  |  |  | 0 | 0 | 0 | 0 | 0 | 0 |  | 0 | 0 | 0 | 0 | 0 |  |  |  | 0 | 0 | 0 | 0 | 0 | 0 | 0 | 0 | 0 | 0 | 0 | 0 | 0 | 0 | 0 | 0 | 0 | 0 | 0 | 0 | 0
SDGE | Capistrano | 230 | 0 | 0 | 0 | 0 | 0 |  |  |  | 0 | 0 | 0 | 0 | 0 | 0 |  | 0 | 0 | 0 | 0 | 0 |  |  |  | 0 | 0 | 0 | 0 | 0 | 0 | 0 | 0 | 0 | 0 | 0 | 0 | 0 | 0 | 0 | 0 | 0 | 0 | 0 | 0 | 0
PG&E NGBA | Carberry | 230 | 0 | 0 | 0 | 0 | 0 |  |  |  | 0 | 0 | 0 | 0 | 0 | 0 |  | 0 | 0 | 0 | 0 | 0 |  |  |  | 0 | 0 | 0 | 0 | 0 | 0 | 0 | 0 | 0 | 0 | 0 | 0 | 0 | 0 | 0 | 0 | 0 | 0 | 0 | 0 | 0
SCE Eastern | Cardiff | 66 | 0 | 0 | 0 | 0 | 0 |  |  |  | 0 | 0 | 0 | 0 | 0 | 0 |  | 0 | 0 | 0 | 0 | 0 |  |  |  | 0 | 0 | 0 | 0 | 0 | 0 | 0 | 0 | 0 | 0 | 0 | 0 | 0 | 0 | 0 | 0 | 0 | 0 | 0 | 0 | 0
PG&E NGBA | Caribou | 60 | 0 | 0 | 0 | 0 | 0 |  |  |  | 0 | 0 | 0 | 0 | 0 | 0 |  | 0 | 0 | 0 | 0 | 0 |  |  |  | 0 | 0 | 0 | 0 | 0 | 0 | 0 | 0 | 0 | 0 | 0 | 0 | 0 | 0 | 0 | 0 | 0 | 0 | 0 | 0 | 0
PG&E NGBA | Caribou | 115 | 0 | 0 | 0 | 0 | 0 |  |  |  | 0 | 0 | 0 | 0 | 0 | 0 |  | 0 | 0 | 0 | 0 | 0 |  |  |  | 0 | 0 | 0 | 0 | 0 | 0 | 0 | 0 | 0 | 0 | 0 | 0 | 0 | 0 | 0 | 0 | 0 | 0 | 0 | 0 | 0
PG&E NGBA | Caribou | 230 | 0 | 0 | 0 | 0 | 0 |  |  |  | 0 | 0 | 0 | 0 | 0 | 0 |  | 0 | 0 | 0 | 0 | 0 |  |  |  | 0 | 0 | 0 | 0 | 0 | 0 | 0 | 0 | 0 | 0 | 0 | 0 | 0 | 0 | 0 | 0 | 0 | 0 | 0 | 0 | 0
SCE EOP | Carpenter Canyon (fka Gamebird) | 138 | 0 | 0 | 0 | 0 | 0 |  |  |  | 0 | 0 | 0 | 0 | 0 | 0 |  | 0 | 0 | 0 | 0 | 0 |  |  |  | 0 | 0 | 0 | 0 | 0 | 0 | 0 | 0 | 0 | 0 | 0 | 0 | 0 | 0 | 0 | 0 | 0 | 0 | 0 | 0 | 0
SCE EOP | Carpenter Canyon (fka Gamebird) | 230 | 0 | 0 | 0 | 0 | 0 |  |  |  | 0 | 0 | 0 | 0 | 0 | 0 |  | 0 | 0 | 0 | 0 | 0 |  |  |  | 0 | 0 | 0 | 0 | 0 | 0 | 0 | 0 | 0 | 0 | 0 | 0 | 0 | 0 | 0 | 0 | 0 | 0 | 0 | 0 | 0
PG&E NGBA | Carquinez | 115 | 0 | 0 | 0 | 0 | 0 |  |  |  | 0 | 0 | 0 | 0 | 0 | 0 |  | 0 | 0 | 0 | 0 | 0 |  |  |  | 0 | 0 | 0 | 0 | 0 | 0 | 0 | 0 | 0 | 0 | 0 | 0 | 0 | 0 | 0 | 0 | 0 | 0 | 0 | 0 | 0
SDGE | Carrizo Gorge | 138 | 0 | 0 | 0 | 0 | 0 |  |  |  | 0 | 0 | 0 | 70 | 0 | 0 |  | 0 | 0 | 0 | 0 | 0 |  |  |  | 0 | 0 | 0 | 0 | 0 | 0 | 0 | 0 | 0 | 0 | 0 | 0 | 0 | 0 | 0 | 0 | 0 | 70 | 0 | 0 | 1
PG&E KERN | Carrizo Plains | 115 | 0 | 0 | 0 | 0 | 0 |  |  |  | 0 | 0 | 0 | 0 | 0 | 0 |  | 0 | 0 | 0 | 0 | 0 |  |  |  | 0 | 0 | 0 | 0 | 0 | 0 | 0 | 0 | 0 | 0 | 0 | 0 | 0 | 0 | 0 | 0 | 0 | 0 | 0 | 0 | 0
PG&E KERN | Casaloma | 230 | 0 | 0 | 0 | 0 | 0 |  |  |  | 0 | 0 | 0 | 0 | 0 | 0 |  | 0 | 0 | 0 | 0 | 0 |  |  |  | 0 | 0 | 0 | 0 | 0 | 0 | 0 | 0 | 0 | 0 | 0 | 0 | 0 | 0 | 0 | 0 | 0 | 0 | 0 | 0 | 0
PG&E GBA | Castro Valley | 230 | 0 | 0 | 0 | 0 | 0 |  |  |  | 0 | 0 | 0 | 0 | 0 | 0 |  | 0 | 0 | 0 | 0 | 0 |  |  |  | 0 | 0 | 0 | 0 | 0 | 0 | 0 | 0 | 0 | 0 | 0 | 0 | 0 | 0 | 0 | 0 | 0 | 0 | 0 | 0 | 0
PG&E GBA | Cayetano | 230 | 0 | 0 | 0 | 0 | 0 |  |  |  | 0 | 0 | 0 | 0 | 0 | 0 |  | 0 | 0 | 0 | 0 | 0 |  |  |  | 0 | 0 | 0 | 0 | 0 | 0 | 0 | 0 | 0 | 0 | 0 | 0 | 0 | 0 | 0 | 0 | 0 | 0 | 0 | 0 | 0
SCE Metro | Center | 230 | 0 | 0 | 0 | 0 | 0 |  |  |  | 0 | 0 | 0 | 0 | 0 | 0 |  | 0 | 0 | 0 | 0 | 0 |  |  |  | 0 | 0 | 0 | 0 | 0 | 0 | 0 | 0 | 0 | 0 | 0 | 0 | 0 | 0 | 0 | 0 | 0 | 0 | 0 | 0 | 0
PG&E KERN | Charca | 115 | 0 | 0 | 0 | 0 | 0 |  |  |  | 4.62 | 0 | 0 | 0 | 0 | 0 |  | 0 | 0 | 0 | 0 | 0 |  |  |  | 4.62 | 0 | 0 | 0 | 0 | 0 | 0 | 0 | 0 | 0 | 0 | 0 | 0 | 0 | 0 | 0 | 0 | 0 | 0 | 0 | 0
SCE EOP | Charleston | 138 | 0 | 0 | 0 | 0 | 0 |  |  |  | 0 | 0 | 0 | 0 | 0 | 0 |  | 0 | 0 | 0 | 0 | 0 |  |  |  | 0 | 0 | 0 | 0 | 0 | 0 | 0 | 0 | 0 | 0 | 0 | 0 | 0 | 0 | 0 | 0 | 0 | 0 | 0 | 0 | 0
SCE Metro | Chevmain | 230 | 0 | 0 | 0 | 0 | 0 |  |  |  | 0 | 0 | 0 | 0 | 0 | 0 |  | 0 | 0 | 0 | 0 | 0 |  |  |  | 0 | 0 | 0 | 0 | 0 | 0 | 0 | 0 | 0 | 0 | 0 | 0 | 0 | 0 | 0 | 0 | 0 | 0 | 0 | 0 | 0
SDGE | Chicarita | 138 | 0 | 0 | 0 | 0 | 0 |  |  |  | 0 | 0 | 0 | 0 | 0 | 0 |  | 0 | 0 | 0 | 0 | 0 |  |  |  | 0 | 0 | 0 | 0 | 0 | 0 | 0 | 0 | 0 | 0 | 0 | 0 | 0 | 0 | 0 | 0 | 0 | 0 | 0 | 0 | 0
SCE Metro | Chino | 230 | 0 | 0 | 0 | 0 | 0 |  |  |  | 0 | 0 | 0 | 225 | 0 | 0 |  | 0 | 0 | 0 | 0 | 0 |  |  |  | 0 | 0 | 0 | 225 | 0 | 0 | 0 | 0 | 0 | 0 | 0 | 0 | 0 | 0 | 0 | 0 | 0 | 0 | 0 | 0 | 0
PG&E FRESNO | Chowchilla | 115 | 0 | 0 | 0 | 0 | 0 |  |  |  | 7.56 | 0 | 0 | 0 | 0 | 0 |  | 0 | 0 | 0 | 0 | 0 |  |  |  | 7.56 | 0 | 0 | 0 | 0 | 0 | 0 | 0 | 0 | 0 | 0 | 0 | 0 | 0 | 0 | 0 | 0 | 0 | 0 | 0 | 0
PG&E GBA | Christie | 60 | 0 | 0 | 0 | 0 | 0 |  |  |  | 0 | 0 | 0 | 0 | 0 | 0 |  | 0 | 0 | 0 | 0 | 0 |  |  |  | 0 | 0 | 0 | 0 | 0 | 0 | 0 | 0 | 0 | 0 | 0 | 0 | 0 | 0 | 0 | 0 | 0 | 0 | 0 | 0 | 0
PG&E GBA | Christie | 115 | 0 | 0 | 0 | 0 | 0 |  |  |  | 0 | 0 | 0 | 0 | 0 | 0 |  | 0 | 0 | 0 | 0 | 0 |  |  |  | 0 | 0 | 0 | 0 | 0 | 0 | 0 | 0 | 0 | 0 | 0 | 0 | 0 | 0 | 0 | 0 | 0 | 0 | 0 | 0 | 0
SCE Eastern | Cielo Azul | 500 | 0 | 0 | 0 | 0 | 0 |  |  |  | 0 | 0 | 2025 | 471.516 | 0 | 0 |  | 0 | 0 | 0 | 0 | 0 |  |  |  | 0 | 0 | 2025 | 314.116 | 0 | 0 | 0 | 0 | 0 | 0 | 0 | 0 | 0 | 0 | 0 | 0 | 0 | 157.4 | 0 | 0 | 1
PG&E GBA | Clay | 60 | 0 | 0 | 0 | 0 | 0 |  |  |  | 0 | 0 | 0 | 0 | 0 | 0 |  | 0 | 0 | 0 | 0 | 0 |  |  |  | 0 | 0 | 0 | 0 | 0 | 0 | 0 | 0 | 0 | 0 | 0 | 0 | 0 | 0 | 0 | 0 | 0 | 0 | 0 | 0 | 0
PG&E GBA | Clayton | 115 | 0 | 0 | 0 | 0 | 0 |  |  |  | 0 | 0 | 0 | 0 | 0 | 0 |  | 0 | 0 | 0 | 0 | 0 |  |  |  | 0 | 0 | 0 | 0 | 0 | 0 | 0 | 0 | 0 | 0 | 0 | 0 | 0 | 0 | 0 | 0 | 0 | 0 | 0 | 0 | 0
PG&E NGBA | Cloverdale | 115 | 4.2 | 0 | 0 | 0 | 0 |  |  |  | 0 | 0 | 0 | 0 | 0 | 0 |  | 0 | 0 | 0 | 0 | 0 |  |  |  | 0 | 0 | 0 | 0 | 0 | 0 | 4.2 | 0 | 0 | 0 | 0 | 0 | 0 | 0 | 0 | 0 | 0 | 0 | 0 | 0 | 1
PG&E FRESNO | Clovis | 115 | 0 | 0 | 0 | 0 | 0 |  |  |  | 0 | 0 | 0 | 0 | 0 | 0 |  | 0 | 0 | 0 | 0 | 0 |  |  |  | 0 | 0 | 0 | 0 | 0 | 0 | 0 | 0 | 0 | 0 | 0 | 0 | 0 | 0 | 0 | 0 | 0 | 0 | 0 | 0 | 0
PG&E GBA | Coburn | 230 | 0 | 0 | 0 | 0 | 0 |  |  |  | 0 | 0 | 0 | 0 | 0 | 0 |  | 0 | 0 | 0 | 0 | 0 |  |  |  | 0 | 0 | 0 | 0 | 0 | 0 | 0 | 0 | 0 | 0 | 0 | 0 | 0 | 0 | 0 | 0 | 0 | 0 | 0 | 0 | 0
PG&E GBA | Coburn | 60 | 0 | 0 | 0 | 0 | 0 |  |  |  | 0 | 0 | 0 | 0 | 0 | 0 |  | 0 | 0 | 0 | 0 | 0 |  |  |  | 0 | 0 | 0 | 0 | 0 | 0 | 0 | 0 | 0 | 0 | 0 | 0 | 0 | 0 | 0 | 0 | 0 | 0 | 0 | 0 | 0
PG&E NGBA | Colgate | 230 | 0 | 0 | 0 | 0 | 0 |  |  |  | 0 | 0 | 0 | 0 | 0 | 0 |  | 0 | 0 | 0 | 0 | 0 |  |  |  | 0 | 0 | 0 | 0 | 0 | 0 | 0 | 0 | 0 | 0 | 0 | 0 | 0 | 0 | 0 | 0 | 0 | 0 | 0 | 0 | 0
PG&E GBA | Collierville | 230 | 0 | 0 | 0 | 0 | 0 |  |  |  | 0 | 0 | 0 | 0 | 0 | 0 |  | 0 | 0 | 0 | 0 | 0 |  |  |  | 0 | 0 | 0 | 0 | 0 | 0 | 0 | 0 | 0 | 0 | 0 | 0 | 0 | 0 | 0 | 0 | 0 | 0 | 0 | 0 | 0
PG&E GBA | Collinsville | 230 | 0 | 0 | 0 | 0 | 0 |  |  |  | 0 | 0 | 0 | 0 | 0 | 0 |  | 0 | 0 | 0 | 0 | 0 |  |  |  | 0 | 0 | 0 | 0 | 0 | 0 | 0 | 0 | 0 | 0 | 0 | 0 | 0 | 0 | 0 | 0 | 0 | 0 | 0 | 0 | 0
PG&E GBA | Collinsville | 500 | 0 | 0 | 0 | 0 | 0 |  |  |  | 0 | 0 | 0 | 0 | 0 | 0 |  | 0 | 0 | 0 | 0 | 0 |  |  |  | 0 | 0 | 0 | 0 | 0 | 0 | 0 | 0 | 0 | 0 | 0 | 0 | 0 | 0 | 0 | 0 | 0 | 0 | 0 | 0 | 0
SCE Eastern | Colorado River | 230 | 0 | 0 | 0 | 0 | 0 |  |  |  | 0 | 0 | 500 | 30 | 0 | 0 |  | 0 | 0 | 0 | 0 | 0 |  |  |  | 0 | 0 | 500 | 30 | 0 | 0 | 0 | 0 | 0 | 0 | 0 | 0 | 0 | 0 | 0 | 0 | 0 | 0 | 0 | 0 | 0
SCE Eastern | Colorado River | 500 | 0 | 0 | 0 | 0 | 0 |  |  |  | 0 | 0 | 0 | 0 | 0 | 0 |  | 0 | 0 | 0 | 0 | 0 |  |  |  | 0 | 0 | 0 | 0 | 0 | 0 | 0 | 0 | 0 | 0 | 0 | 0 | 0 | 0 | 0 | 0 | 0 | 0 | 0 | 0 | 0
PG&E KERN | Columbus | 115 | 0 | 0 | 0 | 0 | 0 |  |  |  | 0 | 0 | 0 | 0 | 0 | 0 |  | 0 | 0 | 0 | 0 | 0 |  |  |  | 0 | 0 | 0 | 0 | 0 | 0 | 0 | 0 | 0 | 0 | 0 | 0 | 0 | 0 | 0 | 0 | 0 | 0 | 0 | 0 | 0
PG&E GBA | Contra Costa | 115 | 0 | 0 | 0 | 0 | 0 |  |  |  | 0 | 0 | 0 | 0 | 0 | 0 |  | 0 | 0 | 0 | 0 | 0 |  |  |  | 0 | 0 | 0 | 0 | 0 | 0 | 0 | 0 | 0 | 0 | 0 | 0 | 0 | 0 | 0 | 0 | 0 | 0 | 0 | 0 | 0
PG&E GBA | Contra Costa | 230 | 0 | 0 | 0 | 0 | 0 |  |  |  | 0 | 0 | 0 | 0 | 0 | 0 |  | 0 | 0 | 0 | 0 | 0 |  |  |  | 0 | 0 | 0 | 0 | 0 | 0 | 0 | 0 | 0 | 0 | 0 | 0 | 0 | 0 | 0 | 0 | 0 | 0 | 0 | 0 | 0
PG&E GBA | Contra Costa PP | 230 | 0 | 0 | 0 | 0 | 0 |  |  |  | 0 | 0 | 0 | 0 | 0 | 0 |  | 0 | 0 | 0 | 0 | 0 |  |  |  | 0 | 0 | 0 | 0 | 0 | 0 | 0 | 0 | 0 | 0 | 0 | 0 | 0 | 0 | 0 | 0 | 0 | 0 | 0 | 0 | 0
SCE NOL | Control | 115 | 0 | 0 | 0 | 0 | 0 |  |  |  | 0 | 0 | 0 | 0 | 0 | 0 |  | 53.7 | 0 | 0 | 0 | 0 |  |  |  | 0 | 0 | 0 | 0 | 0 | 0 | -53.7 | 0 | 0 | 0 | 0 | 0 | 0 | 0 | 0 | 0 | 0 | 0 | 0 | 0 | 1
SCE NOL | Control | 55 | 0 | 0 | 0 | 0 | 0 |  |  |  | 0 | 0 | 0 | 0 | 0 | 0 |  | 0 | 0 | 0 | 0 | 0 |  |  |  | 0 | 0 | 0 | 0 | 0 | 0 | 0 | 0 | 0 | 0 | 0 | 0 | 0 | 0 | 0 | 0 | 0 | 0 | 0 | 0 | 0
PG&E GBA | Cooley Landing | 115 | 0 | 0 | 0 | 0 | 0 |  |  |  | 0 | 0 | 0 | 0 | 0 | 0 |  | 0 | 0 | 0 | 0 | 0 |  |  |  | 0 | 0 | 0 | 0 | 0 | 0 | 0 | 0 | 0 | 0 | 0 | 0 | 0 | 0 | 0 | 0 | 0 | 0 | 0 | 0 | 0
PG&E GBA | Cooley Landing | 60 | 0 | 0 | 0 | 0 | 0 |  |  |  | 0 | 0 | 0 | 0 | 0 | 0 |  | 0 | 0 | 0 | 0 | 0 |  |  |  | 0 | 0 | 0 | 0 | 0 | 0 | 0 | 0 | 0 | 0 | 0 | 0 | 0 | 0 | 0 | 0 | 0 | 0 | 0 | 0 | 0
SCE NOL | Coolwater | 230 | 0 | 0 | 0 | 0 | 0 |  |  |  | 0 | 0 | 0 | 0 | 0 | 0 |  | 0 | 0 | 0 | 0 | 0 |  |  |  | 0 | 0 | 0 | 0 | 0 | 0 | 0 | 0 | 0 | 0 | 0 | 0 | 0 | 0 | 0 | 0 | 0 | 0 | 0 | 0 | 0
SCE NOL | Coolwater | 115 | 0 | 0 | 0 | 0 | 0 |  |  |  | 0 | 0 | 0 | 113.5 | 0 | 0 |  | 0 | 0 | 0 | 0 | 0 |  |  |  | 0 | 0 | 0 | 113.5 | 0 | 0 | 0 | 0 | 0 | 0 | 0 | 0 | 0 | 0 | 0 | 0 | 0 | 0 | 0 | 0 | 0
PG&E KERN | Copus | 70 | 0 | 0 | 0 | 0 | 0 |  |  |  | 0 | 0 | 0 | 0 | 0 | 0 |  | 0 | 0 | 0 | 0 | 0 |  |  |  | 0 | 0 | 0 | 0 | 0 | 0 | 0 | 0 | 0 | 0 | 0 | 0 | 0 | 0 | 0 | 0 | 0 | 0 | 0 | 0 | 0
PG&E FRESNO | Corcoran | 70 | 0 | 0 | 0 | 0 | 0 |  |  |  | 0 | 0 | 0 | 0 | 0 | 0 |  | 0 | 0 | 0 | 0 | 0 |  |  |  | 0 | 0 | 0 | 0 | 0 | 0 | 0 | 0 | 0 | 0 | 0 | 0 | 0 | 0 | 0 | 0 | 0 | 0 | 0 | 0 | 0
PG&E FRESNO | Corcoran | 115 | 0 | 0 | 0 | 0 | 0 |  |  |  | 0 | 0 | 0 | 0 | 0 | 0 |  | 0 | 0 | 0 | 0 | 0 |  |  |  | 0 | 0 | 0 | 0 | 0 | 0 | 0 | 0 | 0 | 0 | 0 | 0 | 0 | 0 | 0 | 0 | 0 | 0 | 0 | 0 | 0
PG&E NGBA | Corona | 115 | 0 | 0 | 0 | 0 | 0 |  |  |  | 0 | 0 | 0 | 0 | 0 | 0 |  | 0 | 0 | 0 | 0 | 0 |  |  |  | 0 | 0 | 0 | 0 | 0 | 0 | 0 | 0 | 0 | 0 | 0 | 0 | 0 | 0 | 0 | 0 | 0 | 0 | 0 | 0 | 0
PG&E NGBA | Cortina | 230 | 0 | 0 | 0 | 0 | 0 |  |  |  | 0 | 0 | 0 | 0 | 0 | 0 |  | 0 | 0 | 0 | 0 | 0 |  |  |  | 0 | 0 | 0 | 0 | 0 | 0 | 0 | 0 | 0 | 0 | 0 | 0 | 0 | 0 | 0 | 0 | 0 | 0 | 0 | 0 | 0
PG&E NGBA | Cortina | 115 | 0 | 0 | 0 | 0 | 0 |  |  |  | 0 | 0 | 0 | 0 | 0 | 0 |  | 0 | 0 | 0 | 0 | 0 |  |  |  | 0 | 0 | 0 | 0 | 0 | 0 | 0 | 0 | 0 | 0 | 0 | 0 | 0 | 0 | 0 | 0 | 0 | 0 | 0 | 0 | 0
PG&E GBA | Cottle | 230 | 0 | 0 | 0 | 0 | 0 |  |  |  | 0 | 0 | 0 | 0 | 0 | 0 |  | 0 | 0 | 0 | 0 | 0 |  |  |  | 0 | 0 | 0 | 0 | 0 | 0 | 0 | 0 | 0 | 0 | 0 | 0 | 0 | 0 | 0 | 0 | 0 | 0 | 0 | 0 | 0
PG&E NGBA | Cottonwood | 115 | 0 | 0 | 0 | 0 | 0 |  |  |  | 0 | 0 | 0 | 0 | 0 | 0 |  | 0 | 0 | 0 | 0 | 0 |  |  |  | 0 | 0 | 0 | 0 | 0 | 0 | 0 | 0 | 0 | 0 | 0 | 0 | 0 | 0 | 0 | 0 | 0 | 0 | 0 | 0 | 0
PG&E NGBA | Cottonwood | 230 | 0 | 0 | 0 | 0 | 0 |  |  |  | 0 | 0 | 0 | 0 | 0 | 0 |  | 0 | 0 | 0 | 0 | 0 |  |  |  | 0 | 0 | 0 | 0 | 0 | 0 | 0 | 0 | 0 | 0 | 0 | 0 | 0 | 0 | 0 | 0 | 0 | 0 | 0 | 0 | 0
PG&E NGBA | Cottonwood | 60 | 0 | 0 | 0 | 0 | 0 |  |  |  | 0 | 0 | 0 | 0 | 0 | 0 |  | 0 | 0 | 0 | 0 | 0 |  |  |  | 0 | 0 | 0 | 0 | 0 | 0 | 0 | 0 | 0 | 0 | 0 | 0 | 0 | 0 | 0 | 0 | 0 | 0 | 0 | 0 | 0
PG&E NGBA | Cove Road | 230 | 0 | 0 | 0 | 0 | 0 |  |  |  | 0 | 0 | 0 | 0 | 0 | 0 |  | 0 | 0 | 0 | 0 | 0 |  |  |  | 0 | 0 | 0 | 0 | 0 | 0 | 0 | 0 | 0 | 0 | 0 | 0 | 0 | 0 | 0 | 0 | 0 | 0 | 0 | 0 | 0
PG&E GBA | Coyote | 230 | 0 | 0 | 0 | 0 | 0 |  |  |  | 0 | 0 | 0 | 0 | 0 | 0 |  | 0 | 0 | 0 | 0 | 0 |  |  |  | 0 | 0 | 0 | 0 | 0 | 0 | 0 | 0 | 0 | 0 | 0 | 0 | 0 | 0 | 0 | 0 | 0 | 0 | 0 | 0 | 0
PG&E GBA | Crazy Horse Canyon | 115 | 0 | 0 | 0 | 0 | 0 |  |  |  | 0 | 0 | 0 | 0 | 0 | 0 |  | 0 | 0 | 0 | 0 | 0 |  |  |  | 0 | 0 | 0 | 0 | 0 | 0 | 0 | 0 | 0 | 0 | 0 | 0 | 0 | 0 | 0 | 0 | 0 | 0 | 0 | 0 | 0
SDGE | Creelman | 69 | 0 | 0 | 0 | 0 | 0 |  |  |  | 0 | 0 | 0 | 7.36 | 0 | 0 |  | 0 | 0 | 0 | 0 | 0 |  |  |  | 0 | 0 | 0 | 0 | 0 | 0 | 0 | 0 | 0 | 0 | 0 | 0 | 0 | 0 | 0 | 0 | 0 | 7.36 | 0 | 0 | 1
PG&E FRESNO | Crescent | 70 | 0 | 0 | 0 | 0 | 0 |  |  |  | 0 | 0 | 35 | 35 | 0 | 0 |  | 0 | 0 | 0 | 0 | 0 |  |  |  | 0 | 0 | 35 | 35 | 0 | 0 | 0 | 0 | 0 | 0 | 0 | 0 | 0 | 0 | 0 | 0 | 0 | 0 | 0 | 0 | 0
PG&E FRESNO | Cressey | 115 | 0 | 0 | 0 | 0 | 0 |  |  |  | 0 | 0 | 0 | 0 | 0 | 0 |  | 0 | 0 | 0 | 0 | 0 |  |  |  | 0 | 0 | 0 | 0 | 0 | 0 | 0 | 0 | 0 | 0 | 0 | 0 | 0 | 0 | 0 | 0 | 0 | 0 | 0 | 0 | 0
PG&E NGBA | Cresta | 230 | 0 | 0 | 0 | 0 | 0 |  |  |  | 0 | 0 | 0 | 0 | 0 | 0 |  | 0 | 0 | 0 | 0 | 0 |  |  |  | 0 | 0 | 0 | 0 | 0 | 0 | 0 | 0 | 0 | 0 | 0 | 0 | 0 | 0 | 0 | 0 | 0 | 0 | 0 | 0 | 0
SDGE | Crestwood | 69 | 0 | 0 | 0 | 0 | 0 |  |  |  | 0 | 0 | 0 | 0 | 0 | 0 |  | 0 | 0 | 0 | 0 | 0 |  |  |  | 0 | 0 | 0 | 0 | 0 | 0 | 0 | 0 | 0 | 0 | 0 | 0 | 0 | 0 | 0 | 0 | 0 | 0 | 0 | 0 | 0
PG&E GBA | Crow Creek | 60 | 0 | 0 | 0 | 0 | 0 |  |  |  | 0 | 0 | 0 | 0 | 0 | 0 |  | 0 | 0 | 0 | 0 | 0 |  |  |  | 0 | 0 | 0 | 0 | 0 | 0 | 0 | 0 | 0 | 0 | 0 | 0 | 0 | 0 | 0 | 0 | 0 | 0 | 0 | 0 | 0
PG&E GBA | Crows Landing | 60 | 0 | 0 | 0 | 0 | 0 |  |  |  | 0 | 0 | 0 | 0 | 0 | 0 |  | 0 | 0 | 0 | 0 | 0 |  |  |  | 0 | 0 | 0 | 0 | 0 | 0 | 0 | 0 | 0 | 0 | 0 | 0 | 0 | 0 | 0 | 0 | 0 | 0 | 0 | 0 | 0
PG&E GBA | Curtis | 115 | 0 | 0 | 0 | 0 | 0 |  |  |  | 0 | 0 | 0 | 0 | 0 | 0 |  | 0 | 0 | 0 | 0 | 0 |  |  |  | 0 | 0 | 0 | 0 | 0 | 0 | 0 | 0 | 0 | 0 | 0 | 0 | 0 | 0 | 0 | 0 | 0 | 0 | 0 | 0 | 0
PG&E FRESNO | Dairyland | 115 | 0 | 0 | 0 | 0 | 0 |  |  |  | 0 | 0 | 0 | 0 | 0 | 0 |  | 0 | 0 | 0 | 0 | 0 |  |  |  | 0 | 0 | 0 | 0 | 0 | 0 | 0 | 0 | 0 | 0 | 0 | 0 | 0 | 0 | 0 | 0 | 0 | 0 | 0 | 0 | 0
PG&E NGBA | Davis | 115 | 0 | 0 | 0 | 0 | 0 |  |  |  | 0 | 0 | 0 | 0 | 0 | 0 |  | 0 | 0 | 0 | 0 | 0 |  |  |  | 0 | 0 | 0 | 0 | 0 | 0 | 0 | 0 | 0 | 0 | 0 | 0 | 0 | 0 | 0 | 0 | 0 | 0 | 0 | 0 | 0
SCE Metro | Del Amo | 500 | 0 | 0 | 0 | 0 | 0 |  |  |  | 0 | 0 | 0 | 0 | 0 | 0 |  | 0 | 0 | 0 | 0 | 0 |  |  |  | 0 | 0 | 0 | 0 | 0 | 0 | 0 | 0 | 0 | 0 | 0 | 0 | 0 | 0 | 0 | 0 | 0 | 0 | 0 | 0 | 0
SCE Metro | Del Amo | 230 | 0 | 0 | 0 | 0 | 0 |  |  |  | 0 | 0 | 0 | 0 | 0 | 0 |  | 0 | 0 | 0 | 0 | 0 |  |  |  | 0 | 0 | 0 | 0 | 0 | 0 | 0 | 0 | 0 | 0 | 0 | 0 | 0 | 0 | 0 | 0 | 0 | 0 | 0 | 0 | 0
SCE Eastern | Delaney | 500 | 0 | 0 | 0 | 0 | 0 |  |  |  | 0 | 0 | 0 | 0 | 0 | 0 |  | 0 | 0 | 0 | 0 | 0 |  |  |  | 0 | 0 | 0 | 0 | 0 | 0 | 0 | 0 | 0 | 0 | 0 | 0 | 0 | 0 | 0 | 0 | 0 | 0 | 0 | 0 | 0
PG&E NGBA | Delevan | 230 | 0 | 0 | 0 | 0 | 0 |  |  |  | 0 | 0 | 0 | 0 | 0 | 0 |  | 0 | 0 | 0 | 0 | 0 |  |  |  | 0 | 0 | 0 | 0 | 0 | 0 | 0 | 0 | 0 | 0 | 0 | 0 | 0 | 0 | 0 | 0 | 0 | 0 | 0 | 0 | 0
PG&E GBA | Delta PP | 230 | 0 | 0 | 0 | 0 | 0 |  |  |  | 0 | 0 | 0 | 0 | 0 | 0 |  | 0 | 0 | 0 | 0 | 0 |  |  |  | 0 | 0 | 0 | 0 | 0 | 0 | 0 | 0 | 0 | 0 | 0 | 0 | 0 | 0 | 0 | 0 | 0 | 0 | 0 | 0 | 0
SCE EOP | Desert View | 230 | 0 | 0 | 0 | 0 | 0 |  |  |  | 0 | 0 | 0 | 0 | 0 | 0 |  | 0 | 0 | 0 | 0 | 0 |  |  |  | 0 | 0 | 0 | 0 | 0 | 0 | 0 | 0 | 0 | 0 | 0 | 0 | 0 | 0 | 0 | 0 | 0 | 0 | 0 | 0 | 0
SCE Eastern | Devers | 230 | 0 | 0 | 0 | 0 | 0 |  |  |  | 0 | 0 | 0 | 200 | 100 | 0 |  | 0 | 0 | 0 | 0 | 0 |  |  |  | 0 | 0 | 0 | 0 | 0 | 0 | 0 | 0 | 0 | 0 | 0 | 0 | 0 | 0 | 0 | 0 | 0 | 200 | 100 | 0 | 1
SCE Eastern | Devers | 500 | 0 | 0 | 0 | 0 | 0 |  |  |  | 0 | 0 | 0 | 0 | 0 | 0 |  | 0 | 0 | 0 | 0 | 0 |  |  |  | 0 | 0 | 0 | 0 | 0 | 0 | 0 | 0 | 0 | 0 | 0 | 0 | 0 | 0 | 0 | 0 | 0 | 0 | 0 | 0 | 0
PG&E KERN | Diablo Canyon | 230 | 0 | 0 | 0 | 0 | 0 |  |  |  | 0 | 0 | 0 | 0 | 0 | 0 |  | 0 | 0 | 0 | 0 | 0 |  |  |  | 0 | 0 | 0 | 0 | 0 | 0 | 0 | 0 | 0 | 0 | 0 | 0 | 0 | 0 | 0 | 0 | 0 | 0 | 0 | 0 | 0
PG&E KERN | Diablo Canyon | 500 | 0 | 0 | 0 | 0 | 0 |  |  |  | 0 | 0 | 0 | 0 | 0 | 0 |  | 0 | 0 | 0 | 0 | 0 |  |  |  | 0 | 0 | 0 | 0 | 0 | 0 | 0 | 0 | 0 | 0 | 0 | 0 | 0 | 0 | 0 | 0 | 0 | 0 | 0 | 0 | 0
PG&E KERN | Divide | 115 | 0 | 0 | 0 | 0 | 0 |  |  |  | 0 | 0 | 0 | 0 | 0 | 0 |  | 0 | 0 | 0 | 0 | 0 |  |  |  | 0 | 0 | 0 | 0 | 0 | 0 | 0 | 0 | 0 | 0 | 0 | 0 | 0 | 0 | 0 | 0 | 0 | 0 | 0 | 0 | 0
PG&E GBA | Dixon Landing | 115 | 0 | 0 | 0 | 0 | 0 |  |  |  | 0 | 0 | 0 | 0 | 0 | 0 |  | 0 | 0 | 0 | 0 | 0 |  |  |  | 0 | 0 | 0 | 0 | 0 | 0 | 0 | 0 | 0 | 0 | 0 | 0 | 0 | 0 | 0 | 0 | 0 | 0 | 0 | 0 | 0
PG&E FRESNO | Dos Amigos | 230 | 0 | 0 | 0 | 0 | 0 |  |  |  | 3 | 0 | 0 | 0 | 0 | 0 |  | 0 | 0 | 0 | 0 | 0 |  |  |  | 3 | 0 | 0 | 0 | 0 | 0 | 0 | 0 | 0 | 0 | 0 | 0 | 0 | 0 | 0 | 0 | 0 | 0 | 0 | 0 | 0
PG&E NGBA | Drum | 115 | 0 | 0 | 0 | 0 | 0 |  |  |  | 0 | 0 | 0 | 0 | 0 | 0 |  | 0 | 0 | 0 | 0 | 0 |  |  |  | 0 | 0 | 0 | 0 | 0 | 0 | 0 | 0 | 0 | 0 | 0 | 0 | 0 | 0 | 0 | 0 | 0 | 0 | 0 | 0 | 0
PG&E GBA | Dumbarton | 115 | 0 | 0 | 0 | 0 | 0 |  |  |  | 0 | 0 | 0 | 0 | 0 | 0 |  | 0 | 0 | 0 | 0 | 0 |  |  |  | 0 | 0 | 0 | 0 | 0 | 0 | 0 | 0 | 0 | 0 | 0 | 0 | 0 | 0 | 0 | 0 | 0 | 0 | 0 | 0 | 0
SCE NOL | Dunn Siding | 115 | 0 | 0 | 0 | 0 | 0 |  |  |  | 0 | 0 | 0 | 0 | 0 | 0 |  | 0 | 0 | 0 | 0 | 0 |  |  |  | 0 | 0 | 0 | 0 | 0 | 0 | 0 | 0 | 0 | 0 | 0 | 0 | 0 | 0 | 0 | 0 | 0 | 0 | 0 | 0 | 0
SCE Eastern | Eagle Mountain | 230 | 0 | 0 | 0 | 0 | 0 |  |  |  | 0 | 0 | 0 | 0 | 0 | 0 |  | 0 | 0 | 0 | 0 | 0 |  |  |  | 0 | 0 | 0 | 0 | 0 | 0 | 0 | 0 | 0 | 0 | 0 | 0 | 0 | 0 | 0 | 0 | 0 | 0 | 0 | 0 | 0
PG&E NGBA | Eagle Rock (PGE) | 60 | 0 | 0 | 0 | 0 | 0 |  |  |  | 0 | 0 | 0 | 0 | 0 | 0 |  | 0 | 0 | 0 | 0 | 0 |  |  |  | 0 | 0 | 0 | 0 | 0 | 0 | 0 | 0 | 0 | 0 | 0 | 0 | 0 | 0 | 0 | 0 | 0 | 0 | 0 | 0 | 0
PG&E NGBA | Eagle Rock (PGE) | 115 | 7 | 0 | 0 | 0 | 0 |  |  |  | 0 | 0 | 0 | 0 | 0 | 0 |  | 0 | 0 | 0 | 0 | 0 |  |  |  | 0 | 0 | 0 | 0 | 0 | 0 | 7 | 0 | 0 | 0 | 0 | 0 | 0 | 0 | 0 | 0 | 0 | 0 | 0 | 0 | 1
SCE Metro | Eagle Rock (SCE) | 230 | 0 | 0 | 0 | 0 | 0 |  |  |  | 0 | 0 | 0 | 0 | 0 | 0 |  | 0 | 0 | 0 | 0 | 0 |  |  |  | 0 | 0 | 0 | 0 | 0 | 0 | 0 | 0 | 0 | 0 | 0 | 0 | 0 | 0 | 0 | 0 | 0 | 0 | 0 | 0 | 0
PG&E NGBA | East Marysville | 115 | 0 | 0 | 0 | 0 | 0 |  |  |  | 0 | 0 | 0 | 0 | 0 | 0 |  | 0 | 0 | 0 | 0 | 0 |  |  |  | 0 | 0 | 0 | 0 | 0 | 0 | 0 | 0 | 0 | 0 | 0 | 0 | 0 | 0 | 0 | 0 | 0 | 0 | 0 | 0 | 0
PG&E NGBA | East Nicolaus | 115 | 0 | 0 | 0 | 0 | 0 |  |  |  | 0 | 0 | 0 | 0 | 0 | 0 |  | 0 | 0 | 0 | 0 | 0 |  |  |  | 0 | 0 | 0 | 0 | 0 | 0 | 0 | 0 | 0 | 0 | 0 | 0 | 0 | 0 | 0 | 0 | 0 | 0 | 0 | 0 | 0
PG&E NGBA | East Nicolaus | 60 | 0 | 0 | 0 | 0 | 0 |  |  |  | 0 | 0 | 0 | 0 | 0 | 0 |  | 0 | 0 | 0 | 0 | 0 |  |  |  | 0 | 0 | 0 | 0 | 0 | 0 | 0 | 0 | 0 | 0 | 0 | 0 | 0 | 0 | 0 | 0 | 0 | 0 | 0 | 0 | 0
PG&E GBA | Eastshore | 115 | 0 | 0 | 0 | 0 | 0 |  |  |  | 0 | 0 | 0 | 0 | 0 | 0 |  | 0 | 0 | 0 | 0 | 0 |  |  |  | 0 | 0 | 0 | 0 | 0 | 0 | 0 | 0 | 0 | 0 | 0 | 0 | 0 | 0 | 0 | 0 | 0 | 0 | 0 | 0 | 0
PG&E GBA | Eastshore | 230 | 0 | 0 | 0 | 0 | 0 |  |  |  | 0 | 0 | 0 | 0 | 0 | 0 |  | 0 | 0 | 0 | 0 | 0 |  |  |  | 0 | 0 | 0 | 0 | 0 | 0 | 0 | 0 | 0 | 0 | 0 | 0 | 0 | 0 | 0 | 0 | 0 | 0 | 0 | 0 | 0
SDGE | ECO | 138 | 0 | 0 | 0 | 0 | 0 |  |  |  | 0 | 0 | 0 | 0 | 0 | 0 |  | 0 | 0 | 0 | 0 | 0 |  |  |  | 0 | 0 | 0 | 0 | 0 | 0 | 0 | 0 | 0 | 0 | 0 | 0 | 0 | 0 | 0 | 0 | 0 | 0 | 0 | 0 | 0
SDGE | ECO | 230 | 0 | 0 | 0 | 0 | 0 |  |  |  | 0 | 0 | 0 | 0 | 0 | 0 |  | 0 | 0 | 0 | 0 | 0 |  |  |  | 0 | 0 | 0 | 0 | 0 | 0 | 0 | 0 | 0 | 0 | 0 | 0 | 0 | 0 | 0 | 0 | 0 | 0 | 0 | 0 | 0
SDGE | ECO | 500 | 0 | 0 | 0 | 0 | 0 |  |  |  | 0 | 0 | 0 | 0 | 0 | 0 |  | 0 | 0 | 0 | 0 | 0 |  |  |  | 0 | 0 | 0 | 0 | 0 | 0 | 0 | 0 | 0 | 0 | 0 | 0 | 0 | 0 | 0 | 0 | 0 | 0 | 0 | 0 | 0
PG&E GBA | Edenvale | 115 | 0 | 0 | 0 | 0 | 0 |  |  |  | 0 | 0 | 0 | 0 | 0 | 0 |  | 0 | 0 | 0 | 0 | 0 |  |  |  | 0 | 0 | 0 | 0 | 0 | 0 | 0 | 0 | 0 | 0 | 0 | 0 | 0 | 0 | 0 | 0 | 0 | 0 | 0 | 0 | 0
PG&E GBA | Edes | 115 | 0 | 0 | 0 | 0 | 0 |  |  |  | 0 | 0 | 0 | 0 | 0 | 0 |  | 0 | 0 | 0 | 0 | 0 |  |  |  | 0 | 0 | 0 | 0 | 0 | 0 | 0 | 0 | 0 | 0 | 0 | 0 | 0 | 0 | 0 | 0 | 0 | 0 | 0 | 0 | 0
PG&E GBA | Eight Mile | 230 | 0 | 0 | 0 | 0 | 0 |  |  |  | 0 | 0 | 0 | 0 | 0 | 0 |  | 0 | 0 | 0 | 0 | 0 |  |  |  | 0 | 0 | 0 | 0 | 0 | 0 | 0 | 0 | 0 | 0 | 0 | 0 | 0 | 0 | 0 | 0 | 0 | 0 | 0 | 0 | 0
SDGE | El Cajon | 69 | 0 | 0 | 0 | 0 | 0 |  |  |  | 0 | 0 | 0 | 0 | 0 | 0 |  | 0 | 0 | 0 | 0 | 0 |  |  |  | 0 | 0 | 0 | 0 | 0 | 0 | 0 | 0 | 0 | 0 | 0 | 0 | 0 | 0 | 0 | 0 | 0 | 0 | 0 | 0 | 0
SCE Eastern | El Casco | 230 | 0 | 0 | 0 | 0 | 0 |  |  |  | 0 | 0 | 0 | 0 | 0 | 0 |  | 0 | 0 | 0 | 0 | 0 |  |  |  | 0 | 0 | 0 | 0 | 0 | 0 | 0 | 0 | 0 | 0 | 0 | 0 | 0 | 0 | 0 | 0 | 0 | 0 | 0 | 0 | 0
PG&E GBA | El Cerrito G | 115 | 0 | 0 | 0 | 0 | 0 |  |  |  | 0 | 0 | 0 | 0 | 0 | 0 |  | 0 | 0 | 0 | 0 | 0 |  |  |  | 0 | 0 | 0 | 0 | 0 | 0 | 0 | 0 | 0 | 0 | 0 | 0 | 0 | 0 | 0 | 0 | 0 | 0 | 0 | 0 | 0
PG&E NGBA | El Dorado PH | 115 | 0 | 0 | 0 | 0 | 0 |  |  |  | 0 | 0 | 0 | 0 | 0 | 0 |  | 0 | 0 | 0 | 0 | 0 |  |  |  | 0 | 0 | 0 | 0 | 0 | 0 | 0 | 0 | 0 | 0 | 0 | 0 | 0 | 0 | 0 | 0 | 0 | 0 | 0 | 0 | 0
PG&E FRESNO | El Nido (PGE) | 115 | 0 | 0 | 0 | 0 | 0 |  |  |  | 3 | 0 | 0 | 0 | 0 | 0 |  | 0 | 0 | 0 | 0 | 0 |  |  |  | 3 | 0 | 0 | 0 | 0 | 0 | 0 | 0 | 0 | 0 | 0 | 0 | 0 | 0 | 0 | 0 | 0 | 0 | 0 | 0 | 0
SCE Metro | El Nido (SCE) | 230 | 0 | 0 | 0 | 0 | 0 |  |  |  | 0 | 0 | 0 | 0 | 0 | 0 |  | 0 | 0 | 0 | 0 | 0 |  |  |  | 0 | 0 | 0 | 0 | 0 | 0 | 0 | 0 | 0 | 0 | 0 | 0 | 0 | 0 | 0 | 0 | 0 | 0 | 0 | 0 | 0
PG&E GBA | El Patio | 115 | 0 | 0 | 0 | 0 | 0 |  |  |  | 0 | 0 | 0 | 0 | 0 | 0 |  | 0 | 0 | 0 | 0 | 0 |  |  |  | 0 | 0 | 0 | 0 | 0 | 0 | 0 | 0 | 0 | 0 | 0 | 0 | 0 | 0 | 0 | 0 | 0 | 0 | 0 | 0 | 0
SCE Metro | El Segundo | 230 | 0 | 0 | 0 | 0 | 0 |  |  |  | 0 | 0 | 0 | 0 | 0 | 0 |  | 0 | 0 | 0 | 0 | 0 |  |  |  | 0 | 0 | 0 | 0 | 0 | 0 | 0 | 0 | 0 | 0 | 0 | 0 | 0 | 0 | 0 | 0 | 0 | 0 | 0 | 0 | 0
SCE EOP | Eldorado | 230 | 45 | 0 | 0 | 0 | 0 |  |  |  | 0 | 0 | 0 | 0 | 0 | 0 |  | 0 | 0 | 0 | 0 | 0 |  |  |  | 0 | 0 | 0 | 0 | 0 | 0 | 45 | 0 | 0 | 0 | 0 | 0 | 0 | 0 | 0 | 0 | 0 | 0 | 0 | 0 | 1
SCE EOP | Eldorado | 500 | 0 | 0 | 0 | 0 | 0 |  |  |  | 0 | 0 | 0 | 0 | 0 | 0 |  | 0 | 0 | 0 | 0 | 0 |  |  |  | 0 | 0 | 0 | 0 | 0 | 0 | 0 | 0 | 0 | 0 | 0 | 0 | 0 | 0 | 0 | 0 | 0 | 0 | 0 | 0 | 0
SCE Northern | Elizabeth Lake | 66 | 0 | 0 | 0 | 0 | 0 |  |  |  | 0 | 0 | 0 | 0 | 0 | 0 |  | 0 | 0 | 0 | 0 | 0 |  |  |  | 0 | 0 | 0 | 0 | 0 | 0 | 0 | 0 | 0 | 0 | 0 | 0 | 0 | 0 | 0 | 0 | 0 | 0 | 0 | 0 | 0
PG&E KERN | Elk Hills | 230 | 0 | 0 | 0 | 0 | 0 |  |  |  | 0 | 0 | 0 | 0 | 0 | 0 |  | 0 | 0 | 0 | 0 | 0 |  |  |  | 0 | 0 | 0 | 0 | 0 | 0 | 0 | 0 | 0 | 0 | 0 | 0 | 0 | 0 | 0 | 0 | 0 | 0 | 0 | 0 | 0
SDGE | Elliot | 69 | 0 | 0 | 0 | 0 | 0 |  |  |  | 0 | 0 | 0 | 0 | 0 | 0 |  | 0 | 0 | 0 | 0 | 0 |  |  |  | 0 | 0 | 0 | 0 | 0 | 0 | 0 | 0 | 0 | 0 | 0 | 0 | 0 | 0 | 0 | 0 | 0 | 0 | 0 | 0 | 0
SCE Metro | Ellis | 230 | 0 | 0 | 0 | 0 | 0 |  |  |  | 0 | 0 | 0 | 0 | 0 | 0 |  | 0 | 0 | 0 | 0 | 0 |  |  |  | 0 | 0 | 0 | 0 | 0 | 0 | 0 | 0 | 0 | 0 | 0 | 0 | 0 | 0 | 0 | 0 | 0 | 0 | 0 | 0 | 0
SDGE | Encina | 138 | 0 | 0 | 0 | 0 | 0 |  |  |  | 0 | 0 | 0 | 0 | 0 | 0 |  | 0 | 0 | 0 | 0 | 0 |  |  |  | 0 | 0 | 0 | 0 | 0 | 0 | 0 | 0 | 0 | 0 | 0 | 0 | 0 | 0 | 0 | 0 | 0 | 0 | 0 | 0 | 0
SDGE | Encina | 230 | 0 | 0 | 0 | 0 | 0 |  |  |  | 0 | 0 | 0 | 0 | 0 | 0 |  | 0 | 0 | 0 | 0 | 0 |  |  |  | 0 | 0 | 0 | 0 | 0 | 0 | 0 | 0 | 0 | 0 | 0 | 0 | 0 | 0 | 0 | 0 | 0 | 0 | 0 | 0 | 0
SDGE | Escondido | 230 | 0 | 0 | 0 | 0 | 0 |  |  |  | 0 | 0 | 0 | 0 | 0 | 0 |  | 0 | 0 | 0 | 0 | 0 |  |  |  | 0 | 0 | 0 | 0 | 50 | 0 | 0 | 0 | 0 | 0 | 0 | 0 | 0 | 0 | 0 | 0 | 0 | 0 | -50 | 0 | 1
SDGE | Escondido | 69 | 0 | 0 | 0 | 0 | 0 |  |  |  | 0 | 0 | 0 | 13 | 0 | 0 |  | 0 | 0 | 0 | 0 | 0 |  |  |  | 0 | 0 | 0 | 13 | 0 | 0 | 0 | 0 | 0 | 0 | 0 | 0 | 0 | 0 | 0 | 0 | 0 | 0 | 0 | 0 | 0
PG&E KERN | Estrella | 230 | 0 | 0 | 0 | 0 | 0 |  |  |  | 0 | 0 | 0 | 0 | 0 | 0 |  | 0 | 0 | 0 | 0 | 0 |  |  |  | 0 | 0 | 0 | 0 | 0 | 0 | 0 | 0 | 0 | 0 | 0 | 0 | 0 | 0 | 0 | 0 | 0 | 0 | 0 | 0 | 0
SCE Eastern | Etiwanda | 230 | 0 | 0 | 0 | 0 | 0 |  |  |  | 0 | 0 | 0 | 70 | 0 | 0 |  | 0 | 0 | 0 | 0 | 0 |  |  |  | 0 | 0 | 0 | 70 | 0 | 0 | 0 | 0 | 0 | 0 | 0 | 0 | 0 | 0 | 0 | 0 | 0 | 0 | 0 | 0 | 0
PG&E GBA | Evergreen | 115 | 0 | 0 | 0 | 0 | 0 |  |  |  | 0 | 0 | 0 | 0 | 0 | 0 |  | 0 | 0 | 0 | 0 | 0 |  |  |  | 0 | 0 | 0 | 0 | 0 | 0 | 0 | 0 | 0 | 0 | 0 | 0 | 0 | 0 | 0 | 0 | 0 | 0 | 0 | 0 | 0
PG&E GBA | Evergreen | 60 | 0 | 0 | 0 | 0 | 0 |  |  |  | 0 | 0 | 0 | 0 | 0 | 0 |  | 0 | 0 | 0 | 0 | 0 |  |  |  | 0 | 0 | 0 | 0 | 0 | 0 | 0 | 0 | 0 | 0 | 0 | 0 | 0 | 0 | 0 | 0 | 0 | 0 | 0 | 0 | 0
PG&E FRESNO | Excelsior | 115 | 0 | 0 | 0 | 0 | 0 |  |  |  | 0 | 0 | 0 | 0 | 0 | 0 |  | 0 | 0 | 0 | 0 | 0 |  |  |  | 0 | 0 | 0 | 0 | 0 | 0 | 0 | 0 | 0 | 0 | 0 | 0 | 0 | 0 | 0 | 0 | 0 | 0 | 0 | 0 | 0
PG&E FRESNO | Exchequer | 115 | 0 | 0 | 0 | 0 | 0 |  |  |  | 0 | 0 | 0 | 0 | 0 | 0 |  | 0 | 0 | 0 | 0 | 0 |  |  |  | 0 | 0 | 0 | 0 | 0 | 0 | 0 | 0 | 0 | 0 | 0 | 0 | 0 | 0 | 0 | 0 | 0 | 0 | 0 | 0 | 0
PG&E KERN | Fairway | 115 | 0 | 0 | 0 | 0 | 0 |  |  |  | 0 | 0 | 0 | 0 | 0 | 0 |  | 0 | 0 | 0 | 0 | 0 |  |  |  | 0 | 0 | 0 | 10 | 0 | 0 | 0 | 0 | 0 | 0 | 0 | 0 | 0 | 0 | 0 | 0 | 0 | -10 | 0 | 0 | 1
PG&E KERN | Famoso | 115 | 0 | 0 | 0 | 0 | 0 |  |  |  | 0 | 0 | 0 | 0 | 0 | 0 |  | 0 | 0 | 0 | 0 | 0 |  |  |  | 0 | 0 | 0 | 0 | 0 | 0 | 0 | 0 | 0 | 0 | 0 | 0 | 0 | 0 | 0 | 0 | 0 | 0 | 0 | 0 | 0
PG&E NGBA | Fern Road | 500 | 0 | 0 | 0 | 0 | 0 |  |  |  | 0 | 0 | 0 | 0 | 0 | 0 |  | 0 | 0 | 0 | 0 | 0 |  |  |  | 0 | 0 | 0 | 0 | 0 | 0 | 0 | 0 | 0 | 0 | 0 | 0 | 0 | 0 | 0 | 0 | 0 | 0 | 0 | 0 | 0
PG&E GBA | Fibreboard (SPI Sonora) | 115 | 0 | 0 | 0 | 0 | 0 |  |  |  | 0 | 0 | 0 | 0 | 0 | 0 |  | 0 | 0 | 0 | 0 | 0 |  |  |  | 0 | 0 | 0 | 0 | 0 | 0 | 0 | 0 | 0 | 0 | 0 | 0 | 0 | 0 | 0 | 0 | 0 | 0 | 0 | 0 | 0
PG&E FRESNO | Figarden | 230 | 0 | 0 | 0 | 0 | 0 |  |  |  | 0 | 0 | 0 | 0 | 0 | 0 |  | 0 | 0 | 0 | 0 | 0 |  |  |  | 0 | 0 | 0 | 0 | 0 | 0 | 0 | 0 | 0 | 0 | 0 | 0 | 0 | 0 | 0 | 0 | 0 | 0 | 0 | 0 | 0
PG&E FRESNO | Fink | 230 | 0 | 0 | 0 | 0 | 0 |  |  |  | 0 | 0 | 0 | 0 | 0 | 0 |  | 0 | 0 | 0 | 0 | 0 |  |  |  | 0 | 0 | 0 | 0 | 0 | 0 | 0 | 0 | 0 | 0 | 0 | 0 | 0 | 0 | 0 | 0 | 0 | 0 | 0 | 0 | 0
PG&E NGBA | Fitch Mountain | 60 | 0 | 0 | 0 | 0 | 0 |  |  |  | 0 | 0 | 0 | 0 | 0 | 0 |  | 0 | 0 | 0 | 0 | 0 |  |  |  | 0 | 0 | 0 | 0 | 0 | 0 | 0 | 0 | 0 | 0 | 0 | 0 | 0 | 0 | 0 | 0 | 0 | 0 | 0 | 0 | 0
PG&E GBA | FMC | 115 | 0 | 0 | 0 | 0 | 0 |  |  |  | 0 | 0 | 0 | 0 | 0 | 0 |  | 0 | 0 | 0 | 0 | 0 |  |  |  | 0 | 0 | 0 | 0 | 0 | 0 | 0 | 0 | 0 | 0 | 0 | 0 | 0 | 0 | 0 | 0 | 0 | 0 | 0 | 0 | 0
PG&E GBA | Fremont | 115 | 0 | 0 | 0 | 0 | 0 |  |  |  | 0 | 0 | 0 | 0 | 0 | 0 |  | 0 | 0 | 0 | 0 | 0 |  |  |  | 0 | 0 | 0 | 0 | 0 | 0 | 0 | 0 | 0 | 0 | 0 | 0 | 0 | 0 | 0 | 0 | 0 | 0 | 0 | 0 | 0
PG&E GBA | French Camp | 60 | 0 | 0 | 0 | 0 | 0 |  |  |  | 0 | 0 | 0 | 0 | 0 | 0 |  | 0 | 0 | 0 | 0 | 0 |  |  |  | 0 | 0 | 0 | 0 | 0 | 0 | 0 | 0 | 0 | 0 | 0 | 0 | 0 | 0 | 0 | 0 | 0 | 0 | 0 | 0 | 0
PG&E GBA | Frogtown | 115 | 0 | 0 | 0 | 0 | 0 |  |  |  | 0 | 0 | 0 | 0 | 0 | 0 |  | 0 | 0 | 0 | 0 | 0 |  |  |  | 0 | 0 | 0 | 0 | 0 | 0 | 0 | 0 | 0 | 0 | 0 | 0 | 0 | 0 | 0 | 0 | 0 | 0 | 0 | 0 | 0
PG&E NGBA | Fulton | 115 | 0 | 0 | 0 | 0 | 0 |  |  |  | 0 | 0 | 0 | 0 | 0 | 0 |  | 0 | 0 | 0 | 0 | 0 |  |  |  | 0 | 0 | 0 | 0 | 0 | 0 | 0 | 0 | 0 | 0 | 0 | 0 | 0 | 0 | 0 | 0 | 0 | 0 | 0 | 0 | 0
PG&E NGBA | Fulton | 230 | 0 | 0 | 0 | 0 | 0 |  |  |  | 0 | 0 | 0 | 0 | 0 | 0 |  | 0 | 0 | 0 | 0 | 0 |  |  |  | 0 | 0 | 0 | 0 | 0 | 0 | 0 | 0 | 0 | 0 | 0 | 0 | 0 | 0 | 0 | 0 | 0 | 0 | 0 | 0 | 0
PG&E NGBA | Fulton | 60 | 0 | 0 | 0 | 0 | 0 |  |  |  | 0 | 0 | 0 | 0 | 0 | 0 |  | 0 | 0 | 0 | 0 | 0 |  |  |  | 0 | 0 | 0 | 0 | 0 | 0 | 0 | 0 | 0 | 0 | 0 | 0 | 0 | 0 | 0 | 0 | 0 | 0 | 0 | 0 | 0
PG&E KERN | Ganso | 115 | 0 | 0 | 0 | 0 | 0 |  |  |  | 0 | 0 | 0 | 0 | 0 | 0 |  | 0 | 0 | 0 | 0 | 0 |  |  |  | 0 | 0 | 0 | 0 | 0 | 0 | 0 | 0 | 0 | 0 | 0 | 0 | 0 | 0 | 0 | 0 | 0 | 0 | 0 | 0 | 0
PG&E FRESNO | Gates | 230 | 0 | 0 | 0 | 0 | 0 |  |  |  | 3 | 166 | 477.5 | 0 | 0 | 0 |  | 0 | 0 | 0 | 0 | 0 |  |  |  | 3 | 166 | 477.5 | 0 | 0 | 0 | 0 | 0 | 0 | 0 | 0 | 0 | 0 | 0 | 0 | 0 | 0 | 0 | 0 | 0 | 0
PG&E FRESNO | Gates | 500 | 0 | 0 | 0 | 0 | 0 |  |  |  | 0 | 0 | 0 | 190 | 35 | 0 |  | 0 | 0 | 0 | 0 | 0 |  |  |  | 0 | 0 | 0 | 190 | 0 | 0 | 0 | 0 | 0 | 0 | 0 | 0 | 0 | 0 | 0 | 0 | 0 | 0 | 35 | 0 | 1
PG&E NGBA | Geysers 12 | 230 | 0 | 0 | 0 | 0 | 0 |  |  |  | 0 | 0 | 0 | 0 | 0 | 0 |  | 0 | 0 | 0 | 0 | 0 |  |  |  | 0 | 0 | 0 | 0 | 0 | 0 | 0 | 0 | 0 | 0 | 0 | 0 | 0 | 0 | 0 | 0 | 0 | 0 | 0 | 0 | 0
PG&E NGBA | Geysers 17 | 230 | 0 | 0 | 0 | 0 | 0 |  |  |  | 0 | 0 | 0 | 0 | 0 | 0 |  | 0 | 0 | 0 | 0 | 0 |  |  |  | 0 | 0 | 0 | 0 | 0 | 0 | 0 | 0 | 0 | 0 | 0 | 0 | 0 | 0 | 0 | 0 | 0 | 0 | 0 | 0 | 0
PG&E NGBA | Geysers 3 | 115 | 0 | 0 | 0 | 0 | 0 |  |  |  | 0 | 0 | 0 | 0 | 0 | 0 |  | 0 | 0 | 0 | 0 | 0 |  |  |  | 0 | 0 | 0 | 0 | 0 | 0 | 0 | 0 | 0 | 0 | 0 | 0 | 0 | 0 | 0 | 0 | 0 | 0 | 0 | 0 | 0
PG&E NGBA | Glenn | 230 | 0 | 0 | 0 | 0 | 0 |  |  |  | 0 | 0 | 0 | 0 | 0 | 0 |  | 0 | 0 | 0 | 0 | 0 |  |  |  | 0 | 0 | 0 | 0 | 0 | 0 | 0 | 0 | 0 | 0 | 0 | 0 | 0 | 0 | 0 | 0 | 0 | 0 | 0 | 0 | 0
PG&E NGBA | Glenn | 60 | 0 | 0 | 0 | 0 | 0 |  |  |  | 0 | 0 | 0 | 0 | 0 | 0 |  | 0 | 0 | 0 | 0 | 0 |  |  |  | 0 | 0 | 0 | 0 | 0 | 0 | 0 | 0 | 0 | 0 | 0 | 0 | 0 | 0 | 0 | 0 | 0 | 0 | 0 | 0 | 0
PG&E NGBA | Gold Hill | 115 | 0 | 0 | 0 | 0 | 0 |  |  |  | 0 | 0 | 0 | 0 | 0 | 0 |  | 0 | 0 | 0 | 0 | 0 |  |  |  | 0 | 0 | 0 | 0 | 0 | 0 | 0 | 0 | 0 | 0 | 0 | 0 | 0 | 0 | 0 | 0 | 0 | 0 | 0 | 0 | 0
PG&E NGBA | Gold Hill | 230 | 0 | 0 | 0 | 0 | 0 |  |  |  | 0 | 0 | 0 | 0 | 0 | 0 |  | 0 | 0 | 0 | 0 | 0 |  |  |  | 0 | 0 | 0 | 0 | 0 | 0 | 0 | 0 | 0 | 0 | 0 | 0 | 0 | 0 | 0 | 0 | 0 | 0 | 0 | 0 | 0
SCE Northern | Goleta | 230 | 0 | 0 | 0 | 0 | 0 |  |  |  | 0 | 0 | 0 | 10 | 0 | 0 |  | 0 | 0 | 0 | 0 | 0 |  |  |  | 0 | 0 | 0 | 10 | 0 | 0 | 0 | 0 | 0 | 0 | 0 | 0 | 0 | 0 | 0 | 0 | 0 | 0 | 0 | 0 | 0
SCE Metro | Goodrich | 230 | 0 | 0 | 0 | 0 | 0 |  |  |  | 0 | 0 | 0 | 0 | 0 | 0 |  | 0 | 0 | 0 | 0 | 0 |  |  |  | 0 | 0 | 0 | 0 | 0 | 0 | 0 | 0 | 0 | 0 | 0 | 0 | 0 | 0 | 0 | 0 | 0 | 0 | 0 | 0 | 0
PG&E KERN | Goose Lake | 115 | 0 | 0 | 0 | 0 | 0 |  |  |  | 0 | 0 | 0 | 0 | 0 | 0 |  | 0 | 0 | 0 | 0 | 0 |  |  |  | 0 | 0 | 0 | 0 | 0 | 0 | 0 | 0 | 0 | 0 | 0 | 0 | 0 | 0 | 0 | 0 | 0 | 0 | 0 | 0 | 0
SCE Metro | Gould | 230 | 0 | 0 | 0 | 0 | 0 |  |  |  | 0 | 0 | 0 | 0 | 0 | 0 |  | 0 | 0 | 0 | 0 | 0 |  |  |  | 0 | 0 | 0 | 0 | 0 | 0 | 0 | 0 | 0 | 0 | 0 | 0 | 0 | 0 | 0 | 0 | 0 | 0 | 0 | 0 | 0
PG&E NGBA | Grand Island | 115 | 0 | 0 | 0 | 0 | 0 |  |  |  | 2.73 | 0 | 0 | 0 | 0 | 0 |  | 0 | 0 | 0 | 0 | 0 |  |  |  | 2.73 | 0 | 0 | 0 | 0 | 0 | 0 | 0 | 0 | 0 | 0 | 0 | 0 | 0 | 0 | 0 | 0 | 0 | 0 | 0 | 0
SDGE | Granite | 69 | 0 | 0 | 0 | 0 | 0 |  |  |  | 0 | 0 | 0 | 2.25 | 0 | 0 |  | 0 | 0 | 0 | 0 | 0 |  |  |  | 0 | 0 | 0 | 0 | 0 | 0 | 0 | 0 | 0 | 0 | 0 | 0 | 0 | 0 | 0 | 0 | 0 | 2.25 | 0 | 0 | 1
PG&E GBA | Grant | 115 | 0 | 0 | 0 | 0 | 0 |  |  |  | 0 | 0 | 0 | 0 | 0 | 0 |  | 0 | 0 | 0 | 0 | 0 |  |  |  | 0 | 0 | 0 | 0 | 0 | 0 | 0 | 0 | 0 | 0 | 0 | 0 | 0 | 0 | 0 | 0 | 0 | 0 | 0 | 0 | 0
PG&E GBA | Green Valley | 115 | 0 | 0 | 0 | 0 | 0 |  |  |  | 0 | 0 | 0 | 0 | 0 | 0 |  | 0 | 0 | 0 | 0 | 0 |  |  |  | 0 | 0 | 0 | 0 | 0 | 0 | 0 | 0 | 0 | 0 | 0 | 0 | 0 | 0 | 0 | 0 | 0 | 0 | 0 | 0 | 0
PG&E NGBA | Greenleaf 1 | 115 | 0 | 0 | 0 | 0 | 0 |  |  |  | 0 | 0 | 0 | 0 | 0 | 0 |  | 0 | 0 | 0 | 0 | 0 |  |  |  | 0 | 0 | 0 | 0 | 0 | 0 | 0 | 0 | 0 | 0 | 0 | 0 | 0 | 0 | 0 | 0 | 0 | 0 | 0 | 0 | 0
PG&E FRESNO | Gregg | 230 | 0 | 0 | 0 | 0 | 0 |  |  |  | 0 | 0 | 0 | 0 | 0 | 0 |  | 0 | 0 | 0 | 0 | 0 |  |  |  | 0 | 0 | 0 | 0 | 0 | 0 | 0 | 0 | 0 | 0 | 0 | 0 | 0 | 0 | 0 | 0 | 0 | 0 | 0 | 0 | 0
PG&E FRESNO | Grimmway-Malaga | 115 | 0 | 0 | 0 | 0 | 0 |  |  |  | 0 | 0 | 0 | 0 | 0 | 0 |  | 0 | 0 | 0 | 0 | 0 |  |  |  | 0 | 0 | 0 | 0 | 0 | 0 | 0 | 0 | 0 | 0 | 0 | 0 | 0 | 0 | 0 | 0 | 0 | 0 | 0 | 0 | 0
PG&E NGBA | Grizzly | 230 | 0 | 0 | 0 | 0 | 0 |  |  |  | 0 | 0 | 0 | 0 | 0 | 0 |  | 0 | 0 | 0 | 0 | 0 |  |  |  | 0 | 0 | 0 | 0 | 0 | 0 | 0 | 0 | 0 | 0 | 0 | 0 | 0 | 0 | 0 | 0 | 0 | 0 | 0 | 0 | 0
PG&E FRESNO | Guernsey | 70 | 0 | 0 | 0 | 0 | 0 |  |  |  | 0 | 0 | 0 | 0 | 0 | 0 |  | 0 | 0 | 0 | 0 | 0 |  |  |  | 0 | 0 | 0 | 0 | 0 | 0 | 0 | 0 | 0 | 0 | 0 | 0 | 0 | 0 | 0 | 0 | 0 | 0 | 0 | 0 | 0
PG&E FRESNO | GWF Hanford | 115 | 0 | 0 | 0 | 0 | 0 |  |  |  | 0 | 0 | 0 | 131.4 | 0 | 0 |  | 0 | 0 | 0 | 0 | 0 |  |  |  | 0 | 0 | 0 | 131.4 | 0 | 0 | 0 | 0 | 0 | 0 | 0 | 0 | 0 | 0 | 0 | 0 | 0 | 0 | 0 | 0 | 0
PG&E FRESNO | Haas | 230 | 0 | 0 | 0 | 0 | 0 |  |  |  | 0 | 0 | 0 | 0 | 0 | 0 |  | 0 | 0 | 0 | 0 | 0 |  |  |  | 0 | 0 | 0 | 0 | 0 | 0 | 0 | 0 | 0 | 0 | 0 | 0 | 0 | 0 | 0 | 0 | 0 | 0 | 0 | 0 | 0
PG&E FRESNO | Hammonds | 115 | 0 | 0 | 0 | 0 | 0 |  |  |  | 0 | 0 | 0 | 0 | 0 | 0 |  | 0 | 0 | 0 | 0 | 0 |  |  |  | 0 | 0 | 0 | 0 | 0 | 0 | 0 | 0 | 0 | 0 | 0 | 0 | 0 | 0 | 0 | 0 | 0 | 0 | 0 | 0 | 0
SCE Metro | HarborGen | 230 | 0 | 0 | 0 | 0 | 0 |  |  |  | 0 | 0 | 0 | 0 | 0 | 0 |  | 0 | 0 | 0 | 0 | 0 |  |  |  | 0 | 0 | 0 | 0 | 0 | 0 | 0 | 0 | 0 | 0 | 0 | 0 | 0 | 0 | 0 | 0 | 0 | 0 | 0 | 0 | 0
PG&E NGBA | Harris | 60 | 0 | 0 | 0 | 0 | 0 |  |  |  | 0 | 0 | 0 | 0 | 0 | 0 |  | 0 | 0 | 0 | 0 | 0 |  |  |  | 0 | 0 | 0 | 0 | 0 | 0 | 0 | 0 | 0 | 0 | 0 | 0 | 0 | 0 | 0 | 0 | 0 | 0 | 0 | 0 | 0
SCE EOP | Harry Allen | 500 | 0 | 0 | 0 | 0 | 0 |  |  |  | 0 | 0 | 0 | 0 | 0 | 0 |  | 0 | 0 | 0 | 0 | 0 |  |  |  | 0 | 0 | 0 | 0 | 0 | 0 | 0 | 0 | 0 | 0 | 0 | 0 | 0 | 0 | 0 | 0 | 0 | 0 | 0 | 0 | 0
PG&E NGBA | Hartley | 60 | 0 | 0 | 0 | 0 | 0 |  |  |  | 0 | 0 | 0 | 0 | 0 | 0 |  | 0 | 0 | 0 | 0 | 0 |  |  |  | 0 | 0 | 0 | 0 | 0 | 0 | 0 | 0 | 0 | 0 | 0 | 0 | 0 | 0 | 0 | 0 | 0 | 0 | 0 | 0 | 0
SCE NOL | Harvard | 115 | 0 | 0 | 0 | 0 | 0 |  |  |  | 0 | 0 | 0 | 0 | 0 | 0 |  | 0 | 0 | 0 | 0 | 0 |  |  |  | 0 | 0 | 0 | 0 | 0 | 0 | 0 | 0 | 0 | 0 | 0 | 0 | 0 | 0 | 0 | 0 | 0 | 0 | 0 | 0 | 0
SDGE | Hassayampa | 500 | 0 | 0 | 0 | 0 | 0 |  |  |  | 0 | 0 | 85 | 85 | 0 | 0 |  | 0 | 0 | 0 | 0 | 0 |  |  |  | 0 | 0 | 218 | 85 | 0 | 0 | 0 | 0 | 0 | 0 | 0 | 0 | 0 | 0 | 0 | 0 | -133 | 0 | 0 | 0 | 1
PG&E FRESNO | Helm | 230 | 0 | 0 | 0 | 0 | 0 |  |  |  | 0 | 0 | 0 | 0 | 0 | 0 |  | 0 | 0 | 0 | 0 | 0 |  |  |  | 0 | 0 | 0 | 0 | 0 | 0 | 0 | 0 | 0 | 0 | 0 | 0 | 0 | 0 | 0 | 0 | 0 | 0 | 0 | 0 | 0
PG&E FRESNO | Helm | 70 | 0 | 0 | 0 | 0 | 0 |  |  |  | 0 | 0 | 0 | 0 | 0 | 0 |  | 0 | 0 | 0 | 0 | 0 |  |  |  | 0 | 0 | 0 | 0 | 0 | 0 | 0 | 0 | 0 | 0 | 0 | 0 | 0 | 0 | 0 | 0 | 0 | 0 | 0 | 0 | 0
PG&E FRESNO | Henrietta | 115 | 0 | 0 | 0 | 0 | 0 |  |  |  | 0 | 0 | 0 | 0 | 0 | 0 |  | 0 | 0 | 0 | 0 | 0 |  |  |  | 0 | 0 | 0 | 0 | 0 | 0 | 0 | 0 | 0 | 0 | 0 | 0 | 0 | 0 | 0 | 0 | 0 | 0 | 0 | 0 | 0
PG&E FRESNO | Henrietta | 230 | 0 | 0 | 0 | 0 | 0 |  |  |  | 0 | 0 | 0 | 0 | 0 | 0 |  | 0 | 0 | 0 | 0 | 0 |  |  |  | 0 | 0 | 0 | 0 | 0 | 0 | 0 | 0 | 0 | 0 | 0 | 0 | 0 | 0 | 0 | 0 | 0 | 0 | 0 | 0 | 0
PG&E FRESNO | Henrietta | 70 | 0 | 0 | 0 | 0 | 0 |  |  |  | 0 | 0 | 0 | 173.2 | 0 | 0 |  | 0 | 0 | 0 | 0 | 0 |  |  |  | 0 | 0 | 0 | 173.2 | 0 | 0 | 0 | 0 | 0 | 0 | 0 | 0 | 0 | 0 | 0 | 0 | 0 | 0 | 0 | 0 | 0
PG&E FRESNO | Herndon | 115 | 0 | 0 | 0 | 0 | 0 |  |  |  | 0 | 0 | 0 | 0 | 0 | 0 |  | 0 | 0 | 0 | 0 | 0 |  |  |  | 0 | 0 | 0 | 0 | 0 | 0 | 0 | 0 | 0 | 0 | 0 | 0 | 0 | 0 | 0 | 0 | 0 | 0 | 0 | 0 | 0
PG&E FRESNO | Herndon | 230 | 0 | 0 | 0 | 0 | 0 |  |  |  | 0 | 0 | 0 | 0 | 0 | 0 |  | 0 | 0 | 0 | 0 | 0 |  |  |  | 0 | 0 | 0 | 0 | 0 | 0 | 0 | 0 | 0 | 0 | 0 | 0 | 0 | 0 | 0 | 0 | 0 | 0 | 0 | 0 | 0
PG&E GBA | Hicks | 230 | 0 | 0 | 0 | 0 | 0 |  |  |  | 0 | 0 | 0 | 0 | 0 | 0 |  | 0 | 0 | 0 | 0 | 0 |  |  |  | 0 | 0 | 0 | 0 | 0 | 0 | 0 | 0 | 0 | 0 | 0 | 0 | 0 | 0 | 0 | 0 | 0 | 0 | 0 | 0 | 0
PG&E NGBA | Higgins | 115 | 0 | 0 | 0 | 0 | 0 |  |  |  | 0 | 0 | 0 | 0 | 0 | 0 |  | 0 | 0 | 0 | 0 | 0 |  |  |  | 0 | 0 | 0 | 0 | 0 | 0 | 0 | 0 | 0 | 0 | 0 | 0 | 0 | 0 | 0 | 0 | 0 | 0 | 0 | 0 | 0
PG&E NGBA | Hilltop | 345 | 0 | 0 | 0 | 0 | 0 |  |  |  | 0 | 0 | 0 | 0 | 0 | 0 |  | 0 | 0 | 0 | 0 | 0 |  |  |  | 0 | 0 | 0 | 0 | 0 | 0 | 0 | 0 | 0 | 0 | 0 | 0 | 0 | 0 | 0 | 0 | 0 | 0 | 0 | 0 | 0
SCE Metro | Hinson | 230 | 0 | 0 | 0 | 0 | 0 |  |  |  | 0.68 | 0 | 0 | 325 | 0 | 0 |  | 0 | 0 | 0 | 0 | 0 |  |  |  | 0.68 | 0 | 0 | 325 | 0 | 0 | 0 | 0 | 0 | 0 | 0 | 0 | 0 | 0 | 0 | 0 | 0 | 0 | 0 | 0 | 0
PG&E GBA | Hollister | 115 | 0 | 0 | 0 | 0 | 0 |  |  |  | 0 | 0 | 0 | 0 | 0 | 0 |  | 0 | 0 | 0 | 0 | 0 |  |  |  | 0 | 0 | 0 | 0 | 0 | 0 | 0 | 0 | 0 | 0 | 0 | 0 | 0 | 0 | 0 | 0 | 0 | 0 | 0 | 0 | 0
PG&E NGBA | Homestake | 115 | 0 | 0 | 0 | 0 | 0 |  |  |  | 0 | 0 | 0 | 0 | 0 | 0 |  | 0 | 0 | 0 | 0 | 0 |  |  |  | 0 | 0 | 0 | 0 | 0 | 0 | 0 | 0 | 0 | 0 | 0 | 0 | 0 | 0 | 0 | 0 | 0 | 0 | 0 | 0 | 0
PG&E NGBA | Honcut | 115 | 0 | 0 | 0 | 0 | 0 |  |  |  | 0 | 0 | 0 | 0 | 0 | 0 |  | 0 | 0 | 0 | 0 | 0 |  |  |  | 0 | 0 | 0 | 0 | 0 | 0 | 0 | 0 | 0 | 0 | 0 | 0 | 0 | 0 | 0 | 0 | 0 | 0 | 0 | 0 | 0
SDGE | Hoodoo Wash | 500 | 0 | 0 | 0 | 0 | 0 |  |  |  | 0 | 237.5 | 179 | 297.5 | 0 | 0 |  | 0 | 0 | 0 | 0 | 0 |  |  |  | 0 | 537.5 | 179 | 447.5 | 0 | 0 | 0 | 0 | 0 | 0 | 0 | 0 | 0 | 0 | 0 | -300 | 0 | -150 | 0 | 0 | 1
PG&E NGBA | Hopland | 115 | 0 | 0 | 0 | 0 | 0 |  |  |  | 0 | 0 | 0 | 0 | 0 | 0 |  | 0 | 0 | 0 | 0 | 0 |  |  |  | 0 | 0 | 0 | 0 | 0 | 0 | 0 | 0 | 0 | 0 | 0 | 0 | 0 | 0 | 0 | 0 | 0 | 0 | 0 | 0 | 0
PG&E NGBA | Hopland | 60 | 0 | 0 | 0 | 0 | 0 |  |  |  | 0 | 0 | 0 | 0 | 0 | 0 |  | 0 | 0 | 0 | 0 | 0 |  |  |  | 0 | 0 | 0 | 0 | 0 | 0 | 0 | 0 | 0 | 0 | 0 | 0 | 0 | 0 | 0 | 0 | 0 | 0 | 0 | 0 | 0
PG&E NGBA | Humboldt | 115 | 0 | 0 | 0 | 0 | 0 |  |  |  | 0 | 0 | 0 | 0 | 0 | 0 |  | 0 | 0 | 0 | 0 | 0 |  |  |  | 0 | 0 | 0 | 0 | 0 | 0 | 0 | 0 | 0 | 0 | 0 | 0 | 0 | 0 | 0 | 0 | 0 | 0 | 0 | 0 | 0
PG&E NGBA | Humboldt | 60 | 0 | 0 | 0 | 0 | 0 |  |  |  | 1.999 | 0 | 0 | 0 | 0 | 0 |  | 0 | 0 | 0 | 0 | 0 |  |  |  | 1.999 | 0 | 0 | 0 | 0 | 0 | 0 | 0 | 0 | 0 | 0 | 0 | 0 | 0 | 0 | 0 | 0 | 0 | 0 | 0 | 0
PG&E NGBA | Humboldt | 500 | 0 | 0 | 0 | 0 | 0 |  |  |  | 0 | 0 | 0 | 0 | 0 | 0 |  | 0 | 0 | 0 | 0 | 0 |  |  |  | 0 | 0 | 0 | 0 | 0 | 0 | 0 | 0 | 0 | 0 | 0 | 0 | 0 | 0 | 0 | 0 | 0 | 0 | 0 | 0 | 0
SCE Metro | Huntington Beach | 230 | 0 | 0 | 0 | 0 | 0 |  |  |  | 0 | 0 | 0 | 0 | 0 | 0 |  | 0 | 0 | 0 | 0 | 0 |  |  |  | 0 | 0 | 0 | 0 | 0 | 0 | 0 | 0 | 0 | 0 | 0 | 0 | 0 | 0 | 0 | 0 | 0 | 0 | 0 | 0 | 0
PG&E NGBA | Ignacio | 115 | 0 | 0 | 0 | 0 | 0 |  |  |  | 0 | 0 | 0 | 0 | 0 | 0 |  | 0 | 0 | 0 | 0 | 0 |  |  |  | 0 | 0 | 0 | 0 | 0 | 0 | 0 | 0 | 0 | 0 | 0 | 0 | 0 | 0 | 0 | 0 | 0 | 0 | 0 | 0 | 0
PG&E NGBA | Ignacio | 230 | 0 | 0 | 0 | 0 | 0 |  |  |  | 0 | 0 | 0 | 0 | 0 | 0 |  | 0 | 0 | 0 | 0 | 0 |  |  |  | 0 | 0 | 0 | 0 | 0 | 0 | 0 | 0 | 0 | 0 | 0 | 0 | 0 | 0 | 0 | 0 | 0 | 0 | 0 | 0 | 0
PG&E NGBA | Ignacio | 60 | 0 | 0 | 0 | 0 | 0 |  |  |  | 0 | 0 | 0 | 0 | 0 | 0 |  | 0 | 0 | 0 | 0 | 0 |  |  |  | 0 | 0 | 0 | 0 | 0 | 0 | 0 | 0 | 0 | 0 | 0 | 0 | 0 | 0 | 0 | 0 | 0 | 0 | 0 | 0 | 0
SDGE | Imperial Beach | 69 | 0 | 0 | 0 | 0 | 0 |  |  |  | 0 | 0 | 0 | 0 | 0 | 0 |  | 0 | 0 | 0 | 0 | 0 |  |  |  | 0 | 0 | 0 | 0 | 0 | 0 | 0 | 0 | 0 | 0 | 0 | 0 | 0 | 0 | 0 | 0 | 0 | 0 | 0 | 0 | 0
SDGE | Imperial Valley | 230 | 25 | 0 | 0 | 0 | 0 |  |  |  | 0 | 0 | 107 | 528 | 0 | 0 |  | 0 | 0 | 0 | 0 | 0 |  |  |  | 0 | 0 | 142 | 528 | 0 | 0 | 25 | 0 | 0 | 0 | 0 | 0 | 0 | 0 | 0 | 0 | -35 | 0 | 0 | 0 | 1
SDGE | Imperial Valley | 500 | 0 | 0 | 0 | 0 | 0 |  |  |  | 0 | 0 | 0 | 0 | 0 | 0 |  | 0 | 0 | 0 | 0 | 0 |  |  |  | 0 | 0 | 0 | 0 | 0 | 0 | 0 | 0 | 0 | 0 | 0 | 0 | 0 | 0 | 0 | 0 | 0 | 0 | 0 | 0 | 0
SCE EOP | Innovation | 138 | 0 | 0 | 0 | 0 | 0 |  |  |  | 0 | 0 | 0 | 0 | 0 | 0 |  | 0 | 0 | 0 | 0 | 0 |  |  |  | 0 | 0 | 0 | 0 | 0 | 0 | 0 | 0 | 0 | 0 | 0 | 0 | 0 | 0 | 0 | 0 | 0 | 0 | 0 | 0 | 0
SCE EOP | Innovation | 230 | 0 | 0 | 0 | 0 | 0 |  |  |  | 0 | 0 | 0 | 0 | 0 | 0 |  | 0 | 0 | 0 | 0 | 0 |  |  |  | 0 | 0 | 0 | 0 | 0 | 0 | 0 | 0 | 0 | 0 | 0 | 0 | 0 | 0 | 0 | 0 | 0 | 0 | 0 | 0 | 0
SCE NOL | Inyokern | 115 | 0 | 0 | 0 | 0 | 0 |  |  |  | 0 | 0 | 31.8 | 0 | 0 | 0 |  | 0 | 0 | 0 | 0 | 0 |  |  |  | 0 | 0 | 31.8 | 0 | 0 | 0 | 0 | 0 | 0 | 0 | 0 | 0 | 0 | 0 | 0 | 0 | 0 | 0 | 0 | 0 | 0
SCE EOP | IS Tap | 138 | 0 | 0 | 0 | 0 | 0 |  |  |  | 0 | 0 | 0 | 0 | 0 | 0 |  | 0 | 0 | 0 | 0 | 0 |  |  |  | 0 | 0 | 0 | 0 | 0 | 0 | 0 | 0 | 0 | 0 | 0 | 0 | 0 | 0 | 0 | 0 | 0 | 0 | 0 | 0 | 0
SCE EOP | Ivanpah | 115 | 0 | 0 | 0 | 0 | 0 |  |  |  | 0 | 0 | 0 | 0 | 0 | 0 |  | 0 | 0 | 0 | 0 | 0 |  |  |  | 0 | 0 | 0 | 0 | 0 | 0 | 0 | 0 | 0 | 0 | 0 | 0 | 0 | 0 | 0 | 0 | 0 | 0 | 0 | 0 | 0
SCE EOP | Ivanpah | 230 | 0 | 0 | 0 | 0 | 0 |  |  |  | 0 | 0 | 0 | 0 | 0 | 0 |  | 0 | 0 | 0 | 0 | 0 |  |  |  | 0 | 0 | 0 | 0 | 0 | 0 | 0 | 0 | 0 | 0 | 0 | 0 | 0 | 0 | 0 | 0 | 0 | 0 | 0 | 0 | 0
SCE EOP | Jackass (DOE) | 138 | 0 | 0 | 0 | 0 | 0 |  |  |  | 0 | 0 | 0 | 0 | 0 | 0 |  | 0 | 0 | 0 | 0 | 0 |  |  |  | 0 | 0 | 0 | 0 | 0 | 0 | 0 | 0 | 0 | 0 | 0 | 0 | 0 | 0 | 0 | 0 | 0 | 0 | 0 | 0 | 0
PG&E NGBA | James B Black | 230 | 0 | 0 | 0 | 0 | 0 |  |  |  | 0 | 0 | 0 | 0 | 0 | 0 |  | 0 | 0 | 0 | 0 | 0 |  |  |  | 0 | 0 | 0 | 0 | 0 | 0 | 0 | 0 | 0 | 0 | 0 | 0 | 0 | 0 | 0 | 0 | 0 | 0 | 0 | 0 | 0
PG&E GBA | Jefferson | 230 | 0 | 0 | 0 | 0 | 0 |  |  |  | 0 | 0 | 0 | 0 | 0 | 0 |  | 0 | 0 | 0 | 0 | 0 |  |  |  | 0 | 0 | 0 | 0 | 0 | 0 | 0 | 0 | 0 | 0 | 0 | 0 | 0 | 0 | 0 | 0 | 0 | 0 | 0 | 0 | 0
PG&E NGBA | Jessup | 115 | 0 | 0 | 0 | 0 | 0 |  |  |  | 0 | 0 | 0 | 0 | 0 | 0 |  | 0 | 0 | 0 | 0 | 0 |  |  |  | 0 | 0 | 0 | 0 | 0 | 0 | 0 | 0 | 0 | 0 | 0 | 0 | 0 | 0 | 0 | 0 | 0 | 0 | 0 | 0 | 0
SCE Metro | Johanna | 230 | 0 | 0 | 0 | 0 | 0 |  |  |  | 0 | 0 | 0 | 0 | 0 | 0 |  | 0 | 0 | 0 | 0 | 0 |  |  |  | 0 | 0 | 0 | 0 | 0 | 0 | 0 | 0 | 0 | 0 | 0 | 0 | 0 | 0 | 0 | 0 | 0 | 0 | 0 | 0 | 0
SCE Eastern | Julian Hinds | 230 | 0 | 0 | 0 | 0 | 0 |  |  |  | 0 | 0 | 0 | 0 | 0 | 0 |  | 0 | 0 | 0 | 0 | 0 |  |  |  | 0 | 0 | 0 | 0 | 0 | 0 | 0 | 0 | 0 | 0 | 0 | 0 | 0 | 0 | 0 | 0 | 0 | 0 | 0 | 0 | 0
PG&E GBA | Kasson | 115 | 0 | 0 | 0 | 0 | 0 |  |  |  | 0 | 0 | 0 | 0 | 0 | 0 |  | 0 | 0 | 0 | 0 | 0 |  |  |  | 0 | 0 | 0 | 0 | 0 | 0 | 0 | 0 | 0 | 0 | 0 | 0 | 0 | 0 | 0 | 0 | 0 | 0 | 0 | 0 | 0
PG&E GBA | Kasson | 60 | 0 | 0 | 0 | 0 | 0 |  |  |  | 0 | 0 | 0 | 0 | 0 | 0 |  | 0 | 0 | 0 | 0 | 0 |  |  |  | 0 | 0 | 0 | 0 | 0 | 0 | 0 | 0 | 0 | 0 | 0 | 0 | 0 | 0 | 0 | 0 | 0 | 0 | 0 | 0 | 0
PG&E FRESNO | Kearney | 230 | 0 | 0 | 0 | 0 | 0 |  |  |  | 0 | 0 | 0 | 0 | 0 | 0 |  | 0 | 0 | 0 | 0 | 0 |  |  |  | 0 | 0 | 0 | 0 | 0 | 0 | 0 | 0 | 0 | 0 | 0 | 0 | 0 | 0 | 0 | 0 | 0 | 0 | 0 | 0 | 0
PG&E FRESNO | Kearney | 70 | 0 | 0 | 0 | 0 | 0 |  |  |  | 0 | 0 | 0 | 0 | 0 | 0 |  | 0 | 0 | 0 | 0 | 0 |  |  |  | 0 | 0 | 0 | 0 | 0 | 0 | 0 | 0 | 0 | 0 | 0 | 0 | 0 | 0 | 0 | 0 | 0 | 0 | 0 | 0 | 0
PG&E GBA | Kelso | 230 | 0 | 0 | 0 | 0 | 0 |  |  |  | 0 | 0 | 0 | 90.7 | 0 | 0 |  | 0 | 0 | 0 | 0 | 0 |  |  |  | 0 | 0 | 0 | 90.7 | 0 | 0 | 0 | 0 | 0 | 0 | 0 | 0 | 0 | 0 | 0 | 0 | 0 | 0 | 0 | 0 | 0
PG&E FRESNO | Kerchoff 1 | 115 | 0 | 0 | 0 | 0 | 0 |  |  |  | 0 | 0 | 0 | 0 | 0 | 0 |  | 0 | 0 | 0 | 0 | 0 |  |  |  | 0 | 0 | 0 | 0 | 0 | 0 | 0 | 0 | 0 | 0 | 0 | 0 | 0 | 0 | 0 | 0 | 0 | 0 | 0 | 0 | 0
PG&E KERN | Kern Oil | 115 | 0 | 0 | 0 | 0 | 0 |  |  |  | 0 | 0 | 0 | 0 | 0 | 0 |  | 0 | 0 | 0 | 0 | 0 |  |  |  | 0 | 0 | 0 | 0 | 0 | 0 | 0 | 0 | 0 | 0 | 0 | 0 | 0 | 0 | 0 | 0 | 0 | 0 | 0 | 0 | 0
PG&E KERN | Kern PP | 115 | 0 | 0 | 0 | 0 | 0 |  |  |  | 0 | 0 | 0 | 0 | 0 | 0 |  | 0 | 0 | 0 | 0 | 0 |  |  |  | 0 | 0 | 0 | 0 | 0 | 0 | 0 | 0 | 0 | 0 | 0 | 0 | 0 | 0 | 0 | 0 | 0 | 0 | 0 | 0 | 0
PG&E KERN | Kern PP | 230 | 0 | 0 | 0 | 0 | 0 |  |  |  | 0 | 0 | 0 | 0 | 0 | 0 |  | 0 | 0 | 0 | 0 | 0 |  |  |  | 0 | 0 | 0 | 0 | 0 | 0 | 0 | 0 | 0 | 0 | 0 | 0 | 0 | 0 | 0 | 0 | 0 | 0 | 0 | 0 | 0
PG&E KERN | Kern PP | 70 | 0 | 0 | 0 | 0 | 0 |  |  |  | 0 | 0 | 0 | 0 | 0 | 0 |  | 0 | 0 | 0 | 0 | 0 |  |  |  | 0 | 0 | 0 | 0 | 0 | 0 | 0 | 0 | 0 | 0 | 0 | 0 | 0 | 0 | 0 | 0 | 0 | 0 | 0 | 0 | 0
PG&E KERN | Kernridge | 115 | 0 | 0 | 0 | 0 | 0 |  |  |  | 0 | 0 | 0 | 0 | 0 | 0 |  | 0 | 0 | 0 | 0 | 0 |  |  |  | 0 | 0 | 0 | 0 | 0 | 0 | 0 | 0 | 0 | 0 | 0 | 0 | 0 | 0 | 0 | 0 | 0 | 0 | 0 | 0 | 0
PG&E FRESNO | Kingsburg | 115 | 0 | 0 | 0 | 0 | 0 |  |  |  | 0 | 0 | 0 | 0 | 0 | 0 |  | 0 | 0 | 0 | 0 | 0 |  |  |  | 0 | 0 | 0 | 0 | 0 | 0 | 0 | 0 | 0 | 0 | 0 | 0 | 0 | 0 | 0 | 0 | 0 | 0 | 0 | 0 | 0
PG&E GBA | Kirker | 115 | 0 | 0 | 0 | 0 | 0 |  |  |  | 2.9 | 0 | 0 | 0 | 0 | 0 |  | 0 | 0 | 0 | 0 | 0 |  |  |  | 2.9 | 0 | 0 | 0 | 0 | 0 | 0 | 0 | 0 | 0 | 0 | 0 | 0 | 0 | 0 | 0 | 0 | 0 | 0 | 0 | 0
PG&E NGBA | Knights Landing | 115 | 0 | 0 | 0 | 0 | 0 |  |  |  | 0 | 0 | 0 | 0 | 0 | 0 |  | 0 | 0 | 0 | 0 | 0 |  |  |  | 0 | 0 | 0 | 0 | 0 | 0 | 0 | 0 | 0 | 0 | 0 | 0 | 0 | 0 | 0 | 0 | 0 | 0 | 0 | 0 | 0
PG&E NGBA | Konocti | 60 | 0 | 0 | 0 | 0 | 0 |  |  |  | 0 | 0 | 0 | 0 | 0 | 0 |  | 0 | 0 | 0 | 0 | 0 |  |  |  | 0 | 0 | 0 | 0 | 0 | 0 | 0 | 0 | 0 | 0 | 0 | 0 | 0 | 0 | 0 | 0 | 0 | 0 | 0 | 0 | 0
SCE NOL | Kramer | 115 | 0 | 0 | 0 | 0 | 0 |  |  |  | 0 | 0 | 4 | 0 | 6 | 0 |  | 0 | 0 | 0 | 0 | 0 |  |  |  | 0 | 0 | 4 | 0 | 0 | 0 | 0 | 0 | 0 | 0 | 0 | 0 | 0 | 0 | 0 | 0 | 0 | 0 | 6 | 0 | 1
SCE NOL | Kramer | 230 | 0 | 0 | 0 | 0 | 0 |  |  |  | 0 | 70 | 200 | 225 | 0 | 0 |  | 0 | 0 | 0 | 0 | 0 |  |  |  | 0 | 70 | 200 | 225 | 0 | 0 | 0 | 0 | 0 | 0 | 0 | 0 | 0 | 0 | 0 | 0 | 0 | 0 | 0 | 0 | 0
SCE Metro | La Cienega | 230 | 0 | 0 | 0 | 0 | 0 |  |  |  | 0 | 0 | 0 | 0 | 0 | 0 |  | 0 | 0 | 0 | 0 | 0 |  |  |  | 0 | 0 | 0 | 0 | 0 | 0 | 0 | 0 | 0 | 0 | 0 | 0 | 0 | 0 | 0 | 0 | 0 | 0 | 0 | 0 | 0
SCE Metro | La Fresa | 230 | 0 | 0 | 0 | 0 | 0 |  |  |  | 0 | 0 | 0 | 0 | 0 | 0 |  | 0 | 0 | 0 | 0 | 0 |  |  |  | 0 | 0 | 0 | 0 | 0 | 0 | 0 | 0 | 0 | 0 | 0 | 0 | 0 | 0 | 0 | 0 | 0 | 0 | 0 | 0 | 0
SCE Metro | Laguna Bell | 230 | 0 | 0 | 0 | 0 | 0 |  |  |  | 0.68 | 0 | 0 | 250 | 0 | 0 |  | 0 | 0 | 0 | 0 | 0 |  |  |  | 0.68 | 0 | 0 | 250 | 0 | 0 | 0 | 0 | 0 | 0 | 0 | 0 | 0 | 0 | 0 | 0 | 0 | 0 | 0 | 0 | 0
PG&E KERN | Lakeview | 70 | 0 | 0 | 0 | 0 | 0 |  |  |  | 0 | 0 | 0 | 65.6 | 0 | 0 |  | 0 | 0 | 0 | 0 | 0 |  |  |  | 0 | 0 | 0 | 65.6 | 0 | 0 | 0 | 0 | 0 | 0 | 0 | 0 | 0 | 0 | 0 | 0 | 0 | 0 | 0 | 0 | 0
PG&E NGBA | Lakeville | 230 | 0 | 0 | 0 | 0 | 0 |  |  |  | 0 | 0 | 0 | 0 | 0 | 0 |  | 0 | 0 | 0 | 0 | 0 |  |  |  | 0 | 0 | 0 | 0 | 0 | 0 | 0 | 0 | 0 | 0 | 0 | 0 | 0 | 0 | 0 | 0 | 0 | 0 | 0 | 0 | 0
PG&E NGBA | Lakeville | 60 | 0 | 0 | 0 | 0 | 0 |  |  |  | 0 | 0 | 0 | 0 | 0 | 0 |  | 0 | 0 | 0 | 0 | 0 |  |  |  | 0 | 0 | 0 | 0 | 0 | 0 | 0 | 0 | 0 | 0 | 0 | 0 | 0 | 0 | 0 | 0 | 0 | 0 | 0 | 0 | 0
PG&E NGBA | Lakeville | 115 | 0 | 0 | 0 | 0 | 0 |  |  |  | 0 | 0 | 0 | 50 | 0 | 0 |  | 0 | 0 | 0 | 0 | 0 |  |  |  | 0 | 0 | 0 | 50 | 0 | 0 | 0 | 0 | 0 | 0 | 0 | 0 | 0 | 0 | 0 | 0 | 0 | 0 | 0 | 0 | 0
PG&E GBA | Lakewood | 115 | 0 | 0 | 0 | 0 | 0 |  |  |  | 0 | 0 | 0 | 0 | 0 | 0 |  | 0 | 0 | 0 | 0 | 0 |  |  |  | 0 | 0 | 0 | 0 | 0 | 0 | 0 | 0 | 0 | 0 | 0 | 0 | 0 | 0 | 0 | 0 | 0 | 0 | 0 | 0 | 0
PG&E NGBA | Lambie | 230 | 0 | 0 | 0 | 0 | 0 |  |  |  | 0 | 0 | 0 | 0 | 0 | 0 |  | 0 | 0 | 0 | 0 | 0 |  |  |  | 0 | 0 | 0 | 0 | 0 | 0 | 0 | 0 | 0 | 0 | 0 | 0 | 0 | 0 | 0 | 0 | 0 | 0 | 0 | 0 | 0
PG&E GBA | Lammers | 115 | 0 | 0 | 0 | 0 | 0 |  |  |  | 0 | 0 | 0 | 0 | 0 | 0 |  | 0 | 0 | 0 | 0 | 0 |  |  |  | 0 | 0 | 0 | 0 | 0 | 0 | 0 | 0 | 0 | 0 | 0 | 0 | 0 | 0 | 0 | 0 | 0 | 0 | 0 | 0 | 0
PG&E KERN | Lamont | 115 | 0 | 0 | 0 | 0 | 0 |  |  |  | 0 | 0 | 0 | 0 | 0 | 0 |  | 0 | 0 | 0 | 0 | 0 |  |  |  | 0 | 0 | 0 | 0 | 0 | 0 | 0 | 0 | 0 | 0 | 0 | 0 | 0 | 0 | 0 | 0 | 0 | 0 | 0 | 0 | 0
PG&E FRESNO | Las Aguilas | 230 | 0 | 0 | 0 | 0 | 0 |  |  |  | 0 | 0 | 0 | 0 | 0 | 0 |  | 0 | 0 | 0 | 0 | 0 |  |  |  | 0 | 0 | 0 | 0 | 0 | 0 | 0 | 0 | 0 | 0 | 0 | 0 | 0 | 0 | 0 | 0 | 0 | 0 | 0 | 0 | 0
SCE EOP | Lathrop | 138 | 0 | 0 | 0 | 0 | 0 |  |  |  | 0 | 0 | 0 | 0 | 0 | 0 |  | 0 | 0 | 0 | 0 | 0 |  |  |  | 0 | 0 | 0 | 0 | 0 | 0 | 0 | 0 | 0 | 0 | 0 | 0 | 0 | 0 | 0 | 0 | 0 | 0 | 0 | 0 | 0
SCE EOP | Lathrop | 230 | 0 | 0 | 0 | 0 | 0 |  |  |  | 0 | 0 | 0 | 0 | 0 | 0 |  | 0 | 0 | 0 | 0 | 0 |  |  |  | 0 | 0 | 0 | 0 | 0 | 0 | 0 | 0 | 0 | 0 | 0 | 0 | 0 | 0 | 0 | 0 | 0 | 0 | 0 | 0 | 0
PG&E FRESNO | Le Grand | 115 | 0 | 0 | 0 | 0 | 0 |  |  |  | 0 | 0 | 0 | 0 | 0 | 0 |  | 0 | 0 | 0 | 0 | 0 |  |  |  | 0 | 0 | 0 | 0 | 0 | 0 | 0 | 0 | 0 | 0 | 0 | 0 | 0 | 0 | 0 | 0 | 0 | 0 | 0 | 0 | 0
PG&E FRESNO | Lemoore | 70 | 0 | 0 | 0 | 0 | 0 |  |  |  | 0 | 0 | 0 | 0 | 0 | 0 |  | 0 | 0 | 0 | 0 | 0 |  |  |  | 0 | 0 | 0 | 0 | 0 | 0 | 0 | 0 | 0 | 0 | 0 | 0 | 0 | 0 | 0 | 0 | 0 | 0 | 0 | 0 | 0
PG&E KERN | Lerdo | 115 | 0 | 0 | 0 | 0 | 0 |  |  |  | 0 | 0 | 0 | 0 | 0 | 0 |  | 0 | 0 | 0 | 0 | 0 |  |  |  | 0 | 0 | 0 | 0 | 0 | 0 | 0 | 0 | 0 | 0 | 0 | 0 | 0 | 0 | 0 | 0 | 0 | 0 | 0 | 0 | 0
SCE Metro | Lewis | 230 | 0 | 0 | 0 | 0 | 0 |  |  |  | 0 | 0 | 0 | 0 | 0 | 0 |  | 0 | 0 | 0 | 0 | 0 |  |  |  | 0 | 0 | 0 | 0 | 0 | 0 | 0 | 0 | 0 | 0 | 0 | 0 | 0 | 0 | 0 | 0 | 0 | 0 | 0 | 0 | 0
SCE Metro | Lighthipe | 230 | 0 | 0 | 0 | 0 | 0 |  |  |  | 1.32 | 0 | 0 | 0 | 0 | 0 |  | 0 | 0 | 0 | 0 | 0 |  |  |  | 1.32 | 0 | 0 | 0 | 0 | 0 | 0 | 0 | 0 | 0 | 0 | 0 | 0 | 0 | 0 | 0 | 0 | 0 | 0 | 0 | 0
SDGE | Lilac | 69 | 0 | 0 | 0 | 0 | 0 |  |  |  | 0 | 0 | 0 | 0 | 0 | 0 |  | 0 | 0 | 0 | 0 | 0 |  |  |  | 0 | 0 | 0 | 0 | 0 | 0 | 0 | 0 | 0 | 0 | 0 | 0 | 0 | 0 | 0 | 0 | 0 | 0 | 0 | 0 | 0
PG&E NGBA | Lincoln | 115 | 0 | 0 | 0 | 0 | 0 |  |  |  | 0 | 0 | 0 | 0 | 0 | 0 |  | 0 | 0 | 0 | 0 | 0 |  |  |  | 0 | 0 | 0 | 0 | 0 | 0 | 0 | 0 | 0 | 0 | 0 | 0 | 0 | 0 | 0 | 0 | 0 | 0 | 0 | 0 | 0
PG&E KERN | Live Oak | 115 | 0 | 0 | 0 | 0 | 0 |  |  |  | 0 | 0 | 0 | 0 | 0 | 0 |  | 0 | 0 | 0 | 0 | 0 |  |  |  | 0 | 0 | 0 | 0 | 0 | 0 | 0 | 0 | 0 | 0 | 0 | 0 | 0 | 0 | 0 | 0 | 0 | 0 | 0 | 0 | 0
PG&E GBA | Llagas | 115 | 0 | 0 | 0 | 0 | 0 |  |  |  | 0 | 0 | 0 | 0 | 0 | 0 |  | 0 | 0 | 0 | 0 | 0 |  |  |  | 0 | 0 | 0 | 0 | 0 | 0 | 0 | 0 | 0 | 0 | 0 | 0 | 0 | 0 | 0 | 0 | 0 | 0 | 0 | 0 | 0
PG&E GBA | Lockeford | 115 | 0 | 0 | 0 | 0 | 0 |  |  |  | 0 | 0 | 0 | 0 | 0 | 0 |  | 0 | 0 | 0 | 0 | 0 |  |  |  | 0 | 0 | 0 | 0 | 0 | 0 | 0 | 0 | 0 | 0 | 0 | 0 | 0 | 0 | 0 | 0 | 0 | 0 | 0 | 0 | 0
PG&E GBA | Lockeford | 230 | 0 | 0 | 0 | 0 | 0 |  |  |  | 0 | 0 | 0 | 0 | 0 | 0 |  | 0 | 0 | 0 | 0 | 0 |  |  |  | 0 | 0 | 0 | 0 | 0 | 0 | 0 | 0 | 0 | 0 | 0 | 0 | 0 | 0 | 0 | 0 | 0 | 0 | 0 | 0 | 0
PG&E GBA | Lockeford | 60 | 0 | 0 | 0 | 0 | 0 |  |  |  | 0 | 0 | 0 | 0 | 0 | 0 |  | 0 | 0 | 0 | 0 | 0 |  |  |  | 0 | 0 | 0 | 0 | 0 | 0 | 0 | 0 | 0 | 0 | 0 | 0 | 0 | 0 | 0 | 0 | 0 | 0 | 0 | 0 | 0
PG&E GBA | Lodi | 230 | 0 | 0 | 0 | 0 | 0 |  |  |  | 0 | 0 | 0 | 0 | 0 | 0 |  | 0 | 0 | 0 | 0 | 0 |  |  |  | 0 | 0 | 0 | 0 | 0 | 0 | 0 | 0 | 0 | 0 | 0 | 0 | 0 | 0 | 0 | 0 | 0 | 0 | 0 | 0 | 0
PG&E NGBA | Logan Creek | 230 | 0 | 0 | 0 | 0 | 0 |  |  |  | 0 | 0 | 0 | 0 | 0 | 0 |  | 0 | 0 | 0 | 0 | 0 |  |  |  | 0 | 0 | 0 | 0 | 0 | 0 | 0 | 0 | 0 | 0 | 0 | 0 | 0 | 0 | 0 | 0 | 0 | 0 | 0 | 0 | 0
PG&E GBA | Lone Tree | 230 | 0 | 0 | 0 | 0 | 0 |  |  |  | 0 | 0 | 0 | 0 | 0 | 0 |  | 0 | 0 | 0 | 0 | 0 |  |  |  | 0 | 0 | 0 | 0 | 0 | 0 | 0 | 0 | 0 | 0 | 0 | 0 | 0 | 0 | 0 | 0 | 0 | 0 | 0 | 0 | 0
PG&E FRESNO | Los Banos | 230 | 0 | 0 | 0 | 69.3 | 0 |  |  |  | 5.9 | 0 | 0 | 0 | 0 | 0 |  | 0 | 0 | 0 | 69.3 | 0 |  |  |  | 5.9 | 0 | 0 | 0 | 0 | 0 | 0 | 0 | 0 | 0 | 0 | 0 | 0 | 0 | 0 | 0 | 0 | 0 | 0 | 0 | 0
PG&E FRESNO | Los Banos | 500 | 0 | 0 | 0 | 0 | 0 |  |  |  | 0 | 0 | 0 | 0 | 0 | 0 |  | 0 | 0 | 0 | 0 | 0 |  |  |  | 0 | 0 | 0 | 0 | 0 | 0 | 0 | 0 | 0 | 0 | 0 | 0 | 0 | 0 | 0 | 0 | 0 | 0 | 0 | 0 | 0
SDGE | Los Coches | 138 | 0 | 0 | 0 | 0 | 0 |  |  |  | 0 | 0 | 0 | 0 | 0 | 0 |  | 0 | 0 | 0 | 0 | 0 |  |  |  | 0 | 0 | 0 | 0 | 0 | 0 | 0 | 0 | 0 | 0 | 0 | 0 | 0 | 0 | 0 | 0 | 0 | 0 | 0 | 0 | 0
SDGE | Los Coches | 69 | 0 | 0 | 0 | 0 | 0 |  |  |  | 0 | 0 | 0 | 0 | 0 | 0 |  | 0 | 0 | 0 | 0 | 0 |  |  |  | 0 | 0 | 0 | 0 | 0 | 0 | 0 | 0 | 0 | 0 | 0 | 0 | 0 | 0 | 0 | 0 | 0 | 0 | 0 | 0 | 0
PG&E GBA | Los Esteros | 115 | 0 | 0 | 0 | 0 | 0 |  |  |  | 0 | 0 | 0 | 0 | 0 | 0 |  | 0 | 0 | 0 | 0 | 0 |  |  |  | 0 | 0 | 0 | 0 | 0 | 0 | 0 | 0 | 0 | 0 | 0 | 0 | 0 | 0 | 0 | 0 | 0 | 0 | 0 | 0 | 0
PG&E GBA | Los Esteros | 230 | 0 | 0 | 0 | 0 | 0 |  |  |  | 0 | 0 | 0 | 0 | 0 | 0 |  | 0 | 0 | 0 | 0 | 0 |  |  |  | 0 | 0 | 0 | 0 | 0 | 0 | 0 | 0 | 0 | 0 | 0 | 0 | 0 | 0 | 0 | 0 | 0 | 0 | 0 | 0 | 0
PG&E GBA | Los Positas | 230 | 0 | 0 | 0 | 0 | 0 |  |  |  | 0 | 0 | 0 | 0 | 0 | 0 |  | 0 | 0 | 0 | 0 | 0 |  |  |  | 0 | 0 | 0 | 0 | 0 | 0 | 0 | 0 | 0 | 0 | 0 | 0 | 0 | 0 | 0 | 0 | 0 | 0 | 0 | 0 | 0
PG&E GBA | Los Positas | 60 | 0 | 0 | 0 | 0 | 0 |  |  |  | 0 | 0 | 0 | 0 | 0 | 0 |  | 0 | 0 | 0 | 0 | 0 |  |  |  | 0 | 0 | 0 | 0 | 0 | 0 | 0 | 0 | 0 | 0 | 0 | 0 | 0 | 0 | 0 | 0 | 0 | 0 | 0 | 0 | 0
SDGE | Loveland | 69 | 0 | 0 | 0 | 0 | 0 |  |  |  | 0 | 0 | 0 | 0 | 0 | 0 |  | 0 | 0 | 0 | 0 | 0 |  |  |  | 0 | 0 | 0 | 0 | 0 | 0 | 0 | 0 | 0 | 0 | 0 | 0 | 0 | 0 | 0 | 0 | 0 | 0 | 0 | 0 | 0
SCE NOL | Lugo | 230 | 0 | 0 | 0 | 0 | 0 |  |  |  | 0 | 0 | 0 | 0 | 0 | 0 |  | 0 | 0 | 0 | 0 | 0 |  |  |  | 0 | 0 | 0 | 0 | 0 | 0 | 0 | 0 | 0 | 0 | 0 | 0 | 0 | 0 | 0 | 0 | 0 | 0 | 0 | 0 | 0
SCE Metro | Lugo | 500 | 203 | 0 | 0 | 0 | 0 |  |  |  | 0 | 0 | 0 | 0 | 0 | 0 |  | 87.53 | 0 | 0 | 0 | 0 |  |  |  | 0 | 0 | 0 | 0 | 0 | 0 | -47.53 | 0 | 0 | 0 | 0 | 0 | 0 | 0 | 0 | 0 | 0 | 0 | 0 | 0 | 1
PG&E FRESNO | Madera | 70 | 0 | 0 | 0 | 0 | 0 |  |  |  | 0 | 0 | 0 | 0 | 0 | 0 |  | 0 | 0 | 0 | 0 | 0 |  |  |  | 0 | 0 | 0 | 0 | 0 | 0 | 0 | 0 | 0 | 0 | 0 | 0 | 0 | 0 | 0 | 0 | 0 | 0 | 0 | 0 | 0
PG&E NGBA | Madison | 115 | 0 | 0 | 0 | 0 | 0 |  |  |  | 0 | 0 | 13 | 10.2 | 0 | 0 |  | 0 | 0 | 0 | 0 | 0 |  |  |  | 0 | 0 | 13 | 10.2 | 0 | 0 | 0 | 0 | 0 | 0 | 0 | 0 | 0 | 0 | 0 | 0 | 0 | 0 | 0 | 0 | 0
PG&E KERN | Magunden | 115 | 0 | 0 | 0 | 0 | 0 |  |  |  | 0 | 0 | 0 | 0 | 0 | 0 |  | 0 | 0 | 0 | 0 | 0 |  |  |  | 0 | 0 | 0 | 0 | 0 | 0 | 0 | 0 | 0 | 0 | 0 | 0 | 0 | 0 | 0 | 0 | 0 | 0 | 0 | 0 | 0
SCE Northern | Magunden | 230 | 0 | 0 | 0 | 0 | 0 |  |  |  | 0 | 0 | 0 | 0 | 0 | 0 |  | 0 | 0 | 0 | 0 | 0 |  |  |  | 0 | 0 | 0 | 0 | 0 | 0 | 0 | 0 | 0 | 0 | 0 | 0 | 0 | 0 | 0 | 0 | 0 | 0 | 0 | 0 | 0
PG&E FRESNO | Malaga | 115 | 0 | 0 | 0 | 0 | 0 |  |  |  | 0 | 0 | 0 | 0 | 0 | 0 |  | 0 | 0 | 0 | 0 | 0 |  |  |  | 0 | 0 | 0 | 0 | 0 | 0 | 0 | 0 | 0 | 0 | 0 | 0 | 0 | 0 | 0 | 0 | 0 | 0 | 0 | 0 | 0
PG&E NGBA | Malin | 500 | 0 | 0 | 0 | 0 | 0 |  |  |  | 0 | 0 | 0 | 0 | 0 | 0 |  | 0 | 0 | 0 | 0 | 0 |  |  |  | 0 | 0 | 0 | 0 | 0 | 0 | 0 | 0 | 0 | 0 | 0 | 0 | 0 | 0 | 0 | 0 | 0 | 0 | 0 | 0 | 0
SCE Northern | Mandalay | 230 | 0 | 0 | 0 | 0 | 0 |  |  |  | 0 | 0 | 0 | 0 | 0 | 0 |  | 0 | 0 | 0 | 0 | 0 |  |  |  | 0 | 0 | 0 | 0 | 0 | 0 | 0 | 0 | 0 | 0 | 0 | 0 | 0 | 0 | 0 | 0 | 0 | 0 | 0 | 0 | 0
PG&E FRESNO | Manning | 230 | 0 | 0 | 0 | 0 | 0 |  |  |  | 0 | 0 | 0 | 0 | 0 | 0 |  | 0 | 0 | 0 | 0 | 0 |  |  |  | 0 | 0 | 0 | 0 | 0 | 0 | 0 | 0 | 0 | 0 | 0 | 0 | 0 | 0 | 0 | 0 | 0 | 0 | 0 | 0 | 0
PG&E FRESNO | Manning | 500 | 0 | 0 | 0 | 0 | 0 |  |  |  | 0 | 0 | 0 | 0 | 0 | 0 |  | 0 | 0 | 0 | 0 | 0 |  |  |  | 0 | 0 | 0 | 0 | 0 | 0 | 0 | 0 | 0 | 0 | 0 | 0 | 0 | 0 | 0 | 0 | 0 | 0 | 0 | 0 | 0
PG&E GBA | Manteca | 115 | 0 | 0 | 0 | 0 | 0 |  |  |  | 0 | 0 | 0 | 0 | 0 | 0 |  | 0 | 0 | 0 | 0 | 0 |  |  |  | 0 | 0 | 0 | 0 | 0 | 0 | 0 | 0 | 0 | 0 | 0 | 0 | 0 | 0 | 0 | 0 | 0 | 0 | 0 | 0 | 0
SDGE | Margarita | 138 | 0 | 0 | 0 | 0 | 0 |  |  |  | 0 | 0 | 0 | 0 | 0 | 0 |  | 0 | 0 | 0 | 0 | 0 |  |  |  | 0 | 0 | 0 | 0 | 0 | 0 | 0 | 0 | 0 | 0 | 0 | 0 | 0 | 0 | 0 | 0 | 0 | 0 | 0 | 0 | 0
PG&E GBA | Martin | 230 | 0 | 0 | 0 | 0 | 0 |  |  |  | 0 | 0 | 0 | 0 | 0 | 0 |  | 0 | 0 | 0 | 0 | 0 |  |  |  | 0 | 0 | 0 | 0 | 0 | 0 | 0 | 0 | 0 | 0 | 0 | 0 | 0 | 0 | 0 | 0 | 0 | 0 | 0 | 0 | 0
PG&E GBA | Martin | 115 | 0 | 0 | 0 | 0 | 0 |  |  |  | 0 | 0 | 0 | 188 | 0 | 0 |  | 0 | 0 | 0 | 0 | 0 |  |  |  | 0 | 0 | 0 | 188 | 0 | 0 | 0 | 0 | 0 | 0 | 0 | 0 | 0 | 0 | 0 | 0 | 0 | 0 | 0 | 0 | 0
PG&E GBA | Martinez | 115 | 0 | 0 | 0 | 0 | 0 |  |  |  | 0 | 0 | 0 | 0 | 0 | 0 |  | 0 | 0 | 0 | 0 | 0 |  |  |  | 0 | 0 | 0 | 0 | 0 | 0 | 0 | 0 | 0 | 0 | 0 | 0 | 0 | 0 | 0 | 0 | 0 | 0 | 0 | 0 | 0
PG&E FRESNO | Mc Mullin | 230 | 0 | 0 | 0 | 0 | 0 |  |  |  | 0 | 0 | 0 | 0 | 0 | 0 |  | 0 | 0 | 0 | 0 | 0 |  |  |  | 0 | 0 | 0 | 0 | 0 | 0 | 0 | 0 | 0 | 0 | 0 | 0 | 0 | 0 | 0 | 0 | 0 | 0 | 0 | 0 | 0
PG&E FRESNO | McCall | 115 | 0 | 0 | 0 | 0 | 0 |  |  |  | 0 | 0 | 0 | 0 | 0 | 0 |  | 0 | 0 | 0 | 0 | 0 |  |  |  | 0 | 0 | 0 | 0 | 0 | 0 | 0 | 0 | 0 | 0 | 0 | 0 | 0 | 0 | 0 | 0 | 0 | 0 | 0 | 0 | 0
PG&E FRESNO | McCall | 230 | 0 | 0 | 0 | 0 | 0 |  |  |  | 0 | 0 | 0 | 0 | 0 | 0 |  | 0 | 0 | 0 | 0 | 0 |  |  |  | 0 | 0 | 0 | 0 | 0 | 0 | 0 | 0 | 0 | 0 | 0 | 0 | 0 | 0 | 0 | 0 | 0 | 0 | 0 | 0 | 0
PG&E GBA | Meadow Lane | 115 | 0 | 0 | 0 | 0 | 0 |  |  |  | 0 | 0 | 0 | 0 | 0 | 0 |  | 0 | 0 | 0 | 0 | 0 |  |  |  | 0 | 0 | 0 | 0 | 0 | 0 | 0 | 0 | 0 | 0 | 0 | 0 | 0 | 0 | 0 | 0 | 0 | 0 | 0 | 0 | 0
PG&E GBA | Melones | 115 | 0 | 0 | 0 | 0 | 0 |  |  |  | 0 | 0 | 0 | 0 | 0 | 0 |  | 0 | 0 | 0 | 0 | 0 |  |  |  | 0 | 0 | 0 | 0 | 0 | 0 | 0 | 0 | 0 | 0 | 0 | 0 | 0 | 0 | 0 | 0 | 0 | 0 | 0 | 0 | 0
PG&E GBA | Melones | 230 | 0 | 0 | 0 | 0 | 0 |  |  |  | 0 | 0 | 0 | 0 | 0 | 0 |  | 0 | 0 | 0 | 0 | 0 |  |  |  | 0 | 0 | 0 | 0 | 0 | 0 | 0 | 0 | 0 | 0 | 0 | 0 | 0 | 0 | 0 | 0 | 0 | 0 | 0 | 0 | 0
SDGE | Melrose | 69 | 0 | 0 | 0 | 0 | 0 |  |  |  | 0 | 0 | 0 | 0 | 0 | 0 |  | 0 | 0 | 0 | 0 | 0 |  |  |  | 0 | 0 | 0 | 0 | 0 | 0 | 0 | 0 | 0 | 0 | 0 | 0 | 0 | 0 | 0 | 0 | 0 | 0 | 0 | 0 | 0
PG&E NGBA | Mendocino | 115 | 0 | 0 | 0 | 0 | 0 |  |  |  | 5 | 0 | 0 | 0 | 0 | 0 |  | 0 | 0 | 0 | 0 | 0 |  |  |  | 5 | 0 | 0 | 0 | 0 | 0 | 0 | 0 | 0 | 0 | 0 | 0 | 0 | 0 | 0 | 0 | 0 | 0 | 0 | 0 | 0
PG&E NGBA | Mendocino | 60 | 0 | 0 | 0 | 0 | 0 |  |  |  | 0 | 0 | 0 | 0 | 0 | 0 |  | 0 | 0 | 0 | 0 | 0 |  |  |  | 0 | 0 | 0 | 0 | 0 | 0 | 0 | 0 | 0 | 0 | 0 | 0 | 0 | 0 | 0 | 0 | 0 | 0 | 0 | 0 | 0
PG&E FRESNO | Mendota | 115 | 0 | 0 | 0 | 0 | 0 |  |  |  | 0 | 0 | 0 | 0 | 0 | 0 |  | 0 | 0 | 0 | 0 | 0 |  |  |  | 0 | 0 | 0 | 0 | 0 | 0 | 0 | 0 | 0 | 0 | 0 | 0 | 0 | 0 | 0 | 0 | 0 | 0 | 0 | 0 | 0
PG&E GBA | Menlo | 60 | 0 | 0 | 0 | 0 | 0 |  |  |  | 0 | 0 | 0 | 0 | 0 | 0 |  | 0 | 0 | 0 | 0 | 0 |  |  |  | 0 | 0 | 0 | 0 | 0 | 0 | 0 | 0 | 0 | 0 | 0 | 0 | 0 | 0 | 0 | 0 | 0 | 0 | 0 | 0 | 0
PG&E FRESNO | Merced | 115 | 0 | 0 | 0 | 0 | 0 |  |  |  | 0 | 0 | 0 | 0 | 0 | 0 |  | 0 | 0 | 0 | 0 | 0 |  |  |  | 0 | 0 | 0 | 0 | 0 | 0 | 0 | 0 | 0 | 0 | 0 | 0 | 0 | 0 | 0 | 0 | 0 | 0 | 0 | 0 | 0
SCE EOP | Mercury | 138 | 0 | 0 | 0 | 0 | 0 |  |  |  | 0 | 0 | 0 | 0 | 0 | 0 |  | 0 | 0 | 0 | 0 | 0 |  |  |  | 0 | 0 | 0 | 0 | 0 | 0 | 0 | 0 | 0 | 0 | 0 | 0 | 0 | 0 | 0 | 0 | 0 | 0 | 0 | 0 | 0
PG&E FRESNO | Mercy Springs | 70 | 0 | 0 | 0 | 0 | 0 |  |  |  | 0 | 0 | 75 | 78 | 0 | 0 |  | 0 | 0 | 0 | 0 | 0 |  |  |  | 0 | 0 | 75 | 78 | 0 | 0 | 0 | 0 | 0 | 0 | 0 | 0 | 0 | 0 | 0 | 0 | 0 | 0 | 0 | 0 | 0
PG&E NGBA | Meridian | 60 | 0 | 0 | 0 | 0 | 0 |  |  |  | 0 | 0 | 0 | 0 | 0 | 0 |  | 0 | 0 | 0 | 0 | 0 |  |  |  | 0 | 0 | 0 | 0 | 0 | 0 | 0 | 0 | 0 | 0 | 0 | 0 | 0 | 0 | 0 | 0 | 0 | 0 | 0 | 0 | 0
PG&E KERN | Mesa (PGE) | 115 | 0 | 0 | 0 | 0 | 0 |  |  |  | 0 | 0 | 0 | 0 | 0 | 0 |  | 0 | 0 | 0 | 0 | 0 |  |  |  | 0 | 0 | 0 | 0 | 0 | 0 | 0 | 0 | 0 | 0 | 0 | 0 | 0 | 0 | 0 | 0 | 0 | 0 | 0 | 0 | 0
PG&E KERN | Mesa (PGE) | 230 | 0 | 0 | 0 | 0 | 0 |  |  |  | 0 | 0 | 0 | 0 | 0 | 0 |  | 0 | 0 | 0 | 0 | 0 |  |  |  | 0 | 0 | 0 | 0 | 0 | 0 | 0 | 0 | 0 | 0 | 0 | 0 | 0 | 0 | 0 | 0 | 0 | 0 | 0 | 0 | 0
SCE Metro | Mesa (SCE) | 230 | 0 | 0 | 0 | 0 | 0 |  |  |  | 1.92 | 0 | 0 | 0 | 0 | 0 |  | 0 | 0 | 0 | 0 | 0 |  |  |  | 1.92 | 0 | 0 | 0 | 0 | 0 | 0 | 0 | 0 | 0 | 0 | 0 | 0 | 0 | 0 | 0 | 0 | 0 | 0 | 0 | 0
SCE Metro | Mesa (SCE) | 500 | 0 | 0 | 0 | 0 | 0 |  |  |  | 0 | 0 | 0 | 0 | 0 | 0 |  | 0 | 0 | 0 | 0 | 0 |  |  |  | 0 | 0 | 0 | 0 | 0 | 0 | 0 | 0 | 0 | 0 | 0 | 0 | 0 | 0 | 0 | 0 | 0 | 0 | 0 | 0 | 0
SDGE | Mesa Heights | 69 | 0 | 0 | 0 | 0 | 0 |  |  |  | 0 | 0 | 0 | 0 | 0 | 0 |  | 0 | 0 | 0 | 0 | 0 |  |  |  | 0 | 0 | 0 | 0 | 0 | 0 | 0 | 0 | 0 | 0 | 0 | 0 | 0 | 0 | 0 | 0 | 0 | 0 | 0 | 0 | 0
PG&E GBA | Metcalf | 115 | 0 | 0 | 0 | 0 | 0 |  |  |  | 0 | 0 | 0 | 0 | 0 | 0 |  | 0 | 0 | 0 | 0 | 0 |  |  |  | 0 | 0 | 0 | 0 | 0 | 0 | 0 | 0 | 0 | 0 | 0 | 0 | 0 | 0 | 0 | 0 | 0 | 0 | 0 | 0 | 0
PG&E GBA | Metcalf | 230 | 0 | 0 | 0 | 0 | 0 |  |  |  | 0 | 0 | 0 | 0 | 0 | 0 |  | 0 | 0 | 0 | 0 | 0 |  |  |  | 0 | 0 | 0 | 0 | 0 | 0 | 0 | 0 | 0 | 0 | 0 | 0 | 0 | 0 | 0 | 0 | 0 | 0 | 0 | 0 | 0
PG&E GBA | Metcalf | 500 | 0 | 0 | 0 | 0 | 0 |  |  |  | 0 | 0 | 0 | 0 | 0 | 0 |  | 0 | 0 | 0 | 0 | 0 |  |  |  | 0 | 0 | 0 | 0 | 0 | 0 | 0 | 0 | 0 | 0 | 0 | 0 | 0 | 0 | 0 | 0 | 0 | 0 | 0 | 0 | 0
PG&E KERN | Midway | 115 | 0 | 0 | 0 | 0 | 0 |  |  |  | 0 | 0 | 0 | 0 | 0 | 0 |  | 0 | 0 | 0 | 0 | 0 |  |  |  | 0 | 0 | 0 | 0 | 0 | 0 | 0 | 0 | 0 | 0 | 0 | 0 | 0 | 0 | 0 | 0 | 0 | 0 | 0 | 0 | 0
PG&E KERN | Midway | 230 | 0 | 0 | 0 | 0 | 0 |  |  |  | 0 | 0 | 0 | 0 | 0 | 0 |  | 0 | 0 | 0 | 0 | 0 |  |  |  | 0 | 0 | 0 | 0 | 0 | 0 | 0 | 0 | 0 | 0 | 0 | 0 | 0 | 0 | 0 | 0 | 0 | 0 | 0 | 0 | 0
PG&E KERN | Midway | 500 | 0 | 0 | 0 | 0 | 0 |  |  |  | 0 | 0 | 0 | 0 | 0 | 0 |  | 0 | 0 | 0 | 0 | 0 |  |  |  | 0 | 0 | 0 | 0 | 0 | 0 | 0 | 0 | 0 | 0 | 0 | 0 | 0 | 0 | 0 | 0 | 0 | 0 | 0 | 0 | 0
SDGE | Miguel | 230 | 0 | 0 | 0 | 0 | 0 |  |  |  | 0 | 0 | 0 | 0 | 0 | 0 |  | 0 | 0 | 0 | 0 | 0 |  |  |  | 0 | 0 | 0 | 0 | 0 | 0 | 0 | 0 | 0 | 0 | 0 | 0 | 0 | 0 | 0 | 0 | 0 | 0 | 0 | 0 | 0
SDGE | Miguel | 500 | 0 | 0 | 0 | 0 | 0 |  |  |  | 0 | 0 | 0 | 0 | 0 | 0 |  | 0 | 0 | 0 | 0 | 0 |  |  |  | 0 | 0 | 0 | 0 | 0 | 0 | 0 | 0 | 0 | 0 | 0 | 0 | 0 | 0 | 0 | 0 | 0 | 0 | 0 | 0 | 0
SDGE | Miguel | 69 | 0 | 0 | 0 | 0 | 0 |  |  |  | 0 | 0 | 0 | 0 | 0 | 0 |  | 0 | 0 | 0 | 0 | 0 |  |  |  | 0 | 0 | 0 | 0 | 0 | 0 | 0 | 0 | 0 | 0 | 0 | 0 | 0 | 0 | 0 | 0 | 0 | 0 | 0 | 0 | 0
PG&E GBA | Millbrae | 115 | 0 | 0 | 0 | 0 | 0 |  |  |  | 0 | 0 | 0 | 0 | 0 | 0 |  | 0 | 0 | 0 | 0 | 0 |  |  |  | 0 | 0 | 0 | 0 | 0 | 0 | 0 | 0 | 0 | 0 | 0 | 0 | 0 | 0 | 0 | 0 | 0 | 0 | 0 | 0 | 0
PG&E GBA | Miller | 115 | 0 | 0 | 0 | 0 | 0 |  |  |  | 0 | 0 | 0 | 0 | 0 | 0 |  | 0 | 0 | 0 | 0 | 0 |  |  |  | 0 | 0 | 0 | 0 | 0 | 0 | 0 | 0 | 0 | 0 | 0 | 0 | 0 | 0 | 0 | 0 | 0 | 0 | 0 | 0 | 0
SCE Metro | Mira Loma | 230 | 0 | 0 | 0 | 0 | 0 |  |  |  | 0 | 0 | 0 | 42 | 0 | 0 |  | 0 | 0 | 0 | 0 | 0 |  |  |  | 0 | 0 | 0 | 42 | 0 | 0 | 0 | 0 | 0 | 0 | 0 | 0 | 0 | 0 | 0 | 0 | 0 | 0 | 0 | 0 | 0
SCE Metro | Mira Loma | 500 | 0 | 0 | 0 | 0 | 0 |  |  |  | 0 | 0 | 0 | 0 | 0 | 0 |  | 0 | 0 | 0 | 0 | 0 |  |  |  | 0 | 0 | 0 | 0 | 0 | 0 | 0 | 0 | 0 | 0 | 0 | 0 | 0 | 0 | 0 | 0 | 0 | 0 | 0 | 0 | 0
SCE Eastern | Mirage | 115 | 0 | 0 | 0 | 0 | 0 |  |  |  | 0 | 0 | 0 | 0 | 0 | 0 |  | 0 | 0 | 0 | 0 | 0 |  |  |  | 0 | 0 | 0 | 0 | 0 | 0 | 0 | 0 | 0 | 0 | 0 | 0 | 0 | 0 | 0 | 0 | 0 | 0 | 0 | 0 | 0
SCE Eastern | Mirage | 230 | 30 | 0 | 0 | 0 | 0 |  |  |  | 0 | 0 | 0 | 0 | 0 | 0 |  | 0 | 0 | 0 | 0 | 0 |  |  |  | 0 | 0 | 0 | 0 | 0 | 0 | 30 | 0 | 0 | 0 | 0 | 0 | 0 | 0 | 0 | 0 | 0 | 0 | 0 | 0 | 1
SDGE | Mission | 138 | 0 | 0 | 0 | 0 | 0 |  |  |  | 0 | 0 | 0 | 0 | 0 | 0 |  | 0 | 0 | 0 | 0 | 0 |  |  |  | 0 | 0 | 0 | 0 | 0 | 0 | 0 | 0 | 0 | 0 | 0 | 0 | 0 | 0 | 0 | 0 | 0 | 0 | 0 | 0 | 0
SDGE | Mission | 230 | 0 | 0 | 0 | 0 | 0 |  |  |  | 0 | 0 | 0 | 0 | 0 | 0 |  | 0 | 0 | 0 | 0 | 0 |  |  |  | 0 | 0 | 0 | 0 | 0 | 0 | 0 | 0 | 0 | 0 | 0 | 0 | 0 | 0 | 0 | 0 | 0 | 0 | 0 | 0 | 0
SDGE | Mission | 69 | 0 | 0 | 0 | 0 | 0 |  |  |  | 0 | 0 | 0 | 0 | 0 | 0 |  | 0 | 0 | 0 | 0 | 0 |  |  |  | 0 | 0 | 0 | 0 | 0 | 0 | 0 | 0 | 0 | 0 | 0 | 0 | 0 | 0 | 0 | 0 | 0 | 0 | 0 | 0 | 0
PG&E GBA | Mi-Wuk | 115 | 0 | 0 | 0 | 0 | 0 |  |  |  | 0 | 0 | 0 | 0 | 0 | 0 |  | 0 | 0 | 0 | 0 | 0 |  |  |  | 0 | 0 | 0 | 0 | 0 | 0 | 0 | 0 | 0 | 0 | 0 | 0 | 0 | 0 | 0 | 0 | 0 | 0 | 0 | 0 | 0
SCE EOP | Mohave | 500 | 0 | 0 | 0 | 0 | 0 |  |  |  | 0 | 0 | 0 | 0 | 0 | 0 |  | 0 | 0 | 0 | 0 | 0 |  |  |  | 0 | 0 | 0 | 0 | 0 | 0 | 0 | 0 | 0 | 0 | 0 | 0 | 0 | 0 | 0 | 0 | 0 | 0 | 0 | 0 | 0
PG&E NGBA | Monroe | 115 | 0 | 0 | 0 | 0 | 0 |  |  |  | 0 | 0 | 0 | 0 | 0 | 0 |  | 0 | 0 | 0 | 0 | 0 |  |  |  | 0 | 0 | 0 | 0 | 0 | 0 | 0 | 0 | 0 | 0 | 0 | 0 | 0 | 0 | 0 | 0 | 0 | 0 | 0 | 0 | 0
SDGE | Monserate | 69 | 0 | 0 | 0 | 0 | 0 |  |  |  | 0 | 0 | 0 | 0 | 0 | 0 |  | 0 | 0 | 0 | 0 | 0 |  |  |  | 0 | 0 | 0 | 0 | 0 | 0 | 0 | 0 | 0 | 0 | 0 | 0 | 0 | 0 | 0 | 0 | 0 | 0 | 0 | 0 | 0
PG&E GBA | Monta Vista | 115 | 0 | 0 | 0 | 0 | 0 |  |  |  | 0 | 0 | 0 | 0 | 0 | 0 |  | 0 | 0 | 0 | 0 | 0 |  |  |  | 0 | 0 | 0 | 0 | 0 | 0 | 0 | 0 | 0 | 0 | 0 | 0 | 0 | 0 | 0 | 0 | 0 | 0 | 0 | 0 | 0
PG&E GBA | Monta Vista | 230 | 0 | 0 | 0 | 0 | 0 |  |  |  | 0 | 0 | 0 | 0 | 0 | 0 |  | 0 | 0 | 0 | 0 | 0 |  |  |  | 0 | 0 | 0 | 0 | 0 | 0 | 0 | 0 | 0 | 0 | 0 | 0 | 0 | 0 | 0 | 0 | 0 | 0 | 0 | 0 | 0
PG&E GBA | Monta Vista | 60 | 0 | 0 | 0 | 0 | 0 |  |  |  | 0 | 0 | 0 | 0 | 0 | 0 |  | 0 | 0 | 0 | 0 | 0 |  |  |  | 0 | 0 | 0 | 0 | 0 | 0 | 0 | 0 | 0 | 0 | 0 | 0 | 0 | 0 | 0 | 0 | 0 | 0 | 0 | 0 | 0
PG&E NGBA | Monticello | 115 | 0 | 0 | 0 | 0 | 0 |  |  |  | 0 | 0 | 0 | 0 | 0 | 0 |  | 0 | 0 | 0 | 0 | 0 |  |  |  | 0 | 0 | 0 | 0 | 0 | 0 | 0 | 0 | 0 | 0 | 0 | 0 | 0 | 0 | 0 | 0 | 0 | 0 | 0 | 0 | 0
SCE Northern | Moorpark | 230 | 0 | 0 | 0 | 0 | 0 |  |  |  | 0 | 0 | 0 | 350 | 0 | 0 |  | 0 | 0 | 0 | 0 | 0 |  |  |  | 0 | 0 | 0 | 350 | 0 | 0 | 0 | 0 | 0 | 0 | 0 | 0 | 0 | 0 | 0 | 0 | 0 | 0 | 0 | 0 | 0
SCE Northern | Moorpark | 66 | 0 | 0 | 0 | 0 | 0 |  |  |  | 0 | 0 | 0 | 0 | 0 | 0 |  | 0 | 0 | 0 | 0 | 0 |  |  |  | 0 | 0 | 0 | 0 | 0 | 0 | 0 | 0 | 0 | 0 | 0 | 0 | 0 | 0 | 0 | 0 | 0 | 0 | 0 | 0 | 0
PG&E GBA | Moraga | 115 | 0 | 0 | 0 | 0 | 0 |  |  |  | 0 | 0 | 0 | 0 | 0 | 0 |  | 0 | 0 | 0 | 0 | 0 |  |  |  | 0 | 0 | 0 | 0 | 0 | 0 | 0 | 0 | 0 | 0 | 0 | 0 | 0 | 0 | 0 | 0 | 0 | 0 | 0 | 0 | 0
PG&E GBA | Moraga | 230 | 0 | 0 | 0 | 0 | 0 |  |  |  | 0 | 0 | 0 | 0 | 0 | 0 |  | 0 | 0 | 0 | 0 | 0 |  |  |  | 0 | 0 | 0 | 0 | 0 | 0 | 0 | 0 | 0 | 0 | 0 | 0 | 0 | 0 | 0 | 0 | 0 | 0 | 0 | 0 | 0
PG&E GBA | Morgan Hill | 115 | 0 | 0 | 0 | 0 | 0 |  |  |  | 0 | 0 | 0 | 0 | 0 | 0 |  | 0 | 0 | 0 | 0 | 0 |  |  |  | 0 | 0 | 0 | 0 | 0 | 0 | 0 | 0 | 0 | 0 | 0 | 0 | 0 | 0 | 0 | 0 | 0 | 0 | 0 | 0 | 0
PG&E KERN | Morro Bay | 115 | 0 | 0 | 0 | 0 | 0 |  |  |  | 0 | 0 | 0 | 0 | 0 | 0 |  | 0 | 0 | 0 | 0 | 0 |  |  |  | 0 | 0 | 0 | 0 | 0 | 0 | 0 | 0 | 0 | 0 | 0 | 0 | 0 | 0 | 0 | 0 | 0 | 0 | 0 | 0 | 0
PG&E KERN | Morro Bay | 230 | 0 | 0 | 0 | 0 | 0 |  |  |  | 0 | 0 | 0 | 0 | 0 | 0 |  | 0 | 0 | 0 | 0 | 0 |  |  |  | 0 | 0 | 0 | 0 | 0 | 0 | 0 | 0 | 0 | 0 | 0 | 0 | 0 | 0 | 0 | 0 | 0 | 0 | 0 | 0 | 0
PG&E KERN | Morro Bay | 500 | 0 | 0 | 0 | 0 | 0 |  |  |  | 0 | 0 | 0 | 0 | 0 | 0 |  | 0 | 0 | 0 | 0 | 0 |  |  |  | 0 | 0 | 0 | 0 | 0 | 0 | 0 | 0 | 0 | 0 | 0 | 0 | 0 | 0 | 0 | 0 | 0 | 0 | 0 | 0 | 0
PG&E GBA | Moss Landing | 115 | 0 | 0 | 0 | 0 | 0 |  |  |  | 0 | 0 | 0 | 0 | 0 | 0 |  | 0 | 0 | 0 | 0 | 0 |  |  |  | 0 | 0 | 0 | 0 | 0 | 0 | 0 | 0 | 0 | 0 | 0 | 0 | 0 | 0 | 0 | 0 | 0 | 0 | 0 | 0 | 0
PG&E GBA | Moss Landing | 230 | 0 | 0 | 0 | 0 | 0 |  |  |  | 0 | 0 | 0 | 0 | 0 | 0 |  | 0 | 0 | 0 | 0 | 0 |  |  |  | 0 | 0 | 0 | 0 | 0 | 0 | 0 | 0 | 0 | 0 | 0 | 0 | 0 | 0 | 0 | 0 | 0 | 0 | 0 | 0 | 0
PG&E GBA | Moss Landing | 500 | 0 | 0 | 0 | 0 | 0 |  |  |  | 0 | 0 | 0 | 0 | 0 | 0 |  | 0 | 0 | 0 | 0 | 0 |  |  |  | 0 | 0 | 0 | 0 | 0 | 0 | 0 | 0 | 0 | 0 | 0 | 0 | 0 | 0 | 0 | 0 | 0 | 0 | 0 | 0 | 0
SCE EOP | Mountain Pass | 115 | 0 | 0 | 0 | 0 | 0 |  |  |  | 0 | 0 | 0 | 0 | 0 | 0 |  | 0 | 0 | 0 | 0 | 0 |  |  |  | 0 | 0 | 0 | 0 | 0 | 0 | 0 | 0 | 0 | 0 | 0 | 0 | 0 | 0 | 0 | 0 | 0 | 0 | 0 | 0 | 0
PG&E GBA | Mountain View | 115 | 0 | 0 | 0 | 0 | 0 |  |  |  | 0 | 0 | 0 | 0 | 0 | 0 |  | 0 | 0 | 0 | 0 | 0 |  |  |  | 0 | 0 | 0 | 0 | 0 | 0 | 0 | 0 | 0 | 0 | 0 | 0 | 0 | 0 | 0 | 0 | 0 | 0 | 0 | 0 | 0
PG&E GBA | Mt Eden | 115 | 0 | 0 | 0 | 0 | 0 |  |  |  | 0 | 0 | 0 | 0 | 0 | 0 |  | 0 | 0 | 0 | 0 | 0 |  |  |  | 0 | 0 | 0 | 0 | 0 | 0 | 0 | 0 | 0 | 0 | 0 | 0 | 0 | 0 | 0 | 0 | 0 | 0 | 0 | 0 | 0
PG&E KERN | Mt Poso | 115 | 0 | 0 | 0 | 0 | 0 |  |  |  | 0 | 0 | 0 | 0 | 0 | 0 |  | 0 | 0 | 0 | 0 | 0 |  |  |  | 0 | 0 | 0 | 0 | 0 | 0 | 0 | 0 | 0 | 0 | 0 | 0 | 0 | 0 | 0 | 0 | 0 | 0 | 0 | 0 | 0
SDGE | Murray | 69 | 0 | 0 | 0 | 0 | 0 |  |  |  | 0 | 0 | 0 | 0 | 0 | 0 |  | 0 | 0 | 0 | 0 | 0 |  |  |  | 0 | 0 | 0 | 0 | 0 | 0 | 0 | 0 | 0 | 0 | 0 | 0 | 0 | 0 | 0 | 0 | 0 | 0 | 0 | 0 | 0
PG&E FRESNO | Mustang | 230 | 0 | 0 | 0 | 0 | 0 |  |  |  | 0 | 0 | 0 | 0 | 0 | 0 |  | 0 | 0 | 0 | 0 | 0 |  |  |  | 0 | 0 | 0 | 0 | 0 | 0 | 0 | 0 | 0 | 0 | 0 | 0 | 0 | 0 | 0 | 0 | 0 | 0 | 0 | 0 | 0
SCE Northern | Neenach | 66 | 0 | 0 | 0 | 0 | 0 |  |  |  | 0 | 0 | 0 | 0 | 0 | 0 |  | 0 | 0 | 0 | 0 | 0 |  |  |  | 0 | 0 | 0 | 0 | 0 | 0 | 0 | 0 | 0 | 0 | 0 | 0 | 0 | 0 | 0 | 0 | 0 | 0 | 0 | 0 | 0
PG&E KERN | New Sub - Gates - Midway (Proposed) | 230 | 0 | 0 | 0 | 0 | 0 |  |  |  | 0 | 0 | 440 | 238.5 | 0 | 0 |  | 0 | 0 | 0 | 0 | 0 |  |  |  | 0 | 0 | 440 | 238.5 | 0 | 0 | 0 | 0 | 0 | 0 | 0 | 0 | 0 | 0 | 0 | 0 | 0 | 0 | 0 | 0 | 0
PG&E KERN | New Sub - Gates - Templeton (Proposed) | 230 | 0 | 0 | 0 | 0 | 0 |  |  |  | 0 | 0 | 0 | 0 | 0 | 0 |  | 0 | 0 | 0 | 0 | 0 |  |  |  | 0 | 0 | 0 | 0 | 0 | 0 | 0 | 0 | 0 | 0 | 0 | 0 | 0 | 0 | 0 | 0 | 0 | 0 | 0 | 0 | 0
SCE NOL | New Sub - Kramer - Lugo (Proposed) | 230 | 0 | 0 | 0 | 0 | 0 |  |  |  | 0 | 0 | 0 | 0 | 0 | 0 |  | 0 | 0 | 0 | 0 | 0 |  |  |  | 0 | 0 | 0 | 0 | 0 | 0 | 0 | 0 | 0 | 0 | 0 | 0 | 0 | 0 | 0 | 0 | 0 | 0 | 0 | 0 | 0
PG&E FRESNO | New Sub - Los Banos - Midway (Proposed) | 500 | 0 | 0 | 0 | 0 | 0 |  |  |  | 0 | 0 | 0 | 0 | 0 | 0 |  | 0 | 0 | 0 | 0 | 0 |  |  |  | 0 | 0 | 0 | 0 | 0 | 0 | 0 | 0 | 0 | 0 | 0 | 0 | 0 | 0 | 0 | 0 | 0 | 0 | 0 | 0 | 0
SCE NOL | New Sub - Lugo - Pisgah (Proposed) | 230 | 0 | 0 | 0 | 0 | 0 |  |  |  | 0 | 0 | 0 | 0 | 0 | 0 |  | 0 | 0 | 0 | 0 | 0 |  |  |  | 0 | 0 | 0 | 0 | 0 | 0 | 0 | 0 | 0 | 0 | 0 | 0 | 0 | 0 | 0 | 0 | 0 | 0 | 0 | 0 | 0
PG&E KERN | New Sub - Midway - Wheeler Ridge (Proposed) | 230 | 0 | 0 | 0 | 0 | 0 |  |  |  | 0 | 0 | 0 | 0 | 0 | 0 |  | 0 | 0 | 0 | 0 | 0 |  |  |  | 0 | 0 | 0 | 0 | 0 | 0 | 0 | 0 | 0 | 0 | 0 | 0 | 0 | 0 | 0 | 0 | 0 | 0 | 0 | 0 | 0
PG&E NGBA | New Sub - Near existing Leavitt (PSREC) | 345 | 0 | 0 | 0 | 0 | 0 |  |  |  | 0 | 0 | 0 | 0 | 0 | 0 |  | 0 | 0 | 0 | 0 | 0 |  |  |  | 0 | 0 | 0 | 0 | 0 | 0 | 0 | 0 | 0 | 0 | 0 | 0 | 0 | 0 | 0 | 0 | 0 | 0 | 0 | 0 | 0
PG&E NGBA | New Sub - Near existing Madeline (NVE) | 345 | 0 | 0 | 0 | 0 | 0 |  |  |  | 0 | 0 | 0 | 0 | 0 | 0 |  | 0 | 0 | 0 | 0 | 0 |  |  |  | 0 | 0 | 0 | 0 | 0 | 0 | 0 | 0 | 0 | 0 | 0 | 0 | 0 | 0 | 0 | 0 | 0 | 0 | 0 | 0 | 0
SDGE | New Sub - North Gila - IV (Proposed) | 500 | 0 | 0 | 0 | 0 | 0 |  |  |  | 0 | 0 | 0 | 0 | 0 | 0 |  | 0 | 0 | 0 | 0 | 0 |  |  |  | 0 | 0 | 0 | 0 | 0 | 0 | 0 | 0 | 0 | 0 | 0 | 0 | 0 | 0 | 0 | 0 | 0 | 0 | 0 | 0 | 0
PG&E NGBA | New Sub - Pit 1 - Cottonwood (Proposed) | 230 | 0 | 0 | 0 | 0 | 0 |  |  |  | 0 | 0 | 0 | 0 | 0 | 0 |  | 0 | 0 | 0 | 0 | 0 |  |  |  | 0 | 0 | 0 | 0 | 0 | 0 | 0 | 0 | 0 | 0 | 0 | 0 | 0 | 0 | 0 | 0 | 0 | 0 | 0 | 0 | 0
PG&E GBA | New Sub - Rancho Seco - Bellota (Proposed) | 230 | 0 | 0 | 0 | 0 | 0 |  |  |  | 0 | 0 | 0 | 0 | 0 | 0 |  | 0 | 0 | 0 | 0 | 0 |  |  |  | 0 | 0 | 0 | 0 | 0 | 0 | 0 | 0 | 0 | 0 | 0 | 0 | 0 | 0 | 0 | 0 | 0 | 0 | 0 | 0 | 0
SDGE | New Sub - Suncrest - Ocotillo (Proposed) | 500 | 0 | 0 | 0 | 0 | 0 |  |  |  | 0 | 0 | 0 | 0 | 0 | 0 |  | 0 | 0 | 0 | 0 | 0 |  |  |  | 0 | 0 | 0 | 0 | 0 | 0 | 0 | 0 | 0 | 0 | 0 | 0 | 0 | 0 | 0 | 0 | 0 | 0 | 0 | 0 | 0
PG&E FRESNO | New Sub - Westley - Quinto (Proposed) | 230 | 0 | 0 | 0 | 0 | 0 |  |  |  | 0 | 0 | 0 | 0 | 0 | 0 |  | 0 | 0 | 0 | 0 | 0 |  |  |  | 0 | 0 | 0 | 0 | 0 | 0 | 0 | 0 | 0 | 0 | 0 | 0 | 0 | 0 | 0 | 0 | 0 | 0 | 0 | 0 | 0
PG&E GBA | Newark | 115 | 0 | 0 | 0 | 0 | 0 |  |  |  | 0 | 0 | 0 | 0 | 0 | 0 |  | 0 | 0 | 0 | 0 | 0 |  |  |  | 0 | 0 | 0 | 0 | 0 | 0 | 0 | 0 | 0 | 0 | 0 | 0 | 0 | 0 | 0 | 0 | 0 | 0 | 0 | 0 | 0
PG&E GBA | Newark | 230 | 0 | 0 | 0 | 0 | 0 |  |  |  | 0 | 0 | 0 | 0 | 0 | 0 |  | 0 | 0 | 0 | 0 | 0 |  |  |  | 0 | 0 | 0 | 0 | 0 | 0 | 0 | 0 | 0 | 0 | 0 | 0 | 0 | 0 | 0 | 0 | 0 | 0 | 0 | 0 | 0
PG&E GBA | Newark | 60 | 0 | 0 | 0 | 0 | 0 |  |  |  | 0 | 0 | 0 | 0 | 0 | 0 |  | 0 | 0 | 0 | 0 | 0 |  |  |  | 0 | 0 | 0 | 0 | 0 | 0 | 0 | 0 | 0 | 0 | 0 | 0 | 0 | 0 | 0 | 0 | 0 | 0 | 0 | 0 | 0
PG&E FRESNO | Newhall | 115 | 0 | 0 | 0 | 0 | 0 |  |  |  | 0 | 0 | 0 | 0 | 0 | 0 |  | 0 | 0 | 0 | 0 | 0 |  |  |  | 0 | 0 | 0 | 0 | 0 | 0 | 0 | 0 | 0 | 0 | 0 | 0 | 0 | 0 | 0 | 0 | 0 | 0 | 0 | 0 | 0
PG&E KERN | Norco | 115 | 0 | 0 | 0 | 0 | 0 |  |  |  | 0 | 0 | 0 | 0 | 0 | 0 |  | 0 | 0 | 0 | 0 | 0 |  |  |  | 0 | 0 | 0 | 0 | 0 | 0 | 0 | 0 | 0 | 0 | 0 | 0 | 0 | 0 | 0 | 0 | 0 | 0 | 0 | 0 | 0
PG&E GBA | Nortech | 115 | 0 | 0 | 0 | 0 | 0 |  |  |  | 0 | 0 | 0 | 0 | 0 | 0 |  | 0 | 0 | 0 | 0 | 0 |  |  |  | 0 | 0 | 0 | 0 | 0 | 0 | 0 | 0 | 0 | 0 | 0 | 0 | 0 | 0 | 0 | 0 | 0 | 0 | 0 | 0 | 0
SDGE | North City Metering | 138 | 0 | 0 | 0 | 0 | 0 |  |  |  | 0 | 0 | 0 | 0 | 0 | 0 |  | 0 | 0 | 0 | 0 | 0 |  |  |  | 0 | 0 | 0 | 0 | 0 | 0 | 0 | 0 | 0 | 0 | 0 | 0 | 0 | 0 | 0 | 0 | 0 | 0 | 0 | 0 | 0
PG&E GBA | North Dublin | 230 | 0 | 0 | 0 | 0 | 0 |  |  |  | 0 | 0 | 0 | 0 | 0 | 0 |  | 0 | 0 | 0 | 0 | 0 |  |  |  | 0 | 0 | 0 | 0 | 0 | 0 | 0 | 0 | 0 | 0 | 0 | 0 | 0 | 0 | 0 | 0 | 0 | 0 | 0 | 0 | 0
SDGE | North Gila | 500 | 0 | 0 | 0 | 0 | 0 |  |  |  | 0 | 0 | 0 | 0 | 0 | 0 |  | 0 | 0 | 0 | 0 | 0 |  |  |  | 0 | 0 | 0 | 0 | 0 | 0 | 0 | 0 | 0 | 0 | 0 | 0 | 0 | 0 | 0 | 0 | 0 | 0 | 0 | 0 | 0
SCE Metro | North of SONGS | 230 | 0 | 0 | 0 | 0 | 0 |  |  |  | 0 | 0 | 0 | 0 | 0 | 0 |  | 0 | 0 | 0 | 0 | 0 |  |  |  | 0 | 0 | 0 | 0 | 0 | 0 | 0 | 0 | 0 | 0 | 0 | 0 | 0 | 0 | 0 | 0 | 0 | 0 | 0 | 0 | 0
SCE Metro | North of SONGS | 500 | 0 | 0 | 0 | 0 | 0 |  |  |  | 0 | 0 | 0 | 0 | 0 | 0 |  | 0 | 0 | 0 | 0 | 0 |  |  |  | 0 | 0 | 0 | 0 | 0 | 0 | 0 | 0 | 0 | 0 | 0 | 0 | 0 | 0 | 0 | 0 | 0 | 0 | 0 | 0 | 0
PG&E NGBA | Notre Dame | 115 | 0 | 0 | 0 | 0 | 0 |  |  |  | 0 | 0 | 0 | 0 | 0 | 0 |  | 0 | 0 | 0 | 0 | 0 |  |  |  | 0 | 0 | 0 | 0 | 0 | 0 | 0 | 0 | 0 | 0 | 0 | 0 | 0 | 0 | 0 | 0 | 0 | 0 | 0 | 0 | 0
PG&E GBA | Oakland C | 115 | 0 | 0 | 0 | 0 | 0 |  |  |  | 0 | 0 | 0 | 0 | 0 | 0 |  | 0 | 0 | 0 | 0 | 0 |  |  |  | 0 | 0 | 0 | 0 | 0 | 0 | 0 | 0 | 0 | 0 | 0 | 0 | 0 | 0 | 0 | 0 | 0 | 0 | 0 | 0 | 0
PG&E GBA | Oakland J | 115 | 0 | 0 | 0 | 0 | 0 |  |  |  | 0 | 0 | 0 | 0 | 0 | 0 |  | 0 | 0 | 0 | 0 | 0 |  |  |  | 0 | 0 | 0 | 0 | 0 | 0 | 0 | 0 | 0 | 0 | 0 | 0 | 0 | 0 | 0 | 0 | 0 | 0 | 0 | 0 | 0
PG&E GBA | Oakland L | 115 | 0 | 0 | 0 | 0 | 0 |  |  |  | 0 | 0 | 0 | 0 | 0 | 0 |  | 0 | 0 | 0 | 0 | 0 |  |  |  | 0 | 0 | 0 | 0 | 0 | 0 | 0 | 0 | 0 | 0 | 0 | 0 | 0 | 0 | 0 | 0 | 0 | 0 | 0 | 0 | 0
PG&E GBA | Oakland X | 115 | 0 | 0 | 0 | 0 | 0 |  |  |  | 0 | 0 | 0 | 0 | 0 | 0 |  | 0 | 0 | 0 | 0 | 0 |  |  |  | 0 | 0 | 0 | 0 | 0 | 0 | 0 | 0 | 0 | 0 | 0 | 0 | 0 | 0 | 0 | 0 | 0 | 0 | 0 | 0 | 0
SDGE | Ocean Ranch | 69 | 0 | 0 | 0 | 0 | 0 |  |  |  | 0 | 0 | 0 | 0 | 0 | 0 |  | 0 | 0 | 0 | 0 | 0 |  |  |  | 0 | 0 | 0 | 0 | 0 | 0 | 0 | 0 | 0 | 0 | 0 | 0 | 0 | 0 | 0 | 0 | 0 | 0 | 0 | 0 | 0
PG&E KERN | Oceano | 115 | 0 | 0 | 0 | 0 | 0 |  |  |  | 0 | 0 | 0 | 0 | 0 | 0 |  | 0 | 0 | 0 | 0 | 0 |  |  |  | 0 | 0 | 0 | 0 | 0 | 0 | 0 | 0 | 0 | 0 | 0 | 0 | 0 | 0 | 0 | 0 | 0 | 0 | 0 | 0 | 0
SDGE | Ocotillo Express | 500 | 0 | 0 | 0 | 0 | 0 |  |  |  | 0 | 0 | 0 | 0 | 0 | 0 |  | 0 | 0 | 0 | 0 | 0 |  |  |  | 0 | 0 | 0 | 0 | 0 | 0 | 0 | 0 | 0 | 0 | 0 | 0 | 0 | 0 | 0 | 0 | 0 | 0 | 0 | 0 | 0
PG&E KERN | Old River | 70 | 0 | 0 | 0 | 0 | 0 |  |  |  | 2.4 | 0 | 0 | 0 | 0 | 0 |  | 0 | 0 | 0 | 0 | 0 |  |  |  | 2.4 | 0 | 0 | 0 | 0 | 0 | 0 | 0 | 0 | 0 | 0 | 0 | 0 | 0 | 0 | 0 | 0 | 0 | 0 | 0 | 0
SDGE | Old Town | 230 | 0 | 0 | 0 | 0 | 0 |  |  |  | 0 | 0 | 0 | 0 | 0 | 0 |  | 0 | 0 | 0 | 0 | 0 |  |  |  | 0 | 0 | 0 | 0 | 0 | 0 | 0 | 0 | 0 | 0 | 0 | 0 | 0 | 0 | 0 | 0 | 0 | 0 | 0 | 0 | 0
SCE Metro | Olinda | 230 | 0 | 0 | 0 | 0 | 0 |  |  |  | 0 | 0 | 0 | 0 | 0 | 0 |  | 0 | 0 | 0 | 0 | 0 |  |  |  | 0 | 0 | 0 | 0 | 0 | 0 | 0 | 0 | 0 | 0 | 0 | 0 | 0 | 0 | 0 | 0 | 0 | 0 | 0 | 0 | 0
PG&E FRESNO | Olive | 115 | 0 | 0 | 0 | 0 | 0 |  |  |  | 0 | 0 | 0 | 20 | 0 | 0 |  | 0 | 0 | 0 | 0 | 0 |  |  |  | 0 | 0 | 0 | 20 | 0 | 0 | 0 | 0 | 0 | 0 | 0 | 0 | 0 | 0 | 0 | 0 | 0 | 0 | 0 | 0 | 0
PG&E NGBA | Olivehurst | 115 | 0 | 0 | 0 | 0 | 0 |  |  |  | 0 | 0 | 0 | 0 | 0 | 0 |  | 0 | 0 | 0 | 0 | 0 |  |  |  | 0 | 0 | 0 | 0 | 0 | 0 | 0 | 0 | 0 | 0 | 0 | 0 | 0 | 0 | 0 | 0 | 0 | 0 | 0 | 0 | 0
PG&E NGBA | Oregon Trail | 60 | 0 | 0 | 0 | 0 | 0 |  |  |  | 0 | 0 | 0 | 0 | 0 | 0 |  | 0 | 0 | 0 | 0 | 0 |  |  |  | 0 | 0 | 0 | 0 | 0 | 0 | 0 | 0 | 0 | 0 | 0 | 0 | 0 | 0 | 0 | 0 | 0 | 0 | 0 | 0 | 0
SCE Northern | Ormond Beach | 230 | 0 | 0 | 0 | 0 | 0 |  |  |  | 0 | 0 | 0 | 0 | 0 | 0 |  | 0 | 0 | 0 | 0 | 0 |  |  |  | 0 | 0 | 0 | 0 | 0 | 0 | 0 | 0 | 0 | 0 | 0 | 0 | 0 | 0 | 0 | 0 | 0 | 0 | 0 | 0 | 0
PG&E FRESNO | Oro Loma | 115 | 0 | 0 | 0 | 0 | 0 |  |  |  | 0 | 0 | 0 | 0 | 0 | 0 |  | 0 | 0 | 0 | 0 | 0 |  |  |  | 0 | 0 | 0 | 0 | 0 | 0 | 0 | 0 | 0 | 0 | 0 | 0 | 0 | 0 | 0 | 0 | 0 | 0 | 0 | 0 | 0
PG&E FRESNO | Oro Loma | 70 | 0 | 0 | 0 | 0 | 0 |  |  |  | 5 | 0 | 0 | 0 | 0 | 0 |  | 0 | 0 | 0 | 0 | 0 |  |  |  | 5 | 0 | 0 | 0 | 0 | 0 | 0 | 0 | 0 | 0 | 0 | 0 | 0 | 0 | 0 | 0 | 0 | 0 | 0 | 0 | 0
PG&E FRESNO | Orosi | 70 | 0 | 0 | 0 | 0 | 0 |  |  |  | 0 | 0 | 0 | 0 | 0 | 0 |  | 0 | 0 | 0 | 0 | 0 |  |  |  | 0 | 0 | 0 | 0 | 0 | 0 | 0 | 0 | 0 | 0 | 0 | 0 | 0 | 0 | 0 | 0 | 0 | 0 | 0 | 0 | 0
SDGE | Otay | 69 | 0 | 0 | 0 | 0 | 0 |  |  |  | 0 | 0 | 0 | 49.7 | 0 | 0 |  | 0 | 0 | 0 | 0 | 0 |  |  |  | 0 | 0 | 0 | 49.7 | 0 | 0 | 0 | 0 | 0 | 0 | 0 | 0 | 0 | 0 | 0 | 0 | 0 | 0 | 0 | 0 | 0
SDGE | Otay Mesa | 230 | 0 | 0 | 0 | 0 | 0 |  |  |  | 0 | 0 | 0 | 65 | 0 | 0 |  | 0 | 0 | 0 | 0 | 0 |  |  |  | 0 | 0 | 0 | 0 | 0 | 0 | 0 | 0 | 0 | 0 | 0 | 0 | 0 | 0 | 0 | 0 | 0 | 65 | 0 | 0 | 1
PG&E FRESNO | Padre Flats SW STA | 230 | 0 | 0 | 0 | 0 | 0 |  |  |  | 0 | 0 | 0 | 0 | 0 | 0 |  | 0 | 0 | 0 | 0 | 0 |  |  |  | 0 | 0 | 0 | 0 | 0 | 0 | 0 | 0 | 0 | 0 | 0 | 0 | 0 | 0 | 0 | 0 | 0 | 0 | 0 | 0 | 0
SCE EOP | Pahrump | 138 | 0 | 0 | 0 | 0 | 0 |  |  |  | 0 | 0 | 0 | 0 | 0 | 0 |  | 0 | 0 | 0 | 0 | 0 |  |  |  | 0 | 0 | 0 | 0 | 0 | 0 | 0 | 0 | 0 | 0 | 0 | 0 | 0 | 0 | 0 | 0 | 0 | 0 | 0 | 0 | 0
SCE EOP | Pahrump | 230 | 0 | 0 | 0 | 0 | 0 |  |  |  | 0 | 0 | 0 | 0 | 0 | 0 |  | 0 | 0 | 0 | 0 | 0 |  |  |  | 0 | 0 | 0 | 0 | 0 | 0 | 0 | 0 | 0 | 0 | 0 | 0 | 0 | 0 | 0 | 0 | 0 | 0 | 0 | 0 | 0
SDGE | Pala | 69 | 0 | 0 | 0 | 0 | 0 |  |  |  | 0 | 0 | 0 | 0 | 0 | 0 |  | 0 | 0 | 0 | 0 | 0 |  |  |  | 0 | 0 | 0 | 0 | 0 | 0 | 0 | 0 | 0 | 0 | 0 | 0 | 0 | 0 | 0 | 0 | 0 | 0 | 0 | 0 | 0
PG&E NGBA | Palermo | 115 | 0 | 0 | 0 | 0 | 0 |  |  |  | 0 | 0 | 0 | 0 | 0 | 0 |  | 0 | 0 | 0 | 0 | 0 |  |  |  | 0 | 0 | 0 | 0 | 0 | 0 | 0 | 0 | 0 | 0 | 0 | 0 | 0 | 0 | 0 | 0 | 0 | 0 | 0 | 0 | 0
PG&E NGBA | Palermo | 230 | 0 | 0 | 0 | 0 | 0 |  |  |  | 0 | 0 | 0 | 0 | 0 | 0 |  | 0 | 0 | 0 | 0 | 0 |  |  |  | 0 | 0 | 0 | 0 | 0 | 0 | 0 | 0 | 0 | 0 | 0 | 0 | 0 | 0 | 0 | 0 | 0 | 0 | 0 | 0 | 0
SCE Eastern | Palo Verde | 500 | 0 | 0 | 0 | 0 | 285 |  |  |  | 0 | 0 | 0 | 0 | 0 | 0 |  | 0 | 0 | 0 | 0 | 0 |  |  |  | 0 | 0 | 0 | 0 | 0 | 0 | 0 | 0 | 0 | 0 | 285 | 0 | 0 | 0 | 0 | 0 | 0 | 0 | 0 | 0 | 1
SDGE | Palomar Energy | 230 | 0 | 0 | 0 | 0 | 0 |  |  |  | 0 | 0 | 0 | 0 | 0 | 0 |  | 0 | 0 | 0 | 0 | 0 |  |  |  | 0 | 0 | 0 | 0 | 0 | 0 | 0 | 0 | 0 | 0 | 0 | 0 | 0 | 0 | 0 | 0 | 0 | 0 | 0 | 0 | 0
PG&E KERN | Panama | 70 | 0 | 0 | 0 | 0 | 0 |  |  |  | 0 | 0 | 0 | 0 | 0 | 0 |  | 0 | 0 | 0 | 0 | 0 |  |  |  | 0 | 0 | 0 | 0 | 0 | 0 | 0 | 0 | 0 | 0 | 0 | 0 | 0 | 0 | 0 | 0 | 0 | 0 | 0 | 0 | 0
PG&E FRESNO | Panoche | 115 | 0 | 0 | 0 | 0 | 0 |  |  |  | 4.4 | 0 | 0 | 0 | 0 | 0 |  | 0 | 0 | 0 | 0 | 0 |  |  |  | 4.4 | 0 | 0 | 0 | 0 | 0 | 0 | 0 | 0 | 0 | 0 | 0 | 0 | 0 | 0 | 0 | 0 | 0 | 0 | 0 | 0
PG&E FRESNO | Panoche | 230 | 0 | 0 | 0 | 0 | 0 |  |  |  | 0 | 0 | 0 | 0 | 0 | 0 |  | 0 | 0 | 0 | 0 | 0 |  |  |  | 0 | 0 | 0 | 0 | 0 | 0 | 0 | 0 | 0 | 0 | 0 | 0 | 0 | 0 | 0 | 0 | 0 | 0 | 0 | 0 | 0
SCE Northern | Pardee | 230 | 0 | 0 | 0 | 0 | 0 |  |  |  | 0 | 0 | 0 | 15 | 0 | 0 |  | 0 | 0 | 0 | 0 | 0 |  |  |  | 0 | 0 | 0 | 15 | 0 | 0 | 0 | 0 | 0 | 0 | 0 | 0 | 0 | 0 | 0 | 0 | 0 | 0 | 0 | 0 | 0
PG&E NGBA | Parkway | 230 | 0 | 0 | 0 | 0 | 0 |  |  |  | 0 | 0 | 0 | 0 | 0 | 0 |  | 0 | 0 | 0 | 0 | 0 |  |  |  | 0 | 0 | 0 | 0 | 0 | 0 | 0 | 0 | 0 | 0 | 0 | 0 | 0 | 0 | 0 | 0 | 0 | 0 | 0 | 0 | 0
SCE Northern | Pastoria | 230 | 0 | 0 | 0 | 0 | 0 |  |  |  | 0 | 0 | 105 | 80 | 0 | 0 |  | 0 | 0 | 0 | 0 | 0 |  |  |  | 0 | 0 | 105 | 80 | 0 | 0 | 0 | 0 | 0 | 0 | 0 | 0 | 0 | 0 | 0 | 0 | 0 | 0 | 0 | 0 | 0
SCE Metro | Pauda | 230 | 0 | 0 | 0 | 0 | 0 |  |  |  | 0 | 0 | 0 | 0 | 0 | 0 |  | 0 | 0 | 0 | 0 | 0 |  |  |  | 0 | 0 | 0 | 0 | 0 | 0 | 0 | 0 | 0 | 0 | 0 | 0 | 0 | 0 | 0 | 0 | 0 | 0 | 0 | 0 | 0
PG&E GBA | Paul Sweet | 115 | 0 | 0 | 0 | 0 | 0 |  |  |  | 0 | 0 | 0 | 0 | 0 | 0 |  | 0 | 0 | 0 | 0 | 0 |  |  |  | 0 | 0 | 0 | 0 | 0 | 0 | 0 | 0 | 0 | 0 | 0 | 0 | 0 | 0 | 0 | 0 | 0 | 0 | 0 | 0 | 0
PG&E NGBA | Peabody | 230 | 0 | 0 | 0 | 0 | 0 |  |  |  | 0 | 0 | 0 | 0 | 0 | 0 |  | 0 | 0 | 0 | 0 | 0 |  |  |  | 0 | 0 | 0 | 0 | 0 | 0 | 0 | 0 | 0 | 0 | 0 | 0 | 0 | 0 | 0 | 0 | 0 | 0 | 0 | 0 | 0
PG&E NGBA | Pease | 115 | 0 | 0 | 0 | 0 | 0 |  |  |  | 0 | 0 | 0 | 0 | 0 | 0 |  | 0 | 0 | 0 | 0 | 0 |  |  |  | 0 | 0 | 0 | 0 | 0 | 0 | 0 | 0 | 0 | 0 | 0 | 0 | 0 | 0 | 0 | 0 | 0 | 0 | 0 | 0 | 0
PG&E NGBA | Pease | 60 | 0 | 0 | 0 | 0 | 0 |  |  |  | 0 | 0 | 0 | 0 | 0 | 0 |  | 0 | 0 | 0 | 0 | 0 |  |  |  | 0 | 0 | 0 | 0 | 0 | 0 | 0 | 0 | 0 | 0 | 0 | 0 | 0 | 0 | 0 | 0 | 0 | 0 | 0 | 0 | 0
SDGE | Penasquitos | 138 | 0 | 0 | 0 | 0 | 0 |  |  |  | 0 | 0 | 0 | 0 | 0 | 0 |  | 0 | 0 | 0 | 0 | 0 |  |  |  | 0 | 0 | 0 | 0 | 0 | 0 | 0 | 0 | 0 | 0 | 0 | 0 | 0 | 0 | 0 | 0 | 0 | 0 | 0 | 0 | 0
SDGE | Penasquitos | 230 | 0 | 0 | 0 | 0 | 0 |  |  |  | 0 | 0 | 0 | 0 | 0 | 0 |  | 0 | 0 | 0 | 0 | 0 |  |  |  | 0 | 0 | 0 | 0 | 0 | 0 | 0 | 0 | 0 | 0 | 0 | 0 | 0 | 0 | 0 | 0 | 0 | 0 | 0 | 0 | 0
SDGE | Penasquitos | 69 | 0 | 0 | 0 | 0 | 0 |  |  |  | 0 | 0 | 0 | 0 | 0 | 0 |  | 0 | 0 | 0 | 0 | 0 |  |  |  | 0 | 0 | 0 | 0 | 0 | 0 | 0 | 0 | 0 | 0 | 0 | 0 | 0 | 0 | 0 | 0 | 0 | 0 | 0 | 0 | 0
SDGE | Pendleton | 69 | 0 | 0 | 0 | 0 | 0 |  |  |  | 0 | 0 | 0 | 0 | 50 | 0 |  | 0 | 0 | 0 | 0 | 0 |  |  |  | 0 | 0 | 0 | 0 | 0 | 0 | 0 | 0 | 0 | 0 | 0 | 0 | 0 | 0 | 0 | 0 | 0 | 0 | 50 | 0 | 1
PG&E NGBA | Penngrove | 115 | 0 | 0 | 0 | 0 | 0 |  |  |  | 0 | 0 | 0 | 0 | 0 | 0 |  | 0 | 0 | 0 | 0 | 0 |  |  |  | 0 | 0 | 0 | 0 | 0 | 0 | 0 | 0 | 0 | 0 | 0 | 0 | 0 | 0 | 0 | 0 | 0 | 0 | 0 | 0 | 0
PG&E GBA | Peoria | 115 | 0 | 0 | 0 | 0 | 0 |  |  |  | 0 | 0 | 0 | 0 | 0 | 0 |  | 0 | 0 | 0 | 0 | 0 |  |  |  | 0 | 0 | 0 | 0 | 0 | 0 | 0 | 0 | 0 | 0 | 0 | 0 | 0 | 0 | 0 | 0 | 0 | 0 | 0 | 0 | 0
PG&E GBA | Piercy | 115 | 0 | 0 | 0 | 0 | 0 |  |  |  | 0 | 0 | 0 | 0 | 0 | 0 |  | 0 | 0 | 0 | 0 | 0 |  |  |  | 0 | 0 | 0 | 0 | 0 | 0 | 0 | 0 | 0 | 0 | 0 | 0 | 0 | 0 | 0 | 0 | 0 | 0 | 0 | 0 | 0
PG&E FRESNO | Pine Flat | 230 | 0 | 0 | 0 | 0 | 0 |  |  |  | 0 | 0 | 0 | 0 | 0 | 0 |  | 0 | 0 | 0 | 0 | 0 |  |  |  | 0 | 0 | 0 | 0 | 0 | 0 | 0 | 0 | 0 | 0 | 0 | 0 | 0 | 0 | 0 | 0 | 0 | 0 | 0 | 0 | 0
SCE NOL | Pisgah | 230 | 0 | 0 | 0 | 0 | 0 |  |  |  | 0 | 0 | 0 | 0 | 0 | 0 |  | 0 | 0 | 0 | 0 | 0 |  |  |  | 0 | 0 | 0 | 0 | 0 | 0 | 0 | 0 | 0 | 0 | 0 | 0 | 0 | 0 | 0 | 0 | 0 | 0 | 0 | 0 | 0
PG&E NGBA | Pit 1 | 230 | 0 | 0 | 0 | 0 | 0 |  |  |  | 0 | 0 | 0 | 0 | 0 | 0 |  | 0 | 0 | 0 | 0 | 0 |  |  |  | 0 | 0 | 0 | 0 | 0 | 0 | 0 | 0 | 0 | 0 | 0 | 0 | 0 | 0 | 0 | 0 | 0 | 0 | 0 | 0 | 0
PG&E NGBA | Pit 1 | 60 | 0 | 0 | 0 | 0 | 0 |  |  |  | 0 | 0 | 0 | 0 | 0 | 0 |  | 0 | 0 | 0 | 0 | 0 |  |  |  | 0 | 0 | 0 | 0 | 0 | 0 | 0 | 0 | 0 | 0 | 0 | 0 | 0 | 0 | 0 | 0 | 0 | 0 | 0 | 0 | 0
PG&E NGBA | Pit 3 | 230 | 0 | 0 | 0 | 0 | 0 |  |  |  | 0 | 0 | 0 | 0 | 0 | 0 |  | 0 | 0 | 0 | 0 | 0 |  |  |  | 0 | 0 | 0 | 0 | 0 | 0 | 0 | 0 | 0 | 0 | 0 | 0 | 0 | 0 | 0 | 0 | 0 | 0 | 0 | 0 | 0
PG&E NGBA | Pit 4 | 230 | 0 | 0 | 0 | 0 | 0 |  |  |  | 0 | 0 | 0 | 0 | 0 | 0 |  | 0 | 0 | 0 | 0 | 0 |  |  |  | 0 | 0 | 0 | 0 | 0 | 0 | 0 | 0 | 0 | 0 | 0 | 0 | 0 | 0 | 0 | 0 | 0 | 0 | 0 | 0 | 0
PG&E GBA | Pittsburg | 115 | 0 | 0 | 0 | 0 | 0 |  |  |  | 0 | 0 | 0 | 0 | 0 | 0 |  | 0 | 0 | 0 | 0 | 0 |  |  |  | 0 | 0 | 0 | 0 | 0 | 0 | 0 | 0 | 0 | 0 | 0 | 0 | 0 | 0 | 0 | 0 | 0 | 0 | 0 | 0 | 0
PG&E GBA | Pittsburg | 230 | 0 | 0 | 0 | 0 | 0 |  |  |  | 0 | 0 | 0 | 0 | 0 | 0 |  | 0 | 0 | 0 | 0 | 0 |  |  |  | 0 | 0 | 0 | 0 | 0 | 0 | 0 | 0 | 0 | 0 | 0 | 0 | 0 | 0 | 0 | 0 | 0 | 0 | 0 | 0 | 0
PG&E NGBA | Pleasant Grove | 115 | 0 | 0 | 0 | 0 | 0 |  |  |  | 0 | 0 | 0 | 0 | 0 | 0 |  | 0 | 0 | 0 | 0 | 0 |  |  |  | 0 | 0 | 0 | 0 | 0 | 0 | 0 | 0 | 0 | 0 | 0 | 0 | 0 | 0 | 0 | 0 | 0 | 0 | 0 | 0 | 0
PG&E NGBA | POE | 230 | 0 | 0 | 0 | 0 | 0 |  |  |  | 0 | 0 | 0 | 0 | 0 | 0 |  | 0 | 0 | 0 | 0 | 0 |  |  |  | 0 | 0 | 0 | 0 | 0 | 0 | 0 | 0 | 0 | 0 | 0 | 0 | 0 | 0 | 0 | 0 | 0 | 0 | 0 | 0 | 0
SDGE | Point Loma | 69 | 0 | 0 | 0 | 0 | 0 |  |  |  | 0 | 0 | 0 | 0 | 0 | 0 |  | 0 | 0 | 0 | 0 | 0 |  |  |  | 0 | 0 | 0 | 0 | 0 | 0 | 0 | 0 | 0 | 0 | 0 | 0 | 0 | 0 | 0 | 0 | 0 | 0 | 0 | 0 | 0
SDGE | Pomerado | 69 | 0 | 0 | 0 | 0 | 0 |  |  |  | 0 | 0 | 0 | 100 | 0 | 0 |  | 0 | 0 | 0 | 0 | 0 |  |  |  | 0 | 0 | 0 | 100 | 0 | 0 | 0 | 0 | 0 | 0 | 0 | 0 | 0 | 0 | 0 | 0 | 0 | 0 | 0 | 0 | 0
PG&E KERN | Poso Mountain | 115 | 0 | 0 | 0 | 0 | 0 |  |  |  | 0 | 0 | 0 | 0 | 0 | 0 |  | 0 | 0 | 0 | 0 | 0 |  |  |  | 0 | 0 | 0 | 0 | 0 | 0 | 0 | 0 | 0 | 0 | 0 | 0 | 0 | 0 | 0 | 0 | 0 | 0 | 0 | 0 | 0
SCE EOP | Primm | 230 | 0 | 0 | 0 | 0 | 0 |  |  |  | 0 | 0 | 0 | 200 | 0 | 0 |  | 0 | 0 | 0 | 0 | 0 |  |  |  | 0 | 0 | 0 | 200 | 0 | 0 | 0 | 0 | 0 | 0 | 0 | 0 | 0 | 0 | 0 | 0 | 0 | 0 | 0 | 0 | 0
PG&E NGBA | Putah Creek | 115 | 0 | 0 | 0 | 0 | 0 |  |  |  | 0 | 0 | 0 | 0 | 0 | 0 |  | 0 | 0 | 0 | 0 | 0 |  |  |  | 0 | 0 | 0 | 0 | 0 | 0 | 0 | 0 | 0 | 0 | 0 | 0 | 0 | 0 | 0 | 0 | 0 | 0 | 0 | 0 | 0
SDGE | Q1806 | 138 | 0 | 0 | 0 | 0 | 0 |  |  |  | 0 | 0 | 0 | 0 | 0 | 0 |  | 0 | 0 | 0 | 0 | 0 |  |  |  | 0 | 0 | 0 | 0 | 0 | 0 | 0 | 0 | 0 | 0 | 0 | 0 | 0 | 0 | 0 | 0 | 0 | 0 | 0 | 0 | 0
PG&E FRESNO | Quinto | 230 | 0 | 0 | 0 | 0 | 0 |  |  |  | 0 | 0 | 0 | 0 | 0 | 0 |  | 0 | 0 | 0 | 0 | 0 |  |  |  | 0 | 0 | 0 | 0 | 0 | 0 | 0 | 0 | 0 | 0 | 0 | 0 | 0 | 0 | 0 | 0 | 0 | 0 | 0 | 0 | 0
PG&E GBA | Race Track | 115 | 0 | 0 | 0 | 0 | 0 |  |  |  | 0 | 0 | 0 | 0 | 0 | 0 |  | 0 | 0 | 0 | 0 | 0 |  |  |  | 0 | 0 | 0 | 0 | 0 | 0 | 0 | 0 | 0 | 0 | 0 | 0 | 0 | 0 | 0 | 0 | 0 | 0 | 0 | 0 | 0
SDGE | Rancho Mission Viejo | 138 | 0 | 0 | 0 | 0 | 0 |  |  |  | 0 | 0 | 0 | 0 | 0 | 0 |  | 0 | 0 | 0 | 0 | 0 |  |  |  | 0 | 0 | 0 | 0 | 0 | 0 | 0 | 0 | 0 | 0 | 0 | 0 | 0 | 0 | 0 | 0 | 0 | 0 | 0 | 0 | 0
PG&E GBA | Rancho Seco | 230 | 0 | 0 | 0 | 0 | 0 |  |  |  | 0 | 0 | 0 | 0 | 0 | 0 |  | 0 | 0 | 0 | 0 | 0 |  |  |  | 0 | 0 | 0 | 0 | 0 | 0 | 0 | 0 | 0 | 0 | 0 | 0 | 0 | 0 | 0 | 0 | 0 | 0 | 0 | 0 | 0
SCE Metro | Rancho Vista | 230 | 0 | 0 | 0 | 0 | 0 |  |  |  | 0 | 0 | 0 | 0 | 0 | 0 |  | 0 | 0 | 0 | 0 | 0 |  |  |  | 0 | 0 | 0 | 0 | 0 | 0 | 0 | 0 | 0 | 0 | 0 | 0 | 0 | 0 | 0 | 0 | 0 | 0 | 0 | 0 | 0
SCE Metro | Rancho Vista | 500 | 0 | 0 | 0 | 0 | 0 |  |  |  | 0 | 0 | 0 | 0 | 0 | 0 |  | 0 | 0 | 0 | 0 | 0 |  |  |  | 0 | 0 | 0 | 0 | 0 | 0 | 0 | 0 | 0 | 0 | 0 | 0 | 0 | 0 | 0 | 0 | 0 | 0 | 0 | 0 | 0
SCE NOL | Ransburg | 115 | 0 | 0 | 0 | 0 | 0 |  |  |  | 0 | 0 | 0 | 0 | 0 | 0 |  | 0 | 0 | 0 | 0 | 0 |  |  |  | 0 | 0 | 0 | 0 | 0 | 0 | 0 | 0 | 0 | 0 | 0 | 0 | 0 | 0 | 0 | 0 | 0 | 0 | 0 | 0 | 0
PG&E GBA | Ravenswood | 115 | 0 | 0 | 0 | 0 | 0 |  |  |  | 0 | 0 | 0 | 0 | 0 | 0 |  | 0 | 0 | 0 | 0 | 0 |  |  |  | 0 | 0 | 0 | 0 | 0 | 0 | 0 | 0 | 0 | 0 | 0 | 0 | 0 | 0 | 0 | 0 | 0 | 0 | 0 | 0 | 0
PG&E GBA | Ravenswood | 230 | 0 | 0 | 0 | 0 | 0 |  |  |  | 0 | 0 | 0 | 0 | 0 | 0 |  | 0 | 0 | 0 | 0 | 0 |  |  |  | 0 | 0 | 0 | 0 | 0 | 0 | 0 | 0 | 0 | 0 | 0 | 0 | 0 | 0 | 0 | 0 | 0 | 0 | 0 | 0 | 0
SCE Northern | Rector | 230 | 0 | 0 | 0 | 0 | 0 |  |  |  | 12 | 0 | 0 | 0 | 0 | 0 |  | 0 | 0 | 0 | 0 | 0 |  |  |  | 12 | 0 | 0 | 0 | 0 | 0 | 0 | 0 | 0 | 0 | 0 | 0 | 0 | 0 | 0 | 0 | 0 | 0 | 0 | 0 | 0
SCE Eastern | Red Bluff | 230 | 0 | 0 | 0 | 0 | 0 |  |  |  | 0 | 0 | 0 | 0 | 0 | 0 |  | 0 | 0 | 0 | 0 | 0 |  |  |  | 0 | 0 | 0 | 0 | 0 | 0 | 0 | 0 | 0 | 0 | 0 | 0 | 0 | 0 | 0 | 0 | 0 | 0 | 0 | 0 | 0
SCE Eastern | Red Bluff | 500 | 0 | 0 | 0 | 0 | 0 |  |  |  | 0 | 175 | 0 | 100 | 0 | 0 |  | 0 | 0 | 0 | 0 | 0 |  |  |  | 0 | 175 | 0 | 100 | 0 | 0 | 0 | 0 | 0 | 0 | 0 | 0 | 0 | 0 | 0 | 0 | 0 | 0 | 0 | 0 | 0
PG&E NGBA | Redbud | 115 | 0 | 0 | 0 | 0 | 0 |  |  |  | 0 | 0 | 0 | 0 | 0 | 0 |  | 0 | 0 | 0 | 0 | 0 |  |  |  | 0 | 0 | 0 | 0 | 0 | 0 | 0 | 0 | 0 | 0 | 0 | 0 | 0 | 0 | 0 | 0 | 0 | 0 | 0 | 0 | 0
SCE Metro | Redondo | 230 | 0 | 0 | 0 | 0 | 0 |  |  |  | 0 | 0 | 0 | 0 | 0 | 0 |  | 0 | 0 | 0 | 0 | 0 |  |  |  | 0 | 0 | 0 | 0 | 0 | 0 | 0 | 0 | 0 | 0 | 0 | 0 | 0 | 0 | 0 | 0 | 0 | 0 | 0 | 0 | 0
PG&E FRESNO | Reedley | 115 | 0 | 0 | 0 | 0 | 0 |  |  |  | 0 | 0 | 0 | 0 | 0 | 0 |  | 0 | 0 | 0 | 0 | 0 |  |  |  | 0 | 0 | 0 | 0 | 0 | 0 | 0 | 0 | 0 | 0 | 0 | 0 | 0 | 0 | 0 | 0 | 0 | 0 | 0 | 0 | 0
PG&E KERN | Renfro | 115 | 0 | 0 | 0 | 0 | 0 |  |  |  | 0 | 0 | 0 | 0 | 0 | 0 |  | 0 | 0 | 0 | 0 | 0 |  |  |  | 0 | 0 | 0 | 0 | 0 | 0 | 0 | 0 | 0 | 0 | 0 | 0 | 0 | 0 | 0 | 0 | 0 | 0 | 0 | 0 | 0
PG&E GBA | Richmond R | 115 | 0 | 0 | 0 | 0 | 0 |  |  |  | 0 | 0 | 0 | 0 | 0 | 0 |  | 0 | 0 | 0 | 0 | 0 |  |  |  | 0 | 0 | 0 | 0 | 0 | 0 | 0 | 0 | 0 | 0 | 0 | 0 | 0 | 0 | 0 | 0 | 0 | 0 | 0 | 0 | 0
PG&E NGBA | Rincon | 115 | 0 | 0 | 0 | 0 | 0 |  |  |  | 0 | 0 | 0 | 0 | 0 | 0 |  | 0 | 0 | 0 | 0 | 0 |  |  |  | 0 | 0 | 0 | 0 | 0 | 0 | 0 | 0 | 0 | 0 | 0 | 0 | 0 | 0 | 0 | 0 | 0 | 0 | 0 | 0 | 0
PG&E KERN | Rio Bravo | 115 | 0 | 0 | 0 | 0 | 0 |  |  |  | 0 | 0 | 0 | 0 | 0 | 0 |  | 0 | 0 | 0 | 0 | 0 |  |  |  | 0 | 0 | 0 | 0 | 0 | 0 | 0 | 0 | 0 | 0 | 0 | 0 | 0 | 0 | 0 | 0 | 0 | 0 | 0 | 0 | 0
SCE Metro | Rio Hondo | 230 | 0 | 0 | 0 | 0 | 0 |  |  |  | 0 | 0 | 0 | 265 | 10 | 0 |  | 0 | 0 | 0 | 0 | 0 |  |  |  | 0 | 0 | 0 | 265 | 0 | 0 | 0 | 0 | 0 | 0 | 0 | 0 | 0 | 0 | 0 | 0 | 0 | 0 | 10 | 0 | 1
PG&E NGBA | Rio Oso | 115 | 0 | 0 | 0 | 0 | 0 |  |  |  | 0 | 0 | 0 | 0 | 0 | 0 |  | 0 | 0 | 0 | 0 | 0 |  |  |  | 0 | 0 | 0 | 0 | 0 | 0 | 0 | 0 | 0 | 0 | 0 | 0 | 0 | 0 | 0 | 0 | 0 | 0 | 0 | 0 | 0
PG&E NGBA | Rio Oso | 230 | 0 | 0 | 0 | 0 | 0 |  |  |  | 0 | 0 | 0 | 0 | 0 | 0 |  | 0 | 0 | 0 | 0 | 0 |  |  |  | 0 | 0 | 0 | 0 | 0 | 0 | 0 | 0 | 0 | 0 | 0 | 0 | 0 | 0 | 0 | 0 | 0 | 0 | 0 | 0 | 0
PG&E GBA | Ripon | 115 | 0 | 0 | 0 | 0 | 0 |  |  |  | 2.6 | 0 | 0 | 99 | 0 | 0 |  | 0 | 0 | 0 | 0 | 0 |  |  |  | 2.6 | 0 | 0 | 99 | 0 | 0 | 0 | 0 | 0 | 0 | 0 | 0 | 0 | 0 | 0 | 0 | 0 | 0 | 0 | 0 | 0
PG&E GBA | Riverbank | 115 | 0 | 0 | 0 | 0 | 0 |  |  |  | 0 | 0 | 0 | 0 | 0 | 0 |  | 0 | 0 | 0 | 0 | 0 |  |  |  | 0 | 0 | 0 | 0 | 0 | 0 | 0 | 0 | 0 | 0 | 0 | 0 | 0 | 0 | 0 | 0 | 0 | 0 | 0 | 0 | 0
SCE NOL | Roadway | 115 | 0 | 0 | 0 | 0 | 0 |  |  |  | 0 | 0 | 0 | 0 | 0 | 0 |  | 0 | 0 | 0 | 0 | 0 |  |  |  | 0 | 0 | 0 | 0 | 0 | 0 | 0 | 0 | 0 | 0 | 0 | 0 | 0 | 0 | 0 | 0 | 0 | 0 | 0 | 0 | 0
PG&E NGBA | Rock Creek 1 | 230 | 0 | 0 | 0 | 0 | 0 |  |  |  | 0 | 0 | 0 | 0 | 0 | 0 |  | 0 | 0 | 0 | 0 | 0 |  |  |  | 0 | 0 | 0 | 0 | 0 | 0 | 0 | 0 | 0 | 0 | 0 | 0 | 0 | 0 | 0 | 0 | 0 | 0 | 0 | 0 | 0
SCE Northern | Rosamond | 66 | 0 | 0 | 0 | 0 | 0 |  |  |  | 0 | 0 | 0 | 0 | 0 | 0 |  | 0 | 0 | 0 | 0 | 0 |  |  |  | 0 | 0 | 0 | 0 | 0 | 0 | 0 | 0 | 0 | 0 | 0 | 0 | 0 | 0 | 0 | 0 | 0 | 0 | 0 | 0 | 0
PG&E GBA | Rossmoor | 230 | 0 | 0 | 0 | 0 | 0 |  |  |  | 0 | 0 | 0 | 0 | 0 | 0 |  | 0 | 0 | 0 | 0 | 0 |  |  |  | 0 | 0 | 0 | 0 | 0 | 0 | 0 | 0 | 0 | 0 | 0 | 0 | 0 | 0 | 0 | 0 | 0 | 0 | 0 | 0 | 0
PG&E NGBA | Round Mountain | 230 | 0 | 0 | 0 | 0 | 0 |  |  |  | 0 | 0 | 0 | 0 | 0 | 0 |  | 0 | 0 | 0 | 0 | 0 |  |  |  | 0 | 0 | 0 | 0 | 0 | 0 | 0 | 0 | 0 | 0 | 0 | 0 | 0 | 0 | 0 | 0 | 0 | 0 | 0 | 0 | 0
PG&E NGBA | Round Mountain | 500 | 0 | 0 | 0 | 0 | 0 |  |  |  | 0 | 0 | 0 | 0 | 0 | 0 |  | 0 | 0 | 0 | 0 | 0 |  |  |  | 0 | 0 | 0 | 0 | 0 | 0 | 0 | 0 | 0 | 0 | 0 | 0 | 0 | 0 | 0 | 0 | 0 | 0 | 0 | 0 | 0
PG&E GBA | Salado | 115 | 0 | 0 | 0 | 0 | 0 |  |  |  | 0 | 0 | 0 | 0 | 0 | 0 |  | 0 | 0 | 0 | 0 | 0 |  |  |  | 0 | 0 | 0 | 0 | 0 | 0 | 0 | 0 | 0 | 0 | 0 | 0 | 0 | 0 | 0 | 0 | 0 | 0 | 0 | 0 | 0
PG&E GBA | Salado | 60 | 0 | 0 | 0 | 0 | 0 |  |  |  | 0 | 0 | 0 | 0 | 0 | 0 |  | 0 | 0 | 0 | 0 | 0 |  |  |  | 0 | 0 | 0 | 0 | 0 | 0 | 0 | 0 | 0 | 0 | 0 | 0 | 0 | 0 | 0 | 0 | 0 | 0 | 0 | 0 | 0
PG&E GBA | Salinas | 115 | 0 | 0 | 0 | 0 | 0 |  |  |  | 0 | 0 | 0 | 0 | 0 | 0 |  | 0 | 0 | 0 | 0 | 0 |  |  |  | 0 | 0 | 0 | 0 | 16 | 0 | 0 | 0 | 0 | 0 | 0 | 0 | 0 | 0 | 0 | 0 | 0 | 0 | -16 | 0 | 1
SDGE | Salt Creek | 69 | 0 | 0 | 0 | 0 | 0 |  |  |  | 0 | 0 | 0 | 0 | 0 | 0 |  | 0 | 0 | 0 | 0 | 0 |  |  |  | 0 | 0 | 0 | 0 | 0 | 0 | 0 | 0 | 0 | 0 | 0 | 0 | 0 | 0 | 0 | 0 | 0 | 0 | 0 | 0 | 0
SCE Eastern | San Bernardino | 230 | 0 | 0 | 0 | 0 | 0 |  |  |  | 0 | 0 | 0 | 0 | 0 | 0 |  | 0 | 0 | 0 | 0 | 0 |  |  |  | 0 | 0 | 0 | 0 | 0 | 0 | 0 | 0 | 0 | 0 | 0 | 0 | 0 | 0 | 0 | 0 | 0 | 0 | 0 | 0 | 0
PG&E GBA | SAN FRAN A (POTRERO PP) | 115 | 0 | 0 | 0 | 0 | 0 |  |  |  | 0 | 0 | 0 | 0 | 0 | 0 |  | 0 | 0 | 0 | 0 | 0 |  |  |  | 0 | 0 | 0 | 0 | 0 | 0 | 0 | 0 | 0 | 0 | 0 | 0 | 0 | 0 | 0 | 0 | 0 | 0 | 0 | 0 | 0
PG&E GBA | SAN FRAN A (POTRERO PP) | 230 | 0 | 0 | 0 | 0 | 0 |  |  |  | 0 | 0 | 0 | 0 | 0 | 0 |  | 0 | 0 | 0 | 0 | 0 |  |  |  | 0 | 0 | 0 | 0 | 0 | 0 | 0 | 0 | 0 | 0 | 0 | 0 | 0 | 0 | 0 | 0 | 0 | 0 | 0 | 0 | 0
PG&E GBA | San Jose A | 115 | 0 | 0 | 0 | 0 | 0 |  |  |  | 0 | 0 | 0 | 0 | 0 | 0 |  | 0 | 0 | 0 | 0 | 0 |  |  |  | 0 | 0 | 0 | 0 | 0 | 0 | 0 | 0 | 0 | 0 | 0 | 0 | 0 | 0 | 0 | 0 | 0 | 0 | 0 | 0 | 0
PG&E GBA | San Jose B | 115 | 0 | 0 | 0 | 0 | 0 |  |  |  | 0 | 0 | 0 | 0 | 0 | 0 |  | 0 | 0 | 0 | 0 | 0 |  |  |  | 0 | 0 | 0 | 0 | 0 | 0 | 0 | 0 | 0 | 0 | 0 | 0 | 0 | 0 | 0 | 0 | 0 | 0 | 0 | 0 | 0
PG&E GBA | San Leandro U | 115 | 0 | 0 | 0 | 0 | 0 |  |  |  | 0 | 0 | 0 | 0 | 0 | 0 |  | 0 | 0 | 0 | 0 | 0 |  |  |  | 0 | 0 | 0 | 0 | 0 | 0 | 0 | 0 | 0 | 0 | 0 | 0 | 0 | 0 | 0 | 0 | 0 | 0 | 0 | 0 | 0
PG&E KERN | San Luis Obispo | 115 | 0 | 0 | 0 | 0 | 0 |  |  |  | 0 | 0 | 0 | 0 | 0 | 0 |  | 0 | 0 | 0 | 0 | 0 |  |  |  | 0 | 0 | 0 | 0 | 0 | 0 | 0 | 0 | 0 | 0 | 0 | 0 | 0 | 0 | 0 | 0 | 0 | 0 | 0 | 0 | 0
PG&E KERN | San Luis Obispo | 70 | 0 | 0 | 0 | 0 | 0 |  |  |  | 0 | 0 | 0 | 0 | 0 | 0 |  | 0 | 0 | 0 | 0 | 0 |  |  |  | 0 | 0 | 0 | 0 | 0 | 0 | 0 | 0 | 0 | 0 | 0 | 0 | 0 | 0 | 0 | 0 | 0 | 0 | 0 | 0 | 0
SDGE | San Luis Rey | 230 | 0 | 0 | 0 | 0 | 0 |  |  |  | 0 | 0 | 0 | 0 | 0 | 0 |  | 0 | 0 | 0 | 0 | 0 |  |  |  | 0 | 0 | 0 | 0 | 0 | 0 | 0 | 0 | 0 | 0 | 0 | 0 | 0 | 0 | 0 | 0 | 0 | 0 | 0 | 0 | 0
SDGE | San Luis Rey | 69 | 0 | 0 | 0 | 0 | 0 |  |  |  | 0 | 0 | 0 | 0 | 0 | 0 |  | 0 | 0 | 0 | 0 | 0 |  |  |  | 0 | 0 | 0 | 0 | 0 | 0 | 0 | 0 | 0 | 0 | 0 | 0 | 0 | 0 | 0 | 0 | 0 | 0 | 0 | 0 | 0
SDGE | San Marcos | 69 | 0 | 0 | 0 | 0 | 0 |  |  |  | 0 | 0 | 0 | 0 | 0 | 0 |  | 0 | 0 | 0 | 0 | 0 |  |  |  | 0 | 0 | 0 | 0 | 0 | 0 | 0 | 0 | 0 | 0 | 0 | 0 | 0 | 0 | 0 | 0 | 0 | 0 | 0 | 0 | 0
SCE Metro | San Onofre | 230 | 0 | 0 | 0 | 0 | 0 |  |  |  | 0 | 0 | 0 | 0 | 0 | 0 |  | 0 | 0 | 0 | 0 | 0 |  |  |  | 0 | 0 | 0 | 0 | 0 | 0 | 0 | 0 | 0 | 0 | 0 | 0 | 0 | 0 | 0 | 0 | 0 | 0 | 0 | 0 | 0
PG&E GBA | San Pablo | 115 | 0 | 0 | 0 | 0 | 0 |  |  |  | 0 | 0 | 0 | 0 | 0 | 0 |  | 0 | 0 | 0 | 0 | 0 |  |  |  | 0 | 0 | 0 | 0 | 0 | 0 | 0 | 0 | 0 | 0 | 0 | 0 | 0 | 0 | 0 | 0 | 0 | 0 | 0 | 0 | 0
PG&E GBA | San Ramon | 230 | 0 | 0 | 0 | 0 | 0 |  |  |  | 0 | 0 | 0 | 0 | 0 | 0 |  | 0 | 0 | 0 | 0 | 0 |  |  |  | 0 | 0 | 0 | 0 | 0 | 0 | 0 | 0 | 0 | 0 | 0 | 0 | 0 | 0 | 0 | 0 | 0 | 0 | 0 | 0 | 0
SDGE | San Ysidro | 69 | 0 | 0 | 0 | 0 | 0 |  |  |  | 0 | 0 | 0 | 0 | 0 | 0 |  | 0 | 0 | 0 | 0 | 0 |  |  |  | 0 | 0 | 0 | 0 | 0 | 0 | 0 | 0 | 0 | 0 | 0 | 0 | 0 | 0 | 0 | 0 | 0 | 0 | 0 | 0 | 0
SCE NOL | Sandlot | 230 | 0 | 0 | 0 | 0 | 0 |  |  |  | 0 | 0 | 0 | 0 | 0 | 0 |  | 0 | 0 | 0 | 0 | 0 |  |  |  | 0 | 0 | 0 | 0 | 0 | 0 | 0 | 0 | 0 | 0 | 0 | 0 | 0 | 0 | 0 | 0 | 0 | 0 | 0 | 0 | 0
SCE EOP | Sandy | 138 | 0 | 0 | 0 | 0 | 0 |  |  |  | 0 | 0 | 0 | 0 | 0 | 0 |  | 0 | 0 | 0 | 0 | 0 |  |  |  | 0 | 0 | 0 | 0 | 0 | 0 | 0 | 0 | 0 | 0 | 0 | 0 | 0 | 0 | 0 | 0 | 0 | 0 | 0 | 0 | 0
PG&E FRESNO | Sanger | 115 | 0 | 0 | 0 | 0 | 0 |  |  |  | 0 | 0 | 0 | 0 | 0 | 0 |  | 0 | 0 | 0 | 0 | 0 |  |  |  | 0 | 0 | 0 | 0 | 0 | 0 | 0 | 0 | 0 | 0 | 0 | 0 | 0 | 0 | 0 | 0 | 0 | 0 | 0 | 0 | 0
SCE Northern | Santa Clara | 230 | 0 | 0 | 0 | 0 | 0 |  |  |  | 0 | 0 | 0 | 0 | 0 | 0 |  | 0 | 0 | 0 | 0 | 0 |  |  |  | 0 | 0 | 0 | 15 | 0 | 0 | 0 | 0 | 0 | 0 | 0 | 0 | 0 | 0 | 0 | 0 | 0 | -15 | 0 | 0 | 1
PG&E NGBA | Santa Rosa A | 115 | 0 | 0 | 0 | 0 | 0 |  |  |  | 0 | 0 | 0 | 0 | 0 | 0 |  | 0 | 0 | 0 | 0 | 0 |  |  |  | 0 | 0 | 0 | 0 | 0 | 0 | 0 | 0 | 0 | 0 | 0 | 0 | 0 | 0 | 0 | 0 | 0 | 0 | 0 | 0 | 0
PG&E GBA | Santa Teresa | 115 | 0 | 0 | 0 | 0 | 0 |  |  |  | 0 | 0 | 0 | 0 | 0 | 0 |  | 0 | 0 | 0 | 0 | 0 |  |  |  | 0 | 0 | 0 | 0 | 0 | 0 | 0 | 0 | 0 | 0 | 0 | 0 | 0 | 0 | 0 | 0 | 0 | 0 | 0 | 0 | 0
SDGE | Santee | 138 | 0 | 0 | 0 | 0 | 0 |  |  |  | 0 | 0 | 0 | 10 | 0 | 0 |  | 0 | 0 | 0 | 0 | 0 |  |  |  | 0 | 0 | 0 | 0 | 0 | 0 | 0 | 0 | 0 | 0 | 0 | 0 | 0 | 0 | 0 | 0 | 0 | 10 | 0 | 0 | 1
SCE Metro | Santiago | 230 | 0 | 0 | 0 | 0 | 0 |  |  |  | 0 | 0 | 0 | 0 | 0 | 0 |  | 0 | 0 | 0 | 0 | 0 |  |  |  | 0 | 0 | 0 | 0 | 0 | 0 | 0 | 0 | 0 | 0 | 0 | 0 | 0 | 0 | 0 | 0 | 0 | 0 | 0 | 0 | 0
PG&E GBA | Saratoga | 230 | 0 | 0 | 0 | 0 | 0 |  |  |  | 0 | 0 | 0 | 0 | 0 | 0 |  | 0 | 0 | 0 | 0 | 0 |  |  |  | 0 | 0 | 0 | 0 | 0 | 0 | 0 | 0 | 0 | 0 | 0 | 0 | 0 | 0 | 0 | 0 | 0 | 0 | 0 | 0 | 0
SCE Northern | Saugus | 230 | 0 | 0 | 0 | 0 | 0 |  |  |  | 0 | 0 | 0 | 0 | 0 | 0 |  | 0 | 0 | 0 | 0 | 0 |  |  |  | 0 | 0 | 0 | 0 | 0 | 0 | 0 | 0 | 0 | 0 | 0 | 0 | 0 | 0 | 0 | 0 | 0 | 0 | 0 | 0 | 0
PG&E FRESNO | Schindler | 115 | 0 | 0 | 0 | 0 | 0 |  |  |  | 0 | 0 | 0 | 0 | 0 | 0 |  | 0 | 0 | 0 | 0 | 0 |  |  |  | 0 | 0 | 0 | 0 | 0 | 0 | 0 | 0 | 0 | 0 | 0 | 0 | 0 | 0 | 0 | 0 | 0 | 0 | 0 | 0 | 0
PG&E FRESNO | Schindler | 70 | 0 | 0 | 0 | 0 | 0 |  |  |  | 0 | 0 | 0 | 0 | 0 | 0 |  | 0 | 0 | 0 | 0 | 0 |  |  |  | 0 | 0 | 0 | 0 | 0 | 0 | 0 | 0 | 0 | 0 | 0 | 0 | 0 | 0 | 0 | 0 | 0 | 0 | 0 | 0 | 0
PG&E GBA | Schulte | 115 | 0 | 0 | 0 | 0 | 0 |  |  |  | 0 | 0 | 0 | 13.3 | 0 | 0 |  | 0 | 0 | 0 | 0 | 0 |  |  |  | 0 | 0 | 0 | 13.3 | 0 | 0 | 0 | 0 | 0 | 0 | 0 | 0 | 0 | 0 | 0 | 0 | 0 | 0 | 0 | 0 | 0
SDGE | Scripps | 69 | 0 | 0 | 0 | 0 | 0 |  |  |  | 0 | 0 | 0 | 0 | 0 | 0 |  | 0 | 0 | 0 | 0 | 0 |  |  |  | 0 | 0 | 0 | 0 | 0 | 0 | 0 | 0 | 0 | 0 | 0 | 0 | 0 | 0 | 0 | 0 | 0 | 0 | 0 | 0 | 0
PG&E KERN | Semitropic | 115 | 0 | 0 | 0 | 0 | 0 |  |  |  | 4.66 | 0 | 0 | 0 | 0 | 0 |  | 0 | 0 | 0 | 0 | 0 |  |  |  | 4.66 | 0 | 0 | 0 | 0 | 0 | 0 | 0 | 0 | 0 | 0 | 0 | 0 | 0 | 0 | 0 | 0 | 0 | 0 | 0 | 0
SCE Metro | Serrano | 230 | 0 | 0 | 0 | 0 | 0 |  |  |  | 0 | 0 | 0 | 0 | 0 | 0 |  | 0 | 0 | 0 | 0 | 0 |  |  |  | 0 | 0 | 0 | 0 | 0 | 0 | 0 | 0 | 0 | 0 | 0 | 0 | 0 | 0 | 0 | 0 | 0 | 0 | 0 | 0 | 0
SCE Metro | Serrano | 500 | 0 | 0 | 0 | 0 | 0 |  |  |  | 0 | 0 | 0 | 0 | 0 | 0 |  | 0 | 0 | 0 | 0 | 0 |  |  |  | 0 | 0 | 0 | 0 | 0 | 0 | 0 | 0 | 0 | 0 | 0 | 0 | 0 | 0 | 0 | 0 | 0 | 0 | 0 | 0 | 0
SDGE | Shadowridge | 138 | 0 | 0 | 0 | 0 | 0 |  |  |  | 0 | 0 | 0 | 0 | 0 | 0 |  | 0 | 0 | 0 | 0 | 0 |  |  |  | 0 | 0 | 0 | 0 | 0 | 0 | 0 | 0 | 0 | 0 | 0 | 0 | 0 | 0 | 0 | 0 | 0 | 0 | 0 | 0 | 0
PG&E KERN | Shafter | 115 | 0 | 0 | 0 | 0 | 0 |  |  |  | 2.25 | 0 | 0 | 0 | 0 | 0 |  | 0 | 0 | 0 | 0 | 0 |  |  |  | 2.25 | 0 | 0 | 0 | 0 | 0 | 0 | 0 | 0 | 0 | 0 | 0 | 0 | 0 | 0 | 0 | 0 | 0 | 0 | 0 | 0
PG&E NGBA | Silverado | 115 | 0 | 0 | 0 | 0 | 0 |  |  |  | 0 | 0 | 0 | 0 | 0 | 0 |  | 0 | 0 | 0 | 0 | 0 |  |  |  | 0 | 0 | 0 | 0 | 0 | 0 | 0 | 0 | 0 | 0 | 0 | 0 | 0 | 0 | 0 | 0 | 0 | 0 | 0 | 0 | 0
SDGE | Silvergate | 230 | 0 | 0 | 0 | 0 | 0 |  |  |  | 0 | 0 | 0 | 0 | 0 | 0 |  | 0 | 0 | 0 | 0 | 0 |  |  |  | 0 | 0 | 0 | 0 | 0 | 0 | 0 | 0 | 0 | 0 | 0 | 0 | 0 | 0 | 0 | 0 | 0 | 0 | 0 | 0 | 0
SDGE | Silvergate | 69 | 0 | 0 | 0 | 0 | 0 |  |  |  | 0 | 0 | 0 | 0 | 0 | 0 |  | 0 | 0 | 0 | 0 | 0 |  |  |  | 0 | 0 | 0 | 0 | 0 | 0 | 0 | 0 | 0 | 0 | 0 | 0 | 0 | 0 | 0 | 0 | 0 | 0 | 0 | 0 | 0
PG&E KERN | Sisquoc | 115 | 0 | 0 | 0 | 0 | 0 |  |  |  | 0 | 0 | 0 | 0 | 0 | 0 |  | 0 | 0 | 0 | 0 | 0 |  |  |  | 0 | 0 | 0 | 0 | 0 | 0 | 0 | 0 | 0 | 0 | 0 | 0 | 0 | 0 | 0 | 0 | 0 | 0 | 0 | 0 | 0
SCE EOP | Sloan Canyon | 230 | 0 | 0 | 0 | 0 | 0 |  |  |  | 0 | 0 | 0 | 0 | 0 | 0 |  | 0 | 0 | 0 | 0 | 0 |  |  |  | 0 | 0 | 0 | 0 | 0 | 0 | 0 | 0 | 0 | 0 | 0 | 0 | 0 | 0 | 0 | 0 | 0 | 0 | 0 | 0 | 0
SCE EOP | Sloan Canyon | 500 | 0 | 0 | 0 | 0 | 0 |  |  |  | 0 | 0 | 0 | 0 | 0 | 0 |  | 0 | 0 | 0 | 0 | 0 |  |  |  | 0 | 0 | 0 | 0 | 0 | 0 | 0 | 0 | 0 | 0 | 0 | 0 | 0 | 0 | 0 | 0 | 0 | 0 | 0 | 0 | 0
PG&E KERN | Smyrna | 115 | 0 | 0 | 0 | 0 | 0 |  |  |  | 0 | 0 | 0 | 0 | 0 | 0 |  | 0 | 0 | 0 | 0 | 0 |  |  |  | 0 | 0 | 0 | 0 | 0 | 0 | 0 | 0 | 0 | 0 | 0 | 0 | 0 | 0 | 0 | 0 | 0 | 0 | 0 | 0 | 0
PG&E GBA | Sobrante | 115 | 0 | 0 | 0 | 0 | 0 |  |  |  | 0 | 0 | 0 | 0 | 0 | 0 |  | 0 | 0 | 0 | 0 | 0 |  |  |  | 0 | 0 | 0 | 0 | 0 | 0 | 0 | 0 | 0 | 0 | 0 | 0 | 0 | 0 | 0 | 0 | 0 | 0 | 0 | 0 | 0
PG&E GBA | Sobrante | 230 | 0 | 0 | 0 | 0 | 0 |  |  |  | 0 | 0 | 0 | 0 | 0 | 0 |  | 0 | 0 | 0 | 0 | 0 |  |  |  | 0 | 0 | 0 | 0 | 0 | 0 | 0 | 0 | 0 | 0 | 0 | 0 | 0 | 0 | 0 | 0 | 0 | 0 | 0 | 0 | 0
PG&E KERN | Solar | 230 | 0 | 0 | 0 | 0 | 0 |  |  |  | 0 | 0 | 0 | 0 | 0 | 0 |  | 0 | 0 | 0 | 0 | 0 |  |  |  | 0 | 0 | 0 | 0 | 0 | 0 | 0 | 0 | 0 | 0 | 0 | 0 | 0 | 0 | 0 | 0 | 0 | 0 | 0 | 0 | 0
PG&E GBA | Soledad | 115 | 0 | 0 | 0 | 0 | 0 |  |  |  | 0 | 0 | 0 | 0 | 0 | 0 |  | 0 | 0 | 0 | 0 | 0 |  |  |  | 0 | 0 | 0 | 0 | 0 | 0 | 0 | 0 | 0 | 0 | 0 | 0 | 0 | 0 | 0 | 0 | 0 | 0 | 0 | 0 | 0
PG&E GBA | Soledad | 60 | 0 | 0 | 0 | 0 | 0 |  |  |  | 0 | 0 | 0 | 0 | 0 | 0 |  | 0 | 0 | 0 | 0 | 0 |  |  |  | 0 | 0 | 0 | 0 | 10 | 0 | 0 | 0 | 0 | 0 | 0 | 0 | 0 | 0 | 0 | 0 | 0 | 0 | -10 | 0 | 1
SDGE | Spring Valley | 69 | 0 | 0 | 0 | 0 | 0 |  |  |  | 0 | 0 | 0 | 0 | 0 | 0 |  | 0 | 0 | 0 | 0 | 0 |  |  |  | 0 | 0 | 0 | 0 | 0 | 0 | 0 | 0 | 0 | 0 | 0 | 0 | 0 | 0 | 0 | 0 | 0 | 0 | 0 | 0 | 0
SCE Northern | Springville | 230 | 0 | 0 | 0 | 0 | 0 |  |  |  | 3 | 0 | 0 | 225 | 0 | 0 |  | 0 | 0 | 0 | 0 | 0 |  |  |  | 3 | 0 | 0 | 225 | 0 | 0 | 0 | 0 | 0 | 0 | 0 | 0 | 0 | 0 | 0 | 0 | 0 | 0 | 0 | 0 | 0
PG&E GBA | Stagg | 230 | 0 | 0 | 0 | 0 | 0 |  |  |  | 0 | 0 | 0 | 0 | 0 | 0 |  | 0 | 0 | 0 | 0 | 0 |  |  |  | 0 | 0 | 0 | 0 | 0 | 0 | 0 | 0 | 0 | 0 | 0 | 0 | 0 | 0 | 0 | 0 | 0 | 0 | 0 | 0 | 0
PG&E GBA | Standard Oil | 115 | 0 | 0 | 0 | 0 | 0 |  |  |  | 0 | 0 | 0 | 0 | 0 | 0 |  | 0 | 0 | 0 | 0 | 0 |  |  |  | 0 | 0 | 0 | 0 | 0 | 0 | 0 | 0 | 0 | 0 | 0 | 0 | 0 | 0 | 0 | 0 | 0 | 0 | 0 | 0 | 0
PG&E GBA | Stanislaus | 115 | 0 | 0 | 0 | 0 | 0 |  |  |  | 0 | 0 | 0 | 0 | 0 | 0 |  | 0 | 0 | 0 | 0 | 0 |  |  |  | 0 | 0 | 0 | 0 | 0 | 0 | 0 | 0 | 0 | 0 | 0 | 0 | 0 | 0 | 0 | 0 | 0 | 0 | 0 | 0 | 0
PG&E KERN | Stockdale | 115 | 0 | 0 | 0 | 0 | 0 |  |  |  | 0 | 0 | 0 | 0 | 0 | 0 |  | 0 | 0 | 0 | 0 | 0 |  |  |  | 0 | 0 | 0 | 0 | 0 | 0 | 0 | 0 | 0 | 0 | 0 | 0 | 0 | 0 | 0 | 0 | 0 | 0 | 0 | 0 | 0
PG&E KERN | Stockdale | 230 | 0 | 0 | 0 | 0 | 0 |  |  |  | 0 | 0 | 0 | 0 | 0 | 0 |  | 0 | 0 | 0 | 0 | 0 |  |  |  | 0 | 0 | 0 | 0 | 0 | 0 | 0 | 0 | 0 | 0 | 0 | 0 | 0 | 0 | 0 | 0 | 0 | 0 | 0 | 0 | 0
PG&E GBA | Stockton A | 115 | 0 | 0 | 0 | 0 | 0 |  |  |  | 0 | 0 | 0 | 0 | 0 | 0 |  | 0 | 0 | 0 | 0 | 0 |  |  |  | 0 | 0 | 0 | 0 | 0 | 0 | 0 | 0 | 0 | 0 | 0 | 0 | 0 | 0 | 0 | 0 | 0 | 0 | 0 | 0 | 0
PG&E GBA | Stone | 115 | 0 | 0 | 0 | 0 | 0 |  |  |  | 0 | 0 | 0 | 0 | 0 | 0 |  | 0 | 0 | 0 | 0 | 0 |  |  |  | 0 | 0 | 0 | 0 | 0 | 0 | 0 | 0 | 0 | 0 | 0 | 0 | 0 | 0 | 0 | 0 | 0 | 0 | 0 | 0 | 0
PG&E FRESNO | Storey | 230 | 0 | 0 | 0 | 0 | 0 |  |  |  | 0 | 0 | 0 | 0 | 0 | 0 |  | 0 | 0 | 0 | 0 | 0 |  |  |  | 0 | 0 | 0 | 0 | 0 | 0 | 0 | 0 | 0 | 0 | 0 | 0 | 0 | 0 | 0 | 0 | 0 | 0 | 0 | 0 | 0
PG&E NGBA | Summit | 115 | 0 | 0 | 0 | 0 | 0 |  |  |  | 0 | 0 | 0 | 0 | 0 | 0 |  | 40 | 0 | 0 | 0 | 0 |  |  |  | 0 | 0 | 0 | 0 | 0 | 0 | -40 | 0 | 0 | 0 | 0 | 0 | 0 | 0 | 0 | 0 | 0 | 0 | 0 | 0 | 1
SDGE | Suncrest | 230 | 0 | 0 | 0 | 0 | 0 |  |  |  | 0 | 0 | 0 | 0 | 0 | 0 |  | 0 | 0 | 0 | 0 | 0 |  |  |  | 0 | 0 | 0 | 0 | 0 | 0 | 0 | 0 | 0 | 0 | 0 | 0 | 0 | 0 | 0 | 0 | 0 | 0 | 0 | 0 | 0
SDGE | Suncrest | 500 | 0 | 0 | 0 | 0 | 0 |  |  |  | 0 | 0 | 0 | 0 | 0 | 0 |  | 0 | 0 | 0 | 0 | 0 |  |  |  | 0 | 0 | 0 | 0 | 0 | 0 | 0 | 0 | 0 | 0 | 0 | 0 | 0 | 0 | 0 | 0 | 0 | 0 | 0 | 0 | 0
PG&E KERN | Sunrise | 230 | 0 | 0 | 0 | 0 | 0 |  |  |  | 0 | 0 | 0 | 0 | 0 | 0 |  | 0 | 0 | 0 | 0 | 0 |  |  |  | 0 | 0 | 0 | 0 | 0 | 0 | 0 | 0 | 0 | 0 | 0 | 0 | 0 | 0 | 0 | 0 | 0 | 0 | 0 | 0 | 0
PG&E KERN | Sunset | 230 | 0 | 0 | 0 | 0 | 0 |  |  |  | 0 | 0 | 0 | 0 | 0 | 0 |  | 0 | 0 | 0 | 0 | 0 |  |  |  | 0 | 0 | 0 | 0 | 0 | 0 | 0 | 0 | 0 | 0 | 0 | 0 | 0 | 0 | 0 | 0 | 0 | 0 | 0 | 0 | 0
PG&E GBA | Swift | 115 | 0 | 0 | 0 | 0 | 0 |  |  |  | 0 | 0 | 0 | 0 | 0 | 0 |  | 0 | 0 | 0 | 0 | 0 |  |  |  | 0 | 0 | 0 | 0 | 0 | 0 | 0 | 0 | 0 | 0 | 0 | 0 | 0 | 0 | 0 | 0 | 0 | 0 | 0 | 0 | 0
SDGE | Sycamore Canyon | 138 | 0 | 0 | 0 | 0 | 0 |  |  |  | 0 | 0 | 0 | 0 | 0 | 0 |  | 0 | 0 | 0 | 0 | 0 |  |  |  | 0 | 0 | 0 | 300 | 0 | 0 | 0 | 0 | 0 | 0 | 0 | 0 | 0 | 0 | 0 | 0 | 0 | -300 | 0 | 0 | 1
SDGE | Sycamore Canyon | 230 | 0 | 0 | 0 | 0 | 0 |  |  |  | 0 | 0 | 0 | 0 | 0 | 0 |  | 0 | 0 | 0 | 0 | 0 |  |  |  | 0 | 0 | 0 | 0 | 0 | 0 | 0 | 0 | 0 | 0 | 0 | 0 | 0 | 0 | 0 | 0 | 0 | 0 | 0 | 0 | 0
SDGE | Sycamore Canyon | 69 | 0 | 0 | 0 | 0 | 0 |  |  |  | 0 | 0 | 0 | 0 | 0 | 0 |  | 0 | 0 | 0 | 0 | 0 |  |  |  | 0 | 0 | 0 | 0 | 0 | 0 | 0 | 0 | 0 | 0 | 0 | 0 | 0 | 0 | 0 | 0 | 0 | 0 | 0 | 0 | 0
SCE Northern | Sylmar | 230 | 0 | 0 | 0 | 0 | 0 |  |  |  | 0 | 0 | 0 | 0 | 0 | 0 |  | 0 | 0 | 0 | 0 | 0 |  |  |  | 0 | 0 | 0 | 0 | 0 | 0 | 0 | 0 | 0 | 0 | 0 | 0 | 0 | 0 | 0 | 0 | 0 | 0 | 0 | 0 | 0
PG&E NGBA | Table Mountain | 115 | 0 | 0 | 0 | 0 | 0 |  |  |  | 0 | 0 | 0 | 0 | 0 | 0 |  | 0 | 0 | 0 | 0 | 0 |  |  |  | 0 | 0 | 0 | 0 | 0 | 0 | 0 | 0 | 0 | 0 | 0 | 0 | 0 | 0 | 0 | 0 | 0 | 0 | 0 | 0 | 0
PG&E NGBA | Table Mountain | 230 | 0 | 0 | 0 | 0 | 0 |  |  |  | 0 | 0 | 0 | 0 | 0 | 0 |  | 0 | 0 | 0 | 0 | 0 |  |  |  | 0 | 0 | 0 | 0 | 0 | 0 | 0 | 0 | 0 | 0 | 0 | 0 | 0 | 0 | 0 | 0 | 0 | 0 | 0 | 0 | 0
PG&E NGBA | Table Mountain | 500 | 0 | 0 | 0 | 0 | 0 |  |  |  | 0 | 0 | 0 | 0 | 0 | 0 |  | 0 | 0 | 0 | 0 | 0 |  |  |  | 0 | 0 | 0 | 0 | 0 | 0 | 0 | 0 | 0 | 0 | 0 | 0 | 0 | 0 | 0 | 0 | 0 | 0 | 0 | 0 | 0
PG&E NGBA | Table Mountain | 60 | 0 | 0 | 0 | 0 | 0 |  |  |  | 0 | 0 | 0 | 0 | 0 | 0 |  | 0 | 0 | 0 | 0 | 0 |  |  |  | 0 | 0 | 0 | 0 | 0 | 0 | 0 | 0 | 0 | 0 | 0 | 0 | 0 | 0 | 0 | 0 | 0 | 0 | 0 | 0 | 0
PG&E KERN | Taft | 115 | 0 | 0 | 0 | 0 | 0 |  |  |  | 0 | 0 | 0 | 0 | 0 | 0 |  | 0 | 0 | 0 | 0 | 0 |  |  |  | 0 | 0 | 0 | 0 | 0 | 0 | 0 | 0 | 0 | 0 | 0 | 0 | 0 | 0 | 0 | 0 | 0 | 0 | 0 | 0 | 0
SDGE | Talega | 138 | 0 | 0 | 0 | 0 | 0 |  |  |  | 0 | 0 | 0 | 0 | 0 | 0 |  | 0 | 0 | 0 | 0 | 0 |  |  |  | 0 | 0 | 0 | 0 | 0 | 0 | 0 | 0 | 0 | 0 | 0 | 0 | 0 | 0 | 0 | 0 | 0 | 0 | 0 | 0 | 0
SDGE | Talega | 230 | 0 | 0 | 0 | 0 | 0 |  |  |  | 0 | 0 | 0 | 0 | 0 | 0 |  | 0 | 0 | 0 | 0 | 0 |  |  |  | 0 | 0 | 0 | 0 | 0 | 0 | 0 | 0 | 0 | 0 | 0 | 0 | 0 | 0 | 0 | 0 | 0 | 0 | 0 | 0 | 0
PG&E GBA | Tassajara | 230 | 0 | 0 | 0 | 0 | 0 |  |  |  | 0 | 0 | 0 | 0 | 0 | 0 |  | 0 | 0 | 0 | 0 | 0 |  |  |  | 0 | 0 | 0 | 0 | 0 | 0 | 0 | 0 | 0 | 0 | 0 | 0 | 0 | 0 | 0 | 0 | 0 | 0 | 0 | 0 | 0
PG&E KERN | Tejon | 70 | 0 | 0 | 0 | 0 | 0 |  |  |  | 0 | 0 | 0 | 0 | 0 | 0 |  | 0 | 0 | 0 | 0 | 0 |  |  |  | 0 | 0 | 0 | 0 | 0 | 0 | 0 | 0 | 0 | 0 | 0 | 0 | 0 | 0 | 0 | 0 | 0 | 0 | 0 | 0 | 0
SDGE | Telegraph Canyon | 138 | 0 | 0 | 0 | 0 | 0 |  |  |  | 0 | 0 | 0 | 0 | 0 | 0 |  | 0 | 0 | 0 | 0 | 0 |  |  |  | 0 | 0 | 0 | 0 | 0 | 0 | 0 | 0 | 0 | 0 | 0 | 0 | 0 | 0 | 0 | 0 | 0 | 0 | 0 | 0 | 0
PG&E KERN | Temblor | 115 | 0 | 0 | 0 | 0 | 0 |  |  |  | 0 | 0 | 0 | 0 | 0 | 0 |  | 0 | 0 | 0 | 0 | 0 |  |  |  | 0 | 0 | 0 | 0 | 0 | 0 | 0 | 0 | 0 | 0 | 0 | 0 | 0 | 0 | 0 | 0 | 0 | 0 | 0 | 0 | 0
PG&E KERN | Templeton | 230 | 0 | 0 | 0 | 0 | 0 |  |  |  | 0 | 0 | 0 | 0 | 0 | 0 |  | 0 | 0 | 0 | 0 | 0 |  |  |  | 0 | 0 | 0 | 0 | 0 | 0 | 0 | 0 | 0 | 0 | 0 | 0 | 0 | 0 | 0 | 0 | 0 | 0 | 0 | 0 | 0
PG&E KERN | Templeton | 70 | 0 | 0 | 0 | 0 | 0 |  |  |  | 0 | 0 | 0 | 0 | 0 | 0 |  | 0 | 0 | 0 | 0 | 0 |  |  |  | 0 | 0 | 0 | 0 | 0 | 0 | 0 | 0 | 0 | 0 | 0 | 0 | 0 | 0 | 0 | 0 | 0 | 0 | 0 | 0 | 0
PG&E GBA | Tesla | 115 | 0 | 0 | 0 | 0 | 0 |  |  |  | 0 | 0 | 0 | 0 | 0 | 0 |  | 0 | 0 | 0 | 0 | 0 |  |  |  | 0 | 0 | 0 | 0 | 0 | 0 | 0 | 0 | 0 | 0 | 0 | 0 | 0 | 0 | 0 | 0 | 0 | 0 | 0 | 0 | 0
PG&E GBA | Tesla | 230 | 0 | 0 | 0 | 0 | 0 |  |  |  | 0 | 0 | 0 | 125 | 0 | 0 |  | 0 | 0 | 0 | 0 | 0 |  |  |  | 0 | 0 | 0 | 400 | 0 | 0 | 0 | 0 | 0 | 0 | 0 | 0 | 0 | 0 | 0 | 0 | 0 | -275 | 0 | 0 | 1
PG&E GBA | Tesla | 500 | 0 | 0 | 0 | 0 | 0 |  |  |  | 0 | 0 | 0 | 0 | 0 | 0 |  | 0 | 0 | 0 | 0 | 0 |  |  |  | 0 | 0 | 0 | 0 | 0 | 0 | 0 | 0 | 0 | 0 | 0 | 0 | 0 | 0 | 0 | 0 | 0 | 0 | 0 | 0 | 0
PG&E KERN | Tevis | 115 | 0 | 0 | 0 | 0 | 0 |  |  |  | 0 | 0 | 0 | 0 | 0 | 0 |  | 0 | 0 | 0 | 0 | 0 |  |  |  | 0 | 0 | 0 | 0 | 0 | 0 | 0 | 0 | 0 | 0 | 0 | 0 | 0 | 0 | 0 | 0 | 0 | 0 | 0 | 0 | 0
SCE EOP | Thousandaire | 138 | 0 | 0 | 0 | 0 | 0 |  |  |  | 0 | 0 | 0 | 0 | 0 | 0 |  | 0 | 0 | 0 | 0 | 0 |  |  |  | 0 | 0 | 0 | 0 | 0 | 0 | 0 | 0 | 0 | 0 | 0 | 0 | 0 | 0 | 0 | 0 | 0 | 0 | 0 | 0 | 0
PG&E KERN | Topaz | 230 | 0 | 0 | 0 | 0 | 0 |  |  |  | 0 | 0 | 0 | 0 | 0 | 0 |  | 0 | 0 | 0 | 0 | 0 |  |  |  | 0 | 0 | 0 | 0 | 0 | 0 | 0 | 0 | 0 | 0 | 0 | 0 | 0 | 0 | 0 | 0 | 0 | 0 | 0 | 0 | 0
SCE NOL | Tortilla | 115 | 0 | 0 | 0 | 0 | 0 |  |  |  | 3 | 0 | 0 | 0 | 0 | 0 |  | 0 | 0 | 0 | 0 | 0 |  |  |  | 3 | 0 | 0 | 0 | 0 | 0 | 0 | 0 | 0 | 0 | 0 | 0 | 0 | 0 | 0 | 0 | 0 | 0 | 0 | 0 | 0
SDGE | Trabuco | 138 | 0 | 0 | 0 | 0 | 0 |  |  |  | 0 | 0 | 0 | 0 | 0 | 0 |  | 0 | 0 | 0 | 0 | 0 |  |  |  | 0 | 0 | 0 | 0 | 0 | 0 | 0 | 0 | 0 | 0 | 0 | 0 | 0 | 0 | 0 | 0 | 0 | 0 | 0 | 0 | 0
PG&E GBA | Tracy | 115 | 0 | 0 | 0 | 0 | 0 |  |  |  | 0 | 0 | 0 | 0 | 0 | 0 |  | 0 | 0 | 0 | 0 | 0 |  |  |  | 0 | 0 | 0 | 0 | 0 | 0 | 0 | 0 | 0 | 0 | 0 | 0 | 0 | 0 | 0 | 0 | 0 | 0 | 0 | 0 | 0
PG&E FRESNO | Tranquility | 230 | 0 | 0 | 0 | 0 | 0 |  |  |  | 0 | 0 | 400 | 352 | 0 | 0 |  | 0 | 0 | 0 | 0 | 0 |  |  |  | 0 | 0 | 400 | 352 | 0 | 0 | 0 | 0 | 0 | 0 | 0 | 0 | 0 | 0 | 0 | 0 | 0 | 0 | 0 | 0 | 0
PG&E GBA | Trimble | 115 | 0 | 0 | 0 | 0 | 0 |  |  |  | 0 | 0 | 0 | 0 | 0 | 0 |  | 0 | 0 | 0 | 0 | 0 |  |  |  | 0 | 0 | 0 | 0 | 0 | 0 | 0 | 0 | 0 | 0 | 0 | 0 | 0 | 0 | 0 | 0 | 0 | 0 | 0 | 0 | 0
SCE EOP | Trout Canyon | 230 | 0 | 0 | 0 | 0 | 0 |  |  |  | 0 | 65 | 650 | 485 | 0 | 0 |  | 0 | 0 | 0 | 0 | 0 |  |  |  | 0 | 65 | 650 | 485 | 0 | 0 | 0 | 0 | 0 | 0 | 0 | 0 | 0 | 0 | 0 | 0 | 0 | 0 | 0 | 0 | 0
SCE EOP | Trout Canyon | 500 | 0 | 0 | 0 | 0 | 0 |  |  |  | 0 | 0 | 0 | 0 | 0 | 0 |  | 0 | 0 | 0 | 0 | 0 |  |  |  | 0 | 0 | 0 | 0 | 0 | 0 | 0 | 0 | 0 | 0 | 0 | 0 | 0 | 0 | 0 | 0 | 0 | 0 | 0 | 0 | 0
PG&E NGBA | Tulucay | 230 | 0 | 0 | 0 | 0 | 0 |  |  |  | 0 | 0 | 0 | 0 | 0 | 0 |  | 0 | 0 | 0 | 0 | 0 |  |  |  | 0 | 0 | 0 | 0 | 0 | 0 | 0 | 0 | 0 | 0 | 0 | 0 | 0 | 0 | 0 | 0 | 0 | 0 | 0 | 0 | 0
PG&E NGBA | Tulucay | 60 | 0 | 0 | 0 | 0 | 0 |  |  |  | 0 | 0 | 0 | 0 | 0 | 0 |  | 0 | 0 | 0 | 0 | 0 |  |  |  | 0 | 0 | 0 | 0 | 0 | 0 | 0 | 0 | 0 | 0 | 0 | 0 | 0 | 0 | 0 | 0 | 0 | 0 | 0 | 0 | 0
PG&E KERN | Tupman | 115 | 0 | 0 | 0 | 0 | 0 |  |  |  | 0 | 0 | 0 | 0 | 0 | 0 |  | 0 | 0 | 0 | 0 | 0 |  |  |  | 0 | 0 | 0 | 0 | 0 | 0 | 0 | 0 | 0 | 0 | 0 | 0 | 0 | 0 | 0 | 0 | 0 | 0 | 0 | 0 | 0
PG&E NGBA | Ukiah | 115 | 0 | 0 | 0 | 0 | 0 |  |  |  | 0 | 0 | 0 | 0 | 0 | 0 |  | 0 | 0 | 0 | 0 | 0 |  |  |  | 0 | 0 | 0 | 0 | 0 | 0 | 0 | 0 | 0 | 0 | 0 | 0 | 0 | 0 | 0 | 0 | 0 | 0 | 0 | 0 | 0
PG&E KERN | Union (Estrella) | 70 | 0 | 0 | 0 | 0 | 0 |  |  |  | 0 | 0 | 0 | 0 | 0 | 0 |  | 0 | 0 | 0 | 0 | 0 |  |  |  | 0 | 0 | 0 | 0 | 0 | 0 | 0 | 0 | 0 | 0 | 0 | 0 | 0 | 0 | 0 | 0 | 0 | 0 | 0 | 0 | 0
PG&E NGBA | Vaca Dixon | 115 | 0 | 0 | 0 | 0 | 0 |  |  |  | 0 | 0 | 0 | 0 | 0 | 0 |  | 0 | 0 | 0 | 0 | 0 |  |  |  | 0 | 0 | 0 | 0 | 0 | 0 | 0 | 0 | 0 | 0 | 0 | 0 | 0 | 0 | 0 | 0 | 0 | 0 | 0 | 0 | 0
PG&E NGBA | Vaca Dixon | 230 | 0 | 0 | 0 | 0 | 0 |  |  |  | 0 | 0 | 0 | 300 | 0 | 0 |  | 0 | 0 | 0 | 0 | 0 |  |  |  | 0 | 0 | 0 | 300 | 0 | 0 | 0 | 0 | 0 | 0 | 0 | 0 | 0 | 0 | 0 | 0 | 0 | 0 | 0 | 0 | 0
PG&E NGBA | Vaca Dixon | 500 | 0 | 0 | 0 | 0 | 0 |  |  |  | 0 | 0 | 0 | 0 | 0 | 0 |  | 0 | 0 | 0 | 0 | 0 |  |  |  | 0 | 0 | 0 | 0 | 0 | 0 | 0 | 0 | 0 | 0 | 0 | 0 | 0 | 0 | 0 | 0 | 0 | 0 | 0 | 0 | 0
PG&E NGBA | Vaca Dixon | 60 | 0 | 0 | 0 | 0 | 0 |  |  |  | 0 | 0 | 0 | 0 | 0 | 0 |  | 0 | 0 | 0 | 0 | 0 |  |  |  | 0 | 0 | 0 | 0 | 0 | 0 | 0 | 0 | 0 | 0 | 0 | 0 | 0 | 0 | 0 | 0 | 0 | 0 | 0 | 0 | 0
SCE Eastern | Valley (SCE) | 500 | 0 | 0 | 0 | 0 | 0 |  |  |  | 0 | 0 | 0 | 310 | 0 | 0 |  | 0 | 0 | 0 | 0 | 0 |  |  |  | 0 | 0 | 0 | 200 | 0 | 0 | 0 | 0 | 0 | 0 | 0 | 0 | 0 | 0 | 0 | 0 | 0 | 110 | 0 | 0 | 1
SCE EOP | Valley (VEA) | 138 | 0 | 0 | 0 | 0 | 0 |  |  |  | 0 | 0 | 0 | 0 | 0 | 0 |  | 0 | 0 | 0 | 0 | 0 |  |  |  | 0 | 0 | 0 | 0 | 0 | 0 | 0 | 0 | 0 | 0 | 0 | 0 | 0 | 0 | 0 | 0 | 0 | 0 | 0 | 0 | 0
SDGE | Valley Center | 69 | 0 | 0 | 0 | 0 | 0 |  |  |  | 0 | 0 | 0 | 0 | 0 | 0 |  | 0 | 0 | 0 | 0 | 0 |  |  |  | 0 | 0 | 0 | 0 | 0 | 0 | 0 | 0 | 0 | 0 | 0 | 0 | 0 | 0 | 0 | 0 | 0 | 0 | 0 | 0 | 0
PG&E GBA | Valley Home | 115 | 0 | 0 | 0 | 0 | 0 |  |  |  | 0 | 0 | 0 | 0 | 0 | 0 |  | 0 | 0 | 0 | 0 | 0 |  |  |  | 0 | 0 | 0 | 0 | 0 | 0 | 0 | 0 | 0 | 0 | 0 | 0 | 0 | 0 | 0 | 0 | 0 | 0 | 0 | 0 | 0
PG&E GBA | Valley Springs | 230 | 0 | 0 | 0 | 0 | 0 |  |  |  | 0 | 0 | 0 | 0 | 0 | 0 |  | 0 | 0 | 0 | 0 | 0 |  |  |  | 0 | 0 | 0 | 0 | 0 | 0 | 0 | 0 | 0 | 0 | 0 | 0 | 0 | 0 | 0 | 0 | 0 | 0 | 0 | 0 | 0
PG&E GBA | Valley Springs | 60 | 0 | 0 | 0 | 0 | 0 |  |  |  | 0 | 0 | 0 | 0 | 0 | 0 |  | 0 | 0 | 0 | 0 | 0 |  |  |  | 0 | 0 | 0 | 0 | 0 | 0 | 0 | 0 | 0 | 0 | 0 | 0 | 0 | 0 | 0 | 0 | 0 | 0 | 0 | 0 | 0
SCE EOP | Valley Switch | 138 | 0 | 0 | 0 | 0 | 0 |  |  |  | 0 | 0 | 0 | 0 | 0 | 0 |  | 0 | 0 | 0 | 0 | 0 |  |  |  | 0 | 0 | 0 | 0 | 0 | 0 | 0 | 0 | 0 | 0 | 0 | 0 | 0 | 0 | 0 | 0 | 0 | 0 | 0 | 0 | 0
SCE EOP | Valley Switch | 230 | 0 | 0 | 0 | 0 | 0 |  |  |  | 0 | 0 | 0 | 0 | 0 | 0 |  | 0 | 0 | 0 | 0 | 0 |  |  |  | 0 | 0 | 0 | 0 | 0 | 0 | 0 | 0 | 0 | 0 | 0 | 0 | 0 | 0 | 0 | 0 | 0 | 0 | 0 | 0 | 0
PG&E GBA | Vasco | 230 | 0 | 0 | 0 | 0 | 0 |  |  |  | 0 | 0 | 0 | 0 | 0 | 0 |  | 0 | 0 | 0 | 0 | 0 |  |  |  | 0 | 0 | 0 | 0 | 0 | 0 | 0 | 0 | 0 | 0 | 0 | 0 | 0 | 0 | 0 | 0 | 0 | 0 | 0 | 0 | 0
PG&E GBA | Vasona | 230 | 0 | 0 | 0 | 0 | 0 |  |  |  | 0 | 0 | 0 | 0 | 0 | 0 |  | 0 | 0 | 0 | 0 | 0 |  |  |  | 0 | 0 | 0 | 0 | 0 | 0 | 0 | 0 | 0 | 0 | 0 | 0 | 0 | 0 | 0 | 0 | 0 | 0 | 0 | 0 | 0
SCE Northern | Vestal | 230 | 0 | 0 | 0 | 0 | 0 |  |  |  | 0 | 0 | 50 | 50 | 0 | 0 |  | 0 | 0 | 0 | 0 | 0 |  |  |  | 0 | 0 | 50 | 50 | 0 | 0 | 0 | 0 | 0 | 0 | 0 | 0 | 0 | 0 | 0 | 0 | 0 | 0 | 0 | 0 | 0
SCE Northern | Vestal | 66 | 0 | 0 | 0 | 0 | 0 |  |  |  | 0 | 0 | 0 | 0 | 0 | 0 |  | 0 | 0 | 0 | 0 | 0 |  |  |  | 0 | 0 | 0 | 0 | 0 | 0 | 0 | 0 | 0 | 0 | 0 | 0 | 0 | 0 | 0 | 0 | 0 | 0 | 0 | 0 | 0
SCE NOL | Victor | 115 | 0 | 0 | 0 | 0 | 0 |  |  |  | 7 | 0 | 0 | 0 | 0 | 0 |  | 0 | 0 | 0 | 0 | 0 |  |  |  | 7 | 0 | 0 | 0 | 0 | 0 | 0 | 0 | 0 | 0 | 0 | 0 | 0 | 0 | 0 | 0 | 0 | 0 | 0 | 0 | 0
SCE NOL | Victor | 230 | 0 | 0 | 0 | 0 | 0 |  |  |  | 0 | 0 | 0 | 0 | 0 | 0 |  | 0 | 0 | 0 | 0 | 0 |  |  |  | 0 | 0 | 0 | 0 | 0 | 0 | 0 | 0 | 0 | 0 | 0 | 0 | 0 | 0 | 0 | 0 | 0 | 0 | 0 | 0 | 0
SCE Metro | Viejo | 230 | 0 | 0 | 0 | 0 | 0 |  |  |  | 0 | 0 | 0 | 0 | 0 | 0 |  | 0 | 0 | 0 | 0 | 0 |  |  |  | 0 | 0 | 0 | 0 | 0 | 0 | 0 | 0 | 0 | 0 | 0 | 0 | 0 | 0 | 0 | 0 | 0 | 0 | 0 | 0 | 0
PG&E GBA | Vierra | 115 | 0 | 0 | 0 | 0 | 0 |  |  |  | 2.975 | 0 | 0 | 92 | 0 | 0 |  | 0 | 0 | 0 | 0 | 0 |  |  |  | 2.975 | 0 | 0 | 92 | 0 | 0 | 0 | 0 | 0 | 0 | 0 | 0 | 0 | 0 | 0 | 0 | 0 | 0 | 0 | 0 | 0
SCE Metro | Villa Park | 230 | 0 | 0 | 0 | 0 | 0 |  |  |  | 0 | 0 | 0 | 0 | 0 | 0 |  | 0 | 0 | 0 | 0 | 0 |  |  |  | 0 | 0 | 0 | 0 | 0 | 0 | 0 | 0 | 0 | 0 | 0 | 0 | 0 | 0 | 0 | 0 | 0 | 0 | 0 | 0 | 0
SCE Northern | Vincent | 230 | 0 | 0 | 0 | 0 | 0 |  |  |  | 0 | 0 | 0 | 59 | 0 | 0 |  | 0 | 0 | 0 | 0 | 0 |  |  |  | 0 | 0 | 0 | 59 | 0 | 0 | 0 | 0 | 0 | 0 | 0 | 0 | 0 | 0 | 0 | 0 | 0 | 0 | 0 | 0 | 0
SCE Northern | Vincent | 500 | 0 | 0 | 0 | 0 | 0 |  |  |  | 0 | 0 | 0 | 0 | 0 | 0 |  | 0 | 0 | 0 | 0 | 0 |  |  |  | 0 | 0 | 0 | 0 | 0 | 0 | 0 | 0 | 0 | 0 | 0 | 0 | 0 | 0 | 0 | 0 | 0 | 0 | 0 | 0 | 0
PG&E GBA | Vineyard | 230 | 0 | 0 | 0 | 0 | 0 |  |  |  | 0 | 0 | 0 | 0 | 0 | 0 |  | 0 | 0 | 0 | 0 | 0 |  |  |  | 0 | 0 | 0 | 0 | 0 | 0 | 0 | 0 | 0 | 0 | 0 | 0 | 0 | 0 | 0 | 0 | 0 | 0 | 0 | 0 | 0
SDGE | Vineyard | 69 | 0 | 0 | 0 | 0 | 0 |  |  |  | 0 | 0 | 0 | 0 | 0 | 0 |  | 0 | 0 | 0 | 0 | 0 |  |  |  | 0 | 0 | 0 | 0 | 0 | 0 | 0 | 0 | 0 | 0 | 0 | 0 | 0 | 0 | 0 | 0 | 0 | 0 | 0 | 0 | 0
SCE Eastern | Vista (SCE) | 230 | 0 | 0 | 0 | 0 | 0 |  |  |  | 0 | 0 | 0 | 0 | 0 | 0 |  | 0 | 0 | 0 | 0 | 0 |  |  |  | 0 | 0 | 0 | 0 | 0 | 0 | 0 | 0 | 0 | 0 | 0 | 0 | 0 | 0 | 0 | 0 | 0 | 0 | 0 | 0 | 0
SCE EOP | Vista (VEA) | 138 | 0 | 0 | 0 | 0 | 0 |  |  |  | 0 | 0 | 0 | 0 | 0 | 0 |  | 0 | 0 | 0 | 0 | 0 |  |  |  | 0 | 0 | 0 | 0 | 0 | 0 | 0 | 0 | 0 | 0 | 0 | 0 | 0 | 0 | 0 | 0 | 0 | 0 | 0 | 0 | 0
SCE EOP | Vista (VEA) | 230 | 0 | 0 | 0 | 0 | 0 |  |  |  | 0 | 0 | 0 | 0 | 0 | 0 |  | 0 | 0 | 0 | 0 | 0 |  |  |  | 0 | 0 | 0 | 0 | 0 | 0 | 0 | 0 | 0 | 0 | 0 | 0 | 0 | 0 | 0 | 0 | 0 | 0 | 0 | 0 | 0
PG&E FRESNO | Wahtoke | 115 | 0 | 0 | 0 | 0 | 0 |  |  |  | 0 | 0 | 0 | 0 | 0 | 0 |  | 0 | 0 | 0 | 0 | 0 |  |  |  | 0 | 0 | 0 | 0 | 0 | 0 | 0 | 0 | 0 | 0 | 0 | 0 | 0 | 0 | 0 | 0 | 0 | 0 | 0 | 0 | 0
SCE Northern | Wakefield | 66 | 0 | 0 | 0 | 0 | 0 |  |  |  | 0 | 0 | 0 | 30 | 0 | 0 |  | 0 | 0 | 0 | 0 | 0 |  |  |  | 0 | 0 | 0 | 30 | 0 | 0 | 0 | 0 | 0 | 0 | 0 | 0 | 0 | 0 | 0 | 0 | 0 | 0 | 0 | 0 | 0
SCE Metro | Walnut | 230 | 0 | 0 | 0 | 0 | 0 |  |  |  | 0 | 0 | 0 | 400 | 0 | 0 |  | 0 | 0 | 0 | 0 | 0 |  |  |  | 0 | 0 | 0 | 400 | 0 | 0 | 0 | 0 | 0 | 0 | 0 | 0 | 0 | 0 | 0 | 0 | 0 | 0 | 0 | 0 | 0
SCE Northern | Warne | 230 | 0 | 0 | 0 | 0 | 0 |  |  |  | 0 | 0 | 0 | 0 | 0 | 0 |  | 0 | 0 | 0 | 0 | 0 |  |  |  | 0 | 0 | 0 | 0 | 0 | 0 | 0 | 0 | 0 | 0 | 0 | 0 | 0 | 0 | 0 | 0 | 0 | 0 | 0 | 0 | 0
PG&E GBA | Warnerville | 230 | 0 | 0 | 0 | 0 | 0 |  |  |  | 0 | 0 | 0 | 0 | 0 | 0 |  | 0 | 0 | 0 | 0 | 0 |  |  |  | 0 | 0 | 0 | 0 | 0 | 0 | 0 | 0 | 0 | 0 | 0 | 0 | 0 | 0 | 0 | 0 | 0 | 0 | 0 | 0 | 0
PG&E FRESNO | Waukena | 115 | 0 | 0 | 0 | 0 | 0 |  |  |  | 0 | 0 | 0 | 0 | 0 | 0 |  | 0 | 0 | 0 | 0 | 0 |  |  |  | 0 | 0 | 0 | 0 | 0 | 0 | 0 | 0 | 0 | 0 | 0 | 0 | 0 | 0 | 0 | 0 | 0 | 0 | 0 | 0 | 0
PG&E GBA | Weber | 230 | 0 | 0 | 0 | 0 | 0 |  |  |  | 0 | 0 | 0 | 0 | 0 | 0 |  | 0 | 0 | 0 | 0 | 0 |  |  |  | 0 | 0 | 0 | 0 | 0 | 0 | 0 | 0 | 0 | 0 | 0 | 0 | 0 | 0 | 0 | 0 | 0 | 0 | 0 | 0 | 0
PG&E GBA | Weber | 60 | 0 | 0 | 0 | 0 | 0 |  |  |  | 0 | 0 | 0 | 20 | 0 | 0 |  | 0 | 0 | 0 | 0 | 0 |  |  |  | 0 | 0 | 0 | 20 | 0 | 0 | 0 | 0 | 0 | 0 | 0 | 0 | 0 | 0 | 0 | 0 | 0 | 0 | 0 | 0 | 0
PG&E FRESNO | West Fresno | 115 | 0 | 0 | 0 | 0 | 0 |  |  |  | 0 | 0 | 0 | 0 | 0 | 0 |  | 0 | 0 | 0 | 0 | 0 |  |  |  | 0 | 0 | 0 | 0 | 0 | 0 | 0 | 0 | 0 | 0 | 0 | 0 | 0 | 0 | 0 | 0 | 0 | 0 | 0 | 0 | 0
PG&E FRESNO | Westley | 230 | 0 | 0 | 0 | 0 | 0 |  |  |  | 0 | 0 | 0 | 0 | 0 | 0 |  | 0 | 0 | 0 | 0 | 0 |  |  |  | 0 | 0 | 0 | 0 | 0 | 0 | 0 | 0 | 0 | 0 | 0 | 0 | 0 | 0 | 0 | 0 | 0 | 0 | 0 | 0 | 0
PG&E KERN | Westpark | 115 | 0 | 0 | 0 | 0 | 0 |  |  |  | 0 | 0 | 0 | 0 | 0 | 0 |  | 0 | 0 | 0 | 0 | 0 |  |  |  | 0 | 0 | 0 | 0 | 0 | 0 | 0 | 0 | 0 | 0 | 0 | 0 | 0 | 0 | 0 | 0 | 0 | 0 | 0 | 0 | 0
PG&E KERN | Wheeler Ridge | 230 | 0 | 0 | 0 | 0 | 0 |  |  |  | 0 | 0 | 0 | 0 | 0 | 0 |  | 0 | 0 | 0 | 0 | 0 |  |  |  | 0 | 0 | 0 | 0 | 0 | 0 | 0 | 0 | 0 | 0 | 0 | 0 | 0 | 0 | 0 | 0 | 0 | 0 | 0 | 0 | 0
PG&E KERN | Wheeler Ridge | 115 | 0 | 0 | 0 | 0 | 0 |  |  |  | 0 | 0 | 0 | 0 | 0 | 0 |  | 0 | 0 | 0 | 0 | 0 |  |  |  | 0 | 0 | 0 | 0 | 0 | 0 | 0 | 0 | 0 | 0 | 0 | 0 | 0 | 0 | 0 | 0 | 0 | 0 | 0 | 0 | 0
PG&E KERN | Wheeler Ridge | 70 | 0 | 0 | 0 | 0 | 0 |  |  |  | 0 | 0 | 0 | 92 | 0 | 0 |  | 0 | 0 | 0 | 0 | 0 |  |  |  | 0 | 0 | 0 | 92 | 0 | 0 | 0 | 0 | 0 | 0 | 0 | 0 | 0 | 0 | 0 | 0 | 0 | 0 | 0 | 0 | 0
SCE Northern | Whirlwind | 230 | 0 | 0 | 0 | 0 | 0 |  |  |  | 0 | 44 | 188 | 550 | 523 | 0 | *200 MW 4-hr, and 400 MW 8-hr COD is after 2030 (exclude from 2030 mapping) | 0 | 0 | 0 | 0 | 0 |  |  |  | 0 | 44 | 188 | 602 | 475 | 0 | 0 | 0 | 0 | 0 | 0 | 0 | 0 | 0 | 0 | 0 | 0 | -52 | 48 | 0 | 1
SCE Northern | Whirlwind | 500 | 0 | 0 | 0 | 0 | 0 |  |  |  | 0 | 0 | 0 | 0 | 0 | 0 |  | 0 | 0 | 0 | 0 | 0 |  |  |  | 0 | 0 | 0 | 0 | 0 | 0 | 0 | 0 | 0 | 0 | 0 | 0 | 0 | 0 | 0 | 0 | 0 | 0 | 0 | 0 | 0
PG&E GBA | Whisman | 115 | 0 | 0 | 0 | 0 | 0 |  |  |  | 0 | 0 | 0 | 0 | 0 | 0 |  | 0 | 0 | 0 | 0 | 0 |  |  |  | 0 | 0 | 0 | 0 | 0 | 0 | 0 | 0 | 0 | 0 | 0 | 0 | 0 | 0 | 0 | 0 | 0 | 0 | 0 | 0 | 0
SCE Eastern | Wildlife | 230 | 0 | 0 | 0 | 0 | 0 |  |  |  | 0 | 0 | 0 | 0 | 0 | 0 |  | 0 | 0 | 0 | 0 | 0 |  |  |  | 0 | 0 | 0 | 0 | 0 | 0 | 0 | 0 | 0 | 0 | 0 | 0 | 0 | 0 | 0 | 0 | 0 | 0 | 0 | 0 | 0
PG&E FRESNO | Wilson | 115 | 0 | 0 | 0 | 0 | 0 |  |  |  | 0 | 0 | 0 | 0 | 0 | 0 |  | 0 | 0 | 0 | 0 | 0 |  |  |  | 0 | 0 | 0 | 0 | 0 | 0 | 0 | 0 | 0 | 0 | 0 | 0 | 0 | 0 | 0 | 0 | 0 | 0 | 0 | 0 | 0
PG&E FRESNO | Wilson | 230 | 0 | 0 | 0 | 0 | 0 |  |  |  | 0 | 0 | 0 | 0 | 0 | 0 |  | 0 | 0 | 0 | 0 | 0 |  |  |  | 0 | 0 | 0 | 0 | 0 | 0 | 0 | 0 | 0 | 0 | 0 | 0 | 0 | 0 | 0 | 0 | 0 | 0 | 0 | 0 | 0
SCE Northern | Windhub | 230 | 0 | 0 | 0 | 0 | 0 |  |  |  | 0 | 0 | 1020 | 500 | 0 | 0 |  | 0 | 0 | 0 | 0 | 0 |  |  |  | 0 | 0 | 1020 | 500 | 0 | 0 | 0 | 0 | 0 | 0 | 0 | 0 | 0 | 0 | 0 | 0 | 0 | 0 | 0 | 0 | 0
SCE Northern | Windhub | 500 | 0 | 0 | 0 | 0 | 0 |  |  |  | 0 | 153 | 0 | 15 | 0 | 0 |  | 0 | 0 | 0 | 0 | 0 |  |  |  | 0 | 153 | 0 | 15 | 0 | 0 | 0 | 0 | 0 | 0 | 0 | 0 | 0 | 0 | 0 | 0 | 0 | 0 | 0 | 0 | 0
PG&E GBA | Windmaster | 230 | 0 | 0 | 0 | 0 | 0 |  |  |  | 0 | 0 | 0 | 0 | 0 | 0 |  | 0 | 0 | 0 | 0 | 0 |  |  |  | 0 | 0 | 0 | 0 | 0 | 0 | 0 | 0 | 0 | 0 | 0 | 0 | 0 | 0 | 0 | 0 | 0 | 0 | 0 | 0 | 0
PG&E NGBA | Windsor | 60 | 0 | 0 | 0 | 0 | 0 |  |  |  | 0 | 0 | 0 | 0 | 0 | 0 |  | 0 | 0 | 0 | 0 | 0 |  |  |  | 0 | 0 | 0 | 0 | 0 | 0 | 0 | 0 | 0 | 0 | 0 | 0 | 0 | 0 | 0 | 0 | 0 | 0 | 0 | 0 | 0
PG&E NGBA | Woodland | 115 | 0 | 0 | 0 | 0 | 0 |  |  |  | 0 | 0 | 12 | 0 | 0 | 0 |  | 0 | 0 | 0 | 0 | 0 |  |  |  | 0 | 0 | 12 | 0 | 0 | 0 | 0 | 0 | 0 | 0 | 0 | 0 | 0 | 0 | 0 | 0 | 0 | 0 | 0 | 0 | 0
PG&E FRESNO | Woodward | 115 | 0 | 0 | 0 | 0 | 0 |  |  |  | 0 | 0 | 0 | 0 | 0 | 0 |  | 0 | 0 | 0 | 0 | 0 |  |  |  | 0 | 0 | 0 | 0 | 0 | 0 | 0 | 0 | 0 | 0 | 0 | 0 | 0 | 0 | 0 | 0 | 0 | 0 | 0 | 0 | 0
PG&E NGBA | Wyandotte | 115 | 0 | 0 | 0 | 0 | 0 |  |  |  | 0 | 0 | 0 | 0 | 0 | 0 |  | 0 | 0 | 0 | 0 | 0 |  |  |  | 0 | 0 | 0 | 0 | 0 | 0 | 0 | 0 | 0 | 0 | 0 | 0 | 0 | 0 | 0 | 0 | 0 | 0 | 0 | 0 | 0

## PreviousTPP_Criteria_README
7. Consistency with Prior TPP Portfolios Overview
Criteria Purpose | Busbar allocations for equivalent TPP cases should be relatively consistent year to year: for example, Base Cases from one year to the next; and Policy-driven Sensitivity Cases exploring the same issue from one year to the next. Where large changes are necessary, the reasons for these should be clear. Staff should consider whether changes are occurring due to exogenous factors (e.g., demand or resource cost shifts) or due to modeling margin of error. Where significant reductions are proposed in the resource mapping from one year to the next, these should be explicitly justified.
24-25 TPP Base Case | The 2024-25 TPP Base Case Portfolio mapping results serves as the reference for this criteria analysis. It is the previous base case and the 2034 results are compared to the proposed portfolios 2035 results, while the 24-25 TPP's 2039 results are compared to the 2040 results.
Baseline Differences | The 2025-26 TPP Base Case Portfolio used the same IRP-RESOLVE baseline as the proposed 25-26 TPP portfolios, thus a direct comparison can be made between the two portfolios.
Comparison Years | Analysis is done for the 2036 and 2041 model years with separate tabs for each year.
Criteria Definition | See pages 37 of the Busbar Mapping Methodology document (see README tab) for detail on criteria alignment levels for Consistency with Prior TPP Portfolio Criteria Thresholds.
Criteria Alignment Levels
Level | Alignment Requirements
1 | Mapped resources amount is greater than or equal to the amount in most similar previous TPP portfolio.
2 | Mapped resources amount is greater than or equal to the FCDS and Total amounts mapped in the previous base case. Since, only the 25-26 TPP base case is being compared, this alignment level is unused.
3 | Mapped resources amount is only slightly less (100 MW or 10%) than the FCDS or total mapped in previous base case.
4 | Mapped resources amount is significantly less (500 MW or 33%) than in previous base case.
5 | Mapped resources amount is significantly less (500 MW or 33%) than in previous base case and mapped to a substation within a constraint with a previously identified and approved transmission upgrade.
Tabs for Analysis
PreviousTPP_Summary_byArea |  | Summary of mapped portfolio's alignment with 25-25 TPP base case by CAISO study area for both 2035 and 2041
PreviousTPP_Alignment_Summary |  | Summary of number of substations by resource type and study area that have previous TPP baseline alignment flags
Previous_TPP_Analysis_2036 |  | Alignment analysis for 26-27 TPP mapped results for 2036 model year
Previous_TPP_Analysis_2041 |  | Alignment analysis for 26-27 TPP mapped results for 2041 model year
Previous_TPP_BaseCase |  | Mapped resources by sub for the 25-26 TPP Base Case 2035 and 2040 model years

## PreviousTPP_Summary_byArea
The tables below summarize the mapping results for both 2036 and 2041 compared to the previous 25-26 TPP base case portfolio's 2035 and 2040 study years by CAISO study area.
Mapping Results Compared to 24-25 TPP Base Case by CAISO Study Area
CAISO Study Area | Resource Type | Total Res (2035) | Total Res (2040) | 24-25 TPP (2034) | 24-25 TPP (2039) | CAISO Study Area | Resource Type | Total Res (2035) | Total Res (2040) | 24-25 TPP (2034) | 24-25 TPP (2039)
PG&E North of Greater Bay | Geothermal (MW) | 2890 | 2890 | 98 | 98 | PG&E Fresno | Geothermal (MW) | 270 | 270 | 0 | 0 | Geothermal | FCDS | PG&E NGBA | PG&E FRESNO |  | PG&E NGBA
| Biomass (MW) | 0 | 0 | 95.55 | 95.55 |  | Biomass (MW) | 0 | 0 | 6 | 6 | Biomass | FCDS | PG&E NGBA | PG&E FRESNO |  | PG&E GBA
| OnshoreWind (MW) | 711.7 | 1591.7 | 1689.7 | 1689.7 |  | OnshoreWind (MW) | 69.3 | 69.3 | 300 | 300 | Wind | Total | PG&E NGBA | PG&E FRESNO |  | PG&E FRESNO
| OOS Wind (MW) | 0 | 0 | 0 | 0 |  | OOS Wind (MW) | 0 | 0 | 0 | 0 | OOS Wind | Total | PG&E NGBA | PG&E FRESNO |  | PG&E KERN
| Offshore Wind (MW) | 0 | 1607 | 0 | 0 |  | Offshore Wind (MW) | 0 | 0 | 0 | 0 | Offshore Wind | Total | PG&E NGBA | PG&E FRESNO |  | SCE Northern
| Solar (MW) | 1545.229 | 1545.229 | 296.9 | 1251.9 |  | Solar (MW) | 3881.36 | 6541.36 | 2180.75 | 10190.75 | Solar | Total | PG&E NGBA | PG&E FRESNO | Distributed Solar | SCE Metro
| Battery-4hr (MW) | 362.7 | 362.7 | 0 | 0 |  | Battery-4hr (MW) | 979.6 | 979.6 | 0 | 0 | Battery_4hr | FCDS | PG&E NGBA | PG&E FRESNO |  | SCE NOL
| Battery-8hr (MW) | 0 | 0 | 95 | 305 |  | Battery-8hr (MW) | 2436 | 2436 | 615 | 2375 | Battery_8hr | FCDS | PG&E NGBA | PG&E FRESNO |  | EOP
| LDES (MW) | 0 | 0 | 0 | 0 |  | LDES (MW) | 0 | 0 | 140 | 140 | LDES | FCDS | PG&E NGBA | PG&E FRESNO |  | SCE Eastern
| Zone Total (MW) | 5509.629 | 7996.629 | 2275.15 | 3440.15 |  | Zone Total (MW) | 7636.26 | 10296.26 | 3241.75 | 13011.75 | [5 empty] | SDGE
PG&E Greater Bay | Geothermal (MW) | 30 | 30 | 0 | 0 | PG&E Kern | Geothermal (MW) | 0 | 0 | 0 | 0 | Geothermal | FCDS | PG&E GBA | PG&E KERN
| Biomass (MW) | 0 | 0 | 2.1 | 2.1 |  | Biomass (MW) | 0 | 0 | 9.3 | 9.3 | Biomass | FCDS | PG&E GBA | PG&E KERN
| OnshoreWind (MW) | 230 | 230 | 440.25 | 440.25 |  | OnshoreWind (MW) | 0 | 0 | 0 | 0 | Wind | Total | PG&E GBA | PG&E KERN
| OOS Wind (MW) | 0 | 4000 | 0 | 0 |  | OOS Wind (MW) | 0 | 0 | 0 | 0 | OOS Wind | Total | PG&E GBA | PG&E KERN
| Offshore Wind (MW) | 0 | 0 | 0 | 0 |  | Offshore Wind (MW) | 2924 | 2924 | 0 | 0 | Offshore Wind | Total | PG&E GBA | PG&E KERN
| Solar (MW) | 980.475 | 1210.475 | 168.3 | 920.3 |  | Solar (MW) | 9708.72 | 9708.72 | 1654.75 | 4349.75 | Solar | Total | PG&E GBA | PG&E KERN | Distributed Solar
| Battery-4hr (MW) | 628 | 628 | 0 | 0 |  | Battery-4hr (MW) | 398.1 | 398.1 | 0 | 0 | Battery_4hr | FCDS | PG&E GBA | PG&E KERN
| Battery-8hr (MW) | 90.7 | 95.7 | 236.08 | 1058.28 |  | Battery-8hr (MW) | 355 | 355 | 360 | 1090 | Battery_8hr | FCDS | PG&E GBA | PG&E KERN
| LDES (MW) | 170 | 170 | 310 | 310 |  | LDES (MW) | 820 | 820 | 0 | 0 | LDES | FCDS | PG&E GBA | PG&E KERN
| Zone Total (MW) | 2129.175 | 6364.175 | 1156.73 | 2730.93 |  | Zone Total (MW) | 14205.82 | 14205.82 | 2024.05 | 5449.05
SCE Northern Area | Geothermal (MW) | 0 | 0 | 0 | 0 | East of Pisgah | Geothermal (MW) | 868 | 868 | 517.3 | 517.3 | Geothermal | FCDS | SCE Northern | EOP
| Biomass (MW) | 0 | 0 | 0 | 0 |  | Biomass (MW) | 0 | 0 | 0 | 0 | Biomass | FCDS | SCE Northern | EOP
| OnshoreWind (MW) | 0 | 0 | 200 | 200 |  | OnshoreWind (MW) | 321 | 321 | 918.5 | 918.5 | Wind | Total | SCE Northern | EOP
| OOS Wind (MW) | 0 | 0 | 0 | 0 |  | OOS Wind (MW) | 4100 | 4100 | 4100 | 4100 | OOS Wind | Total | SCE Northern | EOP
| Offshore Wind (MW) | 0 | 0 | 0 | 0 |  | Offshore Wind (MW) | 0 | 0 | 0 | 0 | Offshore Wind | Total | SCE Northern | EOP
| Solar (MW) | 5840 | 6770 | 0 | 150 |  | Solar (MW) | 6198 | 6698 | 1087 | 3887 | Solar | Total | SCE Northern | EOP | Distributed Solar
| Battery-4hr (MW) | 1884 | 1884 | 0 | 0 |  | Battery-4hr (MW) | 685 | 685 | 0 | 0 | Battery_4hr | FCDS | SCE Northern | EOP
| Battery-8hr (MW) | 523 | 523 | 0 | 250 |  | Battery-8hr (MW) | 734.5 | 734.5 | 260 | 1295 | Battery_8hr | FCDS | SCE Northern | EOP
| LDES (MW) | 1380 | 1380 | 0 | 0 |  | LDES (MW) | 1100 | 1100 | 0 | 0 | LDES | FCDS | SCE Northern | EOP
| Zone Total (MW) | 9627 | 10557 | 200 | 600 |  | Zone Total (MW) | 14006.5 | 14506.5 | 6882.8 | 10717.8
SCE Metro | Geothermal (MW) | 203 | 203 | 23 | 23 | SCE Eastern | Geothermal (MW) | 30 | 37 | 500 | 500 | Geothermal | FCDS | SCE Metro | SCE Eastern
| Biomass (MW) | 0 | 0 | 0 | 0 |  | Biomass (MW) | 0 | 0 | 0 | 0 | Biomass | FCDS | SCE Metro | SCE Eastern
| OnshoreWind (MW) | 0 | 0 | 0 | 0 |  | OnshoreWind (MW) | 323 | 3323 | 267.5 | 267.5 | Wind | Total | SCE Metro | SCE Eastern
| OOS Wind (MW) | 0 | 3000 | 1750 | 1750 |  | OOS Wind (MW) | 2936 | 2936 | 1414 | 1414 | OOS Wind | Total | SCE Metro | SCE Eastern
| Offshore Wind (MW) | 0 | 0 | 0 | 0 |  | Offshore Wind (MW) | 0 | 0 | 0 | 0 | Offshore Wind | Total | SCE Metro | SCE Eastern
| Solar (MW) | 490.6 | 890.6 | 0 | 0 |  | Solar (MW) | 4760 | 6090 | 0 | 2380 | Solar | Total | SCE Metro | SCE Eastern | Distributed Solar
| Battery-4hr (MW) | 1589 | 1589 | 0 | 0 |  | Battery-4hr (MW) | 1370.016 | 1370.016 | 0 | 0 | Battery_4hr | FCDS | SCE Metro | SCE Eastern
| Battery-8hr (MW) | 6526.5 | 6526.5 | 0 | 600 |  | Battery-8hr (MW) | 100 | 100 | 0 | 580 | Battery_8hr | FCDS | SCE Metro | SCE Eastern
| LDES (MW) | 100 | 100 | 0 | 0 |  | LDES (MW) | 900 | 900 | 0 | 0 | LDES | FCDS | SCE Metro | SCE Eastern
| Zone Total (MW) | 8909.1 | 12309.1 | 1773 | 2373 |  | Zone Total (MW) | 10419.016 | 14756.016 | 2181.5 | 5141.5
SCE North of Lugo | Geothermal (MW) | 116.8 | 116.8 | 0 | 0 | SDG&E | Geothermal (MW) | 530 | 530 | 100 | 100 | Geothermal | FCDS | SCE NOL | SDGE
| Biomass (MW) | 0 | 0 | 1.5 | 1.5 |  | Biomass (MW) | 0 | 0 | 0 | 0 | Biomass | FCDS | SCE NOL | SDGE
| OnshoreWind (MW) | 0 | 0 | 362.18 | 362.18 |  | OnshoreWind (MW) | 990 | 2290 | 1515.8 | 1515.8 | Wind | Total | SCE NOL | SDGE
| OOS Wind (MW) | 0 | 0 | 0 | 0 |  | OOS Wind (MW) | 0 | 0 | 0 | 0 | OOS Wind | Total | SCE NOL | SDGE
| Offshore Wind (MW) | 0 | 0 | 0 | 0 |  | Offshore Wind (MW) | 0 | 0 | 0 | 0 | Offshore Wind | Total | SCE NOL | SDGE
| Solar (MW) | 421.8 | 421.8 | 618 | 1322 |  | Solar (MW) | 14170 | 14400 | 393.6 | 1931.6 | Solar | Total | SCE NOL | SDGE | Distributed Solar
| Battery-4hr (MW) | 542 | 542 | 0 | 0 |  | Battery-4hr (MW) | 1251.21 | 1251.21 | 0 | 0 | Battery_4hr | FCDS | SCE NOL | SDGE
| Battery-8hr (MW) | 6 | 6 | 97 | 427 |  | Battery-8hr (MW) | 1114.4 | 868.7 | 50 | 780 | Battery_8hr | FCDS | SCE NOL | SDGE
| LDES (MW) | 286 | 286 | 0 | 0 |  | LDES (MW) | 500 | 500 | 0 | 0 | LDES | FCDS | SCE NOL | SDGE
| Zone Total (MW) | 1372.6 | 1372.6 | 1078.68 | 2112.68 |  | Zone Total (MW) | 18555.61 | 19839.91 | 2059.4 | 4327.4

## PreviousTPP_Alignment_Summary
The tables below summarize the number of substations with non-alignment flags for having less resources mapped than in the previous 25-26 TPP base case by CAISO study area and resource type. There are separate tables comparing the 2036 initial mapping results to the 25-26 TPP's 2035 mapping results and initial 2041 mapping results to the 25-26 TPP's 2040 mapping results.
|  | PG&E NGBA | PG&E GBA | PG&E FRESNO | PG&E KERN | SCE Northern | SCE Metro | SCE NOL | EOP | SCE Eastern | SDGE
2036 Portfolio Mapping – Number of substations by CAISO study area with less resources mapped
Resource Type | Level of Decrease at Sub | PG&E North of Greater Bay | PG&E Greater Bay | PG&E Fresno | PG&E Kern | SCE Northern Area | SCE Metro | SCE North of Lugo | East of Pisgah | SCE Eastern | SDG&E | Notes
Geothermal | Slight* | 0 | 0 | 0 | 0 | 0 | 0 | 0 | 0 | 0 | 0
| Significant** | 4 | 0 | 0 | 0 | 0 | 0 | 0 | 0 | 1 | 1
Biomass | Slight | 0 | 0 | 0 | 0 | 0 | 0 | 0 | 0 | 0 | 0
| Significant | 14 | 2 | 3 | 4 | 0 | 0 | 1 | 0 | 0 | 0
Wind, Onshore | Slight | 0 | 0 | 0 | 0 | 0 | 0 | 0 | 0 | 0 | 1
| Significant | 6 | 4 | 2 | 0 | 1 | 0 | 2 | 2 | 0 | 2
OOS Wind | Slight | 0 | 0 | 0 | 0 | 0 | 0 | 0 | 0 | 0 | 0
| Significant | 0 | 0 | 0 | 0 | 0 | 1 | 0 | 0 | 0 | 0
Offshore Wind | Slight | 0 | 0 | 0 | 0 | 0 | 0 | 0 | 0 | 0 | 0
| Significant | 0 | 0 | 0 | 0 | 0 | 0 | 0 | 0 | 0 | 0
Distributed_Solar | Slight | 0 | 0 | 0 | 0 | 0 | 0 | 0 | 0 | 0 | 0
| Significant | 4 | 7 | 6 | 5 | 0 | 0 | 1 | 0 | 0 | 1
Solar | Slight | 0 | 0 | 0 | 0 | 0 | 0 | 0 | 0 | 0 | 1
| Significant | 2 | 1 | 6 | 3 | 0 | 0 | 2 | 0 | 0 | 0
Total Battery | Slight | 0 | 0 | 0 | 0 | 0 | 0 | 0 | 0 | 0 | 0
| Significant | 2 | 4 | 5 | 3 | 0 | 0 | 1 | 2 | 0 | 1
LDES | Slight | 0 | 0 | 0 | 0 | 0 | 0 | 0 | 0 | 0 | 0
| Significant | 0 | 1 | 1 | 0 | 0 | 0 | 0 | 0 | 0 | 0
*<100 MW or <10% (level-3 alignment)
**<500 MW or <33% (level-4 or -5 alignment)
|  | PG&E NGBA | PG&E GBA | PG&E FRESNO | PG&E KERN | SCE Northern | SCE Metro | SCE NOL | EOP | SCE Eastern | SDGE
2041 Mapping – Number of substations by CAISO study area with less resources mapped
Resource Type | Level of Decrease at Sub | PG&E North of Greater Bay | PG&E Greater Bay | PG&E Fresno | PG&E Kern | SCE Northern Area | SCE Metro | SCE North of Lugo | East of Pisgah | SCE Eastern | SDG&E
Geothermal | Slight* | 0 | 0 | 0 | 0 | 0 | 0 | 0 | 0 | 0 | 0
| Significant** | 4 | 0 | 0 | 0 | 0 | 0 | 0 | 0 | 1 | 1
Biomass | Slight | 0 | 0 | 0 | 0 | 0 | 0 | 0 | 0 | 0 | 0
| Significant | 14 | 2 | 3 | 4 | 0 | 0 | 1 | 0 | 0 | 0
Wind, Onshore | Slight | 0 | 0 | 0 | 0 | 0 | 0 | 0 | 0 | 0 | 1
| Significant | 6 | 4 | 2 | 0 | 1 | 0 | 2 | 2 | 0 | 1
OOS Wind | Slight | 0 | 0 | 0 | 0 | 0 | 0 | 0 | 0 | 0 | 0
| Significant | 0 | 0 | 0 | 0 | 0 | 0 | 0 | 0 | 0 | 0
Offshore Wind | Slight | 0 | 0 | 0 | 0 | 0 | 0 | 0 | 0 | 0 | 0
| Significant | 0 | 0 | 0 | 0 | 0 | 0 | 0 | 0 | 0 | 0
Distributed_Solar | Slight | 0 | 0 | 0 | 0 | 0 | 0 | 0 | 0 | 0 | 0
| Significant | 4 | 7 | 6 | 5 | 0 | 0 | 1 | 0 | 0 | 1
Solar | Slight | 0 | 0 | 1 | 1 | 0 | 0 | 0 | 1 | 1 | 1
| Significant | 4 | 4 | 14 | 3 | 0 | 0 | 3 | 2 | 0 | 2
Total Battery | Slight | 0 | 0 | 0 | 0 | 0 | 0 | 0 | 0 | 0 | 0
| Significant | 4 | 8 | 14 | 5 | 1 | 0 | 2 | 7 | 2 | 3
LDES | Slight | 0 | 0 | 0 | 0 | 0 | 0 | 0 | 0 | 0 | 0
| Significant | 0 | 1 | 1 | 0 | 0 | 0 | 0 | 0 | 0 | 0
*100 MW or 10% less (level-3 alignment)
**500 MW or 33% less (level-4 or -5 alignment)

## PreviousTPP_Analysis_2036
Consistency with previous the 25-26 TPP base case for the mapped 2036 portfolio. Criteria alignment flags are shown by resources and substation in columns BO through BY. | [49 empty] | MW | Percentage | Flag
[48 empty] | Slightly Less |  | -100 | 10% | 1
|  |  | Sum of In-Development and Generic Portfollio Resources in 2036 mapping | [19 empty] | Amount Mapped in 25-26 TPP Base Case (2035) | [21 empty] | Difference Flag Calculator |  |  | Signifcantly Less |  | -500 | 33% | 2 | [12 empty] | Criteria Alignment Level by Resource
|  |  | Geothermal | Biomass | Wind | Wind | Wind | OOS Wind | OOS Wind | OOS Wind | Offshore Wind | Offshore Wind | Offshore Wind | Distributed Solar | Solar | Solar | Solar | Battery_4hr | Battery_8hr | Battery | LDES | Has |  | Geothermal | Biomass | Wind | Wind | Wind | OOS Wind | OOS Wind | OOS Wind | Offshore Wind | Offshore Wind | Offshore Wind | Distributed Solar | Solar | Solar | Solar | Battery_4hr | Battery_8hr | Battery | LDES | Has | Has Approved |  | Geothermal | Biomass | Wind | Wind | Wind | OOS Wind | OOS Wind | OOS Wind | Offshore Wind | Offshore Wind | Offshore Wind | Distributed Solar | Solar | Solar | Solar | Battery_4hr | Battery_8hr | Battery | LDES |  | Geothermal | Biomass | Wind | OOS Wind | Offshore Wind | Distributed Solar | Solar | Battery_4hr | Battery_8hr | Battery | LDES | Has Non-
CAISO Study Area | Substation | Voltage | FCDS | FCDS | FCDS | EODS | Total | FCDS | EODS | Total | FCDS | EODS | Total | EODS | FCDS | EODS | Total | FCDS | FCDS | Total | FCDS | Res |  | FCDS | FCDS | FCDS | EODS | Total | FCDS | EODS | Total | FCDS | EODS | Total | FCDS | FCDS | EODS | Total | FCDS | FCDS | Total | FCDS | Res | TPP Upgrade |  | FCDS | FCDS | FCDS | EODS | Total | FCDS | EODS | Total | FCDS | EODS | Total | FCDS | FCDS | EODS | Total | FCDS | FCDS | Total | FCDS |  | Alignment Level | Alignment Level | Alignment Level | Alignment Level | Alignment Level | Alignment Level | Alignment Level | Alignment Level | Alignment Level | Alignment Level | Alignment Level | Alignment
PG&E KERN | 7th Standard | 115 | 0 | 0 | 0 | 0 | 0 | 0 | 0 | 0 | 0 | 0 | 0 | 0 | 110 | 120 | 230 | 0 | 0 | 0 | 0 | 1 |  | 0 | 0 | 0 | 0 | 0 | 0 | 0 | 0 | 0 | 0 | 0 | 0 | 0 | 0 | 0 | 0 | 0 | 0 | 0 | 0 | 0 |  | 0 | 0 | 0 | 0 | 0 | 0 | 0 | 0 | 0 | 0 | 0 | 0 | 0 | 0 | 0 | 0 | 0 | 0 | 0 |  | 1 | 1 | 1 | 1 | 1 | 1 | 1 | 1 | 1 | 1 | 1 | 0
SCE Metro | Alamitos | 230 | 0 | 0 | 0 | 0 | 0 | 0 | 0 | 0 | 0 | 0 | 0 | 0 | 0 | 0 | 0 | 82 | 188 | 270 | 0 | 1 |  | 0 | 0 | 0 | 0 | 0 | 0 | 0 | 0 | 0 | 0 | 0 | 0 | 0 | 0 | 0 | 0 | 0 | 0 | 0 | 0 | 0 |  | 0 | 0 | 0 | 0 | 0 | 0 | 0 | 0 | 0 | 0 | 0 | 0 | 0 | 0 | 0 | 0 | 0 | 0 | 0 |  | 1 | 1 | 1 | 1 | 1 | 1 | 1 | 1 | 1 | 1 | 1 | 0
SCE Eastern | Alberhill | 115 | 0 | 0 | 0 | 0 | 0 | 0 | 0 | 0 | 0 | 0 | 0 | 0 | 0 | 0 | 0 | 0 | 0 | 0 | 50 | 1 |  | 0 | 0 | 0 | 0 | 0 | 0 | 0 | 0 | 0 | 0 | 0 | 0 | 0 | 0 | 0 | 0 | 0 | 0 | 0 | 0 | 1 |  | 0 | 0 | 0 | 0 | 0 | 0 | 0 | 0 | 0 | 0 | 0 | 0 | 0 | 0 | 0 | 0 | 0 | 0 | 0 |  | 1 | 1 | 1 | 1 | 1 | 1 | 1 | 1 | 1 | 1 | 1 | 0
SCE Eastern | Alberhill | 500 | 0 | 0 | 0 | 0 | 0 | 0 | 0 | 0 | 0 | 0 | 0 | 0 | 0 | 0 | 0 | 0 | 0 | 0 | 0 | 0 |  | 0 | 0 | 0 | 0 | 0 | 0 | 0 | 0 | 0 | 0 | 0 | 0 | 0 | 0 | 0 | 0 | 0 | 0 | 0 | 0 | 1 |  | 0 | 0 | 0 | 0 | 0 | 0 | 0 | 0 | 0 | 0 | 0 | 0 | 0 | 0 | 0 | 0 | 0 | 0 | 0 |  | 1 | 1 | 1 | 1 | 1 | 1 | 1 | 1 | 1 | 1 | 1 | 0
PG&E GBA | Alhambra | 115 | 0 | 0 | 0 | 0 | 0 | 0 | 0 | 0 | 0 | 0 | 0 | 0 | 90 | 0 | 90 | 0 | 0 | 0 | 0 | 1 |  | 0 | 0 | 0 | 0 | 0 | 0 | 0 | 0 | 0 | 0 | 0 | 0 | 0 | 0 | 0 | 0 | 0 | 0 | 0 | 0 | 1 |  | 0 | 0 | 0 | 0 | 0 | 0 | 0 | 0 | 0 | 0 | 0 | 0 | 0 | 0 | 0 | 0 | 0 | 0 | 0 |  | 1 | 1 | 1 | 1 | 1 | 1 | 1 | 1 | 1 | 1 | 1 | 0
PG&E FRESNO | Alpaugh | 115 | 0 | 0 | 0 | 0 | 0 | 0 | 0 | 0 | 0 | 0 | 0 | 0 | 0 | 0 | 0 | 0 | 0 | 0 | 0 | 0 |  | 0 | 0 | 0 | 0 | 0 | 0 | 0 | 0 | 0 | 0 | 0 | 0 | 0 | 0 | 0 | 0 | 0 | 0 | 0 | 0 | 0 |  | 0 | 0 | 0 | 0 | 0 | 0 | 0 | 0 | 0 | 0 | 0 | 0 | 0 | 0 | 0 | 0 | 0 | 0 | 0 |  | 1 | 1 | 1 | 1 | 1 | 1 | 1 | 1 | 1 | 1 | 1 | 0
SDGE | Alpine | 69 | 0 | 0 | 0 | 0 | 0 | 0 | 0 | 0 | 0 | 0 | 0 | 0 | 0 | 0 | 0 | 6 | 0 | 6 | 0 | 1 |  | 0 | 0 | 0 | 0 | 0 | 0 | 0 | 0 | 0 | 0 | 0 | 0 | 0 | 0 | 0 | 0 | 0 | 0 | 0 | 0 | 3 |  | 0 | 0 | 0 | 0 | 0 | 0 | 0 | 0 | 0 | 0 | 0 | 0 | 0 | 0 | 0 | 0 | 0 | 0 | 0 |  | 1 | 1 | 1 | 1 | 1 | 1 | 1 | 1 | 1 | 1 | 1 | 0
PG&E GBA | Altamont Midway (Sandhill) | 230 | 0 | 0 | 0 | 0 | 0 | 0 | 0 | 0 | 0 | 0 | 0 | 0 | 0 | 0 | 0 | 0 | 0 | 0 | 0 | 0 |  | 0 | 0 | 5 | 0 | 5 | 0 | 0 | 0 | 0 | 0 | 0 | 0 | 0 | 0 | 0 | 0 | 0 | 0 | 0 | 1 | 0 |  | 0 | 0 | 2 | 0 | 2 | 0 | 0 | 0 | 0 | 0 | 0 | 0 | 0 | 0 | 0 | 0 | 0 | 0 | 0 |  | 1 | 1 | 4 | 1 | 1 | 1 | 1 | 1 | 1 | 1 | 1 | 1
SCE Northern | Antelope | 66 | 0 | 0 | 0 | 0 | 0 | 0 | 0 | 0 | 0 | 0 | 0 | 6 | 0 | 0 | 0 | 0 | 0 | 0 | 0 | 1 |  | 0 | 0 | 0 | 0 | 0 | 0 | 0 | 0 | 0 | 0 | 0 | 0 | 0 | 0 | 0 | 0 | 0 | 0 | 0 | 0 | 0 |  | 0 | 0 | 0 | 0 | 0 | 0 | 0 | 0 | 0 | 0 | 0 | 0 | 0 | 0 | 0 | 0 | 0 | 0 | 0 |  | 1 | 1 | 1 | 1 | 1 | 1 | 1 | 1 | 1 | 1 | 1 | 0
SCE Northern | Antelope | 230 | 0 | 0 | 0 | 0 | 0 | 0 | 0 | 0 | 0 | 0 | 0 | 0 | 0 | 0 | 0 | 0 | 0 | 0 | 0 | 0 |  | 0 | 0 | 200 | 0 | 200 | 0 | 0 | 0 | 0 | 0 | 0 | 0 | 0 | 0 | 0 | 0 | 0 | 0 | 0 | 1 | 0 |  | 0 | 0 | 2 | 0 | 2 | 0 | 0 | 0 | 0 | 0 | 0 | 0 | 0 | 0 | 0 | 0 | 0 | 0 | 0 |  | 1 | 1 | 4 | 1 | 1 | 1 | 1 | 1 | 1 | 1 | 1 | 1
SCE Northern | Antelope | 500 | 0 | 0 | 0 | 0 | 0 | 0 | 0 | 0 | 0 | 0 | 0 | 0 | 0 | 0 | 0 | 0 | 0 | 0 | 0 | 0 |  | 0 | 0 | 0 | 0 | 0 | 0 | 0 | 0 | 0 | 0 | 0 | 0 | 0 | 0 | 0 | 0 | 0 | 0 | 0 | 0 | 0 |  | 0 | 0 | 0 | 0 | 0 | 0 | 0 | 0 | 0 | 0 | 0 | 0 | 0 | 0 | 0 | 0 | 0 | 0 | 0 |  | 1 | 1 | 1 | 1 | 1 | 1 | 1 | 1 | 1 | 1 | 1 | 0
PG&E NGBA | Arcata | 60 | 0 | 0 | 0 | 0 | 0 | 0 | 0 | 0 | 0 | 0 | 0 | 4 | 0 | 0 | 0 | 2.5 | 0 | 2.5 | 0 | 1 |  | 0 | 0 | 0 | 0 | 0 | 0 | 0 | 0 | 0 | 0 | 0 | 0 | 0 | 0 | 0 | 0 | 0 | 0 | 0 | 0 | 0 |  | 0 | 0 | 0 | 0 | 0 | 0 | 0 | 0 | 0 | 0 | 0 | 0 | 0 | 0 | 0 | 0 | 0 | 0 | 0 |  | 1 | 1 | 1 | 1 | 1 | 1 | 1 | 1 | 1 | 1 | 1 | 0
PG&E KERN | Arco | 230 | 0 | 0 | 0 | 0 | 0 | 0 | 0 | 0 | 0 | 0 | 0 | 4.79 | 870 | 455 | 1325 | 0 | 0 | 0 | 0 | 1 |  | 0 | 0 | 0 | 0 | 0 | 0 | 0 | 0 | 0 | 0 | 0 | 0 | 125 | 399 | 524 | 0 | 125 | 125 | 0 | 1 | 0 |  | 0 | 0 | 0 | 0 | 0 | 0 | 0 | 0 | 0 | 0 | 0 | 0 | 0 | 0 | 0 | 0 | 2 | 2 | 0 |  | 1 | 1 | 1 | 1 | 1 | 1 | 1 | 1 | 4 | 4 | 1 | 1
PG&E KERN | Arco | 70 | 0 | 0 | 0 | 0 | 0 | 0 | 0 | 0 | 0 | 0 | 0 | 0 | 60 | 0 | 60 | 2 | 0 | 2 | 0 | 1 |  | 0 | 0 | 0 | 0 | 0 | 0 | 0 | 0 | 0 | 0 | 0 | 0 | 0 | 0 | 0 | 0 | 0 | 0 | 0 | 0 | 0 |  | 0 | 0 | 0 | 0 | 0 | 0 | 0 | 0 | 0 | 0 | 0 | 0 | 0 | 0 | 0 | 0 | 0 | 0 | 0 |  | 1 | 1 | 1 | 1 | 1 | 1 | 1 | 1 | 1 | 1 | 1 | 0
SCE Metro | ArcoGen | 230 | 0 | 0 | 0 | 0 | 0 | 0 | 0 | 0 | 0 | 0 | 0 | 0 | 486 | 0 | 486 | 0 | 0 | 0 | 0 | 1 |  | 0 | 0 | 0 | 0 | 0 | 0 | 0 | 0 | 0 | 0 | 0 | 0 | 0 | 0 | 0 | 0 | 0 | 0 | 0 | 0 | 0 |  | 0 | 0 | 0 | 0 | 0 | 0 | 0 | 0 | 0 | 0 | 0 | 0 | 0 | 0 | 0 | 0 | 0 | 0 | 0 |  | 1 | 1 | 1 | 1 | 1 | 1 | 1 | 1 | 1 | 1 | 1 | 0
SDGE | Artesian | 230 | 0 | 0 | 0 | 0 | 0 | 0 | 0 | 0 | 0 | 0 | 0 | 0 | 0 | 0 | 0 | 0 | 0 | 0 | 0 | 0 |  | 0 | 0 | 0 | 0 | 0 | 0 | 0 | 0 | 0 | 0 | 0 | 0 | 0 | 0 | 0 | 0 | 0 | 0 | 0 | 0 | 3 |  | 0 | 0 | 0 | 0 | 0 | 0 | 0 | 0 | 0 | 0 | 0 | 0 | 0 | 0 | 0 | 0 | 0 | 0 | 0 |  | 1 | 1 | 1 | 1 | 1 | 1 | 1 | 1 | 1 | 1 | 1 | 0
SDGE | Artesian | 69 | 0 | 0 | 0 | 0 | 0 | 0 | 0 | 0 | 0 | 0 | 0 | 0 | 0 | 0 | 0 | 0 | 0 | 0 | 0 | 0 |  | 0 | 0 | 0 | 0 | 0 | 0 | 0 | 0 | 0 | 0 | 0 | 0 | 0 | 0 | 0 | 0 | 0 | 0 | 0 | 0 | 2 |  | 0 | 0 | 0 | 0 | 0 | 0 | 0 | 0 | 0 | 0 | 0 | 0 | 0 | 0 | 0 | 0 | 0 | 0 | 0 |  | 1 | 1 | 1 | 1 | 1 | 1 | 1 | 1 | 1 | 1 | 1 | 0
PG&E FRESNO | Ashlan | 230 | 0 | 0 | 0 | 0 | 0 | 0 | 0 | 0 | 0 | 0 | 0 | 0 | 0 | 0 | 0 | 0 | 300 | 300 | 0 | 1 |  | 0 | 0 | 0 | 0 | 0 | 0 | 0 | 0 | 0 | 0 | 0 | 0 | 0 | 0 | 0 | 0 | 0 | 0 | 0 | 0 | 1 |  | 0 | 0 | 0 | 0 | 0 | 0 | 0 | 0 | 0 | 0 | 0 | 0 | 0 | 0 | 0 | 0 | 0 | 0 | 0 |  | 1 | 1 | 1 | 1 | 1 | 1 | 1 | 1 | 1 | 1 | 1 | 0
PG&E NGBA | Atlantic | 115 | 0 | 0 | 0 | 0 | 0 | 0 | 0 | 0 | 0 | 0 | 0 | 0 | 0 | 0 | 0 | 0 | 0 | 0 | 0 | 0 |  | 0 | 0 | 0 | 0 | 0 | 0 | 0 | 0 | 0 | 0 | 0 | 0 | 0 | 0 | 0 | 0 | 0 | 0 | 0 | 0 | 0 |  | 0 | 0 | 0 | 0 | 0 | 0 | 0 | 0 | 0 | 0 | 0 | 0 | 0 | 0 | 0 | 0 | 0 | 0 | 0 |  | 1 | 1 | 1 | 1 | 1 | 1 | 1 | 1 | 1 | 1 | 1 | 0
PG&E NGBA | Atlantic | 230 | 0 | 0 | 0 | 0 | 0 | 0 | 0 | 0 | 0 | 0 | 0 | 0 | 0 | 235 | 235 | 0 | 0 | 0 | 0 | 1 |  | 0 | 0 | 0 | 0 | 0 | 0 | 0 | 0 | 0 | 0 | 0 | 0 | 0 | 0 | 0 | 0 | 0 | 0 | 0 | 0 | 0 |  | 0 | 0 | 0 | 0 | 0 | 0 | 0 | 0 | 0 | 0 | 0 | 0 | 0 | 0 | 0 | 0 | 0 | 0 | 0 |  | 1 | 1 | 1 | 1 | 1 | 1 | 1 | 1 | 1 | 1 | 1 | 0
PG&E NGBA | Atlantic | 60 | 0 | 0 | 0 | 0 | 0 | 0 | 0 | 0 | 0 | 0 | 0 | 0 | 0 | 0 | 0 | 0 | 0 | 0 | 0 | 0 |  | 0 | 0 | 0 | 0 | 0 | 0 | 0 | 0 | 0 | 0 | 0 | 0 | 0 | 0 | 0 | 0 | 0 | 0 | 0 | 0 | 0 |  | 0 | 0 | 0 | 0 | 0 | 0 | 0 | 0 | 0 | 0 | 0 | 0 | 0 | 0 | 0 | 0 | 0 | 0 | 0 |  | 1 | 1 | 1 | 1 | 1 | 1 | 1 | 1 | 1 | 1 | 1 | 0
PG&E FRESNO | Atwater | 115 | 0 | 0 | 0 | 0 | 0 | 0 | 0 | 0 | 0 | 0 | 0 | 2 | 0 | 0 | 0 | 0 | 0 | 0 | 0 | 1 |  | 0 | 0 | 0 | 0 | 0 | 0 | 0 | 0 | 0 | 0 | 0 | 0 | 0 | 0 | 0 | 0 | 0 | 0 | 0 | 0 | 1 |  | 0 | 0 | 0 | 0 | 0 | 0 | 0 | 0 | 0 | 0 | 0 | 0 | 0 | 0 | 0 | 0 | 0 | 0 | 0 |  | 1 | 1 | 1 | 1 | 1 | 1 | 1 | 1 | 1 | 1 | 1 | 0
PG&E GBA | Avena | 115 | 0 | 0 | 0 | 0 | 0 | 0 | 0 | 0 | 0 | 0 | 0 | 0 | 0 | 0 | 0 | 0 | 0 | 0 | 0 | 0 |  | 0 | 0 | 0 | 0 | 0 | 0 | 0 | 0 | 0 | 0 | 0 | 0 | 0 | 0 | 0 | 0 | 0 | 0 | 0 | 0 | 0 |  | 0 | 0 | 0 | 0 | 0 | 0 | 0 | 0 | 0 | 0 | 0 | 0 | 0 | 0 | 0 | 0 | 0 | 0 | 0 |  | 1 | 1 | 1 | 1 | 1 | 1 | 1 | 1 | 1 | 1 | 1 | 0
SDGE | Avocado | 69 | 0 | 0 | 0 | 0 | 0 | 0 | 0 | 0 | 0 | 0 | 0 | 0 | 0 | 0 | 0 | 0 | 0 | 0 | 0 | 0 |  | 0 | 0 | 0 | 0 | 0 | 0 | 0 | 0 | 0 | 0 | 0 | 0 | 0 | 0 | 0 | 0 | 0 | 0 | 0 | 0 | 2 |  | 0 | 0 | 0 | 0 | 0 | 0 | 0 | 0 | 0 | 0 | 0 | 0 | 0 | 0 | 0 | 0 | 0 | 0 | 0 |  | 1 | 1 | 1 | 1 | 1 | 1 | 1 | 1 | 1 | 1 | 1 | 0
PG&E NGBA | Bahia | 230 | 0 | 0 | 0 | 0 | 0 | 0 | 0 | 0 | 0 | 0 | 0 | 0 | 0 | 0 | 0 | 0 | 0 | 0 | 0 | 0 |  | 0 | 0 | 0 | 0 | 0 | 0 | 0 | 0 | 0 | 0 | 0 | 0 | 0 | 0 | 0 | 0 | 0 | 0 | 0 | 0 | 1 |  | 0 | 0 | 0 | 0 | 0 | 0 | 0 | 0 | 0 | 0 | 0 | 0 | 0 | 0 | 0 | 0 | 0 | 0 | 0 |  | 1 | 1 | 1 | 1 | 1 | 1 | 1 | 1 | 1 | 1 | 1 | 0
SCE Northern | Bailey | 230 | 0 | 0 | 0 | 0 | 0 | 0 | 0 | 0 | 0 | 0 | 0 | 0 | 0 | 0 | 0 | 0 | 0 | 0 | 0 | 0 |  | 0 | 0 | 0 | 0 | 0 | 0 | 0 | 0 | 0 | 0 | 0 | 0 | 0 | 0 | 0 | 0 | 0 | 0 | 0 | 0 | 0 |  | 0 | 0 | 0 | 0 | 0 | 0 | 0 | 0 | 0 | 0 | 0 | 0 | 0 | 0 | 0 | 0 | 0 | 0 | 0 |  | 1 | 1 | 1 | 1 | 1 | 1 | 1 | 1 | 1 | 1 | 1 | 0
SCE NOL | Baker | 115 | 0 | 0 | 0 | 0 | 0 | 0 | 0 | 0 | 0 | 0 | 0 | 0 | 0 | 0 | 0 | 0 | 0 | 0 | 0 | 0 |  | 0 | 0 | 0 | 0 | 0 | 0 | 0 | 0 | 0 | 0 | 0 | 0 | 0 | 0 | 0 | 0 | 0 | 0 | 0 | 0 | 3 |  | 0 | 0 | 0 | 0 | 0 | 0 | 0 | 0 | 0 | 0 | 0 | 0 | 0 | 0 | 0 | 0 | 0 | 0 | 0 |  | 1 | 1 | 1 | 1 | 1 | 1 | 1 | 1 | 1 | 1 | 1 | 0
PG&E KERN | Bakersfield | 230 | 0 | 0 | 0 | 0 | 0 | 0 | 0 | 0 | 0 | 0 | 0 | 0 | 440 | 320 | 760 | 0 | 0 | 0 | 0 | 1 |  | 0 | 0 | 0 | 0 | 0 | 0 | 0 | 0 | 0 | 0 | 0 | 0 | 0 | 0 | 0 | 0 | 0 | 0 | 0 | 0 | 0 |  | 0 | 0 | 0 | 0 | 0 | 0 | 0 | 0 | 0 | 0 | 0 | 0 | 0 | 0 | 0 | 0 | 0 | 0 | 0 |  | 1 | 1 | 1 | 1 | 1 | 1 | 1 | 1 | 1 | 1 | 1 | 0
PG&E FRESNO | Balch | 230 | 0 | 0 | 0 | 0 | 0 | 0 | 0 | 0 | 0 | 0 | 0 | 0 | 0 | 0 | 0 | 0 | 0 | 0 | 0 | 0 |  | 0 | 0 | 0 | 0 | 0 | 0 | 0 | 0 | 0 | 0 | 0 | 0 | 0 | 0 | 0 | 0 | 0 | 0 | 0 | 0 | 1 |  | 0 | 0 | 0 | 0 | 0 | 0 | 0 | 0 | 0 | 0 | 0 | 0 | 0 | 0 | 0 | 0 | 0 | 0 | 0 |  | 1 | 1 | 1 | 1 | 1 | 1 | 1 | 1 | 1 | 1 | 1 | 0
SCE Eastern | Bannister | 230 | 0 | 0 | 0 | 60 | 60 | 0 | 0 | 0 | 0 | 0 | 0 | 0 | 0 | 0 | 0 | 0 | 0 | 0 | 0 | 1 |  | 0 | 0 | 0 | 0 | 0 | 0 | 0 | 0 | 0 | 0 | 0 | 0 | 0 | 0 | 0 | 0 | 0 | 0 | 0 | 0 | 1 |  | 0 | 0 | 0 | 0 | 0 | 0 | 0 | 0 | 0 | 0 | 0 | 0 | 0 | 0 | 0 | 0 | 0 | 0 | 0 |  | 1 | 1 | 1 | 1 | 1 | 1 | 1 | 1 | 1 | 1 | 1 | 0
SCE Metro | Barre | 230 | 0 | 0 | 0 | 0 | 0 | 0 | 0 | 0 | 0 | 0 | 0 | 0 | 0 | 0 | 0 | 0 | 300 | 300 | 0 | 1 |  | 0 | 0 | 0 | 0 | 0 | 0 | 0 | 0 | 0 | 0 | 0 | 0 | 0 | 0 | 0 | 0 | 0 | 0 | 0 | 0 | 0 |  | 0 | 0 | 0 | 0 | 0 | 0 | 0 | 0 | 0 | 0 | 0 | 0 | 0 | 0 | 0 | 0 | 0 | 0 | 0 |  | 1 | 1 | 1 | 1 | 1 | 1 | 1 | 1 | 1 | 1 | 1 | 0
SDGE | Bay Boulevard | 69 | 0 | 0 | 0 | 0 | 0 | 0 | 0 | 0 | 0 | 0 | 0 | 0 | 0 | 0 | 0 | 0 | 0 | 0 | 0 | 0 |  | 0 | 0 | 0 | 0 | 0 | 0 | 0 | 0 | 0 | 0 | 0 | 0 | 0 | 0 | 0 | 0 | 0 | 0 | 0 | 0 | 4 |  | 0 | 0 | 0 | 0 | 0 | 0 | 0 | 0 | 0 | 0 | 0 | 0 | 0 | 0 | 0 | 0 | 0 | 0 | 0 |  | 1 | 1 | 1 | 1 | 1 | 1 | 1 | 1 | 1 | 1 | 1 | 0
SDGE | Bay Boulevard | 230 | 0 | 0 | 0 | 0 | 0 | 0 | 0 | 0 | 0 | 0 | 0 | 0 | 0 | 0 | 0 | 0 | 0 | 0 | 0 | 0 |  | 0 | 0 | 0 | 0 | 0 | 0 | 0 | 0 | 0 | 0 | 0 | 0 | 0 | 0 | 0 | 0 | 0 | 0 | 0 | 0 | 5 |  | 0 | 0 | 0 | 0 | 0 | 0 | 0 | 0 | 0 | 0 | 0 | 0 | 0 | 0 | 0 | 0 | 0 | 0 | 0 |  | 1 | 1 | 1 | 1 | 1 | 1 | 1 | 1 | 1 | 1 | 1 | 0
EOP | Beatty | 138 | 0 | 0 | 0 | 0 | 0 | 0 | 0 | 0 | 0 | 0 | 0 | 0 | 0 | 0 | 0 | 0 | 0 | 0 | 0 | 0 |  | 0 | 0 | 0 | 0 | 0 | 0 | 0 | 0 | 0 | 0 | 0 | 0 | 0 | 0 | 0 | 0 | 0 | 0 | 0 | 0 | 2 |  | 0 | 0 | 0 | 0 | 0 | 0 | 0 | 0 | 0 | 0 | 0 | 0 | 0 | 0 | 0 | 0 | 0 | 0 | 0 |  | 1 | 1 | 1 | 1 | 1 | 1 | 1 | 1 | 1 | 1 | 1 | 0
EOP | Beatty | 230 | 436 | 0 | 0 | 0 | 0 | 0 | 0 | 0 | 0 | 0 | 0 | 0 | 500 | 0 | 500 | 0 | 0 | 0 | 0 | 1 |  | 400 | 0 | 0 | 0 | 0 | 0 | 0 | 0 | 0 | 0 | 0 | 0 | 0 | 0 | 0 | 0 | 0 | 0 | 0 | 1 | 2 |  | 0 | 0 | 0 | 0 | 0 | 0 | 0 | 0 | 0 | 0 | 0 | 0 | 0 | 0 | 0 | 0 | 0 | 0 | 0 |  | 1 | 1 | 1 | 1 | 1 | 1 | 1 | 1 | 1 | 1 | 1 | 0
PG&E NGBA | Belden | 230 | 0 | 0 | 0 | 0 | 0 | 0 | 0 | 0 | 0 | 0 | 0 | 0 | 0 | 0 | 0 | 0 | 0 | 0 | 0 | 0 |  | 0 | 0 | 0 | 0 | 0 | 0 | 0 | 0 | 0 | 0 | 0 | 0 | 0 | 0 | 0 | 0 | 0 | 0 | 0 | 0 | 0 |  | 0 | 0 | 0 | 0 | 0 | 0 | 0 | 0 | 0 | 0 | 0 | 0 | 0 | 0 | 0 | 0 | 0 | 0 | 0 |  | 1 | 1 | 1 | 1 | 1 | 1 | 1 | 1 | 1 | 1 | 1 | 0
PG&E NGBA | Bell | 115 | 0 | 0 | 0 | 0 | 0 | 0 | 0 | 0 | 0 | 0 | 0 | 0 | 0 | 0 | 0 | 0 | 0 | 0 | 0 | 0 |  | 0 | 0 | 0 | 0 | 0 | 0 | 0 | 0 | 0 | 0 | 0 | 0 | 0 | 0 | 0 | 0 | 0 | 0 | 0 | 0 | 0 |  | 0 | 0 | 0 | 0 | 0 | 0 | 0 | 0 | 0 | 0 | 0 | 0 | 0 | 0 | 0 | 0 | 0 | 0 | 0 |  | 1 | 1 | 1 | 1 | 1 | 1 | 1 | 1 | 1 | 1 | 1 | 0
PG&E NGBA | Bellevue | 115 | 0 | 0 | 0 | 0 | 0 | 0 | 0 | 0 | 0 | 0 | 0 | 0 | 0 | 0 | 0 | 0 | 0 | 0 | 0 | 0 |  | 0 | 0 | 0 | 0 | 0 | 0 | 0 | 0 | 0 | 0 | 0 | 0 | 0 | 0 | 0 | 0 | 0 | 0 | 0 | 0 | 1 |  | 0 | 0 | 0 | 0 | 0 | 0 | 0 | 0 | 0 | 0 | 0 | 0 | 0 | 0 | 0 | 0 | 0 | 0 | 0 |  | 1 | 1 | 1 | 1 | 1 | 1 | 1 | 1 | 1 | 1 | 1 | 0
PG&E GBA | Bellota | 115 | 0 | 0 | 0 | 0 | 0 | 0 | 0 | 0 | 0 | 0 | 0 | 0 | 0 | 0 | 0 | 0 | 0 | 0 | 0 | 0 |  | 0 | 0 | 0 | 0 | 0 | 0 | 0 | 0 | 0 | 0 | 0 | 0 | 0 | 0 | 0 | 0 | 0 | 0 | 0 | 0 | 0 |  | 0 | 0 | 0 | 0 | 0 | 0 | 0 | 0 | 0 | 0 | 0 | 0 | 0 | 0 | 0 | 0 | 0 | 0 | 0 |  | 1 | 1 | 1 | 1 | 1 | 1 | 1 | 1 | 1 | 1 | 1 | 0
PG&E GBA | Bellota | 230 | 0 | 0 | 0 | 0 | 0 | 0 | 0 | 0 | 0 | 0 | 0 | 0 | 0 | 0 | 0 | 0 | 0 | 0 | 0 | 0 |  | 0 | 0 | 0 | 0 | 0 | 0 | 0 | 0 | 0 | 0 | 0 | 0 | 0 | 0 | 0 | 0 | 0 | 0 | 310 | 1 | 0 |  | 0 | 0 | 0 | 0 | 0 | 0 | 0 | 0 | 0 | 0 | 0 | 0 | 0 | 0 | 0 | 0 | 0 | 0 | 2 |  | 1 | 1 | 1 | 1 | 1 | 1 | 1 | 1 | 1 | 1 | 4 | 1
SCE Northern | Big Creek | 230 | 0 | 0 | 0 | 0 | 0 | 0 | 0 | 0 | 0 | 0 | 0 | 0 | 192 | 0 | 192 | 0 | 0 | 0 | 100 | 1 |  | 0 | 0 | 0 | 0 | 0 | 0 | 0 | 0 | 0 | 0 | 0 | 0 | 0 | 0 | 0 | 0 | 0 | 0 | 0 | 0 | 0 |  | 0 | 0 | 0 | 0 | 0 | 0 | 0 | 0 | 0 | 0 | 0 | 0 | 0 | 0 | 0 | 0 | 0 | 0 | 0 |  | 1 | 1 | 1 | 1 | 1 | 1 | 1 | 1 | 1 | 1 | 1 | 0
PG&E FRESNO | Biola | 70 | 0 | 0 | 0 | 0 | 0 | 0 | 0 | 0 | 0 | 0 | 0 | 0 | 0 | 0 | 0 | 0 | 78 | 78 | 0 | 1 |  | 0 | 0 | 0 | 0 | 0 | 0 | 0 | 0 | 0 | 0 | 0 | 0 | 0 | 0 | 0 | 0 | 0 | 0 | 0 | 0 | 1 |  | 0 | 0 | 0 | 0 | 0 | 0 | 0 | 0 | 0 | 0 | 0 | 0 | 0 | 0 | 0 | 0 | 0 | 0 | 0 |  | 1 | 1 | 1 | 1 | 1 | 1 | 1 | 1 | 1 | 1 | 1 | 0
PG&E GBA | Birds Landing | 230 | 0 | 0 | 0 | 0 | 0 | 0 | 0 | 0 | 0 | 0 | 0 | 0 | 0 | 0 | 0 | 0 | 0 | 0 | 0 | 0 |  | 0 | 0 | 144 | 107 | 251 | 0 | 0 | 0 | 0 | 0 | 0 | 0 | 0 | 150 | 150 | 0 | 25 | 25 | 0 | 1 | 0 |  | 0 | 0 | 2 | 2 | 2 | 0 | 0 | 0 | 0 | 0 | 0 | 0 | 0 | 2 | 2 | 0 | 2 | 2 | 0 |  | 1 | 1 | 4 | 1 | 1 | 1 | 4 | 1 | 4 | 4 | 1 | 1
SCE Northern | Bliss | 66 | 0 | 0 | 0 | 0 | 0 | 0 | 0 | 0 | 0 | 0 | 0 | 0 | 0 | 0 | 0 | 0 | 0 | 0 | 0 | 0 |  | 0 | 0 | 0 | 0 | 0 | 0 | 0 | 0 | 0 | 0 | 0 | 0 | 0 | 0 | 0 | 0 | 0 | 0 | 0 | 0 | 0 |  | 0 | 0 | 0 | 0 | 0 | 0 | 0 | 0 | 0 | 0 | 0 | 0 | 0 | 0 | 0 | 0 | 0 | 0 | 0 |  | 1 | 1 | 1 | 1 | 1 | 1 | 1 | 1 | 1 | 1 | 1 | 0
SCE Eastern | Blythe | 161 | 0 | 0 | 0 | 0 | 0 | 0 | 0 | 0 | 0 | 0 | 0 | 0 | 0 | 160 | 160 | 160 | 0 | 160 | 0 | 1 |  | 0 | 0 | 0 | 0 | 0 | 0 | 0 | 0 | 0 | 0 | 0 | 0 | 0 | 0 | 0 | 0 | 0 | 0 | 0 | 0 | 2 |  | 0 | 0 | 0 | 0 | 0 | 0 | 0 | 0 | 0 | 0 | 0 | 0 | 0 | 0 | 0 | 0 | 0 | 0 | 0 |  | 1 | 1 | 1 | 1 | 1 | 1 | 1 | 1 | 1 | 1 | 1 | 0
PG&E NGBA | Bogue | 115 | 0 | 0 | 0 | 0 | 0 | 0 | 0 | 0 | 0 | 0 | 0 | 0 | 0 | 0 | 0 | 0 | 0 | 0 | 0 | 0 |  | 0 | 0 | 0 | 0 | 0 | 0 | 0 | 0 | 0 | 0 | 0 | 0 | 0 | 0 | 0 | 0 | 0 | 0 | 0 | 0 | 0 |  | 0 | 0 | 0 | 0 | 0 | 0 | 0 | 0 | 0 | 0 | 0 | 0 | 0 | 0 | 0 | 0 | 0 | 0 | 0 |  | 1 | 1 | 1 | 1 | 1 | 1 | 1 | 1 | 1 | 1 | 1 | 0
PG&E FRESNO | Borden | 230 | 0 | 0 | 0 | 0 | 0 | 0 | 0 | 0 | 0 | 0 | 0 | 0 | 0 | 0 | 0 | 0 | 0 | 0 | 0 | 0 |  | 0 | 0 | 0 | 0 | 0 | 0 | 0 | 0 | 0 | 0 | 0 | 0 | 95 | 100 | 195 | 0 | 20 | 20 | 0 | 1 | 2 |  | 0 | 0 | 0 | 0 | 0 | 0 | 0 | 0 | 0 | 0 | 0 | 0 | 2 | 2 | 2 | 0 | 2 | 2 | 0 |  | 1 | 1 | 1 | 1 | 1 | 1 | 5 | 1 | 5 | 5 | 1 | 1
PG&E FRESNO | Borden | 70 | 0 | 0 | 0 | 0 | 0 | 0 | 0 | 0 | 0 | 0 | 0 | 0 | 0 | 0 | 0 | 0 | 0 | 0 | 0 | 0 |  | 0 | 0 | 0 | 0 | 0 | 0 | 0 | 0 | 0 | 0 | 0 | 4.5 | 0 | 0 | 0 | 0 | 0 | 0 | 0 | 1 | 2 |  | 0 | 0 | 0 | 0 | 0 | 0 | 0 | 0 | 0 | 0 | 0 | 2 | 0 | 0 | 0 | 0 | 0 | 0 | 0 |  | 1 | 1 | 1 | 1 | 1 | 5 | 1 | 1 | 1 | 1 | 1 | 1
SDGE | Boulevard East | 138 | 0 | 0 | 180 | 0 | 180 | 0 | 0 | 0 | 0 | 0 | 0 | 0 | 20 | 10 | 30 | 0 | 0 | 0 | 0 | 1 |  | 0 | 0 | 60 | 3.3 | 63.3 | 0 | 0 | 0 | 0 | 0 | 0 | 0 | 0 | 0 | 0 | 0 | 0 | 0 | 0 | 1 | 4 |  | 0 | 0 | 0 | 2 | 0 | 0 | 0 | 0 | 0 | 0 | 0 | 0 | 0 | 0 | 0 | 0 | 0 | 0 | 0 |  | 1 | 1 | 1 | 1 | 1 | 1 | 1 | 1 | 1 | 1 | 1 | 0
SDGE | Boulevard East | 69 | 0 | 0 | 0 | 0 | 0 | 0 | 0 | 0 | 0 | 0 | 0 | 0 | 0 | 17.4 | 17.4 | 17.4 | 0 | 17.4 | 0 | 1 |  | 0 | 0 | 0 | 0 | 0 | 0 | 0 | 0 | 0 | 0 | 0 | 0 | 0 | 22.6 | 22.6 | 0 | 0 | 0 | 0 | 1 | 4 |  | 0 | 0 | 0 | 0 | 0 | 0 | 0 | 0 | 0 | 0 | 0 | 0 | 0 | 1 | 1 | 0 | 0 | 0 | 0 |  | 1 | 1 | 1 | 1 | 1 | 1 | 3 | 1 | 1 | 1 | 1 | 1
PG&E GBA | Brentwood | 230 | 0 | 0 | 0 | 0 | 0 | 0 | 0 | 0 | 0 | 0 | 0 | 2 | 0 | 50 | 50 | 0 | 0 | 0 | 0 | 1 |  | 0 | 0 | 0 | 0 | 0 | 0 | 0 | 0 | 0 | 0 | 0 | 0 | 0 | 0 | 0 | 0 | 0 | 0 | 0 | 0 | 0 |  | 0 | 0 | 0 | 0 | 0 | 0 | 0 | 0 | 0 | 0 | 0 | 0 | 0 | 0 | 0 | 0 | 0 | 0 | 0 |  | 1 | 1 | 1 | 1 | 1 | 1 | 1 | 1 | 1 | 1 | 1 | 0
PG&E NGBA | Bridgeville | 115 | 0 | 0 | 0 | 0 | 0 | 0 | 0 | 0 | 0 | 0 | 0 | 0 | 0 | 0 | 0 | 0 | 0 | 0 | 0 | 0 |  | 0 | 8 | 0 | 0 | 0 | 0 | 0 | 0 | 0 | 0 | 0 | 0 | 0 | 0 | 0 | 0 | 0 | 0 | 0 | 1 | 0 |  | 0 | 2 | 0 | 0 | 0 | 0 | 0 | 0 | 0 | 0 | 0 | 0 | 0 | 0 | 0 | 0 | 0 | 0 | 0 |  | 1 | 4 | 1 | 1 | 1 | 1 | 1 | 1 | 1 | 1 | 1 | 1
PG&E NGBA | Brighton | 115 | 0 | 0 | 0 | 0 | 0 | 0 | 0 | 0 | 0 | 0 | 0 | 0 | 0 | 0 | 0 | 0 | 0 | 0 | 0 | 0 |  | 0 | 0 | 0 | 0 | 0 | 0 | 0 | 0 | 0 | 0 | 0 | 0 | 0 | 0 | 0 | 0 | 0 | 0 | 0 | 0 | 1 |  | 0 | 0 | 0 | 0 | 0 | 0 | 0 | 0 | 0 | 0 | 0 | 0 | 0 | 0 | 0 | 0 | 0 | 0 | 0 |  | 1 | 1 | 1 | 1 | 1 | 1 | 1 | 1 | 1 | 1 | 1 | 0
PG&E NGBA | Brighton | 230 | 0 | 0 | 0 | 0 | 0 | 0 | 0 | 0 | 0 | 0 | 0 | 0 | 0 | 0 | 0 | 0 | 0 | 0 | 0 | 0 |  | 0 | 0 | 0 | 0 | 0 | 0 | 0 | 0 | 0 | 0 | 0 | 0 | 0 | 0 | 0 | 0 | 0 | 0 | 0 | 0 | 1 |  | 0 | 0 | 0 | 0 | 0 | 0 | 0 | 0 | 0 | 0 | 0 | 0 | 0 | 0 | 0 | 0 | 0 | 0 | 0 |  | 1 | 1 | 1 | 1 | 1 | 1 | 1 | 1 | 1 | 1 | 1 | 0
PG&E NGBA | Brunswick | 115 | 0 | 0 | 0 | 0 | 0 | 0 | 0 | 0 | 0 | 0 | 0 | 0 | 0 | 0 | 0 | 0 | 0 | 0 | 0 | 0 |  | 0 | 0 | 0 | 0 | 0 | 0 | 0 | 0 | 0 | 0 | 0 | 1.9 | 0 | 0 | 0 | 0 | 0 | 0 | 0 | 1 | 0 |  | 0 | 0 | 0 | 0 | 0 | 0 | 0 | 0 | 0 | 0 | 0 | 2 | 0 | 0 | 0 | 0 | 0 | 0 | 0 |  | 1 | 1 | 1 | 1 | 1 | 4 | 1 | 1 | 1 | 1 | 1 | 1
PG&E NGBA | Bucks Creek | 230 | 0 | 0 | 0 | 0 | 0 | 0 | 0 | 0 | 0 | 0 | 0 | 0 | 0 | 0 | 0 | 0 | 0 | 0 | 0 | 0 |  | 0 | 0 | 0 | 0 | 0 | 0 | 0 | 0 | 0 | 0 | 0 | 0 | 0 | 0 | 0 | 0 | 0 | 0 | 0 | 0 | 0 |  | 0 | 0 | 0 | 0 | 0 | 0 | 0 | 0 | 0 | 0 | 0 | 0 | 0 | 0 | 0 | 0 | 0 | 0 | 0 |  | 1 | 1 | 1 | 1 | 1 | 1 | 1 | 1 | 1 | 1 | 1 | 0
PG&E KERN | Buena Vista | 230 | 0 | 0 | 0 | 0 | 0 | 0 | 0 | 0 | 0 | 0 | 0 | 0 | 895 | 555 | 1450 | 0 | 100 | 100 | 0 | 1 |  | 0 | 0 | 0 | 0 | 0 | 0 | 0 | 0 | 0 | 0 | 0 | 0 | 0 | 0 | 0 | 0 | 0 | 0 | 0 | 0 | 0 |  | 0 | 0 | 0 | 0 | 0 | 0 | 0 | 0 | 0 | 0 | 0 | 0 | 0 | 0 | 0 | 0 | 0 | 0 | 0 |  | 1 | 1 | 1 | 1 | 1 | 1 | 1 | 1 | 1 | 1 | 1 | 0
PG&E FRESNO | Bullard | 115 | 0 | 0 | 0 | 0 | 0 | 0 | 0 | 0 | 0 | 0 | 0 | 0 | 0 | 0 | 0 | 0 | 0 | 0 | 0 | 0 |  | 0 | 0 | 0 | 0 | 0 | 0 | 0 | 0 | 0 | 0 | 0 | 0 | 0 | 0 | 0 | 0 | 0 | 0 | 0 | 0 | 2 |  | 0 | 0 | 0 | 0 | 0 | 0 | 0 | 0 | 0 | 0 | 0 | 0 | 0 | 0 | 0 | 0 | 0 | 0 | 0 |  | 1 | 1 | 1 | 1 | 1 | 1 | 1 | 1 | 1 | 1 | 1 | 0
PG&E GBA | Burlingame | 115 | 0 | 0 | 50 | 0 | 50 | 0 | 0 | 0 | 0 | 0 | 0 | 0 | 60 | 0 | 60 | 0 | 0 | 0 | 0 | 1 |  | 0 | 0 | 0 | 0 | 0 | 0 | 0 | 0 | 0 | 0 | 0 | 0 | 0 | 0 | 0 | 0 | 0 | 0 | 0 | 0 | 1 |  | 0 | 0 | 0 | 0 | 0 | 0 | 0 | 0 | 0 | 0 | 0 | 0 | 0 | 0 | 0 | 0 | 0 | 0 | 0 |  | 1 | 1 | 1 | 1 | 1 | 1 | 1 | 1 | 1 | 1 | 1 | 0
PG&E NGBA | Burney Forest | 230 | 40 | 0 | 0 | 0 | 0 | 0 | 0 | 0 | 0 | 0 | 0 | 0 | 0 | 0 | 0 | 0 | 0 | 0 | 0 | 1 |  | 0 | 11 | 0 | 0 | 0 | 0 | 0 | 0 | 0 | 0 | 0 | 0 | 0 | 0 | 0 | 0 | 0 | 0 | 0 | 1 | 0 |  | 0 | 2 | 0 | 0 | 0 | 0 | 0 | 0 | 0 | 0 | 0 | 0 | 0 | 0 | 0 | 0 | 0 | 0 | 0 |  | 1 | 4 | 1 | 1 | 1 | 1 | 1 | 1 | 1 | 1 | 1 | 1
PG&E NGBA | Butte | 115 | 0 | 0 | 0 | 0 | 0 | 0 | 0 | 0 | 0 | 0 | 0 | 0 | 0 | 0 | 0 | 0 | 0 | 0 | 0 | 0 |  | 0 | 0 | 0 | 0 | 0 | 0 | 0 | 0 | 0 | 0 | 0 | 0 | 0 | 0 | 0 | 0 | 0 | 0 | 0 | 0 | 0 |  | 0 | 0 | 0 | 0 | 0 | 0 | 0 | 0 | 0 | 0 | 0 | 0 | 0 | 0 | 0 | 0 | 0 | 0 | 0 |  | 1 | 1 | 1 | 1 | 1 | 1 | 1 | 1 | 1 | 1 | 1 | 0
PG&E KERN | Cabrillo | 115 | 0 | 0 | 0 | 0 | 0 | 0 | 0 | 0 | 0 | 0 | 0 | 0 | 0 | 80 | 80 | 0 | 0 | 0 | 0 | 1 |  | 0 | 0 | 0 | 0 | 0 | 0 | 0 | 0 | 0 | 0 | 0 | 0 | 0 | 0 | 0 | 0 | 0 | 0 | 0 | 0 | 1 |  | 0 | 0 | 0 | 0 | 0 | 0 | 0 | 0 | 0 | 0 | 0 | 0 | 0 | 0 | 0 | 0 | 0 | 0 | 0 |  | 1 | 1 | 1 | 1 | 1 | 1 | 1 | 1 | 1 | 1 | 1 | 0
PG&E FRESNO | Cal Flats | 230 | 0 | 0 | 0 | 0 | 0 | 0 | 0 | 0 | 0 | 0 | 0 | 0 | 0 | 0 | 0 | 0 | 0 | 0 | 0 | 0 |  | 0 | 0 | 0 | 0 | 0 | 0 | 0 | 0 | 0 | 0 | 0 | 0 | 0 | 0 | 0 | 0 | 0 | 0 | 0 | 0 | 0 |  | 0 | 0 | 0 | 0 | 0 | 0 | 0 | 0 | 0 | 0 | 0 | 0 | 0 | 0 | 0 | 0 | 0 | 0 | 0 |  | 1 | 1 | 1 | 1 | 1 | 1 | 1 | 1 | 1 | 1 | 1 | 0
SCE NOL | Calcite | 230 | 0 | 0 | 0 | 0 | 0 | 0 | 0 | 0 | 0 | 0 | 0 | 0 | 106 | 0 | 106 | 0 | 0 | 0 | 0 | 1 |  | 0 | 0 | 0 | 0 | 0 | 0 | 0 | 0 | 0 | 0 | 0 | 0 | 200 | 200 | 400 | 0 | 92 | 92 | 0 | 1 | 1 |  | 0 | 0 | 0 | 0 | 0 | 0 | 0 | 0 | 0 | 0 | 0 | 0 | 2 | 2 | 2 | 0 | 2 | 2 | 0 |  | 1 | 1 | 1 | 1 | 1 | 1 | 5 | 1 | 5 | 5 | 1 | 1
PG&E KERN | Caliente | 230 | 0 | 0 | 0 | 0 | 0 | 0 | 0 | 0 | 0 | 0 | 0 | 0 | 0 | 0 | 0 | 0 | 0 | 0 | 200 | 1 |  | 0 | 0 | 0 | 0 | 0 | 0 | 0 | 0 | 0 | 0 | 0 | 0 | 0 | 0 | 0 | 0 | 0 | 0 | 0 | 0 | 0 |  | 0 | 0 | 0 | 0 | 0 | 0 | 0 | 0 | 0 | 0 | 0 | 0 | 0 | 0 | 0 | 0 | 0 | 0 | 0 |  | 1 | 1 | 1 | 1 | 1 | 1 | 1 | 1 | 1 | 1 | 1 | 0
PG&E FRESNO | California Ave | 115 | 0 | 0 | 0 | 0 | 0 | 0 | 0 | 0 | 0 | 0 | 0 | 0 | 100 | 0 | 100 | 0 | 0 | 0 | 0 | 1 |  | 0 | 0 | 0 | 0 | 0 | 0 | 0 | 0 | 0 | 0 | 0 | 0 | 0 | 0 | 0 | 0 | 0 | 0 | 0 | 0 | 1 |  | 0 | 0 | 0 | 0 | 0 | 0 | 0 | 0 | 0 | 0 | 0 | 0 | 0 | 0 | 0 | 0 | 0 | 0 | 0 |  | 1 | 1 | 1 | 1 | 1 | 1 | 1 | 1 | 1 | 1 | 1 | 0
PG&E KERN | Callender | 115 | 0 | 0 | 0 | 0 | 0 | 0 | 0 | 0 | 0 | 0 | 0 | 0 | 0 | 0 | 0 | 0 | 0 | 0 | 0 | 0 |  | 0 | 0 | 0 | 0 | 0 | 0 | 0 | 0 | 0 | 0 | 0 | 0 | 0 | 0 | 0 | 0 | 0 | 0 | 0 | 0 | 0 |  | 0 | 0 | 0 | 0 | 0 | 0 | 0 | 0 | 0 | 0 | 0 | 0 | 0 | 0 | 0 | 0 | 0 | 0 | 0 |  | 1 | 1 | 1 | 1 | 1 | 1 | 1 | 1 | 1 | 1 | 1 | 0
PG&E NGBA | Calpella | 115 | 0 | 0 | 0 | 100 | 100 | 0 | 0 | 0 | 0 | 0 | 0 | 4 | 0 | 0 | 0 | 0 | 0 | 0 | 0 | 1 |  | 0 | 10 | 0 | 0 | 0 | 0 | 0 | 0 | 0 | 0 | 0 | 0 | 0 | 0 | 0 | 0 | 0 | 0 | 0 | 1 | 1 |  | 0 | 2 | 0 | 0 | 0 | 0 | 0 | 0 | 0 | 0 | 0 | 0 | 0 | 0 | 0 | 0 | 0 | 0 | 0 |  | 1 | 5 | 1 | 1 | 1 | 1 | 1 | 1 | 1 | 1 | 1 | 1
PG&E GBA | Camanche | 230 | 0 | 0 | 0 | 0 | 0 | 0 | 0 | 0 | 0 | 0 | 0 | 0 | 0 | 0 | 0 | 0 | 0 | 0 | 0 | 0 |  | 0 | 0 | 0 | 0 | 0 | 0 | 0 | 0 | 0 | 0 | 0 | 0 | 0 | 0 | 0 | 0 | 0 | 0 | 0 | 0 | 0 |  | 0 | 0 | 0 | 0 | 0 | 0 | 0 | 0 | 0 | 0 | 0 | 0 | 0 | 0 | 0 | 0 | 0 | 0 | 0 |  | 1 | 1 | 1 | 1 | 1 | 1 | 1 | 1 | 1 | 1 | 1 | 0
SDGE | Cameron | 69 | 0 | 0 | 0 | 0 | 0 | 0 | 0 | 0 | 0 | 0 | 0 | 0 | 0 | 0 | 0 | 0 | 0 | 0 | 0 | 0 |  | 0 | 0 | 0 | 0 | 0 | 0 | 0 | 0 | 0 | 0 | 0 | 0 | 0 | 0 | 0 | 0 | 0 | 0 | 0 | 0 | 3 |  | 0 | 0 | 0 | 0 | 0 | 0 | 0 | 0 | 0 | 0 | 0 | 0 | 0 | 0 | 0 | 0 | 0 | 0 | 0 |  | 1 | 1 | 1 | 1 | 1 | 1 | 1 | 1 | 1 | 1 | 1 | 0
SDGE | Cannon | 69 | 0 | 0 | 0 | 0 | 0 | 0 | 0 | 0 | 0 | 0 | 0 | 0 | 0 | 0 | 0 | 0 | 0 | 0 | 0 | 0 |  | 0 | 0 | 0 | 0 | 0 | 0 | 0 | 0 | 0 | 0 | 0 | 0 | 0 | 0 | 0 | 0 | 0 | 0 | 0 | 0 | 2 |  | 0 | 0 | 0 | 0 | 0 | 0 | 0 | 0 | 0 | 0 | 0 | 0 | 0 | 0 | 0 | 0 | 0 | 0 | 0 |  | 1 | 1 | 1 | 1 | 1 | 1 | 1 | 1 | 1 | 1 | 1 | 0
PG&E FRESNO | Cantua | 115 | 0 | 0 | 0 | 0 | 0 | 0 | 0 | 0 | 0 | 0 | 0 | 0 | 100 | 0 | 100 | 0 | 50 | 50 | 0 | 1 |  | 0 | 0 | 0 | 0 | 0 | 0 | 0 | 0 | 0 | 0 | 0 | 0 | 0 | 0 | 0 | 0 | 0 | 0 | 0 | 0 | 1 |  | 0 | 0 | 0 | 0 | 0 | 0 | 0 | 0 | 0 | 0 | 0 | 0 | 0 | 0 | 0 | 0 | 0 | 0 | 0 |  | 1 | 1 | 1 | 1 | 1 | 1 | 1 | 1 | 1 | 1 | 1 | 0
SDGE | Capistrano | 138 | 0 | 0 | 0 | 0 | 0 | 0 | 0 | 0 | 0 | 0 | 0 | 0 | 0 | 0 | 0 | 0 | 0 | 0 | 0 | 0 |  | 0 | 0 | 0 | 0 | 0 | 0 | 0 | 0 | 0 | 0 | 0 | 0 | 0 | 0 | 0 | 0 | 50 | 50 | 0 | 1 | 0 |  | 0 | 0 | 0 | 0 | 0 | 0 | 0 | 0 | 0 | 0 | 0 | 0 | 0 | 0 | 0 | 0 | 2 | 2 | 0 |  | 1 | 1 | 1 | 1 | 1 | 1 | 1 | 1 | 4 | 4 | 1 | 1
SDGE | Capistrano | 230 | 0 | 0 | 0 | 0 | 0 | 0 | 0 | 0 | 0 | 0 | 0 | 0 | 0 | 0 | 0 | 0 | 0 | 0 | 0 | 0 |  | 0 | 0 | 0 | 0 | 0 | 0 | 0 | 0 | 0 | 0 | 0 | 0 | 0 | 0 | 0 | 0 | 0 | 0 | 0 | 0 | 0 |  | 0 | 0 | 0 | 0 | 0 | 0 | 0 | 0 | 0 | 0 | 0 | 0 | 0 | 0 | 0 | 0 | 0 | 0 | 0 |  | 1 | 1 | 1 | 1 | 1 | 1 | 1 | 1 | 1 | 1 | 1 | 0
PG&E NGBA | Carberry | 230 | 0 | 0 | 0 | 0 | 0 | 0 | 0 | 0 | 0 | 0 | 0 | 0 | 0 | 0 | 0 | 0 | 0 | 0 | 0 | 0 |  | 0 | 3.6 | 0 | 0 | 0 | 0 | 0 | 0 | 0 | 0 | 0 | 0 | 0 | 0 | 0 | 0 | 0 | 0 | 0 | 1 | 0 |  | 0 | 2 | 0 | 0 | 0 | 0 | 0 | 0 | 0 | 0 | 0 | 0 | 0 | 0 | 0 | 0 | 0 | 0 | 0 |  | 1 | 4 | 1 | 1 | 1 | 1 | 1 | 1 | 1 | 1 | 1 | 1
SCE Eastern | Cardiff | 66 | 0 | 0 | 0 | 0 | 0 | 0 | 0 | 0 | 0 | 0 | 0 | 0 | 0 | 0 | 0 | 0 | 0 | 0 | 0 | 0 |  | 0 | 0 | 0 | 0 | 0 | 0 | 0 | 0 | 0 | 0 | 0 | 0 | 0 | 0 | 0 | 0 | 0 | 0 | 0 | 0 | 1 |  | 0 | 0 | 0 | 0 | 0 | 0 | 0 | 0 | 0 | 0 | 0 | 0 | 0 | 0 | 0 | 0 | 0 | 0 | 0 |  | 1 | 1 | 1 | 1 | 1 | 1 | 1 | 1 | 1 | 1 | 1 | 0
PG&E NGBA | Caribou | 60 | 0 | 0 | 0 | 0 | 0 | 0 | 0 | 0 | 0 | 0 | 0 | 0 | 0 | 0 | 0 | 0 | 0 | 0 | 0 | 0 |  | 0 | 10 | 0 | 0 | 0 | 0 | 0 | 0 | 0 | 0 | 0 | 0 | 0 | 0 | 0 | 0 | 0 | 0 | 0 | 1 | 0 |  | 0 | 2 | 0 | 0 | 0 | 0 | 0 | 0 | 0 | 0 | 0 | 0 | 0 | 0 | 0 | 0 | 0 | 0 | 0 |  | 1 | 4 | 1 | 1 | 1 | 1 | 1 | 1 | 1 | 1 | 1 | 1
PG&E NGBA | Caribou | 115 | 0 | 0 | 0 | 95 | 95 | 0 | 0 | 0 | 0 | 0 | 0 | 0 | 0 | 0 | 0 | 0 | 0 | 0 | 0 | 1 |  | 0 | 10 | 0 | 0 | 0 | 0 | 0 | 0 | 0 | 0 | 0 | 0 | 0 | 0 | 0 | 0 | 0 | 0 | 0 | 1 | 0 |  | 0 | 2 | 0 | 0 | 0 | 0 | 0 | 0 | 0 | 0 | 0 | 0 | 0 | 0 | 0 | 0 | 0 | 0 | 0 |  | 1 | 4 | 1 | 1 | 1 | 1 | 1 | 1 | 1 | 1 | 1 | 1
PG&E NGBA | Caribou | 230 | 0 | 0 | 0 | 0 | 0 | 0 | 0 | 0 | 0 | 0 | 0 | 0 | 0 | 0 | 0 | 0 | 0 | 0 | 0 | 0 |  | 0 | 0 | 0 | 0 | 0 | 0 | 0 | 0 | 0 | 0 | 0 | 0 | 0 | 0 | 0 | 0 | 0 | 0 | 0 | 0 | 0 |  | 0 | 0 | 0 | 0 | 0 | 0 | 0 | 0 | 0 | 0 | 0 | 0 | 0 | 0 | 0 | 0 | 0 | 0 | 0 |  | 1 | 1 | 1 | 1 | 1 | 1 | 1 | 1 | 1 | 1 | 1 | 0
EOP | Carpenter Canyon (fka Gamebird) | 138 | 0 | 0 | 0 | 0 | 0 | 0 | 0 | 0 | 0 | 0 | 0 | 0 | 0 | 0 | 0 | 0 | 0 | 0 | 0 | 0 |  | 0 | 0 | 0 | 0 | 0 | 0 | 0 | 0 | 0 | 0 | 0 | 0 | 0 | 0 | 0 | 0 | 0 | 0 | 0 | 0 | 2 |  | 0 | 0 | 0 | 0 | 0 | 0 | 0 | 0 | 0 | 0 | 0 | 0 | 0 | 0 | 0 | 0 | 0 | 0 | 0 |  | 1 | 1 | 1 | 1 | 1 | 1 | 1 | 1 | 1 | 1 | 1 | 0
EOP | Carpenter Canyon (fka Gamebird) | 230 | 0 | 0 | 0 | 0 | 0 | 0 | 0 | 0 | 0 | 0 | 0 | 0 | 550 | 180 | 730 | 0 | 36.5 | 36.5 | 0 | 1 |  | 0 | 0 | 0 | 0 | 0 | 0 | 0 | 0 | 0 | 0 | 0 | 0 | 20 | 180 | 200 | 0 | 60 | 60 | 0 | 1 | 2 |  | 0 | 0 | 0 | 0 | 0 | 0 | 0 | 0 | 0 | 0 | 0 | 0 | 0 | 0 | 0 | 0 | 2 | 2 | 0 |  | 1 | 1 | 1 | 1 | 1 | 1 | 1 | 1 | 5 | 5 | 1 | 1
PG&E NGBA | Carquinez | 115 | 0 | 0 | 0 | 0 | 0 | 0 | 0 | 0 | 0 | 0 | 0 | 0 | 0 | 0 | 0 | 0 | 0 | 0 | 0 | 0 |  | 0 | 0 | 0 | 0 | 0 | 0 | 0 | 0 | 0 | 0 | 0 | 0 | 0 | 0 | 0 | 0 | 0 | 0 | 0 | 0 | 1 |  | 0 | 0 | 0 | 0 | 0 | 0 | 0 | 0 | 0 | 0 | 0 | 0 | 0 | 0 | 0 | 0 | 0 | 0 | 0 |  | 1 | 1 | 1 | 1 | 1 | 1 | 1 | 1 | 1 | 1 | 1 | 0
SDGE | Carrizo Gorge | 138 | 0 | 0 | 0 | 0 | 0 | 0 | 0 | 0 | 0 | 0 | 0 | 0 | 0 | 0 | 0 | 70 | 0 | 70 | 0 | 1 |  | 0 | 0 | 0 | 0 | 0 | 0 | 0 | 0 | 0 | 0 | 0 | 0 | 0 | 0 | 0 | 0 | 0 | 0 | 0 | 0 | 4 |  | 0 | 0 | 0 | 0 | 0 | 0 | 0 | 0 | 0 | 0 | 0 | 0 | 0 | 0 | 0 | 0 | 0 | 0 | 0 |  | 1 | 1 | 1 | 1 | 1 | 1 | 1 | 1 | 1 | 1 | 1 | 0
PG&E KERN | Carrizo Plains | 115 | 0 | 0 | 0 | 0 | 0 | 0 | 0 | 0 | 0 | 0 | 0 | 0 | 0 | 0 | 0 | 0 | 0 | 0 | 100 | 1 |  | 0 | 0 | 0 | 0 | 0 | 0 | 0 | 0 | 0 | 0 | 0 | 0 | 0 | 0 | 0 | 0 | 0 | 0 | 0 | 0 | 0 |  | 0 | 0 | 0 | 0 | 0 | 0 | 0 | 0 | 0 | 0 | 0 | 0 | 0 | 0 | 0 | 0 | 0 | 0 | 0 |  | 1 | 1 | 1 | 1 | 1 | 1 | 1 | 1 | 1 | 1 | 1 | 0
PG&E KERN | Casaloma | 230 | 0 | 0 | 0 | 0 | 0 | 0 | 0 | 0 | 0 | 0 | 0 | 0 | 0 | 0 | 0 | 0 | 0 | 0 | 0 | 0 |  | 0 | 0 | 0 | 0 | 0 | 0 | 0 | 0 | 0 | 0 | 0 | 0 | 0 | 0 | 0 | 0 | 0 | 0 | 0 | 0 | 0 |  | 0 | 0 | 0 | 0 | 0 | 0 | 0 | 0 | 0 | 0 | 0 | 0 | 0 | 0 | 0 | 0 | 0 | 0 | 0 |  | 1 | 1 | 1 | 1 | 1 | 1 | 1 | 1 | 1 | 1 | 1 | 0
PG&E GBA | Castro Valley | 230 | 0 | 0 | 0 | 0 | 0 | 0 | 0 | 0 | 0 | 0 | 0 | 0 | 0 | 0 | 0 | 0 | 0 | 0 | 0 | 0 |  | 0 | 0 | 0 | 0 | 0 | 0 | 0 | 0 | 0 | 0 | 0 | 0 | 0 | 0 | 0 | 0 | 0 | 0 | 0 | 0 | 0 |  | 0 | 0 | 0 | 0 | 0 | 0 | 0 | 0 | 0 | 0 | 0 | 0 | 0 | 0 | 0 | 0 | 0 | 0 | 0 |  | 1 | 1 | 1 | 1 | 1 | 1 | 1 | 1 | 1 | 1 | 1 | 0
PG&E GBA | Cayetano | 230 | 0 | 0 | 0 | 0 | 0 | 0 | 0 | 0 | 0 | 0 | 0 | 0 | 0 | 0 | 0 | 0 | 0 | 0 | 0 | 0 |  | 0 | 0 | 0 | 0 | 0 | 0 | 0 | 0 | 0 | 0 | 0 | 0 | 0 | 0 | 0 | 0 | 0 | 0 | 0 | 0 | 0 |  | 0 | 0 | 0 | 0 | 0 | 0 | 0 | 0 | 0 | 0 | 0 | 0 | 0 | 0 | 0 | 0 | 0 | 0 | 0 |  | 1 | 1 | 1 | 1 | 1 | 1 | 1 | 1 | 1 | 1 | 1 | 0
SCE Metro | Center | 230 | 0 | 0 | 0 | 0 | 0 | 0 | 0 | 0 | 0 | 0 | 0 | 0 | 0 | 0 | 0 | 0 | 200 | 200 | 0 | 1 |  | 0 | 0 | 0 | 0 | 0 | 0 | 0 | 0 | 0 | 0 | 0 | 0 | 0 | 0 | 0 | 0 | 0 | 0 | 0 | 0 | 0 |  | 0 | 0 | 0 | 0 | 0 | 0 | 0 | 0 | 0 | 0 | 0 | 0 | 0 | 0 | 0 | 0 | 0 | 0 | 0 |  | 1 | 1 | 1 | 1 | 1 | 1 | 1 | 1 | 1 | 1 | 1 | 0
PG&E KERN | Charca | 115 | 0 | 0 | 0 | 0 | 0 | 0 | 0 | 0 | 0 | 0 | 0 | 4.62 | 0 | 0 | 0 | 0 | 0 | 0 | 0 | 1 |  | 0 | 0 | 0 | 0 | 0 | 0 | 0 | 0 | 0 | 0 | 0 | 0 | 0 | 0 | 0 | 0 | 0 | 0 | 0 | 0 | 0 |  | 0 | 0 | 0 | 0 | 0 | 0 | 0 | 0 | 0 | 0 | 0 | 0 | 0 | 0 | 0 | 0 | 0 | 0 | 0 |  | 1 | 1 | 1 | 1 | 1 | 1 | 1 | 1 | 1 | 1 | 1 | 0
EOP | Charleston | 138 | 0 | 0 | 0 | 0 | 0 | 0 | 0 | 0 | 0 | 0 | 0 | 0 | 0 | 0 | 0 | 0 | 0 | 0 | 0 | 0 |  | 0 | 0 | 0 | 0 | 0 | 0 | 0 | 0 | 0 | 0 | 0 | 0 | 0 | 0 | 0 | 0 | 0 | 0 | 0 | 0 | 2 |  | 0 | 0 | 0 | 0 | 0 | 0 | 0 | 0 | 0 | 0 | 0 | 0 | 0 | 0 | 0 | 0 | 0 | 0 | 0 |  | 1 | 1 | 1 | 1 | 1 | 1 | 1 | 1 | 1 | 1 | 1 | 0
SCE Metro | Chevmain | 230 | 0 | 0 | 0 | 0 | 0 | 0 | 0 | 0 | 0 | 0 | 0 | 0 | 0 | 0 | 0 | 0 | 500 | 500 | 0 | 1 |  | 0 | 0 | 0 | 0 | 0 | 0 | 0 | 0 | 0 | 0 | 0 | 0 | 0 | 0 | 0 | 0 | 0 | 0 | 0 | 0 | 0 |  | 0 | 0 | 0 | 0 | 0 | 0 | 0 | 0 | 0 | 0 | 0 | 0 | 0 | 0 | 0 | 0 | 0 | 0 | 0 |  | 1 | 1 | 1 | 1 | 1 | 1 | 1 | 1 | 1 | 1 | 1 | 0
SDGE | Chicarita | 138 | 0 | 0 | 0 | 0 | 0 | 0 | 0 | 0 | 0 | 0 | 0 | 0 | 0 | 0 | 0 | 0 | 0 | 0 | 0 | 0 |  | 0 | 0 | 0 | 0 | 0 | 0 | 0 | 0 | 0 | 0 | 0 | 0 | 0 | 0 | 0 | 0 | 0 | 0 | 0 | 0 | 3 |  | 0 | 0 | 0 | 0 | 0 | 0 | 0 | 0 | 0 | 0 | 0 | 0 | 0 | 0 | 0 | 0 | 0 | 0 | 0 |  | 1 | 1 | 1 | 1 | 1 | 1 | 1 | 1 | 1 | 1 | 1 | 0
SCE Metro | Chino | 230 | 0 | 0 | 0 | 0 | 0 | 0 | 0 | 0 | 0 | 0 | 0 | 0 | 0 | 0 | 0 | 225 | 0 | 225 | 0 | 1 |  | 0 | 0 | 0 | 0 | 0 | 0 | 0 | 0 | 0 | 0 | 0 | 0 | 0 | 0 | 0 | 0 | 0 | 0 | 0 | 0 | 0 |  | 0 | 0 | 0 | 0 | 0 | 0 | 0 | 0 | 0 | 0 | 0 | 0 | 0 | 0 | 0 | 0 | 0 | 0 | 0 |  | 1 | 1 | 1 | 1 | 1 | 1 | 1 | 1 | 1 | 1 | 1 | 0
PG&E FRESNO | Chowchilla | 115 | 0 | 0 | 0 | 0 | 0 | 0 | 0 | 0 | 0 | 0 | 0 | 7.56 | 50 | 0 | 50 | 0 | 50 | 50 | 0 | 1 |  | 0 | 0 | 0 | 0 | 0 | 0 | 0 | 0 | 0 | 0 | 0 | 0 | 0 | 0 | 0 | 0 | 50 | 50 | 0 | 1 | 2 |  | 0 | 0 | 0 | 0 | 0 | 0 | 0 | 0 | 0 | 0 | 0 | 0 | 0 | 0 | 0 | 0 | 0 | 0 | 0 |  | 1 | 1 | 1 | 1 | 1 | 1 | 1 | 1 | 1 | 1 | 1 | 0
PG&E GBA | Christie | 60 | 0 | 0 | 0 | 0 | 0 | 0 | 0 | 0 | 0 | 0 | 0 | 0 | 0 | 0 | 0 | 0 | 0 | 0 | 0 | 0 |  | 0 | 0 | 0 | 0 | 0 | 0 | 0 | 0 | 0 | 0 | 0 | 0 | 0 | 0 | 0 | 0 | 0 | 0 | 0 | 0 | 2 |  | 0 | 0 | 0 | 0 | 0 | 0 | 0 | 0 | 0 | 0 | 0 | 0 | 0 | 0 | 0 | 0 | 0 | 0 | 0 |  | 1 | 1 | 1 | 1 | 1 | 1 | 1 | 1 | 1 | 1 | 1 | 0
PG&E GBA | Christie | 115 | 0 | 0 | 0 | 0 | 0 | 0 | 0 | 0 | 0 | 0 | 0 | 0 | 0 | 0 | 0 | 0 | 0 | 0 | 0 | 0 |  | 0 | 0 | 0 | 0 | 0 | 0 | 0 | 0 | 0 | 0 | 0 | 0 | 0 | 0 | 0 | 0 | 0 | 0 | 0 | 0 | 1 |  | 0 | 0 | 0 | 0 | 0 | 0 | 0 | 0 | 0 | 0 | 0 | 0 | 0 | 0 | 0 | 0 | 0 | 0 | 0 |  | 1 | 1 | 1 | 1 | 1 | 1 | 1 | 1 | 1 | 1 | 1 | 0
SCE Eastern | Cielo Azul | 500 | 0 | 0 | 0 | 0 | 0 | 0 | 0 | 0 | 0 | 0 | 0 | 0 | 150 | 2325 | 2475 | 471.516 | 0 | 471.516 | 0 | 1 |  | 0 | 0 | 0 | 0 | 0 | 0 | 0 | 0 | 0 | 0 | 0 | 0 | 0 | 0 | 0 | 0 | 0 | 0 | 0 | 0 | 2 |  | 0 | 0 | 0 | 0 | 0 | 0 | 0 | 0 | 0 | 0 | 0 | 0 | 0 | 0 | 0 | 0 | 0 | 0 | 0 |  | 1 | 1 | 1 | 1 | 1 | 1 | 1 | 1 | 1 | 1 | 1 | 0
PG&E GBA | Clay | 60 | 0 | 0 | 0 | 0 | 0 | 0 | 0 | 0 | 0 | 0 | 0 | 0 | 0 | 0 | 0 | 0 | 0 | 0 | 0 | 0 |  | 0 | 0 | 0 | 0 | 0 | 0 | 0 | 0 | 0 | 0 | 0 | 0 | 0 | 0 | 0 | 0 | 0 | 0 | 0 | 0 | 0 |  | 0 | 0 | 0 | 0 | 0 | 0 | 0 | 0 | 0 | 0 | 0 | 0 | 0 | 0 | 0 | 0 | 0 | 0 | 0 |  | 1 | 1 | 1 | 1 | 1 | 1 | 1 | 1 | 1 | 1 | 1 | 0
PG&E GBA | Clayton | 115 | 0 | 0 | 0 | 0 | 0 | 0 | 0 | 0 | 0 | 0 | 0 | 0 | 0 | 0 | 0 | 0 | 0 | 0 | 0 | 0 |  | 0 | 0 | 0 | 0 | 0 | 0 | 0 | 0 | 0 | 0 | 0 | 0 | 0 | 0 | 0 | 0 | 0 | 0 | 0 | 0 | 0 |  | 0 | 0 | 0 | 0 | 0 | 0 | 0 | 0 | 0 | 0 | 0 | 0 | 0 | 0 | 0 | 0 | 0 | 0 | 0 |  | 1 | 1 | 1 | 1 | 1 | 1 | 1 | 1 | 1 | 1 | 1 | 0
PG&E NGBA | Cloverdale | 115 | 4.2 | 0 | 0 | 0 | 0 | 0 | 0 | 0 | 0 | 0 | 0 | 0 | 0 | 0 | 0 | 0 | 0 | 0 | 0 | 1 |  | 28 | 5.5 | 0 | 0 | 0 | 0 | 0 | 0 | 0 | 0 | 0 | 0 | 0 | 0 | 0 | 0 | 0 | 0 | 0 | 1 | 1 |  | 2 | 2 | 0 | 0 | 0 | 0 | 0 | 0 | 0 | 0 | 0 | 0 | 0 | 0 | 0 | 0 | 0 | 0 | 0 |  | 5 | 5 | 1 | 1 | 1 | 1 | 1 | 1 | 1 | 1 | 1 | 1
PG&E FRESNO | Clovis | 115 | 0 | 0 | 0 | 0 | 0 | 0 | 0 | 0 | 0 | 0 | 0 | 0 | 0 | 0 | 0 | 0 | 0 | 0 | 0 | 0 |  | 0 | 0 | 0 | 0 | 0 | 0 | 0 | 0 | 0 | 0 | 0 | 0 | 0 | 0 | 0 | 0 | 0 | 0 | 0 | 0 | 1 |  | 0 | 0 | 0 | 0 | 0 | 0 | 0 | 0 | 0 | 0 | 0 | 0 | 0 | 0 | 0 | 0 | 0 | 0 | 0 |  | 1 | 1 | 1 | 1 | 1 | 1 | 1 | 1 | 1 | 1 | 1 | 0
PG&E GBA | Coburn | 230 | 0 | 0 | 0 | 0 | 0 | 0 | 0 | 0 | 0 | 0 | 0 | 0 | 0 | 0 | 0 | 0 | 0 | 0 | 0 | 0 |  | 0 | 0 | 100 | 0 | 100 | 0 | 0 | 0 | 0 | 0 | 0 | 0 | 0 | 0 | 0 | 0 | 0 | 0 | 0 | 1 | 1 |  | 0 | 0 | 2 | 0 | 2 | 0 | 0 | 0 | 0 | 0 | 0 | 0 | 0 | 0 | 0 | 0 | 0 | 0 | 0 |  | 1 | 1 | 5 | 1 | 1 | 1 | 1 | 1 | 1 | 1 | 1 | 1
PG&E GBA | Coburn | 60 | 0 | 0 | 0 | 0 | 0 | 0 | 0 | 0 | 0 | 0 | 0 | 0 | 0 | 0 | 0 | 0 | 0 | 0 | 0 | 0 |  | 0 | 0 | 0 | 0 | 0 | 0 | 0 | 0 | 0 | 0 | 0 | 0 | 0 | 0 | 0 | 0 | 0 | 0 | 0 | 0 | 1 |  | 0 | 0 | 0 | 0 | 0 | 0 | 0 | 0 | 0 | 0 | 0 | 0 | 0 | 0 | 0 | 0 | 0 | 0 | 0 |  | 1 | 1 | 1 | 1 | 1 | 1 | 1 | 1 | 1 | 1 | 1 | 0
PG&E NGBA | Colgate | 230 | 0 | 0 | 0 | 0 | 0 | 0 | 0 | 0 | 0 | 0 | 0 | 0 | 0 | 0 | 0 | 0 | 0 | 0 | 0 | 0 |  | 0 | 5.5 | 0 | 0 | 0 | 0 | 0 | 0 | 0 | 0 | 0 | 0 | 0 | 0 | 0 | 0 | 0 | 0 | 0 | 1 | 0 |  | 0 | 2 | 0 | 0 | 0 | 0 | 0 | 0 | 0 | 0 | 0 | 0 | 0 | 0 | 0 | 0 | 0 | 0 | 0 |  | 1 | 4 | 1 | 1 | 1 | 1 | 1 | 1 | 1 | 1 | 1 | 1
PG&E GBA | Collierville | 230 | 0 | 0 | 0 | 0 | 0 | 0 | 0 | 0 | 0 | 0 | 0 | 0 | 0 | 0 | 0 | 0 | 0 | 0 | 0 | 0 |  | 0 | 0 | 0 | 0 | 0 | 0 | 0 | 0 | 0 | 0 | 0 | 0 | 0 | 0 | 0 | 0 | 0 | 0 | 0 | 0 | 0 |  | 0 | 0 | 0 | 0 | 0 | 0 | 0 | 0 | 0 | 0 | 0 | 0 | 0 | 0 | 0 | 0 | 0 | 0 | 0 |  | 1 | 1 | 1 | 1 | 1 | 1 | 1 | 1 | 1 | 1 | 1 | 0
PG&E GBA | Collinsville | 230 | 0 | 0 | 0 | 0 | 0 | 0 | 0 | 0 | 0 | 0 | 0 | 0 | 0 | 0 | 0 | 0 | 0 | 0 | 0 | 0 |  | 0 | 0 | 0 | 0 | 0 | 0 | 0 | 0 | 0 | 0 | 0 | 0 | 0 | 0 | 0 | 0 | 0 | 0 | 0 | 0 | 0 |  | 0 | 0 | 0 | 0 | 0 | 0 | 0 | 0 | 0 | 0 | 0 | 0 | 0 | 0 | 0 | 0 | 0 | 0 | 0 |  | 1 | 1 | 1 | 1 | 1 | 1 | 1 | 1 | 1 | 1 | 1 | 0
PG&E GBA | Collinsville | 500 | 0 | 0 | 0 | 0 | 0 | 0 | 0 | 0 | 0 | 0 | 0 | 0 | 0 | 0 | 0 | 0 | 0 | 0 | 0 | 0 |  | 0 | 0 | 0 | 0 | 0 | 0 | 0 | 0 | 0 | 0 | 0 | 0 | 0 | 0 | 0 | 0 | 0 | 0 | 0 | 0 | 0 |  | 0 | 0 | 0 | 0 | 0 | 0 | 0 | 0 | 0 | 0 | 0 | 0 | 0 | 0 | 0 | 0 | 0 | 0 | 0 |  | 1 | 1 | 1 | 1 | 1 | 1 | 1 | 1 | 1 | 1 | 1 | 0
SCE Eastern | Colorado River | 230 | 0 | 0 | 0 | 0 | 0 | 0 | 0 | 0 | 0 | 0 | 0 | 0 | 100 | 700 | 800 | 30 | 0 | 30 | 0 | 1 |  | 0 | 0 | 0 | 0 | 0 | 0 | 0 | 0 | 0 | 0 | 0 | 0 | 0 | 0 | 0 | 0 | 0 | 0 | 0 | 0 | 2 |  | 0 | 0 | 0 | 0 | 0 | 0 | 0 | 0 | 0 | 0 | 0 | 0 | 0 | 0 | 0 | 0 | 0 | 0 | 0 |  | 1 | 1 | 1 | 1 | 1 | 1 | 1 | 1 | 1 | 1 | 1 | 0
SCE Eastern | Colorado River | 500 | 0 | 0 | 0 | 0 | 0 | 0 | 0 | 0 | 0 | 0 | 0 | 0 | 0 | 0 | 0 | 0 | 0 | 0 | 0 | 0 |  | 0 | 0 | 0 | 0 | 0 | 0 | 0 | 0 | 0 | 0 | 0 | 0 | 0 | 0 | 0 | 0 | 0 | 0 | 0 | 0 | 2 |  | 0 | 0 | 0 | 0 | 0 | 0 | 0 | 0 | 0 | 0 | 0 | 0 | 0 | 0 | 0 | 0 | 0 | 0 | 0 |  | 1 | 1 | 1 | 1 | 1 | 1 | 1 | 1 | 1 | 1 | 1 | 0
PG&E KERN | Columbus | 115 | 0 | 0 | 0 | 0 | 0 | 0 | 0 | 0 | 0 | 0 | 0 | 0 | 100 | 130 | 230 | 0 | 20 | 20 | 0 | 1 |  | 0 | 0 | 0 | 0 | 0 | 0 | 0 | 0 | 0 | 0 | 0 | 0 | 0 | 0 | 0 | 0 | 0 | 0 | 0 | 0 | 0 |  | 0 | 0 | 0 | 0 | 0 | 0 | 0 | 0 | 0 | 0 | 0 | 0 | 0 | 0 | 0 | 0 | 0 | 0 | 0 |  | 1 | 1 | 1 | 1 | 1 | 1 | 1 | 1 | 1 | 1 | 1 | 0
PG&E GBA | Contra Costa | 115 | 0 | 0 | 0 | 0 | 0 | 0 | 0 | 0 | 0 | 0 | 0 | 0 | 0 | 0 | 0 | 0 | 0 | 0 | 0 | 0 |  | 0 | 0 | 0 | 0 | 0 | 0 | 0 | 0 | 0 | 0 | 0 | 0 | 0 | 0 | 0 | 0 | 0 | 0 | 0 | 0 | 0 |  | 0 | 0 | 0 | 0 | 0 | 0 | 0 | 0 | 0 | 0 | 0 | 0 | 0 | 0 | 0 | 0 | 0 | 0 | 0 |  | 1 | 1 | 1 | 1 | 1 | 1 | 1 | 1 | 1 | 1 | 1 | 0
PG&E GBA | Contra Costa | 230 | 0 | 0 | 0 | 0 | 0 | 0 | 0 | 0 | 0 | 0 | 0 | 0 | 0 | 0 | 0 | 0 | 0 | 0 | 0 | 0 |  | 0 | 0 | 0 | 0 | 0 | 0 | 0 | 0 | 0 | 0 | 0 | 0 | 0 | 0 | 0 | 0 | 0 | 0 | 0 | 0 | 0 |  | 0 | 0 | 0 | 0 | 0 | 0 | 0 | 0 | 0 | 0 | 0 | 0 | 0 | 0 | 0 | 0 | 0 | 0 | 0 |  | 1 | 1 | 1 | 1 | 1 | 1 | 1 | 1 | 1 | 1 | 1 | 0
PG&E GBA | Contra Costa PP | 230 | 0 | 0 | 0 | 0 | 0 | 0 | 0 | 0 | 0 | 0 | 0 | 0 | 0 | 0 | 0 | 0 | 0 | 0 | 0 | 0 |  | 0 | 0 | 0 | 0 | 0 | 0 | 0 | 0 | 0 | 0 | 0 | 0 | 0 | 0 | 0 | 0 | 0 | 0 | 0 | 0 | 0 |  | 0 | 0 | 0 | 0 | 0 | 0 | 0 | 0 | 0 | 0 | 0 | 0 | 0 | 0 | 0 | 0 | 0 | 0 | 0 |  | 1 | 1 | 1 | 1 | 1 | 1 | 1 | 1 | 1 | 1 | 1 | 0
SCE NOL | Control | 115 | 116.8 | 0 | 0 | 0 | 0 | 0 | 0 | 0 | 0 | 0 | 0 | 0 | 0 | 0 | 0 | 0 | 0 | 0 | 0 | 1 |  | 0 | 0 | 0 | 0 | 0 | 0 | 0 | 0 | 0 | 0 | 0 | 0 | 0 | 0 | 0 | 0 | 0 | 0 | 0 | 0 | 3 |  | 0 | 0 | 0 | 0 | 0 | 0 | 0 | 0 | 0 | 0 | 0 | 0 | 0 | 0 | 0 | 0 | 0 | 0 | 0 |  | 1 | 1 | 1 | 1 | 1 | 1 | 1 | 1 | 1 | 1 | 1 | 0
SCE NOL | Control | 55 | 0 | 0 | 0 | 0 | 0 | 0 | 0 | 0 | 0 | 0 | 0 | 0 | 0 | 0 | 0 | 0 | 0 | 0 | 0 | 0 |  | 0 | 0 | 0 | 0 | 0 | 0 | 0 | 0 | 0 | 0 | 0 | 0 | 0 | 0 | 0 | 0 | 0 | 0 | 0 | 0 | 3 |  | 0 | 0 | 0 | 0 | 0 | 0 | 0 | 0 | 0 | 0 | 0 | 0 | 0 | 0 | 0 | 0 | 0 | 0 | 0 |  | 1 | 1 | 1 | 1 | 1 | 1 | 1 | 1 | 1 | 1 | 1 | 0
PG&E GBA | Cooley Landing | 115 | 0 | 0 | 0 | 0 | 0 | 0 | 0 | 0 | 0 | 0 | 0 | 0 | 0 | 50 | 50 | 0 | 0 | 0 | 0 | 1 |  | 0 | 0 | 0 | 0 | 0 | 0 | 0 | 0 | 0 | 0 | 0 | 0 | 0 | 0 | 0 | 0 | 0 | 0 | 0 | 0 | 1 |  | 0 | 0 | 0 | 0 | 0 | 0 | 0 | 0 | 0 | 0 | 0 | 0 | 0 | 0 | 0 | 0 | 0 | 0 | 0 |  | 1 | 1 | 1 | 1 | 1 | 1 | 1 | 1 | 1 | 1 | 1 | 0
PG&E GBA | Cooley Landing | 60 | 0 | 0 | 0 | 0 | 0 | 0 | 0 | 0 | 0 | 0 | 0 | 0 | 0 | 0 | 0 | 0 | 0 | 0 | 0 | 0 |  | 0 | 0 | 0 | 0 | 0 | 0 | 0 | 0 | 0 | 0 | 0 | 0 | 0 | 0 | 0 | 0 | 0 | 0 | 0 | 0 | 0 |  | 0 | 0 | 0 | 0 | 0 | 0 | 0 | 0 | 0 | 0 | 0 | 0 | 0 | 0 | 0 | 0 | 0 | 0 | 0 |  | 1 | 1 | 1 | 1 | 1 | 1 | 1 | 1 | 1 | 1 | 1 | 0
SCE NOL | Coolwater | 230 | 0 | 0 | 0 | 0 | 0 | 0 | 0 | 0 | 0 | 0 | 0 | 0 | 0 | 0 | 0 | 0 | 0 | 0 | 0 | 0 |  | 0 | 0 | 0 | 0 | 0 | 0 | 0 | 0 | 0 | 0 | 0 | 0 | 0 | 0 | 0 | 0 | 0 | 0 | 0 | 0 | 3 |  | 0 | 0 | 0 | 0 | 0 | 0 | 0 | 0 | 0 | 0 | 0 | 0 | 0 | 0 | 0 | 0 | 0 | 0 | 0 |  | 1 | 1 | 1 | 1 | 1 | 1 | 1 | 1 | 1 | 1 | 1 | 0
SCE NOL | Coolwater | 115 | 0 | 0 | 0 | 0 | 0 | 0 | 0 | 0 | 0 | 0 | 0 | 0 | 0 | 0 | 0 | 113.5 | 0 | 113.5 | 0 | 1 |  | 0 | 0 | 180 | 32.18 | 212.18 | 0 | 0 | 0 | 0 | 0 | 0 | 0 | 150 | 50 | 200 | 0 | 5 | 5 | 0 | 1 | 3 |  | 0 | 0 | 2 | 2 | 2 | 0 | 0 | 0 | 0 | 0 | 0 | 0 | 2 | 2 | 2 | 0 | 2 | 0 | 0 |  | 1 | 1 | 5 | 1 | 1 | 1 | 5 | 1 | 5 | 1 | 1 | 1
PG&E KERN | Copus | 70 | 0 | 0 | 0 | 0 | 0 | 0 | 0 | 0 | 0 | 0 | 0 | 0 | 0 | 0 | 0 | 0 | 0 | 0 | 0 | 0 |  | 0 | 0 | 0 | 0 | 0 | 0 | 0 | 0 | 0 | 0 | 0 | 0 | 0 | 0 | 0 | 0 | 0 | 0 | 0 | 0 | 0 |  | 0 | 0 | 0 | 0 | 0 | 0 | 0 | 0 | 0 | 0 | 0 | 0 | 0 | 0 | 0 | 0 | 0 | 0 | 0 |  | 1 | 1 | 1 | 1 | 1 | 1 | 1 | 1 | 1 | 1 | 1 | 0
PG&E FRESNO | Corcoran | 70 | 0 | 0 | 0 | 0 | 0 | 0 | 0 | 0 | 0 | 0 | 0 | 0 | 0 | 0 | 0 | 0 | 0 | 0 | 0 | 0 |  | 0 | 0 | 0 | 0 | 0 | 0 | 0 | 0 | 0 | 0 | 0 | 4.5 | 0 | 0 | 0 | 0 | 0 | 0 | 0 | 1 | 2 |  | 0 | 0 | 0 | 0 | 0 | 0 | 0 | 0 | 0 | 0 | 0 | 2 | 0 | 0 | 0 | 0 | 0 | 0 | 0 |  | 1 | 1 | 1 | 1 | 1 | 5 | 1 | 1 | 1 | 1 | 1 | 1
PG&E FRESNO | Corcoran | 115 | 0 | 0 | 0 | 0 | 0 | 0 | 0 | 0 | 0 | 0 | 0 | 0 | 0 | 0 | 0 | 0 | 0 | 0 | 0 | 0 |  | 0 | 0 | 0 | 0 | 0 | 0 | 0 | 0 | 0 | 0 | 0 | 0 | 0 | 0 | 0 | 0 | 0 | 0 | 0 | 0 | 2 |  | 0 | 0 | 0 | 0 | 0 | 0 | 0 | 0 | 0 | 0 | 0 | 0 | 0 | 0 | 0 | 0 | 0 | 0 | 0 |  | 1 | 1 | 1 | 1 | 1 | 1 | 1 | 1 | 1 | 1 | 1 | 0
PG&E NGBA | Corona | 115 | 0 | 0 | 0 | 0 | 0 | 0 | 0 | 0 | 0 | 0 | 0 | 0 | 0 | 0 | 0 | 0 | 0 | 0 | 0 | 0 |  | 0 | 0 | 0 | 0 | 0 | 0 | 0 | 0 | 0 | 0 | 0 | 0 | 0 | 0 | 0 | 0 | 0 | 0 | 0 | 0 | 1 |  | 0 | 0 | 0 | 0 | 0 | 0 | 0 | 0 | 0 | 0 | 0 | 0 | 0 | 0 | 0 | 0 | 0 | 0 | 0 |  | 1 | 1 | 1 | 1 | 1 | 1 | 1 | 1 | 1 | 1 | 1 | 0
PG&E NGBA | Cortina | 230 | 115 | 0 | 0 | 101 | 101 | 0 | 0 | 0 | 0 | 0 | 0 | 0 | 0 | 0 | 0 | 0 | 0 | 0 | 0 | 1 |  | 0 | 0 | 0 | 0 | 0 | 0 | 0 | 0 | 0 | 0 | 0 | 0 | 0 | 0 | 0 | 0 | 0 | 0 | 0 | 0 | 1 |  | 0 | 0 | 0 | 0 | 0 | 0 | 0 | 0 | 0 | 0 | 0 | 0 | 0 | 0 | 0 | 0 | 0 | 0 | 0 |  | 1 | 1 | 1 | 1 | 1 | 1 | 1 | 1 | 1 | 1 | 1 | 0
PG&E NGBA | Cortina | 115 | 0 | 0 | 0 | 0 | 0 | 0 | 0 | 0 | 0 | 0 | 0 | 0 | 0 | 0 | 0 | 0 | 0 | 0 | 0 | 0 |  | 0 | 5 | 0 | 0 | 0 | 0 | 0 | 0 | 0 | 0 | 0 | 0 | 0 | 80 | 80 | 0 | 45 | 45 | 0 | 1 | 0 |  | 0 | 2 | 0 | 0 | 0 | 0 | 0 | 0 | 0 | 0 | 0 | 0 | 0 | 2 | 2 | 0 | 2 | 2 | 0 |  | 1 | 4 | 1 | 1 | 1 | 1 | 4 | 1 | 4 | 4 | 1 | 1
PG&E GBA | Cottle | 230 | 0 | 0 | 0 | 0 | 0 | 0 | 0 | 0 | 0 | 0 | 0 | 0 | 0 | 0 | 0 | 0 | 0 | 0 | 0 | 0 |  | 0 | 0 | 0 | 0 | 0 | 0 | 0 | 0 | 0 | 0 | 0 | 0 | 0 | 0 | 0 | 0 | 0 | 0 | 0 | 0 | 1 |  | 0 | 0 | 0 | 0 | 0 | 0 | 0 | 0 | 0 | 0 | 0 | 0 | 0 | 0 | 0 | 0 | 0 | 0 | 0 |  | 1 | 1 | 1 | 1 | 1 | 1 | 1 | 1 | 1 | 1 | 1 | 0
PG&E NGBA | Cottonwood | 115 | 0 | 0 | 0 | 0 | 0 | 0 | 0 | 0 | 0 | 0 | 0 | 0 | 0 | 0 | 0 | 0 | 0 | 0 | 0 | 0 |  | 0 | 0 | 0 | 0 | 0 | 0 | 0 | 0 | 0 | 0 | 0 | 0 | 0 | 0 | 0 | 0 | 0 | 0 | 0 | 0 | 0 |  | 0 | 0 | 0 | 0 | 0 | 0 | 0 | 0 | 0 | 0 | 0 | 0 | 0 | 0 | 0 | 0 | 0 | 0 | 0 |  | 1 | 1 | 1 | 1 | 1 | 1 | 1 | 1 | 1 | 1 | 1 | 0
PG&E NGBA | Cottonwood | 230 | 105 | 0 | 0 | 0 | 0 | 0 | 0 | 0 | 0 | 0 | 0 | 0 | 0 | 0 | 0 | 0 | 0 | 0 | 0 | 1 |  | 0 | 0 | 0 | 0 | 0 | 0 | 0 | 0 | 0 | 0 | 0 | 0 | 0 | 0 | 0 | 0 | 0 | 0 | 0 | 0 | 0 |  | 0 | 0 | 0 | 0 | 0 | 0 | 0 | 0 | 0 | 0 | 0 | 0 | 0 | 0 | 0 | 0 | 0 | 0 | 0 |  | 1 | 1 | 1 | 1 | 1 | 1 | 1 | 1 | 1 | 1 | 1 | 0
PG&E NGBA | Cottonwood | 60 | 0 | 0 | 0 | 0 | 0 | 0 | 0 | 0 | 0 | 0 | 0 | 0 | 0 | 0 | 0 | 0 | 0 | 0 | 0 | 0 |  | 0 | 0 | 0 | 0 | 0 | 0 | 0 | 0 | 0 | 0 | 0 | 0 | 0 | 0 | 0 | 0 | 0 | 0 | 0 | 0 | 0 |  | 0 | 0 | 0 | 0 | 0 | 0 | 0 | 0 | 0 | 0 | 0 | 0 | 0 | 0 | 0 | 0 | 0 | 0 | 0 |  | 1 | 1 | 1 | 1 | 1 | 1 | 1 | 1 | 1 | 1 | 1 | 0
PG&E NGBA | Cove Road | 230 | 0 | 0 | 0 | 0 | 0 | 0 | 0 | 0 | 0 | 0 | 0 | 0 | 0 | 0 | 0 | 0 | 0 | 0 | 0 | 0 |  | 0 | 0 | 0 | 0 | 0 | 0 | 0 | 0 | 0 | 0 | 0 | 0 | 0 | 0 | 0 | 0 | 0 | 0 | 0 | 0 | 0 |  | 0 | 0 | 0 | 0 | 0 | 0 | 0 | 0 | 0 | 0 | 0 | 0 | 0 | 0 | 0 | 0 | 0 | 0 | 0 |  | 1 | 1 | 1 | 1 | 1 | 1 | 1 | 1 | 1 | 1 | 1 | 0
PG&E GBA | Coyote | 230 | 0 | 0 | 0 | 0 | 0 | 0 | 0 | 0 | 0 | 0 | 0 | 0 | 0 | 0 | 0 | 0 | 0 | 0 | 0 | 0 |  | 0 | 0 | 0 | 0 | 0 | 0 | 0 | 0 | 0 | 0 | 0 | 0 | 0 | 0 | 0 | 0 | 0 | 0 | 0 | 0 | 0 |  | 0 | 0 | 0 | 0 | 0 | 0 | 0 | 0 | 0 | 0 | 0 | 0 | 0 | 0 | 0 | 0 | 0 | 0 | 0 |  | 1 | 1 | 1 | 1 | 1 | 1 | 1 | 1 | 1 | 1 | 1 | 0
PG&E GBA | Crazy Horse Canyon | 115 | 0 | 0 | 50 | 0 | 50 | 0 | 0 | 0 | 0 | 0 | 0 | 0 | 0 | 0 | 0 | 0 | 0 | 0 | 0 | 1 |  | 0 | 0 | 0 | 0 | 0 | 0 | 0 | 0 | 0 | 0 | 0 | 0 | 0 | 0 | 0 | 0 | 0 | 0 | 0 | 0 | 0 |  | 0 | 0 | 0 | 0 | 0 | 0 | 0 | 0 | 0 | 0 | 0 | 0 | 0 | 0 | 0 | 0 | 0 | 0 | 0 |  | 1 | 1 | 1 | 1 | 1 | 1 | 1 | 1 | 1 | 1 | 1 | 0
SDGE | Creelman | 69 | 0 | 0 | 0 | 0 | 0 | 0 | 0 | 0 | 0 | 0 | 0 | 0 | 0 | 0 | 0 | 7.36 | 0 | 7.36 | 0 | 1 |  | 0 | 0 | 0 | 0 | 0 | 0 | 0 | 0 | 0 | 0 | 0 | 0 | 0 | 0 | 0 | 0 | 0 | 0 | 0 | 0 | 2 |  | 0 | 0 | 0 | 0 | 0 | 0 | 0 | 0 | 0 | 0 | 0 | 0 | 0 | 0 | 0 | 0 | 0 | 0 | 0 |  | 1 | 1 | 1 | 1 | 1 | 1 | 1 | 1 | 1 | 1 | 1 | 0
PG&E FRESNO | Crescent | 70 | 0 | 0 | 0 | 0 | 0 | 0 | 0 | 0 | 0 | 0 | 0 | 0 | 0 | 35 | 35 | 35 | 0 | 35 | 0 | 1 |  | 0 | 0 | 0 | 0 | 0 | 0 | 0 | 0 | 0 | 0 | 0 | 0 | 5 | 30 | 35 | 0 | 0 | 0 | 0 | 1 | 1 |  | 0 | 0 | 0 | 0 | 0 | 0 | 0 | 0 | 0 | 0 | 0 | 0 | 2 | 0 | 0 | 0 | 0 | 0 | 0 |  | 1 | 1 | 1 | 1 | 1 | 1 | 5 | 1 | 1 | 1 | 1 | 1
PG&E FRESNO | Cressey | 115 | 0 | 0 | 0 | 0 | 0 | 0 | 0 | 0 | 0 | 0 | 0 | 0 | 0 | 0 | 0 | 0 | 0 | 0 | 0 | 0 |  | 0 | 0 | 0 | 0 | 0 | 0 | 0 | 0 | 0 | 0 | 0 | 0 | 0 | 0 | 0 | 0 | 0 | 0 | 0 | 0 | 1 |  | 0 | 0 | 0 | 0 | 0 | 0 | 0 | 0 | 0 | 0 | 0 | 0 | 0 | 0 | 0 | 0 | 0 | 0 | 0 |  | 1 | 1 | 1 | 1 | 1 | 1 | 1 | 1 | 1 | 1 | 1 | 0
PG&E NGBA | Cresta | 230 | 0 | 0 | 0 | 0 | 0 | 0 | 0 | 0 | 0 | 0 | 0 | 0 | 0 | 0 | 0 | 0 | 0 | 0 | 0 | 0 |  | 0 | 0 | 0 | 0 | 0 | 0 | 0 | 0 | 0 | 0 | 0 | 0 | 0 | 0 | 0 | 0 | 0 | 0 | 0 | 0 | 0 |  | 0 | 0 | 0 | 0 | 0 | 0 | 0 | 0 | 0 | 0 | 0 | 0 | 0 | 0 | 0 | 0 | 0 | 0 | 0 |  | 1 | 1 | 1 | 1 | 1 | 1 | 1 | 1 | 1 | 1 | 1 | 0
SDGE | Crestwood | 69 | 0 | 0 | 0 | 0 | 0 | 0 | 0 | 0 | 0 | 0 | 0 | 0 | 0 | 0 | 0 | 0 | 0 | 0 | 0 | 0 |  | 0 | 0 | 0 | 0 | 0 | 0 | 0 | 0 | 0 | 0 | 0 | 0 | 0 | 0 | 0 | 0 | 0 | 0 | 0 | 0 | 3 |  | 0 | 0 | 0 | 0 | 0 | 0 | 0 | 0 | 0 | 0 | 0 | 0 | 0 | 0 | 0 | 0 | 0 | 0 | 0 |  | 1 | 1 | 1 | 1 | 1 | 1 | 1 | 1 | 1 | 1 | 1 | 0
PG&E GBA | Crow Creek | 60 | 0 | 0 | 0 | 0 | 0 | 0 | 0 | 0 | 0 | 0 | 0 | 0 | 0 | 0 | 0 | 0 | 0 | 0 | 0 | 0 |  | 0 | 0 | 0 | 0 | 0 | 0 | 0 | 0 | 0 | 0 | 0 | 0 | 0 | 0 | 0 | 0 | 0 | 0 | 0 | 0 | 0 |  | 0 | 0 | 0 | 0 | 0 | 0 | 0 | 0 | 0 | 0 | 0 | 0 | 0 | 0 | 0 | 0 | 0 | 0 | 0 |  | 1 | 1 | 1 | 1 | 1 | 1 | 1 | 1 | 1 | 1 | 1 | 0
PG&E GBA | Crows Landing | 60 | 0 | 0 | 0 | 0 | 0 | 0 | 0 | 0 | 0 | 0 | 0 | 0 | 0 | 0 | 0 | 0 | 0 | 0 | 0 | 0 |  | 0 | 0 | 0 | 0 | 0 | 0 | 0 | 0 | 0 | 0 | 0 | 0 | 0 | 0 | 0 | 0 | 0 | 0 | 0 | 0 | 0 |  | 0 | 0 | 0 | 0 | 0 | 0 | 0 | 0 | 0 | 0 | 0 | 0 | 0 | 0 | 0 | 0 | 0 | 0 | 0 |  | 1 | 1 | 1 | 1 | 1 | 1 | 1 | 1 | 1 | 1 | 1 | 0
PG&E GBA | Curtis | 115 | 0 | 0 | 0 | 0 | 0 | 0 | 0 | 0 | 0 | 0 | 0 | 0 | 0 | 0 | 0 | 0 | 0 | 0 | 0 | 0 |  | 0 | 0 | 0 | 0 | 0 | 0 | 0 | 0 | 0 | 0 | 0 | 0 | 0 | 0 | 0 | 0 | 0 | 0 | 0 | 0 | 0 |  | 0 | 0 | 0 | 0 | 0 | 0 | 0 | 0 | 0 | 0 | 0 | 0 | 0 | 0 | 0 | 0 | 0 | 0 | 0 |  | 1 | 1 | 1 | 1 | 1 | 1 | 1 | 1 | 1 | 1 | 1 | 0
PG&E FRESNO | Dairyland | 115 | 0 | 0 | 0 | 0 | 0 | 0 | 0 | 0 | 0 | 0 | 0 | 0 | 120 | 0 | 120 | 0 | 0 | 0 | 0 | 1 |  | 0 | 0 | 0 | 0 | 0 | 0 | 0 | 0 | 0 | 0 | 0 | 5 | 0 | 0 | 0 | 0 | 0 | 0 | 0 | 1 | 1 |  | 0 | 0 | 0 | 0 | 0 | 0 | 0 | 0 | 0 | 0 | 0 | 2 | 0 | 0 | 0 | 0 | 0 | 0 | 0 |  | 1 | 1 | 1 | 1 | 1 | 5 | 1 | 1 | 1 | 1 | 1 | 1
PG&E NGBA | Davis | 115 | 0 | 0 | 0 | 0 | 0 | 0 | 0 | 0 | 0 | 0 | 0 | 0 | 0 | 0 | 0 | 0 | 0 | 0 | 0 | 0 |  | 0 | 0 | 0 | 0 | 0 | 0 | 0 | 0 | 0 | 0 | 0 | 0 | 0 | 0 | 0 | 0 | 0 | 0 | 0 | 0 | 0 |  | 0 | 0 | 0 | 0 | 0 | 0 | 0 | 0 | 0 | 0 | 0 | 0 | 0 | 0 | 0 | 0 | 0 | 0 | 0 |  | 1 | 1 | 1 | 1 | 1 | 1 | 1 | 1 | 1 | 1 | 1 | 0
SCE Metro | Del Amo | 500 | 0 | 0 | 0 | 0 | 0 | 0 | 0 | 0 | 0 | 0 | 0 | 0 | 0 | 0 | 0 | 0 | 500 | 500 | 0 | 1 |  | 0 | 0 | 0 | 0 | 0 | 0 | 0 | 0 | 0 | 0 | 0 | 0 | 0 | 0 | 0 | 0 | 0 | 0 | 0 | 0 | 0 |  | 0 | 0 | 0 | 0 | 0 | 0 | 0 | 0 | 0 | 0 | 0 | 0 | 0 | 0 | 0 | 0 | 0 | 0 | 0 |  | 1 | 1 | 1 | 1 | 1 | 1 | 1 | 1 | 1 | 1 | 1 | 0
SCE Metro | Del Amo | 230 | 0 | 0 | 0 | 0 | 0 | 0 | 0 | 0 | 0 | 0 | 0 | 0 | 0 | 0 | 0 | 0 | 300 | 300 | 0 | 1 |  | 0 | 0 | 0 | 0 | 0 | 0 | 0 | 0 | 0 | 0 | 0 | 0 | 0 | 0 | 0 | 0 | 0 | 0 | 0 | 0 | 0 |  | 0 | 0 | 0 | 0 | 0 | 0 | 0 | 0 | 0 | 0 | 0 | 0 | 0 | 0 | 0 | 0 | 0 | 0 | 0 |  | 1 | 1 | 1 | 1 | 1 | 1 | 1 | 1 | 1 | 1 | 1 | 0
SCE Eastern | Delaney | 500 | 0 | 0 | 0 | 0 | 0 | 0 | 0 | 0 | 0 | 0 | 0 | 0 | 170 | 250 | 420 | 28.5 | 0 | 28.5 | 150 | 1 |  | 0 | 0 | 0 | 0 | 0 | 0 | 0 | 0 | 0 | 0 | 0 | 0 | 0 | 0 | 0 | 0 | 0 | 0 | 0 | 0 | 2 |  | 0 | 0 | 0 | 0 | 0 | 0 | 0 | 0 | 0 | 0 | 0 | 0 | 0 | 0 | 0 | 0 | 0 | 0 | 0 |  | 1 | 1 | 1 | 1 | 1 | 1 | 1 | 1 | 1 | 1 | 1 | 0
PG&E NGBA | Delevan | 230 | 0 | 0 | 0 | 0 | 0 | 0 | 0 | 0 | 0 | 0 | 0 | 0 | 0 | 0 | 0 | 0 | 0 | 0 | 0 | 0 |  | 0 | 0 | 0 | 0 | 0 | 0 | 0 | 0 | 0 | 0 | 0 | 0 | 50 | 150 | 200 | 0 | 50 | 50 | 0 | 1 | 0 |  | 0 | 0 | 0 | 0 | 0 | 0 | 0 | 0 | 0 | 0 | 0 | 0 | 2 | 2 | 2 | 0 | 2 | 2 | 0 |  | 1 | 1 | 1 | 1 | 1 | 1 | 4 | 1 | 4 | 4 | 1 | 1
PG&E GBA | Delta PP | 230 | 0 | 0 | 0 | 0 | 0 | 0 | 0 | 0 | 0 | 0 | 0 | 0 | 0 | 0 | 0 | 0 | 0 | 0 | 0 | 0 |  | 0 | 0 | 0 | 0 | 0 | 0 | 0 | 0 | 0 | 0 | 0 | 0 | 0 | 0 | 0 | 0 | 0 | 0 | 0 | 0 | 0 |  | 0 | 0 | 0 | 0 | 0 | 0 | 0 | 0 | 0 | 0 | 0 | 0 | 0 | 0 | 0 | 0 | 0 | 0 | 0 |  | 1 | 1 | 1 | 1 | 1 | 1 | 1 | 1 | 1 | 1 | 1 | 0
EOP | Desert View | 230 | 0 | 0 | 0 | 0 | 0 | 0 | 0 | 0 | 0 | 0 | 0 | 0 | 450 | 0 | 450 | 0 | 0 | 0 | 0 | 1 |  | 0 | 0 | 0 | 0 | 0 | 0 | 0 | 0 | 0 | 0 | 0 | 0 | 0 | 0 | 0 | 0 | 0 | 0 | 0 | 0 | 2 |  | 0 | 0 | 0 | 0 | 0 | 0 | 0 | 0 | 0 | 0 | 0 | 0 | 0 | 0 | 0 | 0 | 0 | 0 | 0 |  | 1 | 1 | 1 | 1 | 1 | 1 | 1 | 1 | 1 | 1 | 1 | 0
SCE Eastern | Devers | 230 | 0 | 0 | 263 | 0 | 263 | 0 | 0 | 0 | 0 | 0 | 0 | 0 | 0 | 180 | 180 | 200 | 100 | 300 | 0 | 1 |  | 0 | 0 | 230.5 | 37 | 267.5 | 0 | 0 | 0 | 0 | 0 | 0 | 0 | 0 | 0 | 0 | 0 | 0 | 0 | 0 | 1 | 1 |  | 0 | 0 | 0 | 2 | 0 | 0 | 0 | 0 | 0 | 0 | 0 | 0 | 0 | 0 | 0 | 0 | 0 | 0 | 0 |  | 1 | 1 | 1 | 1 | 1 | 1 | 1 | 1 | 1 | 1 | 1 | 0
SCE Eastern | Devers | 500 | 0 | 0 | 0 | 0 | 0 | 0 | 0 | 0 | 0 | 0 | 0 | 0 | 0 | 0 | 0 | 0 | 0 | 0 | 0 | 0 |  | 0 | 0 | 0 | 0 | 0 | 0 | 0 | 0 | 0 | 0 | 0 | 0 | 0 | 0 | 0 | 0 | 0 | 0 | 0 | 0 | 1 |  | 0 | 0 | 0 | 0 | 0 | 0 | 0 | 0 | 0 | 0 | 0 | 0 | 0 | 0 | 0 | 0 | 0 | 0 | 0 |  | 1 | 1 | 1 | 1 | 1 | 1 | 1 | 1 | 1 | 1 | 1 | 0
PG&E KERN | Diablo Canyon | 230 | 0 | 0 | 0 | 0 | 0 | 0 | 0 | 0 | 0 | 0 | 0 | 0 | 0 | 0 | 0 | 0 | 0 | 0 | 0 | 0 |  | 0 | 0 | 0 | 0 | 0 | 0 | 0 | 0 | 0 | 0 | 0 | 0 | 0 | 0 | 0 | 0 | 0 | 0 | 0 | 0 | 1 |  | 0 | 0 | 0 | 0 | 0 | 0 | 0 | 0 | 0 | 0 | 0 | 0 | 0 | 0 | 0 | 0 | 0 | 0 | 0 |  | 1 | 1 | 1 | 1 | 1 | 1 | 1 | 1 | 1 | 1 | 1 | 0
PG&E KERN | Diablo Canyon | 500 | 0 | 0 | 0 | 0 | 0 | 0 | 0 | 0 | 2924 | 0 | 2924 | 0 | 0 | 0 | 0 | 0 | 0 | 0 | 0 | 1 |  | 0 | 0 | 0 | 0 | 0 | 0 | 0 | 0 | 0 | 0 | 0 | 0 | 0 | 0 | 0 | 0 | 0 | 0 | 0 | 0 | 0 |  | 0 | 0 | 0 | 0 | 0 | 0 | 0 | 0 | 0 | 0 | 0 | 0 | 0 | 0 | 0 | 0 | 0 | 0 | 0 |  | 1 | 1 | 1 | 1 | 1 | 1 | 1 | 1 | 1 | 1 | 1 | 0
PG&E KERN | Divide | 115 | 0 | 0 | 0 | 0 | 0 | 0 | 0 | 0 | 0 | 0 | 0 | 0 | 0 | 100 | 100 | 0 | 0 | 0 | 0 | 1 |  | 0 | 0 | 0 | 0 | 0 | 0 | 0 | 0 | 0 | 0 | 0 | 0 | 0 | 0 | 0 | 0 | 0 | 0 | 0 | 0 | 1 |  | 0 | 0 | 0 | 0 | 0 | 0 | 0 | 0 | 0 | 0 | 0 | 0 | 0 | 0 | 0 | 0 | 0 | 0 | 0 |  | 1 | 1 | 1 | 1 | 1 | 1 | 1 | 1 | 1 | 1 | 1 | 0
PG&E GBA | Dixon Landing | 115 | 0 | 0 | 0 | 0 | 0 | 0 | 0 | 0 | 0 | 0 | 0 | 0 | 0 | 0 | 0 | 0 | 0 | 0 | 0 | 0 |  | 0 | 0 | 0 | 0 | 0 | 0 | 0 | 0 | 0 | 0 | 0 | 2.3 | 0 | 0 | 0 | 0 | 0 | 0 | 0 | 1 | 0 |  | 0 | 0 | 0 | 0 | 0 | 0 | 0 | 0 | 0 | 0 | 0 | 2 | 0 | 0 | 0 | 0 | 0 | 0 | 0 |  | 1 | 1 | 1 | 1 | 1 | 4 | 1 | 1 | 1 | 1 | 1 | 1
PG&E FRESNO | Dos Amigos | 230 | 10 | 0 | 0 | 0 | 0 | 0 | 0 | 0 | 0 | 0 | 0 | 3 | 493.2 | 0 | 493.2 | 0 | 860 | 860 | 0 | 1 |  | 0 | 0 | 0 | 0 | 0 | 0 | 0 | 0 | 0 | 0 | 0 | 0 | 0 | 0 | 0 | 0 | 0 | 0 | 0 | 0 | 1 |  | 0 | 0 | 0 | 0 | 0 | 0 | 0 | 0 | 0 | 0 | 0 | 0 | 0 | 0 | 0 | 0 | 0 | 0 | 0 |  | 1 | 1 | 1 | 1 | 1 | 1 | 1 | 1 | 1 | 1 | 1 | 0
PG&E NGBA | Drum | 115 | 0 | 0 | 0 | 0 | 0 | 0 | 0 | 0 | 0 | 0 | 0 | 0 | 0 | 0 | 0 | 0 | 0 | 0 | 0 | 0 |  | 0 | 0 | 0 | 0 | 0 | 0 | 0 | 0 | 0 | 0 | 0 | 0 | 0 | 0 | 0 | 0 | 0 | 0 | 0 | 0 | 0 |  | 0 | 0 | 0 | 0 | 0 | 0 | 0 | 0 | 0 | 0 | 0 | 0 | 0 | 0 | 0 | 0 | 0 | 0 | 0 |  | 1 | 1 | 1 | 1 | 1 | 1 | 1 | 1 | 1 | 1 | 1 | 0
PG&E GBA | Dumbarton | 115 | 0 | 0 | 0 | 0 | 0 | 0 | 0 | 0 | 0 | 0 | 0 | 0 | 0 | 0 | 0 | 0 | 0 | 0 | 0 | 0 |  | 0 | 0 | 0 | 0 | 0 | 0 | 0 | 0 | 0 | 0 | 0 | 5 | 0 | 0 | 0 | 0 | 0 | 0 | 0 | 1 | 1 |  | 0 | 0 | 0 | 0 | 0 | 0 | 0 | 0 | 0 | 0 | 0 | 2 | 0 | 0 | 0 | 0 | 0 | 0 | 0 |  | 1 | 1 | 1 | 1 | 1 | 5 | 1 | 1 | 1 | 1 | 1 | 1
SCE NOL | Dunn Siding | 115 | 0 | 0 | 0 | 0 | 0 | 0 | 0 | 0 | 0 | 0 | 0 | 0 | 0 | 0 | 0 | 0 | 0 | 0 | 0 | 0 |  | 0 | 0 | 0 | 0 | 0 | 0 | 0 | 0 | 0 | 0 | 0 | 0 | 0 | 0 | 0 | 0 | 0 | 0 | 0 | 0 | 3 |  | 0 | 0 | 0 | 0 | 0 | 0 | 0 | 0 | 0 | 0 | 0 | 0 | 0 | 0 | 0 | 0 | 0 | 0 | 0 |  | 1 | 1 | 1 | 1 | 1 | 1 | 1 | 1 | 1 | 1 | 1 | 0
SCE Eastern | Eagle Mountain | 230 | 0 | 0 | 0 | 0 | 0 | 0 | 0 | 0 | 0 | 0 | 0 | 0 | 0 | 0 | 0 | 0 | 0 | 0 | 0 | 0 |  | 0 | 0 | 0 | 0 | 0 | 0 | 0 | 0 | 0 | 0 | 0 | 0 | 0 | 0 | 0 | 0 | 0 | 0 | 0 | 0 | 1 |  | 0 | 0 | 0 | 0 | 0 | 0 | 0 | 0 | 0 | 0 | 0 | 0 | 0 | 0 | 0 | 0 | 0 | 0 | 0 |  | 1 | 1 | 1 | 1 | 1 | 1 | 1 | 1 | 1 | 1 | 1 | 0
PG&E NGBA | Eagle Rock (PGE) | 60 | 0 | 0 | 0 | 0 | 0 | 0 | 0 | 0 | 0 | 0 | 0 | 0 | 0 | 0 | 0 | 0 | 0 | 0 | 0 | 0 |  | 0 | 0 | 0 | 0 | 0 | 0 | 0 | 0 | 0 | 0 | 0 | 0 | 0 | 0 | 0 | 0 | 0 | 0 | 0 | 0 | 1 |  | 0 | 0 | 0 | 0 | 0 | 0 | 0 | 0 | 0 | 0 | 0 | 0 | 0 | 0 | 0 | 0 | 0 | 0 | 0 |  | 1 | 1 | 1 | 1 | 1 | 1 | 1 | 1 | 1 | 1 | 1 | 0
PG&E NGBA | Eagle Rock (PGE) | 115 | 7 | 0 | 0 | 0 | 0 | 0 | 0 | 0 | 0 | 0 | 0 | 0 | 0 | 0 | 0 | 0 | 0 | 0 | 0 | 1 |  | 14.5 | 0 | 98 | 33.2 | 131.2 | 0 | 0 | 0 | 0 | 0 | 0 | 0 | 0 | 0 | 0 | 0 | 0 | 0 | 0 | 1 | 1 |  | 2 | 0 | 2 | 2 | 2 | 0 | 0 | 0 | 0 | 0 | 0 | 0 | 0 | 0 | 0 | 0 | 0 | 0 | 0 |  | 5 | 1 | 5 | 1 | 1 | 1 | 1 | 1 | 1 | 1 | 1 | 1
SCE Metro | Eagle Rock (SCE) | 230 | 0 | 0 | 0 | 0 | 0 | 0 | 0 | 0 | 0 | 0 | 0 | 0 | 0 | 0 | 0 | 0 | 0 | 0 | 0 | 0 |  | 0 | 0 | 0 | 0 | 0 | 0 | 0 | 0 | 0 | 0 | 0 | 0 | 0 | 0 | 0 | 0 | 0 | 0 | 0 | 0 | 0 |  | 0 | 0 | 0 | 0 | 0 | 0 | 0 | 0 | 0 | 0 | 0 | 0 | 0 | 0 | 0 | 0 | 0 | 0 | 0 |  | 1 | 1 | 1 | 1 | 1 | 1 | 1 | 1 | 1 | 1 | 1 | 0
PG&E NGBA | East Marysville | 115 | 0 | 0 | 0 | 0 | 0 | 0 | 0 | 0 | 0 | 0 | 0 | 0 | 0 | 0 | 0 | 0 | 0 | 0 | 0 | 0 |  | 0 | 0 | 0 | 0 | 0 | 0 | 0 | 0 | 0 | 0 | 0 | 0 | 0 | 0 | 0 | 0 | 0 | 0 | 0 | 0 | 0 |  | 0 | 0 | 0 | 0 | 0 | 0 | 0 | 0 | 0 | 0 | 0 | 0 | 0 | 0 | 0 | 0 | 0 | 0 | 0 |  | 1 | 1 | 1 | 1 | 1 | 1 | 1 | 1 | 1 | 1 | 1 | 0
PG&E NGBA | East Nicolaus | 115 | 0 | 0 | 0 | 0 | 0 | 0 | 0 | 0 | 0 | 0 | 0 | 0 | 0 | 140 | 140 | 0 | 0 | 0 | 0 | 1 |  | 0 | 0 | 0 | 0 | 0 | 0 | 0 | 0 | 0 | 0 | 0 | 0 | 0 | 0 | 0 | 0 | 0 | 0 | 0 | 0 | 0 |  | 0 | 0 | 0 | 0 | 0 | 0 | 0 | 0 | 0 | 0 | 0 | 0 | 0 | 0 | 0 | 0 | 0 | 0 | 0 |  | 1 | 1 | 1 | 1 | 1 | 1 | 1 | 1 | 1 | 1 | 1 | 0
PG&E NGBA | East Nicolaus | 60 | 0 | 0 | 0 | 0 | 0 | 0 | 0 | 0 | 0 | 0 | 0 | 0 | 0 | 0 | 0 | 0 | 0 | 0 | 0 | 0 |  | 0 | 0 | 0 | 0 | 0 | 0 | 0 | 0 | 0 | 0 | 0 | 0 | 0 | 0 | 0 | 0 | 0 | 0 | 0 | 0 | 0 |  | 0 | 0 | 0 | 0 | 0 | 0 | 0 | 0 | 0 | 0 | 0 | 0 | 0 | 0 | 0 | 0 | 0 | 0 | 0 |  | 1 | 1 | 1 | 1 | 1 | 1 | 1 | 1 | 1 | 1 | 1 | 0
PG&E GBA | Eastshore | 115 | 0 | 0 | 0 | 0 | 0 | 0 | 0 | 0 | 0 | 0 | 0 | 0 | 0 | 0 | 0 | 0 | 90.7 | 90.7 | 0 | 1 |  | 0 | 0 | 0 | 0 | 0 | 0 | 0 | 0 | 0 | 0 | 0 | 0 | 0 | 0 | 0 | 0 | 0 | 0 | 0 | 0 | 1 |  | 0 | 0 | 0 | 0 | 0 | 0 | 0 | 0 | 0 | 0 | 0 | 0 | 0 | 0 | 0 | 0 | 0 | 0 | 0 |  | 1 | 1 | 1 | 1 | 1 | 1 | 1 | 1 | 1 | 1 | 1 | 0
PG&E GBA | Eastshore | 230 | 0 | 0 | 0 | 0 | 0 | 0 | 0 | 0 | 0 | 0 | 0 | 0 | 0 | 0 | 0 | 0 | 0 | 0 | 0 | 0 |  | 0 | 0 | 0 | 0 | 0 | 0 | 0 | 0 | 0 | 0 | 0 | 0 | 0 | 0 | 0 | 0 | 0 | 0 | 0 | 0 | 3 |  | 0 | 0 | 0 | 0 | 0 | 0 | 0 | 0 | 0 | 0 | 0 | 0 | 0 | 0 | 0 | 0 | 0 | 0 | 0 |  | 1 | 1 | 1 | 1 | 1 | 1 | 1 | 1 | 1 | 1 | 1 | 0
SDGE | ECO | 138 | 0 | 0 | 0 | 0 | 0 | 0 | 0 | 0 | 0 | 0 | 0 | 0 | 0 | 0 | 0 | 0 | 0 | 0 | 0 | 0 |  | 0 | 0 | 0 | 0 | 0 | 0 | 0 | 0 | 0 | 0 | 0 | 0 | 0 | 0 | 0 | 0 | 0 | 0 | 0 | 0 | 6 |  | 0 | 0 | 0 | 0 | 0 | 0 | 0 | 0 | 0 | 0 | 0 | 0 | 0 | 0 | 0 | 0 | 0 | 0 | 0 |  | 1 | 1 | 1 | 1 | 1 | 1 | 1 | 1 | 1 | 1 | 1 | 0
SDGE | ECO | 230 | 0 | 0 | 0 | 0 | 0 | 0 | 0 | 0 | 0 | 0 | 0 | 0 | 0 | 0 | 0 | 0 | 0 | 0 | 0 | 0 |  | 0 | 0 | 0 | 52.5 | 52.5 | 0 | 0 | 0 | 0 | 0 | 0 | 0 | 0 | 0 | 0 | 0 | 0 | 0 | 0 | 1 | 6 |  | 0 | 0 | 0 | 2 | 2 | 0 | 0 | 0 | 0 | 0 | 0 | 0 | 0 | 0 | 0 | 0 | 0 | 0 | 0 |  | 1 | 1 | 4 | 1 | 1 | 1 | 1 | 1 | 1 | 1 | 1 | 1
SDGE | ECO | 500 | 0 | 0 | 350 | 0 | 350 | 0 | 0 | 0 | 0 | 0 | 0 | 0 | 0 | 0 | 0 | 0 | 0 | 0 | 0 | 1 |  | 0 | 0 | 600 | 400 | 1000 | 0 | 0 | 0 | 0 | 0 | 0 | 0 | 0 | 0 | 0 | 0 | 0 | 0 | 0 | 1 | 6 |  | 0 | 0 | 2 | 2 | 2 | 0 | 0 | 0 | 0 | 0 | 0 | 0 | 0 | 0 | 0 | 0 | 0 | 0 | 0 |  | 1 | 1 | 5 | 1 | 1 | 1 | 1 | 1 | 1 | 1 | 1 | 1
PG&E GBA | Edenvale | 115 | 0 | 0 | 0 | 0 | 0 | 0 | 0 | 0 | 0 | 0 | 0 | 0 | 0 | 0 | 0 | 0 | 0 | 0 | 0 | 0 |  | 0 | 0 | 0 | 0 | 0 | 0 | 0 | 0 | 0 | 0 | 0 | 0 | 0 | 0 | 0 | 0 | 0 | 0 | 0 | 0 | 0 |  | 0 | 0 | 0 | 0 | 0 | 0 | 0 | 0 | 0 | 0 | 0 | 0 | 0 | 0 | 0 | 0 | 0 | 0 | 0 |  | 1 | 1 | 1 | 1 | 1 | 1 | 1 | 1 | 1 | 1 | 1 | 0
PG&E GBA | Edes | 115 | 0 | 0 | 0 | 0 | 0 | 0 | 0 | 0 | 0 | 0 | 0 | 0 | 0 | 0 | 0 | 0 | 0 | 0 | 0 | 0 |  | 0 | 0 | 0 | 0 | 0 | 0 | 0 | 0 | 0 | 0 | 0 | 1.7 | 0 | 0 | 0 | 0 | 0 | 0 | 0 | 1 | 1 |  | 0 | 0 | 0 | 0 | 0 | 0 | 0 | 0 | 0 | 0 | 0 | 2 | 0 | 0 | 0 | 0 | 0 | 0 | 0 |  | 1 | 1 | 1 | 1 | 1 | 5 | 1 | 1 | 1 | 1 | 1 | 1
PG&E GBA | Eight Mile | 230 | 0 | 0 | 0 | 0 | 0 | 0 | 0 | 0 | 0 | 0 | 0 | 0 | 0 | 0 | 0 | 0 | 0 | 0 | 0 | 0 |  | 0 | 0 | 0 | 0 | 0 | 0 | 0 | 0 | 0 | 0 | 0 | 0 | 0 | 0 | 0 | 0 | 0 | 0 | 0 | 0 | 0 |  | 0 | 0 | 0 | 0 | 0 | 0 | 0 | 0 | 0 | 0 | 0 | 0 | 0 | 0 | 0 | 0 | 0 | 0 | 0 |  | 1 | 1 | 1 | 1 | 1 | 1 | 1 | 1 | 1 | 1 | 1 | 0
SDGE | El Cajon | 69 | 0 | 0 | 0 | 0 | 0 | 0 | 0 | 0 | 0 | 0 | 0 | 0 | 0 | 0 | 0 | 0 | 0 | 0 | 0 | 0 |  | 0 | 0 | 0 | 0 | 0 | 0 | 0 | 0 | 0 | 0 | 0 | 0 | 0 | 0 | 0 | 0 | 0 | 0 | 0 | 0 | 3 |  | 0 | 0 | 0 | 0 | 0 | 0 | 0 | 0 | 0 | 0 | 0 | 0 | 0 | 0 | 0 | 0 | 0 | 0 | 0 |  | 1 | 1 | 1 | 1 | 1 | 1 | 1 | 1 | 1 | 1 | 1 | 0
SCE Eastern | El Casco | 230 | 0 | 0 | 0 | 0 | 0 | 0 | 0 | 0 | 0 | 0 | 0 | 0 | 0 | 0 | 0 | 0 | 0 | 0 | 0 | 0 |  | 0 | 0 | 0 | 0 | 0 | 0 | 0 | 0 | 0 | 0 | 0 | 0 | 0 | 0 | 0 | 0 | 0 | 0 | 0 | 0 | 1 |  | 0 | 0 | 0 | 0 | 0 | 0 | 0 | 0 | 0 | 0 | 0 | 0 | 0 | 0 | 0 | 0 | 0 | 0 | 0 |  | 1 | 1 | 1 | 1 | 1 | 1 | 1 | 1 | 1 | 1 | 1 | 0
PG&E GBA | El Cerrito G | 115 | 0 | 0 | 0 | 0 | 0 | 0 | 0 | 0 | 0 | 0 | 0 | 0 | 0 | 0 | 0 | 0 | 0 | 0 | 0 | 0 |  | 0 | 0 | 0 | 0 | 0 | 0 | 0 | 0 | 0 | 0 | 0 | 0 | 0 | 0 | 0 | 0 | 0 | 0 | 0 | 0 | 1 |  | 0 | 0 | 0 | 0 | 0 | 0 | 0 | 0 | 0 | 0 | 0 | 0 | 0 | 0 | 0 | 0 | 0 | 0 | 0 |  | 1 | 1 | 1 | 1 | 1 | 1 | 1 | 1 | 1 | 1 | 1 | 0
PG&E NGBA | El Dorado PH | 115 | 0 | 0 | 0 | 0 | 0 | 0 | 0 | 0 | 0 | 0 | 0 | 0 | 0 | 0 | 0 | 0 | 0 | 0 | 0 | 0 |  | 0 | 0 | 0 | 0 | 0 | 0 | 0 | 0 | 0 | 0 | 0 | 0 | 0 | 0 | 0 | 0 | 0 | 0 | 0 | 0 | 0 |  | 0 | 0 | 0 | 0 | 0 | 0 | 0 | 0 | 0 | 0 | 0 | 0 | 0 | 0 | 0 | 0 | 0 | 0 | 0 |  | 1 | 1 | 1 | 1 | 1 | 1 | 1 | 1 | 1 | 1 | 1 | 0
PG&E FRESNO | El Nido (PGE) | 115 | 0 | 0 | 0 | 0 | 0 | 0 | 0 | 0 | 0 | 0 | 0 | 3 | 0 | 0 | 0 | 0 | 0 | 0 | 0 | 1 |  | 0 | 0 | 0 | 0 | 0 | 0 | 0 | 0 | 0 | 0 | 0 | 0 | 0 | 0 | 0 | 0 | 0 | 0 | 0 | 0 | 2 |  | 0 | 0 | 0 | 0 | 0 | 0 | 0 | 0 | 0 | 0 | 0 | 0 | 0 | 0 | 0 | 0 | 0 | 0 | 0 |  | 1 | 1 | 1 | 1 | 1 | 1 | 1 | 1 | 1 | 1 | 1 | 0
SCE Metro | El Nido (SCE) | 230 | 0 | 0 | 0 | 0 | 0 | 0 | 0 | 0 | 0 | 0 | 0 | 0 | 0 | 0 | 0 | 0 | 400 | 400 | 0 | 1 |  | 0 | 0 | 0 | 0 | 0 | 0 | 0 | 0 | 0 | 0 | 0 | 0 | 0 | 0 | 0 | 0 | 0 | 0 | 0 | 0 | 0 |  | 0 | 0 | 0 | 0 | 0 | 0 | 0 | 0 | 0 | 0 | 0 | 0 | 0 | 0 | 0 | 0 | 0 | 0 | 0 |  | 1 | 1 | 1 | 1 | 1 | 1 | 1 | 1 | 1 | 1 | 1 | 0
PG&E GBA | El Patio | 115 | 0 | 0 | 0 | 0 | 0 | 0 | 0 | 0 | 0 | 0 | 0 | 0 | 0 | 0 | 0 | 0 | 0 | 0 | 0 | 0 |  | 0 | 0 | 0 | 0 | 0 | 0 | 0 | 0 | 0 | 0 | 0 | 0 | 0 | 0 | 0 | 0 | 0 | 0 | 0 | 0 | 0 |  | 0 | 0 | 0 | 0 | 0 | 0 | 0 | 0 | 0 | 0 | 0 | 0 | 0 | 0 | 0 | 0 | 0 | 0 | 0 |  | 1 | 1 | 1 | 1 | 1 | 1 | 1 | 1 | 1 | 1 | 1 | 0
SCE Metro | El Segundo | 230 | 0 | 0 | 0 | 0 | 0 | 0 | 0 | 0 | 0 | 0 | 0 | 0 | 0 | 0 | 0 | 0 | 0 | 0 | 0 | 0 |  | 0 | 0 | 0 | 0 | 0 | 0 | 0 | 0 | 0 | 0 | 0 | 0 | 0 | 0 | 0 | 0 | 0 | 0 | 0 | 0 | 0 |  | 0 | 0 | 0 | 0 | 0 | 0 | 0 | 0 | 0 | 0 | 0 | 0 | 0 | 0 | 0 | 0 | 0 | 0 | 0 |  | 1 | 1 | 1 | 1 | 1 | 1 | 1 | 1 | 1 | 1 | 1 | 0
EOP | Eldorado | 230 | 184 | 0 | 0 | 0 | 0 | 0 | 0 | 0 | 0 | 0 | 0 | 0 | 0 | 0 | 0 | 0 | 0 | 0 | 0 | 1 |  | 117.3 | 0 | 0 | 0 | 0 | 0 | 0 | 0 | 0 | 0 | 0 | 0 | 0 | 0 | 0 | 0 | 0 | 0 | 0 | 1 | 1 |  | 0 | 0 | 0 | 0 | 0 | 0 | 0 | 0 | 0 | 0 | 0 | 0 | 0 | 0 | 0 | 0 | 0 | 0 | 0 |  | 1 | 1 | 1 | 1 | 1 | 1 | 1 | 1 | 1 | 1 | 1 | 0
EOP | Eldorado | 500 | 248 | 0 | 0 | 0 | 0 | 3000 | 0 | 3000 | 0 | 0 | 0 | 0 | 600 | 0 | 600 | 0 | 390 | 390 | 500 | 1 |  | 0 | 0 | 0 | 0 | 0 | 3000 | 0 | 3000 | 0 | 0 | 0 | 0 | 0 | 0 | 0 | 0 | 0 | 0 | 0 | 1 | 0 |  | 0 | 0 | 0 | 0 | 0 | 0 | 0 | 0 | 0 | 0 | 0 | 0 | 0 | 0 | 0 | 0 | 0 | 0 | 0 |  | 1 | 1 | 1 | 1 | 1 | 1 | 1 | 1 | 1 | 1 | 1 | 0
SCE Northern | Elizabeth Lake | 66 | 0 | 0 | 0 | 0 | 0 | 0 | 0 | 0 | 0 | 0 | 0 | 0 | 0 | 0 | 0 | 0 | 0 | 0 | 0 | 0 |  | 0 | 0 | 0 | 0 | 0 | 0 | 0 | 0 | 0 | 0 | 0 | 0 | 0 | 0 | 0 | 0 | 0 | 0 | 0 | 0 | 0 |  | 0 | 0 | 0 | 0 | 0 | 0 | 0 | 0 | 0 | 0 | 0 | 0 | 0 | 0 | 0 | 0 | 0 | 0 | 0 |  | 1 | 1 | 1 | 1 | 1 | 1 | 1 | 1 | 1 | 1 | 1 | 0
PG&E KERN | Elk Hills | 230 | 0 | 0 | 0 | 0 | 0 | 0 | 0 | 0 | 0 | 0 | 0 | 0 | 0 | 0 | 0 | 0 | 0 | 0 | 0 | 0 |  | 0 | 0 | 0 | 0 | 0 | 0 | 0 | 0 | 0 | 0 | 0 | 5.25 | 0 | 0 | 0 | 0 | 0 | 0 | 0 | 1 | 0 |  | 0 | 0 | 0 | 0 | 0 | 0 | 0 | 0 | 0 | 0 | 0 | 2 | 0 | 0 | 0 | 0 | 0 | 0 | 0 |  | 1 | 1 | 1 | 1 | 1 | 4 | 1 | 1 | 1 | 1 | 1 | 1
SDGE | Elliot | 69 | 0 | 0 | 0 | 0 | 0 | 0 | 0 | 0 | 0 | 0 | 0 | 0 | 0 | 0 | 0 | 0 | 0 | 0 | 0 | 0 |  | 0 | 0 | 0 | 0 | 0 | 0 | 0 | 0 | 0 | 0 | 0 | 0 | 0 | 0 | 0 | 0 | 0 | 0 | 0 | 0 | 3 |  | 0 | 0 | 0 | 0 | 0 | 0 | 0 | 0 | 0 | 0 | 0 | 0 | 0 | 0 | 0 | 0 | 0 | 0 | 0 |  | 1 | 1 | 1 | 1 | 1 | 1 | 1 | 1 | 1 | 1 | 1 | 0
SCE Metro | Ellis | 230 | 0 | 0 | 0 | 0 | 0 | 0 | 0 | 0 | 0 | 0 | 0 | 0 | 0 | 0 | 0 | 0 | 0 | 0 | 0 | 0 |  | 0 | 0 | 0 | 0 | 0 | 0 | 0 | 0 | 0 | 0 | 0 | 0 | 0 | 0 | 0 | 0 | 0 | 0 | 0 | 0 | 0 |  | 0 | 0 | 0 | 0 | 0 | 0 | 0 | 0 | 0 | 0 | 0 | 0 | 0 | 0 | 0 | 0 | 0 | 0 | 0 |  | 1 | 1 | 1 | 1 | 1 | 1 | 1 | 1 | 1 | 1 | 1 | 0
SDGE | Encina | 138 | 0 | 0 | 0 | 0 | 0 | 0 | 0 | 0 | 0 | 0 | 0 | 0 | 0 | 0 | 0 | 0 | 0 | 0 | 0 | 0 |  | 0 | 0 | 0 | 0 | 0 | 0 | 0 | 0 | 0 | 0 | 0 | 0 | 0 | 0 | 0 | 0 | 0 | 0 | 0 | 0 | 2 |  | 0 | 0 | 0 | 0 | 0 | 0 | 0 | 0 | 0 | 0 | 0 | 0 | 0 | 0 | 0 | 0 | 0 | 0 | 0 |  | 1 | 1 | 1 | 1 | 1 | 1 | 1 | 1 | 1 | 1 | 1 | 0
SDGE | Encina | 230 | 0 | 0 | 0 | 0 | 0 | 0 | 0 | 0 | 0 | 0 | 0 | 0 | 20 | 0 | 20 | 0 | 0 | 0 | 0 | 1 |  | 0 | 0 | 0 | 0 | 0 | 0 | 0 | 0 | 0 | 0 | 0 | 0 | 0 | 0 | 0 | 0 | 0 | 0 | 0 | 0 | 2 |  | 0 | 0 | 0 | 0 | 0 | 0 | 0 | 0 | 0 | 0 | 0 | 0 | 0 | 0 | 0 | 0 | 0 | 0 | 0 |  | 1 | 1 | 1 | 1 | 1 | 1 | 1 | 1 | 1 | 1 | 1 | 0
SDGE | Escondido | 230 | 0 | 0 | 0 | 0 | 0 | 0 | 0 | 0 | 0 | 0 | 0 | 0 | 0 | 0 | 0 | 0 | 0 | 0 | 0 | 0 |  | 0 | 0 | 0 | 0 | 0 | 0 | 0 | 0 | 0 | 0 | 0 | 0 | 0 | 0 | 0 | 0 | 0 | 0 | 0 | 0 | 3 |  | 0 | 0 | 0 | 0 | 0 | 0 | 0 | 0 | 0 | 0 | 0 | 0 | 0 | 0 | 0 | 0 | 0 | 0 | 0 |  | 1 | 1 | 1 | 1 | 1 | 1 | 1 | 1 | 1 | 1 | 1 | 0
SDGE | Escondido | 69 | 0 | 0 | 0 | 0 | 0 | 0 | 0 | 0 | 0 | 0 | 0 | 0 | 0 | 0 | 0 | 13 | 0 | 13 | 0 | 1 |  | 0 | 0 | 0 | 0 | 0 | 0 | 0 | 0 | 0 | 0 | 0 | 0 | 0 | 0 | 0 | 0 | 0 | 0 | 0 | 0 | 2 |  | 0 | 0 | 0 | 0 | 0 | 0 | 0 | 0 | 0 | 0 | 0 | 0 | 0 | 0 | 0 | 0 | 0 | 0 | 0 |  | 1 | 1 | 1 | 1 | 1 | 1 | 1 | 1 | 1 | 1 | 1 | 0
PG&E KERN | Estrella | 230 | 0 | 0 | 0 | 0 | 0 | 0 | 0 | 0 | 0 | 0 | 0 | 0 | 0 | 0 | 0 | 0 | 0 | 0 | 0 | 0 |  | 0 | 0 | 0 | 0 | 0 | 0 | 0 | 0 | 0 | 0 | 0 | 0 | 0 | 0 | 0 | 0 | 0 | 0 | 0 | 0 | 1 |  | 0 | 0 | 0 | 0 | 0 | 0 | 0 | 0 | 0 | 0 | 0 | 0 | 0 | 0 | 0 | 0 | 0 | 0 | 0 |  | 1 | 1 | 1 | 1 | 1 | 1 | 1 | 1 | 1 | 1 | 1 | 0
SCE Eastern | Etiwanda | 230 | 0 | 0 | 0 | 0 | 0 | 0 | 0 | 0 | 0 | 0 | 0 | 0 | 0 | 0 | 0 | 70 | 0 | 70 | 550 | 1 |  | 0 | 0 | 0 | 0 | 0 | 0 | 0 | 0 | 0 | 0 | 0 | 0 | 0 | 0 | 0 | 0 | 0 | 0 | 0 | 0 | 0 |  | 0 | 0 | 0 | 0 | 0 | 0 | 0 | 0 | 0 | 0 | 0 | 0 | 0 | 0 | 0 | 0 | 0 | 0 | 0 |  | 1 | 1 | 1 | 1 | 1 | 1 | 1 | 1 | 1 | 1 | 1 | 0
PG&E GBA | Evergreen | 115 | 0 | 0 | 0 | 0 | 0 | 0 | 0 | 0 | 0 | 0 | 0 | 0 | 0 | 0 | 0 | 0 | 0 | 0 | 0 | 0 |  | 0 | 0 | 0 | 0 | 0 | 0 | 0 | 0 | 0 | 0 | 0 | 0 | 0 | 0 | 0 | 0 | 0 | 0 | 0 | 0 | 0 |  | 0 | 0 | 0 | 0 | 0 | 0 | 0 | 0 | 0 | 0 | 0 | 0 | 0 | 0 | 0 | 0 | 0 | 0 | 0 |  | 1 | 1 | 1 | 1 | 1 | 1 | 1 | 1 | 1 | 1 | 1 | 0
PG&E GBA | Evergreen | 60 | 0 | 0 | 0 | 0 | 0 | 0 | 0 | 0 | 0 | 0 | 0 | 0 | 0 | 0 | 0 | 0 | 0 | 0 | 0 | 0 |  | 0 | 0 | 0 | 0 | 0 | 0 | 0 | 0 | 0 | 0 | 0 | 0 | 0 | 0 | 0 | 0 | 0 | 0 | 0 | 0 | 0 |  | 0 | 0 | 0 | 0 | 0 | 0 | 0 | 0 | 0 | 0 | 0 | 0 | 0 | 0 | 0 | 0 | 0 | 0 | 0 |  | 1 | 1 | 1 | 1 | 1 | 1 | 1 | 1 | 1 | 1 | 1 | 0
PG&E FRESNO | Excelsior | 115 | 0 | 0 | 0 | 0 | 0 | 0 | 0 | 0 | 0 | 0 | 0 | 0 | 0 | 0 | 0 | 0 | 0 | 0 | 0 | 0 |  | 0 | 0 | 0 | 0 | 0 | 0 | 0 | 0 | 0 | 0 | 0 | 0 | 0 | 0 | 0 | 0 | 0 | 0 | 0 | 0 | 1 |  | 0 | 0 | 0 | 0 | 0 | 0 | 0 | 0 | 0 | 0 | 0 | 0 | 0 | 0 | 0 | 0 | 0 | 0 | 0 |  | 1 | 1 | 1 | 1 | 1 | 1 | 1 | 1 | 1 | 1 | 1 | 0
PG&E FRESNO | Exchequer | 115 | 0 | 0 | 0 | 0 | 0 | 0 | 0 | 0 | 0 | 0 | 0 | 0 | 0 | 0 | 0 | 0 | 0 | 0 | 0 | 0 |  | 0 | 2 | 0 | 0 | 0 | 0 | 0 | 0 | 0 | 0 | 0 | 0 | 0 | 0 | 0 | 0 | 0 | 0 | 0 | 1 | 2 |  | 0 | 2 | 0 | 0 | 0 | 0 | 0 | 0 | 0 | 0 | 0 | 0 | 0 | 0 | 0 | 0 | 0 | 0 | 0 |  | 1 | 5 | 1 | 1 | 1 | 1 | 1 | 1 | 1 | 1 | 1 | 1
PG&E KERN | Fairway | 115 | 0 | 0 | 0 | 0 | 0 | 0 | 0 | 0 | 0 | 0 | 0 | 0 | 0 | 0 | 0 | 0 | 0 | 0 | 0 | 0 |  | 0 | 0 | 0 | 0 | 0 | 0 | 0 | 0 | 0 | 0 | 0 | 0 | 0 | 0 | 0 | 0 | 0 | 0 | 0 | 0 | 1 |  | 0 | 0 | 0 | 0 | 0 | 0 | 0 | 0 | 0 | 0 | 0 | 0 | 0 | 0 | 0 | 0 | 0 | 0 | 0 |  | 1 | 1 | 1 | 1 | 1 | 1 | 1 | 1 | 1 | 1 | 1 | 0
PG&E KERN | Famoso | 115 | 0 | 0 | 0 | 0 | 0 | 0 | 0 | 0 | 0 | 0 | 0 | 0 | 0 | 0 | 0 | 0 | 0 | 0 | 0 | 0 |  | 0 | 0 | 0 | 0 | 0 | 0 | 0 | 0 | 0 | 0 | 0 | 4 | 0 | 0 | 0 | 0 | 0 | 0 | 0 | 1 | 0 |  | 0 | 0 | 0 | 0 | 0 | 0 | 0 | 0 | 0 | 0 | 0 | 2 | 0 | 0 | 0 | 0 | 0 | 0 | 0 |  | 1 | 1 | 1 | 1 | 1 | 4 | 1 | 1 | 1 | 1 | 1 | 1
PG&E NGBA | Fern Road | 500 | 185 | 0 | 0 | 0 | 0 | 0 | 0 | 0 | 0 | 0 | 0 | 0 | 0 | 0 | 0 | 0 | 0 | 0 | 0 | 1 |  | 0 | 0 | 0 | 0 | 0 | 0 | 0 | 0 | 0 | 0 | 0 | 0 | 0 | 0 | 0 | 0 | 0 | 0 | 0 | 0 | 0 |  | 0 | 0 | 0 | 0 | 0 | 0 | 0 | 0 | 0 | 0 | 0 | 0 | 0 | 0 | 0 | 0 | 0 | 0 | 0 |  | 1 | 1 | 1 | 1 | 1 | 1 | 1 | 1 | 1 | 1 | 1 | 0
PG&E GBA | Fibreboard (SPI Sonora) | 115 | 0 | 0 | 0 | 0 | 0 | 0 | 0 | 0 | 0 | 0 | 0 | 0 | 0 | 0 | 0 | 0 | 0 | 0 | 0 | 0 |  | 0 | 0 | 0 | 0 | 0 | 0 | 0 | 0 | 0 | 0 | 0 | 0 | 0 | 0 | 0 | 0 | 0 | 0 | 0 | 0 | 0 |  | 0 | 0 | 0 | 0 | 0 | 0 | 0 | 0 | 0 | 0 | 0 | 0 | 0 | 0 | 0 | 0 | 0 | 0 | 0 |  | 1 | 1 | 1 | 1 | 1 | 1 | 1 | 1 | 1 | 1 | 1 | 0
PG&E FRESNO | Figarden | 230 | 0 | 0 | 0 | 0 | 0 | 0 | 0 | 0 | 0 | 0 | 0 | 0 | 0 | 0 | 0 | 0 | 0 | 0 | 0 | 0 |  | 0 | 0 | 0 | 0 | 0 | 0 | 0 | 0 | 0 | 0 | 0 | 0 | 0 | 0 | 0 | 0 | 0 | 0 | 0 | 0 | 1 |  | 0 | 0 | 0 | 0 | 0 | 0 | 0 | 0 | 0 | 0 | 0 | 0 | 0 | 0 | 0 | 0 | 0 | 0 | 0 |  | 1 | 1 | 1 | 1 | 1 | 1 | 1 | 1 | 1 | 1 | 1 | 0
PG&E FRESNO | Fink | 230 | 70 | 0 | 0 | 0 | 0 | 0 | 0 | 0 | 0 | 0 | 0 | 0 | 0 | 0 | 0 | 0 | 0 | 0 | 0 | 1 |  | 0 | 0 | 0 | 0 | 0 | 0 | 0 | 0 | 0 | 0 | 0 | 0 | 0 | 0 | 0 | 0 | 0 | 0 | 0 | 0 | 1 |  | 0 | 0 | 0 | 0 | 0 | 0 | 0 | 0 | 0 | 0 | 0 | 0 | 0 | 0 | 0 | 0 | 0 | 0 | 0 |  | 1 | 1 | 1 | 1 | 1 | 1 | 1 | 1 | 1 | 1 | 1 | 0
PG&E NGBA | Fitch Mountain | 60 | 0 | 0 | 0 | 0 | 0 | 0 | 0 | 0 | 0 | 0 | 0 | 0 | 0 | 0 | 0 | 0 | 0 | 0 | 0 | 0 |  | 0 | 0 | 0 | 0 | 0 | 0 | 0 | 0 | 0 | 0 | 0 | 0 | 0 | 0 | 0 | 0 | 0 | 0 | 0 | 0 | 1 |  | 0 | 0 | 0 | 0 | 0 | 0 | 0 | 0 | 0 | 0 | 0 | 0 | 0 | 0 | 0 | 0 | 0 | 0 | 0 |  | 1 | 1 | 1 | 1 | 1 | 1 | 1 | 1 | 1 | 1 | 1 | 0
PG&E GBA | FMC | 115 | 0 | 0 | 0 | 0 | 0 | 0 | 0 | 0 | 0 | 0 | 0 | 0 | 0 | 0 | 0 | 0 | 0 | 0 | 0 | 0 |  | 0 | 0 | 0 | 0 | 0 | 0 | 0 | 0 | 0 | 0 | 0 | 0 | 0 | 0 | 0 | 0 | 0 | 0 | 0 | 0 | 0 |  | 0 | 0 | 0 | 0 | 0 | 0 | 0 | 0 | 0 | 0 | 0 | 0 | 0 | 0 | 0 | 0 | 0 | 0 | 0 |  | 1 | 1 | 1 | 1 | 1 | 1 | 1 | 1 | 1 | 1 | 1 | 0
PG&E GBA | Fremont | 115 | 0 | 0 | 0 | 0 | 0 | 0 | 0 | 0 | 0 | 0 | 0 | 0 | 0 | 0 | 0 | 0 | 0 | 0 | 0 | 0 |  | 0 | 0 | 0 | 0 | 0 | 0 | 0 | 0 | 0 | 0 | 0 | 0 | 0 | 0 | 0 | 0 | 0 | 0 | 0 | 0 | 1 |  | 0 | 0 | 0 | 0 | 0 | 0 | 0 | 0 | 0 | 0 | 0 | 0 | 0 | 0 | 0 | 0 | 0 | 0 | 0 |  | 1 | 1 | 1 | 1 | 1 | 1 | 1 | 1 | 1 | 1 | 1 | 0
PG&E GBA | French Camp | 60 | 0 | 0 | 0 | 0 | 0 | 0 | 0 | 0 | 0 | 0 | 0 | 0 | 0 | 0 | 0 | 0 | 0 | 0 | 0 | 0 |  | 0 | 0 | 0 | 0 | 0 | 0 | 0 | 0 | 0 | 0 | 0 | 0 | 0 | 0 | 0 | 0 | 0 | 0 | 0 | 0 | 1 |  | 0 | 0 | 0 | 0 | 0 | 0 | 0 | 0 | 0 | 0 | 0 | 0 | 0 | 0 | 0 | 0 | 0 | 0 | 0 |  | 1 | 1 | 1 | 1 | 1 | 1 | 1 | 1 | 1 | 1 | 1 | 0
PG&E GBA | Frogtown | 115 | 0 | 0 | 0 | 0 | 0 | 0 | 0 | 0 | 0 | 0 | 0 | 0 | 0 | 0 | 0 | 0 | 0 | 0 | 0 | 0 |  | 0 | 0 | 0 | 0 | 0 | 0 | 0 | 0 | 0 | 0 | 0 | 0 | 0 | 0 | 0 | 0 | 0 | 0 | 0 | 0 | 0 |  | 0 | 0 | 0 | 0 | 0 | 0 | 0 | 0 | 0 | 0 | 0 | 0 | 0 | 0 | 0 | 0 | 0 | 0 | 0 |  | 1 | 1 | 1 | 1 | 1 | 1 | 1 | 1 | 1 | 1 | 1 | 0
PG&E NGBA | Fulton | 115 | 0 | 0 | 0 | 0 | 0 | 0 | 0 | 0 | 0 | 0 | 0 | 0 | 0 | 0 | 0 | 0 | 0 | 0 | 0 | 0 |  | 0 | 0 | 0 | 0 | 0 | 0 | 0 | 0 | 0 | 0 | 0 | 0 | 0 | 0 | 0 | 0 | 0 | 0 | 0 | 0 | 2 |  | 0 | 0 | 0 | 0 | 0 | 0 | 0 | 0 | 0 | 0 | 0 | 0 | 0 | 0 | 0 | 0 | 0 | 0 | 0 |  | 1 | 1 | 1 | 1 | 1 | 1 | 1 | 1 | 1 | 1 | 1 | 0
PG&E NGBA | Fulton | 230 | 0 | 0 | 0 | 0 | 0 | 0 | 0 | 0 | 0 | 0 | 0 | 0 | 0 | 0 | 0 | 0 | 0 | 0 | 0 | 0 |  | 36 | 0 | 0 | 0 | 0 | 0 | 0 | 0 | 0 | 0 | 0 | 0 | 0 | 0 | 0 | 0 | 0 | 0 | 0 | 1 | 1 |  | 2 | 0 | 0 | 0 | 0 | 0 | 0 | 0 | 0 | 0 | 0 | 0 | 0 | 0 | 0 | 0 | 0 | 0 | 0 |  | 5 | 1 | 1 | 1 | 1 | 1 | 1 | 1 | 1 | 1 | 1 | 1
PG&E NGBA | Fulton | 60 | 0 | 0 | 0 | 0 | 0 | 0 | 0 | 0 | 0 | 0 | 0 | 0 | 0 | 0 | 0 | 0 | 0 | 0 | 0 | 0 |  | 0 | 0 | 0 | 0 | 0 | 0 | 0 | 0 | 0 | 0 | 0 | 0 | 0 | 0 | 0 | 0 | 0 | 0 | 0 | 0 | 1 |  | 0 | 0 | 0 | 0 | 0 | 0 | 0 | 0 | 0 | 0 | 0 | 0 | 0 | 0 | 0 | 0 | 0 | 0 | 0 |  | 1 | 1 | 1 | 1 | 1 | 1 | 1 | 1 | 1 | 1 | 1 | 0
PG&E KERN | Ganso | 115 | 0 | 0 | 0 | 0 | 0 | 0 | 0 | 0 | 0 | 0 | 0 | 0 | 0 | 0 | 0 | 0 | 0 | 0 | 0 | 0 |  | 0 | 0.5 | 0 | 0 | 0 | 0 | 0 | 0 | 0 | 0 | 0 | 1.5 | 0 | 0 | 0 | 0 | 0 | 0 | 0 | 1 | 0 |  | 0 | 2 | 0 | 0 | 0 | 0 | 0 | 0 | 0 | 0 | 0 | 2 | 0 | 0 | 0 | 0 | 0 | 0 | 0 |  | 1 | 4 | 1 | 1 | 1 | 4 | 1 | 1 | 1 | 1 | 1 | 1
PG&E FRESNO | Gates | 230 | 0 | 0 | 0 | 0 | 0 | 0 | 0 | 0 | 0 | 0 | 0 | 3 | 166 | 477.5 | 643.5 | 0 | 0 | 0 | 0 | 1 |  | 0 | 0 | 0 | 0 | 0 | 0 | 0 | 0 | 0 | 0 | 0 | 0 | 145 | 250 | 395 | 0 | 60 | 60 | 0 | 1 | 1 |  | 0 | 0 | 0 | 0 | 0 | 0 | 0 | 0 | 0 | 0 | 0 | 0 | 0 | 0 | 0 | 0 | 2 | 2 | 0 |  | 1 | 1 | 1 | 1 | 1 | 1 | 1 | 1 | 5 | 5 | 1 | 1
PG&E FRESNO | Gates | 500 | 0 | 0 | 0 | 0 | 0 | 0 | 0 | 0 | 0 | 0 | 0 | 0 | 0 | 0 | 0 | 190 | 35 | 225 | 0 | 1 |  | 0 | 0 | 0 | 0 | 0 | 0 | 0 | 0 | 0 | 0 | 0 | 0 | 0 | 0 | 0 | 0 | 0 | 0 | 0 | 0 | 1 |  | 0 | 0 | 0 | 0 | 0 | 0 | 0 | 0 | 0 | 0 | 0 | 0 | 0 | 0 | 0 | 0 | 0 | 0 | 0 |  | 1 | 1 | 1 | 1 | 1 | 1 | 1 | 1 | 1 | 1 | 1 | 0
PG&E NGBA | Geysers 12 | 230 | 0 | 0 | 0 | 0 | 0 | 0 | 0 | 0 | 0 | 0 | 0 | 0 | 0 | 0 | 0 | 0 | 0 | 0 | 0 | 0 |  | 0 | 0 | 0 | 0 | 0 | 0 | 0 | 0 | 0 | 0 | 0 | 0 | 0 | 0 | 0 | 0 | 0 | 0 | 0 | 0 | 1 |  | 0 | 0 | 0 | 0 | 0 | 0 | 0 | 0 | 0 | 0 | 0 | 0 | 0 | 0 | 0 | 0 | 0 | 0 | 0 |  | 1 | 1 | 1 | 1 | 1 | 1 | 1 | 1 | 1 | 1 | 1 | 0
PG&E NGBA | Geysers 17 | 230 | 0 | 0 | 0 | 0 | 0 | 0 | 0 | 0 | 0 | 0 | 0 | 0 | 0 | 0 | 0 | 0 | 0 | 0 | 0 | 0 |  | 19.5 | 0 | 0 | 0 | 0 | 0 | 0 | 0 | 0 | 0 | 0 | 0 | 0 | 0 | 0 | 0 | 0 | 0 | 0 | 1 | 1 |  | 2 | 0 | 0 | 0 | 0 | 0 | 0 | 0 | 0 | 0 | 0 | 0 | 0 | 0 | 0 | 0 | 0 | 0 | 0 |  | 5 | 1 | 1 | 1 | 1 | 1 | 1 | 1 | 1 | 1 | 1 | 1
PG&E NGBA | Geysers 3 | 115 | 0 | 0 | 0 | 0 | 0 | 0 | 0 | 0 | 0 | 0 | 0 | 0 | 0 | 0 | 0 | 0 | 0 | 0 | 0 | 0 |  | 0 | 0 | 0 | 0 | 0 | 0 | 0 | 0 | 0 | 0 | 0 | 0 | 0 | 0 | 0 | 0 | 0 | 0 | 0 | 0 | 1 |  | 0 | 0 | 0 | 0 | 0 | 0 | 0 | 0 | 0 | 0 | 0 | 0 | 0 | 0 | 0 | 0 | 0 | 0 | 0 |  | 1 | 1 | 1 | 1 | 1 | 1 | 1 | 1 | 1 | 1 | 1 | 0
PG&E NGBA | Glenn | 230 | 0 | 0 | 0 | 0 | 0 | 0 | 0 | 0 | 0 | 0 | 0 | 0 | 0 | 0 | 0 | 0 | 0 | 0 | 0 | 0 |  | 0 | 0 | 166.5 | 36 | 202.5 | 0 | 0 | 0 | 0 | 0 | 0 | 0 | 0 | 0 | 0 | 0 | 0 | 0 | 0 | 1 | 0 |  | 0 | 0 | 2 | 2 | 2 | 0 | 0 | 0 | 0 | 0 | 0 | 0 | 0 | 0 | 0 | 0 | 0 | 0 | 0 |  | 1 | 1 | 4 | 1 | 1 | 1 | 1 | 1 | 1 | 1 | 1 | 1
PG&E NGBA | Glenn | 60 | 0 | 0 | 0 | 0 | 0 | 0 | 0 | 0 | 0 | 0 | 0 | 0 | 0 | 0 | 0 | 0 | 0 | 0 | 0 | 0 |  | 0 | 0 | 0 | 0 | 0 | 0 | 0 | 0 | 0 | 0 | 0 | 0 | 0 | 0 | 0 | 0 | 0 | 0 | 0 | 0 | 0 |  | 0 | 0 | 0 | 0 | 0 | 0 | 0 | 0 | 0 | 0 | 0 | 0 | 0 | 0 | 0 | 0 | 0 | 0 | 0 |  | 1 | 1 | 1 | 1 | 1 | 1 | 1 | 1 | 1 | 1 | 1 | 0
PG&E NGBA | Gold Hill | 115 | 0 | 0 | 0 | 0 | 0 | 0 | 0 | 0 | 0 | 0 | 0 | 0 | 0 | 150 | 150 | 0 | 0 | 0 | 0 | 1 |  | 0 | 0 | 0 | 0 | 0 | 0 | 0 | 0 | 0 | 0 | 0 | 0 | 0 | 0 | 0 | 0 | 0 | 0 | 0 | 0 | 0 |  | 0 | 0 | 0 | 0 | 0 | 0 | 0 | 0 | 0 | 0 | 0 | 0 | 0 | 0 | 0 | 0 | 0 | 0 | 0 |  | 1 | 1 | 1 | 1 | 1 | 1 | 1 | 1 | 1 | 1 | 1 | 0
PG&E NGBA | Gold Hill | 230 | 40 | 0 | 0 | 0 | 0 | 0 | 0 | 0 | 0 | 0 | 0 | 0 | 0 | 0 | 0 | 0 | 0 | 0 | 0 | 1 |  | 0 | 0 | 0 | 0 | 0 | 0 | 0 | 0 | 0 | 0 | 0 | 0 | 0 | 0 | 0 | 0 | 0 | 0 | 0 | 0 | 0 |  | 0 | 0 | 0 | 0 | 0 | 0 | 0 | 0 | 0 | 0 | 0 | 0 | 0 | 0 | 0 | 0 | 0 | 0 | 0 |  | 1 | 1 | 1 | 1 | 1 | 1 | 1 | 1 | 1 | 1 | 1 | 0
SCE Northern | Goleta | 230 | 0 | 0 | 0 | 0 | 0 | 0 | 0 | 0 | 0 | 0 | 0 | 0 | 0 | 0 | 0 | 10 | 0 | 10 | 0 | 1 |  | 0 | 0 | 0 | 0 | 0 | 0 | 0 | 0 | 0 | 0 | 0 | 0 | 0 | 0 | 0 | 0 | 0 | 0 | 0 | 0 | 0 |  | 0 | 0 | 0 | 0 | 0 | 0 | 0 | 0 | 0 | 0 | 0 | 0 | 0 | 0 | 0 | 0 | 0 | 0 | 0 |  | 1 | 1 | 1 | 1 | 1 | 1 | 1 | 1 | 1 | 1 | 1 | 0
SCE Metro | Goodrich | 230 | 0 | 0 | 0 | 0 | 0 | 0 | 0 | 0 | 0 | 0 | 0 | 0 | 0 | 0 | 0 | 0 | 324.85 | 324.85 | 0 | 1 |  | 0 | 0 | 0 | 0 | 0 | 0 | 0 | 0 | 0 | 0 | 0 | 0 | 0 | 0 | 0 | 0 | 0 | 0 | 0 | 0 | 0 |  | 0 | 0 | 0 | 0 | 0 | 0 | 0 | 0 | 0 | 0 | 0 | 0 | 0 | 0 | 0 | 0 | 0 | 0 | 0 |  | 1 | 1 | 1 | 1 | 1 | 1 | 1 | 1 | 1 | 1 | 1 | 0
PG&E KERN | Goose Lake | 115 | 0 | 0 | 0 | 0 | 0 | 0 | 0 | 0 | 0 | 0 | 0 | 0 | 0 | 0 | 0 | 0 | 0 | 0 | 0 | 0 |  | 0 | 3 | 0 | 0 | 0 | 0 | 0 | 0 | 0 | 0 | 0 | 0 | 0 | 0 | 0 | 0 | 0 | 0 | 0 | 1 | 0 |  | 0 | 2 | 0 | 0 | 0 | 0 | 0 | 0 | 0 | 0 | 0 | 0 | 0 | 0 | 0 | 0 | 0 | 0 | 0 |  | 1 | 4 | 1 | 1 | 1 | 1 | 1 | 1 | 1 | 1 | 1 | 1
SCE Metro | Gould | 230 | 0 | 0 | 0 | 0 | 0 | 0 | 0 | 0 | 0 | 0 | 0 | 0 | 0 | 0 | 0 | 0 | 0 | 0 | 100 | 1 |  | 0 | 0 | 0 | 0 | 0 | 0 | 0 | 0 | 0 | 0 | 0 | 0 | 0 | 0 | 0 | 0 | 0 | 0 | 0 | 0 | 0 |  | 0 | 0 | 0 | 0 | 0 | 0 | 0 | 0 | 0 | 0 | 0 | 0 | 0 | 0 | 0 | 0 | 0 | 0 | 0 |  | 1 | 1 | 1 | 1 | 1 | 1 | 1 | 1 | 1 | 1 | 1 | 0
PG&E NGBA | Grand Island | 115 | 0 | 0 | 0 | 0 | 0 | 0 | 0 | 0 | 0 | 0 | 0 | 2.73 | 0 | 0 | 0 | 0 | 0 | 0 | 0 | 1 |  | 0 | 0 | 0 | 0 | 0 | 0 | 0 | 0 | 0 | 0 | 0 | 0 | 0 | 0 | 0 | 0 | 0 | 0 | 0 | 0 | 0 |  | 0 | 0 | 0 | 0 | 0 | 0 | 0 | 0 | 0 | 0 | 0 | 0 | 0 | 0 | 0 | 0 | 0 | 0 | 0 |  | 1 | 1 | 1 | 1 | 1 | 1 | 1 | 1 | 1 | 1 | 1 | 0
SDGE | Granite | 69 | 0 | 0 | 0 | 0 | 0 | 0 | 0 | 0 | 0 | 0 | 0 | 0 | 0 | 0 | 0 | 2.25 | 0 | 2.25 | 0 | 1 |  | 0 | 0 | 0 | 0 | 0 | 0 | 0 | 0 | 0 | 0 | 0 | 0 | 0 | 0 | 0 | 0 | 0 | 0 | 0 | 0 | 2 |  | 0 | 0 | 0 | 0 | 0 | 0 | 0 | 0 | 0 | 0 | 0 | 0 | 0 | 0 | 0 | 0 | 0 | 0 | 0 |  | 1 | 1 | 1 | 1 | 1 | 1 | 1 | 1 | 1 | 1 | 1 | 0
PG&E GBA | Grant | 115 | 0 | 0 | 0 | 0 | 0 | 0 | 0 | 0 | 0 | 0 | 0 | 0 | 0 | 0 | 0 | 0 | 0 | 0 | 0 | 0 |  | 0 | 0 | 0 | 0 | 0 | 0 | 0 | 0 | 0 | 0 | 0 | 0 | 0 | 0 | 0 | 0 | 0 | 0 | 0 | 0 | 1 |  | 0 | 0 | 0 | 0 | 0 | 0 | 0 | 0 | 0 | 0 | 0 | 0 | 0 | 0 | 0 | 0 | 0 | 0 | 0 |  | 1 | 1 | 1 | 1 | 1 | 1 | 1 | 1 | 1 | 1 | 1 | 0
PG&E GBA | Green Valley | 115 | 0 | 0 | 0 | 0 | 0 | 0 | 0 | 0 | 0 | 0 | 0 | 0 | 0 | 0 | 0 | 0 | 0 | 0 | 0 | 0 |  | 0 | 1.1 | 0 | 0 | 0 | 0 | 0 | 0 | 0 | 0 | 0 | 0 | 0 | 0 | 0 | 0 | 0 | 0 | 0 | 1 | 1 |  | 0 | 2 | 0 | 0 | 0 | 0 | 0 | 0 | 0 | 0 | 0 | 0 | 0 | 0 | 0 | 0 | 0 | 0 | 0 |  | 1 | 5 | 1 | 1 | 1 | 1 | 1 | 1 | 1 | 1 | 1 | 1
PG&E NGBA | Greenleaf 1 | 115 | 0 | 0 | 0 | 0 | 0 | 0 | 0 | 0 | 0 | 0 | 0 | 0 | 0 | 0 | 0 | 0 | 0 | 0 | 0 | 0 |  | 0 | 0 | 0 | 0 | 0 | 0 | 0 | 0 | 0 | 0 | 0 | 0 | 0 | 0 | 0 | 0 | 0 | 0 | 0 | 0 | 0 |  | 0 | 0 | 0 | 0 | 0 | 0 | 0 | 0 | 0 | 0 | 0 | 0 | 0 | 0 | 0 | 0 | 0 | 0 | 0 |  | 1 | 1 | 1 | 1 | 1 | 1 | 1 | 1 | 1 | 1 | 1 | 0
PG&E FRESNO | Gregg | 230 | 0 | 0 | 0 | 0 | 0 | 0 | 0 | 0 | 0 | 0 | 0 | 0 | 0 | 0 | 0 | 0 | 0 | 0 | 0 | 0 |  | 0 | 0 | 170 | 20 | 190 | 0 | 0 | 0 | 0 | 0 | 0 | 0 | 0 | 0 | 0 | 0 | 0 | 0 | 140 | 1 | 1 |  | 0 | 0 | 2 | 2 | 2 | 0 | 0 | 0 | 0 | 0 | 0 | 0 | 0 | 0 | 0 | 0 | 0 | 0 | 2 |  | 1 | 1 | 5 | 1 | 1 | 1 | 1 | 1 | 1 | 1 | 5 | 1
PG&E FRESNO | Grimmway-Malaga | 115 | 0 | 0 | 0 | 0 | 0 | 0 | 0 | 0 | 0 | 0 | 0 | 0 | 0 | 0 | 0 | 0 | 0 | 0 | 0 | 0 |  | 0 | 0 | 0 | 0 | 0 | 0 | 0 | 0 | 0 | 0 | 0 | 0 | 0 | 0 | 0 | 0 | 0 | 0 | 0 | 0 | 1 |  | 0 | 0 | 0 | 0 | 0 | 0 | 0 | 0 | 0 | 0 | 0 | 0 | 0 | 0 | 0 | 0 | 0 | 0 | 0 |  | 1 | 1 | 1 | 1 | 1 | 1 | 1 | 1 | 1 | 1 | 1 | 0
PG&E NGBA | Grizzly | 230 | 0 | 0 | 0 | 0 | 0 | 0 | 0 | 0 | 0 | 0 | 0 | 0 | 0 | 0 | 0 | 0 | 0 | 0 | 0 | 0 |  | 0 | 0 | 0 | 0 | 0 | 0 | 0 | 0 | 0 | 0 | 0 | 0 | 0 | 0 | 0 | 0 | 0 | 0 | 0 | 0 | 0 |  | 0 | 0 | 0 | 0 | 0 | 0 | 0 | 0 | 0 | 0 | 0 | 0 | 0 | 0 | 0 | 0 | 0 | 0 | 0 |  | 1 | 1 | 1 | 1 | 1 | 1 | 1 | 1 | 1 | 1 | 1 | 0
PG&E FRESNO | Guernsey | 70 | 0 | 0 | 0 | 0 | 0 | 0 | 0 | 0 | 0 | 0 | 0 | 0 | 0 | 0 | 0 | 0 | 0 | 0 | 0 | 0 |  | 0 | 0 | 0 | 0 | 0 | 0 | 0 | 0 | 0 | 0 | 0 | 7.5 | 0 | 0 | 0 | 0 | 0 | 0 | 0 | 1 | 1 |  | 0 | 0 | 0 | 0 | 0 | 0 | 0 | 0 | 0 | 0 | 0 | 2 | 0 | 0 | 0 | 0 | 0 | 0 | 0 |  | 1 | 1 | 1 | 1 | 1 | 5 | 1 | 1 | 1 | 1 | 1 | 1
PG&E FRESNO | GWF Hanford | 115 | 0 | 0 | 0 | 0 | 0 | 0 | 0 | 0 | 0 | 0 | 0 | 0 | 0 | 0 | 0 | 131.4 | 0 | 131.4 | 0 | 1 |  | 0 | 0 | 0 | 0 | 0 | 0 | 0 | 0 | 0 | 0 | 0 | 0 | 0 | 0 | 0 | 0 | 0 | 0 | 0 | 0 | 1 |  | 0 | 0 | 0 | 0 | 0 | 0 | 0 | 0 | 0 | 0 | 0 | 0 | 0 | 0 | 0 | 0 | 0 | 0 | 0 |  | 1 | 1 | 1 | 1 | 1 | 1 | 1 | 1 | 1 | 1 | 1 | 0
PG&E FRESNO | Haas | 230 | 0 | 0 | 0 | 0 | 0 | 0 | 0 | 0 | 0 | 0 | 0 | 0 | 0 | 0 | 0 | 0 | 0 | 0 | 0 | 0 |  | 0 | 0 | 0 | 0 | 0 | 0 | 0 | 0 | 0 | 0 | 0 | 0 | 0 | 0 | 0 | 0 | 0 | 0 | 0 | 0 | 1 |  | 0 | 0 | 0 | 0 | 0 | 0 | 0 | 0 | 0 | 0 | 0 | 0 | 0 | 0 | 0 | 0 | 0 | 0 | 0 |  | 1 | 1 | 1 | 1 | 1 | 1 | 1 | 1 | 1 | 1 | 1 | 0
PG&E FRESNO | Hammonds | 115 | 0 | 0 | 0 | 0 | 0 | 0 | 0 | 0 | 0 | 0 | 0 | 0 | 100 | 0 | 100 | 0 | 0 | 0 | 0 | 1 |  | 0 | 0 | 0 | 0 | 0 | 0 | 0 | 0 | 0 | 0 | 0 | 0 | 0 | 0 | 0 | 0 | 0 | 0 | 0 | 0 | 1 |  | 0 | 0 | 0 | 0 | 0 | 0 | 0 | 0 | 0 | 0 | 0 | 0 | 0 | 0 | 0 | 0 | 0 | 0 | 0 |  | 1 | 1 | 1 | 1 | 1 | 1 | 1 | 1 | 1 | 1 | 1 | 0
SCE Metro | HarborGen | 230 | 0 | 0 | 0 | 0 | 0 | 0 | 0 | 0 | 0 | 0 | 0 | 0 | 0 | 0 | 0 | 0 | 0 | 0 | 0 | 0 |  | 0 | 0 | 0 | 0 | 0 | 0 | 0 | 0 | 0 | 0 | 0 | 0 | 0 | 0 | 0 | 0 | 0 | 0 | 0 | 0 | 0 |  | 0 | 0 | 0 | 0 | 0 | 0 | 0 | 0 | 0 | 0 | 0 | 0 | 0 | 0 | 0 | 0 | 0 | 0 | 0 |  | 1 | 1 | 1 | 1 | 1 | 1 | 1 | 1 | 1 | 1 | 1 | 0
PG&E NGBA | Harris | 60 | 0 | 0 | 0 | 0 | 0 | 0 | 0 | 0 | 0 | 0 | 0 | 0 | 0 | 0 | 0 | 0 | 0 | 0 | 0 | 0 |  | 0 | 0 | 0 | 0 | 0 | 0 | 0 | 0 | 0 | 0 | 0 | 0 | 0 | 0 | 0 | 0 | 0 | 0 | 0 | 0 | 0 |  | 0 | 0 | 0 | 0 | 0 | 0 | 0 | 0 | 0 | 0 | 0 | 0 | 0 | 0 | 0 | 0 | 0 | 0 | 0 |  | 1 | 1 | 1 | 1 | 1 | 1 | 1 | 1 | 1 | 1 | 1 | 0
EOP | Harry Allen | 500 | 0 | 0 | 0 | 0 | 0 | 1100 | 0 | 1100 | 0 | 0 | 0 | 0 | 0 | 0 | 0 | 0 | 0 | 0 | 0 | 1 |  | 0 | 0 | 0 | 0 | 0 | 1100 | 0 | 1100 | 0 | 0 | 0 | 0 | 0 | 0 | 0 | 0 | 0 | 0 | 0 | 1 | 1 |  | 0 | 0 | 0 | 0 | 0 | 0 | 0 | 0 | 0 | 0 | 0 | 0 | 0 | 0 | 0 | 0 | 0 | 0 | 0 |  | 1 | 1 | 1 | 1 | 1 | 1 | 1 | 1 | 1 | 1 | 1 | 0
PG&E NGBA | Hartley | 60 | 0 | 0 | 0 | 0 | 0 | 0 | 0 | 0 | 0 | 0 | 0 | 0 | 0 | 0 | 0 | 0 | 0 | 0 | 0 | 0 |  | 0 | 0 | 0 | 0 | 0 | 0 | 0 | 0 | 0 | 0 | 0 | 0 | 0 | 0 | 0 | 0 | 0 | 0 | 0 | 0 | 1 |  | 0 | 0 | 0 | 0 | 0 | 0 | 0 | 0 | 0 | 0 | 0 | 0 | 0 | 0 | 0 | 0 | 0 | 0 | 0 |  | 1 | 1 | 1 | 1 | 1 | 1 | 1 | 1 | 1 | 1 | 1 | 0
SCE NOL | Harvard | 115 | 0 | 0 | 0 | 0 | 0 | 0 | 0 | 0 | 0 | 0 | 0 | 0 | 0 | 0 | 0 | 0 | 0 | 0 | 0 | 0 |  | 0 | 0 | 0 | 0 | 0 | 0 | 0 | 0 | 0 | 0 | 0 | 0 | 0 | 0 | 0 | 0 | 0 | 0 | 0 | 0 | 3 |  | 0 | 0 | 0 | 0 | 0 | 0 | 0 | 0 | 0 | 0 | 0 | 0 | 0 | 0 | 0 | 0 | 0 | 0 | 0 |  | 1 | 1 | 1 | 1 | 1 | 1 | 1 | 1 | 1 | 1 | 1 | 0
SDGE | Hassayampa | 500 | 0 | 0 | 0 | 0 | 0 | 0 | 0 | 0 | 0 | 0 | 0 | 0 | 5032.5 | 85 | 5117.5 | 85 | 700 | 785 | 0 | 1 |  | 0 | 0 | 0 | 0 | 0 | 0 | 0 | 0 | 0 | 0 | 0 | 0 | 119.5 | 0 | 119.5 | 0 | 0 | 0 | 0 | 1 | 2 |  | 0 | 0 | 0 | 0 | 0 | 0 | 0 | 0 | 0 | 0 | 0 | 0 | 0 | 0 | 0 | 0 | 0 | 0 | 0 |  | 1 | 1 | 1 | 1 | 1 | 1 | 1 | 1 | 1 | 1 | 1 | 0
PG&E FRESNO | Helm | 230 | 0 | 0 | 0 | 0 | 0 | 0 | 0 | 0 | 0 | 0 | 0 | 0 | 0 | 0 | 0 | 0 | 0 | 0 | 0 | 0 |  | 0 | 0 | 0 | 0 | 0 | 0 | 0 | 0 | 0 | 0 | 0 | 0 | 0 | 0 | 0 | 0 | 0 | 0 | 0 | 0 | 1 |  | 0 | 0 | 0 | 0 | 0 | 0 | 0 | 0 | 0 | 0 | 0 | 0 | 0 | 0 | 0 | 0 | 0 | 0 | 0 |  | 1 | 1 | 1 | 1 | 1 | 1 | 1 | 1 | 1 | 1 | 1 | 0
PG&E FRESNO | Helm | 70 | 0 | 0 | 0 | 0 | 0 | 0 | 0 | 0 | 0 | 0 | 0 | 0 | 0 | 0 | 0 | 0 | 0 | 0 | 0 | 0 |  | 0 | 0 | 0 | 0 | 0 | 0 | 0 | 0 | 0 | 0 | 0 | 0 | 0 | 0 | 0 | 0 | 0 | 0 | 0 | 0 | 1 |  | 0 | 0 | 0 | 0 | 0 | 0 | 0 | 0 | 0 | 0 | 0 | 0 | 0 | 0 | 0 | 0 | 0 | 0 | 0 |  | 1 | 1 | 1 | 1 | 1 | 1 | 1 | 1 | 1 | 1 | 1 | 0
PG&E FRESNO | Henrietta | 115 | 0 | 0 | 0 | 0 | 0 | 0 | 0 | 0 | 0 | 0 | 0 | 0 | 80 | 0 | 80 | 0 | 0 | 0 | 0 | 1 |  | 0 | 0 | 0 | 0 | 0 | 0 | 0 | 0 | 0 | 0 | 0 | 0 | 0 | 0 | 0 | 0 | 0 | 0 | 0 | 0 | 1 |  | 0 | 0 | 0 | 0 | 0 | 0 | 0 | 0 | 0 | 0 | 0 | 0 | 0 | 0 | 0 | 0 | 0 | 0 | 0 |  | 1 | 1 | 1 | 1 | 1 | 1 | 1 | 1 | 1 | 1 | 1 | 0
PG&E FRESNO | Henrietta | 230 | 0 | 0 | 0 | 0 | 0 | 0 | 0 | 0 | 0 | 0 | 0 | 0 | 0 | 0 | 0 | 0 | 523 | 523 | 0 | 1 |  | 0 | 0 | 0 | 0 | 0 | 0 | 0 | 0 | 0 | 0 | 0 | 0 | 0 | 0 | 0 | 0 | 0 | 0 | 0 | 0 | 0 |  | 0 | 0 | 0 | 0 | 0 | 0 | 0 | 0 | 0 | 0 | 0 | 0 | 0 | 0 | 0 | 0 | 0 | 0 | 0 |  | 1 | 1 | 1 | 1 | 1 | 1 | 1 | 1 | 1 | 1 | 1 | 0
PG&E FRESNO | Henrietta | 70 | 0 | 0 | 0 | 0 | 0 | 0 | 0 | 0 | 0 | 0 | 0 | 0 | 0 | 0 | 0 | 173.2 | 0 | 173.2 | 0 | 1 |  | 0 | 0 | 0 | 0 | 0 | 0 | 0 | 0 | 0 | 0 | 0 | 0 | 0 | 0 | 0 | 0 | 0 | 0 | 0 | 0 | 1 |  | 0 | 0 | 0 | 0 | 0 | 0 | 0 | 0 | 0 | 0 | 0 | 0 | 0 | 0 | 0 | 0 | 0 | 0 | 0 |  | 1 | 1 | 1 | 1 | 1 | 1 | 1 | 1 | 1 | 1 | 1 | 0
PG&E FRESNO | Herndon | 115 | 0 | 0 | 0 | 0 | 0 | 0 | 0 | 0 | 0 | 0 | 0 | 0 | 0 | 0 | 0 | 0 | 0 | 0 | 0 | 0 |  | 0 | 0 | 0 | 0 | 0 | 0 | 0 | 0 | 0 | 0 | 0 | 0 | 0 | 0 | 0 | 0 | 0 | 0 | 0 | 0 | 1 |  | 0 | 0 | 0 | 0 | 0 | 0 | 0 | 0 | 0 | 0 | 0 | 0 | 0 | 0 | 0 | 0 | 0 | 0 | 0 |  | 1 | 1 | 1 | 1 | 1 | 1 | 1 | 1 | 1 | 1 | 1 | 0
PG&E FRESNO | Herndon | 230 | 0 | 0 | 0 | 0 | 0 | 0 | 0 | 0 | 0 | 0 | 0 | 0 | 0 | 0 | 0 | 0 | 0 | 0 | 0 | 0 |  | 0 | 0 | 0 | 0 | 0 | 0 | 0 | 0 | 0 | 0 | 0 | 0 | 0 | 0 | 0 | 0 | 0 | 0 | 0 | 0 | 1 |  | 0 | 0 | 0 | 0 | 0 | 0 | 0 | 0 | 0 | 0 | 0 | 0 | 0 | 0 | 0 | 0 | 0 | 0 | 0 |  | 1 | 1 | 1 | 1 | 1 | 1 | 1 | 1 | 1 | 1 | 1 | 0
PG&E GBA | Hicks | 230 | 0 | 0 | 0 | 0 | 0 | 0 | 0 | 0 | 0 | 0 | 0 | 0 | 0 | 0 | 0 | 0 | 0 | 0 | 0 | 0 |  | 0 | 0 | 0 | 0 | 0 | 0 | 0 | 0 | 0 | 0 | 0 | 0 | 0 | 0 | 0 | 0 | 0 | 0 | 0 | 0 | 1 |  | 0 | 0 | 0 | 0 | 0 | 0 | 0 | 0 | 0 | 0 | 0 | 0 | 0 | 0 | 0 | 0 | 0 | 0 | 0 |  | 1 | 1 | 1 | 1 | 1 | 1 | 1 | 1 | 1 | 1 | 1 | 0
PG&E NGBA | Higgins | 115 | 0 | 0 | 0 | 0 | 0 | 0 | 0 | 0 | 0 | 0 | 0 | 0 | 0 | 0 | 0 | 0 | 0 | 0 | 0 | 0 |  | 0 | 0 | 0 | 0 | 0 | 0 | 0 | 0 | 0 | 0 | 0 | 0 | 0 | 0 | 0 | 0 | 0 | 0 | 0 | 0 | 0 |  | 0 | 0 | 0 | 0 | 0 | 0 | 0 | 0 | 0 | 0 | 0 | 0 | 0 | 0 | 0 | 0 | 0 | 0 | 0 |  | 1 | 1 | 1 | 1 | 1 | 1 | 1 | 1 | 1 | 1 | 1 | 0
PG&E NGBA | Hilltop | 345 | 100 | 0 | 0 | 0 | 0 | 0 | 0 | 0 | 0 | 0 | 0 | 0 | 0 | 0 | 0 | 0 | 0 | 0 | 0 | 1 |  | 0 | 0 | 150 | 0 | 150 | 0 | 0 | 0 | 0 | 0 | 0 | 0 | 0 | 0 | 0 | 0 | 0 | 0 | 0 | 1 | 0 |  | 0 | 0 | 2 | 0 | 2 | 0 | 0 | 0 | 0 | 0 | 0 | 0 | 0 | 0 | 0 | 0 | 0 | 0 | 0 |  | 1 | 1 | 4 | 1 | 1 | 1 | 1 | 1 | 1 | 1 | 1 | 1
SCE Metro | Hinson | 230 | 0 | 0 | 0 | 0 | 0 | 0 | 0 | 0 | 0 | 0 | 0 | 0.68 | 0 | 0 | 0 | 325 | 0 | 325 | 0 | 1 |  | 0 | 0 | 0 | 0 | 0 | 0 | 0 | 0 | 0 | 0 | 0 | 0 | 0 | 0 | 0 | 0 | 0 | 0 | 0 | 0 | 0 |  | 0 | 0 | 0 | 0 | 0 | 0 | 0 | 0 | 0 | 0 | 0 | 0 | 0 | 0 | 0 | 0 | 0 | 0 | 0 |  | 1 | 1 | 1 | 1 | 1 | 1 | 1 | 1 | 1 | 1 | 1 | 0
PG&E GBA | Hollister | 115 | 0 | 0 | 0 | 0 | 0 | 0 | 0 | 0 | 0 | 0 | 0 | 0 | 0 | 0 | 0 | 0 | 0 | 0 | 0 | 0 |  | 0 | 0 | 0 | 0 | 0 | 0 | 0 | 0 | 0 | 0 | 0 | 0 | 0 | 0 | 0 | 0 | 10 | 10 | 0 | 1 | 0 |  | 0 | 0 | 0 | 0 | 0 | 0 | 0 | 0 | 0 | 0 | 0 | 0 | 0 | 0 | 0 | 0 | 2 | 2 | 0 |  | 1 | 1 | 1 | 1 | 1 | 1 | 1 | 1 | 4 | 4 | 1 | 1
PG&E NGBA | Homestake | 115 | 0 | 0 | 0 | 0 | 0 | 0 | 0 | 0 | 0 | 0 | 0 | 0 | 0 | 0 | 0 | 0 | 0 | 0 | 0 | 0 |  | 0 | 0 | 0 | 0 | 0 | 0 | 0 | 0 | 0 | 0 | 0 | 0 | 0 | 0 | 0 | 0 | 0 | 0 | 0 | 0 | 1 |  | 0 | 0 | 0 | 0 | 0 | 0 | 0 | 0 | 0 | 0 | 0 | 0 | 0 | 0 | 0 | 0 | 0 | 0 | 0 |  | 1 | 1 | 1 | 1 | 1 | 1 | 1 | 1 | 1 | 1 | 1 | 0
PG&E NGBA | Honcut | 115 | 0 | 0 | 0 | 0 | 0 | 0 | 0 | 0 | 0 | 0 | 0 | 0 | 0 | 0 | 0 | 0 | 0 | 0 | 0 | 0 |  | 0 | 0 | 0 | 0 | 0 | 0 | 0 | 0 | 0 | 0 | 0 | 0 | 0 | 0 | 0 | 0 | 0 | 0 | 0 | 0 | 0 |  | 0 | 0 | 0 | 0 | 0 | 0 | 0 | 0 | 0 | 0 | 0 | 0 | 0 | 0 | 0 | 0 | 0 | 0 | 0 |  | 1 | 1 | 1 | 1 | 1 | 1 | 1 | 1 | 1 | 1 | 1 | 0
SDGE | Hoodoo Wash | 500 | 0 | 0 | 0 | 0 | 0 | 0 | 0 | 0 | 0 | 0 | 0 | 0 | 237.5 | 5790.6 | 6028.1 | 297.5 | 0 | 297.5 | 0 | 1 |  | 0 | 0 | 0 | 0 | 0 | 0 | 0 | 0 | 0 | 0 | 0 | 0 | 247.5 | 0 | 247.5 | 0 | 0 | 0 | 0 | 1 | 2 |  | 0 | 0 | 0 | 0 | 0 | 0 | 0 | 0 | 0 | 0 | 0 | 0 | 0 | 0 | 0 | 0 | 0 | 0 | 0 |  | 1 | 1 | 1 | 1 | 1 | 1 | 1 | 1 | 1 | 1 | 1 | 0
PG&E NGBA | Hopland | 115 | 0 | 0 | 0 | 0 | 0 | 0 | 0 | 0 | 0 | 0 | 0 | 0 | 0 | 0 | 0 | 0 | 0 | 0 | 0 | 0 |  | 0 | 0 | 0 | 0 | 0 | 0 | 0 | 0 | 0 | 0 | 0 | 0 | 0 | 0 | 0 | 0 | 0 | 0 | 0 | 0 | 1 |  | 0 | 0 | 0 | 0 | 0 | 0 | 0 | 0 | 0 | 0 | 0 | 0 | 0 | 0 | 0 | 0 | 0 | 0 | 0 |  | 1 | 1 | 1 | 1 | 1 | 1 | 1 | 1 | 1 | 1 | 1 | 0
PG&E NGBA | Hopland | 60 | 0 | 0 | 0 | 0 | 0 | 0 | 0 | 0 | 0 | 0 | 0 | 0 | 0 | 0 | 0 | 0 | 0 | 0 | 0 | 0 |  | 0 | 0 | 0 | 0 | 0 | 0 | 0 | 0 | 0 | 0 | 0 | 0 | 0 | 0 | 0 | 0 | 0 | 0 | 0 | 0 | 1 |  | 0 | 0 | 0 | 0 | 0 | 0 | 0 | 0 | 0 | 0 | 0 | 0 | 0 | 0 | 0 | 0 | 0 | 0 | 0 |  | 1 | 1 | 1 | 1 | 1 | 1 | 1 | 1 | 1 | 1 | 1 | 0
PG&E NGBA | Humboldt | 115 | 0 | 0 | 0 | 0 | 0 | 0 | 0 | 0 | 0 | 0 | 0 | 0 | 0 | 0 | 0 | 0 | 0 | 0 | 0 | 0 |  | 0 | 2.5 | 0 | 0 | 0 | 0 | 0 | 0 | 0 | 0 | 0 | 0 | 0 | 0 | 0 | 0 | 0 | 0 | 0 | 1 | 0 |  | 0 | 2 | 0 | 0 | 0 | 0 | 0 | 0 | 0 | 0 | 0 | 0 | 0 | 0 | 0 | 0 | 0 | 0 | 0 |  | 1 | 4 | 1 | 1 | 1 | 1 | 1 | 1 | 1 | 1 | 1 | 1
PG&E NGBA | Humboldt | 60 | 0 | 0 | 0 | 0 | 0 | 0 | 0 | 0 | 0 | 0 | 0 | 1.999 | 0 | 0 | 0 | 0 | 0 | 0 | 0 | 1 |  | 0 | 0 | 0 | 0 | 0 | 0 | 0 | 0 | 0 | 0 | 0 | 0 | 0 | 0 | 0 | 0 | 0 | 0 | 0 | 0 | 0 |  | 0 | 0 | 0 | 0 | 0 | 0 | 0 | 0 | 0 | 0 | 0 | 0 | 0 | 0 | 0 | 0 | 0 | 0 | 0 |  | 1 | 1 | 1 | 1 | 1 | 1 | 1 | 1 | 1 | 1 | 1 | 0
PG&E NGBA | Humboldt | 500 | 0 | 0 | 0 | 170.7 | 170.7 | 0 | 0 | 0 | 0 | 0 | 0 | 0 | 0 | 0 | 0 | 0 | 0 | 0 | 0 | 1 |  | 0 | 0 | 0 | 0 | 0 | 0 | 0 | 0 | 0 | 0 | 0 | 0 | 0 | 0 | 0 | 0 | 0 | 0 | 0 | 0 | 1 |  | 0 | 0 | 0 | 0 | 0 | 0 | 0 | 0 | 0 | 0 | 0 | 0 | 0 | 0 | 0 | 0 | 0 | 0 | 0 |  | 1 | 1 | 1 | 1 | 1 | 1 | 1 | 1 | 1 | 1 | 1 | 0
SCE Metro | Huntington Beach | 230 | 0 | 0 | 0 | 0 | 0 | 0 | 0 | 0 | 0 | 0 | 0 | 0 | 0 | 0 | 0 | 0 | 0 | 0 | 0 | 0 |  | 0 | 0 | 0 | 0 | 0 | 0 | 0 | 0 | 0 | 0 | 0 | 0 | 0 | 0 | 0 | 0 | 0 | 0 | 0 | 0 | 0 |  | 0 | 0 | 0 | 0 | 0 | 0 | 0 | 0 | 0 | 0 | 0 | 0 | 0 | 0 | 0 | 0 | 0 | 0 | 0 |  | 1 | 1 | 1 | 1 | 1 | 1 | 1 | 1 | 1 | 1 | 1 | 0
PG&E NGBA | Ignacio | 115 | 0 | 0 | 0 | 0 | 0 | 0 | 0 | 0 | 0 | 0 | 0 | 0 | 0 | 0 | 0 | 0 | 0 | 0 | 0 | 0 |  | 0 | 0.65 | 0 | 0 | 0 | 0 | 0 | 0 | 0 | 0 | 0 | 0 | 0 | 0 | 0 | 0 | 0 | 0 | 0 | 1 | 1 |  | 0 | 2 | 0 | 0 | 0 | 0 | 0 | 0 | 0 | 0 | 0 | 0 | 0 | 0 | 0 | 0 | 0 | 0 | 0 |  | 1 | 5 | 1 | 1 | 1 | 1 | 1 | 1 | 1 | 1 | 1 | 1
PG&E NGBA | Ignacio | 230 | 115 | 0 | 0 | 0 | 0 | 0 | 0 | 0 | 0 | 0 | 0 | 0 | 0 | 0 | 0 | 0 | 0 | 0 | 0 | 1 |  | 0 | 0 | 0 | 0 | 0 | 0 | 0 | 0 | 0 | 0 | 0 | 0 | 0 | 0 | 0 | 0 | 0 | 0 | 0 | 0 | 1 |  | 0 | 0 | 0 | 0 | 0 | 0 | 0 | 0 | 0 | 0 | 0 | 0 | 0 | 0 | 0 | 0 | 0 | 0 | 0 |  | 1 | 1 | 1 | 1 | 1 | 1 | 1 | 1 | 1 | 1 | 1 | 0
PG&E NGBA | Ignacio | 60 | 0 | 0 | 0 | 0 | 0 | 0 | 0 | 0 | 0 | 0 | 0 | 0 | 0 | 0 | 0 | 0 | 0 | 0 | 0 | 0 |  | 0 | 0 | 0 | 0 | 0 | 0 | 0 | 0 | 0 | 0 | 0 | 0 | 0 | 0 | 0 | 0 | 0 | 0 | 0 | 0 | 1 |  | 0 | 0 | 0 | 0 | 0 | 0 | 0 | 0 | 0 | 0 | 0 | 0 | 0 | 0 | 0 | 0 | 0 | 0 | 0 |  | 1 | 1 | 1 | 1 | 1 | 1 | 1 | 1 | 1 | 1 | 1 | 0
SDGE | Imperial Beach | 69 | 0 | 0 | 0 | 0 | 0 | 0 | 0 | 0 | 0 | 0 | 0 | 0 | 0 | 0 | 0 | 0 | 0 | 0 | 0 | 0 |  | 0 | 0 | 0 | 0 | 0 | 0 | 0 | 0 | 0 | 0 | 0 | 0 | 0 | 0 | 0 | 0 | 0 | 0 | 0 | 0 | 4 |  | 0 | 0 | 0 | 0 | 0 | 0 | 0 | 0 | 0 | 0 | 0 | 0 | 0 | 0 | 0 | 0 | 0 | 0 | 0 |  | 1 | 1 | 1 | 1 | 1 | 1 | 1 | 1 | 1 | 1 | 1 | 0
SDGE | Imperial Valley | 230 | 25 | 0 | 0 | 0 | 0 | 0 | 0 | 0 | 0 | 0 | 0 | 0 | 0 | 107 | 107 | 528 | 0 | 528 | 0 | 1 |  | 100 | 0 | 0 | 0 | 0 | 0 | 0 | 0 | 0 | 0 | 0 | 0 | 0 | 0 | 0 | 0 | 0 | 0 | 0 | 1 | 6 |  | 2 | 0 | 0 | 0 | 0 | 0 | 0 | 0 | 0 | 0 | 0 | 0 | 0 | 0 | 0 | 0 | 0 | 0 | 0 |  | 5 | 1 | 1 | 1 | 1 | 1 | 1 | 1 | 1 | 1 | 1 | 1
SDGE | Imperial Valley | 500 | 505 | 0 | 50 | 0 | 50 | 0 | 0 | 0 | 0 | 0 | 0 | 0 | 0 | 0 | 0 | 0 | 0 | 0 | 0 | 1 |  | 0 | 0 | 0 | 0 | 0 | 0 | 0 | 0 | 0 | 0 | 0 | 0 | 0 | 0 | 0 | 0 | 0 | 0 | 0 | 0 | 6 |  | 0 | 0 | 0 | 0 | 0 | 0 | 0 | 0 | 0 | 0 | 0 | 0 | 0 | 0 | 0 | 0 | 0 | 0 | 0 |  | 1 | 1 | 1 | 1 | 1 | 1 | 1 | 1 | 1 | 1 | 1 | 0
EOP | Innovation | 138 | 0 | 0 | 0 | 0 | 0 | 0 | 0 | 0 | 0 | 0 | 0 | 0 | 0 | 0 | 0 | 0 | 0 | 0 | 0 | 0 |  | 0 | 0 | 0 | 0 | 0 | 0 | 0 | 0 | 0 | 0 | 0 | 0 | 0 | 0 | 0 | 0 | 0 | 0 | 0 | 0 | 2 |  | 0 | 0 | 0 | 0 | 0 | 0 | 0 | 0 | 0 | 0 | 0 | 0 | 0 | 0 | 0 | 0 | 0 | 0 | 0 |  | 1 | 1 | 1 | 1 | 1 | 1 | 1 | 1 | 1 | 1 | 1 | 0
EOP | Innovation | 230 | 0 | 0 | 0 | 0 | 0 | 0 | 0 | 0 | 0 | 0 | 0 | 0 | 400 | 0 | 400 | 0 | 0 | 0 | 200 | 1 |  | 0 | 0 | 0 | 0 | 0 | 0 | 0 | 0 | 0 | 0 | 0 | 0 | 300 | 0 | 300 | 0 | 50 | 50 | 0 | 1 | 2 |  | 0 | 0 | 0 | 0 | 0 | 0 | 0 | 0 | 0 | 0 | 0 | 0 | 0 | 0 | 0 | 0 | 2 | 2 | 0 |  | 1 | 1 | 1 | 1 | 1 | 1 | 1 | 1 | 5 | 5 | 1 | 1
SCE NOL | Inyokern | 115 | 0 | 0 | 0 | 0 | 0 | 0 | 0 | 0 | 0 | 0 | 0 | 0 | 0 | 31.8 | 31.8 | 0 | 0 | 0 | 0 | 1 |  | 0 | 1.5 | 0 | 0 | 0 | 0 | 0 | 0 | 0 | 0 | 0 | 0 | 0 | 0 | 0 | 0 | 0 | 0 | 0 | 1 | 3 |  | 0 | 2 | 0 | 0 | 0 | 0 | 0 | 0 | 0 | 0 | 0 | 0 | 0 | 0 | 0 | 0 | 0 | 0 | 0 |  | 1 | 5 | 1 | 1 | 1 | 1 | 1 | 1 | 1 | 1 | 1 | 1
EOP | IS Tap | 138 | 0 | 0 | 0 | 0 | 0 | 0 | 0 | 0 | 0 | 0 | 0 | 0 | 0 | 0 | 0 | 0 | 50 | 50 | 0 | 1 |  | 0 | 0 | 0 | 0 | 0 | 0 | 0 | 0 | 0 | 0 | 0 | 0 | 0 | 0 | 0 | 0 | 0 | 0 | 0 | 0 | 2 |  | 0 | 0 | 0 | 0 | 0 | 0 | 0 | 0 | 0 | 0 | 0 | 0 | 0 | 0 | 0 | 0 | 0 | 0 | 0 |  | 1 | 1 | 1 | 1 | 1 | 1 | 1 | 1 | 1 | 1 | 1 | 0
EOP | Ivanpah | 115 | 0 | 0 | 0 | 0 | 0 | 0 | 0 | 0 | 0 | 0 | 0 | 0 | 0 | 0 | 0 | 0 | 0 | 0 | 0 | 0 |  | 0 | 0 | 0 | 0 | 0 | 0 | 0 | 0 | 0 | 0 | 0 | 0 | 0 | 0 | 0 | 0 | 0 | 0 | 0 | 0 | 1 |  | 0 | 0 | 0 | 0 | 0 | 0 | 0 | 0 | 0 | 0 | 0 | 0 | 0 | 0 | 0 | 0 | 0 | 0 | 0 |  | 1 | 1 | 1 | 1 | 1 | 1 | 1 | 1 | 1 | 1 | 1 | 0
EOP | Ivanpah | 230 | 0 | 0 | 0 | 0 | 0 | 0 | 0 | 0 | 0 | 0 | 0 | 0 | 0 | 0 | 0 | 0 | 0 | 0 | 0 | 0 |  | 0 | 0 | 0 | 0 | 0 | 0 | 0 | 0 | 0 | 0 | 0 | 0 | 0 | 0 | 0 | 0 | 0 | 0 | 0 | 0 | 1 |  | 0 | 0 | 0 | 0 | 0 | 0 | 0 | 0 | 0 | 0 | 0 | 0 | 0 | 0 | 0 | 0 | 0 | 0 | 0 |  | 1 | 1 | 1 | 1 | 1 | 1 | 1 | 1 | 1 | 1 | 1 | 0
EOP | Jackass (DOE) | 138 | 0 | 0 | 0 | 0 | 0 | 0 | 0 | 0 | 0 | 0 | 0 | 0 | 0 | 0 | 0 | 0 | 0 | 0 | 0 | 0 |  | 0 | 0 | 0 | 0 | 0 | 0 | 0 | 0 | 0 | 0 | 0 | 0 | 0 | 0 | 0 | 0 | 0 | 0 | 0 | 0 | 2 |  | 0 | 0 | 0 | 0 | 0 | 0 | 0 | 0 | 0 | 0 | 0 | 0 | 0 | 0 | 0 | 0 | 0 | 0 | 0 |  | 1 | 1 | 1 | 1 | 1 | 1 | 1 | 1 | 1 | 1 | 1 | 0
PG&E NGBA | James B Black | 230 | 0 | 0 | 0 | 0 | 0 | 0 | 0 | 0 | 0 | 0 | 0 | 0 | 0 | 0 | 0 | 0 | 0 | 0 | 0 | 0 |  | 0 | 0 | 0 | 0 | 0 | 0 | 0 | 0 | 0 | 0 | 0 | 0 | 0 | 0 | 0 | 0 | 0 | 0 | 0 | 0 | 0 |  | 0 | 0 | 0 | 0 | 0 | 0 | 0 | 0 | 0 | 0 | 0 | 0 | 0 | 0 | 0 | 0 | 0 | 0 | 0 |  | 1 | 1 | 1 | 1 | 1 | 1 | 1 | 1 | 1 | 1 | 1 | 0
PG&E GBA | Jefferson | 230 | 0 | 0 | 0 | 0 | 0 | 0 | 0 | 0 | 0 | 0 | 0 | 0 | 0 | 0 | 0 | 0 | 0 | 0 | 0 | 0 |  | 0 | 0 | 0 | 0 | 0 | 0 | 0 | 0 | 0 | 0 | 0 | 0 | 0 | 0 | 0 | 0 | 0 | 0 | 0 | 0 | 1 |  | 0 | 0 | 0 | 0 | 0 | 0 | 0 | 0 | 0 | 0 | 0 | 0 | 0 | 0 | 0 | 0 | 0 | 0 | 0 |  | 1 | 1 | 1 | 1 | 1 | 1 | 1 | 1 | 1 | 1 | 1 | 0
PG&E NGBA | Jessup | 115 | 0 | 0 | 0 | 0 | 0 | 0 | 0 | 0 | 0 | 0 | 0 | 0 | 0 | 0 | 0 | 0 | 0 | 0 | 0 | 0 |  | 0 | 17 | 0 | 0 | 0 | 0 | 0 | 0 | 0 | 0 | 0 | 0 | 0 | 0 | 0 | 0 | 0 | 0 | 0 | 1 | 0 |  | 0 | 2 | 0 | 0 | 0 | 0 | 0 | 0 | 0 | 0 | 0 | 0 | 0 | 0 | 0 | 0 | 0 | 0 | 0 |  | 1 | 4 | 1 | 1 | 1 | 1 | 1 | 1 | 1 | 1 | 1 | 1
SCE Metro | Johanna | 230 | 0 | 0 | 0 | 0 | 0 | 0 | 0 | 0 | 0 | 0 | 0 | 0 | 0 | 0 | 0 | 0 | 298.15 | 298.15 | 0 | 1 |  | 0 | 0 | 0 | 0 | 0 | 0 | 0 | 0 | 0 | 0 | 0 | 0 | 0 | 0 | 0 | 0 | 0 | 0 | 0 | 0 | 0 |  | 0 | 0 | 0 | 0 | 0 | 0 | 0 | 0 | 0 | 0 | 0 | 0 | 0 | 0 | 0 | 0 | 0 | 0 | 0 |  | 1 | 1 | 1 | 1 | 1 | 1 | 1 | 1 | 1 | 1 | 1 | 0
SCE Eastern | Julian Hinds | 230 | 0 | 0 | 0 | 0 | 0 | 0 | 0 | 0 | 0 | 0 | 0 | 0 | 0 | 0 | 0 | 0 | 0 | 0 | 0 | 0 |  | 0 | 0 | 0 | 0 | 0 | 0 | 0 | 0 | 0 | 0 | 0 | 0 | 0 | 0 | 0 | 0 | 0 | 0 | 0 | 0 | 1 |  | 0 | 0 | 0 | 0 | 0 | 0 | 0 | 0 | 0 | 0 | 0 | 0 | 0 | 0 | 0 | 0 | 0 | 0 | 0 |  | 1 | 1 | 1 | 1 | 1 | 1 | 1 | 1 | 1 | 1 | 1 | 0
PG&E GBA | Kasson | 115 | 0 | 0 | 0 | 0 | 0 | 0 | 0 | 0 | 0 | 0 | 0 | 0 | 0 | 0 | 0 | 0 | 0 | 0 | 0 | 0 |  | 0 | 0 | 0 | 0 | 0 | 0 | 0 | 0 | 0 | 0 | 0 | 0 | 0 | 0 | 0 | 0 | 0 | 0 | 0 | 0 | 0 |  | 0 | 0 | 0 | 0 | 0 | 0 | 0 | 0 | 0 | 0 | 0 | 0 | 0 | 0 | 0 | 0 | 0 | 0 | 0 |  | 1 | 1 | 1 | 1 | 1 | 1 | 1 | 1 | 1 | 1 | 1 | 0
PG&E GBA | Kasson | 60 | 0 | 0 | 0 | 0 | 0 | 0 | 0 | 0 | 0 | 0 | 0 | 0 | 0 | 0 | 0 | 0 | 0 | 0 | 0 | 0 |  | 0 | 0 | 0 | 0 | 0 | 0 | 0 | 0 | 0 | 0 | 0 | 0 | 0 | 0 | 0 | 0 | 0 | 0 | 0 | 0 | 0 |  | 0 | 0 | 0 | 0 | 0 | 0 | 0 | 0 | 0 | 0 | 0 | 0 | 0 | 0 | 0 | 0 | 0 | 0 | 0 |  | 1 | 1 | 1 | 1 | 1 | 1 | 1 | 1 | 1 | 1 | 1 | 0
PG&E FRESNO | Kearney | 230 | 0 | 0 | 0 | 0 | 0 | 0 | 0 | 0 | 0 | 0 | 0 | 0 | 0 | 0 | 0 | 0 | 0 | 0 | 0 | 0 |  | 0 | 0 | 0 | 0 | 0 | 0 | 0 | 0 | 0 | 0 | 0 | 0 | 0 | 0 | 0 | 0 | 0 | 0 | 0 | 0 | 1 |  | 0 | 0 | 0 | 0 | 0 | 0 | 0 | 0 | 0 | 0 | 0 | 0 | 0 | 0 | 0 | 0 | 0 | 0 | 0 |  | 1 | 1 | 1 | 1 | 1 | 1 | 1 | 1 | 1 | 1 | 1 | 0
PG&E FRESNO | Kearney | 70 | 0 | 0 | 0 | 0 | 0 | 0 | 0 | 0 | 0 | 0 | 0 | 0 | 30 | 0 | 30 | 0 | 0 | 0 | 0 | 1 |  | 0 | 0 | 0 | 0 | 0 | 0 | 0 | 0 | 0 | 0 | 0 | 0 | 0 | 0 | 0 | 0 | 0 | 0 | 0 | 0 | 2 |  | 0 | 0 | 0 | 0 | 0 | 0 | 0 | 0 | 0 | 0 | 0 | 0 | 0 | 0 | 0 | 0 | 0 | 0 | 0 |  | 1 | 1 | 1 | 1 | 1 | 1 | 1 | 1 | 1 | 1 | 1 | 0
PG&E GBA | Kelso | 230 | 0 | 0 | 0 | 0 | 0 | 0 | 0 | 0 | 0 | 0 | 0 | 0 | 0 | 0 | 0 | 90.7 | 0 | 90.7 | 0 | 1 |  | 0 | 0 | 80.8 | 3.45 | 84.25 | 0 | 0 | 0 | 0 | 0 | 0 | 0 | 0 | 0 | 0 | 0 | 0 | 0 | 0 | 1 | 0 |  | 0 | 0 | 2 | 2 | 2 | 0 | 0 | 0 | 0 | 0 | 0 | 0 | 0 | 0 | 0 | 0 | 0 | 0 | 0 |  | 1 | 1 | 4 | 1 | 1 | 1 | 1 | 1 | 1 | 1 | 1 | 1
PG&E FRESNO | Kerchoff 1 | 115 | 0 | 0 | 0 | 0 | 0 | 0 | 0 | 0 | 0 | 0 | 0 | 0 | 0 | 0 | 0 | 0 | 0 | 0 | 0 | 0 |  | 0 | 2 | 0 | 0 | 0 | 0 | 0 | 0 | 0 | 0 | 0 | 0 | 0 | 0 | 0 | 0 | 0 | 0 | 0 | 1 | 1 |  | 0 | 2 | 0 | 0 | 0 | 0 | 0 | 0 | 0 | 0 | 0 | 0 | 0 | 0 | 0 | 0 | 0 | 0 | 0 |  | 1 | 5 | 1 | 1 | 1 | 1 | 1 | 1 | 1 | 1 | 1 | 1
PG&E KERN | Kern Oil | 115 | 0 | 0 | 0 | 0 | 0 | 0 | 0 | 0 | 0 | 0 | 0 | 0 | 0 | 115 | 115 | 0 | 0 | 0 | 0 | 1 |  | 0 | 0 | 0 | 0 | 0 | 0 | 0 | 0 | 0 | 0 | 0 | 1 | 0 | 0 | 0 | 0 | 0 | 0 | 0 | 1 | 0 |  | 0 | 0 | 0 | 0 | 0 | 0 | 0 | 0 | 0 | 0 | 0 | 2 | 0 | 0 | 0 | 0 | 0 | 0 | 0 |  | 1 | 1 | 1 | 1 | 1 | 4 | 1 | 1 | 1 | 1 | 1 | 1
PG&E KERN | Kern PP | 115 | 0 | 0 | 0 | 0 | 0 | 0 | 0 | 0 | 0 | 0 | 0 | 0 | 0 | 120 | 120 | 0 | 0 | 0 | 0 | 1 |  | 0 | 0 | 0 | 0 | 0 | 0 | 0 | 0 | 0 | 0 | 0 | 0 | 0 | 0 | 0 | 0 | 0 | 0 | 0 | 0 | 0 |  | 0 | 0 | 0 | 0 | 0 | 0 | 0 | 0 | 0 | 0 | 0 | 0 | 0 | 0 | 0 | 0 | 0 | 0 | 0 |  | 1 | 1 | 1 | 1 | 1 | 1 | 1 | 1 | 1 | 1 | 1 | 0
PG&E KERN | Kern PP | 230 | 0 | 0 | 0 | 0 | 0 | 0 | 0 | 0 | 0 | 0 | 0 | 0 | 0 | 90 | 90 | 0 | 0 | 0 | 0 | 1 |  | 0 | 0 | 0 | 0 | 0 | 0 | 0 | 0 | 0 | 0 | 0 | 0 | 0 | 0 | 0 | 0 | 0 | 0 | 0 | 0 | 0 |  | 0 | 0 | 0 | 0 | 0 | 0 | 0 | 0 | 0 | 0 | 0 | 0 | 0 | 0 | 0 | 0 | 0 | 0 | 0 |  | 1 | 1 | 1 | 1 | 1 | 1 | 1 | 1 | 1 | 1 | 1 | 0
PG&E KERN | Kern PP | 70 | 0 | 0 | 0 | 0 | 0 | 0 | 0 | 0 | 0 | 0 | 0 | 0 | 0 | 0 | 0 | 0 | 0 | 0 | 0 | 0 |  | 0 | 0 | 0 | 0 | 0 | 0 | 0 | 0 | 0 | 0 | 0 | 0 | 0 | 0 | 0 | 0 | 0 | 0 | 0 | 0 | 0 |  | 0 | 0 | 0 | 0 | 0 | 0 | 0 | 0 | 0 | 0 | 0 | 0 | 0 | 0 | 0 | 0 | 0 | 0 | 0 |  | 1 | 1 | 1 | 1 | 1 | 1 | 1 | 1 | 1 | 1 | 1 | 0
PG&E KERN | Kernridge | 115 | 0 | 0 | 0 | 0 | 0 | 0 | 0 | 0 | 0 | 0 | 0 | 0 | 0 | 0 | 0 | 0 | 0 | 0 | 0 | 0 |  | 0 | 0 | 0 | 0 | 0 | 0 | 0 | 0 | 0 | 0 | 0 | 0 | 0 | 0 | 0 | 0 | 0 | 0 | 0 | 0 | 0 |  | 0 | 0 | 0 | 0 | 0 | 0 | 0 | 0 | 0 | 0 | 0 | 0 | 0 | 0 | 0 | 0 | 0 | 0 | 0 |  | 1 | 1 | 1 | 1 | 1 | 1 | 1 | 1 | 1 | 1 | 1 | 0
PG&E FRESNO | Kingsburg | 115 | 0 | 0 | 0 | 0 | 0 | 0 | 0 | 0 | 0 | 0 | 0 | 0 | 0 | 0 | 0 | 0 | 0 | 0 | 0 | 0 |  | 0 | 0 | 0 | 0 | 0 | 0 | 0 | 0 | 0 | 0 | 0 | 0 | 0 | 0 | 0 | 0 | 0 | 0 | 0 | 0 | 2 |  | 0 | 0 | 0 | 0 | 0 | 0 | 0 | 0 | 0 | 0 | 0 | 0 | 0 | 0 | 0 | 0 | 0 | 0 | 0 |  | 1 | 1 | 1 | 1 | 1 | 1 | 1 | 1 | 1 | 1 | 1 | 0
PG&E GBA | Kirker | 115 | 0 | 0 | 0 | 0 | 0 | 0 | 0 | 0 | 0 | 0 | 0 | 2.9 | 0 | 0 | 0 | 0 | 0 | 0 | 0 | 1 |  | 0 | 0 | 0 | 0 | 0 | 0 | 0 | 0 | 0 | 0 | 0 | 0 | 0 | 0 | 0 | 0 | 0 | 0 | 0 | 0 | 0 |  | 0 | 0 | 0 | 0 | 0 | 0 | 0 | 0 | 0 | 0 | 0 | 0 | 0 | 0 | 0 | 0 | 0 | 0 | 0 |  | 1 | 1 | 1 | 1 | 1 | 1 | 1 | 1 | 1 | 1 | 1 | 0
PG&E NGBA | Knights Landing | 115 | 0 | 0 | 0 | 0 | 0 | 0 | 0 | 0 | 0 | 0 | 0 | 0 | 0 | 0 | 0 | 0 | 0 | 0 | 0 | 0 |  | 0 | 0 | 0 | 0 | 0 | 0 | 0 | 0 | 0 | 0 | 0 | 0 | 0 | 0 | 0 | 0 | 0 | 0 | 0 | 0 | 0 |  | 0 | 0 | 0 | 0 | 0 | 0 | 0 | 0 | 0 | 0 | 0 | 0 | 0 | 0 | 0 | 0 | 0 | 0 | 0 |  | 1 | 1 | 1 | 1 | 1 | 1 | 1 | 1 | 1 | 1 | 1 | 0
PG&E NGBA | Konocti | 60 | 0 | 0 | 0 | 0 | 0 | 0 | 0 | 0 | 0 | 0 | 0 | 0 | 0 | 0 | 0 | 0 | 0 | 0 | 0 | 0 |  | 0 | 0 | 0 | 0 | 0 | 0 | 0 | 0 | 0 | 0 | 0 | 0 | 0 | 0 | 0 | 0 | 0 | 0 | 0 | 0 | 1 |  | 0 | 0 | 0 | 0 | 0 | 0 | 0 | 0 | 0 | 0 | 0 | 0 | 0 | 0 | 0 | 0 | 0 | 0 | 0 |  | 1 | 1 | 1 | 1 | 1 | 1 | 1 | 1 | 1 | 1 | 1 | 0
SCE NOL | Kramer | 115 | 0 | 0 | 0 | 0 | 0 | 0 | 0 | 0 | 0 | 0 | 0 | 0 | 0 | 4 | 4 | 0 | 6 | 6 | 0 | 1 |  | 0 | 0 | 0 | 0 | 0 | 0 | 0 | 0 | 0 | 0 | 0 | 4 | 0 | 0 | 0 | 0 | 0 | 0 | 0 | 1 | 3 |  | 0 | 0 | 0 | 0 | 0 | 0 | 0 | 0 | 0 | 0 | 0 | 2 | 0 | 0 | 0 | 0 | 0 | 0 | 0 |  | 1 | 1 | 1 | 1 | 1 | 5 | 1 | 1 | 1 | 1 | 1 | 1
SCE NOL | Kramer | 230 | 0 | 0 | 0 | 0 | 0 | 0 | 0 | 0 | 0 | 0 | 0 | 0 | 70 | 200 | 270 | 225 | 0 | 225 | 0 | 1 |  | 0 | 0 | 0 | 0 | 0 | 0 | 0 | 0 | 0 | 0 | 0 | 0 | 14 | 0 | 14 | 0 | 0 | 0 | 0 | 1 | 3 |  | 0 | 0 | 0 | 0 | 0 | 0 | 0 | 0 | 0 | 0 | 0 | 0 | 0 | 0 | 0 | 0 | 0 | 0 | 0 |  | 1 | 1 | 1 | 1 | 1 | 1 | 1 | 1 | 1 | 1 | 1 | 0
SCE Metro | La Cienega | 230 | 0 | 0 | 0 | 0 | 0 | 0 | 0 | 0 | 0 | 0 | 0 | 0 | 0 | 0 | 0 | 0 | 0 | 0 | 0 | 0 |  | 0 | 0 | 0 | 0 | 0 | 0 | 0 | 0 | 0 | 0 | 0 | 0 | 0 | 0 | 0 | 0 | 0 | 0 | 0 | 0 | 0 |  | 0 | 0 | 0 | 0 | 0 | 0 | 0 | 0 | 0 | 0 | 0 | 0 | 0 | 0 | 0 | 0 | 0 | 0 | 0 |  | 1 | 1 | 1 | 1 | 1 | 1 | 1 | 1 | 1 | 1 | 1 | 0
SCE Metro | La Fresa | 230 | 0 | 0 | 0 | 0 | 0 | 0 | 0 | 0 | 0 | 0 | 0 | 0 | 0 | 0 | 0 | 0 | 0 | 0 | 0 | 0 |  | 0 | 0 | 0 | 0 | 0 | 0 | 0 | 0 | 0 | 0 | 0 | 0 | 0 | 0 | 0 | 0 | 0 | 0 | 0 | 0 | 0 |  | 0 | 0 | 0 | 0 | 0 | 0 | 0 | 0 | 0 | 0 | 0 | 0 | 0 | 0 | 0 | 0 | 0 | 0 | 0 |  | 1 | 1 | 1 | 1 | 1 | 1 | 1 | 1 | 1 | 1 | 1 | 0
SCE Metro | Laguna Bell | 230 | 0 | 0 | 0 | 0 | 0 | 0 | 0 | 0 | 0 | 0 | 0 | 0.68 | 0 | 0 | 0 | 250 | 300 | 550 | 0 | 1 |  | 0 | 0 | 0 | 0 | 0 | 0 | 0 | 0 | 0 | 0 | 0 | 0 | 0 | 0 | 0 | 0 | 0 | 0 | 0 | 0 | 0 |  | 0 | 0 | 0 | 0 | 0 | 0 | 0 | 0 | 0 | 0 | 0 | 0 | 0 | 0 | 0 | 0 | 0 | 0 | 0 |  | 1 | 1 | 1 | 1 | 1 | 1 | 1 | 1 | 1 | 1 | 1 | 0
PG&E KERN | Lakeview | 70 | 0 | 0 | 0 | 0 | 0 | 0 | 0 | 0 | 0 | 0 | 0 | 0 | 0 | 0 | 0 | 65.6 | 0 | 65.6 | 0 | 1 |  | 0 | 0 | 0 | 0 | 0 | 0 | 0 | 0 | 0 | 0 | 0 | 0 | 0 | 0 | 0 | 0 | 0 | 0 | 0 | 0 | 0 |  | 0 | 0 | 0 | 0 | 0 | 0 | 0 | 0 | 0 | 0 | 0 | 0 | 0 | 0 | 0 | 0 | 0 | 0 | 0 |  | 1 | 1 | 1 | 1 | 1 | 1 | 1 | 1 | 1 | 1 | 1 | 0
PG&E NGBA | Lakeville | 230 | 0 | 0 | 0 | 0 | 0 | 0 | 0 | 0 | 0 | 0 | 0 | 0 | 0 | 0 | 0 | 0 | 0 | 0 | 0 | 0 |  | 0 | 0 | 0 | 0 | 0 | 0 | 0 | 0 | 0 | 0 | 0 | 0 | 0 | 0 | 0 | 0 | 0 | 0 | 0 | 0 | 2 |  | 0 | 0 | 0 | 0 | 0 | 0 | 0 | 0 | 0 | 0 | 0 | 0 | 0 | 0 | 0 | 0 | 0 | 0 | 0 |  | 1 | 1 | 1 | 1 | 1 | 1 | 1 | 1 | 1 | 1 | 1 | 0
PG&E NGBA | Lakeville | 60 | 0 | 0 | 0 | 0 | 0 | 0 | 0 | 0 | 0 | 0 | 0 | 0 | 0 | 0 | 0 | 0 | 0 | 0 | 0 | 0 |  | 0 | 0 | 0 | 0 | 0 | 0 | 0 | 0 | 0 | 0 | 0 | 4 | 0 | 0 | 0 | 0 | 0 | 0 | 0 | 1 | 2 |  | 0 | 0 | 0 | 0 | 0 | 0 | 0 | 0 | 0 | 0 | 0 | 2 | 0 | 0 | 0 | 0 | 0 | 0 | 0 |  | 1 | 1 | 1 | 1 | 1 | 5 | 1 | 1 | 1 | 1 | 1 | 1
PG&E NGBA | Lakeville | 115 | 35.8 | 0 | 0 | 0 | 0 | 0 | 0 | 0 | 0 | 0 | 0 | 0 | 0 | 0 | 0 | 50 | 0 | 50 | 0 | 1 |  | 0 | 0 | 0 | 0 | 0 | 0 | 0 | 0 | 0 | 0 | 0 | 0 | 0 | 0 | 0 | 0 | 0 | 0 | 0 | 0 | 2 |  | 0 | 0 | 0 | 0 | 0 | 0 | 0 | 0 | 0 | 0 | 0 | 0 | 0 | 0 | 0 | 0 | 0 | 0 | 0 |  | 1 | 1 | 1 | 1 | 1 | 1 | 1 | 1 | 1 | 1 | 1 | 0
PG&E GBA | Lakewood | 115 | 0 | 0 | 0 | 0 | 0 | 0 | 0 | 0 | 0 | 0 | 0 | 0 | 0 | 0 | 0 | 0 | 0 | 0 | 0 | 0 |  | 0 | 0 | 0 | 0 | 0 | 0 | 0 | 0 | 0 | 0 | 0 | 0 | 0 | 0 | 0 | 0 | 0 | 0 | 0 | 0 | 0 |  | 0 | 0 | 0 | 0 | 0 | 0 | 0 | 0 | 0 | 0 | 0 | 0 | 0 | 0 | 0 | 0 | 0 | 0 | 0 |  | 1 | 1 | 1 | 1 | 1 | 1 | 1 | 1 | 1 | 1 | 1 | 0
PG&E NGBA | Lambie | 230 | 0 | 0 | 0 | 130 | 130 | 0 | 0 | 0 | 0 | 0 | 0 | 0 | 0 | 0 | 0 | 0 | 0 | 0 | 0 | 1 |  | 0 | 0 | 0 | 0 | 0 | 0 | 0 | 0 | 0 | 0 | 0 | 0 | 0 | 0 | 0 | 0 | 0 | 0 | 0 | 0 | 0 |  | 0 | 0 | 0 | 0 | 0 | 0 | 0 | 0 | 0 | 0 | 0 | 0 | 0 | 0 | 0 | 0 | 0 | 0 | 0 |  | 1 | 1 | 1 | 1 | 1 | 1 | 1 | 1 | 1 | 1 | 1 | 0
PG&E GBA | Lammers | 115 | 0 | 0 | 0 | 0 | 0 | 0 | 0 | 0 | 0 | 0 | 0 | 0 | 0 | 0 | 0 | 0 | 0 | 0 | 0 | 0 |  | 0 | 0 | 0 | 0 | 0 | 0 | 0 | 0 | 0 | 0 | 0 | 0 | 0 | 0 | 0 | 0 | 0 | 0 | 0 | 0 | 0 |  | 0 | 0 | 0 | 0 | 0 | 0 | 0 | 0 | 0 | 0 | 0 | 0 | 0 | 0 | 0 | 0 | 0 | 0 | 0 |  | 1 | 1 | 1 | 1 | 1 | 1 | 1 | 1 | 1 | 1 | 1 | 0
PG&E KERN | Lamont | 115 | 0 | 0 | 0 | 0 | 0 | 0 | 0 | 0 | 0 | 0 | 0 | 0 | 0 | 0 | 0 | 0 | 0 | 0 | 0 | 0 |  | 0 | 5 | 0 | 0 | 0 | 0 | 0 | 0 | 0 | 0 | 0 | 4 | 0 | 80 | 80 | 0 | 0 | 0 | 0 | 1 | 0 |  | 0 | 2 | 0 | 0 | 0 | 0 | 0 | 0 | 0 | 0 | 0 | 2 | 0 | 2 | 2 | 0 | 0 | 0 | 0 |  | 1 | 4 | 1 | 1 | 1 | 4 | 4 | 1 | 1 | 1 | 1 | 1
PG&E FRESNO | Las Aguilas | 230 | 0 | 0 | 0 | 0 | 0 | 0 | 0 | 0 | 0 | 0 | 0 | 0 | 120 | 0 | 120 | 0 | 0 | 0 | 0 | 1 |  | 0 | 0 | 0 | 0 | 0 | 0 | 0 | 0 | 0 | 0 | 0 | 0 | 0 | 0 | 0 | 0 | 0 | 0 | 0 | 0 | 1 |  | 0 | 0 | 0 | 0 | 0 | 0 | 0 | 0 | 0 | 0 | 0 | 0 | 0 | 0 | 0 | 0 | 0 | 0 | 0 |  | 1 | 1 | 1 | 1 | 1 | 1 | 1 | 1 | 1 | 1 | 1 | 0
EOP | Lathrop | 138 | 0 | 0 | 0 | 0 | 0 | 0 | 0 | 0 | 0 | 0 | 0 | 0 | 0 | 0 | 0 | 0 | 0 | 0 | 0 | 0 |  | 0 | 0 | 0 | 0 | 0 | 0 | 0 | 0 | 0 | 0 | 0 | 0 | 0 | 0 | 0 | 0 | 0 | 0 | 0 | 0 | 2 |  | 0 | 0 | 0 | 0 | 0 | 0 | 0 | 0 | 0 | 0 | 0 | 0 | 0 | 0 | 0 | 0 | 0 | 0 | 0 |  | 1 | 1 | 1 | 1 | 1 | 1 | 1 | 1 | 1 | 1 | 1 | 0
EOP | Lathrop | 230 | 0 | 0 | 0 | 0 | 0 | 0 | 0 | 0 | 0 | 0 | 0 | 0 | 300 | 0 | 300 | 0 | 40 | 40 | 0 | 1 |  | 0 | 0 | 300 | 0 | 300 | 0 | 0 | 0 | 0 | 0 | 0 | 0 | 0 | 0 | 0 | 0 | 0 | 0 | 0 | 1 | 2 |  | 0 | 0 | 2 | 0 | 2 | 0 | 0 | 0 | 0 | 0 | 0 | 0 | 0 | 0 | 0 | 0 | 0 | 0 | 0 |  | 1 | 1 | 5 | 1 | 1 | 1 | 1 | 1 | 1 | 1 | 1 | 1
PG&E FRESNO | Le Grand | 115 | 0 | 0 | 0 | 0 | 0 | 0 | 0 | 0 | 0 | 0 | 0 | 0 | 0 | 0 | 0 | 0 | 0 | 0 | 0 | 0 |  | 0 | 0 | 0 | 0 | 0 | 0 | 0 | 0 | 0 | 0 | 0 | 0 | 30 | 75 | 105 | 0 | 0 | 0 | 0 | 1 | 2 |  | 0 | 0 | 0 | 0 | 0 | 0 | 0 | 0 | 0 | 0 | 0 | 0 | 2 | 2 | 2 | 0 | 0 | 0 | 0 |  | 1 | 1 | 1 | 1 | 1 | 1 | 5 | 1 | 1 | 1 | 1 | 1
PG&E FRESNO | Lemoore | 70 | 0 | 0 | 0 | 0 | 0 | 0 | 0 | 0 | 0 | 0 | 0 | 0 | 0 | 0 | 0 | 0 | 0 | 0 | 0 | 0 |  | 0 | 0 | 0 | 0 | 0 | 0 | 0 | 0 | 0 | 0 | 0 | 0 | 0 | 22 | 22 | 0 | 5 | 5 | 0 | 1 | 0 |  | 0 | 0 | 0 | 0 | 0 | 0 | 0 | 0 | 0 | 0 | 0 | 0 | 0 | 2 | 2 | 0 | 2 | 2 | 0 |  | 1 | 1 | 1 | 1 | 1 | 1 | 4 | 1 | 4 | 4 | 1 | 1
PG&E KERN | Lerdo | 115 | 0 | 0 | 0 | 0 | 0 | 0 | 0 | 0 | 0 | 0 | 0 | 0 | 0 | 0 | 0 | 0 | 0 | 0 | 0 | 0 |  | 0 | 0 | 0 | 0 | 0 | 0 | 0 | 0 | 0 | 0 | 0 | 0 | 0 | 0 | 0 | 0 | 0 | 0 | 0 | 0 | 0 |  | 0 | 0 | 0 | 0 | 0 | 0 | 0 | 0 | 0 | 0 | 0 | 0 | 0 | 0 | 0 | 0 | 0 | 0 | 0 |  | 1 | 1 | 1 | 1 | 1 | 1 | 1 | 1 | 1 | 1 | 1 | 0
SCE Metro | Lewis | 230 | 0 | 0 | 0 | 0 | 0 | 0 | 0 | 0 | 0 | 0 | 0 | 0 | 0 | 0 | 0 | 0 | 0 | 0 | 0 | 0 |  | 0 | 0 | 0 | 0 | 0 | 0 | 0 | 0 | 0 | 0 | 0 | 0 | 0 | 0 | 0 | 0 | 0 | 0 | 0 | 0 | 0 |  | 0 | 0 | 0 | 0 | 0 | 0 | 0 | 0 | 0 | 0 | 0 | 0 | 0 | 0 | 0 | 0 | 0 | 0 | 0 |  | 1 | 1 | 1 | 1 | 1 | 1 | 1 | 1 | 1 | 1 | 1 | 0
SCE Metro | Lighthipe | 230 | 0 | 0 | 0 | 0 | 0 | 0 | 0 | 0 | 0 | 0 | 0 | 1.32 | 0 | 0 | 0 | 0 | 250 | 250 | 0 | 1 |  | 0 | 0 | 0 | 0 | 0 | 0 | 0 | 0 | 0 | 0 | 0 | 0 | 0 | 0 | 0 | 0 | 0 | 0 | 0 | 0 | 0 |  | 0 | 0 | 0 | 0 | 0 | 0 | 0 | 0 | 0 | 0 | 0 | 0 | 0 | 0 | 0 | 0 | 0 | 0 | 0 |  | 1 | 1 | 1 | 1 | 1 | 1 | 1 | 1 | 1 | 1 | 1 | 0
SDGE | Lilac | 69 | 0 | 0 | 0 | 0 | 0 | 0 | 0 | 0 | 0 | 0 | 0 | 0 | 0 | 0 | 0 | 0 | 0 | 0 | 0 | 0 |  | 0 | 0 | 0 | 0 | 0 | 0 | 0 | 0 | 0 | 0 | 0 | 0 | 0 | 0 | 0 | 0 | 0 | 0 | 0 | 0 | 2 |  | 0 | 0 | 0 | 0 | 0 | 0 | 0 | 0 | 0 | 0 | 0 | 0 | 0 | 0 | 0 | 0 | 0 | 0 | 0 |  | 1 | 1 | 1 | 1 | 1 | 1 | 1 | 1 | 1 | 1 | 1 | 0
PG&E NGBA | Lincoln | 115 | 0 | 0 | 0 | 0 | 0 | 0 | 0 | 0 | 0 | 0 | 0 | 0 | 0 | 0 | 0 | 0 | 0 | 0 | 0 | 0 |  | 0 | 0 | 0 | 0 | 0 | 0 | 0 | 0 | 0 | 0 | 0 | 0 | 0 | 0 | 0 | 0 | 0 | 0 | 0 | 0 | 0 |  | 0 | 0 | 0 | 0 | 0 | 0 | 0 | 0 | 0 | 0 | 0 | 0 | 0 | 0 | 0 | 0 | 0 | 0 | 0 |  | 1 | 1 | 1 | 1 | 1 | 1 | 1 | 1 | 1 | 1 | 1 | 0
PG&E KERN | Live Oak | 115 | 0 | 0 | 0 | 0 | 0 | 0 | 0 | 0 | 0 | 0 | 0 | 0 | 100 | 110 | 210 | 0 | 0 | 0 | 0 | 1 |  | 0 | 0 | 0 | 0 | 0 | 0 | 0 | 0 | 0 | 0 | 0 | 0 | 0 | 0 | 0 | 0 | 0 | 0 | 0 | 0 | 0 |  | 0 | 0 | 0 | 0 | 0 | 0 | 0 | 0 | 0 | 0 | 0 | 0 | 0 | 0 | 0 | 0 | 0 | 0 | 0 |  | 1 | 1 | 1 | 1 | 1 | 1 | 1 | 1 | 1 | 1 | 1 | 0
PG&E GBA | Llagas | 115 | 0 | 0 | 0 | 0 | 0 | 0 | 0 | 0 | 0 | 0 | 0 | 0 | 0 | 0 | 0 | 0 | 0 | 0 | 0 | 0 |  | 0 | 0 | 0 | 0 | 0 | 0 | 0 | 0 | 0 | 0 | 0 | 0 | 0 | 0 | 0 | 0 | 0 | 0 | 0 | 0 | 1 |  | 0 | 0 | 0 | 0 | 0 | 0 | 0 | 0 | 0 | 0 | 0 | 0 | 0 | 0 | 0 | 0 | 0 | 0 | 0 |  | 1 | 1 | 1 | 1 | 1 | 1 | 1 | 1 | 1 | 1 | 1 | 0
PG&E GBA | Lockeford | 115 | 0 | 0 | 0 | 0 | 0 | 0 | 0 | 0 | 0 | 0 | 0 | 0 | 0 | 0 | 0 | 0 | 0 | 0 | 0 | 0 |  | 0 | 0 | 0 | 0 | 0 | 0 | 0 | 0 | 0 | 0 | 0 | 0 | 0 | 0 | 0 | 0 | 0 | 0 | 0 | 0 | 0 |  | 0 | 0 | 0 | 0 | 0 | 0 | 0 | 0 | 0 | 0 | 0 | 0 | 0 | 0 | 0 | 0 | 0 | 0 | 0 |  | 1 | 1 | 1 | 1 | 1 | 1 | 1 | 1 | 1 | 1 | 1 | 0
PG&E GBA | Lockeford | 230 | 0 | 0 | 0 | 0 | 0 | 0 | 0 | 0 | 0 | 0 | 0 | 0 | 0 | 0 | 0 | 0 | 0 | 0 | 0 | 0 |  | 0 | 0 | 0 | 0 | 0 | 0 | 0 | 0 | 0 | 0 | 0 | 0 | 0 | 0 | 0 | 0 | 0 | 0 | 0 | 0 | 1 |  | 0 | 0 | 0 | 0 | 0 | 0 | 0 | 0 | 0 | 0 | 0 | 0 | 0 | 0 | 0 | 0 | 0 | 0 | 0 |  | 1 | 1 | 1 | 1 | 1 | 1 | 1 | 1 | 1 | 1 | 1 | 0
PG&E GBA | Lockeford | 60 | 0 | 0 | 0 | 0 | 0 | 0 | 0 | 0 | 0 | 0 | 0 | 0 | 0 | 0 | 0 | 0 | 0 | 0 | 0 | 0 |  | 0 | 0 | 0 | 0 | 0 | 0 | 0 | 0 | 0 | 0 | 0 | 0 | 0 | 0 | 0 | 0 | 0 | 0 | 0 | 0 | 1 |  | 0 | 0 | 0 | 0 | 0 | 0 | 0 | 0 | 0 | 0 | 0 | 0 | 0 | 0 | 0 | 0 | 0 | 0 | 0 |  | 1 | 1 | 1 | 1 | 1 | 1 | 1 | 1 | 1 | 1 | 1 | 0
PG&E GBA | Lodi | 230 | 0 | 0 | 0 | 0 | 0 | 0 | 0 | 0 | 0 | 0 | 0 | 0 | 0 | 0 | 0 | 0 | 0 | 0 | 0 | 0 |  | 0 | 0 | 0 | 0 | 0 | 0 | 0 | 0 | 0 | 0 | 0 | 0 | 0 | 0 | 0 | 0 | 0 | 0 | 0 | 0 | 0 |  | 0 | 0 | 0 | 0 | 0 | 0 | 0 | 0 | 0 | 0 | 0 | 0 | 0 | 0 | 0 | 0 | 0 | 0 | 0 |  | 1 | 1 | 1 | 1 | 1 | 1 | 1 | 1 | 1 | 1 | 1 | 0
PG&E NGBA | Logan Creek | 230 | 0 | 0 | 0 | 0 | 0 | 0 | 0 | 0 | 0 | 0 | 0 | 0 | 0 | 0 | 0 | 0 | 0 | 0 | 0 | 0 |  | 0 | 0 | 0 | 0 | 0 | 0 | 0 | 0 | 0 | 0 | 0 | 0 | 0 | 0 | 0 | 0 | 0 | 0 | 0 | 0 | 0 |  | 0 | 0 | 0 | 0 | 0 | 0 | 0 | 0 | 0 | 0 | 0 | 0 | 0 | 0 | 0 | 0 | 0 | 0 | 0 |  | 1 | 1 | 1 | 1 | 1 | 1 | 1 | 1 | 1 | 1 | 1 | 0
PG&E GBA | Lone Tree | 230 | 0 | 0 | 0 | 0 | 0 | 0 | 0 | 0 | 0 | 0 | 0 | 0 | 0 | 0 | 0 | 0 | 0 | 0 | 0 | 0 |  | 0 | 0 | 0 | 0 | 0 | 0 | 0 | 0 | 0 | 0 | 0 | 1.8 | 0 | 0 | 0 | 0 | 0 | 0 | 0 | 1 | 0 |  | 0 | 0 | 0 | 0 | 0 | 0 | 0 | 0 | 0 | 0 | 0 | 2 | 0 | 0 | 0 | 0 | 0 | 0 | 0 |  | 1 | 1 | 1 | 1 | 1 | 4 | 1 | 1 | 1 | 1 | 1 | 1
PG&E FRESNO | Los Banos | 230 | 10 | 0 | 0 | 69.3 | 69.3 | 0 | 0 | 0 | 0 | 0 | 0 | 5.9 | 0 | 0 | 0 | 0 | 540 | 540 | 0 | 1 |  | 0 | 0 | 110 | 0 | 110 | 0 | 0 | 0 | 0 | 0 | 0 | 0 | 70 | 430 | 500 | 0 | 160 | 160 | 0 | 1 | 1 |  | 0 | 0 | 2 | 0 | 2 | 0 | 0 | 0 | 0 | 0 | 0 | 0 | 2 | 2 | 2 | 0 | 0 | 0 | 0 |  | 1 | 1 | 5 | 1 | 1 | 1 | 5 | 1 | 1 | 1 | 1 | 1
PG&E FRESNO | Los Banos | 500 | 0 | 0 | 0 | 0 | 0 | 0 | 0 | 0 | 0 | 0 | 0 | 0 | 200.8 | 0 | 200.8 | 0 | 0 | 0 | 0 | 1 |  | 0 | 0 | 0 | 0 | 0 | 0 | 0 | 0 | 0 | 0 | 0 | 0 | 0 | 0 | 0 | 0 | 0 | 0 | 0 | 0 | 0 |  | 0 | 0 | 0 | 0 | 0 | 0 | 0 | 0 | 0 | 0 | 0 | 0 | 0 | 0 | 0 | 0 | 0 | 0 | 0 |  | 1 | 1 | 1 | 1 | 1 | 1 | 1 | 1 | 1 | 1 | 1 | 0
SDGE | Los Coches | 138 | 0 | 0 | 0 | 0 | 0 | 0 | 0 | 0 | 0 | 0 | 0 | 0 | 0 | 0 | 0 | 0 | 0 | 0 | 0 | 0 |  | 0 | 0 | 0 | 0 | 0 | 0 | 0 | 0 | 0 | 0 | 0 | 0 | 0 | 0 | 0 | 0 | 0 | 0 | 0 | 0 | 2 |  | 0 | 0 | 0 | 0 | 0 | 0 | 0 | 0 | 0 | 0 | 0 | 0 | 0 | 0 | 0 | 0 | 0 | 0 | 0 |  | 1 | 1 | 1 | 1 | 1 | 1 | 1 | 1 | 1 | 1 | 1 | 0
SDGE | Los Coches | 69 | 0 | 0 | 0 | 0 | 0 | 0 | 0 | 0 | 0 | 0 | 0 | 0 | 0 | 0 | 0 | 0 | 0 | 0 | 0 | 0 |  | 0 | 0 | 0 | 0 | 0 | 0 | 0 | 0 | 0 | 0 | 0 | 0 | 0 | 0 | 0 | 0 | 0 | 0 | 0 | 0 | 2 |  | 0 | 0 | 0 | 0 | 0 | 0 | 0 | 0 | 0 | 0 | 0 | 0 | 0 | 0 | 0 | 0 | 0 | 0 | 0 |  | 1 | 1 | 1 | 1 | 1 | 1 | 1 | 1 | 1 | 1 | 1 | 0
PG&E GBA | Los Esteros | 115 | 0 | 0 | 0 | 0 | 0 | 0 | 0 | 0 | 0 | 0 | 0 | 0 | 0 | 0 | 0 | 0 | 0 | 0 | 0 | 0 |  | 0 | 0 | 0 | 0 | 0 | 0 | 0 | 0 | 0 | 0 | 0 | 0 | 0 | 0 | 0 | 0 | 0 | 0 | 0 | 0 | 0 |  | 0 | 0 | 0 | 0 | 0 | 0 | 0 | 0 | 0 | 0 | 0 | 0 | 0 | 0 | 0 | 0 | 0 | 0 | 0 |  | 1 | 1 | 1 | 1 | 1 | 1 | 1 | 1 | 1 | 1 | 1 | 0
PG&E GBA | Los Esteros | 230 | 0 | 0 | 0 | 0 | 0 | 0 | 0 | 0 | 0 | 0 | 0 | 0 | 0 | 0 | 0 | 0 | 0 | 0 | 0 | 0 |  | 0 | 0 | 0 | 0 | 0 | 0 | 0 | 0 | 0 | 0 | 0 | 0 | 0 | 0 | 0 | 0 | 100 | 100 | 0 | 1 | 0 |  | 0 | 0 | 0 | 0 | 0 | 0 | 0 | 0 | 0 | 0 | 0 | 0 | 0 | 0 | 0 | 0 | 2 | 2 | 0 |  | 1 | 1 | 1 | 1 | 1 | 1 | 1 | 1 | 4 | 4 | 1 | 1
PG&E GBA | Los Positas | 230 | 0 | 0 | 0 | 0 | 0 | 0 | 0 | 0 | 0 | 0 | 0 | 0 | 0 | 0 | 0 | 0 | 0 | 0 | 0 | 0 |  | 0 | 0 | 0 | 0 | 0 | 0 | 0 | 0 | 0 | 0 | 0 | 0 | 0 | 0 | 0 | 0 | 0 | 0 | 0 | 0 | 0 |  | 0 | 0 | 0 | 0 | 0 | 0 | 0 | 0 | 0 | 0 | 0 | 0 | 0 | 0 | 0 | 0 | 0 | 0 | 0 |  | 1 | 1 | 1 | 1 | 1 | 1 | 1 | 1 | 1 | 1 | 1 | 0
PG&E GBA | Los Positas | 60 | 0 | 0 | 0 | 0 | 0 | 0 | 0 | 0 | 0 | 0 | 0 | 0 | 0 | 0 | 0 | 0 | 0 | 0 | 0 | 0 |  | 0 | 0 | 0 | 0 | 0 | 0 | 0 | 0 | 0 | 0 | 0 | 0 | 0 | 0 | 0 | 0 | 0 | 0 | 0 | 0 | 0 |  | 0 | 0 | 0 | 0 | 0 | 0 | 0 | 0 | 0 | 0 | 0 | 0 | 0 | 0 | 0 | 0 | 0 | 0 | 0 |  | 1 | 1 | 1 | 1 | 1 | 1 | 1 | 1 | 1 | 1 | 1 | 0
SDGE | Loveland | 69 | 0 | 0 | 0 | 0 | 0 | 0 | 0 | 0 | 0 | 0 | 0 | 0 | 0 | 0 | 0 | 0 | 0 | 0 | 0 | 0 |  | 0 | 0 | 0 | 0 | 0 | 0 | 0 | 0 | 0 | 0 | 0 | 4 | 0 | 0 | 0 | 0 | 0 | 0 | 0 | 1 | 3 |  | 0 | 0 | 0 | 0 | 0 | 0 | 0 | 0 | 0 | 0 | 0 | 2 | 0 | 0 | 0 | 0 | 0 | 0 | 0 |  | 1 | 1 | 1 | 1 | 1 | 5 | 1 | 1 | 1 | 1 | 1 | 1
SCE NOL | Lugo | 230 | 0 | 0 | 0 | 0 | 0 | 0 | 0 | 0 | 0 | 0 | 0 | 0 | 0 | 0 | 0 | 150 | 0 | 150 | 286 | 1 |  | 0 | 0 | 0 | 0 | 0 | 0 | 0 | 0 | 0 | 0 | 0 | 0 | 0 | 0 | 0 | 0 | 0 | 0 | 0 | 0 | 1 |  | 0 | 0 | 0 | 0 | 0 | 0 | 0 | 0 | 0 | 0 | 0 | 0 | 0 | 0 | 0 | 0 | 0 | 0 | 0 |  | 1 | 1 | 1 | 1 | 1 | 1 | 1 | 1 | 1 | 1 | 1 | 0
SCE Metro | Lugo | 500 | 203 | 0 | 0 | 0 | 0 | 0 | 0 | 0 | 0 | 0 | 0 | 0 | 0 | 0 | 0 | 0 | 150 | 150 | 0 | 1 |  | 23 | 0 | 0 | 0 | 0 | 1750 | 0 | 1750 | 0 | 0 | 0 | 0 | 0 | 0 | 0 | 0 | 0 | 0 | 0 | 1 | 0 |  | 0 | 0 | 0 | 0 | 0 | 2 | 0 | 2 | 0 | 0 | 0 | 0 | 0 | 0 | 0 | 0 | 0 | 0 | 0 |  | 1 | 1 | 1 | 4 | 1 | 1 | 1 | 1 | 1 | 1 | 1 | 1
PG&E FRESNO | Madera | 70 | 0 | 0 | 0 | 0 | 0 | 0 | 0 | 0 | 0 | 0 | 0 | 0 | 0 | 0 | 0 | 0 | 0 | 0 | 0 | 0 |  | 0 | 0 | 0 | 0 | 0 | 0 | 0 | 0 | 0 | 0 | 0 | 0 | 0 | 0 | 0 | 0 | 0 | 0 | 0 | 0 | 1 |  | 0 | 0 | 0 | 0 | 0 | 0 | 0 | 0 | 0 | 0 | 0 | 0 | 0 | 0 | 0 | 0 | 0 | 0 | 0 |  | 1 | 1 | 1 | 1 | 1 | 1 | 1 | 1 | 1 | 1 | 1 | 0
PG&E NGBA | Madison | 115 | 0 | 0 | 0 | 95 | 95 | 0 | 0 | 0 | 0 | 0 | 0 | 0 | 0 | 123 | 123 | 10.2 | 0 | 10.2 | 0 | 1 |  | 0 | 0 | 0 | 0 | 0 | 0 | 0 | 0 | 0 | 0 | 0 | 0 | 0 | 0 | 0 | 0 | 0 | 0 | 0 | 0 | 0 |  | 0 | 0 | 0 | 0 | 0 | 0 | 0 | 0 | 0 | 0 | 0 | 0 | 0 | 0 | 0 | 0 | 0 | 0 | 0 |  | 1 | 1 | 1 | 1 | 1 | 1 | 1 | 1 | 1 | 1 | 1 | 0
PG&E KERN | Magunden | 115 | 0 | 0 | 0 | 0 | 0 | 0 | 0 | 0 | 0 | 0 | 0 | 0 | 105 | 115 | 220 | 0 | 0 | 0 | 0 | 1 |  | 0 | 0 | 0 | 0 | 0 | 0 | 0 | 0 | 0 | 0 | 0 | 0 | 0 | 0 | 0 | 0 | 0 | 0 | 0 | 0 | 0 |  | 0 | 0 | 0 | 0 | 0 | 0 | 0 | 0 | 0 | 0 | 0 | 0 | 0 | 0 | 0 | 0 | 0 | 0 | 0 |  | 1 | 1 | 1 | 1 | 1 | 1 | 1 | 1 | 1 | 1 | 1 | 0
SCE Northern | Magunden | 230 | 0 | 0 | 0 | 0 | 0 | 0 | 0 | 0 | 0 | 0 | 0 | 0 | 0 | 0 | 0 | 0 | 0 | 0 | 0 | 0 |  | 0 | 0 | 0 | 0 | 0 | 0 | 0 | 0 | 0 | 0 | 0 | 0 | 0 | 0 | 0 | 0 | 0 | 0 | 0 | 0 | 0 |  | 0 | 0 | 0 | 0 | 0 | 0 | 0 | 0 | 0 | 0 | 0 | 0 | 0 | 0 | 0 | 0 | 0 | 0 | 0 |  | 1 | 1 | 1 | 1 | 1 | 1 | 1 | 1 | 1 | 1 | 1 | 0
PG&E FRESNO | Malaga | 115 | 0 | 0 | 0 | 0 | 0 | 0 | 0 | 0 | 0 | 0 | 0 | 0 | 0 | 0 | 0 | 0 | 0 | 0 | 0 | 0 |  | 0 | 0 | 0 | 0 | 0 | 0 | 0 | 0 | 0 | 0 | 0 | 0 | 0 | 0 | 0 | 0 | 0 | 0 | 0 | 0 | 2 |  | 0 | 0 | 0 | 0 | 0 | 0 | 0 | 0 | 0 | 0 | 0 | 0 | 0 | 0 | 0 | 0 | 0 | 0 | 0 |  | 1 | 1 | 1 | 1 | 1 | 1 | 1 | 1 | 1 | 1 | 1 | 0
PG&E NGBA | Malin | 500 | 1590 | 0 | 0 | 0 | 0 | 0 | 0 | 0 | 0 | 0 | 0 | 0 | 0 | 0 | 0 | 0 | 0 | 0 | 0 | 1 |  | 0 | 0 | 0 | 0 | 0 | 0 | 0 | 0 | 0 | 0 | 0 | 0 | 0 | 0 | 0 | 0 | 0 | 0 | 0 | 0 | 0 |  | 0 | 0 | 0 | 0 | 0 | 0 | 0 | 0 | 0 | 0 | 0 | 0 | 0 | 0 | 0 | 0 | 0 | 0 | 0 |  | 1 | 1 | 1 | 1 | 1 | 1 | 1 | 1 | 1 | 1 | 1 | 0
SCE Northern | Mandalay | 230 | 0 | 0 | 0 | 0 | 0 | 0 | 0 | 0 | 0 | 0 | 0 | 0 | 0 | 0 | 0 | 0 | 0 | 0 | 0 | 0 |  | 0 | 0 | 0 | 0 | 0 | 0 | 0 | 0 | 0 | 0 | 0 | 0 | 0 | 0 | 0 | 0 | 0 | 0 | 0 | 0 | 0 |  | 0 | 0 | 0 | 0 | 0 | 0 | 0 | 0 | 0 | 0 | 0 | 0 | 0 | 0 | 0 | 0 | 0 | 0 | 0 |  | 1 | 1 | 1 | 1 | 1 | 1 | 1 | 1 | 1 | 1 | 1 | 0
PG&E FRESNO | Manning | 230 | 0 | 0 | 0 | 0 | 0 | 0 | 0 | 0 | 0 | 0 | 0 | 0 | 100 | 0 | 100 | 0 | 0 | 0 | 0 | 1 |  | 0 | 0 | 0 | 0 | 0 | 0 | 0 | 0 | 0 | 0 | 0 | 0 | 0 | 0 | 0 | 0 | 0 | 0 | 0 | 0 | 0 |  | 0 | 0 | 0 | 0 | 0 | 0 | 0 | 0 | 0 | 0 | 0 | 0 | 0 | 0 | 0 | 0 | 0 | 0 | 0 |  | 1 | 1 | 1 | 1 | 1 | 1 | 1 | 1 | 1 | 1 | 1 | 0
PG&E FRESNO | Manning | 500 | 0 | 0 | 0 | 0 | 0 | 0 | 0 | 0 | 0 | 0 | 0 | 0 | 0 | 0 | 0 | 0 | 0 | 0 | 0 | 0 |  | 0 | 0 | 0 | 0 | 0 | 0 | 0 | 0 | 0 | 0 | 0 | 0 | 200 | 500 | 700 | 0 | 260 | 260 | 0 | 1 | 0 |  | 0 | 0 | 0 | 0 | 0 | 0 | 0 | 0 | 0 | 0 | 0 | 0 | 2 | 2 | 2 | 0 | 2 | 2 | 0 |  | 1 | 1 | 1 | 1 | 1 | 1 | 4 | 1 | 4 | 4 | 1 | 1
PG&E GBA | Manteca | 115 | 0 | 0 | 0 | 0 | 0 | 0 | 0 | 0 | 0 | 0 | 0 | 0 | 0 | 0 | 0 | 0 | 0 | 0 | 0 | 0 |  | 0 | 0 | 0 | 0 | 0 | 0 | 0 | 0 | 0 | 0 | 0 | 1.5 | 0 | 0 | 0 | 0 | 0 | 0 | 0 | 1 | 0 |  | 0 | 0 | 0 | 0 | 0 | 0 | 0 | 0 | 0 | 0 | 0 | 2 | 0 | 0 | 0 | 0 | 0 | 0 | 0 |  | 1 | 1 | 1 | 1 | 1 | 4 | 1 | 1 | 1 | 1 | 1 | 1
SDGE | Margarita | 138 | 0 | 0 | 0 | 0 | 0 | 0 | 0 | 0 | 0 | 0 | 0 | 0 | 90 | 0 | 90 | 0 | 0 | 0 | 0 | 1 |  | 0 | 0 | 0 | 0 | 0 | 0 | 0 | 0 | 0 | 0 | 0 | 0 | 0 | 0 | 0 | 0 | 0 | 0 | 0 | 0 | 0 |  | 0 | 0 | 0 | 0 | 0 | 0 | 0 | 0 | 0 | 0 | 0 | 0 | 0 | 0 | 0 | 0 | 0 | 0 | 0 |  | 1 | 1 | 1 | 1 | 1 | 1 | 1 | 1 | 1 | 1 | 1 | 0
PG&E GBA | Martin | 230 | 0 | 0 | 0 | 0 | 0 | 0 | 0 | 0 | 0 | 0 | 0 | 0 | 0 | 0 | 0 | 0 | 0 | 0 | 0 | 0 |  | 0 | 0 | 0 | 0 | 0 | 0 | 0 | 0 | 0 | 0 | 0 | 0 | 0 | 0 | 0 | 0 | 0 | 0 | 0 | 0 | 1 |  | 0 | 0 | 0 | 0 | 0 | 0 | 0 | 0 | 0 | 0 | 0 | 0 | 0 | 0 | 0 | 0 | 0 | 0 | 0 |  | 1 | 1 | 1 | 1 | 1 | 1 | 1 | 1 | 1 | 1 | 1 | 0
PG&E GBA | Martin | 115 | 0 | 0 | 0 | 0 | 0 | 0 | 0 | 0 | 0 | 0 | 0 | 0 | 0 | 0 | 0 | 188 | 0 | 188 | 0 | 1 |  | 0 | 0 | 0 | 0 | 0 | 0 | 0 | 0 | 0 | 0 | 0 | 0 | 0 | 0 | 0 | 0 | 0 | 0 | 0 | 0 | 1 |  | 0 | 0 | 0 | 0 | 0 | 0 | 0 | 0 | 0 | 0 | 0 | 0 | 0 | 0 | 0 | 0 | 0 | 0 | 0 |  | 1 | 1 | 1 | 1 | 1 | 1 | 1 | 1 | 1 | 1 | 1 | 0
PG&E GBA | Martinez | 115 | 0 | 0 | 0 | 0 | 0 | 0 | 0 | 0 | 0 | 0 | 0 | 0 | 0 | 0 | 0 | 0 | 0 | 0 | 0 | 0 |  | 0 | 0 | 0 | 0 | 0 | 0 | 0 | 0 | 0 | 0 | 0 | 0 | 0 | 0 | 0 | 0 | 0 | 0 | 0 | 0 | 2 |  | 0 | 0 | 0 | 0 | 0 | 0 | 0 | 0 | 0 | 0 | 0 | 0 | 0 | 0 | 0 | 0 | 0 | 0 | 0 |  | 1 | 1 | 1 | 1 | 1 | 1 | 1 | 1 | 1 | 1 | 1 | 0
PG&E FRESNO | Mc Mullin | 230 | 0 | 0 | 0 | 0 | 0 | 0 | 0 | 0 | 0 | 0 | 0 | 0 | 0 | 0 | 0 | 0 | 0 | 0 | 0 | 0 |  | 0 | 0 | 0 | 0 | 0 | 0 | 0 | 0 | 0 | 0 | 0 | 0 | 0 | 0 | 0 | 0 | 0 | 0 | 0 | 0 | 1 |  | 0 | 0 | 0 | 0 | 0 | 0 | 0 | 0 | 0 | 0 | 0 | 0 | 0 | 0 | 0 | 0 | 0 | 0 | 0 |  | 1 | 1 | 1 | 1 | 1 | 1 | 1 | 1 | 1 | 1 | 1 | 0
PG&E FRESNO | McCall | 115 | 0 | 0 | 0 | 0 | 0 | 0 | 0 | 0 | 0 | 0 | 0 | 0 | 0 | 0 | 0 | 0 | 0 | 0 | 0 | 0 |  | 0 | 0 | 0 | 0 | 0 | 0 | 0 | 0 | 0 | 0 | 0 | 1.5 | 0 | 0 | 0 | 0 | 0 | 0 | 0 | 1 | 1 |  | 0 | 0 | 0 | 0 | 0 | 0 | 0 | 0 | 0 | 0 | 0 | 2 | 0 | 0 | 0 | 0 | 0 | 0 | 0 |  | 1 | 1 | 1 | 1 | 1 | 5 | 1 | 1 | 1 | 1 | 1 | 1
PG&E FRESNO | McCall | 230 | 0 | 0 | 0 | 0 | 0 | 0 | 0 | 0 | 0 | 0 | 0 | 0 | 100 | 0 | 100 | 0 | 0 | 0 | 0 | 1 |  | 0 | 0 | 0 | 0 | 0 | 0 | 0 | 0 | 0 | 0 | 0 | 0 | 0 | 0 | 0 | 0 | 0 | 0 | 0 | 0 | 1 |  | 0 | 0 | 0 | 0 | 0 | 0 | 0 | 0 | 0 | 0 | 0 | 0 | 0 | 0 | 0 | 0 | 0 | 0 | 0 |  | 1 | 1 | 1 | 1 | 1 | 1 | 1 | 1 | 1 | 1 | 1 | 0
PG&E GBA | Meadow Lane | 115 | 0 | 0 | 0 | 0 | 0 | 0 | 0 | 0 | 0 | 0 | 0 | 0 | 0 | 0 | 0 | 0 | 0 | 0 | 0 | 0 |  | 0 | 0 | 0 | 0 | 0 | 0 | 0 | 0 | 0 | 0 | 0 | 0 | 0 | 0 | 0 | 0 | 0 | 0 | 0 | 0 | 0 |  | 0 | 0 | 0 | 0 | 0 | 0 | 0 | 0 | 0 | 0 | 0 | 0 | 0 | 0 | 0 | 0 | 0 | 0 | 0 |  | 1 | 1 | 1 | 1 | 1 | 1 | 1 | 1 | 1 | 1 | 1 | 0
PG&E GBA | Melones | 115 | 0 | 0 | 0 | 0 | 0 | 0 | 0 | 0 | 0 | 0 | 0 | 0 | 0 | 0 | 0 | 0 | 0 | 0 | 0 | 0 |  | 0 | 0 | 0 | 0 | 0 | 0 | 0 | 0 | 0 | 0 | 0 | 0 | 0 | 0 | 0 | 0 | 0 | 0 | 0 | 0 | 0 |  | 0 | 0 | 0 | 0 | 0 | 0 | 0 | 0 | 0 | 0 | 0 | 0 | 0 | 0 | 0 | 0 | 0 | 0 | 0 |  | 1 | 1 | 1 | 1 | 1 | 1 | 1 | 1 | 1 | 1 | 1 | 0
PG&E GBA | Melones | 230 | 0 | 0 | 0 | 0 | 0 | 0 | 0 | 0 | 0 | 0 | 0 | 0 | 0 | 0 | 0 | 0 | 0 | 0 | 0 | 0 |  | 0 | 0 | 0 | 0 | 0 | 0 | 0 | 0 | 0 | 0 | 0 | 0 | 0 | 0 | 0 | 0 | 0 | 0 | 0 | 0 | 0 |  | 0 | 0 | 0 | 0 | 0 | 0 | 0 | 0 | 0 | 0 | 0 | 0 | 0 | 0 | 0 | 0 | 0 | 0 | 0 |  | 1 | 1 | 1 | 1 | 1 | 1 | 1 | 1 | 1 | 1 | 1 | 0
SDGE | Melrose | 69 | 0 | 0 | 0 | 0 | 0 | 0 | 0 | 0 | 0 | 0 | 0 | 0 | 0 | 0 | 0 | 0 | 0 | 0 | 0 | 0 |  | 0 | 0 | 0 | 0 | 0 | 0 | 0 | 0 | 0 | 0 | 0 | 0 | 0 | 0 | 0 | 0 | 0 | 0 | 0 | 0 | 1 |  | 0 | 0 | 0 | 0 | 0 | 0 | 0 | 0 | 0 | 0 | 0 | 0 | 0 | 0 | 0 | 0 | 0 | 0 | 0 |  | 1 | 1 | 1 | 1 | 1 | 1 | 1 | 1 | 1 | 1 | 1 | 0
PG&E NGBA | Mendocino | 115 | 0 | 0 | 0 | 0 | 0 | 0 | 0 | 0 | 0 | 0 | 0 | 5 | 0 | 0 | 0 | 0 | 0 | 0 | 0 | 1 |  | 0 | 0 | 0 | 0 | 0 | 0 | 0 | 0 | 0 | 0 | 0 | 0 | 0 | 0 | 0 | 0 | 0 | 0 | 0 | 0 | 1 |  | 0 | 0 | 0 | 0 | 0 | 0 | 0 | 0 | 0 | 0 | 0 | 0 | 0 | 0 | 0 | 0 | 0 | 0 | 0 |  | 1 | 1 | 1 | 1 | 1 | 1 | 1 | 1 | 1 | 1 | 1 | 0
PG&E NGBA | Mendocino | 60 | 0 | 0 | 0 | 0 | 0 | 0 | 0 | 0 | 0 | 0 | 0 | 0 | 0 | 0 | 0 | 0 | 0 | 0 | 0 | 0 |  | 0 | 3 | 0 | 0 | 0 | 0 | 0 | 0 | 0 | 0 | 0 | 0 | 0 | 0 | 0 | 0 | 0 | 0 | 0 | 1 | 1 |  | 0 | 2 | 0 | 0 | 0 | 0 | 0 | 0 | 0 | 0 | 0 | 0 | 0 | 0 | 0 | 0 | 0 | 0 | 0 |  | 1 | 5 | 1 | 1 | 1 | 1 | 1 | 1 | 1 | 1 | 1 | 1
PG&E FRESNO | Mendota | 115 | 0 | 0 | 0 | 0 | 0 | 0 | 0 | 0 | 0 | 0 | 0 | 0 | 0 | 0 | 0 | 0 | 0 | 0 | 0 | 0 |  | 0 | 0 | 0 | 0 | 0 | 0 | 0 | 0 | 0 | 0 | 0 | 0 | 0 | 0 | 0 | 0 | 0 | 0 | 0 | 0 | 2 |  | 0 | 0 | 0 | 0 | 0 | 0 | 0 | 0 | 0 | 0 | 0 | 0 | 0 | 0 | 0 | 0 | 0 | 0 | 0 |  | 1 | 1 | 1 | 1 | 1 | 1 | 1 | 1 | 1 | 1 | 1 | 0
PG&E GBA | Menlo | 60 | 0 | 0 | 0 | 0 | 0 | 0 | 0 | 0 | 0 | 0 | 0 | 0 | 0 | 0 | 0 | 0 | 0 | 0 | 0 | 0 |  | 0 | 0 | 0 | 0 | 0 | 0 | 0 | 0 | 0 | 0 | 0 | 0 | 0 | 0 | 0 | 0 | 0 | 0 | 0 | 0 | 1 |  | 0 | 0 | 0 | 0 | 0 | 0 | 0 | 0 | 0 | 0 | 0 | 0 | 0 | 0 | 0 | 0 | 0 | 0 | 0 |  | 1 | 1 | 1 | 1 | 1 | 1 | 1 | 1 | 1 | 1 | 1 | 0
PG&E FRESNO | Merced | 115 | 0 | 0 | 0 | 0 | 0 | 0 | 0 | 0 | 0 | 0 | 0 | 0 | 0 | 0 | 0 | 0 | 0 | 0 | 0 | 0 |  | 0 | 0 | 0 | 0 | 0 | 0 | 0 | 0 | 0 | 0 | 0 | 4 | 0 | 0 | 0 | 0 | 0 | 0 | 0 | 1 | 2 |  | 0 | 0 | 0 | 0 | 0 | 0 | 0 | 0 | 0 | 0 | 0 | 2 | 0 | 0 | 0 | 0 | 0 | 0 | 0 |  | 1 | 1 | 1 | 1 | 1 | 5 | 1 | 1 | 1 | 1 | 1 | 1
EOP | Mercury | 138 | 0 | 0 | 0 | 0 | 0 | 0 | 0 | 0 | 0 | 0 | 0 | 0 | 0 | 0 | 0 | 0 | 0 | 0 | 0 | 0 |  | 0 | 0 | 0 | 0 | 0 | 0 | 0 | 0 | 0 | 0 | 0 | 0 | 0 | 0 | 0 | 0 | 0 | 0 | 0 | 0 | 2 |  | 0 | 0 | 0 | 0 | 0 | 0 | 0 | 0 | 0 | 0 | 0 | 0 | 0 | 0 | 0 | 0 | 0 | 0 | 0 |  | 1 | 1 | 1 | 1 | 1 | 1 | 1 | 1 | 1 | 1 | 1 | 0
PG&E FRESNO | Mercy Springs | 70 | 0 | 0 | 0 | 0 | 0 | 0 | 0 | 0 | 0 | 0 | 0 | 0 | 0 | 75 | 75 | 78 | 0 | 78 | 0 | 1 |  | 0 | 2 | 0 | 0 | 0 | 0 | 0 | 0 | 0 | 0 | 0 | 0 | 0 | 0 | 0 | 0 | 0 | 0 | 0 | 1 | 1 |  | 0 | 2 | 0 | 0 | 0 | 0 | 0 | 0 | 0 | 0 | 0 | 0 | 0 | 0 | 0 | 0 | 0 | 0 | 0 |  | 1 | 5 | 1 | 1 | 1 | 1 | 1 | 1 | 1 | 1 | 1 | 1
PG&E NGBA | Meridian | 60 | 0 | 0 | 0 | 0 | 0 | 0 | 0 | 0 | 0 | 0 | 0 | 0 | 0 | 0 | 0 | 0 | 0 | 0 | 0 | 0 |  | 0 | 0 | 0 | 0 | 0 | 0 | 0 | 0 | 0 | 0 | 0 | 0 | 0 | 0 | 0 | 0 | 0 | 0 | 0 | 0 | 1 |  | 0 | 0 | 0 | 0 | 0 | 0 | 0 | 0 | 0 | 0 | 0 | 0 | 0 | 0 | 0 | 0 | 0 | 0 | 0 |  | 1 | 1 | 1 | 1 | 1 | 1 | 1 | 1 | 1 | 1 | 1 | 0
PG&E KERN | Mesa (PGE) | 115 | 0 | 0 | 0 | 0 | 0 | 0 | 0 | 0 | 0 | 0 | 0 | 0 | 0 | 0 | 0 | 0 | 0 | 0 | 0 | 0 |  | 0 | 0 | 0 | 0 | 0 | 0 | 0 | 0 | 0 | 0 | 0 | 0 | 0 | 0 | 0 | 0 | 0 | 0 | 0 | 0 | 1 |  | 0 | 0 | 0 | 0 | 0 | 0 | 0 | 0 | 0 | 0 | 0 | 0 | 0 | 0 | 0 | 0 | 0 | 0 | 0 |  | 1 | 1 | 1 | 1 | 1 | 1 | 1 | 1 | 1 | 1 | 1 | 0
PG&E KERN | Mesa (PGE) | 230 | 0 | 0 | 0 | 0 | 0 | 0 | 0 | 0 | 0 | 0 | 0 | 0 | 0 | 0 | 0 | 0 | 0 | 0 | 150 | 1 |  | 0 | 0 | 0 | 0 | 0 | 0 | 0 | 0 | 0 | 0 | 0 | 0 | 0 | 0 | 0 | 0 | 0 | 0 | 0 | 0 | 0 |  | 0 | 0 | 0 | 0 | 0 | 0 | 0 | 0 | 0 | 0 | 0 | 0 | 0 | 0 | 0 | 0 | 0 | 0 | 0 |  | 1 | 1 | 1 | 1 | 1 | 1 | 1 | 1 | 1 | 1 | 1 | 0
SCE Metro | Mesa (SCE) | 230 | 0 | 0 | 0 | 0 | 0 | 0 | 0 | 0 | 0 | 0 | 0 | 1.92 | 0 | 0 | 0 | 0 | 0 | 0 | 0 | 1 |  | 0 | 0 | 0 | 0 | 0 | 0 | 0 | 0 | 0 | 0 | 0 | 0 | 0 | 0 | 0 | 0 | 0 | 0 | 0 | 0 | 0 |  | 0 | 0 | 0 | 0 | 0 | 0 | 0 | 0 | 0 | 0 | 0 | 0 | 0 | 0 | 0 | 0 | 0 | 0 | 0 |  | 1 | 1 | 1 | 1 | 1 | 1 | 1 | 1 | 1 | 1 | 1 | 0
SCE Metro | Mesa (SCE) | 500 | 0 | 0 | 0 | 0 | 0 | 0 | 0 | 0 | 0 | 0 | 0 | 0 | 0 | 0 | 0 | 0 | 200 | 200 | 0 | 1 |  | 0 | 0 | 0 | 0 | 0 | 0 | 0 | 0 | 0 | 0 | 0 | 0 | 0 | 0 | 0 | 0 | 0 | 0 | 0 | 0 | 0 |  | 0 | 0 | 0 | 0 | 0 | 0 | 0 | 0 | 0 | 0 | 0 | 0 | 0 | 0 | 0 | 0 | 0 | 0 | 0 |  | 1 | 1 | 1 | 1 | 1 | 1 | 1 | 1 | 1 | 1 | 1 | 0
SDGE | Mesa Heights | 69 | 0 | 0 | 0 | 0 | 0 | 0 | 0 | 0 | 0 | 0 | 0 | 0 | 0 | 0 | 0 | 0 | 0 | 0 | 0 | 0 |  | 0 | 0 | 0 | 0 | 0 | 0 | 0 | 0 | 0 | 0 | 0 | 0 | 0 | 0 | 0 | 0 | 0 | 0 | 0 | 0 | 1 |  | 0 | 0 | 0 | 0 | 0 | 0 | 0 | 0 | 0 | 0 | 0 | 0 | 0 | 0 | 0 | 0 | 0 | 0 | 0 |  | 1 | 1 | 1 | 1 | 1 | 1 | 1 | 1 | 1 | 1 | 1 | 0
PG&E GBA | Metcalf | 115 | 0 | 0 | 0 | 0 | 0 | 0 | 0 | 0 | 0 | 0 | 0 | 0 | 0 | 0 | 0 | 0 | 0 | 0 | 0 | 0 |  | 0 | 0 | 0 | 0 | 0 | 0 | 0 | 0 | 0 | 0 | 0 | 0 | 0 | 0 | 0 | 0 | 0 | 0 | 0 | 0 | 0 |  | 0 | 0 | 0 | 0 | 0 | 0 | 0 | 0 | 0 | 0 | 0 | 0 | 0 | 0 | 0 | 0 | 0 | 0 | 0 |  | 1 | 1 | 1 | 1 | 1 | 1 | 1 | 1 | 1 | 1 | 1 | 0
PG&E GBA | Metcalf | 230 | 0 | 0 | 0 | 0 | 0 | 0 | 0 | 0 | 0 | 0 | 0 | 0 | 0 | 0 | 0 | 0 | 0 | 0 | 0 | 0 |  | 0 | 0 | 0 | 0 | 0 | 0 | 0 | 0 | 0 | 0 | 0 | 0 | 0 | 0 | 0 | 0 | 101.08 | 101.08 | 0 | 1 | 0 |  | 0 | 0 | 0 | 0 | 0 | 0 | 0 | 0 | 0 | 0 | 0 | 0 | 0 | 0 | 0 | 0 | 2 | 2 | 0 |  | 1 | 1 | 1 | 1 | 1 | 1 | 1 | 1 | 4 | 4 | 1 | 1
PG&E GBA | Metcalf | 500 | 30 | 0 | 0 | 0 | 0 | 0 | 0 | 0 | 0 | 0 | 0 | 0 | 0 | 0 | 0 | 0 | 0 | 0 | 0 | 1 |  | 0 | 0 | 0 | 0 | 0 | 0 | 0 | 0 | 0 | 0 | 0 | 0 | 0 | 0 | 0 | 0 | 0 | 0 | 0 | 0 | 0 |  | 0 | 0 | 0 | 0 | 0 | 0 | 0 | 0 | 0 | 0 | 0 | 0 | 0 | 0 | 0 | 0 | 0 | 0 | 0 |  | 1 | 1 | 1 | 1 | 1 | 1 | 1 | 1 | 1 | 1 | 1 | 0
PG&E KERN | Midway | 115 | 0 | 0 | 0 | 0 | 0 | 0 | 0 | 0 | 0 | 0 | 0 | 0 | 0 | 0 | 0 | 0 | 0 | 0 | 0 | 0 |  | 0 | 0 | 0 | 0 | 0 | 0 | 0 | 0 | 0 | 0 | 0 | 0 | 205 | 180 | 385 | 0 | 60 | 60 | 0 | 1 | 0 |  | 0 | 0 | 0 | 0 | 0 | 0 | 0 | 0 | 0 | 0 | 0 | 0 | 2 | 2 | 2 | 0 | 2 | 2 | 0 |  | 1 | 1 | 1 | 1 | 1 | 1 | 4 | 1 | 4 | 4 | 1 | 1
PG&E KERN | Midway | 230 | 0 | 0 | 0 | 0 | 0 | 0 | 0 | 0 | 0 | 0 | 0 | 0 | 0 | 0 | 0 | 0 | 0 | 0 | 0 | 0 |  | 0 | 0 | 0 | 0 | 0 | 0 | 0 | 0 | 0 | 0 | 0 | 0 | 0 | 0 | 0 | 0 | 0 | 0 | 0 | 0 | 0 |  | 0 | 0 | 0 | 0 | 0 | 0 | 0 | 0 | 0 | 0 | 0 | 0 | 0 | 0 | 0 | 0 | 0 | 0 | 0 |  | 1 | 1 | 1 | 1 | 1 | 1 | 1 | 1 | 1 | 1 | 1 | 0
PG&E KERN | Midway | 500 | 0 | 0 | 0 | 0 | 0 | 0 | 0 | 0 | 0 | 0 | 0 | 0 | 0 | 0 | 0 | 0 | 0 | 0 | 0 | 0 |  | 0 | 0 | 0 | 0 | 0 | 0 | 0 | 0 | 0 | 0 | 0 | 0 | 200 | 450 | 650 | 0 | 175 | 175 | 0 | 1 | 0 |  | 0 | 0 | 0 | 0 | 0 | 0 | 0 | 0 | 0 | 0 | 0 | 0 | 2 | 2 | 2 | 0 | 2 | 2 | 0 |  | 1 | 1 | 1 | 1 | 1 | 1 | 4 | 1 | 4 | 4 | 1 | 1
SDGE | Miguel | 230 | 0 | 0 | 0 | 0 | 0 | 0 | 0 | 0 | 0 | 0 | 0 | 0 | 0 | 0 | 0 | 0 | 0 | 0 | 0 | 0 |  | 0 | 0 | 0 | 0 | 0 | 0 | 0 | 0 | 0 | 0 | 0 | 0 | 0 | 0 | 0 | 0 | 0 | 0 | 0 | 0 | 5 |  | 0 | 0 | 0 | 0 | 0 | 0 | 0 | 0 | 0 | 0 | 0 | 0 | 0 | 0 | 0 | 0 | 0 | 0 | 0 |  | 1 | 1 | 1 | 1 | 1 | 1 | 1 | 1 | 1 | 1 | 1 | 0
SDGE | Miguel | 500 | 0 | 0 | 0 | 0 | 0 | 0 | 0 | 0 | 0 | 0 | 0 | 0 | 0 | 0 | 0 | 0 | 0 | 0 | 0 | 0 |  | 0 | 0 | 0 | 0 | 0 | 0 | 0 | 0 | 0 | 0 | 0 | 0 | 0 | 0 | 0 | 0 | 0 | 0 | 0 | 0 | 5 |  | 0 | 0 | 0 | 0 | 0 | 0 | 0 | 0 | 0 | 0 | 0 | 0 | 0 | 0 | 0 | 0 | 0 | 0 | 0 |  | 1 | 1 | 1 | 1 | 1 | 1 | 1 | 1 | 1 | 1 | 1 | 0
SDGE | Miguel | 69 | 0 | 0 | 0 | 0 | 0 | 0 | 0 | 0 | 0 | 0 | 0 | 0 | 0 | 0 | 0 | 0 | 0 | 0 | 0 | 0 |  | 0 | 0 | 0 | 0 | 0 | 0 | 0 | 0 | 0 | 0 | 0 | 0 | 0 | 0 | 0 | 0 | 0 | 0 | 0 | 0 | 4 |  | 0 | 0 | 0 | 0 | 0 | 0 | 0 | 0 | 0 | 0 | 0 | 0 | 0 | 0 | 0 | 0 | 0 | 0 | 0 |  | 1 | 1 | 1 | 1 | 1 | 1 | 1 | 1 | 1 | 1 | 1 | 0
PG&E GBA | Millbrae | 115 | 0 | 0 | 0 | 0 | 0 | 0 | 0 | 0 | 0 | 0 | 0 | 0 | 0 | 0 | 0 | 0 | 0 | 0 | 0 | 0 |  | 0 | 0 | 0 | 0 | 0 | 0 | 0 | 0 | 0 | 0 | 0 | 3.5 | 0 | 0 | 0 | 0 | 0 | 0 | 0 | 1 | 1 |  | 0 | 0 | 0 | 0 | 0 | 0 | 0 | 0 | 0 | 0 | 0 | 2 | 0 | 0 | 0 | 0 | 0 | 0 | 0 |  | 1 | 1 | 1 | 1 | 1 | 5 | 1 | 1 | 1 | 1 | 1 | 1
PG&E GBA | Miller | 115 | 0 | 0 | 0 | 0 | 0 | 0 | 0 | 0 | 0 | 0 | 0 | 0 | 0 | 0 | 0 | 0 | 0 | 0 | 0 | 0 |  | 0 | 0 | 0 | 0 | 0 | 0 | 0 | 0 | 0 | 0 | 0 | 0 | 0 | 0 | 0 | 0 | 0 | 0 | 0 | 0 | 0 |  | 0 | 0 | 0 | 0 | 0 | 0 | 0 | 0 | 0 | 0 | 0 | 0 | 0 | 0 | 0 | 0 | 0 | 0 | 0 |  | 1 | 1 | 1 | 1 | 1 | 1 | 1 | 1 | 1 | 1 | 1 | 0
SCE Metro | Mira Loma | 230 | 0 | 0 | 0 | 0 | 0 | 0 | 0 | 0 | 0 | 0 | 0 | 0 | 0 | 0 | 0 | 42 | 200 | 242 | 0 | 1 |  | 0 | 0 | 0 | 0 | 0 | 0 | 0 | 0 | 0 | 0 | 0 | 0 | 0 | 0 | 0 | 0 | 0 | 0 | 0 | 0 | 0 |  | 0 | 0 | 0 | 0 | 0 | 0 | 0 | 0 | 0 | 0 | 0 | 0 | 0 | 0 | 0 | 0 | 0 | 0 | 0 |  | 1 | 1 | 1 | 1 | 1 | 1 | 1 | 1 | 1 | 1 | 1 | 0
SCE Metro | Mira Loma | 500 | 0 | 0 | 0 | 0 | 0 | 0 | 0 | 0 | 0 | 0 | 0 | 0 | 0 | 0 | 0 | 0 | 0 | 0 | 0 | 0 |  | 0 | 0 | 0 | 0 | 0 | 0 | 0 | 0 | 0 | 0 | 0 | 0 | 0 | 0 | 0 | 0 | 0 | 0 | 0 | 0 | 0 |  | 0 | 0 | 0 | 0 | 0 | 0 | 0 | 0 | 0 | 0 | 0 | 0 | 0 | 0 | 0 | 0 | 0 | 0 | 0 |  | 1 | 1 | 1 | 1 | 1 | 1 | 1 | 1 | 1 | 1 | 1 | 0
SCE Eastern | Mirage | 115 | 0 | 0 | 0 | 0 | 0 | 0 | 0 | 0 | 0 | 0 | 0 | 0 | 0 | 0 | 0 | 0 | 0 | 0 | 0 | 0 |  | 0 | 0 | 0 | 0 | 0 | 0 | 0 | 0 | 0 | 0 | 0 | 0 | 0 | 0 | 0 | 0 | 0 | 0 | 0 | 0 | 1 |  | 0 | 0 | 0 | 0 | 0 | 0 | 0 | 0 | 0 | 0 | 0 | 0 | 0 | 0 | 0 | 0 | 0 | 0 | 0 |  | 1 | 1 | 1 | 1 | 1 | 1 | 1 | 1 | 1 | 1 | 1 | 0
SCE Eastern | Mirage | 230 | 30 | 0 | 0 | 0 | 0 | 0 | 0 | 0 | 0 | 0 | 0 | 0 | 0 | 0 | 0 | 0 | 0 | 0 | 0 | 1 |  | 500 | 0 | 0 | 0 | 0 | 0 | 0 | 0 | 0 | 0 | 0 | 0 | 0 | 0 | 0 | 0 | 0 | 0 | 0 | 1 | 1 |  | 2 | 0 | 0 | 0 | 0 | 0 | 0 | 0 | 0 | 0 | 0 | 0 | 0 | 0 | 0 | 0 | 0 | 0 | 0 |  | 5 | 1 | 1 | 1 | 1 | 1 | 1 | 1 | 1 | 1 | 1 | 1
SDGE | Mission | 138 | 0 | 0 | 0 | 0 | 0 | 0 | 0 | 0 | 0 | 0 | 0 | 0 | 0 | 0 | 0 | 0 | 0 | 0 | 0 | 0 |  | 0 | 0 | 0 | 0 | 0 | 0 | 0 | 0 | 0 | 0 | 0 | 0 | 0 | 0 | 0 | 0 | 0 | 0 | 0 | 0 | 2 |  | 0 | 0 | 0 | 0 | 0 | 0 | 0 | 0 | 0 | 0 | 0 | 0 | 0 | 0 | 0 | 0 | 0 | 0 | 0 |  | 1 | 1 | 1 | 1 | 1 | 1 | 1 | 1 | 1 | 1 | 1 | 0
SDGE | Mission | 230 | 0 | 0 | 0 | 0 | 0 | 0 | 0 | 0 | 0 | 0 | 0 | 0 | 0 | 0 | 0 | 0 | 0 | 0 | 0 | 0 |  | 0 | 0 | 0 | 0 | 0 | 0 | 0 | 0 | 0 | 0 | 0 | 0 | 0 | 0 | 0 | 0 | 0 | 0 | 0 | 0 | 3 |  | 0 | 0 | 0 | 0 | 0 | 0 | 0 | 0 | 0 | 0 | 0 | 0 | 0 | 0 | 0 | 0 | 0 | 0 | 0 |  | 1 | 1 | 1 | 1 | 1 | 1 | 1 | 1 | 1 | 1 | 1 | 0
SDGE | Mission | 69 | 0 | 0 | 0 | 0 | 0 | 0 | 0 | 0 | 0 | 0 | 0 | 0 | 0 | 0 | 0 | 0 | 0 | 0 | 0 | 0 |  | 0 | 0 | 0 | 0 | 0 | 0 | 0 | 0 | 0 | 0 | 0 | 0 | 0 | 0 | 0 | 0 | 0 | 0 | 0 | 0 | 2 |  | 0 | 0 | 0 | 0 | 0 | 0 | 0 | 0 | 0 | 0 | 0 | 0 | 0 | 0 | 0 | 0 | 0 | 0 | 0 |  | 1 | 1 | 1 | 1 | 1 | 1 | 1 | 1 | 1 | 1 | 1 | 0
PG&E GBA | Mi-Wuk | 115 | 0 | 0 | 0 | 0 | 0 | 0 | 0 | 0 | 0 | 0 | 0 | 0 | 0 | 0 | 0 | 0 | 0 | 0 | 0 | 0 |  | 0 | 0 | 0 | 0 | 0 | 0 | 0 | 0 | 0 | 0 | 0 | 0 | 0 | 0 | 0 | 0 | 0 | 0 | 0 | 0 | 0 |  | 0 | 0 | 0 | 0 | 0 | 0 | 0 | 0 | 0 | 0 | 0 | 0 | 0 | 0 | 0 | 0 | 0 | 0 | 0 |  | 1 | 1 | 1 | 1 | 1 | 1 | 1 | 1 | 1 | 1 | 1 | 0
EOP | Mohave | 500 | 0 | 0 | 0 | 0 | 0 | 0 | 0 | 0 | 0 | 0 | 0 | 0 | 665 | 587 | 1252 | 0 | 158 | 158 | 400 | 1 |  | 0 | 0 | 492 | 126.5 | 618.5 | 0 | 0 | 0 | 0 | 0 | 0 | 0 | 0 | 587 | 587 | 0 | 150 | 150 | 0 | 1 | 0 |  | 0 | 0 | 2 | 2 | 2 | 0 | 0 | 0 | 0 | 0 | 0 | 0 | 0 | 0 | 0 | 0 | 0 | 0 | 0 |  | 1 | 1 | 4 | 1 | 1 | 1 | 1 | 1 | 1 | 1 | 1 | 1
PG&E NGBA | Monroe | 115 | 0 | 0 | 0 | 0 | 0 | 0 | 0 | 0 | 0 | 0 | 0 | 0 | 0 | 0 | 0 | 0 | 0 | 0 | 0 | 0 |  | 0 | 0 | 0 | 0 | 0 | 0 | 0 | 0 | 0 | 0 | 0 | 0 | 0 | 0 | 0 | 0 | 0 | 0 | 0 | 0 | 1 |  | 0 | 0 | 0 | 0 | 0 | 0 | 0 | 0 | 0 | 0 | 0 | 0 | 0 | 0 | 0 | 0 | 0 | 0 | 0 |  | 1 | 1 | 1 | 1 | 1 | 1 | 1 | 1 | 1 | 1 | 1 | 0
SDGE | Monserate | 69 | 0 | 0 | 0 | 0 | 0 | 0 | 0 | 0 | 0 | 0 | 0 | 0 | 0 | 0 | 0 | 0 | 0 | 0 | 0 | 0 |  | 0 | 0 | 0 | 0 | 0 | 0 | 0 | 0 | 0 | 0 | 0 | 0 | 0 | 0 | 0 | 0 | 0 | 0 | 0 | 0 | 1 |  | 0 | 0 | 0 | 0 | 0 | 0 | 0 | 0 | 0 | 0 | 0 | 0 | 0 | 0 | 0 | 0 | 0 | 0 | 0 |  | 1 | 1 | 1 | 1 | 1 | 1 | 1 | 1 | 1 | 1 | 1 | 0
PG&E GBA | Monta Vista | 115 | 0 | 0 | 0 | 0 | 0 | 0 | 0 | 0 | 0 | 0 | 0 | 0 | 0 | 0 | 0 | 0 | 0 | 0 | 0 | 0 |  | 0 | 0 | 0 | 0 | 0 | 0 | 0 | 0 | 0 | 0 | 0 | 0 | 0 | 0 | 0 | 0 | 0 | 0 | 0 | 0 | 1 |  | 0 | 0 | 0 | 0 | 0 | 0 | 0 | 0 | 0 | 0 | 0 | 0 | 0 | 0 | 0 | 0 | 0 | 0 | 0 |  | 1 | 1 | 1 | 1 | 1 | 1 | 1 | 1 | 1 | 1 | 1 | 0
PG&E GBA | Monta Vista | 230 | 0 | 0 | 0 | 0 | 0 | 0 | 0 | 0 | 0 | 0 | 0 | 0 | 0 | 0 | 0 | 0 | 0 | 0 | 0 | 0 |  | 0 | 0 | 0 | 0 | 0 | 0 | 0 | 0 | 0 | 0 | 0 | 0 | 0 | 0 | 0 | 0 | 0 | 0 | 0 | 0 | 1 |  | 0 | 0 | 0 | 0 | 0 | 0 | 0 | 0 | 0 | 0 | 0 | 0 | 0 | 0 | 0 | 0 | 0 | 0 | 0 |  | 1 | 1 | 1 | 1 | 1 | 1 | 1 | 1 | 1 | 1 | 1 | 0
PG&E GBA | Monta Vista | 60 | 0 | 0 | 0 | 0 | 0 | 0 | 0 | 0 | 0 | 0 | 0 | 0 | 0 | 0 | 0 | 0 | 0 | 0 | 0 | 0 |  | 0 | 0 | 0 | 0 | 0 | 0 | 0 | 0 | 0 | 0 | 0 | 0 | 0 | 0 | 0 | 0 | 0 | 0 | 0 | 0 | 1 |  | 0 | 0 | 0 | 0 | 0 | 0 | 0 | 0 | 0 | 0 | 0 | 0 | 0 | 0 | 0 | 0 | 0 | 0 | 0 |  | 1 | 1 | 1 | 1 | 1 | 1 | 1 | 1 | 1 | 1 | 1 | 0
PG&E NGBA | Monticello | 115 | 0 | 0 | 0 | 0 | 0 | 0 | 0 | 0 | 0 | 0 | 0 | 0 | 0 | 0 | 0 | 0 | 0 | 0 | 0 | 0 |  | 0 | 0 | 0 | 0 | 0 | 0 | 0 | 0 | 0 | 0 | 0 | 0 | 0 | 0 | 0 | 0 | 0 | 0 | 0 | 0 | 2 |  | 0 | 0 | 0 | 0 | 0 | 0 | 0 | 0 | 0 | 0 | 0 | 0 | 0 | 0 | 0 | 0 | 0 | 0 | 0 |  | 1 | 1 | 1 | 1 | 1 | 1 | 1 | 1 | 1 | 1 | 1 | 0
SCE Northern | Moorpark | 230 | 0 | 0 | 0 | 0 | 0 | 0 | 0 | 0 | 0 | 0 | 0 | 0 | 0 | 0 | 0 | 350 | 0 | 350 | 0 | 1 |  | 0 | 0 | 0 | 0 | 0 | 0 | 0 | 0 | 0 | 0 | 0 | 0 | 0 | 0 | 0 | 0 | 0 | 0 | 0 | 0 | 0 |  | 0 | 0 | 0 | 0 | 0 | 0 | 0 | 0 | 0 | 0 | 0 | 0 | 0 | 0 | 0 | 0 | 0 | 0 | 0 |  | 1 | 1 | 1 | 1 | 1 | 1 | 1 | 1 | 1 | 1 | 1 | 0
SCE Northern | Moorpark | 66 | 0 | 0 | 0 | 0 | 0 | 0 | 0 | 0 | 0 | 0 | 0 | 0 | 0 | 0 | 0 | 0 | 0 | 0 | 0 | 0 |  | 0 | 0 | 0 | 0 | 0 | 0 | 0 | 0 | 0 | 0 | 0 | 0 | 0 | 0 | 0 | 0 | 0 | 0 | 0 | 0 | 0 |  | 0 | 0 | 0 | 0 | 0 | 0 | 0 | 0 | 0 | 0 | 0 | 0 | 0 | 0 | 0 | 0 | 0 | 0 | 0 |  | 1 | 1 | 1 | 1 | 1 | 1 | 1 | 1 | 1 | 1 | 1 | 0
PG&E GBA | Moraga | 115 | 0 | 0 | 0 | 0 | 0 | 0 | 0 | 0 | 0 | 0 | 0 | 0 | 0 | 0 | 0 | 0 | 0 | 0 | 0 | 0 |  | 0 | 0 | 0 | 0 | 0 | 0 | 0 | 0 | 0 | 0 | 0 | 0 | 0 | 0 | 0 | 0 | 0 | 0 | 0 | 0 | 1 |  | 0 | 0 | 0 | 0 | 0 | 0 | 0 | 0 | 0 | 0 | 0 | 0 | 0 | 0 | 0 | 0 | 0 | 0 | 0 |  | 1 | 1 | 1 | 1 | 1 | 1 | 1 | 1 | 1 | 1 | 1 | 0
PG&E GBA | Moraga | 230 | 0 | 0 | 0 | 0 | 0 | 0 | 0 | 0 | 0 | 0 | 0 | 0 | 0 | 0 | 0 | 0 | 0 | 0 | 0 | 0 |  | 0 | 0 | 0 | 0 | 0 | 0 | 0 | 0 | 0 | 0 | 0 | 0 | 0 | 0 | 0 | 0 | 0 | 0 | 0 | 0 | 1 |  | 0 | 0 | 0 | 0 | 0 | 0 | 0 | 0 | 0 | 0 | 0 | 0 | 0 | 0 | 0 | 0 | 0 | 0 | 0 |  | 1 | 1 | 1 | 1 | 1 | 1 | 1 | 1 | 1 | 1 | 1 | 0
PG&E GBA | Morgan Hill | 115 | 0 | 0 | 0 | 0 | 0 | 0 | 0 | 0 | 0 | 0 | 0 | 0 | 0 | 0 | 0 | 0 | 0 | 0 | 0 | 0 |  | 0 | 0 | 0 | 0 | 0 | 0 | 0 | 0 | 0 | 0 | 0 | 0 | 0 | 0 | 0 | 0 | 0 | 0 | 0 | 0 | 1 |  | 0 | 0 | 0 | 0 | 0 | 0 | 0 | 0 | 0 | 0 | 0 | 0 | 0 | 0 | 0 | 0 | 0 | 0 | 0 |  | 1 | 1 | 1 | 1 | 1 | 1 | 1 | 1 | 1 | 1 | 1 | 0
PG&E KERN | Morro Bay | 115 | 0 | 0 | 0 | 0 | 0 | 0 | 0 | 0 | 0 | 0 | 0 | 0 | 0 | 90 | 90 | 0 | 0 | 0 | 0 | 1 |  | 0 | 0 | 0 | 0 | 0 | 0 | 0 | 0 | 0 | 0 | 0 | 0 | 0 | 0 | 0 | 0 | 0 | 0 | 0 | 0 | 1 |  | 0 | 0 | 0 | 0 | 0 | 0 | 0 | 0 | 0 | 0 | 0 | 0 | 0 | 0 | 0 | 0 | 0 | 0 | 0 |  | 1 | 1 | 1 | 1 | 1 | 1 | 1 | 1 | 1 | 1 | 1 | 0
PG&E KERN | Morro Bay | 230 | 0 | 0 | 0 | 0 | 0 | 0 | 0 | 0 | 0 | 0 | 0 | 0 | 0 | 0 | 0 | 0 | 0 | 0 | 0 | 0 |  | 0 | 0 | 0 | 0 | 0 | 0 | 0 | 0 | 0 | 0 | 0 | 0 | 0 | 0 | 0 | 0 | 0 | 0 | 0 | 0 | 0 |  | 0 | 0 | 0 | 0 | 0 | 0 | 0 | 0 | 0 | 0 | 0 | 0 | 0 | 0 | 0 | 0 | 0 | 0 | 0 |  | 1 | 1 | 1 | 1 | 1 | 1 | 1 | 1 | 1 | 1 | 1 | 0
PG&E KERN | Morro Bay | 500 | 0 | 0 | 0 | 0 | 0 | 0 | 0 | 0 | 0 | 0 | 0 | 0 | 60 | 0 | 60 | 0 | 0 | 0 | 0 | 1 |  | 0 | 0 | 0 | 0 | 0 | 0 | 0 | 0 | 0 | 0 | 0 | 0 | 0 | 0 | 0 | 0 | 0 | 0 | 0 | 0 | 0 |  | 0 | 0 | 0 | 0 | 0 | 0 | 0 | 0 | 0 | 0 | 0 | 0 | 0 | 0 | 0 | 0 | 0 | 0 | 0 |  | 1 | 1 | 1 | 1 | 1 | 1 | 1 | 1 | 1 | 1 | 1 | 0
PG&E GBA | Moss Landing | 115 | 0 | 0 | 0 | 0 | 0 | 0 | 0 | 0 | 0 | 0 | 0 | 0 | 0 | 0 | 0 | 0 | 0 | 0 | 0 | 0 |  | 0 | 0 | 0 | 0 | 0 | 0 | 0 | 0 | 0 | 0 | 0 | 0 | 0 | 0 | 0 | 0 | 0 | 0 | 0 | 0 | 0 |  | 0 | 0 | 0 | 0 | 0 | 0 | 0 | 0 | 0 | 0 | 0 | 0 | 0 | 0 | 0 | 0 | 0 | 0 | 0 |  | 1 | 1 | 1 | 1 | 1 | 1 | 1 | 1 | 1 | 1 | 1 | 0
PG&E GBA | Moss Landing | 230 | 0 | 0 | 0 | 0 | 0 | 0 | 0 | 0 | 0 | 0 | 0 | 0 | 0 | 0 | 0 | 0 | 0 | 0 | 0 | 0 |  | 0 | 0 | 0 | 0 | 0 | 0 | 0 | 0 | 0 | 0 | 0 | 0 | 0 | 0 | 0 | 0 | 0 | 0 | 0 | 0 | 0 |  | 0 | 0 | 0 | 0 | 0 | 0 | 0 | 0 | 0 | 0 | 0 | 0 | 0 | 0 | 0 | 0 | 0 | 0 | 0 |  | 1 | 1 | 1 | 1 | 1 | 1 | 1 | 1 | 1 | 1 | 1 | 0
PG&E GBA | Moss Landing | 500 | 0 | 0 | 0 | 0 | 0 | 0 | 0 | 0 | 0 | 0 | 0 | 0 | 0 | 0 | 0 | 0 | 0 | 0 | 0 | 0 |  | 0 | 0 | 0 | 0 | 0 | 0 | 0 | 0 | 0 | 0 | 0 | 0 | 0 | 0 | 0 | 0 | 0 | 0 | 0 | 0 | 0 |  | 0 | 0 | 0 | 0 | 0 | 0 | 0 | 0 | 0 | 0 | 0 | 0 | 0 | 0 | 0 | 0 | 0 | 0 | 0 |  | 1 | 1 | 1 | 1 | 1 | 1 | 1 | 1 | 1 | 1 | 1 | 0
EOP | Mountain Pass | 115 | 0 | 0 | 0 | 0 | 0 | 0 | 0 | 0 | 0 | 0 | 0 | 0 | 0 | 0 | 0 | 0 | 0 | 0 | 0 | 0 |  | 0 | 0 | 0 | 0 | 0 | 0 | 0 | 0 | 0 | 0 | 0 | 0 | 0 | 0 | 0 | 0 | 0 | 0 | 0 | 0 | 1 |  | 0 | 0 | 0 | 0 | 0 | 0 | 0 | 0 | 0 | 0 | 0 | 0 | 0 | 0 | 0 | 0 | 0 | 0 | 0 |  | 1 | 1 | 1 | 1 | 1 | 1 | 1 | 1 | 1 | 1 | 1 | 0
PG&E GBA | Mountain View | 115 | 0 | 0 | 0 | 0 | 0 | 0 | 0 | 0 | 0 | 0 | 0 | 0 | 0 | 0 | 0 | 0 | 0 | 0 | 0 | 0 |  | 0 | 0 | 0 | 0 | 0 | 0 | 0 | 0 | 0 | 0 | 0 | 0 | 0 | 0 | 0 | 0 | 0 | 0 | 0 | 0 | 1 |  | 0 | 0 | 0 | 0 | 0 | 0 | 0 | 0 | 0 | 0 | 0 | 0 | 0 | 0 | 0 | 0 | 0 | 0 | 0 |  | 1 | 1 | 1 | 1 | 1 | 1 | 1 | 1 | 1 | 1 | 1 | 0
PG&E GBA | Mt Eden | 115 | 0 | 0 | 0 | 0 | 0 | 0 | 0 | 0 | 0 | 0 | 0 | 0 | 0 | 0 | 0 | 0 | 0 | 0 | 0 | 0 |  | 0 | 0 | 0 | 0 | 0 | 0 | 0 | 0 | 0 | 0 | 0 | 0 | 0 | 0 | 0 | 0 | 0 | 0 | 0 | 0 | 1 |  | 0 | 0 | 0 | 0 | 0 | 0 | 0 | 0 | 0 | 0 | 0 | 0 | 0 | 0 | 0 | 0 | 0 | 0 | 0 |  | 1 | 1 | 1 | 1 | 1 | 1 | 1 | 1 | 1 | 1 | 1 | 0
PG&E KERN | Mt Poso | 115 | 0 | 0 | 0 | 0 | 0 | 0 | 0 | 0 | 0 | 0 | 0 | 0 | 0 | 0 | 0 | 0 | 0 | 0 | 0 | 0 |  | 0 | 0 | 0 | 0 | 0 | 0 | 0 | 0 | 0 | 0 | 0 | 0 | 0 | 0 | 0 | 0 | 0 | 0 | 0 | 0 | 0 |  | 0 | 0 | 0 | 0 | 0 | 0 | 0 | 0 | 0 | 0 | 0 | 0 | 0 | 0 | 0 | 0 | 0 | 0 | 0 |  | 1 | 1 | 1 | 1 | 1 | 1 | 1 | 1 | 1 | 1 | 1 | 0
SDGE | Murray | 69 | 0 | 0 | 0 | 0 | 0 | 0 | 0 | 0 | 0 | 0 | 0 | 0 | 0 | 0 | 0 | 0 | 0 | 0 | 0 | 0 |  | 0 | 0 | 0 | 0 | 0 | 0 | 0 | 0 | 0 | 0 | 0 | 0 | 0 | 0 | 0 | 0 | 0 | 0 | 0 | 0 | 2 |  | 0 | 0 | 0 | 0 | 0 | 0 | 0 | 0 | 0 | 0 | 0 | 0 | 0 | 0 | 0 | 0 | 0 | 0 | 0 |  | 1 | 1 | 1 | 1 | 1 | 1 | 1 | 1 | 1 | 1 | 1 | 0
PG&E FRESNO | Mustang | 230 | 0 | 0 | 0 | 0 | 0 | 0 | 0 | 0 | 0 | 0 | 0 | 0 | 0 | 0 | 0 | 0 | 0 | 0 | 0 | 0 |  | 0 | 0 | 0 | 0 | 0 | 0 | 0 | 0 | 0 | 0 | 0 | 0 | 25 | 175 | 200 | 0 | 60 | 60 | 0 | 1 | 1 |  | 0 | 0 | 0 | 0 | 0 | 0 | 0 | 0 | 0 | 0 | 0 | 0 | 2 | 2 | 2 | 0 | 2 | 2 | 0 |  | 1 | 1 | 1 | 1 | 1 | 1 | 5 | 1 | 5 | 5 | 1 | 1
SCE Northern | Neenach | 66 | 0 | 0 | 0 | 0 | 0 | 0 | 0 | 0 | 0 | 0 | 0 | 0 | 0 | 0 | 0 | 0 | 0 | 0 | 0 | 0 |  | 0 | 0 | 0 | 0 | 0 | 0 | 0 | 0 | 0 | 0 | 0 | 0 | 0 | 0 | 0 | 0 | 0 | 0 | 0 | 0 | 0 |  | 0 | 0 | 0 | 0 | 0 | 0 | 0 | 0 | 0 | 0 | 0 | 0 | 0 | 0 | 0 | 0 | 0 | 0 | 0 |  | 1 | 1 | 1 | 1 | 1 | 1 | 1 | 1 | 1 | 1 | 1 | 0
PG&E KERN | New Sub - Gates - Midway (Proposed) | 230 | 0 | 0 | 0 | 0 | 0 | 0 | 0 | 0 | 0 | 0 | 0 | 0 | 890 | 920 | 1810 | 238.5 | 0 | 238.5 | 0 | 1 |  | 0 | 0 | 0 | 0 | 0 | 0 | 0 | 0 | 0 | 0 | 0 | 0 | 0 | 0 | 0 | 0 | 0 | 0 | 0 | 0 | 0 |  | 0 | 0 | 0 | 0 | 0 | 0 | 0 | 0 | 0 | 0 | 0 | 0 | 0 | 0 | 0 | 0 | 0 | 0 | 0 |  | 1 | 1 | 1 | 1 | 1 | 1 | 1 | 1 | 1 | 1 | 1 | 0
PG&E KERN | New Sub - Gates - Templeton (Proposed) | 230 | 0 | 0 | 0 | 0 | 0 | 0 | 0 | 0 | 0 | 0 | 0 | 0 | 0 | 240 | 240 | 0 | 0 | 0 | 0 | 1 |  | 0 | 0 | 0 | 0 | 0 | 0 | 0 | 0 | 0 | 0 | 0 | 0 | 0 | 0 | 0 | 0 | 0 | 0 | 0 | 0 | 1 |  | 0 | 0 | 0 | 0 | 0 | 0 | 0 | 0 | 0 | 0 | 0 | 0 | 0 | 0 | 0 | 0 | 0 | 0 | 0 |  | 1 | 1 | 1 | 1 | 1 | 1 | 1 | 1 | 1 | 1 | 1 | 0
SCE NOL | New Sub - Kramer - Lugo (Proposed) | 230 | 0 | 0 | 0 | 0 | 0 | 0 | 0 | 0 | 0 | 0 | 0 | 0 | 0 | 0 | 0 | 0 | 0 | 0 | 0 | 0 |  | 0 | 0 | 0 | 0 | 0 | 0 | 0 | 0 | 0 | 0 | 0 | 0 | 0 | 0 | 0 | 0 | 0 | 0 | 0 | 0 | 3 |  | 0 | 0 | 0 | 0 | 0 | 0 | 0 | 0 | 0 | 0 | 0 | 0 | 0 | 0 | 0 | 0 | 0 | 0 | 0 |  | 1 | 1 | 1 | 1 | 1 | 1 | 1 | 1 | 1 | 1 | 1 | 0
PG&E FRESNO | New Sub - Los Banos - Midway (Proposed) | 500 | 0 | 0 | 0 | 0 | 0 | 0 | 0 | 0 | 0 | 0 | 0 | 0 | 0 | 0 | 0 | 0 | 0 | 0 | 0 | 0 |  | 0 | 0 | 0 | 0 | 0 | 0 | 0 | 0 | 0 | 0 | 0 | 0 | 0 | 0 | 0 | 0 | 0 | 0 | 0 | 0 | 0 |  | 0 | 0 | 0 | 0 | 0 | 0 | 0 | 0 | 0 | 0 | 0 | 0 | 0 | 0 | 0 | 0 | 0 | 0 | 0 |  | 1 | 1 | 1 | 1 | 1 | 1 | 1 | 1 | 1 | 1 | 1 | 0
SCE NOL | New Sub - Lugo - Pisgah (Proposed) | 230 | 0 | 0 | 0 | 0 | 0 | 0 | 0 | 0 | 0 | 0 | 0 | 0 | 0 | 0 | 0 | 0 | 0 | 0 | 0 | 0 |  | 0 | 0 | 150 | 0 | 150 | 0 | 0 | 0 | 0 | 0 | 0 | 0 | 0 | 0 | 0 | 0 | 0 | 0 | 0 | 1 | 1 |  | 0 | 0 | 2 | 0 | 2 | 0 | 0 | 0 | 0 | 0 | 0 | 0 | 0 | 0 | 0 | 0 | 0 | 0 | 0 |  | 1 | 1 | 5 | 1 | 1 | 1 | 1 | 1 | 1 | 1 | 1 | 1
PG&E KERN | New Sub - Midway - Wheeler Ridge (Proposed) | 230 | 0 | 0 | 0 | 0 | 0 | 0 | 0 | 0 | 0 | 0 | 0 | 0 | 890 | 475 | 1365 | 0 | 0 | 0 | 0 | 1 |  | 0 | 0 | 0 | 0 | 0 | 0 | 0 | 0 | 0 | 0 | 0 | 0 | 0 | 0 | 0 | 0 | 0 | 0 | 0 | 0 | 0 |  | 0 | 0 | 0 | 0 | 0 | 0 | 0 | 0 | 0 | 0 | 0 | 0 | 0 | 0 | 0 | 0 | 0 | 0 | 0 |  | 1 | 1 | 1 | 1 | 1 | 1 | 1 | 1 | 1 | 1 | 1 | 0
PG&E NGBA | New Sub - Near existing Leavitt (PSREC) | 345 | 180 | 0 | 0 | 0 | 0 | 0 | 0 | 0 | 0 | 0 | 0 | 0 | 0 | 0 | 0 | 0 | 0 | 0 | 0 | 1 |  | 0 | 0 | 300 | 0 | 300 | 0 | 0 | 0 | 0 | 0 | 0 | 0 | 0 | 0 | 0 | 0 | 0 | 0 | 0 | 1 | 0 |  | 0 | 0 | 2 | 0 | 2 | 0 | 0 | 0 | 0 | 0 | 0 | 0 | 0 | 0 | 0 | 0 | 0 | 0 | 0 |  | 1 | 1 | 4 | 1 | 1 | 1 | 1 | 1 | 1 | 1 | 1 | 1
PG&E NGBA | New Sub - Near existing Madeline (NVE) | 345 | 0 | 0 | 0 | 0 | 0 | 0 | 0 | 0 | 0 | 0 | 0 | 0 | 0 | 0 | 0 | 0 | 0 | 0 | 0 | 0 |  | 0 | 0 | 700 | 0 | 700 | 0 | 0 | 0 | 0 | 0 | 0 | 0 | 0 | 0 | 0 | 0 | 0 | 0 | 0 | 1 | 0 |  | 0 | 0 | 2 | 0 | 2 | 0 | 0 | 0 | 0 | 0 | 0 | 0 | 0 | 0 | 0 | 0 | 0 | 0 | 0 |  | 1 | 1 | 4 | 1 | 1 | 1 | 1 | 1 | 1 | 1 | 1 | 1
SDGE | New Sub - North Gila - IV (Proposed) | 500 | 0 | 0 | 0 | 0 | 0 | 0 | 0 | 0 | 0 | 0 | 0 | 0 | 0 | 0 | 0 | 0 | 0 | 0 | 0 | 0 |  | 0 | 0 | 0 | 0 | 0 | 0 | 0 | 0 | 0 | 0 | 0 | 0 | 0 | 0 | 0 | 0 | 0 | 0 | 0 | 0 | 4 |  | 0 | 0 | 0 | 0 | 0 | 0 | 0 | 0 | 0 | 0 | 0 | 0 | 0 | 0 | 0 | 0 | 0 | 0 | 0 |  | 1 | 1 | 1 | 1 | 1 | 1 | 1 | 1 | 1 | 1 | 1 | 0
PG&E NGBA | New Sub - Pit 1 - Cottonwood (Proposed) | 230 | 0 | 0 | 0 | 0 | 0 | 0 | 0 | 0 | 0 | 0 | 0 | 0 | 0 | 0 | 0 | 0 | 0 | 0 | 0 | 0 |  | 0 | 0 | 200 | 6 | 206 | 0 | 0 | 0 | 0 | 0 | 0 | 0 | 0 | 0 | 0 | 0 | 0 | 0 | 0 | 1 | 0 |  | 0 | 0 | 2 | 2 | 2 | 0 | 0 | 0 | 0 | 0 | 0 | 0 | 0 | 0 | 0 | 0 | 0 | 0 | 0 |  | 1 | 1 | 4 | 1 | 1 | 1 | 1 | 1 | 1 | 1 | 1 | 1
PG&E GBA | New Sub - Rancho Seco - Bellota (Proposed) | 230 | 0 | 0 | 0 | 0 | 0 | 0 | 0 | 0 | 0 | 0 | 0 | 0 | 0 | 0 | 0 | 0 | 0 | 0 | 0 | 0 |  | 0 | 0 | 0 | 0 | 0 | 0 | 0 | 0 | 0 | 0 | 0 | 0 | 0 | 0 | 0 | 0 | 0 | 0 | 0 | 0 | 0 |  | 0 | 0 | 0 | 0 | 0 | 0 | 0 | 0 | 0 | 0 | 0 | 0 | 0 | 0 | 0 | 0 | 0 | 0 | 0 |  | 1 | 1 | 1 | 1 | 1 | 1 | 1 | 1 | 1 | 1 | 1 | 0
SDGE | New Sub - Suncrest - Ocotillo (Proposed) | 500 | 0 | 0 | 280 | 0 | 280 | 0 | 0 | 0 | 0 | 0 | 0 | 0 | 0 | 0 | 0 | 0 | 0 | 0 | 0 | 1 |  | 0 | 0 | 300 | 100 | 400 | 0 | 0 | 0 | 0 | 0 | 0 | 0 | 0 | 0 | 0 | 0 | 0 | 0 | 0 | 1 | 4 |  | 0 | 0 | 0 | 2 | 1 | 0 | 0 | 0 | 0 | 0 | 0 | 0 | 0 | 0 | 0 | 0 | 0 | 0 | 0 |  | 1 | 1 | 3 | 1 | 1 | 1 | 1 | 1 | 1 | 1 | 1 | 1
PG&E FRESNO | New Sub - Westley - Quinto (Proposed) | 230 | 80 | 0 | 0 | 0 | 0 | 0 | 0 | 0 | 0 | 0 | 0 | 0 | 0 | 0 | 0 | 0 | 0 | 0 | 0 | 1 |  | 0 | 0 | 0 | 0 | 0 | 0 | 0 | 0 | 0 | 0 | 0 | 0 | 0 | 0 | 0 | 0 | 0 | 0 | 0 | 0 | 1 |  | 0 | 0 | 0 | 0 | 0 | 0 | 0 | 0 | 0 | 0 | 0 | 0 | 0 | 0 | 0 | 0 | 0 | 0 | 0 |  | 1 | 1 | 1 | 1 | 1 | 1 | 1 | 1 | 1 | 1 | 1 | 0
PG&E GBA | Newark | 115 | 0 | 0 | 0 | 0 | 0 | 0 | 0 | 0 | 0 | 0 | 0 | 0 | 0 | 0 | 0 | 0 | 0 | 0 | 0 | 0 |  | 0 | 0 | 0 | 0 | 0 | 0 | 0 | 0 | 0 | 0 | 0 | 0 | 0 | 0 | 0 | 0 | 0 | 0 | 0 | 0 | 0 |  | 0 | 0 | 0 | 0 | 0 | 0 | 0 | 0 | 0 | 0 | 0 | 0 | 0 | 0 | 0 | 0 | 0 | 0 | 0 |  | 1 | 1 | 1 | 1 | 1 | 1 | 1 | 1 | 1 | 1 | 1 | 0
PG&E GBA | Newark | 230 | 0 | 0 | 0 | 0 | 0 | 0 | 0 | 0 | 0 | 0 | 0 | 0 | 0 | 0 | 0 | 0 | 0 | 0 | 0 | 0 |  | 0 | 0 | 0 | 0 | 0 | 0 | 0 | 0 | 0 | 0 | 0 | 0 | 0 | 0 | 0 | 0 | 0 | 0 | 0 | 0 | 0 |  | 0 | 0 | 0 | 0 | 0 | 0 | 0 | 0 | 0 | 0 | 0 | 0 | 0 | 0 | 0 | 0 | 0 | 0 | 0 |  | 1 | 1 | 1 | 1 | 1 | 1 | 1 | 1 | 1 | 1 | 1 | 0
PG&E GBA | Newark | 60 | 0 | 0 | 0 | 0 | 0 | 0 | 0 | 0 | 0 | 0 | 0 | 0 | 0 | 0 | 0 | 0 | 0 | 0 | 0 | 0 |  | 0 | 0 | 0 | 0 | 0 | 0 | 0 | 0 | 0 | 0 | 0 | 2.5 | 0 | 0 | 0 | 0 | 0 | 0 | 0 | 1 | 0 |  | 0 | 0 | 0 | 0 | 0 | 0 | 0 | 0 | 0 | 0 | 0 | 2 | 0 | 0 | 0 | 0 | 0 | 0 | 0 |  | 1 | 1 | 1 | 1 | 1 | 4 | 1 | 1 | 1 | 1 | 1 | 1
PG&E FRESNO | Newhall | 115 | 0 | 0 | 0 | 0 | 0 | 0 | 0 | 0 | 0 | 0 | 0 | 0 | 0 | 0 | 0 | 0 | 0 | 0 | 0 | 0 |  | 0 | 0 | 0 | 0 | 0 | 0 | 0 | 0 | 0 | 0 | 0 | 0 | 0 | 0 | 0 | 0 | 0 | 0 | 0 | 0 | 1 |  | 0 | 0 | 0 | 0 | 0 | 0 | 0 | 0 | 0 | 0 | 0 | 0 | 0 | 0 | 0 | 0 | 0 | 0 | 0 |  | 1 | 1 | 1 | 1 | 1 | 1 | 1 | 1 | 1 | 1 | 1 | 0
PG&E KERN | Norco | 115 | 0 | 0 | 0 | 0 | 0 | 0 | 0 | 0 | 0 | 0 | 0 | 0 | 0 | 0 | 0 | 0 | 0 | 0 | 0 | 0 |  | 0 | 0.8 | 0 | 0 | 0 | 0 | 0 | 0 | 0 | 0 | 0 | 0 | 0 | 0 | 0 | 0 | 0 | 0 | 0 | 1 | 0 |  | 0 | 2 | 0 | 0 | 0 | 0 | 0 | 0 | 0 | 0 | 0 | 0 | 0 | 0 | 0 | 0 | 0 | 0 | 0 |  | 1 | 4 | 1 | 1 | 1 | 1 | 1 | 1 | 1 | 1 | 1 | 1
PG&E GBA | Nortech | 115 | 0 | 0 | 0 | 0 | 0 | 0 | 0 | 0 | 0 | 0 | 0 | 0 | 0 | 0 | 0 | 0 | 0 | 0 | 0 | 0 |  | 0 | 0 | 0 | 0 | 0 | 0 | 0 | 0 | 0 | 0 | 0 | 0 | 0 | 0 | 0 | 0 | 0 | 0 | 0 | 0 | 1 |  | 0 | 0 | 0 | 0 | 0 | 0 | 0 | 0 | 0 | 0 | 0 | 0 | 0 | 0 | 0 | 0 | 0 | 0 | 0 |  | 1 | 1 | 1 | 1 | 1 | 1 | 1 | 1 | 1 | 1 | 1 | 0
SDGE | North City Metering | 138 | 0 | 0 | 0 | 0 | 0 | 0 | 0 | 0 | 0 | 0 | 0 | 0 | 0 | 0 | 0 | 0 | 0 | 0 | 0 | 0 |  | 0 | 0 | 0 | 0 | 0 | 0 | 0 | 0 | 0 | 0 | 0 | 0 | 0 | 0 | 0 | 0 | 0 | 0 | 0 | 0 | 3 |  | 0 | 0 | 0 | 0 | 0 | 0 | 0 | 0 | 0 | 0 | 0 | 0 | 0 | 0 | 0 | 0 | 0 | 0 | 0 |  | 1 | 1 | 1 | 1 | 1 | 1 | 1 | 1 | 1 | 1 | 1 | 0
PG&E GBA | North Dublin | 230 | 0 | 0 | 0 | 0 | 0 | 0 | 0 | 0 | 0 | 0 | 0 | 0 | 0 | 0 | 0 | 0 | 0 | 0 | 0 | 0 |  | 0 | 0 | 0 | 0 | 0 | 0 | 0 | 0 | 0 | 0 | 0 | 0 | 0 | 0 | 0 | 0 | 0 | 0 | 0 | 0 | 0 |  | 0 | 0 | 0 | 0 | 0 | 0 | 0 | 0 | 0 | 0 | 0 | 0 | 0 | 0 | 0 | 0 | 0 | 0 | 0 |  | 1 | 1 | 1 | 1 | 1 | 1 | 1 | 1 | 1 | 1 | 1 | 0
SDGE | North Gila | 500 | 0 | 0 | 0 | 0 | 0 | 0 | 0 | 0 | 0 | 0 | 0 | 0 | 1520 | 1180 | 2700 | 0 | 364.4 | 364.4 | 0 | 1 |  | 0 | 0 | 0 | 0 | 0 | 0 | 0 | 0 | 0 | 0 | 0 | 0 | 0 | 0 | 0 | 0 | 0 | 0 | 0 | 0 | 3 |  | 0 | 0 | 0 | 0 | 0 | 0 | 0 | 0 | 0 | 0 | 0 | 0 | 0 | 0 | 0 | 0 | 0 | 0 | 0 |  | 1 | 1 | 1 | 1 | 1 | 1 | 1 | 1 | 1 | 1 | 1 | 0
SCE Metro | North of SONGS | 230 | 0 | 0 | 0 | 0 | 0 | 0 | 0 | 0 | 0 | 0 | 0 | 0 | 0 | 0 | 0 | 0 | 0 | 0 | 0 | 0 |  | 0 | 0 | 0 | 0 | 0 | 0 | 0 | 0 | 0 | 0 | 0 | 0 | 0 | 0 | 0 | 0 | 0 | 0 | 0 | 0 | 0 |  | 0 | 0 | 0 | 0 | 0 | 0 | 0 | 0 | 0 | 0 | 0 | 0 | 0 | 0 | 0 | 0 | 0 | 0 | 0 |  | 1 | 1 | 1 | 1 | 1 | 1 | 1 | 1 | 1 | 1 | 1 | 0
SCE Metro | North of SONGS | 500 | 0 | 0 | 0 | 0 | 0 | 0 | 0 | 0 | 0 | 0 | 0 | 0 | 0 | 0 | 0 | 0 | 400 | 400 | 0 | 1 |  | 0 | 0 | 0 | 0 | 0 | 0 | 0 | 0 | 0 | 0 | 0 | 0 | 0 | 0 | 0 | 0 | 0 | 0 | 0 | 0 | 0 |  | 0 | 0 | 0 | 0 | 0 | 0 | 0 | 0 | 0 | 0 | 0 | 0 | 0 | 0 | 0 | 0 | 0 | 0 | 0 |  | 1 | 1 | 1 | 1 | 1 | 1 | 1 | 1 | 1 | 1 | 1 | 0
PG&E NGBA | Notre Dame | 115 | 0 | 0 | 0 | 0 | 0 | 0 | 0 | 0 | 0 | 0 | 0 | 0 | 0 | 0 | 0 | 0 | 0 | 0 | 0 | 0 |  | 0 | 0 | 0 | 0 | 0 | 0 | 0 | 0 | 0 | 0 | 0 | 0 | 0 | 0 | 0 | 0 | 0 | 0 | 0 | 0 | 0 |  | 0 | 0 | 0 | 0 | 0 | 0 | 0 | 0 | 0 | 0 | 0 | 0 | 0 | 0 | 0 | 0 | 0 | 0 | 0 |  | 1 | 1 | 1 | 1 | 1 | 1 | 1 | 1 | 1 | 1 | 1 | 0
PG&E GBA | Oakland C | 115 | 0 | 0 | 0 | 0 | 0 | 0 | 0 | 0 | 0 | 0 | 0 | 0 | 0 | 40 | 40 | 0 | 0 | 0 | 0 | 1 |  | 0 | 0 | 0 | 0 | 0 | 0 | 0 | 0 | 0 | 0 | 0 | 0 | 0 | 0 | 0 | 0 | 0 | 0 | 0 | 0 | 2 |  | 0 | 0 | 0 | 0 | 0 | 0 | 0 | 0 | 0 | 0 | 0 | 0 | 0 | 0 | 0 | 0 | 0 | 0 | 0 |  | 1 | 1 | 1 | 1 | 1 | 1 | 1 | 1 | 1 | 1 | 1 | 0
PG&E GBA | Oakland J | 115 | 0 | 0 | 0 | 0 | 0 | 0 | 0 | 0 | 0 | 0 | 0 | 0 | 0 | 50 | 50 | 0 | 0 | 0 | 0 | 1 |  | 0 | 0 | 0 | 0 | 0 | 0 | 0 | 0 | 0 | 0 | 0 | 0 | 0 | 0 | 0 | 0 | 0 | 0 | 0 | 0 | 1 |  | 0 | 0 | 0 | 0 | 0 | 0 | 0 | 0 | 0 | 0 | 0 | 0 | 0 | 0 | 0 | 0 | 0 | 0 | 0 |  | 1 | 1 | 1 | 1 | 1 | 1 | 1 | 1 | 1 | 1 | 1 | 0
PG&E GBA | Oakland L | 115 | 0 | 0 | 0 | 0 | 0 | 0 | 0 | 0 | 0 | 0 | 0 | 0 | 0 | 0 | 0 | 0 | 0 | 0 | 0 | 0 |  | 0 | 0 | 0 | 0 | 0 | 0 | 0 | 0 | 0 | 0 | 0 | 0 | 0 | 0 | 0 | 0 | 0 | 0 | 0 | 0 | 1 |  | 0 | 0 | 0 | 0 | 0 | 0 | 0 | 0 | 0 | 0 | 0 | 0 | 0 | 0 | 0 | 0 | 0 | 0 | 0 |  | 1 | 1 | 1 | 1 | 1 | 1 | 1 | 1 | 1 | 1 | 1 | 0
PG&E GBA | Oakland X | 115 | 0 | 0 | 0 | 0 | 0 | 0 | 0 | 0 | 0 | 0 | 0 | 0 | 0 | 70 | 70 | 0 | 0 | 0 | 0 | 1 |  | 0 | 0 | 0 | 0 | 0 | 0 | 0 | 0 | 0 | 0 | 0 | 0 | 0 | 0 | 0 | 0 | 0 | 0 | 0 | 0 | 1 |  | 0 | 0 | 0 | 0 | 0 | 0 | 0 | 0 | 0 | 0 | 0 | 0 | 0 | 0 | 0 | 0 | 0 | 0 | 0 |  | 1 | 1 | 1 | 1 | 1 | 1 | 1 | 1 | 1 | 1 | 1 | 0
SDGE | Ocean Ranch | 69 | 0 | 0 | 0 | 0 | 0 | 0 | 0 | 0 | 0 | 0 | 0 | 0 | 0 | 0 | 0 | 0 | 0 | 0 | 0 | 0 |  | 0 | 0 | 0 | 0 | 0 | 0 | 0 | 0 | 0 | 0 | 0 | 0 | 0 | 0 | 0 | 0 | 0 | 0 | 0 | 0 | 1 |  | 0 | 0 | 0 | 0 | 0 | 0 | 0 | 0 | 0 | 0 | 0 | 0 | 0 | 0 | 0 | 0 | 0 | 0 | 0 |  | 1 | 1 | 1 | 1 | 1 | 1 | 1 | 1 | 1 | 1 | 1 | 0
PG&E KERN | Oceano | 115 | 0 | 0 | 0 | 0 | 0 | 0 | 0 | 0 | 0 | 0 | 0 | 0 | 0 | 100 | 100 | 0 | 0 | 0 | 0 | 1 |  | 0 | 0 | 0 | 0 | 0 | 0 | 0 | 0 | 0 | 0 | 0 | 0 | 0 | 0 | 0 | 0 | 0 | 0 | 0 | 0 | 1 |  | 0 | 0 | 0 | 0 | 0 | 0 | 0 | 0 | 0 | 0 | 0 | 0 | 0 | 0 | 0 | 0 | 0 | 0 | 0 |  | 1 | 1 | 1 | 1 | 1 | 1 | 1 | 1 | 1 | 1 | 1 | 0
SDGE | Ocotillo Express | 500 | 0 | 0 | 130 | 0 | 130 | 0 | 0 | 0 | 0 | 0 | 0 | 0 | 0 | 0 | 0 | 0 | 0 | 0 | 0 | 1 |  | 0 | 0 | 0 | 0 | 0 | 0 | 0 | 0 | 0 | 0 | 0 | 0 | 0 | 0 | 0 | 0 | 0 | 0 | 0 | 0 | 4 |  | 0 | 0 | 0 | 0 | 0 | 0 | 0 | 0 | 0 | 0 | 0 | 0 | 0 | 0 | 0 | 0 | 0 | 0 | 0 |  | 1 | 1 | 1 | 1 | 1 | 1 | 1 | 1 | 1 | 1 | 1 | 0
PG&E KERN | Old River | 70 | 0 | 0 | 0 | 0 | 0 | 0 | 0 | 0 | 0 | 0 | 0 | 2.4 | 0 | 0 | 0 | 0 | 0 | 0 | 0 | 1 |  | 0 | 0 | 0 | 0 | 0 | 0 | 0 | 0 | 0 | 0 | 0 | 0 | 0 | 0 | 0 | 0 | 0 | 0 | 0 | 0 | 0 |  | 0 | 0 | 0 | 0 | 0 | 0 | 0 | 0 | 0 | 0 | 0 | 0 | 0 | 0 | 0 | 0 | 0 | 0 | 0 |  | 1 | 1 | 1 | 1 | 1 | 1 | 1 | 1 | 1 | 1 | 1 | 0
SDGE | Old Town | 230 | 0 | 0 | 0 | 0 | 0 | 0 | 0 | 0 | 0 | 0 | 0 | 0 | 0 | 0 | 0 | 0 | 0 | 0 | 0 | 0 |  | 0 | 0 | 0 | 0 | 0 | 0 | 0 | 0 | 0 | 0 | 0 | 0 | 0 | 0 | 0 | 0 | 0 | 0 | 0 | 0 | 2 |  | 0 | 0 | 0 | 0 | 0 | 0 | 0 | 0 | 0 | 0 | 0 | 0 | 0 | 0 | 0 | 0 | 0 | 0 | 0 |  | 1 | 1 | 1 | 1 | 1 | 1 | 1 | 1 | 1 | 1 | 1 | 0
SCE Metro | Olinda | 230 | 0 | 0 | 0 | 0 | 0 | 0 | 0 | 0 | 0 | 0 | 0 | 0 | 0 | 0 | 0 | 0 | 0 | 0 | 0 | 0 |  | 0 | 0 | 0 | 0 | 0 | 0 | 0 | 0 | 0 | 0 | 0 | 0 | 0 | 0 | 0 | 0 | 0 | 0 | 0 | 0 | 0 |  | 0 | 0 | 0 | 0 | 0 | 0 | 0 | 0 | 0 | 0 | 0 | 0 | 0 | 0 | 0 | 0 | 0 | 0 | 0 |  | 1 | 1 | 1 | 1 | 1 | 1 | 1 | 1 | 1 | 1 | 1 | 0
PG&E FRESNO | Olive | 115 | 0 | 0 | 0 | 0 | 0 | 0 | 0 | 0 | 0 | 0 | 0 | 0 | 0 | 0 | 0 | 20 | 0 | 20 | 0 | 1 |  | 0 | 0 | 0 | 0 | 0 | 0 | 0 | 0 | 0 | 0 | 0 | 0 | 0 | 0 | 0 | 0 | 0 | 0 | 0 | 0 | 0 |  | 0 | 0 | 0 | 0 | 0 | 0 | 0 | 0 | 0 | 0 | 0 | 0 | 0 | 0 | 0 | 0 | 0 | 0 | 0 |  | 1 | 1 | 1 | 1 | 1 | 1 | 1 | 1 | 1 | 1 | 1 | 0
PG&E NGBA | Olivehurst | 115 | 0 | 0 | 0 | 0 | 0 | 0 | 0 | 0 | 0 | 0 | 0 | 0 | 0 | 0 | 0 | 0 | 0 | 0 | 0 | 0 |  | 0 | 0 | 0 | 0 | 0 | 0 | 0 | 0 | 0 | 0 | 0 | 0 | 0 | 0 | 0 | 0 | 0 | 0 | 0 | 0 | 0 |  | 0 | 0 | 0 | 0 | 0 | 0 | 0 | 0 | 0 | 0 | 0 | 0 | 0 | 0 | 0 | 0 | 0 | 0 | 0 |  | 1 | 1 | 1 | 1 | 1 | 1 | 1 | 1 | 1 | 1 | 1 | 0
PG&E NGBA | Oregon Trail | 60 | 0 | 0 | 0 | 0 | 0 | 0 | 0 | 0 | 0 | 0 | 0 | 0 | 0 | 0 | 0 | 0 | 0 | 0 | 0 | 0 |  | 0 | 0 | 0 | 0 | 0 | 0 | 0 | 0 | 0 | 0 | 0 | 0 | 0 | 0 | 0 | 0 | 0 | 0 | 0 | 0 | 0 |  | 0 | 0 | 0 | 0 | 0 | 0 | 0 | 0 | 0 | 0 | 0 | 0 | 0 | 0 | 0 | 0 | 0 | 0 | 0 |  | 1 | 1 | 1 | 1 | 1 | 1 | 1 | 1 | 1 | 1 | 1 | 0
SCE Northern | Ormond Beach | 230 | 0 | 0 | 0 | 0 | 0 | 0 | 0 | 0 | 0 | 0 | 0 | 0 | 0 | 0 | 0 | 0 | 0 | 0 | 0 | 0 |  | 0 | 0 | 0 | 0 | 0 | 0 | 0 | 0 | 0 | 0 | 0 | 0 | 0 | 0 | 0 | 0 | 0 | 0 | 0 | 0 | 0 |  | 0 | 0 | 0 | 0 | 0 | 0 | 0 | 0 | 0 | 0 | 0 | 0 | 0 | 0 | 0 | 0 | 0 | 0 | 0 |  | 1 | 1 | 1 | 1 | 1 | 1 | 1 | 1 | 1 | 1 | 1 | 0
PG&E FRESNO | Oro Loma | 115 | 20 | 0 | 0 | 0 | 0 | 0 | 0 | 0 | 0 | 0 | 0 | 0 | 110 | 0 | 110 | 0 | 0 | 0 | 0 | 1 |  | 0 | 0 | 0 | 0 | 0 | 0 | 0 | 0 | 0 | 0 | 0 | 0 | 0 | 0 | 0 | 0 | 0 | 0 | 0 | 0 | 1 |  | 0 | 0 | 0 | 0 | 0 | 0 | 0 | 0 | 0 | 0 | 0 | 0 | 0 | 0 | 0 | 0 | 0 | 0 | 0 |  | 1 | 1 | 1 | 1 | 1 | 1 | 1 | 1 | 1 | 1 | 1 | 0
PG&E FRESNO | Oro Loma | 70 | 0 | 0 | 0 | 0 | 0 | 0 | 0 | 0 | 0 | 0 | 0 | 5 | 0 | 0 | 0 | 0 | 0 | 0 | 0 | 1 |  | 0 | 0 | 0 | 0 | 0 | 0 | 0 | 0 | 0 | 0 | 0 | 0 | 0 | 0 | 0 | 0 | 0 | 0 | 0 | 0 | 1 |  | 0 | 0 | 0 | 0 | 0 | 0 | 0 | 0 | 0 | 0 | 0 | 0 | 0 | 0 | 0 | 0 | 0 | 0 | 0 |  | 1 | 1 | 1 | 1 | 1 | 1 | 1 | 1 | 1 | 1 | 1 | 0
PG&E FRESNO | Orosi | 70 | 0 | 0 | 0 | 0 | 0 | 0 | 0 | 0 | 0 | 0 | 0 | 0 | 0 | 0 | 0 | 0 | 0 | 0 | 0 | 0 |  | 0 | 0 | 0 | 0 | 0 | 0 | 0 | 0 | 0 | 0 | 0 | 0 | 0 | 0 | 0 | 0 | 0 | 0 | 0 | 0 | 1 |  | 0 | 0 | 0 | 0 | 0 | 0 | 0 | 0 | 0 | 0 | 0 | 0 | 0 | 0 | 0 | 0 | 0 | 0 | 0 |  | 1 | 1 | 1 | 1 | 1 | 1 | 1 | 1 | 1 | 1 | 1 | 0
SDGE | Otay | 69 | 0 | 0 | 0 | 0 | 0 | 0 | 0 | 0 | 0 | 0 | 0 | 0 | 0 | 0 | 0 | 49.7 | 0 | 49.7 | 0 | 1 |  | 0 | 0 | 0 | 0 | 0 | 0 | 0 | 0 | 0 | 0 | 0 | 0 | 0 | 0 | 0 | 0 | 0 | 0 | 0 | 0 | 4 |  | 0 | 0 | 0 | 0 | 0 | 0 | 0 | 0 | 0 | 0 | 0 | 0 | 0 | 0 | 0 | 0 | 0 | 0 | 0 |  | 1 | 1 | 1 | 1 | 1 | 1 | 1 | 1 | 1 | 1 | 1 | 0
SDGE | Otay Mesa | 230 | 0 | 0 | 0 | 0 | 0 | 0 | 0 | 0 | 0 | 0 | 0 | 0 | 0 | 0 | 0 | 65 | 0 | 65 | 0 | 1 |  | 0 | 0 | 0 | 0 | 0 | 0 | 0 | 0 | 0 | 0 | 0 | 0 | 0 | 0 | 0 | 0 | 0 | 0 | 0 | 0 | 5 |  | 0 | 0 | 0 | 0 | 0 | 0 | 0 | 0 | 0 | 0 | 0 | 0 | 0 | 0 | 0 | 0 | 0 | 0 | 0 |  | 1 | 1 | 1 | 1 | 1 | 1 | 1 | 1 | 1 | 1 | 1 | 0
PG&E FRESNO | Padre Flats SW STA | 230 | 50 | 0 | 0 | 0 | 0 | 0 | 0 | 0 | 0 | 0 | 0 | 0 | 370 | 0 | 370 | 0 | 0 | 0 | 0 | 1 |  | 0 | 0 | 0 | 0 | 0 | 0 | 0 | 0 | 0 | 0 | 0 | 0 | 0 | 0 | 0 | 0 | 0 | 0 | 0 | 0 | 1 |  | 0 | 0 | 0 | 0 | 0 | 0 | 0 | 0 | 0 | 0 | 0 | 0 | 0 | 0 | 0 | 0 | 0 | 0 | 0 |  | 1 | 1 | 1 | 1 | 1 | 1 | 1 | 1 | 1 | 1 | 1 | 0
EOP | Pahrump | 138 | 0 | 0 | 0 | 0 | 0 | 0 | 0 | 0 | 0 | 0 | 0 | 0 | 0 | 0 | 0 | 0 | 0 | 0 | 0 | 0 |  | 0 | 0 | 0 | 0 | 0 | 0 | 0 | 0 | 0 | 0 | 0 | 0 | 0 | 0 | 0 | 0 | 0 | 0 | 0 | 0 | 2 |  | 0 | 0 | 0 | 0 | 0 | 0 | 0 | 0 | 0 | 0 | 0 | 0 | 0 | 0 | 0 | 0 | 0 | 0 | 0 |  | 1 | 1 | 1 | 1 | 1 | 1 | 1 | 1 | 1 | 1 | 1 | 0
EOP | Pahrump | 230 | 0 | 0 | 0 | 0 | 0 | 0 | 0 | 0 | 0 | 0 | 0 | 0 | 0 | 0 | 0 | 0 | 0 | 0 | 0 | 0 |  | 0 | 0 | 0 | 0 | 0 | 0 | 0 | 0 | 0 | 0 | 0 | 0 | 0 | 0 | 0 | 0 | 0 | 0 | 0 | 0 | 2 |  | 0 | 0 | 0 | 0 | 0 | 0 | 0 | 0 | 0 | 0 | 0 | 0 | 0 | 0 | 0 | 0 | 0 | 0 | 0 |  | 1 | 1 | 1 | 1 | 1 | 1 | 1 | 1 | 1 | 1 | 1 | 0
SDGE | Pala | 69 | 0 | 0 | 0 | 0 | 0 | 0 | 0 | 0 | 0 | 0 | 0 | 0 | 0 | 0 | 0 | 0 | 0 | 0 | 0 | 0 |  | 0 | 0 | 0 | 0 | 0 | 0 | 0 | 0 | 0 | 0 | 0 | 0 | 0 | 0 | 0 | 0 | 0 | 0 | 0 | 0 | 3 |  | 0 | 0 | 0 | 0 | 0 | 0 | 0 | 0 | 0 | 0 | 0 | 0 | 0 | 0 | 0 | 0 | 0 | 0 | 0 |  | 1 | 1 | 1 | 1 | 1 | 1 | 1 | 1 | 1 | 1 | 1 | 0
PG&E NGBA | Palermo | 115 | 0 | 0 | 0 | 0 | 0 | 0 | 0 | 0 | 0 | 0 | 0 | 0 | 0 | 0 | 0 | 0 | 0 | 0 | 0 | 0 |  | 0 | 0 | 0 | 0 | 0 | 0 | 0 | 0 | 0 | 0 | 0 | 0 | 0 | 0 | 0 | 0 | 0 | 0 | 0 | 0 | 0 |  | 0 | 0 | 0 | 0 | 0 | 0 | 0 | 0 | 0 | 0 | 0 | 0 | 0 | 0 | 0 | 0 | 0 | 0 | 0 |  | 1 | 1 | 1 | 1 | 1 | 1 | 1 | 1 | 1 | 1 | 1 | 0
PG&E NGBA | Palermo | 230 | 0 | 0 | 0 | 0 | 0 | 0 | 0 | 0 | 0 | 0 | 0 | 0 | 0 | 0 | 0 | 0 | 0 | 0 | 0 | 0 |  | 0 | 0 | 0 | 0 | 0 | 0 | 0 | 0 | 0 | 0 | 0 | 0 | 0 | 0 | 0 | 0 | 0 | 0 | 0 | 0 | 0 |  | 0 | 0 | 0 | 0 | 0 | 0 | 0 | 0 | 0 | 0 | 0 | 0 | 0 | 0 | 0 | 0 | 0 | 0 | 0 |  | 1 | 1 | 1 | 1 | 1 | 1 | 1 | 1 | 1 | 1 | 1 | 0
SCE Eastern | Palo Verde | 500 | 0 | 0 | 0 | 0 | 0 | 2936 | 0 | 2936 | 0 | 0 | 0 | 0 | 0 | 0 | 0 | 0 | 0 | 0 | 0 | 1 |  | 0 | 0 | 0 | 0 | 0 | 1414 | 0 | 1414 | 0 | 0 | 0 | 0 | 0 | 0 | 0 | 0 | 0 | 0 | 0 | 1 | 2 |  | 0 | 0 | 0 | 0 | 0 | 0 | 0 | 0 | 0 | 0 | 0 | 0 | 0 | 0 | 0 | 0 | 0 | 0 | 0 |  | 1 | 1 | 1 | 1 | 1 | 1 | 1 | 1 | 1 | 1 | 1 | 0
SDGE | Palomar Energy | 230 | 0 | 0 | 0 | 0 | 0 | 0 | 0 | 0 | 0 | 0 | 0 | 0 | 0 | 0 | 0 | 0 | 0 | 0 | 0 | 0 |  | 0 | 0 | 0 | 0 | 0 | 0 | 0 | 0 | 0 | 0 | 0 | 0 | 0 | 0 | 0 | 0 | 0 | 0 | 0 | 0 | 3 |  | 0 | 0 | 0 | 0 | 0 | 0 | 0 | 0 | 0 | 0 | 0 | 0 | 0 | 0 | 0 | 0 | 0 | 0 | 0 |  | 1 | 1 | 1 | 1 | 1 | 1 | 1 | 1 | 1 | 1 | 1 | 0
PG&E KERN | Panama | 70 | 0 | 0 | 0 | 0 | 0 | 0 | 0 | 0 | 0 | 0 | 0 | 0 | 0 | 0 | 0 | 0 | 0 | 0 | 0 | 0 |  | 0 | 0 | 0 | 0 | 0 | 0 | 0 | 0 | 0 | 0 | 0 | 0 | 0 | 0 | 0 | 0 | 0 | 0 | 0 | 0 | 0 |  | 0 | 0 | 0 | 0 | 0 | 0 | 0 | 0 | 0 | 0 | 0 | 0 | 0 | 0 | 0 | 0 | 0 | 0 | 0 |  | 1 | 1 | 1 | 1 | 1 | 1 | 1 | 1 | 1 | 1 | 1 | 0
PG&E FRESNO | Panoche | 115 | 0 | 0 | 0 | 0 | 0 | 0 | 0 | 0 | 0 | 0 | 0 | 4.4 | 40 | 0 | 40 | 0 | 0 | 0 | 0 | 1 |  | 0 | 0 | 0 | 0 | 0 | 0 | 0 | 0 | 0 | 0 | 0 | 1.75 | 0 | 0 | 0 | 0 | 0 | 0 | 0 | 1 | 1 |  | 0 | 0 | 0 | 0 | 0 | 0 | 0 | 0 | 0 | 0 | 0 | 0 | 0 | 0 | 0 | 0 | 0 | 0 | 0 |  | 1 | 1 | 1 | 1 | 1 | 1 | 1 | 1 | 1 | 1 | 1 | 0
PG&E FRESNO | Panoche | 230 | 0 | 0 | 0 | 0 | 0 | 0 | 0 | 0 | 0 | 0 | 0 | 0 | 0 | 0 | 0 | 0 | 0 | 0 | 0 | 0 |  | 0 | 0 | 0 | 0 | 0 | 0 | 0 | 0 | 0 | 0 | 0 | 0 | 0 | 0 | 0 | 0 | 0 | 0 | 0 | 0 | 1 |  | 0 | 0 | 0 | 0 | 0 | 0 | 0 | 0 | 0 | 0 | 0 | 0 | 0 | 0 | 0 | 0 | 0 | 0 | 0 |  | 1 | 1 | 1 | 1 | 1 | 1 | 1 | 1 | 1 | 1 | 1 | 0
SCE Northern | Pardee | 230 | 0 | 0 | 0 | 0 | 0 | 0 | 0 | 0 | 0 | 0 | 0 | 0 | 192 | 0 | 192 | 15 | 0 | 15 | 0 | 1 |  | 0 | 0 | 0 | 0 | 0 | 0 | 0 | 0 | 0 | 0 | 0 | 0 | 0 | 0 | 0 | 0 | 0 | 0 | 0 | 0 | 0 |  | 0 | 0 | 0 | 0 | 0 | 0 | 0 | 0 | 0 | 0 | 0 | 0 | 0 | 0 | 0 | 0 | 0 | 0 | 0 |  | 1 | 1 | 1 | 1 | 1 | 1 | 1 | 1 | 1 | 1 | 1 | 0
PG&E NGBA | Parkway | 230 | 0 | 0 | 0 | 0 | 0 | 0 | 0 | 0 | 0 | 0 | 0 | 0 | 0 | 0 | 0 | 0 | 0 | 0 | 0 | 0 |  | 0 | 3.8 | 0 | 0 | 0 | 0 | 0 | 0 | 0 | 0 | 0 | 0 | 0 | 0 | 0 | 0 | 0 | 0 | 0 | 1 | 0 |  | 0 | 2 | 0 | 0 | 0 | 0 | 0 | 0 | 0 | 0 | 0 | 0 | 0 | 0 | 0 | 0 | 0 | 0 | 0 |  | 1 | 4 | 1 | 1 | 1 | 1 | 1 | 1 | 1 | 1 | 1 | 1
SCE Northern | Pastoria | 230 | 0 | 0 | 0 | 0 | 0 | 0 | 0 | 0 | 0 | 0 | 0 | 0 | 0 | 105 | 105 | 80 | 0 | 80 | 0 | 1 |  | 0 | 0 | 0 | 0 | 0 | 0 | 0 | 0 | 0 | 0 | 0 | 0 | 0 | 0 | 0 | 0 | 0 | 0 | 0 | 0 | 0 |  | 0 | 0 | 0 | 0 | 0 | 0 | 0 | 0 | 0 | 0 | 0 | 0 | 0 | 0 | 0 | 0 | 0 | 0 | 0 |  | 1 | 1 | 1 | 1 | 1 | 1 | 1 | 1 | 1 | 1 | 1 | 0
SCE Metro | Pauda | 230 | 0 | 0 | 0 | 0 | 0 | 0 | 0 | 0 | 0 | 0 | 0 | 0 | 0 | 0 | 0 | 0 | 200 | 200 | 0 | 1 |  | 0 | 0 | 0 | 0 | 0 | 0 | 0 | 0 | 0 | 0 | 0 | 0 | 0 | 0 | 0 | 0 | 0 | 0 | 0 | 0 | 0 |  | 0 | 0 | 0 | 0 | 0 | 0 | 0 | 0 | 0 | 0 | 0 | 0 | 0 | 0 | 0 | 0 | 0 | 0 | 0 |  | 1 | 1 | 1 | 1 | 1 | 1 | 1 | 1 | 1 | 1 | 1 | 0
PG&E GBA | Paul Sweet | 115 | 0 | 0 | 0 | 0 | 0 | 0 | 0 | 0 | 0 | 0 | 0 | 0 | 0 | 0 | 0 | 0 | 0 | 0 | 0 | 0 |  | 0 | 0 | 0 | 0 | 0 | 0 | 0 | 0 | 0 | 0 | 0 | 0 | 0 | 0 | 0 | 0 | 0 | 0 | 0 | 0 | 0 |  | 0 | 0 | 0 | 0 | 0 | 0 | 0 | 0 | 0 | 0 | 0 | 0 | 0 | 0 | 0 | 0 | 0 | 0 | 0 |  | 1 | 1 | 1 | 1 | 1 | 1 | 1 | 1 | 1 | 1 | 1 | 0
PG&E NGBA | Peabody | 230 | 0 | 0 | 0 | 0 | 0 | 0 | 0 | 0 | 0 | 0 | 0 | 0 | 0 | 0 | 0 | 0 | 0 | 0 | 0 | 0 |  | 0 | 0 | 0 | 0 | 0 | 0 | 0 | 0 | 0 | 0 | 0 | 8 | 0 | 0 | 0 | 0 | 0 | 0 | 0 | 1 | 0 |  | 0 | 0 | 0 | 0 | 0 | 0 | 0 | 0 | 0 | 0 | 0 | 2 | 0 | 0 | 0 | 0 | 0 | 0 | 0 |  | 1 | 1 | 1 | 1 | 1 | 4 | 1 | 1 | 1 | 1 | 1 | 1
PG&E NGBA | Pease | 115 | 0 | 0 | 0 | 0 | 0 | 0 | 0 | 0 | 0 | 0 | 0 | 0 | 0 | 0 | 0 | 0 | 0 | 0 | 0 | 0 |  | 0 | 0 | 0 | 0 | 0 | 0 | 0 | 0 | 0 | 0 | 0 | 0 | 0 | 0 | 0 | 0 | 0 | 0 | 0 | 0 | 0 |  | 0 | 0 | 0 | 0 | 0 | 0 | 0 | 0 | 0 | 0 | 0 | 0 | 0 | 0 | 0 | 0 | 0 | 0 | 0 |  | 1 | 1 | 1 | 1 | 1 | 1 | 1 | 1 | 1 | 1 | 1 | 0
PG&E NGBA | Pease | 60 | 0 | 0 | 0 | 0 | 0 | 0 | 0 | 0 | 0 | 0 | 0 | 0 | 0 | 0 | 0 | 0 | 0 | 0 | 0 | 0 |  | 0 | 0 | 0 | 0 | 0 | 0 | 0 | 0 | 0 | 0 | 0 | 3 | 0 | 0 | 0 | 0 | 0 | 0 | 0 | 1 | 0 |  | 0 | 0 | 0 | 0 | 0 | 0 | 0 | 0 | 0 | 0 | 0 | 2 | 0 | 0 | 0 | 0 | 0 | 0 | 0 |  | 1 | 1 | 1 | 1 | 1 | 4 | 1 | 1 | 1 | 1 | 1 | 1
SDGE | Penasquitos | 138 | 0 | 0 | 0 | 0 | 0 | 0 | 0 | 0 | 0 | 0 | 0 | 0 | 0 | 0 | 0 | 0 | 0 | 0 | 0 | 0 |  | 0 | 0 | 0 | 0 | 0 | 0 | 0 | 0 | 0 | 0 | 0 | 0 | 0 | 0 | 0 | 0 | 0 | 0 | 0 | 0 | 2 |  | 0 | 0 | 0 | 0 | 0 | 0 | 0 | 0 | 0 | 0 | 0 | 0 | 0 | 0 | 0 | 0 | 0 | 0 | 0 |  | 1 | 1 | 1 | 1 | 1 | 1 | 1 | 1 | 1 | 1 | 1 | 0
SDGE | Penasquitos | 230 | 0 | 0 | 0 | 0 | 0 | 0 | 0 | 0 | 0 | 0 | 0 | 0 | 0 | 0 | 0 | 0 | 0 | 0 | 0 | 0 |  | 0 | 0 | 0 | 0 | 0 | 0 | 0 | 0 | 0 | 0 | 0 | 0 | 0 | 0 | 0 | 0 | 0 | 0 | 0 | 0 | 2 |  | 0 | 0 | 0 | 0 | 0 | 0 | 0 | 0 | 0 | 0 | 0 | 0 | 0 | 0 | 0 | 0 | 0 | 0 | 0 |  | 1 | 1 | 1 | 1 | 1 | 1 | 1 | 1 | 1 | 1 | 1 | 0
SDGE | Penasquitos | 69 | 0 | 0 | 0 | 0 | 0 | 0 | 0 | 0 | 0 | 0 | 0 | 0 | 0 | 0 | 0 | 0 | 0 | 0 | 0 | 0 |  | 0 | 0 | 0 | 0 | 0 | 0 | 0 | 0 | 0 | 0 | 0 | 0 | 0 | 0 | 0 | 0 | 0 | 0 | 0 | 0 | 2 |  | 0 | 0 | 0 | 0 | 0 | 0 | 0 | 0 | 0 | 0 | 0 | 0 | 0 | 0 | 0 | 0 | 0 | 0 | 0 |  | 1 | 1 | 1 | 1 | 1 | 1 | 1 | 1 | 1 | 1 | 1 | 0
SDGE | Pendleton | 69 | 0 | 0 | 0 | 0 | 0 | 0 | 0 | 0 | 0 | 0 | 0 | 0 | 0 | 0 | 0 | 0 | 50 | 50 | 0 | 1 |  | 0 | 0 | 0 | 0 | 0 | 0 | 0 | 0 | 0 | 0 | 0 | 0 | 0 | 0 | 0 | 0 | 0 | 0 | 0 | 0 | 1 |  | 0 | 0 | 0 | 0 | 0 | 0 | 0 | 0 | 0 | 0 | 0 | 0 | 0 | 0 | 0 | 0 | 0 | 0 | 0 |  | 1 | 1 | 1 | 1 | 1 | 1 | 1 | 1 | 1 | 1 | 1 | 0
PG&E NGBA | Penngrove | 115 | 0 | 0 | 0 | 0 | 0 | 0 | 0 | 0 | 0 | 0 | 0 | 0 | 0 | 0 | 0 | 0 | 0 | 0 | 0 | 0 |  | 0 | 0 | 0 | 0 | 0 | 0 | 0 | 0 | 0 | 0 | 0 | 0 | 0 | 0 | 0 | 0 | 0 | 0 | 0 | 0 | 1 |  | 0 | 0 | 0 | 0 | 0 | 0 | 0 | 0 | 0 | 0 | 0 | 0 | 0 | 0 | 0 | 0 | 0 | 0 | 0 |  | 1 | 1 | 1 | 1 | 1 | 1 | 1 | 1 | 1 | 1 | 1 | 0
PG&E GBA | Peoria | 115 | 0 | 0 | 0 | 0 | 0 | 0 | 0 | 0 | 0 | 0 | 0 | 0 | 0 | 0 | 0 | 0 | 0 | 0 | 0 | 0 |  | 0 | 1 | 0 | 0 | 0 | 0 | 0 | 0 | 0 | 0 | 0 | 0 | 0 | 0 | 0 | 0 | 0 | 0 | 0 | 1 | 0 |  | 0 | 2 | 0 | 0 | 0 | 0 | 0 | 0 | 0 | 0 | 0 | 0 | 0 | 0 | 0 | 0 | 0 | 0 | 0 |  | 1 | 4 | 1 | 1 | 1 | 1 | 1 | 1 | 1 | 1 | 1 | 1
PG&E GBA | Piercy | 115 | 0 | 0 | 0 | 0 | 0 | 0 | 0 | 0 | 0 | 0 | 0 | 0 | 0 | 0 | 0 | 0 | 0 | 0 | 0 | 0 |  | 0 | 0 | 0 | 0 | 0 | 0 | 0 | 0 | 0 | 0 | 0 | 0 | 0 | 0 | 0 | 0 | 0 | 0 | 0 | 0 | 0 |  | 0 | 0 | 0 | 0 | 0 | 0 | 0 | 0 | 0 | 0 | 0 | 0 | 0 | 0 | 0 | 0 | 0 | 0 | 0 |  | 1 | 1 | 1 | 1 | 1 | 1 | 1 | 1 | 1 | 1 | 1 | 0
PG&E FRESNO | Pine Flat | 230 | 0 | 0 | 0 | 0 | 0 | 0 | 0 | 0 | 0 | 0 | 0 | 0 | 0 | 0 | 0 | 0 | 0 | 0 | 0 | 0 |  | 0 | 0 | 0 | 0 | 0 | 0 | 0 | 0 | 0 | 0 | 0 | 0 | 0 | 0 | 0 | 0 | 0 | 0 | 0 | 0 | 1 |  | 0 | 0 | 0 | 0 | 0 | 0 | 0 | 0 | 0 | 0 | 0 | 0 | 0 | 0 | 0 | 0 | 0 | 0 | 0 |  | 1 | 1 | 1 | 1 | 1 | 1 | 1 | 1 | 1 | 1 | 1 | 0
SCE NOL | Pisgah | 230 | 0 | 0 | 0 | 0 | 0 | 0 | 0 | 0 | 0 | 0 | 0 | 0 | 0 | 0 | 0 | 0 | 0 | 0 | 0 | 0 |  | 0 | 0 | 0 | 0 | 0 | 0 | 0 | 0 | 0 | 0 | 0 | 0 | 0 | 0 | 0 | 0 | 0 | 0 | 0 | 0 | 1 |  | 0 | 0 | 0 | 0 | 0 | 0 | 0 | 0 | 0 | 0 | 0 | 0 | 0 | 0 | 0 | 0 | 0 | 0 | 0 |  | 1 | 1 | 1 | 1 | 1 | 1 | 1 | 1 | 1 | 1 | 1 | 0
PG&E NGBA | Pit 1 | 230 | 0 | 0 | 0 | 0 | 0 | 0 | 0 | 0 | 0 | 0 | 0 | 0 | 0 | 0 | 0 | 0 | 0 | 0 | 0 | 0 |  | 0 | 0 | 0 | 0 | 0 | 0 | 0 | 0 | 0 | 0 | 0 | 0 | 0 | 0 | 0 | 0 | 0 | 0 | 0 | 0 | 0 |  | 0 | 0 | 0 | 0 | 0 | 0 | 0 | 0 | 0 | 0 | 0 | 0 | 0 | 0 | 0 | 0 | 0 | 0 | 0 |  | 1 | 1 | 1 | 1 | 1 | 1 | 1 | 1 | 1 | 1 | 1 | 0
PG&E NGBA | Pit 1 | 60 | 0 | 0 | 0 | 0 | 0 | 0 | 0 | 0 | 0 | 0 | 0 | 0 | 0 | 0 | 0 | 0 | 0 | 0 | 0 | 0 |  | 0 | 0 | 0 | 0 | 0 | 0 | 0 | 0 | 0 | 0 | 0 | 0 | 0 | 0 | 0 | 0 | 0 | 0 | 0 | 0 | 0 |  | 0 | 0 | 0 | 0 | 0 | 0 | 0 | 0 | 0 | 0 | 0 | 0 | 0 | 0 | 0 | 0 | 0 | 0 | 0 |  | 1 | 1 | 1 | 1 | 1 | 1 | 1 | 1 | 1 | 1 | 1 | 0
PG&E NGBA | Pit 3 | 230 | 0 | 0 | 0 | 0 | 0 | 0 | 0 | 0 | 0 | 0 | 0 | 0 | 0 | 0 | 0 | 0 | 0 | 0 | 0 | 0 |  | 0 | 0 | 0 | 0 | 0 | 0 | 0 | 0 | 0 | 0 | 0 | 0 | 0 | 0 | 0 | 0 | 0 | 0 | 0 | 0 | 0 |  | 0 | 0 | 0 | 0 | 0 | 0 | 0 | 0 | 0 | 0 | 0 | 0 | 0 | 0 | 0 | 0 | 0 | 0 | 0 |  | 1 | 1 | 1 | 1 | 1 | 1 | 1 | 1 | 1 | 1 | 1 | 0
PG&E NGBA | Pit 4 | 230 | 0 | 0 | 0 | 0 | 0 | 0 | 0 | 0 | 0 | 0 | 0 | 0 | 0 | 0 | 0 | 0 | 0 | 0 | 0 | 0 |  | 0 | 0 | 0 | 0 | 0 | 0 | 0 | 0 | 0 | 0 | 0 | 0 | 0 | 0 | 0 | 0 | 0 | 0 | 0 | 0 | 0 |  | 0 | 0 | 0 | 0 | 0 | 0 | 0 | 0 | 0 | 0 | 0 | 0 | 0 | 0 | 0 | 0 | 0 | 0 | 0 |  | 1 | 1 | 1 | 1 | 1 | 1 | 1 | 1 | 1 | 1 | 1 | 0
PG&E GBA | Pittsburg | 115 | 0 | 0 | 0 | 0 | 0 | 0 | 0 | 0 | 0 | 0 | 0 | 0 | 0 | 0 | 0 | 0 | 0 | 0 | 0 | 0 |  | 0 | 0 | 0 | 0 | 0 | 0 | 0 | 0 | 0 | 0 | 0 | 0 | 0 | 0 | 0 | 0 | 0 | 0 | 0 | 0 | 0 |  | 0 | 0 | 0 | 0 | 0 | 0 | 0 | 0 | 0 | 0 | 0 | 0 | 0 | 0 | 0 | 0 | 0 | 0 | 0 |  | 1 | 1 | 1 | 1 | 1 | 1 | 1 | 1 | 1 | 1 | 1 | 0
PG&E GBA | Pittsburg | 230 | 0 | 0 | 0 | 0 | 0 | 0 | 0 | 0 | 0 | 0 | 0 | 0 | 0 | 0 | 0 | 0 | 0 | 0 | 0 | 0 |  | 0 | 0 | 0 | 0 | 0 | 0 | 0 | 0 | 0 | 0 | 0 | 0 | 0 | 0 | 0 | 0 | 0 | 0 | 0 | 0 | 0 |  | 0 | 0 | 0 | 0 | 0 | 0 | 0 | 0 | 0 | 0 | 0 | 0 | 0 | 0 | 0 | 0 | 0 | 0 | 0 |  | 1 | 1 | 1 | 1 | 1 | 1 | 1 | 1 | 1 | 1 | 1 | 0
PG&E NGBA | Pleasant Grove | 115 | 0 | 0 | 0 | 0 | 0 | 0 | 0 | 0 | 0 | 0 | 0 | 0 | 0 | 0 | 0 | 0 | 0 | 0 | 0 | 0 |  | 0 | 0 | 0 | 0 | 0 | 0 | 0 | 0 | 0 | 0 | 0 | 0 | 0 | 0 | 0 | 0 | 0 | 0 | 0 | 0 | 0 |  | 0 | 0 | 0 | 0 | 0 | 0 | 0 | 0 | 0 | 0 | 0 | 0 | 0 | 0 | 0 | 0 | 0 | 0 | 0 |  | 1 | 1 | 1 | 1 | 1 | 1 | 1 | 1 | 1 | 1 | 1 | 0
PG&E NGBA | POE | 230 | 0 | 0 | 0 | 0 | 0 | 0 | 0 | 0 | 0 | 0 | 0 | 0 | 0 | 0 | 0 | 0 | 0 | 0 | 0 | 0 |  | 0 | 0 | 0 | 0 | 0 | 0 | 0 | 0 | 0 | 0 | 0 | 0 | 0 | 0 | 0 | 0 | 0 | 0 | 0 | 0 | 0 |  | 0 | 0 | 0 | 0 | 0 | 0 | 0 | 0 | 0 | 0 | 0 | 0 | 0 | 0 | 0 | 0 | 0 | 0 | 0 |  | 1 | 1 | 1 | 1 | 1 | 1 | 1 | 1 | 1 | 1 | 1 | 0
SDGE | Point Loma | 69 | 0 | 0 | 0 | 0 | 0 | 0 | 0 | 0 | 0 | 0 | 0 | 0 | 0 | 0 | 0 | 0 | 0 | 0 | 0 | 0 |  | 0 | 0 | 0 | 0 | 0 | 0 | 0 | 0 | 0 | 0 | 0 | 0 | 0 | 0 | 0 | 0 | 0 | 0 | 0 | 0 | 0 |  | 0 | 0 | 0 | 0 | 0 | 0 | 0 | 0 | 0 | 0 | 0 | 0 | 0 | 0 | 0 | 0 | 0 | 0 | 0 |  | 1 | 1 | 1 | 1 | 1 | 1 | 1 | 1 | 1 | 1 | 1 | 0
SDGE | Pomerado | 69 | 0 | 0 | 0 | 0 | 0 | 0 | 0 | 0 | 0 | 0 | 0 | 0 | 0 | 0 | 0 | 100 | 0 | 100 | 0 | 1 |  | 0 | 0 | 0 | 0 | 0 | 0 | 0 | 0 | 0 | 0 | 0 | 0 | 0 | 0 | 0 | 0 | 0 | 0 | 0 | 0 | 0 |  | 0 | 0 | 0 | 0 | 0 | 0 | 0 | 0 | 0 | 0 | 0 | 0 | 0 | 0 | 0 | 0 | 0 | 0 | 0 |  | 1 | 1 | 1 | 1 | 1 | 1 | 1 | 1 | 1 | 1 | 1 | 0
PG&E KERN | Poso Mountain | 115 | 0 | 0 | 0 | 0 | 0 | 0 | 0 | 0 | 0 | 0 | 0 | 0 | 100 | 150 | 250 | 0 | 0 | 0 | 0 | 1 |  | 0 | 0 | 0 | 0 | 0 | 0 | 0 | 0 | 0 | 0 | 0 | 0 | 0 | 0 | 0 | 0 | 0 | 0 | 0 | 0 | 0 |  | 0 | 0 | 0 | 0 | 0 | 0 | 0 | 0 | 0 | 0 | 0 | 0 | 0 | 0 | 0 | 0 | 0 | 0 | 0 |  | 1 | 1 | 1 | 1 | 1 | 1 | 1 | 1 | 1 | 1 | 1 | 0
EOP | Primm | 230 | 0 | 0 | 0 | 0 | 0 | 0 | 0 | 0 | 0 | 0 | 0 | 0 | 0 | 0 | 0 | 200 | 0 | 200 | 0 | 1 |  | 0 | 0 | 0 | 0 | 0 | 0 | 0 | 0 | 0 | 0 | 0 | 0 | 0 | 0 | 0 | 0 | 0 | 0 | 0 | 0 | 0 |  | 0 | 0 | 0 | 0 | 0 | 0 | 0 | 0 | 0 | 0 | 0 | 0 | 0 | 0 | 0 | 0 | 0 | 0 | 0 |  | 1 | 1 | 1 | 1 | 1 | 1 | 1 | 1 | 1 | 1 | 1 | 0
PG&E NGBA | Putah Creek | 115 | 0 | 0 | 0 | 0 | 0 | 0 | 0 | 0 | 0 | 0 | 0 | 0 | 0 | 0 | 0 | 0 | 0 | 0 | 0 | 0 |  | 0 | 0 | 0 | 0 | 0 | 0 | 0 | 0 | 0 | 0 | 0 | 0 | 0 | 0 | 0 | 0 | 0 | 0 | 0 | 0 | 0 |  | 0 | 0 | 0 | 0 | 0 | 0 | 0 | 0 | 0 | 0 | 0 | 0 | 0 | 0 | 0 | 0 | 0 | 0 | 0 |  | 1 | 1 | 1 | 1 | 1 | 1 | 1 | 1 | 1 | 1 | 1 | 0
SDGE | Q1806 | 138 | 0 | 0 | 0 | 0 | 0 | 0 | 0 | 0 | 0 | 0 | 0 | 0 | 0 | 0 | 0 | 0 | 0 | 0 | 0 | 0 |  | 0 | 0 | 0 | 0 | 0 | 0 | 0 | 0 | 0 | 0 | 0 | 0 | 0 | 0 | 0 | 0 | 0 | 0 | 0 | 0 | 0 |  | 0 | 0 | 0 | 0 | 0 | 0 | 0 | 0 | 0 | 0 | 0 | 0 | 0 | 0 | 0 | 0 | 0 | 0 | 0 |  | 1 | 1 | 1 | 1 | 1 | 1 | 1 | 1 | 1 | 1 | 1 | 0
PG&E FRESNO | Quinto | 230 | 30 | 0 | 0 | 0 | 0 | 0 | 0 | 0 | 0 | 0 | 0 | 0 | 370 | 0 | 370 | 0 | 0 | 0 | 0 | 1 |  | 0 | 0 | 0 | 0 | 0 | 0 | 0 | 0 | 0 | 0 | 0 | 0 | 0 | 0 | 0 | 0 | 0 | 0 | 0 | 0 | 0 |  | 0 | 0 | 0 | 0 | 0 | 0 | 0 | 0 | 0 | 0 | 0 | 0 | 0 | 0 | 0 | 0 | 0 | 0 | 0 |  | 1 | 1 | 1 | 1 | 1 | 1 | 1 | 1 | 1 | 1 | 1 | 0
PG&E GBA | Race Track | 115 | 0 | 0 | 20 | 0 | 20 | 0 | 0 | 0 | 0 | 0 | 0 | 0 | 0 | 0 | 0 | 0 | 0 | 0 | 0 | 1 |  | 0 | 0 | 0 | 0 | 0 | 0 | 0 | 0 | 0 | 0 | 0 | 0 | 0 | 0 | 0 | 0 | 0 | 0 | 0 | 0 | 0 |  | 0 | 0 | 0 | 0 | 0 | 0 | 0 | 0 | 0 | 0 | 0 | 0 | 0 | 0 | 0 | 0 | 0 | 0 | 0 |  | 1 | 1 | 1 | 1 | 1 | 1 | 1 | 1 | 1 | 1 | 1 | 0
SDGE | Rancho Mission Viejo | 138 | 0 | 0 | 0 | 0 | 0 | 0 | 0 | 0 | 0 | 0 | 0 | 0 | 0 | 0 | 0 | 0 | 0 | 0 | 0 | 0 |  | 0 | 0 | 0 | 0 | 0 | 0 | 0 | 0 | 0 | 0 | 0 | 0 | 0 | 0 | 0 | 0 | 0 | 0 | 0 | 0 | 0 |  | 0 | 0 | 0 | 0 | 0 | 0 | 0 | 0 | 0 | 0 | 0 | 0 | 0 | 0 | 0 | 0 | 0 | 0 | 0 |  | 1 | 1 | 1 | 1 | 1 | 1 | 1 | 1 | 1 | 1 | 1 | 0
PG&E GBA | Rancho Seco | 230 | 0 | 0 | 0 | 0 | 0 | 0 | 0 | 0 | 0 | 0 | 0 | 0 | 0 | 0 | 0 | 0 | 0 | 0 | 90 | 1 |  | 0 | 0 | 0 | 0 | 0 | 0 | 0 | 0 | 0 | 0 | 0 | 0 | 0 | 0 | 0 | 0 | 0 | 0 | 0 | 0 | 0 |  | 0 | 0 | 0 | 0 | 0 | 0 | 0 | 0 | 0 | 0 | 0 | 0 | 0 | 0 | 0 | 0 | 0 | 0 | 0 |  | 1 | 1 | 1 | 1 | 1 | 1 | 1 | 1 | 1 | 1 | 1 | 0
SCE Metro | Rancho Vista | 230 | 0 | 0 | 0 | 0 | 0 | 0 | 0 | 0 | 0 | 0 | 0 | 0 | 0 | 0 | 0 | 0 | 0 | 0 | 0 | 0 |  | 0 | 0 | 0 | 0 | 0 | 0 | 0 | 0 | 0 | 0 | 0 | 0 | 0 | 0 | 0 | 0 | 0 | 0 | 0 | 0 | 0 |  | 0 | 0 | 0 | 0 | 0 | 0 | 0 | 0 | 0 | 0 | 0 | 0 | 0 | 0 | 0 | 0 | 0 | 0 | 0 |  | 1 | 1 | 1 | 1 | 1 | 1 | 1 | 1 | 1 | 1 | 1 | 0
SCE Metro | Rancho Vista | 500 | 0 | 0 | 0 | 0 | 0 | 0 | 0 | 0 | 0 | 0 | 0 | 0 | 0 | 0 | 0 | 0 | 400 | 400 | 0 | 1 |  | 0 | 0 | 0 | 0 | 0 | 0 | 0 | 0 | 0 | 0 | 0 | 0 | 0 | 0 | 0 | 0 | 0 | 0 | 0 | 0 | 0 |  | 0 | 0 | 0 | 0 | 0 | 0 | 0 | 0 | 0 | 0 | 0 | 0 | 0 | 0 | 0 | 0 | 0 | 0 | 0 |  | 1 | 1 | 1 | 1 | 1 | 1 | 1 | 1 | 1 | 1 | 1 | 0
SCE NOL | Ransburg | 115 | 0 | 0 | 0 | 0 | 0 | 0 | 0 | 0 | 0 | 0 | 0 | 0 | 0 | 0 | 0 | 0 | 0 | 0 | 0 | 0 |  | 0 | 0 | 0 | 0 | 0 | 0 | 0 | 0 | 0 | 0 | 0 | 0 | 0 | 0 | 0 | 0 | 0 | 0 | 0 | 0 | 0 |  | 0 | 0 | 0 | 0 | 0 | 0 | 0 | 0 | 0 | 0 | 0 | 0 | 0 | 0 | 0 | 0 | 0 | 0 | 0 |  | 1 | 1 | 1 | 1 | 1 | 1 | 1 | 1 | 1 | 1 | 1 | 0
PG&E GBA | Ravenswood | 115 | 0 | 0 | 0 | 0 | 0 | 0 | 0 | 0 | 0 | 0 | 0 | 0 | 0 | 0 | 0 | 0 | 0 | 0 | 0 | 0 |  | 0 | 0 | 0 | 0 | 0 | 0 | 0 | 0 | 0 | 0 | 0 | 0 | 0 | 0 | 0 | 0 | 0 | 0 | 0 | 0 | 0 |  | 0 | 0 | 0 | 0 | 0 | 0 | 0 | 0 | 0 | 0 | 0 | 0 | 0 | 0 | 0 | 0 | 0 | 0 | 0 |  | 1 | 1 | 1 | 1 | 1 | 1 | 1 | 1 | 1 | 1 | 1 | 0
PG&E GBA | Ravenswood | 230 | 0 | 0 | 0 | 0 | 0 | 0 | 0 | 0 | 0 | 0 | 0 | 0 | 50 | 100 | 150 | 0 | 0 | 0 | 0 | 1 |  | 0 | 0 | 0 | 0 | 0 | 0 | 0 | 0 | 0 | 0 | 0 | 0 | 0 | 0 | 0 | 0 | 0 | 0 | 0 | 0 | 0 |  | 0 | 0 | 0 | 0 | 0 | 0 | 0 | 0 | 0 | 0 | 0 | 0 | 0 | 0 | 0 | 0 | 0 | 0 | 0 |  | 1 | 1 | 1 | 1 | 1 | 1 | 1 | 1 | 1 | 1 | 1 | 0
SCE Northern | Rector | 230 | 0 | 0 | 0 | 0 | 0 | 0 | 0 | 0 | 0 | 0 | 0 | 12 | 170 | 0 | 170 | 0 | 0 | 0 | 0 | 1 |  | 0 | 0 | 0 | 0 | 0 | 0 | 0 | 0 | 0 | 0 | 0 | 0 | 0 | 0 | 0 | 0 | 0 | 0 | 0 | 0 | 0 |  | 0 | 0 | 0 | 0 | 0 | 0 | 0 | 0 | 0 | 0 | 0 | 0 | 0 | 0 | 0 | 0 | 0 | 0 | 0 |  | 1 | 1 | 1 | 1 | 1 | 1 | 1 | 1 | 1 | 1 | 1 | 0
SCE Eastern | Red Bluff | 230 | 0 | 0 | 0 | 0 | 0 | 0 | 0 | 0 | 0 | 0 | 0 | 0 | 0 | 0 | 0 | 0 | 0 | 0 | 0 | 0 |  | 0 | 0 | 0 | 0 | 0 | 0 | 0 | 0 | 0 | 0 | 0 | 0 | 0 | 0 | 0 | 0 | 0 | 0 | 0 | 0 | 0 |  | 0 | 0 | 0 | 0 | 0 | 0 | 0 | 0 | 0 | 0 | 0 | 0 | 0 | 0 | 0 | 0 | 0 | 0 | 0 |  | 1 | 1 | 1 | 1 | 1 | 1 | 1 | 1 | 1 | 1 | 1 | 0
SCE Eastern | Red Bluff | 500 | 0 | 0 | 0 | 0 | 0 | 0 | 0 | 0 | 0 | 0 | 0 | 0 | 175 | 0 | 175 | 100 | 0 | 100 | 0 | 1 |  | 0 | 0 | 0 | 0 | 0 | 0 | 0 | 0 | 0 | 0 | 0 | 0 | 0 | 0 | 0 | 0 | 0 | 0 | 0 | 0 | 0 |  | 0 | 0 | 0 | 0 | 0 | 0 | 0 | 0 | 0 | 0 | 0 | 0 | 0 | 0 | 0 | 0 | 0 | 0 | 0 |  | 1 | 1 | 1 | 1 | 1 | 1 | 1 | 1 | 1 | 1 | 1 | 0
PG&E NGBA | Redbud | 115 | 0 | 0 | 0 | 0 | 0 | 0 | 0 | 0 | 0 | 0 | 0 | 0 | 0 | 0 | 0 | 0 | 0 | 0 | 0 | 0 |  | 0 | 0 | 0 | 0 | 0 | 0 | 0 | 0 | 0 | 0 | 0 | 0 | 0 | 0 | 0 | 0 | 0 | 0 | 0 | 0 | 0 |  | 0 | 0 | 0 | 0 | 0 | 0 | 0 | 0 | 0 | 0 | 0 | 0 | 0 | 0 | 0 | 0 | 0 | 0 | 0 |  | 1 | 1 | 1 | 1 | 1 | 1 | 1 | 1 | 1 | 1 | 1 | 0
SCE Metro | Redondo | 230 | 0 | 0 | 0 | 0 | 0 | 0 | 0 | 0 | 0 | 0 | 0 | 0 | 0 | 0 | 0 | 0 | 0 | 0 | 0 | 0 |  | 0 | 0 | 0 | 0 | 0 | 0 | 0 | 0 | 0 | 0 | 0 | 0 | 0 | 0 | 0 | 0 | 0 | 0 | 0 | 0 | 0 |  | 0 | 0 | 0 | 0 | 0 | 0 | 0 | 0 | 0 | 0 | 0 | 0 | 0 | 0 | 0 | 0 | 0 | 0 | 0 |  | 1 | 1 | 1 | 1 | 1 | 1 | 1 | 1 | 1 | 1 | 1 | 0
PG&E FRESNO | Reedley | 115 | 0 | 0 | 0 | 0 | 0 | 0 | 0 | 0 | 0 | 0 | 0 | 0 | 0 | 0 | 0 | 0 | 0 | 0 | 0 | 0 |  | 0 | 0 | 0 | 0 | 0 | 0 | 0 | 0 | 0 | 0 | 0 | 0 | 0 | 0 | 0 | 0 | 0 | 0 | 0 | 0 | 0 |  | 0 | 0 | 0 | 0 | 0 | 0 | 0 | 0 | 0 | 0 | 0 | 0 | 0 | 0 | 0 | 0 | 0 | 0 | 0 |  | 1 | 1 | 1 | 1 | 1 | 1 | 1 | 1 | 1 | 1 | 1 | 0
PG&E KERN | Renfro | 115 | 0 | 0 | 0 | 0 | 0 | 0 | 0 | 0 | 0 | 0 | 0 | 0 | 100 | 0 | 100 | 0 | 0 | 0 | 0 | 1 |  | 0 | 0 | 0 | 0 | 0 | 0 | 0 | 0 | 0 | 0 | 0 | 0 | 0 | 0 | 0 | 0 | 0 | 0 | 0 | 0 | 0 |  | 0 | 0 | 0 | 0 | 0 | 0 | 0 | 0 | 0 | 0 | 0 | 0 | 0 | 0 | 0 | 0 | 0 | 0 | 0 |  | 1 | 1 | 1 | 1 | 1 | 1 | 1 | 1 | 1 | 1 | 1 | 0
PG&E GBA | Richmond R | 115 | 0 | 0 | 0 | 0 | 0 | 0 | 0 | 0 | 0 | 0 | 0 | 0 | 0 | 0 | 0 | 0 | 0 | 0 | 0 | 0 |  | 0 | 0 | 0 | 0 | 0 | 0 | 0 | 0 | 0 | 0 | 0 | 0 | 0 | 0 | 0 | 0 | 0 | 0 | 0 | 0 | 0 |  | 0 | 0 | 0 | 0 | 0 | 0 | 0 | 0 | 0 | 0 | 0 | 0 | 0 | 0 | 0 | 0 | 0 | 0 | 0 |  | 1 | 1 | 1 | 1 | 1 | 1 | 1 | 1 | 1 | 1 | 1 | 0
PG&E NGBA | Rincon | 115 | 0 | 0 | 0 | 0 | 0 | 0 | 0 | 0 | 0 | 0 | 0 | 0 | 0 | 0 | 0 | 0 | 0 | 0 | 0 | 0 |  | 0 | 0 | 0 | 0 | 0 | 0 | 0 | 0 | 0 | 0 | 0 | 0 | 0 | 0 | 0 | 0 | 0 | 0 | 0 | 0 | 0 |  | 0 | 0 | 0 | 0 | 0 | 0 | 0 | 0 | 0 | 0 | 0 | 0 | 0 | 0 | 0 | 0 | 0 | 0 | 0 |  | 1 | 1 | 1 | 1 | 1 | 1 | 1 | 1 | 1 | 1 | 1 | 0
PG&E KERN | Rio Bravo | 115 | 0 | 0 | 0 | 0 | 0 | 0 | 0 | 0 | 0 | 0 | 0 | 0 | 100 | 0 | 100 | 0 | 0 | 0 | 0 | 1 |  | 0 | 0 | 0 | 0 | 0 | 0 | 0 | 0 | 0 | 0 | 0 | 0 | 0 | 0 | 0 | 0 | 0 | 0 | 0 | 0 | 0 |  | 0 | 0 | 0 | 0 | 0 | 0 | 0 | 0 | 0 | 0 | 0 | 0 | 0 | 0 | 0 | 0 | 0 | 0 | 0 |  | 1 | 1 | 1 | 1 | 1 | 1 | 1 | 1 | 1 | 1 | 1 | 0
SCE Metro | Rio Hondo | 230 | 0 | 0 | 0 | 0 | 0 | 0 | 0 | 0 | 0 | 0 | 0 | 0 | 0 | 0 | 0 | 265 | 410 | 675 | 0 | 1 |  | 0 | 0 | 0 | 0 | 0 | 0 | 0 | 0 | 0 | 0 | 0 | 0 | 0 | 0 | 0 | 0 | 0 | 0 | 0 | 0 | 0 |  | 0 | 0 | 0 | 0 | 0 | 0 | 0 | 0 | 0 | 0 | 0 | 0 | 0 | 0 | 0 | 0 | 0 | 0 | 0 |  | 1 | 1 | 1 | 1 | 1 | 1 | 1 | 1 | 1 | 1 | 1 | 0
PG&E NGBA | Rio Oso | 115 | 0 | 0 | 0 | 0 | 0 | 0 | 0 | 0 | 0 | 0 | 0 | 0 | 0 | 0 | 0 | 0 | 0 | 0 | 0 | 0 |  | 0 | 0 | 0 | 0 | 0 | 0 | 0 | 0 | 0 | 0 | 0 | 0 | 0 | 0 | 0 | 0 | 0 | 0 | 0 | 0 | 0 |  | 0 | 0 | 0 | 0 | 0 | 0 | 0 | 0 | 0 | 0 | 0 | 0 | 0 | 0 | 0 | 0 | 0 | 0 | 0 |  | 1 | 1 | 1 | 1 | 1 | 1 | 1 | 1 | 1 | 1 | 1 | 0
PG&E NGBA | Rio Oso | 230 | 0 | 0 | 0 | 0 | 0 | 0 | 0 | 0 | 0 | 0 | 0 | 0 | 0 | 0 | 0 | 0 | 0 | 0 | 0 | 0 |  | 0 | 0 | 0 | 0 | 0 | 0 | 0 | 0 | 0 | 0 | 0 | 0 | 0 | 0 | 0 | 0 | 0 | 0 | 0 | 0 | 0 |  | 0 | 0 | 0 | 0 | 0 | 0 | 0 | 0 | 0 | 0 | 0 | 0 | 0 | 0 | 0 | 0 | 0 | 0 | 0 |  | 1 | 1 | 1 | 1 | 1 | 1 | 1 | 1 | 1 | 1 | 1 | 0
PG&E GBA | Ripon | 115 | 0 | 0 | 0 | 0 | 0 | 0 | 0 | 0 | 0 | 0 | 0 | 2.6 | 0 | 0 | 0 | 99 | 0 | 99 | 0 | 1 |  | 0 | 0 | 0 | 0 | 0 | 0 | 0 | 0 | 0 | 0 | 0 | 0 | 0 | 0 | 0 | 0 | 0 | 0 | 0 | 0 | 0 |  | 0 | 0 | 0 | 0 | 0 | 0 | 0 | 0 | 0 | 0 | 0 | 0 | 0 | 0 | 0 | 0 | 0 | 0 | 0 |  | 1 | 1 | 1 | 1 | 1 | 1 | 1 | 1 | 1 | 1 | 1 | 0
PG&E GBA | Riverbank | 115 | 0 | 0 | 0 | 0 | 0 | 0 | 0 | 0 | 0 | 0 | 0 | 0 | 0 | 0 | 0 | 0 | 0 | 0 | 0 | 0 |  | 0 | 0 | 0 | 0 | 0 | 0 | 0 | 0 | 0 | 0 | 0 | 0 | 0 | 0 | 0 | 0 | 0 | 0 | 0 | 0 | 0 |  | 0 | 0 | 0 | 0 | 0 | 0 | 0 | 0 | 0 | 0 | 0 | 0 | 0 | 0 | 0 | 0 | 0 | 0 | 0 |  | 1 | 1 | 1 | 1 | 1 | 1 | 1 | 1 | 1 | 1 | 1 | 0
SCE NOL | Roadway | 115 | 0 | 0 | 0 | 0 | 0 | 0 | 0 | 0 | 0 | 0 | 0 | 0 | 0 | 0 | 0 | 0 | 0 | 0 | 0 | 0 |  | 0 | 0 | 0 | 0 | 0 | 0 | 0 | 0 | 0 | 0 | 0 | 0 | 0 | 0 | 0 | 0 | 0 | 0 | 0 | 0 | 0 |  | 0 | 0 | 0 | 0 | 0 | 0 | 0 | 0 | 0 | 0 | 0 | 0 | 0 | 0 | 0 | 0 | 0 | 0 | 0 |  | 1 | 1 | 1 | 1 | 1 | 1 | 1 | 1 | 1 | 1 | 1 | 0
PG&E NGBA | Rock Creek 1 | 230 | 0 | 0 | 0 | 0 | 0 | 0 | 0 | 0 | 0 | 0 | 0 | 0 | 0 | 397.5 | 397.5 | 0 | 0 | 0 | 0 | 1 |  | 0 | 0 | 0 | 0 | 0 | 0 | 0 | 0 | 0 | 0 | 0 | 0 | 0 | 0 | 0 | 0 | 0 | 0 | 0 | 0 | 0 |  | 0 | 0 | 0 | 0 | 0 | 0 | 0 | 0 | 0 | 0 | 0 | 0 | 0 | 0 | 0 | 0 | 0 | 0 | 0 |  | 1 | 1 | 1 | 1 | 1 | 1 | 1 | 1 | 1 | 1 | 1 | 0
SCE Northern | Rosamond | 66 | 0 | 0 | 0 | 0 | 0 | 0 | 0 | 0 | 0 | 0 | 0 | 0 | 0 | 0 | 0 | 0 | 0 | 0 | 0 | 0 |  | 0 | 0 | 0 | 0 | 0 | 0 | 0 | 0 | 0 | 0 | 0 | 0 | 0 | 0 | 0 | 0 | 0 | 0 | 0 | 0 | 0 |  | 0 | 0 | 0 | 0 | 0 | 0 | 0 | 0 | 0 | 0 | 0 | 0 | 0 | 0 | 0 | 0 | 0 | 0 | 0 |  | 1 | 1 | 1 | 1 | 1 | 1 | 1 | 1 | 1 | 1 | 1 | 0
PG&E GBA | Rossmoor | 230 | 0 | 0 | 0 | 0 | 0 | 0 | 0 | 0 | 0 | 0 | 0 | 0 | 0 | 0 | 0 | 0 | 0 | 0 | 0 | 0 |  | 0 | 0 | 0 | 0 | 0 | 0 | 0 | 0 | 0 | 0 | 0 | 0 | 0 | 0 | 0 | 0 | 0 | 0 | 0 | 0 | 0 |  | 0 | 0 | 0 | 0 | 0 | 0 | 0 | 0 | 0 | 0 | 0 | 0 | 0 | 0 | 0 | 0 | 0 | 0 | 0 |  | 1 | 1 | 1 | 1 | 1 | 1 | 1 | 1 | 1 | 1 | 1 | 0
PG&E NGBA | Round Mountain | 230 | 80 | 0 | 0 | 0 | 0 | 0 | 0 | 0 | 0 | 0 | 0 | 0 | 0 | 0 | 0 | 0 | 0 | 0 | 0 | 1 |  | 0 | 0 | 0 | 0 | 0 | 0 | 0 | 0 | 0 | 0 | 0 | 0 | 0 | 0 | 0 | 0 | 0 | 0 | 0 | 0 | 0 |  | 0 | 0 | 0 | 0 | 0 | 0 | 0 | 0 | 0 | 0 | 0 | 0 | 0 | 0 | 0 | 0 | 0 | 0 | 0 |  | 1 | 1 | 1 | 1 | 1 | 1 | 1 | 1 | 1 | 1 | 1 | 0
PG&E NGBA | Round Mountain | 500 | 0 | 0 | 0 | 0 | 0 | 0 | 0 | 0 | 0 | 0 | 0 | 0 | 0 | 0 | 0 | 0 | 0 | 0 | 0 | 0 |  | 0 | 0 | 0 | 0 | 0 | 0 | 0 | 0 | 0 | 0 | 0 | 0 | 0 | 0 | 0 | 0 | 0 | 0 | 0 | 0 | 0 |  | 0 | 0 | 0 | 0 | 0 | 0 | 0 | 0 | 0 | 0 | 0 | 0 | 0 | 0 | 0 | 0 | 0 | 0 | 0 |  | 1 | 1 | 1 | 1 | 1 | 1 | 1 | 1 | 1 | 1 | 1 | 0
PG&E GBA | Salado | 115 | 0 | 0 | 0 | 0 | 0 | 0 | 0 | 0 | 0 | 0 | 0 | 0 | 0 | 0 | 0 | 0 | 0 | 0 | 0 | 0 |  | 0 | 0 | 0 | 0 | 0 | 0 | 0 | 0 | 0 | 0 | 0 | 0 | 0 | 0 | 0 | 0 | 0 | 0 | 0 | 0 | 0 |  | 0 | 0 | 0 | 0 | 0 | 0 | 0 | 0 | 0 | 0 | 0 | 0 | 0 | 0 | 0 | 0 | 0 | 0 | 0 |  | 1 | 1 | 1 | 1 | 1 | 1 | 1 | 1 | 1 | 1 | 1 | 0
PG&E GBA | Salado | 60 | 0 | 0 | 0 | 0 | 0 | 0 | 0 | 0 | 0 | 0 | 0 | 0 | 0 | 0 | 0 | 0 | 0 | 0 | 0 | 0 |  | 0 | 0 | 0 | 0 | 0 | 0 | 0 | 0 | 0 | 0 | 0 | 0 | 0 | 0 | 0 | 0 | 0 | 0 | 0 | 0 | 0 |  | 0 | 0 | 0 | 0 | 0 | 0 | 0 | 0 | 0 | 0 | 0 | 0 | 0 | 0 | 0 | 0 | 0 | 0 | 0 |  | 1 | 1 | 1 | 1 | 1 | 1 | 1 | 1 | 1 | 1 | 1 | 0
PG&E GBA | Salinas | 115 | 0 | 0 | 60 | 0 | 60 | 0 | 0 | 0 | 0 | 0 | 0 | 0 | 0 | 0 | 0 | 0 | 0 | 0 | 0 | 1 |  | 0 | 0 | 0 | 0 | 0 | 0 | 0 | 0 | 0 | 0 | 0 | 0 | 0 | 0 | 0 | 0 | 0 | 0 | 0 | 0 | 0 |  | 0 | 0 | 0 | 0 | 0 | 0 | 0 | 0 | 0 | 0 | 0 | 0 | 0 | 0 | 0 | 0 | 0 | 0 | 0 |  | 1 | 1 | 1 | 1 | 1 | 1 | 1 | 1 | 1 | 1 | 1 | 0
SDGE | Salt Creek | 69 | 0 | 0 | 0 | 0 | 0 | 0 | 0 | 0 | 0 | 0 | 0 | 0 | 0 | 0 | 0 | 0 | 0 | 0 | 0 | 0 |  | 0 | 0 | 0 | 0 | 0 | 0 | 0 | 0 | 0 | 0 | 0 | 0 | 0 | 0 | 0 | 0 | 0 | 0 | 0 | 0 | 0 |  | 0 | 0 | 0 | 0 | 0 | 0 | 0 | 0 | 0 | 0 | 0 | 0 | 0 | 0 | 0 | 0 | 0 | 0 | 0 |  | 1 | 1 | 1 | 1 | 1 | 1 | 1 | 1 | 1 | 1 | 1 | 0
SCE Eastern | San Bernardino | 230 | 0 | 0 | 0 | 0 | 0 | 0 | 0 | 0 | 0 | 0 | 0 | 0 | 0 | 0 | 0 | 0 | 0 | 0 | 0 | 0 |  | 0 | 0 | 0 | 0 | 0 | 0 | 0 | 0 | 0 | 0 | 0 | 0 | 0 | 0 | 0 | 0 | 0 | 0 | 0 | 0 | 0 |  | 0 | 0 | 0 | 0 | 0 | 0 | 0 | 0 | 0 | 0 | 0 | 0 | 0 | 0 | 0 | 0 | 0 | 0 | 0 |  | 1 | 1 | 1 | 1 | 1 | 1 | 1 | 1 | 1 | 1 | 1 | 0
PG&E GBA | SAN FRAN A (POTRERO PP) | 115 | 0 | 0 | 0 | 0 | 0 | 0 | 0 | 0 | 0 | 0 | 0 | 0 | 100 | 0 | 100 | 0 | 0 | 0 | 0 | 1 |  | 0 | 0 | 0 | 0 | 0 | 0 | 0 | 0 | 0 | 0 | 0 | 0 | 0 | 0 | 0 | 0 | 0 | 0 | 0 | 0 | 0 |  | 0 | 0 | 0 | 0 | 0 | 0 | 0 | 0 | 0 | 0 | 0 | 0 | 0 | 0 | 0 | 0 | 0 | 0 | 0 |  | 1 | 1 | 1 | 1 | 1 | 1 | 1 | 1 | 1 | 1 | 1 | 0
PG&E GBA | SAN FRAN A (POTRERO PP) | 230 | 0 | 0 | 0 | 0 | 0 | 0 | 0 | 0 | 0 | 0 | 0 | 0 | 0 | 0 | 0 | 0 | 0 | 0 | 0 | 0 |  | 0 | 0 | 0 | 0 | 0 | 0 | 0 | 0 | 0 | 0 | 0 | 0 | 0 | 0 | 0 | 0 | 0 | 0 | 0 | 0 | 0 |  | 0 | 0 | 0 | 0 | 0 | 0 | 0 | 0 | 0 | 0 | 0 | 0 | 0 | 0 | 0 | 0 | 0 | 0 | 0 |  | 1 | 1 | 1 | 1 | 1 | 1 | 1 | 1 | 1 | 1 | 1 | 0
PG&E GBA | San Jose A | 115 | 0 | 0 | 0 | 0 | 0 | 0 | 0 | 0 | 0 | 0 | 0 | 0 | 0 | 0 | 0 | 0 | 0 | 0 | 0 | 0 |  | 0 | 0 | 0 | 0 | 0 | 0 | 0 | 0 | 0 | 0 | 0 | 0 | 0 | 0 | 0 | 0 | 0 | 0 | 0 | 0 | 0 |  | 0 | 0 | 0 | 0 | 0 | 0 | 0 | 0 | 0 | 0 | 0 | 0 | 0 | 0 | 0 | 0 | 0 | 0 | 0 |  | 1 | 1 | 1 | 1 | 1 | 1 | 1 | 1 | 1 | 1 | 1 | 0
PG&E GBA | San Jose B | 115 | 0 | 0 | 0 | 0 | 0 | 0 | 0 | 0 | 0 | 0 | 0 | 0 | 0 | 0 | 0 | 0 | 0 | 0 | 0 | 0 |  | 0 | 0 | 0 | 0 | 0 | 0 | 0 | 0 | 0 | 0 | 0 | 0 | 0 | 0 | 0 | 0 | 0 | 0 | 0 | 0 | 0 |  | 0 | 0 | 0 | 0 | 0 | 0 | 0 | 0 | 0 | 0 | 0 | 0 | 0 | 0 | 0 | 0 | 0 | 0 | 0 |  | 1 | 1 | 1 | 1 | 1 | 1 | 1 | 1 | 1 | 1 | 1 | 0
PG&E GBA | San Leandro U | 115 | 0 | 0 | 0 | 0 | 0 | 0 | 0 | 0 | 0 | 0 | 0 | 0 | 70 | 0 | 70 | 0 | 0 | 0 | 0 | 1 |  | 0 | 0 | 0 | 0 | 0 | 0 | 0 | 0 | 0 | 0 | 0 | 0 | 0 | 0 | 0 | 0 | 0 | 0 | 0 | 0 | 0 |  | 0 | 0 | 0 | 0 | 0 | 0 | 0 | 0 | 0 | 0 | 0 | 0 | 0 | 0 | 0 | 0 | 0 | 0 | 0 |  | 1 | 1 | 1 | 1 | 1 | 1 | 1 | 1 | 1 | 1 | 1 | 0
PG&E KERN | San Luis Obispo | 115 | 0 | 0 | 0 | 0 | 0 | 0 | 0 | 0 | 0 | 0 | 0 | 0 | 0 | 0 | 0 | 0 | 0 | 0 | 0 | 0 |  | 0 | 0 | 0 | 0 | 0 | 0 | 0 | 0 | 0 | 0 | 0 | 0 | 0 | 0 | 0 | 0 | 0 | 0 | 0 | 0 | 0 |  | 0 | 0 | 0 | 0 | 0 | 0 | 0 | 0 | 0 | 0 | 0 | 0 | 0 | 0 | 0 | 0 | 0 | 0 | 0 |  | 1 | 1 | 1 | 1 | 1 | 1 | 1 | 1 | 1 | 1 | 1 | 0
PG&E KERN | San Luis Obispo | 70 | 0 | 0 | 0 | 0 | 0 | 0 | 0 | 0 | 0 | 0 | 0 | 0 | 0 | 0 | 0 | 0 | 0 | 0 | 0 | 0 |  | 0 | 0 | 0 | 0 | 0 | 0 | 0 | 0 | 0 | 0 | 0 | 0 | 0 | 0 | 0 | 0 | 0 | 0 | 0 | 0 | 0 |  | 0 | 0 | 0 | 0 | 0 | 0 | 0 | 0 | 0 | 0 | 0 | 0 | 0 | 0 | 0 | 0 | 0 | 0 | 0 |  | 1 | 1 | 1 | 1 | 1 | 1 | 1 | 1 | 1 | 1 | 1 | 0
SDGE | San Luis Rey | 230 | 0 | 0 | 0 | 0 | 0 | 0 | 0 | 0 | 0 | 0 | 0 | 0 | 0 | 0 | 0 | 0 | 0 | 0 | 0 | 0 |  | 0 | 0 | 0 | 0 | 0 | 0 | 0 | 0 | 0 | 0 | 0 | 0 | 0 | 0 | 0 | 0 | 0 | 0 | 0 | 0 | 0 |  | 0 | 0 | 0 | 0 | 0 | 0 | 0 | 0 | 0 | 0 | 0 | 0 | 0 | 0 | 0 | 0 | 0 | 0 | 0 |  | 1 | 1 | 1 | 1 | 1 | 1 | 1 | 1 | 1 | 1 | 1 | 0
SDGE | San Luis Rey | 69 | 0 | 0 | 0 | 0 | 0 | 0 | 0 | 0 | 0 | 0 | 0 | 0 | 0 | 0 | 0 | 0 | 0 | 0 | 0 | 0 |  | 0 | 0 | 0 | 0 | 0 | 0 | 0 | 0 | 0 | 0 | 0 | 0 | 0 | 0 | 0 | 0 | 0 | 0 | 0 | 0 | 0 |  | 0 | 0 | 0 | 0 | 0 | 0 | 0 | 0 | 0 | 0 | 0 | 0 | 0 | 0 | 0 | 0 | 0 | 0 | 0 |  | 1 | 1 | 1 | 1 | 1 | 1 | 1 | 1 | 1 | 1 | 1 | 0
SDGE | San Marcos | 69 | 0 | 0 | 0 | 0 | 0 | 0 | 0 | 0 | 0 | 0 | 0 | 0 | 0 | 0 | 0 | 0 | 0 | 0 | 0 | 0 |  | 0 | 0 | 0 | 0 | 0 | 0 | 0 | 0 | 0 | 0 | 0 | 0 | 0 | 0 | 0 | 0 | 0 | 0 | 0 | 0 | 0 |  | 0 | 0 | 0 | 0 | 0 | 0 | 0 | 0 | 0 | 0 | 0 | 0 | 0 | 0 | 0 | 0 | 0 | 0 | 0 |  | 1 | 1 | 1 | 1 | 1 | 1 | 1 | 1 | 1 | 1 | 1 | 0
SCE Metro | San Onofre | 230 | 0 | 0 | 0 | 0 | 0 | 0 | 0 | 0 | 0 | 0 | 0 | 0 | 0 | 0 | 0 | 0 | 0 | 0 | 0 | 0 |  | 0 | 0 | 0 | 0 | 0 | 0 | 0 | 0 | 0 | 0 | 0 | 0 | 0 | 0 | 0 | 0 | 0 | 0 | 0 | 0 | 0 |  | 0 | 0 | 0 | 0 | 0 | 0 | 0 | 0 | 0 | 0 | 0 | 0 | 0 | 0 | 0 | 0 | 0 | 0 | 0 |  | 1 | 1 | 1 | 1 | 1 | 1 | 1 | 1 | 1 | 1 | 1 | 0
PG&E GBA | San Pablo | 115 | 0 | 0 | 0 | 0 | 0 | 0 | 0 | 0 | 0 | 0 | 0 | 0 | 0 | 40 | 40 | 0 | 0 | 0 | 0 | 1 |  | 0 | 0 | 0 | 0 | 0 | 0 | 0 | 0 | 0 | 0 | 0 | 0 | 0 | 0 | 0 | 0 | 0 | 0 | 0 | 0 | 0 |  | 0 | 0 | 0 | 0 | 0 | 0 | 0 | 0 | 0 | 0 | 0 | 0 | 0 | 0 | 0 | 0 | 0 | 0 | 0 |  | 1 | 1 | 1 | 1 | 1 | 1 | 1 | 1 | 1 | 1 | 1 | 0
PG&E GBA | San Ramon | 230 | 0 | 0 | 0 | 0 | 0 | 0 | 0 | 0 | 0 | 0 | 0 | 0 | 0 | 0 | 0 | 0 | 0 | 0 | 0 | 0 |  | 0 | 0 | 0 | 0 | 0 | 0 | 0 | 0 | 0 | 0 | 0 | 0 | 0 | 0 | 0 | 0 | 0 | 0 | 0 | 0 | 0 |  | 0 | 0 | 0 | 0 | 0 | 0 | 0 | 0 | 0 | 0 | 0 | 0 | 0 | 0 | 0 | 0 | 0 | 0 | 0 |  | 1 | 1 | 1 | 1 | 1 | 1 | 1 | 1 | 1 | 1 | 1 | 0
SDGE | San Ysidro | 69 | 0 | 0 | 0 | 0 | 0 | 0 | 0 | 0 | 0 | 0 | 0 | 0 | 0 | 0 | 0 | 0 | 0 | 0 | 0 | 0 |  | 0 | 0 | 0 | 0 | 0 | 0 | 0 | 0 | 0 | 0 | 0 | 0 | 0 | 0 | 0 | 0 | 0 | 0 | 0 | 0 | 0 |  | 0 | 0 | 0 | 0 | 0 | 0 | 0 | 0 | 0 | 0 | 0 | 0 | 0 | 0 | 0 | 0 | 0 | 0 | 0 |  | 1 | 1 | 1 | 1 | 1 | 1 | 1 | 1 | 1 | 1 | 1 | 0
SCE NOL | Sandlot | 230 | 0 | 0 | 0 | 0 | 0 | 0 | 0 | 0 | 0 | 0 | 0 | 0 | 0 | 0 | 0 | 0 | 0 | 0 | 0 | 0 |  | 0 | 0 | 0 | 0 | 0 | 0 | 0 | 0 | 0 | 0 | 0 | 0 | 0 | 0 | 0 | 0 | 0 | 0 | 0 | 0 | 0 |  | 0 | 0 | 0 | 0 | 0 | 0 | 0 | 0 | 0 | 0 | 0 | 0 | 0 | 0 | 0 | 0 | 0 | 0 | 0 |  | 1 | 1 | 1 | 1 | 1 | 1 | 1 | 1 | 1 | 1 | 1 | 0
EOP | Sandy | 138 | 0 | 0 | 0 | 0 | 0 | 0 | 0 | 0 | 0 | 0 | 0 | 0 | 0 | 0 | 0 | 0 | 0 | 0 | 0 | 0 |  | 0 | 0 | 0 | 0 | 0 | 0 | 0 | 0 | 0 | 0 | 0 | 0 | 0 | 0 | 0 | 0 | 0 | 0 | 0 | 0 | 0 |  | 0 | 0 | 0 | 0 | 0 | 0 | 0 | 0 | 0 | 0 | 0 | 0 | 0 | 0 | 0 | 0 | 0 | 0 | 0 |  | 1 | 1 | 1 | 1 | 1 | 1 | 1 | 1 | 1 | 1 | 1 | 0
PG&E FRESNO | Sanger | 115 | 0 | 0 | 0 | 0 | 0 | 0 | 0 | 0 | 0 | 0 | 0 | 0 | 0 | 0 | 0 | 0 | 0 | 0 | 0 | 0 |  | 0 | 0 | 0 | 0 | 0 | 0 | 0 | 0 | 0 | 0 | 0 | 0 | 0 | 0 | 0 | 0 | 0 | 0 | 0 | 0 | 0 |  | 0 | 0 | 0 | 0 | 0 | 0 | 0 | 0 | 0 | 0 | 0 | 0 | 0 | 0 | 0 | 0 | 0 | 0 | 0 |  | 1 | 1 | 1 | 1 | 1 | 1 | 1 | 1 | 1 | 1 | 1 | 0
SCE Northern | Santa Clara | 230 | 0 | 0 | 0 | 0 | 0 | 0 | 0 | 0 | 0 | 0 | 0 | 0 | 0 | 0 | 0 | 0 | 0 | 0 | 0 | 0 |  | 0 | 0 | 0 | 0 | 0 | 0 | 0 | 0 | 0 | 0 | 0 | 0 | 0 | 0 | 0 | 0 | 0 | 0 | 0 | 0 | 0 |  | 0 | 0 | 0 | 0 | 0 | 0 | 0 | 0 | 0 | 0 | 0 | 0 | 0 | 0 | 0 | 0 | 0 | 0 | 0 |  | 1 | 1 | 1 | 1 | 1 | 1 | 1 | 1 | 1 | 1 | 1 | 0
PG&E NGBA | Santa Rosa A | 115 | 0 | 0 | 0 | 0 | 0 | 0 | 0 | 0 | 0 | 0 | 0 | 0 | 0 | 0 | 0 | 0 | 0 | 0 | 0 | 0 |  | 0 | 0 | 0 | 0 | 0 | 0 | 0 | 0 | 0 | 0 | 0 | 0 | 0 | 0 | 0 | 0 | 0 | 0 | 0 | 0 | 0 |  | 0 | 0 | 0 | 0 | 0 | 0 | 0 | 0 | 0 | 0 | 0 | 0 | 0 | 0 | 0 | 0 | 0 | 0 | 0 |  | 1 | 1 | 1 | 1 | 1 | 1 | 1 | 1 | 1 | 1 | 1 | 0
PG&E GBA | Santa Teresa | 115 | 0 | 0 | 0 | 0 | 0 | 0 | 0 | 0 | 0 | 0 | 0 | 0 | 0 | 0 | 0 | 0 | 0 | 0 | 0 | 0 |  | 0 | 0 | 0 | 0 | 0 | 0 | 0 | 0 | 0 | 0 | 0 | 0 | 0 | 0 | 0 | 0 | 0 | 0 | 0 | 0 | 0 |  | 0 | 0 | 0 | 0 | 0 | 0 | 0 | 0 | 0 | 0 | 0 | 0 | 0 | 0 | 0 | 0 | 0 | 0 | 0 |  | 1 | 1 | 1 | 1 | 1 | 1 | 1 | 1 | 1 | 1 | 1 | 0
SDGE | Santee | 138 | 0 | 0 | 0 | 0 | 0 | 0 | 0 | 0 | 0 | 0 | 0 | 0 | 0 | 0 | 0 | 10 | 0 | 10 | 0 | 1 |  | 0 | 0 | 0 | 0 | 0 | 0 | 0 | 0 | 0 | 0 | 0 | 0 | 0 | 0 | 0 | 0 | 0 | 0 | 0 | 0 | 0 |  | 0 | 0 | 0 | 0 | 0 | 0 | 0 | 0 | 0 | 0 | 0 | 0 | 0 | 0 | 0 | 0 | 0 | 0 | 0 |  | 1 | 1 | 1 | 1 | 1 | 1 | 1 | 1 | 1 | 1 | 1 | 0
SCE Metro | Santiago | 230 | 0 | 0 | 0 | 0 | 0 | 0 | 0 | 0 | 0 | 0 | 0 | 0 | 0 | 0 | 0 | 0 | 300 | 300 | 0 | 1 |  | 0 | 0 | 0 | 0 | 0 | 0 | 0 | 0 | 0 | 0 | 0 | 0 | 0 | 0 | 0 | 0 | 0 | 0 | 0 | 0 | 0 |  | 0 | 0 | 0 | 0 | 0 | 0 | 0 | 0 | 0 | 0 | 0 | 0 | 0 | 0 | 0 | 0 | 0 | 0 | 0 |  | 1 | 1 | 1 | 1 | 1 | 1 | 1 | 1 | 1 | 1 | 1 | 0
PG&E GBA | Saratoga | 230 | 0 | 0 | 0 | 0 | 0 | 0 | 0 | 0 | 0 | 0 | 0 | 0 | 0 | 0 | 0 | 0 | 0 | 0 | 0 | 0 |  | 0 | 0 | 0 | 0 | 0 | 0 | 0 | 0 | 0 | 0 | 0 | 0 | 0 | 0 | 0 | 0 | 0 | 0 | 0 | 0 | 0 |  | 0 | 0 | 0 | 0 | 0 | 0 | 0 | 0 | 0 | 0 | 0 | 0 | 0 | 0 | 0 | 0 | 0 | 0 | 0 |  | 1 | 1 | 1 | 1 | 1 | 1 | 1 | 1 | 1 | 1 | 1 | 0
SCE Northern | Saugus | 230 | 0 | 0 | 0 | 0 | 0 | 0 | 0 | 0 | 0 | 0 | 0 | 0 | 0 | 0 | 0 | 0 | 0 | 0 | 0 | 0 |  | 0 | 0 | 0 | 0 | 0 | 0 | 0 | 0 | 0 | 0 | 0 | 0 | 0 | 0 | 0 | 0 | 0 | 0 | 0 | 0 | 0 |  | 0 | 0 | 0 | 0 | 0 | 0 | 0 | 0 | 0 | 0 | 0 | 0 | 0 | 0 | 0 | 0 | 0 | 0 | 0 |  | 1 | 1 | 1 | 1 | 1 | 1 | 1 | 1 | 1 | 1 | 1 | 0
PG&E FRESNO | Schindler | 115 | 0 | 0 | 0 | 0 | 0 | 0 | 0 | 0 | 0 | 0 | 0 | 0 | 110 | 0 | 110 | 0 | 0 | 0 | 0 | 1 |  | 0 | 0 | 0 | 0 | 0 | 0 | 0 | 0 | 0 | 0 | 0 | 0 | 0 | 0 | 0 | 0 | 0 | 0 | 0 | 0 | 0 |  | 0 | 0 | 0 | 0 | 0 | 0 | 0 | 0 | 0 | 0 | 0 | 0 | 0 | 0 | 0 | 0 | 0 | 0 | 0 |  | 1 | 1 | 1 | 1 | 1 | 1 | 1 | 1 | 1 | 1 | 1 | 0
PG&E FRESNO | Schindler | 70 | 0 | 0 | 0 | 0 | 0 | 0 | 0 | 0 | 0 | 0 | 0 | 0 | 0 | 0 | 0 | 0 | 0 | 0 | 0 | 0 |  | 0 | 0 | 0 | 0 | 0 | 0 | 0 | 0 | 0 | 0 | 0 | 0 | 0 | 0 | 0 | 0 | 0 | 0 | 0 | 0 | 0 |  | 0 | 0 | 0 | 0 | 0 | 0 | 0 | 0 | 0 | 0 | 0 | 0 | 0 | 0 | 0 | 0 | 0 | 0 | 0 |  | 1 | 1 | 1 | 1 | 1 | 1 | 1 | 1 | 1 | 1 | 1 | 0
PG&E GBA | Schulte | 115 | 0 | 0 | 0 | 0 | 0 | 0 | 0 | 0 | 0 | 0 | 0 | 0 | 40 | 0 | 40 | 13.3 | 0 | 13.3 | 0 | 1 |  | 0 | 0 | 0 | 0 | 0 | 0 | 0 | 0 | 0 | 0 | 0 | 0 | 0 | 0 | 0 | 0 | 0 | 0 | 0 | 0 | 0 |  | 0 | 0 | 0 | 0 | 0 | 0 | 0 | 0 | 0 | 0 | 0 | 0 | 0 | 0 | 0 | 0 | 0 | 0 | 0 |  | 1 | 1 | 1 | 1 | 1 | 1 | 1 | 1 | 1 | 1 | 1 | 0
SDGE | Scripps | 69 | 0 | 0 | 0 | 0 | 0 | 0 | 0 | 0 | 0 | 0 | 0 | 0 | 0 | 0 | 0 | 0 | 0 | 0 | 0 | 0 |  | 0 | 0 | 0 | 0 | 0 | 0 | 0 | 0 | 0 | 0 | 0 | 0 | 0 | 0 | 0 | 0 | 0 | 0 | 0 | 0 | 0 |  | 0 | 0 | 0 | 0 | 0 | 0 | 0 | 0 | 0 | 0 | 0 | 0 | 0 | 0 | 0 | 0 | 0 | 0 | 0 |  | 1 | 1 | 1 | 1 | 1 | 1 | 1 | 1 | 1 | 1 | 1 | 0
PG&E KERN | Semitropic | 115 | 0 | 0 | 0 | 0 | 0 | 0 | 0 | 0 | 0 | 0 | 0 | 4.66 | 0 | 95 | 95 | 0 | 0 | 0 | 0 | 1 |  | 0 | 0 | 0 | 0 | 0 | 0 | 0 | 0 | 0 | 0 | 0 | 0 | 0 | 0 | 0 | 0 | 0 | 0 | 0 | 0 | 0 |  | 0 | 0 | 0 | 0 | 0 | 0 | 0 | 0 | 0 | 0 | 0 | 0 | 0 | 0 | 0 | 0 | 0 | 0 | 0 |  | 1 | 1 | 1 | 1 | 1 | 1 | 1 | 1 | 1 | 1 | 1 | 0
SCE Metro | Serrano | 230 | 0 | 0 | 0 | 0 | 0 | 0 | 0 | 0 | 0 | 0 | 0 | 0 | 0 | 0 | 0 | 0 | 0 | 0 | 0 | 0 |  | 0 | 0 | 0 | 0 | 0 | 0 | 0 | 0 | 0 | 0 | 0 | 0 | 0 | 0 | 0 | 0 | 0 | 0 | 0 | 0 | 0 |  | 0 | 0 | 0 | 0 | 0 | 0 | 0 | 0 | 0 | 0 | 0 | 0 | 0 | 0 | 0 | 0 | 0 | 0 | 0 |  | 1 | 1 | 1 | 1 | 1 | 1 | 1 | 1 | 1 | 1 | 1 | 0
SCE Metro | Serrano | 500 | 0 | 0 | 0 | 0 | 0 | 0 | 0 | 0 | 0 | 0 | 0 | 0 | 0 | 0 | 0 | 0 | 400 | 400 | 0 | 1 |  | 0 | 0 | 0 | 0 | 0 | 0 | 0 | 0 | 0 | 0 | 0 | 0 | 0 | 0 | 0 | 0 | 0 | 0 | 0 | 0 | 0 |  | 0 | 0 | 0 | 0 | 0 | 0 | 0 | 0 | 0 | 0 | 0 | 0 | 0 | 0 | 0 | 0 | 0 | 0 | 0 |  | 1 | 1 | 1 | 1 | 1 | 1 | 1 | 1 | 1 | 1 | 1 | 0
SDGE | Shadowridge | 138 | 0 | 0 | 0 | 0 | 0 | 0 | 0 | 0 | 0 | 0 | 0 | 0 | 0 | 0 | 0 | 0 | 0 | 0 | 0 | 0 |  | 0 | 0 | 0 | 0 | 0 | 0 | 0 | 0 | 0 | 0 | 0 | 0 | 0 | 0 | 0 | 0 | 0 | 0 | 0 | 0 | 0 |  | 0 | 0 | 0 | 0 | 0 | 0 | 0 | 0 | 0 | 0 | 0 | 0 | 0 | 0 | 0 | 0 | 0 | 0 | 0 |  | 1 | 1 | 1 | 1 | 1 | 1 | 1 | 1 | 1 | 1 | 1 | 0
PG&E KERN | Shafter | 115 | 0 | 0 | 0 | 0 | 0 | 0 | 0 | 0 | 0 | 0 | 0 | 2.25 | 0 | 100 | 100 | 0 | 0 | 0 | 0 | 1 |  | 0 | 0 | 0 | 0 | 0 | 0 | 0 | 0 | 0 | 0 | 0 | 0 | 0 | 0 | 0 | 0 | 0 | 0 | 0 | 0 | 0 |  | 0 | 0 | 0 | 0 | 0 | 0 | 0 | 0 | 0 | 0 | 0 | 0 | 0 | 0 | 0 | 0 | 0 | 0 | 0 |  | 1 | 1 | 1 | 1 | 1 | 1 | 1 | 1 | 1 | 1 | 1 | 0
PG&E NGBA | Silverado | 115 | 0 | 0 | 0 | 0 | 0 | 0 | 0 | 0 | 0 | 0 | 0 | 0 | 0 | 0 | 0 | 0 | 0 | 0 | 0 | 0 |  | 0 | 0 | 0 | 0 | 0 | 0 | 0 | 0 | 0 | 0 | 0 | 0 | 0 | 0 | 0 | 0 | 0 | 0 | 0 | 0 | 0 |  | 0 | 0 | 0 | 0 | 0 | 0 | 0 | 0 | 0 | 0 | 0 | 0 | 0 | 0 | 0 | 0 | 0 | 0 | 0 |  | 1 | 1 | 1 | 1 | 1 | 1 | 1 | 1 | 1 | 1 | 1 | 0
SDGE | Silvergate | 230 | 0 | 0 | 0 | 0 | 0 | 0 | 0 | 0 | 0 | 0 | 0 | 0 | 60 | 0 | 60 | 0 | 0 | 0 | 0 | 1 |  | 0 | 0 | 0 | 0 | 0 | 0 | 0 | 0 | 0 | 0 | 0 | 0 | 0 | 0 | 0 | 0 | 0 | 0 | 0 | 0 | 0 |  | 0 | 0 | 0 | 0 | 0 | 0 | 0 | 0 | 0 | 0 | 0 | 0 | 0 | 0 | 0 | 0 | 0 | 0 | 0 |  | 1 | 1 | 1 | 1 | 1 | 1 | 1 | 1 | 1 | 1 | 1 | 0
SDGE | Silvergate | 69 | 0 | 0 | 0 | 0 | 0 | 0 | 0 | 0 | 0 | 0 | 0 | 0 | 0 | 0 | 0 | 0 | 0 | 0 | 0 | 0 |  | 0 | 0 | 0 | 0 | 0 | 0 | 0 | 0 | 0 | 0 | 0 | 0 | 0 | 0 | 0 | 0 | 0 | 0 | 0 | 0 | 0 |  | 0 | 0 | 0 | 0 | 0 | 0 | 0 | 0 | 0 | 0 | 0 | 0 | 0 | 0 | 0 | 0 | 0 | 0 | 0 |  | 1 | 1 | 1 | 1 | 1 | 1 | 1 | 1 | 1 | 1 | 1 | 0
PG&E KERN | Sisquoc | 115 | 0 | 0 | 0 | 0 | 0 | 0 | 0 | 0 | 0 | 0 | 0 | 0 | 0 | 100 | 100 | 0 | 0 | 0 | 0 | 1 |  | 0 | 0 | 0 | 0 | 0 | 0 | 0 | 0 | 0 | 0 | 0 | 0 | 0 | 0 | 0 | 0 | 0 | 0 | 0 | 0 | 0 |  | 0 | 0 | 0 | 0 | 0 | 0 | 0 | 0 | 0 | 0 | 0 | 0 | 0 | 0 | 0 | 0 | 0 | 0 | 0 |  | 1 | 1 | 1 | 1 | 1 | 1 | 1 | 1 | 1 | 1 | 1 | 0
EOP | Sloan Canyon | 230 | 0 | 0 | 321 | 0 | 321 | 0 | 0 | 0 | 0 | 0 | 0 | 0 | 0 | 0 | 0 | 0 | 0 | 0 | 0 | 1 |  | 0 | 0 | 0 | 0 | 0 | 0 | 0 | 0 | 0 | 0 | 0 | 0 | 0 | 0 | 0 | 0 | 0 | 0 | 0 | 0 | 0 |  | 0 | 0 | 0 | 0 | 0 | 0 | 0 | 0 | 0 | 0 | 0 | 0 | 0 | 0 | 0 | 0 | 0 | 0 | 0 |  | 1 | 1 | 1 | 1 | 1 | 1 | 1 | 1 | 1 | 1 | 1 | 0
EOP | Sloan Canyon | 500 | 0 | 0 | 0 | 0 | 0 | 0 | 0 | 0 | 0 | 0 | 0 | 0 | 0 | 0 | 0 | 0 | 0 | 0 | 0 | 0 |  | 0 | 0 | 0 | 0 | 0 | 0 | 0 | 0 | 0 | 0 | 0 | 0 | 0 | 0 | 0 | 0 | 0 | 0 | 0 | 0 | 0 |  | 0 | 0 | 0 | 0 | 0 | 0 | 0 | 0 | 0 | 0 | 0 | 0 | 0 | 0 | 0 | 0 | 0 | 0 | 0 |  | 1 | 1 | 1 | 1 | 1 | 1 | 1 | 1 | 1 | 1 | 1 | 0
PG&E KERN | Smyrna | 115 | 0 | 0 | 0 | 0 | 0 | 0 | 0 | 0 | 0 | 0 | 0 | 0 | 0 | 0 | 0 | 0 | 0 | 0 | 0 | 0 |  | 0 | 0 | 0 | 0 | 0 | 0 | 0 | 0 | 0 | 0 | 0 | 0 | 0 | 0 | 0 | 0 | 0 | 0 | 0 | 0 | 0 |  | 0 | 0 | 0 | 0 | 0 | 0 | 0 | 0 | 0 | 0 | 0 | 0 | 0 | 0 | 0 | 0 | 0 | 0 | 0 |  | 1 | 1 | 1 | 1 | 1 | 1 | 1 | 1 | 1 | 1 | 1 | 0
PG&E GBA | Sobrante | 115 | 0 | 0 | 0 | 0 | 0 | 0 | 0 | 0 | 0 | 0 | 0 | 0 | 0 | 40 | 40 | 0 | 0 | 0 | 0 | 1 |  | 0 | 0 | 0 | 0 | 0 | 0 | 0 | 0 | 0 | 0 | 0 | 0 | 0 | 0 | 0 | 0 | 0 | 0 | 0 | 0 | 0 |  | 0 | 0 | 0 | 0 | 0 | 0 | 0 | 0 | 0 | 0 | 0 | 0 | 0 | 0 | 0 | 0 | 0 | 0 | 0 |  | 1 | 1 | 1 | 1 | 1 | 1 | 1 | 1 | 1 | 1 | 1 | 0
PG&E GBA | Sobrante | 230 | 0 | 0 | 0 | 0 | 0 | 0 | 0 | 0 | 0 | 0 | 0 | 0 | 0 | 0 | 0 | 0 | 0 | 0 | 0 | 0 |  | 0 | 0 | 0 | 0 | 0 | 0 | 0 | 0 | 0 | 0 | 0 | 0 | 0 | 0 | 0 | 0 | 0 | 0 | 0 | 0 | 0 |  | 0 | 0 | 0 | 0 | 0 | 0 | 0 | 0 | 0 | 0 | 0 | 0 | 0 | 0 | 0 | 0 | 0 | 0 | 0 |  | 1 | 1 | 1 | 1 | 1 | 1 | 1 | 1 | 1 | 1 | 1 | 0
PG&E KERN | Solar | 230 | 0 | 0 | 0 | 0 | 0 | 0 | 0 | 0 | 0 | 0 | 0 | 0 | 0 | 0 | 0 | 0 | 0 | 0 | 0 | 0 |  | 0 | 0 | 0 | 0 | 0 | 0 | 0 | 0 | 0 | 0 | 0 | 0 | 0 | 0 | 0 | 0 | 0 | 0 | 0 | 0 | 0 |  | 0 | 0 | 0 | 0 | 0 | 0 | 0 | 0 | 0 | 0 | 0 | 0 | 0 | 0 | 0 | 0 | 0 | 0 | 0 |  | 1 | 1 | 1 | 1 | 1 | 1 | 1 | 1 | 1 | 1 | 1 | 0
PG&E GBA | Soledad | 115 | 0 | 0 | 50 | 0 | 50 | 0 | 0 | 0 | 0 | 0 | 0 | 0 | 0 | 0 | 0 | 0 | 0 | 0 | 0 | 1 |  | 0 | 0 | 0 | 0 | 0 | 0 | 0 | 0 | 0 | 0 | 0 | 0 | 0 | 0 | 0 | 0 | 0 | 0 | 0 | 0 | 0 |  | 0 | 0 | 0 | 0 | 0 | 0 | 0 | 0 | 0 | 0 | 0 | 0 | 0 | 0 | 0 | 0 | 0 | 0 | 0 |  | 1 | 1 | 1 | 1 | 1 | 1 | 1 | 1 | 1 | 1 | 1 | 0
PG&E GBA | Soledad | 60 | 0 | 0 | 0 | 0 | 0 | 0 | 0 | 0 | 0 | 0 | 0 | 0 | 0 | 0 | 0 | 0 | 0 | 0 | 0 | 0 |  | 0 | 0 | 0 | 0 | 0 | 0 | 0 | 0 | 0 | 0 | 0 | 0 | 0 | 0 | 0 | 0 | 0 | 0 | 0 | 0 | 0 |  | 0 | 0 | 0 | 0 | 0 | 0 | 0 | 0 | 0 | 0 | 0 | 0 | 0 | 0 | 0 | 0 | 0 | 0 | 0 |  | 1 | 1 | 1 | 1 | 1 | 1 | 1 | 1 | 1 | 1 | 1 | 0
SDGE | Spring Valley | 69 | 0 | 0 | 0 | 0 | 0 | 0 | 0 | 0 | 0 | 0 | 0 | 0 | 0 | 0 | 0 | 0 | 0 | 0 | 0 | 0 |  | 0 | 0 | 0 | 0 | 0 | 0 | 0 | 0 | 0 | 0 | 0 | 0 | 0 | 0 | 0 | 0 | 0 | 0 | 0 | 0 | 0 |  | 0 | 0 | 0 | 0 | 0 | 0 | 0 | 0 | 0 | 0 | 0 | 0 | 0 | 0 | 0 | 0 | 0 | 0 | 0 |  | 1 | 1 | 1 | 1 | 1 | 1 | 1 | 1 | 1 | 1 | 1 | 0
SCE Northern | Springville | 230 | 0 | 0 | 0 | 0 | 0 | 0 | 0 | 0 | 0 | 0 | 0 | 3 | 0 | 0 | 0 | 225 | 0 | 225 | 0 | 1 |  | 0 | 0 | 0 | 0 | 0 | 0 | 0 | 0 | 0 | 0 | 0 | 0 | 0 | 0 | 0 | 0 | 0 | 0 | 0 | 0 | 0 |  | 0 | 0 | 0 | 0 | 0 | 0 | 0 | 0 | 0 | 0 | 0 | 0 | 0 | 0 | 0 | 0 | 0 | 0 | 0 |  | 1 | 1 | 1 | 1 | 1 | 1 | 1 | 1 | 1 | 1 | 1 | 0
PG&E GBA | Stagg | 230 | 0 | 0 | 0 | 0 | 0 | 0 | 0 | 0 | 0 | 0 | 0 | 0 | 0 | 0 | 0 | 0 | 0 | 0 | 0 | 0 |  | 0 | 0 | 0 | 0 | 0 | 0 | 0 | 0 | 0 | 0 | 0 | 0 | 0 | 0 | 0 | 0 | 0 | 0 | 0 | 0 | 0 |  | 0 | 0 | 0 | 0 | 0 | 0 | 0 | 0 | 0 | 0 | 0 | 0 | 0 | 0 | 0 | 0 | 0 | 0 | 0 |  | 1 | 1 | 1 | 1 | 1 | 1 | 1 | 1 | 1 | 1 | 1 | 0
PG&E GBA | Standard Oil | 115 | 0 | 0 | 0 | 0 | 0 | 0 | 0 | 0 | 0 | 0 | 0 | 0 | 0 | 40 | 40 | 0 | 0 | 0 | 0 | 1 |  | 0 | 0 | 0 | 0 | 0 | 0 | 0 | 0 | 0 | 0 | 0 | 0 | 0 | 0 | 0 | 0 | 0 | 0 | 0 | 0 | 0 |  | 0 | 0 | 0 | 0 | 0 | 0 | 0 | 0 | 0 | 0 | 0 | 0 | 0 | 0 | 0 | 0 | 0 | 0 | 0 |  | 1 | 1 | 1 | 1 | 1 | 1 | 1 | 1 | 1 | 1 | 1 | 0
PG&E GBA | Stanislaus | 115 | 0 | 0 | 0 | 0 | 0 | 0 | 0 | 0 | 0 | 0 | 0 | 0 | 0 | 0 | 0 | 0 | 0 | 0 | 0 | 0 |  | 0 | 0 | 0 | 0 | 0 | 0 | 0 | 0 | 0 | 0 | 0 | 0 | 0 | 0 | 0 | 0 | 0 | 0 | 0 | 0 | 0 |  | 0 | 0 | 0 | 0 | 0 | 0 | 0 | 0 | 0 | 0 | 0 | 0 | 0 | 0 | 0 | 0 | 0 | 0 | 0 |  | 1 | 1 | 1 | 1 | 1 | 1 | 1 | 1 | 1 | 1 | 1 | 0
PG&E KERN | Stockdale | 115 | 0 | 0 | 0 | 0 | 0 | 0 | 0 | 0 | 0 | 0 | 0 | 0 | 100 | 0 | 100 | 0 | 0 | 0 | 0 | 1 |  | 0 | 0 | 0 | 0 | 0 | 0 | 0 | 0 | 0 | 0 | 0 | 0 | 0 | 0 | 0 | 0 | 0 | 0 | 0 | 0 | 0 |  | 0 | 0 | 0 | 0 | 0 | 0 | 0 | 0 | 0 | 0 | 0 | 0 | 0 | 0 | 0 | 0 | 0 | 0 | 0 |  | 1 | 1 | 1 | 1 | 1 | 1 | 1 | 1 | 1 | 1 | 1 | 0
PG&E KERN | Stockdale | 230 | 0 | 0 | 0 | 0 | 0 | 0 | 0 | 0 | 0 | 0 | 0 | 0 | 0 | 0 | 0 | 0 | 0 | 0 | 0 | 0 |  | 0 | 0 | 0 | 0 | 0 | 0 | 0 | 0 | 0 | 0 | 0 | 0 | 0 | 0 | 0 | 0 | 0 | 0 | 0 | 0 | 0 |  | 0 | 0 | 0 | 0 | 0 | 0 | 0 | 0 | 0 | 0 | 0 | 0 | 0 | 0 | 0 | 0 | 0 | 0 | 0 |  | 1 | 1 | 1 | 1 | 1 | 1 | 1 | 1 | 1 | 1 | 1 | 0
PG&E GBA | Stockton A | 115 | 0 | 0 | 0 | 0 | 0 | 0 | 0 | 0 | 0 | 0 | 0 | 0 | 0 | 0 | 0 | 0 | 0 | 0 | 0 | 0 |  | 0 | 0 | 0 | 0 | 0 | 0 | 0 | 0 | 0 | 0 | 0 | 0 | 0 | 0 | 0 | 0 | 0 | 0 | 0 | 0 | 0 |  | 0 | 0 | 0 | 0 | 0 | 0 | 0 | 0 | 0 | 0 | 0 | 0 | 0 | 0 | 0 | 0 | 0 | 0 | 0 |  | 1 | 1 | 1 | 1 | 1 | 1 | 1 | 1 | 1 | 1 | 1 | 0
PG&E GBA | Stone | 115 | 0 | 0 | 0 | 0 | 0 | 0 | 0 | 0 | 0 | 0 | 0 | 0 | 0 | 0 | 0 | 0 | 0 | 0 | 0 | 0 |  | 0 | 0 | 0 | 0 | 0 | 0 | 0 | 0 | 0 | 0 | 0 | 0 | 0 | 0 | 0 | 0 | 0 | 0 | 0 | 0 | 0 |  | 0 | 0 | 0 | 0 | 0 | 0 | 0 | 0 | 0 | 0 | 0 | 0 | 0 | 0 | 0 | 0 | 0 | 0 | 0 |  | 1 | 1 | 1 | 1 | 1 | 1 | 1 | 1 | 1 | 1 | 1 | 0
PG&E FRESNO | Storey | 230 | 0 | 0 | 0 | 0 | 0 | 0 | 0 | 0 | 0 | 0 | 0 | 0 | 0 | 0 | 0 | 0 | 0 | 0 | 0 | 0 |  | 0 | 0 | 0 | 0 | 0 | 0 | 0 | 0 | 0 | 0 | 0 | 0 | 0 | 0 | 0 | 0 | 0 | 0 | 0 | 0 | 0 |  | 0 | 0 | 0 | 0 | 0 | 0 | 0 | 0 | 0 | 0 | 0 | 0 | 0 | 0 | 0 | 0 | 0 | 0 | 0 |  | 1 | 1 | 1 | 1 | 1 | 1 | 1 | 1 | 1 | 1 | 1 | 0
PG&E NGBA | Summit | 115 | 0 | 0 | 0 | 0 | 0 | 0 | 0 | 0 | 0 | 0 | 0 | 0 | 0 | 0 | 0 | 0 | 0 | 0 | 0 | 0 |  | 0 | 0 | 0 | 0 | 0 | 0 | 0 | 0 | 0 | 0 | 0 | 0 | 0 | 0 | 0 | 0 | 0 | 0 | 0 | 0 | 0 |  | 0 | 0 | 0 | 0 | 0 | 0 | 0 | 0 | 0 | 0 | 0 | 0 | 0 | 0 | 0 | 0 | 0 | 0 | 0 |  | 1 | 1 | 1 | 1 | 1 | 1 | 1 | 1 | 1 | 1 | 1 | 0
SDGE | Suncrest | 230 | 0 | 0 | 0 | 0 | 0 | 0 | 0 | 0 | 0 | 0 | 0 | 0 | 0 | 0 | 0 | 0 | 0 | 0 | 0 | 0 |  | 0 | 0 | 0 | 0 | 0 | 0 | 0 | 0 | 0 | 0 | 0 | 0 | 0 | 0 | 0 | 0 | 0 | 0 | 0 | 0 | 0 |  | 0 | 0 | 0 | 0 | 0 | 0 | 0 | 0 | 0 | 0 | 0 | 0 | 0 | 0 | 0 | 0 | 0 | 0 | 0 |  | 1 | 1 | 1 | 1 | 1 | 1 | 1 | 1 | 1 | 1 | 1 | 0
SDGE | Suncrest | 500 | 0 | 0 | 0 | 0 | 0 | 0 | 0 | 0 | 0 | 0 | 0 | 0 | 0 | 0 | 0 | 0 | 0 | 0 | 0 | 0 |  | 0 | 0 | 0 | 0 | 0 | 0 | 0 | 0 | 0 | 0 | 0 | 0 | 0 | 0 | 0 | 0 | 0 | 0 | 0 | 0 | 0 |  | 0 | 0 | 0 | 0 | 0 | 0 | 0 | 0 | 0 | 0 | 0 | 0 | 0 | 0 | 0 | 0 | 0 | 0 | 0 |  | 1 | 1 | 1 | 1 | 1 | 1 | 1 | 1 | 1 | 1 | 1 | 0
PG&E KERN | Sunrise | 230 | 0 | 0 | 0 | 0 | 0 | 0 | 0 | 0 | 0 | 0 | 0 | 0 | 0 | 0 | 0 | 0 | 0 | 0 | 0 | 0 |  | 0 | 0 | 0 | 0 | 0 | 0 | 0 | 0 | 0 | 0 | 0 | 0 | 0 | 0 | 0 | 0 | 0 | 0 | 0 | 0 | 0 |  | 0 | 0 | 0 | 0 | 0 | 0 | 0 | 0 | 0 | 0 | 0 | 0 | 0 | 0 | 0 | 0 | 0 | 0 | 0 |  | 1 | 1 | 1 | 1 | 1 | 1 | 1 | 1 | 1 | 1 | 1 | 0
PG&E KERN | Sunset | 230 | 0 | 0 | 0 | 0 | 0 | 0 | 0 | 0 | 0 | 0 | 0 | 0 | 0 | 0 | 0 | 0 | 0 | 0 | 0 | 0 |  | 0 | 0 | 0 | 0 | 0 | 0 | 0 | 0 | 0 | 0 | 0 | 0 | 0 | 0 | 0 | 0 | 0 | 0 | 0 | 0 | 0 |  | 0 | 0 | 0 | 0 | 0 | 0 | 0 | 0 | 0 | 0 | 0 | 0 | 0 | 0 | 0 | 0 | 0 | 0 | 0 |  | 1 | 1 | 1 | 1 | 1 | 1 | 1 | 1 | 1 | 1 | 1 | 0
PG&E GBA | Swift | 115 | 0 | 0 | 0 | 0 | 0 | 0 | 0 | 0 | 0 | 0 | 0 | 0 | 0 | 0 | 0 | 0 | 0 | 0 | 0 | 0 |  | 0 | 0 | 0 | 0 | 0 | 0 | 0 | 0 | 0 | 0 | 0 | 0 | 0 | 0 | 0 | 0 | 0 | 0 | 0 | 0 | 0 |  | 0 | 0 | 0 | 0 | 0 | 0 | 0 | 0 | 0 | 0 | 0 | 0 | 0 | 0 | 0 | 0 | 0 | 0 | 0 |  | 1 | 1 | 1 | 1 | 1 | 1 | 1 | 1 | 1 | 1 | 1 | 0
SDGE | Sycamore Canyon | 138 | 0 | 0 | 0 | 0 | 0 | 0 | 0 | 0 | 0 | 0 | 0 | 0 | 0 | 0 | 0 | 0 | 0 | 0 | 200 | 1 |  | 0 | 0 | 0 | 0 | 0 | 0 | 0 | 0 | 0 | 0 | 0 | 0 | 0 | 0 | 0 | 0 | 0 | 0 | 0 | 0 | 0 |  | 0 | 0 | 0 | 0 | 0 | 0 | 0 | 0 | 0 | 0 | 0 | 0 | 0 | 0 | 0 | 0 | 0 | 0 | 0 |  | 1 | 1 | 1 | 1 | 1 | 1 | 1 | 1 | 1 | 1 | 1 | 0
SDGE | Sycamore Canyon | 230 | 0 | 0 | 0 | 0 | 0 | 0 | 0 | 0 | 0 | 0 | 0 | 0 | 0 | 0 | 0 | 0 | 0 | 0 | 300 | 1 |  | 0 | 0 | 0 | 0 | 0 | 0 | 0 | 0 | 0 | 0 | 0 | 0 | 0 | 0 | 0 | 0 | 0 | 0 | 0 | 0 | 0 |  | 0 | 0 | 0 | 0 | 0 | 0 | 0 | 0 | 0 | 0 | 0 | 0 | 0 | 0 | 0 | 0 | 0 | 0 | 0 |  | 1 | 1 | 1 | 1 | 1 | 1 | 1 | 1 | 1 | 1 | 1 | 0
SDGE | Sycamore Canyon | 69 | 0 | 0 | 0 | 0 | 0 | 0 | 0 | 0 | 0 | 0 | 0 | 0 | 0 | 0 | 0 | 0 | 0 | 0 | 0 | 0 |  | 0 | 0 | 0 | 0 | 0 | 0 | 0 | 0 | 0 | 0 | 0 | 0 | 0 | 0 | 0 | 0 | 0 | 0 | 0 | 0 | 0 |  | 0 | 0 | 0 | 0 | 0 | 0 | 0 | 0 | 0 | 0 | 0 | 0 | 0 | 0 | 0 | 0 | 0 | 0 | 0 |  | 1 | 1 | 1 | 1 | 1 | 1 | 1 | 1 | 1 | 1 | 1 | 0
SCE Northern | Sylmar | 230 | 0 | 0 | 0 | 0 | 0 | 0 | 0 | 0 | 0 | 0 | 0 | 0 | 0 | 0 | 0 | 0 | 0 | 0 | 0 | 0 |  | 0 | 0 | 0 | 0 | 0 | 0 | 0 | 0 | 0 | 0 | 0 | 0 | 0 | 0 | 0 | 0 | 0 | 0 | 0 | 0 | 0 |  | 0 | 0 | 0 | 0 | 0 | 0 | 0 | 0 | 0 | 0 | 0 | 0 | 0 | 0 | 0 | 0 | 0 | 0 | 0 |  | 1 | 1 | 1 | 1 | 1 | 1 | 1 | 1 | 1 | 1 | 1 | 0
PG&E NGBA | Table Mountain | 115 | 0 | 0 | 0 | 0 | 0 | 0 | 0 | 0 | 0 | 0 | 0 | 0 | 0 | 0 | 0 | 0 | 0 | 0 | 0 | 0 |  | 0 | 0 | 0 | 0 | 0 | 0 | 0 | 0 | 0 | 0 | 0 | 0 | 0 | 0 | 0 | 0 | 0 | 0 | 0 | 0 | 0 |  | 0 | 0 | 0 | 0 | 0 | 0 | 0 | 0 | 0 | 0 | 0 | 0 | 0 | 0 | 0 | 0 | 0 | 0 | 0 |  | 1 | 1 | 1 | 1 | 1 | 1 | 1 | 1 | 1 | 1 | 1 | 0
PG&E NGBA | Table Mountain | 230 | 0 | 0 | 0 | 0 | 0 | 0 | 0 | 0 | 0 | 0 | 0 | 0 | 0 | 0 | 0 | 0 | 0 | 0 | 0 | 0 |  | 0 | 0 | 0 | 0 | 0 | 0 | 0 | 0 | 0 | 0 | 0 | 0 | 0 | 0 | 0 | 0 | 0 | 0 | 0 | 0 | 0 |  | 0 | 0 | 0 | 0 | 0 | 0 | 0 | 0 | 0 | 0 | 0 | 0 | 0 | 0 | 0 | 0 | 0 | 0 | 0 |  | 1 | 1 | 1 | 1 | 1 | 1 | 1 | 1 | 1 | 1 | 1 | 0
PG&E NGBA | Table Mountain | 500 | 178 | 0 | 0 | 0 | 0 | 0 | 0 | 0 | 0 | 0 | 0 | 0 | 0 | 0 | 0 | 0 | 0 | 0 | 0 | 1 |  | 0 | 0 | 0 | 0 | 0 | 0 | 0 | 0 | 0 | 0 | 0 | 0 | 0 | 0 | 0 | 0 | 0 | 0 | 0 | 0 | 0 |  | 0 | 0 | 0 | 0 | 0 | 0 | 0 | 0 | 0 | 0 | 0 | 0 | 0 | 0 | 0 | 0 | 0 | 0 | 0 |  | 1 | 1 | 1 | 1 | 1 | 1 | 1 | 1 | 1 | 1 | 1 | 0
PG&E NGBA | Table Mountain | 60 | 0 | 0 | 0 | 0 | 0 | 0 | 0 | 0 | 0 | 0 | 0 | 0 | 0 | 0 | 0 | 0 | 0 | 0 | 0 | 0 |  | 0 | 0 | 0 | 0 | 0 | 0 | 0 | 0 | 0 | 0 | 0 | 0 | 0 | 0 | 0 | 0 | 0 | 0 | 0 | 0 | 0 |  | 0 | 0 | 0 | 0 | 0 | 0 | 0 | 0 | 0 | 0 | 0 | 0 | 0 | 0 | 0 | 0 | 0 | 0 | 0 |  | 1 | 1 | 1 | 1 | 1 | 1 | 1 | 1 | 1 | 1 | 1 | 0
PG&E KERN | Taft | 115 | 0 | 0 | 0 | 0 | 0 | 0 | 0 | 0 | 0 | 0 | 0 | 0 | 0 | 0 | 0 | 0 | 0 | 0 | 0 | 0 |  | 0 | 0 | 0 | 0 | 0 | 0 | 0 | 0 | 0 | 0 | 0 | 0 | 0 | 0 | 0 | 0 | 0 | 0 | 0 | 0 | 0 |  | 0 | 0 | 0 | 0 | 0 | 0 | 0 | 0 | 0 | 0 | 0 | 0 | 0 | 0 | 0 | 0 | 0 | 0 | 0 |  | 1 | 1 | 1 | 1 | 1 | 1 | 1 | 1 | 1 | 1 | 1 | 0
SDGE | Talega | 138 | 0 | 0 | 0 | 0 | 0 | 0 | 0 | 0 | 0 | 0 | 0 | 0 | 0 | 0 | 0 | 0 | 0 | 0 | 0 | 0 |  | 0 | 0 | 0 | 0 | 0 | 0 | 0 | 0 | 0 | 0 | 0 | 0 | 0 | 0 | 0 | 0 | 0 | 0 | 0 | 0 | 0 |  | 0 | 0 | 0 | 0 | 0 | 0 | 0 | 0 | 0 | 0 | 0 | 0 | 0 | 0 | 0 | 0 | 0 | 0 | 0 |  | 1 | 1 | 1 | 1 | 1 | 1 | 1 | 1 | 1 | 1 | 1 | 0
SDGE | Talega | 230 | 0 | 0 | 0 | 0 | 0 | 0 | 0 | 0 | 0 | 0 | 0 | 0 | 0 | 0 | 0 | 0 | 0 | 0 | 0 | 0 |  | 0 | 0 | 0 | 0 | 0 | 0 | 0 | 0 | 0 | 0 | 0 | 0 | 0 | 0 | 0 | 0 | 0 | 0 | 0 | 0 | 0 |  | 0 | 0 | 0 | 0 | 0 | 0 | 0 | 0 | 0 | 0 | 0 | 0 | 0 | 0 | 0 | 0 | 0 | 0 | 0 |  | 1 | 1 | 1 | 1 | 1 | 1 | 1 | 1 | 1 | 1 | 1 | 0
PG&E GBA | Tassajara | 230 | 0 | 0 | 0 | 0 | 0 | 0 | 0 | 0 | 0 | 0 | 0 | 0 | 0 | 0 | 0 | 0 | 0 | 0 | 0 | 0 |  | 0 | 0 | 0 | 0 | 0 | 0 | 0 | 0 | 0 | 0 | 0 | 0 | 0 | 0 | 0 | 0 | 0 | 0 | 0 | 0 | 0 |  | 0 | 0 | 0 | 0 | 0 | 0 | 0 | 0 | 0 | 0 | 0 | 0 | 0 | 0 | 0 | 0 | 0 | 0 | 0 |  | 1 | 1 | 1 | 1 | 1 | 1 | 1 | 1 | 1 | 1 | 1 | 0
PG&E KERN | Tejon | 70 | 0 | 0 | 0 | 0 | 0 | 0 | 0 | 0 | 0 | 0 | 0 | 0 | 0 | 0 | 0 | 0 | 0 | 0 | 0 | 0 |  | 0 | 0 | 0 | 0 | 0 | 0 | 0 | 0 | 0 | 0 | 0 | 0 | 0 | 0 | 0 | 0 | 0 | 0 | 0 | 0 | 0 |  | 0 | 0 | 0 | 0 | 0 | 0 | 0 | 0 | 0 | 0 | 0 | 0 | 0 | 0 | 0 | 0 | 0 | 0 | 0 |  | 1 | 1 | 1 | 1 | 1 | 1 | 1 | 1 | 1 | 1 | 1 | 0
SDGE | Telegraph Canyon | 138 | 0 | 0 | 0 | 0 | 0 | 0 | 0 | 0 | 0 | 0 | 0 | 0 | 0 | 0 | 0 | 0 | 0 | 0 | 0 | 0 |  | 0 | 0 | 0 | 0 | 0 | 0 | 0 | 0 | 0 | 0 | 0 | 0 | 0 | 0 | 0 | 0 | 0 | 0 | 0 | 0 | 0 |  | 0 | 0 | 0 | 0 | 0 | 0 | 0 | 0 | 0 | 0 | 0 | 0 | 0 | 0 | 0 | 0 | 0 | 0 | 0 |  | 1 | 1 | 1 | 1 | 1 | 1 | 1 | 1 | 1 | 1 | 1 | 0
PG&E KERN | Temblor | 115 | 0 | 0 | 0 | 0 | 0 | 0 | 0 | 0 | 0 | 0 | 0 | 0 | 0 | 0 | 0 | 0 | 0 | 0 | 0 | 0 |  | 0 | 0 | 0 | 0 | 0 | 0 | 0 | 0 | 0 | 0 | 0 | 0 | 0 | 0 | 0 | 0 | 0 | 0 | 0 | 0 | 0 |  | 0 | 0 | 0 | 0 | 0 | 0 | 0 | 0 | 0 | 0 | 0 | 0 | 0 | 0 | 0 | 0 | 0 | 0 | 0 |  | 1 | 1 | 1 | 1 | 1 | 1 | 1 | 1 | 1 | 1 | 1 | 0
PG&E KERN | Templeton | 230 | 0 | 0 | 0 | 0 | 0 | 0 | 0 | 0 | 0 | 0 | 0 | 0 | 0 | 0 | 0 | 0 | 0 | 0 | 0 | 0 |  | 0 | 0 | 0 | 0 | 0 | 0 | 0 | 0 | 0 | 0 | 0 | 0 | 0 | 0 | 0 | 0 | 0 | 0 | 0 | 0 | 0 |  | 0 | 0 | 0 | 0 | 0 | 0 | 0 | 0 | 0 | 0 | 0 | 0 | 0 | 0 | 0 | 0 | 0 | 0 | 0 |  | 1 | 1 | 1 | 1 | 1 | 1 | 1 | 1 | 1 | 1 | 1 | 0
PG&E KERN | Templeton | 70 | 0 | 0 | 0 | 0 | 0 | 0 | 0 | 0 | 0 | 0 | 0 | 0 | 0 | 0 | 0 | 0 | 0 | 0 | 200 | 1 |  | 0 | 0 | 0 | 0 | 0 | 0 | 0 | 0 | 0 | 0 | 0 | 0 | 0 | 0 | 0 | 0 | 0 | 0 | 0 | 0 | 0 |  | 0 | 0 | 0 | 0 | 0 | 0 | 0 | 0 | 0 | 0 | 0 | 0 | 0 | 0 | 0 | 0 | 0 | 0 | 0 |  | 1 | 1 | 1 | 1 | 1 | 1 | 1 | 1 | 1 | 1 | 1 | 0
PG&E GBA | Tesla | 115 | 0 | 0 | 0 | 0 | 0 | 0 | 0 | 0 | 0 | 0 | 0 | 0 | 0 | 0 | 0 | 0 | 0 | 0 | 0 | 0 |  | 0 | 0 | 0 | 0 | 0 | 0 | 0 | 0 | 0 | 0 | 0 | 0 | 0 | 0 | 0 | 0 | 0 | 0 | 0 | 0 | 0 |  | 0 | 0 | 0 | 0 | 0 | 0 | 0 | 0 | 0 | 0 | 0 | 0 | 0 | 0 | 0 | 0 | 0 | 0 | 0 |  | 1 | 1 | 1 | 1 | 1 | 1 | 1 | 1 | 1 | 1 | 1 | 0
PG&E GBA | Tesla | 230 | 0 | 0 | 0 | 0 | 0 | 0 | 0 | 0 | 0 | 0 | 0 | 0 | 0 | 0 | 0 | 125 | 0 | 125 | 0 | 1 |  | 0 | 0 | 0 | 0 | 0 | 0 | 0 | 0 | 0 | 0 | 0 | 0 | 0 | 0 | 0 | 0 | 0 | 0 | 0 | 0 | 0 |  | 0 | 0 | 0 | 0 | 0 | 0 | 0 | 0 | 0 | 0 | 0 | 0 | 0 | 0 | 0 | 0 | 0 | 0 | 0 |  | 1 | 1 | 1 | 1 | 1 | 1 | 1 | 1 | 1 | 1 | 1 | 0
PG&E GBA | Tesla | 500 | 0 | 0 | 0 | 0 | 0 | 0 | 0 | 0 | 0 | 0 | 0 | 0 | 0 | 0 | 0 | 0 | 0 | 0 | 0 | 0 |  | 0 | 0 | 0 | 0 | 0 | 0 | 0 | 0 | 0 | 0 | 0 | 0 | 0 | 0 | 0 | 0 | 0 | 0 | 0 | 0 | 0 |  | 0 | 0 | 0 | 0 | 0 | 0 | 0 | 0 | 0 | 0 | 0 | 0 | 0 | 0 | 0 | 0 | 0 | 0 | 0 |  | 1 | 1 | 1 | 1 | 1 | 1 | 1 | 1 | 1 | 1 | 1 | 0
PG&E KERN | Tevis | 115 | 0 | 0 | 0 | 0 | 0 | 0 | 0 | 0 | 0 | 0 | 0 | 0 | 100 | 0 | 100 | 0 | 0 | 0 | 0 | 1 |  | 0 | 0 | 0 | 0 | 0 | 0 | 0 | 0 | 0 | 0 | 0 | 0 | 0 | 0 | 0 | 0 | 0 | 0 | 0 | 0 | 0 |  | 0 | 0 | 0 | 0 | 0 | 0 | 0 | 0 | 0 | 0 | 0 | 0 | 0 | 0 | 0 | 0 | 0 | 0 | 0 |  | 1 | 1 | 1 | 1 | 1 | 1 | 1 | 1 | 1 | 1 | 1 | 0
EOP | Thousandaire | 138 | 0 | 0 | 0 | 0 | 0 | 0 | 0 | 0 | 0 | 0 | 0 | 0 | 0 | 0 | 0 | 0 | 0 | 0 | 0 | 0 |  | 0 | 0 | 0 | 0 | 0 | 0 | 0 | 0 | 0 | 0 | 0 | 0 | 0 | 0 | 0 | 0 | 0 | 0 | 0 | 0 | 0 |  | 0 | 0 | 0 | 0 | 0 | 0 | 0 | 0 | 0 | 0 | 0 | 0 | 0 | 0 | 0 | 0 | 0 | 0 | 0 |  | 1 | 1 | 1 | 1 | 1 | 1 | 1 | 1 | 1 | 1 | 1 | 0
PG&E KERN | Topaz | 230 | 0 | 0 | 0 | 0 | 0 | 0 | 0 | 0 | 0 | 0 | 0 | 0 | 0 | 0 | 0 | 0 | 0 | 0 | 170 | 1 |  | 0 | 0 | 0 | 0 | 0 | 0 | 0 | 0 | 0 | 0 | 0 | 0 | 0 | 0 | 0 | 0 | 0 | 0 | 0 | 0 | 0 |  | 0 | 0 | 0 | 0 | 0 | 0 | 0 | 0 | 0 | 0 | 0 | 0 | 0 | 0 | 0 | 0 | 0 | 0 | 0 |  | 1 | 1 | 1 | 1 | 1 | 1 | 1 | 1 | 1 | 1 | 1 | 0
SCE NOL | Tortilla | 115 | 0 | 0 | 0 | 0 | 0 | 0 | 0 | 0 | 0 | 0 | 0 | 3 | 0 | 0 | 0 | 0 | 0 | 0 | 0 | 1 |  | 0 | 0 | 0 | 0 | 0 | 0 | 0 | 0 | 0 | 0 | 0 | 0 | 0 | 0 | 0 | 0 | 0 | 0 | 0 | 0 | 0 |  | 0 | 0 | 0 | 0 | 0 | 0 | 0 | 0 | 0 | 0 | 0 | 0 | 0 | 0 | 0 | 0 | 0 | 0 | 0 |  | 1 | 1 | 1 | 1 | 1 | 1 | 1 | 1 | 1 | 1 | 1 | 0
SDGE | Trabuco | 138 | 0 | 0 | 0 | 0 | 0 | 0 | 0 | 0 | 0 | 0 | 0 | 0 | 0 | 0 | 0 | 0 | 0 | 0 | 0 | 0 |  | 0 | 0 | 0 | 0 | 0 | 0 | 0 | 0 | 0 | 0 | 0 | 0 | 0 | 0 | 0 | 0 | 0 | 0 | 0 | 0 | 0 |  | 0 | 0 | 0 | 0 | 0 | 0 | 0 | 0 | 0 | 0 | 0 | 0 | 0 | 0 | 0 | 0 | 0 | 0 | 0 |  | 1 | 1 | 1 | 1 | 1 | 1 | 1 | 1 | 1 | 1 | 1 | 0
PG&E GBA | Tracy | 115 | 0 | 0 | 0 | 0 | 0 | 0 | 0 | 0 | 0 | 0 | 0 | 0 | 0 | 0 | 0 | 0 | 0 | 0 | 0 | 0 |  | 0 | 0 | 0 | 0 | 0 | 0 | 0 | 0 | 0 | 0 | 0 | 0 | 0 | 0 | 0 | 0 | 0 | 0 | 0 | 0 | 0 |  | 0 | 0 | 0 | 0 | 0 | 0 | 0 | 0 | 0 | 0 | 0 | 0 | 0 | 0 | 0 | 0 | 0 | 0 | 0 |  | 1 | 1 | 1 | 1 | 1 | 1 | 1 | 1 | 1 | 1 | 1 | 0
PG&E FRESNO | Tranquility | 230 | 0 | 0 | 0 | 0 | 0 | 0 | 0 | 0 | 0 | 0 | 0 | 0 | 100 | 400 | 500 | 352 | 0 | 352 | 0 | 1 |  | 0 | 0 | 0 | 0 | 0 | 0 | 0 | 0 | 0 | 0 | 0 | 0 | 0 | 0 | 0 | 0 | 0 | 0 | 0 | 0 | 0 |  | 0 | 0 | 0 | 0 | 0 | 0 | 0 | 0 | 0 | 0 | 0 | 0 | 0 | 0 | 0 | 0 | 0 | 0 | 0 |  | 1 | 1 | 1 | 1 | 1 | 1 | 1 | 1 | 1 | 1 | 1 | 0
PG&E GBA | Trimble | 115 | 0 | 0 | 0 | 0 | 0 | 0 | 0 | 0 | 0 | 0 | 0 | 0 | 0 | 0 | 0 | 0 | 0 | 0 | 0 | 0 |  | 0 | 0 | 0 | 0 | 0 | 0 | 0 | 0 | 0 | 0 | 0 | 0 | 0 | 0 | 0 | 0 | 0 | 0 | 0 | 0 | 0 |  | 0 | 0 | 0 | 0 | 0 | 0 | 0 | 0 | 0 | 0 | 0 | 0 | 0 | 0 | 0 | 0 | 0 | 0 | 0 |  | 1 | 1 | 1 | 1 | 1 | 1 | 1 | 1 | 1 | 1 | 1 | 0
EOP | Trout Canyon | 230 | 0 | 0 | 0 | 0 | 0 | 0 | 0 | 0 | 0 | 0 | 0 | 0 | 900 | 866 | 1766 | 485 | 60 | 545 | 0 | 1 |  | 0 | 0 | 0 | 0 | 0 | 0 | 0 | 0 | 0 | 0 | 0 | 0 | 0 | 0 | 0 | 0 | 0 | 0 | 0 | 0 | 0 |  | 0 | 0 | 0 | 0 | 0 | 0 | 0 | 0 | 0 | 0 | 0 | 0 | 0 | 0 | 0 | 0 | 0 | 0 | 0 |  | 1 | 1 | 1 | 1 | 1 | 1 | 1 | 1 | 1 | 1 | 1 | 0
EOP | Trout Canyon | 500 | 0 | 0 | 0 | 0 | 0 | 0 | 0 | 0 | 0 | 0 | 0 | 0 | 0 | 0 | 0 | 0 | 0 | 0 | 0 | 0 |  | 0 | 0 | 0 | 0 | 0 | 0 | 0 | 0 | 0 | 0 | 0 | 0 | 0 | 0 | 0 | 0 | 0 | 0 | 0 | 0 | 0 |  | 0 | 0 | 0 | 0 | 0 | 0 | 0 | 0 | 0 | 0 | 0 | 0 | 0 | 0 | 0 | 0 | 0 | 0 | 0 |  | 1 | 1 | 1 | 1 | 1 | 1 | 1 | 1 | 1 | 1 | 1 | 0
PG&E NGBA | Tulucay | 230 | 115 | 0 | 0 | 0 | 0 | 0 | 0 | 0 | 0 | 0 | 0 | 0 | 0 | 0 | 0 | 0 | 0 | 0 | 0 | 1 |  | 0 | 0 | 0 | 0 | 0 | 0 | 0 | 0 | 0 | 0 | 0 | 0 | 0 | 0 | 0 | 0 | 0 | 0 | 0 | 0 | 0 |  | 0 | 0 | 0 | 0 | 0 | 0 | 0 | 0 | 0 | 0 | 0 | 0 | 0 | 0 | 0 | 0 | 0 | 0 | 0 |  | 1 | 1 | 1 | 1 | 1 | 1 | 1 | 1 | 1 | 1 | 1 | 0
PG&E NGBA | Tulucay | 60 | 0 | 0 | 0 | 0 | 0 | 0 | 0 | 0 | 0 | 0 | 0 | 0 | 0 | 0 | 0 | 0 | 0 | 0 | 0 | 0 |  | 0 | 0 | 0 | 0 | 0 | 0 | 0 | 0 | 0 | 0 | 0 | 0 | 0 | 0 | 0 | 0 | 0 | 0 | 0 | 0 | 0 |  | 0 | 0 | 0 | 0 | 0 | 0 | 0 | 0 | 0 | 0 | 0 | 0 | 0 | 0 | 0 | 0 | 0 | 0 | 0 |  | 1 | 1 | 1 | 1 | 1 | 1 | 1 | 1 | 1 | 1 | 1 | 0
PG&E KERN | Tupman | 115 | 0 | 0 | 0 | 0 | 0 | 0 | 0 | 0 | 0 | 0 | 0 | 0 | 0 | 0 | 0 | 0 | 0 | 0 | 0 | 0 |  | 0 | 0 | 0 | 0 | 0 | 0 | 0 | 0 | 0 | 0 | 0 | 0 | 0 | 0 | 0 | 0 | 0 | 0 | 0 | 0 | 0 |  | 0 | 0 | 0 | 0 | 0 | 0 | 0 | 0 | 0 | 0 | 0 | 0 | 0 | 0 | 0 | 0 | 0 | 0 | 0 |  | 1 | 1 | 1 | 1 | 1 | 1 | 1 | 1 | 1 | 1 | 1 | 0
PG&E NGBA | Ukiah | 115 | 0 | 0 | 0 | 0 | 0 | 0 | 0 | 0 | 0 | 0 | 0 | 0 | 0 | 0 | 0 | 0 | 0 | 0 | 0 | 0 |  | 0 | 0 | 0 | 0 | 0 | 0 | 0 | 0 | 0 | 0 | 0 | 0 | 0 | 0 | 0 | 0 | 0 | 0 | 0 | 0 | 0 |  | 0 | 0 | 0 | 0 | 0 | 0 | 0 | 0 | 0 | 0 | 0 | 0 | 0 | 0 | 0 | 0 | 0 | 0 | 0 |  | 1 | 1 | 1 | 1 | 1 | 1 | 1 | 1 | 1 | 1 | 1 | 0
PG&E KERN | Union (Estrella) | 70 | 0 | 0 | 0 | 0 | 0 | 0 | 0 | 0 | 0 | 0 | 0 | 0 | 0 | 0 | 0 | 0 | 0 | 0 | 0 | 0 |  | 0 | 0 | 0 | 0 | 0 | 0 | 0 | 0 | 0 | 0 | 0 | 0 | 0 | 0 | 0 | 0 | 0 | 0 | 0 | 0 | 0 |  | 0 | 0 | 0 | 0 | 0 | 0 | 0 | 0 | 0 | 0 | 0 | 0 | 0 | 0 | 0 | 0 | 0 | 0 | 0 |  | 1 | 1 | 1 | 1 | 1 | 1 | 1 | 1 | 1 | 1 | 1 | 0
PG&E NGBA | Vaca Dixon | 115 | 0 | 0 | 0 | 0 | 0 | 0 | 0 | 0 | 0 | 0 | 0 | 0 | 0 | 0 | 0 | 0 | 0 | 0 | 0 | 0 |  | 0 | 0 | 0 | 0 | 0 | 0 | 0 | 0 | 0 | 0 | 0 | 0 | 0 | 0 | 0 | 0 | 0 | 0 | 0 | 0 | 0 |  | 0 | 0 | 0 | 0 | 0 | 0 | 0 | 0 | 0 | 0 | 0 | 0 | 0 | 0 | 0 | 0 | 0 | 0 | 0 |  | 1 | 1 | 1 | 1 | 1 | 1 | 1 | 1 | 1 | 1 | 1 | 0
PG&E NGBA | Vaca Dixon | 230 | 0 | 0 | 0 | 0 | 0 | 0 | 0 | 0 | 0 | 0 | 0 | 0 | 0 | 160 | 160 | 300 | 0 | 300 | 0 | 1 |  | 0 | 0 | 0 | 0 | 0 | 0 | 0 | 0 | 0 | 0 | 0 | 0 | 0 | 0 | 0 | 0 | 0 | 0 | 0 | 0 | 0 |  | 0 | 0 | 0 | 0 | 0 | 0 | 0 | 0 | 0 | 0 | 0 | 0 | 0 | 0 | 0 | 0 | 0 | 0 | 0 |  | 1 | 1 | 1 | 1 | 1 | 1 | 1 | 1 | 1 | 1 | 1 | 0
PG&E NGBA | Vaca Dixon | 500 | 0 | 0 | 0 | 20 | 20 | 0 | 0 | 0 | 0 | 0 | 0 | 0 | 0 | 310 | 310 | 0 | 0 | 0 | 0 | 1 |  | 0 | 0 | 0 | 0 | 0 | 0 | 0 | 0 | 0 | 0 | 0 | 0 | 0 | 0 | 0 | 0 | 0 | 0 | 0 | 0 | 0 |  | 0 | 0 | 0 | 0 | 0 | 0 | 0 | 0 | 0 | 0 | 0 | 0 | 0 | 0 | 0 | 0 | 0 | 0 | 0 |  | 1 | 1 | 1 | 1 | 1 | 1 | 1 | 1 | 1 | 1 | 1 | 0
PG&E NGBA | Vaca Dixon | 60 | 0 | 0 | 0 | 0 | 0 | 0 | 0 | 0 | 0 | 0 | 0 | 0 | 0 | 0 | 0 | 0 | 0 | 0 | 0 | 0 |  | 0 | 0 | 0 | 0 | 0 | 0 | 0 | 0 | 0 | 0 | 0 | 0 | 0 | 0 | 0 | 0 | 0 | 0 | 0 | 0 | 0 |  | 0 | 0 | 0 | 0 | 0 | 0 | 0 | 0 | 0 | 0 | 0 | 0 | 0 | 0 | 0 | 0 | 0 | 0 | 0 |  | 1 | 1 | 1 | 1 | 1 | 1 | 1 | 1 | 1 | 1 | 1 | 0
SCE Eastern | Valley (SCE) | 500 | 0 | 0 | 0 | 0 | 0 | 0 | 0 | 0 | 0 | 0 | 0 | 0 | 0 | 300 | 300 | 310 | 0 | 310 | 0 | 1 |  | 0 | 0 | 0 | 0 | 0 | 0 | 0 | 0 | 0 | 0 | 0 | 0 | 0 | 0 | 0 | 0 | 0 | 0 | 0 | 0 | 0 |  | 0 | 0 | 0 | 0 | 0 | 0 | 0 | 0 | 0 | 0 | 0 | 0 | 0 | 0 | 0 | 0 | 0 | 0 | 0 |  | 1 | 1 | 1 | 1 | 1 | 1 | 1 | 1 | 1 | 1 | 1 | 0
EOP | Valley (VEA) | 138 | 0 | 0 | 0 | 0 | 0 | 0 | 0 | 0 | 0 | 0 | 0 | 0 | 0 | 0 | 0 | 0 | 0 | 0 | 0 | 0 |  | 0 | 0 | 0 | 0 | 0 | 0 | 0 | 0 | 0 | 0 | 0 | 0 | 0 | 0 | 0 | 0 | 0 | 0 | 0 | 0 | 0 |  | 0 | 0 | 0 | 0 | 0 | 0 | 0 | 0 | 0 | 0 | 0 | 0 | 0 | 0 | 0 | 0 | 0 | 0 | 0 |  | 1 | 1 | 1 | 1 | 1 | 1 | 1 | 1 | 1 | 1 | 1 | 0
SDGE | Valley Center | 69 | 0 | 0 | 0 | 0 | 0 | 0 | 0 | 0 | 0 | 0 | 0 | 0 | 0 | 0 | 0 | 0 | 0 | 0 | 0 | 0 |  | 0 | 0 | 0 | 0 | 0 | 0 | 0 | 0 | 0 | 0 | 0 | 0 | 0 | 0 | 0 | 0 | 0 | 0 | 0 | 0 | 0 |  | 0 | 0 | 0 | 0 | 0 | 0 | 0 | 0 | 0 | 0 | 0 | 0 | 0 | 0 | 0 | 0 | 0 | 0 | 0 |  | 1 | 1 | 1 | 1 | 1 | 1 | 1 | 1 | 1 | 1 | 1 | 0
PG&E GBA | Valley Home | 115 | 0 | 0 | 0 | 0 | 0 | 0 | 0 | 0 | 0 | 0 | 0 | 0 | 0 | 0 | 0 | 0 | 0 | 0 | 0 | 0 |  | 0 | 0 | 0 | 0 | 0 | 0 | 0 | 0 | 0 | 0 | 0 | 0 | 0 | 0 | 0 | 0 | 0 | 0 | 0 | 0 | 0 |  | 0 | 0 | 0 | 0 | 0 | 0 | 0 | 0 | 0 | 0 | 0 | 0 | 0 | 0 | 0 | 0 | 0 | 0 | 0 |  | 1 | 1 | 1 | 1 | 1 | 1 | 1 | 1 | 1 | 1 | 1 | 0
PG&E GBA | Valley Springs | 230 | 0 | 0 | 0 | 0 | 0 | 0 | 0 | 0 | 0 | 0 | 0 | 0 | 0 | 0 | 0 | 0 | 0 | 0 | 0 | 0 |  | 0 | 0 | 0 | 0 | 0 | 0 | 0 | 0 | 0 | 0 | 0 | 0 | 0 | 0 | 0 | 0 | 0 | 0 | 0 | 0 | 0 |  | 0 | 0 | 0 | 0 | 0 | 0 | 0 | 0 | 0 | 0 | 0 | 0 | 0 | 0 | 0 | 0 | 0 | 0 | 0 |  | 1 | 1 | 1 | 1 | 1 | 1 | 1 | 1 | 1 | 1 | 1 | 0
PG&E GBA | Valley Springs | 60 | 0 | 0 | 0 | 0 | 0 | 0 | 0 | 0 | 0 | 0 | 0 | 0 | 0 | 0 | 0 | 0 | 0 | 0 | 0 | 0 |  | 0 | 0 | 0 | 0 | 0 | 0 | 0 | 0 | 0 | 0 | 0 | 0 | 0 | 0 | 0 | 0 | 0 | 0 | 0 | 0 | 0 |  | 0 | 0 | 0 | 0 | 0 | 0 | 0 | 0 | 0 | 0 | 0 | 0 | 0 | 0 | 0 | 0 | 0 | 0 | 0 |  | 1 | 1 | 1 | 1 | 1 | 1 | 1 | 1 | 1 | 1 | 1 | 0
EOP | Valley Switch | 138 | 0 | 0 | 0 | 0 | 0 | 0 | 0 | 0 | 0 | 0 | 0 | 0 | 0 | 0 | 0 | 0 | 0 | 0 | 0 | 0 |  | 0 | 0 | 0 | 0 | 0 | 0 | 0 | 0 | 0 | 0 | 0 | 0 | 0 | 0 | 0 | 0 | 0 | 0 | 0 | 0 | 0 |  | 0 | 0 | 0 | 0 | 0 | 0 | 0 | 0 | 0 | 0 | 0 | 0 | 0 | 0 | 0 | 0 | 0 | 0 | 0 |  | 1 | 1 | 1 | 1 | 1 | 1 | 1 | 1 | 1 | 1 | 1 | 0
EOP | Valley Switch | 230 | 0 | 0 | 0 | 0 | 0 | 0 | 0 | 0 | 0 | 0 | 0 | 0 | 0 | 0 | 0 | 0 | 0 | 0 | 0 | 0 |  | 0 | 0 | 0 | 0 | 0 | 0 | 0 | 0 | 0 | 0 | 0 | 0 | 0 | 0 | 0 | 0 | 0 | 0 | 0 | 0 | 0 |  | 0 | 0 | 0 | 0 | 0 | 0 | 0 | 0 | 0 | 0 | 0 | 0 | 0 | 0 | 0 | 0 | 0 | 0 | 0 |  | 1 | 1 | 1 | 1 | 1 | 1 | 1 | 1 | 1 | 1 | 1 | 0
PG&E GBA | Vasco | 230 | 0 | 0 | 0 | 0 | 0 | 0 | 0 | 0 | 0 | 0 | 0 | 0 | 0 | 0 | 0 | 0 | 0 | 0 | 0 | 0 |  | 0 | 0 | 0 | 0 | 0 | 0 | 0 | 0 | 0 | 0 | 0 | 0 | 0 | 0 | 0 | 0 | 0 | 0 | 0 | 0 | 0 |  | 0 | 0 | 0 | 0 | 0 | 0 | 0 | 0 | 0 | 0 | 0 | 0 | 0 | 0 | 0 | 0 | 0 | 0 | 0 |  | 1 | 1 | 1 | 1 | 1 | 1 | 1 | 1 | 1 | 1 | 1 | 0
PG&E GBA | Vasona | 230 | 0 | 0 | 0 | 0 | 0 | 0 | 0 | 0 | 0 | 0 | 0 | 0 | 0 | 0 | 0 | 0 | 0 | 0 | 0 | 0 |  | 0 | 0 | 0 | 0 | 0 | 0 | 0 | 0 | 0 | 0 | 0 | 0 | 0 | 0 | 0 | 0 | 0 | 0 | 0 | 0 | 0 |  | 0 | 0 | 0 | 0 | 0 | 0 | 0 | 0 | 0 | 0 | 0 | 0 | 0 | 0 | 0 | 0 | 0 | 0 | 0 |  | 1 | 1 | 1 | 1 | 1 | 1 | 1 | 1 | 1 | 1 | 1 | 0
SCE Northern | Vestal | 230 | 0 | 0 | 0 | 0 | 0 | 0 | 0 | 0 | 0 | 0 | 0 | 0 | 92 | 50 | 142 | 50 | 0 | 50 | 0 | 1 |  | 0 | 0 | 0 | 0 | 0 | 0 | 0 | 0 | 0 | 0 | 0 | 0 | 0 | 0 | 0 | 0 | 0 | 0 | 0 | 0 | 0 |  | 0 | 0 | 0 | 0 | 0 | 0 | 0 | 0 | 0 | 0 | 0 | 0 | 0 | 0 | 0 | 0 | 0 | 0 | 0 |  | 1 | 1 | 1 | 1 | 1 | 1 | 1 | 1 | 1 | 1 | 1 | 0
SCE Northern | Vestal | 66 | 0 | 0 | 0 | 0 | 0 | 0 | 0 | 0 | 0 | 0 | 0 | 0 | 0 | 0 | 0 | 0 | 0 | 0 | 0 | 0 |  | 0 | 0 | 0 | 0 | 0 | 0 | 0 | 0 | 0 | 0 | 0 | 0 | 0 | 0 | 0 | 0 | 0 | 0 | 0 | 0 | 0 |  | 0 | 0 | 0 | 0 | 0 | 0 | 0 | 0 | 0 | 0 | 0 | 0 | 0 | 0 | 0 | 0 | 0 | 0 | 0 |  | 1 | 1 | 1 | 1 | 1 | 1 | 1 | 1 | 1 | 1 | 1 | 0
SCE NOL | Victor | 115 | 0 | 0 | 0 | 0 | 0 | 0 | 0 | 0 | 0 | 0 | 0 | 7 | 0 | 0 | 0 | 0 | 0 | 0 | 0 | 1 |  | 0 | 0 | 0 | 0 | 0 | 0 | 0 | 0 | 0 | 0 | 0 | 0 | 0 | 0 | 0 | 0 | 0 | 0 | 0 | 0 | 0 |  | 0 | 0 | 0 | 0 | 0 | 0 | 0 | 0 | 0 | 0 | 0 | 0 | 0 | 0 | 0 | 0 | 0 | 0 | 0 |  | 1 | 1 | 1 | 1 | 1 | 1 | 1 | 1 | 1 | 1 | 1 | 0
SCE NOL | Victor | 230 | 0 | 0 | 0 | 0 | 0 | 0 | 0 | 0 | 0 | 0 | 0 | 0 | 0 | 0 | 0 | 53.5 | 0 | 53.5 | 0 | 1 |  | 0 | 0 | 0 | 0 | 0 | 0 | 0 | 0 | 0 | 0 | 0 | 0 | 0 | 0 | 0 | 0 | 0 | 0 | 0 | 0 | 0 |  | 0 | 0 | 0 | 0 | 0 | 0 | 0 | 0 | 0 | 0 | 0 | 0 | 0 | 0 | 0 | 0 | 0 | 0 | 0 |  | 1 | 1 | 1 | 1 | 1 | 1 | 1 | 1 | 1 | 1 | 1 | 0
SCE Metro | Viejo | 230 | 0 | 0 | 0 | 0 | 0 | 0 | 0 | 0 | 0 | 0 | 0 | 0 | 0 | 0 | 0 | 0 | 0 | 0 | 0 | 0 |  | 0 | 0 | 0 | 0 | 0 | 0 | 0 | 0 | 0 | 0 | 0 | 0 | 0 | 0 | 0 | 0 | 0 | 0 | 0 | 0 | 0 |  | 0 | 0 | 0 | 0 | 0 | 0 | 0 | 0 | 0 | 0 | 0 | 0 | 0 | 0 | 0 | 0 | 0 | 0 | 0 |  | 1 | 1 | 1 | 1 | 1 | 1 | 1 | 1 | 1 | 1 | 1 | 0
PG&E GBA | Vierra | 115 | 0 | 0 | 0 | 0 | 0 | 0 | 0 | 0 | 0 | 0 | 0 | 2.975 | 0 | 0 | 0 | 92 | 0 | 92 | 0 | 1 |  | 0 | 0 | 0 | 0 | 0 | 0 | 0 | 0 | 0 | 0 | 0 | 0 | 0 | 0 | 0 | 0 | 0 | 0 | 0 | 0 | 0 |  | 0 | 0 | 0 | 0 | 0 | 0 | 0 | 0 | 0 | 0 | 0 | 0 | 0 | 0 | 0 | 0 | 0 | 0 | 0 |  | 1 | 1 | 1 | 1 | 1 | 1 | 1 | 1 | 1 | 1 | 1 | 0
SCE Metro | Villa Park | 230 | 0 | 0 | 0 | 0 | 0 | 0 | 0 | 0 | 0 | 0 | 0 | 0 | 0 | 0 | 0 | 0 | 305.5 | 305.5 | 0 | 1 |  | 0 | 0 | 0 | 0 | 0 | 0 | 0 | 0 | 0 | 0 | 0 | 0 | 0 | 0 | 0 | 0 | 0 | 0 | 0 | 0 | 0 |  | 0 | 0 | 0 | 0 | 0 | 0 | 0 | 0 | 0 | 0 | 0 | 0 | 0 | 0 | 0 | 0 | 0 | 0 | 0 |  | 1 | 1 | 1 | 1 | 1 | 1 | 1 | 1 | 1 | 1 | 1 | 0
SCE Northern | Vincent | 230 | 0 | 0 | 0 | 0 | 0 | 0 | 0 | 0 | 0 | 0 | 0 | 0 | 0 | 0 | 0 | 59 | 0 | 59 | 200 | 1 |  | 0 | 0 | 0 | 0 | 0 | 0 | 0 | 0 | 0 | 0 | 0 | 0 | 0 | 0 | 0 | 0 | 0 | 0 | 0 | 0 | 0 |  | 0 | 0 | 0 | 0 | 0 | 0 | 0 | 0 | 0 | 0 | 0 | 0 | 0 | 0 | 0 | 0 | 0 | 0 | 0 |  | 1 | 1 | 1 | 1 | 1 | 1 | 1 | 1 | 1 | 1 | 1 | 0
SCE Northern | Vincent | 500 | 0 | 0 | 0 | 0 | 0 | 0 | 0 | 0 | 0 | 0 | 0 | 0 | 0 | 0 | 0 | 0 | 0 | 0 | 200 | 1 |  | 0 | 0 | 0 | 0 | 0 | 0 | 0 | 0 | 0 | 0 | 0 | 0 | 0 | 0 | 0 | 0 | 0 | 0 | 0 | 0 | 0 |  | 0 | 0 | 0 | 0 | 0 | 0 | 0 | 0 | 0 | 0 | 0 | 0 | 0 | 0 | 0 | 0 | 0 | 0 | 0 |  | 1 | 1 | 1 | 1 | 1 | 1 | 1 | 1 | 1 | 1 | 1 | 0
PG&E GBA | Vineyard | 230 | 0 | 0 | 0 | 0 | 0 | 0 | 0 | 0 | 0 | 0 | 0 | 0 | 0 | 0 | 0 | 0 | 0 | 0 | 0 | 0 |  | 0 | 0 | 0 | 0 | 0 | 0 | 0 | 0 | 0 | 0 | 0 | 0 | 0 | 0 | 0 | 0 | 0 | 0 | 0 | 0 | 0 |  | 0 | 0 | 0 | 0 | 0 | 0 | 0 | 0 | 0 | 0 | 0 | 0 | 0 | 0 | 0 | 0 | 0 | 0 | 0 |  | 1 | 1 | 1 | 1 | 1 | 1 | 1 | 1 | 1 | 1 | 1 | 0
SDGE | Vineyard | 69 | 0 | 0 | 0 | 0 | 0 | 0 | 0 | 0 | 0 | 0 | 0 | 0 | 0 | 0 | 0 | 0 | 0 | 0 | 0 | 0 |  | 0 | 0 | 0 | 0 | 0 | 0 | 0 | 0 | 0 | 0 | 0 | 0 | 0 | 0 | 0 | 0 | 0 | 0 | 0 | 0 | 0 |  | 0 | 0 | 0 | 0 | 0 | 0 | 0 | 0 | 0 | 0 | 0 | 0 | 0 | 0 | 0 | 0 | 0 | 0 | 0 |  | 1 | 1 | 1 | 1 | 1 | 1 | 1 | 1 | 1 | 1 | 1 | 0
SCE Eastern | Vista (SCE) | 230 | 0 | 0 | 0 | 0 | 0 | 0 | 0 | 0 | 0 | 0 | 0 | 0 | 0 | 0 | 0 | 0 | 0 | 0 | 0 | 0 |  | 0 | 0 | 0 | 0 | 0 | 0 | 0 | 0 | 0 | 0 | 0 | 0 | 0 | 0 | 0 | 0 | 0 | 0 | 0 | 0 | 0 |  | 0 | 0 | 0 | 0 | 0 | 0 | 0 | 0 | 0 | 0 | 0 | 0 | 0 | 0 | 0 | 0 | 0 | 0 | 0 |  | 1 | 1 | 1 | 1 | 1 | 1 | 1 | 1 | 1 | 1 | 1 | 0
EOP | Vista (VEA) | 138 | 0 | 0 | 0 | 0 | 0 | 0 | 0 | 0 | 0 | 0 | 0 | 0 | 0 | 0 | 0 | 0 | 0 | 0 | 0 | 0 |  | 0 | 0 | 0 | 0 | 0 | 0 | 0 | 0 | 0 | 0 | 0 | 0 | 0 | 0 | 0 | 0 | 0 | 0 | 0 | 0 | 0 |  | 0 | 0 | 0 | 0 | 0 | 0 | 0 | 0 | 0 | 0 | 0 | 0 | 0 | 0 | 0 | 0 | 0 | 0 | 0 |  | 1 | 1 | 1 | 1 | 1 | 1 | 1 | 1 | 1 | 1 | 1 | 0
EOP | Vista (VEA) | 230 | 0 | 0 | 0 | 0 | 0 | 0 | 0 | 0 | 0 | 0 | 0 | 0 | 200 | 0 | 200 | 0 | 0 | 0 | 0 | 1 |  | 0 | 0 | 0 | 0 | 0 | 0 | 0 | 0 | 0 | 0 | 0 | 0 | 0 | 0 | 0 | 0 | 0 | 0 | 0 | 0 | 0 |  | 0 | 0 | 0 | 0 | 0 | 0 | 0 | 0 | 0 | 0 | 0 | 0 | 0 | 0 | 0 | 0 | 0 | 0 | 0 |  | 1 | 1 | 1 | 1 | 1 | 1 | 1 | 1 | 1 | 1 | 1 | 0
PG&E FRESNO | Wahtoke | 115 | 0 | 0 | 0 | 0 | 0 | 0 | 0 | 0 | 0 | 0 | 0 | 0 | 0 | 0 | 0 | 0 | 0 | 0 | 0 | 0 |  | 0 | 0 | 0 | 0 | 0 | 0 | 0 | 0 | 0 | 0 | 0 | 0 | 0 | 0 | 0 | 0 | 0 | 0 | 0 | 0 | 0 |  | 0 | 0 | 0 | 0 | 0 | 0 | 0 | 0 | 0 | 0 | 0 | 0 | 0 | 0 | 0 | 0 | 0 | 0 | 0 |  | 1 | 1 | 1 | 1 | 1 | 1 | 1 | 1 | 1 | 1 | 1 | 0
SCE Northern | Wakefield | 66 | 0 | 0 | 0 | 0 | 0 | 0 | 0 | 0 | 0 | 0 | 0 | 0 | 140 | 0 | 140 | 30 | 0 | 30 | 100 | 1 |  | 0 | 0 | 0 | 0 | 0 | 0 | 0 | 0 | 0 | 0 | 0 | 0 | 0 | 0 | 0 | 0 | 0 | 0 | 0 | 0 | 0 |  | 0 | 0 | 0 | 0 | 0 | 0 | 0 | 0 | 0 | 0 | 0 | 0 | 0 | 0 | 0 | 0 | 0 | 0 | 0 |  | 1 | 1 | 1 | 1 | 1 | 1 | 1 | 1 | 1 | 1 | 1 | 0
SCE Metro | Walnut | 230 | 0 | 0 | 0 | 0 | 0 | 0 | 0 | 0 | 0 | 0 | 0 | 0 | 0 | 0 | 0 | 400 | 0 | 400 | 0 | 1 |  | 0 | 0 | 0 | 0 | 0 | 0 | 0 | 0 | 0 | 0 | 0 | 0 | 0 | 0 | 0 | 0 | 0 | 0 | 0 | 0 | 0 |  | 0 | 0 | 0 | 0 | 0 | 0 | 0 | 0 | 0 | 0 | 0 | 0 | 0 | 0 | 0 | 0 | 0 | 0 | 0 |  | 1 | 1 | 1 | 1 | 1 | 1 | 1 | 1 | 1 | 1 | 1 | 0
SCE Northern | Warne | 230 | 0 | 0 | 0 | 0 | 0 | 0 | 0 | 0 | 0 | 0 | 0 | 0 | 0 | 0 | 0 | 0 | 0 | 0 | 0 | 0 |  | 0 | 0 | 0 | 0 | 0 | 0 | 0 | 0 | 0 | 0 | 0 | 0 | 0 | 0 | 0 | 0 | 0 | 0 | 0 | 0 | 0 |  | 0 | 0 | 0 | 0 | 0 | 0 | 0 | 0 | 0 | 0 | 0 | 0 | 0 | 0 | 0 | 0 | 0 | 0 | 0 |  | 1 | 1 | 1 | 1 | 1 | 1 | 1 | 1 | 1 | 1 | 1 | 0
PG&E GBA | Warnerville | 230 | 0 | 0 | 0 | 0 | 0 | 0 | 0 | 0 | 0 | 0 | 0 | 0 | 0 | 0 | 0 | 0 | 0 | 0 | 0 | 0 |  | 0 | 0 | 0 | 0 | 0 | 0 | 0 | 0 | 0 | 0 | 0 | 0 | 0 | 0 | 0 | 0 | 0 | 0 | 0 | 0 | 0 |  | 0 | 0 | 0 | 0 | 0 | 0 | 0 | 0 | 0 | 0 | 0 | 0 | 0 | 0 | 0 | 0 | 0 | 0 | 0 |  | 1 | 1 | 1 | 1 | 1 | 1 | 1 | 1 | 1 | 1 | 1 | 0
PG&E FRESNO | Waukena | 115 | 0 | 0 | 0 | 0 | 0 | 0 | 0 | 0 | 0 | 0 | 0 | 0 | 0 | 0 | 0 | 0 | 0 | 0 | 0 | 0 |  | 0 | 0 | 0 | 0 | 0 | 0 | 0 | 0 | 0 | 0 | 0 | 0 | 0 | 0 | 0 | 0 | 0 | 0 | 0 | 0 | 0 |  | 0 | 0 | 0 | 0 | 0 | 0 | 0 | 0 | 0 | 0 | 0 | 0 | 0 | 0 | 0 | 0 | 0 | 0 | 0 |  | 1 | 1 | 1 | 1 | 1 | 1 | 1 | 1 | 1 | 1 | 1 | 0
PG&E GBA | Weber | 230 | 0 | 0 | 0 | 0 | 0 | 0 | 0 | 0 | 0 | 0 | 0 | 0 | 0 | 0 | 0 | 0 | 0 | 0 | 0 | 0 |  | 0 | 0 | 0 | 0 | 0 | 0 | 0 | 0 | 0 | 0 | 0 | 0 | 0 | 0 | 0 | 0 | 0 | 0 | 0 | 0 | 0 |  | 0 | 0 | 0 | 0 | 0 | 0 | 0 | 0 | 0 | 0 | 0 | 0 | 0 | 0 | 0 | 0 | 0 | 0 | 0 |  | 1 | 1 | 1 | 1 | 1 | 1 | 1 | 1 | 1 | 1 | 1 | 0
PG&E GBA | Weber | 60 | 0 | 0 | 0 | 0 | 0 | 0 | 0 | 0 | 0 | 0 | 0 | 0 | 0 | 0 | 0 | 20 | 0 | 20 | 0 | 1 |  | 0 | 0 | 0 | 0 | 0 | 0 | 0 | 0 | 0 | 0 | 0 | 0 | 0 | 0 | 0 | 0 | 0 | 0 | 0 | 0 | 0 |  | 0 | 0 | 0 | 0 | 0 | 0 | 0 | 0 | 0 | 0 | 0 | 0 | 0 | 0 | 0 | 0 | 0 | 0 | 0 |  | 1 | 1 | 1 | 1 | 1 | 1 | 1 | 1 | 1 | 1 | 1 | 0
PG&E FRESNO | West Fresno | 115 | 0 | 0 | 0 | 0 | 0 | 0 | 0 | 0 | 0 | 0 | 0 | 0 | 0 | 0 | 0 | 0 | 0 | 0 | 0 | 0 |  | 0 | 0 | 0 | 0 | 0 | 0 | 0 | 0 | 0 | 0 | 0 | 0 | 0 | 0 | 0 | 0 | 0 | 0 | 0 | 0 | 0 |  | 0 | 0 | 0 | 0 | 0 | 0 | 0 | 0 | 0 | 0 | 0 | 0 | 0 | 0 | 0 | 0 | 0 | 0 | 0 |  | 1 | 1 | 1 | 1 | 1 | 1 | 1 | 1 | 1 | 1 | 1 | 0
PG&E FRESNO | Westley | 230 | 0 | 0 | 0 | 0 | 0 | 0 | 0 | 0 | 0 | 0 | 0 | 0 | 0 | 0 | 0 | 0 | 0 | 0 | 0 | 0 |  | 0 | 0 | 0 | 0 | 0 | 0 | 0 | 0 | 0 | 0 | 0 | 0 | 0 | 0 | 0 | 0 | 0 | 0 | 0 | 0 | 0 |  | 0 | 0 | 0 | 0 | 0 | 0 | 0 | 0 | 0 | 0 | 0 | 0 | 0 | 0 | 0 | 0 | 0 | 0 | 0 |  | 1 | 1 | 1 | 1 | 1 | 1 | 1 | 1 | 1 | 1 | 1 | 0
PG&E KERN | Westpark | 115 | 0 | 0 | 0 | 0 | 0 | 0 | 0 | 0 | 0 | 0 | 0 | 0 | 0 | 0 | 0 | 0 | 0 | 0 | 0 | 0 |  | 0 | 0 | 0 | 0 | 0 | 0 | 0 | 0 | 0 | 0 | 0 | 0 | 0 | 0 | 0 | 0 | 0 | 0 | 0 | 0 | 0 |  | 0 | 0 | 0 | 0 | 0 | 0 | 0 | 0 | 0 | 0 | 0 | 0 | 0 | 0 | 0 | 0 | 0 | 0 | 0 |  | 1 | 1 | 1 | 1 | 1 | 1 | 1 | 1 | 1 | 1 | 1 | 0
PG&E KERN | Wheeler Ridge | 230 | 0 | 0 | 0 | 0 | 0 | 0 | 0 | 0 | 0 | 0 | 0 | 0 | 0 | 90 | 90 | 0 | 235 | 235 | 0 | 1 |  | 0 | 0 | 0 | 0 | 0 | 0 | 0 | 0 | 0 | 0 | 0 | 0 | 0 | 0 | 0 | 0 | 0 | 0 | 0 | 0 | 0 |  | 0 | 0 | 0 | 0 | 0 | 0 | 0 | 0 | 0 | 0 | 0 | 0 | 0 | 0 | 0 | 0 | 0 | 0 | 0 |  | 1 | 1 | 1 | 1 | 1 | 1 | 1 | 1 | 1 | 1 | 1 | 0
PG&E KERN | Wheeler Ridge | 115 | 0 | 0 | 0 | 0 | 0 | 0 | 0 | 0 | 0 | 0 | 0 | 0 | 0 | 0 | 0 | 0 | 0 | 0 | 0 | 0 |  | 0 | 0 | 0 | 0 | 0 | 0 | 0 | 0 | 0 | 0 | 0 | 0 | 0 | 0 | 0 | 0 | 0 | 0 | 0 | 0 | 0 |  | 0 | 0 | 0 | 0 | 0 | 0 | 0 | 0 | 0 | 0 | 0 | 0 | 0 | 0 | 0 | 0 | 0 | 0 | 0 |  | 1 | 1 | 1 | 1 | 1 | 1 | 1 | 1 | 1 | 1 | 1 | 0
PG&E KERN | Wheeler Ridge | 70 | 0 | 0 | 0 | 0 | 0 | 0 | 0 | 0 | 0 | 0 | 0 | 0 | 0 | 0 | 0 | 92 | 0 | 92 | 0 | 1 |  | 0 | 0 | 0 | 0 | 0 | 0 | 0 | 0 | 0 | 0 | 0 | 0 | 0 | 0 | 0 | 0 | 0 | 0 | 0 | 0 | 0 |  | 0 | 0 | 0 | 0 | 0 | 0 | 0 | 0 | 0 | 0 | 0 | 0 | 0 | 0 | 0 | 0 | 0 | 0 | 0 |  | 1 | 1 | 1 | 1 | 1 | 1 | 1 | 1 | 1 | 1 | 1 | 0
SCE Northern | Whirlwind | 230 | 0 | 0 | 0 | 0 | 0 | 0 | 0 | 0 | 0 | 0 | 0 | 0 | 2085 | 188 | 2273 | 550 | 523 | 1073 | 300 | 1 |  | 0 | 0 | 0 | 0 | 0 | 0 | 0 | 0 | 0 | 0 | 0 | 0 | 0 | 0 | 0 | 0 | 0 | 0 | 0 | 0 | 0 |  | 0 | 0 | 0 | 0 | 0 | 0 | 0 | 0 | 0 | 0 | 0 | 0 | 0 | 0 | 0 | 0 | 0 | 0 | 0 |  | 1 | 1 | 1 | 1 | 1 | 1 | 1 | 1 | 1 | 1 | 1 | 0
SCE Northern | Whirlwind | 500 | 0 | 0 | 0 | 0 | 0 | 0 | 0 | 0 | 0 | 0 | 0 | 0 | 1432 | 0 | 1432 | 0 | 0 | 0 | 0 | 1 |  | 0 | 0 | 0 | 0 | 0 | 0 | 0 | 0 | 0 | 0 | 0 | 0 | 0 | 0 | 0 | 0 | 0 | 0 | 0 | 0 | 0 |  | 0 | 0 | 0 | 0 | 0 | 0 | 0 | 0 | 0 | 0 | 0 | 0 | 0 | 0 | 0 | 0 | 0 | 0 | 0 |  | 1 | 1 | 1 | 1 | 1 | 1 | 1 | 1 | 1 | 1 | 1 | 0
PG&E GBA | Whisman | 115 | 0 | 0 | 0 | 0 | 0 | 0 | 0 | 0 | 0 | 0 | 0 | 0 | 80 | 0 | 80 | 0 | 0 | 0 | 80 | 1 |  | 0 | 0 | 0 | 0 | 0 | 0 | 0 | 0 | 0 | 0 | 0 | 0 | 0 | 0 | 0 | 0 | 0 | 0 | 0 | 0 | 0 |  | 0 | 0 | 0 | 0 | 0 | 0 | 0 | 0 | 0 | 0 | 0 | 0 | 0 | 0 | 0 | 0 | 0 | 0 | 0 |  | 1 | 1 | 1 | 1 | 1 | 1 | 1 | 1 | 1 | 1 | 1 | 0
SCE Eastern | Wildlife | 230 | 0 | 0 | 0 | 0 | 0 | 0 | 0 | 0 | 0 | 0 | 0 | 0 | 0 | 250 | 250 | 0 | 0 | 0 | 150 | 1 |  | 0 | 0 | 0 | 0 | 0 | 0 | 0 | 0 | 0 | 0 | 0 | 0 | 0 | 0 | 0 | 0 | 0 | 0 | 0 | 0 | 0 |  | 0 | 0 | 0 | 0 | 0 | 0 | 0 | 0 | 0 | 0 | 0 | 0 | 0 | 0 | 0 | 0 | 0 | 0 | 0 |  | 1 | 1 | 1 | 1 | 1 | 1 | 1 | 1 | 1 | 1 | 1 | 0
PG&E FRESNO | Wilson | 115 | 0 | 0 | 0 | 0 | 0 | 0 | 0 | 0 | 0 | 0 | 0 | 0 | 0 | 0 | 0 | 0 | 0 | 0 | 0 | 0 |  | 0 | 0 | 0 | 0 | 0 | 0 | 0 | 0 | 0 | 0 | 0 | 0 | 0 | 0 | 0 | 0 | 0 | 0 | 0 | 0 | 0 |  | 0 | 0 | 0 | 0 | 0 | 0 | 0 | 0 | 0 | 0 | 0 | 0 | 0 | 0 | 0 | 0 | 0 | 0 | 0 |  | 1 | 1 | 1 | 1 | 1 | 1 | 1 | 1 | 1 | 1 | 1 | 0
PG&E FRESNO | Wilson | 230 | 0 | 0 | 0 | 0 | 0 | 0 | 0 | 0 | 0 | 0 | 0 | 0 | 0 | 0 | 0 | 0 | 0 | 0 | 0 | 0 |  | 0 | 0 | 0 | 0 | 0 | 0 | 0 | 0 | 0 | 0 | 0 | 0 | 0 | 0 | 0 | 0 | 0 | 0 | 0 | 0 | 0 |  | 0 | 0 | 0 | 0 | 0 | 0 | 0 | 0 | 0 | 0 | 0 | 0 | 0 | 0 | 0 | 0 | 0 | 0 | 0 |  | 1 | 1 | 1 | 1 | 1 | 1 | 1 | 1 | 1 | 1 | 1 | 0
SCE Northern | Windhub | 230 | 0 | 0 | 0 | 0 | 0 | 0 | 0 | 0 | 0 | 0 | 0 | 0 | 0 | 1020 | 1020 | 500 | 0 | 500 | 0 | 1 |  | 0 | 0 | 0 | 0 | 0 | 0 | 0 | 0 | 0 | 0 | 0 | 0 | 0 | 0 | 0 | 0 | 0 | 0 | 0 | 0 | 0 |  | 0 | 0 | 0 | 0 | 0 | 0 | 0 | 0 | 0 | 0 | 0 | 0 | 0 | 0 | 0 | 0 | 0 | 0 | 0 |  | 1 | 1 | 1 | 1 | 1 | 1 | 1 | 1 | 1 | 1 | 1 | 0
SCE Northern | Windhub | 500 | 0 | 0 | 0 | 0 | 0 | 0 | 0 | 0 | 0 | 0 | 0 | 0 | 153 | 0 | 153 | 15 | 0 | 15 | 480 | 1 |  | 0 | 0 | 0 | 0 | 0 | 0 | 0 | 0 | 0 | 0 | 0 | 0 | 0 | 0 | 0 | 0 | 0 | 0 | 0 | 0 | 0 |  | 0 | 0 | 0 | 0 | 0 | 0 | 0 | 0 | 0 | 0 | 0 | 0 | 0 | 0 | 0 | 0 | 0 | 0 | 0 |  | 1 | 1 | 1 | 1 | 1 | 1 | 1 | 1 | 1 | 1 | 1 | 0
PG&E GBA | Windmaster | 230 | 0 | 0 | 0 | 0 | 0 | 0 | 0 | 0 | 0 | 0 | 0 | 0 | 0 | 0 | 0 | 0 | 0 | 0 | 0 | 0 |  | 0 | 0 | 0 | 0 | 0 | 0 | 0 | 0 | 0 | 0 | 0 | 0 | 0 | 0 | 0 | 0 | 0 | 0 | 0 | 0 | 0 |  | 0 | 0 | 0 | 0 | 0 | 0 | 0 | 0 | 0 | 0 | 0 | 0 | 0 | 0 | 0 | 0 | 0 | 0 | 0 |  | 1 | 1 | 1 | 1 | 1 | 1 | 1 | 1 | 1 | 1 | 1 | 0
PG&E NGBA | Windsor | 60 | 0 | 0 | 0 | 0 | 0 | 0 | 0 | 0 | 0 | 0 | 0 | 0 | 0 | 0 | 0 | 0 | 0 | 0 | 0 | 0 |  | 0 | 0 | 0 | 0 | 0 | 0 | 0 | 0 | 0 | 0 | 0 | 0 | 0 | 0 | 0 | 0 | 0 | 0 | 0 | 0 | 0 |  | 0 | 0 | 0 | 0 | 0 | 0 | 0 | 0 | 0 | 0 | 0 | 0 | 0 | 0 | 0 | 0 | 0 | 0 | 0 |  | 1 | 1 | 1 | 1 | 1 | 1 | 1 | 1 | 1 | 1 | 1 | 0
PG&E NGBA | Woodland | 115 | 0 | 0 | 0 | 0 | 0 | 0 | 0 | 0 | 0 | 0 | 0 | 0 | 0 | 12 | 12 | 0 | 0 | 0 | 0 | 1 |  | 0 | 0 | 0 | 0 | 0 | 0 | 0 | 0 | 0 | 0 | 0 | 0 | 0 | 0 | 0 | 0 | 0 | 0 | 0 | 0 | 0 |  | 0 | 0 | 0 | 0 | 0 | 0 | 0 | 0 | 0 | 0 | 0 | 0 | 0 | 0 | 0 | 0 | 0 | 0 | 0 |  | 1 | 1 | 1 | 1 | 1 | 1 | 1 | 1 | 1 | 1 | 1 | 0
PG&E FRESNO | Woodward | 115 | 0 | 0 | 0 | 0 | 0 | 0 | 0 | 0 | 0 | 0 | 0 | 0 | 0 | 0 | 0 | 0 | 0 | 0 | 0 | 0 |  | 0 | 0 | 0 | 0 | 0 | 0 | 0 | 0 | 0 | 0 | 0 | 0 | 0 | 0 | 0 | 0 | 0 | 0 | 0 | 0 | 0 |  | 0 | 0 | 0 | 0 | 0 | 0 | 0 | 0 | 0 | 0 | 0 | 0 | 0 | 0 | 0 | 0 | 0 | 0 | 0 |  | 1 | 1 | 1 | 1 | 1 | 1 | 1 | 1 | 1 | 1 | 1 | 0
PG&E NGBA | Wyandotte | 115 | 0 | 0 | 0 | 0 | 0 | 0 | 0 | 0 | 0 | 0 | 0 | 0 | 0 | 0 | 0 | 0 | 0 | 0 | 0 | 0 |  | 0 | 0 | 0 | 0 | 0 | 0 | 0 | 0 | 0 | 0 | 0 | 0 | 0 | 0 | 0 | 0 | 0 | 0 | 0 | 0 | 0 |  | 0 | 0 | 0 | 0 | 0 | 0 | 0 | 0 | 0 | 0 | 0 | 0 | 0 | 0 | 0 | 0 | 0 | 0 | 0 |  | 1 | 1 | 1 | 1 | 1 | 1 | 1 | 1 | 1 | 1 | 1 | 0

## PreviousTPP_Analysis_2041
Consistency with previous the 25-26 TPP base case for the mapped 2041 portfolio. Criteria alignment flags are shown by resources and substation in columns BO through BY. | [49 empty] | MW | Percentage | Flag
[48 empty] | Slightly Less |  | -100 | 10% | 1
|  |  | Sum of In-Development and Generic Portfollio Resources in 2041 mapping | [19 empty] | Amount Mapped in 25-26 TPP Base Case (2040) | [21 empty] | Difference Flag Calculator |  |  | Signifcantly Less |  | -500 | 33% | 2 | [12 empty] | Criteria Alignment Level by Resource
|  |  | Geothermal | Biomass | Wind | Wind | Wind | OOS Wind | OOS Wind | OOS Wind | Offshore Wind | Offshore Wind | Offshore Wind | Distributed Solar | Solar | Solar | Solar | Battery_4hr | Battery_8hr | Battery | LDES | Has |  | Geothermal | Biomass | Wind | Wind | Wind | OOS Wind | OOS Wind | OOS Wind | Offshore Wind | Offshore Wind | Offshore Wind | Distributed Solar | Solar | Solar | Solar | Battery_4hr | Battery_8hr | Battery | LDES | Has | Has Approved |  | Geothermal | Biomass | Wind | Wind | Wind | OOS Wind | OOS Wind | OOS Wind | Offshore Wind | Offshore Wind | Offshore Wind | Distributed Solar | Solar | Solar | Solar | Battery_4hr | Battery_8hr | Battery | LDES |  | Geothermal | Biomass | Wind | OOS Wind | Offshore Wind | Distributed Solar | Solar | Battery_4hr | Battery_8hr | Battery | LDES | Has Non-
CAISO Study Area | Substation | Voltage | FCDS | FCDS | FCDS | EODS | Total | FCDS | EODS | Total | FCDS | EODS | Total | EODS | FCDS | EODS | Total | FCDS | FCDS | Total | FCDS | Res |  | FCDS | FCDS | FCDS | EODS | Total | FCDS | EODS | Total | FCDS | EODS | Total | FCDS | FCDS | EODS | Total | FCDS | FCDS | Total | FCDS | Res | TPP Upgrade |  | FCDS | FCDS | FCDS | EODS | Total | FCDS | EODS | Total | FCDS | EODS | Total | FCDS | FCDS | EODS | Total | FCDS | FCDS | Total | FCDS |  | Alignment Level | Alignment Level | Alignment Level | Alignment Level | Alignment Level | Alignment Level | Alignment Level | Alignment Level | Alignment Level | Alignment Level | Alignment Level | Alignment
PG&E KERN | 7th Standard | 115 | 0 | 0 | 0 | 0 | 0 | 0 | 0 | 0 | 0 | 0 | 0 | 0 | 110 | 120 | 230 | 0 | 0 | 0 | 0 | 1 |  | 0 | 0 | 0 | 0 | 0 | 0 | 0 | 0 | 0 | 0 | 0 | 0 | 0 | 0 | 0 | 0 | 0 | 0 | 0 | 0 | 0 |  | 0 | 0 | 0 | 0 | 0 | 0 | 0 | 0 | 0 | 0 | 0 | 0 | 0 | 0 | 0 | 0 | 0 | 0 | 0 |  | 1 | 1 | 1 | 1 | 1 | 1 | 1 | 1 | 1 | 1 | 1 | 0
SCE Metro | Alamitos | 230 | 0 | 0 | 0 | 0 | 0 | 0 | 0 | 0 | 0 | 0 | 0 | 0 | 0 | 0 | 0 | 82 | 188 | 270 | 0 | 1 |  | 0 | 0 | 0 | 0 | 0 | 0 | 0 | 0 | 0 | 0 | 0 | 0 | 0 | 0 | 0 | 0 | 0 | 0 | 0 | 0 | 0 |  | 0 | 0 | 0 | 0 | 0 | 0 | 0 | 0 | 0 | 0 | 0 | 0 | 0 | 0 | 0 | 0 | 0 | 0 | 0 |  | 1 | 1 | 1 | 1 | 1 | 1 | 1 | 1 | 1 | 1 | 1 | 0
SCE Eastern | Alberhill | 115 | 7 | 0 | 0 | 0 | 0 | 0 | 0 | 0 | 0 | 0 | 0 | 0 | 0 | 0 | 0 | 0 | 0 | 0 | 50 | 1 |  | 0 | 0 | 0 | 0 | 0 | 0 | 0 | 0 | 0 | 0 | 0 | 0 | 0 | 0 | 0 | 0 | 0 | 0 | 0 | 0 | 1 |  | 0 | 0 | 0 | 0 | 0 | 0 | 0 | 0 | 0 | 0 | 0 | 0 | 0 | 0 | 0 | 0 | 0 | 0 | 0 |  | 1 | 1 | 1 | 1 | 1 | 1 | 1 | 1 | 1 | 1 | 1 | 0
SCE Eastern | Alberhill | 500 | 0 | 0 | 0 | 0 | 0 | 0 | 0 | 0 | 0 | 0 | 0 | 0 | 0 | 0 | 0 | 0 | 0 | 0 | 0 | 0 |  | 0 | 0 | 0 | 0 | 0 | 0 | 0 | 0 | 0 | 0 | 0 | 0 | 0 | 0 | 0 | 0 | 0 | 0 | 0 | 0 | 1 |  | 0 | 0 | 0 | 0 | 0 | 0 | 0 | 0 | 0 | 0 | 0 | 0 | 0 | 0 | 0 | 0 | 0 | 0 | 0 |  | 1 | 1 | 1 | 1 | 1 | 1 | 1 | 1 | 1 | 1 | 1 | 0
PG&E GBA | Alhambra | 115 | 0 | 0 | 0 | 0 | 0 | 0 | 0 | 0 | 0 | 0 | 0 | 0 | 90 | 0 | 90 | 0 | 0 | 0 | 0 | 1 |  | 0 | 0 | 0 | 0 | 0 | 0 | 0 | 0 | 0 | 0 | 0 | 0 | 0 | 0 | 0 | 0 | 0 | 0 | 0 | 0 | 1 |  | 0 | 0 | 0 | 0 | 0 | 0 | 0 | 0 | 0 | 0 | 0 | 0 | 0 | 0 | 0 | 0 | 0 | 0 | 0 |  | 1 | 1 | 1 | 1 | 1 | 1 | 1 | 1 | 1 | 1 | 1 | 0
PG&E FRESNO | Alpaugh | 115 | 0 | 0 | 0 | 0 | 0 | 0 | 0 | 0 | 0 | 0 | 0 | 0 | 0 | 0 | 0 | 0 | 0 | 0 | 0 | 0 |  | 0 | 0 | 0 | 0 | 0 | 0 | 0 | 0 | 0 | 0 | 0 | 0 | 0 | 0 | 0 | 0 | 0 | 0 | 0 | 0 | 0 |  | 0 | 0 | 0 | 0 | 0 | 0 | 0 | 0 | 0 | 0 | 0 | 0 | 0 | 0 | 0 | 0 | 0 | 0 | 0 |  | 1 | 1 | 1 | 1 | 1 | 1 | 1 | 1 | 1 | 1 | 1 | 0
SDGE | Alpine | 69 | 0 | 0 | 0 | 0 | 0 | 0 | 0 | 0 | 0 | 0 | 0 | 0 | 0 | 0 | 0 | 6 | 0 | 6 | 0 | 1 |  | 0 | 0 | 0 | 0 | 0 | 0 | 0 | 0 | 0 | 0 | 0 | 0 | 0 | 0 | 0 | 0 | 0 | 0 | 0 | 0 | 3 |  | 0 | 0 | 0 | 0 | 0 | 0 | 0 | 0 | 0 | 0 | 0 | 0 | 0 | 0 | 0 | 0 | 0 | 0 | 0 |  | 1 | 1 | 1 | 1 | 1 | 1 | 1 | 1 | 1 | 1 | 1 | 0
PG&E GBA | Altamont Midway (Sandhill) | 230 | 0 | 0 | 0 | 0 | 0 | 0 | 0 | 0 | 0 | 0 | 0 | 0 | 0 | 0 | 0 | 0 | 0 | 0 | 0 | 0 |  | 0 | 0 | 5 | 0 | 5 | 0 | 0 | 0 | 0 | 0 | 0 | 0 | 0 | 0 | 0 | 0 | 0 | 0 | 0 | 1 | 0 |  | 0 | 0 | 2 | 0 | 2 | 0 | 0 | 0 | 0 | 0 | 0 | 0 | 0 | 0 | 0 | 0 | 0 | 0 | 0 |  | 1 | 1 | 4 | 1 | 1 | 1 | 1 | 1 | 1 | 1 | 1 | 1
SCE Northern | Antelope | 66 | 0 | 0 | 0 | 0 | 0 | 0 | 0 | 0 | 0 | 0 | 0 | 6 | 0 | 0 | 0 | 0 | 0 | 0 | 0 | 1 |  | 0 | 0 | 0 | 0 | 0 | 0 | 0 | 0 | 0 | 0 | 0 | 0 | 0 | 0 | 0 | 0 | 0 | 0 | 0 | 0 | 0 |  | 0 | 0 | 0 | 0 | 0 | 0 | 0 | 0 | 0 | 0 | 0 | 0 | 0 | 0 | 0 | 0 | 0 | 0 | 0 |  | 1 | 1 | 1 | 1 | 1 | 1 | 1 | 1 | 1 | 1 | 1 | 0
SCE Northern | Antelope | 230 | 0 | 0 | 0 | 0 | 0 | 0 | 0 | 0 | 0 | 0 | 0 | 0 | 930 | 0 | 930 | 0 | 0 | 0 | 0 | 1 |  | 0 | 0 | 200 | 0 | 200 | 0 | 0 | 0 | 0 | 0 | 0 | 0 | 0 | 150 | 150 | 0 | 100 | 100 | 0 | 1 | 0 |  | 0 | 0 | 2 | 0 | 2 | 0 | 0 | 0 | 0 | 0 | 0 | 0 | 0 | 2 | 0 | 0 | 2 | 2 | 0 |  | 1 | 1 | 4 | 1 | 1 | 1 | 1 | 1 | 4 | 4 | 1 | 1
SCE Northern | Antelope | 500 | 0 | 0 | 0 | 0 | 0 | 0 | 0 | 0 | 0 | 0 | 0 | 0 | 0 | 0 | 0 | 0 | 0 | 0 | 0 | 0 |  | 0 | 0 | 0 | 0 | 0 | 0 | 0 | 0 | 0 | 0 | 0 | 0 | 0 | 0 | 0 | 0 | 0 | 0 | 0 | 0 | 0 |  | 0 | 0 | 0 | 0 | 0 | 0 | 0 | 0 | 0 | 0 | 0 | 0 | 0 | 0 | 0 | 0 | 0 | 0 | 0 |  | 1 | 1 | 1 | 1 | 1 | 1 | 1 | 1 | 1 | 1 | 1 | 0
PG&E NGBA | Arcata | 60 | 0 | 0 | 0 | 0 | 0 | 0 | 0 | 0 | 0 | 0 | 0 | 4 | 0 | 0 | 0 | 2.5 | 0 | 2.5 | 0 | 1 |  | 0 | 0 | 0 | 0 | 0 | 0 | 0 | 0 | 0 | 0 | 0 | 0 | 0 | 0 | 0 | 0 | 0 | 0 | 0 | 0 | 0 |  | 0 | 0 | 0 | 0 | 0 | 0 | 0 | 0 | 0 | 0 | 0 | 0 | 0 | 0 | 0 | 0 | 0 | 0 | 0 |  | 1 | 1 | 1 | 1 | 1 | 1 | 1 | 1 | 1 | 1 | 1 | 0
PG&E KERN | Arco | 230 | 0 | 0 | 0 | 0 | 0 | 0 | 0 | 0 | 0 | 0 | 0 | 4.79 | 870 | 455 | 1325 | 0 | 0 | 0 | 0 | 1 |  | 0 | 0 | 0 | 0 | 0 | 0 | 0 | 0 | 0 | 0 | 0 | 0 | 325 | 674 | 999 | 0 | 265 | 265 | 0 | 1 | 0 |  | 0 | 0 | 0 | 0 | 0 | 0 | 0 | 0 | 0 | 0 | 0 | 0 | 0 | 1 | 0 | 0 | 2 | 2 | 0 |  | 1 | 1 | 1 | 1 | 1 | 1 | 1 | 1 | 4 | 4 | 1 | 1
PG&E KERN | Arco | 70 | 0 | 0 | 0 | 0 | 0 | 0 | 0 | 0 | 0 | 0 | 0 | 0 | 60 | 0 | 60 | 2 | 0 | 2 | 0 | 1 |  | 0 | 0 | 0 | 0 | 0 | 0 | 0 | 0 | 0 | 0 | 0 | 0 | 0 | 0 | 0 | 0 | 0 | 0 | 0 | 0 | 0 |  | 0 | 0 | 0 | 0 | 0 | 0 | 0 | 0 | 0 | 0 | 0 | 0 | 0 | 0 | 0 | 0 | 0 | 0 | 0 |  | 1 | 1 | 1 | 1 | 1 | 1 | 1 | 1 | 1 | 1 | 1 | 0
SCE Metro | ArcoGen | 230 | 0 | 0 | 0 | 0 | 0 | 0 | 0 | 0 | 0 | 0 | 0 | 0 | 486 | 0 | 486 | 0 | 0 | 0 | 0 | 1 |  | 0 | 0 | 0 | 0 | 0 | 0 | 0 | 0 | 0 | 0 | 0 | 0 | 0 | 0 | 0 | 0 | 0 | 0 | 0 | 0 | 0 |  | 0 | 0 | 0 | 0 | 0 | 0 | 0 | 0 | 0 | 0 | 0 | 0 | 0 | 0 | 0 | 0 | 0 | 0 | 0 |  | 1 | 1 | 1 | 1 | 1 | 1 | 1 | 1 | 1 | 1 | 1 | 0
SDGE | Artesian | 230 | 0 | 0 | 0 | 0 | 0 | 0 | 0 | 0 | 0 | 0 | 0 | 0 | 0 | 0 | 0 | 0 | 0 | 0 | 0 | 0 |  | 0 | 0 | 0 | 0 | 0 | 0 | 0 | 0 | 0 | 0 | 0 | 0 | 0 | 0 | 0 | 0 | 0 | 0 | 0 | 0 | 3 |  | 0 | 0 | 0 | 0 | 0 | 0 | 0 | 0 | 0 | 0 | 0 | 0 | 0 | 0 | 0 | 0 | 0 | 0 | 0 |  | 1 | 1 | 1 | 1 | 1 | 1 | 1 | 1 | 1 | 1 | 1 | 0
SDGE | Artesian | 69 | 0 | 0 | 0 | 0 | 0 | 0 | 0 | 0 | 0 | 0 | 0 | 0 | 0 | 0 | 0 | 0 | 0 | 0 | 0 | 0 |  | 0 | 0 | 0 | 0 | 0 | 0 | 0 | 0 | 0 | 0 | 0 | 0 | 0 | 0 | 0 | 0 | 0 | 0 | 0 | 0 | 2 |  | 0 | 0 | 0 | 0 | 0 | 0 | 0 | 0 | 0 | 0 | 0 | 0 | 0 | 0 | 0 | 0 | 0 | 0 | 0 |  | 1 | 1 | 1 | 1 | 1 | 1 | 1 | 1 | 1 | 1 | 1 | 0
PG&E FRESNO | Ashlan | 230 | 0 | 0 | 0 | 0 | 0 | 0 | 0 | 0 | 0 | 0 | 0 | 0 | 0 | 0 | 0 | 0 | 300 | 300 | 0 | 1 |  | 0 | 0 | 0 | 0 | 0 | 0 | 0 | 0 | 0 | 0 | 0 | 0 | 0 | 0 | 0 | 0 | 0 | 0 | 0 | 0 | 1 |  | 0 | 0 | 0 | 0 | 0 | 0 | 0 | 0 | 0 | 0 | 0 | 0 | 0 | 0 | 0 | 0 | 0 | 0 | 0 |  | 1 | 1 | 1 | 1 | 1 | 1 | 1 | 1 | 1 | 1 | 1 | 0
PG&E NGBA | Atlantic | 115 | 0 | 0 | 0 | 0 | 0 | 0 | 0 | 0 | 0 | 0 | 0 | 0 | 0 | 0 | 0 | 0 | 0 | 0 | 0 | 0 |  | 0 | 0 | 0 | 0 | 0 | 0 | 0 | 0 | 0 | 0 | 0 | 0 | 0 | 0 | 0 | 0 | 0 | 0 | 0 | 0 | 0 |  | 0 | 0 | 0 | 0 | 0 | 0 | 0 | 0 | 0 | 0 | 0 | 0 | 0 | 0 | 0 | 0 | 0 | 0 | 0 |  | 1 | 1 | 1 | 1 | 1 | 1 | 1 | 1 | 1 | 1 | 1 | 0
PG&E NGBA | Atlantic | 230 | 0 | 0 | 0 | 0 | 0 | 0 | 0 | 0 | 0 | 0 | 0 | 0 | 0 | 235 | 235 | 0 | 0 | 0 | 0 | 1 |  | 0 | 0 | 0 | 0 | 0 | 0 | 0 | 0 | 0 | 0 | 0 | 0 | 0 | 0 | 0 | 0 | 0 | 0 | 0 | 0 | 0 |  | 0 | 0 | 0 | 0 | 0 | 0 | 0 | 0 | 0 | 0 | 0 | 0 | 0 | 0 | 0 | 0 | 0 | 0 | 0 |  | 1 | 1 | 1 | 1 | 1 | 1 | 1 | 1 | 1 | 1 | 1 | 0
PG&E NGBA | Atlantic | 60 | 0 | 0 | 0 | 0 | 0 | 0 | 0 | 0 | 0 | 0 | 0 | 0 | 0 | 0 | 0 | 0 | 0 | 0 | 0 | 0 |  | 0 | 0 | 0 | 0 | 0 | 0 | 0 | 0 | 0 | 0 | 0 | 0 | 0 | 0 | 0 | 0 | 0 | 0 | 0 | 0 | 0 |  | 0 | 0 | 0 | 0 | 0 | 0 | 0 | 0 | 0 | 0 | 0 | 0 | 0 | 0 | 0 | 0 | 0 | 0 | 0 |  | 1 | 1 | 1 | 1 | 1 | 1 | 1 | 1 | 1 | 1 | 1 | 0
PG&E FRESNO | Atwater | 115 | 0 | 0 | 0 | 0 | 0 | 0 | 0 | 0 | 0 | 0 | 0 | 2 | 0 | 0 | 0 | 0 | 0 | 0 | 0 | 1 |  | 0 | 0 | 0 | 0 | 0 | 0 | 0 | 0 | 0 | 0 | 0 | 0 | 0 | 0 | 0 | 0 | 0 | 0 | 0 | 0 | 1 |  | 0 | 0 | 0 | 0 | 0 | 0 | 0 | 0 | 0 | 0 | 0 | 0 | 0 | 0 | 0 | 0 | 0 | 0 | 0 |  | 1 | 1 | 1 | 1 | 1 | 1 | 1 | 1 | 1 | 1 | 1 | 0
PG&E GBA | Avena | 115 | 0 | 0 | 0 | 0 | 0 | 0 | 0 | 0 | 0 | 0 | 0 | 0 | 0 | 0 | 0 | 0 | 0 | 0 | 0 | 0 |  | 0 | 0 | 0 | 0 | 0 | 0 | 0 | 0 | 0 | 0 | 0 | 0 | 0 | 0 | 0 | 0 | 0 | 0 | 0 | 0 | 0 |  | 0 | 0 | 0 | 0 | 0 | 0 | 0 | 0 | 0 | 0 | 0 | 0 | 0 | 0 | 0 | 0 | 0 | 0 | 0 |  | 1 | 1 | 1 | 1 | 1 | 1 | 1 | 1 | 1 | 1 | 1 | 0
SDGE | Avocado | 69 | 0 | 0 | 0 | 0 | 0 | 0 | 0 | 0 | 0 | 0 | 0 | 0 | 0 | 0 | 0 | 0 | 0 | 0 | 0 | 0 |  | 0 | 0 | 0 | 0 | 0 | 0 | 0 | 0 | 0 | 0 | 0 | 0 | 0 | 0 | 0 | 0 | 0 | 0 | 0 | 0 | 2 |  | 0 | 0 | 0 | 0 | 0 | 0 | 0 | 0 | 0 | 0 | 0 | 0 | 0 | 0 | 0 | 0 | 0 | 0 | 0 |  | 1 | 1 | 1 | 1 | 1 | 1 | 1 | 1 | 1 | 1 | 1 | 0
PG&E NGBA | Bahia | 230 | 0 | 0 | 0 | 0 | 0 | 0 | 0 | 0 | 0 | 0 | 0 | 0 | 0 | 0 | 0 | 0 | 0 | 0 | 0 | 0 |  | 0 | 0 | 0 | 0 | 0 | 0 | 0 | 0 | 0 | 0 | 0 | 0 | 0 | 0 | 0 | 0 | 0 | 0 | 0 | 0 | 1 |  | 0 | 0 | 0 | 0 | 0 | 0 | 0 | 0 | 0 | 0 | 0 | 0 | 0 | 0 | 0 | 0 | 0 | 0 | 0 |  | 1 | 1 | 1 | 1 | 1 | 1 | 1 | 1 | 1 | 1 | 1 | 0
SCE Northern | Bailey | 230 | 0 | 0 | 0 | 0 | 0 | 0 | 0 | 0 | 0 | 0 | 0 | 0 | 0 | 0 | 0 | 0 | 0 | 0 | 0 | 0 |  | 0 | 0 | 0 | 0 | 0 | 0 | 0 | 0 | 0 | 0 | 0 | 0 | 0 | 0 | 0 | 0 | 0 | 0 | 0 | 0 | 0 |  | 0 | 0 | 0 | 0 | 0 | 0 | 0 | 0 | 0 | 0 | 0 | 0 | 0 | 0 | 0 | 0 | 0 | 0 | 0 |  | 1 | 1 | 1 | 1 | 1 | 1 | 1 | 1 | 1 | 1 | 1 | 0
SCE NOL | Baker | 115 | 0 | 0 | 0 | 0 | 0 | 0 | 0 | 0 | 0 | 0 | 0 | 0 | 0 | 0 | 0 | 0 | 0 | 0 | 0 | 0 |  | 0 | 0 | 0 | 0 | 0 | 0 | 0 | 0 | 0 | 0 | 0 | 0 | 0 | 0 | 0 | 0 | 0 | 0 | 0 | 0 | 3 |  | 0 | 0 | 0 | 0 | 0 | 0 | 0 | 0 | 0 | 0 | 0 | 0 | 0 | 0 | 0 | 0 | 0 | 0 | 0 |  | 1 | 1 | 1 | 1 | 1 | 1 | 1 | 1 | 1 | 1 | 1 | 0
PG&E KERN | Bakersfield | 230 | 0 | 0 | 0 | 0 | 0 | 0 | 0 | 0 | 0 | 0 | 0 | 0 | 440 | 320 | 760 | 0 | 0 | 0 | 0 | 1 |  | 0 | 0 | 0 | 0 | 0 | 0 | 0 | 0 | 0 | 0 | 0 | 0 | 0 | 0 | 0 | 0 | 0 | 0 | 0 | 0 | 0 |  | 0 | 0 | 0 | 0 | 0 | 0 | 0 | 0 | 0 | 0 | 0 | 0 | 0 | 0 | 0 | 0 | 0 | 0 | 0 |  | 1 | 1 | 1 | 1 | 1 | 1 | 1 | 1 | 1 | 1 | 1 | 0
PG&E FRESNO | Balch | 230 | 0 | 0 | 0 | 0 | 0 | 0 | 0 | 0 | 0 | 0 | 0 | 0 | 190 | 0 | 190 | 0 | 0 | 0 | 0 | 1 |  | 0 | 0 | 0 | 0 | 0 | 0 | 0 | 0 | 0 | 0 | 0 | 0 | 0 | 0 | 0 | 0 | 0 | 0 | 0 | 0 | 1 |  | 0 | 0 | 0 | 0 | 0 | 0 | 0 | 0 | 0 | 0 | 0 | 0 | 0 | 0 | 0 | 0 | 0 | 0 | 0 |  | 1 | 1 | 1 | 1 | 1 | 1 | 1 | 1 | 1 | 1 | 1 | 0
SCE Eastern | Bannister | 230 | 0 | 0 | 0 | 60 | 60 | 0 | 0 | 0 | 0 | 0 | 0 | 0 | 0 | 0 | 0 | 0 | 0 | 0 | 0 | 1 |  | 0 | 0 | 0 | 0 | 0 | 0 | 0 | 0 | 0 | 0 | 0 | 0 | 0 | 0 | 0 | 0 | 0 | 0 | 0 | 0 | 1 |  | 0 | 0 | 0 | 0 | 0 | 0 | 0 | 0 | 0 | 0 | 0 | 0 | 0 | 0 | 0 | 0 | 0 | 0 | 0 |  | 1 | 1 | 1 | 1 | 1 | 1 | 1 | 1 | 1 | 1 | 1 | 0
SCE Metro | Barre | 230 | 0 | 0 | 0 | 0 | 0 | 0 | 0 | 0 | 0 | 0 | 0 | 0 | 0 | 0 | 0 | 0 | 300 | 300 | 0 | 1 |  | 0 | 0 | 0 | 0 | 0 | 0 | 0 | 0 | 0 | 0 | 0 | 0 | 0 | 0 | 0 | 0 | 0 | 0 | 0 | 0 | 0 |  | 0 | 0 | 0 | 0 | 0 | 0 | 0 | 0 | 0 | 0 | 0 | 0 | 0 | 0 | 0 | 0 | 0 | 0 | 0 |  | 1 | 1 | 1 | 1 | 1 | 1 | 1 | 1 | 1 | 1 | 1 | 0
SDGE | Bay Boulevard | 69 | 0 | 0 | 0 | 0 | 0 | 0 | 0 | 0 | 0 | 0 | 0 | 0 | 0 | 0 | 0 | 0 | 0 | 0 | 0 | 0 |  | 0 | 0 | 0 | 0 | 0 | 0 | 0 | 0 | 0 | 0 | 0 | 0 | 0 | 0 | 0 | 0 | 0 | 0 | 0 | 0 | 4 |  | 0 | 0 | 0 | 0 | 0 | 0 | 0 | 0 | 0 | 0 | 0 | 0 | 0 | 0 | 0 | 0 | 0 | 0 | 0 |  | 1 | 1 | 1 | 1 | 1 | 1 | 1 | 1 | 1 | 1 | 1 | 0
SDGE | Bay Boulevard | 230 | 0 | 0 | 0 | 0 | 0 | 0 | 0 | 0 | 0 | 0 | 0 | 0 | 0 | 0 | 0 | 0 | 0 | 0 | 0 | 0 |  | 0 | 0 | 0 | 0 | 0 | 0 | 0 | 0 | 0 | 0 | 0 | 0 | 0 | 0 | 0 | 0 | 0 | 0 | 0 | 0 | 5 |  | 0 | 0 | 0 | 0 | 0 | 0 | 0 | 0 | 0 | 0 | 0 | 0 | 0 | 0 | 0 | 0 | 0 | 0 | 0 |  | 1 | 1 | 1 | 1 | 1 | 1 | 1 | 1 | 1 | 1 | 1 | 0
EOP | Beatty | 138 | 0 | 0 | 0 | 0 | 0 | 0 | 0 | 0 | 0 | 0 | 0 | 0 | 0 | 0 | 0 | 0 | 0 | 0 | 0 | 0 |  | 0 | 0 | 0 | 0 | 0 | 0 | 0 | 0 | 0 | 0 | 0 | 0 | 0 | 0 | 0 | 0 | 0 | 0 | 0 | 0 | 2 |  | 0 | 0 | 0 | 0 | 0 | 0 | 0 | 0 | 0 | 0 | 0 | 0 | 0 | 0 | 0 | 0 | 0 | 0 | 0 |  | 1 | 1 | 1 | 1 | 1 | 1 | 1 | 1 | 1 | 1 | 1 | 0
EOP | Beatty | 230 | 436 | 0 | 0 | 0 | 0 | 0 | 0 | 0 | 0 | 0 | 0 | 0 | 500 | 0 | 500 | 0 | 0 | 0 | 0 | 1 |  | 400 | 0 | 0 | 0 | 0 | 0 | 0 | 0 | 0 | 0 | 0 | 0 | 100 | 500 | 600 | 0 | 170 | 170 | 0 | 1 | 2 |  | 0 | 0 | 0 | 0 | 0 | 0 | 0 | 0 | 0 | 0 | 0 | 0 | 0 | 2 | 1 | 0 | 2 | 2 | 0 |  | 1 | 1 | 1 | 1 | 1 | 1 | 3 | 1 | 5 | 5 | 1 | 1
PG&E NGBA | Belden | 230 | 0 | 0 | 0 | 0 | 0 | 0 | 0 | 0 | 0 | 0 | 0 | 0 | 0 | 0 | 0 | 0 | 0 | 0 | 0 | 0 |  | 0 | 0 | 0 | 0 | 0 | 0 | 0 | 0 | 0 | 0 | 0 | 0 | 0 | 0 | 0 | 0 | 0 | 0 | 0 | 0 | 0 |  | 0 | 0 | 0 | 0 | 0 | 0 | 0 | 0 | 0 | 0 | 0 | 0 | 0 | 0 | 0 | 0 | 0 | 0 | 0 |  | 1 | 1 | 1 | 1 | 1 | 1 | 1 | 1 | 1 | 1 | 1 | 0
PG&E NGBA | Bell | 115 | 0 | 0 | 0 | 0 | 0 | 0 | 0 | 0 | 0 | 0 | 0 | 0 | 0 | 0 | 0 | 0 | 0 | 0 | 0 | 0 |  | 0 | 0 | 0 | 0 | 0 | 0 | 0 | 0 | 0 | 0 | 0 | 0 | 0 | 0 | 0 | 0 | 0 | 0 | 0 | 0 | 0 |  | 0 | 0 | 0 | 0 | 0 | 0 | 0 | 0 | 0 | 0 | 0 | 0 | 0 | 0 | 0 | 0 | 0 | 0 | 0 |  | 1 | 1 | 1 | 1 | 1 | 1 | 1 | 1 | 1 | 1 | 1 | 0
PG&E NGBA | Bellevue | 115 | 0 | 0 | 0 | 0 | 0 | 0 | 0 | 0 | 0 | 0 | 0 | 0 | 0 | 0 | 0 | 0 | 0 | 0 | 0 | 0 |  | 0 | 0 | 0 | 0 | 0 | 0 | 0 | 0 | 0 | 0 | 0 | 0 | 0 | 0 | 0 | 0 | 0 | 0 | 0 | 0 | 1 |  | 0 | 0 | 0 | 0 | 0 | 0 | 0 | 0 | 0 | 0 | 0 | 0 | 0 | 0 | 0 | 0 | 0 | 0 | 0 |  | 1 | 1 | 1 | 1 | 1 | 1 | 1 | 1 | 1 | 1 | 1 | 0
PG&E GBA | Bellota | 115 | 0 | 0 | 0 | 0 | 0 | 0 | 0 | 0 | 0 | 0 | 0 | 0 | 0 | 0 | 0 | 0 | 0 | 0 | 0 | 0 |  | 0 | 0 | 0 | 0 | 0 | 0 | 0 | 0 | 0 | 0 | 0 | 0 | 0 | 0 | 0 | 0 | 0 | 0 | 0 | 0 | 0 |  | 0 | 0 | 0 | 0 | 0 | 0 | 0 | 0 | 0 | 0 | 0 | 0 | 0 | 0 | 0 | 0 | 0 | 0 | 0 |  | 1 | 1 | 1 | 1 | 1 | 1 | 1 | 1 | 1 | 1 | 1 | 0
PG&E GBA | Bellota | 230 | 0 | 0 | 0 | 0 | 0 | 0 | 0 | 0 | 0 | 0 | 0 | 0 | 0 | 0 | 0 | 0 | 0 | 0 | 0 | 0 |  | 0 | 0 | 0 | 0 | 0 | 0 | 0 | 0 | 0 | 0 | 0 | 0 | 200 | 200 | 400 | 0 | 0 | 0 | 310 | 1 | 0 |  | 0 | 0 | 0 | 0 | 0 | 0 | 0 | 0 | 0 | 0 | 0 | 0 | 2 | 2 | 2 | 0 | 0 | 0 | 2 |  | 1 | 1 | 1 | 1 | 1 | 1 | 4 | 1 | 1 | 1 | 4 | 1
SCE Northern | Big Creek | 230 | 0 | 0 | 0 | 0 | 0 | 0 | 0 | 0 | 0 | 0 | 0 | 0 | 192 | 0 | 192 | 0 | 0 | 0 | 100 | 1 |  | 0 | 0 | 0 | 0 | 0 | 0 | 0 | 0 | 0 | 0 | 0 | 0 | 0 | 0 | 0 | 0 | 0 | 0 | 0 | 0 | 0 |  | 0 | 0 | 0 | 0 | 0 | 0 | 0 | 0 | 0 | 0 | 0 | 0 | 0 | 0 | 0 | 0 | 0 | 0 | 0 |  | 1 | 1 | 1 | 1 | 1 | 1 | 1 | 1 | 1 | 1 | 1 | 0
PG&E FRESNO | Biola | 70 | 0 | 0 | 0 | 0 | 0 | 0 | 0 | 0 | 0 | 0 | 0 | 0 | 0 | 0 | 0 | 0 | 78 | 78 | 0 | 1 |  | 0 | 0 | 0 | 0 | 0 | 0 | 0 | 0 | 0 | 0 | 0 | 0 | 0 | 0 | 0 | 0 | 0 | 0 | 0 | 0 | 1 |  | 0 | 0 | 0 | 0 | 0 | 0 | 0 | 0 | 0 | 0 | 0 | 0 | 0 | 0 | 0 | 0 | 0 | 0 | 0 |  | 1 | 1 | 1 | 1 | 1 | 1 | 1 | 1 | 1 | 1 | 1 | 0
PG&E GBA | Birds Landing | 230 | 0 | 0 | 0 | 0 | 0 | 0 | 0 | 0 | 0 | 0 | 0 | 0 | 0 | 0 | 0 | 0 | 0 | 0 | 0 | 0 |  | 0 | 0 | 144 | 107 | 251 | 0 | 0 | 0 | 0 | 0 | 0 | 0 | 0 | 200 | 200 | 0 | 65 | 65 | 0 | 1 | 0 |  | 0 | 0 | 2 | 2 | 2 | 0 | 0 | 0 | 0 | 0 | 0 | 0 | 0 | 2 | 2 | 0 | 2 | 2 | 0 |  | 1 | 1 | 4 | 1 | 1 | 1 | 4 | 1 | 4 | 4 | 1 | 1
SCE Northern | Bliss | 66 | 0 | 0 | 0 | 0 | 0 | 0 | 0 | 0 | 0 | 0 | 0 | 0 | 0 | 0 | 0 | 0 | 0 | 0 | 0 | 0 |  | 0 | 0 | 0 | 0 | 0 | 0 | 0 | 0 | 0 | 0 | 0 | 0 | 0 | 0 | 0 | 0 | 0 | 0 | 0 | 0 | 0 |  | 0 | 0 | 0 | 0 | 0 | 0 | 0 | 0 | 0 | 0 | 0 | 0 | 0 | 0 | 0 | 0 | 0 | 0 | 0 |  | 1 | 1 | 1 | 1 | 1 | 1 | 1 | 1 | 1 | 1 | 1 | 0
SCE Eastern | Blythe | 161 | 0 | 0 | 0 | 0 | 0 | 0 | 0 | 0 | 0 | 0 | 0 | 0 | 0 | 160 | 160 | 160 | 0 | 160 | 0 | 1 |  | 0 | 0 | 0 | 0 | 0 | 0 | 0 | 0 | 0 | 0 | 0 | 0 | 0 | 0 | 0 | 0 | 0 | 0 | 0 | 0 | 2 |  | 0 | 0 | 0 | 0 | 0 | 0 | 0 | 0 | 0 | 0 | 0 | 0 | 0 | 0 | 0 | 0 | 0 | 0 | 0 |  | 1 | 1 | 1 | 1 | 1 | 1 | 1 | 1 | 1 | 1 | 1 | 0
PG&E NGBA | Bogue | 115 | 0 | 0 | 0 | 0 | 0 | 0 | 0 | 0 | 0 | 0 | 0 | 0 | 0 | 0 | 0 | 0 | 0 | 0 | 0 | 0 |  | 0 | 0 | 0 | 0 | 0 | 0 | 0 | 0 | 0 | 0 | 0 | 0 | 0 | 0 | 0 | 0 | 0 | 0 | 0 | 0 | 0 |  | 0 | 0 | 0 | 0 | 0 | 0 | 0 | 0 | 0 | 0 | 0 | 0 | 0 | 0 | 0 | 0 | 0 | 0 | 0 |  | 1 | 1 | 1 | 1 | 1 | 1 | 1 | 1 | 1 | 1 | 1 | 0
PG&E FRESNO | Borden | 230 | 0 | 0 | 0 | 0 | 0 | 0 | 0 | 0 | 0 | 0 | 0 | 0 | 0 | 0 | 0 | 0 | 0 | 0 | 0 | 0 |  | 0 | 0 | 0 | 0 | 0 | 0 | 0 | 0 | 0 | 0 | 0 | 0 | 195 | 400 | 595 | 0 | 155 | 155 | 0 | 1 | 2 |  | 0 | 0 | 0 | 0 | 0 | 0 | 0 | 0 | 0 | 0 | 0 | 0 | 2 | 2 | 2 | 0 | 2 | 2 | 0 |  | 1 | 1 | 1 | 1 | 1 | 1 | 5 | 1 | 5 | 5 | 1 | 1
PG&E FRESNO | Borden | 70 | 0 | 0 | 0 | 0 | 0 | 0 | 0 | 0 | 0 | 0 | 0 | 0 | 0 | 0 | 0 | 0 | 0 | 0 | 0 | 0 |  | 0 | 0 | 0 | 0 | 0 | 0 | 0 | 0 | 0 | 0 | 0 | 4.5 | 0 | 0 | 0 | 0 | 0 | 0 | 0 | 1 | 2 |  | 0 | 0 | 0 | 0 | 0 | 0 | 0 | 0 | 0 | 0 | 0 | 2 | 0 | 0 | 0 | 0 | 0 | 0 | 0 |  | 1 | 1 | 1 | 1 | 1 | 5 | 1 | 1 | 1 | 1 | 1 | 1
SDGE | Boulevard East | 138 | 0 | 0 | 180 | 0 | 180 | 0 | 0 | 0 | 0 | 0 | 0 | 0 | 20 | 10 | 30 | 0 | 0 | 0 | 0 | 1 |  | 0 | 0 | 60 | 3.3 | 63.3 | 0 | 0 | 0 | 0 | 0 | 0 | 0 | 0 | 0 | 0 | 0 | 0 | 0 | 0 | 1 | 4 |  | 0 | 0 | 0 | 2 | 0 | 0 | 0 | 0 | 0 | 0 | 0 | 0 | 0 | 0 | 0 | 0 | 0 | 0 | 0 |  | 1 | 1 | 1 | 1 | 1 | 1 | 1 | 1 | 1 | 1 | 1 | 0
SDGE | Boulevard East | 69 | 0 | 0 | 0 | 0 | 0 | 0 | 0 | 0 | 0 | 0 | 0 | 0 | 0 | 17.4 | 17.4 | 17.4 | 0 | 17.4 | 0 | 1 |  | 0 | 0 | 0 | 0 | 0 | 0 | 0 | 0 | 0 | 0 | 0 | 0 | 0 | 22.6 | 22.6 | 0 | 0 | 0 | 0 | 1 | 4 |  | 0 | 0 | 0 | 0 | 0 | 0 | 0 | 0 | 0 | 0 | 0 | 0 | 0 | 1 | 1 | 0 | 0 | 0 | 0 |  | 1 | 1 | 1 | 1 | 1 | 1 | 3 | 1 | 1 | 1 | 1 | 1
PG&E GBA | Brentwood | 230 | 0 | 0 | 0 | 0 | 0 | 0 | 0 | 0 | 0 | 0 | 0 | 2 | 0 | 50 | 50 | 0 | 0 | 0 | 0 | 1 |  | 0 | 0 | 0 | 0 | 0 | 0 | 0 | 0 | 0 | 0 | 0 | 0 | 0 | 0 | 0 | 0 | 0 | 0 | 0 | 0 | 0 |  | 0 | 0 | 0 | 0 | 0 | 0 | 0 | 0 | 0 | 0 | 0 | 0 | 0 | 0 | 0 | 0 | 0 | 0 | 0 |  | 1 | 1 | 1 | 1 | 1 | 1 | 1 | 1 | 1 | 1 | 1 | 0
PG&E NGBA | Bridgeville | 115 | 0 | 0 | 0 | 0 | 0 | 0 | 0 | 0 | 0 | 0 | 0 | 0 | 0 | 0 | 0 | 0 | 0 | 0 | 0 | 0 |  | 0 | 8 | 0 | 0 | 0 | 0 | 0 | 0 | 0 | 0 | 0 | 0 | 0 | 0 | 0 | 0 | 0 | 0 | 0 | 1 | 0 |  | 0 | 2 | 0 | 0 | 0 | 0 | 0 | 0 | 0 | 0 | 0 | 0 | 0 | 0 | 0 | 0 | 0 | 0 | 0 |  | 1 | 4 | 1 | 1 | 1 | 1 | 1 | 1 | 1 | 1 | 1 | 1
PG&E NGBA | Brighton | 115 | 0 | 0 | 0 | 0 | 0 | 0 | 0 | 0 | 0 | 0 | 0 | 0 | 0 | 0 | 0 | 0 | 0 | 0 | 0 | 0 |  | 0 | 0 | 0 | 0 | 0 | 0 | 0 | 0 | 0 | 0 | 0 | 0 | 0 | 0 | 0 | 0 | 0 | 0 | 0 | 0 | 1 |  | 0 | 0 | 0 | 0 | 0 | 0 | 0 | 0 | 0 | 0 | 0 | 0 | 0 | 0 | 0 | 0 | 0 | 0 | 0 |  | 1 | 1 | 1 | 1 | 1 | 1 | 1 | 1 | 1 | 1 | 1 | 0
PG&E NGBA | Brighton | 230 | 0 | 0 | 0 | 0 | 0 | 0 | 0 | 0 | 0 | 0 | 0 | 0 | 0 | 0 | 0 | 0 | 0 | 0 | 0 | 0 |  | 0 | 0 | 0 | 0 | 0 | 0 | 0 | 0 | 0 | 0 | 0 | 0 | 0 | 0 | 0 | 0 | 0 | 0 | 0 | 0 | 1 |  | 0 | 0 | 0 | 0 | 0 | 0 | 0 | 0 | 0 | 0 | 0 | 0 | 0 | 0 | 0 | 0 | 0 | 0 | 0 |  | 1 | 1 | 1 | 1 | 1 | 1 | 1 | 1 | 1 | 1 | 1 | 0
PG&E NGBA | Brunswick | 115 | 0 | 0 | 0 | 0 | 0 | 0 | 0 | 0 | 0 | 0 | 0 | 0 | 0 | 0 | 0 | 0 | 0 | 0 | 0 | 0 |  | 0 | 0 | 0 | 0 | 0 | 0 | 0 | 0 | 0 | 0 | 0 | 1.9 | 0 | 0 | 0 | 0 | 0 | 0 | 0 | 1 | 0 |  | 0 | 0 | 0 | 0 | 0 | 0 | 0 | 0 | 0 | 0 | 0 | 2 | 0 | 0 | 0 | 0 | 0 | 0 | 0 |  | 1 | 1 | 1 | 1 | 1 | 4 | 1 | 1 | 1 | 1 | 1 | 1
PG&E NGBA | Bucks Creek | 230 | 0 | 0 | 0 | 0 | 0 | 0 | 0 | 0 | 0 | 0 | 0 | 0 | 0 | 0 | 0 | 0 | 0 | 0 | 0 | 0 |  | 0 | 0 | 0 | 0 | 0 | 0 | 0 | 0 | 0 | 0 | 0 | 0 | 0 | 0 | 0 | 0 | 0 | 0 | 0 | 0 | 0 |  | 0 | 0 | 0 | 0 | 0 | 0 | 0 | 0 | 0 | 0 | 0 | 0 | 0 | 0 | 0 | 0 | 0 | 0 | 0 |  | 1 | 1 | 1 | 1 | 1 | 1 | 1 | 1 | 1 | 1 | 1 | 0
PG&E KERN | Buena Vista | 230 | 0 | 0 | 0 | 0 | 0 | 0 | 0 | 0 | 0 | 0 | 0 | 0 | 895 | 555 | 1450 | 0 | 100 | 100 | 0 | 1 |  | 0 | 0 | 0 | 0 | 0 | 0 | 0 | 0 | 0 | 0 | 0 | 0 | 0 | 0 | 0 | 0 | 0 | 0 | 0 | 0 | 0 |  | 0 | 0 | 0 | 0 | 0 | 0 | 0 | 0 | 0 | 0 | 0 | 0 | 0 | 0 | 0 | 0 | 0 | 0 | 0 |  | 1 | 1 | 1 | 1 | 1 | 1 | 1 | 1 | 1 | 1 | 1 | 0
PG&E FRESNO | Bullard | 115 | 0 | 0 | 0 | 0 | 0 | 0 | 0 | 0 | 0 | 0 | 0 | 0 | 0 | 0 | 0 | 0 | 0 | 0 | 0 | 0 |  | 0 | 0 | 0 | 0 | 0 | 0 | 0 | 0 | 0 | 0 | 0 | 0 | 0 | 0 | 0 | 0 | 0 | 0 | 0 | 0 | 2 |  | 0 | 0 | 0 | 0 | 0 | 0 | 0 | 0 | 0 | 0 | 0 | 0 | 0 | 0 | 0 | 0 | 0 | 0 | 0 |  | 1 | 1 | 1 | 1 | 1 | 1 | 1 | 1 | 1 | 1 | 1 | 0
PG&E GBA | Burlingame | 115 | 0 | 0 | 50 | 0 | 50 | 0 | 0 | 0 | 0 | 0 | 0 | 0 | 100 | 0 | 100 | 0 | 0 | 0 | 0 | 1 |  | 0 | 0 | 0 | 0 | 0 | 0 | 0 | 0 | 0 | 0 | 0 | 0 | 0 | 0 | 0 | 0 | 0 | 0 | 0 | 0 | 1 |  | 0 | 0 | 0 | 0 | 0 | 0 | 0 | 0 | 0 | 0 | 0 | 0 | 0 | 0 | 0 | 0 | 0 | 0 | 0 |  | 1 | 1 | 1 | 1 | 1 | 1 | 1 | 1 | 1 | 1 | 1 | 0
PG&E NGBA | Burney Forest | 230 | 40 | 0 | 0 | 0 | 0 | 0 | 0 | 0 | 0 | 0 | 0 | 0 | 0 | 0 | 0 | 0 | 0 | 0 | 0 | 1 |  | 0 | 11 | 0 | 0 | 0 | 0 | 0 | 0 | 0 | 0 | 0 | 0 | 0 | 0 | 0 | 0 | 0 | 0 | 0 | 1 | 0 |  | 0 | 2 | 0 | 0 | 0 | 0 | 0 | 0 | 0 | 0 | 0 | 0 | 0 | 0 | 0 | 0 | 0 | 0 | 0 |  | 1 | 4 | 1 | 1 | 1 | 1 | 1 | 1 | 1 | 1 | 1 | 1
PG&E NGBA | Butte | 115 | 0 | 0 | 0 | 0 | 0 | 0 | 0 | 0 | 0 | 0 | 0 | 0 | 0 | 0 | 0 | 0 | 0 | 0 | 0 | 0 |  | 0 | 0 | 0 | 0 | 0 | 0 | 0 | 0 | 0 | 0 | 0 | 0 | 0 | 0 | 0 | 0 | 0 | 0 | 0 | 0 | 0 |  | 0 | 0 | 0 | 0 | 0 | 0 | 0 | 0 | 0 | 0 | 0 | 0 | 0 | 0 | 0 | 0 | 0 | 0 | 0 |  | 1 | 1 | 1 | 1 | 1 | 1 | 1 | 1 | 1 | 1 | 1 | 0
PG&E KERN | Cabrillo | 115 | 0 | 0 | 0 | 0 | 0 | 0 | 0 | 0 | 0 | 0 | 0 | 0 | 0 | 80 | 80 | 0 | 0 | 0 | 0 | 1 |  | 0 | 0 | 0 | 0 | 0 | 0 | 0 | 0 | 0 | 0 | 0 | 0 | 0 | 0 | 0 | 0 | 0 | 0 | 0 | 0 | 1 |  | 0 | 0 | 0 | 0 | 0 | 0 | 0 | 0 | 0 | 0 | 0 | 0 | 0 | 0 | 0 | 0 | 0 | 0 | 0 |  | 1 | 1 | 1 | 1 | 1 | 1 | 1 | 1 | 1 | 1 | 1 | 0
PG&E FRESNO | Cal Flats | 230 | 0 | 0 | 0 | 0 | 0 | 0 | 0 | 0 | 0 | 0 | 0 | 0 | 0 | 0 | 0 | 0 | 0 | 0 | 0 | 0 |  | 0 | 0 | 0 | 0 | 0 | 0 | 0 | 0 | 0 | 0 | 0 | 0 | 0 | 0 | 0 | 0 | 0 | 0 | 0 | 0 | 0 |  | 0 | 0 | 0 | 0 | 0 | 0 | 0 | 0 | 0 | 0 | 0 | 0 | 0 | 0 | 0 | 0 | 0 | 0 | 0 |  | 1 | 1 | 1 | 1 | 1 | 1 | 1 | 1 | 1 | 1 | 1 | 0
SCE NOL | Calcite | 230 | 0 | 0 | 0 | 0 | 0 | 0 | 0 | 0 | 0 | 0 | 0 | 0 | 106 | 0 | 106 | 0 | 0 | 0 | 0 | 1 |  | 0 | 0 | 0 | 0 | 0 | 0 | 0 | 0 | 0 | 0 | 0 | 0 | 200 | 404 | 604 | 0 | 217 | 217 | 0 | 1 | 1 |  | 0 | 0 | 0 | 0 | 0 | 0 | 0 | 0 | 0 | 0 | 0 | 0 | 2 | 2 | 2 | 0 | 2 | 2 | 0 |  | 1 | 1 | 1 | 1 | 1 | 1 | 5 | 1 | 5 | 5 | 1 | 1
PG&E KERN | Caliente | 230 | 0 | 0 | 0 | 0 | 0 | 0 | 0 | 0 | 0 | 0 | 0 | 0 | 0 | 0 | 0 | 0 | 0 | 0 | 200 | 1 |  | 0 | 0 | 0 | 0 | 0 | 0 | 0 | 0 | 0 | 0 | 0 | 0 | 0 | 0 | 0 | 0 | 0 | 0 | 0 | 0 | 0 |  | 0 | 0 | 0 | 0 | 0 | 0 | 0 | 0 | 0 | 0 | 0 | 0 | 0 | 0 | 0 | 0 | 0 | 0 | 0 |  | 1 | 1 | 1 | 1 | 1 | 1 | 1 | 1 | 1 | 1 | 1 | 0
PG&E FRESNO | California Ave | 115 | 0 | 0 | 0 | 0 | 0 | 0 | 0 | 0 | 0 | 0 | 0 | 0 | 100 | 0 | 100 | 0 | 0 | 0 | 0 | 1 |  | 0 | 0 | 0 | 0 | 0 | 0 | 0 | 0 | 0 | 0 | 0 | 0 | 0 | 0 | 0 | 0 | 0 | 0 | 0 | 0 | 1 |  | 0 | 0 | 0 | 0 | 0 | 0 | 0 | 0 | 0 | 0 | 0 | 0 | 0 | 0 | 0 | 0 | 0 | 0 | 0 |  | 1 | 1 | 1 | 1 | 1 | 1 | 1 | 1 | 1 | 1 | 1 | 0
PG&E KERN | Callender | 115 | 0 | 0 | 0 | 0 | 0 | 0 | 0 | 0 | 0 | 0 | 0 | 0 | 0 | 0 | 0 | 0 | 0 | 0 | 0 | 0 |  | 0 | 0 | 0 | 0 | 0 | 0 | 0 | 0 | 0 | 0 | 0 | 0 | 0 | 0 | 0 | 0 | 0 | 0 | 0 | 0 | 0 |  | 0 | 0 | 0 | 0 | 0 | 0 | 0 | 0 | 0 | 0 | 0 | 0 | 0 | 0 | 0 | 0 | 0 | 0 | 0 |  | 1 | 1 | 1 | 1 | 1 | 1 | 1 | 1 | 1 | 1 | 1 | 0
PG&E NGBA | Calpella | 115 | 0 | 0 | 0 | 100 | 100 | 0 | 0 | 0 | 0 | 0 | 0 | 4 | 0 | 0 | 0 | 0 | 0 | 0 | 0 | 1 |  | 0 | 10 | 0 | 0 | 0 | 0 | 0 | 0 | 0 | 0 | 0 | 0 | 0 | 0 | 0 | 0 | 0 | 0 | 0 | 1 | 1 |  | 0 | 2 | 0 | 0 | 0 | 0 | 0 | 0 | 0 | 0 | 0 | 0 | 0 | 0 | 0 | 0 | 0 | 0 | 0 |  | 1 | 5 | 1 | 1 | 1 | 1 | 1 | 1 | 1 | 1 | 1 | 1
PG&E GBA | Camanche | 230 | 0 | 0 | 0 | 0 | 0 | 0 | 0 | 0 | 0 | 0 | 0 | 0 | 0 | 0 | 0 | 0 | 0 | 0 | 0 | 0 |  | 0 | 0 | 0 | 0 | 0 | 0 | 0 | 0 | 0 | 0 | 0 | 0 | 0 | 0 | 0 | 0 | 0 | 0 | 0 | 0 | 0 |  | 0 | 0 | 0 | 0 | 0 | 0 | 0 | 0 | 0 | 0 | 0 | 0 | 0 | 0 | 0 | 0 | 0 | 0 | 0 |  | 1 | 1 | 1 | 1 | 1 | 1 | 1 | 1 | 1 | 1 | 1 | 0
SDGE | Cameron | 69 | 0 | 0 | 0 | 0 | 0 | 0 | 0 | 0 | 0 | 0 | 0 | 0 | 0 | 0 | 0 | 0 | 0 | 0 | 0 | 0 |  | 0 | 0 | 0 | 0 | 0 | 0 | 0 | 0 | 0 | 0 | 0 | 0 | 0 | 0 | 0 | 0 | 0 | 0 | 0 | 0 | 3 |  | 0 | 0 | 0 | 0 | 0 | 0 | 0 | 0 | 0 | 0 | 0 | 0 | 0 | 0 | 0 | 0 | 0 | 0 | 0 |  | 1 | 1 | 1 | 1 | 1 | 1 | 1 | 1 | 1 | 1 | 1 | 0
SDGE | Cannon | 69 | 0 | 0 | 0 | 0 | 0 | 0 | 0 | 0 | 0 | 0 | 0 | 0 | 0 | 0 | 0 | 0 | 0 | 0 | 0 | 0 |  | 0 | 0 | 0 | 0 | 0 | 0 | 0 | 0 | 0 | 0 | 0 | 0 | 0 | 0 | 0 | 0 | 0 | 0 | 0 | 0 | 2 |  | 0 | 0 | 0 | 0 | 0 | 0 | 0 | 0 | 0 | 0 | 0 | 0 | 0 | 0 | 0 | 0 | 0 | 0 | 0 |  | 1 | 1 | 1 | 1 | 1 | 1 | 1 | 1 | 1 | 1 | 1 | 0
PG&E FRESNO | Cantua | 115 | 0 | 0 | 0 | 0 | 0 | 0 | 0 | 0 | 0 | 0 | 0 | 0 | 200 | 0 | 200 | 0 | 50 | 50 | 0 | 1 |  | 0 | 0 | 0 | 0 | 0 | 0 | 0 | 0 | 0 | 0 | 0 | 0 | 0 | 0 | 0 | 0 | 0 | 0 | 0 | 0 | 1 |  | 0 | 0 | 0 | 0 | 0 | 0 | 0 | 0 | 0 | 0 | 0 | 0 | 0 | 0 | 0 | 0 | 0 | 0 | 0 |  | 1 | 1 | 1 | 1 | 1 | 1 | 1 | 1 | 1 | 1 | 1 | 0
SDGE | Capistrano | 138 | 0 | 0 | 0 | 0 | 0 | 0 | 0 | 0 | 0 | 0 | 0 | 0 | 0 | 0 | 0 | 0 | 0 | 0 | 0 | 0 |  | 0 | 0 | 0 | 0 | 0 | 0 | 0 | 0 | 0 | 0 | 0 | 0 | 0 | 0 | 0 | 0 | 125 | 125 | 0 | 1 | 0 |  | 0 | 0 | 0 | 0 | 0 | 0 | 0 | 0 | 0 | 0 | 0 | 0 | 0 | 0 | 0 | 0 | 2 | 2 | 0 |  | 1 | 1 | 1 | 1 | 1 | 1 | 1 | 1 | 4 | 4 | 1 | 1
SDGE | Capistrano | 230 | 0 | 0 | 0 | 0 | 0 | 0 | 0 | 0 | 0 | 0 | 0 | 0 | 0 | 0 | 0 | 0 | 0 | 0 | 0 | 0 |  | 0 | 0 | 0 | 0 | 0 | 0 | 0 | 0 | 0 | 0 | 0 | 0 | 0 | 0 | 0 | 0 | 0 | 0 | 0 | 0 | 0 |  | 0 | 0 | 0 | 0 | 0 | 0 | 0 | 0 | 0 | 0 | 0 | 0 | 0 | 0 | 0 | 0 | 0 | 0 | 0 |  | 1 | 1 | 1 | 1 | 1 | 1 | 1 | 1 | 1 | 1 | 1 | 0
PG&E NGBA | Carberry | 230 | 0 | 0 | 0 | 0 | 0 | 0 | 0 | 0 | 0 | 0 | 0 | 0 | 0 | 0 | 0 | 0 | 0 | 0 | 0 | 0 |  | 0 | 3.6 | 0 | 0 | 0 | 0 | 0 | 0 | 0 | 0 | 0 | 0 | 0 | 0 | 0 | 0 | 0 | 0 | 0 | 1 | 0 |  | 0 | 2 | 0 | 0 | 0 | 0 | 0 | 0 | 0 | 0 | 0 | 0 | 0 | 0 | 0 | 0 | 0 | 0 | 0 |  | 1 | 4 | 1 | 1 | 1 | 1 | 1 | 1 | 1 | 1 | 1 | 1
SCE Eastern | Cardiff | 66 | 0 | 0 | 0 | 0 | 0 | 0 | 0 | 0 | 0 | 0 | 0 | 0 | 0 | 0 | 0 | 0 | 0 | 0 | 0 | 0 |  | 0 | 0 | 0 | 0 | 0 | 0 | 0 | 0 | 0 | 0 | 0 | 0 | 0 | 0 | 0 | 0 | 0 | 0 | 0 | 0 | 1 |  | 0 | 0 | 0 | 0 | 0 | 0 | 0 | 0 | 0 | 0 | 0 | 0 | 0 | 0 | 0 | 0 | 0 | 0 | 0 |  | 1 | 1 | 1 | 1 | 1 | 1 | 1 | 1 | 1 | 1 | 1 | 0
PG&E NGBA | Caribou | 60 | 0 | 0 | 0 | 0 | 0 | 0 | 0 | 0 | 0 | 0 | 0 | 0 | 0 | 0 | 0 | 0 | 0 | 0 | 0 | 0 |  | 0 | 10 | 0 | 0 | 0 | 0 | 0 | 0 | 0 | 0 | 0 | 0 | 0 | 0 | 0 | 0 | 0 | 0 | 0 | 1 | 0 |  | 0 | 2 | 0 | 0 | 0 | 0 | 0 | 0 | 0 | 0 | 0 | 0 | 0 | 0 | 0 | 0 | 0 | 0 | 0 |  | 1 | 4 | 1 | 1 | 1 | 1 | 1 | 1 | 1 | 1 | 1 | 1
PG&E NGBA | Caribou | 115 | 0 | 0 | 0 | 95 | 95 | 0 | 0 | 0 | 0 | 0 | 0 | 0 | 0 | 0 | 0 | 0 | 0 | 0 | 0 | 1 |  | 0 | 10 | 0 | 0 | 0 | 0 | 0 | 0 | 0 | 0 | 0 | 0 | 0 | 0 | 0 | 0 | 0 | 0 | 0 | 1 | 0 |  | 0 | 2 | 0 | 0 | 0 | 0 | 0 | 0 | 0 | 0 | 0 | 0 | 0 | 0 | 0 | 0 | 0 | 0 | 0 |  | 1 | 4 | 1 | 1 | 1 | 1 | 1 | 1 | 1 | 1 | 1 | 1
PG&E NGBA | Caribou | 230 | 0 | 0 | 0 | 0 | 0 | 0 | 0 | 0 | 0 | 0 | 0 | 0 | 0 | 0 | 0 | 0 | 0 | 0 | 0 | 0 |  | 0 | 0 | 0 | 0 | 0 | 0 | 0 | 0 | 0 | 0 | 0 | 0 | 0 | 0 | 0 | 0 | 0 | 0 | 0 | 0 | 0 |  | 0 | 0 | 0 | 0 | 0 | 0 | 0 | 0 | 0 | 0 | 0 | 0 | 0 | 0 | 0 | 0 | 0 | 0 | 0 |  | 1 | 1 | 1 | 1 | 1 | 1 | 1 | 1 | 1 | 1 | 1 | 0
EOP | Carpenter Canyon (fka Gamebird) | 138 | 0 | 0 | 0 | 0 | 0 | 0 | 0 | 0 | 0 | 0 | 0 | 0 | 0 | 0 | 0 | 0 | 0 | 0 | 0 | 0 |  | 0 | 0 | 0 | 0 | 0 | 0 | 0 | 0 | 0 | 0 | 0 | 0 | 0 | 0 | 0 | 0 | 0 | 0 | 0 | 0 | 2 |  | 0 | 0 | 0 | 0 | 0 | 0 | 0 | 0 | 0 | 0 | 0 | 0 | 0 | 0 | 0 | 0 | 0 | 0 | 0 |  | 1 | 1 | 1 | 1 | 1 | 1 | 1 | 1 | 1 | 1 | 1 | 0
EOP | Carpenter Canyon (fka Gamebird) | 230 | 0 | 0 | 0 | 0 | 0 | 0 | 0 | 0 | 0 | 0 | 0 | 0 | 550 | 180 | 730 | 0 | 36.5 | 36.5 | 0 | 1 |  | 0 | 0 | 0 | 0 | 0 | 0 | 0 | 0 | 0 | 0 | 0 | 0 | 150 | 550 | 700 | 0 | 200 | 200 | 0 | 1 | 2 |  | 0 | 0 | 0 | 0 | 0 | 0 | 0 | 0 | 0 | 0 | 0 | 0 | 0 | 2 | 0 | 0 | 2 | 2 | 0 |  | 1 | 1 | 1 | 1 | 1 | 1 | 1 | 1 | 5 | 5 | 1 | 1
PG&E NGBA | Carquinez | 115 | 0 | 0 | 0 | 0 | 0 | 0 | 0 | 0 | 0 | 0 | 0 | 0 | 0 | 0 | 0 | 0 | 0 | 0 | 0 | 0 |  | 0 | 0 | 0 | 0 | 0 | 0 | 0 | 0 | 0 | 0 | 0 | 0 | 0 | 0 | 0 | 0 | 0 | 0 | 0 | 0 | 1 |  | 0 | 0 | 0 | 0 | 0 | 0 | 0 | 0 | 0 | 0 | 0 | 0 | 0 | 0 | 0 | 0 | 0 | 0 | 0 |  | 1 | 1 | 1 | 1 | 1 | 1 | 1 | 1 | 1 | 1 | 1 | 0
SDGE | Carrizo Gorge | 138 | 0 | 0 | 0 | 0 | 0 | 0 | 0 | 0 | 0 | 0 | 0 | 0 | 0 | 0 | 0 | 70 | 0 | 70 | 0 | 1 |  | 0 | 0 | 0 | 0 | 0 | 0 | 0 | 0 | 0 | 0 | 0 | 0 | 0 | 0 | 0 | 0 | 0 | 0 | 0 | 0 | 4 |  | 0 | 0 | 0 | 0 | 0 | 0 | 0 | 0 | 0 | 0 | 0 | 0 | 0 | 0 | 0 | 0 | 0 | 0 | 0 |  | 1 | 1 | 1 | 1 | 1 | 1 | 1 | 1 | 1 | 1 | 1 | 0
PG&E KERN | Carrizo Plains | 115 | 0 | 0 | 0 | 0 | 0 | 0 | 0 | 0 | 0 | 0 | 0 | 0 | 0 | 0 | 0 | 0 | 0 | 0 | 100 | 1 |  | 0 | 0 | 0 | 0 | 0 | 0 | 0 | 0 | 0 | 0 | 0 | 0 | 0 | 0 | 0 | 0 | 0 | 0 | 0 | 0 | 0 |  | 0 | 0 | 0 | 0 | 0 | 0 | 0 | 0 | 0 | 0 | 0 | 0 | 0 | 0 | 0 | 0 | 0 | 0 | 0 |  | 1 | 1 | 1 | 1 | 1 | 1 | 1 | 1 | 1 | 1 | 1 | 0
PG&E KERN | Casaloma | 230 | 0 | 0 | 0 | 0 | 0 | 0 | 0 | 0 | 0 | 0 | 0 | 0 | 0 | 0 | 0 | 0 | 0 | 0 | 0 | 0 |  | 0 | 0 | 0 | 0 | 0 | 0 | 0 | 0 | 0 | 0 | 0 | 0 | 0 | 0 | 0 | 0 | 0 | 0 | 0 | 0 | 0 |  | 0 | 0 | 0 | 0 | 0 | 0 | 0 | 0 | 0 | 0 | 0 | 0 | 0 | 0 | 0 | 0 | 0 | 0 | 0 |  | 1 | 1 | 1 | 1 | 1 | 1 | 1 | 1 | 1 | 1 | 1 | 0
PG&E GBA | Castro Valley | 230 | 0 | 0 | 0 | 0 | 0 | 0 | 0 | 0 | 0 | 0 | 0 | 0 | 0 | 0 | 0 | 0 | 0 | 0 | 0 | 0 |  | 0 | 0 | 0 | 0 | 0 | 0 | 0 | 0 | 0 | 0 | 0 | 0 | 0 | 0 | 0 | 0 | 0 | 0 | 0 | 0 | 0 |  | 0 | 0 | 0 | 0 | 0 | 0 | 0 | 0 | 0 | 0 | 0 | 0 | 0 | 0 | 0 | 0 | 0 | 0 | 0 |  | 1 | 1 | 1 | 1 | 1 | 1 | 1 | 1 | 1 | 1 | 1 | 0
PG&E GBA | Cayetano | 230 | 0 | 0 | 0 | 0 | 0 | 0 | 0 | 0 | 0 | 0 | 0 | 0 | 0 | 0 | 0 | 0 | 0 | 0 | 0 | 0 |  | 0 | 0 | 0 | 0 | 0 | 0 | 0 | 0 | 0 | 0 | 0 | 0 | 0 | 0 | 0 | 0 | 0 | 0 | 0 | 0 | 0 |  | 0 | 0 | 0 | 0 | 0 | 0 | 0 | 0 | 0 | 0 | 0 | 0 | 0 | 0 | 0 | 0 | 0 | 0 | 0 |  | 1 | 1 | 1 | 1 | 1 | 1 | 1 | 1 | 1 | 1 | 1 | 0
SCE Metro | Center | 230 | 0 | 0 | 0 | 0 | 0 | 0 | 0 | 0 | 0 | 0 | 0 | 0 | 0 | 0 | 0 | 0 | 200 | 200 | 0 | 1 |  | 0 | 0 | 0 | 0 | 0 | 0 | 0 | 0 | 0 | 0 | 0 | 0 | 0 | 0 | 0 | 0 | 0 | 0 | 0 | 0 | 0 |  | 0 | 0 | 0 | 0 | 0 | 0 | 0 | 0 | 0 | 0 | 0 | 0 | 0 | 0 | 0 | 0 | 0 | 0 | 0 |  | 1 | 1 | 1 | 1 | 1 | 1 | 1 | 1 | 1 | 1 | 1 | 0
PG&E KERN | Charca | 115 | 0 | 0 | 0 | 0 | 0 | 0 | 0 | 0 | 0 | 0 | 0 | 4.62 | 0 | 0 | 0 | 0 | 0 | 0 | 0 | 1 |  | 0 | 0 | 0 | 0 | 0 | 0 | 0 | 0 | 0 | 0 | 0 | 0 | 0 | 0 | 0 | 0 | 0 | 0 | 0 | 0 | 0 |  | 0 | 0 | 0 | 0 | 0 | 0 | 0 | 0 | 0 | 0 | 0 | 0 | 0 | 0 | 0 | 0 | 0 | 0 | 0 |  | 1 | 1 | 1 | 1 | 1 | 1 | 1 | 1 | 1 | 1 | 1 | 0
EOP | Charleston | 138 | 0 | 0 | 0 | 0 | 0 | 0 | 0 | 0 | 0 | 0 | 0 | 0 | 0 | 0 | 0 | 0 | 0 | 0 | 0 | 0 |  | 0 | 0 | 0 | 0 | 0 | 0 | 0 | 0 | 0 | 0 | 0 | 0 | 0 | 0 | 0 | 0 | 0 | 0 | 0 | 0 | 2 |  | 0 | 0 | 0 | 0 | 0 | 0 | 0 | 0 | 0 | 0 | 0 | 0 | 0 | 0 | 0 | 0 | 0 | 0 | 0 |  | 1 | 1 | 1 | 1 | 1 | 1 | 1 | 1 | 1 | 1 | 1 | 0
SCE Metro | Chevmain | 230 | 0 | 0 | 0 | 0 | 0 | 0 | 0 | 0 | 0 | 0 | 0 | 0 | 0 | 0 | 0 | 0 | 500 | 500 | 0 | 1 |  | 0 | 0 | 0 | 0 | 0 | 0 | 0 | 0 | 0 | 0 | 0 | 0 | 0 | 0 | 0 | 0 | 0 | 0 | 0 | 0 | 0 |  | 0 | 0 | 0 | 0 | 0 | 0 | 0 | 0 | 0 | 0 | 0 | 0 | 0 | 0 | 0 | 0 | 0 | 0 | 0 |  | 1 | 1 | 1 | 1 | 1 | 1 | 1 | 1 | 1 | 1 | 1 | 0
SDGE | Chicarita | 138 | 0 | 0 | 0 | 0 | 0 | 0 | 0 | 0 | 0 | 0 | 0 | 0 | 0 | 0 | 0 | 0 | 0 | 0 | 0 | 0 |  | 0 | 0 | 0 | 0 | 0 | 0 | 0 | 0 | 0 | 0 | 0 | 0 | 0 | 0 | 0 | 0 | 0 | 0 | 0 | 0 | 3 |  | 0 | 0 | 0 | 0 | 0 | 0 | 0 | 0 | 0 | 0 | 0 | 0 | 0 | 0 | 0 | 0 | 0 | 0 | 0 |  | 1 | 1 | 1 | 1 | 1 | 1 | 1 | 1 | 1 | 1 | 1 | 0
SCE Metro | Chino | 230 | 0 | 0 | 0 | 0 | 0 | 0 | 0 | 0 | 0 | 0 | 0 | 0 | 0 | 0 | 0 | 225 | 0 | 225 | 0 | 1 |  | 0 | 0 | 0 | 0 | 0 | 0 | 0 | 0 | 0 | 0 | 0 | 0 | 0 | 0 | 0 | 0 | 0 | 0 | 0 | 0 | 0 |  | 0 | 0 | 0 | 0 | 0 | 0 | 0 | 0 | 0 | 0 | 0 | 0 | 0 | 0 | 0 | 0 | 0 | 0 | 0 |  | 1 | 1 | 1 | 1 | 1 | 1 | 1 | 1 | 1 | 1 | 1 | 0
PG&E FRESNO | Chowchilla | 115 | 0 | 0 | 0 | 0 | 0 | 0 | 0 | 0 | 0 | 0 | 0 | 7.56 | 50 | 0 | 50 | 0 | 50 | 50 | 0 | 1 |  | 0 | 0 | 0 | 0 | 0 | 0 | 0 | 0 | 0 | 0 | 0 | 0 | 0 | 0 | 0 | 0 | 50 | 50 | 0 | 1 | 2 |  | 0 | 0 | 0 | 0 | 0 | 0 | 0 | 0 | 0 | 0 | 0 | 0 | 0 | 0 | 0 | 0 | 0 | 0 | 0 |  | 1 | 1 | 1 | 1 | 1 | 1 | 1 | 1 | 1 | 1 | 1 | 0
PG&E GBA | Christie | 60 | 0 | 0 | 0 | 0 | 0 | 0 | 0 | 0 | 0 | 0 | 0 | 0 | 0 | 0 | 0 | 0 | 0 | 0 | 0 | 0 |  | 0 | 0 | 0 | 0 | 0 | 0 | 0 | 0 | 0 | 0 | 0 | 0 | 0 | 0 | 0 | 0 | 0 | 0 | 0 | 0 | 2 |  | 0 | 0 | 0 | 0 | 0 | 0 | 0 | 0 | 0 | 0 | 0 | 0 | 0 | 0 | 0 | 0 | 0 | 0 | 0 |  | 1 | 1 | 1 | 1 | 1 | 1 | 1 | 1 | 1 | 1 | 1 | 0
PG&E GBA | Christie | 115 | 0 | 0 | 0 | 0 | 0 | 0 | 0 | 0 | 0 | 0 | 0 | 0 | 0 | 0 | 0 | 0 | 0 | 0 | 0 | 0 |  | 0 | 0 | 0 | 0 | 0 | 0 | 0 | 0 | 0 | 0 | 0 | 0 | 0 | 0 | 0 | 0 | 0 | 0 | 0 | 0 | 1 |  | 0 | 0 | 0 | 0 | 0 | 0 | 0 | 0 | 0 | 0 | 0 | 0 | 0 | 0 | 0 | 0 | 0 | 0 | 0 |  | 1 | 1 | 1 | 1 | 1 | 1 | 1 | 1 | 1 | 1 | 1 | 0
SCE Eastern | Cielo Azul | 500 | 0 | 0 | 0 | 0 | 0 | 0 | 0 | 0 | 0 | 0 | 0 | 0 | 150 | 2325 | 2475 | 471.516 | 0 | 471.516 | 0 | 1 |  | 0 | 0 | 0 | 0 | 0 | 0 | 0 | 0 | 0 | 0 | 0 | 0 | 500 | 600 | 1100 | 0 | 250 | 250 | 0 | 1 | 2 |  | 0 | 0 | 0 | 0 | 0 | 0 | 0 | 0 | 0 | 0 | 0 | 0 | 2 | 0 | 0 | 0 | 2 | 0 | 0 |  | 1 | 1 | 1 | 1 | 1 | 1 | 5 | 1 | 5 | 1 | 1 | 1
PG&E GBA | Clay | 60 | 0 | 0 | 0 | 0 | 0 | 0 | 0 | 0 | 0 | 0 | 0 | 0 | 0 | 0 | 0 | 0 | 0 | 0 | 0 | 0 |  | 0 | 0 | 0 | 0 | 0 | 0 | 0 | 0 | 0 | 0 | 0 | 0 | 0 | 0 | 0 | 0 | 0 | 0 | 0 | 0 | 0 |  | 0 | 0 | 0 | 0 | 0 | 0 | 0 | 0 | 0 | 0 | 0 | 0 | 0 | 0 | 0 | 0 | 0 | 0 | 0 |  | 1 | 1 | 1 | 1 | 1 | 1 | 1 | 1 | 1 | 1 | 1 | 0
PG&E GBA | Clayton | 115 | 0 | 0 | 0 | 0 | 0 | 0 | 0 | 0 | 0 | 0 | 0 | 0 | 0 | 0 | 0 | 0 | 0 | 0 | 0 | 0 |  | 0 | 0 | 0 | 0 | 0 | 0 | 0 | 0 | 0 | 0 | 0 | 0 | 0 | 0 | 0 | 0 | 0 | 0 | 0 | 0 | 0 |  | 0 | 0 | 0 | 0 | 0 | 0 | 0 | 0 | 0 | 0 | 0 | 0 | 0 | 0 | 0 | 0 | 0 | 0 | 0 |  | 1 | 1 | 1 | 1 | 1 | 1 | 1 | 1 | 1 | 1 | 1 | 0
PG&E NGBA | Cloverdale | 115 | 4.2 | 0 | 0 | 0 | 0 | 0 | 0 | 0 | 0 | 0 | 0 | 0 | 0 | 0 | 0 | 0 | 0 | 0 | 0 | 1 |  | 28 | 5.5 | 0 | 0 | 0 | 0 | 0 | 0 | 0 | 0 | 0 | 0 | 0 | 0 | 0 | 0 | 0 | 0 | 0 | 1 | 1 |  | 2 | 2 | 0 | 0 | 0 | 0 | 0 | 0 | 0 | 0 | 0 | 0 | 0 | 0 | 0 | 0 | 0 | 0 | 0 |  | 5 | 5 | 1 | 1 | 1 | 1 | 1 | 1 | 1 | 1 | 1 | 1
PG&E FRESNO | Clovis | 115 | 0 | 0 | 0 | 0 | 0 | 0 | 0 | 0 | 0 | 0 | 0 | 0 | 0 | 0 | 0 | 0 | 0 | 0 | 0 | 0 |  | 0 | 0 | 0 | 0 | 0 | 0 | 0 | 0 | 0 | 0 | 0 | 0 | 0 | 0 | 0 | 0 | 0 | 0 | 0 | 0 | 1 |  | 0 | 0 | 0 | 0 | 0 | 0 | 0 | 0 | 0 | 0 | 0 | 0 | 0 | 0 | 0 | 0 | 0 | 0 | 0 |  | 1 | 1 | 1 | 1 | 1 | 1 | 1 | 1 | 1 | 1 | 1 | 0
PG&E GBA | Coburn | 230 | 0 | 0 | 0 | 0 | 0 | 0 | 0 | 0 | 0 | 0 | 0 | 0 | 0 | 0 | 0 | 0 | 2 | 2 | 0 | 1 |  | 0 | 0 | 100 | 0 | 100 | 0 | 0 | 0 | 0 | 0 | 0 | 0 | 0 | 0 | 0 | 0 | 0 | 0 | 0 | 1 | 1 |  | 0 | 0 | 2 | 0 | 2 | 0 | 0 | 0 | 0 | 0 | 0 | 0 | 0 | 0 | 0 | 0 | 0 | 0 | 0 |  | 1 | 1 | 5 | 1 | 1 | 1 | 1 | 1 | 1 | 1 | 1 | 1
PG&E GBA | Coburn | 60 | 0 | 0 | 0 | 0 | 0 | 0 | 0 | 0 | 0 | 0 | 0 | 0 | 0 | 0 | 0 | 0 | 0 | 0 | 0 | 0 |  | 0 | 0 | 0 | 0 | 0 | 0 | 0 | 0 | 0 | 0 | 0 | 0 | 0 | 0 | 0 | 0 | 0 | 0 | 0 | 0 | 1 |  | 0 | 0 | 0 | 0 | 0 | 0 | 0 | 0 | 0 | 0 | 0 | 0 | 0 | 0 | 0 | 0 | 0 | 0 | 0 |  | 1 | 1 | 1 | 1 | 1 | 1 | 1 | 1 | 1 | 1 | 1 | 0
PG&E NGBA | Colgate | 230 | 0 | 0 | 0 | 0 | 0 | 0 | 0 | 0 | 0 | 0 | 0 | 0 | 0 | 0 | 0 | 0 | 0 | 0 | 0 | 0 |  | 0 | 5.5 | 0 | 0 | 0 | 0 | 0 | 0 | 0 | 0 | 0 | 0 | 0 | 0 | 0 | 0 | 0 | 0 | 0 | 1 | 0 |  | 0 | 2 | 0 | 0 | 0 | 0 | 0 | 0 | 0 | 0 | 0 | 0 | 0 | 0 | 0 | 0 | 0 | 0 | 0 |  | 1 | 4 | 1 | 1 | 1 | 1 | 1 | 1 | 1 | 1 | 1 | 1
PG&E GBA | Collierville | 230 | 0 | 0 | 0 | 0 | 0 | 0 | 0 | 0 | 0 | 0 | 0 | 0 | 0 | 0 | 0 | 0 | 0 | 0 | 0 | 0 |  | 0 | 0 | 0 | 0 | 0 | 0 | 0 | 0 | 0 | 0 | 0 | 0 | 0 | 0 | 0 | 0 | 0 | 0 | 0 | 0 | 0 |  | 0 | 0 | 0 | 0 | 0 | 0 | 0 | 0 | 0 | 0 | 0 | 0 | 0 | 0 | 0 | 0 | 0 | 0 | 0 |  | 1 | 1 | 1 | 1 | 1 | 1 | 1 | 1 | 1 | 1 | 1 | 0
PG&E GBA | Collinsville | 230 | 0 | 0 | 0 | 0 | 0 | 0 | 0 | 0 | 0 | 0 | 0 | 0 | 0 | 0 | 0 | 0 | 0 | 0 | 0 | 0 |  | 0 | 0 | 0 | 0 | 0 | 0 | 0 | 0 | 0 | 0 | 0 | 0 | 0 | 0 | 0 | 0 | 0 | 0 | 0 | 0 | 0 |  | 0 | 0 | 0 | 0 | 0 | 0 | 0 | 0 | 0 | 0 | 0 | 0 | 0 | 0 | 0 | 0 | 0 | 0 | 0 |  | 1 | 1 | 1 | 1 | 1 | 1 | 1 | 1 | 1 | 1 | 1 | 0
PG&E GBA | Collinsville | 500 | 0 | 0 | 0 | 0 | 0 | 0 | 0 | 0 | 0 | 0 | 0 | 0 | 0 | 0 | 0 | 0 | 0 | 0 | 0 | 0 |  | 0 | 0 | 0 | 0 | 0 | 0 | 0 | 0 | 0 | 0 | 0 | 0 | 0 | 0 | 0 | 0 | 0 | 0 | 0 | 0 | 0 |  | 0 | 0 | 0 | 0 | 0 | 0 | 0 | 0 | 0 | 0 | 0 | 0 | 0 | 0 | 0 | 0 | 0 | 0 | 0 |  | 1 | 1 | 1 | 1 | 1 | 1 | 1 | 1 | 1 | 1 | 1 | 0
SCE Eastern | Colorado River | 230 | 0 | 0 | 0 | 0 | 0 | 0 | 0 | 0 | 0 | 0 | 0 | 0 | 100 | 700 | 800 | 30 | 0 | 30 | 0 | 1 |  | 0 | 0 | 0 | 0 | 0 | 0 | 0 | 0 | 0 | 0 | 0 | 0 | 200 | 450 | 650 | 0 | 150 | 150 | 0 | 1 | 2 |  | 0 | 0 | 0 | 0 | 0 | 0 | 0 | 0 | 0 | 0 | 0 | 0 | 2 | 0 | 0 | 0 | 2 | 2 | 0 |  | 1 | 1 | 1 | 1 | 1 | 1 | 5 | 1 | 5 | 5 | 1 | 1
SCE Eastern | Colorado River | 500 | 0 | 0 | 0 | 0 | 0 | 0 | 0 | 0 | 0 | 0 | 0 | 0 | 0 | 0 | 0 | 0 | 0 | 0 | 0 | 0 |  | 0 | 0 | 0 | 0 | 0 | 0 | 0 | 0 | 0 | 0 | 0 | 0 | 0 | 0 | 0 | 0 | 0 | 0 | 0 | 0 | 2 |  | 0 | 0 | 0 | 0 | 0 | 0 | 0 | 0 | 0 | 0 | 0 | 0 | 0 | 0 | 0 | 0 | 0 | 0 | 0 |  | 1 | 1 | 1 | 1 | 1 | 1 | 1 | 1 | 1 | 1 | 1 | 0
PG&E KERN | Columbus | 115 | 0 | 0 | 0 | 0 | 0 | 0 | 0 | 0 | 0 | 0 | 0 | 0 | 100 | 130 | 230 | 0 | 20 | 20 | 0 | 1 |  | 0 | 0 | 0 | 0 | 0 | 0 | 0 | 0 | 0 | 0 | 0 | 0 | 0 | 0 | 0 | 0 | 0 | 0 | 0 | 0 | 0 |  | 0 | 0 | 0 | 0 | 0 | 0 | 0 | 0 | 0 | 0 | 0 | 0 | 0 | 0 | 0 | 0 | 0 | 0 | 0 |  | 1 | 1 | 1 | 1 | 1 | 1 | 1 | 1 | 1 | 1 | 1 | 0
PG&E GBA | Contra Costa | 115 | 0 | 0 | 0 | 0 | 0 | 0 | 0 | 0 | 0 | 0 | 0 | 0 | 0 | 0 | 0 | 0 | 0 | 0 | 0 | 0 |  | 0 | 0 | 0 | 0 | 0 | 0 | 0 | 0 | 0 | 0 | 0 | 0 | 0 | 0 | 0 | 0 | 0 | 0 | 0 | 0 | 0 |  | 0 | 0 | 0 | 0 | 0 | 0 | 0 | 0 | 0 | 0 | 0 | 0 | 0 | 0 | 0 | 0 | 0 | 0 | 0 |  | 1 | 1 | 1 | 1 | 1 | 1 | 1 | 1 | 1 | 1 | 1 | 0
PG&E GBA | Contra Costa | 230 | 0 | 0 | 0 | 0 | 0 | 0 | 0 | 0 | 0 | 0 | 0 | 0 | 0 | 0 | 0 | 0 | 0 | 0 | 0 | 0 |  | 0 | 0 | 0 | 0 | 0 | 0 | 0 | 0 | 0 | 0 | 0 | 0 | 0 | 0 | 0 | 0 | 0 | 0 | 0 | 0 | 0 |  | 0 | 0 | 0 | 0 | 0 | 0 | 0 | 0 | 0 | 0 | 0 | 0 | 0 | 0 | 0 | 0 | 0 | 0 | 0 |  | 1 | 1 | 1 | 1 | 1 | 1 | 1 | 1 | 1 | 1 | 1 | 0
PG&E GBA | Contra Costa PP | 230 | 0 | 0 | 0 | 0 | 0 | 0 | 0 | 0 | 0 | 0 | 0 | 0 | 0 | 0 | 0 | 0 | 0 | 0 | 0 | 0 |  | 0 | 0 | 0 | 0 | 0 | 0 | 0 | 0 | 0 | 0 | 0 | 0 | 0 | 0 | 0 | 0 | 0 | 0 | 0 | 0 | 0 |  | 0 | 0 | 0 | 0 | 0 | 0 | 0 | 0 | 0 | 0 | 0 | 0 | 0 | 0 | 0 | 0 | 0 | 0 | 0 |  | 1 | 1 | 1 | 1 | 1 | 1 | 1 | 1 | 1 | 1 | 1 | 0
SCE NOL | Control | 115 | 116.8 | 0 | 0 | 0 | 0 | 0 | 0 | 0 | 0 | 0 | 0 | 0 | 0 | 0 | 0 | 0 | 0 | 0 | 0 | 1 |  | 0 | 0 | 0 | 0 | 0 | 0 | 0 | 0 | 0 | 0 | 0 | 0 | 0 | 0 | 0 | 0 | 0 | 0 | 0 | 0 | 3 |  | 0 | 0 | 0 | 0 | 0 | 0 | 0 | 0 | 0 | 0 | 0 | 0 | 0 | 0 | 0 | 0 | 0 | 0 | 0 |  | 1 | 1 | 1 | 1 | 1 | 1 | 1 | 1 | 1 | 1 | 1 | 0
SCE NOL | Control | 55 | 0 | 0 | 0 | 0 | 0 | 0 | 0 | 0 | 0 | 0 | 0 | 0 | 0 | 0 | 0 | 0 | 0 | 0 | 0 | 0 |  | 0 | 0 | 0 | 0 | 0 | 0 | 0 | 0 | 0 | 0 | 0 | 0 | 0 | 0 | 0 | 0 | 0 | 0 | 0 | 0 | 3 |  | 0 | 0 | 0 | 0 | 0 | 0 | 0 | 0 | 0 | 0 | 0 | 0 | 0 | 0 | 0 | 0 | 0 | 0 | 0 |  | 1 | 1 | 1 | 1 | 1 | 1 | 1 | 1 | 1 | 1 | 1 | 0
PG&E GBA | Cooley Landing | 115 | 0 | 0 | 0 | 0 | 0 | 0 | 0 | 0 | 0 | 0 | 0 | 0 | 0 | 50 | 50 | 0 | 0 | 0 | 0 | 1 |  | 0 | 0 | 0 | 0 | 0 | 0 | 0 | 0 | 0 | 0 | 0 | 0 | 0 | 0 | 0 | 0 | 0 | 0 | 0 | 0 | 1 |  | 0 | 0 | 0 | 0 | 0 | 0 | 0 | 0 | 0 | 0 | 0 | 0 | 0 | 0 | 0 | 0 | 0 | 0 | 0 |  | 1 | 1 | 1 | 1 | 1 | 1 | 1 | 1 | 1 | 1 | 1 | 0
PG&E GBA | Cooley Landing | 60 | 0 | 0 | 0 | 0 | 0 | 0 | 0 | 0 | 0 | 0 | 0 | 0 | 0 | 0 | 0 | 0 | 0 | 0 | 0 | 0 |  | 0 | 0 | 0 | 0 | 0 | 0 | 0 | 0 | 0 | 0 | 0 | 0 | 0 | 0 | 0 | 0 | 15 | 15 | 0 | 1 | 0 |  | 0 | 0 | 0 | 0 | 0 | 0 | 0 | 0 | 0 | 0 | 0 | 0 | 0 | 0 | 0 | 0 | 2 | 2 | 0 |  | 1 | 1 | 1 | 1 | 1 | 1 | 1 | 1 | 4 | 4 | 1 | 1
SCE NOL | Coolwater | 230 | 0 | 0 | 0 | 0 | 0 | 0 | 0 | 0 | 0 | 0 | 0 | 0 | 0 | 0 | 0 | 0 | 0 | 0 | 0 | 0 |  | 0 | 0 | 0 | 0 | 0 | 0 | 0 | 0 | 0 | 0 | 0 | 0 | 0 | 0 | 0 | 0 | 0 | 0 | 0 | 0 | 3 |  | 0 | 0 | 0 | 0 | 0 | 0 | 0 | 0 | 0 | 0 | 0 | 0 | 0 | 0 | 0 | 0 | 0 | 0 | 0 |  | 1 | 1 | 1 | 1 | 1 | 1 | 1 | 1 | 1 | 1 | 1 | 0
SCE NOL | Coolwater | 115 | 0 | 0 | 0 | 0 | 0 | 0 | 0 | 0 | 0 | 0 | 0 | 0 | 0 | 0 | 0 | 113.5 | 0 | 113.5 | 0 | 1 |  | 0 | 0 | 180 | 32.18 | 212.18 | 0 | 0 | 0 | 0 | 0 | 0 | 0 | 150 | 50 | 200 | 0 | 5 | 5 | 0 | 1 | 3 |  | 0 | 0 | 2 | 2 | 2 | 0 | 0 | 0 | 0 | 0 | 0 | 0 | 2 | 2 | 2 | 0 | 2 | 0 | 0 |  | 1 | 1 | 5 | 1 | 1 | 1 | 5 | 1 | 5 | 1 | 1 | 1
PG&E KERN | Copus | 70 | 0 | 0 | 0 | 0 | 0 | 0 | 0 | 0 | 0 | 0 | 0 | 0 | 0 | 0 | 0 | 0 | 0 | 0 | 0 | 0 |  | 0 | 0 | 0 | 0 | 0 | 0 | 0 | 0 | 0 | 0 | 0 | 0 | 0 | 0 | 0 | 0 | 0 | 0 | 0 | 0 | 0 |  | 0 | 0 | 0 | 0 | 0 | 0 | 0 | 0 | 0 | 0 | 0 | 0 | 0 | 0 | 0 | 0 | 0 | 0 | 0 |  | 1 | 1 | 1 | 1 | 1 | 1 | 1 | 1 | 1 | 1 | 1 | 0
PG&E FRESNO | Corcoran | 70 | 0 | 0 | 0 | 0 | 0 | 0 | 0 | 0 | 0 | 0 | 0 | 0 | 0 | 0 | 0 | 0 | 0 | 0 | 0 | 0 |  | 0 | 0 | 0 | 0 | 0 | 0 | 0 | 0 | 0 | 0 | 0 | 4.5 | 0 | 0 | 0 | 0 | 0 | 0 | 0 | 1 | 2 |  | 0 | 0 | 0 | 0 | 0 | 0 | 0 | 0 | 0 | 0 | 0 | 2 | 0 | 0 | 0 | 0 | 0 | 0 | 0 |  | 1 | 1 | 1 | 1 | 1 | 5 | 1 | 1 | 1 | 1 | 1 | 1
PG&E FRESNO | Corcoran | 115 | 0 | 0 | 0 | 0 | 0 | 0 | 0 | 0 | 0 | 0 | 0 | 0 | 0 | 0 | 0 | 0 | 0 | 0 | 0 | 0 |  | 0 | 0 | 0 | 0 | 0 | 0 | 0 | 0 | 0 | 0 | 0 | 0 | 0 | 0 | 0 | 0 | 0 | 0 | 0 | 0 | 2 |  | 0 | 0 | 0 | 0 | 0 | 0 | 0 | 0 | 0 | 0 | 0 | 0 | 0 | 0 | 0 | 0 | 0 | 0 | 0 |  | 1 | 1 | 1 | 1 | 1 | 1 | 1 | 1 | 1 | 1 | 1 | 0
PG&E NGBA | Corona | 115 | 0 | 0 | 0 | 0 | 0 | 0 | 0 | 0 | 0 | 0 | 0 | 0 | 0 | 0 | 0 | 0 | 0 | 0 | 0 | 0 |  | 0 | 0 | 0 | 0 | 0 | 0 | 0 | 0 | 0 | 0 | 0 | 0 | 0 | 0 | 0 | 0 | 0 | 0 | 0 | 0 | 1 |  | 0 | 0 | 0 | 0 | 0 | 0 | 0 | 0 | 0 | 0 | 0 | 0 | 0 | 0 | 0 | 0 | 0 | 0 | 0 |  | 1 | 1 | 1 | 1 | 1 | 1 | 1 | 1 | 1 | 1 | 1 | 0
PG&E NGBA | Cortina | 230 | 115 | 0 | 0 | 101 | 101 | 0 | 0 | 0 | 0 | 0 | 0 | 0 | 0 | 0 | 0 | 0 | 0 | 0 | 0 | 1 |  | 0 | 0 | 0 | 0 | 0 | 0 | 0 | 0 | 0 | 0 | 0 | 0 | 0 | 0 | 0 | 0 | 0 | 0 | 0 | 0 | 1 |  | 0 | 0 | 0 | 0 | 0 | 0 | 0 | 0 | 0 | 0 | 0 | 0 | 0 | 0 | 0 | 0 | 0 | 0 | 0 |  | 1 | 1 | 1 | 1 | 1 | 1 | 1 | 1 | 1 | 1 | 1 | 0
PG&E NGBA | Cortina | 115 | 0 | 0 | 0 | 0 | 0 | 0 | 0 | 0 | 0 | 0 | 0 | 0 | 0 | 0 | 0 | 0 | 0 | 0 | 0 | 0 |  | 0 | 5 | 0 | 0 | 0 | 0 | 0 | 0 | 0 | 0 | 0 | 0 | 50 | 80 | 130 | 0 | 85 | 85 | 0 | 1 | 0 |  | 0 | 2 | 0 | 0 | 0 | 0 | 0 | 0 | 0 | 0 | 0 | 0 | 2 | 2 | 2 | 0 | 2 | 2 | 0 |  | 1 | 4 | 1 | 1 | 1 | 1 | 4 | 1 | 4 | 4 | 1 | 1
PG&E GBA | Cottle | 230 | 0 | 0 | 0 | 0 | 0 | 0 | 0 | 0 | 0 | 0 | 0 | 0 | 0 | 0 | 0 | 0 | 0 | 0 | 0 | 0 |  | 0 | 0 | 0 | 0 | 0 | 0 | 0 | 0 | 0 | 0 | 0 | 0 | 0 | 0 | 0 | 0 | 0 | 0 | 0 | 0 | 1 |  | 0 | 0 | 0 | 0 | 0 | 0 | 0 | 0 | 0 | 0 | 0 | 0 | 0 | 0 | 0 | 0 | 0 | 0 | 0 |  | 1 | 1 | 1 | 1 | 1 | 1 | 1 | 1 | 1 | 1 | 1 | 0
PG&E NGBA | Cottonwood | 115 | 0 | 0 | 0 | 0 | 0 | 0 | 0 | 0 | 0 | 0 | 0 | 0 | 0 | 0 | 0 | 0 | 0 | 0 | 0 | 0 |  | 0 | 0 | 0 | 0 | 0 | 0 | 0 | 0 | 0 | 0 | 0 | 0 | 0 | 0 | 0 | 0 | 0 | 0 | 0 | 0 | 0 |  | 0 | 0 | 0 | 0 | 0 | 0 | 0 | 0 | 0 | 0 | 0 | 0 | 0 | 0 | 0 | 0 | 0 | 0 | 0 |  | 1 | 1 | 1 | 1 | 1 | 1 | 1 | 1 | 1 | 1 | 1 | 0
PG&E NGBA | Cottonwood | 230 | 105 | 0 | 100 | 0 | 100 | 0 | 0 | 0 | 0 | 0 | 0 | 0 | 0 | 0 | 0 | 0 | 0 | 0 | 0 | 1 |  | 0 | 0 | 0 | 0 | 0 | 0 | 0 | 0 | 0 | 0 | 0 | 0 | 0 | 0 | 0 | 0 | 0 | 0 | 0 | 0 | 0 |  | 0 | 0 | 0 | 0 | 0 | 0 | 0 | 0 | 0 | 0 | 0 | 0 | 0 | 0 | 0 | 0 | 0 | 0 | 0 |  | 1 | 1 | 1 | 1 | 1 | 1 | 1 | 1 | 1 | 1 | 1 | 0
PG&E NGBA | Cottonwood | 60 | 0 | 0 | 0 | 0 | 0 | 0 | 0 | 0 | 0 | 0 | 0 | 0 | 0 | 0 | 0 | 0 | 0 | 0 | 0 | 0 |  | 0 | 0 | 0 | 0 | 0 | 0 | 0 | 0 | 0 | 0 | 0 | 0 | 0 | 0 | 0 | 0 | 0 | 0 | 0 | 0 | 0 |  | 0 | 0 | 0 | 0 | 0 | 0 | 0 | 0 | 0 | 0 | 0 | 0 | 0 | 0 | 0 | 0 | 0 | 0 | 0 |  | 1 | 1 | 1 | 1 | 1 | 1 | 1 | 1 | 1 | 1 | 1 | 0
PG&E NGBA | Cove Road | 230 | 0 | 0 | 140 | 0 | 140 | 0 | 0 | 0 | 0 | 0 | 0 | 0 | 0 | 0 | 0 | 0 | 0 | 0 | 0 | 1 |  | 0 | 0 | 0 | 0 | 0 | 0 | 0 | 0 | 0 | 0 | 0 | 0 | 0 | 0 | 0 | 0 | 0 | 0 | 0 | 0 | 0 |  | 0 | 0 | 0 | 0 | 0 | 0 | 0 | 0 | 0 | 0 | 0 | 0 | 0 | 0 | 0 | 0 | 0 | 0 | 0 |  | 1 | 1 | 1 | 1 | 1 | 1 | 1 | 1 | 1 | 1 | 1 | 0
PG&E GBA | Coyote | 230 | 0 | 0 | 0 | 0 | 0 | 0 | 0 | 0 | 0 | 0 | 0 | 0 | 0 | 0 | 0 | 0 | 0 | 0 | 0 | 0 |  | 0 | 0 | 0 | 0 | 0 | 0 | 0 | 0 | 0 | 0 | 0 | 0 | 0 | 0 | 0 | 0 | 0 | 0 | 0 | 0 | 0 |  | 0 | 0 | 0 | 0 | 0 | 0 | 0 | 0 | 0 | 0 | 0 | 0 | 0 | 0 | 0 | 0 | 0 | 0 | 0 |  | 1 | 1 | 1 | 1 | 1 | 1 | 1 | 1 | 1 | 1 | 1 | 0
PG&E GBA | Crazy Horse Canyon | 115 | 0 | 0 | 50 | 0 | 50 | 0 | 0 | 0 | 0 | 0 | 0 | 0 | 0 | 0 | 0 | 0 | 0 | 0 | 0 | 1 |  | 0 | 0 | 0 | 0 | 0 | 0 | 0 | 0 | 0 | 0 | 0 | 0 | 0 | 0 | 0 | 0 | 0 | 0 | 0 | 0 | 0 |  | 0 | 0 | 0 | 0 | 0 | 0 | 0 | 0 | 0 | 0 | 0 | 0 | 0 | 0 | 0 | 0 | 0 | 0 | 0 |  | 1 | 1 | 1 | 1 | 1 | 1 | 1 | 1 | 1 | 1 | 1 | 0
SDGE | Creelman | 69 | 0 | 0 | 0 | 0 | 0 | 0 | 0 | 0 | 0 | 0 | 0 | 0 | 0 | 0 | 0 | 7.36 | 0 | 7.36 | 0 | 1 |  | 0 | 0 | 0 | 0 | 0 | 0 | 0 | 0 | 0 | 0 | 0 | 0 | 0 | 0 | 0 | 0 | 0 | 0 | 0 | 0 | 2 |  | 0 | 0 | 0 | 0 | 0 | 0 | 0 | 0 | 0 | 0 | 0 | 0 | 0 | 0 | 0 | 0 | 0 | 0 | 0 |  | 1 | 1 | 1 | 1 | 1 | 1 | 1 | 1 | 1 | 1 | 1 | 0
PG&E FRESNO | Crescent | 70 | 0 | 0 | 0 | 0 | 0 | 0 | 0 | 0 | 0 | 0 | 0 | 0 | 0 | 35 | 35 | 35 | 0 | 35 | 0 | 1 |  | 0 | 0 | 0 | 0 | 0 | 0 | 0 | 0 | 0 | 0 | 0 | 0 | 5 | 30 | 35 | 0 | 0 | 0 | 0 | 1 | 1 |  | 0 | 0 | 0 | 0 | 0 | 0 | 0 | 0 | 0 | 0 | 0 | 0 | 2 | 0 | 0 | 0 | 0 | 0 | 0 |  | 1 | 1 | 1 | 1 | 1 | 1 | 5 | 1 | 1 | 1 | 1 | 1
PG&E FRESNO | Cressey | 115 | 0 | 0 | 0 | 0 | 0 | 0 | 0 | 0 | 0 | 0 | 0 | 0 | 0 | 0 | 0 | 0 | 0 | 0 | 0 | 0 |  | 0 | 0 | 0 | 0 | 0 | 0 | 0 | 0 | 0 | 0 | 0 | 0 | 0 | 0 | 0 | 0 | 0 | 0 | 0 | 0 | 1 |  | 0 | 0 | 0 | 0 | 0 | 0 | 0 | 0 | 0 | 0 | 0 | 0 | 0 | 0 | 0 | 0 | 0 | 0 | 0 |  | 1 | 1 | 1 | 1 | 1 | 1 | 1 | 1 | 1 | 1 | 1 | 0
PG&E NGBA | Cresta | 230 | 0 | 0 | 0 | 0 | 0 | 0 | 0 | 0 | 0 | 0 | 0 | 0 | 0 | 0 | 0 | 0 | 0 | 0 | 0 | 0 |  | 0 | 0 | 0 | 0 | 0 | 0 | 0 | 0 | 0 | 0 | 0 | 0 | 0 | 0 | 0 | 0 | 0 | 0 | 0 | 0 | 0 |  | 0 | 0 | 0 | 0 | 0 | 0 | 0 | 0 | 0 | 0 | 0 | 0 | 0 | 0 | 0 | 0 | 0 | 0 | 0 |  | 1 | 1 | 1 | 1 | 1 | 1 | 1 | 1 | 1 | 1 | 1 | 0
SDGE | Crestwood | 69 | 0 | 0 | 0 | 0 | 0 | 0 | 0 | 0 | 0 | 0 | 0 | 0 | 0 | 0 | 0 | 0 | 0 | 0 | 0 | 0 |  | 0 | 0 | 0 | 0 | 0 | 0 | 0 | 0 | 0 | 0 | 0 | 0 | 0 | 0 | 0 | 0 | 0 | 0 | 0 | 0 | 3 |  | 0 | 0 | 0 | 0 | 0 | 0 | 0 | 0 | 0 | 0 | 0 | 0 | 0 | 0 | 0 | 0 | 0 | 0 | 0 |  | 1 | 1 | 1 | 1 | 1 | 1 | 1 | 1 | 1 | 1 | 1 | 0
PG&E GBA | Crow Creek | 60 | 0 | 0 | 0 | 0 | 0 | 0 | 0 | 0 | 0 | 0 | 0 | 0 | 0 | 0 | 0 | 0 | 0 | 0 | 0 | 0 |  | 0 | 0 | 0 | 0 | 0 | 0 | 0 | 0 | 0 | 0 | 0 | 0 | 0 | 0 | 0 | 0 | 0 | 0 | 0 | 0 | 0 |  | 0 | 0 | 0 | 0 | 0 | 0 | 0 | 0 | 0 | 0 | 0 | 0 | 0 | 0 | 0 | 0 | 0 | 0 | 0 |  | 1 | 1 | 1 | 1 | 1 | 1 | 1 | 1 | 1 | 1 | 1 | 0
PG&E GBA | Crows Landing | 60 | 0 | 0 | 0 | 0 | 0 | 0 | 0 | 0 | 0 | 0 | 0 | 0 | 0 | 0 | 0 | 0 | 0 | 0 | 0 | 0 |  | 0 | 0 | 0 | 0 | 0 | 0 | 0 | 0 | 0 | 0 | 0 | 0 | 0 | 0 | 0 | 0 | 0 | 0 | 0 | 0 | 0 |  | 0 | 0 | 0 | 0 | 0 | 0 | 0 | 0 | 0 | 0 | 0 | 0 | 0 | 0 | 0 | 0 | 0 | 0 | 0 |  | 1 | 1 | 1 | 1 | 1 | 1 | 1 | 1 | 1 | 1 | 1 | 0
PG&E GBA | Curtis | 115 | 0 | 0 | 0 | 0 | 0 | 0 | 0 | 0 | 0 | 0 | 0 | 0 | 0 | 0 | 0 | 0 | 0 | 0 | 0 | 0 |  | 0 | 0 | 0 | 0 | 0 | 0 | 0 | 0 | 0 | 0 | 0 | 0 | 0 | 0 | 0 | 0 | 0 | 0 | 0 | 0 | 0 |  | 0 | 0 | 0 | 0 | 0 | 0 | 0 | 0 | 0 | 0 | 0 | 0 | 0 | 0 | 0 | 0 | 0 | 0 | 0 |  | 1 | 1 | 1 | 1 | 1 | 1 | 1 | 1 | 1 | 1 | 1 | 0
PG&E FRESNO | Dairyland | 115 | 0 | 0 | 0 | 0 | 0 | 0 | 0 | 0 | 0 | 0 | 0 | 0 | 120 | 0 | 120 | 0 | 0 | 0 | 0 | 1 |  | 0 | 0 | 0 | 0 | 0 | 0 | 0 | 0 | 0 | 0 | 0 | 5 | 0 | 0 | 0 | 0 | 0 | 0 | 0 | 1 | 1 |  | 0 | 0 | 0 | 0 | 0 | 0 | 0 | 0 | 0 | 0 | 0 | 2 | 0 | 0 | 0 | 0 | 0 | 0 | 0 |  | 1 | 1 | 1 | 1 | 1 | 5 | 1 | 1 | 1 | 1 | 1 | 1
PG&E NGBA | Davis | 115 | 0 | 0 | 0 | 0 | 0 | 0 | 0 | 0 | 0 | 0 | 0 | 0 | 0 | 0 | 0 | 0 | 0 | 0 | 0 | 0 |  | 0 | 0 | 0 | 0 | 0 | 0 | 0 | 0 | 0 | 0 | 0 | 0 | 20 | 80 | 100 | 0 | 35 | 35 | 0 | 1 | 0 |  | 0 | 0 | 0 | 0 | 0 | 0 | 0 | 0 | 0 | 0 | 0 | 0 | 2 | 2 | 2 | 0 | 2 | 2 | 0 |  | 1 | 1 | 1 | 1 | 1 | 1 | 4 | 1 | 4 | 4 | 1 | 1
SCE Metro | Del Amo | 500 | 0 | 0 | 0 | 0 | 0 | 0 | 0 | 0 | 0 | 0 | 0 | 0 | 0 | 0 | 0 | 0 | 500 | 500 | 0 | 1 |  | 0 | 0 | 0 | 0 | 0 | 0 | 0 | 0 | 0 | 0 | 0 | 0 | 0 | 0 | 0 | 0 | 0 | 0 | 0 | 0 | 0 |  | 0 | 0 | 0 | 0 | 0 | 0 | 0 | 0 | 0 | 0 | 0 | 0 | 0 | 0 | 0 | 0 | 0 | 0 | 0 |  | 1 | 1 | 1 | 1 | 1 | 1 | 1 | 1 | 1 | 1 | 1 | 0
SCE Metro | Del Amo | 230 | 0 | 0 | 0 | 0 | 0 | 0 | 0 | 0 | 0 | 0 | 0 | 0 | 400 | 0 | 400 | 0 | 300 | 300 | 0 | 1 |  | 0 | 0 | 0 | 0 | 0 | 0 | 0 | 0 | 0 | 0 | 0 | 0 | 0 | 0 | 0 | 0 | 0 | 0 | 0 | 0 | 0 |  | 0 | 0 | 0 | 0 | 0 | 0 | 0 | 0 | 0 | 0 | 0 | 0 | 0 | 0 | 0 | 0 | 0 | 0 | 0 |  | 1 | 1 | 1 | 1 | 1 | 1 | 1 | 1 | 1 | 1 | 1 | 0
SCE Eastern | Delaney | 500 | 0 | 0 | 0 | 0 | 0 | 0 | 0 | 0 | 0 | 0 | 0 | 0 | 170 | 250 | 420 | 28.5 | 0 | 28.5 | 150 | 1 |  | 0 | 0 | 0 | 0 | 0 | 0 | 0 | 0 | 0 | 0 | 0 | 0 | 150 | 250 | 400 | 0 | 100 | 100 | 0 | 1 | 2 |  | 0 | 0 | 0 | 0 | 0 | 0 | 0 | 0 | 0 | 0 | 0 | 0 | 0 | 0 | 0 | 0 | 2 | 2 | 0 |  | 1 | 1 | 1 | 1 | 1 | 1 | 1 | 1 | 5 | 5 | 1 | 1
PG&E NGBA | Delevan | 230 | 0 | 0 | 0 | 0 | 0 | 0 | 0 | 0 | 0 | 0 | 0 | 0 | 0 | 0 | 0 | 0 | 0 | 0 | 0 | 0 |  | 0 | 0 | 0 | 0 | 0 | 0 | 0 | 0 | 0 | 0 | 0 | 0 | 235 | 500 | 735 | 0 | 125 | 125 | 0 | 1 | 0 |  | 0 | 0 | 0 | 0 | 0 | 0 | 0 | 0 | 0 | 0 | 0 | 0 | 2 | 2 | 2 | 0 | 2 | 2 | 0 |  | 1 | 1 | 1 | 1 | 1 | 1 | 4 | 1 | 4 | 4 | 1 | 1
PG&E GBA | Delta PP | 230 | 0 | 0 | 0 | 0 | 0 | 0 | 0 | 0 | 0 | 0 | 0 | 0 | 0 | 0 | 0 | 0 | 0 | 0 | 0 | 0 |  | 0 | 0 | 0 | 0 | 0 | 0 | 0 | 0 | 0 | 0 | 0 | 0 | 0 | 0 | 0 | 0 | 0 | 0 | 0 | 0 | 0 |  | 0 | 0 | 0 | 0 | 0 | 0 | 0 | 0 | 0 | 0 | 0 | 0 | 0 | 0 | 0 | 0 | 0 | 0 | 0 |  | 1 | 1 | 1 | 1 | 1 | 1 | 1 | 1 | 1 | 1 | 1 | 0
EOP | Desert View | 230 | 0 | 0 | 0 | 0 | 0 | 0 | 0 | 0 | 0 | 0 | 0 | 0 | 450 | 0 | 450 | 0 | 0 | 0 | 0 | 1 |  | 0 | 0 | 0 | 0 | 0 | 0 | 0 | 0 | 0 | 0 | 0 | 0 | 50 | 450 | 500 | 0 | 150 | 150 | 0 | 1 | 2 |  | 0 | 0 | 0 | 0 | 0 | 0 | 0 | 0 | 0 | 0 | 0 | 0 | 0 | 2 | 0 | 0 | 2 | 2 | 0 |  | 1 | 1 | 1 | 1 | 1 | 1 | 1 | 1 | 5 | 5 | 1 | 1
SCE Eastern | Devers | 230 | 0 | 0 | 263 | 0 | 263 | 0 | 0 | 0 | 0 | 0 | 0 | 0 | 0 | 180 | 180 | 200 | 100 | 300 | 0 | 1 |  | 0 | 0 | 230.5 | 37 | 267.5 | 0 | 0 | 0 | 0 | 0 | 0 | 0 | 50 | 180 | 230 | 0 | 80 | 80 | 0 | 1 | 1 |  | 0 | 0 | 0 | 2 | 0 | 0 | 0 | 0 | 0 | 0 | 0 | 0 | 2 | 0 | 1 | 0 | 0 | 0 | 0 |  | 1 | 1 | 1 | 1 | 1 | 1 | 5 | 1 | 1 | 1 | 1 | 1
SCE Eastern | Devers | 500 | 0 | 0 | 0 | 0 | 0 | 0 | 0 | 0 | 0 | 0 | 0 | 0 | 600 | 730 | 1330 | 0 | 0 | 0 | 0 | 1 |  | 0 | 0 | 0 | 0 | 0 | 0 | 0 | 0 | 0 | 0 | 0 | 0 | 0 | 0 | 0 | 0 | 0 | 0 | 0 | 0 | 1 |  | 0 | 0 | 0 | 0 | 0 | 0 | 0 | 0 | 0 | 0 | 0 | 0 | 0 | 0 | 0 | 0 | 0 | 0 | 0 |  | 1 | 1 | 1 | 1 | 1 | 1 | 1 | 1 | 1 | 1 | 1 | 0
PG&E KERN | Diablo Canyon | 230 | 0 | 0 | 0 | 0 | 0 | 0 | 0 | 0 | 0 | 0 | 0 | 0 | 0 | 0 | 0 | 0 | 0 | 0 | 0 | 0 |  | 0 | 0 | 0 | 0 | 0 | 0 | 0 | 0 | 0 | 0 | 0 | 0 | 0 | 0 | 0 | 0 | 0 | 0 | 0 | 0 | 1 |  | 0 | 0 | 0 | 0 | 0 | 0 | 0 | 0 | 0 | 0 | 0 | 0 | 0 | 0 | 0 | 0 | 0 | 0 | 0 |  | 1 | 1 | 1 | 1 | 1 | 1 | 1 | 1 | 1 | 1 | 1 | 0
PG&E KERN | Diablo Canyon | 500 | 0 | 0 | 0 | 0 | 0 | 0 | 0 | 0 | 2924 | 0 | 2924 | 0 | 0 | 0 | 0 | 0 | 0 | 0 | 0 | 1 |  | 0 | 0 | 0 | 0 | 0 | 0 | 0 | 0 | 0 | 0 | 0 | 0 | 0 | 0 | 0 | 0 | 0 | 0 | 0 | 0 | 0 |  | 0 | 0 | 0 | 0 | 0 | 0 | 0 | 0 | 0 | 0 | 0 | 0 | 0 | 0 | 0 | 0 | 0 | 0 | 0 |  | 1 | 1 | 1 | 1 | 1 | 1 | 1 | 1 | 1 | 1 | 1 | 0
PG&E KERN | Divide | 115 | 0 | 0 | 0 | 0 | 0 | 0 | 0 | 0 | 0 | 0 | 0 | 0 | 0 | 100 | 100 | 0 | 0 | 0 | 0 | 1 |  | 0 | 0 | 0 | 0 | 0 | 0 | 0 | 0 | 0 | 0 | 0 | 0 | 0 | 0 | 0 | 0 | 0 | 0 | 0 | 0 | 1 |  | 0 | 0 | 0 | 0 | 0 | 0 | 0 | 0 | 0 | 0 | 0 | 0 | 0 | 0 | 0 | 0 | 0 | 0 | 0 |  | 1 | 1 | 1 | 1 | 1 | 1 | 1 | 1 | 1 | 1 | 1 | 0
PG&E GBA | Dixon Landing | 115 | 0 | 0 | 0 | 0 | 0 | 0 | 0 | 0 | 0 | 0 | 0 | 0 | 0 | 0 | 0 | 0 | 0 | 0 | 0 | 0 |  | 0 | 0 | 0 | 0 | 0 | 0 | 0 | 0 | 0 | 0 | 0 | 2.3 | 0 | 0 | 0 | 0 | 0 | 0 | 0 | 1 | 0 |  | 0 | 0 | 0 | 0 | 0 | 0 | 0 | 0 | 0 | 0 | 0 | 2 | 0 | 0 | 0 | 0 | 0 | 0 | 0 |  | 1 | 1 | 1 | 1 | 1 | 4 | 1 | 1 | 1 | 1 | 1 | 1
PG&E FRESNO | Dos Amigos | 230 | 10 | 0 | 0 | 0 | 0 | 0 | 0 | 0 | 0 | 0 | 0 | 3 | 493.2 | 0 | 493.2 | 0 | 860 | 860 | 0 | 1 |  | 0 | 0 | 0 | 0 | 0 | 0 | 0 | 0 | 0 | 0 | 0 | 0 | 0 | 0 | 0 | 0 | 0 | 0 | 0 | 0 | 1 |  | 0 | 0 | 0 | 0 | 0 | 0 | 0 | 0 | 0 | 0 | 0 | 0 | 0 | 0 | 0 | 0 | 0 | 0 | 0 |  | 1 | 1 | 1 | 1 | 1 | 1 | 1 | 1 | 1 | 1 | 1 | 0
PG&E NGBA | Drum | 115 | 0 | 0 | 0 | 0 | 0 | 0 | 0 | 0 | 0 | 0 | 0 | 0 | 0 | 0 | 0 | 0 | 0 | 0 | 0 | 0 |  | 0 | 0 | 0 | 0 | 0 | 0 | 0 | 0 | 0 | 0 | 0 | 0 | 0 | 0 | 0 | 0 | 0 | 0 | 0 | 0 | 0 |  | 0 | 0 | 0 | 0 | 0 | 0 | 0 | 0 | 0 | 0 | 0 | 0 | 0 | 0 | 0 | 0 | 0 | 0 | 0 |  | 1 | 1 | 1 | 1 | 1 | 1 | 1 | 1 | 1 | 1 | 1 | 0
PG&E GBA | Dumbarton | 115 | 0 | 0 | 0 | 0 | 0 | 0 | 0 | 0 | 0 | 0 | 0 | 0 | 0 | 0 | 0 | 0 | 0 | 0 | 0 | 0 |  | 0 | 0 | 0 | 0 | 0 | 0 | 0 | 0 | 0 | 0 | 0 | 5 | 0 | 0 | 0 | 0 | 0 | 0 | 0 | 1 | 1 |  | 0 | 0 | 0 | 0 | 0 | 0 | 0 | 0 | 0 | 0 | 0 | 2 | 0 | 0 | 0 | 0 | 0 | 0 | 0 |  | 1 | 1 | 1 | 1 | 1 | 5 | 1 | 1 | 1 | 1 | 1 | 1
SCE NOL | Dunn Siding | 115 | 0 | 0 | 0 | 0 | 0 | 0 | 0 | 0 | 0 | 0 | 0 | 0 | 0 | 0 | 0 | 0 | 0 | 0 | 0 | 0 |  | 0 | 0 | 0 | 0 | 0 | 0 | 0 | 0 | 0 | 0 | 0 | 0 | 0 | 0 | 0 | 0 | 0 | 0 | 0 | 0 | 3 |  | 0 | 0 | 0 | 0 | 0 | 0 | 0 | 0 | 0 | 0 | 0 | 0 | 0 | 0 | 0 | 0 | 0 | 0 | 0 |  | 1 | 1 | 1 | 1 | 1 | 1 | 1 | 1 | 1 | 1 | 1 | 0
SCE Eastern | Eagle Mountain | 230 | 0 | 0 | 0 | 0 | 0 | 0 | 0 | 0 | 0 | 0 | 0 | 0 | 0 | 0 | 0 | 0 | 0 | 0 | 0 | 0 |  | 0 | 0 | 0 | 0 | 0 | 0 | 0 | 0 | 0 | 0 | 0 | 0 | 0 | 0 | 0 | 0 | 0 | 0 | 0 | 0 | 1 |  | 0 | 0 | 0 | 0 | 0 | 0 | 0 | 0 | 0 | 0 | 0 | 0 | 0 | 0 | 0 | 0 | 0 | 0 | 0 |  | 1 | 1 | 1 | 1 | 1 | 1 | 1 | 1 | 1 | 1 | 1 | 0
PG&E NGBA | Eagle Rock (PGE) | 60 | 0 | 0 | 0 | 0 | 0 | 0 | 0 | 0 | 0 | 0 | 0 | 0 | 0 | 0 | 0 | 0 | 0 | 0 | 0 | 0 |  | 0 | 0 | 0 | 0 | 0 | 0 | 0 | 0 | 0 | 0 | 0 | 0 | 0 | 0 | 0 | 0 | 0 | 0 | 0 | 0 | 1 |  | 0 | 0 | 0 | 0 | 0 | 0 | 0 | 0 | 0 | 0 | 0 | 0 | 0 | 0 | 0 | 0 | 0 | 0 | 0 |  | 1 | 1 | 1 | 1 | 1 | 1 | 1 | 1 | 1 | 1 | 1 | 0
PG&E NGBA | Eagle Rock (PGE) | 115 | 7 | 0 | 0 | 0 | 0 | 0 | 0 | 0 | 0 | 0 | 0 | 0 | 0 | 0 | 0 | 0 | 0 | 0 | 0 | 1 |  | 14.5 | 0 | 98 | 33.2 | 131.2 | 0 | 0 | 0 | 0 | 0 | 0 | 0 | 0 | 0 | 0 | 0 | 0 | 0 | 0 | 1 | 1 |  | 2 | 0 | 2 | 2 | 2 | 0 | 0 | 0 | 0 | 0 | 0 | 0 | 0 | 0 | 0 | 0 | 0 | 0 | 0 |  | 5 | 1 | 5 | 1 | 1 | 1 | 1 | 1 | 1 | 1 | 1 | 1
SCE Metro | Eagle Rock (SCE) | 230 | 0 | 0 | 0 | 0 | 0 | 0 | 0 | 0 | 0 | 0 | 0 | 0 | 0 | 0 | 0 | 0 | 0 | 0 | 0 | 0 |  | 0 | 0 | 0 | 0 | 0 | 0 | 0 | 0 | 0 | 0 | 0 | 0 | 0 | 0 | 0 | 0 | 0 | 0 | 0 | 0 | 0 |  | 0 | 0 | 0 | 0 | 0 | 0 | 0 | 0 | 0 | 0 | 0 | 0 | 0 | 0 | 0 | 0 | 0 | 0 | 0 |  | 1 | 1 | 1 | 1 | 1 | 1 | 1 | 1 | 1 | 1 | 1 | 0
PG&E NGBA | East Marysville | 115 | 0 | 0 | 0 | 0 | 0 | 0 | 0 | 0 | 0 | 0 | 0 | 0 | 0 | 0 | 0 | 0 | 0 | 0 | 0 | 0 |  | 0 | 0 | 0 | 0 | 0 | 0 | 0 | 0 | 0 | 0 | 0 | 0 | 0 | 0 | 0 | 0 | 0 | 0 | 0 | 0 | 0 |  | 0 | 0 | 0 | 0 | 0 | 0 | 0 | 0 | 0 | 0 | 0 | 0 | 0 | 0 | 0 | 0 | 0 | 0 | 0 |  | 1 | 1 | 1 | 1 | 1 | 1 | 1 | 1 | 1 | 1 | 1 | 0
PG&E NGBA | East Nicolaus | 115 | 0 | 0 | 0 | 0 | 0 | 0 | 0 | 0 | 0 | 0 | 0 | 0 | 0 | 140 | 140 | 0 | 0 | 0 | 0 | 1 |  | 0 | 0 | 0 | 0 | 0 | 0 | 0 | 0 | 0 | 0 | 0 | 0 | 0 | 0 | 0 | 0 | 0 | 0 | 0 | 0 | 0 |  | 0 | 0 | 0 | 0 | 0 | 0 | 0 | 0 | 0 | 0 | 0 | 0 | 0 | 0 | 0 | 0 | 0 | 0 | 0 |  | 1 | 1 | 1 | 1 | 1 | 1 | 1 | 1 | 1 | 1 | 1 | 0
PG&E NGBA | East Nicolaus | 60 | 0 | 0 | 0 | 0 | 0 | 0 | 0 | 0 | 0 | 0 | 0 | 0 | 0 | 0 | 0 | 0 | 0 | 0 | 0 | 0 |  | 0 | 0 | 0 | 0 | 0 | 0 | 0 | 0 | 0 | 0 | 0 | 0 | 0 | 0 | 0 | 0 | 0 | 0 | 0 | 0 | 0 |  | 0 | 0 | 0 | 0 | 0 | 0 | 0 | 0 | 0 | 0 | 0 | 0 | 0 | 0 | 0 | 0 | 0 | 0 | 0 |  | 1 | 1 | 1 | 1 | 1 | 1 | 1 | 1 | 1 | 1 | 1 | 0
PG&E GBA | Eastshore | 115 | 0 | 0 | 0 | 0 | 0 | 0 | 0 | 0 | 0 | 0 | 0 | 0 | 130 | 0 | 130 | 0 | 90.7 | 90.7 | 0 | 1 |  | 0 | 0 | 0 | 0 | 0 | 0 | 0 | 0 | 0 | 0 | 0 | 0 | 0 | 0 | 0 | 0 | 0 | 0 | 0 | 0 | 1 |  | 0 | 0 | 0 | 0 | 0 | 0 | 0 | 0 | 0 | 0 | 0 | 0 | 0 | 0 | 0 | 0 | 0 | 0 | 0 |  | 1 | 1 | 1 | 1 | 1 | 1 | 1 | 1 | 1 | 1 | 1 | 0
PG&E GBA | Eastshore | 230 | 0 | 0 | 0 | 0 | 0 | 0 | 0 | 0 | 0 | 0 | 0 | 0 | 0 | 0 | 0 | 0 | 0 | 0 | 0 | 0 |  | 0 | 0 | 0 | 0 | 0 | 0 | 0 | 0 | 0 | 0 | 0 | 0 | 0 | 0 | 0 | 0 | 0 | 0 | 0 | 0 | 3 |  | 0 | 0 | 0 | 0 | 0 | 0 | 0 | 0 | 0 | 0 | 0 | 0 | 0 | 0 | 0 | 0 | 0 | 0 | 0 |  | 1 | 1 | 1 | 1 | 1 | 1 | 1 | 1 | 1 | 1 | 1 | 0
SDGE | ECO | 138 | 0 | 0 | 0 | 0 | 0 | 0 | 0 | 0 | 0 | 0 | 0 | 0 | 0 | 0 | 0 | 0 | 0 | 0 | 0 | 0 |  | 0 | 0 | 0 | 0 | 0 | 0 | 0 | 0 | 0 | 0 | 0 | 0 | 0 | 0 | 0 | 0 | 0 | 0 | 0 | 0 | 6 |  | 0 | 0 | 0 | 0 | 0 | 0 | 0 | 0 | 0 | 0 | 0 | 0 | 0 | 0 | 0 | 0 | 0 | 0 | 0 |  | 1 | 1 | 1 | 1 | 1 | 1 | 1 | 1 | 1 | 1 | 1 | 0
SDGE | ECO | 230 | 0 | 0 | 0 | 0 | 0 | 0 | 0 | 0 | 0 | 0 | 0 | 0 | 0 | 0 | 0 | 0 | 0 | 0 | 0 | 0 |  | 0 | 0 | 0 | 52.5 | 52.5 | 0 | 0 | 0 | 0 | 0 | 0 | 0 | 0 | 0 | 0 | 0 | 0 | 0 | 0 | 1 | 6 |  | 0 | 0 | 0 | 2 | 2 | 0 | 0 | 0 | 0 | 0 | 0 | 0 | 0 | 0 | 0 | 0 | 0 | 0 | 0 |  | 1 | 1 | 4 | 1 | 1 | 1 | 1 | 1 | 1 | 1 | 1 | 1
SDGE | ECO | 500 | 0 | 0 | 1650 | 0 | 1650 | 0 | 0 | 0 | 0 | 0 | 0 | 0 | 0 | 0 | 0 | 0 | 0 | 0 | 0 | 1 |  | 0 | 0 | 600 | 400 | 1000 | 0 | 0 | 0 | 0 | 0 | 0 | 0 | 0 | 0 | 0 | 0 | 0 | 0 | 0 | 1 | 6 |  | 0 | 0 | 0 | 2 | 0 | 0 | 0 | 0 | 0 | 0 | 0 | 0 | 0 | 0 | 0 | 0 | 0 | 0 | 0 |  | 1 | 1 | 1 | 1 | 1 | 1 | 1 | 1 | 1 | 1 | 1 | 0
PG&E GBA | Edenvale | 115 | 0 | 0 | 0 | 0 | 0 | 0 | 0 | 0 | 0 | 0 | 0 | 0 | 0 | 0 | 0 | 0 | 0 | 0 | 0 | 0 |  | 0 | 0 | 0 | 0 | 0 | 0 | 0 | 0 | 0 | 0 | 0 | 0 | 0 | 0 | 0 | 0 | 0 | 0 | 0 | 0 | 0 |  | 0 | 0 | 0 | 0 | 0 | 0 | 0 | 0 | 0 | 0 | 0 | 0 | 0 | 0 | 0 | 0 | 0 | 0 | 0 |  | 1 | 1 | 1 | 1 | 1 | 1 | 1 | 1 | 1 | 1 | 1 | 0
PG&E GBA | Edes | 115 | 0 | 0 | 0 | 0 | 0 | 0 | 0 | 0 | 0 | 0 | 0 | 0 | 0 | 0 | 0 | 0 | 0 | 0 | 0 | 0 |  | 0 | 0 | 0 | 0 | 0 | 0 | 0 | 0 | 0 | 0 | 0 | 1.7 | 0 | 0 | 0 | 0 | 0 | 0 | 0 | 1 | 1 |  | 0 | 0 | 0 | 0 | 0 | 0 | 0 | 0 | 0 | 0 | 0 | 2 | 0 | 0 | 0 | 0 | 0 | 0 | 0 |  | 1 | 1 | 1 | 1 | 1 | 5 | 1 | 1 | 1 | 1 | 1 | 1
PG&E GBA | Eight Mile | 230 | 0 | 0 | 0 | 0 | 0 | 0 | 0 | 0 | 0 | 0 | 0 | 0 | 0 | 0 | 0 | 0 | 0 | 0 | 0 | 0 |  | 0 | 0 | 0 | 0 | 0 | 0 | 0 | 0 | 0 | 0 | 0 | 0 | 0 | 0 | 0 | 0 | 0 | 0 | 0 | 0 | 0 |  | 0 | 0 | 0 | 0 | 0 | 0 | 0 | 0 | 0 | 0 | 0 | 0 | 0 | 0 | 0 | 0 | 0 | 0 | 0 |  | 1 | 1 | 1 | 1 | 1 | 1 | 1 | 1 | 1 | 1 | 1 | 0
SDGE | El Cajon | 69 | 0 | 0 | 0 | 0 | 0 | 0 | 0 | 0 | 0 | 0 | 0 | 0 | 0 | 0 | 0 | 0 | 0 | 0 | 0 | 0 |  | 0 | 0 | 0 | 0 | 0 | 0 | 0 | 0 | 0 | 0 | 0 | 0 | 0 | 0 | 0 | 0 | 0 | 0 | 0 | 0 | 3 |  | 0 | 0 | 0 | 0 | 0 | 0 | 0 | 0 | 0 | 0 | 0 | 0 | 0 | 0 | 0 | 0 | 0 | 0 | 0 |  | 1 | 1 | 1 | 1 | 1 | 1 | 1 | 1 | 1 | 1 | 1 | 0
SCE Eastern | El Casco | 230 | 0 | 0 | 0 | 0 | 0 | 0 | 0 | 0 | 0 | 0 | 0 | 0 | 0 | 0 | 0 | 0 | 0 | 0 | 0 | 0 |  | 0 | 0 | 0 | 0 | 0 | 0 | 0 | 0 | 0 | 0 | 0 | 0 | 0 | 0 | 0 | 0 | 0 | 0 | 0 | 0 | 1 |  | 0 | 0 | 0 | 0 | 0 | 0 | 0 | 0 | 0 | 0 | 0 | 0 | 0 | 0 | 0 | 0 | 0 | 0 | 0 |  | 1 | 1 | 1 | 1 | 1 | 1 | 1 | 1 | 1 | 1 | 1 | 0
PG&E GBA | El Cerrito G | 115 | 0 | 0 | 0 | 0 | 0 | 0 | 0 | 0 | 0 | 0 | 0 | 0 | 0 | 0 | 0 | 0 | 0 | 0 | 0 | 0 |  | 0 | 0 | 0 | 0 | 0 | 0 | 0 | 0 | 0 | 0 | 0 | 0 | 0 | 0 | 0 | 0 | 0 | 0 | 0 | 0 | 1 |  | 0 | 0 | 0 | 0 | 0 | 0 | 0 | 0 | 0 | 0 | 0 | 0 | 0 | 0 | 0 | 0 | 0 | 0 | 0 |  | 1 | 1 | 1 | 1 | 1 | 1 | 1 | 1 | 1 | 1 | 1 | 0
PG&E NGBA | El Dorado PH | 115 | 0 | 0 | 0 | 0 | 0 | 0 | 0 | 0 | 0 | 0 | 0 | 0 | 0 | 0 | 0 | 0 | 0 | 0 | 0 | 0 |  | 0 | 0 | 0 | 0 | 0 | 0 | 0 | 0 | 0 | 0 | 0 | 0 | 0 | 0 | 0 | 0 | 0 | 0 | 0 | 0 | 0 |  | 0 | 0 | 0 | 0 | 0 | 0 | 0 | 0 | 0 | 0 | 0 | 0 | 0 | 0 | 0 | 0 | 0 | 0 | 0 |  | 1 | 1 | 1 | 1 | 1 | 1 | 1 | 1 | 1 | 1 | 1 | 0
PG&E FRESNO | El Nido (PGE) | 115 | 0 | 0 | 0 | 0 | 0 | 0 | 0 | 0 | 0 | 0 | 0 | 3 | 0 | 0 | 0 | 0 | 0 | 0 | 0 | 1 |  | 0 | 0 | 0 | 0 | 0 | 0 | 0 | 0 | 0 | 0 | 0 | 0 | 0 | 0 | 0 | 0 | 0 | 0 | 0 | 0 | 2 |  | 0 | 0 | 0 | 0 | 0 | 0 | 0 | 0 | 0 | 0 | 0 | 0 | 0 | 0 | 0 | 0 | 0 | 0 | 0 |  | 1 | 1 | 1 | 1 | 1 | 1 | 1 | 1 | 1 | 1 | 1 | 0
SCE Metro | El Nido (SCE) | 230 | 0 | 0 | 0 | 0 | 0 | 0 | 0 | 0 | 0 | 0 | 0 | 0 | 0 | 0 | 0 | 0 | 400 | 400 | 0 | 1 |  | 0 | 0 | 0 | 0 | 0 | 0 | 0 | 0 | 0 | 0 | 0 | 0 | 0 | 0 | 0 | 0 | 100 | 100 | 0 | 1 | 0 |  | 0 | 0 | 0 | 0 | 0 | 0 | 0 | 0 | 0 | 0 | 0 | 0 | 0 | 0 | 0 | 0 | 0 | 0 | 0 |  | 1 | 1 | 1 | 1 | 1 | 1 | 1 | 1 | 1 | 1 | 1 | 0
PG&E GBA | El Patio | 115 | 0 | 0 | 0 | 0 | 0 | 0 | 0 | 0 | 0 | 0 | 0 | 0 | 0 | 0 | 0 | 0 | 0 | 0 | 0 | 0 |  | 0 | 0 | 0 | 0 | 0 | 0 | 0 | 0 | 0 | 0 | 0 | 0 | 0 | 0 | 0 | 0 | 0 | 0 | 0 | 0 | 0 |  | 0 | 0 | 0 | 0 | 0 | 0 | 0 | 0 | 0 | 0 | 0 | 0 | 0 | 0 | 0 | 0 | 0 | 0 | 0 |  | 1 | 1 | 1 | 1 | 1 | 1 | 1 | 1 | 1 | 1 | 1 | 0
SCE Metro | El Segundo | 230 | 0 | 0 | 0 | 0 | 0 | 0 | 0 | 0 | 0 | 0 | 0 | 0 | 0 | 0 | 0 | 0 | 0 | 0 | 0 | 0 |  | 0 | 0 | 0 | 0 | 0 | 0 | 0 | 0 | 0 | 0 | 0 | 0 | 0 | 0 | 0 | 0 | 0 | 0 | 0 | 0 | 0 |  | 0 | 0 | 0 | 0 | 0 | 0 | 0 | 0 | 0 | 0 | 0 | 0 | 0 | 0 | 0 | 0 | 0 | 0 | 0 |  | 1 | 1 | 1 | 1 | 1 | 1 | 1 | 1 | 1 | 1 | 1 | 0
EOP | Eldorado | 230 | 184 | 0 | 0 | 0 | 0 | 0 | 0 | 0 | 0 | 0 | 0 | 0 | 0 | 0 | 0 | 0 | 0 | 0 | 0 | 1 |  | 117.3 | 0 | 0 | 0 | 0 | 0 | 0 | 0 | 0 | 0 | 0 | 0 | 0 | 0 | 0 | 0 | 250 | 250 | 0 | 1 | 1 |  | 0 | 0 | 0 | 0 | 0 | 0 | 0 | 0 | 0 | 0 | 0 | 0 | 0 | 0 | 0 | 0 | 2 | 2 | 0 |  | 1 | 1 | 1 | 1 | 1 | 1 | 1 | 1 | 5 | 5 | 1 | 1
EOP | Eldorado | 500 | 248 | 0 | 0 | 0 | 0 | 3000 | 0 | 3000 | 0 | 0 | 0 | 0 | 600 | 0 | 600 | 0 | 390 | 390 | 500 | 1 |  | 0 | 0 | 0 | 0 | 0 | 3000 | 0 | 3000 | 0 | 0 | 0 | 0 | 0 | 0 | 0 | 0 | 0 | 0 | 0 | 1 | 0 |  | 0 | 0 | 0 | 0 | 0 | 0 | 0 | 0 | 0 | 0 | 0 | 0 | 0 | 0 | 0 | 0 | 0 | 0 | 0 |  | 1 | 1 | 1 | 1 | 1 | 1 | 1 | 1 | 1 | 1 | 1 | 0
SCE Northern | Elizabeth Lake | 66 | 0 | 0 | 0 | 0 | 0 | 0 | 0 | 0 | 0 | 0 | 0 | 0 | 0 | 0 | 0 | 0 | 0 | 0 | 0 | 0 |  | 0 | 0 | 0 | 0 | 0 | 0 | 0 | 0 | 0 | 0 | 0 | 0 | 0 | 0 | 0 | 0 | 0 | 0 | 0 | 0 | 0 |  | 0 | 0 | 0 | 0 | 0 | 0 | 0 | 0 | 0 | 0 | 0 | 0 | 0 | 0 | 0 | 0 | 0 | 0 | 0 |  | 1 | 1 | 1 | 1 | 1 | 1 | 1 | 1 | 1 | 1 | 1 | 0
PG&E KERN | Elk Hills | 230 | 0 | 0 | 0 | 0 | 0 | 0 | 0 | 0 | 0 | 0 | 0 | 0 | 0 | 0 | 0 | 0 | 0 | 0 | 0 | 0 |  | 0 | 0 | 0 | 0 | 0 | 0 | 0 | 0 | 0 | 0 | 0 | 5.25 | 0 | 0 | 0 | 0 | 0 | 0 | 0 | 1 | 0 |  | 0 | 0 | 0 | 0 | 0 | 0 | 0 | 0 | 0 | 0 | 0 | 2 | 0 | 0 | 0 | 0 | 0 | 0 | 0 |  | 1 | 1 | 1 | 1 | 1 | 4 | 1 | 1 | 1 | 1 | 1 | 1
SDGE | Elliot | 69 | 0 | 0 | 0 | 0 | 0 | 0 | 0 | 0 | 0 | 0 | 0 | 0 | 0 | 0 | 0 | 0 | 0 | 0 | 0 | 0 |  | 0 | 0 | 0 | 0 | 0 | 0 | 0 | 0 | 0 | 0 | 0 | 0 | 0 | 0 | 0 | 0 | 0 | 0 | 0 | 0 | 3 |  | 0 | 0 | 0 | 0 | 0 | 0 | 0 | 0 | 0 | 0 | 0 | 0 | 0 | 0 | 0 | 0 | 0 | 0 | 0 |  | 1 | 1 | 1 | 1 | 1 | 1 | 1 | 1 | 1 | 1 | 1 | 0
SCE Metro | Ellis | 230 | 0 | 0 | 0 | 0 | 0 | 0 | 0 | 0 | 0 | 0 | 0 | 0 | 0 | 0 | 0 | 0 | 0 | 0 | 0 | 0 |  | 0 | 0 | 0 | 0 | 0 | 0 | 0 | 0 | 0 | 0 | 0 | 0 | 0 | 0 | 0 | 0 | 0 | 0 | 0 | 0 | 0 |  | 0 | 0 | 0 | 0 | 0 | 0 | 0 | 0 | 0 | 0 | 0 | 0 | 0 | 0 | 0 | 0 | 0 | 0 | 0 |  | 1 | 1 | 1 | 1 | 1 | 1 | 1 | 1 | 1 | 1 | 1 | 0
SDGE | Encina | 138 | 0 | 0 | 0 | 0 | 0 | 0 | 0 | 0 | 0 | 0 | 0 | 0 | 0 | 0 | 0 | 0 | 0 | 0 | 0 | 0 |  | 0 | 0 | 0 | 0 | 0 | 0 | 0 | 0 | 0 | 0 | 0 | 0 | 0 | 0 | 0 | 0 | 0 | 0 | 0 | 0 | 2 |  | 0 | 0 | 0 | 0 | 0 | 0 | 0 | 0 | 0 | 0 | 0 | 0 | 0 | 0 | 0 | 0 | 0 | 0 | 0 |  | 1 | 1 | 1 | 1 | 1 | 1 | 1 | 1 | 1 | 1 | 1 | 0
SDGE | Encina | 230 | 0 | 0 | 0 | 0 | 0 | 0 | 0 | 0 | 0 | 0 | 0 | 0 | 20 | 0 | 20 | 0 | 0 | 0 | 0 | 1 |  | 0 | 0 | 0 | 0 | 0 | 0 | 0 | 0 | 0 | 0 | 0 | 0 | 0 | 0 | 0 | 0 | 0 | 0 | 0 | 0 | 2 |  | 0 | 0 | 0 | 0 | 0 | 0 | 0 | 0 | 0 | 0 | 0 | 0 | 0 | 0 | 0 | 0 | 0 | 0 | 0 |  | 1 | 1 | 1 | 1 | 1 | 1 | 1 | 1 | 1 | 1 | 1 | 0
SDGE | Escondido | 230 | 0 | 0 | 0 | 0 | 0 | 0 | 0 | 0 | 0 | 0 | 0 | 0 | 0 | 0 | 0 | 0 | 0 | 0 | 0 | 0 |  | 0 | 0 | 0 | 0 | 0 | 0 | 0 | 0 | 0 | 0 | 0 | 0 | 0 | 0 | 0 | 0 | 200 | 200 | 0 | 1 | 3 |  | 0 | 0 | 0 | 0 | 0 | 0 | 0 | 0 | 0 | 0 | 0 | 0 | 0 | 0 | 0 | 0 | 2 | 2 | 0 |  | 1 | 1 | 1 | 1 | 1 | 1 | 1 | 1 | 5 | 5 | 1 | 1
SDGE | Escondido | 69 | 0 | 0 | 0 | 0 | 0 | 0 | 0 | 0 | 0 | 0 | 0 | 0 | 0 | 0 | 0 | 13 | 0 | 13 | 0 | 1 |  | 0 | 0 | 0 | 0 | 0 | 0 | 0 | 0 | 0 | 0 | 0 | 0 | 0 | 0 | 0 | 0 | 0 | 0 | 0 | 0 | 2 |  | 0 | 0 | 0 | 0 | 0 | 0 | 0 | 0 | 0 | 0 | 0 | 0 | 0 | 0 | 0 | 0 | 0 | 0 | 0 |  | 1 | 1 | 1 | 1 | 1 | 1 | 1 | 1 | 1 | 1 | 1 | 0
PG&E KERN | Estrella | 230 | 0 | 0 | 0 | 0 | 0 | 0 | 0 | 0 | 0 | 0 | 0 | 0 | 0 | 0 | 0 | 0 | 0 | 0 | 0 | 0 |  | 0 | 0 | 0 | 0 | 0 | 0 | 0 | 0 | 0 | 0 | 0 | 0 | 0 | 0 | 0 | 0 | 0 | 0 | 0 | 0 | 1 |  | 0 | 0 | 0 | 0 | 0 | 0 | 0 | 0 | 0 | 0 | 0 | 0 | 0 | 0 | 0 | 0 | 0 | 0 | 0 |  | 1 | 1 | 1 | 1 | 1 | 1 | 1 | 1 | 1 | 1 | 1 | 0
SCE Eastern | Etiwanda | 230 | 0 | 0 | 0 | 0 | 0 | 0 | 0 | 0 | 0 | 0 | 0 | 0 | 0 | 0 | 0 | 70 | 0 | 70 | 550 | 1 |  | 0 | 0 | 0 | 0 | 0 | 0 | 0 | 0 | 0 | 0 | 0 | 0 | 0 | 0 | 0 | 0 | 0 | 0 | 0 | 0 | 0 |  | 0 | 0 | 0 | 0 | 0 | 0 | 0 | 0 | 0 | 0 | 0 | 0 | 0 | 0 | 0 | 0 | 0 | 0 | 0 |  | 1 | 1 | 1 | 1 | 1 | 1 | 1 | 1 | 1 | 1 | 1 | 0
PG&E GBA | Evergreen | 115 | 0 | 0 | 0 | 0 | 0 | 0 | 0 | 0 | 0 | 0 | 0 | 0 | 0 | 0 | 0 | 0 | 0 | 0 | 0 | 0 |  | 0 | 0 | 0 | 0 | 0 | 0 | 0 | 0 | 0 | 0 | 0 | 0 | 0 | 0 | 0 | 0 | 0 | 0 | 0 | 0 | 0 |  | 0 | 0 | 0 | 0 | 0 | 0 | 0 | 0 | 0 | 0 | 0 | 0 | 0 | 0 | 0 | 0 | 0 | 0 | 0 |  | 1 | 1 | 1 | 1 | 1 | 1 | 1 | 1 | 1 | 1 | 1 | 0
PG&E GBA | Evergreen | 60 | 0 | 0 | 0 | 0 | 0 | 0 | 0 | 0 | 0 | 0 | 0 | 0 | 0 | 0 | 0 | 0 | 0 | 0 | 0 | 0 |  | 0 | 0 | 0 | 0 | 0 | 0 | 0 | 0 | 0 | 0 | 0 | 0 | 0 | 0 | 0 | 0 | 0 | 0 | 0 | 0 | 0 |  | 0 | 0 | 0 | 0 | 0 | 0 | 0 | 0 | 0 | 0 | 0 | 0 | 0 | 0 | 0 | 0 | 0 | 0 | 0 |  | 1 | 1 | 1 | 1 | 1 | 1 | 1 | 1 | 1 | 1 | 1 | 0
PG&E FRESNO | Excelsior | 115 | 0 | 0 | 0 | 0 | 0 | 0 | 0 | 0 | 0 | 0 | 0 | 0 | 0 | 0 | 0 | 0 | 0 | 0 | 0 | 0 |  | 0 | 0 | 0 | 0 | 0 | 0 | 0 | 0 | 0 | 0 | 0 | 0 | 300 | 30 | 330 | 0 | 20 | 20 | 0 | 1 | 1 |  | 0 | 0 | 0 | 0 | 0 | 0 | 0 | 0 | 0 | 0 | 0 | 0 | 2 | 2 | 2 | 0 | 2 | 2 | 0 |  | 1 | 1 | 1 | 1 | 1 | 1 | 5 | 1 | 5 | 5 | 1 | 1
PG&E FRESNO | Exchequer | 115 | 0 | 0 | 0 | 0 | 0 | 0 | 0 | 0 | 0 | 0 | 0 | 0 | 0 | 0 | 0 | 0 | 0 | 0 | 0 | 0 |  | 0 | 2 | 0 | 0 | 0 | 0 | 0 | 0 | 0 | 0 | 0 | 0 | 0 | 0 | 0 | 0 | 0 | 0 | 0 | 1 | 2 |  | 0 | 2 | 0 | 0 | 0 | 0 | 0 | 0 | 0 | 0 | 0 | 0 | 0 | 0 | 0 | 0 | 0 | 0 | 0 |  | 1 | 5 | 1 | 1 | 1 | 1 | 1 | 1 | 1 | 1 | 1 | 1
PG&E KERN | Fairway | 115 | 0 | 0 | 0 | 0 | 0 | 0 | 0 | 0 | 0 | 0 | 0 | 0 | 0 | 0 | 0 | 0 | 0 | 0 | 0 | 0 |  | 0 | 0 | 0 | 0 | 0 | 0 | 0 | 0 | 0 | 0 | 0 | 0 | 0 | 0 | 0 | 0 | 0 | 0 | 0 | 0 | 1 |  | 0 | 0 | 0 | 0 | 0 | 0 | 0 | 0 | 0 | 0 | 0 | 0 | 0 | 0 | 0 | 0 | 0 | 0 | 0 |  | 1 | 1 | 1 | 1 | 1 | 1 | 1 | 1 | 1 | 1 | 1 | 0
PG&E KERN | Famoso | 115 | 0 | 0 | 0 | 0 | 0 | 0 | 0 | 0 | 0 | 0 | 0 | 0 | 0 | 0 | 0 | 0 | 0 | 0 | 0 | 0 |  | 0 | 0 | 0 | 0 | 0 | 0 | 0 | 0 | 0 | 0 | 0 | 4 | 0 | 0 | 0 | 0 | 0 | 0 | 0 | 1 | 0 |  | 0 | 0 | 0 | 0 | 0 | 0 | 0 | 0 | 0 | 0 | 0 | 2 | 0 | 0 | 0 | 0 | 0 | 0 | 0 |  | 1 | 1 | 1 | 1 | 1 | 4 | 1 | 1 | 1 | 1 | 1 | 1
PG&E NGBA | Fern Road | 500 | 185 | 0 | 0 | 0 | 0 | 0 | 0 | 0 | 0 | 0 | 0 | 0 | 0 | 0 | 0 | 0 | 0 | 0 | 0 | 1 |  | 0 | 0 | 0 | 0 | 0 | 0 | 0 | 0 | 0 | 0 | 0 | 0 | 0 | 0 | 0 | 0 | 0 | 0 | 0 | 0 | 0 |  | 0 | 0 | 0 | 0 | 0 | 0 | 0 | 0 | 0 | 0 | 0 | 0 | 0 | 0 | 0 | 0 | 0 | 0 | 0 |  | 1 | 1 | 1 | 1 | 1 | 1 | 1 | 1 | 1 | 1 | 1 | 0
PG&E GBA | Fibreboard (SPI Sonora) | 115 | 0 | 0 | 0 | 0 | 0 | 0 | 0 | 0 | 0 | 0 | 0 | 0 | 0 | 0 | 0 | 0 | 0 | 0 | 0 | 0 |  | 0 | 0 | 0 | 0 | 0 | 0 | 0 | 0 | 0 | 0 | 0 | 0 | 0 | 0 | 0 | 0 | 0 | 0 | 0 | 0 | 0 |  | 0 | 0 | 0 | 0 | 0 | 0 | 0 | 0 | 0 | 0 | 0 | 0 | 0 | 0 | 0 | 0 | 0 | 0 | 0 |  | 1 | 1 | 1 | 1 | 1 | 1 | 1 | 1 | 1 | 1 | 1 | 0
PG&E FRESNO | Figarden | 230 | 0 | 0 | 0 | 0 | 0 | 0 | 0 | 0 | 0 | 0 | 0 | 0 | 0 | 0 | 0 | 0 | 0 | 0 | 0 | 0 |  | 0 | 0 | 0 | 0 | 0 | 0 | 0 | 0 | 0 | 0 | 0 | 0 | 0 | 0 | 0 | 0 | 0 | 0 | 0 | 0 | 1 |  | 0 | 0 | 0 | 0 | 0 | 0 | 0 | 0 | 0 | 0 | 0 | 0 | 0 | 0 | 0 | 0 | 0 | 0 | 0 |  | 1 | 1 | 1 | 1 | 1 | 1 | 1 | 1 | 1 | 1 | 1 | 0
PG&E FRESNO | Fink | 230 | 70 | 0 | 0 | 0 | 0 | 0 | 0 | 0 | 0 | 0 | 0 | 0 | 200 | 0 | 200 | 0 | 0 | 0 | 0 | 1 |  | 0 | 0 | 0 | 0 | 0 | 0 | 0 | 0 | 0 | 0 | 0 | 0 | 0 | 0 | 0 | 0 | 0 | 0 | 0 | 0 | 1 |  | 0 | 0 | 0 | 0 | 0 | 0 | 0 | 0 | 0 | 0 | 0 | 0 | 0 | 0 | 0 | 0 | 0 | 0 | 0 |  | 1 | 1 | 1 | 1 | 1 | 1 | 1 | 1 | 1 | 1 | 1 | 0
PG&E NGBA | Fitch Mountain | 60 | 0 | 0 | 0 | 0 | 0 | 0 | 0 | 0 | 0 | 0 | 0 | 0 | 0 | 0 | 0 | 0 | 0 | 0 | 0 | 0 |  | 0 | 0 | 0 | 0 | 0 | 0 | 0 | 0 | 0 | 0 | 0 | 0 | 0 | 0 | 0 | 0 | 0 | 0 | 0 | 0 | 1 |  | 0 | 0 | 0 | 0 | 0 | 0 | 0 | 0 | 0 | 0 | 0 | 0 | 0 | 0 | 0 | 0 | 0 | 0 | 0 |  | 1 | 1 | 1 | 1 | 1 | 1 | 1 | 1 | 1 | 1 | 1 | 0
PG&E GBA | FMC | 115 | 0 | 0 | 0 | 0 | 0 | 0 | 0 | 0 | 0 | 0 | 0 | 0 | 0 | 0 | 0 | 0 | 0 | 0 | 0 | 0 |  | 0 | 0 | 0 | 0 | 0 | 0 | 0 | 0 | 0 | 0 | 0 | 0 | 0 | 0 | 0 | 0 | 0 | 0 | 0 | 0 | 0 |  | 0 | 0 | 0 | 0 | 0 | 0 | 0 | 0 | 0 | 0 | 0 | 0 | 0 | 0 | 0 | 0 | 0 | 0 | 0 |  | 1 | 1 | 1 | 1 | 1 | 1 | 1 | 1 | 1 | 1 | 1 | 0
PG&E GBA | Fremont | 115 | 0 | 0 | 0 | 0 | 0 | 0 | 0 | 0 | 0 | 0 | 0 | 0 | 0 | 0 | 0 | 0 | 0 | 0 | 0 | 0 |  | 0 | 0 | 0 | 0 | 0 | 0 | 0 | 0 | 0 | 0 | 0 | 0 | 0 | 0 | 0 | 0 | 0 | 0 | 0 | 0 | 1 |  | 0 | 0 | 0 | 0 | 0 | 0 | 0 | 0 | 0 | 0 | 0 | 0 | 0 | 0 | 0 | 0 | 0 | 0 | 0 |  | 1 | 1 | 1 | 1 | 1 | 1 | 1 | 1 | 1 | 1 | 1 | 0
PG&E GBA | French Camp | 60 | 0 | 0 | 0 | 0 | 0 | 0 | 0 | 0 | 0 | 0 | 0 | 0 | 0 | 0 | 0 | 0 | 0 | 0 | 0 | 0 |  | 0 | 0 | 0 | 0 | 0 | 0 | 0 | 0 | 0 | 0 | 0 | 0 | 0 | 0 | 0 | 0 | 0 | 0 | 0 | 0 | 1 |  | 0 | 0 | 0 | 0 | 0 | 0 | 0 | 0 | 0 | 0 | 0 | 0 | 0 | 0 | 0 | 0 | 0 | 0 | 0 |  | 1 | 1 | 1 | 1 | 1 | 1 | 1 | 1 | 1 | 1 | 1 | 0
PG&E GBA | Frogtown | 115 | 0 | 0 | 0 | 0 | 0 | 0 | 0 | 0 | 0 | 0 | 0 | 0 | 0 | 0 | 0 | 0 | 0 | 0 | 0 | 0 |  | 0 | 0 | 0 | 0 | 0 | 0 | 0 | 0 | 0 | 0 | 0 | 0 | 0 | 0 | 0 | 0 | 0 | 0 | 0 | 0 | 0 |  | 0 | 0 | 0 | 0 | 0 | 0 | 0 | 0 | 0 | 0 | 0 | 0 | 0 | 0 | 0 | 0 | 0 | 0 | 0 |  | 1 | 1 | 1 | 1 | 1 | 1 | 1 | 1 | 1 | 1 | 1 | 0
PG&E NGBA | Fulton | 115 | 0 | 0 | 0 | 0 | 0 | 0 | 0 | 0 | 0 | 0 | 0 | 0 | 0 | 0 | 0 | 0 | 0 | 0 | 0 | 0 |  | 0 | 0 | 0 | 0 | 0 | 0 | 0 | 0 | 0 | 0 | 0 | 0 | 0 | 0 | 0 | 0 | 0 | 0 | 0 | 0 | 2 |  | 0 | 0 | 0 | 0 | 0 | 0 | 0 | 0 | 0 | 0 | 0 | 0 | 0 | 0 | 0 | 0 | 0 | 0 | 0 |  | 1 | 1 | 1 | 1 | 1 | 1 | 1 | 1 | 1 | 1 | 1 | 0
PG&E NGBA | Fulton | 230 | 0 | 0 | 0 | 0 | 0 | 0 | 0 | 0 | 0 | 0 | 0 | 0 | 0 | 0 | 0 | 0 | 0 | 0 | 0 | 0 |  | 36 | 0 | 0 | 0 | 0 | 0 | 0 | 0 | 0 | 0 | 0 | 0 | 0 | 0 | 0 | 0 | 0 | 0 | 0 | 1 | 1 |  | 2 | 0 | 0 | 0 | 0 | 0 | 0 | 0 | 0 | 0 | 0 | 0 | 0 | 0 | 0 | 0 | 0 | 0 | 0 |  | 5 | 1 | 1 | 1 | 1 | 1 | 1 | 1 | 1 | 1 | 1 | 1
PG&E NGBA | Fulton | 60 | 0 | 0 | 0 | 0 | 0 | 0 | 0 | 0 | 0 | 0 | 0 | 0 | 0 | 0 | 0 | 0 | 0 | 0 | 0 | 0 |  | 0 | 0 | 0 | 0 | 0 | 0 | 0 | 0 | 0 | 0 | 0 | 0 | 0 | 0 | 0 | 0 | 0 | 0 | 0 | 0 | 1 |  | 0 | 0 | 0 | 0 | 0 | 0 | 0 | 0 | 0 | 0 | 0 | 0 | 0 | 0 | 0 | 0 | 0 | 0 | 0 |  | 1 | 1 | 1 | 1 | 1 | 1 | 1 | 1 | 1 | 1 | 1 | 0
PG&E KERN | Ganso | 115 | 0 | 0 | 0 | 0 | 0 | 0 | 0 | 0 | 0 | 0 | 0 | 0 | 0 | 0 | 0 | 0 | 0 | 0 | 0 | 0 |  | 0 | 0.5 | 0 | 0 | 0 | 0 | 0 | 0 | 0 | 0 | 0 | 1.5 | 0 | 0 | 0 | 0 | 0 | 0 | 0 | 1 | 0 |  | 0 | 2 | 0 | 0 | 0 | 0 | 0 | 0 | 0 | 0 | 0 | 2 | 0 | 0 | 0 | 0 | 0 | 0 | 0 |  | 1 | 4 | 1 | 1 | 1 | 4 | 1 | 1 | 1 | 1 | 1 | 1
PG&E FRESNO | Gates | 230 | 0 | 0 | 0 | 0 | 0 | 0 | 0 | 0 | 0 | 0 | 0 | 3 | 166 | 477.5 | 643.5 | 0 | 0 | 0 | 0 | 1 |  | 0 | 0 | 0 | 0 | 0 | 0 | 0 | 0 | 0 | 0 | 0 | 0 | 245 | 700 | 945 | 0 | 260 | 260 | 0 | 1 | 1 |  | 0 | 0 | 0 | 0 | 0 | 0 | 0 | 0 | 0 | 0 | 0 | 0 | 1 | 1 | 1 | 0 | 2 | 2 | 0 |  | 1 | 1 | 1 | 1 | 1 | 1 | 3 | 1 | 5 | 5 | 1 | 1
PG&E FRESNO | Gates | 500 | 0 | 0 | 0 | 0 | 0 | 0 | 0 | 0 | 0 | 0 | 0 | 0 | 0 | 0 | 0 | 190 | 35 | 225 | 0 | 1 |  | 0 | 0 | 0 | 0 | 0 | 0 | 0 | 0 | 0 | 0 | 0 | 0 | 0 | 0 | 0 | 0 | 0 | 0 | 0 | 0 | 1 |  | 0 | 0 | 0 | 0 | 0 | 0 | 0 | 0 | 0 | 0 | 0 | 0 | 0 | 0 | 0 | 0 | 0 | 0 | 0 |  | 1 | 1 | 1 | 1 | 1 | 1 | 1 | 1 | 1 | 1 | 1 | 0
PG&E NGBA | Geysers 12 | 230 | 0 | 0 | 0 | 0 | 0 | 0 | 0 | 0 | 0 | 0 | 0 | 0 | 0 | 0 | 0 | 0 | 0 | 0 | 0 | 0 |  | 0 | 0 | 0 | 0 | 0 | 0 | 0 | 0 | 0 | 0 | 0 | 0 | 0 | 0 | 0 | 0 | 0 | 0 | 0 | 0 | 1 |  | 0 | 0 | 0 | 0 | 0 | 0 | 0 | 0 | 0 | 0 | 0 | 0 | 0 | 0 | 0 | 0 | 0 | 0 | 0 |  | 1 | 1 | 1 | 1 | 1 | 1 | 1 | 1 | 1 | 1 | 1 | 0
PG&E NGBA | Geysers 17 | 230 | 0 | 0 | 0 | 0 | 0 | 0 | 0 | 0 | 0 | 0 | 0 | 0 | 0 | 0 | 0 | 0 | 0 | 0 | 0 | 0 |  | 19.5 | 0 | 0 | 0 | 0 | 0 | 0 | 0 | 0 | 0 | 0 | 0 | 0 | 0 | 0 | 0 | 0 | 0 | 0 | 1 | 1 |  | 2 | 0 | 0 | 0 | 0 | 0 | 0 | 0 | 0 | 0 | 0 | 0 | 0 | 0 | 0 | 0 | 0 | 0 | 0 |  | 5 | 1 | 1 | 1 | 1 | 1 | 1 | 1 | 1 | 1 | 1 | 1
PG&E NGBA | Geysers 3 | 115 | 0 | 0 | 0 | 0 | 0 | 0 | 0 | 0 | 0 | 0 | 0 | 0 | 0 | 0 | 0 | 0 | 0 | 0 | 0 | 0 |  | 0 | 0 | 0 | 0 | 0 | 0 | 0 | 0 | 0 | 0 | 0 | 0 | 0 | 0 | 0 | 0 | 0 | 0 | 0 | 0 | 1 |  | 0 | 0 | 0 | 0 | 0 | 0 | 0 | 0 | 0 | 0 | 0 | 0 | 0 | 0 | 0 | 0 | 0 | 0 | 0 |  | 1 | 1 | 1 | 1 | 1 | 1 | 1 | 1 | 1 | 1 | 1 | 0
PG&E NGBA | Glenn | 230 | 0 | 0 | 120 | 0 | 120 | 0 | 0 | 0 | 0 | 0 | 0 | 0 | 0 | 0 | 0 | 0 | 0 | 0 | 0 | 1 |  | 0 | 0 | 166.5 | 36 | 202.5 | 0 | 0 | 0 | 0 | 0 | 0 | 0 | 100 | 170 | 270 | 0 | 60 | 60 | 0 | 1 | 0 |  | 0 | 0 | 1 | 2 | 2 | 0 | 0 | 0 | 0 | 0 | 0 | 0 | 2 | 2 | 2 | 0 | 2 | 2 | 0 |  | 1 | 1 | 4 | 1 | 1 | 1 | 4 | 1 | 4 | 4 | 1 | 1
PG&E NGBA | Glenn | 60 | 0 | 0 | 0 | 0 | 0 | 0 | 0 | 0 | 0 | 0 | 0 | 0 | 0 | 0 | 0 | 0 | 0 | 0 | 0 | 0 |  | 0 | 0 | 0 | 0 | 0 | 0 | 0 | 0 | 0 | 0 | 0 | 0 | 0 | 0 | 0 | 0 | 0 | 0 | 0 | 0 | 0 |  | 0 | 0 | 0 | 0 | 0 | 0 | 0 | 0 | 0 | 0 | 0 | 0 | 0 | 0 | 0 | 0 | 0 | 0 | 0 |  | 1 | 1 | 1 | 1 | 1 | 1 | 1 | 1 | 1 | 1 | 1 | 0
PG&E NGBA | Gold Hill | 115 | 0 | 0 | 0 | 0 | 0 | 0 | 0 | 0 | 0 | 0 | 0 | 0 | 0 | 150 | 150 | 0 | 0 | 0 | 0 | 1 |  | 0 | 0 | 0 | 0 | 0 | 0 | 0 | 0 | 0 | 0 | 0 | 0 | 0 | 0 | 0 | 0 | 0 | 0 | 0 | 0 | 0 |  | 0 | 0 | 0 | 0 | 0 | 0 | 0 | 0 | 0 | 0 | 0 | 0 | 0 | 0 | 0 | 0 | 0 | 0 | 0 |  | 1 | 1 | 1 | 1 | 1 | 1 | 1 | 1 | 1 | 1 | 1 | 0
PG&E NGBA | Gold Hill | 230 | 40 | 0 | 0 | 0 | 0 | 0 | 0 | 0 | 0 | 0 | 0 | 0 | 0 | 0 | 0 | 0 | 0 | 0 | 0 | 1 |  | 0 | 0 | 0 | 0 | 0 | 0 | 0 | 0 | 0 | 0 | 0 | 0 | 0 | 0 | 0 | 0 | 0 | 0 | 0 | 0 | 0 |  | 0 | 0 | 0 | 0 | 0 | 0 | 0 | 0 | 0 | 0 | 0 | 0 | 0 | 0 | 0 | 0 | 0 | 0 | 0 |  | 1 | 1 | 1 | 1 | 1 | 1 | 1 | 1 | 1 | 1 | 1 | 0
SCE Northern | Goleta | 230 | 0 | 0 | 0 | 0 | 0 | 0 | 0 | 0 | 0 | 0 | 0 | 0 | 0 | 0 | 0 | 10 | 0 | 10 | 0 | 1 |  | 0 | 0 | 0 | 0 | 0 | 0 | 0 | 0 | 0 | 0 | 0 | 0 | 0 | 0 | 0 | 0 | 0 | 0 | 0 | 0 | 0 |  | 0 | 0 | 0 | 0 | 0 | 0 | 0 | 0 | 0 | 0 | 0 | 0 | 0 | 0 | 0 | 0 | 0 | 0 | 0 |  | 1 | 1 | 1 | 1 | 1 | 1 | 1 | 1 | 1 | 1 | 1 | 0
SCE Metro | Goodrich | 230 | 0 | 0 | 0 | 0 | 0 | 0 | 0 | 0 | 0 | 0 | 0 | 0 | 0 | 0 | 0 | 0 | 324.85 | 324.85 | 0 | 1 |  | 0 | 0 | 0 | 0 | 0 | 0 | 0 | 0 | 0 | 0 | 0 | 0 | 0 | 0 | 0 | 0 | 0 | 0 | 0 | 0 | 0 |  | 0 | 0 | 0 | 0 | 0 | 0 | 0 | 0 | 0 | 0 | 0 | 0 | 0 | 0 | 0 | 0 | 0 | 0 | 0 |  | 1 | 1 | 1 | 1 | 1 | 1 | 1 | 1 | 1 | 1 | 1 | 0
PG&E KERN | Goose Lake | 115 | 0 | 0 | 0 | 0 | 0 | 0 | 0 | 0 | 0 | 0 | 0 | 0 | 0 | 0 | 0 | 0 | 0 | 0 | 0 | 0 |  | 0 | 3 | 0 | 0 | 0 | 0 | 0 | 0 | 0 | 0 | 0 | 0 | 0 | 0 | 0 | 0 | 0 | 0 | 0 | 1 | 0 |  | 0 | 2 | 0 | 0 | 0 | 0 | 0 | 0 | 0 | 0 | 0 | 0 | 0 | 0 | 0 | 0 | 0 | 0 | 0 |  | 1 | 4 | 1 | 1 | 1 | 1 | 1 | 1 | 1 | 1 | 1 | 1
SCE Metro | Gould | 230 | 0 | 0 | 0 | 0 | 0 | 0 | 0 | 0 | 0 | 0 | 0 | 0 | 0 | 0 | 0 | 0 | 0 | 0 | 100 | 1 |  | 0 | 0 | 0 | 0 | 0 | 0 | 0 | 0 | 0 | 0 | 0 | 0 | 0 | 0 | 0 | 0 | 0 | 0 | 0 | 0 | 0 |  | 0 | 0 | 0 | 0 | 0 | 0 | 0 | 0 | 0 | 0 | 0 | 0 | 0 | 0 | 0 | 0 | 0 | 0 | 0 |  | 1 | 1 | 1 | 1 | 1 | 1 | 1 | 1 | 1 | 1 | 1 | 0
PG&E NGBA | Grand Island | 115 | 0 | 0 | 0 | 0 | 0 | 0 | 0 | 0 | 0 | 0 | 0 | 2.73 | 0 | 0 | 0 | 0 | 0 | 0 | 0 | 1 |  | 0 | 0 | 0 | 0 | 0 | 0 | 0 | 0 | 0 | 0 | 0 | 0 | 0 | 0 | 0 | 0 | 0 | 0 | 0 | 0 | 0 |  | 0 | 0 | 0 | 0 | 0 | 0 | 0 | 0 | 0 | 0 | 0 | 0 | 0 | 0 | 0 | 0 | 0 | 0 | 0 |  | 1 | 1 | 1 | 1 | 1 | 1 | 1 | 1 | 1 | 1 | 1 | 0
SDGE | Granite | 69 | 0 | 0 | 0 | 0 | 0 | 0 | 0 | 0 | 0 | 0 | 0 | 0 | 0 | 0 | 0 | 2.25 | 0 | 2.25 | 0 | 1 |  | 0 | 0 | 0 | 0 | 0 | 0 | 0 | 0 | 0 | 0 | 0 | 0 | 0 | 0 | 0 | 0 | 0 | 0 | 0 | 0 | 2 |  | 0 | 0 | 0 | 0 | 0 | 0 | 0 | 0 | 0 | 0 | 0 | 0 | 0 | 0 | 0 | 0 | 0 | 0 | 0 |  | 1 | 1 | 1 | 1 | 1 | 1 | 1 | 1 | 1 | 1 | 1 | 0
PG&E GBA | Grant | 115 | 0 | 0 | 0 | 0 | 0 | 0 | 0 | 0 | 0 | 0 | 0 | 0 | 0 | 0 | 0 | 0 | 0 | 0 | 0 | 0 |  | 0 | 0 | 0 | 0 | 0 | 0 | 0 | 0 | 0 | 0 | 0 | 0 | 0 | 0 | 0 | 0 | 0 | 0 | 0 | 0 | 1 |  | 0 | 0 | 0 | 0 | 0 | 0 | 0 | 0 | 0 | 0 | 0 | 0 | 0 | 0 | 0 | 0 | 0 | 0 | 0 |  | 1 | 1 | 1 | 1 | 1 | 1 | 1 | 1 | 1 | 1 | 1 | 0
PG&E GBA | Green Valley | 115 | 0 | 0 | 0 | 0 | 0 | 0 | 0 | 0 | 0 | 0 | 0 | 0 | 0 | 0 | 0 | 0 | 0 | 0 | 0 | 0 |  | 0 | 1.1 | 0 | 0 | 0 | 0 | 0 | 0 | 0 | 0 | 0 | 0 | 0 | 0 | 0 | 0 | 0 | 0 | 0 | 1 | 1 |  | 0 | 2 | 0 | 0 | 0 | 0 | 0 | 0 | 0 | 0 | 0 | 0 | 0 | 0 | 0 | 0 | 0 | 0 | 0 |  | 1 | 5 | 1 | 1 | 1 | 1 | 1 | 1 | 1 | 1 | 1 | 1
PG&E NGBA | Greenleaf 1 | 115 | 0 | 0 | 0 | 0 | 0 | 0 | 0 | 0 | 0 | 0 | 0 | 0 | 0 | 0 | 0 | 0 | 0 | 0 | 0 | 0 |  | 0 | 0 | 0 | 0 | 0 | 0 | 0 | 0 | 0 | 0 | 0 | 0 | 0 | 0 | 0 | 0 | 0 | 0 | 0 | 0 | 0 |  | 0 | 0 | 0 | 0 | 0 | 0 | 0 | 0 | 0 | 0 | 0 | 0 | 0 | 0 | 0 | 0 | 0 | 0 | 0 |  | 1 | 1 | 1 | 1 | 1 | 1 | 1 | 1 | 1 | 1 | 1 | 0
PG&E FRESNO | Gregg | 230 | 0 | 0 | 0 | 0 | 0 | 0 | 0 | 0 | 0 | 0 | 0 | 0 | 100 | 0 | 100 | 0 | 0 | 0 | 0 | 1 |  | 0 | 0 | 170 | 20 | 190 | 0 | 0 | 0 | 0 | 0 | 0 | 0 | 0 | 0 | 0 | 0 | 0 | 0 | 140 | 1 | 1 |  | 0 | 0 | 2 | 2 | 2 | 0 | 0 | 0 | 0 | 0 | 0 | 0 | 0 | 0 | 0 | 0 | 0 | 0 | 2 |  | 1 | 1 | 5 | 1 | 1 | 1 | 1 | 1 | 1 | 1 | 5 | 1
PG&E FRESNO | Grimmway-Malaga | 115 | 0 | 0 | 0 | 0 | 0 | 0 | 0 | 0 | 0 | 0 | 0 | 0 | 75 | 0 | 75 | 0 | 0 | 0 | 0 | 1 |  | 0 | 0 | 0 | 0 | 0 | 0 | 0 | 0 | 0 | 0 | 0 | 0 | 0 | 0 | 0 | 0 | 0 | 0 | 0 | 0 | 1 |  | 0 | 0 | 0 | 0 | 0 | 0 | 0 | 0 | 0 | 0 | 0 | 0 | 0 | 0 | 0 | 0 | 0 | 0 | 0 |  | 1 | 1 | 1 | 1 | 1 | 1 | 1 | 1 | 1 | 1 | 1 | 0
PG&E NGBA | Grizzly | 230 | 0 | 0 | 0 | 0 | 0 | 0 | 0 | 0 | 0 | 0 | 0 | 0 | 0 | 0 | 0 | 0 | 0 | 0 | 0 | 0 |  | 0 | 0 | 0 | 0 | 0 | 0 | 0 | 0 | 0 | 0 | 0 | 0 | 0 | 0 | 0 | 0 | 0 | 0 | 0 | 0 | 0 |  | 0 | 0 | 0 | 0 | 0 | 0 | 0 | 0 | 0 | 0 | 0 | 0 | 0 | 0 | 0 | 0 | 0 | 0 | 0 |  | 1 | 1 | 1 | 1 | 1 | 1 | 1 | 1 | 1 | 1 | 1 | 0
PG&E FRESNO | Guernsey | 70 | 0 | 0 | 0 | 0 | 0 | 0 | 0 | 0 | 0 | 0 | 0 | 0 | 0 | 0 | 0 | 0 | 0 | 0 | 0 | 0 |  | 0 | 0 | 0 | 0 | 0 | 0 | 0 | 0 | 0 | 0 | 0 | 7.5 | 0 | 0 | 0 | 0 | 0 | 0 | 0 | 1 | 1 |  | 0 | 0 | 0 | 0 | 0 | 0 | 0 | 0 | 0 | 0 | 0 | 2 | 0 | 0 | 0 | 0 | 0 | 0 | 0 |  | 1 | 1 | 1 | 1 | 1 | 5 | 1 | 1 | 1 | 1 | 1 | 1
PG&E FRESNO | GWF Hanford | 115 | 0 | 0 | 0 | 0 | 0 | 0 | 0 | 0 | 0 | 0 | 0 | 0 | 0 | 0 | 0 | 131.4 | 0 | 131.4 | 0 | 1 |  | 0 | 0 | 0 | 0 | 0 | 0 | 0 | 0 | 0 | 0 | 0 | 0 | 0 | 0 | 0 | 0 | 0 | 0 | 0 | 0 | 1 |  | 0 | 0 | 0 | 0 | 0 | 0 | 0 | 0 | 0 | 0 | 0 | 0 | 0 | 0 | 0 | 0 | 0 | 0 | 0 |  | 1 | 1 | 1 | 1 | 1 | 1 | 1 | 1 | 1 | 1 | 1 | 0
PG&E FRESNO | Haas | 230 | 0 | 0 | 0 | 0 | 0 | 0 | 0 | 0 | 0 | 0 | 0 | 0 | 150 | 0 | 150 | 0 | 0 | 0 | 0 | 1 |  | 0 | 0 | 0 | 0 | 0 | 0 | 0 | 0 | 0 | 0 | 0 | 0 | 0 | 0 | 0 | 0 | 0 | 0 | 0 | 0 | 1 |  | 0 | 0 | 0 | 0 | 0 | 0 | 0 | 0 | 0 | 0 | 0 | 0 | 0 | 0 | 0 | 0 | 0 | 0 | 0 |  | 1 | 1 | 1 | 1 | 1 | 1 | 1 | 1 | 1 | 1 | 1 | 0
PG&E FRESNO | Hammonds | 115 | 0 | 0 | 0 | 0 | 0 | 0 | 0 | 0 | 0 | 0 | 0 | 0 | 100 | 0 | 100 | 0 | 0 | 0 | 0 | 1 |  | 0 | 0 | 0 | 0 | 0 | 0 | 0 | 0 | 0 | 0 | 0 | 0 | 0 | 0 | 0 | 0 | 0 | 0 | 0 | 0 | 1 |  | 0 | 0 | 0 | 0 | 0 | 0 | 0 | 0 | 0 | 0 | 0 | 0 | 0 | 0 | 0 | 0 | 0 | 0 | 0 |  | 1 | 1 | 1 | 1 | 1 | 1 | 1 | 1 | 1 | 1 | 1 | 0
SCE Metro | HarborGen | 230 | 0 | 0 | 0 | 0 | 0 | 0 | 0 | 0 | 0 | 0 | 0 | 0 | 0 | 0 | 0 | 0 | 0 | 0 | 0 | 0 |  | 0 | 0 | 0 | 0 | 0 | 0 | 0 | 0 | 0 | 0 | 0 | 0 | 0 | 0 | 0 | 0 | 0 | 0 | 0 | 0 | 0 |  | 0 | 0 | 0 | 0 | 0 | 0 | 0 | 0 | 0 | 0 | 0 | 0 | 0 | 0 | 0 | 0 | 0 | 0 | 0 |  | 1 | 1 | 1 | 1 | 1 | 1 | 1 | 1 | 1 | 1 | 1 | 0
PG&E NGBA | Harris | 60 | 0 | 0 | 0 | 0 | 0 | 0 | 0 | 0 | 0 | 0 | 0 | 0 | 0 | 0 | 0 | 0 | 0 | 0 | 0 | 0 |  | 0 | 0 | 0 | 0 | 0 | 0 | 0 | 0 | 0 | 0 | 0 | 0 | 0 | 0 | 0 | 0 | 0 | 0 | 0 | 0 | 0 |  | 0 | 0 | 0 | 0 | 0 | 0 | 0 | 0 | 0 | 0 | 0 | 0 | 0 | 0 | 0 | 0 | 0 | 0 | 0 |  | 1 | 1 | 1 | 1 | 1 | 1 | 1 | 1 | 1 | 1 | 1 | 0
EOP | Harry Allen | 500 | 0 | 0 | 0 | 0 | 0 | 1100 | 0 | 1100 | 0 | 0 | 0 | 0 | 0 | 0 | 0 | 0 | 0 | 0 | 0 | 1 |  | 0 | 0 | 0 | 0 | 0 | 1100 | 0 | 1100 | 0 | 0 | 0 | 0 | 0 | 0 | 0 | 0 | 0 | 0 | 0 | 1 | 1 |  | 0 | 0 | 0 | 0 | 0 | 0 | 0 | 0 | 0 | 0 | 0 | 0 | 0 | 0 | 0 | 0 | 0 | 0 | 0 |  | 1 | 1 | 1 | 1 | 1 | 1 | 1 | 1 | 1 | 1 | 1 | 0
PG&E NGBA | Hartley | 60 | 0 | 0 | 0 | 0 | 0 | 0 | 0 | 0 | 0 | 0 | 0 | 0 | 0 | 0 | 0 | 0 | 0 | 0 | 0 | 0 |  | 0 | 0 | 0 | 0 | 0 | 0 | 0 | 0 | 0 | 0 | 0 | 0 | 0 | 0 | 0 | 0 | 0 | 0 | 0 | 0 | 1 |  | 0 | 0 | 0 | 0 | 0 | 0 | 0 | 0 | 0 | 0 | 0 | 0 | 0 | 0 | 0 | 0 | 0 | 0 | 0 |  | 1 | 1 | 1 | 1 | 1 | 1 | 1 | 1 | 1 | 1 | 1 | 0
SCE NOL | Harvard | 115 | 0 | 0 | 0 | 0 | 0 | 0 | 0 | 0 | 0 | 0 | 0 | 0 | 0 | 0 | 0 | 0 | 0 | 0 | 0 | 0 |  | 0 | 0 | 0 | 0 | 0 | 0 | 0 | 0 | 0 | 0 | 0 | 0 | 0 | 0 | 0 | 0 | 0 | 0 | 0 | 0 | 3 |  | 0 | 0 | 0 | 0 | 0 | 0 | 0 | 0 | 0 | 0 | 0 | 0 | 0 | 0 | 0 | 0 | 0 | 0 | 0 |  | 1 | 1 | 1 | 1 | 1 | 1 | 1 | 1 | 1 | 1 | 1 | 0
SDGE | Hassayampa | 500 | 0 | 0 | 0 | 0 | 0 | 0 | 0 | 0 | 0 | 0 | 0 | 0 | 5032.5 | 85 | 5117.5 | 85 | 700 | 785 | 0 | 1 |  | 0 | 0 | 0 | 0 | 0 | 0 | 0 | 0 | 0 | 0 | 0 | 0 | 247.5 | 220 | 467.5 | 0 | 90 | 90 | 0 | 1 | 2 |  | 0 | 0 | 0 | 0 | 0 | 0 | 0 | 0 | 0 | 0 | 0 | 0 | 0 | 2 | 0 | 0 | 0 | 0 | 0 |  | 1 | 1 | 1 | 1 | 1 | 1 | 1 | 1 | 1 | 1 | 1 | 0
PG&E FRESNO | Helm | 230 | 0 | 0 | 0 | 0 | 0 | 0 | 0 | 0 | 0 | 0 | 0 | 0 | 150 | 0 | 150 | 0 | 0 | 0 | 0 | 1 |  | 0 | 0 | 0 | 0 | 0 | 0 | 0 | 0 | 0 | 0 | 0 | 0 | 100 | 200 | 300 | 0 | 80 | 80 | 0 | 1 | 1 |  | 0 | 0 | 0 | 0 | 0 | 0 | 0 | 0 | 0 | 0 | 0 | 0 | 0 | 2 | 2 | 0 | 2 | 2 | 0 |  | 1 | 1 | 1 | 1 | 1 | 1 | 4 | 1 | 5 | 5 | 1 | 1
PG&E FRESNO | Helm | 70 | 0 | 0 | 0 | 0 | 0 | 0 | 0 | 0 | 0 | 0 | 0 | 0 | 0 | 0 | 0 | 0 | 0 | 0 | 0 | 0 |  | 0 | 0 | 0 | 0 | 0 | 0 | 0 | 0 | 0 | 0 | 0 | 0 | 0 | 0 | 0 | 0 | 0 | 0 | 0 | 0 | 1 |  | 0 | 0 | 0 | 0 | 0 | 0 | 0 | 0 | 0 | 0 | 0 | 0 | 0 | 0 | 0 | 0 | 0 | 0 | 0 |  | 1 | 1 | 1 | 1 | 1 | 1 | 1 | 1 | 1 | 1 | 1 | 0
PG&E FRESNO | Henrietta | 115 | 0 | 0 | 0 | 0 | 0 | 0 | 0 | 0 | 0 | 0 | 0 | 0 | 160 | 0 | 160 | 0 | 0 | 0 | 0 | 1 |  | 0 | 0 | 0 | 0 | 0 | 0 | 0 | 0 | 0 | 0 | 0 | 0 | 0 | 0 | 0 | 0 | 0 | 0 | 0 | 0 | 1 |  | 0 | 0 | 0 | 0 | 0 | 0 | 0 | 0 | 0 | 0 | 0 | 0 | 0 | 0 | 0 | 0 | 0 | 0 | 0 |  | 1 | 1 | 1 | 1 | 1 | 1 | 1 | 1 | 1 | 1 | 1 | 0
PG&E FRESNO | Henrietta | 230 | 0 | 0 | 0 | 0 | 0 | 0 | 0 | 0 | 0 | 0 | 0 | 0 | 460 | 0 | 460 | 0 | 523 | 523 | 0 | 1 |  | 0 | 0 | 0 | 0 | 0 | 0 | 0 | 0 | 0 | 0 | 0 | 0 | 100 | 200 | 300 | 0 | 80 | 80 | 0 | 1 | 0 |  | 0 | 0 | 0 | 0 | 0 | 0 | 0 | 0 | 0 | 0 | 0 | 0 | 0 | 2 | 0 | 0 | 0 | 0 | 0 |  | 1 | 1 | 1 | 1 | 1 | 1 | 1 | 1 | 1 | 1 | 1 | 0
PG&E FRESNO | Henrietta | 70 | 0 | 0 | 0 | 0 | 0 | 0 | 0 | 0 | 0 | 0 | 0 | 0 | 0 | 0 | 0 | 173.2 | 0 | 173.2 | 0 | 1 |  | 0 | 0 | 0 | 0 | 0 | 0 | 0 | 0 | 0 | 0 | 0 | 0 | 0 | 0 | 0 | 0 | 0 | 0 | 0 | 0 | 1 |  | 0 | 0 | 0 | 0 | 0 | 0 | 0 | 0 | 0 | 0 | 0 | 0 | 0 | 0 | 0 | 0 | 0 | 0 | 0 |  | 1 | 1 | 1 | 1 | 1 | 1 | 1 | 1 | 1 | 1 | 1 | 0
PG&E FRESNO | Herndon | 115 | 0 | 0 | 0 | 0 | 0 | 0 | 0 | 0 | 0 | 0 | 0 | 0 | 0 | 0 | 0 | 0 | 0 | 0 | 0 | 0 |  | 0 | 0 | 0 | 0 | 0 | 0 | 0 | 0 | 0 | 0 | 0 | 0 | 0 | 0 | 0 | 0 | 0 | 0 | 0 | 0 | 1 |  | 0 | 0 | 0 | 0 | 0 | 0 | 0 | 0 | 0 | 0 | 0 | 0 | 0 | 0 | 0 | 0 | 0 | 0 | 0 |  | 1 | 1 | 1 | 1 | 1 | 1 | 1 | 1 | 1 | 1 | 1 | 0
PG&E FRESNO | Herndon | 230 | 0 | 0 | 0 | 0 | 0 | 0 | 0 | 0 | 0 | 0 | 0 | 0 | 0 | 0 | 0 | 0 | 0 | 0 | 0 | 0 |  | 0 | 0 | 0 | 0 | 0 | 0 | 0 | 0 | 0 | 0 | 0 | 0 | 0 | 0 | 0 | 0 | 0 | 0 | 0 | 0 | 1 |  | 0 | 0 | 0 | 0 | 0 | 0 | 0 | 0 | 0 | 0 | 0 | 0 | 0 | 0 | 0 | 0 | 0 | 0 | 0 |  | 1 | 1 | 1 | 1 | 1 | 1 | 1 | 1 | 1 | 1 | 1 | 0
PG&E GBA | Hicks | 230 | 0 | 0 | 0 | 0 | 0 | 0 | 0 | 0 | 0 | 0 | 0 | 0 | 0 | 0 | 0 | 0 | 0 | 0 | 0 | 0 |  | 0 | 0 | 0 | 0 | 0 | 0 | 0 | 0 | 0 | 0 | 0 | 0 | 0 | 0 | 0 | 0 | 0 | 0 | 0 | 0 | 1 |  | 0 | 0 | 0 | 0 | 0 | 0 | 0 | 0 | 0 | 0 | 0 | 0 | 0 | 0 | 0 | 0 | 0 | 0 | 0 |  | 1 | 1 | 1 | 1 | 1 | 1 | 1 | 1 | 1 | 1 | 1 | 0
PG&E NGBA | Higgins | 115 | 0 | 0 | 0 | 0 | 0 | 0 | 0 | 0 | 0 | 0 | 0 | 0 | 0 | 0 | 0 | 0 | 0 | 0 | 0 | 0 |  | 0 | 0 | 0 | 0 | 0 | 0 | 0 | 0 | 0 | 0 | 0 | 0 | 0 | 0 | 0 | 0 | 0 | 0 | 0 | 0 | 0 |  | 0 | 0 | 0 | 0 | 0 | 0 | 0 | 0 | 0 | 0 | 0 | 0 | 0 | 0 | 0 | 0 | 0 | 0 | 0 |  | 1 | 1 | 1 | 1 | 1 | 1 | 1 | 1 | 1 | 1 | 1 | 0
PG&E NGBA | Hilltop | 345 | 100 | 0 | 0 | 0 | 0 | 0 | 0 | 0 | 0 | 0 | 0 | 0 | 0 | 0 | 0 | 0 | 0 | 0 | 0 | 1 |  | 0 | 0 | 150 | 0 | 150 | 0 | 0 | 0 | 0 | 0 | 0 | 0 | 0 | 0 | 0 | 0 | 0 | 0 | 0 | 1 | 0 |  | 0 | 0 | 2 | 0 | 2 | 0 | 0 | 0 | 0 | 0 | 0 | 0 | 0 | 0 | 0 | 0 | 0 | 0 | 0 |  | 1 | 1 | 4 | 1 | 1 | 1 | 1 | 1 | 1 | 1 | 1 | 1
SCE Metro | Hinson | 230 | 0 | 0 | 0 | 0 | 0 | 0 | 0 | 0 | 0 | 0 | 0 | 0.68 | 0 | 0 | 0 | 325 | 0 | 325 | 0 | 1 |  | 0 | 0 | 0 | 0 | 0 | 0 | 0 | 0 | 0 | 0 | 0 | 0 | 0 | 0 | 0 | 0 | 0 | 0 | 0 | 0 | 0 |  | 0 | 0 | 0 | 0 | 0 | 0 | 0 | 0 | 0 | 0 | 0 | 0 | 0 | 0 | 0 | 0 | 0 | 0 | 0 |  | 1 | 1 | 1 | 1 | 1 | 1 | 1 | 1 | 1 | 1 | 1 | 0
PG&E GBA | Hollister | 115 | 0 | 0 | 0 | 0 | 0 | 0 | 0 | 0 | 0 | 0 | 0 | 0 | 0 | 0 | 0 | 0 | 0 | 0 | 0 | 0 |  | 0 | 0 | 0 | 0 | 0 | 0 | 0 | 0 | 0 | 0 | 0 | 0 | 0 | 0 | 0 | 0 | 10 | 10 | 0 | 1 | 0 |  | 0 | 0 | 0 | 0 | 0 | 0 | 0 | 0 | 0 | 0 | 0 | 0 | 0 | 0 | 0 | 0 | 2 | 2 | 0 |  | 1 | 1 | 1 | 1 | 1 | 1 | 1 | 1 | 4 | 4 | 1 | 1
PG&E NGBA | Homestake | 115 | 0 | 0 | 0 | 0 | 0 | 0 | 0 | 0 | 0 | 0 | 0 | 0 | 0 | 0 | 0 | 0 | 0 | 0 | 0 | 0 |  | 0 | 0 | 0 | 0 | 0 | 0 | 0 | 0 | 0 | 0 | 0 | 0 | 0 | 0 | 0 | 0 | 0 | 0 | 0 | 0 | 1 |  | 0 | 0 | 0 | 0 | 0 | 0 | 0 | 0 | 0 | 0 | 0 | 0 | 0 | 0 | 0 | 0 | 0 | 0 | 0 |  | 1 | 1 | 1 | 1 | 1 | 1 | 1 | 1 | 1 | 1 | 1 | 0
PG&E NGBA | Honcut | 115 | 0 | 0 | 0 | 0 | 0 | 0 | 0 | 0 | 0 | 0 | 0 | 0 | 0 | 0 | 0 | 0 | 0 | 0 | 0 | 0 |  | 0 | 0 | 0 | 0 | 0 | 0 | 0 | 0 | 0 | 0 | 0 | 0 | 0 | 0 | 0 | 0 | 0 | 0 | 0 | 0 | 0 |  | 0 | 0 | 0 | 0 | 0 | 0 | 0 | 0 | 0 | 0 | 0 | 0 | 0 | 0 | 0 | 0 | 0 | 0 | 0 |  | 1 | 1 | 1 | 1 | 1 | 1 | 1 | 1 | 1 | 1 | 1 | 0
SDGE | Hoodoo Wash | 500 | 0 | 0 | 0 | 0 | 0 | 0 | 0 | 0 | 0 | 0 | 0 | 0 | 237.5 | 5790.6 | 6028.1 | 297.5 | 0 | 297.5 | 0 | 1 |  | 0 | 0 | 0 | 0 | 0 | 0 | 0 | 0 | 0 | 0 | 0 | 0 | 247.5 | 240 | 487.5 | 0 | 50 | 50 | 0 | 1 | 2 |  | 0 | 0 | 0 | 0 | 0 | 0 | 0 | 0 | 0 | 0 | 0 | 0 | 0 | 0 | 0 | 0 | 2 | 0 | 0 |  | 1 | 1 | 1 | 1 | 1 | 1 | 1 | 1 | 5 | 1 | 1 | 1
PG&E NGBA | Hopland | 115 | 0 | 0 | 0 | 0 | 0 | 0 | 0 | 0 | 0 | 0 | 0 | 0 | 0 | 0 | 0 | 0 | 0 | 0 | 0 | 0 |  | 0 | 0 | 0 | 0 | 0 | 0 | 0 | 0 | 0 | 0 | 0 | 0 | 0 | 0 | 0 | 0 | 0 | 0 | 0 | 0 | 1 |  | 0 | 0 | 0 | 0 | 0 | 0 | 0 | 0 | 0 | 0 | 0 | 0 | 0 | 0 | 0 | 0 | 0 | 0 | 0 |  | 1 | 1 | 1 | 1 | 1 | 1 | 1 | 1 | 1 | 1 | 1 | 0
PG&E NGBA | Hopland | 60 | 0 | 0 | 0 | 0 | 0 | 0 | 0 | 0 | 0 | 0 | 0 | 0 | 0 | 0 | 0 | 0 | 0 | 0 | 0 | 0 |  | 0 | 0 | 0 | 0 | 0 | 0 | 0 | 0 | 0 | 0 | 0 | 0 | 0 | 0 | 0 | 0 | 0 | 0 | 0 | 0 | 1 |  | 0 | 0 | 0 | 0 | 0 | 0 | 0 | 0 | 0 | 0 | 0 | 0 | 0 | 0 | 0 | 0 | 0 | 0 | 0 |  | 1 | 1 | 1 | 1 | 1 | 1 | 1 | 1 | 1 | 1 | 1 | 0
PG&E NGBA | Humboldt | 115 | 0 | 0 | 0 | 0 | 0 | 0 | 0 | 0 | 0 | 0 | 0 | 0 | 0 | 0 | 0 | 0 | 0 | 0 | 0 | 0 |  | 0 | 2.5 | 0 | 0 | 0 | 0 | 0 | 0 | 0 | 0 | 0 | 0 | 0 | 0 | 0 | 0 | 0 | 0 | 0 | 1 | 0 |  | 0 | 2 | 0 | 0 | 0 | 0 | 0 | 0 | 0 | 0 | 0 | 0 | 0 | 0 | 0 | 0 | 0 | 0 | 0 |  | 1 | 4 | 1 | 1 | 1 | 1 | 1 | 1 | 1 | 1 | 1 | 1
PG&E NGBA | Humboldt | 60 | 0 | 0 | 0 | 0 | 0 | 0 | 0 | 0 | 0 | 0 | 0 | 1.999 | 0 | 0 | 0 | 0 | 0 | 0 | 0 | 1 |  | 0 | 0 | 0 | 0 | 0 | 0 | 0 | 0 | 0 | 0 | 0 | 0 | 0 | 0 | 0 | 0 | 0 | 0 | 0 | 0 | 0 |  | 0 | 0 | 0 | 0 | 0 | 0 | 0 | 0 | 0 | 0 | 0 | 0 | 0 | 0 | 0 | 0 | 0 | 0 | 0 |  | 1 | 1 | 1 | 1 | 1 | 1 | 1 | 1 | 1 | 1 | 1 | 0
PG&E NGBA | Humboldt | 500 | 0 | 0 | 0 | 170.7 | 170.7 | 0 | 0 | 0 | 1607 | 0 | 1607 | 0 | 0 | 0 | 0 | 0 | 0 | 0 | 0 | 1 |  | 0 | 0 | 0 | 0 | 0 | 0 | 0 | 0 | 0 | 0 | 0 | 0 | 0 | 0 | 0 | 0 | 0 | 0 | 0 | 0 | 1 |  | 0 | 0 | 0 | 0 | 0 | 0 | 0 | 0 | 0 | 0 | 0 | 0 | 0 | 0 | 0 | 0 | 0 | 0 | 0 |  | 1 | 1 | 1 | 1 | 1 | 1 | 1 | 1 | 1 | 1 | 1 | 0
SCE Metro | Huntington Beach | 230 | 0 | 0 | 0 | 0 | 0 | 0 | 0 | 0 | 0 | 0 | 0 | 0 | 0 | 0 | 0 | 0 | 0 | 0 | 0 | 0 |  | 0 | 0 | 0 | 0 | 0 | 0 | 0 | 0 | 0 | 0 | 0 | 0 | 0 | 0 | 0 | 0 | 0 | 0 | 0 | 0 | 0 |  | 0 | 0 | 0 | 0 | 0 | 0 | 0 | 0 | 0 | 0 | 0 | 0 | 0 | 0 | 0 | 0 | 0 | 0 | 0 |  | 1 | 1 | 1 | 1 | 1 | 1 | 1 | 1 | 1 | 1 | 1 | 0
PG&E NGBA | Ignacio | 115 | 0 | 0 | 0 | 0 | 0 | 0 | 0 | 0 | 0 | 0 | 0 | 0 | 0 | 0 | 0 | 0 | 0 | 0 | 0 | 0 |  | 0 | 0.65 | 0 | 0 | 0 | 0 | 0 | 0 | 0 | 0 | 0 | 0 | 0 | 0 | 0 | 0 | 0 | 0 | 0 | 1 | 1 |  | 0 | 2 | 0 | 0 | 0 | 0 | 0 | 0 | 0 | 0 | 0 | 0 | 0 | 0 | 0 | 0 | 0 | 0 | 0 |  | 1 | 5 | 1 | 1 | 1 | 1 | 1 | 1 | 1 | 1 | 1 | 1
PG&E NGBA | Ignacio | 230 | 115 | 0 | 0 | 0 | 0 | 0 | 0 | 0 | 0 | 0 | 0 | 0 | 0 | 0 | 0 | 0 | 0 | 0 | 0 | 1 |  | 0 | 0 | 0 | 0 | 0 | 0 | 0 | 0 | 0 | 0 | 0 | 0 | 0 | 0 | 0 | 0 | 0 | 0 | 0 | 0 | 1 |  | 0 | 0 | 0 | 0 | 0 | 0 | 0 | 0 | 0 | 0 | 0 | 0 | 0 | 0 | 0 | 0 | 0 | 0 | 0 |  | 1 | 1 | 1 | 1 | 1 | 1 | 1 | 1 | 1 | 1 | 1 | 0
PG&E NGBA | Ignacio | 60 | 0 | 0 | 0 | 0 | 0 | 0 | 0 | 0 | 0 | 0 | 0 | 0 | 0 | 0 | 0 | 0 | 0 | 0 | 0 | 0 |  | 0 | 0 | 0 | 0 | 0 | 0 | 0 | 0 | 0 | 0 | 0 | 0 | 0 | 0 | 0 | 0 | 0 | 0 | 0 | 0 | 1 |  | 0 | 0 | 0 | 0 | 0 | 0 | 0 | 0 | 0 | 0 | 0 | 0 | 0 | 0 | 0 | 0 | 0 | 0 | 0 |  | 1 | 1 | 1 | 1 | 1 | 1 | 1 | 1 | 1 | 1 | 1 | 0
SDGE | Imperial Beach | 69 | 0 | 0 | 0 | 0 | 0 | 0 | 0 | 0 | 0 | 0 | 0 | 0 | 0 | 0 | 0 | 0 | 0 | 0 | 0 | 0 |  | 0 | 0 | 0 | 0 | 0 | 0 | 0 | 0 | 0 | 0 | 0 | 0 | 0 | 0 | 0 | 0 | 0 | 0 | 0 | 0 | 4 |  | 0 | 0 | 0 | 0 | 0 | 0 | 0 | 0 | 0 | 0 | 0 | 0 | 0 | 0 | 0 | 0 | 0 | 0 | 0 |  | 1 | 1 | 1 | 1 | 1 | 1 | 1 | 1 | 1 | 1 | 1 | 0
SDGE | Imperial Valley | 230 | 25 | 0 | 0 | 0 | 0 | 0 | 0 | 0 | 0 | 0 | 0 | 0 | 0 | 107 | 107 | 528 | 0 | 528 | 0 | 1 |  | 100 | 0 | 0 | 0 | 0 | 0 | 0 | 0 | 0 | 0 | 0 | 0 | 100 | 300 | 400 | 0 | 150 | 150 | 0 | 1 | 6 |  | 2 | 0 | 0 | 0 | 0 | 0 | 0 | 0 | 0 | 0 | 0 | 0 | 2 | 2 | 2 | 0 | 2 | 0 | 0 |  | 5 | 1 | 1 | 1 | 1 | 1 | 5 | 1 | 5 | 1 | 1 | 1
SDGE | Imperial Valley | 500 | 505 | 0 | 50 | 0 | 50 | 0 | 0 | 0 | 0 | 0 | 0 | 0 | 0 | 0 | 0 | 0 | 0 | 0 | 0 | 1 |  | 0 | 0 | 0 | 0 | 0 | 0 | 0 | 0 | 0 | 0 | 0 | 0 | 0 | 0 | 0 | 0 | 0 | 0 | 0 | 0 | 6 |  | 0 | 0 | 0 | 0 | 0 | 0 | 0 | 0 | 0 | 0 | 0 | 0 | 0 | 0 | 0 | 0 | 0 | 0 | 0 |  | 1 | 1 | 1 | 1 | 1 | 1 | 1 | 1 | 1 | 1 | 1 | 0
EOP | Innovation | 138 | 0 | 0 | 0 | 0 | 0 | 0 | 0 | 0 | 0 | 0 | 0 | 0 | 0 | 0 | 0 | 0 | 0 | 0 | 0 | 0 |  | 0 | 0 | 0 | 0 | 0 | 0 | 0 | 0 | 0 | 0 | 0 | 0 | 0 | 0 | 0 | 0 | 0 | 0 | 0 | 0 | 2 |  | 0 | 0 | 0 | 0 | 0 | 0 | 0 | 0 | 0 | 0 | 0 | 0 | 0 | 0 | 0 | 0 | 0 | 0 | 0 |  | 1 | 1 | 1 | 1 | 1 | 1 | 1 | 1 | 1 | 1 | 1 | 0
EOP | Innovation | 230 | 0 | 0 | 0 | 0 | 0 | 0 | 0 | 0 | 0 | 0 | 0 | 0 | 400 | 0 | 400 | 0 | 0 | 0 | 200 | 1 |  | 0 | 0 | 0 | 0 | 0 | 0 | 0 | 0 | 0 | 0 | 0 | 0 | 300 | 300 | 600 | 0 | 150 | 150 | 0 | 1 | 2 |  | 0 | 0 | 0 | 0 | 0 | 0 | 0 | 0 | 0 | 0 | 0 | 0 | 0 | 2 | 2 | 0 | 2 | 2 | 0 |  | 1 | 1 | 1 | 1 | 1 | 1 | 4 | 1 | 5 | 5 | 1 | 1
SCE NOL | Inyokern | 115 | 0 | 0 | 0 | 0 | 0 | 0 | 0 | 0 | 0 | 0 | 0 | 0 | 0 | 31.8 | 31.8 | 0 | 0 | 0 | 0 | 1 |  | 0 | 1.5 | 0 | 0 | 0 | 0 | 0 | 0 | 0 | 0 | 0 | 0 | 0 | 0 | 0 | 0 | 0 | 0 | 0 | 1 | 3 |  | 0 | 2 | 0 | 0 | 0 | 0 | 0 | 0 | 0 | 0 | 0 | 0 | 0 | 0 | 0 | 0 | 0 | 0 | 0 |  | 1 | 5 | 1 | 1 | 1 | 1 | 1 | 1 | 1 | 1 | 1 | 1
EOP | IS Tap | 138 | 0 | 0 | 0 | 0 | 0 | 0 | 0 | 0 | 0 | 0 | 0 | 0 | 0 | 0 | 0 | 0 | 50 | 50 | 0 | 1 |  | 0 | 0 | 0 | 0 | 0 | 0 | 0 | 0 | 0 | 0 | 0 | 0 | 0 | 0 | 0 | 0 | 0 | 0 | 0 | 0 | 2 |  | 0 | 0 | 0 | 0 | 0 | 0 | 0 | 0 | 0 | 0 | 0 | 0 | 0 | 0 | 0 | 0 | 0 | 0 | 0 |  | 1 | 1 | 1 | 1 | 1 | 1 | 1 | 1 | 1 | 1 | 1 | 0
EOP | Ivanpah | 115 | 0 | 0 | 0 | 0 | 0 | 0 | 0 | 0 | 0 | 0 | 0 | 0 | 0 | 0 | 0 | 0 | 0 | 0 | 0 | 0 |  | 0 | 0 | 0 | 0 | 0 | 0 | 0 | 0 | 0 | 0 | 0 | 0 | 0 | 0 | 0 | 0 | 0 | 0 | 0 | 0 | 1 |  | 0 | 0 | 0 | 0 | 0 | 0 | 0 | 0 | 0 | 0 | 0 | 0 | 0 | 0 | 0 | 0 | 0 | 0 | 0 |  | 1 | 1 | 1 | 1 | 1 | 1 | 1 | 1 | 1 | 1 | 1 | 0
EOP | Ivanpah | 230 | 0 | 0 | 0 | 0 | 0 | 0 | 0 | 0 | 0 | 0 | 0 | 0 | 0 | 0 | 0 | 0 | 0 | 0 | 0 | 0 |  | 0 | 0 | 0 | 0 | 0 | 0 | 0 | 0 | 0 | 0 | 0 | 0 | 0 | 0 | 0 | 0 | 0 | 0 | 0 | 0 | 1 |  | 0 | 0 | 0 | 0 | 0 | 0 | 0 | 0 | 0 | 0 | 0 | 0 | 0 | 0 | 0 | 0 | 0 | 0 | 0 |  | 1 | 1 | 1 | 1 | 1 | 1 | 1 | 1 | 1 | 1 | 1 | 0
EOP | Jackass (DOE) | 138 | 0 | 0 | 0 | 0 | 0 | 0 | 0 | 0 | 0 | 0 | 0 | 0 | 0 | 0 | 0 | 0 | 0 | 0 | 0 | 0 |  | 0 | 0 | 0 | 0 | 0 | 0 | 0 | 0 | 0 | 0 | 0 | 0 | 0 | 0 | 0 | 0 | 0 | 0 | 0 | 0 | 2 |  | 0 | 0 | 0 | 0 | 0 | 0 | 0 | 0 | 0 | 0 | 0 | 0 | 0 | 0 | 0 | 0 | 0 | 0 | 0 |  | 1 | 1 | 1 | 1 | 1 | 1 | 1 | 1 | 1 | 1 | 1 | 0
PG&E NGBA | James B Black | 230 | 0 | 0 | 150 | 0 | 150 | 0 | 0 | 0 | 0 | 0 | 0 | 0 | 0 | 0 | 0 | 0 | 0 | 0 | 0 | 1 |  | 0 | 0 | 0 | 0 | 0 | 0 | 0 | 0 | 0 | 0 | 0 | 0 | 0 | 0 | 0 | 0 | 0 | 0 | 0 | 0 | 0 |  | 0 | 0 | 0 | 0 | 0 | 0 | 0 | 0 | 0 | 0 | 0 | 0 | 0 | 0 | 0 | 0 | 0 | 0 | 0 |  | 1 | 1 | 1 | 1 | 1 | 1 | 1 | 1 | 1 | 1 | 1 | 0
PG&E GBA | Jefferson | 230 | 0 | 0 | 0 | 0 | 0 | 0 | 0 | 0 | 0 | 0 | 0 | 0 | 0 | 0 | 0 | 0 | 0 | 0 | 0 | 0 |  | 0 | 0 | 0 | 0 | 0 | 0 | 0 | 0 | 0 | 0 | 0 | 0 | 0 | 0 | 0 | 0 | 0 | 0 | 0 | 0 | 1 |  | 0 | 0 | 0 | 0 | 0 | 0 | 0 | 0 | 0 | 0 | 0 | 0 | 0 | 0 | 0 | 0 | 0 | 0 | 0 |  | 1 | 1 | 1 | 1 | 1 | 1 | 1 | 1 | 1 | 1 | 1 | 0
PG&E NGBA | Jessup | 115 | 0 | 0 | 110 | 0 | 110 | 0 | 0 | 0 | 0 | 0 | 0 | 0 | 0 | 0 | 0 | 0 | 0 | 0 | 0 | 1 |  | 0 | 17 | 0 | 0 | 0 | 0 | 0 | 0 | 0 | 0 | 0 | 0 | 0 | 0 | 0 | 0 | 0 | 0 | 0 | 1 | 0 |  | 0 | 2 | 0 | 0 | 0 | 0 | 0 | 0 | 0 | 0 | 0 | 0 | 0 | 0 | 0 | 0 | 0 | 0 | 0 |  | 1 | 4 | 1 | 1 | 1 | 1 | 1 | 1 | 1 | 1 | 1 | 1
SCE Metro | Johanna | 230 | 0 | 0 | 0 | 0 | 0 | 0 | 0 | 0 | 0 | 0 | 0 | 0 | 0 | 0 | 0 | 0 | 298.15 | 298.15 | 0 | 1 |  | 0 | 0 | 0 | 0 | 0 | 0 | 0 | 0 | 0 | 0 | 0 | 0 | 0 | 0 | 0 | 0 | 0 | 0 | 0 | 0 | 0 |  | 0 | 0 | 0 | 0 | 0 | 0 | 0 | 0 | 0 | 0 | 0 | 0 | 0 | 0 | 0 | 0 | 0 | 0 | 0 |  | 1 | 1 | 1 | 1 | 1 | 1 | 1 | 1 | 1 | 1 | 1 | 0
SCE Eastern | Julian Hinds | 230 | 0 | 0 | 0 | 0 | 0 | 0 | 0 | 0 | 0 | 0 | 0 | 0 | 0 | 0 | 0 | 0 | 0 | 0 | 0 | 0 |  | 0 | 0 | 0 | 0 | 0 | 0 | 0 | 0 | 0 | 0 | 0 | 0 | 0 | 0 | 0 | 0 | 0 | 0 | 0 | 0 | 1 |  | 0 | 0 | 0 | 0 | 0 | 0 | 0 | 0 | 0 | 0 | 0 | 0 | 0 | 0 | 0 | 0 | 0 | 0 | 0 |  | 1 | 1 | 1 | 1 | 1 | 1 | 1 | 1 | 1 | 1 | 1 | 0
PG&E GBA | Kasson | 115 | 0 | 0 | 0 | 0 | 0 | 0 | 0 | 0 | 0 | 0 | 0 | 0 | 0 | 0 | 0 | 0 | 0 | 0 | 0 | 0 |  | 0 | 0 | 0 | 0 | 0 | 0 | 0 | 0 | 0 | 0 | 0 | 0 | 0 | 0 | 0 | 0 | 0 | 0 | 0 | 0 | 0 |  | 0 | 0 | 0 | 0 | 0 | 0 | 0 | 0 | 0 | 0 | 0 | 0 | 0 | 0 | 0 | 0 | 0 | 0 | 0 |  | 1 | 1 | 1 | 1 | 1 | 1 | 1 | 1 | 1 | 1 | 1 | 0
PG&E GBA | Kasson | 60 | 0 | 0 | 0 | 0 | 0 | 0 | 0 | 0 | 0 | 0 | 0 | 0 | 0 | 0 | 0 | 0 | 0 | 0 | 0 | 0 |  | 0 | 0 | 0 | 0 | 0 | 0 | 0 | 0 | 0 | 0 | 0 | 0 | 0 | 0 | 0 | 0 | 0 | 0 | 0 | 0 | 0 |  | 0 | 0 | 0 | 0 | 0 | 0 | 0 | 0 | 0 | 0 | 0 | 0 | 0 | 0 | 0 | 0 | 0 | 0 | 0 |  | 1 | 1 | 1 | 1 | 1 | 1 | 1 | 1 | 1 | 1 | 1 | 0
PG&E FRESNO | Kearney | 230 | 0 | 0 | 0 | 0 | 0 | 0 | 0 | 0 | 0 | 0 | 0 | 0 | 0 | 0 | 0 | 0 | 0 | 0 | 0 | 0 |  | 0 | 0 | 0 | 0 | 0 | 0 | 0 | 0 | 0 | 0 | 0 | 0 | 300 | 100 | 400 | 0 | 20 | 20 | 0 | 1 | 1 |  | 0 | 0 | 0 | 0 | 0 | 0 | 0 | 0 | 0 | 0 | 0 | 0 | 2 | 2 | 2 | 0 | 2 | 2 | 0 |  | 1 | 1 | 1 | 1 | 1 | 1 | 5 | 1 | 5 | 5 | 1 | 1
PG&E FRESNO | Kearney | 70 | 0 | 0 | 0 | 0 | 0 | 0 | 0 | 0 | 0 | 0 | 0 | 0 | 30 | 0 | 30 | 0 | 0 | 0 | 0 | 1 |  | 0 | 0 | 0 | 0 | 0 | 0 | 0 | 0 | 0 | 0 | 0 | 0 | 0 | 0 | 0 | 0 | 0 | 0 | 0 | 0 | 2 |  | 0 | 0 | 0 | 0 | 0 | 0 | 0 | 0 | 0 | 0 | 0 | 0 | 0 | 0 | 0 | 0 | 0 | 0 | 0 |  | 1 | 1 | 1 | 1 | 1 | 1 | 1 | 1 | 1 | 1 | 1 | 0
PG&E GBA | Kelso | 230 | 0 | 0 | 0 | 0 | 0 | 0 | 0 | 0 | 0 | 0 | 0 | 0 | 0 | 0 | 0 | 90.7 | 0 | 90.7 | 0 | 1 |  | 0 | 0 | 80.8 | 3.45 | 84.25 | 0 | 0 | 0 | 0 | 0 | 0 | 0 | 0 | 0 | 0 | 0 | 0 | 0 | 0 | 1 | 0 |  | 0 | 0 | 2 | 2 | 2 | 0 | 0 | 0 | 0 | 0 | 0 | 0 | 0 | 0 | 0 | 0 | 0 | 0 | 0 |  | 1 | 1 | 4 | 1 | 1 | 1 | 1 | 1 | 1 | 1 | 1 | 1
PG&E FRESNO | Kerchoff 1 | 115 | 0 | 0 | 0 | 0 | 0 | 0 | 0 | 0 | 0 | 0 | 0 | 0 | 0 | 0 | 0 | 0 | 0 | 0 | 0 | 0 |  | 0 | 2 | 0 | 0 | 0 | 0 | 0 | 0 | 0 | 0 | 0 | 0 | 0 | 0 | 0 | 0 | 0 | 0 | 0 | 1 | 1 |  | 0 | 2 | 0 | 0 | 0 | 0 | 0 | 0 | 0 | 0 | 0 | 0 | 0 | 0 | 0 | 0 | 0 | 0 | 0 |  | 1 | 5 | 1 | 1 | 1 | 1 | 1 | 1 | 1 | 1 | 1 | 1
PG&E KERN | Kern Oil | 115 | 0 | 0 | 0 | 0 | 0 | 0 | 0 | 0 | 0 | 0 | 0 | 0 | 0 | 115 | 115 | 0 | 0 | 0 | 0 | 1 |  | 0 | 0 | 0 | 0 | 0 | 0 | 0 | 0 | 0 | 0 | 0 | 1 | 0 | 0 | 0 | 0 | 0 | 0 | 0 | 1 | 0 |  | 0 | 0 | 0 | 0 | 0 | 0 | 0 | 0 | 0 | 0 | 0 | 2 | 0 | 0 | 0 | 0 | 0 | 0 | 0 |  | 1 | 1 | 1 | 1 | 1 | 4 | 1 | 1 | 1 | 1 | 1 | 1
PG&E KERN | Kern PP | 115 | 0 | 0 | 0 | 0 | 0 | 0 | 0 | 0 | 0 | 0 | 0 | 0 | 0 | 120 | 120 | 0 | 0 | 0 | 0 | 1 |  | 0 | 0 | 0 | 0 | 0 | 0 | 0 | 0 | 0 | 0 | 0 | 0 | 0 | 0 | 0 | 0 | 0 | 0 | 0 | 0 | 0 |  | 0 | 0 | 0 | 0 | 0 | 0 | 0 | 0 | 0 | 0 | 0 | 0 | 0 | 0 | 0 | 0 | 0 | 0 | 0 |  | 1 | 1 | 1 | 1 | 1 | 1 | 1 | 1 | 1 | 1 | 1 | 0
PG&E KERN | Kern PP | 230 | 0 | 0 | 0 | 0 | 0 | 0 | 0 | 0 | 0 | 0 | 0 | 0 | 0 | 90 | 90 | 0 | 0 | 0 | 0 | 1 |  | 0 | 0 | 0 | 0 | 0 | 0 | 0 | 0 | 0 | 0 | 0 | 0 | 0 | 0 | 0 | 0 | 0 | 0 | 0 | 0 | 0 |  | 0 | 0 | 0 | 0 | 0 | 0 | 0 | 0 | 0 | 0 | 0 | 0 | 0 | 0 | 0 | 0 | 0 | 0 | 0 |  | 1 | 1 | 1 | 1 | 1 | 1 | 1 | 1 | 1 | 1 | 1 | 0
PG&E KERN | Kern PP | 70 | 0 | 0 | 0 | 0 | 0 | 0 | 0 | 0 | 0 | 0 | 0 | 0 | 0 | 0 | 0 | 0 | 0 | 0 | 0 | 0 |  | 0 | 0 | 0 | 0 | 0 | 0 | 0 | 0 | 0 | 0 | 0 | 0 | 0 | 0 | 0 | 0 | 0 | 0 | 0 | 0 | 0 |  | 0 | 0 | 0 | 0 | 0 | 0 | 0 | 0 | 0 | 0 | 0 | 0 | 0 | 0 | 0 | 0 | 0 | 0 | 0 |  | 1 | 1 | 1 | 1 | 1 | 1 | 1 | 1 | 1 | 1 | 1 | 0
PG&E KERN | Kernridge | 115 | 0 | 0 | 0 | 0 | 0 | 0 | 0 | 0 | 0 | 0 | 0 | 0 | 0 | 0 | 0 | 0 | 0 | 0 | 0 | 0 |  | 0 | 0 | 0 | 0 | 0 | 0 | 0 | 0 | 0 | 0 | 0 | 0 | 0 | 0 | 0 | 0 | 0 | 0 | 0 | 0 | 0 |  | 0 | 0 | 0 | 0 | 0 | 0 | 0 | 0 | 0 | 0 | 0 | 0 | 0 | 0 | 0 | 0 | 0 | 0 | 0 |  | 1 | 1 | 1 | 1 | 1 | 1 | 1 | 1 | 1 | 1 | 1 | 0
PG&E FRESNO | Kingsburg | 115 | 0 | 0 | 0 | 0 | 0 | 0 | 0 | 0 | 0 | 0 | 0 | 0 | 0 | 0 | 0 | 0 | 0 | 0 | 0 | 0 |  | 0 | 0 | 0 | 0 | 0 | 0 | 0 | 0 | 0 | 0 | 0 | 0 | 0 | 0 | 0 | 0 | 0 | 0 | 0 | 0 | 2 |  | 0 | 0 | 0 | 0 | 0 | 0 | 0 | 0 | 0 | 0 | 0 | 0 | 0 | 0 | 0 | 0 | 0 | 0 | 0 |  | 1 | 1 | 1 | 1 | 1 | 1 | 1 | 1 | 1 | 1 | 1 | 0
PG&E GBA | Kirker | 115 | 0 | 0 | 0 | 0 | 0 | 0 | 0 | 0 | 0 | 0 | 0 | 2.9 | 0 | 0 | 0 | 0 | 0 | 0 | 0 | 1 |  | 0 | 0 | 0 | 0 | 0 | 0 | 0 | 0 | 0 | 0 | 0 | 0 | 0 | 0 | 0 | 0 | 0 | 0 | 0 | 0 | 0 |  | 0 | 0 | 0 | 0 | 0 | 0 | 0 | 0 | 0 | 0 | 0 | 0 | 0 | 0 | 0 | 0 | 0 | 0 | 0 |  | 1 | 1 | 1 | 1 | 1 | 1 | 1 | 1 | 1 | 1 | 1 | 0
PG&E NGBA | Knights Landing | 115 | 0 | 0 | 0 | 0 | 0 | 0 | 0 | 0 | 0 | 0 | 0 | 0 | 0 | 0 | 0 | 0 | 0 | 0 | 0 | 0 |  | 0 | 0 | 0 | 0 | 0 | 0 | 0 | 0 | 0 | 0 | 0 | 0 | 0 | 0 | 0 | 0 | 0 | 0 | 0 | 0 | 0 |  | 0 | 0 | 0 | 0 | 0 | 0 | 0 | 0 | 0 | 0 | 0 | 0 | 0 | 0 | 0 | 0 | 0 | 0 | 0 |  | 1 | 1 | 1 | 1 | 1 | 1 | 1 | 1 | 1 | 1 | 1 | 0
PG&E NGBA | Konocti | 60 | 0 | 0 | 0 | 0 | 0 | 0 | 0 | 0 | 0 | 0 | 0 | 0 | 0 | 0 | 0 | 0 | 0 | 0 | 0 | 0 |  | 0 | 0 | 0 | 0 | 0 | 0 | 0 | 0 | 0 | 0 | 0 | 0 | 0 | 0 | 0 | 0 | 0 | 0 | 0 | 0 | 1 |  | 0 | 0 | 0 | 0 | 0 | 0 | 0 | 0 | 0 | 0 | 0 | 0 | 0 | 0 | 0 | 0 | 0 | 0 | 0 |  | 1 | 1 | 1 | 1 | 1 | 1 | 1 | 1 | 1 | 1 | 1 | 0
SCE NOL | Kramer | 115 | 0 | 0 | 0 | 0 | 0 | 0 | 0 | 0 | 0 | 0 | 0 | 0 | 0 | 4 | 4 | 0 | 6 | 6 | 0 | 1 |  | 0 | 0 | 0 | 0 | 0 | 0 | 0 | 0 | 0 | 0 | 0 | 4 | 0 | 0 | 0 | 0 | 0 | 0 | 0 | 1 | 3 |  | 0 | 0 | 0 | 0 | 0 | 0 | 0 | 0 | 0 | 0 | 0 | 2 | 0 | 0 | 0 | 0 | 0 | 0 | 0 |  | 1 | 1 | 1 | 1 | 1 | 5 | 1 | 1 | 1 | 1 | 1 | 1
SCE NOL | Kramer | 230 | 0 | 0 | 0 | 0 | 0 | 0 | 0 | 0 | 0 | 0 | 0 | 0 | 70 | 200 | 270 | 225 | 0 | 225 | 0 | 1 |  | 0 | 0 | 0 | 0 | 0 | 0 | 0 | 0 | 0 | 0 | 0 | 0 | 14 | 0 | 14 | 0 | 0 | 0 | 0 | 1 | 3 |  | 0 | 0 | 0 | 0 | 0 | 0 | 0 | 0 | 0 | 0 | 0 | 0 | 0 | 0 | 0 | 0 | 0 | 0 | 0 |  | 1 | 1 | 1 | 1 | 1 | 1 | 1 | 1 | 1 | 1 | 1 | 0
SCE Metro | La Cienega | 230 | 0 | 0 | 0 | 0 | 0 | 0 | 0 | 0 | 0 | 0 | 0 | 0 | 0 | 0 | 0 | 0 | 0 | 0 | 0 | 0 |  | 0 | 0 | 0 | 0 | 0 | 0 | 0 | 0 | 0 | 0 | 0 | 0 | 0 | 0 | 0 | 0 | 0 | 0 | 0 | 0 | 0 |  | 0 | 0 | 0 | 0 | 0 | 0 | 0 | 0 | 0 | 0 | 0 | 0 | 0 | 0 | 0 | 0 | 0 | 0 | 0 |  | 1 | 1 | 1 | 1 | 1 | 1 | 1 | 1 | 1 | 1 | 1 | 0
SCE Metro | La Fresa | 230 | 0 | 0 | 0 | 0 | 0 | 0 | 0 | 0 | 0 | 0 | 0 | 0 | 0 | 0 | 0 | 0 | 0 | 0 | 0 | 0 |  | 0 | 0 | 0 | 0 | 0 | 0 | 0 | 0 | 0 | 0 | 0 | 0 | 0 | 0 | 0 | 0 | 0 | 0 | 0 | 0 | 0 |  | 0 | 0 | 0 | 0 | 0 | 0 | 0 | 0 | 0 | 0 | 0 | 0 | 0 | 0 | 0 | 0 | 0 | 0 | 0 |  | 1 | 1 | 1 | 1 | 1 | 1 | 1 | 1 | 1 | 1 | 1 | 0
SCE Metro | Laguna Bell | 230 | 0 | 0 | 0 | 0 | 0 | 0 | 0 | 0 | 0 | 0 | 0 | 0.68 | 0 | 0 | 0 | 250 | 300 | 550 | 0 | 1 |  | 0 | 0 | 0 | 0 | 0 | 0 | 0 | 0 | 0 | 0 | 0 | 0 | 0 | 0 | 0 | 0 | 150 | 150 | 0 | 1 | 0 |  | 0 | 0 | 0 | 0 | 0 | 0 | 0 | 0 | 0 | 0 | 0 | 0 | 0 | 0 | 0 | 0 | 0 | 0 | 0 |  | 1 | 1 | 1 | 1 | 1 | 1 | 1 | 1 | 1 | 1 | 1 | 0
PG&E KERN | Lakeview | 70 | 0 | 0 | 0 | 0 | 0 | 0 | 0 | 0 | 0 | 0 | 0 | 0 | 0 | 0 | 0 | 65.6 | 0 | 65.6 | 0 | 1 |  | 0 | 0 | 0 | 0 | 0 | 0 | 0 | 0 | 0 | 0 | 0 | 0 | 0 | 0 | 0 | 0 | 0 | 0 | 0 | 0 | 0 |  | 0 | 0 | 0 | 0 | 0 | 0 | 0 | 0 | 0 | 0 | 0 | 0 | 0 | 0 | 0 | 0 | 0 | 0 | 0 |  | 1 | 1 | 1 | 1 | 1 | 1 | 1 | 1 | 1 | 1 | 1 | 0
PG&E NGBA | Lakeville | 230 | 0 | 0 | 0 | 0 | 0 | 0 | 0 | 0 | 0 | 0 | 0 | 0 | 0 | 0 | 0 | 0 | 0 | 0 | 0 | 0 |  | 0 | 0 | 0 | 0 | 0 | 0 | 0 | 0 | 0 | 0 | 0 | 0 | 0 | 0 | 0 | 0 | 0 | 0 | 0 | 0 | 2 |  | 0 | 0 | 0 | 0 | 0 | 0 | 0 | 0 | 0 | 0 | 0 | 0 | 0 | 0 | 0 | 0 | 0 | 0 | 0 |  | 1 | 1 | 1 | 1 | 1 | 1 | 1 | 1 | 1 | 1 | 1 | 0
PG&E NGBA | Lakeville | 60 | 0 | 0 | 0 | 0 | 0 | 0 | 0 | 0 | 0 | 0 | 0 | 0 | 0 | 0 | 0 | 0 | 0 | 0 | 0 | 0 |  | 0 | 0 | 0 | 0 | 0 | 0 | 0 | 0 | 0 | 0 | 0 | 4 | 0 | 0 | 0 | 0 | 0 | 0 | 0 | 1 | 2 |  | 0 | 0 | 0 | 0 | 0 | 0 | 0 | 0 | 0 | 0 | 0 | 2 | 0 | 0 | 0 | 0 | 0 | 0 | 0 |  | 1 | 1 | 1 | 1 | 1 | 5 | 1 | 1 | 1 | 1 | 1 | 1
PG&E NGBA | Lakeville | 115 | 35.8 | 0 | 0 | 0 | 0 | 0 | 0 | 0 | 0 | 0 | 0 | 0 | 0 | 0 | 0 | 50 | 0 | 50 | 0 | 1 |  | 0 | 0 | 0 | 0 | 0 | 0 | 0 | 0 | 0 | 0 | 0 | 0 | 0 | 0 | 0 | 0 | 0 | 0 | 0 | 0 | 2 |  | 0 | 0 | 0 | 0 | 0 | 0 | 0 | 0 | 0 | 0 | 0 | 0 | 0 | 0 | 0 | 0 | 0 | 0 | 0 |  | 1 | 1 | 1 | 1 | 1 | 1 | 1 | 1 | 1 | 1 | 1 | 0
PG&E GBA | Lakewood | 115 | 0 | 0 | 0 | 0 | 0 | 0 | 0 | 0 | 0 | 0 | 0 | 0 | 0 | 0 | 0 | 0 | 0 | 0 | 0 | 0 |  | 0 | 0 | 0 | 0 | 0 | 0 | 0 | 0 | 0 | 0 | 0 | 0 | 0 | 0 | 0 | 0 | 0 | 0 | 0 | 0 | 0 |  | 0 | 0 | 0 | 0 | 0 | 0 | 0 | 0 | 0 | 0 | 0 | 0 | 0 | 0 | 0 | 0 | 0 | 0 | 0 |  | 1 | 1 | 1 | 1 | 1 | 1 | 1 | 1 | 1 | 1 | 1 | 0
PG&E NGBA | Lambie | 230 | 0 | 0 | 0 | 130 | 130 | 0 | 0 | 0 | 0 | 0 | 0 | 0 | 0 | 0 | 0 | 0 | 0 | 0 | 0 | 1 |  | 0 | 0 | 0 | 0 | 0 | 0 | 0 | 0 | 0 | 0 | 0 | 0 | 0 | 0 | 0 | 0 | 0 | 0 | 0 | 0 | 0 |  | 0 | 0 | 0 | 0 | 0 | 0 | 0 | 0 | 0 | 0 | 0 | 0 | 0 | 0 | 0 | 0 | 0 | 0 | 0 |  | 1 | 1 | 1 | 1 | 1 | 1 | 1 | 1 | 1 | 1 | 1 | 0
PG&E GBA | Lammers | 115 | 0 | 0 | 0 | 0 | 0 | 0 | 0 | 0 | 0 | 0 | 0 | 0 | 0 | 0 | 0 | 0 | 0 | 0 | 0 | 0 |  | 0 | 0 | 0 | 0 | 0 | 0 | 0 | 0 | 0 | 0 | 0 | 0 | 0 | 0 | 0 | 0 | 0 | 0 | 0 | 0 | 0 |  | 0 | 0 | 0 | 0 | 0 | 0 | 0 | 0 | 0 | 0 | 0 | 0 | 0 | 0 | 0 | 0 | 0 | 0 | 0 |  | 1 | 1 | 1 | 1 | 1 | 1 | 1 | 1 | 1 | 1 | 1 | 0
PG&E KERN | Lamont | 115 | 0 | 0 | 0 | 0 | 0 | 0 | 0 | 0 | 0 | 0 | 0 | 0 | 0 | 0 | 0 | 0 | 0 | 0 | 0 | 0 |  | 0 | 5 | 0 | 0 | 0 | 0 | 0 | 0 | 0 | 0 | 0 | 4 | 30 | 170 | 200 | 0 | 55 | 55 | 0 | 1 | 0 |  | 0 | 2 | 0 | 0 | 0 | 0 | 0 | 0 | 0 | 0 | 0 | 2 | 2 | 2 | 2 | 0 | 2 | 2 | 0 |  | 1 | 4 | 1 | 1 | 1 | 4 | 4 | 1 | 4 | 4 | 1 | 1
PG&E FRESNO | Las Aguilas | 230 | 0 | 0 | 0 | 0 | 0 | 0 | 0 | 0 | 0 | 0 | 0 | 0 | 140 | 0 | 140 | 0 | 0 | 0 | 0 | 1 |  | 0 | 0 | 0 | 0 | 0 | 0 | 0 | 0 | 0 | 0 | 0 | 0 | 0 | 0 | 0 | 0 | 0 | 0 | 0 | 0 | 1 |  | 0 | 0 | 0 | 0 | 0 | 0 | 0 | 0 | 0 | 0 | 0 | 0 | 0 | 0 | 0 | 0 | 0 | 0 | 0 |  | 1 | 1 | 1 | 1 | 1 | 1 | 1 | 1 | 1 | 1 | 1 | 0
EOP | Lathrop | 138 | 0 | 0 | 0 | 0 | 0 | 0 | 0 | 0 | 0 | 0 | 0 | 0 | 0 | 0 | 0 | 0 | 0 | 0 | 0 | 0 |  | 0 | 0 | 0 | 0 | 0 | 0 | 0 | 0 | 0 | 0 | 0 | 0 | 0 | 0 | 0 | 0 | 0 | 0 | 0 | 0 | 2 |  | 0 | 0 | 0 | 0 | 0 | 0 | 0 | 0 | 0 | 0 | 0 | 0 | 0 | 0 | 0 | 0 | 0 | 0 | 0 |  | 1 | 1 | 1 | 1 | 1 | 1 | 1 | 1 | 1 | 1 | 1 | 0
EOP | Lathrop | 230 | 0 | 0 | 0 | 0 | 0 | 0 | 0 | 0 | 0 | 0 | 0 | 0 | 300 | 0 | 300 | 0 | 40 | 40 | 0 | 1 |  | 0 | 0 | 300 | 0 | 300 | 0 | 0 | 0 | 0 | 0 | 0 | 0 | 250 | 250 | 500 | 0 | 100 | 100 | 0 | 1 | 2 |  | 0 | 0 | 2 | 0 | 2 | 0 | 0 | 0 | 0 | 0 | 0 | 0 | 0 | 2 | 2 | 0 | 2 | 2 | 0 |  | 1 | 1 | 5 | 1 | 1 | 1 | 4 | 1 | 5 | 5 | 1 | 1
PG&E FRESNO | Le Grand | 115 | 0 | 0 | 0 | 0 | 0 | 0 | 0 | 0 | 0 | 0 | 0 | 0 | 0 | 0 | 0 | 0 | 0 | 0 | 0 | 0 |  | 0 | 0 | 0 | 0 | 0 | 0 | 0 | 0 | 0 | 0 | 0 | 0 | 80 | 205 | 285 | 0 | 30 | 30 | 0 | 1 | 2 |  | 0 | 0 | 0 | 0 | 0 | 0 | 0 | 0 | 0 | 0 | 0 | 0 | 2 | 2 | 2 | 0 | 2 | 2 | 0 |  | 1 | 1 | 1 | 1 | 1 | 1 | 5 | 1 | 5 | 5 | 1 | 1
PG&E FRESNO | Lemoore | 70 | 0 | 0 | 0 | 0 | 0 | 0 | 0 | 0 | 0 | 0 | 0 | 0 | 0 | 0 | 0 | 0 | 0 | 0 | 0 | 0 |  | 0 | 0 | 0 | 0 | 0 | 0 | 0 | 0 | 0 | 0 | 0 | 0 | 0 | 22 | 22 | 0 | 5 | 5 | 0 | 1 | 0 |  | 0 | 0 | 0 | 0 | 0 | 0 | 0 | 0 | 0 | 0 | 0 | 0 | 0 | 2 | 2 | 0 | 2 | 2 | 0 |  | 1 | 1 | 1 | 1 | 1 | 1 | 4 | 1 | 4 | 4 | 1 | 1
PG&E KERN | Lerdo | 115 | 0 | 0 | 0 | 0 | 0 | 0 | 0 | 0 | 0 | 0 | 0 | 0 | 0 | 0 | 0 | 0 | 0 | 0 | 0 | 0 |  | 0 | 0 | 0 | 0 | 0 | 0 | 0 | 0 | 0 | 0 | 0 | 0 | 0 | 0 | 0 | 0 | 0 | 0 | 0 | 0 | 0 |  | 0 | 0 | 0 | 0 | 0 | 0 | 0 | 0 | 0 | 0 | 0 | 0 | 0 | 0 | 0 | 0 | 0 | 0 | 0 |  | 1 | 1 | 1 | 1 | 1 | 1 | 1 | 1 | 1 | 1 | 1 | 0
SCE Metro | Lewis | 230 | 0 | 0 | 0 | 0 | 0 | 0 | 0 | 0 | 0 | 0 | 0 | 0 | 0 | 0 | 0 | 0 | 0 | 0 | 0 | 0 |  | 0 | 0 | 0 | 0 | 0 | 0 | 0 | 0 | 0 | 0 | 0 | 0 | 0 | 0 | 0 | 0 | 0 | 0 | 0 | 0 | 0 |  | 0 | 0 | 0 | 0 | 0 | 0 | 0 | 0 | 0 | 0 | 0 | 0 | 0 | 0 | 0 | 0 | 0 | 0 | 0 |  | 1 | 1 | 1 | 1 | 1 | 1 | 1 | 1 | 1 | 1 | 1 | 0
SCE Metro | Lighthipe | 230 | 0 | 0 | 0 | 0 | 0 | 0 | 0 | 0 | 0 | 0 | 0 | 1.32 | 0 | 0 | 0 | 0 | 250 | 250 | 0 | 1 |  | 0 | 0 | 0 | 0 | 0 | 0 | 0 | 0 | 0 | 0 | 0 | 0 | 0 | 0 | 0 | 0 | 250 | 250 | 0 | 1 | 0 |  | 0 | 0 | 0 | 0 | 0 | 0 | 0 | 0 | 0 | 0 | 0 | 0 | 0 | 0 | 0 | 0 | 0 | 0 | 0 |  | 1 | 1 | 1 | 1 | 1 | 1 | 1 | 1 | 1 | 1 | 1 | 0
SDGE | Lilac | 69 | 0 | 0 | 0 | 0 | 0 | 0 | 0 | 0 | 0 | 0 | 0 | 0 | 0 | 0 | 0 | 0 | 0 | 0 | 0 | 0 |  | 0 | 0 | 0 | 0 | 0 | 0 | 0 | 0 | 0 | 0 | 0 | 0 | 0 | 0 | 0 | 0 | 0 | 0 | 0 | 0 | 2 |  | 0 | 0 | 0 | 0 | 0 | 0 | 0 | 0 | 0 | 0 | 0 | 0 | 0 | 0 | 0 | 0 | 0 | 0 | 0 |  | 1 | 1 | 1 | 1 | 1 | 1 | 1 | 1 | 1 | 1 | 1 | 0
PG&E NGBA | Lincoln | 115 | 0 | 0 | 0 | 0 | 0 | 0 | 0 | 0 | 0 | 0 | 0 | 0 | 0 | 0 | 0 | 0 | 0 | 0 | 0 | 0 |  | 0 | 0 | 0 | 0 | 0 | 0 | 0 | 0 | 0 | 0 | 0 | 0 | 0 | 0 | 0 | 0 | 0 | 0 | 0 | 0 | 0 |  | 0 | 0 | 0 | 0 | 0 | 0 | 0 | 0 | 0 | 0 | 0 | 0 | 0 | 0 | 0 | 0 | 0 | 0 | 0 |  | 1 | 1 | 1 | 1 | 1 | 1 | 1 | 1 | 1 | 1 | 1 | 0
PG&E KERN | Live Oak | 115 | 0 | 0 | 0 | 0 | 0 | 0 | 0 | 0 | 0 | 0 | 0 | 0 | 100 | 110 | 210 | 0 | 0 | 0 | 0 | 1 |  | 0 | 0 | 0 | 0 | 0 | 0 | 0 | 0 | 0 | 0 | 0 | 0 | 0 | 0 | 0 | 0 | 0 | 0 | 0 | 0 | 0 |  | 0 | 0 | 0 | 0 | 0 | 0 | 0 | 0 | 0 | 0 | 0 | 0 | 0 | 0 | 0 | 0 | 0 | 0 | 0 |  | 1 | 1 | 1 | 1 | 1 | 1 | 1 | 1 | 1 | 1 | 1 | 0
PG&E GBA | Llagas | 115 | 0 | 0 | 0 | 0 | 0 | 0 | 0 | 0 | 0 | 0 | 0 | 0 | 0 | 0 | 0 | 0 | 0 | 0 | 0 | 0 |  | 0 | 0 | 0 | 0 | 0 | 0 | 0 | 0 | 0 | 0 | 0 | 0 | 0 | 50 | 50 | 0 | 27.2 | 27.2 | 0 | 1 | 1 |  | 0 | 0 | 0 | 0 | 0 | 0 | 0 | 0 | 0 | 0 | 0 | 0 | 0 | 2 | 2 | 0 | 2 | 2 | 0 |  | 1 | 1 | 1 | 1 | 1 | 1 | 4 | 1 | 5 | 5 | 1 | 1
PG&E GBA | Lockeford | 115 | 0 | 0 | 0 | 0 | 0 | 0 | 0 | 0 | 0 | 0 | 0 | 0 | 0 | 0 | 0 | 0 | 0 | 0 | 0 | 0 |  | 0 | 0 | 0 | 0 | 0 | 0 | 0 | 0 | 0 | 0 | 0 | 0 | 0 | 0 | 0 | 0 | 0 | 0 | 0 | 0 | 0 |  | 0 | 0 | 0 | 0 | 0 | 0 | 0 | 0 | 0 | 0 | 0 | 0 | 0 | 0 | 0 | 0 | 0 | 0 | 0 |  | 1 | 1 | 1 | 1 | 1 | 1 | 1 | 1 | 1 | 1 | 1 | 0
PG&E GBA | Lockeford | 230 | 0 | 0 | 0 | 0 | 0 | 0 | 0 | 0 | 0 | 0 | 0 | 0 | 0 | 0 | 0 | 0 | 0 | 0 | 0 | 0 |  | 0 | 0 | 0 | 0 | 0 | 0 | 0 | 0 | 0 | 0 | 0 | 0 | 0 | 0 | 0 | 0 | 0 | 0 | 0 | 0 | 1 |  | 0 | 0 | 0 | 0 | 0 | 0 | 0 | 0 | 0 | 0 | 0 | 0 | 0 | 0 | 0 | 0 | 0 | 0 | 0 |  | 1 | 1 | 1 | 1 | 1 | 1 | 1 | 1 | 1 | 1 | 1 | 0
PG&E GBA | Lockeford | 60 | 0 | 0 | 0 | 0 | 0 | 0 | 0 | 0 | 0 | 0 | 0 | 0 | 0 | 0 | 0 | 0 | 0 | 0 | 0 | 0 |  | 0 | 0 | 0 | 0 | 0 | 0 | 0 | 0 | 0 | 0 | 0 | 0 | 0 | 0 | 0 | 0 | 0 | 0 | 0 | 0 | 1 |  | 0 | 0 | 0 | 0 | 0 | 0 | 0 | 0 | 0 | 0 | 0 | 0 | 0 | 0 | 0 | 0 | 0 | 0 | 0 |  | 1 | 1 | 1 | 1 | 1 | 1 | 1 | 1 | 1 | 1 | 1 | 0
PG&E GBA | Lodi | 230 | 0 | 0 | 0 | 0 | 0 | 0 | 0 | 0 | 0 | 0 | 0 | 0 | 0 | 0 | 0 | 0 | 0 | 0 | 0 | 0 |  | 0 | 0 | 0 | 0 | 0 | 0 | 0 | 0 | 0 | 0 | 0 | 0 | 0 | 0 | 0 | 0 | 0 | 0 | 0 | 0 | 0 |  | 0 | 0 | 0 | 0 | 0 | 0 | 0 | 0 | 0 | 0 | 0 | 0 | 0 | 0 | 0 | 0 | 0 | 0 | 0 |  | 1 | 1 | 1 | 1 | 1 | 1 | 1 | 1 | 1 | 1 | 1 | 0
PG&E NGBA | Logan Creek | 230 | 0 | 0 | 0 | 0 | 0 | 0 | 0 | 0 | 0 | 0 | 0 | 0 | 0 | 0 | 0 | 0 | 0 | 0 | 0 | 0 |  | 0 | 0 | 0 | 0 | 0 | 0 | 0 | 0 | 0 | 0 | 0 | 0 | 0 | 0 | 0 | 0 | 0 | 0 | 0 | 0 | 0 |  | 0 | 0 | 0 | 0 | 0 | 0 | 0 | 0 | 0 | 0 | 0 | 0 | 0 | 0 | 0 | 0 | 0 | 0 | 0 |  | 1 | 1 | 1 | 1 | 1 | 1 | 1 | 1 | 1 | 1 | 1 | 0
PG&E GBA | Lone Tree | 230 | 0 | 0 | 0 | 0 | 0 | 0 | 0 | 0 | 0 | 0 | 0 | 0 | 0 | 0 | 0 | 0 | 0 | 0 | 0 | 0 |  | 0 | 0 | 0 | 0 | 0 | 0 | 0 | 0 | 0 | 0 | 0 | 1.8 | 0 | 0 | 0 | 0 | 0 | 0 | 0 | 1 | 0 |  | 0 | 0 | 0 | 0 | 0 | 0 | 0 | 0 | 0 | 0 | 0 | 2 | 0 | 0 | 0 | 0 | 0 | 0 | 0 |  | 1 | 1 | 1 | 1 | 1 | 4 | 1 | 1 | 1 | 1 | 1 | 1
PG&E FRESNO | Los Banos | 230 | 10 | 0 | 0 | 69.3 | 69.3 | 0 | 0 | 0 | 0 | 0 | 0 | 5.9 | 0 | 0 | 0 | 0 | 540 | 540 | 0 | 1 |  | 0 | 0 | 110 | 0 | 110 | 0 | 0 | 0 | 0 | 0 | 0 | 0 | 70 | 430 | 500 | 0 | 160 | 160 | 0 | 1 | 1 |  | 0 | 0 | 2 | 0 | 2 | 0 | 0 | 0 | 0 | 0 | 0 | 0 | 2 | 2 | 2 | 0 | 0 | 0 | 0 |  | 1 | 1 | 5 | 1 | 1 | 1 | 5 | 1 | 1 | 1 | 1 | 1
PG&E FRESNO | Los Banos | 500 | 0 | 0 | 0 | 0 | 0 | 0 | 0 | 0 | 0 | 0 | 0 | 0 | 200.8 | 0 | 200.8 | 0 | 0 | 0 | 0 | 1 |  | 0 | 0 | 0 | 0 | 0 | 0 | 0 | 0 | 0 | 0 | 0 | 0 | 400 | 500 | 900 | 0 | 200 | 200 | 0 | 1 | 0 |  | 0 | 0 | 0 | 0 | 0 | 0 | 0 | 0 | 0 | 0 | 0 | 0 | 2 | 2 | 2 | 0 | 2 | 2 | 0 |  | 1 | 1 | 1 | 1 | 1 | 1 | 4 | 1 | 4 | 4 | 1 | 1
SDGE | Los Coches | 138 | 0 | 0 | 0 | 0 | 0 | 0 | 0 | 0 | 0 | 0 | 0 | 0 | 0 | 0 | 0 | 0 | 0 | 0 | 0 | 0 |  | 0 | 0 | 0 | 0 | 0 | 0 | 0 | 0 | 0 | 0 | 0 | 0 | 0 | 0 | 0 | 0 | 0 | 0 | 0 | 0 | 2 |  | 0 | 0 | 0 | 0 | 0 | 0 | 0 | 0 | 0 | 0 | 0 | 0 | 0 | 0 | 0 | 0 | 0 | 0 | 0 |  | 1 | 1 | 1 | 1 | 1 | 1 | 1 | 1 | 1 | 1 | 1 | 0
SDGE | Los Coches | 69 | 0 | 0 | 0 | 0 | 0 | 0 | 0 | 0 | 0 | 0 | 0 | 0 | 0 | 0 | 0 | 0 | 0 | 0 | 0 | 0 |  | 0 | 0 | 0 | 0 | 0 | 0 | 0 | 0 | 0 | 0 | 0 | 0 | 0 | 0 | 0 | 0 | 0 | 0 | 0 | 0 | 2 |  | 0 | 0 | 0 | 0 | 0 | 0 | 0 | 0 | 0 | 0 | 0 | 0 | 0 | 0 | 0 | 0 | 0 | 0 | 0 |  | 1 | 1 | 1 | 1 | 1 | 1 | 1 | 1 | 1 | 1 | 1 | 0
PG&E GBA | Los Esteros | 115 | 0 | 0 | 0 | 0 | 0 | 0 | 0 | 0 | 0 | 0 | 0 | 0 | 0 | 0 | 0 | 0 | 0 | 0 | 0 | 0 |  | 0 | 0 | 0 | 0 | 0 | 0 | 0 | 0 | 0 | 0 | 0 | 0 | 0 | 0 | 0 | 0 | 0 | 0 | 0 | 0 | 0 |  | 0 | 0 | 0 | 0 | 0 | 0 | 0 | 0 | 0 | 0 | 0 | 0 | 0 | 0 | 0 | 0 | 0 | 0 | 0 |  | 1 | 1 | 1 | 1 | 1 | 1 | 1 | 1 | 1 | 1 | 1 | 0
PG&E GBA | Los Esteros | 230 | 0 | 0 | 0 | 0 | 0 | 0 | 0 | 0 | 0 | 0 | 0 | 0 | 0 | 0 | 0 | 0 | 0 | 0 | 0 | 0 |  | 0 | 0 | 0 | 0 | 0 | 0 | 0 | 0 | 0 | 0 | 0 | 0 | 0 | 0 | 0 | 0 | 100 | 100 | 0 | 1 | 0 |  | 0 | 0 | 0 | 0 | 0 | 0 | 0 | 0 | 0 | 0 | 0 | 0 | 0 | 0 | 0 | 0 | 2 | 2 | 0 |  | 1 | 1 | 1 | 1 | 1 | 1 | 1 | 1 | 4 | 4 | 1 | 1
PG&E GBA | Los Positas | 230 | 0 | 0 | 0 | 0 | 0 | 0 | 0 | 0 | 0 | 0 | 0 | 0 | 0 | 0 | 0 | 0 | 0 | 0 | 0 | 0 |  | 0 | 0 | 0 | 0 | 0 | 0 | 0 | 0 | 0 | 0 | 0 | 0 | 0 | 0 | 0 | 0 | 0 | 0 | 0 | 0 | 0 |  | 0 | 0 | 0 | 0 | 0 | 0 | 0 | 0 | 0 | 0 | 0 | 0 | 0 | 0 | 0 | 0 | 0 | 0 | 0 |  | 1 | 1 | 1 | 1 | 1 | 1 | 1 | 1 | 1 | 1 | 1 | 0
PG&E GBA | Los Positas | 60 | 0 | 0 | 0 | 0 | 0 | 0 | 0 | 0 | 0 | 0 | 0 | 0 | 0 | 0 | 0 | 0 | 0 | 0 | 0 | 0 |  | 0 | 0 | 0 | 0 | 0 | 0 | 0 | 0 | 0 | 0 | 0 | 0 | 0 | 0 | 0 | 0 | 0 | 0 | 0 | 0 | 0 |  | 0 | 0 | 0 | 0 | 0 | 0 | 0 | 0 | 0 | 0 | 0 | 0 | 0 | 0 | 0 | 0 | 0 | 0 | 0 |  | 1 | 1 | 1 | 1 | 1 | 1 | 1 | 1 | 1 | 1 | 1 | 0
SDGE | Loveland | 69 | 0 | 0 | 0 | 0 | 0 | 0 | 0 | 0 | 0 | 0 | 0 | 0 | 0 | 0 | 0 | 0 | 0 | 0 | 0 | 0 |  | 0 | 0 | 0 | 0 | 0 | 0 | 0 | 0 | 0 | 0 | 0 | 4 | 0 | 0 | 0 | 0 | 0 | 0 | 0 | 1 | 3 |  | 0 | 0 | 0 | 0 | 0 | 0 | 0 | 0 | 0 | 0 | 0 | 2 | 0 | 0 | 0 | 0 | 0 | 0 | 0 |  | 1 | 1 | 1 | 1 | 1 | 5 | 1 | 1 | 1 | 1 | 1 | 1
SCE NOL | Lugo | 230 | 0 | 0 | 0 | 0 | 0 | 0 | 0 | 0 | 0 | 0 | 0 | 0 | 0 | 0 | 0 | 150 | 0 | 150 | 286 | 1 |  | 0 | 0 | 0 | 0 | 0 | 0 | 0 | 0 | 0 | 0 | 0 | 0 | 0 | 0 | 0 | 0 | 0 | 0 | 0 | 0 | 1 |  | 0 | 0 | 0 | 0 | 0 | 0 | 0 | 0 | 0 | 0 | 0 | 0 | 0 | 0 | 0 | 0 | 0 | 0 | 0 |  | 1 | 1 | 1 | 1 | 1 | 1 | 1 | 1 | 1 | 1 | 1 | 0
SCE Metro | Lugo | 500 | 203 | 0 | 0 | 0 | 0 | 3000 | 0 | 3000 | 0 | 0 | 0 | 0 | 0 | 0 | 0 | 0 | 150 | 150 | 0 | 1 |  | 23 | 0 | 0 | 0 | 0 | 1750 | 0 | 1750 | 0 | 0 | 0 | 0 | 0 | 0 | 0 | 0 | 0 | 0 | 0 | 1 | 0 |  | 0 | 0 | 0 | 0 | 0 | 0 | 0 | 0 | 0 | 0 | 0 | 0 | 0 | 0 | 0 | 0 | 0 | 0 | 0 |  | 1 | 1 | 1 | 1 | 1 | 1 | 1 | 1 | 1 | 1 | 1 | 0
PG&E FRESNO | Madera | 70 | 0 | 0 | 0 | 0 | 0 | 0 | 0 | 0 | 0 | 0 | 0 | 0 | 0 | 0 | 0 | 0 | 0 | 0 | 0 | 0 |  | 0 | 0 | 0 | 0 | 0 | 0 | 0 | 0 | 0 | 0 | 0 | 0 | 0 | 0 | 0 | 0 | 0 | 0 | 0 | 0 | 1 |  | 0 | 0 | 0 | 0 | 0 | 0 | 0 | 0 | 0 | 0 | 0 | 0 | 0 | 0 | 0 | 0 | 0 | 0 | 0 |  | 1 | 1 | 1 | 1 | 1 | 1 | 1 | 1 | 1 | 1 | 1 | 0
PG&E NGBA | Madison | 115 | 0 | 0 | 0 | 95 | 95 | 0 | 0 | 0 | 0 | 0 | 0 | 0 | 0 | 123 | 123 | 10.2 | 0 | 10.2 | 0 | 1 |  | 0 | 0 | 0 | 0 | 0 | 0 | 0 | 0 | 0 | 0 | 0 | 0 | 0 | 0 | 0 | 0 | 0 | 0 | 0 | 0 | 0 |  | 0 | 0 | 0 | 0 | 0 | 0 | 0 | 0 | 0 | 0 | 0 | 0 | 0 | 0 | 0 | 0 | 0 | 0 | 0 |  | 1 | 1 | 1 | 1 | 1 | 1 | 1 | 1 | 1 | 1 | 1 | 0
PG&E KERN | Magunden | 115 | 0 | 0 | 0 | 0 | 0 | 0 | 0 | 0 | 0 | 0 | 0 | 0 | 105 | 115 | 220 | 0 | 0 | 0 | 0 | 1 |  | 0 | 0 | 0 | 0 | 0 | 0 | 0 | 0 | 0 | 0 | 0 | 0 | 0 | 0 | 0 | 0 | 0 | 0 | 0 | 0 | 0 |  | 0 | 0 | 0 | 0 | 0 | 0 | 0 | 0 | 0 | 0 | 0 | 0 | 0 | 0 | 0 | 0 | 0 | 0 | 0 |  | 1 | 1 | 1 | 1 | 1 | 1 | 1 | 1 | 1 | 1 | 1 | 0
SCE Northern | Magunden | 230 | 0 | 0 | 0 | 0 | 0 | 0 | 0 | 0 | 0 | 0 | 0 | 0 | 0 | 0 | 0 | 0 | 0 | 0 | 0 | 0 |  | 0 | 0 | 0 | 0 | 0 | 0 | 0 | 0 | 0 | 0 | 0 | 0 | 0 | 0 | 0 | 0 | 0 | 0 | 0 | 0 | 0 |  | 0 | 0 | 0 | 0 | 0 | 0 | 0 | 0 | 0 | 0 | 0 | 0 | 0 | 0 | 0 | 0 | 0 | 0 | 0 |  | 1 | 1 | 1 | 1 | 1 | 1 | 1 | 1 | 1 | 1 | 1 | 0
PG&E FRESNO | Malaga | 115 | 0 | 0 | 0 | 0 | 0 | 0 | 0 | 0 | 0 | 0 | 0 | 0 | 0 | 0 | 0 | 0 | 0 | 0 | 0 | 0 |  | 0 | 0 | 0 | 0 | 0 | 0 | 0 | 0 | 0 | 0 | 0 | 0 | 0 | 0 | 0 | 0 | 0 | 0 | 0 | 0 | 2 |  | 0 | 0 | 0 | 0 | 0 | 0 | 0 | 0 | 0 | 0 | 0 | 0 | 0 | 0 | 0 | 0 | 0 | 0 | 0 |  | 1 | 1 | 1 | 1 | 1 | 1 | 1 | 1 | 1 | 1 | 1 | 0
PG&E NGBA | Malin | 500 | 1590 | 0 | 0 | 0 | 0 | 0 | 0 | 0 | 0 | 0 | 0 | 0 | 0 | 0 | 0 | 0 | 0 | 0 | 0 | 1 |  | 0 | 0 | 0 | 0 | 0 | 0 | 0 | 0 | 0 | 0 | 0 | 0 | 0 | 0 | 0 | 0 | 0 | 0 | 0 | 0 | 0 |  | 0 | 0 | 0 | 0 | 0 | 0 | 0 | 0 | 0 | 0 | 0 | 0 | 0 | 0 | 0 | 0 | 0 | 0 | 0 |  | 1 | 1 | 1 | 1 | 1 | 1 | 1 | 1 | 1 | 1 | 1 | 0
SCE Northern | Mandalay | 230 | 0 | 0 | 0 | 0 | 0 | 0 | 0 | 0 | 0 | 0 | 0 | 0 | 0 | 0 | 0 | 0 | 0 | 0 | 0 | 0 |  | 0 | 0 | 0 | 0 | 0 | 0 | 0 | 0 | 0 | 0 | 0 | 0 | 0 | 0 | 0 | 0 | 0 | 0 | 0 | 0 | 0 |  | 0 | 0 | 0 | 0 | 0 | 0 | 0 | 0 | 0 | 0 | 0 | 0 | 0 | 0 | 0 | 0 | 0 | 0 | 0 |  | 1 | 1 | 1 | 1 | 1 | 1 | 1 | 1 | 1 | 1 | 1 | 0
PG&E FRESNO | Manning | 230 | 0 | 0 | 0 | 0 | 0 | 0 | 0 | 0 | 0 | 0 | 0 | 0 | 100 | 0 | 100 | 0 | 0 | 0 | 0 | 1 |  | 0 | 0 | 0 | 0 | 0 | 0 | 0 | 0 | 0 | 0 | 0 | 0 | 100 | 400 | 500 | 0 | 100 | 100 | 0 | 1 | 0 |  | 0 | 0 | 0 | 0 | 0 | 0 | 0 | 0 | 0 | 0 | 0 | 0 | 0 | 2 | 2 | 0 | 2 | 2 | 0 |  | 1 | 1 | 1 | 1 | 1 | 1 | 4 | 1 | 4 | 4 | 1 | 1
PG&E FRESNO | Manning | 500 | 0 | 0 | 0 | 0 | 0 | 0 | 0 | 0 | 0 | 0 | 0 | 0 | 0 | 0 | 0 | 0 | 0 | 0 | 0 | 0 |  | 0 | 0 | 0 | 0 | 0 | 0 | 0 | 0 | 0 | 0 | 0 | 0 | 900 | 1100 | 2000 | 0 | 545 | 545 | 0 | 1 | 0 |  | 0 | 0 | 0 | 0 | 0 | 0 | 0 | 0 | 0 | 0 | 0 | 0 | 2 | 2 | 2 | 0 | 2 | 2 | 0 |  | 1 | 1 | 1 | 1 | 1 | 1 | 4 | 1 | 4 | 4 | 1 | 1
PG&E GBA | Manteca | 115 | 0 | 0 | 0 | 0 | 0 | 0 | 0 | 0 | 0 | 0 | 0 | 0 | 0 | 0 | 0 | 0 | 0 | 0 | 0 | 0 |  | 0 | 0 | 0 | 0 | 0 | 0 | 0 | 0 | 0 | 0 | 0 | 1.5 | 0 | 0 | 0 | 0 | 0 | 0 | 0 | 1 | 0 |  | 0 | 0 | 0 | 0 | 0 | 0 | 0 | 0 | 0 | 0 | 0 | 2 | 0 | 0 | 0 | 0 | 0 | 0 | 0 |  | 1 | 1 | 1 | 1 | 1 | 4 | 1 | 1 | 1 | 1 | 1 | 1
SDGE | Margarita | 138 | 0 | 0 | 0 | 0 | 0 | 0 | 0 | 0 | 0 | 0 | 0 | 0 | 90 | 0 | 90 | 0 | 0 | 0 | 0 | 1 |  | 0 | 0 | 0 | 0 | 0 | 0 | 0 | 0 | 0 | 0 | 0 | 0 | 0 | 0 | 0 | 0 | 0 | 0 | 0 | 0 | 0 |  | 0 | 0 | 0 | 0 | 0 | 0 | 0 | 0 | 0 | 0 | 0 | 0 | 0 | 0 | 0 | 0 | 0 | 0 | 0 |  | 1 | 1 | 1 | 1 | 1 | 1 | 1 | 1 | 1 | 1 | 1 | 0
PG&E GBA | Martin | 230 | 0 | 0 | 0 | 0 | 0 | 0 | 0 | 0 | 0 | 0 | 0 | 0 | 0 | 0 | 0 | 0 | 0 | 0 | 0 | 0 |  | 0 | 0 | 0 | 0 | 0 | 0 | 0 | 0 | 0 | 0 | 0 | 0 | 0 | 0 | 0 | 0 | 0 | 0 | 0 | 0 | 1 |  | 0 | 0 | 0 | 0 | 0 | 0 | 0 | 0 | 0 | 0 | 0 | 0 | 0 | 0 | 0 | 0 | 0 | 0 | 0 |  | 1 | 1 | 1 | 1 | 1 | 1 | 1 | 1 | 1 | 1 | 1 | 0
PG&E GBA | Martin | 115 | 0 | 0 | 0 | 0 | 0 | 0 | 0 | 0 | 0 | 0 | 0 | 0 | 0 | 0 | 0 | 188 | 0 | 188 | 0 | 1 |  | 0 | 0 | 0 | 0 | 0 | 0 | 0 | 0 | 0 | 0 | 0 | 0 | 0 | 0 | 0 | 0 | 150 | 150 | 0 | 1 | 1 |  | 0 | 0 | 0 | 0 | 0 | 0 | 0 | 0 | 0 | 0 | 0 | 0 | 0 | 0 | 0 | 0 | 2 | 0 | 0 |  | 1 | 1 | 1 | 1 | 1 | 1 | 1 | 1 | 5 | 1 | 1 | 1
PG&E GBA | Martinez | 115 | 0 | 0 | 0 | 0 | 0 | 0 | 0 | 0 | 0 | 0 | 0 | 0 | 0 | 0 | 0 | 0 | 0 | 0 | 0 | 0 |  | 0 | 0 | 0 | 0 | 0 | 0 | 0 | 0 | 0 | 0 | 0 | 0 | 0 | 0 | 0 | 0 | 0 | 0 | 0 | 0 | 2 |  | 0 | 0 | 0 | 0 | 0 | 0 | 0 | 0 | 0 | 0 | 0 | 0 | 0 | 0 | 0 | 0 | 0 | 0 | 0 |  | 1 | 1 | 1 | 1 | 1 | 1 | 1 | 1 | 1 | 1 | 1 | 0
PG&E FRESNO | Mc Mullin | 230 | 0 | 0 | 0 | 0 | 0 | 0 | 0 | 0 | 0 | 0 | 0 | 0 | 100 | 0 | 100 | 0 | 0 | 0 | 0 | 1 |  | 0 | 0 | 0 | 0 | 0 | 0 | 0 | 0 | 0 | 0 | 0 | 0 | 250 | 250 | 500 | 0 | 60 | 60 | 0 | 1 | 1 |  | 0 | 0 | 0 | 0 | 0 | 0 | 0 | 0 | 0 | 0 | 0 | 0 | 2 | 2 | 2 | 0 | 2 | 2 | 0 |  | 1 | 1 | 1 | 1 | 1 | 1 | 5 | 1 | 5 | 5 | 1 | 1
PG&E FRESNO | McCall | 115 | 0 | 0 | 0 | 0 | 0 | 0 | 0 | 0 | 0 | 0 | 0 | 0 | 0 | 0 | 0 | 0 | 0 | 0 | 0 | 0 |  | 0 | 0 | 0 | 0 | 0 | 0 | 0 | 0 | 0 | 0 | 0 | 1.5 | 0 | 0 | 0 | 0 | 0 | 0 | 0 | 1 | 1 |  | 0 | 0 | 0 | 0 | 0 | 0 | 0 | 0 | 0 | 0 | 0 | 2 | 0 | 0 | 0 | 0 | 0 | 0 | 0 |  | 1 | 1 | 1 | 1 | 1 | 5 | 1 | 1 | 1 | 1 | 1 | 1
PG&E FRESNO | McCall | 230 | 0 | 0 | 0 | 0 | 0 | 0 | 0 | 0 | 0 | 0 | 0 | 0 | 313 | 0 | 313 | 0 | 0 | 0 | 0 | 1 |  | 0 | 0 | 0 | 0 | 0 | 0 | 0 | 0 | 0 | 0 | 0 | 0 | 0 | 0 | 0 | 0 | 0 | 0 | 0 | 0 | 1 |  | 0 | 0 | 0 | 0 | 0 | 0 | 0 | 0 | 0 | 0 | 0 | 0 | 0 | 0 | 0 | 0 | 0 | 0 | 0 |  | 1 | 1 | 1 | 1 | 1 | 1 | 1 | 1 | 1 | 1 | 1 | 0
PG&E GBA | Meadow Lane | 115 | 0 | 0 | 0 | 0 | 0 | 0 | 0 | 0 | 0 | 0 | 0 | 0 | 0 | 0 | 0 | 0 | 0 | 0 | 0 | 0 |  | 0 | 0 | 0 | 0 | 0 | 0 | 0 | 0 | 0 | 0 | 0 | 0 | 0 | 0 | 0 | 0 | 0 | 0 | 0 | 0 | 0 |  | 0 | 0 | 0 | 0 | 0 | 0 | 0 | 0 | 0 | 0 | 0 | 0 | 0 | 0 | 0 | 0 | 0 | 0 | 0 |  | 1 | 1 | 1 | 1 | 1 | 1 | 1 | 1 | 1 | 1 | 1 | 0
PG&E GBA | Melones | 115 | 0 | 0 | 0 | 0 | 0 | 0 | 0 | 0 | 0 | 0 | 0 | 0 | 0 | 0 | 0 | 0 | 0 | 0 | 0 | 0 |  | 0 | 0 | 0 | 0 | 0 | 0 | 0 | 0 | 0 | 0 | 0 | 0 | 0 | 0 | 0 | 0 | 0 | 0 | 0 | 0 | 0 |  | 0 | 0 | 0 | 0 | 0 | 0 | 0 | 0 | 0 | 0 | 0 | 0 | 0 | 0 | 0 | 0 | 0 | 0 | 0 |  | 1 | 1 | 1 | 1 | 1 | 1 | 1 | 1 | 1 | 1 | 1 | 0
PG&E GBA | Melones | 230 | 0 | 0 | 0 | 0 | 0 | 0 | 0 | 0 | 0 | 0 | 0 | 0 | 0 | 0 | 0 | 0 | 0 | 0 | 0 | 0 |  | 0 | 0 | 0 | 0 | 0 | 0 | 0 | 0 | 0 | 0 | 0 | 0 | 0 | 0 | 0 | 0 | 0 | 0 | 0 | 0 | 0 |  | 0 | 0 | 0 | 0 | 0 | 0 | 0 | 0 | 0 | 0 | 0 | 0 | 0 | 0 | 0 | 0 | 0 | 0 | 0 |  | 1 | 1 | 1 | 1 | 1 | 1 | 1 | 1 | 1 | 1 | 1 | 0
SDGE | Melrose | 69 | 0 | 0 | 0 | 0 | 0 | 0 | 0 | 0 | 0 | 0 | 0 | 0 | 0 | 0 | 0 | 0 | 0 | 0 | 0 | 0 |  | 0 | 0 | 0 | 0 | 0 | 0 | 0 | 0 | 0 | 0 | 0 | 0 | 0 | 0 | 0 | 0 | 0 | 0 | 0 | 0 | 1 |  | 0 | 0 | 0 | 0 | 0 | 0 | 0 | 0 | 0 | 0 | 0 | 0 | 0 | 0 | 0 | 0 | 0 | 0 | 0 |  | 1 | 1 | 1 | 1 | 1 | 1 | 1 | 1 | 1 | 1 | 1 | 0
PG&E NGBA | Mendocino | 115 | 0 | 0 | 0 | 0 | 0 | 0 | 0 | 0 | 0 | 0 | 0 | 5 | 0 | 0 | 0 | 0 | 0 | 0 | 0 | 1 |  | 0 | 0 | 0 | 0 | 0 | 0 | 0 | 0 | 0 | 0 | 0 | 0 | 0 | 0 | 0 | 0 | 0 | 0 | 0 | 0 | 1 |  | 0 | 0 | 0 | 0 | 0 | 0 | 0 | 0 | 0 | 0 | 0 | 0 | 0 | 0 | 0 | 0 | 0 | 0 | 0 |  | 1 | 1 | 1 | 1 | 1 | 1 | 1 | 1 | 1 | 1 | 1 | 0
PG&E NGBA | Mendocino | 60 | 0 | 0 | 0 | 0 | 0 | 0 | 0 | 0 | 0 | 0 | 0 | 0 | 0 | 0 | 0 | 0 | 0 | 0 | 0 | 0 |  | 0 | 3 | 0 | 0 | 0 | 0 | 0 | 0 | 0 | 0 | 0 | 0 | 0 | 0 | 0 | 0 | 0 | 0 | 0 | 1 | 1 |  | 0 | 2 | 0 | 0 | 0 | 0 | 0 | 0 | 0 | 0 | 0 | 0 | 0 | 0 | 0 | 0 | 0 | 0 | 0 |  | 1 | 5 | 1 | 1 | 1 | 1 | 1 | 1 | 1 | 1 | 1 | 1
PG&E FRESNO | Mendota | 115 | 0 | 0 | 0 | 0 | 0 | 0 | 0 | 0 | 0 | 0 | 0 | 0 | 0 | 0 | 0 | 0 | 0 | 0 | 0 | 0 |  | 0 | 0 | 0 | 0 | 0 | 0 | 0 | 0 | 0 | 0 | 0 | 0 | 0 | 0 | 0 | 0 | 0 | 0 | 0 | 0 | 2 |  | 0 | 0 | 0 | 0 | 0 | 0 | 0 | 0 | 0 | 0 | 0 | 0 | 0 | 0 | 0 | 0 | 0 | 0 | 0 |  | 1 | 1 | 1 | 1 | 1 | 1 | 1 | 1 | 1 | 1 | 1 | 0
PG&E GBA | Menlo | 60 | 0 | 0 | 0 | 0 | 0 | 0 | 0 | 0 | 0 | 0 | 0 | 0 | 0 | 0 | 0 | 0 | 0 | 0 | 0 | 0 |  | 0 | 0 | 0 | 0 | 0 | 0 | 0 | 0 | 0 | 0 | 0 | 0 | 0 | 0 | 0 | 0 | 0 | 0 | 0 | 0 | 1 |  | 0 | 0 | 0 | 0 | 0 | 0 | 0 | 0 | 0 | 0 | 0 | 0 | 0 | 0 | 0 | 0 | 0 | 0 | 0 |  | 1 | 1 | 1 | 1 | 1 | 1 | 1 | 1 | 1 | 1 | 1 | 0
PG&E FRESNO | Merced | 115 | 0 | 0 | 0 | 0 | 0 | 0 | 0 | 0 | 0 | 0 | 0 | 0 | 0 | 0 | 0 | 0 | 0 | 0 | 0 | 0 |  | 0 | 0 | 0 | 0 | 0 | 0 | 0 | 0 | 0 | 0 | 0 | 4 | 0 | 0 | 0 | 0 | 0 | 0 | 0 | 1 | 2 |  | 0 | 0 | 0 | 0 | 0 | 0 | 0 | 0 | 0 | 0 | 0 | 2 | 0 | 0 | 0 | 0 | 0 | 0 | 0 |  | 1 | 1 | 1 | 1 | 1 | 5 | 1 | 1 | 1 | 1 | 1 | 1
EOP | Mercury | 138 | 0 | 0 | 0 | 0 | 0 | 0 | 0 | 0 | 0 | 0 | 0 | 0 | 0 | 0 | 0 | 0 | 0 | 0 | 0 | 0 |  | 0 | 0 | 0 | 0 | 0 | 0 | 0 | 0 | 0 | 0 | 0 | 0 | 0 | 0 | 0 | 0 | 0 | 0 | 0 | 0 | 2 |  | 0 | 0 | 0 | 0 | 0 | 0 | 0 | 0 | 0 | 0 | 0 | 0 | 0 | 0 | 0 | 0 | 0 | 0 | 0 |  | 1 | 1 | 1 | 1 | 1 | 1 | 1 | 1 | 1 | 1 | 1 | 0
PG&E FRESNO | Mercy Springs | 70 | 0 | 0 | 0 | 0 | 0 | 0 | 0 | 0 | 0 | 0 | 0 | 0 | 0 | 75 | 75 | 78 | 0 | 78 | 0 | 1 |  | 0 | 2 | 0 | 0 | 0 | 0 | 0 | 0 | 0 | 0 | 0 | 0 | 0 | 0 | 0 | 0 | 0 | 0 | 0 | 1 | 1 |  | 0 | 2 | 0 | 0 | 0 | 0 | 0 | 0 | 0 | 0 | 0 | 0 | 0 | 0 | 0 | 0 | 0 | 0 | 0 |  | 1 | 5 | 1 | 1 | 1 | 1 | 1 | 1 | 1 | 1 | 1 | 1
PG&E NGBA | Meridian | 60 | 0 | 0 | 0 | 0 | 0 | 0 | 0 | 0 | 0 | 0 | 0 | 0 | 0 | 0 | 0 | 0 | 0 | 0 | 0 | 0 |  | 0 | 0 | 0 | 0 | 0 | 0 | 0 | 0 | 0 | 0 | 0 | 0 | 0 | 0 | 0 | 0 | 0 | 0 | 0 | 0 | 1 |  | 0 | 0 | 0 | 0 | 0 | 0 | 0 | 0 | 0 | 0 | 0 | 0 | 0 | 0 | 0 | 0 | 0 | 0 | 0 |  | 1 | 1 | 1 | 1 | 1 | 1 | 1 | 1 | 1 | 1 | 1 | 0
PG&E KERN | Mesa (PGE) | 115 | 0 | 0 | 0 | 0 | 0 | 0 | 0 | 0 | 0 | 0 | 0 | 0 | 0 | 0 | 0 | 0 | 0 | 0 | 0 | 0 |  | 0 | 0 | 0 | 0 | 0 | 0 | 0 | 0 | 0 | 0 | 0 | 0 | 0 | 0 | 0 | 0 | 0 | 0 | 0 | 0 | 1 |  | 0 | 0 | 0 | 0 | 0 | 0 | 0 | 0 | 0 | 0 | 0 | 0 | 0 | 0 | 0 | 0 | 0 | 0 | 0 |  | 1 | 1 | 1 | 1 | 1 | 1 | 1 | 1 | 1 | 1 | 1 | 0
PG&E KERN | Mesa (PGE) | 230 | 0 | 0 | 0 | 0 | 0 | 0 | 0 | 0 | 0 | 0 | 0 | 0 | 0 | 0 | 0 | 0 | 0 | 0 | 150 | 1 |  | 0 | 0 | 0 | 0 | 0 | 0 | 0 | 0 | 0 | 0 | 0 | 0 | 0 | 0 | 0 | 0 | 0 | 0 | 0 | 0 | 0 |  | 0 | 0 | 0 | 0 | 0 | 0 | 0 | 0 | 0 | 0 | 0 | 0 | 0 | 0 | 0 | 0 | 0 | 0 | 0 |  | 1 | 1 | 1 | 1 | 1 | 1 | 1 | 1 | 1 | 1 | 1 | 0
SCE Metro | Mesa (SCE) | 230 | 0 | 0 | 0 | 0 | 0 | 0 | 0 | 0 | 0 | 0 | 0 | 1.92 | 0 | 0 | 0 | 0 | 0 | 0 | 0 | 1 |  | 0 | 0 | 0 | 0 | 0 | 0 | 0 | 0 | 0 | 0 | 0 | 0 | 0 | 0 | 0 | 0 | 0 | 0 | 0 | 0 | 0 |  | 0 | 0 | 0 | 0 | 0 | 0 | 0 | 0 | 0 | 0 | 0 | 0 | 0 | 0 | 0 | 0 | 0 | 0 | 0 |  | 1 | 1 | 1 | 1 | 1 | 1 | 1 | 1 | 1 | 1 | 1 | 0
SCE Metro | Mesa (SCE) | 500 | 0 | 0 | 0 | 0 | 0 | 0 | 0 | 0 | 0 | 0 | 0 | 0 | 0 | 0 | 0 | 0 | 200 | 200 | 0 | 1 |  | 0 | 0 | 0 | 0 | 0 | 0 | 0 | 0 | 0 | 0 | 0 | 0 | 0 | 0 | 0 | 0 | 0 | 0 | 0 | 0 | 0 |  | 0 | 0 | 0 | 0 | 0 | 0 | 0 | 0 | 0 | 0 | 0 | 0 | 0 | 0 | 0 | 0 | 0 | 0 | 0 |  | 1 | 1 | 1 | 1 | 1 | 1 | 1 | 1 | 1 | 1 | 1 | 0
SDGE | Mesa Heights | 69 | 0 | 0 | 0 | 0 | 0 | 0 | 0 | 0 | 0 | 0 | 0 | 0 | 0 | 0 | 0 | 0 | 0 | 0 | 0 | 0 |  | 0 | 0 | 0 | 0 | 0 | 0 | 0 | 0 | 0 | 0 | 0 | 0 | 0 | 0 | 0 | 0 | 0 | 0 | 0 | 0 | 1 |  | 0 | 0 | 0 | 0 | 0 | 0 | 0 | 0 | 0 | 0 | 0 | 0 | 0 | 0 | 0 | 0 | 0 | 0 | 0 |  | 1 | 1 | 1 | 1 | 1 | 1 | 1 | 1 | 1 | 1 | 1 | 0
PG&E GBA | Metcalf | 115 | 0 | 0 | 0 | 0 | 0 | 0 | 0 | 0 | 0 | 0 | 0 | 0 | 0 | 0 | 0 | 0 | 0 | 0 | 0 | 0 |  | 0 | 0 | 0 | 0 | 0 | 0 | 0 | 0 | 0 | 0 | 0 | 0 | 0 | 0 | 0 | 0 | 0 | 0 | 0 | 0 | 0 |  | 0 | 0 | 0 | 0 | 0 | 0 | 0 | 0 | 0 | 0 | 0 | 0 | 0 | 0 | 0 | 0 | 0 | 0 | 0 |  | 1 | 1 | 1 | 1 | 1 | 1 | 1 | 1 | 1 | 1 | 1 | 0
PG&E GBA | Metcalf | 230 | 0 | 0 | 0 | 0 | 0 | 0 | 0 | 0 | 0 | 0 | 0 | 0 | 0 | 0 | 0 | 0 | 0 | 0 | 0 | 0 |  | 0 | 0 | 0 | 0 | 0 | 0 | 0 | 0 | 0 | 0 | 0 | 0 | 0 | 0 | 0 | 0 | 251.08 | 251.08 | 0 | 1 | 0 |  | 0 | 0 | 0 | 0 | 0 | 0 | 0 | 0 | 0 | 0 | 0 | 0 | 0 | 0 | 0 | 0 | 2 | 2 | 0 |  | 1 | 1 | 1 | 1 | 1 | 1 | 1 | 1 | 4 | 4 | 1 | 1
PG&E GBA | Metcalf | 500 | 30 | 0 | 0 | 0 | 0 | 0 | 0 | 0 | 0 | 0 | 0 | 0 | 0 | 0 | 0 | 0 | 0 | 0 | 0 | 1 |  | 0 | 0 | 0 | 0 | 0 | 0 | 0 | 0 | 0 | 0 | 0 | 0 | 0 | 0 | 0 | 0 | 0 | 0 | 0 | 0 | 0 |  | 0 | 0 | 0 | 0 | 0 | 0 | 0 | 0 | 0 | 0 | 0 | 0 | 0 | 0 | 0 | 0 | 0 | 0 | 0 |  | 1 | 1 | 1 | 1 | 1 | 1 | 1 | 1 | 1 | 1 | 1 | 0
PG&E KERN | Midway | 115 | 0 | 0 | 0 | 0 | 0 | 0 | 0 | 0 | 0 | 0 | 0 | 0 | 0 | 0 | 0 | 0 | 0 | 0 | 0 | 0 |  | 0 | 0 | 0 | 0 | 0 | 0 | 0 | 0 | 0 | 0 | 0 | 0 | 205 | 180 | 385 | 0 | 60 | 60 | 0 | 1 | 0 |  | 0 | 0 | 0 | 0 | 0 | 0 | 0 | 0 | 0 | 0 | 0 | 0 | 2 | 2 | 2 | 0 | 2 | 2 | 0 |  | 1 | 1 | 1 | 1 | 1 | 1 | 4 | 1 | 4 | 4 | 1 | 1
PG&E KERN | Midway | 230 | 0 | 0 | 0 | 0 | 0 | 0 | 0 | 0 | 0 | 0 | 0 | 0 | 0 | 0 | 0 | 0 | 0 | 0 | 0 | 0 |  | 0 | 0 | 0 | 0 | 0 | 0 | 0 | 0 | 0 | 0 | 0 | 0 | 0 | 0 | 0 | 0 | 0 | 0 | 0 | 0 | 0 |  | 0 | 0 | 0 | 0 | 0 | 0 | 0 | 0 | 0 | 0 | 0 | 0 | 0 | 0 | 0 | 0 | 0 | 0 | 0 |  | 1 | 1 | 1 | 1 | 1 | 1 | 1 | 1 | 1 | 1 | 1 | 0
PG&E KERN | Midway | 500 | 0 | 0 | 0 | 0 | 0 | 0 | 0 | 0 | 0 | 0 | 0 | 0 | 0 | 0 | 0 | 0 | 0 | 0 | 0 | 0 |  | 0 | 0 | 0 | 0 | 0 | 0 | 0 | 0 | 0 | 0 | 0 | 0 | 450 | 1000 | 1450 | 0 | 425 | 425 | 0 | 1 | 0 |  | 0 | 0 | 0 | 0 | 0 | 0 | 0 | 0 | 0 | 0 | 0 | 0 | 2 | 2 | 2 | 0 | 2 | 2 | 0 |  | 1 | 1 | 1 | 1 | 1 | 1 | 4 | 1 | 4 | 4 | 1 | 1
SDGE | Miguel | 230 | 0 | 0 | 0 | 0 | 0 | 0 | 0 | 0 | 0 | 0 | 0 | 0 | 0 | 0 | 0 | 0 | 0 | 0 | 0 | 0 |  | 0 | 0 | 0 | 0 | 0 | 0 | 0 | 0 | 0 | 0 | 0 | 0 | 0 | 0 | 0 | 0 | 0 | 0 | 0 | 0 | 5 |  | 0 | 0 | 0 | 0 | 0 | 0 | 0 | 0 | 0 | 0 | 0 | 0 | 0 | 0 | 0 | 0 | 0 | 0 | 0 |  | 1 | 1 | 1 | 1 | 1 | 1 | 1 | 1 | 1 | 1 | 1 | 0
SDGE | Miguel | 500 | 0 | 0 | 0 | 0 | 0 | 0 | 0 | 0 | 0 | 0 | 0 | 0 | 0 | 0 | 0 | 0 | 0 | 0 | 0 | 0 |  | 0 | 0 | 0 | 0 | 0 | 0 | 0 | 0 | 0 | 0 | 0 | 0 | 0 | 0 | 0 | 0 | 0 | 0 | 0 | 0 | 5 |  | 0 | 0 | 0 | 0 | 0 | 0 | 0 | 0 | 0 | 0 | 0 | 0 | 0 | 0 | 0 | 0 | 0 | 0 | 0 |  | 1 | 1 | 1 | 1 | 1 | 1 | 1 | 1 | 1 | 1 | 1 | 0
SDGE | Miguel | 69 | 0 | 0 | 0 | 0 | 0 | 0 | 0 | 0 | 0 | 0 | 0 | 0 | 0 | 0 | 0 | 0 | 0 | 0 | 0 | 0 |  | 0 | 0 | 0 | 0 | 0 | 0 | 0 | 0 | 0 | 0 | 0 | 0 | 0 | 0 | 0 | 0 | 0 | 0 | 0 | 0 | 4 |  | 0 | 0 | 0 | 0 | 0 | 0 | 0 | 0 | 0 | 0 | 0 | 0 | 0 | 0 | 0 | 0 | 0 | 0 | 0 |  | 1 | 1 | 1 | 1 | 1 | 1 | 1 | 1 | 1 | 1 | 1 | 0
PG&E GBA | Millbrae | 115 | 0 | 0 | 0 | 0 | 0 | 0 | 0 | 0 | 0 | 0 | 0 | 0 | 0 | 0 | 0 | 0 | 3 | 3 | 0 | 1 |  | 0 | 0 | 0 | 0 | 0 | 0 | 0 | 0 | 0 | 0 | 0 | 3.5 | 0 | 0 | 0 | 0 | 0 | 0 | 0 | 1 | 1 |  | 0 | 0 | 0 | 0 | 0 | 0 | 0 | 0 | 0 | 0 | 0 | 2 | 0 | 0 | 0 | 0 | 0 | 0 | 0 |  | 1 | 1 | 1 | 1 | 1 | 5 | 1 | 1 | 1 | 1 | 1 | 1
PG&E GBA | Miller | 115 | 0 | 0 | 0 | 0 | 0 | 0 | 0 | 0 | 0 | 0 | 0 | 0 | 0 | 0 | 0 | 0 | 0 | 0 | 0 | 0 |  | 0 | 0 | 0 | 0 | 0 | 0 | 0 | 0 | 0 | 0 | 0 | 0 | 0 | 0 | 0 | 0 | 0 | 0 | 0 | 0 | 0 |  | 0 | 0 | 0 | 0 | 0 | 0 | 0 | 0 | 0 | 0 | 0 | 0 | 0 | 0 | 0 | 0 | 0 | 0 | 0 |  | 1 | 1 | 1 | 1 | 1 | 1 | 1 | 1 | 1 | 1 | 1 | 0
SCE Metro | Mira Loma | 230 | 0 | 0 | 0 | 0 | 0 | 0 | 0 | 0 | 0 | 0 | 0 | 0 | 0 | 0 | 0 | 42 | 200 | 242 | 0 | 1 |  | 0 | 0 | 0 | 0 | 0 | 0 | 0 | 0 | 0 | 0 | 0 | 0 | 0 | 0 | 0 | 0 | 100 | 100 | 0 | 1 | 0 |  | 0 | 0 | 0 | 0 | 0 | 0 | 0 | 0 | 0 | 0 | 0 | 0 | 0 | 0 | 0 | 0 | 0 | 0 | 0 |  | 1 | 1 | 1 | 1 | 1 | 1 | 1 | 1 | 1 | 1 | 1 | 0
SCE Metro | Mira Loma | 500 | 0 | 0 | 0 | 0 | 0 | 0 | 0 | 0 | 0 | 0 | 0 | 0 | 0 | 0 | 0 | 0 | 0 | 0 | 0 | 0 |  | 0 | 0 | 0 | 0 | 0 | 0 | 0 | 0 | 0 | 0 | 0 | 0 | 0 | 0 | 0 | 0 | 0 | 0 | 0 | 0 | 0 |  | 0 | 0 | 0 | 0 | 0 | 0 | 0 | 0 | 0 | 0 | 0 | 0 | 0 | 0 | 0 | 0 | 0 | 0 | 0 |  | 1 | 1 | 1 | 1 | 1 | 1 | 1 | 1 | 1 | 1 | 1 | 0
SCE Eastern | Mirage | 115 | 0 | 0 | 0 | 0 | 0 | 0 | 0 | 0 | 0 | 0 | 0 | 0 | 0 | 0 | 0 | 0 | 0 | 0 | 0 | 0 |  | 0 | 0 | 0 | 0 | 0 | 0 | 0 | 0 | 0 | 0 | 0 | 0 | 0 | 0 | 0 | 0 | 0 | 0 | 0 | 0 | 1 |  | 0 | 0 | 0 | 0 | 0 | 0 | 0 | 0 | 0 | 0 | 0 | 0 | 0 | 0 | 0 | 0 | 0 | 0 | 0 |  | 1 | 1 | 1 | 1 | 1 | 1 | 1 | 1 | 1 | 1 | 1 | 0
SCE Eastern | Mirage | 230 | 30 | 0 | 0 | 0 | 0 | 0 | 0 | 0 | 0 | 0 | 0 | 0 | 0 | 0 | 0 | 0 | 0 | 0 | 0 | 1 |  | 500 | 0 | 0 | 0 | 0 | 0 | 0 | 0 | 0 | 0 | 0 | 0 | 0 | 0 | 0 | 0 | 0 | 0 | 0 | 1 | 1 |  | 2 | 0 | 0 | 0 | 0 | 0 | 0 | 0 | 0 | 0 | 0 | 0 | 0 | 0 | 0 | 0 | 0 | 0 | 0 |  | 5 | 1 | 1 | 1 | 1 | 1 | 1 | 1 | 1 | 1 | 1 | 1
SDGE | Mission | 138 | 0 | 0 | 0 | 0 | 0 | 0 | 0 | 0 | 0 | 0 | 0 | 0 | 0 | 0 | 0 | 0 | 0 | 0 | 0 | 0 |  | 0 | 0 | 0 | 0 | 0 | 0 | 0 | 0 | 0 | 0 | 0 | 0 | 0 | 0 | 0 | 0 | 0 | 0 | 0 | 0 | 2 |  | 0 | 0 | 0 | 0 | 0 | 0 | 0 | 0 | 0 | 0 | 0 | 0 | 0 | 0 | 0 | 0 | 0 | 0 | 0 |  | 1 | 1 | 1 | 1 | 1 | 1 | 1 | 1 | 1 | 1 | 1 | 0
SDGE | Mission | 230 | 0 | 0 | 0 | 0 | 0 | 0 | 0 | 0 | 0 | 0 | 0 | 0 | 0 | 0 | 0 | 0 | 0 | 0 | 0 | 0 |  | 0 | 0 | 0 | 0 | 0 | 0 | 0 | 0 | 0 | 0 | 0 | 0 | 0 | 0 | 0 | 0 | 0 | 0 | 0 | 0 | 3 |  | 0 | 0 | 0 | 0 | 0 | 0 | 0 | 0 | 0 | 0 | 0 | 0 | 0 | 0 | 0 | 0 | 0 | 0 | 0 |  | 1 | 1 | 1 | 1 | 1 | 1 | 1 | 1 | 1 | 1 | 1 | 0
SDGE | Mission | 69 | 0 | 0 | 0 | 0 | 0 | 0 | 0 | 0 | 0 | 0 | 0 | 0 | 0 | 0 | 0 | 0 | 0 | 0 | 0 | 0 |  | 0 | 0 | 0 | 0 | 0 | 0 | 0 | 0 | 0 | 0 | 0 | 0 | 0 | 0 | 0 | 0 | 0 | 0 | 0 | 0 | 2 |  | 0 | 0 | 0 | 0 | 0 | 0 | 0 | 0 | 0 | 0 | 0 | 0 | 0 | 0 | 0 | 0 | 0 | 0 | 0 |  | 1 | 1 | 1 | 1 | 1 | 1 | 1 | 1 | 1 | 1 | 1 | 0
PG&E GBA | Mi-Wuk | 115 | 0 | 0 | 0 | 0 | 0 | 0 | 0 | 0 | 0 | 0 | 0 | 0 | 0 | 0 | 0 | 0 | 0 | 0 | 0 | 0 |  | 0 | 0 | 0 | 0 | 0 | 0 | 0 | 0 | 0 | 0 | 0 | 0 | 0 | 0 | 0 | 0 | 0 | 0 | 0 | 0 | 0 |  | 0 | 0 | 0 | 0 | 0 | 0 | 0 | 0 | 0 | 0 | 0 | 0 | 0 | 0 | 0 | 0 | 0 | 0 | 0 |  | 1 | 1 | 1 | 1 | 1 | 1 | 1 | 1 | 1 | 1 | 1 | 0
EOP | Mohave | 500 | 0 | 0 | 0 | 0 | 0 | 0 | 0 | 0 | 0 | 0 | 0 | 0 | 1165 | 587 | 1752 | 0 | 158 | 158 | 400 | 1 |  | 0 | 0 | 492 | 126.5 | 618.5 | 0 | 0 | 0 | 0 | 0 | 0 | 0 | 100 | 887 | 987 | 0 | 275 | 275 | 0 | 1 | 0 |  | 0 | 0 | 2 | 2 | 2 | 0 | 0 | 0 | 0 | 0 | 0 | 0 | 0 | 2 | 0 | 0 | 2 | 2 | 0 |  | 1 | 1 | 4 | 1 | 1 | 1 | 1 | 1 | 4 | 4 | 1 | 1
PG&E NGBA | Monroe | 115 | 0 | 0 | 0 | 0 | 0 | 0 | 0 | 0 | 0 | 0 | 0 | 0 | 0 | 0 | 0 | 0 | 0 | 0 | 0 | 0 |  | 0 | 0 | 0 | 0 | 0 | 0 | 0 | 0 | 0 | 0 | 0 | 0 | 0 | 0 | 0 | 0 | 0 | 0 | 0 | 0 | 1 |  | 0 | 0 | 0 | 0 | 0 | 0 | 0 | 0 | 0 | 0 | 0 | 0 | 0 | 0 | 0 | 0 | 0 | 0 | 0 |  | 1 | 1 | 1 | 1 | 1 | 1 | 1 | 1 | 1 | 1 | 1 | 0
SDGE | Monserate | 69 | 0 | 0 | 0 | 0 | 0 | 0 | 0 | 0 | 0 | 0 | 0 | 0 | 0 | 0 | 0 | 0 | 0 | 0 | 0 | 0 |  | 0 | 0 | 0 | 0 | 0 | 0 | 0 | 0 | 0 | 0 | 0 | 0 | 0 | 0 | 0 | 0 | 0 | 0 | 0 | 0 | 1 |  | 0 | 0 | 0 | 0 | 0 | 0 | 0 | 0 | 0 | 0 | 0 | 0 | 0 | 0 | 0 | 0 | 0 | 0 | 0 |  | 1 | 1 | 1 | 1 | 1 | 1 | 1 | 1 | 1 | 1 | 1 | 0
PG&E GBA | Monta Vista | 115 | 0 | 0 | 0 | 0 | 0 | 0 | 0 | 0 | 0 | 0 | 0 | 0 | 0 | 0 | 0 | 0 | 0 | 0 | 0 | 0 |  | 0 | 0 | 0 | 0 | 0 | 0 | 0 | 0 | 0 | 0 | 0 | 0 | 0 | 0 | 0 | 0 | 0 | 0 | 0 | 0 | 1 |  | 0 | 0 | 0 | 0 | 0 | 0 | 0 | 0 | 0 | 0 | 0 | 0 | 0 | 0 | 0 | 0 | 0 | 0 | 0 |  | 1 | 1 | 1 | 1 | 1 | 1 | 1 | 1 | 1 | 1 | 1 | 0
PG&E GBA | Monta Vista | 230 | 0 | 0 | 0 | 0 | 0 | 0 | 0 | 0 | 0 | 0 | 0 | 0 | 0 | 0 | 0 | 0 | 0 | 0 | 0 | 0 |  | 0 | 0 | 0 | 0 | 0 | 0 | 0 | 0 | 0 | 0 | 0 | 0 | 0 | 0 | 0 | 0 | 0 | 0 | 0 | 0 | 1 |  | 0 | 0 | 0 | 0 | 0 | 0 | 0 | 0 | 0 | 0 | 0 | 0 | 0 | 0 | 0 | 0 | 0 | 0 | 0 |  | 1 | 1 | 1 | 1 | 1 | 1 | 1 | 1 | 1 | 1 | 1 | 0
PG&E GBA | Monta Vista | 60 | 0 | 0 | 0 | 0 | 0 | 0 | 0 | 0 | 0 | 0 | 0 | 0 | 0 | 0 | 0 | 0 | 0 | 0 | 0 | 0 |  | 0 | 0 | 0 | 0 | 0 | 0 | 0 | 0 | 0 | 0 | 0 | 0 | 0 | 0 | 0 | 0 | 0 | 0 | 0 | 0 | 1 |  | 0 | 0 | 0 | 0 | 0 | 0 | 0 | 0 | 0 | 0 | 0 | 0 | 0 | 0 | 0 | 0 | 0 | 0 | 0 |  | 1 | 1 | 1 | 1 | 1 | 1 | 1 | 1 | 1 | 1 | 1 | 0
PG&E NGBA | Monticello | 115 | 0 | 0 | 0 | 0 | 0 | 0 | 0 | 0 | 0 | 0 | 0 | 0 | 0 | 0 | 0 | 0 | 0 | 0 | 0 | 0 |  | 0 | 0 | 0 | 0 | 0 | 0 | 0 | 0 | 0 | 0 | 0 | 0 | 0 | 0 | 0 | 0 | 0 | 0 | 0 | 0 | 2 |  | 0 | 0 | 0 | 0 | 0 | 0 | 0 | 0 | 0 | 0 | 0 | 0 | 0 | 0 | 0 | 0 | 0 | 0 | 0 |  | 1 | 1 | 1 | 1 | 1 | 1 | 1 | 1 | 1 | 1 | 1 | 0
SCE Northern | Moorpark | 230 | 0 | 0 | 0 | 0 | 0 | 0 | 0 | 0 | 0 | 0 | 0 | 0 | 0 | 0 | 0 | 350 | 0 | 350 | 0 | 1 |  | 0 | 0 | 0 | 0 | 0 | 0 | 0 | 0 | 0 | 0 | 0 | 0 | 0 | 0 | 0 | 0 | 150 | 150 | 0 | 1 | 0 |  | 0 | 0 | 0 | 0 | 0 | 0 | 0 | 0 | 0 | 0 | 0 | 0 | 0 | 0 | 0 | 0 | 2 | 0 | 0 |  | 1 | 1 | 1 | 1 | 1 | 1 | 1 | 1 | 4 | 1 | 1 | 1
SCE Northern | Moorpark | 66 | 0 | 0 | 0 | 0 | 0 | 0 | 0 | 0 | 0 | 0 | 0 | 0 | 0 | 0 | 0 | 0 | 0 | 0 | 0 | 0 |  | 0 | 0 | 0 | 0 | 0 | 0 | 0 | 0 | 0 | 0 | 0 | 0 | 0 | 0 | 0 | 0 | 0 | 0 | 0 | 0 | 0 |  | 0 | 0 | 0 | 0 | 0 | 0 | 0 | 0 | 0 | 0 | 0 | 0 | 0 | 0 | 0 | 0 | 0 | 0 | 0 |  | 1 | 1 | 1 | 1 | 1 | 1 | 1 | 1 | 1 | 1 | 1 | 0
PG&E GBA | Moraga | 115 | 0 | 0 | 0 | 0 | 0 | 0 | 0 | 0 | 0 | 0 | 0 | 0 | 0 | 0 | 0 | 0 | 0 | 0 | 0 | 0 |  | 0 | 0 | 0 | 0 | 0 | 0 | 0 | 0 | 0 | 0 | 0 | 0 | 0 | 0 | 0 | 0 | 0 | 0 | 0 | 0 | 1 |  | 0 | 0 | 0 | 0 | 0 | 0 | 0 | 0 | 0 | 0 | 0 | 0 | 0 | 0 | 0 | 0 | 0 | 0 | 0 |  | 1 | 1 | 1 | 1 | 1 | 1 | 1 | 1 | 1 | 1 | 1 | 0
PG&E GBA | Moraga | 230 | 0 | 0 | 0 | 0 | 0 | 0 | 0 | 0 | 0 | 0 | 0 | 0 | 0 | 0 | 0 | 0 | 0 | 0 | 0 | 0 |  | 0 | 0 | 0 | 0 | 0 | 0 | 0 | 0 | 0 | 0 | 0 | 0 | 0 | 0 | 0 | 0 | 0 | 0 | 0 | 0 | 1 |  | 0 | 0 | 0 | 0 | 0 | 0 | 0 | 0 | 0 | 0 | 0 | 0 | 0 | 0 | 0 | 0 | 0 | 0 | 0 |  | 1 | 1 | 1 | 1 | 1 | 1 | 1 | 1 | 1 | 1 | 1 | 0
PG&E GBA | Morgan Hill | 115 | 0 | 0 | 0 | 0 | 0 | 0 | 0 | 0 | 0 | 0 | 0 | 0 | 0 | 0 | 0 | 0 | 0 | 0 | 0 | 0 |  | 0 | 0 | 0 | 0 | 0 | 0 | 0 | 0 | 0 | 0 | 0 | 0 | 0 | 0 | 0 | 0 | 0 | 0 | 0 | 0 | 1 |  | 0 | 0 | 0 | 0 | 0 | 0 | 0 | 0 | 0 | 0 | 0 | 0 | 0 | 0 | 0 | 0 | 0 | 0 | 0 |  | 1 | 1 | 1 | 1 | 1 | 1 | 1 | 1 | 1 | 1 | 1 | 0
PG&E KERN | Morro Bay | 115 | 0 | 0 | 0 | 0 | 0 | 0 | 0 | 0 | 0 | 0 | 0 | 0 | 0 | 90 | 90 | 0 | 0 | 0 | 0 | 1 |  | 0 | 0 | 0 | 0 | 0 | 0 | 0 | 0 | 0 | 0 | 0 | 0 | 0 | 0 | 0 | 0 | 0 | 0 | 0 | 0 | 1 |  | 0 | 0 | 0 | 0 | 0 | 0 | 0 | 0 | 0 | 0 | 0 | 0 | 0 | 0 | 0 | 0 | 0 | 0 | 0 |  | 1 | 1 | 1 | 1 | 1 | 1 | 1 | 1 | 1 | 1 | 1 | 0
PG&E KERN | Morro Bay | 230 | 0 | 0 | 0 | 0 | 0 | 0 | 0 | 0 | 0 | 0 | 0 | 0 | 0 | 0 | 0 | 0 | 0 | 0 | 0 | 0 |  | 0 | 0 | 0 | 0 | 0 | 0 | 0 | 0 | 0 | 0 | 0 | 0 | 0 | 0 | 0 | 0 | 0 | 0 | 0 | 0 | 0 |  | 0 | 0 | 0 | 0 | 0 | 0 | 0 | 0 | 0 | 0 | 0 | 0 | 0 | 0 | 0 | 0 | 0 | 0 | 0 |  | 1 | 1 | 1 | 1 | 1 | 1 | 1 | 1 | 1 | 1 | 1 | 0
PG&E KERN | Morro Bay | 500 | 0 | 0 | 0 | 0 | 0 | 0 | 0 | 0 | 0 | 0 | 0 | 0 | 60 | 0 | 60 | 0 | 0 | 0 | 0 | 1 |  | 0 | 0 | 0 | 0 | 0 | 0 | 0 | 0 | 0 | 0 | 0 | 0 | 0 | 0 | 0 | 0 | 0 | 0 | 0 | 0 | 0 |  | 0 | 0 | 0 | 0 | 0 | 0 | 0 | 0 | 0 | 0 | 0 | 0 | 0 | 0 | 0 | 0 | 0 | 0 | 0 |  | 1 | 1 | 1 | 1 | 1 | 1 | 1 | 1 | 1 | 1 | 1 | 0
PG&E GBA | Moss Landing | 115 | 0 | 0 | 0 | 0 | 0 | 0 | 0 | 0 | 0 | 0 | 0 | 0 | 0 | 0 | 0 | 0 | 0 | 0 | 0 | 0 |  | 0 | 0 | 0 | 0 | 0 | 0 | 0 | 0 | 0 | 0 | 0 | 0 | 0 | 0 | 0 | 0 | 0 | 0 | 0 | 0 | 0 |  | 0 | 0 | 0 | 0 | 0 | 0 | 0 | 0 | 0 | 0 | 0 | 0 | 0 | 0 | 0 | 0 | 0 | 0 | 0 |  | 1 | 1 | 1 | 1 | 1 | 1 | 1 | 1 | 1 | 1 | 1 | 0
PG&E GBA | Moss Landing | 230 | 0 | 0 | 0 | 0 | 0 | 0 | 0 | 0 | 0 | 0 | 0 | 0 | 0 | 0 | 0 | 0 | 0 | 0 | 0 | 0 |  | 0 | 0 | 0 | 0 | 0 | 0 | 0 | 0 | 0 | 0 | 0 | 0 | 0 | 0 | 0 | 0 | 0 | 0 | 0 | 0 | 0 |  | 0 | 0 | 0 | 0 | 0 | 0 | 0 | 0 | 0 | 0 | 0 | 0 | 0 | 0 | 0 | 0 | 0 | 0 | 0 |  | 1 | 1 | 1 | 1 | 1 | 1 | 1 | 1 | 1 | 1 | 1 | 0
PG&E GBA | Moss Landing | 500 | 0 | 0 | 0 | 0 | 0 | 0 | 0 | 0 | 0 | 0 | 0 | 0 | 0 | 0 | 0 | 0 | 0 | 0 | 0 | 0 |  | 0 | 0 | 0 | 0 | 0 | 0 | 0 | 0 | 0 | 0 | 0 | 0 | 0 | 0 | 0 | 0 | 400 | 400 | 0 | 1 | 0 |  | 0 | 0 | 0 | 0 | 0 | 0 | 0 | 0 | 0 | 0 | 0 | 0 | 0 | 0 | 0 | 0 | 2 | 2 | 0 |  | 1 | 1 | 1 | 1 | 1 | 1 | 1 | 1 | 4 | 4 | 1 | 1
EOP | Mountain Pass | 115 | 0 | 0 | 0 | 0 | 0 | 0 | 0 | 0 | 0 | 0 | 0 | 0 | 0 | 0 | 0 | 0 | 0 | 0 | 0 | 0 |  | 0 | 0 | 0 | 0 | 0 | 0 | 0 | 0 | 0 | 0 | 0 | 0 | 0 | 0 | 0 | 0 | 0 | 0 | 0 | 0 | 1 |  | 0 | 0 | 0 | 0 | 0 | 0 | 0 | 0 | 0 | 0 | 0 | 0 | 0 | 0 | 0 | 0 | 0 | 0 | 0 |  | 1 | 1 | 1 | 1 | 1 | 1 | 1 | 1 | 1 | 1 | 1 | 0
PG&E GBA | Mountain View | 115 | 0 | 0 | 0 | 0 | 0 | 0 | 0 | 0 | 0 | 0 | 0 | 0 | 0 | 0 | 0 | 0 | 0 | 0 | 0 | 0 |  | 0 | 0 | 0 | 0 | 0 | 0 | 0 | 0 | 0 | 0 | 0 | 0 | 0 | 0 | 0 | 0 | 0 | 0 | 0 | 0 | 1 |  | 0 | 0 | 0 | 0 | 0 | 0 | 0 | 0 | 0 | 0 | 0 | 0 | 0 | 0 | 0 | 0 | 0 | 0 | 0 |  | 1 | 1 | 1 | 1 | 1 | 1 | 1 | 1 | 1 | 1 | 1 | 0
PG&E GBA | Mt Eden | 115 | 0 | 0 | 0 | 0 | 0 | 0 | 0 | 0 | 0 | 0 | 0 | 0 | 0 | 0 | 0 | 0 | 0 | 0 | 0 | 0 |  | 0 | 0 | 0 | 0 | 0 | 0 | 0 | 0 | 0 | 0 | 0 | 0 | 0 | 0 | 0 | 0 | 0 | 0 | 0 | 0 | 1 |  | 0 | 0 | 0 | 0 | 0 | 0 | 0 | 0 | 0 | 0 | 0 | 0 | 0 | 0 | 0 | 0 | 0 | 0 | 0 |  | 1 | 1 | 1 | 1 | 1 | 1 | 1 | 1 | 1 | 1 | 1 | 0
PG&E KERN | Mt Poso | 115 | 0 | 0 | 0 | 0 | 0 | 0 | 0 | 0 | 0 | 0 | 0 | 0 | 0 | 0 | 0 | 0 | 0 | 0 | 0 | 0 |  | 0 | 0 | 0 | 0 | 0 | 0 | 0 | 0 | 0 | 0 | 0 | 0 | 0 | 0 | 0 | 0 | 0 | 0 | 0 | 0 | 0 |  | 0 | 0 | 0 | 0 | 0 | 0 | 0 | 0 | 0 | 0 | 0 | 0 | 0 | 0 | 0 | 0 | 0 | 0 | 0 |  | 1 | 1 | 1 | 1 | 1 | 1 | 1 | 1 | 1 | 1 | 1 | 0
SDGE | Murray | 69 | 0 | 0 | 0 | 0 | 0 | 0 | 0 | 0 | 0 | 0 | 0 | 0 | 0 | 0 | 0 | 0 | 0 | 0 | 0 | 0 |  | 0 | 0 | 0 | 0 | 0 | 0 | 0 | 0 | 0 | 0 | 0 | 0 | 0 | 0 | 0 | 0 | 0 | 0 | 0 | 0 | 2 |  | 0 | 0 | 0 | 0 | 0 | 0 | 0 | 0 | 0 | 0 | 0 | 0 | 0 | 0 | 0 | 0 | 0 | 0 | 0 |  | 1 | 1 | 1 | 1 | 1 | 1 | 1 | 1 | 1 | 1 | 1 | 0
PG&E FRESNO | Mustang | 230 | 0 | 0 | 0 | 0 | 0 | 0 | 0 | 0 | 0 | 0 | 0 | 0 | 0 | 0 | 0 | 0 | 0 | 0 | 0 | 0 |  | 0 | 0 | 0 | 0 | 0 | 0 | 0 | 0 | 0 | 0 | 0 | 0 | 125 | 425 | 550 | 0 | 150 | 150 | 0 | 1 | 1 |  | 0 | 0 | 0 | 0 | 0 | 0 | 0 | 0 | 0 | 0 | 0 | 0 | 2 | 2 | 2 | 0 | 2 | 2 | 0 |  | 1 | 1 | 1 | 1 | 1 | 1 | 5 | 1 | 5 | 5 | 1 | 1
SCE Northern | Neenach | 66 | 0 | 0 | 0 | 0 | 0 | 0 | 0 | 0 | 0 | 0 | 0 | 0 | 0 | 0 | 0 | 0 | 0 | 0 | 0 | 0 |  | 0 | 0 | 0 | 0 | 0 | 0 | 0 | 0 | 0 | 0 | 0 | 0 | 0 | 0 | 0 | 0 | 0 | 0 | 0 | 0 | 0 |  | 0 | 0 | 0 | 0 | 0 | 0 | 0 | 0 | 0 | 0 | 0 | 0 | 0 | 0 | 0 | 0 | 0 | 0 | 0 |  | 1 | 1 | 1 | 1 | 1 | 1 | 1 | 1 | 1 | 1 | 1 | 0
PG&E KERN | New Sub - Gates - Midway (Proposed) | 230 | 0 | 0 | 0 | 0 | 0 | 0 | 0 | 0 | 0 | 0 | 0 | 0 | 890 | 920 | 1810 | 238.5 | 0 | 238.5 | 0 | 1 |  | 0 | 0 | 0 | 0 | 0 | 0 | 0 | 0 | 0 | 0 | 0 | 0 | 300 | 400 | 700 | 0 | 200 | 200 | 0 | 1 | 0 |  | 0 | 0 | 0 | 0 | 0 | 0 | 0 | 0 | 0 | 0 | 0 | 0 | 0 | 0 | 0 | 0 | 2 | 0 | 0 |  | 1 | 1 | 1 | 1 | 1 | 1 | 1 | 1 | 4 | 1 | 1 | 1
PG&E KERN | New Sub - Gates - Templeton (Proposed) | 230 | 0 | 0 | 0 | 0 | 0 | 0 | 0 | 0 | 0 | 0 | 0 | 0 | 0 | 240 | 240 | 0 | 0 | 0 | 0 | 1 |  | 0 | 0 | 0 | 0 | 0 | 0 | 0 | 0 | 0 | 0 | 0 | 0 | 50 | 250 | 300 | 0 | 85 | 85 | 0 | 1 | 1 |  | 0 | 0 | 0 | 0 | 0 | 0 | 0 | 0 | 0 | 0 | 0 | 0 | 2 | 0 | 1 | 0 | 2 | 2 | 0 |  | 1 | 1 | 1 | 1 | 1 | 1 | 5 | 1 | 5 | 5 | 1 | 1
SCE NOL | New Sub - Kramer - Lugo (Proposed) | 230 | 0 | 0 | 0 | 0 | 0 | 0 | 0 | 0 | 0 | 0 | 0 | 0 | 0 | 0 | 0 | 0 | 0 | 0 | 0 | 0 |  | 0 | 0 | 0 | 0 | 0 | 0 | 0 | 0 | 0 | 0 | 0 | 0 | 0 | 0 | 0 | 0 | 0 | 0 | 0 | 0 | 3 |  | 0 | 0 | 0 | 0 | 0 | 0 | 0 | 0 | 0 | 0 | 0 | 0 | 0 | 0 | 0 | 0 | 0 | 0 | 0 |  | 1 | 1 | 1 | 1 | 1 | 1 | 1 | 1 | 1 | 1 | 1 | 0
PG&E FRESNO | New Sub - Los Banos - Midway (Proposed) | 500 | 0 | 0 | 0 | 0 | 0 | 0 | 0 | 0 | 0 | 0 | 0 | 0 | 0 | 0 | 0 | 0 | 0 | 0 | 0 | 0 |  | 0 | 0 | 0 | 0 | 0 | 0 | 0 | 0 | 0 | 0 | 0 | 0 | 700 | 700 | 1400 | 0 | 300 | 300 | 0 | 1 | 0 |  | 0 | 0 | 0 | 0 | 0 | 0 | 0 | 0 | 0 | 0 | 0 | 0 | 2 | 2 | 2 | 0 | 2 | 2 | 0 |  | 1 | 1 | 1 | 1 | 1 | 1 | 4 | 1 | 4 | 4 | 1 | 1
SCE NOL | New Sub - Lugo - Pisgah (Proposed) | 230 | 0 | 0 | 0 | 0 | 0 | 0 | 0 | 0 | 0 | 0 | 0 | 0 | 0 | 0 | 0 | 0 | 0 | 0 | 0 | 0 |  | 0 | 0 | 150 | 0 | 150 | 0 | 0 | 0 | 0 | 0 | 0 | 0 | 0 | 0 | 0 | 0 | 0 | 0 | 0 | 1 | 1 |  | 0 | 0 | 2 | 0 | 2 | 0 | 0 | 0 | 0 | 0 | 0 | 0 | 0 | 0 | 0 | 0 | 0 | 0 | 0 |  | 1 | 1 | 5 | 1 | 1 | 1 | 1 | 1 | 1 | 1 | 1 | 1
PG&E KERN | New Sub - Midway - Wheeler Ridge (Proposed) | 230 | 0 | 0 | 0 | 0 | 0 | 0 | 0 | 0 | 0 | 0 | 0 | 0 | 890 | 475 | 1365 | 0 | 0 | 0 | 0 | 1 |  | 0 | 0 | 0 | 0 | 0 | 0 | 0 | 0 | 0 | 0 | 0 | 0 | 150 | 150 | 300 | 0 | 0 | 0 | 0 | 1 | 0 |  | 0 | 0 | 0 | 0 | 0 | 0 | 0 | 0 | 0 | 0 | 0 | 0 | 0 | 0 | 0 | 0 | 0 | 0 | 0 |  | 1 | 1 | 1 | 1 | 1 | 1 | 1 | 1 | 1 | 1 | 1 | 0
PG&E NGBA | New Sub - Near existing Leavitt (PSREC) | 345 | 180 | 0 | 110 | 0 | 110 | 0 | 0 | 0 | 0 | 0 | 0 | 0 | 0 | 0 | 0 | 0 | 0 | 0 | 0 | 1 |  | 0 | 0 | 300 | 0 | 300 | 0 | 0 | 0 | 0 | 0 | 0 | 0 | 0 | 0 | 0 | 0 | 0 | 0 | 0 | 1 | 0 |  | 0 | 0 | 2 | 0 | 2 | 0 | 0 | 0 | 0 | 0 | 0 | 0 | 0 | 0 | 0 | 0 | 0 | 0 | 0 |  | 1 | 1 | 4 | 1 | 1 | 1 | 1 | 1 | 1 | 1 | 1 | 1
PG&E NGBA | New Sub - Near existing Madeline (NVE) | 345 | 0 | 0 | 0 | 0 | 0 | 0 | 0 | 0 | 0 | 0 | 0 | 0 | 0 | 0 | 0 | 0 | 0 | 0 | 0 | 0 |  | 0 | 0 | 700 | 0 | 700 | 0 | 0 | 0 | 0 | 0 | 0 | 0 | 0 | 0 | 0 | 0 | 0 | 0 | 0 | 1 | 0 |  | 0 | 0 | 2 | 0 | 2 | 0 | 0 | 0 | 0 | 0 | 0 | 0 | 0 | 0 | 0 | 0 | 0 | 0 | 0 |  | 1 | 1 | 4 | 1 | 1 | 1 | 1 | 1 | 1 | 1 | 1 | 1
SDGE | New Sub - North Gila - IV (Proposed) | 500 | 0 | 0 | 0 | 0 | 0 | 0 | 0 | 0 | 0 | 0 | 0 | 0 | 0 | 0 | 0 | 0 | 0 | 0 | 0 | 0 |  | 0 | 0 | 0 | 0 | 0 | 0 | 0 | 0 | 0 | 0 | 0 | 0 | 150 | 400 | 550 | 0 | 165 | 165 | 0 | 1 | 4 |  | 0 | 0 | 0 | 0 | 0 | 0 | 0 | 0 | 0 | 0 | 0 | 0 | 2 | 2 | 2 | 0 | 2 | 2 | 0 |  | 1 | 1 | 1 | 1 | 1 | 1 | 5 | 1 | 5 | 5 | 1 | 1
PG&E NGBA | New Sub - Pit 1 - Cottonwood (Proposed) | 230 | 0 | 0 | 0 | 0 | 0 | 0 | 0 | 0 | 0 | 0 | 0 | 0 | 0 | 0 | 0 | 0 | 0 | 0 | 0 | 0 |  | 0 | 0 | 200 | 6 | 206 | 0 | 0 | 0 | 0 | 0 | 0 | 0 | 0 | 0 | 0 | 0 | 0 | 0 | 0 | 1 | 0 |  | 0 | 0 | 2 | 2 | 2 | 0 | 0 | 0 | 0 | 0 | 0 | 0 | 0 | 0 | 0 | 0 | 0 | 0 | 0 |  | 1 | 1 | 4 | 1 | 1 | 1 | 1 | 1 | 1 | 1 | 1 | 1
PG&E GBA | New Sub - Rancho Seco - Bellota (Proposed) | 230 | 0 | 0 | 0 | 0 | 0 | 0 | 0 | 0 | 0 | 0 | 0 | 0 | 0 | 0 | 0 | 0 | 0 | 0 | 0 | 0 |  | 0 | 0 | 0 | 0 | 0 | 0 | 0 | 0 | 0 | 0 | 0 | 0 | 52 | 200 | 252 | 0 | 40 | 40 | 0 | 1 | 0 |  | 0 | 0 | 0 | 0 | 0 | 0 | 0 | 0 | 0 | 0 | 0 | 0 | 2 | 2 | 2 | 0 | 2 | 2 | 0 |  | 1 | 1 | 1 | 1 | 1 | 1 | 4 | 1 | 4 | 4 | 1 | 1
SDGE | New Sub - Suncrest - Ocotillo (Proposed) | 500 | 0 | 0 | 280 | 0 | 280 | 0 | 0 | 0 | 0 | 0 | 0 | 0 | 0 | 0 | 0 | 0 | 0 | 0 | 0 | 1 |  | 0 | 0 | 300 | 100 | 400 | 0 | 0 | 0 | 0 | 0 | 0 | 0 | 0 | 0 | 0 | 0 | 0 | 0 | 0 | 1 | 4 |  | 0 | 0 | 0 | 2 | 1 | 0 | 0 | 0 | 0 | 0 | 0 | 0 | 0 | 0 | 0 | 0 | 0 | 0 | 0 |  | 1 | 1 | 3 | 1 | 1 | 1 | 1 | 1 | 1 | 1 | 1 | 1
PG&E FRESNO | New Sub - Westley - Quinto (Proposed) | 230 | 80 | 0 | 0 | 0 | 0 | 0 | 0 | 0 | 0 | 0 | 0 | 0 | 175 | 0 | 175 | 0 | 0 | 0 | 0 | 1 |  | 0 | 0 | 0 | 0 | 0 | 0 | 0 | 0 | 0 | 0 | 0 | 0 | 0 | 0 | 0 | 0 | 0 | 0 | 0 | 0 | 1 |  | 0 | 0 | 0 | 0 | 0 | 0 | 0 | 0 | 0 | 0 | 0 | 0 | 0 | 0 | 0 | 0 | 0 | 0 | 0 |  | 1 | 1 | 1 | 1 | 1 | 1 | 1 | 1 | 1 | 1 | 1 | 0
PG&E GBA | Newark | 115 | 0 | 0 | 0 | 0 | 0 | 0 | 0 | 0 | 0 | 0 | 0 | 0 | 0 | 0 | 0 | 0 | 0 | 0 | 0 | 0 |  | 0 | 0 | 0 | 0 | 0 | 0 | 0 | 0 | 0 | 0 | 0 | 0 | 0 | 0 | 0 | 0 | 0 | 0 | 0 | 0 | 0 |  | 0 | 0 | 0 | 0 | 0 | 0 | 0 | 0 | 0 | 0 | 0 | 0 | 0 | 0 | 0 | 0 | 0 | 0 | 0 |  | 1 | 1 | 1 | 1 | 1 | 1 | 1 | 1 | 1 | 1 | 1 | 0
PG&E GBA | Newark | 230 | 0 | 0 | 0 | 0 | 0 | 0 | 0 | 0 | 0 | 0 | 0 | 0 | 0 | 0 | 0 | 0 | 0 | 0 | 0 | 0 |  | 0 | 0 | 0 | 0 | 0 | 0 | 0 | 0 | 0 | 0 | 0 | 0 | 0 | 0 | 0 | 0 | 0 | 0 | 0 | 0 | 0 |  | 0 | 0 | 0 | 0 | 0 | 0 | 0 | 0 | 0 | 0 | 0 | 0 | 0 | 0 | 0 | 0 | 0 | 0 | 0 |  | 1 | 1 | 1 | 1 | 1 | 1 | 1 | 1 | 1 | 1 | 1 | 0
PG&E GBA | Newark | 60 | 0 | 0 | 0 | 0 | 0 | 0 | 0 | 0 | 0 | 0 | 0 | 0 | 0 | 0 | 0 | 0 | 0 | 0 | 0 | 0 |  | 0 | 0 | 0 | 0 | 0 | 0 | 0 | 0 | 0 | 0 | 0 | 2.5 | 0 | 0 | 0 | 0 | 0 | 0 | 0 | 1 | 0 |  | 0 | 0 | 0 | 0 | 0 | 0 | 0 | 0 | 0 | 0 | 0 | 2 | 0 | 0 | 0 | 0 | 0 | 0 | 0 |  | 1 | 1 | 1 | 1 | 1 | 4 | 1 | 1 | 1 | 1 | 1 | 1
PG&E FRESNO | Newhall | 115 | 0 | 0 | 0 | 0 | 0 | 0 | 0 | 0 | 0 | 0 | 0 | 0 | 0 | 0 | 0 | 0 | 0 | 0 | 0 | 0 |  | 0 | 0 | 0 | 0 | 0 | 0 | 0 | 0 | 0 | 0 | 0 | 0 | 0 | 0 | 0 | 0 | 0 | 0 | 0 | 0 | 1 |  | 0 | 0 | 0 | 0 | 0 | 0 | 0 | 0 | 0 | 0 | 0 | 0 | 0 | 0 | 0 | 0 | 0 | 0 | 0 |  | 1 | 1 | 1 | 1 | 1 | 1 | 1 | 1 | 1 | 1 | 1 | 0
PG&E KERN | Norco | 115 | 0 | 0 | 0 | 0 | 0 | 0 | 0 | 0 | 0 | 0 | 0 | 0 | 0 | 0 | 0 | 0 | 0 | 0 | 0 | 0 |  | 0 | 0.8 | 0 | 0 | 0 | 0 | 0 | 0 | 0 | 0 | 0 | 0 | 0 | 0 | 0 | 0 | 0 | 0 | 0 | 1 | 0 |  | 0 | 2 | 0 | 0 | 0 | 0 | 0 | 0 | 0 | 0 | 0 | 0 | 0 | 0 | 0 | 0 | 0 | 0 | 0 |  | 1 | 4 | 1 | 1 | 1 | 1 | 1 | 1 | 1 | 1 | 1 | 1
PG&E GBA | Nortech | 115 | 0 | 0 | 0 | 0 | 0 | 0 | 0 | 0 | 0 | 0 | 0 | 0 | 0 | 0 | 0 | 0 | 0 | 0 | 0 | 0 |  | 0 | 0 | 0 | 0 | 0 | 0 | 0 | 0 | 0 | 0 | 0 | 0 | 0 | 0 | 0 | 0 | 0 | 0 | 0 | 0 | 1 |  | 0 | 0 | 0 | 0 | 0 | 0 | 0 | 0 | 0 | 0 | 0 | 0 | 0 | 0 | 0 | 0 | 0 | 0 | 0 |  | 1 | 1 | 1 | 1 | 1 | 1 | 1 | 1 | 1 | 1 | 1 | 0
SDGE | North City Metering | 138 | 0 | 0 | 0 | 0 | 0 | 0 | 0 | 0 | 0 | 0 | 0 | 0 | 0 | 0 | 0 | 0 | 0 | 0 | 0 | 0 |  | 0 | 0 | 0 | 0 | 0 | 0 | 0 | 0 | 0 | 0 | 0 | 0 | 0 | 0 | 0 | 0 | 0 | 0 | 0 | 0 | 3 |  | 0 | 0 | 0 | 0 | 0 | 0 | 0 | 0 | 0 | 0 | 0 | 0 | 0 | 0 | 0 | 0 | 0 | 0 | 0 |  | 1 | 1 | 1 | 1 | 1 | 1 | 1 | 1 | 1 | 1 | 1 | 0
PG&E GBA | North Dublin | 230 | 0 | 0 | 0 | 0 | 0 | 0 | 0 | 0 | 0 | 0 | 0 | 0 | 0 | 0 | 0 | 0 | 0 | 0 | 0 | 0 |  | 0 | 0 | 0 | 0 | 0 | 0 | 0 | 0 | 0 | 0 | 0 | 0 | 0 | 0 | 0 | 0 | 0 | 0 | 0 | 0 | 0 |  | 0 | 0 | 0 | 0 | 0 | 0 | 0 | 0 | 0 | 0 | 0 | 0 | 0 | 0 | 0 | 0 | 0 | 0 | 0 |  | 1 | 1 | 1 | 1 | 1 | 1 | 1 | 1 | 1 | 1 | 1 | 0
SDGE | North Gila | 500 | 0 | 0 | 0 | 0 | 0 | 0 | 0 | 0 | 0 | 0 | 0 | 0 | 1520 | 1410 | 2930 | 0 | 118.7 | 118.7 | 0 | 1 |  | 0 | 0 | 0 | 0 | 0 | 0 | 0 | 0 | 0 | 0 | 0 | 0 | 0 | 0 | 0 | 0 | 0 | 0 | 0 | 0 | 3 |  | 0 | 0 | 0 | 0 | 0 | 0 | 0 | 0 | 0 | 0 | 0 | 0 | 0 | 0 | 0 | 0 | 0 | 0 | 0 |  | 1 | 1 | 1 | 1 | 1 | 1 | 1 | 1 | 1 | 1 | 1 | 0
SCE Metro | North of SONGS | 230 | 0 | 0 | 0 | 0 | 0 | 0 | 0 | 0 | 0 | 0 | 0 | 0 | 0 | 0 | 0 | 0 | 0 | 0 | 0 | 0 |  | 0 | 0 | 0 | 0 | 0 | 0 | 0 | 0 | 0 | 0 | 0 | 0 | 0 | 0 | 0 | 0 | 0 | 0 | 0 | 0 | 0 |  | 0 | 0 | 0 | 0 | 0 | 0 | 0 | 0 | 0 | 0 | 0 | 0 | 0 | 0 | 0 | 0 | 0 | 0 | 0 |  | 1 | 1 | 1 | 1 | 1 | 1 | 1 | 1 | 1 | 1 | 1 | 0
SCE Metro | North of SONGS | 500 | 0 | 0 | 0 | 0 | 0 | 0 | 0 | 0 | 0 | 0 | 0 | 0 | 0 | 0 | 0 | 0 | 400 | 400 | 0 | 1 |  | 0 | 0 | 0 | 0 | 0 | 0 | 0 | 0 | 0 | 0 | 0 | 0 | 0 | 0 | 0 | 0 | 0 | 0 | 0 | 0 | 0 |  | 0 | 0 | 0 | 0 | 0 | 0 | 0 | 0 | 0 | 0 | 0 | 0 | 0 | 0 | 0 | 0 | 0 | 0 | 0 |  | 1 | 1 | 1 | 1 | 1 | 1 | 1 | 1 | 1 | 1 | 1 | 0
PG&E NGBA | Notre Dame | 115 | 0 | 0 | 0 | 0 | 0 | 0 | 0 | 0 | 0 | 0 | 0 | 0 | 0 | 0 | 0 | 0 | 0 | 0 | 0 | 0 |  | 0 | 0 | 0 | 0 | 0 | 0 | 0 | 0 | 0 | 0 | 0 | 0 | 0 | 0 | 0 | 0 | 0 | 0 | 0 | 0 | 0 |  | 0 | 0 | 0 | 0 | 0 | 0 | 0 | 0 | 0 | 0 | 0 | 0 | 0 | 0 | 0 | 0 | 0 | 0 | 0 |  | 1 | 1 | 1 | 1 | 1 | 1 | 1 | 1 | 1 | 1 | 1 | 0
PG&E GBA | Oakland C | 115 | 0 | 0 | 0 | 0 | 0 | 0 | 0 | 0 | 0 | 0 | 0 | 0 | 0 | 40 | 40 | 0 | 0 | 0 | 0 | 1 |  | 0 | 0 | 0 | 0 | 0 | 0 | 0 | 0 | 0 | 0 | 0 | 0 | 0 | 0 | 0 | 0 | 0 | 0 | 0 | 0 | 2 |  | 0 | 0 | 0 | 0 | 0 | 0 | 0 | 0 | 0 | 0 | 0 | 0 | 0 | 0 | 0 | 0 | 0 | 0 | 0 |  | 1 | 1 | 1 | 1 | 1 | 1 | 1 | 1 | 1 | 1 | 1 | 0
PG&E GBA | Oakland J | 115 | 0 | 0 | 0 | 0 | 0 | 0 | 0 | 0 | 0 | 0 | 0 | 0 | 0 | 50 | 50 | 0 | 0 | 0 | 0 | 1 |  | 0 | 0 | 0 | 0 | 0 | 0 | 0 | 0 | 0 | 0 | 0 | 0 | 0 | 0 | 0 | 0 | 0 | 0 | 0 | 0 | 1 |  | 0 | 0 | 0 | 0 | 0 | 0 | 0 | 0 | 0 | 0 | 0 | 0 | 0 | 0 | 0 | 0 | 0 | 0 | 0 |  | 1 | 1 | 1 | 1 | 1 | 1 | 1 | 1 | 1 | 1 | 1 | 0
PG&E GBA | Oakland L | 115 | 0 | 0 | 0 | 0 | 0 | 0 | 0 | 0 | 0 | 0 | 0 | 0 | 0 | 0 | 0 | 0 | 0 | 0 | 0 | 0 |  | 0 | 0 | 0 | 0 | 0 | 0 | 0 | 0 | 0 | 0 | 0 | 0 | 0 | 0 | 0 | 0 | 0 | 0 | 0 | 0 | 1 |  | 0 | 0 | 0 | 0 | 0 | 0 | 0 | 0 | 0 | 0 | 0 | 0 | 0 | 0 | 0 | 0 | 0 | 0 | 0 |  | 1 | 1 | 1 | 1 | 1 | 1 | 1 | 1 | 1 | 1 | 1 | 0
PG&E GBA | Oakland X | 115 | 0 | 0 | 0 | 0 | 0 | 0 | 0 | 0 | 0 | 0 | 0 | 0 | 0 | 70 | 70 | 0 | 0 | 0 | 0 | 1 |  | 0 | 0 | 0 | 0 | 0 | 0 | 0 | 0 | 0 | 0 | 0 | 0 | 0 | 0 | 0 | 0 | 0 | 0 | 0 | 0 | 1 |  | 0 | 0 | 0 | 0 | 0 | 0 | 0 | 0 | 0 | 0 | 0 | 0 | 0 | 0 | 0 | 0 | 0 | 0 | 0 |  | 1 | 1 | 1 | 1 | 1 | 1 | 1 | 1 | 1 | 1 | 1 | 0
SDGE | Ocean Ranch | 69 | 0 | 0 | 0 | 0 | 0 | 0 | 0 | 0 | 0 | 0 | 0 | 0 | 0 | 0 | 0 | 0 | 0 | 0 | 0 | 0 |  | 0 | 0 | 0 | 0 | 0 | 0 | 0 | 0 | 0 | 0 | 0 | 0 | 0 | 0 | 0 | 0 | 0 | 0 | 0 | 0 | 1 |  | 0 | 0 | 0 | 0 | 0 | 0 | 0 | 0 | 0 | 0 | 0 | 0 | 0 | 0 | 0 | 0 | 0 | 0 | 0 |  | 1 | 1 | 1 | 1 | 1 | 1 | 1 | 1 | 1 | 1 | 1 | 0
PG&E KERN | Oceano | 115 | 0 | 0 | 0 | 0 | 0 | 0 | 0 | 0 | 0 | 0 | 0 | 0 | 0 | 100 | 100 | 0 | 0 | 0 | 0 | 1 |  | 0 | 0 | 0 | 0 | 0 | 0 | 0 | 0 | 0 | 0 | 0 | 0 | 0 | 0 | 0 | 0 | 0 | 0 | 0 | 0 | 1 |  | 0 | 0 | 0 | 0 | 0 | 0 | 0 | 0 | 0 | 0 | 0 | 0 | 0 | 0 | 0 | 0 | 0 | 0 | 0 |  | 1 | 1 | 1 | 1 | 1 | 1 | 1 | 1 | 1 | 1 | 1 | 0
SDGE | Ocotillo Express | 500 | 0 | 0 | 130 | 0 | 130 | 0 | 0 | 0 | 0 | 0 | 0 | 0 | 0 | 0 | 0 | 0 | 0 | 0 | 0 | 1 |  | 0 | 0 | 0 | 0 | 0 | 0 | 0 | 0 | 0 | 0 | 0 | 0 | 0 | 0 | 0 | 0 | 0 | 0 | 0 | 0 | 4 |  | 0 | 0 | 0 | 0 | 0 | 0 | 0 | 0 | 0 | 0 | 0 | 0 | 0 | 0 | 0 | 0 | 0 | 0 | 0 |  | 1 | 1 | 1 | 1 | 1 | 1 | 1 | 1 | 1 | 1 | 1 | 0
PG&E KERN | Old River | 70 | 0 | 0 | 0 | 0 | 0 | 0 | 0 | 0 | 0 | 0 | 0 | 2.4 | 0 | 0 | 0 | 0 | 0 | 0 | 0 | 1 |  | 0 | 0 | 0 | 0 | 0 | 0 | 0 | 0 | 0 | 0 | 0 | 0 | 0 | 0 | 0 | 0 | 0 | 0 | 0 | 0 | 0 |  | 0 | 0 | 0 | 0 | 0 | 0 | 0 | 0 | 0 | 0 | 0 | 0 | 0 | 0 | 0 | 0 | 0 | 0 | 0 |  | 1 | 1 | 1 | 1 | 1 | 1 | 1 | 1 | 1 | 1 | 1 | 0
SDGE | Old Town | 230 | 0 | 0 | 0 | 0 | 0 | 0 | 0 | 0 | 0 | 0 | 0 | 0 | 0 | 0 | 0 | 0 | 0 | 0 | 0 | 0 |  | 0 | 0 | 0 | 0 | 0 | 0 | 0 | 0 | 0 | 0 | 0 | 0 | 0 | 0 | 0 | 0 | 0 | 0 | 0 | 0 | 2 |  | 0 | 0 | 0 | 0 | 0 | 0 | 0 | 0 | 0 | 0 | 0 | 0 | 0 | 0 | 0 | 0 | 0 | 0 | 0 |  | 1 | 1 | 1 | 1 | 1 | 1 | 1 | 1 | 1 | 1 | 1 | 0
SCE Metro | Olinda | 230 | 0 | 0 | 0 | 0 | 0 | 0 | 0 | 0 | 0 | 0 | 0 | 0 | 0 | 0 | 0 | 0 | 0 | 0 | 0 | 0 |  | 0 | 0 | 0 | 0 | 0 | 0 | 0 | 0 | 0 | 0 | 0 | 0 | 0 | 0 | 0 | 0 | 0 | 0 | 0 | 0 | 0 |  | 0 | 0 | 0 | 0 | 0 | 0 | 0 | 0 | 0 | 0 | 0 | 0 | 0 | 0 | 0 | 0 | 0 | 0 | 0 |  | 1 | 1 | 1 | 1 | 1 | 1 | 1 | 1 | 1 | 1 | 1 | 0
PG&E FRESNO | Olive | 115 | 0 | 0 | 0 | 0 | 0 | 0 | 0 | 0 | 0 | 0 | 0 | 0 | 0 | 0 | 0 | 20 | 0 | 20 | 0 | 1 |  | 0 | 0 | 0 | 0 | 0 | 0 | 0 | 0 | 0 | 0 | 0 | 0 | 0 | 0 | 0 | 0 | 0 | 0 | 0 | 0 | 0 |  | 0 | 0 | 0 | 0 | 0 | 0 | 0 | 0 | 0 | 0 | 0 | 0 | 0 | 0 | 0 | 0 | 0 | 0 | 0 |  | 1 | 1 | 1 | 1 | 1 | 1 | 1 | 1 | 1 | 1 | 1 | 0
PG&E NGBA | Olivehurst | 115 | 0 | 0 | 0 | 0 | 0 | 0 | 0 | 0 | 0 | 0 | 0 | 0 | 0 | 0 | 0 | 0 | 0 | 0 | 0 | 0 |  | 0 | 0 | 0 | 0 | 0 | 0 | 0 | 0 | 0 | 0 | 0 | 0 | 0 | 0 | 0 | 0 | 0 | 0 | 0 | 0 | 0 |  | 0 | 0 | 0 | 0 | 0 | 0 | 0 | 0 | 0 | 0 | 0 | 0 | 0 | 0 | 0 | 0 | 0 | 0 | 0 |  | 1 | 1 | 1 | 1 | 1 | 1 | 1 | 1 | 1 | 1 | 1 | 0
PG&E NGBA | Oregon Trail | 60 | 0 | 0 | 0 | 0 | 0 | 0 | 0 | 0 | 0 | 0 | 0 | 0 | 0 | 0 | 0 | 0 | 0 | 0 | 0 | 0 |  | 0 | 0 | 0 | 0 | 0 | 0 | 0 | 0 | 0 | 0 | 0 | 0 | 0 | 0 | 0 | 0 | 0 | 0 | 0 | 0 | 0 |  | 0 | 0 | 0 | 0 | 0 | 0 | 0 | 0 | 0 | 0 | 0 | 0 | 0 | 0 | 0 | 0 | 0 | 0 | 0 |  | 1 | 1 | 1 | 1 | 1 | 1 | 1 | 1 | 1 | 1 | 1 | 0
SCE Northern | Ormond Beach | 230 | 0 | 0 | 0 | 0 | 0 | 0 | 0 | 0 | 0 | 0 | 0 | 0 | 0 | 0 | 0 | 0 | 0 | 0 | 0 | 0 |  | 0 | 0 | 0 | 0 | 0 | 0 | 0 | 0 | 0 | 0 | 0 | 0 | 0 | 0 | 0 | 0 | 0 | 0 | 0 | 0 | 0 |  | 0 | 0 | 0 | 0 | 0 | 0 | 0 | 0 | 0 | 0 | 0 | 0 | 0 | 0 | 0 | 0 | 0 | 0 | 0 |  | 1 | 1 | 1 | 1 | 1 | 1 | 1 | 1 | 1 | 1 | 1 | 0
PG&E FRESNO | Oro Loma | 115 | 20 | 0 | 0 | 0 | 0 | 0 | 0 | 0 | 0 | 0 | 0 | 0 | 110 | 0 | 110 | 0 | 0 | 0 | 0 | 1 |  | 0 | 0 | 0 | 0 | 0 | 0 | 0 | 0 | 0 | 0 | 0 | 0 | 0 | 0 | 0 | 0 | 0 | 0 | 0 | 0 | 1 |  | 0 | 0 | 0 | 0 | 0 | 0 | 0 | 0 | 0 | 0 | 0 | 0 | 0 | 0 | 0 | 0 | 0 | 0 | 0 |  | 1 | 1 | 1 | 1 | 1 | 1 | 1 | 1 | 1 | 1 | 1 | 0
PG&E FRESNO | Oro Loma | 70 | 0 | 0 | 0 | 0 | 0 | 0 | 0 | 0 | 0 | 0 | 0 | 5 | 0 | 0 | 0 | 0 | 0 | 0 | 0 | 1 |  | 0 | 0 | 0 | 0 | 0 | 0 | 0 | 0 | 0 | 0 | 0 | 0 | 0 | 0 | 0 | 0 | 0 | 0 | 0 | 0 | 1 |  | 0 | 0 | 0 | 0 | 0 | 0 | 0 | 0 | 0 | 0 | 0 | 0 | 0 | 0 | 0 | 0 | 0 | 0 | 0 |  | 1 | 1 | 1 | 1 | 1 | 1 | 1 | 1 | 1 | 1 | 1 | 0
PG&E FRESNO | Orosi | 70 | 0 | 0 | 0 | 0 | 0 | 0 | 0 | 0 | 0 | 0 | 0 | 0 | 0 | 0 | 0 | 0 | 0 | 0 | 0 | 0 |  | 0 | 0 | 0 | 0 | 0 | 0 | 0 | 0 | 0 | 0 | 0 | 0 | 0 | 0 | 0 | 0 | 0 | 0 | 0 | 0 | 1 |  | 0 | 0 | 0 | 0 | 0 | 0 | 0 | 0 | 0 | 0 | 0 | 0 | 0 | 0 | 0 | 0 | 0 | 0 | 0 |  | 1 | 1 | 1 | 1 | 1 | 1 | 1 | 1 | 1 | 1 | 1 | 0
SDGE | Otay | 69 | 0 | 0 | 0 | 0 | 0 | 0 | 0 | 0 | 0 | 0 | 0 | 0 | 0 | 0 | 0 | 49.7 | 0 | 49.7 | 0 | 1 |  | 0 | 0 | 0 | 0 | 0 | 0 | 0 | 0 | 0 | 0 | 0 | 0 | 0 | 0 | 0 | 0 | 0 | 0 | 0 | 0 | 4 |  | 0 | 0 | 0 | 0 | 0 | 0 | 0 | 0 | 0 | 0 | 0 | 0 | 0 | 0 | 0 | 0 | 0 | 0 | 0 |  | 1 | 1 | 1 | 1 | 1 | 1 | 1 | 1 | 1 | 1 | 1 | 0
SDGE | Otay Mesa | 230 | 0 | 0 | 0 | 0 | 0 | 0 | 0 | 0 | 0 | 0 | 0 | 0 | 0 | 0 | 0 | 65 | 0 | 65 | 0 | 1 |  | 0 | 0 | 0 | 0 | 0 | 0 | 0 | 0 | 0 | 0 | 0 | 0 | 0 | 0 | 0 | 0 | 0 | 0 | 0 | 0 | 5 |  | 0 | 0 | 0 | 0 | 0 | 0 | 0 | 0 | 0 | 0 | 0 | 0 | 0 | 0 | 0 | 0 | 0 | 0 | 0 |  | 1 | 1 | 1 | 1 | 1 | 1 | 1 | 1 | 1 | 1 | 1 | 0
PG&E FRESNO | Padre Flats SW STA | 230 | 50 | 0 | 0 | 0 | 0 | 0 | 0 | 0 | 0 | 0 | 0 | 0 | 370 | 0 | 370 | 0 | 0 | 0 | 0 | 1 |  | 0 | 0 | 0 | 0 | 0 | 0 | 0 | 0 | 0 | 0 | 0 | 0 | 0 | 0 | 0 | 0 | 0 | 0 | 0 | 0 | 1 |  | 0 | 0 | 0 | 0 | 0 | 0 | 0 | 0 | 0 | 0 | 0 | 0 | 0 | 0 | 0 | 0 | 0 | 0 | 0 |  | 1 | 1 | 1 | 1 | 1 | 1 | 1 | 1 | 1 | 1 | 1 | 0
EOP | Pahrump | 138 | 0 | 0 | 0 | 0 | 0 | 0 | 0 | 0 | 0 | 0 | 0 | 0 | 0 | 0 | 0 | 0 | 0 | 0 | 0 | 0 |  | 0 | 0 | 0 | 0 | 0 | 0 | 0 | 0 | 0 | 0 | 0 | 0 | 0 | 0 | 0 | 0 | 0 | 0 | 0 | 0 | 2 |  | 0 | 0 | 0 | 0 | 0 | 0 | 0 | 0 | 0 | 0 | 0 | 0 | 0 | 0 | 0 | 0 | 0 | 0 | 0 |  | 1 | 1 | 1 | 1 | 1 | 1 | 1 | 1 | 1 | 1 | 1 | 0
EOP | Pahrump | 230 | 0 | 0 | 0 | 0 | 0 | 0 | 0 | 0 | 0 | 0 | 0 | 0 | 0 | 0 | 0 | 0 | 0 | 0 | 0 | 0 |  | 0 | 0 | 0 | 0 | 0 | 0 | 0 | 0 | 0 | 0 | 0 | 0 | 0 | 0 | 0 | 0 | 0 | 0 | 0 | 0 | 2 |  | 0 | 0 | 0 | 0 | 0 | 0 | 0 | 0 | 0 | 0 | 0 | 0 | 0 | 0 | 0 | 0 | 0 | 0 | 0 |  | 1 | 1 | 1 | 1 | 1 | 1 | 1 | 1 | 1 | 1 | 1 | 0
SDGE | Pala | 69 | 0 | 0 | 0 | 0 | 0 | 0 | 0 | 0 | 0 | 0 | 0 | 0 | 0 | 0 | 0 | 0 | 0 | 0 | 0 | 0 |  | 0 | 0 | 0 | 0 | 0 | 0 | 0 | 0 | 0 | 0 | 0 | 0 | 0 | 0 | 0 | 0 | 0 | 0 | 0 | 0 | 3 |  | 0 | 0 | 0 | 0 | 0 | 0 | 0 | 0 | 0 | 0 | 0 | 0 | 0 | 0 | 0 | 0 | 0 | 0 | 0 |  | 1 | 1 | 1 | 1 | 1 | 1 | 1 | 1 | 1 | 1 | 1 | 0
PG&E NGBA | Palermo | 115 | 0 | 0 | 0 | 0 | 0 | 0 | 0 | 0 | 0 | 0 | 0 | 0 | 0 | 0 | 0 | 0 | 0 | 0 | 0 | 0 |  | 0 | 0 | 0 | 0 | 0 | 0 | 0 | 0 | 0 | 0 | 0 | 0 | 0 | 0 | 0 | 0 | 0 | 0 | 0 | 0 | 0 |  | 0 | 0 | 0 | 0 | 0 | 0 | 0 | 0 | 0 | 0 | 0 | 0 | 0 | 0 | 0 | 0 | 0 | 0 | 0 |  | 1 | 1 | 1 | 1 | 1 | 1 | 1 | 1 | 1 | 1 | 1 | 0
PG&E NGBA | Palermo | 230 | 0 | 0 | 0 | 0 | 0 | 0 | 0 | 0 | 0 | 0 | 0 | 0 | 0 | 0 | 0 | 0 | 0 | 0 | 0 | 0 |  | 0 | 0 | 0 | 0 | 0 | 0 | 0 | 0 | 0 | 0 | 0 | 0 | 0 | 0 | 0 | 0 | 0 | 0 | 0 | 0 | 0 |  | 0 | 0 | 0 | 0 | 0 | 0 | 0 | 0 | 0 | 0 | 0 | 0 | 0 | 0 | 0 | 0 | 0 | 0 | 0 |  | 1 | 1 | 1 | 1 | 1 | 1 | 1 | 1 | 1 | 1 | 1 | 0
SCE Eastern | Palo Verde | 500 | 0 | 0 | 3000 | 0 | 3000 | 2936 | 0 | 2936 | 0 | 0 | 0 | 0 | 0 | 0 | 0 | 0 | 0 | 0 | 0 | 1 |  | 0 | 0 | 0 | 0 | 0 | 1414 | 0 | 1414 | 0 | 0 | 0 | 0 | 0 | 0 | 0 | 0 | 0 | 0 | 0 | 1 | 2 |  | 0 | 0 | 0 | 0 | 0 | 0 | 0 | 0 | 0 | 0 | 0 | 0 | 0 | 0 | 0 | 0 | 0 | 0 | 0 |  | 1 | 1 | 1 | 1 | 1 | 1 | 1 | 1 | 1 | 1 | 1 | 0
SDGE | Palomar Energy | 230 | 0 | 0 | 0 | 0 | 0 | 0 | 0 | 0 | 0 | 0 | 0 | 0 | 0 | 0 | 0 | 0 | 0 | 0 | 0 | 0 |  | 0 | 0 | 0 | 0 | 0 | 0 | 0 | 0 | 0 | 0 | 0 | 0 | 0 | 0 | 0 | 0 | 0 | 0 | 0 | 0 | 3 |  | 0 | 0 | 0 | 0 | 0 | 0 | 0 | 0 | 0 | 0 | 0 | 0 | 0 | 0 | 0 | 0 | 0 | 0 | 0 |  | 1 | 1 | 1 | 1 | 1 | 1 | 1 | 1 | 1 | 1 | 1 | 0
PG&E KERN | Panama | 70 | 0 | 0 | 0 | 0 | 0 | 0 | 0 | 0 | 0 | 0 | 0 | 0 | 0 | 0 | 0 | 0 | 0 | 0 | 0 | 0 |  | 0 | 0 | 0 | 0 | 0 | 0 | 0 | 0 | 0 | 0 | 0 | 0 | 0 | 0 | 0 | 0 | 0 | 0 | 0 | 0 | 0 |  | 0 | 0 | 0 | 0 | 0 | 0 | 0 | 0 | 0 | 0 | 0 | 0 | 0 | 0 | 0 | 0 | 0 | 0 | 0 |  | 1 | 1 | 1 | 1 | 1 | 1 | 1 | 1 | 1 | 1 | 1 | 0
PG&E FRESNO | Panoche | 115 | 0 | 0 | 0 | 0 | 0 | 0 | 0 | 0 | 0 | 0 | 0 | 4.4 | 130 | 0 | 130 | 0 | 0 | 0 | 0 | 1 |  | 0 | 0 | 0 | 0 | 0 | 0 | 0 | 0 | 0 | 0 | 0 | 1.75 | 0 | 0 | 0 | 0 | 0 | 0 | 0 | 1 | 1 |  | 0 | 0 | 0 | 0 | 0 | 0 | 0 | 0 | 0 | 0 | 0 | 0 | 0 | 0 | 0 | 0 | 0 | 0 | 0 |  | 1 | 1 | 1 | 1 | 1 | 1 | 1 | 1 | 1 | 1 | 1 | 0
PG&E FRESNO | Panoche | 230 | 0 | 0 | 0 | 0 | 0 | 0 | 0 | 0 | 0 | 0 | 0 | 0 | 0 | 0 | 0 | 0 | 0 | 0 | 0 | 0 |  | 0 | 0 | 0 | 0 | 0 | 0 | 0 | 0 | 0 | 0 | 0 | 0 | 200 | 400 | 600 | 0 | 160 | 160 | 0 | 1 | 1 |  | 0 | 0 | 0 | 0 | 0 | 0 | 0 | 0 | 0 | 0 | 0 | 0 | 2 | 2 | 2 | 0 | 2 | 2 | 0 |  | 1 | 1 | 1 | 1 | 1 | 1 | 5 | 1 | 5 | 5 | 1 | 1
SCE Northern | Pardee | 230 | 0 | 0 | 0 | 0 | 0 | 0 | 0 | 0 | 0 | 0 | 0 | 0 | 192 | 0 | 192 | 15 | 0 | 15 | 0 | 1 |  | 0 | 0 | 0 | 0 | 0 | 0 | 0 | 0 | 0 | 0 | 0 | 0 | 0 | 0 | 0 | 0 | 0 | 0 | 0 | 0 | 0 |  | 0 | 0 | 0 | 0 | 0 | 0 | 0 | 0 | 0 | 0 | 0 | 0 | 0 | 0 | 0 | 0 | 0 | 0 | 0 |  | 1 | 1 | 1 | 1 | 1 | 1 | 1 | 1 | 1 | 1 | 1 | 0
PG&E NGBA | Parkway | 230 | 0 | 0 | 0 | 0 | 0 | 0 | 0 | 0 | 0 | 0 | 0 | 0 | 0 | 0 | 0 | 0 | 0 | 0 | 0 | 0 |  | 0 | 3.8 | 0 | 0 | 0 | 0 | 0 | 0 | 0 | 0 | 0 | 0 | 0 | 0 | 0 | 0 | 0 | 0 | 0 | 1 | 0 |  | 0 | 2 | 0 | 0 | 0 | 0 | 0 | 0 | 0 | 0 | 0 | 0 | 0 | 0 | 0 | 0 | 0 | 0 | 0 |  | 1 | 4 | 1 | 1 | 1 | 1 | 1 | 1 | 1 | 1 | 1 | 1
SCE Northern | Pastoria | 230 | 0 | 0 | 0 | 0 | 0 | 0 | 0 | 0 | 0 | 0 | 0 | 0 | 0 | 105 | 105 | 80 | 0 | 80 | 0 | 1 |  | 0 | 0 | 0 | 0 | 0 | 0 | 0 | 0 | 0 | 0 | 0 | 0 | 0 | 0 | 0 | 0 | 0 | 0 | 0 | 0 | 0 |  | 0 | 0 | 0 | 0 | 0 | 0 | 0 | 0 | 0 | 0 | 0 | 0 | 0 | 0 | 0 | 0 | 0 | 0 | 0 |  | 1 | 1 | 1 | 1 | 1 | 1 | 1 | 1 | 1 | 1 | 1 | 0
SCE Metro | Pauda | 230 | 0 | 0 | 0 | 0 | 0 | 0 | 0 | 0 | 0 | 0 | 0 | 0 | 0 | 0 | 0 | 0 | 200 | 200 | 0 | 1 |  | 0 | 0 | 0 | 0 | 0 | 0 | 0 | 0 | 0 | 0 | 0 | 0 | 0 | 0 | 0 | 0 | 0 | 0 | 0 | 0 | 0 |  | 0 | 0 | 0 | 0 | 0 | 0 | 0 | 0 | 0 | 0 | 0 | 0 | 0 | 0 | 0 | 0 | 0 | 0 | 0 |  | 1 | 1 | 1 | 1 | 1 | 1 | 1 | 1 | 1 | 1 | 1 | 0
PG&E GBA | Paul Sweet | 115 | 0 | 0 | 0 | 0 | 0 | 0 | 0 | 0 | 0 | 0 | 0 | 0 | 0 | 0 | 0 | 0 | 0 | 0 | 0 | 0 |  | 0 | 0 | 0 | 0 | 0 | 0 | 0 | 0 | 0 | 0 | 0 | 0 | 0 | 0 | 0 | 0 | 0 | 0 | 0 | 0 | 0 |  | 0 | 0 | 0 | 0 | 0 | 0 | 0 | 0 | 0 | 0 | 0 | 0 | 0 | 0 | 0 | 0 | 0 | 0 | 0 |  | 1 | 1 | 1 | 1 | 1 | 1 | 1 | 1 | 1 | 1 | 1 | 0
PG&E NGBA | Peabody | 230 | 0 | 0 | 0 | 0 | 0 | 0 | 0 | 0 | 0 | 0 | 0 | 0 | 0 | 0 | 0 | 0 | 0 | 0 | 0 | 0 |  | 0 | 0 | 0 | 0 | 0 | 0 | 0 | 0 | 0 | 0 | 0 | 8 | 0 | 0 | 0 | 0 | 0 | 0 | 0 | 1 | 0 |  | 0 | 0 | 0 | 0 | 0 | 0 | 0 | 0 | 0 | 0 | 0 | 2 | 0 | 0 | 0 | 0 | 0 | 0 | 0 |  | 1 | 1 | 1 | 1 | 1 | 4 | 1 | 1 | 1 | 1 | 1 | 1
PG&E NGBA | Pease | 115 | 0 | 0 | 0 | 0 | 0 | 0 | 0 | 0 | 0 | 0 | 0 | 0 | 0 | 0 | 0 | 0 | 0 | 0 | 0 | 0 |  | 0 | 0 | 0 | 0 | 0 | 0 | 0 | 0 | 0 | 0 | 0 | 0 | 0 | 0 | 0 | 0 | 0 | 0 | 0 | 0 | 0 |  | 0 | 0 | 0 | 0 | 0 | 0 | 0 | 0 | 0 | 0 | 0 | 0 | 0 | 0 | 0 | 0 | 0 | 0 | 0 |  | 1 | 1 | 1 | 1 | 1 | 1 | 1 | 1 | 1 | 1 | 1 | 0
PG&E NGBA | Pease | 60 | 0 | 0 | 0 | 0 | 0 | 0 | 0 | 0 | 0 | 0 | 0 | 0 | 0 | 0 | 0 | 0 | 0 | 0 | 0 | 0 |  | 0 | 0 | 0 | 0 | 0 | 0 | 0 | 0 | 0 | 0 | 0 | 3 | 0 | 0 | 0 | 0 | 0 | 0 | 0 | 1 | 0 |  | 0 | 0 | 0 | 0 | 0 | 0 | 0 | 0 | 0 | 0 | 0 | 2 | 0 | 0 | 0 | 0 | 0 | 0 | 0 |  | 1 | 1 | 1 | 1 | 1 | 4 | 1 | 1 | 1 | 1 | 1 | 1
SDGE | Penasquitos | 138 | 0 | 0 | 0 | 0 | 0 | 0 | 0 | 0 | 0 | 0 | 0 | 0 | 0 | 0 | 0 | 0 | 0 | 0 | 0 | 0 |  | 0 | 0 | 0 | 0 | 0 | 0 | 0 | 0 | 0 | 0 | 0 | 0 | 0 | 0 | 0 | 0 | 0 | 0 | 0 | 0 | 2 |  | 0 | 0 | 0 | 0 | 0 | 0 | 0 | 0 | 0 | 0 | 0 | 0 | 0 | 0 | 0 | 0 | 0 | 0 | 0 |  | 1 | 1 | 1 | 1 | 1 | 1 | 1 | 1 | 1 | 1 | 1 | 0
SDGE | Penasquitos | 230 | 0 | 0 | 0 | 0 | 0 | 0 | 0 | 0 | 0 | 0 | 0 | 0 | 0 | 0 | 0 | 0 | 0 | 0 | 0 | 0 |  | 0 | 0 | 0 | 0 | 0 | 0 | 0 | 0 | 0 | 0 | 0 | 0 | 0 | 0 | 0 | 0 | 0 | 0 | 0 | 0 | 2 |  | 0 | 0 | 0 | 0 | 0 | 0 | 0 | 0 | 0 | 0 | 0 | 0 | 0 | 0 | 0 | 0 | 0 | 0 | 0 |  | 1 | 1 | 1 | 1 | 1 | 1 | 1 | 1 | 1 | 1 | 1 | 0
SDGE | Penasquitos | 69 | 0 | 0 | 0 | 0 | 0 | 0 | 0 | 0 | 0 | 0 | 0 | 0 | 0 | 0 | 0 | 0 | 0 | 0 | 0 | 0 |  | 0 | 0 | 0 | 0 | 0 | 0 | 0 | 0 | 0 | 0 | 0 | 0 | 0 | 0 | 0 | 0 | 0 | 0 | 0 | 0 | 2 |  | 0 | 0 | 0 | 0 | 0 | 0 | 0 | 0 | 0 | 0 | 0 | 0 | 0 | 0 | 0 | 0 | 0 | 0 | 0 |  | 1 | 1 | 1 | 1 | 1 | 1 | 1 | 1 | 1 | 1 | 1 | 0
SDGE | Pendleton | 69 | 0 | 0 | 0 | 0 | 0 | 0 | 0 | 0 | 0 | 0 | 0 | 0 | 0 | 0 | 0 | 0 | 50 | 50 | 0 | 1 |  | 0 | 0 | 0 | 0 | 0 | 0 | 0 | 0 | 0 | 0 | 0 | 0 | 0 | 0 | 0 | 0 | 0 | 0 | 0 | 0 | 1 |  | 0 | 0 | 0 | 0 | 0 | 0 | 0 | 0 | 0 | 0 | 0 | 0 | 0 | 0 | 0 | 0 | 0 | 0 | 0 |  | 1 | 1 | 1 | 1 | 1 | 1 | 1 | 1 | 1 | 1 | 1 | 0
PG&E NGBA | Penngrove | 115 | 0 | 0 | 0 | 0 | 0 | 0 | 0 | 0 | 0 | 0 | 0 | 0 | 0 | 0 | 0 | 0 | 0 | 0 | 0 | 0 |  | 0 | 0 | 0 | 0 | 0 | 0 | 0 | 0 | 0 | 0 | 0 | 0 | 0 | 0 | 0 | 0 | 0 | 0 | 0 | 0 | 1 |  | 0 | 0 | 0 | 0 | 0 | 0 | 0 | 0 | 0 | 0 | 0 | 0 | 0 | 0 | 0 | 0 | 0 | 0 | 0 |  | 1 | 1 | 1 | 1 | 1 | 1 | 1 | 1 | 1 | 1 | 1 | 0
PG&E GBA | Peoria | 115 | 0 | 0 | 0 | 0 | 0 | 0 | 0 | 0 | 0 | 0 | 0 | 0 | 0 | 0 | 0 | 0 | 0 | 0 | 0 | 0 |  | 0 | 1 | 0 | 0 | 0 | 0 | 0 | 0 | 0 | 0 | 0 | 0 | 0 | 0 | 0 | 0 | 0 | 0 | 0 | 1 | 0 |  | 0 | 2 | 0 | 0 | 0 | 0 | 0 | 0 | 0 | 0 | 0 | 0 | 0 | 0 | 0 | 0 | 0 | 0 | 0 |  | 1 | 4 | 1 | 1 | 1 | 1 | 1 | 1 | 1 | 1 | 1 | 1
PG&E GBA | Piercy | 115 | 0 | 0 | 0 | 0 | 0 | 0 | 0 | 0 | 0 | 0 | 0 | 0 | 0 | 0 | 0 | 0 | 0 | 0 | 0 | 0 |  | 0 | 0 | 0 | 0 | 0 | 0 | 0 | 0 | 0 | 0 | 0 | 0 | 0 | 0 | 0 | 0 | 0 | 0 | 0 | 0 | 0 |  | 0 | 0 | 0 | 0 | 0 | 0 | 0 | 0 | 0 | 0 | 0 | 0 | 0 | 0 | 0 | 0 | 0 | 0 | 0 |  | 1 | 1 | 1 | 1 | 1 | 1 | 1 | 1 | 1 | 1 | 1 | 0
PG&E FRESNO | Pine Flat | 230 | 0 | 0 | 0 | 0 | 0 | 0 | 0 | 0 | 0 | 0 | 0 | 0 | 225 | 0 | 225 | 0 | 0 | 0 | 0 | 1 |  | 0 | 0 | 0 | 0 | 0 | 0 | 0 | 0 | 0 | 0 | 0 | 0 | 0 | 0 | 0 | 0 | 0 | 0 | 0 | 0 | 1 |  | 0 | 0 | 0 | 0 | 0 | 0 | 0 | 0 | 0 | 0 | 0 | 0 | 0 | 0 | 0 | 0 | 0 | 0 | 0 |  | 1 | 1 | 1 | 1 | 1 | 1 | 1 | 1 | 1 | 1 | 1 | 0
SCE NOL | Pisgah | 230 | 0 | 0 | 0 | 0 | 0 | 0 | 0 | 0 | 0 | 0 | 0 | 0 | 0 | 0 | 0 | 0 | 0 | 0 | 0 | 0 |  | 0 | 0 | 0 | 0 | 0 | 0 | 0 | 0 | 0 | 0 | 0 | 0 | 100 | 400 | 500 | 0 | 205 | 205 | 0 | 1 | 1 |  | 0 | 0 | 0 | 0 | 0 | 0 | 0 | 0 | 0 | 0 | 0 | 0 | 2 | 2 | 2 | 0 | 2 | 2 | 0 |  | 1 | 1 | 1 | 1 | 1 | 1 | 5 | 1 | 5 | 5 | 1 | 1
PG&E NGBA | Pit 1 | 230 | 0 | 0 | 0 | 0 | 0 | 0 | 0 | 0 | 0 | 0 | 0 | 0 | 0 | 0 | 0 | 0 | 0 | 0 | 0 | 0 |  | 0 | 0 | 0 | 0 | 0 | 0 | 0 | 0 | 0 | 0 | 0 | 0 | 0 | 0 | 0 | 0 | 0 | 0 | 0 | 0 | 0 |  | 0 | 0 | 0 | 0 | 0 | 0 | 0 | 0 | 0 | 0 | 0 | 0 | 0 | 0 | 0 | 0 | 0 | 0 | 0 |  | 1 | 1 | 1 | 1 | 1 | 1 | 1 | 1 | 1 | 1 | 1 | 0
PG&E NGBA | Pit 1 | 60 | 0 | 0 | 0 | 0 | 0 | 0 | 0 | 0 | 0 | 0 | 0 | 0 | 0 | 0 | 0 | 0 | 0 | 0 | 0 | 0 |  | 0 | 0 | 0 | 0 | 0 | 0 | 0 | 0 | 0 | 0 | 0 | 0 | 0 | 0 | 0 | 0 | 0 | 0 | 0 | 0 | 0 |  | 0 | 0 | 0 | 0 | 0 | 0 | 0 | 0 | 0 | 0 | 0 | 0 | 0 | 0 | 0 | 0 | 0 | 0 | 0 |  | 1 | 1 | 1 | 1 | 1 | 1 | 1 | 1 | 1 | 1 | 1 | 0
PG&E NGBA | Pit 3 | 230 | 0 | 0 | 0 | 0 | 0 | 0 | 0 | 0 | 0 | 0 | 0 | 0 | 0 | 0 | 0 | 0 | 0 | 0 | 0 | 0 |  | 0 | 0 | 0 | 0 | 0 | 0 | 0 | 0 | 0 | 0 | 0 | 0 | 0 | 0 | 0 | 0 | 0 | 0 | 0 | 0 | 0 |  | 0 | 0 | 0 | 0 | 0 | 0 | 0 | 0 | 0 | 0 | 0 | 0 | 0 | 0 | 0 | 0 | 0 | 0 | 0 |  | 1 | 1 | 1 | 1 | 1 | 1 | 1 | 1 | 1 | 1 | 1 | 0
PG&E NGBA | Pit 4 | 230 | 0 | 0 | 0 | 0 | 0 | 0 | 0 | 0 | 0 | 0 | 0 | 0 | 0 | 0 | 0 | 0 | 0 | 0 | 0 | 0 |  | 0 | 0 | 0 | 0 | 0 | 0 | 0 | 0 | 0 | 0 | 0 | 0 | 0 | 0 | 0 | 0 | 0 | 0 | 0 | 0 | 0 |  | 0 | 0 | 0 | 0 | 0 | 0 | 0 | 0 | 0 | 0 | 0 | 0 | 0 | 0 | 0 | 0 | 0 | 0 | 0 |  | 1 | 1 | 1 | 1 | 1 | 1 | 1 | 1 | 1 | 1 | 1 | 0
PG&E GBA | Pittsburg | 115 | 0 | 0 | 0 | 0 | 0 | 0 | 0 | 0 | 0 | 0 | 0 | 0 | 0 | 0 | 0 | 0 | 0 | 0 | 0 | 0 |  | 0 | 0 | 0 | 0 | 0 | 0 | 0 | 0 | 0 | 0 | 0 | 0 | 0 | 0 | 0 | 0 | 0 | 0 | 0 | 0 | 2 |  | 0 | 0 | 0 | 0 | 0 | 0 | 0 | 0 | 0 | 0 | 0 | 0 | 0 | 0 | 0 | 0 | 0 | 0 | 0 |  | 1 | 1 | 1 | 1 | 1 | 1 | 1 | 1 | 1 | 1 | 1 | 0
PG&E GBA | Pittsburg | 230 | 0 | 0 | 0 | 0 | 0 | 0 | 0 | 0 | 0 | 0 | 0 | 0 | 0 | 0 | 0 | 0 | 0 | 0 | 0 | 0 |  | 0 | 0 | 0 | 0 | 0 | 0 | 0 | 0 | 0 | 0 | 0 | 0 | 0 | 0 | 0 | 0 | 0 | 0 | 0 | 0 | 2 |  | 0 | 0 | 0 | 0 | 0 | 0 | 0 | 0 | 0 | 0 | 0 | 0 | 0 | 0 | 0 | 0 | 0 | 0 | 0 |  | 1 | 1 | 1 | 1 | 1 | 1 | 1 | 1 | 1 | 1 | 1 | 0
PG&E NGBA | Pleasant Grove | 115 | 0 | 0 | 0 | 0 | 0 | 0 | 0 | 0 | 0 | 0 | 0 | 0 | 0 | 0 | 0 | 0 | 0 | 0 | 0 | 0 |  | 0 | 0 | 0 | 0 | 0 | 0 | 0 | 0 | 0 | 0 | 0 | 0 | 0 | 0 | 0 | 0 | 0 | 0 | 0 | 0 | 0 |  | 0 | 0 | 0 | 0 | 0 | 0 | 0 | 0 | 0 | 0 | 0 | 0 | 0 | 0 | 0 | 0 | 0 | 0 | 0 |  | 1 | 1 | 1 | 1 | 1 | 1 | 1 | 1 | 1 | 1 | 1 | 0
PG&E NGBA | POE | 230 | 0 | 0 | 0 | 0 | 0 | 0 | 0 | 0 | 0 | 0 | 0 | 0 | 0 | 0 | 0 | 0 | 0 | 0 | 0 | 0 |  | 0 | 0 | 0 | 0 | 0 | 0 | 0 | 0 | 0 | 0 | 0 | 0 | 0 | 0 | 0 | 0 | 0 | 0 | 0 | 0 | 0 |  | 0 | 0 | 0 | 0 | 0 | 0 | 0 | 0 | 0 | 0 | 0 | 0 | 0 | 0 | 0 | 0 | 0 | 0 | 0 |  | 1 | 1 | 1 | 1 | 1 | 1 | 1 | 1 | 1 | 1 | 1 | 0
SDGE | Point Loma | 69 | 0 | 0 | 0 | 0 | 0 | 0 | 0 | 0 | 0 | 0 | 0 | 0 | 0 | 0 | 0 | 0 | 0 | 0 | 0 | 0 |  | 0 | 0 | 0 | 0 | 0 | 0 | 0 | 0 | 0 | 0 | 0 | 0 | 0 | 0 | 0 | 0 | 0 | 0 | 0 | 0 | 3 |  | 0 | 0 | 0 | 0 | 0 | 0 | 0 | 0 | 0 | 0 | 0 | 0 | 0 | 0 | 0 | 0 | 0 | 0 | 0 |  | 1 | 1 | 1 | 1 | 1 | 1 | 1 | 1 | 1 | 1 | 1 | 0
SDGE | Pomerado | 69 | 0 | 0 | 0 | 0 | 0 | 0 | 0 | 0 | 0 | 0 | 0 | 0 | 0 | 0 | 0 | 100 | 0 | 100 | 0 | 1 |  | 0 | 0 | 0 | 0 | 0 | 0 | 0 | 0 | 0 | 0 | 0 | 0 | 0 | 0 | 0 | 0 | 0 | 0 | 0 | 0 | 3 |  | 0 | 0 | 0 | 0 | 0 | 0 | 0 | 0 | 0 | 0 | 0 | 0 | 0 | 0 | 0 | 0 | 0 | 0 | 0 |  | 1 | 1 | 1 | 1 | 1 | 1 | 1 | 1 | 1 | 1 | 1 | 0
PG&E KERN | Poso Mountain | 115 | 0 | 0 | 0 | 0 | 0 | 0 | 0 | 0 | 0 | 0 | 0 | 0 | 100 | 150 | 250 | 0 | 0 | 0 | 0 | 1 |  | 0 | 0 | 0 | 0 | 0 | 0 | 0 | 0 | 0 | 0 | 0 | 0 | 0 | 0 | 0 | 0 | 0 | 0 | 0 | 0 | 0 |  | 0 | 0 | 0 | 0 | 0 | 0 | 0 | 0 | 0 | 0 | 0 | 0 | 0 | 0 | 0 | 0 | 0 | 0 | 0 |  | 1 | 1 | 1 | 1 | 1 | 1 | 1 | 1 | 1 | 1 | 1 | 0
EOP | Primm | 230 | 0 | 0 | 0 | 0 | 0 | 0 | 0 | 0 | 0 | 0 | 0 | 0 | 0 | 0 | 0 | 200 | 0 | 200 | 0 | 1 |  | 0 | 0 | 0 | 0 | 0 | 0 | 0 | 0 | 0 | 0 | 0 | 0 | 0 | 0 | 0 | 0 | 0 | 0 | 0 | 0 | 1 |  | 0 | 0 | 0 | 0 | 0 | 0 | 0 | 0 | 0 | 0 | 0 | 0 | 0 | 0 | 0 | 0 | 0 | 0 | 0 |  | 1 | 1 | 1 | 1 | 1 | 1 | 1 | 1 | 1 | 1 | 1 | 0
PG&E NGBA | Putah Creek | 115 | 0 | 0 | 0 | 0 | 0 | 0 | 0 | 0 | 0 | 0 | 0 | 0 | 0 | 0 | 0 | 0 | 0 | 0 | 0 | 0 |  | 0 | 0 | 0 | 0 | 0 | 0 | 0 | 0 | 0 | 0 | 0 | 0 | 0 | 0 | 0 | 0 | 0 | 0 | 0 | 0 | 0 |  | 0 | 0 | 0 | 0 | 0 | 0 | 0 | 0 | 0 | 0 | 0 | 0 | 0 | 0 | 0 | 0 | 0 | 0 | 0 |  | 1 | 1 | 1 | 1 | 1 | 1 | 1 | 1 | 1 | 1 | 1 | 0
SDGE | Q1806 | 138 | 0 | 0 | 0 | 0 | 0 | 0 | 0 | 0 | 0 | 0 | 0 | 0 | 0 | 0 | 0 | 0 | 0 | 0 | 0 | 0 |  | 0 | 0 | 0 | 0 | 0 | 0 | 0 | 0 | 0 | 0 | 0 | 0 | 0 | 0 | 0 | 0 | 0 | 0 | 0 | 0 | 0 |  | 0 | 0 | 0 | 0 | 0 | 0 | 0 | 0 | 0 | 0 | 0 | 0 | 0 | 0 | 0 | 0 | 0 | 0 | 0 |  | 1 | 1 | 1 | 1 | 1 | 1 | 1 | 1 | 1 | 1 | 1 | 0
PG&E FRESNO | Quinto | 230 | 30 | 0 | 0 | 0 | 0 | 0 | 0 | 0 | 0 | 0 | 0 | 0 | 370 | 0 | 370 | 0 | 0 | 0 | 0 | 1 |  | 0 | 0 | 0 | 0 | 0 | 0 | 0 | 0 | 0 | 0 | 0 | 0 | 0 | 0 | 0 | 0 | 0 | 0 | 0 | 0 | 1 |  | 0 | 0 | 0 | 0 | 0 | 0 | 0 | 0 | 0 | 0 | 0 | 0 | 0 | 0 | 0 | 0 | 0 | 0 | 0 |  | 1 | 1 | 1 | 1 | 1 | 1 | 1 | 1 | 1 | 1 | 1 | 0
PG&E GBA | Race Track | 115 | 0 | 0 | 20 | 0 | 20 | 0 | 0 | 0 | 0 | 0 | 0 | 0 | 0 | 0 | 0 | 0 | 0 | 0 | 0 | 1 |  | 0 | 0 | 0 | 0 | 0 | 0 | 0 | 0 | 0 | 0 | 0 | 0 | 0 | 0 | 0 | 0 | 0 | 0 | 0 | 0 | 0 |  | 0 | 0 | 0 | 0 | 0 | 0 | 0 | 0 | 0 | 0 | 0 | 0 | 0 | 0 | 0 | 0 | 0 | 0 | 0 |  | 1 | 1 | 1 | 1 | 1 | 1 | 1 | 1 | 1 | 1 | 1 | 0
SDGE | Rancho Mission Viejo | 138 | 0 | 0 | 0 | 0 | 0 | 0 | 0 | 0 | 0 | 0 | 0 | 0 | 0 | 0 | 0 | 0 | 0 | 0 | 0 | 0 |  | 0 | 0 | 0 | 0 | 0 | 0 | 0 | 0 | 0 | 0 | 0 | 0 | 0 | 0 | 0 | 0 | 0 | 0 | 0 | 0 | 0 |  | 0 | 0 | 0 | 0 | 0 | 0 | 0 | 0 | 0 | 0 | 0 | 0 | 0 | 0 | 0 | 0 | 0 | 0 | 0 |  | 1 | 1 | 1 | 1 | 1 | 1 | 1 | 1 | 1 | 1 | 1 | 0
PG&E GBA | Rancho Seco | 230 | 0 | 0 | 0 | 0 | 0 | 0 | 0 | 0 | 0 | 0 | 0 | 0 | 0 | 0 | 0 | 0 | 0 | 0 | 90 | 1 |  | 0 | 0 | 0 | 0 | 0 | 0 | 0 | 0 | 0 | 0 | 0 | 0 | 0 | 0 | 0 | 0 | 0 | 0 | 0 | 0 | 0 |  | 0 | 0 | 0 | 0 | 0 | 0 | 0 | 0 | 0 | 0 | 0 | 0 | 0 | 0 | 0 | 0 | 0 | 0 | 0 |  | 1 | 1 | 1 | 1 | 1 | 1 | 1 | 1 | 1 | 1 | 1 | 0
SCE Metro | Rancho Vista | 230 | 0 | 0 | 0 | 0 | 0 | 0 | 0 | 0 | 0 | 0 | 0 | 0 | 0 | 0 | 0 | 0 | 0 | 0 | 0 | 0 |  | 0 | 0 | 0 | 0 | 0 | 0 | 0 | 0 | 0 | 0 | 0 | 0 | 0 | 0 | 0 | 0 | 0 | 0 | 0 | 0 | 0 |  | 0 | 0 | 0 | 0 | 0 | 0 | 0 | 0 | 0 | 0 | 0 | 0 | 0 | 0 | 0 | 0 | 0 | 0 | 0 |  | 1 | 1 | 1 | 1 | 1 | 1 | 1 | 1 | 1 | 1 | 1 | 0
SCE Metro | Rancho Vista | 500 | 0 | 0 | 0 | 0 | 0 | 0 | 0 | 0 | 0 | 0 | 0 | 0 | 0 | 0 | 0 | 0 | 400 | 400 | 0 | 1 |  | 0 | 0 | 0 | 0 | 0 | 0 | 0 | 0 | 0 | 0 | 0 | 0 | 0 | 0 | 0 | 0 | 0 | 0 | 0 | 0 | 0 |  | 0 | 0 | 0 | 0 | 0 | 0 | 0 | 0 | 0 | 0 | 0 | 0 | 0 | 0 | 0 | 0 | 0 | 0 | 0 |  | 1 | 1 | 1 | 1 | 1 | 1 | 1 | 1 | 1 | 1 | 1 | 0
SCE NOL | Ransburg | 115 | 0 | 0 | 0 | 0 | 0 | 0 | 0 | 0 | 0 | 0 | 0 | 0 | 0 | 0 | 0 | 0 | 0 | 0 | 0 | 0 |  | 0 | 0 | 0 | 0 | 0 | 0 | 0 | 0 | 0 | 0 | 0 | 0 | 0 | 0 | 0 | 0 | 0 | 0 | 0 | 0 | 3 |  | 0 | 0 | 0 | 0 | 0 | 0 | 0 | 0 | 0 | 0 | 0 | 0 | 0 | 0 | 0 | 0 | 0 | 0 | 0 |  | 1 | 1 | 1 | 1 | 1 | 1 | 1 | 1 | 1 | 1 | 1 | 0
PG&E GBA | Ravenswood | 115 | 0 | 0 | 0 | 0 | 0 | 0 | 0 | 0 | 0 | 0 | 0 | 0 | 0 | 0 | 0 | 0 | 0 | 0 | 0 | 0 |  | 0 | 0 | 0 | 0 | 0 | 0 | 0 | 0 | 0 | 0 | 0 | 0 | 0 | 0 | 0 | 0 | 0 | 0 | 0 | 0 | 1 |  | 0 | 0 | 0 | 0 | 0 | 0 | 0 | 0 | 0 | 0 | 0 | 0 | 0 | 0 | 0 | 0 | 0 | 0 | 0 |  | 1 | 1 | 1 | 1 | 1 | 1 | 1 | 1 | 1 | 1 | 1 | 0
PG&E GBA | Ravenswood | 230 | 0 | 0 | 0 | 0 | 0 | 0 | 0 | 0 | 0 | 0 | 0 | 0 | 50 | 100 | 150 | 0 | 0 | 0 | 0 | 1 |  | 0 | 0 | 0 | 0 | 0 | 0 | 0 | 0 | 0 | 0 | 0 | 0 | 0 | 0 | 0 | 0 | 0 | 0 | 0 | 0 | 1 |  | 0 | 0 | 0 | 0 | 0 | 0 | 0 | 0 | 0 | 0 | 0 | 0 | 0 | 0 | 0 | 0 | 0 | 0 | 0 |  | 1 | 1 | 1 | 1 | 1 | 1 | 1 | 1 | 1 | 1 | 1 | 0
SCE Northern | Rector | 230 | 0 | 0 | 0 | 0 | 0 | 0 | 0 | 0 | 0 | 0 | 0 | 12 | 170 | 0 | 170 | 0 | 0 | 0 | 0 | 1 |  | 0 | 0 | 0 | 0 | 0 | 0 | 0 | 0 | 0 | 0 | 0 | 0 | 0 | 0 | 0 | 0 | 0 | 0 | 0 | 0 | 0 |  | 0 | 0 | 0 | 0 | 0 | 0 | 0 | 0 | 0 | 0 | 0 | 0 | 0 | 0 | 0 | 0 | 0 | 0 | 0 |  | 1 | 1 | 1 | 1 | 1 | 1 | 1 | 1 | 1 | 1 | 1 | 0
SCE Eastern | Red Bluff | 230 | 0 | 0 | 0 | 0 | 0 | 0 | 0 | 0 | 0 | 0 | 0 | 0 | 0 | 0 | 0 | 0 | 0 | 0 | 0 | 0 |  | 0 | 0 | 0 | 0 | 0 | 0 | 0 | 0 | 0 | 0 | 0 | 0 | 0 | 0 | 0 | 0 | 0 | 0 | 0 | 0 | 2 |  | 0 | 0 | 0 | 0 | 0 | 0 | 0 | 0 | 0 | 0 | 0 | 0 | 0 | 0 | 0 | 0 | 0 | 0 | 0 |  | 1 | 1 | 1 | 1 | 1 | 1 | 1 | 1 | 1 | 1 | 1 | 0
SCE Eastern | Red Bluff | 500 | 0 | 0 | 0 | 0 | 0 | 0 | 0 | 0 | 0 | 0 | 0 | 0 | 175 | 0 | 175 | 100 | 0 | 100 | 0 | 1 |  | 0 | 0 | 0 | 0 | 0 | 0 | 0 | 0 | 0 | 0 | 0 | 0 | 0 | 0 | 0 | 0 | 0 | 0 | 0 | 0 | 2 |  | 0 | 0 | 0 | 0 | 0 | 0 | 0 | 0 | 0 | 0 | 0 | 0 | 0 | 0 | 0 | 0 | 0 | 0 | 0 |  | 1 | 1 | 1 | 1 | 1 | 1 | 1 | 1 | 1 | 1 | 1 | 0
PG&E NGBA | Redbud | 115 | 0 | 0 | 0 | 0 | 0 | 0 | 0 | 0 | 0 | 0 | 0 | 0 | 0 | 0 | 0 | 0 | 0 | 0 | 0 | 0 |  | 0 | 0 | 0 | 0 | 0 | 0 | 0 | 0 | 0 | 0 | 0 | 0 | 0 | 0 | 0 | 0 | 0 | 0 | 0 | 0 | 1 |  | 0 | 0 | 0 | 0 | 0 | 0 | 0 | 0 | 0 | 0 | 0 | 0 | 0 | 0 | 0 | 0 | 0 | 0 | 0 |  | 1 | 1 | 1 | 1 | 1 | 1 | 1 | 1 | 1 | 1 | 1 | 0
SCE Metro | Redondo | 230 | 0 | 0 | 0 | 0 | 0 | 0 | 0 | 0 | 0 | 0 | 0 | 0 | 0 | 0 | 0 | 0 | 0 | 0 | 0 | 0 |  | 0 | 0 | 0 | 0 | 0 | 0 | 0 | 0 | 0 | 0 | 0 | 0 | 0 | 0 | 0 | 0 | 0 | 0 | 0 | 0 | 0 |  | 0 | 0 | 0 | 0 | 0 | 0 | 0 | 0 | 0 | 0 | 0 | 0 | 0 | 0 | 0 | 0 | 0 | 0 | 0 |  | 1 | 1 | 1 | 1 | 1 | 1 | 1 | 1 | 1 | 1 | 1 | 0
PG&E FRESNO | Reedley | 115 | 0 | 0 | 0 | 0 | 0 | 0 | 0 | 0 | 0 | 0 | 0 | 0 | 0 | 0 | 0 | 0 | 0 | 0 | 0 | 0 |  | 0 | 0 | 0 | 0 | 0 | 0 | 0 | 0 | 0 | 0 | 0 | 0 | 0 | 0 | 0 | 0 | 0 | 0 | 0 | 0 | 2 |  | 0 | 0 | 0 | 0 | 0 | 0 | 0 | 0 | 0 | 0 | 0 | 0 | 0 | 0 | 0 | 0 | 0 | 0 | 0 |  | 1 | 1 | 1 | 1 | 1 | 1 | 1 | 1 | 1 | 1 | 1 | 0
PG&E KERN | Renfro | 115 | 0 | 0 | 0 | 0 | 0 | 0 | 0 | 0 | 0 | 0 | 0 | 0 | 100 | 0 | 100 | 0 | 0 | 0 | 0 | 1 |  | 0 | 0 | 0 | 0 | 0 | 0 | 0 | 0 | 0 | 0 | 0 | 0 | 0 | 0 | 0 | 0 | 0 | 0 | 0 | 0 | 0 |  | 0 | 0 | 0 | 0 | 0 | 0 | 0 | 0 | 0 | 0 | 0 | 0 | 0 | 0 | 0 | 0 | 0 | 0 | 0 |  | 1 | 1 | 1 | 1 | 1 | 1 | 1 | 1 | 1 | 1 | 1 | 0
PG&E GBA | Richmond R | 115 | 0 | 0 | 0 | 0 | 0 | 0 | 0 | 0 | 0 | 0 | 0 | 0 | 0 | 0 | 0 | 0 | 0 | 0 | 0 | 0 |  | 0 | 0 | 0 | 0 | 0 | 0 | 0 | 0 | 0 | 0 | 0 | 0 | 0 | 0 | 0 | 0 | 0 | 0 | 0 | 0 | 2 |  | 0 | 0 | 0 | 0 | 0 | 0 | 0 | 0 | 0 | 0 | 0 | 0 | 0 | 0 | 0 | 0 | 0 | 0 | 0 |  | 1 | 1 | 1 | 1 | 1 | 1 | 1 | 1 | 1 | 1 | 1 | 0
PG&E NGBA | Rincon | 115 | 0 | 0 | 0 | 0 | 0 | 0 | 0 | 0 | 0 | 0 | 0 | 0 | 0 | 0 | 0 | 0 | 0 | 0 | 0 | 0 |  | 0 | 0 | 0 | 0 | 0 | 0 | 0 | 0 | 0 | 0 | 0 | 0 | 0 | 0 | 0 | 0 | 0 | 0 | 0 | 0 | 2 |  | 0 | 0 | 0 | 0 | 0 | 0 | 0 | 0 | 0 | 0 | 0 | 0 | 0 | 0 | 0 | 0 | 0 | 0 | 0 |  | 1 | 1 | 1 | 1 | 1 | 1 | 1 | 1 | 1 | 1 | 1 | 0
PG&E KERN | Rio Bravo | 115 | 0 | 0 | 0 | 0 | 0 | 0 | 0 | 0 | 0 | 0 | 0 | 0 | 100 | 0 | 100 | 0 | 0 | 0 | 0 | 1 |  | 0 | 0 | 0 | 0 | 0 | 0 | 0 | 0 | 0 | 0 | 0 | 0 | 0 | 0 | 0 | 0 | 0 | 0 | 0 | 0 | 0 |  | 0 | 0 | 0 | 0 | 0 | 0 | 0 | 0 | 0 | 0 | 0 | 0 | 0 | 0 | 0 | 0 | 0 | 0 | 0 |  | 1 | 1 | 1 | 1 | 1 | 1 | 1 | 1 | 1 | 1 | 1 | 0
SCE Metro | Rio Hondo | 230 | 0 | 0 | 0 | 0 | 0 | 0 | 0 | 0 | 0 | 0 | 0 | 0 | 0 | 0 | 0 | 265 | 410 | 675 | 0 | 1 |  | 0 | 0 | 0 | 0 | 0 | 0 | 0 | 0 | 0 | 0 | 0 | 0 | 0 | 0 | 0 | 0 | 0 | 0 | 0 | 0 | 0 |  | 0 | 0 | 0 | 0 | 0 | 0 | 0 | 0 | 0 | 0 | 0 | 0 | 0 | 0 | 0 | 0 | 0 | 0 | 0 |  | 1 | 1 | 1 | 1 | 1 | 1 | 1 | 1 | 1 | 1 | 1 | 0
PG&E NGBA | Rio Oso | 115 | 0 | 0 | 0 | 0 | 0 | 0 | 0 | 0 | 0 | 0 | 0 | 0 | 0 | 0 | 0 | 0 | 0 | 0 | 0 | 0 |  | 0 | 0 | 0 | 0 | 0 | 0 | 0 | 0 | 0 | 0 | 0 | 0 | 0 | 0 | 0 | 0 | 0 | 0 | 0 | 0 | 0 |  | 0 | 0 | 0 | 0 | 0 | 0 | 0 | 0 | 0 | 0 | 0 | 0 | 0 | 0 | 0 | 0 | 0 | 0 | 0 |  | 1 | 1 | 1 | 1 | 1 | 1 | 1 | 1 | 1 | 1 | 1 | 0
PG&E NGBA | Rio Oso | 230 | 0 | 0 | 0 | 0 | 0 | 0 | 0 | 0 | 0 | 0 | 0 | 0 | 0 | 0 | 0 | 0 | 0 | 0 | 0 | 0 |  | 0 | 0 | 0 | 0 | 0 | 0 | 0 | 0 | 0 | 0 | 0 | 0 | 0 | 0 | 0 | 0 | 0 | 0 | 0 | 0 | 0 |  | 0 | 0 | 0 | 0 | 0 | 0 | 0 | 0 | 0 | 0 | 0 | 0 | 0 | 0 | 0 | 0 | 0 | 0 | 0 |  | 1 | 1 | 1 | 1 | 1 | 1 | 1 | 1 | 1 | 1 | 1 | 0
PG&E GBA | Ripon | 115 | 0 | 0 | 0 | 0 | 0 | 0 | 0 | 0 | 0 | 0 | 0 | 2.6 | 0 | 0 | 0 | 99 | 0 | 99 | 0 | 1 |  | 0 | 0 | 0 | 0 | 0 | 0 | 0 | 0 | 0 | 0 | 0 | 0 | 0 | 0 | 0 | 0 | 0 | 0 | 0 | 0 | 0 |  | 0 | 0 | 0 | 0 | 0 | 0 | 0 | 0 | 0 | 0 | 0 | 0 | 0 | 0 | 0 | 0 | 0 | 0 | 0 |  | 1 | 1 | 1 | 1 | 1 | 1 | 1 | 1 | 1 | 1 | 1 | 0
PG&E GBA | Riverbank | 115 | 0 | 0 | 0 | 0 | 0 | 0 | 0 | 0 | 0 | 0 | 0 | 0 | 0 | 0 | 0 | 0 | 0 | 0 | 0 | 0 |  | 0 | 0 | 0 | 0 | 0 | 0 | 0 | 0 | 0 | 0 | 0 | 0 | 0 | 0 | 0 | 0 | 0 | 0 | 0 | 0 | 0 |  | 0 | 0 | 0 | 0 | 0 | 0 | 0 | 0 | 0 | 0 | 0 | 0 | 0 | 0 | 0 | 0 | 0 | 0 | 0 |  | 1 | 1 | 1 | 1 | 1 | 1 | 1 | 1 | 1 | 1 | 1 | 0
SCE NOL | Roadway | 115 | 0 | 0 | 0 | 0 | 0 | 0 | 0 | 0 | 0 | 0 | 0 | 0 | 0 | 0 | 0 | 0 | 0 | 0 | 0 | 0 |  | 0 | 0 | 0 | 0 | 0 | 0 | 0 | 0 | 0 | 0 | 0 | 0 | 0 | 0 | 0 | 0 | 0 | 0 | 0 | 0 | 2 |  | 0 | 0 | 0 | 0 | 0 | 0 | 0 | 0 | 0 | 0 | 0 | 0 | 0 | 0 | 0 | 0 | 0 | 0 | 0 |  | 1 | 1 | 1 | 1 | 1 | 1 | 1 | 1 | 1 | 1 | 1 | 0
PG&E NGBA | Rock Creek 1 | 230 | 0 | 0 | 0 | 0 | 0 | 0 | 0 | 0 | 0 | 0 | 0 | 0 | 0 | 397.5 | 397.5 | 0 | 0 | 0 | 0 | 1 |  | 0 | 0 | 0 | 0 | 0 | 0 | 0 | 0 | 0 | 0 | 0 | 0 | 0 | 0 | 0 | 0 | 0 | 0 | 0 | 0 | 0 |  | 0 | 0 | 0 | 0 | 0 | 0 | 0 | 0 | 0 | 0 | 0 | 0 | 0 | 0 | 0 | 0 | 0 | 0 | 0 |  | 1 | 1 | 1 | 1 | 1 | 1 | 1 | 1 | 1 | 1 | 1 | 0
SCE Northern | Rosamond | 66 | 0 | 0 | 0 | 0 | 0 | 0 | 0 | 0 | 0 | 0 | 0 | 0 | 0 | 0 | 0 | 0 | 0 | 0 | 0 | 0 |  | 0 | 0 | 0 | 0 | 0 | 0 | 0 | 0 | 0 | 0 | 0 | 0 | 0 | 0 | 0 | 0 | 0 | 0 | 0 | 0 | 0 |  | 0 | 0 | 0 | 0 | 0 | 0 | 0 | 0 | 0 | 0 | 0 | 0 | 0 | 0 | 0 | 0 | 0 | 0 | 0 |  | 1 | 1 | 1 | 1 | 1 | 1 | 1 | 1 | 1 | 1 | 1 | 0
PG&E GBA | Rossmoor | 230 | 0 | 0 | 0 | 0 | 0 | 0 | 0 | 0 | 0 | 0 | 0 | 0 | 0 | 0 | 0 | 0 | 0 | 0 | 0 | 0 |  | 0 | 0 | 0 | 0 | 0 | 0 | 0 | 0 | 0 | 0 | 0 | 0 | 0 | 0 | 0 | 0 | 0 | 0 | 0 | 0 | 0 |  | 0 | 0 | 0 | 0 | 0 | 0 | 0 | 0 | 0 | 0 | 0 | 0 | 0 | 0 | 0 | 0 | 0 | 0 | 0 |  | 1 | 1 | 1 | 1 | 1 | 1 | 1 | 1 | 1 | 1 | 1 | 0
PG&E NGBA | Round Mountain | 230 | 80 | 0 | 150 | 0 | 150 | 0 | 0 | 0 | 0 | 0 | 0 | 0 | 0 | 0 | 0 | 0 | 0 | 0 | 0 | 1 |  | 0 | 0 | 0 | 0 | 0 | 0 | 0 | 0 | 0 | 0 | 0 | 0 | 0 | 0 | 0 | 0 | 0 | 0 | 0 | 0 | 0 |  | 0 | 0 | 0 | 0 | 0 | 0 | 0 | 0 | 0 | 0 | 0 | 0 | 0 | 0 | 0 | 0 | 0 | 0 | 0 |  | 1 | 1 | 1 | 1 | 1 | 1 | 1 | 1 | 1 | 1 | 1 | 0
PG&E NGBA | Round Mountain | 500 | 0 | 0 | 0 | 0 | 0 | 0 | 0 | 0 | 0 | 0 | 0 | 0 | 0 | 0 | 0 | 0 | 0 | 0 | 0 | 0 |  | 0 | 0 | 0 | 0 | 0 | 0 | 0 | 0 | 0 | 0 | 0 | 0 | 0 | 0 | 0 | 0 | 0 | 0 | 0 | 0 | 0 |  | 0 | 0 | 0 | 0 | 0 | 0 | 0 | 0 | 0 | 0 | 0 | 0 | 0 | 0 | 0 | 0 | 0 | 0 | 0 |  | 1 | 1 | 1 | 1 | 1 | 1 | 1 | 1 | 1 | 1 | 1 | 0
PG&E GBA | Salado | 115 | 0 | 0 | 0 | 0 | 0 | 0 | 0 | 0 | 0 | 0 | 0 | 0 | 0 | 0 | 0 | 0 | 0 | 0 | 0 | 0 |  | 0 | 0 | 0 | 0 | 0 | 0 | 0 | 0 | 0 | 0 | 0 | 0 | 0 | 0 | 0 | 0 | 0 | 0 | 0 | 0 | 0 |  | 0 | 0 | 0 | 0 | 0 | 0 | 0 | 0 | 0 | 0 | 0 | 0 | 0 | 0 | 0 | 0 | 0 | 0 | 0 |  | 1 | 1 | 1 | 1 | 1 | 1 | 1 | 1 | 1 | 1 | 1 | 0
PG&E GBA | Salado | 60 | 0 | 0 | 0 | 0 | 0 | 0 | 0 | 0 | 0 | 0 | 0 | 0 | 0 | 0 | 0 | 0 | 0 | 0 | 0 | 0 |  | 0 | 0 | 0 | 0 | 0 | 0 | 0 | 0 | 0 | 0 | 0 | 0 | 0 | 0 | 0 | 0 | 0 | 0 | 0 | 0 | 0 |  | 0 | 0 | 0 | 0 | 0 | 0 | 0 | 0 | 0 | 0 | 0 | 0 | 0 | 0 | 0 | 0 | 0 | 0 | 0 |  | 1 | 1 | 1 | 1 | 1 | 1 | 1 | 1 | 1 | 1 | 1 | 0
PG&E GBA | Salinas | 115 | 0 | 0 | 60 | 0 | 60 | 0 | 0 | 0 | 0 | 0 | 0 | 0 | 0 | 0 | 0 | 0 | 0 | 0 | 0 | 1 |  | 0 | 0 | 0 | 0 | 0 | 0 | 0 | 0 | 0 | 0 | 0 | 0 | 0 | 0 | 0 | 0 | 0 | 0 | 0 | 0 | 0 |  | 0 | 0 | 0 | 0 | 0 | 0 | 0 | 0 | 0 | 0 | 0 | 0 | 0 | 0 | 0 | 0 | 0 | 0 | 0 |  | 1 | 1 | 1 | 1 | 1 | 1 | 1 | 1 | 1 | 1 | 1 | 0
SDGE | Salt Creek | 69 | 0 | 0 | 0 | 0 | 0 | 0 | 0 | 0 | 0 | 0 | 0 | 0 | 0 | 0 | 0 | 0 | 0 | 0 | 0 | 0 |  | 0 | 0 | 0 | 0 | 0 | 0 | 0 | 0 | 0 | 0 | 0 | 0 | 0 | 0 | 0 | 0 | 0 | 0 | 0 | 0 | 5 |  | 0 | 0 | 0 | 0 | 0 | 0 | 0 | 0 | 0 | 0 | 0 | 0 | 0 | 0 | 0 | 0 | 0 | 0 | 0 |  | 1 | 1 | 1 | 1 | 1 | 1 | 1 | 1 | 1 | 1 | 1 | 0
SCE Eastern | San Bernardino | 230 | 0 | 0 | 0 | 0 | 0 | 0 | 0 | 0 | 0 | 0 | 0 | 0 | 0 | 0 | 0 | 0 | 0 | 0 | 0 | 0 |  | 0 | 0 | 0 | 0 | 0 | 0 | 0 | 0 | 0 | 0 | 0 | 0 | 0 | 0 | 0 | 0 | 0 | 0 | 0 | 0 | 1 |  | 0 | 0 | 0 | 0 | 0 | 0 | 0 | 0 | 0 | 0 | 0 | 0 | 0 | 0 | 0 | 0 | 0 | 0 | 0 |  | 1 | 1 | 1 | 1 | 1 | 1 | 1 | 1 | 1 | 1 | 1 | 0
PG&E GBA | SAN FRAN A (POTRERO PP) | 115 | 0 | 0 | 0 | 0 | 0 | 0 | 0 | 0 | 0 | 0 | 0 | 0 | 100 | 0 | 100 | 0 | 0 | 0 | 0 | 1 |  | 0 | 0 | 0 | 0 | 0 | 0 | 0 | 0 | 0 | 0 | 0 | 0 | 0 | 0 | 0 | 0 | 0 | 0 | 0 | 0 | 1 |  | 0 | 0 | 0 | 0 | 0 | 0 | 0 | 0 | 0 | 0 | 0 | 0 | 0 | 0 | 0 | 0 | 0 | 0 | 0 |  | 1 | 1 | 1 | 1 | 1 | 1 | 1 | 1 | 1 | 1 | 1 | 0
PG&E GBA | SAN FRAN A (POTRERO PP) | 230 | 0 | 0 | 0 | 0 | 0 | 0 | 0 | 0 | 0 | 0 | 0 | 0 | 60 | 0 | 60 | 0 | 0 | 0 | 0 | 1 |  | 0 | 0 | 0 | 0 | 0 | 0 | 0 | 0 | 0 | 0 | 0 | 0 | 0 | 0 | 0 | 0 | 0 | 0 | 0 | 0 | 1 |  | 0 | 0 | 0 | 0 | 0 | 0 | 0 | 0 | 0 | 0 | 0 | 0 | 0 | 0 | 0 | 0 | 0 | 0 | 0 |  | 1 | 1 | 1 | 1 | 1 | 1 | 1 | 1 | 1 | 1 | 1 | 0
PG&E GBA | San Jose A | 115 | 0 | 0 | 0 | 0 | 0 | 0 | 0 | 0 | 0 | 0 | 0 | 0 | 0 | 0 | 0 | 0 | 0 | 0 | 0 | 0 |  | 0 | 0 | 0 | 0 | 0 | 0 | 0 | 0 | 0 | 0 | 0 | 0 | 0 | 0 | 0 | 0 | 0 | 0 | 0 | 0 | 0 |  | 0 | 0 | 0 | 0 | 0 | 0 | 0 | 0 | 0 | 0 | 0 | 0 | 0 | 0 | 0 | 0 | 0 | 0 | 0 |  | 1 | 1 | 1 | 1 | 1 | 1 | 1 | 1 | 1 | 1 | 1 | 0
PG&E GBA | San Jose B | 115 | 0 | 0 | 0 | 0 | 0 | 0 | 0 | 0 | 0 | 0 | 0 | 0 | 0 | 0 | 0 | 0 | 0 | 0 | 0 | 0 |  | 0 | 0 | 0 | 0 | 0 | 0 | 0 | 0 | 0 | 0 | 0 | 0 | 0 | 0 | 0 | 0 | 0 | 0 | 0 | 0 | 0 |  | 0 | 0 | 0 | 0 | 0 | 0 | 0 | 0 | 0 | 0 | 0 | 0 | 0 | 0 | 0 | 0 | 0 | 0 | 0 |  | 1 | 1 | 1 | 1 | 1 | 1 | 1 | 1 | 1 | 1 | 1 | 0
PG&E GBA | San Leandro U | 115 | 0 | 0 | 0 | 0 | 0 | 0 | 0 | 0 | 0 | 0 | 0 | 0 | 70 | 0 | 70 | 0 | 0 | 0 | 0 | 1 |  | 0 | 0 | 0 | 0 | 0 | 0 | 0 | 0 | 0 | 0 | 0 | 0 | 0 | 0 | 0 | 0 | 0 | 0 | 0 | 0 | 1 |  | 0 | 0 | 0 | 0 | 0 | 0 | 0 | 0 | 0 | 0 | 0 | 0 | 0 | 0 | 0 | 0 | 0 | 0 | 0 |  | 1 | 1 | 1 | 1 | 1 | 1 | 1 | 1 | 1 | 1 | 1 | 0
PG&E KERN | San Luis Obispo | 115 | 0 | 0 | 0 | 0 | 0 | 0 | 0 | 0 | 0 | 0 | 0 | 0 | 0 | 0 | 0 | 0 | 0 | 0 | 0 | 0 |  | 0 | 0 | 0 | 0 | 0 | 0 | 0 | 0 | 0 | 0 | 0 | 0 | 0 | 0 | 0 | 0 | 0 | 0 | 0 | 0 | 1 |  | 0 | 0 | 0 | 0 | 0 | 0 | 0 | 0 | 0 | 0 | 0 | 0 | 0 | 0 | 0 | 0 | 0 | 0 | 0 |  | 1 | 1 | 1 | 1 | 1 | 1 | 1 | 1 | 1 | 1 | 1 | 0
PG&E KERN | San Luis Obispo | 70 | 0 | 0 | 0 | 0 | 0 | 0 | 0 | 0 | 0 | 0 | 0 | 0 | 0 | 0 | 0 | 0 | 0 | 0 | 0 | 0 |  | 0 | 0 | 0 | 0 | 0 | 0 | 0 | 0 | 0 | 0 | 0 | 0 | 0 | 0 | 0 | 0 | 0 | 0 | 0 | 0 | 1 |  | 0 | 0 | 0 | 0 | 0 | 0 | 0 | 0 | 0 | 0 | 0 | 0 | 0 | 0 | 0 | 0 | 0 | 0 | 0 |  | 1 | 1 | 1 | 1 | 1 | 1 | 1 | 1 | 1 | 1 | 1 | 0
SDGE | San Luis Rey | 230 | 0 | 0 | 0 | 0 | 0 | 0 | 0 | 0 | 0 | 0 | 0 | 0 | 0 | 0 | 0 | 0 | 0 | 0 | 0 | 0 |  | 0 | 0 | 0 | 0 | 0 | 0 | 0 | 0 | 0 | 0 | 0 | 0 | 0 | 0 | 0 | 0 | 0 | 0 | 0 | 0 | 1 |  | 0 | 0 | 0 | 0 | 0 | 0 | 0 | 0 | 0 | 0 | 0 | 0 | 0 | 0 | 0 | 0 | 0 | 0 | 0 |  | 1 | 1 | 1 | 1 | 1 | 1 | 1 | 1 | 1 | 1 | 1 | 0
SDGE | San Luis Rey | 69 | 0 | 0 | 0 | 0 | 0 | 0 | 0 | 0 | 0 | 0 | 0 | 0 | 0 | 0 | 0 | 0 | 0 | 0 | 0 | 0 |  | 0 | 0 | 0 | 0 | 0 | 0 | 0 | 0 | 0 | 0 | 0 | 0 | 0 | 0 | 0 | 0 | 0 | 0 | 0 | 0 | 1 |  | 0 | 0 | 0 | 0 | 0 | 0 | 0 | 0 | 0 | 0 | 0 | 0 | 0 | 0 | 0 | 0 | 0 | 0 | 0 |  | 1 | 1 | 1 | 1 | 1 | 1 | 1 | 1 | 1 | 1 | 1 | 0
SDGE | San Marcos | 69 | 0 | 0 | 0 | 0 | 0 | 0 | 0 | 0 | 0 | 0 | 0 | 0 | 0 | 0 | 0 | 0 | 0 | 0 | 0 | 0 |  | 0 | 0 | 0 | 0 | 0 | 0 | 0 | 0 | 0 | 0 | 0 | 0 | 0 | 0 | 0 | 0 | 0 | 0 | 0 | 0 | 2 |  | 0 | 0 | 0 | 0 | 0 | 0 | 0 | 0 | 0 | 0 | 0 | 0 | 0 | 0 | 0 | 0 | 0 | 0 | 0 |  | 1 | 1 | 1 | 1 | 1 | 1 | 1 | 1 | 1 | 1 | 1 | 0
SCE Metro | San Onofre | 230 | 0 | 0 | 0 | 0 | 0 | 0 | 0 | 0 | 0 | 0 | 0 | 0 | 0 | 0 | 0 | 0 | 0 | 0 | 0 | 0 |  | 0 | 0 | 0 | 0 | 0 | 0 | 0 | 0 | 0 | 0 | 0 | 0 | 0 | 0 | 0 | 0 | 0 | 0 | 0 | 0 | 0 |  | 0 | 0 | 0 | 0 | 0 | 0 | 0 | 0 | 0 | 0 | 0 | 0 | 0 | 0 | 0 | 0 | 0 | 0 | 0 |  | 1 | 1 | 1 | 1 | 1 | 1 | 1 | 1 | 1 | 1 | 1 | 0
PG&E GBA | San Pablo | 115 | 0 | 0 | 0 | 0 | 0 | 0 | 0 | 0 | 0 | 0 | 0 | 0 | 0 | 40 | 40 | 0 | 0 | 0 | 0 | 1 |  | 0 | 0 | 0 | 0 | 0 | 0 | 0 | 0 | 0 | 0 | 0 | 0 | 0 | 0 | 0 | 0 | 0 | 0 | 0 | 0 | 2 |  | 0 | 0 | 0 | 0 | 0 | 0 | 0 | 0 | 0 | 0 | 0 | 0 | 0 | 0 | 0 | 0 | 0 | 0 | 0 |  | 1 | 1 | 1 | 1 | 1 | 1 | 1 | 1 | 1 | 1 | 1 | 0
PG&E GBA | San Ramon | 230 | 0 | 0 | 0 | 0 | 0 | 0 | 0 | 0 | 0 | 0 | 0 | 0 | 0 | 0 | 0 | 0 | 0 | 0 | 0 | 0 |  | 0 | 0 | 0 | 0 | 0 | 0 | 0 | 0 | 0 | 0 | 0 | 0 | 0 | 0 | 0 | 0 | 0 | 0 | 0 | 0 | 0 |  | 0 | 0 | 0 | 0 | 0 | 0 | 0 | 0 | 0 | 0 | 0 | 0 | 0 | 0 | 0 | 0 | 0 | 0 | 0 |  | 1 | 1 | 1 | 1 | 1 | 1 | 1 | 1 | 1 | 1 | 1 | 0
SDGE | San Ysidro | 69 | 0 | 0 | 0 | 0 | 0 | 0 | 0 | 0 | 0 | 0 | 0 | 0 | 0 | 0 | 0 | 0 | 0 | 0 | 0 | 0 |  | 0 | 0 | 0 | 0 | 0 | 0 | 0 | 0 | 0 | 0 | 0 | 0 | 0 | 0 | 0 | 0 | 0 | 0 | 0 | 0 | 4 |  | 0 | 0 | 0 | 0 | 0 | 0 | 0 | 0 | 0 | 0 | 0 | 0 | 0 | 0 | 0 | 0 | 0 | 0 | 0 |  | 1 | 1 | 1 | 1 | 1 | 1 | 1 | 1 | 1 | 1 | 1 | 0
SCE NOL | Sandlot | 230 | 0 | 0 | 0 | 0 | 0 | 0 | 0 | 0 | 0 | 0 | 0 | 0 | 0 | 0 | 0 | 0 | 0 | 0 | 0 | 0 |  | 0 | 0 | 0 | 0 | 0 | 0 | 0 | 0 | 0 | 0 | 0 | 0 | 0 | 0 | 0 | 0 | 0 | 0 | 0 | 0 | 3 |  | 0 | 0 | 0 | 0 | 0 | 0 | 0 | 0 | 0 | 0 | 0 | 0 | 0 | 0 | 0 | 0 | 0 | 0 | 0 |  | 1 | 1 | 1 | 1 | 1 | 1 | 1 | 1 | 1 | 1 | 1 | 0
EOP | Sandy | 138 | 0 | 0 | 0 | 0 | 0 | 0 | 0 | 0 | 0 | 0 | 0 | 0 | 0 | 0 | 0 | 0 | 0 | 0 | 0 | 0 |  | 0 | 0 | 0 | 0 | 0 | 0 | 0 | 0 | 0 | 0 | 0 | 0 | 0 | 0 | 0 | 0 | 0 | 0 | 0 | 0 | 2 |  | 0 | 0 | 0 | 0 | 0 | 0 | 0 | 0 | 0 | 0 | 0 | 0 | 0 | 0 | 0 | 0 | 0 | 0 | 0 |  | 1 | 1 | 1 | 1 | 1 | 1 | 1 | 1 | 1 | 1 | 1 | 0
PG&E FRESNO | Sanger | 115 | 0 | 0 | 0 | 0 | 0 | 0 | 0 | 0 | 0 | 0 | 0 | 0 | 0 | 0 | 0 | 0 | 0 | 0 | 0 | 0 |  | 0 | 0 | 0 | 0 | 0 | 0 | 0 | 0 | 0 | 0 | 0 | 0 | 0 | 0 | 0 | 0 | 0 | 0 | 0 | 0 | 2 |  | 0 | 0 | 0 | 0 | 0 | 0 | 0 | 0 | 0 | 0 | 0 | 0 | 0 | 0 | 0 | 0 | 0 | 0 | 0 |  | 1 | 1 | 1 | 1 | 1 | 1 | 1 | 1 | 1 | 1 | 1 | 0
SCE Northern | Santa Clara | 230 | 0 | 0 | 0 | 0 | 0 | 0 | 0 | 0 | 0 | 0 | 0 | 0 | 0 | 0 | 0 | 0 | 0 | 0 | 0 | 0 |  | 0 | 0 | 0 | 0 | 0 | 0 | 0 | 0 | 0 | 0 | 0 | 0 | 0 | 0 | 0 | 0 | 0 | 0 | 0 | 0 | 0 |  | 0 | 0 | 0 | 0 | 0 | 0 | 0 | 0 | 0 | 0 | 0 | 0 | 0 | 0 | 0 | 0 | 0 | 0 | 0 |  | 1 | 1 | 1 | 1 | 1 | 1 | 1 | 1 | 1 | 1 | 1 | 0
PG&E NGBA | Santa Rosa A | 115 | 0 | 0 | 0 | 0 | 0 | 0 | 0 | 0 | 0 | 0 | 0 | 0 | 0 | 0 | 0 | 0 | 0 | 0 | 0 | 0 |  | 0 | 0 | 0 | 0 | 0 | 0 | 0 | 0 | 0 | 0 | 0 | 0 | 0 | 0 | 0 | 0 | 0 | 0 | 0 | 0 | 1 |  | 0 | 0 | 0 | 0 | 0 | 0 | 0 | 0 | 0 | 0 | 0 | 0 | 0 | 0 | 0 | 0 | 0 | 0 | 0 |  | 1 | 1 | 1 | 1 | 1 | 1 | 1 | 1 | 1 | 1 | 1 | 0
PG&E GBA | Santa Teresa | 115 | 0 | 0 | 0 | 0 | 0 | 0 | 0 | 0 | 0 | 0 | 0 | 0 | 0 | 0 | 0 | 0 | 0 | 0 | 0 | 0 |  | 0 | 0 | 0 | 0 | 0 | 0 | 0 | 0 | 0 | 0 | 0 | 0 | 0 | 0 | 0 | 0 | 0 | 0 | 0 | 0 | 0 |  | 0 | 0 | 0 | 0 | 0 | 0 | 0 | 0 | 0 | 0 | 0 | 0 | 0 | 0 | 0 | 0 | 0 | 0 | 0 |  | 1 | 1 | 1 | 1 | 1 | 1 | 1 | 1 | 1 | 1 | 1 | 0
SDGE | Santee | 138 | 0 | 0 | 0 | 0 | 0 | 0 | 0 | 0 | 0 | 0 | 0 | 0 | 0 | 0 | 0 | 10 | 0 | 10 | 0 | 1 |  | 0 | 0 | 0 | 0 | 0 | 0 | 0 | 0 | 0 | 0 | 0 | 0 | 0 | 0 | 0 | 0 | 0 | 0 | 0 | 0 | 3 |  | 0 | 0 | 0 | 0 | 0 | 0 | 0 | 0 | 0 | 0 | 0 | 0 | 0 | 0 | 0 | 0 | 0 | 0 | 0 |  | 1 | 1 | 1 | 1 | 1 | 1 | 1 | 1 | 1 | 1 | 1 | 0
SCE Metro | Santiago | 230 | 0 | 0 | 0 | 0 | 0 | 0 | 0 | 0 | 0 | 0 | 0 | 0 | 0 | 0 | 0 | 0 | 300 | 300 | 0 | 1 |  | 0 | 0 | 0 | 0 | 0 | 0 | 0 | 0 | 0 | 0 | 0 | 0 | 0 | 0 | 0 | 0 | 0 | 0 | 0 | 0 | 0 |  | 0 | 0 | 0 | 0 | 0 | 0 | 0 | 0 | 0 | 0 | 0 | 0 | 0 | 0 | 0 | 0 | 0 | 0 | 0 |  | 1 | 1 | 1 | 1 | 1 | 1 | 1 | 1 | 1 | 1 | 1 | 0
PG&E GBA | Saratoga | 230 | 0 | 0 | 0 | 0 | 0 | 0 | 0 | 0 | 0 | 0 | 0 | 0 | 0 | 0 | 0 | 0 | 0 | 0 | 0 | 0 |  | 0 | 0 | 0 | 0 | 0 | 0 | 0 | 0 | 0 | 0 | 0 | 0 | 0 | 0 | 0 | 0 | 0 | 0 | 0 | 0 | 1 |  | 0 | 0 | 0 | 0 | 0 | 0 | 0 | 0 | 0 | 0 | 0 | 0 | 0 | 0 | 0 | 0 | 0 | 0 | 0 |  | 1 | 1 | 1 | 1 | 1 | 1 | 1 | 1 | 1 | 1 | 1 | 0
SCE Northern | Saugus | 230 | 0 | 0 | 0 | 0 | 0 | 0 | 0 | 0 | 0 | 0 | 0 | 0 | 0 | 0 | 0 | 0 | 0 | 0 | 0 | 0 |  | 0 | 0 | 0 | 0 | 0 | 0 | 0 | 0 | 0 | 0 | 0 | 0 | 0 | 0 | 0 | 0 | 0 | 0 | 0 | 0 | 0 |  | 0 | 0 | 0 | 0 | 0 | 0 | 0 | 0 | 0 | 0 | 0 | 0 | 0 | 0 | 0 | 0 | 0 | 0 | 0 |  | 1 | 1 | 1 | 1 | 1 | 1 | 1 | 1 | 1 | 1 | 1 | 0
PG&E FRESNO | Schindler | 115 | 0 | 0 | 0 | 0 | 0 | 0 | 0 | 0 | 0 | 0 | 0 | 0 | 110 | 0 | 110 | 0 | 0 | 0 | 0 | 1 |  | 0 | 0 | 0 | 0 | 0 | 0 | 0 | 0 | 0 | 0 | 0 | 0 | 0 | 0 | 0 | 0 | 0 | 0 | 0 | 0 | 0 |  | 0 | 0 | 0 | 0 | 0 | 0 | 0 | 0 | 0 | 0 | 0 | 0 | 0 | 0 | 0 | 0 | 0 | 0 | 0 |  | 1 | 1 | 1 | 1 | 1 | 1 | 1 | 1 | 1 | 1 | 1 | 0
PG&E FRESNO | Schindler | 70 | 0 | 0 | 0 | 0 | 0 | 0 | 0 | 0 | 0 | 0 | 0 | 0 | 0 | 0 | 0 | 0 | 0 | 0 | 0 | 0 |  | 0 | 0 | 0 | 0 | 0 | 0 | 0 | 0 | 0 | 0 | 0 | 0 | 0 | 0 | 0 | 0 | 0 | 0 | 0 | 0 | 1 |  | 0 | 0 | 0 | 0 | 0 | 0 | 0 | 0 | 0 | 0 | 0 | 0 | 0 | 0 | 0 | 0 | 0 | 0 | 0 |  | 1 | 1 | 1 | 1 | 1 | 1 | 1 | 1 | 1 | 1 | 1 | 0
PG&E GBA | Schulte | 115 | 0 | 0 | 0 | 0 | 0 | 0 | 0 | 0 | 0 | 0 | 0 | 0 | 40 | 0 | 40 | 13.3 | 0 | 13.3 | 0 | 1 |  | 0 | 0 | 0 | 0 | 0 | 0 | 0 | 0 | 0 | 0 | 0 | 0 | 0 | 0 | 0 | 0 | 0 | 0 | 0 | 0 | 0 |  | 0 | 0 | 0 | 0 | 0 | 0 | 0 | 0 | 0 | 0 | 0 | 0 | 0 | 0 | 0 | 0 | 0 | 0 | 0 |  | 1 | 1 | 1 | 1 | 1 | 1 | 1 | 1 | 1 | 1 | 1 | 0
SDGE | Scripps | 69 | 0 | 0 | 0 | 0 | 0 | 0 | 0 | 0 | 0 | 0 | 0 | 0 | 0 | 0 | 0 | 0 | 0 | 0 | 0 | 0 |  | 0 | 0 | 0 | 0 | 0 | 0 | 0 | 0 | 0 | 0 | 0 | 0 | 0 | 0 | 0 | 0 | 0 | 0 | 0 | 0 | 2 |  | 0 | 0 | 0 | 0 | 0 | 0 | 0 | 0 | 0 | 0 | 0 | 0 | 0 | 0 | 0 | 0 | 0 | 0 | 0 |  | 1 | 1 | 1 | 1 | 1 | 1 | 1 | 1 | 1 | 1 | 1 | 0
PG&E KERN | Semitropic | 115 | 0 | 0 | 0 | 0 | 0 | 0 | 0 | 0 | 0 | 0 | 0 | 4.66 | 0 | 95 | 95 | 0 | 0 | 0 | 0 | 1 |  | 0 | 0 | 0 | 0 | 0 | 0 | 0 | 0 | 0 | 0 | 0 | 0 | 0 | 0 | 0 | 0 | 0 | 0 | 0 | 0 | 0 |  | 0 | 0 | 0 | 0 | 0 | 0 | 0 | 0 | 0 | 0 | 0 | 0 | 0 | 0 | 0 | 0 | 0 | 0 | 0 |  | 1 | 1 | 1 | 1 | 1 | 1 | 1 | 1 | 1 | 1 | 1 | 0
SCE Metro | Serrano | 230 | 0 | 0 | 0 | 0 | 0 | 0 | 0 | 0 | 0 | 0 | 0 | 0 | 0 | 0 | 0 | 0 | 0 | 0 | 0 | 0 |  | 0 | 0 | 0 | 0 | 0 | 0 | 0 | 0 | 0 | 0 | 0 | 0 | 0 | 0 | 0 | 0 | 0 | 0 | 0 | 0 | 0 |  | 0 | 0 | 0 | 0 | 0 | 0 | 0 | 0 | 0 | 0 | 0 | 0 | 0 | 0 | 0 | 0 | 0 | 0 | 0 |  | 1 | 1 | 1 | 1 | 1 | 1 | 1 | 1 | 1 | 1 | 1 | 0
SCE Metro | Serrano | 500 | 0 | 0 | 0 | 0 | 0 | 0 | 0 | 0 | 0 | 0 | 0 | 0 | 0 | 0 | 0 | 0 | 400 | 400 | 0 | 1 |  | 0 | 0 | 0 | 0 | 0 | 0 | 0 | 0 | 0 | 0 | 0 | 0 | 0 | 0 | 0 | 0 | 0 | 0 | 0 | 0 | 0 |  | 0 | 0 | 0 | 0 | 0 | 0 | 0 | 0 | 0 | 0 | 0 | 0 | 0 | 0 | 0 | 0 | 0 | 0 | 0 |  | 1 | 1 | 1 | 1 | 1 | 1 | 1 | 1 | 1 | 1 | 1 | 0
SDGE | Shadowridge | 138 | 0 | 0 | 0 | 0 | 0 | 0 | 0 | 0 | 0 | 0 | 0 | 0 | 0 | 0 | 0 | 0 | 0 | 0 | 0 | 0 |  | 0 | 0 | 0 | 0 | 0 | 0 | 0 | 0 | 0 | 0 | 0 | 0 | 0 | 0 | 0 | 0 | 0 | 0 | 0 | 0 | 3 |  | 0 | 0 | 0 | 0 | 0 | 0 | 0 | 0 | 0 | 0 | 0 | 0 | 0 | 0 | 0 | 0 | 0 | 0 | 0 |  | 1 | 1 | 1 | 1 | 1 | 1 | 1 | 1 | 1 | 1 | 1 | 0
PG&E KERN | Shafter | 115 | 0 | 0 | 0 | 0 | 0 | 0 | 0 | 0 | 0 | 0 | 0 | 2.25 | 0 | 100 | 100 | 0 | 0 | 0 | 0 | 1 |  | 0 | 0 | 0 | 0 | 0 | 0 | 0 | 0 | 0 | 0 | 0 | 0 | 0 | 0 | 0 | 0 | 0 | 0 | 0 | 0 | 0 |  | 0 | 0 | 0 | 0 | 0 | 0 | 0 | 0 | 0 | 0 | 0 | 0 | 0 | 0 | 0 | 0 | 0 | 0 | 0 |  | 1 | 1 | 1 | 1 | 1 | 1 | 1 | 1 | 1 | 1 | 1 | 0
PG&E NGBA | Silverado | 115 | 0 | 0 | 0 | 0 | 0 | 0 | 0 | 0 | 0 | 0 | 0 | 0 | 0 | 0 | 0 | 0 | 0 | 0 | 0 | 0 |  | 0 | 0 | 0 | 0 | 0 | 0 | 0 | 0 | 0 | 0 | 0 | 0 | 0 | 0 | 0 | 0 | 0 | 0 | 0 | 0 | 2 |  | 0 | 0 | 0 | 0 | 0 | 0 | 0 | 0 | 0 | 0 | 0 | 0 | 0 | 0 | 0 | 0 | 0 | 0 | 0 |  | 1 | 1 | 1 | 1 | 1 | 1 | 1 | 1 | 1 | 1 | 1 | 0
SDGE | Silvergate | 230 | 0 | 0 | 0 | 0 | 0 | 0 | 0 | 0 | 0 | 0 | 0 | 0 | 60 | 0 | 60 | 0 | 0 | 0 | 0 | 1 |  | 0 | 0 | 0 | 0 | 0 | 0 | 0 | 0 | 0 | 0 | 0 | 0 | 0 | 0 | 0 | 0 | 0 | 0 | 0 | 0 | 4 |  | 0 | 0 | 0 | 0 | 0 | 0 | 0 | 0 | 0 | 0 | 0 | 0 | 0 | 0 | 0 | 0 | 0 | 0 | 0 |  | 1 | 1 | 1 | 1 | 1 | 1 | 1 | 1 | 1 | 1 | 1 | 0
SDGE | Silvergate | 69 | 0 | 0 | 0 | 0 | 0 | 0 | 0 | 0 | 0 | 0 | 0 | 0 | 0 | 0 | 0 | 0 | 0 | 0 | 0 | 0 |  | 0 | 0 | 0 | 0 | 0 | 0 | 0 | 0 | 0 | 0 | 0 | 0 | 0 | 0 | 0 | 0 | 0 | 0 | 0 | 0 | 3 |  | 0 | 0 | 0 | 0 | 0 | 0 | 0 | 0 | 0 | 0 | 0 | 0 | 0 | 0 | 0 | 0 | 0 | 0 | 0 |  | 1 | 1 | 1 | 1 | 1 | 1 | 1 | 1 | 1 | 1 | 1 | 0
PG&E KERN | Sisquoc | 115 | 0 | 0 | 0 | 0 | 0 | 0 | 0 | 0 | 0 | 0 | 0 | 0 | 0 | 100 | 100 | 0 | 0 | 0 | 0 | 1 |  | 0 | 0 | 0 | 0 | 0 | 0 | 0 | 0 | 0 | 0 | 0 | 0 | 0 | 0 | 0 | 0 | 0 | 0 | 0 | 0 | 1 |  | 0 | 0 | 0 | 0 | 0 | 0 | 0 | 0 | 0 | 0 | 0 | 0 | 0 | 0 | 0 | 0 | 0 | 0 | 0 |  | 1 | 1 | 1 | 1 | 1 | 1 | 1 | 1 | 1 | 1 | 1 | 0
EOP | Sloan Canyon | 230 | 0 | 0 | 321 | 0 | 321 | 0 | 0 | 0 | 0 | 0 | 0 | 0 | 0 | 0 | 0 | 0 | 0 | 0 | 0 | 1 |  | 0 | 0 | 0 | 0 | 0 | 0 | 0 | 0 | 0 | 0 | 0 | 0 | 0 | 0 | 0 | 0 | 0 | 0 | 0 | 0 | 1 |  | 0 | 0 | 0 | 0 | 0 | 0 | 0 | 0 | 0 | 0 | 0 | 0 | 0 | 0 | 0 | 0 | 0 | 0 | 0 |  | 1 | 1 | 1 | 1 | 1 | 1 | 1 | 1 | 1 | 1 | 1 | 0
EOP | Sloan Canyon | 500 | 0 | 0 | 0 | 0 | 0 | 0 | 0 | 0 | 0 | 0 | 0 | 0 | 0 | 0 | 0 | 0 | 0 | 0 | 0 | 0 |  | 0 | 0 | 0 | 0 | 0 | 0 | 0 | 0 | 0 | 0 | 0 | 0 | 0 | 0 | 0 | 0 | 0 | 0 | 0 | 0 | 1 |  | 0 | 0 | 0 | 0 | 0 | 0 | 0 | 0 | 0 | 0 | 0 | 0 | 0 | 0 | 0 | 0 | 0 | 0 | 0 |  | 1 | 1 | 1 | 1 | 1 | 1 | 1 | 1 | 1 | 1 | 1 | 0
PG&E KERN | Smyrna | 115 | 0 | 0 | 0 | 0 | 0 | 0 | 0 | 0 | 0 | 0 | 0 | 0 | 0 | 0 | 0 | 0 | 0 | 0 | 0 | 0 |  | 0 | 0 | 0 | 0 | 0 | 0 | 0 | 0 | 0 | 0 | 0 | 0 | 0 | 0 | 0 | 0 | 0 | 0 | 0 | 0 | 0 |  | 0 | 0 | 0 | 0 | 0 | 0 | 0 | 0 | 0 | 0 | 0 | 0 | 0 | 0 | 0 | 0 | 0 | 0 | 0 |  | 1 | 1 | 1 | 1 | 1 | 1 | 1 | 1 | 1 | 1 | 1 | 0
PG&E GBA | Sobrante | 115 | 0 | 0 | 0 | 0 | 0 | 0 | 0 | 0 | 0 | 0 | 0 | 0 | 0 | 40 | 40 | 0 | 0 | 0 | 0 | 1 |  | 0 | 0 | 0 | 0 | 0 | 0 | 0 | 0 | 0 | 0 | 0 | 0 | 0 | 0 | 0 | 0 | 0 | 0 | 0 | 0 | 2 |  | 0 | 0 | 0 | 0 | 0 | 0 | 0 | 0 | 0 | 0 | 0 | 0 | 0 | 0 | 0 | 0 | 0 | 0 | 0 |  | 1 | 1 | 1 | 1 | 1 | 1 | 1 | 1 | 1 | 1 | 1 | 0
PG&E GBA | Sobrante | 230 | 0 | 0 | 0 | 0 | 0 | 0 | 0 | 0 | 0 | 0 | 0 | 0 | 0 | 0 | 0 | 0 | 0 | 0 | 0 | 0 |  | 0 | 0 | 0 | 0 | 0 | 0 | 0 | 0 | 0 | 0 | 0 | 0 | 0 | 0 | 0 | 0 | 0 | 0 | 0 | 0 | 2 |  | 0 | 0 | 0 | 0 | 0 | 0 | 0 | 0 | 0 | 0 | 0 | 0 | 0 | 0 | 0 | 0 | 0 | 0 | 0 |  | 1 | 1 | 1 | 1 | 1 | 1 | 1 | 1 | 1 | 1 | 1 | 0
PG&E KERN | Solar | 230 | 0 | 0 | 0 | 0 | 0 | 0 | 0 | 0 | 0 | 0 | 0 | 0 | 0 | 0 | 0 | 0 | 0 | 0 | 0 | 0 |  | 0 | 0 | 0 | 0 | 0 | 0 | 0 | 0 | 0 | 0 | 0 | 0 | 0 | 0 | 0 | 0 | 0 | 0 | 0 | 0 | 0 |  | 0 | 0 | 0 | 0 | 0 | 0 | 0 | 0 | 0 | 0 | 0 | 0 | 0 | 0 | 0 | 0 | 0 | 0 | 0 |  | 1 | 1 | 1 | 1 | 1 | 1 | 1 | 1 | 1 | 1 | 1 | 0
PG&E GBA | Soledad | 115 | 0 | 0 | 50 | 0 | 50 | 0 | 0 | 0 | 0 | 0 | 0 | 0 | 0 | 0 | 0 | 0 | 0 | 0 | 0 | 1 |  | 0 | 0 | 0 | 0 | 0 | 0 | 0 | 0 | 0 | 0 | 0 | 0 | 0 | 0 | 0 | 0 | 0 | 0 | 0 | 0 | 0 |  | 0 | 0 | 0 | 0 | 0 | 0 | 0 | 0 | 0 | 0 | 0 | 0 | 0 | 0 | 0 | 0 | 0 | 0 | 0 |  | 1 | 1 | 1 | 1 | 1 | 1 | 1 | 1 | 1 | 1 | 1 | 0
PG&E GBA | Soledad | 60 | 0 | 0 | 0 | 0 | 0 | 0 | 0 | 0 | 0 | 0 | 0 | 0 | 0 | 0 | 0 | 0 | 0 | 0 | 0 | 0 |  | 0 | 0 | 0 | 0 | 0 | 0 | 0 | 0 | 0 | 0 | 0 | 0 | 0 | 0 | 0 | 0 | 0 | 0 | 0 | 0 | 0 |  | 0 | 0 | 0 | 0 | 0 | 0 | 0 | 0 | 0 | 0 | 0 | 0 | 0 | 0 | 0 | 0 | 0 | 0 | 0 |  | 1 | 1 | 1 | 1 | 1 | 1 | 1 | 1 | 1 | 1 | 1 | 0
SDGE | Spring Valley | 69 | 0 | 0 | 0 | 0 | 0 | 0 | 0 | 0 | 0 | 0 | 0 | 0 | 0 | 0 | 0 | 0 | 0 | 0 | 0 | 0 |  | 0 | 0 | 0 | 0 | 0 | 0 | 0 | 0 | 0 | 0 | 0 | 0 | 0 | 0 | 0 | 0 | 0 | 0 | 0 | 0 | 3 |  | 0 | 0 | 0 | 0 | 0 | 0 | 0 | 0 | 0 | 0 | 0 | 0 | 0 | 0 | 0 | 0 | 0 | 0 | 0 |  | 1 | 1 | 1 | 1 | 1 | 1 | 1 | 1 | 1 | 1 | 1 | 0
SCE Northern | Springville | 230 | 0 | 0 | 0 | 0 | 0 | 0 | 0 | 0 | 0 | 0 | 0 | 3 | 0 | 0 | 0 | 225 | 0 | 225 | 0 | 1 |  | 0 | 0 | 0 | 0 | 0 | 0 | 0 | 0 | 0 | 0 | 0 | 0 | 0 | 0 | 0 | 0 | 0 | 0 | 0 | 0 | 0 |  | 0 | 0 | 0 | 0 | 0 | 0 | 0 | 0 | 0 | 0 | 0 | 0 | 0 | 0 | 0 | 0 | 0 | 0 | 0 |  | 1 | 1 | 1 | 1 | 1 | 1 | 1 | 1 | 1 | 1 | 1 | 0
PG&E GBA | Stagg | 230 | 0 | 0 | 0 | 0 | 0 | 0 | 0 | 0 | 0 | 0 | 0 | 0 | 0 | 0 | 0 | 0 | 0 | 0 | 0 | 0 |  | 0 | 0 | 0 | 0 | 0 | 0 | 0 | 0 | 0 | 0 | 0 | 0 | 0 | 0 | 0 | 0 | 0 | 0 | 0 | 0 | 0 |  | 0 | 0 | 0 | 0 | 0 | 0 | 0 | 0 | 0 | 0 | 0 | 0 | 0 | 0 | 0 | 0 | 0 | 0 | 0 |  | 1 | 1 | 1 | 1 | 1 | 1 | 1 | 1 | 1 | 1 | 1 | 0
PG&E GBA | Standard Oil | 115 | 0 | 0 | 0 | 0 | 0 | 0 | 0 | 0 | 0 | 0 | 0 | 0 | 0 | 40 | 40 | 0 | 0 | 0 | 0 | 1 |  | 0 | 0 | 0 | 0 | 0 | 0 | 0 | 0 | 0 | 0 | 0 | 0 | 0 | 0 | 0 | 0 | 0 | 0 | 0 | 0 | 2 |  | 0 | 0 | 0 | 0 | 0 | 0 | 0 | 0 | 0 | 0 | 0 | 0 | 0 | 0 | 0 | 0 | 0 | 0 | 0 |  | 1 | 1 | 1 | 1 | 1 | 1 | 1 | 1 | 1 | 1 | 1 | 0
PG&E GBA | Stanislaus | 115 | 0 | 0 | 0 | 0 | 0 | 0 | 0 | 0 | 0 | 0 | 0 | 0 | 0 | 0 | 0 | 0 | 0 | 0 | 0 | 0 |  | 0 | 0 | 0 | 0 | 0 | 0 | 0 | 0 | 0 | 0 | 0 | 0 | 0 | 0 | 0 | 0 | 0 | 0 | 0 | 0 | 0 |  | 0 | 0 | 0 | 0 | 0 | 0 | 0 | 0 | 0 | 0 | 0 | 0 | 0 | 0 | 0 | 0 | 0 | 0 | 0 |  | 1 | 1 | 1 | 1 | 1 | 1 | 1 | 1 | 1 | 1 | 1 | 0
PG&E KERN | Stockdale | 115 | 0 | 0 | 0 | 0 | 0 | 0 | 0 | 0 | 0 | 0 | 0 | 0 | 100 | 0 | 100 | 0 | 0 | 0 | 0 | 1 |  | 0 | 0 | 0 | 0 | 0 | 0 | 0 | 0 | 0 | 0 | 0 | 0 | 0 | 0 | 0 | 0 | 0 | 0 | 0 | 0 | 0 |  | 0 | 0 | 0 | 0 | 0 | 0 | 0 | 0 | 0 | 0 | 0 | 0 | 0 | 0 | 0 | 0 | 0 | 0 | 0 |  | 1 | 1 | 1 | 1 | 1 | 1 | 1 | 1 | 1 | 1 | 1 | 0
PG&E KERN | Stockdale | 230 | 0 | 0 | 0 | 0 | 0 | 0 | 0 | 0 | 0 | 0 | 0 | 0 | 0 | 0 | 0 | 0 | 0 | 0 | 0 | 0 |  | 0 | 0 | 0 | 0 | 0 | 0 | 0 | 0 | 0 | 0 | 0 | 0 | 0 | 0 | 0 | 0 | 0 | 0 | 0 | 0 | 0 |  | 0 | 0 | 0 | 0 | 0 | 0 | 0 | 0 | 0 | 0 | 0 | 0 | 0 | 0 | 0 | 0 | 0 | 0 | 0 |  | 1 | 1 | 1 | 1 | 1 | 1 | 1 | 1 | 1 | 1 | 1 | 0
PG&E GBA | Stockton A | 115 | 0 | 0 | 0 | 0 | 0 | 0 | 0 | 0 | 0 | 0 | 0 | 0 | 0 | 0 | 0 | 0 | 0 | 0 | 0 | 0 |  | 0 | 0 | 0 | 0 | 0 | 0 | 0 | 0 | 0 | 0 | 0 | 0 | 0 | 0 | 0 | 0 | 0 | 0 | 0 | 0 | 1 |  | 0 | 0 | 0 | 0 | 0 | 0 | 0 | 0 | 0 | 0 | 0 | 0 | 0 | 0 | 0 | 0 | 0 | 0 | 0 |  | 1 | 1 | 1 | 1 | 1 | 1 | 1 | 1 | 1 | 1 | 1 | 0
PG&E GBA | Stone | 115 | 0 | 0 | 0 | 0 | 0 | 0 | 0 | 0 | 0 | 0 | 0 | 0 | 0 | 0 | 0 | 0 | 0 | 0 | 0 | 0 |  | 0 | 0 | 0 | 0 | 0 | 0 | 0 | 0 | 0 | 0 | 0 | 0 | 0 | 0 | 0 | 0 | 0 | 0 | 0 | 0 | 0 |  | 0 | 0 | 0 | 0 | 0 | 0 | 0 | 0 | 0 | 0 | 0 | 0 | 0 | 0 | 0 | 0 | 0 | 0 | 0 |  | 1 | 1 | 1 | 1 | 1 | 1 | 1 | 1 | 1 | 1 | 1 | 0
PG&E FRESNO | Storey | 230 | 0 | 0 | 0 | 0 | 0 | 0 | 0 | 0 | 0 | 0 | 0 | 0 | 0 | 0 | 0 | 0 | 0 | 0 | 0 | 0 |  | 0 | 0 | 0 | 0 | 0 | 0 | 0 | 0 | 0 | 0 | 0 | 0 | 0 | 0 | 0 | 0 | 0 | 0 | 0 | 0 | 2 |  | 0 | 0 | 0 | 0 | 0 | 0 | 0 | 0 | 0 | 0 | 0 | 0 | 0 | 0 | 0 | 0 | 0 | 0 | 0 |  | 1 | 1 | 1 | 1 | 1 | 1 | 1 | 1 | 1 | 1 | 1 | 0
PG&E NGBA | Summit | 115 | 0 | 0 | 0 | 0 | 0 | 0 | 0 | 0 | 0 | 0 | 0 | 0 | 0 | 0 | 0 | 0 | 0 | 0 | 0 | 0 |  | 0 | 0 | 0 | 0 | 0 | 0 | 0 | 0 | 0 | 0 | 0 | 0 | 0 | 0 | 0 | 0 | 0 | 0 | 0 | 0 | 0 |  | 0 | 0 | 0 | 0 | 0 | 0 | 0 | 0 | 0 | 0 | 0 | 0 | 0 | 0 | 0 | 0 | 0 | 0 | 0 |  | 1 | 1 | 1 | 1 | 1 | 1 | 1 | 1 | 1 | 1 | 1 | 0
SDGE | Suncrest | 230 | 0 | 0 | 0 | 0 | 0 | 0 | 0 | 0 | 0 | 0 | 0 | 0 | 0 | 0 | 0 | 0 | 0 | 0 | 0 | 0 |  | 0 | 0 | 0 | 0 | 0 | 0 | 0 | 0 | 0 | 0 | 0 | 0 | 0 | 0 | 0 | 0 | 0 | 0 | 0 | 0 | 3 |  | 0 | 0 | 0 | 0 | 0 | 0 | 0 | 0 | 0 | 0 | 0 | 0 | 0 | 0 | 0 | 0 | 0 | 0 | 0 |  | 1 | 1 | 1 | 1 | 1 | 1 | 1 | 1 | 1 | 1 | 1 | 0
SDGE | Suncrest | 500 | 0 | 0 | 0 | 0 | 0 | 0 | 0 | 0 | 0 | 0 | 0 | 0 | 0 | 0 | 0 | 0 | 0 | 0 | 0 | 0 |  | 0 | 0 | 0 | 0 | 0 | 0 | 0 | 0 | 0 | 0 | 0 | 0 | 0 | 0 | 0 | 0 | 0 | 0 | 0 | 0 | 3 |  | 0 | 0 | 0 | 0 | 0 | 0 | 0 | 0 | 0 | 0 | 0 | 0 | 0 | 0 | 0 | 0 | 0 | 0 | 0 |  | 1 | 1 | 1 | 1 | 1 | 1 | 1 | 1 | 1 | 1 | 1 | 0
PG&E KERN | Sunrise | 230 | 0 | 0 | 0 | 0 | 0 | 0 | 0 | 0 | 0 | 0 | 0 | 0 | 0 | 0 | 0 | 0 | 0 | 0 | 0 | 0 |  | 0 | 0 | 0 | 0 | 0 | 0 | 0 | 0 | 0 | 0 | 0 | 0 | 0 | 0 | 0 | 0 | 0 | 0 | 0 | 0 | 0 |  | 0 | 0 | 0 | 0 | 0 | 0 | 0 | 0 | 0 | 0 | 0 | 0 | 0 | 0 | 0 | 0 | 0 | 0 | 0 |  | 1 | 1 | 1 | 1 | 1 | 1 | 1 | 1 | 1 | 1 | 1 | 0
PG&E KERN | Sunset | 230 | 0 | 0 | 0 | 0 | 0 | 0 | 0 | 0 | 0 | 0 | 0 | 0 | 0 | 0 | 0 | 0 | 0 | 0 | 0 | 0 |  | 0 | 0 | 0 | 0 | 0 | 0 | 0 | 0 | 0 | 0 | 0 | 0 | 0 | 0 | 0 | 0 | 0 | 0 | 0 | 0 | 0 |  | 0 | 0 | 0 | 0 | 0 | 0 | 0 | 0 | 0 | 0 | 0 | 0 | 0 | 0 | 0 | 0 | 0 | 0 | 0 |  | 1 | 1 | 1 | 1 | 1 | 1 | 1 | 1 | 1 | 1 | 1 | 0
PG&E GBA | Swift | 115 | 0 | 0 | 0 | 0 | 0 | 0 | 0 | 0 | 0 | 0 | 0 | 0 | 0 | 0 | 0 | 0 | 0 | 0 | 0 | 0 |  | 0 | 0 | 0 | 0 | 0 | 0 | 0 | 0 | 0 | 0 | 0 | 0 | 0 | 0 | 0 | 0 | 0 | 0 | 0 | 0 | 0 |  | 0 | 0 | 0 | 0 | 0 | 0 | 0 | 0 | 0 | 0 | 0 | 0 | 0 | 0 | 0 | 0 | 0 | 0 | 0 |  | 1 | 1 | 1 | 1 | 1 | 1 | 1 | 1 | 1 | 1 | 1 | 0
SDGE | Sycamore Canyon | 138 | 0 | 0 | 0 | 0 | 0 | 0 | 0 | 0 | 0 | 0 | 0 | 0 | 0 | 0 | 0 | 0 | 0 | 0 | 200 | 1 |  | 0 | 0 | 0 | 0 | 0 | 0 | 0 | 0 | 0 | 0 | 0 | 0 | 0 | 0 | 0 | 0 | 0 | 0 | 0 | 0 | 3 |  | 0 | 0 | 0 | 0 | 0 | 0 | 0 | 0 | 0 | 0 | 0 | 0 | 0 | 0 | 0 | 0 | 0 | 0 | 0 |  | 1 | 1 | 1 | 1 | 1 | 1 | 1 | 1 | 1 | 1 | 1 | 0
SDGE | Sycamore Canyon | 230 | 0 | 0 | 0 | 0 | 0 | 0 | 0 | 0 | 0 | 0 | 0 | 0 | 0 | 0 | 0 | 0 | 0 | 0 | 300 | 1 |  | 0 | 0 | 0 | 0 | 0 | 0 | 0 | 0 | 0 | 0 | 0 | 0 | 0 | 0 | 0 | 0 | 0 | 0 | 0 | 0 | 3 |  | 0 | 0 | 0 | 0 | 0 | 0 | 0 | 0 | 0 | 0 | 0 | 0 | 0 | 0 | 0 | 0 | 0 | 0 | 0 |  | 1 | 1 | 1 | 1 | 1 | 1 | 1 | 1 | 1 | 1 | 1 | 0
SDGE | Sycamore Canyon | 69 | 0 | 0 | 0 | 0 | 0 | 0 | 0 | 0 | 0 | 0 | 0 | 0 | 0 | 0 | 0 | 0 | 0 | 0 | 0 | 0 |  | 0 | 0 | 0 | 0 | 0 | 0 | 0 | 0 | 0 | 0 | 0 | 0 | 0 | 0 | 0 | 0 | 0 | 0 | 0 | 0 | 2 |  | 0 | 0 | 0 | 0 | 0 | 0 | 0 | 0 | 0 | 0 | 0 | 0 | 0 | 0 | 0 | 0 | 0 | 0 | 0 |  | 1 | 1 | 1 | 1 | 1 | 1 | 1 | 1 | 1 | 1 | 1 | 0
SCE Northern | Sylmar | 230 | 0 | 0 | 0 | 0 | 0 | 0 | 0 | 0 | 0 | 0 | 0 | 0 | 0 | 0 | 0 | 0 | 0 | 0 | 0 | 0 |  | 0 | 0 | 0 | 0 | 0 | 0 | 0 | 0 | 0 | 0 | 0 | 0 | 0 | 0 | 0 | 0 | 0 | 0 | 0 | 0 | 0 |  | 0 | 0 | 0 | 0 | 0 | 0 | 0 | 0 | 0 | 0 | 0 | 0 | 0 | 0 | 0 | 0 | 0 | 0 | 0 |  | 1 | 1 | 1 | 1 | 1 | 1 | 1 | 1 | 1 | 1 | 1 | 0
PG&E NGBA | Table Mountain | 115 | 0 | 0 | 0 | 0 | 0 | 0 | 0 | 0 | 0 | 0 | 0 | 0 | 0 | 0 | 0 | 0 | 0 | 0 | 0 | 0 |  | 0 | 0 | 0 | 0 | 0 | 0 | 0 | 0 | 0 | 0 | 0 | 0 | 0 | 0 | 0 | 0 | 0 | 0 | 0 | 0 | 0 |  | 0 | 0 | 0 | 0 | 0 | 0 | 0 | 0 | 0 | 0 | 0 | 0 | 0 | 0 | 0 | 0 | 0 | 0 | 0 |  | 1 | 1 | 1 | 1 | 1 | 1 | 1 | 1 | 1 | 1 | 1 | 0
PG&E NGBA | Table Mountain | 230 | 0 | 0 | 0 | 0 | 0 | 0 | 0 | 0 | 0 | 0 | 0 | 0 | 0 | 0 | 0 | 0 | 0 | 0 | 0 | 0 |  | 0 | 0 | 0 | 0 | 0 | 0 | 0 | 0 | 0 | 0 | 0 | 0 | 0 | 0 | 0 | 0 | 0 | 0 | 0 | 0 | 0 |  | 0 | 0 | 0 | 0 | 0 | 0 | 0 | 0 | 0 | 0 | 0 | 0 | 0 | 0 | 0 | 0 | 0 | 0 | 0 |  | 1 | 1 | 1 | 1 | 1 | 1 | 1 | 1 | 1 | 1 | 1 | 0
PG&E NGBA | Table Mountain | 500 | 178 | 0 | 0 | 0 | 0 | 0 | 0 | 0 | 0 | 0 | 0 | 0 | 0 | 0 | 0 | 0 | 0 | 0 | 0 | 1 |  | 0 | 0 | 0 | 0 | 0 | 0 | 0 | 0 | 0 | 0 | 0 | 0 | 0 | 0 | 0 | 0 | 0 | 0 | 0 | 0 | 0 |  | 0 | 0 | 0 | 0 | 0 | 0 | 0 | 0 | 0 | 0 | 0 | 0 | 0 | 0 | 0 | 0 | 0 | 0 | 0 |  | 1 | 1 | 1 | 1 | 1 | 1 | 1 | 1 | 1 | 1 | 1 | 0
PG&E NGBA | Table Mountain | 60 | 0 | 0 | 0 | 0 | 0 | 0 | 0 | 0 | 0 | 0 | 0 | 0 | 0 | 0 | 0 | 0 | 0 | 0 | 0 | 0 |  | 0 | 0 | 0 | 0 | 0 | 0 | 0 | 0 | 0 | 0 | 0 | 0 | 0 | 0 | 0 | 0 | 0 | 0 | 0 | 0 | 0 |  | 0 | 0 | 0 | 0 | 0 | 0 | 0 | 0 | 0 | 0 | 0 | 0 | 0 | 0 | 0 | 0 | 0 | 0 | 0 |  | 1 | 1 | 1 | 1 | 1 | 1 | 1 | 1 | 1 | 1 | 1 | 0
PG&E KERN | Taft | 115 | 0 | 0 | 0 | 0 | 0 | 0 | 0 | 0 | 0 | 0 | 0 | 0 | 0 | 0 | 0 | 0 | 0 | 0 | 0 | 0 |  | 0 | 0 | 0 | 0 | 0 | 0 | 0 | 0 | 0 | 0 | 0 | 0 | 0 | 0 | 0 | 0 | 0 | 0 | 0 | 0 | 0 |  | 0 | 0 | 0 | 0 | 0 | 0 | 0 | 0 | 0 | 0 | 0 | 0 | 0 | 0 | 0 | 0 | 0 | 0 | 0 |  | 1 | 1 | 1 | 1 | 1 | 1 | 1 | 1 | 1 | 1 | 1 | 0
SDGE | Talega | 138 | 0 | 0 | 0 | 0 | 0 | 0 | 0 | 0 | 0 | 0 | 0 | 0 | 0 | 0 | 0 | 0 | 0 | 0 | 0 | 0 |  | 0 | 0 | 0 | 0 | 0 | 0 | 0 | 0 | 0 | 0 | 0 | 0 | 0 | 0 | 0 | 0 | 0 | 0 | 0 | 0 | 0 |  | 0 | 0 | 0 | 0 | 0 | 0 | 0 | 0 | 0 | 0 | 0 | 0 | 0 | 0 | 0 | 0 | 0 | 0 | 0 |  | 1 | 1 | 1 | 1 | 1 | 1 | 1 | 1 | 1 | 1 | 1 | 0
SDGE | Talega | 230 | 0 | 0 | 0 | 0 | 0 | 0 | 0 | 0 | 0 | 0 | 0 | 0 | 0 | 0 | 0 | 0 | 0 | 0 | 0 | 0 |  | 0 | 0 | 0 | 0 | 0 | 0 | 0 | 0 | 0 | 0 | 0 | 0 | 0 | 0 | 0 | 0 | 0 | 0 | 0 | 0 | 0 |  | 0 | 0 | 0 | 0 | 0 | 0 | 0 | 0 | 0 | 0 | 0 | 0 | 0 | 0 | 0 | 0 | 0 | 0 | 0 |  | 1 | 1 | 1 | 1 | 1 | 1 | 1 | 1 | 1 | 1 | 1 | 0
PG&E GBA | Tassajara | 230 | 0 | 0 | 0 | 0 | 0 | 0 | 0 | 0 | 0 | 0 | 0 | 0 | 0 | 0 | 0 | 0 | 0 | 0 | 0 | 0 |  | 0 | 0 | 0 | 0 | 0 | 0 | 0 | 0 | 0 | 0 | 0 | 0 | 0 | 0 | 0 | 0 | 0 | 0 | 0 | 0 | 0 |  | 0 | 0 | 0 | 0 | 0 | 0 | 0 | 0 | 0 | 0 | 0 | 0 | 0 | 0 | 0 | 0 | 0 | 0 | 0 |  | 1 | 1 | 1 | 1 | 1 | 1 | 1 | 1 | 1 | 1 | 1 | 0
PG&E KERN | Tejon | 70 | 0 | 0 | 0 | 0 | 0 | 0 | 0 | 0 | 0 | 0 | 0 | 0 | 0 | 0 | 0 | 0 | 0 | 0 | 0 | 0 |  | 0 | 0 | 0 | 0 | 0 | 0 | 0 | 0 | 0 | 0 | 0 | 0 | 0 | 0 | 0 | 0 | 0 | 0 | 0 | 0 | 0 |  | 0 | 0 | 0 | 0 | 0 | 0 | 0 | 0 | 0 | 0 | 0 | 0 | 0 | 0 | 0 | 0 | 0 | 0 | 0 |  | 1 | 1 | 1 | 1 | 1 | 1 | 1 | 1 | 1 | 1 | 1 | 0
SDGE | Telegraph Canyon | 138 | 0 | 0 | 0 | 0 | 0 | 0 | 0 | 0 | 0 | 0 | 0 | 0 | 0 | 0 | 0 | 0 | 0 | 0 | 0 | 0 |  | 0 | 0 | 0 | 0 | 0 | 0 | 0 | 0 | 0 | 0 | 0 | 0 | 0 | 0 | 0 | 0 | 0 | 0 | 0 | 0 | 4 |  | 0 | 0 | 0 | 0 | 0 | 0 | 0 | 0 | 0 | 0 | 0 | 0 | 0 | 0 | 0 | 0 | 0 | 0 | 0 |  | 1 | 1 | 1 | 1 | 1 | 1 | 1 | 1 | 1 | 1 | 1 | 0
PG&E KERN | Temblor | 115 | 0 | 0 | 0 | 0 | 0 | 0 | 0 | 0 | 0 | 0 | 0 | 0 | 0 | 0 | 0 | 0 | 0 | 0 | 0 | 0 |  | 0 | 0 | 0 | 0 | 0 | 0 | 0 | 0 | 0 | 0 | 0 | 0 | 0 | 0 | 0 | 0 | 0 | 0 | 0 | 0 | 0 |  | 0 | 0 | 0 | 0 | 0 | 0 | 0 | 0 | 0 | 0 | 0 | 0 | 0 | 0 | 0 | 0 | 0 | 0 | 0 |  | 1 | 1 | 1 | 1 | 1 | 1 | 1 | 1 | 1 | 1 | 1 | 0
PG&E KERN | Templeton | 230 | 0 | 0 | 0 | 0 | 0 | 0 | 0 | 0 | 0 | 0 | 0 | 0 | 0 | 0 | 0 | 0 | 0 | 0 | 0 | 0 |  | 0 | 0 | 0 | 0 | 0 | 0 | 0 | 0 | 0 | 0 | 0 | 0 | 0 | 0 | 0 | 0 | 0 | 0 | 0 | 0 | 0 |  | 0 | 0 | 0 | 0 | 0 | 0 | 0 | 0 | 0 | 0 | 0 | 0 | 0 | 0 | 0 | 0 | 0 | 0 | 0 |  | 1 | 1 | 1 | 1 | 1 | 1 | 1 | 1 | 1 | 1 | 1 | 0
PG&E KERN | Templeton | 70 | 0 | 0 | 0 | 0 | 0 | 0 | 0 | 0 | 0 | 0 | 0 | 0 | 0 | 0 | 0 | 0 | 0 | 0 | 200 | 1 |  | 0 | 0 | 0 | 0 | 0 | 0 | 0 | 0 | 0 | 0 | 0 | 0 | 0 | 0 | 0 | 0 | 0 | 0 | 0 | 0 | 1 |  | 0 | 0 | 0 | 0 | 0 | 0 | 0 | 0 | 0 | 0 | 0 | 0 | 0 | 0 | 0 | 0 | 0 | 0 | 0 |  | 1 | 1 | 1 | 1 | 1 | 1 | 1 | 1 | 1 | 1 | 1 | 0
PG&E GBA | Tesla | 115 | 0 | 0 | 0 | 0 | 0 | 0 | 0 | 0 | 0 | 0 | 0 | 0 | 0 | 0 | 0 | 0 | 0 | 0 | 0 | 0 |  | 0 | 0 | 0 | 0 | 0 | 0 | 0 | 0 | 0 | 0 | 0 | 0 | 0 | 0 | 0 | 0 | 0 | 0 | 0 | 0 | 0 |  | 0 | 0 | 0 | 0 | 0 | 0 | 0 | 0 | 0 | 0 | 0 | 0 | 0 | 0 | 0 | 0 | 0 | 0 | 0 |  | 1 | 1 | 1 | 1 | 1 | 1 | 1 | 1 | 1 | 1 | 1 | 0
PG&E GBA | Tesla | 230 | 0 | 0 | 0 | 0 | 0 | 0 | 0 | 0 | 0 | 0 | 0 | 0 | 0 | 0 | 0 | 125 | 0 | 125 | 0 | 1 |  | 0 | 0 | 0 | 0 | 0 | 0 | 0 | 0 | 0 | 0 | 0 | 0 | 0 | 0 | 0 | 0 | 0 | 0 | 0 | 0 | 0 |  | 0 | 0 | 0 | 0 | 0 | 0 | 0 | 0 | 0 | 0 | 0 | 0 | 0 | 0 | 0 | 0 | 0 | 0 | 0 |  | 1 | 1 | 1 | 1 | 1 | 1 | 1 | 1 | 1 | 1 | 1 | 0
PG&E GBA | Tesla | 500 | 0 | 0 | 0 | 0 | 0 | 4000 | 0 | 4000 | 0 | 0 | 0 | 0 | 0 | 0 | 0 | 0 | 0 | 0 | 0 | 1 |  | 0 | 0 | 0 | 0 | 0 | 0 | 0 | 0 | 0 | 0 | 0 | 0 | 0 | 0 | 0 | 0 | 0 | 0 | 0 | 0 | 0 |  | 0 | 0 | 0 | 0 | 0 | 0 | 0 | 0 | 0 | 0 | 0 | 0 | 0 | 0 | 0 | 0 | 0 | 0 | 0 |  | 1 | 1 | 1 | 1 | 1 | 1 | 1 | 1 | 1 | 1 | 1 | 0
PG&E KERN | Tevis | 115 | 0 | 0 | 0 | 0 | 0 | 0 | 0 | 0 | 0 | 0 | 0 | 0 | 100 | 0 | 100 | 0 | 0 | 0 | 0 | 1 |  | 0 | 0 | 0 | 0 | 0 | 0 | 0 | 0 | 0 | 0 | 0 | 0 | 0 | 0 | 0 | 0 | 0 | 0 | 0 | 0 | 0 |  | 0 | 0 | 0 | 0 | 0 | 0 | 0 | 0 | 0 | 0 | 0 | 0 | 0 | 0 | 0 | 0 | 0 | 0 | 0 |  | 1 | 1 | 1 | 1 | 1 | 1 | 1 | 1 | 1 | 1 | 1 | 0
EOP | Thousandaire | 138 | 0 | 0 | 0 | 0 | 0 | 0 | 0 | 0 | 0 | 0 | 0 | 0 | 0 | 0 | 0 | 0 | 0 | 0 | 0 | 0 |  | 0 | 0 | 0 | 0 | 0 | 0 | 0 | 0 | 0 | 0 | 0 | 0 | 0 | 0 | 0 | 0 | 0 | 0 | 0 | 0 | 2 |  | 0 | 0 | 0 | 0 | 0 | 0 | 0 | 0 | 0 | 0 | 0 | 0 | 0 | 0 | 0 | 0 | 0 | 0 | 0 |  | 1 | 1 | 1 | 1 | 1 | 1 | 1 | 1 | 1 | 1 | 1 | 0
PG&E KERN | Topaz | 230 | 0 | 0 | 0 | 0 | 0 | 0 | 0 | 0 | 0 | 0 | 0 | 0 | 0 | 0 | 0 | 0 | 0 | 0 | 170 | 1 |  | 0 | 0 | 0 | 0 | 0 | 0 | 0 | 0 | 0 | 0 | 0 | 0 | 0 | 0 | 0 | 0 | 0 | 0 | 0 | 0 | 0 |  | 0 | 0 | 0 | 0 | 0 | 0 | 0 | 0 | 0 | 0 | 0 | 0 | 0 | 0 | 0 | 0 | 0 | 0 | 0 |  | 1 | 1 | 1 | 1 | 1 | 1 | 1 | 1 | 1 | 1 | 1 | 0
SCE NOL | Tortilla | 115 | 0 | 0 | 0 | 0 | 0 | 0 | 0 | 0 | 0 | 0 | 0 | 3 | 0 | 0 | 0 | 0 | 0 | 0 | 0 | 1 |  | 0 | 0 | 0 | 0 | 0 | 0 | 0 | 0 | 0 | 0 | 0 | 0 | 0 | 0 | 0 | 0 | 0 | 0 | 0 | 0 | 3 |  | 0 | 0 | 0 | 0 | 0 | 0 | 0 | 0 | 0 | 0 | 0 | 0 | 0 | 0 | 0 | 0 | 0 | 0 | 0 |  | 1 | 1 | 1 | 1 | 1 | 1 | 1 | 1 | 1 | 1 | 1 | 0
SDGE | Trabuco | 138 | 0 | 0 | 0 | 0 | 0 | 0 | 0 | 0 | 0 | 0 | 0 | 0 | 0 | 0 | 0 | 0 | 0 | 0 | 0 | 0 |  | 0 | 0 | 0 | 0 | 0 | 0 | 0 | 0 | 0 | 0 | 0 | 0 | 0 | 0 | 0 | 0 | 0 | 0 | 0 | 0 | 0 |  | 0 | 0 | 0 | 0 | 0 | 0 | 0 | 0 | 0 | 0 | 0 | 0 | 0 | 0 | 0 | 0 | 0 | 0 | 0 |  | 1 | 1 | 1 | 1 | 1 | 1 | 1 | 1 | 1 | 1 | 1 | 0
PG&E GBA | Tracy | 115 | 0 | 0 | 0 | 0 | 0 | 0 | 0 | 0 | 0 | 0 | 0 | 0 | 0 | 0 | 0 | 0 | 0 | 0 | 0 | 0 |  | 0 | 0 | 0 | 0 | 0 | 0 | 0 | 0 | 0 | 0 | 0 | 0 | 0 | 0 | 0 | 0 | 0 | 0 | 0 | 0 | 0 |  | 0 | 0 | 0 | 0 | 0 | 0 | 0 | 0 | 0 | 0 | 0 | 0 | 0 | 0 | 0 | 0 | 0 | 0 | 0 |  | 1 | 1 | 1 | 1 | 1 | 1 | 1 | 1 | 1 | 1 | 1 | 0
PG&E FRESNO | Tranquility | 230 | 0 | 0 | 0 | 0 | 0 | 0 | 0 | 0 | 0 | 0 | 0 | 0 | 210 | 400 | 610 | 352 | 0 | 352 | 0 | 1 |  | 0 | 0 | 0 | 0 | 0 | 0 | 0 | 0 | 0 | 0 | 0 | 0 | 0 | 0 | 0 | 0 | 0 | 0 | 0 | 0 | 1 |  | 0 | 0 | 0 | 0 | 0 | 0 | 0 | 0 | 0 | 0 | 0 | 0 | 0 | 0 | 0 | 0 | 0 | 0 | 0 |  | 1 | 1 | 1 | 1 | 1 | 1 | 1 | 1 | 1 | 1 | 1 | 0
PG&E GBA | Trimble | 115 | 0 | 0 | 0 | 0 | 0 | 0 | 0 | 0 | 0 | 0 | 0 | 0 | 0 | 0 | 0 | 0 | 0 | 0 | 0 | 0 |  | 0 | 0 | 0 | 0 | 0 | 0 | 0 | 0 | 0 | 0 | 0 | 0 | 0 | 0 | 0 | 0 | 0 | 0 | 0 | 0 | 0 |  | 0 | 0 | 0 | 0 | 0 | 0 | 0 | 0 | 0 | 0 | 0 | 0 | 0 | 0 | 0 | 0 | 0 | 0 | 0 |  | 1 | 1 | 1 | 1 | 1 | 1 | 1 | 1 | 1 | 1 | 1 | 0
EOP | Trout Canyon | 230 | 0 | 0 | 0 | 0 | 0 | 0 | 0 | 0 | 0 | 0 | 0 | 0 | 900 | 866 | 1766 | 485 | 60 | 545 | 0 | 1 |  | 0 | 0 | 0 | 0 | 0 | 0 | 0 | 0 | 0 | 0 | 0 | 0 | 0 | 0 | 0 | 0 | 0 | 0 | 0 | 0 | 2 |  | 0 | 0 | 0 | 0 | 0 | 0 | 0 | 0 | 0 | 0 | 0 | 0 | 0 | 0 | 0 | 0 | 0 | 0 | 0 |  | 1 | 1 | 1 | 1 | 1 | 1 | 1 | 1 | 1 | 1 | 1 | 0
EOP | Trout Canyon | 500 | 0 | 0 | 0 | 0 | 0 | 0 | 0 | 0 | 0 | 0 | 0 | 0 | 0 | 0 | 0 | 0 | 0 | 0 | 0 | 0 |  | 0 | 0 | 0 | 0 | 0 | 0 | 0 | 0 | 0 | 0 | 0 | 0 | 0 | 0 | 0 | 0 | 0 | 0 | 0 | 0 | 2 |  | 0 | 0 | 0 | 0 | 0 | 0 | 0 | 0 | 0 | 0 | 0 | 0 | 0 | 0 | 0 | 0 | 0 | 0 | 0 |  | 1 | 1 | 1 | 1 | 1 | 1 | 1 | 1 | 1 | 1 | 1 | 0
PG&E NGBA | Tulucay | 230 | 115 | 0 | 0 | 0 | 0 | 0 | 0 | 0 | 0 | 0 | 0 | 0 | 0 | 0 | 0 | 0 | 0 | 0 | 0 | 1 |  | 0 | 0 | 0 | 0 | 0 | 0 | 0 | 0 | 0 | 0 | 0 | 0 | 0 | 0 | 0 | 0 | 0 | 0 | 0 | 0 | 1 |  | 0 | 0 | 0 | 0 | 0 | 0 | 0 | 0 | 0 | 0 | 0 | 0 | 0 | 0 | 0 | 0 | 0 | 0 | 0 |  | 1 | 1 | 1 | 1 | 1 | 1 | 1 | 1 | 1 | 1 | 1 | 0
PG&E NGBA | Tulucay | 60 | 0 | 0 | 0 | 0 | 0 | 0 | 0 | 0 | 0 | 0 | 0 | 0 | 0 | 0 | 0 | 0 | 0 | 0 | 0 | 0 |  | 0 | 0 | 0 | 0 | 0 | 0 | 0 | 0 | 0 | 0 | 0 | 0 | 0 | 0 | 0 | 0 | 0 | 0 | 0 | 0 | 2 |  | 0 | 0 | 0 | 0 | 0 | 0 | 0 | 0 | 0 | 0 | 0 | 0 | 0 | 0 | 0 | 0 | 0 | 0 | 0 |  | 1 | 1 | 1 | 1 | 1 | 1 | 1 | 1 | 1 | 1 | 1 | 0
PG&E KERN | Tupman | 115 | 0 | 0 | 0 | 0 | 0 | 0 | 0 | 0 | 0 | 0 | 0 | 0 | 0 | 0 | 0 | 0 | 0 | 0 | 0 | 0 |  | 0 | 0 | 0 | 0 | 0 | 0 | 0 | 0 | 0 | 0 | 0 | 0 | 0 | 0 | 0 | 0 | 0 | 0 | 0 | 0 | 0 |  | 0 | 0 | 0 | 0 | 0 | 0 | 0 | 0 | 0 | 0 | 0 | 0 | 0 | 0 | 0 | 0 | 0 | 0 | 0 |  | 1 | 1 | 1 | 1 | 1 | 1 | 1 | 1 | 1 | 1 | 1 | 0
PG&E NGBA | Ukiah | 115 | 0 | 0 | 0 | 0 | 0 | 0 | 0 | 0 | 0 | 0 | 0 | 0 | 0 | 0 | 0 | 0 | 0 | 0 | 0 | 0 |  | 0 | 0 | 0 | 0 | 0 | 0 | 0 | 0 | 0 | 0 | 0 | 0 | 0 | 0 | 0 | 0 | 0 | 0 | 0 | 0 | 1 |  | 0 | 0 | 0 | 0 | 0 | 0 | 0 | 0 | 0 | 0 | 0 | 0 | 0 | 0 | 0 | 0 | 0 | 0 | 0 |  | 1 | 1 | 1 | 1 | 1 | 1 | 1 | 1 | 1 | 1 | 1 | 0
PG&E KERN | Union (Estrella) | 70 | 0 | 0 | 0 | 0 | 0 | 0 | 0 | 0 | 0 | 0 | 0 | 0 | 0 | 0 | 0 | 0 | 0 | 0 | 0 | 0 |  | 0 | 0 | 0 | 0 | 0 | 0 | 0 | 0 | 0 | 0 | 0 | 0 | 0 | 0 | 0 | 0 | 0 | 0 | 0 | 0 | 1 |  | 0 | 0 | 0 | 0 | 0 | 0 | 0 | 0 | 0 | 0 | 0 | 0 | 0 | 0 | 0 | 0 | 0 | 0 | 0 |  | 1 | 1 | 1 | 1 | 1 | 1 | 1 | 1 | 1 | 1 | 1 | 0
PG&E NGBA | Vaca Dixon | 115 | 0 | 0 | 0 | 0 | 0 | 0 | 0 | 0 | 0 | 0 | 0 | 0 | 0 | 0 | 0 | 0 | 0 | 0 | 0 | 0 |  | 0 | 0 | 0 | 0 | 0 | 0 | 0 | 0 | 0 | 0 | 0 | 0 | 0 | 0 | 0 | 0 | 0 | 0 | 0 | 0 | 0 |  | 0 | 0 | 0 | 0 | 0 | 0 | 0 | 0 | 0 | 0 | 0 | 0 | 0 | 0 | 0 | 0 | 0 | 0 | 0 |  | 1 | 1 | 1 | 1 | 1 | 1 | 1 | 1 | 1 | 1 | 1 | 0
PG&E NGBA | Vaca Dixon | 230 | 0 | 0 | 0 | 0 | 0 | 0 | 0 | 0 | 0 | 0 | 0 | 0 | 0 | 160 | 160 | 300 | 0 | 300 | 0 | 1 |  | 0 | 0 | 0 | 0 | 0 | 0 | 0 | 0 | 0 | 0 | 0 | 0 | 0 | 0 | 0 | 0 | 0 | 0 | 0 | 0 | 0 |  | 0 | 0 | 0 | 0 | 0 | 0 | 0 | 0 | 0 | 0 | 0 | 0 | 0 | 0 | 0 | 0 | 0 | 0 | 0 |  | 1 | 1 | 1 | 1 | 1 | 1 | 1 | 1 | 1 | 1 | 1 | 0
PG&E NGBA | Vaca Dixon | 500 | 0 | 0 | 0 | 20 | 20 | 0 | 0 | 0 | 0 | 0 | 0 | 0 | 0 | 310 | 310 | 0 | 0 | 0 | 0 | 1 |  | 0 | 0 | 0 | 0 | 0 | 0 | 0 | 0 | 0 | 0 | 0 | 0 | 0 | 0 | 0 | 0 | 0 | 0 | 0 | 0 | 0 |  | 0 | 0 | 0 | 0 | 0 | 0 | 0 | 0 | 0 | 0 | 0 | 0 | 0 | 0 | 0 | 0 | 0 | 0 | 0 |  | 1 | 1 | 1 | 1 | 1 | 1 | 1 | 1 | 1 | 1 | 1 | 0
PG&E NGBA | Vaca Dixon | 60 | 0 | 0 | 0 | 0 | 0 | 0 | 0 | 0 | 0 | 0 | 0 | 0 | 0 | 0 | 0 | 0 | 0 | 0 | 0 | 0 |  | 0 | 0 | 0 | 0 | 0 | 0 | 0 | 0 | 0 | 0 | 0 | 0 | 0 | 0 | 0 | 0 | 0 | 0 | 0 | 0 | 0 |  | 0 | 0 | 0 | 0 | 0 | 0 | 0 | 0 | 0 | 0 | 0 | 0 | 0 | 0 | 0 | 0 | 0 | 0 | 0 |  | 1 | 1 | 1 | 1 | 1 | 1 | 1 | 1 | 1 | 1 | 1 | 0
SCE Eastern | Valley (SCE) | 500 | 0 | 0 | 0 | 0 | 0 | 0 | 0 | 0 | 0 | 0 | 0 | 0 | 0 | 300 | 300 | 310 | 0 | 310 | 0 | 1 |  | 0 | 0 | 0 | 0 | 0 | 0 | 0 | 0 | 0 | 0 | 0 | 0 | 0 | 0 | 0 | 0 | 0 | 0 | 0 | 0 | 1 |  | 0 | 0 | 0 | 0 | 0 | 0 | 0 | 0 | 0 | 0 | 0 | 0 | 0 | 0 | 0 | 0 | 0 | 0 | 0 |  | 1 | 1 | 1 | 1 | 1 | 1 | 1 | 1 | 1 | 1 | 1 | 0
EOP | Valley (VEA) | 138 | 0 | 0 | 0 | 0 | 0 | 0 | 0 | 0 | 0 | 0 | 0 | 0 | 0 | 0 | 0 | 0 | 0 | 0 | 0 | 0 |  | 0 | 0 | 0 | 0 | 0 | 0 | 0 | 0 | 0 | 0 | 0 | 0 | 0 | 0 | 0 | 0 | 0 | 0 | 0 | 0 | 2 |  | 0 | 0 | 0 | 0 | 0 | 0 | 0 | 0 | 0 | 0 | 0 | 0 | 0 | 0 | 0 | 0 | 0 | 0 | 0 |  | 1 | 1 | 1 | 1 | 1 | 1 | 1 | 1 | 1 | 1 | 1 | 0
SDGE | Valley Center | 69 | 0 | 0 | 0 | 0 | 0 | 0 | 0 | 0 | 0 | 0 | 0 | 0 | 0 | 0 | 0 | 0 | 0 | 0 | 0 | 0 |  | 0 | 0 | 0 | 0 | 0 | 0 | 0 | 0 | 0 | 0 | 0 | 0 | 0 | 0 | 0 | 0 | 0 | 0 | 0 | 0 | 2 |  | 0 | 0 | 0 | 0 | 0 | 0 | 0 | 0 | 0 | 0 | 0 | 0 | 0 | 0 | 0 | 0 | 0 | 0 | 0 |  | 1 | 1 | 1 | 1 | 1 | 1 | 1 | 1 | 1 | 1 | 1 | 0
PG&E GBA | Valley Home | 115 | 0 | 0 | 0 | 0 | 0 | 0 | 0 | 0 | 0 | 0 | 0 | 0 | 0 | 0 | 0 | 0 | 0 | 0 | 0 | 0 |  | 0 | 0 | 0 | 0 | 0 | 0 | 0 | 0 | 0 | 0 | 0 | 0 | 0 | 0 | 0 | 0 | 0 | 0 | 0 | 0 | 0 |  | 0 | 0 | 0 | 0 | 0 | 0 | 0 | 0 | 0 | 0 | 0 | 0 | 0 | 0 | 0 | 0 | 0 | 0 | 0 |  | 1 | 1 | 1 | 1 | 1 | 1 | 1 | 1 | 1 | 1 | 1 | 0
PG&E GBA | Valley Springs | 230 | 0 | 0 | 0 | 0 | 0 | 0 | 0 | 0 | 0 | 0 | 0 | 0 | 0 | 0 | 0 | 0 | 0 | 0 | 0 | 0 |  | 0 | 0 | 0 | 0 | 0 | 0 | 0 | 0 | 0 | 0 | 0 | 0 | 0 | 0 | 0 | 0 | 0 | 0 | 0 | 0 | 1 |  | 0 | 0 | 0 | 0 | 0 | 0 | 0 | 0 | 0 | 0 | 0 | 0 | 0 | 0 | 0 | 0 | 0 | 0 | 0 |  | 1 | 1 | 1 | 1 | 1 | 1 | 1 | 1 | 1 | 1 | 1 | 0
PG&E GBA | Valley Springs | 60 | 0 | 0 | 0 | 0 | 0 | 0 | 0 | 0 | 0 | 0 | 0 | 0 | 0 | 0 | 0 | 0 | 0 | 0 | 0 | 0 |  | 0 | 0 | 0 | 0 | 0 | 0 | 0 | 0 | 0 | 0 | 0 | 0 | 0 | 0 | 0 | 0 | 0 | 0 | 0 | 0 | 0 |  | 0 | 0 | 0 | 0 | 0 | 0 | 0 | 0 | 0 | 0 | 0 | 0 | 0 | 0 | 0 | 0 | 0 | 0 | 0 |  | 1 | 1 | 1 | 1 | 1 | 1 | 1 | 1 | 1 | 1 | 1 | 0
EOP | Valley Switch | 138 | 0 | 0 | 0 | 0 | 0 | 0 | 0 | 0 | 0 | 0 | 0 | 0 | 0 | 0 | 0 | 0 | 0 | 0 | 0 | 0 |  | 0 | 0 | 0 | 0 | 0 | 0 | 0 | 0 | 0 | 0 | 0 | 0 | 0 | 0 | 0 | 0 | 0 | 0 | 0 | 0 | 2 |  | 0 | 0 | 0 | 0 | 0 | 0 | 0 | 0 | 0 | 0 | 0 | 0 | 0 | 0 | 0 | 0 | 0 | 0 | 0 |  | 1 | 1 | 1 | 1 | 1 | 1 | 1 | 1 | 1 | 1 | 1 | 0
EOP | Valley Switch | 230 | 0 | 0 | 0 | 0 | 0 | 0 | 0 | 0 | 0 | 0 | 0 | 0 | 0 | 0 | 0 | 0 | 0 | 0 | 0 | 0 |  | 0 | 0 | 0 | 0 | 0 | 0 | 0 | 0 | 0 | 0 | 0 | 0 | 0 | 0 | 0 | 0 | 0 | 0 | 0 | 0 | 2 |  | 0 | 0 | 0 | 0 | 0 | 0 | 0 | 0 | 0 | 0 | 0 | 0 | 0 | 0 | 0 | 0 | 0 | 0 | 0 |  | 1 | 1 | 1 | 1 | 1 | 1 | 1 | 1 | 1 | 1 | 1 | 0
PG&E GBA | Vasco | 230 | 0 | 0 | 0 | 0 | 0 | 0 | 0 | 0 | 0 | 0 | 0 | 0 | 0 | 0 | 0 | 0 | 0 | 0 | 0 | 0 |  | 0 | 0 | 0 | 0 | 0 | 0 | 0 | 0 | 0 | 0 | 0 | 0 | 0 | 0 | 0 | 0 | 0 | 0 | 0 | 0 | 0 |  | 0 | 0 | 0 | 0 | 0 | 0 | 0 | 0 | 0 | 0 | 0 | 0 | 0 | 0 | 0 | 0 | 0 | 0 | 0 |  | 1 | 1 | 1 | 1 | 1 | 1 | 1 | 1 | 1 | 1 | 1 | 0
PG&E GBA | Vasona | 230 | 0 | 0 | 0 | 0 | 0 | 0 | 0 | 0 | 0 | 0 | 0 | 0 | 0 | 0 | 0 | 0 | 0 | 0 | 0 | 0 |  | 0 | 0 | 0 | 0 | 0 | 0 | 0 | 0 | 0 | 0 | 0 | 0 | 0 | 0 | 0 | 0 | 0 | 0 | 0 | 0 | 1 |  | 0 | 0 | 0 | 0 | 0 | 0 | 0 | 0 | 0 | 0 | 0 | 0 | 0 | 0 | 0 | 0 | 0 | 0 | 0 |  | 1 | 1 | 1 | 1 | 1 | 1 | 1 | 1 | 1 | 1 | 1 | 0
SCE Northern | Vestal | 230 | 0 | 0 | 0 | 0 | 0 | 0 | 0 | 0 | 0 | 0 | 0 | 0 | 92 | 50 | 142 | 50 | 0 | 50 | 0 | 1 |  | 0 | 0 | 0 | 0 | 0 | 0 | 0 | 0 | 0 | 0 | 0 | 0 | 0 | 0 | 0 | 0 | 0 | 0 | 0 | 0 | 0 |  | 0 | 0 | 0 | 0 | 0 | 0 | 0 | 0 | 0 | 0 | 0 | 0 | 0 | 0 | 0 | 0 | 0 | 0 | 0 |  | 1 | 1 | 1 | 1 | 1 | 1 | 1 | 1 | 1 | 1 | 1 | 0
SCE Northern | Vestal | 66 | 0 | 0 | 0 | 0 | 0 | 0 | 0 | 0 | 0 | 0 | 0 | 0 | 0 | 0 | 0 | 0 | 0 | 0 | 0 | 0 |  | 0 | 0 | 0 | 0 | 0 | 0 | 0 | 0 | 0 | 0 | 0 | 0 | 0 | 0 | 0 | 0 | 0 | 0 | 0 | 0 | 0 |  | 0 | 0 | 0 | 0 | 0 | 0 | 0 | 0 | 0 | 0 | 0 | 0 | 0 | 0 | 0 | 0 | 0 | 0 | 0 |  | 1 | 1 | 1 | 1 | 1 | 1 | 1 | 1 | 1 | 1 | 1 | 0
SCE NOL | Victor | 115 | 0 | 0 | 0 | 0 | 0 | 0 | 0 | 0 | 0 | 0 | 0 | 7 | 0 | 0 | 0 | 0 | 0 | 0 | 0 | 1 |  | 0 | 0 | 0 | 0 | 0 | 0 | 0 | 0 | 0 | 0 | 0 | 0 | 0 | 0 | 0 | 0 | 0 | 0 | 0 | 0 | 2 |  | 0 | 0 | 0 | 0 | 0 | 0 | 0 | 0 | 0 | 0 | 0 | 0 | 0 | 0 | 0 | 0 | 0 | 0 | 0 |  | 1 | 1 | 1 | 1 | 1 | 1 | 1 | 1 | 1 | 1 | 1 | 0
SCE NOL | Victor | 230 | 0 | 0 | 0 | 0 | 0 | 0 | 0 | 0 | 0 | 0 | 0 | 0 | 0 | 0 | 0 | 53.5 | 0 | 53.5 | 0 | 1 |  | 0 | 0 | 0 | 0 | 0 | 0 | 0 | 0 | 0 | 0 | 0 | 0 | 0 | 0 | 0 | 0 | 0 | 0 | 0 | 0 | 2 |  | 0 | 0 | 0 | 0 | 0 | 0 | 0 | 0 | 0 | 0 | 0 | 0 | 0 | 0 | 0 | 0 | 0 | 0 | 0 |  | 1 | 1 | 1 | 1 | 1 | 1 | 1 | 1 | 1 | 1 | 1 | 0
SCE Metro | Viejo | 230 | 0 | 0 | 0 | 0 | 0 | 0 | 0 | 0 | 0 | 0 | 0 | 0 | 0 | 0 | 0 | 0 | 0 | 0 | 0 | 0 |  | 0 | 0 | 0 | 0 | 0 | 0 | 0 | 0 | 0 | 0 | 0 | 0 | 0 | 0 | 0 | 0 | 0 | 0 | 0 | 0 | 0 |  | 0 | 0 | 0 | 0 | 0 | 0 | 0 | 0 | 0 | 0 | 0 | 0 | 0 | 0 | 0 | 0 | 0 | 0 | 0 |  | 1 | 1 | 1 | 1 | 1 | 1 | 1 | 1 | 1 | 1 | 1 | 0
PG&E GBA | Vierra | 115 | 0 | 0 | 0 | 0 | 0 | 0 | 0 | 0 | 0 | 0 | 0 | 2.975 | 0 | 0 | 0 | 92 | 0 | 92 | 0 | 1 |  | 0 | 0 | 0 | 0 | 0 | 0 | 0 | 0 | 0 | 0 | 0 | 0 | 0 | 0 | 0 | 0 | 0 | 0 | 0 | 0 | 0 |  | 0 | 0 | 0 | 0 | 0 | 0 | 0 | 0 | 0 | 0 | 0 | 0 | 0 | 0 | 0 | 0 | 0 | 0 | 0 |  | 1 | 1 | 1 | 1 | 1 | 1 | 1 | 1 | 1 | 1 | 1 | 0
SCE Metro | Villa Park | 230 | 0 | 0 | 0 | 0 | 0 | 0 | 0 | 0 | 0 | 0 | 0 | 0 | 0 | 0 | 0 | 0 | 305.5 | 305.5 | 0 | 1 |  | 0 | 0 | 0 | 0 | 0 | 0 | 0 | 0 | 0 | 0 | 0 | 0 | 0 | 0 | 0 | 0 | 0 | 0 | 0 | 0 | 0 |  | 0 | 0 | 0 | 0 | 0 | 0 | 0 | 0 | 0 | 0 | 0 | 0 | 0 | 0 | 0 | 0 | 0 | 0 | 0 |  | 1 | 1 | 1 | 1 | 1 | 1 | 1 | 1 | 1 | 1 | 1 | 0
SCE Northern | Vincent | 230 | 0 | 0 | 0 | 0 | 0 | 0 | 0 | 0 | 0 | 0 | 0 | 0 | 0 | 0 | 0 | 59 | 0 | 59 | 200 | 1 |  | 0 | 0 | 0 | 0 | 0 | 0 | 0 | 0 | 0 | 0 | 0 | 0 | 0 | 0 | 0 | 0 | 0 | 0 | 0 | 0 | 0 |  | 0 | 0 | 0 | 0 | 0 | 0 | 0 | 0 | 0 | 0 | 0 | 0 | 0 | 0 | 0 | 0 | 0 | 0 | 0 |  | 1 | 1 | 1 | 1 | 1 | 1 | 1 | 1 | 1 | 1 | 1 | 0
SCE Northern | Vincent | 500 | 0 | 0 | 0 | 0 | 0 | 0 | 0 | 0 | 0 | 0 | 0 | 0 | 0 | 0 | 0 | 0 | 0 | 0 | 200 | 1 |  | 0 | 0 | 0 | 0 | 0 | 0 | 0 | 0 | 0 | 0 | 0 | 0 | 0 | 0 | 0 | 0 | 0 | 0 | 0 | 0 | 0 |  | 0 | 0 | 0 | 0 | 0 | 0 | 0 | 0 | 0 | 0 | 0 | 0 | 0 | 0 | 0 | 0 | 0 | 0 | 0 |  | 1 | 1 | 1 | 1 | 1 | 1 | 1 | 1 | 1 | 1 | 1 | 0
PG&E GBA | Vineyard | 230 | 0 | 0 | 0 | 0 | 0 | 0 | 0 | 0 | 0 | 0 | 0 | 0 | 0 | 0 | 0 | 0 | 0 | 0 | 0 | 0 |  | 0 | 0 | 0 | 0 | 0 | 0 | 0 | 0 | 0 | 0 | 0 | 0 | 0 | 0 | 0 | 0 | 0 | 0 | 0 | 0 | 0 |  | 0 | 0 | 0 | 0 | 0 | 0 | 0 | 0 | 0 | 0 | 0 | 0 | 0 | 0 | 0 | 0 | 0 | 0 | 0 |  | 1 | 1 | 1 | 1 | 1 | 1 | 1 | 1 | 1 | 1 | 1 | 0
SDGE | Vineyard | 69 | 0 | 0 | 0 | 0 | 0 | 0 | 0 | 0 | 0 | 0 | 0 | 0 | 0 | 0 | 0 | 0 | 0 | 0 | 0 | 0 |  | 0 | 0 | 0 | 0 | 0 | 0 | 0 | 0 | 0 | 0 | 0 | 0 | 0 | 0 | 0 | 0 | 0 | 0 | 0 | 0 | 3 |  | 0 | 0 | 0 | 0 | 0 | 0 | 0 | 0 | 0 | 0 | 0 | 0 | 0 | 0 | 0 | 0 | 0 | 0 | 0 |  | 1 | 1 | 1 | 1 | 1 | 1 | 1 | 1 | 1 | 1 | 1 | 0
SCE Eastern | Vista (SCE) | 230 | 0 | 0 | 0 | 0 | 0 | 0 | 0 | 0 | 0 | 0 | 0 | 0 | 0 | 0 | 0 | 0 | 0 | 0 | 0 | 0 |  | 0 | 0 | 0 | 0 | 0 | 0 | 0 | 0 | 0 | 0 | 0 | 0 | 0 | 0 | 0 | 0 | 0 | 0 | 0 | 0 | 1 |  | 0 | 0 | 0 | 0 | 0 | 0 | 0 | 0 | 0 | 0 | 0 | 0 | 0 | 0 | 0 | 0 | 0 | 0 | 0 |  | 1 | 1 | 1 | 1 | 1 | 1 | 1 | 1 | 1 | 1 | 1 | 0
EOP | Vista (VEA) | 138 | 0 | 0 | 0 | 0 | 0 | 0 | 0 | 0 | 0 | 0 | 0 | 0 | 0 | 0 | 0 | 0 | 0 | 0 | 0 | 0 |  | 0 | 0 | 0 | 0 | 0 | 0 | 0 | 0 | 0 | 0 | 0 | 0 | 0 | 0 | 0 | 0 | 0 | 0 | 0 | 0 | 2 |  | 0 | 0 | 0 | 0 | 0 | 0 | 0 | 0 | 0 | 0 | 0 | 0 | 0 | 0 | 0 | 0 | 0 | 0 | 0 |  | 1 | 1 | 1 | 1 | 1 | 1 | 1 | 1 | 1 | 1 | 1 | 0
EOP | Vista (VEA) | 230 | 0 | 0 | 0 | 0 | 0 | 0 | 0 | 0 | 0 | 0 | 0 | 0 | 200 | 0 | 200 | 0 | 0 | 0 | 0 | 1 |  | 0 | 0 | 0 | 0 | 0 | 0 | 0 | 0 | 0 | 0 | 0 | 0 | 0 | 0 | 0 | 0 | 0 | 0 | 0 | 0 | 2 |  | 0 | 0 | 0 | 0 | 0 | 0 | 0 | 0 | 0 | 0 | 0 | 0 | 0 | 0 | 0 | 0 | 0 | 0 | 0 |  | 1 | 1 | 1 | 1 | 1 | 1 | 1 | 1 | 1 | 1 | 1 | 0
PG&E FRESNO | Wahtoke | 115 | 0 | 0 | 0 | 0 | 0 | 0 | 0 | 0 | 0 | 0 | 0 | 0 | 0 | 0 | 0 | 0 | 0 | 0 | 0 | 0 |  | 0 | 0 | 0 | 0 | 0 | 0 | 0 | 0 | 0 | 0 | 0 | 0 | 0 | 0 | 0 | 0 | 0 | 0 | 0 | 0 | 1 |  | 0 | 0 | 0 | 0 | 0 | 0 | 0 | 0 | 0 | 0 | 0 | 0 | 0 | 0 | 0 | 0 | 0 | 0 | 0 |  | 1 | 1 | 1 | 1 | 1 | 1 | 1 | 1 | 1 | 1 | 1 | 0
SCE Northern | Wakefield | 66 | 0 | 0 | 0 | 0 | 0 | 0 | 0 | 0 | 0 | 0 | 0 | 0 | 140 | 0 | 140 | 30 | 0 | 30 | 100 | 1 |  | 0 | 0 | 0 | 0 | 0 | 0 | 0 | 0 | 0 | 0 | 0 | 0 | 0 | 0 | 0 | 0 | 0 | 0 | 0 | 0 | 0 |  | 0 | 0 | 0 | 0 | 0 | 0 | 0 | 0 | 0 | 0 | 0 | 0 | 0 | 0 | 0 | 0 | 0 | 0 | 0 |  | 1 | 1 | 1 | 1 | 1 | 1 | 1 | 1 | 1 | 1 | 1 | 0
SCE Metro | Walnut | 230 | 0 | 0 | 0 | 0 | 0 | 0 | 0 | 0 | 0 | 0 | 0 | 0 | 0 | 0 | 0 | 400 | 0 | 400 | 0 | 1 |  | 0 | 0 | 0 | 0 | 0 | 0 | 0 | 0 | 0 | 0 | 0 | 0 | 0 | 0 | 0 | 0 | 0 | 0 | 0 | 0 | 0 |  | 0 | 0 | 0 | 0 | 0 | 0 | 0 | 0 | 0 | 0 | 0 | 0 | 0 | 0 | 0 | 0 | 0 | 0 | 0 |  | 1 | 1 | 1 | 1 | 1 | 1 | 1 | 1 | 1 | 1 | 1 | 0
SCE Northern | Warne | 230 | 0 | 0 | 0 | 0 | 0 | 0 | 0 | 0 | 0 | 0 | 0 | 0 | 0 | 0 | 0 | 0 | 0 | 0 | 0 | 0 |  | 0 | 0 | 0 | 0 | 0 | 0 | 0 | 0 | 0 | 0 | 0 | 0 | 0 | 0 | 0 | 0 | 0 | 0 | 0 | 0 | 0 |  | 0 | 0 | 0 | 0 | 0 | 0 | 0 | 0 | 0 | 0 | 0 | 0 | 0 | 0 | 0 | 0 | 0 | 0 | 0 |  | 1 | 1 | 1 | 1 | 1 | 1 | 1 | 1 | 1 | 1 | 1 | 0
PG&E GBA | Warnerville | 230 | 0 | 0 | 0 | 0 | 0 | 0 | 0 | 0 | 0 | 0 | 0 | 0 | 0 | 0 | 0 | 0 | 0 | 0 | 0 | 0 |  | 0 | 0 | 0 | 0 | 0 | 0 | 0 | 0 | 0 | 0 | 0 | 0 | 0 | 0 | 0 | 0 | 0 | 0 | 0 | 0 | 1 |  | 0 | 0 | 0 | 0 | 0 | 0 | 0 | 0 | 0 | 0 | 0 | 0 | 0 | 0 | 0 | 0 | 0 | 0 | 0 |  | 1 | 1 | 1 | 1 | 1 | 1 | 1 | 1 | 1 | 1 | 1 | 0
PG&E FRESNO | Waukena | 115 | 0 | 0 | 0 | 0 | 0 | 0 | 0 | 0 | 0 | 0 | 0 | 0 | 0 | 0 | 0 | 0 | 0 | 0 | 0 | 0 |  | 0 | 0 | 0 | 0 | 0 | 0 | 0 | 0 | 0 | 0 | 0 | 0 | 0 | 0 | 0 | 0 | 0 | 0 | 0 | 0 | 1 |  | 0 | 0 | 0 | 0 | 0 | 0 | 0 | 0 | 0 | 0 | 0 | 0 | 0 | 0 | 0 | 0 | 0 | 0 | 0 |  | 1 | 1 | 1 | 1 | 1 | 1 | 1 | 1 | 1 | 1 | 1 | 0
PG&E GBA | Weber | 230 | 0 | 0 | 0 | 0 | 0 | 0 | 0 | 0 | 0 | 0 | 0 | 0 | 0 | 0 | 0 | 0 | 0 | 0 | 0 | 0 |  | 0 | 0 | 0 | 0 | 0 | 0 | 0 | 0 | 0 | 0 | 0 | 0 | 0 | 0 | 0 | 0 | 0 | 0 | 0 | 0 | 0 |  | 0 | 0 | 0 | 0 | 0 | 0 | 0 | 0 | 0 | 0 | 0 | 0 | 0 | 0 | 0 | 0 | 0 | 0 | 0 |  | 1 | 1 | 1 | 1 | 1 | 1 | 1 | 1 | 1 | 1 | 1 | 0
PG&E GBA | Weber | 60 | 0 | 0 | 0 | 0 | 0 | 0 | 0 | 0 | 0 | 0 | 0 | 0 | 0 | 0 | 0 | 20 | 0 | 20 | 0 | 1 |  | 0 | 0 | 0 | 0 | 0 | 0 | 0 | 0 | 0 | 0 | 0 | 0 | 0 | 0 | 0 | 0 | 0 | 0 | 0 | 0 | 0 |  | 0 | 0 | 0 | 0 | 0 | 0 | 0 | 0 | 0 | 0 | 0 | 0 | 0 | 0 | 0 | 0 | 0 | 0 | 0 |  | 1 | 1 | 1 | 1 | 1 | 1 | 1 | 1 | 1 | 1 | 1 | 0
PG&E FRESNO | West Fresno | 115 | 0 | 0 | 0 | 0 | 0 | 0 | 0 | 0 | 0 | 0 | 0 | 0 | 67 | 0 | 67 | 0 | 0 | 0 | 0 | 1 |  | 0 | 0 | 0 | 0 | 0 | 0 | 0 | 0 | 0 | 0 | 0 | 0 | 0 | 0 | 0 | 0 | 0 | 0 | 0 | 0 | 1 |  | 0 | 0 | 0 | 0 | 0 | 0 | 0 | 0 | 0 | 0 | 0 | 0 | 0 | 0 | 0 | 0 | 0 | 0 | 0 |  | 1 | 1 | 1 | 1 | 1 | 1 | 1 | 1 | 1 | 1 | 1 | 0
PG&E FRESNO | Westley | 230 | 0 | 0 | 0 | 0 | 0 | 0 | 0 | 0 | 0 | 0 | 0 | 0 | 155 | 0 | 155 | 0 | 0 | 0 | 0 | 1 |  | 0 | 0 | 0 | 0 | 0 | 0 | 0 | 0 | 0 | 0 | 0 | 0 | 0 | 0 | 0 | 0 | 0 | 0 | 0 | 0 | 1 |  | 0 | 0 | 0 | 0 | 0 | 0 | 0 | 0 | 0 | 0 | 0 | 0 | 0 | 0 | 0 | 0 | 0 | 0 | 0 |  | 1 | 1 | 1 | 1 | 1 | 1 | 1 | 1 | 1 | 1 | 1 | 0
PG&E KERN | Westpark | 115 | 0 | 0 | 0 | 0 | 0 | 0 | 0 | 0 | 0 | 0 | 0 | 0 | 0 | 0 | 0 | 0 | 0 | 0 | 0 | 0 |  | 0 | 0 | 0 | 0 | 0 | 0 | 0 | 0 | 0 | 0 | 0 | 0 | 0 | 0 | 0 | 0 | 0 | 0 | 0 | 0 | 0 |  | 0 | 0 | 0 | 0 | 0 | 0 | 0 | 0 | 0 | 0 | 0 | 0 | 0 | 0 | 0 | 0 | 0 | 0 | 0 |  | 1 | 1 | 1 | 1 | 1 | 1 | 1 | 1 | 1 | 1 | 1 | 0
PG&E KERN | Wheeler Ridge | 230 | 0 | 0 | 0 | 0 | 0 | 0 | 0 | 0 | 0 | 0 | 0 | 0 | 0 | 90 | 90 | 0 | 235 | 235 | 0 | 1 |  | 0 | 0 | 0 | 0 | 0 | 0 | 0 | 0 | 0 | 0 | 0 | 0 | 0 | 0 | 0 | 0 | 0 | 0 | 0 | 0 | 0 |  | 0 | 0 | 0 | 0 | 0 | 0 | 0 | 0 | 0 | 0 | 0 | 0 | 0 | 0 | 0 | 0 | 0 | 0 | 0 |  | 1 | 1 | 1 | 1 | 1 | 1 | 1 | 1 | 1 | 1 | 1 | 0
PG&E KERN | Wheeler Ridge | 115 | 0 | 0 | 0 | 0 | 0 | 0 | 0 | 0 | 0 | 0 | 0 | 0 | 0 | 0 | 0 | 0 | 0 | 0 | 0 | 0 |  | 0 | 0 | 0 | 0 | 0 | 0 | 0 | 0 | 0 | 0 | 0 | 0 | 0 | 0 | 0 | 0 | 0 | 0 | 0 | 0 | 0 |  | 0 | 0 | 0 | 0 | 0 | 0 | 0 | 0 | 0 | 0 | 0 | 0 | 0 | 0 | 0 | 0 | 0 | 0 | 0 |  | 1 | 1 | 1 | 1 | 1 | 1 | 1 | 1 | 1 | 1 | 1 | 0
PG&E KERN | Wheeler Ridge | 70 | 0 | 0 | 0 | 0 | 0 | 0 | 0 | 0 | 0 | 0 | 0 | 0 | 0 | 0 | 0 | 92 | 0 | 92 | 0 | 1 |  | 0 | 0 | 0 | 0 | 0 | 0 | 0 | 0 | 0 | 0 | 0 | 0 | 0 | 0 | 0 | 0 | 0 | 0 | 0 | 0 | 0 |  | 0 | 0 | 0 | 0 | 0 | 0 | 0 | 0 | 0 | 0 | 0 | 0 | 0 | 0 | 0 | 0 | 0 | 0 | 0 |  | 1 | 1 | 1 | 1 | 1 | 1 | 1 | 1 | 1 | 1 | 1 | 0
SCE Northern | Whirlwind | 230 | 0 | 0 | 0 | 0 | 0 | 0 | 0 | 0 | 0 | 0 | 0 | 0 | 2085 | 188 | 2273 | 550 | 523 | 1073 | 300 | 1 |  | 0 | 0 | 0 | 0 | 0 | 0 | 0 | 0 | 0 | 0 | 0 | 0 | 0 | 0 | 0 | 0 | 0 | 0 | 0 | 0 | 0 |  | 0 | 0 | 0 | 0 | 0 | 0 | 0 | 0 | 0 | 0 | 0 | 0 | 0 | 0 | 0 | 0 | 0 | 0 | 0 |  | 1 | 1 | 1 | 1 | 1 | 1 | 1 | 1 | 1 | 1 | 1 | 0
SCE Northern | Whirlwind | 500 | 0 | 0 | 0 | 0 | 0 | 0 | 0 | 0 | 0 | 0 | 0 | 0 | 1432 | 0 | 1432 | 0 | 0 | 0 | 0 | 1 |  | 0 | 0 | 0 | 0 | 0 | 0 | 0 | 0 | 0 | 0 | 0 | 0 | 0 | 0 | 0 | 0 | 0 | 0 | 0 | 0 | 0 |  | 0 | 0 | 0 | 0 | 0 | 0 | 0 | 0 | 0 | 0 | 0 | 0 | 0 | 0 | 0 | 0 | 0 | 0 | 0 |  | 1 | 1 | 1 | 1 | 1 | 1 | 1 | 1 | 1 | 1 | 1 | 0
PG&E GBA | Whisman | 115 | 0 | 0 | 0 | 0 | 0 | 0 | 0 | 0 | 0 | 0 | 0 | 0 | 80 | 0 | 80 | 0 | 0 | 0 | 80 | 1 |  | 0 | 0 | 0 | 0 | 0 | 0 | 0 | 0 | 0 | 0 | 0 | 0 | 0 | 0 | 0 | 0 | 0 | 0 | 0 | 0 | 1 |  | 0 | 0 | 0 | 0 | 0 | 0 | 0 | 0 | 0 | 0 | 0 | 0 | 0 | 0 | 0 | 0 | 0 | 0 | 0 |  | 1 | 1 | 1 | 1 | 1 | 1 | 1 | 1 | 1 | 1 | 1 | 0
SCE Eastern | Wildlife | 230 | 0 | 0 | 0 | 0 | 0 | 0 | 0 | 0 | 0 | 0 | 0 | 0 | 0 | 250 | 250 | 0 | 0 | 0 | 150 | 1 |  | 0 | 0 | 0 | 0 | 0 | 0 | 0 | 0 | 0 | 0 | 0 | 0 | 0 | 0 | 0 | 0 | 0 | 0 | 0 | 0 | 1 |  | 0 | 0 | 0 | 0 | 0 | 0 | 0 | 0 | 0 | 0 | 0 | 0 | 0 | 0 | 0 | 0 | 0 | 0 | 0 |  | 1 | 1 | 1 | 1 | 1 | 1 | 1 | 1 | 1 | 1 | 1 | 0
PG&E FRESNO | Wilson | 115 | 0 | 0 | 0 | 0 | 0 | 0 | 0 | 0 | 0 | 0 | 0 | 0 | 0 | 0 | 0 | 0 | 0 | 0 | 0 | 0 |  | 0 | 0 | 0 | 0 | 0 | 0 | 0 | 0 | 0 | 0 | 0 | 0 | 0 | 0 | 0 | 0 | 0 | 0 | 0 | 0 | 2 |  | 0 | 0 | 0 | 0 | 0 | 0 | 0 | 0 | 0 | 0 | 0 | 0 | 0 | 0 | 0 | 0 | 0 | 0 | 0 |  | 1 | 1 | 1 | 1 | 1 | 1 | 1 | 1 | 1 | 1 | 1 | 0
PG&E FRESNO | Wilson | 230 | 0 | 0 | 0 | 0 | 0 | 0 | 0 | 0 | 0 | 0 | 0 | 0 | 0 | 0 | 0 | 0 | 0 | 0 | 0 | 0 |  | 0 | 0 | 0 | 0 | 0 | 0 | 0 | 0 | 0 | 0 | 0 | 0 | 0 | 0 | 0 | 0 | 0 | 0 | 0 | 0 | 2 |  | 0 | 0 | 0 | 0 | 0 | 0 | 0 | 0 | 0 | 0 | 0 | 0 | 0 | 0 | 0 | 0 | 0 | 0 | 0 |  | 1 | 1 | 1 | 1 | 1 | 1 | 1 | 1 | 1 | 1 | 1 | 0
SCE Northern | Windhub | 230 | 0 | 0 | 0 | 0 | 0 | 0 | 0 | 0 | 0 | 0 | 0 | 0 | 0 | 1020 | 1020 | 500 | 0 | 500 | 0 | 1 |  | 0 | 0 | 0 | 0 | 0 | 0 | 0 | 0 | 0 | 0 | 0 | 0 | 0 | 0 | 0 | 0 | 0 | 0 | 0 | 0 | 0 |  | 0 | 0 | 0 | 0 | 0 | 0 | 0 | 0 | 0 | 0 | 0 | 0 | 0 | 0 | 0 | 0 | 0 | 0 | 0 |  | 1 | 1 | 1 | 1 | 1 | 1 | 1 | 1 | 1 | 1 | 1 | 0
SCE Northern | Windhub | 500 | 0 | 0 | 0 | 0 | 0 | 0 | 0 | 0 | 0 | 0 | 0 | 0 | 153 | 0 | 153 | 15 | 0 | 15 | 480 | 1 |  | 0 | 0 | 0 | 0 | 0 | 0 | 0 | 0 | 0 | 0 | 0 | 0 | 0 | 0 | 0 | 0 | 0 | 0 | 0 | 0 | 0 |  | 0 | 0 | 0 | 0 | 0 | 0 | 0 | 0 | 0 | 0 | 0 | 0 | 0 | 0 | 0 | 0 | 0 | 0 | 0 |  | 1 | 1 | 1 | 1 | 1 | 1 | 1 | 1 | 1 | 1 | 1 | 0
PG&E GBA | Windmaster | 230 | 0 | 0 | 0 | 0 | 0 | 0 | 0 | 0 | 0 | 0 | 0 | 0 | 0 | 0 | 0 | 0 | 0 | 0 | 0 | 0 |  | 0 | 0 | 0 | 0 | 0 | 0 | 0 | 0 | 0 | 0 | 0 | 0 | 0 | 0 | 0 | 0 | 0 | 0 | 0 | 0 | 0 |  | 0 | 0 | 0 | 0 | 0 | 0 | 0 | 0 | 0 | 0 | 0 | 0 | 0 | 0 | 0 | 0 | 0 | 0 | 0 |  | 1 | 1 | 1 | 1 | 1 | 1 | 1 | 1 | 1 | 1 | 1 | 0
PG&E NGBA | Windsor | 60 | 0 | 0 | 0 | 0 | 0 | 0 | 0 | 0 | 0 | 0 | 0 | 0 | 0 | 0 | 0 | 0 | 0 | 0 | 0 | 0 |  | 0 | 0 | 0 | 0 | 0 | 0 | 0 | 0 | 0 | 0 | 0 | 0 | 0 | 0 | 0 | 0 | 0 | 0 | 0 | 0 | 1 |  | 0 | 0 | 0 | 0 | 0 | 0 | 0 | 0 | 0 | 0 | 0 | 0 | 0 | 0 | 0 | 0 | 0 | 0 | 0 |  | 1 | 1 | 1 | 1 | 1 | 1 | 1 | 1 | 1 | 1 | 1 | 0
PG&E NGBA | Woodland | 115 | 0 | 0 | 0 | 0 | 0 | 0 | 0 | 0 | 0 | 0 | 0 | 0 | 0 | 12 | 12 | 0 | 0 | 0 | 0 | 1 |  | 0 | 0 | 0 | 0 | 0 | 0 | 0 | 0 | 0 | 0 | 0 | 0 | 0 | 0 | 0 | 0 | 0 | 0 | 0 | 0 | 0 |  | 0 | 0 | 0 | 0 | 0 | 0 | 0 | 0 | 0 | 0 | 0 | 0 | 0 | 0 | 0 | 0 | 0 | 0 | 0 |  | 1 | 1 | 1 | 1 | 1 | 1 | 1 | 1 | 1 | 1 | 1 | 0
PG&E FRESNO | Woodward | 115 | 0 | 0 | 0 | 0 | 0 | 0 | 0 | 0 | 0 | 0 | 0 | 0 | 0 | 0 | 0 | 0 | 0 | 0 | 0 | 0 |  | 0 | 0 | 0 | 0 | 0 | 0 | 0 | 0 | 0 | 0 | 0 | 0 | 0 | 0 | 0 | 0 | 0 | 0 | 0 | 0 | 1 |  | 0 | 0 | 0 | 0 | 0 | 0 | 0 | 0 | 0 | 0 | 0 | 0 | 0 | 0 | 0 | 0 | 0 | 0 | 0 |  | 1 | 1 | 1 | 1 | 1 | 1 | 1 | 1 | 1 | 1 | 1 | 0
PG&E NGBA | Wyandotte | 115 | 0 | 0 | 0 | 0 | 0 | 0 | 0 | 0 | 0 | 0 | 0 | 0 | 0 | 0 | 0 | 0 | 0 | 0 | 0 | 0 |  | 0 | 0 | 0 | 0 | 0 | 0 | 0 | 0 | 0 | 0 | 0 | 0 | 0 | 0 | 0 | 0 | 0 | 0 | 0 | 0 | 0 |  | 0 | 0 | 0 | 0 | 0 | 0 | 0 | 0 | 0 | 0 | 0 | 0 | 0 | 0 | 0 | 0 | 0 | 0 | 0 |  | 1 | 1 | 1 | 1 | 1 | 1 | 1 | 1 | 1 | 1 | 1 | 0

## Previous_TPP_BaseCase
The 25-26 TPP base case portfolio by substation. The 26-27 TPP base case uses the same IRP baseline, so no baseline adjustments are needed.
|  |  | Updated Substation Names used in 26-27 TPP mapping |  | 2035 | [14 empty] | 2040
[5 empty] | Geothermal | Biomass | Wind | Wind | OOS Wind | OOS Wind | Offshore Wind | Offshore Wind | Distributed Solar | Solar | Solar | Battery_4hr | Battery_8hr | LDES | Has | Geothermal | Biomass | Wind | Wind | OOS Wind | OOS Wind | Offshore Wind | Offshore Wind | Distributed Solar | Solar | Solar | Battery_4hr | Battery_8hr | LDES | Has
Area | Substation | Voltage | Sub Name | Voltagge | FCDS | FCDS | FCDS | EODS | FCDS | EODS | FCDS | EODS | FCDS | FCDS | EODS | FCDS | FCDS | FCDS | Res | FCDS | FCDS | FCDS | EODS | FCDS | EODS | FCDS | EODS | FCDS | FCDS | EODS | FCDS | FCDS | FCDS | Res
PG&E KERN | 7th Standard | 115 | 7th Standard | 115 | - | - | - | - | - | - | - | - | - | - | - | - | - | - | 0 | - | - | - | - | - | - | - | - | - | - | - | - | - | - | 0
SCE Metro | Alamitos | 230 | Alamitos | 230 | - | - | - | - | - | - | - | - | - | - | - | - | - | - | 0 | - | - | - | - | - | - | - | - | - | - | - | - | - | - | 0
SCE Eastern | Alberhill | 115 | Alberhill | 115 | - | - | - | - | - | - | - | - | - | - | - | - | - | - | 0 | - | - | - | - | - | - | - | - | - | - | - | - | - | - | 0
SCE Eastern | Alberhill | 500 | Alberhill | 500 | - | - | - | - | - | - | - | - | - | - | - | - | - | - | 0 | - | - | - | - | - | - | - | - | - | - | - | - | - | - | 0
PG&E GBA | Alhambra | 115 | Alhambra | 115 | - | - | - | - | - | - | - | - | - | - | - | - | - | - | 0 | - | - | - | - | - | - | - | - | - | - | - | - | - | - | 0
PG&E FRESNO | Alpaugh | 115 | Alpaugh | 115 | - | - | - | - | - | - | - | - | - | - | - | - | - | - | 0 | - | - | - | - | - | - | - | - | - | - | - | - | - | - | 0
SDGE | Alpine | 69 | Alpine | 69 | - | - | - | - | - | - | - | - | - | - | - | - | - | - | 0 | - | - | - | - | - | - | - | - | - | - | - | - | - | - | 0
PG&E GBA | Altamont Midway (Sandhill) | 230 | Altamont Midway (Sandhill) | 230 | - | - | 5 | - | - | - | - | - | - | - | - | - | - | - | 1 | - | - | 5 | - | - | - | - | - | - | - | - | - | - | - | 1
SCE Northern | Antelope | 66 | Antelope | 66 | - | - | - | - | - | - | - | - | - | - | - | - | - | - | 0 | - | - | - | - | - | - | - | - | - | - | - | - | - | - | 0
SCE Northern | Antelope | 230 | Antelope | 230 | - | - | 200 | - | - | - | - | - | - | - | - | - | - | - | 1 | - | - | 200 | - | - | - | - | - | - | - | 150 | - | 100 | - | 1
SCE Northern | Antelope | 500 | Antelope | 500 | - | - | - | - | - | - | - | - | - | - | - | - | - | - | 0 | - | - | - | - | - | - | - | - | - | - | - | - | - | - | 0
PG&E NGBA | Arcata | 60 | Arcata | 60 | - | - | - | - | - | - | - | - | - | - | - | - | - | - | 0 | - | - | - | - | - | - | - | - | - | - | - | - | - | - | 0
PG&E KERN | Arco | 230 | Arco | 230 | - | - | - | - | - | - | - | - | - | 125 | 399 | - | 125 | - | 1 | - | - | - | - | - | - | - | - | - | 325 | 674 | - | 265 | - | 1
PG&E KERN | Arco | 70 | Arco | 70 | - | - | - | - | - | - | - | - | - | - | - | - | - | - | 0 | - | - | - | - | - | - | - | - | - | - | - | - | - | - | 0
SCE Metro | ArcoGen | 230 | ArcoGen | 230 | - | - | - | - | - | - | - | - | - | - | - | - | - | - | 0 | - | - | - | - | - | - | - | - | - | - | - | - | - | - | 0
SDGE | Artesian | 230 | Artesian | 230 | - | - | - | - | - | - | - | - | - | - | - | - | - | - | 0 | - | - | - | - | - | - | - | - | - | - | - | - | - | - | 0
SDGE | Artesian | 69 | Artesian | 69 | - | - | - | - | - | - | - | - | - | - | - | - | - | - | 0 | - | - | - | - | - | - | - | - | - | - | - | - | - | - | 0
PG&E FRESNO | Ashlan | 230 | Ashlan | 230 | - | - | - | - | - | - | - | - | - | - | - | - | - | - | 0 | - | - | - | - | - | - | - | - | - | - | - | - | - | - | 0
PG&E NGBA | Atlantic | 115 | Atlantic | 115 | - | - | - | - | - | - | - | - | - | - | - | - | - | - | 0 | - | - | - | - | - | - | - | - | - | - | - | - | - | - | 0
PG&E NGBA | Atlantic | 230 | Atlantic | 230 | - | - | - | - | - | - | - | - | - | - | - | - | - | - | 0 | - | - | - | - | - | - | - | - | - | - | - | - | - | - | 0
PG&E NGBA | Atlantic | 60 | Atlantic | 60 | - | - | - | - | - | - | - | - | - | - | - | - | - | - | 0 | - | - | - | - | - | - | - | - | - | - | - | - | - | - | 0
PG&E FRESNO | Atwater | 115 | Atwater | 115 | - | - | - | - | - | - | - | - | - | - | - | - | - | - | 0 | - | - | - | - | - | - | - | - | - | - | - | - | - | - | 0
PG&E GBA | Avena | 115 | Avena | 115 | - | - | - | - | - | - | - | - | - | - | - | - | - | - | 0 | - | - | - | - | - | - | - | - | - | - | - | - | - | - | 0
SDGE | Avocado | 69 | Avocado | 69 | - | - | - | - | - | - | - | - | - | - | - | - | - | - | 0 | - | - | - | - | - | - | - | - | - | - | - | - | - | - | 0
PG&E NGBA | Bahia | 230 | Bahia | 230 | - | - | - | - | - | - | - | - | - | - | - | - | - | - | 0 | - | - | - | - | - | - | - | - | - | - | - | - | - | - | 0
SCE Northern | Bailey | 230 | Bailey | 230 | - | - | - | - | - | - | - | - | - | - | - | - | - | - | 0 | - | - | - | - | - | - | - | - | - | - | - | - | - | - | 0
SCE NOL | Baker | 115 | Baker | 115 | - | - | - | - | - | - | - | - | - | - | - | - | - | - | 0 | - | - | - | - | - | - | - | - | - | - | - | - | - | - | 0
PG&E KERN | Bakersfield | 230 | Bakersfield | 230 | - | - | - | - | - | - | - | - | - | - | - | - | - | - | 0 | - | - | - | - | - | - | - | - | - | - | - | - | - | - | 0
PG&E FRESNO | Balch | 230 | Balch | 230 | - | - | - | - | - | - | - | - | - | - | - | - | - | - | 0 | - | - | - | - | - | - | - | - | - | - | - | - | - | - | 0
SCE Eastern | Bannister | 230 | Bannister | 230 | - | - | - | - | - | - | - | - | - | - | - | - | - | - | 0 | - | - | - | - | - | - | - | - | - | - | - | - | - | - | 0
SCE Metro | Barre | 230 | Barre | 230 | - | - | - | - | - | - | - | - | - | - | - | - | - | - | 0 | - | - | - | - | - | - | - | - | - | - | - | - | - | - | 0
SDGE | Bay Boulevard | 69 | Bay Boulevard | 69 | - | - | - | - | - | - | - | - | - | - | - | - | - | - | 0 | - | - | - | - | - | - | - | - | - | - | - | - | - | - | 0
SDGE | Bay Boulevard | 230 | Bay Boulevard | 230 | - | - | - | - | - | - | - | - | - | - | - | - | - | - | 0 | - | - | - | - | - | - | - | - | - | - | - | - | - | - | 0
EOP | Beatty | 138 | Beatty | 138 | - | - | - | - | - | - | - | - | - | - | - | - | - | - | 0 | - | - | - | - | - | - | - | - | - | - | - | - | - | - | 0
EOP | Beatty | 230 | Beatty | 230 | 400 | - | - | - | - | - | - | - | - | - | - | - | - | - | 1 | 400 | - | - | - | - | - | - | - | - | 100 | 500 | - | 170 | - | 1
PG&E NGBA | Belden | 230 | Belden | 230 | - | - | - | - | - | - | - | - | - | - | - | - | - | - | 0 | - | - | - | - | - | - | - | - | - | - | - | - | - | - | 0
PG&E NGBA | Bell | 115 | Bell | 115 | - | - | - | - | - | - | - | - | - | - | - | - | - | - | 0 | - | - | - | - | - | - | - | - | - | - | - | - | - | - | 0
PG&E NGBA | Bellevue | 115 | Bellevue | 115 | - | - | - | - | - | - | - | - | - | - | - | - | - | - | 0 | - | - | - | - | - | - | - | - | - | - | - | - | - | - | 0
PG&E GBA | Bellota | 115 | Bellota | 115 | - | - | - | - | - | - | - | - | - | - | - | - | - | - | 0 | - | - | - | - | - | - | - | - | - | - | - | - | - | - | 0
PG&E GBA | Bellota | 230 | Bellota | 230 | - | - | - | - | - | - | - | - | - | - | - | - | - | 310 | 1 | - | - | - | - | - | - | - | - | - | 200 | 200 | - | - | 310 | 1
SCE Northern | Big Creek | 230 | Big Creek | 230 | - | - | - | - | - | - | - | - | - | - | - | - | - | - | 0 | - | - | - | - | - | - | - | - | - | - | - | - | - | - | 0
PG&E FRESNO | Biola | 70 | Biola | 70 | - | - | - | - | - | - | - | - | - | - | - | - | - | - | 0 | - | - | - | - | - | - | - | - | - | - | - | - | - | - | 0
PG&E GBA | Birds Landing | 230 | Birds Landing | 230 | - | - | 144 | 107 | - | - | - | - | - | - | 150 | - | 25 | - | 1 | - | - | 144 | 107 | - | - | - | - | - | - | 200 | - | 65 | - | 1
SCE Northern | Bliss | 66 | Bliss | 66 | - | - | - | - | - | - | - | - | - | - | - | - | - | - | 0 | - | - | - | - | - | - | - | - | - | - | - | - | - | - | 0
SCE Eastern | Blythe | 161 | Blythe | 161 | - | - | - | - | - | - | - | - | - | - | - | - | - | - | 0 | - | - | - | - | - | - | - | - | - | - | - | - | - | - | 0
PG&E NGBA | Bogue | 115 | Bogue | 115 | - | - | - | - | - | - | - | - | - | - | - | - | - | - | 0 | - | - | - | - | - | - | - | - | - | - | - | - | - | - | 0
PG&E FRESNO | Borden | 230 | Borden | 230 | - | - | - | - | - | - | - | - | - | 95 | 100 | - | 20 | - | 1 | - | - | - | - | - | - | - | - | - | 195 | 400 | - | 155 | - | 1
PG&E FRESNO | Borden | 70 | Borden | 70 | - | - | - | - | - | - | - | - | 4.5 | - | - | - | - | - | 1 | - | - | - | - | - | - | - | - | 4.5 | - | - | - | - | - | 1
SDGE | Boulevard East | 138 | Boulevard East | 138 | - | - | 60 | 3.3 | - | - | - | - | - | - | - | - | - | - | 1 | - | - | 60 | 3.3 | - | - | - | - | - | - | - | - | - | - | 1
SDGE | Boulevard East | 69 | Boulevard East | 69 | - | - | - | - | - | - | - | - | - | - | 22.6 | - | - | - | 1 | - | - | - | - | - | - | - | - | - | - | 22.6 | - | - | - | 1
PG&E GBA | Brentwood | 230 | Brentwood | 230 | - | - | - | - | - | - | - | - | - | - | - | - | - | - | 0 | - | - | - | - | - | - | - | - | - | - | - | - | - | - | 0
PG&E NGBA | Bridgeville | 115 | Bridgeville | 115 | - | 8 | - | - | - | - | - | - | - | - | - | - | - | - | 1 | - | 8 | - | - | - | - | - | - | - | - | - | - | - | - | 1
PG&E NGBA | Brighton | 115 | Brighton | 115 | - | - | - | - | - | - | - | - | - | - | - | - | - | - | 0 | - | - | - | - | - | - | - | - | - | - | - | - | - | - | 0
PG&E NGBA | Brighton | 230 | Brighton | 230 | - | - | - | - | - | - | - | - | - | - | - | - | - | - | 0 | - | - | - | - | - | - | - | - | - | - | - | - | - | - | 0
PG&E NGBA | Brunswick | 115 | Brunswick | 115 | - | - | - | - | - | - | - | - | 1.9 | - | - | - | - | - | 1 | - | - | - | - | - | - | - | - | 1.9 | - | - | - | - | - | 1
PG&E NGBA | Bucks Creek | 230 | Bucks Creek | 230 | - | - | - | - | - | - | - | - | - | - | - | - | - | - | 0 | - | - | - | - | - | - | - | - | - | - | - | - | - | - | 0
PG&E KERN | Buena Vista | 230 | Buena Vista | 230 | - | - | - | - | - | - | - | - | - | - | - | - | - | - | 0 | - | - | - | - | - | - | - | - | - | - | - | - | - | - | 0
PG&E FRESNO | Bullard | 115 | Bullard | 115 | - | - | - | - | - | - | - | - | - | - | - | - | - | - | 0 | - | - | - | - | - | - | - | - | - | - | - | - | - | - | 0
PG&E GBA | Burlingame | 115 | Burlingame | 115 | - | - | - | - | - | - | - | - | - | - | - | - | - | - | 0 | - | - | - | - | - | - | - | - | - | - | - | - | - | - | 0
PG&E NGBA | Burney Forest | 230 | Burney Forest | 230 | - | 11 | - | - | - | - | - | - | - | - | - | - | - | - | 1 | - | 11 | - | - | - | - | - | - | - | - | - | - | - | - | 1
PG&E NGBA | Butte | 115 | Butte | 115 | - | - | - | - | - | - | - | - | - | - | - | - | - | - | 0 | - | - | - | - | - | - | - | - | - | - | - | - | - | - | 0
PG&E KERN | Cabrillo | 115 | Cabrillo | 115 | - | - | - | - | - | - | - | - | - | - | - | - | - | - | 0 | - | - | - | - | - | - | - | - | - | - | - | - | - | - | 0
PG&E FRESNO | Cal Flats | 230 | Cal Flats | 230 | - | - | - | - | - | - | - | - | - | - | - | - | - | - | 0 | - | - | - | - | - | - | - | - | - | - | - | - | - | - | 0
SCE NOL | Calcite | 230 | Calcite | 230 | - | - | - | - | - | - | - | - | - | 200 | 200 | - | 92 | - | 1 | - | - | - | - | - | - | - | - | - | 200 | 404 | - | 217 | - | 1
PG&E KERN | Caliente | 230 | Caliente | 230 | - | - | - | - | - | - | - | - | - | - | - | - | - | - | 0 | - | - | - | - | - | - | - | - | - | - | - | - | - | - | 0
PG&E FRESNO | California Ave | 115 | California Ave | 115 | - | - | - | - | - | - | - | - | - | - | - | - | - | - | 0 | - | - | - | - | - | - | - | - | - | - | - | - | - | - | 0
PG&E KERN | Callender | 115 | Callender | 115 | - | - | - | - | - | - | - | - | - | - | - | - | - | - | 0 | - | - | - | - | - | - | - | - | - | - | - | - | - | - | 0
PG&E NGBA | Calpella | 115 | Calpella | 115 | - | 10 | - | - | - | - | - | - | - | - | - | - | - | - | 1 | - | 10 | - | - | - | - | - | - | - | - | - | - | - | - | 1
PG&E GBA | Camanche | 230 | Camanche | 230 | - | - | - | - | - | - | - | - | - | - | - | - | - | - | 0 | - | - | - | - | - | - | - | - | - | - | - | - | - | - | 0
SDGE | Cameron | 69 | Cameron | 69 | - | - | - | - | - | - | - | - | - | - | - | - | - | - | 0 | - | - | - | - | - | - | - | - | - | - | - | - | - | - | 0
SDGE | Cannon | 69 | Cannon | 69 | - | - | - | - | - | - | - | - | - | - | - | - | - | - | 0 | - | - | - | - | - | - | - | - | - | - | - | - | - | - | 0
PG&E FRESNO | Cantua | 115 | Cantua | 115 | - | - | - | - | - | - | - | - | - | - | - | - | - | - | 0 | - | - | - | - | - | - | - | - | - | - | - | - | - | - | 0
SDGE | Capistrano | 138 | Capistrano | 138 | - | - | - | - | - | - | - | - | - | - | - | - | 50 | - | 1 | - | - | - | - | - | - | - | - | - | - | - | - | 125 | - | 1
SDGE | Capistrano | 230 | Capistrano | 230 | - | - | - | - | - | - | - | - | - | - | - | - | - | - | 0 | - | - | - | - | - | - | - | - | - | - | - | - | - | - | 0
PG&E NGBA | Carberry | 230 | Carberry | 230 | - | 3.6 | - | - | - | - | - | - | - | - | - | - | - | - | 1 | - | 3.6 | - | - | - | - | - | - | - | - | - | - | - | - | 1
SCE Eastern | Cardiff | 66 | Cardiff | 66 | - | - | - | - | - | - | - | - | - | - | - | - | - | - | 0 | - | - | - | - | - | - | - | - | - | - | - | - | - | - | 0
PG&E NGBA | Caribou | 60 | Caribou | 60 | - | 10 | - | - | - | - | - | - | - | - | - | - | - | - | 1 | - | 10 | - | - | - | - | - | - | - | - | - | - | - | - | 1
PG&E NGBA | Caribou | 115 | Caribou | 115 | - | 10 | - | - | - | - | - | - | - | - | - | - | - | - | 1 | - | 10 | - | - | - | - | - | - | - | - | - | - | - | - | 1
PG&E NGBA | Caribou | 230 | Caribou | 230 | - | - | - | - | - | - | - | - | - | - | - | - | - | - | 0 | - | - | - | - | - | - | - | - | - | - | - | - | - | - | 0
EOP | Carpenter Canyon (fka Gamebird) | 138 | Carpenter Canyon (fka Gamebird) | 138 | - | - | - | - | - | - | - | - | - | - | - | - | - | - | 0 | - | - | - | - | - | - | - | - | - | - | - | - | - | - | 0
EOP | Carpenter Canyon (fka Gamebird) | 230 | Carpenter Canyon (fka Gamebird) | 230 | - | - | - | - | - | - | - | - | - | 20 | 180 | - | 60 | - | 1 | - | - | - | - | - | - | - | - | - | 150 | 550 | - | 200 | - | 1
PG&E NGBA | Carquinez | 115 | Carquinez | 115 | - | - | - | - | - | - | - | - | - | - | - | - | - | - | 0 | - | - | - | - | - | - | - | - | - | - | - | - | - | - | 0
SDGE | Carrizo Gorge | 138 | Carrizo Gorge | 138 | - | - | - | - | - | - | - | - | - | - | - | - | - | - | 0 | - | - | - | - | - | - | - | - | - | - | - | - | - | - | 0
PG&E KERN | Carrizo Plains | 115 | Carrizo Plains | 115 | - | - | - | - | - | - | - | - | - | - | - | - | - | - | 0 | - | - | - | - | - | - | - | - | - | - | - | - | - | - | 0
PG&E KERN | Casaloma | 230 | Casaloma | 230 | - | - | - | - | - | - | - | - | - | - | - | - | - | - | 0 | - | - | - | - | - | - | - | - | - | - | - | - | - | - | 0
PG&E GBA | Castro Valley | 230 | Castro Valley | 230 | - | - | - | - | - | - | - | - | - | - | - | - | - | - | 0 | - | - | - | - | - | - | - | - | - | - | - | - | - | - | 0
PG&E GBA | Cayetano | 230 | Cayetano | 230 | - | - | - | - | - | - | - | - | - | - | - | - | - | - | 0 | - | - | - | - | - | - | - | - | - | - | - | - | - | - | 0
SCE Metro | Center | 230 | Center | 230 | - | - | - | - | - | - | - | - | - | - | - | - | - | - | 0 | - | - | - | - | - | - | - | - | - | - | - | - | - | - | 0
PG&E KERN | Charca | 115 | Charca | 115 | - | - | - | - | - | - | - | - | - | - | - | - | - | - | 0 | - | - | - | - | - | - | - | - | - | - | - | - | - | - | 0
EOP | Charleston | 138 | Charleston | 138 | - | - | - | - | - | - | - | - | - | - | - | - | - | - | 0 | - | - | - | - | - | - | - | - | - | - | - | - | - | - | 0
SCE Metro | Chevmain | 230 | Chevmain | 230 | - | - | - | - | - | - | - | - | - | - | - | - | - | - | 0 | - | - | - | - | - | - | - | - | - | - | - | - | - | - | 0
SDGE | Chicarita | 138 | Chicarita | 138 | - | - | - | - | - | - | - | - | - | - | - | - | - | - | 0 | - | - | - | - | - | - | - | - | - | - | - | - | - | - | 0
SCE Metro | Chino | 230 | Chino | 230 | - | - | - | - | - | - | - | - | - | - | - | - | - | - | 0 | - | - | - | - | - | - | - | - | - | - | - | - | - | - | 0
PG&E FRESNO | Chowchilla | 115 | Chowchilla | 115 | - | - | - | - | - | - | - | - | - | - | - | - | 50 | - | 1 | - | - | - | - | - | - | - | - | - | - | - | - | 50 | - | 1
PG&E GBA | Christie | 60 | Christie | 60 | - | - | - | - | - | - | - | - | - | - | - | - | - | - | 0 | - | - | - | - | - | - | - | - | - | - | - | - | - | - | 0
PG&E GBA | Christie | 115 | Christie | 115 | - | - | - | - | - | - | - | - | - | - | - | - | - | - | 0 | - | - | - | - | - | - | - | - | - | - | - | - | - | - | 0
SCE Eastern | Cielo Azul | 500 | Cielo Azul | 500 | - | - | - | - | - | - | - | - | - | - | - | - | - | - | 0 | - | - | - | - | - | - | - | - | - | 500 | 600 | - | 250 | - | 1
PG&E GBA | Clay | 60 | Clay | 60 | - | - | - | - | - | - | - | - | - | - | - | - | - | - | 0 | - | - | - | - | - | - | - | - | - | - | - | - | - | - | 0
PG&E GBA | Clayton | 115 | Clayton | 115 | - | - | - | - | - | - | - | - | - | - | - | - | - | - | 0 | - | - | - | - | - | - | - | - | - | - | - | - | - | - | 0
PG&E NGBA | Cloverdale | 115 | Cloverdale | 115 | 28 | 5.5 | - | - | - | - | - | - | - | - | - | - | - | - | 1 | 28 | 5.5 | - | - | - | - | - | - | - | - | - | - | - | - | 1
PG&E FRESNO | Clovis | 115 | Clovis | 115 | - | - | - | - | - | - | - | - | - | - | - | - | - | - | 0 | - | - | - | - | - | - | - | - | - | - | - | - | - | - | 0
PG&E GBA | Coburn | 230 | Coburn | 230 | - | - | 100 | - | - | - | - | - | - | - | - | - | - | - | 1 | - | - | 100 | - | - | - | - | - | - | - | - | - | - | - | 1
PG&E GBA | Coburn | 60 | Coburn | 60 | - | - | - | - | - | - | - | - | - | - | - | - | - | - | 0 | - | - | - | - | - | - | - | - | - | - | - | - | - | - | 0
PG&E NGBA | Colgate | 230 | Colgate | 230 | - | 5.5 | - | - | - | - | - | - | - | - | - | - | - | - | 1 | - | 5.5 | - | - | - | - | - | - | - | - | - | - | - | - | 1
PG&E GBA | Collierville | 230 | Collierville | 230 | - | - | - | - | - | - | - | - | - | - | - | - | - | - | 0 | - | - | - | - | - | - | - | - | - | - | - | - | - | - | 0
PG&E GBA | Collinsville | 230 | Collinsville | 230 | - | - | - | - | - | - | - | - | - | - | - | - | - | - | 0 | - | - | - | - | - | - | - | - | - | - | - | - | - | - | 0
PG&E GBA | Collinsville | 500 | Collinsville | 500 | - | - | - | - | - | - | - | - | - | - | - | - | - | - | 0 | - | - | - | - | - | - | - | - | - | - | - | - | - | - | 0
SCE Eastern | Colorado River | 230 | Colorado River | 230 | - | - | - | - | - | - | - | - | - | - | - | - | - | - | 0 | - | - | - | - | - | - | - | - | - | 200 | 450 | - | 150 | - | 1
SCE Eastern | Colorado River | 500 | Colorado River | 500 | - | - | - | - | - | - | - | - | - | - | - | - | - | - | 0 | - | - | - | - | - | - | - | - | - | - | - | - | - | - | 0
PG&E KERN | Columbus | 115 | Columbus | 115 | - | - | - | - | - | - | - | - | - | - | - | - | - | - | 0 | - | - | - | - | - | - | - | - | - | - | - | - | - | - | 0
PG&E GBA | Contra Costa | 115 | Contra Costa | 115 | - | - | - | - | - | - | - | - | - | - | - | - | - | - | 0 | - | - | - | - | - | - | - | - | - | - | - | - | - | - | 0
PG&E GBA | Contra Costa | 230 | Contra Costa | 230 | - | - | - | - | - | - | - | - | - | - | - | - | - | - | 0 | - | - | - | - | - | - | - | - | - | - | - | - | - | - | 0
PG&E GBA | Contra Costa PP | 230 | Contra Costa PP | 230 | - | - | - | - | - | - | - | - | - | - | - | - | - | - | 0 | - | - | - | - | - | - | - | - | - | - | - | - | - | - | 0
SCE NOL | Control | 115 | Control | 115 | - | - | - | - | - | - | - | - | - | - | - | - | - | - | 0 | - | - | - | - | - | - | - | - | - | - | - | - | - | - | 0
SCE NOL | Control | 55 | Control | 55 | - | - | - | - | - | - | - | - | - | - | - | - | - | - | 0 | - | - | - | - | - | - | - | - | - | - | - | - | - | - | 0
PG&E GBA | Cooley Landing | 115 | Cooley Landing | 115 | - | - | - | - | - | - | - | - | - | - | - | - | - | - | 0 | - | - | - | - | - | - | - | - | - | - | - | - | - | - | 0
PG&E GBA | Cooley Landing | 60 | Cooley Landing | 60 | - | - | - | - | - | - | - | - | - | - | - | - | - | - | 0 | - | - | - | - | - | - | - | - | - | - | - | - | 15 | - | 1
SCE NOL | Coolwater | 230 | Coolwater | 230 | - | - | - | - | - | - | - | - | - | - | - | - | - | - | 0 | - | - | - | - | - | - | - | - | - | - | - | - | - | - | 0
SCE NOL | Coolwater | 115 | Coolwater | 115 | - | - | 180 | 32.18 | - | - | - | - | - | 150 | 50 | - | 5 | - | 1 | - | - | 180 | 32.18 | - | - | - | - | - | 150 | 50 | - | 5 | - | 1
PG&E KERN | Copus | 70 | Copus | 70 | - | - | - | - | - | - | - | - | - | - | - | - | - | - | 0 | - | - | - | - | - | - | - | - | - | - | - | - | - | - | 0
PG&E FRESNO | Corcoran | 70 | Corcoran | 70 | - | - | - | - | - | - | - | - | 4.5 | - | - | - | - | - | 1 | - | - | - | - | - | - | - | - | 4.5 | - | - | - | - | - | 1
PG&E FRESNO | Corcoran | 115 | Corcoran | 115 | - | - | - | - | - | - | - | - | - | - | - | - | - | - | 0 | - | - | - | - | - | - | - | - | - | - | - | - | - | - | 0
PG&E NGBA | Corona | 115 | Corona | 115 | - | - | - | - | - | - | - | - | - | - | - | - | - | - | 0 | - | - | - | - | - | - | - | - | - | - | - | - | - | - | 0
PG&E NGBA | Cortina | 230 | Cortina | 230 | - | - | - | - | - | - | - | - | - | - | - | - | - | - | 0 | - | - | - | - | - | - | - | - | - | - | - | - | - | - | 0
PG&E NGBA | Cortina | 115 | Cortina | 115 | - | 5 | - | - | - | - | - | - | - | - | 80 | - | 45 | - | 1 | - | 5 | - | - | - | - | - | - | - | 50 | 80 | - | 85 | - | 1
PG&E GBA | Cottle | 230 | Cottle | 230 | - | - | - | - | - | - | - | - | - | - | - | - | - | - | 0 | - | - | - | - | - | - | - | - | - | - | - | - | - | - | 0
PG&E NGBA | Cottonwood | 115 | Cottonwood | 115 | - | - | - | - | - | - | - | - | - | - | - | - | - | - | 0 | - | - | - | - | - | - | - | - | - | - | - | - | - | - | 0
PG&E NGBA | Cottonwood | 230 | Cottonwood | 230 | - | - | - | - | - | - | - | - | - | - | - | - | - | - | 0 | - | - | - | - | - | - | - | - | - | - | - | - | - | - | 0
PG&E NGBA | Cottonwood | 60 | Cottonwood | 60 | - | - | - | - | - | - | - | - | - | - | - | - | - | - | 0 | - | - | - | - | - | - | - | - | - | - | - | - | - | - | 0
PG&E NGBA | Cove Road | 230 | Cove Road | 230 | - | - | - | - | - | - | - | - | - | - | - | - | - | - | 0 | - | - | - | - | - | - | - | - | - | - | - | - | - | - | 0
PG&E GBA | Coyote | 230 | Coyote | 230 | - | - | - | - | - | - | - | - | - | - | - | - | - | - | 0 | - | - | - | - | - | - | - | - | - | - | - | - | - | - | 0
PG&E GBA | Crazy Horse Canyon | 115 | Crazy Horse Canyon | 115 | - | - | - | - | - | - | - | - | - | - | - | - | - | - | 0 | - | - | - | - | - | - | - | - | - | - | - | - | - | - | 0
SDGE | Creelman | 69 | Creelman | 69 | - | - | - | - | - | - | - | - | - | - | - | - | - | - | 0 | - | - | - | - | - | - | - | - | - | - | - | - | - | - | 0
PG&E FRESNO | Crescent | 70 | Crescent | 70 | - | - | - | - | - | - | - | - | - | 5 | 30 | - | - | - | 1 | - | - | - | - | - | - | - | - | - | 5 | 30 | - | - | - | 1
PG&E FRESNO | Cressey | 115 | Cressey | 115 | - | - | - | - | - | - | - | - | - | - | - | - | - | - | 0 | - | - | - | - | - | - | - | - | - | - | - | - | - | - | 0
PG&E NGBA | Cresta | 230 | Cresta | 230 | - | - | - | - | - | - | - | - | - | - | - | - | - | - | 0 | - | - | - | - | - | - | - | - | - | - | - | - | - | - | 0
SDGE | Crestwood | 69 | Crestwood | 69 | - | - | - | - | - | - | - | - | - | - | - | - | - | - | 0 | - | - | - | - | - | - | - | - | - | - | - | - | - | - | 0
PG&E GBA | Crow Creek | 60 | Crow Creek | 60 | - | - | - | - | - | - | - | - | - | - | - | - | - | - | 0 | - | - | - | - | - | - | - | - | - | - | - | - | - | - | 0
PG&E GBA | Crows Landing | 60 | Crows Landing | 60 | - | - | - | - | - | - | - | - | - | - | - | - | - | - | 0 | - | - | - | - | - | - | - | - | - | - | - | - | - | - | 0
PG&E GBA | Curtis | 115 | Curtis | 115 | - | - | - | - | - | - | - | - | - | - | - | - | - | - | 0 | - | - | - | - | - | - | - | - | - | - | - | - | - | - | 0
PG&E FRESNO | Dairyland | 115 | Dairyland | 115 | - | - | - | - | - | - | - | - | 5 | - | - | - | - | - | 1 | - | - | - | - | - | - | - | - | 5 | - | - | - | - | - | 1
PG&E NGBA | Davis | 115 | Davis | 115 | - | - | - | - | - | - | - | - | - | - | - | - | - | - | 0 | - | - | - | - | - | - | - | - | - | 20 | 80 | - | 35 | - | 1
SCE Metro | Del Amo | 500 | Del Amo | 500 | - | - | - | - | - | - | - | - | - | - | - | - | - | - | 0 | - | - | - | - | - | - | - | - | - | - | - | - | - | - | 0
SCE Metro | Del Amo | 230 | Del Amo | 230 | - | - | - | - | - | - | - | - | - | - | - | - | - | - | 0 | - | - | - | - | - | - | - | - | - | - | - | - | - | - | 0
SCE Eastern | Delaney | 500 | Delaney | 500 | - | - | - | - | - | - | - | - | - | - | - | - | - | - | 0 | - | - | - | - | - | - | - | - | - | 150 | 250 | - | 100 | - | 1
PG&E NGBA | Delevan | 230 | Delevan | 230 | - | - | - | - | - | - | - | - | - | 50 | 150 | - | 50 | - | 1 | - | - | - | - | - | - | - | - | - | 235 | 500 | - | 125 | - | 1
PG&E GBA | Delta PP | 230 | Delta PP | 230 | - | - | - | - | - | - | - | - | - | - | - | - | - | - | 0 | - | - | - | - | - | - | - | - | - | - | - | - | - | - | 0
EOP | Desert View | 230 | Desert View | 230 | - | - | - | - | - | - | - | - | - | - | - | - | - | - | 0 | - | - | - | - | - | - | - | - | - | 50 | 450 | - | 150 | - | 1
SCE Eastern | Devers | 230 | Devers | 230 | - | - | 230.5 | 37 | - | - | - | - | - | - | - | - | - | - | 1 | - | - | 230.5 | 37 | - | - | - | - | - | 50 | 180 | - | 80 | - | 1
SCE Eastern | Devers | 500 | Devers | 500 | - | - | - | - | - | - | - | - | - | - | - | - | - | - | 0 | - | - | - | - | - | - | - | - | - | - | - | - | - | - | 0
PG&E KERN | Diablo Canyon | 230 | Diablo Canyon | 230 | - | - | - | - | - | - | - | - | - | - | - | - | - | - | 0 | - | - | - | - | - | - | - | - | - | - | - | - | - | - | 0
PG&E KERN | Diablo Canyon | 500 | Diablo Canyon | 500 | - | - | - | - | - | - | ####### | - | - | - | - | - | - | - | 0 | - | - | - | - | - | - | ####### | - | - | - | - | - | - | - | 0
PG&E KERN | Divide | 115 | Divide | 115 | - | - | - | - | - | - | - | - | - | - | - | - | - | - | 0 | - | - | - | - | - | - | - | - | - | - | - | - | - | - | 0
PG&E GBA | Dixon Landing | 115 | Dixon Landing | 115 | - | - | - | - | - | - | - | - | 2.3 | - | - | - | - | - | 1 | - | - | - | - | - | - | - | - | 2.3 | - | - | - | - | - | 1
PG&E FRESNO | Dos Amigos | 230 | Dos Amigos | 230 | - | - | - | - | - | - | - | - | - | - | - | - | - | - | 0 | - | - | - | - | - | - | - | - | - | - | - | - | - | - | 0
PG&E NGBA | Drum | 115 | Drum | 115 | - | - | - | - | - | - | - | - | - | - | - | - | - | - | 0 | - | - | - | - | - | - | - | - | - | - | - | - | - | - | 0
PG&E GBA | Dumbarton | 115 | Dumbarton | 115 | - | - | - | - | - | - | - | - | 5 | - | - | - | - | - | 1 | - | - | - | - | - | - | - | - | 5 | - | - | - | - | - | 1
SCE NOL | Dunn Siding | 115 | Dunn Siding | 115 | - | - | - | - | - | - | - | - | - | - | - | - | - | - | 0 | - | - | - | - | - | - | - | - | - | - | - | - | - | - | 0
SCE Eastern | Eagle Mountain | 230 | Eagle Mountain | 230 | - | - | - | - | - | - | - | - | - | - | - | - | - | - | 0 | - | - | - | - | - | - | - | - | - | - | - | - | - | - | 0
PG&E NGBA | Eagle Rock (PGE) | 60 | Eagle Rock (PGE) | 60 | - | - | - | - | - | - | - | - | - | - | - | - | - | - | 0 | - | - | - | - | - | - | - | - | - | - | - | - | - | - | 0
PG&E NGBA | Eagle Rock (PGE) | 115 | Eagle Rock (PGE) | 115 | 14.5 | - | 98 | 33.2 | - | - | - | - | - | - | - | - | - | - | 1 | 14.5 | - | 98 | 33.2 | - | - | - | - | - | - | - | - | - | - | 1
SCE Metro | Eagle Rock (SCE) | 230 | Eagle Rock (SCE) | 230 | - | - | - | - | - | - | - | - | - | - | - | - | - | - | 0 | - | - | - | - | - | - | - | - | - | - | - | - | - | - | 0
PG&E NGBA | East Marysville | 115 | East Marysville | 115 | - | - | - | - | - | - | - | - | - | - | - | - | - | - | 0 | - | - | - | - | - | - | - | - | - | - | - | - | - | - | 0
PG&E NGBA | East Nicolaus | 115 | East Nicolaus | 115 | - | - | - | - | - | - | - | - | - | - | - | - | - | - | 0 | - | - | - | - | - | - | - | - | - | - | - | - | - | - | 0
PG&E NGBA | East Nicolaus | 60 | East Nicolaus | 60 | - | - | - | - | - | - | - | - | - | - | - | - | - | - | 0 | - | - | - | - | - | - | - | - | - | - | - | - | - | - | 0
PG&E GBA | Eastshore | 115 | Eastshore | 115 | - | - | - | - | - | - | - | - | - | - | - | - | - | - | 0 | - | - | - | - | - | - | - | - | - | - | - | - | - | - | 0
PG&E GBA | Eastshore | 230 | Eastshore | 230 | - | - | - | - | - | - | - | - | - | - | - | - | - | - | 0 | - | - | - | - | - | - | - | - | - | - | - | - | - | - | 0
SDGE | ECO | 138 | ECO | 138 | - | - | - | - | - | - | - | - | - | - | - | - | - | - | 0 | - | - | - | - | - | - | - | - | - | - | - | - | - | - | 0
SDGE | ECO | 230 | ECO | 230 | - | - | - | 52.5 | - | - | - | - | - | - | - | - | - | - | 1 | - | - | - | 52.5 | - | - | - | - | - | - | - | - | - | - | 1
SDGE | ECO | 500 | ECO | 500 | - | - | 600 | 400 | - | - | - | - | - | - | - | - | - | - | 1 | - | - | 600 | 400 | - | - | - | - | - | - | - | - | - | - | 1
PG&E GBA | Edenvale | 115 | Edenvale | 115 | - | - | - | - | - | - | - | - | - | - | - | - | - | - | 0 | - | - | - | - | - | - | - | - | - | - | - | - | - | - | 0
PG&E GBA | Edes | 115 | Edes | 115 | - | - | - | - | - | - | - | - | 1.7 | - | - | - | - | - | 1 | - | - | - | - | - | - | - | - | 1.7 | - | - | - | - | - | 1
PG&E GBA | Eight Mile | 230 | Eight Mile | 230 | - | - | - | - | - | - | - | - | - | - | - | - | - | - | 0 | - | - | - | - | - | - | - | - | - | - | - | - | - | - | 0
SDGE | El Cajon | 69 | El Cajon | 69 | - | - | - | - | - | - | - | - | - | - | - | - | - | - | 0 | - | - | - | - | - | - | - | - | - | - | - | - | - | - | 0
SCE Eastern | El Casco | 230 | El Casco | 230 | - | - | - | - | - | - | - | - | - | - | - | - | - | - | 0 | - | - | - | - | - | - | - | - | - | - | - | - | - | - | 0
PG&E GBA | El Cerrito G | 115 | El Cerrito G | 115 | - | - | - | - | - | - | - | - | - | - | - | - | - | - | 0 | - | - | - | - | - | - | - | - | - | - | - | - | - | - | 0
PG&E NGBA | El Dorado PH | 115 | El Dorado PH | 115 | - | - | - | - | - | - | - | - | - | - | - | - | - | - | 0 | - | - | - | - | - | - | - | - | - | - | - | - | - | - | 0
PG&E FRESNO | El Nido (PGE) | 115 | El Nido (PGE) | 115 | - | - | - | - | - | - | - | - | - | - | - | - | - | - | 0 | - | - | - | - | - | - | - | - | - | - | - | - | - | - | 0
SCE Metro | El Nido (SCE) | 230 | El Nido (SCE) | 230 | - | - | - | - | - | - | - | - | - | - | - | - | - | - | 0 | - | - | - | - | - | - | - | - | - | - | - | - | 100 | - | 1
PG&E GBA | El Patio | 115 | El Patio | 115 | - | - | - | - | - | - | - | - | - | - | - | - | - | - | 0 | - | - | - | - | - | - | - | - | - | - | - | - | - | - | 0
SCE Metro | El Segundo | 230 | El Segundo | 230 | - | - | - | - | - | - | - | - | - | - | - | - | - | - | 0 | - | - | - | - | - | - | - | - | - | - | - | - | - | - | 0
EOP | Eldorado | 230 | Eldorado | 230 | 117.3 | - | - | - | - | - | - | - | - | - | - | - | - | - | 1 | 117.3 | - | - | - | - | - | - | - | - | - | - | - | 250 | - | 1
EOP | Eldorado | 500 | Eldorado | 500 | - | - | - | - | 3000 | - | - | - | - | - | - | - | - | - | 1 | - | - | - | - | 3000 | - | - | - | - | - | - | - | - | - | 1
SCE Northern | Elizabeth Lake | 66 | Elizabeth Lake | 66 | - | - | - | - | - | - | - | - | - | - | - | - | - | - | 0 | - | - | - | - | - | - | - | - | - | - | - | - | - | - | 0
PG&E KERN | Elk Hills | 230 | Elk Hills | 230 | - | - | - | - | - | - | - | - | 5.25 | - | - | - | - | - | 1 | - | - | - | - | - | - | - | - | 5.25 | - | - | - | - | - | 1
SDGE | Elliot | 69 | Elliot | 69 | - | - | - | - | - | - | - | - | - | - | - | - | - | - | 0 | - | - | - | - | - | - | - | - | - | - | - | - | - | - | 0
SCE Metro | Ellis | 230 | Ellis | 230 | - | - | - | - | - | - | - | - | - | - | - | - | - | - | 0 | - | - | - | - | - | - | - | - | - | - | - | - | - | - | 0
SDGE | Encina | 138 | Encina | 138 | - | - | - | - | - | - | - | - | - | - | - | - | - | - | 0 | - | - | - | - | - | - | - | - | - | - | - | - | - | - | 0
SDGE | Encina | 230 | Encina | 230 | - | - | - | - | - | - | - | - | - | - | - | - | - | - | 0 | - | - | - | - | - | - | - | - | - | - | - | - | - | - | 0
SDGE | Escondido | 230 | Escondido | 230 | - | - | - | - | - | - | - | - | - | - | - | - | - | - | 0 | - | - | - | - | - | - | - | - | - | - | - | - | 200 | - | 1
SDGE | Escondido | 69 | Escondido | 69 | - | - | - | - | - | - | - | - | - | - | - | - | - | - | 0 | - | - | - | - | - | - | - | - | - | - | - | - | - | - | 0
PG&E KERN | Estrella | 230 | Estrella | 230 | - | - | - | - | - | - | - | - | - | - | - | - | - | - | 0 | - | - | - | - | - | - | - | - | - | - | - | - | - | - | 0
SCE Eastern | Etiwanda | 230 | Etiwanda | 230 | - | - | - | - | - | - | - | - | - | - | - | - | - | - | 0 | - | - | - | - | - | - | - | - | - | - | - | - | - | - | 0
PG&E GBA | Evergreen | 115 | Evergreen | 115 | - | - | - | - | - | - | - | - | - | - | - | - | - | - | 0 | - | - | - | - | - | - | - | - | - | - | - | - | - | - | 0
PG&E GBA | Evergreen | 60 | Evergreen | 60 | - | - | - | - | - | - | - | - | - | - | - | - | - | - | 0 | - | - | - | - | - | - | - | - | - | - | - | - | - | - | 0
PG&E FRESNO | Excelsior | 115 | Excelsior | 115 | - | - | - | - | - | - | - | - | - | - | - | - | - | - | 0 | - | - | - | - | - | - | - | - | - | 300 | 30 | - | 20 | - | 1
PG&E FRESNO | Exchequer | 115 | Exchequer | 115 | - | 2 | - | - | - | - | - | - | - | - | - | - | - | - | 1 | - | 2 | - | - | - | - | - | - | - | - | - | - | - | - | 1
PG&E KERN | Fairway | 115 | Fairway | 115 | - | - | - | - | - | - | - | - | - | - | - | - | - | - | 0 | - | - | - | - | - | - | - | - | - | - | - | - | - | - | 0
PG&E KERN | Famoso | 115 | Famoso | 115 | - | - | - | - | - | - | - | - | 4 | - | - | - | - | - | 1 | - | - | - | - | - | - | - | - | 4 | - | - | - | - | - | 1
PG&E NGBA | Fern Road | 500 | Fern Road | 500 | - | - | - | - | - | - | - | - | - | - | - | - | - | - | 0 | - | - | - | - | - | - | - | - | - | - | - | - | - | - | 0
PG&E GBA | Fibreboard (SPI Sonora) | 115 | Fibreboard (SPI Sonora) | 115 | - | - | - | - | - | - | - | - | - | - | - | - | - | - | 0 | - | - | - | - | - | - | - | - | - | - | - | - | - | - | 0
PG&E FRESNO | Figarden | 230 | Figarden | 230 | - | - | - | - | - | - | - | - | - | - | - | - | - | - | 0 | - | - | - | - | - | - | - | - | - | - | - | - | - | - | 0
PG&E FRESNO | Fink | 230 | Fink | 230 | - | - | - | - | - | - | - | - | - | - | - | - | - | - | 0 | - | - | - | - | - | - | - | - | - | - | - | - | - | - | 0
PG&E NGBA | Fitch Mountain | 60 | Fitch Mountain | 60 | - | - | - | - | - | - | - | - | - | - | - | - | - | - | 0 | - | - | - | - | - | - | - | - | - | - | - | - | - | - | 0
PG&E GBA | FMC | 115 | FMC | 115 | - | - | - | - | - | - | - | - | - | - | - | - | - | - | 0 | - | - | - | - | - | - | - | - | - | - | - | - | - | - | 0
PG&E GBA | Fremont | 115 | Fremont | 115 | - | - | - | - | - | - | - | - | - | - | - | - | - | - | 0 | - | - | - | - | - | - | - | - | - | - | - | - | - | - | 0
PG&E GBA | French Camp | 60 | French Camp | 60 | - | - | - | - | - | - | - | - | - | - | - | - | - | - | 0 | - | - | - | - | - | - | - | - | - | - | - | - | - | - | 0
PG&E GBA | Frogtown | 115 | Frogtown | 115 | - | - | - | - | - | - | - | - | - | - | - | - | - | - | 0 | - | - | - | - | - | - | - | - | - | - | - | - | - | - | 0
PG&E NGBA | Fulton | 115 | Fulton | 115 | - | - | - | - | - | - | - | - | - | - | - | - | - | - | 0 | - | - | - | - | - | - | - | - | - | - | - | - | - | - | 0
PG&E NGBA | Fulton | 230 | Fulton | 230 | 36 | - | - | - | - | - | - | - | - | - | - | - | - | - | 1 | 36 | - | - | - | - | - | - | - | - | - | - | - | - | - | 1
PG&E NGBA | Fulton | 60 | Fulton | 60 | - | - | - | - | - | - | - | - | - | - | - | - | - | - | 0 | - | - | - | - | - | - | - | - | - | - | - | - | - | - | 0
PG&E KERN | Ganso | 115 | Ganso | 115 | - | 0.5 | - | - | - | - | - | - | 1.5 | - | - | - | - | - | 1 | - | 0.5 | - | - | - | - | - | - | 1.5 | - | - | - | - | - | 1
PG&E FRESNO | Gates | 230 | Gates | 230 | - | - | - | - | - | - | - | - | - | 145 | 250 | - | 60 | - | 1 | - | - | - | - | - | - | - | - | - | 245 | 700 | - | 260 | - | 1
PG&E FRESNO | Gates | 500 | Gates | 500 | - | - | - | - | - | - | - | - | - | - | - | - | - | - | 0 | - | - | - | - | - | - | - | - | - | - | - | - | - | - | 0
PG&E NGBA | Geysers 12 | 230 | Geysers 12 | 230 | - | - | - | - | - | - | - | - | - | - | - | - | - | - | 0 | - | - | - | - | - | - | - | - | - | - | - | - | - | - | 0
PG&E NGBA | Geysers 17 | 230 | Geysers 17 | 230 | 19.5 | - | - | - | - | - | - | - | - | - | - | - | - | - | 1 | 19.5 | - | - | - | - | - | - | - | - | - | - | - | - | - | 1
PG&E NGBA | Geysers 3 | 115 | Geysers 3 | 115 | - | - | - | - | - | - | - | - | - | - | - | - | - | - | 0 | - | - | - | - | - | - | - | - | - | - | - | - | - | - | 0
PG&E NGBA | Glenn | 230 | Glenn | 230 | - | - | 166.5 | 36 | - | - | - | - | - | - | - | - | - | - | 1 | - | - | 166.5 | 36 | - | - | - | - | - | 100 | 170 | - | 60 | - | 1
PG&E NGBA | Glenn | 60 | Glenn | 60 | - | - | - | - | - | - | - | - | - | - | - | - | - | - | 0 | - | - | - | - | - | - | - | - | - | - | - | - | - | - | 0
PG&E NGBA | Gold Hill | 115 | Gold Hill | 115 | - | - | - | - | - | - | - | - | - | - | - | - | - | - | 0 | - | - | - | - | - | - | - | - | - | - | - | - | - | - | 0
PG&E NGBA | Gold Hill | 230 | Gold Hill | 230 | - | - | - | - | - | - | - | - | - | - | - | - | - | - | 0 | - | - | - | - | - | - | - | - | - | - | - | - | - | - | 0
SCE Northern | Goleta | 230 | Goleta | 230 | - | - | - | - | - | - | - | - | - | - | - | - | - | - | 0 | - | - | - | - | - | - | - | - | - | - | - | - | - | - | 0
SCE Metro | Goodrich | 230 | Goodrich | 230 | - | - | - | - | - | - | - | - | - | - | - | - | - | - | 0 | - | - | - | - | - | - | - | - | - | - | - | - | - | - | 0
PG&E KERN | Goose Lake | 115 | Goose Lake | 115 | - | 3 | - | - | - | - | - | - | - | - | - | - | - | - | 1 | - | 3 | - | - | - | - | - | - | - | - | - | - | - | - | 1
SCE Metro | Gould | 230 | Gould | 230 | - | - | - | - | - | - | - | - | - | - | - | - | - | - | 0 | - | - | - | - | - | - | - | - | - | - | - | - | - | - | 0
PG&E NGBA | Grand Island | 115 | Grand Island | 115 | - | - | - | - | - | - | - | - | - | - | - | - | - | - | 0 | - | - | - | - | - | - | - | - | - | - | - | - | - | - | 0
SDGE | Granite | 69 | Granite | 69 | - | - | - | - | - | - | - | - | - | - | - | - | - | - | 0 | - | - | - | - | - | - | - | - | - | - | - | - | - | - | 0
PG&E GBA | Grant | 115 | Grant | 115 | - | - | - | - | - | - | - | - | - | - | - | - | - | - | 0 | - | - | - | - | - | - | - | - | - | - | - | - | - | - | 0
PG&E GBA | Green Valley | 115 | Green Valley | 115 | - | 1.1 | - | - | - | - | - | - | - | - | - | - | - | - | 1 | - | 1.1 | - | - | - | - | - | - | - | - | - | - | - | - | 1
PG&E NGBA | Greenleaf 1 | 115 | Greenleaf 1 | 115 | - | - | - | - | - | - | - | - | - | - | - | - | - | - | 0 | - | - | - | - | - | - | - | - | - | - | - | - | - | - | 0
PG&E FRESNO | Gregg | 230 | Gregg | 230 | - | - | 170 | 20 | - | - | - | - | - | - | - | - | - | 140 | 1 | - | - | 170 | 20 | - | - | - | - | - | - | - | - | - | 140 | 1
PG&E FRESNO | Grimmway-Malaga | 115 | Grimmway-Malaga | 115 | - | - | - | - | - | - | - | - | - | - | - | - | - | - | 0 | - | - | - | - | - | - | - | - | - | - | - | - | - | - | 0
PG&E NGBA | Grizzly | 230 | Grizzly | 230 | - | - | - | - | - | - | - | - | - | - | - | - | - | - | 0 | - | - | - | - | - | - | - | - | - | - | - | - | - | - | 0
PG&E FRESNO | Guernsey | 70 | Guernsey | 70 | - | - | - | - | - | - | - | - | 7.5 | - | - | - | - | - | 1 | - | - | - | - | - | - | - | - | 7.5 | - | - | - | - | - | 1
PG&E FRESNO | GWF Hanford | 115 | GWF Hanford | 115 | - | - | - | - | - | - | - | - | - | - | - | - | - | - | 0 | - | - | - | - | - | - | - | - | - | - | - | - | - | - | 0
PG&E FRESNO | Haas | 230 | Haas | 230 | - | - | - | - | - | - | - | - | - | - | - | - | - | - | 0 | - | - | - | - | - | - | - | - | - | - | - | - | - | - | 0
PG&E FRESNO | Hammonds | 115 | Hammonds | 115 | - | - | - | - | - | - | - | - | - | - | - | - | - | - | 0 | - | - | - | - | - | - | - | - | - | - | - | - | - | - | 0
SCE Metro | HarborGen | 230 | HarborGen | 230 | - | - | - | - | - | - | - | - | - | - | - | - | - | - | 0 | - | - | - | - | - | - | - | - | - | - | - | - | - | - | 0
PG&E NGBA | Harris | 60 | Harris | 60 | - | - | - | - | - | - | - | - | - | - | - | - | - | - | 0 | - | - | - | - | - | - | - | - | - | - | - | - | - | - | 0
EOP | Harry Allen | 500 | Harry Allen | 500 | - | - | - | - | 1100 | - | - | - | - | - | - | - | - | - | 1 | - | - | - | - | 1100 | - | - | - | - | - | - | - | - | - | 1
PG&E NGBA | Hartley | 60 | Hartley | 60 | - | - | - | - | - | - | - | - | - | - | - | - | - | - | 0 | - | - | - | - | - | - | - | - | - | - | - | - | - | - | 0
SCE NOL | Harvard | 115 | Harvard | 115 | - | - | - | - | - | - | - | - | - | - | - | - | - | - | 0 | - | - | - | - | - | - | - | - | - | - | - | - | - | - | 0
SDGE | Hassayampa | 500 | Hassayampa | 500 | - | - | - | - | - | - | - | - | - | 119.5 | - | - | - | - | 1 | - | - | - | - | - | - | - | - | - | 247.5 | 220 | - | 90 | - | 1
PG&E FRESNO | Helm | 230 | Helm | 230 | - | - | - | - | - | - | - | - | - | - | - | - | - | - | 0 | - | - | - | - | - | - | - | - | - | 100 | 200 | - | 80 | - | 1
PG&E FRESNO | Helm | 70 | Helm | 70 | - | - | - | - | - | - | - | - | - | - | - | - | - | - | 0 | - | - | - | - | - | - | - | - | - | - | - | - | - | - | 0
PG&E FRESNO | Henrietta | 115 | Henrietta | 115 | - | - | - | - | - | - | - | - | - | - | - | - | - | - | 0 | - | - | - | - | - | - | - | - | - | - | - | - | - | - | 0
PG&E FRESNO | Henrietta | 230 | Henrietta | 230 | - | - | - | - | - | - | - | - | - | - | - | - | - | - | 0 | - | - | - | - | - | - | - | - | - | 100 | 200 | - | 80 | - | 1
PG&E FRESNO | Henrietta | 70 | Henrietta | 70 | - | - | - | - | - | - | - | - | - | - | - | - | - | - | 0 | - | - | - | - | - | - | - | - | - | - | - | - | - | - | 0
PG&E FRESNO | Herndon | 115 | Herndon | 115 | - | - | - | - | - | - | - | - | - | - | - | - | - | - | 0 | - | - | - | - | - | - | - | - | - | - | - | - | - | - | 0
PG&E FRESNO | Herndon | 230 | Herndon | 230 | - | - | - | - | - | - | - | - | - | - | - | - | - | - | 0 | - | - | - | - | - | - | - | - | - | - | - | - | - | - | 0
PG&E GBA | Hicks | 230 | Hicks | 230 | - | - | - | - | - | - | - | - | - | - | - | - | - | - | 0 | - | - | - | - | - | - | - | - | - | - | - | - | - | - | 0
PG&E NGBA | Higgins | 115 | Higgins | 115 | - | - | - | - | - | - | - | - | - | - | - | - | - | - | 0 | - | - | - | - | - | - | - | - | - | - | - | - | - | - | 0
PG&E NGBA | Hilltop | 345 | Hilltop | 345 | - | - | 150 | - | - | - | - | - | - | - | - | - | - | - | 1 | - | - | 150 | - | - | - | - | - | - | - | - | - | - | - | 1
SCE Metro | Hinson | 230 | Hinson | 230 | - | - | - | - | - | - | - | - | - | - | - | - | - | - | 0 | - | - | - | - | - | - | - | - | - | - | - | - | - | - | 0
PG&E GBA | Hollister | 115 | Hollister | 115 | - | - | - | - | - | - | - | - | - | - | - | - | 10 | - | 1 | - | - | - | - | - | - | - | - | - | - | - | - | 10 | - | 1
PG&E NGBA | Homestake | 115 | Homestake | 115 | - | - | - | - | - | - | - | - | - | - | - | - | - | - | 0 | - | - | - | - | - | - | - | - | - | - | - | - | - | - | 0
PG&E NGBA | Honcut | 115 | Honcut | 115 | - | - | - | - | - | - | - | - | - | - | - | - | - | - | 0 | - | - | - | - | - | - | - | - | - | - | - | - | - | - | 0
SDGE | Hoodoo Wash | 500 | Hoodoo Wash | 500 | - | - | - | - | - | - | - | - | - | 247.5 | - | - | - | - | 1 | - | - | - | - | - | - | - | - | - | 247.5 | 240 | - | 50 | - | 1
PG&E NGBA | Hopland | 115 | Hopland | 115 | - | - | - | - | - | - | - | - | - | - | - | - | - | - | 0 | - | - | - | - | - | - | - | - | - | - | - | - | - | - | 0
PG&E NGBA | Hopland | 60 | Hopland | 60 | - | - | - | - | - | - | - | - | - | - | - | - | - | - | 0 | - | - | - | - | - | - | - | - | - | - | - | - | - | - | 0
PG&E NGBA | Humboldt | 115 | Humboldt | 115 | - | 2.5 | - | - | - | - | - | - | - | - | - | - | - | - | 1 | - | 2.5 | - | - | - | - | - | - | - | - | - | - | - | - | 1
PG&E NGBA | Humboldt | 60 | Humboldt | 60 | - | - | - | - | - | - | - | - | - | - | - | - | - | - | 0 | - | - | - | - | - | - | - | - | - | - | - | - | - | - | 0
PG&E NGBA | Humboldt | 500 | Humboldt | 500 | - | - | - | - | - | - | ####### | - | - | - | - | - | - | - | 0 | - | - | - | - | - | - | ####### | - | - | - | - | - | - | - | 0
SCE Metro | Huntington Beach | 230 | Huntington Beach | 230 | - | - | - | - | - | - | - | - | - | - | - | - | - | - | 0 | - | - | - | - | - | - | - | - | - | - | - | - | - | - | 0
PG&E NGBA | Ignacio | 115 | Ignacio | 115 | - | 0.65 | - | - | - | - | - | - | - | - | - | - | - | - | 1 | - | 0.65 | - | - | - | - | - | - | - | - | - | - | - | - | 1
PG&E NGBA | Ignacio | 230 | Ignacio | 230 | - | - | - | - | - | - | - | - | - | - | - | - | - | - | 0 | - | - | - | - | - | - | - | - | - | - | - | - | - | - | 0
PG&E NGBA | Ignacio | 60 | Ignacio | 60 | - | - | - | - | - | - | - | - | - | - | - | - | - | - | 0 | - | - | - | - | - | - | - | - | - | - | - | - | - | - | 0
SDGE | Imperial Beach | 69 | Imperial Beach | 69 | - | - | - | - | - | - | - | - | - | - | - | - | - | - | 0 | - | - | - | - | - | - | - | - | - | - | - | - | - | - | 0
SDGE | Imperial Valley | 230 | Imperial Valley | 230 | 100 | - | - | - | - | - | - | - | - | - | - | - | - | - | 1 | 100 | - | - | - | - | - | - | - | - | 100 | 300 | - | 150 | - | 1
SDGE | Imperial Valley | 500 | Imperial Valley | 500 | - | - | - | - | - | - | - | - | - | - | - | - | - | - | 0 | - | - | - | - | - | - | - | - | - | - | - | - | - | - | 0
EOP | Innovation | 138 | Innovation | 138 | - | - | - | - | - | - | - | - | - | - | - | - | - | - | 0 | - | - | - | - | - | - | - | - | - | - | - | - | - | - | 0
EOP | Innovation | 230 | Innovation | 230 | - | - | - | - | - | - | - | - | - | 300 | - | - | 50 | - | 1 | - | - | - | - | - | - | - | - | - | 300 | 300 | - | 150 | - | 1
SCE NOL | Inyokern | 115 | Inyokern | 115 | - | 1.5 | - | - | - | - | - | - | - | - | - | - | - | - | 1 | - | 1.5 | - | - | - | - | - | - | - | - | - | - | - | - | 1
EOP | IS Tap | 138 | IS Tap | 138 | - | - | - | - | - | - | - | - | - | - | - | - | - | - | 0 | - | - | - | - | - | - | - | - | - | - | - | - | - | - | 0
EOP | Ivanpah | 115 | Ivanpah | 115 | - | - | - | - | - | - | - | - | - | - | - | - | - | - | 0 | - | - | - | - | - | - | - | - | - | - | - | - | - | - | 0
EOP | Ivanpah | 230 | Ivanpah | 230 | - | - | - | - | - | - | - | - | - | - | - | - | - | - | 0 | - | - | - | - | - | - | - | - | - | - | - | - | - | - | 0
EOP | Jackass (DOE) | 138 | Jackass (DOE) | 138 | - | - | - | - | - | - | - | - | - | - | - | - | - | - | 0 | - | - | - | - | - | - | - | - | - | - | - | - | - | - | 0
PG&E NGBA | James B Black | 230 | James B Black | 230 | - | - | - | - | - | - | - | - | - | - | - | - | - | - | 0 | - | - | - | - | - | - | - | - | - | - | - | - | - | - | 0
PG&E GBA | Jefferson | 230 | Jefferson | 230 | - | - | - | - | - | - | - | - | - | - | - | - | - | - | 0 | - | - | - | - | - | - | - | - | - | - | - | - | - | - | 0
PG&E NGBA | Jessup | 115 | Jessup | 115 | - | 17 | - | - | - | - | - | - | - | - | - | - | - | - | 1 | - | 17 | - | - | - | - | - | - | - | - | - | - | - | - | 1
SCE Metro | Johanna | 230 | Johanna | 230 | - | - | - | - | - | - | - | - | - | - | - | - | - | - | 0 | - | - | - | - | - | - | - | - | - | - | - | - | - | - | 0
SCE Eastern | Julian Hinds | 230 | Julian Hinds | 230 | - | - | - | - | - | - | - | - | - | - | - | - | - | - | 0 | - | - | - | - | - | - | - | - | - | - | - | - | - | - | 0
PG&E GBA | Kasson | 115 | Kasson | 115 | - | - | - | - | - | - | - | - | - | - | - | - | - | - | 0 | - | - | - | - | - | - | - | - | - | - | - | - | - | - | 0
PG&E GBA | Kasson | 60 | Kasson | 60 | - | - | - | - | - | - | - | - | - | - | - | - | - | - | 0 | - | - | - | - | - | - | - | - | - | - | - | - | - | - | 0
PG&E FRESNO | Kearney | 230 | Kearney | 230 | - | - | - | - | - | - | - | - | - | - | - | - | - | - | 0 | - | - | - | - | - | - | - | - | - | 300 | 100 | - | 20 | - | 1
PG&E FRESNO | Kearney | 70 | Kearney | 70 | - | - | - | - | - | - | - | - | - | - | - | - | - | - | 0 | - | - | - | - | - | - | - | - | - | - | - | - | - | - | 0
PG&E GBA | Kelso | 230 | Kelso | 230 | - | - | 80.8 | 3.45 | - | - | - | - | - | - | - | - | - | - | 1 | - | - | 80.8 | 3.45 | - | - | - | - | - | - | - | - | - | - | 1
PG&E FRESNO | Kerchoff 1 | 115 | Kerchoff 1 | 115 | - | 2 | - | - | - | - | - | - | - | - | - | - | - | - | 1 | - | 2 | - | - | - | - | - | - | - | - | - | - | - | - | 1
PG&E KERN | Kern Oil | 115 | Kern Oil | 115 | - | - | - | - | - | - | - | - | 1 | - | - | - | - | - | 1 | - | - | - | - | - | - | - | - | 1 | - | - | - | - | - | 1
PG&E KERN | Kern PP | 115 | Kern PP | 115 | - | - | - | - | - | - | - | - | - | - | - | - | - | - | 0 | - | - | - | - | - | - | - | - | - | - | - | - | - | - | 0
PG&E KERN | Kern PP | 230 | Kern PP | 230 | - | - | - | - | - | - | - | - | - | - | - | - | - | - | 0 | - | - | - | - | - | - | - | - | - | - | - | - | - | - | 0
PG&E KERN | Kern PP | 70 | Kern PP | 70 | - | - | - | - | - | - | - | - | - | - | - | - | - | - | 0 | - | - | - | - | - | - | - | - | - | - | - | - | - | - | 0
PG&E KERN | Kernridge | 115 | Kernridge | 115 | - | - | - | - | - | - | - | - | - | - | - | - | - | - | 0 | - | - | - | - | - | - | - | - | - | - | - | - | - | - | 0
PG&E FRESNO | Kingsburg | 115 | Kingsburg | 115 | - | - | - | - | - | - | - | - | - | - | - | - | - | - | 0 | - | - | - | - | - | - | - | - | - | - | - | - | - | - | 0
PG&E GBA | Kirker | 115 | Kirker | 115 | - | - | - | - | - | - | - | - | - | - | - | - | - | - | 0 | - | - | - | - | - | - | - | - | - | - | - | - | - | - | 0
PG&E NGBA | Knights Landing | 115 | Knights Landing | 115 | - | - | - | - | - | - | - | - | - | - | - | - | - | - | 0 | - | - | - | - | - | - | - | - | - | - | - | - | - | - | 0
PG&E NGBA | Konocti | 60 | Konocti | 60 | - | - | - | - | - | - | - | - | - | - | - | - | - | - | 0 | - | - | - | - | - | - | - | - | - | - | - | - | - | - | 0
SCE NOL | Kramer | 115 | Kramer | 115 | - | - | - | - | - | - | - | - | 4 | - | - | - | - | - | 1 | - | - | - | - | - | - | - | - | 4 | - | - | - | - | - | 1
SCE NOL | Kramer | 230 | Kramer | 230 | - | - | - | - | - | - | - | - | - | 14 | - | - | - | - | 1 | - | - | - | - | - | - | - | - | - | 14 | - | - | - | - | 1
SCE Metro | La Cienega | 230 | La Cienega | 230 | - | - | - | - | - | - | - | - | - | - | - | - | - | - | 0 | - | - | - | - | - | - | - | - | - | - | - | - | - | - | 0
SCE Metro | La Fresa | 230 | La Fresa | 230 | - | - | - | - | - | - | - | - | - | - | - | - | - | - | 0 | - | - | - | - | - | - | - | - | - | - | - | - | - | - | 0
SCE Metro | Laguna Bell | 230 | Laguna Bell | 230 | - | - | - | - | - | - | - | - | - | - | - | - | - | - | 0 | - | - | - | - | - | - | - | - | - | - | - | - | 150 | - | 1
PG&E KERN | Lakeview | 70 | Lakeview | 70 | - | - | - | - | - | - | - | - | - | - | - | - | - | - | 0 | - | - | - | - | - | - | - | - | - | - | - | - | - | - | 0
PG&E NGBA | Lakeville | 230 | Lakeville | 230 | - | - | - | - | - | - | - | - | - | - | - | - | - | - | 0 | - | - | - | - | - | - | - | - | - | - | - | - | - | - | 0
PG&E NGBA | Lakeville | 60 | Lakeville | 60 | - | - | - | - | - | - | - | - | 4 | - | - | - | - | - | 1 | - | - | - | - | - | - | - | - | 4 | - | - | - | - | - | 1
PG&E NGBA | Lakeville | 115 | Lakeville | 115 | - | - | - | - | - | - | - | - | - | - | - | - | - | - | 0 | - | - | - | - | - | - | - | - | - | - | - | - | - | - | 0
PG&E GBA | Lakewood | 115 | Lakewood | 115 | - | - | - | - | - | - | - | - | - | - | - | - | - | - | 0 | - | - | - | - | - | - | - | - | - | - | - | - | - | - | 0
PG&E NGBA | Lambie | 230 | Lambie | 230 | - | - | - | - | - | - | - | - | - | - | - | - | - | - | 0 | - | - | - | - | - | - | - | - | - | - | - | - | - | - | 0
PG&E GBA | Lammers | 115 | Lammers | 115 | - | - | - | - | - | - | - | - | - | - | - | - | - | - | 0 | - | - | - | - | - | - | - | - | - | - | - | - | - | - | 0
PG&E KERN | Lamont | 115 | Lamont | 115 | - | 5 | - | - | - | - | - | - | 4 | - | 80 | - | - | - | 1 | - | 5 | - | - | - | - | - | - | 4 | 30 | 170 | - | 55 | - | 1
PG&E FRESNO | Las Aguilas | 230 | Las Aguilas | 230 | - | - | - | - | - | - | - | - | - | - | - | - | - | - | 0 | - | - | - | - | - | - | - | - | - | - | - | - | - | - | 0
EOP | Lathrop | 138 | Lathrop | 138 | - | - | - | - | - | - | - | - | - | - | - | - | - | - | 0 | - | - | - | - | - | - | - | - | - | - | - | - | - | - | 0
EOP | Lathrop | 230 | Lathrop | 230 | - | - | 300 | - | - | - | - | - | - | - | - | - | - | - | 1 | - | - | 300 | - | - | - | - | - | - | 250 | 250 | - | 100 | - | 1
PG&E FRESNO | Le Grand | 115 | Le Grand | 115 | - | - | - | - | - | - | - | - | - | 30 | 75 | - | - | - | 1 | - | - | - | - | - | - | - | - | - | 80 | 205 | - | 30 | - | 1
PG&E FRESNO | Lemoore | 70 | Lemoore | 70 | - | - | - | - | - | - | - | - | - | - | 22 | - | 5 | - | 1 | - | - | - | - | - | - | - | - | - | - | 22 | - | 5 | - | 1
PG&E KERN | Lerdo | 115 | Lerdo | 115 | - | - | - | - | - | - | - | - | - | - | - | - | - | - | 0 | - | - | - | - | - | - | - | - | - | - | - | - | - | - | 0
SCE Metro | Lewis | 230 | Lewis | 230 | - | - | - | - | - | - | - | - | - | - | - | - | - | - | 0 | - | - | - | - | - | - | - | - | - | - | - | - | - | - | 0
SCE Metro | Lighthipe | 230 | Lighthipe | 230 | - | - | - | - | - | - | - | - | - | - | - | - | - | - | 0 | - | - | - | - | - | - | - | - | - | - | - | - | 250 | - | 1
SDGE | Lilac | 69 | Lilac | 69 | - | - | - | - | - | - | - | - | - | - | - | - | - | - | 0 | - | - | - | - | - | - | - | - | - | - | - | - | - | - | 0
PG&E NGBA | Lincoln | 115 | Lincoln | 115 | - | - | - | - | - | - | - | - | - | - | - | - | - | - | 0 | - | - | - | - | - | - | - | - | - | - | - | - | - | - | 0
PG&E KERN | Live Oak | 115 | Live Oak | 115 | - | - | - | - | - | - | - | - | - | - | - | - | - | - | 0 | - | - | - | - | - | - | - | - | - | - | - | - | - | - | 0
PG&E GBA | Llagas | 115 | Llagas | 115 | - | - | - | - | - | - | - | - | - | - | - | - | - | - | 0 | - | - | - | - | - | - | - | - | - | - | 50 | - | 27.2 | - | 1
PG&E GBA | Lockeford | 115 | Lockeford | 115 | - | - | - | - | - | - | - | - | - | - | - | - | - | - | 0 | - | - | - | - | - | - | - | - | - | - | - | - | - | - | 0
PG&E GBA | Lockeford | 230 | Lockeford | 230 | - | - | - | - | - | - | - | - | - | - | - | - | - | - | 0 | - | - | - | - | - | - | - | - | - | - | - | - | - | - | 0
PG&E GBA | Lockeford | 60 | Lockeford | 60 | - | - | - | - | - | - | - | - | - | - | - | - | - | - | 0 | - | - | - | - | - | - | - | - | - | - | - | - | - | - | 0
PG&E GBA | Lodi | 230 | Lodi | 230 | - | - | - | - | - | - | - | - | - | - | - | - | - | - | 0 | - | - | - | - | - | - | - | - | - | - | - | - | - | - | 0
PG&E NGBA | Logan Creek | 230 | Logan Creek | 230 | - | - | - | - | - | - | - | - | - | - | - | - | - | - | 0 | - | - | - | - | - | - | - | - | - | - | - | - | - | - | 0
PG&E GBA | Lone Tree | 230 | Lone Tree | 230 | - | - | - | - | - | - | - | - | 1.8 | - | - | - | - | - | 1 | - | - | - | - | - | - | - | - | 1.8 | - | - | - | - | - | 1
PG&E FRESNO | Los Banos | 230 | Los Banos | 230 | - | - | 110 | - | - | - | - | - | - | 70 | 430 | - | 160 | - | 1 | - | - | 110 | - | - | - | - | - | - | 70 | 430 | - | 160 | - | 1
PG&E FRESNO | Los Banos | 500 | Los Banos | 500 | - | - | - | - | - | - | - | - | - | - | - | - | - | - | 0 | - | - | - | - | - | - | - | - | - | 400 | 500 | - | 200 | - | 1
SDGE | Los Coches | 138 | Los Coches | 138 | - | - | - | - | - | - | - | - | - | - | - | - | - | - | 0 | - | - | - | - | - | - | - | - | - | - | - | - | - | - | 0
SDGE | Los Coches | 69 | Los Coches | 69 | - | - | - | - | - | - | - | - | - | - | - | - | - | - | 0 | - | - | - | - | - | - | - | - | - | - | - | - | - | - | 0
PG&E GBA | Los Esteros | 115 | Los Esteros | 115 | - | - | - | - | - | - | - | - | - | - | - | - | - | - | 0 | - | - | - | - | - | - | - | - | - | - | - | - | - | - | 0
PG&E GBA | Los Esteros | 230 | Los Esteros | 230 | - | - | - | - | - | - | - | - | - | - | - | - | 100 | - | 1 | - | - | - | - | - | - | - | - | - | - | - | - | 100 | - | 1
PG&E GBA | Los Positas | 230 | Los Positas | 230 | - | - | - | - | - | - | - | - | - | - | - | - | - | - | 0 | - | - | - | - | - | - | - | - | - | - | - | - | - | - | 0
PG&E GBA | Los Positas | 60 | Los Positas | 60 | - | - | - | - | - | - | - | - | - | - | - | - | - | - | 0 | - | - | - | - | - | - | - | - | - | - | - | - | - | - | 0
SDGE | Loveland | 69 | Loveland | 69 | - | - | - | - | - | - | - | - | 4 | - | - | - | - | - | 1 | - | - | - | - | - | - | - | - | 4 | - | - | - | - | - | 1
SCE NOL | Lugo | 230 | Lugo | 230 | - | - | - | - | - | - | - | - | - | - | - | - | - | - | 0 | - | - | - | - | - | - | - | - | - | - | - | - | - | - | 0
SCE Metro | Lugo | 500 | Lugo | 500 | 23 | - | - | - | 1750 | - | - | - | - | - | - | - | - | - | 1 | 23 | - | - | - | 1750 | - | - | - | - | - | - | - | - | - | 1
PG&E FRESNO | Madera | 70 | Madera | 70 | - | - | - | - | - | - | - | - | - | - | - | - | - | - | 0 | - | - | - | - | - | - | - | - | - | - | - | - | - | - | 0
PG&E NGBA | Madison | 115 | Madison | 115 | - | - | - | - | - | - | - | - | - | - | - | - | - | - | 0 | - | - | - | - | - | - | - | - | - | - | - | - | - | - | 0
PG&E KERN | Magunden | 115 | Magunden | 115 | - | - | - | - | - | - | - | - | - | - | - | - | - | - | 0 | - | - | - | - | - | - | - | - | - | - | - | - | - | - | 0
SCE Northern | Magunden | 230 | Magunden | 230 | - | - | - | - | - | - | - | - | - | - | - | - | - | - | 0 | - | - | - | - | - | - | - | - | - | - | - | - | - | - | 0
PG&E FRESNO | Malaga | 115 | Malaga | 115 | - | - | - | - | - | - | - | - | - | - | - | - | - | - | 0 | - | - | - | - | - | - | - | - | - | - | - | - | - | - | 0
PG&E NGBA | Malin | 500 | Malin | 500 | - | - | - | - | - | - | - | - | - | - | - | - | - | - | 0 | - | - | - | - | - | - | - | - | - | - | - | - | - | - | 0
SCE Northern | Mandalay | 230 | Mandalay | 230 | - | - | - | - | - | - | - | - | - | - | - | - | - | - | 0 | - | - | - | - | - | - | - | - | - | - | - | - | - | - | 0
PG&E FRESNO | Manning | 230 | Manning | 230 | - | - | - | - | - | - | - | - | - | - | - | - | - | - | 0 | - | - | - | - | - | - | - | - | - | 100 | 400 | - | 100 | - | 1
PG&E FRESNO | Manning | 500 | Manning | 500 | - | - | - | - | - | - | - | - | - | 200 | 500 | - | 260 | - | 1 | - | - | - | - | - | - | - | - | - | 900 | 1100 | - | 545 | - | 1
PG&E GBA | Manteca | 115 | Manteca | 115 | - | - | - | - | - | - | - | - | 1.5 | - | - | - | - | - | 1 | - | - | - | - | - | - | - | - | 1.5 | - | - | - | - | - | 1
SDGE | Margarita | 138 | Margarita | 138 | - | - | - | - | - | - | - | - | - | - | - | - | - | - | 0 | - | - | - | - | - | - | - | - | - | - | - | - | - | - | 0
PG&E GBA | Martin | 230 | Martin | 230 | - | - | - | - | - | - | - | - | - | - | - | - | - | - | 0 | - | - | - | - | - | - | - | - | - | - | - | - | - | - | 0
PG&E GBA | Martin | 115 | Martin | 115 | - | - | - | - | - | - | - | - | - | - | - | - | - | - | 0 | - | - | - | - | - | - | - | - | - | - | - | - | 150 | - | 1
PG&E GBA | Martinez | 115 | Martinez | 115 | - | - | - | - | - | - | - | - | - | - | - | - | - | - | 0 | - | - | - | - | - | - | - | - | - | - | - | - | - | - | 0
PG&E FRESNO | Mc Mullin | 230 | Mc Mullin | 230 | - | - | - | - | - | - | - | - | - | - | - | - | - | - | 0 | - | - | - | - | - | - | - | - | - | 250 | 250 | - | 60 | - | 1
PG&E FRESNO | McCall | 115 | McCall | 115 | - | - | - | - | - | - | - | - | 1.5 | - | - | - | - | - | 1 | - | - | - | - | - | - | - | - | 1.5 | - | - | - | - | - | 1
PG&E FRESNO | McCall | 230 | McCall | 230 | - | - | - | - | - | - | - | - | - | - | - | - | - | - | 0 | - | - | - | - | - | - | - | - | - | - | - | - | - | - | 0
PG&E GBA | Meadow Lane | 115 | Meadow Lane | 115 | - | - | - | - | - | - | - | - | - | - | - | - | - | - | 0 | - | - | - | - | - | - | - | - | - | - | - | - | - | - | 0
PG&E GBA | Melones | 115 | Melones | 115 | - | - | - | - | - | - | - | - | - | - | - | - | - | - | 0 | - | - | - | - | - | - | - | - | - | - | - | - | - | - | 0
PG&E GBA | Melones | 230 | Melones | 230 | - | - | - | - | - | - | - | - | - | - | - | - | - | - | 0 | - | - | - | - | - | - | - | - | - | - | - | - | - | - | 0
SDGE | Melrose | 69 | Melrose | 69 | - | - | - | - | - | - | - | - | - | - | - | - | - | - | 0 | - | - | - | - | - | - | - | - | - | - | - | - | - | - | 0
PG&E NGBA | Mendocino | 115 | Mendocino | 115 | - | - | - | - | - | - | - | - | - | - | - | - | - | - | 0 | - | - | - | - | - | - | - | - | - | - | - | - | - | - | 0
PG&E NGBA | Mendocino | 60 | Mendocino | 60 | - | 3 | - | - | - | - | - | - | - | - | - | - | - | - | 1 | - | 3 | - | - | - | - | - | - | - | - | - | - | - | - | 1
PG&E FRESNO | Mendota | 115 | Mendota | 115 | - | - | - | - | - | - | - | - | - | - | - | - | - | - | 0 | - | - | - | - | - | - | - | - | - | - | - | - | - | - | 0
PG&E GBA | Menlo | 60 | Menlo | 60 | - | - | - | - | - | - | - | - | - | - | - | - | - | - | 0 | - | - | - | - | - | - | - | - | - | - | - | - | - | - | 0
PG&E FRESNO | Merced | 115 | Merced | 115 | - | - | - | - | - | - | - | - | 4 | - | - | - | - | - | 1 | - | - | - | - | - | - | - | - | 4 | - | - | - | - | - | 1
EOP | Mercury | 138 | Mercury | 138 | - | - | - | - | - | - | - | - | - | - | - | - | - | - | 0 | - | - | - | - | - | - | - | - | - | - | - | - | - | - | 0
PG&E FRESNO | Mercy Springs | 70 | Mercy Springs | 70 | - | 2 | - | - | - | - | - | - | - | - | - | - | - | - | 1 | - | 2 | - | - | - | - | - | - | - | - | - | - | - | - | 1
PG&E NGBA | Meridian | 60 | Meridian | 60 | - | - | - | - | - | - | - | - | - | - | - | - | - | - | 0 | - | - | - | - | - | - | - | - | - | - | - | - | - | - | 0
PG&E KERN | Mesa (PGE) | 115 | Mesa (PGE) | 115 | - | - | - | - | - | - | - | - | - | - | - | - | - | - | 0 | - | - | - | - | - | - | - | - | - | - | - | - | - | - | 0
PG&E KERN | Mesa (PGE) | 230 | Mesa (PGE) | 230 | - | - | - | - | - | - | - | - | - | - | - | - | - | - | 0 | - | - | - | - | - | - | - | - | - | - | - | - | - | - | 0
SCE Metro | Mesa (SCE) | 230 | Mesa (SCE) | 230 | - | - | - | - | - | - | - | - | - | - | - | - | - | - | 0 | - | - | - | - | - | - | - | - | - | - | - | - | - | - | 0
SCE Metro | Mesa (SCE) | 500 | Mesa (SCE) | 500 | - | - | - | - | - | - | - | - | - | - | - | - | - | - | 0 | - | - | - | - | - | - | - | - | - | - | - | - | - | - | 0
SDGE | Mesa Heights | 69 | Mesa Heights | 69 | - | - | - | - | - | - | - | - | - | - | - | - | - | - | 0 | - | - | - | - | - | - | - | - | - | - | - | - | - | - | 0
PG&E GBA | Metcalf | 115 | Metcalf | 115 | - | - | - | - | - | - | - | - | - | - | - | - | - | - | 0 | - | - | - | - | - | - | - | - | - | - | - | - | - | - | 0
PG&E GBA | Metcalf | 230 | Metcalf | 230 | - | - | - | - | - | - | - | - | - | - | - | - | 101.08 | - | 1 | - | - | - | - | - | - | - | - | - | - | - | - | 251.08 | - | 1
PG&E GBA | Metcalf | 500 | Metcalf | 500 | - | - | - | - | - | - | - | - | - | - | - | - | - | - | 0 | - | - | - | - | - | - | - | - | - | - | - | - | - | - | 0
PG&E KERN | Midway | 115 | Midway | 115 | - | - | - | - | - | - | - | - | - | 205 | 180 | - | 60 | - | 1 | - | - | - | - | - | - | - | - | - | 205 | 180 | - | 60 | - | 1
PG&E KERN | Midway | 230 | Midway | 230 | - | - | - | - | - | - | - | - | - | - | - | - | - | - | 0 | - | - | - | - | - | - | - | - | - | - | - | - | - | - | 0
PG&E KERN | Midway | 500 | Midway | 500 | - | - | - | - | - | - | - | - | - | 200 | 450 | - | 175 | - | 1 | - | - | - | - | - | - | - | - | - | 450 | 1000 | - | 425 | - | 1
SDGE | Miguel | 230 | Miguel | 230 | - | - | - | - | - | - | - | - | - | - | - | - | - | - | 0 | - | - | - | - | - | - | - | - | - | - | - | - | - | - | 0
SDGE | Miguel | 500 | Miguel | 500 | - | - | - | - | - | - | - | - | - | - | - | - | - | - | 0 | - | - | - | - | - | - | - | - | - | - | - | - | - | - | 0
SDGE | Miguel | 69 | Miguel | 69 | - | - | - | - | - | - | - | - | - | - | - | - | - | - | 0 | - | - | - | - | - | - | - | - | - | - | - | - | - | - | 0
PG&E GBA | Millbrae | 115 | Millbrae | 115 | - | - | - | - | - | - | - | - | 3.5 | - | - | - | - | - | 1 | - | - | - | - | - | - | - | - | 3.5 | - | - | - | - | - | 1
PG&E GBA | Miller | 115 | Miller | 115 | - | - | - | - | - | - | - | - | - | - | - | - | - | - | 0 | - | - | - | - | - | - | - | - | - | - | - | - | - | - | 0
SCE Metro | Mira Loma | 230 | Mira Loma | 230 | - | - | - | - | - | - | - | - | - | - | - | - | - | - | 0 | - | - | - | - | - | - | - | - | - | - | - | - | 100 | - | 1
SCE Metro | Mira Loma | 500 | Mira Loma | 500 | - | - | - | - | - | - | - | - | - | - | - | - | - | - | 0 | - | - | - | - | - | - | - | - | - | - | - | - | - | - | 0
SCE Eastern | Mirage | 115 | Mirage | 115 | - | - | - | - | - | - | - | - | - | - | - | - | - | - | 0 | - | - | - | - | - | - | - | - | - | - | - | - | - | - | 0
SCE Eastern | Mirage | 230 | Mirage | 230 | 500 | - | - | - | - | - | - | - | - | - | - | - | - | - | 1 | 500 | - | - | - | - | - | - | - | - | - | - | - | - | - | 1
SDGE | Mission | 138 | Mission | 138 | - | - | - | - | - | - | - | - | - | - | - | - | - | - | 0 | - | - | - | - | - | - | - | - | - | - | - | - | - | - | 0
SDGE | Mission | 230 | Mission | 230 | - | - | - | - | - | - | - | - | - | - | - | - | - | - | 0 | - | - | - | - | - | - | - | - | - | - | - | - | - | - | 0
SDGE | Mission | 69 | Mission | 69 | - | - | - | - | - | - | - | - | - | - | - | - | - | - | 0 | - | - | - | - | - | - | - | - | - | - | - | - | - | - | 0
PG&E GBA | Mi-Wuk | 115 | Mi-Wuk | 115 | - | - | - | - | - | - | - | - | - | - | - | - | - | - | 0 | - | - | - | - | - | - | - | - | - | - | - | - | - | - | 0
EOP | Mohave | 500 | Mohave | 500 | - | - | 492 | 126.5 | - | - | - | - | - | - | 587 | - | 150 | - | 1 | - | - | 492 | 126.5 | - | - | - | - | - | 100 | 887 | - | 275 | - | 1
PG&E NGBA | Monroe | 115 | Monroe | 115 | - | - | - | - | - | - | - | - | - | - | - | - | - | - | 0 | - | - | - | - | - | - | - | - | - | - | - | - | - | - | 0
SDGE | Monserate | 69 | Monserate | 69 | - | - | - | - | - | - | - | - | - | - | - | - | - | - | 0 | - | - | - | - | - | - | - | - | - | - | - | - | - | - | 0
PG&E GBA | Monta Vista | 115 | Monta Vista | 115 | - | - | - | - | - | - | - | - | - | - | - | - | - | - | 0 | - | - | - | - | - | - | - | - | - | - | - | - | - | - | 0
PG&E GBA | Monta Vista | 230 | Monta Vista | 230 | - | - | - | - | - | - | - | - | - | - | - | - | - | - | 0 | - | - | - | - | - | - | - | - | - | - | - | - | - | - | 0
PG&E GBA | Monta Vista | 60 | Monta Vista | 60 | - | - | - | - | - | - | - | - | - | - | - | - | - | - | 0 | - | - | - | - | - | - | - | - | - | - | - | - | - | - | 0
PG&E NGBA | Monticello | 115 | Monticello | 115 | - | - | - | - | - | - | - | - | - | - | - | - | - | - | 0 | - | - | - | - | - | - | - | - | - | - | - | - | - | - | 0
SCE Northern | Moorpark | 230 | Moorpark | 230 | - | - | - | - | - | - | - | - | - | - | - | - | - | - | 0 | - | - | - | - | - | - | - | - | - | - | - | - | 150 | - | 1
SCE Northern | Moorpark | 66 | Moorpark | 66 | - | - | - | - | - | - | - | - | - | - | - | - | - | - | 0 | - | - | - | - | - | - | - | - | - | - | - | - | - | - | 0
PG&E GBA | Moraga | 115 | Moraga | 115 | - | - | - | - | - | - | - | - | - | - | - | - | - | - | 0 | - | - | - | - | - | - | - | - | - | - | - | - | - | - | 0
PG&E GBA | Moraga | 230 | Moraga | 230 | - | - | - | - | - | - | - | - | - | - | - | - | - | - | 0 | - | - | - | - | - | - | - | - | - | - | - | - | - | - | 0
PG&E GBA | Morgan Hill | 115 | Morgan Hill | 115 | - | - | - | - | - | - | - | - | - | - | - | - | - | - | 0 | - | - | - | - | - | - | - | - | - | - | - | - | - | - | 0
PG&E KERN | Morro Bay | 115 | Morro Bay | 115 | - | - | - | - | - | - | - | - | - | - | - | - | - | - | 0 | - | - | - | - | - | - | - | - | - | - | - | - | - | - | 0
PG&E KERN | Morro Bay | 230 | Morro Bay | 230 | - | - | - | - | - | - | - | - | - | - | - | - | - | - | 0 | - | - | - | - | - | - | - | - | - | - | - | - | - | - | 0
PG&E KERN | Morro Bay | 500 | Morro Bay | 500 | - | - | - | - | - | - | - | - | - | - | - | - | - | - | 0 | - | - | - | - | - | - | - | - | - | - | - | - | - | - | 0
PG&E GBA | Moss Landing | 115 | Moss Landing | 115 | - | - | - | - | - | - | - | - | - | - | - | - | - | - | 0 | - | - | - | - | - | - | - | - | - | - | - | - | - | - | 0
PG&E GBA | Moss Landing | 230 | Moss Landing | 230 | - | - | - | - | - | - | - | - | - | - | - | - | - | - | 0 | - | - | - | - | - | - | - | - | - | - | - | - | - | - | 0
PG&E GBA | Moss Landing | 500 | Moss Landing | 500 | - | - | - | - | - | - | - | - | - | - | - | - | - | - | 0 | - | - | - | - | - | - | - | - | - | - | - | - | 400 | - | 1
EOP | Mountain Pass | 115 | Mountain Pass | 115 | - | - | - | - | - | - | - | - | - | - | - | - | - | - | 0 | - | - | - | - | - | - | - | - | - | - | - | - | - | - | 0
PG&E GBA | Mountain View | 115 | Mountain View | 115 | - | - | - | - | - | - | - | - | - | - | - | - | - | - | 0 | - | - | - | - | - | - | - | - | - | - | - | - | - | - | 0
PG&E GBA | Mt Eden | 115 | Mt Eden | 115 | - | - | - | - | - | - | - | - | - | - | - | - | - | - | 0 | - | - | - | - | - | - | - | - | - | - | - | - | - | - | 0
PG&E KERN | Mt Poso | 115 | Mt Poso | 115 | - | - | - | - | - | - | - | - | - | - | - | - | - | - | 0 | - | - | - | - | - | - | - | - | - | - | - | - | - | - | 0
SDGE | Murray | 69 | Murray | 69 | - | - | - | - | - | - | - | - | - | - | - | - | - | - | 0 | - | - | - | - | - | - | - | - | - | - | - | - | - | - | 0
PG&E FRESNO | Mustang | 230 | Mustang | 230 | - | - | - | - | - | - | - | - | - | 25 | 175 | - | 60 | - | 1 | - | - | - | - | - | - | - | - | - | 125 | 425 | - | 150 | - | 1
SCE Northern | Neenach | 66 | Neenach | 66 | - | - | - | - | - | - | - | - | - | - | - | - | - | - | 0 | - | - | - | - | - | - | - | - | - | - | - | - | - | - | 0